## Cover
Investment Case Workbook - Factory A Vietnam ESCO E2E
ESCO discount-to-EVN tariff (behind-the-meter) · prepared 2026-07-09 · OPTIMIZEW dispatch + proforma_vietnam financial engine
OPTIMIZEW run UUID: 554ee85a-6f3c-4077-8dcb-0145406d4e6e
Model validation status | ALL CHECKS PASS | Live tie-out of every Excel-derived metric against the engine
Colour legend
Hardcoded input / engine output | Case file terms, OPTIMIZEW dispatch results, 8760-h settlement totals, tie-out references
Live Excel formula (white) | Everything derivable is a formula - trace with Excel's formula auditing tools
PASS / REVIEW check cell | Excel-vs-engine tie-out at stated tolerances
Contents
Executive Summary | Headline KPIs for both counterparties
Assumptions | Every case input & contract term with unit, source and named cell
Model Basis | Methodology, settlement math, simplifications register
Pro Forma (Audit) | Full cash flow rebuilt with live formulas + engine tie-out
FX Sensitivity | USD returns under VND depreciation (editable)
Buyer Analysis | Offtaker savings vs business-as-usual
Developer Returns | Sources & uses, coverage, equity cash flow
Technical Results | System sizing, year-1 energy balance, bill comparison
Dispatch Profile | 8760-h dispatch incl. original PV generation; chart shows the peak-load week
Load Duration | Load and net-load duration curves
Prepared for investment and lending review. Figures are model outputs, not offers; OPTIMIZEW sizing is optimizer output and may shift with solver versions.
Regenerate offline anytime: python -m proforma_vietnam.rebuild_report --case-dir <case>.

## Executive Summary
Investment & PPA Negotiation Summary - Factory A Vietnam ESCO E2E
ESCO discount-to-EVN tariff (behind-the-meter) · prepared 2026-07-09 · OPTIMIZEW dispatch + proforma_vietnam financial model
Project & System
PV Size (kW) | 5943.6183
Battery Power (kW) | 1799.38
Battery Energy (kWh) | 10823.88
Total Investment (USD) | 4295752.784
Contract Terms
ESCO Energy Price (fraction of EVN tariff) | 90%
Demand Savings Share to ESCO | 80%
Analysis Period (Years) | 25
Developer (Seller) Returns
Equity IRR | 13.35%
Project IRR | 11.5%
NPV (USD) | 751278.8604 | At owner discount rate
Minimum DSCR (debt years) | 1.0122 | Lender covenant view
Average DSCR | 1.1671
Simple Payback (Years) | 12.7365
Equity Investment (USD) | 1288725.8352
Debt Principal (USD) | 3007026.9488
Buyer (Offtaker) Outcome
Year 1 BAU Cost (USD) | 769044.53
Year 1 Cost With Project (USD) | 711937.2944
Year 1 Buyer Savings (USD) | 57107.2356
Year 1 Savings (% of BAU) | 7.426%
First 10 Years Buyer Savings (USD) | 669328.535 | Cumulative, years 1-10
First 10 Years Savings (% of BAU) | 7.249%
Lifetime Buyer Savings (USD) | 2218410.6552 | Sum over analysis period
Lifetime Savings (% of BAU) | 6.927%
Model Basis & Conventions
• ESCO is paid a discount to the time-specific EVN tariff for project-served energy.
• PV degradation, O&M escalation and battery replacement (OPTIMIZEW schedule) are applied across the analysis period.
• PV straight-line depreciation over 20 years (Circular 45/2013/TT-BTC permits 7-20 years for generating equipment).
• Vietnam CIT: 4-year exemption + 9-year 50% reduction from first profitable year; 5-year tax-loss carryforward.
• All USD figures at the fixed contract exchange rate (see Assumptions); FX drift between VND revenue and USD reporting is quantified on the FX Sensitivity sheet.

## Assumptions
Assumptions & Model Inputs
Shaded cells are hardcoded inputs (case file or engine output); named cells drive every formula on the Pro Forma (Audit) sheet.
Project & Run
Case name | Factory A Vietnam ESCO E2E |  | case.json
Financing structure | ESCO discount-to-EVN (behind-the-meter) |  | proforma_vietnam.structures
OPTIMIZEW run UUID | 554ee85a-6f3c-4077-8dcb-0145406d4e6e |  | OPTIMIZEW API
Report prepared | 2026-07-09
Analysis period | 25 | years | case.json financial.analysis_years
Tariff year | 2025 |  | case.json tariff.year
Voltage level | 22-110kV |  | case.json tariff.voltage_level
TOU schedule | decision_963 |  | case.json tariff.tou_schedule
Site & Load Profile (case.json)
Latitude | 10.8231 | deg | case.json site.latitude
Longitude | 106.6297 | deg | case.json site.longitude
Load profile file | Sample Load Profile/Emivest_clean.csv |  | case.json load_profile.path (8760 hourly kW)
Load year | 2025 |  | case.json load_profile.year
PV Technology (case.json)
PV minimum size | 0 | kW | case.json technologies.pv.min_kw
PV maximum size | 10000 | kW | case.json technologies.pv.max_kw
PV installed cost | 480 | USD/kW | case.json technologies.pv.installed_cost_per_kw
PV O&M cost | 6 | USD/kW/yr | case.json technologies.pv.om_cost_per_kw
PV degradation (case input) | 0.5% | per year | case.json technologies.pv.degradation_fraction
PVWatts tilt | 10 |  | case.json technologies.pv.pvwatts (production factor inputs)
PVWatts azimuth | 180 |  | case.json technologies.pv.pvwatts (production factor inputs)
PVWatts array_type | 1 |  | case.json technologies.pv.pvwatts (production factor inputs)
PVWatts module_type | 0 |  | case.json technologies.pv.pvwatts (production factor inputs)
PVWatts losses | 14 |  | case.json technologies.pv.pvwatts (production factor inputs)
PVWatts dc_ac_ratio | 1.2 |  | case.json technologies.pv.pvwatts (production factor inputs)
Storage Technology (case.json)
Storage minimum power | 0 | kW | case.json technologies.storage.min_kw
Storage maximum power | 5000 | kW | case.json technologies.storage.max_kw
Storage minimum energy | 0 | kWh | case.json technologies.storage.min_kwh
Storage maximum energy | 20000 | kWh | case.json technologies.storage.max_kwh
Storage cost per kW | 80 | USD/kW | case.json technologies.storage.installed_cost_per_kw
Storage cost per kWh | 120 | USD/kWh | case.json technologies.storage.installed_cost_per_kwh
Storage fixed cost | 0 | USD | case.json technologies.storage.installed_cost_constant
Replacement cost per kW | 80 | USD/kW | case.json technologies.storage.replace_cost_per_kw
Replacement cost per kWh | 100 | USD/kWh | case.json technologies.storage.replace_cost_per_kwh
Replacement fixed cost | 0 | USD | case.json technologies.storage.replace_cost_constant
Inverter replacement year | 10 | year | case.json technologies.storage.inverter_replacement_year
Battery replacement year | 11 | year | case.json technologies.storage.battery_replacement_year
Fixed-cost replacement year | 10 | year | case.json technologies.storage.cost_constant_replacement_year
O&M (fraction of installed cost) | 1% | per year | case.json technologies.storage.om_cost_fraction_of_installed_cost
Currency & FX
Model currency | USD |  | EVN tariff converted VND→USD before OPTIMIZEW; see Model Basis
Contract exchange rate | 26300 | VND per USD | case.json tariff.exchange_rate_vnd_per_usd
FX treatment | Held flat over the analysis period |  | Simplification - see FX Sensitivity sheet
Capital Costs
PV capex | 2852936.784 | USD | OPTIMIZEW PV size_kw × installed_cost_per_kw
BESS capex | 1442816 | USD | OPTIMIZEW ElectricStorage initial_capital_cost
Other capex | 0 | USD | case.json (developer overrides)
Total investment | 4295752.784 | USD | Formula: PV + BESS + Other
Operating Costs
Year-1 O&M | 50089.8731 | USD/yr | OPTIMIZEW Financial.year_one_om_costs_before_tax
O&M escalation | 3% | per year | vietnam_defaults.json / case.json financial.om_escalation_rate
Battery replacement year | 11 | year | case.json technologies.storage.battery_replacement_year
Tariff & Escalation
EVN energy escalation | 4% | per year | case.json tariff.evn_energy_escalation_rate
EVN capacity (demand) escalation | 4% | per year | case.json tariff.evn_capacity_escalation_rate
PV degradation | 0.5% | per year | OPTIMIZEW PV.degradation_fraction
Tariff currency fed to OPTIMIZEW | USD |  | case.json tariff.currency
Two-component tariff pilot | FALSE | yes/no | case.json tariff.two_component_pilot_enabled
Contract Terms
ESCO energy price (fraction of EVN tariff) | 90% | fraction | case.json esco_contract.esco_energy_discount_fraction
Demand savings share to ESCO | 80% | fraction | case.json esco_contract.demand_savings_esco_share
Grid charging enabled | FALSE | yes/no | case.json esco_contract.grid_charging_enabled
Financing
Debt fraction | 70% | of total capex | vietnam_defaults.json / case.json financial.debt_fraction
Debt interest rate | 8.5% | per year | vietnam_defaults.json / case.json financial.debt_interest_rate_fraction
Debt term | 10 | years | vietnam_defaults.json / case.json financial.debt_term_years
Debt principal | 3007026.9488 | USD | Formula: total investment × debt fraction
Equity investment | 1288725.8352 | USD | Formula: total investment − debt
Annual debt payment (level) | 458294.0765 | USD/yr | Standard annuity over the debt term
Owner discount rate | 10% | per year | case.json financial.owner_discount_rate_fraction
Tax & Depreciation (Vietnam)
CIT regime | Standard + holiday (conservative ESCO default) |  | proforma_vietnam.cash_flow (structure-dependent; explicit override wins)
CIT standard rate | 20% | of taxable income | Law 67/2025/QH15; vietnam_defaults.json
CIT holiday | 4 | years | Law 67/2025 (from first profitable year); Circular 78/2014 Art. 18 shape
CIT reduced-rate period | 9 | years | Law 67/2025; Circular 78/2014 Art. 18 shape
CIT reduction during period | 50% | of applicable base rate | Law 67/2025 (50% of base rate)
Tax-loss carryforward limit | 5 | years | Law 67/2025; Circular 78/2014 Art. 9 shape
Incentive clock cap | 4 | year (latest start) | Law 67/2025; Circular 78/2014 Art. 18 shape
PV depreciation (straight-line) | 20 | years | Circular 45/2013/TT-BTC (7–20 yr band)
BESS depreciation (straight-line) | 8 | years | Circular 45/2013/TT-BTC
Year-1 Engine Outputs (hardcoded - dispatch × tariff, not derivable in-sheet)
Year-1 BAU EVN bill | 769044.53 | USD | OPTIMIZEW ElectricTariff.year_one_bill_before_tax_bau
Year-1 optimized EVN bill | 197972.32 | USD | OPTIMIZEW ElectricTariff.year_one_bill_before_tax
Year-1 BAU demand charge | 0 | USD | OPTIMIZEW year_one_demand_cost_before_tax_bau
Year-1 optimized demand charge | 0 | USD | OPTIMIZEW year_one_demand_cost_before_tax
Year-1 demand savings base | 0 | USD | max(BAU − optimized demand charge, 0)
Year-1 served-energy retail value | 571072.1938 | USD | Σ project-served kWh × EVN TOU rate (8760 h)
Year-1 ESCO energy revenue base | 513964.9744 | USD | Σ served kWh × EVN TOU rate × ESCO discount
Year-1 grid arbitrage base | 0 | USD | OPTIMIZEW net grid arbitrage × ESCO share
Other Assumptions (assumptions.json echo)
rate_vintage_source | EVN retail electricity tariff, Decision 1279/QD-BCT dated 2025-05-09 |  | assumptions.json
rate_vintage_year | 2025 |  | assumptions.json

## Model Basis
Model Basis, Conventions & Simplifications
1. Model architecture
• OPTIMIZEW (NLR optimization engine) selects PV/BESS sizing and hourly dispatch against the EVN time-of-use tariff over an 8760-hour year.
• proforma_vietnam post-processes the OPTIMIZEW run: an hourly ND57/2025 DPPA settlement layer (when applicable) and a 25-year developer cash flow with Vietnam tax and debt.
• This workbook is generated from that engine. The Pro Forma (Audit) sheet re-derives the full cash flow with live Excel formulas from the named inputs on the Assumptions sheet; the Checks block ties every metric back to the engine (PASS/REVIEW).
2. Currency & FX
• All money flows are computed in USD at the fixed contract rate (26,300 VND/USD).
• Underlying revenue is VND-denominated (EVN tariff, FMP market, DPPA fees). Holding FX flat for the analysis period is a simplification: the FX Sensitivity sheet quantifies USD-reported returns under 0-3%/yr VND depreciation.
• Sheets that show VND amounts (Hourly/Monthly Settlement, DPPA fee inputs) are VND-native regulatory quantities, not conversions.
• Debt is assumed VND-denominated (local bank), so DSCR is FX-neutral.
3. Settlement math - ESCO discount-to-EVN
• The ESCO is paid a contracted fraction of the time-specific EVN tariff for project-served energy (PV→load, plus battery→load when the battery cannot grid-charge).
• Demand-charge savings vs BAU are split between ESCO and offtaker at the contracted share.
• Year-1 revenue is computed from the 8760-hour OPTIMIZEW dispatch × TOU rates; later years scale by EVN escalation and PV degradation factors shown on the Pro Forma (Audit) sheet.
4. Multi-year mechanics
• PV degradation compounds on generation-linked terms; energy lost to degradation is repurchased from EVN at retail (added to the buyer's residual bill / C_BL).
• O&M escalates at its own rate; battery replacement is booked in the configured year at OPTIMIZEW replacement unit costs.
• Debt: level-payment annuity over the debt term (interest + principal split per the Debt Schedule block).
• CIT regime: standard rate with holiday (Law 67/2025; legacy Circular 78/2014 shape) - 20% base rate throughout. Conservative default for a service ESCO, whose RE-producer status is a legal question; grandfathered projects keep old-law incentives. The 4-year exemption and 9-year 50%-reduction periods count from the first profitable year, no later than year 4; the 50% reduction applies to the then-applicable base rate. Tax losses carry forward at most 5 consecutive years, consumed FIFO - the carryforward schedule is fully visible on the Pro Forma sheet.
• Straight-line depreciation: PV over the configured life within the 7-20y band of Circular 45/2013/TT-BTC; BESS over its own life.
• Battery replacement is CAPITALIZED, not expensed (VAS / Circular 45/2013): each replacement battery is a fixed asset depreciated straight-line over the 8-year BESS class life from its in-service (replacement) year, with each replacement year carrying its own schedule. The replacement cash outflow is unchanged - only the CIT deduction timing shifts from a single full deduction to the depreciation stream.
5. Simplifications register (disclosed for audit)
• Fixed FX over the analysis period - quantified on the FX Sensitivity sheet.
• Battery replacement depreciation is truncated at the analysis horizon: charges beyond the final year are simply not taken and the undepreciated remainder is not written off (no terminal disposal/salvage of the replaced or residual battery is modelled).
• VAT is out of scope (pass-through assumed for both parties).
• No working-capital, DSRA, or terminal/residual value is modelled.
• A single dispatch year (8760 h) is escalated; no re-dispatch in later years.
• OPTIMIZEW sizing is optimizer output and can vary slightly between solver versions; the financial post-processing is deterministic given results.json.
6. How to validate this workbook
• 1) Assumptions sheet: confirm every shaded input against the case file / contract term sheet.
• 2) Pro Forma (Audit): trace any line - formulas reference named cells (e.g. ESC_ENERGY, DEBT_RATE) and prior rows only.
• 3) Checks block: every metric shows Excel vs engine with PASS/REVIEW at stated tolerances (amounts $1, rates 5 bp, DSCR 0.005, payback 0.05 yr).
• 4) FX Sensitivity: rate cells are editable; Excel recomputes IRR/NPV live.
• 5) Technical sheets (Technical Results, Dispatch Profile, Load Duration, Settlement) are engine output for record. The Dispatch sheet's PV production factor (kWh/kW, PVWatts-derived) is the hourly solar-resource signal - OPTIMIZEW does not persist raw irradiance.
7. Key references
• ND57/2025 (DPPA decree) Art. 14-18 - settlement chain and eligibility.
• NSMO/CD7 simulation examples - k price-only conversion (Ví dụ 1), CfD cap on matched volume (Ví dụ 4).
• Law 67/2025/QH15 + Decree 320/2025/NĐ-CP - CIT rates, RE-producer preferential incentive, holiday & loss carryforward (legacy Circular 78/2014 Art. 9, 18 shape kept for the standard regime).
• Circular 45/2013/TT-BTC - fixed-asset depreciation bands.
• EVN retail tariff (current & QĐ963 TOU structures) as configured in the case file.

## Pro Forma (Audit)
Pro Forma (Audit) - every white cell is a live Excel formula
Shaded cells are hardcoded engine outputs (OPTIMIZEW dispatch / 8760-h settlement / tie-out reference). All other cells derive from the named cells on the Assumptions sheet. Currency: USD at the fixed contract FX rate.
TIMELINE & INDEXATION
Year | index | 0 | 1 | 2 | 3 | 4 | 5 | 6 | 7 | 8 | 9 | 10 | 11 | 12 | 13 | 14 | 15 | 16 | 17 | 18 | 19 | 20 | 21 | 22 | 23 | 24 | 25
EVN energy escalation factor | index |  | 1 | 1.04 | 1.0816 | 1.1249 | 1.1699 | 1.2167 | 1.2653 | 1.3159 | 1.3686 | 1.4233 | 1.4802 | 1.5395 | 1.601 | 1.6651 | 1.7317 | 1.8009 | 1.873 | 1.9479 | 2.0258 | 2.1068 | 2.1911 | 2.2788 | 2.3699 | 2.4647 | 2.5633
EVN capacity escalation factor | index |  | 1 | 1.04 | 1.0816 | 1.1249 | 1.1699 | 1.2167 | 1.2653 | 1.3159 | 1.3686 | 1.4233 | 1.4802 | 1.5395 | 1.601 | 1.6651 | 1.7317 | 1.8009 | 1.873 | 1.9479 | 2.0258 | 2.1068 | 2.1911 | 2.2788 | 2.3699 | 2.4647 | 2.5633
O&M escalation factor | index |  | 1 | 1.03 | 1.0609 | 1.0927 | 1.1255 | 1.1593 | 1.1941 | 1.2299 | 1.2668 | 1.3048 | 1.3439 | 1.3842 | 1.4258 | 1.4685 | 1.5126 | 1.558 | 1.6047 | 1.6528 | 1.7024 | 1.7535 | 1.8061 | 1.8603 | 1.9161 | 1.9736 | 2.0328
PV degradation factor | index |  | 1 | 0.995 | 0.99003 | 0.98507 | 0.98015 | 0.97525 | 0.97037 | 0.96552 | 0.96069 | 0.95589 | 0.95111 | 0.94635 | 0.94162 | 0.93691 | 0.93223 | 0.92757 | 0.92293 | 0.91832 | 0.91372 | 0.90916 | 0.90461 | 0.90009 | 0.89559 | 0.89111 | 0.88665
REVENUE (USD)
ESCO energy revenue (discount-to-EVN) | USD |  | 513964.9744 | 531850.9555 | 550359.3687 | 569511.8748 | 589330.888 | 609839.6029 | 631062.0211 | 653022.9794 | 675748.1791 | 699264.2158 | 723598.6105 | 748779.8421 | 774837.3806 | 801801.7215 | 829704.4214 | 858578.1352 | 888456.6543 | 919374.9459 | 951369.194 | 984476.842 | 1018736.6361 | 1054188.671 | 1090874.4368 | 1128836.8672 | 1168120.3901
Demand charge savings (total) | USD |  | 0 | 0 | 0 | 0 | 0 | 0 | 0 | 0 | 0 | 0 | 0 | 0 | 0 | 0 | 0 | 0 | 0 | 0 | 0 | 0 | 0 | 0 | 0 | 0 | 0
ESCO share of demand savings | USD |  | 0 | 0 | 0 | 0 | 0 | 0 | 0 | 0 | 0 | 0 | 0 | 0 | 0 | 0 | 0 | 0 | 0 | 0 | 0 | 0 | 0 | 0 | 0 | 0 | 0
Grid arbitrage revenue | USD |  | 0 | 0 | 0 | 0 | 0 | 0 | 0 | 0 | 0 | 0 | 0 | 0 | 0 | 0 | 0 | 0 | 0 | 0 | 0 | 0 | 0 | 0 | 0 | 0 | 0
Total developer revenue | USD |  | 513964.9744 | 531850.9555 | 550359.3687 | 569511.8748 | 589330.888 | 609839.6029 | 631062.0211 | 653022.9794 | 675748.1791 | 699264.2158 | 723598.6105 | 748779.8421 | 774837.3806 | 801801.7215 | 829704.4214 | 858578.1352 | 888456.6543 | 919374.9459 | 951369.194 | 984476.842 | 1018736.6361 | 1054188.671 | 1090874.4368 | 1128836.8672 | 1168120.3901
OPERATING COSTS (USD)
O&M | USD |  | 50089.8731 | 51592.5693 | 53140.3464 | 54734.5568 | 56376.5935 | 58067.8913 | 59809.928 | 61604.2258 | 63452.3526 | 65355.9232 | 67316.6009 | 69336.0989 | 71416.1819 | 73558.6673 | 75765.4274 | 78038.3902 | 80379.5419 | 82790.9282 | 85274.656 | 87832.8957 | 90467.8825 | 93181.919 | 95977.3766 | 98856.6979 | 101822.3988
Battery replacement (engine schedule) | USD |  | 0 | 0 | 0 | 0 | 0 | 0 | 0 | 0 | 0 | 0 | 1226338.4 | 0 | 0 | 0 | 0 | 0 | 0 | 0 | 0 | 0 | 0 | 0 | 0 | 0 | 0
EBITDA | USD |  | 463875.1013 | 480258.3862 | 497219.0224 | 514777.318 | 532954.2945 | 551771.7116 | 571252.0931 | 591418.7536 | 612295.8265 | 633908.2925 | -570056.3904 | 679443.7432 | 703421.1987 | 728243.0541 | 753938.994 | 780539.745 | 808077.1124 | 836584.0177 | 866094.538 | 896643.9463 | 928268.7535 | 961006.752 | 994897.0602 | 1029980.1693 | 1066297.9913
DEBT SCHEDULE (USD)
Opening debt balance | USD |  | 3007026.9488 | 2804330.163 | 2584404.1504 | 2345784.4267 | 2086882.0265 | 1805972.9223 | 1501186.5442 | 1170493.324 | 811691.18 | 422390.8539 | 0 | 0 | 0 | 0 | 0 | 0 | 0 | 0 | 0 | 0 | 0 | 0 | 0 | 0 | 0
Interest | USD |  | 255597.2906 | 238368.0639 | 219674.3528 | 199391.6763 | 177384.9723 | 153507.6984 | 127600.8563 | 99491.9325 | 68993.7503 | 35903.2226 | 0 | 0 | 0 | 0 | 0 | 0 | 0 | 0 | 0 | 0 | 0 | 0 | 0 | 0 | 0
Principal repayment | USD |  | 202696.7858 | 219926.0126 | 238619.7237 | 258902.4002 | 280909.1042 | 304786.3781 | 330693.2202 | 358802.1439 | 389300.3262 | 422390.8539 | 0 | 0 | 0 | 0 | 0 | 0 | 0 | 0 | 0 | 0 | 0 | 0 | 0 | 0 | 0
Debt service | USD |  | 458294.0765 | 458294.0765 | 458294.0765 | 458294.0765 | 458294.0765 | 458294.0765 | 458294.0765 | 458294.0765 | 458294.0765 | 458294.0765 | 0 | 0 | 0 | 0 | 0 | 0 | 0 | 0 | 0 | 0 | 0 | 0 | 0 | 0 | 0
Closing debt balance | USD |  | 2804330.163 | 2584404.1504 | 2345784.4267 | 2086882.0265 | 1805972.9223 | 1501186.5442 | 1170493.324 | 811691.18 | 422390.8539 | 0 | 0 | 0 | 0 | 0 | 0 | 0 | 0 | 0 | 0 | 0 | 0 | 0 | 0 | 0 | 0
DEPRECIATION & VIETNAM CIT (USD)
PV depreciation (straight-line) | USD |  | 142646.8392 | 142646.8392 | 142646.8392 | 142646.8392 | 142646.8392 | 142646.8392 | 142646.8392 | 142646.8392 | 142646.8392 | 142646.8392 | 142646.8392 | 142646.8392 | 142646.8392 | 142646.8392 | 142646.8392 | 142646.8392 | 142646.8392 | 142646.8392 | 142646.8392 | 142646.8392 | 0 | 0 | 0 | 0 | 0
BESS depreciation (straight-line) | USD |  | 180352 | 180352 | 180352 | 180352 | 180352 | 180352 | 180352 | 180352 | 0 | 0 | 0 | 0 | 0 | 0 | 0 | 0 | 0 | 0 | 0 | 0 | 0 | 0 | 0 | 0 | 0
Replacement depreciation (in-service yr 11) | USD |  | 0 | 0 | 0 | 0 | 0 | 0 | 0 | 0 | 0 | 0 | 153292.3 | 153292.3 | 153292.3 | 153292.3 | 153292.3 | 153292.3 | 153292.3 | 153292.3 | 0 | 0 | 0 | 0 | 0 | 0 | 0
Total depreciation | USD |  | 322998.8392 | 322998.8392 | 322998.8392 | 322998.8392 | 322998.8392 | 322998.8392 | 322998.8392 | 322998.8392 | 142646.8392 | 142646.8392 | 295939.1392 | 295939.1392 | 295939.1392 | 295939.1392 | 295939.1392 | 295939.1392 | 295939.1392 | 295939.1392 | 142646.8392 | 142646.8392 | 0 | 0 | 0 | 0 | 0
Taxable income before loss relief (EBT) | USD |  | -114721.0286 | -81108.5169 | -45454.1696 | -7613.1975 | 32570.4831 | 75265.1741 | 120652.3976 | 168927.9818 | 400655.237 | 455358.2308 | 360342.8704 | 383504.604 | 407482.0595 | 432303.9149 | 457999.8548 | 484600.6058 | 512137.9732 | 540644.8785 | 723447.6988 | 753997.1071 | 928268.7535 | 961006.752 | 994897.0602 | 1029980.1693 | 1066297.9913
New tax loss arising | USD |  | 114721.0286 | 81108.5169 | 45454.1696 | 7613.1975 | 0 | 0 | 0 | 0 | 0 | 0 | 0 | 0 | 0 | 0 | 0 | 0 | 0 | 0 | 0 | 0 | 0 | 0 | 0 | 0 | 0
Assessable income (pre-relief) | USD |  | 0 | 0 | 0 | 0 | 32570.4831 | 75265.1741 | 120652.3976 | 168927.9818 | 400655.237 | 455358.2308 | 360342.8704 | 383504.604 | 407482.0595 | 432303.9149 | 457999.8548 | 484600.6058 | 512137.9732 | 540644.8785 | 723447.6988 | 753997.1071 | 928268.7535 | 961006.752 | 994897.0602 | 1029980.1693 | 1066297.9913
Loss vintage aged 1y - available | USD |  | 0 | 114721.0286 | 81108.5169 | 45454.1696 | 7613.1975 | 0 | 0 | 0 | 0 | 0 | 0 | 0 | 0 | 0 | 0 | 0 | 0 | 0 | 0 | 0 | 0 | 0 | 0 | 0 | 0
Loss vintage aged 2y - available | USD |  | 0 | 0 | 114721.0286 | 81108.5169 | 45454.1696 | 7613.1975 | 0 | 0 | 0 | 0 | 0 | 0 | 0 | 0 | 0 | 0 | 0 | 0 | 0 | 0 | 0 | 0 | 0 | 0 | 0
Loss vintage aged 3y - available | USD |  | 0 | 0 | 0 | 114721.0286 | 81108.5169 | 45454.1696 | 7613.1975 | 0 | 0 | 0 | 0 | 0 | 0 | 0 | 0 | 0 | 0 | 0 | 0 | 0 | 0 | 0 | 0 | 0 | 0
Loss vintage aged 4y - available | USD |  | 0 | 0 | 0 | 0 | 114721.0286 | 81108.5169 | 45454.1696 | 7613.1975 | 0 | 0 | 0 | 0 | 0 | 0 | 0 | 0 | 0 | 0 | 0 | 0 | 0 | 0 | 0 | 0 | 0
Loss vintage aged 5y - available | USD |  | 0 | 0 | 0 | 0 | 0 | 82150.5455 | 81108.5169 | 5910.2888 | 0 | 0 | 0 | 0 | 0 | 0 | 0 | 0 | 0 | 0 | 0 | 0 | 0 | 0 | 0 | 0 | 0
Loss vintage aged 5y - utilised | USD |  | 0 | 0 | 0 | 0 | 0 | 75265.1741 | 81108.5169 | 5910.2888 | 0 | 0 | 0 | 0 | 0 | 0 | 0 | 0 | 0 | 0 | 0 | 0 | 0 | 0 | 0 | 0 | 0
Loss vintage aged 4y - utilised | USD |  | 0 | 0 | 0 | 0 | 32570.4831 | 0 | 39543.8808 | 7613.1975 | 0 | 0 | 0 | 0 | 0 | 0 | 0 | 0 | 0 | 0 | 0 | 0 | 0 | 0 | 0 | 0 | 0
Loss vintage aged 3y - utilised | USD |  | 0 | 0 | 0 | 0 | 0 | 0 | 0 | 0 | 0 | 0 | 0 | 0 | 0 | 0 | 0 | 0 | 0 | 0 | 0 | 0 | 0 | 0 | 0 | 0 | 0
Loss vintage aged 2y - utilised | USD |  | 0 | 0 | 0 | 0 | 0 | 0 | 0 | 0 | 0 | 0 | 0 | 0 | 0 | 0 | 0 | 0 | 0 | 0 | 0 | 0 | 0 | 0 | 0 | 0 | 0
Loss vintage aged 1y - utilised | USD |  | 0 | 0 | 0 | 0 | 0 | 0 | 0 | 0 | 0 | 0 | 0 | 0 | 0 | 0 | 0 | 0 | 0 | 0 | 0 | 0 | 0 | 0 | 0 | 0 | 0
Loss relief utilised (FIFO, ≤5y old) | USD |  | 0 | 0 | 0 | 0 | 32570.4831 | 75265.1741 | 120652.3976 | 13523.4863 | 0 | 0 | 0 | 0 | 0 | 0 | 0 | 0 | 0 | 0 | 0 | 0 | 0 | 0 | 0 | 0 | 0
Taxable income after loss relief | USD |  | 0 | 0 | 0 | 0 | 0 | 0 | 0 | 155404.4956 | 400655.237 | 455358.2308 | 360342.8704 | 383504.604 | 407482.0595 | 432303.9149 | 457999.8548 | 484600.6058 | 512137.9732 | 540644.8785 | 723447.6988 | 753997.1071 | 928268.7535 | 961006.752 | 994897.0602 | 1029980.1693 | 1066297.9913
Profitable-to-date flag (starts CIT clock) | 0/1 |  | 0 | 0 | 0 | 0 | 1 | 1 | 1 | 1 | 1 | 1 | 1 | 1 | 1 | 1 | 1 | 1 | 1 | 1 | 1 | 1 | 1 | 1 | 1 | 1 | 1
CIT clock start year (first profit, capped) |  | 0: 4; 1: Circular 78/2014 Art. 18
Applicable CIT rate | % |  | 0% | 0% | 0% | 0% | 0% | 0% | 0% | 10% | 10% | 10% | 10% | 10% | 10% | 10% | 10% | 10% | 20% | 20% | 20% | 20% | 20% | 20% | 20% | 20% | 20%
CIT payable | USD |  | 0 | 0 | 0 | 0 | 0 | 0 | 0 | 15540.4496 | 40065.5237 | 45535.8231 | 36034.287 | 38350.4604 | 40748.206 | 43230.3915 | 45799.9855 | 48460.0606 | 102427.5946 | 108128.9757 | 144689.5398 | 150799.4214 | 185653.7507 | 192201.3504 | 198979.412 | 205996.0339 | 213259.5983
CASH FLOW & COVERAGE (USD)
Cash available for debt service (CFADS) | USD |  | 463875.1013 | 480258.3862 | 497219.0224 | 514777.318 | 532954.2945 | 551771.7116 | 571252.0931 | 575878.304 | 572230.3028 | 588372.4695 | -606090.6775 | 641093.2828 | 662672.9928 | 685012.6626 | 708139.0085 | 732079.6844 | 705649.5178 | 728455.042 | 721404.9983 | 745844.5249 | 742615.0028 | 768805.4016 | 795917.6481 | 823984.1354 | 853038.393
Project cash flow (unlevered, post-tax) | USD | -4295752.784 | 463875.1013 | 480258.3862 | 497219.0224 | 514777.318 | 532954.2945 | 551771.7116 | 571252.0931 | 575878.304 | 572230.3028 | 588372.4695 | -606090.6775 | 641093.2828 | 662672.9928 | 685012.6626 | 708139.0085 | 732079.6844 | 705649.5178 | 728455.042 | 721404.9983 | 745844.5249 | 742615.0028 | 768805.4016 | 795917.6481 | 823984.1354 | 853038.393
Equity cash flow | USD | -1288725.8352 | 5581.0248 | 21964.3097 | 38924.9459 | 56483.2415 | 74660.2181 | 93477.6352 | 112958.0166 | 117584.2276 | 113936.2263 | 130078.393 | -606090.6775 | 641093.2828 | 662672.9928 | 685012.6626 | 708139.0085 | 732079.6844 | 705649.5178 | 728455.042 | 721404.9983 | 745844.5249 | 742615.0028 | 768805.4016 | 795917.6481 | 823984.1354 | 853038.393
Cumulative equity cash flow | USD | -1288725.8352 | -1283144.8104 | -1261180.5007 | -1222255.5548 | -1165772.3132 | -1091112.0951 | -997634.46 | -884676.4433 | -767092.2158 | -653155.9894 | -523077.5964 | -1129168.2739 | -488074.9911 | 174598.0016 | 859610.6643 | 1567749.6728 | 2299829.3572 | 3005478.875 | 3733933.917 | 4455338.9153 | 5201183.4402 | 5943798.443 | 6712603.8446 | 7508521.4927 | 8332505.6281 | 9185544.0211
DSCR (debt years) | x | 1: 1.0122; 2: 1.0479; 3: 1.0849; 4: 1.1232; 5: 1.1629; 6: 1.204; 7: 1.2465; 8: 1.2566; 9: 1.2486; 10: 1.2838
OFFTAKER (BUYER) POSITION (USD)
BAU EVN bill (energy + demand) | USD |  | 769044.53 | 799806.3112 | 831798.5636 | 865070.5062 | 899673.3264 | 935660.2595 | 973086.6699 | 1012010.1367 | 1052490.5421 | 1094590.1638 | 1138373.7704 | 1183908.7212 | 1231265.07 | 1280515.6728 | 1331736.2998 | 1385005.7517 | 1440405.9818 | 1498022.2211 | 1557943.1099 | 1620260.8343 | 1685071.2677 | 1752474.1184 | 1822573.0832 | 1895476.0065 | 1971295.0467
Buyer cost with project | USD |  | 711937.2944 | 740711.7437 | 770647.5051 | 801791.3907 | 834192.0977 | 867900.2839 | 902968.647 | 939452.0065 | 977407.3889 | 1016894.1167 | 1057973.9007 | 1100710.936 | 1145172.0017 | 1191426.5656 | 1239546.8915 | 1289608.1519 | 1341688.5454 | 1395869.4177 | 1452235.3888 | 1510874.4843 | 1571878.2726 | 1635342.0068 | 1701364.7739 | 1770049.6479 | 1841503.8506
Buyer savings vs BAU | USD |  | 57107.2356 | 59094.5675 | 61151.0585 | 63279.1155 | 65481.2288 | 67759.9756 | 70118.0229 | 72558.1302 | 75083.1532 | 77696.0471 | 80399.8697 | 83197.7852 | 86093.0683 | 89089.1072 | 92189.4083 | 95397.5998 | 98717.4365 | 102152.8034 | 105707.7211 | 109386.35 | 113192.9952 | 117132.1116 | 121208.3092 | 125426.3586 | 129791.1961
Buyer savings (% of BAU) | % |  | 7.426% | 7.389% | 7.352% | 7.315% | 7.278% | 7.242% | 7.206% | 7.17% | 7.134% | 7.098% | 7.063% | 7.027% | 6.992% | 6.957% | 6.922% | 6.888% | 6.853% | 6.819% | 6.785% | 6.751% | 6.717% | 6.684% | 6.65% | 6.617% | 6.584%
RETURN METRICS (Excel formulas)
Equity IRR |  | 0: 13.35%
Project IRR (unlevered) |  | 0: 11.5%
Equity NPV @ owner discount rate |  | 0: 751278.8604
Minimum DSCR (debt years) |  | 0: 1.0122; 1: MIN ignores the blank non-debt years
Average DSCR (debt years) |  | 0: 1.1671
First year cumulative equity CF ≥ 0 |  | 0: 13
Simple equity payback |  | 0: 12.7365; 1: years
ROI (cumulative equity CF / equity) |  | 0: 812.8%
Buyer savings, years 1-10 (% of BAU) |  | 0: 7.249%
CHECKS - EXCEL vs ENGINE (per-year tie-out)
Equity cash flow (engine) | USD | -1288725.8352 | 5581.0248 | 21964.3097 | 38924.9459 | 56483.2415 | 74660.2181 | 93477.6352 | 112958.0166 | 117584.2276 | 113936.2263 | 130078.393 | -606090.6775 | 641093.2828 | 662672.9928 | 685012.6626 | 708139.0085 | 732079.6844 | 705649.5178 | 728455.042 | 721404.9983 | 745844.5249 | 742615.0028 | 768805.4016 | 795917.6481 | 823984.1354 | 853038.393
CFADS (engine) | USD |  | 463875.1013 | 480258.3862 | 497219.0224 | 514777.318 | 532954.2945 | 551771.7116 | 571252.0931 | 575878.304 | 572230.3028 | 588372.4695 | -606090.6775 | 641093.2828 | 662672.9928 | 685012.6626 | 708139.0085 | 732079.6844 | 705649.5178 | 728455.042 | 721404.9983 | 745844.5249 | 742615.0028 | 768805.4016 | 795917.6481 | 823984.1354 | 853038.393
CIT (engine) | USD |  | 0 | 0 | 0 | 0 | 0 | 0 | 0 | 15540.4496 | 40065.5237 | 45535.8231 | 36034.287 | 38350.4604 | 40748.206 | 43230.3915 | 45799.9855 | 48460.0606 | 102427.5946 | 108128.9757 | 144689.5398 | 150799.4214 | 185653.7507 | 192201.3504 | 198979.412 | 205996.0339 | 213259.5983
Max ¦Excel − engine¦ this year | USD | 0 | 5.8208e-11 | 6.1846e-11 | 5.8208e-11 | 5.8208e-11 | 2.9104e-10 | 1.7462e-10 | 2.0373e-10 | 1.8917e-10 | 3.0559e-10 | 1.8917e-10 | 1.1642e-10 | 1.1642e-10 | 3.4925e-10 | 3.4925e-10 | 3.4925e-10 | 3.4925e-10 | 4.6566e-10 | 4.6566e-10 | 4.6566e-10 | 4.6566e-10 | 4.6566e-10 | 6.9849e-10 | 6.9849e-10 | 4.6566e-10 | 3.4925e-10
Check |  | 0: Excel; 1: Engine; 2: Delta; 3: Status
Per-year cash flow tie-out (max delta, all years) |  | 0: 6.9849e-10; 1: 0; 2: 6.9849e-10; 3: PASS
Equity IRR |  | 0: 13.35%; 1: 13.35%; 2: 4.8711e-14; 3: PASS
Project IRR |  | 0: 11.5%; 1: 11.5%; 2: 4.5797e-15; 3: PASS
Equity NPV |  | 0: 751278.8604; 1: 751278.8604; 2: 1.6298e-09; 3: PASS
Minimum DSCR |  | 0: 1.0122; 1: 1.0122; 2: 6.6613e-16; 3: PASS
Average DSCR |  | 0: 1.1671; 1: 1.1671; 2: 2.2204e-16; 3: PASS
Simple equity payback |  | 0: 12.7365; 1: 12.7365; 2: 1.7764e-15; 3: PASS
ROI |  | 0: 812.8%; 1: 812.8%; 2: 5.3291e-15; 3: PASS
Buyer savings, years 1-10 (% of BAU) |  | 0: 7.249%; 1: 7.249%; 2: 1.3878e-17; 3: PASS

## FX Sensitivity
FX Sensitivity - VND depreciation vs USD returns
Cash flows are VND-denominated (EVN tariff / DPPA settlement) but reported in USD at the fixed contract rate. Each scenario deflates the year-t USD equity cash flow by (1+d)^t. Debt is assumed VND-denominated, so DSCR is unchanged. The rate cells are editable; engine columns validate the default scenarios.
VND depreciation (per year) | Equity IRR (USD) | Equity NPV (USD) | Equity IRR (engine) | Equity NPV (engine) | Status
0% | 13.35% | 751278.8604 | 13.35% | 751278.8604 | PASS
1% | 12.23% | 457222.7243 | 12.23% | 457222.7243 | PASS
2% | 11.13% | 212599.1415 | 11.13% | 212599.1415 | PASS
3% | 10.05% | 8285.8261 | 10.05% | 8285.8261 | PASS
Helper - FX-adjusted equity cash flow per scenario (USD): CF_t / (1 + d)^t
| 0 | 1 | 2 | 3 | 4 | 5 | 6 | 7 | 8 | 9 | 10 | 11 | 12 | 13 | 14 | 15 | 16 | 17 | 18 | 19 | 20 | 21 | 22 | 23 | 24 | 25
0% | -1288725.8352 | 5581.0248 | 21964.3097 | 38924.9459 | 56483.2415 | 74660.2181 | 93477.6352 | 112958.0166 | 117584.2276 | 113936.2263 | 130078.393 | -606090.6775 | 641093.2828 | 662672.9928 | 685012.6626 | 708139.0085 | 732079.6844 | 705649.5178 | 728455.042 | 721404.9983 | 745844.5249 | 742615.0028 | 768805.4016 | 795917.6481 | 823984.1354 | 853038.393
1% | -1288725.8352 | 5525.7671 | 21531.5261 | 37780.169 | 54279.2849 | 71036.6357 | 88060.1608 | 105357.9815 | 108587.0614 | 104176.4292 | 117758.2723 | -543253.4492 | 568937.7371 | 582265.9743 | 595935.6502 | 609955.1631 | 624333.1205 | 595834.5668 | 609001.0278 | 597135.712 | 611252.7561 | 602580.217 | 617655.3432 | 633106.1577 | 648941.9946 | 665172.4196
2% | -1288725.8352 | 5471.593 | 21111.4088 | 36679.8459 | 52181.7843 | 67622.0598 | 83005.4649 | 98336.7511 | 100357.006 | 95336.7374 | 106709.5886 | -487456.3302 | 505497.6784 | 512267.7769 | 519153.9885 | 526157.7142 | 533280.3814 | 503948.4678 | 510034.6269 | 495194.5811 | 501931.9842 | 489959.42 | 497293.3449 | 504735.8866 | 512288.6427 | 519953.2343
3% | -1288725.8352 | 5418.4707 | 20703.4685 | 35621.8396 | 50184.6285 | 64402.56 | 78286.0478 | 91845.2045 | 92822.075 | 87322.6303 | 96790.5407 | -437852.801 | 449649.9299 | 451248.0624 | 452874.0685 | 454527.483 | 456207.8562 | 426929.5633 | 427890.5636 | 411407.1902 | 412956.0298 | 399192.157 | 401233.7737 | 403284.9047 | 405345.5944 | 407415.8873

## Buyer Analysis
Buyer Analysis - Cost vs Business-As-Usual
Annual electricity cost with the project compared against the EVN-only baseline (USD)
Year 1 Snapshot
| Year 1 BAU Cost (USD) | 769044.53
| Year 1 Cost With Project (USD) | 711937.2944
| Year 1 Savings (USD) | 57107.2356
| Year 1 Savings (% of BAU) | 7.426%
| First 10 Years Savings (USD) | 669328.535 | Cumulative, years 1-10
| First 10 Years Savings (% of BAU) | 7.249%
| Lifetime Savings (USD) | 2218410.6552 | Cumulative over analysis period
| Lifetime Savings (% of BAU) | 6.927%
Year | BAU Cost (USD) | Cost With Project (USD) | Savings (USD) | Savings (% of BAU) | Cumulative Savings (USD)
1 | 769044.53 | 711937.2944 | 57107.2356 | 7.426% | 57107.2356
2 | 799806.3112 | 740711.7437 | 59094.5675 | 7.389% | 116201.8031
3 | 831798.5636 | 770647.5051 | 61151.0585 | 7.352% | 177352.8617
4 | 865070.5062 | 801791.3907 | 63279.1155 | 7.315% | 240631.9771
5 | 899673.3264 | 834192.0977 | 65481.2288 | 7.278% | 306113.2059
6 | 935660.2595 | 867900.2839 | 67759.9756 | 7.242% | 373873.1816
7 | 973086.6699 | 902968.647 | 70118.0229 | 7.206% | 443991.2045
8 | 1012010.1367 | 939452.0065 | 72558.1302 | 7.17% | 516549.3347
9 | 1052490.5421 | 977407.3889 | 75083.1532 | 7.134% | 591632.4879
10 | 1094590.1638 | 1016894.1167 | 77696.0471 | 7.098% | 669328.535
11 | 1138373.7704 | 1057973.9007 | 80399.8697 | 7.063% | 749728.4046
12 | 1183908.7212 | 1100710.936 | 83197.7852 | 7.027% | 832926.1899
13 | 1231265.07 | 1145172.0017 | 86093.0683 | 6.992% | 919019.2582
14 | 1280515.6728 | 1191426.5656 | 89089.1072 | 6.957% | 1008108.3654
15 | 1331736.2998 | 1239546.8915 | 92189.4083 | 6.922% | 1100297.7737
16 | 1385005.7517 | 1289608.1519 | 95397.5998 | 6.888% | 1195695.3735
17 | 1440405.9818 | 1341688.5454 | 98717.4365 | 6.853% | 1294412.81
18 | 1498022.2211 | 1395869.4177 | 102152.8034 | 6.819% | 1396565.6134
19 | 1557943.1099 | 1452235.3888 | 105707.7211 | 6.785% | 1502273.3345
20 | 1620260.8343 | 1510874.4843 | 109386.35 | 6.751% | 1611659.6845
21 | 1685071.2677 | 1571878.2726 | 113192.9952 | 6.717% | 1724852.6796
22 | 1752474.1184 | 1635342.0068 | 117132.1116 | 6.684% | 1841984.7912
23 | 1822573.0832 | 1701364.7739 | 121208.3092 | 6.65% | 1963193.1005
24 | 1895476.0065 | 1770049.6479 | 125426.3586 | 6.617% | 2088619.4591
25 | 1971295.0467 | 1841503.8506 | 129791.1961 | 6.584% | 2218410.6552

## Developer Returns
Developer Returns - Financing & Cash Flow
Seller/ESCO investment case: sources & uses, return metrics and annual equity cash flow (USD)
Sources & Uses
| Total Investment (USD) | 4295752.784
| Debt Principal (USD) | 3007026.9488
| Equity Investment (USD) | 1288725.8352
Return Metrics
| Equity IRR | 13.35%
| Project IRR | 11.5%
| NPV (USD) | 751278.8604 | At owner discount rate
| Minimum DSCR (debt years) | 1.0122
| Average DSCR | 1.1671
| Simple Payback (Years) | 12.7365
| ROI (cumulative equity CF / equity) | 812.8%
Year | Revenue (USD) | O&M + Replacement (USD) | CIT (USD) | CFADS (USD) | Debt Service (USD) | DSCR | Equity Cash Flow (USD) | Cumulative Equity CF (USD)
1 | 513964.9744 | 50089.8731 | 0 | 463875.1013 | 458294.0765 | 1.0122 | 5581.0248 | -1283144.8104
2 | 531850.9555 | 51592.5693 | 0 | 480258.3862 | 458294.0765 | 1.0479 | 21964.3097 | -1261180.5007
3 | 550359.3687 | 53140.3464 | 0 | 497219.0224 | 458294.0765 | 1.0849 | 38924.9459 | -1222255.5548
4 | 569511.8748 | 54734.5568 | 0 | 514777.318 | 458294.0765 | 1.1232 | 56483.2415 | -1165772.3132
5 | 589330.888 | 56376.5935 | 0 | 532954.2945 | 458294.0765 | 1.1629 | 74660.2181 | -1091112.0951
6 | 609839.6029 | 58067.8913 | 0 | 551771.7116 | 458294.0765 | 1.204 | 93477.6352 | -997634.46
7 | 631062.0211 | 59809.928 | 0 | 571252.0931 | 458294.0765 | 1.2465 | 112958.0166 | -884676.4433
8 | 653022.9794 | 61604.2258 | 15540.4496 | 575878.304 | 458294.0765 | 1.2566 | 117584.2276 | -767092.2158
9 | 675748.1791 | 63452.3526 | 40065.5237 | 572230.3028 | 458294.0765 | 1.2486 | 113936.2263 | -653155.9894
10 | 699264.2158 | 65355.9232 | 45535.8231 | 588372.4695 | 458294.0765 | 1.2838 | 130078.393 | -523077.5964
11 | 723598.6105 | 1293655.0009 | 36034.287 | -606090.6775 | 0 |  | -606090.6775 | -1129168.2739
12 | 748779.8421 | 69336.0989 | 38350.4604 | 641093.2828 | 0 |  | 641093.2828 | -488074.9911
13 | 774837.3806 | 71416.1819 | 40748.206 | 662672.9928 | 0 |  | 662672.9928 | 174598.0016
14 | 801801.7215 | 73558.6673 | 43230.3915 | 685012.6626 | 0 |  | 685012.6626 | 859610.6643
15 | 829704.4214 | 75765.4274 | 45799.9855 | 708139.0085 | 0 |  | 708139.0085 | 1567749.6728
16 | 858578.1352 | 78038.3902 | 48460.0606 | 732079.6844 | 0 |  | 732079.6844 | 2299829.3572
17 | 888456.6543 | 80379.5419 | 102427.5946 | 705649.5178 | 0 |  | 705649.5178 | 3005478.875
18 | 919374.9459 | 82790.9282 | 108128.9757 | 728455.042 | 0 |  | 728455.042 | 3733933.917
19 | 951369.194 | 85274.656 | 144689.5398 | 721404.9983 | 0 |  | 721404.9983 | 4455338.9153
20 | 984476.842 | 87832.8957 | 150799.4214 | 745844.5249 | 0 |  | 745844.5249 | 5201183.4402
21 | 1018736.6361 | 90467.8825 | 185653.7507 | 742615.0028 | 0 |  | 742615.0028 | 5943798.443
22 | 1054188.671 | 93181.919 | 192201.3504 | 768805.4016 | 0 |  | 768805.4016 | 6712603.8446
23 | 1090874.4368 | 95977.3766 | 198979.412 | 795917.6481 | 0 |  | 795917.6481 | 7508521.4927
24 | 1128836.8672 | 98856.6979 | 205996.0339 | 823984.1354 | 0 |  | 823984.1354 | 8332505.6281
25 | 1168120.3901 | 101822.3988 | 213259.5983 | 853038.393 | 0 |  | 853038.393 | 9185544.0211

## Technical Results
Metric | Value
System Sizing
PV Size (kW) | 5943.6183
Battery Power (kW) | 1799.38
Battery Energy (kWh) | 10823.88
Annual Energy Balance (Year 1)
PV to Load (kWh) | 3710296.333
PV to Storage (kWh) | 2704383.483
PV to Grid (kWh) | 0
Storage to Load (kWh) | 2433128.706
Grid to Load (kWh) | 3196666.339
PV Curtailed (kWh) | 1559750.94
Grid to Storage (kWh) | 0
Year-1 Utility Bill Comparison
BAU Utility Bill (USD) | 769044.53
Optimized Utility Bill (USD) | 197972.32
Utility Bill Savings (USD) | 571072.21
BAU Demand Charge (USD) | 0
Optimized Demand Charge (USD) | 0
Demand Charge Savings (USD) | 0
Solar Resource (Year 1)
Annual POA Irradiation (kWh/m²) | 1929.6822
Performance Ratio (Year 1) | 72.97%

## Dispatch Profile
Hour | Load (kW) | PV Irradiation (W/m²) | PV Generation Total (kW) | PV to Load (kW) | PV to Storage (kW) | PV to Grid (kW) | PV Curtailed (kW) | Grid to Load (kW) | Grid to Storage (kW) | Storage to Load (kW)
1 | 1020 | 0 | 0 | 0 | 0 | 0 | 0 | 1020 | 0 | 0
2 | 1078.4 | 0 | 0 | 0 | 0 | 0 | 0 | 1078.4 | 0 | 0
3 | 906.4 | 0 | 0 | 0 | 0 | 0 | 0 | 906.4 | 0 | 0
4 | 860.8 | 0 | 0 | 0 | 0 | 0 | 0 | 332.523 | 0 | 528.277
5 | 996.8 | 0 | 0 | 0 | 0 | 0 | 0 | 0 | 0 | 996.8
6 | 983.2 | 0 | 0 | 0 | 0 | 0 | 0 | 0 | 0 | 983.2
7 | 586.4 | 11.75 | 16.611 | 16.611 | 0 | 0 | 0 | 0 | 0 | 569.789
8 | 104.269 | 120.27 | 513.984 | 104.269 | -409.715 | 0 | 0 | 0 | 0 | 0
9 | 89.172 | 270.88 | 1202.772 | 89.172 | -1113.6 | 0 | 0 | 0 | 0 | 0
10 | 105.232 | 505.48 | 2231.459 | 105.231 | -1799.377 | 0 | 326.851 | 0 | 0 | 0
11 | 89.626 | 573.07 | 2490.06 | 89.626 | -1799.377 | 0 | 601.057 | 0 | 0 | 0
12 | 119.641 | 477.66 | 2056.027 | 119.641 | -1799.377 | 0 | 137.009 | 0 | 0 | 0
13 | 82.892 | 358.27 | 1534.454 | 82.892 | -1451.562 | 0 | 0 | 0 | 0 | 0
14 | 87.738 | 333.19 | 1427.363 | 87.739 | -761.805 | 0 | 577.819 | 0 | 0 | 0
15 | 106.186 | 229.93 | 982.117 | 106.186 | 0 | 0 | 875.931 | 0 | 0 | 0
16 | 98.846 | 202.24 | 874.482 | 98.846 | 0 | 0 | 775.636 | 0 | 0 | 0
17 | 88.262 | 121.2 | 507.38 | 88.262 | 0 | 0 | 419.118 | 0 | 0 | 0
18 | 94.791 | 11.75 | 8.478 | 8.478 | 0 | 0 | 0 | 0 | 0 | 86.313
19 | 90.4 | 0 | 0 | 0 | 0 | 0 | 0 | 0 | 0 | 90.4
20 | 96 | 0 | 0 | 0 | 0 | 0 | 0 | 0 | 0 | 96
21 | 87.2 | 0 | 0 | 0 | 0 | 0 | 0 | 0 | 0 | 87.2
22 | 92 | 0 | 0 | 0 | 0 | 0 | 0 | 0 | 0 | 92
23 | 88 | 0 | 0 | 0 | 0 | 0 | 0 | 0 | 0 | 88
24 | 91.2 | 0 | 0 | 0 | 0 | 0 | 0 | 0 | 0 | 91.2
25 | 86.4 | 0 | 0 | 0 | 0 | 0 | 0 | 0 | 0 | 86.4
26 | 93.6 | 0 | 0 | 0 | 0 | 0 | 0 | 0 | 0 | 93.6
27 | 86.4 | 0 | 0 | 0 | 0 | 0 | 0 | 0 | 0 | 86.4
28 | 89.6 | 0 | 0 | 0 | 0 | 0 | 0 | 0 | 0 | 89.6
29 | 83.2 | 0 | 0 | 0 | 0 | 0 | 0 | 0 | 0 | 83.2
30 | 92 | 0 | 0 | 0 | 0 | 0 | 0 | 0 | 0 | 92
31 | 76.8 | 17.05 | 26.975 | 26.975 | 0 | 0 | 0 | 0 | 0 | 49.825
32 | 84.462 | 28.41 | 98.097 | 84.462 | -13.635 | 0 | 0 | 0 | 0 | 0
33 | 178.704 | 104.38 | 438.286 | 178.704 | -259.582 | 0 | 0 | 0 | 0 | 0
34 | 122.023 | 121.1 | 505.851 | 122.023 | -383.828 | 0 | 0 | 0 | 0 | 0
35 | 151.211 | 155.66 | 653.023 | 151.211 | -501.812 | 0 | 0 | 0 | 0 | 0
36 | 234.813 | 203.34 | 858.573 | 234.812 | -190.121 | 0 | 433.64 | 0 | 0 | 0
37 | 410.829 | 266.08 | 1131.91 | 410.829 | 0 | 0 | 721.081 | 0 | 0 | 0
38 | 797.587 | 196.09 | 824.966 | 797.587 | 0 | 0 | 27.379 | 0 | 0 | 0
39 | 1144.168 | 132.09 | 546.549 | 546.549 | 0 | 0 | 0 | 597.619 | 0 | 0
40 | 1195.968 | 35.28 | 124.093 | 124.093 | 0 | 0 | 0 | 1071.875 | 0 | 0
41 | 1539.811 | 39.2 | 142.861 | 142.861 | 0 | 0 | 0 | 1396.95 | 0 | 0
42 | 1385.46 | 5.87 | 0 | 0 | 0 | 0 | 0 | 1385.46 | 0 | 0
43 | 1622.4 | 0 | 0 | 0 | 0 | 0 | 0 | 0 | 0 | 1622.4
44 | 953.6 | 0 | 0 | 0 | 0 | 0 | 0 | 0 | 0 | 953.6
45 | 1364 | 0 | 0 | 0 | 0 | 0 | 0 | 0 | 0 | 1364
46 | 1566.4 | 0 | 0 | 0 | 0 | 0 | 0 | 0 | 0 | 1566.4
47 | 1546.4 | 0 | 0 | 0 | 0 | 0 | 0 | 0 | 0 | 1546.4
48 | 1576 | 0 | 0 | 0 | 0 | 0 | 0 | 1576 | 0 | 0
49 | 1492 | 0 | 0 | 0 | 0 | 0 | 0 | 1492 | 0 | 0
50 | 1759.2 | 0 | 0 | 0 | 0 | 0 | 0 | 1759.2 | 0 | 0
51 | 1702.4 | 0 | 0 | 0 | 0 | 0 | 0 | 1702.4 | 0 | 0
52 | 1202.4 | 0 | 0 | 0 | 0 | 0 | 0 | 1202.4 | 0 | 0
53 | 1508.8 | 0 | 0 | 0 | 0 | 0 | 0 | 1508.8 | 0 | 0
54 | 1304 | 0 | 0 | 0 | 0 | 0 | 0 | 1304 | 0 | 0
55 | 1408 | 33.28 | 76.684 | 0 | -76.684 | 0 | 0 | 1408 | 0 | 0
56 | 1348.873 | 132.21 | 558.352 | 0 | -558.352 | 0 | 0 | 1348.873 | 0 | 0
57 | 1465.448 | 278.69 | 1226.621 | 0 | -1226.621 | 0 | 0 | 1465.448 | 0 | 0
58 | 1762.864 | 382.05 | 1661.673 | 0 | -1661.673 | 0 | 0 | 1762.864 | 0 | 0
59 | 1691.064 | 277.02 | 1180.627 | 0 | -1180.627 | 0 | 0 | 1691.064 | 0 | 0
60 | 1680.269 | 533.11 | 2278.138 | 478.761 | -1799.377 | 0 | 0 | 1201.508 | 0 | 0
61 | 1623.593 | 450.13 | 1919.814 | 1117.571 | -802.243 | 0 | 0 | 506.022 | 0 | 0
62 | 1593.084 | 499.13 | 2136.511 | 1593.084 | -543.427 | 0 | 0 | 0 | 0 | 0
63 | 1600.536 | 137.97 | 569.99 | 569.99 | 0 | 0 | 0 | 1030.546 | 0 | 0
64 | 2071.826 | 199.75 | 858.562 | 858.562 | 0 | 0 | 0 | 1213.264 | 0 | 0
65 | 1766.78 | 172.64 | 726.059 | 726.059 | 0 | 0 | 0 | 1040.721 | 0 | 0
66 | 1972.144 | 24.34 | 43.705 | 43.705 | 0 | 0 | 0 | 1928.439 | 0 | 0
67 | 1702.4 | 0 | 0 | 0 | 0 | 0 | 0 | 184.977 | 0 | 1517.423
68 | 1880.8 | 0 | 0 | 0 | 0 | 0 | 0 | 81.423 | 0 | 1799.377
69 | 1820 | 0 | 0 | 0 | 0 | 0 | 0 | 20.623 | 0 | 1799.377
70 | 1544 | 0 | 0 | 0 | 0 | 0 | 0 | 0 | 0 | 1544
71 | 1548 | 0 | 0 | 0 | 0 | 0 | 0 | 0 | 0 | 1548
72 | 1748 | 0 | 0 | 0 | 0 | 0 | 0 | 1748 | 0 | 0
73 | 1668.8 | 0 | 0 | 0 | 0 | 0 | 0 | 1668.8 | 0 | 0
74 | 1640 | 0 | 0 | 0 | 0 | 0 | 0 | 1640 | 0 | 0
75 | 1404.8 | 0 | 0 | 0 | 0 | 0 | 0 | 1404.8 | 0 | 0
76 | 1329.6 | 0 | 0 | 0 | 0 | 0 | 0 | 1329.6 | 0 | 0
77 | 1424 | 0 | 0 | 0 | 0 | 0 | 0 | 1424 | 0 | 0
78 | 1144.8 | 0 | 0 | 0 | 0 | 0 | 0 | 1144.8 | 0 | 0
79 | 1503.2 | 53.12 | 121.986 | 121.986 | 0 | 0 | 0 | 1381.214 | 0 | 0
80 | 1213.663 | 213.5 | 910.094 | 910.094 | 0 | 0 | 0 | 303.569 | 0 | 0
81 | 1603.942 | 491.73 | 2197.535 | 1603.942 | -593.593 | 0 | 0 | 0 | 0 | 0
82 | 1563.398 | 634.77 | 2780.67 | 1563.398 | -1217.272 | 0 | 0 | 0 | 0 | 0
83 | 1507.155 | 796.52 | 3435.324 | 1507.155 | -1799.377 | 0 | 128.792 | 0 | 0 | 0
84 | 1580.699 | 787.57 | 3365.193 | 1580.699 | -1784.494 | 0 | 0 | 0 | 0 | 0
85 | 1729.469 | 763.71 | 3269.752 | 1729.469 | -1540.283 | 0 | 0 | 0 | 0 | 0
86 | 1487.795 | 798.76 | 3432.005 | 1487.794 | -1799.377 | 0 | 144.834 | 0 | 0 | 0
87 | 1353.09 | 576.57 | 2511.405 | 1353.089 | -400.417 | 0 | 757.899 | 0 | 0 | 0
88 | 1713.845 | 504.54 | 2242.39 | 1713.845 | 0 | 0 | 528.545 | 0 | 0 | 0
89 | 1749.959 | 265.01 | 1111.471 | 1111.471 | 0 | 0 | 0 | 638.488 | 0 | 0
90 | 1614.836 | 38 | 82.104 | 82.104 | 0 | 0 | 0 | 1532.732 | 0 | 0
91 | 1603.201 | 0 | 0 | 0 | 0 | 0 | 0 | 0 | 0 | 1603.201
92 | 1192 | 0 | 0 | 0 | 0 | 0 | 0 | 0 | 0 | 1192
93 | 1322.4 | 0 | 0 | 0 | 0 | 0 | 0 | 0 | 0 | 1322.4
94 | 1403.2 | 0 | 0 | 0 | 0 | 0 | 0 | 0 | 0 | 1403.2
95 | 1576.8 | 0 | 0 | 0 | 0 | 0 | 0 | 0 | 0 | 1576.8
96 | 1240.8 | 0 | 0 | 0 | 0 | 0 | 0 | 1240.8 | 0 | 0
97 | 1476 | 0 | 0 | 0 | 0 | 0 | 0 | 1476 | 0 | 0
98 | 1014.4 | 0 | 0 | 0 | 0 | 0 | 0 | 1014.4 | 0 | 0
99 | 1200.8 | 0 | 0 | 0 | 0 | 0 | 0 | 1200.8 | 0 | 0
100 | 1056 | 0 | 0 | 0 | 0 | 0 | 0 | 1056 | 0 | 0
101 | 1512.8 | 0 | 0 | 0 | 0 | 0 | 0 | 1512.8 | 0 | 0
102 | 1194.4 | 0 | 0 | 0 | 0 | 0 | 0 | 1194.4 | 0 | 0
103 | 1352.8 | 52.8 | 119.035 | 119.035 | 0 | 0 | 0 | 196.348 | 0 | 1037.417
104 | 1276.497 | 282.7 | 1203.338 | 1203.338 | 0 | 0 | 0 | 0 | 0 | 73.159
105 | 1178.106 | 524.59 | 2352.556 | 1178.106 | -1174.45 | 0 | 0 | 0 | 0 | 0
106 | 1381.448 | 729.17 | 3198.562 | 1381.448 | -1799.377 | 0 | 17.737 | 0 | 0 | 0
107 | 1214.49 | 872.15 | 3752.196 | 1214.49 | -1799.377 | 0 | 738.329 | 0 | 0 | 0
108 | 1201.671 | 950.07 | 4037.2 | 1201.671 | -1799.377 | 0 | 1036.152 | 0 | 0 | 0
109 | 1248.417 | 949.58 | 4022.412 | 1248.416 | -1799.377 | 0 | 974.619 | 0 | 0 | 0
110 | 1246.649 | 870.91 | 3717.541 | 1246.649 | -762.856 | 0 | 1708.036 | 0 | 0 | 0
111 | 987.594 | 726.63 | 3151.13 | 987.594 | 0 | 0 | 2163.536 | 0 | 0 | 0
112 | 489.888 | 520.09 | 2304.541 | 489.888 | 0 | 0 | 1814.653 | 0 | 0 | 0
113 | 193.991 | 277.32 | 1159.016 | 193.991 | 0 | 0 | 965.025 | 0 | 0 | 0
114 | 170.644 | 43.35 | 89.698 | 89.698 | 0 | 0 | 0 | 0 | 0 | 80.946
115 | 118.4 | 0 | 0 | 0 | 0 | 0 | 0 | 0 | 0 | 118.4
116 | 127.2 | 0 | 0 | 0 | 0 | 0 | 0 | 0 | 0 | 127.2
117 | 100.8 | 0 | 0 | 0 | 0 | 0 | 0 | 0 | 0 | 100.8
118 | 94.4 | 0 | 0 | 0 | 0 | 0 | 0 | 0 | 0 | 94.4
119 | 94.4 | 0 | 0 | 0 | 0 | 0 | 0 | 0 | 0 | 94.4
120 | 99.2 | 0 | 0 | 0 | 0 | 0 | 0 | 0 | 0 | 99.2
121 | 92.8 | 0 | 0 | 0 | 0 | 0 | 0 | 0 | 0 | 92.8
122 | 91.2 | 0 | 0 | 0 | 0 | 0 | 0 | 0 | 0 | 91.2
123 | 85.6 | 0 | 0 | 0 | 0 | 0 | 0 | 0 | 0 | 85.6
124 | 93.6 | 0 | 0 | 0 | 0 | 0 | 0 | 0 | 0 | 93.6
125 | 89.6 | 0 | 0 | 0 | 0 | 0 | 0 | 0 | 0 | 89.6
126 | 93.6 | 0 | 0 | 0 | 0 | 0 | 0 | 0 | 0 | 93.6
127 | 81.6 | 59.95 | 139.582 | 81.6 | -57.982 | 0 | 0 | 0 | 0 | 0
128 | 95.06 | 231.48 | 978.922 | 95.06 | -883.862 | 0 | 0 | 0 | 0 | 0
129 | 615.277 | 482.79 | 2151.117 | 615.277 | -462.342 | 0 | 1073.498 | 0 | 0 | 0
130 | 1487.855 | 454.39 | 1970.146 | 1487.855 | 0 | 0 | 482.291 | 0 | 0 | 0
131 | 1570.749 | 865.42 | 3696.433 | 1570.749 | 0 | 0 | 2125.684 | 0 | 0 | 0
132 | 1374.539 | 929.6 | 3932.346 | 1374.539 | 0 | 0 | 2557.807 | 0 | 0 | 0
133 | 1744.337 | 768.74 | 3259.75 | 1744.337 | 0 | 0 | 1515.413 | 0 | 0 | 0
134 | 1288.096 | 442.06 | 1884.701 | 1288.096 | 0 | 0 | 596.605 | 0 | 0 | 0
135 | 1540.824 | 681.24 | 2955.621 | 1540.824 | 0 | 0 | 1414.797 | 0 | 0 | 0
136 | 1378.996 | 392.63 | 1733.82 | 1378.996 | 0 | 0 | 354.824 | 0 | 0 | 0
137 | 1206.845 | 184.22 | 765.669 | 765.669 | 0 | 0 | 0 | 441.176 | 0 | 0
138 | 1353.643 | 38.87 | 84.454 | 84.454 | 0 | 0 | 0 | 1269.189 | 0 | 0
139 | 1672.005 | 0 | 0 | 0 | 0 | 0 | 0 | 0 | 0 | 1672.005
140 | 1202.4 | 0 | 0 | 0 | 0 | 0 | 0 | 0 | 0 | 1202.4
141 | 1490.4 | 0 | 0 | 0 | 0 | 0 | 0 | 0 | 0 | 1490.4
142 | 825.6 | 0 | 0 | 0 | 0 | 0 | 0 | 0 | 0 | 825.6
143 | 1327.2 | 0 | 0 | 0 | 0 | 0 | 0 | 0 | 0 | 1327.2
144 | 1368.8 | 0 | 0 | 0 | 0 | 0 | 0 | 672.147 | 0 | 696.653
145 | 1056 | 0 | 0 | 0 | 0 | 0 | 0 | 1056 | 0 | 0
146 | 1168.8 | 0 | 0 | 0 | 0 | 0 | 0 | 1168.8 | 0 | 0
147 | 1128 | 0 | 0 | 0 | 0 | 0 | 0 | 1128 | 0 | 0
148 | 982.4 | 0 | 0 | 0 | 0 | 0 | 0 | 982.4 | 0 | 0
149 | 904 | 0 | 0 | 0 | 0 | 0 | 0 | 904 | 0 | 0
150 | 892.8 | 0 | 0 | 0 | 0 | 0 | 0 | 892.8 | 0 | 0
151 | 1122.4 | 56.74 | 128.482 | 128.482 | 0 | 0 | 0 | 0 | 0 | 993.918
152 | 820.686 | 302.44 | 1283.76 | 820.686 | -463.074 | 0 | 0 | 0 | 0 | 0
153 | 1276.219 | 548.14 | 2446.417 | 1276.219 | -1170.198 | 0 | 0 | 0 | 0 | 0
154 | 1102.819 | 756.42 | 3273.949 | 1102.819 | -1799.377 | 0 | 371.753 | 0 | 0 | 0
155 | 1394.158 | 904.1 | 3813.492 | 1394.158 | -1799.377 | 0 | 619.957 | 0 | 0 | 0
156 | 1343.063 | 978.5 | 4068.587 | 1343.063 | -1799.377 | 0 | 926.147 | 0 | 0 | 0
157 | 1117.045 | 976.48 | 4046.584 | 1117.045 | -1799.377 | 0 | 1130.162 | 0 | 0 | 0
158 | 1320.721 | 893.64 | 3729.672 | 1320.721 | -304.034 | 0 | 2104.917 | 0 | 0 | 0
159 | 965.839 | 743.6 | 3160.464 | 965.839 | 0 | 0 | 2194.625 | 0 | 0 | 0
160 | 1201.115 | 536.56 | 2340.085 | 1201.115 | 0 | 0 | 1138.97 | 0 | 0 | 0
161 | 1181.242 | 289.74 | 1204.425 | 1181.242 | 0 | 0 | 23.183 | 0 | 0 | 0
162 | 1081.511 | 49.78 | 115.881 | 115.881 | 0 | 0 | 0 | 965.63 | 0 | 0
163 | 1008 | 0 | 0 | 0 | 0 | 0 | 0 | 0 | 0 | 1008
164 | 1229.6 | 0 | 0 | 0 | 0 | 0 | 0 | 0 | 0 | 1229.6
165 | 845.6 | 0 | 0 | 0 | 0 | 0 | 0 | 0 | 0 | 845.6
166 | 1182.4 | 0 | 0 | 0 | 0 | 0 | 0 | 0 | 0 | 1182.4
167 | 1105.6 | 0 | 0 | 0 | 0 | 0 | 0 | 0 | 0 | 1105.6
168 | 876.8 | 0 | 0 | 0 | 0 | 0 | 0 | 876.8 | 0 | 0
169 | 1152.8 | 0 | 0 | 0 | 0 | 0 | 0 | 1152.8 | 0 | 0
170 | 1130.4 | 0 | 0 | 0 | 0 | 0 | 0 | 1130.4 | 0 | 0
171 | 1128.8 | 0 | 0 | 0 | 0 | 0 | 0 | 1128.8 | 0 | 0
172 | 1064.8 | 0 | 0 | 0 | 0 | 0 | 0 | 1064.8 | 0 | 0
173 | 1179.2 | 0 | 0 | 0 | 0 | 0 | 0 | 1179.2 | 0 | 0
174 | 769.6 | 0 | 0 | 0 | 0 | 0 | 0 | 769.6 | 0 | 0
175 | 1032.8 | 53.85 | 116.832 | 0 | -116.832 | 0 | 0 | 1032.8 | 0 | 0
176 | 1022.571 | 223.67 | 937.97 | 645.397 | -292.573 | 0 | 0 | 377.175 | 0 | 0
177 | 1349.006 | 243.7 | 1050.735 | 1050.735 | 0 | 0 | 0 | 298.271 | 0 | 0
178 | 1477.914 | 188.21 | 785.741 | 785.741 | 0 | 0 | 0 | 692.173 | 0 | 0
179 | 1484.496 | 153.65 | 626.857 | 626.857 | 0 | 0 | 0 | 857.639 | 0 | 0
180 | 1349.631 | 240.6 | 999.385 | 999.385 | 0 | 0 | 0 | 350.246 | 0 | 0
181 | 1462.071 | 334.34 | 1400.83 | 1400.83 | 0 | 0 | 0 | 61.241 | 0 | 0
182 | 1295.145 | 645.92 | 2735.583 | 1295.145 | -1440.438 | 0 | 0 | 0 | 0 | 0
183 | 1332.189 | 643.72 | 2776.321 | 1332.189 | -1444.132 | 0 | 0 | 0 | 0 | 0
184 | 1434.587 | 246.14 | 1062.312 | 1062.312 | 0 | 0 | 0 | 372.275 | 0 | 0
185 | 1105.581 | 157.18 | 659.683 | 659.683 | 0 | 0 | 0 | 445.898 | 0 | 0
186 | 1217.803 | 15.26 | 23.322 | 23.322 | 0 | 0 | 0 | 1194.481 | 0 | 0
187 | 1003.211 | 0 | 0 | 0 | 0 | 0 | 0 | 0 | 0 | 1003.211
188 | 1195.2 | 0 | 0 | 0 | 0 | 0 | 0 | 0 | 0 | 1195.2
189 | 1054.4 | 0 | 0 | 0 | 0 | 0 | 0 | 0 | 0 | 1054.4
190 | 1257.6 | 0 | 0 | 0 | 0 | 0 | 0 | 0 | 0 | 1257.6
191 | 1286.4 | 0 | 0 | 0 | 0 | 0 | 0 | 0 | 0 | 1286.4
192 | 1148 | 0 | 0 | 0 | 0 | 0 | 0 | 1148 | 0 | 0
193 | 1193.6 | 0 | 0 | 0 | 0 | 0 | 0 | 1193.6 | 0 | 0
194 | 937.6 | 0 | 0 | 0 | 0 | 0 | 0 | 937.6 | 0 | 0
195 | 1222.4 | 0 | 0 | 0 | 0 | 0 | 0 | 1222.4 | 0 | 0
196 | 1073.6 | 0 | 0 | 0 | 0 | 0 | 0 | 1073.6 | 0 | 0
197 | 942.4 | 0 | 0 | 0 | 0 | 0 | 0 | 942.4 | 0 | 0
198 | 1051.2 | 0 | 0 | 0 | 0 | 0 | 0 | 1051.2 | 0 | 0
199 | 951.2 | 50.52 | 106.321 | 106.321 | 0 | 0 | 0 | 844.879 | 0 | 0
200 | 1114.771 | 251.16 | 1058.477 | 1058.477 | 0 | 0 | 0 | 56.294 | 0 | 0
201 | 1167.854 | 534.22 | 2366.992 | 1167.854 | -1199.138 | 0 | 0 | 0 | 0 | 0
202 | 1664.173 | 736.26 | 3161.494 | 1664.173 | -1497.321 | 0 | 0 | 0 | 0 | 0
203 | 1338.632 | 879.42 | 3678.327 | 1338.631 | -1799.377 | 0 | 540.319 | 0 | 0 | 0
204 | 1317.153 | 957.52 | 3937.59 | 1317.152 | -1799.377 | 0 | 821.061 | 0 | 0 | 0
205 | 1355.422 | 953.81 | 3909.562 | 1355.422 | -1799.377 | 0 | 754.763 | 0 | 0 | 0
206 | 1226.996 | 674.24 | 2824.845 | 1226.995 | -1040.223 | 0 | 557.627 | 0 | 0 | 0
207 | 1258.144 | 534.86 | 2271.364 | 1258.144 | 0 | 0 | 1013.22 | 0 | 0 | 0
208 | 1216.588 | 276.81 | 1191.286 | 1191.286 | 0 | 0 | 0 | 25.302 | 0 | 0
209 | 1274.12 | 227.69 | 953.765 | 953.765 | 0 | 0 | 0 | 320.355 | 0 | 0
210 | 1113.621 | 41.65 | 97.95 | 97.95 | 0 | 0 | 0 | 1015.671 | 0 | 0
211 | 1163.2 | 0 | 0 | 0 | 0 | 0 | 0 | 0 | 0 | 1163.2
212 | 1064 | 0 | 0 | 0 | 0 | 0 | 0 | 0 | 0 | 1064
213 | 1449.6 | 0 | 0 | 0 | 0 | 0 | 0 | 0 | 0 | 1449.6
214 | 1246.4 | 0 | 0 | 0 | 0 | 0 | 0 | 0 | 0 | 1246.4
215 | 1491.2 | 0 | 0 | 0 | 0 | 0 | 0 | 0 | 0 | 1491.2
216 | 1336.8 | 0 | 0 | 0 | 0 | 0 | 0 | 933.901 | 0 | 402.899
217 | 1711.2 | 0 | 0 | 0 | 0 | 0 | 0 | 1711.2 | 0 | 0
218 | 1122.4 | 0 | 0 | 0 | 0 | 0 | 0 | 1122.4 | 0 | 0
219 | 1392 | 0 | 0 | 0 | 0 | 0 | 0 | 1392 | 0 | 0
220 | 1262.4 | 0 | 0 | 0 | 0 | 0 | 0 | 1262.4 | 0 | 0
221 | 1117.6 | 0 | 0 | 0 | 0 | 0 | 0 | 1117.6 | 0 | 0
222 | 1514.4 | 0 | 0 | 0 | 0 | 0 | 0 | 1514.4 | 0 | 0
223 | 1350.4 | 47.44 | 94.524 | 94.524 | 0 | 0 | 0 | 0 | 0 | 1255.876
224 | 1353.11 | 288.76 | 1218.108 | 1218.108 | 0 | 0 | 0 | 0 | 0 | 135.002
225 | 1445.428 | 534.75 | 2383.971 | 1445.428 | -938.543 | 0 | 0 | 0 | 0 | 0
226 | 1336.752 | 734.82 | 3185.666 | 1336.752 | -1799.377 | 0 | 49.537 | 0 | 0 | 0
227 | 1366.848 | 874.29 | 3700.93 | 1366.847 | -1799.377 | 0 | 534.706 | 0 | 0 | 0
228 | 1423.45 | 954.03 | 3979.71 | 1423.45 | -1799.377 | 0 | 756.883 | 0 | 0 | 0
229 | 1626.909 | 542.36 | 2286.384 | 1626.909 | -659.475 | 0 | 0 | 0 | 0 | 0
230 | 1552.301 | 666.6 | 2820.507 | 1552.301 | -1268.206 | 0 | 0 | 0 | 0 | 0
231 | 1372.937 | 710.42 | 3044.855 | 1372.937 | -870.458 | 0 | 801.46 | 0 | 0 | 0
232 | 1588.328 | 518.45 | 2278.302 | 1588.328 | 0 | 0 | 689.974 | 0 | 0 | 0
233 | 1609.75 | 207.82 | 871.333 | 871.333 | 0 | 0 | 0 | 738.417 | 0 | 0
234 | 1634.626 | 42.19 | 101.597 | 101.597 | 0 | 0 | 0 | 1533.029 | 0 | 0
235 | 1760.002 | 0 | 0 | 0 | 0 | 0 | 0 | 0 | 0 | 1760.002
236 | 1500 | 0 | 0 | 0 | 0 | 0 | 0 | 0 | 0 | 1500
237 | 1500 | 0 | 0 | 0 | 0 | 0 | 0 | 0 | 0 | 1500
238 | 1466.4 | 0 | 0 | 0 | 0 | 0 | 0 | 0 | 0 | 1466.4
239 | 1682.4 | 0 | 0 | 0 | 0 | 0 | 0 | 0 | 0 | 1682.4
240 | 1397.6 | 0 | 0 | 0 | 0 | 0 | 0 | 1397.6 | 0 | 0
241 | 1472.8 | 0 | 0 | 0 | 0 | 0 | 0 | 1472.8 | 0 | 0
242 | 1350.4 | 0 | 0 | 0 | 0 | 0 | 0 | 1350.4 | 0 | 0
243 | 1287.2 | 0 | 0 | 0 | 0 | 0 | 0 | 1287.2 | 0 | 0
244 | 1179.2 | 0 | 0 | 0 | 0 | 0 | 0 | 1179.2 | 0 | 0
245 | 1111.2 | 0 | 0 | 0 | 0 | 0 | 0 | 1111.2 | 0 | 0
246 | 1189.6 | 0 | 0 | 0 | 0 | 0 | 0 | 1189.6 | 0 | 0
247 | 1056 | 39.39 | 74.152 | 0 | -74.152 | 0 | 0 | 1056 | 0 | 0
248 | 1007.057 | 218.76 | 926.399 | 28.225 | -898.174 | 0 | 0 | 978.832 | 0 | 0
249 | 1526.413 | 231.29 | 999.962 | 999.962 | 0 | 0 | 0 | 526.451 | 0 | 0
250 | 1751.451 | 590.39 | 2543.772 | 1751.451 | -792.321 | 0 | 0 | 0 | 0 | 0
251 | 1601.404 | 863.35 | 3618.147 | 1601.404 | -1799.377 | 0 | 217.366 | 0 | 0 | 0
252 | 1468.113 | 804.31 | 3337.159 | 1468.113 | -1799.377 | 0 | 69.669 | 0 | 0 | 0
253 | 1613.967 | 632.07 | 2630.826 | 1613.967 | -1016.859 | 0 | 0 | 0 | 0 | 0
254 | 1643.485 | 354.16 | 1482.106 | 1482.106 | 0 | 0 | 0 | 161.379 | 0 | 0
255 | 1670.927 | 646.87 | 2737.061 | 1670.927 | -1066.134 | 0 | 0 | 0 | 0 | 0
256 | 1625.599 | 202.23 | 854.15 | 854.15 | 0 | 0 | 0 | 771.449 | 0 | 0
257 | 1615.953 | 102.83 | 417.342 | 417.342 | 0 | 0 | 0 | 1198.611 | 0 | 0
258 | 1849.735 | 20.67 | 44.294 | 44.294 | 0 | 0 | 0 | 1805.441 | 0 | 0
259 | 1528.006 | 0 | 0 | 0 | 0 | 0 | 0 | 0 | 0 | 1528.006
260 | 1338.4 | 0 | 0 | 0 | 0 | 0 | 0 | 0 | 0 | 1338.4
261 | 1358.4 | 0 | 0 | 0 | 0 | 0 | 0 | 0 | 0 | 1358.4
262 | 1418.4 | 0 | 0 | 0 | 0 | 0 | 0 | 0 | 0 | 1418.4
263 | 1347.2 | 0 | 0 | 0 | 0 | 0 | 0 | 0 | 0 | 1347.2
264 | 1475.2 | 0 | 0 | 0 | 0 | 0 | 0 | 1475.2 | 0 | 0
265 | 1247.2 | 0 | 0 | 0 | 0 | 0 | 0 | 1247.2 | 0 | 0
266 | 1436 | 0 | 0 | 0 | 0 | 0 | 0 | 1436 | 0 | 0
267 | 1268.8 | 0 | 0 | 0 | 0 | 0 | 0 | 1268.8 | 0 | 0
268 | 1268.8 | 0 | 0 | 0 | 0 | 0 | 0 | 1268.8 | 0 | 0
269 | 1345.6 | 0 | 0 | 0 | 0 | 0 | 0 | 1345.6 | 0 | 0
270 | 1118.4 | 0 | 0 | 0 | 0 | 0 | 0 | 1118.4 | 0 | 0
271 | 1312.8 | 19.09 | 28.538 | 28.538 | 0 | 0 | 0 | 1284.262 | 0 | 0
272 | 1080.054 | 274.64 | 1150.39 | 1080.054 | -70.336 | 0 | 0 | 0 | 0 | 0
273 | 1017.97 | 438.49 | 1924.662 | 1017.97 | -906.692 | 0 | 0 | 0 | 0 | 0
274 | 1165.131 | 295.04 | 1245.344 | 1165.131 | -80.213 | 0 | 0 | 0 | 0 | 0
275 | 1340.908 | 321.34 | 1336.713 | 1336.713 | 0 | 0 | 0 | 4.195 | 0 | 0
276 | 1421.717 | 712.67 | 2910.789 | 1421.717 | -1489.072 | 0 | 0 | 0 | 0 | 0
277 | 1076.722 | 568.89 | 2333.583 | 1076.722 | -1256.861 | 0 | 0 | 0 | 0 | 0
278 | 1233.429 | 706.63 | 2900.94 | 1233.429 | -1667.511 | 0 | 0 | 0 | 0 | 0
279 | 966.192 | 208.75 | 861.416 | 861.416 | 0 | 0 | 0 | 104.776 | 0 | 0
280 | 1205.397 | 230.16 | 973.01 | 973.01 | 0 | 0 | 0 | 232.387 | 0 | 0
281 | 1237.532 | 9.79 | 15.331 | 15.331 | 0 | 0 | 0 | 1222.201 | 0 | 0
282 | 859.624 | 8.41 | 0.98 | 0.98 | 0 | 0 | 0 | 858.644 | 0 | 0
283 | 1175.2 | 0 | 0 | 0 | 0 | 0 | 0 | 1175.2 | 0 | 0
284 | 1189.6 | 0 | 0 | 0 | 0 | 0 | 0 | 5.061 | 0 | 1184.539
285 | 1346.4 | 0 | 0 | 0 | 0 | 0 | 0 | 0 | 0 | 1346.4
286 | 1161.6 | 0 | 0 | 0 | 0 | 0 | 0 | 0 | 0 | 1161.6
287 | 1086.4 | 0 | 0 | 0 | 0 | 0 | 0 | 0 | 0 | 1086.4
288 | 136.8 | 0 | 0 | 0 | 0 | 0 | 0 | 0 | 0 | 136.8
289 | 106.4 | 0 | 0 | 0 | 0 | 0 | 0 | 106.4 | 0 | 0
290 | 88 | 0 | 0 | 0 | 0 | 0 | 0 | 88 | 0 | 0
291 | 92 | 0 | 0 | 0 | 0 | 0 | 0 | 92 | 0 | 0
292 | 88 | 0 | 0 | 0 | 0 | 0 | 0 | 88 | 0 | 0
293 | 92 | 0 | 0 | 0 | 0 | 0 | 0 | 92 | 0 | 0
294 | 84.8 | 0 | 0 | 0 | 0 | 0 | 0 | 84.8 | 0 | 0
295 | 82.4 | 45.81 | 94.909 | 82.4 | -12.509 | 0 | 0 | 0 | 0 | 0
296 | 81.362 | 279.68 | 1166.911 | 81.362 | -1085.549 | 0 | 0 | 0 | 0 | 0
297 | 804.961 | 524.59 | 2299.88 | 804.961 | -1494.919 | 0 | 0 | 0 | 0 | 0
298 | 971.201 | 727.41 | 3063.057 | 971.2 | -1799.377 | 0 | 292.48 | 0 | 0 | 0
299 | 1378.581 | 872.3 | 3547.172 | 1378.58 | -1799.377 | 0 | 369.215 | 0 | 0 | 0
300 | 1301.865 | 951.32 | 3797.64 | 1301.865 | -1799.377 | 0 | 696.398 | 0 | 0 | 0
301 | 1411.199 | 911.94 | 3652.853 | 1411.199 | -1143.706 | 0 | 1097.948 | 0 | 0 | 0
302 | 1430.445 | 651.43 | 2673.126 | 1430.445 | 0 | 0 | 1242.681 | 0 | 0 | 0
303 | 1147.683 | 392.72 | 1638.418 | 1147.683 | 0 | 0 | 490.735 | 0 | 0 | 0
304 | 1193.172 | 225.94 | 949.036 | 949.036 | 0 | 0 | 0 | 244.136 | 0 | 0
305 | 1254.203 | 147.29 | 604.883 | 604.883 | 0 | 0 | 0 | 649.32 | 0 | 0
306 | 1409.776 | 32.57 | 77.935 | 77.935 | 0 | 0 | 0 | 1331.841 | 0 | 0
307 | 1164.8 | 0 | 0 | 0 | 0 | 0 | 0 | 0 | 0 | 1164.8
308 | 1167.2 | 0 | 0 | 0 | 0 | 0 | 0 | 0 | 0 | 1167.2
309 | 1375.2 | 0 | 0 | 0 | 0 | 0 | 0 | 0 | 0 | 1375.2
310 | 1362.4 | 0 | 0 | 0 | 0 | 0 | 0 | 0 | 0 | 1362.4
311 | 1214.4 | 0 | 0 | 0 | 0 | 0 | 0 | 0 | 0 | 1214.4
312 | 949.6 | 0 | 0 | 0 | 0 | 0 | 0 | 949.6 | 0 | 0
313 | 1832.8 | 0 | 0 | 0 | 0 | 0 | 0 | 1832.8 | 0 | 0
314 | 1784.8 | 0 | 0 | 0 | 0 | 0 | 0 | 1784.8 | 0 | 0
315 | 1888 | 0 | 0 | 0 | 0 | 0 | 0 | 1888 | 0 | 0
316 | 2028.8 | 0 | 0 | 0 | 0 | 0 | 0 | 2028.8 | 0 | 0
317 | 2156.8 | 0 | 0 | 0 | 0 | 0 | 0 | 2156.8 | 0 | 0
318 | 2129.6 | 0 | 0 | 0 | 0 | 0 | 0 | 2129.6 | 0 | 0
319 | 1976.8 | 49.36 | 100.402 | 0 | -100.402 | 0 | 0 | 1976.8 | 0 | 0
320 | 1127.549 | 293.77 | 1233.054 | 0 | -1233.054 | 0 | 0 | 1127.549 | 0 | 0
321 | 1638.403 | 544.43 | 2384.758 | 1625.827 | -758.931 | 0 | 0 | 12.576 | 0 | 0
322 | 1940.862 | 730.38 | 3041.638 | 1940.862 | -1100.776 | 0 | 0 | 0 | 0 | 0
323 | 2188.553 | 903.85 | 3575.897 | 2188.553 | -1387.344 | 0 | 0 | 0 | 0 | 0
324 | 2025.649 | 789.39 | 3133.29 | 2025.649 | -1107.641 | 0 | 0 | 0 | 0 | 0
325 | 1943.684 | 665.04 | 2666.834 | 1943.684 | -723.15 | 0 | 0 | 0 | 0 | 0
326 | 2335.268 | 678.67 | 2724.885 | 2335.268 | -389.617 | 0 | 0 | 0 | 0 | 0
327 | 2168.745 | 433.48 | 1790.16 | 1790.16 | 0 | 0 | 0 | 378.585 | 0 | 0
328 | 1973.613 | 513.85 | 2166.108 | 1973.613 | -192.495 | 0 | 0 | 0 | 0 | 0
329 | 2279.797 | 303.55 | 1249.529 | 1249.529 | 0 | 0 | 0 | 1030.268 | 0 | 0
330 | 1609.172 | 63.35 | 168.155 | 168.155 | 0 | 0 | 0 | 1441.017 | 0 | 0
331 | 2156.812 | 0 | 0 | 0 | 0 | 0 | 0 | 1013.965 | 0 | 1142.847
332 | 2172.8 | 0 | 0 | 0 | 0 | 0 | 0 | 373.423 | 0 | 1799.377
333 | 2000 | 0 | 0 | 0 | 0 | 0 | 0 | 200.623 | 0 | 1799.377
334 | 1667.2 | 0 | 0 | 0 | 0 | 0 | 0 | 0 | 0 | 1667.2
335 | 2352 | 0 | 0 | 0 | 0 | 0 | 0 | 552.623 | 0 | 1799.377
336 | 2075.2 | 0 | 0 | 0 | 0 | 0 | 0 | 2075.2 | 0 | 0
337 | 1518.4 | 0 | 0 | 0 | 0 | 0 | 0 | 1518.4 | 0 | 0
338 | 1494.4 | 0 | 0 | 0 | 0 | 0 | 0 | 1494.4 | 0 | 0
339 | 1260 | 0 | 0 | 0 | 0 | 0 | 0 | 1260 | 0 | 0
340 | 1234.4 | 0 | 0 | 0 | 0 | 0 | 0 | 1234.4 | 0 | 0
341 | 1272 | 0 | 0 | 0 | 0 | 0 | 0 | 1272 | 0 | 0
342 | 1414.4 | 0 | 0 | 0 | 0 | 0 | 0 | 1414.4 | 0 | 0
343 | 1373.6 | 34.39 | 65.277 | 0 | -65.277 | 0 | 0 | 1373.6 | 0 | 0
344 | 996.612 | 237.33 | 990.261 | 0 | -990.261 | 0 | 0 | 996.612 | 0 | 0
345 | 1176.84 | 221.71 | 938.944 | 0 | -938.944 | 0 | 0 | 1176.84 | 0 | 0
346 | 1297.88 | 399.42 | 1660.274 | 384.059 | -1276.215 | 0 | 0 | 913.821 | 0 | 0
347 | 1357.844 | 537.12 | 2183.739 | 1357.844 | -825.895 | 0 | 0 | 0 | 0 | 0
348 | 1435.047 | 662.41 | 2649.085 | 1435.047 | -1214.038 | 0 | 0 | 0 | 0 | 0
349 | 1435.033 | 558.37 | 2258.808 | 1435.033 | -823.775 | 0 | 0 | 0 | 0 | 0
350 | 1087.883 | 609.01 | 2486.197 | 1087.883 | -1398.314 | 0 | 0 | 0 | 0 | 0
351 | 1211.392 | 398.02 | 1668.475 | 1211.392 | -457.083 | 0 | 0 | 0 | 0 | 0
352 | 1440.601 | 115.06 | 466.15 | 466.15 | 0 | 0 | 0 | 974.451 | 0 | 0
353 | 1275.894 | 25.47 | 81.067 | 81.067 | 0 | 0 | 0 | 1194.827 | 0 | 0
354 | 1244.187 | 3.91 | 0 | 0 | 0 | 0 | 0 | 1244.187 | 0 | 0
355 | 798.4 | 0 | 0 | 0 | 0 | 0 | 0 | 0 | 0 | 798.4
356 | 1210.4 | 0 | 0 | 0 | 0 | 0 | 0 | 0 | 0 | 1210.4
357 | 1458.4 | 0 | 0 | 0 | 0 | 0 | 0 | 0 | 0 | 1458.4
358 | 1131.2 | 0 | 0 | 0 | 0 | 0 | 0 | 0 | 0 | 1131.2
359 | 1050.4 | 0 | 0 | 0 | 0 | 0 | 0 | 0 | 0 | 1050.4
360 | 949.6 | 0 | 0 | 0 | 0 | 0 | 0 | 949.6 | 0 | 0
361 | 1194.4 | 0 | 0 | 0 | 0 | 0 | 0 | 1194.4 | 0 | 0
362 | 1084.8 | 0 | 0 | 0 | 0 | 0 | 0 | 1084.8 | 0 | 0
363 | 1221.6 | 0 | 0 | 0 | 0 | 0 | 0 | 1221.6 | 0 | 0
364 | 1077.6 | 0 | 0 | 0 | 0 | 0 | 0 | 1077.6 | 0 | 0
365 | 1200.8 | 0 | 0 | 0 | 0 | 0 | 0 | 1200.8 | 0 | 0
366 | 1140 | 0 | 0 | 0 | 0 | 0 | 0 | 1140 | 0 | 0
367 | 1037.6 | 11.89 | 10.676 | 10.676 | 0 | 0 | 0 | 1026.924 | 0 | 0
368 | 866.892 | 129.2 | 538.739 | 538.739 | 0 | 0 | 0 | 328.153 | 0 | 0
369 | 1066.826 | 340.25 | 1481.404 | 1066.826 | -414.578 | 0 | 0 | 0 | 0 | 0
370 | 1366.055 | 562.96 | 2393.565 | 1366.055 | -1027.51 | 0 | 0 | 0 | 0 | 0
371 | 1574.613 | 770.93 | 3184.092 | 1574.613 | -1609.479 | 0 | 0 | 0 | 0 | 0
372 | 1515.751 | 699.2 | 2867.792 | 1515.751 | -1352.041 | 0 | 0 | 0 | 0 | 0
373 | 1570.042 | 422.53 | 1749.485 | 1570.042 | -179.443 | 0 | 0 | 0 | 0 | 0
374 | 1584.014 | 793.05 | 3255.185 | 1584.014 | -1671.171 | 0 | 0 | 0 | 0 | 0
375 | 1443.606 | 481.16 | 2030.213 | 1443.606 | -586.607 | 0 | 0 | 0 | 0 | 0
376 | 1857.159 | 430.66 | 1860.931 | 1857.159 | -3.772 | 0 | 0 | 0 | 0 | 0
377 | 2051.354 | 144.93 | 605.07 | 605.07 | 0 | 0 | 0 | 1446.284 | 0 | 0
378 | 1864.668 | 26.75 | 67.52 | 67.52 | 0 | 0 | 0 | 1797.148 | 0 | 0
379 | 1687.2 | 0 | 0 | 0 | 0 | 0 | 0 | 0 | 0 | 1687.2
380 | 1437.6 | 0 | 0 | 0 | 0 | 0 | 0 | 0 | 0 | 1437.6
381 | 1798.4 | 0 | 0 | 0 | 0 | 0 | 0 | 0 | 0 | 1798.4
382 | 1439.2 | 0 | 0 | 0 | 0 | 0 | 0 | 0 | 0 | 1439.2
383 | 1318.4 | 0 | 0 | 0 | 0 | 0 | 0 | 0 | 0 | 1318.4
384 | 1333.6 | 0 | 0 | 0 | 0 | 0 | 0 | 1333.6 | 0 | 0
385 | 1427.2 | 0 | 0 | 0 | 0 | 0 | 0 | 1427.2 | 0 | 0
386 | 1464.8 | 0 | 0 | 0 | 0 | 0 | 0 | 1464.8 | 0 | 0
387 | 1109.6 | 0 | 0 | 0 | 0 | 0 | 0 | 1109.6 | 0 | 0
388 | 1159.2 | 0 | 0 | 0 | 0 | 0 | 0 | 1159.2 | 0 | 0
389 | 1433.6 | 0 | 0 | 0 | 0 | 0 | 0 | 1433.6 | 0 | 0
390 | 1189.6 | 0 | 0 | 0 | 0 | 0 | 0 | 1189.6 | 0 | 0
391 | 1440 | 34.43 | 61.364 | 61.364 | 0 | 0 | 0 | 1378.636 | 0 | 0
392 | 1042.494 | 226.37 | 946.488 | 946.488 | 0 | 0 | 0 | 96.006 | 0 | 0
393 | 1260.412 | 511.56 | 2270.379 | 1260.412 | -1009.967 | 0 | 0 | 0 | 0 | 0
394 | 1528.29 | 689.89 | 2983.972 | 1528.29 | -1455.682 | 0 | 0 | 0 | 0 | 0
395 | 1634.053 | 832.88 | 3524.677 | 1634.053 | -1799.377 | 0 | 91.247 | 0 | 0 | 0
396 | 1747.764 | 947.37 | 3951.115 | 1747.764 | -1799.377 | 0 | 403.974 | 0 | 0 | 0
397 | 1461.828 | 534.8 | 2239.949 | 1461.828 | -778.121 | 0 | 0 | 0 | 0 | 0
398 | 1421.187 | 618.7 | 2603.324 | 1421.187 | -1182.137 | 0 | 0 | 0 | 0 | 0
399 | 1580.373 | 605.48 | 2585.88 | 1580.373 | -1005.507 | 0 | 0 | 0 | 0 | 0
400 | 1462.36 | 87.1 | 345.807 | 345.807 | 0 | 0 | 0 | 1116.553 | 0 | 0
401 | 1717.244 | 32.33 | 110.823 | 110.823 | 0 | 0 | 0 | 1606.421 | 0 | 0
402 | 1611.558 | 14.71 | 27.457 | 27.457 | 0 | 0 | 0 | 1584.101 | 0 | 0
403 | 1616.357 | 0 | 0 | 0 | 0 | 0 | 0 | 0 | 0 | 1616.357
404 | 1480.8 | 0 | 0 | 0 | 0 | 0 | 0 | 0 | 0 | 1480.8
405 | 1845.6 | 0 | 0 | 0 | 0 | 0 | 0 | 46.223 | 0 | 1799.377
406 | 1497.6 | 0 | 0 | 0 | 0 | 0 | 0 | 0 | 0 | 1497.6
407 | 1532 | 0 | 0 | 0 | 0 | 0 | 0 | 0 | 0 | 1532
408 | 1503.2 | 0 | 0 | 0 | 0 | 0 | 0 | 1503.2 | 0 | 0
409 | 1740.8 | 0 | 0 | 0 | 0 | 0 | 0 | 1740.8 | 0 | 0
410 | 1453.6 | 0 | 0 | 0 | 0 | 0 | 0 | 1453.6 | 0 | 0
411 | 1256 | 0 | 0 | 0 | 0 | 0 | 0 | 1256 | 0 | 0
412 | 1274.4 | 0 | 0 | 0 | 0 | 0 | 0 | 1274.4 | 0 | 0
413 | 1436.8 | 0 | 0 | 0 | 0 | 0 | 0 | 1436.8 | 0 | 0
414 | 1512.8 | 0 | 0 | 0 | 0 | 0 | 0 | 1512.8 | 0 | 0
415 | 1361.6 | 31.79 | 55.763 | 55.763 | 0 | 0 | 0 | 1242.651 | 0 | 63.186
416 | 1307.476 | 282.57 | 1182.649 | 1182.649 | 0 | 0 | 0 | 0 | 0 | 124.827
417 | 1117.404 | 531.66 | 2353.972 | 1117.404 | -1236.568 | 0 | 0 | 0 | 0 | 0
418 | 1558.331 | 725.51 | 3114.306 | 1558.331 | -1555.975 | 0 | 0 | 0 | 0 | 0
419 | 1635.582 | 887.31 | 3703.83 | 1635.582 | -1799.377 | 0 | 268.871 | 0 | 0 | 0
420 | 1614.236 | 972.14 | 3991.858 | 1614.236 | -1799.377 | 0 | 578.245 | 0 | 0 | 0
421 | 1599.883 | 875.32 | 3589.014 | 1599.883 | -1799.377 | 0 | 189.754 | 0 | 0 | 0
422 | 1534.321 | 821.25 | 3393.952 | 1534.321 | -944.139 | 0 | 915.492 | 0 | 0 | 0
423 | 1869.297 | 702.38 | 2965.708 | 1869.297 | 0 | 0 | 1096.411 | 0 | 0 | 0
424 | 1731.41 | 548.21 | 2378.874 | 1731.41 | 0 | 0 | 647.464 | 0 | 0 | 0
425 | 1852.086 | 301.42 | 1267.132 | 1267.132 | 0 | 0 | 0 | 584.954 | 0 | 0
426 | 1824.781 | 43.96 | 120.083 | 120.083 | 0 | 0 | 0 | 1704.698 | 0 | 0
427 | 1772.851 | 0 | 0 | 0 | 0 | 0 | 0 | 298.451 | 0 | 1474.4
428 | 1725.6 | 0 | 0 | 0 | 0 | 0 | 0 | 0 | 0 | 1725.6
429 | 1548.8 | 0 | 0 | 0 | 0 | 0 | 0 | 0 | 0 | 1548.8
430 | 1660 | 0 | 0 | 0 | 0 | 0 | 0 | 0 | 0 | 1660
431 | 1914.4 | 0 | 0 | 0 | 0 | 0 | 0 | 115.023 | 0 | 1799.377
432 | 1842.4 | 0 | 0 | 0 | 0 | 0 | 0 | 1842.4 | 0 | 0
433 | 1708 | 0 | 0 | 0 | 0 | 0 | 0 | 1708 | 0 | 0
434 | 1356.8 | 0 | 0 | 0 | 0 | 0 | 0 | 1356.8 | 0 | 0
435 | 1073.6 | 0 | 0 | 0 | 0 | 0 | 0 | 1073.6 | 0 | 0
436 | 1288.8 | 0 | 0 | 0 | 0 | 0 | 0 | 1288.8 | 0 | 0
437 | 1396.8 | 0 | 0 | 0 | 0 | 0 | 0 | 1396.8 | 0 | 0
438 | 1372 | 0 | 0 | 0 | 0 | 0 | 0 | 1372 | 0 | 0
439 | 1415.2 | 47.67 | 86.844 | 86.844 | 0 | 0 | 0 | 1328.356 | 0 | 0
440 | 1131.076 | 288.38 | 1207.133 | 1131.076 | -76.057 | 0 | 0 | 0 | 0 | 0
441 | 1241.663 | 537.33 | 2373.25 | 1241.663 | -1131.587 | 0 | 0 | 0 | 0 | 0
442 | 856.555 | 749.24 | 3178.321 | 856.555 | -1799.377 | 0 | 522.389 | 0 | 0 | 0
443 | 1284.095 | 904.69 | 3699.441 | 1284.095 | -1799.377 | 0 | 615.969 | 0 | 0 | 0
444 | 1493.401 | 985.72 | 3929.225 | 1493.4 | -1799.377 | 0 | 636.448 | 0 | 0 | 0
445 | 1383.033 | 972.52 | 3846.946 | 1383.032 | -1799.377 | 0 | 664.537 | 0 | 0 | 0
446 | 1395.108 | 734.89 | 2962.355 | 1395.108 | -729.662 | 0 | 837.585 | 0 | 0 | 0
447 | 1147.015 | 538.33 | 2226.26 | 1147.015 | 0 | 0 | 1079.245 | 0 | 0 | 0
448 | 1254.993 | 336.97 | 1429.255 | 1254.993 | 0 | 0 | 174.262 | 0 | 0 | 0
449 | 1593.632 | 106.79 | 434.769 | 434.769 | 0 | 0 | 0 | 1158.863 | 0 | 0
450 | 1540.045 | 22.7 | 59.461 | 59.461 | 0 | 0 | 0 | 1480.584 | 0 | 0
451 | 1594.407 | 0 | 0 | 0 | 0 | 0 | 0 | 1594.407 | 0 | 0
452 | 1601.6 | 0 | 0 | 0 | 0 | 0 | 0 | 1601.6 | 0 | 0
453 | 1628.8 | 0 | 0 | 0 | 0 | 0 | 0 | 1458.248 | 0 | 170.552
454 | 1475.2 | 0 | 0 | 0 | 0 | 0 | 0 | 0 | 0 | 1475.2
455 | 1756 | 0 | 0 | 0 | 0 | 0 | 0 | 0 | 0 | 1756
456 | 1347.2 | 0 | 0 | 0 | 0 | 0 | 0 | 0 | 0 | 1347.2
457 | 1464 | 0 | 0 | 0 | 0 | 0 | 0 | 1464 | 0 | 0
458 | 1484 | 0 | 0 | 0 | 0 | 0 | 0 | 1484 | 0 | 0
459 | 1376.8 | 0 | 0 | 0 | 0 | 0 | 0 | 1376.8 | 0 | 0
460 | 1298.4 | 0 | 0 | 0 | 0 | 0 | 0 | 1298.4 | 0 | 0
461 | 1472 | 0 | 0 | 0 | 0 | 0 | 0 | 1472 | 0 | 0
462 | 1540.8 | 0 | 0 | 0 | 0 | 0 | 0 | 1540.8 | 0 | 0
463 | 1121.6 | 41.47 | 71.62 | 71.62 | 0 | 0 | 0 | 0 | 0 | 1049.98
464 | 1325.723 | 277.07 | 1152.474 | 1152.474 | 0 | 0 | 0 | 0 | 0 | 173.249
465 | 1431.814 | 525.68 | 2303.046 | 1431.814 | -871.232 | 0 | 0 | 0 | 0 | 0
466 | 1750.511 | 729.16 | 3059.285 | 1750.511 | -1308.774 | 0 | 0 | 0 | 0 | 0
467 | 1780.377 | 626.87 | 2567.587 | 1780.377 | -787.21 | 0 | 0 | 0 | 0 | 0
468 | 1557.127 | 577.21 | 2333.192 | 1557.127 | -776.065 | 0 | 0 | 0 | 0 | 0
469 | 1473.887 | 578.18 | 2324.403 | 1473.887 | -850.516 | 0 | 0 | 0 | 0 | 0
470 | 1373.544 | 768.56 | 3052.183 | 1373.544 | -1678.639 | 0 | 0 | 0 | 0 | 0
471 | 1430.954 | 439.18 | 1804.908 | 1430.954 | -373.954 | 0 | 0 | 0 | 0 | 0
472 | 1796.545 | 398.27 | 1684.366 | 1684.366 | 0 | 0 | 0 | 112.179 | 0 | 0
473 | 1678.349 | 258.76 | 1083.176 | 1083.176 | 0 | 0 | 0 | 595.173 | 0 | 0
474 | 1629.66 | 50.79 | 145.665 | 145.665 | 0 | 0 | 0 | 1483.995 | 0 | 0
475 | 1404.8 | 0 | 0 | 0 | 0 | 0 | 0 | 0 | 0 | 1404.8
476 | 1388.8 | 0 | 0 | 0 | 0 | 0 | 0 | 0 | 0 | 1388.8
477 | 1344.8 | 0 | 0 | 0 | 0 | 0 | 0 | 0 | 0 | 1344.8
478 | 1680.8 | 0 | 0 | 0 | 0 | 0 | 0 | 0 | 0 | 1680.8
479 | 1447.2 | 0 | 0 | 0 | 0 | 0 | 0 | 0 | 0 | 1447.2
480 | 1506.4 | 0 | 0 | 0 | 0 | 0 | 0 | 1506.4 | 0 | 0
481 | 1360.8 | 0 | 0 | 0 | 0 | 0 | 0 | 1360.8 | 0 | 0
482 | 1408 | 0 | 0 | 0 | 0 | 0 | 0 | 1408 | 0 | 0
483 | 1103.2 | 0 | 0 | 0 | 0 | 0 | 0 | 1103.2 | 0 | 0
484 | 1368 | 0 | 0 | 0 | 0 | 0 | 0 | 1368 | 0 | 0
485 | 1242.4 | 0 | 0 | 0 | 0 | 0 | 0 | 1242.4 | 0 | 0
486 | 1268.8 | 0 | 0 | 0 | 0 | 0 | 0 | 1268.8 | 0 | 0
487 | 1385.6 | 10.77 | 5.765 | 5.765 | 0 | 0 | 0 | 1344.625 | 0 | 35.209
488 | 1391.679 | 116.92 | 485.112 | 485.112 | 0 | 0 | 0 | 0 | 0 | 906.567
489 | 1424.117 | 406.32 | 1765.201 | 1424.117 | -341.084 | 0 | 0 | 0 | 0 | 0
490 | 1612.774 | 698.41 | 2925.757 | 1612.774 | -1312.983 | 0 | 0 | 0 | 0 | 0
491 | 1401.019 | 848.07 | 3469.628 | 1401.019 | -1799.377 | 0 | 269.232 | 0 | 0 | 0
492 | 1755.972 | 956.11 | 3868.145 | 1755.972 | -1799.377 | 0 | 312.796 | 0 | 0 | 0
493 | 1074.33 | 967.68 | 3918.006 | 1074.33 | -1799.377 | 0 | 1044.299 | 0 | 0 | 0
494 | 1159.81 | 896.44 | 3673.156 | 1159.809 | -1799.377 | 0 | 713.97 | 0 | 0 | 0
495 | 1567.968 | 537.28 | 2258.14 | 1567.968 | -283.238 | 0 | 406.934 | 0 | 0 | 0
496 | 1342.539 | 456.45 | 1964.545 | 1342.539 | 0 | 0 | 622.006 | 0 | 0 | 0
497 | 1562.161 | 291.72 | 1222.837 | 1222.837 | 0 | 0 | 0 | 339.324 | 0 | 0
498 | 1560.409 | 64.28 | 182.602 | 182.602 | 0 | 0 | 0 | 1377.807 | 0 | 0
499 | 918.411 | 0 | 0 | 0 | 0 | 0 | 0 | 0 | 0 | 918.411
500 | 1270.4 | 0 | 0 | 0 | 0 | 0 | 0 | 0 | 0 | 1270.4
501 | 1204 | 0 | 0 | 0 | 0 | 0 | 0 | 0 | 0 | 1204
502 | 1369.6 | 0 | 0 | 0 | 0 | 0 | 0 | 0 | 0 | 1369.6
503 | 1345.6 | 0 | 0 | 0 | 0 | 0 | 0 | 0 | 0 | 1345.6
504 | 1280 | 0 | 0 | 0 | 0 | 0 | 0 | 1280 | 0 | 0
505 | 2330.4 | 0 | 0 | 0 | 0 | 0 | 0 | 2330.4 | 0 | 0
506 | 2057.6 | 0 | 0 | 0 | 0 | 0 | 0 | 2057.6 | 0 | 0
507 | 2428 | 0 | 0 | 0 | 0 | 0 | 0 | 2428 | 0 | 0
508 | 2208.8 | 0 | 0 | 0 | 0 | 0 | 0 | 2208.8 | 0 | 0
509 | 2004 | 0 | 0 | 0 | 0 | 0 | 0 | 2004 | 0 | 0
510 | 2379.2 | 0 | 0 | 0 | 0 | 0 | 0 | 2379.2 | 0 | 0
511 | 2040.8 | 42.25 | 71.071 | 0 | -71.071 | 0 | 0 | 2040.8 | 0 | 0
512 | 1723.786 | 242.61 | 1016.471 | 953.285 | -63.186 | 0 | 0 | 770.501 | 0 | 0
513 | 1825.298 | 475.76 | 2092.341 | 1825.298 | -267.043 | 0 | 0 | 0 | 0 | 0
514 | 2095.805 | 733.6 | 3104.792 | 2095.805 | -1008.987 | 0 | 0 | 0 | 0 | 0
515 | 2297.304 | 878.74 | 3598.676 | 2297.304 | -1301.372 | 0 | 0 | 0 | 0 | 0
516 | 2286.452 | 952.14 | 3828.687 | 2286.452 | -1542.235 | 0 | 0 | 0 | 0 | 0
517 | 2261.298 | 941.52 | 3781.844 | 2261.298 | -1520.546 | 0 | 0 | 0 | 0 | 0
518 | 2390.381 | 744.71 | 3045.767 | 2390.381 | -655.386 | 0 | 0 | 0 | 0 | 0
519 | 2181.431 | 512.33 | 2144.343 | 2144.343 | 0 | 0 | 0 | 37.088 | 0 | 0
520 | 1853.049 | 519.28 | 2220.778 | 1853.049 | -367.729 | 0 | 0 | 0 | 0 | 0
521 | 2387.844 | 237.65 | 994.055 | 994.055 | 0 | 0 | 0 | 1393.789 | 0 | 0
522 | 2256.255 | 55.79 | 163.692 | 163.692 | 0 | 0 | 0 | 2092.563 | 0 | 0
523 | 2414.4 | 0 | 0 | 0 | 0 | 0 | 0 | 1403.73 | 0 | 1010.67
524 | 1896.8 | 0 | 0 | 0 | 0 | 0 | 0 | 97.423 | 0 | 1799.377
525 | 2389.6 | 0 | 0 | 0 | 0 | 0 | 0 | 590.223 | 0 | 1799.377
526 | 2215.2 | 0 | 0 | 0 | 0 | 0 | 0 | 415.823 | 0 | 1799.377
527 | 2295.2 | 0 | 0 | 0 | 0 | 0 | 0 | 495.823 | 0 | 1799.377
528 | 1956 | 0 | 0 | 0 | 0 | 0 | 0 | 1956 | 0 | 0
529 | 1812 | 0 | 0 | 0 | 0 | 0 | 0 | 1812 | 0 | 0
530 | 1850.4 | 0 | 0 | 0 | 0 | 0 | 0 | 1850.4 | 0 | 0
531 | 1248.8 | 0 | 0 | 0 | 0 | 0 | 0 | 1248.8 | 0 | 0
532 | 1303.2 | 0 | 0 | 0 | 0 | 0 | 0 | 1303.2 | 0 | 0
533 | 1569.6 | 0 | 0 | 0 | 0 | 0 | 0 | 1569.6 | 0 | 0
534 | 1165.6 | 0 | 0 | 0 | 0 | 0 | 0 | 1165.6 | 0 | 0
535 | 1127.2 | 30.2 | 49.295 | 49.295 | 0 | 0 | 0 | 1077.905 | 0 | 0
536 | 845.369 | 223.22 | 942.812 | 845.369 | -97.443 | 0 | 0 | 0 | 0 | 0
537 | 1178.36 | 421.39 | 1852.408 | 1178.36 | -674.048 | 0 | 0 | 0 | 0 | 0
538 | 1572.128 | 655.92 | 2775.046 | 1572.128 | -1202.918 | 0 | 0 | 0 | 0 | 0
539 | 1408.437 | 900.3 | 3668.575 | 1408.437 | -1799.377 | 0 | 460.761 | 0 | 0 | 0
540 | 1438.896 | 988.28 | 3937.069 | 1438.895 | -1799.377 | 0 | 698.797 | 0 | 0 | 0
541 | 1516.32 | 994.09 | 3934.81 | 1516.32 | -1799.377 | 0 | 619.113 | 0 | 0 | 0
542 | 1377.594 | 550.04 | 2255.574 | 1377.594 | -877.98 | 0 | 0 | 0 | 0 | 0
543 | 1550.943 | 629.08 | 2593.044 | 1550.942 | -884.293 | 0 | 157.809 | 0 | 0 | 0
544 | 1543.534 | 528.13 | 2241.58 | 1543.534 | 0 | 0 | 698.046 | 0 | 0 | 0
545 | 1201.14 | 290.26 | 1221.133 | 1201.14 | 0 | 0 | 19.993 | 0 | 0 | 0
546 | 1293.095 | 65.15 | 198.947 | 198.947 | 0 | 0 | 0 | 1094.148 | 0 | 0
547 | 1413.61 | 0 | 0 | 0 | 0 | 0 | 0 | 0 | 0 | 1413.61
548 | 1265.6 | 0 | 0 | 0 | 0 | 0 | 0 | 0 | 0 | 1265.6
549 | 1180.8 | 0 | 0 | 0 | 0 | 0 | 0 | 0 | 0 | 1180.8
550 | 1695.2 | 0 | 0 | 0 | 0 | 0 | 0 | 0 | 0 | 1695.2
551 | 1346.4 | 0 | 0 | 0 | 0 | 0 | 0 | 0 | 0 | 1346.4
552 | 1211.2 | 0 | 0 | 0 | 0 | 0 | 0 | 1092.831 | 0 | 118.369
553 | 1408 | 0 | 0 | 0 | 0 | 0 | 0 | 1408 | 0 | 0
554 | 1139.2 | 0 | 0 | 0 | 0 | 0 | 0 | 1139.2 | 0 | 0
555 | 1446.4 | 0 | 0 | 0 | 0 | 0 | 0 | 1446.4 | 0 | 0
556 | 1142.4 | 0 | 0 | 0 | 0 | 0 | 0 | 1142.4 | 0 | 0
557 | 880 | 0 | 0 | 0 | 0 | 0 | 0 | 880 | 0 | 0
558 | 1145.6 | 0 | 0 | 0 | 0 | 0 | 0 | 1145.6 | 0 | 0
559 | 943.2 | 18.04 | 23.283 | 23.283 | 0 | 0 | 0 | 0 | 0 | 919.917
560 | 1274.438 | 236.93 | 1006.158 | 1006.158 | 0 | 0 | 0 | 0 | 0 | 268.28
561 | 1429.443 | 544.5 | 2423.202 | 1429.443 | -993.759 | 0 | 0 | 0 | 0 | 0
562 | 1547.522 | 765.42 | 3258.351 | 1547.522 | -1710.829 | 0 | 0 | 0 | 0 | 0
563 | 1405.725 | 917.17 | 3741.656 | 1405.724 | -1799.377 | 0 | 536.555 | 0 | 0 | 0
564 | 1431.852 | 1012.26 | 4006.911 | 1431.851 | -1799.377 | 0 | 775.683 | 0 | 0 | 0
565 | 1367.56 | 1019.86 | 4006.084 | 1367.559 | -1799.377 | 0 | 839.148 | 0 | 0 | 0
566 | 1673.787 | 943.36 | 3754.02 | 1673.787 | -1032.094 | 0 | 1048.139 | 0 | 0 | 0
567 | 1642.84 | 797.16 | 3253.866 | 1642.84 | 0 | 0 | 1611.026 | 0 | 0 | 0
568 | 1902.457 | 583.86 | 2471.076 | 1902.457 | 0 | 0 | 568.619 | 0 | 0 | 0
569 | 1899.267 | 327.08 | 1373.837 | 1373.837 | 0 | 0 | 0 | 525.43 | 0 | 0
570 | 1621.58 | 74.14 | 219.358 | 219.358 | 0 | 0 | 0 | 1402.222 | 0 | 0
571 | 1806.403 | 0 | 0 | 0 | 0 | 0 | 0 | 7.026 | 0 | 1799.377
572 | 1360.8 | 0 | 0 | 0 | 0 | 0 | 0 | 0 | 0 | 1360.8
573 | 1477.6 | 0 | 0 | 0 | 0 | 0 | 0 | 0 | 0 | 1477.6
574 | 1830.4 | 0 | 0 | 0 | 0 | 0 | 0 | 31.023 | 0 | 1799.377
575 | 1500.8 | 0 | 0 | 0 | 0 | 0 | 0 | 0 | 0 | 1500.8
576 | 1522.4 | 0 | 0 | 0 | 0 | 0 | 0 | 1522.4 | 0 | 0
577 | 1083.2 | 0 | 0 | 0 | 0 | 0 | 0 | 1083.2 | 0 | 0
578 | 1204 | 0 | 0 | 0 | 0 | 0 | 0 | 1204 | 0 | 0
579 | 1488.8 | 0 | 0 | 0 | 0 | 0 | 0 | 1488.8 | 0 | 0
580 | 1076 | 0 | 0 | 0 | 0 | 0 | 0 | 1076 | 0 | 0
581 | 1073.6 | 0 | 0 | 0 | 0 | 0 | 0 | 1073.6 | 0 | 0
582 | 912 | 0 | 0 | 0 | 0 | 0 | 0 | 912 | 0 | 0
583 | 964.8 | 33.07 | 55.304 | 55.304 | 0 | 0 | 0 | 739.571 | 0 | 169.925
584 | 1236.892 | 270.68 | 1136.594 | 1136.594 | 0 | 0 | 0 | 0 | 0 | 100.298
585 | 902.102 | 530.08 | 2301.556 | 902.102 | -1399.454 | 0 | 0 | 0 | 0 | 0
586 | 1643.977 | 748.13 | 3105.635 | 1643.977 | -1461.658 | 0 | 0 | 0 | 0 | 0
587 | 1404.929 | 901.78 | 3612.047 | 1404.928 | -1799.377 | 0 | 407.742 | 0 | 0 | 0
588 | 1257.977 | 993.06 | 3879.415 | 1257.977 | -1799.377 | 0 | 822.061 | 0 | 0 | 0
589 | 1143.986 | 996.99 | 3850.979 | 1143.986 | -1799.377 | 0 | 907.616 | 0 | 0 | 0
590 | 1063.922 | 911.29 | 3561.455 | 1063.921 | -875.57 | 0 | 1621.964 | 0 | 0 | 0
591 | 1565.032 | 765.44 | 3074.667 | 1565.032 | 0 | 0 | 1509.635 | 0 | 0 | 0
592 | 1529.519 | 554 | 2317.986 | 1529.519 | 0 | 0 | 788.467 | 0 | 0 | 0
593 | 1548.768 | 276.08 | 1156.869 | 1156.869 | 0 | 0 | 0 | 391.899 | 0 | 0
594 | 954.794 | 57.88 | 173.28 | 173.28 | 0 | 0 | 0 | 781.514 | 0 | 0
595 | 979.933 | 0 | 0 | 0 | 0 | 0 | 0 | 0 | 0 | 979.933
596 | 1248.8 | 0 | 0 | 0 | 0 | 0 | 0 | 0 | 0 | 1248.8
597 | 1226.4 | 0 | 0 | 0 | 0 | 0 | 0 | 0 | 0 | 1226.4
598 | 1332 | 0 | 0 | 0 | 0 | 0 | 0 | 0 | 0 | 1332
599 | 1236.8 | 0 | 0 | 0 | 0 | 0 | 0 | 0 | 0 | 1236.8
600 | 1285.6 | 0 | 0 | 0 | 0 | 0 | 0 | 1285.6 | 0 | 0
601 | 1532.8 | 0 | 0 | 0 | 0 | 0 | 0 | 1532.8 | 0 | 0
602 | 1344.8 | 0 | 0 | 0 | 0 | 0 | 0 | 1344.8 | 0 | 0
603 | 1204.8 | 0 | 0 | 0 | 0 | 0 | 0 | 1204.8 | 0 | 0
604 | 1120.8 | 0 | 0 | 0 | 0 | 0 | 0 | 1120.8 | 0 | 0
605 | 1085.6 | 0 | 0 | 0 | 0 | 0 | 0 | 1085.6 | 0 | 0
606 | 1070.4 | 0 | 0 | 0 | 0 | 0 | 0 | 218.492 | 0 | 851.908
607 | 1341.6 | 24.56 | 36.688 | 36.688 | 0 | 0 | 0 | 0 | 0 | 1304.912
608 | 915.255 | 209.46 | 887.831 | 887.831 | 0 | 0 | 0 | 0 | 0 | 27.424
609 | 1043.557 | 285.87 | 1238.701 | 1043.557 | -195.144 | 0 | 0 | 0 | 0 | 0
610 | 1135.797 | 541.42 | 2268.357 | 1135.797 | -1132.56 | 0 | 0 | 0 | 0 | 0
611 | 1052.302 | 820.06 | 3270.08 | 1052.301 | -1799.377 | 0 | 418.402 | 0 | 0 | 0
612 | 1010.911 | 838.81 | 3276.871 | 1010.911 | -1799.377 | 0 | 466.583 | 0 | 0 | 0
613 | 907.915 | 864.12 | 3339.226 | 907.915 | -1799.377 | 0 | 631.934 | 0 | 0 | 0
614 | 1041.693 | 730.19 | 2885.467 | 1041.692 | -1799.377 | 0 | 44.398 | 0 | 0 | 0
615 | 1029.977 | 555.48 | 2275.6 | 1029.976 | -609.602 | 0 | 636.022 | 0 | 0 | 0
616 | 1033.486 | 307.94 | 1299.068 | 1033.486 | 0 | 0 | 265.582 | 0 | 0 | 0
617 | 1376.376 | 275.51 | 1159.078 | 1159.078 | 0 | 0 | 0 | 0 | 0 | 217.298
618 | 1168.446 | 70.96 | 214.323 | 214.323 | 0 | 0 | 0 | 0 | 0 | 954.123
619 | 1198.4 | 0 | 0 | 0 | 0 | 0 | 0 | 0 | 0 | 1198.4
620 | 1109.6 | 0 | 0 | 0 | 0 | 0 | 0 | 0 | 0 | 1109.6
621 | 1098.4 | 0 | 0 | 0 | 0 | 0 | 0 | 0 | 0 | 1098.4
622 | 1179.2 | 0 | 0 | 0 | 0 | 0 | 0 | 0 | 0 | 1179.2
623 | 1169.6 | 0 | 0 | 0 | 0 | 0 | 0 | 0 | 0 | 1169.6
624 | 497.6 | 0 | 0 | 0 | 0 | 0 | 0 | 0 | 0 | 497.6
625 | 369.6 | 0 | 0 | 0 | 0 | 0 | 0 | 369.6 | 0 | 0
626 | 342.4 | 0 | 0 | 0 | 0 | 0 | 0 | 342.4 | 0 | 0
627 | 378.4 | 0 | 0 | 0 | 0 | 0 | 0 | 378.4 | 0 | 0
628 | 387.2 | 0 | 0 | 0 | 0 | 0 | 0 | 387.2 | 0 | 0
629 | 368.8 | 0 | 0 | 0 | 0 | 0 | 0 | 183.737 | 0 | 185.063
630 | 325.6 | 0 | 0 | 0 | 0 | 0 | 0 | 0 | 0 | 325.6
631 | 335.2 | 37.26 | 61.908 | 61.908 | 0 | 0 | 0 | 0 | 0 | 273.292
632 | 281.28 | 276.08 | 1155.567 | 281.28 | -874.287 | 0 | 0 | 0 | 0 | 0
633 | 812.402 | 514.96 | 2272.106 | 812.402 | -1459.704 | 0 | 0 | 0 | 0 | 0
634 | 1193.029 | 741.39 | 3134.593 | 1193.029 | -1799.377 | 0 | 142.187 | 0 | 0 | 0
635 | 997.388 | 780.25 | 3201.127 | 997.387 | -1799.377 | 0 | 404.363 | 0 | 0 | 0
636 | 1238.61 | 970.09 | 3859.53 | 1238.609 | -1799.377 | 0 | 821.544 | 0 | 0 | 0
637 | 1158.511 | 963.97 | 3822.231 | 1158.511 | -1402.692 | 0 | 1261.028 | 0 | 0 | 0
638 | 1234.863 | 906.88 | 3641.701 | 1234.863 | 0 | 0 | 2406.838 | 0 | 0 | 0
639 | 1047.104 | 541.27 | 2265.429 | 1047.104 | 0 | 0 | 1218.325 | 0 | 0 | 0
640 | 1281.661 | 459.77 | 1972.57 | 1281.661 | 0 | 0 | 690.909 | 0 | 0 | 0
641 | 1055.169 | 280.95 | 1184.796 | 1055.169 | 0 | 0 | 129.627 | 0 | 0 | 0
642 | 1044.091 | 62.59 | 192.881 | 192.881 | 0 | 0 | 0 | 0 | 0 | 851.21
643 | 1088.323 | 0 | 0 | 0 | 0 | 0 | 0 | 0 | 0 | 1088.323
644 | 898.4 | 0 | 0 | 0 | 0 | 0 | 0 | 0 | 0 | 898.4
645 | 270.4 | 0 | 0 | 0 | 0 | 0 | 0 | 0 | 0 | 270.4
646 | 91.2 | 0 | 0 | 0 | 0 | 0 | 0 | 0 | 0 | 91.2
647 | 94.4 | 0 | 0 | 0 | 0 | 0 | 0 | 0 | 0 | 94.4
648 | 91.2 | 0 | 0 | 0 | 0 | 0 | 0 | 0 | 0 | 91.2
649 | 96 | 0 | 0 | 0 | 0 | 0 | 0 | 0 | 0 | 96
650 | 88 | 0 | 0 | 0 | 0 | 0 | 0 | 0 | 0 | 88
651 | 94.4 | 0 | 0 | 0 | 0 | 0 | 0 | 0 | 0 | 94.4
652 | 85.6 | 0 | 0 | 0 | 0 | 0 | 0 | 0 | 0 | 85.6
653 | 95.2 | 0 | 0 | 0 | 0 | 0 | 0 | 0 | 0 | 95.2
654 | 88 | 0 | 0 | 0 | 0 | 0 | 0 | 0 | 0 | 88
655 | 93.6 | 33.47 | 54.874 | 54.874 | 0 | 0 | 0 | 0 | 0 | 38.726
656 | 77.076 | 267.48 | 1119.83 | 77.076 | -1042.754 | 0 | 0 | 0 | 0 | 0
657 | 83.396 | 374.02 | 1624.424 | 83.396 | -1541.028 | 0 | 0 | 0 | 0 | 0
658 | 78.901 | 737.64 | 3046.112 | 78.9 | -1799.377 | 0 | 1167.835 | 0 | 0 | 0
659 | 86.02 | 892.64 | 3528.047 | 86.021 | -36.2 | 0 | 3405.826 | 0 | 0 | 0
660 | 80.475 | 981.44 | 3787.48 | 80.475 | 0 | 0 | 3707.005 | 0 | 0 | 0
661 | 88.61 | 987.83 | 3793.506 | 88.61 | 0 | 0 | 3704.896 | 0 | 0 | 0
662 | 80.761 | 912.69 | 3556.409 | 80.761 | 0 | 0 | 3475.648 | 0 | 0 | 0
663 | 95.362 | 767.22 | 3110.687 | 95.362 | 0 | 0 | 3015.325 | 0 | 0 | 0
664 | 84.557 | 417.68 | 1773.294 | 84.557 | 0 | 0 | 1688.737 | 0 | 0 | 0
665 | 90.093 | 312.19 | 1317.463 | 90.093 | 0 | 0 | 1227.37 | 0 | 0 | 0
666 | 80.774 | 72.29 | 222.569 | 80.774 | 0 | 0 | 141.795 | 0 | 0 | 0
667 | 96.805 | 0 | 0 | 0 | 0 | 0 | 0 | 0 | 0 | 96.805
668 | 86.4 | 0 | 0 | 0 | 0 | 0 | 0 | 0 | 0 | 86.4
669 | 93.6 | 0 | 0 | 0 | 0 | 0 | 0 | 0 | 0 | 93.6
670 | 87.2 | 0 | 0 | 0 | 0 | 0 | 0 | 0 | 0 | 87.2
671 | 92.8 | 0 | 0 | 0 | 0 | 0 | 0 | 0 | 0 | 92.8
672 | 87.2 | 0 | 0 | 0 | 0 | 0 | 0 | 0 | 0 | 87.2
673 | 93.6 | 0 | 0 | 0 | 0 | 0 | 0 | 0 | 0 | 93.6
674 | 88 | 0 | 0 | 0 | 0 | 0 | 0 | 0 | 0 | 88
675 | 92.8 | 0 | 0 | 0 | 0 | 0 | 0 | 0 | 0 | 92.8
676 | 87.2 | 0 | 0 | 0 | 0 | 0 | 0 | 0 | 0 | 87.2
677 | 93.6 | 0 | 0 | 0 | 0 | 0 | 0 | 0 | 0 | 93.6
678 | 83.2 | 0 | 0 | 0 | 0 | 0 | 0 | 0 | 0 | 83.2
679 | 84.8 | 30.91 | 51.572 | 51.572 | 0 | 0 | 0 | 0 | 0 | 33.228
680 | 79.796 | 261.14 | 1089.785 | 79.796 | -1009.989 | 0 | 0 | 0 | 0 | 0
681 | 84.042 | 514.37 | 2240.458 | 84.041 | -231.59 | 0 | 1924.827 | 0 | 0 | 0
682 | 80.506 | 718.13 | 2990.848 | 80.506 | 0 | 0 | 2910.342 | 0 | 0 | 0
683 | 81.184 | 846.67 | 3399.276 | 81.184 | 0 | 0 | 3318.092 | 0 | 0 | 0
684 | 80.078 | 938.94 | 3684.682 | 80.078 | 0 | 0 | 3604.604 | 0 | 0 | 0
685 | 81.515 | 906.31 | 3549.183 | 81.515 | 0 | 0 | 3467.668 | 0 | 0 | 0
686 | 74.649 | 581.33 | 2353.377 | 74.649 | 0 | 0 | 2278.728 | 0 | 0 | 0
687 | 88.307 | 487.37 | 2013.959 | 88.307 | 0 | 0 | 1925.652 | 0 | 0 | 0
688 | 79.067 | 261.89 | 1106.147 | 79.067 | 0 | 0 | 1027.08 | 0 | 0 | 0
689 | 84.323 | 61.57 | 237.04 | 84.323 | 0 | 0 | 152.717 | 0 | 0 | 0
690 | 79.24 | 53.16 | 166.914 | 79.24 | 0 | 0 | 87.674 | 0 | 0 | 0
691 | 95.215 | 0 | 0 | 0 | 0 | 0 | 0 | 0 | 0 | 95.215
692 | 89.6 | 0 | 0 | 0 | 0 | 0 | 0 | 0 | 0 | 89.6
693 | 93.6 | 0 | 0 | 0 | 0 | 0 | 0 | 0 | 0 | 93.6
694 | 87.2 | 0 | 0 | 0 | 0 | 0 | 0 | 0 | 0 | 87.2
695 | 96.8 | 0 | 0 | 0 | 0 | 0 | 0 | 0 | 0 | 96.8
696 | 87.2 | 0 | 0 | 0 | 0 | 0 | 0 | 0 | 0 | 87.2
697 | 93.6 | 0 | 0 | 0 | 0 | 0 | 0 | 0 | 0 | 93.6
698 | 88.8 | 0 | 0 | 0 | 0 | 0 | 0 | 0 | 0 | 88.8
699 | 87.2 | 0 | 0 | 0 | 0 | 0 | 0 | 0 | 0 | 87.2
700 | 87.2 | 0 | 0 | 0 | 0 | 0 | 0 | 0 | 0 | 87.2
701 | 93.6 | 0 | 0 | 0 | 0 | 0 | 0 | 0 | 0 | 93.6
702 | 84 | 0 | 0 | 0 | 0 | 0 | 0 | 0 | 0 | 84
703 | 87.2 | 4.89 | 0 | 0 | 0 | 0 | 0 | 0 | 0 | 87.2
704 | 76.02 | 61.95 | 240.596 | 76.02 | -164.576 | 0 | 0 | 0 | 0 | 0
705 | 84.507 | 452.81 | 2003.849 | 84.507 | -1138.859 | 0 | 780.483 | 0 | 0 | 0
706 | 72.771 | 630.48 | 2712.323 | 72.771 | 0 | 0 | 2639.552 | 0 | 0 | 0
707 | 81.102 | 885.69 | 3703.875 | 81.102 | 0 | 0 | 3622.773 | 0 | 0 | 0
708 | 75.163 | 935.02 | 3839.436 | 75.163 | 0 | 0 | 3764.273 | 0 | 0 | 0
709 | 86.617 | 992.8 | 4026.082 | 86.617 | 0 | 0 | 3939.465 | 0 | 0 | 0
710 | 78.42 | 833.11 | 3406.797 | 78.42 | 0 | 0 | 3328.377 | 0 | 0 | 0
711 | 78.853 | 670.66 | 2798.555 | 78.853 | 0 | 0 | 2719.702 | 0 | 0 | 0
712 | 79.653 | 542.49 | 2328.52 | 79.653 | 0 | 0 | 2248.867 | 0 | 0 | 0
713 | 88.652 | 233.88 | 989.037 | 88.652 | 0 | 0 | 900.385 | 0 | 0 | 0
714 | 82.665 | 74.21 | 230.459 | 82.665 | 0 | 0 | 147.794 | 0 | 0 | 0
715 | 97.636 | 0 | 0 | 0 | 0 | 0 | 0 | 0 | 0 | 97.636
716 | 88.8 | 0 | 0 | 0 | 0 | 0 | 0 | 0 | 0 | 88.8
717 | 94.4 | 0 | 0 | 0 | 0 | 0 | 0 | 0 | 0 | 94.4
718 | 87.2 | 0 | 0 | 0 | 0 | 0 | 0 | 0 | 0 | 87.2
719 | 91.2 | 0 | 0 | 0 | 0 | 0 | 0 | 0 | 0 | 91.2
720 | 84.8 | 0 | 0 | 0 | 0 | 0 | 0 | 0 | 0 | 84.8
721 | 93.6 | 0 | 0 | 0 | 0 | 0 | 0 | 0 | 0 | 93.6
722 | 81.6 | 0 | 0 | 0 | 0 | 0 | 0 | 0 | 0 | 81.6
723 | 92.8 | 0 | 0 | 0 | 0 | 0 | 0 | 0 | 0 | 92.8
724 | 80 | 0 | 0 | 0 | 0 | 0 | 0 | 0 | 0 | 80
725 | 90.4 | 0 | 0 | 0 | 0 | 0 | 0 | 0 | 0 | 90.4
726 | 80 | 0 | 0 | 0 | 0 | 0 | 0 | 0 | 0 | 80
727 | 86.4 | 13.11 | 12.811 | 12.811 | 0 | 0 | 0 | 0 | 0 | 73.589
728 | 75.453 | 138.53 | 580.723 | 75.453 | -505.27 | 0 | 0 | 0 | 0 | 0
729 | 85.467 | 379.57 | 1648.907 | 85.467 | -759.003 | 0 | 804.437 | 0 | 0 | 0
730 | 74.454 | 608.48 | 2544.695 | 74.454 | 0 | 0 | 2470.241 | 0 | 0 | 0
731 | 80.579 | 882.91 | 3535.364 | 80.579 | 0 | 0 | 3454.785 | 0 | 0 | 0
732 | 73.28 | 818.78 | 3233.698 | 73.28 | 0 | 0 | 3160.418 | 0 | 0 | 0
733 | 82.654 | 871.42 | 3400.256 | 82.654 | 0 | 0 | 3317.602 | 0 | 0 | 0
734 | 74.961 | 498.71 | 2033.299 | 74.961 | 0 | 0 | 1958.338 | 0 | 0 | 0
735 | 86.787 | 372.83 | 1556.598 | 86.787 | 0 | 0 | 1469.811 | 0 | 0 | 0
736 | 81.253 | 356.51 | 1514.773 | 81.253 | 0 | 0 | 1433.52 | 0 | 0 | 0
737 | 87.089 | 156.94 | 651.958 | 87.089 | 0 | 0 | 564.869 | 0 | 0 | 0
738 | 79.66 | 68.92 | 214.691 | 79.66 | 0 | 0 | 135.031 | 0 | 0 | 0
739 | 96.821 | 0 | 0 | 0 | 0 | 0 | 0 | 0 | 0 | 96.821
740 | 88 | 0 | 0 | 0 | 0 | 0 | 0 | 0 | 0 | 88
741 | 91.2 | 0 | 0 | 0 | 0 | 0 | 0 | 0 | 0 | 91.2
742 | 86.4 | 0 | 0 | 0 | 0 | 0 | 0 | 0 | 0 | 86.4
743 | 92.8 | 0 | 0 | 0 | 0 | 0 | 0 | 0 | 0 | 92.8
744 | 88 | 0 | 0 | 0 | 0 | 0 | 0 | 0 | 0 | 88
745 | 94.4 | 0 | 0 | 0 | 0 | 0 | 0 | 0 | 0 | 94.4
746 | 87.2 | 0 | 0 | 0 | 0 | 0 | 0 | 0 | 0 | 87.2
747 | 93.6 | 0 | 0 | 0 | 0 | 0 | 0 | 0 | 0 | 93.6
748 | 80 | 0 | 0 | 0 | 0 | 0 | 0 | 0 | 0 | 80
749 | 88.8 | 0 | 0 | 0 | 0 | 0 | 0 | 0 | 0 | 88.8
750 | 86.4 | 0 | 0 | 0 | 0 | 0 | 0 | 0 | 0 | 86.4
751 | 88.8 | 31.54 | 53.248 | 53.248 | 0 | 0 | 0 | 0 | 0 | 35.552
752 | 79.281 | 246.98 | 1028.297 | 79.281 | -949.016 | 0 | 0 | 0 | 0 | 0
753 | 84.741 | 499.19 | 2167.988 | 84.74 | -285.374 | 0 | 1797.874 | 0 | 0 | 0
754 | 75.611 | 714.96 | 2985.728 | 75.611 | 0 | 0 | 2910.117 | 0 | 0 | 0
755 | 86.655 | 869.28 | 3517.977 | 86.655 | 0 | 0 | 3431.322 | 0 | 0 | 0
756 | 74.903 | 937.72 | 3721.596 | 74.903 | 0 | 0 | 3646.693 | 0 | 0 | 0
757 | 87.642 | 940.93 | 3702.17 | 87.642 | 0 | 0 | 3614.528 | 0 | 0 | 0
758 | 82.638 | 759.19 | 3041.723 | 82.638 | 0 | 0 | 2959.085 | 0 | 0 | 0
759 | 89.332 | 735.19 | 3017.523 | 89.332 | 0 | 0 | 2928.191 | 0 | 0 | 0
760 | 81.435 | 548.96 | 2339.864 | 81.435 | 0 | 0 | 2258.429 | 0 | 0 | 0
761 | 83.254 | 313.13 | 1323.047 | 83.254 | 0 | 0 | 1239.793 | 0 | 0 | 0
762 | 82.933 | 72.52 | 227.293 | 82.933 | 0 | 0 | 144.36 | 0 | 0 | 0
763 | 96.007 | 0 | 0 | 0 | 0 | 0 | 0 | 0 | 0 | 96.007
764 | 91.2 | 0 | 0 | 0 | 0 | 0 | 0 | 0 | 0 | 91.2
765 | 93.6 | 0 | 0 | 0 | 0 | 0 | 0 | 0 | 0 | 93.6
766 | 88.8 | 0 | 0 | 0 | 0 | 0 | 0 | 0 | 0 | 88.8
767 | 97.6 | 0 | 0 | 0 | 0 | 0 | 0 | 0 | 0 | 97.6
768 | 90.4 | 0 | 0 | 0 | 0 | 0 | 0 | 0 | 0 | 90.4
769 | 92.8 | 0 | 0 | 0 | 0 | 0 | 0 | 0 | 0 | 92.8
770 | 86.4 | 0 | 0 | 0 | 0 | 0 | 0 | 0 | 0 | 86.4
771 | 91.2 | 0 | 0 | 0 | 0 | 0 | 0 | 0 | 0 | 91.2
772 | 87.2 | 0 | 0 | 0 | 0 | 0 | 0 | 0 | 0 | 87.2
773 | 92.8 | 0 | 0 | 0 | 0 | 0 | 0 | 0 | 0 | 92.8
774 | 85.6 | 0 | 0 | 0 | 0 | 0 | 0 | 0 | 0 | 85.6
775 | 76.8 | 34.75 | 60.724 | 60.724 | 0 | 0 | 0 | 0 | 0 | 16.076
776 | 82.775 | 231 | 960.046 | 82.775 | -877.271 | 0 | 0 | 0 | 0 | 0
777 | 646.748 | 469.86 | 2043.358 | 646.748 | -357.686 | 0 | 1038.924 | 0 | 0 | 0
778 | 552.934 | 745.6 | 3106.27 | 552.934 | 0 | 0 | 2553.336 | 0 | 0 | 0
779 | 876.383 | 715.32 | 2884.034 | 876.383 | 0 | 0 | 2007.651 | 0 | 0 | 0
780 | 949.841 | 819.63 | 3214.595 | 949.841 | 0 | 0 | 2264.754 | 0 | 0 | 0
781 | 1244.374 | 814.07 | 3173.943 | 1244.374 | 0 | 0 | 1929.569 | 0 | 0 | 0
782 | 1169.848 | 765.59 | 3036.071 | 1169.848 | 0 | 0 | 1866.223 | 0 | 0 | 0
783 | 1381.741 | 732.82 | 2991.879 | 1381.741 | 0 | 0 | 1610.138 | 0 | 0 | 0
784 | 889.368 | 464.44 | 1969.364 | 889.368 | 0 | 0 | 1079.996 | 0 | 0 | 0
785 | 1360.953 | 225.64 | 945.587 | 945.587 | 0 | 0 | 0 | 0 | 0 | 415.366
786 | 1095.157 | 62.35 | 200.51 | 200.51 | 0 | 0 | 0 | 0 | 0 | 894.647
787 | 1127.015 | 0 | 0 | 0 | 0 | 0 | 0 | 0 | 0 | 1127.015
788 | 1211.2 | 0 | 0 | 0 | 0 | 0 | 0 | 0 | 0 | 1211.2
789 | 1118.4 | 0 | 0 | 0 | 0 | 0 | 0 | 0 | 0 | 1118.4
790 | 1337.6 | 0 | 0 | 0 | 0 | 0 | 0 | 0 | 0 | 1337.6
791 | 1112 | 0 | 0 | 0 | 0 | 0 | 0 | 0 | 0 | 1112
792 | 163.2 | 0 | 0 | 0 | 0 | 0 | 0 | 0 | 0 | 163.2
793 | 108.8 | 0 | 0 | 0 | 0 | 0 | 0 | 0 | 0 | 108.8
794 | 94.4 | 0 | 0 | 0 | 0 | 0 | 0 | 0 | 0 | 94.4
795 | 105.6 | 0 | 0 | 0 | 0 | 0 | 0 | 0 | 0 | 105.6
796 | 101.6 | 0 | 0 | 0 | 0 | 0 | 0 | 0 | 0 | 101.6
797 | 105.6 | 0 | 0 | 0 | 0 | 0 | 0 | 0 | 0 | 105.6
798 | 95.2 | 0 | 0 | 0 | 0 | 0 | 0 | 0 | 0 | 95.2
799 | 87.2 | 35.69 | 64.671 | 64.671 | 0 | 0 | 0 | 0 | 0 | 22.529
800 | 82.403 | 270.2 | 1118.59 | 82.403 | -1036.187 | 0 | 0 | 0 | 0 | 0
801 | 835.519 | 515.91 | 2243.483 | 835.519 | -1407.964 | 0 | 0 | 0 | 0 | 0
802 | 1039.674 | 737.97 | 3071.383 | 1039.674 | -1799.377 | 0 | 232.332 | 0 | 0 | 0
803 | 891.524 | 890.23 | 3562.044 | 891.523 | -1799.377 | 0 | 871.144 | 0 | 0 | 0
804 | 1352.422 | 946.64 | 3702.148 | 1352.422 | -1799.377 | 0 | 550.349 | 0 | 0 | 0
805 | 1341.667 | 968.5 | 3776.305 | 1341.667 | -1075.495 | 0 | 1359.143 | 0 | 0 | 0
806 | 1194.461 | 857.72 | 3406.117 | 1194.461 | 0 | 0 | 2211.656 | 0 | 0 | 0
807 | 1481.371 | 628.4 | 2571.042 | 1481.371 | 0 | 0 | 1089.671 | 0 | 0 | 0
808 | 1646.336 | 167.53 | 682.405 | 682.405 | 0 | 0 | 0 | 963.931 | 0 | 0
809 | 1713.488 | 165.47 | 682.915 | 682.915 | 0 | 0 | 0 | 1030.573 | 0 | 0
810 | 1434.101 | 39.27 | 116.753 | 116.753 | 0 | 0 | 0 | 1317.348 | 0 | 0
811 | 1539.509 | 0 | 0 | 0 | 0 | 0 | 0 | 0 | 0 | 1539.509
812 | 1661.6 | 0 | 0 | 0 | 0 | 0 | 0 | 0 | 0 | 1661.6
813 | 1616 | 0 | 0 | 0 | 0 | 0 | 0 | 0 | 0 | 1616
814 | 1728.8 | 0 | 0 | 0 | 0 | 0 | 0 | 0 | 0 | 1728.8
815 | 1469.6 | 0 | 0 | 0 | 0 | 0 | 0 | 0 | 0 | 1469.6
816 | 1761.6 | 0 | 0 | 0 | 0 | 0 | 0 | 1761.6 | 0 | 0
817 | 1354.4 | 0 | 0 | 0 | 0 | 0 | 0 | 1354.4 | 0 | 0
818 | 1331.2 | 0 | 0 | 0 | 0 | 0 | 0 | 1331.2 | 0 | 0
819 | 1416.8 | 0 | 0 | 0 | 0 | 0 | 0 | 1416.8 | 0 | 0
820 | 1299.2 | 0 | 0 | 0 | 0 | 0 | 0 | 1299.2 | 0 | 0
821 | 1488 | 0 | 0 | 0 | 0 | 0 | 0 | 1488 | 0 | 0
822 | 1488.8 | 0 | 0 | 0 | 0 | 0 | 0 | 1488.8 | 0 | 0
823 | 1292.8 | 34.28 | 63.272 | 63.272 | 0 | 0 | 0 | 1229.528 | 0 | 0
824 | 1289.506 | 263.66 | 1082.553 | 1082.553 | 0 | 0 | 0 | 14.286 | 0 | 192.668
825 | 1526.73 | 485.55 | 2066.589 | 1526.73 | -539.859 | 0 | 0 | 0 | 0 | 0
826 | 1083.978 | 589.42 | 2403.035 | 1083.978 | -1319.057 | 0 | 0 | 0 | 0 | 0
827 | 1402.913 | 650.37 | 2591.181 | 1402.913 | -1188.268 | 0 | 0 | 0 | 0 | 0
828 | 1305.329 | 872.38 | 3380.241 | 1305.329 | -1799.377 | 0 | 275.535 | 0 | 0 | 0
829 | 1517.919 | 801.76 | 3127.904 | 1517.919 | -1609.985 | 0 | 0 | 0 | 0 | 0
830 | 1335.878 | 748.45 | 2963.527 | 1335.878 | -1627.649 | 0 | 0 | 0 | 0 | 0
831 | 1360.865 | 568.31 | 2320.444 | 1360.865 | -959.579 | 0 | 0 | 0 | 0 | 0
832 | 1604.627 | 472.85 | 1995.399 | 1604.627 | -91.038 | 0 | 299.734 | 0 | 0 | 0
833 | 1501.802 | 272.93 | 1145.163 | 1145.163 | 0 | 0 | 0 | 356.639 | 0 | 0
834 | 1303.802 | 60.41 | 190.973 | 190.973 | 0 | 0 | 0 | 1112.829 | 0 | 0
835 | 1407.738 | 0 | 0 | 0 | 0 | 0 | 0 | 0 | 0 | 1407.738
836 | 1397.6 | 0 | 0 | 0 | 0 | 0 | 0 | 0 | 0 | 1397.6
837 | 1207.2 | 0 | 0 | 0 | 0 | 0 | 0 | 0 | 0 | 1207.2
838 | 1357.6 | 0 | 0 | 0 | 0 | 0 | 0 | 0 | 0 | 1357.6
839 | 1300.8 | 0 | 0 | 0 | 0 | 0 | 0 | 0 | 0 | 1300.8
840 | 1248.8 | 0 | 0 | 0 | 0 | 0 | 0 | 1248.8 | 0 | 0
841 | 1178.4 | 0 | 0 | 0 | 0 | 0 | 0 | 1178.4 | 0 | 0
842 | 1225.6 | 0 | 0 | 0 | 0 | 0 | 0 | 1225.6 | 0 | 0
843 | 1224.8 | 0 | 0 | 0 | 0 | 0 | 0 | 1224.8 | 0 | 0
844 | 903.2 | 0 | 0 | 0 | 0 | 0 | 0 | 903.2 | 0 | 0
845 | 1121.6 | 0 | 0 | 0 | 0 | 0 | 0 | 1121.6 | 0 | 0
846 | 1310.4 | 0 | 0 | 0 | 0 | 0 | 0 | 1310.4 | 0 | 0
847 | 1152 | 5.87 | 0 | 0 | 0 | 0 | 0 | 1152 | 0 | 0
848 | 933.17 | 57.87 | 220.944 | 220.944 | 0 | 0 | 0 | 712.226 | 0 | 0
849 | 1215.698 | 261.6 | 1098.003 | 1098.003 | 0 | 0 | 0 | 117.695 | 0 | 0
850 | 1139.46 | 373.8 | 1533.021 | 1139.46 | -393.561 | 0 | 0 | 0 | 0 | 0
851 | 1551.141 | 486.79 | 1953.971 | 1551.141 | -402.83 | 0 | 0 | 0 | 0 | 0
852 | 1338.153 | 591.12 | 2333.464 | 1338.153 | -995.311 | 0 | 0 | 0 | 0 | 0
853 | 1140.835 | 976.35 | 3709.782 | 1140.834 | -1799.377 | 0 | 769.571 | 0 | 0 | 0
854 | 1315.264 | 714.68 | 2820.224 | 1315.264 | -1504.96 | 0 | 0 | 0 | 0 | 0
855 | 1361.037 | 555.05 | 2255.806 | 1361.037 | -894.769 | 0 | 0 | 0 | 0 | 0
856 | 1270.539 | 377 | 1583.318 | 1270.539 | -312.779 | 0 | 0 | 0 | 0 | 0
857 | 1377.713 | 246.62 | 1029.22 | 1029.22 | 0 | 0 | 0 | 348.493 | 0 | 0
858 | 1430.203 | 70.44 | 221.941 | 221.941 | 0 | 0 | 0 | 1081.442 | 0 | 126.82
859 | 1135.9 | 0 | 0 | 0 | 0 | 0 | 0 | 0 | 0 | 1135.9
860 | 1324 | 0 | 0 | 0 | 0 | 0 | 0 | 0 | 0 | 1324
861 | 1216.8 | 0 | 0 | 0 | 0 | 0 | 0 | 0 | 0 | 1216.8
862 | 1368.8 | 0 | 0 | 0 | 0 | 0 | 0 | 0 | 0 | 1368.8
863 | 1304 | 0 | 0 | 0 | 0 | 0 | 0 | 0 | 0 | 1304
864 | 504 | 0 | 0 | 0 | 0 | 0 | 0 | 0 | 0 | 504
865 | 308.8 | 0 | 0 | 0 | 0 | 0 | 0 | 308.8 | 0 | 0
866 | 223.2 | 0 | 0 | 0 | 0 | 0 | 0 | 223.2 | 0 | 0
867 | 305.6 | 0 | 0 | 0 | 0 | 0 | 0 | 305.6 | 0 | 0
868 | 234.4 | 0 | 0 | 0 | 0 | 0 | 0 | 234.4 | 0 | 0
869 | 284.8 | 0 | 0 | 0 | 0 | 0 | 0 | 284.8 | 0 | 0
870 | 280.8 | 0 | 0 | 0 | 0 | 0 | 0 | 280.8 | 0 | 0
871 | 279.2 | 30.51 | 58.13 | 58.13 | 0 | 0 | 0 | 0 | 0 | 221.07
872 | 207.884 | 261.96 | 1092.492 | 207.884 | -884.608 | 0 | 0 | 0 | 0 | 0
873 | 1383.408 | 517.78 | 2243.851 | 1383.408 | -860.443 | 0 | 0 | 0 | 0 | 0
874 | 1305.53 | 736.83 | 3026.505 | 1305.53 | -1720.975 | 0 | 0 | 0 | 0 | 0
875 | 1615.041 | 829.29 | 3284.199 | 1615.041 | -1669.158 | 0 | 0 | 0 | 0 | 0
876 | 1779.002 | 861.64 | 3377.358 | 1779.002 | -1598.356 | 0 | 0 | 0 | 0 | 0
877 | 1624.258 | 831.04 | 3280.15 | 1624.258 | -1655.892 | 0 | 0 | 0 | 0 | 0
878 | 1539.01 | 770.61 | 3085.706 | 1539.01 | -745.379 | 0 | 801.317 | 0 | 0 | 0
879 | 1787.689 | 537.56 | 2214.508 | 1787.689 | 0 | 0 | 426.819 | 0 | 0 | 0
880 | 1354.304 | 407.35 | 1719.327 | 1354.304 | 0 | 0 | 365.023 | 0 | 0 | 0
881 | 1620.241 | 171.76 | 710.343 | 710.343 | 0 | 0 | 0 | 909.898 | 0 | 0
882 | 1300.99 | 56.77 | 175.285 | 175.285 | 0 | 0 | 0 | 846.83 | 0 | 278.876
883 | 1394.069 | 0 | 0 | 0 | 0 | 0 | 0 | 0 | 0 | 1394.069
884 | 1272 | 0 | 0 | 0 | 0 | 0 | 0 | 0 | 0 | 1272
885 | 1471.2 | 0 | 0 | 0 | 0 | 0 | 0 | 0 | 0 | 1471.2
886 | 1444 | 0 | 0 | 0 | 0 | 0 | 0 | 0 | 0 | 1444
887 | 1357.6 | 0 | 0 | 0 | 0 | 0 | 0 | 0 | 0 | 1357.6
888 | 576.8 | 0 | 0 | 0 | 0 | 0 | 0 | 0 | 0 | 576.8
889 | 498.4 | 0 | 0 | 0 | 0 | 0 | 0 | 498.4 | 0 | 0
890 | 498.4 | 0 | 0 | 0 | 0 | 0 | 0 | 498.4 | 0 | 0
891 | 504 | 0 | 0 | 0 | 0 | 0 | 0 | 504 | 0 | 0
892 | 421.6 | 0 | 0 | 0 | 0 | 0 | 0 | 421.6 | 0 | 0
893 | 485.6 | 0 | 0 | 0 | 0 | 0 | 0 | 485.6 | 0 | 0
894 | 467.2 | 0 | 0 | 0 | 0 | 0 | 0 | 467.2 | 0 | 0
895 | 472 | 29.23 | 58.368 | 58.368 | 0 | 0 | 0 | 0 | 0 | 413.632
896 | 385.522 | 254.82 | 1088.143 | 385.522 | -702.621 | 0 | 0 | 0 | 0 | 0
897 | 1044.814 | 512.13 | 2274.462 | 1044.814 | -1229.648 | 0 | 0 | 0 | 0 | 0
898 | 1692.649 | 738.73 | 3140.528 | 1692.649 | -1447.879 | 0 | 0 | 0 | 0 | 0
899 | 1873.143 | 903.12 | 3706.639 | 1873.143 | -1799.377 | 0 | 34.119 | 0 | 0 | 0
900 | 1814.753 | 999.36 | 4019.966 | 1814.753 | -1799.377 | 0 | 405.836 | 0 | 0 | 0
901 | 1605.764 | 969.82 | 3897.278 | 1605.764 | -1799.377 | 0 | 492.137 | 0 | 0 | 0
902 | 1656.929 | 939.51 | 3805.263 | 1656.929 | -356.534 | 0 | 1791.8 | 0 | 0 | 0
903 | 1959.966 | 789.59 | 3270.126 | 1959.966 | 0 | 0 | 1310.16 | 0 | 0 | 0
904 | 1925.128 | 572.86 | 2447.929 | 1925.128 | 0 | 0 | 522.801 | 0 | 0 | 0
905 | 1644.797 | 316.01 | 1340.564 | 1340.564 | 0 | 0 | 0 | 304.233 | 0 | 0
906 | 1796.832 | 69.43 | 224.246 | 224.246 | 0 | 0 | 0 | 1572.586 | 0 | 0
907 | 1564.005 | 0 | 0 | 0 | 0 | 0 | 0 | 0 | 0 | 1564.005
908 | 1423.2 | 0 | 0 | 0 | 0 | 0 | 0 | 0 | 0 | 1423.2
909 | 1762.4 | 0 | 0 | 0 | 0 | 0 | 0 | 0 | 0 | 1762.4
910 | 1525.6 | 0 | 0 | 0 | 0 | 0 | 0 | 0 | 0 | 1525.6
911 | 1706.4 | 0 | 0 | 0 | 0 | 0 | 0 | 0 | 0 | 1706.4
912 | 526.4 | 0 | 0 | 0 | 0 | 0 | 0 | 526.4 | 0 | 0
913 | 477.6 | 0 | 0 | 0 | 0 | 0 | 0 | 477.6 | 0 | 0
914 | 487.2 | 0 | 0 | 0 | 0 | 0 | 0 | 487.2 | 0 | 0
915 | 450.4 | 0 | 0 | 0 | 0 | 0 | 0 | 450.4 | 0 | 0
916 | 410.4 | 0 | 0 | 0 | 0 | 0 | 0 | 410.4 | 0 | 0
917 | 498.4 | 0 | 0 | 0 | 0 | 0 | 0 | 498.4 | 0 | 0
918 | 480.8 | 0 | 0 | 0 | 0 | 0 | 0 | 480.8 | 0 | 0
919 | 402.4 | 12.68 | 15.371 | 15.371 | 0 | 0 | 0 | 160.458 | 0 | 226.572
920 | 183.582 | 260.62 | 1117.055 | 183.582 | -933.473 | 0 | 0 | 0 | 0 | 0
921 | 1361.436 | 523.11 | 2298.843 | 1361.436 | -937.407 | 0 | 0 | 0 | 0 | 0
922 | 1498.899 | 749.82 | 3091.109 | 1498.899 | -1592.21 | 0 | 0 | 0 | 0 | 0
923 | 1608.087 | 919.71 | 3585.078 | 1608.087 | -1799.377 | 0 | 177.614 | 0 | 0 | 0
924 | 1399.808 | 1018.64 | 3857.792 | 1399.808 | -1799.377 | 0 | 658.607 | 0 | 0 | 0
925 | 1724.006 | 1031.69 | 3895.907 | 1724.006 | -1799.377 | 0 | 372.524 | 0 | 0 | 0
926 | 1255.265 | 959.58 | 3702.204 | 1255.265 | -273.592 | 0 | 2173.347 | 0 | 0 | 0
927 | 1125.5 | 808.74 | 3248.553 | 1125.5 | 0 | 0 | 2123.053 | 0 | 0 | 0
928 | 1614.058 | 596.08 | 2508.636 | 1614.058 | 0 | 0 | 894.578 | 0 | 0 | 0
929 | 1453.859 | 339.87 | 1434.878 | 1434.878 | 0 | 0 | 0 | 18.981 | 0 | 0
930 | 1370.109 | 67.82 | 219.296 | 219.296 | 0 | 0 | 0 | 1150.813 | 0 | 0
931 | 1452.169 | 0 | 0 | 0 | 0 | 0 | 0 | 0 | 0 | 1452.169
932 | 1032 | 0 | 0 | 0 | 0 | 0 | 0 | 0 | 0 | 1032
933 | 1212.8 | 0 | 0 | 0 | 0 | 0 | 0 | 0 | 0 | 1212.8
934 | 1396.8 | 0 | 0 | 0 | 0 | 0 | 0 | 0 | 0 | 1396.8
935 | 964 | 0 | 0 | 0 | 0 | 0 | 0 | 0 | 0 | 964
936 | 1384.8 | 0 | 0 | 0 | 0 | 0 | 0 | 1384.8 | 0 | 0
937 | 1120 | 0 | 0 | 0 | 0 | 0 | 0 | 1120 | 0 | 0
938 | 1568.8 | 0 | 0 | 0 | 0 | 0 | 0 | 1568.8 | 0 | 0
939 | 1411.2 | 0 | 0 | 0 | 0 | 0 | 0 | 1411.2 | 0 | 0
940 | 1482.4 | 0 | 0 | 0 | 0 | 0 | 0 | 1482.4 | 0 | 0
941 | 1182.4 | 0 | 0 | 0 | 0 | 0 | 0 | 1182.4 | 0 | 0
942 | 1132 | 0 | 0 | 0 | 0 | 0 | 0 | 85.585 | 0 | 1046.415
943 | 1137.6 | 19.83 | 33.607 | 33.607 | 0 | 0 | 0 | 0 | 0 | 1103.993
944 | 182.01 | 204.43 | 859.411 | 182.01 | -677.401 | 0 | 0 | 0 | 0 | 0
945 | 481.147 | 396.23 | 1697.392 | 481.147 | -1216.245 | 0 | 0 | 0 | 0 | 0
946 | 455.687 | 596.65 | 2449.979 | 455.686 | -1799.377 | 0 | 194.916 | 0 | 0 | 0
947 | 498.735 | 762.24 | 3040.754 | 498.734 | -1799.377 | 0 | 742.643 | 0 | 0 | 0
948 | 415.99 | 892.34 | 3484.67 | 415.99 | -1799.377 | 0 | 1269.303 | 0 | 0 | 0
949 | 320.018 | 906.97 | 3551.04 | 320.017 | -1799.377 | 0 | 1431.646 | 0 | 0 | 0
950 | 335.666 | 768.52 | 3076.921 | 335.665 | -43.659 | 0 | 2697.597 | 0 | 0 | 0
951 | 408.03 | 521.02 | 2144.836 | 408.03 | 0 | 0 | 1736.806 | 0 | 0 | 0
952 | 329.489 | 460.16 | 1947.067 | 329.489 | 0 | 0 | 1617.578 | 0 | 0 | 0
953 | 413.609 | 270.86 | 1142.002 | 413.609 | 0 | 0 | 728.393 | 0 | 0 | 0
954 | 285.122 | 82.77 | 264.677 | 264.677 | 0 | 0 | 0 | 0 | 0 | 20.445
955 | 304.539 | 0 | 0 | 0 | 0 | 0 | 0 | 0 | 0 | 304.539
956 | 261.6 | 0 | 0 | 0 | 0 | 0 | 0 | 0 | 0 | 261.6
957 | 204 | 0 | 0 | 0 | 0 | 0 | 0 | 0 | 0 | 204
958 | 331.2 | 0 | 0 | 0 | 0 | 0 | 0 | 0 | 0 | 331.2
959 | 296.8 | 0 | 0 | 0 | 0 | 0 | 0 | 0 | 0 | 296.8
960 | 302.4 | 0 | 0 | 0 | 0 | 0 | 0 | 0 | 0 | 302.4
961 | 324.8 | 0 | 0 | 0 | 0 | 0 | 0 | 0 | 0 | 324.8
962 | 296.8 | 0 | 0 | 0 | 0 | 0 | 0 | 0 | 0 | 296.8
963 | 296.8 | 0 | 0 | 0 | 0 | 0 | 0 | 0 | 0 | 296.8
964 | 316 | 0 | 0 | 0 | 0 | 0 | 0 | 0 | 0 | 316
965 | 227.2 | 0 | 0 | 0 | 0 | 0 | 0 | 0 | 0 | 227.2
966 | 276 | 0 | 0 | 0 | 0 | 0 | 0 | 0 | 0 | 276
967 | 256.8 | 29.15 | 58.374 | 58.374 | 0 | 0 | 0 | 0 | 0 | 198.426
968 | 246.146 | 259.03 | 1086.313 | 246.146 | -840.167 | 0 | 0 | 0 | 0 | 0
969 | 460.316 | 518.3 | 2249.078 | 460.316 | -1788.762 | 0 | 0 | 0 | 0 | 0
970 | 1172.832 | 730.62 | 3043.926 | 1172.832 | -1440.927 | 0 | 430.167 | 0 | 0 | 0
971 | 1566.318 | 874.27 | 3503.495 | 1566.318 | 0 | 0 | 1937.177 | 0 | 0 | 0
972 | 1214.229 | 972.42 | 3770.415 | 1214.229 | 0 | 0 | 2556.186 | 0 | 0 | 0
973 | 1567.117 | 982.82 | 3738.02 | 1567.117 | 0 | 0 | 2170.903 | 0 | 0 | 0
974 | 1509.312 | 845.02 | 3256.584 | 1509.312 | 0 | 0 | 1747.272 | 0 | 0 | 0
975 | 1604.899 | 675.52 | 2701.693 | 1604.899 | 0 | 0 | 1096.794 | 0 | 0 | 0
976 | 1215.644 | 487.04 | 2031.515 | 1215.644 | 0 | 0 | 815.871 | 0 | 0 | 0
977 | 1300.307 | 241.46 | 1010.746 | 1010.746 | 0 | 0 | 0 | 289.561 | 0 | 0
978 | 1151.05 | 63.09 | 205.171 | 205.171 | 0 | 0 | 0 | 945.879 | 0 | 0
979 | 1456.677 | 0 | 0 | 0 | 0 | 0 | 0 | 0 | 0 | 1456.677
980 | 1494.4 | 0 | 0 | 0 | 0 | 0 | 0 | 0 | 0 | 1494.4
981 | 1808.8 | 0 | 0 | 0 | 0 | 0 | 0 | 9.423 | 0 | 1799.377
982 | 1650.4 | 0 | 0 | 0 | 0 | 0 | 0 | 0 | 0 | 1650.4
983 | 1209.6 | 0 | 0 | 0 | 0 | 0 | 0 | 0 | 0 | 1209.6
984 | 1028 | 0 | 0 | 0 | 0 | 0 | 0 | 1028 | 0 | 0
985 | 1335.2 | 0 | 0 | 0 | 0 | 0 | 0 | 1335.2 | 0 | 0
986 | 1325.6 | 0 | 0 | 0 | 0 | 0 | 0 | 1325.6 | 0 | 0
987 | 1358.4 | 0 | 0 | 0 | 0 | 0 | 0 | 1358.4 | 0 | 0
988 | 1510.4 | 0 | 0 | 0 | 0 | 0 | 0 | 1510.4 | 0 | 0
989 | 1220.8 | 0 | 0 | 0 | 0 | 0 | 0 | 1220.8 | 0 | 0
990 | 1460.8 | 0 | 0 | 0 | 0 | 0 | 0 | 1460.8 | 0 | 0
991 | 1494.4 | 24.35 | 46.191 | 46.191 | 0 | 0 | 0 | 1041.1 | 0 | 407.109
992 | 1213.91 | 244.21 | 1023.296 | 1023.296 | 0 | 0 | 0 | 0 | 0 | 190.614
993 | 1285.355 | 496.32 | 2151.774 | 1285.355 | -866.419 | 0 | 0 | 0 | 0 | 0
994 | 1854.487 | 711.27 | 2964.269 | 1854.487 | -1109.782 | 0 | 0 | 0 | 0 | 0
995 | 1700.494 | 776.71 | 3146.577 | 1700.494 | -1446.083 | 0 | 0 | 0 | 0 | 0
996 | 1593.166 | 875.74 | 3459.116 | 1593.165 | -1799.377 | 0 | 66.574 | 0 | 0 | 0
997 | 1302.813 | 670.01 | 2666.166 | 1302.813 | -1363.353 | 0 | 0 | 0 | 0 | 0
998 | 1470.149 | 726.56 | 2868.709 | 1470.149 | -1398.56 | 0 | 0 | 0 | 0 | 0
999 | 1044.668 | 690.15 | 2771.15 | 1044.668 | -1151.239 | 0 | 575.243 | 0 | 0 | 0
1000 | 1161.083 | 495.27 | 2072.689 | 1161.083 | 0 | 0 | 911.606 | 0 | 0 | 0
1001 | 1434.037 | 265.81 | 1121.433 | 1121.433 | 0 | 0 | 0 | 312.604 | 0 | 0
1002 | 1519.101 | 47.93 | 151.917 | 151.917 | 0 | 0 | 0 | 1367.184 | 0 | 0
1003 | 1470.4 | 0 | 0 | 0 | 0 | 0 | 0 | 0 | 0 | 1470.4
1004 | 1118.4 | 0 | 0 | 0 | 0 | 0 | 0 | 0 | 0 | 1118.4
1005 | 1686.4 | 0 | 0 | 0 | 0 | 0 | 0 | 0 | 0 | 1686.4
1006 | 1632 | 0 | 0 | 0 | 0 | 0 | 0 | 0 | 0 | 1632
1007 | 1343.2 | 0 | 0 | 0 | 0 | 0 | 0 | 0 | 0 | 1343.2
1008 | 1206.4 | 0 | 0 | 0 | 0 | 0 | 0 | 1206.4 | 0 | 0
1009 | 1653.6 | 0 | 0 | 0 | 0 | 0 | 0 | 1653.6 | 0 | 0
1010 | 1780 | 0 | 0 | 0 | 0 | 0 | 0 | 1780 | 0 | 0
1011 | 1225.6 | 0 | 0 | 0 | 0 | 0 | 0 | 1225.6 | 0 | 0
1012 | 1333.6 | 0 | 0 | 0 | 0 | 0 | 0 | 1333.6 | 0 | 0
1013 | 1466.4 | 0 | 0 | 0 | 0 | 0 | 0 | 1466.4 | 0 | 0
1014 | 1376 | 0 | 0 | 0 | 0 | 0 | 0 | 1376 | 0 | 0
1015 | 1212 | 17.86 | 29.801 | 29.801 | 0 | 0 | 0 | 471.925 | 0 | 710.274
1016 | 1119.408 | 206.28 | 871.905 | 871.905 | 0 | 0 | 0 | 0 | 0 | 247.503
1017 | 1135.205 | 424.03 | 1854.594 | 1135.205 | -719.389 | 0 | 0 | 0 | 0 | 0
1018 | 1502.098 | 615.75 | 2597.796 | 1502.098 | -1095.698 | 0 | 0 | 0 | 0 | 0
1019 | 1740.14 | 688.35 | 2811.043 | 1740.14 | -1070.903 | 0 | 0 | 0 | 0 | 0
1020 | 1403.041 | 787.7 | 3130.821 | 1403.041 | -1727.78 | 0 | 0 | 0 | 0 | 0
1021 | 1200.195 | 790.73 | 3108.626 | 1200.195 | -1799.377 | 0 | 109.054 | 0 | 0 | 0
1022 | 1044.046 | 752.27 | 2980.336 | 1044.045 | -1799.377 | 0 | 136.914 | 0 | 0 | 0
1023 | 1298.188 | 661.08 | 2697.281 | 1298.189 | -922.288 | 0 | 476.804 | 0 | 0 | 0
1024 | 1559.024 | 461.17 | 1950.669 | 1559.024 | 0 | 0 | 391.645 | 0 | 0 | 0
1025 | 1238.191 | 245.1 | 1035.008 | 1035.008 | 0 | 0 | 0 | 0 | 0 | 203.183
1026 | 1380.315 | 57.47 | 186.516 | 186.516 | 0 | 0 | 0 | 0 | 0 | 1193.799
1027 | 886.366 | 0 | 0 | 0 | 0 | 0 | 0 | 0 | 0 | 886.366
1028 | 1113.6 | 0 | 0 | 0 | 0 | 0 | 0 | 0 | 0 | 1113.6
1029 | 1129.6 | 0 | 0 | 0 | 0 | 0 | 0 | 0 | 0 | 1129.6
1030 | 1440.8 | 0 | 0 | 0 | 0 | 0 | 0 | 0 | 0 | 1440.8
1031 | 1332.8 | 0 | 0 | 0 | 0 | 0 | 0 | 0 | 0 | 1332.8
1032 | 138.4 | 0 | 0 | 0 | 0 | 0 | 0 | 0 | 0 | 138.4
1033 | 97.6 | 0 | 0 | 0 | 0 | 0 | 0 | 0 | 0 | 97.6
1034 | 94.4 | 0 | 0 | 0 | 0 | 0 | 0 | 0 | 0 | 94.4
1035 | 103.2 | 0 | 0 | 0 | 0 | 0 | 0 | 0 | 0 | 103.2
1036 | 92.8 | 0 | 0 | 0 | 0 | 0 | 0 | 0 | 0 | 92.8
1037 | 98.4 | 0 | 0 | 0 | 0 | 0 | 0 | 0 | 0 | 98.4
1038 | 89.6 | 0 | 0 | 0 | 0 | 0 | 0 | 0 | 0 | 89.6
1039 | 84.8 | 21.63 | 40.607 | 40.607 | 0 | 0 | 0 | 0 | 0 | 44.193
1040 | 86.437 | 212.69 | 896.128 | 86.437 | -809.691 | 0 | 0 | 0 | 0 | 0
1041 | 660.137 | 439.94 | 1921.474 | 660.137 | -1261.337 | 0 | 0 | 0 | 0 | 0
1042 | 1046.053 | 652.88 | 2757.818 | 1046.053 | -1711.765 | 0 | 0 | 0 | 0 | 0
1043 | 1011.485 | 762.49 | 3120.706 | 1011.485 | -1799.377 | 0 | 309.844 | 0 | 0 | 0
1044 | 1077.866 | 855.52 | 3421.783 | 1077.866 | -1799.377 | 0 | 544.54 | 0 | 0 | 0
1045 | 1280.894 | 824.72 | 3295.09 | 1280.893 | -1586.961 | 0 | 427.236 | 0 | 0 | 0
1046 | 1305.495 | 796.25 | 3221.12 | 1305.495 | 0 | 0 | 1915.625 | 0 | 0 | 0
1047 | 1222.683 | 641.77 | 2665.22 | 1222.683 | 0 | 0 | 1442.537 | 0 | 0 | 0
1048 | 1378.71 | 516.09 | 2203.504 | 1378.71 | 0 | 0 | 824.794 | 0 | 0 | 0
1049 | 1442.884 | 291.87 | 1242.818 | 1242.818 | 0 | 0 | 0 | 200.066 | 0 | 0
1050 | 1317.715 | 64.92 | 213.593 | 213.593 | 0 | 0 | 0 | 824.127 | 0 | 279.995
1051 | 1407.2 | 0 | 0 | 0 | 0 | 0 | 0 | 0 | 0 | 1407.2
1052 | 1616.8 | 0 | 0 | 0 | 0 | 0 | 0 | 0 | 0 | 1616.8
1053 | 1705.6 | 0 | 0 | 0 | 0 | 0 | 0 | 0 | 0 | 1705.6
1054 | 1624 | 0 | 0 | 0 | 0 | 0 | 0 | 0 | 0 | 1624
1055 | 1382.4 | 0 | 0 | 0 | 0 | 0 | 0 | 0 | 0 | 1382.4
1056 | 136.8 | 0 | 0 | 0 | 0 | 0 | 0 | 0 | 0 | 136.8
1057 | 104.8 | 0 | 0 | 0 | 0 | 0 | 0 | 104.8 | 0 | 0
1058 | 96.8 | 0 | 0 | 0 | 0 | 0 | 0 | 96.8 | 0 | 0
1059 | 100 | 0 | 0 | 0 | 0 | 0 | 0 | 100 | 0 | 0
1060 | 98.4 | 0 | 0 | 0 | 0 | 0 | 0 | 98.4 | 0 | 0
1061 | 101.6 | 0 | 0 | 0 | 0 | 0 | 0 | 101.6 | 0 | 0
1062 | 95.2 | 0 | 0 | 0 | 0 | 0 | 0 | 95.2 | 0 | 0
1063 | 92.8 | 20.2 | 37.419 | 37.419 | 0 | 0 | 0 | 0 | 0 | 55.381
1064 | 85.97 | 217.98 | 918.855 | 85.97 | -832.885 | 0 | 0 | 0 | 0 | 0
1065 | 932.616 | 468.34 | 2040.316 | 932.616 | -1107.7 | 0 | 0 | 0 | 0 | 0
1066 | 1383.414 | 687.6 | 2902.645 | 1383.414 | -1519.231 | 0 | 0 | 0 | 0 | 0
1067 | 1261.111 | 861.93 | 3535.721 | 1261.111 | -1799.377 | 0 | 475.233 | 0 | 0 | 0
1068 | 1457.305 | 948.48 | 3828.257 | 1457.305 | -1799.377 | 0 | 571.575 | 0 | 0 | 0
1069 | 1348.064 | 952.84 | 3845.066 | 1348.064 | -1799.377 | 0 | 697.625 | 0 | 0 | 0
1070 | 1417.335 | 866.52 | 3543.123 | 1417.335 | -276.866 | 0 | 1848.922 | 0 | 0 | 0
1071 | 1553.989 | 726.8 | 3044.305 | 1553.989 | 0 | 0 | 1490.316 | 0 | 0 | 0
1072 | 1478.554 | 528.49 | 2277.35 | 1478.554 | 0 | 0 | 798.796 | 0 | 0 | 0
1073 | 1282.839 | 291.5 | 1249.354 | 1249.354 | 0 | 0 | 0 | 33.485 | 0 | 0
1074 | 1716.587 | 63.24 | 209.877 | 209.877 | 0 | 0 | 0 | 1506.71 | 0 | 0
1075 | 1229.933 | 0 | 0 | 0 | 0 | 0 | 0 | 0 | 0 | 1229.933
1076 | 828.8 | 0 | 0 | 0 | 0 | 0 | 0 | 0 | 0 | 828.8
1077 | 1254.4 | 0 | 0 | 0 | 0 | 0 | 0 | 0 | 0 | 1254.4
1078 | 1271.2 | 0 | 0 | 0 | 0 | 0 | 0 | 0 | 0 | 1271.2
1079 | 1333.6 | 0 | 0 | 0 | 0 | 0 | 0 | 0 | 0 | 1333.6
1080 | 1302.4 | 0 | 0 | 0 | 0 | 0 | 0 | 7.902 | 0 | 1294.498
1081 | 1362.4 | 0 | 0 | 0 | 0 | 0 | 0 | 1362.4 | 0 | 0
1082 | 933.6 | 0 | 0 | 0 | 0 | 0 | 0 | 933.6 | 0 | 0
1083 | 1361.6 | 0 | 0 | 0 | 0 | 0 | 0 | 1361.6 | 0 | 0
1084 | 1337.6 | 0 | 0 | 0 | 0 | 0 | 0 | 1337.6 | 0 | 0
1085 | 996 | 0 | 0 | 0 | 0 | 0 | 0 | 996 | 0 | 0
1086 | 1271.2 | 0 | 0 | 0 | 0 | 0 | 0 | 1271.2 | 0 | 0
1087 | 1043.2 | 22.88 | 47.454 | 47.454 | 0 | 0 | 0 | 0 | 0 | 995.746
1088 | 860.551 | 239.86 | 1013.911 | 860.551 | -153.36 | 0 | 0 | 0 | 0 | 0
1089 | 1094.398 | 492.38 | 2148.506 | 1094.398 | -1054.108 | 0 | 0 | 0 | 0 | 0
1090 | 1122.775 | 711.32 | 2992.977 | 1122.774 | -1799.377 | 0 | 70.826 | 0 | 0 | 0
1091 | 1142.288 | 863.37 | 3516.589 | 1142.287 | -1799.377 | 0 | 574.925 | 0 | 0 | 0
1092 | 987.833 | 954.13 | 3807.404 | 987.833 | -1799.377 | 0 | 1020.194 | 0 | 0 | 0
1093 | 1098.997 | 964.5 | 3841.509 | 1098.996 | -1799.377 | 0 | 943.136 | 0 | 0 | 0
1094 | 1323.29 | 891.46 | 3605.636 | 1323.29 | -729.837 | 0 | 1552.509 | 0 | 0 | 0
1095 | 1200.589 | 742.9 | 3093.391 | 1200.589 | 0 | 0 | 1892.802 | 0 | 0 | 0
1096 | 1175.229 | 443.57 | 1904.149 | 1175.229 | 0 | 0 | 728.92 | 0 | 0 | 0
1097 | 1183.22 | 290.78 | 1247.859 | 1183.22 | 0 | 0 | 64.639 | 0 | 0 | 0
1098 | 1286.45 | 58.84 | 198.845 | 198.845 | 0 | 0 | 0 | 1087.605 | 0 | 0
1099 | 1205.541 | 0 | 0 | 0 | 0 | 0 | 0 | 0 | 0 | 1205.541
1100 | 1044 | 0 | 0 | 0 | 0 | 0 | 0 | 0 | 0 | 1044
1101 | 1465.6 | 0 | 0 | 0 | 0 | 0 | 0 | 0 | 0 | 1465.6
1102 | 1054.4 | 0 | 0 | 0 | 0 | 0 | 0 | 0 | 0 | 1054.4
1103 | 1262.4 | 0 | 0 | 0 | 0 | 0 | 0 | 0 | 0 | 1262.4
1104 | 936 | 0 | 0 | 0 | 0 | 0 | 0 | 936 | 0 | 0
1105 | 1169.6 | 0 | 0 | 0 | 0 | 0 | 0 | 1169.6 | 0 | 0
1106 | 1276 | 0 | 0 | 0 | 0 | 0 | 0 | 1276 | 0 | 0
1107 | 1006.4 | 0 | 0 | 0 | 0 | 0 | 0 | 1006.4 | 0 | 0
1108 | 1429.6 | 0 | 0 | 0 | 0 | 0 | 0 | 1429.6 | 0 | 0
1109 | 1362.4 | 0 | 0 | 0 | 0 | 0 | 0 | 1362.4 | 0 | 0
1110 | 1094.4 | 0 | 0 | 0 | 0 | 0 | 0 | 102.539 | 0 | 991.861
1111 | 1244 | 28.46 | 59.625 | 59.625 | 0 | 0 | 0 | 0 | 0 | 1184.375
1112 | 182.026 | 249.35 | 1044.845 | 182.026 | -862.819 | 0 | 0 | 0 | 0 | 0
1113 | 152.29 | 505.37 | 2189.81 | 152.29 | -1799.377 | 0 | 238.143 | 0 | 0 | 0
1114 | 181.165 | 723.41 | 3006.473 | 181.164 | -1799.377 | 0 | 1025.932 | 0 | 0 | 0
1115 | 170.605 | 878.59 | 3516.063 | 170.605 | -1799.377 | 0 | 1546.081 | 0 | 0 | 0
1116 | 185.42 | 971.68 | 3789.326 | 185.42 | -1799.377 | 0 | 1804.529 | 0 | 0 | 0
1117 | 195.463 | 985.06 | 3817.87 | 195.463 | -1074.486 | 0 | 2547.921 | 0 | 0 | 0
1118 | 197.058 | 912.62 | 3610.869 | 197.058 | 0 | 0 | 3413.811 | 0 | 0 | 0
1119 | 129.537 | 690.53 | 2836.32 | 129.537 | 0 | 0 | 2706.783 | 0 | 0 | 0
1120 | 177.796 | 504.78 | 2149.469 | 177.796 | 0 | 0 | 1971.673 | 0 | 0 | 0
1121 | 117.348 | 307.43 | 1311.244 | 117.348 | 0 | 0 | 1193.896 | 0 | 0 | 0
1122 | 99.261 | 72.69 | 246.571 | 99.261 | 0 | 0 | 147.31 | 0 | 0 | 0
1123 | 110.145 | 0 | 0 | 0 | 0 | 0 | 0 | 0 | 0 | 110.145
1124 | 108 | 0 | 0 | 0 | 0 | 0 | 0 | 0 | 0 | 108
1125 | 100 | 0 | 0 | 0 | 0 | 0 | 0 | 0 | 0 | 100
1126 | 91.2 | 0 | 0 | 0 | 0 | 0 | 0 | 0 | 0 | 91.2
1127 | 100 | 0 | 0 | 0 | 0 | 0 | 0 | 0 | 0 | 100
1128 | 93.6 | 0 | 0 | 0 | 0 | 0 | 0 | 0 | 0 | 93.6
1129 | 98.4 | 0 | 0 | 0 | 0 | 0 | 0 | 0 | 0 | 98.4
1130 | 90.4 | 0 | 0 | 0 | 0 | 0 | 0 | 0 | 0 | 90.4
1131 | 96.8 | 0 | 0 | 0 | 0 | 0 | 0 | 0 | 0 | 96.8
1132 | 91.2 | 0 | 0 | 0 | 0 | 0 | 0 | 0 | 0 | 91.2
1133 | 96.8 | 0 | 0 | 0 | 0 | 0 | 0 | 0 | 0 | 96.8
1134 | 89.6 | 0 | 0 | 0 | 0 | 0 | 0 | 0 | 0 | 89.6
1135 | 92.8 | 52.38 | 118.656 | 92.8 | -25.856 | 0 | 0 | 0 | 0 | 0
1136 | 86.74 | 296.87 | 1239.392 | 86.74 | -1152.652 | 0 | 0 | 0 | 0 | 0
1137 | 858.247 | 562.2 | 2449.334 | 858.247 | -119.286 | 0 | 1471.801 | 0 | 0 | 0
1138 | 1207.142 | 781.64 | 3259.846 | 1207.142 | 0 | 0 | 2052.704 | 0 | 0 | 0
1139 | 1636.944 | 937.76 | 3773.672 | 1636.944 | 0 | 0 | 2136.728 | 0 | 0 | 0
1140 | 1392.639 | 1032.72 | 4068.468 | 1392.639 | 0 | 0 | 2675.829 | 0 | 0 | 0
1141 | 1733.618 | 1041.05 | 4088.652 | 1733.618 | 0 | 0 | 2355.034 | 0 | 0 | 0
1142 | 1461.298 | 683.26 | 2770.685 | 1461.298 | 0 | 0 | 1309.387 | 0 | 0 | 0
1143 | 1523.695 | 400.31 | 1651.337 | 1523.695 | 0 | 0 | 127.642 | 0 | 0 | 0
1144 | 1550.416 | 521.12 | 2219.979 | 1550.416 | 0 | 0 | 669.563 | 0 | 0 | 0
1145 | 1733.837 | 332.61 | 1410.231 | 1410.231 | 0 | 0 | 0 | 323.606 | 0 | 0
1146 | 1717.427 | 87.99 | 284.805 | 284.805 | 0 | 0 | 0 | 1432.622 | 0 | 0
1147 | 1575.959 | 0 | 0 | 0 | 0 | 0 | 0 | 0 | 0 | 1575.959
1148 | 1707.2 | 0 | 0 | 0 | 0 | 0 | 0 | 0 | 0 | 1707.2
1149 | 1400 | 0 | 0 | 0 | 0 | 0 | 0 | 0 | 0 | 1400
1150 | 1287.2 | 0 | 0 | 0 | 0 | 0 | 0 | 0 | 0 | 1287.2
1151 | 1057.6 | 0 | 0 | 0 | 0 | 0 | 0 | 0 | 0 | 1057.6
1152 | 1536.8 | 0 | 0 | 0 | 0 | 0 | 0 | 1536.8 | 0 | 0
1153 | 997.6 | 0 | 0 | 0 | 0 | 0 | 0 | 997.6 | 0 | 0
1154 | 1274.4 | 0 | 0 | 0 | 0 | 0 | 0 | 1274.4 | 0 | 0
1155 | 1188.8 | 0 | 0 | 0 | 0 | 0 | 0 | 1188.8 | 0 | 0
1156 | 1111.2 | 0 | 0 | 0 | 0 | 0 | 0 | 1111.2 | 0 | 0
1157 | 1072.8 | 0 | 0 | 0 | 0 | 0 | 0 | 1072.8 | 0 | 0
1158 | 1068.8 | 0 | 0 | 0 | 0 | 0 | 0 | 1068.8 | 0 | 0
1159 | 1287.2 | 44.08 | 105.834 | 105.834 | 0 | 0 | 0 | 1.149 | 0 | 1180.218
1160 | 1071.05 | 280.99 | 1178.339 | 1071.05 | -107.289 | 0 | 0 | 0 | 0 | 0
1161 | 1356.959 | 545.73 | 2367.117 | 1356.959 | -1010.158 | 0 | 0 | 0 | 0 | 0
1162 | 1375.012 | 770.57 | 3198.08 | 1375.011 | -1799.377 | 0 | 23.692 | 0 | 0 | 0
1163 | 1335.484 | 933.17 | 3744.573 | 1335.484 | -1799.377 | 0 | 609.712 | 0 | 0 | 0
1164 | 1194.744 | 955.48 | 3794.604 | 1194.743 | -1799.377 | 0 | 800.484 | 0 | 0 | 0
1165 | 1239.472 | 597.13 | 2418.586 | 1239.472 | -1179.114 | 0 | 0 | 0 | 0 | 0
1166 | 1494.782 | 626.66 | 2560.751 | 1494.782 | -1065.969 | 0 | 0 | 0 | 0 | 0
1167 | 1663.536 | 575.81 | 2401.137 | 1663.536 | -374.151 | 0 | 363.45 | 0 | 0 | 0
1168 | 1380.276 | 413.86 | 1769.641 | 1380.276 | 0 | 0 | 389.365 | 0 | 0 | 0
1169 | 1448.549 | 340.36 | 1455.244 | 1448.549 | 0 | 0 | 6.695 | 0 | 0 | 0
1170 | 1689.979 | 87.15 | 288.141 | 288.141 | 0 | 0 | 0 | 831.838 | 0 | 570
1171 | 1823.205 | 0 | 0 | 0 | 0 | 0 | 0 | 23.828 | 0 | 1799.377
1172 | 855.2 | 0 | 0 | 0 | 0 | 0 | 0 | 0 | 0 | 855.2
1173 | 1082.4 | 0 | 0 | 0 | 0 | 0 | 0 | 0 | 0 | 1082.4
1174 | 1165.6 | 0 | 0 | 0 | 0 | 0 | 0 | 0 | 0 | 1165.6
1175 | 1396.8 | 0 | 0 | 0 | 0 | 0 | 0 | 0 | 0 | 1396.8
1176 | 754.4 | 0 | 0 | 0 | 0 | 0 | 0 | 0 | 0 | 754.4
1177 | 602.4 | 0 | 0 | 0 | 0 | 0 | 0 | 602.4 | 0 | 0
1178 | 580.8 | 0 | 0 | 0 | 0 | 0 | 0 | 580.8 | 0 | 0
1179 | 700.8 | 0 | 0 | 0 | 0 | 0 | 0 | 700.8 | 0 | 0
1180 | 725.6 | 0 | 0 | 0 | 0 | 0 | 0 | 725.6 | 0 | 0
1181 | 505.6 | 0 | 0 | 0 | 0 | 0 | 0 | 505.6 | 0 | 0
1182 | 723.2 | 0 | 0 | 0 | 0 | 0 | 0 | 723.2 | 0 | 0
1183 | 676.8 | 37.51 | 92.4 | 92.4 | 0 | 0 | 0 | 0 | 0 | 584.4
1184 | 771.604 | 266.87 | 1119.972 | 771.604 | -348.368 | 0 | 0 | 0 | 0 | 0
1185 | 658.296 | 529.04 | 2281.502 | 658.296 | -1623.206 | 0 | 0 | 0 | 0 | 0
1186 | 829.986 | 755.16 | 3115.75 | 829.985 | -1799.377 | 0 | 486.388 | 0 | 0 | 0
1187 | 571.13 | 921.88 | 3652.621 | 571.13 | -1799.377 | 0 | 1282.114 | 0 | 0 | 0
1188 | 704.878 | 1017.48 | 3919.207 | 704.878 | -1799.377 | 0 | 1414.952 | 0 | 0 | 0
1189 | 802.622 | 1020.79 | 3925.788 | 802.622 | -1765.109 | 0 | 1358.057 | 0 | 0 | 0
1190 | 845.333 | 932.84 | 3669.985 | 845.333 | 0 | 0 | 2824.652 | 0 | 0 | 0
1191 | 810.397 | 782.15 | 3191.856 | 810.397 | 0 | 0 | 2381.459 | 0 | 0 | 0
1192 | 948.631 | 570.43 | 2425.87 | 948.631 | 0 | 0 | 1477.239 | 0 | 0 | 0
1193 | 863.605 | 290.05 | 1234.357 | 863.605 | 0 | 0 | 370.752 | 0 | 0 | 0
1194 | 870.304 | 75.83 | 252.297 | 252.297 | 0 | 0 | 0 | 0 | 0 | 618.007
1195 | 797.6 | 0 | 0 | 0 | 0 | 0 | 0 | 0 | 0 | 797.6
1196 | 838.4 | 0 | 0 | 0 | 0 | 0 | 0 | 0 | 0 | 838.4
1197 | 759.2 | 0 | 0 | 0 | 0 | 0 | 0 | 0 | 0 | 759.2
1198 | 689.6 | 0 | 0 | 0 | 0 | 0 | 0 | 0 | 0 | 689.6
1199 | 551.2 | 0 | 0 | 0 | 0 | 0 | 0 | 0 | 0 | 551.2
1200 | 689.6 | 0 | 0 | 0 | 0 | 0 | 0 | 0 | 0 | 689.6
1201 | 1026.4 | 0 | 0 | 0 | 0 | 0 | 0 | 1026.4 | 0 | 0
1202 | 1103.2 | 0 | 0 | 0 | 0 | 0 | 0 | 1103.2 | 0 | 0
1203 | 797.6 | 0 | 0 | 0 | 0 | 0 | 0 | 606.317 | 0 | 191.283
1204 | 818.4 | 0 | 0 | 0 | 0 | 0 | 0 | 0 | 0 | 818.4
1205 | 779.2 | 0 | 0 | 0 | 0 | 0 | 0 | 0 | 0 | 779.2
1206 | 741.6 | 0 | 0 | 0 | 0 | 0 | 0 | 0 | 0 | 741.6
1207 | 836.8 | 40.5 | 102.713 | 102.713 | 0 | 0 | 0 | 0 | 0 | 734.087
1208 | 625.816 | 271.67 | 1142.886 | 625.816 | -517.07 | 0 | 0 | 0 | 0 | 0
1209 | 296.104 | 533.8 | 2313.053 | 296.104 | -1799.377 | 0 | 217.572 | 0 | 0 | 0
1210 | 281.168 | 761.17 | 3151.481 | 281.167 | -1799.377 | 0 | 1070.937 | 0 | 0 | 0
1211 | 221.19 | 931.04 | 3705.569 | 221.19 | -1799.377 | 0 | 1685.002 | 0 | 0 | 0
1212 | 299.592 | 1025.95 | 4004.72 | 299.592 | -1799.377 | 0 | 1905.751 | 0 | 0 | 0
1213 | 888.252 | 1032.8 | 4031.683 | 888.251 | -1420.236 | 0 | 1723.196 | 0 | 0 | 0
1214 | 1121.586 | 950.77 | 3794.208 | 1121.586 | 0 | 0 | 2672.622 | 0 | 0 | 0
1215 | 839.555 | 803.08 | 3311.192 | 839.555 | 0 | 0 | 2471.637 | 0 | 0 | 0
1216 | 1363.969 | 588.21 | 2518.66 | 1363.969 | 0 | 0 | 1154.691 | 0 | 0 | 0
1217 | 1384.49 | 331.72 | 1418.653 | 1384.49 | 0 | 0 | 34.163 | 0 | 0 | 0
1218 | 1247.034 | 81.71 | 271.36 | 271.36 | 0 | 0 | 0 | 592.579 | 0 | 383.094
1219 | 1191.158 | 0 | 0 | 0 | 0 | 0 | 0 | 0 | 0 | 1191.158
1220 | 1089.6 | 0 | 0 | 0 | 0 | 0 | 0 | 0 | 0 | 1089.6
1221 | 1178.4 | 0 | 0 | 0 | 0 | 0 | 0 | 0 | 0 | 1178.4
1222 | 1048 | 0 | 0 | 0 | 0 | 0 | 0 | 0 | 0 | 1048
1223 | 1239.2 | 0 | 0 | 0 | 0 | 0 | 0 | 0 | 0 | 1239.2
1224 | 1102.4 | 0 | 0 | 0 | 0 | 0 | 0 | 0 | 0 | 1102.4
1225 | 1004 | 0 | 0 | 0 | 0 | 0 | 0 | 1004 | 0 | 0
1226 | 894.4 | 0 | 0 | 0 | 0 | 0 | 0 | 894.4 | 0 | 0
1227 | 741.6 | 0 | 0 | 0 | 0 | 0 | 0 | 741.6 | 0 | 0
1228 | 812 | 0 | 0 | 0 | 0 | 0 | 0 | 812 | 0 | 0
1229 | 906.4 | 0 | 0 | 0 | 0 | 0 | 0 | 906.4 | 0 | 0
1230 | 1295.2 | 0 | 0 | 0 | 0 | 0 | 0 | 1295.2 | 0 | 0
1231 | 1083.2 | 43.49 | 106.876 | 106.876 | 0 | 0 | 0 | 0 | 0 | 976.324
1232 | 928.89 | 280.31 | 1182.259 | 928.89 | -253.369 | 0 | 0 | 0 | 0 | 0
1233 | 1047.146 | 542.81 | 2370.872 | 1047.146 | -1323.726 | 0 | 0 | 0 | 0 | 0
1234 | 1458.486 | 770.57 | 3233.913 | 1458.486 | -1775.427 | 0 | 0 | 0 | 0 | 0
1235 | 1341.872 | 940.15 | 3811 | 1341.872 | -1799.377 | 0 | 669.751 | 0 | 0 | 0
1236 | 1455.678 | 1030.73 | 4097.584 | 1455.678 | -1799.377 | 0 | 842.529 | 0 | 0 | 0
1237 | 1622.4 | 1037.56 | 4120.821 | 1622.4 | -1799.377 | 0 | 699.044 | 0 | 0 | 0
1238 | 1434.147 | 957.32 | 3867.221 | 1434.146 | -384.161 | 0 | 2048.914 | 0 | 0 | 0
1239 | 1627.379 | 773.32 | 3219.698 | 1627.379 | 0 | 0 | 1592.319 | 0 | 0 | 0
1240 | 1212.806 | 589.47 | 2540.046 | 1212.806 | 0 | 0 | 1327.24 | 0 | 0 | 0
1241 | 1458.823 | 334.13 | 1434.969 | 1434.969 | 0 | 0 | 0 | 23.854 | 0 | 0
1242 | 1503.121 | 82.8 | 276.877 | 276.877 | 0 | 0 | 0 | 1226.244 | 0 | 0
1243 | 1519.235 | 0 | 0 | 0 | 0 | 0 | 0 | 0 | 0 | 1519.235
1244 | 1223.2 | 0 | 0 | 0 | 0 | 0 | 0 | 0 | 0 | 1223.2
1245 | 1371.2 | 0 | 0 | 0 | 0 | 0 | 0 | 0 | 0 | 1371.2
1246 | 1432.8 | 0 | 0 | 0 | 0 | 0 | 0 | 0 | 0 | 1432.8
1247 | 1228 | 0 | 0 | 0 | 0 | 0 | 0 | 0 | 0 | 1228
1248 | 1250.4 | 0 | 0 | 0 | 0 | 0 | 0 | 1140.861 | 0 | 109.539
1249 | 1195.2 | 0 | 0 | 0 | 0 | 0 | 0 | 1195.2 | 0 | 0
1250 | 1082.4 | 0 | 0 | 0 | 0 | 0 | 0 | 1082.4 | 0 | 0
1251 | 1088.8 | 0 | 0 | 0 | 0 | 0 | 0 | 1088.8 | 0 | 0
1252 | 1428 | 0 | 0 | 0 | 0 | 0 | 0 | 1428 | 0 | 0
1253 | 942.4 | 0 | 0 | 0 | 0 | 0 | 0 | 942.4 | 0 | 0
1254 | 957.6 | 0 | 0 | 0 | 0 | 0 | 0 | 957.6 | 0 | 0
1255 | 1361.6 | 40.54 | 102.985 | 102.985 | 0 | 0 | 0 | 0 | 0 | 1258.615
1256 | 1216.436 | 273.09 | 1150.849 | 1150.849 | 0 | 0 | 0 | 0 | 0 | 65.587
1257 | 1066.076 | 534.16 | 2314.973 | 1066.076 | -1248.897 | 0 | 0 | 0 | 0 | 0
1258 | 1100.807 | 759.98 | 3146.35 | 1100.806 | -1799.377 | 0 | 246.167 | 0 | 0 | 0
1259 | 1411.611 | 926.82 | 3695.476 | 1411.61 | -1799.377 | 0 | 484.489 | 0 | 0 | 0
1260 | 1365.056 | 1016.5 | 3924.723 | 1365.056 | -1799.377 | 0 | 760.29 | 0 | 0 | 0
1261 | 1239.767 | 1022.1 | 3874.737 | 1239.767 | -1799.377 | 0 | 835.593 | 0 | 0 | 0
1262 | 1146.147 | 880.6 | 3433.478 | 1146.147 | -688.409 | 0 | 1598.922 | 0 | 0 | 0
1263 | 1181.115 | 595.4 | 2442.186 | 1181.115 | 0 | 0 | 1261.071 | 0 | 0 | 0
1264 | 1267.883 | 450.46 | 1910.996 | 1267.883 | 0 | 0 | 643.113 | 0 | 0 | 0
1265 | 1187.464 | 319.28 | 1360.239 | 1187.464 | 0 | 0 | 172.775 | 0 | 0 | 0
1266 | 1008.407 | 76.93 | 258.742 | 258.742 | 0 | 0 | 0 | 749.665 | 0 | 0
1267 | 1409.602 | 0 | 0 | 0 | 0 | 0 | 0 | 0 | 0 | 1409.602
1268 | 946.4 | 0 | 0 | 0 | 0 | 0 | 0 | 0 | 0 | 946.4
1269 | 1150.4 | 0 | 0 | 0 | 0 | 0 | 0 | 0 | 0 | 1150.4
1270 | 1396 | 0 | 0 | 0 | 0 | 0 | 0 | 0 | 0 | 1396
1271 | 1171.2 | 0 | 0 | 0 | 0 | 0 | 0 | 0 | 0 | 1171.2
1272 | 1109.6 | 0 | 0 | 0 | 0 | 0 | 0 | 1109.6 | 0 | 0
1273 | 1380.8 | 0 | 0 | 0 | 0 | 0 | 0 | 1380.8 | 0 | 0
1274 | 1206.4 | 0 | 0 | 0 | 0 | 0 | 0 | 1206.4 | 0 | 0
1275 | 1380.8 | 0 | 0 | 0 | 0 | 0 | 0 | 1380.8 | 0 | 0
1276 | 1010.4 | 0 | 0 | 0 | 0 | 0 | 0 | 1010.4 | 0 | 0
1277 | 960 | 0 | 0 | 0 | 0 | 0 | 0 | 748.335 | 0 | 211.665
1278 | 1000 | 0 | 0 | 0 | 0 | 0 | 0 | 0 | 0 | 1000
1279 | 1016 | 35.87 | 93.091 | 93.091 | 0 | 0 | 0 | 0 | 0 | 922.909
1280 | 231.095 | 263.88 | 1111.216 | 231.095 | -880.121 | 0 | 0 | 0 | 0 | 0
1281 | 181.355 | 523.62 | 2256.175 | 181.355 | -1799.377 | 0 | 275.443 | 0 | 0 | 0
1282 | 156.897 | 750.6 | 3093.368 | 156.896 | -1799.377 | 0 | 1137.095 | 0 | 0 | 0
1283 | 202.713 | 918 | 3650.61 | 202.713 | -1799.377 | 0 | 1648.52 | 0 | 0 | 0
1284 | 193.831 | 1012.53 | 3957.951 | 193.831 | -1799.377 | 0 | 1964.743 | 0 | 0 | 0
1285 | 194.696 | 682.43 | 2737.826 | 194.696 | -1057.185 | 0 | 1485.945 | 0 | 0 | 0
1286 | 147.249 | 677.73 | 2754.414 | 147.249 | 0 | 0 | 2607.165 | 0 | 0 | 0
1287 | 149.362 | 733.89 | 3054.341 | 149.362 | 0 | 0 | 2904.979 | 0 | 0 | 0
1288 | 167.046 | 495.68 | 2132.648 | 167.046 | 0 | 0 | 1965.602 | 0 | 0 | 0
1289 | 135.46 | 325.79 | 1401.022 | 135.46 | 0 | 0 | 1265.562 | 0 | 0 | 0
1290 | 134.638 | 81.02 | 273.478 | 134.638 | 0 | 0 | 138.84 | 0 | 0 | 0
1291 | 106.102 | 0 | 0 | 0 | 0 | 0 | 0 | 0 | 0 | 106.102
1292 | 0 | 0 | 0 | 0 | 0 | 0 | 0 | 0 | 0 | 0
1293 | 0 | 0 | 0 | 0 | 0 | 0 | 0 | 0 | 0 | 0
1294 | 85.6 | 0 | 0 | 0 | 0 | 0 | 0 | 0 | 0 | 85.6
1295 | 87.2 | 0 | 0 | 0 | 0 | 0 | 0 | 0 | 0 | 87.2
1296 | 90.4 | 0 | 0 | 0 | 0 | 0 | 0 | 0 | 0 | 90.4
1297 | 84.8 | 0 | 0 | 0 | 0 | 0 | 0 | 0 | 0 | 84.8
1298 | 87.2 | 0 | 0 | 0 | 0 | 0 | 0 | 0 | 0 | 87.2
1299 | 80.8 | 0 | 0 | 0 | 0 | 0 | 0 | 0 | 0 | 80.8
1300 | 86.4 | 0 | 0 | 0 | 0 | 0 | 0 | 0 | 0 | 86.4
1301 | 81.6 | 0 | 0 | 0 | 0 | 0 | 0 | 0 | 0 | 81.6
1302 | 86.4 | 0 | 0 | 0 | 0 | 0 | 0 | 0 | 0 | 86.4
1303 | 68.8 | 46.8 | 123.991 | 68.8 | -55.191 | 0 | 0 | 0 | 0 | 0
1304 | 94.436 | 281.42 | 1177.983 | 94.436 | -920.261 | 0 | 163.286 | 0 | 0 | 0
1305 | 767.602 | 543.57 | 2343.064 | 767.602 | 0 | 0 | 1575.462 | 0 | 0 | 0
1306 | 1311.495 | 769.07 | 3176.706 | 1311.495 | 0 | 0 | 1865.211 | 0 | 0 | 0
1307 | 1454.312 | 934.48 | 3734.469 | 1454.312 | 0 | 0 | 2280.157 | 0 | 0 | 0
1308 | 1278.237 | 1025.82 | 4024.038 | 1278.237 | 0 | 0 | 2745.801 | 0 | 0 | 0
1309 | 1477.846 | 1030.3 | 4039.035 | 1477.846 | 0 | 0 | 2561.189 | 0 | 0 | 0
1310 | 1606.507 | 952.25 | 3800.205 | 1606.507 | 0 | 0 | 2193.698 | 0 | 0 | 0
1311 | 1514.242 | 760.91 | 3143.19 | 1514.242 | 0 | 0 | 1628.948 | 0 | 0 | 0
1312 | 1656.625 | 559.99 | 2393.633 | 1656.625 | 0 | 0 | 737.008 | 0 | 0 | 0
1313 | 1550.847 | 323.88 | 1378.17 | 1378.17 | 0 | 0 | 0 | 172.677 | 0 | 0
1314 | 1602.881 | 77.23 | 263.273 | 263.273 | 0 | 0 | 0 | 1339.608 | 0 | 0
1315 | 1592.239 | 0 | 0 | 0 | 0 | 0 | 0 | 0 | 0 | 1592.239
1316 | 1521.6 | 0 | 0 | 0 | 0 | 0 | 0 | 0 | 0 | 1521.6
1317 | 1444 | 0 | 0 | 0 | 0 | 0 | 0 | 0 | 0 | 1444
1318 | 1625.6 | 0 | 0 | 0 | 0 | 0 | 0 | 0 | 0 | 1625.6
1319 | 1578.4 | 0 | 0 | 0 | 0 | 0 | 0 | 0 | 0 | 1578.4
1320 | 1232.8 | 0 | 0 | 0 | 0 | 0 | 0 | 1232.8 | 0 | 0
1321 | 1146.4 | 0 | 0 | 0 | 0 | 0 | 0 | 1146.4 | 0 | 0
1322 | 1488 | 0 | 0 | 0 | 0 | 0 | 0 | 1488 | 0 | 0
1323 | 1347.2 | 0 | 0 | 0 | 0 | 0 | 0 | 1347.2 | 0 | 0
1324 | 1243.2 | 0 | 0 | 0 | 0 | 0 | 0 | 1243.2 | 0 | 0
1325 | 1531.2 | 0 | 0 | 0 | 0 | 0 | 0 | 1531.2 | 0 | 0
1326 | 1331.2 | 0 | 0 | 0 | 0 | 0 | 0 | 1331.2 | 0 | 0
1327 | 1144.8 | 61.03 | 152.846 | 0 | -152.846 | 0 | 0 | 1144.8 | 0 | 0
1328 | 1010.871 | 305.62 | 1280.22 | 0 | -1280.22 | 0 | 0 | 1010.871 | 0 | 0
1329 | 1203.916 | 566.07 | 2475.771 | 676.394 | -1799.377 | 0 | 0 | 527.522 | 0 | 0
1330 | 1503.542 | 789.79 | 3338.071 | 1503.542 | -1799.377 | 0 | 35.152 | 0 | 0 | 0
1331 | 1515.135 | 748.89 | 3124.585 | 1325.208 | -1799.377 | 0 | 0 | 189.926 | 0 | 0
1332 | 1556.164 | 111.22 | 426.987 | 0 | -426.987 | 0 | 0 | 1556.164 | 0 | 0
1333 | 1211.064 | 299.42 | 1220.295 | 503.5 | -716.795 | 0 | 0 | 707.564 | 0 | 0
1334 | 1410.099 | 270.48 | 1104.346 | 1104.346 | 0 | 0 | 0 | 305.753 | 0 | 0
1335 | 1317.507 | 185.89 | 753.482 | 753.482 | 0 | 0 | 0 | 564.025 | 0 | 0
1336 | 1520.142 | 111.94 | 445.496 | 445.496 | 0 | 0 | 0 | 1074.646 | 0 | 0
1337 | 1602.996 | 37.24 | 129.286 | 129.286 | 0 | 0 | 0 | 1473.71 | 0 | 0
1338 | 1509.998 | 4.89 | 0 | 0 | 0 | 0 | 0 | 1509.998 | 0 | 0
1339 | 1268.157 | 0 | 0 | 0 | 0 | 0 | 0 | 0 | 0 | 1268.157
1340 | 1219.2 | 0 | 0 | 0 | 0 | 0 | 0 | 0 | 0 | 1219.2
1341 | 1537.6 | 0 | 0 | 0 | 0 | 0 | 0 | 0 | 0 | 1537.6
1342 | 1788 | 0 | 0 | 0 | 0 | 0 | 0 | 0 | 0 | 1788
1343 | 1920 | 0 | 0 | 0 | 0 | 0 | 0 | 120.623 | 0 | 1799.377
1344 | 1416 | 0 | 0 | 0 | 0 | 0 | 0 | 1416 | 0 | 0
1345 | 1318.4 | 0 | 0 | 0 | 0 | 0 | 0 | 1318.4 | 0 | 0
1346 | 1386.4 | 0 | 0 | 0 | 0 | 0 | 0 | 1386.4 | 0 | 0
1347 | 1447.2 | 0 | 0 | 0 | 0 | 0 | 0 | 1447.2 | 0 | 0
1348 | 1560.8 | 0 | 0 | 0 | 0 | 0 | 0 | 1560.8 | 0 | 0
1349 | 1575.2 | 0 | 0 | 0 | 0 | 0 | 0 | 1575.2 | 0 | 0
1350 | 1132 | 0 | 0 | 0 | 0 | 0 | 0 | 1132 | 0 | 0
1351 | 1085.6 | 59.12 | 147.851 | 147.851 | 0 | 0 | 0 | 937.749 | 0 | 0
1352 | 972.737 | 299.7 | 1255.935 | 972.737 | -283.198 | 0 | 0 | 0 | 0 | 0
1353 | 1002.649 | 542.28 | 2365.978 | 1002.649 | -1363.329 | 0 | 0 | 0 | 0 | 0
1354 | 1224.946 | 777.35 | 3279.034 | 1224.945 | -1799.377 | 0 | 254.712 | 0 | 0 | 0
1355 | 1629.851 | 939.11 | 3860.958 | 1629.851 | -1799.377 | 0 | 431.73 | 0 | 0 | 0
1356 | 1267.651 | 827.52 | 3392.072 | 1267.651 | -1799.377 | 0 | 325.044 | 0 | 0 | 0
1357 | 1387.724 | 634.65 | 2594.075 | 1387.724 | -1206.351 | 0 | 0 | 0 | 0 | 0
1358 | 1508.577 | 538.5 | 2223.508 | 1508.577 | -714.931 | 0 | 0 | 0 | 0 | 0
1359 | 1492.205 | 379.76 | 1584.31 | 1492.205 | -92.105 | 0 | 0 | 0 | 0 | 0
1360 | 1115.506 | 190.58 | 786.63 | 786.63 | 0 | 0 | 0 | 328.876 | 0 | 0
1361 | 1715.058 | 309.52 | 1312.445 | 1312.445 | 0 | 0 | 0 | 402.613 | 0 | 0
1362 | 1580.662 | 50.54 | 164.728 | 164.728 | 0 | 0 | 0 | 1415.934 | 0 | 0
1363 | 1152.8 | 0 | 0 | 0 | 0 | 0 | 0 | 0 | 0 | 1152.8
1364 | 1612 | 0 | 0 | 0 | 0 | 0 | 0 | 0 | 0 | 1612
1365 | 1400.8 | 0 | 0 | 0 | 0 | 0 | 0 | 0 | 0 | 1400.8
1366 | 1607.2 | 0 | 0 | 0 | 0 | 0 | 0 | 0 | 0 | 1607.2
1367 | 1369.6 | 0 | 0 | 0 | 0 | 0 | 0 | 0 | 0 | 1369.6
1368 | 1172 | 0 | 0 | 0 | 0 | 0 | 0 | 983.126 | 0 | 188.874
1369 | 1296.8 | 0 | 0 | 0 | 0 | 0 | 0 | 1296.8 | 0 | 0
1370 | 1394.4 | 0 | 0 | 0 | 0 | 0 | 0 | 1394.4 | 0 | 0
1371 | 1192 | 0 | 0 | 0 | 0 | 0 | 0 | 1192 | 0 | 0
1372 | 1368.8 | 0 | 0 | 0 | 0 | 0 | 0 | 1368.8 | 0 | 0
1373 | 1286.4 | 0 | 0 | 0 | 0 | 0 | 0 | 1286.4 | 0 | 0
1374 | 717.6 | 0 | 0 | 0 | 0 | 0 | 0 | 717.6 | 0 | 0
1375 | 961.6 | 60.56 | 153.679 | 153.679 | 0 | 0 | 0 | 0 | 0 | 807.921
1376 | 858.742 | 300.98 | 1262.148 | 858.742 | -403.406 | 0 | 0 | 0 | 0 | 0
1377 | 924.647 | 560.52 | 2433.968 | 924.647 | -1509.321 | 0 | 0 | 0 | 0 | 0
1378 | 1261.322 | 780.12 | 3232.82 | 1261.321 | -1799.377 | 0 | 172.122 | 0 | 0 | 0
1379 | 921.625 | 942.29 | 3740.693 | 921.624 | -1799.377 | 0 | 1019.692 | 0 | 0 | 0
1380 | 1166.42 | 1030.25 | 3984.359 | 1166.419 | -1799.377 | 0 | 1018.563 | 0 | 0 | 0
1381 | 1425.732 | 1007.97 | 3886.738 | 1425.732 | -1799.377 | 0 | 661.629 | 0 | 0 | 0
1382 | 1270.075 | 642.08 | 2568.42 | 1270.076 | -24.578 | 0 | 1273.766 | 0 | 0 | 0
1383 | 1409.846 | 397.26 | 1625.806 | 1409.846 | 0 | 0 | 215.96 | 0 | 0 | 0
1384 | 1503.303 | 198.31 | 812.274 | 812.274 | 0 | 0 | 0 | 691.029 | 0 | 0
1385 | 1426.651 | 150.75 | 619.784 | 619.784 | 0 | 0 | 0 | 806.867 | 0 | 0
1386 | 1530.718 | 72 | 238.138 | 238.138 | 0 | 0 | 0 | 1292.58 | 0 | 0
1387 | 1079.591 | 0 | 0 | 0 | 0 | 0 | 0 | 0 | 0 | 1079.591
1388 | 1292 | 0 | 0 | 0 | 0 | 0 | 0 | 0 | 0 | 1292
1389 | 1392.8 | 0 | 0 | 0 | 0 | 0 | 0 | 0 | 0 | 1392.8
1390 | 1493.6 | 0 | 0 | 0 | 0 | 0 | 0 | 0 | 0 | 1493.6
1391 | 1524 | 0 | 0 | 0 | 0 | 0 | 0 | 0 | 0 | 1524
1392 | 1385.6 | 0 | 0 | 0 | 0 | 0 | 0 | 1385.6 | 0 | 0
1393 | 1531.2 | 0 | 0 | 0 | 0 | 0 | 0 | 1531.2 | 0 | 0
1394 | 1497.6 | 0 | 0 | 0 | 0 | 0 | 0 | 1497.6 | 0 | 0
1395 | 1485.6 | 0 | 0 | 0 | 0 | 0 | 0 | 1485.6 | 0 | 0
1396 | 1413.6 | 0 | 0 | 0 | 0 | 0 | 0 | 1413.6 | 0 | 0
1397 | 1488.8 | 0 | 0 | 0 | 0 | 0 | 0 | 1488.8 | 0 | 0
1398 | 1299.2 | 0 | 0 | 0 | 0 | 0 | 0 | 1299.2 | 0 | 0
1399 | 1104 | 23.73 | 56.363 | 56.363 | 0 | 0 | 0 | 714.941 | 0 | 332.696
1400 | 1358.071 | 291.96 | 1218.539 | 1218.539 | 0 | 0 | 0 | 0 | 0 | 139.532
1401 | 1671.657 | 271.18 | 1144.965 | 1144.965 | 0 | 0 | 0 | 0 | 0 | 526.692
1402 | 1400.192 | 774.18 | 3135.386 | 1400.192 | -1735.194 | 0 | 0 | 0 | 0 | 0
1403 | 1499.733 | 938.68 | 3643.078 | 1499.733 | -1799.377 | 0 | 343.968 | 0 | 0 | 0
1404 | 1335.797 | 766.33 | 3006.496 | 1335.797 | -1670.699 | 0 | 0 | 0 | 0 | 0
1405 | 1593.236 | 693.17 | 2734.926 | 1593.236 | -1141.69 | 0 | 0 | 0 | 0 | 0
1406 | 1620.676 | 772.16 | 3026.675 | 1620.676 | -1405.999 | 0 | 0 | 0 | 0 | 0
1407 | 1525.559 | 604.12 | 2431.913 | 1525.559 | -906.354 | 0 | 0 | 0 | 0 | 0
1408 | 1514.83 | 319.48 | 1320.385 | 1320.385 | 0 | 0 | 0 | 194.445 | 0 | 0
1409 | 1822.304 | 230.12 | 956.874 | 956.874 | 0 | 0 | 0 | 865.43 | 0 | 0
1410 | 1605.867 | 80.83 | 262.384 | 262.384 | 0 | 0 | 0 | 1343.483 | 0 | 0
1411 | 1954.45 | 0 | 0 | 0 | 0 | 0 | 0 | 155.073 | 0 | 1799.377
1412 | 1688.8 | 0 | 0 | 0 | 0 | 0 | 0 | 0 | 0 | 1688.8
1413 | 1488.8 | 0 | 0 | 0 | 0 | 0 | 0 | 0 | 0 | 1488.8
1414 | 1700 | 0 | 0 | 0 | 0 | 0 | 0 | 0 | 0 | 1700
1415 | 1531.2 | 0 | 0 | 0 | 0 | 0 | 0 | 0 | 0 | 1531.2
1416 | 1661.6 | 0 | 0 | 0 | 0 | 0 | 0 | 1661.6 | 0 | 0
1417 | 677.6 | 0 | 0 | 0 | 0 | 0 | 0 | 677.6 | 0 | 0
1418 | 501.6 | 0 | 0 | 0 | 0 | 0 | 0 | 501.6 | 0 | 0
1419 | 592.8 | 0 | 0 | 0 | 0 | 0 | 0 | 592.8 | 0 | 0
1420 | 738.4 | 0 | 0 | 0 | 0 | 0 | 0 | 738.4 | 0 | 0
1421 | 784.8 | 0 | 0 | 0 | 0 | 0 | 0 | 784.8 | 0 | 0
1422 | 656.8 | 0 | 0 | 0 | 0 | 0 | 0 | 656.8 | 0 | 0
1423 | 596 | 52.01 | 144.391 | 144.391 | 0 | 0 | 0 | 451.609 | 0 | 0
1424 | 458.959 | 273.92 | 1156.337 | 458.959 | -697.378 | 0 | 0 | 0 | 0 | 0
1425 | 545.507 | 530.28 | 2295.202 | 545.507 | -1749.695 | 0 | 0 | 0 | 0 | 0
1426 | 657.357 | 702.67 | 2919.998 | 657.357 | -1799.377 | 0 | 463.264 | 0 | 0 | 0
1427 | 784.747 | 903.07 | 3595.929 | 784.747 | -1799.377 | 0 | 1011.805 | 0 | 0 | 0
1428 | 756.627 | 968.22 | 3751.783 | 756.627 | -1799.377 | 0 | 1195.779 | 0 | 0 | 0
1429 | 915.603 | 830.53 | 3218.718 | 915.602 | -1289.61 | 0 | 1013.506 | 0 | 0 | 0
1430 | 833.363 | 724.63 | 2854.754 | 833.363 | 0 | 0 | 2021.391 | 0 | 0 | 0
1431 | 642.919 | 523.75 | 2129.114 | 642.919 | 0 | 0 | 1486.195 | 0 | 0 | 0
1432 | 667.766 | 449.28 | 1883.047 | 667.766 | 0 | 0 | 1215.281 | 0 | 0 | 0
1433 | 671.56 | 258.69 | 1086.699 | 671.56 | 0 | 0 | 415.139 | 0 | 0 | 0
1434 | 759.475 | 61.27 | 205.443 | 205.443 | 0 | 0 | 0 | 554.032 | 0 | 0
1435 | 768.029 | 0 | 0 | 0 | 0 | 0 | 0 | 0 | 0 | 768.029
1436 | 534.4 | 0 | 0 | 0 | 0 | 0 | 0 | 0 | 0 | 534.4
1437 | 708.8 | 0 | 0 | 0 | 0 | 0 | 0 | 0 | 0 | 708.8
1438 | 805.6 | 0 | 0 | 0 | 0 | 0 | 0 | 0 | 0 | 805.6
1439 | 713.6 | 0 | 0 | 0 | 0 | 0 | 0 | 0 | 0 | 713.6
1440 | 728.8 | 0 | 0 | 0 | 0 | 0 | 0 | 728.8 | 0 | 0
1441 | 1704 | 0 | 0 | 0 | 0 | 0 | 0 | 1704 | 0 | 0
1442 | 1666.4 | 0 | 0 | 0 | 0 | 0 | 0 | 1666.4 | 0 | 0
1443 | 1551.2 | 0 | 0 | 0 | 0 | 0 | 0 | 1551.2 | 0 | 0
1444 | 1624 | 0 | 0 | 0 | 0 | 0 | 0 | 1375.677 | 0 | 248.323
1445 | 1580.8 | 0 | 0 | 0 | 0 | 0 | 0 | 0 | 0 | 1580.8
1446 | 1460 | 0 | 0 | 0 | 0 | 0 | 0 | 0 | 0 | 1460
1447 | 1464 | 27.5 | 75.375 | 75.375 | 0 | 0 | 0 | 0 | 0 | 1388.625
1448 | 110.259 | 184.92 | 781.17 | 110.259 | -670.911 | 0 | 0 | 0 | 0 | 0
1449 | 89.69 | 441.59 | 1908.21 | 89.69 | -1799.377 | 0 | 19.143 | 0 | 0 | 0
1450 | 0 | 604.12 | 2530.106 | -0.001 | -1799.377 | 0 | 730.73 | 0 | 0 | 0
1451 | 0 | 806.34 | 3279.646 | 0 | -1799.377 | 0 | 1480.269 | 0 | 0 | 0
1452 | 0 | 807.44 | 3240.828 | -0.001 | -1799.377 | 0 | 1441.452 | 0 | 0 | 0
1453 | 0 | 619.36 | 2498.719 | 0 | -1266.394 | 0 | 1232.325 | 0 | 0 | 0
1454 | 87.814 | 646.51 | 2624.432 | 87.814 | 0 | 0 | 2536.618 | 0 | 0 | 0
1455 | 71.433 | 478.07 | 1978.567 | 71.433 | 0 | 0 | 1907.134 | 0 | 0 | 0
1456 | 76.614 | 549.13 | 2338.72 | 76.614 | 0 | 0 | 2262.106 | 0 | 0 | 0
1457 | 71.47 | 308.59 | 1311.092 | 71.47 | 0 | 0 | 1239.622 | 0 | 0 | 0
1458 | 83.419 | 75.39 | 259.127 | 83.419 | 0 | 0 | 175.708 | 0 | 0 | 0
1459 | 77.625 | 0 | 0 | 0 | 0 | 0 | 0 | 0 | 0 | 77.625
1460 | 86.4 | 0 | 0 | 0 | 0 | 0 | 0 | 0 | 0 | 86.4
1461 | 79.2 | 0 | 0 | 0 | 0 | 0 | 0 | 0 | 0 | 79.2
1462 | 86.4 | 0 | 0 | 0 | 0 | 0 | 0 | 0 | 0 | 86.4
1463 | 79.2 | 0 | 0 | 0 | 0 | 0 | 0 | 0 | 0 | 79.2
1464 | 84 | 0 | 0 | 0 | 0 | 0 | 0 | 0 | 0 | 84
1465 | 75.2 | 0 | 0 | 0 | 0 | 0 | 0 | 0 | 0 | 75.2
1466 | 81.6 | 0 | 0 | 0 | 0 | 0 | 0 | 0 | 0 | 81.6
1467 | 76 | 0 | 0 | 0 | 0 | 0 | 0 | 0 | 0 | 76
1468 | 80 | 0 | 0 | 0 | 0 | 0 | 0 | 0 | 0 | 80
1469 | 76.8 | 0 | 0 | 0 | 0 | 0 | 0 | 0 | 0 | 76.8
1470 | 81.6 | 0 | 0 | 0 | 0 | 0 | 0 | 0 | 0 | 81.6
1471 | 67.2 | 24.11 | 65.028 | 65.028 | 0 | 0 | 0 | 0 | 0 | 2.172
1472 | 79.057 | 122.97 | 510.705 | 79.057 | -431.648 | 0 | 0 | 0 | 0 | 0
1473 | 544.574 | 314.68 | 1341.034 | 544.573 | -643.625 | 0 | 152.836 | 0 | 0 | 0
1474 | 1505.096 | 457.58 | 1906.522 | 1505.096 | 0 | 0 | 401.426 | 0 | 0 | 0
1475 | 1673.221 | 716.95 | 2899.62 | 1673.221 | 0 | 0 | 1226.399 | 0 | 0 | 0
1476 | 1557.38 | 969.39 | 3805.104 | 1557.38 | 0 | 0 | 2247.724 | 0 | 0 | 0
1477 | 1552.097 | 986.59 | 3856.478 | 1552.097 | 0 | 0 | 2304.381 | 0 | 0 | 0
1478 | 1601.467 | 904.05 | 3594.978 | 1601.467 | 0 | 0 | 1993.511 | 0 | 0 | 0
1479 | 1699.22 | 754.19 | 3093.085 | 1699.22 | 0 | 0 | 1393.865 | 0 | 0 | 0
1480 | 1209.033 | 409.02 | 1734.154 | 1209.033 | 0 | 0 | 525.121 | 0 | 0 | 0
1481 | 1602.265 | 304.39 | 1295.081 | 1295.081 | 0 | 0 | 0 | 307.184 | 0 | 0
1482 | 1255.783 | 72.03 | 247.115 | 247.115 | 0 | 0 | 0 | 1008.668 | 0 | 0
1483 | 1313.251 | 0 | 0 | 0 | 0 | 0 | 0 | 0 | 0 | 1313.251
1484 | 1345.6 | 0 | 0 | 0 | 0 | 0 | 0 | 0 | 0 | 1345.6
1485 | 1182.4 | 0 | 0 | 0 | 0 | 0 | 0 | 0 | 0 | 1182.4
1486 | 1305.6 | 0 | 0 | 0 | 0 | 0 | 0 | 0 | 0 | 1305.6
1487 | 1395.2 | 0 | 0 | 0 | 0 | 0 | 0 | 0 | 0 | 1395.2
1488 | 1414.4 | 0 | 0 | 0 | 0 | 0 | 0 | 1414.4 | 0 | 0
1489 | 1534.4 | 0 | 0 | 0 | 0 | 0 | 0 | 1534.4 | 0 | 0
1490 | 1493.6 | 0 | 0 | 0 | 0 | 0 | 0 | 1493.6 | 0 | 0
1491 | 1685.6 | 0 | 0 | 0 | 0 | 0 | 0 | 1685.6 | 0 | 0
1492 | 1434.4 | 0 | 0 | 0 | 0 | 0 | 0 | 1434.4 | 0 | 0
1493 | 1459.2 | 0 | 0 | 0 | 0 | 0 | 0 | 1459.2 | 0 | 0
1494 | 1717.6 | 0 | 0 | 0 | 0 | 0 | 0 | 1717.6 | 0 | 0
1495 | 1190.4 | 37.12 | 108.597 | 108.597 | 0 | 0 | 0 | 1081.803 | 0 | 0
1496 | 1580.043 | 237.98 | 1007.268 | 1007.268 | 0 | 0 | 0 | 572.775 | 0 | 0
1497 | 1502.036 | 441.96 | 1893.496 | 1502.036 | -391.46 | 0 | 0 | 0 | 0 | 0
1498 | 1441.807 | 603.63 | 2505.578 | 1441.807 | -1063.771 | 0 | 0 | 0 | 0 | 0
1499 | 1867.076 | 856.76 | 3427.135 | 1867.076 | -1560.059 | 0 | 0 | 0 | 0 | 0
1500 | 1969.563 | 978.72 | 3845.796 | 1969.562 | -1799.377 | 0 | 76.857 | 0 | 0 | 0
1501 | 1991.36 | 600.79 | 2429.896 | 1991.36 | -438.536 | 0 | 0 | 0 | 0 | 0
1502 | 1801.825 | 264.04 | 1066.514 | 1066.514 | 0 | 0 | 0 | 447.406 | 0 | 287.905
1503 | 1593.282 | 705.82 | 2921.283 | 1593.282 | -1328.001 | 0 | 0 | 0 | 0 | 0
1504 | 1359.178 | 556.71 | 2378.976 | 1359.178 | -1019.798 | 0 | 0 | 0 | 0 | 0
1505 | 1889.839 | 309.29 | 1319.717 | 1319.717 | 0 | 0 | 0 | 570.122 | 0 | 0
1506 | 1338.014 | 73.96 | 256.001 | 256.001 | 0 | 0 | 0 | 1082.013 | 0 | 0
1507 | 1353.885 | 0 | 0 | 0 | 0 | 0 | 0 | 0 | 0 | 1353.885
1508 | 1158.4 | 0 | 0 | 0 | 0 | 0 | 0 | 0 | 0 | 1158.4
1509 | 1659.2 | 0 | 0 | 0 | 0 | 0 | 0 | 0 | 0 | 1659.2
1510 | 1568 | 0 | 0 | 0 | 0 | 0 | 0 | 0 | 0 | 1568
1511 | 1603.2 | 0 | 0 | 0 | 0 | 0 | 0 | 0 | 0 | 1603.2
1512 | 1517.6 | 0 | 0 | 0 | 0 | 0 | 0 | 1517.6 | 0 | 0
1513 | 1664 | 0 | 0 | 0 | 0 | 0 | 0 | 1664 | 0 | 0
1514 | 1617.6 | 0 | 0 | 0 | 0 | 0 | 0 | 1617.6 | 0 | 0
1515 | 1648 | 0 | 0 | 0 | 0 | 0 | 0 | 1648 | 0 | 0
1516 | 1176.8 | 0 | 0 | 0 | 0 | 0 | 0 | 1176.8 | 0 | 0
1517 | 1515.2 | 0 | 0 | 0 | 0 | 0 | 0 | 1515.2 | 0 | 0
1518 | 1512.8 | 0 | 0 | 0 | 0 | 0 | 0 | 1512.8 | 0 | 0
1519 | 1321.6 | 39.15 | 114.516 | 29.937 | -84.579 | 0 | 0 | 1291.663 | 0 | 0
1520 | 1341.317 | 257.9 | 1096.87 | 1096.87 | 0 | 0 | 0 | 244.447 | 0 | 0
1521 | 1629.663 | 489.01 | 2121.74 | 1629.663 | -492.077 | 0 | 0 | 0 | 0 | 0
1522 | 1448.199 | 607.25 | 2554.153 | 1448.199 | -1105.954 | 0 | 0 | 0 | 0 | 0
1523 | 1859.743 | 885.03 | 3604.77 | 1859.743 | -1745.027 | 0 | 0 | 0 | 0 | 0
1524 | 1762.66 | 948.96 | 3803.864 | 1762.66 | -1799.377 | 0 | 241.827 | 0 | 0 | 0
1525 | 1573.75 | 705.55 | 2853.905 | 1573.75 | -1280.155 | 0 | 0 | 0 | 0 | 0
1526 | 1726.047 | 666.89 | 2723.712 | 1726.047 | -997.665 | 0 | 0 | 0 | 0 | 0
1527 | 1828.904 | 516.59 | 2149.514 | 1828.904 | -320.61 | 0 | 0 | 0 | 0 | 0
1528 | 1697.557 | 477.19 | 2043.726 | 1697.557 | -346.169 | 0 | 0 | 0 | 0 | 0
1529 | 1829.581 | 314.92 | 1346.239 | 1346.239 | 0 | 0 | 0 | 483.342 | 0 | 0
1530 | 1704.422 | 79.39 | 272.855 | 272.855 | 0 | 0 | 0 | 1431.567 | 0 | 0
1531 | 1675.433 | 0 | 0 | 0 | 0 | 0 | 0 | 0 | 0 | 1675.433
1532 | 1698.4 | 0 | 0 | 0 | 0 | 0 | 0 | 0 | 0 | 1698.4
1533 | 1537.6 | 0 | 0 | 0 | 0 | 0 | 0 | 0 | 0 | 1537.6
1534 | 1532 | 0 | 0 | 0 | 0 | 0 | 0 | 0 | 0 | 1532
1535 | 1324 | 0 | 0 | 0 | 0 | 0 | 0 | 0 | 0 | 1324
1536 | 382.4 | 0 | 0 | 0 | 0 | 0 | 0 | 382.4 | 0 | 0
1537 | 394.4 | 0 | 0 | 0 | 0 | 0 | 0 | 394.4 | 0 | 0
1538 | 378.4 | 0 | 0 | 0 | 0 | 0 | 0 | 378.4 | 0 | 0
1539 | 357.6 | 0 | 0 | 0 | 0 | 0 | 0 | 357.6 | 0 | 0
1540 | 367.2 | 0 | 0 | 0 | 0 | 0 | 0 | 367.2 | 0 | 0
1541 | 380 | 0 | 0 | 0 | 0 | 0 | 0 | 380 | 0 | 0
1542 | 397.6 | 0 | 0 | 0 | 0 | 0 | 0 | 397.6 | 0 | 0
1543 | 354.4 | 48.5 | 144.498 | 0 | -144.498 | 0 | 0 | 354.4 | 0 | 0
1544 | 442.969 | 277.11 | 1179.512 | 0 | -1179.512 | 0 | 0 | 442.969 | 0 | 0
1545 | 1680.912 | 294.74 | 1260.783 | 0 | -1260.783 | 0 | 0 | 1680.912 | 0 | 0
1546 | 1829.403 | 418.69 | 1754.684 | 0 | -1754.684 | 0 | 0 | 1829.403 | 0 | 0
1547 | 1851.263 | 556.09 | 2292.092 | 492.715 | -1799.377 | 0 | 0 | 1358.547 | 0 | 0
1548 | 1924.839 | 742.64 | 3007.068 | 1784.857 | -1222.211 | 0 | 0 | 139.982 | 0 | 0
1549 | 1677.954 | 435.71 | 1774.297 | 1677.954 | -96.343 | 0 | 0 | 0 | 0 | 0
1550 | 1718.738 | 171.19 | 682.116 | 682.116 | 0 | 0 | 0 | 1036.622 | 0 | 0
1551 | 1907.596 | 428.38 | 1778.573 | 1778.573 | 0 | 0 | 0 | 129.023 | 0 | 0
1552 | 1688.519 | 432.42 | 1840.299 | 1688.519 | -151.78 | 0 | 0 | 0 | 0 | 0
1553 | 2091.005 | 296.29 | 1261.7 | 1261.7 | 0 | 0 | 0 | 829.305 | 0 | 0
1554 | 1608.296 | 63.85 | 221.108 | 221.108 | 0 | 0 | 0 | 1387.188 | 0 | 0
1555 | 1773.255 | 0 | 0 | 0 | 0 | 0 | 0 | 0 | 0 | 1773.255
1556 | 1601.6 | 0 | 0 | 0 | 0 | 0 | 0 | 0 | 0 | 1601.6
1557 | 1201.6 | 0 | 0 | 0 | 0 | 0 | 0 | 0 | 0 | 1201.6
1558 | 1380.8 | 0 | 0 | 0 | 0 | 0 | 0 | 0 | 0 | 1380.8
1559 | 1320.8 | 0 | 0 | 0 | 0 | 0 | 0 | 0 | 0 | 1320.8
1560 | 361.6 | 0 | 0 | 0 | 0 | 0 | 0 | 361.6 | 0 | 0
1561 | 110.4 | 0 | 0 | 0 | 0 | 0 | 0 | 110.4 | 0 | 0
1562 | 116.8 | 0 | 0 | 0 | 0 | 0 | 0 | 116.8 | 0 | 0
1563 | 111.2 | 0 | 0 | 0 | 0 | 0 | 0 | 111.2 | 0 | 0
1564 | 113.6 | 0 | 0 | 0 | 0 | 0 | 0 | 113.6 | 0 | 0
1565 | 110.4 | 0 | 0 | 0 | 0 | 0 | 0 | 110.4 | 0 | 0
1566 | 114.4 | 0 | 0 | 0 | 0 | 0 | 0 | 114.4 | 0 | 0
1567 | 98.4 | 44.29 | 132.458 | 98.4 | -34.058 | 0 | 0 | 0 | 0 | 0
1568 | 220.236 | 267.1 | 1122.18 | 220.236 | -901.944 | 0 | 0 | 0 | 0 | 0
1569 | 1212.985 | 512.7 | 2173.244 | 1212.985 | -960.259 | 0 | 0 | 0 | 0 | 0
1570 | 1238.812 | 727.34 | 2949.742 | 1238.812 | -1710.93 | 0 | 0 | 0 | 0 | 0
1571 | 1664.717 | 783.38 | 3083.089 | 1664.717 | -1418.372 | 0 | 0 | 0 | 0 | 0
1572 | 1556.917 | 859.52 | 3288.923 | 1556.917 | -1732.006 | 0 | 0 | 0 | 0 | 0
1573 | 1408.483 | 853.19 | 3235.765 | 1408.482 | -1799.377 | 0 | 27.906 | 0 | 0 | 0
1574 | 1587.586 | 741.62 | 2880.506 | 1587.586 | -577.866 | 0 | 715.054 | 0 | 0 | 0
1575 | 1726.378 | 628.86 | 2539.111 | 1726.378 | 0 | 0 | 812.733 | 0 | 0 | 0
1576 | 1711.478 | 456.89 | 1915.986 | 1711.478 | 0 | 0 | 204.508 | 0 | 0 | 0
1577 | 1544.327 | 230.59 | 966.395 | 966.395 | 0 | 0 | 0 | 577.932 | 0 | 0
1578 | 1402.659 | 57.95 | 195.73 | 195.73 | 0 | 0 | 0 | 963.564 | 0 | 243.365
1579 | 1439.865 | 0 | 0 | 0 | 0 | 0 | 0 | 0 | 0 | 1439.865
1580 | 1459.2 | 0 | 0 | 0 | 0 | 0 | 0 | 0 | 0 | 1459.2
1581 | 1510.4 | 0 | 0 | 0 | 0 | 0 | 0 | 0 | 0 | 1510.4
1582 | 1384 | 0 | 0 | 0 | 0 | 0 | 0 | 0 | 0 | 1384
1583 | 1400 | 0 | 0 | 0 | 0 | 0 | 0 | 0 | 0 | 1400
1584 | 472 | 0 | 0 | 0 | 0 | 0 | 0 | 0 | 0 | 472
1585 | 416.8 | 0 | 0 | 0 | 0 | 0 | 0 | 416.8 | 0 | 0
1586 | 390.4 | 0 | 0 | 0 | 0 | 0 | 0 | 390.4 | 0 | 0
1587 | 431.2 | 0 | 0 | 0 | 0 | 0 | 0 | 431.2 | 0 | 0
1588 | 381.6 | 0 | 0 | 0 | 0 | 0 | 0 | 381.6 | 0 | 0
1589 | 384 | 0 | 0 | 0 | 0 | 0 | 0 | 384 | 0 | 0
1590 | 484.8 | 0 | 0 | 0 | 0 | 0 | 0 | 484.8 | 0 | 0
1591 | 424 | 41.62 | 124.653 | 124.653 | 0 | 0 | 0 | 0 | 0 | 299.347
1592 | 433.137 | 261.43 | 1098.309 | 433.137 | -665.172 | 0 | 0 | 0 | 0 | 0
1593 | 1644.823 | 505.61 | 2124.482 | 1644.823 | -479.659 | 0 | 0 | 0 | 0 | 0
1594 | 1786.904 | 713.87 | 2837.435 | 1786.904 | -1050.531 | 0 | 0 | 0 | 0 | 0
1595 | 1792.2 | 849.2 | 3256.545 | 1792.2 | -1464.345 | 0 | 0 | 0 | 0 | 0
1596 | 1606.691 | 938.82 | 3537.799 | 1606.691 | -1799.377 | 0 | 131.731 | 0 | 0 | 0
1597 | 1894.24 | 951.03 | 3573.706 | 1894.24 | -1679.466 | 0 | 0 | 0 | 0 | 0
1598 | 1829.242 | 828.76 | 3193.363 | 1829.242 | -1364.121 | 0 | 0 | 0 | 0 | 0
1599 | 1903.518 | 737.68 | 2917.636 | 1903.518 | -632.143 | 0 | 381.975 | 0 | 0 | 0
1600 | 1476.616 | 530.46 | 2184.503 | 1476.616 | 0 | 0 | 707.887 | 0 | 0 | 0
1601 | 1535.769 | 288.12 | 1194.775 | 1194.775 | 0 | 0 | 0 | 340.994 | 0 | 0
1602 | 1485.795 | 62.78 | 207.963 | 207.963 | 0 | 0 | 0 | 1277.832 | 0 | 0
1603 | 1357.077 | 0 | 0 | 0 | 0 | 0 | 0 | 0 | 0 | 1357.077
1604 | 1589.6 | 0 | 0 | 0 | 0 | 0 | 0 | 0 | 0 | 1589.6
1605 | 1525.6 | 0 | 0 | 0 | 0 | 0 | 0 | 0 | 0 | 1525.6
1606 | 1258.4 | 0 | 0 | 0 | 0 | 0 | 0 | 0 | 0 | 1258.4
1607 | 1140 | 0 | 0 | 0 | 0 | 0 | 0 | 0 | 0 | 1140
1608 | 1290.4 | 0 | 0 | 0 | 0 | 0 | 0 | 1290.4 | 0 | 0
1609 | 1470.4 | 0 | 0 | 0 | 0 | 0 | 0 | 1470.4 | 0 | 0
1610 | 904.8 | 0 | 0 | 0 | 0 | 0 | 0 | 904.8 | 0 | 0
1611 | 1167.2 | 0 | 0 | 0 | 0 | 0 | 0 | 1167.2 | 0 | 0
1612 | 1140.8 | 0 | 0 | 0 | 0 | 0 | 0 | 1140.8 | 0 | 0
1613 | 1201.6 | 0 | 0 | 0 | 0 | 0 | 0 | 1201.6 | 0 | 0
1614 | 1211.2 | 0 | 0 | 0 | 0 | 0 | 0 | 770.538 | 0 | 440.662
1615 | 1014.4 | 38.37 | 117.563 | 117.563 | 0 | 0 | 0 | 0 | 0 | 896.837
1616 | 337.397 | 254.93 | 1078.47 | 337.397 | -741.073 | 0 | 0 | 0 | 0 | 0
1617 | 274.291 | 498.77 | 2115.324 | 274.291 | -1799.377 | 0 | 41.656 | 0 | 0 | 0
1618 | 264.437 | 708.02 | 2882.562 | 264.437 | -1799.377 | 0 | 818.748 | 0 | 0 | 0
1619 | 281.379 | 858.28 | 3372.567 | 281.379 | -1799.377 | 0 | 1291.811 | 0 | 0 | 0
1620 | 297.305 | 945.55 | 3640.048 | 297.305 | -1799.377 | 0 | 1543.366 | 0 | 0 | 0
1621 | 288.999 | 876.2 | 3395.832 | 288.999 | -1196.233 | 0 | 1910.6 | 0 | 0 | 0
1622 | 276.252 | 666.32 | 2647.901 | 276.252 | 0 | 0 | 2371.649 | 0 | 0 | 0
1623 | 267.096 | 316.18 | 1280.673 | 267.096 | 0 | 0 | 1013.577 | 0 | 0 | 0
1624 | 204.599 | 300.06 | 1243.69 | 204.599 | 0 | 0 | 1039.091 | 0 | 0 | 0
1625 | 286.349 | 213.92 | 886.766 | 286.349 | 0 | 0 | 600.417 | 0 | 0 | 0
1626 | 229.93 | 52.13 | 171.949 | 171.949 | 0 | 0 | 0 | 0 | 0 | 57.981
1627 | 205.13 | 0 | 0 | 0 | 0 | 0 | 0 | 0 | 0 | 205.13
1628 | 299.2 | 0 | 0 | 0 | 0 | 0 | 0 | 0 | 0 | 299.2
1629 | 287.2 | 0 | 0 | 0 | 0 | 0 | 0 | 0 | 0 | 287.2
1630 | 292 | 0 | 0 | 0 | 0 | 0 | 0 | 0 | 0 | 292
1631 | 230.4 | 0 | 0 | 0 | 0 | 0 | 0 | 0 | 0 | 230.4
1632 | 164.8 | 0 | 0 | 0 | 0 | 0 | 0 | 0 | 0 | 164.8
1633 | 195.2 | 0 | 0 | 0 | 0 | 0 | 0 | 0 | 0 | 195.2
1634 | 238.4 | 0 | 0 | 0 | 0 | 0 | 0 | 0 | 0 | 238.4
1635 | 187.2 | 0 | 0 | 0 | 0 | 0 | 0 | 0 | 0 | 187.2
1636 | 148.8 | 0 | 0 | 0 | 0 | 0 | 0 | 0 | 0 | 148.8
1637 | 132.8 | 0 | 0 | 0 | 0 | 0 | 0 | 0 | 0 | 132.8
1638 | 192.8 | 0 | 0 | 0 | 0 | 0 | 0 | 0 | 0 | 192.8
1639 | 120 | 42.19 | 127.661 | 120 | -7.661 | 0 | 0 | 0 | 0 | 0
1640 | 191.45 | 262.62 | 1109.319 | 191.45 | -917.869 | 0 | 0 | 0 | 0 | 0
1641 | 866.164 | 508.37 | 2147.719 | 866.164 | -1281.555 | 0 | 0 | 0 | 0 | 0
1642 | 1455.515 | 722.12 | 2908.387 | 1455.514 | -721.948 | 0 | 730.925 | 0 | 0 | 0
1643 | 1743.462 | 881.33 | 3406.214 | 1743.462 | 0 | 0 | 1662.752 | 0 | 0 | 0
1644 | 1648.641 | 969.33 | 3648.112 | 1648.641 | 0 | 0 | 1999.471 | 0 | 0 | 0
1645 | 1680.833 | 974.64 | 3652.258 | 1680.833 | 0 | 0 | 1971.425 | 0 | 0 | 0
1646 | 1635.438 | 895.83 | 3429.366 | 1635.438 | 0 | 0 | 1793.928 | 0 | 0 | 0
1647 | 1660.537 | 741.54 | 2944.645 | 1660.537 | 0 | 0 | 1284.108 | 0 | 0 | 0
1648 | 1717.571 | 535.72 | 2221.095 | 1717.571 | 0 | 0 | 503.524 | 0 | 0 | 0
1649 | 1588.152 | 291.88 | 1219.343 | 1219.343 | 0 | 0 | 0 | 368.809 | 0 | 0
1650 | 1863.569 | 64.09 | 215.343 | 215.343 | 0 | 0 | 0 | 1648.226 | 0 | 0
1651 | 1540.524 | 0 | 0 | 0 | 0 | 0 | 0 | 0 | 0 | 1540.524
1652 | 1230.4 | 0 | 0 | 0 | 0 | 0 | 0 | 0 | 0 | 1230.4
1653 | 1436 | 0 | 0 | 0 | 0 | 0 | 0 | 0 | 0 | 1436
1654 | 1564.8 | 0 | 0 | 0 | 0 | 0 | 0 | 0 | 0 | 1564.8
1655 | 1647.2 | 0 | 0 | 0 | 0 | 0 | 0 | 0 | 0 | 1647.2
1656 | 1421.6 | 0 | 0 | 0 | 0 | 0 | 0 | 1421.6 | 0 | 0
1657 | 1376.8 | 0 | 0 | 0 | 0 | 0 | 0 | 1376.8 | 0 | 0
1658 | 1502.4 | 0 | 0 | 0 | 0 | 0 | 0 | 1502.4 | 0 | 0
1659 | 1624 | 0 | 0 | 0 | 0 | 0 | 0 | 1624 | 0 | 0
1660 | 1292.8 | 0 | 0 | 0 | 0 | 0 | 0 | 1292.8 | 0 | 0
1661 | 1245.6 | 0 | 0 | 0 | 0 | 0 | 0 | 1245.6 | 0 | 0
1662 | 1281.6 | 0 | 0 | 0 | 0 | 0 | 0 | 1281.6 | 0 | 0
1663 | 1044.8 | 28.68 | 82.109 | 82.109 | 0 | 0 | 0 | 378.715 | 0 | 583.976
1664 | 1268.07 | 248.83 | 1062.793 | 1062.793 | 0 | 0 | 0 | 0 | 0 | 205.277
1665 | 1664.469 | 434.67 | 1876.902 | 1664.469 | -212.433 | 0 | 0 | 0 | 0 | 0
1666 | 1354.034 | 703.1 | 2947.171 | 1354.034 | -1593.137 | 0 | 0 | 0 | 0 | 0
1667 | 1675.929 | 325.75 | 1345.588 | 1345.588 | 0 | 0 | 0 | 0 | 0 | 330.341
1668 | 1404.339 | 939.84 | 3804.221 | 1404.339 | -1799.377 | 0 | 600.505 | 0 | 0 | 0
1669 | 1405.495 | 956.67 | 3879.987 | 1405.495 | -1799.377 | 0 | 675.115 | 0 | 0 | 0
1670 | 1385.337 | 810.84 | 3338.75 | 1385.336 | -1799.377 | 0 | 154.037 | 0 | 0 | 0
1671 | 1426.323 | 758.6 | 3184.528 | 1426.323 | -1758.205 | 0 | 0 | 0 | 0 | 0
1672 | 1546.268 | 554.91 | 2397.416 | 1546.268 | -540.541 | 0 | 310.607 | 0 | 0 | 0
1673 | 1512.557 | 315.26 | 1349.484 | 1349.484 | 0 | 0 | 0 | 163.073 | 0 | 0
1674 | 1715.266 | 79.85 | 266.971 | 266.971 | 0 | 0 | 0 | 1448.295 | 0 | 0
1675 | 1546.02 | 0 | 0 | 0 | 0 | 0 | 0 | 0 | 0 | 1546.02
1676 | 1220 | 0 | 0 | 0 | 0 | 0 | 0 | 0 | 0 | 1220
1677 | 1550.4 | 0 | 0 | 0 | 0 | 0 | 0 | 0 | 0 | 1550.4
1678 | 1778.4 | 0 | 0 | 0 | 0 | 0 | 0 | 0 | 0 | 1778.4
1679 | 1676.8 | 0 | 0 | 0 | 0 | 0 | 0 | 0 | 0 | 1676.8
1680 | 1480.8 | 0 | 0 | 0 | 0 | 0 | 0 | 1480.8 | 0 | 0
1681 | 1334.4 | 0 | 0 | 0 | 0 | 0 | 0 | 1334.4 | 0 | 0
1682 | 1472 | 0 | 0 | 0 | 0 | 0 | 0 | 1472 | 0 | 0
1683 | 1444.8 | 0 | 0 | 0 | 0 | 0 | 0 | 1444.8 | 0 | 0
1684 | 230.4 | 0 | 0 | 0 | 0 | 0 | 0 | 230.4 | 0 | 0
1685 | 354.4 | 0 | 0 | 0 | 0 | 0 | 0 | 354.4 | 0 | 0
1686 | 880.8 | 0 | 0 | 0 | 0 | 0 | 0 | 880.8 | 0 | 0
1687 | 1391.249 | 57.95 | 180.439 | 180.439 | 0 | 0 | 0 | 904.537 | 0 | 306.274
1688 | 1367.166 | 290.94 | 1236.883 | 1236.883 | 0 | 0 | 0 | 0 | 0 | 130.283
1689 | 1114.978 | 544.83 | 2358.367 | 1114.978 | -1243.389 | 0 | 0 | 0 | 0 | 0
1690 | 991.078 | 769.84 | 3208.354 | 991.078 | -1799.377 | 0 | 417.899 | 0 | 0 | 0
1691 | 1722.516 | 935.81 | 3764.367 | 1722.516 | -1799.377 | 0 | 242.474 | 0 | 0 | 0
1692 | 1259.699 | 1025.3 | 4034.425 | 1259.699 | -1799.377 | 0 | 975.349 | 0 | 0 | 0
1693 | 1018.275 | 1030.87 | 4040.677 | 1018.275 | -1799.377 | 0 | 1223.025 | 0 | 0 | 0
1694 | 905.101 | 923.13 | 3684.489 | 905.101 | -693.917 | 0 | 2085.471 | 0 | 0 | 0
1695 | 1153.41 | 803.51 | 3297.384 | 1153.41 | 0 | 0 | 2143.974 | 0 | 0 | 0
1696 | 1638.025 | 588.8 | 2506.286 | 1638.025 | 0 | 0 | 868.261 | 0 | 0 | 0
1697 | 1603.774 | 336.68 | 1422.911 | 1422.911 | 0 | 0 | 0 | 180.863 | 0 | 0
1698 | 1509.175 | 89.24 | 285.179 | 285.179 | 0 | 0 | 0 | 1223.996 | 0 | 0
1699 | 994.822 | 0 | 0 | 0 | 0 | 0 | 0 | 0 | 0 | 994.822
1700 | 1233.6 | 0 | 0 | 0 | 0 | 0 | 0 | 0 | 0 | 1233.6
1701 | 1465.6 | 0 | 0 | 0 | 0 | 0 | 0 | 0 | 0 | 1465.6
1702 | 1463.2 | 0 | 0 | 0 | 0 | 0 | 0 | 0 | 0 | 1463.2
1703 | 1261.6 | 0 | 0 | 0 | 0 | 0 | 0 | 0 | 0 | 1261.6
1704 | 1423.2 | 0 | 0 | 0 | 0 | 0 | 0 | 708.491 | 0 | 714.709
1705 | 1556.8 | 0 | 0 | 0 | 0 | 0 | 0 | 1556.8 | 0 | 0
1706 | 1232.8 | 0 | 0 | 0 | 0 | 0 | 0 | 1232.8 | 0 | 0
1707 | 1564 | 0 | 0 | 0 | 0 | 0 | 0 | 1564 | 0 | 0
1708 | 1275.2 | 0 | 0 | 0 | 0 | 0 | 0 | 1275.2 | 0 | 0
1709 | 1312.8 | 0 | 0 | 0 | 0 | 0 | 0 | 1312.8 | 0 | 0
1710 | 1168 | 0 | 0 | 0 | 0 | 0 | 0 | 1168 | 0 | 0
1711 | 1272.8 | 65.14 | 198.154 | 198.154 | 0 | 0 | 0 | 0 | 0 | 1074.646
1712 | 922.415 | 304.54 | 1289.202 | 922.415 | -366.787 | 0 | 0 | 0 | 0 | 0
1713 | 1110.192 | 559.02 | 2409.74 | 1110.192 | -1299.548 | 0 | 0 | 0 | 0 | 0
1714 | 1567.16 | 769.48 | 3190.293 | 1567.16 | -1623.133 | 0 | 0 | 0 | 0 | 0
1715 | 1212.443 | 916.93 | 3665.647 | 1212.443 | -1799.377 | 0 | 653.827 | 0 | 0 | 0
1716 | 1091.61 | 1001.3 | 3914.421 | 1091.61 | -1799.377 | 0 | 1023.434 | 0 | 0 | 0
1717 | 971.536 | 1004.36 | 3934.175 | 971.535 | -1799.377 | 0 | 1163.263 | 0 | 0 | 0
1718 | 1055.456 | 809.98 | 3257.321 | 1055.456 | -447.214 | 0 | 1754.651 | 0 | 0 | 0
1719 | 957.674 | 779.29 | 3205.613 | 957.674 | 0 | 0 | 2247.939 | 0 | 0 | 0
1720 | 997.558 | 568.54 | 2422.251 | 997.558 | 0 | 0 | 1424.693 | 0 | 0 | 0
1721 | 1166.299 | 321.19 | 1361.44 | 1166.299 | 0 | 0 | 195.141 | 0 | 0 | 0
1722 | 1040.947 | 82.11 | 270.516 | 270.516 | 0 | 0 | 0 | 0 | 0 | 770.431
1723 | 1287.915 | 0 | 0 | 0 | 0 | 0 | 0 | 0 | 0 | 1287.915
1724 | 1227.2 | 0 | 0 | 0 | 0 | 0 | 0 | 0 | 0 | 1227.2
1725 | 1147.2 | 0 | 0 | 0 | 0 | 0 | 0 | 0 | 0 | 1147.2
1726 | 1378.4 | 0 | 0 | 0 | 0 | 0 | 0 | 0 | 0 | 1378.4
1727 | 1175.2 | 0 | 0 | 0 | 0 | 0 | 0 | 0 | 0 | 1175.2
1728 | 160.8 | 0 | 0 | 0 | 0 | 0 | 0 | 0 | 0 | 160.8
1729 | 104.8 | 0 | 0 | 0 | 0 | 0 | 0 | 0 | 0 | 104.8
1730 | 106.4 | 0 | 0 | 0 | 0 | 0 | 0 | 0 | 0 | 106.4
1731 | 102.4 | 0 | 0 | 0 | 0 | 0 | 0 | 0 | 0 | 102.4
1732 | 108 | 0 | 0 | 0 | 0 | 0 | 0 | 0 | 0 | 108
1733 | 101.6 | 0 | 0 | 0 | 0 | 0 | 0 | 0 | 0 | 101.6
1734 | 104 | 0 | 0 | 0 | 0 | 0 | 0 | 0 | 0 | 104
1735 | 86.785 | 69.55 | 210.132 | 86.785 | -123.347 | 0 | 0 | 0 | 0 | 0
1736 | 102.491 | 313.03 | 1328.869 | 102.491 | -1226.378 | 0 | 0 | 0 | 0 | 0
1737 | 1053.719 | 570.49 | 2466.063 | 1053.719 | -1412.344 | 0 | 0 | 0 | 0 | 0
1738 | 1351.25 | 792.48 | 3297.146 | 1351.249 | -1799.377 | 0 | 146.52 | 0 | 0 | 0
1739 | 1014.359 | 951.51 | 3833.507 | 1014.359 | -1799.377 | 0 | 1019.771 | 0 | 0 | 0
1740 | 1130.671 | 584.14 | 2374.298 | 1130.671 | -1243.627 | 0 | 0 | 0 | 0 | 0
1741 | 1327.615 | 711.91 | 2866.953 | 1327.614 | -1047.555 | 0 | 491.784 | 0 | 0 | 0
1742 | 1312.509 | 960.03 | 3865.619 | 1312.509 | 0 | 0 | 2553.11 | 0 | 0 | 0
1743 | 1182.509 | 808.98 | 3353.22 | 1182.509 | 0 | 0 | 2170.711 | 0 | 0 | 0
1744 | 1270.68 | 593.39 | 2547.187 | 1270.68 | 0 | 0 | 1276.507 | 0 | 0 | 0
1745 | 1403.753 | 339.53 | 1444.908 | 1403.753 | 0 | 0 | 41.155 | 0 | 0 | 0
1746 | 1739.825 | 90.05 | 288.277 | 288.277 | 0 | 0 | 0 | 1449.923 | 0 | 1.625
1747 | 1588.775 | 0 | 0 | 0 | 0 | 0 | 0 | 0 | 0 | 1588.775
1748 | 1500.8 | 0 | 0 | 0 | 0 | 0 | 0 | 0 | 0 | 1500.8
1749 | 1536 | 0 | 0 | 0 | 0 | 0 | 0 | 0 | 0 | 1536
1750 | 1589.6 | 0 | 0 | 0 | 0 | 0 | 0 | 0 | 0 | 1589.6
1751 | 1916 | 0 | 0 | 0 | 0 | 0 | 0 | 116.623 | 0 | 1799.377
1752 | 192 | 0 | 0 | 0 | 0 | 0 | 0 | 0 | 0 | 192
1753 | 107.2 | 0 | 0 | 0 | 0 | 0 | 0 | 107.2 | 0 | 0
1754 | 116 | 0 | 0 | 0 | 0 | 0 | 0 | 116 | 0 | 0
1755 | 110.4 | 0 | 0 | 0 | 0 | 0 | 0 | 110.4 | 0 | 0
1756 | 110.4 | 0 | 0 | 0 | 0 | 0 | 0 | 110.4 | 0 | 0
1757 | 108 | 0 | 0 | 0 | 0 | 0 | 0 | 108 | 0 | 0
1758 | 110.4 | 0 | 0 | 0 | 0 | 0 | 0 | 110.4 | 0 | 0
1759 | 103.221 | 74.32 | 220.508 | 103.221 | -117.287 | 0 | 0 | 0 | 0 | 0
1760 | 126.773 | 324.47 | 1384.377 | 126.773 | -1257.604 | 0 | 0 | 0 | 0 | 0
1761 | 999.966 | 574.05 | 2508.472 | 999.966 | -1508.506 | 0 | 0 | 0 | 0 | 0
1762 | 1972.895 | 799.4 | 3375.925 | 1972.895 | -1403.03 | 0 | 0 | 0 | 0 | 0
1763 | 1497.263 | 951.9 | 3901.718 | 1497.263 | -1799.377 | 0 | 605.078 | 0 | 0 | 0
1764 | 1447.357 | 976.32 | 3940.354 | 1447.357 | -1799.377 | 0 | 693.62 | 0 | 0 | 0
1765 | 1492.397 | 1037.67 | 4165.84 | 1492.397 | -1249.632 | 0 | 1423.811 | 0 | 0 | 0
1766 | 1665.983 | 946.85 | 3845.236 | 1665.983 | 0 | 0 | 2179.253 | 0 | 0 | 0
1767 | 1335.156 | 779.82 | 3239.396 | 1335.156 | 0 | 0 | 1904.24 | 0 | 0 | 0
1768 | 1587.901 | 568.67 | 2436.5 | 1587.901 | 0 | 0 | 848.599 | 0 | 0 | 0
1769 | 1409.122 | 313.01 | 1329.821 | 1329.821 | 0 | 0 | 0 | 79.301 | 0 | 0
1770 | 1956.792 | 74.87 | 253.356 | 253.356 | 0 | 0 | 0 | 1703.436 | 0 | 0
1771 | 1705.486 | 0 | 0 | 0 | 0 | 0 | 0 | 0 | 0 | 1705.486
1772 | 1647.2 | 0 | 0 | 0 | 0 | 0 | 0 | 0 | 0 | 1647.2
1773 | 1580.8 | 0 | 0 | 0 | 0 | 0 | 0 | 0 | 0 | 1580.8
1774 | 1783.2 | 0 | 0 | 0 | 0 | 0 | 0 | 0 | 0 | 1783.2
1775 | 1466.4 | 0 | 0 | 0 | 0 | 0 | 0 | 0 | 0 | 1466.4
1776 | 1642.4 | 0 | 0 | 0 | 0 | 0 | 0 | 1642.4 | 0 | 0
1777 | 1504 | 0 | 0 | 0 | 0 | 0 | 0 | 1504 | 0 | 0
1778 | 1396 | 0 | 0 | 0 | 0 | 0 | 0 | 1396 | 0 | 0
1779 | 1258.4 | 0 | 0 | 0 | 0 | 0 | 0 | 1258.4 | 0 | 0
1780 | 1348.8 | 0 | 0 | 0 | 0 | 0 | 0 | 1348.8 | 0 | 0
1781 | 1135.2 | 0 | 0 | 0 | 0 | 0 | 0 | 1135.2 | 0 | 0
1782 | 1196.8 | 0 | 0 | 0 | 0 | 0 | 0 | 1196.8 | 0 | 0
1783 | 1208.997 | 59.67 | 192.038 | 192.038 | 0 | 0 | 0 | 991.869 | 0 | 25.091
1784 | 230.659 | 295.75 | 1260.579 | 230.659 | -1029.92 | 0 | 0 | 0 | 0 | 0
1785 | 288.152 | 529.96 | 2286.361 | 288.152 | -1799.377 | 0 | 198.832 | 0 | 0 | 0
1786 | 332.224 | 764.06 | 3172.68 | 332.224 | -1799.377 | 0 | 1041.079 | 0 | 0 | 0
1787 | 287.755 | 922.48 | 3721.086 | 287.754 | -1799.377 | 0 | 1633.955 | 0 | 0 | 0
1788 | 233.034 | 1008.35 | 4010.366 | 233.034 | -1799.377 | 0 | 1977.955 | 0 | 0 | 0
1789 | 257.376 | 1007.76 | 4012.275 | 257.376 | -907.386 | 0 | 2847.513 | 0 | 0 | 0
1790 | 254.785 | 920.68 | 3726.79 | 254.785 | 0 | 0 | 3472.005 | 0 | 0 | 0
1791 | 276.33 | 769.08 | 3193.561 | 276.33 | 0 | 0 | 2917.231 | 0 | 0 | 0
1792 | 204.693 | 553.91 | 2368.663 | 204.693 | 0 | 0 | 2163.97 | 0 | 0 | 0
1793 | 301.357 | 286.02 | 1212.813 | 301.357 | 0 | 0 | 911.456 | 0 | 0 | 0
1794 | 228.211 | 70.33 | 238.835 | 228.211 | 0 | 0 | 10.624 | 0 | 0 | 0
1795 | 216.305 | 0 | 0 | 0 | 0 | 0 | 0 | 0 | 0 | 216.305
1796 | 242.4 | 0 | 0 | 0 | 0 | 0 | 0 | 0 | 0 | 242.4
1797 | 200.8 | 0 | 0 | 0 | 0 | 0 | 0 | 0 | 0 | 200.8
1798 | 296 | 0 | 0 | 0 | 0 | 0 | 0 | 0 | 0 | 296
1799 | 268 | 0 | 0 | 0 | 0 | 0 | 0 | 0 | 0 | 268
1800 | 291.2 | 0 | 0 | 0 | 0 | 0 | 0 | 0 | 0 | 291.2
1801 | 237.6 | 0 | 0 | 0 | 0 | 0 | 0 | 0 | 0 | 237.6
1802 | 191.2 | 0 | 0 | 0 | 0 | 0 | 0 | 0 | 0 | 191.2
1803 | 243.2 | 0 | 0 | 0 | 0 | 0 | 0 | 0 | 0 | 243.2
1804 | 204 | 0 | 0 | 0 | 0 | 0 | 0 | 0 | 0 | 204
1805 | 236 | 0 | 0 | 0 | 0 | 0 | 0 | 0 | 0 | 236
1806 | 293.6 | 0 | 0 | 0 | 0 | 0 | 0 | 0 | 0 | 293.6
1807 | 169.6 | 63.27 | 199.576 | 169.6 | -29.976 | 0 | 0 | 0 | 0 | 0
1808 | 205.306 | 309.06 | 1314.937 | 205.306 | -1109.631 | 0 | 0 | 0 | 0 | 0
1809 | 1200.592 | 567.37 | 2460.145 | 1200.592 | -1259.553 | 0 | 0 | 0 | 0 | 0
1810 | 1832.064 | 637.16 | 2669.598 | 1832.064 | -837.534 | 0 | 0 | 0 | 0 | 0
1811 | 1718.381 | 926.37 | 3773.236 | 1718.381 | -13.29 | 0 | 2041.565 | 0 | 0 | 0
1812 | 1345.557 | 1010.3 | 4040.326 | 1345.557 | 0 | 0 | 2694.769 | 0 | 0 | 0
1813 | 1408.003 | 999.85 | 3989.513 | 1408.003 | 0 | 0 | 2581.51 | 0 | 0 | 0
1814 | 1247.32 | 771.27 | 3132.52 | 1247.32 | 0 | 0 | 1885.2 | 0 | 0 | 0
1815 | 1222.285 | 654.14 | 2713.547 | 1222.285 | 0 | 0 | 1491.262 | 0 | 0 | 0
1816 | 1327.605 | 532.35 | 2269.025 | 1327.605 | 0 | 0 | 941.42 | 0 | 0 | 0
1817 | 1517.328 | 312.76 | 1323.863 | 1323.863 | 0 | 0 | 0 | 193.465 | 0 | 0
1818 | 1493.831 | 75.92 | 254.704 | 254.704 | 0 | 0 | 0 | 1239.127 | 0 | 0
1819 | 1418.435 | 0 | 0 | 0 | 0 | 0 | 0 | 0 | 0 | 1418.435
1820 | 1030.4 | 0 | 0 | 0 | 0 | 0 | 0 | 0 | 0 | 1030.4
1821 | 1524 | 0 | 0 | 0 | 0 | 0 | 0 | 0 | 0 | 1524
1822 | 1386.4 | 0 | 0 | 0 | 0 | 0 | 0 | 0 | 0 | 1386.4
1823 | 1324 | 0 | 0 | 0 | 0 | 0 | 0 | 0 | 0 | 1324
1824 | 1220 | 0 | 0 | 0 | 0 | 0 | 0 | 568.424 | 0 | 651.576
1825 | 1348.8 | 0 | 0 | 0 | 0 | 0 | 0 | 1348.8 | 0 | 0
1826 | 1544.8 | 0 | 0 | 0 | 0 | 0 | 0 | 1544.8 | 0 | 0
1827 | 1356 | 0 | 0 | 0 | 0 | 0 | 0 | 1356 | 0 | 0
1828 | 1223.2 | 0 | 0 | 0 | 0 | 0 | 0 | 1223.2 | 0 | 0
1829 | 995.2 | 0 | 0 | 0 | 0 | 0 | 0 | 995.2 | 0 | 0
1830 | 1268 | 0 | 0 | 0 | 0 | 0 | 0 | 1268 | 0 | 0
1831 | 1071.282 | 59.74 | 197.916 | 197.916 | 0 | 0 | 0 | 0 | 0 | 873.366
1832 | 1080.559 | 282.66 | 1207.824 | 1080.559 | -127.265 | 0 | 0 | 0 | 0 | 0
1833 | 1433.37 | 535.52 | 2305.996 | 1433.37 | -872.626 | 0 | 0 | 0 | 0 | 0
1834 | 1536.183 | 756.16 | 3125.644 | 1536.183 | -1589.461 | 0 | 0 | 0 | 0 | 0
1835 | 1523.623 | 904.66 | 3601.915 | 1523.622 | -1799.377 | 0 | 278.916 | 0 | 0 | 0
1836 | 1417.562 | 974.9 | 3797.798 | 1417.561 | -1799.377 | 0 | 580.86 | 0 | 0 | 0
1837 | 1857.995 | 991.16 | 3845.91 | 1857.995 | -1799.377 | 0 | 188.538 | 0 | 0 | 0
1838 | 1821.112 | 654.07 | 2628.917 | 1821.112 | -807.805 | 0 | 0 | 0 | 0 | 0
1839 | 2055.08 | 680.85 | 2788.446 | 2055.08 | -339.525 | 0 | 393.841 | 0 | 0 | 0
1840 | 1685.353 | 531.67 | 2253.807 | 1685.353 | 0 | 0 | 568.454 | 0 | 0 | 0
1841 | 1935.979 | 298.41 | 1264.153 | 1264.153 | 0 | 0 | 0 | 671.826 | 0 | 0
1842 | 1652.92 | 69.09 | 237.028 | 237.028 | 0 | 0 | 0 | 1415.892 | 0 | 0
1843 | 1211.742 | 0 | 0 | 0 | 0 | 0 | 0 | 0 | 0 | 1211.742
1844 | 1214.4 | 0 | 0 | 0 | 0 | 0 | 0 | 0 | 0 | 1214.4
1845 | 1048 | 0 | 0 | 0 | 0 | 0 | 0 | 0 | 0 | 1048
1846 | 1320.8 | 0 | 0 | 0 | 0 | 0 | 0 | 0 | 0 | 1320.8
1847 | 1692 | 0 | 0 | 0 | 0 | 0 | 0 | 0 | 0 | 1692
1848 | 1456.8 | 0 | 0 | 0 | 0 | 0 | 0 | 588.435 | 0 | 868.365
1849 | 1660.8 | 0 | 0 | 0 | 0 | 0 | 0 | 1660.8 | 0 | 0
1850 | 1558.4 | 0 | 0 | 0 | 0 | 0 | 0 | 1558.4 | 0 | 0
1851 | 1351.2 | 0 | 0 | 0 | 0 | 0 | 0 | 1351.2 | 0 | 0
1852 | 954.4 | 0 | 0 | 0 | 0 | 0 | 0 | 954.4 | 0 | 0
1853 | 1149.6 | 0 | 0 | 0 | 0 | 0 | 0 | 1149.6 | 0 | 0
1854 | 950.4 | 0 | 0 | 0 | 0 | 0 | 0 | 950.4 | 0 | 0
1855 | 1003.501 | 44.82 | 150.632 | 150.632 | 0 | 0 | 0 | 0 | 0 | 852.869
1856 | 1142.233 | 297.05 | 1271.657 | 1142.233 | -129.424 | 0 | 0 | 0 | 0 | 0
1857 | 1496.27 | 521.14 | 2256.475 | 1496.27 | -760.205 | 0 | 0 | 0 | 0 | 0
1858 | 1685.004 | 690.23 | 2899.541 | 1685.004 | -1214.537 | 0 | 0 | 0 | 0 | 0
1859 | 1751.14 | 951.85 | 3877.421 | 1751.139 | -1799.377 | 0 | 326.905 | 0 | 0 | 0
1860 | 1623.245 | 1036.65 | 4160.205 | 1623.245 | -1799.377 | 0 | 737.583 | 0 | 0 | 0
1861 | 1835.131 | 1042.22 | 4177.898 | 1835.131 | -1799.377 | 0 | 543.39 | 0 | 0 | 0
1862 | 1759.08 | 874.6 | 3563.67 | 1759.08 | -1632.517 | 0 | 172.073 | 0 | 0 | 0
1863 | 1738.997 | 809.89 | 3372.799 | 1738.997 | 0 | 0 | 1633.802 | 0 | 0 | 0
1864 | 1558.583 | 592.86 | 2549.572 | 1558.583 | 0 | 0 | 990.989 | 0 | 0 | 0
1865 | 1589.517 | 336.2 | 1428.654 | 1428.654 | 0 | 0 | 0 | 160.863 | 0 | 0
1866 | 1636.574 | 87.84 | 282.093 | 282.093 | 0 | 0 | 0 | 1354.481 | 0 | 0
1867 | 1446.081 | 0 | 0 | 0 | 0 | 0 | 0 | 0 | 0 | 1446.081
1868 | 1508 | 0 | 0 | 0 | 0 | 0 | 0 | 0 | 0 | 1508
1869 | 1304 | 0 | 0 | 0 | 0 | 0 | 0 | 0 | 0 | 1304
1870 | 1274.4 | 0 | 0 | 0 | 0 | 0 | 0 | 0 | 0 | 1274.4
1871 | 1512.8 | 0 | 0 | 0 | 0 | 0 | 0 | 0 | 0 | 1512.8
1872 | 1444 | 0 | 0 | 0 | 0 | 0 | 0 | 1297.73 | 0 | 146.27
1873 | 1532 | 0 | 0 | 0 | 0 | 0 | 0 | 1532 | 0 | 0
1874 | 1208.8 | 0 | 0 | 0 | 0 | 0 | 0 | 1208.8 | 0 | 0
1875 | 1256.8 | 0 | 0 | 0 | 0 | 0 | 0 | 1256.8 | 0 | 0
1876 | 1124 | 0 | 0 | 0 | 0 | 0 | 0 | 1124 | 0 | 0
1877 | 1070.4 | 0 | 0 | 0 | 0 | 0 | 0 | 1070.4 | 0 | 0
1878 | 1064 | 0 | 0 | 0 | 0 | 0 | 0 | 1064 | 0 | 0
1879 | 1158.633 | 74.71 | 239.775 | 239.775 | 0 | 0 | 0 | 0 | 0 | 918.858
1880 | 1337.607 | 290 | 1239.839 | 1239.839 | 0 | 0 | 0 | 0 | 0 | 97.768
1881 | 1602.436 | 478.16 | 2067.966 | 1602.436 | -465.53 | 0 | 0 | 0 | 0 | 0
1882 | 1659.929 | 693.22 | 2916.99 | 1659.929 | -1257.061 | 0 | 0 | 0 | 0 | 0
1883 | 0 | 814.36 | 3350.015 | 0 | -1799.377 | 0 | 1550.638 | 0 | 0 | 0
1884 | 1537.528 | 1054.68 | 4269.742 | 1537.527 | -1799.377 | 0 | 932.838 | 0 | 0 | 0
1885 | 1283.8 | 1042.49 | 4217.961 | 1283.799 | -1799.377 | 0 | 1134.785 | 0 | 0 | 0
1886 | 1608.326 | 926.54 | 3801.4 | 1608.325 | -1799.377 | 0 | 393.698 | 0 | 0 | 0
1887 | 1597.92 | 716.22 | 3003.155 | 1597.92 | -214.715 | 0 | 1190.52 | 0 | 0 | 0
1888 | 1735.168 | 604.39 | 2610.494 | 1735.168 | 0 | 0 | 875.326 | 0 | 0 | 0
1889 | 1535.971 | 346.09 | 1470.485 | 1470.485 | 0 | 0 | 0 | 65.486 | 0 | 0
1890 | 1401.399 | 91.51 | 282.999 | 282.999 | 0 | 0 | 0 | 1118.4 | 0 | 0
1891 | 1316.835 | 0 | 0 | 0 | 0 | 0 | 0 | 0 | 0 | 1316.835
1892 | 1148 | 0 | 0 | 0 | 0 | 0 | 0 | 0 | 0 | 1148
1893 | 1382.4 | 0 | 0 | 0 | 0 | 0 | 0 | 0 | 0 | 1382.4
1894 | 1640.8 | 0 | 0 | 0 | 0 | 0 | 0 | 0 | 0 | 1640.8
1895 | 1377.6 | 0 | 0 | 0 | 0 | 0 | 0 | 0 | 0 | 1377.6
1896 | 1239.2 | 0 | 0 | 0 | 0 | 0 | 0 | 519.664 | 0 | 719.536
1897 | 950.4 | 0 | 0 | 0 | 0 | 0 | 0 | 950.4 | 0 | 0
1898 | 1244.8 | 0 | 0 | 0 | 0 | 0 | 0 | 1244.8 | 0 | 0
1899 | 963.2 | 0 | 0 | 0 | 0 | 0 | 0 | 963.2 | 0 | 0
1900 | 860.8 | 0 | 0 | 0 | 0 | 0 | 0 | 860.8 | 0 | 0
1901 | 976.8 | 0 | 0 | 0 | 0 | 0 | 0 | 976.8 | 0 | 0
1902 | 1053.6 | 0 | 0 | 0 | 0 | 0 | 0 | 1053.6 | 0 | 0
1903 | 880.938 | 81.18 | 257.932 | 257.932 | 0 | 0 | 0 | 0 | 0 | 623.006
1904 | 756.271 | 326.87 | 1395.33 | 756.271 | -639.059 | 0 | 0 | 0 | 0 | 0
1905 | 1395.164 | 586.1 | 2535.894 | 1395.164 | -1140.73 | 0 | 0 | 0 | 0 | 0
1906 | 1631.193 | 807.84 | 3365.856 | 1631.193 | -1734.663 | 0 | 0 | 0 | 0 | 0
1907 | 1633.019 | 968.24 | 3914.999 | 1633.019 | -1799.377 | 0 | 482.603 | 0 | 0 | 0
1908 | 1231.998 | 1052.76 | 4182.564 | 1231.997 | -1799.377 | 0 | 1151.19 | 0 | 0 | 0
1909 | 1467.239 | 1052.83 | 4189.162 | 1467.238 | -1799.377 | 0 | 922.547 | 0 | 0 | 0
1910 | 1286.247 | 893.98 | 3630.42 | 1286.247 | -222.23 | 0 | 2121.943 | 0 | 0 | 0
1911 | 1439.505 | 812.47 | 3385.916 | 1439.505 | 0 | 0 | 1946.411 | 0 | 0 | 0
1912 | 1449.081 | 597.24 | 2572.407 | 1449.081 | 0 | 0 | 1123.326 | 0 | 0 | 0
1913 | 1125.488 | 340.5 | 1444.319 | 1125.488 | 0 | 0 | 318.831 | 0 | 0 | 0
1914 | 1313.406 | 89.91 | 278.038 | 278.038 | 0 | 0 | 0 | 0 | 0 | 1035.368
1915 | 1105.904 | 0 | 0 | 0 | 0 | 0 | 0 | 0 | 0 | 1105.904
1916 | 1031.2 | 0 | 0 | 0 | 0 | 0 | 0 | 0 | 0 | 1031.2
1917 | 1051.2 | 0 | 0 | 0 | 0 | 0 | 0 | 0 | 0 | 1051.2
1918 | 1335.2 | 0 | 0 | 0 | 0 | 0 | 0 | 0 | 0 | 1335.2
1919 | 1077.6 | 0 | 0 | 0 | 0 | 0 | 0 | 0 | 0 | 1077.6
1920 | 1121.6 | 0 | 0 | 0 | 0 | 0 | 0 | 0 | 0 | 1121.6
1921 | 1212 | 0 | 0 | 0 | 0 | 0 | 0 | 1212 | 0 | 0
1922 | 1262.4 | 0 | 0 | 0 | 0 | 0 | 0 | 1262.4 | 0 | 0
1923 | 1207.2 | 0 | 0 | 0 | 0 | 0 | 0 | 1207.2 | 0 | 0
1924 | 970.4 | 0 | 0 | 0 | 0 | 0 | 0 | 970.4 | 0 | 0
1925 | 967.2 | 0 | 0 | 0 | 0 | 0 | 0 | 967.2 | 0 | 0
1926 | 1076.8 | 0 | 0 | 0 | 0 | 0 | 0 | 1060.493 | 0 | 16.307
1927 | 691.327 | 80.93 | 257.53 | 257.53 | 0 | 0 | 0 | 0 | 0 | 433.797
1928 | 897.95 | 325.77 | 1388.67 | 897.95 | -490.72 | 0 | 0 | 0 | 0 | 0
1929 | 500.197 | 579.74 | 2502.712 | 500.197 | -1799.377 | 0 | 203.138 | 0 | 0 | 0
1930 | 375.337 | 789.08 | 3271.615 | 375.336 | -1799.377 | 0 | 1096.902 | 0 | 0 | 0
1931 | 375.588 | 928.97 | 3724.96 | 375.587 | -1799.377 | 0 | 1549.996 | 0 | 0 | 0
1932 | 389.912 | 1005.69 | 3952.751 | 389.911 | -1799.377 | 0 | 1763.463 | 0 | 0 | 0
1933 | 750.082 | 790.41 | 3155.457 | 750.082 | -1446.585 | 0 | 958.79 | 0 | 0 | 0
1934 | 1316.533 | 919.67 | 3677.291 | 1316.533 | 0 | 0 | 2360.758 | 0 | 0 | 0
1935 | 1499.779 | 766.3 | 3150.003 | 1499.779 | 0 | 0 | 1650.224 | 0 | 0 | 0
1936 | 1507.149 | 554.55 | 2360.779 | 1507.149 | 0 | 0 | 853.63 | 0 | 0 | 0
1937 | 1397.369 | 309.13 | 1305.179 | 1305.179 | 0 | 0 | 0 | 92.19 | 0 | 0
1938 | 997.74 | 75.26 | 247.93 | 247.93 | 0 | 0 | 0 | 749.81 | 0 | 0
1939 | 884.928 | 0 | 0 | 0 | 0 | 0 | 0 | 0 | 0 | 884.928
1940 | 686.4 | 0 | 0 | 0 | 0 | 0 | 0 | 0 | 0 | 686.4
1941 | 1051.2 | 0 | 0 | 0 | 0 | 0 | 0 | 0 | 0 | 1051.2
1942 | 1072.8 | 0 | 0 | 0 | 0 | 0 | 0 | 0 | 0 | 1072.8
1943 | 1167.2 | 0 | 0 | 0 | 0 | 0 | 0 | 0 | 0 | 1167.2
1944 | 1155.2 | 0 | 0 | 0 | 0 | 0 | 0 | 1155.2 | 0 | 0
1945 | 943.2 | 0 | 0 | 0 | 0 | 0 | 0 | 943.2 | 0 | 0
1946 | 1432.8 | 0 | 0 | 0 | 0 | 0 | 0 | 1432.8 | 0 | 0
1947 | 1044 | 0 | 0 | 0 | 0 | 0 | 0 | 1044 | 0 | 0
1948 | 1157.6 | 0 | 0 | 0 | 0 | 0 | 0 | 527.041 | 0 | 630.559
1949 | 960.8 | 0 | 0 | 0 | 0 | 0 | 0 | 0 | 0 | 960.8
1950 | 852.8 | 0 | 0 | 0 | 0 | 0 | 0 | 0 | 0 | 852.8
1951 | 1154.806 | 75.41 | 253.316 | 253.316 | 0 | 0 | 0 | 0 | 0 | 901.49
1952 | 248.715 | 309.7 | 1318.426 | 248.715 | -1069.711 | 0 | 0 | 0 | 0 | 0
1953 | 294.906 | 559.94 | 2398.379 | 294.905 | -1799.377 | 0 | 304.097 | 0 | 0 | 0
1954 | 233.76 | 767.08 | 3163.086 | 233.76 | -1799.377 | 0 | 1129.949 | 0 | 0 | 0
1955 | 233.438 | 904.7 | 3611.079 | 233.438 | -1799.377 | 0 | 1578.264 | 0 | 0 | 0
1956 | 273.494 | 991.08 | 3879.432 | 273.494 | -1799.377 | 0 | 1806.561 | 0 | 0 | 0
1957 | 185.868 | 988.46 | 3868.184 | 185.867 | -867.595 | 0 | 2814.722 | 0 | 0 | 0
1958 | 251.672 | 900.77 | 3589.948 | 251.672 | 0 | 0 | 3338.276 | 0 | 0 | 0
1959 | 290.153 | 750.96 | 3082.494 | 290.153 | 0 | 0 | 2792.341 | 0 | 0 | 0
1960 | 251.848 | 541.75 | 2302.281 | 251.848 | 0 | 0 | 2050.433 | 0 | 0 | 0
1961 | 267.282 | 303.04 | 1277.269 | 267.282 | 0 | 0 | 1009.987 | 0 | 0 | 0
1962 | 269.159 | 73.43 | 240.806 | 240.806 | 0 | 0 | 0 | 0 | 0 | 28.353
1963 | 186.389 | 0 | 0 | 0 | 0 | 0 | 0 | 0 | 0 | 186.389
1964 | 352 | 0 | 0 | 0 | 0 | 0 | 0 | 0 | 0 | 352
1965 | 209.6 | 0 | 0 | 0 | 0 | 0 | 0 | 0 | 0 | 209.6
1966 | 269.6 | 0 | 0 | 0 | 0 | 0 | 0 | 0 | 0 | 269.6
1967 | 288.8 | 0 | 0 | 0 | 0 | 0 | 0 | 0 | 0 | 288.8
1968 | 246.4 | 0 | 0 | 0 | 0 | 0 | 0 | 0 | 0 | 246.4
1969 | 255.2 | 0 | 0 | 0 | 0 | 0 | 0 | 0 | 0 | 255.2
1970 | 220 | 0 | 0 | 0 | 0 | 0 | 0 | 0 | 0 | 220
1971 | 287.2 | 0 | 0 | 0 | 0 | 0 | 0 | 0 | 0 | 287.2
1972 | 292.8 | 0 | 0 | 0 | 0 | 0 | 0 | 0 | 0 | 292.8
1973 | 234.4 | 0 | 0 | 0 | 0 | 0 | 0 | 0 | 0 | 234.4
1974 | 231.2 | 0 | 0 | 0 | 0 | 0 | 0 | 0 | 0 | 231.2
1975 | 217.414 | 67.14 | 233.76 | 217.414 | -16.346 | 0 | 0 | 0 | 0 | 0
1976 | 235.207 | 292.68 | 1256.665 | 235.207 | -1021.458 | 0 | 0 | 0 | 0 | 0
1977 | 822.233 | 536.68 | 2319.872 | 822.233 | -1497.639 | 0 | 0 | 0 | 0 | 0
1978 | 1224.436 | 431.7 | 1806.59 | 1224.436 | -582.154 | 0 | 0 | 0 | 0 | 0
1979 | 1183.914 | 893.29 | 3645.558 | 1183.914 | -334.528 | 0 | 2127.116 | 0 | 0 | 0
1980 | 1080.396 | 983.15 | 3944.647 | 1080.396 | 0 | 0 | 2864.251 | 0 | 0 | 0
1981 | 1034.163 | 989.98 | 3957.786 | 1034.163 | 0 | 0 | 2923.623 | 0 | 0 | 0
1982 | 1287.314 | 912.1 | 3692.967 | 1287.314 | 0 | 0 | 2405.653 | 0 | 0 | 0
1983 | 930.64 | 765.57 | 3175.936 | 930.64 | 0 | 0 | 2245.296 | 0 | 0 | 0
1984 | 1303.577 | 554.14 | 2372.939 | 1303.577 | 0 | 0 | 1069.362 | 0 | 0 | 0
1985 | 1377.861 | 309.69 | 1309.568 | 1309.568 | 0 | 0 | 0 | 68.293 | 0 | 0
1986 | 1489.129 | 75.07 | 243.581 | 243.581 | 0 | 0 | 0 | 1245.548 | 0 | 0
1987 | 1582.537 | 0 | 0 | 0 | 0 | 0 | 0 | 0 | 0 | 1582.537
1988 | 1236.8 | 0 | 0 | 0 | 0 | 0 | 0 | 0 | 0 | 1236.8
1989 | 1488.8 | 0 | 0 | 0 | 0 | 0 | 0 | 0 | 0 | 1488.8
1990 | 1436.8 | 0 | 0 | 0 | 0 | 0 | 0 | 0 | 0 | 1436.8
1991 | 1529.6 | 0 | 0 | 0 | 0 | 0 | 0 | 0 | 0 | 1529.6
1992 | 1294.4 | 0 | 0 | 0 | 0 | 0 | 0 | 1294.4 | 0 | 0
1993 | 1304 | 0 | 0 | 0 | 0 | 0 | 0 | 1304 | 0 | 0
1994 | 1234.4 | 0 | 0 | 0 | 0 | 0 | 0 | 1234.4 | 0 | 0
1995 | 1701.6 | 0 | 0 | 0 | 0 | 0 | 0 | 1701.6 | 0 | 0
1996 | 1300 | 0 | 0 | 0 | 0 | 0 | 0 | 1300 | 0 | 0
1997 | 1364.8 | 0 | 0 | 0 | 0 | 0 | 0 | 1364.8 | 0 | 0
1998 | 1507.2 | 0 | 0 | 0 | 0 | 0 | 0 | 1507.2 | 0 | 0
1999 | 1696 | 72.9 | 247.981 | 247.981 | 0 | 0 | 0 | 600.287 | 0 | 847.731
2000 | 1387.644 | 304.37 | 1301.735 | 1301.735 | 0 | 0 | 0 | 0 | 0 | 85.909
2001 | 1583.009 | 551.4 | 2380.177 | 1583.009 | -797.168 | 0 | 0 | 0 | 0 | 0
2002 | 2116.262 | 758.88 | 3169.146 | 2116.262 | -1052.884 | 0 | 0 | 0 | 0 | 0
2003 | 2008.054 | 900.35 | 3665.901 | 2008.054 | -1657.847 | 0 | 0 | 0 | 0 | 0
2004 | 1681.412 | 980.96 | 3941.945 | 1681.411 | -1799.377 | 0 | 461.157 | 0 | 0 | 0
2005 | 1625.792 | 662.02 | 2696.986 | 1625.792 | -1071.194 | 0 | 0 | 0 | 0 | 0
2006 | 1544.619 | 875.81 | 3582.161 | 1544.618 | -1799.377 | 0 | 238.166 | 0 | 0 | 0
2007 | 1606.752 | 750.07 | 3141.083 | 1606.752 | -956.965 | 0 | 577.366 | 0 | 0 | 0
2008 | 1395.182 | 543.7 | 2343.075 | 1395.182 | 0 | 0 | 947.893 | 0 | 0 | 0
2009 | 1443.602 | 305.47 | 1298.337 | 1298.337 | 0 | 0 | 0 | 145.265 | 0 | 0
2010 | 1556.4 | 74.49 | 245.416 | 245.416 | 0 | 0 | 0 | 1310.984 | 0 | 0
2011 | 1556.11 | 0 | 0 | 0 | 0 | 0 | 0 | 0 | 0 | 1556.11
2012 | 1073.6 | 0 | 0 | 0 | 0 | 0 | 0 | 0 | 0 | 1073.6
2013 | 1459.2 | 0 | 0 | 0 | 0 | 0 | 0 | 0 | 0 | 1459.2
2014 | 1785.6 | 0 | 0 | 0 | 0 | 0 | 0 | 0 | 0 | 1785.6
2015 | 1840 | 0 | 0 | 0 | 0 | 0 | 0 | 40.623 | 0 | 1799.377
2016 | 1543.2 | 0 | 0 | 0 | 0 | 0 | 0 | 1543.2 | 0 | 0
2017 | 1344.8 | 0 | 0 | 0 | 0 | 0 | 0 | 1344.8 | 0 | 0
2018 | 1585.6 | 0 | 0 | 0 | 0 | 0 | 0 | 1585.6 | 0 | 0
2019 | 1395.2 | 0 | 0 | 0 | 0 | 0 | 0 | 1395.2 | 0 | 0
2020 | 1634.4 | 0 | 0 | 0 | 0 | 0 | 0 | 1634.4 | 0 | 0
2021 | 1428 | 0 | 0 | 0 | 0 | 0 | 0 | 1428 | 0 | 0
2022 | 1732.8 | 0 | 0 | 0 | 0 | 0 | 0 | 1732.8 | 0 | 0
2023 | 1353.618 | 72.27 | 248.865 | 248.865 | 0 | 0 | 0 | 825.465 | 0 | 279.288
2024 | 1535.856 | 299.43 | 1280.854 | 1280.854 | 0 | 0 | 0 | 0 | 0 | 255.002
2025 | 1275.614 | 538.51 | 2312.073 | 1275.614 | -1036.459 | 0 | 0 | 0 | 0 | 0
2026 | 1988.333 | 753.92 | 3124.659 | 1988.333 | -1136.326 | 0 | 0 | 0 | 0 | 0
2027 | 1904.751 | 922.08 | 3714.466 | 1904.751 | -1799.377 | 0 | 10.338 | 0 | 0 | 0
2028 | 1672.28 | 997.28 | 3959.576 | 1672.28 | -1799.377 | 0 | 487.919 | 0 | 0 | 0
2029 | 1859.284 | 647.48 | 2637.22 | 1859.284 | -777.936 | 0 | 0 | 0 | 0 | 0
2030 | 1626.32 | 531.34 | 2188.128 | 1626.32 | -561.808 | 0 | 0 | 0 | 0 | 0
2031 | 1494.969 | 759.29 | 3175.823 | 1494.969 | -1680.854 | 0 | 0 | 0 | 0 | 0
2032 | 1162.25 | 549.81 | 2368.074 | 1162.25 | -342.676 | 0 | 863.148 | 0 | 0 | 0
2033 | 1264.538 | 306.07 | 1298.36 | 1264.538 | 0 | 0 | 33.822 | 0 | 0 | 0
2034 | 1476.872 | 75.51 | 250.536 | 250.536 | 0 | 0 | 0 | 1226.336 | 0 | 0
2035 | 1536.546 | 0 | 0 | 0 | 0 | 0 | 0 | 0 | 0 | 1536.546
2036 | 1277.6 | 0 | 0 | 0 | 0 | 0 | 0 | 0 | 0 | 1277.6
2037 | 1460.8 | 0 | 0 | 0 | 0 | 0 | 0 | 0 | 0 | 1460.8
2038 | 1661.6 | 0 | 0 | 0 | 0 | 0 | 0 | 0 | 0 | 1661.6
2039 | 1407.2 | 0 | 0 | 0 | 0 | 0 | 0 | 0 | 0 | 1407.2
2040 | 1428 | 0 | 0 | 0 | 0 | 0 | 0 | 1428 | 0 | 0
2041 | 1554.4 | 0 | 0 | 0 | 0 | 0 | 0 | 1554.4 | 0 | 0
2042 | 1313.6 | 0 | 0 | 0 | 0 | 0 | 0 | 1313.6 | 0 | 0
2043 | 1546.4 | 0 | 0 | 0 | 0 | 0 | 0 | 1546.4 | 0 | 0
2044 | 1344.8 | 0 | 0 | 0 | 0 | 0 | 0 | 1344.8 | 0 | 0
2045 | 1362.4 | 0 | 0 | 0 | 0 | 0 | 0 | 1362.4 | 0 | 0
2046 | 1128.8 | 0 | 0 | 0 | 0 | 0 | 0 | 1128.8 | 0 | 0
2047 | 1486.419 | 75.78 | 257.966 | 257.966 | 0 | 0 | 0 | 897.166 | 0 | 331.287
2048 | 1323.308 | 187.22 | 790.164 | 790.164 | 0 | 0 | 0 | 0 | 0 | 533.144
2049 | 1226.957 | 470.56 | 1999.789 | 1226.957 | -772.832 | 0 | 0 | 0 | 0 | 0
2050 | 1796.019 | 757.77 | 3091.992 | 1796.019 | -1295.973 | 0 | 0 | 0 | 0 | 0
2051 | 1668.541 | 882.73 | 3484.642 | 1668.541 | -1799.377 | 0 | 16.724 | 0 | 0 | 0
2052 | 1931.97 | 963.57 | 3718.951 | 1931.97 | -1786.981 | 0 | 0 | 0 | 0 | 0
2053 | 1668.96 | 764.32 | 3006.445 | 1668.96 | -1337.485 | 0 | 0 | 0 | 0 | 0
2054 | 1763.69 | 584.26 | 2350.007 | 1763.69 | -586.317 | 0 | 0 | 0 | 0 | 0
2055 | 1579.999 | 668.07 | 2735.6 | 1579.999 | -1155.601 | 0 | 0 | 0 | 0 | 0
2056 | 1714.12 | 504.59 | 2136.992 | 1714.12 | -400.246 | 0 | 22.626 | 0 | 0 | 0
2057 | 1622.297 | 271.09 | 1147.524 | 1147.524 | 0 | 0 | 0 | 474.773 | 0 | 0
2058 | 1842.205 | 54.54 | 184.114 | 184.114 | 0 | 0 | 0 | 1658.091 | 0 | 0
2059 | 1704.336 | 0 | 0 | 0 | 0 | 0 | 0 | 342.736 | 0 | 1361.6
2060 | 1539.2 | 0 | 0 | 0 | 0 | 0 | 0 | 0 | 0 | 1539.2
2061 | 1760 | 0 | 0 | 0 | 0 | 0 | 0 | 0 | 0 | 1760
2062 | 1748 | 0 | 0 | 0 | 0 | 0 | 0 | 0 | 0 | 1748
2063 | 1951.2 | 0 | 0 | 0 | 0 | 0 | 0 | 151.823 | 0 | 1799.377
2064 | 1534.4 | 0 | 0 | 0 | 0 | 0 | 0 | 1534.4 | 0 | 0
2065 | 1479.2 | 0 | 0 | 0 | 0 | 0 | 0 | 1479.2 | 0 | 0
2066 | 1765.6 | 0 | 0 | 0 | 0 | 0 | 0 | 1765.6 | 0 | 0
2067 | 1462.4 | 0 | 0 | 0 | 0 | 0 | 0 | 1462.4 | 0 | 0
2068 | 1915.2 | 0 | 0 | 0 | 0 | 0 | 0 | 1915.2 | 0 | 0
2069 | 1624.8 | 0 | 0 | 0 | 0 | 0 | 0 | 1624.8 | 0 | 0
2070 | 1568 | 0 | 0 | 0 | 0 | 0 | 0 | 1568 | 0 | 0
2071 | 1421.665 | 60.78 | 211.888 | 211.888 | 0 | 0 | 0 | 1209.777 | 0 | 0
2072 | 1488.271 | 282.88 | 1211.675 | 1211.675 | 0 | 0 | 0 | 276.596 | 0 | 0
2073 | 1486.483 | 515.37 | 2194.403 | 1486.483 | -707.92 | 0 | 0 | 0 | 0 | 0
2074 | 1803.338 | 724.33 | 2961.771 | 1803.338 | -1158.433 | 0 | 0 | 0 | 0 | 0
2075 | 2033.628 | 885.45 | 3495.748 | 2033.628 | -1462.12 | 0 | 0 | 0 | 0 | 0
2076 | 1696.775 | 878.64 | 3437.306 | 1696.775 | -1740.531 | 0 | 0 | 0 | 0 | 0
2077 | 1592.548 | 922.45 | 3602.493 | 1592.548 | -1799.377 | 0 | 210.568 | 0 | 0 | 0
2078 | 1457.42 | 709.01 | 2848.876 | 1457.42 | -1391.456 | 0 | 0 | 0 | 0 | 0
2079 | 1641.988 | 727.04 | 2974.395 | 1641.987 | -874.976 | 0 | 457.432 | 0 | 0 | 0
2080 | 1955.911 | 521.94 | 2210.64 | 1955.911 | 0 | 0 | 254.729 | 0 | 0 | 0
2081 | 1702.841 | 283.66 | 1193.574 | 1193.574 | 0 | 0 | 0 | 509.267 | 0 | 0
2082 | 1466.806 | 62.55 | 209.872 | 209.872 | 0 | 0 | 0 | 1256.934 | 0 | 0
2083 | 1663.509 | 0 | 0 | 0 | 0 | 0 | 0 | 0 | 0 | 1663.509
2084 | 1294.4 | 0 | 0 | 0 | 0 | 0 | 0 | 0 | 0 | 1294.4
2085 | 1368 | 0 | 0 | 0 | 0 | 0 | 0 | 0 | 0 | 1368
2086 | 1146.4 | 0 | 0 | 0 | 0 | 0 | 0 | 0 | 0 | 1146.4
2087 | 1459.2 | 0 | 0 | 0 | 0 | 0 | 0 | 0 | 0 | 1459.2
2088 | 1268.8 | 0 | 0 | 0 | 0 | 0 | 0 | 803.679 | 0 | 465.121
2089 | 923.2 | 0 | 0 | 0 | 0 | 0 | 0 | 923.2 | 0 | 0
2090 | 1351.2 | 0 | 0 | 0 | 0 | 0 | 0 | 1351.2 | 0 | 0
2091 | 1026.4 | 0 | 0 | 0 | 0 | 0 | 0 | 1026.4 | 0 | 0
2092 | 1252.8 | 0 | 0 | 0 | 0 | 0 | 0 | 1252.8 | 0 | 0
2093 | 1265.6 | 0 | 0 | 0 | 0 | 0 | 0 | 1265.6 | 0 | 0
2094 | 918.4 | 0 | 0 | 0 | 0 | 0 | 0 | 918.4 | 0 | 0
2095 | 1050.829 | 67.97 | 239.282 | 239.282 | 0 | 0 | 0 | 0 | 0 | 811.547
2096 | 806.027 | 303.92 | 1299.923 | 806.027 | -493.896 | 0 | 0 | 0 | 0 | 0
2097 | 1095.822 | 457.81 | 1967.252 | 1095.822 | -871.43 | 0 | 0 | 0 | 0 | 0
2098 | 1270.332 | 776.77 | 3229.105 | 1270.332 | -1799.377 | 0 | 159.396 | 0 | 0 | 0
2099 | 1318.43 | 938.77 | 3801.735 | 1318.43 | -1799.377 | 0 | 683.928 | 0 | 0 | 0
2100 | 1137.052 | 1023.34 | 4089.53 | 1137.051 | -1799.377 | 0 | 1153.102 | 0 | 0 | 0
2101 | 1338.908 | 1024.82 | 4105.881 | 1338.908 | -1799.377 | 0 | 967.596 | 0 | 0 | 0
2102 | 1124.637 | 933.59 | 3799.82 | 1124.637 | -571.979 | 0 | 2103.204 | 0 | 0 | 0
2103 | 1168.045 | 782.7 | 3268.2 | 1168.045 | 0 | 0 | 2100.155 | 0 | 0 | 0
2104 | 1479.406 | 568.7 | 2445.42 | 1479.406 | 0 | 0 | 966.014 | 0 | 0 | 0
2105 | 1301.431 | 318.95 | 1345.225 | 1301.431 | 0 | 0 | 43.794 | 0 | 0 | 0
2106 | 1478.389 | 78.07 | 243.853 | 243.853 | 0 | 0 | 0 | 1234.536 | 0 | 0
2107 | 1147.38 | 0 | 0 | 0 | 0 | 0 | 0 | 0 | 0 | 1147.38
2108 | 1016 | 0 | 0 | 0 | 0 | 0 | 0 | 0 | 0 | 1016
2109 | 1436 | 0 | 0 | 0 | 0 | 0 | 0 | 0 | 0 | 1436
2110 | 1550.4 | 0 | 0 | 0 | 0 | 0 | 0 | 0 | 0 | 1550.4
2111 | 1441.6 | 0 | 0 | 0 | 0 | 0 | 0 | 0 | 0 | 1441.6
2112 | 1428 | 0 | 0 | 0 | 0 | 0 | 0 | 1428 | 0 | 0
2113 | 1300 | 0 | 0 | 0 | 0 | 0 | 0 | 1300 | 0 | 0
2114 | 1284 | 0 | 0 | 0 | 0 | 0 | 0 | 1284 | 0 | 0
2115 | 1629.6 | 0 | 0 | 0 | 0 | 0 | 0 | 1629.6 | 0 | 0
2116 | 1440 | 0 | 0 | 0 | 0 | 0 | 0 | 1440 | 0 | 0
2117 | 1583.2 | 0 | 0 | 0 | 0 | 0 | 0 | 1583.2 | 0 | 0
2118 | 1600 | 0 | 0 | 0 | 0 | 0 | 0 | 831.187 | 0 | 768.813
2119 | 1140.384 | 85.2 | 292.4 | 292.4 | 0 | 0 | 0 | 0 | 0 | 847.984
2120 | 204.826 | 321.34 | 1367.783 | 204.826 | -1162.957 | 0 | 0 | 0 | 0 | 0
2121 | 307.065 | 567.78 | 2422.913 | 307.064 | -1799.377 | 0 | 316.472 | 0 | 0 | 0
2122 | 313.222 | 773.7 | 3179.719 | 313.221 | -1799.377 | 0 | 1067.121 | 0 | 0 | 0
2123 | 355.547 | 917.13 | 3665.341 | 355.547 | -1799.377 | 0 | 1510.417 | 0 | 0 | 0
2124 | 311.517 | 997.11 | 3925.923 | 311.516 | -1799.377 | 0 | 1815.03 | 0 | 0 | 0
2125 | 299.716 | 668.68 | 2688.384 | 299.717 | -774.348 | 0 | 1614.319 | 0 | 0 | 0
2126 | 315.351 | 915.01 | 3662.838 | 315.351 | 0 | 0 | 3347.487 | 0 | 0 | 0
2127 | 283.379 | 761.48 | 3133.086 | 283.379 | 0 | 0 | 2849.707 | 0 | 0 | 0
2128 | 230.684 | 549.51 | 2332.309 | 230.684 | 0 | 0 | 2101.625 | 0 | 0 | 0
2129 | 250.683 | 304.05 | 1270.252 | 250.683 | 0 | 0 | 1019.569 | 0 | 0 | 0
2130 | 298.518 | 72.87 | 232.554 | 232.554 | 0 | 0 | 0 | 0 | 0 | 65.964
2131 | 256.165 | 0 | 0 | 0 | 0 | 0 | 0 | 0 | 0 | 256.165
2132 | 318.4 | 0 | 0 | 0 | 0 | 0 | 0 | 0 | 0 | 318.4
2133 | 298.4 | 0 | 0 | 0 | 0 | 0 | 0 | 0 | 0 | 298.4
2134 | 237.6 | 0 | 0 | 0 | 0 | 0 | 0 | 0 | 0 | 237.6
2135 | 305.6 | 0 | 0 | 0 | 0 | 0 | 0 | 0 | 0 | 305.6
2136 | 168 | 0 | 0 | 0 | 0 | 0 | 0 | 0 | 0 | 168
2137 | 228.8 | 0 | 0 | 0 | 0 | 0 | 0 | 0 | 0 | 228.8
2138 | 226.4 | 0 | 0 | 0 | 0 | 0 | 0 | 0 | 0 | 226.4
2139 | 221.6 | 0 | 0 | 0 | 0 | 0 | 0 | 0 | 0 | 221.6
2140 | 135.2 | 0 | 0 | 0 | 0 | 0 | 0 | 0 | 0 | 135.2
2141 | 148.8 | 0 | 0 | 0 | 0 | 0 | 0 | 0 | 0 | 148.8
2142 | 203.2 | 0 | 0 | 0 | 0 | 0 | 0 | 0 | 0 | 203.2
2143 | 139.948 | 84.65 | 295.979 | 139.948 | -156.031 | 0 | 0 | 0 | 0 | 0
2144 | 168.345 | 315.71 | 1337.195 | 168.345 | -1168.85 | 0 | 0 | 0 | 0 | 0
2145 | 999.188 | 559.15 | 2356.214 | 999.188 | -1357.026 | 0 | 0 | 0 | 0 | 0
2146 | 1188.218 | 687.78 | 2802.316 | 1188.218 | -449.913 | 0 | 1164.185 | 0 | 0 | 0
2147 | 1369.757 | 525.43 | 2120.863 | 1369.757 | 0 | 0 | 751.106 | 0 | 0 | 0
2148 | 1382.264 | 599.82 | 2389.329 | 1382.264 | 0 | 0 | 1007.065 | 0 | 0 | 0
2149 | 1401.945 | 780.61 | 3074.888 | 1401.945 | 0 | 0 | 1672.943 | 0 | 0 | 0
2150 | 1395.96 | 638.1 | 2555.462 | 1395.96 | 0 | 0 | 1159.502 | 0 | 0 | 0
2151 | 1436.28 | 550.68 | 2257.641 | 1436.28 | 0 | 0 | 821.361 | 0 | 0 | 0
2152 | 1584.287 | 433.63 | 1832.042 | 1584.287 | 0 | 0 | 247.755 | 0 | 0 | 0
2153 | 1458.461 | 289.6 | 1213.272 | 1213.272 | 0 | 0 | 0 | 245.189 | 0 | 0
2154 | 1392.377 | 67.8 | 223.158 | 223.158 | 0 | 0 | 0 | 1169.219 | 0 | 0
2155 | 1600.335 | 0 | 0 | 0 | 0 | 0 | 0 | 0 | 0 | 1600.335
2156 | 1251.2 | 0 | 0 | 0 | 0 | 0 | 0 | 0 | 0 | 1251.2
2157 | 921.6 | 0 | 0 | 0 | 0 | 0 | 0 | 0 | 0 | 921.6
2158 | 1216 | 0 | 0 | 0 | 0 | 0 | 0 | 0 | 0 | 1216
2159 | 1305.6 | 0 | 0 | 0 | 0 | 0 | 0 | 0 | 0 | 1305.6
2160 | 875.2 | 0 | 0 | 0 | 0 | 0 | 0 | 337.405 | 0 | 537.795
2161 | 1137.6 | 0 | 0 | 0 | 0 | 0 | 0 | 1137.6 | 0 | 0
2162 | 760 | 0 | 0 | 0 | 0 | 0 | 0 | 760 | 0 | 0
2163 | 1196.8 | 0 | 0 | 0 | 0 | 0 | 0 | 1196.8 | 0 | 0
2164 | 1156 | 0 | 0 | 0 | 0 | 0 | 0 | 1156 | 0 | 0
2165 | 1220 | 0 | 0 | 0 | 0 | 0 | 0 | 1220 | 0 | 0
2166 | 1054.4 | 0 | 0 | 0 | 0 | 0 | 0 | 1054.4 | 0 | 0
2167 | 1293.304 | 75.61 | 271.508 | 271.508 | 0 | 0 | 0 | 0 | 0 | 1021.796
2168 | 1393.785 | 243.93 | 1039.935 | 1039.935 | 0 | 0 | 0 | 0 | 0 | 353.85
2169 | 1579.901 | 551.03 | 2329.709 | 1579.901 | -749.808 | 0 | 0 | 0 | 0 | 0
2170 | 1649.699 | 753.44 | 3047.67 | 1649.699 | -1397.971 | 0 | 0 | 0 | 0 | 0
2171 | 1676.943 | 911.3 | 3568.461 | 1676.942 | -1799.377 | 0 | 92.142 | 0 | 0 | 0
2172 | 1684.745 | 991.31 | 3822.973 | 1684.745 | -1799.377 | 0 | 338.851 | 0 | 0 | 0
2173 | 1931.871 | 988.55 | 3838.428 | 1931.87 | -1799.377 | 0 | 107.181 | 0 | 0 | 0
2174 | 1728.951 | 432.11 | 1743.697 | 1728.951 | -14.746 | 0 | 0 | 0 | 0 | 0
2175 | 1653.202 | 722.21 | 2951.22 | 1653.202 | -1298.018 | 0 | 0 | 0 | 0 | 0
2176 | 1470.106 | 438.37 | 1832.971 | 1470.106 | -276.139 | 0 | 86.726 | 0 | 0 | 0
2177 | 1634.306 | 276.88 | 1162.227 | 1162.227 | 0 | 0 | 0 | 472.079 | 0 | 0
2178 | 1538.105 | 60.12 | 198.148 | 198.148 | 0 | 0 | 0 | 1339.957 | 0 | 0
2179 | 1470.4 | 0 | 0 | 0 | 0 | 0 | 0 | 0 | 0 | 1470.4
2180 | 1250.4 | 0 | 0 | 0 | 0 | 0 | 0 | 0 | 0 | 1250.4
2181 | 1324.8 | 0 | 0 | 0 | 0 | 0 | 0 | 0 | 0 | 1324.8
2182 | 1529.6 | 0 | 0 | 0 | 0 | 0 | 0 | 0 | 0 | 1529.6
2183 | 1635.2 | 0 | 0 | 0 | 0 | 0 | 0 | 0 | 0 | 1635.2
2184 | 1508 | 0 | 0 | 0 | 0 | 0 | 0 | 1508 | 0 | 0
2185 | 972 | 0 | 0 | 0 | 0 | 0 | 0 | 972 | 0 | 0
2186 | 1086.4 | 0 | 0 | 0 | 0 | 0 | 0 | 1086.4 | 0 | 0
2187 | 1562.4 | 0 | 0 | 0 | 0 | 0 | 0 | 1562.4 | 0 | 0
2188 | 1220 | 0 | 0 | 0 | 0 | 0 | 0 | 1220 | 0 | 0
2189 | 1601.6 | 0 | 0 | 0 | 0 | 0 | 0 | 1601.6 | 0 | 0
2190 | 1461.6 | 0 | 0 | 0 | 0 | 0 | 0 | 1461.6 | 0 | 0
2191 | 1554.491 | 52.85 | 195.107 | 195.107 | 0 | 0 | 0 | 843.561 | 0 | 515.823
2192 | 1258.89 | 195.35 | 823.335 | 823.335 | 0 | 0 | 0 | 0 | 0 | 435.555
2193 | 1130.656 | 420.19 | 1751.405 | 1130.656 | -620.749 | 0 | 0 | 0 | 0 | 0
2194 | 1493.053 | 605.43 | 2444.956 | 1493.053 | -951.903 | 0 | 0 | 0 | 0 | 0
2195 | 1407.71 | 720.63 | 2848.185 | 1407.71 | -1440.475 | 0 | 0 | 0 | 0 | 0
2196 | 1593.023 | 791.25 | 3091.969 | 1593.023 | -1498.946 | 0 | 0 | 0 | 0 | 0
2197 | 1931.914 | 755.94 | 2966.857 | 1931.914 | -1034.943 | 0 | 0 | 0 | 0 | 0
2198 | 1327.845 | 629.47 | 2511.167 | 1327.845 | -1183.322 | 0 | 0 | 0 | 0 | 0
2199 | 1348.658 | 773.75 | 3167.628 | 1348.658 | -1799.377 | 0 | 19.593 | 0 | 0 | 0
2200 | 1472.454 | 485.18 | 2025.914 | 1472.454 | -553.46 | 0 | 0 | 0 | 0 | 0
2201 | 1419.53 | 312.83 | 1296.304 | 1296.304 | 0 | 0 | 0 | 123.226 | 0 | 0
2202 | 938.571 | 40.11 | 135.108 | 135.108 | 0 | 0 | 0 | 803.463 | 0 | 0
2203 | 1347.852 | 0 | 0 | 0 | 0 | 0 | 0 | 0 | 0 | 1347.852
2204 | 1007.2 | 0 | 0 | 0 | 0 | 0 | 0 | 0 | 0 | 1007.2
2205 | 1144 | 0 | 0 | 0 | 0 | 0 | 0 | 0 | 0 | 1144
2206 | 1352 | 0 | 0 | 0 | 0 | 0 | 0 | 0 | 0 | 1352
2207 | 1520.8 | 0 | 0 | 0 | 0 | 0 | 0 | 0 | 0 | 1520.8
2208 | 1532.8 | 0 | 0 | 0 | 0 | 0 | 0 | 620.637 | 0 | 912.163
2209 | 1087.2 | 0 | 0 | 0 | 0 | 0 | 0 | 1087.2 | 0 | 0
2210 | 1328.8 | 0 | 0 | 0 | 0 | 0 | 0 | 1328.8 | 0 | 0
2211 | 1067.2 | 0 | 0 | 0 | 0 | 0 | 0 | 1067.2 | 0 | 0
2212 | 1069.6 | 0 | 0 | 0 | 0 | 0 | 0 | 1069.6 | 0 | 0
2213 | 964.8 | 0 | 0 | 0 | 0 | 0 | 0 | 964.8 | 0 | 0
2214 | 1233.6 | 0 | 0 | 0 | 0 | 0 | 0 | 1233.6 | 0 | 0
2215 | 1241.187 | 94.83 | 317.025 | 317.025 | 0 | 0 | 0 | 0 | 0 | 924.162
2216 | 1139.749 | 332.6 | 1414.473 | 1139.749 | -274.724 | 0 | 0 | 0 | 0 | 0
2217 | 1485.342 | 576.05 | 2462.592 | 1485.342 | -977.25 | 0 | 0 | 0 | 0 | 0
2218 | 1788.565 | 784.99 | 3243.224 | 1788.565 | -1454.659 | 0 | 0 | 0 | 0 | 0
2219 | 1486.331 | 935.09 | 3771.678 | 1486.33 | -1799.377 | 0 | 485.971 | 0 | 0 | 0
2220 | 1635.414 | 1012.44 | 4036.469 | 1635.414 | -1799.377 | 0 | 601.678 | 0 | 0 | 0
2221 | 1839.255 | 719.66 | 2885.314 | 1839.255 | -1046.059 | 0 | 0 | 0 | 0 | 0
2222 | 1431.431 | 920.7 | 3732.968 | 1431.43 | -1783.367 | 0 | 518.171 | 0 | 0 | 0
2223 | 1727.174 | 768.04 | 3191.177 | 1727.174 | 0 | 0 | 1464.003 | 0 | 0 | 0
2224 | 1726.438 | 559.03 | 2392.121 | 1726.438 | 0 | 0 | 665.683 | 0 | 0 | 0
2225 | 1599.501 | 312.42 | 1302.019 | 1302.019 | 0 | 0 | 0 | 297.482 | 0 | 0
2226 | 1633.042 | 77.24 | 230.753 | 230.753 | 0 | 0 | 0 | 1402.289 | 0 | 0
2227 | 1619.476 | 0 | 0 | 0 | 0 | 0 | 0 | 0 | 0 | 1619.476
2228 | 1533.6 | 0 | 0 | 0 | 0 | 0 | 0 | 0 | 0 | 1533.6
2229 | 1748.8 | 0 | 0 | 0 | 0 | 0 | 0 | 0 | 0 | 1748.8
2230 | 1145.6 | 0 | 0 | 0 | 0 | 0 | 0 | 0 | 0 | 1145.6
2231 | 1203.2 | 0 | 0 | 0 | 0 | 0 | 0 | 0 | 0 | 1203.2
2232 | 382.4 | 0 | 0 | 0 | 0 | 0 | 0 | 382.4 | 0 | 0
2233 | 120 | 0 | 0 | 0 | 0 | 0 | 0 | 120 | 0 | 0
2234 | 126.4 | 0 | 0 | 0 | 0 | 0 | 0 | 126.4 | 0 | 0
2235 | 118.4 | 0 | 0 | 0 | 0 | 0 | 0 | 118.4 | 0 | 0
2236 | 124.8 | 0 | 0 | 0 | 0 | 0 | 0 | 124.8 | 0 | 0
2237 | 127.2 | 0 | 0 | 0 | 0 | 0 | 0 | 127.2 | 0 | 0
2238 | 104.8 | 0 | 0 | 0 | 0 | 0 | 0 | 104.8 | 0 | 0
2239 | 90.455 | 50.03 | 184.397 | 0 | -184.397 | 0 | 0 | 90.455 | 0 | 0
2240 | 181.636 | 194.46 | 822.831 | 0 | -822.831 | 0 | 0 | 181.636 | 0 | 0
2241 | 1303.888 | 212.59 | 884.274 | 0 | -884.274 | 0 | 0 | 1303.888 | 0 | 0
2242 | 1593.999 | 518.73 | 2132.569 | 1407.469 | -725.1 | 0 | 0 | 186.53 | 0 | 0
2243 | 1722.687 | 611.28 | 2465.146 | 1722.687 | -742.459 | 0 | 0 | 0 | 0 | 0
2244 | 1824.597 | 610.08 | 2437.984 | 1824.597 | -613.387 | 0 | 0 | 0 | 0 | 0
2245 | 1538.349 | 766.06 | 3019.177 | 1538.349 | -1480.828 | 0 | 0 | 0 | 0 | 0
2246 | 1462.819 | 716.29 | 2849.011 | 1462.819 | -1386.192 | 0 | 0 | 0 | 0 | 0
2247 | 1763.062 | 529.02 | 2157.137 | 1763.062 | -394.075 | 0 | 0 | 0 | 0 | 0
2248 | 1727.078 | 450.78 | 1883.749 | 1727.078 | -156.671 | 0 | 0 | 0 | 0 | 0
2249 | 1726.744 | 70.39 | 270.964 | 270.964 | 0 | 0 | 0 | 1455.78 | 0 | 0
2250 | 1440.062 | 19.59 | 52.342 | 52.342 | 0 | 0 | 0 | 1387.72 | 0 | 0
2251 | 1485.876 | 0 | 0 | 0 | 0 | 0 | 0 | 0 | 0 | 1485.876
2252 | 1420 | 0 | 0 | 0 | 0 | 0 | 0 | 0 | 0 | 1420
2253 | 1555.2 | 0 | 0 | 0 | 0 | 0 | 0 | 0 | 0 | 1555.2
2254 | 1828.8 | 0 | 0 | 0 | 0 | 0 | 0 | 29.423 | 0 | 1799.377
2255 | 1337.6 | 0 | 0 | 0 | 0 | 0 | 0 | 0 | 0 | 1337.6
2256 | 1448.8 | 0 | 0 | 0 | 0 | 0 | 0 | 1448.8 | 0 | 0
2257 | 1088.8 | 0 | 0 | 0 | 0 | 0 | 0 | 1088.8 | 0 | 0
2258 | 1398.4 | 0 | 0 | 0 | 0 | 0 | 0 | 1398.4 | 0 | 0
2259 | 1239.2 | 0 | 0 | 0 | 0 | 0 | 0 | 1239.2 | 0 | 0
2260 | 1181.6 | 0 | 0 | 0 | 0 | 0 | 0 | 1181.6 | 0 | 0
2261 | 1463.2 | 0 | 0 | 0 | 0 | 0 | 0 | 1463.2 | 0 | 0
2262 | 1187.2 | 0 | 0 | 0 | 0 | 0 | 0 | 1187.2 | 0 | 0
2263 | 1184.8 | 83.53 | 308.298 | 308.298 | 0 | 0 | 0 | 876.502 | 0 | 0
2264 | 1603.456 | 280.9 | 1203.87 | 1203.87 | 0 | 0 | 0 | 399.586 | 0 | 0
2265 | 1609.349 | 445.01 | 1881.852 | 1609.349 | -272.503 | 0 | 0 | 0 | 0 | 0
2266 | 1528.207 | 610.18 | 2510.142 | 1528.207 | -981.935 | 0 | 0 | 0 | 0 | 0
2267 | 1584.409 | 710.29 | 2851.56 | 1584.409 | -1267.151 | 0 | 0 | 0 | 0 | 0
2268 | 1411.614 | 748.29 | 2958.345 | 1411.614 | -1546.731 | 0 | 0 | 0 | 0 | 0
2269 | 1807.633 | 779.54 | 3064.513 | 1807.633 | -1256.88 | 0 | 0 | 0 | 0 | 0
2270 | 1580.825 | 752.37 | 2986.555 | 1580.825 | -1405.73 | 0 | 0 | 0 | 0 | 0
2271 | 1109.428 | 584.53 | 2381.91 | 1109.428 | -1272.482 | 0 | 0 | 0 | 0 | 0
2272 | 1562.899 | 440.64 | 1847.894 | 1562.899 | -284.995 | 0 | 0 | 0 | 0 | 0
2273 | 1288.141 | 243.19 | 1023.885 | 1023.885 | 0 | 0 | 0 | 264.256 | 0 | 0
2274 | 1690.754 | 60.78 | 207.986 | 207.986 | 0 | 0 | 0 | 1482.768 | 0 | 0
2275 | 1651.22 | 0 | 0 | 0 | 0 | 0 | 0 | 0 | 0 | 1651.22
2276 | 1392.8 | 0 | 0 | 0 | 0 | 0 | 0 | 0 | 0 | 1392.8
2277 | 1446.4 | 0 | 0 | 0 | 0 | 0 | 0 | 0 | 0 | 1446.4
2278 | 1270.4 | 0 | 0 | 0 | 0 | 0 | 0 | 0 | 0 | 1270.4
2279 | 1509.6 | 0 | 0 | 0 | 0 | 0 | 0 | 0 | 0 | 1509.6
2280 | 1620 | 0 | 0 | 0 | 0 | 0 | 0 | 1620 | 0 | 0
2281 | 1519.2 | 0 | 0 | 0 | 0 | 0 | 0 | 1519.2 | 0 | 0
2282 | 1356.8 | 0 | 0 | 0 | 0 | 0 | 0 | 1356.8 | 0 | 0
2283 | 1847.2 | 0 | 0 | 0 | 0 | 0 | 0 | 1847.2 | 0 | 0
2284 | 1688 | 0 | 0 | 0 | 0 | 0 | 0 | 1688 | 0 | 0
2285 | 1469.6 | 0 | 0 | 0 | 0 | 0 | 0 | 1469.6 | 0 | 0
2286 | 1407.2 | 0 | 0 | 0 | 0 | 0 | 0 | 1407.2 | 0 | 0
2287 | 1298.407 | 34.3 | 117.744 | 117.744 | 0 | 0 | 0 | 1003.452 | 0 | 177.211
2288 | 341.456 | 118.01 | 487.468 | 341.456 | -146.012 | 0 | 0 | 0 | 0 | 0
2289 | 276.424 | 344.97 | 1455.08 | 276.424 | -1178.656 | 0 | 0 | 0 | 0 | 0
2290 | 284.243 | 599.75 | 2446.802 | 284.243 | -1799.377 | 0 | 363.182 | 0 | 0 | 0
2291 | 269.004 | 912.23 | 3597.804 | 269.004 | -1799.377 | 0 | 1529.423 | 0 | 0 | 0
2292 | 333.853 | 858.81 | 3314.465 | 333.852 | -1799.377 | 0 | 1181.236 | 0 | 0 | 0
2293 | 211.973 | 746.35 | 2906.071 | 211.973 | -1799.377 | 0 | 894.721 | 0 | 0 | 0
2294 | 211.252 | 821.02 | 3163.896 | 211.252 | -612.638 | 0 | 2340.006 | 0 | 0 | 0
2295 | 343.658 | 607.31 | 2437.633 | 343.658 | 0 | 0 | 2093.975 | 0 | 0 | 0
2296 | 393.167 | 313.99 | 1297.001 | 393.167 | 0 | 0 | 903.834 | 0 | 0 | 0
2297 | 317.159 | 253.68 | 1059.1 | 317.159 | 0 | 0 | 741.941 | 0 | 0 | 0
2298 | 348.83 | 62.6 | 210.801 | 210.801 | 0 | 0 | 0 | 0 | 0 | 138.029
2299 | 281.691 | 0 | 0 | 0 | 0 | 0 | 0 | 0 | 0 | 281.691
2300 | 266.4 | 0 | 0 | 0 | 0 | 0 | 0 | 0 | 0 | 266.4
2301 | 309.6 | 0 | 0 | 0 | 0 | 0 | 0 | 0 | 0 | 309.6
2302 | 292 | 0 | 0 | 0 | 0 | 0 | 0 | 0 | 0 | 292
2303 | 243.2 | 0 | 0 | 0 | 0 | 0 | 0 | 0 | 0 | 243.2
2304 | 139.2 | 0 | 0 | 0 | 0 | 0 | 0 | 0 | 0 | 139.2
2305 | 142.4 | 0 | 0 | 0 | 0 | 0 | 0 | 0 | 0 | 142.4
2306 | 124 | 0 | 0 | 0 | 0 | 0 | 0 | 0 | 0 | 124
2307 | 118.4 | 0 | 0 | 0 | 0 | 0 | 0 | 0 | 0 | 118.4
2308 | 115.2 | 0 | 0 | 0 | 0 | 0 | 0 | 0 | 0 | 115.2
2309 | 101.6 | 0 | 0 | 0 | 0 | 0 | 0 | 0 | 0 | 101.6
2310 | 99.2 | 0 | 0 | 0 | 0 | 0 | 0 | 0 | 0 | 99.2
2311 | 81.795 | 79.16 | 296.251 | 81.795 | -214.456 | 0 | 0 | 0 | 0 | 0
2312 | 89.489 | 265.15 | 1135.331 | 89.489 | -1045.842 | 0 | 0 | 0 | 0 | 0
2313 | 89.121 | 559 | 2386.695 | 89.121 | -1378.279 | 0 | 919.295 | 0 | 0 | 0
2314 | 88.082 | 761.4 | 3146.854 | 88.082 | 0 | 0 | 3058.772 | 0 | 0 | 0
2315 | 84.446 | 900.54 | 3631.252 | 84.446 | 0 | 0 | 3546.806 | 0 | 0 | 0
2316 | 92.13 | 590.69 | 2392.727 | 92.13 | 0 | 0 | 2300.597 | 0 | 0 | 0
2317 | 88.264 | 194.27 | 781.454 | 88.264 | 0 | 0 | 693.19 | 0 | 0 | 0
2318 | 92.708 | 236.6 | 962.929 | 92.708 | 0 | 0 | 870.221 | 0 | 0 | 0
2319 | 86.801 | 226.85 | 930.256 | 86.801 | 0 | 0 | 843.455 | 0 | 0 | 0
2320 | 98.247 | 46.09 | 163.511 | 98.247 | 0 | 0 | 65.264 | 0 | 0 | 0
2321 | 88.18 | 112.12 | 455.095 | 88.18 | 0 | 0 | 366.915 | 0 | 0 | 0
2322 | 94.896 | 28.42 | 88.418 | 88.418 | 0 | 0 | 0 | 0 | 0 | 6.478
2323 | 102.069 | 0 | 0 | 0 | 0 | 0 | 0 | 0 | 0 | 102.069
2324 | 104.8 | 0 | 0 | 0 | 0 | 0 | 0 | 0 | 0 | 104.8
2325 | 103.2 | 0 | 0 | 0 | 0 | 0 | 0 | 0 | 0 | 103.2
2326 | 111.2 | 0 | 0 | 0 | 0 | 0 | 0 | 0 | 0 | 111.2
2327 | 101.6 | 0 | 0 | 0 | 0 | 0 | 0 | 0 | 0 | 101.6
2328 | 107.2 | 0 | 0 | 0 | 0 | 0 | 0 | 0 | 0 | 107.2
2329 | 96.8 | 0 | 0 | 0 | 0 | 0 | 0 | 0 | 0 | 96.8
2330 | 103.2 | 0 | 0 | 0 | 0 | 0 | 0 | 0 | 0 | 103.2
2331 | 100 | 0 | 0 | 0 | 0 | 0 | 0 | 0 | 0 | 100
2332 | 101.6 | 0 | 0 | 0 | 0 | 0 | 0 | 0 | 0 | 101.6
2333 | 96 | 0 | 0 | 0 | 0 | 0 | 0 | 0 | 0 | 96
2334 | 101.6 | 0 | 0 | 0 | 0 | 0 | 0 | 0 | 0 | 101.6
2335 | 90.638 | 79.4 | 299.1 | 90.638 | -208.462 | 0 | 0 | 0 | 0 | 0
2336 | 142.371 | 270.3 | 1157.22 | 142.371 | -1014.849 | 0 | 0 | 0 | 0 | 0
2337 | 876.805 | 489.22 | 2068.962 | 876.804 | -151.941 | 0 | 1040.217 | 0 | 0 | 0
2338 | 1186.13 | 558.68 | 2302.711 | 1186.13 | 0 | 0 | 1116.581 | 0 | 0 | 0
2339 | 1409.196 | 607.38 | 2467.372 | 1409.196 | 0 | 0 | 1058.176 | 0 | 0 | 0
2340 | 1645.065 | 985.6 | 3928.212 | 1645.065 | 0 | 0 | 2283.147 | 0 | 0 | 0
2341 | 1551.507 | 508.85 | 2066.029 | 1551.507 | 0 | 0 | 514.522 | 0 | 0 | 0
2342 | 1454.836 | 642.64 | 2611.927 | 1454.836 | 0 | 0 | 1157.091 | 0 | 0 | 0
2343 | 1456.702 | 402.07 | 1668.22 | 1456.702 | 0 | 0 | 211.518 | 0 | 0 | 0
2344 | 1631.387 | 192.85 | 798.727 | 798.727 | 0 | 0 | 0 | 832.66 | 0 | 0
2345 | 1631.553 | 217.44 | 918.646 | 918.646 | 0 | 0 | 0 | 712.907 | 0 | 0
2346 | 1765.931 | 52.23 | 180.926 | 180.926 | 0 | 0 | 0 | 1585.005 | 0 | 0
2347 | 1730.86 | 0 | 0 | 0 | 0 | 0 | 0 | 401.437 | 0 | 1329.423
2348 | 1846.4 | 0 | 0 | 0 | 0 | 0 | 0 | 47.023 | 0 | 1799.377
2349 | 1725.6 | 0 | 0 | 0 | 0 | 0 | 0 | 0 | 0 | 1725.6
2350 | 1554.4 | 0 | 0 | 0 | 0 | 0 | 0 | 0 | 0 | 1554.4
2351 | 1998.4 | 0 | 0 | 0 | 0 | 0 | 0 | 199.023 | 0 | 1799.377
2352 | 1700.8 | 0 | 0 | 0 | 0 | 0 | 0 | 1700.8 | 0 | 0
2353 | 1940.8 | 0 | 0 | 0 | 0 | 0 | 0 | 1940.8 | 0 | 0
2354 | 1621.6 | 0 | 0 | 0 | 0 | 0 | 0 | 1621.6 | 0 | 0
2355 | 1272.8 | 0 | 0 | 0 | 0 | 0 | 0 | 1272.8 | 0 | 0
2356 | 1277.6 | 0 | 0 | 0 | 0 | 0 | 0 | 1277.6 | 0 | 0
2357 | 1742.4 | 0 | 0 | 0 | 0 | 0 | 0 | 1742.4 | 0 | 0
2358 | 1696 | 0 | 0 | 0 | 0 | 0 | 0 | 1696 | 0 | 0
2359 | 1093.028 | 97.44 | 355.186 | 355.186 | 0 | 0 | 0 | 737.842 | 0 | 0
2360 | 1153.367 | 332.82 | 1407.773 | 1153.367 | -254.406 | 0 | 0 | 0 | 0 | 0
2361 | 1724.16 | 579.52 | 2397.801 | 1724.16 | -673.641 | 0 | 0 | 0 | 0 | 0
2362 | 2138.256 | 789.18 | 3082.251 | 2138.256 | -943.995 | 0 | 0 | 0 | 0 | 0
2363 | 1900.048 | 943.98 | 3551.873 | 1900.048 | -1651.825 | 0 | 0 | 0 | 0 | 0
2364 | 2133.191 | 1016.44 | 3787.729 | 2133.191 | -1654.538 | 0 | 0 | 0 | 0 | 0
2365 | 1700.026 | 1008.05 | 3805.569 | 1700.026 | -1799.377 | 0 | 306.166 | 0 | 0 | 0
2366 | 1540.681 | 917.65 | 3582.122 | 1540.681 | -1799.377 | 0 | 242.064 | 0 | 0 | 0
2367 | 1354.534 | 758.21 | 3078.105 | 1354.534 | -357.654 | 0 | 1365.917 | 0 | 0 | 0
2368 | 1652.807 | 544.14 | 2298.509 | 1652.807 | 0 | 0 | 645.702 | 0 | 0 | 0
2369 | 1811.042 | 298.25 | 1236.345 | 1236.345 | 0 | 0 | 0 | 574.697 | 0 | 0
2370 | 1517.038 | 71.12 | 223.153 | 223.153 | 0 | 0 | 0 | 1293.885 | 0 | 0
2371 | 1866.297 | 0 | 0 | 0 | 0 | 0 | 0 | 541.497 | 0 | 1324.8
2372 | 1745.6 | 0 | 0 | 0 | 0 | 0 | 0 | 0 | 0 | 1745.6
2373 | 2057.6 | 0 | 0 | 0 | 0 | 0 | 0 | 258.223 | 0 | 1799.377
2374 | 1675.2 | 0 | 0 | 0 | 0 | 0 | 0 | 0 | 0 | 1675.2
2375 | 1663.2 | 0 | 0 | 0 | 0 | 0 | 0 | 0 | 0 | 1663.2
2376 | 1429.6 | 0 | 0 | 0 | 0 | 0 | 0 | 1429.6 | 0 | 0
2377 | 1479.2 | 0 | 0 | 0 | 0 | 0 | 0 | 1479.2 | 0 | 0
2378 | 1613.6 | 0 | 0 | 0 | 0 | 0 | 0 | 1613.6 | 0 | 0
2379 | 1020.8 | 0 | 0 | 0 | 0 | 0 | 0 | 1020.8 | 0 | 0
2380 | 1254.4 | 0 | 0 | 0 | 0 | 0 | 0 | 1254.4 | 0 | 0
2381 | 1267.2 | 0 | 0 | 0 | 0 | 0 | 0 | 1267.2 | 0 | 0
2382 | 1392 | 0 | 0 | 0 | 0 | 0 | 0 | 1392 | 0 | 0
2383 | 1293.522 | 104.26 | 366.722 | 366.722 | 0 | 0 | 0 | 926.8 | 0 | 0
2384 | 650.269 | 340.09 | 1454.366 | 650.269 | -804.097 | 0 | 0 | 0 | 0 | 0
2385 | 1468.701 | 582.57 | 2493.146 | 1468.701 | -1024.445 | 0 | 0 | 0 | 0 | 0
2386 | 1476.864 | 785.28 | 3250.926 | 1476.864 | -1774.062 | 0 | 0 | 0 | 0 | 0
2387 | 1368.496 | 906.82 | 3670.857 | 1368.496 | -1799.377 | 0 | 502.984 | 0 | 0 | 0
2388 | 1103.419 | 980.41 | 3927.39 | 1103.418 | -1799.377 | 0 | 1024.595 | 0 | 0 | 0
2389 | 1738.664 | 975.3 | 3915.497 | 1738.664 | -1799.377 | 0 | 377.456 | 0 | 0 | 0
2390 | 1353.651 | 882.48 | 3596.926 | 1353.651 | -134.077 | 0 | 2109.198 | 0 | 0 | 0
2391 | 1671.773 | 734.34 | 3062.853 | 1671.773 | 0 | 0 | 1391.08 | 0 | 0 | 0
2392 | 1643.7 | 527.6 | 2260.966 | 1643.7 | 0 | 0 | 617.266 | 0 | 0 | 0
2393 | 1554.145 | 290.62 | 1215.735 | 1215.735 | 0 | 0 | 0 | 338.41 | 0 | 0
2394 | 1624.376 | 67.8 | 221.023 | 221.023 | 0 | 0 | 0 | 1403.353 | 0 | 0
2395 | 1597.412 | 0 | 0 | 0 | 0 | 0 | 0 | 0 | 0 | 1597.412
2396 | 1305.6 | 0 | 0 | 0 | 0 | 0 | 0 | 0 | 0 | 1305.6
2397 | 1634.4 | 0 | 0 | 0 | 0 | 0 | 0 | 0 | 0 | 1634.4
2398 | 1851.2 | 0 | 0 | 0 | 0 | 0 | 0 | 51.823 | 0 | 1799.377
2399 | 1613.6 | 0 | 0 | 0 | 0 | 0 | 0 | 0 | 0 | 1613.6
2400 | 1363.2 | 0 | 0 | 0 | 0 | 0 | 0 | 1363.2 | 0 | 0
2401 | 1245.6 | 0 | 0 | 0 | 0 | 0 | 0 | 1245.6 | 0 | 0
2402 | 1235.2 | 0 | 0 | 0 | 0 | 0 | 0 | 1235.2 | 0 | 0
2403 | 1324 | 0 | 0 | 0 | 0 | 0 | 0 | 1324 | 0 | 0
2404 | 1393.6 | 0 | 0 | 0 | 0 | 0 | 0 | 1393.6 | 0 | 0
2405 | 1192 | 0 | 0 | 0 | 0 | 0 | 0 | 1192 | 0 | 0
2406 | 1108 | 0 | 0 | 0 | 0 | 0 | 0 | 1108 | 0 | 0
2407 | 1071.458 | 97.02 | 361.846 | 0 | -361.846 | 0 | 0 | 1071.458 | 0 | 0
2408 | 700.377 | 328.02 | 1405.207 | 0 | -1405.207 | 0 | 0 | 700.377 | 0 | 0
2409 | 1179.725 | 386.24 | 1625.183 | 0 | -1625.183 | 0 | 0 | 1179.725 | 0 | 0
2410 | 1627.857 | 368.74 | 1509.353 | 653.004 | -856.349 | 0 | 0 | 974.852 | 0 | 0
2411 | 1504.309 | 581.29 | 2307.565 | 1504.309 | -803.256 | 0 | 0 | 0 | 0 | 0
2412 | 1607.655 | 621.67 | 2423.315 | 1607.655 | -815.66 | 0 | 0 | 0 | 0 | 0
2413 | 1708.11 | 987.25 | 3754.643 | 1708.11 | -1799.377 | 0 | 247.156 | 0 | 0 | 0
2414 | 1747.615 | 685.98 | 2689.89 | 1747.615 | -942.275 | 0 | 0 | 0 | 0 | 0
2415 | 1656.806 | 468.88 | 1895.575 | 1656.806 | -238.769 | 0 | 0 | 0 | 0 | 0
2416 | 1940.668 | 274.14 | 1129.044 | 1129.044 | 0 | 0 | 0 | 811.624 | 0 | 0
2417 | 1471.768 | 282.34 | 1167.313 | 1167.313 | 0 | 0 | 0 | 304.455 | 0 | 0
2418 | 1831.384 | 62.93 | 206.191 | 206.191 | 0 | 0 | 0 | 1625.193 | 0 | 0
2419 | 1741.725 | 0 | 0 | 0 | 0 | 0 | 0 | 262.702 | 0 | 1479.023
2420 | 1332.8 | 0 | 0 | 0 | 0 | 0 | 0 | 0 | 0 | 1332.8
2421 | 1913.6 | 0 | 0 | 0 | 0 | 0 | 0 | 114.223 | 0 | 1799.377
2422 | 1916 | 0 | 0 | 0 | 0 | 0 | 0 | 116.623 | 0 | 1799.377
2423 | 1797.6 | 0 | 0 | 0 | 0 | 0 | 0 | 0 | 0 | 1797.6
2424 | 1308 | 0 | 0 | 0 | 0 | 0 | 0 | 1308 | 0 | 0
2425 | 1379.2 | 0 | 0 | 0 | 0 | 0 | 0 | 1379.2 | 0 | 0
2426 | 1590.4 | 0 | 0 | 0 | 0 | 0 | 0 | 1590.4 | 0 | 0
2427 | 1549.6 | 0 | 0 | 0 | 0 | 0 | 0 | 1549.6 | 0 | 0
2428 | 934.4 | 0 | 0 | 0 | 0 | 0 | 0 | 934.4 | 0 | 0
2429 | 1459.2 | 0 | 0 | 0 | 0 | 0 | 0 | 1459.2 | 0 | 0
2430 | 1591.2 | 0 | 0 | 0 | 0 | 0 | 0 | 1591.2 | 0 | 0
2431 | 966.93 | 95.97 | 353.611 | 353.611 | 0 | 0 | 0 | 613.319 | 0 | 0
2432 | 1477.577 | 321.15 | 1358.642 | 1358.642 | 0 | 0 | 0 | 118.935 | 0 | 0
2433 | 1354.983 | 553.21 | 2299.529 | 1354.983 | -944.546 | 0 | 0 | 0 | 0 | 0
2434 | 1698.036 | 751.57 | 2993.951 | 1698.036 | -1295.915 | 0 | 0 | 0 | 0 | 0
2435 | 1687.35 | 905.08 | 3483.996 | 1687.35 | -1796.646 | 0 | 0 | 0 | 0 | 0
2436 | 1799.841 | 973.93 | 3690.594 | 1799.84 | -1799.377 | 0 | 91.377 | 0 | 0 | 0
2437 | 1492.56 | 966.45 | 3691.234 | 1492.559 | -1799.377 | 0 | 399.298 | 0 | 0 | 0
2438 | 1614.825 | 872.66 | 3431.762 | 1614.825 | -1498.952 | 0 | 317.985 | 0 | 0 | 0
2439 | 1802.673 | 721.65 | 2942.249 | 1802.673 | 0 | 0 | 1139.576 | 0 | 0 | 0
2440 | 1703.159 | 399.91 | 1669.738 | 1669.738 | 0 | 0 | 0 | 33.421 | 0 | 0
2441 | 1953.342 | 159.24 | 656.868 | 656.868 | 0 | 0 | 0 | 1296.474 | 0 | 0
2442 | 1610.257 | 35.22 | 115.456 | 115.456 | 0 | 0 | 0 | 1494.801 | 0 | 0
2443 | 1843.247 | 0 | 0 | 0 | 0 | 0 | 0 | 576.224 | 0 | 1267.023
2444 | 1636 | 0 | 0 | 0 | 0 | 0 | 0 | 0 | 0 | 1636
2445 | 1706.4 | 0 | 0 | 0 | 0 | 0 | 0 | 0 | 0 | 1706.4
2446 | 2003.2 | 0 | 0 | 0 | 0 | 0 | 0 | 203.823 | 0 | 1799.377
2447 | 1822.4 | 0 | 0 | 0 | 0 | 0 | 0 | 23.023 | 0 | 1799.377
2448 | 1698.4 | 0 | 0 | 0 | 0 | 0 | 0 | 1698.4 | 0 | 0
2449 | 1377.6 | 0 | 0 | 0 | 0 | 0 | 0 | 1377.6 | 0 | 0
2450 | 1225.6 | 0 | 0 | 0 | 0 | 0 | 0 | 1225.6 | 0 | 0
2451 | 1188 | 0 | 0 | 0 | 0 | 0 | 0 | 1188 | 0 | 0
2452 | 1199.2 | 0 | 0 | 0 | 0 | 0 | 0 | 1199.2 | 0 | 0
2453 | 1212 | 0 | 0 | 0 | 0 | 0 | 0 | 1212 | 0 | 0
2454 | 1070.4 | 0 | 0 | 0 | 0 | 0 | 0 | 1070.4 | 0 | 0
2455 | 974.019 | 58.68 | 222.054 | 222.054 | 0 | 0 | 0 | 751.965 | 0 | 0
2456 | 196.406 | 205.62 | 867.244 | 196.406 | -670.838 | 0 | 0 | 0 | 0 | 0
2457 | 173.54 | 542.78 | 2249.503 | 173.54 | -1799.377 | 0 | 276.586 | 0 | 0 | 0
2458 | 0 | 745.51 | 2956.187 | -0.001 | -1799.377 | 0 | 1156.811 | 0 | 0 | 0
2459 | 0 | 891.18 | 3434.333 | 0 | -1799.377 | 0 | 1634.956 | 0 | 0 | 0
2460 | 0 | 721.5 | 2807.94 | 0 | -1799.377 | 0 | 1008.563 | 0 | 0 | 0
2461 | 0 | 795.66 | 3102.283 | 0.001 | -1266.467 | 0 | 1835.815 | 0 | 0 | 0
2462 | 267.984 | 534.78 | 2150.284 | 267.984 | 0 | 0 | 1882.3 | 0 | 0 | 0
2463 | 256.129 | 721.8 | 2973.869 | 256.129 | 0 | 0 | 2717.74 | 0 | 0 | 0
2464 | 126.647 | 513.79 | 2183.093 | 126.647 | 0 | 0 | 2056.446 | 0 | 0 | 0
2465 | 227.812 | 278.45 | 1162.821 | 227.812 | 0 | 0 | 935.009 | 0 | 0 | 0
2466 | 353.747 | 61.88 | 206.026 | 206.026 | 0 | 0 | 0 | 0 | 0 | 147.721
2467 | 216.663 | 0 | 0 | 0 | 0 | 0 | 0 | 0 | 0 | 216.663
2468 | 193.6 | 0 | 0 | 0 | 0 | 0 | 0 | 0 | 0 | 193.6
2469 | 127.2 | 0 | 0 | 0 | 0 | 0 | 0 | 0 | 0 | 127.2
2470 | 117.6 | 0 | 0 | 0 | 0 | 0 | 0 | 0 | 0 | 117.6
2471 | 128.8 | 0 | 0 | 0 | 0 | 0 | 0 | 0 | 0 | 128.8
2472 | 140.8 | 0 | 0 | 0 | 0 | 0 | 0 | 0 | 0 | 140.8
2473 | 108.8 | 0 | 0 | 0 | 0 | 0 | 0 | 0 | 0 | 108.8
2474 | 100 | 0 | 0 | 0 | 0 | 0 | 0 | 0 | 0 | 100
2475 | 89.6 | 0 | 0 | 0 | 0 | 0 | 0 | 0 | 0 | 89.6
2476 | 99.2 | 0 | 0 | 0 | 0 | 0 | 0 | 0 | 0 | 99.2
2477 | 91.2 | 0 | 0 | 0 | 0 | 0 | 0 | 0 | 0 | 91.2
2478 | 98.4 | 0 | 0 | 0 | 0 | 0 | 0 | 0 | 0 | 98.4
2479 | 64.271 | 92.42 | 348.293 | 64.271 | -284.022 | 0 | 0 | 0 | 0 | 0
2480 | 44.716 | 317.64 | 1354.525 | 44.716 | -1309.809 | 0 | 0 | 0 | 0 | 0
2481 | 503.248 | 463.77 | 1949.973 | 503.248 | -253.106 | 0 | 1193.619 | 0 | 0 | 0
2482 | 593.572 | 619.03 | 2522.823 | 593.572 | 0 | 0 | 1929.251 | 0 | 0 | 0
2483 | 451.248 | 468.83 | 1898.367 | 451.248 | 0 | 0 | 1447.119 | 0 | 0 | 0
2484 | 445.515 | 977.16 | 3872.268 | 445.515 | 0 | 0 | 3426.753 | 0 | 0 | 0
2485 | 1718.709 | 653.08 | 2632.14 | 1718.709 | 0 | 0 | 913.431 | 0 | 0 | 0
2486 | 1825.482 | 674.33 | 2744.588 | 1825.482 | 0 | 0 | 919.106 | 0 | 0 | 0
2487 | 1311.2 | 499.71 | 2075.878 | 1311.2 | 0 | 0 | 764.678 | 0 | 0 | 0
2488 | 1571.2 | 442.18 | 1877.939 | 1571.2 | 0 | 0 | 306.739 | 0 | 0 | 0
2489 | 1255.2 | 273.76 | 1149.829 | 1149.829 | 0 | 0 | 0 | 105.371 | 0 | 0
2490 | 1663.487 | 59.72 | 198.364 | 198.364 | 0 | 0 | 0 | 1465.123 | 0 | 0
2491 | 1610.935 | 0 | 0 | 0 | 0 | 0 | 0 | 0 | 0 | 1610.935
2492 | 1180.8 | 0 | 0 | 0 | 0 | 0 | 0 | 0 | 0 | 1180.8
2493 | 1295.2 | 0 | 0 | 0 | 0 | 0 | 0 | 0 | 0 | 1295.2
2494 | 1408 | 0 | 0 | 0 | 0 | 0 | 0 | 0 | 0 | 1408
2495 | 1508 | 0 | 0 | 0 | 0 | 0 | 0 | 0 | 0 | 1508
2496 | 1367.2 | 0 | 0 | 0 | 0 | 0 | 0 | 1367.2 | 0 | 0
2497 | 1770.4 | 0 | 0 | 0 | 0 | 0 | 0 | 1770.4 | 0 | 0
2498 | 1622.4 | 0 | 0 | 0 | 0 | 0 | 0 | 1622.4 | 0 | 0
2499 | 1314.4 | 0 | 0 | 0 | 0 | 0 | 0 | 1314.4 | 0 | 0
2500 | 1200.8 | 0 | 0 | 0 | 0 | 0 | 0 | 1200.8 | 0 | 0
2501 | 1348 | 0 | 0 | 0 | 0 | 0 | 0 | 1348 | 0 | 0
2502 | 1156 | 0 | 0 | 0 | 0 | 0 | 0 | 1156 | 0 | 0
2503 | 1375.182 | 102.64 | 380.79 | 380.79 | 0 | 0 | 0 | 994.392 | 0 | 0
2504 | 1228.928 | 331.06 | 1412.995 | 1228.928 | -184.067 | 0 | 0 | 0 | 0 | 0
2505 | 1763.437 | 565.97 | 2405.674 | 1763.437 | -642.237 | 0 | 0 | 0 | 0 | 0
2506 | 1786.454 | 111.22 | 436.287 | 436.287 | 0 | 0 | 0 | 1350.167 | 0 | 0
2507 | 1601.327 | 903.17 | 3615.117 | 1601.327 | -1799.377 | 0 | 214.413 | 0 | 0 | 0
2508 | 1886.909 | 975.44 | 3839.657 | 1886.908 | -1799.377 | 0 | 153.372 | 0 | 0 | 0
2509 | 1830.371 | 452.51 | 1821.53 | 1821.53 | 0 | 0 | 0 | 8.841 | 0 | 0
2510 | 1393.734 | 892.15 | 3565.879 | 1393.734 | -1799.377 | 0 | 372.768 | 0 | 0 | 0
2511 | 1534.199 | 504.69 | 2068.985 | 1534.199 | -534.786 | 0 | 0 | 0 | 0 | 0
2512 | 1641.378 | 404.03 | 1696.679 | 1641.378 | -55.301 | 0 | 0 | 0 | 0 | 0
2513 | 1522.665 | 231.4 | 971.854 | 971.854 | 0 | 0 | 0 | 550.811 | 0 | 0
2514 | 1554.326 | 64.93 | 214.165 | 214.165 | 0 | 0 | 0 | 1340.161 | 0 | 0
2515 | 1267.674 | 0 | 0 | 0 | 0 | 0 | 0 | 0 | 0 | 1267.674
2516 | 1214.4 | 0 | 0 | 0 | 0 | 0 | 0 | 0 | 0 | 1214.4
2517 | 1422.4 | 0 | 0 | 0 | 0 | 0 | 0 | 0 | 0 | 1422.4
2518 | 1226.4 | 0 | 0 | 0 | 0 | 0 | 0 | 0 | 0 | 1226.4
2519 | 1222.4 | 0 | 0 | 0 | 0 | 0 | 0 | 0 | 0 | 1222.4
2520 | 1440.8 | 0 | 0 | 0 | 0 | 0 | 0 | 1272.068 | 0 | 168.732
2521 | 1159.2 | 0 | 0 | 0 | 0 | 0 | 0 | 1159.2 | 0 | 0
2522 | 1145.6 | 0 | 0 | 0 | 0 | 0 | 0 | 1145.6 | 0 | 0
2523 | 1368.8 | 0 | 0 | 0 | 0 | 0 | 0 | 1368.8 | 0 | 0
2524 | 864.8 | 0 | 0 | 0 | 0 | 0 | 0 | 864.8 | 0 | 0
2525 | 943.2 | 0 | 0 | 0 | 0 | 0 | 0 | 943.2 | 0 | 0
2526 | 1092 | 0 | 0 | 0 | 0 | 0 | 0 | 1092 | 0 | 0
2527 | 1156.517 | 91.39 | 350.026 | 350.026 | 0 | 0 | 0 | 0 | 0 | 806.491
2528 | 715.847 | 332.81 | 1414.932 | 715.847 | -699.085 | 0 | 0 | 0 | 0 | 0
2529 | 1374.694 | 473.93 | 1978.607 | 1374.694 | -603.913 | 0 | 0 | 0 | 0 | 0
2530 | 1474.584 | 654.37 | 2638.732 | 1474.584 | -1164.148 | 0 | 0 | 0 | 0 | 0
2531 | 1171.084 | 907.03 | 3565.856 | 1171.084 | -1799.377 | 0 | 595.395 | 0 | 0 | 0
2532 | 1452.682 | 972.61 | 3774.17 | 1452.681 | -1799.377 | 0 | 522.112 | 0 | 0 | 0
2533 | 1536.423 | 804.98 | 3147.483 | 1536.423 | -1611.06 | 0 | 0 | 0 | 0 | 0
2534 | 1489.362 | 723.63 | 2891.238 | 1489.362 | -1401.876 | 0 | 0 | 0 | 0 | 0
2535 | 1094.152 | 590.88 | 2429.574 | 1094.152 | -55.977 | 0 | 1279.445 | 0 | 0 | 0
2536 | 1400.201 | 416.34 | 1758.756 | 1400.201 | 0 | 0 | 358.555 | 0 | 0 | 0
2537 | 1681.075 | 221.86 | 934.996 | 934.996 | 0 | 0 | 0 | 746.079 | 0 | 0
2538 | 1647.588 | 53.62 | 184.352 | 184.352 | 0 | 0 | 0 | 1463.236 | 0 | 0
2539 | 1122.777 | 0 | 0 | 0 | 0 | 0 | 0 | 0 | 0 | 1122.777
2540 | 1656 | 0 | 0 | 0 | 0 | 0 | 0 | 0 | 0 | 1656
2541 | 1400.8 | 0 | 0 | 0 | 0 | 0 | 0 | 0 | 0 | 1400.8
2542 | 1624.8 | 0 | 0 | 0 | 0 | 0 | 0 | 0 | 0 | 1624.8
2543 | 1046.4 | 0 | 0 | 0 | 0 | 0 | 0 | 0 | 0 | 1046.4
2544 | 1645.6 | 0 | 0 | 0 | 0 | 0 | 0 | 1645.6 | 0 | 0
2545 | 1430.4 | 0 | 0 | 0 | 0 | 0 | 0 | 1430.4 | 0 | 0
2546 | 1149.6 | 0 | 0 | 0 | 0 | 0 | 0 | 1149.6 | 0 | 0
2547 | 1410.4 | 0 | 0 | 0 | 0 | 0 | 0 | 1410.4 | 0 | 0
2548 | 1274.4 | 0 | 0 | 0 | 0 | 0 | 0 | 1274.4 | 0 | 0
2549 | 1276.8 | 0 | 0 | 0 | 0 | 0 | 0 | 1276.8 | 0 | 0
2550 | 1566.4 | 0 | 0 | 0 | 0 | 0 | 0 | 1566.4 | 0 | 0
2551 | 1491.966 | 36.26 | 126.953 | 126.953 | 0 | 0 | 0 | 988.36 | 0 | 376.654
2552 | 1493.014 | 124.33 | 512.268 | 512.268 | 0 | 0 | 0 | 0 | 0 | 980.746
2553 | 1539.824 | 426.25 | 1793.558 | 1539.824 | -253.734 | 0 | 0 | 0 | 0 | 0
2554 | 1782.499 | 755.01 | 3094.099 | 1782.499 | -1311.6 | 0 | 0 | 0 | 0 | 0
2555 | 1835.337 | 904.09 | 3601.966 | 1835.337 | -1766.629 | 0 | 0 | 0 | 0 | 0
2556 | 1632.697 | 974.69 | 3824.536 | 1632.697 | -1799.377 | 0 | 392.462 | 0 | 0 | 0
2557 | 1766.248 | 966.17 | 3786.874 | 1766.248 | -1799.377 | 0 | 221.249 | 0 | 0 | 0
2558 | 1904.871 | 878.42 | 3498.155 | 1904.871 | -1593.284 | 0 | 0 | 0 | 0 | 0
2559 | 1996.523 | 725.12 | 2965.674 | 1996.524 | -610.811 | 0 | 358.339 | 0 | 0 | 0
2560 | 1909.872 | 447.53 | 1870.095 | 1870.095 | 0 | 0 | 0 | 39.777 | 0 | 0
2561 | 1550.773 | 64.95 | 245.863 | 245.863 | 0 | 0 | 0 | 1304.91 | 0 | 0
2562 | 1749.963 | 17.63 | 44.113 | 44.113 | 0 | 0 | 0 | 1705.85 | 0 | 0
2563 | 2041.861 | 0 | 0 | 0 | 0 | 0 | 0 | 372.084 | 0 | 1669.777
2564 | 1636 | 0 | 0 | 0 | 0 | 0 | 0 | 0 | 0 | 1636
2565 | 1492.8 | 0 | 0 | 0 | 0 | 0 | 0 | 0 | 0 | 1492.8
2566 | 1684 | 0 | 0 | 0 | 0 | 0 | 0 | 0 | 0 | 1684
2567 | 1725.6 | 0 | 0 | 0 | 0 | 0 | 0 | 0 | 0 | 1725.6
2568 | 1603.2 | 0 | 0 | 0 | 0 | 0 | 0 | 1603.2 | 0 | 0
2569 | 792 | 0 | 0 | 0 | 0 | 0 | 0 | 792 | 0 | 0
2570 | 863.2 | 0 | 0 | 0 | 0 | 0 | 0 | 863.2 | 0 | 0
2571 | 843.2 | 0 | 0 | 0 | 0 | 0 | 0 | 843.2 | 0 | 0
2572 | 594.4 | 0 | 0 | 0 | 0 | 0 | 0 | 594.4 | 0 | 0
2573 | 836 | 0 | 0 | 0 | 0 | 0 | 0 | 836 | 0 | 0
2574 | 635.2 | 0 | 0 | 0 | 0 | 0 | 0 | 635.2 | 0 | 0
2575 | 612.699 | 36.26 | 127.094 | 127.094 | 0 | 0 | 0 | 485.605 | 0 | 0
2576 | 532.414 | 123.36 | 506.395 | 506.395 | 0 | 0 | 0 | 26.019 | 0 | 0
2577 | 903.735 | 497.07 | 2074.331 | 903.735 | -1170.596 | 0 | 0 | 0 | 0 | 0
2578 | 888.082 | 491.79 | 2005.696 | 888.082 | -1117.614 | 0 | 0 | 0 | 0 | 0
2579 | 1104.242 | 917.69 | 3638.762 | 1104.242 | -1799.377 | 0 | 735.143 | 0 | 0 | 0
2580 | 873.013 | 984.98 | 3863.404 | 873.012 | -1799.377 | 0 | 1191.015 | 0 | 0 | 0
2581 | 777.272 | 977.02 | 3840.796 | 777.272 | -1799.377 | 0 | 1264.147 | 0 | 0 | 0
2582 | 991.14 | 895.3 | 3580.796 | 991.14 | -1448.472 | 0 | 1141.184 | 0 | 0 | 0
2583 | 976.907 | 738.94 | 3036.79 | 976.907 | 0 | 0 | 2059.883 | 0 | 0 | 0
2584 | 874.205 | 525.47 | 2228.248 | 874.205 | 0 | 0 | 1354.043 | 0 | 0 | 0
2585 | 861.226 | 285.86 | 1180.322 | 861.226 | 0 | 0 | 319.096 | 0 | 0 | 0
2586 | 364.693 | 66.53 | 213.513 | 213.513 | 0 | 0 | 0 | 0 | 0 | 151.18
2587 | 407.546 | 0 | 0 | 0 | 0 | 0 | 0 | 0 | 0 | 407.546
2588 | 380.8 | 0 | 0 | 0 | 0 | 0 | 0 | 0 | 0 | 380.8
2589 | 503.2 | 0 | 0 | 0 | 0 | 0 | 0 | 0 | 0 | 503.2
2590 | 686.4 | 0 | 0 | 0 | 0 | 0 | 0 | 0 | 0 | 686.4
2591 | 699.2 | 0 | 0 | 0 | 0 | 0 | 0 | 0 | 0 | 699.2
2592 | 0 | 0 | 0 | 0 | 0 | 0 | 0 | 0 | 0 | 0
2593 | 0 | 0 | 0 | 0 | 0 | 0 | 0 | 0 | 0 | 0
2594 | 0 | 0 | 0 | 0 | 0 | 0 | 0 | 0 | 0 | 0
2595 | 0 | 0 | 0 | 0 | 0 | 0 | 0 | 0 | 0 | 0
2596 | 0 | 0 | 0 | 0 | 0 | 0 | 0 | 0 | 0 | 0
2597 | 0 | 0 | 0 | 0 | 0 | 0 | 0 | 0 | 0 | 0
2598 | 0 | 0 | 0 | 0 | 0 | 0 | 0 | 0 | 0 | 0
2599 | 1576.944 | 111.5 | 399.695 | 399.695 | 0 | 0 | 0 | 0 | 0 | 1177.249
2600 | 1498.248 | 343.51 | 1454.117 | 1454.117 | 0 | 0 | 0 | 0 | 0 | 44.131
2601 | 1510.044 | 579.45 | 2439.258 | 1510.044 | -929.214 | 0 | 0 | 0 | 0 | 0
2602 | 1902.362 | 776.59 | 3168.812 | 1902.362 | -1266.45 | 0 | 0 | 0 | 0 | 0
2603 | 1884.636 | 928.47 | 3706.662 | 1884.636 | -1799.377 | 0 | 22.649 | 0 | 0 | 0
2604 | 1594.663 | 994.81 | 3942.2 | 1594.663 | -511.843 | 0 | 1835.694 | 0 | 0 | 0
2605 | 1945.081 | 983.44 | 3919.977 | 1945.081 | 0 | 0 | 1974.896 | 0 | 0 | 0
2606 | 1916.271 | 883.7 | 3577.472 | 1916.271 | 0 | 0 | 1661.201 | 0 | 0 | 0
2607 | 2098.686 | 729.05 | 3022.796 | 2098.686 | 0 | 0 | 924.11 | 0 | 0 | 0
2608 | 1693.969 | 457.6 | 1927.959 | 1693.969 | 0 | 0 | 233.99 | 0 | 0 | 0
2609 | 2117.631 | 188.13 | 783.98 | 783.98 | 0 | 0 | 0 | 1333.651 | 0 | 0
2610 | 2089.833 | 45.69 | 156.896 | 156.896 | 0 | 0 | 0 | 1930.297 | 0 | 2.641
2611 | 1694.447 | 0 | 0 | 0 | 0 | 0 | 0 | 0 | 0 | 1694.447
2612 | 1517.6 | 0 | 0 | 0 | 0 | 0 | 0 | 0 | 0 | 1517.6
2613 | 1688.8 | 0 | 0 | 0 | 0 | 0 | 0 | 0 | 0 | 1688.8
2614 | 1653.6 | 0 | 0 | 0 | 0 | 0 | 0 | 0 | 0 | 1653.6
2615 | 1461.6 | 0 | 0 | 0 | 0 | 0 | 0 | 0 | 0 | 1461.6
2616 | 0 | 0 | 0 | 0 | 0 | 0 | 0 | 0 | 0 | 0
2617 | 0 | 0 | 0 | 0 | 0 | 0 | 0 | 0 | 0 | 0
2618 | 0 | 0 | 0 | 0 | 0 | 0 | 0 | 0 | 0 | 0
2619 | 0 | 0 | 0 | 0 | 0 | 0 | 0 | 0 | 0 | 0
2620 | 0 | 0 | 0 | 0 | 0 | 0 | 0 | 0 | 0 | 0
2621 | 0 | 0 | 0 | 0 | 0 | 0 | 0 | 0 | 0 | 0
2622 | 0 | 0 | 0 | 0 | 0 | 0 | 0 | 0 | 0 | 0
2623 | 601.179 | 114.55 | 411.69 | 411.69 | 0 | 0 | 0 | 0 | 0 | 189.489
2624 | 322.859 | 344.71 | 1462.686 | 322.859 | -1139.827 | 0 | 0 | 0 | 0 | 0
2625 | 345.786 | 580.41 | 2452.8 | 345.786 | -1799.377 | 0 | 307.637 | 0 | 0 | 0
2626 | 329.02 | 777.06 | 3174.753 | 329.02 | -1799.377 | 0 | 1046.356 | 0 | 0 | 0
2627 | 281.969 | 913.22 | 3640.353 | 281.968 | -1799.377 | 0 | 1559.008 | 0 | 0 | 0
2628 | 315.114 | 982.14 | 3875.677 | 315.114 | -1799.377 | 0 | 1761.186 | 0 | 0 | 0
2629 | 313.792 | 972.7 | 3859.281 | 313.792 | -797.478 | 0 | 2748.011 | 0 | 0 | 0
2630 | 298.368 | 859.73 | 3469.86 | 298.368 | 0 | 0 | 3171.492 | 0 | 0 | 0
2631 | 287.073 | 709.76 | 2943.365 | 287.073 | 0 | 0 | 2656.292 | 0 | 0 | 0
2632 | 258.151 | 508.01 | 2168.028 | 258.151 | 0 | 0 | 1909.877 | 0 | 0 | 0
2633 | 315.607 | 276.11 | 1146.862 | 315.607 | 0 | 0 | 831.255 | 0 | 0 | 0
2634 | 311.492 | 62.49 | 201.065 | 201.065 | 0 | 0 | 0 | 0 | 0 | 110.427
2635 | 272.738 | 0 | 0 | 0 | 0 | 0 | 0 | 0 | 0 | 272.738
2636 | 274.4 | 0 | 0 | 0 | 0 | 0 | 0 | 0 | 0 | 274.4
2637 | 260.8 | 0 | 0 | 0 | 0 | 0 | 0 | 0 | 0 | 260.8
2638 | 225.6 | 0 | 0 | 0 | 0 | 0 | 0 | 0 | 0 | 225.6
2639 | 268 | 0 | 0 | 0 | 0 | 0 | 0 | 0 | 0 | 268
2640 | 0 | 0 | 0 | 0 | 0 | 0 | 0 | 0 | 0 | 0
2641 | 0 | 0 | 0 | 0 | 0 | 0 | 0 | 0 | 0 | 0
2642 | 0 | 0 | 0 | 0 | 0 | 0 | 0 | 0 | 0 | 0
2643 | 0 | 0 | 0 | 0 | 0 | 0 | 0 | 0 | 0 | 0
2644 | 0 | 0 | 0 | 0 | 0 | 0 | 0 | 0 | 0 | 0
2645 | 0 | 0 | 0 | 0 | 0 | 0 | 0 | 0 | 0 | 0
2646 | 0 | 0 | 0 | 0 | 0 | 0 | 0 | 0 | 0 | 0
2647 | 39.491 | 99.63 | 379.125 | 39.491 | -339.634 | 0 | 0 | 0 | 0 | 0
2648 | 37.99 | 326.79 | 1378.119 | 37.99 | -1231.73 | 0 | 108.399 | 0 | 0 | 0
2649 | 302.112 | 563.69 | 2332.043 | 302.112 | 0 | 0 | 2029.931 | 0 | 0 | 0
2650 | 565.025 | 763.87 | 3017.919 | 565.025 | 0 | 0 | 2452.894 | 0 | 0 | 0
2651 | 324.56 | 469.1 | 1860.365 | 324.56 | 0 | 0 | 1535.805 | 0 | 0 | 0
2652 | 314.692 | 982.14 | 3762.39 | 314.692 | 0 | 0 | 3447.698 | 0 | 0 | 0
2653 | 593.521 | 434.09 | 1724.764 | 593.521 | 0 | 0 | 1131.243 | 0 | 0 | 0
2654 | 606.677 | 866.61 | 3438.416 | 606.677 | 0 | 0 | 2831.739 | 0 | 0 | 0
2655 | 413.157 | 384.17 | 1562.114 | 413.157 | 0 | 0 | 1148.957 | 0 | 0 | 0
2656 | 615.896 | 502.17 | 2117.164 | 615.896 | 0 | 0 | 1501.268 | 0 | 0 | 0
2657 | 592.271 | 269.87 | 1114.999 | 592.271 | 0 | 0 | 522.728 | 0 | 0 | 0
2658 | 583.145 | 57.22 | 188.515 | 188.515 | 0 | 0 | 0 | 0 | 0 | 394.63
2659 | 752.979 | 0 | 0 | 0 | 0 | 0 | 0 | 0 | 0 | 752.979
2660 | 606.4 | 0 | 0 | 0 | 0 | 0 | 0 | 0 | 0 | 606.4
2661 | 505.6 | 0 | 0 | 0 | 0 | 0 | 0 | 0 | 0 | 505.6
2662 | 594.4 | 0 | 0 | 0 | 0 | 0 | 0 | 0 | 0 | 594.4
2663 | 668.8 | 0 | 0 | 0 | 0 | 0 | 0 | 0 | 0 | 668.8
2664 | 0 | 0 | 0 | 0 | 0 | 0 | 0 | 0 | 0 | 0
2665 | 0 | 0 | 0 | 0 | 0 | 0 | 0 | 0 | 0 | 0
2666 | 0 | 0 | 0 | 0 | 0 | 0 | 0 | 0 | 0 | 0
2667 | 0 | 0 | 0 | 0 | 0 | 0 | 0 | 0 | 0 | 0
2668 | 0 | 0 | 0 | 0 | 0 | 0 | 0 | 0 | 0 | 0
2669 | 0 | 0 | 0 | 0 | 0 | 0 | 0 | 0 | 0 | 0
2670 | 0 | 0 | 0 | 0 | 0 | 0 | 0 | 0 | 0 | 0
2671 | 1652.413 | 114.55 | 411.979 | 411.979 | 0 | 0 | 0 | 0 | 0 | 1240.434
2672 | 1082.942 | 348.14 | 1461.825 | 1082.942 | -378.883 | 0 | 0 | 0 | 0 | 0
2673 | 1038.061 | 588.11 | 2453.666 | 1038.061 | -1415.605 | 0 | 0 | 0 | 0 | 0
2674 | 1455.5 | 789.28 | 3170.907 | 1455.5 | -1715.407 | 0 | 0 | 0 | 0 | 0
2675 | 1822.657 | 917.6 | 3584.761 | 1822.657 | -1762.104 | 0 | 0 | 0 | 0 | 0
2676 | 1569.698 | 984.07 | 3809.318 | 1569.698 | -28.975 | 0 | 2210.645 | 0 | 0 | 0
2677 | 1627.187 | 974.24 | 3793.517 | 1627.187 | 0 | 0 | 2166.33 | 0 | 0 | 0
2678 | 1849.064 | 884.51 | 3515.349 | 1849.064 | 0 | 0 | 1666.285 | 0 | 0 | 0
2679 | 1544.646 | 729.17 | 2978.632 | 1544.646 | 0 | 0 | 1433.986 | 0 | 0 | 0
2680 | 1277.5 | 520.66 | 2194.788 | 1277.5 | 0 | 0 | 917.288 | 0 | 0 | 0
2681 | 1415.472 | 281.88 | 1153.46 | 1153.46 | 0 | 0 | 0 | 262.012 | 0 | 0
2682 | 1528.819 | 45.52 | 154.704 | 154.704 | 0 | 0 | 0 | 1374.115 | 0 | 0
2683 | 1597.596 | 0 | 0 | 0 | 0 | 0 | 0 | 128.173 | 0 | 1469.423
2684 | 1565.6 | 0 | 0 | 0 | 0 | 0 | 0 | 0 | 0 | 1565.6
2685 | 1574.4 | 0 | 0 | 0 | 0 | 0 | 0 | 0 | 0 | 1574.4
2686 | 2055.2 | 0 | 0 | 0 | 0 | 0 | 0 | 255.823 | 0 | 1799.377
2687 | 2027.2 | 0 | 0 | 0 | 0 | 0 | 0 | 227.823 | 0 | 1799.377
2688 | 0 | 0 | 0 | 0 | 0 | 0 | 0 | 0 | 0 | 0
2689 | 0 | 0 | 0 | 0 | 0 | 0 | 0 | 0 | 0 | 0
2690 | 0 | 0 | 0 | 0 | 0 | 0 | 0 | 0 | 0 | 0
2691 | 0 | 0 | 0 | 0 | 0 | 0 | 0 | 0 | 0 | 0
2692 | 0 | 0 | 0 | 0 | 0 | 0 | 0 | 0 | 0 | 0
2693 | 0 | 0 | 0 | 0 | 0 | 0 | 0 | 0 | 0 | 0
2694 | 0 | 0 | 0 | 0 | 0 | 0 | 0 | 0 | 0 | 0
2695 | 1539.86 | 78.14 | 302.311 | 302.311 | 0 | 0 | 0 | 1237.549 | 0 | 0
2696 | 753.773 | 350.76 | 1474.608 | 753.773 | -720.835 | 0 | 0 | 0 | 0 | 0
2697 | 1086.631 | 586.52 | 2440.714 | 1086.631 | -1354.083 | 0 | 0 | 0 | 0 | 0
2698 | 1522.957 | 786.68 | 3147.494 | 1522.957 | -1624.537 | 0 | 0 | 0 | 0 | 0
2699 | 1186.075 | 930.62 | 3615.666 | 1186.074 | -1799.377 | 0 | 630.215 | 0 | 0 | 0
2700 | 1273.679 | 998.5 | 3831.706 | 1273.679 | -1799.377 | 0 | 758.65 | 0 | 0 | 0
2701 | 1087.344 | 990.03 | 3827.73 | 1087.344 | -1799.377 | 0 | 941.009 | 0 | 0 | 0
2702 | 1231.626 | 898.87 | 3553.781 | 1231.626 | -37.227 | 0 | 2284.928 | 0 | 0 | 0
2703 | 1034.934 | 742.55 | 3032.605 | 1034.934 | 0 | 0 | 1997.671 | 0 | 0 | 0
2704 | 806.512 | 532.68 | 2250.874 | 806.512 | 0 | 0 | 1444.362 | 0 | 0 | 0
2705 | 1209.862 | 196.76 | 813.367 | 813.367 | 0 | 0 | 0 | 358.148 | 0 | 38.346
2706 | 1026.622 | 54.7 | 184.913 | 184.913 | 0 | 0 | 0 | 0 | 0 | 841.709
2707 | 1116.444 | 0 | 0 | 0 | 0 | 0 | 0 | 0 | 0 | 1116.444
2708 | 1189.6 | 0 | 0 | 0 | 0 | 0 | 0 | 0 | 0 | 1189.6
2709 | 1585.6 | 0 | 0 | 0 | 0 | 0 | 0 | 0 | 0 | 1585.6
2710 | 1313.6 | 0 | 0 | 0 | 0 | 0 | 0 | 0 | 0 | 1313.6
2711 | 1244.8 | 0 | 0 | 0 | 0 | 0 | 0 | 0 | 0 | 1244.8
2712 | 0 | 0 | 0 | 0 | 0 | 0 | 0 | 0 | 0 | 0
2713 | 0 | 0 | 0 | 0 | 0 | 0 | 0 | 0 | 0 | 0
2714 | 0 | 0 | 0 | 0 | 0 | 0 | 0 | 0 | 0 | 0
2715 | 0 | 0 | 0 | 0 | 0 | 0 | 0 | 0 | 0 | 0
2716 | 0 | 0 | 0 | 0 | 0 | 0 | 0 | 0 | 0 | 0
2717 | 0 | 0 | 0 | 0 | 0 | 0 | 0 | 0 | 0 | 0
2718 | 0 | 0 | 0 | 0 | 0 | 0 | 0 | 0 | 0 | 0
2719 | 726.714 | 123.18 | 427.044 | 427.044 | 0 | 0 | 0 | 0 | 0 | 299.67
2720 | 674.256 | 29.4 | 95.849 | 95.849 | 0 | 0 | 0 | 0 | 0 | 578.407
2721 | 632.529 | 593.95 | 2520.846 | 632.528 | -1799.377 | 0 | 88.941 | 0 | 0 | 0
2722 | 561.581 | 791.32 | 3257.853 | 561.581 | -1799.377 | 0 | 896.895 | 0 | 0 | 0
2723 | 451.698 | 913.68 | 3682.428 | 451.698 | -1799.377 | 0 | 1431.353 | 0 | 0 | 0
2724 | 423.123 | 980.08 | 3909.986 | 423.122 | -1799.377 | 0 | 1687.487 | 0 | 0 | 0
2725 | 1088.675 | 971.88 | 3878.701 | 1088.674 | -1799.377 | 0 | 990.65 | 0 | 0 | 0
2726 | 1337.162 | 889.65 | 3605.738 | 1337.162 | -137.929 | 0 | 2130.647 | 0 | 0 | 0
2727 | 1171.09 | 735.59 | 3053.452 | 1171.09 | 0 | 0 | 1882.362 | 0 | 0 | 0
2728 | 1325.832 | 526.33 | 2248.801 | 1325.832 | 0 | 0 | 922.969 | 0 | 0 | 0
2729 | 1450.922 | 288.5 | 1186.665 | 1186.665 | 0 | 0 | 0 | 264.257 | 0 | 0
2730 | 1693.945 | 67.16 | 202.453 | 202.453 | 0 | 0 | 0 | 1491.492 | 0 | 0
2731 | 1224.801 | 0 | 0 | 0 | 0 | 0 | 0 | 0 | 0 | 1224.801
2732 | 1521.6 | 0 | 0 | 0 | 0 | 0 | 0 | 0 | 0 | 1521.6
2733 | 1564 | 0 | 0 | 0 | 0 | 0 | 0 | 0 | 0 | 1564
2734 | 1750.4 | 0 | 0 | 0 | 0 | 0 | 0 | 0 | 0 | 1750.4
2735 | 1775.2 | 0 | 0 | 0 | 0 | 0 | 0 | 0 | 0 | 1775.2
2736 | 0 | 0 | 0 | 0 | 0 | 0 | 0 | 0 | 0 | 0
2737 | 0 | 0 | 0 | 0 | 0 | 0 | 0 | 0 | 0 | 0
2738 | 0 | 0 | 0 | 0 | 0 | 0 | 0 | 0 | 0 | 0
2739 | 0 | 0 | 0 | 0 | 0 | 0 | 0 | 0 | 0 | 0
2740 | 0 | 0 | 0 | 0 | 0 | 0 | 0 | 0 | 0 | 0
2741 | 0 | 0 | 0 | 0 | 0 | 0 | 0 | 0 | 0 | 0
2742 | 0 | 0 | 0 | 0 | 0 | 0 | 0 | 0 | 0 | 0
2743 | 1263.257 | 114.17 | 425.996 | 425.996 | 0 | 0 | 0 | 465.085 | 0 | 372.176
2744 | 953.993 | 341.64 | 1445.979 | 953.993 | -491.986 | 0 | 0 | 0 | 0 | 0
2745 | 1386.66 | 572.9 | 2402.202 | 1386.66 | -1015.542 | 0 | 0 | 0 | 0 | 0
2746 | 1396.16 | 771.71 | 3111.746 | 1396.16 | -1715.586 | 0 | 0 | 0 | 0 | 0
2747 | 1632.597 | 923.27 | 3628.562 | 1632.596 | -1799.377 | 0 | 196.589 | 0 | 0 | 0
2748 | 1604.417 | 991.5 | 3868.201 | 1604.416 | -1799.377 | 0 | 464.408 | 0 | 0 | 0
2749 | 1737.845 | 979.89 | 3854.065 | 1737.844 | -1799.377 | 0 | 316.844 | 0 | 0 | 0
2750 | 1592.395 | 881.65 | 3533.772 | 1592.395 | -513.568 | 0 | 1427.809 | 0 | 0 | 0
2751 | 1657.388 | 728.22 | 2999.989 | 1657.388 | 0 | 0 | 1342.601 | 0 | 0 | 0
2752 | 1478.101 | 519.37 | 2202.932 | 1478.101 | 0 | 0 | 724.831 | 0 | 0 | 0
2753 | 1658.613 | 225.3 | 936.565 | 936.565 | 0 | 0 | 0 | 722.048 | 0 | 0
2754 | 1608.759 | 54.45 | 184.437 | 184.437 | 0 | 0 | 0 | 1424.322 | 0 | 0
2755 | 1122.711 | 0 | 0 | 0 | 0 | 0 | 0 | 0 | 0 | 1122.711
2756 | 1280.8 | 0 | 0 | 0 | 0 | 0 | 0 | 0 | 0 | 1280.8
2757 | 1492 | 0 | 0 | 0 | 0 | 0 | 0 | 0 | 0 | 1492
2758 | 1771.2 | 0 | 0 | 0 | 0 | 0 | 0 | 0 | 0 | 1771.2
2759 | 1771.2 | 0 | 0 | 0 | 0 | 0 | 0 | 0 | 0 | 1771.2
2760 | 0 | 0 | 0 | 0 | 0 | 0 | 0 | 0 | 0 | 0
2761 | 0 | 0 | 0 | 0 | 0 | 0 | 0 | 0 | 0 | 0
2762 | 0 | 0 | 0 | 0 | 0 | 0 | 0 | 0 | 0 | 0
2763 | 0 | 0 | 0 | 0 | 0 | 0 | 0 | 0 | 0 | 0
2764 | 0 | 0 | 0 | 0 | 0 | 0 | 0 | 0 | 0 | 0
2765 | 0 | 0 | 0 | 0 | 0 | 0 | 0 | 0 | 0 | 0
2766 | 0 | 0 | 0 | 0 | 0 | 0 | 0 | 0 | 0 | 0
2767 | 1162.556 | 96.1 | 373.756 | 373.756 | 0 | 0 | 0 | 18.534 | 0 | 770.266
2768 | 970.887 | 317.45 | 1340.751 | 970.887 | -369.864 | 0 | 0 | 0 | 0 | 0
2769 | 1196.422 | 541.59 | 2253.343 | 1196.422 | -1056.921 | 0 | 0 | 0 | 0 | 0
2770 | 1332.16 | 736.83 | 2967.537 | 1332.16 | -1635.377 | 0 | 0 | 0 | 0 | 0
2771 | 1301.099 | 896.59 | 3514.182 | 1301.098 | -1799.377 | 0 | 413.707 | 0 | 0 | 0
2772 | 1262.025 | 964.82 | 3739.006 | 1262.025 | -1799.377 | 0 | 677.604 | 0 | 0 | 0
2773 | 1431.18 | 956.75 | 3730.488 | 1431.18 | -1799.377 | 0 | 499.931 | 0 | 0 | 0
2774 | 1472.893 | 727.5 | 2887.28 | 1472.893 | -674.52 | 0 | 739.867 | 0 | 0 | 0
2775 | 1483.656 | 542.76 | 2211.988 | 1483.656 | 0 | 0 | 728.332 | 0 | 0 | 0
2776 | 1473.083 | 335.35 | 1394.52 | 1394.52 | 0 | 0 | 0 | 78.563 | 0 | 0
2777 | 1294.28 | 101.42 | 402.838 | 402.838 | 0 | 0 | 0 | 891.442 | 0 | 0
2778 | 1058.51 | 26.46 | 79.328 | 79.328 | 0 | 0 | 0 | 34.517 | 0 | 944.664
2779 | 1464.006 | 0 | 0 | 0 | 0 | 0 | 0 | 0 | 0 | 1464.006
2780 | 1241.6 | 0 | 0 | 0 | 0 | 0 | 0 | 0 | 0 | 1241.6
2781 | 1408.8 | 0 | 0 | 0 | 0 | 0 | 0 | 0 | 0 | 1408.8
2782 | 1203.2 | 0 | 0 | 0 | 0 | 0 | 0 | 0 | 0 | 1203.2
2783 | 1300 | 0 | 0 | 0 | 0 | 0 | 0 | 0 | 0 | 1300
2784 | 0 | 0 | 0 | 0 | 0 | 0 | 0 | 0 | 0 | 0
2785 | 0 | 0 | 0 | 0 | 0 | 0 | 0 | 0 | 0 | 0
2786 | 0 | 0 | 0 | 0 | 0 | 0 | 0 | 0 | 0 | 0
2787 | 0 | 0 | 0 | 0 | 0 | 0 | 0 | 0 | 0 | 0
2788 | 0 | 0 | 0 | 0 | 0 | 0 | 0 | 0 | 0 | 0
2789 | 0 | 0 | 0 | 0 | 0 | 0 | 0 | 0 | 0 | 0
2790 | 0 | 0 | 0 | 0 | 0 | 0 | 0 | 0 | 0 | 0
2791 | 1083.813 | 123.83 | 437.906 | 437.906 | 0 | 0 | 0 | 0 | 0 | 645.907
2792 | 1008.77 | 354.17 | 1500.762 | 1008.77 | -491.992 | 0 | 0 | 0 | 0 | 0
2793 | 934.389 | 585.77 | 2475.397 | 934.389 | -1541.008 | 0 | 0 | 0 | 0 | 0
2794 | 1123.825 | 777.96 | 3177.494 | 1123.825 | -1799.377 | 0 | 254.292 | 0 | 0 | 0
2795 | 930.985 | 916.76 | 3658.058 | 930.985 | -1799.377 | 0 | 927.696 | 0 | 0 | 0
2796 | 972.383 | 981.56 | 3876.827 | 972.383 | -1799.377 | 0 | 1105.067 | 0 | 0 | 0
2797 | 958.182 | 970.67 | 3850.259 | 958.182 | -1703.682 | 0 | 1188.395 | 0 | 0 | 0
2798 | 1202.344 | 877.37 | 3536.831 | 1202.344 | 0 | 0 | 2334.487 | 0 | 0 | 0
2799 | 871.996 | 724.54 | 2992.315 | 871.996 | 0 | 0 | 2120.319 | 0 | 0 | 0
2800 | 905.877 | 517.97 | 2200.299 | 905.877 | 0 | 0 | 1294.422 | 0 | 0 | 0
2801 | 1065.211 | 282.14 | 1152.769 | 1065.211 | 0 | 0 | 87.558 | 0 | 0 | 0
2802 | 1003.197 | 66.28 | 202.43 | 202.43 | 0 | 0 | 0 | 0 | 0 | 800.767
2803 | 1253.158 | 0 | 0 | 0 | 0 | 0 | 0 | 0 | 0 | 1253.158
2804 | 1226.4 | 0 | 0 | 0 | 0 | 0 | 0 | 0 | 0 | 1226.4
2805 | 1049.6 | 0 | 0 | 0 | 0 | 0 | 0 | 0 | 0 | 1049.6
2806 | 1300 | 0 | 0 | 0 | 0 | 0 | 0 | 0 | 0 | 1300
2807 | 1016.8 | 0 | 0 | 0 | 0 | 0 | 0 | 0 | 0 | 1016.8
2808 | 0 | 0 | 0 | 0 | 0 | 0 | 0 | 0 | 0 | 0
2809 | 0 | 0 | 0 | 0 | 0 | 0 | 0 | 0 | 0 | 0
2810 | 0 | 0 | 0 | 0 | 0 | 0 | 0 | 0 | 0 | 0
2811 | 0 | 0 | 0 | 0 | 0 | 0 | 0 | 0 | 0 | 0
2812 | 0 | 0 | 0 | 0 | 0 | 0 | 0 | 0 | 0 | 0
2813 | 0 | 0 | 0 | 0 | 0 | 0 | 0 | 0 | 0 | 0
2814 | 0 | 0 | 0 | 0 | 0 | 0 | 0 | 0 | 0 | 0
2815 | 976.828 | 76.03 | 295.719 | 295.719 | 0 | 0 | 0 | 0 | 0 | 681.109
2816 | 949.208 | 321.53 | 1373.803 | 949.208 | -424.595 | 0 | 0 | 0 | 0 | 0
2817 | 1320.769 | 541.02 | 2296.737 | 1320.769 | -975.968 | 0 | 0 | 0 | 0 | 0
2818 | 1344.335 | 733.31 | 3029.467 | 1344.335 | -1685.132 | 0 | 0 | 0 | 0 | 0
2819 | 1328.345 | 872.21 | 3522.372 | 1328.345 | -1799.377 | 0 | 394.65 | 0 | 0 | 0
2820 | 1413.067 | 811.5 | 3239.135 | 1413.067 | -1799.377 | 0 | 26.691 | 0 | 0 | 0
2821 | 1334.168 | 655.27 | 2638.081 | 1334.168 | -1303.913 | 0 | 0 | 0 | 0 | 0
2822 | 1503.829 | 644.3 | 2609.412 | 1503.829 | -166.725 | 0 | 938.858 | 0 | 0 | 0
2823 | 1371.782 | 308.43 | 1269.142 | 1269.142 | 0 | 0 | 0 | 102.64 | 0 | 0
2824 | 1502.032 | 176.62 | 724.275 | 724.275 | 0 | 0 | 0 | 777.757 | 0 | 0
2825 | 1377.423 | 158.02 | 653.402 | 653.402 | 0 | 0 | 0 | 724.021 | 0 | 0
2826 | 1514.373 | 38.94 | 131.115 | 131.115 | 0 | 0 | 0 | 218.176 | 0 | 1165.082
2827 | 1132.464 | 0 | 0 | 0 | 0 | 0 | 0 | 0 | 0 | 1132.464
2828 | 1019.2 | 0 | 0 | 0 | 0 | 0 | 0 | 0 | 0 | 1019.2
2829 | 1064.8 | 0 | 0 | 0 | 0 | 0 | 0 | 0 | 0 | 1064.8
2830 | 1386.4 | 0 | 0 | 0 | 0 | 0 | 0 | 0 | 0 | 1386.4
2831 | 1148 | 0 | 0 | 0 | 0 | 0 | 0 | 0 | 0 | 1148
2832 | 0 | 0 | 0 | 0 | 0 | 0 | 0 | 0 | 0 | 0
2833 | 0 | 0 | 0 | 0 | 0 | 0 | 0 | 0 | 0 | 0
2834 | 0 | 0 | 0 | 0 | 0 | 0 | 0 | 0 | 0 | 0
2835 | 0 | 0 | 0 | 0 | 0 | 0 | 0 | 0 | 0 | 0
2836 | 0 | 0 | 0 | 0 | 0 | 0 | 0 | 0 | 0 | 0
2837 | 0 | 0 | 0 | 0 | 0 | 0 | 0 | 0 | 0 | 0
2838 | 0 | 0 | 0 | 0 | 0 | 0 | 0 | 0 | 0 | 0
2839 | 989.561 | 98.34 | 388.821 | 388.821 | 0 | 0 | 0 | 0 | 0 | 600.74
2840 | 970.741 | 283.07 | 1217.621 | 970.741 | -246.88 | 0 | 0 | 0 | 0 | 0
2841 | 1081.276 | 588.58 | 2515.812 | 1081.276 | -1434.536 | 0 | 0 | 0 | 0 | 0
2842 | 1571.813 | 374.37 | 1548.38 | 1548.38 | 0 | 0 | 0 | 0 | 0 | 23.433
2843 | 1519.172 | 703.24 | 2830.962 | 1519.172 | -1311.79 | 0 | 0 | 0 | 0 | 0
2844 | 1461.244 | 855.84 | 3375.925 | 1461.243 | -1799.377 | 0 | 115.305 | 0 | 0 | 0
2845 | 1711.452 | 961.54 | 3844.924 | 1711.451 | -1799.377 | 0 | 334.096 | 0 | 0 | 0
2846 | 1173.122 | 877.33 | 3563.262 | 1173.122 | -1799.377 | 0 | 590.763 | 0 | 0 | 0
2847 | 1493.09 | 53.01 | 190.361 | 190.361 | 0 | 0 | 0 | 1302.729 | 0 | 0
2848 | 1648.072 | 166.78 | 688.504 | 688.504 | 0 | 0 | 0 | 959.568 | 0 | 0
2849 | 1134.203 | 26.45 | 84.55 | 84.55 | 0 | 0 | 0 | 1049.653 | 0 | 0
2850 | 1182.912 | 8.81 | 10.257 | 10.257 | 0 | 0 | 0 | 657.831 | 0 | 514.825
2851 | 1420.356 | 0 | 0 | 0 | 0 | 0 | 0 | 0 | 0 | 1420.356
2852 | 1311.2 | 0 | 0 | 0 | 0 | 0 | 0 | 0 | 0 | 1311.2
2853 | 1405.6 | 0 | 0 | 0 | 0 | 0 | 0 | 0 | 0 | 1405.6
2854 | 1212 | 0 | 0 | 0 | 0 | 0 | 0 | 0 | 0 | 1212
2855 | 1395.2 | 0 | 0 | 0 | 0 | 0 | 0 | 0 | 0 | 1395.2
2856 | 0 | 0 | 0 | 0 | 0 | 0 | 0 | 0 | 0 | 0
2857 | 0 | 0 | 0 | 0 | 0 | 0 | 0 | 0 | 0 | 0
2858 | 0 | 0 | 0 | 0 | 0 | 0 | 0 | 0 | 0 | 0
2859 | 0 | 0 | 0 | 0 | 0 | 0 | 0 | 0 | 0 | 0
2860 | 0 | 0 | 0 | 0 | 0 | 0 | 0 | 0 | 0 | 0
2861 | 0 | 0 | 0 | 0 | 0 | 0 | 0 | 0 | 0 | 0
2862 | 0 | 0 | 0 | 0 | 0 | 0 | 0 | 0 | 0 | 0
2863 | 1384.773 | 125.89 | 435.777 | 435.777 | 0 | 0 | 0 | 0 | 0 | 948.996
2864 | 330.448 | 103.18 | 418.203 | 330.448 | -87.755 | 0 | 0 | 0 | 0 | 0
2865 | 66.072 | 463.43 | 1936.952 | 66.071 | -1799.377 | 0 | 71.504 | 0 | 0 | 0
2866 | 69.845 | 504.21 | 2058.661 | 69.845 | -1799.377 | 0 | 189.439 | 0 | 0 | 0
2867 | 66.865 | 416.15 | 1687.243 | 66.865 | -1620.378 | 0 | 0 | 0 | 0 | 0
2868 | 69.874 | 187.15 | 745.615 | 69.874 | -675.741 | 0 | 0 | 0 | 0 | 0
2869 | 62.387 | 84.7 | 316.946 | 62.387 | -254.559 | 0 | 0 | 0 | 0 | 0
2870 | 65.31 | 151.41 | 598.432 | 65.31 | -533.122 | 0 | 0 | 0 | 0 | 0
2871 | 60.338 | 248.74 | 1012.348 | 60.338 | -952.01 | 0 | 0 | 0 | 0 | 0
2872 | 69.75 | 256.24 | 1059.661 | 69.75 | -989.911 | 0 | 0 | 0 | 0 | 0
2873 | 62.252 | 140.12 | 573.626 | 62.251 | -422.582 | 0 | 88.793 | 0 | 0 | 0
2874 | 69.556 | 35.17 | 115.954 | 69.556 | 0 | 0 | 46.398 | 0 | 0 | 0
2875 | 70.538 | 0 | 0 | 0 | 0 | 0 | 0 | 0 | 0 | 70.538
2876 | 76.8 | 0 | 0 | 0 | 0 | 0 | 0 | 0 | 0 | 76.8
2877 | 72.8 | 0 | 0 | 0 | 0 | 0 | 0 | 0 | 0 | 72.8
2878 | 78.4 | 0 | 0 | 0 | 0 | 0 | 0 | 0 | 0 | 78.4
2879 | 72 | 0 | 0 | 0 | 0 | 0 | 0 | 0 | 0 | 72
2880 | 0 | 0 | 0 | 0 | 0 | 0 | 0 | 0 | 0 | 0
2881 | 0 | 0 | 0 | 0 | 0 | 0 | 0 | 0 | 0 | 0
2882 | 0 | 0 | 0 | 0 | 0 | 0 | 0 | 0 | 0 | 0
2883 | 0 | 0 | 0 | 0 | 0 | 0 | 0 | 0 | 0 | 0
2884 | 0 | 0 | 0 | 0 | 0 | 0 | 0 | 0 | 0 | 0
2885 | 0 | 0 | 0 | 0 | 0 | 0 | 0 | 0 | 0 | 0
2886 | 0 | 0 | 0 | 0 | 0 | 0 | 0 | 0 | 0 | 0
2887 | 59.935 | 90.56 | 356.279 | 59.935 | -296.344 | 0 | 0 | 0 | 0 | 0
2888 | 60.615 | 363.45 | 1532.047 | 60.615 | -116.025 | 0 | 1355.407 | 0 | 0 | 0
2889 | 57.444 | 594.9 | 2482.476 | 57.444 | 0 | 0 | 2425.032 | 0 | 0 | 0
2890 | 63.569 | 786.27 | 3136.705 | 63.569 | 0 | 0 | 3073.136 | 0 | 0 | 0
2891 | 57.64 | 922.68 | 3559.524 | 57.64 | 0 | 0 | 3501.884 | 0 | 0 | 0
2892 | 64.133 | 983.94 | 3768.445 | 64.133 | 0 | 0 | 3704.312 | 0 | 0 | 0
2893 | 56.963 | 234.04 | 932.306 | 56.963 | 0 | 0 | 875.343 | 0 | 0 | 0
2894 | 68.404 | 359.06 | 1445.418 | 68.404 | 0 | 0 | 1377.014 | 0 | 0 | 0
2895 | 60.106 | 171.8 | 686.256 | 60.106 | 0 | 0 | 626.15 | 0 | 0 | 0
2896 | 68.887 | 62.78 | 231.925 | 68.887 | 0 | 0 | 163.038 | 0 | 0 | 0
2897 | 59.771 | 32.34 | 107.232 | 59.771 | 0 | 0 | 47.461 | 0 | 0 | 0
2898 | 69.059 | 10.77 | 17.257 | 17.257 | 0 | 0 | 0 | 0 | 0 | 51.802
2899 | 74.479 | 0 | 0 | 0 | 0 | 0 | 0 | 0 | 0 | 74.479
2900 | 85.6 | 0 | 0 | 0 | 0 | 0 | 0 | 0 | 0 | 85.6
2901 | 76 | 0 | 0 | 0 | 0 | 0 | 0 | 0 | 0 | 76
2902 | 78.4 | 0 | 0 | 0 | 0 | 0 | 0 | 0 | 0 | 78.4
2903 | 72.8 | 0 | 0 | 0 | 0 | 0 | 0 | 0 | 0 | 72.8
2904 | 0 | 0 | 0 | 0 | 0 | 0 | 0 | 0 | 0 | 0
2905 | 0 | 0 | 0 | 0 | 0 | 0 | 0 | 0 | 0 | 0
2906 | 0 | 0 | 0 | 0 | 0 | 0 | 0 | 0 | 0 | 0
2907 | 0 | 0 | 0 | 0 | 0 | 0 | 0 | 0 | 0 | 0
2908 | 0 | 0 | 0 | 0 | 0 | 0 | 0 | 0 | 0 | 0
2909 | 0 | 0 | 0 | 0 | 0 | 0 | 0 | 0 | 0 | 0
2910 | 0 | 0 | 0 | 0 | 0 | 0 | 0 | 0 | 0 | 0
2911 | 59.139 | 126.72 | 441.559 | 59.139 | -382.42 | 0 | 0 | 0 | 0 | 0
2912 | 159.508 | 356.06 | 1508.221 | 159.508 | -106.23 | 0 | 1242.483 | 0 | 0 | 0
2913 | 1257.452 | 584.33 | 2462.229 | 1257.452 | 0 | 0 | 1204.777 | 0 | 0 | 0
2914 | 1452.636 | 775.12 | 3147.143 | 1452.636 | 0 | 0 | 1694.507 | 0 | 0 | 0
2915 | 1793.298 | 903.67 | 3557.808 | 1793.298 | 0 | 0 | 1764.51 | 0 | 0 | 0
2916 | 1328.98 | 964.37 | 3750.14 | 1328.98 | 0 | 0 | 2421.16 | 0 | 0 | 0
2917 | 1338.234 | 951.21 | 3710.15 | 1338.234 | 0 | 0 | 2371.916 | 0 | 0 | 0
2918 | 1057.156 | 651.13 | 2606.552 | 1057.156 | 0 | 0 | 1549.396 | 0 | 0 | 0
2919 | 1280.998 | 292.48 | 1200.863 | 1200.863 | 0 | 0 | 0 | 0 | 0 | 80.135
2920 | 1089.986 | 453.37 | 1903.775 | 1089.986 | -89.181 | 0 | 724.608 | 0 | 0 | 0
2921 | 1851.164 | 219.29 | 916.703 | 916.703 | 0 | 0 | 0 | 934.461 | 0 | 0
2922 | 1796.006 | 55.03 | 189.432 | 189.432 | 0 | 0 | 0 | 1606.574 | 0 | 0
2923 | 1783.629 | 0 | 0 | 0 | 0 | 0 | 0 | 0 | 0 | 1783.629
2924 | 1345.6 | 0 | 0 | 0 | 0 | 0 | 0 | 0 | 0 | 1345.6
2925 | 1422.4 | 0 | 0 | 0 | 0 | 0 | 0 | 0 | 0 | 1422.4
2926 | 1416.8 | 0 | 0 | 0 | 0 | 0 | 0 | 0 | 0 | 1416.8
2927 | 1570.4 | 0 | 0 | 0 | 0 | 0 | 0 | 0 | 0 | 1570.4
2928 | 0 | 0 | 0 | 0 | 0 | 0 | 0 | 0 | 0 | 0
2929 | 0 | 0 | 0 | 0 | 0 | 0 | 0 | 0 | 0 | 0
2930 | 0 | 0 | 0 | 0 | 0 | 0 | 0 | 0 | 0 | 0
2931 | 0 | 0 | 0 | 0 | 0 | 0 | 0 | 0 | 0 | 0
2932 | 0 | 0 | 0 | 0 | 0 | 0 | 0 | 0 | 0 | 0
2933 | 0 | 0 | 0 | 0 | 0 | 0 | 0 | 0 | 0 | 0
2934 | 0 | 0 | 0 | 0 | 0 | 0 | 0 | 0 | 0 | 0
2935 | 1555.098 | 127.12 | 442.59 | 0 | -442.59 | 0 | 0 | 1555.098 | 0 | 0
2936 | 1292.903 | 358.07 | 1521.666 | 1001.9 | -519.766 | 0 | 0 | 291.003 | 0 | 0
2937 | 1616.041 | 585.45 | 2478.948 | 1616.041 | -862.907 | 0 | 0 | 0 | 0 | 0
2938 | 1859.685 | 775.99 | 3166.943 | 1859.685 | -1307.258 | 0 | 0 | 0 | 0 | 0
2939 | 1608.786 | 732.37 | 2924.494 | 1608.786 | -1315.708 | 0 | 0 | 0 | 0 | 0
2940 | 1823.532 | 968.12 | 3818.583 | 1823.531 | -1799.377 | 0 | 195.675 | 0 | 0 | 0
2941 | 1798.158 | 498.71 | 2024.963 | 1798.158 | -226.805 | 0 | 0 | 0 | 0 | 0
2942 | 1525.044 | 281.78 | 1153.579 | 1153.579 | 0 | 0 | 0 | 371.465 | 0 | 0
2943 | 1520.027 | 443.07 | 1831.866 | 1520.027 | -311.839 | 0 | 0 | 0 | 0 | 0
2944 | 1553.305 | 118.9 | 478.967 | 478.967 | 0 | 0 | 0 | 1074.338 | 0 | 0
2945 | 1531.346 | 13.71 | 30.957 | 30.957 | 0 | 0 | 0 | 1500.389 | 0 | 0
2946 | 1537.263 | 5.87 | 0 | 0 | 0 | 0 | 0 | 1537.263 | 0 | 0
2947 | 1394.4 | 0 | 0 | 0 | 0 | 0 | 0 | 0 | 0 | 1394.4
2948 | 1347.2 | 0 | 0 | 0 | 0 | 0 | 0 | 0 | 0 | 1347.2
2949 | 1466.4 | 0 | 0 | 0 | 0 | 0 | 0 | 0 | 0 | 1466.4
2950 | 1319.2 | 0 | 0 | 0 | 0 | 0 | 0 | 0 | 0 | 1319.2
2951 | 1240 | 0 | 0 | 0 | 0 | 0 | 0 | 0 | 0 | 1240
2952 | 0 | 0 | 0 | 0 | 0 | 0 | 0 | 0 | 0 | 0
2953 | 0 | 0 | 0 | 0 | 0 | 0 | 0 | 0 | 0 | 0
2954 | 0 | 0 | 0 | 0 | 0 | 0 | 0 | 0 | 0 | 0
2955 | 0 | 0 | 0 | 0 | 0 | 0 | 0 | 0 | 0 | 0
2956 | 0 | 0 | 0 | 0 | 0 | 0 | 0 | 0 | 0 | 0
2957 | 0 | 0 | 0 | 0 | 0 | 0 | 0 | 0 | 0 | 0
2958 | 0 | 0 | 0 | 0 | 0 | 0 | 0 | 0 | 0 | 0
2959 | 1206.214 | 130.55 | 446.056 | 446.056 | 0 | 0 | 0 | 760.158 | 0 | 0
2960 | 1033.754 | 294.32 | 1258.551 | 1033.754 | -224.797 | 0 | 0 | 0 | 0 | 0
2961 | 1422.494 | 589.65 | 2519.634 | 1422.494 | -1097.14 | 0 | 0 | 0 | 0 | 0
2962 | 1530.86 | 653.53 | 2690.321 | 1530.86 | -1159.461 | 0 | 0 | 0 | 0 | 0
2963 | 1656.662 | 908.3 | 3692.945 | 1656.662 | -1799.377 | 0 | 236.906 | 0 | 0 | 0
2964 | 1345.486 | 813.12 | 3265.436 | 1345.485 | -1799.377 | 0 | 120.574 | 0 | 0 | 0
2965 | 1497.656 | 216.08 | 875.654 | 875.654 | 0 | 0 | 0 | 622.002 | 0 | 0
2966 | 1691.038 | 74.3 | 277.409 | 277.409 | 0 | 0 | 0 | 1413.629 | 0 | 0
2967 | 1889.882 | 132.3 | 528.828 | 528.828 | 0 | 0 | 0 | 1361.054 | 0 | 0
2968 | 1787.216 | 255.4 | 1070.739 | 1070.739 | 0 | 0 | 0 | 716.477 | 0 | 0
2969 | 1100.388 | 151.86 | 630.21 | 630.21 | 0 | 0 | 0 | 470.178 | 0 | 0
2970 | 1874.444 | 38.93 | 132.52 | 132.52 | 0 | 0 | 0 | 1741.924 | 0 | 0
2971 | 1314.638 | 0 | 0 | 0 | 0 | 0 | 0 | 1314.638 | 0 | 0
2972 | 1416 | 0 | 0 | 0 | 0 | 0 | 0 | 489.998 | 0 | 926.002
2973 | 988.8 | 0 | 0 | 0 | 0 | 0 | 0 | 0 | 0 | 988.8
2974 | 963.2 | 0 | 0 | 0 | 0 | 0 | 0 | 0 | 0 | 963.2
2975 | 1384 | 0 | 0 | 0 | 0 | 0 | 0 | 0 | 0 | 1384
2976 | 0 | 0 | 0 | 0 | 0 | 0 | 0 | 0 | 0 | 0
2977 | 0 | 0 | 0 | 0 | 0 | 0 | 0 | 0 | 0 | 0
2978 | 0 | 0 | 0 | 0 | 0 | 0 | 0 | 0 | 0 | 0
2979 | 0 | 0 | 0 | 0 | 0 | 0 | 0 | 0 | 0 | 0
2980 | 0 | 0 | 0 | 0 | 0 | 0 | 0 | 0 | 0 | 0
2981 | 0 | 0 | 0 | 0 | 0 | 0 | 0 | 0 | 0 | 0
2982 | 0 | 0 | 0 | 0 | 0 | 0 | 0 | 0 | 0 | 0
2983 | 1212.52 | 132.77 | 447.132 | 447.132 | 0 | 0 | 0 | 0 | 0 | 765.388
2984 | 1002.061 | 367.38 | 1571.878 | 1002.061 | -569.817 | 0 | 0 | 0 | 0 | 0
2985 | 965.107 | 262.56 | 1100.625 | 965.107 | -135.518 | 0 | 0 | 0 | 0 | 0
2986 | 1411.917 | 787.42 | 3287.977 | 1411.917 | -1799.377 | 0 | 76.683 | 0 | 0 | 0
2987 | 1427.898 | 504.63 | 2063.22 | 1427.898 | -635.322 | 0 | 0 | 0 | 0 | 0
2988 | 1337.421 | 398.64 | 1621.683 | 1337.421 | -284.262 | 0 | 0 | 0 | 0 | 0
2989 | 1072.122 | 540.58 | 2194.465 | 1072.122 | -1122.343 | 0 | 0 | 0 | 0 | 0
2990 | 1193.708 | 684.42 | 2787.636 | 1193.708 | -1593.928 | 0 | 0 | 0 | 0 | 0
2991 | 980.197 | 646.88 | 2678.127 | 980.197 | -1697.93 | 0 | 0 | 0 | 0 | 0
2992 | 1206.253 | 474.81 | 2017.357 | 1206.253 | -811.104 | 0 | 0 | 0 | 0 | 0
2993 | 1386.057 | 158.75 | 658.346 | 658.346 | 0 | 0 | 0 | 727.711 | 0 | 0
2994 | 1219.223 | 40.79 | 139.673 | 139.673 | 0 | 0 | 0 | 865.097 | 0 | 214.453
2995 | 1409.584 | 0 | 0 | 0 | 0 | 0 | 0 | 0 | 0 | 1409.584
2996 | 1578.4 | 0 | 0 | 0 | 0 | 0 | 0 | 0 | 0 | 1578.4
2997 | 1444.8 | 0 | 0 | 0 | 0 | 0 | 0 | 0 | 0 | 1444.8
2998 | 1684 | 0 | 0 | 0 | 0 | 0 | 0 | 0 | 0 | 1684
2999 | 1376.8 | 0 | 0 | 0 | 0 | 0 | 0 | 0 | 0 | 1376.8
3000 | 0 | 0 | 0 | 0 | 0 | 0 | 0 | 0 | 0 | 0
3001 | 0 | 0 | 0 | 0 | 0 | 0 | 0 | 0 | 0 | 0
3002 | 0 | 0 | 0 | 0 | 0 | 0 | 0 | 0 | 0 | 0
3003 | 0 | 0 | 0 | 0 | 0 | 0 | 0 | 0 | 0 | 0
3004 | 0 | 0 | 0 | 0 | 0 | 0 | 0 | 0 | 0 | 0
3005 | 0 | 0 | 0 | 0 | 0 | 0 | 0 | 0 | 0 | 0
3006 | 0 | 0 | 0 | 0 | 0 | 0 | 0 | 0 | 0 | 0
3007 | 781.83 | 72.02 | 281.691 | 281.691 | 0 | 0 | 0 | 0 | 0 | 500.139
3008 | 709.607 | 362.62 | 1542.881 | 709.607 | -833.274 | 0 | 0 | 0 | 0 | 0
3009 | 1534.229 | 590.3 | 2513.943 | 1534.229 | -979.714 | 0 | 0 | 0 | 0 | 0
3010 | 1020.516 | 780.43 | 3214.68 | 1020.515 | -1799.377 | 0 | 394.788 | 0 | 0 | 0
3011 | 1287.992 | 628.49 | 2535.883 | 1287.992 | -1247.891 | 0 | 0 | 0 | 0 | 0
3012 | 1475.707 | 972.31 | 3853.776 | 1475.706 | -1799.377 | 0 | 578.693 | 0 | 0 | 0
3013 | 1238.1 | 958.47 | 3816.85 | 1238.099 | -1799.377 | 0 | 779.374 | 0 | 0 | 0
3014 | 1241.662 | 598.85 | 2430.825 | 1241.661 | -675.804 | 0 | 513.36 | 0 | 0 | 0
3015 | 1191.082 | 440.55 | 1823.648 | 1191.082 | 0 | 0 | 632.566 | 0 | 0 | 0
3016 | 1159.838 | 365.2 | 1540.514 | 1159.838 | 0 | 0 | 380.676 | 0 | 0 | 0
3017 | 1030.094 | 179.51 | 750.168 | 750.168 | 0 | 0 | 0 | 154.354 | 0 | 125.572
3018 | 1147.534 | 46.15 | 160.905 | 160.905 | 0 | 0 | 0 | 0 | 0 | 986.629
3019 | 1455.483 | 0 | 0 | 0 | 0 | 0 | 0 | 0 | 0 | 1455.483
3020 | 1283.2 | 0 | 0 | 0 | 0 | 0 | 0 | 0 | 0 | 1283.2
3021 | 1238.4 | 0 | 0 | 0 | 0 | 0 | 0 | 0 | 0 | 1238.4
3022 | 1134.4 | 0 | 0 | 0 | 0 | 0 | 0 | 0 | 0 | 1134.4
3023 | 1165.6 | 0 | 0 | 0 | 0 | 0 | 0 | 0 | 0 | 1165.6
3024 | 0 | 0 | 0 | 0 | 0 | 0 | 0 | 0 | 0 | 0
3025 | 0 | 0 | 0 | 0 | 0 | 0 | 0 | 0 | 0 | 0
3026 | 0 | 0 | 0 | 0 | 0 | 0 | 0 | 0 | 0 | 0
3027 | 0 | 0 | 0 | 0 | 0 | 0 | 0 | 0 | 0 | 0
3028 | 0 | 0 | 0 | 0 | 0 | 0 | 0 | 0 | 0 | 0
3029 | 0 | 0 | 0 | 0 | 0 | 0 | 0 | 0 | 0 | 0
3030 | 0 | 0 | 0 | 0 | 0 | 0 | 0 | 0 | 0 | 0
3031 | 1273.643 | 128.72 | 454.75 | 454.75 | 0 | 0 | 0 | 0 | 0 | 818.893
3032 | 802.242 | 356.92 | 1519.672 | 802.242 | -717.43 | 0 | 0 | 0 | 0 | 0
3033 | 1200.115 | 415.4 | 1743.924 | 1200.115 | -543.809 | 0 | 0 | 0 | 0 | 0
3034 | 1471.92 | 774.65 | 3161.064 | 1471.92 | -1689.144 | 0 | 0 | 0 | 0 | 0
3035 | 1380.935 | 895.25 | 3524.801 | 1380.934 | -1799.377 | 0 | 344.49 | 0 | 0 | 0
3036 | 1423.39 | 957.41 | 3687.157 | 1423.39 | -1799.377 | 0 | 464.39 | 0 | 0 | 0
3037 | 1393.065 | 758.23 | 2940.358 | 1393.065 | -1547.293 | 0 | 0 | 0 | 0 | 0
3038 | 1542.057 | 767.84 | 2995.758 | 1542.057 | -1038.383 | 0 | 415.318 | 0 | 0 | 0
3039 | 1458.87 | 611.72 | 2466.284 | 1458.87 | 0 | 0 | 1007.414 | 0 | 0 | 0
3040 | 2088.377 | 79.04 | 302.781 | 302.781 | 0 | 0 | 0 | 1785.596 | 0 | 0
3041 | 1746.298 | 78.5 | 305.387 | 305.387 | 0 | 0 | 0 | 1440.911 | 0 | 0
3042 | 1528.475 | 21.55 | 60.509 | 60.509 | 0 | 0 | 0 | 1467.966 | 0 | 0
3043 | 1628.348 | 0 | 0 | 0 | 0 | 0 | 0 | 526.125 | 0 | 1102.223
3044 | 1763.2 | 0 | 0 | 0 | 0 | 0 | 0 | 0 | 0 | 1763.2
3045 | 1925.6 | 0 | 0 | 0 | 0 | 0 | 0 | 126.223 | 0 | 1799.377
3046 | 2003.2 | 0 | 0 | 0 | 0 | 0 | 0 | 203.823 | 0 | 1799.377
3047 | 1744 | 0 | 0 | 0 | 0 | 0 | 0 | 0 | 0 | 1744
3048 | 0 | 0 | 0 | 0 | 0 | 0 | 0 | 0 | 0 | 0
3049 | 0 | 0 | 0 | 0 | 0 | 0 | 0 | 0 | 0 | 0
3050 | 0 | 0 | 0 | 0 | 0 | 0 | 0 | 0 | 0 | 0
3051 | 0 | 0 | 0 | 0 | 0 | 0 | 0 | 0 | 0 | 0
3052 | 0 | 0 | 0 | 0 | 0 | 0 | 0 | 0 | 0 | 0
3053 | 0 | 0 | 0 | 0 | 0 | 0 | 0 | 0 | 0 | 0
3054 | 0 | 0 | 0 | 0 | 0 | 0 | 0 | 0 | 0 | 0
3055 | 1371.414 | 75.2 | 294.683 | 0 | -294.683 | 0 | 0 | 1371.414 | 0 | 0
3056 | 1360.451 | 212.16 | 895.85 | 0 | -895.85 | 0 | 0 | 1360.451 | 0 | 0
3057 | 1498.823 | 338.6 | 1412.762 | 0 | -1412.762 | 0 | 0 | 1498.823 | 0 | 0
3058 | 2067.103 | 592.58 | 2395.276 | 1598.182 | -797.094 | 0 | 0 | 468.921 | 0 | 0
3059 | 1900.996 | 880.73 | 3471.338 | 1900.996 | -1570.342 | 0 | 0 | 0 | 0 | 0
3060 | 2047.677 | 941.6 | 3693.941 | 2047.677 | -1646.264 | 0 | 0 | 0 | 0 | 0
3061 | 1737.954 | 817.86 | 3224.772 | 1737.954 | -1486.818 | 0 | 0 | 0 | 0 | 0
3062 | 1834.925 | 712.11 | 2865.923 | 1834.925 | -1030.998 | 0 | 0 | 0 | 0 | 0
3063 | 1799.821 | 245.16 | 1008.254 | 1008.254 | 0 | 0 | 0 | 791.567 | 0 | 0
3064 | 1674.824 | 50.57 | 183.129 | 183.129 | 0 | 0 | 0 | 1491.695 | 0 | 0
3065 | 1838.59 | 80.77 | 317.144 | 317.144 | 0 | 0 | 0 | 1521.446 | 0 | 0
3066 | 1892.738 | 22.53 | 64.864 | 64.864 | 0 | 0 | 0 | 1827.874 | 0 | 0
3067 | 1857.119 | 0 | 0 | 0 | 0 | 0 | 0 | 740.672 | 0 | 1116.447
3068 | 1924 | 0 | 0 | 0 | 0 | 0 | 0 | 124.623 | 0 | 1799.377
3069 | 1824.8 | 0 | 0 | 0 | 0 | 0 | 0 | 25.423 | 0 | 1799.377
3070 | 2112.8 | 0 | 0 | 0 | 0 | 0 | 0 | 313.423 | 0 | 1799.377
3071 | 1693.6 | 0 | 0 | 0 | 0 | 0 | 0 | 0 | 0 | 1693.6
3072 | 0 | 0 | 0 | 0 | 0 | 0 | 0 | 0 | 0 | 0
3073 | 0 | 0 | 0 | 0 | 0 | 0 | 0 | 0 | 0 | 0
3074 | 0 | 0 | 0 | 0 | 0 | 0 | 0 | 0 | 0 | 0
3075 | 0 | 0 | 0 | 0 | 0 | 0 | 0 | 0 | 0 | 0
3076 | 0 | 0 | 0 | 0 | 0 | 0 | 0 | 0 | 0 | 0
3077 | 0 | 0 | 0 | 0 | 0 | 0 | 0 | 0 | 0 | 0
3078 | 0 | 0 | 0 | 0 | 0 | 0 | 0 | 0 | 0 | 0
3079 | 1151.437 | 128.43 | 457.995 | 457.995 | 0 | 0 | 0 | 693.442 | 0 | 0
3080 | 1016.173 | 352.73 | 1508.419 | 1016.173 | -492.246 | 0 | 0 | 0 | 0 | 0
3081 | 1393.713 | 577.1 | 2474.87 | 1393.713 | -1081.157 | 0 | 0 | 0 | 0 | 0
3082 | 1742.288 | 764.97 | 3178.219 | 1742.288 | -1435.931 | 0 | 0 | 0 | 0 | 0
3083 | 1918.198 | 561.06 | 2292.166 | 1918.198 | -373.968 | 0 | 0 | 0 | 0 | 0
3084 | 1389.518 | 955.99 | 3822.259 | 1389.518 | -1799.377 | 0 | 633.364 | 0 | 0 | 0
3085 | 1454.847 | 941.51 | 3768.586 | 1454.846 | -1799.377 | 0 | 514.363 | 0 | 0 | 0
3086 | 1572.945 | 852.24 | 3463.738 | 1572.945 | -1799.377 | 0 | 91.416 | 0 | 0 | 0
3087 | 1407.007 | 278.82 | 1152.491 | 1152.491 | 0 | 0 | 0 | 254.516 | 0 | 0
3088 | 1270.866 | 67.96 | 258.011 | 258.011 | 0 | 0 | 0 | 1012.855 | 0 | 0
3089 | 1921.03 | 34.3 | 117.234 | 117.234 | 0 | 0 | 0 | 1803.796 | 0 | 0
3090 | 1338.785 | 10.77 | 17.744 | 17.744 | 0 | 0 | 0 | 1321.041 | 0 | 0
3091 | 1455.323 | 0 | 0 | 0 | 0 | 0 | 0 | 0 | 0 | 1455.323
3092 | 1472 | 0 | 0 | 0 | 0 | 0 | 0 | 0 | 0 | 1472
3093 | 1682.4 | 0 | 0 | 0 | 0 | 0 | 0 | 0 | 0 | 1682.4
3094 | 1751.2 | 0 | 0 | 0 | 0 | 0 | 0 | 0 | 0 | 1751.2
3095 | 1388 | 0 | 0 | 0 | 0 | 0 | 0 | 0 | 0 | 1388
3096 | 0 | 0 | 0 | 0 | 0 | 0 | 0 | 0 | 0 | 0
3097 | 0 | 0 | 0 | 0 | 0 | 0 | 0 | 0 | 0 | 0
3098 | 0 | 0 | 0 | 0 | 0 | 0 | 0 | 0 | 0 | 0
3099 | 0 | 0 | 0 | 0 | 0 | 0 | 0 | 0 | 0 | 0
3100 | 0 | 0 | 0 | 0 | 0 | 0 | 0 | 0 | 0 | 0
3101 | 0 | 0 | 0 | 0 | 0 | 0 | 0 | 0 | 0 | 0
3102 | 0 | 0 | 0 | 0 | 0 | 0 | 0 | 0 | 0 | 0
3103 | 596.8 | 128.37 | 454.863 | 454.863 | 0 | 0 | 0 | 0.217 | 0 | 141.72
3104 | 559.198 | 212.02 | 896.122 | 559.198 | -336.924 | 0 | 0 | 0 | 0 | 0
3105 | 533.643 | 436.27 | 1825.149 | 533.643 | -1291.506 | 0 | 0 | 0 | 0 | 0
3106 | 918.03 | 503 | 2060.966 | 918.03 | -1142.936 | 0 | 0 | 0 | 0 | 0
3107 | 967.693 | 594.24 | 2401.992 | 967.693 | -1434.299 | 0 | 0 | 0 | 0 | 0
3108 | 627.109 | 796.48 | 3166.75 | 627.109 | -1799.377 | 0 | 740.264 | 0 | 0 | 0
3109 | 812.063 | 777.83 | 3108.807 | 812.063 | -1799.377 | 0 | 497.367 | 0 | 0 | 0
3110 | 905.477 | 699.2 | 2834.96 | 905.477 | -1330.393 | 0 | 599.09 | 0 | 0 | 0
3111 | 596.201 | 514.38 | 2131.046 | 596.201 | 0 | 0 | 1534.845 | 0 | 0 | 0
3112 | 817.356 | 31.38 | 102.033 | 102.033 | 0 | 0 | 0 | 0 | 0 | 715.323
3113 | 855.171 | 14.69 | 34.785 | 34.785 | 0 | 0 | 0 | 0 | 0 | 820.386
3114 | 864.861 | 5.87 | 0 | 0 | 0 | 0 | 0 | 0 | 0 | 864.861
3115 | 824.194 | 0 | 0 | 0 | 0 | 0 | 0 | 0 | 0 | 824.194
3116 | 626.4 | 0 | 0 | 0 | 0 | 0 | 0 | 0 | 0 | 626.4
3117 | 780 | 0 | 0 | 0 | 0 | 0 | 0 | 0 | 0 | 780
3118 | 831.2 | 0 | 0 | 0 | 0 | 0 | 0 | 0 | 0 | 831.2
3119 | 764 | 0 | 0 | 0 | 0 | 0 | 0 | 0 | 0 | 764
3120 | 0 | 0 | 0 | 0 | 0 | 0 | 0 | 0 | 0 | 0
3121 | 0 | 0 | 0 | 0 | 0 | 0 | 0 | 0 | 0 | 0
3122 | 0 | 0 | 0 | 0 | 0 | 0 | 0 | 0 | 0 | 0
3123 | 0 | 0 | 0 | 0 | 0 | 0 | 0 | 0 | 0 | 0
3124 | 0 | 0 | 0 | 0 | 0 | 0 | 0 | 0 | 0 | 0
3125 | 0 | 0 | 0 | 0 | 0 | 0 | 0 | 0 | 0 | 0
3126 | 0 | 0 | 0 | 0 | 0 | 0 | 0 | 0 | 0 | 0
3127 | 1606.824 | 85.52 | 339.062 | 339.062 | 0 | 0 | 0 | 0 | 0 | 1267.762
3128 | 1031.203 | 292.88 | 1253.902 | 1031.203 | -222.699 | 0 | 0 | 0 | 0 | 0
3129 | 1251.649 | 427.28 | 1806.262 | 1251.649 | -554.613 | 0 | 0 | 0 | 0 | 0
3130 | 1182.361 | 623.89 | 2581.774 | 1182.361 | -1399.413 | 0 | 0 | 0 | 0 | 0
3131 | 1327.158 | 739.57 | 3011.842 | 1327.158 | -1684.684 | 0 | 0 | 0 | 0 | 0
3132 | 662.126 | 776.07 | 3139.373 | 662.126 | -1799.377 | 0 | 677.87 | 0 | 0 | 0
3133 | 803.013 | 795.79 | 3224.937 | 803.013 | -1799.377 | 0 | 622.547 | 0 | 0 | 0
3134 | 839.44 | 679.3 | 2785.008 | 839.439 | -879.989 | 0 | 1065.58 | 0 | 0 | 0
3135 | 881.612 | 614.63 | 2560.53 | 881.612 | 0 | 0 | 1678.918 | 0 | 0 | 0
3136 | 723.729 | 394.34 | 1672.632 | 723.729 | 0 | 0 | 948.903 | 0 | 0 | 0
3137 | 1037.81 | 177.47 | 741.435 | 741.435 | 0 | 0 | 0 | 296.375 | 0 | 0
3138 | 1280.783 | 46.03 | 160.781 | 160.781 | 0 | 0 | 0 | 1120.002 | 0 | 0
3139 | 1299.258 | 0 | 0 | 0 | 0 | 0 | 0 | 831.428 | 0 | 467.83
3140 | 1091.2 | 0 | 0 | 0 | 0 | 0 | 0 | 0 | 0 | 1091.2
3141 | 1475.2 | 0 | 0 | 0 | 0 | 0 | 0 | 0 | 0 | 1475.2
3142 | 901.6 | 0 | 0 | 0 | 0 | 0 | 0 | 0 | 0 | 901.6
3143 | 1424.8 | 0 | 0 | 0 | 0 | 0 | 0 | 0 | 0 | 1424.8
3144 | 0 | 0 | 0 | 0 | 0 | 0 | 0 | 0 | 0 | 0
3145 | 0 | 0 | 0 | 0 | 0 | 0 | 0 | 0 | 0 | 0
3146 | 0 | 0 | 0 | 0 | 0 | 0 | 0 | 0 | 0 | 0
3147 | 0 | 0 | 0 | 0 | 0 | 0 | 0 | 0 | 0 | 0
3148 | 0 | 0 | 0 | 0 | 0 | 0 | 0 | 0 | 0 | 0
3149 | 0 | 0 | 0 | 0 | 0 | 0 | 0 | 0 | 0 | 0
3150 | 0 | 0 | 0 | 0 | 0 | 0 | 0 | 0 | 0 | 0
3151 | 1360.959 | 108.71 | 428.137 | 428.137 | 0 | 0 | 0 | 0 | 0 | 932.822
3152 | 1089.279 | 295.6 | 1268.842 | 1089.279 | -179.563 | 0 | 0 | 0 | 0 | 0
3153 | 1352.296 | 576.63 | 2478.161 | 1352.296 | -1125.865 | 0 | 0 | 0 | 0 | 0
3154 | 1592.847 | 761.21 | 3184.267 | 1592.847 | -1591.42 | 0 | 0 | 0 | 0 | 0
3155 | 1626.609 | 673.47 | 2763.323 | 1626.609 | -1136.714 | 0 | 0 | 0 | 0 | 0
3156 | 1541.713 | 638.31 | 2618.508 | 1541.713 | -1076.795 | 0 | 0 | 0 | 0 | 0
3157 | 1622.298 | 706.56 | 2894.954 | 1622.298 | -1272.656 | 0 | 0 | 0 | 0 | 0
3158 | 1448.694 | 496.42 | 2066.584 | 1448.694 | -617.89 | 0 | 0 | 0 | 0 | 0
3159 | 1620.387 | 385.68 | 1623.416 | 1620.387 | -3.029 | 0 | 0 | 0 | 0 | 0
3160 | 1509.994 | 251.99 | 1068.626 | 1068.626 | 0 | 0 | 0 | 441.368 | 0 | 0
3161 | 1315.27 | 190.5 | 806.679 | 806.679 | 0 | 0 | 0 | 508.591 | 0 | 0
3162 | 1693.54 | 49.29 | 175.098 | 175.098 | 0 | 0 | 0 | 1518.442 | 0 | 0
3163 | 1887.87 | 0 | 0 | 0 | 0 | 0 | 0 | 88.493 | 0 | 1799.377
3164 | 1574.4 | 0 | 0 | 0 | 0 | 0 | 0 | 0 | 0 | 1574.4
3165 | 1738.4 | 0 | 0 | 0 | 0 | 0 | 0 | 0 | 0 | 1738.4
3166 | 1488 | 0 | 0 | 0 | 0 | 0 | 0 | 0 | 0 | 1488
3167 | 1567.2 | 0 | 0 | 0 | 0 | 0 | 0 | 0 | 0 | 1567.2
3168 | 0 | 0 | 0 | 0 | 0 | 0 | 0 | 0 | 0 | 0
3169 | 0 | 0 | 0 | 0 | 0 | 0 | 0 | 0 | 0 | 0
3170 | 0 | 0 | 0 | 0 | 0 | 0 | 0 | 0 | 0 | 0
3171 | 0 | 0 | 0 | 0 | 0 | 0 | 0 | 0 | 0 | 0
3172 | 0 | 0 | 0 | 0 | 0 | 0 | 0 | 0 | 0 | 0
3173 | 0 | 0 | 0 | 0 | 0 | 0 | 0 | 0 | 0 | 0
3174 | 0 | 0 | 0 | 0 | 0 | 0 | 0 | 0 | 0 | 0
3175 | 1222.398 | 109.4 | 432.152 | 432.152 | 0 | 0 | 0 | 749.446 | 0 | 40.8
3176 | 1224.246 | 289.21 | 1237.211 | 1224.246 | -12.965 | 0 | 0 | 0 | 0 | 0
3177 | 1405.356 | 582.37 | 2492.71 | 1405.356 | -1087.354 | 0 | 0 | 0 | 0 | 0
3178 | 1702.904 | 768.03 | 3196.806 | 1702.904 | -1493.902 | 0 | 0 | 0 | 0 | 0
3179 | 1163.639 | 754.55 | 3064.688 | 1163.638 | -1799.377 | 0 | 101.673 | 0 | 0 | 0
3180 | 1654.093 | 744.09 | 3006.354 | 1654.093 | -1352.261 | 0 | 0 | 0 | 0 | 0
3181 | 1527.881 | 817.98 | 3279.929 | 1527.881 | -1752.048 | 0 | 0 | 0 | 0 | 0
3182 | 1582.693 | 846.62 | 3457.259 | 1582.693 | -1636.904 | 0 | 237.662 | 0 | 0 | 0
3183 | 1693.198 | 607.43 | 2505.017 | 1693.198 | 0 | 0 | 811.819 | 0 | 0 | 0
3184 | 1547.887 | 312.74 | 1310.401 | 1310.401 | 0 | 0 | 0 | 237.486 | 0 | 0
3185 | 1494.49 | 197.75 | 823.743 | 823.743 | 0 | 0 | 0 | 670.747 | 0 | 0
3186 | 1557.6 | 51.69 | 181.249 | 181.249 | 0 | 0 | 0 | 1359.526 | 0 | 16.825
3187 | 1736.8 | 0 | 0 | 0 | 0 | 0 | 0 | 0 | 0 | 1736.8
3188 | 1518.4 | 0 | 0 | 0 | 0 | 0 | 0 | 0 | 0 | 1518.4
3189 | 1556 | 0 | 0 | 0 | 0 | 0 | 0 | 0 | 0 | 1556
3190 | 1313.6 | 0 | 0 | 0 | 0 | 0 | 0 | 0 | 0 | 1313.6
3191 | 1468.8 | 0 | 0 | 0 | 0 | 0 | 0 | 0 | 0 | 1468.8
3192 | 0 | 0 | 0 | 0 | 0 | 0 | 0 | 0 | 0 | 0
3193 | 0 | 0 | 0 | 0 | 0 | 0 | 0 | 0 | 0 | 0
3194 | 0 | 0 | 0 | 0 | 0 | 0 | 0 | 0 | 0 | 0
3195 | 0 | 0 | 0 | 0 | 0 | 0 | 0 | 0 | 0 | 0
3196 | 0 | 0 | 0 | 0 | 0 | 0 | 0 | 0 | 0 | 0
3197 | 0 | 0 | 0 | 0 | 0 | 0 | 0 | 0 | 0 | 0
3198 | 0 | 0 | 0 | 0 | 0 | 0 | 0 | 0 | 0 | 0
3199 | 1067.464 | 120.17 | 469.713 | 469.713 | 0 | 0 | 0 | 0 | 0 | 597.751
3200 | 1283.562 | 309.03 | 1322.957 | 1283.562 | -39.395 | 0 | 0 | 0 | 0 | 0
3201 | 1599.831 | 447.34 | 1888.546 | 1599.831 | -288.715 | 0 | 0 | 0 | 0 | 0
3202 | 1734.369 | 748.59 | 3109.566 | 1734.369 | -1375.197 | 0 | 0 | 0 | 0 | 0
3203 | 1623.038 | 889.39 | 3627.605 | 1623.038 | -1799.377 | 0 | 205.19 | 0 | 0 | 0
3204 | 1636.443 | 949.59 | 3844.086 | 1636.443 | -1799.377 | 0 | 408.266 | 0 | 0 | 0
3205 | 1725.917 | 939.27 | 3803.779 | 1725.917 | -1799.377 | 0 | 278.485 | 0 | 0 | 0
3206 | 2012.075 | 853.26 | 3496.614 | 2012.075 | -1484.539 | 0 | 0 | 0 | 0 | 0
3207 | 1948.007 | 704.95 | 2944.526 | 1948.007 | -548.836 | 0 | 447.683 | 0 | 0 | 0
3208 | 1556.628 | 505.8 | 2163.022 | 1556.628 | 0 | 0 | 606.394 | 0 | 0 | 0
3209 | 1721.903 | 277.05 | 1117.247 | 1117.247 | 0 | 0 | 0 | 604.656 | 0 | 0
3210 | 1737.852 | 66.48 | 185.462 | 185.462 | 0 | 0 | 0 | 1552.39 | 0 | 0
3211 | 1568.995 | 0 | 0 | 0 | 0 | 0 | 0 | 0 | 0 | 1568.995
3212 | 1459.2 | 0 | 0 | 0 | 0 | 0 | 0 | 0 | 0 | 1459.2
3213 | 1577.6 | 0 | 0 | 0 | 0 | 0 | 0 | 0 | 0 | 1577.6
3214 | 1764.8 | 0 | 0 | 0 | 0 | 0 | 0 | 0 | 0 | 1764.8
3215 | 1724 | 0 | 0 | 0 | 0 | 0 | 0 | 0 | 0 | 1724
3216 | 0 | 0 | 0 | 0 | 0 | 0 | 0 | 0 | 0 | 0
3217 | 0 | 0 | 0 | 0 | 0 | 0 | 0 | 0 | 0 | 0
3218 | 0 | 0 | 0 | 0 | 0 | 0 | 0 | 0 | 0 | 0
3219 | 0 | 0 | 0 | 0 | 0 | 0 | 0 | 0 | 0 | 0
3220 | 0 | 0 | 0 | 0 | 0 | 0 | 0 | 0 | 0 | 0
3221 | 0 | 0 | 0 | 0 | 0 | 0 | 0 | 0 | 0 | 0
3222 | 0 | 0 | 0 | 0 | 0 | 0 | 0 | 0 | 0 | 0
3223 | 1482.886 | 43.13 | 158.096 | 0 | -158.096 | 0 | 0 | 1482.886 | 0 | 0
3224 | 905.259 | 120.25 | 495.748 | 0 | -495.748 | 0 | 0 | 905.259 | 0 | 0
3225 | 1293.998 | 288.91 | 1218.29 | 0 | -1218.29 | 0 | 0 | 1293.998 | 0 | 0
3226 | 1538.464 | 435.37 | 1812.809 | 13.432 | -1799.377 | 0 | 0 | 1525.032 | 0 | 0
3227 | 1566.084 | 603.42 | 2470.045 | 670.668 | -1799.377 | 0 | 0 | 895.416 | 0 | 0
3228 | 1519.876 | 682.88 | 2773.659 | 974.282 | -1799.377 | 0 | 0 | 545.594 | 0 | 0
3229 | 2001.861 | 508.1 | 2085.454 | 486.185 | -1599.269 | 0 | 0 | 1515.676 | 0 | 0
3230 | 1474.906 | 121.78 | 481.934 | 481.934 | 0 | 0 | 0 | 992.972 | 0 | 0
3231 | 1790.369 | 462.77 | 1929.244 | 1790.369 | -138.875 | 0 | 0 | 0 | 0 | 0
3232 | 1829.06 | 229.02 | 959.14 | 959.14 | 0 | 0 | 0 | 869.92 | 0 | 0
3233 | 1677.484 | 27.43 | 88.775 | 88.775 | 0 | 0 | 0 | 1588.709 | 0 | 0
3234 | 2026.099 | 9.79 | 14.227 | 14.227 | 0 | 0 | 0 | 2011.872 | 0 | 0
3235 | 1587.2 | 0 | 0 | 0 | 0 | 0 | 0 | 0 | 0 | 1587.2
3236 | 1344 | 0 | 0 | 0 | 0 | 0 | 0 | 0 | 0 | 1344
3237 | 1775.2 | 0 | 0 | 0 | 0 | 0 | 0 | 0 | 0 | 1775.2
3238 | 1706.4 | 0 | 0 | 0 | 0 | 0 | 0 | 0 | 0 | 1706.4
3239 | 1422.4 | 0 | 0 | 0 | 0 | 0 | 0 | 0 | 0 | 1422.4
3240 | 0 | 0 | 0 | 0 | 0 | 0 | 0 | 0 | 0 | 0
3241 | 0 | 0 | 0 | 0 | 0 | 0 | 0 | 0 | 0 | 0
3242 | 0 | 0 | 0 | 0 | 0 | 0 | 0 | 0 | 0 | 0
3243 | 0 | 0 | 0 | 0 | 0 | 0 | 0 | 0 | 0 | 0
3244 | 0 | 0 | 0 | 0 | 0 | 0 | 0 | 0 | 0 | 0
3245 | 0 | 0 | 0 | 0 | 0 | 0 | 0 | 0 | 0 | 0
3246 | 0 | 0 | 0 | 0 | 0 | 0 | 0 | 0 | 0 | 0
3247 | 1055.099 | 79.42 | 314.086 | 0 | -314.086 | 0 | 0 | 1055.099 | 0 | 0
3248 | 1425.043 | 222.58 | 947.802 | 530.238 | -417.564 | 0 | 0 | 894.806 | 0 | 0
3249 | 1508.333 | 449.72 | 1903.736 | 1508.333 | -395.403 | 0 | 0 | 0 | 0 | 0
3250 | 1700.252 | 643.82 | 2662.751 | 1700.252 | -962.499 | 0 | 0 | 0 | 0 | 0
3251 | 1839.549 | 724.3 | 2950.382 | 1839.549 | -1110.833 | 0 | 0 | 0 | 0 | 0
3252 | 1816.85 | 742.05 | 3008.45 | 1816.85 | -1191.6 | 0 | 0 | 0 | 0 | 0
3253 | 1707.886 | 803.24 | 3245.727 | 1707.886 | -1537.841 | 0 | 0 | 0 | 0 | 0
3254 | 1728.169 | 673.76 | 2754.516 | 1728.169 | -1026.347 | 0 | 0 | 0 | 0 | 0
3255 | 1703.789 | 550.6 | 2283.45 | 1703.789 | -579.661 | 0 | 0 | 0 | 0 | 0
3256 | 1569.14 | 458.58 | 1940.186 | 1569.14 | -371.046 | 0 | 0 | 0 | 0 | 0
3257 | 1690.426 | 219.28 | 917.836 | 917.836 | 0 | 0 | 0 | 772.59 | 0 | 0
3258 | 1602.301 | 57.19 | 198.743 | 198.743 | 0 | 0 | 0 | 1403.558 | 0 | 0
3259 | 1476.806 | 0 | 0 | 0 | 0 | 0 | 0 | 0 | 0 | 1476.806
3260 | 1332.8 | 0 | 0 | 0 | 0 | 0 | 0 | 0 | 0 | 1332.8
3261 | 1378.4 | 0 | 0 | 0 | 0 | 0 | 0 | 0 | 0 | 1378.4
3262 | 1814.4 | 0 | 0 | 0 | 0 | 0 | 0 | 15.023 | 0 | 1799.377
3263 | 1490.4 | 0 | 0 | 0 | 0 | 0 | 0 | 0 | 0 | 1490.4
3264 | 0 | 0 | 0 | 0 | 0 | 0 | 0 | 0 | 0 | 0
3265 | 0 | 0 | 0 | 0 | 0 | 0 | 0 | 0 | 0 | 0
3266 | 0 | 0 | 0 | 0 | 0 | 0 | 0 | 0 | 0 | 0
3267 | 0 | 0 | 0 | 0 | 0 | 0 | 0 | 0 | 0 | 0
3268 | 0 | 0 | 0 | 0 | 0 | 0 | 0 | 0 | 0 | 0
3269 | 0 | 0 | 0 | 0 | 0 | 0 | 0 | 0 | 0 | 0
3270 | 0 | 0 | 0 | 0 | 0 | 0 | 0 | 0 | 0 | 0
3271 | 1106.227 | 89.01 | 353.543 | 353.543 | 0 | 0 | 0 | 752.684 | 0 | 0
3272 | 998.236 | 244.02 | 1041.209 | 998.236 | -42.973 | 0 | 0 | 0 | 0 | 0
3273 | 1435.791 | 572.73 | 2449.798 | 1435.791 | -1014.007 | 0 | 0 | 0 | 0 | 0
3274 | 1831.647 | 591.11 | 2450.33 | 1831.647 | -618.683 | 0 | 0 | 0 | 0 | 0
3275 | 1511.408 | 745.36 | 3039.441 | 1511.408 | -1528.033 | 0 | 0 | 0 | 0 | 0
3276 | 1131.45 | 690.92 | 2824.302 | 1131.45 | -1692.852 | 0 | 0 | 0 | 0 | 0
3277 | 1343.015 | 295.76 | 1225.324 | 1225.324 | 0 | 0 | 0 | 117.691 | 0 | 0
3278 | 1463.195 | 653.73 | 2708.07 | 1463.195 | -1244.875 | 0 | 0 | 0 | 0 | 0
3279 | 1538.188 | 583.09 | 2452.058 | 1538.188 | -913.87 | 0 | 0 | 0 | 0 | 0
3280 | 1937.529 | 132.69 | 545.615 | 545.615 | 0 | 0 | 0 | 1391.914 | 0 | 0
3281 | 1784.662 | 130.28 | 541.293 | 541.293 | 0 | 0 | 0 | 1243.369 | 0 | 0
3282 | 1641.186 | 42.66 | 150.581 | 150.581 | 0 | 0 | 0 | 1490.605 | 0 | 0
3283 | 1082.752 | 0 | 0 | 0 | 0 | 0 | 0 | 0 | 0 | 1082.752
3284 | 1290.4 | 0 | 0 | 0 | 0 | 0 | 0 | 0 | 0 | 1290.4
3285 | 1324.8 | 0 | 0 | 0 | 0 | 0 | 0 | 0 | 0 | 1324.8
3286 | 1139.2 | 0 | 0 | 0 | 0 | 0 | 0 | 0 | 0 | 1139.2
3287 | 1259.2 | 0 | 0 | 0 | 0 | 0 | 0 | 0 | 0 | 1259.2
3288 | 0 | 0 | 0 | 0 | 0 | 0 | 0 | 0 | 0 | 0
3289 | 0 | 0 | 0 | 0 | 0 | 0 | 0 | 0 | 0 | 0
3290 | 0 | 0 | 0 | 0 | 0 | 0 | 0 | 0 | 0 | 0
3291 | 0 | 0 | 0 | 0 | 0 | 0 | 0 | 0 | 0 | 0
3292 | 0 | 0 | 0 | 0 | 0 | 0 | 0 | 0 | 0 | 0
3293 | 0 | 0 | 0 | 0 | 0 | 0 | 0 | 0 | 0 | 0
3294 | 0 | 0 | 0 | 0 | 0 | 0 | 0 | 0 | 0 | 0
3295 | 1182.657 | 120.9 | 472.777 | 472.777 | 0 | 0 | 0 | 466.629 | 0 | 243.252
3296 | 936.672 | 307.86 | 1325.352 | 936.672 | -388.68 | 0 | 0 | 0 | 0 | 0
3297 | 1006.925 | 330.42 | 1400.529 | 1006.925 | -393.604 | 0 | 0 | 0 | 0 | 0
3298 | 980.994 | 346.88 | 1445.582 | 980.994 | -464.588 | 0 | 0 | 0 | 0 | 0
3299 | 1100.227 | 438.16 | 1801.776 | 1100.227 | -701.549 | 0 | 0 | 0 | 0 | 0
3300 | 1192.407 | 783.26 | 3101.92 | 1192.406 | -1799.377 | 0 | 110.137 | 0 | 0 | 0
3301 | 1178.5 | 782.88 | 3108.988 | 1178.499 | -1799.377 | 0 | 131.112 | 0 | 0 | 0
3302 | 1218.473 | 846.41 | 3408.723 | 1218.473 | -1799.377 | 0 | 390.873 | 0 | 0 | 0
3303 | 1017.622 | 701.04 | 2902.361 | 1017.622 | -1788.26 | 0 | 96.479 | 0 | 0 | 0
3304 | 339.258 | 502.96 | 2148.104 | 339.258 | 0 | 0 | 1808.846 | 0 | 0 | 0
3305 | 224.739 | 275.97 | 1118.669 | 224.739 | 0 | 0 | 893.93 | 0 | 0 | 0
3306 | 209.471 | 68.88 | 229.501 | 209.471 | 0 | 0 | 20.03 | 0 | 0 | 0
3307 | 115.054 | 0 | 0 | 0 | 0 | 0 | 0 | 0 | 0 | 115.054
3308 | 0 | 0 | 0 | 0 | 0 | 0 | 0 | 0 | 0 | 0
3309 | 0 | 0 | 0 | 0 | 0 | 0 | 0 | 0 | 0 | 0
3310 | 0 | 0 | 0 | 0 | 0 | 0 | 0 | 0 | 0 | 0
3311 | 0 | 0 | 0 | 0 | 0 | 0 | 0 | 0 | 0 | 0
3312 | 0 | 0 | 0 | 0 | 0 | 0 | 0 | 0 | 0 | 0
3313 | 0 | 0 | 0 | 0 | 0 | 0 | 0 | 0 | 0 | 0
3314 | 0 | 0 | 0 | 0 | 0 | 0 | 0 | 0 | 0 | 0
3315 | 0 | 0 | 0 | 0 | 0 | 0 | 0 | 0 | 0 | 0
3316 | 0 | 0 | 0 | 0 | 0 | 0 | 0 | 0 | 0 | 0
3317 | 0 | 0 | 0 | 0 | 0 | 0 | 0 | 0 | 0 | 0
3318 | 0 | 0 | 0 | 0 | 0 | 0 | 0 | 0 | 0 | 0
3319 | 79.923 | 79.57 | 315.434 | 79.923 | -128.043 | 0 | 107.468 | 0 | 0 | 0
3320 | 156.96 | 353.68 | 1509.246 | 156.96 | 0 | 0 | 1352.286 | 0 | 0 | 0
3321 | 637.627 | 573.54 | 2472.463 | 637.627 | 0 | 0 | 1834.836 | 0 | 0 | 0
3322 | 1024.991 | 755.9 | 3176.367 | 1024.991 | 0 | 0 | 2151.376 | 0 | 0 | 0
3323 | 1410.943 | 644.42 | 2656.821 | 1410.943 | 0 | 0 | 1245.878 | 0 | 0 | 0
3324 | 1071.439 | 687.46 | 2813.654 | 1071.439 | 0 | 0 | 1742.215 | 0 | 0 | 0
3325 | 1560.347 | 929.12 | 3796.909 | 1560.347 | 0 | 0 | 2236.562 | 0 | 0 | 0
3326 | 1408.139 | 676.19 | 2785.671 | 1408.139 | 0 | 0 | 1377.532 | 0 | 0 | 0
3327 | 996.949 | 59.37 | 220.768 | 220.768 | 0 | 0 | 0 | 776.181 | 0 | 0
3328 | 1328.349 | 130.69 | 536.842 | 536.842 | 0 | 0 | 0 | 791.507 | 0 | 0
3329 | 1340.192 | 252.92 | 1068.372 | 1068.372 | 0 | 0 | 0 | 271.82 | 0 | 0
3330 | 1479.054 | 67.49 | 193.34 | 193.34 | 0 | 0 | 0 | 1285.714 | 0 | 0
3331 | 1458.236 | 0 | 0 | 0 | 0 | 0 | 0 | 0 | 0 | 1458.236
3332 | 1057.6 | 0 | 0 | 0 | 0 | 0 | 0 | 0 | 0 | 1057.6
3333 | 1518.4 | 0 | 0 | 0 | 0 | 0 | 0 | 0 | 0 | 1518.4
3334 | 1292 | 0 | 0 | 0 | 0 | 0 | 0 | 0 | 0 | 1292
3335 | 1396.8 | 0 | 0 | 0 | 0 | 0 | 0 | 0 | 0 | 1396.8
3336 | 0 | 0 | 0 | 0 | 0 | 0 | 0 | 0 | 0 | 0
3337 | 0 | 0 | 0 | 0 | 0 | 0 | 0 | 0 | 0 | 0
3338 | 0 | 0 | 0 | 0 | 0 | 0 | 0 | 0 | 0 | 0
3339 | 0 | 0 | 0 | 0 | 0 | 0 | 0 | 0 | 0 | 0
3340 | 0 | 0 | 0 | 0 | 0 | 0 | 0 | 0 | 0 | 0
3341 | 0 | 0 | 0 | 0 | 0 | 0 | 0 | 0 | 0 | 0
3342 | 0 | 0 | 0 | 0 | 0 | 0 | 0 | 0 | 0 | 0
3343 | 1413.981 | 131.85 | 448.979 | 448.979 | 0 | 0 | 0 | 119.032 | 0 | 845.97
3344 | 1218.646 | 357.25 | 1527.476 | 1218.646 | -308.83 | 0 | 0 | 0 | 0 | 0
3345 | 1283.48 | 577.34 | 2491.77 | 1283.48 | -1208.29 | 0 | 0 | 0 | 0 | 0
3346 | 1235.312 | 759.75 | 3188.537 | 1235.311 | -1799.377 | 0 | 153.849 | 0 | 0 | 0
3347 | 1227.421 | 709.16 | 2900.73 | 1227.421 | -1673.309 | 0 | 0 | 0 | 0 | 0
3348 | 1268.221 | 940.13 | 3828.744 | 1268.221 | -1799.377 | 0 | 761.146 | 0 | 0 | 0
3349 | 1361.861 | 416.77 | 1716.263 | 1361.861 | -354.402 | 0 | 0 | 0 | 0 | 0
3350 | 1362.378 | 643.03 | 2642.277 | 1362.378 | -1279.899 | 0 | 0 | 0 | 0 | 0
3351 | 1092.7 | 135.64 | 544.38 | 544.38 | 0 | 0 | 0 | 548.32 | 0 | 0
3352 | 1161.964 | 37.26 | 127.066 | 127.066 | 0 | 0 | 0 | 1034.898 | 0 | 0
3353 | 1302.91 | 92.01 | 367.226 | 367.226 | 0 | 0 | 0 | 300.91 | 0 | 634.774
3354 | 1031.53 | 35.22 | 118.327 | 118.327 | 0 | 0 | 0 | 0 | 0 | 913.203
3355 | 1155.338 | 0 | 0 | 0 | 0 | 0 | 0 | 0 | 0 | 1155.338
3356 | 992.8 | 0 | 0 | 0 | 0 | 0 | 0 | 0 | 0 | 992.8
3357 | 1484 | 0 | 0 | 0 | 0 | 0 | 0 | 0 | 0 | 1484
3358 | 1380 | 0 | 0 | 0 | 0 | 0 | 0 | 0 | 0 | 1380
3359 | 799.2 | 0 | 0 | 0 | 0 | 0 | 0 | 0 | 0 | 799.2
3360 | 0 | 0 | 0 | 0 | 0 | 0 | 0 | 0 | 0 | 0
3361 | 0 | 0 | 0 | 0 | 0 | 0 | 0 | 0 | 0 | 0
3362 | 0 | 0 | 0 | 0 | 0 | 0 | 0 | 0 | 0 | 0
3363 | 0 | 0 | 0 | 0 | 0 | 0 | 0 | 0 | 0 | 0
3364 | 0 | 0 | 0 | 0 | 0 | 0 | 0 | 0 | 0 | 0
3365 | 0 | 0 | 0 | 0 | 0 | 0 | 0 | 0 | 0 | 0
3366 | 0 | 0 | 0 | 0 | 0 | 0 | 0 | 0 | 0 | 0
3367 | 1303.011 | 132.88 | 454.149 | 454.149 | 0 | 0 | 0 | 0 | 0 | 848.862
3368 | 993.966 | 355.12 | 1514.677 | 993.966 | -520.711 | 0 | 0 | 0 | 0 | 0
3369 | 1093.9 | 575.27 | 2479.656 | 1093.9 | -1385.756 | 0 | 0 | 0 | 0 | 0
3370 | 1363.693 | 756.9 | 3182.885 | 1363.692 | -1799.377 | 0 | 19.816 | 0 | 0 | 0
3371 | 1239.039 | 884.85 | 3661.127 | 1239.038 | -1799.377 | 0 | 622.712 | 0 | 0 | 0
3372 | 1503.503 | 943.34 | 3880.021 | 1503.503 | -1799.377 | 0 | 577.141 | 0 | 0 | 0
3373 | 1361.769 | 933.1 | 3841.226 | 1361.769 | -1799.377 | 0 | 680.08 | 0 | 0 | 0
3374 | 1532.198 | 844.9 | 3514.126 | 1532.198 | -30.839 | 0 | 1951.089 | 0 | 0 | 0
3375 | 1256.603 | 697.9 | 2954.12 | 1256.603 | 0 | 0 | 1697.517 | 0 | 0 | 0
3376 | 1138.22 | 501.21 | 2166.255 | 1138.22 | 0 | 0 | 1028.035 | 0 | 0 | 0
3377 | 1339.573 | 127.97 | 524.83 | 524.83 | 0 | 0 | 0 | 814.743 | 0 | 0
3378 | 1110.796 | 19.59 | 53.537 | 53.537 | 0 | 0 | 0 | 1057.259 | 0 | 0
3379 | 989.602 | 0 | 0 | 0 | 0 | 0 | 0 | 0 | 0 | 989.602
3380 | 1045.6 | 0 | 0 | 0 | 0 | 0 | 0 | 0 | 0 | 1045.6
3381 | 1416.8 | 0 | 0 | 0 | 0 | 0 | 0 | 0 | 0 | 1416.8
3382 | 1268 | 0 | 0 | 0 | 0 | 0 | 0 | 0 | 0 | 1268
3383 | 1352.8 | 0 | 0 | 0 | 0 | 0 | 0 | 0 | 0 | 1352.8
3384 | 0 | 0 | 0 | 0 | 0 | 0 | 0 | 0 | 0 | 0
3385 | 0 | 0 | 0 | 0 | 0 | 0 | 0 | 0 | 0 | 0
3386 | 0 | 0 | 0 | 0 | 0 | 0 | 0 | 0 | 0 | 0
3387 | 0 | 0 | 0 | 0 | 0 | 0 | 0 | 0 | 0 | 0
3388 | 0 | 0 | 0 | 0 | 0 | 0 | 0 | 0 | 0 | 0
3389 | 0 | 0 | 0 | 0 | 0 | 0 | 0 | 0 | 0 | 0
3390 | 0 | 0 | 0 | 0 | 0 | 0 | 0 | 0 | 0 | 0
3391 | 1304.669 | 110.07 | 435.171 | 435.171 | 0 | 0 | 0 | 331.225 | 0 | 538.273
3392 | 935.942 | 287.3 | 1232.131 | 935.942 | -296.189 | 0 | 0 | 0 | 0 | 0
3393 | 898.574 | 451.13 | 1917.81 | 898.574 | -1019.236 | 0 | 0 | 0 | 0 | 0
3394 | 1261.705 | 561.14 | 2340.147 | 1261.705 | -1078.442 | 0 | 0 | 0 | 0 | 0
3395 | 1281.246 | 626.85 | 2578.84 | 1281.246 | -1297.594 | 0 | 0 | 0 | 0 | 0
3396 | 1130.342 | 601.16 | 2463.77 | 1130.342 | -1333.428 | 0 | 0 | 0 | 0 | 0
3397 | 1247.462 | 674.01 | 2753.808 | 1247.462 | -1506.346 | 0 | 0 | 0 | 0 | 0
3398 | 1339.387 | 404.71 | 1672.218 | 1339.387 | -332.831 | 0 | 0 | 0 | 0 | 0
3399 | 1391.303 | 353.62 | 1471.957 | 1391.303 | -80.654 | 0 | 0 | 0 | 0 | 0
3400 | 1345.155 | 414.57 | 1757.844 | 1345.155 | -412.689 | 0 | 0 | 0 | 0 | 0
3401 | 1198.38 | 224.87 | 942.874 | 942.874 | 0 | 0 | 0 | 210.247 | 0 | 45.259
3402 | 1181.647 | 64.74 | 224.495 | 224.495 | 0 | 0 | 0 | 0 | 0 | 957.152
3403 | 1283.014 | 0 | 0 | 0 | 0 | 0 | 0 | 0 | 0 | 1283.014
3404 | 1180.8 | 0 | 0 | 0 | 0 | 0 | 0 | 0 | 0 | 1180.8
3405 | 1619.2 | 0 | 0 | 0 | 0 | 0 | 0 | 0 | 0 | 1619.2
3406 | 1483.2 | 0 | 0 | 0 | 0 | 0 | 0 | 0 | 0 | 1483.2
3407 | 1326.4 | 0 | 0 | 0 | 0 | 0 | 0 | 0 | 0 | 1326.4
3408 | 0 | 0 | 0 | 0 | 0 | 0 | 0 | 0 | 0 | 0
3409 | 0 | 0 | 0 | 0 | 0 | 0 | 0 | 0 | 0 | 0
3410 | 0 | 0 | 0 | 0 | 0 | 0 | 0 | 0 | 0 | 0
3411 | 0 | 0 | 0 | 0 | 0 | 0 | 0 | 0 | 0 | 0
3412 | 0 | 0 | 0 | 0 | 0 | 0 | 0 | 0 | 0 | 0
3413 | 0 | 0 | 0 | 0 | 0 | 0 | 0 | 0 | 0 | 0
3414 | 0 | 0 | 0 | 0 | 0 | 0 | 0 | 0 | 0 | 0
3415 | 619.025 | 77.29 | 305.874 | 305.874 | 0 | 0 | 0 | 0 | 0 | 313.151
3416 | 887.264 | 212.41 | 904.028 | 887.264 | -16.764 | 0 | 0 | 0 | 0 | 0
3417 | 690.747 | 573.62 | 2469.11 | 690.747 | -1778.363 | 0 | 0 | 0 | 0 | 0
3418 | 307.348 | 755.98 | 3163.839 | 307.348 | -1799.377 | 0 | 1057.114 | 0 | 0 | 0
3419 | 235.767 | 884.75 | 3620.208 | 235.766 | -1799.377 | 0 | 1585.065 | 0 | 0 | 0
3420 | 197.082 | 943.17 | 3813.141 | 197.082 | -1799.377 | 0 | 1816.682 | 0 | 0 | 0
3421 | 683.53 | 796.75 | 3204.65 | 683.529 | -1799.377 | 0 | 721.744 | 0 | 0 | 0
3422 | 1150.936 | 747.47 | 3030.011 | 1150.936 | -142.178 | 0 | 1736.897 | 0 | 0 | 0
3423 | 1786.232 | 89.1 | 343.87 | 343.87 | 0 | 0 | 0 | 1442.362 | 0 | 0
3424 | 1729.544 | 73.82 | 283.316 | 283.316 | 0 | 0 | 0 | 1446.228 | 0 | 0
3425 | 1610.063 | 236.88 | 992.198 | 992.198 | 0 | 0 | 0 | 617.865 | 0 | 0
3426 | 1527.327 | 53.31 | 189.885 | 189.885 | 0 | 0 | 0 | 1337.442 | 0 | 0
3427 | 1637.6 | 0 | 0 | 0 | 0 | 0 | 0 | 0 | 0 | 1637.6
3428 | 1442.4 | 0 | 0 | 0 | 0 | 0 | 0 | 0 | 0 | 1442.4
3429 | 1472.8 | 0 | 0 | 0 | 0 | 0 | 0 | 0 | 0 | 1472.8
3430 | 1553.6 | 0 | 0 | 0 | 0 | 0 | 0 | 0 | 0 | 1553.6
3431 | 1444 | 0 | 0 | 0 | 0 | 0 | 0 | 0 | 0 | 1444
3432 | 0 | 0 | 0 | 0 | 0 | 0 | 0 | 0 | 0 | 0
3433 | 0 | 0 | 0 | 0 | 0 | 0 | 0 | 0 | 0 | 0
3434 | 0 | 0 | 0 | 0 | 0 | 0 | 0 | 0 | 0 | 0
3435 | 0 | 0 | 0 | 0 | 0 | 0 | 0 | 0 | 0 | 0
3436 | 0 | 0 | 0 | 0 | 0 | 0 | 0 | 0 | 0 | 0
3437 | 0 | 0 | 0 | 0 | 0 | 0 | 0 | 0 | 0 | 0
3438 | 0 | 0 | 0 | 0 | 0 | 0 | 0 | 0 | 0 | 0
3439 | 1362.282 | 130.56 | 446.232 | 446.232 | 0 | 0 | 0 | 258.274 | 0 | 657.777
3440 | 1064.339 | 351.77 | 1504.664 | 1064.339 | -440.325 | 0 | 0 | 0 | 0 | 0
3441 | 1658.966 | 571.84 | 2476.62 | 1658.966 | -817.654 | 0 | 0 | 0 | 0 | 0
3442 | 1820.422 | 753.64 | 3180.427 | 1820.422 | -1360.005 | 0 | 0 | 0 | 0 | 0
3443 | 1766.438 | 872.89 | 3612.699 | 1766.438 | -1799.377 | 0 | 46.884 | 0 | 0 | 0
3444 | 1632.862 | 931.33 | 3819.32 | 1632.862 | -1799.377 | 0 | 387.081 | 0 | 0 | 0
3445 | 1633.953 | 702.82 | 2879.543 | 1633.953 | -1245.59 | 0 | 0 | 0 | 0 | 0
3446 | 1730.896 | 652.58 | 2695.831 | 1730.896 | -964.935 | 0 | 0 | 0 | 0 | 0
3447 | 1836.767 | 606.71 | 2544.316 | 1836.767 | -707.549 | 0 | 0 | 0 | 0 | 0
3448 | 1998.015 | 357.52 | 1525.63 | 1525.63 | 0 | 0 | 0 | 472.385 | 0 | 0
3449 | 1627.268 | 34.3 | 118.996 | 118.996 | 0 | 0 | 0 | 1508.272 | 0 | 0
3450 | 1652.685 | 64.25 | 226.438 | 226.438 | 0 | 0 | 0 | 1426.247 | 0 | 0
3451 | 1494.002 | 0 | 0 | 0 | 0 | 0 | 0 | 0 | 0 | 1494.002
3452 | 1398.4 | 0 | 0 | 0 | 0 | 0 | 0 | 0 | 0 | 1398.4
3453 | 1210.4 | 0 | 0 | 0 | 0 | 0 | 0 | 0 | 0 | 1210.4
3454 | 1628 | 0 | 0 | 0 | 0 | 0 | 0 | 0 | 0 | 1628
3455 | 1786.4 | 0 | 0 | 0 | 0 | 0 | 0 | 0 | 0 | 1786.4
3456 | 0 | 0 | 0 | 0 | 0 | 0 | 0 | 0 | 0 | 0
3457 | 0 | 0 | 0 | 0 | 0 | 0 | 0 | 0 | 0 | 0
3458 | 0 | 0 | 0 | 0 | 0 | 0 | 0 | 0 | 0 | 0
3459 | 0 | 0 | 0 | 0 | 0 | 0 | 0 | 0 | 0 | 0
3460 | 0 | 0 | 0 | 0 | 0 | 0 | 0 | 0 | 0 | 0
3461 | 0 | 0 | 0 | 0 | 0 | 0 | 0 | 0 | 0 | 0
3462 | 0 | 0 | 0 | 0 | 0 | 0 | 0 | 0 | 0 | 0
3463 | 1177.554 | 105.62 | 420.435 | 420.435 | 0 | 0 | 0 | 210.336 | 0 | 546.783
3464 | 1356.489 | 281.72 | 1212.298 | 1212.298 | 0 | 0 | 0 | 0 | 0 | 144.191
3465 | 1166.426 | 452.56 | 1926.826 | 1166.426 | -760.4 | 0 | 0 | 0 | 0 | 0
3466 | 975.268 | 618.9 | 2575.425 | 975.268 | -1600.157 | 0 | 0 | 0 | 0 | 0
3467 | 1314.143 | 688.36 | 2821.923 | 1314.143 | -1507.78 | 0 | 0 | 0 | 0 | 0
3468 | 1169.049 | 785.92 | 3188.974 | 1169.049 | -1799.377 | 0 | 220.548 | 0 | 0 | 0
3469 | 1078.088 | 918.95 | 3750.061 | 1078.088 | -1799.377 | 0 | 872.596 | 0 | 0 | 0
3470 | 944.397 | 650.53 | 2673.058 | 944.397 | -1667.721 | 0 | 60.94 | 0 | 0 | 0
3471 | 1126.43 | 545.79 | 2275.838 | 1126.43 | 0 | 0 | 1149.408 | 0 | 0 | 0
3472 | 898.155 | 211.71 | 886.681 | 886.681 | 0 | 0 | 0 | 0 | 0 | 11.474
3473 | 1152.652 | 84.9 | 337.895 | 337.895 | 0 | 0 | 0 | 0 | 0 | 814.757
3474 | 869.487 | 11.75 | 22.308 | 22.308 | 0 | 0 | 0 | 0 | 0 | 847.179
3475 | 1185.808 | 0 | 0 | 0 | 0 | 0 | 0 | 0 | 0 | 1185.808
3476 | 980.8 | 0 | 0 | 0 | 0 | 0 | 0 | 0 | 0 | 980.8
3477 | 808.8 | 0 | 0 | 0 | 0 | 0 | 0 | 0 | 0 | 808.8
3478 | 850.4 | 0 | 0 | 0 | 0 | 0 | 0 | 0 | 0 | 850.4
3479 | 840 | 0 | 0 | 0 | 0 | 0 | 0 | 0 | 0 | 840
3480 | 0 | 0 | 0 | 0 | 0 | 0 | 0 | 0 | 0 | 0
3481 | 0 | 0 | 0 | 0 | 0 | 0 | 0 | 0 | 0 | 0
3482 | 0 | 0 | 0 | 0 | 0 | 0 | 0 | 0 | 0 | 0
3483 | 0 | 0 | 0 | 0 | 0 | 0 | 0 | 0 | 0 | 0
3484 | 0 | 0 | 0 | 0 | 0 | 0 | 0 | 0 | 0 | 0
3485 | 0 | 0 | 0 | 0 | 0 | 0 | 0 | 0 | 0 | 0
3486 | 0 | 0 | 0 | 0 | 0 | 0 | 0 | 0 | 0 | 0
3487 | 1097.92 | 127.87 | 449.511 | 449.511 | 0 | 0 | 0 | 0 | 0 | 648.409
3488 | 961.001 | 347.38 | 1478.029 | 961.001 | -517.028 | 0 | 0 | 0 | 0 | 0
3489 | 988.449 | 564.66 | 2419.696 | 988.449 | -1431.247 | 0 | 0 | 0 | 0 | 0
3490 | 1114.766 | 746.76 | 3107.351 | 1114.765 | -1799.377 | 0 | 193.209 | 0 | 0 | 0
3491 | 1334.239 | 872.49 | 3552.881 | 1334.239 | -1799.377 | 0 | 419.265 | 0 | 0 | 0
3492 | 1375.817 | 933.01 | 3766.938 | 1375.817 | -1799.377 | 0 | 591.744 | 0 | 0 | 0
3493 | 1313.727 | 921.54 | 3727.458 | 1313.727 | -430.067 | 0 | 1983.664 | 0 | 0 | 0
3494 | 1220.12 | 712.38 | 2899.887 | 1220.12 | 0 | 0 | 1679.767 | 0 | 0 | 0
3495 | 1436.12 | 698.58 | 2926.528 | 1436.12 | 0 | 0 | 1490.408 | 0 | 0 | 0
3496 | 1317.272 | 426.23 | 1804.97 | 1317.272 | 0 | 0 | 487.698 | 0 | 0 | 0
3497 | 1561.218 | 278.03 | 1127.209 | 1127.209 | 0 | 0 | 0 | 0 | 0 | 434.009
3498 | 1522.874 | 58.68 | 209.356 | 209.356 | 0 | 0 | 0 | 0 | 0 | 1313.518
3499 | 1531.013 | 0 | 0 | 0 | 0 | 0 | 0 | 0 | 0 | 1531.013
3500 | 820.8 | 0 | 0 | 0 | 0 | 0 | 0 | 0 | 0 | 820.8
3501 | 1276 | 0 | 0 | 0 | 0 | 0 | 0 | 0 | 0 | 1276
3502 | 1128 | 0 | 0 | 0 | 0 | 0 | 0 | 0 | 0 | 1128
3503 | 905.6 | 0 | 0 | 0 | 0 | 0 | 0 | 0 | 0 | 905.6
3504 | 0 | 0 | 0 | 0 | 0 | 0 | 0 | 0 | 0 | 0
3505 | 0 | 0 | 0 | 0 | 0 | 0 | 0 | 0 | 0 | 0
3506 | 0 | 0 | 0 | 0 | 0 | 0 | 0 | 0 | 0 | 0
3507 | 0 | 0 | 0 | 0 | 0 | 0 | 0 | 0 | 0 | 0
3508 | 0 | 0 | 0 | 0 | 0 | 0 | 0 | 0 | 0 | 0
3509 | 0 | 0 | 0 | 0 | 0 | 0 | 0 | 0 | 0 | 0
3510 | 0 | 0 | 0 | 0 | 0 | 0 | 0 | 0 | 0 | 0
3511 | 803.82 | 131.16 | 441.922 | 441.922 | 0 | 0 | 0 | 0 | 0 | 361.898
3512 | 740.237 | 355.63 | 1517.877 | 740.237 | -777.64 | 0 | 0 | 0 | 0 | 0
3513 | 558.473 | 575.2 | 2487.268 | 558.473 | -1799.377 | 0 | 129.418 | 0 | 0 | 0
3514 | 1199.225 | 755.83 | 3175.545 | 1199.224 | -1799.377 | 0 | 176.944 | 0 | 0 | 0
3515 | 1228.803 | 884.63 | 3637.318 | 1228.803 | -1799.377 | 0 | 609.138 | 0 | 0 | 0
3516 | 1419.01 | 943.3 | 3830.092 | 1419.01 | -1799.377 | 0 | 611.705 | 0 | 0 | 0
3517 | 1282.017 | 933.35 | 3779.851 | 1282.017 | -672.954 | 0 | 1824.88 | 0 | 0 | 0
3518 | 1153.519 | 846.74 | 3467.056 | 1153.519 | 0 | 0 | 2313.537 | 0 | 0 | 0
3519 | 1350.247 | 700.04 | 2923.203 | 1350.247 | 0 | 0 | 1572.956 | 0 | 0 | 0
3520 | 1241.158 | 503.61 | 2154.934 | 1241.158 | 0 | 0 | 913.776 | 0 | 0 | 0
3521 | 1171.973 | 183.93 | 763.5 | 763.5 | 0 | 0 | 0 | 408.473 | 0 | 0
3522 | 1371.137 | 52.15 | 186.159 | 186.159 | 0 | 0 | 0 | 752.476 | 0 | 432.502
3523 | 1506.995 | 0 | 0 | 0 | 0 | 0 | 0 | 0 | 0 | 1506.995
3524 | 1457.6 | 0 | 0 | 0 | 0 | 0 | 0 | 0 | 0 | 1457.6
3525 | 1496 | 0 | 0 | 0 | 0 | 0 | 0 | 0 | 0 | 1496
3526 | 1008.8 | 0 | 0 | 0 | 0 | 0 | 0 | 0 | 0 | 1008.8
3527 | 940.8 | 0 | 0 | 0 | 0 | 0 | 0 | 0 | 0 | 940.8
3528 | 0 | 0 | 0 | 0 | 0 | 0 | 0 | 0 | 0 | 0
3529 | 0 | 0 | 0 | 0 | 0 | 0 | 0 | 0 | 0 | 0
3530 | 0 | 0 | 0 | 0 | 0 | 0 | 0 | 0 | 0 | 0
3531 | 0 | 0 | 0 | 0 | 0 | 0 | 0 | 0 | 0 | 0
3532 | 0 | 0 | 0 | 0 | 0 | 0 | 0 | 0 | 0 | 0
3533 | 0 | 0 | 0 | 0 | 0 | 0 | 0 | 0 | 0 | 0
3534 | 0 | 0 | 0 | 0 | 0 | 0 | 0 | 0 | 0 | 0
3535 | 1415.654 | 128.99 | 441.554 | 441.554 | 0 | 0 | 0 | 0 | 0 | 974.1
3536 | 996.848 | 347.99 | 1479.308 | 996.848 | -482.46 | 0 | 0 | 0 | 0 | 0
3537 | 1420.083 | 564.92 | 2426.515 | 1420.083 | -1006.432 | 0 | 0 | 0 | 0 | 0
3538 | 1718.45 | 745.49 | 3103.081 | 1718.45 | -1384.631 | 0 | 0 | 0 | 0 | 0
3539 | 1514.737 | 648.36 | 2637.911 | 1514.737 | -1123.174 | 0 | 0 | 0 | 0 | 0
3540 | 1481.469 | 774.46 | 3116.543 | 1481.469 | -1635.074 | 0 | 0 | 0 | 0 | 0
3541 | 1629.559 | 781.05 | 3146.107 | 1629.559 | -1516.548 | 0 | 0 | 0 | 0 | 0
3542 | 1581.445 | 714.48 | 2910.534 | 1581.445 | -1329.089 | 0 | 0 | 0 | 0 | 0
3543 | 1376.542 | 384.33 | 1598.383 | 1376.542 | -221.841 | 0 | 0 | 0 | 0 | 0
3544 | 1606.679 | 225.19 | 939.499 | 939.499 | 0 | 0 | 0 | 667.18 | 0 | 0
3545 | 1530.064 | 89.74 | 356.958 | 356.958 | 0 | 0 | 0 | 1173.106 | 0 | 0
3546 | 1776.413 | 29.4 | 94.269 | 94.269 | 0 | 0 | 0 | 1682.144 | 0 | 0
3547 | 1785.434 | 0 | 0 | 0 | 0 | 0 | 0 | 0 | 0 | 1785.434
3548 | 1460 | 0 | 0 | 0 | 0 | 0 | 0 | 0 | 0 | 1460
3549 | 1711.2 | 0 | 0 | 0 | 0 | 0 | 0 | 0 | 0 | 1711.2
3550 | 1587.2 | 0 | 0 | 0 | 0 | 0 | 0 | 0 | 0 | 1587.2
3551 | 1569.6 | 0 | 0 | 0 | 0 | 0 | 0 | 0 | 0 | 1569.6
3552 | 0 | 0 | 0 | 0 | 0 | 0 | 0 | 0 | 0 | 0
3553 | 0 | 0 | 0 | 0 | 0 | 0 | 0 | 0 | 0 | 0
3554 | 0 | 0 | 0 | 0 | 0 | 0 | 0 | 0 | 0 | 0
3555 | 0 | 0 | 0 | 0 | 0 | 0 | 0 | 0 | 0 | 0
3556 | 0 | 0 | 0 | 0 | 0 | 0 | 0 | 0 | 0 | 0
3557 | 0 | 0 | 0 | 0 | 0 | 0 | 0 | 0 | 0 | 0
3558 | 0 | 0 | 0 | 0 | 0 | 0 | 0 | 0 | 0 | 0
3559 | 1421.245 | 88.56 | 352.031 | 0 | -352.031 | 0 | 0 | 1421.245 | 0 | 0
3560 | 1472.409 | 307.1 | 1312.808 | 0 | -1312.808 | 0 | 0 | 1472.409 | 0 | 0
3561 | 1472.679 | 483.84 | 2042.134 | 522.52 | -1519.614 | 0 | 0 | 950.158 | 0 | 0
3562 | 1255.664 | 571.51 | 2357.517 | 1255.664 | -1101.853 | 0 | 0 | 0 | 0 | 0
3563 | 1306.374 | 706.91 | 2863.98 | 1306.374 | -1557.606 | 0 | 0 | 0 | 0 | 0
3564 | 1147.369 | 733.13 | 2959.347 | 1147.368 | -1799.377 | 0 | 12.602 | 0 | 0 | 0
3565 | 1451.78 | 701.56 | 2837.866 | 1451.78 | -1386.086 | 0 | 0 | 0 | 0 | 0
3566 | 1625.359 | 148.25 | 593.001 | 593.001 | 0 | 0 | 0 | 1032.358 | 0 | 0
3567 | 1496.668 | 63.74 | 235.947 | 235.947 | 0 | 0 | 0 | 1260.721 | 0 | 0
3568 | 1406.455 | 27.45 | 86.062 | 86.062 | 0 | 0 | 0 | 1320.393 | 0 | 0
3569 | 1189.61 | 100.06 | 401.683 | 401.683 | 0 | 0 | 0 | 787.927 | 0 | 0
3570 | 1307.693 | 52.79 | 189.766 | 189.766 | 0 | 0 | 0 | 1117.927 | 0 | 0
3571 | 1408 | 0 | 0 | 0 | 0 | 0 | 0 | 0 | 0 | 1408
3572 | 1389.6 | 0 | 0 | 0 | 0 | 0 | 0 | 0 | 0 | 1389.6
3573 | 1545.6 | 0 | 0 | 0 | 0 | 0 | 0 | 0 | 0 | 1545.6
3574 | 1364 | 0 | 0 | 0 | 0 | 0 | 0 | 0 | 0 | 1364
3575 | 1421.6 | 0 | 0 | 0 | 0 | 0 | 0 | 0 | 0 | 1421.6
3576 | 0 | 0 | 0 | 0 | 0 | 0 | 0 | 0 | 0 | 0
3577 | 0 | 0 | 0 | 0 | 0 | 0 | 0 | 0 | 0 | 0
3578 | 0 | 0 | 0 | 0 | 0 | 0 | 0 | 0 | 0 | 0
3579 | 0 | 0 | 0 | 0 | 0 | 0 | 0 | 0 | 0 | 0
3580 | 0 | 0 | 0 | 0 | 0 | 0 | 0 | 0 | 0 | 0
3581 | 0 | 0 | 0 | 0 | 0 | 0 | 0 | 0 | 0 | 0
3582 | 0 | 0 | 0 | 0 | 0 | 0 | 0 | 0 | 0 | 0
3583 | 1709.965 | 97.1 | 385.91 | 0 | -385.91 | 0 | 0 | 1709.965 | 0 | 0
3584 | 1408.436 | 260.19 | 1108.129 | 0 | -1108.129 | 0 | 0 | 1408.436 | 0 | 0
3585 | 1450.739 | 431.83 | 1812.899 | 13.522 | -1799.377 | 0 | 0 | 1437.216 | 0 | 0
3586 | 1655.173 | 581.84 | 2379.214 | 882.035 | -1497.179 | 0 | 0 | 773.138 | 0 | 0
3587 | 1645.765 | 576.6 | 2333.226 | 1645.765 | -687.461 | 0 | 0 | 0 | 0 | 0
3588 | 1950.329 | 703.61 | 2815.336 | 1950.329 | -865.007 | 0 | 0 | 0 | 0 | 0
3589 | 1604.172 | 566.6 | 2295.304 | 1604.172 | -691.132 | 0 | 0 | 0 | 0 | 0
3590 | 1638.537 | 76.81 | 287.105 | 287.105 | 0 | 0 | 0 | 1351.432 | 0 | 0
3591 | 1750.351 | 184.26 | 750.219 | 750.219 | 0 | 0 | 0 | 1000.132 | 0 | 0
3592 | 1625.121 | 402.57 | 1703.435 | 1625.121 | -78.314 | 0 | 0 | 0 | 0 | 0
3593 | 1456.088 | 217.81 | 915.644 | 915.644 | 0 | 0 | 0 | 540.444 | 0 | 0
3594 | 1657.048 | 63.44 | 225.775 | 225.775 | 0 | 0 | 0 | 1431.273 | 0 | 0
3595 | 1497.593 | 0 | 0 | 0 | 0 | 0 | 0 | 0 | 0 | 1497.593
3596 | 1270.4 | 0 | 0 | 0 | 0 | 0 | 0 | 0 | 0 | 1270.4
3597 | 1587.2 | 0 | 0 | 0 | 0 | 0 | 0 | 0 | 0 | 1587.2
3598 | 1514.4 | 0 | 0 | 0 | 0 | 0 | 0 | 0 | 0 | 1514.4
3599 | 1600.8 | 0 | 0 | 0 | 0 | 0 | 0 | 0 | 0 | 1600.8
3600 | 0 | 0 | 0 | 0 | 0 | 0 | 0 | 0 | 0 | 0
3601 | 0 | 0 | 0 | 0 | 0 | 0 | 0 | 0 | 0 | 0
3602 | 0 | 0 | 0 | 0 | 0 | 0 | 0 | 0 | 0 | 0
3603 | 0 | 0 | 0 | 0 | 0 | 0 | 0 | 0 | 0 | 0
3604 | 0 | 0 | 0 | 0 | 0 | 0 | 0 | 0 | 0 | 0
3605 | 0 | 0 | 0 | 0 | 0 | 0 | 0 | 0 | 0 | 0
3606 | 0 | 0 | 0 | 0 | 0 | 0 | 0 | 0 | 0 | 0
3607 | 1586.458 | 128.71 | 435.743 | 435.743 | 0 | 0 | 0 | 1150.715 | 0 | 0
3608 | 1339.324 | 346.37 | 1463.768 | 1339.324 | -124.444 | 0 | 0 | 0 | 0 | 0
3609 | 1167.329 | 562.88 | 2382.901 | 1167.329 | -1215.572 | 0 | 0 | 0 | 0 | 0
3610 | 1838.145 | 744.48 | 3003.568 | 1838.145 | -1165.423 | 0 | 0 | 0 | 0 | 0
3611 | 1601.039 | 871.84 | 3412.358 | 1601.038 | -1799.377 | 0 | 11.943 | 0 | 0 | 0
3612 | 1499.82 | 932.79 | 3622.644 | 1499.82 | -1799.377 | 0 | 323.447 | 0 | 0 | 0
3613 | 1916.994 | 811.62 | 3169.01 | 1916.994 | -1252.016 | 0 | 0 | 0 | 0 | 0
3614 | 1203.199 | 774.04 | 3055.23 | 1203.199 | -1778.604 | 0 | 73.427 | 0 | 0 | 0
3615 | 1339.569 | 179.35 | 732.074 | 732.074 | 0 | 0 | 0 | 607.495 | 0 | 0
3616 | 1487.923 | 29.41 | 94.926 | 94.926 | 0 | 0 | 0 | 1392.997 | 0 | 0
3617 | 1570.841 | 110.02 | 447.115 | 447.115 | 0 | 0 | 0 | 1123.726 | 0 | 0
3618 | 1493.196 | 44.62 | 159.133 | 159.133 | 0 | 0 | 0 | 1334.063 | 0 | 0
3619 | 1175.793 | 0 | 0 | 0 | 0 | 0 | 0 | 0 | 0 | 1175.793
3620 | 1504 | 0 | 0 | 0 | 0 | 0 | 0 | 0 | 0 | 1504
3621 | 1400 | 0 | 0 | 0 | 0 | 0 | 0 | 0 | 0 | 1400
3622 | 1072 | 0 | 0 | 0 | 0 | 0 | 0 | 0 | 0 | 1072
3623 | 1568.8 | 0 | 0 | 0 | 0 | 0 | 0 | 0 | 0 | 1568.8
3624 | 0 | 0 | 0 | 0 | 0 | 0 | 0 | 0 | 0 | 0
3625 | 1048.116 | 0 | 0 | 0 | 0 | 0 | 0 | 1048.116 | 0 | 0
3626 | 1148.1467 | 0 | 0 | 0 | 0 | 0 | 0 | 1148.147 | 0 | 0
3627 | 1165.0637 | 0 | 0 | 0 | 0 | 0 | 0 | 1165.064 | 0 | 0
3628 | 1257.0037 | 0 | 0 | 0 | 0 | 0 | 0 | 1257.004 | 0 | 0
3629 | 1164.3282 | 0 | 0 | 0 | 0 | 0 | 0 | 1164.328 | 0 | 0
3630 | 1084.892 | 0 | 0 | 0 | 0 | 0 | 0 | 993.883 | 0 | 91.009
3631 | 1136.1375 | 127.17 | 437.872 | 437.872 | 0 | 0 | 0 | 0 | 0 | 698.265
3632 | 857.2624 | 343.49 | 1460.744 | 857.263 | -603.481 | 0 | 0 | 0 | 0 | 0
3633 | 1126.9766 | 558.77 | 2404.048 | 1126.976 | -1277.072 | 0 | 0 | 0 | 0 | 0
3634 | 1088.1963 | 474.39 | 1977.86 | 1088.197 | -889.663 | 0 | 0 | 0 | 0 | 0
3635 | 1073.6523 | 647.43 | 2650.416 | 1073.653 | -1576.763 | 0 | 0 | 0 | 0 | 0
3636 | 1056.4835 | 568.89 | 2329.443 | 1056.483 | -1272.96 | 0 | 0 | 0 | 0 | 0
3637 | 976.002 | 408.27 | 1682.452 | 976.002 | -706.45 | 0 | 0 | 0 | 0 | 0
3638 | 1109.748 | 140.46 | 563.222 | 563.222 | 0 | 0 | 0 | 0 | 0 | 546.526
3639 | 1130.2855 | 551.75 | 2301.063 | 1130.285 | -1170.778 | 0 | 0 | 0 | 0 | 0
3640 | 1121.2717 | 253.22 | 1068.139 | 1068.139 | 0 | 0 | 0 | 0 | 0 | 53.132
3641 | 781.8035 | 84.92 | 338.846 | 338.846 | 0 | 0 | 0 | 0 | 0 | 442.957
3642 | 946.9489 | 32.34 | 107.776 | 107.776 | 0 | 0 | 0 | 0 | 0 | 839.173
3643 | 1087.8341 | 0 | 0 | 0 | 0 | 0 | 0 | 0 | 0 | 1087.834
3644 | 1190.0714 | 0 | 0 | 0 | 0 | 0 | 0 | 0 | 0 | 1190.071
3645 | 939.259 | 0 | 0 | 0 | 0 | 0 | 0 | 0 | 0 | 939.259
3646 | 1095.1893 | 0 | 0 | 0 | 0 | 0 | 0 | 0 | 0 | 1095.189
3647 | 1081.2144 | 0 | 0 | 0 | 0 | 0 | 0 | 0 | 0 | 1081.214
3648 | 159.6078 | 0 | 0 | 0 | 0 | 0 | 0 | 0 | 0 | 159.608
3649 | 82.3782 | 0 | 0 | 0 | 0 | 0 | 0 | 82.378 | 0 | 0
3650 | 157.4013 | 0 | 0 | 0 | 0 | 0 | 0 | 157.401 | 0 | 0
3651 | 100.7662 | 0 | 0 | 0 | 0 | 0 | 0 | 100.766 | 0 | 0
3652 | 105.1794 | 0 | 0 | 0 | 0 | 0 | 0 | 105.179 | 0 | 0
3653 | 78.7006 | 0 | 0 | 0 | 0 | 0 | 0 | 78.701 | 0 | 0
3654 | 81.6427 | 0 | 0 | 0 | 0 | 0 | 0 | 81.643 | 0 | 0
3655 | 78.8376 | 43.13 | 158.951 | 78.837 | -80.114 | 0 | 0 | 0 | 0 | 0
3656 | 193.0078 | 343.31 | 1463.881 | 193.008 | -1270.873 | 0 | 0 | 0 | 0 | 0
3657 | 787.8808 | 216.58 | 911.357 | 787.881 | -123.476 | 0 | 0 | 0 | 0 | 0
3658 | 1235.6617 | 495.58 | 2075.906 | 1235.662 | -840.244 | 0 | 0 | 0 | 0 | 0
3659 | 1134.1783 | 370.76 | 1543.799 | 1134.179 | -409.62 | 0 | 0 | 0 | 0 | 0
3660 | 928.5379 | 923.05 | 3783.424 | 928.537 | -1799.377 | 0 | 1055.51 | 0 | 0 | 0
3661 | 1150.8718 | 774.81 | 3167.696 | 1150.872 | -1799.377 | 0 | 217.447 | 0 | 0 | 0
3662 | 1024.287 | 639.27 | 2651.248 | 1024.287 | -1626.961 | 0 | 0 | 0 | 0 | 0
3663 | 1039.8662 | 626.09 | 2627.484 | 1039.866 | -1184.77 | 0 | 402.848 | 0 | 0 | 0
3664 | 1200.7723 | 191.13 | 803.649 | 803.649 | 0 | 0 | 0 | 397.123 | 0 | 0
3665 | 1211.6653 | 143.24 | 599.826 | 599.826 | 0 | 0 | 0 | 611.84 | 0 | 0
3666 | 1362.6896 | 49.7 | 181.492 | 181.492 | 0 | 0 | 0 | 1095.529 | 0 | 85.669
3667 | 1236.4091 | 0 | 0 | 0 | 0 | 0 | 0 | 0 | 0 | 1236.409
3668 | 1330.5557 | 0 | 0 | 0 | 0 | 0 | 0 | 0 | 0 | 1330.556
3669 | 1363.6541 | 0 | 0 | 0 | 0 | 0 | 0 | 0 | 0 | 1363.654
3670 | 988.5389 | 0 | 0 | 0 | 0 | 0 | 0 | 0 | 0 | 988.539
3671 | 1133.4363 | 0 | 0 | 0 | 0 | 0 | 0 | 0 | 0 | 1133.436
3672 | 1025.3149 | 0 | 0 | 0 | 0 | 0 | 0 | 0 | 0 | 1025.315
3673 | 1040.0253 | 0 | 0 | 0 | 0 | 0 | 0 | 1040.025 | 0 | 0
3674 | 1289.3666 | 0 | 0 | 0 | 0 | 0 | 0 | 1289.367 | 0 | 0
3675 | 807.601 | 0 | 0 | 0 | 0 | 0 | 0 | 807.601 | 0 | 0
3676 | 906.1606 | 0 | 0 | 0 | 0 | 0 | 0 | 906.161 | 0 | 0
3677 | 1054.7357 | 0 | 0 | 0 | 0 | 0 | 0 | 1054.736 | 0 | 0
3678 | 1198.1621 | 0 | 0 | 0 | 0 | 0 | 0 | 1198.162 | 0 | 0
3679 | 1087.0664 | 126.98 | 428.216 | 428.216 | 0 | 0 | 0 | 0 | 0 | 658.85
3680 | 1228.1419 | 344.9 | 1461.814 | 1228.142 | -233.672 | 0 | 0 | 0 | 0 | 0
3681 | 1131.3953 | 560.91 | 2411.484 | 1131.395 | -1280.089 | 0 | 0 | 0 | 0 | 0
3682 | 1253.8934 | 740.76 | 3098.947 | 1253.893 | -1799.377 | 0 | 45.677 | 0 | 0 | 0
3683 | 1272.5121 | 860.99 | 3532.492 | 1272.511 | -1799.377 | 0 | 460.604 | 0 | 0 | 0
3684 | 1338.8744 | 919.74 | 3744.964 | 1338.874 | -1799.377 | 0 | 606.713 | 0 | 0 | 0
3685 | 1355.3308 | 780.56 | 3148.955 | 1355.33 | -1793.625 | 0 | 0 | 0 | 0 | 0
3686 | 1295.2535 | 241.6 | 993.432 | 993.432 | 0 | 0 | 0 | 301.821 | 0 | 0
3687 | 1302.0681 | 259.66 | 1079.597 | 1079.597 | 0 | 0 | 0 | 222.472 | 0 | 0
3688 | 1469.4209 | 189.18 | 788.261 | 788.261 | 0 | 0 | 0 | 681.16 | 0 | 0
3689 | 1487.386 | 117.08 | 479.335 | 479.335 | 0 | 0 | 0 | 1008.051 | 0 | 0
3690 | 1238.9154 | 48.62 | 175.67 | 175.67 | 0 | 0 | 0 | 1063.245 | 0 | 0
3691 | 1209.1949 | 0 | 0 | 0 | 0 | 0 | 0 | 0 | 0 | 1209.195
3692 | 1137.1139 | 0 | 0 | 0 | 0 | 0 | 0 | 0 | 0 | 1137.114
3693 | 1054.7357 | 0 | 0 | 0 | 0 | 0 | 0 | 0 | 0 | 1054.736
3694 | 1102.5445 | 0 | 0 | 0 | 0 | 0 | 0 | 0 | 0 | 1102.544
3695 | 1087.8341 | 0 | 0 | 0 | 0 | 0 | 0 | 0 | 0 | 1087.834
3696 | 1305.548 | 0 | 0 | 0 | 0 | 0 | 0 | 1088.034 | 0 | 217.514
3697 | 1315.1098 | 0 | 0 | 0 | 0 | 0 | 0 | 1315.11 | 0 | 0
3698 | 1071.6526 | 0 | 0 | 0 | 0 | 0 | 0 | 1071.653 | 0 | 0
3699 | 1255.5327 | 0 | 0 | 0 | 0 | 0 | 0 | 1255.533 | 0 | 0
3700 | 806.1299 | 0 | 0 | 0 | 0 | 0 | 0 | 806.13 | 0 | 0
3701 | 750.2304 | 0 | 0 | 0 | 0 | 0 | 0 | 750.23 | 0 | 0
3702 | 706.0992 | 0 | 0 | 0 | 0 | 0 | 0 | 706.099 | 0 | 0
3703 | 1144.1924 | 34.29 | 120.191 | 120.191 | 0 | 0 | 0 | 0 | 0 | 1024.002
3704 | 1174.6209 | 93.42 | 379.091 | 379.091 | 0 | 0 | 0 | 0 | 0 | 795.53
3705 | 1421.8944 | 235.41 | 996.791 | 996.791 | 0 | 0 | 0 | 0 | 0 | 425.104
3706 | 1445.488 | 528.04 | 2224.278 | 1445.488 | -778.79 | 0 | 0 | 0 | 0 | 0
3707 | 1314.3991 | 700.66 | 2906.649 | 1314.399 | -1592.25 | 0 | 0 | 0 | 0 | 0
3708 | 1630.578 | 639.12 | 2651.118 | 1630.578 | -1020.54 | 0 | 0 | 0 | 0 | 0
3709 | 1339.1925 | 911.23 | 3789.592 | 1339.192 | -1799.377 | 0 | 651.023 | 0 | 0 | 0
3710 | 1441.9686 | 832.37 | 3499.661 | 1441.968 | -1799.377 | 0 | 258.316 | 0 | 0 | 0
3711 | 1484.2371 | 690.27 | 2957.682 | 1484.237 | -1473.445 | 0 | 0 | 0 | 0 | 0
3712 | 1687.8042 | 499.34 | 2186.78 | 1687.804 | -498.976 | 0 | 0 | 0 | 0 | 0
3713 | 1368.332 | 280.26 | 1155.867 | 1155.867 | 0 | 0 | 0 | 212.465 | 0 | 0
3714 | 1435.4445 | 78.14 | 267.073 | 267.073 | 0 | 0 | 0 | 689.612 | 0 | 478.759
3715 | 1408.5208 | 0 | 0 | 0 | 0 | 0 | 0 | 0 | 0 | 1408.521
3716 | 1324.6715 | 0 | 0 | 0 | 0 | 0 | 0 | 0 | 0 | 1324.672
3717 | 1376.1579 | 0 | 0 | 0 | 0 | 0 | 0 | 0 | 0 | 1376.158
3718 | 889.2437 | 0 | 0 | 0 | 0 | 0 | 0 | 0 | 0 | 889.244
3719 | 1277.5983 | 0 | 0 | 0 | 0 | 0 | 0 | 0 | 0 | 1277.598
3720 | 914.2514 | 0 | 0 | 0 | 0 | 0 | 0 | 0 | 0 | 914.251
3721 | 1040.0253 | 0 | 0 | 0 | 0 | 0 | 0 | 1040.025 | 0 | 0
3722 | 1225.3763 | 0 | 0 | 0 | 0 | 0 | 0 | 1225.376 | 0 | 0
3723 | 1041.4963 | 0 | 0 | 0 | 0 | 0 | 0 | 1041.496 | 0 | 0
3724 | 1069.4461 | 0 | 0 | 0 | 0 | 0 | 0 | 1069.446 | 0 | 0
3725 | 1206.9883 | 0 | 0 | 0 | 0 | 0 | 0 | 1206.988 | 0 | 0
3726 | 1139.3205 | 0 | 0 | 0 | 0 | 0 | 0 | 1139.32 | 0 | 0
3727 | 968.3737 | 108.89 | 429.4 | 429.4 | 0 | 0 | 0 | 0 | 0 | 538.974
3728 | 1216.8397 | 291.36 | 1248.17 | 1216.839 | -31.331 | 0 | 0 | 0 | 0 | 0
3729 | 1270.5584 | 559.93 | 2400.395 | 1270.558 | -1129.837 | 0 | 0 | 0 | 0 | 0
3730 | 1288.7009 | 740.58 | 3083.542 | 1288.701 | -1794.841 | 0 | 0 | 0 | 0 | 0
3731 | 1265.5835 | 718.71 | 2919.335 | 1265.584 | -1653.751 | 0 | 0 | 0 | 0 | 0
3732 | 1527.2199 | 750.15 | 3033.143 | 1527.22 | -1505.923 | 0 | 0 | 0 | 0 | 0
3733 | 1609.8915 | 654.22 | 2671.79 | 1609.892 | -1061.898 | 0 | 0 | 0 | 0 | 0
3734 | 1684.8217 | 741.13 | 3030.521 | 1684.822 | -1345.699 | 0 | 0 | 0 | 0 | 0
3735 | 1461.4939 | 648.48 | 2697.423 | 1461.494 | -611.532 | 0 | 624.397 | 0 | 0 | 0
3736 | 1490.238 | 492.84 | 2141.993 | 1490.238 | 0 | 0 | 651.755 | 0 | 0 | 0
3737 | 1239.2694 | 256.74 | 1088.579 | 1088.579 | 0 | 0 | 0 | 150.691 | 0 | 0
3738 | 1422.6934 | 54.26 | 199.089 | 199.089 | 0 | 0 | 0 | 1223.605 | 0 | 0
3739 | 1531.3527 | 0 | 0 | 0 | 0 | 0 | 0 | 0 | 0 | 1531.353
3740 | 1093.7182 | 0 | 0 | 0 | 0 | 0 | 0 | 0 | 0 | 1093.718
3741 | 818.6338 | 0 | 0 | 0 | 0 | 0 | 0 | 0 | 0 | 818.634
3742 | 913.5158 | 0 | 0 | 0 | 0 | 0 | 0 | 0 | 0 | 913.516
3743 | 1149.6178 | 0 | 0 | 0 | 0 | 0 | 0 | 0 | 0 | 1149.618
3744 | 1036.3477 | 0 | 0 | 0 | 0 | 0 | 0 | 1036.348 | 0 | 0
3745 | 967.2088 | 0 | 0 | 0 | 0 | 0 | 0 | 967.209 | 0 | 0
3746 | 1274.6562 | 0 | 0 | 0 | 0 | 0 | 0 | 1274.656 | 0 | 0
3747 | 962.0602 | 0 | 0 | 0 | 0 | 0 | 0 | 962.06 | 0 | 0
3748 | 1158.444 | 0 | 0 | 0 | 0 | 0 | 0 | 1158.444 | 0 | 0
3749 | 1215.0791 | 0 | 0 | 0 | 0 | 0 | 0 | 1215.079 | 0 | 0
3750 | 663.439 | 0 | 0 | 0 | 0 | 0 | 0 | 663.439 | 0 | 0
3751 | 831.19 | 102.83 | 407.12 | 407.12 | 0 | 0 | 0 | 424.07 | 0 | 0
3752 | 900.2029 | 276.02 | 1181.534 | 900.203 | -281.331 | 0 | 0 | 0 | 0 | 0
3753 | 1016.1898 | 457.32 | 1937.371 | 1016.19 | -921.181 | 0 | 0 | 0 | 0 | 0
3754 | 1501.8804 | 460.94 | 1920.302 | 1501.881 | -418.421 | 0 | 0 | 0 | 0 | 0
3755 | 1433.3713 | 860.19 | 3509.057 | 1433.371 | -1799.377 | 0 | 276.309 | 0 | 0 | 0
3756 | 1371.731 | 522.16 | 2141.279 | 1371.731 | -769.548 | 0 | 0 | 0 | 0 | 0
3757 | 1529.9046 | 252.45 | 1038.587 | 1038.587 | 0 | 0 | 0 | 491.317 | 0 | 0
3758 | 1387.7571 | 88.02 | 340.262 | 340.262 | 0 | 0 | 0 | 1047.495 | 0 | 0
3759 | 1085.9861 | 142.92 | 580.519 | 580.519 | 0 | 0 | 0 | 505.467 | 0 | 0
3760 | 1513.4915 | 119.23 | 484.54 | 484.54 | 0 | 0 | 0 | 1028.952 | 0 | 0
3761 | 1215.0892 | 78.8 | 311.701 | 311.701 | 0 | 0 | 0 | 903.388 | 0 | 0
3762 | 1339.0123 | 19.59 | 54.766 | 54.766 | 0 | 0 | 0 | 1284.246 | 0 | 0
3763 | 1233.4671 | 0 | 0 | 0 | 0 | 0 | 0 | 0 | 0 | 1233.467
3764 | 1164.3282 | 0 | 0 | 0 | 0 | 0 | 0 | 0 | 0 | 1164.328
3765 | 1034.1411 | 0 | 0 | 0 | 0 | 0 | 0 | 0 | 0 | 1034.141
3766 | 1329.8202 | 0 | 0 | 0 | 0 | 0 | 0 | 0 | 0 | 1329.82
3767 | 1057.6778 | 0 | 0 | 0 | 0 | 0 | 0 | 0 | 0 | 1057.678
3768 | 1348.9437 | 0 | 0 | 0 | 0 | 0 | 0 | 1348.944 | 0 | 0
3769 | 972.3574 | 0 | 0 | 0 | 0 | 0 | 0 | 972.357 | 0 | 0
3770 | 1018.6952 | 0 | 0 | 0 | 0 | 0 | 0 | 1018.695 | 0 | 0
3771 | 1329.8202 | 0 | 0 | 0 | 0 | 0 | 0 | 1329.82 | 0 | 0
3772 | 1226.8474 | 0 | 0 | 0 | 0 | 0 | 0 | 1226.847 | 0 | 0
3773 | 759.7922 | 0 | 0 | 0 | 0 | 0 | 0 | 759.792 | 0 | 0
3774 | 961.3246 | 0 | 0 | 0 | 0 | 0 | 0 | 961.325 | 0 | 0
3775 | 883.3154 | 55.97 | 214.312 | 214.312 | 0 | 0 | 0 | 22.26 | 0 | 646.743
3776 | 819.4309 | 342.89 | 1421.988 | 819.431 | -602.557 | 0 | 0 | 0 | 0 | 0
3777 | 938.7295 | 436.58 | 1798.497 | 938.73 | -859.767 | 0 | 0 | 0 | 0 | 0
3778 | 1175.0134 | 738.05 | 2931.715 | 1175.013 | -1756.702 | 0 | 0 | 0 | 0 | 0
3779 | 1296.981 | 505.07 | 2019.65 | 1296.981 | -722.669 | 0 | 0 | 0 | 0 | 0
3780 | 1264.4646 | 917.77 | 3525.113 | 1264.464 | -1799.377 | 0 | 461.272 | 0 | 0 | 0
3781 | 1379.1589 | 909.81 | 3538.569 | 1379.158 | -1799.377 | 0 | 360.034 | 0 | 0 | 0
3782 | 1238.6166 | 465.71 | 1890.03 | 1238.616 | -651.414 | 0 | 0 | 0 | 0 | 0
3783 | 1071.4449 | 615.89 | 2505.464 | 1071.445 | -942.949 | 0 | 491.07 | 0 | 0 | 0
3784 | 1163.5669 | 474.52 | 1985.59 | 1163.567 | 0 | 0 | 822.023 | 0 | 0 | 0
3785 | 930.6139 | 200.3 | 835.976 | 835.976 | 0 | 0 | 0 | 94.638 | 0 | 0
3786 | 930.0798 | 75.56 | 220.729 | 220.729 | 0 | 0 | 0 | 709.351 | 0 | 0
3787 | 892.9213 | 0 | 0 | 0 | 0 | 0 | 0 | 0 | 0 | 892.921
3788 | 1206.2528 | 0 | 0 | 0 | 0 | 0 | 0 | 0 | 0 | 1206.253
3789 | 1006.9269 | 0 | 0 | 0 | 0 | 0 | 0 | 0 | 0 | 1006.927
3790 | 984.8613 | 0 | 0 | 0 | 0 | 0 | 0 | 0 | 0 | 984.861
3791 | 1077.5368 | 0 | 0 | 0 | 0 | 0 | 0 | 0 | 0 | 1077.537
3792 | 956.176 | 0 | 0 | 0 | 0 | 0 | 0 | 956.176 | 0 | 0
3793 | 959.8536 | 0 | 0 | 0 | 0 | 0 | 0 | 959.854 | 0 | 0
3794 | 1045.1739 | 0 | 0 | 0 | 0 | 0 | 0 | 1045.174 | 0 | 0
3795 | 993.6875 | 0 | 0 | 0 | 0 | 0 | 0 | 993.688 | 0 | 0
3796 | 951.0274 | 0 | 0 | 0 | 0 | 0 | 0 | 270.515 | 0 | 680.512
3797 | 970.1509 | 0 | 0 | 0 | 0 | 0 | 0 | 0 | 0 | 970.151
3798 | 989.2744 | 0 | 0 | 0 | 0 | 0 | 0 | 0 | 0 | 989.274
3799 | 814.7659 | 121.82 | 415.026 | 415.026 | 0 | 0 | 0 | 0 | 0 | 399.74
3800 | 269.8053 | 295.28 | 1258.404 | 269.805 | -988.599 | 0 | 0 | 0 | 0 | 0
3801 | 129.9866 | 549.81 | 2347.074 | 129.987 | -1799.377 | 0 | 417.71 | 0 | 0 | 0
3802 | 207.7449 | 727.04 | 3013.405 | 207.744 | -1799.377 | 0 | 1006.284 | 0 | 0 | 0
3803 | 159.9664 | 654.13 | 2645.63 | 159.966 | -1799.377 | 0 | 686.287 | 0 | 0 | 0
3804 | 171.8487 | 777.03 | 3090.99 | 171.849 | -1799.377 | 0 | 1119.764 | 0 | 0 | 0
3805 | 132.4947 | 745.97 | 2973.41 | 132.494 | -948.707 | 0 | 1892.209 | 0 | 0 | 0
3806 | 124.5833 | 796.66 | 3219.268 | 124.584 | 0 | 0 | 3094.684 | 0 | 0 | 0
3807 | 178.8941 | 587.55 | 2409.151 | 178.894 | 0 | 0 | 2230.257 | 0 | 0 | 0
3808 | 197.9358 | 441.13 | 1849.366 | 197.935 | 0 | 0 | 1651.431 | 0 | 0 | 0
3809 | 169.2818 | 163.02 | 676.062 | 169.282 | 0 | 0 | 506.78 | 0 | 0 | 0
3810 | 186.6658 | 55.15 | 200.788 | 186.666 | 0 | 0 | 14.122 | 0 | 0 | 0
3811 | 128.716 | 0 | 0 | 0 | 0 | 0 | 0 | 0 | 0 | 128.716
3812 | 181.6734 | 0 | 0 | 0 | 0 | 0 | 0 | 0 | 0 | 181.673
3813 | 183.1445 | 0 | 0 | 0 | 0 | 0 | 0 | 0 | 0 | 183.144
3814 | 100.0307 | 0 | 0 | 0 | 0 | 0 | 0 | 0 | 0 | 100.031
3815 | 90.469 | 0 | 0 | 0 | 0 | 0 | 0 | 0 | 0 | 90.469
3816 | 94.1466 | 0 | 0 | 0 | 0 | 0 | 0 | 0 | 0 | 94.147
3817 | 85.3203 | 0 | 0 | 0 | 0 | 0 | 0 | 0 | 0 | 85.32
3818 | 91.2045 | 0 | 0 | 0 | 0 | 0 | 0 | 0 | 0 | 91.204
3819 | 86.7914 | 0 | 0 | 0 | 0 | 0 | 0 | 0 | 0 | 86.791
3820 | 90.469 | 0 | 0 | 0 | 0 | 0 | 0 | 0 | 0 | 90.469
3821 | 85.3203 | 0 | 0 | 0 | 0 | 0 | 0 | 0 | 0 | 85.32
3822 | 86.0558 | 0 | 0 | 0 | 0 | 0 | 0 | 0 | 0 | 86.056
3823 | 73.9979 | 31.35 | 107.521 | 73.998 | -33.523 | 0 | 0 | 0 | 0 | 0
3824 | 92.8447 | 86.15 | 345.745 | 92.845 | -252.9 | 0 | 0 | 0 | 0 | 0
3825 | 624.5034 | 215.31 | 902.165 | 624.503 | -277.662 | 0 | 0 | 0 | 0 | 0
3826 | 1169.1854 | 340.87 | 1419.128 | 1169.185 | -249.943 | 0 | 0 | 0 | 0 | 0
3827 | 1182.7428 | 648.57 | 2646.666 | 1182.742 | -636.45 | 0 | 827.474 | 0 | 0 | 0
3828 | 1218.137 | 678.22 | 2750.24 | 1218.137 | 0 | 0 | 1532.103 | 0 | 0 | 0
3829 | 1041.8558 | 673.51 | 2735.379 | 1041.856 | 0 | 0 | 1693.523 | 0 | 0 | 0
3830 | 1119.2978 | 338.48 | 1396.106 | 1119.298 | 0 | 0 | 276.808 | 0 | 0 | 0
3831 | 1117.0011 | 508.52 | 2110.991 | 1117.001 | 0 | 0 | 993.99 | 0 | 0 | 0
3832 | 1182.9589 | 367.03 | 1547.729 | 1182.959 | 0 | 0 | 364.77 | 0 | 0 | 0
3833 | 1307.3767 | 195.25 | 818.351 | 818.351 | 0 | 0 | 0 | 266.449 | 0 | 222.577
3834 | 1228.2872 | 61.82 | 225.979 | 225.979 | 0 | 0 | 0 | 0 | 0 | 1002.308
3835 | 1151.8243 | 0 | 0 | 0 | 0 | 0 | 0 | 0 | 0 | 1151.824
3836 | 1090.7762 | 0 | 0 | 0 | 0 | 0 | 0 | 0 | 0 | 1090.776
3837 | 1351.8858 | 0 | 0 | 0 | 0 | 0 | 0 | 0 | 0 | 1351.886
3838 | 1092.9827 | 0 | 0 | 0 | 0 | 0 | 0 | 0 | 0 | 1092.983
3839 | 716.3965 | 0 | 0 | 0 | 0 | 0 | 0 | 0 | 0 | 716.396
3840 | 1042.2318 | 0 | 0 | 0 | 0 | 0 | 0 | 0 | 0 | 1042.232
3841 | 806.8654 | 0 | 0 | 0 | 0 | 0 | 0 | 806.865 | 0 | 0
3842 | 816.4272 | 0 | 0 | 0 | 0 | 0 | 0 | 816.427 | 0 | 0
3843 | 912.0448 | 0 | 0 | 0 | 0 | 0 | 0 | 912.045 | 0 | 0
3844 | 945.1432 | 0 | 0 | 0 | 0 | 0 | 0 | 945.143 | 0 | 0
3845 | 937.788 | 0 | 0 | 0 | 0 | 0 | 0 | 937.788 | 0 | 0
3846 | 909.1027 | 0 | 0 | 0 | 0 | 0 | 0 | 909.103 | 0 | 0
3847 | 944.3424 | 103.23 | 407.148 | 407.148 | 0 | 0 | 0 | 0 | 0 | 537.194
3848 | 881.4527 | 290.46 | 1249.054 | 881.453 | -367.601 | 0 | 0 | 0 | 0 | 0
3849 | 933.853 | 451.09 | 1930.875 | 933.853 | -997.022 | 0 | 0 | 0 | 0 | 0
3850 | 994.1031 | 611.95 | 2566.953 | 994.103 | -1572.85 | 0 | 0 | 0 | 0 | 0
3851 | 1339.2413 | 689.53 | 2848.666 | 1339.241 | -1509.425 | 0 | 0 | 0 | 0 | 0
3852 | 1246.3699 | 762.05 | 3112.567 | 1246.369 | -1799.377 | 0 | 66.821 | 0 | 0 | 0
3853 | 1003.5325 | 752.34 | 3069.893 | 1003.532 | -1799.377 | 0 | 266.984 | 0 | 0 | 0
3854 | 1101.4945 | 705.98 | 2897.559 | 1101.495 | -1089.161 | 0 | 706.903 | 0 | 0 | 0
3855 | 1463.9441 | 548.95 | 2288.757 | 1463.944 | 0 | 0 | 824.813 | 0 | 0 | 0
3856 | 1017.2747 | 369.07 | 1562.737 | 1017.274 | 0 | 0 | 545.463 | 0 | 0 | 0
3857 | 1145.9282 | 59.52 | 226.641 | 226.641 | 0 | 0 | 0 | 919.287 | 0 | 0
3858 | 1215.9093 | 12.73 | 26.522 | 26.522 | 0 | 0 | 0 | 334.246 | 0 | 855.141
3859 | 1031.199 | 0 | 0 | 0 | 0 | 0 | 0 | 0 | 0 | 1031.199
3860 | 1098.8669 | 0 | 0 | 0 | 0 | 0 | 0 | 0 | 0 | 1098.867
3861 | 1268.772 | 0 | 0 | 0 | 0 | 0 | 0 | 0 | 0 | 1268.772
3862 | 1276.1272 | 0 | 0 | 0 | 0 | 0 | 0 | 0 | 0 | 1276.127
3863 | 1315.8453 | 0 | 0 | 0 | 0 | 0 | 0 | 0 | 0 | 1315.845
3864 | 1015.0176 | 0 | 0 | 0 | 0 | 0 | 0 | 0 | 0 | 1015.018
3865 | 1181.9806 | 0 | 0 | 0 | 0 | 0 | 0 | 1181.981 | 0 | 0
3866 | 934.1104 | 0 | 0 | 0 | 0 | 0 | 0 | 934.11 | 0 | 0
3867 | 1097.3959 | 0 | 0 | 0 | 0 | 0 | 0 | 1097.396 | 0 | 0
3868 | 1369.5383 | 0 | 0 | 0 | 0 | 0 | 0 | 1369.538 | 0 | 0
3869 | 1001.0427 | 0 | 0 | 0 | 0 | 0 | 0 | 1001.043 | 0 | 0
3870 | 1035.6122 | 0 | 0 | 0 | 0 | 0 | 0 | 1035.612 | 0 | 0
3871 | 734.6806 | 98.27 | 387.473 | 387.473 | 0 | 0 | 0 | 0 | 0 | 347.207
3872 | 858.4429 | 262.71 | 1126.626 | 858.443 | -268.183 | 0 | 0 | 0 | 0 | 0
3873 | 945.9468 | 408.02 | 1741.619 | 945.947 | -795.672 | 0 | 0 | 0 | 0 | 0
3874 | 1313.9909 | 539.21 | 2261.068 | 1313.991 | -947.077 | 0 | 0 | 0 | 0 | 0
3875 | 1203.8265 | 645.5 | 2664.484 | 1203.827 | -1460.657 | 0 | 0 | 0 | 0 | 0
3876 | 1170.5985 | 755.74 | 3082.324 | 1170.598 | -1799.377 | 0 | 112.349 | 0 | 0 | 0
3877 | 1180.2871 | 740.27 | 3019.981 | 1180.287 | -1799.377 | 0 | 40.317 | 0 | 0 | 0
3878 | 935.0749 | 675.89 | 2778.597 | 935.074 | -1799.377 | 0 | 44.146 | 0 | 0 | 0
3879 | 1443.3311 | 583.12 | 2430.514 | 1443.331 | -265.093 | 0 | 722.09 | 0 | 0 | 0
3880 | 1115.1485 | 154.88 | 637.68 | 637.68 | 0 | 0 | 0 | 477.468 | 0 | 0
3881 | 1294.3433 | 91.12 | 364.372 | 364.372 | 0 | 0 | 0 | 929.972 | 0 | 0
3882 | 1231.2495 | 55.13 | 202.356 | 202.356 | 0 | 0 | 0 | 1028.893 | 0 | 0
3883 | 1327.6136 | 0 | 0 | 0 | 0 | 0 | 0 | 0 | 0 | 1327.614
3884 | 1377.629 | 0 | 0 | 0 | 0 | 0 | 0 | 0 | 0 | 1377.629
3885 | 1547.5341 | 0 | 0 | 0 | 0 | 0 | 0 | 0 | 0 | 1547.534
3886 | 1445.2968 | 0 | 0 | 0 | 0 | 0 | 0 | 0 | 0 | 1445.297
3887 | 1164.3282 | 0 | 0 | 0 | 0 | 0 | 0 | 0 | 0 | 1164.328
3888 | 1151.8243 | 0 | 0 | 0 | 0 | 0 | 0 | 1151.824 | 0 | 0
3889 | 1028.257 | 0 | 0 | 0 | 0 | 0 | 0 | 1028.257 | 0 | 0
3890 | 1179.7741 | 0 | 0 | 0 | 0 | 0 | 0 | 1179.774 | 0 | 0
3891 | 1259.2103 | 0 | 0 | 0 | 0 | 0 | 0 | 1259.21 | 0 | 0
3892 | 1282.0114 | 0 | 0 | 0 | 0 | 0 | 0 | 1282.011 | 0 | 0
3893 | 1181.9806 | 0 | 0 | 0 | 0 | 0 | 0 | 1181.981 | 0 | 0
3894 | 970.8864 | 0 | 0 | 0 | 0 | 0 | 0 | 970.886 | 0 | 0
3895 | 956.4739 | 106.56 | 417.869 | 0 | -417.869 | 0 | 0 | 956.474 | 0 | 0
3896 | 799.5406 | 280.31 | 1206.266 | 0 | -1206.266 | 0 | 0 | 799.541 | 0 | 0
3897 | 1009.7099 | 324.48 | 1385.085 | 0 | -1385.085 | 0 | 0 | 1009.71 | 0 | 0
3898 | 1208.6635 | 540.8 | 2275.329 | 475.952 | -1799.377 | 0 | 0 | 732.712 | 0 | 0
3899 | 1010.5833 | 392.88 | 1643.187 | 579.7 | -1063.487 | 0 | 0 | 430.884 | 0 | 0
3900 | 1237.7156 | 344.57 | 1434.708 | 1237.715 | -196.993 | 0 | 0 | 0 | 0 | 0
3901 | 1291.5998 | 675.07 | 2778.603 | 1291.6 | -1487.003 | 0 | 0 | 0 | 0 | 0
3902 | 1072.2006 | 69.21 | 260.798 | 260.798 | 0 | 0 | 0 | 811.403 | 0 | 0
3903 | 1315.8048 | 51.04 | 185.275 | 185.275 | 0 | 0 | 0 | 1130.53 | 0 | 0
3904 | 1295.1505 | 59.61 | 225.628 | 225.628 | 0 | 0 | 0 | 1069.523 | 0 | 0
3905 | 1370.3069 | 33.32 | 115.082 | 115.082 | 0 | 0 | 0 | 1255.225 | 0 | 0
3906 | 1281.582 | 24.49 | 75.789 | 75.789 | 0 | 0 | 0 | 1205.793 | 0 | 0
3907 | 1545.3275 | 0 | 0 | 0 | 0 | 0 | 0 | 0 | 0 | 1545.328
3908 | 1218.0211 | 0 | 0 | 0 | 0 | 0 | 0 | 0 | 0 | 1218.021
3909 | 1410.7274 | 0 | 0 | 0 | 0 | 0 | 0 | 0 | 0 | 1410.727
3910 | 1444.5613 | 0 | 0 | 0 | 0 | 0 | 0 | 0 | 0 | 1444.561
3911 | 1081.9499 | 0 | 0 | 0 | 0 | 0 | 0 | 0 | 0 | 1081.95
3912 | 1302.6059 | 0 | 0 | 0 | 0 | 0 | 0 | 1302.606 | 0 | 0
3913 | 1140.056 | 0 | 0 | 0 | 0 | 0 | 0 | 1140.056 | 0 | 0
3914 | 1240.0867 | 0 | 0 | 0 | 0 | 0 | 0 | 1240.087 | 0 | 0
3915 | 1393.0749 | 0 | 0 | 0 | 0 | 0 | 0 | 1393.075 | 0 | 0
3916 | 1256.2682 | 0 | 0 | 0 | 0 | 0 | 0 | 1256.268 | 0 | 0
3917 | 1270.2431 | 0 | 0 | 0 | 0 | 0 | 0 | 1270.243 | 0 | 0
3918 | 1252.5906 | 0 | 0 | 0 | 0 | 0 | 0 | 1252.591 | 0 | 0
3919 | 624.6762 | 57.97 | 223.425 | 223.425 | 0 | 0 | 0 | 401.252 | 0 | 0
3920 | 1045.7035 | 162.14 | 682.784 | 682.784 | 0 | 0 | 0 | 362.919 | 0 | 0
3921 | 811.5093 | 356.2 | 1510.877 | 811.51 | -699.367 | 0 | 0 | 0 | 0 | 0
3922 | 397.7894 | 464.72 | 1948.749 | 397.789 | -1550.96 | 0 | 0 | 0 | 0 | 0
3923 | 357.9482 | 490.4 | 2046.926 | 357.948 | -1688.978 | 0 | 0 | 0 | 0 | 0
3924 | 364.5053 | 610.54 | 2534.512 | 364.505 | -1799.377 | 0 | 370.63 | 0 | 0 | 0
3925 | 782.6071 | 631.74 | 2626.674 | 782.606 | -1799.377 | 0 | 44.691 | 0 | 0 | 0
3926 | 1248.8063 | 245.32 | 1023.596 | 1023.596 | 0 | 0 | 0 | 225.21 | 0 | 0
3927 | 1519.8933 | 182.17 | 757.707 | 757.707 | 0 | 0 | 0 | 762.187 | 0 | 0
3928 | 1361.4245 | 82.28 | 326.37 | 326.37 | 0 | 0 | 0 | 1035.055 | 0 | 0
3929 | 1399.7203 | 158.95 | 672.324 | 672.324 | 0 | 0 | 0 | 727.396 | 0 | 0
3930 | 1546.8023 | 78.39 | 282.155 | 282.155 | 0 | 0 | 0 | 1264.647 | 0 | 0
3931 | 1616.673 | 0 | 0 | 0 | 0 | 0 | 0 | 0 | 0 | 1616.673
3932 | 1468.8335 | 0 | 0 | 0 | 0 | 0 | 0 | 0 | 0 | 1468.833
3933 | 1634.3255 | 0 | 0 | 0 | 0 | 0 | 0 | 0 | 0 | 1634.325
3934 | 1700.5223 | 0 | 0 | 0 | 0 | 0 | 0 | 0 | 0 | 1700.522
3935 | 1246.7064 | 0 | 0 | 0 | 0 | 0 | 0 | 0 | 0 | 1246.706
3936 | 1177.5675 | 0 | 0 | 0 | 0 | 0 | 0 | 1177.568 | 0 | 0
3937 | 1148.1467 | 0 | 0 | 0 | 0 | 0 | 0 | 1148.147 | 0 | 0
3938 | 1455.5941 | 0 | 0 | 0 | 0 | 0 | 0 | 1455.594 | 0 | 0
3939 | 1526.204 | 0 | 0 | 0 | 0 | 0 | 0 | 1526.204 | 0 | 0
3940 | 902.483 | 0 | 0 | 0 | 0 | 0 | 0 | 902.483 | 0 | 0
3941 | 1237.1447 | 0 | 0 | 0 | 0 | 0 | 0 | 1237.145 | 0 | 0
3942 | 1238.6157 | 0 | 0 | 0 | 0 | 0 | 0 | 1238.616 | 0 | 0
3943 | 993.8319 | 64.22 | 251.278 | 0 | -251.278 | 0 | 0 | 993.832 | 0 | 0
3944 | 1094.5292 | 179.86 | 770.263 | 0 | -770.263 | 0 | 0 | 1094.529 | 0 | 0
3945 | 975.5698 | 296.84 | 1275.876 | 0 | -1275.876 | 0 | 0 | 975.57 | 0 | 0
3946 | 1525.9328 | 449.35 | 1912.945 | 1385.811 | -527.134 | 0 | 0 | 140.122 | 0 | 0
3947 | 1595.194 | 578.31 | 2433.391 | 1595.194 | -838.197 | 0 | 0 | 0 | 0 | 0
3948 | 1689.2072 | 533.38 | 2236.698 | 1689.207 | -547.491 | 0 | 0 | 0 | 0 | 0
3949 | 1412.9376 | 512.79 | 2151.111 | 1412.937 | -738.174 | 0 | 0 | 0 | 0 | 0
3950 | 1322.0172 | 588.91 | 2475.669 | 1322.018 | -1153.651 | 0 | 0 | 0 | 0 | 0
3951 | 1567.5485 | 560.65 | 2385.58 | 1567.549 | -818.031 | 0 | 0 | 0 | 0 | 0
3952 | 1329.2253 | 400.9 | 1732.987 | 1329.225 | -403.762 | 0 | 0 | 0 | 0 | 0
3953 | 1391.3492 | 144.34 | 608.734 | 608.734 | 0 | 0 | 0 | 782.615 | 0 | 0
3954 | 1660.1588 | 51.65 | 192.173 | 192.173 | 0 | 0 | 0 | 1467.985 | 0 | 0
3955 | 1308.4901 | 0 | 0 | 0 | 0 | 0 | 0 | 0 | 0 | 1308.49
3956 | 1471.04 | 0 | 0 | 0 | 0 | 0 | 0 | 0 | 0 | 1471.04
3957 | 1597.5495 | 0 | 0 | 0 | 0 | 0 | 0 | 0 | 0 | 1597.549
3958 | 1294.5152 | 0 | 0 | 0 | 0 | 0 | 0 | 0 | 0 | 1294.515
3959 | 1450.4455 | 0 | 0 | 0 | 0 | 0 | 0 | 0 | 0 | 1450.445
3960 | 1306.2835 | 0 | 0 | 0 | 0 | 0 | 0 | 1306.284 | 0 | 0
3961 | 956.176 | 0 | 0 | 0 | 0 | 0 | 0 | 956.176 | 0 | 0
3962 | 976.035 | 0 | 0 | 0 | 0 | 0 | 0 | 976.035 | 0 | 0
3963 | 779.6512 | 0 | 0 | 0 | 0 | 0 | 0 | 779.651 | 0 | 0
3964 | 1012.811 | 0 | 0 | 0 | 0 | 0 | 0 | 1012.811 | 0 | 0
3965 | 668.5877 | 0 | 0 | 0 | 0 | 0 | 0 | 668.588 | 0 | 0
3966 | 831.1376 | 0 | 0 | 0 | 0 | 0 | 0 | 831.138 | 0 | 0
3967 | 843.9182 | 55.91 | 215.496 | 215.496 | 0 | 0 | 0 | 628.423 | 0 | 0
3968 | 837.4805 | 155 | 657.655 | 657.655 | 0 | 0 | 0 | 179.825 | 0 | 0
3969 | 846.0043 | 286.97 | 1231.418 | 846.005 | -385.413 | 0 | 0 | 0 | 0 | 0
3970 | 975.8383 | 412.96 | 1758.094 | 975.839 | -782.255 | 0 | 0 | 0 | 0 | 0
3971 | 936.9532 | 625.9 | 2628.577 | 936.953 | -1691.624 | 0 | 0 | 0 | 0 | 0
3972 | 911.1879 | 534.32 | 2240.034 | 911.188 | -1328.846 | 0 | 0 | 0 | 0 | 0
3973 | 1051.1298 | 479.88 | 2013.528 | 1051.13 | -962.398 | 0 | 0 | 0 | 0 | 0
3974 | 1012.9324 | 430 | 1810.673 | 1012.932 | -797.741 | 0 | 0 | 0 | 0 | 0
3975 | 1027.0912 | 465.07 | 1972.479 | 1027.091 | -945.388 | 0 | 0 | 0 | 0 | 0
3976 | 478.6691 | 237.27 | 1010.032 | 478.669 | -531.363 | 0 | 0 | 0 | 0 | 0
3977 | 176.7969 | 172.93 | 734.209 | 176.797 | -557.412 | 0 | 0 | 0 | 0 | 0
3978 | 236.4577 | 41.04 | 146.973 | 146.973 | 0 | 0 | 0 | 0 | 0 | 89.485
3979 | 138.2778 | 0 | 0 | 0 | 0 | 0 | 0 | 0 | 0 | 138.278
3980 | 145.633 | 0 | 0 | 0 | 0 | 0 | 0 | 0 | 0 | 145.633
3981 | 115.4766 | 0 | 0 | 0 | 0 | 0 | 0 | 0 | 0 | 115.477
3982 | 110.328 | 0 | 0 | 0 | 0 | 0 | 0 | 0 | 0 | 110.328
3983 | 105.9149 | 0 | 0 | 0 | 0 | 0 | 0 | 0 | 0 | 105.915
3984 | 106.6504 | 0 | 0 | 0 | 0 | 0 | 0 | 0 | 0 | 106.65
3985 | 98.5597 | 0 | 0 | 0 | 0 | 0 | 0 | 0 | 0 | 98.56
3986 | 108.1214 | 0 | 0 | 0 | 0 | 0 | 0 | 0 | 0 | 108.121
3987 | 88.9979 | 0 | 0 | 0 | 0 | 0 | 0 | 0 | 0 | 88.998
3988 | 94.8821 | 0 | 0 | 0 | 0 | 0 | 0 | 0 | 0 | 94.882
3989 | 88.9979 | 0 | 0 | 0 | 0 | 0 | 0 | 0 | 0 | 88.998
3990 | 93.411 | 0 | 0 | 0 | 0 | 0 | 0 | 0 | 0 | 93.411
3991 | 80.6148 | 34.3 | 120.785 | 80.615 | -40.17 | 0 | 0 | 0 | 0 | 0
3992 | 145.6072 | 93.19 | 380.133 | 145.607 | -234.526 | 0 | 0 | 0 | 0 | 0
3993 | 662.3137 | 264.57 | 1129.86 | 662.314 | -467.546 | 0 | 0 | 0 | 0 | 0
3994 | 881.3451 | 498.6 | 2114.021 | 881.345 | -1232.676 | 0 | 0 | 0 | 0 | 0
3995 | 1021.1849 | 477.88 | 2013.602 | 1021.185 | -718.513 | 0 | 273.904 | 0 | 0 | 0
3996 | 1073.9732 | 645.45 | 2696.545 | 1073.974 | 0 | 0 | 1622.571 | 0 | 0 | 0
3997 | 1076.9171 | 381.48 | 1608.277 | 1076.917 | 0 | 0 | 531.36 | 0 | 0 | 0
3998 | 1076.9383 | 65.42 | 247.642 | 247.642 | 0 | 0 | 0 | 829.297 | 0 | 0
3999 | 1164.3879 | 46.13 | 166.631 | 166.631 | 0 | 0 | 0 | 997.757 | 0 | 0
4000 | 1132.1777 | 29.41 | 97.236 | 97.236 | 0 | 0 | 0 | 1034.941 | 0 | 0
4001 | 1128.9285 | 107.28 | 444.306 | 444.306 | 0 | 0 | 0 | 684.622 | 0 | 0
4002 | 1028.4225 | 51.69 | 192.938 | 192.938 | 0 | 0 | 0 | 835.484 | 0 | 0
4003 | 1248.913 | 0 | 0 | 0 | 0 | 0 | 0 | 0 | 0 | 1248.913
4004 | 980.4482 | 0 | 0 | 0 | 0 | 0 | 0 | 0 | 0 | 980.448
4005 | 989.2744 | 0 | 0 | 0 | 0 | 0 | 0 | 0 | 0 | 989.274
4006 | 925.2842 | 0 | 0 | 0 | 0 | 0 | 0 | 0 | 0 | 925.284
4007 | 992.2165 | 0 | 0 | 0 | 0 | 0 | 0 | 0 | 0 | 992.216
4008 | 1404.8432 | 0 | 0 | 0 | 0 | 0 | 0 | 1404.843 | 0 | 0
4009 | 1122.4035 | 0 | 0 | 0 | 0 | 0 | 0 | 1122.404 | 0 | 0
4010 | 848.7901 | 0 | 0 | 0 | 0 | 0 | 0 | 848.79 | 0 | 0
4011 | 1120.197 | 0 | 0 | 0 | 0 | 0 | 0 | 1120.197 | 0 | 0
4012 | 1104.0155 | 0 | 0 | 0 | 0 | 0 | 0 | 1104.016 | 0 | 0
4013 | 823.7824 | 0 | 0 | 0 | 0 | 0 | 0 | 823.782 | 0 | 0
4014 | 1180.5096 | 0 | 0 | 0 | 0 | 0 | 0 | 1180.51 | 0 | 0
4015 | 1004.4362 | 44.11 | 163.941 | 163.941 | 0 | 0 | 0 | 755.949 | 0 | 84.546
4016 | 1200.8854 | 123.2 | 514.573 | 514.573 | 0 | 0 | 0 | 0 | 0 | 686.312
4017 | 1296.0874 | 298.65 | 1282.293 | 1282.293 | 0 | 0 | 0 | 0 | 0 | 13.795
4018 | 905.5732 | 418.47 | 1783.053 | 905.574 | -877.479 | 0 | 0 | 0 | 0 | 0
4019 | 1261.7184 | 642.86 | 2705.08 | 1261.719 | -1443.361 | 0 | 0 | 0 | 0 | 0
4020 | 1336.4693 | 725.12 | 3024.036 | 1336.469 | -1687.567 | 0 | 0 | 0 | 0 | 0
4021 | 1087.4829 | 704.67 | 2935.153 | 1087.482 | -1799.377 | 0 | 48.294 | 0 | 0 | 0
4022 | 1175.372 | 464.56 | 1956.786 | 1175.372 | -781.414 | 0 | 0 | 0 | 0 | 0
4023 | 1147.4094 | 143.9 | 592.123 | 592.123 | 0 | 0 | 0 | 555.286 | 0 | 0
4024 | 998.7939 | 82.3 | 327.712 | 327.712 | 0 | 0 | 0 | 671.082 | 0 | 0
4025 | 1349.1184 | 67.1 | 264.077 | 264.077 | 0 | 0 | 0 | 1085.041 | 0 | 0
4026 | 1296.8027 | 21.55 | 64.06 | 64.06 | 0 | 0 | 0 | 1232.743 | 0 | 0
4027 | 1050.3226 | 0 | 0 | 0 | 0 | 0 | 0 | 0 | 0 | 1050.323
4028 | 905.4251 | 0 | 0 | 0 | 0 | 0 | 0 | 0 | 0 | 905.425
4029 | 1113.5773 | 0 | 0 | 0 | 0 | 0 | 0 | 0 | 0 | 1113.577
4030 | 1034.8766 | 0 | 0 | 0 | 0 | 0 | 0 | 0 | 0 | 1034.877
4031 | 1276.8627 | 0 | 0 | 0 | 0 | 0 | 0 | 0 | 0 | 1276.863
4032 | 906.1606 | 0 | 0 | 0 | 0 | 0 | 0 | 3.847 | 0 | 902.313
4033 | 1189.3358 | 0 | 0 | 0 | 0 | 0 | 0 | 1189.336 | 0 | 0
4034 | 1040.0253 | 0 | 0 | 0 | 0 | 0 | 0 | 1040.025 | 0 | 0
4035 | 1162.8571 | 0 | 0 | 0 | 0 | 0 | 0 | 1162.857 | 0 | 0
4036 | 711.9834 | 0 | 0 | 0 | 0 | 0 | 0 | 711.983 | 0 | 0
4037 | 1019.4307 | 0 | 0 | 0 | 0 | 0 | 0 | 1019.431 | 0 | 0
4038 | 675.2074 | 0 | 0 | 0 | 0 | 0 | 0 | 675.207 | 0 | 0
4039 | 747.1449 | 63.21 | 246.56 | 246.56 | 0 | 0 | 0 | 0 | 0 | 500.585
4040 | 1067.6514 | 179.14 | 765.199 | 765.199 | 0 | 0 | 0 | 0 | 0 | 302.452
4041 | 1143.193 | 397.11 | 1712.944 | 1143.193 | -569.751 | 0 | 0 | 0 | 0 | 0
4042 | 1219.8369 | 465.15 | 1979.587 | 1219.837 | -759.75 | 0 | 0 | 0 | 0 | 0
4043 | 1490.4715 | 506.41 | 2136.817 | 1490.472 | -646.345 | 0 | 0 | 0 | 0 | 0
4044 | 1150.4507 | 612.18 | 2567.836 | 1150.45 | -1417.386 | 0 | 0 | 0 | 0 | 0
4045 | 1240.471 | 677.58 | 2834.224 | 1240.471 | -1593.753 | 0 | 0 | 0 | 0 | 0
4046 | 1223.9724 | 674.03 | 2833.312 | 1223.972 | -1609.34 | 0 | 0 | 0 | 0 | 0
4047 | 1179.3466 | 459.1 | 1951.909 | 1179.346 | -772.563 | 0 | 0 | 0 | 0 | 0
4048 | 1321.3359 | 426.35 | 1838.861 | 1321.336 | -517.525 | 0 | 0 | 0 | 0 | 0
4049 | 1489.5089 | 74.66 | 295.492 | 295.492 | 0 | 0 | 0 | 1194.016 | 0 | 0
4050 | 1368.6657 | 18.61 | 51.39 | 51.39 | 0 | 0 | 0 | 975.908 | 0 | 341.368
4051 | 1199.6331 | 0 | 0 | 0 | 0 | 0 | 0 | 0 | 0 | 1199.633
4052 | 1119.4615 | 0 | 0 | 0 | 0 | 0 | 0 | 0 | 0 | 1119.461
4053 | 1075.3302 | 0 | 0 | 0 | 0 | 0 | 0 | 0 | 0 | 1075.33
4054 | 1176.832 | 0 | 0 | 0 | 0 | 0 | 0 | 0 | 0 | 1176.832
4055 | 1138.585 | 0 | 0 | 0 | 0 | 0 | 0 | 0 | 0 | 1138.585
4056 | 1338.6464 | 0 | 0 | 0 | 0 | 0 | 0 | 0 | 0 | 1338.646
4057 | 1243.0288 | 0 | 0 | 0 | 0 | 0 | 0 | 1243.029 | 0 | 0
4058 | 1127.5522 | 0 | 0 | 0 | 0 | 0 | 0 | 1127.552 | 0 | 0
4059 | 1088.5696 | 0 | 0 | 0 | 0 | 0 | 0 | 1088.57 | 0 | 0
4060 | 1187.8648 | 0 | 0 | 0 | 0 | 0 | 0 | 1187.865 | 0 | 0
4061 | 1379.1 | 0 | 0 | 0 | 0 | 0 | 0 | 1379.1 | 0 | 0
4062 | 1313.6387 | 0 | 0 | 0 | 0 | 0 | 0 | 1313.639 | 0 | 0
4063 | 1192.7735 | 95.03 | 374.453 | 374.453 | 0 | 0 | 0 | 0 | 0 | 818.321
4064 | 1204.4444 | 294.23 | 1269.233 | 1204.445 | -64.788 | 0 | 0 | 0 | 0 | 0
4065 | 914.0068 | 327.48 | 1404.828 | 914.007 | -490.821 | 0 | 0 | 0 | 0 | 0
4066 | 1054.7081 | 707.1 | 3039.367 | 1054.708 | -1799.377 | 0 | 185.282 | 0 | 0 | 0
4067 | 1164.4744 | 684.59 | 2880.308 | 1164.474 | -1715.834 | 0 | 0 | 0 | 0 | 0
4068 | 1401.6253 | 751.21 | 3140.494 | 1401.625 | -1738.869 | 0 | 0 | 0 | 0 | 0
4069 | 1428.7283 | 738.84 | 3094.767 | 1428.728 | -1666.039 | 0 | 0 | 0 | 0 | 0
4070 | 1276.9675 | 690.89 | 2910.115 | 1276.968 | -1633.147 | 0 | 0 | 0 | 0 | 0
4071 | 1519.5135 | 600.39 | 2558.384 | 1519.514 | -25.937 | 0 | 1012.933 | 0 | 0 | 0
4072 | 1443.7099 | 497.67 | 2185.919 | 1443.71 | 0 | 0 | 742.209 | 0 | 0 | 0
4073 | 1342.0133 | 248.99 | 1064.203 | 1064.203 | 0 | 0 | 0 | 277.81 | 0 | 0
4074 | 1332.7466 | 67.7 | 253.277 | 253.277 | 0 | 0 | 0 | 1079.47 | 0 | 0
4075 | 1262.1523 | 0 | 0 | 0 | 0 | 0 | 0 | 0 | 0 | 1262.152
4076 | 1451.9165 | 0 | 0 | 0 | 0 | 0 | 0 | 0 | 0 | 1451.916
4077 | 1443.0903 | 0 | 0 | 0 | 0 | 0 | 0 | 0 | 0 | 1443.09
4078 | 1423.9667 | 0 | 0 | 0 | 0 | 0 | 0 | 0 | 0 | 1423.967
4079 | 1318.0519 | 0 | 0 | 0 | 0 | 0 | 0 | 0 | 0 | 1318.052
4080 | 1204.7818 | 0 | 0 | 0 | 0 | 0 | 0 | 1204.782 | 0 | 0
4081 | 1000.3072 | 0 | 0 | 0 | 0 | 0 | 0 | 1000.307 | 0 | 0
4082 | 1279.8048 | 0 | 0 | 0 | 0 | 0 | 0 | 1279.805 | 0 | 0
4083 | 1320.9939 | 0 | 0 | 0 | 0 | 0 | 0 | 1320.994 | 0 | 0
4084 | 1414.405 | 0 | 0 | 0 | 0 | 0 | 0 | 1414.405 | 0 | 0
4085 | 1349.6792 | 0 | 0 | 0 | 0 | 0 | 0 | 1349.679 | 0 | 0
4086 | 1217.2856 | 0 | 0 | 0 | 0 | 0 | 0 | 1217.286 | 0 | 0
4087 | 842.1704 | 74.49 | 293.278 | 293.278 | 0 | 0 | 0 | 548.892 | 0 | 0
4088 | 1414.8031 | 208.21 | 894.451 | 894.451 | 0 | 0 | 0 | 520.352 | 0 | 0
4089 | 1229.2948 | 538.32 | 2367.394 | 1229.295 | -1138.099 | 0 | 0 | 0 | 0 | 0
4090 | 1233.0561 | 716.79 | 3097.769 | 1233.056 | -1799.377 | 0 | 65.336 | 0 | 0 | 0
4091 | 1290.0993 | 646.22 | 2729.501 | 1290.1 | -1439.401 | 0 | 0 | 0 | 0 | 0
4092 | 1374.5232 | 332.65 | 1402.053 | 1374.523 | -27.53 | 0 | 0 | 0 | 0 | 0
4093 | 1301.6783 | 711.06 | 2988.939 | 1301.678 | -1687.261 | 0 | 0 | 0 | 0 | 0
4094 | 1473.8341 | 144.25 | 589.037 | 589.037 | 0 | 0 | 0 | 884.797 | 0 | 0
4095 | 1200.2556 | 282.11 | 1197.476 | 1197.476 | 0 | 0 | 0 | 2.779 | 0 | 0
4096 | 1652.6215 | 44.13 | 159.41 | 159.41 | 0 | 0 | 0 | 1493.211 | 0 | 0
4097 | 1554.1529 | 35.28 | 124.03 | 124.03 | 0 | 0 | 0 | 1430.122 | 0 | 0
4098 | 1601.1342 | 13.71 | 31.262 | 31.262 | 0 | 0 | 0 | 1569.872 | 0 | 0
4099 | 1579.897 | 0 | 0 | 0 | 0 | 0 | 0 | 0 | 0 | 1579.897
4100 | 1123.8746 | 0 | 0 | 0 | 0 | 0 | 0 | 0 | 0 | 1123.875
4101 | 1184.1872 | 0 | 0 | 0 | 0 | 0 | 0 | 0 | 0 | 1184.187
4102 | 1214.3435 | 0 | 0 | 0 | 0 | 0 | 0 | 0 | 0 | 1214.344
4103 | 1265.0944 | 0 | 0 | 0 | 0 | 0 | 0 | 0 | 0 | 1265.094
4104 | 1221.6987 | 0 | 0 | 0 | 0 | 0 | 0 | 1221.699 | 0 | 0
4105 | 1285.689 | 0 | 0 | 0 | 0 | 0 | 0 | 1285.689 | 0 | 0
4106 | 1382.7776 | 0 | 0 | 0 | 0 | 0 | 0 | 1382.778 | 0 | 0
4107 | 1180.5096 | 0 | 0 | 0 | 0 | 0 | 0 | 1180.51 | 0 | 0
4108 | 1251.1195 | 0 | 0 | 0 | 0 | 0 | 0 | 1251.12 | 0 | 0
4109 | 1314.3743 | 0 | 0 | 0 | 0 | 0 | 0 | 1314.374 | 0 | 0
4110 | 1123.8746 | 0 | 0 | 0 | 0 | 0 | 0 | 1123.875 | 0 | 0
4111 | 1094.6009 | 113.88 | 384.307 | 384.307 | 0 | 0 | 0 | 710.294 | 0 | 0
4112 | 1132.8406 | 228.03 | 983.363 | 983.363 | 0 | 0 | 0 | 149.478 | 0 | 0
4113 | 1145.5301 | 290.25 | 1246.454 | 1145.53 | -100.924 | 0 | 0 | 0 | 0 | 0
4114 | 1243.3736 | 553.1 | 2360.02 | 1243.373 | -1116.647 | 0 | 0 | 0 | 0 | 0
4115 | 952.8174 | 651.45 | 2748.7 | 952.818 | -1795.882 | 0 | 0 | 0 | 0 | 0
4116 | 1336.7828 | 584.5 | 2459.93 | 1336.783 | -1123.147 | 0 | 0 | 0 | 0 | 0
4117 | 1269.4781 | 655.05 | 2749.889 | 1269.478 | -1480.411 | 0 | 0 | 0 | 0 | 0
4118 | 1515.3156 | 645.25 | 2720.954 | 1515.315 | -1205.639 | 0 | 0 | 0 | 0 | 0
4119 | 1178.0217 | 547.26 | 2330.831 | 1178.022 | -1152.809 | 0 | 0 | 0 | 0 | 0
4120 | 1291.1281 | 189.27 | 799.396 | 799.396 | 0 | 0 | 0 | 491.733 | 0 | 0
4121 | 1202.7821 | 212.95 | 910.672 | 910.672 | 0 | 0 | 0 | 292.11 | 0 | 0
4122 | 1153.1952 | 34.3 | 118.322 | 118.322 | 0 | 0 | 0 | 1034.874 | 0 | 0
4123 | 1228.3184 | 0 | 0 | 0 | 0 | 0 | 0 | 0 | 0 | 1228.318
4124 | 785.5354 | 0 | 0 | 0 | 0 | 0 | 0 | 0 | 0 | 785.535
4125 | 1207.7239 | 0 | 0 | 0 | 0 | 0 | 0 | 0 | 0 | 1207.724
4126 | 1132.7008 | 0 | 0 | 0 | 0 | 0 | 0 | 0 | 0 | 1132.701
4127 | 1078.2723 | 0 | 0 | 0 | 0 | 0 | 0 | 0 | 0 | 1078.272
4128 | 1233.4671 | 0 | 0 | 0 | 0 | 0 | 0 | 1233.467 | 0 | 0
4129 | 1003.9848 | 0 | 0 | 0 | 0 | 0 | 0 | 1003.985 | 0 | 0
4130 | 1147.4112 | 0 | 0 | 0 | 0 | 0 | 0 | 1147.411 | 0 | 0
4131 | 1050.3226 | 0 | 0 | 0 | 0 | 0 | 0 | 1050.323 | 0 | 0
4132 | 1001.0427 | 0 | 0 | 0 | 0 | 0 | 0 | 1001.043 | 0 | 0
4133 | 899.541 | 0 | 0 | 0 | 0 | 0 | 0 | 899.541 | 0 | 0
4134 | 956.9115 | 0 | 0 | 0 | 0 | 0 | 0 | 297.177 | 0 | 659.735
4135 | 789.213 | 47.02 | 176.769 | 176.769 | 0 | 0 | 0 | 0 | 0 | 612.444
4136 | 1053.7961 | 132.98 | 559.405 | 559.405 | 0 | 0 | 0 | 0 | 0 | 494.391
4137 | 1095.8283 | 336.35 | 1450.464 | 1095.828 | -354.636 | 0 | 0 | 0 | 0 | 0
4138 | 1072.8488 | 453.14 | 1932.155 | 1072.849 | -859.306 | 0 | 0 | 0 | 0 | 0
4139 | 1035.489 | 461.37 | 1949.587 | 1035.489 | -914.098 | 0 | 0 | 0 | 0 | 0
4140 | 1331.4199 | 129.49 | 520.814 | 520.814 | 0 | 0 | 0 | 0 | 0 | 810.606
4141 | 846.3463 | 142.01 | 574.918 | 574.918 | 0 | 0 | 0 | 0 | 0 | 271.429
4142 | 916.9976 | 281.56 | 1181.5 | 916.998 | -264.502 | 0 | 0 | 0 | 0 | 0
4143 | 791.3395 | 50.06 | 181.702 | 181.702 | 0 | 0 | 0 | 0 | 0 | 609.638
4144 | 216.0103 | 29.42 | 96.285 | 96.285 | 0 | 0 | 0 | 0 | 0 | 119.725
4145 | 168.3081 | 40.18 | 145.331 | 145.331 | 0 | 0 | 0 | 0 | 0 | 22.977
4146 | 126.4653 | 9.79 | 15.303 | 15.303 | 0 | 0 | 0 | 0 | 0 | 111.163
4147 | 136.0712 | 0 | 0 | 0 | 0 | 0 | 0 | 0 | 0 | 136.071
4148 | 92.6755 | 0 | 0 | 0 | 0 | 0 | 0 | 0 | 0 | 92.676
4149 | 88.2624 | 0 | 0 | 0 | 0 | 0 | 0 | 0 | 0 | 88.262
4150 | 94.1466 | 0 | 0 | 0 | 0 | 0 | 0 | 0 | 0 | 94.147
4151 | 83.8493 | 0 | 0 | 0 | 0 | 0 | 0 | 0 | 0 | 83.849
4152 | 91.94 | 0 | 0 | 0 | 0 | 0 | 0 | 0 | 0 | 91.94
4153 | 82.3782 | 0 | 0 | 0 | 0 | 0 | 0 | 82.378 | 0 | 0
4154 | 88.2624 | 0 | 0 | 0 | 0 | 0 | 0 | 88.262 | 0 | 0
4155 | 82.3782 | 0 | 0 | 0 | 0 | 0 | 0 | 82.378 | 0 | 0
4156 | 82.3782 | 0 | 0 | 0 | 0 | 0 | 0 | 82.378 | 0 | 0
4157 | 83.8493 | 0 | 0 | 0 | 0 | 0 | 0 | 83.849 | 0 | 0
4158 | 84.5848 | 0 | 0 | 0 | 0 | 0 | 0 | 84.585 | 0 | 0
4159 | 66.9323 | 34.3 | 120.785 | 66.932 | -53.853 | 0 | 0 | 0 | 0 | 0
4160 | 82.3874 | 152.88 | 647.172 | 82.387 | -564.785 | 0 | 0 | 0 | 0 | 0
4161 | 584.9195 | 304.43 | 1305.366 | 584.92 | -720.446 | 0 | 0 | 0 | 0 | 0
4162 | 1157.201 | 359.65 | 1529.158 | 1157.201 | -371.957 | 0 | 0 | 0 | 0 | 0
4163 | 1150.5013 | 533.13 | 2251.338 | 1150.501 | -1100.837 | 0 | 0 | 0 | 0 | 0
4164 | 990.4614 | 653.68 | 2738.177 | 990.461 | -1747.716 | 0 | 0 | 0 | 0 | 0
4165 | 1247.0319 | 765.86 | 3195.928 | 1247.031 | -1799.377 | 0 | 149.52 | 0 | 0 | 0
4166 | 1015.0755 | 814.55 | 3458.522 | 1015.076 | -1799.377 | 0 | 644.069 | 0 | 0 | 0
4167 | 1035.2371 | 558.23 | 2375.317 | 1035.237 | -976.465 | 0 | 363.615 | 0 | 0 | 0
4168 | 965.4739 | 406.47 | 1754.435 | 965.474 | 0 | 0 | 788.961 | 0 | 0 | 0
4169 | 874.7245 | 183.01 | 779.46 | 779.46 | 0 | 0 | 0 | 95.264 | 0 | 0
4170 | 1044.9992 | 46.73 | 172.068 | 172.068 | 0 | 0 | 0 | 872.931 | 0 | 0
4171 | 962.7957 | 0 | 0 | 0 | 0 | 0 | 0 | 0 | 0 | 962.796
4172 | 1037.8187 | 0 | 0 | 0 | 0 | 0 | 0 | 0 | 0 | 1037.819
4173 | 715.661 | 0 | 0 | 0 | 0 | 0 | 0 | 0 | 0 | 715.661
4174 | 1001.7782 | 0 | 0 | 0 | 0 | 0 | 0 | 0 | 0 | 1001.778
4175 | 876.0043 | 0 | 0 | 0 | 0 | 0 | 0 | 0 | 0 | 876.004
4176 | 918.6645 | 0 | 0 | 0 | 0 | 0 | 0 | 918.664 | 0 | 0
4177 | 882.624 | 0 | 0 | 0 | 0 | 0 | 0 | 882.624 | 0 | 0
4178 | 1200.3686 | 0 | 0 | 0 | 0 | 0 | 0 | 1200.369 | 0 | 0
4179 | 1074.5947 | 0 | 0 | 0 | 0 | 0 | 0 | 1074.595 | 0 | 0
4180 | 1248.913 | 0 | 0 | 0 | 0 | 0 | 0 | 1248.913 | 0 | 0
4181 | 1179.0386 | 0 | 0 | 0 | 0 | 0 | 0 | 1179.039 | 0 | 0
4182 | 1068.7106 | 0 | 0 | 0 | 0 | 0 | 0 | 1068.711 | 0 | 0
4183 | 955.4405 | 78.36 | 309.13 | 309.13 | 0 | 0 | 0 | 646.31 | 0 | 0
4184 | 993.9174 | 221.3 | 949.62 | 949.62 | 0 | 0 | 0 | 44.298 | 0 | 0
4185 | 746.5353 | 276.12 | 1174.477 | 746.535 | -427.942 | 0 | 0 | 0 | 0 | 0
4186 | 1054.2475 | 80.22 | 310.444 | 310.444 | 0 | 0 | 0 | 743.803 | 0 | 0
4187 | 1269.1333 | 448.84 | 1869.619 | 1269.133 | -600.486 | 0 | 0 | 0 | 0 | 0
4188 | 1079.2074 | 454.76 | 1884.599 | 1079.207 | -805.392 | 0 | 0 | 0 | 0 | 0
4189 | 1049.5751 | 293.41 | 1213.034 | 1049.575 | -163.459 | 0 | 0 | 0 | 0 | 0
4190 | 1119.0192 | 210.2 | 863.319 | 863.319 | 0 | 0 | 0 | 255.7 | 0 | 0
4191 | 1490.9597 | 211.52 | 874.737 | 874.737 | 0 | 0 | 0 | 616.223 | 0 | 0
4192 | 567.8021 | 239.37 | 1006.028 | 567.802 | -438.226 | 0 | 0 | 0 | 0 | 0
4193 | 1329.9719 | 244.93 | 1034.634 | 1034.634 | 0 | 0 | 0 | 295.338 | 0 | 0
4194 | 1208.3058 | 67.16 | 251.476 | 251.476 | 0 | 0 | 0 | 956.83 | 0 | 0
4195 | 1031.9346 | 0 | 0 | 0 | 0 | 0 | 0 | 0 | 0 | 1031.935
4196 | 898.0699 | 0 | 0 | 0 | 0 | 0 | 0 | 0 | 0 | 898.07
4197 | 1109.1642 | 0 | 0 | 0 | 0 | 0 | 0 | 0 | 0 | 1109.164
4198 | 1198.8976 | 0 | 0 | 0 | 0 | 0 | 0 | 0 | 0 | 1198.898
4199 | 1042.9674 | 0 | 0 | 0 | 0 | 0 | 0 | 0 | 0 | 1042.967
4200 | 873.0622 | 0 | 0 | 0 | 0 | 0 | 0 | 873.062 | 0 | 0
4201 | 1123.8746 | 0 | 0 | 0 | 0 | 0 | 0 | 1123.875 | 0 | 0
4202 | 782.5933 | 0 | 0 | 0 | 0 | 0 | 0 | 782.593 | 0 | 0
4203 | 1155.5019 | 0 | 0 | 0 | 0 | 0 | 0 | 1155.502 | 0 | 0
4204 | 1004.7203 | 0 | 0 | 0 | 0 | 0 | 0 | 1004.72 | 0 | 0
4205 | 945.8787 | 0 | 0 | 0 | 0 | 0 | 0 | 945.879 | 0 | 0
4206 | 1001.0427 | 0 | 0 | 0 | 0 | 0 | 0 | 1001.043 | 0 | 0
4207 | 1244.4999 | 106.82 | 358.385 | 358.385 | 0 | 0 | 0 | 364.584 | 0 | 521.531
4208 | 641.0608 | 235.99 | 1009.403 | 641.061 | -368.342 | 0 | 0 | 0 | 0 | 0
4209 | 822.6911 | 527.05 | 2272.791 | 822.691 | -1450.1 | 0 | 0 | 0 | 0 | 0
4210 | 1162.7946 | 707.42 | 2978.819 | 1162.795 | -1799.377 | 0 | 16.647 | 0 | 0 | 0
4211 | 1141.8157 | 655.65 | 2700.923 | 1141.816 | -1559.107 | 0 | 0 | 0 | 0 | 0
4212 | 1203.114 | 681.89 | 2791.125 | 1203.114 | -1588.011 | 0 | 0 | 0 | 0 | 0
4213 | 999.0366 | 666.38 | 2727.343 | 999.037 | -1728.306 | 0 | 0 | 0 | 0 | 0
4214 | 1206.6721 | 620.59 | 2558.497 | 1206.672 | -641.569 | 0 | 710.256 | 0 | 0 | 0
4215 | 1353.2033 | 483.38 | 2016.904 | 1353.204 | 0 | 0 | 663.7 | 0 | 0 | 0
4216 | 1525.3618 | 486.75 | 2062.574 | 1525.362 | 0 | 0 | 537.212 | 0 | 0 | 0
4217 | 1270.7349 | 179.62 | 754.19 | 754.19 | 0 | 0 | 0 | 369.199 | 0 | 147.347
4218 | 1248.3052 | 63.34 | 237.176 | 237.176 | 0 | 0 | 0 | 0 | 0 | 1011.13
4219 | 1187.8648 | 0 | 0 | 0 | 0 | 0 | 0 | 0 | 0 | 1187.865
4220 | 1119.4615 | 0 | 0 | 0 | 0 | 0 | 0 | 0 | 0 | 1119.461
4221 | 1184.1872 | 0 | 0 | 0 | 0 | 0 | 0 | 0 | 0 | 1184.187
4222 | 1246.7064 | 0 | 0 | 0 | 0 | 0 | 0 | 0 | 0 | 1246.706
4223 | 890.7147 | 0 | 0 | 0 | 0 | 0 | 0 | 0 | 0 | 890.715
4224 | 1162.1216 | 0 | 0 | 0 | 0 | 0 | 0 | 0 | 0 | 1162.122
4225 | 1210.6659 | 0 | 0 | 0 | 0 | 0 | 0 | 1210.666 | 0 | 0
4226 | 1075.3302 | 0 | 0 | 0 | 0 | 0 | 0 | 1075.33 | 0 | 0
4227 | 1067.2395 | 0 | 0 | 0 | 0 | 0 | 0 | 1067.24 | 0 | 0
4228 | 1099.6024 | 0 | 0 | 0 | 0 | 0 | 0 | 1099.602 | 0 | 0
4229 | 772.296 | 0 | 0 | 0 | 0 | 0 | 0 | 772.296 | 0 | 0
4230 | 1059.8843 | 0 | 0 | 0 | 0 | 0 | 0 | 1059.884 | 0 | 0
4231 | 649.4642 | 100.95 | 390.82 | 390.82 | 0 | 0 | 0 | 0 | 0 | 258.644
4232 | 882.1064 | 311.87 | 1323.523 | 882.106 | -441.417 | 0 | 0 | 0 | 0 | 0
4233 | 827.5326 | 523.57 | 2277.22 | 827.532 | -1449.688 | 0 | 0 | 0 | 0 | 0
4234 | 1054.0186 | 704.64 | 2990.185 | 1054.018 | -1799.377 | 0 | 136.79 | 0 | 0 | 0
4235 | 1307.932 | 833.54 | 3462.826 | 1307.932 | -1799.377 | 0 | 355.517 | 0 | 0 | 0
4236 | 1422.7357 | 897.42 | 3674.844 | 1422.735 | -1799.377 | 0 | 452.732 | 0 | 0 | 0
4237 | 1374.2539 | 892.27 | 3633.648 | 1374.254 | -1799.377 | 0 | 460.017 | 0 | 0 | 0
4238 | 1156.3257 | 809.96 | 3324.218 | 1156.327 | -46.201 | 0 | 2121.69 | 0 | 0 | 0
4239 | 1129.0885 | 672.44 | 2804.315 | 1129.088 | 0 | 0 | 1675.227 | 0 | 0 | 0
4240 | 1626.5602 | 487.8 | 2087.561 | 1626.56 | 0 | 0 | 461.001 | 0 | 0 | 0
4241 | 1795.9293 | 268.1 | 1131.287 | 1131.287 | 0 | 0 | 0 | 664.642 | 0 | 0
4242 | 1420.2091 | 46.76 | 170.862 | 170.862 | 0 | 0 | 0 | 1249.347 | 0 | 0
4243 | 1461.4783 | 0 | 0 | 0 | 0 | 0 | 0 | 0 | 0 | 1461.478
4244 | 1213.608 | 0 | 0 | 0 | 0 | 0 | 0 | 0 | 0 | 1213.608
4245 | 1603.4336 | 0 | 0 | 0 | 0 | 0 | 0 | 0 | 0 | 1603.434
4246 | 1394.5459 | 0 | 0 | 0 | 0 | 0 | 0 | 0 | 0 | 1394.546
4247 | 1470.3045 | 0 | 0 | 0 | 0 | 0 | 0 | 0 | 0 | 1470.304
4248 | 1418.0826 | 0 | 0 | 0 | 0 | 0 | 0 | 868.138 | 0 | 549.944
4249 | 1318.7874 | 0 | 0 | 0 | 0 | 0 | 0 | 1318.787 | 0 | 0
4250 | 1217.2856 | 0 | 0 | 0 | 0 | 0 | 0 | 1217.286 | 0 | 0
4251 | 1218.7567 | 0 | 0 | 0 | 0 | 0 | 0 | 1218.757 | 0 | 0
4252 | 1394.5459 | 0 | 0 | 0 | 0 | 0 | 0 | 1394.546 | 0 | 0
4253 | 1187.1293 | 0 | 0 | 0 | 0 | 0 | 0 | 1187.129 | 0 | 0
4254 | 1418.0826 | 0 | 0 | 0 | 0 | 0 | 0 | 1418.083 | 0 | 0
4255 | 920.1355 | 106.25 | 405.273 | 405.273 | 0 | 0 | 0 | 0 | 0 | 514.862
4256 | 761.6585 | 313.95 | 1330.302 | 761.658 | -568.644 | 0 | 0 | 0 | 0 | 0
4257 | 976.5554 | 527.78 | 2290.371 | 976.556 | -1313.815 | 0 | 0 | 0 | 0 | 0
4258 | 1245.0055 | 708.65 | 2998.46 | 1245.006 | -1753.454 | 0 | 0 | 0 | 0 | 0
4259 | 1420.1043 | 835.6 | 3465.901 | 1420.104 | -1799.377 | 0 | 246.42 | 0 | 0 | 0
4260 | 1490.1332 | 900.98 | 3708.485 | 1490.133 | -1799.377 | 0 | 418.975 | 0 | 0 | 0
4261 | 860.9694 | 895.98 | 3692.582 | 860.969 | -1799.377 | 0 | 1032.236 | 0 | 0 | 0
4262 | 1268.3941 | 816.9 | 3404.917 | 1268.395 | -100.769 | 0 | 2035.753 | 0 | 0 | 0
4263 | 1179.3631 | 680.79 | 2889.964 | 1179.363 | 0 | 0 | 1710.601 | 0 | 0 | 0
4264 | 1177.8001 | 494.37 | 2140.589 | 1177.801 | 0 | 0 | 962.788 | 0 | 0 | 0
4265 | 933.8677 | 272.08 | 1153.143 | 933.868 | 0 | 0 | 219.275 | 0 | 0 | 0
4266 | 1077.5727 | 29.39 | 96.863 | 96.863 | 0 | 0 | 0 | 441.816 | 0 | 538.894
4267 | 1109.8997 | 0 | 0 | 0 | 0 | 0 | 0 | 0 | 0 | 1109.9
4268 | 1127.5522 | 0 | 0 | 0 | 0 | 0 | 0 | 0 | 0 | 1127.552
4269 | 1183.4517 | 0 | 0 | 0 | 0 | 0 | 0 | 0 | 0 | 1183.452
4270 | 1332.0267 | 0 | 0 | 0 | 0 | 0 | 0 | 0 | 0 | 1332.027
4271 | 1148.1467 | 0 | 0 | 0 | 0 | 0 | 0 | 0 | 0 | 1148.147
4272 | 1170.2123 | 0 | 0 | 0 | 0 | 0 | 0 | 0 | 0 | 1170.212
4273 | 1298.1928 | 0 | 0 | 0 | 0 | 0 | 0 | 1298.193 | 0 | 0
4274 | 1256.2682 | 0 | 0 | 0 | 0 | 0 | 0 | 1256.268 | 0 | 0
4275 | 1237.1447 | 0 | 0 | 0 | 0 | 0 | 0 | 1237.145 | 0 | 0
4276 | 1329.0847 | 0 | 0 | 0 | 0 | 0 | 0 | 1329.085 | 0 | 0
4277 | 1320.2584 | 0 | 0 | 0 | 0 | 0 | 0 | 1320.258 | 0 | 0
4278 | 1256.2682 | 0 | 0 | 0 | 0 | 0 | 0 | 1256.268 | 0 | 0
4279 | 957.647 | 106.65 | 359.654 | 359.654 | 0 | 0 | 0 | 0 | 0 | 597.993
4280 | 1212.8063 | 314.24 | 1330.166 | 1212.806 | -117.36 | 0 | 0 | 0 | 0 | 0
4281 | 817.3512 | 528.81 | 2295.621 | 817.351 | -1478.27 | 0 | 0 | 0 | 0 | 0
4282 | 1350.9121 | 709.68 | 3003.846 | 1350.913 | -1652.933 | 0 | 0 | 0 | 0 | 0
4283 | 1576.5504 | 848.41 | 3514.505 | 1576.55 | -1799.377 | 0 | 138.578 | 0 | 0 | 0
4284 | 1514.752 | 912.78 | 3740.92 | 1514.752 | -1799.377 | 0 | 426.791 | 0 | 0 | 0
4285 | 1347.5913 | 777.03 | 3160.56 | 1347.591 | -1799.377 | 0 | 13.592 | 0 | 0 | 0
4286 | 1384.7626 | 777.64 | 3156.029 | 1384.763 | -488.119 | 0 | 1283.147 | 0 | 0 | 0
4287 | 1490.5497 | 602.48 | 2512.17 | 1490.55 | 0 | 0 | 1021.62 | 0 | 0 | 0
4288 | 1528.8197 | 325.07 | 1375.604 | 1375.604 | 0 | 0 | 0 | 153.215 | 0 | 0
4289 | 1453.0225 | 47.74 | 175.812 | 175.812 | 0 | 0 | 0 | 1277.211 | 0 | 0
4290 | 1062.5736 | 5.87 | 0 | 0 | 0 | 0 | 0 | 1062.574 | 0 | 0
4291 | 1421.0247 | 0 | 0 | 0 | 0 | 0 | 0 | 0 | 0 | 1421.025
4292 | 1195.22 | 0 | 0 | 0 | 0 | 0 | 0 | 0 | 0 | 1195.22
4293 | 1395.2815 | 0 | 0 | 0 | 0 | 0 | 0 | 0 | 0 | 1395.281
4294 | 1417.3471 | 0 | 0 | 0 | 0 | 0 | 0 | 0 | 0 | 1417.347
4295 | 1162.8571 | 0 | 0 | 0 | 0 | 0 | 0 | 0 | 0 | 1162.857
4296 | 1393.0749 | 0 | 0 | 0 | 0 | 0 | 0 | 1393.075 | 0 | 0
4297 | 1050.3226 | 0 | 0 | 0 | 0 | 0 | 0 | 1050.323 | 0 | 0
4298 | 1021.6373 | 0 | 0 | 0 | 0 | 0 | 0 | 1021.637 | 0 | 0
4299 | 1457.0651 | 0 | 0 | 0 | 0 | 0 | 0 | 1457.065 | 0 | 0
4300 | 1272.4496 | 0 | 0 | 0 | 0 | 0 | 0 | 1272.45 | 0 | 0
4301 | 1186.3938 | 0 | 0 | 0 | 0 | 0 | 0 | 1186.394 | 0 | 0
4302 | 1309.2256 | 0 | 0 | 0 | 0 | 0 | 0 | 638.598 | 0 | 670.628
4303 | 1074.5947 | 36.26 | 128.776 | 128.776 | 0 | 0 | 0 | 0 | 0 | 945.818
4304 | 998.1356 | 321.32 | 1358.704 | 998.135 | -360.569 | 0 | 0 | 0 | 0 | 0
4305 | 975.2784 | 536.19 | 2333.544 | 975.279 | -1358.265 | 0 | 0 | 0 | 0 | 0
4306 | 1046.5245 | 720.01 | 3054.154 | 1046.524 | -1799.377 | 0 | 208.253 | 0 | 0 | 0
4307 | 950.4987 | 846.9 | 3524.779 | 950.499 | -1799.377 | 0 | 774.903 | 0 | 0 | 0
4308 | 1002.5404 | 910.74 | 3755.883 | 1002.54 | -1799.377 | 0 | 953.966 | 0 | 0 | 0
4309 | 1043.7397 | 906.98 | 3746.266 | 1043.739 | -1799.377 | 0 | 903.15 | 0 | 0 | 0
4310 | 1077.3961 | 835.51 | 3485.548 | 1077.397 | -218.471 | 0 | 2189.68 | 0 | 0 | 0
4311 | 1015.4608 | 698.92 | 2967.86 | 1015.461 | 0 | 0 | 1952.399 | 0 | 0 | 0
4312 | 206.3667 | 511.52 | 2220.336 | 206.367 | 0 | 0 | 2013.969 | 0 | 0 | 0
4313 | 168.6547 | 241.03 | 1023.624 | 168.654 | 0 | 0 | 854.97 | 0 | 0 | 0
4314 | 147.1628 | 5.87 | 0 | 0 | 0 | 0 | 0 | 0 | 0 | 147.163
4315 | 189.7642 | 0 | 0 | 0 | 0 | 0 | 0 | 0 | 0 | 189.764
4316 | 137.5422 | 0 | 0 | 0 | 0 | 0 | 0 | 0 | 0 | 137.542
4317 | 106.6504 | 0 | 0 | 0 | 0 | 0 | 0 | 0 | 0 | 106.65
4318 | 100.7662 | 0 | 0 | 0 | 0 | 0 | 0 | 0 | 0 | 100.766
4319 | 91.2045 | 0 | 0 | 0 | 0 | 0 | 0 | 0 | 0 | 91.204
4320 | 100.0307 | 0 | 0 | 0 | 0 | 0 | 0 | 0 | 0 | 100.031
4321 | 92.6755 | 0 | 0 | 0 | 0 | 0 | 0 | 0 | 0 | 92.676
4322 | 100.7662 | 0 | 0 | 0 | 0 | 0 | 0 | 0 | 0 | 100.766
4323 | 91.94 | 0 | 0 | 0 | 0 | 0 | 0 | 0 | 0 | 91.94
4324 | 95.6176 | 0 | 0 | 0 | 0 | 0 | 0 | 0 | 0 | 95.618
4325 | 86.0558 | 0 | 0 | 0 | 0 | 0 | 0 | 0 | 0 | 86.056
4326 | 93.411 | 0 | 0 | 0 | 0 | 0 | 0 | 0 | 0 | 93.411
4327 | 86.0558 | 107.55 | 352.756 | 86.056 | -266.7 | 0 | 0 | 0 | 0 | 0
4328 | 91.951 | 318.51 | 1348.306 | 91.951 | -1256.355 | 0 | 0 | 0 | 0 | 0
4329 | 200.9569 | 534.62 | 2331.374 | 200.957 | -72.372 | 0 | 2058.045 | 0 | 0 | 0
4330 | 878.5446 | 716.82 | 3048.196 | 878.544 | 0 | 0 | 2169.652 | 0 | 0 | 0
4331 | 1068.5028 | 847.59 | 3530.669 | 1068.503 | 0 | 0 | 2462.166 | 0 | 0 | 0
4332 | 1462.838 | 911.81 | 3759.938 | 1462.838 | 0 | 0 | 2297.1 | 0 | 0 | 0
4333 | 1268.6028 | 906.34 | 3746.153 | 1268.603 | 0 | 0 | 2477.55 | 0 | 0 | 0
4334 | 1480.9778 | 824.44 | 3439.532 | 1480.978 | 0 | 0 | 1958.554 | 0 | 0 | 0
4335 | 1662.323 | 540.9 | 2270.713 | 1662.323 | 0 | 0 | 608.39 | 0 | 0 | 0
4336 | 1889.88 | 423.43 | 1806.618 | 1806.618 | 0 | 0 | 0 | 83.262 | 0 | 0
4337 | 1479.2732 | 15.67 | 39.537 | 39.537 | 0 | 0 | 0 | 1439.736 | 0 | 0
4338 | 1404.2291 | 30.37 | 100.821 | 100.821 | 0 | 0 | 0 | 1303.408 | 0 | 0
4339 | 1635.7965 | 0 | 0 | 0 | 0 | 0 | 0 | 0 | 0 | 1635.796
4340 | 1688.7539 | 0 | 0 | 0 | 0 | 0 | 0 | 0 | 0 | 1688.754
4341 | 1451.9165 | 0 | 0 | 0 | 0 | 0 | 0 | 0 | 0 | 1451.916
4342 | 1428.3799 | 0 | 0 | 0 | 0 | 0 | 0 | 0 | 0 | 1428.38
4343 | 1283.4824 | 0 | 0 | 0 | 0 | 0 | 0 | 0 | 0 | 1283.482
4344 | 1275.3917 | 0 | 0 | 0 | 0 | 0 | 0 | 1275.392 | 0 | 0
4345 | 1141.0098 | 0 | 0 | 0 | 0 | 0 | 0 | 1141.01 | 0 | 0
4346 | 1317.8249 | 0 | 0 | 0 | 0 | 0 | 0 | 1317.825 | 0 | 0
4347 | 1357.1939 | 0 | 0 | 0 | 0 | 0 | 0 | 1357.194 | 0 | 0
4348 | 1237.7056 | 0 | 0 | 0 | 0 | 0 | 0 | 1237.706 | 0 | 0
4349 | 1136.175 | 0 | 0 | 0 | 0 | 0 | 0 | 1136.175 | 0 | 0
4350 | 1195.5738 | 0 | 0 | 0 | 0 | 0 | 0 | 1195.574 | 0 | 0
4351 | 1022.9029 | 84.42 | 329.824 | 329.824 | 0 | 0 | 0 | 693.078 | 0 | 0
4352 | 1129.8233 | 224.13 | 967.805 | 967.805 | 0 | 0 | 0 | 162.018 | 0 | 0
4353 | 1224.9167 | 375.28 | 1618.964 | 1224.916 | -394.048 | 0 | 0 | 0 | 0 | 0
4354 | 1366.0648 | 547.51 | 2326.577 | 1366.064 | -960.513 | 0 | 0 | 0 | 0 | 0
4355 | 1337.9229 | 848.09 | 3584.591 | 1337.923 | -1799.377 | 0 | 447.291 | 0 | 0 | 0
4356 | 1315.4265 | 911.03 | 3812.45 | 1315.426 | -1799.377 | 0 | 697.647 | 0 | 0 | 0
4357 | 1307.2764 | 734.96 | 3051.396 | 1307.276 | -1744.12 | 0 | 0 | 0 | 0 | 0
4358 | 1149.254 | 577.88 | 2422.438 | 1149.254 | -1273.184 | 0 | 0 | 0 | 0 | 0
4359 | 1075.5123 | 268.57 | 1132.811 | 1075.513 | -57.298 | 0 | 0 | 0 | 0 | 0
4360 | 1067.8206 | 307.5 | 1316.149 | 1067.821 | -248.328 | 0 | 0 | 0 | 0 | 0
4361 | 1122.6445 | 15.67 | 40.29 | 40.29 | 0 | 0 | 0 | 1082.354 | 0 | 0
4362 | 1180.3883 | 45.86 | 168.93 | 168.93 | 0 | 0 | 0 | 1011.458 | 0 | 0
4363 | 1047.7675 | 0 | 0 | 0 | 0 | 0 | 0 | 0 | 0 | 1047.767
4364 | 988.3687 | 0 | 0 | 0 | 0 | 0 | 0 | 0 | 0 | 988.369
4365 | 1236.3242 | 0 | 0 | 0 | 0 | 0 | 0 | 0 | 0 | 1236.324
4366 | 1285.3627 | 0 | 0 | 0 | 0 | 0 | 0 | 0 | 0 | 1285.363
4367 | 1237.0149 | 0 | 0 | 0 | 0 | 0 | 0 | 0 | 0 | 1237.015
4368 | 955.9065 | 0 | 0 | 0 | 0 | 0 | 0 | 135.353 | 0 | 820.554
4369 | 1144.4632 | 0 | 0 | 0 | 0 | 0 | 0 | 1144.463 | 0 | 0
4370 | 1100.2595 | 0 | 0 | 0 | 0 | 0 | 0 | 1100.259 | 0 | 0
4371 | 1259.8074 | 0 | 0 | 0 | 0 | 0 | 0 | 1259.807 | 0 | 0
4372 | 1195.5738 | 0 | 0 | 0 | 0 | 0 | 0 | 1195.574 | 0 | 0
4373 | 1084.3737 | 0 | 0 | 0 | 0 | 0 | 0 | 1084.374 | 0 | 0
4374 | 1230.7987 | 0 | 0 | 0 | 0 | 0 | 0 | 1230.799 | 0 | 0
4375 | 855.7574 | 55.75 | 214.799 | 214.799 | 0 | 0 | 0 | 0 | 0 | 640.958
4376 | 848.1616 | 197.27 | 847.807 | 847.807 | 0 | 0 | 0 | 0 | 0 | 0.355
4377 | 955.36 | 318.02 | 1366.265 | 955.36 | -410.905 | 0 | 0 | 0 | 0 | 0
4378 | 1003.5499 | 167.49 | 694.785 | 694.785 | 0 | 0 | 0 | 0 | 0 | 308.765
4379 | 826.6632 | 552.84 | 2319.238 | 826.664 | -1492.574 | 0 | 0 | 0 | 0 | 0
4380 | 1123.7505 | 740.25 | 3062.887 | 1123.75 | -1799.377 | 0 | 139.76 | 0 | 0 | 0
4381 | 1103.3684 | 779.66 | 3212.222 | 1103.368 | -1799.377 | 0 | 309.477 | 0 | 0 | 0
4382 | 1414.2487 | 677.27 | 2812.142 | 1414.249 | -1397.893 | 0 | 0 | 0 | 0 | 0
4383 | 1156.956 | 479.36 | 2019.067 | 1156.956 | -862.111 | 0 | 0 | 0 | 0 | 0
4384 | 1089.7222 | 422.09 | 1804.489 | 1089.722 | -714.767 | 0 | 0 | 0 | 0 | 0
4385 | 1137.5314 | 46.42 | 172.419 | 172.419 | 0 | 0 | 0 | 965.112 | 0 | 0
4386 | 926.8434 | 5.87 | 0 | 0 | 0 | 0 | 0 | 856.218 | 0 | 70.625
4387 | 835.7275 | 0 | 0 | 0 | 0 | 0 | 0 | 0 | 0 | 835.728
4388 | 1471.8474 | 0 | 0 | 0 | 0 | 0 | 0 | 0 | 0 | 1471.847
4389 | 1105.0942 | 0 | 0 | 0 | 0 | 0 | 0 | 0 | 0 | 1105.094
4390 | 823.2952 | 0 | 0 | 0 | 0 | 0 | 0 | 0 | 0 | 823.295
4391 | 927.5885 | 0 | 0 | 0 | 0 | 0 | 0 | 0 | 0 | 927.588
4392 | 973.8643 | 0 | 0 | 0 | 0 | 0 | 0 | 0 | 0 | 973.864
4393 | 1145.1539 | 0 | 0 | 0 | 0 | 0 | 0 | 1145.154 | 0 | 0
4394 | 1047.7675 | 0 | 0 | 0 | 0 | 0 | 0 | 1047.767 | 0 | 0
4395 | 804.6468 | 0 | 0 | 0 | 0 | 0 | 0 | 804.647 | 0 | 0
4396 | 1138.2471 | 0 | 0 | 0 | 0 | 0 | 0 | 1138.247 | 0 | 0
4397 | 993.2035 | 0 | 0 | 0 | 0 | 0 | 0 | 993.203 | 0 | 0
4398 | 968.3388 | 0 | 0 | 0 | 0 | 0 | 0 | 968.339 | 0 | 0
4399 | 1081.611 | 105.86 | 339.3 | 339.3 | 0 | 0 | 0 | 0 | 0 | 742.311
4400 | 1051.0551 | 319.03 | 1353.942 | 1051.056 | -302.886 | 0 | 0 | 0 | 0 | 0
4401 | 1124.1761 | 272.56 | 1166.639 | 1124.176 | -42.463 | 0 | 0 | 0 | 0 | 0
4402 | 1099.9253 | 548.3 | 2326.866 | 1099.925 | -1226.941 | 0 | 0 | 0 | 0 | 0
4403 | 1173.32 | 623.67 | 2613.75 | 1173.32 | -1440.43 | 0 | 0 | 0 | 0 | 0
4404 | 1174.9733 | 798.5 | 3296.336 | 1174.973 | -1799.377 | 0 | 321.986 | 0 | 0 | 0
4405 | 1130.4682 | 460.67 | 1932.625 | 1130.468 | -802.157 | 0 | 0 | 0 | 0 | 0
4406 | 1162.7327 | 830.02 | 3490.866 | 1162.733 | -1799.377 | 0 | 528.756 | 0 | 0 | 0
4407 | 1439.1789 | 415.36 | 1760.54 | 1439.179 | -321.361 | 0 | 0 | 0 | 0 | 0
4408 | 1406.8437 | 233.3 | 990.572 | 990.572 | 0 | 0 | 0 | 416.272 | 0 | 0
4409 | 1304.5051 | 104.49 | 428.681 | 428.681 | 0 | 0 | 0 | 875.824 | 0 | 0
4410 | 1480.7011 | 5.87 | 0 | 0 | 0 | 0 | 0 | 1480.701 | 0 | 0
4411 | 1355.1218 | 0 | 0 | 0 | 0 | 0 | 0 | 0 | 0 | 1355.122
4412 | 982.8432 | 0 | 0 | 0 | 0 | 0 | 0 | 0 | 0 | 982.843
4413 | 1227.3453 | 0 | 0 | 0 | 0 | 0 | 0 | 0 | 0 | 1227.345
4414 | 1230.108 | 0 | 0 | 0 | 0 | 0 | 0 | 0 | 0 | 1230.108
4415 | 1073.3228 | 0 | 0 | 0 | 0 | 0 | 0 | 0 | 0 | 1073.323
4416 | 1058.8184 | 0 | 0 | 0 | 0 | 0 | 0 | 1058.818 | 0 | 0
4417 | 752.1548 | 0 | 0 | 0 | 0 | 0 | 0 | 752.155 | 0 | 0
4418 | 1158.2769 | 0 | 0 | 0 | 0 | 0 | 0 | 1158.277 | 0 | 0
4419 | 1156.8955 | 0 | 0 | 0 | 0 | 0 | 0 | 1156.896 | 0 | 0
4420 | 1170.7092 | 0 | 0 | 0 | 0 | 0 | 0 | 1170.709 | 0 | 0
4421 | 1391.7281 | 0 | 0 | 0 | 0 | 0 | 0 | 1391.728 | 0 | 0
4422 | 1459.4151 | 0 | 0 | 0 | 0 | 0 | 0 | 1459.415 | 0 | 0
4423 | 1333.7106 | 76.7 | 300.68 | 300.68 | 0 | 0 | 0 | 1033.03 | 0 | 0
4424 | 1049.1048 | 229.79 | 991.014 | 991.014 | 0 | 0 | 0 | 58.091 | 0 | 0
4425 | 1288.2412 | 534.43 | 2353.049 | 1288.242 | -1064.807 | 0 | 0 | 0 | 0 | 0
4426 | 1625.402 | 417.12 | 1778.273 | 1625.402 | -152.871 | 0 | 0 | 0 | 0 | 0
4427 | 1252.525 | 325.21 | 1372.297 | 1252.525 | -119.772 | 0 | 0 | 0 | 0 | 0
4428 | 1499.6906 | 475.39 | 2001.505 | 1499.691 | -501.814 | 0 | 0 | 0 | 0 | 0
4429 | 1174.5986 | 389.54 | 1639.047 | 1174.599 | -464.448 | 0 | 0 | 0 | 0 | 0
4430 | 1162.5522 | 729.09 | 3052.908 | 1162.552 | -1799.377 | 0 | 90.979 | 0 | 0 | 0
4431 | 1383.5979 | 645.07 | 2728.357 | 1383.598 | -1344.759 | 0 | 0 | 0 | 0 | 0
4432 | 1184.4607 | 29.42 | 96.511 | 96.511 | 0 | 0 | 0 | 1087.949 | 0 | 0
4433 | 1396.2434 | 184.82 | 787.038 | 787.038 | 0 | 0 | 0 | 609.206 | 0 | 0
4434 | 1222.7384 | 27.43 | 89.274 | 89.274 | 0 | 0 | 0 | 1133.465 | 0 | 0
4435 | 1330.2572 | 0 | 0 | 0 | 0 | 0 | 0 | 0 | 0 | 1330.257
4436 | 1078.8483 | 0 | 0 | 0 | 0 | 0 | 0 | 0 | 0 | 1078.848
4437 | 1160.349 | 0 | 0 | 0 | 0 | 0 | 0 | 0 | 0 | 1160.349
4438 | 1320.5876 | 0 | 0 | 0 | 0 | 0 | 0 | 0 | 0 | 1320.588
4439 | 1039.4793 | 0 | 0 | 0 | 0 | 0 | 0 | 0 | 0 | 1039.479
4440 | 1082.9924 | 0 | 0 | 0 | 0 | 0 | 0 | 461.847 | 0 | 621.146
4441 | 1015.996 | 0 | 0 | 0 | 0 | 0 | 0 | 1015.996 | 0 | 0
4442 | 1259.1168 | 0 | 0 | 0 | 0 | 0 | 0 | 1259.117 | 0 | 0
4443 | 955.2158 | 0 | 0 | 0 | 0 | 0 | 0 | 955.216 | 0 | 0
4444 | 1254.9727 | 0 | 0 | 0 | 0 | 0 | 0 | 1254.973 | 0 | 0
4445 | 1275.6932 | 0 | 0 | 0 | 0 | 0 | 0 | 1275.693 | 0 | 0
4446 | 932.4233 | 0 | 0 | 0 | 0 | 0 | 0 | 932.423 | 0 | 0
4447 | 1058.1277 | 97.7 | 374.141 | 374.141 | 0 | 0 | 0 | 0 | 0 | 683.986
4448 | 793.1348 | 316.68 | 1348.408 | 793.134 | -555.274 | 0 | 0 | 0 | 0 | 0
4449 | 1186.5863 | 533.87 | 2352.873 | 1186.586 | -1166.287 | 0 | 0 | 0 | 0 | 0
4450 | 1347.1392 | 717.62 | 3097.248 | 1347.14 | -1750.108 | 0 | 0 | 0 | 0 | 0
4451 | 1551.5661 | 846.1 | 3589.274 | 1551.565 | -1799.377 | 0 | 238.332 | 0 | 0 | 0
4452 | 1023.2024 | 911.95 | 3838.298 | 1023.202 | -1799.377 | 0 | 1015.719 | 0 | 0 | 0
4453 | 1250.4936 | 627.66 | 2636.67 | 1250.493 | -1386.177 | 0 | 0 | 0 | 0 | 0
4454 | 1279.245 | 716.18 | 3015.32 | 1279.246 | -678.213 | 0 | 1057.861 | 0 | 0 | 0
4455 | 790.3815 | 527.54 | 2250.998 | 790.381 | 0 | 0 | 1460.617 | 0 | 0 | 0
4456 | 1057.9646 | 420.19 | 1818.885 | 1057.964 | 0 | 0 | 760.921 | 0 | 0 | 0
4457 | 1309.8432 | 129.49 | 542.018 | 542.018 | 0 | 0 | 0 | 767.825 | 0 | 0
4458 | 1349.9434 | 56.85 | 215.649 | 215.649 | 0 | 0 | 0 | 1134.295 | 0 | 0
4459 | 1201.79 | 0 | 0 | 0 | 0 | 0 | 0 | 0 | 0 | 1201.79
4460 | 1417.2834 | 0 | 0 | 0 | 0 | 0 | 0 | 0 | 0 | 1417.283
4461 | 1335.092 | 0 | 0 | 0 | 0 | 0 | 0 | 0 | 0 | 1335.092
4462 | 1290.1975 | 0 | 0 | 0 | 0 | 0 | 0 | 0 | 0 | 1290.198
4463 | 1175.544 | 0 | 0 | 0 | 0 | 0 | 0 | 0 | 0 | 1175.544
4464 | 1105.7849 | 0 | 0 | 0 | 0 | 0 | 0 | 1105.785 | 0 | 0
4465 | 1215.6037 | 0 | 0 | 0 | 0 | 0 | 0 | 1215.604 | 0 | 0
4466 | 895.1263 | 0 | 0 | 0 | 0 | 0 | 0 | 895.126 | 0 | 0
4467 | 966.2668 | 0 | 0 | 0 | 0 | 0 | 0 | 966.267 | 0 | 0
4468 | 1008.3985 | 0 | 0 | 0 | 0 | 0 | 0 | 1008.399 | 0 | 0
4469 | 1040.17 | 0 | 0 | 0 | 0 | 0 | 0 | 971.404 | 0 | 68.766
4470 | 973.1736 | 0 | 0 | 0 | 0 | 0 | 0 | 0 | 0 | 973.174
4471 | 1027.7377 | 72.08 | 281.407 | 281.407 | 0 | 0 | 0 | 0 | 0 | 746.33
4472 | 181.6015 | 214.53 | 924.423 | 181.602 | -742.821 | 0 | 0 | 0 | 0 | 0
4473 | 87.356 | 359.1 | 1548.675 | 87.356 | -1461.319 | 0 | 0 | 0 | 0 | 0
4474 | 0 | 429.06 | 1823.966 | 0 | -1799.377 | 0 | 24.589 | 0 | 0 | 0
4475 | 0 | 604.77 | 2538.494 | 0 | -1799.377 | 0 | 739.117 | 0 | 0 | 0
4476 | 0 | 724.96 | 3011.31 | 0 | -1799.377 | 0 | 1211.933 | 0 | 0 | 0
4477 | 0 | 749.98 | 3109.917 | 0 | -1532.542 | 0 | 1577.375 | 0 | 0 | 0
4478 | 0 | 703.14 | 2935.64 | 0 | 0 | 0 | 2935.64 | 0 | 0 | 0
4479 | 0 | 450.3 | 1911.449 | 0 | 0 | 0 | 1911.449 | 0 | 0 | 0
4480 | 0 | 393.31 | 1692.935 | 0 | 0 | 0 | 1692.935 | 0 | 0 | 0
4481 | 0 | 283.01 | 1213.419 | 0 | 0 | 0 | 1213.419 | 0 | 0 | 0
4482 | 0 | 88.79 | 330.634 | 0 | 0 | 0 | 330.634 | 0 | 0 | 0
4483 | 0 | 0 | 0 | 0 | 0 | 0 | 0 | 0 | 0 | 0
4484 | 0 | 0 | 0 | 0 | 0 | 0 | 0 | 0 | 0 | 0
4485 | 118.7976 | 0 | 0 | 0 | 0 | 0 | 0 | 0 | 0 | 118.798
4486 | 193.3915 | 0 | 0 | 0 | 0 | 0 | 0 | 0 | 0 | 193.391
4487 | 241.0487 | 0 | 0 | 0 | 0 | 0 | 0 | 0 | 0 | 241.049
4488 | 237.5953 | 0 | 0 | 0 | 0 | 0 | 0 | 0 | 0 | 237.595
4489 | 234.8325 | 0 | 0 | 0 | 0 | 0 | 0 | 0 | 0 | 234.833
4490 | 251.4089 | 0 | 0 | 0 | 0 | 0 | 0 | 0 | 0 | 251.409
4491 | 171.9803 | 0 | 0 | 0 | 0 | 0 | 0 | 0 | 0 | 171.98
4492 | 178.8871 | 0 | 0 | 0 | 0 | 0 | 0 | 0 | 0 | 178.887
4493 | 246.5742 | 0 | 0 | 0 | 0 | 0 | 0 | 0 | 0 | 246.574
4494 | 227.9257 | 0 | 0 | 0 | 0 | 0 | 0 | 0 | 0 | 227.926
4495 | 274.8922 | 81.17 | 316.578 | 274.893 | -41.685 | 0 | 0 | 0 | 0 | 0
4496 | 119.5695 | 298.22 | 1283.295 | 119.569 | -1163.726 | 0 | 0 | 0 | 0 | 0
4497 | 639.3445 | 421.31 | 1812.656 | 639.345 | -1134.379 | 0 | 38.932 | 0 | 0 | 0
4498 | 1147.0671 | 715.45 | 3047.675 | 1147.067 | 0 | 0 | 1900.608 | 0 | 0 | 0
4499 | 1141.3284 | 835.73 | 3490.067 | 1141.328 | 0 | 0 | 2348.739 | 0 | 0 | 0
4500 | 1174.7929 | 662.16 | 2740.074 | 1174.793 | 0 | 0 | 1565.281 | 0 | 0 | 0
4501 | 1161.3384 | 897.35 | 3709.374 | 1161.338 | 0 | 0 | 2548.036 | 0 | 0 | 0
4502 | 906.2351 | 469.01 | 1962.693 | 906.235 | 0 | 0 | 1056.458 | 0 | 0 | 0
4503 | 844.8066 | 147.96 | 607.839 | 607.839 | 0 | 0 | 0 | 0 | 0 | 236.967
4504 | 961.5296 | 387.24 | 1662.131 | 961.529 | -263.719 | 0 | 436.883 | 0 | 0 | 0
4505 | 1098.1261 | 14.69 | 36.082 | 36.082 | 0 | 0 | 0 | 1062.044 | 0 | 0
4506 | 934.1267 | 16.64 | 43.83 | 43.83 | 0 | 0 | 0 | 890.297 | 0 | 0
4507 | 1015.996 | 0 | 0 | 0 | 0 | 0 | 0 | 0 | 0 | 1015.996
4508 | 813.6256 | 0 | 0 | 0 | 0 | 0 | 0 | 0 | 0 | 813.626
4509 | 770.8032 | 0 | 0 | 0 | 0 | 0 | 0 | 0 | 0 | 770.803
4510 | 861.9735 | 0 | 0 | 0 | 0 | 0 | 0 | 0 | 0 | 861.974
4511 | 1115.4545 | 0 | 0 | 0 | 0 | 0 | 0 | 0 | 0 | 1115.455
4512 | 933.114 | 0 | 0 | 0 | 0 | 0 | 0 | 583.766 | 0 | 349.348
4513 | 1098.8781 | 0 | 0 | 0 | 0 | 0 | 0 | 1098.878 | 0 | 0
4514 | 1076.0855 | 0 | 0 | 0 | 0 | 0 | 0 | 1076.086 | 0 | 0
4515 | 1114.0731 | 0 | 0 | 0 | 0 | 0 | 0 | 1114.073 | 0 | 0
4516 | 739.0318 | 0 | 0 | 0 | 0 | 0 | 0 | 739.032 | 0 | 0
4517 | 871.6431 | 0 | 0 | 0 | 0 | 0 | 0 | 871.643 | 0 | 0
4518 | 1126.5055 | 0 | 0 | 0 | 0 | 0 | 0 | 1126.505 | 0 | 0
4519 | 891.6729 | 75.94 | 296.772 | 296.772 | 0 | 0 | 0 | 0 | 0 | 594.901
4520 | 1175.0536 | 224.52 | 967.363 | 967.363 | 0 | 0 | 0 | 0 | 0 | 207.69
4521 | 977.329 | 359.72 | 1545.922 | 977.329 | -568.593 | 0 | 0 | 0 | 0 | 0
4522 | 1380.4794 | 386.39 | 1634.42 | 1380.479 | -253.941 | 0 | 0 | 0 | 0 | 0
4523 | 1327.1344 | 630.45 | 2620.807 | 1327.135 | -1293.672 | 0 | 0 | 0 | 0 | 0
4524 | 1231.0111 | 271.25 | 1128.614 | 1128.614 | 0 | 0 | 0 | 0 | 0 | 102.397
4525 | 1202.3589 | 781.74 | 3203.263 | 1202.359 | -1799.377 | 0 | 201.527 | 0 | 0 | 0
4526 | 1118.7189 | 628.84 | 2612.351 | 1118.719 | -1493.632 | 0 | 0 | 0 | 0 | 0
4527 | 1397.5799 | 589.58 | 2478.959 | 1397.58 | -1081.379 | 0 | 0 | 0 | 0 | 0
4528 | 1387.754 | 316.76 | 1352.905 | 1352.905 | 0 | 0 | 0 | 34.849 | 0 | 0
4529 | 1404.902 | 18.61 | 52.557 | 52.557 | 0 | 0 | 0 | 1352.345 | 0 | 0
4530 | 1178.5865 | 38.23 | 135.748 | 135.748 | 0 | 0 | 0 | 1042.838 | 0 | 0
4531 | 1232.8708 | 0 | 0 | 0 | 0 | 0 | 0 | 0 | 0 | 1232.871
4532 | 1013.2333 | 0 | 0 | 0 | 0 | 0 | 0 | 0 | 0 | 1013.233
4533 | 1301.9392 | 0 | 0 | 0 | 0 | 0 | 0 | 0 | 0 | 1301.939
4534 | 1252.9006 | 0 | 0 | 0 | 0 | 0 | 0 | 0 | 0 | 1252.901
4535 | 1488.4238 | 0 | 0 | 0 | 0 | 0 | 0 | 0 | 0 | 1488.424
4536 | 1379.9864 | 0 | 0 | 0 | 0 | 0 | 0 | 1379.986 | 0 | 0
4537 | 1263.2609 | 0 | 0 | 0 | 0 | 0 | 0 | 1263.261 | 0 | 0
4538 | 1365.4821 | 0 | 0 | 0 | 0 | 0 | 0 | 1365.482 | 0 | 0
4539 | 1331.6386 | 0 | 0 | 0 | 0 | 0 | 0 | 1331.639 | 0 | 0
4540 | 1141.0098 | 0 | 0 | 0 | 0 | 0 | 0 | 1141.01 | 0 | 0
4541 | 1093.3526 | 0 | 0 | 0 | 0 | 0 | 0 | 1093.353 | 0 | 0
4542 | 949.6904 | 0 | 0 | 0 | 0 | 0 | 0 | 949.69 | 0 | 0
4543 | 966.9575 | 103.6 | 323.549 | 323.549 | 0 | 0 | 0 | 643.408 | 0 | 0
4544 | 843.7136 | 253.68 | 1093.008 | 843.714 | -249.294 | 0 | 0 | 0 | 0 | 0
4545 | 1005.3405 | 440.11 | 1892.567 | 1005.34 | -887.227 | 0 | 0 | 0 | 0 | 0
4546 | 1563.6281 | 722.53 | 3074.56 | 1563.628 | -1510.932 | 0 | 0 | 0 | 0 | 0
4547 | 1371.9495 | 848.08 | 3532.492 | 1371.949 | -1799.377 | 0 | 361.166 | 0 | 0 | 0
4548 | 1263.6571 | 664.31 | 2735.521 | 1263.657 | -1471.864 | 0 | 0 | 0 | 0 | 0
4549 | 1241.5078 | 202.73 | 833.897 | 833.897 | 0 | 0 | 0 | 407.61 | 0 | 0
4550 | 1242.3884 | 95.77 | 375.382 | 375.382 | 0 | 0 | 0 | 867.007 | 0 | 0
4551 | 1546.4283 | 95.6 | 377.483 | 377.483 | 0 | 0 | 0 | 1168.946 | 0 | 0
4552 | 1391.9206 | 54.66 | 203.908 | 203.908 | 0 | 0 | 0 | 1188.012 | 0 | 0
4553 | 1102.5551 | 35.28 | 123.385 | 123.385 | 0 | 0 | 0 | 979.17 | 0 | 0
4554 | 1208.6278 | 33.32 | 114.176 | 114.176 | 0 | 0 | 0 | 1094.452 | 0 | 0
4555 | 1185.9043 | 0 | 0 | 0 | 0 | 0 | 0 | 0 | 0 | 1185.904
4556 | 1010.4706 | 0 | 0 | 0 | 0 | 0 | 0 | 0 | 0 | 1010.471
4557 | 1031.1911 | 0 | 0 | 0 | 0 | 0 | 0 | 0 | 0 | 1031.191
4558 | 1206.6248 | 0 | 0 | 0 | 0 | 0 | 0 | 0 | 0 | 1206.625
4559 | 1274.3118 | 0 | 0 | 0 | 0 | 0 | 0 | 0 | 0 | 1274.312
4560 | 1225.2732 | 0 | 0 | 0 | 0 | 0 | 0 | 312.92 | 0 | 912.354
4561 | 1292.9603 | 0 | 0 | 0 | 0 | 0 | 0 | 1292.96 | 0 | 0
4562 | 1131.3402 | 0 | 0 | 0 | 0 | 0 | 0 | 1131.34 | 0 | 0
4563 | 1158.2769 | 0 | 0 | 0 | 0 | 0 | 0 | 1158.277 | 0 | 0
4564 | 1222.5105 | 0 | 0 | 0 | 0 | 0 | 0 | 1222.511 | 0 | 0
4565 | 826.7486 | 0 | 0 | 0 | 0 | 0 | 0 | 826.749 | 0 | 0
4566 | 1008.3985 | 0 | 0 | 0 | 0 | 0 | 0 | 1008.399 | 0 | 0
4567 | 964.1947 | 94.99 | 361.852 | 361.852 | 0 | 0 | 0 | 0 | 0 | 602.343
4568 | 949.7888 | 269.72 | 1157.577 | 949.789 | -207.788 | 0 | 0 | 0 | 0 | 0
4569 | 1299.4648 | 414.56 | 1773.742 | 1299.465 | -474.277 | 0 | 0 | 0 | 0 | 0
4570 | 1185.0608 | 489.96 | 2060.478 | 1185.06 | -875.418 | 0 | 0 | 0 | 0 | 0
4571 | 1494.3067 | 627.89 | 2597.587 | 1494.307 | -1103.28 | 0 | 0 | 0 | 0 | 0
4572 | 1253.3755 | 757.22 | 3089.121 | 1253.375 | -1799.377 | 0 | 36.369 | 0 | 0 | 0
4573 | 1225.6264 | 735.66 | 3008.92 | 1225.626 | -1783.294 | 0 | 0 | 0 | 0 | 0
4574 | 1352.7545 | 587.3 | 2432.853 | 1352.755 | -1080.098 | 0 | 0 | 0 | 0 | 0
4575 | 1293.0716 | 591.73 | 2471.818 | 1293.072 | -1178.746 | 0 | 0 | 0 | 0 | 0
4576 | 998.7617 | 378.78 | 1615.815 | 998.761 | -617.054 | 0 | 0 | 0 | 0 | 0
4577 | 1126.9881 | 162.34 | 685.667 | 685.667 | 0 | 0 | 0 | 441.321 | 0 | 0
4578 | 1225.8163 | 35.28 | 123.005 | 123.005 | 0 | 0 | 0 | 1102.811 | 0 | 0
4579 | 1032.5724 | 0 | 0 | 0 | 0 | 0 | 0 | 0 | 0 | 1032.572
4580 | 1021.5215 | 0 | 0 | 0 | 0 | 0 | 0 | 0 | 0 | 1021.521
4581 | 1216.2944 | 0 | 0 | 0 | 0 | 0 | 0 | 0 | 0 | 1216.294
4582 | 1219.0571 | 0 | 0 | 0 | 0 | 0 | 0 | 0 | 0 | 1219.057
4583 | 1163.1117 | 0 | 0 | 0 | 0 | 0 | 0 | 0 | 0 | 1163.112
4584 | 1101.6408 | 0 | 0 | 0 | 0 | 0 | 0 | 1101.641 | 0 | 0
4585 | 1022.2122 | 0 | 0 | 0 | 0 | 0 | 0 | 1022.212 | 0 | 0
4586 | 1254.9727 | 0 | 0 | 0 | 0 | 0 | 0 | 1254.973 | 0 | 0
4587 | 1133.4123 | 0 | 0 | 0 | 0 | 0 | 0 | 1133.412 | 0 | 0
4588 | 973.1736 | 0 | 0 | 0 | 0 | 0 | 0 | 973.174 | 0 | 0
4589 | 1258.4261 | 0 | 0 | 0 | 0 | 0 | 0 | 1258.426 | 0 | 0
4590 | 1203.862 | 0 | 0 | 0 | 0 | 0 | 0 | 1203.862 | 0 | 0
4591 | 1112.6918 | 52.72 | 200.063 | 200.063 | 0 | 0 | 0 | 912.629 | 0 | 0
4592 | 1002.4448 | 101.99 | 418.503 | 418.503 | 0 | 0 | 0 | 583.941 | 0 | 0
4593 | 715.8188 | 207.53 | 875.909 | 715.819 | -160.09 | 0 | 0 | 0 | 0 | 0
4594 | 888.077 | 472.76 | 1983.908 | 888.077 | -1095.831 | 0 | 0 | 0 | 0 | 0
4595 | 1386.1353 | 589.68 | 2443.857 | 1386.135 | -1057.722 | 0 | 0 | 0 | 0 | 0
4596 | 1199.0566 | 619.05 | 2556.555 | 1199.057 | -1357.498 | 0 | 0 | 0 | 0 | 0
4597 | 1228.0489 | 469.8 | 1955.149 | 1228.049 | -727.1 | 0 | 0 | 0 | 0 | 0
4598 | 1402.9448 | 566.28 | 2356.99 | 1402.944 | -954.046 | 0 | 0 | 0 | 0 | 0
4599 | 1345.1535 | 370.99 | 1564.04 | 1345.154 | -218.886 | 0 | 0 | 0 | 0 | 0
4600 | 1550.7356 | 32.36 | 108.767 | 108.767 | 0 | 0 | 0 | 1441.968 | 0 | 0
4601 | 1497.0151 | 16.65 | 44.181 | 44.181 | 0 | 0 | 0 | 1452.834 | 0 | 0
4602 | 1191.2752 | 9.79 | 15.461 | 15.461 | 0 | 0 | 0 | 1175.814 | 0 | 0
4603 | 1230.7987 | 0 | 0 | 0 | 0 | 0 | 0 | 0 | 0 | 1230.799
4604 | 1251.5192 | 0 | 0 | 0 | 0 | 0 | 0 | 0 | 0 | 1251.519
4605 | 1339.2361 | 0 | 0 | 0 | 0 | 0 | 0 | 0 | 0 | 1339.236
4606 | 1237.0149 | 0 | 0 | 0 | 0 | 0 | 0 | 0 | 0 | 1237.015
4607 | 1361.338 | 0 | 0 | 0 | 0 | 0 | 0 | 0 | 0 | 1361.338
4608 | 1507.763 | 0 | 0 | 0 | 0 | 0 | 0 | 741.932 | 0 | 765.831
4609 | 607.8018 | 0 | 0 | 0 | 0 | 0 | 0 | 607.802 | 0 | 0
4610 | 762.515 | 0 | 0 | 0 | 0 | 0 | 0 | 762.515 | 0 | 0
4611 | 928.2792 | 0 | 0 | 0 | 0 | 0 | 0 | 928.279 | 0 | 0
4612 | 756.9896 | 0 | 0 | 0 | 0 | 0 | 0 | 756.99 | 0 | 0
4613 | 800.5026 | 0 | 0 | 0 | 0 | 0 | 0 | 800.503 | 0 | 0
4614 | 622.3062 | 0 | 0 | 0 | 0 | 0 | 0 | 622.306 | 0 | 0
4615 | 551.1658 | 46.92 | 175.251 | 175.251 | 0 | 0 | 0 | 0 | 0 | 375.915
4616 | 537.6301 | 318.19 | 1349.077 | 537.631 | -811.446 | 0 | 0 | 0 | 0 | 0
4617 | 520.8758 | 536.61 | 2356.401 | 520.875 | -1799.377 | 0 | 36.149 | 0 | 0 | 0
4618 | 948.3591 | 721.75 | 3094.518 | 948.359 | -1799.377 | 0 | 346.782 | 0 | 0 | 0
4619 | 845.2702 | 854.48 | 3596.966 | 845.27 | -1799.377 | 0 | 952.319 | 0 | 0 | 0
4620 | 618.959 | 922.7 | 3848.657 | 618.959 | -1799.377 | 0 | 1430.321 | 0 | 0 | 0
4621 | 587.2298 | 525.16 | 2197.422 | 587.23 | -1125.859 | 0 | 484.333 | 0 | 0 | 0
4622 | 673.7052 | 850.13 | 3579.386 | 673.705 | 0 | 0 | 2905.681 | 0 | 0 | 0
4623 | 761.9789 | 485.35 | 2056.786 | 761.979 | 0 | 0 | 1294.807 | 0 | 0 | 0
4624 | 727.5949 | 29.42 | 96.523 | 96.523 | 0 | 0 | 0 | 631.072 | 0 | 0
4625 | 423.3979 | 21.55 | 65.09 | 65.09 | 0 | 0 | 0 | 358.307 | 0 | 0
4626 | 585.8407 | 10.77 | 19.516 | 19.516 | 0 | 0 | 0 | 566.324 | 0 | 0
4627 | 736.9597 | 0 | 0 | 0 | 0 | 0 | 0 | 0 | 0 | 736.96
4628 | 609.1832 | 0 | 0 | 0 | 0 | 0 | 0 | 0 | 0 | 609.183
4629 | 715.5485 | 0 | 0 | 0 | 0 | 0 | 0 | 0 | 0 | 715.549
4630 | 707.951 | 0 | 0 | 0 | 0 | 0 | 0 | 0 | 0 | 707.951
4631 | 652.0056 | 0 | 0 | 0 | 0 | 0 | 0 | 0 | 0 | 652.006
4632 | 602.2764 | 0 | 0 | 0 | 0 | 0 | 0 | 602.276 | 0 | 0
4633 | 1192.8111 | 0 | 0 | 0 | 0 | 0 | 0 | 1192.811 | 0 | 0
4634 | 1270.8584 | 0 | 0 | 0 | 0 | 0 | 0 | 1270.858 | 0 | 0
4635 | 1317.8249 | 0 | 0 | 0 | 0 | 0 | 0 | 966.624 | 0 | 351.201
4636 | 1299.8671 | 0 | 0 | 0 | 0 | 0 | 0 | 0 | 0 | 1299.867
4637 | 1154.1328 | 0 | 0 | 0 | 0 | 0 | 0 | 0 | 0 | 1154.133
4638 | 1298.4857 | 0 | 0 | 0 | 0 | 0 | 0 | 0 | 0 | 1298.486
4639 | 998.7289 | 101.39 | 315.887 | 315.887 | 0 | 0 | 0 | 0 | 0 | 682.842
4640 | 130.6101 | 318.23 | 1343.968 | 130.61 | -1213.358 | 0 | 0 | 0 | 0 | 0
4641 | 175.9232 | 536.49 | 2337.049 | 175.923 | -1799.377 | 0 | 361.749 | 0 | 0 | 0
4642 | 234.3197 | 722.37 | 3067.027 | 234.319 | -1799.377 | 0 | 1033.331 | 0 | 0 | 0
4643 | 194.8402 | 507.75 | 2122.952 | 194.839 | -1799.377 | 0 | 128.736 | 0 | 0 | 0
4644 | 182.0764 | 406.52 | 1699.267 | 182.076 | -1517.191 | 0 | 0 | 0 | 0 | 0
4645 | 203.5454 | 390.82 | 1634.862 | 203.546 | -1006.133 | 0 | 425.183 | 0 | 0 | 0
4646 | 203.7794 | 588.73 | 2463.504 | 203.78 | 0 | 0 | 2259.724 | 0 | 0 | 0
4647 | 223.5096 | 593.41 | 2507.532 | 223.51 | 0 | 0 | 2284.022 | 0 | 0 | 0
4648 | 227.8445 | 453.63 | 1948.862 | 227.844 | 0 | 0 | 1721.018 | 0 | 0 | 0
4649 | 436.2411 | 20.57 | 60.588 | 60.588 | 0 | 0 | 0 | 0 | 0 | 375.653
4650 | 395.2318 | 67.63 | 258.578 | 258.578 | 0 | 0 | 0 | 0 | 0 | 136.654
4651 | 255.553 | 0 | 0 | 0 | 0 | 0 | 0 | 0 | 0 | 255.553
4652 | 228.6164 | 0 | 0 | 0 | 0 | 0 | 0 | 0 | 0 | 228.616
4653 | 206.5145 | 0 | 0 | 0 | 0 | 0 | 0 | 0 | 0 | 206.514
4654 | 243.8114 | 0 | 0 | 0 | 0 | 0 | 0 | 0 | 0 | 243.811
4655 | 205.1331 | 0 | 0 | 0 | 0 | 0 | 0 | 0 | 0 | 205.133
4656 | 192.7008 | 0 | 0 | 0 | 0 | 0 | 0 | 0 | 0 | 192.701
4657 | 223.7816 | 0 | 0 | 0 | 0 | 0 | 0 | 0 | 0 | 223.782
4658 | 188.5567 | 0 | 0 | 0 | 0 | 0 | 0 | 0 | 0 | 188.557
4659 | 172.671 | 0 | 0 | 0 | 0 | 0 | 0 | 0 | 0 | 172.671
4660 | 181.6499 | 0 | 0 | 0 | 0 | 0 | 0 | 0 | 0 | 181.65
4661 | 106.3653 | 0 | 0 | 0 | 0 | 0 | 0 | 0 | 0 | 106.365
4662 | 155.4039 | 0 | 0 | 0 | 0 | 0 | 0 | 0 | 0 | 155.404
4663 | 132.6113 | 100.53 | 324.048 | 132.612 | -191.436 | 0 | 0 | 0 | 0 | 0
4664 | 210.6517 | 313.29 | 1321.365 | 210.652 | -1110.713 | 0 | 0 | 0 | 0 | 0
4665 | 378.0493 | 530.49 | 2304.32 | 378.049 | -1799.377 | 0 | 126.894 | 0 | 0 | 0
4666 | 837.0277 | 715.66 | 3022.592 | 837.029 | -95.883 | 0 | 2089.68 | 0 | 0 | 0
4667 | 1269.6825 | 566.89 | 2350.545 | 1269.682 | 0 | 0 | 1080.863 | 0 | 0 | 0
4668 | 1312.5904 | 784.48 | 3200.867 | 1312.59 | 0 | 0 | 1888.277 | 0 | 0 | 0
4669 | 1239.8562 | 763.38 | 3123.713 | 1239.856 | 0 | 0 | 1883.857 | 0 | 0 | 0
4670 | 1427.338 | 837.46 | 3478.961 | 1427.338 | 0 | 0 | 2051.623 | 0 | 0 | 0
4671 | 1379.6333 | 704.34 | 2980.314 | 1379.634 | 0 | 0 | 1600.68 | 0 | 0 | 0
4672 | 1408.1145 | 443.87 | 1895.173 | 1408.115 | 0 | 0 | 487.058 | 0 | 0 | 0
4673 | 1482.0911 | 301.48 | 1261.865 | 1261.865 | 0 | 0 | 0 | 220.227 | 0 | 0
4674 | 1357.8284 | 94.64 | 308.49 | 308.49 | 0 | 0 | 0 | 995.244 | 0 | 54.094
4675 | 1372.3889 | 0 | 0 | 0 | 0 | 0 | 0 | 0 | 0 | 1372.389
4676 | 1344.7616 | 0 | 0 | 0 | 0 | 0 | 0 | 0 | 0 | 1344.762
4677 | 1383.4399 | 0 | 0 | 0 | 0 | 0 | 0 | 0 | 0 | 1383.44
4678 | 1246.6844 | 0 | 0 | 0 | 0 | 0 | 0 | 0 | 0 | 1246.684
4679 | 1187.2856 | 0 | 0 | 0 | 0 | 0 | 0 | 0 | 0 | 1187.286
4680 | 944.1649 | 0 | 0 | 0 | 0 | 0 | 0 | 0 | 0 | 944.165
4681 | 1060.1998 | 0 | 0 | 0 | 0 | 0 | 0 | 1060.2 | 0 | 0
4682 | 1112.0011 | 0 | 0 | 0 | 0 | 0 | 0 | 1112.001 | 0 | 0
4683 | 985.6059 | 0 | 0 | 0 | 0 | 0 | 0 | 985.606 | 0 | 0
4684 | 1117.5266 | 0 | 0 | 0 | 0 | 0 | 0 | 1117.527 | 0 | 0
4685 | 919.991 | 0 | 0 | 0 | 0 | 0 | 0 | 919.991 | 0 | 0
4686 | 716.2392 | 0 | 0 | 0 | 0 | 0 | 0 | 716.239 | 0 | 0
4687 | 888.9102 | 55.77 | 213.553 | 213.553 | 0 | 0 | 0 | 0 | 0 | 675.357
4688 | 709.9428 | 272.52 | 1173.259 | 709.942 | -463.317 | 0 | 0 | 0 | 0 | 0
4689 | 511.2727 | 535.68 | 2340.011 | 511.272 | -1799.377 | 0 | 29.362 | 0 | 0 | 0
4690 | 207.6748 | 721.43 | 3074.951 | 207.675 | -1799.377 | 0 | 1067.899 | 0 | 0 | 0
4691 | 138.7688 | 849.15 | 3554.693 | 138.768 | -1799.377 | 0 | 1616.548 | 0 | 0 | 0
4692 | 202.4179 | 917.34 | 3801.995 | 202.417 | -1799.377 | 0 | 1800.201 | 0 | 0 | 0
4693 | 689.9172 | 915.92 | 3798.189 | 689.917 | -1473.989 | 0 | 1634.283 | 0 | 0 | 0
4694 | 1105.1745 | 645.64 | 2689.284 | 1105.174 | 0 | 0 | 1584.11 | 0 | 0 | 0
4695 | 1065.5889 | 502.08 | 2119.594 | 1065.589 | 0 | 0 | 1054.005 | 0 | 0 | 0
4696 | 1205.8909 | 338.18 | 1444.404 | 1205.891 | 0 | 0 | 238.513 | 0 | 0 | 0
4697 | 1007.9081 | 137.76 | 576.005 | 576.005 | 0 | 0 | 0 | 0 | 0 | 431.903
4698 | 1302.5098 | 40.19 | 144.028 | 144.028 | 0 | 0 | 0 | 0 | 0 | 1158.482
4699 | 973.1736 | 0 | 0 | 0 | 0 | 0 | 0 | 0 | 0 | 973.174
4700 | 879.9313 | 0 | 0 | 0 | 0 | 0 | 0 | 0 | 0 | 879.931
4701 | 879.2406 | 0 | 0 | 0 | 0 | 0 | 0 | 0 | 0 | 879.241
4702 | 925.5164 | 0 | 0 | 0 | 0 | 0 | 0 | 0 | 0 | 925.516
4703 | 1076.0855 | 0 | 0 | 0 | 0 | 0 | 0 | 0 | 0 | 1076.086
4704 | 1077.4669 | 0 | 0 | 0 | 0 | 0 | 0 | 0 | 0 | 1077.467
4705 | 1165.8744 | 0 | 0 | 0 | 0 | 0 | 0 | 1165.874 | 0 | 0
4706 | 1019.4494 | 0 | 0 | 0 | 0 | 0 | 0 | 1019.449 | 0 | 0
4707 | 1090.5899 | 0 | 0 | 0 | 0 | 0 | 0 | 1090.59 | 0 | 0
4708 | 797.7399 | 0 | 0 | 0 | 0 | 0 | 0 | 797.74 | 0 | 0
4709 | 1000.1103 | 0 | 0 | 0 | 0 | 0 | 0 | 1000.11 | 0 | 0
4710 | 815.6977 | 0 | 0 | 0 | 0 | 0 | 0 | 693.175 | 0 | 122.523
4711 | 1003.5637 | 100.09 | 319.71 | 319.71 | 0 | 0 | 0 | 0 | 0 | 683.854
4712 | 951.6977 | 306.25 | 1315.3 | 951.698 | -363.602 | 0 | 0 | 0 | 0 | 0
4713 | 1121.6603 | 421.71 | 1807.406 | 1121.661 | -685.745 | 0 | 0 | 0 | 0 | 0
4714 | 1083.6407 | 585.03 | 2448.014 | 1083.641 | -1364.373 | 0 | 0 | 0 | 0 | 0
4715 | 1503.6577 | 647.93 | 2662.094 | 1503.658 | -1158.436 | 0 | 0 | 0 | 0 | 0
4716 | 1480.6329 | 758.01 | 3059.931 | 1480.633 | -1579.298 | 0 | 0 | 0 | 0 | 0
4717 | 1652.4707 | 710.88 | 2872.141 | 1652.471 | -1219.67 | 0 | 0 | 0 | 0 | 0
4718 | 1615.0866 | 753.05 | 3040.052 | 1615.086 | -1424.966 | 0 | 0 | 0 | 0 | 0
4719 | 1540.0611 | 707.97 | 2944.441 | 1540.06 | -1338.722 | 0 | 65.659 | 0 | 0 | 0
4720 | 1743.6635 | 362.49 | 1528.06 | 1528.06 | 0 | 0 | 0 | 215.604 | 0 | 0
4721 | 1217.598 | 139.71 | 579.754 | 579.754 | 0 | 0 | 0 | 637.844 | 0 | 0
4722 | 1425.4723 | 26.45 | 84.46 | 84.46 | 0 | 0 | 0 | 1341.013 | 0 | 0
4723 | 1408.9952 | 0 | 0 | 0 | 0 | 0 | 0 | 0 | 0 | 1408.995
4724 | 1178.3067 | 0 | 0 | 0 | 0 | 0 | 0 | 0 | 0 | 1178.307
4725 | 1460.1058 | 0 | 0 | 0 | 0 | 0 | 0 | 0 | 0 | 1460.106
4726 | 1165.1837 | 0 | 0 | 0 | 0 | 0 | 0 | 0 | 0 | 1165.184
4727 | 1237.7056 | 0 | 0 | 0 | 0 | 0 | 0 | 0 | 0 | 1237.706
4728 | 1343.3802 | 0 | 0 | 0 | 0 | 0 | 0 | 1343.38 | 0 | 0
4729 | 1258.4261 | 0 | 0 | 0 | 0 | 0 | 0 | 1258.426 | 0 | 0
4730 | 1290.1975 | 0 | 0 | 0 | 0 | 0 | 0 | 1290.198 | 0 | 0
4731 | 1518.8139 | 0 | 0 | 0 | 0 | 0 | 0 | 1518.814 | 0 | 0
4732 | 1493.2586 | 0 | 0 | 0 | 0 | 0 | 0 | 1493.259 | 0 | 0
4733 | 1221.1291 | 0 | 0 | 0 | 0 | 0 | 0 | 1221.129 | 0 | 0
4734 | 1216.2944 | 0 | 0 | 0 | 0 | 0 | 0 | 1216.294 | 0 | 0
4735 | 1270.1677 | 82.09 | 316.192 | 316.192 | 0 | 0 | 0 | 87.759 | 0 | 866.216
4736 | 1420.868 | 245.85 | 1059.893 | 1059.893 | 0 | 0 | 0 | 0 | 0 | 360.975
4737 | 1032.7373 | 408.81 | 1762.936 | 1032.737 | -730.199 | 0 | 0 | 0 | 0 | 0
4738 | 983.6487 | 547.94 | 2323.474 | 983.649 | -1339.825 | 0 | 0 | 0 | 0 | 0
4739 | 1036.9712 | 625.51 | 2617.652 | 1036.971 | -1580.681 | 0 | 0 | 0 | 0 | 0
4740 | 1264.5447 | 631.45 | 2627.025 | 1264.544 | -1362.481 | 0 | 0 | 0 | 0 | 0
4741 | 1287.5099 | 738.42 | 3050.037 | 1287.51 | -1762.527 | 0 | 0 | 0 | 0 | 0
4742 | 1054.9635 | 680.13 | 2823.463 | 1054.963 | -1768.5 | 0 | 0 | 0 | 0 | 0
4743 | 1243.8855 | 236.97 | 991.405 | 991.405 | 0 | 0 | 0 | 252.481 | 0 | 0
4744 | 986.9251 | 193.62 | 812.92 | 812.92 | 0 | 0 | 0 | 174.005 | 0 | 0
4745 | 1104.938 | 236.51 | 1008.769 | 1008.769 | 0 | 0 | 0 | 96.169 | 0 | 0
4746 | 1034.1178 | 5.87 | 0 | 0 | 0 | 0 | 0 | 444.1 | 0 | 590.018
4747 | 840.5623 | 0 | 0 | 0 | 0 | 0 | 0 | 0 | 0 | 840.562
4748 | 1201.79 | 0 | 0 | 0 | 0 | 0 | 0 | 0 | 0 | 1201.79
4749 | 714.1672 | 0 | 0 | 0 | 0 | 0 | 0 | 0 | 0 | 714.167
4750 | 1128.5775 | 0 | 0 | 0 | 0 | 0 | 0 | 0 | 0 | 1128.578
4751 | 844.7064 | 0 | 0 | 0 | 0 | 0 | 0 | 0 | 0 | 844.706
4752 | 1005.6358 | 0 | 0 | 0 | 0 | 0 | 0 | 0 | 0 | 1005.636
4753 | 1029.119 | 0 | 0 | 0 | 0 | 0 | 0 | 1029.119 | 0 | 0
4754 | 1085.7551 | 0 | 0 | 0 | 0 | 0 | 0 | 1085.755 | 0 | 0
4755 | 1188.667 | 0 | 0 | 0 | 0 | 0 | 0 | 1188.667 | 0 | 0
4756 | 1035.3352 | 0 | 0 | 0 | 0 | 0 | 0 | 1035.335 | 0 | 0
4757 | 943.4742 | 0 | 0 | 0 | 0 | 0 | 0 | 943.474 | 0 | 0
4758 | 1012.5426 | 0 | 0 | 0 | 0 | 0 | 0 | 1012.543 | 0 | 0
4759 | 1096.806 | 12.73 | 27.966 | 27.966 | 0 | 0 | 0 | 0 | 0 | 1068.84
4760 | 934.3477 | 34.3 | 120.468 | 120.468 | 0 | 0 | 0 | 0 | 0 | 813.88
4761 | 1094.2419 | 429.02 | 1849.349 | 1094.242 | -755.107 | 0 | 0 | 0 | 0 | 0
4762 | 1260.8348 | 602.89 | 2547.64 | 1260.835 | -1286.805 | 0 | 0 | 0 | 0 | 0
4763 | 1083.1262 | 596.29 | 2493.849 | 1083.127 | -1410.722 | 0 | 0 | 0 | 0 | 0
4764 | 1249.8858 | 691.6 | 2866.585 | 1249.886 | -1616.699 | 0 | 0 | 0 | 0 | 0
4765 | 1115.5132 | 729.3 | 3020.009 | 1115.513 | -1799.377 | 0 | 105.119 | 0 | 0 | 0
4766 | 1150.3401 | 639.18 | 2674.446 | 1150.34 | -1524.106 | 0 | 0 | 0 | 0 | 0
4767 | 1467.4236 | 534.82 | 2271.483 | 1467.423 | -741.995 | 0 | 62.065 | 0 | 0 | 0
4768 | 1501.2835 | 483.77 | 2096.249 | 1501.283 | 0 | 0 | 594.966 | 0 | 0 | 0
4769 | 1430.4064 | 271.4 | 1174.177 | 1174.177 | 0 | 0 | 0 | 256.23 | 0 | 0
4770 | 1592.421 | 88.93 | 335.018 | 335.018 | 0 | 0 | 0 | 1257.403 | 0 | 0
4771 | 1372.3889 | 0 | 0 | 0 | 0 | 0 | 0 | 0 | 0 | 1372.389
4772 | 1328.8758 | 0 | 0 | 0 | 0 | 0 | 0 | 0 | 0 | 1328.876
4773 | 1486.3518 | 0 | 0 | 0 | 0 | 0 | 0 | 0 | 0 | 1486.352
4774 | 1364.1007 | 0 | 0 | 0 | 0 | 0 | 0 | 0 | 0 | 1364.101
4775 | 1410.3765 | 0 | 0 | 0 | 0 | 0 | 0 | 0 | 0 | 1410.377
4776 | 1210.7689 | 0 | 0 | 0 | 0 | 0 | 0 | 777.187 | 0 | 433.582
4777 | 1007.0171 | 0 | 0 | 0 | 0 | 0 | 0 | 1007.017 | 0 | 0
4778 | 820.5325 | 0 | 0 | 0 | 0 | 0 | 0 | 820.532 | 0 | 0
4779 | 1060.8905 | 0 | 0 | 0 | 0 | 0 | 0 | 1060.89 | 0 | 0
4780 | 1237.7056 | 0 | 0 | 0 | 0 | 0 | 0 | 1237.706 | 0 | 0
4781 | 960.7413 | 0 | 0 | 0 | 0 | 0 | 0 | 960.741 | 0 | 0
4782 | 1200.4086 | 0 | 0 | 0 | 0 | 0 | 0 | 1200.409 | 0 | 0
4783 | 1122.3613 | 99.82 | 309.861 | 309.861 | 0 | 0 | 0 | 0 | 0 | 812.501
4784 | 1070.4651 | 317.85 | 1355.726 | 1070.466 | -285.26 | 0 | 0 | 0 | 0 | 0
4785 | 1185.2757 | 538.67 | 2382.878 | 1185.276 | -1197.602 | 0 | 0 | 0 | 0 | 0
4786 | 1241.5501 | 520.03 | 2221.61 | 1241.55 | -980.06 | 0 | 0 | 0 | 0 | 0
4787 | 1273.3423 | 652.21 | 2743.297 | 1273.342 | -1469.955 | 0 | 0 | 0 | 0 | 0
4788 | 1429.0673 | 929.29 | 3893.54 | 1429.067 | -1799.377 | 0 | 665.096 | 0 | 0 | 0
4789 | 1265.5332 | 658.53 | 2749.81 | 1265.533 | -1484.277 | 0 | 0 | 0 | 0 | 0
4790 | 1185.2801 | 679.89 | 2845.33 | 1185.28 | -1660.05 | 0 | 0 | 0 | 0 | 0
4791 | 1296.2238 | 669.75 | 2814.317 | 1296.224 | -258.231 | 0 | 1259.862 | 0 | 0 | 0
4792 | 1491.7106 | 386.56 | 1659.662 | 1491.71 | 0 | 0 | 167.952 | 0 | 0 | 0
4793 | 1623.4698 | 167.8 | 710.416 | 710.416 | 0 | 0 | 0 | 913.053 | 0 | 0
4794 | 1365.0331 | 9.79 | 15.45 | 15.45 | 0 | 0 | 0 | 1349.583 | 0 | 0
4795 | 1483.589 | 0 | 0 | 0 | 0 | 0 | 0 | 0 | 0 | 1483.589
4796 | 1207.3155 | 0 | 0 | 0 | 0 | 0 | 0 | 0 | 0 | 1207.315
4797 | 1394.4908 | 0 | 0 | 0 | 0 | 0 | 0 | 0 | 0 | 1394.491
4798 | 1198.3366 | 0 | 0 | 0 | 0 | 0 | 0 | 0 | 0 | 1198.337
4799 | 1087.8272 | 0 | 0 | 0 | 0 | 0 | 0 | 0 | 0 | 1087.827
4800 | 982.8432 | 0 | 0 | 0 | 0 | 0 | 0 | 982.843 | 0 | 0
4801 | 1308.846 | 0 | 0 | 0 | 0 | 0 | 0 | 1308.846 | 0 | 0
4802 | 1232.1801 | 0 | 0 | 0 | 0 | 0 | 0 | 1232.18 | 0 | 0
4803 | 1165.8744 | 0 | 0 | 0 | 0 | 0 | 0 | 1165.874 | 0 | 0
4804 | 1230.108 | 0 | 0 | 0 | 0 | 0 | 0 | 1230.108 | 0 | 0
4805 | 1178.9974 | 0 | 0 | 0 | 0 | 0 | 0 | 1178.997 | 0 | 0
4806 | 1110.6197 | 0 | 0 | 0 | 0 | 0 | 0 | 62.059 | 0 | 1048.561
4807 | 929.6605 | 39.21 | 141.604 | 141.604 | 0 | 0 | 0 | 0 | 0 | 788.056
4808 | 777.6212 | 312.3 | 1327.017 | 777.621 | -549.396 | 0 | 0 | 0 | 0 | 0
4809 | 947.273 | 400.15 | 1726.944 | 947.273 | -779.671 | 0 | 0 | 0 | 0 | 0
4810 | 1179.9083 | 338.99 | 1438.226 | 1179.909 | -258.317 | 0 | 0 | 0 | 0 | 0
4811 | 1059.5877 | 594.8 | 2494.976 | 1059.588 | -1435.388 | 0 | 0 | 0 | 0 | 0
4812 | 1194.5136 | 552.01 | 2307.452 | 1194.514 | -1112.938 | 0 | 0 | 0 | 0 | 0
4813 | 1267.6269 | 696.77 | 2892.484 | 1267.626 | -1624.858 | 0 | 0 | 0 | 0 | 0
4814 | 887.0799 | 662.28 | 2765.328 | 887.08 | -1799.377 | 0 | 78.871 | 0 | 0 | 0
4815 | 1241.5596 | 609.05 | 2573.211 | 1241.56 | -1331.651 | 0 | 0 | 0 | 0 | 0
4816 | 536.721 | 390.93 | 1678.895 | 536.72 | -243.216 | 0 | 898.959 | 0 | 0 | 0
4817 | 511.4393 | 196.5 | 838.156 | 511.439 | 0 | 0 | 326.717 | 0 | 0 | 0
4818 | 220.4508 | 59.13 | 224.835 | 220.451 | 0 | 0 | 4.384 | 0 | 0 | 0
4819 | 219.6375 | 0 | 0 | 0 | 0 | 0 | 0 | 0 | 0 | 219.637
4820 | 234.8325 | 0 | 0 | 0 | 0 | 0 | 0 | 0 | 0 | 234.833
4821 | 155.4039 | 0 | 0 | 0 | 0 | 0 | 0 | 0 | 0 | 155.404
4822 | 212.04 | 0 | 0 | 0 | 0 | 0 | 0 | 0 | 0 | 212.04
4823 | 91.1703 | 0 | 0 | 0 | 0 | 0 | 0 | 0 | 0 | 91.17
4824 | 85.6448 | 0 | 0 | 0 | 0 | 0 | 0 | 0 | 0 | 85.645
4825 | 78.738 | 0 | 0 | 0 | 0 | 0 | 0 | 0 | 0 | 78.738
4826 | 84.9541 | 0 | 0 | 0 | 0 | 0 | 0 | 0 | 0 | 84.954
4827 | 77.3566 | 0 | 0 | 0 | 0 | 0 | 0 | 0 | 0 | 77.357
4828 | 82.1914 | 0 | 0 | 0 | 0 | 0 | 0 | 0 | 0 | 82.191
4829 | 78.738 | 0 | 0 | 0 | 0 | 0 | 0 | 0 | 0 | 78.738
4830 | 83.5728 | 0 | 0 | 0 | 0 | 0 | 0 | 0 | 0 | 83.573
4831 | 66.9963 | 71.86 | 278.898 | 66.996 | -211.902 | 0 | 0 | 0 | 0 | 0
4832 | 81.1985 | 220.74 | 954.258 | 81.199 | -873.059 | 0 | 0 | 0 | 0 | 0
4833 | 713.0577 | 338.95 | 1464.113 | 713.058 | -566.881 | 0 | 184.174 | 0 | 0 | 0
4834 | 1109.9109 | 596.18 | 2539.87 | 1109.911 | 0 | 0 | 1429.959 | 0 | 0 | 0
4835 | 1211.7488 | 745.4 | 3125.61 | 1211.748 | 0 | 0 | 1913.862 | 0 | 0 | 0
4836 | 1105.1884 | 926.97 | 3896.977 | 1105.188 | 0 | 0 | 2791.789 | 0 | 0 | 0
4837 | 969.134 | 733.96 | 3061.137 | 969.134 | 0 | 0 | 2092.003 | 0 | 0 | 0
4838 | 1192.262 | 524.59 | 2207.978 | 1192.262 | 0 | 0 | 1015.716 | 0 | 0 | 0
4839 | 1204.9136 | 546.24 | 2314.712 | 1204.913 | 0 | 0 | 1109.799 | 0 | 0 | 0
4840 | 1193.8661 | 432.42 | 1856.701 | 1193.867 | 0 | 0 | 662.834 | 0 | 0 | 0
4841 | 893.7415 | 163.68 | 692.197 | 692.197 | 0 | 0 | 0 | 201.544 | 0 | 0
4842 | 898.8077 | 25.47 | 80.994 | 80.994 | 0 | 0 | 0 | 817.814 | 0 | 0
4843 | 882.694 | 0 | 0 | 0 | 0 | 0 | 0 | 0 | 0 | 882.694
4844 | 1020.8308 | 0 | 0 | 0 | 0 | 0 | 0 | 0 | 0 | 1020.831
4845 | 1455.9617 | 0 | 0 | 0 | 0 | 0 | 0 | 0 | 0 | 1455.962
4846 | 774.9473 | 0 | 0 | 0 | 0 | 0 | 0 | 0 | 0 | 774.947
4847 | 1051.2209 | 0 | 0 | 0 | 0 | 0 | 0 | 0 | 0 | 1051.221
4848 | 1114.0731 | 0 | 0 | 0 | 0 | 0 | 0 | 1114.073 | 0 | 0
4849 | 966.9575 | 0 | 0 | 0 | 0 | 0 | 0 | 966.957 | 0 | 0
4850 | 895.1263 | 0 | 0 | 0 | 0 | 0 | 0 | 895.126 | 0 | 0
4851 | 941.4022 | 0 | 0 | 0 | 0 | 0 | 0 | 941.402 | 0 | 0
4852 | 939.3301 | 0 | 0 | 0 | 0 | 0 | 0 | 939.33 | 0 | 0
4853 | 1111.3104 | 0 | 0 | 0 | 0 | 0 | 0 | 1111.31 | 0 | 0
4854 | 1126.5055 | 0 | 0 | 0 | 0 | 0 | 0 | 1126.505 | 0 | 0
4855 | 1100.2595 | 97.79 | 319.46 | 319.46 | 0 | 0 | 0 | 445.722 | 0 | 335.078
4856 | 882.8235 | 200.67 | 862.509 | 862.509 | 0 | 0 | 0 | 0 | 0 | 20.314
4857 | 886.201 | 348.05 | 1501.09 | 886.201 | -614.889 | 0 | 0 | 0 | 0 | 0
4858 | 1103.5739 | 412.36 | 1753.591 | 1103.574 | -650.017 | 0 | 0 | 0 | 0 | 0
4859 | 1112.4017 | 584.12 | 2457.88 | 1112.402 | -1345.478 | 0 | 0 | 0 | 0 | 0
4860 | 1166.9312 | 595.95 | 2496.788 | 1166.931 | -1329.857 | 0 | 0 | 0 | 0 | 0
4861 | 990.0065 | 750.35 | 3128.233 | 990.006 | -1799.377 | 0 | 338.85 | 0 | 0 | 0
4862 | 1284.0444 | 367.96 | 1552.22 | 1284.044 | -268.176 | 0 | 0 | 0 | 0 | 0
4863 | 1002.3878 | 274.51 | 1161.179 | 1002.388 | -158.791 | 0 | 0 | 0 | 0 | 0
4864 | 1384.9171 | 204.9 | 868.887 | 868.887 | 0 | 0 | 0 | 516.031 | 0 | 0
4865 | 1471.9052 | 79.26 | 317.472 | 317.472 | 0 | 0 | 0 | 859.851 | 0 | 294.581
4866 | 1181.0885 | 58.08 | 220.944 | 220.944 | 0 | 0 | 0 | 0 | 0 | 960.145
4867 | 1185.2136 | 0 | 0 | 0 | 0 | 0 | 0 | 0 | 0 | 1185.214
4868 | 1040.17 | 0 | 0 | 0 | 0 | 0 | 0 | 0 | 0 | 1040.17
4869 | 1251.5192 | 0 | 0 | 0 | 0 | 0 | 0 | 0 | 0 | 1251.519
4870 | 1156.8955 | 0 | 0 | 0 | 0 | 0 | 0 | 0 | 0 | 1156.896
4871 | 1042.9327 | 0 | 0 | 0 | 0 | 0 | 0 | 0 | 0 | 1042.933
4872 | 1049.8395 | 0 | 0 | 0 | 0 | 0 | 0 | 0 | 0 | 1049.84
4873 | 880.622 | 0 | 0 | 0 | 0 | 0 | 0 | 880.622 | 0 | 0
4874 | 931.0419 | 0 | 0 | 0 | 0 | 0 | 0 | 931.042 | 0 | 0
4875 | 782.5449 | 0 | 0 | 0 | 0 | 0 | 0 | 782.545 | 0 | 0
4876 | 743.1759 | 0 | 0 | 0 | 0 | 0 | 0 | 743.176 | 0 | 0
4877 | 860.5921 | 0 | 0 | 0 | 0 | 0 | 0 | 860.592 | 0 | 0
4878 | 848.8505 | 0 | 0 | 0 | 0 | 0 | 0 | 848.851 | 0 | 0
4879 | 506.2713 | 72.38 | 279.391 | 279.391 | 0 | 0 | 0 | 0 | 0 | 226.88
4880 | 90.0212 | 196.43 | 845.355 | 90.021 | -755.334 | 0 | 0 | 0 | 0 | 0
4881 | 76.9871 | 441.29 | 1918.223 | 76.987 | -1799.377 | 0 | 41.859 | 0 | 0 | 0
4882 | 90.8526 | 572.73 | 2448.858 | 90.852 | -1799.377 | 0 | 558.629 | 0 | 0 | 0
4883 | 77.379 | 688.37 | 2904.678 | 77.379 | -1799.377 | 0 | 1027.922 | 0 | 0 | 0
4884 | 103.2926 | 750.7 | 3144.402 | 103.292 | -1799.377 | 0 | 1241.733 | 0 | 0 | 0
4885 | 71.5652 | 710.93 | 2978.994 | 71.565 | -1181.972 | 0 | 1725.457 | 0 | 0 | 0
4886 | 75.749 | 649.69 | 2740.884 | 75.749 | 0 | 0 | 2665.135 | 0 | 0 | 0
4887 | 91.6762 | 600.16 | 2561.414 | 91.676 | 0 | 0 | 2469.738 | 0 | 0 | 0
4888 | 85.3392 | 398.12 | 1721.853 | 85.339 | 0 | 0 | 1636.514 | 0 | 0 | 0
4889 | 76.2014 | 267.55 | 1154.389 | 76.202 | 0 | 0 | 1078.187 | 0 | 0 | 0
4890 | 81.8383 | 88.51 | 332.968 | 81.839 | 0 | 0 | 251.129 | 0 | 0 | 0
4891 | 78.0473 | 0 | 0 | 0 | 0 | 0 | 0 | 0 | 0 | 78.047
4892 | 82.8821 | 0 | 0 | 0 | 0 | 0 | 0 | 0 | 0 | 82.882
4893 | 75.2845 | 0 | 0 | 0 | 0 | 0 | 0 | 0 | 0 | 75.285
4894 | 79.4286 | 0 | 0 | 0 | 0 | 0 | 0 | 0 | 0 | 79.429
4895 | 75.9752 | 0 | 0 | 0 | 0 | 0 | 0 | 0 | 0 | 75.975
4896 | 78.738 | 0 | 0 | 0 | 0 | 0 | 0 | 0 | 0 | 78.738
4897 | 74.5939 | 0 | 0 | 0 | 0 | 0 | 0 | 0 | 0 | 74.594
4898 | 80.81 | 0 | 0 | 0 | 0 | 0 | 0 | 0 | 0 | 80.81
4899 | 74.5939 | 0 | 0 | 0 | 0 | 0 | 0 | 0 | 0 | 74.594
4900 | 77.3566 | 0 | 0 | 0 | 0 | 0 | 0 | 0 | 0 | 77.357
4901 | 71.8311 | 0 | 0 | 0 | 0 | 0 | 0 | 0 | 0 | 71.831
4902 | 79.4286 | 0 | 0 | 0 | 0 | 0 | 0 | 0 | 0 | 79.429
4903 | 66.3057 | 42.13 | 154.013 | 66.306 | -87.707 | 0 | 0 | 0 | 0 | 0
4904 | 72.9207 | 129.94 | 545.439 | 72.921 | -472.518 | 0 | 0 | 0 | 0 | 0
4905 | 154.285 | 362.47 | 1566.843 | 154.285 | -473.617 | 0 | 938.941 | 0 | 0 | 0
4906 | 105.3492 | 576.18 | 2460.105 | 105.349 | 0 | 0 | 2354.756 | 0 | 0 | 0
4907 | 130.5488 | 663.59 | 2802.582 | 130.549 | 0 | 0 | 2672.033 | 0 | 0 | 0
4908 | 202.7269 | 625.23 | 2633.963 | 202.727 | 0 | 0 | 2431.236 | 0 | 0 | 0
4909 | 354.6912 | 464.85 | 1965.321 | 354.692 | 0 | 0 | 1610.629 | 0 | 0 | 0
4910 | 688.6006 | 549.88 | 2334.71 | 688.6 | 0 | 0 | 1646.11 | 0 | 0 | 0
4911 | 987.823 | 458.34 | 1963.236 | 987.823 | 0 | 0 | 975.413 | 0 | 0 | 0
4912 | 1032.5448 | 412.68 | 1792.058 | 1032.545 | 0 | 0 | 759.513 | 0 | 0 | 0
4913 | 1329.4033 | 191.54 | 822.638 | 822.638 | 0 | 0 | 0 | 506.765 | 0 | 0
4914 | 1196.1437 | 18.61 | 52.212 | 52.212 | 0 | 0 | 0 | 1143.932 | 0 | 0
4915 | 1400.707 | 0 | 0 | 0 | 0 | 0 | 0 | 0 | 0 | 1400.707
4916 | 823.2952 | 0 | 0 | 0 | 0 | 0 | 0 | 0 | 0 | 823.295
4917 | 1177.6161 | 0 | 0 | 0 | 0 | 0 | 0 | 0 | 0 | 1177.616
4918 | 1352.3591 | 0 | 0 | 0 | 0 | 0 | 0 | 0 | 0 | 1352.359
4919 | 1335.092 | 0 | 0 | 0 | 0 | 0 | 0 | 0 | 0 | 1335.092
4920 | 1360.6473 | 0 | 0 | 0 | 0 | 0 | 0 | 1360.647 | 0 | 0
4921 | 1288.1255 | 0 | 0 | 0 | 0 | 0 | 0 | 1288.125 | 0 | 0
4922 | 1518.8139 | 0 | 0 | 0 | 0 | 0 | 0 | 1518.814 | 0 | 0
4923 | 1469.7754 | 0 | 0 | 0 | 0 | 0 | 0 | 1469.775 | 0 | 0
4924 | 1038.0979 | 0 | 0 | 0 | 0 | 0 | 0 | 1038.098 | 0 | 0
4925 | 1302.6298 | 0 | 0 | 0 | 0 | 0 | 0 | 1302.63 | 0 | 0
4926 | 1125.8148 | 0 | 0 | 0 | 0 | 0 | 0 | 1125.815 | 0 | 0
4927 | 1215.6037 | 6.85 | 3.908 | 3.908 | 0 | 0 | 0 | 893.852 | 0 | 317.844
4928 | 1164.5561 | 17.63 | 48.904 | 48.904 | 0 | 0 | 0 | 0 | 0 | 1115.652
4929 | 1265.2017 | 138.91 | 579.59 | 579.59 | 0 | 0 | 0 | 0 | 0 | 685.612
4930 | 1521.9772 | 485.18 | 2075.436 | 1521.977 | -553.459 | 0 | 0 | 0 | 0 | 0
4931 | 1459.9884 | 750.17 | 3158.832 | 1459.988 | -1698.844 | 0 | 0 | 0 | 0 | 0
4932 | 1450.6684 | 807.57 | 3375.546 | 1450.668 | -1799.377 | 0 | 125.501 | 0 | 0 | 0
4933 | 1401.7369 | 755.13 | 3162.848 | 1401.737 | -1761.111 | 0 | 0 | 0 | 0 | 0
4934 | 1375.3968 | 845.43 | 3595.397 | 1375.397 | -1799.377 | 0 | 420.623 | 0 | 0 | 0
4935 | 1381.8306 | 709.37 | 3058.696 | 1381.83 | -1522.645 | 0 | 154.221 | 0 | 0 | 0
4936 | 1788.7211 | 435.37 | 1882.77 | 1788.721 | 0 | 0 | 94.049 | 0 | 0 | 0
4937 | 1525.3581 | 303.27 | 1288.341 | 1288.341 | 0 | 0 | 0 | 237.017 | 0 | 0
4938 | 1702.6602 | 95.1 | 322.422 | 322.422 | 0 | 0 | 0 | 1380.238 | 0 | 0
4939 | 1469.7754 | 0 | 0 | 0 | 0 | 0 | 0 | 0 | 0 | 1469.775
4940 | 1623.7979 | 0 | 0 | 0 | 0 | 0 | 0 | 0 | 0 | 1623.798
4941 | 1571.3059 | 0 | 0 | 0 | 0 | 0 | 0 | 0 | 0 | 1571.306
4942 | 1333.0199 | 0 | 0 | 0 | 0 | 0 | 0 | 0 | 0 | 1333.02
4943 | 1336.4734 | 0 | 0 | 0 | 0 | 0 | 0 | 0 | 0 | 1336.473
4944 | 1509.1443 | 0 | 0 | 0 | 0 | 0 | 0 | 1509.144 | 0 | 0
4945 | 1440.7666 | 0 | 0 | 0 | 0 | 0 | 0 | 1440.767 | 0 | 0
4946 | 1415.902 | 0 | 0 | 0 | 0 | 0 | 0 | 1415.902 | 0 | 0
4947 | 1212.8409 | 0 | 0 | 0 | 0 | 0 | 0 | 1212.841 | 0 | 0
4948 | 1147.9167 | 0 | 0 | 0 | 0 | 0 | 0 | 1147.917 | 0 | 0
4949 | 1229.4174 | 0 | 0 | 0 | 0 | 0 | 0 | 1229.417 | 0 | 0
4950 | 988.3687 | 0 | 0 | 0 | 0 | 0 | 0 | 988.369 | 0 | 0
4951 | 1297.7951 | 98.75 | 309.628 | 309.628 | 0 | 0 | 0 | 114.362 | 0 | 873.804
4952 | 1047.8219 | 319.17 | 1353.619 | 1047.822 | -305.797 | 0 | 0 | 0 | 0 | 0
4953 | 1384.7712 | 543.83 | 2376.563 | 1384.771 | -991.792 | 0 | 0 | 0 | 0 | 0
4954 | 1349.7673 | 733.06 | 3120.893 | 1349.767 | -1771.126 | 0 | 0 | 0 | 0 | 0
4955 | 1301.2096 | 865.37 | 3616.301 | 1301.21 | -1799.377 | 0 | 515.714 | 0 | 0 | 0
4956 | 1364.7042 | 933.3 | 3875.909 | 1364.704 | -1799.377 | 0 | 711.828 | 0 | 0 | 0
4957 | 1493.1455 | 932.37 | 3878.577 | 1493.145 | -1799.377 | 0 | 586.055 | 0 | 0 | 0
4958 | 1284.4951 | 847.15 | 3560.362 | 1284.494 | -667.968 | 0 | 1607.9 | 0 | 0 | 0
4959 | 1168.1969 | 710.99 | 3040.131 | 1168.196 | 0 | 0 | 1871.935 | 0 | 0 | 0
4960 | 1479.6564 | 523.31 | 2281.802 | 1479.657 | 0 | 0 | 802.145 | 0 | 0 | 0
4961 | 1510.8356 | 188.46 | 801.548 | 801.548 | 0 | 0 | 0 | 709.288 | 0 | 0
4962 | 1394.1765 | 92.01 | 339.52 | 339.52 | 0 | 0 | 0 | 1054.656 | 0 | 0
4963 | 1384.1314 | 0 | 0 | 0 | 0 | 0 | 0 | 0 | 0 | 1384.131
4964 | 1029.119 | 0 | 0 | 0 | 0 | 0 | 0 | 0 | 0 | 1029.119
4965 | 1141.7005 | 0 | 0 | 0 | 0 | 0 | 0 | 0 | 0 | 1141.7
4966 | 1211.4596 | 0 | 0 | 0 | 0 | 0 | 0 | 0 | 0 | 1211.46
4967 | 1361.338 | 0 | 0 | 0 | 0 | 0 | 0 | 0 | 0 | 1361.338
4968 | 1071.2507 | 0 | 0 | 0 | 0 | 0 | 0 | 1071.251 | 0 | 0
4969 | 1274.3118 | 0 | 0 | 0 | 0 | 0 | 0 | 1274.312 | 0 | 0
4970 | 875.7872 | 0 | 0 | 0 | 0 | 0 | 0 | 875.787 | 0 | 0
4971 | 1036.7165 | 0 | 0 | 0 | 0 | 0 | 0 | 1036.717 | 0 | 0
4972 | 911.7028 | 0 | 0 | 0 | 0 | 0 | 0 | 911.703 | 0 | 0
4973 | 1306.0833 | 0 | 0 | 0 | 0 | 0 | 0 | 1306.083 | 0 | 0
4974 | 1031.1911 | 0 | 0 | 0 | 0 | 0 | 0 | 653.7 | 0 | 377.491
4975 | 1167.9465 | 34.3 | 120.021 | 120.021 | 0 | 0 | 0 | 0 | 0 | 1047.926
4976 | 1102.0699 | 108 | 447.059 | 447.059 | 0 | 0 | 0 | 0 | 0 | 655.011
4977 | 1017.1236 | 280.13 | 1200.014 | 1017.124 | -182.89 | 0 | 0 | 0 | 0 | 0
4978 | 1192.6799 | 333.51 | 1412.156 | 1192.679 | -219.477 | 0 | 0 | 0 | 0 | 0
4979 | 1048.5359 | 687.02 | 2864.728 | 1048.536 | -1799.377 | 0 | 16.815 | 0 | 0 | 0
4980 | 1037.4685 | 750.19 | 3105.471 | 1037.468 | -1799.377 | 0 | 268.626 | 0 | 0 | 0
4981 | 1077.8269 | 717.87 | 2977.607 | 1077.827 | -1799.377 | 0 | 100.403 | 0 | 0 | 0
4982 | 1076.3005 | 715.23 | 2982.421 | 1076.301 | -1799.377 | 0 | 106.743 | 0 | 0 | 0
4983 | 852.6441 | 276.8 | 1166.197 | 852.644 | -313.553 | 0 | 0 | 0 | 0 | 0
4984 | 422.9472 | 303.69 | 1297.358 | 422.948 | -874.41 | 0 | 0 | 0 | 0 | 0
4985 | 167.4831 | 91.7 | 371.445 | 167.483 | -203.962 | 0 | 0 | 0 | 0 | 0
4986 | 147.3263 | 71.04 | 271.202 | 147.327 | -123.875 | 0 | 0 | 0 | 0 | 0
4987 | 102.2212 | 0 | 0 | 0 | 0 | 0 | 0 | 0 | 0 | 102.221
4988 | 109.8187 | 0 | 0 | 0 | 0 | 0 | 0 | 0 | 0 | 109.819
4989 | 87.0262 | 0 | 0 | 0 | 0 | 0 | 0 | 0 | 0 | 87.026
4990 | 81.5007 | 0 | 0 | 0 | 0 | 0 | 0 | 0 | 0 | 81.501
4991 | 81.5007 | 0 | 0 | 0 | 0 | 0 | 0 | 0 | 0 | 81.501
4992 | 85.6448 | 0 | 0 | 0 | 0 | 0 | 0 | 0 | 0 | 85.645
4993 | 80.1193 | 0 | 0 | 0 | 0 | 0 | 0 | 0 | 0 | 80.119
4994 | 78.738 | 0 | 0 | 0 | 0 | 0 | 0 | 0 | 0 | 78.738
4995 | 73.9032 | 0 | 0 | 0 | 0 | 0 | 0 | 0 | 0 | 73.903
4996 | 80.81 | 0 | 0 | 0 | 0 | 0 | 0 | 0 | 0 | 80.81
4997 | 77.3566 | 0 | 0 | 0 | 0 | 0 | 0 | 0 | 0 | 77.357
4998 | 80.81 | 0 | 0 | 0 | 0 | 0 | 0 | 0 | 0 | 80.81
4999 | 70.4498 | 37.24 | 133.335 | 70.449 | -62.886 | 0 | 0 | 0 | 0 | 0
5000 | 82.0705 | 116.12 | 484.636 | 82.071 | -402.565 | 0 | 0 | 0 | 0 | 0
5001 | 531.2024 | 368.2 | 1583.981 | 531.202 | -688.224 | 0 | 364.555 | 0 | 0 | 0
5002 | 1284.5469 | 509.29 | 2161.821 | 1284.547 | 0 | 0 | 877.274 | 0 | 0 | 0
5003 | 1356.1138 | 367.36 | 1549.904 | 1356.114 | 0 | 0 | 193.79 | 0 | 0 | 0
5004 | 1186.715 | 624.2 | 2611.621 | 1186.715 | 0 | 0 | 1424.906 | 0 | 0 | 0
5005 | 1505.9819 | 459.35 | 1930.762 | 1505.982 | 0 | 0 | 424.78 | 0 | 0 | 0
5006 | 1112.084 | 119.23 | 479.261 | 479.261 | 0 | 0 | 0 | 632.823 | 0 | 0
5007 | 1330.2779 | 79.42 | 308.966 | 308.966 | 0 | 0 | 0 | 1021.312 | 0 | 0
5008 | 1190.5629 | 225.5 | 958.234 | 958.234 | 0 | 0 | 0 | 232.329 | 0 | 0
5009 | 1041.9355 | 87.83 | 355.169 | 355.169 | 0 | 0 | 0 | 686.767 | 0 | 0
5010 | 1168.6743 | 48.75 | 181.498 | 181.498 | 0 | 0 | 0 | 412.016 | 0 | 575.161
5011 | 1443.5337 | 0 | 0 | 0 | 0 | 0 | 0 | 0 | 0 | 1443.534
5012 | 1038.0979 | 0 | 0 | 0 | 0 | 0 | 0 | 0 | 0 | 1038.098
5013 | 1286.7441 | 0 | 0 | 0 | 0 | 0 | 0 | 0 | 0 | 1286.744
5014 | 712.7858 | 0 | 0 | 0 | 0 | 0 | 0 | 0 | 0 | 712.786
5015 | 1145.8446 | 0 | 0 | 0 | 0 | 0 | 0 | 0 | 0 | 1145.845
5016 | 1181.7602 | 0 | 0 | 0 | 0 | 0 | 0 | 0 | 0 | 1181.76
5017 | 911.7028 | 0 | 0 | 0 | 0 | 0 | 0 | 911.703 | 0 | 0
5018 | 1009.0892 | 0 | 0 | 0 | 0 | 0 | 0 | 1009.089 | 0 | 0
5019 | 973.8643 | 0 | 0 | 0 | 0 | 0 | 0 | 973.864 | 0 | 0
5020 | 848.1598 | 0 | 0 | 0 | 0 | 0 | 0 | 848.16 | 0 | 0
5021 | 780.4728 | 0 | 0 | 0 | 0 | 0 | 0 | 780.473 | 0 | 0
5022 | 770.8032 | 0 | 0 | 0 | 0 | 0 | 0 | 770.803 | 0 | 0
5023 | 969.0295 | 46.87 | 175.511 | 175.511 | 0 | 0 | 0 | 0 | 0 | 793.518
5024 | 708.5433 | 158.44 | 677.812 | 677.812 | 0 | 0 | 0 | 0 | 0 | 30.731
5025 | 1101.8299 | 441.37 | 1926.237 | 1101.83 | -824.407 | 0 | 0 | 0 | 0 | 0
5026 | 952.1242 | 573.48 | 2465.86 | 952.125 | -1513.735 | 0 | 0 | 0 | 0 | 0
5027 | 1203.6531 | 717.55 | 3047.675 | 1203.652 | -1799.377 | 0 | 44.646 | 0 | 0 | 0
5028 | 1159.54 | 742.37 | 3137.141 | 1159.539 | -1799.377 | 0 | 178.225 | 0 | 0 | 0
5029 | 964.4063 | 671.6 | 2842.153 | 964.406 | -1799.377 | 0 | 78.37 | 0 | 0 | 0
5030 | 1140.2509 | 243.02 | 1023.749 | 1023.749 | 0 | 0 | 0 | 0 | 0 | 116.502
5031 | 833.8618 | 511.18 | 2192.307 | 833.861 | -1358.446 | 0 | 0 | 0 | 0 | 0
5032 | 1036.9885 | 541.06 | 2390.96 | 1036.989 | -169.748 | 0 | 1184.223 | 0 | 0 | 0
5033 | 1019.831 | 233.16 | 1006.821 | 1006.821 | 0 | 0 | 0 | 0 | 0 | 13.01
5034 | 933.7278 | 86.59 | 326.047 | 326.047 | 0 | 0 | 0 | 0 | 0 | 607.681
5035 | 870.2617 | 0 | 0 | 0 | 0 | 0 | 0 | 0 | 0 | 870.262
5036 | 1061.5812 | 0 | 0 | 0 | 0 | 0 | 0 | 0 | 0 | 1061.581
5037 | 730.0529 | 0 | 0 | 0 | 0 | 0 | 0 | 0 | 0 | 730.053
5038 | 1020.8308 | 0 | 0 | 0 | 0 | 0 | 0 | 0 | 0 | 1020.831
5039 | 954.5252 | 0 | 0 | 0 | 0 | 0 | 0 | 0 | 0 | 954.525
5040 | 756.9896 | 0 | 0 | 0 | 0 | 0 | 0 | 0 | 0 | 756.99
5041 | 995.2755 | 0 | 0 | 0 | 0 | 0 | 0 | 995.276 | 0 | 0
5042 | 975.9364 | 0 | 0 | 0 | 0 | 0 | 0 | 975.936 | 0 | 0
5043 | 974.555 | 0 | 0 | 0 | 0 | 0 | 0 | 974.555 | 0 | 0
5044 | 919.3003 | 0 | 0 | 0 | 0 | 0 | 0 | 919.3 | 0 | 0
5045 | 1018.0681 | 0 | 0 | 0 | 0 | 0 | 0 | 194.436 | 0 | 823.632
5046 | 664.4379 | 0 | 0 | 0 | 0 | 0 | 0 | 0 | 0 | 664.438
5047 | 891.6729 | 58.4 | 224.376 | 224.376 | 0 | 0 | 0 | 0 | 0 | 667.297
5048 | 882.8417 | 195.94 | 844.964 | 844.964 | 0 | 0 | 0 | 0 | 0 | 37.878
5049 | 1164.6709 | 546.64 | 2421.526 | 1164.671 | -1256.855 | 0 | 0 | 0 | 0 | 0
5050 | 1275.9643 | 738.34 | 3201.201 | 1275.964 | -1799.377 | 0 | 125.86 | 0 | 0 | 0
5051 | 1281.6469 | 446.69 | 1891.378 | 1281.647 | -609.731 | 0 | 0 | 0 | 0 | 0
5052 | 1165.2105 | 941.41 | 3973.514 | 1165.21 | -1799.377 | 0 | 1008.927 | 0 | 0 | 0
5053 | 1262.2861 | 490.79 | 2066.204 | 1262.286 | -803.918 | 0 | 0 | 0 | 0 | 0
5054 | 1118.1698 | 580.28 | 2446.054 | 1118.169 | -1327.885 | 0 | 0 | 0 | 0 | 0
5055 | 1150.1519 | 593.1 | 2520.592 | 1150.152 | -1370.44 | 0 | 0 | 0 | 0 | 0
5056 | 1238.5577 | 374.02 | 1611.936 | 1238.558 | -167.23 | 0 | 206.148 | 0 | 0 | 0
5057 | 954.5088 | 129.05 | 540.2 | 540.2 | 0 | 0 | 0 | 414.308 | 0 | 0
5058 | 1051.3962 | 42.1 | 152.761 | 152.761 | 0 | 0 | 0 | 633.366 | 0 | 265.269
5059 | 866.1271 | 0 | 0 | 0 | 0 | 0 | 0 | 0 | 0 | 866.127
5060 | 1031.8818 | 0 | 0 | 0 | 0 | 0 | 0 | 0 | 0 | 1031.882
5061 | 910.3214 | 0 | 0 | 0 | 0 | 0 | 0 | 0 | 0 | 910.321
5062 | 1085.7551 | 0 | 0 | 0 | 0 | 0 | 0 | 0 | 0 | 1085.755
5063 | 1110.6197 | 0 | 0 | 0 | 0 | 0 | 0 | 0 | 0 | 1110.62
5064 | 991.1314 | 0 | 0 | 0 | 0 | 0 | 0 | 0 | 0 | 991.131
5065 | 1030.5004 | 0 | 0 | 0 | 0 | 0 | 0 | 1030.5 | 0 | 0
5066 | 809.4815 | 0 | 0 | 0 | 0 | 0 | 0 | 809.482 | 0 | 0
5067 | 1055.365 | 0 | 0 | 0 | 0 | 0 | 0 | 1055.365 | 0 | 0
5068 | 926.8978 | 0 | 0 | 0 | 0 | 0 | 0 | 926.898 | 0 | 0
5069 | 813.6256 | 0 | 0 | 0 | 0 | 0 | 0 | 813.626 | 0 | 0
5070 | 907.5587 | 0 | 0 | 0 | 0 | 0 | 0 | 907.559 | 0 | 0
5071 | 821.2232 | 80 | 306.083 | 306.083 | 0 | 0 | 0 | 0 | 0 | 515.14
5072 | 962.443 | 257.14 | 1113.81 | 962.443 | -151.367 | 0 | 0 | 0 | 0 | 0
5073 | 1008.2725 | 538.38 | 2375.046 | 1008.273 | -1366.773 | 0 | 0 | 0 | 0 | 0
5074 | 1436.7719 | 730.72 | 3159.325 | 1436.772 | -1722.553 | 0 | 0 | 0 | 0 | 0
5075 | 1155.7145 | 864.71 | 3680.394 | 1155.714 | -1799.377 | 0 | 725.303 | 0 | 0 | 0
5076 | 1137.1705 | 75.73 | 288.288 | 288.288 | 0 | 0 | 0 | 0 | 0 | 848.882
5077 | 1170.2102 | 365.14 | 1536.578 | 1170.211 | -366.367 | 0 | 0 | 0 | 0 | 0
5078 | 1059.333 | 729.51 | 3078.672 | 1059.333 | -1799.377 | 0 | 219.962 | 0 | 0 | 0
5079 | 1086.2248 | 553.92 | 2366.352 | 1086.225 | -1280.127 | 0 | 0 | 0 | 0 | 0
5080 | 1050.3472 | 67.64 | 261.529 | 261.529 | 0 | 0 | 0 | 788.819 | 0 | 0
5081 | 1100.0177 | 115.16 | 478.451 | 478.451 | 0 | 0 | 0 | 621.566 | 0 | 0
5082 | 961.4501 | 67.58 | 258.459 | 258.459 | 0 | 0 | 0 | 702.991 | 0 | 0
5083 | 1004.2544 | 0 | 0 | 0 | 0 | 0 | 0 | 0 | 0 | 1004.254
5084 | 918.6096 | 0 | 0 | 0 | 0 | 0 | 0 | 0 | 0 | 918.61
5085 | 1251.5192 | 0 | 0 | 0 | 0 | 0 | 0 | 0 | 0 | 1251.519
5086 | 1076.0855 | 0 | 0 | 0 | 0 | 0 | 0 | 0 | 0 | 1076.086
5087 | 1287.4348 | 0 | 0 | 0 | 0 | 0 | 0 | 0 | 0 | 1287.435
5088 | 1154.1328 | 0 | 0 | 0 | 0 | 0 | 0 | 1048.131 | 0 | 106.002
5089 | 1704.5439 | 0 | 0 | 0 | 0 | 0 | 0 | 1704.544 | 0 | 0
5090 | 1118.0342 | 0 | 0 | 0 | 0 | 0 | 0 | 1118.034 | 0 | 0
5091 | 1386.5855 | 0 | 0 | 0 | 0 | 0 | 0 | 1386.586 | 0 | 0
5092 | 1257.4896 | 0 | 0 | 0 | 0 | 0 | 0 | 1257.49 | 0 | 0
5093 | 1113.2529 | 0 | 0 | 0 | 0 | 0 | 0 | 1113.253 | 0 | 0
5094 | 1508.5094 | 0 | 0 | 0 | 0 | 0 | 0 | 1508.509 | 0 | 0
5095 | 1345.1473 | 41.16 | 150.071 | 150.071 | 0 | 0 | 0 | 0 | 0 | 1195.076
5096 | 1347.8468 | 208.34 | 902.448 | 902.448 | 0 | 0 | 0 | 0 | 0 | 445.398
5097 | 1439.8057 | 394.94 | 1719.854 | 1439.806 | -280.048 | 0 | 0 | 0 | 0 | 0
5098 | 1331.5524 | 512.84 | 2199.693 | 1331.553 | -868.14 | 0 | 0 | 0 | 0 | 0
5099 | 1361.5313 | 571.36 | 2421.679 | 1361.532 | -1060.147 | 0 | 0 | 0 | 0 | 0
5100 | 1417.9132 | 757.82 | 3173.342 | 1417.913 | -1755.429 | 0 | 0 | 0 | 0 | 0
5101 | 1620.5808 | 790.48 | 3303.376 | 1620.581 | -1682.795 | 0 | 0 | 0 | 0 | 0
5102 | 1546.263 | 706.79 | 2973.835 | 1546.263 | -1427.572 | 0 | 0 | 0 | 0 | 0
5103 | 1367.5967 | 563.35 | 2400.191 | 1367.596 | -1032.595 | 0 | 0 | 0 | 0 | 0
5104 | 1582.1499 | 343.02 | 1477.06 | 1477.06 | 0 | 0 | 0 | 105.09 | 0 | 0
5105 | 1603.4885 | 133.9 | 562.588 | 562.588 | 0 | 0 | 0 | 1040.9 | 0 | 0
5106 | 1628.2678 | 62.77 | 239.243 | 239.243 | 0 | 0 | 0 | 1389.025 | 0 | 0
5107 | 1753.1561 | 0 | 0 | 0 | 0 | 0 | 0 | 0 | 0 | 1753.156
5108 | 1494.1654 | 0 | 0 | 0 | 0 | 0 | 0 | 0 | 0 | 1494.165
5109 | 1494.1654 | 0 | 0 | 0 | 0 | 0 | 0 | 0 | 0 | 1494.165
5110 | 1460.6961 | 0 | 0 | 0 | 0 | 0 | 0 | 0 | 0 | 1460.696
5111 | 1675.8559 | 0 | 0 | 0 | 0 | 0 | 0 | 0 | 0 | 1675.856
5112 | 1392.1637 | 0 | 0 | 0 | 0 | 0 | 0 | 1392.164 | 0 | 0
5113 | 1467.0712 | 0 | 0 | 0 | 0 | 0 | 0 | 1467.071 | 0 | 0
5114 | 1345.1473 | 0 | 0 | 0 | 0 | 0 | 0 | 1345.147 | 0 | 0
5115 | 1282.1932 | 0 | 0 | 0 | 0 | 0 | 0 | 1282.193 | 0 | 0
5116 | 1174.6132 | 0 | 0 | 0 | 0 | 0 | 0 | 1174.613 | 0 | 0
5117 | 1106.8777 | 0 | 0 | 0 | 0 | 0 | 0 | 1106.878 | 0 | 0
5118 | 1184.9728 | 0 | 0 | 0 | 0 | 0 | 0 | 1184.973 | 0 | 0
5119 | 1051.8925 | 74.92 | 288.305 | 0 | -288.305 | 0 | 0 | 1051.892 | 0 | 0
5120 | 1003.1398 | 237.13 | 1029.401 | 0 | -1029.401 | 0 | 0 | 1003.14 | 0 | 0
5121 | 1520.4757 | 270.6 | 1167.352 | 439.723 | -727.629 | 0 | 0 | 1080.752 | 0 | 0
5122 | 1744.6384 | 451.91 | 1941.047 | 1744.638 | -196.409 | 0 | 0 | 0 | 0 | 0
5123 | 1595.175 | 645.35 | 2741.524 | 1595.175 | -1146.349 | 0 | 0 | 0 | 0 | 0
5124 | 1462.4025 | 703.61 | 2972.181 | 1462.402 | -1509.779 | 0 | 0 | 0 | 0 | 0
5125 | 1607.6891 | 727.57 | 3069.044 | 1607.69 | -1461.354 | 0 | 0 | 0 | 0 | 0
5126 | 1637.0923 | 609.12 | 2587.709 | 1637.092 | -950.617 | 0 | 0 | 0 | 0 | 0
5127 | 1664.4276 | 404.93 | 1736.482 | 1664.428 | -72.054 | 0 | 0 | 0 | 0 | 0
5128 | 1619.2759 | 157.28 | 662.719 | 662.719 | 0 | 0 | 0 | 956.557 | 0 | 0
5129 | 1609.6674 | 164.04 | 701.547 | 701.547 | 0 | 0 | 0 | 908.12 | 0 | 0
5130 | 1842.5401 | 65.25 | 249.873 | 249.873 | 0 | 0 | 0 | 1592.667 | 0 | 0
5131 | 1522.0625 | 0 | 0 | 0 | 0 | 0 | 0 | 0 | 0 | 1522.062
5132 | 1333.194 | 0 | 0 | 0 | 0 | 0 | 0 | 0 | 0 | 1333.194
5133 | 1353.1162 | 0 | 0 | 0 | 0 | 0 | 0 | 0 | 0 | 1353.116
5134 | 1412.8828 | 0 | 0 | 0 | 0 | 0 | 0 | 0 | 0 | 1412.883
5135 | 1341.9598 | 0 | 0 | 0 | 0 | 0 | 0 | 0 | 0 | 1341.96
5136 | 1469.4619 | 0 | 0 | 0 | 0 | 0 | 0 | 1469.462 | 0 | 0
5137 | 1242.3487 | 0 | 0 | 0 | 0 | 0 | 0 | 1242.349 | 0 | 0
5138 | 1430.4144 | 0 | 0 | 0 | 0 | 0 | 0 | 1430.414 | 0 | 0
5139 | 1263.8647 | 0 | 0 | 0 | 0 | 0 | 0 | 1263.865 | 0 | 0
5140 | 1263.8647 | 0 | 0 | 0 | 0 | 0 | 0 | 1263.865 | 0 | 0
5141 | 1340.366 | 0 | 0 | 0 | 0 | 0 | 0 | 1340.366 | 0 | 0
5142 | 1114.0497 | 0 | 0 | 0 | 0 | 0 | 0 | 1114.05 | 0 | 0
5143 | 1307.6936 | 47.82 | 179.295 | 179.295 | 0 | 0 | 0 | 1128.399 | 0 | 0
5144 | 1075.8529 | 154.39 | 657.706 | 657.706 | 0 | 0 | 0 | 418.146 | 0 | 0
5145 | 1014.0104 | 334.3 | 1444.659 | 1014.01 | -430.649 | 0 | 0 | 0 | 0 | 0
5146 | 1160.599 | 502.89 | 2147.951 | 1160.599 | -987.352 | 0 | 0 | 0 | 0 | 0
5147 | 1335.6922 | 593.48 | 2503.952 | 1335.692 | -1168.26 | 0 | 0 | 0 | 0 | 0
5148 | 1416.1869 | 727.01 | 3036.966 | 1416.187 | -1620.779 | 0 | 0 | 0 | 0 | 0
5149 | 1072.5339 | 668.25 | 2798.521 | 1072.533 | -1725.988 | 0 | 0 | 0 | 0 | 0
5150 | 1228.6313 | 130.93 | 531.801 | 531.801 | 0 | 0 | 0 | 696.83 | 0 | 0
5151 | 962.4338 | 52.03 | 191.301 | 191.301 | 0 | 0 | 0 | 771.133 | 0 | 0
5152 | 1200.7083 | 76.88 | 303.869 | 303.869 | 0 | 0 | 0 | 896.84 | 0 | 0
5153 | 1232.7184 | 138.16 | 583.09 | 583.09 | 0 | 0 | 0 | 649.628 | 0 | 0
5154 | 856.2803 | 45.89 | 169.412 | 169.412 | 0 | 0 | 0 | 686.868 | 0 | 0
5155 | 1170.6288 | 0 | 0 | 0 | 0 | 0 | 0 | 741.107 | 0 | 429.521
5156 | 1184.9728 | 0 | 0 | 0 | 0 | 0 | 0 | 0 | 0 | 1184.973
5157 | 1341.1629 | 0 | 0 | 0 | 0 | 0 | 0 | 0 | 0 | 1341.163
5158 | 1157.0817 | 0 | 0 | 0 | 0 | 0 | 0 | 0 | 0 | 1157.082
5159 | 1082.1742 | 0 | 0 | 0 | 0 | 0 | 0 | 0 | 0 | 1082.174
5160 | 136.2679 | 0 | 0 | 0 | 0 | 0 | 0 | 0 | 0 | 136.268
5161 | 105.9861 | 0 | 0 | 0 | 0 | 0 | 0 | 105.986 | 0 | 0
5162 | 87.6577 | 0 | 0 | 0 | 0 | 0 | 0 | 87.658 | 0 | 0
5163 | 91.6421 | 0 | 0 | 0 | 0 | 0 | 0 | 91.642 | 0 | 0
5164 | 87.6577 | 0 | 0 | 0 | 0 | 0 | 0 | 87.658 | 0 | 0
5165 | 91.6421 | 0 | 0 | 0 | 0 | 0 | 0 | 91.642 | 0 | 0
5166 | 84.4702 | 0 | 0 | 0 | 0 | 0 | 0 | 84.47 | 0 | 0
5167 | 82.0795 | 80.53 | 306.961 | 82.079 | -224.882 | 0 | 0 | 0 | 0 | 0
5168 | 81.0455 | 257.82 | 1112.337 | 81.045 | -1031.292 | 0 | 0 | 0 | 0 | 0
5169 | 801.8299 | 342.58 | 1470.179 | 801.83 | -668.349 | 0 | 0 | 0 | 0 | 0
5170 | 967.4233 | 509.29 | 2146.903 | 967.423 | -1179.48 | 0 | 0 | 0 | 0 | 0
5171 | 1373.2187 | 573.92 | 2388.655 | 1373.219 | -1015.436 | 0 | 0 | 0 | 0 | 0
5172 | 1296.8011 | 713.9 | 2929.02 | 1296.802 | -1632.218 | 0 | 0 | 0 | 0 | 0
5173 | 1405.7098 | 651.13 | 2675.414 | 1405.71 | -1269.704 | 0 | 0 | 0 | 0 | 0
5174 | 1424.881 | 509.1 | 2110.295 | 1424.881 | -685.414 | 0 | 0 | 0 | 0 | 0
5175 | 1143.2188 | 726.93 | 3046.293 | 1143.219 | -1428.037 | 0 | 475.037 | 0 | 0 | 0
5176 | 1188.5309 | 533.35 | 2290.337 | 1188.531 | 0 | 0 | 1101.806 | 0 | 0 | 0
5177 | 1249.3245 | 308.69 | 1289.525 | 1249.325 | 0 | 0 | 40.2 | 0 | 0 | 0
5178 | 1404.2924 | 5.87 | 0 | 0 | 0 | 0 | 0 | 1404.292 | 0 | 0
5179 | 1160.2693 | 0 | 0 | 0 | 0 | 0 | 0 | 0 | 0 | 1160.269
5180 | 1162.6599 | 0 | 0 | 0 | 0 | 0 | 0 | 0 | 0 | 1162.66
5181 | 1369.8509 | 0 | 0 | 0 | 0 | 0 | 0 | 0 | 0 | 1369.851
5182 | 1357.1007 | 0 | 0 | 0 | 0 | 0 | 0 | 0 | 0 | 1357.101
5183 | 1209.6763 | 0 | 0 | 0 | 0 | 0 | 0 | 0 | 0 | 1209.676
5184 | 945.9063 | 0 | 0 | 0 | 0 | 0 | 0 | 945.906 | 0 | 0
5185 | 1825.6709 | 0 | 0 | 0 | 0 | 0 | 0 | 1825.671 | 0 | 0
5186 | 1777.8576 | 0 | 0 | 0 | 0 | 0 | 0 | 1777.858 | 0 | 0
5187 | 1880.6562 | 0 | 0 | 0 | 0 | 0 | 0 | 1880.656 | 0 | 0
5188 | 2020.9085 | 0 | 0 | 0 | 0 | 0 | 0 | 2020.909 | 0 | 0
5189 | 2148.4107 | 0 | 0 | 0 | 0 | 0 | 0 | 2148.411 | 0 | 0
5190 | 2121.3165 | 0 | 0 | 0 | 0 | 0 | 0 | 2121.316 | 0 | 0
5191 | 1969.1108 | 80.87 | 308.552 | 0 | -308.552 | 0 | 0 | 1969.111 | 0 | 0
5192 | 1123.1632 | 260.07 | 1122.152 | 0 | -1122.152 | 0 | 0 | 1123.163 | 0 | 0
5193 | 1632.0301 | 373.01 | 1600.405 | 252.065 | -1348.34 | 0 | 0 | 1379.965 | 0 | 0
5194 | 1933.3126 | 525.17 | 2212.243 | 1933.313 | -278.93 | 0 | 0 | 0 | 0 | 0
5195 | 2180.0402 | 667.52 | 2763.991 | 2180.04 | -583.951 | 0 | 0 | 0 | 0 | 0
5196 | 2017.7698 | 804.21 | 3278.094 | 2017.77 | -1260.324 | 0 | 0 | 0 | 0 | 0
5197 | 1936.1236 | 781.9 | 3187.977 | 1936.124 | -1251.853 | 0 | 0 | 0 | 0 | 0
5198 | 2326.1845 | 742.66 | 3044.764 | 2326.184 | -718.58 | 0 | 0 | 0 | 0 | 0
5199 | 2160.3092 | 540.14 | 2253.836 | 2160.31 | -93.526 | 0 | 0 | 0 | 0 | 0
5200 | 1965.9362 | 64.92 | 248.044 | 248.044 | 0 | 0 | 0 | 1717.892 | 0 | 0
5201 | 2270.9292 | 88.89 | 357.762 | 357.762 | 0 | 0 | 0 | 1913.167 | 0 | 0
5202 | 1602.9128 | 27.43 | 88.753 | 88.753 | 0 | 0 | 0 | 1514.16 | 0 | 0
5203 | 2148.4226 | 0 | 0 | 0 | 0 | 0 | 0 | 999.091 | 0 | 1149.332
5204 | 2164.3484 | 0 | 0 | 0 | 0 | 0 | 0 | 364.972 | 0 | 1799.377
5205 | 1992.2206 | 0 | 0 | 0 | 0 | 0 | 0 | 192.844 | 0 | 1799.377
5206 | 1660.7151 | 0 | 0 | 0 | 0 | 0 | 0 | 0 | 0 | 1660.715
5207 | 2342.8514 | 0 | 0 | 0 | 0 | 0 | 0 | 543.475 | 0 | 1799.377
5208 | 2067.1281 | 0 | 0 | 0 | 0 | 0 | 0 | 2067.128 | 0 | 0
5209 | 1512.4939 | 0 | 0 | 0 | 0 | 0 | 0 | 1512.494 | 0 | 0
5210 | 1488.5872 | 0 | 0 | 0 | 0 | 0 | 0 | 1488.587 | 0 | 0
5211 | 1255.099 | 0 | 0 | 0 | 0 | 0 | 0 | 1255.099 | 0 | 0
5212 | 1229.5985 | 0 | 0 | 0 | 0 | 0 | 0 | 1229.599 | 0 | 0
5213 | 1267.0523 | 0 | 0 | 0 | 0 | 0 | 0 | 1267.052 | 0 | 0
5214 | 1408.8984 | 0 | 0 | 0 | 0 | 0 | 0 | 1408.898 | 0 | 0
5215 | 1368.2571 | 5.87 | 0 | 0 | 0 | 0 | 0 | 1368.257 | 0 | 0
5216 | 992.7355 | 14.69 | 36.563 | 36.563 | 0 | 0 | 0 | 956.172 | 0 | 0
5217 | 1172.2624 | 116.61 | 481.147 | 481.147 | 0 | 0 | 0 | 691.115 | 0 | 0
5218 | 1292.8316 | 276.61 | 1173.548 | 1173.548 | 0 | 0 | 0 | 119.283 | 0 | 0
5219 | 1352.5624 | 623.44 | 2614.906 | 1352.563 | -1262.343 | 0 | 0 | 0 | 0 | 0
5220 | 1429.4651 | 727.18 | 3016.181 | 1429.465 | -1586.716 | 0 | 0 | 0 | 0 | 0
5221 | 1429.4511 | 796.74 | 3289.093 | 1429.451 | -1799.377 | 0 | 60.265 | 0 | 0 | 0
5222 | 1083.6514 | 667.64 | 2786.271 | 1083.651 | -1702.62 | 0 | 0 | 0 | 0 | 0
5223 | 1206.68 | 458.88 | 1945.578 | 1206.68 | -738.898 | 0 | 0 | 0 | 0 | 0
5224 | 1434.9975 | 174.01 | 731.468 | 731.468 | 0 | 0 | 0 | 703.53 | 0 | 0
5225 | 1270.9311 | 156.66 | 663.421 | 663.421 | 0 | 0 | 0 | 607.51 | 0 | 0
5226 | 1239.3475 | 70.29 | 266.15 | 266.15 | 0 | 0 | 0 | 973.198 | 0 | 0
5227 | 795.2945 | 0 | 0 | 0 | 0 | 0 | 0 | 0 | 0 | 795.294
5228 | 1205.6919 | 0 | 0 | 0 | 0 | 0 | 0 | 0 | 0 | 1205.692
5229 | 1452.7272 | 0 | 0 | 0 | 0 | 0 | 0 | 0 | 0 | 1452.727
5230 | 1126.8 | 0 | 0 | 0 | 0 | 0 | 0 | 0 | 0 | 1126.8
5231 | 1046.3142 | 0 | 0 | 0 | 0 | 0 | 0 | 0 | 0 | 1046.314
5232 | 945.9063 | 0 | 0 | 0 | 0 | 0 | 0 | 945.906 | 0 | 0
5233 | 1189.7541 | 0 | 0 | 0 | 0 | 0 | 0 | 1189.754 | 0 | 0
5234 | 1080.5804 | 0 | 0 | 0 | 0 | 0 | 0 | 1080.58 | 0 | 0
5235 | 1216.8483 | 0 | 0 | 0 | 0 | 0 | 0 | 1216.848 | 0 | 0
5236 | 1073.4084 | 0 | 0 | 0 | 0 | 0 | 0 | 1073.408 | 0 | 0
5237 | 1196.1292 | 0 | 0 | 0 | 0 | 0 | 0 | 1196.129 | 0 | 0
5238 | 1135.5657 | 0 | 0 | 0 | 0 | 0 | 0 | 1135.566 | 0 | 0
5239 | 1033.564 | 41.15 | 149.584 | 149.584 | 0 | 0 | 0 | 140.06 | 0 | 743.92
5240 | 863.52 | 320.18 | 1363.377 | 863.52 | -499.857 | 0 | 0 | 0 | 0 | 0
5241 | 1062.6763 | 547.08 | 2387.029 | 1062.676 | -1324.353 | 0 | 0 | 0 | 0 | 0
5242 | 1360.7414 | 740.38 | 3141.921 | 1360.741 | -1781.18 | 0 | 0 | 0 | 0 | 0
5243 | 1568.4882 | 878 | 3656.817 | 1568.488 | -1799.377 | 0 | 288.952 | 0 | 0 | 0
5244 | 1509.8552 | 752.62 | 3105.063 | 1509.855 | -1595.208 | 0 | 0 | 0 | 0 | 0
5245 | 1563.935 | 654.92 | 2719.793 | 1563.935 | -1155.858 | 0 | 0 | 0 | 0 | 0
5246 | 1577.8526 | 873.63 | 3665.998 | 1577.853 | -978.979 | 0 | 1109.166 | 0 | 0 | 0
5247 | 1437.9908 | 217.34 | 909.245 | 909.245 | 0 | 0 | 0 | 528.746 | 0 | 0
5248 | 1849.9352 | 34.32 | 116.979 | 116.979 | 0 | 0 | 0 | 1732.956 | 0 | 0
5249 | 2043.3748 | 16.65 | 44.153 | 44.153 | 0 | 0 | 0 | 1999.222 | 0 | 0
5250 | 1857.415 | 45.87 | 168.138 | 168.138 | 0 | 0 | 0 | 1689.277 | 0 | 0
5251 | 1680.6373 | 0 | 0 | 0 | 0 | 0 | 0 | 0 | 0 | 1680.637
5252 | 1432.0081 | 0 | 0 | 0 | 0 | 0 | 0 | 0 | 0 | 1432.008
5253 | 1791.4047 | 0 | 0 | 0 | 0 | 0 | 0 | 0 | 0 | 1791.405
5254 | 1433.6019 | 0 | 0 | 0 | 0 | 0 | 0 | 0 | 0 | 1433.602
5255 | 1313.2718 | 0 | 0 | 0 | 0 | 0 | 0 | 0 | 0 | 1313.272
5256 | 1328.4127 | 0 | 0 | 0 | 0 | 0 | 0 | 1328.413 | 0 | 0
5257 | 1421.6486 | 0 | 0 | 0 | 0 | 0 | 0 | 1421.649 | 0 | 0
5258 | 1459.1023 | 0 | 0 | 0 | 0 | 0 | 0 | 1459.102 | 0 | 0
5259 | 1105.284 | 0 | 0 | 0 | 0 | 0 | 0 | 1105.284 | 0 | 0
5260 | 1154.691 | 0 | 0 | 0 | 0 | 0 | 0 | 1154.691 | 0 | 0
5261 | 1428.0237 | 0 | 0 | 0 | 0 | 0 | 0 | 1428.024 | 0 | 0
5262 | 1184.9728 | 0 | 0 | 0 | 0 | 0 | 0 | 1184.973 | 0 | 0
5263 | 1434.3988 | 83.8 | 317.206 | 0 | -317.206 | 0 | 0 | 1434.399 | 0 | 0
5264 | 1038.439 | 260.69 | 1125.612 | 0 | -1125.612 | 0 | 0 | 1038.439 | 0 | 0
5265 | 1255.5094 | 383.54 | 1650.131 | 0 | -1650.131 | 0 | 0 | 1255.509 | 0 | 0
5266 | 1522.3454 | 530.42 | 2242.112 | 1172.781 | -1069.331 | 0 | 0 | 349.565 | 0 | 0
5267 | 1627.697 | 682.48 | 2837.509 | 1627.697 | -1209.812 | 0 | 0 | 0 | 0 | 0
5268 | 1740.9657 | 754.96 | 3107.453 | 1740.965 | -1366.488 | 0 | 0 | 0 | 0 | 0
5269 | 1456.1419 | 745.2 | 3063.176 | 1456.142 | -1607.034 | 0 | 0 | 0 | 0 | 0
5270 | 1415.659 | 378.85 | 1584.695 | 1415.659 | -169.036 | 0 | 0 | 0 | 0 | 0
5271 | 1574.2258 | 270.78 | 1136.045 | 1136.045 | 0 | 0 | 0 | 438.181 | 0 | 0
5272 | 1456.6718 | 31.38 | 104.31 | 104.31 | 0 | 0 | 0 | 1352.362 | 0 | 0
5273 | 1710.5644 | 144.38 | 605.166 | 605.166 | 0 | 0 | 0 | 1105.398 | 0 | 0
5274 | 1605.2895 | 41.11 | 147.098 | 147.098 | 0 | 0 | 0 | 1458.192 | 0 | 0
5275 | 1610.0698 | 0 | 0 | 0 | 0 | 0 | 0 | 0 | 0 | 1610.07
5276 | 1475.0401 | 0 | 0 | 0 | 0 | 0 | 0 | 0 | 0 | 1475.04
5277 | 1838.4211 | 0 | 0 | 0 | 0 | 0 | 0 | 39.045 | 0 | 1799.377
5278 | 1491.7748 | 0 | 0 | 0 | 0 | 0 | 0 | 0 | 0 | 1491.775
5279 | 1526.041 | 0 | 0 | 0 | 0 | 0 | 0 | 0 | 0 | 1526.041
5280 | 1497.353 | 0 | 0 | 0 | 0 | 0 | 0 | 1497.353 | 0 | 0
5281 | 1734.0288 | 0 | 0 | 0 | 0 | 0 | 0 | 1734.029 | 0 | 0
5282 | 1447.9459 | 0 | 0 | 0 | 0 | 0 | 0 | 1447.946 | 0 | 0
5283 | 1251.1145 | 0 | 0 | 0 | 0 | 0 | 0 | 1251.115 | 0 | 0
5284 | 1269.4429 | 0 | 0 | 0 | 0 | 0 | 0 | 1269.443 | 0 | 0
5285 | 1431.2113 | 0 | 0 | 0 | 0 | 0 | 0 | 1431.211 | 0 | 0
5286 | 1506.9156 | 0 | 0 | 0 | 0 | 0 | 0 | 1506.916 | 0 | 0
5287 | 1356.3038 | 79.91 | 304.05 | 0 | -304.05 | 0 | 0 | 1356.304 | 0 | 0
5288 | 1302.3903 | 253.36 | 1090.533 | 0 | -1090.533 | 0 | 0 | 1302.39 | 0 | 0
5289 | 1113.0576 | 409.38 | 1752.611 | 381.963 | -1370.648 | 0 | 0 | 731.094 | 0 | 0
5290 | 1552.2695 | 546.97 | 2291.526 | 1552.269 | -739.257 | 0 | 0 | 0 | 0 | 0
5291 | 1629.2201 | 586.66 | 2420.353 | 1629.22 | -791.133 | 0 | 0 | 0 | 0 | 0
5292 | 1607.9571 | 958.05 | 3870.931 | 1607.957 | -1799.377 | 0 | 463.597 | 0 | 0 | 0
5293 | 1593.6599 | 754.25 | 3040.16 | 1593.66 | -1446.5 | 0 | 0 | 0 | 0 | 0
5294 | 1528.3529 | 516.47 | 2124.091 | 1528.353 | -595.738 | 0 | 0 | 0 | 0 | 0
5295 | 1862.026 | 609.51 | 2519.198 | 1862.026 | -657.172 | 0 | 0 | 0 | 0 | 0
5296 | 1724.6753 | 244.02 | 1026.739 | 1026.739 | 0 | 0 | 0 | 697.936 | 0 | 0
5297 | 1844.8819 | 207.55 | 881.782 | 881.782 | 0 | 0 | 0 | 963.1 | 0 | 0
5298 | 1817.6831 | 5.87 | 0 | 0 | 0 | 0 | 0 | 1817.683 | 0 | 0
5299 | 1765.9551 | 0 | 0 | 0 | 0 | 0 | 0 | 272.362 | 0 | 1493.593
5300 | 1718.8879 | 0 | 0 | 0 | 0 | 0 | 0 | 0 | 0 | 1718.888
5301 | 1542.7756 | 0 | 0 | 0 | 0 | 0 | 0 | 0 | 0 | 1542.776
5302 | 1653.5431 | 0 | 0 | 0 | 0 | 0 | 0 | 0 | 0 | 1653.543
5303 | 1906.9535 | 0 | 0 | 0 | 0 | 0 | 0 | 107.577 | 0 | 1799.377
5304 | 1835.2336 | 0 | 0 | 0 | 0 | 0 | 0 | 1835.234 | 0 | 0
5305 | 1701.3564 | 0 | 0 | 0 | 0 | 0 | 0 | 1701.356 | 0 | 0
5306 | 1351.5224 | 0 | 0 | 0 | 0 | 0 | 0 | 1351.522 | 0 | 0
5307 | 1069.424 | 0 | 0 | 0 | 0 | 0 | 0 | 1069.424 | 0 | 0
5308 | 1283.7869 | 0 | 0 | 0 | 0 | 0 | 0 | 1283.787 | 0 | 0
5309 | 1391.3668 | 0 | 0 | 0 | 0 | 0 | 0 | 1391.367 | 0 | 0
5310 | 1366.6633 | 0 | 0 | 0 | 0 | 0 | 0 | 1366.663 | 0 | 0
5311 | 1409.6953 | 51.77 | 196.002 | 196.002 | 0 | 0 | 0 | 1213.693 | 0 | 0
5312 | 1126.6764 | 169.7 | 725.957 | 725.957 | 0 | 0 | 0 | 400.719 | 0 | 0
5313 | 1236.8333 | 332.23 | 1428.971 | 1236.833 | -192.138 | 0 | 0 | 0 | 0 | 0
5314 | 853.2232 | 573.23 | 2417.833 | 853.223 | -1564.61 | 0 | 0 | 0 | 0 | 0
5315 | 1279.1002 | 624.73 | 2599.529 | 1279.1 | -1320.429 | 0 | 0 | 0 | 0 | 0
5316 | 1487.5921 | 779.12 | 3187.354 | 1487.592 | -1699.762 | 0 | 0 | 0 | 0 | 0
5317 | 1377.6534 | 734.39 | 3016.821 | 1377.654 | -1639.167 | 0 | 0 | 0 | 0 | 0
5318 | 1389.6814 | 711 | 2944.101 | 1389.681 | -1554.42 | 0 | 0 | 0 | 0 | 0
5319 | 1142.5534 | 360.51 | 1525.789 | 1142.554 | -383.235 | 0 | 0 | 0 | 0 | 0
5320 | 1250.1114 | 246 | 1047.66 | 1047.66 | 0 | 0 | 0 | 202.451 | 0 | 0
5321 | 1587.4332 | 67.43 | 265.68 | 265.68 | 0 | 0 | 0 | 1321.753 | 0 | 0
5322 | 1534.0547 | 43.01 | 156.193 | 156.193 | 0 | 0 | 0 | 1377.861 | 0 | 0
5323 | 1588.2052 | 0 | 0 | 0 | 0 | 0 | 0 | 1588.205 | 0 | 0
5324 | 1595.3702 | 0 | 0 | 0 | 0 | 0 | 0 | 1595.37 | 0 | 0
5325 | 1622.4644 | 0 | 0 | 0 | 0 | 0 | 0 | 1622.464 | 0 | 0
5326 | 1469.4619 | 0 | 0 | 0 | 0 | 0 | 0 | 1464.167 | 0 | 5.295
5327 | 1749.1697 | 0 | 0 | 0 | 0 | 0 | 0 | 0 | 0 | 1749.17
5328 | 1341.9598 | 0 | 0 | 0 | 0 | 0 | 0 | 0 | 0 | 1341.96
5329 | 1458.3055 | 0 | 0 | 0 | 0 | 0 | 0 | 1458.305 | 0 | 0
5330 | 1478.2277 | 0 | 0 | 0 | 0 | 0 | 0 | 1478.228 | 0 | 0
5331 | 1371.4446 | 0 | 0 | 0 | 0 | 0 | 0 | 1371.445 | 0 | 0
5332 | 1293.3496 | 0 | 0 | 0 | 0 | 0 | 0 | 1293.35 | 0 | 0
5333 | 1466.2743 | 0 | 0 | 0 | 0 | 0 | 0 | 1466.274 | 0 | 0
5334 | 1534.8067 | 0 | 0 | 0 | 0 | 0 | 0 | 1534.807 | 0 | 0
5335 | 1117.2373 | 76.38 | 293.437 | 293.437 | 0 | 0 | 0 | 0 | 0 | 823.801
5336 | 1320.5663 | 328.19 | 1407.031 | 1320.566 | -86.465 | 0 | 0 | 0 | 0 | 0
5337 | 1426.2447 | 414.22 | 1793.74 | 1426.245 | -367.495 | 0 | 0 | 0 | 0 | 0
5338 | 1743.702 | 435.2 | 1855.137 | 1743.702 | -111.435 | 0 | 0 | 0 | 0 | 0
5339 | 1773.4518 | 719.47 | 3015.105 | 1773.452 | -1241.653 | 0 | 0 | 0 | 0 | 0
5340 | 1551.0702 | 734.95 | 3066.676 | 1551.07 | -1515.606 | 0 | 0 | 0 | 0 | 0
5341 | 1468.154 | 758.93 | 3164.807 | 1468.154 | -1696.653 | 0 | 0 | 0 | 0 | 0
5342 | 1368.2013 | 353.5 | 1492.731 | 1368.201 | -124.53 | 0 | 0 | 0 | 0 | 0
5343 | 1425.388 | 115.06 | 465.018 | 465.018 | 0 | 0 | 0 | 960.37 | 0 | 0
5344 | 1789.557 | 272.52 | 1167.63 | 1167.63 | 0 | 0 | 0 | 621.927 | 0 | 0
5345 | 1671.8207 | 15.67 | 40.25 | 40.25 | 0 | 0 | 0 | 1631.57 | 0 | 0
5346 | 1623.3211 | 5.87 | 0 | 0 | 0 | 0 | 0 | 1623.321 | 0 | 0
5347 | 1399.3357 | 0 | 0 | 0 | 0 | 0 | 0 | 0 | 0 | 1399.336
5348 | 1383.398 | 0 | 0 | 0 | 0 | 0 | 0 | 0 | 0 | 1383.398
5349 | 1339.5691 | 0 | 0 | 0 | 0 | 0 | 0 | 0 | 0 | 1339.569
5350 | 1674.2622 | 0 | 0 | 0 | 0 | 0 | 0 | 0 | 0 | 1674.262
5351 | 1441.5708 | 0 | 0 | 0 | 0 | 0 | 0 | 0 | 0 | 1441.571
5352 | 1500.5405 | 0 | 0 | 0 | 0 | 0 | 0 | 1500.541 | 0 | 0
5353 | 1355.5069 | 0 | 0 | 0 | 0 | 0 | 0 | 1355.507 | 0 | 0
5354 | 1402.5233 | 0 | 0 | 0 | 0 | 0 | 0 | 1402.523 | 0 | 0
5355 | 1098.9089 | 0 | 0 | 0 | 0 | 0 | 0 | 1098.909 | 0 | 0
5356 | 1362.6789 | 0 | 0 | 0 | 0 | 0 | 0 | 1362.679 | 0 | 0
5357 | 1237.5674 | 0 | 0 | 0 | 0 | 0 | 0 | 1237.567 | 0 | 0
5358 | 1263.8647 | 0 | 0 | 0 | 0 | 0 | 0 | 1263.865 | 0 | 0
5359 | 1380.2104 | 58.55 | 224.654 | 0 | -224.654 | 0 | 0 | 1380.21 | 0 | 0
5360 | 1386.2658 | 26.45 | 86.963 | 0 | -86.963 | 0 | 0 | 1386.266 | 0 | 0
5361 | 1418.5776 | 124.29 | 514.834 | 0 | -514.834 | 0 | 0 | 1418.578 | 0 | 0
5362 | 1606.5008 | 506.45 | 2152.476 | 353.099 | -1799.377 | 0 | 0 | 1253.401 | 0 | 0
5363 | 1395.5694 | 234.15 | 978.05 | 0 | -978.05 | 0 | 0 | 1395.569 | 0 | 0
5364 | 1749.1418 | 657.52 | 2731.789 | 932.412 | -1799.377 | 0 | 0 | 816.73 | 0 | 0
5365 | 1070.1512 | 391.87 | 1640.91 | 0 | -1640.91 | 0 | 0 | 1070.151 | 0 | 0
5366 | 1155.2987 | 223.16 | 927.13 | 328.167 | -598.963 | 0 | 0 | 827.132 | 0 | 0
5367 | 1561.8691 | 61.21 | 229.247 | 229.247 | 0 | 0 | 0 | 1332.622 | 0 | 0
5368 | 1337.3169 | 408.01 | 1749.451 | 1337.317 | -412.134 | 0 | 0 | 0 | 0 | 0
5369 | 1556.0846 | 225.36 | 964.277 | 964.277 | 0 | 0 | 0 | 591.808 | 0 | 0
5370 | 1554.3395 | 47.74 | 175.755 | 175.755 | 0 | 0 | 0 | 1378.584 | 0 | 0
5371 | 914.8386 | 0 | 0 | 0 | 0 | 0 | 0 | 0 | 0 | 914.839
5372 | 1265.4585 | 0 | 0 | 0 | 0 | 0 | 0 | 0 | 0 | 1265.459
5373 | 1199.3168 | 0 | 0 | 0 | 0 | 0 | 0 | 0 | 0 | 1199.317
5374 | 1364.2726 | 0 | 0 | 0 | 0 | 0 | 0 | 0 | 0 | 1364.273
5375 | 1340.366 | 0 | 0 | 0 | 0 | 0 | 0 | 0 | 0 | 1340.366
5376 | 1275.0212 | 0 | 0 | 0 | 0 | 0 | 0 | 1275.021 | 0 | 0
5377 | 2321.3354 | 0 | 0 | 0 | 0 | 0 | 0 | 2321.335 | 0 | 0
5378 | 2049.5965 | 0 | 0 | 0 | 0 | 0 | 0 | 2049.597 | 0 | 0
5379 | 2418.5558 | 0 | 0 | 0 | 0 | 0 | 0 | 2418.556 | 0 | 0
5380 | 2200.2084 | 0 | 0 | 0 | 0 | 0 | 0 | 2200.208 | 0 | 0
5381 | 1996.205 | 0 | 0 | 0 | 0 | 0 | 0 | 1996.205 | 0 | 0
5382 | 2369.9456 | 0 | 0 | 0 | 0 | 0 | 0 | 2369.946 | 0 | 0
5383 | 2032.8619 | 38.23 | 137.221 | 0 | -137.221 | 0 | 0 | 2032.862 | 0 | 0
5384 | 1717.081 | 125.59 | 528.964 | 0 | -528.964 | 0 | 0 | 1717.081 | 0 | 0
5385 | 1818.1981 | 359.33 | 1557.595 | 0 | -1557.595 | 0 | 0 | 1818.198 | 0 | 0
5386 | 2087.6529 | 504.96 | 2157.013 | 357.636 | -1799.377 | 0 | 0 | 1730.017 | 0 | 0
5387 | 2288.3681 | 703.06 | 2957.756 | 2007.845 | -949.911 | 0 | 0 | 280.523 | 0 | 0
5388 | 2277.5584 | 798.67 | 3331.325 | 2277.558 | -1053.767 | 0 | 0 | 0 | 0 | 0
5389 | 2252.5022 | 694.75 | 2909.158 | 2252.503 | -656.655 | 0 | 0 | 0 | 0 | 0
5390 | 2381.0831 | 585.55 | 2468.708 | 2381.083 | -87.625 | 0 | 0 | 0 | 0 | 0
5391 | 2172.9459 | 267.19 | 1133.615 | 1133.615 | 0 | 0 | 0 | 1039.331 | 0 | 0
5392 | 1845.8412 | 42.17 | 152.019 | 152.019 | 0 | 0 | 0 | 1693.822 | 0 | 0
5393 | 2378.556 | 14.69 | 36.433 | 36.433 | 0 | 0 | 0 | 2342.123 | 0 | 0
5394 | 2247.4788 | 10.77 | 19.409 | 19.409 | 0 | 0 | 0 | 2228.07 | 0 | 0
5395 | 2405.0087 | 0 | 0 | 0 | 0 | 0 | 0 | 1394.338 | 0 | 1010.67
5396 | 1889.422 | 0 | 0 | 0 | 0 | 0 | 0 | 90.045 | 0 | 1799.377
5397 | 2380.3051 | 0 | 0 | 0 | 0 | 0 | 0 | 580.929 | 0 | 1799.377
5398 | 2206.5835 | 0 | 0 | 0 | 0 | 0 | 0 | 407.207 | 0 | 1799.377
5399 | 2286.2723 | 0 | 0 | 0 | 0 | 0 | 0 | 486.896 | 0 | 1799.377
5400 | 1948.3917 | 0 | 0 | 0 | 0 | 0 | 0 | 1948.392 | 0 | 0
5401 | 1804.9518 | 0 | 0 | 0 | 0 | 0 | 0 | 1804.952 | 0 | 0
5402 | 1843.2025 | 0 | 0 | 0 | 0 | 0 | 0 | 1843.202 | 0 | 0
5403 | 1243.9425 | 0 | 0 | 0 | 0 | 0 | 0 | 1243.943 | 0 | 0
5404 | 1298.1309 | 0 | 0 | 0 | 0 | 0 | 0 | 1298.131 | 0 | 0
5405 | 1563.4947 | 0 | 0 | 0 | 0 | 0 | 0 | 1563.495 | 0 | 0
5406 | 1161.0661 | 0 | 0 | 0 | 0 | 0 | 0 | 1161.066 | 0 | 0
5407 | 1122.8155 | 68.38 | 263.641 | 263.641 | 0 | 0 | 0 | 859.175 | 0 | 0
5408 | 842.0808 | 327.46 | 1401.889 | 842.081 | -559.808 | 0 | 0 | 0 | 0 | 0
5409 | 1173.7765 | 414.83 | 1784.525 | 1173.776 | -610.749 | 0 | 0 | 0 | 0 | 0
5410 | 1566.0129 | 574.26 | 2418.807 | 1566.013 | -852.794 | 0 | 0 | 0 | 0 | 0
5411 | 1402.9586 | 574.75 | 2396.329 | 1402.959 | -993.37 | 0 | 0 | 0 | 0 | 0
5412 | 1433.2991 | 661.1 | 2736.082 | 1433.3 | -1302.782 | 0 | 0 | 0 | 0 | 0
5413 | 1510.4219 | 797.89 | 3283.871 | 1510.422 | -1773.449 | 0 | 0 | 0 | 0 | 0
5414 | 1372.2356 | 738.5 | 3071.768 | 1372.236 | -1699.532 | 0 | 0 | 0 | 0 | 0
5415 | 1544.9103 | 581.99 | 2460.978 | 1544.911 | -916.067 | 0 | 0 | 0 | 0 | 0
5416 | 1537.5301 | 446.43 | 1921.349 | 1537.53 | -383.819 | 0 | 0 | 0 | 0 | 0
5417 | 1196.4679 | 312.36 | 1335.535 | 1196.467 | -42.441 | 0 | 96.627 | 0 | 0 | 0
5418 | 1288.0652 | 91.04 | 315.994 | 315.994 | 0 | 0 | 0 | 972.071 | 0 | 0
5419 | 1408.1115 | 0 | 0 | 0 | 0 | 0 | 0 | 0 | 0 | 1408.111
5420 | 1260.6772 | 0 | 0 | 0 | 0 | 0 | 0 | 0 | 0 | 1260.677
5421 | 1176.207 | 0 | 0 | 0 | 0 | 0 | 0 | 0 | 0 | 1176.207
5422 | 1688.6062 | 0 | 0 | 0 | 0 | 0 | 0 | 0 | 0 | 1688.606
5423 | 1341.1629 | 0 | 0 | 0 | 0 | 0 | 0 | 0 | 0 | 1341.163
5424 | 1206.4888 | 0 | 0 | 0 | 0 | 0 | 0 | 1103.778 | 0 | 102.711
5425 | 1402.5233 | 0 | 0 | 0 | 0 | 0 | 0 | 1402.523 | 0 | 0
5426 | 1134.7688 | 0 | 0 | 0 | 0 | 0 | 0 | 1134.769 | 0 | 0
5427 | 1440.7739 | 0 | 0 | 0 | 0 | 0 | 0 | 1440.774 | 0 | 0
5428 | 1137.9564 | 0 | 0 | 0 | 0 | 0 | 0 | 1137.956 | 0 | 0
5429 | 876.5771 | 0 | 0 | 0 | 0 | 0 | 0 | 876.577 | 0 | 0
5430 | 1141.1439 | 0 | 0 | 0 | 0 | 0 | 0 | 1141.144 | 0 | 0
5431 | 939.5312 | 80.72 | 307.641 | 307.641 | 0 | 0 | 0 | 0 | 0 | 631.891
5432 | 1269.4808 | 257.76 | 1112.547 | 1112.547 | 0 | 0 | 0 | 0 | 0 | 156.934
5433 | 1423.8829 | 448.88 | 1930.315 | 1423.883 | -506.432 | 0 | 0 | 0 | 0 | 0
5434 | 1541.5026 | 630.62 | 2653.162 | 1541.502 | -1111.66 | 0 | 0 | 0 | 0 | 0
5435 | 1400.2571 | 875.05 | 3643.604 | 1400.256 | -1799.377 | 0 | 443.971 | 0 | 0 | 0
5436 | 1426.2825 | 779.67 | 3200.782 | 1426.283 | -1774.499 | 0 | 0 | 0 | 0 | 0
5437 | 1362.2406 | 685.67 | 2832.151 | 1362.24 | -1469.911 | 0 | 0 | 0 | 0 | 0
5438 | 1667.2764 | 704.59 | 2920.972 | 1667.277 | -1253.695 | 0 | 0 | 0 | 0 | 0
5439 | 1636.4498 | 561.77 | 2363.928 | 1636.45 | -727.478 | 0 | 0 | 0 | 0 | 0
5440 | 1895.057 | 397.35 | 1699.68 | 1699.68 | 0 | 0 | 0 | 195.377 | 0 | 0
5441 | 1891.8794 | 87.49 | 352.66 | 352.66 | 0 | 0 | 0 | 1539.22 | 0 | 0
5442 | 1615.2725 | 17.62 | 47.177 | 47.177 | 0 | 0 | 0 | 1568.096 | 0 | 0
5443 | 1799.3766 | 0 | 0 | 0 | 0 | 0 | 0 | 0 | 0 | 1799.377
5444 | 1355.5069 | 0 | 0 | 0 | 0 | 0 | 0 | 0 | 0 | 1355.507
5445 | 1471.8526 | 0 | 0 | 0 | 0 | 0 | 0 | 0 | 0 | 1471.853
5446 | 1823.2803 | 0 | 0 | 0 | 0 | 0 | 0 | 23.904 | 0 | 1799.377
5447 | 1494.9623 | 0 | 0 | 0 | 0 | 0 | 0 | 0 | 0 | 1494.962
5448 | 1516.4783 | 0 | 0 | 0 | 0 | 0 | 0 | 1516.478 | 0 | 0
5449 | 1078.9867 | 0 | 0 | 0 | 0 | 0 | 0 | 1078.987 | 0 | 0
5450 | 1199.3168 | 0 | 0 | 0 | 0 | 0 | 0 | 1199.317 | 0 | 0
5451 | 1483.009 | 0 | 0 | 0 | 0 | 0 | 0 | 1483.009 | 0 | 0
5452 | 1071.8147 | 0 | 0 | 0 | 0 | 0 | 0 | 1071.815 | 0 | 0
5453 | 1069.424 | 0 | 0 | 0 | 0 | 0 | 0 | 1069.424 | 0 | 0
5454 | 908.4526 | 0 | 0 | 0 | 0 | 0 | 0 | 908.453 | 0 | 0
5455 | 961.0472 | 80.56 | 307.482 | 307.482 | 0 | 0 | 0 | 484.378 | 0 | 169.187
5456 | 1232.0808 | 257.24 | 1114.166 | 1114.166 | 0 | 0 | 0 | 0 | 0 | 117.914
5457 | 898.5931 | 444.41 | 1920.817 | 898.593 | -1022.224 | 0 | 0 | 0 | 0 | 0
5458 | 1637.5824 | 581.82 | 2470.135 | 1637.582 | -832.553 | 0 | 0 | 0 | 0 | 0
5459 | 1399.4642 | 639.05 | 2681.293 | 1399.464 | -1281.829 | 0 | 0 | 0 | 0 | 0
5460 | 1253.0838 | 962.85 | 4024.989 | 1253.083 | -1799.377 | 0 | 972.529 | 0 | 0 | 0
5461 | 1139.5362 | 758.09 | 3149.035 | 1139.536 | -1799.377 | 0 | 210.122 | 0 | 0 | 0
5462 | 1059.7836 | 883.33 | 3719.15 | 1059.784 | -1799.377 | 0 | 859.989 | 0 | 0 | 0
5463 | 1558.9445 | 738.23 | 3153.871 | 1558.945 | -600.076 | 0 | 994.85 | 0 | 0 | 0
5464 | 1523.5696 | 461.71 | 1981.682 | 1523.569 | 0 | 0 | 458.113 | 0 | 0 | 0
5465 | 1542.7437 | 307.27 | 1293.926 | 1293.926 | 0 | 0 | 0 | 248.818 | 0 | 0
5466 | 951.0801 | 71.57 | 262.05 | 262.05 | 0 | 0 | 0 | 689.031 | 0 | 0
5467 | 976.1213 | 0 | 0 | 0 | 0 | 0 | 0 | 0 | 0 | 976.121
5468 | 1243.9425 | 0 | 0 | 0 | 0 | 0 | 0 | 0 | 0 | 1243.943
5469 | 1221.6297 | 0 | 0 | 0 | 0 | 0 | 0 | 0 | 0 | 1221.63
5470 | 1326.8189 | 0 | 0 | 0 | 0 | 0 | 0 | 0 | 0 | 1326.819
5471 | 1231.9892 | 0 | 0 | 0 | 0 | 0 | 0 | 0 | 0 | 1231.989
5472 | 1280.5994 | 0 | 0 | 0 | 0 | 0 | 0 | 1280.599 | 0 | 0
5473 | 1526.8378 | 0 | 0 | 0 | 0 | 0 | 0 | 1526.838 | 0 | 0
5474 | 1339.5691 | 0 | 0 | 0 | 0 | 0 | 0 | 1339.569 | 0 | 0
5475 | 1200.1137 | 0 | 0 | 0 | 0 | 0 | 0 | 1200.114 | 0 | 0
5476 | 1116.4404 | 0 | 0 | 0 | 0 | 0 | 0 | 1116.44 | 0 | 0
5477 | 1081.3773 | 0 | 0 | 0 | 0 | 0 | 0 | 1081.377 | 0 | 0
5478 | 1066.2364 | 0 | 0 | 0 | 0 | 0 | 0 | 20.258 | 0 | 1045.978
5479 | 1336.3816 | 46.91 | 174.685 | 174.685 | 0 | 0 | 0 | 0 | 0 | 1161.697
5480 | 911.6949 | 260.37 | 1125.669 | 911.695 | -213.974 | 0 | 0 | 0 | 0 | 0
5481 | 1039.4979 | 562.21 | 2456.464 | 1039.498 | -1416.966 | 0 | 0 | 0 | 0 | 0
5482 | 1131.3791 | 647.47 | 2724.777 | 1131.379 | -1593.398 | 0 | 0 | 0 | 0 | 0
5483 | 1048.2088 | 890.17 | 3710.247 | 1048.209 | -1799.377 | 0 | 862.661 | 0 | 0 | 0
5484 | 1006.9788 | 960.1 | 3969.034 | 1006.978 | -1799.377 | 0 | 1162.679 | 0 | 0 | 0
5485 | 904.3835 | 957.1 | 3968.524 | 904.383 | -1799.377 | 0 | 1264.764 | 0 | 0 | 0
5486 | 1037.6411 | 875.17 | 3672.403 | 1037.641 | -512.344 | 0 | 2122.418 | 0 | 0 | 0
5487 | 1025.9707 | 729.64 | 3119.919 | 1025.971 | 0 | 0 | 2093.948 | 0 | 0 | 0
5488 | 1029.466 | 531.49 | 2322.166 | 1029.466 | 0 | 0 | 1292.7 | 0 | 0 | 0
5489 | 1371.0223 | 302.36 | 1283.312 | 1283.312 | 0 | 0 | 0 | 0 | 0 | 87.71
5490 | 1163.9011 | 83.43 | 274.039 | 274.039 | 0 | 0 | 0 | 0 | 0 | 889.862
5491 | 1193.7386 | 0 | 0 | 0 | 0 | 0 | 0 | 0 | 0 | 1193.739
5492 | 1105.284 | 0 | 0 | 0 | 0 | 0 | 0 | 0 | 0 | 1105.284
5493 | 1094.1275 | 0 | 0 | 0 | 0 | 0 | 0 | 0 | 0 | 1094.128
5494 | 1174.6132 | 0 | 0 | 0 | 0 | 0 | 0 | 0 | 0 | 1174.613
5495 | 1165.0506 | 0 | 0 | 0 | 0 | 0 | 0 | 0 | 0 | 1165.051
5496 | 495.6645 | 0 | 0 | 0 | 0 | 0 | 0 | 0 | 0 | 495.664
5497 | 368.1624 | 0 | 0 | 0 | 0 | 0 | 0 | 368.162 | 0 | 0
5498 | 341.0682 | 0 | 0 | 0 | 0 | 0 | 0 | 341.068 | 0 | 0
5499 | 376.9281 | 0 | 0 | 0 | 0 | 0 | 0 | 376.928 | 0 | 0
5500 | 385.6939 | 0 | 0 | 0 | 0 | 0 | 0 | 268.063 | 0 | 117.631
5501 | 367.3655 | 0 | 0 | 0 | 0 | 0 | 0 | 0 | 0 | 367.365
5502 | 324.3335 | 0 | 0 | 0 | 0 | 0 | 0 | 0 | 0 | 324.334
5503 | 333.8962 | 39.21 | 141.1 | 141.1 | 0 | 0 | 0 | 0 | 0 | 192.796
5504 | 280.1859 | 325.45 | 1402.285 | 280.186 | -1122.099 | 0 | 0 | 0 | 0 | 0
5505 | 809.242 | 556.88 | 2452.448 | 809.242 | -1643.206 | 0 | 0 | 0 | 0 | 0
5506 | 1188.3885 | 754.33 | 3246.832 | 1188.388 | -1799.377 | 0 | 259.067 | 0 | 0 | 0
5507 | 993.5084 | 902.56 | 3815.146 | 993.508 | -1799.377 | 0 | 1022.261 | 0 | 0 | 0
5508 | 1233.7922 | 834.24 | 3453.572 | 1233.792 | -1799.377 | 0 | 420.403 | 0 | 0 | 0
5509 | 1154.0047 | 606.22 | 2532.372 | 1154.005 | -971.377 | 0 | 406.99 | 0 | 0 | 0
5510 | 1230.0597 | 690.96 | 2890.049 | 1230.06 | 0 | 0 | 1659.989 | 0 | 0 | 0
5511 | 1043.0311 | 587.05 | 2483.252 | 1043.031 | 0 | 0 | 1440.221 | 0 | 0 | 0
5512 | 1276.6757 | 437.07 | 1879.598 | 1276.676 | 0 | 0 | 602.922 | 0 | 0 | 0
5513 | 1051.0647 | 307.68 | 1301.877 | 1051.065 | 0 | 0 | 250.812 | 0 | 0 | 0
5514 | 1040.0298 | 83.95 | 265.923 | 265.923 | 0 | 0 | 0 | 0 | 0 | 774.106
5515 | 1084.0897 | 0 | 0 | 0 | 0 | 0 | 0 | 0 | 0 | 1084.09
5516 | 894.9055 | 0 | 0 | 0 | 0 | 0 | 0 | 0 | 0 | 894.905
5517 | 269.3482 | 0 | 0 | 0 | 0 | 0 | 0 | 0 | 0 | 269.348
5518 | 90.8453 | 0 | 0 | 0 | 0 | 0 | 0 | 0 | 0 | 90.845
5519 | 94.0328 | 0 | 0 | 0 | 0 | 0 | 0 | 0 | 0 | 94.033
5520 | 90.8453 | 0 | 0 | 0 | 0 | 0 | 0 | 0 | 0 | 90.845
5521 | 95.6266 | 0 | 0 | 0 | 0 | 0 | 0 | 0 | 0 | 95.627
5522 | 87.6577 | 0 | 0 | 0 | 0 | 0 | 0 | 0 | 0 | 87.658
5523 | 94.0328 | 0 | 0 | 0 | 0 | 0 | 0 | 0 | 0 | 94.033
5524 | 85.267 | 0 | 0 | 0 | 0 | 0 | 0 | 0 | 0 | 85.267
5525 | 94.8297 | 0 | 0 | 0 | 0 | 0 | 0 | 0 | 0 | 94.83
5526 | 87.6577 | 0 | 0 | 0 | 0 | 0 | 0 | 0 | 0 | 87.658
5527 | 93.2359 | 101.54 | 340.579 | 93.235 | -247.344 | 0 | 0 | 0 | 0 | 0
5528 | 76.7762 | 330.45 | 1422.611 | 76.776 | -1345.835 | 0 | 0 | 0 | 0 | 0
5529 | 83.0716 | 562.97 | 2472.412 | 83.071 | -1799.377 | 0 | 589.964 | 0 | 0 | 0
5530 | 78.5941 | 758.69 | 3249.771 | 78.594 | -884.56 | 0 | 2286.617 | 0 | 0 | 0
5531 | 85.6854 | 898.37 | 3772.199 | 85.685 | 0 | 0 | 3686.514 | 0 | 0 | 0
5532 | 80.162 | 969.29 | 4014.67 | 80.162 | 0 | 0 | 3934.508 | 0 | 0 | 0
5533 | 88.2653 | 964.85 | 3987.678 | 88.265 | 0 | 0 | 3899.413 | 0 | 0 | 0
5534 | 80.4469 | 889.47 | 3707.913 | 80.447 | 0 | 0 | 3627.466 | 0 | 0 | 0
5535 | 94.9911 | 602.56 | 2529.115 | 94.991 | 0 | 0 | 2434.124 | 0 | 0 | 0
5536 | 84.2281 | 539.03 | 2341.891 | 84.228 | 0 | 0 | 2257.663 | 0 | 0 | 0
5537 | 89.7426 | 304.16 | 1282.378 | 89.743 | 0 | 0 | 1192.635 | 0 | 0 | 0
5538 | 80.4598 | 74.48 | 266.082 | 80.46 | 0 | 0 | 185.622 | 0 | 0 | 0
5539 | 96.4285 | 0 | 0 | 0 | 0 | 0 | 0 | 0 | 0 | 96.428
5540 | 86.0639 | 0 | 0 | 0 | 0 | 0 | 0 | 0 | 0 | 86.064
5541 | 93.2359 | 0 | 0 | 0 | 0 | 0 | 0 | 0 | 0 | 93.236
5542 | 86.8608 | 0 | 0 | 0 | 0 | 0 | 0 | 0 | 0 | 86.861
5543 | 92.439 | 0 | 0 | 0 | 0 | 0 | 0 | 0 | 0 | 92.439
5544 | 86.8608 | 0 | 0 | 0 | 0 | 0 | 0 | 0 | 0 | 86.861
5545 | 93.2359 | 0 | 0 | 0 | 0 | 0 | 0 | 0 | 0 | 93.236
5546 | 87.6577 | 0 | 0 | 0 | 0 | 0 | 0 | 0 | 0 | 87.658
5547 | 92.439 | 0 | 0 | 0 | 0 | 0 | 0 | 0 | 0 | 92.439
5548 | 86.8608 | 0 | 0 | 0 | 0 | 0 | 0 | 0 | 0 | 86.861
5549 | 93.2359 | 0 | 0 | 0 | 0 | 0 | 0 | 0 | 0 | 93.236
5550 | 82.8764 | 0 | 0 | 0 | 0 | 0 | 0 | 0 | 0 | 82.876
5551 | 84.4702 | 99.86 | 347.364 | 84.47 | -262.894 | 0 | 0 | 0 | 0 | 0
5552 | 79.4856 | 325.77 | 1405.1 | 79.486 | -937.02 | 0 | 388.594 | 0 | 0 | 0
5553 | 83.7151 | 556.99 | 2449.673 | 83.715 | 0 | 0 | 2365.958 | 0 | 0 | 0
5554 | 80.1929 | 753.53 | 3239.826 | 80.193 | 0 | 0 | 3159.633 | 0 | 0 | 0
5555 | 80.8682 | 906.94 | 3830.924 | 80.868 | 0 | 0 | 3750.056 | 0 | 0 | 0
5556 | 79.7665 | 973.35 | 4070.965 | 79.766 | 0 | 0 | 3991.199 | 0 | 0 | 0
5557 | 81.1979 | 967.79 | 4039.997 | 81.197 | 0 | 0 | 3958.8 | 0 | 0 | 0
5558 | 74.3586 | 882.58 | 3716.986 | 74.359 | 0 | 0 | 3642.627 | 0 | 0 | 0
5559 | 87.9635 | 565.25 | 2391.181 | 87.964 | 0 | 0 | 2303.217 | 0 | 0 | 0
5560 | 78.7595 | 470.46 | 2026.905 | 78.759 | 0 | 0 | 1948.146 | 0 | 0 | 0
5561 | 83.995 | 272.65 | 1169.199 | 83.995 | 0 | 0 | 1085.204 | 0 | 0 | 0
5562 | 78.9318 | 81.19 | 268.274 | 78.932 | 0 | 0 | 189.342 | 0 | 0 | 0
5563 | 94.8446 | 0 | 0 | 0 | 0 | 0 | 0 | 0 | 0 | 94.845
5564 | 89.2515 | 0 | 0 | 0 | 0 | 0 | 0 | 0 | 0 | 89.251
5565 | 93.2359 | 0 | 0 | 0 | 0 | 0 | 0 | 0 | 0 | 93.236
5566 | 86.8608 | 0 | 0 | 0 | 0 | 0 | 0 | 0 | 0 | 86.861
5567 | 96.4235 | 0 | 0 | 0 | 0 | 0 | 0 | 0 | 0 | 96.423
5568 | 86.8608 | 0 | 0 | 0 | 0 | 0 | 0 | 0 | 0 | 86.861
5569 | 93.2359 | 0 | 0 | 0 | 0 | 0 | 0 | 0 | 0 | 93.236
5570 | 88.4546 | 0 | 0 | 0 | 0 | 0 | 0 | 0 | 0 | 88.455
5571 | 86.8608 | 0 | 0 | 0 | 0 | 0 | 0 | 0 | 0 | 86.861
5572 | 86.8608 | 0 | 0 | 0 | 0 | 0 | 0 | 0 | 0 | 86.861
5573 | 93.2359 | 0 | 0 | 0 | 0 | 0 | 0 | 0 | 0 | 93.236
5574 | 83.6733 | 0 | 0 | 0 | 0 | 0 | 0 | 0 | 0 | 83.673
5575 | 86.8608 | 90.61 | 343.536 | 86.861 | -256.675 | 0 | 0 | 0 | 0 | 0
5576 | 75.7243 | 330.8 | 1428.207 | 75.724 | -945.024 | 0 | 407.459 | 0 | 0 | 0
5577 | 84.1783 | 563.33 | 2476.615 | 84.179 | 0 | 0 | 2392.436 | 0 | 0 | 0
5578 | 72.4879 | 760.79 | 3271.876 | 72.488 | 0 | 0 | 3199.388 | 0 | 0 | 0
5579 | 80.7865 | 753.93 | 3156.29 | 80.787 | 0 | 0 | 3075.503 | 0 | 0 | 0
5580 | 74.8706 | 834.66 | 3455.99 | 74.871 | 0 | 0 | 3381.119 | 0 | 0 | 0
5581 | 86.2801 | 964.77 | 4036.01 | 86.28 | 0 | 0 | 3949.73 | 0 | 0 | 0
5582 | 78.115 | 560.62 | 2352.205 | 78.115 | 0 | 0 | 2274.09 | 0 | 0 | 0
5583 | 78.5463 | 609.23 | 2582.244 | 78.546 | 0 | 0 | 2503.698 | 0 | 0 | 0
5584 | 79.3432 | 532.43 | 2329.709 | 79.343 | 0 | 0 | 2250.366 | 0 | 0 | 0
5585 | 88.3072 | 298.37 | 1263.915 | 88.307 | 0 | 0 | 1175.608 | 0 | 0 | 0
5586 | 82.3435 | 78.67 | 259.897 | 82.343 | 0 | 0 | 177.554 | 0 | 0 | 0
5587 | 97.2562 | 0 | 0 | 0 | 0 | 0 | 0 | 0 | 0 | 97.256
5588 | 88.4546 | 0 | 0 | 0 | 0 | 0 | 0 | 0 | 0 | 88.455
5589 | 94.0328 | 0 | 0 | 0 | 0 | 0 | 0 | 0 | 0 | 94.033
5590 | 86.8608 | 0 | 0 | 0 | 0 | 0 | 0 | 0 | 0 | 86.861
5591 | 90.8453 | 0 | 0 | 0 | 0 | 0 | 0 | 0 | 0 | 90.845
5592 | 84.4702 | 0 | 0 | 0 | 0 | 0 | 0 | 0 | 0 | 84.47
5593 | 93.2359 | 0 | 0 | 0 | 0 | 0 | 0 | 0 | 0 | 93.236
5594 | 81.2826 | 0 | 0 | 0 | 0 | 0 | 0 | 0 | 0 | 81.283
5595 | 92.439 | 0 | 0 | 0 | 0 | 0 | 0 | 0 | 0 | 92.439
5596 | 79.6888 | 0 | 0 | 0 | 0 | 0 | 0 | 0 | 0 | 79.689
5597 | 90.0484 | 0 | 0 | 0 | 0 | 0 | 0 | 0 | 0 | 90.048
5598 | 79.6888 | 0 | 0 | 0 | 0 | 0 | 0 | 0 | 0 | 79.689
5599 | 86.0639 | 80.59 | 309.391 | 86.064 | -223.327 | 0 | 0 | 0 | 0 | 0
5600 | 75.1595 | 257.01 | 1117.202 | 75.16 | -954.45 | 0 | 87.592 | 0 | 0 | 0
5601 | 85.1346 | 455.96 | 1982.141 | 85.134 | 0 | 0 | 1897.007 | 0 | 0 | 0
5602 | 74.1644 | 598.89 | 2561.306 | 74.164 | 0 | 0 | 2487.142 | 0 | 0 | 0
5603 | 80.2656 | 733.19 | 3096.2 | 80.266 | 0 | 0 | 3015.934 | 0 | 0 | 0
5604 | 72.995 | 741.51 | 3114.572 | 72.995 | 0 | 0 | 3041.577 | 0 | 0 | 0
5605 | 82.3325 | 783.36 | 3283.378 | 82.332 | 0 | 0 | 3201.046 | 0 | 0 | 0
5606 | 74.6694 | 667.2 | 2817.885 | 74.67 | 0 | 0 | 2743.215 | 0 | 0 | 0
5607 | 86.4494 | 607.72 | 2592.767 | 86.449 | 0 | 0 | 2506.318 | 0 | 0 | 0
5608 | 80.9369 | 457.67 | 1983.183 | 80.937 | 0 | 0 | 1902.246 | 0 | 0 | 0
5609 | 86.7502 | 269.65 | 1160.992 | 86.75 | 0 | 0 | 1074.242 | 0 | 0 | 0
5610 | 79.3501 | 76.82 | 257.966 | 79.35 | 0 | 0 | 178.616 | 0 | 0 | 0
5611 | 96.4444 | 0 | 0 | 0 | 0 | 0 | 0 | 0 | 0 | 96.444
5612 | 87.6577 | 0 | 0 | 0 | 0 | 0 | 0 | 0 | 0 | 87.658
5613 | 90.8453 | 0 | 0 | 0 | 0 | 0 | 0 | 0 | 0 | 90.845
5614 | 86.0639 | 0 | 0 | 0 | 0 | 0 | 0 | 0 | 0 | 86.064
5615 | 92.439 | 0 | 0 | 0 | 0 | 0 | 0 | 0 | 0 | 92.439
5616 | 87.6577 | 0 | 0 | 0 | 0 | 0 | 0 | 0 | 0 | 87.658
5617 | 94.0328 | 0 | 0 | 0 | 0 | 0 | 0 | 0 | 0 | 94.033
5618 | 86.8608 | 0 | 0 | 0 | 0 | 0 | 0 | 0 | 0 | 86.861
5619 | 93.2359 | 0 | 0 | 0 | 0 | 0 | 0 | 0 | 0 | 93.236
5620 | 79.6888 | 0 | 0 | 0 | 0 | 0 | 0 | 0 | 0 | 79.689
5621 | 88.4546 | 0 | 0 | 0 | 0 | 0 | 0 | 0 | 0 | 88.455
5622 | 86.0639 | 0 | 0 | 0 | 0 | 0 | 0 | 0 | 0 | 86.064
5623 | 88.4546 | 94.48 | 355.157 | 88.454 | -266.703 | 0 | 0 | 0 | 0 | 0
5624 | 78.9726 | 285.56 | 1240.745 | 78.972 | -923.474 | 0 | 238.299 | 0 | 0 | 0
5625 | 84.4114 | 451.44 | 1954.424 | 84.411 | 0 | 0 | 1870.013 | 0 | 0 | 0
5626 | 75.3169 | 617.48 | 2624.296 | 75.317 | 0 | 0 | 2548.979 | 0 | 0 | 0
5627 | 86.3179 | 719.78 | 3016.656 | 86.318 | 0 | 0 | 2930.338 | 0 | 0 | 0
5628 | 74.6116 | 781.18 | 3250.966 | 74.612 | 0 | 0 | 3176.354 | 0 | 0 | 0
5629 | 87.3011 | 736.47 | 3069.916 | 87.301 | 0 | 0 | 2982.615 | 0 | 0 | 0
5630 | 82.3166 | 277.28 | 1162.612 | 82.317 | 0 | 0 | 1080.295 | 0 | 0 | 0
5631 | 88.9845 | 405.72 | 1724.339 | 88.984 | 0 | 0 | 1635.355 | 0 | 0 | 0
5632 | 81.1182 | 347.19 | 1493.767 | 81.118 | 0 | 0 | 1412.649 | 0 | 0 | 0
5633 | 82.9302 | 125.32 | 522.978 | 82.93 | 0 | 0 | 440.048 | 0 | 0 | 0
5634 | 82.6104 | 41.96 | 149.369 | 82.611 | 0 | 0 | 66.758 | 0 | 0 | 0
5635 | 95.6336 | 0 | 0 | 0 | 0 | 0 | 0 | 0 | 0 | 95.634
5636 | 90.8453 | 0 | 0 | 0 | 0 | 0 | 0 | 0 | 0 | 90.845
5637 | 93.2359 | 0 | 0 | 0 | 0 | 0 | 0 | 0 | 0 | 93.236
5638 | 88.4546 | 0 | 0 | 0 | 0 | 0 | 0 | 0 | 0 | 88.455
5639 | 97.2204 | 0 | 0 | 0 | 0 | 0 | 0 | 0 | 0 | 97.22
5640 | 90.0484 | 0 | 0 | 0 | 0 | 0 | 0 | 0 | 0 | 90.048
5641 | 92.439 | 0 | 0 | 0 | 0 | 0 | 0 | 0 | 0 | 92.439
5642 | 86.0639 | 0 | 0 | 0 | 0 | 0 | 0 | 0 | 0 | 86.064
5643 | 90.8453 | 0 | 0 | 0 | 0 | 0 | 0 | 0 | 0 | 90.845
5644 | 86.8608 | 0 | 0 | 0 | 0 | 0 | 0 | 0 | 0 | 86.861
5645 | 92.439 | 0 | 0 | 0 | 0 | 0 | 0 | 0 | 0 | 92.439
5646 | 85.267 | 0 | 0 | 0 | 0 | 0 | 0 | 0 | 0 | 85.267
5647 | 76.5013 | 70.27 | 271.094 | 76.501 | -194.593 | 0 | 0 | 0 | 0 | 0
5648 | 82.453 | 254.6 | 1104.901 | 82.453 | -1017.739 | 0 | 4.709 | 0 | 0 | 0
5649 | 644.2323 | 465.2 | 2017.272 | 644.233 | 0 | 0 | 1373.039 | 0 | 0 | 0
5650 | 550.7832 | 607.23 | 2587.732 | 550.783 | 0 | 0 | 2036.949 | 0 | 0 | 0
5651 | 872.9741 | 670.53 | 2822.133 | 872.975 | 0 | 0 | 1949.158 | 0 | 0 | 0
5652 | 946.1464 | 481.86 | 2026.016 | 946.146 | 0 | 0 | 1079.87 | 0 | 0 | 0
5653 | 1239.5337 | 244.98 | 1018.544 | 1018.544 | 0 | 0 | 0 | 147.989 | 0 | 73
5654 | 1165.2976 | 297.22 | 1246.539 | 1165.297 | -81.242 | 0 | 0 | 0 | 0 | 0
5655 | 1376.3664 | 51.05 | 185.287 | 185.287 | 0 | 0 | 0 | 1191.08 | 0 | 0
5656 | 885.9086 | 31.38 | 104.406 | 104.406 | 0 | 0 | 0 | 781.502 | 0 | 0
5657 | 1355.6593 | 12.73 | 27.791 | 27.791 | 0 | 0 | 0 | 193.412 | 0 | 1134.456
5658 | 1090.8972 | 21.55 | 62.984 | 62.984 | 0 | 0 | 0 | 0 | 0 | 1027.914
5659 | 1122.6312 | 0 | 0 | 0 | 0 | 0 | 0 | 0 | 0 | 1122.631
5660 | 1206.4888 | 0 | 0 | 0 | 0 | 0 | 0 | 0 | 0 | 1206.489
5661 | 1114.0497 | 0 | 0 | 0 | 0 | 0 | 0 | 0 | 0 | 1114.05
5662 | 1332.3971 | 0 | 0 | 0 | 0 | 0 | 0 | 0 | 0 | 1332.397
5663 | 1107.6746 | 0 | 0 | 0 | 0 | 0 | 0 | 0 | 0 | 1107.675
5664 | 162.5652 | 0 | 0 | 0 | 0 | 0 | 0 | 0 | 0 | 162.565
5665 | 108.3768 | 0 | 0 | 0 | 0 | 0 | 0 | 108.377 | 0 | 0
5666 | 94.0328 | 0 | 0 | 0 | 0 | 0 | 0 | 94.033 | 0 | 0
5667 | 105.1892 | 0 | 0 | 0 | 0 | 0 | 0 | 105.189 | 0 | 0
5668 | 101.2048 | 0 | 0 | 0 | 0 | 0 | 0 | 101.205 | 0 | 0
5669 | 105.1892 | 0 | 0 | 0 | 0 | 0 | 0 | 105.189 | 0 | 0
5670 | 94.8297 | 0 | 0 | 0 | 0 | 0 | 0 | 94.83 | 0 | 0
5671 | 86.8608 | 41.16 | 149.624 | 86.861 | -62.763 | 0 | 0 | 0 | 0 | 0
5672 | 82.0825 | 338.39 | 1455.578 | 82.082 | -1373.496 | 0 | 0 | 0 | 0 | 0
5673 | 832.2691 | 574.99 | 2512.816 | 832.27 | -1680.546 | 0 | 0 | 0 | 0 | 0
5674 | 1035.63 | 773.15 | 3303.908 | 1035.629 | -1799.377 | 0 | 468.902 | 0 | 0 | 0
5675 | 888.0562 | 905.16 | 3799.548 | 888.055 | -1799.377 | 0 | 1112.116 | 0 | 0 | 0
5676 | 1347.1615 | 975.26 | 4057.356 | 1347.161 | -1799.377 | 0 | 910.818 | 0 | 0 | 0
5677 | 1336.4483 | 968.49 | 4031.621 | 1336.448 | -619.877 | 0 | 2075.296 | 0 | 0 | 0
5678 | 1189.8149 | 886.98 | 3727.894 | 1189.815 | 0 | 0 | 2538.079 | 0 | 0 | 0
5679 | 1475.6089 | 539.89 | 2286.078 | 1475.609 | 0 | 0 | 810.469 | 0 | 0 | 0
5680 | 1639.9322 | 532.94 | 2328.05 | 1639.932 | 0 | 0 | 688.118 | 0 | 0 | 0
5681 | 1706.823 | 220.52 | 944.539 | 944.539 | 0 | 0 | 0 | 762.284 | 0 | 0
5682 | 1428.5228 | 34.29 | 116.436 | 116.436 | 0 | 0 | 0 | 1312.087 | 0 | 0
5683 | 1533.5207 | 0 | 0 | 0 | 0 | 0 | 0 | 0 | 0 | 1533.521
5684 | 1655.1368 | 0 | 0 | 0 | 0 | 0 | 0 | 0 | 0 | 1655.137
5685 | 1609.7142 | 0 | 0 | 0 | 0 | 0 | 0 | 0 | 0 | 1609.714
5686 | 1722.0755 | 0 | 0 | 0 | 0 | 0 | 0 | 0 | 0 | 1722.075
5687 | 1463.8837 | 0 | 0 | 0 | 0 | 0 | 0 | 0 | 0 | 1463.884
5688 | 1754.7479 | 0 | 0 | 0 | 0 | 0 | 0 | 1754.748 | 0 | 0
5689 | 1349.1318 | 0 | 0 | 0 | 0 | 0 | 0 | 1349.132 | 0 | 0
5690 | 1326.022 | 0 | 0 | 0 | 0 | 0 | 0 | 1326.022 | 0 | 0
5691 | 1411.2891 | 0 | 0 | 0 | 0 | 0 | 0 | 1411.289 | 0 | 0
5692 | 1294.1465 | 0 | 0 | 0 | 0 | 0 | 0 | 1294.146 | 0 | 0
5693 | 1482.2121 | 0 | 0 | 0 | 0 | 0 | 0 | 1482.212 | 0 | 0
5694 | 1483.009 | 0 | 0 | 0 | 0 | 0 | 0 | 1483.009 | 0 | 0
5695 | 1287.7714 | 77.24 | 297.327 | 297.327 | 0 | 0 | 0 | 990.444 | 0 | 0
5696 | 1284.4902 | 249.61 | 1078.724 | 1078.724 | 0 | 0 | 0 | 205.766 | 0 | 0
5697 | 1520.7915 | 414.87 | 1782.095 | 1520.791 | -261.304 | 0 | 0 | 0 | 0 | 0
5698 | 1079.7616 | 549.34 | 2322.585 | 1079.762 | -1242.823 | 0 | 0 | 0 | 0 | 0
5699 | 1397.4561 | 670.39 | 2799.739 | 1397.456 | -1402.283 | 0 | 0 | 0 | 0 | 0
5700 | 1300.2516 | 816.77 | 3371.972 | 1300.251 | -1799.377 | 0 | 272.344 | 0 | 0 | 0
5701 | 1512.0147 | 760.19 | 3148.089 | 1512.015 | -1636.074 | 0 | 0 | 0 | 0 | 0
5702 | 1330.6818 | 654.22 | 2731.743 | 1330.682 | -1401.061 | 0 | 0 | 0 | 0 | 0
5703 | 1355.5716 | 577.62 | 2435.905 | 1355.571 | -1080.334 | 0 | 0 | 0 | 0 | 0
5704 | 1598.3855 | 255.92 | 1088.72 | 1088.72 | 0 | 0 | 0 | 509.665 | 0 | 0
5705 | 1495.9604 | 125.31 | 522.462 | 522.462 | 0 | 0 | 0 | 973.498 | 0 | 0
5706 | 1298.7306 | 45.02 | 161.562 | 161.562 | 0 | 0 | 0 | 1137.168 | 0 | 0
5707 | 1402.2623 | 0 | 0 | 0 | 0 | 0 | 0 | 0 | 0 | 1402.262
5708 | 1392.1637 | 0 | 0 | 0 | 0 | 0 | 0 | 0 | 0 | 1392.164
5709 | 1202.5043 | 0 | 0 | 0 | 0 | 0 | 0 | 0 | 0 | 1202.504
5710 | 1352.3193 | 0 | 0 | 0 | 0 | 0 | 0 | 0 | 0 | 1352.319
5711 | 1295.7403 | 0 | 0 | 0 | 0 | 0 | 0 | 0 | 0 | 1295.74
5712 | 1243.9425 | 0 | 0 | 0 | 0 | 0 | 0 | 518.225 | 0 | 725.717
5713 | 1173.8164 | 0 | 0 | 0 | 0 | 0 | 0 | 1173.816 | 0 | 0
5714 | 1220.8328 | 0 | 0 | 0 | 0 | 0 | 0 | 1220.833 | 0 | 0
5715 | 1220.0359 | 0 | 0 | 0 | 0 | 0 | 0 | 1220.036 | 0 | 0
5716 | 899.6868 | 0 | 0 | 0 | 0 | 0 | 0 | 899.687 | 0 | 0
5717 | 1117.2373 | 0 | 0 | 0 | 0 | 0 | 0 | 1117.237 | 0 | 0
5718 | 1305.3029 | 0 | 0 | 0 | 0 | 0 | 0 | 1305.303 | 0 | 0
5719 | 1147.519 | 97.42 | 366.156 | 366.156 | 0 | 0 | 0 | 0 | 0 | 781.363
5720 | 929.5402 | 298.44 | 1298.711 | 929.54 | -369.171 | 0 | 0 | 0 | 0 | 0
5721 | 1210.9693 | 393.85 | 1701.164 | 1210.969 | -490.195 | 0 | 0 | 0 | 0 | 0
5722 | 1135.0278 | 559.41 | 2376.631 | 1135.027 | -1241.604 | 0 | 0 | 0 | 0 | 0
5723 | 1545.1075 | 916.28 | 3853.057 | 1545.107 | -1799.377 | 0 | 508.573 | 0 | 0 | 0
5724 | 1332.948 | 386.41 | 1615.47 | 1332.948 | -282.522 | 0 | 0 | 0 | 0 | 0
5725 | 1136.3975 | 981.7 | 4063.954 | 1136.397 | -1799.377 | 0 | 1128.18 | 0 | 0 | 0
5726 | 1310.148 | 610.95 | 2541.569 | 1310.148 | -1231.421 | 0 | 0 | 0 | 0 | 0
5727 | 1355.743 | 738.32 | 3129.043 | 1355.743 | -1773.3 | 0 | 0 | 0 | 0 | 0
5728 | 1265.597 | 471.25 | 2017.283 | 1265.596 | -147.847 | 0 | 603.84 | 0 | 0 | 0
5729 | 1372.3541 | 20.57 | 60.446 | 60.446 | 0 | 0 | 0 | 1151.186 | 0 | 160.722
5730 | 1424.6399 | 57.39 | 204.027 | 204.027 | 0 | 0 | 0 | 0 | 0 | 1220.613
5731 | 1131.4817 | 0 | 0 | 0 | 0 | 0 | 0 | 0 | 0 | 1131.482
5732 | 1318.85 | 0 | 0 | 0 | 0 | 0 | 0 | 0 | 0 | 1318.85
5733 | 1212.067 | 0 | 0 | 0 | 0 | 0 | 0 | 0 | 0 | 1212.067
5734 | 1363.4758 | 0 | 0 | 0 | 0 | 0 | 0 | 0 | 0 | 1363.476
5735 | 1298.9278 | 0 | 0 | 0 | 0 | 0 | 0 | 0 | 0 | 1298.928
5736 | 502.0396 | 0 | 0 | 0 | 0 | 0 | 0 | 0 | 0 | 502.04
5737 | 307.5989 | 0 | 0 | 0 | 0 | 0 | 0 | 307.599 | 0 | 0
5738 | 222.3318 | 0 | 0 | 0 | 0 | 0 | 0 | 222.332 | 0 | 0
5739 | 304.4113 | 0 | 0 | 0 | 0 | 0 | 0 | 304.411 | 0 | 0
5740 | 233.4883 | 0 | 0 | 0 | 0 | 0 | 0 | 233.488 | 0 | 0
5741 | 283.6922 | 0 | 0 | 0 | 0 | 0 | 0 | 283.692 | 0 | 0
5742 | 279.7078 | 0 | 0 | 0 | 0 | 0 | 0 | 279.708 | 0 | 0
5743 | 278.114 | 105.44 | 361.982 | 278.114 | -83.868 | 0 | 0 | 0 | 0 | 0
5744 | 207.0754 | 338.97 | 1462.346 | 207.075 | -1255.271 | 0 | 0 | 0 | 0 | 0
5745 | 1378.0269 | 364.27 | 1558.116 | 1378.027 | -180.089 | 0 | 0 | 0 | 0 | 0
5746 | 1300.4519 | 774.36 | 3255.032 | 1300.451 | -1799.377 | 0 | 155.204 | 0 | 0 | 0
5747 | 1608.7589 | 915.67 | 3763.812 | 1608.759 | -1799.377 | 0 | 355.676 | 0 | 0 | 0
5748 | 1772.0822 | 984.34 | 4001.486 | 1772.082 | -1799.377 | 0 | 430.027 | 0 | 0 | 0
5749 | 1617.9401 | 836.25 | 3382.886 | 1617.94 | -1764.946 | 0 | 0 | 0 | 0 | 0
5750 | 1533.0237 | 554.44 | 2293.112 | 1533.024 | -452.509 | 0 | 307.579 | 0 | 0 | 0
5751 | 1780.7354 | 582.69 | 2431.561 | 1780.735 | 0 | 0 | 650.826 | 0 | 0 | 0
5752 | 1349.0361 | 73.47 | 284.692 | 284.692 | 0 | 0 | 0 | 1064.344 | 0 | 0
5753 | 1613.9387 | 90.32 | 363.998 | 363.998 | 0 | 0 | 0 | 1249.941 | 0 | 0
5754 | 1295.9295 | 23.51 | 70.188 | 70.188 | 0 | 0 | 0 | 1225.742 | 0 | 0
5755 | 1388.6465 | 0 | 0 | 0 | 0 | 0 | 0 | 0 | 0 | 1388.646
5756 | 1267.0523 | 0 | 0 | 0 | 0 | 0 | 0 | 0 | 0 | 1267.052
5757 | 1465.4775 | 0 | 0 | 0 | 0 | 0 | 0 | 0 | 0 | 1465.477
5758 | 1438.3833 | 0 | 0 | 0 | 0 | 0 | 0 | 0 | 0 | 1438.383
5759 | 1352.3193 | 0 | 0 | 0 | 0 | 0 | 0 | 0 | 0 | 1352.319
5760 | 574.5564 | 0 | 0 | 0 | 0 | 0 | 0 | 574.556 | 0 | 0
5761 | 496.4614 | 0 | 0 | 0 | 0 | 0 | 0 | 496.461 | 0 | 0
5762 | 496.4614 | 0 | 0 | 0 | 0 | 0 | 0 | 496.461 | 0 | 0
5763 | 502.0396 | 0 | 0 | 0 | 0 | 0 | 0 | 502.04 | 0 | 0
5764 | 419.9601 | 0 | 0 | 0 | 0 | 0 | 0 | 419.96 | 0 | 0
5765 | 483.7112 | 0 | 0 | 0 | 0 | 0 | 0 | 483.711 | 0 | 0
5766 | 465.3827 | 0 | 0 | 0 | 0 | 0 | 0 | 465.383 | 0 | 0
5767 | 470.1641 | 78.53 | 302.124 | 0 | -302.124 | 0 | 0 | 470.164 | 0 | 0
5768 | 384.0224 | 250.94 | 1083.929 | 0 | -1083.929 | 0 | 0 | 384.022 | 0 | 0
5769 | 1040.75 | 397.61 | 1709.591 | 422.105 | -1287.486 | 0 | 0 | 618.644 | 0 | 0
5770 | 1686.0651 | 512.75 | 2172.463 | 1686.065 | -486.398 | 0 | 0 | 0 | 0 | 0
5771 | 1865.857 | 713.26 | 2977.329 | 1865.857 | -1111.472 | 0 | 0 | 0 | 0 | 0
5772 | 1807.6941 | 610.58 | 2548.705 | 1807.694 | -741.011 | 0 | 0 | 0 | 0 | 0
5773 | 1599.518 | 980.3 | 4084.224 | 1599.518 | -1799.377 | 0 | 685.329 | 0 | 0 | 0
5774 | 1650.484 | 502.31 | 2113.698 | 1650.484 | -463.214 | 0 | 0 | 0 | 0 | 0
5775 | 1952.3423 | 490.41 | 2082.804 | 1952.342 | -130.462 | 0 | 0 | 0 | 0 | 0
5776 | 1917.6398 | 186.47 | 786.726 | 786.726 | 0 | 0 | 0 | 1130.914 | 0 | 0
5777 | 1638.3992 | 32.34 | 111.401 | 111.401 | 0 | 0 | 0 | 1526.998 | 0 | 0
5778 | 1789.8428 | 34.26 | 115.428 | 115.428 | 0 | 0 | 0 | 1674.415 | 0 | 0
5779 | 1557.9215 | 0 | 0 | 0 | 0 | 0 | 0 | 0 | 0 | 1557.921
5780 | 1417.6642 | 0 | 0 | 0 | 0 | 0 | 0 | 0 | 0 | 1417.664
5781 | 1755.5448 | 0 | 0 | 0 | 0 | 0 | 0 | 0 | 0 | 1755.545
5782 | 1519.6659 | 0 | 0 | 0 | 0 | 0 | 0 | 0 | 0 | 1519.666
5783 | 1699.7626 | 0 | 0 | 0 | 0 | 0 | 0 | 0 | 0 | 1699.763
5784 | 524.3525 | 0 | 0 | 0 | 0 | 0 | 0 | 524.352 | 0 | 0
5785 | 475.7423 | 0 | 0 | 0 | 0 | 0 | 0 | 475.742 | 0 | 0
5786 | 485.3049 | 0 | 0 | 0 | 0 | 0 | 0 | 485.305 | 0 | 0
5787 | 448.6481 | 0 | 0 | 0 | 0 | 0 | 0 | 448.648 | 0 | 0
5788 | 408.8037 | 0 | 0 | 0 | 0 | 0 | 0 | 408.804 | 0 | 0
5789 | 496.4614 | 0 | 0 | 0 | 0 | 0 | 0 | 496.461 | 0 | 0
5790 | 478.9298 | 0 | 0 | 0 | 0 | 0 | 0 | 478.93 | 0 | 0
5791 | 400.8348 | 64.89 | 249.782 | 249.782 | 0 | 0 | 0 | 151.052 | 0 | 0
5792 | 182.8679 | 212.8 | 911.731 | 182.868 | -728.863 | 0 | 0 | 0 | 0 | 0
5793 | 1356.1404 | 390.21 | 1662.89 | 1356.14 | -306.75 | 0 | 0 | 0 | 0 | 0
5794 | 1493.0687 | 563.25 | 2346.654 | 1493.068 | -853.586 | 0 | 0 | 0 | 0 | 0
5795 | 1601.832 | 690.08 | 2820.207 | 1601.832 | -1218.375 | 0 | 0 | 0 | 0 | 0
5796 | 1394.3631 | 739.92 | 2998.952 | 1394.363 | -1604.589 | 0 | 0 | 0 | 0 | 0
5797 | 1717.3001 | 726.27 | 2953.491 | 1717.3 | -1236.191 | 0 | 0 | 0 | 0 | 0
5798 | 1250.3824 | 747.47 | 3057.586 | 1250.382 | -1799.377 | 0 | 7.827 | 0 | 0 | 0
5799 | 1121.1221 | 612.04 | 2555.784 | 1121.122 | -1387.081 | 0 | 47.581 | 0 | 0 | 0
5800 | 1607.7798 | 257.03 | 1089.094 | 1089.094 | 0 | 0 | 0 | 518.686 | 0 | 0
5801 | 1448.2039 | 70.27 | 276.186 | 276.186 | 0 | 0 | 0 | 1172.018 | 0 | 0
5802 | 1364.7797 | 18.61 | 49.884 | 49.884 | 0 | 0 | 0 | 1314.896 | 0 | 0
5803 | 1446.5205 | 0 | 0 | 0 | 0 | 0 | 0 | 0 | 0 | 1446.52
5804 | 1027.9858 | 0 | 0 | 0 | 0 | 0 | 0 | 0 | 0 | 1027.986
5805 | 1208.0826 | 0 | 0 | 0 | 0 | 0 | 0 | 0 | 0 | 1208.083
5806 | 1391.3668 | 0 | 0 | 0 | 0 | 0 | 0 | 0 | 0 | 1391.367
5807 | 960.2503 | 0 | 0 | 0 | 0 | 0 | 0 | 0 | 0 | 960.25
5808 | 1379.4135 | 0 | 0 | 0 | 0 | 0 | 0 | 1379.414 | 0 | 0
5809 | 1115.6435 | 0 | 0 | 0 | 0 | 0 | 0 | 1115.644 | 0 | 0
5810 | 1562.6978 | 0 | 0 | 0 | 0 | 0 | 0 | 1562.698 | 0 | 0
5811 | 1405.7108 | 0 | 0 | 0 | 0 | 0 | 0 | 1405.711 | 0 | 0
5812 | 1476.6339 | 0 | 0 | 0 | 0 | 0 | 0 | 1476.634 | 0 | 0
5813 | 1177.8008 | 0 | 0 | 0 | 0 | 0 | 0 | 946.716 | 0 | 231.085
5814 | 1127.5968 | 0 | 0 | 0 | 0 | 0 | 0 | 0 | 0 | 1127.597
5815 | 1133.1751 | 82.89 | 317.886 | 317.886 | 0 | 0 | 0 | 0 | 0 | 815.289
5816 | 181.302 | 350.1 | 1499.227 | 181.302 | -1317.925 | 0 | 0 | 0 | 0 | 0
5817 | 479.2755 | 390.48 | 1659.64 | 479.276 | -1180.364 | 0 | 0 | 0 | 0 | 0
5818 | 453.9145 | 789.12 | 3268.03 | 453.914 | -1799.377 | 0 | 1014.739 | 0 | 0 | 0
5819 | 496.7951 | 927.72 | 3738.779 | 496.794 | -1799.377 | 0 | 1442.608 | 0 | 0 | 0
5820 | 414.3719 | 997.29 | 3967.765 | 414.371 | -1799.377 | 0 | 1754.017 | 0 | 0 | 0
5821 | 318.7732 | 989.49 | 3946.312 | 318.773 | -1238.393 | 0 | 2389.146 | 0 | 0 | 0
5822 | 334.3604 | 898.49 | 3640.467 | 334.361 | 0 | 0 | 3306.106 | 0 | 0 | 0
5823 | 406.4429 | 746.79 | 3101.852 | 406.443 | 0 | 0 | 2695.409 | 0 | 0 | 0
5824 | 328.2074 | 537.32 | 2303.72 | 328.208 | 0 | 0 | 1975.512 | 0 | 0 | 0
5825 | 412.0002 | 295.9 | 1230.104 | 412 | 0 | 0 | 818.104 | 0 | 0 | 0
5826 | 284.013 | 69.31 | 202.589 | 202.589 | 0 | 0 | 0 | 0 | 0 | 81.424
5827 | 303.3544 | 0 | 0 | 0 | 0 | 0 | 0 | 0 | 0 | 303.354
5828 | 260.5825 | 0 | 0 | 0 | 0 | 0 | 0 | 0 | 0 | 260.582
5829 | 203.2065 | 0 | 0 | 0 | 0 | 0 | 0 | 0 | 0 | 203.206
5830 | 329.9117 | 0 | 0 | 0 | 0 | 0 | 0 | 0 | 0 | 329.912
5831 | 295.6455 | 0 | 0 | 0 | 0 | 0 | 0 | 0 | 0 | 295.646
5832 | 301.2237 | 0 | 0 | 0 | 0 | 0 | 0 | 0 | 0 | 301.224
5833 | 332.0389 | 0 | 0 | 0 | 0 | 0 | 0 | 0 | 0 | 332.039
5834 | 303.4149 | 0 | 0 | 0 | 0 | 0 | 0 | 0 | 0 | 303.415
5835 | 303.4149 | 0 | 0 | 0 | 0 | 0 | 0 | 0 | 0 | 303.415
5836 | 323.0428 | 0 | 0 | 0 | 0 | 0 | 0 | 0 | 0 | 323.043
5837 | 232.2637 | 0 | 0 | 0 | 0 | 0 | 0 | 0 | 0 | 232.264
5838 | 282.1513 | 0 | 0 | 0 | 0 | 0 | 0 | 0 | 0 | 282.151
5839 | 262.5234 | 62.41 | 239.078 | 239.078 | 0 | 0 | 0 | 0 | 0 | 23.445
5840 | 251.6319 | 238.53 | 1033.19 | 251.632 | -781.558 | 0 | 0 | 0 | 0 | 0
5841 | 470.5752 | 383.66 | 1653.704 | 470.575 | -1183.129 | 0 | 0 | 0 | 0 | 0
5842 | 1198.9713 | 453.8 | 1926.684 | 1198.971 | -727.713 | 0 | 0 | 0 | 0 | 0
5843 | 1601.2271 | 624.73 | 2617.522 | 1601.227 | -1016.295 | 0 | 0 | 0 | 0 | 0
5844 | 1241.291 | 706.99 | 2940.8 | 1241.291 | -270.027 | 0 | 1429.482 | 0 | 0 | 0
5845 | 1602.0439 | 762.51 | 3166.546 | 1602.044 | 0 | 0 | 1564.502 | 0 | 0 | 0
5846 | 1542.9506 | 735.07 | 3071.082 | 1542.95 | 0 | 0 | 1528.132 | 0 | 0 | 0
5847 | 1640.668 | 511.13 | 2170.197 | 1640.668 | 0 | 0 | 529.529 | 0 | 0 | 0
5848 | 1242.7375 | 449.53 | 1940.112 | 1242.737 | 0 | 0 | 697.375 | 0 | 0 | 0
5849 | 1329.2874 | 250.85 | 1075.253 | 1075.253 | 0 | 0 | 0 | 254.035 | 0 | 0
5850 | 1176.7039 | 61.02 | 206.162 | 206.162 | 0 | 0 | 0 | 970.542 | 0 | 0
5851 | 1489.1425 | 0 | 0 | 0 | 0 | 0 | 0 | 0 | 0 | 1489.142
5852 | 1527.7062 | 0 | 0 | 0 | 0 | 0 | 0 | 0 | 0 | 1527.706
5853 | 1849.1134 | 0 | 0 | 0 | 0 | 0 | 0 | 49.737 | 0 | 1799.377
5854 | 1687.1831 | 0 | 0 | 0 | 0 | 0 | 0 | 0 | 0 | 1687.183
5855 | 1236.5588 | 0 | 0 | 0 | 0 | 0 | 0 | 0 | 0 | 1236.559
5856 | 1050.9114 | 0 | 0 | 0 | 0 | 0 | 0 | 1050.911 | 0 | 0
5857 | 1364.9581 | 0 | 0 | 0 | 0 | 0 | 0 | 1364.958 | 0 | 0
5858 | 1355.1441 | 0 | 0 | 0 | 0 | 0 | 0 | 1355.144 | 0 | 0
5859 | 1388.6752 | 0 | 0 | 0 | 0 | 0 | 0 | 1388.675 | 0 | 0
5860 | 1544.0628 | 0 | 0 | 0 | 0 | 0 | 0 | 1544.063 | 0 | 0
5861 | 1248.0084 | 0 | 0 | 0 | 0 | 0 | 0 | 1248.008 | 0 | 0
5862 | 1493.3574 | 0 | 0 | 0 | 0 | 0 | 0 | 1493.357 | 0 | 0
5863 | 1527.7062 | 108.62 | 379.595 | 379.595 | 0 | 0 | 0 | 679.902 | 0 | 468.209
5864 | 1240.9649 | 345.18 | 1499.131 | 1240.965 | -258.166 | 0 | 0 | 0 | 0 | 0
5865 | 1314.0022 | 463.38 | 2004.019 | 1314.002 | -690.017 | 0 | 0 | 0 | 0 | 0
5866 | 1895.8186 | 783.88 | 3362.667 | 1895.819 | -1466.848 | 0 | 0 | 0 | 0 | 0
5867 | 1738.3935 | 727.37 | 3048.468 | 1738.393 | -1310.075 | 0 | 0 | 0 | 0 | 0
5868 | 1628.6735 | 832.62 | 3456.675 | 1628.673 | -1799.377 | 0 | 28.625 | 0 | 0 | 0
5869 | 1331.8493 | 981.99 | 4105.28 | 1331.848 | -1799.377 | 0 | 974.055 | 0 | 0 | 0
5870 | 1502.9147 | 879.52 | 3705.523 | 1502.914 | -1799.377 | 0 | 403.232 | 0 | 0 | 0
5871 | 1067.9509 | 727.61 | 3116.894 | 1067.951 | -11.576 | 0 | 2037.367 | 0 | 0 | 0
5872 | 1186.9605 | 519.07 | 2268.261 | 1186.961 | 0 | 0 | 1081.3 | 0 | 0 | 0
5873 | 1465.9979 | 282.56 | 1192.521 | 1192.521 | 0 | 0 | 0 | 273.477 | 0 | 0
5874 | 1552.9578 | 63.25 | 202.317 | 202.317 | 0 | 0 | 0 | 1350.641 | 0 | 0
5875 | 1503.1713 | 0 | 0 | 0 | 0 | 0 | 0 | 0 | 0 | 1503.171
5876 | 1143.3262 | 0 | 0 | 0 | 0 | 0 | 0 | 0 | 0 | 1143.326
5877 | 1723.9854 | 0 | 0 | 0 | 0 | 0 | 0 | 0 | 0 | 1723.985
5878 | 1668.373 | 0 | 0 | 0 | 0 | 0 | 0 | 0 | 0 | 1668.373
5879 | 1373.1364 | 0 | 0 | 0 | 0 | 0 | 0 | 0 | 0 | 1373.136
5880 | 1233.2875 | 0 | 0 | 0 | 0 | 0 | 0 | 1233.287 | 0 | 0
5881 | 1690.4544 | 0 | 0 | 0 | 0 | 0 | 0 | 1690.454 | 0 | 0
5882 | 1819.6715 | 0 | 0 | 0 | 0 | 0 | 0 | 1819.672 | 0 | 0
5883 | 1252.9154 | 0 | 0 | 0 | 0 | 0 | 0 | 1252.915 | 0 | 0
5884 | 1363.3224 | 0 | 0 | 0 | 0 | 0 | 0 | 1363.322 | 0 | 0
5885 | 1499.0822 | 0 | 0 | 0 | 0 | 0 | 0 | 1499.082 | 0 | 0
5886 | 1406.6674 | 0 | 0 | 0 | 0 | 0 | 0 | 1406.667 | 0 | 0
5887 | 1239.0123 | 111.44 | 386.125 | 386.125 | 0 | 0 | 0 | 56.703 | 0 | 796.184
5888 | 1144.3567 | 348.18 | 1509.501 | 1144.357 | -365.144 | 0 | 0 | 0 | 0 | 0
5889 | 1160.5057 | 587.26 | 2564.421 | 1160.506 | -1403.915 | 0 | 0 | 0 | 0 | 0
5890 | 1535.5758 | 783.72 | 3334.774 | 1535.575 | -1799.199 | 0 | 0 | 0 | 0 | 0
5891 | 1778.9231 | 921.05 | 3843.135 | 1778.923 | -1799.377 | 0 | 264.835 | 0 | 0 | 0
5892 | 1434.3111 | 986.85 | 4071.99 | 1434.31 | -1799.377 | 0 | 838.303 | 0 | 0 | 0
5893 | 1226.9442 | 977.6 | 4033.535 | 1226.943 | -1799.377 | 0 | 1007.215 | 0 | 0 | 0
5894 | 1067.315 | 893.36 | 3717.972 | 1067.316 | -168.424 | 0 | 2482.232 | 0 | 0 | 0
5895 | 1327.1212 | 737.88 | 3130.436 | 1327.121 | 0 | 0 | 1803.315 | 0 | 0 | 0
5896 | 1593.7705 | 528.93 | 2299.517 | 1593.77 | 0 | 0 | 705.747 | 0 | 0 | 0
5897 | 1265.787 | 191.95 | 815.395 | 815.395 | 0 | 0 | 0 | 0 | 0 | 450.392
5898 | 1411.0786 | 44.37 | 152.608 | 152.608 | 0 | 0 | 0 | 0 | 0 | 1258.47
5899 | 906.1208 | 0 | 0 | 0 | 0 | 0 | 0 | 0 | 0 | 906.121
5900 | 1138.4192 | 0 | 0 | 0 | 0 | 0 | 0 | 0 | 0 | 1138.419
5901 | 1154.7758 | 0 | 0 | 0 | 0 | 0 | 0 | 0 | 0 | 1154.776
5902 | 1472.9116 | 0 | 0 | 0 | 0 | 0 | 0 | 0 | 0 | 1472.912
5903 | 1362.5046 | 0 | 0 | 0 | 0 | 0 | 0 | 0 | 0 | 1362.505
5904 | 141.4846 | 0 | 0 | 0 | 0 | 0 | 0 | 0 | 0 | 141.485
5905 | 99.7752 | 0 | 0 | 0 | 0 | 0 | 0 | 99.775 | 0 | 0
5906 | 96.5039 | 0 | 0 | 0 | 0 | 0 | 0 | 96.504 | 0 | 0
5907 | 105.5001 | 0 | 0 | 0 | 0 | 0 | 0 | 69.461 | 0 | 36.039
5908 | 94.8683 | 0 | 0 | 0 | 0 | 0 | 0 | 0 | 0 | 94.868
5909 | 100.5931 | 0 | 0 | 0 | 0 | 0 | 0 | 0 | 0 | 100.593
5910 | 91.5969 | 0 | 0 | 0 | 0 | 0 | 0 | 0 | 0 | 91.597
5911 | 86.69 | 110.2 | 384.732 | 86.69 | -298.042 | 0 | 0 | 0 | 0 | 0
5912 | 88.3635 | 345.12 | 1493.864 | 88.364 | -1405.5 | 0 | 0 | 0 | 0 | 0
5913 | 674.8497 | 581.8 | 2537.633 | 674.849 | -1799.377 | 0 | 63.407 | 0 | 0 | 0
5914 | 1069.3668 | 495.28 | 2099.081 | 1069.367 | -1029.714 | 0 | 0 | 0 | 0 | 0
5915 | 1034.0283 | 919.62 | 3842.081 | 1034.028 | -1799.377 | 0 | 1008.676 | 0 | 0 | 0
5916 | 1101.8888 | 984.29 | 4072.574 | 1101.889 | -1799.377 | 0 | 1171.308 | 0 | 0 | 0
5917 | 1309.4418 | 972.92 | 4021.353 | 1309.441 | -1003.426 | 0 | 1708.486 | 0 | 0 | 0
5918 | 1334.591 | 865.21 | 3605.223 | 1334.591 | 0 | 0 | 2270.632 | 0 | 0 | 0
5919 | 1249.9334 | 625.86 | 2631.845 | 1249.933 | 0 | 0 | 1381.912 | 0 | 0 | 0
5920 | 1409.4378 | 502.66 | 2178.732 | 1409.438 | 0 | 0 | 769.294 | 0 | 0 | 0
5921 | 1475.0421 | 269.46 | 1137.341 | 1137.341 | 0 | 0 | 0 | 337.701 | 0 | 0
5922 | 1347.0834 | 44.76 | 152.903 | 152.903 | 0 | 0 | 0 | 1117.39 | 0 | 76.79
5923 | 1438.5628 | 0 | 0 | 0 | 0 | 0 | 0 | 0 | 0 | 1438.563
5924 | 1652.8342 | 0 | 0 | 0 | 0 | 0 | 0 | 0 | 0 | 1652.834
5925 | 1743.6133 | 0 | 0 | 0 | 0 | 0 | 0 | 0 | 0 | 1743.613
5926 | 1660.1947 | 0 | 0 | 0 | 0 | 0 | 0 | 0 | 0 | 1660.195
5927 | 1413.2101 | 0 | 0 | 0 | 0 | 0 | 0 | 0 | 0 | 1413.21
5928 | 139.8489 | 0 | 0 | 0 | 0 | 0 | 0 | 0 | 0 | 139.849
5929 | 107.1357 | 0 | 0 | 0 | 0 | 0 | 0 | 107.136 | 0 | 0
5930 | 98.9574 | 0 | 0 | 0 | 0 | 0 | 0 | 98.957 | 0 | 0
5931 | 102.2287 | 0 | 0 | 0 | 0 | 0 | 0 | 102.229 | 0 | 0
5932 | 100.5931 | 0 | 0 | 0 | 0 | 0 | 0 | 100.593 | 0 | 0
5933 | 103.8644 | 0 | 0 | 0 | 0 | 0 | 0 | 103.864 | 0 | 0
5934 | 97.3218 | 0 | 0 | 0 | 0 | 0 | 0 | 97.322 | 0 | 0
5935 | 94.8683 | 8.81 | 11.746 | 11.746 | 0 | 0 | 0 | 0 | 0 | 83.122
5936 | 87.886 | 273.56 | 1183.482 | 87.886 | -1095.596 | 0 | 0 | 0 | 0 | 0
5937 | 953.4016 | 244.18 | 1039.601 | 953.402 | -86.199 | 0 | 0 | 0 | 0 | 0
5938 | 1414.2467 | 781.05 | 3304.395 | 1414.246 | -1799.377 | 0 | 90.772 | 0 | 0 | 0
5939 | 1289.2178 | 917.33 | 3812.263 | 1289.217 | -1799.377 | 0 | 723.669 | 0 | 0 | 0
5940 | 1489.7845 | 797.3 | 3283.225 | 1489.784 | -1793.441 | 0 | 0 | 0 | 0 | 0
5941 | 1378.1088 | 713.49 | 2956.963 | 1378.109 | -1578.854 | 0 | 0 | 0 | 0 | 0
5942 | 1448.9237 | 797.91 | 3291.817 | 1448.924 | -981.968 | 0 | 860.925 | 0 | 0 | 0
5943 | 1588.6233 | 522.79 | 2212.656 | 1588.623 | 0 | 0 | 624.033 | 0 | 0 | 0
5944 | 1511.5071 | 195.94 | 828.664 | 828.664 | 0 | 0 | 0 | 682.843 | 0 | 0
5945 | 1311.4301 | 106.6 | 439.747 | 439.747 | 0 | 0 | 0 | 871.683 | 0 | 0
5946 | 1754.8452 | 24.5 | 73.116 | 73.116 | 0 | 0 | 0 | 1617.786 | 0 | 63.944
5947 | 1257.345 | 0 | 0 | 0 | 0 | 0 | 0 | 0 | 0 | 1257.345
5948 | 847.2718 | 0 | 0 | 0 | 0 | 0 | 0 | 0 | 0 | 847.272
5949 | 1282.3573 | 0 | 0 | 0 | 0 | 0 | 0 | 0 | 0 | 1282.357
5950 | 1299.5317 | 0 | 0 | 0 | 0 | 0 | 0 | 0 | 0 | 1299.532
5951 | 1363.3224 | 0 | 0 | 0 | 0 | 0 | 0 | 0 | 0 | 1363.322
5952 | 1331.4271 | 0 | 0 | 0 | 0 | 0 | 0 | 0 | 0 | 1331.427
5953 | 1392.7643 | 0 | 0 | 0 | 0 | 0 | 0 | 1392.764 | 0 | 0
5954 | 954.4075 | 0 | 0 | 0 | 0 | 0 | 0 | 954.407 | 0 | 0
5955 | 1391.9465 | 0 | 0 | 0 | 0 | 0 | 0 | 1391.946 | 0 | 0
5956 | 1367.4116 | 0 | 0 | 0 | 0 | 0 | 0 | 1367.412 | 0 | 0
5957 | 1018.1982 | 0 | 0 | 0 | 0 | 0 | 0 | 1018.198 | 0 | 0
5958 | 1299.5317 | 0 | 0 | 0 | 0 | 0 | 0 | 1299.532 | 0 | 0
5959 | 1066.4502 | 78.34 | 303.472 | 303.472 | 0 | 0 | 0 | 0 | 0 | 762.978
5960 | 879.7304 | 354.39 | 1529.538 | 879.73 | -649.808 | 0 | 0 | 0 | 0 | 0
5961 | 1118.7892 | 593.73 | 2577.107 | 1118.789 | -1458.318 | 0 | 0 | 0 | 0 | 0
5962 | 1147.7987 | 791.72 | 3349.318 | 1147.798 | -1799.377 | 0 | 402.143 | 0 | 0 | 0
5963 | 1167.7466 | 922.28 | 3826.444 | 1167.746 | -1799.377 | 0 | 859.321 | 0 | 0 | 0
5964 | 1009.8492 | 987.45 | 4062.04 | 1009.849 | -1799.377 | 0 | 1252.814 | 0 | 0 | 0
5965 | 1123.4907 | 977.24 | 4023.947 | 1123.491 | -1628.556 | 0 | 1271.9 | 0 | 0 | 0
5966 | 1352.7826 | 601.79 | 2506.24 | 1352.782 | 0 | 0 | 1153.458 | 0 | 0 | 0
5967 | 1227.347 | 111.46 | 447.376 | 447.376 | 0 | 0 | 0 | 779.971 | 0 | 0
5968 | 1201.4218 | 36.28 | 125.486 | 125.486 | 0 | 0 | 0 | 1075.936 | 0 | 0
5969 | 1209.5909 | 13.71 | 31.936 | 31.936 | 0 | 0 | 0 | 1177.654 | 0 | 0
5970 | 1315.1216 | 4.89 | 0 | 0 | 0 | 0 | 0 | 1315.122 | 0 | 0
5971 | 1232.4093 | 0 | 0 | 0 | 0 | 0 | 0 | 0 | 0 | 1232.409
5972 | 1067.268 | 0 | 0 | 0 | 0 | 0 | 0 | 0 | 0 | 1067.268
5973 | 1498.2644 | 0 | 0 | 0 | 0 | 0 | 0 | 0 | 0 | 1498.264
5974 | 1077.8998 | 0 | 0 | 0 | 0 | 0 | 0 | 0 | 0 | 1077.9
5975 | 1290.5356 | 0 | 0 | 0 | 0 | 0 | 0 | 0 | 0 | 1290.536
5976 | 956.861 | 0 | 0 | 0 | 0 | 0 | 0 | 956.861 | 0 | 0
5977 | 1195.6673 | 0 | 0 | 0 | 0 | 0 | 0 | 1195.667 | 0 | 0
5978 | 1304.4387 | 0 | 0 | 0 | 0 | 0 | 0 | 1304.439 | 0 | 0
5979 | 1028.83 | 0 | 0 | 0 | 0 | 0 | 0 | 1028.83 | 0 | 0
5980 | 1461.462 | 0 | 0 | 0 | 0 | 0 | 0 | 1461.462 | 0 | 0
5981 | 1392.7643 | 0 | 0 | 0 | 0 | 0 | 0 | 1392.764 | 0 | 0
5982 | 1118.7913 | 0 | 0 | 0 | 0 | 0 | 0 | 190.287 | 0 | 928.504
5983 | 1271.7255 | 43.12 | 158.43 | 158.43 | 0 | 0 | 0 | 0 | 0 | 1113.295
5984 | 186.0829 | 150 | 636.593 | 186.083 | -450.51 | 0 | 0 | 0 | 0 | 0
5985 | 155.6841 | 396.97 | 1707.864 | 155.684 | -1552.18 | 0 | 0 | 0 | 0 | 0
5986 | 185.2027 | 506.51 | 2141.37 | 185.202 | -1799.377 | 0 | 156.791 | 0 | 0 | 0
5987 | 174.4073 | 686.72 | 2855.411 | 174.407 | -1799.377 | 0 | 881.627 | 0 | 0 | 0
5988 | 189.5525 | 538.19 | 2243.369 | 189.552 | -1799.377 | 0 | 254.44 | 0 | 0 | 0
5989 | 199.8194 | 263.85 | 1098.326 | 199.82 | -898.506 | 0 | 0 | 0 | 0 | 0
5990 | 201.4499 | 546.76 | 2286.112 | 201.45 | -835.486 | 0 | 1249.176 | 0 | 0 | 0
5991 | 132.424 | 401.76 | 1699.307 | 132.424 | 0 | 0 | 1566.883 | 0 | 0 | 0
5992 | 181.7586 | 55.68 | 209.577 | 181.758 | 0 | 0 | 27.819 | 0 | 0 | 0
5993 | 119.9634 | 144.99 | 610.377 | 119.964 | 0 | 0 | 490.413 | 0 | 0 | 0
5994 | 101.4733 | 31.32 | 100.974 | 100.974 | 0 | 0 | 0 | 0 | 0 | 0.499
5995 | 112.5998 | 0 | 0 | 0 | 0 | 0 | 0 | 0 | 0 | 112.6
5996 | 110.407 | 0 | 0 | 0 | 0 | 0 | 0 | 0 | 0 | 110.407
5997 | 102.2287 | 0 | 0 | 0 | 0 | 0 | 0 | 0 | 0 | 102.229
5998 | 93.2326 | 0 | 0 | 0 | 0 | 0 | 0 | 0 | 0 | 93.233
5999 | 102.2287 | 0 | 0 | 0 | 0 | 0 | 0 | 0 | 0 | 102.229
6000 | 95.6861 | 0 | 0 | 0 | 0 | 0 | 0 | 0 | 0 | 95.686
6001 | 100.5931 | 0 | 0 | 0 | 0 | 0 | 0 | 0 | 0 | 100.593
6002 | 92.4148 | 0 | 0 | 0 | 0 | 0 | 0 | 0 | 0 | 92.415
6003 | 98.9574 | 0 | 0 | 0 | 0 | 0 | 0 | 0 | 0 | 98.957
6004 | 93.2326 | 0 | 0 | 0 | 0 | 0 | 0 | 0 | 0 | 93.233
6005 | 98.9574 | 0 | 0 | 0 | 0 | 0 | 0 | 0 | 0 | 98.957
6006 | 91.5969 | 0 | 0 | 0 | 0 | 0 | 0 | 0 | 0 | 91.597
6007 | 94.8683 | 78.23 | 305.064 | 94.869 | -210.195 | 0 | 0 | 0 | 0 | 0
6008 | 88.6732 | 272.44 | 1188.709 | 88.673 | -1100.036 | 0 | 0 | 0 | 0 | 0
6009 | 877.3751 | 601.38 | 2648.19 | 877.375 | -17.041 | 0 | 1753.774 | 0 | 0 | 0
6010 | 1234.046 | 335.97 | 1431.809 | 1234.046 | 0 | 0 | 197.763 | 0 | 0 | 0
6011 | 1673.4272 | 652.41 | 2751.9 | 1673.428 | 0 | 0 | 1078.472 | 0 | 0 | 0
6012 | 1423.6773 | 470.67 | 1987.629 | 1423.677 | 0 | 0 | 563.952 | 0 | 0 | 0
6013 | 1772.2558 | 191.29 | 792.565 | 792.565 | 0 | 0 | 0 | 979.69 | 0 | 0
6014 | 1493.8665 | 150.52 | 617.779 | 617.779 | 0 | 0 | 0 | 876.088 | 0 | 0
6015 | 1557.6541 | 48.09 | 174.571 | 174.571 | 0 | 0 | 0 | 1383.083 | 0 | 0
6016 | 1584.9707 | 54.7 | 206.485 | 206.485 | 0 | 0 | 0 | 1378.486 | 0 | 0
6017 | 1772.4797 | 48.73 | 183.956 | 183.956 | 0 | 0 | 0 | 1588.524 | 0 | 0
6018 | 1755.7039 | 12.73 | 25.497 | 25.497 | 0 | 0 | 0 | 1730.207 | 0 | 0
6019 | 1611.083 | 0 | 0 | 0 | 0 | 0 | 0 | 0 | 0 | 1611.083
6020 | 1745.249 | 0 | 0 | 0 | 0 | 0 | 0 | 0 | 0 | 1745.249
6021 | 1431.2023 | 0 | 0 | 0 | 0 | 0 | 0 | 0 | 0 | 1431.202
6022 | 1315.8883 | 0 | 0 | 0 | 0 | 0 | 0 | 0 | 0 | 1315.888
6023 | 1081.1711 | 0 | 0 | 0 | 0 | 0 | 0 | 0 | 0 | 1081.171
6024 | 1571.0512 | 0 | 0 | 0 | 0 | 0 | 0 | 1571.051 | 0 | 0
6025 | 1019.8339 | 0 | 0 | 0 | 0 | 0 | 0 | 1019.834 | 0 | 0
6026 | 1302.803 | 0 | 0 | 0 | 0 | 0 | 0 | 1302.803 | 0 | 0
6027 | 1215.2952 | 0 | 0 | 0 | 0 | 0 | 0 | 1215.295 | 0 | 0
6028 | 1135.9657 | 0 | 0 | 0 | 0 | 0 | 0 | 1135.966 | 0 | 0
6029 | 1096.7099 | 0 | 0 | 0 | 0 | 0 | 0 | 1096.71 | 0 | 0
6030 | 1092.6207 | 0 | 0 | 0 | 0 | 0 | 0 | 1092.621 | 0 | 0
6031 | 1315.8883 | 101.12 | 388.572 | 388.572 | 0 | 0 | 0 | 199.937 | 0 | 727.379
6032 | 1094.9209 | 192.44 | 831.711 | 831.711 | 0 | 0 | 0 | 0 | 0 | 263.21
6033 | 1387.202 | 313.48 | 1354.208 | 1354.208 | 0 | 0 | 0 | 0 | 0 | 32.994
6034 | 1405.6574 | 801.79 | 3442.29 | 1405.657 | -1799.377 | 0 | 237.256 | 0 | 0 | 0
6035 | 1365.2484 | 770.6 | 3228.856 | 1365.248 | -1799.377 | 0 | 64.231 | 0 | 0 | 0
6036 | 1221.3717 | 990.64 | 4134.521 | 1221.371 | -1799.377 | 0 | 1113.773 | 0 | 0 | 0
6037 | 1267.0966 | 981.45 | 4103.661 | 1267.096 | -1799.377 | 0 | 1037.188 | 0 | 0 | 0
6038 | 1528.0967 | 896.97 | 3792.571 | 1528.096 | -1799.377 | 0 | 465.098 | 0 | 0 | 0
6039 | 1700.6118 | 742.35 | 3202.866 | 1700.612 | -137.929 | 0 | 1364.325 | 0 | 0 | 0
6040 | 1411.0387 | 385.22 | 1673.289 | 1411.039 | 0 | 0 | 262.25 | 0 | 0 | 0
6041 | 1480.8333 | 76.39 | 306.672 | 306.672 | 0 | 0 | 0 | 1174.161 | 0 | 0
6042 | 1727.6442 | 17.63 | 44.832 | 44.832 | 0 | 0 | 0 | 1158.608 | 0 | 524.204
6043 | 1863.8394 | 0 | 0 | 0 | 0 | 0 | 0 | 64.463 | 0 | 1799.377
6044 | 874.2602 | 0 | 0 | 0 | 0 | 0 | 0 | 0 | 0 | 874.26
6045 | 1106.5238 | 0 | 0 | 0 | 0 | 0 | 0 | 0 | 0 | 1106.524
6046 | 1191.5782 | 0 | 0 | 0 | 0 | 0 | 0 | 0 | 0 | 1191.578
6047 | 1427.931 | 0 | 0 | 0 | 0 | 0 | 0 | 0 | 0 | 1427.931
6048 | 771.2136 | 0 | 0 | 0 | 0 | 0 | 0 | 0 | 0 | 771.214
6049 | 615.8259 | 0 | 0 | 0 | 0 | 0 | 0 | 615.826 | 0 | 0
6050 | 593.7445 | 0 | 0 | 0 | 0 | 0 | 0 | 593.745 | 0 | 0
6051 | 716.419 | 0 | 0 | 0 | 0 | 0 | 0 | 716.419 | 0 | 0
6052 | 741.7717 | 0 | 0 | 0 | 0 | 0 | 0 | 741.772 | 0 | 0
6053 | 516.8685 | 0 | 0 | 0 | 0 | 0 | 0 | 516.868 | 0 | 0
6054 | 739.3182 | 0 | 0 | 0 | 0 | 0 | 0 | 739.318 | 0 | 0
6055 | 691.8841 | 54.02 | 206.661 | 206.661 | 0 | 0 | 0 | 0 | 0 | 485.223
6056 | 788.801 | 176.85 | 760.935 | 760.935 | 0 | 0 | 0 | 0 | 0 | 27.866
6057 | 672.9677 | 250.47 | 1076.051 | 672.967 | -403.084 | 0 | 0 | 0 | 0 | 0
6058 | 848.4842 | 330.02 | 1410.644 | 848.484 | -562.16 | 0 | 0 | 0 | 0 | 0
6059 | 583.859 | 630.74 | 2677.068 | 583.859 | -1799.377 | 0 | 293.832 | 0 | 0 | 0
6060 | 720.5879 | 570.5 | 2417.137 | 720.588 | -1696.549 | 0 | 0 | 0 | 0 | 0
6061 | 820.5103 | 758.8 | 3197.809 | 820.51 | -1799.377 | 0 | 577.922 | 0 | 0 | 0
6062 | 864.1732 | 653.25 | 2774.401 | 864.173 | -1799.377 | 0 | 110.851 | 0 | 0 | 0
6063 | 828.4586 | 734.79 | 3188.475 | 828.458 | -1074.89 | 0 | 1285.127 | 0 | 0 | 0
6064 | 969.7735 | 393.05 | 1711.834 | 969.773 | 0 | 0 | 742.061 | 0 | 0 | 0
6065 | 882.8525 | 277.37 | 1172.557 | 882.852 | 0 | 0 | 289.705 | 0 | 0 | 0
6066 | 889.7008 | 56.34 | 168.557 | 168.557 | 0 | 0 | 0 | 0 | 0 | 721.144
6067 | 815.3764 | 0 | 0 | 0 | 0 | 0 | 0 | 0 | 0 | 815.376
6068 | 857.0857 | 0 | 0 | 0 | 0 | 0 | 0 | 0 | 0 | 857.086
6069 | 776.1206 | 0 | 0 | 0 | 0 | 0 | 0 | 0 | 0 | 776.121
6070 | 704.9694 | 0 | 0 | 0 | 0 | 0 | 0 | 0 | 0 | 704.969
6071 | 563.4848 | 0 | 0 | 0 | 0 | 0 | 0 | 0 | 0 | 563.485
6072 | 704.9694 | 0 | 0 | 0 | 0 | 0 | 0 | 0 | 0 | 704.969
6073 | 1049.2758 | 0 | 0 | 0 | 0 | 0 | 0 | 1049.276 | 0 | 0
6074 | 1127.7874 | 0 | 0 | 0 | 0 | 0 | 0 | 1127.787 | 0 | 0
6075 | 815.3764 | 0 | 0 | 0 | 0 | 0 | 0 | 804.021 | 0 | 11.355
6076 | 836.64 | 0 | 0 | 0 | 0 | 0 | 0 | 0 | 0 | 836.64
6077 | 796.5663 | 0 | 0 | 0 | 0 | 0 | 0 | 0 | 0 | 796.566
6078 | 758.1283 | 0 | 0 | 0 | 0 | 0 | 0 | 0 | 0 | 758.128
6079 | 855.4501 | 50.94 | 193.114 | 193.114 | 0 | 0 | 0 | 0 | 0 | 662.336
6080 | 639.7638 | 168.22 | 721.715 | 639.764 | -81.951 | 0 | 0 | 0 | 0 | 0
6081 | 302.7034 | 386.95 | 1680.73 | 302.703 | -1378.027 | 0 | 0 | 0 | 0 | 0
6082 | 287.4345 | 437.19 | 1875.333 | 287.434 | -1587.899 | 0 | 0 | 0 | 0 | 0
6083 | 226.1197 | 651.52 | 2765.458 | 226.119 | -1799.377 | 0 | 739.962 | 0 | 0 | 0
6084 | 306.2691 | 608.57 | 2574.242 | 306.269 | -1799.377 | 0 | 468.596 | 0 | 0 | 0
6085 | 908.0488 | 739.28 | 3114.629 | 908.048 | -1799.377 | 0 | 407.204 | 0 | 0 | 0
6086 | 1146.5832 | 676.06 | 2866.721 | 1146.583 | -688.805 | 0 | 1031.333 | 0 | 0 | 0
6087 | 858.2665 | 48.09 | 174.951 | 174.951 | 0 | 0 | 0 | 683.316 | 0 | 0
6088 | 1394.3683 | 27.45 | 89.143 | 89.143 | 0 | 0 | 0 | 1305.225 | 0 | 0
6089 | 1415.3466 | 14.69 | 36.524 | 36.524 | 0 | 0 | 0 | 1378.823 | 0 | 0
6090 | 1274.8271 | 4.89 | 0 | 0 | 0 | 0 | 0 | 1274.827 | 0 | 0
6091 | 1217.7058 | 0 | 0 | 0 | 0 | 0 | 0 | 0 | 0 | 1217.706
6092 | 1113.8843 | 0 | 0 | 0 | 0 | 0 | 0 | 0 | 0 | 1113.884
6093 | 1204.6634 | 0 | 0 | 0 | 0 | 0 | 0 | 0 | 0 | 1204.663
6094 | 1071.3572 | 0 | 0 | 0 | 0 | 0 | 0 | 0 | 0 | 1071.357
6095 | 1266.8185 | 0 | 0 | 0 | 0 | 0 | 0 | 0 | 0 | 1266.819
6096 | 1126.9696 | 0 | 0 | 0 | 0 | 0 | 0 | 1126.97 | 0 | 0
6097 | 1026.3765 | 0 | 0 | 0 | 0 | 0 | 0 | 1026.377 | 0 | 0
6098 | 914.3338 | 0 | 0 | 0 | 0 | 0 | 0 | 914.334 | 0 | 0
6099 | 758.1283 | 0 | 0 | 0 | 0 | 0 | 0 | 758.128 | 0 | 0
6100 | 830.0973 | 0 | 0 | 0 | 0 | 0 | 0 | 830.097 | 0 | 0
6101 | 926.6013 | 0 | 0 | 0 | 0 | 0 | 0 | 926.601 | 0 | 0
6102 | 1324.0666 | 0 | 0 | 0 | 0 | 0 | 0 | 1324.067 | 0 | 0
6103 | 1107.3417 | 80.18 | 312.777 | 268.52 | -44.257 | 0 | 0 | 838.821 | 0 | 0
6104 | 949.5925 | 253.2 | 1100.466 | 949.592 | -150.874 | 0 | 0 | 0 | 0 | 0
6105 | 1070.4841 | 449.31 | 1939.727 | 1070.484 | -869.243 | 0 | 0 | 0 | 0 | 0
6106 | 1490.9918 | 517.2 | 2196.997 | 1490.992 | -706.005 | 0 | 0 | 0 | 0 | 0
6107 | 1371.7788 | 605.9 | 2545.635 | 1371.778 | -1173.857 | 0 | 0 | 0 | 0 | 0
6108 | 1488.1212 | 842.13 | 3478.372 | 1488.121 | -1799.377 | 0 | 190.874 | 0 | 0 | 0
6109 | 1658.559 | 441.86 | 1858.224 | 1658.559 | -199.665 | 0 | 0 | 0 | 0 | 0
6110 | 1466.1104 | 181.11 | 749.976 | 749.976 | 0 | 0 | 0 | 716.134 | 0 | 0
6111 | 1663.649 | 429.1 | 1830.405 | 1663.649 | -166.756 | 0 | 0 | 0 | 0 | 0
6112 | 1239.8362 | 257.58 | 1106.249 | 1106.249 | 0 | 0 | 0 | 133.587 | 0 | 0
6113 | 1491.3363 | 194.71 | 833.705 | 833.705 | 0 | 0 | 0 | 657.631 | 0 | 0
6114 | 1536.6216 | 38.51 | 124.308 | 124.308 | 0 | 0 | 0 | 1412.314 | 0 | 0
6115 | 1553.0947 | 0 | 0 | 0 | 0 | 0 | 0 | 0 | 0 | 1553.095
6116 | 1250.4619 | 0 | 0 | 0 | 0 | 0 | 0 | 0 | 0 | 1250.462
6117 | 1401.7604 | 0 | 0 | 0 | 0 | 0 | 0 | 0 | 0 | 1401.76
6118 | 1464.7333 | 0 | 0 | 0 | 0 | 0 | 0 | 0 | 0 | 1464.733
6119 | 1255.3689 | 0 | 0 | 0 | 0 | 0 | 0 | 0 | 0 | 1255.369
6120 | 1278.2681 | 0 | 0 | 0 | 0 | 0 | 0 | 1278.268 | 0 | 0
6121 | 1221.8379 | 0 | 0 | 0 | 0 | 0 | 0 | 1221.838 | 0 | 0
6122 | 1106.5238 | 0 | 0 | 0 | 0 | 0 | 0 | 1106.524 | 0 | 0
6123 | 1113.0665 | 0 | 0 | 0 | 0 | 0 | 0 | 1113.066 | 0 | 0
6124 | 1459.8264 | 0 | 0 | 0 | 0 | 0 | 0 | 1459.826 | 0 | 0
6125 | 963.4036 | 0 | 0 | 0 | 0 | 0 | 0 | 963.404 | 0 | 0
6126 | 978.9424 | 0 | 0 | 0 | 0 | 0 | 0 | 978.942 | 0 | 0
6127 | 1391.9465 | 123.59 | 425.815 | 425.815 | 0 | 0 | 0 | 966.132 | 0 | 0
6128 | 1243.5472 | 368.63 | 1589.984 | 1243.547 | -346.437 | 0 | 0 | 0 | 0 | 0
6129 | 1089.836 | 609.39 | 2613.048 | 1089.836 | -1523.212 | 0 | 0 | 0 | 0 | 0
6130 | 1125.3411 | 647.65 | 2683.802 | 1125.341 | -1558.461 | 0 | 0 | 0 | 0 | 0
6131 | 1443.0721 | 786.1 | 3192.813 | 1443.072 | -1749.741 | 0 | 0 | 0 | 0 | 0
6132 | 1395.4795 | 988.97 | 3989.372 | 1395.48 | -1799.377 | 0 | 794.515 | 0 | 0 | 0
6133 | 1267.3981 | 972.74 | 3945.366 | 1267.398 | -1799.377 | 0 | 878.591 | 0 | 0 | 0
6134 | 1171.6916 | 871.37 | 3581.991 | 1171.691 | -358.208 | 0 | 2052.092 | 0 | 0 | 0
6135 | 1207.4389 | 709.32 | 2978.904 | 1207.439 | 0 | 0 | 1771.465 | 0 | 0 | 0
6136 | 1296.1408 | 497.81 | 2144.253 | 1296.141 | 0 | 0 | 848.112 | 0 | 0 | 0
6137 | 1213.9294 | 257.33 | 1069.402 | 1069.402 | 0 | 0 | 0 | 144.527 | 0 | 0
6138 | 1030.8817 | 45.53 | 134.661 | 134.661 | 0 | 0 | 0 | 896.221 | 0 | 0
6139 | 1441.0183 | 0 | 0 | 0 | 0 | 0 | 0 | 0 | 0 | 1441.018
6140 | 967.4928 | 0 | 0 | 0 | 0 | 0 | 0 | 0 | 0 | 967.493
6141 | 1176.0394 | 0 | 0 | 0 | 0 | 0 | 0 | 0 | 0 | 1176.039
6142 | 1427.1132 | 0 | 0 | 0 | 0 | 0 | 0 | 0 | 0 | 1427.113
6143 | 1197.303 | 0 | 0 | 0 | 0 | 0 | 0 | 0 | 0 | 1197.303
6144 | 1134.3301 | 0 | 0 | 0 | 0 | 0 | 0 | 1134.33 | 0 | 0
6145 | 1411.5744 | 0 | 0 | 0 | 0 | 0 | 0 | 1411.574 | 0 | 0
6146 | 1233.2875 | 0 | 0 | 0 | 0 | 0 | 0 | 1233.287 | 0 | 0
6147 | 1411.5744 | 0 | 0 | 0 | 0 | 0 | 0 | 1411.574 | 0 | 0
6148 | 1032.9192 | 0 | 0 | 0 | 0 | 0 | 0 | 1032.919 | 0 | 0
6149 | 981.3959 | 0 | 0 | 0 | 0 | 0 | 0 | 631.416 | 0 | 349.98
6150 | 1022.2874 | 0 | 0 | 0 | 0 | 0 | 0 | 0 | 0 | 1022.287
6151 | 1038.644 | 107.78 | 411.702 | 411.702 | 0 | 0 | 0 | 0 | 0 | 626.942
6152 | 236.2455 | 309.17 | 1343.458 | 236.245 | -1107.213 | 0 | 0 | 0 | 0 | 0
6153 | 185.3969 | 376.83 | 1615.396 | 185.397 | -1429.999 | 0 | 0 | 0 | 0 | 0
6154 | 160.3938 | 565.45 | 2384.271 | 160.393 | -1799.377 | 0 | 424.501 | 0 | 0 | 0
6155 | 207.2309 | 698.15 | 2900.073 | 207.23 | -1799.377 | 0 | 893.466 | 0 | 0 | 0
6156 | 198.151 | 822.83 | 3379.861 | 198.15 | -1799.377 | 0 | 1382.334 | 0 | 0 | 0
6157 | 199.0353 | 797.79 | 3283.112 | 199.035 | -1199.47 | 0 | 1884.607 | 0 | 0 | 0
6158 | 150.5308 | 751.51 | 3121.023 | 150.531 | 0 | 0 | 2970.492 | 0 | 0 | 0
6159 | 152.6909 | 436.93 | 1849.066 | 152.691 | 0 | 0 | 1696.375 | 0 | 0 | 0
6160 | 170.769 | 374.93 | 1611.409 | 170.769 | 0 | 0 | 1440.64 | 0 | 0 | 0
6161 | 138.479 | 120.33 | 499.259 | 138.479 | 0 | 0 | 360.78 | 0 | 0 | 0
6162 | 137.6387 | 23.52 | 67.044 | 67.044 | 0 | 0 | 0 | 0 | 0 | 70.594
6163 | 108.4667 | 0 | 0 | 0 | 0 | 0 | 0 | 0 | 0 | 108.467
6164 | 0 | 0 | 0 | 0 | 0 | 0 | 0 | 0 | 0 | 0
6165 | 0 | 0 | 0 | 0 | 0 | 0 | 0 | 0 | 0 | 0
6166 | 87.5078 | 0 | 0 | 0 | 0 | 0 | 0 | 0 | 0 | 87.508
6167 | 89.1435 | 0 | 0 | 0 | 0 | 0 | 0 | 0 | 0 | 89.143
6168 | 92.4148 | 0 | 0 | 0 | 0 | 0 | 0 | 0 | 0 | 92.415
6169 | 86.69 | 0 | 0 | 0 | 0 | 0 | 0 | 0 | 0 | 86.69
6170 | 89.1435 | 0 | 0 | 0 | 0 | 0 | 0 | 0 | 0 | 89.143
6171 | 82.6008 | 0 | 0 | 0 | 0 | 0 | 0 | 0 | 0 | 82.601
6172 | 88.3256 | 0 | 0 | 0 | 0 | 0 | 0 | 0 | 0 | 88.326
6173 | 83.4186 | 0 | 0 | 0 | 0 | 0 | 0 | 0 | 0 | 83.419
6174 | 88.3256 | 0 | 0 | 0 | 0 | 0 | 0 | 0 | 0 | 88.326
6175 | 70.3334 | 102.88 | 396.365 | 70.334 | -326.031 | 0 | 0 | 0 | 0 | 0
6176 | 96.5407 | 301.47 | 1309.942 | 96.54 | -749.725 | 0 | 463.677 | 0 | 0 | 0
6177 | 784.7098 | 447.78 | 1919.582 | 784.71 | 0 | 0 | 1134.872 | 0 | 0 | 0
6178 | 1340.7248 | 584.71 | 2456.192 | 1340.725 | 0 | 0 | 1115.467 | 0 | 0 | 0
6179 | 1486.7248 | 720.68 | 2979.594 | 1486.724 | 0 | 0 | 1492.87 | 0 | 0 | 0
6180 | 1306.7255 | 736.08 | 3032.389 | 1306.725 | 0 | 0 | 1725.664 | 0 | 0 | 0
6181 | 1510.7833 | 786.14 | 3232.254 | 1510.783 | 0 | 0 | 1721.471 | 0 | 0 | 0
6182 | 1642.3118 | 712.09 | 2954.381 | 1642.312 | 0 | 0 | 1312.069 | 0 | 0 | 0
6183 | 1547.9905 | 577.9 | 2432.303 | 1547.99 | 0 | 0 | 884.313 | 0 | 0 | 0
6184 | 1693.5468 | 430.58 | 1847.599 | 1693.546 | 0 | 0 | 154.053 | 0 | 0 | 0
6185 | 1585.4113 | 231.32 | 980.888 | 980.888 | 0 | 0 | 0 | 604.524 | 0 | 0
6186 | 1638.605 | 45.69 | 135.533 | 135.533 | 0 | 0 | 0 | 1503.072 | 0 | 0
6187 | 1627.7258 | 0 | 0 | 0 | 0 | 0 | 0 | 0 | 0 | 1627.726
6188 | 1555.5125 | 0 | 0 | 0 | 0 | 0 | 0 | 0 | 0 | 1555.512
6189 | 1476.183 | 0 | 0 | 0 | 0 | 0 | 0 | 0 | 0 | 1476.183
6190 | 1661.8303 | 0 | 0 | 0 | 0 | 0 | 0 | 0 | 0 | 1661.83
6191 | 1613.5784 | 0 | 0 | 0 | 0 | 0 | 0 | 0 | 0 | 1613.578
6192 | 1260.2759 | 0 | 0 | 0 | 0 | 0 | 0 | 1260.276 | 0 | 0
6193 | 1171.9502 | 0 | 0 | 0 | 0 | 0 | 0 | 1171.95 | 0 | 0
6194 | 1521.1636 | 0 | 0 | 0 | 0 | 0 | 0 | 1521.164 | 0 | 0
6195 | 1377.2255 | 0 | 0 | 0 | 0 | 0 | 0 | 1377.226 | 0 | 0
6196 | 1270.9077 | 0 | 0 | 0 | 0 | 0 | 0 | 1270.908 | 0 | 0
6197 | 1565.3264 | 0 | 0 | 0 | 0 | 0 | 0 | 1565.326 | 0 | 0
6198 | 1360.8689 | 0 | 0 | 0 | 0 | 0 | 0 | 1360.869 | 0 | 0
6199 | 1170.3146 | 73.81 | 287.722 | 287.722 | 0 | 0 | 0 | 609.246 | 0 | 273.347
6200 | 1033.4007 | 246.49 | 1068.1 | 1033.401 | -34.699 | 0 | 0 | 0 | 0 | 0
6201 | 1230.7481 | 436.97 | 1877.401 | 1230.748 | -646.653 | 0 | 0 | 0 | 0 | 0
6202 | 1537.052 | 620.04 | 2605.062 | 1537.052 | -1068.01 | 0 | 0 | 0 | 0 | 0
6203 | 1548.9034 | 701.81 | 2901.897 | 1548.903 | -1352.994 | 0 | 0 | 0 | 0 | 0
6204 | 1590.8468 | 800.57 | 3281.492 | 1590.846 | -1690.646 | 0 | 0 | 0 | 0 | 0
6205 | 1238.0554 | 792.8 | 3251.051 | 1238.055 | -1799.377 | 0 | 213.619 | 0 | 0 | 0
6206 | 1441.5264 | 708.6 | 2936.603 | 1441.526 | -1495.077 | 0 | 0 | 0 | 0 | 0
6207 | 1346.8708 | 628.96 | 2646.819 | 1346.87 | -1047.358 | 0 | 252.591 | 0 | 0 | 0
6208 | 1554.022 | 394.32 | 1692.663 | 1554.022 | 0 | 0 | 138.641 | 0 | 0 | 0
6209 | 1638.7226 | 141.81 | 594.326 | 594.326 | 0 | 0 | 0 | 1044.396 | 0 | 0
6210 | 1543.6519 | 25.48 | 74.735 | 74.735 | 0 | 0 | 0 | 1468.917 | 0 | 0
6211 | 1296.4209 | 0 | 0 | 0 | 0 | 0 | 0 | 0 | 0 | 1296.421
6212 | 1246.3728 | 0 | 0 | 0 | 0 | 0 | 0 | 0 | 0 | 1246.373
6213 | 1571.8691 | 0 | 0 | 0 | 0 | 0 | 0 | 0 | 0 | 1571.869
6214 | 1827.8498 | 0 | 0 | 0 | 0 | 0 | 0 | 28.473 | 0 | 1799.377
6215 | 1962.7917 | 0 | 0 | 0 | 0 | 0 | 0 | 163.415 | 0 | 1799.377
6216 | 1447.5589 | 0 | 0 | 0 | 0 | 0 | 0 | 1447.559 | 0 | 0
6217 | 1347.7837 | 0 | 0 | 0 | 0 | 0 | 0 | 1347.784 | 0 | 0
6218 | 1417.2992 | 0 | 0 | 0 | 0 | 0 | 0 | 1417.299 | 0 | 0
6219 | 1479.4543 | 0 | 0 | 0 | 0 | 0 | 0 | 1479.454 | 0 | 0
6220 | 1595.5861 | 0 | 0 | 0 | 0 | 0 | 0 | 1595.586 | 0 | 0
6221 | 1610.3071 | 0 | 0 | 0 | 0 | 0 | 0 | 1610.307 | 0 | 0
6222 | 1157.2293 | 0 | 0 | 0 | 0 | 0 | 0 | 1157.229 | 0 | 0
6223 | 1109.7952 | 57.6 | 221.493 | 221.493 | 0 | 0 | 0 | 575.355 | 0 | 312.947
6224 | 994.4167 | 188.66 | 812.603 | 812.603 | 0 | 0 | 0 | 0 | 0 | 181.814
6225 | 1024.9954 | 299.55 | 1289.197 | 1024.996 | -264.201 | 0 | 0 | 0 | 0 | 0
6226 | 1252.2468 | 588.08 | 2499.07 | 1252.247 | -1246.823 | 0 | 0 | 0 | 0 | 0
6227 | 1666.1761 | 772.1 | 3224.104 | 1666.176 | -1557.928 | 0 | 0 | 0 | 0 | 0
6228 | 1295.9036 | 831.2 | 3438.422 | 1295.903 | -1799.377 | 0 | 343.142 | 0 | 0 | 0
6229 | 1418.6527 | 771.92 | 3203.869 | 1418.653 | -1785.216 | 0 | 0 | 0 | 0 | 0
6230 | 1542.1992 | 773.11 | 3222.887 | 1542.2 | -1680.687 | 0 | 0 | 0 | 0 | 0
6231 | 1525.4623 | 605.58 | 2570.668 | 1525.463 | -800.579 | 0 | 244.626 | 0 | 0 | 0
6232 | 1140.3677 | 461.86 | 2000.298 | 1140.367 | 0 | 0 | 859.931 | 0 | 0 | 0
6233 | 1753.2821 | 266.24 | 1110.128 | 1110.128 | 0 | 0 | 0 | 643.154 | 0 | 0
6234 | 1615.8908 | 38.51 | 114.805 | 114.805 | 0 | 0 | 0 | 1501.086 | 0 | 0
6235 | 1178.4929 | 0 | 0 | 0 | 0 | 0 | 0 | 0 | 0 | 1178.493
6236 | 1647.9272 | 0 | 0 | 0 | 0 | 0 | 0 | 0 | 0 | 1647.927
6237 | 1432.0201 | 0 | 0 | 0 | 0 | 0 | 0 | 0 | 0 | 1432.02
6238 | 1643.0203 | 0 | 0 | 0 | 0 | 0 | 0 | 0 | 0 | 1643.02
6239 | 1400.1248 | 0 | 0 | 0 | 0 | 0 | 0 | 0 | 0 | 1400.125
6240 | 1198.1208 | 0 | 0 | 0 | 0 | 0 | 0 | 1198.121 | 0 | 0
6241 | 1325.7023 | 0 | 0 | 0 | 0 | 0 | 0 | 1325.702 | 0 | 0
6242 | 1425.4775 | 0 | 0 | 0 | 0 | 0 | 0 | 1425.478 | 0 | 0
6243 | 1218.5665 | 0 | 0 | 0 | 0 | 0 | 0 | 1218.567 | 0 | 0
6244 | 1399.3069 | 0 | 0 | 0 | 0 | 0 | 0 | 1399.307 | 0 | 0
6245 | 1315.0705 | 0 | 0 | 0 | 0 | 0 | 0 | 1315.07 | 0 | 0
6246 | 733.5934 | 0 | 0 | 0 | 0 | 0 | 0 | 733.593 | 0 | 0
6247 | 983.0315 | 124.66 | 443.598 | 443.598 | 0 | 0 | 0 | 261.295 | 0 | 278.138
6248 | 877.8811 | 370.51 | 1620.341 | 877.881 | -742.46 | 0 | 0 | 0 | 0 | 0
6249 | 945.2549 | 612.01 | 2675.392 | 945.255 | -1730.137 | 0 | 0 | 0 | 0 | 0
6250 | 1289.4335 | 487.83 | 2066.555 | 1289.433 | -777.122 | 0 | 0 | 0 | 0 | 0
6251 | 942.1656 | 676.38 | 2819.59 | 942.166 | -1799.377 | 0 | 78.047 | 0 | 0 | 0
6252 | 1192.4164 | 1003.58 | 4148.085 | 1192.416 | -1799.377 | 0 | 1156.292 | 0 | 0 | 0
6253 | 1457.5078 | 626.44 | 2604.258 | 1457.508 | -1146.75 | 0 | 0 | 0 | 0 | 0
6254 | 1298.3816 | 413.29 | 1738.572 | 1298.382 | -440.19 | 0 | 0 | 0 | 0 | 0
6255 | 1441.2678 | 178.12 | 740.637 | 740.637 | 0 | 0 | 0 | 700.631 | 0 | 0
6256 | 1536.8077 | 28.43 | 92.536 | 92.536 | 0 | 0 | 0 | 1444.272 | 0 | 0
6257 | 1458.4473 | 10.77 | 19.805 | 19.805 | 0 | 0 | 0 | 1438.642 | 0 | 0
6258 | 1564.8337 | 3.91 | 0 | 0 | 0 | 0 | 0 | 1564.834 | 0 | 0
6259 | 1103.6522 | 0 | 0 | 0 | 0 | 0 | 0 | 0 | 0 | 1103.652
6260 | 1320.7953 | 0 | 0 | 0 | 0 | 0 | 0 | 0 | 0 | 1320.795
6261 | 1423.8418 | 0 | 0 | 0 | 0 | 0 | 0 | 0 | 0 | 1423.842
6262 | 1526.8884 | 0 | 0 | 0 | 0 | 0 | 0 | 0 | 0 | 1526.888
6263 | 1557.9659 | 0 | 0 | 0 | 0 | 0 | 0 | 0 | 0 | 1557.966
6264 | 1416.4814 | 0 | 0 | 0 | 0 | 0 | 0 | 1416.481 | 0 | 0
6265 | 1565.3264 | 0 | 0 | 0 | 0 | 0 | 0 | 1565.326 | 0 | 0
6266 | 1530.9776 | 0 | 0 | 0 | 0 | 0 | 0 | 1530.978 | 0 | 0
6267 | 1518.7101 | 0 | 0 | 0 | 0 | 0 | 0 | 1518.71 | 0 | 0
6268 | 1445.1054 | 0 | 0 | 0 | 0 | 0 | 0 | 1445.105 | 0 | 0
6269 | 1521.9814 | 0 | 0 | 0 | 0 | 0 | 0 | 1521.981 | 0 | 0
6270 | 1328.1557 | 0 | 0 | 0 | 0 | 0 | 0 | 1328.156 | 0 | 0
6271 | 1128.6053 | 43.14 | 158.657 | 0 | -158.657 | 0 | 0 | 1128.605 | 0 | 0
6272 | 1388.3388 | 140.37 | 593.794 | 0 | -593.794 | 0 | 0 | 1388.339 | 0 | 0
6273 | 1708.9138 | 329.52 | 1418.783 | 0 | -1418.783 | 0 | 0 | 1708.914 | 0 | 0
6274 | 1431.3986 | 587.96 | 2496.499 | 841.99 | -1654.509 | 0 | 0 | 589.409 | 0 | 0
6275 | 1533.1581 | 669.84 | 2807.77 | 1533.158 | -1274.612 | 0 | 0 | 0 | 0 | 0
6276 | 1365.5684 | 588.85 | 2466.692 | 1365.568 | -1101.124 | 0 | 0 | 0 | 0 | 0
6277 | 1628.745 | 755.61 | 3143.105 | 1628.745 | -1514.36 | 0 | 0 | 0 | 0 | 0
6278 | 1656.7966 | 67.55 | 255.525 | 255.525 | 0 | 0 | 0 | 1401.271 | 0 | 0
6279 | 1559.5597 | 45.14 | 161.919 | 161.919 | 0 | 0 | 0 | 1397.641 | 0 | 0
6280 | 1548.5916 | 23.53 | 72.317 | 72.317 | 0 | 0 | 0 | 1476.275 | 0 | 0
6281 | 1862.9184 | 37.24 | 133.641 | 133.641 | 0 | 0 | 0 | 1729.277 | 0 | 0
6282 | 1641.6575 | 8.81 | 9.248 | 9.248 | 0 | 0 | 0 | 1632.409 | 0 | 0
6283 | 1998.0095 | 0 | 0 | 0 | 0 | 0 | 0 | 341.468 | 0 | 1656.541
6284 | 1726.4389 | 0 | 0 | 0 | 0 | 0 | 0 | 0 | 0 | 1726.439
6285 | 1521.9814 | 0 | 0 | 0 | 0 | 0 | 0 | 0 | 0 | 1521.981
6286 | 1737.8885 | 0 | 0 | 0 | 0 | 0 | 0 | 0 | 0 | 1737.889
6287 | 1565.3264 | 0 | 0 | 0 | 0 | 0 | 0 | 0 | 0 | 1565.326
6288 | 1698.6327 | 0 | 0 | 0 | 0 | 0 | 0 | 1698.633 | 0 | 0
6289 | 692.7019 | 0 | 0 | 0 | 0 | 0 | 0 | 692.702 | 0 | 0
6290 | 512.7793 | 0 | 0 | 0 | 0 | 0 | 0 | 512.779 | 0 | 0
6291 | 606.0119 | 0 | 0 | 0 | 0 | 0 | 0 | 606.012 | 0 | 0
6292 | 754.857 | 0 | 0 | 0 | 0 | 0 | 0 | 754.857 | 0 | 0
6293 | 802.2911 | 0 | 0 | 0 | 0 | 0 | 0 | 802.291 | 0 | 0
6294 | 671.4383 | 0 | 0 | 0 | 0 | 0 | 0 | 671.438 | 0 | 0
6295 | 609.2833 | 100.1 | 390.48 | 390.48 | 0 | 0 | 0 | 218.803 | 0 | 0
6296 | 469.188 | 83.1 | 337.074 | 337.074 | 0 | 0 | 0 | 132.114 | 0 | 0
6297 | 557.6649 | 334.29 | 1438.005 | 557.665 | -880.34 | 0 | 0 | 0 | 0 | 0
6298 | 672.0078 | 560.26 | 2372.791 | 672.007 | -1700.784 | 0 | 0 | 0 | 0 | 0
6299 | 802.2369 | 947.94 | 3953.227 | 802.236 | -1799.377 | 0 | 1351.614 | 0 | 0 | 0
6300 | 773.4902 | 1009.26 | 4163.62 | 773.49 | -1799.377 | 0 | 1590.753 | 0 | 0 | 0
6301 | 936.0094 | 992.73 | 4099.17 | 936.009 | -1799.377 | 0 | 1363.784 | 0 | 0 | 0
6302 | 851.9365 | 889.39 | 3713.792 | 851.936 | -1155.559 | 0 | 1706.297 | 0 | 0 | 0
6303 | 657.248 | 609.34 | 2575.335 | 657.248 | 0 | 0 | 1918.087 | 0 | 0 | 0
6304 | 682.6487 | 173.44 | 731.813 | 682.649 | 0 | 0 | 49.164 | 0 | 0 | 0
6305 | 686.5273 | 64.1 | 251.34 | 251.34 | 0 | 0 | 0 | 435.187 | 0 | 0
6306 | 776.4017 | 12.73 | 23.792 | 23.792 | 0 | 0 | 0 | 752.609 | 0 | 0
6307 | 785.1463 | 0 | 0 | 0 | 0 | 0 | 0 | 0 | 0 | 785.146
6308 | 546.3104 | 0 | 0 | 0 | 0 | 0 | 0 | 0 | 0 | 546.31
6309 | 724.5973 | 0 | 0 | 0 | 0 | 0 | 0 | 0 | 0 | 724.597
6310 | 823.5547 | 0 | 0 | 0 | 0 | 0 | 0 | 0 | 0 | 823.555
6311 | 729.5043 | 0 | 0 | 0 | 0 | 0 | 0 | 0 | 0 | 729.504
6312 | 745.043 | 0 | 0 | 0 | 0 | 0 | 0 | 745.043 | 0 | 0
6313 | 1741.9777 | 0 | 0 | 0 | 0 | 0 | 0 | 1741.978 | 0 | 0
6314 | 1703.5397 | 0 | 0 | 0 | 0 | 0 | 0 | 1703.54 | 0 | 0
6315 | 1585.7722 | 0 | 0 | 0 | 0 | 0 | 0 | 1585.772 | 0 | 0
6316 | 1660.1947 | 0 | 0 | 0 | 0 | 0 | 0 | 1337.894 | 0 | 322.3
6317 | 1616.0319 | 0 | 0 | 0 | 0 | 0 | 0 | 0 | 0 | 1616.032
6318 | 1492.5396 | 0 | 0 | 0 | 0 | 0 | 0 | 0 | 0 | 1492.54
6319 | 1496.6287 | 83.41 | 328.437 | 328.437 | 0 | 0 | 0 | 0 | 0 | 1168.192
6320 | 112.7164 | 258.86 | 1132.182 | 112.716 | -1019.466 | 0 | 0 | 0 | 0 | 0
6321 | 91.689 | 318.84 | 1379.331 | 91.689 | -1287.642 | 0 | 0 | 0 | 0 | 0
6322 | 0 | 431.73 | 1847.016 | 0 | -1799.377 | 0 | 47.639 | 0 | 0 | 0
6323 | 0 | 584.74 | 2474.434 | 0 | -1799.377 | 0 | 675.057 | 0 | 0 | 0
6324 | 0 | 604.18 | 2546.383 | 0 | -1799.377 | 0 | 747.006 | 0 | 0 | 0
6325 | 0 | 242.61 | 1022.225 | 0 | -1022.225 | 0 | 0 | 0 | 0 | 0
6326 | 89.7711 | 117.39 | 477.675 | 89.771 | -387.904 | 0 | 0 | 0 | 0 | 0
6327 | 73.0251 | 141.03 | 586.426 | 73.025 | -19.445 | 0 | 493.956 | 0 | 0 | 0
6328 | 78.3215 | 108.58 | 448.61 | 78.321 | 0 | 0 | 370.289 | 0 | 0 | 0
6329 | 73.0629 | 85.43 | 348.435 | 73.063 | 0 | 0 | 275.372 | 0 | 0 | 0
6330 | 85.2782 | 15.67 | 34.762 | 34.762 | 0 | 0 | 0 | 0 | 0 | 50.516
6331 | 79.3551 | 0 | 0 | 0 | 0 | 0 | 0 | 0 | 0 | 79.355
6332 | 88.3256 | 0 | 0 | 0 | 0 | 0 | 0 | 0 | 0 | 88.326
6333 | 80.9652 | 0 | 0 | 0 | 0 | 0 | 0 | 0 | 0 | 80.965
6334 | 88.3256 | 0 | 0 | 0 | 0 | 0 | 0 | 0 | 0 | 88.326
6335 | 80.9652 | 0 | 0 | 0 | 0 | 0 | 0 | 0 | 0 | 80.965
6336 | 85.8721 | 0 | 0 | 0 | 0 | 0 | 0 | 0 | 0 | 85.872
6337 | 76.876 | 0 | 0 | 0 | 0 | 0 | 0 | 0 | 0 | 76.876
6338 | 83.4186 | 0 | 0 | 0 | 0 | 0 | 0 | 0 | 0 | 83.419
6339 | 77.6938 | 0 | 0 | 0 | 0 | 0 | 0 | 0 | 0 | 77.694
6340 | 81.783 | 0 | 0 | 0 | 0 | 0 | 0 | 0 | 0 | 81.783
6341 | 78.5117 | 0 | 0 | 0 | 0 | 0 | 0 | 0 | 0 | 78.512
6342 | 83.4186 | 0 | 0 | 0 | 0 | 0 | 0 | 0 | 0 | 83.419
6343 | 68.6977 | 88.37 | 348.338 | 68.697 | -279.641 | 0 | 0 | 0 | 0 | 0
6344 | 80.819 | 271.57 | 1193.251 | 80.819 | -873.344 | 0 | 239.088 | 0 | 0 | 0
6345 | 556.7111 | 424.28 | 1851.938 | 556.712 | 0 | 0 | 1295.226 | 0 | 0 | 0
6346 | 1538.6406 | 428.03 | 1839.501 | 1538.641 | 0 | 0 | 300.86 | 0 | 0 | 0
6347 | 1710.5127 | 513.38 | 2186.712 | 1710.513 | 0 | 0 | 476.199 | 0 | 0 | 0
6348 | 1592.0899 | 698.1 | 2943.762 | 1592.09 | 0 | 0 | 1351.672 | 0 | 0 | 0
6349 | 1586.6892 | 700.61 | 2954.5 | 1586.69 | 0 | 0 | 1367.81 | 0 | 0 | 0
6350 | 1637.1595 | 738.18 | 3124.954 | 1637.16 | 0 | 0 | 1487.794 | 0 | 0 | 0
6351 | 1737.0911 | 365.45 | 1569.635 | 1569.635 | 0 | 0 | 0 | 0 | 0 | 167.456
6352 | 1235.9792 | 358.64 | 1564.731 | 1235.979 | -186.36 | 0 | 142.392 | 0 | 0 | 0
6353 | 1637.9753 | 162.86 | 695.017 | 695.017 | 0 | 0 | 0 | 942.958 | 0 | 0
6354 | 1283.7711 | 21.56 | 56.652 | 56.652 | 0 | 0 | 0 | 1227.119 | 0 | 0
6355 | 1342.5199 | 0 | 0 | 0 | 0 | 0 | 0 | 0 | 0 | 1342.52
6356 | 1375.5899 | 0 | 0 | 0 | 0 | 0 | 0 | 0 | 0 | 1375.59
6357 | 1208.7526 | 0 | 0 | 0 | 0 | 0 | 0 | 0 | 0 | 1208.753
6358 | 1334.6984 | 0 | 0 | 0 | 0 | 0 | 0 | 0 | 0 | 1334.698
6359 | 1426.2953 | 0 | 0 | 0 | 0 | 0 | 0 | 0 | 0 | 1426.295
6360 | 1445.9232 | 0 | 0 | 0 | 0 | 0 | 0 | 1445.923 | 0 | 0
6361 | 1568.5977 | 0 | 0 | 0 | 0 | 0 | 0 | 1568.598 | 0 | 0
6362 | 1526.8884 | 0 | 0 | 0 | 0 | 0 | 0 | 1526.888 | 0 | 0
6363 | 1723.1676 | 0 | 0 | 0 | 0 | 0 | 0 | 1723.168 | 0 | 0
6364 | 1466.369 | 0 | 0 | 0 | 0 | 0 | 0 | 1466.369 | 0 | 0
6365 | 1491.7217 | 0 | 0 | 0 | 0 | 0 | 0 | 1491.722 | 0 | 0
6366 | 1755.8808 | 0 | 0 | 0 | 0 | 0 | 0 | 1755.881 | 0 | 0
6367 | 1216.9309 | 27.43 | 91.205 | 0 | -91.205 | 0 | 0 | 1216.931 | 0 | 0
6368 | 1615.258 | 87.59 | 359.11 | 0 | -359.11 | 0 | 0 | 1615.258 | 0 | 0
6369 | 1535.5124 | 249.44 | 1073.837 | 0 | -1073.837 | 0 | 0 | 1535.512 | 0 | 0
6370 | 1473.9411 | 266.28 | 1134.323 | 0 | -1134.323 | 0 | 0 | 1473.941 | 0 | 0
6371 | 1908.6882 | 474.67 | 2021.304 | 221.927 | -1799.377 | 0 | 0 | 1686.761 | 0 | 0
6372 | 2013.4594 | 527.23 | 2239.269 | 439.892 | -1799.377 | 0 | 0 | 1573.567 | 0 | 0
6373 | 2035.7422 | 196.72 | 823.018 | 197.696 | -625.322 | 0 | 0 | 1838.046 | 0 | 0
6374 | 1841.9829 | 562.42 | 2402.293 | 1841.983 | -560.31 | 0 | 0 | 0 | 0 | 0
6375 | 1628.7921 | 276.6 | 1186.019 | 1186.019 | 0 | 0 | 0 | 442.773 | 0 | 0
6376 | 1389.4705 | 298.9 | 1302.296 | 1302.296 | 0 | 0 | 0 | 87.174 | 0 | 0
6377 | 1931.9585 | 130.05 | 549.896 | 549.896 | 0 | 0 | 0 | 1382.062 | 0 | 0
6378 | 1367.8348 | 19.59 | 49.522 | 49.522 | 0 | 0 | 0 | 1318.313 | 0 | 0
6379 | 1384.0595 | 0 | 0 | 0 | 0 | 0 | 0 | 0 | 0 | 1384.06
6380 | 1184.2177 | 0 | 0 | 0 | 0 | 0 | 0 | 0 | 0 | 1184.218
6381 | 1696.1792 | 0 | 0 | 0 | 0 | 0 | 0 | 0 | 0 | 1696.179
6382 | 1602.9466 | 0 | 0 | 0 | 0 | 0 | 0 | 0 | 0 | 1602.947
6383 | 1638.9311 | 0 | 0 | 0 | 0 | 0 | 0 | 0 | 0 | 1638.931
6384 | 1551.4233 | 0 | 0 | 0 | 0 | 0 | 0 | 1551.423 | 0 | 0
6385 | 1701.0862 | 0 | 0 | 0 | 0 | 0 | 0 | 1701.086 | 0 | 0
6386 | 1653.652 | 0 | 0 | 0 | 0 | 0 | 0 | 1653.652 | 0 | 0
6387 | 1684.7296 | 0 | 0 | 0 | 0 | 0 | 0 | 1684.73 | 0 | 0
6388 | 1203.0278 | 0 | 0 | 0 | 0 | 0 | 0 | 1203.028 | 0 | 0
6389 | 1548.9698 | 0 | 0 | 0 | 0 | 0 | 0 | 1548.97 | 0 | 0
6390 | 1546.5163 | 0 | 0 | 0 | 0 | 0 | 0 | 1546.516 | 0 | 0
6391 | 1351.055 | 19.59 | 57.303 | 0 | -57.303 | 0 | 0 | 1351.055 | 0 | 0
6392 | 1371.2114 | 58.53 | 228.822 | 0 | -228.822 | 0 | 0 | 1371.211 | 0 | 0
6393 | 1665.9839 | 192.06 | 819.829 | 0 | -819.829 | 0 | 0 | 1665.984 | 0 | 0
6394 | 1480.4755 | 343.08 | 1470.825 | 0 | -1470.825 | 0 | 0 | 1480.476 | 0 | 0
6395 | 1901.1918 | 462.82 | 1971.953 | 172.576 | -1799.377 | 0 | 0 | 1728.616 | 0 | 0
6396 | 1801.945 | 516.31 | 2191.752 | 392.375 | -1799.377 | 0 | 0 | 1409.569 | 0 | 0
6397 | 1608.8247 | 456.76 | 1942.151 | 142.774 | -1799.377 | 0 | 0 | 1466.05 | 0 | 0
6398 | 1764.516 | 294.28 | 1250.6 | 871.772 | -378.828 | 0 | 0 | 892.745 | 0 | 0
6399 | 1869.6654 | 212.05 | 899.526 | 899.526 | 0 | 0 | 0 | 970.139 | 0 | 0
6400 | 1735.3911 | 238.48 | 1029.203 | 1029.203 | 0 | 0 | 0 | 706.188 | 0 | 0
6401 | 1870.3575 | 86.39 | 352.835 | 352.835 | 0 | 0 | 0 | 1517.522 | 0 | 0
6402 | 1742.4091 | 13.71 | 26.415 | 26.415 | 0 | 0 | 0 | 1715.995 | 0 | 0
6403 | 1712.774 | 0 | 0 | 0 | 0 | 0 | 0 | 0 | 0 | 1712.774
6404 | 1736.2529 | 0 | 0 | 0 | 0 | 0 | 0 | 0 | 0 | 1736.253
6405 | 1571.8691 | 0 | 0 | 0 | 0 | 0 | 0 | 0 | 0 | 1571.869
6406 | 1566.1442 | 0 | 0 | 0 | 0 | 0 | 0 | 0 | 0 | 1566.144
6407 | 1353.5085 | 0 | 0 | 0 | 0 | 0 | 0 | 0 | 0 | 1353.508
6408 | 390.9227 | 0 | 0 | 0 | 0 | 0 | 0 | 390.923 | 0 | 0
6409 | 403.1901 | 0 | 0 | 0 | 0 | 0 | 0 | 403.19 | 0 | 0
6410 | 386.8335 | 0 | 0 | 0 | 0 | 0 | 0 | 386.834 | 0 | 0
6411 | 365.57 | 0 | 0 | 0 | 0 | 0 | 0 | 365.57 | 0 | 0
6412 | 375.3839 | 0 | 0 | 0 | 0 | 0 | 0 | 375.384 | 0 | 0
6413 | 388.4692 | 0 | 0 | 0 | 0 | 0 | 0 | 388.469 | 0 | 0
6414 | 406.4615 | 0 | 0 | 0 | 0 | 0 | 0 | 406.461 | 0 | 0
6415 | 362.2986 | 58.74 | 227.706 | 0 | -227.706 | 0 | 0 | 362.299 | 0 | 0
6416 | 452.8416 | 190.62 | 822.729 | 0 | -822.729 | 0 | 0 | 452.842 | 0 | 0
6417 | 1718.3751 | 332.25 | 1430.568 | 0 | -1430.568 | 0 | 0 | 1718.375 | 0 | 0
6418 | 1870.1756 | 592.67 | 2503.488 | 704.111 | -1799.377 | 0 | 0 | 1166.064 | 0 | 0
6419 | 1892.5228 | 612.65 | 2558.48 | 759.103 | -1799.377 | 0 | 0 | 1133.419 | 0 | 0
6420 | 1967.7386 | 430.28 | 1802.654 | 1678.432 | -124.222 | 0 | 0 | 289.307 | 0 | 0
6421 | 1715.3512 | 681.36 | 2824.981 | 1715.351 | -1109.63 | 0 | 0 | 0 | 0 | 0
6422 | 1757.0441 | 575.34 | 2410.89 | 1757.044 | -653.846 | 0 | 0 | 0 | 0 | 0
6423 | 1950.1113 | 249.57 | 1053.454 | 1053.454 | 0 | 0 | 0 | 896.657 | 0 | 0
6424 | 1726.1516 | 337.35 | 1453.862 | 1453.862 | 0 | 0 | 0 | 272.289 | 0 | 0
6425 | 2137.608 | 238.58 | 992.77 | 992.77 | 0 | 0 | 0 | 1144.838 | 0 | 0
6426 | 1644.1407 | 28.93 | 71.4 | 71.4 | 0 | 0 | 0 | 1572.741 | 0 | 0
6427 | 1812.7762 | 0 | 0 | 0 | 0 | 0 | 0 | 13.4 | 0 | 1799.377
6428 | 1637.2954 | 0 | 0 | 0 | 0 | 0 | 0 | 0 | 0 | 1637.295
6429 | 1228.3805 | 0 | 0 | 0 | 0 | 0 | 0 | 0 | 0 | 1228.38
6430 | 1411.5744 | 0 | 0 | 0 | 0 | 0 | 0 | 0 | 0 | 1411.574
6431 | 1350.2371 | 0 | 0 | 0 | 0 | 0 | 0 | 0 | 0 | 1350.237
6432 | 369.6591 | 0 | 0 | 0 | 0 | 0 | 0 | 369.659 | 0 | 0
6433 | 112.8605 | 0 | 0 | 0 | 0 | 0 | 0 | 112.861 | 0 | 0
6434 | 119.4032 | 0 | 0 | 0 | 0 | 0 | 0 | 119.403 | 0 | 0
6435 | 113.6784 | 0 | 0 | 0 | 0 | 0 | 0 | 113.678 | 0 | 0
6436 | 116.1318 | 0 | 0 | 0 | 0 | 0 | 0 | 116.132 | 0 | 0
6437 | 112.8605 | 0 | 0 | 0 | 0 | 0 | 0 | 112.861 | 0 | 0
6438 | 116.9497 | 0 | 0 | 0 | 0 | 0 | 0 | 116.95 | 0 | 0
6439 | 100.5931 | 62.51 | 243.15 | 100.593 | -142.557 | 0 | 0 | 0 | 0 | 0
6440 | 225.1445 | 213.25 | 923.335 | 225.144 | -698.191 | 0 | 0 | 0 | 0 | 0
6441 | 1240.0192 | 592.54 | 2581.366 | 1240.019 | -1341.347 | 0 | 0 | 0 | 0 | 0
6442 | 1266.4219 | 795.58 | 3371.989 | 1266.421 | -1799.377 | 0 | 306.191 | 0 | 0 | 0
6443 | 1701.8192 | 929.41 | 3853.85 | 1701.819 | -1799.377 | 0 | 352.654 | 0 | 0 | 0
6444 | 1591.6166 | 992.44 | 4071.787 | 1591.617 | -1799.377 | 0 | 680.793 | 0 | 0 | 0
6445 | 1439.8744 | 971.24 | 3998.241 | 1439.875 | -1554.587 | 0 | 1003.779 | 0 | 0 | 0
6446 | 1622.9691 | 866.91 | 3615.247 | 1622.969 | 0 | 0 | 1992.278 | 0 | 0 | 0
6447 | 1764.8544 | 704.99 | 3001.371 | 1764.855 | 0 | 0 | 1236.516 | 0 | 0 | 0
6448 | 1749.6223 | 487.19 | 2121.99 | 1749.623 | 0 | 0 | 372.367 | 0 | 0 | 0
6449 | 1578.746 | 208.02 | 876.6 | 876.6 | 0 | 0 | 0 | 702.146 | 0 | 0
6450 | 1433.9206 | 19.59 | 47.454 | 47.454 | 0 | 0 | 0 | 1386.466 | 0 | 0
6451 | 1471.9558 | 0 | 0 | 0 | 0 | 0 | 0 | 0 | 0 | 1471.956
6452 | 1491.7217 | 0 | 0 | 0 | 0 | 0 | 0 | 0 | 0 | 1491.722
6453 | 1544.0628 | 0 | 0 | 0 | 0 | 0 | 0 | 0 | 0 | 1544.063
6454 | 1414.8457 | 0 | 0 | 0 | 0 | 0 | 0 | 0 | 0 | 1414.846
6455 | 1431.2023 | 0 | 0 | 0 | 0 | 0 | 0 | 0 | 0 | 1431.202
6456 | 482.5196 | 0 | 0 | 0 | 0 | 0 | 0 | 482.52 | 0 | 0
6457 | 426.0894 | 0 | 0 | 0 | 0 | 0 | 0 | 426.089 | 0 | 0
6458 | 399.101 | 0 | 0 | 0 | 0 | 0 | 0 | 399.101 | 0 | 0
6459 | 440.8103 | 0 | 0 | 0 | 0 | 0 | 0 | 440.81 | 0 | 0
6460 | 390.1049 | 0 | 0 | 0 | 0 | 0 | 0 | 390.105 | 0 | 0
6461 | 392.5583 | 0 | 0 | 0 | 0 | 0 | 0 | 392.558 | 0 | 0
6462 | 495.6049 | 0 | 0 | 0 | 0 | 0 | 0 | 495.605 | 0 | 0
6463 | 433.4498 | 76.54 | 302.073 | 0 | -302.073 | 0 | 0 | 433.45 | 0 | 0
6464 | 442.7905 | 239.98 | 1049.625 | 0 | -1049.625 | 0 | 0 | 442.79 | 0 | 0
6465 | 1681.4818 | 608.43 | 2687.342 | 887.965 | -1799.377 | 0 | 0 | 793.517 | 0 | 0
6466 | 1826.7294 | 451.03 | 1936.403 | 137.026 | -1799.377 | 0 | 0 | 1689.703 | 0 | 0
6467 | 1832.1434 | 432.09 | 1841.658 | 1101.467 | -740.191 | 0 | 0 | 730.676 | 0 | 0
6468 | 1642.4999 | 484.52 | 2060.949 | 1642.5 | -418.449 | 0 | 0 | 0 | 0 | 0
6469 | 1936.4576 | 234.78 | 989.394 | 989.394 | 0 | 0 | 0 | 947.063 | 0 | 0
6470 | 1870.011 | 483.41 | 2073.131 | 1870.011 | -203.12 | 0 | 0 | 0 | 0 | 0
6471 | 1945.9424 | 576.54 | 2499.625 | 1945.942 | -553.683 | 0 | 0 | 0 | 0 | 0
6472 | 1509.5259 | 310.88 | 1361.451 | 1361.451 | 0 | 0 | 0 | 148.075 | 0 | 0
6473 | 1569.9972 | 126.16 | 533.466 | 533.466 | 0 | 0 | 0 | 1036.531 | 0 | 0
6474 | 1518.9095 | 16.65 | 36.241 | 36.241 | 0 | 0 | 0 | 1482.669 | 0 | 0
6475 | 1387.3227 | 0 | 0 | 0 | 0 | 0 | 0 | 0 | 0 | 1387.323
6476 | 1625.028 | 0 | 0 | 0 | 0 | 0 | 0 | 0 | 0 | 1625.028
6477 | 1559.6016 | 0 | 0 | 0 | 0 | 0 | 0 | 0 | 0 | 1559.602
6478 | 1286.4464 | 0 | 0 | 0 | 0 | 0 | 0 | 0 | 0 | 1286.446
6479 | 1165.4076 | 0 | 0 | 0 | 0 | 0 | 0 | 0 | 0 | 1165.408
6480 | 1319.1596 | 0 | 0 | 0 | 0 | 0 | 0 | 1319.16 | 0 | 0
6481 | 1503.1713 | 0 | 0 | 0 | 0 | 0 | 0 | 1503.171 | 0 | 0
6482 | 924.9656 | 0 | 0 | 0 | 0 | 0 | 0 | 924.966 | 0 | 0
6483 | 1193.2138 | 0 | 0 | 0 | 0 | 0 | 0 | 1193.214 | 0 | 0
6484 | 1166.2254 | 0 | 0 | 0 | 0 | 0 | 0 | 1166.225 | 0 | 0
6485 | 1228.3805 | 0 | 0 | 0 | 0 | 0 | 0 | 1228.38 | 0 | 0
6486 | 1238.1945 | 0 | 0 | 0 | 0 | 0 | 0 | 1238.194 | 0 | 0
6487 | 1037.0083 | 29.39 | 99.275 | 99.275 | 0 | 0 | 0 | 937.733 | 0 | 0
6488 | 344.9167 | 93.16 | 383.877 | 344.917 | -38.96 | 0 | 0 | 0 | 0 | 0
6489 | 280.4042 | 178.34 | 757.831 | 280.404 | -477.427 | 0 | 0 | 0 | 0 | 0
6490 | 270.3306 | 253.49 | 1080.401 | 270.331 | -810.07 | 0 | 0 | 0 | 0 | 0
6491 | 287.6502 | 470.21 | 2005.962 | 287.65 | -1718.312 | 0 | 0 | 0 | 0 | 0
6492 | 303.9311 | 537.85 | 2284.696 | 303.931 | -1799.377 | 0 | 181.388 | 0 | 0 | 0
6493 | 295.44 | 482.12 | 2050.505 | 295.44 | -1755.065 | 0 | 0 | 0 | 0 | 0
6494 | 282.4089 | 613.38 | 2610.805 | 282.408 | -1799.377 | 0 | 529.02 | 0 | 0 | 0
6495 | 273.0489 | 373.31 | 1606.493 | 273.048 | -736.225 | 0 | 597.22 | 0 | 0 | 0
6496 | 209.159 | 194.09 | 832.357 | 209.159 | 0 | 0 | 623.198 | 0 | 0 | 0
6497 | 292.731 | 65 | 257.388 | 257.388 | 0 | 0 | 0 | 0 | 0 | 35.342
6498 | 235.0545 | 10.77 | 13.876 | 13.876 | 0 | 0 | 0 | 0 | 0 | 221.179
6499 | 209.7018 | 0 | 0 | 0 | 0 | 0 | 0 | 0 | 0 | 209.702
6500 | 305.8684 | 0 | 0 | 0 | 0 | 0 | 0 | 0 | 0 | 305.868
6501 | 293.6009 | 0 | 0 | 0 | 0 | 0 | 0 | 0 | 0 | 293.601
6502 | 298.5079 | 0 | 0 | 0 | 0 | 0 | 0 | 0 | 0 | 298.508
6503 | 235.535 | 0 | 0 | 0 | 0 | 0 | 0 | 0 | 0 | 235.535
6504 | 168.473 | 0 | 0 | 0 | 0 | 0 | 0 | 0 | 0 | 168.473
6505 | 199.5505 | 0 | 0 | 0 | 0 | 0 | 0 | 0 | 0 | 199.55
6506 | 243.7133 | 0 | 0 | 0 | 0 | 0 | 0 | 0 | 0 | 243.713
6507 | 191.3722 | 0 | 0 | 0 | 0 | 0 | 0 | 0 | 0 | 191.372
6508 | 152.1164 | 0 | 0 | 0 | 0 | 0 | 0 | 0 | 0 | 152.116
6509 | 135.7598 | 0 | 0 | 0 | 0 | 0 | 0 | 0 | 0 | 135.76
6510 | 197.097 | 0 | 0 | 0 | 0 | 0 | 0 | 0 | 0 | 197.097
6511 | 122.6745 | 62.59 | 243.898 | 122.674 | -121.224 | 0 | 0 | 0 | 0 | 0
6512 | 195.7169 | 201.94 | 876.515 | 195.717 | -680.798 | 0 | 0 | 0 | 0 | 0
6513 | 885.4685 | 392.69 | 1706.086 | 885.469 | -820.617 | 0 | 0 | 0 | 0 | 0
6514 | 1487.9546 | 586.54 | 2510.811 | 1487.955 | -1022.856 | 0 | 0 | 0 | 0 | 0
6515 | 1782.3192 | 279.94 | 1182.361 | 1182.361 | 0 | 0 | 0 | 0 | 0 | 599.959
6516 | 1685.3849 | 808.93 | 3393.482 | 1685.385 | -1236.022 | 0 | 472.075 | 0 | 0 | 0
6517 | 1718.2943 | 759.09 | 3195.809 | 1718.294 | 0 | 0 | 1477.515 | 0 | 0 | 0
6518 | 1671.8876 | 676.61 | 2874.038 | 1671.887 | 0 | 0 | 1202.151 | 0 | 0 | 0
6519 | 1697.546 | 474.54 | 2042.871 | 1697.546 | 0 | 0 | 345.325 | 0 | 0 | 0
6520 | 1755.8511 | 237.16 | 1021.84 | 1021.84 | 0 | 0 | 0 | 734.011 | 0 | 0
6521 | 1623.5477 | 59.44 | 231.359 | 231.359 | 0 | 0 | 0 | 1392.189 | 0 | 0
6522 | 1905.103 | 9.79 | 10.67 | 10.67 | 0 | 0 | 0 | 1894.433 | 0 | 0
6523 | 1574.8582 | 0 | 0 | 0 | 0 | 0 | 0 | 0 | 0 | 1574.858
6524 | 1257.8224 | 0 | 0 | 0 | 0 | 0 | 0 | 0 | 0 | 1257.822
6525 | 1468.0047 | 0 | 0 | 0 | 0 | 0 | 0 | 0 | 0 | 1468.005
6526 | 1599.6753 | 0 | 0 | 0 | 0 | 0 | 0 | 0 | 0 | 1599.675
6527 | 1683.9117 | 0 | 0 | 0 | 0 | 0 | 0 | 0 | 0 | 1683.912
6528 | 1453.2837 | 0 | 0 | 0 | 0 | 0 | 0 | 1453.284 | 0 | 0
6529 | 1407.4852 | 0 | 0 | 0 | 0 | 0 | 0 | 1407.485 | 0 | 0
6530 | 1535.8845 | 0 | 0 | 0 | 0 | 0 | 0 | 1535.885 | 0 | 0
6531 | 1660.1947 | 0 | 0 | 0 | 0 | 0 | 0 | 1660.195 | 0 | 0
6532 | 1321.6131 | 0 | 0 | 0 | 0 | 0 | 0 | 1321.613 | 0 | 0
6533 | 1273.3611 | 0 | 0 | 0 | 0 | 0 | 0 | 1273.361 | 0 | 0
6534 | 1310.1635 | 0 | 0 | 0 | 0 | 0 | 0 | 1310.163 | 0 | 0
6535 | 1068.0858 | 5.87 | 0 | 0 | 0 | 0 | 0 | 1068.086 | 0 | 0
6536 | 1296.3319 | 15.67 | 40.454 | 0 | -40.454 | 0 | 0 | 1296.332 | 0 | 0
6537 | 1701.5656 | 35.31 | 121.89 | 0 | -121.89 | 0 | 0 | 1701.566 | 0 | 0
6538 | 1384.2118 | 558.56 | 2377.266 | 577.889 | -1799.377 | 0 | 0 | 806.323 | 0 | 0
6539 | 1713.281 | 726.86 | 3049.623 | 1320.489 | -1729.134 | 0 | 0 | 392.791 | 0 | 0
6540 | 1435.638 | 558.2 | 2349.56 | 1435.638 | -913.922 | 0 | 0 | 0 | 0 | 0
6541 | 1436.8198 | 606.02 | 2550.393 | 1436.82 | -1113.573 | 0 | 0 | 0 | 0 | 0
6542 | 1416.2125 | 617.37 | 2612.663 | 1416.213 | -1196.45 | 0 | 0 | 0 | 0 | 0
6543 | 1458.112 | 601.01 | 2574.717 | 1458.112 | -1116.605 | 0 | 0 | 0 | 0 | 0
6544 | 1580.7302 | 384.68 | 1675.956 | 1580.73 | -95.226 | 0 | 0 | 0 | 0 | 0
6545 | 1546.2679 | 110.44 | 457.95 | 457.95 | 0 | 0 | 0 | 1088.318 | 0 | 0
6546 | 1753.4948 | 13.71 | 23.713 | 23.713 | 0 | 0 | 0 | 1729.782 | 0 | 0
6547 | 1580.4767 | 0 | 0 | 0 | 0 | 0 | 0 | 0 | 0 | 1580.477
6548 | 1247.1906 | 0 | 0 | 0 | 0 | 0 | 0 | 0 | 0 | 1247.191
6549 | 1584.9543 | 0 | 0 | 0 | 0 | 0 | 0 | 0 | 0 | 1584.954
6550 | 1818.0358 | 0 | 0 | 0 | 0 | 0 | 0 | 18.659 | 0 | 1799.377
6551 | 1714.1715 | 0 | 0 | 0 | 0 | 0 | 0 | 0 | 0 | 1714.171
6552 | 1513.8031 | 0 | 0 | 0 | 0 | 0 | 0 | 1513.803 | 0 | 0
6553 | 1295.9329 | 0 | 0 | 0 | 0 | 0 | 0 | 1295.933 | 0 | 0
6554 | 1429.5663 | 0 | 0 | 0 | 0 | 0 | 0 | 1429.566 | 0 | 0
6555 | 1403.1504 | 0 | 0 | 0 | 0 | 0 | 0 | 1403.15 | 0 | 0
6556 | 223.7582 | 0 | 0 | 0 | 0 | 0 | 0 | 223.758 | 0 | 0
6557 | 344.1836 | 0 | 0 | 0 | 0 | 0 | 0 | 344.184 | 0 | 0
6558 | 855.4089 | 0 | 0 | 0 | 0 | 0 | 0 | 855.409 | 0 | 0
6559 | 1351.1431 | 85.36 | 336.683 | 336.683 | 0 | 0 | 0 | 1014.46 | 0 | 0
6560 | 1327.7543 | 345.43 | 1516.857 | 1327.754 | -189.103 | 0 | 0 | 0 | 0 | 0
6561 | 1082.8362 | 335.35 | 1444.931 | 1082.836 | -362.095 | 0 | 0 | 0 | 0 | 0
6562 | 962.5079 | 689.07 | 2916.311 | 962.508 | -1799.377 | 0 | 154.426 | 0 | 0 | 0
6563 | 1672.8606 | 853.8 | 3540.132 | 1672.86 | -1799.377 | 0 | 67.895 | 0 | 0 | 0
6564 | 1223.3853 | 670.34 | 2766.721 | 1223.385 | -1543.336 | 0 | 0 | 0 | 0 | 0
6565 | 988.9209 | 863.97 | 3513.775 | 988.921 | -1799.377 | 0 | 725.477 | 0 | 0 | 0
6566 | 879.0094 | 816.1 | 3345.92 | 879.009 | -1642.149 | 0 | 824.762 | 0 | 0 | 0
6567 | 1120.1603 | 643.98 | 2702.412 | 1120.16 | 0 | 0 | 1582.252 | 0 | 0 | 0
6568 | 1590.8052 | 400.48 | 1721.723 | 1590.806 | 0 | 0 | 130.917 | 0 | 0 | 0
6569 | 1557.5416 | 140.57 | 579.397 | 579.397 | 0 | 0 | 0 | 978.144 | 0 | 0
6570 | 1465.6696 | 13.71 | 22.11 | 22.11 | 0 | 0 | 0 | 1443.559 | 0 | 0
6571 | 966.144 | 0 | 0 | 0 | 0 | 0 | 0 | 0 | 0 | 966.144
6572 | 1198.0387 | 0 | 0 | 0 | 0 | 0 | 0 | 0 | 0 | 1198.039
6573 | 1423.3507 | 0 | 0 | 0 | 0 | 0 | 0 | 0 | 0 | 1423.351
6574 | 1421.0199 | 0 | 0 | 0 | 0 | 0 | 0 | 0 | 0 | 1421.02
6575 | 1225.2315 | 0 | 0 | 0 | 0 | 0 | 0 | 0 | 0 | 1225.232
6576 | 1382.173 | 0 | 0 | 0 | 0 | 0 | 0 | 1382.173 | 0 | 0
6577 | 1511.9217 | 0 | 0 | 0 | 0 | 0 | 0 | 1511.922 | 0 | 0
6578 | 1197.2617 | 0 | 0 | 0 | 0 | 0 | 0 | 1197.262 | 0 | 0
6579 | 1518.9141 | 0 | 0 | 0 | 0 | 0 | 0 | 1518.914 | 0 | 0
6580 | 1238.4395 | 0 | 0 | 0 | 0 | 0 | 0 | 1238.439 | 0 | 0
6581 | 1274.9556 | 0 | 0 | 0 | 0 | 0 | 0 | 1274.956 | 0 | 0
6582 | 1134.3297 | 0 | 0 | 0 | 0 | 0 | 0 | 1134.33 | 0 | 0
6583 | 1236.1086 | 52.08 | 197.542 | 197.542 | 0 | 0 | 0 | 783.506 | 0 | 255.06
6584 | 895.8243 | 186.61 | 797.889 | 797.889 | 0 | 0 | 0 | 0 | 0 | 97.935
6585 | 1078.1882 | 243.36 | 1029.044 | 1029.044 | 0 | 0 | 0 | 0 | 0 | 49.144
6586 | 1521.983 | 420.91 | 1761.203 | 1521.983 | -239.22 | 0 | 0 | 0 | 0 | 0
6587 | 1177.4916 | 562.27 | 2315.556 | 1177.491 | -1138.065 | 0 | 0 | 0 | 0 | 0
6588 | 1060.1419 | 573.52 | 2349.509 | 1060.142 | -1289.367 | 0 | 0 | 0 | 0 | 0
6589 | 943.5293 | 638.62 | 2605.918 | 943.53 | -1662.388 | 0 | 0 | 0 | 0 | 0
6590 | 1025.0301 | 639.63 | 2630.429 | 1025.03 | -1605.399 | 0 | 0 | 0 | 0 | 0
6591 | 930.0669 | 546.38 | 2290.75 | 930.067 | -1360.683 | 0 | 0 | 0 | 0 | 0
6592 | 968.8011 | 249.26 | 1058.744 | 968.802 | -89.942 | 0 | 0 | 0 | 0 | 0
6593 | 1132.6778 | 26.45 | 85.354 | 85.354 | 0 | 0 | 0 | 1047.323 | 0 | 0
6594 | 1010.9393 | 3.91 | 0 | 0 | 0 | 0 | 0 | 1010.939 | 0 | 0
6595 | 1250.7879 | 0 | 0 | 0 | 0 | 0 | 0 | 0 | 0 | 1250.788
6596 | 1191.8232 | 0 | 0 | 0 | 0 | 0 | 0 | 0 | 0 | 1191.823
6597 | 1114.1294 | 0 | 0 | 0 | 0 | 0 | 0 | 0 | 0 | 1114.129
6598 | 1338.6645 | 0 | 0 | 0 | 0 | 0 | 0 | 0 | 0 | 1338.664
6599 | 1141.3222 | 0 | 0 | 0 | 0 | 0 | 0 | 0 | 0 | 1141.322
6600 | 156.1646 | 0 | 0 | 0 | 0 | 0 | 0 | 156.165 | 0 | 0
6601 | 101.7789 | 0 | 0 | 0 | 0 | 0 | 0 | 101.779 | 0 | 0
6602 | 103.3328 | 0 | 0 | 0 | 0 | 0 | 0 | 103.333 | 0 | 0
6603 | 99.4481 | 0 | 0 | 0 | 0 | 0 | 0 | 99.448 | 0 | 0
6604 | 104.8867 | 0 | 0 | 0 | 0 | 0 | 0 | 104.887 | 0 | 0
6605 | 98.6711 | 0 | 0 | 0 | 0 | 0 | 0 | 98.671 | 0 | 0
6606 | 101.002 | 0 | 0 | 0 | 0 | 0 | 0 | 101.002 | 0 | 0
6607 | 84.2832 | 6.85 | 3.789 | 0 | -3.789 | 0 | 0 | 84.283 | 0 | 0
6608 | 99.5365 | 18.61 | 52.812 | 0 | -52.812 | 0 | 0 | 99.536 | 0 | 0
6609 | 1023.3432 | 42.18 | 151.204 | 0 | -151.204 | 0 | 0 | 1023.343 | 0 | 0
6610 | 1312.2971 | 82.5 | 321.335 | 0 | -321.335 | 0 | 0 | 1312.297 | 0 | 0
6611 | 985.1178 | 337.07 | 1412.134 | 0 | -1412.134 | 0 | 0 | 985.118 | 0 | 0
6612 | 1098.0768 | 465.77 | 1939.846 | 140.469 | -1799.377 | 0 | 0 | 957.607 | 0 | 0
6613 | 1289.3435 | 565.28 | 2344.582 | 545.205 | -1799.377 | 0 | 0 | 744.138 | 0 | 0
6614 | 1274.6729 | 367.04 | 1532.755 | 753.923 | -778.832 | 0 | 0 | 520.75 | 0 | 0
6615 | 1148.4205 | 108.07 | 432.186 | 432.186 | 0 | 0 | 0 | 716.234 | 0 | 0
6616 | 1234.0498 | 62.77 | 240.942 | 240.942 | 0 | 0 | 0 | 993.108 | 0 | 0
6617 | 1363.2866 | 40.18 | 145.614 | 145.614 | 0 | 0 | 0 | 1217.673 | 0 | 0
6618 | 1689.6706 | 3.91 | 0 | 0 | 0 | 0 | 0 | 1689.671 | 0 | 0
6619 | 1542.9749 | 0 | 0 | 0 | 0 | 0 | 0 | 0 | 0 | 1542.975
6620 | 1457.536 | 0 | 0 | 0 | 0 | 0 | 0 | 0 | 0 | 1457.536
6621 | 1491.7213 | 0 | 0 | 0 | 0 | 0 | 0 | 0 | 0 | 1491.721
6622 | 1543.7762 | 0 | 0 | 0 | 0 | 0 | 0 | 0 | 0 | 1543.776
6623 | 1860.7669 | 0 | 0 | 0 | 0 | 0 | 0 | 61.39 | 0 | 1799.377
6624 | 186.4652 | 0 | 0 | 0 | 0 | 0 | 0 | 186.465 | 0 | 0
6625 | 104.1097 | 0 | 0 | 0 | 0 | 0 | 0 | 104.11 | 0 | 0
6626 | 112.656 | 0 | 0 | 0 | 0 | 0 | 0 | 112.656 | 0 | 0
6627 | 107.2175 | 0 | 0 | 0 | 0 | 0 | 0 | 107.217 | 0 | 0
6628 | 107.2175 | 0 | 0 | 0 | 0 | 0 | 0 | 107.217 | 0 | 0
6629 | 104.8867 | 0 | 0 | 0 | 0 | 0 | 0 | 104.887 | 0 | 0
6630 | 107.2175 | 0 | 0 | 0 | 0 | 0 | 0 | 107.217 | 0 | 0
6631 | 100.2454 | 125.03 | 460.164 | 100.245 | -359.919 | 0 | 0 | 0 | 0 | 0
6632 | 123.1185 | 330.53 | 1441.958 | 123.119 | -1318.839 | 0 | 0 | 0 | 0 | 0
6633 | 971.1397 | 408 | 1753.433 | 971.14 | -782.293 | 0 | 0 | 0 | 0 | 0
6634 | 1916.0218 | 505.1 | 2125.422 | 1916.022 | -209.4 | 0 | 0 | 0 | 0 | 0
6635 | 1454.101 | 682.14 | 2814.577 | 1454.101 | -1360.476 | 0 | 0 | 0 | 0 | 0
6636 | 1405.6336 | 721.96 | 2947.828 | 1405.634 | -1542.194 | 0 | 0 | 0 | 0 | 0
6637 | 1449.3753 | 849.91 | 3436.162 | 1449.375 | -1799.377 | 0 | 187.41 | 0 | 0 | 0
6638 | 1617.9573 | 672.22 | 2764.807 | 1617.958 | -1146.849 | 0 | 0 | 0 | 0 | 0
6639 | 1296.6671 | 381.45 | 1606.171 | 1296.668 | -309.503 | 0 | 0 | 0 | 0 | 0
6640 | 1542.1261 | 149.56 | 621.998 | 621.998 | 0 | 0 | 0 | 920.128 | 0 | 0
6641 | 1368.5009 | 119.63 | 491.324 | 491.324 | 0 | 0 | 0 | 877.176 | 0 | 0
6642 | 1900.383 | 10.77 | 10.659 | 10.659 | 0 | 0 | 0 | 1889.724 | 0 | 0
6643 | 1656.3215 | 0 | 0 | 0 | 0 | 0 | 0 | 0 | 0 | 1656.321
6644 | 1599.7157 | 0 | 0 | 0 | 0 | 0 | 0 | 0 | 0 | 1599.716
6645 | 1535.2298 | 0 | 0 | 0 | 0 | 0 | 0 | 0 | 0 | 1535.23
6646 | 1731.7952 | 0 | 0 | 0 | 0 | 0 | 0 | 0 | 0 | 1731.795
6647 | 1424.1277 | 0 | 0 | 0 | 0 | 0 | 0 | 0 | 0 | 1424.128
6648 | 1595.0541 | 0 | 0 | 0 | 0 | 0 | 0 | 1595.054 | 0 | 0
6649 | 1460.6438 | 0 | 0 | 0 | 0 | 0 | 0 | 1460.644 | 0 | 0
6650 | 1355.7571 | 0 | 0 | 0 | 0 | 0 | 0 | 1355.757 | 0 | 0
6651 | 1222.1238 | 0 | 0 | 0 | 0 | 0 | 0 | 1222.124 | 0 | 0
6652 | 1309.9178 | 0 | 0 | 0 | 0 | 0 | 0 | 1309.918 | 0 | 0
6653 | 1102.4753 | 0 | 0 | 0 | 0 | 0 | 0 | 1102.475 | 0 | 0
6654 | 1162.2995 | 0 | 0 | 0 | 0 | 0 | 0 | 1162.3 | 0 | 0
6655 | 1174.1449 | 125.49 | 461.795 | 461.795 | 0 | 0 | 0 | 712.35 | 0 | 0
6656 | 224.0097 | 314.26 | 1371.419 | 224.01 | -1147.409 | 0 | 0 | 0 | 0 | 0
6657 | 279.8454 | 393.38 | 1692.131 | 279.845 | -1412.286 | 0 | 0 | 0 | 0 | 0
6658 | 322.6469 | 652.89 | 2740.154 | 322.647 | -1799.377 | 0 | 618.13 | 0 | 0 | 0
6659 | 279.4598 | 613.63 | 2542.849 | 279.459 | -1799.377 | 0 | 464.013 | 0 | 0 | 0
6660 | 226.3163 | 681.9 | 2804.734 | 226.316 | -1799.377 | 0 | 779.041 | 0 | 0 | 0
6661 | 249.9566 | 791.42 | 3245.274 | 249.956 | -1176.987 | 0 | 1818.331 | 0 | 0 | 0
6662 | 247.4402 | 804.74 | 3331.552 | 247.44 | 0 | 0 | 3084.112 | 0 | 0 | 0
6663 | 268.3642 | 319.8 | 1353.285 | 268.365 | 0 | 0 | 1084.92 | 0 | 0 | 0
6664 | 198.7923 | 280.88 | 1203.23 | 198.792 | 0 | 0 | 1004.438 | 0 | 0 | 0
6665 | 292.6697 | 25.47 | 81.475 | 81.475 | 0 | 0 | 0 | 0 | 0 | 211.195
6666 | 221.6323 | 2.94 | 0 | 0 | 0 | 0 | 0 | 0 | 0 | 221.632
6667 | 210.0695 | 0 | 0 | 0 | 0 | 0 | 0 | 0 | 0 | 210.07
6668 | 235.4123 | 0 | 0 | 0 | 0 | 0 | 0 | 0 | 0 | 235.412
6669 | 195.0115 | 0 | 0 | 0 | 0 | 0 | 0 | 0 | 0 | 195.011
6670 | 287.4671 | 0 | 0 | 0 | 0 | 0 | 0 | 0 | 0 | 287.467
6671 | 260.2743 | 0 | 0 | 0 | 0 | 0 | 0 | 0 | 0 | 260.274
6672 | 282.8055 | 0 | 0 | 0 | 0 | 0 | 0 | 0 | 0 | 282.805
6673 | 230.7506 | 0 | 0 | 0 | 0 | 0 | 0 | 0 | 0 | 230.751
6674 | 185.6882 | 0 | 0 | 0 | 0 | 0 | 0 | 0 | 0 | 185.688
6675 | 236.1892 | 0 | 0 | 0 | 0 | 0 | 0 | 0 | 0 | 236.189
6676 | 198.1192 | 0 | 0 | 0 | 0 | 0 | 0 | 0 | 0 | 198.119
6677 | 229.1968 | 0 | 0 | 0 | 0 | 0 | 0 | 0 | 0 | 229.197
6678 | 285.1363 | 0 | 0 | 0 | 0 | 0 | 0 | 0 | 0 | 285.136
6679 | 164.7109 | 128.21 | 471.882 | 164.711 | -307.171 | 0 | 0 | 0 | 0 | 0
6680 | 199.3876 | 349.54 | 1529.045 | 199.387 | -1329.658 | 0 | 0 | 0 | 0 | 0
6681 | 1165.9822 | 430.24 | 1856.706 | 1165.982 | -690.724 | 0 | 0 | 0 | 0 | 0
6682 | 1779.2506 | 662.74 | 2794.427 | 1779.251 | -1015.176 | 0 | 0 | 0 | 0 | 0
6683 | 1668.8448 | 772.77 | 3208.66 | 1668.845 | -295.256 | 0 | 1244.559 | 0 | 0 | 0
6684 | 1306.7683 | 762.96 | 3168.364 | 1306.768 | 0 | 0 | 1861.596 | 0 | 0 | 0
6685 | 1367.4141 | 704.59 | 2940.437 | 1367.414 | 0 | 0 | 1573.023 | 0 | 0 | 0
6686 | 1211.3632 | 319.46 | 1342.405 | 1211.363 | 0 | 0 | 131.042 | 0 | 0 | 0
6687 | 1187.0499 | 45.13 | 161.46 | 161.46 | 0 | 0 | 0 | 1025.59 | 0 | 0
6688 | 1289.3338 | 71.61 | 280.263 | 280.263 | 0 | 0 | 0 | 1009.07 | 0 | 0
6689 | 1473.5876 | 47.05 | 175.942 | 175.942 | 0 | 0 | 0 | 1297.646 | 0 | 0
6690 | 1450.7679 | 7.83 | 1.025 | 1.025 | 0 | 0 | 0 | 1449.743 | 0 | 0
6691 | 1377.5454 | 0 | 0 | 0 | 0 | 0 | 0 | 0 | 0 | 1377.545
6692 | 1000.6964 | 0 | 0 | 0 | 0 | 0 | 0 | 0 | 0 | 1000.696
6693 | 1480.0672 | 0 | 0 | 0 | 0 | 0 | 0 | 0 | 0 | 1480.067
6694 | 1346.4339 | 0 | 0 | 0 | 0 | 0 | 0 | 0 | 0 | 1346.434
6695 | 1285.8327 | 0 | 0 | 0 | 0 | 0 | 0 | 0 | 0 | 1285.833
6696 | 1184.8307 | 0 | 0 | 0 | 0 | 0 | 0 | 1123.557 | 0 | 61.273
6697 | 1309.9178 | 0 | 0 | 0 | 0 | 0 | 0 | 1309.918 | 0 | 0
6698 | 1500.2676 | 0 | 0 | 0 | 0 | 0 | 0 | 1500.268 | 0 | 0
6699 | 1316.9102 | 0 | 0 | 0 | 0 | 0 | 0 | 1316.91 | 0 | 0
6700 | 1187.9385 | 0 | 0 | 0 | 0 | 0 | 0 | 1187.938 | 0 | 0
6701 | 966.5111 | 0 | 0 | 0 | 0 | 0 | 0 | 966.511 | 0 | 0
6702 | 1231.447 | 0 | 0 | 0 | 0 | 0 | 0 | 1231.447 | 0 | 0
6703 | 1040.3999 | 107.79 | 409.261 | 409.261 | 0 | 0 | 0 | 0 | 0 | 631.139
6704 | 1049.4094 | 288.13 | 1259.004 | 1049.409 | -209.595 | 0 | 0 | 0 | 0 | 0
6705 | 1392.0499 | 477.14 | 2062.772 | 1392.05 | -670.722 | 0 | 0 | 0 | 0 | 0
6706 | 1491.899 | 629.82 | 2662.734 | 1491.899 | -1170.835 | 0 | 0 | 0 | 0 | 0
6707 | 1479.7011 | 653.35 | 2729.002 | 1479.701 | -1249.301 | 0 | 0 | 0 | 0 | 0
6708 | 1376.6976 | 791.1 | 3278.281 | 1376.697 | -1799.377 | 0 | 102.207 | 0 | 0 | 0
6709 | 1804.4341 | 758.97 | 3155.712 | 1804.434 | -1351.278 | 0 | 0 | 0 | 0 | 0
6710 | 1768.6143 | 730.18 | 3070.658 | 1768.615 | -1302.043 | 0 | 0 | 0 | 0 | 0
6711 | 1995.8376 | 485.68 | 2083.552 | 1995.838 | -87.714 | 0 | 0 | 0 | 0 | 0
6712 | 1636.7689 | 407.44 | 1789.792 | 1636.769 | -153.023 | 0 | 0 | 0 | 0 | 0
6713 | 1880.17 | 68.28 | 265.742 | 265.742 | 0 | 0 | 0 | 1614.428 | 0 | 0
6714 | 1605.2708 | 3.91 | 0 | 0 | 0 | 0 | 0 | 1605.271 | 0 | 0
6715 | 1176.8108 | 0 | 0 | 0 | 0 | 0 | 0 | 0 | 0 | 1176.811
6716 | 1179.3922 | 0 | 0 | 0 | 0 | 0 | 0 | 0 | 0 | 1179.392
6717 | 1017.789 | 0 | 0 | 0 | 0 | 0 | 0 | 0 | 0 | 1017.789
6718 | 1282.7249 | 0 | 0 | 0 | 0 | 0 | 0 | 0 | 0 | 1282.725
6719 | 1643.2243 | 0 | 0 | 0 | 0 | 0 | 0 | 0 | 0 | 1643.224
6720 | 1414.8044 | 0 | 0 | 0 | 0 | 0 | 0 | 1414.804 | 0 | 0
6721 | 1612.9237 | 0 | 0 | 0 | 0 | 0 | 0 | 1612.924 | 0 | 0
6722 | 1513.4756 | 0 | 0 | 0 | 0 | 0 | 0 | 1513.476 | 0 | 0
6723 | 1312.2486 | 0 | 0 | 0 | 0 | 0 | 0 | 1312.249 | 0 | 0
6724 | 926.8872 | 0 | 0 | 0 | 0 | 0 | 0 | 926.887 | 0 | 0
6725 | 1116.4602 | 0 | 0 | 0 | 0 | 0 | 0 | 1116.46 | 0 | 0
6726 | 923.0026 | 0 | 0 | 0 | 0 | 0 | 0 | 923.003 | 0 | 0
6727 | 974.5728 | 5.87 | 0 | 0 | 0 | 0 | 0 | 974.573 | 0 | 0
6728 | 1109.3055 | 29.85 | 101.524 | 0 | -101.524 | 0 | 0 | 1109.306 | 0 | 0
6729 | 1453.1366 | 101.85 | 413.644 | 0 | -413.644 | 0 | 0 | 1453.137 | 0 | 0
6730 | 1636.4299 | 101.21 | 403.557 | 0 | -403.557 | 0 | 0 | 1636.43 | 0 | 0
6731 | 1700.6594 | 100.29 | 395.198 | 0 | -395.198 | 0 | 0 | 1700.659 | 0 | 0
6732 | 1576.4513 | 171.65 | 700.234 | 0 | -700.234 | 0 | 0 | 1576.451 | 0 | 0
6733 | 1782.2292 | 383.61 | 1606.323 | 0 | -1606.323 | 0 | 0 | 1782.229 | 0 | 0
6734 | 1708.3705 | 615.71 | 2589.89 | 790.513 | -1799.377 | 0 | 0 | 917.857 | 0 | 0
6735 | 1688.8665 | 602.67 | 2574.366 | 1407.683 | -1166.683 | 0 | 0 | 281.183 | 0 | 0
6736 | 1513.6533 | 443.45 | 1938.266 | 1513.653 | -424.613 | 0 | 0 | 0 | 0 | 0
6737 | 1543.6956 | 198.97 | 811.108 | 811.108 | 0 | 0 | 0 | 732.588 | 0 | 0
6738 | 1589.396 | 22.99 | 32.271 | 32.271 | 0 | 0 | 0 | 1557.125 | 0 | 0
6739 | 1404.3944 | 0 | 0 | 0 | 0 | 0 | 0 | 0 | 0 | 1404.394
6740 | 1464.5285 | 0 | 0 | 0 | 0 | 0 | 0 | 0 | 0 | 1464.528
6741 | 1266.4092 | 0 | 0 | 0 | 0 | 0 | 0 | 0 | 0 | 1266.409
6742 | 1237.6625 | 0 | 0 | 0 | 0 | 0 | 0 | 0 | 0 | 1237.663
6743 | 1469.1901 | 0 | 0 | 0 | 0 | 0 | 0 | 0 | 0 | 1469.19
6744 | 1402.3734 | 0 | 0 | 0 | 0 | 0 | 0 | 1402.373 | 0 | 0
6745 | 1487.8366 | 0 | 0 | 0 | 0 | 0 | 0 | 1487.837 | 0 | 0
6746 | 1173.9536 | 0 | 0 | 0 | 0 | 0 | 0 | 1173.954 | 0 | 0
6747 | 1220.5699 | 0 | 0 | 0 | 0 | 0 | 0 | 1220.57 | 0 | 0
6748 | 1091.5981 | 0 | 0 | 0 | 0 | 0 | 0 | 1091.598 | 0 | 0
6749 | 1039.5433 | 0 | 0 | 0 | 0 | 0 | 0 | 1039.543 | 0 | 0
6750 | 1033.3278 | 0 | 0 | 0 | 0 | 0 | 0 | 1033.328 | 0 | 0
6751 | 1125.2328 | 88.61 | 330.685 | 0 | -330.685 | 0 | 0 | 1125.233 | 0 | 0
6752 | 1299.0474 | 212.06 | 918.346 | 0 | -918.346 | 0 | 0 | 1299.047 | 0 | 0
6753 | 1556.2421 | 323.1 | 1384.626 | 740.234 | -644.392 | 0 | 0 | 816.007 | 0 | 0
6754 | 1612.0778 | 179.59 | 742.217 | 742.217 | 0 | 0 | 0 | 869.861 | 0 | 0
6755 | 0 | 447.11 | 1865.932 | 0 | -1799.377 | 0 | 66.555 | 0 | 0 | 0
6756 | 1493.2053 | 702.76 | 2875.924 | 1493.205 | -1382.719 | 0 | 0 | 0 | 0 | 0
6757 | 1246.7915 | 665.37 | 2730.577 | 1246.792 | -1483.785 | 0 | 0 | 0 | 0 | 0
6758 | 1561.9623 | 618.17 | 2557.189 | 1561.962 | -995.227 | 0 | 0 | 0 | 0 | 0
6759 | 1551.8563 | 327.3 | 1377.904 | 1377.904 | 0 | 0 | 0 | 173.953 | 0 | 0
6760 | 1685.1478 | 324.99 | 1403.463 | 1403.463 | 0 | 0 | 0 | 281.685 | 0 | 0
6761 | 1491.6931 | 163.89 | 671.48 | 671.48 | 0 | 0 | 0 | 820.213 | 0 | 0
6762 | 1361.0005 | 15.85 | 18.486 | 18.486 | 0 | 0 | 0 | 1342.515 | 0 | 0
6763 | 1278.8742 | 0 | 0 | 0 | 0 | 0 | 0 | 0 | 0 | 1278.874
6764 | 1114.9063 | 0 | 0 | 0 | 0 | 0 | 0 | 0 | 0 | 1114.906
6765 | 1342.5492 | 0 | 0 | 0 | 0 | 0 | 0 | 0 | 0 | 1342.549
6766 | 1593.5002 | 0 | 0 | 0 | 0 | 0 | 0 | 0 | 0 | 1593.5
6767 | 1337.8875 | 0 | 0 | 0 | 0 | 0 | 0 | 0 | 0 | 1337.888
6768 | 1203.4772 | 0 | 0 | 0 | 0 | 0 | 0 | 1203.477 | 0 | 0
6769 | 923.0026 | 0 | 0 | 0 | 0 | 0 | 0 | 923.003 | 0 | 0
6770 | 1208.9158 | 0 | 0 | 0 | 0 | 0 | 0 | 1208.916 | 0 | 0
6771 | 935.4336 | 0 | 0 | 0 | 0 | 0 | 0 | 935.434 | 0 | 0
6772 | 835.9855 | 0 | 0 | 0 | 0 | 0 | 0 | 835.985 | 0 | 0
6773 | 948.6415 | 0 | 0 | 0 | 0 | 0 | 0 | 948.642 | 0 | 0
6774 | 1023.2276 | 0 | 0 | 0 | 0 | 0 | 0 | 1023.228 | 0 | 0
6775 | 855.543 | 7.83 | 7.872 | 7.872 | 0 | 0 | 0 | 847.671 | 0 | 0
6776 | 734.4698 | 124.84 | 525.119 | 525.119 | 0 | 0 | 0 | 209.351 | 0 | 0
6777 | 1354.9452 | 493.25 | 2134.902 | 1354.945 | -779.957 | 0 | 0 | 0 | 0 | 0
6778 | 1584.1702 | 549.98 | 2324.89 | 1584.17 | -740.72 | 0 | 0 | 0 | 0 | 0
6779 | 1585.9435 | 442.88 | 1852.634 | 1585.943 | -266.691 | 0 | 0 | 0 | 0 | 0
6780 | 1196.4829 | 492.73 | 2051.071 | 1196.482 | -854.589 | 0 | 0 | 0 | 0 | 0
6781 | 1424.9425 | 374.48 | 1564.487 | 1424.942 | -139.545 | 0 | 0 | 0 | 0 | 0
6782 | 1249.168 | 402.92 | 1692.199 | 1249.168 | -443.031 | 0 | 0 | 0 | 0 | 0
6783 | 1398.008 | 531.78 | 2259.89 | 1398.008 | -861.882 | 0 | 0 | 0 | 0 | 0
6784 | 1407.3079 | 395.43 | 1720.341 | 1407.308 | -313.033 | 0 | 0 | 0 | 0 | 0
6785 | 1093.0432 | 150.67 | 619.438 | 619.438 | 0 | 0 | 0 | 473.605 | 0 | 0
6786 | 1275.5441 | 15.21 | 15.393 | 15.393 | 0 | 0 | 0 | 1260.151 | 0 | 0
6787 | 1074.0238 | 0 | 0 | 0 | 0 | 0 | 0 | 0 | 0 | 1074.024
6788 | 1001.4733 | 0 | 0 | 0 | 0 | 0 | 0 | 0 | 0 | 1001.473
6789 | 1020.8968 | 0 | 0 | 0 | 0 | 0 | 0 | 0 | 0 | 1020.897
6790 | 1296.7098 | 0 | 0 | 0 | 0 | 0 | 0 | 0 | 0 | 1296.71
6791 | 1046.5357 | 0 | 0 | 0 | 0 | 0 | 0 | 0 | 0 | 1046.536
6792 | 1089.2673 | 0 | 0 | 0 | 0 | 0 | 0 | 1089.267 | 0 | 0
6793 | 1177.0613 | 0 | 0 | 0 | 0 | 0 | 0 | 1177.061 | 0 | 0
6794 | 1226.0084 | 0 | 0 | 0 | 0 | 0 | 0 | 1226.008 | 0 | 0
6795 | 1172.3997 | 0 | 0 | 0 | 0 | 0 | 0 | 1172.4 | 0 | 0
6796 | 942.426 | 0 | 0 | 0 | 0 | 0 | 0 | 942.426 | 0 | 0
6797 | 939.3183 | 0 | 0 | 0 | 0 | 0 | 0 | 939.318 | 0 | 0
6798 | 1045.7588 | 0 | 0 | 0 | 0 | 0 | 0 | 1045.759 | 0 | 0
6799 | 671.3979 | 66.79 | 259.88 | 259.88 | 0 | 0 | 0 | 411.518 | 0 | 0
6800 | 872.0645 | 177.36 | 756.472 | 756.472 | 0 | 0 | 0 | 115.593 | 0 | 0
6801 | 485.7777 | 290.44 | 1236.249 | 485.778 | -750.471 | 0 | 0 | 0 | 0 | 0
6802 | 364.5171 | 508.37 | 2138.584 | 364.517 | -1774.067 | 0 | 0 | 0 | 0 | 0
6803 | 364.7608 | 627.75 | 2605.204 | 364.76 | -1799.377 | 0 | 441.067 | 0 | 0 | 0
6804 | 378.6719 | 455.85 | 1901.822 | 378.672 | -1523.15 | 0 | 0 | 0 | 0 | 0
6805 | 728.4592 | 268.73 | 1115.05 | 728.459 | -386.591 | 0 | 0 | 0 | 0 | 0
6806 | 1278.5809 | 340.68 | 1432.217 | 1278.581 | -153.636 | 0 | 0 | 0 | 0 | 0
6807 | 1456.5445 | 57.9 | 216.079 | 216.079 | 0 | 0 | 0 | 1240.465 | 0 | 0
6808 | 1463.702 | 55.98 | 212.047 | 212.047 | 0 | 0 | 0 | 1251.655 | 0 | 0
6809 | 1357.0867 | 12.73 | 27.91 | 27.91 | 0 | 0 | 0 | 1329.177 | 0 | 0
6810 | 968.9779 | 1.96 | 0 | 0 | 0 | 0 | 0 | 968.978 | 0 | 0
6811 | 859.4179 | 0 | 0 | 0 | 0 | 0 | 0 | 0 | 0 | 859.418
6812 | 666.613 | 0 | 0 | 0 | 0 | 0 | 0 | 0 | 0 | 666.613
6813 | 1020.8968 | 0 | 0 | 0 | 0 | 0 | 0 | 0 | 0 | 1020.897
6814 | 1041.8741 | 0 | 0 | 0 | 0 | 0 | 0 | 0 | 0 | 1041.874
6815 | 1133.5528 | 0 | 0 | 0 | 0 | 0 | 0 | 0 | 0 | 1133.553
6816 | 1121.8987 | 0 | 0 | 0 | 0 | 0 | 0 | 1121.899 | 0 | 0
6817 | 916.0101 | 0 | 0 | 0 | 0 | 0 | 0 | 916.01 | 0 | 0
6818 | 1391.4963 | 0 | 0 | 0 | 0 | 0 | 0 | 1391.496 | 0 | 0
6819 | 1013.9043 | 0 | 0 | 0 | 0 | 0 | 0 | 1013.904 | 0 | 0
6820 | 1124.2295 | 0 | 0 | 0 | 0 | 0 | 0 | 1124.23 | 0 | 0
6821 | 933.1028 | 0 | 0 | 0 | 0 | 0 | 0 | 933.103 | 0 | 0
6822 | 828.2161 | 0 | 0 | 0 | 0 | 0 | 0 | 828.216 | 0 | 0
6823 | 1121.5161 | 29.39 | 98.686 | 98.686 | 0 | 0 | 0 | 5.821 | 0 | 1017.009
6824 | 241.5452 | 124.11 | 518.43 | 241.545 | -276.885 | 0 | 0 | 0 | 0 | 0
6825 | 286.4047 | 241.87 | 1027.283 | 286.405 | -740.878 | 0 | 0 | 0 | 0 | 0
6826 | 227.0213 | 466.31 | 1974.399 | 227.021 | -1747.378 | 0 | 0 | 0 | 0 | 0
6827 | 226.7086 | 630.09 | 2633.946 | 226.708 | -1799.377 | 0 | 607.861 | 0 | 0 | 0
6828 | 265.6099 | 641.32 | 2671.671 | 265.61 | -1799.377 | 0 | 606.684 | 0 | 0 | 0
6829 | 180.5099 | 620.14 | 2586.701 | 180.509 | -1799.377 | 0 | 606.815 | 0 | 0 | 0
6830 | 244.417 | 387.58 | 1631.826 | 244.417 | -971.541 | 0 | 415.868 | 0 | 0 | 0
6831 | 281.7887 | 43.17 | 153.475 | 153.475 | 0 | 0 | 0 | 0 | 0 | 128.314
6832 | 244.5879 | 32.35 | 109.945 | 109.945 | 0 | 0 | 0 | 0 | 0 | 134.643
6833 | 259.577 | 100.57 | 411.209 | 259.577 | -151.632 | 0 | 0 | 0 | 0 | 0
6834 | 261.3999 | 9.44 | 1.909 | 1.909 | 0 | 0 | 0 | 0 | 0 | 259.491
6835 | 181.0159 | 0 | 0 | 0 | 0 | 0 | 0 | 0 | 0 | 181.016
6836 | 341.8528 | 0 | 0 | 0 | 0 | 0 | 0 | 0 | 0 | 341.853
6837 | 203.5578 | 0 | 0 | 0 | 0 | 0 | 0 | 0 | 0 | 203.558
6838 | 261.8282 | 0 | 0 | 0 | 0 | 0 | 0 | 0 | 0 | 261.828
6839 | 280.4747 | 0 | 0 | 0 | 0 | 0 | 0 | 0 | 0 | 280.475
6840 | 239.297 | 0 | 0 | 0 | 0 | 0 | 0 | 0 | 0 | 239.297
6841 | 247.8433 | 0 | 0 | 0 | 0 | 0 | 0 | 0 | 0 | 247.843
6842 | 213.658 | 0 | 0 | 0 | 0 | 0 | 0 | 0 | 0 | 213.658
6843 | 278.9208 | 0 | 0 | 0 | 0 | 0 | 0 | 0 | 0 | 278.921
6844 | 284.3594 | 0 | 0 | 0 | 0 | 0 | 0 | 0 | 0 | 284.359
6845 | 227.6429 | 0 | 0 | 0 | 0 | 0 | 0 | 0 | 0 | 227.643
6846 | 224.5351 | 0 | 0 | 0 | 0 | 0 | 0 | 0 | 0 | 224.535
6847 | 211.1465 | 63.84 | 234.74 | 211.146 | -23.594 | 0 | 0 | 0 | 0 | 0
6848 | 228.4266 | 394.31 | 1721.819 | 228.427 | -1493.392 | 0 | 0 | 0 | 0 | 0
6849 | 798.5303 | 287.98 | 1229.169 | 798.53 | -430.639 | 0 | 0 | 0 | 0 | 0
6850 | 1189.1388 | 485.15 | 2053.156 | 1189.139 | -864.017 | 0 | 0 | 0 | 0 | 0
6851 | 1149.785 | 352.93 | 1477.032 | 1149.785 | -327.247 | 0 | 0 | 0 | 0 | 0
6852 | 1049.2511 | 496.13 | 2065.615 | 1049.25 | -612.874 | 0 | 403.491 | 0 | 0 | 0
6853 | 1004.3509 | 635.55 | 2638.817 | 1004.351 | 0 | 0 | 1634.466 | 0 | 0 | 0
6854 | 1250.2042 | 666.15 | 2781.191 | 1250.204 | 0 | 0 | 1530.987 | 0 | 0 | 0
6855 | 903.8122 | 441.83 | 1874.773 | 903.812 | 0 | 0 | 970.961 | 0 | 0 | 0
6856 | 1265.9984 | 208.1 | 884.795 | 884.795 | 0 | 0 | 0 | 381.203 | 0 | 0
6857 | 1338.141 | 9.79 | 15.614 | 15.614 | 0 | 0 | 0 | 1322.527 | 0 | 0
6858 | 1446.2015 | 6.55 | 0 | 0 | 0 | 0 | 0 | 1446.201 | 0 | 0
6859 | 1536.9168 | 0 | 0 | 0 | 0 | 0 | 0 | 0 | 0 | 1536.917
6860 | 1201.1464 | 0 | 0 | 0 | 0 | 0 | 0 | 0 | 0 | 1201.146
6861 | 1445.882 | 0 | 0 | 0 | 0 | 0 | 0 | 0 | 0 | 1445.882
6862 | 1395.381 | 0 | 0 | 0 | 0 | 0 | 0 | 0 | 0 | 1395.381
6863 | 1485.5058 | 0 | 0 | 0 | 0 | 0 | 0 | 0 | 0 | 1485.506
6864 | 1257.086 | 0 | 0 | 0 | 0 | 0 | 0 | 1257.086 | 0 | 0
6865 | 1266.4092 | 0 | 0 | 0 | 0 | 0 | 0 | 1266.409 | 0 | 0
6866 | 1198.8156 | 0 | 0 | 0 | 0 | 0 | 0 | 1198.816 | 0 | 0
6867 | 1652.5475 | 0 | 0 | 0 | 0 | 0 | 0 | 1652.548 | 0 | 0
6868 | 1262.5245 | 0 | 0 | 0 | 0 | 0 | 0 | 1262.525 | 0 | 0
6869 | 1325.4565 | 0 | 0 | 0 | 0 | 0 | 0 | 1325.457 | 0 | 0
6870 | 1463.7515 | 0 | 0 | 0 | 0 | 0 | 0 | 1463.752 | 0 | 0
6871 | 1647.1089 | 133.93 | 496.246 | 0 | -496.246 | 0 | 0 | 1647.109 | 0 | 0
6872 | 1347.642 | 289.23 | 1246.437 | 0 | -1246.437 | 0 | 0 | 1347.642 | 0 | 0
6873 | 1537.3752 | 332.34 | 1405.643 | 0 | -1405.643 | 0 | 0 | 1537.375 | 0 | 0
6874 | 2055.2559 | 580.22 | 2397.716 | 1432.535 | -965.181 | 0 | 0 | 622.72 | 0 | 0
6875 | 1950.1673 | 604.51 | 2475.669 | 1950.168 | -525.501 | 0 | 0 | 0 | 0 | 0
6876 | 1632.9415 | 632.58 | 2584.917 | 1632.941 | -951.976 | 0 | 0 | 0 | 0 | 0
6877 | 1578.9248 | 605.95 | 2484.594 | 1578.924 | -905.67 | 0 | 0 | 0 | 0 | 0
6878 | 1500.0918 | 588.25 | 2440.21 | 1500.092 | -940.118 | 0 | 0 | 0 | 0 | 0
6879 | 1560.4337 | 469.9 | 1986.055 | 1560.434 | -425.621 | 0 | 0 | 0 | 0 | 0
6880 | 1354.9627 | 237.27 | 1011.618 | 1011.618 | 0 | 0 | 0 | 343.345 | 0 | 0
6881 | 1401.9869 | 135.36 | 553.26 | 553.26 | 0 | 0 | 0 | 848.727 | 0 | 0
6882 | 1511.5332 | 9.14 | 0 | 0 | 0 | 0 | 0 | 1511.533 | 0 | 0
6883 | 1511.2516 | 0 | 0 | 0 | 0 | 0 | 0 | 0 | 0 | 1511.252
6884 | 1042.651 | 0 | 0 | 0 | 0 | 0 | 0 | 0 | 0 | 1042.651
6885 | 1417.1352 | 0 | 0 | 0 | 0 | 0 | 0 | 0 | 0 | 1417.135
6886 | 1734.126 | 0 | 0 | 0 | 0 | 0 | 0 | 0 | 0 | 1734.126
6887 | 1786.9578 | 0 | 0 | 0 | 0 | 0 | 0 | 0 | 0 | 1786.958
6888 | 1498.7138 | 0 | 0 | 0 | 0 | 0 | 0 | 1498.714 | 0 | 0
6889 | 1306.0331 | 0 | 0 | 0 | 0 | 0 | 0 | 1306.033 | 0 | 0
6890 | 1539.8915 | 0 | 0 | 0 | 0 | 0 | 0 | 1539.891 | 0 | 0
6891 | 1354.9802 | 0 | 0 | 0 | 0 | 0 | 0 | 1354.98 | 0 | 0
6892 | 1587.2847 | 0 | 0 | 0 | 0 | 0 | 0 | 1587.285 | 0 | 0
6893 | 1386.8347 | 0 | 0 | 0 | 0 | 0 | 0 | 1386.835 | 0 | 0
6894 | 1682.8481 | 0 | 0 | 0 | 0 | 0 | 0 | 1682.848 | 0 | 0
6895 | 1314.5969 | 83.6 | 316.719 | 0 | -316.719 | 0 | 0 | 1314.597 | 0 | 0
6896 | 1491.5815 | 236.77 | 1027.702 | 0 | -1027.702 | 0 | 0 | 1491.581 | 0 | 0
6897 | 1238.8415 | 361.64 | 1561.616 | 2.883 | -1558.733 | 0 | 0 | 1235.959 | 0 | 0
6898 | 1931.0148 | 566.73 | 2413.976 | 1931.014 | -482.962 | 0 | 0 | 0 | 0 | 0
6899 | 1849.8422 | 498.25 | 2103.731 | 1849.843 | -253.888 | 0 | 0 | 0 | 0 | 0
6900 | 1624.0727 | 848.19 | 3499.848 | 1624.072 | -1799.377 | 0 | 76.399 | 0 | 0 | 0
6901 | 1805.6859 | 681.81 | 2842.793 | 1805.686 | -1037.107 | 0 | 0 | 0 | 0 | 0
6902 | 1579.4376 | 655.97 | 2752.857 | 1579.438 | -1173.419 | 0 | 0 | 0 | 0 | 0
6903 | 1451.8731 | 500.53 | 2139.886 | 1451.873 | -688.013 | 0 | 0 | 0 | 0 | 0
6904 | 1128.7455 | 150.11 | 629.315 | 629.315 | 0 | 0 | 0 | 499.43 | 0 | 0
6905 | 1228.0848 | 29.39 | 98.805 | 98.805 | 0 | 0 | 0 | 1129.28 | 0 | 0
6906 | 1434.2978 | 1.96 | 0 | 0 | 0 | 0 | 0 | 1434.298 | 0 | 0
6907 | 1492.2516 | 0 | 0 | 0 | 0 | 0 | 0 | 0 | 0 | 1492.252
6908 | 1240.7703 | 0 | 0 | 0 | 0 | 0 | 0 | 0 | 0 | 1240.77
6909 | 1418.6891 | 0 | 0 | 0 | 0 | 0 | 0 | 0 | 0 | 1418.689
6910 | 1613.7006 | 0 | 0 | 0 | 0 | 0 | 0 | 0 | 0 | 1613.701
6911 | 1366.6343 | 0 | 0 | 0 | 0 | 0 | 0 | 0 | 0 | 1366.634
6912 | 1386.8347 | 0 | 0 | 0 | 0 | 0 | 0 | 1386.835 | 0 | 0
6913 | 1509.5909 | 0 | 0 | 0 | 0 | 0 | 0 | 1509.591 | 0 | 0
6914 | 1275.7325 | 0 | 0 | 0 | 0 | 0 | 0 | 1275.732 | 0 | 0
6915 | 1501.8215 | 0 | 0 | 0 | 0 | 0 | 0 | 1501.822 | 0 | 0
6916 | 1306.0331 | 0 | 0 | 0 | 0 | 0 | 0 | 1306.033 | 0 | 0
6917 | 1323.1257 | 0 | 0 | 0 | 0 | 0 | 0 | 1323.126 | 0 | 0
6918 | 1096.2598 | 0 | 0 | 0 | 0 | 0 | 0 | 1096.26 | 0 | 0
6919 | 1443.5696 | 52.2 | 197.797 | 0 | -197.797 | 0 | 0 | 1443.57 | 0 | 0
6920 | 1285.1606 | 182.11 | 780.259 | 0 | -780.259 | 0 | 0 | 1285.161 | 0 | 0
6921 | 1191.5872 | 350.95 | 1507.518 | 0 | -1507.518 | 0 | 0 | 1191.587 | 0 | 0
6922 | 1744.2447 | 358.61 | 1515.056 | 392.799 | -1122.257 | 0 | 0 | 1351.445 | 0 | 0
6923 | 1620.4415 | 509.44 | 2121.65 | 1620.442 | -501.208 | 0 | 0 | 0 | 0 | 0
6924 | 1876.2766 | 699.5 | 2860.978 | 1876.276 | -984.702 | 0 | 0 | 0 | 0 | 0
6925 | 1620.8484 | 803.71 | 3264.779 | 1620.848 | -1643.931 | 0 | 0 | 0 | 0 | 0
6926 | 1712.8476 | 568.45 | 2368.861 | 1712.848 | -656.013 | 0 | 0 | 0 | 0 | 0
6927 | 1534.4519 | 488.51 | 2077.962 | 1534.452 | -543.51 | 0 | 0 | 0 | 0 | 0
6928 | 1664.7066 | 72.95 | 288.011 | 288.011 | 0 | 0 | 0 | 1376.696 | 0 | 0
6929 | 1575.5306 | 21.55 | 65.317 | 65.317 | 0 | 0 | 0 | 1510.214 | 0 | 0
6930 | 1789.0993 | 1.96 | 0 | 0 | 0 | 0 | 0 | 1789.099 | 0 | 0
6931 | 1655.2046 | 0 | 0 | 0 | 0 | 0 | 0 | 148.108 | 0 | 1507.097
6932 | 1494.8291 | 0 | 0 | 0 | 0 | 0 | 0 | 0 | 0 | 1494.829
6933 | 1709.264 | 0 | 0 | 0 | 0 | 0 | 0 | 0 | 0 | 1709.264
6934 | 1697.6099 | 0 | 0 | 0 | 0 | 0 | 0 | 0 | 0 | 1697.61
6935 | 1894.9522 | 0 | 0 | 0 | 0 | 0 | 0 | 95.576 | 0 | 1799.377
6936 | 1490.1674 | 0 | 0 | 0 | 0 | 0 | 0 | 1490.167 | 0 | 0
6937 | 1436.5587 | 0 | 0 | 0 | 0 | 0 | 0 | 1436.559 | 0 | 0
6938 | 1714.7026 | 0 | 0 | 0 | 0 | 0 | 0 | 1714.703 | 0 | 0
6939 | 1420.243 | 0 | 0 | 0 | 0 | 0 | 0 | 1420.243 | 0 | 0
6940 | 1859.99 | 0 | 0 | 0 | 0 | 0 | 0 | 1859.99 | 0 | 0
6941 | 1577.9614 | 0 | 0 | 0 | 0 | 0 | 0 | 1577.961 | 0 | 0
6942 | 1522.7988 | 0 | 0 | 0 | 0 | 0 | 0 | 1522.799 | 0 | 0
6943 | 1380.6823 | 95 | 364.36 | 0 | -364.36 | 0 | 0 | 1380.682 | 0 | 0
6944 | 1445.3682 | 272.3 | 1191.575 | 515.376 | -676.199 | 0 | 0 | 929.992 | 0 | 0
6945 | 1443.6317 | 489.94 | 2131.057 | 1443.632 | -687.425 | 0 | 0 | 0 | 0 | 0
6946 | 1751.3527 | 701.95 | 2987.331 | 1751.353 | -1235.978 | 0 | 0 | 0 | 0 | 0
6947 | 1975.004 | 636.98 | 2683.513 | 1975.004 | -708.509 | 0 | 0 | 0 | 0 | 0
6948 | 1647.8616 | 820.64 | 3411.549 | 1647.862 | -1763.687 | 0 | 0 | 0 | 0 | 0
6949 | 1546.6392 | 747.1 | 3113.485 | 1546.639 | -1566.846 | 0 | 0 | 0 | 0 | 0
6950 | 1415.4066 | 673.12 | 2834.904 | 1415.407 | -1419.497 | 0 | 0 | 0 | 0 | 0
6951 | 1594.654 | 537.83 | 2306.965 | 1594.654 | -712.311 | 0 | 0 | 0 | 0 | 0
6952 | 1899.5274 | 183.75 | 782.79 | 782.79 | 0 | 0 | 0 | 1116.737 | 0 | 0
6953 | 1653.7527 | 58.02 | 217.251 | 217.251 | 0 | 0 | 0 | 1436.501 | 0 | 0
6954 | 1424.522 | 1.96 | 0 | 0 | 0 | 0 | 0 | 1424.522 | 0 | 0
6955 | 1615.5546 | 0 | 0 | 0 | 0 | 0 | 0 | 0 | 0 | 1615.555
6956 | 1257.086 | 0 | 0 | 0 | 0 | 0 | 0 | 0 | 0 | 1257.086
6957 | 1328.5643 | 0 | 0 | 0 | 0 | 0 | 0 | 0 | 0 | 1328.564
6958 | 1113.3524 | 0 | 0 | 0 | 0 | 0 | 0 | 0 | 0 | 1113.352
6959 | 1417.1352 | 0 | 0 | 0 | 0 | 0 | 0 | 0 | 0 | 1417.135
6960 | 1232.224 | 0 | 0 | 0 | 0 | 0 | 0 | 1232.224 | 0 | 0
6961 | 896.5867 | 0 | 0 | 0 | 0 | 0 | 0 | 896.587 | 0 | 0
6962 | 1312.2486 | 0 | 0 | 0 | 0 | 0 | 0 | 1312.249 | 0 | 0
6963 | 996.8117 | 0 | 0 | 0 | 0 | 0 | 0 | 996.812 | 0 | 0
6964 | 1216.6852 | 0 | 0 | 0 | 0 | 0 | 0 | 1216.685 | 0 | 0
6965 | 1229.1162 | 0 | 0 | 0 | 0 | 0 | 0 | 1229.116 | 0 | 0
6966 | 891.925 | 0 | 0 | 0 | 0 | 0 | 0 | 891.925 | 0 | 0
6967 | 1020.5365 | 56.27 | 216.141 | 0 | -216.141 | 0 | 0 | 1020.536 | 0 | 0
6968 | 782.7914 | 200 | 864.373 | 779.907 | -84.466 | 0 | 0 | 2.885 | 0 | 0
6969 | 1064.2324 | 202.01 | 858.052 | 858.052 | 0 | 0 | 0 | 206.18 | 0 | 0
6970 | 1233.7118 | 443.74 | 1893.564 | 1233.712 | -659.852 | 0 | 0 | 0 | 0 | 0
6971 | 1280.4233 | 520.17 | 2194.788 | 1280.423 | -914.365 | 0 | 0 | 0 | 0 | 0
6972 | 1104.2739 | 515.44 | 2168.215 | 1104.274 | -1063.941 | 0 | 0 | 0 | 0 | 0
6973 | 1300.3109 | 663.35 | 2780.206 | 1300.311 | -1479.895 | 0 | 0 | 0 | 0 | 0
6974 | 1092.2168 | 361.71 | 1531.435 | 1092.217 | -439.218 | 0 | 0 | 0 | 0 | 0
6975 | 1134.3734 | 409.07 | 1757.357 | 1134.373 | -622.984 | 0 | 0 | 0 | 0 | 0
6976 | 1436.7588 | 208.34 | 894.327 | 894.327 | 0 | 0 | 0 | 542.432 | 0 | 0
6977 | 1263.9143 | 104.13 | 426.602 | 426.602 | 0 | 0 | 0 | 837.312 | 0 | 0
6978 | 1435.7711 | 4.89 | 0 | 0 | 0 | 0 | 0 | 1435.771 | 0 | 0
6979 | 1114.3042 | 0 | 0 | 0 | 0 | 0 | 0 | 0 | 0 | 1114.304
6980 | 986.7115 | 0 | 0 | 0 | 0 | 0 | 0 | 0 | 0 | 986.711
6981 | 1394.604 | 0 | 0 | 0 | 0 | 0 | 0 | 0 | 0 | 1394.604
6982 | 1505.7062 | 0 | 0 | 0 | 0 | 0 | 0 | 0 | 0 | 1505.706
6983 | 1400.0426 | 0 | 0 | 0 | 0 | 0 | 0 | 0 | 0 | 1400.043
6984 | 1386.8347 | 0 | 0 | 0 | 0 | 0 | 0 | 1386.835 | 0 | 0
6985 | 1262.5245 | 0 | 0 | 0 | 0 | 0 | 0 | 1262.525 | 0 | 0
6986 | 1246.9858 | 0 | 0 | 0 | 0 | 0 | 0 | 1246.986 | 0 | 0
6987 | 1582.6231 | 0 | 0 | 0 | 0 | 0 | 0 | 1582.623 | 0 | 0
6988 | 1398.4887 | 0 | 0 | 0 | 0 | 0 | 0 | 1398.489 | 0 | 0
6989 | 1537.5607 | 0 | 0 | 0 | 0 | 0 | 0 | 1537.561 | 0 | 0
6990 | 1553.8764 | 0 | 0 | 0 | 0 | 0 | 0 | 1553.876 | 0 | 0
6991 | 1107.5098 | 106.02 | 404.356 | 404.356 | 0 | 0 | 0 | 703.154 | 0 | 0
6992 | 198.9214 | 268.81 | 1177.507 | 198.922 | -978.585 | 0 | 0 | 0 | 0 | 0
6993 | 298.2132 | 541.94 | 2362.977 | 298.213 | -1799.377 | 0 | 265.387 | 0 | 0 | 0
6994 | 304.1927 | 481.41 | 2054.724 | 304.192 | -1750.532 | 0 | 0 | 0 | 0 | 0
6995 | 345.2975 | 496.87 | 2095.156 | 345.298 | -1749.858 | 0 | 0 | 0 | 0 | 0
6996 | 302.5368 | 724.97 | 3015.155 | 302.536 | -1799.377 | 0 | 913.242 | 0 | 0 | 0
6997 | 291.076 | 317.85 | 1331.718 | 291.076 | -1040.642 | 0 | 0 | 0 | 0 | 0
6998 | 306.2603 | 535.89 | 2261.878 | 306.261 | -16.441 | 0 | 1939.176 | 0 | 0 | 0
6999 | 275.21 | 556.99 | 2384.402 | 275.21 | 0 | 0 | 2109.192 | 0 | 0 | 0
7000 | 224.034 | 387.61 | 1696.271 | 224.034 | 0 | 0 | 1472.237 | 0 | 0 | 0
7001 | 243.4565 | 65.22 | 255.384 | 243.457 | 0 | 0 | 11.927 | 0 | 0 | 0
7002 | 289.9125 | 3.91 | 0 | 0 | 0 | 0 | 0 | 0 | 0 | 289.913
7003 | 248.7805 | 0 | 0 | 0 | 0 | 0 | 0 | 0 | 0 | 248.78
7004 | 309.2214 | 0 | 0 | 0 | 0 | 0 | 0 | 0 | 0 | 309.221
7005 | 289.7979 | 0 | 0 | 0 | 0 | 0 | 0 | 0 | 0 | 289.798
7006 | 230.7506 | 0 | 0 | 0 | 0 | 0 | 0 | 0 | 0 | 230.751
7007 | 296.7904 | 0 | 0 | 0 | 0 | 0 | 0 | 0 | 0 | 296.79
7008 | 163.157 | 0 | 0 | 0 | 0 | 0 | 0 | 0 | 0 | 163.157
7009 | 222.2043 | 0 | 0 | 0 | 0 | 0 | 0 | 0 | 0 | 222.204
7010 | 219.8735 | 0 | 0 | 0 | 0 | 0 | 0 | 0 | 0 | 219.874
7011 | 215.2119 | 0 | 0 | 0 | 0 | 0 | 0 | 0 | 0 | 215.212
7012 | 131.3026 | 0 | 0 | 0 | 0 | 0 | 0 | 0 | 0 | 131.303
7013 | 144.5105 | 0 | 0 | 0 | 0 | 0 | 0 | 0 | 0 | 144.511
7014 | 197.3423 | 0 | 0 | 0 | 0 | 0 | 0 | 0 | 0 | 197.342
7015 | 135.9137 | 66.28 | 258.023 | 135.914 | -122.109 | 0 | 0 | 0 | 0 | 0
7016 | 163.4921 | 233.01 | 1015.678 | 163.492 | -852.186 | 0 | 0 | 0 | 0 | 0
7017 | 970.3841 | 393.39 | 1711.67 | 970.384 | -741.286 | 0 | 0 | 0 | 0 | 0
7018 | 1153.9649 | 485.7 | 2079.151 | 1153.965 | -925.186 | 0 | 0 | 0 | 0 | 0
7019 | 1330.2706 | 754.1 | 3180.546 | 1330.271 | -652.118 | 0 | 1198.157 | 0 | 0 | 0
7020 | 1342.4171 | 822.77 | 3446.362 | 1342.417 | 0 | 0 | 2103.945 | 0 | 0 | 0
7021 | 1361.5307 | 616.38 | 2606.32 | 1361.531 | 0 | 0 | 1244.789 | 0 | 0 | 0
7022 | 1355.7183 | 265.9 | 1121.042 | 1121.042 | 0 | 0 | 0 | 234.676 | 0 | 0
7023 | 1394.876 | 198.79 | 836.253 | 836.253 | 0 | 0 | 0 | 558.622 | 0 | 0
7024 | 1538.6163 | 110.19 | 453.005 | 453.005 | 0 | 0 | 0 | 1085.611 | 0 | 0
7025 | 1416.4175 | 39.2 | 141.536 | 141.536 | 0 | 0 | 0 | 1274.881 | 0 | 0
7026 | 1352.2386 | 1.96 | 0 | 0 | 0 | 0 | 0 | 1352.239 | 0 | 0
7027 | 1554.2017 | 0 | 0 | 0 | 0 | 0 | 0 | 0 | 0 | 1554.202
7028 | 1215.1313 | 0 | 0 | 0 | 0 | 0 | 0 | 0 | 0 | 1215.131
7029 | 895.0328 | 0 | 0 | 0 | 0 | 0 | 0 | 0 | 0 | 895.033
7030 | 1180.946 | 0 | 0 | 0 | 0 | 0 | 0 | 0 | 0 | 1180.946
7031 | 1267.9631 | 0 | 0 | 0 | 0 | 0 | 0 | 0 | 0 | 1267.963
7032 | 849.9704 | 0 | 0 | 0 | 0 | 0 | 0 | 849.97 | 0 | 0
7033 | 1104.8061 | 0 | 0 | 0 | 0 | 0 | 0 | 1104.806 | 0 | 0
7034 | 738.0913 | 0 | 0 | 0 | 0 | 0 | 0 | 738.091 | 0 | 0
7035 | 1162.2995 | 0 | 0 | 0 | 0 | 0 | 0 | 1162.3 | 0 | 0
7036 | 1122.6757 | 0 | 0 | 0 | 0 | 0 | 0 | 1122.676 | 0 | 0
7037 | 1184.8307 | 0 | 0 | 0 | 0 | 0 | 0 | 1184.831 | 0 | 0
7038 | 1024.0045 | 0 | 0 | 0 | 0 | 0 | 0 | 1024.005 | 0 | 0
7039 | 1256.0216 | 53.72 | 204.48 | 204.48 | 0 | 0 | 0 | 1051.541 | 0 | 0
7040 | 1353.606 | 259.63 | 1133.485 | 1133.485 | 0 | 0 | 0 | 59.128 | 0 | 160.994
7041 | 1534.3568 | 211.41 | 899.888 | 899.888 | 0 | 0 | 0 | 0 | 0 | 634.468
7042 | 1602.1427 | 505.97 | 2157.947 | 1602.143 | -555.804 | 0 | 0 | 0 | 0 | 0
7043 | 1628.6013 | 747.3 | 3136.819 | 1628.602 | -1508.217 | 0 | 0 | 0 | 0 | 0
7044 | 1636.1784 | 852.02 | 3544.374 | 1636.178 | -1799.377 | 0 | 108.819 | 0 | 0 | 0
7045 | 1876.1804 | 868.28 | 3616.793 | 1876.18 | -1740.613 | 0 | 0 | 0 | 0 | 0
7046 | 1679.1101 | 762.81 | 3220.995 | 1679.11 | -1541.885 | 0 | 0 | 0 | 0 | 0
7047 | 1605.5447 | 499.11 | 2148.325 | 1605.545 | -542.78 | 0 | 0 | 0 | 0 | 0
7048 | 1427.7269 | 253.76 | 1098.286 | 1098.286 | 0 | 0 | 0 | 329.441 | 0 | 0
7049 | 1587.1934 | 167.6 | 676.271 | 676.271 | 0 | 0 | 0 | 910.922 | 0 | 0
7050 | 1493.7656 | 7.48 | 0 | 0 | 0 | 0 | 0 | 1493.766 | 0 | 0
7051 | 1428.0124 | 0 | 0 | 0 | 0 | 0 | 0 | 0 | 0 | 1428.012
7052 | 1214.3544 | 0 | 0 | 0 | 0 | 0 | 0 | 0 | 0 | 1214.354
7053 | 1286.6096 | 0 | 0 | 0 | 0 | 0 | 0 | 0 | 0 | 1286.61
7054 | 1485.5058 | 0 | 0 | 0 | 0 | 0 | 0 | 0 | 0 | 1485.506
7055 | 1588.0616 | 0 | 0 | 0 | 0 | 0 | 0 | 0 | 0 | 1588.062
7056 | 1464.5285 | 0 | 0 | 0 | 0 | 0 | 0 | 1464.528 | 0 | 0
7057 | 943.9799 | 0 | 0 | 0 | 0 | 0 | 0 | 943.98 | 0 | 0
7058 | 1055.082 | 0 | 0 | 0 | 0 | 0 | 0 | 1055.082 | 0 | 0
7059 | 1517.3603 | 0 | 0 | 0 | 0 | 0 | 0 | 1517.36 | 0 | 0
7060 | 1184.8307 | 0 | 0 | 0 | 0 | 0 | 0 | 1184.831 | 0 | 0
7061 | 1555.4302 | 0 | 0 | 0 | 0 | 0 | 0 | 1555.43 | 0 | 0
7062 | 1419.4661 | 0 | 0 | 0 | 0 | 0 | 0 | 1419.466 | 0 | 0
7063 | 1509.6793 | 122.01 | 460.509 | 460.509 | 0 | 0 | 0 | 1049.17 | 0 | 0
7064 | 1222.5996 | 331.66 | 1460.625 | 1222.6 | -238.025 | 0 | 0 | 0 | 0 | 0
7065 | 1098.0623 | 457.55 | 1988.088 | 1098.062 | -890.026 | 0 | 0 | 0 | 0 | 0
7066 | 1450.0124 | 587.93 | 2503.879 | 1450.013 | -1053.866 | 0 | 0 | 0 | 0 | 0
7067 | 1367.1296 | 628.25 | 2639.077 | 1367.129 | -1271.948 | 0 | 0 | 0 | 0 | 0
7068 | 1547.1005 | 718.56 | 2992.564 | 1547.101 | -1445.463 | 0 | 0 | 0 | 0 | 0
7069 | 1876.2222 | 766.01 | 3184.743 | 1876.222 | -1308.521 | 0 | 0 | 0 | 0 | 0
7070 | 1289.5668 | 641.05 | 2698.51 | 1289.567 | -1408.943 | 0 | 0 | 0 | 0 | 0
7071 | 1309.7799 | 94.97 | 378.332 | 378.332 | 0 | 0 | 0 | 931.448 | 0 | 0
7072 | 1430.0072 | 43.13 | 157.077 | 157.077 | 0 | 0 | 0 | 1272.93 | 0 | 0
7073 | 1378.6088 | 15.67 | 40.324 | 40.324 | 0 | 0 | 0 | 1338.285 | 0 | 0
7074 | 911.5146 | 0.98 | 0 | 0 | 0 | 0 | 0 | 911.515 | 0 | 0
7075 | 1308.9971 | 0 | 0 | 0 | 0 | 0 | 0 | 0 | 0 | 1308.997
7076 | 978.1652 | 0 | 0 | 0 | 0 | 0 | 0 | 0 | 0 | 978.165
7077 | 1111.0216 | 0 | 0 | 0 | 0 | 0 | 0 | 0 | 0 | 1111.022
7078 | 1313.0255 | 0 | 0 | 0 | 0 | 0 | 0 | 0 | 0 | 1313.026
7079 | 1476.9595 | 0 | 0 | 0 | 0 | 0 | 0 | 0 | 0 | 1476.959
7080 | 1488.6136 | 0 | 0 | 0 | 0 | 0 | 0 | 1392.06 | 0 | 96.553
7081 | 1055.859 | 0 | 0 | 0 | 0 | 0 | 0 | 1055.859 | 0 | 0
7082 | 1290.4943 | 0 | 0 | 0 | 0 | 0 | 0 | 1290.494 | 0 | 0
7083 | 1036.4355 | 0 | 0 | 0 | 0 | 0 | 0 | 1036.436 | 0 | 0
7084 | 1038.7663 | 0 | 0 | 0 | 0 | 0 | 0 | 1038.766 | 0 | 0
7085 | 936.9874 | 0 | 0 | 0 | 0 | 0 | 0 | 936.987 | 0 | 0
7086 | 1198.0387 | 0 | 0 | 0 | 0 | 0 | 0 | 1198.039 | 0 | 0
7087 | 1205.407 | 126.2 | 475.376 | 475.376 | 0 | 0 | 0 | 0 | 0 | 730.031
7088 | 1106.8931 | 306.86 | 1351.569 | 1106.894 | -244.675 | 0 | 0 | 0 | 0 | 0
7089 | 1442.5236 | 553.5 | 2413.699 | 1442.524 | -971.175 | 0 | 0 | 0 | 0 | 0
7090 | 1737.0055 | 665.29 | 2830.101 | 1737.005 | -1093.096 | 0 | 0 | 0 | 0 | 0
7091 | 1443.4841 | 659.55 | 2763.759 | 1443.484 | -1320.275 | 0 | 0 | 0 | 0 | 0
7092 | 1588.2695 | 472.06 | 1975.107 | 1588.269 | -386.838 | 0 | 0 | 0 | 0 | 0
7093 | 1786.2343 | 802.33 | 3269.752 | 1786.234 | -1483.518 | 0 | 0 | 0 | 0 | 0
7094 | 1390.1667 | 791.57 | 3243.711 | 1390.166 | -1799.377 | 0 | 54.168 | 0 | 0 | 0
7095 | 1677.3843 | 562.62 | 2361.374 | 1677.384 | -683.99 | 0 | 0 | 0 | 0 | 0
7096 | 1676.6695 | 361.54 | 1561.384 | 1561.384 | 0 | 0 | 0 | 115.286 | 0 | 0
7097 | 1553.3917 | 121.01 | 486.629 | 486.629 | 0 | 0 | 0 | 1066.762 | 0 | 0
7098 | 1585.9659 | 4.22 | 0 | 0 | 0 | 0 | 0 | 1585.966 | 0 | 0
7099 | 1572.7909 | 0 | 0 | 0 | 0 | 0 | 0 | 0 | 0 | 1572.791
7100 | 1489.3905 | 0 | 0 | 0 | 0 | 0 | 0 | 0 | 0 | 1489.39
7101 | 1698.3869 | 0 | 0 | 0 | 0 | 0 | 0 | 0 | 0 | 1698.387
7102 | 1112.5755 | 0 | 0 | 0 | 0 | 0 | 0 | 0 | 0 | 1112.575
7103 | 1168.515 | 0 | 0 | 0 | 0 | 0 | 0 | 0 | 0 | 1168.515
7104 | 371.3765 | 0 | 0 | 0 | 0 | 0 | 0 | 371.376 | 0 | 0
7105 | 116.5407 | 0 | 0 | 0 | 0 | 0 | 0 | 116.541 | 0 | 0
7106 | 122.7562 | 0 | 0 | 0 | 0 | 0 | 0 | 122.756 | 0 | 0
7107 | 114.9869 | 0 | 0 | 0 | 0 | 0 | 0 | 114.987 | 0 | 0
7108 | 121.2024 | 0 | 0 | 0 | 0 | 0 | 0 | 121.202 | 0 | 0
7109 | 123.5332 | 0 | 0 | 0 | 0 | 0 | 0 | 123.533 | 0 | 0
7110 | 101.7789 | 0 | 0 | 0 | 0 | 0 | 0 | 101.779 | 0 | 0
7111 | 87.8474 | 83.05 | 313.117 | 0 | -313.117 | 0 | 0 | 87.847 | 0 | 0
7112 | 176.3999 | 236.06 | 1024.276 | 0 | -1024.276 | 0 | 0 | 176.4 | 0 | 0
7113 | 1266.3005 | 155.49 | 648.401 | 0 | -648.401 | 0 | 0 | 1266.3 | 0 | 0
7114 | 1548.0484 | 47.11 | 170.233 | 0 | -170.233 | 0 | 0 | 1548.048 | 0 | 0
7115 | 1673.0266 | 147.66 | 599.571 | 0 | -599.571 | 0 | 0 | 1673.027 | 0 | 0
7116 | 1771.9988 | 556.23 | 2299.783 | 500.406 | -1799.377 | 0 | 0 | 1271.592 | 0 | 0
7117 | 1494.0026 | 755.85 | 3086.804 | 1287.427 | -1799.377 | 0 | 0 | 206.575 | 0 | 0
7118 | 1420.6499 | 540.58 | 2256.679 | 1364.317 | -892.362 | 0 | 0 | 56.334 | 0 | 0
7119 | 1712.2377 | 540.75 | 2302.128 | 1712.238 | -589.89 | 0 | 0 | 0 | 0 | 0
7120 | 1677.291 | 247.34 | 1066.814 | 1066.814 | 0 | 0 | 0 | 610.477 | 0 | 0
7121 | 1676.9667 | 8.81 | 11.854 | 11.854 | 0 | 0 | 0 | 1665.113 | 0 | 0
7122 | 1398.5489 | 0.98 | 0 | 0 | 0 | 0 | 0 | 1398.549 | 0 | 0
7123 | 1443.0422 | 0 | 0 | 0 | 0 | 0 | 0 | 0 | 0 | 1443.042
7124 | 1379.0653 | 0 | 0 | 0 | 0 | 0 | 0 | 0 | 0 | 1379.065
7125 | 1510.3678 | 0 | 0 | 0 | 0 | 0 | 0 | 0 | 0 | 1510.368
7126 | 1776.0807 | 0 | 0 | 0 | 0 | 0 | 0 | 0 | 0 | 1776.081
7127 | 1299.0406 | 0 | 0 | 0 | 0 | 0 | 0 | 0 | 0 | 1299.041
7128 | 1407.035 | 0 | 0 | 0 | 0 | 0 | 0 | 1407.035 | 0 | 0
7129 | 1057.4129 | 0 | 0 | 0 | 0 | 0 | 0 | 1057.413 | 0 | 0
7130 | 1358.0879 | 0 | 0 | 0 | 0 | 0 | 0 | 1358.088 | 0 | 0
7131 | 1203.4772 | 0 | 0 | 0 | 0 | 0 | 0 | 1203.477 | 0 | 0
7132 | 1147.5377 | 0 | 0 | 0 | 0 | 0 | 0 | 1147.538 | 0 | 0
7133 | 1421.0199 | 0 | 0 | 0 | 0 | 0 | 0 | 1421.02 | 0 | 0
7134 | 1152.9763 | 0 | 0 | 0 | 0 | 0 | 0 | 1152.976 | 0 | 0
7135 | 1150.6454 | 31.36 | 107.272 | 0 | -107.272 | 0 | 0 | 1150.645 | 0 | 0
7136 | 1557.2327 | 91.31 | 374.096 | 0 | -374.096 | 0 | 0 | 1557.233 | 0 | 0
7137 | 1562.9559 | 34.32 | 118.027 | 0 | -118.027 | 0 | 0 | 1562.956 | 0 | 0
7138 | 1484.153 | 194.89 | 814.307 | 0 | -814.307 | 0 | 0 | 1484.153 | 0 | 0
7139 | 1538.7348 | 679.17 | 2829.025 | 1029.648 | -1799.377 | 0 | 0 | 509.086 | 0 | 0
7140 | 1370.921 | 657.2 | 2745.936 | 946.559 | -1799.377 | 0 | 0 | 424.362 | 0 | 0
7141 | 1755.5239 | 166.42 | 681.748 | 0 | -681.748 | 0 | 0 | 1755.524 | 0 | 0
7142 | 1535.2541 | 260.15 | 1095.919 | 0 | -1095.919 | 0 | 0 | 1535.254 | 0 | 0
7143 | 1077.4462 | 56.91 | 213.774 | 36.912 | -176.862 | 0 | 0 | 1040.534 | 0 | 0
7144 | 1517.8449 | 76.51 | 304.514 | 304.514 | 0 | 0 | 0 | 1213.331 | 0 | 0
7145 | 1251.0074 | 98.36 | 400.006 | 400.006 | 0 | 0 | 0 | 851.001 | 0 | 0
7146 | 1642.0142 | 3.91 | 0 | 0 | 0 | 0 | 0 | 1642.014 | 0 | 0
7147 | 1603.6198 | 0 | 0 | 0 | 0 | 0 | 0 | 0 | 0 | 1603.62
7148 | 1352.6494 | 0 | 0 | 0 | 0 | 0 | 0 | 0 | 0 | 1352.649
7149 | 1404.7042 | 0 | 0 | 0 | 0 | 0 | 0 | 0 | 0 | 1404.704
7150 | 1233.7778 | 0 | 0 | 0 | 0 | 0 | 0 | 0 | 0 | 1233.778
7151 | 1466.0823 | 0 | 0 | 0 | 0 | 0 | 0 | 0 | 0 | 1466.082
7152 | 1573.2998 | 0 | 0 | 0 | 0 | 0 | 0 | 1573.3 | 0 | 0
7153 | 1475.4056 | 0 | 0 | 0 | 0 | 0 | 0 | 1475.406 | 0 | 0
7154 | 1317.6872 | 0 | 0 | 0 | 0 | 0 | 0 | 1317.687 | 0 | 0
7155 | 1793.9503 | 0 | 0 | 0 | 0 | 0 | 0 | 1793.95 | 0 | 0
7156 | 1639.3396 | 0 | 0 | 0 | 0 | 0 | 0 | 1639.34 | 0 | 0
7157 | 1427.2354 | 0 | 0 | 0 | 0 | 0 | 0 | 1427.235 | 0 | 0
7158 | 1366.6343 | 0 | 0 | 0 | 0 | 0 | 0 | 1366.634 | 0 | 0
7159 | 1260.9775 | 76.77 | 283.435 | 283.435 | 0 | 0 | 0 | 977.543 | 0 | 0
7160 | 331.6128 | 347.36 | 1531.299 | 331.612 | -1199.687 | 0 | 0 | 0 | 0 | 0
7161 | 268.4554 | 386.29 | 1679.569 | 268.455 | -1411.114 | 0 | 0 | 0 | 0 | 0
7162 | 276.049 | 472.4 | 2033.894 | 276.049 | -1757.845 | 0 | 0 | 0 | 0 | 0
7163 | 261.2493 | 669.06 | 2851.945 | 261.249 | -1799.377 | 0 | 791.319 | 0 | 0 | 0
7164 | 324.2289 | 815.69 | 3448.967 | 324.228 | -1799.377 | 0 | 1325.362 | 0 | 0 | 0
7165 | 205.8624 | 876.13 | 3712.325 | 205.863 | -1167.413 | 0 | 2339.049 | 0 | 0 | 0
7166 | 205.1622 | 581.37 | 2498.119 | 205.162 | 0 | 0 | 2292.957 | 0 | 0 | 0
7167 | 333.7513 | 566.08 | 2469.637 | 333.751 | 0 | 0 | 2135.886 | 0 | 0 | 0
7168 | 381.8331 | 288.03 | 1266.871 | 381.833 | 0 | 0 | 885.038 | 0 | 0 | 0
7169 | 308.0162 | 163.65 | 658.703 | 308.016 | 0 | 0 | 350.687 | 0 | 0 | 0
7170 | 338.7742 | 8.27 | 0 | 0 | 0 | 0 | 0 | 0 | 0 | 338.774
7171 | 273.5706 | 0 | 0 | 0 | 0 | 0 | 0 | 0 | 0 | 273.571
7172 | 258.7204 | 0 | 0 | 0 | 0 | 0 | 0 | 0 | 0 | 258.72
7173 | 300.6751 | 0 | 0 | 0 | 0 | 0 | 0 | 0 | 0 | 300.675
7174 | 283.5824 | 0 | 0 | 0 | 0 | 0 | 0 | 0 | 0 | 283.582
7175 | 236.1892 | 0 | 0 | 0 | 0 | 0 | 0 | 0 | 0 | 236.189
7176 | 135.1872 | 0 | 0 | 0 | 0 | 0 | 0 | 0 | 0 | 135.187
7177 | 138.295 | 0 | 0 | 0 | 0 | 0 | 0 | 0 | 0 | 138.295
7178 | 120.4254 | 0 | 0 | 0 | 0 | 0 | 0 | 0 | 0 | 120.425
7179 | 114.9869 | 0 | 0 | 0 | 0 | 0 | 0 | 0 | 0 | 114.987
7180 | 111.8791 | 0 | 0 | 0 | 0 | 0 | 0 | 0 | 0 | 111.879
7181 | 98.6711 | 0 | 0 | 0 | 0 | 0 | 0 | 0 | 0 | 98.671
7182 | 96.3403 | 0 | 0 | 0 | 0 | 0 | 0 | 0 | 0 | 96.34
7183 | 79.4371 | 140.73 | 518.305 | 79.437 | -438.868 | 0 | 0 | 0 | 0 | 0
7184 | 86.9093 | 365.24 | 1607.932 | 86.909 | -1521.023 | 0 | 0 | 0 | 0 | 0
7185 | 86.5519 | 639.01 | 2786.957 | 86.553 | -830.459 | 0 | 1869.945 | 0 | 0 | 0
7186 | 85.5428 | 820.55 | 3488.855 | 85.543 | 0 | 0 | 3403.312 | 0 | 0 | 0
7187 | 82.0117 | 525.36 | 2228.214 | 82.012 | 0 | 0 | 2146.202 | 0 | 0 | 0
7188 | 89.4741 | 555.48 | 2338.391 | 89.474 | 0 | 0 | 2248.917 | 0 | 0 | 0
7189 | 85.7196 | 644.5 | 2718.683 | 85.719 | 0 | 0 | 2632.964 | 0 | 0 | 0
7190 | 90.0355 | 732.28 | 3107.006 | 90.036 | 0 | 0 | 3016.97 | 0 | 0 | 0
7191 | 84.2988 | 115.75 | 469.378 | 84.298 | 0 | 0 | 385.08 | 0 | 0 | 0
7192 | 95.4148 | 233.41 | 1009.545 | 95.415 | 0 | 0 | 914.13 | 0 | 0 | 0
7193 | 85.638 | 30.37 | 102.86 | 85.638 | 0 | 0 | 17.222 | 0 | 0 | 0
7194 | 92.1604 | 1.96 | 0 | 0 | 0 | 0 | 0 | 0 | 0 | 92.16
7195 | 99.1266 | 0 | 0 | 0 | 0 | 0 | 0 | 0 | 0 | 99.127
7196 | 101.7789 | 0 | 0 | 0 | 0 | 0 | 0 | 0 | 0 | 101.779
7197 | 100.225 | 0 | 0 | 0 | 0 | 0 | 0 | 0 | 0 | 100.225
7198 | 107.9944 | 0 | 0 | 0 | 0 | 0 | 0 | 0 | 0 | 107.994
7199 | 98.6711 | 0 | 0 | 0 | 0 | 0 | 0 | 0 | 0 | 98.671
7200 | 104.1097 | 0 | 0 | 0 | 0 | 0 | 0 | 0 | 0 | 104.11
7201 | 94.0095 | 0 | 0 | 0 | 0 | 0 | 0 | 0 | 0 | 94.01
7202 | 100.225 | 0 | 0 | 0 | 0 | 0 | 0 | 0 | 0 | 100.225
7203 | 97.1173 | 0 | 0 | 0 | 0 | 0 | 0 | 0 | 0 | 97.117
7204 | 98.6711 | 0 | 0 | 0 | 0 | 0 | 0 | 0 | 0 | 98.671
7205 | 93.2326 | 0 | 0 | 0 | 0 | 0 | 0 | 0 | 0 | 93.233
7206 | 98.6711 | 0 | 0 | 0 | 0 | 0 | 0 | 0 | 0 | 98.671
7207 | 88.0252 | 101.11 | 378.802 | 88.025 | -290.777 | 0 | 0 | 0 | 0 | 0
7208 | 138.2668 | 339.4 | 1484.071 | 138.266 | -1140.394 | 0 | 205.411 | 0 | 0 | 0
7209 | 851.5291 | 558.92 | 2405.102 | 851.529 | 0 | 0 | 1553.573 | 0 | 0 | 0
7210 | 1151.9371 | 803.56 | 3353.577 | 1151.937 | 0 | 0 | 2201.64 | 0 | 0 | 0
7211 | 1368.5727 | 924.84 | 3781.199 | 1368.573 | 0 | 0 | 2412.626 | 0 | 0 | 0
7212 | 1597.6423 | 779.49 | 3203.212 | 1597.643 | 0 | 0 | 1605.569 | 0 | 0 | 0
7213 | 1506.7813 | 680.43 | 2821.527 | 1506.782 | 0 | 0 | 1314.745 | 0 | 0 | 0
7214 | 1412.897 | 599.57 | 2519.566 | 1412.897 | 0 | 0 | 1106.669 | 0 | 0 | 0
7215 | 1414.7093 | 396.22 | 1690.545 | 1414.709 | 0 | 0 | 275.836 | 0 | 0 | 0
7216 | 1584.3586 | 224.19 | 961.983 | 961.983 | 0 | 0 | 0 | 622.376 | 0 | 0
7217 | 1584.5198 | 83.9 | 337.034 | 337.034 | 0 | 0 | 0 | 1247.486 | 0 | 0
7218 | 1715.024 | 2.94 | 0 | 0 | 0 | 0 | 0 | 1715.024 | 0 | 0
7219 | 1680.964 | 0 | 0 | 0 | 0 | 0 | 0 | 250.784 | 0 | 1430.18
7220 | 1793.1733 | 0 | 0 | 0 | 0 | 0 | 0 | 0 | 0 | 1793.173
7221 | 1675.8557 | 0 | 0 | 0 | 0 | 0 | 0 | 0 | 0 | 1675.856
7222 | 1509.5909 | 0 | 0 | 0 | 0 | 0 | 0 | 0 | 0 | 1509.591
7223 | 1940.7916 | 0 | 0 | 0 | 0 | 0 | 0 | 141.415 | 0 | 1799.377
7224 | 1651.7706 | 0 | 0 | 0 | 0 | 0 | 0 | 1651.771 | 0 | 0
7225 | 1884.852 | 0 | 0 | 0 | 0 | 0 | 0 | 1884.852 | 0 | 0
7226 | 1574.8537 | 0 | 0 | 0 | 0 | 0 | 0 | 1574.854 | 0 | 0
7227 | 1236.1086 | 0 | 0 | 0 | 0 | 0 | 0 | 1236.109 | 0 | 0
7228 | 1240.7703 | 0 | 0 | 0 | 0 | 0 | 0 | 1240.77 | 0 | 0
7229 | 1692.1714 | 0 | 0 | 0 | 0 | 0 | 0 | 1692.171 | 0 | 0
7230 | 1647.1089 | 0 | 0 | 0 | 0 | 0 | 0 | 1647.109 | 0 | 0
7231 | 1061.519 | 137.66 | 507.635 | 0 | -507.635 | 0 | 0 | 1061.519 | 0 | 0
7232 | 1120.1186 | 381.55 | 1675.911 | 621.878 | -1054.033 | 0 | 0 | 498.241 | 0 | 0
7233 | 1674.4572 | 564.2 | 2454.334 | 1674.457 | -779.877 | 0 | 0 | 0 | 0 | 0
7234 | 2076.6159 | 775.49 | 3297.101 | 2076.616 | -1220.485 | 0 | 0 | 0 | 0 | 0
7235 | 1845.2748 | 883.27 | 3699.231 | 1845.274 | -1799.377 | 0 | 54.58 | 0 | 0 | 0
7236 | 2071.6969 | 711.6 | 2979.934 | 2071.697 | -908.237 | 0 | 0 | 0 | 0 | 0
7237 | 1651.0189 | 743.83 | 3116.809 | 1651.018 | -1465.791 | 0 | 0 | 0 | 0 | 0
7238 | 1496.2674 | 682.98 | 2895.645 | 1496.268 | -1399.377 | 0 | 0 | 0 | 0 | 0
7239 | 1315.4865 | 58.87 | 222.043 | 222.043 | 0 | 0 | 0 | 1093.444 | 0 | 0
7240 | 1605.1611 | 248.35 | 1079.659 | 1079.659 | 0 | 0 | 0 | 525.502 | 0 | 0
7241 | 1758.8346 | 130.18 | 524.773 | 524.773 | 0 | 0 | 0 | 1234.062 | 0 | 0
7242 | 1473.3059 | 5.96 | 0 | 0 | 0 | 0 | 0 | 1473.306 | 0 | 0
7243 | 1812.4967 | 0 | 0 | 0 | 0 | 0 | 0 | 341.139 | 0 | 1471.358
7244 | 1695.2791 | 0 | 0 | 0 | 0 | 0 | 0 | 0 | 0 | 1695.279
7245 | 1998.285 | 0 | 0 | 0 | 0 | 0 | 0 | 198.908 | 0 | 1799.377
7246 | 1626.9086 | 0 | 0 | 0 | 0 | 0 | 0 | 0 | 0 | 1626.909
7247 | 1615.2545 | 0 | 0 | 0 | 0 | 0 | 0 | 0 | 0 | 1615.254
7248 | 1388.3885 | 0 | 0 | 0 | 0 | 0 | 0 | 1388.389 | 0 | 0
7249 | 1436.5587 | 0 | 0 | 0 | 0 | 0 | 0 | 1436.559 | 0 | 0
7250 | 1567.0843 | 0 | 0 | 0 | 0 | 0 | 0 | 1567.084 | 0 | 0
7251 | 991.3731 | 0 | 0 | 0 | 0 | 0 | 0 | 991.373 | 0 | 0
7252 | 1218.2391 | 0 | 0 | 0 | 0 | 0 | 0 | 1218.239 | 0 | 0
7253 | 1230.6701 | 0 | 0 | 0 | 0 | 0 | 0 | 1230.67 | 0 | 0
7254 | 1351.8724 | 0 | 0 | 0 | 0 | 0 | 0 | 1351.872 | 0 | 0
7255 | 1256.2333 | 44.27 | 164.326 | 0 | -164.326 | 0 | 0 | 1256.233 | 0 | 0
7256 | 631.5235 | 124.52 | 526.942 | 0 | -526.942 | 0 | 0 | 631.524 | 0 | 0
7257 | 1426.3624 | 204.61 | 873.502 | 0 | -873.502 | 0 | 0 | 1426.362 | 0 | 0
7258 | 1434.29 | 608.15 | 2606.184 | 806.807 | -1799.377 | 0 | 0 | 627.483 | 0 | 0
7259 | 1329.046 | 591.66 | 2506.065 | 706.688 | -1799.377 | 0 | 0 | 622.358 | 0 | 0
7260 | 1071.6104 | 579.78 | 2445.743 | 646.366 | -1799.377 | 0 | 0 | 425.244 | 0 | 0
7261 | 1688.5431 | 485.84 | 2055.506 | 256.129 | -1799.377 | 0 | 0 | 1432.414 | 0 | 0
7262 | 1314.6289 | 196.59 | 819.637 | 447.102 | -372.535 | 0 | 0 | 867.527 | 0 | 0
7263 | 1623.5803 | 188.41 | 797.73 | 797.73 | 0 | 0 | 0 | 825.85 | 0 | 0
7264 | 1596.3166 | 81.44 | 326.443 | 326.443 | 0 | 0 | 0 | 1269.873 | 0 | 0
7265 | 1509.3432 | 63.11 | 246.911 | 246.911 | 0 | 0 | 0 | 1262.432 | 0 | 0
7266 | 1577.5497 | 1.96 | 0 | 0 | 0 | 0 | 0 | 1577.55 | 0 | 0
7267 | 1551.363 | 0 | 0 | 0 | 0 | 0 | 0 | 0 | 0 | 1551.363
7268 | 1267.9631 | 0 | 0 | 0 | 0 | 0 | 0 | 0 | 0 | 1267.963
7269 | 1587.2847 | 0 | 0 | 0 | 0 | 0 | 0 | 0 | 0 | 1587.285
7270 | 1797.835 | 0 | 0 | 0 | 0 | 0 | 0 | 0 | 0 | 1797.835
7271 | 1567.0843 | 0 | 0 | 0 | 0 | 0 | 0 | 0 | 0 | 1567.084
7272 | 1323.9027 | 0 | 0 | 0 | 0 | 0 | 0 | 1323.903 | 0 | 0
7273 | 1209.6927 | 0 | 0 | 0 | 0 | 0 | 0 | 1209.693 | 0 | 0
7274 | 1199.5926 | 0 | 0 | 0 | 0 | 0 | 0 | 1199.593 | 0 | 0
7275 | 1285.8327 | 0 | 0 | 0 | 0 | 0 | 0 | 1285.833 | 0 | 0
7276 | 1353.4263 | 0 | 0 | 0 | 0 | 0 | 0 | 1353.426 | 0 | 0
7277 | 1157.6379 | 0 | 0 | 0 | 0 | 0 | 0 | 1157.638 | 0 | 0
7278 | 1076.0594 | 0 | 0 | 0 | 0 | 0 | 0 | 1076.059 | 0 | 0
7279 | 1040.5708 | 122.71 | 457.7 | 0 | -457.7 | 0 | 0 | 1040.571 | 0 | 0
7280 | 680.187 | 346 | 1519.723 | 0 | -1519.723 | 0 | 0 | 680.187 | 0 | 0
7281 | 1145.7167 | 562.58 | 2438.233 | 844.172 | -1594.061 | 0 | 0 | 301.544 | 0 | 0
7282 | 1580.9303 | 700.01 | 2962.61 | 1580.931 | -1381.679 | 0 | 0 | 0 | 0 | 0
7283 | 1460.9439 | 632.81 | 2635.623 | 1460.944 | -1174.679 | 0 | 0 | 0 | 0 | 0
7284 | 1561.3107 | 586.59 | 2434.206 | 1561.31 | -872.896 | 0 | 0 | 0 | 0 | 0
7285 | 1658.8698 | 646.63 | 2681.848 | 1658.87 | -1022.978 | 0 | 0 | 0 | 0 | 0
7286 | 1697.236 | 335.97 | 1412.043 | 1412.043 | 0 | 0 | 0 | 285.193 | 0 | 0
7287 | 1609.0448 | 522.66 | 2234.2 | 1609.045 | -625.155 | 0 | 0 | 0 | 0 | 0
7288 | 1884.7238 | 52.98 | 199.066 | 199.066 | 0 | 0 | 0 | 1685.658 | 0 | 0
7289 | 1429.3409 | 95.01 | 381.572 | 381.572 | 0 | 0 | 0 | 1047.769 | 0 | 0
7290 | 1778.5902 | 4.26 | 0 | 0 | 0 | 0 | 0 | 1778.59 | 0 | 0
7291 | 1691.5158 | 0 | 0 | 0 | 0 | 0 | 0 | 122.252 | 0 | 1569.264
7292 | 1294.379 | 0 | 0 | 0 | 0 | 0 | 0 | 0 | 0 | 1294.379
7293 | 1858.4361 | 0 | 0 | 0 | 0 | 0 | 0 | 59.06 | 0 | 1799.377
7294 | 1860.7669 | 0 | 0 | 0 | 0 | 0 | 0 | 61.39 | 0 | 1799.377
7295 | 1745.7801 | 0 | 0 | 0 | 0 | 0 | 0 | 0 | 0 | 1745.78
7296 | 1270.2939 | 0 | 0 | 0 | 0 | 0 | 0 | 1270.294 | 0 | 0
7297 | 979.2 | 0 | 0 | 0 | 0 | 0 | 0 | 979.2 | 0 | 0
7298 | 1126.4 | 0 | 0 | 0 | 0 | 0 | 0 | 1126.4 | 0 | 0
7299 | 942.4 | 0 | 0 | 0 | 0 | 0 | 0 | 942.4 | 0 | 0
7300 | 1153.6 | 0 | 0 | 0 | 0 | 0 | 0 | 1153.6 | 0 | 0
7301 | 813.6 | 0 | 0 | 0 | 0 | 0 | 0 | 813.6 | 0 | 0
7302 | 752.8 | 0 | 0 | 0 | 0 | 0 | 0 | 752.8 | 0 | 0
7303 | 972.165 | 83.85 | 320.825 | 320.825 | 0 | 0 | 0 | 651.34 | 0 | 0
7304 | 714.13 | 118.74 | 496.665 | 496.665 | 0 | 0 | 0 | 217.465 | 0 | 0
7305 | 999.303 | 360.31 | 1554.774 | 999.303 | -555.471 | 0 | 0 | 0 | 0 | 0
7306 | 1215.461 | 671.32 | 2825.191 | 1215.461 | -1609.73 | 0 | 0 | 0 | 0 | 0
7307 | 1450.762 | 927.84 | 3743.837 | 1450.762 | -1799.377 | 0 | 493.698 | 0 | 0 | 0
7308 | 1203.09 | 831.32 | 3327.463 | 1203.09 | -1799.377 | 0 | 324.996 | 0 | 0 | 0
7309 | 1458.605 | 662.5 | 2669.909 | 1458.605 | -1211.304 | 0 | 0 | 0 | 0 | 0
7310 | 1394.271 | 597.71 | 2419.023 | 1394.271 | -1024.752 | 0 | 0 | 0 | 0 | 0
7311 | 1158.39 | 477.03 | 1992.245 | 1158.39 | -833.855 | 0 | 0 | 0 | 0 | 0
7312 | 1214.189 | 361.53 | 1551.592 | 1214.189 | -300.947 | 0 | 36.456 | 0 | 0 | 0
7313 | 1159.956 | 154.49 | 611.555 | 611.555 | 0 | 0 | 0 | 548.401 | 0 | 0
7314 | 1375.523 | 2.94 | 0 | 0 | 0 | 0 | 0 | 1375.523 | 0 | 0
7315 | 1310.4 | 0 | 0 | 0 | 0 | 0 | 0 | 0 | 0 | 1310.4
7316 | 1376 | 0 | 0 | 0 | 0 | 0 | 0 | 0 | 0 | 1376
7317 | 1444 | 0 | 0 | 0 | 0 | 0 | 0 | 0 | 0 | 1444
7318 | 890.4 | 0 | 0 | 0 | 0 | 0 | 0 | 0 | 0 | 890.4
7319 | 1152 | 0 | 0 | 0 | 0 | 0 | 0 | 0 | 0 | 1152
7320 | 1338.4 | 0 | 0 | 0 | 0 | 0 | 0 | 1338.4 | 0 | 0
7321 | 1149.6 | 0 | 0 | 0 | 0 | 0 | 0 | 1149.6 | 0 | 0
7322 | 1115.2 | 0 | 0 | 0 | 0 | 0 | 0 | 1115.2 | 0 | 0
7323 | 995.2 | 0 | 0 | 0 | 0 | 0 | 0 | 995.2 | 0 | 0
7324 | 1403.2 | 0 | 0 | 0 | 0 | 0 | 0 | 1403.2 | 0 | 0
7325 | 927.2 | 0 | 0 | 0 | 0 | 0 | 0 | 758.22 | 0 | 168.98
7326 | 899.2 | 0 | 0 | 0 | 0 | 0 | 0 | 0 | 0 | 899.2
7327 | 729.6 | 81.05 | 309.764 | 309.764 | 0 | 0 | 0 | 0 | 0 | 419.836
7328 | 1140.583 | 292.1 | 1259.129 | 1140.583 | -118.546 | 0 | 0 | 0 | 0 | 0
7329 | 1125.237 | 460.31 | 1947.758 | 1125.237 | -822.521 | 0 | 0 | 0 | 0 | 0
7330 | 1053.168 | 646.62 | 2663.798 | 1053.168 | -1610.63 | 0 | 0 | 0 | 0 | 0
7331 | 1214.887 | 736.09 | 2985.275 | 1214.887 | -1770.388 | 0 | 0 | 0 | 0 | 0
7332 | 1367.312 | 821.74 | 3303.472 | 1367.311 | -1799.377 | 0 | 136.784 | 0 | 0 | 0
7333 | 1412.702 | 629.21 | 2572.441 | 1412.702 | -1159.739 | 0 | 0 | 0 | 0 | 0
7334 | 992.147 | 456.85 | 1901.538 | 992.147 | -909.391 | 0 | 0 | 0 | 0 | 0
7335 | 979.152 | 311.56 | 1314.218 | 979.152 | -335.066 | 0 | 0 | 0 | 0 | 0
7336 | 1263.475 | 275.25 | 1182.791 | 1182.791 | 0 | 0 | 0 | 80.684 | 0 | 0
7337 | 1350.183 | 172.84 | 679.335 | 679.335 | 0 | 0 | 0 | 670.848 | 0 | 0
7338 | 1374.738 | 1.96 | 0 | 0 | 0 | 0 | 0 | 240.346 | 0 | 1134.392
7339 | 1219.2 | 0 | 0 | 0 | 0 | 0 | 0 | 0 | 0 | 1219.2
7340 | 1216 | 0 | 0 | 0 | 0 | 0 | 0 | 0 | 0 | 1216
7341 | 1084.8 | 0 | 0 | 0 | 0 | 0 | 0 | 0 | 0 | 1084.8
7342 | 1232 | 0 | 0 | 0 | 0 | 0 | 0 | 0 | 0 | 1232
7343 | 838.4 | 0 | 0 | 0 | 0 | 0 | 0 | 0 | 0 | 838.4
7344 | 932 | 0 | 0 | 0 | 0 | 0 | 0 | 0 | 0 | 932
7345 | 870.547 | 0 | 0 | 0 | 0 | 0 | 0 | 870.547 | 0 | 0
7346 | 870.2682 | 0 | 0 | 0 | 0 | 0 | 0 | 870.268 | 0 | 0
7347 | 862.4134 | 0 | 0 | 0 | 0 | 0 | 0 | 862.413 | 0 | 0
7348 | 826.5843 | 0 | 0 | 0 | 0 | 0 | 0 | 826.584 | 0 | 0
7349 | 819.3456 | 0 | 0 | 0 | 0 | 0 | 0 | 819.346 | 0 | 0
7350 | 813.6014 | 0 | 0 | 0 | 0 | 0 | 0 | 813.601 | 0 | 0
7351 | 903.9083 | 92.31 | 352.524 | 352.524 | 0 | 0 | 0 | 0 | 0 | 551.385
7352 | 791.2837 | 315.48 | 1376.448 | 791.283 | -585.165 | 0 | 0 | 0 | 0 | 0
7353 | 1005.2559 | 518.88 | 2209.462 | 1005.256 | -1204.206 | 0 | 0 | 0 | 0 | 0
7354 | 1195.4363 | 637.77 | 2632.128 | 1195.436 | -1436.692 | 0 | 0 | 0 | 0 | 0
7355 | 1226.7781 | 933.73 | 3678.944 | 1226.777 | -1799.377 | 0 | 652.79 | 0 | 0 | 0
7356 | 1217.1598 | 884.58 | 3469.747 | 1217.16 | -1799.377 | 0 | 453.21 | 0 | 0 | 0
7357 | 1234.1608 | 775.12 | 3052.784 | 1234.161 | -1799.377 | 0 | 19.246 | 0 | 0 | 0
7358 | 1231.0896 | 685.1 | 2749.583 | 1231.09 | -510.619 | 0 | 1007.874 | 0 | 0 | 0
7359 | 1249.2235 | 479.27 | 1993.066 | 1249.223 | 0 | 0 | 743.843 | 0 | 0 | 0
7360 | 1250.9173 | 352.17 | 1505.043 | 1250.917 | 0 | 0 | 254.126 | 0 | 0 | 0
7361 | 1257.5245 | 146.74 | 574.878 | 574.878 | 0 | 0 | 0 | 447.32 | 0 | 235.327
7362 | 1230.4932 | 2.94 | 0 | 0 | 0 | 0 | 0 | 0 | 0 | 1230.493
7363 | 1196.9072 | 0 | 0 | 0 | 0 | 0 | 0 | 0 | 0 | 1196.907
7364 | 1113.5542 | 0 | 0 | 0 | 0 | 0 | 0 | 0 | 0 | 1113.554
7365 | 1185.424 | 0 | 0 | 0 | 0 | 0 | 0 | 0 | 0 | 1185.424
7366 | 1185.7689 | 0 | 0 | 0 | 0 | 0 | 0 | 0 | 0 | 1185.769
7367 | 1162.3773 | 0 | 0 | 0 | 0 | 0 | 0 | 0 | 0 | 1162.377
7368 | 889.2698 | 0 | 0 | 0 | 0 | 0 | 0 | 0 | 0 | 889.27
7369 | 85.6 | 0 | 0 | 0 | 0 | 0 | 0 | 85.6 | 0 | 0
7370 | 91.2 | 0 | 0 | 0 | 0 | 0 | 0 | 91.2 | 0 | 0
7371 | 84 | 0 | 0 | 0 | 0 | 0 | 0 | 84 | 0 | 0
7372 | 87.2 | 0 | 0 | 0 | 0 | 0 | 0 | 87.2 | 0 | 0
7373 | 81.6 | 0 | 0 | 0 | 0 | 0 | 0 | 81.6 | 0 | 0
7374 | 85.6 | 0 | 0 | 0 | 0 | 0 | 0 | 85.6 | 0 | 0
7375 | 65.492 | 19.59 | 56.437 | 56.437 | 0 | 0 | 0 | 0 | 0 | 9.055
7376 | 93.277 | 34.3 | 120.236 | 93.277 | -26.959 | 0 | 0 | 0 | 0 | 0
7377 | 618.406 | 351.42 | 1496.854 | 618.406 | -878.448 | 0 | 0 | 0 | 0 | 0
7378 | 770.837 | 545.52 | 2268.906 | 770.837 | -1498.069 | 0 | 0 | 0 | 0 | 0
7379 | 1352.587 | 685.08 | 2785.92 | 1352.587 | -1433.333 | 0 | 0 | 0 | 0 | 0
7380 | 1093.259 | 793.87 | 3180.665 | 1093.258 | -1799.377 | 0 | 288.03 | 0 | 0 | 0
7381 | 1179.255 | 775.79 | 3126.936 | 1179.255 | -1799.377 | 0 | 148.304 | 0 | 0 | 0
7382 | 1555.276 | 644.34 | 2655.569 | 1555.276 | -1100.293 | 0 | 0 | 0 | 0 | 0
7383 | 1278.067 | 559.79 | 2360.371 | 1278.067 | -598.956 | 0 | 483.348 | 0 | 0 | 0
7384 | 1480.787 | 296.88 | 1278.527 | 1278.527 | 0 | 0 | 0 | 202.26 | 0 | 0
7385 | 1756.931 | 152.64 | 606.707 | 606.707 | 0 | 0 | 0 | 1150.224 | 0 | 0
7386 | 1617.657 | 3.15 | 0 | 0 | 0 | 0 | 0 | 1617.657 | 0 | 0
7387 | 1474.4 | 0 | 0 | 0 | 0 | 0 | 0 | 0 | 0 | 1474.4
7388 | 1431.2 | 0 | 0 | 0 | 0 | 0 | 0 | 0 | 0 | 1431.2
7389 | 1365.6 | 0 | 0 | 0 | 0 | 0 | 0 | 0 | 0 | 1365.6
7390 | 1100.8 | 0 | 0 | 0 | 0 | 0 | 0 | 0 | 0 | 1100.8
7391 | 1292.8 | 0 | 0 | 0 | 0 | 0 | 0 | 0 | 0 | 1292.8
7392 | 1215.2 | 0 | 0 | 0 | 0 | 0 | 0 | 437.547 | 0 | 777.653
7393 | 949.6 | 0 | 0 | 0 | 0 | 0 | 0 | 949.6 | 0 | 0
7394 | 1412.8 | 0 | 0 | 0 | 0 | 0 | 0 | 1412.8 | 0 | 0
7395 | 1319.2 | 0 | 0 | 0 | 0 | 0 | 0 | 1319.2 | 0 | 0
7396 | 1212.8 | 0 | 0 | 0 | 0 | 0 | 0 | 1212.8 | 0 | 0
7397 | 1012 | 0 | 0 | 0 | 0 | 0 | 0 | 1012 | 0 | 0
7398 | 1101.6 | 0 | 0 | 0 | 0 | 0 | 0 | 1101.6 | 0 | 0
7399 | 1240.205 | 128.12 | 474.481 | 474.481 | 0 | 0 | 0 | 0 | 0 | 765.724
7400 | 972.841 | 339.25 | 1472.846 | 972.841 | -500.005 | 0 | 0 | 0 | 0 | 0
7401 | 1091.276 | 613.4 | 2609.639 | 1091.276 | -1518.363 | 0 | 0 | 0 | 0 | 0
7402 | 1317.246 | 668.43 | 2764.223 | 1317.246 | -1446.977 | 0 | 0 | 0 | 0 | 0
7403 | 1461.008 | 804.34 | 3232.911 | 1461.008 | -1771.903 | 0 | 0 | 0 | 0 | 0
7404 | 1485.364 | 800.33 | 3188.39 | 1485.364 | -1703.026 | 0 | 0 | 0 | 0 | 0
7405 | 1859.342 | 742.79 | 2961.953 | 1859.342 | -1102.611 | 0 | 0 | 0 | 0 | 0
7406 | 1111.595 | 786.91 | 3157.111 | 1111.595 | -1091.927 | 0 | 953.589 | 0 | 0 | 0
7407 | 1623.432 | 601.18 | 2506.127 | 1623.432 | 0 | 0 | 882.695 | 0 | 0 | 0
7408 | 1529.712 | 236.96 | 1007.999 | 1007.999 | 0 | 0 | 0 | 521.713 | 0 | 0
7409 | 1351.591 | 114.64 | 456.098 | 456.098 | 0 | 0 | 0 | 895.493 | 0 | 0
7410 | 1119.86 | 3.15 | 0 | 0 | 0 | 0 | 0 | 1119.86 | 0 | 0
7411 | 915.2 | 0 | 0 | 0 | 0 | 0 | 0 | 0 | 0 | 915.2
7412 | 1072.8 | 0 | 0 | 0 | 0 | 0 | 0 | 0 | 0 | 1072.8
7413 | 1204 | 0 | 0 | 0 | 0 | 0 | 0 | 0 | 0 | 1204
7414 | 921.6 | 0 | 0 | 0 | 0 | 0 | 0 | 0 | 0 | 921.6
7415 | 1499.2 | 0 | 0 | 0 | 0 | 0 | 0 | 0 | 0 | 1499.2
7416 | 1340 | 0 | 0 | 0 | 0 | 0 | 0 | 1340 | 0 | 0
7417 | 1268 | 0 | 0 | 0 | 0 | 0 | 0 | 1268 | 0 | 0
7418 | 1223.2 | 0 | 0 | 0 | 0 | 0 | 0 | 1223.2 | 0 | 0
7419 | 1244.8 | 0 | 0 | 0 | 0 | 0 | 0 | 1244.8 | 0 | 0
7420 | 1196 | 0 | 0 | 0 | 0 | 0 | 0 | 1196 | 0 | 0
7421 | 920 | 0 | 0 | 0 | 0 | 0 | 0 | 920 | 0 | 0
7422 | 1409.6 | 0 | 0 | 0 | 0 | 0 | 0 | 1409.6 | 0 | 0
7423 | 1301.174 | 48.48 | 180.507 | 0 | -180.507 | 0 | 0 | 1301.174 | 0 | 0
7424 | 900.704 | 145.41 | 616.844 | 0 | -616.844 | 0 | 0 | 900.704 | 0 | 0
7425 | 1025.232 | 73.26 | 286.952 | 58.605 | -228.347 | 0 | 0 | 966.627 | 0 | 0
7426 | 1161.734 | 343.28 | 1450.413 | 1161.734 | -288.679 | 0 | 0 | 0 | 0 | 0
7427 | 1161.093 | 510.05 | 2124.572 | 1161.093 | -963.479 | 0 | 0 | 0 | 0 | 0
7428 | 1382.406 | 466.93 | 1935.882 | 1382.406 | -553.476 | 0 | 0 | 0 | 0 | 0
7429 | 1308.312 | 467.01 | 1933.883 | 1308.312 | -625.571 | 0 | 0 | 0 | 0 | 0
7430 | 1078.045 | 437.25 | 1818.036 | 1078.045 | -739.991 | 0 | 0 | 0 | 0 | 0
7431 | 1313.362 | 346.46 | 1459.22 | 1313.362 | -145.858 | 0 | 0 | 0 | 0 | 0
7432 | 1419.024 | 140.59 | 583.594 | 583.594 | 0 | 0 | 0 | 835.43 | 0 | 0
7433 | 1209.14 | 79.89 | 315.66 | 315.66 | 0 | 0 | 0 | 893.48 | 0 | 0
7434 | 1214.131 | 0.98 | 0 | 0 | 0 | 0 | 0 | 1214.131 | 0 | 0
7435 | 1495.2 | 0 | 0 | 0 | 0 | 0 | 0 | 0 | 0 | 1495.2
7436 | 1044.8 | 0 | 0 | 0 | 0 | 0 | 0 | 0 | 0 | 1044.8
7437 | 1540.8 | 0 | 0 | 0 | 0 | 0 | 0 | 0 | 0 | 1540.8
7438 | 1288 | 0 | 0 | 0 | 0 | 0 | 0 | 0 | 0 | 1288
7439 | 1128.8 | 0 | 0 | 0 | 0 | 0 | 0 | 0 | 0 | 1128.8
7440 | 1216 | 0 | 0 | 0 | 0 | 0 | 0 | 1216 | 0 | 0
7441 | 784.8 | 0 | 0 | 0 | 0 | 0 | 0 | 784.8 | 0 | 0
7442 | 1167.2 | 0 | 0 | 0 | 0 | 0 | 0 | 1167.2 | 0 | 0
7443 | 1024 | 0 | 0 | 0 | 0 | 0 | 0 | 1024 | 0 | 0
7444 | 1230.4 | 0 | 0 | 0 | 0 | 0 | 0 | 1230.4 | 0 | 0
7445 | 1207.2 | 0 | 0 | 0 | 0 | 0 | 0 | 1207.2 | 0 | 0
7446 | 961.6 | 0 | 0 | 0 | 0 | 0 | 0 | 961.6 | 0 | 0
7447 | 1106.751 | 104.12 | 398.171 | 398.171 | 0 | 0 | 0 | 708.58 | 0 | 0
7448 | 981.304 | 347.9 | 1530.365 | 981.304 | -549.061 | 0 | 0 | 0 | 0 | 0
7449 | 1087.115 | 588.28 | 2565.673 | 1087.115 | -1478.558 | 0 | 0 | 0 | 0 | 0
7450 | 1162.094 | 780.12 | 3305.5 | 1162.094 | -1799.377 | 0 | 344.029 | 0 | 0 | 0
7451 | 1710.031 | 734.77 | 3089.466 | 1710.031 | -1379.435 | 0 | 0 | 0 | 0 | 0
7452 | 1447.547 | 765.88 | 3200.64 | 1447.547 | -1753.093 | 0 | 0 | 0 | 0 | 0
7453 | 1355.19 | 563.09 | 2363.724 | 1355.19 | -1008.534 | 0 | 0 | 0 | 0 | 0
7454 | 1224.544 | 610.74 | 2587.455 | 1224.544 | -1166.754 | 0 | 196.157 | 0 | 0 | 0
7455 | 1435.996 | 359.68 | 1544.195 | 1435.996 | 0 | 0 | 108.199 | 0 | 0 | 0
7456 | 1576.816 | 336.78 | 1475.214 | 1475.214 | 0 | 0 | 0 | 101.602 | 0 | 0
7457 | 1545.343 | 161.88 | 645.621 | 645.621 | 0 | 0 | 0 | 899.722 | 0 | 0
7458 | 1644.762 | 1.96 | 0 | 0 | 0 | 0 | 0 | 1644.762 | 0 | 0
7459 | 1521.6 | 0 | 0 | 0 | 0 | 0 | 0 | 0 | 0 | 1521.6
7460 | 1470.4 | 0 | 0 | 0 | 0 | 0 | 0 | 0 | 0 | 1470.4
7461 | 1567.2 | 0 | 0 | 0 | 0 | 0 | 0 | 0 | 0 | 1567.2
7462 | 1155.2 | 0 | 0 | 0 | 0 | 0 | 0 | 0 | 0 | 1155.2
7463 | 1411.2 | 0 | 0 | 0 | 0 | 0 | 0 | 0 | 0 | 1411.2
7464 | 1588.8 | 0 | 0 | 0 | 0 | 0 | 0 | 1588.8 | 0 | 0
7465 | 1478.4 | 0 | 0 | 0 | 0 | 0 | 0 | 1478.4 | 0 | 0
7466 | 1609.6 | 0 | 0 | 0 | 0 | 0 | 0 | 1609.6 | 0 | 0
7467 | 1016 | 0 | 0 | 0 | 0 | 0 | 0 | 1016 | 0 | 0
7468 | 1200 | 0 | 0 | 0 | 0 | 0 | 0 | 1200 | 0 | 0
7469 | 1240 | 0 | 0 | 0 | 0 | 0 | 0 | 1240 | 0 | 0
7470 | 1102.4 | 0 | 0 | 0 | 0 | 0 | 0 | 1102.4 | 0 | 0
7471 | 1127.493 | 55.02 | 208.303 | 129.318 | -78.985 | 0 | 0 | 998.175 | 0 | 0
7472 | 1108.431 | 91.14 | 373.003 | 373.003 | 0 | 0 | 0 | 735.428 | 0 | 0
7473 | 1506.879 | 227.17 | 961.468 | 961.468 | 0 | 0 | 0 | 545.411 | 0 | 0
7474 | 1545.101 | 316.88 | 1322.872 | 1322.872 | 0 | 0 | 0 | 222.229 | 0 | 0
7475 | 1717.536 | 757.06 | 3030.73 | 1717.536 | -1313.194 | 0 | 0 | 0 | 0 | 0
7476 | 1743.337 | 897.05 | 3516.572 | 1743.337 | -1773.235 | 0 | 0 | 0 | 0 | 0
7477 | 1659.288 | 881.42 | 3496.79 | 1659.288 | -1799.377 | 0 | 38.125 | 0 | 0 | 0
7478 | 1711.846 | 824.31 | 3338.739 | 1711.846 | -1626.893 | 0 | 0 | 0 | 0 | 0
7479 | 1778.711 | 300.73 | 1265.308 | 1265.308 | 0 | 0 | 0 | 513.403 | 0 | 0
7480 | 1671.964 | 311.63 | 1339.987 | 1339.987 | 0 | 0 | 0 | 331.977 | 0 | 0
7481 | 1740.399 | 7.83 | 7.447 | 7.447 | 0 | 0 | 0 | 1732.952 | 0 | 0
7482 | 1561.823 | 0 | 0 | 0 | 0 | 0 | 0 | 1561.823 | 0 | 0
7483 | 1636 | 0 | 0 | 0 | 0 | 0 | 0 | 0 | 0 | 1636
7484 | 1423.2 | 0 | 0 | 0 | 0 | 0 | 0 | 0 | 0 | 1423.2
7485 | 1198.4 | 0 | 0 | 0 | 0 | 0 | 0 | 0 | 0 | 1198.4
7486 | 1556.8 | 0 | 0 | 0 | 0 | 0 | 0 | 0 | 0 | 1556.8
7487 | 1191.2 | 0 | 0 | 0 | 0 | 0 | 0 | 0 | 0 | 1191.2
7488 | 1529.6 | 0 | 0 | 0 | 0 | 0 | 0 | 1529.6 | 0 | 0
7489 | 1598.4 | 0 | 0 | 0 | 0 | 0 | 0 | 1598.4 | 0 | 0
7490 | 1415.2 | 0 | 0 | 0 | 0 | 0 | 0 | 1415.2 | 0 | 0
7491 | 1582.4 | 0 | 0 | 0 | 0 | 0 | 0 | 1582.4 | 0 | 0
7492 | 1364.8 | 0 | 0 | 0 | 0 | 0 | 0 | 1364.8 | 0 | 0
7493 | 1329.6 | 0 | 0 | 0 | 0 | 0 | 0 | 1329.6 | 0 | 0
7494 | 1695.2 | 0 | 0 | 0 | 0 | 0 | 0 | 1695.2 | 0 | 0
7495 | 1435.98 | 55.23 | 199.859 | 199.859 | 0 | 0 | 0 | 1236.121 | 0 | 0
7496 | 1870.081 | 281.17 | 1238.31 | 1238.31 | 0 | 0 | 0 | 631.771 | 0 | 0
7497 | 1222.75 | 476.72 | 2072.808 | 1222.75 | -850.058 | 0 | 0 | 0 | 0 | 0
7498 | 1723.893 | 679.54 | 2859.16 | 1723.893 | -1135.267 | 0 | 0 | 0 | 0 | 0
7499 | 1512.119 | 625.15 | 2593.469 | 1512.119 | -1081.35 | 0 | 0 | 0 | 0 | 0
7500 | 1701.586 | 783.23 | 3188.855 | 1701.586 | -1487.269 | 0 | 0 | 0 | 0 | 0
7501 | 1506.384 | 628.5 | 2580.613 | 1506.384 | -1074.229 | 0 | 0 | 0 | 0 | 0
7502 | 1400.986 | 425.31 | 1773.821 | 1400.986 | -372.835 | 0 | 0 | 0 | 0 | 0
7503 | 1718.665 | 451.34 | 1911.767 | 1718.665 | -193.102 | 0 | 0 | 0 | 0 | 0
7504 | 1537.608 | 46.07 | 169.406 | 169.406 | 0 | 0 | 0 | 1368.202 | 0 | 0
7505 | 1343.34 | 39.2 | 140.33 | 140.33 | 0 | 0 | 0 | 1203.01 | 0 | 0
7506 | 1522.828 | 0.98 | 0 | 0 | 0 | 0 | 0 | 1522.828 | 0 | 0
7507 | 1356.8 | 0 | 0 | 0 | 0 | 0 | 0 | 1356.8 | 0 | 0
7508 | 1599.2 | 0 | 0 | 0 | 0 | 0 | 0 | 1599.2 | 0 | 0
7509 | 1412.8 | 0 | 0 | 0 | 0 | 0 | 0 | 1209.794 | 0 | 203.006
7510 | 1264.8 | 0 | 0 | 0 | 0 | 0 | 0 | 0 | 0 | 1264.8
7511 | 1524 | 0 | 0 | 0 | 0 | 0 | 0 | 0 | 0 | 1524
7512 | 828.8 | 0 | 0 | 0 | 0 | 0 | 0 | 0 | 0 | 828.8
7513 | 1140 | 0 | 0 | 0 | 0 | 0 | 0 | 1140 | 0 | 0
7514 | 1248.8 | 0 | 0 | 0 | 0 | 0 | 0 | 1248.8 | 0 | 0
7515 | 1267.2 | 0 | 0 | 0 | 0 | 0 | 0 | 1267.2 | 0 | 0
7516 | 1367.2 | 0 | 0 | 0 | 0 | 0 | 0 | 1367.2 | 0 | 0
7517 | 1266.4 | 0 | 0 | 0 | 0 | 0 | 0 | 1266.4 | 0 | 0
7518 | 1180 | 0 | 0 | 0 | 0 | 0 | 0 | 1180 | 0 | 0
7519 | 1235.738 | 95.7 | 359.677 | 359.677 | 0 | 0 | 0 | 0 | 0 | 876.061
7520 | 932.415 | 276.36 | 1227.68 | 932.415 | -295.265 | 0 | 0 | 0 | 0 | 0
7521 | 1225.774 | 470.92 | 2090.557 | 1225.774 | -864.783 | 0 | 0 | 0 | 0 | 0
7522 | 1183.594 | 623.96 | 2714.402 | 1183.594 | -1530.808 | 0 | 0 | 0 | 0 | 0
7523 | 1167.775 | 747.37 | 3199.106 | 1167.775 | -1799.377 | 0 | 231.954 | 0 | 0 | 0
7524 | 1149.101 | 613.69 | 2620.059 | 1149.101 | -1470.958 | 0 | 0 | 0 | 0 | 0
7525 | 1061.564 | 581.27 | 2482.822 | 1061.564 | -1421.258 | 0 | 0 | 0 | 0 | 0
7526 | 1207.035 | 462.95 | 1992.171 | 1207.035 | -785.136 | 0 | 0 | 0 | 0 | 0
7527 | 1229.373 | 258.06 | 1110.259 | 1110.259 | 0 | 0 | 0 | 119.114 | 0 | 0
7528 | 1219.569 | 159.94 | 683.826 | 683.826 | 0 | 0 | 0 | 535.743 | 0 | 0
7529 | 850.341 | 60.24 | 235.612 | 235.612 | 0 | 0 | 0 | 614.729 | 0 | 0
7530 | 1029.964 | 0.98 | 0 | 0 | 0 | 0 | 0 | 1029.964 | 0 | 0
7531 | 1183.2 | 0 | 0 | 0 | 0 | 0 | 0 | 0 | 0 | 1183.2
7532 | 1294.4 | 0 | 0 | 0 | 0 | 0 | 0 | 0 | 0 | 1294.4
7533 | 1021.6 | 0 | 0 | 0 | 0 | 0 | 0 | 0 | 0 | 1021.6
7534 | 1191.2 | 0 | 0 | 0 | 0 | 0 | 0 | 0 | 0 | 1191.2
7535 | 1176 | 0 | 0 | 0 | 0 | 0 | 0 | 0 | 0 | 1176
7536 | 173.6 | 0 | 0 | 0 | 0 | 0 | 0 | 173.6 | 0 | 0
7537 | 89.6 | 0 | 0 | 0 | 0 | 0 | 0 | 89.6 | 0 | 0
7538 | 171.2 | 0 | 0 | 0 | 0 | 0 | 0 | 171.2 | 0 | 0
7539 | 109.6 | 0 | 0 | 0 | 0 | 0 | 0 | 109.6 | 0 | 0
7540 | 114.4 | 0 | 0 | 0 | 0 | 0 | 0 | 114.4 | 0 | 0
7541 | 85.6 | 0 | 0 | 0 | 0 | 0 | 0 | 85.6 | 0 | 0
7542 | 88.8 | 0 | 0 | 0 | 0 | 0 | 0 | 88.8 | 0 | 0
7543 | 85.749 | 54.76 | 199.06 | 0 | -199.06 | 0 | 0 | 85.749 | 0 | 0
7544 | 209.928 | 43.12 | 161.2 | 0 | -161.2 | 0 | 0 | 209.928 | 0 | 0
7545 | 856.951 | 130.08 | 542.613 | 475.392 | -67.221 | 0 | 0 | 381.559 | 0 | 0
7546 | 1343.987 | 159.45 | 664.044 | 664.044 | 0 | 0 | 0 | 679.943 | 0 | 0
7547 | 1233.607 | 253.77 | 1069.091 | 1069.091 | 0 | 0 | 0 | 164.516 | 0 | 0
7548 | 1009.939 | 423.35 | 1790.438 | 1009.939 | -780.499 | 0 | 0 | 0 | 0 | 0
7549 | 1251.764 | 353.01 | 1491.049 | 1251.764 | -239.285 | 0 | 0 | 0 | 0 | 0
7550 | 1114.082 | 529.05 | 2255.251 | 1114.082 | -1141.169 | 0 | 0 | 0 | 0 | 0
7551 | 1131.027 | 617.02 | 2685.15 | 1131.027 | -1554.123 | 0 | 0 | 0 | 0 | 0
7552 | 1306.039 | 424.41 | 1883.727 | 1306.039 | -577.688 | 0 | 0 | 0 | 0 | 0
7553 | 1317.887 | 190.12 | 751.488 | 751.488 | 0 | 0 | 0 | 566.399 | 0 | 0
7554 | 1482.151 | 5.56 | 0 | 0 | 0 | 0 | 0 | 1482.151 | 0 | 0
7555 | 1344.8 | 0 | 0 | 0 | 0 | 0 | 0 | 0 | 0 | 1344.8
7556 | 1447.2 | 0 | 0 | 0 | 0 | 0 | 0 | 0 | 0 | 1447.2
7557 | 1483.2 | 0 | 0 | 0 | 0 | 0 | 0 | 0 | 0 | 1483.2
7558 | 1075.2 | 0 | 0 | 0 | 0 | 0 | 0 | 0 | 0 | 1075.2
7559 | 1232.8 | 0 | 0 | 0 | 0 | 0 | 0 | 0 | 0 | 1232.8
7560 | 1115.2 | 0 | 0 | 0 | 0 | 0 | 0 | 1115.2 | 0 | 0
7561 | 1131.2 | 0 | 0 | 0 | 0 | 0 | 0 | 1131.2 | 0 | 0
7562 | 1402.4 | 0 | 0 | 0 | 0 | 0 | 0 | 1402.4 | 0 | 0
7563 | 878.4 | 0 | 0 | 0 | 0 | 0 | 0 | 878.4 | 0 | 0
7564 | 985.6 | 0 | 0 | 0 | 0 | 0 | 0 | 985.6 | 0 | 0
7565 | 1147.2 | 0 | 0 | 0 | 0 | 0 | 0 | 1147.2 | 0 | 0
7566 | 1303.2 | 0 | 0 | 0 | 0 | 0 | 0 | 1303.2 | 0 | 0
7567 | 1182.365 | 133.03 | 480.456 | 480.456 | 0 | 0 | 0 | 701.909 | 0 | 0
7568 | 1335.808 | 384.58 | 1691.497 | 1335.808 | -355.689 | 0 | 0 | 0 | 0 | 0
7569 | 1230.58 | 620.64 | 2706.105 | 1230.58 | -1475.525 | 0 | 0 | 0 | 0 | 0
7570 | 1363.817 | 805.14 | 3409.799 | 1363.817 | -1799.377 | 0 | 246.605 | 0 | 0 | 0
7571 | 1384.068 | 923.8 | 3831.309 | 1384.067 | -1799.377 | 0 | 647.865 | 0 | 0 | 0
7572 | 1456.248 | 971.75 | 3984.121 | 1456.247 | -1799.377 | 0 | 728.497 | 0 | 0 | 0
7573 | 1474.147 | 892.81 | 3687.995 | 1474.147 | -1799.377 | 0 | 414.471 | 0 | 0 | 0
7574 | 1408.803 | 329.96 | 1393.824 | 1393.824 | 0 | 0 | 0 | 14.979 | 0 | 0
7575 | 1416.215 | 79.49 | 309.612 | 309.612 | 0 | 0 | 0 | 1106.603 | 0 | 0
7576 | 1598.239 | 172.02 | 727.379 | 727.379 | 0 | 0 | 0 | 870.86 | 0 | 0
7577 | 1617.779 | 134.19 | 532.351 | 532.351 | 0 | 0 | 0 | 1085.428 | 0 | 0
7578 | 1347.526 | 1.96 | 0 | 0 | 0 | 0 | 0 | 1347.526 | 0 | 0
7579 | 1315.2 | 0 | 0 | 0 | 0 | 0 | 0 | 0 | 0 | 1315.2
7580 | 1236.8 | 0 | 0 | 0 | 0 | 0 | 0 | 0 | 0 | 1236.8
7581 | 1147.2 | 0 | 0 | 0 | 0 | 0 | 0 | 0 | 0 | 1147.2
7582 | 1199.2 | 0 | 0 | 0 | 0 | 0 | 0 | 0 | 0 | 1199.2
7583 | 1183.2 | 0 | 0 | 0 | 0 | 0 | 0 | 0 | 0 | 1183.2
7584 | 1420 | 0 | 0 | 0 | 0 | 0 | 0 | 1420 | 0 | 0
7585 | 1430.4 | 0 | 0 | 0 | 0 | 0 | 0 | 1430.4 | 0 | 0
7586 | 1165.6 | 0 | 0 | 0 | 0 | 0 | 0 | 1165.6 | 0 | 0
7587 | 1365.6 | 0 | 0 | 0 | 0 | 0 | 0 | 1365.6 | 0 | 0
7588 | 876.8 | 0 | 0 | 0 | 0 | 0 | 0 | 876.8 | 0 | 0
7589 | 816 | 0 | 0 | 0 | 0 | 0 | 0 | 816 | 0 | 0
7590 | 768 | 0 | 0 | 0 | 0 | 0 | 0 | 768 | 0 | 0
7591 | 1244.499 | 110.44 | 403.201 | 403.201 | 0 | 0 | 0 | 841.298 | 0 | 0
7592 | 1277.595 | 387.72 | 1696.033 | 1277.595 | -418.438 | 0 | 0 | 0 | 0 | 0
7593 | 1546.546 | 525.92 | 2256.022 | 1546.546 | -709.476 | 0 | 0 | 0 | 0 | 0
7594 | 1572.208 | 802.49 | 3274.719 | 1572.208 | -1702.511 | 0 | 0 | 0 | 0 | 0
7595 | 1429.627 | 917.02 | 3606.967 | 1429.626 | -1799.377 | 0 | 377.964 | 0 | 0 | 0
7596 | 1773.524 | 430.94 | 1767.954 | 1767.954 | 0 | 0 | 0 | 5.57 | 0 | 0
7597 | 1456.594 | 237.98 | 973.706 | 973.706 | 0 | 0 | 0 | 482.888 | 0 | 0
7598 | 1568.38 | 365.39 | 1513.765 | 1513.765 | 0 | 0 | 0 | 54.615 | 0 | 0
7599 | 1614.354 | 556.63 | 2332.779 | 1614.354 | -718.425 | 0 | 0 | 0 | 0 | 0
7600 | 1835.767 | 378.08 | 1629.255 | 1629.255 | 0 | 0 | 0 | 206.512 | 0 | 0
7601 | 1488.288 | 74.2 | 282.098 | 282.098 | 0 | 0 | 0 | 1206.19 | 0 | 0
7602 | 1561.284 | 3.61 | 0 | 0 | 0 | 0 | 0 | 1561.284 | 0 | 0
7603 | 1532 | 0 | 0 | 0 | 0 | 0 | 0 | 0 | 0 | 1532
7604 | 1440.8 | 0 | 0 | 0 | 0 | 0 | 0 | 0 | 0 | 1440.8
7605 | 1496.8 | 0 | 0 | 0 | 0 | 0 | 0 | 0 | 0 | 1496.8
7606 | 967.2 | 0 | 0 | 0 | 0 | 0 | 0 | 0 | 0 | 967.2
7607 | 1389.6 | 0 | 0 | 0 | 0 | 0 | 0 | 0 | 0 | 1389.6
7608 | 994.4 | 0 | 0 | 0 | 0 | 0 | 0 | 994.4 | 0 | 0
7609 | 1131.2 | 0 | 0 | 0 | 0 | 0 | 0 | 1131.2 | 0 | 0
7610 | 1332.8 | 0 | 0 | 0 | 0 | 0 | 0 | 1332.8 | 0 | 0
7611 | 1132.8 | 0 | 0 | 0 | 0 | 0 | 0 | 1132.8 | 0 | 0
7612 | 1163.2 | 0 | 0 | 0 | 0 | 0 | 0 | 1163.2 | 0 | 0
7613 | 1312.8 | 0 | 0 | 0 | 0 | 0 | 0 | 1312.8 | 0 | 0
7614 | 1239.2 | 0 | 0 | 0 | 0 | 0 | 0 | 1239.2 | 0 | 0
7615 | 1053.267 | 98.81 | 364.655 | 364.655 | 0 | 0 | 0 | 688.612 | 0 | 0
7616 | 1323.515 | 296.05 | 1293.563 | 1293.563 | 0 | 0 | 0 | 19.403 | 0 | 10.549
7617 | 1381.943 | 538.46 | 2310.657 | 1381.943 | -928.714 | 0 | 0 | 0 | 0 | 0
7618 | 1401.676 | 810.9 | 3318.305 | 1401.676 | -1799.377 | 0 | 117.252 | 0 | 0 | 0
7619 | 1376.532 | 931.89 | 3708.038 | 1376.532 | -1799.377 | 0 | 532.129 | 0 | 0 | 0
7620 | 1661.105 | 980.4 | 3853.046 | 1661.105 | -1799.377 | 0 | 392.564 | 0 | 0 | 0
7621 | 1751.024 | 949.99 | 3763.421 | 1751.024 | -1799.377 | 0 | 213.02 | 0 | 0 | 0
7622 | 1832.523 | 845.61 | 3415.955 | 1832.523 | -1008.591 | 0 | 574.841 | 0 | 0 | 0
7623 | 1589.617 | 532.77 | 2232.971 | 1589.617 | 0 | 0 | 643.354 | 0 | 0 | 0
7624 | 1620.881 | 346.91 | 1487.334 | 1487.334 | 0 | 0 | 0 | 133.547 | 0 | 0
7625 | 1347.911 | 134.05 | 527.509 | 527.509 | 0 | 0 | 0 | 820.402 | 0 | 0
7626 | 1547.415 | 1.96 | 0 | 0 | 0 | 0 | 0 | 1547.415 | 0 | 0
7627 | 1665.6 | 0 | 0 | 0 | 0 | 0 | 0 | 0 | 0 | 1665.6
7628 | 1189.6 | 0 | 0 | 0 | 0 | 0 | 0 | 0 | 0 | 1189.6
7629 | 890.4 | 0 | 0 | 0 | 0 | 0 | 0 | 0 | 0 | 890.4
7630 | 993.6 | 0 | 0 | 0 | 0 | 0 | 0 | 0 | 0 | 993.6
7631 | 1250.4 | 0 | 0 | 0 | 0 | 0 | 0 | 0 | 0 | 1250.4
7632 | 1127.2 | 0 | 0 | 0 | 0 | 0 | 0 | 966.414 | 0 | 160.786
7633 | 1052 | 0 | 0 | 0 | 0 | 0 | 0 | 1052 | 0 | 0
7634 | 1386.4 | 0 | 0 | 0 | 0 | 0 | 0 | 1386.4 | 0 | 0
7635 | 1046.4 | 0 | 0 | 0 | 0 | 0 | 0 | 1046.4 | 0 | 0
7636 | 1260 | 0 | 0 | 0 | 0 | 0 | 0 | 1260 | 0 | 0
7637 | 1321.6 | 0 | 0 | 0 | 0 | 0 | 0 | 1321.6 | 0 | 0
7638 | 721.6 | 0 | 0 | 0 | 0 | 0 | 0 | 721.6 | 0 | 0
7639 | 904.057 | 63.03 | 234.525 | 234.525 | 0 | 0 | 0 | 0 | 0 | 669.532
7640 | 979.12 | 370.98 | 1600.552 | 979.12 | -621.432 | 0 | 0 | 0 | 0 | 0
7641 | 1105.275 | 502.81 | 2144.847 | 1105.275 | -1039.572 | 0 | 0 | 0 | 0 | 0
7642 | 1633.544 | 464.19 | 1944.932 | 1633.544 | -311.388 | 0 | 0 | 0 | 0 | 0
7643 | 1559.029 | 854.61 | 3487.655 | 1559.029 | -1799.377 | 0 | 129.249 | 0 | 0 | 0
7644 | 1491.985 | 602.12 | 2494.092 | 1491.985 | -1002.107 | 0 | 0 | 0 | 0 | 0
7645 | 1664.025 | 566.3 | 2349.809 | 1664.025 | -685.784 | 0 | 0 | 0 | 0 | 0
7646 | 1509.416 | 529.96 | 2223.921 | 1509.416 | -714.505 | 0 | 0 | 0 | 0 | 0
7647 | 1181.19 | 552.72 | 2361.34 | 1181.19 | -1180.15 | 0 | 0 | 0 | 0 | 0
7648 | 1646.173 | 430.77 | 1881.688 | 1646.173 | -235.515 | 0 | 0 | 0 | 0 | 0
7649 | 1321.611 | 184.74 | 725.102 | 725.102 | 0 | 0 | 0 | 596.509 | 0 | 0
7650 | 1456.398 | 4.24 | 0 | 0 | 0 | 0 | 0 | 1456.398 | 0 | 0
7651 | 1341.6 | 0 | 0 | 0 | 0 | 0 | 0 | 0 | 0 | 1341.6
7652 | 1266.4 | 0 | 0 | 0 | 0 | 0 | 0 | 0 | 0 | 1266.4
7653 | 1124.8 | 0 | 0 | 0 | 0 | 0 | 0 | 0 | 0 | 1124.8
7654 | 1446.4 | 0 | 0 | 0 | 0 | 0 | 0 | 0 | 0 | 1446.4
7655 | 1150.4 | 0 | 0 | 0 | 0 | 0 | 0 | 0 | 0 | 1150.4
7656 | 1467.2 | 0 | 0 | 0 | 0 | 0 | 0 | 1467.2 | 0 | 0
7657 | 1057.6 | 0 | 0 | 0 | 0 | 0 | 0 | 1057.6 | 0 | 0
7658 | 1108 | 0 | 0 | 0 | 0 | 0 | 0 | 1108 | 0 | 0
7659 | 1446.4 | 0 | 0 | 0 | 0 | 0 | 0 | 1446.4 | 0 | 0
7660 | 1334.4 | 0 | 0 | 0 | 0 | 0 | 0 | 1334.4 | 0 | 0
7661 | 826.4 | 0 | 0 | 0 | 0 | 0 | 0 | 476.506 | 0 | 349.894
7662 | 1045.6 | 0 | 0 | 0 | 0 | 0 | 0 | 0 | 0 | 1045.6
7663 | 960.752 | 134.64 | 477.67 | 477.67 | 0 | 0 | 0 | 0 | 0 | 483.082
7664 | 891.267 | 385.89 | 1688.116 | 891.267 | -796.849 | 0 | 0 | 0 | 0 | 0
7665 | 1021.024 | 623 | 2697.179 | 1021.024 | -1676.155 | 0 | 0 | 0 | 0 | 0
7666 | 1278.022 | 809.37 | 3403.014 | 1278.022 | -1799.377 | 0 | 325.615 | 0 | 0 | 0
7667 | 1410.682 | 935.24 | 3867.335 | 1410.682 | -1799.377 | 0 | 657.276 | 0 | 0 | 0
7668 | 1375.315 | 847.32 | 3519.036 | 1375.315 | -1799.377 | 0 | 344.344 | 0 | 0 | 0
7669 | 1500.064 | 853.11 | 3544.414 | 1500.064 | -1263.679 | 0 | 780.671 | 0 | 0 | 0
7670 | 1347.201 | 524.92 | 2228.65 | 1347.201 | 0 | 0 | 881.449 | 0 | 0 | 0
7671 | 1165.374 | 647.39 | 2775.42 | 1165.374 | 0 | 0 | 1610.046 | 0 | 0 | 0
7672 | 1265.572 | 374.17 | 1636.974 | 1265.572 | 0 | 0 | 371.402 | 0 | 0 | 0
7673 | 1012.197 | 60.47 | 224.563 | 224.563 | 0 | 0 | 0 | 651.252 | 0 | 136.383
7674 | 1011.616 | 0.98 | 0 | 0 | 0 | 0 | 0 | 0 | 0 | 1011.616
7675 | 971.2 | 0 | 0 | 0 | 0 | 0 | 0 | 0 | 0 | 971.2
7676 | 1312 | 0 | 0 | 0 | 0 | 0 | 0 | 0 | 0 | 1312
7677 | 1095.2 | 0 | 0 | 0 | 0 | 0 | 0 | 0 | 0 | 1095.2
7678 | 1071.2 | 0 | 0 | 0 | 0 | 0 | 0 | 0 | 0 | 1071.2
7679 | 1172 | 0 | 0 | 0 | 0 | 0 | 0 | 0 | 0 | 1172
7680 | 1040 | 0 | 0 | 0 | 0 | 0 | 0 | 0 | 0 | 1040
7681 | 1044 | 0 | 0 | 0 | 0 | 0 | 0 | 1044 | 0 | 0
7682 | 1136.8 | 0 | 0 | 0 | 0 | 0 | 0 | 1136.8 | 0 | 0
7683 | 1080.8 | 0 | 0 | 0 | 0 | 0 | 0 | 1080.8 | 0 | 0
7684 | 1034.4 | 0 | 0 | 0 | 0 | 0 | 0 | 1034.4 | 0 | 0
7685 | 1055.2 | 0 | 0 | 0 | 0 | 0 | 0 | 1055.2 | 0 | 0
7686 | 1076 | 0 | 0 | 0 | 0 | 0 | 0 | 1076 | 0 | 0
7687 | 886.193 | 139.28 | 487.615 | 487.615 | 0 | 0 | 0 | 0 | 0 | 398.578
7688 | 293.458 | 392 | 1703.028 | 293.458 | -1409.57 | 0 | 0 | 0 | 0 | 0
7689 | 141.382 | 624.3 | 2667.446 | 141.382 | -1799.377 | 0 | 726.687 | 0 | 0 | 0
7690 | 225.957 | 810.13 | 3316.521 | 225.957 | -1799.377 | 0 | 1291.187 | 0 | 0 | 0
7691 | 173.99 | 929.74 | 3711.515 | 173.989 | -1799.377 | 0 | 1738.149 | 0 | 0 | 0
7692 | 186.914 | 623.61 | 2561.21 | 186.914 | -1799.377 | 0 | 574.919 | 0 | 0 | 0
7693 | 144.11 | 809.19 | 3287.212 | 144.11 | -527.736 | 0 | 2615.366 | 0 | 0 | 0
7694 | 135.505 | 755.01 | 3118.327 | 135.505 | 0 | 0 | 2982.822 | 0 | 0 | 0
7695 | 194.577 | 667.13 | 2818.383 | 194.577 | 0 | 0 | 2623.806 | 0 | 0 | 0
7696 | 215.288 | 293.06 | 1266.084 | 215.288 | 0 | 0 | 1050.796 | 0 | 0 | 0
7697 | 184.122 | 193.22 | 751.624 | 184.122 | 0 | 0 | 567.502 | 0 | 0 | 0
7698 | 203.03 | 5.61 | 0 | 0 | 0 | 0 | 0 | 0 | 0 | 203.03
7699 | 140 | 0 | 0 | 0 | 0 | 0 | 0 | 0 | 0 | 140
7700 | 197.6 | 0 | 0 | 0 | 0 | 0 | 0 | 0 | 0 | 197.6
7701 | 199.2 | 0 | 0 | 0 | 0 | 0 | 0 | 0 | 0 | 199.2
7702 | 108.8 | 0 | 0 | 0 | 0 | 0 | 0 | 0 | 0 | 108.8
7703 | 98.4 | 0 | 0 | 0 | 0 | 0 | 0 | 0 | 0 | 98.4
7704 | 102.4 | 0 | 0 | 0 | 0 | 0 | 0 | 0 | 0 | 102.4
7705 | 92.8 | 0 | 0 | 0 | 0 | 0 | 0 | 0 | 0 | 92.8
7706 | 99.2 | 0 | 0 | 0 | 0 | 0 | 0 | 0 | 0 | 99.2
7707 | 94.4 | 0 | 0 | 0 | 0 | 0 | 0 | 0 | 0 | 94.4
7708 | 98.4 | 0 | 0 | 0 | 0 | 0 | 0 | 0 | 0 | 98.4
7709 | 92.8 | 0 | 0 | 0 | 0 | 0 | 0 | 0 | 0 | 92.8
7710 | 93.6 | 0 | 0 | 0 | 0 | 0 | 0 | 0 | 0 | 93.6
7711 | 80.485 | 126.51 | 447.285 | 80.485 | -366.8 | 0 | 0 | 0 | 0 | 0
7712 | 100.984 | 376.18 | 1634.856 | 100.983 | -1436.786 | 0 | 97.087 | 0 | 0 | 0
7713 | 679.251 | 610.68 | 2615.126 | 679.251 | 0 | 0 | 1935.875 | 0 | 0 | 0
7714 | 1271.683 | 795.57 | 3277.794 | 1271.683 | 0 | 0 | 2006.111 | 0 | 0 | 0
7715 | 1286.429 | 881.81 | 3555.843 | 1286.429 | 0 | 0 | 2269.414 | 0 | 0 | 0
7716 | 1324.926 | 623.57 | 2546.213 | 1324.926 | 0 | 0 | 1221.287 | 0 | 0 | 0
7717 | 1133.191 | 389.92 | 1609.863 | 1133.191 | 0 | 0 | 476.672 | 0 | 0 | 0
7718 | 1217.422 | 419.19 | 1742.349 | 1217.422 | 0 | 0 | 524.927 | 0 | 0 | 0
7719 | 1214.924 | 125.91 | 509.329 | 509.329 | 0 | 0 | 0 | 705.595 | 0 | 0
7720 | 1286.664 | 55.89 | 210.659 | 210.659 | 0 | 0 | 0 | 1076.005 | 0 | 0
7721 | 1421.989 | 7.83 | 7.3 | 7.3 | 0 | 0 | 0 | 1414.689 | 0 | 0
7722 | 1335.966 | 0 | 0 | 0 | 0 | 0 | 0 | 1214.996 | 0 | 120.97
7723 | 1252.8 | 0 | 0 | 0 | 0 | 0 | 0 | 0 | 0 | 1252.8
7724 | 1186.4 | 0 | 0 | 0 | 0 | 0 | 0 | 0 | 0 | 1186.4
7725 | 1470.4 | 0 | 0 | 0 | 0 | 0 | 0 | 0 | 0 | 1470.4
7726 | 1188.8 | 0 | 0 | 0 | 0 | 0 | 0 | 0 | 0 | 1188.8
7727 | 779.2 | 0 | 0 | 0 | 0 | 0 | 0 | 0 | 0 | 779.2
7728 | 1133.6 | 0 | 0 | 0 | 0 | 0 | 0 | 0 | 0 | 1133.6
7729 | 877.6 | 0 | 0 | 0 | 0 | 0 | 0 | 877.6 | 0 | 0
7730 | 888 | 0 | 0 | 0 | 0 | 0 | 0 | 888 | 0 | 0
7731 | 992 | 0 | 0 | 0 | 0 | 0 | 0 | 992 | 0 | 0
7732 | 1028 | 0 | 0 | 0 | 0 | 0 | 0 | 1028 | 0 | 0
7733 | 1020 | 0 | 0 | 0 | 0 | 0 | 0 | 1020 | 0 | 0
7734 | 988.8 | 0 | 0 | 0 | 0 | 0 | 0 | 988.8 | 0 | 0
7735 | 1027.129 | 117.48 | 417.014 | 417.014 | 0 | 0 | 0 | 0 | 0 | 610.115
7736 | 958.726 | 364.69 | 1566.94 | 958.726 | -608.214 | 0 | 0 | 0 | 0 | 0
7737 | 1015.72 | 596.79 | 2518.49 | 1015.72 | -1502.77 | 0 | 0 | 0 | 0 | 0
7738 | 1081.252 | 779.99 | 3137.051 | 1081.252 | -1799.377 | 0 | 256.422 | 0 | 0 | 0
7739 | 1456.647 | 894.58 | 3507.38 | 1456.646 | -1799.377 | 0 | 251.357 | 0 | 0 | 0
7740 | 1355.634 | 554.75 | 2271.217 | 1355.634 | -915.583 | 0 | 0 | 0 | 0 | 0
7741 | 1091.508 | 604.52 | 2465.848 | 1091.508 | -1374.34 | 0 | 0 | 0 | 0 | 0
7742 | 1198.058 | 435.42 | 1814.723 | 1198.058 | -616.665 | 0 | 0 | 0 | 0 | 0
7743 | 1592.282 | 120.78 | 488.323 | 488.323 | 0 | 0 | 0 | 1103.959 | 0 | 0
7744 | 1106.455 | 40.19 | 143.456 | 143.456 | 0 | 0 | 0 | 962.999 | 0 | 0
7745 | 1246.387 | 10.77 | 19.352 | 19.352 | 0 | 0 | 0 | 1227.035 | 0 | 0
7746 | 1322.503 | 0 | 0 | 0 | 0 | 0 | 0 | 1322.503 | 0 | 0
7747 | 1121.6 | 0 | 0 | 0 | 0 | 0 | 0 | 0 | 0 | 1121.6
7748 | 1195.2 | 0 | 0 | 0 | 0 | 0 | 0 | 0 | 0 | 1195.2
7749 | 1380 | 0 | 0 | 0 | 0 | 0 | 0 | 0 | 0 | 1380
7750 | 1388 | 0 | 0 | 0 | 0 | 0 | 0 | 0 | 0 | 1388
7751 | 1431.2 | 0 | 0 | 0 | 0 | 0 | 0 | 0 | 0 | 1431.2
7752 | 1104 | 0 | 0 | 0 | 0 | 0 | 0 | 1104 | 0 | 0
7753 | 1285.6 | 0 | 0 | 0 | 0 | 0 | 0 | 1285.6 | 0 | 0
7754 | 1016 | 0 | 0 | 0 | 0 | 0 | 0 | 1016 | 0 | 0
7755 | 1193.6 | 0 | 0 | 0 | 0 | 0 | 0 | 1193.6 | 0 | 0
7756 | 1489.6 | 0 | 0 | 0 | 0 | 0 | 0 | 1489.6 | 0 | 0
7757 | 1088.8 | 0 | 0 | 0 | 0 | 0 | 0 | 1088.8 | 0 | 0
7758 | 1126.4 | 0 | 0 | 0 | 0 | 0 | 0 | 1126.4 | 0 | 0
7759 | 799.087 | 64.69 | 228.312 | 228.312 | 0 | 0 | 0 | 570.775 | 0 | 0
7760 | 933.699 | 308.85 | 1349.377 | 933.699 | -415.678 | 0 | 0 | 0 | 0 | 0
7761 | 1028.874 | 602.87 | 2617.307 | 1028.874 | -1588.433 | 0 | 0 | 0 | 0 | 0
7762 | 1429.183 | 472.01 | 1997.914 | 1429.183 | -568.731 | 0 | 0 | 0 | 0 | 0
7763 | 1309.361 | 513.96 | 2145.04 | 1309.361 | -835.679 | 0 | 0 | 0 | 0 | 0
7764 | 1273.22 | 350.39 | 1457.753 | 1273.22 | -184.533 | 0 | 0 | 0 | 0 | 0
7765 | 1283.758 | 733.54 | 3020.757 | 1283.758 | -1736.999 | 0 | 0 | 0 | 0 | 0
7766 | 1017.049 | 585.26 | 2460.015 | 1017.049 | -1442.966 | 0 | 0 | 0 | 0 | 0
7767 | 1569.862 | 353.69 | 1507.218 | 1507.218 | 0 | 0 | 0 | 62.644 | 0 | 0
7768 | 1212.909 | 32.34 | 109.979 | 109.979 | 0 | 0 | 0 | 1102.93 | 0 | 0
7769 | 1407.813 | 94.44 | 373.28 | 373.28 | 0 | 0 | 0 | 1034.533 | 0 | 0
7770 | 1339.188 | 1.96 | 0 | 0 | 0 | 0 | 0 | 1339.188 | 0 | 0
7771 | 1444 | 0 | 0 | 0 | 0 | 0 | 0 | 0 | 0 | 1444
7772 | 1498.4 | 0 | 0 | 0 | 0 | 0 | 0 | 0 | 0 | 1498.4
7773 | 1683.2 | 0 | 0 | 0 | 0 | 0 | 0 | 0 | 0 | 1683.2
7774 | 1572 | 0 | 0 | 0 | 0 | 0 | 0 | 0 | 0 | 1572
7775 | 1266.4 | 0 | 0 | 0 | 0 | 0 | 0 | 0 | 0 | 1266.4
7776 | 1252.8 | 0 | 0 | 0 | 0 | 0 | 0 | 1252.8 | 0 | 0
7777 | 1118.4 | 0 | 0 | 0 | 0 | 0 | 0 | 1118.4 | 0 | 0
7778 | 1283.2 | 0 | 0 | 0 | 0 | 0 | 0 | 1283.2 | 0 | 0
7779 | 1369.6 | 0 | 0 | 0 | 0 | 0 | 0 | 1369.6 | 0 | 0
7780 | 1394.4 | 0 | 0 | 0 | 0 | 0 | 0 | 1394.4 | 0 | 0
7781 | 1285.6 | 0 | 0 | 0 | 0 | 0 | 0 | 1285.6 | 0 | 0
7782 | 1056 | 0 | 0 | 0 | 0 | 0 | 0 | 1056 | 0 | 0
7783 | 1040.324 | 63.84 | 226.738 | 226.738 | 0 | 0 | 0 | 625.638 | 0 | 187.949
7784 | 869.633 | 359.38 | 1550.368 | 869.633 | -680.735 | 0 | 0 | 0 | 0 | 0
7785 | 1098.227 | 594.32 | 2535.957 | 1098.227 | -1437.73 | 0 | 0 | 0 | 0 | 0
7786 | 1314.622 | 782.4 | 3240.324 | 1314.621 | -1799.377 | 0 | 126.326 | 0 | 0 | 0
7787 | 1099.177 | 803.6 | 3301.315 | 1099.177 | -1799.377 | 0 | 402.761 | 0 | 0 | 0
7788 | 1346.221 | 536.56 | 2219.47 | 1346.221 | -873.249 | 0 | 0 | 0 | 0 | 0
7789 | 1404.829 | 373.71 | 1558.903 | 1404.829 | -154.074 | 0 | 0 | 0 | 0 | 0
7790 | 1166.196 | 610.85 | 2556.759 | 1166.196 | -1390.563 | 0 | 0 | 0 | 0 | 0
7791 | 1431.156 | 537.16 | 2290.427 | 1431.156 | -859.271 | 0 | 0 | 0 | 0 | 0
7792 | 1408.691 | 120.59 | 497.356 | 497.356 | 0 | 0 | 0 | 911.335 | 0 | 0
7793 | 1490.436 | 51.15 | 191.8 | 191.8 | 0 | 0 | 0 | 1298.636 | 0 | 0
7794 | 1393.933 | 0.98 | 0 | 0 | 0 | 0 | 0 | 1393.933 | 0 | 0
7795 | 1680.8 | 0 | 0 | 0 | 0 | 0 | 0 | 0 | 0 | 1680.8
7796 | 1324.8 | 0 | 0 | 0 | 0 | 0 | 0 | 0 | 0 | 1324.8
7797 | 1534.4 | 0 | 0 | 0 | 0 | 0 | 0 | 0 | 0 | 1534.4
7798 | 1571.2 | 0 | 0 | 0 | 0 | 0 | 0 | 0 | 0 | 1571.2
7799 | 1176.8 | 0 | 0 | 0 | 0 | 0 | 0 | 0 | 0 | 1176.8
7800 | 1416.8 | 0 | 0 | 0 | 0 | 0 | 0 | 920.43 | 0 | 496.37
7801 | 1240 | 0 | 0 | 0 | 0 | 0 | 0 | 1240 | 0 | 0
7802 | 1348.8 | 0 | 0 | 0 | 0 | 0 | 0 | 1348.8 | 0 | 0
7803 | 1515.2 | 0 | 0 | 0 | 0 | 0 | 0 | 1515.2 | 0 | 0
7804 | 1366.4 | 0 | 0 | 0 | 0 | 0 | 0 | 1366.4 | 0 | 0
7805 | 1381.6 | 0 | 0 | 0 | 0 | 0 | 0 | 1381.6 | 0 | 0
7806 | 1362.4 | 0 | 0 | 0 | 0 | 0 | 0 | 1362.4 | 0 | 0
7807 | 679.439 | 71.28 | 255.633 | 255.633 | 0 | 0 | 0 | 0 | 0 | 423.806
7808 | 1137.376 | 376.76 | 1646.438 | 1137.376 | -509.062 | 0 | 0 | 0 | 0 | 0
7809 | 882.651 | 612.48 | 2652.67 | 882.651 | -1770.019 | 0 | 0 | 0 | 0 | 0
7810 | 432.662 | 631.13 | 2656.379 | 432.661 | -1799.377 | 0 | 424.341 | 0 | 0 | 0
7811 | 389.328 | 804.02 | 3277.409 | 389.328 | -1799.377 | 0 | 1088.704 | 0 | 0 | 0
7812 | 396.46 | 966.5 | 3828.427 | 396.46 | -1799.377 | 0 | 1632.59 | 0 | 0 | 0
7813 | 851.215 | 627.74 | 2558.038 | 851.215 | -1457.601 | 0 | 249.222 | 0 | 0 | 0
7814 | 1358.284 | 715.37 | 2917.121 | 1358.284 | 0 | 0 | 1558.837 | 0 | 0 | 0
7815 | 1653.136 | 569.12 | 2375.476 | 1653.136 | 0 | 0 | 722.34 | 0 | 0 | 0
7816 | 1480.775 | 340.36 | 1455.618 | 1455.618 | 0 | 0 | 0 | 25.157 | 0 | 0
7817 | 1522.428 | 169.07 | 657.763 | 657.763 | 0 | 0 | 0 | 864.665 | 0 | 0
7818 | 1682.404 | 1.96 | 0 | 0 | 0 | 0 | 0 | 1682.404 | 0 | 0
7819 | 1758.4 | 0 | 0 | 0 | 0 | 0 | 0 | 80.8 | 0 | 1677.6
7820 | 1597.6 | 0 | 0 | 0 | 0 | 0 | 0 | 0 | 0 | 1597.6
7821 | 1777.6 | 0 | 0 | 0 | 0 | 0 | 0 | 0 | 0 | 1777.6
7822 | 1849.6 | 0 | 0 | 0 | 0 | 0 | 0 | 50.223 | 0 | 1799.377
7823 | 1356 | 0 | 0 | 0 | 0 | 0 | 0 | 0 | 0 | 1356
7824 | 1280.8 | 0 | 0 | 0 | 0 | 0 | 0 | 1280.8 | 0 | 0
7825 | 1248.8 | 0 | 0 | 0 | 0 | 0 | 0 | 1248.8 | 0 | 0
7826 | 1583.2 | 0 | 0 | 0 | 0 | 0 | 0 | 1583.2 | 0 | 0
7827 | 1660 | 0 | 0 | 0 | 0 | 0 | 0 | 1660 | 0 | 0
7828 | 981.6 | 0 | 0 | 0 | 0 | 0 | 0 | 981.6 | 0 | 0
7829 | 1345.6 | 0 | 0 | 0 | 0 | 0 | 0 | 1345.6 | 0 | 0
7830 | 1347.2 | 0 | 0 | 0 | 0 | 0 | 0 | 1347.2 | 0 | 0
7831 | 1080.957 | 108.86 | 383.356 | 383.356 | 0 | 0 | 0 | 697.601 | 0 | 0
7832 | 1190.482 | 356.7 | 1543.362 | 1190.482 | -352.88 | 0 | 0 | 0 | 0 | 0
7833 | 1061.094 | 591.64 | 2532.151 | 1061.094 | -1471.057 | 0 | 0 | 0 | 0 | 0
7834 | 1659.705 | 785.14 | 3224.557 | 1659.705 | -1564.852 | 0 | 0 | 0 | 0 | 0
7835 | 1735.038 | 912.36 | 3641.684 | 1735.037 | -1799.377 | 0 | 107.27 | 0 | 0 | 0
7836 | 1837.293 | 919.47 | 3651.765 | 1837.292 | -1799.377 | 0 | 15.096 | 0 | 0 | 0
7837 | 1536.804 | 581.86 | 2388.236 | 1536.804 | -851.432 | 0 | 0 | 0 | 0 | 0
7838 | 1437.913 | 239.86 | 990.561 | 990.561 | 0 | 0 | 0 | 447.352 | 0 | 0
7839 | 1704.969 | 391.2 | 1650.221 | 1650.221 | 0 | 0 | 0 | 54.748 | 0 | 0
7840 | 1445.753 | 176.08 | 741.215 | 741.215 | 0 | 0 | 0 | 704.538 | 0 | 0
7841 | 1513.323 | 98.64 | 381.974 | 381.974 | 0 | 0 | 0 | 1131.349 | 0 | 0
7842 | 1805.698 | 0.98 | 0 | 0 | 0 | 0 | 0 | 1805.698 | 0 | 0
7843 | 1423.2 | 0 | 0 | 0 | 0 | 0 | 0 | 1423.2 | 0 | 0
7844 | 1600 | 0 | 0 | 0 | 0 | 0 | 0 | 1231.449 | 0 | 368.551
7845 | 1737.6 | 0 | 0 | 0 | 0 | 0 | 0 | 0 | 0 | 1737.6
7846 | 1408 | 0 | 0 | 0 | 0 | 0 | 0 | 0 | 0 | 1408
7847 | 1577.6 | 0 | 0 | 0 | 0 | 0 | 0 | 0 | 0 | 1577.6
7848 | 1420.8 | 0 | 0 | 0 | 0 | 0 | 0 | 0 | 0 | 1420.8
7849 | 1040 | 0 | 0 | 0 | 0 | 0 | 0 | 1040 | 0 | 0
7850 | 1061.6 | 0 | 0 | 0 | 0 | 0 | 0 | 1061.6 | 0 | 0
7851 | 848 | 0 | 0 | 0 | 0 | 0 | 0 | 848 | 0 | 0
7852 | 1101.6 | 0 | 0 | 0 | 0 | 0 | 0 | 1101.6 | 0 | 0
7853 | 727.2 | 0 | 0 | 0 | 0 | 0 | 0 | 727.2 | 0 | 0
7854 | 904 | 0 | 0 | 0 | 0 | 0 | 0 | 904 | 0 | 0
7855 | 917.901 | 110.21 | 386.663 | 386.663 | 0 | 0 | 0 | 0 | 0 | 531.238
7856 | 910.899 | 277.58 | 1216.183 | 910.899 | -305.284 | 0 | 0 | 0 | 0 | 0
7857 | 920.17 | 488.17 | 2134.863 | 920.17 | -1214.693 | 0 | 0 | 0 | 0 | 0
7858 | 1061.386 | 662.69 | 2822.11 | 1061.386 | -1760.724 | 0 | 0 | 0 | 0 | 0
7859 | 1019.092 | 795.05 | 3318.594 | 1019.092 | -1799.377 | 0 | 500.125 | 0 | 0 | 0
7860 | 991.068 | 526.18 | 2206.568 | 991.068 | -1215.5 | 0 | 0 | 0 | 0 | 0
7861 | 1143.278 | 568.94 | 2379.571 | 1143.278 | -1236.293 | 0 | 0 | 0 | 0 | 0
7862 | 1101.732 | 603.96 | 2543.806 | 1101.732 | -1442.074 | 0 | 0 | 0 | 0 | 0
7863 | 1117.132 | 348.72 | 1483.16 | 1117.132 | -160.868 | 0 | 205.16 | 0 | 0 | 0
7864 | 520.632 | 232.91 | 996.117 | 520.632 | 0 | 0 | 475.485 | 0 | 0 | 0
7865 | 192.296 | 119.16 | 469.735 | 192.296 | 0 | 0 | 277.439 | 0 | 0 | 0
7866 | 257.187 | 1.96 | 0 | 0 | 0 | 0 | 0 | 0 | 0 | 257.187
7867 | 150.4 | 0 | 0 | 0 | 0 | 0 | 0 | 0 | 0 | 150.4
7868 | 158.4 | 0 | 0 | 0 | 0 | 0 | 0 | 0 | 0 | 158.4
7869 | 125.6 | 0 | 0 | 0 | 0 | 0 | 0 | 0 | 0 | 125.6
7870 | 120 | 0 | 0 | 0 | 0 | 0 | 0 | 0 | 0 | 120
7871 | 115.2 | 0 | 0 | 0 | 0 | 0 | 0 | 0 | 0 | 115.2
7872 | 116 | 0 | 0 | 0 | 0 | 0 | 0 | 0 | 0 | 116
7873 | 107.2 | 0 | 0 | 0 | 0 | 0 | 0 | 0 | 0 | 107.2
7874 | 117.6 | 0 | 0 | 0 | 0 | 0 | 0 | 0 | 0 | 117.6
7875 | 96.8 | 0 | 0 | 0 | 0 | 0 | 0 | 0 | 0 | 96.8
7876 | 103.2 | 0 | 0 | 0 | 0 | 0 | 0 | 0 | 0 | 103.2
7877 | 96.8 | 0 | 0 | 0 | 0 | 0 | 0 | 0 | 0 | 96.8
7878 | 101.6 | 0 | 0 | 0 | 0 | 0 | 0 | 0 | 0 | 101.6
7879 | 87.682 | 65.93 | 238.676 | 87.682 | -150.994 | 0 | 0 | 0 | 0 | 0
7880 | 158.372 | 268.55 | 1174.097 | 158.372 | -1015.725 | 0 | 0 | 0 | 0 | 0
7881 | 720.376 | 495.91 | 2157.454 | 720.376 | -687.343 | 0 | 749.735 | 0 | 0 | 0
7882 | 958.609 | 763.61 | 3231.065 | 958.609 | 0 | 0 | 2272.456 | 0 | 0 | 0
7883 | 1110.708 | 835.07 | 3470.607 | 1110.708 | 0 | 0 | 2359.899 | 0 | 0 | 0
7884 | 1168.124 | 777.04 | 3221.369 | 1168.124 | 0 | 0 | 2053.245 | 0 | 0 | 0
7885 | 1171.326 | 739.34 | 3071.864 | 1171.326 | 0 | 0 | 1900.538 | 0 | 0 | 0
7886 | 1171.349 | 656.01 | 2758.067 | 1171.349 | 0 | 0 | 1586.718 | 0 | 0 | 0
7887 | 1266.465 | 542.99 | 2320.659 | 1266.465 | 0 | 0 | 1054.194 | 0 | 0 | 0
7888 | 1231.431 | 392.08 | 1706.171 | 1231.431 | 0 | 0 | 474.74 | 0 | 0 | 0
7889 | 1227.897 | 143.34 | 565.091 | 565.091 | 0 | 0 | 0 | 662.806 | 0 | 0
7890 | 1118.58 | 1.96 | 0 | 0 | 0 | 0 | 0 | 1118.58 | 0 | 0
7891 | 1358.4 | 0 | 0 | 0 | 0 | 0 | 0 | 0 | 0 | 1358.4
7892 | 1066.4 | 0 | 0 | 0 | 0 | 0 | 0 | 0 | 0 | 1066.4
7893 | 1076 | 0 | 0 | 0 | 0 | 0 | 0 | 0 | 0 | 1076
7894 | 1006.4 | 0 | 0 | 0 | 0 | 0 | 0 | 0 | 0 | 1006.4
7895 | 1079.2 | 0 | 0 | 0 | 0 | 0 | 0 | 0 | 0 | 1079.2
7896 | 1528 | 0 | 0 | 0 | 0 | 0 | 0 | 1351.442 | 0 | 176.558
7897 | 1220.8 | 0 | 0 | 0 | 0 | 0 | 0 | 1220.8 | 0 | 0
7898 | 923.2 | 0 | 0 | 0 | 0 | 0 | 0 | 923.2 | 0 | 0
7899 | 1218.4 | 0 | 0 | 0 | 0 | 0 | 0 | 1218.4 | 0 | 0
7900 | 1200.8 | 0 | 0 | 0 | 0 | 0 | 0 | 1200.8 | 0 | 0
7901 | 896 | 0 | 0 | 0 | 0 | 0 | 0 | 896 | 0 | 0
7902 | 1284 | 0 | 0 | 0 | 0 | 0 | 0 | 1284 | 0 | 0
7903 | 1092.491 | 85.42 | 304.594 | 304.594 | 0 | 0 | 0 | 0 | 0 | 787.897
7904 | 1306.162 | 326.51 | 1434.635 | 1306.162 | -128.473 | 0 | 0 | 0 | 0 | 0
7905 | 1409.71 | 476.59 | 2083.183 | 1409.71 | -673.473 | 0 | 0 | 0 | 0 | 0
7906 | 984.961 | 437.73 | 1867.484 | 984.961 | -882.523 | 0 | 0 | 0 | 0 | 0
7907 | 1372.328 | 625.86 | 2624.754 | 1372.328 | -1252.426 | 0 | 0 | 0 | 0 | 0
7908 | 1453.632 | 681.93 | 2830.928 | 1453.632 | -1377.296 | 0 | 0 | 0 | 0 | 0
7909 | 1182.818 | 696.11 | 2888.639 | 1182.818 | -1705.821 | 0 | 0 | 0 | 0 | 0
7910 | 1278.412 | 513.5 | 2158.004 | 1278.412 | -879.592 | 0 | 0 | 0 | 0 | 0
7911 | 1247.998 | 385.39 | 1638.787 | 1247.998 | -390.789 | 0 | 0 | 0 | 0 | 0
7912 | 1086.354 | 96.5 | 389.676 | 389.676 | 0 | 0 | 0 | 696.678 | 0 | 0
7913 | 1467.39 | 100.6 | 398.636 | 398.636 | 0 | 0 | 0 | 1068.754 | 0 | 0
7914 | 1410.488 | 1.96 | 0 | 0 | 0 | 0 | 0 | 664.98 | 0 | 745.508
7915 | 1142.4 | 0 | 0 | 0 | 0 | 0 | 0 | 0 | 0 | 1142.4
7916 | 984.8 | 0 | 0 | 0 | 0 | 0 | 0 | 0 | 0 | 984.8
7917 | 1211.2 | 0 | 0 | 0 | 0 | 0 | 0 | 0 | 0 | 1211.2
7918 | 1125.6 | 0 | 0 | 0 | 0 | 0 | 0 | 0 | 0 | 1125.6
7919 | 1388.8 | 0 | 0 | 0 | 0 | 0 | 0 | 0 | 0 | 1388.8
7920 | 985.6 | 0 | 0 | 0 | 0 | 0 | 0 | 0 | 0 | 985.6
7921 | 1293.6 | 0 | 0 | 0 | 0 | 0 | 0 | 1293.6 | 0 | 0
7922 | 1131.2 | 0 | 0 | 0 | 0 | 0 | 0 | 1131.2 | 0 | 0
7923 | 1264.8 | 0 | 0 | 0 | 0 | 0 | 0 | 1264.8 | 0 | 0
7924 | 774.4 | 0 | 0 | 0 | 0 | 0 | 0 | 774.4 | 0 | 0
7925 | 1108.8 | 0 | 0 | 0 | 0 | 0 | 0 | 1108.8 | 0 | 0
7926 | 734.4 | 0 | 0 | 0 | 0 | 0 | 0 | 734.4 | 0 | 0
7927 | 812.644 | 96.12 | 337.957 | 337.957 | 0 | 0 | 0 | 0 | 0 | 474.687
7928 | 1161.248 | 291.99 | 1276.873 | 1161.248 | -115.625 | 0 | 0 | 0 | 0 | 0
7929 | 1243.412 | 497.21 | 2163.577 | 1243.412 | -920.165 | 0 | 0 | 0 | 0 | 0
7930 | 1326.775 | 660.35 | 2800.215 | 1326.775 | -1473.44 | 0 | 0 | 0 | 0 | 0
7931 | 1621.135 | 674.42 | 2821.623 | 1621.135 | -1200.488 | 0 | 0 | 0 | 0 | 0
7932 | 1251.306 | 746.52 | 3094.535 | 1251.306 | -1799.377 | 0 | 43.852 | 0 | 0 | 0
7933 | 1349.218 | 744.64 | 3078.383 | 1349.218 | -1729.165 | 0 | 0 | 0 | 0 | 0
7934 | 1331.273 | 572.41 | 2399.206 | 1331.273 | -1067.933 | 0 | 0 | 0 | 0 | 0
7935 | 1282.735 | 456.68 | 1944.887 | 1282.735 | -662.152 | 0 | 0 | 0 | 0 | 0
7936 | 1437.172 | 163.39 | 685.055 | 685.055 | 0 | 0 | 0 | 752.117 | 0 | 0
7937 | 1620.088 | 34.3 | 118.293 | 118.293 | 0 | 0 | 0 | 1501.795 | 0 | 0
7938 | 1488.651 | 0.98 | 0 | 0 | 0 | 0 | 0 | 1488.651 | 0 | 0
7939 | 1304.8 | 0 | 0 | 0 | 0 | 0 | 0 | 0 | 0 | 1304.8
7940 | 1217.6 | 0 | 0 | 0 | 0 | 0 | 0 | 0 | 0 | 1217.6
7941 | 1169.6 | 0 | 0 | 0 | 0 | 0 | 0 | 0 | 0 | 1169.6
7942 | 1280 | 0 | 0 | 0 | 0 | 0 | 0 | 0 | 0 | 1280
7943 | 1238.4 | 0 | 0 | 0 | 0 | 0 | 0 | 0 | 0 | 1238.4
7944 | 1456 | 0 | 0 | 0 | 0 | 0 | 0 | 1456 | 0 | 0
7945 | 1352 | 0 | 0 | 0 | 0 | 0 | 0 | 1352 | 0 | 0
7946 | 1226.4 | 0 | 0 | 0 | 0 | 0 | 0 | 1226.4 | 0 | 0
7947 | 1184 | 0 | 0 | 0 | 0 | 0 | 0 | 1184 | 0 | 0
7948 | 1292 | 0 | 0 | 0 | 0 | 0 | 0 | 1292 | 0 | 0
7949 | 1500 | 0 | 0 | 0 | 0 | 0 | 0 | 1500 | 0 | 0
7950 | 1428.8 | 0 | 0 | 0 | 0 | 0 | 0 | 1428.8 | 0 | 0
7951 | 1297.339 | 100.63 | 345.954 | 345.954 | 0 | 0 | 0 | 166.967 | 0 | 784.418
7952 | 1310.033 | 290.99 | 1274.794 | 1274.794 | 0 | 0 | 0 | 0 | 0 | 35.239
7953 | 994.134 | 485.44 | 2116.06 | 994.134 | -1121.926 | 0 | 0 | 0 | 0 | 0
7954 | 1147.17 | 589.71 | 2503.273 | 1147.17 | -1356.103 | 0 | 0 | 0 | 0 | 0
7955 | 1266.559 | 668.44 | 2776.44 | 1266.559 | -1509.881 | 0 | 0 | 0 | 0 | 0
7956 | 1524.5 | 787.11 | 3224.755 | 1524.5 | -1700.255 | 0 | 0 | 0 | 0 | 0
7957 | 1553.979 | 698.75 | 2875.511 | 1553.979 | -1321.532 | 0 | 0 | 0 | 0 | 0
7958 | 1388.914 | 527.29 | 2202.91 | 1388.914 | -813.996 | 0 | 0 | 0 | 0 | 0
7959 | 1652.723 | 276.03 | 1164.118 | 1164.118 | 0 | 0 | 0 | 488.605 | 0 | 0
7960 | 1570.274 | 285.47 | 1231.406 | 1231.406 | 0 | 0 | 0 | 338.868 | 0 | 0
7961 | 1459.662 | 166.4 | 658.613 | 658.613 | 0 | 0 | 0 | 801.049 | 0 | 0
7962 | 1449.583 | 1.96 | 0 | 0 | 0 | 0 | 0 | 1449.583 | 0 | 0
7963 | 1372.8 | 0 | 0 | 0 | 0 | 0 | 0 | 0 | 0 | 1372.8
7964 | 1579.2 | 0 | 0 | 0 | 0 | 0 | 0 | 0 | 0 | 1579.2
7965 | 1569.6 | 0 | 0 | 0 | 0 | 0 | 0 | 0 | 0 | 1569.6
7966 | 1548.8 | 0 | 0 | 0 | 0 | 0 | 0 | 0 | 0 | 1548.8
7967 | 1433.6 | 0 | 0 | 0 | 0 | 0 | 0 | 0 | 0 | 1433.6
7968 | 1310.4 | 0 | 0 | 0 | 0 | 0 | 0 | 1310.4 | 0 | 0
7969 | 1088 | 0 | 0 | 0 | 0 | 0 | 0 | 1088 | 0 | 0
7970 | 1392 | 0 | 0 | 0 | 0 | 0 | 0 | 1392 | 0 | 0
7971 | 1436.8 | 0 | 0 | 0 | 0 | 0 | 0 | 1436.8 | 0 | 0
7972 | 1538.4 | 0 | 0 | 0 | 0 | 0 | 0 | 1538.4 | 0 | 0
7973 | 1468 | 0 | 0 | 0 | 0 | 0 | 0 | 1468 | 0 | 0
7974 | 1324 | 0 | 0 | 0 | 0 | 0 | 0 | 1324 | 0 | 0
7975 | 916 | 11.75 | 22.733 | 0 | -22.733 | 0 | 0 | 916 | 0 | 0
7976 | 1538.833 | 91.68 | 378.468 | 0 | -378.468 | 0 | 0 | 1538.833 | 0 | 0
7977 | 1337.062 | 222.19 | 954.343 | 0 | -954.343 | 0 | 0 | 1337.062 | 0 | 0
7978 | 1341.153 | 392.25 | 1680.798 | 0 | -1680.798 | 0 | 0 | 1341.153 | 0 | 0
7979 | 1403.197 | 419.54 | 1780.527 | 0 | -1780.527 | 0 | 0 | 1403.197 | 0 | 0
7980 | 1495.022 | 546.54 | 2302.638 | 991.692 | -1310.946 | 0 | 0 | 503.33 | 0 | 0
7981 | 1415.791 | 412.68 | 1747.741 | 1415.791 | -331.95 | 0 | 0 | 0 | 0 | 0
7982 | 1603.039 | 402.26 | 1714.196 | 1603.039 | -111.157 | 0 | 0 | 0 | 0 | 0
7983 | 1305.477 | 384.97 | 1658.326 | 1305.477 | -352.849 | 0 | 0 | 0 | 0 | 0
7984 | 1797.5 | 105.05 | 432.968 | 432.968 | 0 | 0 | 0 | 1364.532 | 0 | 0
7985 | 1690.399 | 8.81 | 11.808 | 11.808 | 0 | 0 | 0 | 1678.591 | 0 | 0
7986 | 1741.499 | 0.98 | 0 | 0 | 0 | 0 | 0 | 1741.499 | 0 | 0
7987 | 1718.4 | 0 | 0 | 0 | 0 | 0 | 0 | 0 | 0 | 1718.4
7988 | 1222.4 | 0 | 0 | 0 | 0 | 0 | 0 | 0 | 0 | 1222.4
7989 | 1288 | 0 | 0 | 0 | 0 | 0 | 0 | 0 | 0 | 1288
7990 | 1320.8 | 0 | 0 | 0 | 0 | 0 | 0 | 0 | 0 | 1320.8
7991 | 1376 | 0 | 0 | 0 | 0 | 0 | 0 | 0 | 0 | 1376
7992 | 1328.8 | 0 | 0 | 0 | 0 | 0 | 0 | 1328.8 | 0 | 0
7993 | 1398.4 | 0 | 0 | 0 | 0 | 0 | 0 | 1398.4 | 0 | 0
7994 | 1504 | 0 | 0 | 0 | 0 | 0 | 0 | 1504 | 0 | 0
7995 | 1284 | 0 | 0 | 0 | 0 | 0 | 0 | 1284 | 0 | 0
7996 | 1360.8 | 0 | 0 | 0 | 0 | 0 | 0 | 1360.8 | 0 | 0
7997 | 1429.6 | 0 | 0 | 0 | 0 | 0 | 0 | 1429.6 | 0 | 0
7998 | 1222.4 | 0 | 0 | 0 | 0 | 0 | 0 | 1222.4 | 0 | 0
7999 | 1190.56 | 41.64 | 140.84 | 140.84 | 0 | 0 | 0 | 1049.72 | 0 | 0
8000 | 1232.152 | 232.13 | 1016.103 | 1016.103 | 0 | 0 | 0 | 216.049 | 0 | 0
8001 | 1245.954 | 374.31 | 1640.248 | 1245.954 | -394.294 | 0 | 0 | 0 | 0 | 0
8002 | 1352.375 | 574.57 | 2470.271 | 1352.375 | -1117.896 | 0 | 0 | 0 | 0 | 0
8003 | 1036.347 | 716.75 | 3038.557 | 1036.347 | -1799.377 | 0 | 202.833 | 0 | 0 | 0
8004 | 1453.973 | 658.75 | 2791.98 | 1453.973 | -1338.007 | 0 | 0 | 0 | 0 | 0
8005 | 1380.768 | 679.22 | 2883.406 | 1380.768 | -1502.638 | 0 | 0 | 0 | 0 | 0
8006 | 1648.157 | 536.4 | 2298.351 | 1648.157 | -650.194 | 0 | 0 | 0 | 0 | 0
8007 | 1281.294 | 408.96 | 1769.024 | 1281.294 | -487.73 | 0 | 0 | 0 | 0 | 0
8008 | 1404.316 | 146.09 | 617.399 | 617.399 | 0 | 0 | 0 | 786.917 | 0 | 0
8009 | 1308.225 | 63.76 | 249.222 | 249.222 | 0 | 0 | 0 | 1059.003 | 0 | 0
8010 | 1254.291 | 1.96 | 0 | 0 | 0 | 0 | 0 | 1254.291 | 0 | 0
8011 | 1336 | 0 | 0 | 0 | 0 | 0 | 0 | 1336 | 0 | 0
8012 | 854.4 | 0 | 0 | 0 | 0 | 0 | 0 | 854.4 | 0 | 0
8013 | 1313.6 | 0 | 0 | 0 | 0 | 0 | 0 | 270.67 | 0 | 1042.93
8014 | 1232 | 0 | 0 | 0 | 0 | 0 | 0 | 0 | 0 | 1232
8015 | 1172.8 | 0 | 0 | 0 | 0 | 0 | 0 | 0 | 0 | 1172.8
8016 | 1341.6 | 0 | 0 | 0 | 0 | 0 | 0 | 0 | 0 | 1341.6
8017 | 1092 | 0 | 0 | 0 | 0 | 0 | 0 | 1092 | 0 | 0
8018 | 1248 | 0 | 0 | 0 | 0 | 0 | 0 | 1248 | 0 | 0
8019 | 1142.4 | 0 | 0 | 0 | 0 | 0 | 0 | 1142.4 | 0 | 0
8020 | 1088.8 | 0 | 0 | 0 | 0 | 0 | 0 | 1088.8 | 0 | 0
8021 | 978.4 | 0 | 0 | 0 | 0 | 0 | 0 | 978.4 | 0 | 0
8022 | 1040.8 | 0 | 0 | 0 | 0 | 0 | 0 | 1040.8 | 0 | 0
8023 | 858.4 | 32.66 | 107.55 | 107.55 | 0 | 0 | 0 | 0 | 0 | 750.85
8024 | 1146.178 | 117.95 | 496.229 | 496.229 | 0 | 0 | 0 | 0 | 0 | 649.949
8025 | 1191.895 | 194.12 | 831.4 | 831.4 | 0 | 0 | 0 | 0 | 0 | 360.495
8026 | 1166.901 | 400.97 | 1722.419 | 1166.901 | -555.518 | 0 | 0 | 0 | 0 | 0
8027 | 1126.266 | 571.69 | 2435.022 | 1126.266 | -1308.756 | 0 | 0 | 0 | 0 | 0
8028 | 1448.14 | 612.78 | 2598.255 | 1448.14 | -1150.115 | 0 | 0 | 0 | 0 | 0
8029 | 920.542 | 591.4 | 2511.745 | 920.542 | -1591.203 | 0 | 0 | 0 | 0 | 0
8030 | 997.387 | 513.27 | 2197.943 | 997.387 | -1200.556 | 0 | 0 | 0 | 0 | 0
8031 | 860.713 | 410.99 | 1779.938 | 860.713 | -919.225 | 0 | 0 | 0 | 0 | 0
8032 | 234.947 | 192.64 | 827.724 | 234.947 | -592.777 | 0 | 0 | 0 | 0 | 0
8033 | 183.063 | 154.71 | 619.857 | 183.063 | -436.794 | 0 | 0 | 0 | 0 | 0
8034 | 137.552 | 2.94 | 0 | 0 | 0 | 0 | 0 | 0 | 0 | 137.552
8035 | 148 | 0 | 0 | 0 | 0 | 0 | 0 | 0 | 0 | 148
8036 | 100.8 | 0 | 0 | 0 | 0 | 0 | 0 | 0 | 0 | 100.8
8037 | 96 | 0 | 0 | 0 | 0 | 0 | 0 | 0 | 0 | 96
8038 | 102.4 | 0 | 0 | 0 | 0 | 0 | 0 | 0 | 0 | 102.4
8039 | 91.2 | 0 | 0 | 0 | 0 | 0 | 0 | 0 | 0 | 91.2
8040 | 100 | 0 | 0 | 0 | 0 | 0 | 0 | 0 | 0 | 100
8041 | 89.6 | 0 | 0 | 0 | 0 | 0 | 0 | 0 | 0 | 89.6
8042 | 96 | 0 | 0 | 0 | 0 | 0 | 0 | 0 | 0 | 96
8043 | 89.6 | 0 | 0 | 0 | 0 | 0 | 0 | 0 | 0 | 89.6
8044 | 89.6 | 0 | 0 | 0 | 0 | 0 | 0 | 0 | 0 | 89.6
8045 | 91.2 | 0 | 0 | 0 | 0 | 0 | 0 | 0 | 0 | 91.2
8046 | 92 | 0 | 0 | 0 | 0 | 0 | 0 | 0 | 0 | 92
8047 | 72.8 | 51.18 | 177.426 | 72.8 | -104.626 | 0 | 0 | 0 | 0 | 0
8048 | 89.61 | 235.03 | 1021.704 | 89.61 | -932.094 | 0 | 0 | 0 | 0 | 0
8049 | 636.197 | 483.61 | 2121.927 | 636.197 | -1485.73 | 0 | 0 | 0 | 0 | 0
8050 | 1258.648 | 772.15 | 3304.322 | 1258.648 | -330.833 | 0 | 1714.841 | 0 | 0 | 0
8051 | 1251.361 | 895.29 | 3760.906 | 1251.361 | 0 | 0 | 2509.545 | 0 | 0 | 0
8052 | 1077.291 | 947.58 | 3937.794 | 1077.291 | 0 | 0 | 2860.503 | 0 | 0 | 0
8053 | 1356.354 | 780.71 | 3279.629 | 1356.354 | 0 | 0 | 1923.275 | 0 | 0 | 0
8054 | 1104.063 | 792.86 | 3346.481 | 1104.063 | 0 | 0 | 2242.418 | 0 | 0 | 0
8055 | 1125.992 | 546.94 | 2358.412 | 1125.992 | 0 | 0 | 1232.42 | 0 | 0 | 0
8056 | 1050.113 | 137.56 | 575.977 | 575.977 | 0 | 0 | 0 | 474.136 | 0 | 0
8057 | 951.408 | 90.75 | 349.392 | 349.392 | 0 | 0 | 0 | 194.295 | 0 | 407.721
8058 | 1136.61 | 1.96 | 0 | 0 | 0 | 0 | 0 | 0 | 0 | 1136.61
8059 | 1047.2 | 0 | 0 | 0 | 0 | 0 | 0 | 0 | 0 | 1047.2
8060 | 1128.8 | 0 | 0 | 0 | 0 | 0 | 0 | 0 | 0 | 1128.8
8061 | 778.4 | 0 | 0 | 0 | 0 | 0 | 0 | 0 | 0 | 778.4
8062 | 1089.6 | 0 | 0 | 0 | 0 | 0 | 0 | 0 | 0 | 1089.6
8063 | 952.8 | 0 | 0 | 0 | 0 | 0 | 0 | 0 | 0 | 952.8
8064 | 999.2 | 0 | 0 | 0 | 0 | 0 | 0 | 0 | 0 | 999.2
8065 | 960 | 0 | 0 | 0 | 0 | 0 | 0 | 960 | 0 | 0
8066 | 1305.6 | 0 | 0 | 0 | 0 | 0 | 0 | 1305.6 | 0 | 0
8067 | 1168.8 | 0 | 0 | 0 | 0 | 0 | 0 | 1168.8 | 0 | 0
8068 | 1358.4 | 0 | 0 | 0 | 0 | 0 | 0 | 1358.4 | 0 | 0
8069 | 1282.4 | 0 | 0 | 0 | 0 | 0 | 0 | 1282.4 | 0 | 0
8070 | 1162.4 | 0 | 0 | 0 | 0 | 0 | 0 | 1162.4 | 0 | 0
8071 | 1039.2 | 112.19 | 371.355 | 371.355 | 0 | 0 | 0 | 0 | 0 | 667.845
8072 | 1081.05 | 362.36 | 1588.251 | 1081.05 | -507.201 | 0 | 0 | 0 | 0 | 0
8073 | 811.981 | 597.57 | 2617.16 | 811.981 | -1799.377 | 0 | 5.802 | 0 | 0 | 0
8074 | 1146.669 | 786.7 | 3314.76 | 1146.669 | -1799.377 | 0 | 368.714 | 0 | 0 | 0
8075 | 1380.393 | 913.49 | 3755.798 | 1380.393 | -1799.377 | 0 | 576.028 | 0 | 0 | 0
8076 | 1173.817 | 968.94 | 3931.066 | 1173.817 | -1799.377 | 0 | 957.872 | 0 | 0 | 0
8077 | 1141.587 | 944.63 | 3840.065 | 1141.587 | -1430.104 | 0 | 1268.374 | 0 | 0 | 0
8078 | 1217.119 | 844.32 | 3487.655 | 1217.119 | 0 | 0 | 2270.536 | 0 | 0 | 0
8079 | 1621.666 | 678.3 | 2876.576 | 1621.666 | 0 | 0 | 1254.91 | 0 | 0 | 0
8080 | 617.579 | 458.62 | 1999.879 | 617.579 | 0 | 0 | 1382.3 | 0 | 0 | 0
8081 | 1446.565 | 209.28 | 825.125 | 825.125 | 0 | 0 | 0 | 621.44 | 0 | 0
8082 | 1314.233 | 5.5 | 0 | 0 | 0 | 0 | 0 | 797.85 | 0 | 516.383
8083 | 1122.4 | 0 | 0 | 0 | 0 | 0 | 0 | 0 | 0 | 1122.4
8084 | 976.8 | 0 | 0 | 0 | 0 | 0 | 0 | 0 | 0 | 976.8
8085 | 1206.4 | 0 | 0 | 0 | 0 | 0 | 0 | 0 | 0 | 1206.4
8086 | 1304 | 0 | 0 | 0 | 0 | 0 | 0 | 0 | 0 | 1304
8087 | 1134.4 | 0 | 0 | 0 | 0 | 0 | 0 | 0 | 0 | 1134.4
8088 | 949.6 | 0 | 0 | 0 | 0 | 0 | 0 | 0 | 0 | 949.6
8089 | 1222.4 | 0 | 0 | 0 | 0 | 0 | 0 | 1222.4 | 0 | 0
8090 | 851.2 | 0 | 0 | 0 | 0 | 0 | 0 | 851.2 | 0 | 0
8091 | 1256.8 | 0 | 0 | 0 | 0 | 0 | 0 | 1256.8 | 0 | 0
8092 | 1092.8 | 0 | 0 | 0 | 0 | 0 | 0 | 1092.8 | 0 | 0
8093 | 1028.8 | 0 | 0 | 0 | 0 | 0 | 0 | 1028.8 | 0 | 0
8094 | 1088.8 | 0 | 0 | 0 | 0 | 0 | 0 | 1088.8 | 0 | 0
8095 | 1353.6 | 105.13 | 355.406 | 355.406 | 0 | 0 | 0 | 0 | 0 | 998.194
8096 | 697.26 | 300.53 | 1329.017 | 697.26 | -631.757 | 0 | 0 | 0 | 0 | 0
8097 | 894.813 | 593.81 | 2620.847 | 894.813 | -1726.034 | 0 | 0 | 0 | 0 | 0
8098 | 1264.732 | 788.49 | 3337.617 | 1264.731 | -1799.377 | 0 | 273.509 | 0 | 0 | 0
8099 | 1241.914 | 915.74 | 3739.051 | 1241.914 | -1799.377 | 0 | 697.76 | 0 | 0 | 0
8100 | 1308.586 | 972.72 | 3870.637 | 1308.586 | -1799.377 | 0 | 762.674 | 0 | 0 | 0
8101 | 1086.618 | 947.83 | 3749.636 | 1086.618 | -1378.892 | 0 | 1284.126 | 0 | 0 | 0
8102 | 1312.456 | 846.4 | 3414.21 | 1312.456 | 0 | 0 | 2101.754 | 0 | 0 | 0
8103 | 1471.833 | 681.53 | 2849.782 | 1471.833 | 0 | 0 | 1377.949 | 0 | 0 | 0
8104 | 1659.084 | 444.82 | 1925.433 | 1659.084 | 0 | 0 | 266.349 | 0 | 0 | 0
8105 | 1382.135 | 174 | 690.928 | 690.928 | 0 | 0 | 0 | 691.207 | 0 | 0
8106 | 1357.739 | 3.91 | 0 | 0 | 0 | 0 | 0 | 907.429 | 0 | 450.31
8107 | 1292 | 0 | 0 | 0 | 0 | 0 | 0 | 0 | 0 | 1292
8108 | 1217.6 | 0 | 0 | 0 | 0 | 0 | 0 | 0 | 0 | 1217.6
8109 | 1288 | 0 | 0 | 0 | 0 | 0 | 0 | 0 | 0 | 1288
8110 | 1356 | 0 | 0 | 0 | 0 | 0 | 0 | 0 | 0 | 1356
8111 | 968.8 | 0 | 0 | 0 | 0 | 0 | 0 | 0 | 0 | 968.8
8112 | 1264 | 0 | 0 | 0 | 0 | 0 | 0 | 0 | 0 | 1264
8113 | 1316.8 | 0 | 0 | 0 | 0 | 0 | 0 | 1316.8 | 0 | 0
8114 | 1169.6 | 0 | 0 | 0 | 0 | 0 | 0 | 1169.6 | 0 | 0
8115 | 1160.8 | 0 | 0 | 0 | 0 | 0 | 0 | 1160.8 | 0 | 0
8116 | 1196 | 0 | 0 | 0 | 0 | 0 | 0 | 1196 | 0 | 0
8117 | 840 | 0 | 0 | 0 | 0 | 0 | 0 | 840 | 0 | 0
8118 | 1152.8 | 0 | 0 | 0 | 0 | 0 | 0 | 1152.8 | 0 | 0
8119 | 706.4 | 100.89 | 334.933 | 334.933 | 0 | 0 | 0 | 0 | 0 | 371.467
8120 | 959.437 | 346.95 | 1533.366 | 959.437 | -573.929 | 0 | 0 | 0 | 0 | 0
8121 | 900.079 | 581.47 | 2571.869 | 900.079 | -1671.79 | 0 | 0 | 0 | 0 | 0
8122 | 1146.42 | 766.82 | 3247.104 | 1146.42 | -1799.377 | 0 | 301.307 | 0 | 0 | 0
8123 | 1422.593 | 892.33 | 3657.423 | 1422.592 | -1799.377 | 0 | 435.454 | 0 | 0 | 0
8124 | 1547.461 | 949.31 | 3837.545 | 1547.461 | -1799.377 | 0 | 490.707 | 0 | 0 | 0
8125 | 1494.729 | 893.54 | 3638.077 | 1494.729 | -1490.963 | 0 | 652.385 | 0 | 0 | 0
8126 | 1257.696 | 828.67 | 3427.939 | 1257.696 | 0 | 0 | 2170.243 | 0 | 0 | 0
8127 | 1228.071 | 554.73 | 2367.779 | 1228.071 | 0 | 0 | 1139.708 | 0 | 0 | 0
8128 | 1769.154 | 422.01 | 1843.726 | 1769.154 | 0 | 0 | 74.572 | 0 | 0 | 0
8129 | 1953.371 | 181.6 | 724.366 | 724.366 | 0 | 0 | 0 | 1229.005 | 0 | 0
8130 | 1544.713 | 3.91 | 0 | 0 | 0 | 0 | 0 | 1544.713 | 0 | 0
8131 | 1589.6 | 0 | 0 | 0 | 0 | 0 | 0 | 0 | 0 | 1589.6
8132 | 1320 | 0 | 0 | 0 | 0 | 0 | 0 | 0 | 0 | 1320
8133 | 1744 | 0 | 0 | 0 | 0 | 0 | 0 | 0 | 0 | 1744
8134 | 1516.8 | 0 | 0 | 0 | 0 | 0 | 0 | 0 | 0 | 1516.8
8135 | 1599.2 | 0 | 0 | 0 | 0 | 0 | 0 | 0 | 0 | 1599.2
8136 | 1542.4 | 0 | 0 | 0 | 0 | 0 | 0 | 1542.4 | 0 | 0
8137 | 1434.4 | 0 | 0 | 0 | 0 | 0 | 0 | 1434.4 | 0 | 0
8138 | 1324 | 0 | 0 | 0 | 0 | 0 | 0 | 1324 | 0 | 0
8139 | 1325.6 | 0 | 0 | 0 | 0 | 0 | 0 | 1325.6 | 0 | 0
8140 | 1516.8 | 0 | 0 | 0 | 0 | 0 | 0 | 1516.8 | 0 | 0
8141 | 1291.2 | 0 | 0 | 0 | 0 | 0 | 0 | 1291.2 | 0 | 0
8142 | 1542.4 | 0 | 0 | 0 | 0 | 0 | 0 | 1542.4 | 0 | 0
8143 | 1000.8 | 103.27 | 338.376 | 338.376 | 0 | 0 | 0 | 223.847 | 0 | 438.577
8144 | 828.43 | 349.15 | 1538.752 | 828.43 | -710.322 | 0 | 0 | 0 | 0 | 0
8145 | 1062.166 | 583.77 | 2580.143 | 1062.166 | -1517.977 | 0 | 0 | 0 | 0 | 0
8146 | 1354.15 | 770.94 | 3271.927 | 1354.15 | -1799.377 | 0 | 118.4 | 0 | 0 | 0
8147 | 1544.599 | 894.11 | 3667.272 | 1544.599 | -1799.377 | 0 | 323.296 | 0 | 0 | 0
8148 | 1620.767 | 950.48 | 3831.751 | 1620.767 | -1799.377 | 0 | 411.607 | 0 | 0 | 0
8149 | 936.447 | 904.46 | 3646.442 | 936.447 | -1508.383 | 0 | 1201.612 | 0 | 0 | 0
8150 | 1379.589 | 559.44 | 2328.826 | 1379.589 | 0 | 0 | 949.237 | 0 | 0 | 0
8151 | 1282.753 | 527.73 | 2233.883 | 1282.753 | 0 | 0 | 951.13 | 0 | 0 | 0
8152 | 1281.053 | 350.61 | 1516.863 | 1281.053 | 0 | 0 | 235.81 | 0 | 0 | 0
8153 | 1015.736 | 174.98 | 694.983 | 694.983 | 0 | 0 | 0 | 320.753 | 0 | 0
8154 | 1172.039 | 4.6 | 0 | 0 | 0 | 0 | 0 | 1172.039 | 0 | 0
8155 | 1207.2 | 0 | 0 | 0 | 0 | 0 | 0 | 0 | 0 | 1207.2
8156 | 1226.4 | 0 | 0 | 0 | 0 | 0 | 0 | 0 | 0 | 1226.4
8157 | 1287.2 | 0 | 0 | 0 | 0 | 0 | 0 | 0 | 0 | 1287.2
8158 | 1448.8 | 0 | 0 | 0 | 0 | 0 | 0 | 0 | 0 | 1448.8
8159 | 1248.8 | 0 | 0 | 0 | 0 | 0 | 0 | 0 | 0 | 1248.8
8160 | 1272.8 | 0 | 0 | 0 | 0 | 0 | 0 | 1272.8 | 0 | 0
8161 | 1412 | 0 | 0 | 0 | 0 | 0 | 0 | 1412 | 0 | 0
8162 | 1366.4 | 0 | 0 | 0 | 0 | 0 | 0 | 1366.4 | 0 | 0
8163 | 1345.6 | 0 | 0 | 0 | 0 | 0 | 0 | 1345.6 | 0 | 0
8164 | 1445.6 | 0 | 0 | 0 | 0 | 0 | 0 | 1445.6 | 0 | 0
8165 | 1436 | 0 | 0 | 0 | 0 | 0 | 0 | 1436 | 0 | 0
8166 | 1366.4 | 0 | 0 | 0 | 0 | 0 | 0 | 1366.4 | 0 | 0
8167 | 1041.6 | 37.71 | 126.007 | 126.007 | 0 | 0 | 0 | 915.593 | 0 | 0
8168 | 1319.128 | 221.91 | 971.18 | 971.18 | 0 | 0 | 0 | 347.948 | 0 | 0
8169 | 889.005 | 398.78 | 1757.397 | 889.005 | -868.392 | 0 | 0 | 0 | 0 | 0
8170 | 1469.341 | 480.48 | 2067.048 | 1469.341 | -597.707 | 0 | 0 | 0 | 0 | 0
8171 | 1714.76 | 640.26 | 2699.218 | 1714.76 | -984.458 | 0 | 0 | 0 | 0 | 0
8172 | 1647.544 | 652.97 | 2728.198 | 1647.544 | -1080.654 | 0 | 0 | 0 | 0 | 0
8173 | 1465.729 | 439.97 | 1846.297 | 1465.729 | -380.568 | 0 | 0 | 0 | 0 | 0
8174 | 1506.159 | 300.74 | 1264.328 | 1264.328 | 0 | 0 | 0 | 241.831 | 0 | 0
8175 | 1621.22 | 255.6 | 1080.735 | 1080.735 | 0 | 0 | 0 | 540.485 | 0 | 0
8176 | 1662.845 | 330.02 | 1432.992 | 1432.992 | 0 | 0 | 0 | 229.853 | 0 | 0
8177 | 1580.403 | 85.58 | 340.234 | 340.234 | 0 | 0 | 0 | 1240.169 | 0 | 0
8178 | 1155.725 | 2.94 | 0 | 0 | 0 | 0 | 0 | 1155.725 | 0 | 0
8179 | 1545.6 | 0 | 0 | 0 | 0 | 0 | 0 | 1545.6 | 0 | 0
8180 | 1300 | 0 | 0 | 0 | 0 | 0 | 0 | 1300 | 0 | 0
8181 | 1517.6 | 0 | 0 | 0 | 0 | 0 | 0 | 1451.841 | 0 | 65.759
8182 | 1541.6 | 0 | 0 | 0 | 0 | 0 | 0 | 0 | 0 | 1541.6
8183 | 1264.8 | 0 | 0 | 0 | 0 | 0 | 0 | 0 | 0 | 1264.8
8184 | 1515.2 | 0 | 0 | 0 | 0 | 0 | 0 | 0 | 0 | 1515.2
8185 | 1142.4 | 0 | 0 | 0 | 0 | 0 | 0 | 1142.4 | 0 | 0
8186 | 1111.2 | 0 | 0 | 0 | 0 | 0 | 0 | 1111.2 | 0 | 0
8187 | 1584.8 | 0 | 0 | 0 | 0 | 0 | 0 | 1584.8 | 0 | 0
8188 | 1384 | 0 | 0 | 0 | 0 | 0 | 0 | 1384 | 0 | 0
8189 | 1290.4 | 0 | 0 | 0 | 0 | 0 | 0 | 1290.4 | 0 | 0
8190 | 1424 | 0 | 0 | 0 | 0 | 0 | 0 | 1424 | 0 | 0
8191 | 1168.8 | 85.77 | 273.773 | 273.773 | 0 | 0 | 0 | 0 | 0 | 895.027
8192 | 1085.638 | 243.67 | 1063.28 | 1063.28 | 0 | 0 | 0 | 0 | 0 | 22.358
8193 | 1060.777 | 492.06 | 2163.446 | 1060.777 | -1102.669 | 0 | 0 | 0 | 0 | 0
8194 | 1138.269 | 616.22 | 2619.946 | 1138.269 | -1481.677 | 0 | 0 | 0 | 0 | 0
8195 | 1033.825 | 757.41 | 3141.485 | 1033.824 | -1799.377 | 0 | 308.284 | 0 | 0 | 0
8196 | 1090.429 | 813.17 | 3329.434 | 1090.429 | -1799.377 | 0 | 439.628 | 0 | 0 | 0
8197 | 1135.24 | 719.85 | 2969.706 | 1135.24 | -1799.377 | 0 | 35.089 | 0 | 0 | 0
8198 | 1171.847 | 530.58 | 2229.981 | 1171.847 | -1058.134 | 0 | 0 | 0 | 0 | 0
8199 | 1104.482 | 256.09 | 1084.733 | 1084.733 | 0 | 0 | 0 | 0 | 0 | 19.749
8200 | 224.458 | 175.92 | 746.98 | 224.458 | -116.18 | 0 | 406.342 | 0 | 0 | 0
8201 | 183.44 | 85.9 | 344.714 | 183.44 | 0 | 0 | 161.274 | 0 | 0 | 0
8202 | 160.064 | 2.94 | 0 | 0 | 0 | 0 | 0 | 0 | 0 | 160.064
8203 | 206.4 | 0 | 0 | 0 | 0 | 0 | 0 | 0 | 0 | 206.4
8204 | 149.6 | 0 | 0 | 0 | 0 | 0 | 0 | 0 | 0 | 149.6
8205 | 116 | 0 | 0 | 0 | 0 | 0 | 0 | 0 | 0 | 116
8206 | 109.6 | 0 | 0 | 0 | 0 | 0 | 0 | 0 | 0 | 109.6
8207 | 99.2 | 0 | 0 | 0 | 0 | 0 | 0 | 0 | 0 | 99.2
8208 | 108.8 | 0 | 0 | 0 | 0 | 0 | 0 | 0 | 0 | 108.8
8209 | 100.8 | 0 | 0 | 0 | 0 | 0 | 0 | 0 | 0 | 100.8
8210 | 109.6 | 0 | 0 | 0 | 0 | 0 | 0 | 0 | 0 | 109.6
8211 | 100 | 0 | 0 | 0 | 0 | 0 | 0 | 0 | 0 | 100
8212 | 104 | 0 | 0 | 0 | 0 | 0 | 0 | 0 | 0 | 104
8213 | 93.6 | 0 | 0 | 0 | 0 | 0 | 0 | 0 | 0 | 93.6
8214 | 101.6 | 0 | 0 | 0 | 0 | 0 | 0 | 0 | 0 | 101.6
8215 | 93.6 | 60.06 | 198.924 | 93.6 | -105.324 | 0 | 0 | 0 | 0 | 0
8216 | 100.012 | 103.92 | 435.494 | 100.012 | -335.482 | 0 | 0 | 0 | 0 | 0
8217 | 218.574 | 360.99 | 1571.295 | 218.574 | -1294.486 | 0 | 58.235 | 0 | 0 | 0
8218 | 955.563 | 592.93 | 2498.679 | 955.563 | 0 | 0 | 1543.116 | 0 | 0 | 0
8219 | 1162.174 | 506.07 | 2102.428 | 1162.174 | 0 | 0 | 940.254 | 0 | 0 | 0
8220 | 1591.079 | 506.03 | 2091.645 | 1591.079 | 0 | 0 | 500.566 | 0 | 0 | 0
8221 | 1379.816 | 617.47 | 2543.834 | 1379.816 | 0 | 0 | 1164.018 | 0 | 0 | 0
8222 | 1610.809 | 601.56 | 2503.278 | 1610.809 | 0 | 0 | 892.469 | 0 | 0 | 0
8223 | 1808.052 | 294.51 | 1247.462 | 1247.462 | 0 | 0 | 0 | 560.59 | 0 | 0
8224 | 2055.558 | 289.04 | 1246.488 | 1246.488 | 0 | 0 | 0 | 809.07 | 0 | 0
8225 | 1608.955 | 108.6 | 432.124 | 432.124 | 0 | 0 | 0 | 1176.831 | 0 | 0
8226 | 1527.332 | 1.96 | 0 | 0 | 0 | 0 | 0 | 1527.332 | 0 | 0
8227 | 1779.2 | 0 | 0 | 0 | 0 | 0 | 0 | 0 | 0 | 1779.2
8228 | 1836.8 | 0 | 0 | 0 | 0 | 0 | 0 | 37.423 | 0 | 1799.377
8229 | 1579.2 | 0 | 0 | 0 | 0 | 0 | 0 | 0 | 0 | 1579.2
8230 | 1553.6 | 0 | 0 | 0 | 0 | 0 | 0 | 0 | 0 | 1553.6
8231 | 1396 | 0 | 0 | 0 | 0 | 0 | 0 | 0 | 0 | 1396
8232 | 1387.2 | 0 | 0 | 0 | 0 | 0 | 0 | 1387.2 | 0 | 0
8233 | 1321.6 | 0 | 0 | 0 | 0 | 0 | 0 | 1321.6 | 0 | 0
8234 | 1526.4 | 0 | 0 | 0 | 0 | 0 | 0 | 1526.4 | 0 | 0
8235 | 1572 | 0 | 0 | 0 | 0 | 0 | 0 | 1572 | 0 | 0
8236 | 1433.6 | 0 | 0 | 0 | 0 | 0 | 0 | 1433.6 | 0 | 0
8237 | 1316 | 0 | 0 | 0 | 0 | 0 | 0 | 1316 | 0 | 0
8238 | 1384.8 | 0 | 0 | 0 | 0 | 0 | 0 | 1384.8 | 0 | 0
8239 | 1184.8 | 31.38 | 98.488 | 0 | -98.488 | 0 | 0 | 1184.8 | 0 | 0
8240 | 1308.643 | 156.67 | 672.709 | 0 | -672.709 | 0 | 0 | 1308.643 | 0 | 0
8241 | 1418.787 | 465.11 | 2040.526 | 241.149 | -1799.377 | 0 | 0 | 1177.638 | 0 | 0
8242 | 1582.275 | 730.82 | 3100.329 | 1300.952 | -1799.377 | 0 | 0 | 281.323 | 0 | 0
8243 | 1549.679 | 872.74 | 3590.628 | 1549.679 | -1799.377 | 0 | 241.572 | 0 | 0 | 0
8244 | 1523.622 | 601.51 | 2503.675 | 704.298 | -1799.377 | 0 | 0 | 819.324 | 0 | 0
8245 | 1514.182 | 365.97 | 1522.47 | 468.541 | -1053.929 | 0 | 0 | 1045.641 | 0 | 0
8246 | 1331.149 | 221.47 | 923.658 | 923.658 | 0 | 0 | 0 | 407.491 | 0 | 0
8247 | 1245.736 | 39.23 | 137.357 | 137.357 | 0 | 0 | 0 | 1108.379 | 0 | 0
8248 | 1236.827 | 50.98 | 190.746 | 190.746 | 0 | 0 | 0 | 1046.081 | 0 | 0
8249 | 1300.328 | 66.5 | 259.32 | 259.32 | 0 | 0 | 0 | 1041.008 | 0 | 0
8250 | 1367.211 | 2.94 | 0 | 0 | 0 | 0 | 0 | 1367.211 | 0 | 0
8251 | 1213.6 | 0 | 0 | 0 | 0 | 0 | 0 | 0 | 0 | 1213.6
8252 | 1144.8 | 0 | 0 | 0 | 0 | 0 | 0 | 0 | 0 | 1144.8
8253 | 1432 | 0 | 0 | 0 | 0 | 0 | 0 | 0 | 0 | 1432
8254 | 1488.8 | 0 | 0 | 0 | 0 | 0 | 0 | 0 | 0 | 1488.8
8255 | 1432.8 | 0 | 0 | 0 | 0 | 0 | 0 | 0 | 0 | 1432.8
8256 | 1107.2 | 0 | 0 | 0 | 0 | 0 | 0 | 1107.2 | 0 | 0
8257 | 1325.6 | 0 | 0 | 0 | 0 | 0 | 0 | 1325.6 | 0 | 0
8258 | 1274.4 | 0 | 0 | 0 | 0 | 0 | 0 | 1274.4 | 0 | 0
8259 | 1459.2 | 0 | 0 | 0 | 0 | 0 | 0 | 1459.2 | 0 | 0
8260 | 1384.8 | 0 | 0 | 0 | 0 | 0 | 0 | 1384.8 | 0 | 0
8261 | 1256 | 0 | 0 | 0 | 0 | 0 | 0 | 1256 | 0 | 0
8262 | 1425.6 | 0 | 0 | 0 | 0 | 0 | 0 | 1425.6 | 0 | 0
8263 | 991.2 | 57.91 | 185.842 | 0 | -185.842 | 0 | 0 | 991.2 | 0 | 0
8264 | 982.402 | 226.07 | 977.342 | 0 | -977.342 | 0 | 0 | 982.402 | 0 | 0
8265 | 1106.567 | 526.87 | 2295.015 | 495.638 | -1799.377 | 0 | 0 | 610.929 | 0 | 0
8266 | 1162.384 | 476.21 | 2015.748 | 864.684 | -1151.064 | 0 | 0 | 297.699 | 0 | 0
8267 | 957.501 | 501.36 | 2093.253 | 957.501 | -1135.752 | 0 | 0 | 0 | 0 | 0
8268 | 1301.609 | 616.41 | 2549.6 | 1301.609 | -1247.991 | 0 | 0 | 0 | 0 | 0
8269 | 1278.001 | 532.39 | 2217.238 | 1278.001 | -939.237 | 0 | 0 | 0 | 0 | 0
8270 | 1638.085 | 396.68 | 1671.21 | 1638.085 | -33.125 | 0 | 0 | 0 | 0 | 0
8271 | 1340.07 | 34.32 | 117.11 | 117.11 | 0 | 0 | 0 | 1222.96 | 0 | 0
8272 | 1262.195 | 96.5 | 392.01 | 392.01 | 0 | 0 | 0 | 870.185 | 0 | 0
8273 | 1317.571 | 8.81 | 11.689 | 11.689 | 0 | 0 | 0 | 1305.882 | 0 | 0
8274 | 1073.537 | 0.98 | 0 | 0 | 0 | 0 | 0 | 1073.537 | 0 | 0
8275 | 968 | 0 | 0 | 0 | 0 | 0 | 0 | 0 | 0 | 968
8276 | 1704.8 | 0 | 0 | 0 | 0 | 0 | 0 | 0 | 0 | 1704.8
8277 | 1280 | 0 | 0 | 0 | 0 | 0 | 0 | 0 | 0 | 1280
8278 | 953.6 | 0 | 0 | 0 | 0 | 0 | 0 | 0 | 0 | 953.6
8279 | 1074.4 | 0 | 0 | 0 | 0 | 0 | 0 | 0 | 0 | 1074.4
8280 | 1128 | 0 | 0 | 0 | 0 | 0 | 0 | 1128 | 0 | 0
8281 | 1326.4 | 0 | 0 | 0 | 0 | 0 | 0 | 1326.4 | 0 | 0
8282 | 1213.6 | 0 | 0 | 0 | 0 | 0 | 0 | 1213.6 | 0 | 0
8283 | 932 | 0 | 0 | 0 | 0 | 0 | 0 | 932 | 0 | 0
8284 | 1318.4 | 0 | 0 | 0 | 0 | 0 | 0 | 1318.4 | 0 | 0
8285 | 1150.4 | 0 | 0 | 0 | 0 | 0 | 0 | 1150.4 | 0 | 0
8286 | 1121.6 | 0 | 0 | 0 | 0 | 0 | 0 | 1121.6 | 0 | 0
8287 | 1252.8 | 68.6 | 217.291 | 0 | -217.291 | 0 | 0 | 1252.8 | 0 | 0
8288 | 1217.408 | 233.01 | 997.159 | 0 | -997.159 | 0 | 0 | 1217.408 | 0 | 0
8289 | 1302.102 | 513.36 | 2202.343 | 402.966 | -1799.377 | 0 | 0 | 899.135 | 0 | 0
8290 | 1274.013 | 414.65 | 1738.86 | 1139.703 | -599.157 | 0 | 0 | 134.31 | 0 | 0
8291 | 1359.024 | 381.27 | 1598.457 | 1359.024 | -239.433 | 0 | 0 | 0 | 0 | 0
8292 | 1360.939 | 722.65 | 2925.893 | 1360.939 | -1564.954 | 0 | 0 | 0 | 0 | 0
8293 | 1309.39 | 448.95 | 1864.454 | 1309.39 | -555.064 | 0 | 0 | 0 | 0 | 0
8294 | 1346.761 | 484.61 | 2030.309 | 1346.761 | -683.548 | 0 | 0 | 0 | 0 | 0
8295 | 1666.961 | 261.88 | 1110.213 | 1110.213 | 0 | 0 | 0 | 556.748 | 0 | 0
8296 | 1629.508 | 95.6 | 389.336 | 389.336 | 0 | 0 | 0 | 1240.172 | 0 | 0
8297 | 1510.972 | 9.79 | 15.637 | 15.637 | 0 | 0 | 0 | 1495.335 | 0 | 0
8298 | 1715.055 | 0.98 | 0 | 0 | 0 | 0 | 0 | 1715.055 | 0 | 0
8299 | 1569.6 | 0 | 0 | 0 | 0 | 0 | 0 | 0 | 0 | 1569.6
8300 | 1138.4 | 0 | 0 | 0 | 0 | 0 | 0 | 0 | 0 | 1138.4
8301 | 1421.6 | 0 | 0 | 0 | 0 | 0 | 0 | 0 | 0 | 1421.6
8302 | 1424.8 | 0 | 0 | 0 | 0 | 0 | 0 | 0 | 0 | 1424.8
8303 | 1243.2 | 0 | 0 | 0 | 0 | 0 | 0 | 0 | 0 | 1243.2
8304 | 1226.4 | 0 | 0 | 0 | 0 | 0 | 0 | 1226.4 | 0 | 0
8305 | 871.2 | 0 | 0 | 0 | 0 | 0 | 0 | 871.2 | 0 | 0
8306 | 1341.6 | 0 | 0 | 0 | 0 | 0 | 0 | 1341.6 | 0 | 0
8307 | 1340 | 0 | 0 | 0 | 0 | 0 | 0 | 1340 | 0 | 0
8308 | 1356 | 0 | 0 | 0 | 0 | 0 | 0 | 1356 | 0 | 0
8309 | 1612 | 0 | 0 | 0 | 0 | 0 | 0 | 1612 | 0 | 0
8310 | 1690.4 | 0 | 0 | 0 | 0 | 0 | 0 | 1690.4 | 0 | 0
8311 | 1544.8 | 74.93 | 232.809 | 0 | -232.809 | 0 | 0 | 1544.8 | 0 | 0
8312 | 1215.149 | 309.6 | 1329.011 | 156.113 | -1172.898 | 0 | 0 | 1059.036 | 0 | 0
8313 | 1492.134 | 543.38 | 2341.506 | 1492.134 | -849.372 | 0 | 0 | 0 | 0 | 0
8314 | 1882.658 | 634.12 | 2640.227 | 1882.658 | -757.569 | 0 | 0 | 0 | 0 | 0
8315 | 1450.765 | 581.55 | 2394.42 | 1450.765 | -943.655 | 0 | 0 | 0 | 0 | 0
8316 | 1737.05 | 438.67 | 1804.67 | 1737.05 | -67.62 | 0 | 0 | 0 | 0 | 0
8317 | 1360.505 | 569.12 | 2310.55 | 1360.505 | -950.045 | 0 | 0 | 0 | 0 | 0
8318 | 1346.552 | 600.16 | 2446.105 | 1346.552 | -1099.553 | 0 | 0 | 0 | 0 | 0
8319 | 1602.583 | 201.37 | 836.316 | 836.316 | 0 | 0 | 0 | 766.267 | 0 | 0
8320 | 1371.928 | 125.3 | 515.553 | 515.553 | 0 | 0 | 0 | 856.375 | 0 | 0
8321 | 1617.23 | 59.24 | 227.276 | 227.276 | 0 | 0 | 0 | 1389.954 | 0 | 0
8322 | 1416.264 | 2.94 | 0 | 0 | 0 | 0 | 0 | 1416.264 | 0 | 0
8323 | 1540.8 | 0 | 0 | 0 | 0 | 0 | 0 | 0 | 0 | 1540.8
8324 | 1249.6 | 0 | 0 | 0 | 0 | 0 | 0 | 0 | 0 | 1249.6
8325 | 1344 | 0 | 0 | 0 | 0 | 0 | 0 | 0 | 0 | 1344
8326 | 1529.6 | 0 | 0 | 0 | 0 | 0 | 0 | 0 | 0 | 1529.6
8327 | 1204 | 0 | 0 | 0 | 0 | 0 | 0 | 0 | 0 | 1204
8328 | 1254.4 | 0 | 0 | 0 | 0 | 0 | 0 | 1254.4 | 0 | 0
8329 | 1176.8 | 0 | 0 | 0 | 0 | 0 | 0 | 1176.8 | 0 | 0
8330 | 1458.4 | 0 | 0 | 0 | 0 | 0 | 0 | 1458.4 | 0 | 0
8331 | 1106.4 | 0 | 0 | 0 | 0 | 0 | 0 | 1106.4 | 0 | 0
8332 | 1453.6 | 0 | 0 | 0 | 0 | 0 | 0 | 1453.6 | 0 | 0
8333 | 1477.6 | 0 | 0 | 0 | 0 | 0 | 0 | 1477.6 | 0 | 0
8334 | 1080 | 0 | 0 | 0 | 0 | 0 | 0 | 1080 | 0 | 0
8335 | 1225.6 | 66.12 | 206.332 | 206.332 | 0 | 0 | 0 | 1019.268 | 0 | 0
8336 | 918.666 | 238.97 | 1029.152 | 918.666 | -110.486 | 0 | 0 | 0 | 0 | 0
8337 | 1374.39 | 543.91 | 2380.075 | 1374.39 | -1005.685 | 0 | 0 | 0 | 0 | 0
8338 | 1560.354 | 637.58 | 2718.774 | 1560.354 | -1158.42 | 0 | 0 | 0 | 0 | 0
8339 | 1797.136 | 656.57 | 2747.607 | 1797.136 | -950.471 | 0 | 0 | 0 | 0 | 0
8340 | 1185.147 | 689.88 | 2857.49 | 1185.147 | -1672.343 | 0 | 0 | 0 | 0 | 0
8341 | 1448.412 | 626.36 | 2601.806 | 1448.412 | -1153.394 | 0 | 0 | 0 | 0 | 0
8342 | 1481.714 | 581.63 | 2439.354 | 1481.714 | -957.64 | 0 | 0 | 0 | 0 | 0
8343 | 915.477 | 459.11 | 1956.384 | 915.477 | -1040.907 | 0 | 0 | 0 | 0 | 0
8344 | 1225.411 | 307.24 | 1332.703 | 1225.411 | -107.292 | 0 | 0 | 0 | 0 | 0
8345 | 1517.155 | 100.11 | 403.161 | 403.161 | 0 | 0 | 0 | 1113.994 | 0 | 0
8346 | 1563.602 | 3.91 | 0 | 0 | 0 | 0 | 0 | 1563.602 | 0 | 0
8347 | 1392 | 0 | 0 | 0 | 0 | 0 | 0 | 1392 | 0 | 0
8348 | 1641.6 | 0 | 0 | 0 | 0 | 0 | 0 | 937.673 | 0 | 703.927
8349 | 1546.4 | 0 | 0 | 0 | 0 | 0 | 0 | 0 | 0 | 1546.4
8350 | 1494.4 | 0 | 0 | 0 | 0 | 0 | 0 | 0 | 0 | 1494.4
8351 | 1361.6 | 0 | 0 | 0 | 0 | 0 | 0 | 0 | 0 | 1361.6
8352 | 1280.8 | 0 | 0 | 0 | 0 | 0 | 0 | 0 | 0 | 1280.8
8353 | 1408 | 0 | 0 | 0 | 0 | 0 | 0 | 1408 | 0 | 0
8354 | 1036.8 | 0 | 0 | 0 | 0 | 0 | 0 | 1036.8 | 0 | 0
8355 | 1119.2 | 0 | 0 | 0 | 0 | 0 | 0 | 1119.2 | 0 | 0
8356 | 1168 | 0 | 0 | 0 | 0 | 0 | 0 | 1168 | 0 | 0
8357 | 1204.8 | 0 | 0 | 0 | 0 | 0 | 0 | 1204.8 | 0 | 0
8358 | 1127.2 | 0 | 0 | 0 | 0 | 0 | 0 | 1127.2 | 0 | 0
8359 | 1190.4 | 81.32 | 248.299 | 248.299 | 0 | 0 | 0 | 0 | 0 | 942.101
8360 | 210.344 | 321.55 | 1374.415 | 210.344 | -1164.071 | 0 | 0 | 0 | 0 | 0
8361 | 101.182 | 556.12 | 2416.921 | 101.181 | -1799.377 | 0 | 516.363 | 0 | 0 | 0
8362 | 0 | 529.89 | 2254.821 | 0 | -1799.377 | 0 | 455.444 | 0 | 0 | 0
8363 | 0 | 333.11 | 1398.677 | 0 | -1398.677 | 0 | 0 | 0 | 0 | 0
8364 | 0 | 452.11 | 1894.504 | -0.001 | -1799.377 | 0 | 95.128 | 0 | 0 | 0
8365 | 0 | 454.25 | 1908.352 | 0 | -1173.934 | 0 | 734.418 | 0 | 0 | 0
8366 | 0 | 689.65 | 2892.473 | 0 | 0 | 0 | 2892.473 | 0 | 0 | 0
8367 | 0 | 498.07 | 2128.486 | 0 | 0 | 0 | 2128.486 | 0 | 0 | 0
8368 | 0 | 266.17 | 1147.02 | 0 | 0 | 0 | 1147.02 | 0 | 0 | 0
8369 | 0 | 97.58 | 392.304 | 0 | 0 | 0 | 392.304 | 0 | 0 | 0
8370 | 0 | 3.91 | 0 | 0 | 0 | 0 | 0 | 0 | 0 | 0
8371 | 0 | 0 | 0 | 0 | 0 | 0 | 0 | 0 | 0 | 0
8372 | 0 | 0 | 0 | 0 | 0 | 0 | 0 | 0 | 0 | 0
8373 | 137.6 | 0 | 0 | 0 | 0 | 0 | 0 | 0 | 0 | 137.6
8374 | 224 | 0 | 0 | 0 | 0 | 0 | 0 | 0 | 0 | 224
8375 | 279.2 | 0 | 0 | 0 | 0 | 0 | 0 | 0 | 0 | 279.2
8376 | 275.2 | 0 | 0 | 0 | 0 | 0 | 0 | 0 | 0 | 275.2
8377 | 272 | 0 | 0 | 0 | 0 | 0 | 0 | 0 | 0 | 272
8378 | 291.2 | 0 | 0 | 0 | 0 | 0 | 0 | 0 | 0 | 291.2
8379 | 199.2 | 0 | 0 | 0 | 0 | 0 | 0 | 0 | 0 | 199.2
8380 | 207.2 | 0 | 0 | 0 | 0 | 0 | 0 | 0 | 0 | 207.2
8381 | 285.6 | 0 | 0 | 0 | 0 | 0 | 0 | 0 | 0 | 285.6
8382 | 264 | 0 | 0 | 0 | 0 | 0 | 0 | 0 | 0 | 264
8383 | 318.4 | 52.93 | 165.153 | 165.153 | 0 | 0 | 0 | 0 | 0 | 153.247
8384 | 138.494 | 323.49 | 1386.127 | 138.494 | -1247.633 | 0 | 0 | 0 | 0 | 0
8385 | 740.535 | 559.43 | 2437.27 | 740.535 | -1633.028 | 0 | 63.707 | 0 | 0 | 0
8386 | 1328.616 | 648.88 | 2733.193 | 1328.616 | 0 | 0 | 1404.577 | 0 | 0 | 0
8387 | 1321.969 | 852.48 | 3490.464 | 1321.969 | 0 | 0 | 2168.495 | 0 | 0 | 0
8388 | 1360.73 | 842.42 | 3433.257 | 1360.73 | 0 | 0 | 2072.527 | 0 | 0 | 0
8389 | 1345.146 | 660.2 | 2740.861 | 1345.146 | 0 | 0 | 1395.715 | 0 | 0 | 0
8390 | 1049.667 | 540.38 | 2267.932 | 1049.667 | 0 | 0 | 1218.265 | 0 | 0 | 0
8391 | 978.516 | 479.21 | 2050.924 | 978.516 | 0 | 0 | 1072.408 | 0 | 0 | 0
8392 | 1113.713 | 151.87 | 635.347 | 635.347 | 0 | 0 | 0 | 478.366 | 0 | 0
8393 | 1271.929 | 33.31 | 114.884 | 114.884 | 0 | 0 | 0 | 1157.045 | 0 | 0
8394 | 1081.973 | 1.96 | 0 | 0 | 0 | 0 | 0 | 784.16 | 0 | 297.813
8395 | 1176.8 | 0 | 0 | 0 | 0 | 0 | 0 | 0 | 0 | 1176.8
8396 | 942.4 | 0 | 0 | 0 | 0 | 0 | 0 | 0 | 0 | 942.4
8397 | 892.8 | 0 | 0 | 0 | 0 | 0 | 0 | 0 | 0 | 892.8
8398 | 998.4 | 0 | 0 | 0 | 0 | 0 | 0 | 0 | 0 | 998.4
8399 | 1292 | 0 | 0 | 0 | 0 | 0 | 0 | 0 | 0 | 1292
8400 | 1080.8 | 0 | 0 | 0 | 0 | 0 | 0 | 0 | 0 | 1080.8
8401 | 1272.8 | 0 | 0 | 0 | 0 | 0 | 0 | 1272.8 | 0 | 0
8402 | 1246.4 | 0 | 0 | 0 | 0 | 0 | 0 | 1246.4 | 0 | 0
8403 | 1290.4 | 0 | 0 | 0 | 0 | 0 | 0 | 1290.4 | 0 | 0
8404 | 856 | 0 | 0 | 0 | 0 | 0 | 0 | 856 | 0 | 0
8405 | 1009.6 | 0 | 0 | 0 | 0 | 0 | 0 | 1009.6 | 0 | 0
8406 | 1304.8 | 0 | 0 | 0 | 0 | 0 | 0 | 1304.8 | 0 | 0
8407 | 1032.8 | 61.69 | 188.662 | 188.662 | 0 | 0 | 0 | 0 | 0 | 844.138
8408 | 1361.032 | 275.11 | 1186.387 | 1186.387 | 0 | 0 | 0 | 0 | 0 | 174.645
8409 | 1132.013 | 420.5 | 1839.886 | 1132.013 | -707.873 | 0 | 0 | 0 | 0 | 0
8410 | 1598.971 | 593.45 | 2533.986 | 1598.971 | -935.015 | 0 | 0 | 0 | 0 | 0
8411 | 1537.183 | 859.91 | 3594.4 | 1537.183 | -1799.377 | 0 | 257.84 | 0 | 0 | 0
8412 | 1425.846 | 940.51 | 3894.735 | 1425.846 | -1799.377 | 0 | 669.512 | 0 | 0 | 0
8413 | 1392.659 | 892.95 | 3702.941 | 1392.659 | -1799.377 | 0 | 510.905 | 0 | 0 | 0
8414 | 1295.781 | 487.18 | 2074.246 | 1295.781 | -778.465 | 0 | 0 | 0 | 0 | 0
8415 | 1618.778 | 555.6 | 2368.334 | 1618.778 | -749.556 | 0 | 0 | 0 | 0 | 0
8416 | 1607.397 | 350.06 | 1518.364 | 1518.364 | 0 | 0 | 0 | 89.033 | 0 | 0
8417 | 1627.259 | 46.07 | 170.165 | 170.165 | 0 | 0 | 0 | 1457.094 | 0 | 0
8418 | 1365.124 | 2.94 | 0 | 0 | 0 | 0 | 0 | 1365.124 | 0 | 0
8419 | 1428 | 0 | 0 | 0 | 0 | 0 | 0 | 0 | 0 | 1428
8420 | 1173.6 | 0 | 0 | 0 | 0 | 0 | 0 | 0 | 0 | 1173.6
8421 | 1508 | 0 | 0 | 0 | 0 | 0 | 0 | 0 | 0 | 1508
8422 | 1451.2 | 0 | 0 | 0 | 0 | 0 | 0 | 0 | 0 | 1451.2
8423 | 1724 | 0 | 0 | 0 | 0 | 0 | 0 | 0 | 0 | 1724
8424 | 1598.4 | 0 | 0 | 0 | 0 | 0 | 0 | 1598.4 | 0 | 0
8425 | 1463.2 | 0 | 0 | 0 | 0 | 0 | 0 | 1463.2 | 0 | 0
8426 | 1581.6 | 0 | 0 | 0 | 0 | 0 | 0 | 1581.6 | 0 | 0
8427 | 1542.4 | 0 | 0 | 0 | 0 | 0 | 0 | 1542.4 | 0 | 0
8428 | 1321.6 | 0 | 0 | 0 | 0 | 0 | 0 | 1321.6 | 0 | 0
8429 | 1266.4 | 0 | 0 | 0 | 0 | 0 | 0 | 1266.4 | 0 | 0
8430 | 1100 | 0 | 0 | 0 | 0 | 0 | 0 | 1100 | 0 | 0
8431 | 1120 | 66.76 | 203.478 | 0 | -203.478 | 0 | 0 | 1120 | 0 | 0
8432 | 977.25 | 253.67 | 1100.517 | 0 | -1100.517 | 0 | 0 | 977.25 | 0 | 0
8433 | 1164.458 | 446.58 | 1963.576 | 806.979 | -1156.597 | 0 | 0 | 357.479 | 0 | 0
8434 | 1811.107 | 594.87 | 2539.621 | 1811.107 | -728.514 | 0 | 0 | 0 | 0 | 0
8435 | 1589.091 | 731.6 | 3054.358 | 1589.091 | -1465.267 | 0 | 0 | 0 | 0 | 0
8436 | 1463.659 | 720.34 | 2991.414 | 1463.659 | -1527.755 | 0 | 0 | 0 | 0 | 0
8437 | 1438.004 | 638.71 | 2660.015 | 1438.004 | -1222.011 | 0 | 0 | 0 | 0 | 0
8438 | 1439.024 | 509.14 | 2142.078 | 1439.024 | -703.054 | 0 | 0 | 0 | 0 | 0
8439 | 1791.185 | 237.81 | 1000.721 | 1000.721 | 0 | 0 | 0 | 790.464 | 0 | 0
8440 | 1612.223 | 143.15 | 596.36 | 596.36 | 0 | 0 | 0 | 1015.863 | 0 | 0
8441 | 1277.059 | 24.49 | 77.182 | 77.182 | 0 | 0 | 0 | 1199.877 | 0 | 0
8442 | 1399.92 | 1.96 | 0 | 0 | 0 | 0 | 0 | 1399.92 | 0 | 0
8443 | 1373.6 | 0 | 0 | 0 | 0 | 0 | 0 | 0 | 0 | 1373.6
8444 | 1170.4 | 0 | 0 | 0 | 0 | 0 | 0 | 0 | 0 | 1170.4
8445 | 1194.4 | 0 | 0 | 0 | 0 | 0 | 0 | 0 | 0 | 1194.4
8446 | 1397.6 | 0 | 0 | 0 | 0 | 0 | 0 | 0 | 0 | 1397.6
8447 | 1476 | 0 | 0 | 0 | 0 | 0 | 0 | 0 | 0 | 1476
8448 | 1419.2 | 0 | 0 | 0 | 0 | 0 | 0 | 1419.2 | 0 | 0
8449 | 1497.6 | 0 | 0 | 0 | 0 | 0 | 0 | 1497.6 | 0 | 0
8450 | 1310.4 | 0 | 0 | 0 | 0 | 0 | 0 | 1310.4 | 0 | 0
8451 | 1341.6 | 0 | 0 | 0 | 0 | 0 | 0 | 1341.6 | 0 | 0
8452 | 1416 | 0 | 0 | 0 | 0 | 0 | 0 | 1416 | 0 | 0
8453 | 957.6 | 0 | 0 | 0 | 0 | 0 | 0 | 957.6 | 0 | 0
8454 | 1168 | 0 | 0 | 0 | 0 | 0 | 0 | 1168 | 0 | 0
8455 | 1116.8 | 70.85 | 217.535 | 0 | -217.535 | 0 | 0 | 1116.8 | 0 | 0
8456 | 1100.114 | 267.27 | 1158.234 | 1072.53 | -85.704 | 0 | 0 | 27.584 | 0 | 0
8457 | 1505.134 | 451.1 | 1987.193 | 1505.134 | -482.059 | 0 | 0 | 0 | 0 | 0
8458 | 1372.623 | 595.54 | 2550.829 | 1372.623 | -1178.206 | 0 | 0 | 0 | 0 | 0
8459 | 1730.814 | 676.3 | 2838.981 | 1730.814 | -1108.167 | 0 | 0 | 0 | 0 | 0
8460 | 1451.75 | 672.88 | 2806.195 | 1451.75 | -1354.445 | 0 | 0 | 0 | 0 | 0
8461 | 1419.609 | 485.51 | 2037.836 | 1419.609 | -618.227 | 0 | 0 | 0 | 0 | 0
8462 | 1566.858 | 594.47 | 2492.704 | 1566.858 | -925.846 | 0 | 0 | 0 | 0 | 0
8463 | 1497.729 | 440.64 | 1876.755 | 1497.729 | -379.026 | 0 | 0 | 0 | 0 | 0
8464 | 1156.838 | 303.14 | 1311.743 | 1156.838 | -154.905 | 0 | 0 | 0 | 0 | 0
8465 | 1305.359 | 102.76 | 417.552 | 417.552 | 0 | 0 | 0 | 887.807 | 0 | 0
8466 | 1419.829 | 4.89 | 0 | 0 | 0 | 0 | 0 | 1419.829 | 0 | 0
8467 | 1196 | 0 | 0 | 0 | 0 | 0 | 0 | 0 | 0 | 1196
8468 | 1183.2 | 0 | 0 | 0 | 0 | 0 | 0 | 0 | 0 | 1183.2
8469 | 1408.8 | 0 | 0 | 0 | 0 | 0 | 0 | 0 | 0 | 1408.8
8470 | 1412 | 0 | 0 | 0 | 0 | 0 | 0 | 0 | 0 | 1412
8471 | 1347.2 | 0 | 0 | 0 | 0 | 0 | 0 | 0 | 0 | 1347.2
8472 | 1276 | 0 | 0 | 0 | 0 | 0 | 0 | 1276 | 0 | 0
8473 | 1184 | 0 | 0 | 0 | 0 | 0 | 0 | 1184 | 0 | 0
8474 | 1453.6 | 0 | 0 | 0 | 0 | 0 | 0 | 1453.6 | 0 | 0
8475 | 1312.8 | 0 | 0 | 0 | 0 | 0 | 0 | 1312.8 | 0 | 0
8476 | 1127.2 | 0 | 0 | 0 | 0 | 0 | 0 | 1127.2 | 0 | 0
8477 | 1457.6 | 0 | 0 | 0 | 0 | 0 | 0 | 1457.6 | 0 | 0
8478 | 1394.4 | 0 | 0 | 0 | 0 | 0 | 0 | 1394.4 | 0 | 0
8479 | 1288.8 | 23.71 | 65.623 | 65.623 | 0 | 0 | 0 | 1223.177 | 0 | 0
8480 | 1161.104 | 129.81 | 557.429 | 557.429 | 0 | 0 | 0 | 603.675 | 0 | 0
8481 | 829.113 | 369.2 | 1641.811 | 829.113 | -812.698 | 0 | 0 | 0 | 0 | 0
8482 | 1028.635 | 464.6 | 2026.803 | 1028.635 | -998.168 | 0 | 0 | 0 | 0 | 0
8483 | 1605.522 | 693.3 | 2986.153 | 1605.522 | -1380.631 | 0 | 0 | 0 | 0 | 0
8484 | 1388.834 | 730.33 | 3127.491 | 1388.834 | -1738.657 | 0 | 0 | 0 | 0 | 0
8485 | 1422.415 | 605.67 | 2603.188 | 1422.415 | -1180.773 | 0 | 0 | 0 | 0 | 0
8486 | 1624.992 | 608.7 | 2637.78 | 1624.992 | -1012.788 | 0 | 0 | 0 | 0 | 0
8487 | 1558.054 | 391.85 | 1715.634 | 1558.054 | -157.58 | 0 | 0 | 0 | 0 | 0
8488 | 1796.174 | 67.67 | 268.455 | 268.455 | 0 | 0 | 0 | 1527.719 | 0 | 0
8489 | 1733.951 | 53.03 | 205.035 | 205.035 | 0 | 0 | 0 | 1528.916 | 0 | 0
8490 | 1379.821 | 2.94 | 0 | 0 | 0 | 0 | 0 | 1379.821 | 0 | 0
8491 | 1425.6 | 0 | 0 | 0 | 0 | 0 | 0 | 0 | 0 | 1425.6
8492 | 1449.6 | 0 | 0 | 0 | 0 | 0 | 0 | 0 | 0 | 1449.6
8493 | 1551.2 | 0 | 0 | 0 | 0 | 0 | 0 | 0 | 0 | 1551.2
8494 | 1432.8 | 0 | 0 | 0 | 0 | 0 | 0 | 0 | 0 | 1432.8
8495 | 1576.8 | 0 | 0 | 0 | 0 | 0 | 0 | 0 | 0 | 1576.8
8496 | 1746.4 | 0 | 0 | 0 | 0 | 0 | 0 | 1746.4 | 0 | 0
8497 | 704 | 0 | 0 | 0 | 0 | 0 | 0 | 704 | 0 | 0
8498 | 883.2 | 0 | 0 | 0 | 0 | 0 | 0 | 883.2 | 0 | 0
8499 | 1075.2 | 0 | 0 | 0 | 0 | 0 | 0 | 1075.2 | 0 | 0
8500 | 876.8 | 0 | 0 | 0 | 0 | 0 | 0 | 876.8 | 0 | 0
8501 | 927.2 | 0 | 0 | 0 | 0 | 0 | 0 | 927.2 | 0 | 0
8502 | 720.8 | 0 | 0 | 0 | 0 | 0 | 0 | 720.8 | 0 | 0
8503 | 638.4 | 49.89 | 150.864 | 150.864 | 0 | 0 | 0 | 487.536 | 0 | 0
8504 | 622.722 | 247.18 | 1090.261 | 622.722 | -467.539 | 0 | 0 | 0 | 0 | 0
8505 | 603.316 | 547.64 | 2488.734 | 603.315 | -1799.377 | 0 | 86.042 | 0 | 0 | 0
8506 | 1098.458 | 740.78 | 3271.972 | 1098.458 | -1799.377 | 0 | 374.137 | 0 | 0 | 0
8507 | 979.053 | 763.01 | 3297.378 | 979.052 | -1799.377 | 0 | 518.949 | 0 | 0 | 0
8508 | 716.923 | 797.18 | 3403.96 | 716.923 | -1799.377 | 0 | 887.66 | 0 | 0 | 0
8509 | 680.172 | 770.89 | 3285.451 | 680.172 | -1469.767 | 0 | 1135.512 | 0 | 0 | 0
8510 | 780.334 | 676.96 | 2909.169 | 780.334 | 0 | 0 | 2128.835 | 0 | 0 | 0
8511 | 882.579 | 501.56 | 2185.053 | 882.579 | 0 | 0 | 1302.474 | 0 | 0 | 0
8512 | 842.753 | 451.72 | 2014.944 | 842.753 | 0 | 0 | 1172.191 | 0 | 0 | 0
8513 | 490.41 | 208.07 | 860.102 | 490.41 | 0 | 0 | 369.692 | 0 | 0 | 0
8514 | 678.563 | 8.66 | 0 | 0 | 0 | 0 | 0 | 0 | 0 | 678.563
8515 | 853.6 | 0 | 0 | 0 | 0 | 0 | 0 | 0 | 0 | 853.6
8516 | 705.6 | 0 | 0 | 0 | 0 | 0 | 0 | 0 | 0 | 705.6
8517 | 828.8 | 0 | 0 | 0 | 0 | 0 | 0 | 0 | 0 | 828.8
8518 | 820 | 0 | 0 | 0 | 0 | 0 | 0 | 0 | 0 | 820
8519 | 755.2 | 0 | 0 | 0 | 0 | 0 | 0 | 0 | 0 | 755.2
8520 | 697.6 | 0 | 0 | 0 | 0 | 0 | 0 | 0 | 0 | 697.6
8521 | 1381.6 | 0 | 0 | 0 | 0 | 0 | 0 | 1381.6 | 0 | 0
8522 | 1472 | 0 | 0 | 0 | 0 | 0 | 0 | 1472 | 0 | 0
8523 | 1526.4 | 0 | 0 | 0 | 0 | 0 | 0 | 1526.4 | 0 | 0
8524 | 1505.6 | 0 | 0 | 0 | 0 | 0 | 0 | 1505.6 | 0 | 0
8525 | 1336.8 | 0 | 0 | 0 | 0 | 0 | 0 | 1091.441 | 0 | 245.359
8526 | 1504 | 0 | 0 | 0 | 0 | 0 | 0 | 0 | 0 | 1504
8527 | 1156.8 | 16.65 | 37.345 | 37.345 | 0 | 0 | 0 | 0 | 0 | 1119.455
8528 | 151.282 | 92.09 | 391.279 | 151.282 | -239.997 | 0 | 0 | 0 | 0 | 0
8529 | 203.767 | 276.79 | 1245.961 | 203.767 | -1042.194 | 0 | 0 | 0 | 0 | 0
8530 | 271.406 | 441.18 | 1974.082 | 271.406 | -1702.676 | 0 | 0 | 0 | 0 | 0
8531 | 225.678 | 633.7 | 2799.892 | 225.678 | -1799.377 | 0 | 774.837 | 0 | 0 | 0
8532 | 210.894 | 642.07 | 2808.535 | 210.894 | -1799.377 | 0 | 798.264 | 0 | 0 | 0
8533 | 235.761 | 515.84 | 2248.093 | 235.761 | -1799.377 | 0 | 212.955 | 0 | 0 | 0
8534 | 236.032 | 340.14 | 1476.086 | 236.032 | -751.815 | 0 | 488.239 | 0 | 0 | 0
8535 | 258.885 | 255 | 1104.238 | 258.885 | 0 | 0 | 845.353 | 0 | 0 | 0
8536 | 263.906 | 127.75 | 540.047 | 263.906 | 0 | 0 | 276.141 | 0 | 0 | 0
8537 | 505.286 | 60.13 | 237.147 | 237.147 | 0 | 0 | 0 | 0 | 0 | 268.139
8538 | 457.786 | 4.89 | 0 | 0 | 0 | 0 | 0 | 0 | 0 | 457.786
8539 | 296 | 0 | 0 | 0 | 0 | 0 | 0 | 0 | 0 | 296
8540 | 264.8 | 0 | 0 | 0 | 0 | 0 | 0 | 0 | 0 | 264.8
8541 | 239.2 | 0 | 0 | 0 | 0 | 0 | 0 | 0 | 0 | 239.2
8542 | 282.4 | 0 | 0 | 0 | 0 | 0 | 0 | 0 | 0 | 282.4
8543 | 237.6 | 0 | 0 | 0 | 0 | 0 | 0 | 0 | 0 | 237.6
8544 | 223.2 | 0 | 0 | 0 | 0 | 0 | 0 | 0 | 0 | 223.2
8545 | 259.2 | 0 | 0 | 0 | 0 | 0 | 0 | 0 | 0 | 259.2
8546 | 218.4 | 0 | 0 | 0 | 0 | 0 | 0 | 0 | 0 | 218.4
8547 | 200 | 0 | 0 | 0 | 0 | 0 | 0 | 0 | 0 | 200
8548 | 210.4 | 0 | 0 | 0 | 0 | 0 | 0 | 0 | 0 | 210.4
8549 | 123.2 | 0 | 0 | 0 | 0 | 0 | 0 | 0 | 0 | 123.2
8550 | 180 | 0 | 0 | 0 | 0 | 0 | 0 | 0 | 0 | 180
8551 | 153.6 | 27.04 | 75.404 | 75.404 | 0 | 0 | 0 | 0 | 0 | 78.196
8552 | 243.992 | 184.91 | 810.524 | 243.992 | -566.532 | 0 | 0 | 0 | 0 | 0
8553 | 437.884 | 326.66 | 1470.105 | 437.884 | -1032.221 | 0 | 0 | 0 | 0 | 0
8554 | 969.506 | 436.8 | 1939.161 | 969.506 | -969.655 | 0 | 0 | 0 | 0 | 0
8555 | 1470.638 | 524.69 | 2300.78 | 1470.638 | -830.142 | 0 | 0 | 0 | 0 | 0
8556 | 1520.337 | 639.45 | 2772.549 | 1520.337 | -539.44 | 0 | 712.772 | 0 | 0 | 0
8557 | 1436.091 | 646.24 | 2788.588 | 1436.091 | 0 | 0 | 1352.497 | 0 | 0 | 0
8558 | 1653.246 | 503.83 | 2181.428 | 1653.246 | 0 | 0 | 528.182 | 0 | 0 | 0
8559 | 1597.991 | 424.73 | 1856.191 | 1597.991 | 0 | 0 | 258.2 | 0 | 0 | 0
8560 | 1630.98 | 73.56 | 294.773 | 294.773 | 0 | 0 | 0 | 1336.207 | 0 | 0
8561 | 1716.665 | 137.19 | 571.327 | 571.327 | 0 | 0 | 0 | 1145.338 | 0 | 0
8562 | 1572.735 | 9.08 | 0 | 0 | 0 | 0 | 0 | 1572.735 | 0 | 0
8563 | 1589.6 | 0 | 0 | 0 | 0 | 0 | 0 | 0 | 0 | 1589.6
8564 | 1557.6 | 0 | 0 | 0 | 0 | 0 | 0 | 0 | 0 | 1557.6
8565 | 1602.4 | 0 | 0 | 0 | 0 | 0 | 0 | 0 | 0 | 1602.4
8566 | 1444 | 0 | 0 | 0 | 0 | 0 | 0 | 0 | 0 | 1444
8567 | 1375.2 | 0 | 0 | 0 | 0 | 0 | 0 | 0 | 0 | 1375.2
8568 | 1093.6 | 0 | 0 | 0 | 0 | 0 | 0 | 1093.6 | 0 | 0
8569 | 1228 | 0 | 0 | 0 | 0 | 0 | 0 | 1228 | 0 | 0
8570 | 1288 | 0 | 0 | 0 | 0 | 0 | 0 | 1288 | 0 | 0
8571 | 1141.6 | 0 | 0 | 0 | 0 | 0 | 0 | 1141.6 | 0 | 0
8572 | 1294.4 | 0 | 0 | 0 | 0 | 0 | 0 | 1294.4 | 0 | 0
8573 | 1065.6 | 0 | 0 | 0 | 0 | 0 | 0 | 1065.6 | 0 | 0
8574 | 829.6 | 0 | 0 | 0 | 0 | 0 | 0 | 829.6 | 0 | 0
8575 | 1029.6 | 74.81 | 205.743 | 205.743 | 0 | 0 | 0 | 184.48 | 0 | 639.377
8576 | 822.307 | 308.38 | 1323.914 | 822.307 | -501.607 | 0 | 0 | 0 | 0 | 0
8577 | 592.193 | 545.42 | 2424.646 | 592.192 | -1799.377 | 0 | 33.077 | 0 | 0 | 0
8578 | 240.544 | 733.07 | 3176.208 | 240.544 | -1799.377 | 0 | 1136.287 | 0 | 0 | 0
8579 | 160.732 | 636.27 | 2740.861 | 160.731 | -1799.377 | 0 | 780.753 | 0 | 0 | 0
8580 | 234.455 | 607.99 | 2606.954 | 234.455 | -1799.377 | 0 | 573.122 | 0 | 0 | 0
8581 | 799.112 | 800.44 | 3393.675 | 799.112 | -1435.699 | 0 | 1158.864 | 0 | 0 | 0
8582 | 1280.093 | 635.65 | 2736.671 | 1280.093 | 0 | 0 | 1456.578 | 0 | 0 | 0
8583 | 1234.242 | 429.79 | 1878.839 | 1234.242 | 0 | 0 | 644.597 | 0 | 0 | 0
8584 | 1396.75 | 206.02 | 895.59 | 895.59 | 0 | 0 | 0 | 501.16 | 0 | 0
8585 | 1167.432 | 109.53 | 441.916 | 441.916 | 0 | 0 | 0 | 725.516 | 0 | 0
8586 | 1508.661 | 12.86 | 4.82 | 4.82 | 0 | 0 | 0 | 1503.841 | 0 | 0
8587 | 1127.2 | 0 | 0 | 0 | 0 | 0 | 0 | 0 | 0 | 1127.2
8588 | 1019.2 | 0 | 0 | 0 | 0 | 0 | 0 | 0 | 0 | 1019.2
8589 | 1018.4 | 0 | 0 | 0 | 0 | 0 | 0 | 0 | 0 | 1018.4
8590 | 1072 | 0 | 0 | 0 | 0 | 0 | 0 | 0 | 0 | 1072
8591 | 1246.4 | 0 | 0 | 0 | 0 | 0 | 0 | 0 | 0 | 1246.4
8592 | 1248 | 0 | 0 | 0 | 0 | 0 | 0 | 1248 | 0 | 0
8593 | 1350.4 | 0 | 0 | 0 | 0 | 0 | 0 | 1350.4 | 0 | 0
8594 | 1180.8 | 0 | 0 | 0 | 0 | 0 | 0 | 1180.8 | 0 | 0
8595 | 1263.2 | 0 | 0 | 0 | 0 | 0 | 0 | 1263.2 | 0 | 0
8596 | 924 | 0 | 0 | 0 | 0 | 0 | 0 | 924 | 0 | 0
8597 | 1158.4 | 0 | 0 | 0 | 0 | 0 | 0 | 1158.4 | 0 | 0
8598 | 944.8 | 0 | 0 | 0 | 0 | 0 | 0 | 944.8 | 0 | 0
8599 | 1162.4 | 66.24 | 182.806 | 182.806 | 0 | 0 | 0 | 227.718 | 0 | 751.876
8600 | 1102.325 | 281.69 | 1207.886 | 1102.325 | -105.561 | 0 | 0 | 0 | 0 | 0
8601 | 1299.188 | 407.08 | 1795.569 | 1299.188 | -496.381 | 0 | 0 | 0 | 0 | 0
8602 | 1255.151 | 603.92 | 2607.741 | 1255.151 | -1352.59 | 0 | 0 | 0 | 0 | 0
8603 | 1741.645 | 624.67 | 2656.379 | 1741.645 | -914.734 | 0 | 0 | 0 | 0 | 0
8604 | 1714.976 | 729.44 | 3065.634 | 1714.976 | -1350.658 | 0 | 0 | 0 | 0 | 0
8605 | 1914.011 | 932.68 | 3895.964 | 1914.011 | -1799.377 | 0 | 182.576 | 0 | 0 | 0
8606 | 1870.71 | 637.72 | 2701.353 | 1870.71 | -830.643 | 0 | 0 | 0 | 0 | 0
8607 | 1783.81 | 436.5 | 1872.83 | 1783.81 | -89.02 | 0 | 0 | 0 | 0 | 0
8608 | 2019.637 | 332.48 | 1447.865 | 1447.865 | 0 | 0 | 0 | 571.772 | 0 | 0
8609 | 1410.31 | 67.73 | 265.612 | 265.612 | 0 | 0 | 0 | 1144.698 | 0 | 0
8610 | 1651.085 | 5.87 | 0 | 0 | 0 | 0 | 0 | 1651.085 | 0 | 0
8611 | 1632 | 0 | 0 | 0 | 0 | 0 | 0 | 0 | 0 | 1632
8612 | 1364.8 | 0 | 0 | 0 | 0 | 0 | 0 | 0 | 0 | 1364.8
8613 | 1691.2 | 0 | 0 | 0 | 0 | 0 | 0 | 0 | 0 | 1691.2
8614 | 1349.6 | 0 | 0 | 0 | 0 | 0 | 0 | 0 | 0 | 1349.6
8615 | 1433.6 | 0 | 0 | 0 | 0 | 0 | 0 | 0 | 0 | 1433.6
8616 | 1556 | 0 | 0 | 0 | 0 | 0 | 0 | 1556 | 0 | 0
8617 | 1457.6 | 0 | 0 | 0 | 0 | 0 | 0 | 1457.6 | 0 | 0
8618 | 1494.4 | 0 | 0 | 0 | 0 | 0 | 0 | 1494.4 | 0 | 0
8619 | 1759.2 | 0 | 0 | 0 | 0 | 0 | 0 | 1759.2 | 0 | 0
8620 | 1729.6 | 0 | 0 | 0 | 0 | 0 | 0 | 1729.6 | 0 | 0
8621 | 1414.4 | 0 | 0 | 0 | 0 | 0 | 0 | 1414.4 | 0 | 0
8622 | 1408.8 | 0 | 0 | 0 | 0 | 0 | 0 | 1408.8 | 0 | 0
8623 | 1471.2 | 56.27 | 154.285 | 154.285 | 0 | 0 | 0 | 1316.915 | 0 | 0
8624 | 1645.752 | 247.81 | 1058.545 | 1058.545 | 0 | 0 | 0 | 587.207 | 0 | 0
8625 | 1196.191 | 461.73 | 2029.295 | 1196.191 | -833.104 | 0 | 0 | 0 | 0 | 0
8626 | 1139.333 | 582.02 | 2493.628 | 1139.333 | -1354.295 | 0 | 0 | 0 | 0 | 0
8627 | 1201.095 | 702.42 | 2939.004 | 1201.095 | -1737.909 | 0 | 0 | 0 | 0 | 0
8628 | 1464.687 | 776.49 | 3201.875 | 1464.687 | -1737.188 | 0 | 0 | 0 | 0 | 0
8629 | 1491.287 | 528.51 | 2193.712 | 1491.287 | -702.425 | 0 | 0 | 0 | 0 | 0
8630 | 1221.935 | 643.19 | 2645.16 | 1221.935 | -1423.225 | 0 | 0 | 0 | 0 | 0
8631 | 1440.758 | 328.34 | 1381.857 | 1381.857 | 0 | 0 | 0 | 24.495 | 0 | 34.407
8632 | 1143.128 | 397.39 | 1707.909 | 1143.128 | -564.781 | 0 | 0 | 0 | 0 | 0
8633 | 1279.819 | 160.67 | 658.658 | 658.658 | 0 | 0 | 0 | 621.161 | 0 | 0
8634 | 1197.79 | 12.35 | 5.924 | 5.924 | 0 | 0 | 0 | 744.97 | 0 | 446.896
8635 | 973.6 | 0 | 0 | 0 | 0 | 0 | 0 | 0 | 0 | 973.6
8636 | 1392 | 0 | 0 | 0 | 0 | 0 | 0 | 0 | 0 | 1392
8637 | 827.2 | 0 | 0 | 0 | 0 | 0 | 0 | 0 | 0 | 827.2
8638 | 1307.2 | 0 | 0 | 0 | 0 | 0 | 0 | 0 | 0 | 1307.2
8639 | 978.4 | 0 | 0 | 0 | 0 | 0 | 0 | 0 | 0 | 978.4
8640 | 1164.8 | 0 | 0 | 0 | 0 | 0 | 0 | 0 | 0 | 1164.8
8641 | 1192 | 0 | 0 | 0 | 0 | 0 | 0 | 1192 | 0 | 0
8642 | 1257.6 | 0 | 0 | 0 | 0 | 0 | 0 | 1257.6 | 0 | 0
8643 | 1376.8 | 0 | 0 | 0 | 0 | 0 | 0 | 1376.8 | 0 | 0
8644 | 1199.2 | 0 | 0 | 0 | 0 | 0 | 0 | 1199.2 | 0 | 0
8645 | 1092.8 | 0 | 0 | 0 | 0 | 0 | 0 | 1092.8 | 0 | 0
8646 | 1172.8 | 0 | 0 | 0 | 0 | 0 | 0 | 1172.8 | 0 | 0
8647 | 1270.4 | 54.68 | 152.319 | 152.319 | 0 | 0 | 0 | 0 | 0 | 1118.081
8648 | 1082.229 | 284.49 | 1200.455 | 1082.229 | -118.226 | 0 | 0 | 0 | 0 | 0
8649 | 1267.43 | 526.46 | 2270.883 | 1267.43 | -1003.453 | 0 | 0 | 0 | 0 | 0
8650 | 1460.39 | 723.24 | 3004.695 | 1460.39 | -1544.305 | 0 | 0 | 0 | 0 | 0
8651 | 1254.555 | 746.92 | 3039.718 | 1254.555 | -1785.163 | 0 | 0 | 0 | 0 | 0
8652 | 1447.708 | 913.06 | 3611.311 | 1447.707 | -1799.377 | 0 | 364.227 | 0 | 0 | 0
8653 | 1292.068 | 714.55 | 2878.818 | 1292.068 | -1586.75 | 0 | 0 | 0 | 0 | 0
8654 | 1332.407 | 650.88 | 2648.184 | 1332.407 | -1297.538 | 0 | 18.239 | 0 | 0 | 0
8655 | 1699.676 | 502.92 | 2095.955 | 1699.676 | 0 | 0 | 396.279 | 0 | 0 | 0
8656 | 1738.895 | 387.32 | 1653.891 | 1653.891 | 0 | 0 | 0 | 85.004 | 0 | 0
8657 | 1656.8 | 159.55 | 652.858 | 652.858 | 0 | 0 | 0 | 1003.942 | 0 | 0
8658 | 1844.457 | 14.14 | 10.274 | 10.274 | 0 | 0 | 0 | 1834.183 | 0 | 0
8659 | 1589.6 | 0 | 0 | 0 | 0 | 0 | 0 | 0 | 0 | 1589.6
8660 | 1539.2 | 0 | 0 | 0 | 0 | 0 | 0 | 0 | 0 | 1539.2
8661 | 1721.6 | 0 | 0 | 0 | 0 | 0 | 0 | 0 | 0 | 1721.6
8662 | 1580 | 0 | 0 | 0 | 0 | 0 | 0 | 0 | 0 | 1580
8663 | 1633.6 | 0 | 0 | 0 | 0 | 0 | 0 | 0 | 0 | 1633.6
8664 | 1402.4 | 0 | 0 | 0 | 0 | 0 | 0 | 1402.4 | 0 | 0
8665 | 1166.4 | 0 | 0 | 0 | 0 | 0 | 0 | 1166.4 | 0 | 0
8666 | 950.4 | 0 | 0 | 0 | 0 | 0 | 0 | 950.4 | 0 | 0
8667 | 1228.8 | 0 | 0 | 0 | 0 | 0 | 0 | 1228.8 | 0 | 0
8668 | 1433.6 | 0 | 0 | 0 | 0 | 0 | 0 | 1433.6 | 0 | 0
8669 | 1112.8 | 0 | 0 | 0 | 0 | 0 | 0 | 1112.8 | 0 | 0
8670 | 1390.4 | 0 | 0 | 0 | 0 | 0 | 0 | 1390.4 | 0 | 0
8671 | 1300 | 46.7 | 126.924 | 126.924 | 0 | 0 | 0 | 1173.076 | 0 | 0
8672 | 1239.89 | 230.23 | 978.905 | 978.905 | 0 | 0 | 0 | 116.808 | 0 | 144.177
8673 | 1372.872 | 450.55 | 1956.214 | 1372.872 | -583.342 | 0 | 0 | 0 | 0 | 0
8674 | 1438.053 | 726.67 | 3035.335 | 1438.053 | -1597.282 | 0 | 0 | 0 | 0 | 0
8675 | 1474.877 | 768.95 | 3153.124 | 1474.877 | -1678.247 | 0 | 0 | 0 | 0 | 0
8676 | 1655.249 | 806.67 | 3274.849 | 1655.249 | -1619.6 | 0 | 0 | 0 | 0 | 0
8677 | 1465.832 | 918.93 | 3706.758 | 1465.832 | -1799.377 | 0 | 441.549 | 0 | 0 | 0
8678 | 1372.877 | 845.68 | 3459.292 | 1372.877 | -1799.377 | 0 | 287.038 | 0 | 0 | 0
8679 | 1501.38 | 595.16 | 2515.155 | 1501.38 | -57.589 | 0 | 956.186 | 0 | 0 | 0
8680 | 1727.807 | 326.7 | 1407.988 | 1407.988 | 0 | 0 | 0 | 319.819 | 0 | 0
8681 | 1880.42 | 196.69 | 808.355 | 808.355 | 0 | 0 | 0 | 1072.065 | 0 | 0
8682 | 1581.08 | 15.03 | 13.02 | 13.02 | 0 | 0 | 0 | 1568.06 | 0 | 0
8683 | 1718.4 | 0 | 0 | 0 | 0 | 0 | 0 | 1327.34 | 0 | 391.06
8684 | 1398.4 | 0 | 0 | 0 | 0 | 0 | 0 | 0 | 0 | 1398.4
8685 | 1615.2 | 0 | 0 | 0 | 0 | 0 | 0 | 0 | 0 | 1615.2
8686 | 1388 | 0 | 0 | 0 | 0 | 0 | 0 | 0 | 0 | 1388
8687 | 1260 | 0 | 0 | 0 | 0 | 0 | 0 | 0 | 0 | 1260
8688 | 1138.4 | 0 | 0 | 0 | 0 | 0 | 0 | 0 | 0 | 1138.4
8689 | 1516 | 0 | 0 | 0 | 0 | 0 | 0 | 1516 | 0 | 0
8690 | 1427.2 | 0 | 0 | 0 | 0 | 0 | 0 | 1427.2 | 0 | 0
8691 | 1350.4 | 0 | 0 | 0 | 0 | 0 | 0 | 1350.4 | 0 | 0
8692 | 1424.8 | 0 | 0 | 0 | 0 | 0 | 0 | 1424.8 | 0 | 0
8693 | 1365.6 | 0 | 0 | 0 | 0 | 0 | 0 | 1365.6 | 0 | 0
8694 | 1286.4 | 0 | 0 | 0 | 0 | 0 | 0 | 1286.4 | 0 | 0
8695 | 1076.8 | 34.35 | 87.96 | 87.96 | 0 | 0 | 0 | 0 | 0 | 988.84
8696 | 900.697 | 205.48 | 872.421 | 872.421 | 0 | 0 | 0 | 0 | 0 | 28.276
8697 | 1097.2 | 432.49 | 1886.162 | 1097.2 | -788.962 | 0 | 0 | 0 | 0 | 0
8698 | 1366.655 | 723.64 | 3071.96 | 1366.655 | -1705.305 | 0 | 0 | 0 | 0 | 0
8699 | 1227.291 | 778.47 | 3257.315 | 1227.291 | -1799.377 | 0 | 230.647 | 0 | 0 | 0
8700 | 1383.572 | 926.88 | 3816.397 | 1383.571 | -1799.377 | 0 | 633.449 | 0 | 0 | 0
8701 | 1468.257 | 763.02 | 3175.245 | 1468.257 | -1706.988 | 0 | 0 | 0 | 0 | 0
8702 | 1027.48 | 624.11 | 2625.751 | 1027.48 | -1334.803 | 0 | 263.468 | 0 | 0 | 0
8703 | 1438.064 | 297.18 | 1263.569 | 1263.569 | 0 | 0 | 0 | 0 | 0 | 174.495
8704 | 621.669 | 231.91 | 993.177 | 621.668 | -194.194 | 0 | 177.315 | 0 | 0 | 0
8705 | 592.386 | 111.31 | 455.565 | 455.565 | 0 | 0 | 0 | 0 | 0 | 136.821
8706 | 255.342 | 7.83 | 0 | 0 | 0 | 0 | 0 | 0 | 0 | 255.342
8707 | 254.4 | 0 | 0 | 0 | 0 | 0 | 0 | 0 | 0 | 254.4
8708 | 272 | 0 | 0 | 0 | 0 | 0 | 0 | 0 | 0 | 272
8709 | 180 | 0 | 0 | 0 | 0 | 0 | 0 | 0 | 0 | 180
8710 | 245.6 | 0 | 0 | 0 | 0 | 0 | 0 | 0 | 0 | 245.6
8711 | 105.6 | 0 | 0 | 0 | 0 | 0 | 0 | 0 | 0 | 105.6
8712 | 99.2 | 0 | 0 | 0 | 0 | 0 | 0 | 0 | 0 | 99.2
8713 | 91.2 | 0 | 0 | 0 | 0 | 0 | 0 | 0 | 0 | 91.2
8714 | 98.4 | 0 | 0 | 0 | 0 | 0 | 0 | 0 | 0 | 98.4
8715 | 89.6 | 0 | 0 | 0 | 0 | 0 | 0 | 0 | 0 | 89.6
8716 | 95.2 | 0 | 0 | 0 | 0 | 0 | 0 | 0 | 0 | 95.2
8717 | 91.2 | 0 | 0 | 0 | 0 | 0 | 0 | 0 | 0 | 91.2
8718 | 96.8 | 0 | 0 | 0 | 0 | 0 | 0 | 0 | 0 | 96.8
8719 | 77.6 | 17.63 | 36.059 | 36.059 | 0 | 0 | 0 | 0 | 0 | 41.541
8720 | 94.05 | 173.11 | 740.597 | 94.05 | -646.547 | 0 | 0 | 0 | 0 | 0
8721 | 825.915 | 401.95 | 1778.556 | 825.915 | -952.641 | 0 | 0 | 0 | 0 | 0
8722 | 1285.579 | 455.66 | 1965.502 | 1285.579 | -679.923 | 0 | 0 | 0 | 0 | 0
8723 | 1403.535 | 247.62 | 1043.922 | 1043.922 | 0 | 0 | 0 | 0 | 0 | 359.613
8724 | 1280.109 | 334.47 | 1411.788 | 1280.109 | -131.679 | 0 | 0 | 0 | 0 | 0
8725 | 1122.521 | 491.87 | 2072.038 | 1122.522 | -385.368 | 0 | 564.148 | 0 | 0 | 0
8726 | 1380.964 | 307.57 | 1298.507 | 1298.507 | 0 | 0 | 0 | 82.457 | 0 | 0
8727 | 1395.618 | 297.17 | 1263.535 | 1263.535 | 0 | 0 | 0 | 132.083 | 0 | 0
8728 | 1382.822 | 125.62 | 521.596 | 521.596 | 0 | 0 | 0 | 861.226 | 0 | 0
8729 | 1035.196 | 61.03 | 238.15 | 238.15 | 0 | 0 | 0 | 797.046 | 0 | 0
8730 | 1041.064 | 6.85 | 0 | 0 | 0 | 0 | 0 | 1041.064 | 0 | 0
8731 | 1022.4 | 0 | 0 | 0 | 0 | 0 | 0 | 0 | 0 | 1022.4
8732 | 1182.4 | 0 | 0 | 0 | 0 | 0 | 0 | 0 | 0 | 1182.4
8733 | 1686.4 | 0 | 0 | 0 | 0 | 0 | 0 | 0 | 0 | 1686.4
8734 | 897.6 | 0 | 0 | 0 | 0 | 0 | 0 | 0 | 0 | 897.6
8735 | 1217.6 | 0 | 0 | 0 | 0 | 0 | 0 | 0 | 0 | 1217.6
8736 | 1290.4 | 0 | 0 | 0 | 0 | 0 | 0 | 1290.4 | 0 | 0
8737 | 1120 | 0 | 0 | 0 | 0 | 0 | 0 | 1120 | 0 | 0
8738 | 1036.8 | 0 | 0 | 0 | 0 | 0 | 0 | 1036.8 | 0 | 0
8739 | 1090.4 | 0 | 0 | 0 | 0 | 0 | 0 | 1090.4 | 0 | 0
8740 | 1088 | 0 | 0 | 0 | 0 | 0 | 0 | 1088 | 0 | 0
8741 | 1287.2 | 0 | 0 | 0 | 0 | 0 | 0 | 1287.2 | 0 | 0
8742 | 1304.8 | 0 | 0 | 0 | 0 | 0 | 0 | 1304.8 | 0 | 0
8743 | 1274.4 | 31.55 | 75.585 | 75.585 | 0 | 0 | 0 | 1198.815 | 0 | 0
8744 | 1022.55 | 173.95 | 748.94 | 748.94 | 0 | 0 | 0 | 273.61 | 0 | 0
8745 | 1026.462 | 426.19 | 1902.711 | 1026.462 | -876.249 | 0 | 0 | 0 | 0 | 0
8746 | 1278.239 | 612.41 | 2672.413 | 1278.239 | -1394.174 | 0 | 0 | 0 | 0 | 0
8747 | 1288.464 | 578.91 | 2488.91 | 1288.464 | -1200.446 | 0 | 0 | 0 | 0 | 0
8748 | 1351.624 | 594.51 | 2541.818 | 1351.624 | -1190.194 | 0 | 0 | 0 | 0 | 0
8749 | 1146.697 | 414.4 | 1776.874 | 1146.697 | -630.177 | 0 | 0 | 0 | 0 | 0
8750 | 1487.273 | 393.74 | 1700.116 | 1487.273 | -212.843 | 0 | 0 | 0 | 0 | 0
8751 | 1161.038 | 453.65 | 1988.558 | 1161.038 | -827.52 | 0 | 0 | 0 | 0 | 0
8752 | 1604.111 | 362.16 | 1616.308 | 1604.111 | -12.197 | 0 | 0 | 0 | 0 | 0
8753 | 1704.867 | 64.06 | 256.352 | 256.352 | 0 | 0 | 0 | 1448.515 | 0 | 0
8754 | 1368.022 | 7.83 | 0 | 0 | 0 | 0 | 0 | 1257.161 | 0 | 110.861
8755 | 1372.8 | 0 | 0 | 0 | 0 | 0 | 0 | 0 | 0 | 1372.8
8756 | 1204.8 | 0 | 0 | 0 | 0 | 0 | 0 | 0 | 0 | 1204.8
8757 | 1449.6 | 0 | 0 | 0 | 0 | 0 | 0 | 0 | 0 | 1449.6
8758 | 1340 | 0 | 0 | 0 | 0 | 0 | 0 | 0 | 0 | 1340
8759 | 1208 | 0 | 0 | 0 | 0 | 0 | 0 | 0 | 0 | 1208
8760 | 1216 | 0 | 0 | 0 | 0 | 0 | 0 | 0 | 0 | 1216

## Load Duration
Rank | Load (kW) | Net Load (kW)
1 | 2428 | 2428
2 | 2418.5558 | 2418.556
3 | 2414.4 | 2379.2
4 | 2405.0087 | 2369.946
5 | 2390.381 | 2342.123
6 | 2389.6 | 2330.4
7 | 2387.844 | 2321.335
8 | 2381.0831 | 2228.07
9 | 2380.3051 | 2208.8
10 | 2379.2 | 2200.208
11 | 2378.556 | 2156.8
12 | 2369.9456 | 2148.411
13 | 2352 | 2129.6
14 | 2342.8514 | 2121.316
15 | 2335.268 | 2092.563
16 | 2330.4 | 2075.2
17 | 2326.1845 | 2067.128
18 | 2321.3354 | 2057.6
19 | 2297.304 | 2049.597
20 | 2295.2 | 2040.8
21 | 2288.3681 | 2032.862
22 | 2286.452 | 2028.8
23 | 2286.2723 | 2020.909
24 | 2279.797 | 2011.872
25 | 2277.5584 | 2004
26 | 2270.9292 | 1999.222
27 | 2261.298 | 1996.205
28 | 2256.255 | 1976.8
29 | 2252.5022 | 1969.111
30 | 2247.4788 | 1956
31 | 2215.2 | 1948.392
32 | 2208.8 | 1940.8
33 | 2206.5835 | 1930.297
34 | 2200.2084 | 1928.439
35 | 2188.553 | 1915.2
36 | 2181.431 | 1913.167
37 | 2180.0402 | 1894.433
38 | 2172.9459 | 1889.724
39 | 2172.8 | 1888
40 | 2168.745 | 1884.852
41 | 2164.3484 | 1880.656
42 | 2160.3092 | 1859.99
43 | 2156.812 | 1850.4
44 | 2156.8 | 1847.2
45 | 2148.4226 | 1843.202
46 | 2148.4107 | 1842.4
47 | 2138.256 | 1838.046
48 | 2137.608 | 1835.234
49 | 2133.191 | 1834.183
50 | 2129.6 | 1832.8
51 | 2121.3165 | 1829.403
52 | 2117.631 | 1827.874
53 | 2116.262 | 1825.671
54 | 2112.8 | 1819.672
55 | 2098.686 | 1818.198
56 | 2095.805 | 1817.683
57 | 2091.005 | 1812
58 | 2089.833 | 1805.698
59 | 2088.377 | 1805.441
60 | 2087.6529 | 1804.952
61 | 2076.6159 | 1803.796
62 | 2075.2 | 1797.148
63 | 2071.826 | 1793.95
64 | 2071.6969 | 1789.099
65 | 2067.1281 | 1785.596
66 | 2067.103 | 1784.8
67 | 2057.6 | 1782.229
68 | 2057.6 | 1780
69 | 2055.558 | 1778.59
70 | 2055.2559 | 1777.858
71 | 2055.2 | 1770.4
72 | 2055.08 | 1765.6
73 | 2051.354 | 1762.864
74 | 2049.5965 | 1761.6
75 | 2047.677 | 1759.2
76 | 2043.3748 | 1759.2
77 | 2041.861 | 1755.881
78 | 2040.8 | 1755.524
79 | 2035.7422 | 1754.748
80 | 2033.628 | 1748
81 | 2032.8619 | 1746.4
82 | 2028.8 | 1742.4
83 | 2027.2 | 1741.978
84 | 2026.099 | 1741.924
85 | 2025.649 | 1741.499
86 | 2020.9085 | 1740.8
87 | 2019.637 | 1734.029
88 | 2017.7698 | 1732.956
89 | 2013.4594 | 1732.952
90 | 2012.075 | 1732.8
91 | 2008.054 | 1730.207
92 | 2004 | 1730.017
93 | 2003.2 | 1729.782
94 | 2003.2 | 1729.6
95 | 2001.861 | 1729.277
96 | 2000 | 1728.616
97 | 1998.4 | 1723.168
98 | 1998.285 | 1718.375
99 | 1998.015 | 1717.892
100 | 1998.0095 | 1717.6
101 | 1996.523 | 1717.081
102 | 1996.205 | 1715.995
103 | 1995.8376 | 1715.055
104 | 1992.2206 | 1715.024
105 | 1991.36 | 1714.703
106 | 1988.333 | 1711.2
107 | 1976.8 | 1709.965
108 | 1975.004 | 1708.914
109 | 1973.613 | 1708
110 | 1972.895 | 1705.85
111 | 1972.144 | 1704.698
112 | 1969.563 | 1704.544
113 | 1969.1108 | 1704
114 | 1967.7386 | 1703.54
115 | 1965.9362 | 1703.436
116 | 1962.7917 | 1702.4
117 | 1959.966 | 1701.6
118 | 1956.792 | 1701.566
119 | 1956 | 1701.356
120 | 1955.911 | 1701.086
121 | 1954.45 | 1700.8
122 | 1953.371 | 1700.659
123 | 1953.342 | 1698.633
124 | 1952.3423 | 1698.4
125 | 1951.2 | 1696
126 | 1950.329 | 1695.2
127 | 1950.1673 | 1693.822
128 | 1950.1113 | 1692.171
129 | 1948.3917 | 1691.064
130 | 1948.007 | 1690.454
131 | 1945.9424 | 1690.4
132 | 1945.081 | 1689.703
133 | 1943.684 | 1689.671
134 | 1940.862 | 1689.277
135 | 1940.8 | 1688
136 | 1940.7916 | 1686.761
137 | 1940.668 | 1685.658
138 | 1937.529 | 1685.6
139 | 1936.4576 | 1684.73
140 | 1936.1236 | 1682.848
141 | 1935.979 | 1682.404
142 | 1933.3126 | 1682.144
143 | 1931.97 | 1680.912
144 | 1931.9585 | 1678.591
145 | 1931.914 | 1674.415
146 | 1931.871 | 1673.027
147 | 1931.0148 | 1668.8
148 | 1925.6 | 1666.4
149 | 1925.128 | 1665.984
150 | 1924.839 | 1665.113
151 | 1924 | 1664
152 | 1921.03 | 1661.6
153 | 1920 | 1660.8
154 | 1918.198 | 1660.195
155 | 1917.6398 | 1660
156 | 1916.994 | 1658.091
157 | 1916.271 | 1653.652
158 | 1916.0218 | 1653.6
159 | 1916 | 1652.548
160 | 1916 | 1651.771
161 | 1915.2 | 1651.085
162 | 1914.4 | 1648.226
163 | 1914.011 | 1648
164 | 1913.6 | 1647.109
165 | 1909.872 | 1647.109
166 | 1908.6882 | 1645.6
167 | 1907.596 | 1644.762
168 | 1906.9535 | 1642.4
169 | 1905.103 | 1642.014
170 | 1904.871 | 1640
171 | 1904.751 | 1639.34
172 | 1903.518 | 1636.43
173 | 1902.457 | 1634.4
174 | 1902.362 | 1632.409
175 | 1901.1918 | 1631.57
176 | 1900.996 | 1629.6
177 | 1900.383 | 1625.193
178 | 1900.048 | 1624.8
179 | 1899.5274 | 1624
180 | 1899.267 | 1623.321
181 | 1896.8 | 1622.464
182 | 1895.8186 | 1622.4
183 | 1895.057 | 1621.6
184 | 1894.9522 | 1620
185 | 1894.24 | 1617.786
186 | 1892.738 | 1617.657
187 | 1892.5228 | 1617.6
188 | 1891.8794 | 1615.258
189 | 1889.882 | 1614.428
190 | 1889.88 | 1613.6
191 | 1889.839 | 1612.924
192 | 1889.422 | 1612
193 | 1888 | 1610.307
194 | 1887.87 | 1609.6
195 | 1886.909 | 1606.574
196 | 1884.852 | 1606.421
197 | 1884.7238 | 1605.271
198 | 1884.636 | 1603.2
199 | 1882.658 | 1601.6
200 | 1880.8 | 1601.6
201 | 1880.6562 | 1599.2
202 | 1880.42 | 1598.4
203 | 1880.17 | 1598.4
204 | 1876.2766 | 1595.586
205 | 1876.2222 | 1595.37
206 | 1876.1804 | 1595.054
207 | 1874.444 | 1594.407
208 | 1873.143 | 1592.667
209 | 1870.71 | 1591.2
210 | 1870.3575 | 1590.4
211 | 1870.1756 | 1588.8
212 | 1870.081 | 1588.709
213 | 1870.011 | 1588.524
214 | 1869.6654 | 1588.205
215 | 1869.297 | 1587.285
216 | 1867.076 | 1585.966
217 | 1866.297 | 1585.772
218 | 1865.857 | 1585.6
219 | 1864.668 | 1585.005
220 | 1863.8394 | 1584.8
221 | 1863.569 | 1584.101
222 | 1862.9184 | 1583.2
223 | 1862.026 | 1583.2
224 | 1860.7669 | 1582.623
225 | 1860.7669 | 1582.4
226 | 1859.99 | 1581.6
227 | 1859.743 | 1577.961
228 | 1859.685 | 1577.55
229 | 1859.342 | 1576.451
230 | 1859.284 | 1576
231 | 1858.4361 | 1575.2
232 | 1857.995 | 1574.854
233 | 1857.415 | 1573.567
234 | 1857.159 | 1573.3
235 | 1857.119 | 1572.741
236 | 1854.487 | 1572.735
237 | 1853.049 | 1572.586
238 | 1852.086 | 1572
239 | 1851.263 | 1571.051
240 | 1851.2 | 1569.872
241 | 1851.164 | 1569.6
242 | 1850.4 | 1568.8
243 | 1849.9352 | 1568.598
244 | 1849.8422 | 1568.096
245 | 1849.735 | 1568.06
246 | 1849.6 | 1568
247 | 1849.1134 | 1567.084
248 | 1849.064 | 1566.4
249 | 1847.2 | 1565.326
250 | 1846.4 | 1565.326
251 | 1845.8412 | 1564.834
252 | 1845.6 | 1564
253 | 1845.2748 | 1563.602
254 | 1844.8819 | 1563.495
255 | 1844.457 | 1562.956
256 | 1843.247 | 1562.698
257 | 1843.2025 | 1562.4
258 | 1842.5401 | 1561.823
259 | 1842.4 | 1561.284
260 | 1842.205 | 1560.8
261 | 1841.9829 | 1558.4
262 | 1840 | 1557.233
263 | 1839.549 | 1557.125
264 | 1839.255 | 1556.8
265 | 1838.59 | 1556.164
266 | 1838.4211 | 1556
267 | 1838.145 | 1555.43
268 | 1837.293 | 1555.098
269 | 1836.8 | 1554.4
270 | 1836.767 | 1553.876
271 | 1835.767 | 1552.39
272 | 1835.337 | 1551.423
273 | 1835.2336 | 1551.2
274 | 1835.131 | 1549.6
275 | 1834.925 | 1548.97
276 | 1832.8 | 1548.048
277 | 1832.523 | 1547.415
278 | 1832.1434 | 1546.516
279 | 1832.064 | 1546.4
280 | 1831.647 | 1545.6
281 | 1831.384 | 1544.8
282 | 1830.4 | 1544.8
283 | 1830.371 | 1544.713
284 | 1829.581 | 1544.063
285 | 1829.403 | 1543.2
286 | 1829.242 | 1542.4
287 | 1829.06 | 1542.4
288 | 1828.904 | 1542.4
289 | 1828.8 | 1540.8
290 | 1827.8498 | 1539.891
291 | 1826.7294 | 1539.22
292 | 1825.6709 | 1538.833
293 | 1825.482 | 1538.4
294 | 1825.298 | 1537.561
295 | 1824.8 | 1537.375
296 | 1824.781 | 1537.263
297 | 1824.597 | 1536.8
298 | 1823.532 | 1535.885
299 | 1823.2803 | 1535.512
300 | 1823.205 | 1535.254
301 | 1822.657 | 1534.807
302 | 1822.4 | 1534.4
303 | 1822.304 | 1534.4
304 | 1821.112 | 1533.029
305 | 1820.422 | 1532.8
306 | 1820 | 1532.732
307 | 1819.6715 | 1532
308 | 1818.1981 | 1531.2
309 | 1818.0358 | 1531.2
310 | 1817.6831 | 1530.978
311 | 1816.85 | 1529.6
312 | 1814.753 | 1528.916
313 | 1814.4 | 1527.719
314 | 1812.7762 | 1527.332
315 | 1812.4967 | 1526.998
316 | 1812 | 1526.888
317 | 1811.107 | 1526.838
318 | 1811.042 | 1526.4
319 | 1808.8 | 1526.4
320 | 1808.052 | 1526.204
321 | 1807.6941 | 1525.032
322 | 1807.633 | 1522.828
323 | 1806.403 | 1522.799
324 | 1805.698 | 1522.4
325 | 1805.6859 | 1521.981
326 | 1804.9518 | 1521.446
327 | 1804.4341 | 1521.164
328 | 1803.338 | 1519.2
329 | 1802.673 | 1518.914
330 | 1801.945 | 1518.814
331 | 1801.825 | 1518.814
332 | 1799.841 | 1518.71
333 | 1799.821 | 1518.442
334 | 1799.3766 | 1518.4
335 | 1798.4 | 1517.6
336 | 1798.158 | 1517.522
337 | 1797.835 | 1517.36
338 | 1797.6 | 1516.8
339 | 1797.5 | 1516.478
340 | 1797.136 | 1516
341 | 1796.832 | 1515.676
342 | 1796.545 | 1515.2
343 | 1796.174 | 1515.2
344 | 1796.019 | 1514.4
345 | 1796.006 | 1514.16
346 | 1795.9293 | 1513.803
347 | 1793.9503 | 1513.476
348 | 1793.298 | 1512.8
349 | 1793.1733 | 1512.8
350 | 1792.2 | 1512.8
351 | 1791.4047 | 1512.494
352 | 1791.185 | 1511.922
353 | 1790.369 | 1511.533
354 | 1789.8428 | 1510.4
355 | 1789.557 | 1510.214
356 | 1789.0993 | 1509.998
357 | 1788.7211 | 1509.591
358 | 1788.565 | 1509.144
359 | 1788 | 1508.8
360 | 1787.689 | 1508.509
361 | 1787.216 | 1508.272
362 | 1786.9578 | 1508
363 | 1786.904 | 1507.2
364 | 1786.454 | 1506.916
365 | 1786.4 | 1506.71
366 | 1786.2343 | 1506.4
367 | 1786.232 | 1505.6
368 | 1785.6 | 1504
369 | 1785.434 | 1504
370 | 1784.8 | 1503.841
371 | 1784.662 | 1503.2
372 | 1783.81 | 1503.171
373 | 1783.629 | 1503.072
374 | 1783.2 | 1502.4
375 | 1782.499 | 1501.822
376 | 1782.3192 | 1501.795
377 | 1782.2292 | 1501.086
378 | 1780.7354 | 1500.541
379 | 1780.377 | 1500.389
380 | 1780 | 1500.268
381 | 1779.2506 | 1500
382 | 1779.2 | 1499.082
383 | 1779.002 | 1498.823
384 | 1778.9231 | 1498.714
385 | 1778.711 | 1497.6
386 | 1778.5902 | 1497.6
387 | 1778.4 | 1497.353
388 | 1777.8576 | 1495.335
389 | 1777.6 | 1494.801
390 | 1776.413 | 1494.4
391 | 1776.0807 | 1494.4
392 | 1775.2 | 1493.766
393 | 1775.2 | 1493.6
394 | 1773.524 | 1493.357
395 | 1773.4518 | 1493.259
396 | 1773.255 | 1493.211
397 | 1772.851 | 1492
398 | 1772.4797 | 1491.722
399 | 1772.2558 | 1491.695
400 | 1772.0822 | 1491.581
401 | 1771.9988 | 1491.492
402 | 1771.2 | 1490.605
403 | 1771.2 | 1490.167
404 | 1770.4 | 1489.6
405 | 1769.154 | 1488.8
406 | 1768.6143 | 1488.8
407 | 1766.78 | 1488.8
408 | 1766.438 | 1488.651
409 | 1766.248 | 1488.587
410 | 1765.9551 | 1488
411 | 1765.931 | 1488
412 | 1765.6 | 1487.837
413 | 1764.8544 | 1485.6
414 | 1764.8 | 1484.153
415 | 1764.516 | 1484
416 | 1763.69 | 1483.995
417 | 1763.437 | 1483.009
418 | 1763.2 | 1483.009
419 | 1763.062 | 1482.886
420 | 1762.864 | 1482.768
421 | 1762.66 | 1482.669
422 | 1762.4 | 1482.4
423 | 1761.6 | 1482.212
424 | 1760.002 | 1482.151
425 | 1760 | 1480.8
426 | 1759.2 | 1480.701
427 | 1759.2 | 1480.584
428 | 1759.08 | 1480.476
429 | 1758.8346 | 1479.454
430 | 1758.4 | 1479.2
431 | 1757.0441 | 1479.2
432 | 1756.931 | 1478.4
433 | 1756 | 1478.228
434 | 1755.972 | 1477.6
435 | 1755.8808 | 1476.634
436 | 1755.8511 | 1476.275
437 | 1755.7039 | 1476
438 | 1755.5448 | 1475.406
439 | 1755.5239 | 1475.2
440 | 1754.8452 | 1473.941
441 | 1754.7479 | 1473.71
442 | 1753.4948 | 1473.306
443 | 1753.2821 | 1472.8
444 | 1753.1561 | 1472.409
445 | 1751.451 | 1472
446 | 1751.3527 | 1472
447 | 1751.2 | 1472
448 | 1751.14 | 1470.4
449 | 1751.024 | 1469.775
450 | 1750.511 | 1469.6
451 | 1750.4 | 1469.462
452 | 1750.351 | 1468.917
453 | 1749.963 | 1468
454 | 1749.959 | 1467.985
455 | 1749.6223 | 1467.966
456 | 1749.1697 | 1467.2
457 | 1749.1418 | 1467.071
458 | 1748.8 | 1466.4
459 | 1748 | 1466.369
460 | 1748 | 1466.274
461 | 1747.764 | 1466.05
462 | 1747.615 | 1465.448
463 | 1746.4 | 1465.123
464 | 1746.298 | 1464.8
465 | 1745.7801 | 1464.528
466 | 1745.6 | 1464.167
467 | 1745.249 | 1464
468 | 1744.6384 | 1463.752
469 | 1744.337 | 1463.236
470 | 1744.2447 | 1463.2
471 | 1744 | 1463.2
472 | 1744 | 1462.4
473 | 1743.702 | 1461.6
474 | 1743.6635 | 1461.462
475 | 1743.6133 | 1460.8
476 | 1743.462 | 1460.644
477 | 1743.337 | 1459.826
478 | 1742.4091 | 1459.415
479 | 1742.4 | 1459.2
480 | 1742.288 | 1459.2
481 | 1741.9777 | 1459.2
482 | 1741.725 | 1459.102
483 | 1741.645 | 1458.4
484 | 1741.499 | 1458.305
485 | 1740.9657 | 1458.248
486 | 1740.8 | 1458.192
487 | 1740.399 | 1457.6
488 | 1740.14 | 1457.6
489 | 1739.825 | 1457.094
490 | 1738.997 | 1457.065
491 | 1738.895 | 1456.398
492 | 1738.664 | 1456
493 | 1738.4 | 1455.78
494 | 1738.3935 | 1455.594
495 | 1737.954 | 1453.6
496 | 1737.8885 | 1453.6
497 | 1737.852 | 1453.6
498 | 1737.845 | 1453.284
499 | 1737.6 | 1453.137
500 | 1737.0911 | 1452.834
501 | 1737.05 | 1451.841
502 | 1737.0055 | 1449.923
503 | 1736.8 | 1449.743
504 | 1736.2529 | 1449.583
505 | 1735.3911 | 1448.8
506 | 1735.168 | 1448.515
507 | 1735.038 | 1448.295
508 | 1734.369 | 1447.946
509 | 1734.126 | 1447.559
510 | 1734.0288 | 1447.2
511 | 1733.951 | 1446.4
512 | 1733.837 | 1446.4
513 | 1733.618 | 1446.284
514 | 1732.8 | 1446.228
515 | 1731.7952 | 1446.201
516 | 1731.41 | 1445.923
517 | 1730.896 | 1445.6
518 | 1730.86 | 1445.105
519 | 1730.814 | 1444.8
520 | 1729.6 | 1444.272
521 | 1729.544 | 1443.57
522 | 1729.469 | 1443.559
523 | 1728.951 | 1442.362
524 | 1728.8 | 1441.968
525 | 1728.169 | 1441.017
526 | 1727.807 | 1440.911
527 | 1727.6442 | 1440.774
528 | 1727.174 | 1440.767
529 | 1727.078 | 1440
530 | 1726.744 | 1439.736
531 | 1726.4389 | 1438.642
532 | 1726.438 | 1437.216
533 | 1726.378 | 1436.8
534 | 1726.1516 | 1436.8
535 | 1726.047 | 1436.559
536 | 1725.917 | 1436.559
537 | 1725.6 | 1436.501
538 | 1725.6 | 1436
539 | 1725.6 | 1436
540 | 1724.6753 | 1435.771
541 | 1724.16 | 1434.4
542 | 1724.006 | 1434.4
543 | 1724 | 1434.399
544 | 1724 | 1434.298
545 | 1723.9854 | 1433.6
546 | 1723.893 | 1433.6
547 | 1723.786 | 1433.6
548 | 1723.1676 | 1432.8
549 | 1722.687 | 1432.622
550 | 1722.516 | 1432.414
551 | 1722.0755 | 1431.567
552 | 1721.903 | 1431.273
553 | 1721.6 | 1431.211
554 | 1718.8879 | 1430.414
555 | 1718.738 | 1430.4
556 | 1718.709 | 1430.4
557 | 1718.665 | 1430.122
558 | 1718.45 | 1429.6
559 | 1718.4 | 1429.6
560 | 1718.4 | 1429.6
561 | 1718.381 | 1429.566
562 | 1718.3751 | 1428.8
563 | 1718.2943 | 1428.024
564 | 1717.6 | 1428
565 | 1717.571 | 1428
566 | 1717.536 | 1428
567 | 1717.427 | 1428
568 | 1717.3001 | 1427.235
569 | 1717.244 | 1427.2
570 | 1717.081 | 1427.2
571 | 1716.665 | 1426.362
572 | 1716.587 | 1426.247
573 | 1715.3512 | 1425.6
574 | 1715.266 | 1425.478
575 | 1715.058 | 1424.8
576 | 1715.055 | 1424.522
577 | 1715.024 | 1424.322
578 | 1714.976 | 1424
579 | 1714.76 | 1424
580 | 1714.7026 | 1423.2
581 | 1714.1715 | 1421.649
582 | 1714.12 | 1421.6
583 | 1713.845 | 1421.245
584 | 1713.488 | 1421.02
585 | 1713.281 | 1420.243
586 | 1712.8476 | 1420
587 | 1712.774 | 1419.829
588 | 1712.2377 | 1419.466
589 | 1711.846 | 1419.2
590 | 1711.478 | 1418.578
591 | 1711.452 | 1418.083
592 | 1711.2 | 1417.299
593 | 1711.2 | 1416.8
594 | 1710.5644 | 1416.481
595 | 1710.5127 | 1416.264
596 | 1710.031 | 1416
597 | 1709.965 | 1416
598 | 1709.264 | 1415.934
599 | 1708.9138 | 1415.902
600 | 1708.3705 | 1415.892
601 | 1708.11 | 1415.2
602 | 1708 | 1414.804
603 | 1707.886 | 1414.689
604 | 1707.2 | 1414.405
605 | 1706.823 | 1414.4
606 | 1706.4 | 1414.4
607 | 1706.4 | 1414.4
608 | 1706.4 | 1413.629
609 | 1705.6 | 1413.6
610 | 1705.486 | 1412.8
611 | 1704.969 | 1412.314
612 | 1704.867 | 1412
613 | 1704.8 | 1411.574
614 | 1704.5439 | 1411.574
615 | 1704.422 | 1411.289
616 | 1704.336 | 1411.2
617 | 1704 | 1410.4
618 | 1703.789 | 1409.6
619 | 1703.5397 | 1409.569
620 | 1703.159 | 1408.898
621 | 1702.904 | 1408.8
622 | 1702.841 | 1408.436
623 | 1702.6602 | 1408
624 | 1702.4 | 1408
625 | 1702.4 | 1408
626 | 1701.8192 | 1408
627 | 1701.6 | 1407.485
628 | 1701.586 | 1407.2
629 | 1701.5656 | 1407.035
630 | 1701.3564 | 1406.667
631 | 1701.0862 | 1405.711
632 | 1700.8 | 1404.843
633 | 1700.6594 | 1404.8
634 | 1700.6118 | 1404.292
635 | 1700.5223 | 1403.73
636 | 1700.494 | 1403.558
637 | 1700.252 | 1403.353
638 | 1700.026 | 1403.2
639 | 1700 | 1403.197
640 | 1699.7626 | 1403.15
641 | 1699.676 | 1402.523
642 | 1699.22 | 1402.523
643 | 1698.6327 | 1402.4
644 | 1698.4 | 1402.4
645 | 1698.4 | 1402.373
646 | 1698.3869 | 1402.289
647 | 1698.036 | 1402.222
648 | 1697.6099 | 1401.271
649 | 1697.557 | 1399.92
650 | 1697.546 | 1399.307
651 | 1697.236 | 1398.549
652 | 1696.775 | 1398.489
653 | 1696.1792 | 1398.4
654 | 1696 | 1398.4
655 | 1696 | 1397.641
656 | 1695.2791 | 1397.6
657 | 1695.2 | 1396.95
658 | 1695.2 | 1396.8
659 | 1694.447 | 1396
660 | 1693.969 | 1395.569
661 | 1693.945 | 1395.2
662 | 1693.6 | 1394.546
663 | 1693.5468 | 1394.4
664 | 1693.54 | 1394.4
665 | 1693.198 | 1394.4
666 | 1692.649 | 1394.338
667 | 1692.1714 | 1393.933
668 | 1692 | 1393.789
669 | 1691.5158 | 1393.6
670 | 1691.2 | 1393.075
671 | 1691.064 | 1393.075
672 | 1691.038 | 1392.997
673 | 1690.754 | 1392.764
674 | 1690.4544 | 1392.764
675 | 1690.426 | 1392.189
676 | 1690.4 | 1392.164
677 | 1690.399 | 1392.06
678 | 1689.979 | 1392
679 | 1689.6706 | 1392
680 | 1689.2072 | 1392
681 | 1688.8665 | 1392
682 | 1688.8 | 1391.946
683 | 1688.8 | 1391.914
684 | 1688.7539 | 1391.728
685 | 1688.6062 | 1391.496
686 | 1688.5431 | 1391.367
687 | 1688.519 | 1390.4
688 | 1688 | 1389.954
689 | 1687.8042 | 1389.025
690 | 1687.35 | 1388.675
691 | 1687.2 | 1388.389
692 | 1687.1831 | 1388.339
693 | 1686.4 | 1387.72
694 | 1686.4 | 1387.2
695 | 1686.0651 | 1387.188
696 | 1685.6 | 1386.835
697 | 1685.3849 | 1386.835
698 | 1685.353 | 1386.835
699 | 1685.1478 | 1386.586
700 | 1685.004 | 1386.466
701 | 1684.8217 | 1386.4
702 | 1684.745 | 1386.4
703 | 1684.7296 | 1386.266
704 | 1684 | 1385.6
705 | 1684 | 1385.46
706 | 1683.9117 | 1384.8
707 | 1683.2 | 1384.8
708 | 1682.8481 | 1384.8
709 | 1682.404 | 1384
710 | 1682.4 | 1383.083
711 | 1682.4 | 1382.778
712 | 1681.4818 | 1382.173
713 | 1681.412 | 1382.062
714 | 1681.075 | 1381.6
715 | 1680.964 | 1381.6
716 | 1680.912 | 1381.214
717 | 1680.833 | 1380.8
718 | 1680.8 | 1380.8
719 | 1680.8 | 1380.682
720 | 1680.6373 | 1380.238
721 | 1680.269 | 1380.21
722 | 1679.1101 | 1379.986
723 | 1678.349 | 1379.965
724 | 1677.954 | 1379.821
725 | 1677.484 | 1379.414
726 | 1677.3843 | 1379.2
727 | 1677.291 | 1379.1
728 | 1676.9667 | 1378.823
729 | 1676.943 | 1378.636
730 | 1676.8 | 1378.584
731 | 1676.6695 | 1378.486
732 | 1675.929 | 1377.861
733 | 1675.8559 | 1377.807
734 | 1675.8557 | 1377.6
735 | 1675.433 | 1377.226
736 | 1675.2 | 1376.8
737 | 1674.824 | 1376.8
738 | 1674.4572 | 1376.8
739 | 1674.2622 | 1376.696
740 | 1673.787 | 1376
741 | 1673.4272 | 1375.677
742 | 1673.221 | 1375.523
743 | 1673.0266 | 1374.115
744 | 1672.8606 | 1373.6
745 | 1672.28 | 1372
746 | 1672.005 | 1371.445
747 | 1671.964 | 1371.414
748 | 1671.8876 | 1371.211
749 | 1671.8207 | 1369.6
750 | 1671.773 | 1369.538
751 | 1671.657 | 1368.8
752 | 1670.927 | 1368.8
753 | 1668.96 | 1368.257
754 | 1668.8448 | 1368.202
755 | 1668.8 | 1368
756 | 1668.541 | 1367.412
757 | 1668.373 | 1367.211
758 | 1667.2764 | 1367.2
759 | 1667.2 | 1367.2
760 | 1666.961 | 1367.184
761 | 1666.4 | 1366.663
762 | 1666.1761 | 1366.634
763 | 1665.9839 | 1366.4
764 | 1665.983 | 1366.4
765 | 1665.6 | 1366.4
766 | 1664.717 | 1365.6
767 | 1664.7066 | 1365.6
768 | 1664.469 | 1365.482
769 | 1664.4276 | 1365.124
770 | 1664.173 | 1364.958
771 | 1664.025 | 1364.8
772 | 1664 | 1364.8
773 | 1663.649 | 1364.532
774 | 1663.536 | 1363.322
775 | 1663.509 | 1363.2
776 | 1663.487 | 1362.679
777 | 1663.2 | 1362.4
778 | 1662.845 | 1362.4
779 | 1662.323 | 1362.4
780 | 1661.8303 | 1362.4
781 | 1661.6 | 1361.6
782 | 1661.6 | 1361.054
783 | 1661.6 | 1360.869
784 | 1661.105 | 1360.8
785 | 1660.8 | 1360.8
786 | 1660.7151 | 1360.647
787 | 1660.537 | 1360.451
788 | 1660.1947 | 1359.526
789 | 1660.1947 | 1358.547
790 | 1660.1947 | 1358.4
791 | 1660.1588 | 1358.4
792 | 1660 | 1358.088
793 | 1660 | 1357.194
794 | 1659.929 | 1356.8
795 | 1659.705 | 1356.8
796 | 1659.288 | 1356.8
797 | 1659.2 | 1356.304
798 | 1659.084 | 1356
799 | 1658.966 | 1356
800 | 1658.8698 | 1355.757
801 | 1658.613 | 1355.507
802 | 1658.559 | 1355.144
803 | 1657.388 | 1354.98
804 | 1657.048 | 1354.481
805 | 1656.929 | 1354.4
806 | 1656.806 | 1353.426
807 | 1656.8 | 1352.362
808 | 1656.7966 | 1352.345
809 | 1656.662 | 1352.239
810 | 1656.625 | 1352
811 | 1656.3215 | 1351.872
812 | 1656 | 1351.522
813 | 1655.249 | 1351.445
814 | 1655.2046 | 1351.442
815 | 1655.173 | 1351.432
816 | 1655.1368 | 1351.2
817 | 1654.093 | 1351.2
818 | 1653.7527 | 1351.055
819 | 1653.652 | 1350.641
820 | 1653.6 | 1350.4
821 | 1653.6 | 1350.4
822 | 1653.5431 | 1350.4
823 | 1653.246 | 1350.167
824 | 1653.202 | 1349.679
825 | 1653.136 | 1349.583
826 | 1652.92 | 1349.132
827 | 1652.8342 | 1348.944
828 | 1652.807 | 1348.873
829 | 1652.723 | 1348.8
830 | 1652.685 | 1348.8
831 | 1652.6215 | 1348.8
832 | 1652.5475 | 1348
833 | 1652.4707 | 1347.784
834 | 1652.413 | 1347.642
835 | 1651.7706 | 1347.526
836 | 1651.22 | 1347.2
837 | 1651.085 | 1347.2
838 | 1651.0189 | 1345.6
839 | 1650.484 | 1345.6
840 | 1650.4 | 1345.6
841 | 1649.699 | 1345.147
842 | 1648.641 | 1344.8
843 | 1648.157 | 1344.8
844 | 1648.072 | 1344.8
845 | 1648 | 1344.625
846 | 1647.9272 | 1343.483
847 | 1647.8616 | 1343.38
848 | 1647.588 | 1342.515
849 | 1647.544 | 1341.6
850 | 1647.2 | 1341.6
851 | 1647.2 | 1341.153
852 | 1647.1089 | 1341.013
853 | 1647.1089 | 1340.366
854 | 1646.336 | 1340.161
855 | 1646.173 | 1340
856 | 1645.765 | 1340
857 | 1645.752 | 1339.957
858 | 1645.6 | 1339.608
859 | 1645.065 | 1339.569
860 | 1644.823 | 1339.188
861 | 1644.797 | 1338.4
862 | 1644.762 | 1338.285
863 | 1644.1407 | 1337.894
864 | 1643.977 | 1337.6
865 | 1643.7 | 1337.442
866 | 1643.485 | 1337.062
867 | 1643.2243 | 1336.207
868 | 1643.0203 | 1336
869 | 1642.84 | 1335.2
870 | 1642.4999 | 1334.4
871 | 1642.4 | 1334.4
872 | 1642.3118 | 1334.063
873 | 1642.0142 | 1333.651
874 | 1641.988 | 1333.6
875 | 1641.6575 | 1333.6
876 | 1641.6 | 1332.8
877 | 1641.378 | 1332.622
878 | 1641.186 | 1331.841
879 | 1640.8 | 1331.639
880 | 1640.668 | 1331.2
881 | 1640 | 1331.2
882 | 1639.9322 | 1329.82
883 | 1639.3396 | 1329.6
884 | 1638.9311 | 1329.6
885 | 1638.7226 | 1329.177
886 | 1638.605 | 1329.085
887 | 1638.537 | 1328.8
888 | 1638.403 | 1328.8
889 | 1638.3992 | 1328.413
890 | 1638.085 | 1328.356
891 | 1638.025 | 1328.156
892 | 1637.9753 | 1327.34
893 | 1637.6 | 1326.4
894 | 1637.5824 | 1326.022
895 | 1637.2954 | 1325.702
896 | 1637.1595 | 1325.6
897 | 1637.0923 | 1325.6
898 | 1636.944 | 1325.6
899 | 1636.7689 | 1325.457
900 | 1636.574 | 1324.067
901 | 1636.4498 | 1324
902 | 1636.443 | 1324
903 | 1636.4299 | 1324
904 | 1636.1784 | 1323.903
905 | 1636 | 1323.126
906 | 1636 | 1322.527
907 | 1636 | 1322.503
908 | 1635.7965 | 1321.753
909 | 1635.582 | 1321.613
910 | 1635.438 | 1321.6
911 | 1635.414 | 1321.6
912 | 1635.2 | 1321.6
913 | 1634.626 | 1321.041
914 | 1634.4 | 1320.994
915 | 1634.4 | 1320.393
916 | 1634.3255 | 1320.258
917 | 1634.306 | 1319.2
918 | 1634.053 | 1319.16
919 | 1633.953 | 1318.787
920 | 1633.6 | 1318.4
921 | 1633.544 | 1318.4
922 | 1633.042 | 1318.313
923 | 1633.019 | 1317.825
924 | 1632.9415 | 1317.687
925 | 1632.862 | 1317.348
926 | 1632.697 | 1316.915
927 | 1632.597 | 1316.91
928 | 1632.0301 | 1316.8
929 | 1632 | 1316
930 | 1632 | 1315.122
931 | 1631.553 | 1315.11
932 | 1631.387 | 1315.07
933 | 1631.193 | 1314.896
934 | 1630.98 | 1314.638
935 | 1630.578 | 1314.597
936 | 1629.851 | 1314.4
937 | 1629.663 | 1314.374
938 | 1629.66 | 1313.639
939 | 1629.6 | 1313.6
940 | 1629.559 | 1312.8
941 | 1629.508 | 1312.8
942 | 1629.2201 | 1312.8
943 | 1628.8 | 1312.297
944 | 1628.7921 | 1312.249
945 | 1628.745 | 1312.249
946 | 1628.6735 | 1312.087
947 | 1628.6013 | 1310.984
948 | 1628.348 | 1310.4
949 | 1628.2678 | 1310.4
950 | 1628 | 1310.4
951 | 1627.857 | 1310.163
952 | 1627.7258 | 1309.918
953 | 1627.697 | 1309.918
954 | 1627.379 | 1308.846
955 | 1627.268 | 1308.643
956 | 1627.259 | 1308
957 | 1627.187 | 1306.284
958 | 1626.909 | 1306.083
959 | 1626.9086 | 1306.033
960 | 1626.609 | 1306.033
961 | 1626.5602 | 1305.882
962 | 1626.32 | 1305.6
963 | 1625.792 | 1305.303
964 | 1625.6 | 1305.225
965 | 1625.599 | 1304.91
966 | 1625.402 | 1304.8
967 | 1625.359 | 1304.8
968 | 1625.121 | 1304.439
969 | 1625.028 | 1304
970 | 1624.992 | 1304
971 | 1624.8 | 1303.888
972 | 1624.8 | 1303.408
973 | 1624.376 | 1303.2
974 | 1624.258 | 1303.2
975 | 1624.0727 | 1302.803
976 | 1624 | 1302.729
977 | 1624 | 1302.63
978 | 1624 | 1302.606
979 | 1623.7979 | 1302.39
980 | 1623.593 | 1301.174
981 | 1623.5803 | 1300
982 | 1623.5477 | 1300
983 | 1623.4698 | 1300
984 | 1623.432 | 1299.532
985 | 1623.3211 | 1299.2
986 | 1623.245 | 1299.2
987 | 1623.038 | 1299.047
988 | 1622.9691 | 1298.636
989 | 1622.4644 | 1298.4
990 | 1622.4 | 1298.193
991 | 1622.4 | 1298.131
992 | 1622.4 | 1297.73
993 | 1622.298 | 1297.646
994 | 1622.297 | 1296.8
995 | 1621.666 | 1296.474
996 | 1621.6 | 1296.332
997 | 1621.58 | 1295.933
998 | 1621.22 | 1295.2
999 | 1621.135 | 1294.4
1000 | 1620.881 | 1294.4
1001 | 1620.8484 | 1294.146
1002 | 1620.767 | 1293.998
1003 | 1620.676 | 1293.885
1004 | 1620.5808 | 1293.6
1005 | 1620.4415 | 1293.35
1006 | 1620.387 | 1292.96
1007 | 1620.241 | 1292.8
1008 | 1620.088 | 1292.58
1009 | 1620 | 1292
1010 | 1619.476 | 1291.663
1011 | 1619.2759 | 1291.2
1012 | 1619.2 | 1290.494
1013 | 1618.778 | 1290.4
1014 | 1617.9573 | 1290.4
1015 | 1617.9401 | 1290.4
1016 | 1617.779 | 1290.4
1017 | 1617.657 | 1290.198
1018 | 1617.6 | 1289.367
1019 | 1617.23 | 1288.8
1020 | 1616.8 | 1288.125
1021 | 1616.673 | 1288
1022 | 1616.357 | 1287.2
1023 | 1616.041 | 1287.2
1024 | 1616.0319 | 1286.4
1025 | 1616 | 1286.4
1026 | 1615.953 | 1285.833
1027 | 1615.8908 | 1285.714
1028 | 1615.5546 | 1285.689
1029 | 1615.2725 | 1285.6
1030 | 1615.258 | 1285.6
1031 | 1615.2545 | 1285.6
1032 | 1615.2 | 1285.161
1033 | 1615.0866 | 1284.262
1034 | 1615.041 | 1284.246
1035 | 1614.836 | 1284
1036 | 1614.825 | 1284
1037 | 1614.354 | 1284
1038 | 1614.236 | 1283.787
1039 | 1614.058 | 1283.2
1040 | 1613.967 | 1282.4
1041 | 1613.9387 | 1282.193
1042 | 1613.7006 | 1282.011
1043 | 1613.6 | 1281.6
1044 | 1613.6 | 1280.8
1045 | 1613.5784 | 1280.599
1046 | 1612.9237 | 1280
1047 | 1612.774 | 1279.805
1048 | 1612.223 | 1278.268
1049 | 1612.0778 | 1277.832
1050 | 1612 | 1277.6
1051 | 1612 | 1277.211
1052 | 1611.558 | 1276.8
1053 | 1611.083 | 1276
1054 | 1610.935 | 1276
1055 | 1610.809 | 1275.732
1056 | 1610.3071 | 1275.693
1057 | 1610.257 | 1275.392
1058 | 1610.0698 | 1275.2
1059 | 1610.063 | 1275.021
1060 | 1609.8915 | 1274.956
1061 | 1609.75 | 1274.881
1062 | 1609.7142 | 1274.827
1063 | 1609.6674 | 1274.656
1064 | 1609.6 | 1274.4
1065 | 1609.349 | 1274.4
1066 | 1609.172 | 1274.4
1067 | 1609.0448 | 1274.4
1068 | 1608.955 | 1274.312
1069 | 1608.8247 | 1273.361
1070 | 1608.786 | 1272.93
1071 | 1608.759 | 1272.8
1072 | 1608.7589 | 1272.8
1073 | 1608.326 | 1272.8
1074 | 1608.296 | 1272.45
1075 | 1608.087 | 1272.068
1076 | 1607.9571 | 1272
1077 | 1607.7798 | 1271.592
1078 | 1607.6891 | 1271.2
1079 | 1607.655 | 1270.908
1080 | 1607.397 | 1270.858
1081 | 1607.2 | 1270.294
1082 | 1606.824 | 1270.243
1083 | 1606.752 | 1269.873
1084 | 1606.691 | 1269.443
1085 | 1606.679 | 1269.189
1086 | 1606.507 | 1268.8
1087 | 1606.5008 | 1268.8
1088 | 1605.867 | 1268.8
1089 | 1605.764 | 1268
1090 | 1605.5447 | 1268
1091 | 1605.522 | 1267.2
1092 | 1605.2895 | 1267.2
1093 | 1605.2708 | 1267.052
1094 | 1605.1611 | 1266.409
1095 | 1604.899 | 1266.4
1096 | 1604.627 | 1266.4
1097 | 1604.417 | 1266.3
1098 | 1604.172 | 1265.6
1099 | 1604.111 | 1264.8
1100 | 1603.942 | 1264.647
1101 | 1603.774 | 1263.865
1102 | 1603.6198 | 1263.865
1103 | 1603.4885 | 1263.865
1104 | 1603.456 | 1263.261
1105 | 1603.4336 | 1263.2
1106 | 1603.201 | 1262.525
1107 | 1603.2 | 1262.525
1108 | 1603.2 | 1262.432
1109 | 1603.039 | 1262.4
1110 | 1602.996 | 1262.4
1111 | 1602.9466 | 1260.721
1112 | 1602.9128 | 1260.276
1113 | 1602.881 | 1260.151
1114 | 1602.583 | 1260
1115 | 1602.436 | 1260
1116 | 1602.4 | 1259.807
1117 | 1602.301 | 1259.21
1118 | 1602.265 | 1259.117
1119 | 1602.1427 | 1258.426
1120 | 1602.0439 | 1258.426
1121 | 1601.832 | 1258.4
1122 | 1601.6 | 1257.6
1123 | 1601.6 | 1257.49
1124 | 1601.6 | 1257.403
1125 | 1601.467 | 1257.161
1126 | 1601.404 | 1257.086
1127 | 1601.327 | 1257.004
1128 | 1601.2271 | 1256.934
1129 | 1601.1342 | 1256.8
1130 | 1601.039 | 1256.8
1131 | 1600.8 | 1256.268
1132 | 1600.536 | 1256.268
1133 | 1600.335 | 1256.268
1134 | 1600 | 1256.233
1135 | 1600 | 1256
1136 | 1599.883 | 1256
1137 | 1599.831 | 1255.533
1138 | 1599.7157 | 1255.509
1139 | 1599.6753 | 1255.225
1140 | 1599.518 | 1255.099
1141 | 1599.501 | 1254.973
1142 | 1599.2 | 1254.973
1143 | 1599.2 | 1254.4
1144 | 1598.971 | 1254.4
1145 | 1598.4 | 1254.291
1146 | 1598.4 | 1253.401
1147 | 1598.3855 | 1252.915
1148 | 1598.239 | 1252.8
1149 | 1597.991 | 1252.8
1150 | 1597.92 | 1252.8
1151 | 1597.6423 | 1252.591
1152 | 1597.6 | 1251.655
1153 | 1597.596 | 1251.12
1154 | 1597.5495 | 1251.115
1155 | 1597.412 | 1249.941
1156 | 1596.3166 | 1249.347
1157 | 1595.5861 | 1248.913
1158 | 1595.3702 | 1248.8
1159 | 1595.194 | 1248.8
1160 | 1595.175 | 1248.8
1161 | 1595.0541 | 1248.8
1162 | 1594.663 | 1248.008
1163 | 1594.654 | 1248
1164 | 1594.407 | 1248
1165 | 1593.999 | 1247.486
1166 | 1593.7705 | 1247.2
1167 | 1593.6599 | 1246.986
1168 | 1593.632 | 1246.4
1169 | 1593.5002 | 1245.6
1170 | 1593.282 | 1245.6
1171 | 1593.236 | 1245.548
1172 | 1593.166 | 1244.8
1173 | 1593.084 | 1244.8
1174 | 1593.023 | 1244.187
1175 | 1592.847 | 1243.943
1176 | 1592.548 | 1243.369
1177 | 1592.421 | 1243.2
1178 | 1592.395 | 1243.029
1179 | 1592.282 | 1242.651
1180 | 1592.239 | 1242.4
1181 | 1592.0899 | 1242.349
1182 | 1591.6166 | 1240.8
1183 | 1591.2 | 1240.77
1184 | 1591.079 | 1240.465
1185 | 1590.8468 | 1240.172
1186 | 1590.8052 | 1240.169
1187 | 1590.4 | 1240.087
1188 | 1589.617 | 1240
1189 | 1589.6 | 1240
1190 | 1589.6 | 1239.2
1191 | 1589.6 | 1239.2
1192 | 1589.6 | 1239.127
1193 | 1589.6 | 1238.616
1194 | 1589.517 | 1238.439
1195 | 1589.396 | 1238.194
1196 | 1589.091 | 1237.706
1197 | 1588.8 | 1237.706
1198 | 1588.775 | 1237.567
1199 | 1588.6233 | 1237.549
1200 | 1588.328 | 1237.145
1201 | 1588.2695 | 1237.145
1202 | 1588.2052 | 1236.121
1203 | 1588.152 | 1236.109
1204 | 1588.0616 | 1235.959
1205 | 1587.901 | 1235.2
1206 | 1587.586 | 1234.536
1207 | 1587.4332 | 1234.4
1208 | 1587.2847 | 1234.4
1209 | 1587.2847 | 1234.062
1210 | 1587.2 | 1233.6
1211 | 1587.2 | 1233.467
1212 | 1587.2 | 1233.287
1213 | 1587.1934 | 1233.287
1214 | 1586.6892 | 1232.8
1215 | 1586.458 | 1232.8
1216 | 1585.9659 | 1232.743
1217 | 1585.9435 | 1232.224
1218 | 1585.7722 | 1232.18
1219 | 1585.6 | 1231.449
1220 | 1585.6 | 1231.447
1221 | 1585.4113 | 1230.799
1222 | 1584.9707 | 1230.67
1223 | 1584.9543 | 1230.4
1224 | 1584.8 | 1230.108
1225 | 1584.5198 | 1229.599
1226 | 1584.409 | 1229.528
1227 | 1584.3586 | 1229.417
1228 | 1584.287 | 1229.116
1229 | 1584.1702 | 1229.005
1230 | 1584.014 | 1228.8
1231 | 1583.2 | 1228.38
1232 | 1583.2 | 1228
1233 | 1583.009 | 1227.119
1234 | 1582.693 | 1227.035
1235 | 1582.6231 | 1226.847
1236 | 1582.537 | 1226.4
1237 | 1582.4 | 1226.4
1238 | 1582.275 | 1226.336
1239 | 1582.1499 | 1226.244
1240 | 1581.6 | 1226.008
1241 | 1581.445 | 1225.742
1242 | 1581.08 | 1225.6
1243 | 1580.9303 | 1225.6
1244 | 1580.825 | 1225.6
1245 | 1580.8 | 1225.376
1246 | 1580.8 | 1224.8
1247 | 1580.7302 | 1223.996
1248 | 1580.699 | 1223.605
1249 | 1580.662 | 1223.2
1250 | 1580.4767 | 1223.2
1251 | 1580.403 | 1223.177
1252 | 1580.373 | 1222.96
1253 | 1580.043 | 1222.511
1254 | 1580 | 1222.4
1255 | 1579.999 | 1222.4
1256 | 1579.901 | 1222.4
1257 | 1579.897 | 1222.201
1258 | 1579.4376 | 1222.124
1259 | 1579.2 | 1221.838
1260 | 1579.2 | 1221.699
1261 | 1578.9248 | 1221.6
1262 | 1578.746 | 1221.129
1263 | 1578.4 | 1220.833
1264 | 1578.4 | 1220.8
1265 | 1577.9614 | 1220.8
1266 | 1577.8526 | 1220.57
1267 | 1577.6 | 1220.036
1268 | 1577.6 | 1220
1269 | 1577.5497 | 1220
1270 | 1576.944 | 1218.757
1271 | 1576.816 | 1218.567
1272 | 1576.8 | 1218.4
1273 | 1576.8 | 1218.239
1274 | 1576.5504 | 1217.673
1275 | 1576.4513 | 1217.408
1276 | 1576 | 1217.286
1277 | 1575.959 | 1217.286
1278 | 1575.5306 | 1216.931
1279 | 1575.2 | 1216.848
1280 | 1574.8582 | 1216.685
1281 | 1574.8537 | 1216.294
1282 | 1574.613 | 1216
1283 | 1574.4 | 1215.604
1284 | 1574.4 | 1215.295
1285 | 1574.2258 | 1215.079
1286 | 1573.75 | 1214.996
1287 | 1573.2998 | 1214.131
1288 | 1572.945 | 1213.693
1289 | 1572.7909 | 1213.6
1290 | 1572.735 | 1213.331
1291 | 1572.208 | 1213.264
1292 | 1572.128 | 1212.841
1293 | 1572 | 1212.8
1294 | 1572 | 1212
1295 | 1571.8691 | 1212
1296 | 1571.8691 | 1210.666
1297 | 1571.813 | 1209.794
1298 | 1571.3059 | 1209.777
1299 | 1571.2 | 1209.693
1300 | 1571.2 | 1208.916
1301 | 1571.0512 | 1208.8
1302 | 1570.841 | 1207.2
1303 | 1570.749 | 1207.2
1304 | 1570.4 | 1206.988
1305 | 1570.274 | 1206.4
1306 | 1570.042 | 1206.4
1307 | 1569.9972 | 1206.19
1308 | 1569.862 | 1205.793
1309 | 1569.698 | 1204.8
1310 | 1569.6 | 1204.8
1311 | 1569.6 | 1204.782
1312 | 1569.6 | 1204
1313 | 1569.6 | 1203.862
1314 | 1569.14 | 1203.477
1315 | 1568.995 | 1203.477
1316 | 1568.8 | 1203.028
1317 | 1568.8 | 1203.01
1318 | 1568.5977 | 1202.4
1319 | 1568.4882 | 1201.6
1320 | 1568.38 | 1201.508
1321 | 1568 | 1200.8
1322 | 1568 | 1200.8
1323 | 1567.968 | 1200.8
1324 | 1567.5485 | 1200.8
1325 | 1567.2 | 1200.409
1326 | 1567.2 | 1200.369
1327 | 1567.16 | 1200.114
1328 | 1567.117 | 1200
1329 | 1567.0843 | 1199.877
1330 | 1567.0843 | 1199.593
1331 | 1566.858 | 1199.317
1332 | 1566.4 | 1199.2
1333 | 1566.4 | 1199.2
1334 | 1566.318 | 1198.816
1335 | 1566.1442 | 1198.815
1336 | 1566.084 | 1198.611
1337 | 1566.0129 | 1198.162
1338 | 1565.6 | 1198.121
1339 | 1565.3264 | 1198.039
1340 | 1565.3264 | 1197.262
1341 | 1565.3264 | 1196.8
1342 | 1565.032 | 1196.8
1343 | 1564.8337 | 1196.129
1344 | 1564.8 | 1196
1345 | 1564.005 | 1196
1346 | 1564 | 1195.667
1347 | 1564 | 1195.574
1348 | 1563.935 | 1195.574
1349 | 1563.6281 | 1195.2
1350 | 1563.602 | 1194.827
1351 | 1563.4947 | 1194.481
1352 | 1563.398 | 1194.4
1353 | 1562.9559 | 1194.4
1354 | 1562.899 | 1194.016
1355 | 1562.6978 | 1193.6
1356 | 1562.4 | 1193.6
1357 | 1562.161 | 1193.214
1358 | 1561.9623 | 1192.811
1359 | 1561.8691 | 1192
1360 | 1561.823 | 1192
1361 | 1561.3107 | 1192
1362 | 1561.284 | 1191.587
1363 | 1561.218 | 1191.08
1364 | 1560.8 | 1189.754
1365 | 1560.4337 | 1189.6
1366 | 1560.409 | 1189.6
1367 | 1560.354 | 1189.336
1368 | 1560.347 | 1188.8
1369 | 1559.6016 | 1188.667
1370 | 1559.5597 | 1188.012
1371 | 1559.029 | 1188
1372 | 1559.024 | 1187.938
1373 | 1558.9445 | 1187.865
1374 | 1558.583 | 1187.2
1375 | 1558.4 | 1187.129
1376 | 1558.331 | 1186.394
1377 | 1558.054 | 1184.973
1378 | 1557.9659 | 1184.973
1379 | 1557.9215 | 1184.831
1380 | 1557.6541 | 1184.831
1381 | 1557.6 | 1184.8
1382 | 1557.6 | 1184
1383 | 1557.5416 | 1184
1384 | 1557.38 | 1182.4
1385 | 1557.2327 | 1181.981
1386 | 1557.127 | 1181.981
1387 | 1556.917 | 1181.6
1388 | 1556.8 | 1180.8
1389 | 1556.8 | 1180.51
1390 | 1556.628 | 1180.51
1391 | 1556.4 | 1180
1392 | 1556.2421 | 1179.774
1393 | 1556.164 | 1179.725
1394 | 1556.11 | 1179.2
1395 | 1556.0846 | 1179.2
1396 | 1556 | 1179.039
1397 | 1556 | 1178.997
1398 | 1555.5125 | 1178.4
1399 | 1555.4302 | 1177.654
1400 | 1555.276 | 1177.638
1401 | 1555.2 | 1177.568
1402 | 1555.098 | 1177.061
1403 | 1554.491 | 1176.84
1404 | 1554.4 | 1176.831
1405 | 1554.4 | 1176.8
1406 | 1554.3395 | 1176.8
1407 | 1554.326 | 1175.814
1408 | 1554.2017 | 1175.2
1409 | 1554.1529 | 1174.613
1410 | 1554.145 | 1174.161
1411 | 1554.022 | 1173.954
1412 | 1553.989 | 1173.816
1413 | 1553.979 | 1173.106
1414 | 1553.8764 | 1173.076
1415 | 1553.6 | 1172.8
1416 | 1553.6 | 1172.4
1417 | 1553.3917 | 1172.039
1418 | 1553.305 | 1172.018
1419 | 1553.0947 | 1171.95
1420 | 1552.9578 | 1170.709
1421 | 1552.301 | 1169.6
1422 | 1552.2695 | 1169.6
1423 | 1552.097 | 1169.219
1424 | 1551.8563 | 1168.946
1425 | 1551.5661 | 1168.8
1426 | 1551.507 | 1168.8
1427 | 1551.4233 | 1168
1428 | 1551.363 | 1168
1429 | 1551.2 | 1168
1430 | 1551.2 | 1167.2
1431 | 1551.141 | 1167.2
1432 | 1551.0702 | 1166.4
1433 | 1550.943 | 1166.225
1434 | 1550.847 | 1166.064
1435 | 1550.773 | 1165.874
1436 | 1550.7356 | 1165.874
1437 | 1550.416 | 1165.6
1438 | 1550.4 | 1165.6
1439 | 1550.4 | 1165.064
1440 | 1549.679 | 1164.328
1441 | 1549.6 | 1163.2
1442 | 1548.9698 | 1162.857
1443 | 1548.9034 | 1162.4
1444 | 1548.8 | 1162.3
1445 | 1548.8 | 1162.3
1446 | 1548.768 | 1161.066
1447 | 1548.5916 | 1160.8
1448 | 1548.0484 | 1159.2
1449 | 1548 | 1159.2
1450 | 1547.9905 | 1158.863
1451 | 1547.887 | 1158.608
1452 | 1547.5341 | 1158.444
1453 | 1547.522 | 1158.4
1454 | 1547.461 | 1158.277
1455 | 1547.415 | 1158.277
1456 | 1547.1005 | 1157.638
1457 | 1546.8023 | 1157.229
1458 | 1546.6392 | 1157.045
1459 | 1546.546 | 1156.896
1460 | 1546.5163 | 1156
1461 | 1546.4283 | 1156
1462 | 1546.4 | 1155.725
1463 | 1546.4 | 1155.502
1464 | 1546.4 | 1155.2
1465 | 1546.268 | 1154.691
1466 | 1546.2679 | 1153.6
1467 | 1546.263 | 1152.976
1468 | 1546.02 | 1152.8
1469 | 1545.6 | 1152.8
1470 | 1545.6 | 1152
1471 | 1545.343 | 1151.824
1472 | 1545.3275 | 1151.186
1473 | 1545.1075 | 1150.813
1474 | 1545.101 | 1150.715
1475 | 1544.9103 | 1150.645
1476 | 1544.8 | 1150.4
1477 | 1544.8 | 1150.224
1478 | 1544.713 | 1149.6
1479 | 1544.646 | 1149.6
1480 | 1544.619 | 1149.6
1481 | 1544.599 | 1148.147
1482 | 1544.327 | 1148.147
1483 | 1544.0628 | 1148
1484 | 1544.0628 | 1147.917
1485 | 1544 | 1147.538
1486 | 1543.7762 | 1147.411
1487 | 1543.6956 | 1147.2
1488 | 1543.6519 | 1146.4
1489 | 1543.534 | 1145.6
1490 | 1543.2 | 1145.6
1491 | 1542.9749 | 1145.338
1492 | 1542.9506 | 1145.154
1493 | 1542.7756 | 1144.838
1494 | 1542.7437 | 1144.8
1495 | 1542.4 | 1144.8
1496 | 1542.4 | 1144.698
1497 | 1542.4 | 1144.463
1498 | 1542.1992 | 1143.932
1499 | 1542.1261 | 1142.4
1500 | 1542.057 | 1142.4
1501 | 1541.713 | 1142.4
1502 | 1541.6 | 1141.6
1503 | 1541.5026 | 1141.144
1504 | 1540.824 | 1141.01
1505 | 1540.8 | 1141.01
1506 | 1540.8 | 1140.861
1507 | 1540.8 | 1140.8
1508 | 1540.681 | 1140.056
1509 | 1540.524 | 1140
1510 | 1540.0611 | 1140
1511 | 1540.045 | 1139.32
1512 | 1539.8915 | 1139.2
1513 | 1539.86 | 1138.247
1514 | 1539.824 | 1137.956
1515 | 1539.811 | 1137.6
1516 | 1539.509 | 1137.168
1517 | 1539.2 | 1136.8
1518 | 1539.2 | 1136.175
1519 | 1539.01 | 1135.966
1520 | 1538.833 | 1135.566
1521 | 1538.7348 | 1135.2
1522 | 1538.6406 | 1134.769
1523 | 1538.6163 | 1134.33
1524 | 1538.464 | 1134.33
1525 | 1538.4 | 1134.295
1526 | 1538.349 | 1133.465
1527 | 1538.188 | 1133.419
1528 | 1538.105 | 1133.412
1529 | 1537.608 | 1132.8
1530 | 1537.6 | 1132
1531 | 1537.6 | 1131.349
1532 | 1537.5607 | 1131.34
1533 | 1537.5301 | 1131.2
1534 | 1537.528 | 1131.2
1535 | 1537.3752 | 1131.2
1536 | 1537.263 | 1130.914
1537 | 1537.183 | 1130.53
1538 | 1537.052 | 1130.4
1539 | 1536.9168 | 1129.28
1540 | 1536.8077 | 1128.8
1541 | 1536.804 | 1128.8
1542 | 1536.8 | 1128.605
1543 | 1536.6216 | 1128.399
1544 | 1536.546 | 1128
1545 | 1536.423 | 1128
1546 | 1536.183 | 1127.787
1547 | 1536 | 1127.552
1548 | 1535.971 | 1127.549
1549 | 1535.8845 | 1127.2
1550 | 1535.856 | 1127.2
1551 | 1535.769 | 1126.97
1552 | 1535.5758 | 1126.505
1553 | 1535.5124 | 1126.505
1554 | 1535.2541 | 1126.4
1555 | 1535.2298 | 1126.4
1556 | 1534.8067 | 1125.815
1557 | 1534.4519 | 1125.233
1558 | 1534.4 | 1124.23
1559 | 1534.4 | 1124
1560 | 1534.4 | 1123.875
1561 | 1534.3568 | 1123.875
1562 | 1534.321 | 1123.726
1563 | 1534.229 | 1123.557
1564 | 1534.199 | 1123.163
1565 | 1534.0547 | 1122.676
1566 | 1533.6 | 1122.404
1567 | 1533.5207 | 1122.4
1568 | 1533.1581 | 1121.899
1569 | 1533.0237 | 1121.6
1570 | 1532.8 | 1121.6
1571 | 1532.8 | 1120.8
1572 | 1532.198 | 1120.197
1573 | 1532 | 1120.002
1574 | 1532 | 1120
1575 | 1532 | 1120
1576 | 1532 | 1120
1577 | 1531.3527 | 1119.86
1578 | 1531.346 | 1119.2
1579 | 1531.2 | 1118.58
1580 | 1531.2 | 1118.4
1581 | 1531.2 | 1118.4
1582 | 1531.013 | 1118.4
1583 | 1530.9776 | 1118.034
1584 | 1530.86 | 1117.927
1585 | 1530.718 | 1117.6
1586 | 1530.064 | 1117.527
1587 | 1529.9046 | 1117.39
1588 | 1529.712 | 1117.237
1589 | 1529.6 | 1116.8
1590 | 1529.6 | 1116.737
1591 | 1529.6 | 1116.553
1592 | 1529.6 | 1116.46
1593 | 1529.519 | 1116.44
1594 | 1528.8197 | 1115.644
1595 | 1528.819 | 1115.2
1596 | 1528.475 | 1115.2
1597 | 1528.3529 | 1114.073
1598 | 1528.29 | 1114.073
1599 | 1528.207 | 1114.05
1600 | 1528.0967 | 1113.994
1601 | 1528.006 | 1113.253
1602 | 1528 | 1113.066
1603 | 1527.881 | 1112.829
1604 | 1527.7062 | 1112.8
1605 | 1527.7062 | 1112.001
1606 | 1527.332 | 1111.31
1607 | 1527.327 | 1111.2
1608 | 1527.2199 | 1111.2
1609 | 1526.8884 | 1111.2
1610 | 1526.8884 | 1109.6
1611 | 1526.8378 | 1109.6
1612 | 1526.73 | 1109.306
1613 | 1526.413 | 1108.8
1614 | 1526.4 | 1108.379
1615 | 1526.4 | 1108
1616 | 1526.204 | 1108
1617 | 1526.041 | 1107.2
1618 | 1525.9328 | 1106.878
1619 | 1525.6 | 1106.603
1620 | 1525.6 | 1106.524
1621 | 1525.559 | 1106.4
1622 | 1525.4623 | 1105.785
1623 | 1525.3618 | 1105.398
1624 | 1525.3581 | 1105.284
1625 | 1525.044 | 1104.806
1626 | 1524.5 | 1104.016
1627 | 1524 | 1104
1628 | 1524 | 1103.959
1629 | 1524 | 1103.778
1630 | 1523.695 | 1103.2
1631 | 1523.623 | 1103.2
1632 | 1523.622 | 1102.93
1633 | 1523.5696 | 1102.811
1634 | 1522.957 | 1102.475
1635 | 1522.874 | 1102.4
1636 | 1522.828 | 1101.641
1637 | 1522.7988 | 1101.6
1638 | 1522.665 | 1101.6
1639 | 1522.428 | 1100.259
1640 | 1522.4 | 1100
1641 | 1522.3454 | 1099.602
1642 | 1522.0625 | 1098.909
1643 | 1521.983 | 1098.878
1644 | 1521.9814 | 1097.396
1645 | 1521.9814 | 1096.71
1646 | 1521.9772 | 1096.26
1647 | 1521.6 | 1095.529
1648 | 1521.6 | 1094.529
1649 | 1521.6 | 1094.452
1650 | 1521.1636 | 1094.148
1651 | 1520.8 | 1093.6
1652 | 1520.7915 | 1093.444
1653 | 1520.4757 | 1093.353
1654 | 1520.337 | 1092.831
1655 | 1520.142 | 1092.8
1656 | 1520.027 | 1092.8
1657 | 1519.8933 | 1092.621
1658 | 1519.876 | 1092
1659 | 1519.6659 | 1092
1660 | 1519.5135 | 1091.598
1661 | 1519.235 | 1091.441
1662 | 1519.2 | 1090.59
1663 | 1519.172 | 1090.4
1664 | 1519.101 | 1089.267
1665 | 1518.9141 | 1088.8
1666 | 1518.9095 | 1088.8
1667 | 1518.8139 | 1088.8
1668 | 1518.8139 | 1088.8
1669 | 1518.7101 | 1088.8
1670 | 1518.4 | 1088.57
1671 | 1518.4 | 1088.318
1672 | 1518.4 | 1088.034
1673 | 1517.919 | 1088
1674 | 1517.8449 | 1088
1675 | 1517.6 | 1087.949
1676 | 1517.6 | 1087.605
1677 | 1517.6 | 1087.2
1678 | 1517.3603 | 1086.4
1679 | 1517.328 | 1085.755
1680 | 1517.155 | 1085.611
1681 | 1517.038 | 1085.6
1682 | 1516.8 | 1085.428
1683 | 1516.8 | 1085.041
1684 | 1516.4783 | 1084.8
1685 | 1516.32 | 1084.374
1686 | 1516 | 1083.2
1687 | 1515.751 | 1082.4
1688 | 1515.3156 | 1082.354
1689 | 1515.2 | 1082.013
1690 | 1515.2 | 1081.803
1691 | 1515.2 | 1081.442
1692 | 1515.135 | 1081.377
1693 | 1514.83 | 1080.8
1694 | 1514.752 | 1080.752
1695 | 1514.737 | 1080.58
1696 | 1514.4 | 1080
1697 | 1514.4 | 1079.47
1698 | 1514.373 | 1078.987
1699 | 1514.242 | 1078.4
1700 | 1514.182 | 1077.905
1701 | 1513.8031 | 1077.6
1702 | 1513.6533 | 1076.086
1703 | 1513.4915 | 1076.059
1704 | 1513.4756 | 1076.005
1705 | 1513.323 | 1076
1706 | 1512.8 | 1076
1707 | 1512.8 | 1075.936
1708 | 1512.8 | 1075.33
1709 | 1512.8 | 1075.2
1710 | 1512.557 | 1074.646
1711 | 1512.4939 | 1074.595
1712 | 1512.119 | 1074.338
1713 | 1512.0147 | 1073.6
1714 | 1511.9217 | 1073.6
1715 | 1511.5332 | 1073.6
1716 | 1511.5071 | 1073.537
1717 | 1511.408 | 1073.408
1718 | 1511.2516 | 1072.8
1719 | 1510.972 | 1072.065
1720 | 1510.8356 | 1071.875
1721 | 1510.7833 | 1071.815
1722 | 1510.4219 | 1071.653
1723 | 1510.4 | 1071.458
1724 | 1510.4 | 1071.251
1725 | 1510.3678 | 1070.4
1726 | 1510.044 | 1070.4
1727 | 1509.998 | 1070.151
1728 | 1509.994 | 1069.6
1729 | 1509.8552 | 1069.523
1730 | 1509.6793 | 1069.446
1731 | 1509.6 | 1069.424
1732 | 1509.5909 | 1069.424
1733 | 1509.5909 | 1068.8
1734 | 1509.5259 | 1068.754
1735 | 1509.416 | 1068.711
1736 | 1509.3432 | 1068.086
1737 | 1509.312 | 1067.24
1738 | 1509.175 | 1067.2
1739 | 1509.1443 | 1066.762
1740 | 1508.8 | 1065.6
1741 | 1508.661 | 1064.8
1742 | 1508.577 | 1064.344
1743 | 1508.5094 | 1064
1744 | 1508.333 | 1063.245
1745 | 1508 | 1062.574
1746 | 1508 | 1062.044
1747 | 1508 | 1061.6
1748 | 1508 | 1061.519
1749 | 1507.763 | 1060.89
1750 | 1507.2 | 1060.493
1751 | 1507.155 | 1060.2
1752 | 1507.149 | 1059.884
1753 | 1506.995 | 1059.036
1754 | 1506.9156 | 1059.003
1755 | 1506.879 | 1058.818
1756 | 1506.7813 | 1057.6
1757 | 1506.4 | 1057.413
1758 | 1506.384 | 1057.259
1759 | 1506.159 | 1056
1760 | 1505.9819 | 1056
1761 | 1505.7062 | 1056
1762 | 1505.6 | 1056
1763 | 1505.134 | 1055.859
1764 | 1505.096 | 1055.365
1765 | 1504.309 | 1055.2
1766 | 1504 | 1055.099
1767 | 1504 | 1055.082
1768 | 1504 | 1054.736
1769 | 1504 | 1054.656
1770 | 1503.829 | 1054.4
1771 | 1503.6577 | 1053.6
1772 | 1503.542 | 1052
1773 | 1503.503 | 1051.892
1774 | 1503.303 | 1051.541
1775 | 1503.2 | 1051.2
1776 | 1503.2 | 1050.911
1777 | 1503.1713 | 1050.323
1778 | 1503.1713 | 1050.323
1779 | 1503.121 | 1049.72
1780 | 1502.9147 | 1049.653
1781 | 1502.4 | 1049.276
1782 | 1502.098 | 1049.17
1783 | 1502.036 | 1048.131
1784 | 1502.032 | 1048.116
1785 | 1501.8804 | 1047.769
1786 | 1501.8215 | 1047.767
1787 | 1501.802 | 1047.495
1788 | 1501.38 | 1047.323
1789 | 1501.2835 | 1046.4
1790 | 1500.8 | 1046.081
1791 | 1500.8 | 1045.759
1792 | 1500.5405 | 1045.641
1793 | 1500.2676 | 1045.174
1794 | 1500.0918 | 1044.396
1795 | 1500.064 | 1044
1796 | 1500 | 1044
1797 | 1500 | 1042.838
1798 | 1500 | 1041.496
1799 | 1499.82 | 1041.1
1800 | 1499.779 | 1041.064
1801 | 1499.733 | 1041.008
1802 | 1499.6906 | 1040.9
1803 | 1499.2 | 1040.8
1804 | 1499.0822 | 1040.721
1805 | 1498.899 | 1040.571
1806 | 1498.823 | 1040.534
1807 | 1498.7138 | 1040.025
1808 | 1498.4 | 1040.025
1809 | 1498.2644 | 1040.025
1810 | 1498.248 | 1040
1811 | 1497.729 | 1039.543
1812 | 1497.656 | 1039.331
1813 | 1497.6 | 1038.766
1814 | 1497.6 | 1038.439
1815 | 1497.6 | 1038.098
1816 | 1497.593 | 1036.8
1817 | 1497.353 | 1036.8
1818 | 1497.263 | 1036.717
1819 | 1497.0151 | 1036.622
1820 | 1496.8 | 1036.531
1821 | 1496.668 | 1036.436
1822 | 1496.6287 | 1036.348
1823 | 1496.27 | 1035.612
1824 | 1496.2674 | 1035.335
1825 | 1496 | 1035.055
1826 | 1495.9604 | 1034.941
1827 | 1495.2 | 1034.898
1828 | 1495.022 | 1034.874
1829 | 1494.969 | 1034.533
1830 | 1494.9623 | 1034.4
1831 | 1494.8291 | 1033.328
1832 | 1494.782 | 1033.03
1833 | 1494.729 | 1032.919
1834 | 1494.49 | 1032.8
1835 | 1494.4 | 1032.358
1836 | 1494.4 | 1030.573
1837 | 1494.4 | 1030.546
1838 | 1494.4 | 1030.5
1839 | 1494.4 | 1030.268
1840 | 1494.3067 | 1029.964
1841 | 1494.1654 | 1029.119
1842 | 1494.1654 | 1028.952
1843 | 1494.0026 | 1028.893
1844 | 1494.002 | 1028.83
1845 | 1493.8665 | 1028.8
1846 | 1493.831 | 1028.257
1847 | 1493.7656 | 1028
1848 | 1493.6 | 1028
1849 | 1493.6 | 1026.924
1850 | 1493.401 | 1026.4
1851 | 1493.3574 | 1026.4
1852 | 1493.2586 | 1026.377
1853 | 1493.2053 | 1025.59
1854 | 1493.196 | 1024.005
1855 | 1493.1455 | 1024
1856 | 1493.09 | 1023.343
1857 | 1493.0687 | 1023.228
1858 | 1493.053 | 1022.212
1859 | 1493.014 | 1021.637
1860 | 1492.8 | 1021.312
1861 | 1492.56 | 1020.8
1862 | 1492.5396 | 1020.536
1863 | 1492.397 | 1020
1864 | 1492.2516 | 1020
1865 | 1492.205 | 1019.834
1866 | 1492.134 | 1019.449
1867 | 1492 | 1019.431
1868 | 1492 | 1019.268
1869 | 1491.985 | 1018.695
1870 | 1491.966 | 1018.198
1871 | 1491.899 | 1016
1872 | 1491.7748 | 1016
1873 | 1491.7217 | 1015.996
1874 | 1491.7217 | 1015.863
1875 | 1491.7213 | 1015.671
1876 | 1491.7106 | 1014.46
1877 | 1491.6931 | 1014.4
1878 | 1491.5815 | 1013.965
1879 | 1491.3363 | 1013.904
1880 | 1491.287 | 1012.855
1881 | 1491.2 | 1012.811
1882 | 1490.9918 | 1012.543
1883 | 1490.9597 | 1012
1884 | 1490.5497 | 1011.458
1885 | 1490.4715 | 1010.939
1886 | 1490.436 | 1010.871
1887 | 1490.4 | 1010.4
1888 | 1490.4 | 1009.71
1889 | 1490.238 | 1009.6
1890 | 1490.1674 | 1009.089
1891 | 1490.1332 | 1009.07
1892 | 1489.7845 | 1008.668
1893 | 1489.6 | 1008.399
1894 | 1489.5089 | 1008.399
1895 | 1489.3905 | 1008.051
1896 | 1489.362 | 1007.017
1897 | 1489.1425 | 1006.4
1898 | 1489.129 | 1004.72
1899 | 1488.8 | 1004
1900 | 1488.8 | 1003.985
1901 | 1488.8 | 1003.942
1902 | 1488.8 | 1003.452
1903 | 1488.8 | 1003.14
1904 | 1488.8 | 1001.043
1905 | 1488.651 | 1001.043
1906 | 1488.6136 | 1001.043
1907 | 1488.5872 | 1000.307
1908 | 1488.4238 | 1000.132
1909 | 1488.288 | 1000.11
1910 | 1488.271 | 999.091
1911 | 1488.1212 | 998.175
1912 | 1488 | 997.757
1913 | 1488 | 997.6
1914 | 1488 | 996.812
1915 | 1487.9546 | 996.612
1916 | 1487.923 | 996
1917 | 1487.855 | 995.276
1918 | 1487.8366 | 995.244
1919 | 1487.795 | 995.2
1920 | 1487.5921 | 995.2
1921 | 1487.386 | 994.4
1922 | 1487.273 | 994.392
1923 | 1486.7248 | 993.883
1924 | 1486.483 | 993.832
1925 | 1486.419 | 993.688
1926 | 1486.3518 | 993.203
1927 | 1486.331 | 993.108
1928 | 1485.876 | 992.972
1929 | 1485.795 | 992
1930 | 1485.6 | 991.869
1931 | 1485.5058 | 991.373
1932 | 1485.5058 | 991.2
1933 | 1485.364 | 990.444
1934 | 1485.342 | 988.8
1935 | 1484.496 | 988.369
1936 | 1484.2371 | 988.36
1937 | 1484.153 | 985.606
1938 | 1484 | 985.6
1939 | 1484 | 985.118
1940 | 1483.656 | 983.126
1941 | 1483.589 | 982.843
1942 | 1483.2 | 982.402
1943 | 1483.2 | 982.4
1944 | 1483.009 | 981.6
1945 | 1483.009 | 979.69
1946 | 1482.886 | 979.2
1947 | 1482.4 | 979.17
1948 | 1482.2121 | 978.942
1949 | 1482.151 | 978.832
1950 | 1482.0911 | 978.4
1951 | 1481.714 | 978.144
1952 | 1481.469 | 977.543
1953 | 1481.371 | 977.25
1954 | 1480.9778 | 976.8
1955 | 1480.8333 | 976.035
1956 | 1480.8 | 975.936
1957 | 1480.8 | 975.908
1958 | 1480.787 | 975.57
1959 | 1480.775 | 974.852
1960 | 1480.7011 | 974.573
1961 | 1480.6329 | 974.555
1962 | 1480.4755 | 974.451
1963 | 1480.0672 | 973.864
1964 | 1479.7011 | 973.498
1965 | 1479.6564 | 973.198
1966 | 1479.4543 | 973.174
1967 | 1479.406 | 972.357
1968 | 1479.2732 | 972.071
1969 | 1479.2 | 972
1970 | 1479.2 | 971.404
1971 | 1479.054 | 970.886
1972 | 1478.554 | 970.542
1973 | 1478.4 | 970.4
1974 | 1478.389 | 970.139
1975 | 1478.2277 | 968.978
1976 | 1478.101 | 968.339
1977 | 1477.914 | 967.209
1978 | 1477.846 | 967.2
1979 | 1477.6 | 966.957
1980 | 1477.6 | 966.627
1981 | 1477.577 | 966.624
1982 | 1476.9595 | 966.511
1983 | 1476.872 | 966.414
1984 | 1476.864 | 966.267
1985 | 1476.806 | 966.132
1986 | 1476.6339 | 965.63
1987 | 1476.616 | 965.112
1988 | 1476.183 | 964.8
1989 | 1476 | 963.931
1990 | 1476 | 963.564
1991 | 1475.707 | 963.404
1992 | 1475.6089 | 963.2
1993 | 1475.4056 | 963.1
1994 | 1475.2 | 962.999
1995 | 1475.2 | 962.06
1996 | 1475.2 | 961.6
1997 | 1475.0421 | 961.325
1998 | 1475.0401 | 960.741
1999 | 1474.906 | 960.37
2000 | 1474.877 | 960
2001 | 1474.584 | 959.854
2002 | 1474.4 | 959.568
2003 | 1474.147 | 957.607
2004 | 1473.9411 | 957.6
2005 | 1473.887 | 957.6
2006 | 1473.8341 | 956.861
2007 | 1473.5876 | 956.83
2008 | 1473.3059 | 956.557
2009 | 1473.083 | 956.474
2010 | 1472.9116 | 956.176
2011 | 1472.893 | 956.176
2012 | 1472.8 | 956.172
2013 | 1472.8 | 955.216
2014 | 1472.679 | 954.407
2015 | 1472.454 | 954.4
2016 | 1472.409 | 950.4
2017 | 1472 | 950.4
2018 | 1472 | 950.4
2019 | 1472 | 950.158
2020 | 1472 | 949.69
2021 | 1471.9558 | 949.6
2022 | 1471.92 | 949.6
2023 | 1471.9052 | 949.6
2024 | 1471.8526 | 948.642
2025 | 1471.8474 | 947.063
2026 | 1471.833 | 946.716
2027 | 1471.768 | 945.906
2028 | 1471.2 | 945.906
2029 | 1471.2 | 945.879
2030 | 1471.04 | 945.879
2031 | 1470.638 | 945.143
2032 | 1470.4 | 944.8
2033 | 1470.4 | 943.98
2034 | 1470.4 | 943.474
2035 | 1470.4 | 943.2
2036 | 1470.4 | 943.2
2037 | 1470.3045 | 942.958
2038 | 1470.149 | 942.426
2039 | 1470.106 | 942.4
2040 | 1469.7754 | 942.4
2041 | 1469.7754 | 942.4
2042 | 1469.6 | 941.402
2043 | 1469.6 | 939.33
2044 | 1469.4619 | 939.318
2045 | 1469.4619 | 937.788
2046 | 1469.4209 | 937.749
2047 | 1469.341 | 937.733
2048 | 1469.1901 | 937.673
2049 | 1468.8335 | 937.6
2050 | 1468.8 | 936.987
2051 | 1468.701 | 936
2052 | 1468.257 | 935.434
2053 | 1468.154 | 934.461
2054 | 1468.113 | 934.4
2055 | 1468.0047 | 934.11
2056 | 1468 | 933.901
2057 | 1467.4236 | 933.6
2058 | 1467.39 | 933.103
2059 | 1467.239 | 932.423
2060 | 1467.2 | 932
2061 | 1467.0712 | 931.448
2062 | 1466.806 | 931.042
2063 | 1466.4 | 929.992
2064 | 1466.4 | 929.972
2065 | 1466.4 | 928.279
2066 | 1466.4 | 927.2
2067 | 1466.369 | 926.898
2068 | 1466.2743 | 926.887
2069 | 1466.1104 | 926.8
2070 | 1466.0823 | 926.601
2071 | 1465.9979 | 924.966
2072 | 1465.832 | 924
2073 | 1465.729 | 923.2
2074 | 1465.6696 | 923.2
2075 | 1465.6 | 923.003
2076 | 1465.6 | 923.003
2077 | 1465.4775 | 920.43
2078 | 1465.448 | 920.128
2079 | 1464.8 | 920
2080 | 1464.7333 | 919.991
2081 | 1464.687 | 919.3
2082 | 1464.5285 | 919.287
2083 | 1464.5285 | 918.664
2084 | 1464.006 | 918.4
2085 | 1464 | 917.857
2086 | 1464 | 916.01
2087 | 1463.9441 | 916
2088 | 1463.8837 | 915.593
2089 | 1463.7515 | 914.334
2090 | 1463.702 | 913.821
2091 | 1463.659 | 913.053
2092 | 1463.2 | 912.629
2093 | 1463.2 | 912.045
2094 | 1463.2 | 912
2095 | 1463.195 | 911.703
2096 | 1462.838 | 911.703
2097 | 1462.819 | 911.515
2098 | 1462.4025 | 911.335
2099 | 1462.4 | 910.922
2100 | 1462.36 | 909.898
2101 | 1462.071 | 909.103
2102 | 1461.828 | 908.453
2103 | 1461.6 | 908.12
2104 | 1461.6 | 907.559
2105 | 1461.4939 | 907.429
2106 | 1461.4783 | 906.4
2107 | 1461.462 | 906.4
2108 | 1461.298 | 906.161
2109 | 1461.244 | 905.259
2110 | 1461.008 | 904.8
2111 | 1460.9439 | 904.537
2112 | 1460.8 | 904
2113 | 1460.8 | 904
2114 | 1460.6961 | 903.388
2115 | 1460.6438 | 903.2
2116 | 1460.39 | 902.483
2117 | 1460.1058 | 900.704
2118 | 1460 | 899.722
2119 | 1460 | 899.687
2120 | 1459.9884 | 899.541
2121 | 1459.8264 | 899.135
2122 | 1459.662 | 897.166
2123 | 1459.4151 | 896.84
2124 | 1459.2 | 896.657
2125 | 1459.2 | 896.587
2126 | 1459.2 | 896.221
2127 | 1459.2 | 896
2128 | 1459.2 | 895.493
2129 | 1459.2 | 895.416
2130 | 1459.2 | 895.126
2131 | 1459.1023 | 895.126
2132 | 1458.87 | 894.806
2133 | 1458.823 | 894.4
2134 | 1458.605 | 893.852
2135 | 1458.486 | 893.48
2136 | 1458.461 | 892.8
2137 | 1458.4473 | 892.745
2138 | 1458.4 | 891.925
2139 | 1458.4 | 891.442
2140 | 1458.3055 | 890.297
2141 | 1458.236 | 888
2142 | 1458.112 | 887.807
2143 | 1457.6 | 884.797
2144 | 1457.6 | 883.2
2145 | 1457.6 | 882.624
2146 | 1457.536 | 880.8
2147 | 1457.5078 | 880.622
2148 | 1457.42 | 880
2149 | 1457.305 | 878.4
2150 | 1457.0651 | 877.6
2151 | 1456.8 | 877.176
2152 | 1456.702 | 876.8
2153 | 1456.677 | 876.8
2154 | 1456.6718 | 876.8
2155 | 1456.647 | 876.577
2156 | 1456.594 | 876.502
2157 | 1456.5445 | 876.088
2158 | 1456.398 | 875.824
2159 | 1456.248 | 875.787
2160 | 1456.1419 | 873.062
2161 | 1456.088 | 872.931
2162 | 1456 | 871.683
2163 | 1455.9617 | 871.643
2164 | 1455.678 | 871.2
2165 | 1455.5941 | 870.86
2166 | 1455.515 | 870.547
2167 | 1455.5 | 870.268
2168 | 1455.483 | 870.185
2169 | 1455.323 | 869.92
2170 | 1454.847 | 869.861
2171 | 1454.836 | 868.138
2172 | 1454.312 | 867.527
2173 | 1454.101 | 867.007
2174 | 1453.973 | 865.43
2175 | 1453.859 | 865.097
2176 | 1453.632 | 864.8
2177 | 1453.6 | 864.665
2178 | 1453.6 | 863.2
2179 | 1453.6 | 862.413
2180 | 1453.2837 | 861.226
2181 | 1453.1366 | 860.8
2182 | 1453.0225 | 860.592
2183 | 1452.7272 | 859.851
2184 | 1452.682 | 859.175
2185 | 1452.636 | 858.644
2186 | 1452.169 | 857.639
2187 | 1451.9165 | 856.375
2188 | 1451.9165 | 856.218
2189 | 1451.8731 | 856
2190 | 1451.78 | 855.409
2191 | 1451.75 | 854.4
2192 | 1451.2 | 851.2
2193 | 1450.922 | 851.001
2194 | 1450.7679 | 849.97
2195 | 1450.765 | 848.851
2196 | 1450.762 | 848.79
2197 | 1450.739 | 848.727
2198 | 1450.6684 | 848.16
2199 | 1450.4455 | 848
2200 | 1450.0124 | 847.671
2201 | 1449.6 | 846.83
2202 | 1449.6 | 844.879
2203 | 1449.6 | 843.561
2204 | 1449.583 | 843.2
2205 | 1449.3753 | 841.298
2206 | 1449.081 | 840
2207 | 1448.9237 | 838.821
2208 | 1448.8 | 837.312
2209 | 1448.8 | 836
2210 | 1448.694 | 835.985
2211 | 1448.549 | 835.484
2212 | 1448.412 | 835.43
2213 | 1448.2039 | 832.66
2214 | 1448.199 | 831.838
2215 | 1448.14 | 831.428
2216 | 1447.9459 | 831.187
2217 | 1447.708 | 831.138
2218 | 1447.5589 | 830.097
2219 | 1447.547 | 829.6
2220 | 1447.357 | 829.305
2221 | 1447.2 | 829.297
2222 | 1447.2 | 828.216
2223 | 1447.2 | 827.132
2224 | 1446.565 | 826.749
2225 | 1446.5205 | 826.584
2226 | 1446.4 | 825.85
2227 | 1446.4 | 825.465
2228 | 1446.4 | 824.127
2229 | 1446.4 | 823.782
2230 | 1446.2015 | 820.532
2231 | 1446.081 | 820.402
2232 | 1445.9232 | 820.213
2233 | 1445.882 | 819.346
2234 | 1445.753 | 819.324
2235 | 1445.6 | 817.814
2236 | 1445.488 | 816.73
2237 | 1445.428 | 816.427
2238 | 1445.3682 | 816.007
2239 | 1445.2968 | 816
2240 | 1445.1054 | 814.743
2241 | 1444.8 | 813.626
2242 | 1444.8 | 813.601
2243 | 1444.5613 | 813.6
2244 | 1444 | 812
2245 | 1444 | 811.624
2246 | 1444 | 811.403
2247 | 1444 | 809.482
2248 | 1444 | 809.07
2249 | 1444 | 807.601
2250 | 1444 | 806.867
2251 | 1443.7099 | 806.865
2252 | 1443.6317 | 806.323
2253 | 1443.606 | 806.13
2254 | 1443.602 | 804.647
2255 | 1443.5696 | 804.021
2256 | 1443.5337 | 803.679
2257 | 1443.4841 | 803.463
2258 | 1443.3311 | 802.291
2259 | 1443.0903 | 801.049
2260 | 1443.0721 | 800.503
2261 | 1443.0422 | 799.541
2262 | 1442.884 | 797.85
2263 | 1442.5236 | 797.74
2264 | 1442.4 | 797.046
2265 | 1441.9686 | 793.517
2266 | 1441.807 | 792
2267 | 1441.6 | 791.567
2268 | 1441.5708 | 791.507
2269 | 1441.5264 | 790.464
2270 | 1441.2678 | 788.819
2271 | 1441.0183 | 787.927
2272 | 1440.8 | 786.917
2273 | 1440.8 | 784.8
2274 | 1440.8 | 784.8
2275 | 1440.7739 | 784.16
2276 | 1440.7666 | 783.506
2277 | 1440.758 | 782.615
2278 | 1440.601 | 782.593
2279 | 1440.062 | 782.545
2280 | 1440 | 781.514
2281 | 1440 | 781.502
2282 | 1439.8744 | 780.473
2283 | 1439.865 | 779.971
2284 | 1439.8057 | 779.651
2285 | 1439.505 | 777.757
2286 | 1439.2 | 777.187
2287 | 1439.1789 | 776.181
2288 | 1439.024 | 774.4
2289 | 1438.896 | 773.138
2290 | 1438.5628 | 772.59
2291 | 1438.3833 | 772.296
2292 | 1438.064 | 771.449
2293 | 1438.053 | 771.133
2294 | 1438.004 | 770.803
2295 | 1437.9908 | 770.538
2296 | 1437.913 | 770.501
2297 | 1437.6 | 769.6
2298 | 1437.172 | 768
2299 | 1436.8198 | 767.825
2300 | 1436.8 | 766.267
2301 | 1436.8 | 762.515
2302 | 1436.8 | 762.284
2303 | 1436.7719 | 762.187
2304 | 1436.7588 | 760.158
2305 | 1436.5587 | 760
2306 | 1436.5587 | 759.792
2307 | 1436.28 | 758.22
2308 | 1436.12 | 758.128
2309 | 1436.091 | 756.99
2310 | 1436 | 755.949
2311 | 1436 | 754.857
2312 | 1436 | 752.8
2313 | 1436 | 752.684
2314 | 1435.996 | 752.609
2315 | 1435.98 | 752.476
2316 | 1435.791 | 752.155
2317 | 1435.7711 | 752.117
2318 | 1435.638 | 751.965
2319 | 1435.4445 | 750.23
2320 | 1435.047 | 749.81
2321 | 1435.033 | 749.665
2322 | 1434.9975 | 749.446
2323 | 1434.587 | 748.335
2324 | 1434.4 | 746.079
2325 | 1434.4 | 745.043
2326 | 1434.3988 | 744.97
2327 | 1434.3111 | 744.138
2328 | 1434.2978 | 743.803
2329 | 1434.29 | 743.176
2330 | 1434.147 | 741.932
2331 | 1434.101 | 741.772
2332 | 1434.037 | 741.6
2333 | 1433.9206 | 741.107
2334 | 1433.6019 | 740.672
2335 | 1433.6 | 739.571
2336 | 1433.6 | 739.318
2337 | 1433.6 | 739.032
2338 | 1433.6 | 738.417
2339 | 1433.6 | 738.4
2340 | 1433.3713 | 738.091
2341 | 1433.37 | 737.842
2342 | 1433.2991 | 735.428
2343 | 1432.8 | 734.4
2344 | 1432.8 | 734.011
2345 | 1432.8 | 733.593
2346 | 1432.8 | 732.712
2347 | 1432.0201 | 732.588
2348 | 1432.0081 | 731.094
2349 | 1432 | 730.676
2350 | 1431.852 | 728.8
2351 | 1431.814 | 727.711
2352 | 1431.431 | 727.396
2353 | 1431.3986 | 727.2
2354 | 1431.2113 | 725.6
2355 | 1431.2023 | 725.516
2356 | 1431.2023 | 724.021
2357 | 1431.2 | 723.2
2358 | 1431.2 | 722.048
2359 | 1431.18 | 721.6
2360 | 1431.156 | 720.8
2361 | 1430.954 | 717.6
2362 | 1430.445 | 716.477
2363 | 1430.4144 | 716.419
2364 | 1430.4064 | 716.239
2365 | 1430.4 | 716.234
2366 | 1430.4 | 716.134
2367 | 1430.203 | 714.941
2368 | 1430.0072 | 712.907
2369 | 1429.627 | 712.35
2370 | 1429.6 | 712.226
2371 | 1429.6 | 711.983
2372 | 1429.6 | 710.294
2373 | 1429.5663 | 709.351
2374 | 1429.4651 | 709.288
2375 | 1429.4511 | 708.58
2376 | 1429.443 | 708.491
2377 | 1429.3409 | 707.564
2378 | 1429.183 | 706.188
2379 | 1429.0673 | 706.099
2380 | 1428.8 | 705.595
2381 | 1428.7283 | 704.538
2382 | 1428.5228 | 704
2383 | 1428.3799 | 703.53
2384 | 1428.0237 | 703.154
2385 | 1428.0124 | 702.991
2386 | 1428 | 702.146
2387 | 1428 | 701.909
2388 | 1428 | 700.8
2389 | 1428 | 700.631
2390 | 1428 | 700.377
2391 | 1427.931 | 697.936
2392 | 1427.898 | 697.601
2393 | 1427.7269 | 696.83
2394 | 1427.338 | 696.678
2395 | 1427.2354 | 693.442
2396 | 1427.2 | 693.175
2397 | 1427.2 | 693.078
2398 | 1427.1132 | 692.702
2399 | 1426.651 | 692.173
2400 | 1426.3624 | 691.207
2401 | 1426.323 | 691.115
2402 | 1426.2953 | 691.029
2403 | 1426.2825 | 689.612
2404 | 1426.2447 | 689.031
2405 | 1425.846 | 688.612
2406 | 1425.732 | 686.868
2407 | 1425.6 | 686.767
2408 | 1425.6 | 684.622
2409 | 1425.4775 | 683.316
2410 | 1425.4723 | 682.843
2411 | 1425.388 | 681.16
2412 | 1425.043 | 680.187
2413 | 1424.9425 | 679.943
2414 | 1424.881 | 679.902
2415 | 1424.8 | 677.6
2416 | 1424.8 | 675.207
2417 | 1424.8 | 672.147
2418 | 1424.6399 | 671.826
2419 | 1424.522 | 671.438
2420 | 1424.1277 | 671.082
2421 | 1424.117 | 670.848
2422 | 1424 | 670.747
2423 | 1424 | 668.588
2424 | 1423.9667 | 667.18
2425 | 1423.8829 | 664.98
2426 | 1423.8418 | 664.642
2427 | 1423.6773 | 663.439
2428 | 1423.45 | 662.806
2429 | 1423.39 | 657.831
2430 | 1423.3507 | 657.631
2431 | 1423.2 | 656.8
2432 | 1423.2 | 653.7
2433 | 1423.2 | 651.34
2434 | 1423.2 | 651.252
2435 | 1422.7357 | 649.628
2436 | 1422.6934 | 649.32
2437 | 1422.593 | 646.31
2438 | 1422.494 | 643.408
2439 | 1422.415 | 643.154
2440 | 1422.4 | 638.598
2441 | 1422.4 | 638.488
2442 | 1422.4 | 637.844
2443 | 1421.989 | 635.2
2444 | 1421.8944 | 633.366
2445 | 1421.717 | 632.823
2446 | 1421.665 | 631.771
2447 | 1421.6486 | 631.524
2448 | 1421.6 | 631.416
2449 | 1421.6 | 631.072
2450 | 1421.6 | 628.423
2451 | 1421.245 | 627.483
2452 | 1421.187 | 625.638
2453 | 1421.0247 | 622.72
2454 | 1421.0199 | 622.376
2455 | 1421.0199 | 622.358
2456 | 1420.868 | 622.306
2457 | 1420.8 | 622.002
2458 | 1420.6499 | 621.927
2459 | 1420.356 | 621.566
2460 | 1420.243 | 621.44
2461 | 1420.2091 | 621.161
2462 | 1420.1043 | 620.637
2463 | 1420.083 | 618.644
2464 | 1420 | 617.865
2465 | 1420 | 616.223
2466 | 1419.829 | 615.826
2467 | 1419.609 | 614.729
2468 | 1419.53 | 613.319
2469 | 1419.4661 | 611.84
2470 | 1419.2 | 610.929
2471 | 1419.024 | 610.477
2472 | 1419.01 | 609.246
2473 | 1418.787 | 609.206
2474 | 1418.6891 | 607.802
2475 | 1418.6527 | 607.51
2476 | 1418.5776 | 607.495
2477 | 1418.435 | 606.317
2478 | 1418.4 | 606.012
2479 | 1418.0826 | 604.656
2480 | 1418.0826 | 604.524
2481 | 1417.9132 | 603.675
2482 | 1417.6642 | 602.4
2483 | 1417.562 | 602.276
2484 | 1417.3471 | 600.287
2485 | 1417.335 | 597.619
2486 | 1417.2992 | 596.509
2487 | 1417.2834 | 595.173
2488 | 1417.1352 | 594.4
2489 | 1417.1352 | 593.745
2490 | 1416.8 | 592.8
2491 | 1416.8 | 592.579
2492 | 1416.8 | 591.808
2493 | 1416.8 | 590.223
2494 | 1416.4814 | 589.409
2495 | 1416.4175 | 588.435
2496 | 1416.264 | 587.207
2497 | 1416.215 | 584.954
2498 | 1416.2125 | 583.941
2499 | 1416.1869 | 583.766
2500 | 1416 | 580.929
2501 | 1416 | 580.8
2502 | 1416 | 577.932
2503 | 1415.902 | 576.224
2504 | 1415.791 | 575.355
2505 | 1415.659 | 574.697
2506 | 1415.654 | 574.556
2507 | 1415.472 | 572.775
2508 | 1415.4066 | 571.772
2509 | 1415.3466 | 570.775
2510 | 1415.2 | 570.122
2511 | 1415.2 | 568.424
2512 | 1414.8457 | 566.399
2513 | 1414.8044 | 566.324
2514 | 1414.8031 | 564.025
2515 | 1414.7093 | 560.59
2516 | 1414.405 | 558.622
2517 | 1414.4 | 556.748
2518 | 1414.4 | 555.286
2519 | 1414.4 | 554.032
2520 | 1414.2487 | 552.623
2521 | 1414.2467 | 550.811
2522 | 1413.981 | 548.892
2523 | 1413.61 | 548.401
2524 | 1413.6 | 548.32
2525 | 1413.2101 | 545.594
2526 | 1413.067 | 545.411
2527 | 1412.9376 | 543.475
2528 | 1412.897 | 542.432
2529 | 1412.8828 | 541.497
2530 | 1412.8 | 540.485
2531 | 1412.8 | 540.444
2532 | 1412.702 | 535.743
2533 | 1412 | 528.746
2534 | 1412 | 527.522
2535 | 1411.917 | 527.041
2536 | 1411.614 | 526.451
2537 | 1411.611 | 526.4
2538 | 1411.5744 | 526.125
2539 | 1411.5744 | 525.502
2540 | 1411.5744 | 525.43
2541 | 1411.2891 | 524.352
2542 | 1411.2 | 521.713
2543 | 1411.2 | 520.75
2544 | 1411.199 | 520.352
2545 | 1411.0786 | 519.664
2546 | 1411.0387 | 518.686
2547 | 1410.943 | 518.225
2548 | 1410.7274 | 516.868
2549 | 1410.682 | 516.031
2550 | 1410.488 | 513.403
2551 | 1410.4 | 512.779
2552 | 1410.3765 | 509.665
2553 | 1410.31 | 509.267
2554 | 1410.099 | 509.086
2555 | 1409.846 | 508.591
2556 | 1409.776 | 506.765
2557 | 1409.71 | 506.022
2558 | 1409.6953 | 505.6
2559 | 1409.602 | 505.467
2560 | 1409.6 | 504
2561 | 1409.584 | 503.33
2562 | 1409.4378 | 502.04
2563 | 1409.196 | 501.6
2564 | 1409.122 | 501.16
2565 | 1408.9952 | 499.43
2566 | 1408.8984 | 498.4
2567 | 1408.803 | 498.4
2568 | 1408.8 | 498.4
2569 | 1408.8 | 498.241
2570 | 1408.8 | 496.461
2571 | 1408.691 | 496.461
2572 | 1408.5208 | 496.461
2573 | 1408.483 | 495.823
2574 | 1408.437 | 495.605
2575 | 1408.436 | 491.733
2576 | 1408.139 | 491.317
2577 | 1408.1145 | 489.998
2578 | 1408.1115 | 488.605
2579 | 1408.003 | 487.536
2580 | 1408 | 487.2
2581 | 1408 | 486.896
2582 | 1408 | 485.605
2583 | 1408 | 485.6
2584 | 1408 | 485.305
2585 | 1408 | 484.8
2586 | 1408 | 484.378
2587 | 1407.813 | 483.711
2588 | 1407.738 | 483.342
2589 | 1407.71 | 482.888
2590 | 1407.4852 | 482.52
2591 | 1407.3079 | 480.8
2592 | 1407.2 | 478.93
2593 | 1407.2 | 478.366
2594 | 1407.2 | 477.6
2595 | 1407.035 | 477.468
2596 | 1407.007 | 476.506
2597 | 1406.8437 | 475.742
2598 | 1406.6674 | 474.773
2599 | 1406.455 | 474.136
2600 | 1405.725 | 473.605
2601 | 1405.7108 | 472.385
2602 | 1405.7098 | 472.079
2603 | 1405.6574 | 471.925
2604 | 1405.6336 | 470.178
2605 | 1405.6 | 470.164
2606 | 1405.495 | 468.921
2607 | 1405.356 | 467.2
2608 | 1404.929 | 466.629
2609 | 1404.902 | 465.383
2610 | 1404.8432 | 465.085
2611 | 1404.829 | 461.847
2612 | 1404.8 | 452.842
2613 | 1404.8 | 451.609
2614 | 1404.7042 | 450.4
2615 | 1404.3944 | 448.648
2616 | 1404.339 | 447.406
2617 | 1404.316 | 447.352
2618 | 1404.2924 | 447.32
2619 | 1404.2291 | 445.898
2620 | 1403.753 | 445.722
2621 | 1403.535 | 444.1
2622 | 1403.2 | 442.969
2623 | 1403.2 | 442.79
2624 | 1403.197 | 442.773
2625 | 1403.1504 | 441.816
2626 | 1403.041 | 441.368
2627 | 1402.9586 | 441.321
2628 | 1402.9448 | 441.176
2629 | 1402.913 | 440.81
2630 | 1402.659 | 438.181
2631 | 1402.5233 | 437.547
2632 | 1402.5233 | 435.187
2633 | 1402.4 | 433.45
2634 | 1402.4 | 431.2
2635 | 1402.3734 | 430.884
2636 | 1402.2623 | 426.089
2637 | 1401.9869 | 425.244
2638 | 1401.945 | 424.362
2639 | 1401.7604 | 424.07
2640 | 1401.7369 | 421.6
2641 | 1401.676 | 419.96
2642 | 1401.6253 | 418.146
2643 | 1401.399 | 416.8
2644 | 1401.019 | 416.272
2645 | 1400.986 | 415.823
2646 | 1400.8 | 414.308
2647 | 1400.8 | 412.016
2648 | 1400.707 | 411.518
2649 | 1400.2571 | 410.4
2650 | 1400.201 | 408.804
2651 | 1400.192 | 408.473
2652 | 1400.1248 | 407.61
2653 | 1400.0426 | 407.491
2654 | 1400 | 407.207
2655 | 1400 | 406.461
2656 | 1400 | 403.19
2657 | 1399.92 | 402.613
2658 | 1399.808 | 401.437
2659 | 1399.7203 | 401.252
2660 | 1399.4642 | 400.719
2661 | 1399.3357 | 399.586
2662 | 1399.3069 | 399.101
2663 | 1398.5489 | 397.6
2664 | 1398.4887 | 397.123
2665 | 1398.4 | 394.4
2666 | 1398.4 | 392.791
2667 | 1398.4 | 392.558
2668 | 1398.4 | 391.899
2669 | 1398.008 | 390.923
2670 | 1397.6 | 390.4
2671 | 1397.6 | 390.105
2672 | 1397.6 | 388.469
2673 | 1397.5799 | 387.2
2674 | 1397.4561 | 386.834
2675 | 1397.369 | 384.022
2676 | 1396.8 | 384
2677 | 1396.8 | 382.4
2678 | 1396.8 | 382.4
2679 | 1396.8 | 381.6
2680 | 1396.75 | 381.559
2681 | 1396.2434 | 381.203
2682 | 1396.16 | 380
2683 | 1396 | 378.715
2684 | 1396 | 378.585
2685 | 1396 | 378.4
2686 | 1395.96 | 378.4
2687 | 1395.618 | 377.175
2688 | 1395.5694 | 376.928
2689 | 1395.4795 | 375.384
2690 | 1395.381 | 373.423
2691 | 1395.2815 | 372.275
2692 | 1395.2 | 372.084
2693 | 1395.2 | 371.465
2694 | 1395.2 | 371.376
2695 | 1395.182 | 369.659
2696 | 1395.164 | 369.6
2697 | 1395.108 | 369.199
2698 | 1394.876 | 368.809
2699 | 1394.604 | 368.162
2700 | 1394.5459 | 367.2
2701 | 1394.5459 | 365.57
2702 | 1394.4908 | 364.972
2703 | 1394.4 | 364.584
2704 | 1394.4 | 362.919
2705 | 1394.4 | 362.299
2706 | 1394.4 | 361.6
2707 | 1394.3683 | 358.307
2708 | 1394.3631 | 358.148
2709 | 1394.271 | 357.6
2710 | 1394.1765 | 357.479
2711 | 1394.158 | 356.639
2712 | 1394.069 | 354.4
2713 | 1393.933 | 354.4
2714 | 1393.785 | 350.246
2715 | 1393.734 | 349.565
2716 | 1393.713 | 348.493
2717 | 1393.6 | 347.948
2718 | 1393.0749 | 344.184
2719 | 1393.0749 | 343.345
2720 | 1393.065 | 342.736
2721 | 1392.8 | 342.4
2722 | 1392.8 | 341.468
2723 | 1392.7643 | 341.139
2724 | 1392.7643 | 341.068
2725 | 1392.659 | 340.994
2726 | 1392.639 | 339.324
2727 | 1392.377 | 338.868
2728 | 1392.1637 | 338.41
2729 | 1392.1637 | 337.701
2730 | 1392.0499 | 337.405
2731 | 1392 | 334.246
2732 | 1392 | 332.523
2733 | 1392 | 331.977
2734 | 1392 | 331.225
2735 | 1392 | 329.441
2736 | 1391.9465 | 328.876
2737 | 1391.9465 | 328.153
2738 | 1391.9206 | 323.606
2739 | 1391.7281 | 320.753
2740 | 1391.679 | 320.355
2741 | 1391.4963 | 319.819
2742 | 1391.3668 | 313.423
2743 | 1391.3668 | 312.92
2744 | 1391.3492 | 312.604
2745 | 1391.303 | 308.8
2746 | 1391.249 | 307.599
2747 | 1390.4 | 307.184
2748 | 1390.1667 | 305.753
2749 | 1389.6814 | 305.6
2750 | 1389.6 | 304.455
2751 | 1389.6 | 304.411
2752 | 1389.518 | 304.233
2753 | 1389.4705 | 303.569
2754 | 1388.914 | 301.821
2755 | 1388.834 | 301.544
2756 | 1388.8 | 300.91
2757 | 1388.8 | 298.451
2758 | 1388.6752 | 298.271
2759 | 1388.6465 | 297.699
2760 | 1388.3885 | 297.482
2761 | 1388.3388 | 297.177
2762 | 1388 | 296.375
2763 | 1388 | 295.338
2764 | 1388 | 292.11
2765 | 1387.7571 | 291.003
2766 | 1387.754 | 289.561
2767 | 1387.724 | 289.307
2768 | 1387.644 | 285.193
2769 | 1387.3227 | 284.8
2770 | 1387.202 | 283.692
2771 | 1387.2 | 281.685
2772 | 1386.8347 | 281.323
2773 | 1386.8347 | 281.183
2774 | 1386.8347 | 280.8
2775 | 1386.66 | 280.523
2776 | 1386.5855 | 279.708
2777 | 1386.4 | 277.81
2778 | 1386.4 | 276.596
2779 | 1386.4 | 273.61
2780 | 1386.4 | 273.477
2781 | 1386.2658 | 272.362
2782 | 1386.1353 | 272.289
2783 | 1386.057 | 271.82
2784 | 1385.6 | 270.67
2785 | 1385.6 | 270.515
2786 | 1385.46 | 268.063
2787 | 1385.337 | 266.449
2788 | 1384.9171 | 264.257
2789 | 1384.8 | 264.256
2790 | 1384.8 | 262.702
2791 | 1384.8 | 262.012
2792 | 1384.773 | 261.295
2793 | 1384.7712 | 258.274
2794 | 1384.7626 | 258.223
2795 | 1384.49 | 256.23
2796 | 1384.2118 | 255.823
2797 | 1384.1314 | 255.7
2798 | 1384.068 | 254.516
2799 | 1384.0595 | 254.035
2800 | 1384 | 252.481
2801 | 1384 | 250.784
2802 | 1384 | 248.818
2803 | 1383.5979 | 245.189
2804 | 1383.572 | 244.447
2805 | 1383.4399 | 244.136
2806 | 1383.414 | 241.831
2807 | 1383.408 | 240.346
2808 | 1383.398 | 237.486
2809 | 1383.033 | 237.017
2810 | 1382.822 | 234.676
2811 | 1382.7776 | 234.4
2812 | 1382.406 | 233.488
2813 | 1382.4 | 232.387
2814 | 1382.4 | 232.329
2815 | 1382.264 | 230.4
2816 | 1382.173 | 229.853
2817 | 1382.135 | 227.823
2818 | 1381.943 | 227.718
2819 | 1381.8306 | 225.21
2820 | 1381.741 | 223.847
2821 | 1381.6 | 223.758
2822 | 1381.6 | 223.2
2823 | 1381.448 | 222.472
2824 | 1380.964 | 222.332
2825 | 1380.935 | 222.229
2826 | 1380.8 | 220.227
2827 | 1380.8 | 218.803
2828 | 1380.8 | 218.492
2829 | 1380.768 | 218.176
2830 | 1380.6823 | 217.465
2831 | 1380.4794 | 216.049
2832 | 1380.393 | 215.604
2833 | 1380.315 | 212.465
2834 | 1380.276 | 210.336
2835 | 1380.2104 | 210.247
2836 | 1380 | 209.928
2837 | 1380 | 209.351
2838 | 1379.9864 | 206.575
2839 | 1379.821 | 206.512
2840 | 1379.816 | 206.18
2841 | 1379.6333 | 205.766
2842 | 1379.589 | 203.823
2843 | 1379.4135 | 203.823
2844 | 1379.2 | 202.451
2845 | 1379.1589 | 202.26
2846 | 1379.1 | 201.544
2847 | 1379.0653 | 200.623
2848 | 1378.996 | 200.066
2849 | 1378.71 | 199.937
2850 | 1378.6088 | 199.023
2851 | 1378.581 | 198.908
2852 | 1378.4 | 196.348
2853 | 1378.4 | 195.377
2854 | 1378.1088 | 194.445
2855 | 1378.0269 | 194.436
2856 | 1377.861 | 194.295
2857 | 1377.713 | 193.465
2858 | 1377.6534 | 193.412
2859 | 1377.629 | 192.844
2860 | 1377.6 | 190.287
2861 | 1377.6 | 189.926
2862 | 1377.594 | 186.53
2863 | 1377.5454 | 186.465
2864 | 1377.423 | 184.977
2865 | 1377.2255 | 184.48
2866 | 1376.8 | 183.737
2867 | 1376.8 | 181.636
2868 | 1376.8 | 180.863
2869 | 1376.8 | 179.825
2870 | 1376.6976 | 176.4
2871 | 1376.542 | 174.005
2872 | 1376.532 | 173.953
2873 | 1376.376 | 173.6
2874 | 1376.3664 | 172.677
2875 | 1376.1579 | 171.2
2876 | 1376 | 166.967
2877 | 1376 | 164.516
2878 | 1376 | 163.415
2879 | 1375.817 | 163.073
2880 | 1375.5899 | 162.018
2881 | 1375.523 | 161.379
2882 | 1375.3968 | 160.863
2883 | 1375.315 | 160.458
2884 | 1375.2 | 157.401
2885 | 1375.2 | 156.165
2886 | 1375.182 | 155.073
2887 | 1375.012 | 154.354
2888 | 1374.738 | 153.215
2889 | 1374.694 | 151.823
2890 | 1374.539 | 151.052
2891 | 1374.5232 | 150.691
2892 | 1374.39 | 149.478
2893 | 1374.2539 | 148.108
2894 | 1373.6 | 148.075
2895 | 1373.6 | 147.989
2896 | 1373.544 | 145.265
2897 | 1373.2187 | 144.527
2898 | 1373.1364 | 141.415
2899 | 1372.937 | 140.122
2900 | 1372.877 | 140.06
2901 | 1372.872 | 139.982
2902 | 1372.8 | 135.353
2903 | 1372.8 | 134.31
2904 | 1372.623 | 133.587
2905 | 1372.3889 | 133.547
2906 | 1372.3889 | 132.114
2907 | 1372.3541 | 132.083
2908 | 1372.328 | 129.023
2909 | 1372.2356 | 128.173
2910 | 1372 | 127.2
2911 | 1371.9495 | 126.4
2912 | 1371.928 | 126.223
2913 | 1371.782 | 124.8
2914 | 1371.7788 | 124.623
2915 | 1371.731 | 123.533
2916 | 1371.4446 | 123.226
2917 | 1371.414 | 122.756
2918 | 1371.2114 | 122.252
2919 | 1371.2 | 121.202
2920 | 1371.137 | 120.623
2921 | 1371.0223 | 120
2922 | 1370.921 | 119.403
2923 | 1370.3069 | 119.283
2924 | 1370.109 | 119.114
2925 | 1369.8509 | 119.032
2926 | 1369.757 | 118.935
2927 | 1369.6 | 118.4
2928 | 1369.6 | 117.695
2929 | 1369.6 | 117.691
2930 | 1369.5383 | 116.95
2931 | 1368.8 | 116.808
2932 | 1368.8 | 116.8
2933 | 1368.8 | 116.623
2934 | 1368.8 | 116.623
2935 | 1368.6657 | 116.541
2936 | 1368.5727 | 116.132
2937 | 1368.5009 | 116
2938 | 1368.496 | 115.593
2939 | 1368.332 | 115.286
2940 | 1368.2571 | 115.023
2941 | 1368.2013 | 114.987
2942 | 1368.022 | 114.4
2943 | 1368 | 114.4
2944 | 1368 | 114.362
2945 | 1367.8348 | 114.223
2946 | 1367.5967 | 113.678
2947 | 1367.56 | 113.6
2948 | 1367.4141 | 112.861
2949 | 1367.4116 | 112.861
2950 | 1367.312 | 112.656
2951 | 1367.211 | 112.179
2952 | 1367.2 | 111.2
2953 | 1367.2 | 110.4
2954 | 1367.166 | 110.4
2955 | 1367.1296 | 110.4
2956 | 1366.848 | 110.4
2957 | 1366.6633 | 110.4
2958 | 1366.655 | 109.6
2959 | 1366.6343 | 108.377
2960 | 1366.6343 | 108
2961 | 1366.4 | 107.577
2962 | 1366.4 | 107.217
2963 | 1366.4 | 107.217
2964 | 1366.0648 | 107.217
2965 | 1366.055 | 107.2
2966 | 1365.6 | 107.136
2967 | 1365.6 | 106.4
2968 | 1365.6 | 105.986
2969 | 1365.5684 | 105.371
2970 | 1365.4821 | 105.189
2971 | 1365.2484 | 105.189
2972 | 1365.124 | 105.179
2973 | 1365.056 | 105.09
2974 | 1365.0331 | 104.887
2975 | 1364.9581 | 104.887
2976 | 1364.8 | 104.8
2977 | 1364.8 | 104.8
2978 | 1364.8 | 104.776
2979 | 1364.7797 | 104.11
2980 | 1364.7042 | 103.864
2981 | 1364.2726 | 103.333
2982 | 1364.1007 | 102.64
2983 | 1364 | 102.539
2984 | 1364 | 102.229
2985 | 1363.969 | 101.779
2986 | 1363.817 | 101.779
2987 | 1363.693 | 101.602
2988 | 1363.6541 | 101.6
2989 | 1363.4758 | 101.205
2990 | 1363.3224 | 101.002
2991 | 1363.3224 | 100.766
2992 | 1363.2866 | 100.593
2993 | 1363.2 | 100
2994 | 1362.6896 | 99.775
2995 | 1362.6789 | 99.536
2996 | 1362.5046 | 99.448
2997 | 1362.4 | 98.957
2998 | 1362.4 | 98.671
2999 | 1362.4 | 98.4
3000 | 1362.4 | 97.423
3001 | 1362.4 | 97.322
3002 | 1362.378 | 96.8
3003 | 1362.282 | 96.504
3004 | 1362.2406 | 96.169
3005 | 1361.861 | 96.006
3006 | 1361.769 | 95.576
3007 | 1361.6 | 95.264
3008 | 1361.6 | 95.2
3009 | 1361.6 | 94.83
3010 | 1361.6 | 94.638
3011 | 1361.5313 | 94.033
3012 | 1361.5307 | 92.19
3013 | 1361.436 | 92
3014 | 1361.4245 | 92
3015 | 1361.338 | 91.642
3016 | 1361.338 | 91.642
3017 | 1361.037 | 91.2
3018 | 1361.032 | 90.455
3019 | 1361.0005 | 90.045
3020 | 1360.959 | 89.6
3021 | 1360.953 | 89.033
3022 | 1360.939 | 88.8
3023 | 1360.8689 | 88.493
3024 | 1360.865 | 88.262
3025 | 1360.8 | 88
3026 | 1360.8 | 88
3027 | 1360.8 | 87.847
3028 | 1360.7414 | 87.759
3029 | 1360.73 | 87.658
3030 | 1360.6473 | 87.658
3031 | 1360.505 | 87.2
3032 | 1360.451 | 87.174
3033 | 1359.178 | 85.749
3034 | 1359.024 | 85.6
3035 | 1358.4 | 85.6
3036 | 1358.4 | 85.6
3037 | 1358.4 | 85.585
3038 | 1358.4 | 85.004
3039 | 1358.284 | 84.8
3040 | 1358.0879 | 84.585
3041 | 1358.071 | 84.47
3042 | 1357.844 | 84.283
3043 | 1357.8284 | 84
3044 | 1357.739 | 83.849
3045 | 1357.6 | 83.262
3046 | 1357.6 | 82.457
3047 | 1357.1939 | 82.378
3048 | 1357.1007 | 82.378
3049 | 1357.0867 | 82.378
3050 | 1357.077 | 82.378
3051 | 1356.959 | 81.643
3052 | 1356.8 | 81.6
3053 | 1356.8 | 81.423
3054 | 1356.8 | 80.8
3055 | 1356.489 | 80.684
3056 | 1356.354 | 79.301
3057 | 1356.3038 | 78.701
3058 | 1356.1404 | 78.563
3059 | 1356.1138 | 69.461
3060 | 1356 | 68.293
3061 | 1356 | 65.486
3062 | 1356 | 64.463
3063 | 1356 | 62.644
3064 | 1355.7571 | 62.059
3065 | 1355.743 | 61.39
3066 | 1355.7183 | 61.39
3067 | 1355.6593 | 61.241
3068 | 1355.634 | 59.128
3069 | 1355.5716 | 59.06
3070 | 1355.5069 | 58.091
3071 | 1355.5069 | 56.703
3072 | 1355.422 | 56.334
3073 | 1355.3308 | 56.294
3074 | 1355.19 | 54.748
3075 | 1355.1441 | 54.615
3076 | 1355.1218 | 51.823
3077 | 1354.983 | 50.223
3078 | 1354.9802 | 49.737
3079 | 1354.9627 | 47.023
3080 | 1354.9452 | 46.223
3081 | 1354.534 | 44.298
3082 | 1354.4 | 40.623
3083 | 1354.304 | 39.777
3084 | 1354.15 | 39.045
3085 | 1354.034 | 37.423
3086 | 1353.885 | 37.088
3087 | 1353.651 | 34.849
3088 | 1353.643 | 34.517
3089 | 1353.618 | 33.485
3090 | 1353.606 | 33.421
3091 | 1353.6 | 31.023
3092 | 1353.5085 | 29.423
3093 | 1353.4263 | 28.473
3094 | 1353.2033 | 27.584
3095 | 1353.1162 | 26.019
3096 | 1353.11 | 25.423
3097 | 1353.09 | 25.302
3098 | 1352.8 | 25.157
3099 | 1352.8 | 24.495
3100 | 1352.7826 | 23.904
3101 | 1352.7545 | 23.854
3102 | 1352.6494 | 23.828
3103 | 1352.587 | 23.023
3104 | 1352.5624 | 22.26
3105 | 1352.422 | 20.623
3106 | 1352.375 | 20.258
3107 | 1352.3591 | 19.403
3108 | 1352.3193 | 18.981
3109 | 1352.3193 | 18.659
3110 | 1352.296 | 18.534
3111 | 1352.2386 | 15.023
3112 | 1352 | 14.979
3113 | 1352 | 14.286
3114 | 1351.8858 | 13.4
3115 | 1351.8724 | 12.576
3116 | 1351.624 | 9.423
3117 | 1351.591 | 8.841
3118 | 1351.5224 | 7.902
3119 | 1351.25 | 7.026
3120 | 1351.2 | 5.821
3121 | 1351.2 | 5.57
3122 | 1351.1431 | 5.061
3123 | 1351.055 | 4.195
3124 | 1350.9121 | 3.847
3125 | 1350.4 | 2.885
3126 | 1350.4 | 2.779
3127 | 1350.4 | 1.149
3128 | 1350.4 | 0.217
3129 | 1350.247 | 0
3130 | 1350.2371 | 0
3131 | 1350.183 | 0
3132 | 1349.9434 | 0
3133 | 1349.7673 | 0
3134 | 1349.6792 | 0
3135 | 1349.631 | 0
3136 | 1349.6 | 0
3137 | 1349.218 | 0
3138 | 1349.1318 | 0
3139 | 1349.1184 | 0
3140 | 1349.0361 | 0
3141 | 1349.006 | 0
3142 | 1348.9437 | 0
3143 | 1348.873 | 0
3144 | 1348.8 | 0
3145 | 1348.8 | 0
3146 | 1348.8 | 0
3147 | 1348.658 | 0
3148 | 1348.064 | 0
3149 | 1348 | 0
3150 | 1347.911 | 0
3151 | 1347.852 | 0
3152 | 1347.8468 | 0
3153 | 1347.7837 | 0
3154 | 1347.642 | 0
3155 | 1347.5913 | 0
3156 | 1347.526 | 0
3157 | 1347.201 | 0
3158 | 1347.2 | 0
3159 | 1347.2 | 0
3160 | 1347.2 | 0
3161 | 1347.2 | 0
3162 | 1347.2 | 0
3163 | 1347.2 | 0
3164 | 1347.1615 | 0
3165 | 1347.1392 | 0
3166 | 1347.0834 | 0
3167 | 1346.8708 | 0
3168 | 1346.761 | 0
3169 | 1346.552 | 0
3170 | 1346.4339 | 0
3171 | 1346.4 | 0
3172 | 1346.4 | 0
3173 | 1346.221 | 0
3174 | 1345.6 | 0
3175 | 1345.6 | 0
3176 | 1345.6 | 0
3177 | 1345.6 | 0
3178 | 1345.6 | 0
3179 | 1345.6 | 0
3180 | 1345.557 | 0
3181 | 1345.486 | 0
3182 | 1345.155 | 0
3183 | 1345.1535 | 0
3184 | 1345.1473 | 0
3185 | 1345.1473 | 0
3186 | 1345.146 | 0
3187 | 1344.8 | 0
3188 | 1344.8 | 0
3189 | 1344.8 | 0
3190 | 1344.8 | 0
3191 | 1344.8 | 0
3192 | 1344.7616 | 0
3193 | 1344.335 | 0
3194 | 1344 | 0
3195 | 1344 | 0
3196 | 1343.987 | 0
3197 | 1343.3802 | 0
3198 | 1343.34 | 0
3199 | 1343.2 | 0
3200 | 1343.063 | 0
3201 | 1343.015 | 0
3202 | 1342.5492 | 0
3203 | 1342.539 | 0
3204 | 1342.5199 | 0
3205 | 1342.4171 | 0
3206 | 1342.0133 | 0
3207 | 1341.9598 | 0
3208 | 1341.9598 | 0
3209 | 1341.872 | 0
3210 | 1341.667 | 0
3211 | 1341.6 | 0
3212 | 1341.6 | 0
3213 | 1341.6 | 0
3214 | 1341.6 | 0
3215 | 1341.6 | 0
3216 | 1341.317 | 0
3217 | 1341.1629 | 0
3218 | 1341.1629 | 0
3219 | 1341.153 | 0
3220 | 1340.908 | 0
3221 | 1340.7248 | 0
3222 | 1340.366 | 0
3223 | 1340.366 | 0
3224 | 1340.192 | 0
3225 | 1340.07 | 0
3226 | 1340 | 0
3227 | 1340 | 0
3228 | 1340 | 0
3229 | 1339.573 | 0
3230 | 1339.5691 | 0
3231 | 1339.5691 | 0
3232 | 1339.569 | 0
3233 | 1339.387 | 0
3234 | 1339.324 | 0
3235 | 1339.2413 | 0
3236 | 1339.2361 | 0
3237 | 1339.1925 | 0
3238 | 1339.188 | 0
3239 | 1339.0123 | 0
3240 | 1338.908 | 0
3241 | 1338.8744 | 0
3242 | 1338.785 | 0
3243 | 1338.6645 | 0
3244 | 1338.6464 | 0
3245 | 1338.632 | 0
3246 | 1338.4 | 0
3247 | 1338.4 | 0
3248 | 1338.234 | 0
3249 | 1338.153 | 0
3250 | 1338.141 | 0
3251 | 1338.014 | 0
3252 | 1337.9229 | 0
3253 | 1337.8875 | 0
3254 | 1337.607 | 0
3255 | 1337.6 | 0
3256 | 1337.6 | 0
3257 | 1337.6 | 0
3258 | 1337.421 | 0
3259 | 1337.3169 | 0
3260 | 1337.162 | 0
3261 | 1337.062 | 0
3262 | 1336.8 | 0
3263 | 1336.8 | 0
3264 | 1336.7828 | 0
3265 | 1336.752 | 0
3266 | 1336.4734 | 0
3267 | 1336.4693 | 0
3268 | 1336.4483 | 0
3269 | 1336.3816 | 0
3270 | 1336 | 0
3271 | 1335.966 | 0
3272 | 1335.878 | 0
3273 | 1335.808 | 0
3274 | 1335.797 | 0
3275 | 1335.6922 | 0
3276 | 1335.484 | 0
3277 | 1335.2 | 0
3278 | 1335.2 | 0
3279 | 1335.156 | 0
3280 | 1335.092 | 0
3281 | 1335.092 | 0
3282 | 1334.6984 | 0
3283 | 1334.591 | 0
3284 | 1334.4 | 0
3285 | 1334.4 | 0
3286 | 1334.239 | 0
3287 | 1334.168 | 0
3288 | 1333.7106 | 0
3289 | 1333.6 | 0
3290 | 1333.6 | 0
3291 | 1333.6 | 0
3292 | 1333.194 | 0
3293 | 1333.0199 | 0
3294 | 1332.948 | 0
3295 | 1332.8 | 0
3296 | 1332.8 | 0
3297 | 1332.8 | 0
3298 | 1332.8 | 0
3299 | 1332.7466 | 0
3300 | 1332.407 | 0
3301 | 1332.3971 | 0
3302 | 1332.189 | 0
3303 | 1332.16 | 0
3304 | 1332.0267 | 0
3305 | 1332 | 0
3306 | 1331.8493 | 0
3307 | 1331.6386 | 0
3308 | 1331.5524 | 0
3309 | 1331.4271 | 0
3310 | 1331.4199 | 0
3311 | 1331.273 | 0
3312 | 1331.2 | 0
3313 | 1331.2 | 0
3314 | 1331.149 | 0
3315 | 1330.6818 | 0
3316 | 1330.5557 | 0
3317 | 1330.2779 | 0
3318 | 1330.2706 | 0
3319 | 1330.2572 | 0
3320 | 1329.9719 | 0
3321 | 1329.8202 | 0
3322 | 1329.8202 | 0
3323 | 1329.6 | 0
3324 | 1329.6 | 0
3325 | 1329.4033 | 0
3326 | 1329.2874 | 0
3327 | 1329.2253 | 0
3328 | 1329.0847 | 0
3329 | 1329.046 | 0
3330 | 1328.98 | 0
3331 | 1328.8758 | 0
3332 | 1328.8 | 0
3333 | 1328.8 | 0
3334 | 1328.616 | 0
3335 | 1328.5643 | 0
3336 | 1328.4127 | 0
3337 | 1328.349 | 0
3338 | 1328.345 | 0
3339 | 1328.1557 | 0
3340 | 1327.845 | 0
3341 | 1327.7543 | 0
3342 | 1327.615 | 0
3343 | 1327.6136 | 0
3344 | 1327.605 | 0
3345 | 1327.2 | 0
3346 | 1327.158 | 0
3347 | 1327.1344 | 0
3348 | 1327.1212 | 0
3349 | 1326.8189 | 0
3350 | 1326.775 | 0
3351 | 1326.4 | 0
3352 | 1326.4 | 0
3353 | 1326.022 | 0
3354 | 1325.832 | 0
3355 | 1325.723 | 0
3356 | 1325.7023 | 0
3357 | 1325.6 | 0
3358 | 1325.6 | 0
3359 | 1325.6 | 0
3360 | 1325.4565 | 0
3361 | 1324.926 | 0
3362 | 1324.8 | 0
3363 | 1324.8 | 0
3364 | 1324.8 | 0
3365 | 1324.6715 | 0
3366 | 1324.0666 | 0
3367 | 1324 | 0
3368 | 1324 | 0
3369 | 1324 | 0
3370 | 1324 | 0
3371 | 1324 | 0
3372 | 1324 | 0
3373 | 1323.9027 | 0
3374 | 1323.515 | 0
3375 | 1323.308 | 0
3376 | 1323.29 | 0
3377 | 1323.1257 | 0
3378 | 1322.503 | 0
3379 | 1322.4 | 0
3380 | 1322.0172 | 0
3381 | 1321.969 | 0
3382 | 1321.6131 | 0
3383 | 1321.611 | 0
3384 | 1321.6 | 0
3385 | 1321.6 | 0
3386 | 1321.6 | 0
3387 | 1321.6 | 0
3388 | 1321.3359 | 0
3389 | 1320.9939 | 0
3390 | 1320.8 | 0
3391 | 1320.8 | 0
3392 | 1320.8 | 0
3393 | 1320.7953 | 0
3394 | 1320.769 | 0
3395 | 1320.721 | 0
3396 | 1320.5876 | 0
3397 | 1320.5663 | 0
3398 | 1320.2584 | 0
3399 | 1320 | 0
3400 | 1319.2 | 0
3401 | 1319.2 | 0
3402 | 1319.1596 | 0
3403 | 1319.128 | 0
3404 | 1318.85 | 0
3405 | 1318.7874 | 0
3406 | 1318.43 | 0
3407 | 1318.4 | 0
3408 | 1318.4 | 0
3409 | 1318.4 | 0
3410 | 1318.0519 | 0
3411 | 1317.887 | 0
3412 | 1317.8249 | 0
3413 | 1317.8249 | 0
3414 | 1317.715 | 0
3415 | 1317.6872 | 0
3416 | 1317.571 | 0
3417 | 1317.507 | 0
3418 | 1317.272 | 0
3419 | 1317.246 | 0
3420 | 1317.153 | 0
3421 | 1316.9102 | 0
3422 | 1316.835 | 0
3423 | 1316.8 | 0
3424 | 1316.533 | 0
3425 | 1316 | 0
3426 | 1315.8883 | 0
3427 | 1315.8883 | 0
3428 | 1315.8453 | 0
3429 | 1315.8048 | 0
3430 | 1315.4865 | 0
3431 | 1315.4265 | 0
3432 | 1315.27 | 0
3433 | 1315.264 | 0
3434 | 1315.2 | 0
3435 | 1315.1216 | 0
3436 | 1315.1098 | 0
3437 | 1315.0705 | 0
3438 | 1314.638 | 0
3439 | 1314.6289 | 0
3440 | 1314.622 | 0
3441 | 1314.5969 | 0
3442 | 1314.4 | 0
3443 | 1314.3991 | 0
3444 | 1314.3743 | 0
3445 | 1314.233 | 0
3446 | 1314.143 | 0
3447 | 1314.0022 | 0
3448 | 1313.9909 | 0
3449 | 1313.727 | 0
3450 | 1313.6387 | 0
3451 | 1313.6 | 0
3452 | 1313.6 | 0
3453 | 1313.6 | 0
3454 | 1313.6 | 0
3455 | 1313.406 | 0
3456 | 1313.362 | 0
3457 | 1313.2718 | 0
3458 | 1313.251 | 0
3459 | 1313.0255 | 0
3460 | 1312.8 | 0
3461 | 1312.8 | 0
3462 | 1312.8 | 0
3463 | 1312.8 | 0
3464 | 1312.5904 | 0
3465 | 1312.509 | 0
3466 | 1312.456 | 0
3467 | 1312.2971 | 0
3468 | 1312.2486 | 0
3469 | 1312.2486 | 0
3470 | 1312 | 0
3471 | 1311.495 | 0
3472 | 1311.4301 | 0
3473 | 1311.2 | 0
3474 | 1311.2 | 0
3475 | 1310.4 | 0
3476 | 1310.4 | 0
3477 | 1310.4 | 0
3478 | 1310.4 | 0
3479 | 1310.1635 | 0
3480 | 1310.148 | 0
3481 | 1310.033 | 0
3482 | 1309.9178 | 0
3483 | 1309.9178 | 0
3484 | 1309.8432 | 0
3485 | 1309.7799 | 0
3486 | 1309.4418 | 0
3487 | 1309.39 | 0
3488 | 1309.361 | 0
3489 | 1309.2256 | 0
3490 | 1308.9971 | 0
3491 | 1308.846 | 0
3492 | 1308.643 | 0
3493 | 1308.586 | 0
3494 | 1308.4901 | 0
3495 | 1308.312 | 0
3496 | 1308.225 | 0
3497 | 1308 | 0
3498 | 1307.932 | 0
3499 | 1307.6936 | 0
3500 | 1307.693 | 0
3501 | 1307.476 | 0
3502 | 1307.3767 | 0
3503 | 1307.2764 | 0
3504 | 1307.2 | 0
3505 | 1306.7683 | 0
3506 | 1306.7255 | 0
3507 | 1306.374 | 0
3508 | 1306.2835 | 0
3509 | 1306.162 | 0
3510 | 1306.0833 | 0
3511 | 1306.039 | 0
3512 | 1306.0331 | 0
3513 | 1306.0331 | 0
3514 | 1305.6 | 0
3515 | 1305.6 | 0
3516 | 1305.6 | 0
3517 | 1305.6 | 0
3518 | 1305.548 | 0
3519 | 1305.53 | 0
3520 | 1305.495 | 0
3521 | 1305.477 | 0
3522 | 1305.359 | 0
3523 | 1305.329 | 0
3524 | 1305.3029 | 0
3525 | 1304.8 | 0
3526 | 1304.8 | 0
3527 | 1304.8 | 0
3528 | 1304.669 | 0
3529 | 1304.5051 | 0
3530 | 1304.4387 | 0
3531 | 1304 | 0
3532 | 1304 | 0
3533 | 1304 | 0
3534 | 1304 | 0
3535 | 1304 | 0
3536 | 1303.888 | 0
3537 | 1303.802 | 0
3538 | 1303.577 | 0
3539 | 1303.2 | 0
3540 | 1303.2 | 0
3541 | 1303.011 | 0
3542 | 1302.91 | 0
3543 | 1302.813 | 0
3544 | 1302.803 | 0
3545 | 1302.6298 | 0
3546 | 1302.6059 | 0
3547 | 1302.5098 | 0
3548 | 1302.4 | 0
3549 | 1302.3903 | 0
3550 | 1302.102 | 0
3551 | 1302.0681 | 0
3552 | 1301.9392 | 0
3553 | 1301.865 | 0
3554 | 1301.6783 | 0
3555 | 1301.609 | 0
3556 | 1301.431 | 0
3557 | 1301.2096 | 0
3558 | 1301.174 | 0
3559 | 1301.099 | 0
3560 | 1300.99 | 0
3561 | 1300.8 | 0
3562 | 1300.4519 | 0
3563 | 1300.328 | 0
3564 | 1300.3109 | 0
3565 | 1300.307 | 0
3566 | 1300.2516 | 0
3567 | 1300 | 0
3568 | 1300 | 0
3569 | 1300 | 0
3570 | 1300 | 0
3571 | 1300 | 0
3572 | 1300 | 0
3573 | 1299.8671 | 0
3574 | 1299.5317 | 0
3575 | 1299.5317 | 0
3576 | 1299.4648 | 0
3577 | 1299.258 | 0
3578 | 1299.2 | 0
3579 | 1299.2 | 0
3580 | 1299.188 | 0
3581 | 1299.0474 | 0
3582 | 1299.0406 | 0
3583 | 1298.9278 | 0
3584 | 1298.7306 | 0
3585 | 1298.4857 | 0
3586 | 1298.407 | 0
3587 | 1298.4 | 0
3588 | 1298.3816 | 0
3589 | 1298.1928 | 0
3590 | 1298.188 | 0
3591 | 1298.1309 | 0
3592 | 1297.88 | 0
3593 | 1297.7951 | 0
3594 | 1297.339 | 0
3595 | 1296.981 | 0
3596 | 1296.8027 | 0
3597 | 1296.8011 | 0
3598 | 1296.8 | 0
3599 | 1296.7098 | 0
3600 | 1296.6671 | 0
3601 | 1296.4209 | 0
3602 | 1296.3319 | 0
3603 | 1296.2238 | 0
3604 | 1296.1408 | 0
3605 | 1296.0874 | 0
3606 | 1295.9329 | 0
3607 | 1295.9295 | 0
3608 | 1295.9036 | 0
3609 | 1295.781 | 0
3610 | 1295.7403 | 0
3611 | 1295.2535 | 0
3612 | 1295.2 | 0
3613 | 1295.2 | 0
3614 | 1295.1505 | 0
3615 | 1295.145 | 0
3616 | 1294.5152 | 0
3617 | 1294.4 | 0
3618 | 1294.4 | 0
3619 | 1294.4 | 0
3620 | 1294.4 | 0
3621 | 1294.379 | 0
3622 | 1294.3433 | 0
3623 | 1294.28 | 0
3624 | 1294.1465 | 0
3625 | 1293.998 | 0
3626 | 1293.6 | 0
3627 | 1293.522 | 0
3628 | 1293.3496 | 0
3629 | 1293.304 | 0
3630 | 1293.095 | 0
3631 | 1293.0716 | 0
3632 | 1292.9603 | 0
3633 | 1292.903 | 0
3634 | 1292.8316 | 0
3635 | 1292.8 | 0
3636 | 1292.8 | 0
3637 | 1292.8 | 0
3638 | 1292.068 | 0
3639 | 1292 | 0
3640 | 1292 | 0
3641 | 1292 | 0
3642 | 1292 | 0
3643 | 1292 | 0
3644 | 1291.5998 | 0
3645 | 1291.2 | 0
3646 | 1291.1281 | 0
3647 | 1290.5356 | 0
3648 | 1290.4943 | 0
3649 | 1290.4 | 0
3650 | 1290.4 | 0
3651 | 1290.4 | 0
3652 | 1290.4 | 0
3653 | 1290.4 | 0
3654 | 1290.1975 | 0
3655 | 1290.1975 | 0
3656 | 1290.0993 | 0
3657 | 1289.5668 | 0
3658 | 1289.506 | 0
3659 | 1289.4335 | 0
3660 | 1289.3666 | 0
3661 | 1289.3435 | 0
3662 | 1289.3338 | 0
3663 | 1289.2178 | 0
3664 | 1288.8 | 0
3665 | 1288.8 | 0
3666 | 1288.7009 | 0
3667 | 1288.464 | 0
3668 | 1288.2412 | 0
3669 | 1288.141 | 0
3670 | 1288.1255 | 0
3671 | 1288.096 | 0
3672 | 1288.0652 | 0
3673 | 1288 | 0
3674 | 1288 | 0
3675 | 1288 | 0
3676 | 1288 | 0
3677 | 1287.992 | 0
3678 | 1287.915 | 0
3679 | 1287.7714 | 0
3680 | 1287.5099 | 0
3681 | 1287.4348 | 0
3682 | 1287.314 | 0
3683 | 1287.2 | 0
3684 | 1287.2 | 0
3685 | 1287.2 | 0
3686 | 1287.2 | 0
3687 | 1287.2 | 0
3688 | 1286.7441 | 0
3689 | 1286.664 | 0
3690 | 1286.6096 | 0
3691 | 1286.45 | 0
3692 | 1286.4464 | 0
3693 | 1286.429 | 0
3694 | 1286.4 | 0
3695 | 1286.4 | 0
3696 | 1286.4 | 0
3697 | 1286.247 | 0
3698 | 1285.8327 | 0
3699 | 1285.8327 | 0
3700 | 1285.689 | 0
3701 | 1285.6 | 0
3702 | 1285.6 | 0
3703 | 1285.6 | 0
3704 | 1285.579 | 0
3705 | 1285.3627 | 0
3706 | 1285.355 | 0
3707 | 1285.1606 | 0
3708 | 1284.5469 | 0
3709 | 1284.4951 | 0
3710 | 1284.4902 | 0
3711 | 1284.095 | 0
3712 | 1284.0444 | 0
3713 | 1284 | 0
3714 | 1284 | 0
3715 | 1284 | 0
3716 | 1283.8 | 0
3717 | 1283.7869 | 0
3718 | 1283.7711 | 0
3719 | 1283.758 | 0
3720 | 1283.562 | 0
3721 | 1283.4824 | 0
3722 | 1283.48 | 0
3723 | 1283.2 | 0
3724 | 1283.2 | 0
3725 | 1283.014 | 0
3726 | 1282.839 | 0
3727 | 1282.753 | 0
3728 | 1282.735 | 0
3729 | 1282.7249 | 0
3730 | 1282.4 | 0
3731 | 1282.3573 | 0
3732 | 1282.1932 | 0
3733 | 1282.017 | 0
3734 | 1282.0114 | 0
3735 | 1281.661 | 0
3736 | 1281.6469 | 0
3737 | 1281.6 | 0
3738 | 1281.582 | 0
3739 | 1281.294 | 0
3740 | 1281.246 | 0
3741 | 1281.053 | 0
3742 | 1280.998 | 0
3743 | 1280.894 | 0
3744 | 1280.8 | 0
3745 | 1280.8 | 0
3746 | 1280.8 | 0
3747 | 1280.783 | 0
3748 | 1280.5994 | 0
3749 | 1280.4233 | 0
3750 | 1280.109 | 0
3751 | 1280.093 | 0
3752 | 1280 | 0
3753 | 1280 | 0
3754 | 1280 | 0
3755 | 1279.819 | 0
3756 | 1279.8048 | 0
3757 | 1279.245 | 0
3758 | 1279.1002 | 0
3759 | 1278.8742 | 0
3760 | 1278.5809 | 0
3761 | 1278.412 | 0
3762 | 1278.2681 | 0
3763 | 1278.239 | 0
3764 | 1278.237 | 0
3765 | 1278.067 | 0
3766 | 1278.022 | 0
3767 | 1278.001 | 0
3768 | 1277.6 | 0
3769 | 1277.6 | 0
3770 | 1277.5983 | 0
3771 | 1277.595 | 0
3772 | 1277.5 | 0
3773 | 1277.059 | 0
3774 | 1276.9675 | 0
3775 | 1276.8627 | 0
3776 | 1276.8 | 0
3777 | 1276.6757 | 0
3778 | 1276.497 | 0
3779 | 1276.219 | 0
3780 | 1276.1272 | 0
3781 | 1276 | 0
3782 | 1276 | 0
3783 | 1276 | 0
3784 | 1275.9643 | 0
3785 | 1275.894 | 0
3786 | 1275.7325 | 0
3787 | 1275.6932 | 0
3788 | 1275.614 | 0
3789 | 1275.5441 | 0
3790 | 1275.3917 | 0
3791 | 1275.2 | 0
3792 | 1275.0212 | 0
3793 | 1274.9556 | 0
3794 | 1274.8271 | 0
3795 | 1274.6729 | 0
3796 | 1274.6562 | 0
3797 | 1274.438 | 0
3798 | 1274.4 | 0
3799 | 1274.4 | 0
3800 | 1274.4 | 0
3801 | 1274.4 | 0
3802 | 1274.4 | 0
3803 | 1274.4 | 0
3804 | 1274.3118 | 0
3805 | 1274.3118 | 0
3806 | 1274.12 | 0
3807 | 1274.013 | 0
3808 | 1273.679 | 0
3809 | 1273.643 | 0
3810 | 1273.3611 | 0
3811 | 1273.3423 | 0
3812 | 1273.22 | 0
3813 | 1272.8 | 0
3814 | 1272.8 | 0
3815 | 1272.8 | 0
3816 | 1272.8 | 0
3817 | 1272.5121 | 0
3818 | 1272.4496 | 0
3819 | 1272 | 0
3820 | 1272 | 0
3821 | 1271.929 | 0
3822 | 1271.7255 | 0
3823 | 1271.683 | 0
3824 | 1271.2 | 0
3825 | 1271.2 | 0
3826 | 1270.9311 | 0
3827 | 1270.9077 | 0
3828 | 1270.866 | 0
3829 | 1270.8584 | 0
3830 | 1270.7349 | 0
3831 | 1270.68 | 0
3832 | 1270.5584 | 0
3833 | 1270.539 | 0
3834 | 1270.4 | 0
3835 | 1270.4 | 0
3836 | 1270.4 | 0
3837 | 1270.4 | 0
3838 | 1270.332 | 0
3839 | 1270.2939 | 0
3840 | 1270.2431 | 0
3841 | 1270.1677 | 0
3842 | 1270.075 | 0
3843 | 1269.6825 | 0
3844 | 1269.4808 | 0
3845 | 1269.4781 | 0
3846 | 1269.4429 | 0
3847 | 1269.1333 | 0
3848 | 1268.8 | 0
3849 | 1268.8 | 0
3850 | 1268.8 | 0
3851 | 1268.8 | 0
3852 | 1268.772 | 0
3853 | 1268.6028 | 0
3854 | 1268.3941 | 0
3855 | 1268.221 | 0
3856 | 1268.157 | 0
3857 | 1268.07 | 0
3858 | 1268 | 0
3859 | 1268 | 0
3860 | 1268 | 0
3861 | 1267.9631 | 0
3862 | 1267.9631 | 0
3863 | 1267.883 | 0
3864 | 1267.674 | 0
3865 | 1267.651 | 0
3866 | 1267.6269 | 0
3867 | 1267.43 | 0
3868 | 1267.3981 | 0
3869 | 1267.2 | 0
3870 | 1267.2 | 0
3871 | 1267.0966 | 0
3872 | 1267.0523 | 0
3873 | 1267.0523 | 0
3874 | 1266.8185 | 0
3875 | 1266.559 | 0
3876 | 1266.465 | 0
3877 | 1266.4219 | 0
3878 | 1266.4092 | 0
3879 | 1266.4092 | 0
3880 | 1266.4 | 0
3881 | 1266.4 | 0
3882 | 1266.4 | 0
3883 | 1266.4 | 0
3884 | 1266.3005 | 0
3885 | 1265.9984 | 0
3886 | 1265.787 | 0
3887 | 1265.6 | 0
3888 | 1265.6 | 0
3889 | 1265.597 | 0
3890 | 1265.5835 | 0
3891 | 1265.572 | 0
3892 | 1265.5332 | 0
3893 | 1265.4585 | 0
3894 | 1265.2017 | 0
3895 | 1265.0944 | 0
3896 | 1264.8 | 0
3897 | 1264.8 | 0
3898 | 1264.8 | 0
3899 | 1264.732 | 0
3900 | 1264.5447 | 0
3901 | 1264.538 | 0
3902 | 1264.4646 | 0
3903 | 1264 | 0
3904 | 1263.9143 | 0
3905 | 1263.8647 | 0
3906 | 1263.8647 | 0
3907 | 1263.8647 | 0
3908 | 1263.6571 | 0
3909 | 1263.475 | 0
3910 | 1263.2609 | 0
3911 | 1263.257 | 0
3912 | 1263.2 | 0
3913 | 1262.5245 | 0
3914 | 1262.5245 | 0
3915 | 1262.4 | 0
3916 | 1262.4 | 0
3917 | 1262.4 | 0
3918 | 1262.2861 | 0
3919 | 1262.195 | 0
3920 | 1262.1523 | 0
3921 | 1262.025 | 0
3922 | 1261.7184 | 0
3923 | 1261.705 | 0
3924 | 1261.6 | 0
3925 | 1261.322 | 0
3926 | 1261.111 | 0
3927 | 1260.9775 | 0
3928 | 1260.8348 | 0
3929 | 1260.6772 | 0
3930 | 1260.412 | 0
3931 | 1260.2759 | 0
3932 | 1260 | 0
3933 | 1260 | 0
3934 | 1260 | 0
3935 | 1259.8074 | 0
3936 | 1259.699 | 0
3937 | 1259.2103 | 0
3938 | 1259.2 | 0
3939 | 1259.1168 | 0
3940 | 1258.89 | 0
3941 | 1258.648 | 0
3942 | 1258.4261 | 0
3943 | 1258.4261 | 0
3944 | 1258.4 | 0
3945 | 1258.4 | 0
3946 | 1258.144 | 0
3947 | 1257.977 | 0
3948 | 1257.8224 | 0
3949 | 1257.696 | 0
3950 | 1257.6 | 0
3951 | 1257.6 | 0
3952 | 1257.5245 | 0
3953 | 1257.4896 | 0
3954 | 1257.452 | 0
3955 | 1257.345 | 0
3956 | 1257.086 | 0
3957 | 1257.086 | 0
3958 | 1257.0037 | 0
3959 | 1256.8 | 0
3960 | 1256.8 | 0
3961 | 1256.603 | 0
3962 | 1256.2682 | 0
3963 | 1256.2682 | 0
3964 | 1256.2682 | 0
3965 | 1256.2333 | 0
3966 | 1256.0216 | 0
3967 | 1256 | 0
3968 | 1256 | 0
3969 | 1255.783 | 0
3970 | 1255.664 | 0
3971 | 1255.5327 | 0
3972 | 1255.5094 | 0
3973 | 1255.3689 | 0
3974 | 1255.265 | 0
3975 | 1255.2 | 0
3976 | 1255.151 | 0
3977 | 1255.099 | 0
3978 | 1254.993 | 0
3979 | 1254.9727 | 0
3980 | 1254.9727 | 0
3981 | 1254.555 | 0
3982 | 1254.4 | 0
3983 | 1254.4 | 0
3984 | 1254.4 | 0
3985 | 1254.291 | 0
3986 | 1254.203 | 0
3987 | 1253.8934 | 0
3988 | 1253.3755 | 0
3989 | 1253.158 | 0
3990 | 1253.0838 | 0
3991 | 1252.9154 | 0
3992 | 1252.9006 | 0
3993 | 1252.8 | 0
3994 | 1252.8 | 0
3995 | 1252.8 | 0
3996 | 1252.8 | 0
3997 | 1252.5906 | 0
3998 | 1252.525 | 0
3999 | 1252.2468 | 0
4000 | 1251.764 | 0
4001 | 1251.649 | 0
4002 | 1251.5192 | 0
4003 | 1251.5192 | 0
4004 | 1251.5192 | 0
4005 | 1251.361 | 0
4006 | 1251.306 | 0
4007 | 1251.2 | 0
4008 | 1251.1195 | 0
4009 | 1251.1145 | 0
4010 | 1251.0074 | 0
4011 | 1250.9173 | 0
4012 | 1250.7879 | 0
4013 | 1250.4936 | 0
4014 | 1250.4619 | 0
4015 | 1250.4 | 0
4016 | 1250.4 | 0
4017 | 1250.4 | 0
4018 | 1250.3824 | 0
4019 | 1250.2042 | 0
4020 | 1250.1114 | 0
4021 | 1249.9334 | 0
4022 | 1249.8858 | 0
4023 | 1249.6 | 0
4024 | 1249.3245 | 0
4025 | 1249.2235 | 0
4026 | 1249.168 | 0
4027 | 1248.913 | 0
4028 | 1248.913 | 0
4029 | 1248.8063 | 0
4030 | 1248.8 | 0
4031 | 1248.8 | 0
4032 | 1248.8 | 0
4033 | 1248.8 | 0
4034 | 1248.8 | 0
4035 | 1248.8 | 0
4036 | 1248.417 | 0
4037 | 1248.3052 | 0
4038 | 1248.0084 | 0
4039 | 1248 | 0
4040 | 1248 | 0
4041 | 1247.998 | 0
4042 | 1247.462 | 0
4043 | 1247.32 | 0
4044 | 1247.2 | 0
4045 | 1247.1906 | 0
4046 | 1247.034 | 0
4047 | 1247.0319 | 0
4048 | 1246.9858 | 0
4049 | 1246.7915 | 0
4050 | 1246.7064 | 0
4051 | 1246.7064 | 0
4052 | 1246.6844 | 0
4053 | 1246.649 | 0
4054 | 1246.4 | 0
4055 | 1246.4 | 0
4056 | 1246.4 | 0
4057 | 1246.387 | 0
4058 | 1246.3728 | 0
4059 | 1246.3699 | 0
4060 | 1245.954 | 0
4061 | 1245.736 | 0
4062 | 1245.6 | 0
4063 | 1245.6 | 0
4064 | 1245.0055 | 0
4065 | 1244.8 | 0
4066 | 1244.8 | 0
4067 | 1244.8 | 0
4068 | 1244.4999 | 0
4069 | 1244.499 | 0
4070 | 1244.374 | 0
4071 | 1244.187 | 0
4072 | 1244 | 0
4073 | 1243.9425 | 0
4074 | 1243.9425 | 0
4075 | 1243.9425 | 0
4076 | 1243.8855 | 0
4077 | 1243.5472 | 0
4078 | 1243.412 | 0
4079 | 1243.3736 | 0
4080 | 1243.2 | 0
4081 | 1243.2 | 0
4082 | 1243.0288 | 0
4083 | 1242.7375 | 0
4084 | 1242.4 | 0
4085 | 1242.3884 | 0
4086 | 1242.3487 | 0
4087 | 1241.914 | 0
4088 | 1241.663 | 0
4089 | 1241.662 | 0
4090 | 1241.6 | 0
4091 | 1241.5596 | 0
4092 | 1241.5501 | 0
4093 | 1241.5078 | 0
4094 | 1241.291 | 0
4095 | 1241.187 | 0
4096 | 1241.158 | 0
4097 | 1240.9649 | 0
4098 | 1240.8 | 0
4099 | 1240.7703 | 0
4100 | 1240.7703 | 0
4101 | 1240.471 | 0
4102 | 1240.205 | 0
4103 | 1240.0867 | 0
4104 | 1240.0192 | 0
4105 | 1240 | 0
4106 | 1240 | 0
4107 | 1240 | 0
4108 | 1239.89 | 0
4109 | 1239.8562 | 0
4110 | 1239.8362 | 0
4111 | 1239.767 | 0
4112 | 1239.5337 | 0
4113 | 1239.472 | 0
4114 | 1239.3475 | 0
4115 | 1239.2694 | 0
4116 | 1239.2 | 0
4117 | 1239.2 | 0
4118 | 1239.2 | 0
4119 | 1239.2 | 0
4120 | 1239.039 | 0
4121 | 1239.0123 | 0
4122 | 1238.9154 | 0
4123 | 1238.8415 | 0
4124 | 1238.812 | 0
4125 | 1238.6166 | 0
4126 | 1238.6157 | 0
4127 | 1238.61 | 0
4128 | 1238.5577 | 0
4129 | 1238.4395 | 0
4130 | 1238.4 | 0
4131 | 1238.4 | 0
4132 | 1238.1945 | 0
4133 | 1238.191 | 0
4134 | 1238.1 | 0
4135 | 1238.0554 | 0
4136 | 1237.7156 | 0
4137 | 1237.7056 | 0
4138 | 1237.7056 | 0
4139 | 1237.7056 | 0
4140 | 1237.6625 | 0
4141 | 1237.5674 | 0
4142 | 1237.532 | 0
4143 | 1237.1447 | 0
4144 | 1237.1447 | 0
4145 | 1237.0149 | 0
4146 | 1237.0149 | 0
4147 | 1236.892 | 0
4148 | 1236.8333 | 0
4149 | 1236.827 | 0
4150 | 1236.8 | 0
4151 | 1236.8 | 0
4152 | 1236.8 | 0
4153 | 1236.5588 | 0
4154 | 1236.4091 | 0
4155 | 1236.3242 | 0
4156 | 1236.1086 | 0
4157 | 1236.1086 | 0
4158 | 1235.9792 | 0
4159 | 1235.738 | 0
4160 | 1235.6617 | 0
4161 | 1235.312 | 0
4162 | 1235.2 | 0
4163 | 1234.863 | 0
4164 | 1234.4 | 0
4165 | 1234.4 | 0
4166 | 1234.242 | 0
4167 | 1234.1608 | 0
4168 | 1234.0498 | 0
4169 | 1234.046 | 0
4170 | 1233.7922 | 0
4171 | 1233.7778 | 0
4172 | 1233.7118 | 0
4173 | 1233.607 | 0
4174 | 1233.6 | 0
4175 | 1233.6 | 0
4176 | 1233.4671 | 0
4177 | 1233.4671 | 0
4178 | 1233.429 | 0
4179 | 1233.2875 | 0
4180 | 1233.2875 | 0
4181 | 1233.0561 | 0
4182 | 1232.8708 | 0
4183 | 1232.8 | 0
4184 | 1232.8 | 0
4185 | 1232.8 | 0
4186 | 1232.7184 | 0
4187 | 1232.4093 | 0
4188 | 1232.224 | 0
4189 | 1232.1801 | 0
4190 | 1232.152 | 0
4191 | 1232.0808 | 0
4192 | 1232 | 0
4193 | 1232 | 0
4194 | 1231.998 | 0
4195 | 1231.9892 | 0
4196 | 1231.626 | 0
4197 | 1231.447 | 0
4198 | 1231.431 | 0
4199 | 1231.2495 | 0
4200 | 1231.0896 | 0
4201 | 1231.0111 | 0
4202 | 1230.7987 | 0
4203 | 1230.7987 | 0
4204 | 1230.7481 | 0
4205 | 1230.6701 | 0
4206 | 1230.58 | 0
4207 | 1230.4932 | 0
4208 | 1230.4 | 0
4209 | 1230.4 | 0
4210 | 1230.108 | 0
4211 | 1230.108 | 0
4212 | 1230.0597 | 0
4213 | 1229.933 | 0
4214 | 1229.6 | 0
4215 | 1229.5985 | 0
4216 | 1229.4174 | 0
4217 | 1229.373 | 0
4218 | 1229.2948 | 0
4219 | 1229.1162 | 0
4220 | 1228.928 | 0
4221 | 1228.803 | 0
4222 | 1228.8 | 0
4223 | 1228.6313 | 0
4224 | 1228.3805 | 0
4225 | 1228.3805 | 0
4226 | 1228.3184 | 0
4227 | 1228.2872 | 0
4228 | 1228.1419 | 0
4229 | 1228.0848 | 0
4230 | 1228.071 | 0
4231 | 1228.0489 | 0
4232 | 1228 | 0
4233 | 1228 | 0
4234 | 1227.897 | 0
4235 | 1227.421 | 0
4236 | 1227.347 | 0
4237 | 1227.3453 | 0
4238 | 1227.291 | 0
4239 | 1227.2 | 0
4240 | 1226.996 | 0
4241 | 1226.957 | 0
4242 | 1226.9442 | 0
4243 | 1226.8474 | 0
4244 | 1226.7781 | 0
4245 | 1226.4 | 0
4246 | 1226.4 | 0
4247 | 1226.4 | 0
4248 | 1226.4 | 0
4249 | 1226.4 | 0
4250 | 1226.4 | 0
4251 | 1226.0084 | 0
4252 | 1225.8163 | 0
4253 | 1225.774 | 0
4254 | 1225.6264 | 0
4255 | 1225.6 | 0
4256 | 1225.6 | 0
4257 | 1225.6 | 0
4258 | 1225.6 | 0
4259 | 1225.411 | 0
4260 | 1225.3763 | 0
4261 | 1225.2732 | 0
4262 | 1225.2315 | 0
4263 | 1224.946 | 0
4264 | 1224.9167 | 0
4265 | 1224.801 | 0
4266 | 1224.8 | 0
4267 | 1224.544 | 0
4268 | 1224.436 | 0
4269 | 1224.246 | 0
4270 | 1223.9724 | 0
4271 | 1223.3853 | 0
4272 | 1223.2 | 0
4273 | 1223.2 | 0
4274 | 1223.2 | 0
4275 | 1222.75 | 0
4276 | 1222.7384 | 0
4277 | 1222.683 | 0
4278 | 1222.5996 | 0
4279 | 1222.5105 | 0
4280 | 1222.4 | 0
4281 | 1222.4 | 0
4282 | 1222.4 | 0
4283 | 1222.4 | 0
4284 | 1222.4 | 0
4285 | 1222.398 | 0
4286 | 1222.285 | 0
4287 | 1222.1238 | 0
4288 | 1221.935 | 0
4289 | 1221.8379 | 0
4290 | 1221.6987 | 0
4291 | 1221.6297 | 0
4292 | 1221.6 | 0
4293 | 1221.3717 | 0
4294 | 1221.1291 | 0
4295 | 1220.8328 | 0
4296 | 1220.8 | 0
4297 | 1220.8 | 0
4298 | 1220.5699 | 0
4299 | 1220.12 | 0
4300 | 1220.0359 | 0
4301 | 1220 | 0
4302 | 1220 | 0
4303 | 1220 | 0
4304 | 1220 | 0
4305 | 1219.8369 | 0
4306 | 1219.569 | 0
4307 | 1219.223 | 0
4308 | 1219.2 | 0
4309 | 1219.2 | 0
4310 | 1219.0571 | 0
4311 | 1218.7567 | 0
4312 | 1218.646 | 0
4313 | 1218.5665 | 0
4314 | 1218.473 | 0
4315 | 1218.4 | 0
4316 | 1218.2391 | 0
4317 | 1218.137 | 0
4318 | 1218.0211 | 0
4319 | 1217.803 | 0
4320 | 1217.7058 | 0
4321 | 1217.6 | 0
4322 | 1217.6 | 0
4323 | 1217.6 | 0
4324 | 1217.598 | 0
4325 | 1217.422 | 0
4326 | 1217.408 | 0
4327 | 1217.2856 | 0
4328 | 1217.2856 | 0
4329 | 1217.1598 | 0
4330 | 1217.119 | 0
4331 | 1216.9309 | 0
4332 | 1216.8483 | 0
4333 | 1216.8397 | 0
4334 | 1216.8 | 0
4335 | 1216.6852 | 0
4336 | 1216.588 | 0
4337 | 1216.436 | 0
4338 | 1216.2944 | 0
4339 | 1216.2944 | 0
4340 | 1216 | 0
4341 | 1216 | 0
4342 | 1216 | 0
4343 | 1216 | 0
4344 | 1215.9093 | 0
4345 | 1215.698 | 0
4346 | 1215.644 | 0
4347 | 1215.6037 | 0
4348 | 1215.6037 | 0
4349 | 1215.461 | 0
4350 | 1215.2952 | 0
4351 | 1215.2 | 0
4352 | 1215.149 | 0
4353 | 1215.1313 | 0
4354 | 1215.0892 | 0
4355 | 1215.0791 | 0
4356 | 1214.924 | 0
4357 | 1214.887 | 0
4358 | 1214.49 | 0
4359 | 1214.4 | 0
4360 | 1214.4 | 0
4361 | 1214.4 | 0
4362 | 1214.3544 | 0
4363 | 1214.3435 | 0
4364 | 1214.229 | 0
4365 | 1214.189 | 0
4366 | 1214.131 | 0
4367 | 1213.9294 | 0
4368 | 1213.91 | 0
4369 | 1213.663 | 0
4370 | 1213.608 | 0
4371 | 1213.6 | 0
4372 | 1213.6 | 0
4373 | 1212.985 | 0
4374 | 1212.909 | 0
4375 | 1212.8409 | 0
4376 | 1212.8063 | 0
4377 | 1212.806 | 0
4378 | 1212.8 | 0
4379 | 1212.8 | 0
4380 | 1212.52 | 0
4381 | 1212.443 | 0
4382 | 1212.067 | 0
4383 | 1212 | 0
4384 | 1212 | 0
4385 | 1212 | 0
4386 | 1212 | 0
4387 | 1211.7488 | 0
4388 | 1211.742 | 0
4389 | 1211.6653 | 0
4390 | 1211.4596 | 0
4391 | 1211.392 | 0
4392 | 1211.3632 | 0
4393 | 1211.2 | 0
4394 | 1211.2 | 0
4395 | 1211.2 | 0
4396 | 1211.2 | 0
4397 | 1211.064 | 0
4398 | 1210.9693 | 0
4399 | 1210.7689 | 0
4400 | 1210.6659 | 0
4401 | 1210.4 | 0
4402 | 1210.4 | 0
4403 | 1209.862 | 0
4404 | 1209.6927 | 0
4405 | 1209.6763 | 0
4406 | 1209.6 | 0
4407 | 1209.5909 | 0
4408 | 1209.1949 | 0
4409 | 1209.14 | 0
4410 | 1209.033 | 0
4411 | 1208.997 | 0
4412 | 1208.9158 | 0
4413 | 1208.8 | 0
4414 | 1208.7526 | 0
4415 | 1208.6635 | 0
4416 | 1208.6278 | 0
4417 | 1208.3058 | 0
4418 | 1208.0826 | 0
4419 | 1208 | 0
4420 | 1207.7239 | 0
4421 | 1207.4389 | 0
4422 | 1207.3155 | 0
4423 | 1207.2 | 0
4424 | 1207.2 | 0
4425 | 1207.2 | 0
4426 | 1207.2 | 0
4427 | 1207.142 | 0
4428 | 1207.035 | 0
4429 | 1206.9883 | 0
4430 | 1206.845 | 0
4431 | 1206.68 | 0
4432 | 1206.6721 | 0
4433 | 1206.6248 | 0
4434 | 1206.4888 | 0
4435 | 1206.4888 | 0
4436 | 1206.4 | 0
4437 | 1206.4 | 0
4438 | 1206.4 | 0
4439 | 1206.253 | 0
4440 | 1206.2528 | 0
4441 | 1206.214 | 0
4442 | 1205.8909 | 0
4443 | 1205.6919 | 0
4444 | 1205.541 | 0
4445 | 1205.407 | 0
4446 | 1205.397 | 0
4447 | 1204.9136 | 0
4448 | 1204.8 | 0
4449 | 1204.8 | 0
4450 | 1204.8 | 0
4451 | 1204.7818 | 0
4452 | 1204.6634 | 0
4453 | 1204.4444 | 0
4454 | 1204 | 0
4455 | 1204 | 0
4456 | 1204 | 0
4457 | 1204 | 0
4458 | 1203.916 | 0
4459 | 1203.862 | 0
4460 | 1203.8265 | 0
4461 | 1203.6531 | 0
4462 | 1203.4772 | 0
4463 | 1203.4772 | 0
4464 | 1203.2 | 0
4465 | 1203.2 | 0
4466 | 1203.199 | 0
4467 | 1203.114 | 0
4468 | 1203.09 | 0
4469 | 1203.0278 | 0
4470 | 1202.7821 | 0
4471 | 1202.5043 | 0
4472 | 1202.4 | 0
4473 | 1202.4 | 0
4474 | 1202.3589 | 0
4475 | 1202.344 | 0
4476 | 1201.79 | 0
4477 | 1201.79 | 0
4478 | 1201.671 | 0
4479 | 1201.6 | 0
4480 | 1201.6 | 0
4481 | 1201.4218 | 0
4482 | 1201.1464 | 0
4483 | 1201.14 | 0
4484 | 1201.115 | 0
4485 | 1201.095 | 0
4486 | 1200.8854 | 0
4487 | 1200.8 | 0
4488 | 1200.8 | 0
4489 | 1200.8 | 0
4490 | 1200.8 | 0
4491 | 1200.7723 | 0
4492 | 1200.7083 | 0
4493 | 1200.592 | 0
4494 | 1200.589 | 0
4495 | 1200.4086 | 0
4496 | 1200.3686 | 0
4497 | 1200.2556 | 0
4498 | 1200.195 | 0
4499 | 1200.115 | 0
4500 | 1200.1137 | 0
4501 | 1200 | 0
4502 | 1199.6331 | 0
4503 | 1199.5926 | 0
4504 | 1199.3168 | 0
4505 | 1199.3168 | 0
4506 | 1199.225 | 0
4507 | 1199.2 | 0
4508 | 1199.2 | 0
4509 | 1199.2 | 0
4510 | 1199.0566 | 0
4511 | 1198.9713 | 0
4512 | 1198.8976 | 0
4513 | 1198.8156 | 0
4514 | 1198.4 | 0
4515 | 1198.4 | 0
4516 | 1198.38 | 0
4517 | 1198.3366 | 0
4518 | 1198.1621 | 0
4519 | 1198.1208 | 0
4520 | 1198.058 | 0
4521 | 1198.0387 | 0
4522 | 1198.0387 | 0
4523 | 1197.79 | 0
4524 | 1197.303 | 0
4525 | 1197.2617 | 0
4526 | 1196.9072 | 0
4527 | 1196.8 | 0
4528 | 1196.8 | 0
4529 | 1196.4829 | 0
4530 | 1196.4679 | 0
4531 | 1196.422 | 0
4532 | 1196.191 | 0
4533 | 1196.1437 | 0
4534 | 1196.1292 | 0
4535 | 1196 | 0
4536 | 1196 | 0
4537 | 1196 | 0
4538 | 1195.968 | 0
4539 | 1195.6673 | 0
4540 | 1195.5738 | 0
4541 | 1195.5738 | 0
4542 | 1195.4363 | 0
4543 | 1195.22 | 0
4544 | 1195.2 | 0
4545 | 1195.2 | 0
4546 | 1195.2 | 0
4547 | 1194.744 | 0
4548 | 1194.5136 | 0
4549 | 1194.461 | 0
4550 | 1194.4 | 0
4551 | 1194.4 | 0
4552 | 1194.4 | 0
4553 | 1193.8661 | 0
4554 | 1193.7386 | 0
4555 | 1193.708 | 0
4556 | 1193.6 | 0
4557 | 1193.6 | 0
4558 | 1193.2138 | 0
4559 | 1193.172 | 0
4560 | 1193.029 | 0
4561 | 1192.8111 | 0
4562 | 1192.7735 | 0
4563 | 1192.6799 | 0
4564 | 1192.4164 | 0
4565 | 1192.407 | 0
4566 | 1192.262 | 0
4567 | 1192 | 0
4568 | 1192 | 0
4569 | 1192 | 0
4570 | 1192 | 0
4571 | 1191.895 | 0
4572 | 1191.8232 | 0
4573 | 1191.5872 | 0
4574 | 1191.5782 | 0
4575 | 1191.2752 | 0
4576 | 1191.2 | 0
4577 | 1191.2 | 0
4578 | 1191.158 | 0
4579 | 1191.082 | 0
4580 | 1190.5629 | 0
4581 | 1190.56 | 0
4582 | 1190.482 | 0
4583 | 1190.4 | 0
4584 | 1190.4 | 0
4585 | 1190.0714 | 0
4586 | 1189.8149 | 0
4587 | 1189.7541 | 0
4588 | 1189.61 | 0
4589 | 1189.6 | 0
4590 | 1189.6 | 0
4591 | 1189.6 | 0
4592 | 1189.6 | 0
4593 | 1189.6 | 0
4594 | 1189.3358 | 0
4595 | 1189.1388 | 0
4596 | 1188.8 | 0
4597 | 1188.8 | 0
4598 | 1188.667 | 0
4599 | 1188.5309 | 0
4600 | 1188.3885 | 0
4601 | 1188.218 | 0
4602 | 1188 | 0
4603 | 1187.9385 | 0
4604 | 1187.8648 | 0
4605 | 1187.8648 | 0
4606 | 1187.464 | 0
4607 | 1187.2856 | 0
4608 | 1187.2 | 0
4609 | 1187.1293 | 0
4610 | 1187.0499 | 0
4611 | 1186.9605 | 0
4612 | 1186.715 | 0
4613 | 1186.5863 | 0
4614 | 1186.4 | 0
4615 | 1186.3938 | 0
4616 | 1186.13 | 0
4617 | 1186.075 | 0
4618 | 1185.9043 | 0
4619 | 1185.808 | 0
4620 | 1185.7689 | 0
4621 | 1185.424 | 0
4622 | 1185.2801 | 0
4623 | 1185.2757 | 0
4624 | 1185.2136 | 0
4625 | 1185.147 | 0
4626 | 1185.0608 | 0
4627 | 1184.9728 | 0
4628 | 1184.9728 | 0
4629 | 1184.9728 | 0
4630 | 1184.8307 | 0
4631 | 1184.8307 | 0
4632 | 1184.8307 | 0
4633 | 1184.8 | 0
4634 | 1184.8 | 0
4635 | 1184.4607 | 0
4636 | 1184.2177 | 0
4637 | 1184.1872 | 0
4638 | 1184.1872 | 0
4639 | 1184 | 0
4640 | 1184 | 0
4641 | 1183.914 | 0
4642 | 1183.594 | 0
4643 | 1183.4517 | 0
4644 | 1183.22 | 0
4645 | 1183.2 | 0
4646 | 1183.2 | 0
4647 | 1183.2 | 0
4648 | 1182.9589 | 0
4649 | 1182.912 | 0
4650 | 1182.818 | 0
4651 | 1182.7428 | 0
4652 | 1182.657 | 0
4653 | 1182.509 | 0
4654 | 1182.4 | 0
4655 | 1182.4 | 0
4656 | 1182.4 | 0
4657 | 1182.4 | 0
4658 | 1182.365 | 0
4659 | 1182.361 | 0
4660 | 1181.9806 | 0
4661 | 1181.9806 | 0
4662 | 1181.7602 | 0
4663 | 1181.647 | 0
4664 | 1181.6 | 0
4665 | 1181.242 | 0
4666 | 1181.19 | 0
4667 | 1181.115 | 0
4668 | 1181.0885 | 0
4669 | 1180.946 | 0
4670 | 1180.8 | 0
4671 | 1180.8 | 0
4672 | 1180.8 | 0
4673 | 1180.8 | 0
4674 | 1180.5096 | 0
4675 | 1180.5096 | 0
4676 | 1180.3883 | 0
4677 | 1180.2871 | 0
4678 | 1180 | 0
4679 | 1179.9083 | 0
4680 | 1179.7741 | 0
4681 | 1179.725 | 0
4682 | 1179.3922 | 0
4683 | 1179.3631 | 0
4684 | 1179.3466 | 0
4685 | 1179.255 | 0
4686 | 1179.2 | 0
4687 | 1179.2 | 0
4688 | 1179.2 | 0
4689 | 1179.0386 | 0
4690 | 1178.9974 | 0
4691 | 1178.5865 | 0
4692 | 1178.5 | 0
4693 | 1178.4929 | 0
4694 | 1178.4 | 0
4695 | 1178.4 | 0
4696 | 1178.36 | 0
4697 | 1178.3067 | 0
4698 | 1178.106 | 0
4699 | 1178.0217 | 0
4700 | 1177.8008 | 0
4701 | 1177.8001 | 0
4702 | 1177.6161 | 0
4703 | 1177.5675 | 0
4704 | 1177.554 | 0
4705 | 1177.4916 | 0
4706 | 1177.0613 | 0
4707 | 1176.84 | 0
4708 | 1176.832 | 0
4709 | 1176.8108 | 0
4710 | 1176.8 | 0
4711 | 1176.8 | 0
4712 | 1176.8 | 0
4713 | 1176.8 | 0
4714 | 1176.7039 | 0
4715 | 1176.207 | 0
4716 | 1176.0394 | 0
4717 | 1176 | 0
4718 | 1175.793 | 0
4719 | 1175.544 | 0
4720 | 1175.372 | 0
4721 | 1175.229 | 0
4722 | 1175.2 | 0
4723 | 1175.2 | 0
4724 | 1175.0536 | 0
4725 | 1175.0134 | 0
4726 | 1174.9733 | 0
4727 | 1174.7929 | 0
4728 | 1174.6209 | 0
4729 | 1174.6132 | 0
4730 | 1174.6132 | 0
4731 | 1174.5986 | 0
4732 | 1174.1449 | 0
4733 | 1173.9536 | 0
4734 | 1173.817 | 0
4735 | 1173.8164 | 0
4736 | 1173.7765 | 0
4737 | 1173.6 | 0
4738 | 1173.32 | 0
4739 | 1173.122 | 0
4740 | 1172.832 | 0
4741 | 1172.8 | 0
4742 | 1172.8 | 0
4743 | 1172.3997 | 0
4744 | 1172.2624 | 0
4745 | 1172.039 | 0
4746 | 1172 | 0
4747 | 1172 | 0
4748 | 1171.973 | 0
4749 | 1171.9502 | 0
4750 | 1171.847 | 0
4751 | 1171.6916 | 0
4752 | 1171.349 | 0
4753 | 1171.326 | 0
4754 | 1171.2 | 0
4755 | 1171.09 | 0
4756 | 1171.084 | 0
4757 | 1170.7092 | 0
4758 | 1170.6288 | 0
4759 | 1170.5985 | 0
4760 | 1170.4 | 0
4761 | 1170.3146 | 0
4762 | 1170.2123 | 0
4763 | 1170.2102 | 0
4764 | 1169.848 | 0
4765 | 1169.6 | 0
4766 | 1169.6 | 0
4767 | 1169.6 | 0
4768 | 1169.6 | 0
4769 | 1169.1854 | 0
4770 | 1169.049 | 0
4771 | 1168.8 | 0
4772 | 1168.8 | 0
4773 | 1168.8 | 0
4774 | 1168.6743 | 0
4775 | 1168.515 | 0
4776 | 1168.446 | 0
4777 | 1168.1969 | 0
4778 | 1168.124 | 0
4779 | 1168.045 | 0
4780 | 1168 | 0
4781 | 1168 | 0
4782 | 1168 | 0
4783 | 1167.9465 | 0
4784 | 1167.854 | 0
4785 | 1167.775 | 0
4786 | 1167.7466 | 0
4787 | 1167.432 | 0
4788 | 1167.329 | 0
4789 | 1167.2 | 0
4790 | 1167.2 | 0
4791 | 1167.2 | 0
4792 | 1167.2 | 0
4793 | 1166.9312 | 0
4794 | 1166.901 | 0
4795 | 1166.426 | 0
4796 | 1166.42 | 0
4797 | 1166.4 | 0
4798 | 1166.299 | 0
4799 | 1166.2254 | 0
4800 | 1166.196 | 0
4801 | 1165.9822 | 0
4802 | 1165.8744 | 0
4803 | 1165.8744 | 0
4804 | 1165.6 | 0
4805 | 1165.6 | 0
4806 | 1165.6 | 0
4807 | 1165.6 | 0
4808 | 1165.4076 | 0
4809 | 1165.374 | 0
4810 | 1165.2976 | 0
4811 | 1165.2105 | 0
4812 | 1165.1837 | 0
4813 | 1165.131 | 0
4814 | 1165.0637 | 0
4815 | 1165.0506 | 0
4816 | 1164.8 | 0
4817 | 1164.8 | 0
4818 | 1164.6709 | 0
4819 | 1164.5561 | 0
4820 | 1164.4744 | 0
4821 | 1164.458 | 0
4822 | 1164.3879 | 0
4823 | 1164.3282 | 0
4824 | 1164.3282 | 0
4825 | 1164.3282 | 0
4826 | 1163.9011 | 0
4827 | 1163.639 | 0
4828 | 1163.5669 | 0
4829 | 1163.2 | 0
4830 | 1163.2 | 0
4831 | 1163.1117 | 0
4832 | 1162.8571 | 0
4833 | 1162.8571 | 0
4834 | 1162.7946 | 0
4835 | 1162.7327 | 0
4836 | 1162.6599 | 0
4837 | 1162.556 | 0
4838 | 1162.5522 | 0
4839 | 1162.4 | 0
4840 | 1162.4 | 0
4841 | 1162.384 | 0
4842 | 1162.3773 | 0
4843 | 1162.2995 | 0
4844 | 1162.2995 | 0
4845 | 1162.25 | 0
4846 | 1162.174 | 0
4847 | 1162.1216 | 0
4848 | 1162.094 | 0
4849 | 1161.964 | 0
4850 | 1161.734 | 0
4851 | 1161.6 | 0
4852 | 1161.3384 | 0
4853 | 1161.248 | 0
4854 | 1161.104 | 0
4855 | 1161.093 | 0
4856 | 1161.083 | 0
4857 | 1161.0661 | 0
4858 | 1161.038 | 0
4859 | 1160.8 | 0
4860 | 1160.599 | 0
4861 | 1160.5057 | 0
4862 | 1160.349 | 0
4863 | 1160.2693 | 0
4864 | 1159.956 | 0
4865 | 1159.838 | 0
4866 | 1159.81 | 0
4867 | 1159.54 | 0
4868 | 1159.2 | 0
4869 | 1159.2 | 0
4870 | 1158.633 | 0
4871 | 1158.511 | 0
4872 | 1158.444 | 0
4873 | 1158.4 | 0
4874 | 1158.4 | 0
4875 | 1158.39 | 0
4876 | 1158.2769 | 0
4877 | 1158.2769 | 0
4878 | 1157.6379 | 0
4879 | 1157.6 | 0
4880 | 1157.2293 | 0
4881 | 1157.201 | 0
4882 | 1157.0817 | 0
4883 | 1156.956 | 0
4884 | 1156.8955 | 0
4885 | 1156.8955 | 0
4886 | 1156.838 | 0
4887 | 1156.8 | 0
4888 | 1156.517 | 0
4889 | 1156.3257 | 0
4890 | 1156 | 0
4891 | 1156 | 0
4892 | 1155.725 | 0
4893 | 1155.7145 | 0
4894 | 1155.5019 | 0
4895 | 1155.338 | 0
4896 | 1155.2987 | 0
4897 | 1155.2 | 0
4898 | 1155.2 | 0
4899 | 1154.806 | 0
4900 | 1154.7758 | 0
4901 | 1154.691 | 0
4902 | 1154.1328 | 0
4903 | 1154.1328 | 0
4904 | 1154.0047 | 0
4905 | 1153.9649 | 0
4906 | 1153.6 | 0
4907 | 1153.519 | 0
4908 | 1153.41 | 0
4909 | 1153.367 | 0
4910 | 1153.1952 | 0
4911 | 1152.9763 | 0
4912 | 1152.8 | 0
4913 | 1152.8 | 0
4914 | 1152.8 | 0
4915 | 1152.652 | 0
4916 | 1152 | 0
4917 | 1152 | 0
4918 | 1151.9371 | 0
4919 | 1151.8243 | 0
4920 | 1151.8243 | 0
4921 | 1151.437 | 0
4922 | 1151.05 | 0
4923 | 1150.936 | 0
4924 | 1150.8718 | 0
4925 | 1150.6454 | 0
4926 | 1150.5013 | 0
4927 | 1150.4507 | 0
4928 | 1150.4 | 0
4929 | 1150.4 | 0
4930 | 1150.4 | 0
4931 | 1150.3401 | 0
4932 | 1150.1519 | 0
4933 | 1149.785 | 0
4934 | 1149.6178 | 0
4935 | 1149.6 | 0
4936 | 1149.6 | 0
4937 | 1149.6 | 0
4938 | 1149.254 | 0
4939 | 1149.101 | 0
4940 | 1148.4205 | 0
4941 | 1148.1467 | 0
4942 | 1148.1467 | 0
4943 | 1148.1467 | 0
4944 | 1148 | 0
4945 | 1148 | 0
4946 | 1148 | 0
4947 | 1147.9167 | 0
4948 | 1147.7987 | 0
4949 | 1147.683 | 0
4950 | 1147.5377 | 0
4951 | 1147.534 | 0
4952 | 1147.519 | 0
4953 | 1147.4112 | 0
4954 | 1147.4094 | 0
4955 | 1147.38 | 0
4956 | 1147.369 | 0
4957 | 1147.2 | 0
4958 | 1147.2 | 0
4959 | 1147.2 | 0
4960 | 1147.17 | 0
4961 | 1147.0671 | 0
4962 | 1147.015 | 0
4963 | 1146.697 | 0
4964 | 1146.669 | 0
4965 | 1146.5832 | 0
4966 | 1146.42 | 0
4967 | 1146.4 | 0
4968 | 1146.4 | 0
4969 | 1146.178 | 0
4970 | 1146.147 | 0
4971 | 1145.9282 | 0
4972 | 1145.8446 | 0
4973 | 1145.7167 | 0
4974 | 1145.6 | 0
4975 | 1145.6 | 0
4976 | 1145.6 | 0
4977 | 1145.5301 | 0
4978 | 1145.1539 | 0
4979 | 1144.8 | 0
4980 | 1144.8 | 0
4981 | 1144.8 | 0
4982 | 1144.4632 | 0
4983 | 1144.3567 | 0
4984 | 1144.1924 | 0
4985 | 1144.168 | 0
4986 | 1144 | 0
4987 | 1143.986 | 0
4988 | 1143.3262 | 0
4989 | 1143.278 | 0
4990 | 1143.2188 | 0
4991 | 1143.193 | 0
4992 | 1143.128 | 0
4993 | 1142.5534 | 0
4994 | 1142.4 | 0
4995 | 1142.4 | 0
4996 | 1142.4 | 0
4997 | 1142.4 | 0
4998 | 1142.288 | 0
4999 | 1142.233 | 0
5000 | 1141.8157 | 0
5001 | 1141.7005 | 0
5002 | 1141.6 | 0
5003 | 1141.587 | 0
5004 | 1141.3284 | 0
5005 | 1141.3222 | 0
5006 | 1141.1439 | 0
5007 | 1141.0098 | 0
5008 | 1141.0098 | 0
5009 | 1140.835 | 0
5010 | 1140.8 | 0
5011 | 1140.583 | 0
5012 | 1140.384 | 0
5013 | 1140.3677 | 0
5014 | 1140.2509 | 0
5015 | 1140.056 | 0
5016 | 1140 | 0
5017 | 1140 | 0
5018 | 1140 | 0
5019 | 1139.749 | 0
5020 | 1139.5362 | 0
5021 | 1139.46 | 0
5022 | 1139.333 | 0
5023 | 1139.3205 | 0
5024 | 1139.2 | 0
5025 | 1139.2 | 0
5026 | 1138.585 | 0
5027 | 1138.4192 | 0
5028 | 1138.4 | 0
5029 | 1138.4 | 0
5030 | 1138.269 | 0
5031 | 1138.2471 | 0
5032 | 1138.22 | 0
5033 | 1137.9564 | 0
5034 | 1137.6 | 0
5035 | 1137.6 | 0
5036 | 1137.5314 | 0
5037 | 1137.376 | 0
5038 | 1137.1705 | 0
5039 | 1137.1139 | 0
5040 | 1137.052 | 0
5041 | 1136.8 | 0
5042 | 1136.61 | 0
5043 | 1136.3975 | 0
5044 | 1136.175 | 0
5045 | 1136.1375 | 0
5046 | 1135.9657 | 0
5047 | 1135.9 | 0
5048 | 1135.797 | 0
5049 | 1135.5657 | 0
5050 | 1135.24 | 0
5051 | 1135.205 | 0
5052 | 1135.2 | 0
5053 | 1135.0278 | 0
5054 | 1134.7688 | 0
5055 | 1134.4 | 0
5056 | 1134.4 | 0
5057 | 1134.3734 | 0
5058 | 1134.3301 | 0
5059 | 1134.3297 | 0
5060 | 1134.203 | 0
5061 | 1134.1783 | 0
5062 | 1133.6 | 0
5063 | 1133.5528 | 0
5064 | 1133.4363 | 0
5065 | 1133.4123 | 0
5066 | 1133.191 | 0
5067 | 1133.1751 | 0
5068 | 1132.8406 | 0
5069 | 1132.8 | 0
5070 | 1132.7008 | 0
5071 | 1132.6778 | 0
5072 | 1132.464 | 0
5073 | 1132.1777 | 0
5074 | 1132.013 | 0
5075 | 1132 | 0
5076 | 1132 | 0
5077 | 1131.4817 | 0
5078 | 1131.45 | 0
5079 | 1131.3953 | 0
5080 | 1131.3791 | 0
5081 | 1131.3402 | 0
5082 | 1131.2 | 0
5083 | 1131.2 | 0
5084 | 1131.2 | 0
5085 | 1131.2 | 0
5086 | 1131.076 | 0
5087 | 1131.027 | 0
5088 | 1130.671 | 0
5089 | 1130.656 | 0
5090 | 1130.4682 | 0
5091 | 1130.4 | 0
5092 | 1130.342 | 0
5093 | 1130.2855 | 0
5094 | 1129.8233 | 0
5095 | 1129.6 | 0
5096 | 1129.0885 | 0
5097 | 1128.9285 | 0
5098 | 1128.8 | 0
5099 | 1128.8 | 0
5100 | 1128.8 | 0
5101 | 1128.8 | 0
5102 | 1128.7455 | 0
5103 | 1128.6053 | 0
5104 | 1128.5775 | 0
5105 | 1128 | 0
5106 | 1128 | 0
5107 | 1128 | 0
5108 | 1127.7874 | 0
5109 | 1127.5968 | 0
5110 | 1127.5522 | 0
5111 | 1127.5522 | 0
5112 | 1127.549 | 0
5113 | 1127.493 | 0
5114 | 1127.2 | 0
5115 | 1127.2 | 0
5116 | 1127.2 | 0
5117 | 1127.2 | 0
5118 | 1127.2 | 0
5119 | 1127.015 | 0
5120 | 1126.9881 | 0
5121 | 1126.9766 | 0
5122 | 1126.9696 | 0
5123 | 1126.8 | 0
5124 | 1126.6764 | 0
5125 | 1126.5055 | 0
5126 | 1126.5055 | 0
5127 | 1126.43 | 0
5128 | 1126.4 | 0
5129 | 1126.4 | 0
5130 | 1126.266 | 0
5131 | 1125.992 | 0
5132 | 1125.8148 | 0
5133 | 1125.6 | 0
5134 | 1125.5 | 0
5135 | 1125.488 | 0
5136 | 1125.3411 | 0
5137 | 1125.237 | 0
5138 | 1125.2328 | 0
5139 | 1124.8 | 0
5140 | 1124.637 | 0
5141 | 1124.2295 | 0
5142 | 1124.1761 | 0
5143 | 1124 | 0
5144 | 1123.8746 | 0
5145 | 1123.8746 | 0
5146 | 1123.8746 | 0
5147 | 1123.825 | 0
5148 | 1123.7505 | 0
5149 | 1123.4907 | 0
5150 | 1123.1632 | 0
5151 | 1122.8155 | 0
5152 | 1122.777 | 0
5153 | 1122.775 | 0
5154 | 1122.711 | 0
5155 | 1122.6757 | 0
5156 | 1122.6445 | 0
5157 | 1122.6312 | 0
5158 | 1122.521 | 0
5159 | 1122.4035 | 0
5160 | 1122.4 | 0
5161 | 1122.4 | 0
5162 | 1122.4 | 0
5163 | 1122.3613 | 0
5164 | 1121.8987 | 0
5165 | 1121.6603 | 0
5166 | 1121.6 | 0
5167 | 1121.6 | 0
5168 | 1121.6 | 0
5169 | 1121.6 | 0
5170 | 1121.6 | 0
5171 | 1121.586 | 0
5172 | 1121.5161 | 0
5173 | 1121.2717 | 0
5174 | 1121.1221 | 0
5175 | 1120.8 | 0
5176 | 1120.197 | 0
5177 | 1120.1603 | 0
5178 | 1120.1186 | 0
5179 | 1120 | 0
5180 | 1120 | 0
5181 | 1120 | 0
5182 | 1119.86 | 0
5183 | 1119.4615 | 0
5184 | 1119.4615 | 0
5185 | 1119.408 | 0
5186 | 1119.2978 | 0
5187 | 1119.2 | 0
5188 | 1119.0192 | 0
5189 | 1118.7913 | 0
5190 | 1118.7892 | 0
5191 | 1118.7189 | 0
5192 | 1118.58 | 0
5193 | 1118.4 | 0
5194 | 1118.4 | 0
5195 | 1118.4 | 0
5196 | 1118.4 | 0
5197 | 1118.1698 | 0
5198 | 1118.0342 | 0
5199 | 1117.6 | 0
5200 | 1117.5266 | 0
5201 | 1117.404 | 0
5202 | 1117.2373 | 0
5203 | 1117.2373 | 0
5204 | 1117.132 | 0
5205 | 1117.045 | 0
5206 | 1117.0011 | 0
5207 | 1116.8 | 0
5208 | 1116.4602 | 0
5209 | 1116.444 | 0
5210 | 1116.4404 | 0
5211 | 1115.6435 | 0
5212 | 1115.5132 | 0
5213 | 1115.506 | 0
5214 | 1115.4545 | 0
5215 | 1115.2 | 0
5216 | 1115.2 | 0
5217 | 1115.1485 | 0
5218 | 1114.978 | 0
5219 | 1114.9063 | 0
5220 | 1114.771 | 0
5221 | 1114.766 | 0
5222 | 1114.3042 | 0
5223 | 1114.1294 | 0
5224 | 1114.082 | 0
5225 | 1114.0731 | 0
5226 | 1114.0731 | 0
5227 | 1114.0497 | 0
5228 | 1114.0497 | 0
5229 | 1113.8843 | 0
5230 | 1113.713 | 0
5231 | 1113.621 | 0
5232 | 1113.6 | 0
5233 | 1113.5773 | 0
5234 | 1113.5542 | 0
5235 | 1113.3524 | 0
5236 | 1113.2529 | 0
5237 | 1113.0665 | 0
5238 | 1113.0576 | 0
5239 | 1112.8 | 0
5240 | 1112.6918 | 0
5241 | 1112.5755 | 0
5242 | 1112.4017 | 0
5243 | 1112.084 | 0
5244 | 1112.0011 | 0
5245 | 1112 | 0
5246 | 1111.595 | 0
5247 | 1111.3104 | 0
5248 | 1111.2 | 0
5249 | 1111.2 | 0
5250 | 1111.2 | 0
5251 | 1111.0216 | 0
5252 | 1110.796 | 0
5253 | 1110.708 | 0
5254 | 1110.6197 | 0
5255 | 1110.6197 | 0
5256 | 1110.192 | 0
5257 | 1109.9109 | 0
5258 | 1109.8997 | 0
5259 | 1109.7952 | 0
5260 | 1109.748 | 0
5261 | 1109.6 | 0
5262 | 1109.6 | 0
5263 | 1109.6 | 0
5264 | 1109.428 | 0
5265 | 1109.3055 | 0
5266 | 1109.1642 | 0
5267 | 1108.8 | 0
5268 | 1108.431 | 0
5269 | 1108 | 0
5270 | 1108 | 0
5271 | 1107.6746 | 0
5272 | 1107.5098 | 0
5273 | 1107.3417 | 0
5274 | 1107.2 | 0
5275 | 1106.8931 | 0
5276 | 1106.8777 | 0
5277 | 1106.751 | 0
5278 | 1106.567 | 0
5279 | 1106.5238 | 0
5280 | 1106.5238 | 0
5281 | 1106.455 | 0
5282 | 1106.4 | 0
5283 | 1106.227 | 0
5284 | 1105.904 | 0
5285 | 1105.7849 | 0
5286 | 1105.6 | 0
5287 | 1105.581 | 0
5288 | 1105.284 | 0
5289 | 1105.284 | 0
5290 | 1105.275 | 0
5291 | 1105.1884 | 0
5292 | 1105.1745 | 0
5293 | 1105.0942 | 0
5294 | 1104.938 | 0
5295 | 1104.8061 | 0
5296 | 1104.482 | 0
5297 | 1104.2739 | 0
5298 | 1104.242 | 0
5299 | 1104.063 | 0
5300 | 1104.0155 | 0
5301 | 1104 | 0
5302 | 1104 | 0
5303 | 1103.6522 | 0
5304 | 1103.5739 | 0
5305 | 1103.419 | 0
5306 | 1103.3684 | 0
5307 | 1103.2 | 0
5308 | 1103.2 | 0
5309 | 1102.819 | 0
5310 | 1102.5551 | 0
5311 | 1102.5445 | 0
5312 | 1102.4753 | 0
5313 | 1102.4 | 0
5314 | 1102.4 | 0
5315 | 1102.325 | 0
5316 | 1102.0699 | 0
5317 | 1101.8888 | 0
5318 | 1101.8299 | 0
5319 | 1101.732 | 0
5320 | 1101.6408 | 0
5321 | 1101.6 | 0
5322 | 1101.6 | 0
5323 | 1101.4945 | 0
5324 | 1100.807 | 0
5325 | 1100.8 | 0
5326 | 1100.388 | 0
5327 | 1100.2595 | 0
5328 | 1100.2595 | 0
5329 | 1100.227 | 0
5330 | 1100.114 | 0
5331 | 1100.0177 | 0
5332 | 1100 | 0
5333 | 1099.9253 | 0
5334 | 1099.6024 | 0
5335 | 1099.177 | 0
5336 | 1098.997 | 0
5337 | 1098.9089 | 0
5338 | 1098.8781 | 0
5339 | 1098.8669 | 0
5340 | 1098.458 | 0
5341 | 1098.4 | 0
5342 | 1098.227 | 0
5343 | 1098.1261 | 0
5344 | 1098.0768 | 0
5345 | 1098.0623 | 0
5346 | 1097.92 | 0
5347 | 1097.3959 | 0
5348 | 1097.2 | 0
5349 | 1096.806 | 0
5350 | 1096.7099 | 0
5351 | 1096.2598 | 0
5352 | 1095.8283 | 0
5353 | 1095.822 | 0
5354 | 1095.2 | 0
5355 | 1095.1893 | 0
5356 | 1095.157 | 0
5357 | 1094.9209 | 0
5358 | 1094.6009 | 0
5359 | 1094.5292 | 0
5360 | 1094.4 | 0
5361 | 1094.398 | 0
5362 | 1094.2419 | 0
5363 | 1094.152 | 0
5364 | 1094.1275 | 0
5365 | 1093.9 | 0
5366 | 1093.7182 | 0
5367 | 1093.6 | 0
5368 | 1093.3526 | 0
5369 | 1093.259 | 0
5370 | 1093.0432 | 0
5371 | 1093.028 | 0
5372 | 1092.9827 | 0
5373 | 1092.8 | 0
5374 | 1092.8 | 0
5375 | 1092.7 | 0
5376 | 1092.6207 | 0
5377 | 1092.491 | 0
5378 | 1092.2168 | 0
5379 | 1092 | 0
5380 | 1092 | 0
5381 | 1091.61 | 0
5382 | 1091.5981 | 0
5383 | 1091.508 | 0
5384 | 1091.276 | 0
5385 | 1091.2 | 0
5386 | 1090.8972 | 0
5387 | 1090.7762 | 0
5388 | 1090.5899 | 0
5389 | 1090.429 | 0
5390 | 1090.4 | 0
5391 | 1089.986 | 0
5392 | 1089.836 | 0
5393 | 1089.7222 | 0
5394 | 1089.6 | 0
5395 | 1089.6 | 0
5396 | 1089.279 | 0
5397 | 1089.2673 | 0
5398 | 1088.8 | 0
5399 | 1088.8 | 0
5400 | 1088.8 | 0
5401 | 1088.8 | 0
5402 | 1088.8 | 0
5403 | 1088.675 | 0
5404 | 1088.5696 | 0
5405 | 1088.323 | 0
5406 | 1088.1963 | 0
5407 | 1088 | 0
5408 | 1088 | 0
5409 | 1087.883 | 0
5410 | 1087.8341 | 0
5411 | 1087.8341 | 0
5412 | 1087.8272 | 0
5413 | 1087.4829 | 0
5414 | 1087.344 | 0
5415 | 1087.2 | 0
5416 | 1087.115 | 0
5417 | 1087.0664 | 0
5418 | 1086.631 | 0
5419 | 1086.618 | 0
5420 | 1086.4 | 0
5421 | 1086.4 | 0
5422 | 1086.354 | 0
5423 | 1086.2248 | 0
5424 | 1085.9861 | 0
5425 | 1085.7551 | 0
5426 | 1085.7551 | 0
5427 | 1085.638 | 0
5428 | 1085.6 | 0
5429 | 1085.6 | 0
5430 | 1084.892 | 0
5431 | 1084.8 | 0
5432 | 1084.8 | 0
5433 | 1084.3737 | 0
5434 | 1084.0897 | 0
5435 | 1083.978 | 0
5436 | 1083.813 | 0
5437 | 1083.6514 | 0
5438 | 1083.6407 | 0
5439 | 1083.2 | 0
5440 | 1083.2 | 0
5441 | 1083.1262 | 0
5442 | 1082.9924 | 0
5443 | 1082.942 | 0
5444 | 1082.8362 | 0
5445 | 1082.752 | 0
5446 | 1082.4 | 0
5447 | 1082.4 | 0
5448 | 1082.229 | 0
5449 | 1082.1742 | 0
5450 | 1081.973 | 0
5451 | 1081.9499 | 0
5452 | 1081.611 | 0
5453 | 1081.511 | 0
5454 | 1081.3773 | 0
5455 | 1081.276 | 0
5456 | 1081.252 | 0
5457 | 1081.2144 | 0
5458 | 1081.1711 | 0
5459 | 1081.05 | 0
5460 | 1080.957 | 0
5461 | 1080.8 | 0
5462 | 1080.8 | 0
5463 | 1080.5804 | 0
5464 | 1080.559 | 0
5465 | 1080.396 | 0
5466 | 1080.054 | 0
5467 | 1080 | 0
5468 | 1079.7616 | 0
5469 | 1079.591 | 0
5470 | 1079.2074 | 0
5471 | 1079.2 | 0
5472 | 1078.9867 | 0
5473 | 1078.8483 | 0
5474 | 1078.4 | 0
5475 | 1078.2723 | 0
5476 | 1078.1882 | 0
5477 | 1078.088 | 0
5478 | 1078.045 | 0
5479 | 1077.8998 | 0
5480 | 1077.866 | 0
5481 | 1077.8269 | 0
5482 | 1077.6 | 0
5483 | 1077.6 | 0
5484 | 1077.5727 | 0
5485 | 1077.5368 | 0
5486 | 1077.4669 | 0
5487 | 1077.4462 | 0
5488 | 1077.3961 | 0
5489 | 1077.291 | 0
5490 | 1076.9383 | 0
5491 | 1076.9171 | 0
5492 | 1076.8 | 0
5493 | 1076.8 | 0
5494 | 1076.722 | 0
5495 | 1076.3005 | 0
5496 | 1076.0855 | 0
5497 | 1076.0855 | 0
5498 | 1076.0855 | 0
5499 | 1076.0594 | 0
5500 | 1076 | 0
5501 | 1076 | 0
5502 | 1076 | 0
5503 | 1075.8529 | 0
5504 | 1075.5123 | 0
5505 | 1075.3302 | 0
5506 | 1075.3302 | 0
5507 | 1075.2 | 0
5508 | 1075.2 | 0
5509 | 1074.5947 | 0
5510 | 1074.5947 | 0
5511 | 1074.4 | 0
5512 | 1074.33 | 0
5513 | 1074.0238 | 0
5514 | 1073.9732 | 0
5515 | 1073.6523 | 0
5516 | 1073.6 | 0
5517 | 1073.6 | 0
5518 | 1073.6 | 0
5519 | 1073.6 | 0
5520 | 1073.537 | 0
5521 | 1073.4084 | 0
5522 | 1073.3228 | 0
5523 | 1072.8488 | 0
5524 | 1072.8 | 0
5525 | 1072.8 | 0
5526 | 1072.8 | 0
5527 | 1072.5339 | 0
5528 | 1072.2006 | 0
5529 | 1072.122 | 0
5530 | 1072 | 0
5531 | 1072 | 0
5532 | 1071.8147 | 0
5533 | 1071.6526 | 0
5534 | 1071.6104 | 0
5535 | 1071.458 | 0
5536 | 1071.4449 | 0
5537 | 1071.439 | 0
5538 | 1071.3572 | 0
5539 | 1071.282 | 0
5540 | 1071.2507 | 0
5541 | 1071.2 | 0
5542 | 1071.05 | 0
5543 | 1070.4841 | 0
5544 | 1070.4651 | 0
5545 | 1070.4 | 0
5546 | 1070.4 | 0
5547 | 1070.4 | 0
5548 | 1070.1512 | 0
5549 | 1069.6 | 0
5550 | 1069.4461 | 0
5551 | 1069.424 | 0
5552 | 1069.424 | 0
5553 | 1069.3668 | 0
5554 | 1068.8 | 0
5555 | 1068.7106 | 0
5556 | 1068.5028 | 0
5557 | 1068.0858 | 0
5558 | 1067.9509 | 0
5559 | 1067.8206 | 0
5560 | 1067.6514 | 0
5561 | 1067.464 | 0
5562 | 1067.315 | 0
5563 | 1067.268 | 0
5564 | 1067.2395 | 0
5565 | 1067.2 | 0
5566 | 1066.826 | 0
5567 | 1066.4502 | 0
5568 | 1066.4 | 0
5569 | 1066.2364 | 0
5570 | 1066.076 | 0
5571 | 1065.6 | 0
5572 | 1065.5889 | 0
5573 | 1065.211 | 0
5574 | 1064.8 | 0
5575 | 1064.8 | 0
5576 | 1064.339 | 0
5577 | 1064.2324 | 0
5578 | 1064 | 0
5579 | 1064 | 0
5580 | 1063.922 | 0
5581 | 1062.6763 | 0
5582 | 1062.5736 | 0
5583 | 1062.166 | 0
5584 | 1061.6 | 0
5585 | 1061.5812 | 0
5586 | 1061.564 | 0
5587 | 1061.519 | 0
5588 | 1061.386 | 0
5589 | 1061.094 | 0
5590 | 1060.8905 | 0
5591 | 1060.777 | 0
5592 | 1060.1998 | 0
5593 | 1060.1419 | 0
5594 | 1059.8843 | 0
5595 | 1059.7836 | 0
5596 | 1059.5877 | 0
5597 | 1059.333 | 0
5598 | 1058.8184 | 0
5599 | 1058.51 | 0
5600 | 1058.1277 | 0
5601 | 1057.9646 | 0
5602 | 1057.6778 | 0
5603 | 1057.6 | 0
5604 | 1057.6 | 0
5605 | 1057.6 | 0
5606 | 1057.4129 | 0
5607 | 1057.156 | 0
5608 | 1056.4835 | 0
5609 | 1056 | 0
5610 | 1056 | 0
5611 | 1056 | 0
5612 | 1056 | 0
5613 | 1055.859 | 0
5614 | 1055.456 | 0
5615 | 1055.365 | 0
5616 | 1055.2 | 0
5617 | 1055.169 | 0
5618 | 1055.099 | 0
5619 | 1055.082 | 0
5620 | 1054.9635 | 0
5621 | 1054.7357 | 0
5622 | 1054.7357 | 0
5623 | 1054.7081 | 0
5624 | 1054.4 | 0
5625 | 1054.4 | 0
5626 | 1054.4 | 0
5627 | 1054.2475 | 0
5628 | 1054.0186 | 0
5629 | 1053.7961 | 0
5630 | 1053.719 | 0
5631 | 1053.6 | 0
5632 | 1053.267 | 0
5633 | 1053.168 | 0
5634 | 1052.302 | 0
5635 | 1052 | 0
5636 | 1051.8925 | 0
5637 | 1051.3962 | 0
5638 | 1051.2209 | 0
5639 | 1051.2 | 0
5640 | 1051.2 | 0
5641 | 1051.2 | 0
5642 | 1051.1298 | 0
5643 | 1051.0647 | 0
5644 | 1051.0551 | 0
5645 | 1050.9114 | 0
5646 | 1050.829 | 0
5647 | 1050.4 | 0
5648 | 1050.3472 | 0
5649 | 1050.3226 | 0
5650 | 1050.3226 | 0
5651 | 1050.3226 | 0
5652 | 1050.113 | 0
5653 | 1049.8395 | 0
5654 | 1049.667 | 0
5655 | 1049.6 | 0
5656 | 1049.5751 | 0
5657 | 1049.4094 | 0
5658 | 1049.2758 | 0
5659 | 1049.2511 | 0
5660 | 1049.1048 | 0
5661 | 1048.5359 | 0
5662 | 1048.2088 | 0
5663 | 1048.116 | 0
5664 | 1048 | 0
5665 | 1048 | 0
5666 | 1047.8219 | 0
5667 | 1047.7675 | 0
5668 | 1047.7675 | 0
5669 | 1047.2 | 0
5670 | 1047.146 | 0
5671 | 1047.104 | 0
5672 | 1046.5357 | 0
5673 | 1046.5245 | 0
5674 | 1046.4 | 0
5675 | 1046.4 | 0
5676 | 1046.3142 | 0
5677 | 1046.053 | 0
5678 | 1045.7588 | 0
5679 | 1045.7035 | 0
5680 | 1045.6 | 0
5681 | 1045.6 | 0
5682 | 1045.1739 | 0
5683 | 1044.9992 | 0
5684 | 1044.814 | 0
5685 | 1044.8 | 0
5686 | 1044.8 | 0
5687 | 1044.668 | 0
5688 | 1044.091 | 0
5689 | 1044.046 | 0
5690 | 1044 | 0
5691 | 1044 | 0
5692 | 1044 | 0
5693 | 1043.7397 | 0
5694 | 1043.557 | 0
5695 | 1043.2 | 0
5696 | 1043.0311 | 0
5697 | 1042.9674 | 0
5698 | 1042.9327 | 0
5699 | 1042.651 | 0
5700 | 1042.494 | 0
5701 | 1042.2318 | 0
5702 | 1041.9355 | 0
5703 | 1041.8741 | 0
5704 | 1041.8558 | 0
5705 | 1041.693 | 0
5706 | 1041.6 | 0
5707 | 1041.4963 | 0
5708 | 1041.064 | 0
5709 | 1040.947 | 0
5710 | 1040.8 | 0
5711 | 1040.75 | 0
5712 | 1040.5708 | 0
5713 | 1040.3999 | 0
5714 | 1040.324 | 0
5715 | 1040.17 | 0
5716 | 1040.17 | 0
5717 | 1040.0298 | 0
5718 | 1040.0253 | 0
5719 | 1040.0253 | 0
5720 | 1040.0253 | 0
5721 | 1040 | 0
5722 | 1040 | 0
5723 | 1039.8662 | 0
5724 | 1039.674 | 0
5725 | 1039.5433 | 0
5726 | 1039.4979 | 0
5727 | 1039.4793 | 0
5728 | 1039.2 | 0
5729 | 1038.7663 | 0
5730 | 1038.644 | 0
5731 | 1038.439 | 0
5732 | 1038.0979 | 0
5733 | 1038.0979 | 0
5734 | 1038.061 | 0
5735 | 1037.8187 | 0
5736 | 1037.81 | 0
5737 | 1037.6411 | 0
5738 | 1037.6 | 0
5739 | 1037.4685 | 0
5740 | 1037.0083 | 0
5741 | 1036.9885 | 0
5742 | 1036.9712 | 0
5743 | 1036.8 | 0
5744 | 1036.8 | 0
5745 | 1036.7165 | 0
5746 | 1036.4355 | 0
5747 | 1036.3477 | 0
5748 | 1036.347 | 0
5749 | 1035.63 | 0
5750 | 1035.6122 | 0
5751 | 1035.489 | 0
5752 | 1035.3352 | 0
5753 | 1035.2371 | 0
5754 | 1035.196 | 0
5755 | 1034.934 | 0
5756 | 1034.8766 | 0
5757 | 1034.4 | 0
5758 | 1034.163 | 0
5759 | 1034.1411 | 0
5760 | 1034.1178 | 0
5761 | 1034.0283 | 0
5762 | 1033.825 | 0
5763 | 1033.754 | 0
5764 | 1033.564 | 0
5765 | 1033.486 | 0
5766 | 1033.4007 | 0
5767 | 1033.3278 | 0
5768 | 1032.9192 | 0
5769 | 1032.8 | 0
5770 | 1032.8 | 0
5771 | 1032.7373 | 0
5772 | 1032.5724 | 0
5773 | 1032.5448 | 0
5774 | 1032 | 0
5775 | 1031.9346 | 0
5776 | 1031.8818 | 0
5777 | 1031.53 | 0
5778 | 1031.203 | 0
5779 | 1031.2 | 0
5780 | 1031.199 | 0
5781 | 1031.1911 | 0
5782 | 1031.1911 | 0
5783 | 1030.8817 | 0
5784 | 1030.5004 | 0
5785 | 1030.4 | 0
5786 | 1030.094 | 0
5787 | 1029.977 | 0
5788 | 1029.964 | 0
5789 | 1029.6 | 0
5790 | 1029.466 | 0
5791 | 1029.119 | 0
5792 | 1029.119 | 0
5793 | 1028.874 | 0
5794 | 1028.83 | 0
5795 | 1028.8 | 0
5796 | 1028.635 | 0
5797 | 1028.4225 | 0
5798 | 1028.257 | 0
5799 | 1028 | 0
5800 | 1028 | 0
5801 | 1027.9858 | 0
5802 | 1027.7377 | 0
5803 | 1027.48 | 0
5804 | 1027.129 | 0
5805 | 1027.0912 | 0
5806 | 1026.622 | 0
5807 | 1026.462 | 0
5808 | 1026.4 | 0
5809 | 1026.4 | 0
5810 | 1026.3765 | 0
5811 | 1025.9707 | 0
5812 | 1025.3149 | 0
5813 | 1025.232 | 0
5814 | 1025.0301 | 0
5815 | 1024.9954 | 0
5816 | 1024.991 | 0
5817 | 1024.287 | 0
5818 | 1024.0045 | 0
5819 | 1024 | 0
5820 | 1023.3432 | 0
5821 | 1023.2276 | 0
5822 | 1023.2024 | 0
5823 | 1022.9029 | 0
5824 | 1022.571 | 0
5825 | 1022.55 | 0
5826 | 1022.4 | 0
5827 | 1022.2874 | 0
5828 | 1022.2122 | 0
5829 | 1021.6373 | 0
5830 | 1021.6 | 0
5831 | 1021.5215 | 0
5832 | 1021.1849 | 0
5833 | 1021.024 | 0
5834 | 1020.8968 | 0
5835 | 1020.8968 | 0
5836 | 1020.8308 | 0
5837 | 1020.8308 | 0
5838 | 1020.8 | 0
5839 | 1020.5365 | 0
5840 | 1020.516 | 0
5841 | 1020 | 0
5842 | 1020 | 0
5843 | 1019.8339 | 0
5844 | 1019.831 | 0
5845 | 1019.4494 | 0
5846 | 1019.4307 | 0
5847 | 1019.2 | 0
5848 | 1019.2 | 0
5849 | 1019.092 | 0
5850 | 1018.6952 | 0
5851 | 1018.4 | 0
5852 | 1018.275 | 0
5853 | 1018.1982 | 0
5854 | 1018.0681 | 0
5855 | 1017.97 | 0
5856 | 1017.789 | 0
5857 | 1017.622 | 0
5858 | 1017.2747 | 0
5859 | 1017.1236 | 0
5860 | 1017.049 | 0
5861 | 1016.8 | 0
5862 | 1016.1898 | 0
5863 | 1016.173 | 0
5864 | 1016 | 0
5865 | 1016 | 0
5866 | 1016 | 0
5867 | 1016 | 0
5868 | 1015.996 | 0
5869 | 1015.996 | 0
5870 | 1015.736 | 0
5871 | 1015.72 | 0
5872 | 1015.4608 | 0
5873 | 1015.0755 | 0
5874 | 1015.0176 | 0
5875 | 1014.4 | 0
5876 | 1014.4 | 0
5877 | 1014.359 | 0
5878 | 1014.0104 | 0
5879 | 1013.9043 | 0
5880 | 1013.2333 | 0
5881 | 1012.9324 | 0
5882 | 1012.811 | 0
5883 | 1012.5426 | 0
5884 | 1012.197 | 0
5885 | 1012 | 0
5886 | 1011.616 | 0
5887 | 1011.485 | 0
5888 | 1010.9393 | 0
5889 | 1010.911 | 0
5890 | 1010.871 | 0
5891 | 1010.5833 | 0
5892 | 1010.4706 | 0
5893 | 1010.4 | 0
5894 | 1009.939 | 0
5895 | 1009.8492 | 0
5896 | 1009.7099 | 0
5897 | 1009.6 | 0
5898 | 1009.0892 | 0
5899 | 1008.8 | 0
5900 | 1008.77 | 0
5901 | 1008.407 | 0
5902 | 1008.3985 | 0
5903 | 1008.3985 | 0
5904 | 1008.2725 | 0
5905 | 1008 | 0
5906 | 1007.9081 | 0
5907 | 1007.2 | 0
5908 | 1007.057 | 0
5909 | 1007.0171 | 0
5910 | 1006.9788 | 0
5911 | 1006.9269 | 0
5912 | 1006.925 | 0
5913 | 1006.4 | 0
5914 | 1006.4 | 0
5915 | 1005.6358 | 0
5916 | 1005.3405 | 0
5917 | 1005.2559 | 0
5918 | 1004.7203 | 0
5919 | 1004.4362 | 0
5920 | 1004.3509 | 0
5921 | 1004.2544 | 0
5922 | 1004 | 0
5923 | 1003.9848 | 0
5924 | 1003.5637 | 0
5925 | 1003.5499 | 0
5926 | 1003.5325 | 0
5927 | 1003.501 | 0
5928 | 1003.211 | 0
5929 | 1003.197 | 0
5930 | 1003.1398 | 0
5931 | 1002.649 | 0
5932 | 1002.5404 | 0
5933 | 1002.4448 | 0
5934 | 1002.3878 | 0
5935 | 1002.061 | 0
5936 | 1001.7782 | 0
5937 | 1001.4733 | 0
5938 | 1001.0427 | 0
5939 | 1001.0427 | 0
5940 | 1001.0427 | 0
5941 | 1000.8 | 0
5942 | 1000.6964 | 0
5943 | 1000.3072 | 0
5944 | 1000.1103 | 0
5945 | 1000 | 0
5946 | 999.966 | 0
5947 | 999.303 | 0
5948 | 999.2 | 0
5949 | 999.188 | 0
5950 | 999.0366 | 0
5951 | 998.7939 | 0
5952 | 998.7617 | 0
5953 | 998.7289 | 0
5954 | 998.4 | 0
5955 | 998.236 | 0
5956 | 998.1356 | 0
5957 | 997.74 | 0
5958 | 997.6 | 0
5959 | 997.558 | 0
5960 | 997.388 | 0
5961 | 997.387 | 0
5962 | 996.949 | 0
5963 | 996.848 | 0
5964 | 996.8117 | 0
5965 | 996.8 | 0
5966 | 996.612 | 0
5967 | 996 | 0
5968 | 995.2755 | 0
5969 | 995.2 | 0
5970 | 995.2 | 0
5971 | 994.822 | 0
5972 | 994.4167 | 0
5973 | 994.4 | 0
5974 | 994.134 | 0
5975 | 994.1031 | 0
5976 | 993.966 | 0
5977 | 993.9174 | 0
5978 | 993.8319 | 0
5979 | 993.6875 | 0
5980 | 993.6 | 0
5981 | 993.5084 | 0
5982 | 993.2035 | 0
5983 | 992.8 | 0
5984 | 992.7355 | 0
5985 | 992.2165 | 0
5986 | 992.147 | 0
5987 | 992 | 0
5988 | 991.3731 | 0
5989 | 991.2 | 0
5990 | 991.14 | 0
5991 | 991.1314 | 0
5992 | 991.078 | 0
5993 | 991.068 | 0
5994 | 990.4614 | 0
5995 | 990.0065 | 0
5996 | 989.602 | 0
5997 | 989.561 | 0
5998 | 989.2744 | 0
5999 | 989.2744 | 0
6000 | 988.9209 | 0
6001 | 988.8 | 0
6002 | 988.8 | 0
6003 | 988.5389 | 0
6004 | 988.449 | 0
6005 | 988.3687 | 0
6006 | 988.3687 | 0
6007 | 987.833 | 0
6008 | 987.823 | 0
6009 | 987.594 | 0
6010 | 986.9251 | 0
6011 | 986.7115 | 0
6012 | 985.6059 | 0
6013 | 985.6 | 0
6014 | 985.6 | 0
6015 | 985.1178 | 0
6016 | 984.961 | 0
6017 | 984.8613 | 0
6018 | 984.8 | 0
6019 | 983.6487 | 0
6020 | 983.2 | 0
6021 | 983.0315 | 0
6022 | 982.8432 | 0
6023 | 982.8432 | 0
6024 | 982.402 | 0
6025 | 982.4 | 0
6026 | 981.6 | 0
6027 | 981.3959 | 0
6028 | 981.304 | 0
6029 | 980.994 | 0
6030 | 980.8 | 0
6031 | 980.4482 | 0
6032 | 980.197 | 0
6033 | 979.933 | 0
6034 | 979.2 | 0
6035 | 979.152 | 0
6036 | 979.12 | 0
6037 | 979.053 | 0
6038 | 978.9424 | 0
6039 | 978.516 | 0
6040 | 978.4 | 0
6041 | 978.4 | 0
6042 | 978.1652 | 0
6043 | 977.329 | 0
6044 | 977.25 | 0
6045 | 976.907 | 0
6046 | 976.828 | 0
6047 | 976.8 | 0
6048 | 976.8 | 0
6049 | 976.5554 | 0
6050 | 976.1213 | 0
6051 | 976.035 | 0
6052 | 976.002 | 0
6053 | 975.9364 | 0
6054 | 975.8383 | 0
6055 | 975.5698 | 0
6056 | 975.2784 | 0
6057 | 975.268 | 0
6058 | 974.5728 | 0
6059 | 974.555 | 0
6060 | 974.019 | 0
6061 | 973.8643 | 0
6062 | 973.8643 | 0
6063 | 973.6 | 0
6064 | 973.1736 | 0
6065 | 973.1736 | 0
6066 | 973.1736 | 0
6067 | 972.841 | 0
6068 | 972.737 | 0
6069 | 972.383 | 0
6070 | 972.3574 | 0
6071 | 972.165 | 0
6072 | 972 | 0
6073 | 971.536 | 0
6074 | 971.201 | 0
6075 | 971.2 | 0
6076 | 971.1397 | 0
6077 | 970.887 | 0
6078 | 970.8864 | 0
6079 | 970.741 | 0
6080 | 970.4 | 0
6081 | 970.3841 | 0
6082 | 970.1509 | 0
6083 | 969.7735 | 0
6084 | 969.506 | 0
6085 | 969.134 | 0
6086 | 969.0295 | 0
6087 | 968.9779 | 0
6088 | 968.8011 | 0
6089 | 968.8 | 0
6090 | 968.3737 | 0
6091 | 968.3388 | 0
6092 | 968 | 0
6093 | 967.693 | 0
6094 | 967.4928 | 0
6095 | 967.4233 | 0
6096 | 967.2088 | 0
6097 | 967.2 | 0
6098 | 967.2 | 0
6099 | 966.9575 | 0
6100 | 966.9575 | 0
6101 | 966.93 | 0
6102 | 966.5111 | 0
6103 | 966.2668 | 0
6104 | 966.192 | 0
6105 | 966.144 | 0
6106 | 965.839 | 0
6107 | 965.4739 | 0
6108 | 965.107 | 0
6109 | 964.8 | 0
6110 | 964.8 | 0
6111 | 964.4063 | 0
6112 | 964.1947 | 0
6113 | 964 | 0
6114 | 963.4036 | 0
6115 | 963.2 | 0
6116 | 963.2 | 0
6117 | 962.7957 | 0
6118 | 962.5079 | 0
6119 | 962.443 | 0
6120 | 962.4338 | 0
6121 | 962.0602 | 0
6122 | 961.6 | 0
6123 | 961.6 | 0
6124 | 961.5296 | 0
6125 | 961.4501 | 0
6126 | 961.3246 | 0
6127 | 961.0472 | 0
6128 | 961.001 | 0
6129 | 960.8 | 0
6130 | 960.752 | 0
6131 | 960.7413 | 0
6132 | 960.2503 | 0
6133 | 960 | 0
6134 | 960 | 0
6135 | 959.8536 | 0
6136 | 959.437 | 0
6137 | 958.726 | 0
6138 | 958.609 | 0
6139 | 958.182 | 0
6140 | 957.674 | 0
6141 | 957.647 | 0
6142 | 957.6 | 0
6143 | 957.6 | 0
6144 | 957.501 | 0
6145 | 956.9115 | 0
6146 | 956.861 | 0
6147 | 956.4739 | 0
6148 | 956.176 | 0
6149 | 956.176 | 0
6150 | 955.9065 | 0
6151 | 955.563 | 0
6152 | 955.4405 | 0
6153 | 955.36 | 0
6154 | 955.2158 | 0
6155 | 954.794 | 0
6156 | 954.5252 | 0
6157 | 954.5088 | 0
6158 | 954.4075 | 0
6159 | 954.4 | 0
6160 | 953.993 | 0
6161 | 953.6 | 0
6162 | 953.6 | 0
6163 | 953.4016 | 0
6164 | 952.8174 | 0
6165 | 952.8 | 0
6166 | 952.1242 | 0
6167 | 951.6977 | 0
6168 | 951.408 | 0
6169 | 951.2 | 0
6170 | 951.0801 | 0
6171 | 951.0274 | 0
6172 | 950.4987 | 0
6173 | 950.4 | 0
6174 | 950.4 | 0
6175 | 950.4 | 0
6176 | 949.841 | 0
6177 | 949.7888 | 0
6178 | 949.6904 | 0
6179 | 949.6 | 0
6180 | 949.6 | 0
6181 | 949.6 | 0
6182 | 949.6 | 0
6183 | 949.5925 | 0
6184 | 949.208 | 0
6185 | 948.6415 | 0
6186 | 948.631 | 0
6187 | 948.3591 | 0
6188 | 947.273 | 0
6189 | 946.9489 | 0
6190 | 946.4 | 0
6191 | 946.1464 | 0
6192 | 945.9468 | 0
6193 | 945.9063 | 0
6194 | 945.9063 | 0
6195 | 945.8787 | 0
6196 | 945.2549 | 0
6197 | 945.1432 | 0
6198 | 944.8 | 0
6199 | 944.397 | 0
6200 | 944.3424 | 0
6201 | 944.1649 | 0
6202 | 943.9799 | 0
6203 | 943.5293 | 0
6204 | 943.4742 | 0
6205 | 943.2 | 0
6206 | 943.2 | 0
6207 | 943.2 | 0
6208 | 942.426 | 0
6209 | 942.4 | 0
6210 | 942.4 | 0
6211 | 942.4 | 0
6212 | 942.4 | 0
6213 | 942.1656 | 0
6214 | 941.4022 | 0
6215 | 940.8 | 0
6216 | 939.5312 | 0
6217 | 939.3301 | 0
6218 | 939.3183 | 0
6219 | 939.259 | 0
6220 | 938.7295 | 0
6221 | 938.571 | 0
6222 | 937.788 | 0
6223 | 937.6 | 0
6224 | 936.9874 | 0
6225 | 936.9532 | 0
6226 | 936.672 | 0
6227 | 936.447 | 0
6228 | 936.0094 | 0
6229 | 936 | 0
6230 | 935.942 | 0
6231 | 935.4336 | 0
6232 | 935.0749 | 0
6233 | 934.4 | 0
6234 | 934.389 | 0
6235 | 934.3477 | 0
6236 | 934.1267 | 0
6237 | 934.1104 | 0
6238 | 933.8677 | 0
6239 | 933.853 | 0
6240 | 933.7278 | 0
6241 | 933.699 | 0
6242 | 933.6 | 0
6243 | 933.17 | 0
6244 | 933.114 | 0
6245 | 933.1028 | 0
6246 | 932.616 | 0
6247 | 932.4233 | 0
6248 | 932.415 | 0
6249 | 932 | 0
6250 | 932 | 0
6251 | 931.0419 | 0
6252 | 930.985 | 0
6253 | 930.64 | 0
6254 | 930.6139 | 0
6255 | 930.0798 | 0
6256 | 930.0669 | 0
6257 | 929.6605 | 0
6258 | 929.5402 | 0
6259 | 928.89 | 0
6260 | 928.5379 | 0
6261 | 928.2792 | 0
6262 | 927.5885 | 0
6263 | 927.2 | 0
6264 | 927.2 | 0
6265 | 926.8978 | 0
6266 | 926.8872 | 0
6267 | 926.8434 | 0
6268 | 926.6013 | 0
6269 | 925.5164 | 0
6270 | 925.2842 | 0
6271 | 924.9656 | 0
6272 | 924.647 | 0
6273 | 924 | 0
6274 | 923.2 | 0
6275 | 923.2 | 0
6276 | 923.0026 | 0
6277 | 923.0026 | 0
6278 | 922.415 | 0
6279 | 921.625 | 0
6280 | 921.6 | 0
6281 | 921.6 | 0
6282 | 920.542 | 0
6283 | 920.17 | 0
6284 | 920.1355 | 0
6285 | 920 | 0
6286 | 919.991 | 0
6287 | 919.3003 | 0
6288 | 918.666 | 0
6289 | 918.6645 | 0
6290 | 918.6096 | 0
6291 | 918.411 | 0
6292 | 918.4 | 0
6293 | 918.03 | 0
6294 | 917.901 | 0
6295 | 916.9976 | 0
6296 | 916.0101 | 0
6297 | 916 | 0
6298 | 915.603 | 0
6299 | 915.477 | 0
6300 | 915.255 | 0
6301 | 915.2 | 0
6302 | 914.8386 | 0
6303 | 914.3338 | 0
6304 | 914.2514 | 0
6305 | 914.0068 | 0
6306 | 913.5158 | 0
6307 | 912.0448 | 0
6308 | 912 | 0
6309 | 911.7028 | 0
6310 | 911.7028 | 0
6311 | 911.6949 | 0
6312 | 911.5146 | 0
6313 | 911.1879 | 0
6314 | 910.899 | 0
6315 | 910.3214 | 0
6316 | 909.1027 | 0
6317 | 908.4526 | 0
6318 | 908.0488 | 0
6319 | 907.915 | 0
6320 | 907.5587 | 0
6321 | 906.4 | 0
6322 | 906.4 | 0
6323 | 906.2351 | 0
6324 | 906.1606 | 0
6325 | 906.1606 | 0
6326 | 906.1208 | 0
6327 | 905.877 | 0
6328 | 905.6 | 0
6329 | 905.5732 | 0
6330 | 905.477 | 0
6331 | 905.4251 | 0
6332 | 905.259 | 0
6333 | 905.101 | 0
6334 | 904.8 | 0
6335 | 904.3835 | 0
6336 | 904.057 | 0
6337 | 904 | 0
6338 | 904 | 0
6339 | 903.9083 | 0
6340 | 903.8122 | 0
6341 | 903.735 | 0
6342 | 903.2 | 0
6343 | 902.483 | 0
6344 | 902.102 | 0
6345 | 901.6 | 0
6346 | 900.704 | 0
6347 | 900.697 | 0
6348 | 900.2029 | 0
6349 | 900.079 | 0
6350 | 899.6868 | 0
6351 | 899.541 | 0
6352 | 899.2 | 0
6353 | 898.8077 | 0
6354 | 898.5931 | 0
6355 | 898.574 | 0
6356 | 898.4 | 0
6357 | 898.155 | 0
6358 | 898.0699 | 0
6359 | 897.95 | 0
6360 | 897.6 | 0
6361 | 896.5867 | 0
6362 | 896 | 0
6363 | 895.8243 | 0
6364 | 895.1263 | 0
6365 | 895.1263 | 0
6366 | 895.0328 | 0
6367 | 894.9055 | 0
6368 | 894.813 | 0
6369 | 894.4 | 0
6370 | 893.7415 | 0
6371 | 892.9213 | 0
6372 | 892.8 | 0
6373 | 892.8 | 0
6374 | 891.925 | 0
6375 | 891.6729 | 0
6376 | 891.6729 | 0
6377 | 891.524 | 0
6378 | 891.267 | 0
6379 | 890.7147 | 0
6380 | 890.4 | 0
6381 | 890.4 | 0
6382 | 889.7008 | 0
6383 | 889.368 | 0
6384 | 889.2698 | 0
6385 | 889.2437 | 0
6386 | 889.005 | 0
6387 | 888.9102 | 0
6388 | 888.252 | 0
6389 | 888.082 | 0
6390 | 888.077 | 0
6391 | 888.0562 | 0
6392 | 888 | 0
6393 | 887.264 | 0
6394 | 887.0799 | 0
6395 | 886.366 | 0
6396 | 886.201 | 0
6397 | 886.193 | 0
6398 | 885.9086 | 0
6399 | 885.4685 | 0
6400 | 884.928 | 0
6401 | 883.3154 | 0
6402 | 883.2 | 0
6403 | 882.8525 | 0
6404 | 882.8417 | 0
6405 | 882.8235 | 0
6406 | 882.694 | 0
6407 | 882.651 | 0
6408 | 882.624 | 0
6409 | 882.579 | 0
6410 | 882.1064 | 0
6411 | 881.612 | 0
6412 | 881.4527 | 0
6413 | 881.3451 | 0
6414 | 880.938 | 0
6415 | 880.8 | 0
6416 | 880.622 | 0
6417 | 880 | 0
6418 | 879.9313 | 0
6419 | 879.7304 | 0
6420 | 879.2406 | 0
6421 | 879.0094 | 0
6422 | 878.5446 | 0
6423 | 878.4 | 0
6424 | 877.8811 | 0
6425 | 877.6 | 0
6426 | 877.3751 | 0
6427 | 876.805 | 0
6428 | 876.8 | 0
6429 | 876.8 | 0
6430 | 876.8 | 0
6431 | 876.5771 | 0
6432 | 876.383 | 0
6433 | 876.0043 | 0
6434 | 875.7872 | 0
6435 | 875.2 | 0
6436 | 874.7245 | 0
6437 | 874.2602 | 0
6438 | 874.205 | 0
6439 | 873.0622 | 0
6440 | 873.013 | 0
6441 | 872.9741 | 0
6442 | 872.0645 | 0
6443 | 871.996 | 0
6444 | 871.6431 | 0
6445 | 871.2 | 0
6446 | 870.547 | 0
6447 | 870.304 | 0
6448 | 870.2682 | 0
6449 | 870.2617 | 0
6450 | 869.633 | 0
6451 | 869.487 | 0
6452 | 866.892 | 0
6453 | 866.164 | 0
6454 | 866.1271 | 0
6455 | 864.861 | 0
6456 | 864.8 | 0
6457 | 864.1732 | 0
6458 | 863.605 | 0
6459 | 863.52 | 0
6460 | 863.2 | 0
6461 | 862.4134 | 0
6462 | 861.9735 | 0
6463 | 861.226 | 0
6464 | 860.9694 | 0
6465 | 860.8 | 0
6466 | 860.8 | 0
6467 | 860.713 | 0
6468 | 860.5921 | 0
6469 | 860.551 | 0
6470 | 859.624 | 0
6471 | 859.4179 | 0
6472 | 858.742 | 0
6473 | 858.4429 | 0
6474 | 858.4 | 0
6475 | 858.2665 | 0
6476 | 858.247 | 0
6477 | 857.2624 | 0
6478 | 857.0857 | 0
6479 | 856.951 | 0
6480 | 856.555 | 0
6481 | 856.2803 | 0
6482 | 856 | 0
6483 | 855.7574 | 0
6484 | 855.543 | 0
6485 | 855.4501 | 0
6486 | 855.4089 | 0
6487 | 855.2 | 0
6488 | 855.171 | 0
6489 | 854.4 | 0
6490 | 853.6 | 0
6491 | 853.2232 | 0
6492 | 852.8 | 0
6493 | 852.6441 | 0
6494 | 851.9365 | 0
6495 | 851.5291 | 0
6496 | 851.215 | 0
6497 | 851.2 | 0
6498 | 850.4 | 0
6499 | 850.341 | 0
6500 | 849.9704 | 0
6501 | 848.8505 | 0
6502 | 848.7901 | 0
6503 | 848.4842 | 0
6504 | 848.1616 | 0
6505 | 848.1598 | 0
6506 | 848 | 0
6507 | 847.2718 | 0
6508 | 846.3463 | 0
6509 | 846.0043 | 0
6510 | 845.6 | 0
6511 | 845.369 | 0
6512 | 845.333 | 0
6513 | 845.2702 | 0
6514 | 844.8066 | 0
6515 | 844.7064 | 0
6516 | 843.9182 | 0
6517 | 843.7136 | 0
6518 | 843.2 | 0
6519 | 842.753 | 0
6520 | 842.1704 | 0
6521 | 842.0808 | 0
6522 | 840.5623 | 0
6523 | 840 | 0
6524 | 840 | 0
6525 | 839.555 | 0
6526 | 839.44 | 0
6527 | 838.4 | 0
6528 | 838.4 | 0
6529 | 837.4805 | 0
6530 | 837.0277 | 0
6531 | 836.8 | 0
6532 | 836.64 | 0
6533 | 836 | 0
6534 | 835.9855 | 0
6535 | 835.7275 | 0
6536 | 835.519 | 0
6537 | 833.8618 | 0
6538 | 833.363 | 0
6539 | 832.2691 | 0
6540 | 831.2 | 0
6541 | 831.19 | 0
6542 | 831.1376 | 0
6543 | 830.0973 | 0
6544 | 829.986 | 0
6545 | 829.6 | 0
6546 | 829.113 | 0
6547 | 828.8 | 0
6548 | 828.8 | 0
6549 | 828.8 | 0
6550 | 828.4586 | 0
6551 | 828.43 | 0
6552 | 828.2161 | 0
6553 | 827.5326 | 0
6554 | 827.2 | 0
6555 | 826.7486 | 0
6556 | 826.6632 | 0
6557 | 826.5843 | 0
6558 | 826.4 | 0
6559 | 825.915 | 0
6560 | 825.6 | 0
6561 | 824.194 | 0
6562 | 823.7824 | 0
6563 | 823.5547 | 0
6564 | 823.2952 | 0
6565 | 823.2952 | 0
6566 | 822.6911 | 0
6567 | 822.307 | 0
6568 | 822.233 | 0
6569 | 821.2232 | 0
6570 | 820.8 | 0
6571 | 820.686 | 0
6572 | 820.5325 | 0
6573 | 820.5103 | 0
6574 | 820 | 0
6575 | 819.4309 | 0
6576 | 819.3456 | 0
6577 | 818.6338 | 0
6578 | 818.4 | 0
6579 | 817.356 | 0
6580 | 817.3512 | 0
6581 | 816.4272 | 0
6582 | 816 | 0
6583 | 815.6977 | 0
6584 | 815.3764 | 0
6585 | 815.3764 | 0
6586 | 814.7659 | 0
6587 | 813.6256 | 0
6588 | 813.6256 | 0
6589 | 813.6014 | 0
6590 | 813.6 | 0
6591 | 812.644 | 0
6592 | 812.402 | 0
6593 | 812.063 | 0
6594 | 812 | 0
6595 | 811.981 | 0
6596 | 811.5093 | 0
6597 | 810.397 | 0
6598 | 809.4815 | 0
6599 | 809.242 | 0
6600 | 808.8 | 0
6601 | 807.601 | 0
6602 | 806.8654 | 0
6603 | 806.512 | 0
6604 | 806.1299 | 0
6605 | 806.027 | 0
6606 | 805.6 | 0
6607 | 804.961 | 0
6608 | 804.6468 | 0
6609 | 803.82 | 0
6610 | 803.013 | 0
6611 | 802.622 | 0
6612 | 802.2911 | 0
6613 | 802.242 | 0
6614 | 802.2369 | 0
6615 | 801.8299 | 0
6616 | 800.5026 | 0
6617 | 799.5406 | 0
6618 | 799.2 | 0
6619 | 799.112 | 0
6620 | 799.087 | 0
6621 | 798.5303 | 0
6622 | 798.4 | 0
6623 | 797.7399 | 0
6624 | 797.6 | 0
6625 | 797.6 | 0
6626 | 797.587 | 0
6627 | 796.5663 | 0
6628 | 795.2945 | 0
6629 | 793.1348 | 0
6630 | 792 | 0
6631 | 791.3395 | 0
6632 | 791.2837 | 0
6633 | 790.3815 | 0
6634 | 789.213 | 0
6635 | 788.801 | 0
6636 | 787.8808 | 0
6637 | 785.5354 | 0
6638 | 785.1463 | 0
6639 | 784.8 | 0
6640 | 784.8 | 0
6641 | 784.747 | 0
6642 | 784.7098 | 0
6643 | 782.7914 | 0
6644 | 782.6071 | 0
6645 | 782.5933 | 0
6646 | 782.5449 | 0
6647 | 781.83 | 0
6648 | 781.8035 | 0
6649 | 780.4728 | 0
6650 | 780.334 | 0
6651 | 780 | 0
6652 | 779.6512 | 0
6653 | 779.2 | 0
6654 | 779.2 | 0
6655 | 778.4 | 0
6656 | 777.6212 | 0
6657 | 777.272 | 0
6658 | 776.4017 | 0
6659 | 776.1206 | 0
6660 | 774.9473 | 0
6661 | 774.4 | 0
6662 | 773.4902 | 0
6663 | 772.296 | 0
6664 | 771.604 | 0
6665 | 771.2136 | 0
6666 | 770.837 | 0
6667 | 770.8032 | 0
6668 | 770.8032 | 0
6669 | 769.6 | 0
6670 | 768.029 | 0
6671 | 768 | 0
6672 | 767.602 | 0
6673 | 764 | 0
6674 | 762.515 | 0
6675 | 761.9789 | 0
6676 | 761.6585 | 0
6677 | 760 | 0
6678 | 759.7922 | 0
6679 | 759.475 | 0
6680 | 759.2 | 0
6681 | 758.1283 | 0
6682 | 758.1283 | 0
6683 | 756.9896 | 0
6684 | 756.9896 | 0
6685 | 756.627 | 0
6686 | 756.271 | 0
6687 | 755.2 | 0
6688 | 754.857 | 0
6689 | 754.4 | 0
6690 | 753.773 | 0
6691 | 752.979 | 0
6692 | 752.8 | 0
6693 | 752.1548 | 0
6694 | 750.2304 | 0
6695 | 750.082 | 0
6696 | 747.1449 | 0
6697 | 746.5353 | 0
6698 | 745.043 | 0
6699 | 743.1759 | 0
6700 | 741.7717 | 0
6701 | 741.6 | 0
6702 | 741.6 | 0
6703 | 740.535 | 0
6704 | 740.237 | 0
6705 | 739.3182 | 0
6706 | 739.0318 | 0
6707 | 738.4 | 0
6708 | 738.0913 | 0
6709 | 736.9597 | 0
6710 | 734.6806 | 0
6711 | 734.4698 | 0
6712 | 734.4 | 0
6713 | 733.5934 | 0
6714 | 730.0529 | 0
6715 | 729.6 | 0
6716 | 729.5043 | 0
6717 | 728.8 | 0
6718 | 728.4592 | 0
6719 | 727.5949 | 0
6720 | 727.2 | 0
6721 | 726.714 | 0
6722 | 725.6 | 0
6723 | 724.5973 | 0
6724 | 723.729 | 0
6725 | 723.2 | 0
6726 | 721.6 | 0
6727 | 720.8 | 0
6728 | 720.5879 | 0
6729 | 720.376 | 0
6730 | 717.6 | 0
6731 | 716.923 | 0
6732 | 716.419 | 0
6733 | 716.3965 | 0
6734 | 716.2392 | 0
6735 | 715.847 | 0
6736 | 715.8188 | 0
6737 | 715.661 | 0
6738 | 715.5485 | 0
6739 | 714.1672 | 0
6740 | 714.13 | 0
6741 | 713.6 | 0
6742 | 713.0577 | 0
6743 | 712.7858 | 0
6744 | 711.9834 | 0
6745 | 709.9428 | 0
6746 | 709.607 | 0
6747 | 708.8 | 0
6748 | 708.5433 | 0
6749 | 707.951 | 0
6750 | 706.4 | 0
6751 | 706.0992 | 0
6752 | 705.6 | 0
6753 | 704.9694 | 0
6754 | 704.9694 | 0
6755 | 704.878 | 0
6756 | 704 | 0
6757 | 700.8 | 0
6758 | 700.377 | 0
6759 | 699.2 | 0
6760 | 697.6 | 0
6761 | 697.26 | 0
6762 | 692.7019 | 0
6763 | 691.8841 | 0
6764 | 691.327 | 0
6765 | 690.747 | 0
6766 | 689.9172 | 0
6767 | 689.6 | 0
6768 | 689.6 | 0
6769 | 688.6006 | 0
6770 | 686.5273 | 0
6771 | 686.4 | 0
6772 | 686.4 | 0
6773 | 683.53 | 0
6774 | 682.6487 | 0
6775 | 680.187 | 0
6776 | 680.172 | 0
6777 | 679.439 | 0
6778 | 679.251 | 0
6779 | 678.563 | 0
6780 | 677.6 | 0
6781 | 676.8 | 0
6782 | 675.2074 | 0
6783 | 674.8497 | 0
6784 | 674.256 | 0
6785 | 673.7052 | 0
6786 | 672.9677 | 0
6787 | 672.0078 | 0
6788 | 671.56 | 0
6789 | 671.4383 | 0
6790 | 671.3979 | 0
6791 | 668.8 | 0
6792 | 668.5877 | 0
6793 | 667.766 | 0
6794 | 666.613 | 0
6795 | 664.4379 | 0
6796 | 663.439 | 0
6797 | 662.3137 | 0
6798 | 662.126 | 0
6799 | 660.137 | 0
6800 | 658.296 | 0
6801 | 657.357 | 0
6802 | 657.248 | 0
6803 | 656.8 | 0
6804 | 652.0056 | 0
6805 | 650.269 | 0
6806 | 649.4642 | 0
6807 | 646.748 | 0
6808 | 644.2323 | 0
6809 | 642.919 | 0
6810 | 641.0608 | 0
6811 | 639.7638 | 0
6812 | 639.3445 | 0
6813 | 638.4 | 0
6814 | 637.627 | 0
6815 | 636.197 | 0
6816 | 635.2 | 0
6817 | 632.529 | 0
6818 | 631.5235 | 0
6819 | 627.109 | 0
6820 | 626.4 | 0
6821 | 625.816 | 0
6822 | 624.6762 | 0
6823 | 624.5034 | 0
6824 | 622.722 | 0
6825 | 622.3062 | 0
6826 | 621.669 | 0
6827 | 619.025 | 0
6828 | 618.959 | 0
6829 | 618.406 | 0
6830 | 617.579 | 0
6831 | 615.896 | 0
6832 | 615.8259 | 0
6833 | 615.277 | 0
6834 | 612.699 | 0
6835 | 609.2833 | 0
6836 | 609.1832 | 0
6837 | 607.8018 | 0
6838 | 606.677 | 0
6839 | 606.4 | 0
6840 | 606.0119 | 0
6841 | 603.316 | 0
6842 | 602.4 | 0
6843 | 602.2764 | 0
6844 | 601.179 | 0
6845 | 596.8 | 0
6846 | 596.201 | 0
6847 | 596 | 0
6848 | 594.4 | 0
6849 | 594.4 | 0
6850 | 593.7445 | 0
6851 | 593.572 | 0
6852 | 593.521 | 0
6853 | 592.8 | 0
6854 | 592.386 | 0
6855 | 592.271 | 0
6856 | 592.193 | 0
6857 | 587.2298 | 0
6858 | 586.4 | 0
6859 | 585.8407 | 0
6860 | 584.9195 | 0
6861 | 583.859 | 0
6862 | 583.145 | 0
6863 | 580.8 | 0
6864 | 576.8 | 0
6865 | 574.5564 | 0
6866 | 571.13 | 0
6867 | 567.8021 | 0
6868 | 565.025 | 0
6869 | 563.4848 | 0
6870 | 561.581 | 0
6871 | 559.198 | 0
6872 | 558.473 | 0
6873 | 557.6649 | 0
6874 | 556.7111 | 0
6875 | 552.934 | 0
6876 | 551.2 | 0
6877 | 551.1658 | 0
6878 | 550.7832 | 0
6879 | 546.3104 | 0
6880 | 545.507 | 0
6881 | 544.574 | 0
6882 | 537.6301 | 0
6883 | 536.721 | 0
6884 | 534.4 | 0
6885 | 533.643 | 0
6886 | 532.414 | 0
6887 | 531.2024 | 0
6888 | 526.4 | 0
6889 | 524.3525 | 0
6890 | 520.8758 | 0
6891 | 520.632 | 0
6892 | 516.8685 | 0
6893 | 512.7793 | 0
6894 | 511.4393 | 0
6895 | 511.2727 | 0
6896 | 506.2713 | 0
6897 | 505.6 | 0
6898 | 505.6 | 0
6899 | 505.286 | 0
6900 | 504 | 0
6901 | 504 | 0
6902 | 503.248 | 0
6903 | 503.2 | 0
6904 | 502.0396 | 0
6905 | 502.0396 | 0
6906 | 501.6 | 0
6907 | 500.197 | 0
6908 | 498.735 | 0
6909 | 498.4 | 0
6910 | 498.4 | 0
6911 | 498.4 | 0
6912 | 497.6 | 0
6913 | 496.7951 | 0
6914 | 496.4614 | 0
6915 | 496.4614 | 0
6916 | 496.4614 | 0
6917 | 495.6645 | 0
6918 | 495.6049 | 0
6919 | 490.41 | 0
6920 | 489.888 | 0
6921 | 487.2 | 0
6922 | 485.7777 | 0
6923 | 485.6 | 0
6924 | 485.3049 | 0
6925 | 484.8 | 0
6926 | 483.7112 | 0
6927 | 482.5196 | 0
6928 | 481.147 | 0
6929 | 480.8 | 0
6930 | 479.2755 | 0
6931 | 478.9298 | 0
6932 | 478.6691 | 0
6933 | 477.6 | 0
6934 | 475.7423 | 0
6935 | 472 | 0
6936 | 472 | 0
6937 | 470.5752 | 0
6938 | 470.1641 | 0
6939 | 469.188 | 0
6940 | 467.2 | 0
6941 | 465.3827 | 0
6942 | 460.316 | 0
6943 | 458.959 | 0
6944 | 457.786 | 0
6945 | 455.687 | 0
6946 | 453.9145 | 0
6947 | 452.8416 | 0
6948 | 451.698 | 0
6949 | 451.248 | 0
6950 | 450.4 | 0
6951 | 448.6481 | 0
6952 | 445.515 | 0
6953 | 442.969 | 0
6954 | 442.7905 | 0
6955 | 440.8103 | 0
6956 | 437.884 | 0
6957 | 436.2411 | 0
6958 | 433.4498 | 0
6959 | 433.137 | 0
6960 | 432.662 | 0
6961 | 431.2 | 0
6962 | 426.0894 | 0
6963 | 424 | 0
6964 | 423.3979 | 0
6965 | 423.123 | 0
6966 | 422.9472 | 0
6967 | 421.6 | 0
6968 | 419.9601 | 0
6969 | 416.8 | 0
6970 | 415.99 | 0
6971 | 414.3719 | 0
6972 | 413.609 | 0
6973 | 413.157 | 0
6974 | 412.0002 | 0
6975 | 410.829 | 0
6976 | 410.4 | 0
6977 | 408.8037 | 0
6978 | 408.03 | 0
6979 | 407.546 | 0
6980 | 406.4615 | 0
6981 | 406.4429 | 0
6982 | 403.1901 | 0
6983 | 402.4 | 0
6984 | 400.8348 | 0
6985 | 399.101 | 0
6986 | 397.7894 | 0
6987 | 397.6 | 0
6988 | 396.46 | 0
6989 | 395.2318 | 0
6990 | 394.4 | 0
6991 | 393.167 | 0
6992 | 392.5583 | 0
6993 | 390.9227 | 0
6994 | 390.4 | 0
6995 | 390.1049 | 0
6996 | 389.912 | 0
6997 | 389.328 | 0
6998 | 388.4692 | 0
6999 | 387.2 | 0
7000 | 386.8335 | 0
7001 | 385.6939 | 0
7002 | 385.522 | 0
7003 | 384.0224 | 0
7004 | 384 | 0
7005 | 382.4 | 0
7006 | 382.4 | 0
7007 | 381.8331 | 0
7008 | 381.6 | 0
7009 | 380.8 | 0
7010 | 380 | 0
7011 | 378.6719 | 0
7012 | 378.4 | 0
7013 | 378.4 | 0
7014 | 378.0493 | 0
7015 | 376.9281 | 0
7016 | 375.588 | 0
7017 | 375.3839 | 0
7018 | 375.337 | 0
7019 | 371.3765 | 0
7020 | 369.6591 | 0
7021 | 369.6 | 0
7022 | 368.8 | 0
7023 | 368.1624 | 0
7024 | 367.3655 | 0
7025 | 367.2 | 0
7026 | 365.57 | 0
7027 | 364.7608 | 0
7028 | 364.693 | 0
7029 | 364.5171 | 0
7030 | 364.5053 | 0
7031 | 362.2986 | 0
7032 | 361.6 | 0
7033 | 357.9482 | 0
7034 | 357.6 | 0
7035 | 355.547 | 0
7036 | 354.6912 | 0
7037 | 354.4 | 0
7038 | 354.4 | 0
7039 | 353.747 | 0
7040 | 352 | 0
7041 | 348.83 | 0
7042 | 345.786 | 0
7043 | 345.2975 | 0
7044 | 344.9167 | 0
7045 | 344.1836 | 0
7046 | 343.658 | 0
7047 | 342.4 | 0
7048 | 341.8528 | 0
7049 | 341.456 | 0
7050 | 341.0682 | 0
7051 | 339.258 | 0
7052 | 338.7742 | 0
7053 | 337.397 | 0
7054 | 335.666 | 0
7055 | 335.2 | 0
7056 | 334.3604 | 0
7057 | 333.8962 | 0
7058 | 333.853 | 0
7059 | 333.7513 | 0
7060 | 332.224 | 0
7061 | 332.0389 | 0
7062 | 331.6128 | 0
7063 | 331.2 | 0
7064 | 330.448 | 0
7065 | 329.9117 | 0
7066 | 329.489 | 0
7067 | 329.02 | 0
7068 | 328.2074 | 0
7069 | 325.6 | 0
7070 | 324.8 | 0
7071 | 324.56 | 0
7072 | 324.3335 | 0
7073 | 324.2289 | 0
7074 | 323.0428 | 0
7075 | 322.859 | 0
7076 | 322.6469 | 0
7077 | 320.018 | 0
7078 | 318.7732 | 0
7079 | 318.4 | 0
7080 | 318.4 | 0
7081 | 317.159 | 0
7082 | 316 | 0
7083 | 315.607 | 0
7084 | 315.351 | 0
7085 | 315.114 | 0
7086 | 314.692 | 0
7087 | 313.792 | 0
7088 | 313.222 | 0
7089 | 311.517 | 0
7090 | 311.492 | 0
7091 | 309.6 | 0
7092 | 309.2214 | 0
7093 | 308.8 | 0
7094 | 308.0162 | 0
7095 | 307.5989 | 0
7096 | 307.348 | 0
7097 | 307.065 | 0
7098 | 306.2691 | 0
7099 | 306.2603 | 0
7100 | 305.8684 | 0
7101 | 305.6 | 0
7102 | 305.6 | 0
7103 | 304.539 | 0
7104 | 304.4113 | 0
7105 | 304.1927 | 0
7106 | 303.9311 | 0
7107 | 303.4149 | 0
7108 | 303.4149 | 0
7109 | 303.3544 | 0
7110 | 302.7034 | 0
7111 | 302.5368 | 0
7112 | 302.4 | 0
7113 | 302.112 | 0
7114 | 301.357 | 0
7115 | 301.2237 | 0
7116 | 300.6751 | 0
7117 | 299.716 | 0
7118 | 299.592 | 0
7119 | 299.2 | 0
7120 | 298.518 | 0
7121 | 298.5079 | 0
7122 | 298.4 | 0
7123 | 298.368 | 0
7124 | 298.2132 | 0
7125 | 297.305 | 0
7126 | 296.8 | 0
7127 | 296.8 | 0
7128 | 296.8 | 0
7129 | 296.7904 | 0
7130 | 296.104 | 0
7131 | 296 | 0
7132 | 296 | 0
7133 | 295.6455 | 0
7134 | 295.44 | 0
7135 | 294.906 | 0
7136 | 293.6009 | 0
7137 | 293.6 | 0
7138 | 293.458 | 0
7139 | 292.8 | 0
7140 | 292.731 | 0
7141 | 292.6697 | 0
7142 | 292 | 0
7143 | 292 | 0
7144 | 291.2 | 0
7145 | 291.2 | 0
7146 | 291.076 | 0
7147 | 290.153 | 0
7148 | 289.9125 | 0
7149 | 289.7979 | 0
7150 | 288.999 | 0
7151 | 288.8 | 0
7152 | 288.152 | 0
7153 | 287.755 | 0
7154 | 287.6502 | 0
7155 | 287.4671 | 0
7156 | 287.4345 | 0
7157 | 287.2 | 0
7158 | 287.2 | 0
7159 | 287.073 | 0
7160 | 286.4047 | 0
7161 | 286.349 | 0
7162 | 285.6 | 0
7163 | 285.1363 | 0
7164 | 285.122 | 0
7165 | 284.8 | 0
7166 | 284.3594 | 0
7167 | 284.243 | 0
7168 | 284.013 | 0
7169 | 283.6922 | 0
7170 | 283.5824 | 0
7171 | 283.379 | 0
7172 | 282.8055 | 0
7173 | 282.4089 | 0
7174 | 282.4 | 0
7175 | 282.1513 | 0
7176 | 281.969 | 0
7177 | 281.7887 | 0
7178 | 281.691 | 0
7179 | 281.379 | 0
7180 | 281.28 | 0
7181 | 281.168 | 0
7182 | 280.8 | 0
7183 | 280.4747 | 0
7184 | 280.4042 | 0
7185 | 280.1859 | 0
7186 | 279.8454 | 0
7187 | 279.7078 | 0
7188 | 279.4598 | 0
7189 | 279.2 | 0
7190 | 279.2 | 0
7191 | 278.9208 | 0
7192 | 278.114 | 0
7193 | 276.424 | 0
7194 | 276.33 | 0
7195 | 276.252 | 0
7196 | 276.049 | 0
7197 | 276 | 0
7198 | 275.21 | 0
7199 | 275.2 | 0
7200 | 274.8922 | 0
7201 | 274.4 | 0
7202 | 274.291 | 0
7203 | 273.5706 | 0
7204 | 273.494 | 0
7205 | 273.0489 | 0
7206 | 272.738 | 0
7207 | 272 | 0
7208 | 272 | 0
7209 | 271.406 | 0
7210 | 270.4 | 0
7211 | 270.3306 | 0
7212 | 269.8053 | 0
7213 | 269.6 | 0
7214 | 269.3482 | 0
7215 | 269.159 | 0
7216 | 269.004 | 0
7217 | 268.4554 | 0
7218 | 268.3642 | 0
7219 | 268 | 0
7220 | 268 | 0
7221 | 267.984 | 0
7222 | 267.282 | 0
7223 | 267.096 | 0
7224 | 266.4 | 0
7225 | 265.6099 | 0
7226 | 264.8 | 0
7227 | 264.437 | 0
7228 | 264 | 0
7229 | 263.906 | 0
7230 | 262.5234 | 0
7231 | 261.8282 | 0
7232 | 261.6 | 0
7233 | 261.3999 | 0
7234 | 261.2493 | 0
7235 | 260.8 | 0
7236 | 260.5825 | 0
7237 | 260.2743 | 0
7238 | 259.577 | 0
7239 | 259.2 | 0
7240 | 258.885 | 0
7241 | 258.7204 | 0
7242 | 258.151 | 0
7243 | 257.376 | 0
7244 | 257.187 | 0
7245 | 256.8 | 0
7246 | 256.165 | 0
7247 | 256.129 | 0
7248 | 255.553 | 0
7249 | 255.342 | 0
7250 | 255.2 | 0
7251 | 254.785 | 0
7252 | 254.4 | 0
7253 | 251.848 | 0
7254 | 251.672 | 0
7255 | 251.6319 | 0
7256 | 251.4089 | 0
7257 | 250.683 | 0
7258 | 249.9566 | 0
7259 | 248.7805 | 0
7260 | 248.715 | 0
7261 | 247.8433 | 0
7262 | 247.4402 | 0
7263 | 246.5742 | 0
7264 | 246.4 | 0
7265 | 246.146 | 0
7266 | 245.6 | 0
7267 | 244.5879 | 0
7268 | 244.417 | 0
7269 | 243.992 | 0
7270 | 243.8114 | 0
7271 | 243.7133 | 0
7272 | 243.4565 | 0
7273 | 243.2 | 0
7274 | 243.2 | 0
7275 | 242.4 | 0
7276 | 241.5452 | 0
7277 | 241.0487 | 0
7278 | 240.544 | 0
7279 | 239.297 | 0
7280 | 239.2 | 0
7281 | 238.4 | 0
7282 | 237.6 | 0
7283 | 237.6 | 0
7284 | 237.6 | 0
7285 | 237.5953 | 0
7286 | 236.4577 | 0
7287 | 236.2455 | 0
7288 | 236.1892 | 0
7289 | 236.1892 | 0
7290 | 236.032 | 0
7291 | 236 | 0
7292 | 235.767 | 0
7293 | 235.761 | 0
7294 | 235.535 | 0
7295 | 235.4123 | 0
7296 | 235.207 | 0
7297 | 235.0545 | 0
7298 | 234.947 | 0
7299 | 234.8325 | 0
7300 | 234.8325 | 0
7301 | 234.813 | 0
7302 | 234.455 | 0
7303 | 234.4 | 0
7304 | 234.4 | 0
7305 | 234.3197 | 0
7306 | 233.76 | 0
7307 | 233.4883 | 0
7308 | 233.438 | 0
7309 | 233.034 | 0
7310 | 232.2637 | 0
7311 | 231.2 | 0
7312 | 231.095 | 0
7313 | 230.7506 | 0
7314 | 230.7506 | 0
7315 | 230.684 | 0
7316 | 230.659 | 0
7317 | 230.4 | 0
7318 | 230.4 | 0
7319 | 229.93 | 0
7320 | 229.1968 | 0
7321 | 228.8 | 0
7322 | 228.6164 | 0
7323 | 228.4266 | 0
7324 | 228.211 | 0
7325 | 227.9257 | 0
7326 | 227.8445 | 0
7327 | 227.812 | 0
7328 | 227.6429 | 0
7329 | 227.2 | 0
7330 | 227.0213 | 0
7331 | 226.7086 | 0
7332 | 226.4 | 0
7333 | 226.3163 | 0
7334 | 226.1197 | 0
7335 | 225.957 | 0
7336 | 225.678 | 0
7337 | 225.6 | 0
7338 | 225.1445 | 0
7339 | 224.739 | 0
7340 | 224.5351 | 0
7341 | 224.458 | 0
7342 | 224.034 | 0
7343 | 224.0097 | 0
7344 | 224 | 0
7345 | 223.7816 | 0
7346 | 223.7582 | 0
7347 | 223.5096 | 0
7348 | 223.2 | 0
7349 | 223.2 | 0
7350 | 222.3318 | 0
7351 | 222.2043 | 0
7352 | 221.6323 | 0
7353 | 221.6 | 0
7354 | 221.19 | 0
7355 | 220.4508 | 0
7356 | 220.236 | 0
7357 | 220 | 0
7358 | 219.8735 | 0
7359 | 219.6375 | 0
7360 | 218.574 | 0
7361 | 218.4 | 0
7362 | 217.414 | 0
7363 | 216.663 | 0
7364 | 216.305 | 0
7365 | 216.0103 | 0
7366 | 215.288 | 0
7367 | 215.2119 | 0
7368 | 213.658 | 0
7369 | 212.04 | 0
7370 | 211.973 | 0
7371 | 211.252 | 0
7372 | 211.1465 | 0
7373 | 210.894 | 0
7374 | 210.6517 | 0
7375 | 210.4 | 0
7376 | 210.344 | 0
7377 | 210.0695 | 0
7378 | 209.928 | 0
7379 | 209.7018 | 0
7380 | 209.6 | 0
7381 | 209.471 | 0
7382 | 209.159 | 0
7383 | 207.884 | 0
7384 | 207.7449 | 0
7385 | 207.6748 | 0
7386 | 207.2309 | 0
7387 | 207.2 | 0
7388 | 207.0754 | 0
7389 | 206.5145 | 0
7390 | 206.4 | 0
7391 | 206.3667 | 0
7392 | 205.8624 | 0
7393 | 205.306 | 0
7394 | 205.1622 | 0
7395 | 205.1331 | 0
7396 | 205.13 | 0
7397 | 204.826 | 0
7398 | 204.693 | 0
7399 | 204.599 | 0
7400 | 204 | 0
7401 | 204 | 0
7402 | 203.7794 | 0
7403 | 203.767 | 0
7404 | 203.5578 | 0
7405 | 203.5454 | 0
7406 | 203.2065 | 0
7407 | 203.2 | 0
7408 | 203.03 | 0
7409 | 202.7269 | 0
7410 | 202.713 | 0
7411 | 202.4179 | 0
7412 | 201.4499 | 0
7413 | 200.9569 | 0
7414 | 200.8 | 0
7415 | 200 | 0
7416 | 199.8194 | 0
7417 | 199.5505 | 0
7418 | 199.3876 | 0
7419 | 199.2 | 0
7420 | 199.2 | 0
7421 | 199.0353 | 0
7422 | 198.9214 | 0
7423 | 198.7923 | 0
7424 | 198.151 | 0
7425 | 198.1192 | 0
7426 | 197.9358 | 0
7427 | 197.6 | 0
7428 | 197.3423 | 0
7429 | 197.097 | 0
7430 | 197.082 | 0
7431 | 197.058 | 0
7432 | 196.406 | 0
7433 | 195.7169 | 0
7434 | 195.463 | 0
7435 | 195.2 | 0
7436 | 195.0115 | 0
7437 | 194.8402 | 0
7438 | 194.696 | 0
7439 | 194.577 | 0
7440 | 193.991 | 0
7441 | 193.831 | 0
7442 | 193.6 | 0
7443 | 193.3915 | 0
7444 | 193.0078 | 0
7445 | 192.8 | 0
7446 | 192.7008 | 0
7447 | 192.296 | 0
7448 | 192 | 0
7449 | 191.45 | 0
7450 | 191.3722 | 0
7451 | 191.2 | 0
7452 | 189.7642 | 0
7453 | 189.5525 | 0
7454 | 188.5567 | 0
7455 | 187.2 | 0
7456 | 186.914 | 0
7457 | 186.6658 | 0
7458 | 186.4652 | 0
7459 | 186.389 | 0
7460 | 186.0829 | 0
7461 | 185.868 | 0
7462 | 185.6882 | 0
7463 | 185.42 | 0
7464 | 185.3969 | 0
7465 | 185.2027 | 0
7466 | 184.122 | 0
7467 | 183.582 | 0
7468 | 183.44 | 0
7469 | 183.1445 | 0
7470 | 183.063 | 0
7471 | 182.8679 | 0
7472 | 182.0764 | 0
7473 | 182.026 | 0
7474 | 182.01 | 0
7475 | 181.7586 | 0
7476 | 181.6734 | 0
7477 | 181.6499 | 0
7478 | 181.636 | 0
7479 | 181.6015 | 0
7480 | 181.355 | 0
7481 | 181.302 | 0
7482 | 181.165 | 0
7483 | 181.0159 | 0
7484 | 180.5099 | 0
7485 | 180 | 0
7486 | 180 | 0
7487 | 178.8941 | 0
7488 | 178.8871 | 0
7489 | 178.704 | 0
7490 | 177.796 | 0
7491 | 176.7969 | 0
7492 | 176.3999 | 0
7493 | 175.9232 | 0
7494 | 174.4073 | 0
7495 | 173.99 | 0
7496 | 173.6 | 0
7497 | 173.54 | 0
7498 | 172.671 | 0
7499 | 171.9803 | 0
7500 | 171.8487 | 0
7501 | 171.2 | 0
7502 | 170.769 | 0
7503 | 170.644 | 0
7504 | 170.605 | 0
7505 | 169.6 | 0
7506 | 169.2818 | 0
7507 | 168.6547 | 0
7508 | 168.473 | 0
7509 | 168.345 | 0
7510 | 168.3081 | 0
7511 | 168 | 0
7512 | 167.4831 | 0
7513 | 167.046 | 0
7514 | 164.8 | 0
7515 | 164.7109 | 0
7516 | 163.4921 | 0
7517 | 163.2 | 0
7518 | 163.157 | 0
7519 | 162.5652 | 0
7520 | 160.8 | 0
7521 | 160.732 | 0
7522 | 160.3938 | 0
7523 | 160.064 | 0
7524 | 159.9664 | 0
7525 | 159.6078 | 0
7526 | 159.508 | 0
7527 | 158.4 | 0
7528 | 158.372 | 0
7529 | 157.4013 | 0
7530 | 156.96 | 0
7531 | 156.897 | 0
7532 | 156.1646 | 0
7533 | 155.6841 | 0
7534 | 155.4039 | 0
7535 | 155.4039 | 0
7536 | 154.285 | 0
7537 | 153.6 | 0
7538 | 152.6909 | 0
7539 | 152.29 | 0
7540 | 152.1164 | 0
7541 | 151.282 | 0
7542 | 151.211 | 0
7543 | 150.5308 | 0
7544 | 150.4 | 0
7545 | 149.6 | 0
7546 | 149.362 | 0
7547 | 148.8 | 0
7548 | 148.8 | 0
7549 | 148 | 0
7550 | 147.3263 | 0
7551 | 147.249 | 0
7552 | 147.1628 | 0
7553 | 145.633 | 0
7554 | 145.6072 | 0
7555 | 144.5105 | 0
7556 | 144.11 | 0
7557 | 142.4 | 0
7558 | 142.371 | 0
7559 | 141.4846 | 0
7560 | 141.382 | 0
7561 | 140.8 | 0
7562 | 140 | 0
7563 | 139.948 | 0
7564 | 139.8489 | 0
7565 | 139.2 | 0
7566 | 138.7688 | 0
7567 | 138.494 | 0
7568 | 138.479 | 0
7569 | 138.4 | 0
7570 | 138.295 | 0
7571 | 138.2778 | 0
7572 | 138.2668 | 0
7573 | 137.6387 | 0
7574 | 137.6 | 0
7575 | 137.552 | 0
7576 | 137.5422 | 0
7577 | 136.8 | 0
7578 | 136.8 | 0
7579 | 136.2679 | 0
7580 | 136.0712 | 0
7581 | 135.9137 | 0
7582 | 135.7598 | 0
7583 | 135.505 | 0
7584 | 135.46 | 0
7585 | 135.2 | 0
7586 | 135.1872 | 0
7587 | 134.638 | 0
7588 | 132.8 | 0
7589 | 132.6113 | 0
7590 | 132.4947 | 0
7591 | 132.424 | 0
7592 | 131.3026 | 0
7593 | 130.6101 | 0
7594 | 130.5488 | 0
7595 | 129.9866 | 0
7596 | 129.537 | 0
7597 | 128.8 | 0
7598 | 128.716 | 0
7599 | 127.2 | 0
7600 | 127.2 | 0
7601 | 127.2 | 0
7602 | 126.773 | 0
7603 | 126.647 | 0
7604 | 126.4653 | 0
7605 | 126.4 | 0
7606 | 125.6 | 0
7607 | 124.8 | 0
7608 | 124.5833 | 0
7609 | 124 | 0
7610 | 123.5332 | 0
7611 | 123.2 | 0
7612 | 123.1185 | 0
7613 | 122.7562 | 0
7614 | 122.6745 | 0
7615 | 122.023 | 0
7616 | 121.2024 | 0
7617 | 120.4254 | 0
7618 | 120 | 0
7619 | 120 | 0
7620 | 120 | 0
7621 | 119.9634 | 0
7622 | 119.641 | 0
7623 | 119.5695 | 0
7624 | 119.4032 | 0
7625 | 118.7976 | 0
7626 | 118.4 | 0
7627 | 118.4 | 0
7628 | 118.4 | 0
7629 | 117.6 | 0
7630 | 117.6 | 0
7631 | 117.348 | 0
7632 | 116.9497 | 0
7633 | 116.8 | 0
7634 | 116.5407 | 0
7635 | 116.1318 | 0
7636 | 116 | 0
7637 | 116 | 0
7638 | 116 | 0
7639 | 115.4766 | 0
7640 | 115.2 | 0
7641 | 115.2 | 0
7642 | 115.054 | 0
7643 | 114.9869 | 0
7644 | 114.9869 | 0
7645 | 114.4 | 0
7646 | 114.4 | 0
7647 | 113.6784 | 0
7648 | 113.6 | 0
7649 | 112.8605 | 0
7650 | 112.8605 | 0
7651 | 112.7164 | 0
7652 | 112.656 | 0
7653 | 112.5998 | 0
7654 | 111.8791 | 0
7655 | 111.2 | 0
7656 | 111.2 | 0
7657 | 110.407 | 0
7658 | 110.4 | 0
7659 | 110.4 | 0
7660 | 110.4 | 0
7661 | 110.4 | 0
7662 | 110.4 | 0
7663 | 110.328 | 0
7664 | 110.259 | 0
7665 | 110.145 | 0
7666 | 109.8187 | 0
7667 | 109.6 | 0
7668 | 109.6 | 0
7669 | 109.6 | 0
7670 | 108.8 | 0
7671 | 108.8 | 0
7672 | 108.8 | 0
7673 | 108.8 | 0
7674 | 108.4667 | 0
7675 | 108.3768 | 0
7676 | 108.1214 | 0
7677 | 108 | 0
7678 | 108 | 0
7679 | 108 | 0
7680 | 107.9944 | 0
7681 | 107.2175 | 0
7682 | 107.2175 | 0
7683 | 107.2175 | 0
7684 | 107.2 | 0
7685 | 107.2 | 0
7686 | 107.2 | 0
7687 | 107.1357 | 0
7688 | 106.6504 | 0
7689 | 106.6504 | 0
7690 | 106.4 | 0
7691 | 106.4 | 0
7692 | 106.3653 | 0
7693 | 106.186 | 0
7694 | 106.102 | 0
7695 | 105.9861 | 0
7696 | 105.9149 | 0
7697 | 105.6 | 0
7698 | 105.6 | 0
7699 | 105.6 | 0
7700 | 105.5001 | 0
7701 | 105.3492 | 0
7702 | 105.232 | 0
7703 | 105.1892 | 0
7704 | 105.1892 | 0
7705 | 105.1794 | 0
7706 | 104.8867 | 0
7707 | 104.8867 | 0
7708 | 104.8 | 0
7709 | 104.8 | 0
7710 | 104.8 | 0
7711 | 104.8 | 0
7712 | 104.269 | 0
7713 | 104.1097 | 0
7714 | 104.1097 | 0
7715 | 104 | 0
7716 | 104 | 0
7717 | 103.8644 | 0
7718 | 103.3328 | 0
7719 | 103.2926 | 0
7720 | 103.221 | 0
7721 | 103.2 | 0
7722 | 103.2 | 0
7723 | 103.2 | 0
7724 | 103.2 | 0
7725 | 102.491 | 0
7726 | 102.4 | 0
7727 | 102.4 | 0
7728 | 102.4 | 0
7729 | 102.2287 | 0
7730 | 102.2287 | 0
7731 | 102.2287 | 0
7732 | 102.2212 | 0
7733 | 102.069 | 0
7734 | 101.7789 | 0
7735 | 101.7789 | 0
7736 | 101.7789 | 0
7737 | 101.6 | 0
7738 | 101.6 | 0
7739 | 101.6 | 0
7740 | 101.6 | 0
7741 | 101.6 | 0
7742 | 101.6 | 0
7743 | 101.6 | 0
7744 | 101.6 | 0
7745 | 101.6 | 0
7746 | 101.4733 | 0
7747 | 101.2048 | 0
7748 | 101.182 | 0
7749 | 101.002 | 0
7750 | 100.984 | 0
7751 | 100.8 | 0
7752 | 100.8 | 0
7753 | 100.8 | 0
7754 | 100.7662 | 0
7755 | 100.7662 | 0
7756 | 100.7662 | 0
7757 | 100.5931 | 0
7758 | 100.5931 | 0
7759 | 100.5931 | 0
7760 | 100.5931 | 0
7761 | 100.2454 | 0
7762 | 100.225 | 0
7763 | 100.225 | 0
7764 | 100.0307 | 0
7765 | 100.0307 | 0
7766 | 100.012 | 0
7767 | 100 | 0
7768 | 100 | 0
7769 | 100 | 0
7770 | 100 | 0
7771 | 100 | 0
7772 | 100 | 0
7773 | 100 | 0
7774 | 99.7752 | 0
7775 | 99.5365 | 0
7776 | 99.4481 | 0
7777 | 99.261 | 0
7778 | 99.2 | 0
7779 | 99.2 | 0
7780 | 99.2 | 0
7781 | 99.2 | 0
7782 | 99.2 | 0
7783 | 99.2 | 0
7784 | 99.1266 | 0
7785 | 98.9574 | 0
7786 | 98.9574 | 0
7787 | 98.9574 | 0
7788 | 98.846 | 0
7789 | 98.6711 | 0
7790 | 98.6711 | 0
7791 | 98.6711 | 0
7792 | 98.6711 | 0
7793 | 98.6711 | 0
7794 | 98.5597 | 0
7795 | 98.4 | 0
7796 | 98.4 | 0
7797 | 98.4 | 0
7798 | 98.4 | 0
7799 | 98.4 | 0
7800 | 98.4 | 0
7801 | 98.4 | 0
7802 | 98.4 | 0
7803 | 98.247 | 0
7804 | 97.636 | 0
7805 | 97.6 | 0
7806 | 97.6 | 0
7807 | 97.3218 | 0
7808 | 97.2562 | 0
7809 | 97.2204 | 0
7810 | 97.1173 | 0
7811 | 96.821 | 0
7812 | 96.805 | 0
7813 | 96.8 | 0
7814 | 96.8 | 0
7815 | 96.8 | 0
7816 | 96.8 | 0
7817 | 96.8 | 0
7818 | 96.8 | 0
7819 | 96.8 | 0
7820 | 96.8 | 0
7821 | 96.5407 | 0
7822 | 96.5039 | 0
7823 | 96.4444 | 0
7824 | 96.4285 | 0
7825 | 96.4235 | 0
7826 | 96.3403 | 0
7827 | 96.007 | 0
7828 | 96 | 0
7829 | 96 | 0
7830 | 96 | 0
7831 | 96 | 0
7832 | 96 | 0
7833 | 95.6861 | 0
7834 | 95.6336 | 0
7835 | 95.6266 | 0
7836 | 95.6176 | 0
7837 | 95.4148 | 0
7838 | 95.362 | 0
7839 | 95.215 | 0
7840 | 95.2 | 0
7841 | 95.2 | 0
7842 | 95.2 | 0
7843 | 95.2 | 0
7844 | 95.06 | 0
7845 | 94.9911 | 0
7846 | 94.896 | 0
7847 | 94.8821 | 0
7848 | 94.8683 | 0
7849 | 94.8683 | 0
7850 | 94.8683 | 0
7851 | 94.8446 | 0
7852 | 94.8297 | 0
7853 | 94.8297 | 0
7854 | 94.791 | 0
7855 | 94.436 | 0
7856 | 94.4 | 0
7857 | 94.4 | 0
7858 | 94.4 | 0
7859 | 94.4 | 0
7860 | 94.4 | 0
7861 | 94.4 | 0
7862 | 94.4 | 0
7863 | 94.4 | 0
7864 | 94.4 | 0
7865 | 94.1466 | 0
7866 | 94.1466 | 0
7867 | 94.05 | 0
7868 | 94.0328 | 0
7869 | 94.0328 | 0
7870 | 94.0328 | 0
7871 | 94.0328 | 0
7872 | 94.0328 | 0
7873 | 94.0095 | 0
7874 | 93.6 | 0
7875 | 93.6 | 0
7876 | 93.6 | 0
7877 | 93.6 | 0
7878 | 93.6 | 0
7879 | 93.6 | 0
7880 | 93.6 | 0
7881 | 93.6 | 0
7882 | 93.6 | 0
7883 | 93.6 | 0
7884 | 93.6 | 0
7885 | 93.6 | 0
7886 | 93.6 | 0
7887 | 93.6 | 0
7888 | 93.6 | 0
7889 | 93.6 | 0
7890 | 93.6 | 0
7891 | 93.411 | 0
7892 | 93.411 | 0
7893 | 93.277 | 0
7894 | 93.2359 | 0
7895 | 93.2359 | 0
7896 | 93.2359 | 0
7897 | 93.2359 | 0
7898 | 93.2359 | 0
7899 | 93.2359 | 0
7900 | 93.2359 | 0
7901 | 93.2359 | 0
7902 | 93.2359 | 0
7903 | 93.2359 | 0
7904 | 93.2326 | 0
7905 | 93.2326 | 0
7906 | 93.2326 | 0
7907 | 92.8447 | 0
7908 | 92.8 | 0
7909 | 92.8 | 0
7910 | 92.8 | 0
7911 | 92.8 | 0
7912 | 92.8 | 0
7913 | 92.8 | 0
7914 | 92.8 | 0
7915 | 92.8 | 0
7916 | 92.8 | 0
7917 | 92.8 | 0
7918 | 92.8 | 0
7919 | 92.8 | 0
7920 | 92.708 | 0
7921 | 92.6755 | 0
7922 | 92.6755 | 0
7923 | 92.439 | 0
7924 | 92.439 | 0
7925 | 92.439 | 0
7926 | 92.439 | 0
7927 | 92.439 | 0
7928 | 92.439 | 0
7929 | 92.4148 | 0
7930 | 92.4148 | 0
7931 | 92.1604 | 0
7932 | 92.13 | 0
7933 | 92 | 0
7934 | 92 | 0
7935 | 92 | 0
7936 | 92 | 0
7937 | 92 | 0
7938 | 91.951 | 0
7939 | 91.94 | 0
7940 | 91.94 | 0
7941 | 91.689 | 0
7942 | 91.6762 | 0
7943 | 91.6421 | 0
7944 | 91.6421 | 0
7945 | 91.5969 | 0
7946 | 91.5969 | 0
7947 | 91.2045 | 0
7948 | 91.2045 | 0
7949 | 91.2 | 0
7950 | 91.2 | 0
7951 | 91.2 | 0
7952 | 91.2 | 0
7953 | 91.2 | 0
7954 | 91.2 | 0
7955 | 91.2 | 0
7956 | 91.2 | 0
7957 | 91.2 | 0
7958 | 91.2 | 0
7959 | 91.2 | 0
7960 | 91.2 | 0
7961 | 91.2 | 0
7962 | 91.2 | 0
7963 | 91.2 | 0
7964 | 91.2 | 0
7965 | 91.1703 | 0
7966 | 90.8526 | 0
7967 | 90.8453 | 0
7968 | 90.8453 | 0
7969 | 90.8453 | 0
7970 | 90.8453 | 0
7971 | 90.8453 | 0
7972 | 90.8453 | 0
7973 | 90.638 | 0
7974 | 90.469 | 0
7975 | 90.469 | 0
7976 | 90.455 | 0
7977 | 90.4 | 0
7978 | 90.4 | 0
7979 | 90.4 | 0
7980 | 90.4 | 0
7981 | 90.4 | 0
7982 | 90.093 | 0
7983 | 90.0484 | 0
7984 | 90.0484 | 0
7985 | 90.0355 | 0
7986 | 90.0212 | 0
7987 | 89.7711 | 0
7988 | 89.7426 | 0
7989 | 89.69 | 0
7990 | 89.626 | 0
7991 | 89.61 | 0
7992 | 89.6 | 0
7993 | 89.6 | 0
7994 | 89.6 | 0
7995 | 89.6 | 0
7996 | 89.6 | 0
7997 | 89.6 | 0
7998 | 89.6 | 0
7999 | 89.6 | 0
8000 | 89.6 | 0
8001 | 89.6 | 0
8002 | 89.6 | 0
8003 | 89.489 | 0
8004 | 89.4741 | 0
8005 | 89.332 | 0
8006 | 89.2515 | 0
8007 | 89.172 | 0
8008 | 89.1435 | 0
8009 | 89.1435 | 0
8010 | 89.121 | 0
8011 | 88.9979 | 0
8012 | 88.9979 | 0
8013 | 88.9845 | 0
8014 | 88.8 | 0
8015 | 88.8 | 0
8016 | 88.8 | 0
8017 | 88.8 | 0
8018 | 88.8 | 0
8019 | 88.8 | 0
8020 | 88.6732 | 0
8021 | 88.652 | 0
8022 | 88.61 | 0
8023 | 88.4546 | 0
8024 | 88.4546 | 0
8025 | 88.4546 | 0
8026 | 88.4546 | 0
8027 | 88.4546 | 0
8028 | 88.3635 | 0
8029 | 88.3256 | 0
8030 | 88.3256 | 0
8031 | 88.3256 | 0
8032 | 88.3256 | 0
8033 | 88.3072 | 0
8034 | 88.307 | 0
8035 | 88.2653 | 0
8036 | 88.264 | 0
8037 | 88.2624 | 0
8038 | 88.2624 | 0
8039 | 88.262 | 0
8040 | 88.18 | 0
8041 | 88.082 | 0
8042 | 88.0252 | 0
8043 | 88 | 0
8044 | 88 | 0
8045 | 88 | 0
8046 | 88 | 0
8047 | 88 | 0
8048 | 88 | 0
8049 | 88 | 0
8050 | 88 | 0
8051 | 87.9635 | 0
8052 | 87.886 | 0
8053 | 87.8474 | 0
8054 | 87.814 | 0
8055 | 87.738 | 0
8056 | 87.682 | 0
8057 | 87.6577 | 0
8058 | 87.6577 | 0
8059 | 87.6577 | 0
8060 | 87.6577 | 0
8061 | 87.6577 | 0
8062 | 87.6577 | 0
8063 | 87.6577 | 0
8064 | 87.642 | 0
8065 | 87.5078 | 0
8066 | 87.356 | 0
8067 | 87.3011 | 0
8068 | 87.2 | 0
8069 | 87.2 | 0
8070 | 87.2 | 0
8071 | 87.2 | 0
8072 | 87.2 | 0
8073 | 87.2 | 0
8074 | 87.2 | 0
8075 | 87.2 | 0
8076 | 87.2 | 0
8077 | 87.2 | 0
8078 | 87.2 | 0
8079 | 87.2 | 0
8080 | 87.2 | 0
8081 | 87.2 | 0
8082 | 87.2 | 0
8083 | 87.2 | 0
8084 | 87.089 | 0
8085 | 87.0262 | 0
8086 | 86.9093 | 0
8087 | 86.8608 | 0
8088 | 86.8608 | 0
8089 | 86.8608 | 0
8090 | 86.8608 | 0
8091 | 86.8608 | 0
8092 | 86.8608 | 0
8093 | 86.8608 | 0
8094 | 86.8608 | 0
8095 | 86.8608 | 0
8096 | 86.8608 | 0
8097 | 86.8608 | 0
8098 | 86.8608 | 0
8099 | 86.801 | 0
8100 | 86.7914 | 0
8101 | 86.787 | 0
8102 | 86.785 | 0
8103 | 86.7502 | 0
8104 | 86.74 | 0
8105 | 86.69 | 0
8106 | 86.69 | 0
8107 | 86.655 | 0
8108 | 86.617 | 0
8109 | 86.5519 | 0
8110 | 86.4494 | 0
8111 | 86.437 | 0
8112 | 86.4 | 0
8113 | 86.4 | 0
8114 | 86.4 | 0
8115 | 86.4 | 0
8116 | 86.4 | 0
8117 | 86.4 | 0
8118 | 86.4 | 0
8119 | 86.4 | 0
8120 | 86.4 | 0
8121 | 86.4 | 0
8122 | 86.4 | 0
8123 | 86.3179 | 0
8124 | 86.2801 | 0
8125 | 86.0639 | 0
8126 | 86.0639 | 0
8127 | 86.0639 | 0
8128 | 86.0639 | 0
8129 | 86.0639 | 0
8130 | 86.0558 | 0
8131 | 86.0558 | 0
8132 | 86.0558 | 0
8133 | 86.02 | 0
8134 | 85.97 | 0
8135 | 85.8721 | 0
8136 | 85.749 | 0
8137 | 85.7196 | 0
8138 | 85.6854 | 0
8139 | 85.6448 | 0
8140 | 85.6448 | 0
8141 | 85.638 | 0
8142 | 85.6 | 0
8143 | 85.6 | 0
8144 | 85.6 | 0
8145 | 85.6 | 0
8146 | 85.6 | 0
8147 | 85.6 | 0
8148 | 85.6 | 0
8149 | 85.6 | 0
8150 | 85.5428 | 0
8151 | 85.467 | 0
8152 | 85.3392 | 0
8153 | 85.3203 | 0
8154 | 85.3203 | 0
8155 | 85.2782 | 0
8156 | 85.267 | 0
8157 | 85.267 | 0
8158 | 85.1346 | 0
8159 | 84.9541 | 0
8160 | 84.8 | 0
8161 | 84.8 | 0
8162 | 84.8 | 0
8163 | 84.8 | 0
8164 | 84.8 | 0
8165 | 84.741 | 0
8166 | 84.5848 | 0
8167 | 84.557 | 0
8168 | 84.507 | 0
8169 | 84.4702 | 0
8170 | 84.4702 | 0
8171 | 84.4702 | 0
8172 | 84.462 | 0
8173 | 84.446 | 0
8174 | 84.4114 | 0
8175 | 84.323 | 0
8176 | 84.2988 | 0
8177 | 84.2832 | 0
8178 | 84.2281 | 0
8179 | 84.1783 | 0
8180 | 84.042 | 0
8181 | 84 | 0
8182 | 84 | 0
8183 | 84 | 0
8184 | 83.995 | 0
8185 | 83.8493 | 0
8186 | 83.8493 | 0
8187 | 83.7151 | 0
8188 | 83.6733 | 0
8189 | 83.5728 | 0
8190 | 83.419 | 0
8191 | 83.4186 | 0
8192 | 83.4186 | 0
8193 | 83.4186 | 0
8194 | 83.396 | 0
8195 | 83.254 | 0
8196 | 83.2 | 0
8197 | 83.2 | 0
8198 | 83.0716 | 0
8199 | 82.933 | 0
8200 | 82.9302 | 0
8201 | 82.892 | 0
8202 | 82.8821 | 0
8203 | 82.8764 | 0
8204 | 82.775 | 0
8205 | 82.665 | 0
8206 | 82.654 | 0
8207 | 82.638 | 0
8208 | 82.6104 | 0
8209 | 82.6008 | 0
8210 | 82.453 | 0
8211 | 82.403 | 0
8212 | 82.4 | 0
8213 | 82.3874 | 0
8214 | 82.3782 | 0
8215 | 82.3782 | 0
8216 | 82.3782 | 0
8217 | 82.3782 | 0
8218 | 82.3435 | 0
8219 | 82.3325 | 0
8220 | 82.3166 | 0
8221 | 82.1914 | 0
8222 | 82.0825 | 0
8223 | 82.0795 | 0
8224 | 82.0705 | 0
8225 | 82.0117 | 0
8226 | 81.8383 | 0
8227 | 81.795 | 0
8228 | 81.783 | 0
8229 | 81.6427 | 0
8230 | 81.6 | 0
8231 | 81.6 | 0
8232 | 81.6 | 0
8233 | 81.6 | 0
8234 | 81.6 | 0
8235 | 81.6 | 0
8236 | 81.515 | 0
8237 | 81.5007 | 0
8238 | 81.5007 | 0
8239 | 81.435 | 0
8240 | 81.362 | 0
8241 | 81.2826 | 0
8242 | 81.253 | 0
8243 | 81.1985 | 0
8244 | 81.1979 | 0
8245 | 81.184 | 0
8246 | 81.1182 | 0
8247 | 81.102 | 0
8248 | 81.0455 | 0
8249 | 80.9652 | 0
8250 | 80.9652 | 0
8251 | 80.9369 | 0
8252 | 80.8682 | 0
8253 | 80.819 | 0
8254 | 80.81 | 0
8255 | 80.81 | 0
8256 | 80.81 | 0
8257 | 80.8 | 0
8258 | 80.7865 | 0
8259 | 80.774 | 0
8260 | 80.761 | 0
8261 | 80.6148 | 0
8262 | 80.579 | 0
8263 | 80.506 | 0
8264 | 80.485 | 0
8265 | 80.475 | 0
8266 | 80.4598 | 0
8267 | 80.4469 | 0
8268 | 80.2656 | 0
8269 | 80.1929 | 0
8270 | 80.162 | 0
8271 | 80.1193 | 0
8272 | 80.078 | 0
8273 | 80 | 0
8274 | 80 | 0
8275 | 80 | 0
8276 | 80 | 0
8277 | 79.923 | 0
8278 | 79.796 | 0
8279 | 79.7665 | 0
8280 | 79.6888 | 0
8281 | 79.6888 | 0
8282 | 79.6888 | 0
8283 | 79.66 | 0
8284 | 79.653 | 0
8285 | 79.4856 | 0
8286 | 79.4371 | 0
8287 | 79.4286 | 0
8288 | 79.4286 | 0
8289 | 79.3551 | 0
8290 | 79.3501 | 0
8291 | 79.3432 | 0
8292 | 79.281 | 0
8293 | 79.24 | 0
8294 | 79.2 | 0
8295 | 79.2 | 0
8296 | 79.067 | 0
8297 | 79.057 | 0
8298 | 78.9726 | 0
8299 | 78.9318 | 0
8300 | 78.901 | 0
8301 | 78.853 | 0
8302 | 78.8376 | 0
8303 | 78.7595 | 0
8304 | 78.738 | 0
8305 | 78.738 | 0
8306 | 78.738 | 0
8307 | 78.738 | 0
8308 | 78.7006 | 0
8309 | 78.5941 | 0
8310 | 78.5463 | 0
8311 | 78.5117 | 0
8312 | 78.42 | 0
8313 | 78.4 | 0
8314 | 78.4 | 0
8315 | 78.3215 | 0
8316 | 78.115 | 0
8317 | 78.0473 | 0
8318 | 77.6938 | 0
8319 | 77.625 | 0
8320 | 77.6 | 0
8321 | 77.379 | 0
8322 | 77.3566 | 0
8323 | 77.3566 | 0
8324 | 77.3566 | 0
8325 | 77.076 | 0
8326 | 76.9871 | 0
8327 | 76.876 | 0
8328 | 76.8 | 0
8329 | 76.8 | 0
8330 | 76.8 | 0
8331 | 76.8 | 0
8332 | 76.7762 | 0
8333 | 76.614 | 0
8334 | 76.5013 | 0
8335 | 76.2014 | 0
8336 | 76.02 | 0
8337 | 76 | 0
8338 | 76 | 0
8339 | 75.9752 | 0
8340 | 75.749 | 0
8341 | 75.7243 | 0
8342 | 75.611 | 0
8343 | 75.453 | 0
8344 | 75.3169 | 0
8345 | 75.2845 | 0
8346 | 75.2 | 0
8347 | 75.163 | 0
8348 | 75.1595 | 0
8349 | 74.961 | 0
8350 | 74.903 | 0
8351 | 74.8706 | 0
8352 | 74.6694 | 0
8353 | 74.649 | 0
8354 | 74.6116 | 0
8355 | 74.5939 | 0
8356 | 74.5939 | 0
8357 | 74.479 | 0
8358 | 74.454 | 0
8359 | 74.3586 | 0
8360 | 74.1644 | 0
8361 | 73.9979 | 0
8362 | 73.9032 | 0
8363 | 73.28 | 0
8364 | 73.0629 | 0
8365 | 73.0251 | 0
8366 | 72.995 | 0
8367 | 72.9207 | 0
8368 | 72.8 | 0
8369 | 72.8 | 0
8370 | 72.8 | 0
8371 | 72.771 | 0
8372 | 72.4879 | 0
8373 | 72 | 0
8374 | 71.8311 | 0
8375 | 71.5652 | 0
8376 | 71.47 | 0
8377 | 71.433 | 0
8378 | 70.538 | 0
8379 | 70.4498 | 0
8380 | 70.3334 | 0
8381 | 69.874 | 0
8382 | 69.845 | 0
8383 | 69.75 | 0
8384 | 69.556 | 0
8385 | 69.059 | 0
8386 | 68.887 | 0
8387 | 68.8 | 0
8388 | 68.6977 | 0
8389 | 68.404 | 0
8390 | 67.2 | 0
8391 | 66.9963 | 0
8392 | 66.9323 | 0
8393 | 66.865 | 0
8394 | 66.3057 | 0
8395 | 66.072 | 0
8396 | 65.492 | 0
8397 | 65.31 | 0
8398 | 64.271 | 0
8399 | 64.133 | 0
8400 | 63.569 | 0
8401 | 62.387 | 0
8402 | 62.252 | 0
8403 | 60.615 | 0
8404 | 60.338 | 0
8405 | 60.106 | 0
8406 | 59.935 | 0
8407 | 59.771 | 0
8408 | 59.139 | 0
8409 | 57.64 | 0
8410 | 57.444 | 0
8411 | 56.963 | 0
8412 | 44.716 | 0
8413 | 39.491 | 0
8414 | 37.99 | 0
8415 | 0 | 0
8416 | 0 | 0
8417 | 0 | 0
8418 | 0 | 0
8419 | 0 | 0
8420 | 0 | 0
8421 | 0 | 0
8422 | 0 | 0
8423 | 0 | 0
8424 | 0 | 0
8425 | 0 | 0
8426 | 0 | 0
8427 | 0 | 0
8428 | 0 | 0
8429 | 0 | 0
8430 | 0 | 0
8431 | 0 | 0
8432 | 0 | 0
8433 | 0 | 0
8434 | 0 | 0
8435 | 0 | 0
8436 | 0 | 0
8437 | 0 | 0
8438 | 0 | 0
8439 | 0 | 0
8440 | 0 | 0
8441 | 0 | 0
8442 | 0 | 0
8443 | 0 | 0
8444 | 0 | 0
8445 | 0 | 0
8446 | 0 | 0
8447 | 0 | 0
8448 | 0 | 0
8449 | 0 | 0
8450 | 0 | 0
8451 | 0 | 0
8452 | 0 | 0
8453 | 0 | 0
8454 | 0 | 0
8455 | 0 | 0
8456 | 0 | 0
8457 | 0 | 0
8458 | 0 | 0
8459 | 0 | 0
8460 | 0 | 0
8461 | 0 | 0
8462 | 0 | 0
8463 | 0 | 0
8464 | 0 | 0
8465 | 0 | 0
8466 | 0 | 0
8467 | 0 | 0
8468 | 0 | 0
8469 | 0 | 0
8470 | 0 | 0
8471 | 0 | 0
8472 | 0 | 0
8473 | 0 | 0
8474 | 0 | 0
8475 | 0 | 0
8476 | 0 | 0
8477 | 0 | 0
8478 | 0 | 0
8479 | 0 | 0
8480 | 0 | 0
8481 | 0 | 0
8482 | 0 | 0
8483 | 0 | 0
8484 | 0 | 0
8485 | 0 | 0
8486 | 0 | 0
8487 | 0 | 0
8488 | 0 | 0
8489 | 0 | 0
8490 | 0 | 0
8491 | 0 | 0
8492 | 0 | 0
8493 | 0 | 0
8494 | 0 | 0
8495 | 0 | 0
8496 | 0 | 0
8497 | 0 | 0
8498 | 0 | 0
8499 | 0 | 0
8500 | 0 | 0
8501 | 0 | 0
8502 | 0 | 0
8503 | 0 | 0
8504 | 0 | 0
8505 | 0 | 0
8506 | 0 | 0
8507 | 0 | 0
8508 | 0 | 0
8509 | 0 | 0
8510 | 0 | 0
8511 | 0 | 0
8512 | 0 | 0
8513 | 0 | 0
8514 | 0 | 0
8515 | 0 | 0
8516 | 0 | 0
8517 | 0 | 0
8518 | 0 | 0
8519 | 0 | 0
8520 | 0 | 0
8521 | 0 | 0
8522 | 0 | 0
8523 | 0 | 0
8524 | 0 | 0
8525 | 0 | 0
8526 | 0 | 0
8527 | 0 | 0
8528 | 0 | 0
8529 | 0 | 0
8530 | 0 | 0
8531 | 0 | 0
8532 | 0 | 0
8533 | 0 | 0
8534 | 0 | 0
8535 | 0 | 0
8536 | 0 | 0
8537 | 0 | 0
8538 | 0 | 0
8539 | 0 | 0
8540 | 0 | 0
8541 | 0 | 0
8542 | 0 | 0
8543 | 0 | 0
8544 | 0 | 0
8545 | 0 | 0
8546 | 0 | 0
8547 | 0 | 0
8548 | 0 | 0
8549 | 0 | 0
8550 | 0 | 0
8551 | 0 | 0
8552 | 0 | 0
8553 | 0 | 0
8554 | 0 | 0
8555 | 0 | 0
8556 | 0 | 0
8557 | 0 | 0
8558 | 0 | 0
8559 | 0 | 0
8560 | 0 | 0
8561 | 0 | 0
8562 | 0 | 0
8563 | 0 | 0
8564 | 0 | 0
8565 | 0 | 0
8566 | 0 | 0
8567 | 0 | 0
8568 | 0 | 0
8569 | 0 | 0
8570 | 0 | 0
8571 | 0 | 0
8572 | 0 | 0
8573 | 0 | 0
8574 | 0 | 0
8575 | 0 | 0
8576 | 0 | 0
8577 | 0 | 0
8578 | 0 | 0
8579 | 0 | 0
8580 | 0 | 0
8581 | 0 | 0
8582 | 0 | 0
8583 | 0 | 0
8584 | 0 | 0
8585 | 0 | 0
8586 | 0 | 0
8587 | 0 | 0
8588 | 0 | 0
8589 | 0 | 0
8590 | 0 | 0
8591 | 0 | 0
8592 | 0 | 0
8593 | 0 | 0
8594 | 0 | 0
8595 | 0 | 0
8596 | 0 | 0
8597 | 0 | 0
8598 | 0 | 0
8599 | 0 | 0
8600 | 0 | 0
8601 | 0 | 0
8602 | 0 | 0
8603 | 0 | 0
8604 | 0 | 0
8605 | 0 | 0
8606 | 0 | 0
8607 | 0 | 0
8608 | 0 | 0
8609 | 0 | 0
8610 | 0 | 0
8611 | 0 | 0
8612 | 0 | 0
8613 | 0 | 0
8614 | 0 | 0
8615 | 0 | 0
8616 | 0 | 0
8617 | 0 | 0
8618 | 0 | 0
8619 | 0 | 0
8620 | 0 | 0
8621 | 0 | 0
8622 | 0 | 0
8623 | 0 | 0
8624 | 0 | 0
8625 | 0 | 0
8626 | 0 | 0
8627 | 0 | 0
8628 | 0 | 0
8629 | 0 | 0
8630 | 0 | 0
8631 | 0 | 0
8632 | 0 | 0
8633 | 0 | 0
8634 | 0 | 0
8635 | 0 | 0
8636 | 0 | 0
8637 | 0 | 0
8638 | 0 | 0
8639 | 0 | 0
8640 | 0 | 0
8641 | 0 | 0
8642 | 0 | 0
8643 | 0 | 0
8644 | 0 | 0
8645 | 0 | 0
8646 | 0 | 0
8647 | 0 | 0
8648 | 0 | 0
8649 | 0 | 0
8650 | 0 | 0
8651 | 0 | 0
8652 | 0 | 0
8653 | 0 | 0
8654 | 0 | 0
8655 | 0 | 0
8656 | 0 | 0
8657 | 0 | 0
8658 | 0 | 0
8659 | 0 | 0
8660 | 0 | 0
8661 | 0 | 0
8662 | 0 | 0
8663 | 0 | 0
8664 | 0 | 0
8665 | 0 | 0
8666 | 0 | 0
8667 | 0 | 0
8668 | 0 | 0
8669 | 0 | 0
8670 | 0 | 0
8671 | 0 | 0
8672 | 0 | 0
8673 | 0 | 0
8674 | 0 | 0
8675 | 0 | 0
8676 | 0 | 0
8677 | 0 | 0
8678 | 0 | 0
8679 | 0 | 0
8680 | 0 | 0
8681 | 0 | 0
8682 | 0 | 0
8683 | 0 | 0
8684 | 0 | 0
8685 | 0 | 0
8686 | 0 | 0
8687 | 0 | 0
8688 | 0 | 0
8689 | 0 | 0
8690 | 0 | 0
8691 | 0 | 0
8692 | 0 | 0
8693 | 0 | 0
8694 | 0 | 0
8695 | 0 | 0
8696 | 0 | 0
8697 | 0 | 0
8698 | 0 | 0
8699 | 0 | 0
8700 | 0 | 0
8701 | 0 | 0
8702 | 0 | 0
8703 | 0 | 0
8704 | 0 | 0
8705 | 0 | 0
8706 | 0 | 0
8707 | 0 | 0
8708 | 0 | 0
8709 | 0 | 0
8710 | 0 | 0
8711 | 0 | 0
8712 | 0 | 0
8713 | 0 | 0
8714 | 0 | 0
8715 | 0 | 0
8716 | 0 | 0
8717 | 0 | 0
8718 | 0 | 0
8719 | 0 | 0
8720 | 0 | 0
8721 | 0 | 0
8722 | 0 | 0
8723 | 0 | 0
8724 | 0 | 0
8725 | 0 | 0
8726 | 0 | 0
8727 | 0 | 0
8728 | 0 | 0
8729 | 0 | 0
8730 | 0 | 0
8731 | 0 | 0
8732 | 0 | 0
8733 | 0 | 0
8734 | 0 | 0
8735 | 0 | 0
8736 | 0 | 0
8737 | 0 | 0
8738 | 0 | 0
8739 | 0 | 0
8740 | 0 | 0
8741 | 0 | 0
8742 | 0 | 0
8743 | 0 | 0
8744 | 0 | 0
8745 | 0 | 0
8746 | 0 | 0
8747 | 0 | 0
8748 | 0 | 0
8749 | 0 | 0
8750 | 0 | 0
8751 | 0 | 0
8752 | 0 | 0
8753 | 0 | 0
8754 | 0 | 0
8755 | 0 | 0
8756 | 0 | 0
8757 | 0 | 0
8758 | 0 | 0
8759 | 0 | 0
8760 | 0 | 0