## Cover
Investment Case Workbook - BESS 5MW/25MWh grid arbitrage - kinh doanh 22kV, QD963 TOU, ESCO 15yr
ESCO discount-to-EVN tariff (behind-the-meter) · prepared 2026-09-12 · REopt dispatch + proforma_vietnam financial engine
REopt run UUID: a6fb0f5c-3dfd-4f1e-8255-62fd5b41a116
Model validation status |  | Live tie-out of every Excel-derived metric against the engine
Colour legend
Hardcoded input / engine output | Case file terms, REopt dispatch results, 8760-h settlement totals, tie-out references
Live Excel formula (white) | Everything derivable is a formula - trace with Excel's formula auditing tools
PASS / REVIEW check cell | Excel-vs-engine tie-out at stated tolerances
Contents
Executive Summary | Headline KPIs for both counterparties
Assumptions | Every case input & contract term with unit, source and named cell
Model Basis | Methodology, settlement math, simplifications register
Pro Forma (Audit) | Full cash flow rebuilt with live formulas + engine tie-out
FX Sensitivity | USD returns under VND depreciation (editable)
Buyer Analysis | Offtaker savings vs business-as-usual
Developer Returns | Sources & uses, coverage, equity cash flow
Technical Results | System sizing, year-1 energy balance, bill comparison
Battery SOH | State of health replayed from the solved dispatch; drives the battery derate
Dispatch Profile | 8760-h dispatch incl. original PV generation; chart shows the peak-load week
Load Duration | Load and net-load duration curves
Prepared for investment and lending review. Figures are model outputs, not offers; REopt sizing is optimizer output and may shift with solver versions.
Regenerate offline anytime: python -m proforma_vietnam.rebuild_report --case-dir <case>.

## Executive Summary
Investment & PPA Negotiation Summary - BESS 5MW/25MWh grid arbitrage - kinh doanh 22kV, QD963 TOU, ESCO 15yr
ESCO discount-to-EVN tariff (behind-the-meter) · prepared 2026-09-12 · REopt dispatch + proforma_vietnam financial model
Project & System
PV Size (kW) | 0
Battery Power (kW) | 5000
Battery Energy (kWh) | 25000
Total Investment (USD) | 3400000
Contract Terms
ESCO Energy Price (fraction of EVN tariff) | 0%
Demand Savings Share to ESCO | 80%
Analysis Period (Years) | 20
Developer (Seller) Returns
Equity IRR | 53.86%
Project IRR | 26.67%
NPV (USD) | 4092687.8942 | At owner discount rate
Minimum DSCR (debt years) | 2.3996 | Lender covenant view
Average DSCR | 2.6304
Simple Payback (Years) | 1.9638
Equity Investment (USD) | 1020000
Debt Principal (USD) | 2380000
Buyer (Offtaker) Outcome
Year 1 BAU Cost (USD) | 4987833.84
Year 1 Cost With Project (USD) | 4987833.8399
Year 1 Buyer Savings (USD) | 7.0517e-05
Year 1 Savings (% of BAU) | 1.414e-09%
First 10 Years Buyer Savings (USD) | 0.0050993 | Cumulative, years 1-10
First 10 Years Savings (% of BAU) | 8.515e-09%
Lifetime Buyer Savings (USD) | 7469853.2312 | Sum over analysis period
Lifetime Savings (% of BAU) | 5.029%
Model Basis & Conventions
• ESCO is paid a discount to the time-specific EVN tariff for project-served energy.
• PV degradation, O&M escalation and battery replacement (REopt schedule) are applied across the analysis period.
• PV straight-line depreciation over 20 years (Circular 45/2013/TT-BTC permits 7-20 years for generating equipment).
• Vietnam CIT: 4-year exemption + 9-year 50% reduction from first profitable year; 5-year tax-loss carryforward.
• All USD figures at the fixed contract exchange rate (see Assumptions); FX drift between VND revenue and USD reporting is quantified on the FX Sensitivity sheet.

## Assumptions
Assumptions & Model Inputs
Shaded cells are hardcoded inputs (case file or engine output); named cells drive every formula on the Pro Forma (Audit) sheet.
Project & Run
Case name | BESS 5MW/25MWh grid arbitrage - kinh doanh 22kV, QD963 TOU, ESCO 15yr |  | case.json
Financing structure | ESCO discount-to-EVN (behind-the-meter) |  | proforma_vietnam.structures
REopt run UUID | a6fb0f5c-3dfd-4f1e-8255-62fd5b41a116 |  | REopt API
Report prepared | 2026-09-12
Analysis period | 20 | years | proforma_vietnam.defaults replacement policy (PROJECT_YEARS) unless case.json financial.analysis_years overrides
Tariff year | 2025 |  | case.json tariff.year
Voltage level | 22-110kV |  | case.json tariff.voltage_level
TOU schedule | decision_963 |  | case.json tariff.tou_schedule
Site & Load Profile (case.json)
Latitude | 10.8231 | deg | case.json site.latitude
Longitude | 106.6297 | deg | case.json site.longitude
Load profile file | Sample Load Profile/flat_5mw_8760.csv |  | case.json load_profile.path (8760 hourly kW)
Load year | 2025 |  | case.json load_profile.year
PV Technology (case.json)
PV minimum size | 0 | kW | case.json technologies.pv.min_kw
PV maximum size | 0 | kW | case.json technologies.pv.max_kw
PV installed cost |  | USD/kW | case.json technologies.pv.installed_cost_per_kw
PV O&M cost |  | USD/kW/yr | case.json technologies.pv.om_cost_per_kw
PV degradation (case input) |  | per year | case.json technologies.pv.degradation_fraction
Storage Technology (case.json)
Storage minimum power | 5000 | kW | case.json technologies.storage.min_kw
Storage maximum power | 5000 | kW | case.json technologies.storage.max_kw
Storage minimum energy | 25000 | kWh | case.json technologies.storage.min_kwh
Storage maximum energy | 25000 | kWh | case.json technologies.storage.max_kwh
Storage cost per kW | 80 | USD/kW | case.json technologies.storage.installed_cost_per_kw
Storage cost per kWh | 120 | USD/kWh | case.json technologies.storage.installed_cost_per_kwh
Storage fixed cost | 0 | USD | case.json technologies.storage.installed_cost_constant
O&M (fraction of installed cost) | 1% | per year | case.json technologies.storage.om_cost_fraction_of_installed_cost
Currency & FX
Model currency | USD |  | EVN tariff converted VND→USD before REopt; see Model Basis
Contract exchange rate | 26300 | VND per USD | case.json tariff.exchange_rate_vnd_per_usd
FX treatment | Held flat over the analysis period |  | Simplification - see FX Sensitivity sheet
Capital Costs
PV capex | 0 | USD | REopt PV size_kw × installed_cost_per_kw
BESS capex | 3400000 | USD | REopt ElectricStorage initial_capital_cost
Other capex | 0 | USD | case.json (developer overrides)
Total investment |  | USD | Formula: PV + BESS + Other
Operating Costs
Year-1 O&M | 34000 | USD/yr | REopt Financial.year_one_om_costs_before_tax
O&M escalation | 3% | per year | vietnam_defaults.json / case.json financial.om_escalation_rate
Replacement Policy
Battery replacement | Not scheduled inside the 20 year horizon |  | Client direction 2026-09-12: capacity fade is carried on the Battery SOH sheet and derates the battery's savings; REopt sent replace_cost 0. Opt in per case with technologies.storage.replacement
Battery cycle life (EFC to 80 percent) | 8000 | cycles | proforma_vietnam.defaults BESS_CYCLE_LIFE_EFC unless case.json technologies.storage.cycle_life_efc overrides (sets the SOH cycle fade: (1 - 0.80) / cycle life per kWh discharged)
PV inverter replacement year | 11 | year | proforma_vietnam.defaults replacement policy
PV inverter replacement fraction of PV capex | 10% | fraction | proforma_vietnam.defaults replacement policy
PV inverter replacement cost |  | USD | Engine: fraction x solved PV capex (none booked when the run has no PV)
Tariff & Escalation
EVN energy escalation | 4% | per year | case.json tariff.evn_energy_escalation_rate
EVN capacity (demand) escalation | 4% | per year | case.json tariff.evn_capacity_escalation_rate
PV degradation | 0.5% | per year | REopt PV.degradation_fraction
Tariff currency fed to REopt | USD |  | case.json tariff.currency
Two-component tariff pilot | FALSE | yes/no | case.json tariff.two_component_pilot_enabled
Contract Terms
ESCO energy price (fraction of EVN tariff) | 0% | fraction | case.json esco_contract.esco_energy_discount_fraction
Demand savings share to ESCO | 80% | fraction | case.json esco_contract.demand_savings_esco_share
Grid charging enabled | TRUE | yes/no | case.json esco_contract.grid_charging_enabled
Financing
Debt fraction | 70% | of total capex | vietnam_defaults.json / case.json financial.debt_fraction
Debt interest rate | 8.5% | per year | vietnam_defaults.json / case.json financial.debt_interest_rate_fraction
Debt term | 10 | years | vietnam_defaults.json / case.json financial.debt_term_years
Debt principal |  | USD | Formula: total investment × debt fraction
Equity investment |  | USD | Formula: total investment − debt
Annual debt payment (level) |  | USD/yr | Standard annuity over the debt term
Owner discount rate | 10% | per year | case.json financial.owner_discount_rate_fraction
Tax & Depreciation (Vietnam)
CIT regime | Standard + holiday (conservative ESCO default) |  | proforma_vietnam.cash_flow (structure-dependent; explicit override wins)
CIT standard rate | 20% | of taxable income | Law 67/2025/QH15; vietnam_defaults.json
CIT holiday | 4 | years | Law 67/2025 (from first profitable year); Circular 78/2014 Art. 18 shape
CIT reduced-rate period | 9 | years | Law 67/2025; Circular 78/2014 Art. 18 shape
CIT reduction during period | 50% | of applicable base rate | Law 67/2025 (50% of base rate)
Tax-loss carryforward limit | 5 | years | Law 67/2025; Circular 78/2014 Art. 9 shape
Incentive clock cap | 4 | year (latest start) | Law 67/2025; Circular 78/2014 Art. 18 shape
PV depreciation (straight-line) | 20 | years | Circular 45/2013/TT-BTC (7–20 yr band)
BESS depreciation (straight-line) | 8 | years | Circular 45/2013/TT-BTC
Contract Tenor & Asset Transfer (Task 4e)
Contract tenor (asset-transfer year T) | 15 | years | case.json financial.contract_years (operations cease at end of year T; asset transfers to the host)
Contractual residual / buyout value | 0 | USD | case.json financial.contract_residual_value_usd (host's end-of-term transfer payment, at contract FX)
Year-1 Engine Outputs (hardcoded - dispatch × tariff, not derivable in-sheet)
Year-1 BAU EVN bill | 4987833.84 | USD | REopt ElectricTariff.year_one_bill_before_tax_bau
Year-1 optimized EVN bill | 4074826.99 | USD | REopt ElectricTariff.year_one_bill_before_tax
Year-1 BAU demand charge | 0 | USD | REopt year_one_demand_cost_before_tax_bau
Year-1 optimized demand charge | 0 | USD | REopt year_one_demand_cost_before_tax
Year-1 demand savings base | 0 | USD | max(BAU − optimized demand charge, 0)
Year-1 served-energy retail value | 0 | USD | Σ project-served kWh × EVN TOU rate (8760 h)
Year-1 battery energy revenue base | 0 | USD | Battery-served kWh x TOU rate x ESCO discount (net retail value of battery energy (discharge at retail minus grid charging))
Year-1 battery served-energy retail value | 0 | USD | Battery-served kWh x EVN TOU rate
Year-1 battery net energy value outside served | 913006.8425 | USD | Discharge at retail minus grid charging (direct ownership / battery-only cases)
Year-1 battery demand relief | 0 | USD | PV-only counterfactual demand charge minus solved (counterfactual)
Battery share of matched energy | 0% | fraction | Battery-served kWh / project-served kWh
Year-1 ESCO energy revenue base | 0 | USD | Σ served kWh × EVN TOU rate × ESCO discount
Year-1 grid arbitrage base | 913006.85 | USD | REopt net grid arbitrage × ESCO share
Other Assumptions (assumptions.json echo)
rate_vintage_source | EVN retail electricity tariff (kinh doanh/business category), Decision 1279/QD-BCT dated 2025-05-09 |  | assumptions.json
rate_vintage_year | 2025 |  | assumptions.json
tariff_category | business |  | assumptions.json

## Model Basis
Model Basis, Conventions & Simplifications
1. Model architecture
• REopt (NLR optimization engine) selects PV/BESS sizing and hourly dispatch against the EVN time-of-use tariff over an 8760-hour year.
• proforma_vietnam post-processes the REopt run: an hourly ND57/2025 DPPA settlement layer (when applicable) and a 20-year developer cash flow with Vietnam tax and debt.
• This workbook is generated from that engine. The Pro Forma (Audit) sheet re-derives the full cash flow with live Excel formulas from the named inputs on the Assumptions sheet; the Checks block ties every metric back to the engine (PASS/REVIEW).
2. Currency & FX
• All money flows are computed in USD at the fixed contract rate (26,300 VND/USD).
• Underlying revenue is VND-denominated (EVN tariff, FMP market, DPPA fees). Holding FX flat for the analysis period is a simplification: the FX Sensitivity sheet quantifies USD-reported returns under 0-3%/yr VND depreciation.
• Sheets that show VND amounts (Hourly/Monthly Settlement, DPPA fee inputs) are VND-native regulatory quantities, not conversions.
• Debt is assumed VND-denominated (local bank), so DSCR is FX-neutral.
3. Settlement math - ESCO discount-to-EVN
• The ESCO is paid a contracted fraction of the time-specific EVN tariff for project-served energy (PV→load, plus battery→load when the battery cannot grid-charge).
• Demand-charge savings vs BAU are split between ESCO and offtaker at the contracted share.
• Year-1 revenue is computed from the 8760-hour REopt dispatch × TOU rates; later years scale by EVN escalation and PV degradation factors shown on the Pro Forma (Audit) sheet.
4. Multi-year mechanics
• PV degradation compounds on generation-linked terms; energy lost to degradation is repurchased from EVN at retail (added to the buyer's residual bill / C_BL).
• O&M escalates at its own rate. Battery: no scheduled replacement inside the horizon (client direction 2026-09-12); capacity fade is carried by the Battery SOH curve and derates the battery's savings each year.
• Battery state of health: REopt.jl v0.57.0's daily fade recurrence (calendar fade on the average stored energy, cycle fade on the energy discharged) replayed over the horizon on the solved year-1 dispatch, with the hours-per-time-step factor removed so 15 minute and hourly solves age alike. Cycle life 8,000 EFC to 80 percent sets the cycle coefficient. The battery's share of energy revenue, retail repurchase, demand relief and grid arbitrage is multiplied by the year's average SOH; energy delivered is assumed to scale with capacity (the battery treated as capacity-bound every day), an upper bound on the loss. The optimiser does not see the curve. See the Battery SOH sheet.
• Debt: level-payment annuity over the debt term (interest + principal split per the Debt Schedule block).
• CIT regime: standard rate with holiday (Law 67/2025; legacy Circular 78/2014 shape) - 20% base rate throughout. Conservative default for a service ESCO, whose RE-producer status is a legal question; grandfathered projects keep old-law incentives. The 4-year exemption and 9-year 50%-reduction periods count from the first profitable year, no later than year 4; the 50% reduction applies to the then-applicable base rate. Tax losses carry forward at most 5 consecutive years, consumed FIFO - the carryforward schedule is fully visible on the Pro Forma sheet.
• Straight-line depreciation: PV over the configured life within the 7-20y band of Circular 45/2013/TT-BTC; BESS over its own life.
• ESCO contract tenor: operations run for 15 years, then the PV/BESS asset transfers to the host at a contractual residual/buyout value. Every ESCO-side line (energy / demand / arbitrage / surplus revenue, O&M, battery replacement and depreciation) is zero beyond year T; REopt-scheduled replacements after T are not incurred (the asset has transferred). The residual payment lands in the developer's year-T equity cash flow as its own disclosed line.
• Asset-transfer tax: the disposal gain/(loss) = residual − net book value at year T (each asset class's capitalized cost, IDC included, minus straight-line depreciation taken through T) enters year-T taxable income through the case's CIT regime and loss-carryforward machinery - no separate disposal-tax computation. Depreciation beyond T is not taken; the undepreciated remainder is recovered via the disposal, not written off separately (see the Pro Forma NBV tie-out). Asymmetry: the transfer proceeds are equity-side (out of CFADS/DSCR) while this disposal tax flows through CIT into CFADS and the project cash flow, so the year-T DSCR bears the tax without the offsetting proceeds - a lender may normalize that year.
5. Simplifications register (disclosed for audit)
• Fixed FX over the analysis period - quantified on the FX Sensitivity sheet.
• Battery replacement is expensed in the replacement year, not capitalized and re-depreciated.
• Asset-disposal tax convention: Vietnamese CIT generally taxes asset-disposal gains at the standard rate outside preferential regimes; routing the transfer gain/(loss) through the case's CIT regime (rather than the standard rate) is a modeling convention.
• Post-transfer economics are out of scope: the Buyer Analysis covers the contract term as-is; no continued-merchant-ESCO alternative, no balloon refinancing (the tenor is required to be at least the debt term), and no salvage/disposal costs are modelled.
• VAT is out of scope (pass-through assumed for both parties).
• No working-capital or DSRA is modelled; an ESCO contract tenor with end-of-term asset transfer at a residual/buyout value IS modelled (operations truncated at year T, NBV-based disposal gain/(loss) through the CIT regime - see the asset-transfer bullets and the Pro Forma NBV tie-out).
• A single dispatch year (8760 h) is escalated; no re-dispatch in later years.
• REopt sizing is optimizer output and can vary slightly between solver versions; the financial post-processing is deterministic given results.json.
6. How to validate this workbook
• 1) Assumptions sheet: confirm every shaded input against the case file / contract term sheet.
• 2) Pro Forma (Audit): trace any line - formulas reference named cells (e.g. ESC_ENERGY, DEBT_RATE) and prior rows only.
• 3) Checks block: every metric shows Excel vs engine with PASS/REVIEW at stated tolerances (amounts $1, rates 5 bp, DSCR 0.005, payback 0.05 yr).
• 4) FX Sensitivity: rate cells are editable; Excel recomputes IRR/NPV live.
• 5) Technical sheets (Technical Results, Dispatch Profile, Load Duration, Settlement) are engine output for record. The Dispatch sheet's PV production factor (kWh/kW, PVWatts-derived) is the hourly solar-resource signal - REopt does not persist raw irradiance.
7. Key references
• ND57/2025 (DPPA decree) Art. 14-18 - settlement chain and eligibility.
• NSMO/CD7 simulation examples - k price-only conversion (Ví dụ 1), CfD cap on matched volume (Ví dụ 4).
• Law 67/2025/QH15 + Decree 320/2025/NĐ-CP - CIT rates, RE-producer preferential incentive, holiday & loss carryforward (legacy Circular 78/2014 Art. 9, 18 shape kept for the standard regime).
• Circular 45/2013/TT-BTC - fixed-asset depreciation bands.
• EVN retail tariff (current & QĐ963 TOU structures) as configured in the case file.

## Pro Forma (Audit)
Pro Forma (Audit) - every white cell is a live Excel formula
Shaded cells are hardcoded engine outputs (REopt dispatch / 8760-h settlement / tie-out reference). All other cells derive from the named cells on the Assumptions sheet. Currency: USD at the fixed contract FX rate.
TIMELINE & INDEXATION
Year | index | 0 | 1 | 2 | 3 | 4 | 5 | 6 | 7 | 8 | 9 | 10 | 11 | 12 | 13 | 14 | 15 | 16 | 17 | 18 | 19 | 20
EVN energy escalation factor | index
EVN capacity escalation factor | index
O&M escalation factor | index
PV degradation factor | index
Battery SOH factor (year average) | index | 1 | 0.99059 | 0.97869 | 0.96854 | 0.95898 | 0.94976 | 0.94075 | 0.9319 | 0.92317 | 0.91454 | 0.90599 | 0.89751 | 0.88908 | 0.8807 | 0.87237 | 0.86407 | 0.85581 | 0.84757 | 0.83937 | 0.83119 | 0.82303
REVENUE (USD)
ESCO energy revenue (discount-to-EVN) | USD
Demand charge savings (total) | USD
ESCO share of demand savings | USD
Grid arbitrage revenue | USD
Total developer revenue | USD
OPERATING COSTS (USD)
O&M | USD
Equipment replacement (engine schedule) | USD |  | 0 | 0 | 0 | 0 | 0 | 0 | 0 | 0 | 0 | 0 | 0 | 0 | 0 | 0 | 0 | 0 | 0 | 0 | 0 | 0
EBITDA | USD
DEBT SCHEDULE (USD)
Opening debt balance | USD
Interest | USD
Principal repayment | USD
Debt service | USD
Closing debt balance | USD
DEPRECIATION & VIETNAM CIT (USD)
PV depreciation (straight-line) | USD
BESS depreciation (straight-line) | USD
Total depreciation | USD
ASSET TRANSFER AT CONTRACT END (Task 4e)
NBV of initial PV at transfer |  |  | capitalized cost − cumulative depreciation through T
NBV of initial BESS at transfer
Net book value at transfer (total)
Disposal gain/(loss) at transfer (residual − NBV) |  |  | enters year-T taxable income (EBT)
Taxable income before loss relief (EBT) | USD
New tax loss arising | USD
Assessable income (pre-relief) | USD
Loss vintage aged 1y - available | USD |  | 0
Loss vintage aged 2y - available | USD |  | 0
Loss vintage aged 3y - available | USD |  | 0
Loss vintage aged 4y - available | USD |  | 0
Loss vintage aged 5y - available | USD |  | 0
Loss vintage aged 5y - utilised | USD
Loss vintage aged 4y - utilised | USD
Loss vintage aged 3y - utilised | USD
Loss vintage aged 2y - utilised | USD
Loss vintage aged 1y - utilised | USD
Loss relief utilised (FIFO, ≤5y old) | USD
Taxable income after loss relief | USD
Profitable-to-date flag (starts CIT clock) | 0/1
CIT clock start year (first profit, capped) |  |  | Circular 78/2014 Art. 18
Applicable CIT rate | %
CIT payable | USD
CASH FLOW & COVERAGE (USD)
Cash available for debt service (CFADS) | USD
Project cash flow (unlevered, post-tax) | USD
Asset transfer proceeds (host buyout) | USD
Equity cash flow | USD
Cumulative equity cash flow | USD
DSCR (debt years) | x
OFFTAKER (BUYER) POSITION (USD)
BAU EVN bill (energy + demand) | USD
Buyer cost with project | USD
Buyer savings vs BAU | USD
Buyer savings (% of BAU) | %
RETURN METRICS (Excel formulas)
Equity IRR
Project IRR (unlevered)
Equity NPV @ owner discount rate
Minimum DSCR (debt years) |  |  | MIN ignores the blank non-debt years
Average DSCR (debt years)
First year cumulative equity CF ≥ 0
Simple equity payback |  |  | years
ROI (cumulative equity CF / equity)
Buyer savings, years 1-10 (% of BAU)
CHECKS - EXCEL vs ENGINE (per-year tie-out)
Equity cash flow (engine) | USD | -1020000 | 507683.1353 | 531540.2701 | 557641.0115 | 585000.6104 | 572350.7032 | 596942.3286 | 622247.701 | 648246.9847 | 632428.3636 | 659784.1611 | 1050539.1096 | 1082310.9803 | 1115004.265 | 1021009.7889 | 1051754.8559 | 0 | 0 | 0 | 0 | 0
CFADS (engine) | USD |  | 870413.4735 | 894270.6083 | 920371.3497 | 947730.9486 | 935081.0413 | 959672.6668 | 984978.0392 | 1010977.3229 | 995158.7018 | 1022514.4993 | 1050539.1096 | 1082310.9803 | 1115004.265 | 1021009.7889 | 1051754.8559 | 0 | 0 | 0 | 0 | 0
CIT (engine) | USD |  | 0 | 0 | 0 | 0 | 41076.0537 | 45908.2755 | 50998.2872 | 56359.056 | 104505.7297 | 110455.3152 | 116726.5677 | 120256.7756 | 123889.3628 | 255252.4472 | 262938.714 | 0 | 0 | 0 | 0 | 0
Max ¦Excel − engine¦ this year | USD
Check |  | Excel | Engine | Delta | Status
Per-year cash flow tie-out (max delta, all years) |  |  | 0
Equity IRR |  |  | 53.86%
Project IRR |  |  | 26.67%
Equity NPV |  |  | 4092687.8942
Minimum DSCR |  |  | 2.3996
Average DSCR |  |  | 2.6304
Simple equity payback |  |  | 1.9638
ROI |  |  | 1101%
Buyer savings, years 1-10 (% of BAU) |  |  | 8.515e-09%

## FX Sensitivity
FX Sensitivity - VND depreciation vs USD returns
Cash flows are VND-denominated (EVN tariff / DPPA settlement) but reported in USD at the fixed contract rate. Each scenario deflates the year-t USD equity cash flow by (1+d)^t. Debt is assumed VND-denominated, so DSCR is unchanged. The rate cells are editable; engine columns validate the default scenarios.
VND depreciation (per year) | Equity IRR (USD) | Equity NPV (USD) | Equity IRR (engine) | Equity NPV (engine) | Status
0% |  |  | 53.86% | 4092687.8942
1% |  |  | 52.34% | 3737032.6815
2% |  |  | 50.84% | 3417495.2555
3% |  |  | 49.38% | 3129699.1476
Helper - FX-adjusted equity cash flow per scenario (USD): CF_t / (1 + d)^t
| 0 | 1 | 2 | 3 | 4 | 5 | 6 | 7 | 8 | 9 | 10 | 11 | 12 | 13 | 14 | 15 | 16 | 17 | 18 | 19 | 20

## Buyer Analysis
Buyer Analysis - Cost vs Business-As-Usual
Annual electricity cost with the project compared against the EVN-only baseline (USD)
Year 1 Snapshot
| Year 1 BAU Cost (USD) | 4987833.84
| Year 1 Cost With Project (USD) | 4987833.8399
| Year 1 Savings (USD) | 7.0517e-05
| Year 1 Savings (% of BAU) | 1.414e-09%
| First 10 Years Savings (USD) | 0.0050993 | Cumulative, years 1-10
| First 10 Years Savings (% of BAU) | 8.515e-09%
| Lifetime Savings (USD) | 7469853.2312 | Cumulative over analysis period
| Lifetime Savings (% of BAU) | 5.029%
Year | BAU Cost (USD) | Cost With Project (USD) | Savings (USD) | Savings (% of BAU) | Cumulative Savings (USD)
1 | 4987833.84 | 4987833.8399 | 7.0517e-05 | 1.414e-09% | 7.0517e-05
2 | 5187347.1936 | 5187347.1934 | 0.00016606 | 3.201e-09% | 0.00023658
3 | 5394841.0813 | 5394841.0811 | 0.00025493 | 4.725e-09% | 0.0004915
4 | 5610634.7246 | 5610634.7243 | 0.00034568 | 6.161e-09% | 0.00083718
5 | 5835060.1136 | 5835060.1131 | 0.00044037 | 7.547e-09% | 0.0012775
6 | 6068462.5181 | 6068462.5176 | 0.00054009 | 8.9e-09% | 0.0018176
7 | 6311201.0188 | 6311201.0182 | 0.00064557 | 1.023e-08% | 0.0024632
8 | 6563649.0596 | 6563649.0588 | 0.00075743 | 1.154e-08% | 0.0032206
9 | 6826195.022 | 6826195.0211 | 0.00087622 | 1.284e-08% | 0.0040968
10 | 7099242.8229 | 7099242.8219 | 0.0010025 | 1.412e-08% | 0.0050993
11 | 7383212.5358 | 7383212.5346 | 0.0011366 | 1.539e-08% | 0.0062359
12 | 7678541.0372 | 7678541.0359 | 0.0012793 | 1.666e-08% | 0.0075153
13 | 7985682.6787 | 7985682.6773 | 0.001431 | 1.792e-08% | 0.0089462
14 | 8305109.9859 | 8305109.9843 | 0.0015922 | 1.917e-08% | 0.010538
15 | 8637314.3853 | 8637314.3835 | 0.0017635 | 2.042e-08% | 0.012302
16 | 8982806.9607 | 7575627.6267 | 1407179.334 | 15.67% | 1407179.3463
17 | 9342119.2391 | 7892730.9032 | 1449388.336 | 15.51% | 2856567.6822
18 | 9715804.0087 | 8223031.9901 | 1492772.0186 | 15.36% | 4349339.7009
19 | 10104436.169 | 8567081.9214 | 1537354.2476 | 15.21% | 5886693.9485
20 | 10508613.6158 | 8925454.3331 | 1583159.2827 | 15.07% | 7469853.2312

## Developer Returns
Developer Returns - Financing & Cash Flow
Seller/ESCO investment case: sources & uses, return metrics and annual equity cash flow (USD)
Sources & Uses
| Total Investment (USD) | 3400000
| Debt Principal (USD) | 2380000
| Equity Investment (USD) | 1020000
Return Metrics
| Equity IRR | 53.86%
| Project IRR | 26.67%
| NPV (USD) | 4092687.8942 | At owner discount rate
| Minimum DSCR (debt years) | 2.3996
| Average DSCR | 2.6304
| Simple Payback (Years) | 1.9638
| ROI (cumulative equity CF / equity) | 1101%
Year | Revenue (USD) | O&M + Replacement (USD) | CIT (USD) | CFADS (USD) | Debt Service (USD) | DSCR | Equity Cash Flow (USD) | Cumulative Equity CF (USD)
1 | 904413.4735 | 34000 | 0 | 870413.4735 | 362730.3382 | 2.3996 | 507683.1353 | -512316.8647
2 | 929290.6083 | 35020 | 0 | 894270.6083 | 362730.3382 | 2.4654 | 531540.2701 | 19223.4054
3 | 956441.9497 | 36070.6 | 0 | 920371.3497 | 362730.3382 | 2.5373 | 557641.0115 | 576864.4169
4 | 984883.6666 | 37152.718 | 0 | 947730.9486 | 362730.3382 | 2.6128 | 585000.6104 | 1161865.0273
5 | 1014424.3945 | 38267.2995 | 41076.0537 | 935081.0413 | 362730.3382 | 2.5779 | 572350.7032 | 1734215.7305
6 | 1044996.2608 | 39415.3185 | 45908.2755 | 959672.6668 | 362730.3382 | 2.6457 | 596942.3286 | 2331158.0591
7 | 1076574.1045 | 40597.7781 | 50998.2872 | 984978.0392 | 362730.3382 | 2.7155 | 622247.701 | 2953405.7601
8 | 1109152.0903 | 41815.7114 | 56359.056 | 1010977.3229 | 362730.3382 | 2.7871 | 648246.9847 | 3601652.7448
9 | 1142734.6142 | 43070.1828 | 104505.7297 | 995158.7018 | 362730.3382 | 2.7435 | 632428.3636 | 4234081.1085
10 | 1177332.1027 | 44362.2883 | 110455.3152 | 1022514.4993 | 362730.3382 | 2.8189 | 659784.1611 | 4893865.2696
11 | 1212958.8342 | 45693.1569 | 116726.5677 | 1050539.1096 | 0 |  | 1050539.1096 | 5944404.3791
12 | 1249631.7075 | 47063.9516 | 120256.7756 | 1082310.9803 | 0 |  | 1082310.9803 | 7026715.3594
13 | 1287369.498 | 48475.8702 | 123889.3628 | 1115004.265 | 0 |  | 1115004.265 | 8141719.6245
14 | 1326192.3824 | 49930.1463 | 255252.4472 | 1021009.7889 | 0 |  | 1021009.7889 | 9162729.4134
15 | 1366121.6205 | 51428.0506 | 262938.714 | 1051754.8559 | 0 |  | 1051754.8559 | 10214484.2693
16 | 0 | 0 | 0 | 0 | 0 |  | 0 | 10214484.2693
17 | 0 | 0 | 0 | 0 | 0 |  | 0 | 10214484.2693
18 | 0 | 0 | 0 | 0 | 0 |  | 0 | 10214484.2693
19 | 0 | 0 | 0 | 0 | 0 |  | 0 | 10214484.2693
20 | 0 | 0 | 0 | 0 | 0 |  | 0 | 10214484.2693

## Technical Results
Metric | Value
System Sizing
PV Size (kW) | 0
Battery Power (kW) | 5000
Battery Energy (kWh) | 25000
Annual Energy Balance (Year 1)
PV to Load (kWh) | 0
PV to Storage (kWh) | 0
PV to Grid (kWh) | 0
Storage to Load (kWh) | 7417505.613
Grid to Load (kWh) | 36382494.387
PV Curtailed (kWh) | 0
Grid to Storage (kWh) | 8241694.063
Year-1 Utility Bill Comparison
BAU Utility Bill (USD) | 4987833.84
Optimized Utility Bill (USD) | 4074826.99
Utility Bill Savings (USD) | 913006.85
BAU Demand Charge (USD) | 0
Optimized Demand Charge (USD) | 0
Demand Charge Savings (USD) | 0

## Battery SOH
Battery state of health
Method: REopt.jl v0.57.0 daily fade recurrence replayed over the horizon on the solved year-1 dispatch. SOH[d] = SOH[d-1] - (k_cal x a x Eavg[d-1] x d^(a-1) + k_cyc x E_discharged[d-1]), SOH in kWh, with the hours-per-time-step factor removed (h = 1) so 15 minute and hourly solves age alike.
Cycle fade: k_cyc = (1 - 0.80) / cycle life = 2.500e-05 kWh lost per kWh discharged (cycle life 8,000 EFC to 80 percent).
Calendar fade: k_cal = 1.16e-03, exponent a = 0.428 (NREL laboratory defaults, no chemistry or temperature calibration).
Use: the year-average SOH multiplies the battery's share of the savings on the Pro Forma (Audit) sheet (row 'Battery SOH factor'). Energy delivered is assumed to scale with capacity, the battery treated as capacity-bound every day: an upper bound on the loss. The optimiser does not see this curve; no battery replacement is scheduled unless the case opts in.
Energy attribution: net retail value of battery energy (discharge at retail minus grid charging). Demand attribution: counterfactual.
Nominal capacity (kWh) | 25000
SOH end of year 10 | 90.18%
SOH end of year 20 | 81.9%
First year below 80 percent | Not within the 20 year horizon
Equivalent full cycles, year 1 | 296.7002
Equivalent full cycles, cumulative | 5934.0045
Average daily discharge, year 1 (kWh) | 20321.9332
Value lost to fade over the horizon (USD) | 2935219.1807
Year | SOH end of year | SOH year average (derate factor) | Usable capacity (kWh) | EFC in year | Cumulative EFC | Calendar fade (kWh) | Cycle fade (kWh) | Value lost to fade (USD) | End of life (80 percent)
0 | 100% | 100% | 25000 | 0 | 0 | 0 | 0 | 0 | 80%
1 | 98.41% | 99.06% | 24603.2406 | 296.7002 | 296.7002 | 211.9142 | 184.8452 | 8593.3765 | 80%
2 | 97.35% | 97.87% | 24337.5256 | 296.7002 | 593.4004 | 80.2773 | 185.4376 | 20236.5156 | 80%
3 | 96.37% | 96.85% | 24092.8214 | 296.7002 | 890.1007 | 59.2666 | 185.4376 | 31066.259 | 80%
4 | 95.43% | 95.9% | 23858.6383 | 296.7002 | 1186.8009 | 48.7454 | 185.4376 | 42124.8704 | 80%
5 | 94.52% | 94.98% | 23631.0331 | 296.7002 | 1483.5011 | 42.1676 | 185.4376 | 53664.4838 | 80%
6 | 93.63% | 94.07% | 23408.0232 | 296.7002 | 1780.2013 | 37.5722 | 185.4376 | 65816.1726 | 80%
7 | 92.75% | 93.19% | 23188.4492 | 296.7002 | 2076.9016 | 34.1364 | 185.4376 | 78670.8262 | 80%
8 | 91.89% | 92.32% | 22971.5649 | 296.7002 | 2373.6018 | 31.4467 | 185.4376 | 92302.6375 | 80%
9 | 91.03% | 91.45% | 22756.8574 | 296.7002 | 2670.302 | 29.2698 | 185.4376 | 106778.3026 | 80%
10 | 90.18% | 90.6% | 22543.9568 | 296.7002 | 2967.0022 | 27.4629 | 185.4376 | 122161.3307 | 80%
11 | 89.33% | 89.75% | 22332.5862 | 296.7002 | 3263.7025 | 25.933 | 185.4376 | 138514.3365 | 80%
12 | 88.49% | 88.91% | 22122.5318 | 296.7002 | 3560.4027 | 24.6167 | 185.4376 | 155900.3899 | 80%
13 | 87.65% | 88.07% | 21913.6249 | 296.7002 | 3857.1029 | 23.4692 | 185.4376 | 174383.8832 | 80%
14 | 86.82% | 87.24% | 21705.7295 | 296.7002 | 4153.8031 | 22.4578 | 185.4376 | 194031.1339 | 80%
15 | 85.99% | 86.41% | 21498.7341 | 296.7002 | 4450.5034 | 21.5578 | 185.4376 | 214910.8364 | 80%
16 | 85.17% | 85.58% | 21292.546 | 296.7002 | 4747.2036 | 20.7504 | 185.4376 | 237094.423 | 80%
17 | 84.35% | 84.76% | 21087.0872 | 296.7002 | 5043.9038 | 20.0211 | 185.4376 | 260656.3713 | 80%
18 | 83.53% | 83.94% | 20882.2914 | 296.7002 | 5340.604 | 19.3582 | 185.4376 | 285674.4769 | 80%
19 | 82.71% | 83.12% | 20678.1014 | 296.7002 | 5637.3043 | 18.7524 | 185.4376 | 312230.1078 | 80%
20 | 81.9% | 82.3% | 20474.4678 | 296.7002 | 5934.0045 | 18.1959 | 185.4376 | 340408.4469 | 80%

## Dispatch Profile
Hour | Load (kW) | PV Irradiation (W/m²) | PV Generation Total (kW) | PV to Load (kW) | PV to Storage (kW) | PV to Grid (kW) | PV Curtailed (kW) | Grid to Load (kW) | Grid to Storage (kW) | Storage to Load (kW)
1 | 5000 | 0 | 0 | 0 | 0 | 0 | 0 | 5000 | -5000 | 0
2 | 5000 | 0 | 0 | 0 | 0 | 0 | 0 | 5000 | -5000 | 0
3 | 5000 | 0 | 0 | 0 | 0 | 0 | 0 | 5000 | -3186.711 | 0
4 | 5000 | 0 | 0 | 0 | 0 | 0 | 0 | 5000 | 0 | 0
5 | 5000 | 0 | 0 | 0 | 0 | 0 | 0 | 5000 | 0 | 0
6 | 5000 | 0 | 0 | 0 | 0 | 0 | 0 | 5000 | 0 | 0
7 | 5000 | 0 | 0 | 0 | 0 | 0 | 0 | 5000 | 0 | 0
8 | 5000 | 0 | 0 | 0 | 0 | 0 | 0 | 5000 | 0 | 0
9 | 5000 | 0 | 0 | 0 | 0 | 0 | 0 | 5000 | 0 | 0
10 | 5000 | 0 | 0 | 0 | 0 | 0 | 0 | 5000 | 0 | 0
11 | 5000 | 0 | 0 | 0 | 0 | 0 | 0 | 5000 | 0 | 0
12 | 5000 | 0 | 0 | 0 | 0 | 0 | 0 | 5000 | 0 | 0
13 | 5000 | 0 | 0 | 0 | 0 | 0 | 0 | 5000 | 0 | 0
14 | 5000 | 0 | 0 | 0 | 0 | 0 | 0 | 5000 | 0 | 0
15 | 5000 | 0 | 0 | 0 | 0 | 0 | 0 | 5000 | 0 | 0
16 | 5000 | 0 | 0 | 0 | 0 | 0 | 0 | 5000 | 0 | 0
17 | 5000 | 0 | 0 | 0 | 0 | 0 | 0 | 5000 | 0 | 0
18 | 5000 | 0 | 0 | 0 | 0 | 0 | 0 | 5000 | 0 | 0
19 | 5000 | 0 | 0 | 0 | 0 | 0 | 0 | 1301.899 | 0 | 3698.101
20 | 5000 | 0 | 0 | 0 | 0 | 0 | 0 | 0 | 0 | 5000
21 | 5000 | 0 | 0 | 0 | 0 | 0 | 0 | 0 | 0 | 5000
22 | 5000 | 0 | 0 | 0 | 0 | 0 | 0 | 0 | 0 | 5000
23 | 5000 | 0 | 0 | 0 | 0 | 0 | 0 | 0 | 0 | 5000
24 | 5000 | 0 | 0 | 0 | 0 | 0 | 0 | 5000 | 0 | 0
25 | 5000 | 0 | 0 | 0 | 0 | 0 | 0 | 5000 | -5000 | 0
26 | 5000 | 0 | 0 | 0 | 0 | 0 | 0 | 5000 | -5000 | 0
27 | 5000 | 0 | 0 | 0 | 0 | 0 | 0 | 5000 | -5000 | 0
28 | 5000 | 0 | 0 | 0 | 0 | 0 | 0 | 5000 | -5000 | 0
29 | 5000 | 0 | 0 | 0 | 0 | 0 | 0 | 5000 | -5000 | 0
30 | 5000 | 0 | 0 | 0 | 0 | 0 | 0 | 5000 | -1373.421 | 0
31 | 5000 | 0 | 0 | 0 | 0 | 0 | 0 | 5000 | 0 | 0
32 | 5000 | 0 | 0 | 0 | 0 | 0 | 0 | 5000 | 0 | 0
33 | 5000 | 0 | 0 | 0 | 0 | 0 | 0 | 5000 | 0 | 0
34 | 5000 | 0 | 0 | 0 | 0 | 0 | 0 | 5000 | 0 | 0
35 | 5000 | 0 | 0 | 0 | 0 | 0 | 0 | 5000 | 0 | 0
36 | 5000 | 0 | 0 | 0 | 0 | 0 | 0 | 5000 | 0 | 0
37 | 5000 | 0 | 0 | 0 | 0 | 0 | 0 | 5000 | 0 | 0
38 | 5000 | 0 | 0 | 0 | 0 | 0 | 0 | 5000 | 0 | 0
39 | 5000 | 0 | 0 | 0 | 0 | 0 | 0 | 5000 | 0 | 0
40 | 5000 | 0 | 0 | 0 | 0 | 0 | 0 | 5000 | 0 | 0
41 | 5000 | 0 | 0 | 0 | 0 | 0 | 0 | 5000 | 0 | 0
42 | 5000 | 0 | 0 | 0 | 0 | 0 | 0 | 5000 | 0 | 0
43 | 5000 | 0 | 0 | 0 | 0 | 0 | 0 | 1301.899 | 0 | 3698.101
44 | 5000 | 0 | 0 | 0 | 0 | 0 | 0 | 0 | 0 | 5000
45 | 5000 | 0 | 0 | 0 | 0 | 0 | 0 | 0 | 0 | 5000
46 | 5000 | 0 | 0 | 0 | 0 | 0 | 0 | 0 | 0 | 5000
47 | 5000 | 0 | 0 | 0 | 0 | 0 | 0 | 0 | 0 | 5000
48 | 5000 | 0 | 0 | 0 | 0 | 0 | 0 | 5000 | 0 | 0
49 | 5000 | 0 | 0 | 0 | 0 | 0 | 0 | 5000 | -5000 | 0
50 | 5000 | 0 | 0 | 0 | 0 | 0 | 0 | 5000 | -5000 | 0
51 | 5000 | 0 | 0 | 0 | 0 | 0 | 0 | 5000 | -5000 | 0
52 | 5000 | 0 | 0 | 0 | 0 | 0 | 0 | 5000 | -5000 | 0
53 | 5000 | 0 | 0 | 0 | 0 | 0 | 0 | 5000 | -5000 | 0
54 | 5000 | 0 | 0 | 0 | 0 | 0 | 0 | 5000 | -1373.421 | 0
55 | 5000 | 0 | 0 | 0 | 0 | 0 | 0 | 5000 | 0 | 0
56 | 5000 | 0 | 0 | 0 | 0 | 0 | 0 | 5000 | 0 | 0
57 | 5000 | 0 | 0 | 0 | 0 | 0 | 0 | 5000 | 0 | 0
58 | 5000 | 0 | 0 | 0 | 0 | 0 | 0 | 5000 | 0 | 0
59 | 5000 | 0 | 0 | 0 | 0 | 0 | 0 | 5000 | 0 | 0
60 | 5000 | 0 | 0 | 0 | 0 | 0 | 0 | 5000 | 0 | 0
61 | 5000 | 0 | 0 | 0 | 0 | 0 | 0 | 5000 | 0 | 0
62 | 5000 | 0 | 0 | 0 | 0 | 0 | 0 | 5000 | 0 | 0
63 | 5000 | 0 | 0 | 0 | 0 | 0 | 0 | 5000 | 0 | 0
64 | 5000 | 0 | 0 | 0 | 0 | 0 | 0 | 5000 | 0 | 0
65 | 5000 | 0 | 0 | 0 | 0 | 0 | 0 | 5000 | 0 | 0
66 | 5000 | 0 | 0 | 0 | 0 | 0 | 0 | 5000 | 0 | 0
67 | 5000 | 0 | 0 | 0 | 0 | 0 | 0 | 1301.899 | 0 | 3698.101
68 | 5000 | 0 | 0 | 0 | 0 | 0 | 0 | 0 | 0 | 5000
69 | 5000 | 0 | 0 | 0 | 0 | 0 | 0 | 0 | 0 | 5000
70 | 5000 | 0 | 0 | 0 | 0 | 0 | 0 | 0 | 0 | 5000
71 | 5000 | 0 | 0 | 0 | 0 | 0 | 0 | 0 | 0 | 5000
72 | 5000 | 0 | 0 | 0 | 0 | 0 | 0 | 5000 | 0 | 0
73 | 5000 | 0 | 0 | 0 | 0 | 0 | 0 | 5000 | -5000 | 0
74 | 5000 | 0 | 0 | 0 | 0 | 0 | 0 | 5000 | -5000 | 0
75 | 5000 | 0 | 0 | 0 | 0 | 0 | 0 | 5000 | -5000 | 0
76 | 5000 | 0 | 0 | 0 | 0 | 0 | 0 | 5000 | -5000 | 0
77 | 5000 | 0 | 0 | 0 | 0 | 0 | 0 | 5000 | -5000 | 0
78 | 5000 | 0 | 0 | 0 | 0 | 0 | 0 | 5000 | -1373.421 | 0
79 | 5000 | 0 | 0 | 0 | 0 | 0 | 0 | 5000 | 0 | 0
80 | 5000 | 0 | 0 | 0 | 0 | 0 | 0 | 5000 | 0 | 0
81 | 5000 | 0 | 0 | 0 | 0 | 0 | 0 | 5000 | 0 | 0
82 | 5000 | 0 | 0 | 0 | 0 | 0 | 0 | 5000 | 0 | 0
83 | 5000 | 0 | 0 | 0 | 0 | 0 | 0 | 5000 | 0 | 0
84 | 5000 | 0 | 0 | 0 | 0 | 0 | 0 | 5000 | 0 | 0
85 | 5000 | 0 | 0 | 0 | 0 | 0 | 0 | 5000 | 0 | 0
86 | 5000 | 0 | 0 | 0 | 0 | 0 | 0 | 5000 | 0 | 0
87 | 5000 | 0 | 0 | 0 | 0 | 0 | 0 | 5000 | 0 | 0
88 | 5000 | 0 | 0 | 0 | 0 | 0 | 0 | 5000 | 0 | 0
89 | 5000 | 0 | 0 | 0 | 0 | 0 | 0 | 5000 | 0 | 0
90 | 5000 | 0 | 0 | 0 | 0 | 0 | 0 | 5000 | 0 | 0
91 | 5000 | 0 | 0 | 0 | 0 | 0 | 0 | 1301.899 | 0 | 3698.101
92 | 5000 | 0 | 0 | 0 | 0 | 0 | 0 | 0 | 0 | 5000
93 | 5000 | 0 | 0 | 0 | 0 | 0 | 0 | 0 | 0 | 5000
94 | 5000 | 0 | 0 | 0 | 0 | 0 | 0 | 0 | 0 | 5000
95 | 5000 | 0 | 0 | 0 | 0 | 0 | 0 | 0 | 0 | 5000
96 | 5000 | 0 | 0 | 0 | 0 | 0 | 0 | 5000 | 0 | 0
97 | 5000 | 0 | 0 | 0 | 0 | 0 | 0 | 5000 | 0 | 0
98 | 5000 | 0 | 0 | 0 | 0 | 0 | 0 | 5000 | 0 | 0
99 | 5000 | 0 | 0 | 0 | 0 | 0 | 0 | 5000 | 0 | 0
100 | 5000 | 0 | 0 | 0 | 0 | 0 | 0 | 5000 | 0 | 0
101 | 5000 | 0 | 0 | 0 | 0 | 0 | 0 | 5000 | 0 | 0
102 | 5000 | 0 | 0 | 0 | 0 | 0 | 0 | 5000 | 0 | 0
103 | 5000 | 0 | 0 | 0 | 0 | 0 | 0 | 5000 | 0 | 0
104 | 5000 | 0 | 0 | 0 | 0 | 0 | 0 | 5000 | 0 | 0
105 | 5000 | 0 | 0 | 0 | 0 | 0 | 0 | 5000 | 0 | 0
106 | 5000 | 0 | 0 | 0 | 0 | 0 | 0 | 5000 | 0 | 0
107 | 5000 | 0 | 0 | 0 | 0 | 0 | 0 | 5000 | 0 | 0
108 | 5000 | 0 | 0 | 0 | 0 | 0 | 0 | 5000 | 0 | 0
109 | 5000 | 0 | 0 | 0 | 0 | 0 | 0 | 5000 | 0 | 0
110 | 5000 | 0 | 0 | 0 | 0 | 0 | 0 | 5000 | 0 | 0
111 | 5000 | 0 | 0 | 0 | 0 | 0 | 0 | 5000 | 0 | 0
112 | 5000 | 0 | 0 | 0 | 0 | 0 | 0 | 5000 | 0 | 0
113 | 5000 | 0 | 0 | 0 | 0 | 0 | 0 | 5000 | 0 | 0
114 | 5000 | 0 | 0 | 0 | 0 | 0 | 0 | 5000 | 0 | 0
115 | 5000 | 0 | 0 | 0 | 0 | 0 | 0 | 5000 | 0 | 0
116 | 5000 | 0 | 0 | 0 | 0 | 0 | 0 | 5000 | 0 | 0
117 | 5000 | 0 | 0 | 0 | 0 | 0 | 0 | 5000 | 0 | 0
118 | 5000 | 0 | 0 | 0 | 0 | 0 | 0 | 5000 | 0 | 0
119 | 5000 | 0 | 0 | 0 | 0 | 0 | 0 | 5000 | 0 | 0
120 | 5000 | 0 | 0 | 0 | 0 | 0 | 0 | 5000 | 0 | 0
121 | 5000 | 0 | 0 | 0 | 0 | 0 | 0 | 5000 | -5000 | 0
122 | 5000 | 0 | 0 | 0 | 0 | 0 | 0 | 5000 | -5000 | 0
123 | 5000 | 0 | 0 | 0 | 0 | 0 | 0 | 5000 | -5000 | 0
124 | 5000 | 0 | 0 | 0 | 0 | 0 | 0 | 5000 | -5000 | 0
125 | 5000 | 0 | 0 | 0 | 0 | 0 | 0 | 5000 | -5000 | 0
126 | 5000 | 0 | 0 | 0 | 0 | 0 | 0 | 5000 | -1373.421 | 0
127 | 5000 | 0 | 0 | 0 | 0 | 0 | 0 | 5000 | 0 | 0
128 | 5000 | 0 | 0 | 0 | 0 | 0 | 0 | 5000 | 0 | 0
129 | 5000 | 0 | 0 | 0 | 0 | 0 | 0 | 5000 | 0 | 0
130 | 5000 | 0 | 0 | 0 | 0 | 0 | 0 | 5000 | 0 | 0
131 | 5000 | 0 | 0 | 0 | 0 | 0 | 0 | 5000 | 0 | 0
132 | 5000 | 0 | 0 | 0 | 0 | 0 | 0 | 5000 | 0 | 0
133 | 5000 | 0 | 0 | 0 | 0 | 0 | 0 | 5000 | 0 | 0
134 | 5000 | 0 | 0 | 0 | 0 | 0 | 0 | 5000 | 0 | 0
135 | 5000 | 0 | 0 | 0 | 0 | 0 | 0 | 5000 | 0 | 0
136 | 5000 | 0 | 0 | 0 | 0 | 0 | 0 | 5000 | 0 | 0
137 | 5000 | 0 | 0 | 0 | 0 | 0 | 0 | 5000 | 0 | 0
138 | 5000 | 0 | 0 | 0 | 0 | 0 | 0 | 5000 | 0 | 0
139 | 5000 | 0 | 0 | 0 | 0 | 0 | 0 | 1301.899 | 0 | 3698.101
140 | 5000 | 0 | 0 | 0 | 0 | 0 | 0 | 0 | 0 | 5000
141 | 5000 | 0 | 0 | 0 | 0 | 0 | 0 | 0 | 0 | 5000
142 | 5000 | 0 | 0 | 0 | 0 | 0 | 0 | 0 | 0 | 5000
143 | 5000 | 0 | 0 | 0 | 0 | 0 | 0 | 0 | 0 | 5000
144 | 5000 | 0 | 0 | 0 | 0 | 0 | 0 | 5000 | 0 | 0
145 | 5000 | 0 | 0 | 0 | 0 | 0 | 0 | 5000 | -5000 | 0
146 | 5000 | 0 | 0 | 0 | 0 | 0 | 0 | 5000 | -5000 | 0
147 | 5000 | 0 | 0 | 0 | 0 | 0 | 0 | 5000 | -5000 | 0
148 | 5000 | 0 | 0 | 0 | 0 | 0 | 0 | 5000 | -5000 | 0
149 | 5000 | 0 | 0 | 0 | 0 | 0 | 0 | 5000 | -5000 | 0
150 | 5000 | 0 | 0 | 0 | 0 | 0 | 0 | 5000 | -1373.421 | 0
151 | 5000 | 0 | 0 | 0 | 0 | 0 | 0 | 5000 | 0 | 0
152 | 5000 | 0 | 0 | 0 | 0 | 0 | 0 | 5000 | 0 | 0
153 | 5000 | 0 | 0 | 0 | 0 | 0 | 0 | 5000 | 0 | 0
154 | 5000 | 0 | 0 | 0 | 0 | 0 | 0 | 5000 | 0 | 0
155 | 5000 | 0 | 0 | 0 | 0 | 0 | 0 | 5000 | 0 | 0
156 | 5000 | 0 | 0 | 0 | 0 | 0 | 0 | 5000 | 0 | 0
157 | 5000 | 0 | 0 | 0 | 0 | 0 | 0 | 5000 | 0 | 0
158 | 5000 | 0 | 0 | 0 | 0 | 0 | 0 | 5000 | 0 | 0
159 | 5000 | 0 | 0 | 0 | 0 | 0 | 0 | 5000 | 0 | 0
160 | 5000 | 0 | 0 | 0 | 0 | 0 | 0 | 5000 | 0 | 0
161 | 5000 | 0 | 0 | 0 | 0 | 0 | 0 | 5000 | 0 | 0
162 | 5000 | 0 | 0 | 0 | 0 | 0 | 0 | 5000 | 0 | 0
163 | 5000 | 0 | 0 | 0 | 0 | 0 | 0 | 1301.899 | 0 | 3698.101
164 | 5000 | 0 | 0 | 0 | 0 | 0 | 0 | 0 | 0 | 5000
165 | 5000 | 0 | 0 | 0 | 0 | 0 | 0 | 0 | 0 | 5000
166 | 5000 | 0 | 0 | 0 | 0 | 0 | 0 | 0 | 0 | 5000
167 | 5000 | 0 | 0 | 0 | 0 | 0 | 0 | 0 | 0 | 5000
168 | 5000 | 0 | 0 | 0 | 0 | 0 | 0 | 5000 | 0 | 0
169 | 5000 | 0 | 0 | 0 | 0 | 0 | 0 | 5000 | -5000 | 0
170 | 5000 | 0 | 0 | 0 | 0 | 0 | 0 | 5000 | -5000 | 0
171 | 5000 | 0 | 0 | 0 | 0 | 0 | 0 | 5000 | -5000 | 0
172 | 5000 | 0 | 0 | 0 | 0 | 0 | 0 | 5000 | -5000 | 0
173 | 5000 | 0 | 0 | 0 | 0 | 0 | 0 | 5000 | -5000 | 0
174 | 5000 | 0 | 0 | 0 | 0 | 0 | 0 | 5000 | -1373.421 | 0
175 | 5000 | 0 | 0 | 0 | 0 | 0 | 0 | 5000 | 0 | 0
176 | 5000 | 0 | 0 | 0 | 0 | 0 | 0 | 5000 | 0 | 0
177 | 5000 | 0 | 0 | 0 | 0 | 0 | 0 | 5000 | 0 | 0
178 | 5000 | 0 | 0 | 0 | 0 | 0 | 0 | 5000 | 0 | 0
179 | 5000 | 0 | 0 | 0 | 0 | 0 | 0 | 5000 | 0 | 0
180 | 5000 | 0 | 0 | 0 | 0 | 0 | 0 | 5000 | 0 | 0
181 | 5000 | 0 | 0 | 0 | 0 | 0 | 0 | 5000 | 0 | 0
182 | 5000 | 0 | 0 | 0 | 0 | 0 | 0 | 5000 | 0 | 0
183 | 5000 | 0 | 0 | 0 | 0 | 0 | 0 | 5000 | 0 | 0
184 | 5000 | 0 | 0 | 0 | 0 | 0 | 0 | 5000 | 0 | 0
185 | 5000 | 0 | 0 | 0 | 0 | 0 | 0 | 5000 | 0 | 0
186 | 5000 | 0 | 0 | 0 | 0 | 0 | 0 | 5000 | 0 | 0
187 | 5000 | 0 | 0 | 0 | 0 | 0 | 0 | 1301.899 | 0 | 3698.101
188 | 5000 | 0 | 0 | 0 | 0 | 0 | 0 | 0 | 0 | 5000
189 | 5000 | 0 | 0 | 0 | 0 | 0 | 0 | 0 | 0 | 5000
190 | 5000 | 0 | 0 | 0 | 0 | 0 | 0 | 0 | 0 | 5000
191 | 5000 | 0 | 0 | 0 | 0 | 0 | 0 | 0 | 0 | 5000
192 | 5000 | 0 | 0 | 0 | 0 | 0 | 0 | 5000 | 0 | 0
193 | 5000 | 0 | 0 | 0 | 0 | 0 | 0 | 5000 | -5000 | 0
194 | 5000 | 0 | 0 | 0 | 0 | 0 | 0 | 5000 | -5000 | 0
195 | 5000 | 0 | 0 | 0 | 0 | 0 | 0 | 5000 | -5000 | 0
196 | 5000 | 0 | 0 | 0 | 0 | 0 | 0 | 5000 | -5000 | 0
197 | 5000 | 0 | 0 | 0 | 0 | 0 | 0 | 5000 | -5000 | 0
198 | 5000 | 0 | 0 | 0 | 0 | 0 | 0 | 5000 | -1373.421 | 0
199 | 5000 | 0 | 0 | 0 | 0 | 0 | 0 | 5000 | 0 | 0
200 | 5000 | 0 | 0 | 0 | 0 | 0 | 0 | 5000 | 0 | 0
201 | 5000 | 0 | 0 | 0 | 0 | 0 | 0 | 5000 | 0 | 0
202 | 5000 | 0 | 0 | 0 | 0 | 0 | 0 | 5000 | 0 | 0
203 | 5000 | 0 | 0 | 0 | 0 | 0 | 0 | 5000 | 0 | 0
204 | 5000 | 0 | 0 | 0 | 0 | 0 | 0 | 5000 | 0 | 0
205 | 5000 | 0 | 0 | 0 | 0 | 0 | 0 | 5000 | 0 | 0
206 | 5000 | 0 | 0 | 0 | 0 | 0 | 0 | 5000 | 0 | 0
207 | 5000 | 0 | 0 | 0 | 0 | 0 | 0 | 5000 | 0 | 0
208 | 5000 | 0 | 0 | 0 | 0 | 0 | 0 | 5000 | 0 | 0
209 | 5000 | 0 | 0 | 0 | 0 | 0 | 0 | 5000 | 0 | 0
210 | 5000 | 0 | 0 | 0 | 0 | 0 | 0 | 5000 | 0 | 0
211 | 5000 | 0 | 0 | 0 | 0 | 0 | 0 | 1301.899 | 0 | 3698.101
212 | 5000 | 0 | 0 | 0 | 0 | 0 | 0 | 0 | 0 | 5000
213 | 5000 | 0 | 0 | 0 | 0 | 0 | 0 | 0 | 0 | 5000
214 | 5000 | 0 | 0 | 0 | 0 | 0 | 0 | 0 | 0 | 5000
215 | 5000 | 0 | 0 | 0 | 0 | 0 | 0 | 0 | 0 | 5000
216 | 5000 | 0 | 0 | 0 | 0 | 0 | 0 | 5000 | 0 | 0
217 | 5000 | 0 | 0 | 0 | 0 | 0 | 0 | 5000 | -5000 | 0
218 | 5000 | 0 | 0 | 0 | 0 | 0 | 0 | 5000 | -5000 | 0
219 | 5000 | 0 | 0 | 0 | 0 | 0 | 0 | 5000 | -5000 | 0
220 | 5000 | 0 | 0 | 0 | 0 | 0 | 0 | 5000 | -5000 | 0
221 | 5000 | 0 | 0 | 0 | 0 | 0 | 0 | 5000 | -5000 | 0
222 | 5000 | 0 | 0 | 0 | 0 | 0 | 0 | 5000 | -1373.421 | 0
223 | 5000 | 0 | 0 | 0 | 0 | 0 | 0 | 5000 | 0 | 0
224 | 5000 | 0 | 0 | 0 | 0 | 0 | 0 | 5000 | 0 | 0
225 | 5000 | 0 | 0 | 0 | 0 | 0 | 0 | 5000 | 0 | 0
226 | 5000 | 0 | 0 | 0 | 0 | 0 | 0 | 5000 | 0 | 0
227 | 5000 | 0 | 0 | 0 | 0 | 0 | 0 | 5000 | 0 | 0
228 | 5000 | 0 | 0 | 0 | 0 | 0 | 0 | 5000 | 0 | 0
229 | 5000 | 0 | 0 | 0 | 0 | 0 | 0 | 5000 | 0 | 0
230 | 5000 | 0 | 0 | 0 | 0 | 0 | 0 | 5000 | 0 | 0
231 | 5000 | 0 | 0 | 0 | 0 | 0 | 0 | 5000 | 0 | 0
232 | 5000 | 0 | 0 | 0 | 0 | 0 | 0 | 5000 | 0 | 0
233 | 5000 | 0 | 0 | 0 | 0 | 0 | 0 | 5000 | 0 | 0
234 | 5000 | 0 | 0 | 0 | 0 | 0 | 0 | 5000 | 0 | 0
235 | 5000 | 0 | 0 | 0 | 0 | 0 | 0 | 1301.899 | 0 | 3698.101
236 | 5000 | 0 | 0 | 0 | 0 | 0 | 0 | 0 | 0 | 5000
237 | 5000 | 0 | 0 | 0 | 0 | 0 | 0 | 0 | 0 | 5000
238 | 5000 | 0 | 0 | 0 | 0 | 0 | 0 | 0 | 0 | 5000
239 | 5000 | 0 | 0 | 0 | 0 | 0 | 0 | 0 | 0 | 5000
240 | 5000 | 0 | 0 | 0 | 0 | 0 | 0 | 5000 | 0 | 0
241 | 5000 | 0 | 0 | 0 | 0 | 0 | 0 | 5000 | -5000 | 0
242 | 5000 | 0 | 0 | 0 | 0 | 0 | 0 | 5000 | -5000 | 0
243 | 5000 | 0 | 0 | 0 | 0 | 0 | 0 | 5000 | -5000 | 0
244 | 5000 | 0 | 0 | 0 | 0 | 0 | 0 | 5000 | -5000 | 0
245 | 5000 | 0 | 0 | 0 | 0 | 0 | 0 | 5000 | -5000 | 0
246 | 5000 | 0 | 0 | 0 | 0 | 0 | 0 | 5000 | -1373.421 | 0
247 | 5000 | 0 | 0 | 0 | 0 | 0 | 0 | 5000 | 0 | 0
248 | 5000 | 0 | 0 | 0 | 0 | 0 | 0 | 5000 | 0 | 0
249 | 5000 | 0 | 0 | 0 | 0 | 0 | 0 | 5000 | 0 | 0
250 | 5000 | 0 | 0 | 0 | 0 | 0 | 0 | 5000 | 0 | 0
251 | 5000 | 0 | 0 | 0 | 0 | 0 | 0 | 5000 | 0 | 0
252 | 5000 | 0 | 0 | 0 | 0 | 0 | 0 | 5000 | 0 | 0
253 | 5000 | 0 | 0 | 0 | 0 | 0 | 0 | 5000 | 0 | 0
254 | 5000 | 0 | 0 | 0 | 0 | 0 | 0 | 5000 | 0 | 0
255 | 5000 | 0 | 0 | 0 | 0 | 0 | 0 | 5000 | 0 | 0
256 | 5000 | 0 | 0 | 0 | 0 | 0 | 0 | 5000 | 0 | 0
257 | 5000 | 0 | 0 | 0 | 0 | 0 | 0 | 5000 | 0 | 0
258 | 5000 | 0 | 0 | 0 | 0 | 0 | 0 | 5000 | 0 | 0
259 | 5000 | 0 | 0 | 0 | 0 | 0 | 0 | 1301.899 | 0 | 3698.101
260 | 5000 | 0 | 0 | 0 | 0 | 0 | 0 | 0 | 0 | 5000
261 | 5000 | 0 | 0 | 0 | 0 | 0 | 0 | 0 | 0 | 5000
262 | 5000 | 0 | 0 | 0 | 0 | 0 | 0 | 0 | 0 | 5000
263 | 5000 | 0 | 0 | 0 | 0 | 0 | 0 | 0 | 0 | 5000
264 | 5000 | 0 | 0 | 0 | 0 | 0 | 0 | 5000 | 0 | 0
265 | 5000 | 0 | 0 | 0 | 0 | 0 | 0 | 5000 | 0 | 0
266 | 5000 | 0 | 0 | 0 | 0 | 0 | 0 | 5000 | 0 | 0
267 | 5000 | 0 | 0 | 0 | 0 | 0 | 0 | 5000 | 0 | 0
268 | 5000 | 0 | 0 | 0 | 0 | 0 | 0 | 5000 | 0 | 0
269 | 5000 | 0 | 0 | 0 | 0 | 0 | 0 | 5000 | 0 | 0
270 | 5000 | 0 | 0 | 0 | 0 | 0 | 0 | 5000 | 0 | 0
271 | 5000 | 0 | 0 | 0 | 0 | 0 | 0 | 5000 | 0 | 0
272 | 5000 | 0 | 0 | 0 | 0 | 0 | 0 | 5000 | 0 | 0
273 | 5000 | 0 | 0 | 0 | 0 | 0 | 0 | 5000 | 0 | 0
274 | 5000 | 0 | 0 | 0 | 0 | 0 | 0 | 5000 | 0 | 0
275 | 5000 | 0 | 0 | 0 | 0 | 0 | 0 | 5000 | 0 | 0
276 | 5000 | 0 | 0 | 0 | 0 | 0 | 0 | 5000 | 0 | 0
277 | 5000 | 0 | 0 | 0 | 0 | 0 | 0 | 5000 | 0 | 0
278 | 5000 | 0 | 0 | 0 | 0 | 0 | 0 | 5000 | 0 | 0
279 | 5000 | 0 | 0 | 0 | 0 | 0 | 0 | 5000 | 0 | 0
280 | 5000 | 0 | 0 | 0 | 0 | 0 | 0 | 5000 | 0 | 0
281 | 5000 | 0 | 0 | 0 | 0 | 0 | 0 | 5000 | 0 | 0
282 | 5000 | 0 | 0 | 0 | 0 | 0 | 0 | 5000 | 0 | 0
283 | 5000 | 0 | 0 | 0 | 0 | 0 | 0 | 5000 | 0 | 0
284 | 5000 | 0 | 0 | 0 | 0 | 0 | 0 | 5000 | 0 | 0
285 | 5000 | 0 | 0 | 0 | 0 | 0 | 0 | 5000 | 0 | 0
286 | 5000 | 0 | 0 | 0 | 0 | 0 | 0 | 5000 | 0 | 0
287 | 5000 | 0 | 0 | 0 | 0 | 0 | 0 | 5000 | 0 | 0
288 | 5000 | 0 | 0 | 0 | 0 | 0 | 0 | 5000 | 0 | 0
289 | 5000 | 0 | 0 | 0 | 0 | 0 | 0 | 5000 | -5000 | 0
290 | 5000 | 0 | 0 | 0 | 0 | 0 | 0 | 5000 | -5000 | 0
291 | 5000 | 0 | 0 | 0 | 0 | 0 | 0 | 5000 | -5000 | 0
292 | 5000 | 0 | 0 | 0 | 0 | 0 | 0 | 5000 | -5000 | 0
293 | 5000 | 0 | 0 | 0 | 0 | 0 | 0 | 5000 | -5000 | 0
294 | 5000 | 0 | 0 | 0 | 0 | 0 | 0 | 5000 | -1373.421 | 0
295 | 5000 | 0 | 0 | 0 | 0 | 0 | 0 | 5000 | 0 | 0
296 | 5000 | 0 | 0 | 0 | 0 | 0 | 0 | 5000 | 0 | 0
297 | 5000 | 0 | 0 | 0 | 0 | 0 | 0 | 5000 | 0 | 0
298 | 5000 | 0 | 0 | 0 | 0 | 0 | 0 | 5000 | 0 | 0
299 | 5000 | 0 | 0 | 0 | 0 | 0 | 0 | 5000 | 0 | 0
300 | 5000 | 0 | 0 | 0 | 0 | 0 | 0 | 5000 | 0 | 0
301 | 5000 | 0 | 0 | 0 | 0 | 0 | 0 | 5000 | 0 | 0
302 | 5000 | 0 | 0 | 0 | 0 | 0 | 0 | 5000 | 0 | 0
303 | 5000 | 0 | 0 | 0 | 0 | 0 | 0 | 5000 | 0 | 0
304 | 5000 | 0 | 0 | 0 | 0 | 0 | 0 | 5000 | 0 | 0
305 | 5000 | 0 | 0 | 0 | 0 | 0 | 0 | 5000 | 0 | 0
306 | 5000 | 0 | 0 | 0 | 0 | 0 | 0 | 5000 | 0 | 0
307 | 5000 | 0 | 0 | 0 | 0 | 0 | 0 | 1301.899 | 0 | 3698.101
308 | 5000 | 0 | 0 | 0 | 0 | 0 | 0 | 0 | 0 | 5000
309 | 5000 | 0 | 0 | 0 | 0 | 0 | 0 | 0 | 0 | 5000
310 | 5000 | 0 | 0 | 0 | 0 | 0 | 0 | 0 | 0 | 5000
311 | 5000 | 0 | 0 | 0 | 0 | 0 | 0 | 0 | 0 | 5000
312 | 5000 | 0 | 0 | 0 | 0 | 0 | 0 | 5000 | 0 | 0
313 | 5000 | 0 | 0 | 0 | 0 | 0 | 0 | 5000 | -5000 | 0
314 | 5000 | 0 | 0 | 0 | 0 | 0 | 0 | 5000 | -5000 | 0
315 | 5000 | 0 | 0 | 0 | 0 | 0 | 0 | 5000 | -5000 | 0
316 | 5000 | 0 | 0 | 0 | 0 | 0 | 0 | 5000 | -5000 | 0
317 | 5000 | 0 | 0 | 0 | 0 | 0 | 0 | 5000 | -5000 | 0
318 | 5000 | 0 | 0 | 0 | 0 | 0 | 0 | 5000 | -1373.421 | 0
319 | 5000 | 0 | 0 | 0 | 0 | 0 | 0 | 5000 | 0 | 0
320 | 5000 | 0 | 0 | 0 | 0 | 0 | 0 | 5000 | 0 | 0
321 | 5000 | 0 | 0 | 0 | 0 | 0 | 0 | 5000 | 0 | 0
322 | 5000 | 0 | 0 | 0 | 0 | 0 | 0 | 5000 | 0 | 0
323 | 5000 | 0 | 0 | 0 | 0 | 0 | 0 | 5000 | 0 | 0
324 | 5000 | 0 | 0 | 0 | 0 | 0 | 0 | 5000 | 0 | 0
325 | 5000 | 0 | 0 | 0 | 0 | 0 | 0 | 5000 | 0 | 0
326 | 5000 | 0 | 0 | 0 | 0 | 0 | 0 | 5000 | 0 | 0
327 | 5000 | 0 | 0 | 0 | 0 | 0 | 0 | 5000 | 0 | 0
328 | 5000 | 0 | 0 | 0 | 0 | 0 | 0 | 5000 | 0 | 0
329 | 5000 | 0 | 0 | 0 | 0 | 0 | 0 | 5000 | 0 | 0
330 | 5000 | 0 | 0 | 0 | 0 | 0 | 0 | 5000 | 0 | 0
331 | 5000 | 0 | 0 | 0 | 0 | 0 | 0 | 1301.899 | 0 | 3698.101
332 | 5000 | 0 | 0 | 0 | 0 | 0 | 0 | 0 | 0 | 5000
333 | 5000 | 0 | 0 | 0 | 0 | 0 | 0 | 0 | 0 | 5000
334 | 5000 | 0 | 0 | 0 | 0 | 0 | 0 | 0 | 0 | 5000
335 | 5000 | 0 | 0 | 0 | 0 | 0 | 0 | 0 | 0 | 5000
336 | 5000 | 0 | 0 | 0 | 0 | 0 | 0 | 5000 | 0 | 0
337 | 5000 | 0 | 0 | 0 | 0 | 0 | 0 | 5000 | -5000 | 0
338 | 5000 | 0 | 0 | 0 | 0 | 0 | 0 | 5000 | -5000 | 0
339 | 5000 | 0 | 0 | 0 | 0 | 0 | 0 | 5000 | -5000 | 0
340 | 5000 | 0 | 0 | 0 | 0 | 0 | 0 | 5000 | -5000 | 0
341 | 5000 | 0 | 0 | 0 | 0 | 0 | 0 | 5000 | -5000 | 0
342 | 5000 | 0 | 0 | 0 | 0 | 0 | 0 | 5000 | -1373.421 | 0
343 | 5000 | 0 | 0 | 0 | 0 | 0 | 0 | 5000 | 0 | 0
344 | 5000 | 0 | 0 | 0 | 0 | 0 | 0 | 5000 | 0 | 0
345 | 5000 | 0 | 0 | 0 | 0 | 0 | 0 | 5000 | 0 | 0
346 | 5000 | 0 | 0 | 0 | 0 | 0 | 0 | 5000 | 0 | 0
347 | 5000 | 0 | 0 | 0 | 0 | 0 | 0 | 5000 | 0 | 0
348 | 5000 | 0 | 0 | 0 | 0 | 0 | 0 | 5000 | 0 | 0
349 | 5000 | 0 | 0 | 0 | 0 | 0 | 0 | 5000 | 0 | 0
350 | 5000 | 0 | 0 | 0 | 0 | 0 | 0 | 5000 | 0 | 0
351 | 5000 | 0 | 0 | 0 | 0 | 0 | 0 | 5000 | 0 | 0
352 | 5000 | 0 | 0 | 0 | 0 | 0 | 0 | 5000 | 0 | 0
353 | 5000 | 0 | 0 | 0 | 0 | 0 | 0 | 5000 | 0 | 0
354 | 5000 | 0 | 0 | 0 | 0 | 0 | 0 | 5000 | 0 | 0
355 | 5000 | 0 | 0 | 0 | 0 | 0 | 0 | 1301.899 | 0 | 3698.101
356 | 5000 | 0 | 0 | 0 | 0 | 0 | 0 | 0 | 0 | 5000
357 | 5000 | 0 | 0 | 0 | 0 | 0 | 0 | 0 | 0 | 5000
358 | 5000 | 0 | 0 | 0 | 0 | 0 | 0 | 0 | 0 | 5000
359 | 5000 | 0 | 0 | 0 | 0 | 0 | 0 | 0 | 0 | 5000
360 | 5000 | 0 | 0 | 0 | 0 | 0 | 0 | 5000 | 0 | 0
361 | 5000 | 0 | 0 | 0 | 0 | 0 | 0 | 5000 | -5000 | 0
362 | 5000 | 0 | 0 | 0 | 0 | 0 | 0 | 5000 | -5000 | 0
363 | 5000 | 0 | 0 | 0 | 0 | 0 | 0 | 5000 | -5000 | 0
364 | 5000 | 0 | 0 | 0 | 0 | 0 | 0 | 5000 | -5000 | 0
365 | 5000 | 0 | 0 | 0 | 0 | 0 | 0 | 5000 | -5000 | 0
366 | 5000 | 0 | 0 | 0 | 0 | 0 | 0 | 5000 | -1373.421 | 0
367 | 5000 | 0 | 0 | 0 | 0 | 0 | 0 | 5000 | 0 | 0
368 | 5000 | 0 | 0 | 0 | 0 | 0 | 0 | 5000 | 0 | 0
369 | 5000 | 0 | 0 | 0 | 0 | 0 | 0 | 5000 | 0 | 0
370 | 5000 | 0 | 0 | 0 | 0 | 0 | 0 | 5000 | 0 | 0
371 | 5000 | 0 | 0 | 0 | 0 | 0 | 0 | 5000 | 0 | 0
372 | 5000 | 0 | 0 | 0 | 0 | 0 | 0 | 5000 | 0 | 0
373 | 5000 | 0 | 0 | 0 | 0 | 0 | 0 | 5000 | 0 | 0
374 | 5000 | 0 | 0 | 0 | 0 | 0 | 0 | 5000 | 0 | 0
375 | 5000 | 0 | 0 | 0 | 0 | 0 | 0 | 5000 | 0 | 0
376 | 5000 | 0 | 0 | 0 | 0 | 0 | 0 | 5000 | 0 | 0
377 | 5000 | 0 | 0 | 0 | 0 | 0 | 0 | 5000 | 0 | 0
378 | 5000 | 0 | 0 | 0 | 0 | 0 | 0 | 5000 | 0 | 0
379 | 5000 | 0 | 0 | 0 | 0 | 0 | 0 | 1301.899 | 0 | 3698.101
380 | 5000 | 0 | 0 | 0 | 0 | 0 | 0 | 0 | 0 | 5000
381 | 5000 | 0 | 0 | 0 | 0 | 0 | 0 | 0 | 0 | 5000
382 | 5000 | 0 | 0 | 0 | 0 | 0 | 0 | 0 | 0 | 5000
383 | 5000 | 0 | 0 | 0 | 0 | 0 | 0 | 0 | 0 | 5000
384 | 5000 | 0 | 0 | 0 | 0 | 0 | 0 | 5000 | 0 | 0
385 | 5000 | 0 | 0 | 0 | 0 | 0 | 0 | 5000 | -5000 | 0
386 | 5000 | 0 | 0 | 0 | 0 | 0 | 0 | 5000 | -5000 | 0
387 | 5000 | 0 | 0 | 0 | 0 | 0 | 0 | 5000 | -5000 | 0
388 | 5000 | 0 | 0 | 0 | 0 | 0 | 0 | 5000 | -5000 | 0
389 | 5000 | 0 | 0 | 0 | 0 | 0 | 0 | 5000 | -5000 | 0
390 | 5000 | 0 | 0 | 0 | 0 | 0 | 0 | 5000 | -1373.421 | 0
391 | 5000 | 0 | 0 | 0 | 0 | 0 | 0 | 5000 | 0 | 0
392 | 5000 | 0 | 0 | 0 | 0 | 0 | 0 | 5000 | 0 | 0
393 | 5000 | 0 | 0 | 0 | 0 | 0 | 0 | 5000 | 0 | 0
394 | 5000 | 0 | 0 | 0 | 0 | 0 | 0 | 5000 | 0 | 0
395 | 5000 | 0 | 0 | 0 | 0 | 0 | 0 | 5000 | 0 | 0
396 | 5000 | 0 | 0 | 0 | 0 | 0 | 0 | 5000 | 0 | 0
397 | 5000 | 0 | 0 | 0 | 0 | 0 | 0 | 5000 | 0 | 0
398 | 5000 | 0 | 0 | 0 | 0 | 0 | 0 | 5000 | 0 | 0
399 | 5000 | 0 | 0 | 0 | 0 | 0 | 0 | 5000 | 0 | 0
400 | 5000 | 0 | 0 | 0 | 0 | 0 | 0 | 5000 | 0 | 0
401 | 5000 | 0 | 0 | 0 | 0 | 0 | 0 | 5000 | 0 | 0
402 | 5000 | 0 | 0 | 0 | 0 | 0 | 0 | 5000 | 0 | 0
403 | 5000 | 0 | 0 | 0 | 0 | 0 | 0 | 1301.899 | 0 | 3698.101
404 | 5000 | 0 | 0 | 0 | 0 | 0 | 0 | 0 | 0 | 5000
405 | 5000 | 0 | 0 | 0 | 0 | 0 | 0 | 0 | 0 | 5000
406 | 5000 | 0 | 0 | 0 | 0 | 0 | 0 | 0 | 0 | 5000
407 | 5000 | 0 | 0 | 0 | 0 | 0 | 0 | 0 | 0 | 5000
408 | 5000 | 0 | 0 | 0 | 0 | 0 | 0 | 5000 | 0 | 0
409 | 5000 | 0 | 0 | 0 | 0 | 0 | 0 | 5000 | -5000 | 0
410 | 5000 | 0 | 0 | 0 | 0 | 0 | 0 | 5000 | -5000 | 0
411 | 5000 | 0 | 0 | 0 | 0 | 0 | 0 | 5000 | -5000 | 0
412 | 5000 | 0 | 0 | 0 | 0 | 0 | 0 | 5000 | -5000 | 0
413 | 5000 | 0 | 0 | 0 | 0 | 0 | 0 | 5000 | -5000 | 0
414 | 5000 | 0 | 0 | 0 | 0 | 0 | 0 | 5000 | -1373.421 | 0
415 | 5000 | 0 | 0 | 0 | 0 | 0 | 0 | 5000 | 0 | 0
416 | 5000 | 0 | 0 | 0 | 0 | 0 | 0 | 5000 | 0 | 0
417 | 5000 | 0 | 0 | 0 | 0 | 0 | 0 | 5000 | 0 | 0
418 | 5000 | 0 | 0 | 0 | 0 | 0 | 0 | 5000 | 0 | 0
419 | 5000 | 0 | 0 | 0 | 0 | 0 | 0 | 5000 | 0 | 0
420 | 5000 | 0 | 0 | 0 | 0 | 0 | 0 | 5000 | 0 | 0
421 | 5000 | 0 | 0 | 0 | 0 | 0 | 0 | 5000 | 0 | 0
422 | 5000 | 0 | 0 | 0 | 0 | 0 | 0 | 5000 | 0 | 0
423 | 5000 | 0 | 0 | 0 | 0 | 0 | 0 | 5000 | 0 | 0
424 | 5000 | 0 | 0 | 0 | 0 | 0 | 0 | 5000 | 0 | 0
425 | 5000 | 0 | 0 | 0 | 0 | 0 | 0 | 5000 | 0 | 0
426 | 5000 | 0 | 0 | 0 | 0 | 0 | 0 | 5000 | 0 | 0
427 | 5000 | 0 | 0 | 0 | 0 | 0 | 0 | 1301.899 | 0 | 3698.101
428 | 5000 | 0 | 0 | 0 | 0 | 0 | 0 | 0 | 0 | 5000
429 | 5000 | 0 | 0 | 0 | 0 | 0 | 0 | 0 | 0 | 5000
430 | 5000 | 0 | 0 | 0 | 0 | 0 | 0 | 0 | 0 | 5000
431 | 5000 | 0 | 0 | 0 | 0 | 0 | 0 | 0 | 0 | 5000
432 | 5000 | 0 | 0 | 0 | 0 | 0 | 0 | 5000 | 0 | 0
433 | 5000 | 0 | 0 | 0 | 0 | 0 | 0 | 5000 | 0 | 0
434 | 5000 | 0 | 0 | 0 | 0 | 0 | 0 | 5000 | 0 | 0
435 | 5000 | 0 | 0 | 0 | 0 | 0 | 0 | 5000 | 0 | 0
436 | 5000 | 0 | 0 | 0 | 0 | 0 | 0 | 5000 | 0 | 0
437 | 5000 | 0 | 0 | 0 | 0 | 0 | 0 | 5000 | 0 | 0
438 | 5000 | 0 | 0 | 0 | 0 | 0 | 0 | 5000 | 0 | 0
439 | 5000 | 0 | 0 | 0 | 0 | 0 | 0 | 5000 | 0 | 0
440 | 5000 | 0 | 0 | 0 | 0 | 0 | 0 | 5000 | 0 | 0
441 | 5000 | 0 | 0 | 0 | 0 | 0 | 0 | 5000 | 0 | 0
442 | 5000 | 0 | 0 | 0 | 0 | 0 | 0 | 5000 | 0 | 0
443 | 5000 | 0 | 0 | 0 | 0 | 0 | 0 | 5000 | 0 | 0
444 | 5000 | 0 | 0 | 0 | 0 | 0 | 0 | 5000 | 0 | 0
445 | 5000 | 0 | 0 | 0 | 0 | 0 | 0 | 5000 | 0 | 0
446 | 5000 | 0 | 0 | 0 | 0 | 0 | 0 | 5000 | 0 | 0
447 | 5000 | 0 | 0 | 0 | 0 | 0 | 0 | 5000 | 0 | 0
448 | 5000 | 0 | 0 | 0 | 0 | 0 | 0 | 5000 | 0 | 0
449 | 5000 | 0 | 0 | 0 | 0 | 0 | 0 | 5000 | 0 | 0
450 | 5000 | 0 | 0 | 0 | 0 | 0 | 0 | 5000 | 0 | 0
451 | 5000 | 0 | 0 | 0 | 0 | 0 | 0 | 5000 | 0 | 0
452 | 5000 | 0 | 0 | 0 | 0 | 0 | 0 | 5000 | 0 | 0
453 | 5000 | 0 | 0 | 0 | 0 | 0 | 0 | 5000 | 0 | 0
454 | 5000 | 0 | 0 | 0 | 0 | 0 | 0 | 5000 | 0 | 0
455 | 5000 | 0 | 0 | 0 | 0 | 0 | 0 | 5000 | 0 | 0
456 | 5000 | 0 | 0 | 0 | 0 | 0 | 0 | 5000 | 0 | 0
457 | 5000 | 0 | 0 | 0 | 0 | 0 | 0 | 5000 | -5000 | 0
458 | 5000 | 0 | 0 | 0 | 0 | 0 | 0 | 5000 | -5000 | 0
459 | 5000 | 0 | 0 | 0 | 0 | 0 | 0 | 5000 | -5000 | 0
460 | 5000 | 0 | 0 | 0 | 0 | 0 | 0 | 5000 | -5000 | 0
461 | 5000 | 0 | 0 | 0 | 0 | 0 | 0 | 5000 | -5000 | 0
462 | 5000 | 0 | 0 | 0 | 0 | 0 | 0 | 5000 | -1373.421 | 0
463 | 5000 | 0 | 0 | 0 | 0 | 0 | 0 | 5000 | 0 | 0
464 | 5000 | 0 | 0 | 0 | 0 | 0 | 0 | 5000 | 0 | 0
465 | 5000 | 0 | 0 | 0 | 0 | 0 | 0 | 5000 | 0 | 0
466 | 5000 | 0 | 0 | 0 | 0 | 0 | 0 | 5000 | 0 | 0
467 | 5000 | 0 | 0 | 0 | 0 | 0 | 0 | 5000 | 0 | 0
468 | 5000 | 0 | 0 | 0 | 0 | 0 | 0 | 5000 | 0 | 0
469 | 5000 | 0 | 0 | 0 | 0 | 0 | 0 | 5000 | 0 | 0
470 | 5000 | 0 | 0 | 0 | 0 | 0 | 0 | 5000 | 0 | 0
471 | 5000 | 0 | 0 | 0 | 0 | 0 | 0 | 5000 | 0 | 0
472 | 5000 | 0 | 0 | 0 | 0 | 0 | 0 | 5000 | 0 | 0
473 | 5000 | 0 | 0 | 0 | 0 | 0 | 0 | 5000 | 0 | 0
474 | 5000 | 0 | 0 | 0 | 0 | 0 | 0 | 5000 | 0 | 0
475 | 5000 | 0 | 0 | 0 | 0 | 0 | 0 | 1301.899 | 0 | 3698.101
476 | 5000 | 0 | 0 | 0 | 0 | 0 | 0 | 0 | 0 | 5000
477 | 5000 | 0 | 0 | 0 | 0 | 0 | 0 | 0 | 0 | 5000
478 | 5000 | 0 | 0 | 0 | 0 | 0 | 0 | 0 | 0 | 5000
479 | 5000 | 0 | 0 | 0 | 0 | 0 | 0 | 0 | 0 | 5000
480 | 5000 | 0 | 0 | 0 | 0 | 0 | 0 | 5000 | 0 | 0
481 | 5000 | 0 | 0 | 0 | 0 | 0 | 0 | 5000 | -5000 | 0
482 | 5000 | 0 | 0 | 0 | 0 | 0 | 0 | 5000 | -5000 | 0
483 | 5000 | 0 | 0 | 0 | 0 | 0 | 0 | 5000 | -5000 | 0
484 | 5000 | 0 | 0 | 0 | 0 | 0 | 0 | 5000 | -5000 | 0
485 | 5000 | 0 | 0 | 0 | 0 | 0 | 0 | 5000 | -5000 | 0
486 | 5000 | 0 | 0 | 0 | 0 | 0 | 0 | 5000 | -1373.421 | 0
487 | 5000 | 0 | 0 | 0 | 0 | 0 | 0 | 5000 | 0 | 0
488 | 5000 | 0 | 0 | 0 | 0 | 0 | 0 | 5000 | 0 | 0
489 | 5000 | 0 | 0 | 0 | 0 | 0 | 0 | 5000 | 0 | 0
490 | 5000 | 0 | 0 | 0 | 0 | 0 | 0 | 5000 | 0 | 0
491 | 5000 | 0 | 0 | 0 | 0 | 0 | 0 | 5000 | 0 | 0
492 | 5000 | 0 | 0 | 0 | 0 | 0 | 0 | 5000 | 0 | 0
493 | 5000 | 0 | 0 | 0 | 0 | 0 | 0 | 5000 | 0 | 0
494 | 5000 | 0 | 0 | 0 | 0 | 0 | 0 | 5000 | 0 | 0
495 | 5000 | 0 | 0 | 0 | 0 | 0 | 0 | 5000 | 0 | 0
496 | 5000 | 0 | 0 | 0 | 0 | 0 | 0 | 5000 | 0 | 0
497 | 5000 | 0 | 0 | 0 | 0 | 0 | 0 | 5000 | 0 | 0
498 | 5000 | 0 | 0 | 0 | 0 | 0 | 0 | 5000 | 0 | 0
499 | 5000 | 0 | 0 | 0 | 0 | 0 | 0 | 1301.899 | 0 | 3698.101
500 | 5000 | 0 | 0 | 0 | 0 | 0 | 0 | 0 | 0 | 5000
501 | 5000 | 0 | 0 | 0 | 0 | 0 | 0 | 0 | 0 | 5000
502 | 5000 | 0 | 0 | 0 | 0 | 0 | 0 | 0 | 0 | 5000
503 | 5000 | 0 | 0 | 0 | 0 | 0 | 0 | 0 | 0 | 5000
504 | 5000 | 0 | 0 | 0 | 0 | 0 | 0 | 5000 | 0 | 0
505 | 5000 | 0 | 0 | 0 | 0 | 0 | 0 | 5000 | -5000 | 0
506 | 5000 | 0 | 0 | 0 | 0 | 0 | 0 | 5000 | -5000 | 0
507 | 5000 | 0 | 0 | 0 | 0 | 0 | 0 | 5000 | -5000 | 0
508 | 5000 | 0 | 0 | 0 | 0 | 0 | 0 | 5000 | -5000 | 0
509 | 5000 | 0 | 0 | 0 | 0 | 0 | 0 | 5000 | -5000 | 0
510 | 5000 | 0 | 0 | 0 | 0 | 0 | 0 | 5000 | -1373.421 | 0
511 | 5000 | 0 | 0 | 0 | 0 | 0 | 0 | 5000 | 0 | 0
512 | 5000 | 0 | 0 | 0 | 0 | 0 | 0 | 5000 | 0 | 0
513 | 5000 | 0 | 0 | 0 | 0 | 0 | 0 | 5000 | 0 | 0
514 | 5000 | 0 | 0 | 0 | 0 | 0 | 0 | 5000 | 0 | 0
515 | 5000 | 0 | 0 | 0 | 0 | 0 | 0 | 5000 | 0 | 0
516 | 5000 | 0 | 0 | 0 | 0 | 0 | 0 | 5000 | 0 | 0
517 | 5000 | 0 | 0 | 0 | 0 | 0 | 0 | 5000 | 0 | 0
518 | 5000 | 0 | 0 | 0 | 0 | 0 | 0 | 5000 | 0 | 0
519 | 5000 | 0 | 0 | 0 | 0 | 0 | 0 | 5000 | 0 | 0
520 | 5000 | 0 | 0 | 0 | 0 | 0 | 0 | 5000 | 0 | 0
521 | 5000 | 0 | 0 | 0 | 0 | 0 | 0 | 5000 | 0 | 0
522 | 5000 | 0 | 0 | 0 | 0 | 0 | 0 | 5000 | 0 | 0
523 | 5000 | 0 | 0 | 0 | 0 | 0 | 0 | 1301.899 | 0 | 3698.101
524 | 5000 | 0 | 0 | 0 | 0 | 0 | 0 | 0 | 0 | 5000
525 | 5000 | 0 | 0 | 0 | 0 | 0 | 0 | 0 | 0 | 5000
526 | 5000 | 0 | 0 | 0 | 0 | 0 | 0 | 0 | 0 | 5000
527 | 5000 | 0 | 0 | 0 | 0 | 0 | 0 | 0 | 0 | 5000
528 | 5000 | 0 | 0 | 0 | 0 | 0 | 0 | 5000 | 0 | 0
529 | 5000 | 0 | 0 | 0 | 0 | 0 | 0 | 5000 | -5000 | 0
530 | 5000 | 0 | 0 | 0 | 0 | 0 | 0 | 5000 | -5000 | 0
531 | 5000 | 0 | 0 | 0 | 0 | 0 | 0 | 5000 | -5000 | 0
532 | 5000 | 0 | 0 | 0 | 0 | 0 | 0 | 5000 | -5000 | 0
533 | 5000 | 0 | 0 | 0 | 0 | 0 | 0 | 5000 | -5000 | 0
534 | 5000 | 0 | 0 | 0 | 0 | 0 | 0 | 5000 | -1373.421 | 0
535 | 5000 | 0 | 0 | 0 | 0 | 0 | 0 | 5000 | 0 | 0
536 | 5000 | 0 | 0 | 0 | 0 | 0 | 0 | 5000 | 0 | 0
537 | 5000 | 0 | 0 | 0 | 0 | 0 | 0 | 5000 | 0 | 0
538 | 5000 | 0 | 0 | 0 | 0 | 0 | 0 | 5000 | 0 | 0
539 | 5000 | 0 | 0 | 0 | 0 | 0 | 0 | 5000 | 0 | 0
540 | 5000 | 0 | 0 | 0 | 0 | 0 | 0 | 5000 | 0 | 0
541 | 5000 | 0 | 0 | 0 | 0 | 0 | 0 | 5000 | 0 | 0
542 | 5000 | 0 | 0 | 0 | 0 | 0 | 0 | 5000 | 0 | 0
543 | 5000 | 0 | 0 | 0 | 0 | 0 | 0 | 5000 | 0 | 0
544 | 5000 | 0 | 0 | 0 | 0 | 0 | 0 | 5000 | 0 | 0
545 | 5000 | 0 | 0 | 0 | 0 | 0 | 0 | 5000 | 0 | 0
546 | 5000 | 0 | 0 | 0 | 0 | 0 | 0 | 5000 | 0 | 0
547 | 5000 | 0 | 0 | 0 | 0 | 0 | 0 | 1301.899 | 0 | 3698.101
548 | 5000 | 0 | 0 | 0 | 0 | 0 | 0 | 0 | 0 | 5000
549 | 5000 | 0 | 0 | 0 | 0 | 0 | 0 | 0 | 0 | 5000
550 | 5000 | 0 | 0 | 0 | 0 | 0 | 0 | 0 | 0 | 5000
551 | 5000 | 0 | 0 | 0 | 0 | 0 | 0 | 0 | 0 | 5000
552 | 5000 | 0 | 0 | 0 | 0 | 0 | 0 | 5000 | 0 | 0
553 | 5000 | 0 | 0 | 0 | 0 | 0 | 0 | 5000 | -5000 | 0
554 | 5000 | 0 | 0 | 0 | 0 | 0 | 0 | 5000 | -5000 | 0
555 | 5000 | 0 | 0 | 0 | 0 | 0 | 0 | 5000 | -5000 | 0
556 | 5000 | 0 | 0 | 0 | 0 | 0 | 0 | 5000 | -5000 | 0
557 | 5000 | 0 | 0 | 0 | 0 | 0 | 0 | 5000 | -5000 | 0
558 | 5000 | 0 | 0 | 0 | 0 | 0 | 0 | 5000 | -1373.421 | 0
559 | 5000 | 0 | 0 | 0 | 0 | 0 | 0 | 5000 | 0 | 0
560 | 5000 | 0 | 0 | 0 | 0 | 0 | 0 | 5000 | 0 | 0
561 | 5000 | 0 | 0 | 0 | 0 | 0 | 0 | 5000 | 0 | 0
562 | 5000 | 0 | 0 | 0 | 0 | 0 | 0 | 5000 | 0 | 0
563 | 5000 | 0 | 0 | 0 | 0 | 0 | 0 | 5000 | 0 | 0
564 | 5000 | 0 | 0 | 0 | 0 | 0 | 0 | 5000 | 0 | 0
565 | 5000 | 0 | 0 | 0 | 0 | 0 | 0 | 5000 | 0 | 0
566 | 5000 | 0 | 0 | 0 | 0 | 0 | 0 | 5000 | 0 | 0
567 | 5000 | 0 | 0 | 0 | 0 | 0 | 0 | 5000 | 0 | 0
568 | 5000 | 0 | 0 | 0 | 0 | 0 | 0 | 5000 | 0 | 0
569 | 5000 | 0 | 0 | 0 | 0 | 0 | 0 | 5000 | 0 | 0
570 | 5000 | 0 | 0 | 0 | 0 | 0 | 0 | 5000 | 0 | 0
571 | 5000 | 0 | 0 | 0 | 0 | 0 | 0 | 1301.899 | 0 | 3698.101
572 | 5000 | 0 | 0 | 0 | 0 | 0 | 0 | 0 | 0 | 5000
573 | 5000 | 0 | 0 | 0 | 0 | 0 | 0 | 0 | 0 | 5000
574 | 5000 | 0 | 0 | 0 | 0 | 0 | 0 | 0 | 0 | 5000
575 | 5000 | 0 | 0 | 0 | 0 | 0 | 0 | 0 | 0 | 5000
576 | 5000 | 0 | 0 | 0 | 0 | 0 | 0 | 5000 | 0 | 0
577 | 5000 | 0 | 0 | 0 | 0 | 0 | 0 | 5000 | -5000 | 0
578 | 5000 | 0 | 0 | 0 | 0 | 0 | 0 | 5000 | -5000 | 0
579 | 5000 | 0 | 0 | 0 | 0 | 0 | 0 | 5000 | -5000 | 0
580 | 5000 | 0 | 0 | 0 | 0 | 0 | 0 | 5000 | -5000 | 0
581 | 5000 | 0 | 0 | 0 | 0 | 0 | 0 | 5000 | -5000 | 0
582 | 5000 | 0 | 0 | 0 | 0 | 0 | 0 | 5000 | -1373.421 | 0
583 | 5000 | 0 | 0 | 0 | 0 | 0 | 0 | 5000 | 0 | 0
584 | 5000 | 0 | 0 | 0 | 0 | 0 | 0 | 5000 | 0 | 0
585 | 5000 | 0 | 0 | 0 | 0 | 0 | 0 | 5000 | 0 | 0
586 | 5000 | 0 | 0 | 0 | 0 | 0 | 0 | 5000 | 0 | 0
587 | 5000 | 0 | 0 | 0 | 0 | 0 | 0 | 5000 | 0 | 0
588 | 5000 | 0 | 0 | 0 | 0 | 0 | 0 | 5000 | 0 | 0
589 | 5000 | 0 | 0 | 0 | 0 | 0 | 0 | 5000 | 0 | 0
590 | 5000 | 0 | 0 | 0 | 0 | 0 | 0 | 5000 | 0 | 0
591 | 5000 | 0 | 0 | 0 | 0 | 0 | 0 | 5000 | 0 | 0
592 | 5000 | 0 | 0 | 0 | 0 | 0 | 0 | 5000 | 0 | 0
593 | 5000 | 0 | 0 | 0 | 0 | 0 | 0 | 5000 | 0 | 0
594 | 5000 | 0 | 0 | 0 | 0 | 0 | 0 | 5000 | 0 | 0
595 | 5000 | 0 | 0 | 0 | 0 | 0 | 0 | 1301.899 | 0 | 3698.101
596 | 5000 | 0 | 0 | 0 | 0 | 0 | 0 | 0 | 0 | 5000
597 | 5000 | 0 | 0 | 0 | 0 | 0 | 0 | 0 | 0 | 5000
598 | 5000 | 0 | 0 | 0 | 0 | 0 | 0 | 0 | 0 | 5000
599 | 5000 | 0 | 0 | 0 | 0 | 0 | 0 | 0 | 0 | 5000
600 | 5000 | 0 | 0 | 0 | 0 | 0 | 0 | 5000 | 0 | 0
601 | 5000 | 0 | 0 | 0 | 0 | 0 | 0 | 5000 | 0 | 0
602 | 5000 | 0 | 0 | 0 | 0 | 0 | 0 | 5000 | 0 | 0
603 | 5000 | 0 | 0 | 0 | 0 | 0 | 0 | 5000 | 0 | 0
604 | 5000 | 0 | 0 | 0 | 0 | 0 | 0 | 5000 | 0 | 0
605 | 5000 | 0 | 0 | 0 | 0 | 0 | 0 | 5000 | 0 | 0
606 | 5000 | 0 | 0 | 0 | 0 | 0 | 0 | 5000 | 0 | 0
607 | 5000 | 0 | 0 | 0 | 0 | 0 | 0 | 5000 | 0 | 0
608 | 5000 | 0 | 0 | 0 | 0 | 0 | 0 | 5000 | 0 | 0
609 | 5000 | 0 | 0 | 0 | 0 | 0 | 0 | 5000 | 0 | 0
610 | 5000 | 0 | 0 | 0 | 0 | 0 | 0 | 5000 | 0 | 0
611 | 5000 | 0 | 0 | 0 | 0 | 0 | 0 | 5000 | 0 | 0
612 | 5000 | 0 | 0 | 0 | 0 | 0 | 0 | 5000 | 0 | 0
613 | 5000 | 0 | 0 | 0 | 0 | 0 | 0 | 5000 | 0 | 0
614 | 5000 | 0 | 0 | 0 | 0 | 0 | 0 | 5000 | 0 | 0
615 | 5000 | 0 | 0 | 0 | 0 | 0 | 0 | 5000 | 0 | 0
616 | 5000 | 0 | 0 | 0 | 0 | 0 | 0 | 5000 | 0 | 0
617 | 5000 | 0 | 0 | 0 | 0 | 0 | 0 | 5000 | 0 | 0
618 | 5000 | 0 | 0 | 0 | 0 | 0 | 0 | 5000 | 0 | 0
619 | 5000 | 0 | 0 | 0 | 0 | 0 | 0 | 5000 | 0 | 0
620 | 5000 | 0 | 0 | 0 | 0 | 0 | 0 | 5000 | 0 | 0
621 | 5000 | 0 | 0 | 0 | 0 | 0 | 0 | 5000 | 0 | 0
622 | 5000 | 0 | 0 | 0 | 0 | 0 | 0 | 5000 | 0 | 0
623 | 5000 | 0 | 0 | 0 | 0 | 0 | 0 | 5000 | 0 | 0
624 | 5000 | 0 | 0 | 0 | 0 | 0 | 0 | 5000 | 0 | 0
625 | 5000 | 0 | 0 | 0 | 0 | 0 | 0 | 5000 | -5000 | 0
626 | 5000 | 0 | 0 | 0 | 0 | 0 | 0 | 5000 | -5000 | 0
627 | 5000 | 0 | 0 | 0 | 0 | 0 | 0 | 5000 | -5000 | 0
628 | 5000 | 0 | 0 | 0 | 0 | 0 | 0 | 5000 | -5000 | 0
629 | 5000 | 0 | 0 | 0 | 0 | 0 | 0 | 5000 | -5000 | 0
630 | 5000 | 0 | 0 | 0 | 0 | 0 | 0 | 5000 | -1373.421 | 0
631 | 5000 | 0 | 0 | 0 | 0 | 0 | 0 | 5000 | 0 | 0
632 | 5000 | 0 | 0 | 0 | 0 | 0 | 0 | 5000 | 0 | 0
633 | 5000 | 0 | 0 | 0 | 0 | 0 | 0 | 5000 | 0 | 0
634 | 5000 | 0 | 0 | 0 | 0 | 0 | 0 | 5000 | 0 | 0
635 | 5000 | 0 | 0 | 0 | 0 | 0 | 0 | 5000 | 0 | 0
636 | 5000 | 0 | 0 | 0 | 0 | 0 | 0 | 5000 | 0 | 0
637 | 5000 | 0 | 0 | 0 | 0 | 0 | 0 | 5000 | 0 | 0
638 | 5000 | 0 | 0 | 0 | 0 | 0 | 0 | 5000 | 0 | 0
639 | 5000 | 0 | 0 | 0 | 0 | 0 | 0 | 5000 | 0 | 0
640 | 5000 | 0 | 0 | 0 | 0 | 0 | 0 | 5000 | 0 | 0
641 | 5000 | 0 | 0 | 0 | 0 | 0 | 0 | 5000 | 0 | 0
642 | 5000 | 0 | 0 | 0 | 0 | 0 | 0 | 5000 | 0 | 0
643 | 5000 | 0 | 0 | 0 | 0 | 0 | 0 | 1301.899 | 0 | 3698.101
644 | 5000 | 0 | 0 | 0 | 0 | 0 | 0 | 0 | 0 | 5000
645 | 5000 | 0 | 0 | 0 | 0 | 0 | 0 | 0 | 0 | 5000
646 | 5000 | 0 | 0 | 0 | 0 | 0 | 0 | 0 | 0 | 5000
647 | 5000 | 0 | 0 | 0 | 0 | 0 | 0 | 0 | 0 | 5000
648 | 5000 | 0 | 0 | 0 | 0 | 0 | 0 | 5000 | 0 | 0
649 | 5000 | 0 | 0 | 0 | 0 | 0 | 0 | 5000 | -5000 | 0
650 | 5000 | 0 | 0 | 0 | 0 | 0 | 0 | 5000 | -5000 | 0
651 | 5000 | 0 | 0 | 0 | 0 | 0 | 0 | 5000 | -5000 | 0
652 | 5000 | 0 | 0 | 0 | 0 | 0 | 0 | 5000 | -5000 | 0
653 | 5000 | 0 | 0 | 0 | 0 | 0 | 0 | 5000 | -5000 | 0
654 | 5000 | 0 | 0 | 0 | 0 | 0 | 0 | 5000 | -1373.421 | 0
655 | 5000 | 0 | 0 | 0 | 0 | 0 | 0 | 5000 | 0 | 0
656 | 5000 | 0 | 0 | 0 | 0 | 0 | 0 | 5000 | 0 | 0
657 | 5000 | 0 | 0 | 0 | 0 | 0 | 0 | 5000 | 0 | 0
658 | 5000 | 0 | 0 | 0 | 0 | 0 | 0 | 5000 | 0 | 0
659 | 5000 | 0 | 0 | 0 | 0 | 0 | 0 | 5000 | 0 | 0
660 | 5000 | 0 | 0 | 0 | 0 | 0 | 0 | 5000 | 0 | 0
661 | 5000 | 0 | 0 | 0 | 0 | 0 | 0 | 5000 | 0 | 0
662 | 5000 | 0 | 0 | 0 | 0 | 0 | 0 | 5000 | 0 | 0
663 | 5000 | 0 | 0 | 0 | 0 | 0 | 0 | 5000 | 0 | 0
664 | 5000 | 0 | 0 | 0 | 0 | 0 | 0 | 5000 | 0 | 0
665 | 5000 | 0 | 0 | 0 | 0 | 0 | 0 | 5000 | 0 | 0
666 | 5000 | 0 | 0 | 0 | 0 | 0 | 0 | 5000 | 0 | 0
667 | 5000 | 0 | 0 | 0 | 0 | 0 | 0 | 1301.899 | 0 | 3698.101
668 | 5000 | 0 | 0 | 0 | 0 | 0 | 0 | 0 | 0 | 5000
669 | 5000 | 0 | 0 | 0 | 0 | 0 | 0 | 0 | 0 | 5000
670 | 5000 | 0 | 0 | 0 | 0 | 0 | 0 | 0 | 0 | 5000
671 | 5000 | 0 | 0 | 0 | 0 | 0 | 0 | 0 | 0 | 5000
672 | 5000 | 0 | 0 | 0 | 0 | 0 | 0 | 5000 | 0 | 0
673 | 5000 | 0 | 0 | 0 | 0 | 0 | 0 | 5000 | -5000 | 0
674 | 5000 | 0 | 0 | 0 | 0 | 0 | 0 | 5000 | -5000 | 0
675 | 5000 | 0 | 0 | 0 | 0 | 0 | 0 | 5000 | -5000 | 0
676 | 5000 | 0 | 0 | 0 | 0 | 0 | 0 | 5000 | -5000 | 0
677 | 5000 | 0 | 0 | 0 | 0 | 0 | 0 | 5000 | -5000 | 0
678 | 5000 | 0 | 0 | 0 | 0 | 0 | 0 | 5000 | -1373.421 | 0
679 | 5000 | 0 | 0 | 0 | 0 | 0 | 0 | 5000 | 0 | 0
680 | 5000 | 0 | 0 | 0 | 0 | 0 | 0 | 5000 | 0 | 0
681 | 5000 | 0 | 0 | 0 | 0 | 0 | 0 | 5000 | 0 | 0
682 | 5000 | 0 | 0 | 0 | 0 | 0 | 0 | 5000 | 0 | 0
683 | 5000 | 0 | 0 | 0 | 0 | 0 | 0 | 5000 | 0 | 0
684 | 5000 | 0 | 0 | 0 | 0 | 0 | 0 | 5000 | 0 | 0
685 | 5000 | 0 | 0 | 0 | 0 | 0 | 0 | 5000 | 0 | 0
686 | 5000 | 0 | 0 | 0 | 0 | 0 | 0 | 5000 | 0 | 0
687 | 5000 | 0 | 0 | 0 | 0 | 0 | 0 | 5000 | 0 | 0
688 | 5000 | 0 | 0 | 0 | 0 | 0 | 0 | 5000 | 0 | 0
689 | 5000 | 0 | 0 | 0 | 0 | 0 | 0 | 5000 | 0 | 0
690 | 5000 | 0 | 0 | 0 | 0 | 0 | 0 | 5000 | 0 | 0
691 | 5000 | 0 | 0 | 0 | 0 | 0 | 0 | 1301.899 | 0 | 3698.101
692 | 5000 | 0 | 0 | 0 | 0 | 0 | 0 | 0 | 0 | 5000
693 | 5000 | 0 | 0 | 0 | 0 | 0 | 0 | 0 | 0 | 5000
694 | 5000 | 0 | 0 | 0 | 0 | 0 | 0 | 0 | 0 | 5000
695 | 5000 | 0 | 0 | 0 | 0 | 0 | 0 | 0 | 0 | 5000
696 | 5000 | 0 | 0 | 0 | 0 | 0 | 0 | 5000 | 0 | 0
697 | 5000 | 0 | 0 | 0 | 0 | 0 | 0 | 5000 | -5000 | 0
698 | 5000 | 0 | 0 | 0 | 0 | 0 | 0 | 5000 | -5000 | 0
699 | 5000 | 0 | 0 | 0 | 0 | 0 | 0 | 5000 | -5000 | 0
700 | 5000 | 0 | 0 | 0 | 0 | 0 | 0 | 5000 | -5000 | 0
701 | 5000 | 0 | 0 | 0 | 0 | 0 | 0 | 5000 | -5000 | 0
702 | 5000 | 0 | 0 | 0 | 0 | 0 | 0 | 5000 | -1373.421 | 0
703 | 5000 | 0 | 0 | 0 | 0 | 0 | 0 | 5000 | 0 | 0
704 | 5000 | 0 | 0 | 0 | 0 | 0 | 0 | 5000 | 0 | 0
705 | 5000 | 0 | 0 | 0 | 0 | 0 | 0 | 5000 | 0 | 0
706 | 5000 | 0 | 0 | 0 | 0 | 0 | 0 | 5000 | 0 | 0
707 | 5000 | 0 | 0 | 0 | 0 | 0 | 0 | 5000 | 0 | 0
708 | 5000 | 0 | 0 | 0 | 0 | 0 | 0 | 5000 | 0 | 0
709 | 5000 | 0 | 0 | 0 | 0 | 0 | 0 | 5000 | 0 | 0
710 | 5000 | 0 | 0 | 0 | 0 | 0 | 0 | 5000 | 0 | 0
711 | 5000 | 0 | 0 | 0 | 0 | 0 | 0 | 5000 | 0 | 0
712 | 5000 | 0 | 0 | 0 | 0 | 0 | 0 | 5000 | 0 | 0
713 | 5000 | 0 | 0 | 0 | 0 | 0 | 0 | 5000 | 0 | 0
714 | 5000 | 0 | 0 | 0 | 0 | 0 | 0 | 5000 | 0 | 0
715 | 5000 | 0 | 0 | 0 | 0 | 0 | 0 | 1301.899 | 0 | 3698.101
716 | 5000 | 0 | 0 | 0 | 0 | 0 | 0 | 0 | 0 | 5000
717 | 5000 | 0 | 0 | 0 | 0 | 0 | 0 | 0 | 0 | 5000
718 | 5000 | 0 | 0 | 0 | 0 | 0 | 0 | 0 | 0 | 5000
719 | 5000 | 0 | 0 | 0 | 0 | 0 | 0 | 0 | 0 | 5000
720 | 5000 | 0 | 0 | 0 | 0 | 0 | 0 | 5000 | 0 | 0
721 | 5000 | 0 | 0 | 0 | 0 | 0 | 0 | 5000 | -5000 | 0
722 | 5000 | 0 | 0 | 0 | 0 | 0 | 0 | 5000 | -5000 | 0
723 | 5000 | 0 | 0 | 0 | 0 | 0 | 0 | 5000 | -5000 | 0
724 | 5000 | 0 | 0 | 0 | 0 | 0 | 0 | 5000 | -5000 | 0
725 | 5000 | 0 | 0 | 0 | 0 | 0 | 0 | 5000 | -5000 | 0
726 | 5000 | 0 | 0 | 0 | 0 | 0 | 0 | 5000 | -1373.421 | 0
727 | 5000 | 0 | 0 | 0 | 0 | 0 | 0 | 5000 | 0 | 0
728 | 5000 | 0 | 0 | 0 | 0 | 0 | 0 | 5000 | 0 | 0
729 | 5000 | 0 | 0 | 0 | 0 | 0 | 0 | 5000 | 0 | 0
730 | 5000 | 0 | 0 | 0 | 0 | 0 | 0 | 5000 | 0 | 0
731 | 5000 | 0 | 0 | 0 | 0 | 0 | 0 | 5000 | 0 | 0
732 | 5000 | 0 | 0 | 0 | 0 | 0 | 0 | 5000 | 0 | 0
733 | 5000 | 0 | 0 | 0 | 0 | 0 | 0 | 5000 | 0 | 0
734 | 5000 | 0 | 0 | 0 | 0 | 0 | 0 | 5000 | 0 | 0
735 | 5000 | 0 | 0 | 0 | 0 | 0 | 0 | 5000 | 0 | 0
736 | 5000 | 0 | 0 | 0 | 0 | 0 | 0 | 5000 | 0 | 0
737 | 5000 | 0 | 0 | 0 | 0 | 0 | 0 | 5000 | 0 | 0
738 | 5000 | 0 | 0 | 0 | 0 | 0 | 0 | 5000 | 0 | 0
739 | 5000 | 0 | 0 | 0 | 0 | 0 | 0 | 1301.899 | 0 | 3698.101
740 | 5000 | 0 | 0 | 0 | 0 | 0 | 0 | 0 | 0 | 5000
741 | 5000 | 0 | 0 | 0 | 0 | 0 | 0 | 0 | 0 | 5000
742 | 5000 | 0 | 0 | 0 | 0 | 0 | 0 | 0 | 0 | 5000
743 | 5000 | 0 | 0 | 0 | 0 | 0 | 0 | 0 | 0 | 5000
744 | 5000 | 0 | 0 | 0 | 0 | 0 | 0 | 5000 | 0 | 0
745 | 5000 | 0 | 0 | 0 | 0 | 0 | 0 | 5000 | -5000 | 0
746 | 5000 | 0 | 0 | 0 | 0 | 0 | 0 | 5000 | -5000 | 0
747 | 5000 | 0 | 0 | 0 | 0 | 0 | 0 | 5000 | -5000 | 0
748 | 5000 | 0 | 0 | 0 | 0 | 0 | 0 | 5000 | -5000 | 0
749 | 5000 | 0 | 0 | 0 | 0 | 0 | 0 | 5000 | -5000 | 0
750 | 5000 | 0 | 0 | 0 | 0 | 0 | 0 | 5000 | -1373.421 | 0
751 | 5000 | 0 | 0 | 0 | 0 | 0 | 0 | 5000 | 0 | 0
752 | 5000 | 0 | 0 | 0 | 0 | 0 | 0 | 5000 | 0 | 0
753 | 5000 | 0 | 0 | 0 | 0 | 0 | 0 | 5000 | 0 | 0
754 | 5000 | 0 | 0 | 0 | 0 | 0 | 0 | 5000 | 0 | 0
755 | 5000 | 0 | 0 | 0 | 0 | 0 | 0 | 5000 | 0 | 0
756 | 5000 | 0 | 0 | 0 | 0 | 0 | 0 | 5000 | 0 | 0
757 | 5000 | 0 | 0 | 0 | 0 | 0 | 0 | 5000 | 0 | 0
758 | 5000 | 0 | 0 | 0 | 0 | 0 | 0 | 5000 | 0 | 0
759 | 5000 | 0 | 0 | 0 | 0 | 0 | 0 | 5000 | 0 | 0
760 | 5000 | 0 | 0 | 0 | 0 | 0 | 0 | 5000 | 0 | 0
761 | 5000 | 0 | 0 | 0 | 0 | 0 | 0 | 5000 | 0 | 0
762 | 5000 | 0 | 0 | 0 | 0 | 0 | 0 | 5000 | 0 | 0
763 | 5000 | 0 | 0 | 0 | 0 | 0 | 0 | 1301.899 | 0 | 3698.101
764 | 5000 | 0 | 0 | 0 | 0 | 0 | 0 | 0 | 0 | 5000
765 | 5000 | 0 | 0 | 0 | 0 | 0 | 0 | 0 | 0 | 5000
766 | 5000 | 0 | 0 | 0 | 0 | 0 | 0 | 0 | 0 | 5000
767 | 5000 | 0 | 0 | 0 | 0 | 0 | 0 | 0 | 0 | 5000
768 | 5000 | 0 | 0 | 0 | 0 | 0 | 0 | 5000 | 0 | 0
769 | 5000 | 0 | 0 | 0 | 0 | 0 | 0 | 5000 | 0 | 0
770 | 5000 | 0 | 0 | 0 | 0 | 0 | 0 | 5000 | 0 | 0
771 | 5000 | 0 | 0 | 0 | 0 | 0 | 0 | 5000 | 0 | 0
772 | 5000 | 0 | 0 | 0 | 0 | 0 | 0 | 5000 | 0 | 0
773 | 5000 | 0 | 0 | 0 | 0 | 0 | 0 | 5000 | 0 | 0
774 | 5000 | 0 | 0 | 0 | 0 | 0 | 0 | 5000 | 0 | 0
775 | 5000 | 0 | 0 | 0 | 0 | 0 | 0 | 5000 | 0 | 0
776 | 5000 | 0 | 0 | 0 | 0 | 0 | 0 | 5000 | 0 | 0
777 | 5000 | 0 | 0 | 0 | 0 | 0 | 0 | 5000 | 0 | 0
778 | 5000 | 0 | 0 | 0 | 0 | 0 | 0 | 5000 | 0 | 0
779 | 5000 | 0 | 0 | 0 | 0 | 0 | 0 | 5000 | 0 | 0
780 | 5000 | 0 | 0 | 0 | 0 | 0 | 0 | 5000 | 0 | 0
781 | 5000 | 0 | 0 | 0 | 0 | 0 | 0 | 5000 | 0 | 0
782 | 5000 | 0 | 0 | 0 | 0 | 0 | 0 | 5000 | 0 | 0
783 | 5000 | 0 | 0 | 0 | 0 | 0 | 0 | 5000 | 0 | 0
784 | 5000 | 0 | 0 | 0 | 0 | 0 | 0 | 5000 | 0 | 0
785 | 5000 | 0 | 0 | 0 | 0 | 0 | 0 | 5000 | 0 | 0
786 | 5000 | 0 | 0 | 0 | 0 | 0 | 0 | 5000 | 0 | 0
787 | 5000 | 0 | 0 | 0 | 0 | 0 | 0 | 5000 | 0 | 0
788 | 5000 | 0 | 0 | 0 | 0 | 0 | 0 | 5000 | 0 | 0
789 | 5000 | 0 | 0 | 0 | 0 | 0 | 0 | 5000 | 0 | 0
790 | 5000 | 0 | 0 | 0 | 0 | 0 | 0 | 5000 | 0 | 0
791 | 5000 | 0 | 0 | 0 | 0 | 0 | 0 | 5000 | 0 | 0
792 | 5000 | 0 | 0 | 0 | 0 | 0 | 0 | 5000 | 0 | 0
793 | 5000 | 0 | 0 | 0 | 0 | 0 | 0 | 5000 | -5000 | 0
794 | 5000 | 0 | 0 | 0 | 0 | 0 | 0 | 5000 | -5000 | 0
795 | 5000 | 0 | 0 | 0 | 0 | 0 | 0 | 5000 | -5000 | 0
796 | 5000 | 0 | 0 | 0 | 0 | 0 | 0 | 5000 | -5000 | 0
797 | 5000 | 0 | 0 | 0 | 0 | 0 | 0 | 5000 | -5000 | 0
798 | 5000 | 0 | 0 | 0 | 0 | 0 | 0 | 5000 | -1373.421 | 0
799 | 5000 | 0 | 0 | 0 | 0 | 0 | 0 | 5000 | 0 | 0
800 | 5000 | 0 | 0 | 0 | 0 | 0 | 0 | 5000 | 0 | 0
801 | 5000 | 0 | 0 | 0 | 0 | 0 | 0 | 5000 | 0 | 0
802 | 5000 | 0 | 0 | 0 | 0 | 0 | 0 | 5000 | 0 | 0
803 | 5000 | 0 | 0 | 0 | 0 | 0 | 0 | 5000 | 0 | 0
804 | 5000 | 0 | 0 | 0 | 0 | 0 | 0 | 5000 | 0 | 0
805 | 5000 | 0 | 0 | 0 | 0 | 0 | 0 | 5000 | 0 | 0
806 | 5000 | 0 | 0 | 0 | 0 | 0 | 0 | 5000 | 0 | 0
807 | 5000 | 0 | 0 | 0 | 0 | 0 | 0 | 5000 | 0 | 0
808 | 5000 | 0 | 0 | 0 | 0 | 0 | 0 | 5000 | 0 | 0
809 | 5000 | 0 | 0 | 0 | 0 | 0 | 0 | 5000 | 0 | 0
810 | 5000 | 0 | 0 | 0 | 0 | 0 | 0 | 5000 | 0 | 0
811 | 5000 | 0 | 0 | 0 | 0 | 0 | 0 | 1301.899 | 0 | 3698.101
812 | 5000 | 0 | 0 | 0 | 0 | 0 | 0 | 0 | 0 | 5000
813 | 5000 | 0 | 0 | 0 | 0 | 0 | 0 | 0 | 0 | 5000
814 | 5000 | 0 | 0 | 0 | 0 | 0 | 0 | 0 | 0 | 5000
815 | 5000 | 0 | 0 | 0 | 0 | 0 | 0 | 0 | 0 | 5000
816 | 5000 | 0 | 0 | 0 | 0 | 0 | 0 | 5000 | 0 | 0
817 | 5000 | 0 | 0 | 0 | 0 | 0 | 0 | 5000 | -5000 | 0
818 | 5000 | 0 | 0 | 0 | 0 | 0 | 0 | 5000 | -5000 | 0
819 | 5000 | 0 | 0 | 0 | 0 | 0 | 0 | 5000 | -5000 | 0
820 | 5000 | 0 | 0 | 0 | 0 | 0 | 0 | 5000 | -5000 | 0
821 | 5000 | 0 | 0 | 0 | 0 | 0 | 0 | 5000 | -5000 | 0
822 | 5000 | 0 | 0 | 0 | 0 | 0 | 0 | 5000 | -1373.421 | 0
823 | 5000 | 0 | 0 | 0 | 0 | 0 | 0 | 5000 | 0 | 0
824 | 5000 | 0 | 0 | 0 | 0 | 0 | 0 | 5000 | 0 | 0
825 | 5000 | 0 | 0 | 0 | 0 | 0 | 0 | 5000 | 0 | 0
826 | 5000 | 0 | 0 | 0 | 0 | 0 | 0 | 5000 | 0 | 0
827 | 5000 | 0 | 0 | 0 | 0 | 0 | 0 | 5000 | 0 | 0
828 | 5000 | 0 | 0 | 0 | 0 | 0 | 0 | 5000 | 0 | 0
829 | 5000 | 0 | 0 | 0 | 0 | 0 | 0 | 5000 | 0 | 0
830 | 5000 | 0 | 0 | 0 | 0 | 0 | 0 | 5000 | 0 | 0
831 | 5000 | 0 | 0 | 0 | 0 | 0 | 0 | 5000 | 0 | 0
832 | 5000 | 0 | 0 | 0 | 0 | 0 | 0 | 5000 | 0 | 0
833 | 5000 | 0 | 0 | 0 | 0 | 0 | 0 | 5000 | 0 | 0
834 | 5000 | 0 | 0 | 0 | 0 | 0 | 0 | 5000 | 0 | 0
835 | 5000 | 0 | 0 | 0 | 0 | 0 | 0 | 1301.899 | 0 | 3698.101
836 | 5000 | 0 | 0 | 0 | 0 | 0 | 0 | 0 | 0 | 5000
837 | 5000 | 0 | 0 | 0 | 0 | 0 | 0 | 0 | 0 | 5000
838 | 5000 | 0 | 0 | 0 | 0 | 0 | 0 | 0 | 0 | 5000
839 | 5000 | 0 | 0 | 0 | 0 | 0 | 0 | 0 | 0 | 5000
840 | 5000 | 0 | 0 | 0 | 0 | 0 | 0 | 5000 | 0 | 0
841 | 5000 | 0 | 0 | 0 | 0 | 0 | 0 | 5000 | -5000 | 0
842 | 5000 | 0 | 0 | 0 | 0 | 0 | 0 | 5000 | -5000 | 0
843 | 5000 | 0 | 0 | 0 | 0 | 0 | 0 | 5000 | -5000 | 0
844 | 5000 | 0 | 0 | 0 | 0 | 0 | 0 | 5000 | -5000 | 0
845 | 5000 | 0 | 0 | 0 | 0 | 0 | 0 | 5000 | -5000 | 0
846 | 5000 | 0 | 0 | 0 | 0 | 0 | 0 | 5000 | -1373.421 | 0
847 | 5000 | 0 | 0 | 0 | 0 | 0 | 0 | 5000 | 0 | 0
848 | 5000 | 0 | 0 | 0 | 0 | 0 | 0 | 5000 | 0 | 0
849 | 5000 | 0 | 0 | 0 | 0 | 0 | 0 | 5000 | 0 | 0
850 | 5000 | 0 | 0 | 0 | 0 | 0 | 0 | 5000 | 0 | 0
851 | 5000 | 0 | 0 | 0 | 0 | 0 | 0 | 5000 | 0 | 0
852 | 5000 | 0 | 0 | 0 | 0 | 0 | 0 | 5000 | 0 | 0
853 | 5000 | 0 | 0 | 0 | 0 | 0 | 0 | 5000 | 0 | 0
854 | 5000 | 0 | 0 | 0 | 0 | 0 | 0 | 5000 | 0 | 0
855 | 5000 | 0 | 0 | 0 | 0 | 0 | 0 | 5000 | 0 | 0
856 | 5000 | 0 | 0 | 0 | 0 | 0 | 0 | 5000 | 0 | 0
857 | 5000 | 0 | 0 | 0 | 0 | 0 | 0 | 5000 | 0 | 0
858 | 5000 | 0 | 0 | 0 | 0 | 0 | 0 | 5000 | 0 | 0
859 | 5000 | 0 | 0 | 0 | 0 | 0 | 0 | 1301.899 | 0 | 3698.101
860 | 5000 | 0 | 0 | 0 | 0 | 0 | 0 | 0 | 0 | 5000
861 | 5000 | 0 | 0 | 0 | 0 | 0 | 0 | 0 | 0 | 5000
862 | 5000 | 0 | 0 | 0 | 0 | 0 | 0 | 0 | 0 | 5000
863 | 5000 | 0 | 0 | 0 | 0 | 0 | 0 | 0 | 0 | 5000
864 | 5000 | 0 | 0 | 0 | 0 | 0 | 0 | 5000 | 0 | 0
865 | 5000 | 0 | 0 | 0 | 0 | 0 | 0 | 5000 | -5000 | 0
866 | 5000 | 0 | 0 | 0 | 0 | 0 | 0 | 5000 | -5000 | 0
867 | 5000 | 0 | 0 | 0 | 0 | 0 | 0 | 5000 | -5000 | 0
868 | 5000 | 0 | 0 | 0 | 0 | 0 | 0 | 5000 | -5000 | 0
869 | 5000 | 0 | 0 | 0 | 0 | 0 | 0 | 5000 | -5000 | 0
870 | 5000 | 0 | 0 | 0 | 0 | 0 | 0 | 5000 | -1373.421 | 0
871 | 5000 | 0 | 0 | 0 | 0 | 0 | 0 | 5000 | 0 | 0
872 | 5000 | 0 | 0 | 0 | 0 | 0 | 0 | 5000 | 0 | 0
873 | 5000 | 0 | 0 | 0 | 0 | 0 | 0 | 5000 | 0 | 0
874 | 5000 | 0 | 0 | 0 | 0 | 0 | 0 | 5000 | 0 | 0
875 | 5000 | 0 | 0 | 0 | 0 | 0 | 0 | 5000 | 0 | 0
876 | 5000 | 0 | 0 | 0 | 0 | 0 | 0 | 5000 | 0 | 0
877 | 5000 | 0 | 0 | 0 | 0 | 0 | 0 | 5000 | 0 | 0
878 | 5000 | 0 | 0 | 0 | 0 | 0 | 0 | 5000 | 0 | 0
879 | 5000 | 0 | 0 | 0 | 0 | 0 | 0 | 5000 | 0 | 0
880 | 5000 | 0 | 0 | 0 | 0 | 0 | 0 | 5000 | 0 | 0
881 | 5000 | 0 | 0 | 0 | 0 | 0 | 0 | 5000 | 0 | 0
882 | 5000 | 0 | 0 | 0 | 0 | 0 | 0 | 5000 | 0 | 0
883 | 5000 | 0 | 0 | 0 | 0 | 0 | 0 | 1301.899 | 0 | 3698.101
884 | 5000 | 0 | 0 | 0 | 0 | 0 | 0 | 0 | 0 | 5000
885 | 5000 | 0 | 0 | 0 | 0 | 0 | 0 | 0 | 0 | 5000
886 | 5000 | 0 | 0 | 0 | 0 | 0 | 0 | 0 | 0 | 5000
887 | 5000 | 0 | 0 | 0 | 0 | 0 | 0 | 0 | 0 | 5000
888 | 5000 | 0 | 0 | 0 | 0 | 0 | 0 | 5000 | 0 | 0
889 | 5000 | 0 | 0 | 0 | 0 | 0 | 0 | 5000 | -5000 | 0
890 | 5000 | 0 | 0 | 0 | 0 | 0 | 0 | 5000 | -5000 | 0
891 | 5000 | 0 | 0 | 0 | 0 | 0 | 0 | 5000 | -5000 | 0
892 | 5000 | 0 | 0 | 0 | 0 | 0 | 0 | 5000 | -5000 | 0
893 | 5000 | 0 | 0 | 0 | 0 | 0 | 0 | 5000 | -5000 | 0
894 | 5000 | 0 | 0 | 0 | 0 | 0 | 0 | 5000 | -1373.421 | 0
895 | 5000 | 0 | 0 | 0 | 0 | 0 | 0 | 5000 | 0 | 0
896 | 5000 | 0 | 0 | 0 | 0 | 0 | 0 | 5000 | 0 | 0
897 | 5000 | 0 | 0 | 0 | 0 | 0 | 0 | 5000 | 0 | 0
898 | 5000 | 0 | 0 | 0 | 0 | 0 | 0 | 5000 | 0 | 0
899 | 5000 | 0 | 0 | 0 | 0 | 0 | 0 | 5000 | 0 | 0
900 | 5000 | 0 | 0 | 0 | 0 | 0 | 0 | 5000 | 0 | 0
901 | 5000 | 0 | 0 | 0 | 0 | 0 | 0 | 5000 | 0 | 0
902 | 5000 | 0 | 0 | 0 | 0 | 0 | 0 | 5000 | 0 | 0
903 | 5000 | 0 | 0 | 0 | 0 | 0 | 0 | 5000 | 0 | 0
904 | 5000 | 0 | 0 | 0 | 0 | 0 | 0 | 5000 | 0 | 0
905 | 5000 | 0 | 0 | 0 | 0 | 0 | 0 | 5000 | 0 | 0
906 | 5000 | 0 | 0 | 0 | 0 | 0 | 0 | 5000 | 0 | 0
907 | 5000 | 0 | 0 | 0 | 0 | 0 | 0 | 1301.899 | 0 | 3698.101
908 | 5000 | 0 | 0 | 0 | 0 | 0 | 0 | 0 | 0 | 5000
909 | 5000 | 0 | 0 | 0 | 0 | 0 | 0 | 0 | 0 | 5000
910 | 5000 | 0 | 0 | 0 | 0 | 0 | 0 | 0 | 0 | 5000
911 | 5000 | 0 | 0 | 0 | 0 | 0 | 0 | 0 | 0 | 5000
912 | 5000 | 0 | 0 | 0 | 0 | 0 | 0 | 5000 | 0 | 0
913 | 5000 | 0 | 0 | 0 | 0 | 0 | 0 | 5000 | -5000 | 0
914 | 5000 | 0 | 0 | 0 | 0 | 0 | 0 | 5000 | -5000 | 0
915 | 5000 | 0 | 0 | 0 | 0 | 0 | 0 | 5000 | -5000 | 0
916 | 5000 | 0 | 0 | 0 | 0 | 0 | 0 | 5000 | -5000 | 0
917 | 5000 | 0 | 0 | 0 | 0 | 0 | 0 | 5000 | -5000 | 0
918 | 5000 | 0 | 0 | 0 | 0 | 0 | 0 | 5000 | -1373.421 | 0
919 | 5000 | 0 | 0 | 0 | 0 | 0 | 0 | 5000 | 0 | 0
920 | 5000 | 0 | 0 | 0 | 0 | 0 | 0 | 5000 | 0 | 0
921 | 5000 | 0 | 0 | 0 | 0 | 0 | 0 | 5000 | 0 | 0
922 | 5000 | 0 | 0 | 0 | 0 | 0 | 0 | 5000 | 0 | 0
923 | 5000 | 0 | 0 | 0 | 0 | 0 | 0 | 5000 | 0 | 0
924 | 5000 | 0 | 0 | 0 | 0 | 0 | 0 | 5000 | 0 | 0
925 | 5000 | 0 | 0 | 0 | 0 | 0 | 0 | 5000 | 0 | 0
926 | 5000 | 0 | 0 | 0 | 0 | 0 | 0 | 5000 | 0 | 0
927 | 5000 | 0 | 0 | 0 | 0 | 0 | 0 | 5000 | 0 | 0
928 | 5000 | 0 | 0 | 0 | 0 | 0 | 0 | 5000 | 0 | 0
929 | 5000 | 0 | 0 | 0 | 0 | 0 | 0 | 5000 | 0 | 0
930 | 5000 | 0 | 0 | 0 | 0 | 0 | 0 | 5000 | 0 | 0
931 | 5000 | 0 | 0 | 0 | 0 | 0 | 0 | 1301.899 | 0 | 3698.101
932 | 5000 | 0 | 0 | 0 | 0 | 0 | 0 | 0 | 0 | 5000
933 | 5000 | 0 | 0 | 0 | 0 | 0 | 0 | 0 | 0 | 5000
934 | 5000 | 0 | 0 | 0 | 0 | 0 | 0 | 0 | 0 | 5000
935 | 5000 | 0 | 0 | 0 | 0 | 0 | 0 | 0 | 0 | 5000
936 | 5000 | 0 | 0 | 0 | 0 | 0 | 0 | 5000 | 0 | 0
937 | 5000 | 0 | 0 | 0 | 0 | 0 | 0 | 5000 | 0 | 0
938 | 5000 | 0 | 0 | 0 | 0 | 0 | 0 | 5000 | 0 | 0
939 | 5000 | 0 | 0 | 0 | 0 | 0 | 0 | 5000 | 0 | 0
940 | 5000 | 0 | 0 | 0 | 0 | 0 | 0 | 5000 | 0 | 0
941 | 5000 | 0 | 0 | 0 | 0 | 0 | 0 | 5000 | 0 | 0
942 | 5000 | 0 | 0 | 0 | 0 | 0 | 0 | 5000 | 0 | 0
943 | 5000 | 0 | 0 | 0 | 0 | 0 | 0 | 5000 | 0 | 0
944 | 5000 | 0 | 0 | 0 | 0 | 0 | 0 | 5000 | 0 | 0
945 | 5000 | 0 | 0 | 0 | 0 | 0 | 0 | 5000 | 0 | 0
946 | 5000 | 0 | 0 | 0 | 0 | 0 | 0 | 5000 | 0 | 0
947 | 5000 | 0 | 0 | 0 | 0 | 0 | 0 | 5000 | 0 | 0
948 | 5000 | 0 | 0 | 0 | 0 | 0 | 0 | 5000 | 0 | 0
949 | 5000 | 0 | 0 | 0 | 0 | 0 | 0 | 5000 | 0 | 0
950 | 5000 | 0 | 0 | 0 | 0 | 0 | 0 | 5000 | 0 | 0
951 | 5000 | 0 | 0 | 0 | 0 | 0 | 0 | 5000 | 0 | 0
952 | 5000 | 0 | 0 | 0 | 0 | 0 | 0 | 5000 | 0 | 0
953 | 5000 | 0 | 0 | 0 | 0 | 0 | 0 | 5000 | 0 | 0
954 | 5000 | 0 | 0 | 0 | 0 | 0 | 0 | 5000 | 0 | 0
955 | 5000 | 0 | 0 | 0 | 0 | 0 | 0 | 5000 | 0 | 0
956 | 5000 | 0 | 0 | 0 | 0 | 0 | 0 | 5000 | 0 | 0
957 | 5000 | 0 | 0 | 0 | 0 | 0 | 0 | 5000 | 0 | 0
958 | 5000 | 0 | 0 | 0 | 0 | 0 | 0 | 5000 | 0 | 0
959 | 5000 | 0 | 0 | 0 | 0 | 0 | 0 | 5000 | 0 | 0
960 | 5000 | 0 | 0 | 0 | 0 | 0 | 0 | 5000 | 0 | 0
961 | 5000 | 0 | 0 | 0 | 0 | 0 | 0 | 5000 | -5000 | 0
962 | 5000 | 0 | 0 | 0 | 0 | 0 | 0 | 5000 | -5000 | 0
963 | 5000 | 0 | 0 | 0 | 0 | 0 | 0 | 5000 | -5000 | 0
964 | 5000 | 0 | 0 | 0 | 0 | 0 | 0 | 5000 | -5000 | 0
965 | 5000 | 0 | 0 | 0 | 0 | 0 | 0 | 5000 | -5000 | 0
966 | 5000 | 0 | 0 | 0 | 0 | 0 | 0 | 5000 | -1373.421 | 0
967 | 5000 | 0 | 0 | 0 | 0 | 0 | 0 | 5000 | 0 | 0
968 | 5000 | 0 | 0 | 0 | 0 | 0 | 0 | 5000 | 0 | 0
969 | 5000 | 0 | 0 | 0 | 0 | 0 | 0 | 5000 | 0 | 0
970 | 5000 | 0 | 0 | 0 | 0 | 0 | 0 | 5000 | 0 | 0
971 | 5000 | 0 | 0 | 0 | 0 | 0 | 0 | 5000 | 0 | 0
972 | 5000 | 0 | 0 | 0 | 0 | 0 | 0 | 5000 | 0 | 0
973 | 5000 | 0 | 0 | 0 | 0 | 0 | 0 | 5000 | 0 | 0
974 | 5000 | 0 | 0 | 0 | 0 | 0 | 0 | 5000 | 0 | 0
975 | 5000 | 0 | 0 | 0 | 0 | 0 | 0 | 5000 | 0 | 0
976 | 5000 | 0 | 0 | 0 | 0 | 0 | 0 | 5000 | 0 | 0
977 | 5000 | 0 | 0 | 0 | 0 | 0 | 0 | 5000 | 0 | 0
978 | 5000 | 0 | 0 | 0 | 0 | 0 | 0 | 5000 | 0 | 0
979 | 5000 | 0 | 0 | 0 | 0 | 0 | 0 | 1301.899 | 0 | 3698.101
980 | 5000 | 0 | 0 | 0 | 0 | 0 | 0 | 0 | 0 | 5000
981 | 5000 | 0 | 0 | 0 | 0 | 0 | 0 | 0 | 0 | 5000
982 | 5000 | 0 | 0 | 0 | 0 | 0 | 0 | 0 | 0 | 5000
983 | 5000 | 0 | 0 | 0 | 0 | 0 | 0 | 0 | 0 | 5000
984 | 5000 | 0 | 0 | 0 | 0 | 0 | 0 | 5000 | 0 | 0
985 | 5000 | 0 | 0 | 0 | 0 | 0 | 0 | 5000 | -5000 | 0
986 | 5000 | 0 | 0 | 0 | 0 | 0 | 0 | 5000 | -5000 | 0
987 | 5000 | 0 | 0 | 0 | 0 | 0 | 0 | 5000 | -5000 | 0
988 | 5000 | 0 | 0 | 0 | 0 | 0 | 0 | 5000 | -5000 | 0
989 | 5000 | 0 | 0 | 0 | 0 | 0 | 0 | 5000 | -5000 | 0
990 | 5000 | 0 | 0 | 0 | 0 | 0 | 0 | 5000 | -1373.421 | 0
991 | 5000 | 0 | 0 | 0 | 0 | 0 | 0 | 5000 | 0 | 0
992 | 5000 | 0 | 0 | 0 | 0 | 0 | 0 | 5000 | 0 | 0
993 | 5000 | 0 | 0 | 0 | 0 | 0 | 0 | 5000 | 0 | 0
994 | 5000 | 0 | 0 | 0 | 0 | 0 | 0 | 5000 | 0 | 0
995 | 5000 | 0 | 0 | 0 | 0 | 0 | 0 | 5000 | 0 | 0
996 | 5000 | 0 | 0 | 0 | 0 | 0 | 0 | 5000 | 0 | 0
997 | 5000 | 0 | 0 | 0 | 0 | 0 | 0 | 5000 | 0 | 0
998 | 5000 | 0 | 0 | 0 | 0 | 0 | 0 | 5000 | 0 | 0
999 | 5000 | 0 | 0 | 0 | 0 | 0 | 0 | 5000 | 0 | 0
1000 | 5000 | 0 | 0 | 0 | 0 | 0 | 0 | 5000 | 0 | 0
1001 | 5000 | 0 | 0 | 0 | 0 | 0 | 0 | 5000 | 0 | 0
1002 | 5000 | 0 | 0 | 0 | 0 | 0 | 0 | 5000 | 0 | 0
1003 | 5000 | 0 | 0 | 0 | 0 | 0 | 0 | 1301.899 | 0 | 3698.101
1004 | 5000 | 0 | 0 | 0 | 0 | 0 | 0 | 0 | 0 | 5000
1005 | 5000 | 0 | 0 | 0 | 0 | 0 | 0 | 0 | 0 | 5000
1006 | 5000 | 0 | 0 | 0 | 0 | 0 | 0 | 0 | 0 | 5000
1007 | 5000 | 0 | 0 | 0 | 0 | 0 | 0 | 0 | 0 | 5000
1008 | 5000 | 0 | 0 | 0 | 0 | 0 | 0 | 5000 | 0 | 0
1009 | 5000 | 0 | 0 | 0 | 0 | 0 | 0 | 5000 | -5000 | 0
1010 | 5000 | 0 | 0 | 0 | 0 | 0 | 0 | 5000 | -5000 | 0
1011 | 5000 | 0 | 0 | 0 | 0 | 0 | 0 | 5000 | -5000 | 0
1012 | 5000 | 0 | 0 | 0 | 0 | 0 | 0 | 5000 | -5000 | 0
1013 | 5000 | 0 | 0 | 0 | 0 | 0 | 0 | 5000 | -5000 | 0
1014 | 5000 | 0 | 0 | 0 | 0 | 0 | 0 | 5000 | -1373.421 | 0
1015 | 5000 | 0 | 0 | 0 | 0 | 0 | 0 | 5000 | 0 | 0
1016 | 5000 | 0 | 0 | 0 | 0 | 0 | 0 | 5000 | 0 | 0
1017 | 5000 | 0 | 0 | 0 | 0 | 0 | 0 | 5000 | 0 | 0
1018 | 5000 | 0 | 0 | 0 | 0 | 0 | 0 | 5000 | 0 | 0
1019 | 5000 | 0 | 0 | 0 | 0 | 0 | 0 | 5000 | 0 | 0
1020 | 5000 | 0 | 0 | 0 | 0 | 0 | 0 | 5000 | 0 | 0
1021 | 5000 | 0 | 0 | 0 | 0 | 0 | 0 | 5000 | 0 | 0
1022 | 5000 | 0 | 0 | 0 | 0 | 0 | 0 | 5000 | 0 | 0
1023 | 5000 | 0 | 0 | 0 | 0 | 0 | 0 | 5000 | 0 | 0
1024 | 5000 | 0 | 0 | 0 | 0 | 0 | 0 | 5000 | 0 | 0
1025 | 5000 | 0 | 0 | 0 | 0 | 0 | 0 | 5000 | 0 | 0
1026 | 5000 | 0 | 0 | 0 | 0 | 0 | 0 | 5000 | 0 | 0
1027 | 5000 | 0 | 0 | 0 | 0 | 0 | 0 | 1301.899 | 0 | 3698.101
1028 | 5000 | 0 | 0 | 0 | 0 | 0 | 0 | 0 | 0 | 5000
1029 | 5000 | 0 | 0 | 0 | 0 | 0 | 0 | 0 | 0 | 5000
1030 | 5000 | 0 | 0 | 0 | 0 | 0 | 0 | 0 | 0 | 5000
1031 | 5000 | 0 | 0 | 0 | 0 | 0 | 0 | 0 | 0 | 5000
1032 | 5000 | 0 | 0 | 0 | 0 | 0 | 0 | 5000 | 0 | 0
1033 | 5000 | 0 | 0 | 0 | 0 | 0 | 0 | 5000 | -5000 | 0
1034 | 5000 | 0 | 0 | 0 | 0 | 0 | 0 | 5000 | -5000 | 0
1035 | 5000 | 0 | 0 | 0 | 0 | 0 | 0 | 5000 | -5000 | 0
1036 | 5000 | 0 | 0 | 0 | 0 | 0 | 0 | 5000 | -5000 | 0
1037 | 5000 | 0 | 0 | 0 | 0 | 0 | 0 | 5000 | -5000 | 0
1038 | 5000 | 0 | 0 | 0 | 0 | 0 | 0 | 5000 | -1373.421 | 0
1039 | 5000 | 0 | 0 | 0 | 0 | 0 | 0 | 5000 | 0 | 0
1040 | 5000 | 0 | 0 | 0 | 0 | 0 | 0 | 5000 | 0 | 0
1041 | 5000 | 0 | 0 | 0 | 0 | 0 | 0 | 5000 | 0 | 0
1042 | 5000 | 0 | 0 | 0 | 0 | 0 | 0 | 5000 | 0 | 0
1043 | 5000 | 0 | 0 | 0 | 0 | 0 | 0 | 5000 | 0 | 0
1044 | 5000 | 0 | 0 | 0 | 0 | 0 | 0 | 5000 | 0 | 0
1045 | 5000 | 0 | 0 | 0 | 0 | 0 | 0 | 5000 | 0 | 0
1046 | 5000 | 0 | 0 | 0 | 0 | 0 | 0 | 5000 | 0 | 0
1047 | 5000 | 0 | 0 | 0 | 0 | 0 | 0 | 5000 | 0 | 0
1048 | 5000 | 0 | 0 | 0 | 0 | 0 | 0 | 5000 | 0 | 0
1049 | 5000 | 0 | 0 | 0 | 0 | 0 | 0 | 5000 | 0 | 0
1050 | 5000 | 0 | 0 | 0 | 0 | 0 | 0 | 5000 | 0 | 0
1051 | 5000 | 0 | 0 | 0 | 0 | 0 | 0 | 1301.899 | 0 | 3698.101
1052 | 5000 | 0 | 0 | 0 | 0 | 0 | 0 | 0 | 0 | 5000
1053 | 5000 | 0 | 0 | 0 | 0 | 0 | 0 | 0 | 0 | 5000
1054 | 5000 | 0 | 0 | 0 | 0 | 0 | 0 | 0 | 0 | 5000
1055 | 5000 | 0 | 0 | 0 | 0 | 0 | 0 | 0 | 0 | 5000
1056 | 5000 | 0 | 0 | 0 | 0 | 0 | 0 | 5000 | 0 | 0
1057 | 5000 | 0 | 0 | 0 | 0 | 0 | 0 | 5000 | -5000 | 0
1058 | 5000 | 0 | 0 | 0 | 0 | 0 | 0 | 5000 | -5000 | 0
1059 | 5000 | 0 | 0 | 0 | 0 | 0 | 0 | 5000 | -5000 | 0
1060 | 5000 | 0 | 0 | 0 | 0 | 0 | 0 | 5000 | -5000 | 0
1061 | 5000 | 0 | 0 | 0 | 0 | 0 | 0 | 5000 | -5000 | 0
1062 | 5000 | 0 | 0 | 0 | 0 | 0 | 0 | 5000 | -1373.421 | 0
1063 | 5000 | 0 | 0 | 0 | 0 | 0 | 0 | 5000 | 0 | 0
1064 | 5000 | 0 | 0 | 0 | 0 | 0 | 0 | 5000 | 0 | 0
1065 | 5000 | 0 | 0 | 0 | 0 | 0 | 0 | 5000 | 0 | 0
1066 | 5000 | 0 | 0 | 0 | 0 | 0 | 0 | 5000 | 0 | 0
1067 | 5000 | 0 | 0 | 0 | 0 | 0 | 0 | 5000 | 0 | 0
1068 | 5000 | 0 | 0 | 0 | 0 | 0 | 0 | 5000 | 0 | 0
1069 | 5000 | 0 | 0 | 0 | 0 | 0 | 0 | 5000 | 0 | 0
1070 | 5000 | 0 | 0 | 0 | 0 | 0 | 0 | 5000 | 0 | 0
1071 | 5000 | 0 | 0 | 0 | 0 | 0 | 0 | 5000 | 0 | 0
1072 | 5000 | 0 | 0 | 0 | 0 | 0 | 0 | 5000 | 0 | 0
1073 | 5000 | 0 | 0 | 0 | 0 | 0 | 0 | 5000 | 0 | 0
1074 | 5000 | 0 | 0 | 0 | 0 | 0 | 0 | 5000 | 0 | 0
1075 | 5000 | 0 | 0 | 0 | 0 | 0 | 0 | 1301.899 | 0 | 3698.101
1076 | 5000 | 0 | 0 | 0 | 0 | 0 | 0 | 0 | 0 | 5000
1077 | 5000 | 0 | 0 | 0 | 0 | 0 | 0 | 0 | 0 | 5000
1078 | 5000 | 0 | 0 | 0 | 0 | 0 | 0 | 0 | 0 | 5000
1079 | 5000 | 0 | 0 | 0 | 0 | 0 | 0 | 0 | 0 | 5000
1080 | 5000 | 0 | 0 | 0 | 0 | 0 | 0 | 5000 | 0 | 0
1081 | 5000 | 0 | 0 | 0 | 0 | 0 | 0 | 5000 | -5000 | 0
1082 | 5000 | 0 | 0 | 0 | 0 | 0 | 0 | 5000 | -5000 | 0
1083 | 5000 | 0 | 0 | 0 | 0 | 0 | 0 | 5000 | -5000 | 0
1084 | 5000 | 0 | 0 | 0 | 0 | 0 | 0 | 5000 | -5000 | 0
1085 | 5000 | 0 | 0 | 0 | 0 | 0 | 0 | 5000 | -5000 | 0
1086 | 5000 | 0 | 0 | 0 | 0 | 0 | 0 | 5000 | -1373.421 | 0
1087 | 5000 | 0 | 0 | 0 | 0 | 0 | 0 | 5000 | 0 | 0
1088 | 5000 | 0 | 0 | 0 | 0 | 0 | 0 | 5000 | 0 | 0
1089 | 5000 | 0 | 0 | 0 | 0 | 0 | 0 | 5000 | 0 | 0
1090 | 5000 | 0 | 0 | 0 | 0 | 0 | 0 | 5000 | 0 | 0
1091 | 5000 | 0 | 0 | 0 | 0 | 0 | 0 | 5000 | 0 | 0
1092 | 5000 | 0 | 0 | 0 | 0 | 0 | 0 | 5000 | 0 | 0
1093 | 5000 | 0 | 0 | 0 | 0 | 0 | 0 | 5000 | 0 | 0
1094 | 5000 | 0 | 0 | 0 | 0 | 0 | 0 | 5000 | 0 | 0
1095 | 5000 | 0 | 0 | 0 | 0 | 0 | 0 | 5000 | 0 | 0
1096 | 5000 | 0 | 0 | 0 | 0 | 0 | 0 | 5000 | 0 | 0
1097 | 5000 | 0 | 0 | 0 | 0 | 0 | 0 | 5000 | 0 | 0
1098 | 5000 | 0 | 0 | 0 | 0 | 0 | 0 | 5000 | 0 | 0
1099 | 5000 | 0 | 0 | 0 | 0 | 0 | 0 | 1301.899 | 0 | 3698.101
1100 | 5000 | 0 | 0 | 0 | 0 | 0 | 0 | 0 | 0 | 5000
1101 | 5000 | 0 | 0 | 0 | 0 | 0 | 0 | 0 | 0 | 5000
1102 | 5000 | 0 | 0 | 0 | 0 | 0 | 0 | 0 | 0 | 5000
1103 | 5000 | 0 | 0 | 0 | 0 | 0 | 0 | 0 | 0 | 5000
1104 | 5000 | 0 | 0 | 0 | 0 | 0 | 0 | 5000 | 0 | 0
1105 | 5000 | 0 | 0 | 0 | 0 | 0 | 0 | 5000 | 0 | 0
1106 | 5000 | 0 | 0 | 0 | 0 | 0 | 0 | 5000 | 0 | 0
1107 | 5000 | 0 | 0 | 0 | 0 | 0 | 0 | 5000 | 0 | 0
1108 | 5000 | 0 | 0 | 0 | 0 | 0 | 0 | 5000 | 0 | 0
1109 | 5000 | 0 | 0 | 0 | 0 | 0 | 0 | 5000 | 0 | 0
1110 | 5000 | 0 | 0 | 0 | 0 | 0 | 0 | 5000 | 0 | 0
1111 | 5000 | 0 | 0 | 0 | 0 | 0 | 0 | 5000 | 0 | 0
1112 | 5000 | 0 | 0 | 0 | 0 | 0 | 0 | 5000 | 0 | 0
1113 | 5000 | 0 | 0 | 0 | 0 | 0 | 0 | 5000 | 0 | 0
1114 | 5000 | 0 | 0 | 0 | 0 | 0 | 0 | 5000 | 0 | 0
1115 | 5000 | 0 | 0 | 0 | 0 | 0 | 0 | 5000 | 0 | 0
1116 | 5000 | 0 | 0 | 0 | 0 | 0 | 0 | 5000 | 0 | 0
1117 | 5000 | 0 | 0 | 0 | 0 | 0 | 0 | 5000 | 0 | 0
1118 | 5000 | 0 | 0 | 0 | 0 | 0 | 0 | 5000 | 0 | 0
1119 | 5000 | 0 | 0 | 0 | 0 | 0 | 0 | 5000 | 0 | 0
1120 | 5000 | 0 | 0 | 0 | 0 | 0 | 0 | 5000 | 0 | 0
1121 | 5000 | 0 | 0 | 0 | 0 | 0 | 0 | 5000 | 0 | 0
1122 | 5000 | 0 | 0 | 0 | 0 | 0 | 0 | 5000 | 0 | 0
1123 | 5000 | 0 | 0 | 0 | 0 | 0 | 0 | 5000 | 0 | 0
1124 | 5000 | 0 | 0 | 0 | 0 | 0 | 0 | 5000 | 0 | 0
1125 | 5000 | 0 | 0 | 0 | 0 | 0 | 0 | 5000 | 0 | 0
1126 | 5000 | 0 | 0 | 0 | 0 | 0 | 0 | 5000 | 0 | 0
1127 | 5000 | 0 | 0 | 0 | 0 | 0 | 0 | 5000 | 0 | 0
1128 | 5000 | 0 | 0 | 0 | 0 | 0 | 0 | 5000 | 0 | 0
1129 | 5000 | 0 | 0 | 0 | 0 | 0 | 0 | 5000 | -5000 | 0
1130 | 5000 | 0 | 0 | 0 | 0 | 0 | 0 | 5000 | -5000 | 0
1131 | 5000 | 0 | 0 | 0 | 0 | 0 | 0 | 5000 | -5000 | 0
1132 | 5000 | 0 | 0 | 0 | 0 | 0 | 0 | 5000 | -5000 | 0
1133 | 5000 | 0 | 0 | 0 | 0 | 0 | 0 | 5000 | -5000 | 0
1134 | 5000 | 0 | 0 | 0 | 0 | 0 | 0 | 5000 | -1373.421 | 0
1135 | 5000 | 0 | 0 | 0 | 0 | 0 | 0 | 5000 | 0 | 0
1136 | 5000 | 0 | 0 | 0 | 0 | 0 | 0 | 5000 | 0 | 0
1137 | 5000 | 0 | 0 | 0 | 0 | 0 | 0 | 5000 | 0 | 0
1138 | 5000 | 0 | 0 | 0 | 0 | 0 | 0 | 5000 | 0 | 0
1139 | 5000 | 0 | 0 | 0 | 0 | 0 | 0 | 5000 | 0 | 0
1140 | 5000 | 0 | 0 | 0 | 0 | 0 | 0 | 5000 | 0 | 0
1141 | 5000 | 0 | 0 | 0 | 0 | 0 | 0 | 5000 | 0 | 0
1142 | 5000 | 0 | 0 | 0 | 0 | 0 | 0 | 5000 | 0 | 0
1143 | 5000 | 0 | 0 | 0 | 0 | 0 | 0 | 5000 | 0 | 0
1144 | 5000 | 0 | 0 | 0 | 0 | 0 | 0 | 5000 | 0 | 0
1145 | 5000 | 0 | 0 | 0 | 0 | 0 | 0 | 5000 | 0 | 0
1146 | 5000 | 0 | 0 | 0 | 0 | 0 | 0 | 5000 | 0 | 0
1147 | 5000 | 0 | 0 | 0 | 0 | 0 | 0 | 1301.899 | 0 | 3698.101
1148 | 5000 | 0 | 0 | 0 | 0 | 0 | 0 | 0 | 0 | 5000
1149 | 5000 | 0 | 0 | 0 | 0 | 0 | 0 | 0 | 0 | 5000
1150 | 5000 | 0 | 0 | 0 | 0 | 0 | 0 | 0 | 0 | 5000
1151 | 5000 | 0 | 0 | 0 | 0 | 0 | 0 | 0 | 0 | 5000
1152 | 5000 | 0 | 0 | 0 | 0 | 0 | 0 | 5000 | 0 | 0
1153 | 5000 | 0 | 0 | 0 | 0 | 0 | 0 | 5000 | -5000 | 0
1154 | 5000 | 0 | 0 | 0 | 0 | 0 | 0 | 5000 | -5000 | 0
1155 | 5000 | 0 | 0 | 0 | 0 | 0 | 0 | 5000 | -5000 | 0
1156 | 5000 | 0 | 0 | 0 | 0 | 0 | 0 | 5000 | -5000 | 0
1157 | 5000 | 0 | 0 | 0 | 0 | 0 | 0 | 5000 | -5000 | 0
1158 | 5000 | 0 | 0 | 0 | 0 | 0 | 0 | 5000 | -1373.421 | 0
1159 | 5000 | 0 | 0 | 0 | 0 | 0 | 0 | 5000 | 0 | 0
1160 | 5000 | 0 | 0 | 0 | 0 | 0 | 0 | 5000 | 0 | 0
1161 | 5000 | 0 | 0 | 0 | 0 | 0 | 0 | 5000 | 0 | 0
1162 | 5000 | 0 | 0 | 0 | 0 | 0 | 0 | 5000 | 0 | 0
1163 | 5000 | 0 | 0 | 0 | 0 | 0 | 0 | 5000 | 0 | 0
1164 | 5000 | 0 | 0 | 0 | 0 | 0 | 0 | 5000 | 0 | 0
1165 | 5000 | 0 | 0 | 0 | 0 | 0 | 0 | 5000 | 0 | 0
1166 | 5000 | 0 | 0 | 0 | 0 | 0 | 0 | 5000 | 0 | 0
1167 | 5000 | 0 | 0 | 0 | 0 | 0 | 0 | 5000 | 0 | 0
1168 | 5000 | 0 | 0 | 0 | 0 | 0 | 0 | 5000 | 0 | 0
1169 | 5000 | 0 | 0 | 0 | 0 | 0 | 0 | 5000 | 0 | 0
1170 | 5000 | 0 | 0 | 0 | 0 | 0 | 0 | 5000 | 0 | 0
1171 | 5000 | 0 | 0 | 0 | 0 | 0 | 0 | 1301.899 | 0 | 3698.101
1172 | 5000 | 0 | 0 | 0 | 0 | 0 | 0 | 0 | 0 | 5000
1173 | 5000 | 0 | 0 | 0 | 0 | 0 | 0 | 0 | 0 | 5000
1174 | 5000 | 0 | 0 | 0 | 0 | 0 | 0 | 0 | 0 | 5000
1175 | 5000 | 0 | 0 | 0 | 0 | 0 | 0 | 0 | 0 | 5000
1176 | 5000 | 0 | 0 | 0 | 0 | 0 | 0 | 5000 | 0 | 0
1177 | 5000 | 0 | 0 | 0 | 0 | 0 | 0 | 5000 | -5000 | 0
1178 | 5000 | 0 | 0 | 0 | 0 | 0 | 0 | 5000 | -5000 | 0
1179 | 5000 | 0 | 0 | 0 | 0 | 0 | 0 | 5000 | -5000 | 0
1180 | 5000 | 0 | 0 | 0 | 0 | 0 | 0 | 5000 | -5000 | 0
1181 | 5000 | 0 | 0 | 0 | 0 | 0 | 0 | 5000 | -5000 | 0
1182 | 5000 | 0 | 0 | 0 | 0 | 0 | 0 | 5000 | -1373.421 | 0
1183 | 5000 | 0 | 0 | 0 | 0 | 0 | 0 | 5000 | 0 | 0
1184 | 5000 | 0 | 0 | 0 | 0 | 0 | 0 | 5000 | 0 | 0
1185 | 5000 | 0 | 0 | 0 | 0 | 0 | 0 | 5000 | 0 | 0
1186 | 5000 | 0 | 0 | 0 | 0 | 0 | 0 | 5000 | 0 | 0
1187 | 5000 | 0 | 0 | 0 | 0 | 0 | 0 | 5000 | 0 | 0
1188 | 5000 | 0 | 0 | 0 | 0 | 0 | 0 | 5000 | 0 | 0
1189 | 5000 | 0 | 0 | 0 | 0 | 0 | 0 | 5000 | 0 | 0
1190 | 5000 | 0 | 0 | 0 | 0 | 0 | 0 | 5000 | 0 | 0
1191 | 5000 | 0 | 0 | 0 | 0 | 0 | 0 | 5000 | 0 | 0
1192 | 5000 | 0 | 0 | 0 | 0 | 0 | 0 | 5000 | 0 | 0
1193 | 5000 | 0 | 0 | 0 | 0 | 0 | 0 | 5000 | 0 | 0
1194 | 5000 | 0 | 0 | 0 | 0 | 0 | 0 | 5000 | 0 | 0
1195 | 5000 | 0 | 0 | 0 | 0 | 0 | 0 | 1301.899 | 0 | 3698.101
1196 | 5000 | 0 | 0 | 0 | 0 | 0 | 0 | 0 | 0 | 5000
1197 | 5000 | 0 | 0 | 0 | 0 | 0 | 0 | 0 | 0 | 5000
1198 | 5000 | 0 | 0 | 0 | 0 | 0 | 0 | 0 | 0 | 5000
1199 | 5000 | 0 | 0 | 0 | 0 | 0 | 0 | 0 | 0 | 5000
1200 | 5000 | 0 | 0 | 0 | 0 | 0 | 0 | 5000 | 0 | 0
1201 | 5000 | 0 | 0 | 0 | 0 | 0 | 0 | 5000 | -5000 | 0
1202 | 5000 | 0 | 0 | 0 | 0 | 0 | 0 | 5000 | -5000 | 0
1203 | 5000 | 0 | 0 | 0 | 0 | 0 | 0 | 5000 | -5000 | 0
1204 | 5000 | 0 | 0 | 0 | 0 | 0 | 0 | 5000 | -5000 | 0
1205 | 5000 | 0 | 0 | 0 | 0 | 0 | 0 | 5000 | -5000 | 0
1206 | 5000 | 0 | 0 | 0 | 0 | 0 | 0 | 5000 | -1373.421 | 0
1207 | 5000 | 0 | 0 | 0 | 0 | 0 | 0 | 5000 | 0 | 0
1208 | 5000 | 0 | 0 | 0 | 0 | 0 | 0 | 5000 | 0 | 0
1209 | 5000 | 0 | 0 | 0 | 0 | 0 | 0 | 5000 | 0 | 0
1210 | 5000 | 0 | 0 | 0 | 0 | 0 | 0 | 5000 | 0 | 0
1211 | 5000 | 0 | 0 | 0 | 0 | 0 | 0 | 5000 | 0 | 0
1212 | 5000 | 0 | 0 | 0 | 0 | 0 | 0 | 5000 | 0 | 0
1213 | 5000 | 0 | 0 | 0 | 0 | 0 | 0 | 5000 | 0 | 0
1214 | 5000 | 0 | 0 | 0 | 0 | 0 | 0 | 5000 | 0 | 0
1215 | 5000 | 0 | 0 | 0 | 0 | 0 | 0 | 5000 | 0 | 0
1216 | 5000 | 0 | 0 | 0 | 0 | 0 | 0 | 5000 | 0 | 0
1217 | 5000 | 0 | 0 | 0 | 0 | 0 | 0 | 5000 | 0 | 0
1218 | 5000 | 0 | 0 | 0 | 0 | 0 | 0 | 5000 | 0 | 0
1219 | 5000 | 0 | 0 | 0 | 0 | 0 | 0 | 1301.899 | 0 | 3698.101
1220 | 5000 | 0 | 0 | 0 | 0 | 0 | 0 | 0 | 0 | 5000
1221 | 5000 | 0 | 0 | 0 | 0 | 0 | 0 | 0 | 0 | 5000
1222 | 5000 | 0 | 0 | 0 | 0 | 0 | 0 | 0 | 0 | 5000
1223 | 5000 | 0 | 0 | 0 | 0 | 0 | 0 | 0 | 0 | 5000
1224 | 5000 | 0 | 0 | 0 | 0 | 0 | 0 | 5000 | 0 | 0
1225 | 5000 | 0 | 0 | 0 | 0 | 0 | 0 | 5000 | -5000 | 0
1226 | 5000 | 0 | 0 | 0 | 0 | 0 | 0 | 5000 | -5000 | 0
1227 | 5000 | 0 | 0 | 0 | 0 | 0 | 0 | 5000 | -5000 | 0
1228 | 5000 | 0 | 0 | 0 | 0 | 0 | 0 | 5000 | -5000 | 0
1229 | 5000 | 0 | 0 | 0 | 0 | 0 | 0 | 5000 | -5000 | 0
1230 | 5000 | 0 | 0 | 0 | 0 | 0 | 0 | 5000 | -1373.421 | 0
1231 | 5000 | 0 | 0 | 0 | 0 | 0 | 0 | 5000 | 0 | 0
1232 | 5000 | 0 | 0 | 0 | 0 | 0 | 0 | 5000 | 0 | 0
1233 | 5000 | 0 | 0 | 0 | 0 | 0 | 0 | 5000 | 0 | 0
1234 | 5000 | 0 | 0 | 0 | 0 | 0 | 0 | 5000 | 0 | 0
1235 | 5000 | 0 | 0 | 0 | 0 | 0 | 0 | 5000 | 0 | 0
1236 | 5000 | 0 | 0 | 0 | 0 | 0 | 0 | 5000 | 0 | 0
1237 | 5000 | 0 | 0 | 0 | 0 | 0 | 0 | 5000 | 0 | 0
1238 | 5000 | 0 | 0 | 0 | 0 | 0 | 0 | 5000 | 0 | 0
1239 | 5000 | 0 | 0 | 0 | 0 | 0 | 0 | 5000 | 0 | 0
1240 | 5000 | 0 | 0 | 0 | 0 | 0 | 0 | 5000 | 0 | 0
1241 | 5000 | 0 | 0 | 0 | 0 | 0 | 0 | 5000 | 0 | 0
1242 | 5000 | 0 | 0 | 0 | 0 | 0 | 0 | 5000 | 0 | 0
1243 | 5000 | 0 | 0 | 0 | 0 | 0 | 0 | 1301.899 | 0 | 3698.101
1244 | 5000 | 0 | 0 | 0 | 0 | 0 | 0 | 0 | 0 | 5000
1245 | 5000 | 0 | 0 | 0 | 0 | 0 | 0 | 0 | 0 | 5000
1246 | 5000 | 0 | 0 | 0 | 0 | 0 | 0 | 0 | 0 | 5000
1247 | 5000 | 0 | 0 | 0 | 0 | 0 | 0 | 0 | 0 | 5000
1248 | 5000 | 0 | 0 | 0 | 0 | 0 | 0 | 5000 | 0 | 0
1249 | 5000 | 0 | 0 | 0 | 0 | 0 | 0 | 5000 | -5000 | 0
1250 | 5000 | 0 | 0 | 0 | 0 | 0 | 0 | 5000 | -5000 | 0
1251 | 5000 | 0 | 0 | 0 | 0 | 0 | 0 | 5000 | -5000 | 0
1252 | 5000 | 0 | 0 | 0 | 0 | 0 | 0 | 5000 | -5000 | 0
1253 | 5000 | 0 | 0 | 0 | 0 | 0 | 0 | 5000 | -5000 | 0
1254 | 5000 | 0 | 0 | 0 | 0 | 0 | 0 | 5000 | -1373.421 | 0
1255 | 5000 | 0 | 0 | 0 | 0 | 0 | 0 | 5000 | 0 | 0
1256 | 5000 | 0 | 0 | 0 | 0 | 0 | 0 | 5000 | 0 | 0
1257 | 5000 | 0 | 0 | 0 | 0 | 0 | 0 | 5000 | 0 | 0
1258 | 5000 | 0 | 0 | 0 | 0 | 0 | 0 | 5000 | 0 | 0
1259 | 5000 | 0 | 0 | 0 | 0 | 0 | 0 | 5000 | 0 | 0
1260 | 5000 | 0 | 0 | 0 | 0 | 0 | 0 | 5000 | 0 | 0
1261 | 5000 | 0 | 0 | 0 | 0 | 0 | 0 | 5000 | 0 | 0
1262 | 5000 | 0 | 0 | 0 | 0 | 0 | 0 | 5000 | 0 | 0
1263 | 5000 | 0 | 0 | 0 | 0 | 0 | 0 | 5000 | 0 | 0
1264 | 5000 | 0 | 0 | 0 | 0 | 0 | 0 | 5000 | 0 | 0
1265 | 5000 | 0 | 0 | 0 | 0 | 0 | 0 | 5000 | 0 | 0
1266 | 5000 | 0 | 0 | 0 | 0 | 0 | 0 | 5000 | 0 | 0
1267 | 5000 | 0 | 0 | 0 | 0 | 0 | 0 | 1301.899 | 0 | 3698.101
1268 | 5000 | 0 | 0 | 0 | 0 | 0 | 0 | 0 | 0 | 5000
1269 | 5000 | 0 | 0 | 0 | 0 | 0 | 0 | 0 | 0 | 5000
1270 | 5000 | 0 | 0 | 0 | 0 | 0 | 0 | 0 | 0 | 5000
1271 | 5000 | 0 | 0 | 0 | 0 | 0 | 0 | 0 | 0 | 5000
1272 | 5000 | 0 | 0 | 0 | 0 | 0 | 0 | 5000 | 0 | 0
1273 | 5000 | 0 | 0 | 0 | 0 | 0 | 0 | 5000 | 0 | 0
1274 | 5000 | 0 | 0 | 0 | 0 | 0 | 0 | 5000 | 0 | 0
1275 | 5000 | 0 | 0 | 0 | 0 | 0 | 0 | 5000 | 0 | 0
1276 | 5000 | 0 | 0 | 0 | 0 | 0 | 0 | 5000 | 0 | 0
1277 | 5000 | 0 | 0 | 0 | 0 | 0 | 0 | 5000 | 0 | 0
1278 | 5000 | 0 | 0 | 0 | 0 | 0 | 0 | 5000 | 0 | 0
1279 | 5000 | 0 | 0 | 0 | 0 | 0 | 0 | 5000 | 0 | 0
1280 | 5000 | 0 | 0 | 0 | 0 | 0 | 0 | 5000 | 0 | 0
1281 | 5000 | 0 | 0 | 0 | 0 | 0 | 0 | 5000 | 0 | 0
1282 | 5000 | 0 | 0 | 0 | 0 | 0 | 0 | 5000 | 0 | 0
1283 | 5000 | 0 | 0 | 0 | 0 | 0 | 0 | 5000 | 0 | 0
1284 | 5000 | 0 | 0 | 0 | 0 | 0 | 0 | 5000 | 0 | 0
1285 | 5000 | 0 | 0 | 0 | 0 | 0 | 0 | 5000 | 0 | 0
1286 | 5000 | 0 | 0 | 0 | 0 | 0 | 0 | 5000 | 0 | 0
1287 | 5000 | 0 | 0 | 0 | 0 | 0 | 0 | 5000 | 0 | 0
1288 | 5000 | 0 | 0 | 0 | 0 | 0 | 0 | 5000 | 0 | 0
1289 | 5000 | 0 | 0 | 0 | 0 | 0 | 0 | 5000 | 0 | 0
1290 | 5000 | 0 | 0 | 0 | 0 | 0 | 0 | 5000 | 0 | 0
1291 | 5000 | 0 | 0 | 0 | 0 | 0 | 0 | 5000 | 0 | 0
1292 | 5000 | 0 | 0 | 0 | 0 | 0 | 0 | 5000 | 0 | 0
1293 | 5000 | 0 | 0 | 0 | 0 | 0 | 0 | 5000 | 0 | 0
1294 | 5000 | 0 | 0 | 0 | 0 | 0 | 0 | 5000 | 0 | 0
1295 | 5000 | 0 | 0 | 0 | 0 | 0 | 0 | 5000 | 0 | 0
1296 | 5000 | 0 | 0 | 0 | 0 | 0 | 0 | 5000 | 0 | 0
1297 | 5000 | 0 | 0 | 0 | 0 | 0 | 0 | 5000 | -5000 | 0
1298 | 5000 | 0 | 0 | 0 | 0 | 0 | 0 | 5000 | -5000 | 0
1299 | 5000 | 0 | 0 | 0 | 0 | 0 | 0 | 5000 | -5000 | 0
1300 | 5000 | 0 | 0 | 0 | 0 | 0 | 0 | 5000 | -5000 | 0
1301 | 5000 | 0 | 0 | 0 | 0 | 0 | 0 | 5000 | -5000 | 0
1302 | 5000 | 0 | 0 | 0 | 0 | 0 | 0 | 5000 | -1373.421 | 0
1303 | 5000 | 0 | 0 | 0 | 0 | 0 | 0 | 5000 | 0 | 0
1304 | 5000 | 0 | 0 | 0 | 0 | 0 | 0 | 5000 | 0 | 0
1305 | 5000 | 0 | 0 | 0 | 0 | 0 | 0 | 5000 | 0 | 0
1306 | 5000 | 0 | 0 | 0 | 0 | 0 | 0 | 5000 | 0 | 0
1307 | 5000 | 0 | 0 | 0 | 0 | 0 | 0 | 5000 | 0 | 0
1308 | 5000 | 0 | 0 | 0 | 0 | 0 | 0 | 5000 | 0 | 0
1309 | 5000 | 0 | 0 | 0 | 0 | 0 | 0 | 5000 | 0 | 0
1310 | 5000 | 0 | 0 | 0 | 0 | 0 | 0 | 5000 | 0 | 0
1311 | 5000 | 0 | 0 | 0 | 0 | 0 | 0 | 5000 | 0 | 0
1312 | 5000 | 0 | 0 | 0 | 0 | 0 | 0 | 5000 | 0 | 0
1313 | 5000 | 0 | 0 | 0 | 0 | 0 | 0 | 5000 | 0 | 0
1314 | 5000 | 0 | 0 | 0 | 0 | 0 | 0 | 5000 | 0 | 0
1315 | 5000 | 0 | 0 | 0 | 0 | 0 | 0 | 1301.899 | 0 | 3698.101
1316 | 5000 | 0 | 0 | 0 | 0 | 0 | 0 | 0 | 0 | 5000
1317 | 5000 | 0 | 0 | 0 | 0 | 0 | 0 | 0 | 0 | 5000
1318 | 5000 | 0 | 0 | 0 | 0 | 0 | 0 | 0 | 0 | 5000
1319 | 5000 | 0 | 0 | 0 | 0 | 0 | 0 | 0 | 0 | 5000
1320 | 5000 | 0 | 0 | 0 | 0 | 0 | 0 | 5000 | 0 | 0
1321 | 5000 | 0 | 0 | 0 | 0 | 0 | 0 | 5000 | -5000 | 0
1322 | 5000 | 0 | 0 | 0 | 0 | 0 | 0 | 5000 | -5000 | 0
1323 | 5000 | 0 | 0 | 0 | 0 | 0 | 0 | 5000 | -5000 | 0
1324 | 5000 | 0 | 0 | 0 | 0 | 0 | 0 | 5000 | -5000 | 0
1325 | 5000 | 0 | 0 | 0 | 0 | 0 | 0 | 5000 | -5000 | 0
1326 | 5000 | 0 | 0 | 0 | 0 | 0 | 0 | 5000 | -1373.421 | 0
1327 | 5000 | 0 | 0 | 0 | 0 | 0 | 0 | 5000 | 0 | 0
1328 | 5000 | 0 | 0 | 0 | 0 | 0 | 0 | 5000 | 0 | 0
1329 | 5000 | 0 | 0 | 0 | 0 | 0 | 0 | 5000 | 0 | 0
1330 | 5000 | 0 | 0 | 0 | 0 | 0 | 0 | 5000 | 0 | 0
1331 | 5000 | 0 | 0 | 0 | 0 | 0 | 0 | 5000 | 0 | 0
1332 | 5000 | 0 | 0 | 0 | 0 | 0 | 0 | 5000 | 0 | 0
1333 | 5000 | 0 | 0 | 0 | 0 | 0 | 0 | 5000 | 0 | 0
1334 | 5000 | 0 | 0 | 0 | 0 | 0 | 0 | 5000 | 0 | 0
1335 | 5000 | 0 | 0 | 0 | 0 | 0 | 0 | 5000 | 0 | 0
1336 | 5000 | 0 | 0 | 0 | 0 | 0 | 0 | 5000 | 0 | 0
1337 | 5000 | 0 | 0 | 0 | 0 | 0 | 0 | 5000 | 0 | 0
1338 | 5000 | 0 | 0 | 0 | 0 | 0 | 0 | 5000 | 0 | 0
1339 | 5000 | 0 | 0 | 0 | 0 | 0 | 0 | 1301.899 | 0 | 3698.101
1340 | 5000 | 0 | 0 | 0 | 0 | 0 | 0 | 0 | 0 | 5000
1341 | 5000 | 0 | 0 | 0 | 0 | 0 | 0 | 0 | 0 | 5000
1342 | 5000 | 0 | 0 | 0 | 0 | 0 | 0 | 0 | 0 | 5000
1343 | 5000 | 0 | 0 | 0 | 0 | 0 | 0 | 0 | 0 | 5000
1344 | 5000 | 0 | 0 | 0 | 0 | 0 | 0 | 5000 | 0 | 0
1345 | 5000 | 0 | 0 | 0 | 0 | 0 | 0 | 5000 | -5000 | 0
1346 | 5000 | 0 | 0 | 0 | 0 | 0 | 0 | 5000 | -5000 | 0
1347 | 5000 | 0 | 0 | 0 | 0 | 0 | 0 | 5000 | -5000 | 0
1348 | 5000 | 0 | 0 | 0 | 0 | 0 | 0 | 5000 | -5000 | 0
1349 | 5000 | 0 | 0 | 0 | 0 | 0 | 0 | 5000 | -5000 | 0
1350 | 5000 | 0 | 0 | 0 | 0 | 0 | 0 | 5000 | -1373.421 | 0
1351 | 5000 | 0 | 0 | 0 | 0 | 0 | 0 | 5000 | 0 | 0
1352 | 5000 | 0 | 0 | 0 | 0 | 0 | 0 | 5000 | 0 | 0
1353 | 5000 | 0 | 0 | 0 | 0 | 0 | 0 | 5000 | 0 | 0
1354 | 5000 | 0 | 0 | 0 | 0 | 0 | 0 | 5000 | 0 | 0
1355 | 5000 | 0 | 0 | 0 | 0 | 0 | 0 | 5000 | 0 | 0
1356 | 5000 | 0 | 0 | 0 | 0 | 0 | 0 | 5000 | 0 | 0
1357 | 5000 | 0 | 0 | 0 | 0 | 0 | 0 | 5000 | 0 | 0
1358 | 5000 | 0 | 0 | 0 | 0 | 0 | 0 | 5000 | 0 | 0
1359 | 5000 | 0 | 0 | 0 | 0 | 0 | 0 | 5000 | 0 | 0
1360 | 5000 | 0 | 0 | 0 | 0 | 0 | 0 | 5000 | 0 | 0
1361 | 5000 | 0 | 0 | 0 | 0 | 0 | 0 | 5000 | 0 | 0
1362 | 5000 | 0 | 0 | 0 | 0 | 0 | 0 | 5000 | 0 | 0
1363 | 5000 | 0 | 0 | 0 | 0 | 0 | 0 | 1301.899 | 0 | 3698.101
1364 | 5000 | 0 | 0 | 0 | 0 | 0 | 0 | 0 | 0 | 5000
1365 | 5000 | 0 | 0 | 0 | 0 | 0 | 0 | 0 | 0 | 5000
1366 | 5000 | 0 | 0 | 0 | 0 | 0 | 0 | 0 | 0 | 5000
1367 | 5000 | 0 | 0 | 0 | 0 | 0 | 0 | 0 | 0 | 5000
1368 | 5000 | 0 | 0 | 0 | 0 | 0 | 0 | 5000 | 0 | 0
1369 | 5000 | 0 | 0 | 0 | 0 | 0 | 0 | 5000 | -5000 | 0
1370 | 5000 | 0 | 0 | 0 | 0 | 0 | 0 | 5000 | -5000 | 0
1371 | 5000 | 0 | 0 | 0 | 0 | 0 | 0 | 5000 | -5000 | 0
1372 | 5000 | 0 | 0 | 0 | 0 | 0 | 0 | 5000 | -5000 | 0
1373 | 5000 | 0 | 0 | 0 | 0 | 0 | 0 | 5000 | -5000 | 0
1374 | 5000 | 0 | 0 | 0 | 0 | 0 | 0 | 5000 | -1373.421 | 0
1375 | 5000 | 0 | 0 | 0 | 0 | 0 | 0 | 5000 | 0 | 0
1376 | 5000 | 0 | 0 | 0 | 0 | 0 | 0 | 5000 | 0 | 0
1377 | 5000 | 0 | 0 | 0 | 0 | 0 | 0 | 5000 | 0 | 0
1378 | 5000 | 0 | 0 | 0 | 0 | 0 | 0 | 5000 | 0 | 0
1379 | 5000 | 0 | 0 | 0 | 0 | 0 | 0 | 5000 | 0 | 0
1380 | 5000 | 0 | 0 | 0 | 0 | 0 | 0 | 5000 | 0 | 0
1381 | 5000 | 0 | 0 | 0 | 0 | 0 | 0 | 5000 | 0 | 0
1382 | 5000 | 0 | 0 | 0 | 0 | 0 | 0 | 5000 | 0 | 0
1383 | 5000 | 0 | 0 | 0 | 0 | 0 | 0 | 5000 | 0 | 0
1384 | 5000 | 0 | 0 | 0 | 0 | 0 | 0 | 5000 | 0 | 0
1385 | 5000 | 0 | 0 | 0 | 0 | 0 | 0 | 5000 | 0 | 0
1386 | 5000 | 0 | 0 | 0 | 0 | 0 | 0 | 5000 | 0 | 0
1387 | 5000 | 0 | 0 | 0 | 0 | 0 | 0 | 1301.899 | 0 | 3698.101
1388 | 5000 | 0 | 0 | 0 | 0 | 0 | 0 | 0 | 0 | 5000
1389 | 5000 | 0 | 0 | 0 | 0 | 0 | 0 | 0 | 0 | 5000
1390 | 5000 | 0 | 0 | 0 | 0 | 0 | 0 | 0 | 0 | 5000
1391 | 5000 | 0 | 0 | 0 | 0 | 0 | 0 | 0 | 0 | 5000
1392 | 5000 | 0 | 0 | 0 | 0 | 0 | 0 | 5000 | 0 | 0
1393 | 5000 | 0 | 0 | 0 | 0 | 0 | 0 | 5000 | -5000 | 0
1394 | 5000 | 0 | 0 | 0 | 0 | 0 | 0 | 5000 | -5000 | 0
1395 | 5000 | 0 | 0 | 0 | 0 | 0 | 0 | 5000 | -5000 | 0
1396 | 5000 | 0 | 0 | 0 | 0 | 0 | 0 | 5000 | -5000 | 0
1397 | 5000 | 0 | 0 | 0 | 0 | 0 | 0 | 5000 | -5000 | 0
1398 | 5000 | 0 | 0 | 0 | 0 | 0 | 0 | 5000 | -1373.421 | 0
1399 | 5000 | 0 | 0 | 0 | 0 | 0 | 0 | 5000 | 0 | 0
1400 | 5000 | 0 | 0 | 0 | 0 | 0 | 0 | 5000 | 0 | 0
1401 | 5000 | 0 | 0 | 0 | 0 | 0 | 0 | 5000 | 0 | 0
1402 | 5000 | 0 | 0 | 0 | 0 | 0 | 0 | 5000 | 0 | 0
1403 | 5000 | 0 | 0 | 0 | 0 | 0 | 0 | 5000 | 0 | 0
1404 | 5000 | 0 | 0 | 0 | 0 | 0 | 0 | 5000 | 0 | 0
1405 | 5000 | 0 | 0 | 0 | 0 | 0 | 0 | 5000 | 0 | 0
1406 | 5000 | 0 | 0 | 0 | 0 | 0 | 0 | 5000 | 0 | 0
1407 | 5000 | 0 | 0 | 0 | 0 | 0 | 0 | 5000 | 0 | 0
1408 | 5000 | 0 | 0 | 0 | 0 | 0 | 0 | 5000 | 0 | 0
1409 | 5000 | 0 | 0 | 0 | 0 | 0 | 0 | 5000 | 0 | 0
1410 | 5000 | 0 | 0 | 0 | 0 | 0 | 0 | 5000 | 0 | 0
1411 | 5000 | 0 | 0 | 0 | 0 | 0 | 0 | 1301.899 | 0 | 3698.101
1412 | 5000 | 0 | 0 | 0 | 0 | 0 | 0 | 0 | 0 | 5000
1413 | 5000 | 0 | 0 | 0 | 0 | 0 | 0 | 0 | 0 | 5000
1414 | 5000 | 0 | 0 | 0 | 0 | 0 | 0 | 0 | 0 | 5000
1415 | 5000 | 0 | 0 | 0 | 0 | 0 | 0 | 0 | 0 | 5000
1416 | 5000 | 0 | 0 | 0 | 0 | 0 | 0 | 5000 | 0 | 0
1417 | 5000 | 0 | 0 | 0 | 0 | 0 | 0 | 5000 | -5000 | 0
1418 | 5000 | 0 | 0 | 0 | 0 | 0 | 0 | 5000 | -5000 | 0
1419 | 5000 | 0 | 0 | 0 | 0 | 0 | 0 | 5000 | -5000 | 0
1420 | 5000 | 0 | 0 | 0 | 0 | 0 | 0 | 5000 | -5000 | 0
1421 | 5000 | 0 | 0 | 0 | 0 | 0 | 0 | 5000 | -5000 | 0
1422 | 5000 | 0 | 0 | 0 | 0 | 0 | 0 | 5000 | -1373.421 | 0
1423 | 5000 | 0 | 0 | 0 | 0 | 0 | 0 | 5000 | 0 | 0
1424 | 5000 | 0 | 0 | 0 | 0 | 0 | 0 | 5000 | 0 | 0
1425 | 5000 | 0 | 0 | 0 | 0 | 0 | 0 | 5000 | 0 | 0
1426 | 5000 | 0 | 0 | 0 | 0 | 0 | 0 | 5000 | 0 | 0
1427 | 5000 | 0 | 0 | 0 | 0 | 0 | 0 | 5000 | 0 | 0
1428 | 5000 | 0 | 0 | 0 | 0 | 0 | 0 | 5000 | 0 | 0
1429 | 5000 | 0 | 0 | 0 | 0 | 0 | 0 | 5000 | 0 | 0
1430 | 5000 | 0 | 0 | 0 | 0 | 0 | 0 | 5000 | 0 | 0
1431 | 5000 | 0 | 0 | 0 | 0 | 0 | 0 | 5000 | 0 | 0
1432 | 5000 | 0 | 0 | 0 | 0 | 0 | 0 | 5000 | 0 | 0
1433 | 5000 | 0 | 0 | 0 | 0 | 0 | 0 | 5000 | 0 | 0
1434 | 5000 | 0 | 0 | 0 | 0 | 0 | 0 | 5000 | 0 | 0
1435 | 5000 | 0 | 0 | 0 | 0 | 0 | 0 | 1301.899 | 0 | 3698.101
1436 | 5000 | 0 | 0 | 0 | 0 | 0 | 0 | 0 | 0 | 5000
1437 | 5000 | 0 | 0 | 0 | 0 | 0 | 0 | 0 | 0 | 5000
1438 | 5000 | 0 | 0 | 0 | 0 | 0 | 0 | 0 | 0 | 5000
1439 | 5000 | 0 | 0 | 0 | 0 | 0 | 0 | 0 | 0 | 5000
1440 | 5000 | 0 | 0 | 0 | 0 | 0 | 0 | 5000 | 0 | 0
1441 | 5000 | 0 | 0 | 0 | 0 | 0 | 0 | 5000 | 0 | 0
1442 | 5000 | 0 | 0 | 0 | 0 | 0 | 0 | 5000 | 0 | 0
1443 | 5000 | 0 | 0 | 0 | 0 | 0 | 0 | 5000 | 0 | 0
1444 | 5000 | 0 | 0 | 0 | 0 | 0 | 0 | 5000 | 0 | 0
1445 | 5000 | 0 | 0 | 0 | 0 | 0 | 0 | 5000 | 0 | 0
1446 | 5000 | 0 | 0 | 0 | 0 | 0 | 0 | 5000 | 0 | 0
1447 | 5000 | 0 | 0 | 0 | 0 | 0 | 0 | 5000 | 0 | 0
1448 | 5000 | 0 | 0 | 0 | 0 | 0 | 0 | 5000 | 0 | 0
1449 | 5000 | 0 | 0 | 0 | 0 | 0 | 0 | 5000 | 0 | 0
1450 | 5000 | 0 | 0 | 0 | 0 | 0 | 0 | 5000 | 0 | 0
1451 | 5000 | 0 | 0 | 0 | 0 | 0 | 0 | 5000 | 0 | 0
1452 | 5000 | 0 | 0 | 0 | 0 | 0 | 0 | 5000 | 0 | 0
1453 | 5000 | 0 | 0 | 0 | 0 | 0 | 0 | 5000 | 0 | 0
1454 | 5000 | 0 | 0 | 0 | 0 | 0 | 0 | 5000 | 0 | 0
1455 | 5000 | 0 | 0 | 0 | 0 | 0 | 0 | 5000 | 0 | 0
1456 | 5000 | 0 | 0 | 0 | 0 | 0 | 0 | 5000 | 0 | 0
1457 | 5000 | 0 | 0 | 0 | 0 | 0 | 0 | 5000 | 0 | 0
1458 | 5000 | 0 | 0 | 0 | 0 | 0 | 0 | 5000 | 0 | 0
1459 | 5000 | 0 | 0 | 0 | 0 | 0 | 0 | 5000 | 0 | 0
1460 | 5000 | 0 | 0 | 0 | 0 | 0 | 0 | 5000 | 0 | 0
1461 | 5000 | 0 | 0 | 0 | 0 | 0 | 0 | 5000 | 0 | 0
1462 | 5000 | 0 | 0 | 0 | 0 | 0 | 0 | 5000 | 0 | 0
1463 | 5000 | 0 | 0 | 0 | 0 | 0 | 0 | 5000 | 0 | 0
1464 | 5000 | 0 | 0 | 0 | 0 | 0 | 0 | 5000 | 0 | 0
1465 | 5000 | 0 | 0 | 0 | 0 | 0 | 0 | 5000 | -5000 | 0
1466 | 5000 | 0 | 0 | 0 | 0 | 0 | 0 | 5000 | -5000 | 0
1467 | 5000 | 0 | 0 | 0 | 0 | 0 | 0 | 5000 | -5000 | 0
1468 | 5000 | 0 | 0 | 0 | 0 | 0 | 0 | 5000 | -5000 | 0
1469 | 5000 | 0 | 0 | 0 | 0 | 0 | 0 | 5000 | -5000 | 0
1470 | 5000 | 0 | 0 | 0 | 0 | 0 | 0 | 5000 | -1373.421 | 0
1471 | 5000 | 0 | 0 | 0 | 0 | 0 | 0 | 5000 | 0 | 0
1472 | 5000 | 0 | 0 | 0 | 0 | 0 | 0 | 5000 | 0 | 0
1473 | 5000 | 0 | 0 | 0 | 0 | 0 | 0 | 5000 | 0 | 0
1474 | 5000 | 0 | 0 | 0 | 0 | 0 | 0 | 5000 | 0 | 0
1475 | 5000 | 0 | 0 | 0 | 0 | 0 | 0 | 5000 | 0 | 0
1476 | 5000 | 0 | 0 | 0 | 0 | 0 | 0 | 5000 | 0 | 0
1477 | 5000 | 0 | 0 | 0 | 0 | 0 | 0 | 5000 | 0 | 0
1478 | 5000 | 0 | 0 | 0 | 0 | 0 | 0 | 5000 | 0 | 0
1479 | 5000 | 0 | 0 | 0 | 0 | 0 | 0 | 5000 | 0 | 0
1480 | 5000 | 0 | 0 | 0 | 0 | 0 | 0 | 5000 | 0 | 0
1481 | 5000 | 0 | 0 | 0 | 0 | 0 | 0 | 5000 | 0 | 0
1482 | 5000 | 0 | 0 | 0 | 0 | 0 | 0 | 5000 | 0 | 0
1483 | 5000 | 0 | 0 | 0 | 0 | 0 | 0 | 1301.899 | 0 | 3698.101
1484 | 5000 | 0 | 0 | 0 | 0 | 0 | 0 | 0 | 0 | 5000
1485 | 5000 | 0 | 0 | 0 | 0 | 0 | 0 | 0 | 0 | 5000
1486 | 5000 | 0 | 0 | 0 | 0 | 0 | 0 | 0 | 0 | 5000
1487 | 5000 | 0 | 0 | 0 | 0 | 0 | 0 | 0 | 0 | 5000
1488 | 5000 | 0 | 0 | 0 | 0 | 0 | 0 | 5000 | 0 | 0
1489 | 5000 | 0 | 0 | 0 | 0 | 0 | 0 | 5000 | -5000 | 0
1490 | 5000 | 0 | 0 | 0 | 0 | 0 | 0 | 5000 | -5000 | 0
1491 | 5000 | 0 | 0 | 0 | 0 | 0 | 0 | 5000 | -5000 | 0
1492 | 5000 | 0 | 0 | 0 | 0 | 0 | 0 | 5000 | -5000 | 0
1493 | 5000 | 0 | 0 | 0 | 0 | 0 | 0 | 5000 | -5000 | 0
1494 | 5000 | 0 | 0 | 0 | 0 | 0 | 0 | 5000 | -1373.421 | 0
1495 | 5000 | 0 | 0 | 0 | 0 | 0 | 0 | 5000 | 0 | 0
1496 | 5000 | 0 | 0 | 0 | 0 | 0 | 0 | 5000 | 0 | 0
1497 | 5000 | 0 | 0 | 0 | 0 | 0 | 0 | 5000 | 0 | 0
1498 | 5000 | 0 | 0 | 0 | 0 | 0 | 0 | 5000 | 0 | 0
1499 | 5000 | 0 | 0 | 0 | 0 | 0 | 0 | 5000 | 0 | 0
1500 | 5000 | 0 | 0 | 0 | 0 | 0 | 0 | 5000 | 0 | 0
1501 | 5000 | 0 | 0 | 0 | 0 | 0 | 0 | 5000 | 0 | 0
1502 | 5000 | 0 | 0 | 0 | 0 | 0 | 0 | 5000 | 0 | 0
1503 | 5000 | 0 | 0 | 0 | 0 | 0 | 0 | 5000 | 0 | 0
1504 | 5000 | 0 | 0 | 0 | 0 | 0 | 0 | 5000 | 0 | 0
1505 | 5000 | 0 | 0 | 0 | 0 | 0 | 0 | 5000 | 0 | 0
1506 | 5000 | 0 | 0 | 0 | 0 | 0 | 0 | 5000 | 0 | 0
1507 | 5000 | 0 | 0 | 0 | 0 | 0 | 0 | 1301.899 | 0 | 3698.101
1508 | 5000 | 0 | 0 | 0 | 0 | 0 | 0 | 0 | 0 | 5000
1509 | 5000 | 0 | 0 | 0 | 0 | 0 | 0 | 0 | 0 | 5000
1510 | 5000 | 0 | 0 | 0 | 0 | 0 | 0 | 0 | 0 | 5000
1511 | 5000 | 0 | 0 | 0 | 0 | 0 | 0 | 0 | 0 | 5000
1512 | 5000 | 0 | 0 | 0 | 0 | 0 | 0 | 5000 | 0 | 0
1513 | 5000 | 0 | 0 | 0 | 0 | 0 | 0 | 5000 | -5000 | 0
1514 | 5000 | 0 | 0 | 0 | 0 | 0 | 0 | 5000 | -5000 | 0
1515 | 5000 | 0 | 0 | 0 | 0 | 0 | 0 | 5000 | -5000 | 0
1516 | 5000 | 0 | 0 | 0 | 0 | 0 | 0 | 5000 | -5000 | 0
1517 | 5000 | 0 | 0 | 0 | 0 | 0 | 0 | 5000 | -5000 | 0
1518 | 5000 | 0 | 0 | 0 | 0 | 0 | 0 | 5000 | -1373.421 | 0
1519 | 5000 | 0 | 0 | 0 | 0 | 0 | 0 | 5000 | 0 | 0
1520 | 5000 | 0 | 0 | 0 | 0 | 0 | 0 | 5000 | 0 | 0
1521 | 5000 | 0 | 0 | 0 | 0 | 0 | 0 | 5000 | 0 | 0
1522 | 5000 | 0 | 0 | 0 | 0 | 0 | 0 | 5000 | 0 | 0
1523 | 5000 | 0 | 0 | 0 | 0 | 0 | 0 | 5000 | 0 | 0
1524 | 5000 | 0 | 0 | 0 | 0 | 0 | 0 | 5000 | 0 | 0
1525 | 5000 | 0 | 0 | 0 | 0 | 0 | 0 | 5000 | 0 | 0
1526 | 5000 | 0 | 0 | 0 | 0 | 0 | 0 | 5000 | 0 | 0
1527 | 5000 | 0 | 0 | 0 | 0 | 0 | 0 | 5000 | 0 | 0
1528 | 5000 | 0 | 0 | 0 | 0 | 0 | 0 | 5000 | 0 | 0
1529 | 5000 | 0 | 0 | 0 | 0 | 0 | 0 | 5000 | 0 | 0
1530 | 5000 | 0 | 0 | 0 | 0 | 0 | 0 | 5000 | 0 | 0
1531 | 5000 | 0 | 0 | 0 | 0 | 0 | 0 | 1301.899 | 0 | 3698.101
1532 | 5000 | 0 | 0 | 0 | 0 | 0 | 0 | 0 | 0 | 5000
1533 | 5000 | 0 | 0 | 0 | 0 | 0 | 0 | 0 | 0 | 5000
1534 | 5000 | 0 | 0 | 0 | 0 | 0 | 0 | 0 | 0 | 5000
1535 | 5000 | 0 | 0 | 0 | 0 | 0 | 0 | 0 | 0 | 5000
1536 | 5000 | 0 | 0 | 0 | 0 | 0 | 0 | 5000 | 0 | 0
1537 | 5000 | 0 | 0 | 0 | 0 | 0 | 0 | 5000 | -5000 | 0
1538 | 5000 | 0 | 0 | 0 | 0 | 0 | 0 | 5000 | -5000 | 0
1539 | 5000 | 0 | 0 | 0 | 0 | 0 | 0 | 5000 | -5000 | 0
1540 | 5000 | 0 | 0 | 0 | 0 | 0 | 0 | 5000 | -5000 | 0
1541 | 5000 | 0 | 0 | 0 | 0 | 0 | 0 | 5000 | -5000 | 0
1542 | 5000 | 0 | 0 | 0 | 0 | 0 | 0 | 5000 | -1373.421 | 0
1543 | 5000 | 0 | 0 | 0 | 0 | 0 | 0 | 5000 | 0 | 0
1544 | 5000 | 0 | 0 | 0 | 0 | 0 | 0 | 5000 | 0 | 0
1545 | 5000 | 0 | 0 | 0 | 0 | 0 | 0 | 5000 | 0 | 0
1546 | 5000 | 0 | 0 | 0 | 0 | 0 | 0 | 5000 | 0 | 0
1547 | 5000 | 0 | 0 | 0 | 0 | 0 | 0 | 5000 | 0 | 0
1548 | 5000 | 0 | 0 | 0 | 0 | 0 | 0 | 5000 | 0 | 0
1549 | 5000 | 0 | 0 | 0 | 0 | 0 | 0 | 5000 | 0 | 0
1550 | 5000 | 0 | 0 | 0 | 0 | 0 | 0 | 5000 | 0 | 0
1551 | 5000 | 0 | 0 | 0 | 0 | 0 | 0 | 5000 | 0 | 0
1552 | 5000 | 0 | 0 | 0 | 0 | 0 | 0 | 5000 | 0 | 0
1553 | 5000 | 0 | 0 | 0 | 0 | 0 | 0 | 5000 | 0 | 0
1554 | 5000 | 0 | 0 | 0 | 0 | 0 | 0 | 5000 | 0 | 0
1555 | 5000 | 0 | 0 | 0 | 0 | 0 | 0 | 1301.899 | 0 | 3698.101
1556 | 5000 | 0 | 0 | 0 | 0 | 0 | 0 | 0 | 0 | 5000
1557 | 5000 | 0 | 0 | 0 | 0 | 0 | 0 | 0 | 0 | 5000
1558 | 5000 | 0 | 0 | 0 | 0 | 0 | 0 | 0 | 0 | 5000
1559 | 5000 | 0 | 0 | 0 | 0 | 0 | 0 | 0 | 0 | 5000
1560 | 5000 | 0 | 0 | 0 | 0 | 0 | 0 | 5000 | 0 | 0
1561 | 5000 | 0 | 0 | 0 | 0 | 0 | 0 | 5000 | -5000 | 0
1562 | 5000 | 0 | 0 | 0 | 0 | 0 | 0 | 5000 | -5000 | 0
1563 | 5000 | 0 | 0 | 0 | 0 | 0 | 0 | 5000 | -5000 | 0
1564 | 5000 | 0 | 0 | 0 | 0 | 0 | 0 | 5000 | -5000 | 0
1565 | 5000 | 0 | 0 | 0 | 0 | 0 | 0 | 5000 | -5000 | 0
1566 | 5000 | 0 | 0 | 0 | 0 | 0 | 0 | 5000 | -1373.421 | 0
1567 | 5000 | 0 | 0 | 0 | 0 | 0 | 0 | 5000 | 0 | 0
1568 | 5000 | 0 | 0 | 0 | 0 | 0 | 0 | 5000 | 0 | 0
1569 | 5000 | 0 | 0 | 0 | 0 | 0 | 0 | 5000 | 0 | 0
1570 | 5000 | 0 | 0 | 0 | 0 | 0 | 0 | 5000 | 0 | 0
1571 | 5000 | 0 | 0 | 0 | 0 | 0 | 0 | 5000 | 0 | 0
1572 | 5000 | 0 | 0 | 0 | 0 | 0 | 0 | 5000 | 0 | 0
1573 | 5000 | 0 | 0 | 0 | 0 | 0 | 0 | 5000 | 0 | 0
1574 | 5000 | 0 | 0 | 0 | 0 | 0 | 0 | 5000 | 0 | 0
1575 | 5000 | 0 | 0 | 0 | 0 | 0 | 0 | 5000 | 0 | 0
1576 | 5000 | 0 | 0 | 0 | 0 | 0 | 0 | 5000 | 0 | 0
1577 | 5000 | 0 | 0 | 0 | 0 | 0 | 0 | 5000 | 0 | 0
1578 | 5000 | 0 | 0 | 0 | 0 | 0 | 0 | 5000 | 0 | 0
1579 | 5000 | 0 | 0 | 0 | 0 | 0 | 0 | 1301.899 | 0 | 3698.101
1580 | 5000 | 0 | 0 | 0 | 0 | 0 | 0 | 0 | 0 | 5000
1581 | 5000 | 0 | 0 | 0 | 0 | 0 | 0 | 0 | 0 | 5000
1582 | 5000 | 0 | 0 | 0 | 0 | 0 | 0 | 0 | 0 | 5000
1583 | 5000 | 0 | 0 | 0 | 0 | 0 | 0 | 0 | 0 | 5000
1584 | 5000 | 0 | 0 | 0 | 0 | 0 | 0 | 5000 | 0 | 0
1585 | 5000 | 0 | 0 | 0 | 0 | 0 | 0 | 5000 | -5000 | 0
1586 | 5000 | 0 | 0 | 0 | 0 | 0 | 0 | 5000 | -5000 | 0
1587 | 5000 | 0 | 0 | 0 | 0 | 0 | 0 | 5000 | -5000 | 0
1588 | 5000 | 0 | 0 | 0 | 0 | 0 | 0 | 5000 | -5000 | 0
1589 | 5000 | 0 | 0 | 0 | 0 | 0 | 0 | 5000 | -5000 | 0
1590 | 5000 | 0 | 0 | 0 | 0 | 0 | 0 | 5000 | -1373.421 | 0
1591 | 5000 | 0 | 0 | 0 | 0 | 0 | 0 | 5000 | 0 | 0
1592 | 5000 | 0 | 0 | 0 | 0 | 0 | 0 | 5000 | 0 | 0
1593 | 5000 | 0 | 0 | 0 | 0 | 0 | 0 | 5000 | 0 | 0
1594 | 5000 | 0 | 0 | 0 | 0 | 0 | 0 | 5000 | 0 | 0
1595 | 5000 | 0 | 0 | 0 | 0 | 0 | 0 | 5000 | 0 | 0
1596 | 5000 | 0 | 0 | 0 | 0 | 0 | 0 | 5000 | 0 | 0
1597 | 5000 | 0 | 0 | 0 | 0 | 0 | 0 | 5000 | 0 | 0
1598 | 5000 | 0 | 0 | 0 | 0 | 0 | 0 | 5000 | 0 | 0
1599 | 5000 | 0 | 0 | 0 | 0 | 0 | 0 | 5000 | 0 | 0
1600 | 5000 | 0 | 0 | 0 | 0 | 0 | 0 | 5000 | 0 | 0
1601 | 5000 | 0 | 0 | 0 | 0 | 0 | 0 | 5000 | 0 | 0
1602 | 5000 | 0 | 0 | 0 | 0 | 0 | 0 | 5000 | 0 | 0
1603 | 5000 | 0 | 0 | 0 | 0 | 0 | 0 | 1301.899 | 0 | 3698.101
1604 | 5000 | 0 | 0 | 0 | 0 | 0 | 0 | 0 | 0 | 5000
1605 | 5000 | 0 | 0 | 0 | 0 | 0 | 0 | 0 | 0 | 5000
1606 | 5000 | 0 | 0 | 0 | 0 | 0 | 0 | 0 | 0 | 5000
1607 | 5000 | 0 | 0 | 0 | 0 | 0 | 0 | 0 | 0 | 5000
1608 | 5000 | 0 | 0 | 0 | 0 | 0 | 0 | 5000 | 0 | 0
1609 | 5000 | 0 | 0 | 0 | 0 | 0 | 0 | 5000 | 0 | 0
1610 | 5000 | 0 | 0 | 0 | 0 | 0 | 0 | 5000 | 0 | 0
1611 | 5000 | 0 | 0 | 0 | 0 | 0 | 0 | 5000 | 0 | 0
1612 | 5000 | 0 | 0 | 0 | 0 | 0 | 0 | 5000 | 0 | 0
1613 | 5000 | 0 | 0 | 0 | 0 | 0 | 0 | 5000 | 0 | 0
1614 | 5000 | 0 | 0 | 0 | 0 | 0 | 0 | 5000 | 0 | 0
1615 | 5000 | 0 | 0 | 0 | 0 | 0 | 0 | 5000 | 0 | 0
1616 | 5000 | 0 | 0 | 0 | 0 | 0 | 0 | 5000 | 0 | 0
1617 | 5000 | 0 | 0 | 0 | 0 | 0 | 0 | 5000 | 0 | 0
1618 | 5000 | 0 | 0 | 0 | 0 | 0 | 0 | 5000 | 0 | 0
1619 | 5000 | 0 | 0 | 0 | 0 | 0 | 0 | 5000 | 0 | 0
1620 | 5000 | 0 | 0 | 0 | 0 | 0 | 0 | 5000 | 0 | 0
1621 | 5000 | 0 | 0 | 0 | 0 | 0 | 0 | 5000 | 0 | 0
1622 | 5000 | 0 | 0 | 0 | 0 | 0 | 0 | 5000 | 0 | 0
1623 | 5000 | 0 | 0 | 0 | 0 | 0 | 0 | 5000 | 0 | 0
1624 | 5000 | 0 | 0 | 0 | 0 | 0 | 0 | 5000 | 0 | 0
1625 | 5000 | 0 | 0 | 0 | 0 | 0 | 0 | 5000 | 0 | 0
1626 | 5000 | 0 | 0 | 0 | 0 | 0 | 0 | 5000 | 0 | 0
1627 | 5000 | 0 | 0 | 0 | 0 | 0 | 0 | 5000 | 0 | 0
1628 | 5000 | 0 | 0 | 0 | 0 | 0 | 0 | 5000 | 0 | 0
1629 | 5000 | 0 | 0 | 0 | 0 | 0 | 0 | 5000 | 0 | 0
1630 | 5000 | 0 | 0 | 0 | 0 | 0 | 0 | 5000 | 0 | 0
1631 | 5000 | 0 | 0 | 0 | 0 | 0 | 0 | 5000 | 0 | 0
1632 | 5000 | 0 | 0 | 0 | 0 | 0 | 0 | 5000 | 0 | 0
1633 | 5000 | 0 | 0 | 0 | 0 | 0 | 0 | 5000 | -5000 | 0
1634 | 5000 | 0 | 0 | 0 | 0 | 0 | 0 | 5000 | -5000 | 0
1635 | 5000 | 0 | 0 | 0 | 0 | 0 | 0 | 5000 | -5000 | 0
1636 | 5000 | 0 | 0 | 0 | 0 | 0 | 0 | 5000 | -5000 | 0
1637 | 5000 | 0 | 0 | 0 | 0 | 0 | 0 | 5000 | -5000 | 0
1638 | 5000 | 0 | 0 | 0 | 0 | 0 | 0 | 5000 | -1373.421 | 0
1639 | 5000 | 0 | 0 | 0 | 0 | 0 | 0 | 5000 | 0 | 0
1640 | 5000 | 0 | 0 | 0 | 0 | 0 | 0 | 5000 | 0 | 0
1641 | 5000 | 0 | 0 | 0 | 0 | 0 | 0 | 5000 | 0 | 0
1642 | 5000 | 0 | 0 | 0 | 0 | 0 | 0 | 5000 | 0 | 0
1643 | 5000 | 0 | 0 | 0 | 0 | 0 | 0 | 5000 | 0 | 0
1644 | 5000 | 0 | 0 | 0 | 0 | 0 | 0 | 5000 | 0 | 0
1645 | 5000 | 0 | 0 | 0 | 0 | 0 | 0 | 5000 | 0 | 0
1646 | 5000 | 0 | 0 | 0 | 0 | 0 | 0 | 5000 | 0 | 0
1647 | 5000 | 0 | 0 | 0 | 0 | 0 | 0 | 5000 | 0 | 0
1648 | 5000 | 0 | 0 | 0 | 0 | 0 | 0 | 5000 | 0 | 0
1649 | 5000 | 0 | 0 | 0 | 0 | 0 | 0 | 5000 | 0 | 0
1650 | 5000 | 0 | 0 | 0 | 0 | 0 | 0 | 5000 | 0 | 0
1651 | 5000 | 0 | 0 | 0 | 0 | 0 | 0 | 1301.899 | 0 | 3698.101
1652 | 5000 | 0 | 0 | 0 | 0 | 0 | 0 | 0 | 0 | 5000
1653 | 5000 | 0 | 0 | 0 | 0 | 0 | 0 | 0 | 0 | 5000
1654 | 5000 | 0 | 0 | 0 | 0 | 0 | 0 | 0 | 0 | 5000
1655 | 5000 | 0 | 0 | 0 | 0 | 0 | 0 | 0 | 0 | 5000
1656 | 5000 | 0 | 0 | 0 | 0 | 0 | 0 | 5000 | 0 | 0
1657 | 5000 | 0 | 0 | 0 | 0 | 0 | 0 | 5000 | -5000 | 0
1658 | 5000 | 0 | 0 | 0 | 0 | 0 | 0 | 5000 | -5000 | 0
1659 | 5000 | 0 | 0 | 0 | 0 | 0 | 0 | 5000 | -5000 | 0
1660 | 5000 | 0 | 0 | 0 | 0 | 0 | 0 | 5000 | -5000 | 0
1661 | 5000 | 0 | 0 | 0 | 0 | 0 | 0 | 5000 | -5000 | 0
1662 | 5000 | 0 | 0 | 0 | 0 | 0 | 0 | 5000 | -1373.421 | 0
1663 | 5000 | 0 | 0 | 0 | 0 | 0 | 0 | 5000 | 0 | 0
1664 | 5000 | 0 | 0 | 0 | 0 | 0 | 0 | 5000 | 0 | 0
1665 | 5000 | 0 | 0 | 0 | 0 | 0 | 0 | 5000 | 0 | 0
1666 | 5000 | 0 | 0 | 0 | 0 | 0 | 0 | 5000 | 0 | 0
1667 | 5000 | 0 | 0 | 0 | 0 | 0 | 0 | 5000 | 0 | 0
1668 | 5000 | 0 | 0 | 0 | 0 | 0 | 0 | 5000 | 0 | 0
1669 | 5000 | 0 | 0 | 0 | 0 | 0 | 0 | 5000 | 0 | 0
1670 | 5000 | 0 | 0 | 0 | 0 | 0 | 0 | 5000 | 0 | 0
1671 | 5000 | 0 | 0 | 0 | 0 | 0 | 0 | 5000 | 0 | 0
1672 | 5000 | 0 | 0 | 0 | 0 | 0 | 0 | 5000 | 0 | 0
1673 | 5000 | 0 | 0 | 0 | 0 | 0 | 0 | 5000 | 0 | 0
1674 | 5000 | 0 | 0 | 0 | 0 | 0 | 0 | 5000 | 0 | 0
1675 | 5000 | 0 | 0 | 0 | 0 | 0 | 0 | 1301.899 | 0 | 3698.101
1676 | 5000 | 0 | 0 | 0 | 0 | 0 | 0 | 0 | 0 | 5000
1677 | 5000 | 0 | 0 | 0 | 0 | 0 | 0 | 0 | 0 | 5000
1678 | 5000 | 0 | 0 | 0 | 0 | 0 | 0 | 0 | 0 | 5000
1679 | 5000 | 0 | 0 | 0 | 0 | 0 | 0 | 0 | 0 | 5000
1680 | 5000 | 0 | 0 | 0 | 0 | 0 | 0 | 5000 | 0 | 0
1681 | 5000 | 0 | 0 | 0 | 0 | 0 | 0 | 5000 | -5000 | 0
1682 | 5000 | 0 | 0 | 0 | 0 | 0 | 0 | 5000 | -5000 | 0
1683 | 5000 | 0 | 0 | 0 | 0 | 0 | 0 | 5000 | -5000 | 0
1684 | 5000 | 0 | 0 | 0 | 0 | 0 | 0 | 5000 | -5000 | 0
1685 | 5000 | 0 | 0 | 0 | 0 | 0 | 0 | 5000 | -5000 | 0
1686 | 5000 | 0 | 0 | 0 | 0 | 0 | 0 | 5000 | -1373.421 | 0
1687 | 5000 | 0 | 0 | 0 | 0 | 0 | 0 | 5000 | 0 | 0
1688 | 5000 | 0 | 0 | 0 | 0 | 0 | 0 | 5000 | 0 | 0
1689 | 5000 | 0 | 0 | 0 | 0 | 0 | 0 | 5000 | 0 | 0
1690 | 5000 | 0 | 0 | 0 | 0 | 0 | 0 | 5000 | 0 | 0
1691 | 5000 | 0 | 0 | 0 | 0 | 0 | 0 | 5000 | 0 | 0
1692 | 5000 | 0 | 0 | 0 | 0 | 0 | 0 | 5000 | 0 | 0
1693 | 5000 | 0 | 0 | 0 | 0 | 0 | 0 | 5000 | 0 | 0
1694 | 5000 | 0 | 0 | 0 | 0 | 0 | 0 | 5000 | 0 | 0
1695 | 5000 | 0 | 0 | 0 | 0 | 0 | 0 | 5000 | 0 | 0
1696 | 5000 | 0 | 0 | 0 | 0 | 0 | 0 | 5000 | 0 | 0
1697 | 5000 | 0 | 0 | 0 | 0 | 0 | 0 | 5000 | 0 | 0
1698 | 5000 | 0 | 0 | 0 | 0 | 0 | 0 | 5000 | 0 | 0
1699 | 5000 | 0 | 0 | 0 | 0 | 0 | 0 | 1301.899 | 0 | 3698.101
1700 | 5000 | 0 | 0 | 0 | 0 | 0 | 0 | 0 | 0 | 5000
1701 | 5000 | 0 | 0 | 0 | 0 | 0 | 0 | 0 | 0 | 5000
1702 | 5000 | 0 | 0 | 0 | 0 | 0 | 0 | 0 | 0 | 5000
1703 | 5000 | 0 | 0 | 0 | 0 | 0 | 0 | 0 | 0 | 5000
1704 | 5000 | 0 | 0 | 0 | 0 | 0 | 0 | 5000 | 0 | 0
1705 | 5000 | 0 | 0 | 0 | 0 | 0 | 0 | 5000 | -5000 | 0
1706 | 5000 | 0 | 0 | 0 | 0 | 0 | 0 | 5000 | -5000 | 0
1707 | 5000 | 0 | 0 | 0 | 0 | 0 | 0 | 5000 | -5000 | 0
1708 | 5000 | 0 | 0 | 0 | 0 | 0 | 0 | 5000 | -5000 | 0
1709 | 5000 | 0 | 0 | 0 | 0 | 0 | 0 | 5000 | -5000 | 0
1710 | 5000 | 0 | 0 | 0 | 0 | 0 | 0 | 5000 | -1373.421 | 0
1711 | 5000 | 0 | 0 | 0 | 0 | 0 | 0 | 5000 | 0 | 0
1712 | 5000 | 0 | 0 | 0 | 0 | 0 | 0 | 5000 | 0 | 0
1713 | 5000 | 0 | 0 | 0 | 0 | 0 | 0 | 5000 | 0 | 0
1714 | 5000 | 0 | 0 | 0 | 0 | 0 | 0 | 5000 | 0 | 0
1715 | 5000 | 0 | 0 | 0 | 0 | 0 | 0 | 5000 | 0 | 0
1716 | 5000 | 0 | 0 | 0 | 0 | 0 | 0 | 5000 | 0 | 0
1717 | 5000 | 0 | 0 | 0 | 0 | 0 | 0 | 5000 | 0 | 0
1718 | 5000 | 0 | 0 | 0 | 0 | 0 | 0 | 5000 | 0 | 0
1719 | 5000 | 0 | 0 | 0 | 0 | 0 | 0 | 5000 | 0 | 0
1720 | 5000 | 0 | 0 | 0 | 0 | 0 | 0 | 5000 | 0 | 0
1721 | 5000 | 0 | 0 | 0 | 0 | 0 | 0 | 5000 | 0 | 0
1722 | 5000 | 0 | 0 | 0 | 0 | 0 | 0 | 5000 | 0 | 0
1723 | 5000 | 0 | 0 | 0 | 0 | 0 | 0 | 1301.899 | 0 | 3698.101
1724 | 5000 | 0 | 0 | 0 | 0 | 0 | 0 | 0 | 0 | 5000
1725 | 5000 | 0 | 0 | 0 | 0 | 0 | 0 | 0 | 0 | 5000
1726 | 5000 | 0 | 0 | 0 | 0 | 0 | 0 | 0 | 0 | 5000
1727 | 5000 | 0 | 0 | 0 | 0 | 0 | 0 | 0 | 0 | 5000
1728 | 5000 | 0 | 0 | 0 | 0 | 0 | 0 | 5000 | 0 | 0
1729 | 5000 | 0 | 0 | 0 | 0 | 0 | 0 | 5000 | -5000 | 0
1730 | 5000 | 0 | 0 | 0 | 0 | 0 | 0 | 5000 | -5000 | 0
1731 | 5000 | 0 | 0 | 0 | 0 | 0 | 0 | 5000 | -5000 | 0
1732 | 5000 | 0 | 0 | 0 | 0 | 0 | 0 | 5000 | -5000 | 0
1733 | 5000 | 0 | 0 | 0 | 0 | 0 | 0 | 5000 | -5000 | 0
1734 | 5000 | 0 | 0 | 0 | 0 | 0 | 0 | 5000 | -1373.421 | 0
1735 | 5000 | 0 | 0 | 0 | 0 | 0 | 0 | 5000 | 0 | 0
1736 | 5000 | 0 | 0 | 0 | 0 | 0 | 0 | 5000 | 0 | 0
1737 | 5000 | 0 | 0 | 0 | 0 | 0 | 0 | 5000 | 0 | 0
1738 | 5000 | 0 | 0 | 0 | 0 | 0 | 0 | 5000 | 0 | 0
1739 | 5000 | 0 | 0 | 0 | 0 | 0 | 0 | 5000 | 0 | 0
1740 | 5000 | 0 | 0 | 0 | 0 | 0 | 0 | 5000 | 0 | 0
1741 | 5000 | 0 | 0 | 0 | 0 | 0 | 0 | 5000 | 0 | 0
1742 | 5000 | 0 | 0 | 0 | 0 | 0 | 0 | 5000 | 0 | 0
1743 | 5000 | 0 | 0 | 0 | 0 | 0 | 0 | 5000 | 0 | 0
1744 | 5000 | 0 | 0 | 0 | 0 | 0 | 0 | 5000 | 0 | 0
1745 | 5000 | 0 | 0 | 0 | 0 | 0 | 0 | 5000 | 0 | 0
1746 | 5000 | 0 | 0 | 0 | 0 | 0 | 0 | 5000 | 0 | 0
1747 | 5000 | 0 | 0 | 0 | 0 | 0 | 0 | 1301.899 | 0 | 3698.101
1748 | 5000 | 0 | 0 | 0 | 0 | 0 | 0 | 0 | 0 | 5000
1749 | 5000 | 0 | 0 | 0 | 0 | 0 | 0 | 0 | 0 | 5000
1750 | 5000 | 0 | 0 | 0 | 0 | 0 | 0 | 0 | 0 | 5000
1751 | 5000 | 0 | 0 | 0 | 0 | 0 | 0 | 0 | 0 | 5000
1752 | 5000 | 0 | 0 | 0 | 0 | 0 | 0 | 5000 | 0 | 0
1753 | 5000 | 0 | 0 | 0 | 0 | 0 | 0 | 5000 | -5000 | 0
1754 | 5000 | 0 | 0 | 0 | 0 | 0 | 0 | 5000 | -5000 | 0
1755 | 5000 | 0 | 0 | 0 | 0 | 0 | 0 | 5000 | -5000 | 0
1756 | 5000 | 0 | 0 | 0 | 0 | 0 | 0 | 5000 | -5000 | 0
1757 | 5000 | 0 | 0 | 0 | 0 | 0 | 0 | 5000 | -5000 | 0
1758 | 5000 | 0 | 0 | 0 | 0 | 0 | 0 | 5000 | -1373.421 | 0
1759 | 5000 | 0 | 0 | 0 | 0 | 0 | 0 | 5000 | 0 | 0
1760 | 5000 | 0 | 0 | 0 | 0 | 0 | 0 | 5000 | 0 | 0
1761 | 5000 | 0 | 0 | 0 | 0 | 0 | 0 | 5000 | 0 | 0
1762 | 5000 | 0 | 0 | 0 | 0 | 0 | 0 | 5000 | 0 | 0
1763 | 5000 | 0 | 0 | 0 | 0 | 0 | 0 | 5000 | 0 | 0
1764 | 5000 | 0 | 0 | 0 | 0 | 0 | 0 | 5000 | 0 | 0
1765 | 5000 | 0 | 0 | 0 | 0 | 0 | 0 | 5000 | 0 | 0
1766 | 5000 | 0 | 0 | 0 | 0 | 0 | 0 | 5000 | 0 | 0
1767 | 5000 | 0 | 0 | 0 | 0 | 0 | 0 | 5000 | 0 | 0
1768 | 5000 | 0 | 0 | 0 | 0 | 0 | 0 | 5000 | 0 | 0
1769 | 5000 | 0 | 0 | 0 | 0 | 0 | 0 | 5000 | 0 | 0
1770 | 5000 | 0 | 0 | 0 | 0 | 0 | 0 | 5000 | 0 | 0
1771 | 5000 | 0 | 0 | 0 | 0 | 0 | 0 | 1301.899 | 0 | 3698.101
1772 | 5000 | 0 | 0 | 0 | 0 | 0 | 0 | 0 | 0 | 5000
1773 | 5000 | 0 | 0 | 0 | 0 | 0 | 0 | 0 | 0 | 5000
1774 | 5000 | 0 | 0 | 0 | 0 | 0 | 0 | 0 | 0 | 5000
1775 | 5000 | 0 | 0 | 0 | 0 | 0 | 0 | 0 | 0 | 5000
1776 | 5000 | 0 | 0 | 0 | 0 | 0 | 0 | 5000 | 0 | 0
1777 | 5000 | 0 | 0 | 0 | 0 | 0 | 0 | 5000 | 0 | 0
1778 | 5000 | 0 | 0 | 0 | 0 | 0 | 0 | 5000 | 0 | 0
1779 | 5000 | 0 | 0 | 0 | 0 | 0 | 0 | 5000 | 0 | 0
1780 | 5000 | 0 | 0 | 0 | 0 | 0 | 0 | 5000 | 0 | 0
1781 | 5000 | 0 | 0 | 0 | 0 | 0 | 0 | 5000 | 0 | 0
1782 | 5000 | 0 | 0 | 0 | 0 | 0 | 0 | 5000 | 0 | 0
1783 | 5000 | 0 | 0 | 0 | 0 | 0 | 0 | 5000 | 0 | 0
1784 | 5000 | 0 | 0 | 0 | 0 | 0 | 0 | 5000 | 0 | 0
1785 | 5000 | 0 | 0 | 0 | 0 | 0 | 0 | 5000 | 0 | 0
1786 | 5000 | 0 | 0 | 0 | 0 | 0 | 0 | 5000 | 0 | 0
1787 | 5000 | 0 | 0 | 0 | 0 | 0 | 0 | 5000 | 0 | 0
1788 | 5000 | 0 | 0 | 0 | 0 | 0 | 0 | 5000 | 0 | 0
1789 | 5000 | 0 | 0 | 0 | 0 | 0 | 0 | 5000 | 0 | 0
1790 | 5000 | 0 | 0 | 0 | 0 | 0 | 0 | 5000 | 0 | 0
1791 | 5000 | 0 | 0 | 0 | 0 | 0 | 0 | 5000 | 0 | 0
1792 | 5000 | 0 | 0 | 0 | 0 | 0 | 0 | 5000 | 0 | 0
1793 | 5000 | 0 | 0 | 0 | 0 | 0 | 0 | 5000 | 0 | 0
1794 | 5000 | 0 | 0 | 0 | 0 | 0 | 0 | 5000 | 0 | 0
1795 | 5000 | 0 | 0 | 0 | 0 | 0 | 0 | 5000 | 0 | 0
1796 | 5000 | 0 | 0 | 0 | 0 | 0 | 0 | 5000 | 0 | 0
1797 | 5000 | 0 | 0 | 0 | 0 | 0 | 0 | 5000 | 0 | 0
1798 | 5000 | 0 | 0 | 0 | 0 | 0 | 0 | 5000 | 0 | 0
1799 | 5000 | 0 | 0 | 0 | 0 | 0 | 0 | 5000 | 0 | 0
1800 | 5000 | 0 | 0 | 0 | 0 | 0 | 0 | 5000 | 0 | 0
1801 | 5000 | 0 | 0 | 0 | 0 | 0 | 0 | 5000 | -5000 | 0
1802 | 5000 | 0 | 0 | 0 | 0 | 0 | 0 | 5000 | -5000 | 0
1803 | 5000 | 0 | 0 | 0 | 0 | 0 | 0 | 5000 | -5000 | 0
1804 | 5000 | 0 | 0 | 0 | 0 | 0 | 0 | 5000 | -5000 | 0
1805 | 5000 | 0 | 0 | 0 | 0 | 0 | 0 | 5000 | -5000 | 0
1806 | 5000 | 0 | 0 | 0 | 0 | 0 | 0 | 5000 | -1373.421 | 0
1807 | 5000 | 0 | 0 | 0 | 0 | 0 | 0 | 5000 | 0 | 0
1808 | 5000 | 0 | 0 | 0 | 0 | 0 | 0 | 5000 | 0 | 0
1809 | 5000 | 0 | 0 | 0 | 0 | 0 | 0 | 5000 | 0 | 0
1810 | 5000 | 0 | 0 | 0 | 0 | 0 | 0 | 5000 | 0 | 0
1811 | 5000 | 0 | 0 | 0 | 0 | 0 | 0 | 5000 | 0 | 0
1812 | 5000 | 0 | 0 | 0 | 0 | 0 | 0 | 5000 | 0 | 0
1813 | 5000 | 0 | 0 | 0 | 0 | 0 | 0 | 5000 | 0 | 0
1814 | 5000 | 0 | 0 | 0 | 0 | 0 | 0 | 5000 | 0 | 0
1815 | 5000 | 0 | 0 | 0 | 0 | 0 | 0 | 5000 | 0 | 0
1816 | 5000 | 0 | 0 | 0 | 0 | 0 | 0 | 5000 | 0 | 0
1817 | 5000 | 0 | 0 | 0 | 0 | 0 | 0 | 5000 | 0 | 0
1818 | 5000 | 0 | 0 | 0 | 0 | 0 | 0 | 5000 | 0 | 0
1819 | 5000 | 0 | 0 | 0 | 0 | 0 | 0 | 1301.899 | 0 | 3698.101
1820 | 5000 | 0 | 0 | 0 | 0 | 0 | 0 | 0 | 0 | 5000
1821 | 5000 | 0 | 0 | 0 | 0 | 0 | 0 | 0 | 0 | 5000
1822 | 5000 | 0 | 0 | 0 | 0 | 0 | 0 | 0 | 0 | 5000
1823 | 5000 | 0 | 0 | 0 | 0 | 0 | 0 | 0 | 0 | 5000
1824 | 5000 | 0 | 0 | 0 | 0 | 0 | 0 | 5000 | 0 | 0
1825 | 5000 | 0 | 0 | 0 | 0 | 0 | 0 | 5000 | -5000 | 0
1826 | 5000 | 0 | 0 | 0 | 0 | 0 | 0 | 5000 | -5000 | 0
1827 | 5000 | 0 | 0 | 0 | 0 | 0 | 0 | 5000 | -5000 | 0
1828 | 5000 | 0 | 0 | 0 | 0 | 0 | 0 | 5000 | -5000 | 0
1829 | 5000 | 0 | 0 | 0 | 0 | 0 | 0 | 5000 | -5000 | 0
1830 | 5000 | 0 | 0 | 0 | 0 | 0 | 0 | 5000 | -1373.421 | 0
1831 | 5000 | 0 | 0 | 0 | 0 | 0 | 0 | 5000 | 0 | 0
1832 | 5000 | 0 | 0 | 0 | 0 | 0 | 0 | 5000 | 0 | 0
1833 | 5000 | 0 | 0 | 0 | 0 | 0 | 0 | 5000 | 0 | 0
1834 | 5000 | 0 | 0 | 0 | 0 | 0 | 0 | 5000 | 0 | 0
1835 | 5000 | 0 | 0 | 0 | 0 | 0 | 0 | 5000 | 0 | 0
1836 | 5000 | 0 | 0 | 0 | 0 | 0 | 0 | 5000 | 0 | 0
1837 | 5000 | 0 | 0 | 0 | 0 | 0 | 0 | 5000 | 0 | 0
1838 | 5000 | 0 | 0 | 0 | 0 | 0 | 0 | 5000 | 0 | 0
1839 | 5000 | 0 | 0 | 0 | 0 | 0 | 0 | 5000 | 0 | 0
1840 | 5000 | 0 | 0 | 0 | 0 | 0 | 0 | 5000 | 0 | 0
1841 | 5000 | 0 | 0 | 0 | 0 | 0 | 0 | 5000 | 0 | 0
1842 | 5000 | 0 | 0 | 0 | 0 | 0 | 0 | 5000 | 0 | 0
1843 | 5000 | 0 | 0 | 0 | 0 | 0 | 0 | 1301.899 | 0 | 3698.101
1844 | 5000 | 0 | 0 | 0 | 0 | 0 | 0 | 0 | 0 | 5000
1845 | 5000 | 0 | 0 | 0 | 0 | 0 | 0 | 0 | 0 | 5000
1846 | 5000 | 0 | 0 | 0 | 0 | 0 | 0 | 0 | 0 | 5000
1847 | 5000 | 0 | 0 | 0 | 0 | 0 | 0 | 0 | 0 | 5000
1848 | 5000 | 0 | 0 | 0 | 0 | 0 | 0 | 5000 | 0 | 0
1849 | 5000 | 0 | 0 | 0 | 0 | 0 | 0 | 5000 | -5000 | 0
1850 | 5000 | 0 | 0 | 0 | 0 | 0 | 0 | 5000 | -5000 | 0
1851 | 5000 | 0 | 0 | 0 | 0 | 0 | 0 | 5000 | -5000 | 0
1852 | 5000 | 0 | 0 | 0 | 0 | 0 | 0 | 5000 | -5000 | 0
1853 | 5000 | 0 | 0 | 0 | 0 | 0 | 0 | 5000 | -5000 | 0
1854 | 5000 | 0 | 0 | 0 | 0 | 0 | 0 | 5000 | -1373.421 | 0
1855 | 5000 | 0 | 0 | 0 | 0 | 0 | 0 | 5000 | 0 | 0
1856 | 5000 | 0 | 0 | 0 | 0 | 0 | 0 | 5000 | 0 | 0
1857 | 5000 | 0 | 0 | 0 | 0 | 0 | 0 | 5000 | 0 | 0
1858 | 5000 | 0 | 0 | 0 | 0 | 0 | 0 | 5000 | 0 | 0
1859 | 5000 | 0 | 0 | 0 | 0 | 0 | 0 | 5000 | 0 | 0
1860 | 5000 | 0 | 0 | 0 | 0 | 0 | 0 | 5000 | 0 | 0
1861 | 5000 | 0 | 0 | 0 | 0 | 0 | 0 | 5000 | 0 | 0
1862 | 5000 | 0 | 0 | 0 | 0 | 0 | 0 | 5000 | 0 | 0
1863 | 5000 | 0 | 0 | 0 | 0 | 0 | 0 | 5000 | 0 | 0
1864 | 5000 | 0 | 0 | 0 | 0 | 0 | 0 | 5000 | 0 | 0
1865 | 5000 | 0 | 0 | 0 | 0 | 0 | 0 | 5000 | 0 | 0
1866 | 5000 | 0 | 0 | 0 | 0 | 0 | 0 | 5000 | 0 | 0
1867 | 5000 | 0 | 0 | 0 | 0 | 0 | 0 | 1301.899 | 0 | 3698.101
1868 | 5000 | 0 | 0 | 0 | 0 | 0 | 0 | 0 | 0 | 5000
1869 | 5000 | 0 | 0 | 0 | 0 | 0 | 0 | 0 | 0 | 5000
1870 | 5000 | 0 | 0 | 0 | 0 | 0 | 0 | 0 | 0 | 5000
1871 | 5000 | 0 | 0 | 0 | 0 | 0 | 0 | 0 | 0 | 5000
1872 | 5000 | 0 | 0 | 0 | 0 | 0 | 0 | 5000 | 0 | 0
1873 | 5000 | 0 | 0 | 0 | 0 | 0 | 0 | 5000 | -5000 | 0
1874 | 5000 | 0 | 0 | 0 | 0 | 0 | 0 | 5000 | -5000 | 0
1875 | 5000 | 0 | 0 | 0 | 0 | 0 | 0 | 5000 | -5000 | 0
1876 | 5000 | 0 | 0 | 0 | 0 | 0 | 0 | 5000 | -5000 | 0
1877 | 5000 | 0 | 0 | 0 | 0 | 0 | 0 | 5000 | -5000 | 0
1878 | 5000 | 0 | 0 | 0 | 0 | 0 | 0 | 5000 | -1373.421 | 0
1879 | 5000 | 0 | 0 | 0 | 0 | 0 | 0 | 5000 | 0 | 0
1880 | 5000 | 0 | 0 | 0 | 0 | 0 | 0 | 5000 | 0 | 0
1881 | 5000 | 0 | 0 | 0 | 0 | 0 | 0 | 5000 | 0 | 0
1882 | 5000 | 0 | 0 | 0 | 0 | 0 | 0 | 5000 | 0 | 0
1883 | 5000 | 0 | 0 | 0 | 0 | 0 | 0 | 5000 | 0 | 0
1884 | 5000 | 0 | 0 | 0 | 0 | 0 | 0 | 5000 | 0 | 0
1885 | 5000 | 0 | 0 | 0 | 0 | 0 | 0 | 5000 | 0 | 0
1886 | 5000 | 0 | 0 | 0 | 0 | 0 | 0 | 5000 | 0 | 0
1887 | 5000 | 0 | 0 | 0 | 0 | 0 | 0 | 5000 | 0 | 0
1888 | 5000 | 0 | 0 | 0 | 0 | 0 | 0 | 5000 | 0 | 0
1889 | 5000 | 0 | 0 | 0 | 0 | 0 | 0 | 5000 | 0 | 0
1890 | 5000 | 0 | 0 | 0 | 0 | 0 | 0 | 5000 | 0 | 0
1891 | 5000 | 0 | 0 | 0 | 0 | 0 | 0 | 1301.899 | 0 | 3698.101
1892 | 5000 | 0 | 0 | 0 | 0 | 0 | 0 | 0 | 0 | 5000
1893 | 5000 | 0 | 0 | 0 | 0 | 0 | 0 | 0 | 0 | 5000
1894 | 5000 | 0 | 0 | 0 | 0 | 0 | 0 | 0 | 0 | 5000
1895 | 5000 | 0 | 0 | 0 | 0 | 0 | 0 | 0 | 0 | 5000
1896 | 5000 | 0 | 0 | 0 | 0 | 0 | 0 | 5000 | 0 | 0
1897 | 5000 | 0 | 0 | 0 | 0 | 0 | 0 | 5000 | -5000 | 0
1898 | 5000 | 0 | 0 | 0 | 0 | 0 | 0 | 5000 | -5000 | 0
1899 | 5000 | 0 | 0 | 0 | 0 | 0 | 0 | 5000 | -5000 | 0
1900 | 5000 | 0 | 0 | 0 | 0 | 0 | 0 | 5000 | -5000 | 0
1901 | 5000 | 0 | 0 | 0 | 0 | 0 | 0 | 5000 | -5000 | 0
1902 | 5000 | 0 | 0 | 0 | 0 | 0 | 0 | 5000 | -1373.421 | 0
1903 | 5000 | 0 | 0 | 0 | 0 | 0 | 0 | 5000 | 0 | 0
1904 | 5000 | 0 | 0 | 0 | 0 | 0 | 0 | 5000 | 0 | 0
1905 | 5000 | 0 | 0 | 0 | 0 | 0 | 0 | 5000 | 0 | 0
1906 | 5000 | 0 | 0 | 0 | 0 | 0 | 0 | 5000 | 0 | 0
1907 | 5000 | 0 | 0 | 0 | 0 | 0 | 0 | 5000 | 0 | 0
1908 | 5000 | 0 | 0 | 0 | 0 | 0 | 0 | 5000 | 0 | 0
1909 | 5000 | 0 | 0 | 0 | 0 | 0 | 0 | 5000 | 0 | 0
1910 | 5000 | 0 | 0 | 0 | 0 | 0 | 0 | 5000 | 0 | 0
1911 | 5000 | 0 | 0 | 0 | 0 | 0 | 0 | 5000 | 0 | 0
1912 | 5000 | 0 | 0 | 0 | 0 | 0 | 0 | 5000 | 0 | 0
1913 | 5000 | 0 | 0 | 0 | 0 | 0 | 0 | 5000 | 0 | 0
1914 | 5000 | 0 | 0 | 0 | 0 | 0 | 0 | 5000 | 0 | 0
1915 | 5000 | 0 | 0 | 0 | 0 | 0 | 0 | 1301.899 | 0 | 3698.101
1916 | 5000 | 0 | 0 | 0 | 0 | 0 | 0 | 0 | 0 | 5000
1917 | 5000 | 0 | 0 | 0 | 0 | 0 | 0 | 0 | 0 | 5000
1918 | 5000 | 0 | 0 | 0 | 0 | 0 | 0 | 0 | 0 | 5000
1919 | 5000 | 0 | 0 | 0 | 0 | 0 | 0 | 0 | 0 | 5000
1920 | 5000 | 0 | 0 | 0 | 0 | 0 | 0 | 5000 | 0 | 0
1921 | 5000 | 0 | 0 | 0 | 0 | 0 | 0 | 5000 | -5000 | 0
1922 | 5000 | 0 | 0 | 0 | 0 | 0 | 0 | 5000 | -5000 | 0
1923 | 5000 | 0 | 0 | 0 | 0 | 0 | 0 | 5000 | -5000 | 0
1924 | 5000 | 0 | 0 | 0 | 0 | 0 | 0 | 5000 | -5000 | 0
1925 | 5000 | 0 | 0 | 0 | 0 | 0 | 0 | 5000 | -5000 | 0
1926 | 5000 | 0 | 0 | 0 | 0 | 0 | 0 | 5000 | -1373.421 | 0
1927 | 5000 | 0 | 0 | 0 | 0 | 0 | 0 | 5000 | 0 | 0
1928 | 5000 | 0 | 0 | 0 | 0 | 0 | 0 | 5000 | 0 | 0
1929 | 5000 | 0 | 0 | 0 | 0 | 0 | 0 | 5000 | 0 | 0
1930 | 5000 | 0 | 0 | 0 | 0 | 0 | 0 | 5000 | 0 | 0
1931 | 5000 | 0 | 0 | 0 | 0 | 0 | 0 | 5000 | 0 | 0
1932 | 5000 | 0 | 0 | 0 | 0 | 0 | 0 | 5000 | 0 | 0
1933 | 5000 | 0 | 0 | 0 | 0 | 0 | 0 | 5000 | 0 | 0
1934 | 5000 | 0 | 0 | 0 | 0 | 0 | 0 | 5000 | 0 | 0
1935 | 5000 | 0 | 0 | 0 | 0 | 0 | 0 | 5000 | 0 | 0
1936 | 5000 | 0 | 0 | 0 | 0 | 0 | 0 | 5000 | 0 | 0
1937 | 5000 | 0 | 0 | 0 | 0 | 0 | 0 | 5000 | 0 | 0
1938 | 5000 | 0 | 0 | 0 | 0 | 0 | 0 | 5000 | 0 | 0
1939 | 5000 | 0 | 0 | 0 | 0 | 0 | 0 | 1301.899 | 0 | 3698.101
1940 | 5000 | 0 | 0 | 0 | 0 | 0 | 0 | 0 | 0 | 5000
1941 | 5000 | 0 | 0 | 0 | 0 | 0 | 0 | 0 | 0 | 5000
1942 | 5000 | 0 | 0 | 0 | 0 | 0 | 0 | 0 | 0 | 5000
1943 | 5000 | 0 | 0 | 0 | 0 | 0 | 0 | 0 | 0 | 5000
1944 | 5000 | 0 | 0 | 0 | 0 | 0 | 0 | 5000 | 0 | 0
1945 | 5000 | 0 | 0 | 0 | 0 | 0 | 0 | 5000 | 0 | 0
1946 | 5000 | 0 | 0 | 0 | 0 | 0 | 0 | 5000 | 0 | 0
1947 | 5000 | 0 | 0 | 0 | 0 | 0 | 0 | 5000 | 0 | 0
1948 | 5000 | 0 | 0 | 0 | 0 | 0 | 0 | 5000 | 0 | 0
1949 | 5000 | 0 | 0 | 0 | 0 | 0 | 0 | 5000 | 0 | 0
1950 | 5000 | 0 | 0 | 0 | 0 | 0 | 0 | 5000 | 0 | 0
1951 | 5000 | 0 | 0 | 0 | 0 | 0 | 0 | 5000 | 0 | 0
1952 | 5000 | 0 | 0 | 0 | 0 | 0 | 0 | 5000 | 0 | 0
1953 | 5000 | 0 | 0 | 0 | 0 | 0 | 0 | 5000 | 0 | 0
1954 | 5000 | 0 | 0 | 0 | 0 | 0 | 0 | 5000 | 0 | 0
1955 | 5000 | 0 | 0 | 0 | 0 | 0 | 0 | 5000 | 0 | 0
1956 | 5000 | 0 | 0 | 0 | 0 | 0 | 0 | 5000 | 0 | 0
1957 | 5000 | 0 | 0 | 0 | 0 | 0 | 0 | 5000 | 0 | 0
1958 | 5000 | 0 | 0 | 0 | 0 | 0 | 0 | 5000 | 0 | 0
1959 | 5000 | 0 | 0 | 0 | 0 | 0 | 0 | 5000 | 0 | 0
1960 | 5000 | 0 | 0 | 0 | 0 | 0 | 0 | 5000 | 0 | 0
1961 | 5000 | 0 | 0 | 0 | 0 | 0 | 0 | 5000 | 0 | 0
1962 | 5000 | 0 | 0 | 0 | 0 | 0 | 0 | 5000 | 0 | 0
1963 | 5000 | 0 | 0 | 0 | 0 | 0 | 0 | 5000 | 0 | 0
1964 | 5000 | 0 | 0 | 0 | 0 | 0 | 0 | 5000 | 0 | 0
1965 | 5000 | 0 | 0 | 0 | 0 | 0 | 0 | 5000 | 0 | 0
1966 | 5000 | 0 | 0 | 0 | 0 | 0 | 0 | 5000 | 0 | 0
1967 | 5000 | 0 | 0 | 0 | 0 | 0 | 0 | 5000 | 0 | 0
1968 | 5000 | 0 | 0 | 0 | 0 | 0 | 0 | 5000 | 0 | 0
1969 | 5000 | 0 | 0 | 0 | 0 | 0 | 0 | 5000 | -5000 | 0
1970 | 5000 | 0 | 0 | 0 | 0 | 0 | 0 | 5000 | -5000 | 0
1971 | 5000 | 0 | 0 | 0 | 0 | 0 | 0 | 5000 | -5000 | 0
1972 | 5000 | 0 | 0 | 0 | 0 | 0 | 0 | 5000 | -5000 | 0
1973 | 5000 | 0 | 0 | 0 | 0 | 0 | 0 | 5000 | -5000 | 0
1974 | 5000 | 0 | 0 | 0 | 0 | 0 | 0 | 5000 | -1373.421 | 0
1975 | 5000 | 0 | 0 | 0 | 0 | 0 | 0 | 5000 | 0 | 0
1976 | 5000 | 0 | 0 | 0 | 0 | 0 | 0 | 5000 | 0 | 0
1977 | 5000 | 0 | 0 | 0 | 0 | 0 | 0 | 5000 | 0 | 0
1978 | 5000 | 0 | 0 | 0 | 0 | 0 | 0 | 5000 | 0 | 0
1979 | 5000 | 0 | 0 | 0 | 0 | 0 | 0 | 5000 | 0 | 0
1980 | 5000 | 0 | 0 | 0 | 0 | 0 | 0 | 5000 | 0 | 0
1981 | 5000 | 0 | 0 | 0 | 0 | 0 | 0 | 5000 | 0 | 0
1982 | 5000 | 0 | 0 | 0 | 0 | 0 | 0 | 5000 | 0 | 0
1983 | 5000 | 0 | 0 | 0 | 0 | 0 | 0 | 5000 | 0 | 0
1984 | 5000 | 0 | 0 | 0 | 0 | 0 | 0 | 5000 | 0 | 0
1985 | 5000 | 0 | 0 | 0 | 0 | 0 | 0 | 5000 | 0 | 0
1986 | 5000 | 0 | 0 | 0 | 0 | 0 | 0 | 5000 | 0 | 0
1987 | 5000 | 0 | 0 | 0 | 0 | 0 | 0 | 1301.899 | 0 | 3698.101
1988 | 5000 | 0 | 0 | 0 | 0 | 0 | 0 | 0 | 0 | 5000
1989 | 5000 | 0 | 0 | 0 | 0 | 0 | 0 | 0 | 0 | 5000
1990 | 5000 | 0 | 0 | 0 | 0 | 0 | 0 | 0 | 0 | 5000
1991 | 5000 | 0 | 0 | 0 | 0 | 0 | 0 | 0 | 0 | 5000
1992 | 5000 | 0 | 0 | 0 | 0 | 0 | 0 | 5000 | 0 | 0
1993 | 5000 | 0 | 0 | 0 | 0 | 0 | 0 | 5000 | -5000 | 0
1994 | 5000 | 0 | 0 | 0 | 0 | 0 | 0 | 5000 | -5000 | 0
1995 | 5000 | 0 | 0 | 0 | 0 | 0 | 0 | 5000 | -5000 | 0
1996 | 5000 | 0 | 0 | 0 | 0 | 0 | 0 | 5000 | -5000 | 0
1997 | 5000 | 0 | 0 | 0 | 0 | 0 | 0 | 5000 | -5000 | 0
1998 | 5000 | 0 | 0 | 0 | 0 | 0 | 0 | 5000 | -1373.421 | 0
1999 | 5000 | 0 | 0 | 0 | 0 | 0 | 0 | 5000 | 0 | 0
2000 | 5000 | 0 | 0 | 0 | 0 | 0 | 0 | 5000 | 0 | 0
2001 | 5000 | 0 | 0 | 0 | 0 | 0 | 0 | 5000 | 0 | 0
2002 | 5000 | 0 | 0 | 0 | 0 | 0 | 0 | 5000 | 0 | 0
2003 | 5000 | 0 | 0 | 0 | 0 | 0 | 0 | 5000 | 0 | 0
2004 | 5000 | 0 | 0 | 0 | 0 | 0 | 0 | 5000 | 0 | 0
2005 | 5000 | 0 | 0 | 0 | 0 | 0 | 0 | 5000 | 0 | 0
2006 | 5000 | 0 | 0 | 0 | 0 | 0 | 0 | 5000 | 0 | 0
2007 | 5000 | 0 | 0 | 0 | 0 | 0 | 0 | 5000 | 0 | 0
2008 | 5000 | 0 | 0 | 0 | 0 | 0 | 0 | 5000 | 0 | 0
2009 | 5000 | 0 | 0 | 0 | 0 | 0 | 0 | 5000 | 0 | 0
2010 | 5000 | 0 | 0 | 0 | 0 | 0 | 0 | 5000 | 0 | 0
2011 | 5000 | 0 | 0 | 0 | 0 | 0 | 0 | 1301.899 | 0 | 3698.101
2012 | 5000 | 0 | 0 | 0 | 0 | 0 | 0 | 0 | 0 | 5000
2013 | 5000 | 0 | 0 | 0 | 0 | 0 | 0 | 0 | 0 | 5000
2014 | 5000 | 0 | 0 | 0 | 0 | 0 | 0 | 0 | 0 | 5000
2015 | 5000 | 0 | 0 | 0 | 0 | 0 | 0 | 0 | 0 | 5000
2016 | 5000 | 0 | 0 | 0 | 0 | 0 | 0 | 5000 | 0 | 0
2017 | 5000 | 0 | 0 | 0 | 0 | 0 | 0 | 5000 | -5000 | 0
2018 | 5000 | 0 | 0 | 0 | 0 | 0 | 0 | 5000 | -5000 | 0
2019 | 5000 | 0 | 0 | 0 | 0 | 0 | 0 | 5000 | -5000 | 0
2020 | 5000 | 0 | 0 | 0 | 0 | 0 | 0 | 5000 | -5000 | 0
2021 | 5000 | 0 | 0 | 0 | 0 | 0 | 0 | 5000 | -5000 | 0
2022 | 5000 | 0 | 0 | 0 | 0 | 0 | 0 | 5000 | -1373.421 | 0
2023 | 5000 | 0 | 0 | 0 | 0 | 0 | 0 | 5000 | 0 | 0
2024 | 5000 | 0 | 0 | 0 | 0 | 0 | 0 | 5000 | 0 | 0
2025 | 5000 | 0 | 0 | 0 | 0 | 0 | 0 | 5000 | 0 | 0
2026 | 5000 | 0 | 0 | 0 | 0 | 0 | 0 | 5000 | 0 | 0
2027 | 5000 | 0 | 0 | 0 | 0 | 0 | 0 | 5000 | 0 | 0
2028 | 5000 | 0 | 0 | 0 | 0 | 0 | 0 | 5000 | 0 | 0
2029 | 5000 | 0 | 0 | 0 | 0 | 0 | 0 | 5000 | 0 | 0
2030 | 5000 | 0 | 0 | 0 | 0 | 0 | 0 | 5000 | 0 | 0
2031 | 5000 | 0 | 0 | 0 | 0 | 0 | 0 | 5000 | 0 | 0
2032 | 5000 | 0 | 0 | 0 | 0 | 0 | 0 | 5000 | 0 | 0
2033 | 5000 | 0 | 0 | 0 | 0 | 0 | 0 | 5000 | 0 | 0
2034 | 5000 | 0 | 0 | 0 | 0 | 0 | 0 | 5000 | 0 | 0
2035 | 5000 | 0 | 0 | 0 | 0 | 0 | 0 | 1301.899 | 0 | 3698.101
2036 | 5000 | 0 | 0 | 0 | 0 | 0 | 0 | 0 | 0 | 5000
2037 | 5000 | 0 | 0 | 0 | 0 | 0 | 0 | 0 | 0 | 5000
2038 | 5000 | 0 | 0 | 0 | 0 | 0 | 0 | 0 | 0 | 5000
2039 | 5000 | 0 | 0 | 0 | 0 | 0 | 0 | 0 | 0 | 5000
2040 | 5000 | 0 | 0 | 0 | 0 | 0 | 0 | 5000 | 0 | 0
2041 | 5000 | 0 | 0 | 0 | 0 | 0 | 0 | 5000 | -5000 | 0
2042 | 5000 | 0 | 0 | 0 | 0 | 0 | 0 | 5000 | -5000 | 0
2043 | 5000 | 0 | 0 | 0 | 0 | 0 | 0 | 5000 | -5000 | 0
2044 | 5000 | 0 | 0 | 0 | 0 | 0 | 0 | 5000 | -5000 | 0
2045 | 5000 | 0 | 0 | 0 | 0 | 0 | 0 | 5000 | -5000 | 0
2046 | 5000 | 0 | 0 | 0 | 0 | 0 | 0 | 5000 | -1373.421 | 0
2047 | 5000 | 0 | 0 | 0 | 0 | 0 | 0 | 5000 | 0 | 0
2048 | 5000 | 0 | 0 | 0 | 0 | 0 | 0 | 5000 | 0 | 0
2049 | 5000 | 0 | 0 | 0 | 0 | 0 | 0 | 5000 | 0 | 0
2050 | 5000 | 0 | 0 | 0 | 0 | 0 | 0 | 5000 | 0 | 0
2051 | 5000 | 0 | 0 | 0 | 0 | 0 | 0 | 5000 | 0 | 0
2052 | 5000 | 0 | 0 | 0 | 0 | 0 | 0 | 5000 | 0 | 0
2053 | 5000 | 0 | 0 | 0 | 0 | 0 | 0 | 5000 | 0 | 0
2054 | 5000 | 0 | 0 | 0 | 0 | 0 | 0 | 5000 | 0 | 0
2055 | 5000 | 0 | 0 | 0 | 0 | 0 | 0 | 5000 | 0 | 0
2056 | 5000 | 0 | 0 | 0 | 0 | 0 | 0 | 5000 | 0 | 0
2057 | 5000 | 0 | 0 | 0 | 0 | 0 | 0 | 5000 | 0 | 0
2058 | 5000 | 0 | 0 | 0 | 0 | 0 | 0 | 5000 | 0 | 0
2059 | 5000 | 0 | 0 | 0 | 0 | 0 | 0 | 1301.899 | 0 | 3698.101
2060 | 5000 | 0 | 0 | 0 | 0 | 0 | 0 | 0 | 0 | 5000
2061 | 5000 | 0 | 0 | 0 | 0 | 0 | 0 | 0 | 0 | 5000
2062 | 5000 | 0 | 0 | 0 | 0 | 0 | 0 | 0 | 0 | 5000
2063 | 5000 | 0 | 0 | 0 | 0 | 0 | 0 | 0 | 0 | 5000
2064 | 5000 | 0 | 0 | 0 | 0 | 0 | 0 | 5000 | 0 | 0
2065 | 5000 | 0 | 0 | 0 | 0 | 0 | 0 | 5000 | -5000 | 0
2066 | 5000 | 0 | 0 | 0 | 0 | 0 | 0 | 5000 | -5000 | 0
2067 | 5000 | 0 | 0 | 0 | 0 | 0 | 0 | 5000 | -5000 | 0
2068 | 5000 | 0 | 0 | 0 | 0 | 0 | 0 | 5000 | -5000 | 0
2069 | 5000 | 0 | 0 | 0 | 0 | 0 | 0 | 5000 | -5000 | 0
2070 | 5000 | 0 | 0 | 0 | 0 | 0 | 0 | 5000 | -1373.421 | 0
2071 | 5000 | 0 | 0 | 0 | 0 | 0 | 0 | 5000 | 0 | 0
2072 | 5000 | 0 | 0 | 0 | 0 | 0 | 0 | 5000 | 0 | 0
2073 | 5000 | 0 | 0 | 0 | 0 | 0 | 0 | 5000 | 0 | 0
2074 | 5000 | 0 | 0 | 0 | 0 | 0 | 0 | 5000 | 0 | 0
2075 | 5000 | 0 | 0 | 0 | 0 | 0 | 0 | 5000 | 0 | 0
2076 | 5000 | 0 | 0 | 0 | 0 | 0 | 0 | 5000 | 0 | 0
2077 | 5000 | 0 | 0 | 0 | 0 | 0 | 0 | 5000 | 0 | 0
2078 | 5000 | 0 | 0 | 0 | 0 | 0 | 0 | 5000 | 0 | 0
2079 | 5000 | 0 | 0 | 0 | 0 | 0 | 0 | 5000 | 0 | 0
2080 | 5000 | 0 | 0 | 0 | 0 | 0 | 0 | 5000 | 0 | 0
2081 | 5000 | 0 | 0 | 0 | 0 | 0 | 0 | 5000 | 0 | 0
2082 | 5000 | 0 | 0 | 0 | 0 | 0 | 0 | 5000 | 0 | 0
2083 | 5000 | 0 | 0 | 0 | 0 | 0 | 0 | 1301.899 | 0 | 3698.101
2084 | 5000 | 0 | 0 | 0 | 0 | 0 | 0 | 0 | 0 | 5000
2085 | 5000 | 0 | 0 | 0 | 0 | 0 | 0 | 0 | 0 | 5000
2086 | 5000 | 0 | 0 | 0 | 0 | 0 | 0 | 0 | 0 | 5000
2087 | 5000 | 0 | 0 | 0 | 0 | 0 | 0 | 0 | 0 | 5000
2088 | 5000 | 0 | 0 | 0 | 0 | 0 | 0 | 5000 | 0 | 0
2089 | 5000 | 0 | 0 | 0 | 0 | 0 | 0 | 5000 | -5000 | 0
2090 | 5000 | 0 | 0 | 0 | 0 | 0 | 0 | 5000 | -5000 | 0
2091 | 5000 | 0 | 0 | 0 | 0 | 0 | 0 | 5000 | -5000 | 0
2092 | 5000 | 0 | 0 | 0 | 0 | 0 | 0 | 5000 | -5000 | 0
2093 | 5000 | 0 | 0 | 0 | 0 | 0 | 0 | 5000 | -5000 | 0
2094 | 5000 | 0 | 0 | 0 | 0 | 0 | 0 | 5000 | -1373.421 | 0
2095 | 5000 | 0 | 0 | 0 | 0 | 0 | 0 | 5000 | 0 | 0
2096 | 5000 | 0 | 0 | 0 | 0 | 0 | 0 | 5000 | 0 | 0
2097 | 5000 | 0 | 0 | 0 | 0 | 0 | 0 | 5000 | 0 | 0
2098 | 5000 | 0 | 0 | 0 | 0 | 0 | 0 | 5000 | 0 | 0
2099 | 5000 | 0 | 0 | 0 | 0 | 0 | 0 | 5000 | 0 | 0
2100 | 5000 | 0 | 0 | 0 | 0 | 0 | 0 | 5000 | 0 | 0
2101 | 5000 | 0 | 0 | 0 | 0 | 0 | 0 | 5000 | 0 | 0
2102 | 5000 | 0 | 0 | 0 | 0 | 0 | 0 | 5000 | 0 | 0
2103 | 5000 | 0 | 0 | 0 | 0 | 0 | 0 | 5000 | 0 | 0
2104 | 5000 | 0 | 0 | 0 | 0 | 0 | 0 | 5000 | 0 | 0
2105 | 5000 | 0 | 0 | 0 | 0 | 0 | 0 | 5000 | 0 | 0
2106 | 5000 | 0 | 0 | 0 | 0 | 0 | 0 | 5000 | 0 | 0
2107 | 5000 | 0 | 0 | 0 | 0 | 0 | 0 | 1301.899 | 0 | 3698.101
2108 | 5000 | 0 | 0 | 0 | 0 | 0 | 0 | 0 | 0 | 5000
2109 | 5000 | 0 | 0 | 0 | 0 | 0 | 0 | 0 | 0 | 5000
2110 | 5000 | 0 | 0 | 0 | 0 | 0 | 0 | 0 | 0 | 5000
2111 | 5000 | 0 | 0 | 0 | 0 | 0 | 0 | 0 | 0 | 5000
2112 | 5000 | 0 | 0 | 0 | 0 | 0 | 0 | 5000 | 0 | 0
2113 | 5000 | 0 | 0 | 0 | 0 | 0 | 0 | 5000 | 0 | 0
2114 | 5000 | 0 | 0 | 0 | 0 | 0 | 0 | 5000 | 0 | 0
2115 | 5000 | 0 | 0 | 0 | 0 | 0 | 0 | 5000 | 0 | 0
2116 | 5000 | 0 | 0 | 0 | 0 | 0 | 0 | 5000 | 0 | 0
2117 | 5000 | 0 | 0 | 0 | 0 | 0 | 0 | 5000 | 0 | 0
2118 | 5000 | 0 | 0 | 0 | 0 | 0 | 0 | 5000 | 0 | 0
2119 | 5000 | 0 | 0 | 0 | 0 | 0 | 0 | 5000 | 0 | 0
2120 | 5000 | 0 | 0 | 0 | 0 | 0 | 0 | 5000 | 0 | 0
2121 | 5000 | 0 | 0 | 0 | 0 | 0 | 0 | 5000 | 0 | 0
2122 | 5000 | 0 | 0 | 0 | 0 | 0 | 0 | 5000 | 0 | 0
2123 | 5000 | 0 | 0 | 0 | 0 | 0 | 0 | 5000 | 0 | 0
2124 | 5000 | 0 | 0 | 0 | 0 | 0 | 0 | 5000 | 0 | 0
2125 | 5000 | 0 | 0 | 0 | 0 | 0 | 0 | 5000 | 0 | 0
2126 | 5000 | 0 | 0 | 0 | 0 | 0 | 0 | 5000 | 0 | 0
2127 | 5000 | 0 | 0 | 0 | 0 | 0 | 0 | 5000 | 0 | 0
2128 | 5000 | 0 | 0 | 0 | 0 | 0 | 0 | 5000 | 0 | 0
2129 | 5000 | 0 | 0 | 0 | 0 | 0 | 0 | 5000 | 0 | 0
2130 | 5000 | 0 | 0 | 0 | 0 | 0 | 0 | 5000 | 0 | 0
2131 | 5000 | 0 | 0 | 0 | 0 | 0 | 0 | 5000 | 0 | 0
2132 | 5000 | 0 | 0 | 0 | 0 | 0 | 0 | 5000 | 0 | 0
2133 | 5000 | 0 | 0 | 0 | 0 | 0 | 0 | 5000 | 0 | 0
2134 | 5000 | 0 | 0 | 0 | 0 | 0 | 0 | 5000 | 0 | 0
2135 | 5000 | 0 | 0 | 0 | 0 | 0 | 0 | 5000 | 0 | 0
2136 | 5000 | 0 | 0 | 0 | 0 | 0 | 0 | 5000 | 0 | 0
2137 | 5000 | 0 | 0 | 0 | 0 | 0 | 0 | 5000 | -5000 | 0
2138 | 5000 | 0 | 0 | 0 | 0 | 0 | 0 | 5000 | -5000 | 0
2139 | 5000 | 0 | 0 | 0 | 0 | 0 | 0 | 5000 | -5000 | 0
2140 | 5000 | 0 | 0 | 0 | 0 | 0 | 0 | 5000 | -5000 | 0
2141 | 5000 | 0 | 0 | 0 | 0 | 0 | 0 | 5000 | -5000 | 0
2142 | 5000 | 0 | 0 | 0 | 0 | 0 | 0 | 5000 | -1373.421 | 0
2143 | 5000 | 0 | 0 | 0 | 0 | 0 | 0 | 5000 | 0 | 0
2144 | 5000 | 0 | 0 | 0 | 0 | 0 | 0 | 5000 | 0 | 0
2145 | 5000 | 0 | 0 | 0 | 0 | 0 | 0 | 5000 | 0 | 0
2146 | 5000 | 0 | 0 | 0 | 0 | 0 | 0 | 5000 | 0 | 0
2147 | 5000 | 0 | 0 | 0 | 0 | 0 | 0 | 5000 | 0 | 0
2148 | 5000 | 0 | 0 | 0 | 0 | 0 | 0 | 5000 | 0 | 0
2149 | 5000 | 0 | 0 | 0 | 0 | 0 | 0 | 5000 | 0 | 0
2150 | 5000 | 0 | 0 | 0 | 0 | 0 | 0 | 5000 | 0 | 0
2151 | 5000 | 0 | 0 | 0 | 0 | 0 | 0 | 5000 | 0 | 0
2152 | 5000 | 0 | 0 | 0 | 0 | 0 | 0 | 5000 | 0 | 0
2153 | 5000 | 0 | 0 | 0 | 0 | 0 | 0 | 5000 | 0 | 0
2154 | 5000 | 0 | 0 | 0 | 0 | 0 | 0 | 5000 | 0 | 0
2155 | 5000 | 0 | 0 | 0 | 0 | 0 | 0 | 1301.899 | 0 | 3698.101
2156 | 5000 | 0 | 0 | 0 | 0 | 0 | 0 | 0 | 0 | 5000
2157 | 5000 | 0 | 0 | 0 | 0 | 0 | 0 | 0 | 0 | 5000
2158 | 5000 | 0 | 0 | 0 | 0 | 0 | 0 | 0 | 0 | 5000
2159 | 5000 | 0 | 0 | 0 | 0 | 0 | 0 | 0 | 0 | 5000
2160 | 5000 | 0 | 0 | 0 | 0 | 0 | 0 | 5000 | 0 | 0
2161 | 5000 | 0 | 0 | 0 | 0 | 0 | 0 | 5000 | -5000 | 0
2162 | 5000 | 0 | 0 | 0 | 0 | 0 | 0 | 5000 | -5000 | 0
2163 | 5000 | 0 | 0 | 0 | 0 | 0 | 0 | 5000 | -5000 | 0
2164 | 5000 | 0 | 0 | 0 | 0 | 0 | 0 | 5000 | -5000 | 0
2165 | 5000 | 0 | 0 | 0 | 0 | 0 | 0 | 5000 | -5000 | 0
2166 | 5000 | 0 | 0 | 0 | 0 | 0 | 0 | 5000 | -1373.421 | 0
2167 | 5000 | 0 | 0 | 0 | 0 | 0 | 0 | 5000 | 0 | 0
2168 | 5000 | 0 | 0 | 0 | 0 | 0 | 0 | 5000 | 0 | 0
2169 | 5000 | 0 | 0 | 0 | 0 | 0 | 0 | 5000 | 0 | 0
2170 | 5000 | 0 | 0 | 0 | 0 | 0 | 0 | 5000 | 0 | 0
2171 | 5000 | 0 | 0 | 0 | 0 | 0 | 0 | 5000 | 0 | 0
2172 | 5000 | 0 | 0 | 0 | 0 | 0 | 0 | 5000 | 0 | 0
2173 | 5000 | 0 | 0 | 0 | 0 | 0 | 0 | 5000 | 0 | 0
2174 | 5000 | 0 | 0 | 0 | 0 | 0 | 0 | 5000 | 0 | 0
2175 | 5000 | 0 | 0 | 0 | 0 | 0 | 0 | 5000 | 0 | 0
2176 | 5000 | 0 | 0 | 0 | 0 | 0 | 0 | 5000 | 0 | 0
2177 | 5000 | 0 | 0 | 0 | 0 | 0 | 0 | 5000 | 0 | 0
2178 | 5000 | 0 | 0 | 0 | 0 | 0 | 0 | 5000 | 0 | 0
2179 | 5000 | 0 | 0 | 0 | 0 | 0 | 0 | 1301.899 | 0 | 3698.101
2180 | 5000 | 0 | 0 | 0 | 0 | 0 | 0 | 0 | 0 | 5000
2181 | 5000 | 0 | 0 | 0 | 0 | 0 | 0 | 0 | 0 | 5000
2182 | 5000 | 0 | 0 | 0 | 0 | 0 | 0 | 0 | 0 | 5000
2183 | 5000 | 0 | 0 | 0 | 0 | 0 | 0 | 0 | 0 | 5000
2184 | 5000 | 0 | 0 | 0 | 0 | 0 | 0 | 5000 | 0 | 0
2185 | 5000 | 0 | 0 | 0 | 0 | 0 | 0 | 5000 | -5000 | 0
2186 | 5000 | 0 | 0 | 0 | 0 | 0 | 0 | 5000 | -5000 | 0
2187 | 5000 | 0 | 0 | 0 | 0 | 0 | 0 | 5000 | -5000 | 0
2188 | 5000 | 0 | 0 | 0 | 0 | 0 | 0 | 5000 | -5000 | 0
2189 | 5000 | 0 | 0 | 0 | 0 | 0 | 0 | 5000 | -5000 | 0
2190 | 5000 | 0 | 0 | 0 | 0 | 0 | 0 | 5000 | -1373.421 | 0
2191 | 5000 | 0 | 0 | 0 | 0 | 0 | 0 | 5000 | 0 | 0
2192 | 5000 | 0 | 0 | 0 | 0 | 0 | 0 | 5000 | 0 | 0
2193 | 5000 | 0 | 0 | 0 | 0 | 0 | 0 | 5000 | 0 | 0
2194 | 5000 | 0 | 0 | 0 | 0 | 0 | 0 | 5000 | 0 | 0
2195 | 5000 | 0 | 0 | 0 | 0 | 0 | 0 | 5000 | 0 | 0
2196 | 5000 | 0 | 0 | 0 | 0 | 0 | 0 | 5000 | 0 | 0
2197 | 5000 | 0 | 0 | 0 | 0 | 0 | 0 | 5000 | 0 | 0
2198 | 5000 | 0 | 0 | 0 | 0 | 0 | 0 | 5000 | 0 | 0
2199 | 5000 | 0 | 0 | 0 | 0 | 0 | 0 | 5000 | 0 | 0
2200 | 5000 | 0 | 0 | 0 | 0 | 0 | 0 | 5000 | 0 | 0
2201 | 5000 | 0 | 0 | 0 | 0 | 0 | 0 | 5000 | 0 | 0
2202 | 5000 | 0 | 0 | 0 | 0 | 0 | 0 | 5000 | 0 | 0
2203 | 5000 | 0 | 0 | 0 | 0 | 0 | 0 | 1301.899 | 0 | 3698.101
2204 | 5000 | 0 | 0 | 0 | 0 | 0 | 0 | 0 | 0 | 5000
2205 | 5000 | 0 | 0 | 0 | 0 | 0 | 0 | 0 | 0 | 5000
2206 | 5000 | 0 | 0 | 0 | 0 | 0 | 0 | 0 | 0 | 5000
2207 | 5000 | 0 | 0 | 0 | 0 | 0 | 0 | 0 | 0 | 5000
2208 | 5000 | 0 | 0 | 0 | 0 | 0 | 0 | 5000 | 0 | 0
2209 | 5000 | 0 | 0 | 0 | 0 | 0 | 0 | 5000 | -5000 | 0
2210 | 5000 | 0 | 0 | 0 | 0 | 0 | 0 | 5000 | -5000 | 0
2211 | 5000 | 0 | 0 | 0 | 0 | 0 | 0 | 5000 | -5000 | 0
2212 | 5000 | 0 | 0 | 0 | 0 | 0 | 0 | 5000 | -5000 | 0
2213 | 5000 | 0 | 0 | 0 | 0 | 0 | 0 | 5000 | -5000 | 0
2214 | 5000 | 0 | 0 | 0 | 0 | 0 | 0 | 5000 | -1373.421 | 0
2215 | 5000 | 0 | 0 | 0 | 0 | 0 | 0 | 5000 | 0 | 0
2216 | 5000 | 0 | 0 | 0 | 0 | 0 | 0 | 5000 | 0 | 0
2217 | 5000 | 0 | 0 | 0 | 0 | 0 | 0 | 5000 | 0 | 0
2218 | 5000 | 0 | 0 | 0 | 0 | 0 | 0 | 5000 | 0 | 0
2219 | 5000 | 0 | 0 | 0 | 0 | 0 | 0 | 5000 | 0 | 0
2220 | 5000 | 0 | 0 | 0 | 0 | 0 | 0 | 5000 | 0 | 0
2221 | 5000 | 0 | 0 | 0 | 0 | 0 | 0 | 5000 | 0 | 0
2222 | 5000 | 0 | 0 | 0 | 0 | 0 | 0 | 5000 | 0 | 0
2223 | 5000 | 0 | 0 | 0 | 0 | 0 | 0 | 5000 | 0 | 0
2224 | 5000 | 0 | 0 | 0 | 0 | 0 | 0 | 5000 | 0 | 0
2225 | 5000 | 0 | 0 | 0 | 0 | 0 | 0 | 5000 | 0 | 0
2226 | 5000 | 0 | 0 | 0 | 0 | 0 | 0 | 5000 | 0 | 0
2227 | 5000 | 0 | 0 | 0 | 0 | 0 | 0 | 1301.899 | 0 | 3698.101
2228 | 5000 | 0 | 0 | 0 | 0 | 0 | 0 | 0 | 0 | 5000
2229 | 5000 | 0 | 0 | 0 | 0 | 0 | 0 | 0 | 0 | 5000
2230 | 5000 | 0 | 0 | 0 | 0 | 0 | 0 | 0 | 0 | 5000
2231 | 5000 | 0 | 0 | 0 | 0 | 0 | 0 | 0 | 0 | 5000
2232 | 5000 | 0 | 0 | 0 | 0 | 0 | 0 | 5000 | 0 | 0
2233 | 5000 | 0 | 0 | 0 | 0 | 0 | 0 | 5000 | -5000 | 0
2234 | 5000 | 0 | 0 | 0 | 0 | 0 | 0 | 5000 | -5000 | 0
2235 | 5000 | 0 | 0 | 0 | 0 | 0 | 0 | 5000 | -5000 | 0
2236 | 5000 | 0 | 0 | 0 | 0 | 0 | 0 | 5000 | -5000 | 0
2237 | 5000 | 0 | 0 | 0 | 0 | 0 | 0 | 5000 | -5000 | 0
2238 | 5000 | 0 | 0 | 0 | 0 | 0 | 0 | 5000 | -1373.421 | 0
2239 | 5000 | 0 | 0 | 0 | 0 | 0 | 0 | 5000 | 0 | 0
2240 | 5000 | 0 | 0 | 0 | 0 | 0 | 0 | 5000 | 0 | 0
2241 | 5000 | 0 | 0 | 0 | 0 | 0 | 0 | 5000 | 0 | 0
2242 | 5000 | 0 | 0 | 0 | 0 | 0 | 0 | 5000 | 0 | 0
2243 | 5000 | 0 | 0 | 0 | 0 | 0 | 0 | 5000 | 0 | 0
2244 | 5000 | 0 | 0 | 0 | 0 | 0 | 0 | 5000 | 0 | 0
2245 | 5000 | 0 | 0 | 0 | 0 | 0 | 0 | 5000 | 0 | 0
2246 | 5000 | 0 | 0 | 0 | 0 | 0 | 0 | 5000 | 0 | 0
2247 | 5000 | 0 | 0 | 0 | 0 | 0 | 0 | 5000 | 0 | 0
2248 | 5000 | 0 | 0 | 0 | 0 | 0 | 0 | 5000 | 0 | 0
2249 | 5000 | 0 | 0 | 0 | 0 | 0 | 0 | 5000 | 0 | 0
2250 | 5000 | 0 | 0 | 0 | 0 | 0 | 0 | 5000 | 0 | 0
2251 | 5000 | 0 | 0 | 0 | 0 | 0 | 0 | 1301.899 | 0 | 3698.101
2252 | 5000 | 0 | 0 | 0 | 0 | 0 | 0 | 0 | 0 | 5000
2253 | 5000 | 0 | 0 | 0 | 0 | 0 | 0 | 0 | 0 | 5000
2254 | 5000 | 0 | 0 | 0 | 0 | 0 | 0 | 0 | 0 | 5000
2255 | 5000 | 0 | 0 | 0 | 0 | 0 | 0 | 0 | 0 | 5000
2256 | 5000 | 0 | 0 | 0 | 0 | 0 | 0 | 5000 | 0 | 0
2257 | 5000 | 0 | 0 | 0 | 0 | 0 | 0 | 5000 | -5000 | 0
2258 | 5000 | 0 | 0 | 0 | 0 | 0 | 0 | 5000 | -5000 | 0
2259 | 5000 | 0 | 0 | 0 | 0 | 0 | 0 | 5000 | -5000 | 0
2260 | 5000 | 0 | 0 | 0 | 0 | 0 | 0 | 5000 | -5000 | 0
2261 | 5000 | 0 | 0 | 0 | 0 | 0 | 0 | 5000 | -5000 | 0
2262 | 5000 | 0 | 0 | 0 | 0 | 0 | 0 | 5000 | -1373.421 | 0
2263 | 5000 | 0 | 0 | 0 | 0 | 0 | 0 | 5000 | 0 | 0
2264 | 5000 | 0 | 0 | 0 | 0 | 0 | 0 | 5000 | 0 | 0
2265 | 5000 | 0 | 0 | 0 | 0 | 0 | 0 | 5000 | 0 | 0
2266 | 5000 | 0 | 0 | 0 | 0 | 0 | 0 | 5000 | 0 | 0
2267 | 5000 | 0 | 0 | 0 | 0 | 0 | 0 | 5000 | 0 | 0
2268 | 5000 | 0 | 0 | 0 | 0 | 0 | 0 | 5000 | 0 | 0
2269 | 5000 | 0 | 0 | 0 | 0 | 0 | 0 | 5000 | 0 | 0
2270 | 5000 | 0 | 0 | 0 | 0 | 0 | 0 | 5000 | 0 | 0
2271 | 5000 | 0 | 0 | 0 | 0 | 0 | 0 | 5000 | 0 | 0
2272 | 5000 | 0 | 0 | 0 | 0 | 0 | 0 | 5000 | 0 | 0
2273 | 5000 | 0 | 0 | 0 | 0 | 0 | 0 | 5000 | 0 | 0
2274 | 5000 | 0 | 0 | 0 | 0 | 0 | 0 | 5000 | 0 | 0
2275 | 5000 | 0 | 0 | 0 | 0 | 0 | 0 | 1301.899 | 0 | 3698.101
2276 | 5000 | 0 | 0 | 0 | 0 | 0 | 0 | 0 | 0 | 5000
2277 | 5000 | 0 | 0 | 0 | 0 | 0 | 0 | 0 | 0 | 5000
2278 | 5000 | 0 | 0 | 0 | 0 | 0 | 0 | 0 | 0 | 5000
2279 | 5000 | 0 | 0 | 0 | 0 | 0 | 0 | 0 | 0 | 5000
2280 | 5000 | 0 | 0 | 0 | 0 | 0 | 0 | 5000 | 0 | 0
2281 | 5000 | 0 | 0 | 0 | 0 | 0 | 0 | 5000 | 0 | 0
2282 | 5000 | 0 | 0 | 0 | 0 | 0 | 0 | 5000 | 0 | 0
2283 | 5000 | 0 | 0 | 0 | 0 | 0 | 0 | 5000 | 0 | 0
2284 | 5000 | 0 | 0 | 0 | 0 | 0 | 0 | 5000 | 0 | 0
2285 | 5000 | 0 | 0 | 0 | 0 | 0 | 0 | 5000 | 0 | 0
2286 | 5000 | 0 | 0 | 0 | 0 | 0 | 0 | 5000 | 0 | 0
2287 | 5000 | 0 | 0 | 0 | 0 | 0 | 0 | 5000 | 0 | 0
2288 | 5000 | 0 | 0 | 0 | 0 | 0 | 0 | 5000 | 0 | 0
2289 | 5000 | 0 | 0 | 0 | 0 | 0 | 0 | 5000 | 0 | 0
2290 | 5000 | 0 | 0 | 0 | 0 | 0 | 0 | 5000 | 0 | 0
2291 | 5000 | 0 | 0 | 0 | 0 | 0 | 0 | 5000 | 0 | 0
2292 | 5000 | 0 | 0 | 0 | 0 | 0 | 0 | 5000 | 0 | 0
2293 | 5000 | 0 | 0 | 0 | 0 | 0 | 0 | 5000 | 0 | 0
2294 | 5000 | 0 | 0 | 0 | 0 | 0 | 0 | 5000 | 0 | 0
2295 | 5000 | 0 | 0 | 0 | 0 | 0 | 0 | 5000 | 0 | 0
2296 | 5000 | 0 | 0 | 0 | 0 | 0 | 0 | 5000 | 0 | 0
2297 | 5000 | 0 | 0 | 0 | 0 | 0 | 0 | 5000 | 0 | 0
2298 | 5000 | 0 | 0 | 0 | 0 | 0 | 0 | 5000 | 0 | 0
2299 | 5000 | 0 | 0 | 0 | 0 | 0 | 0 | 5000 | 0 | 0
2300 | 5000 | 0 | 0 | 0 | 0 | 0 | 0 | 5000 | 0 | 0
2301 | 5000 | 0 | 0 | 0 | 0 | 0 | 0 | 5000 | 0 | 0
2302 | 5000 | 0 | 0 | 0 | 0 | 0 | 0 | 5000 | 0 | 0
2303 | 5000 | 0 | 0 | 0 | 0 | 0 | 0 | 5000 | 0 | 0
2304 | 5000 | 0 | 0 | 0 | 0 | 0 | 0 | 5000 | 0 | 0
2305 | 5000 | 0 | 0 | 0 | 0 | 0 | 0 | 5000 | -5000 | 0
2306 | 5000 | 0 | 0 | 0 | 0 | 0 | 0 | 5000 | -5000 | 0
2307 | 5000 | 0 | 0 | 0 | 0 | 0 | 0 | 5000 | -5000 | 0
2308 | 5000 | 0 | 0 | 0 | 0 | 0 | 0 | 5000 | -5000 | 0
2309 | 5000 | 0 | 0 | 0 | 0 | 0 | 0 | 5000 | -5000 | 0
2310 | 5000 | 0 | 0 | 0 | 0 | 0 | 0 | 5000 | -1373.421 | 0
2311 | 5000 | 0 | 0 | 0 | 0 | 0 | 0 | 5000 | 0 | 0
2312 | 5000 | 0 | 0 | 0 | 0 | 0 | 0 | 5000 | 0 | 0
2313 | 5000 | 0 | 0 | 0 | 0 | 0 | 0 | 5000 | 0 | 0
2314 | 5000 | 0 | 0 | 0 | 0 | 0 | 0 | 5000 | 0 | 0
2315 | 5000 | 0 | 0 | 0 | 0 | 0 | 0 | 5000 | 0 | 0
2316 | 5000 | 0 | 0 | 0 | 0 | 0 | 0 | 5000 | 0 | 0
2317 | 5000 | 0 | 0 | 0 | 0 | 0 | 0 | 5000 | 0 | 0
2318 | 5000 | 0 | 0 | 0 | 0 | 0 | 0 | 5000 | 0 | 0
2319 | 5000 | 0 | 0 | 0 | 0 | 0 | 0 | 5000 | 0 | 0
2320 | 5000 | 0 | 0 | 0 | 0 | 0 | 0 | 5000 | 0 | 0
2321 | 5000 | 0 | 0 | 0 | 0 | 0 | 0 | 5000 | 0 | 0
2322 | 5000 | 0 | 0 | 0 | 0 | 0 | 0 | 5000 | 0 | 0
2323 | 5000 | 0 | 0 | 0 | 0 | 0 | 0 | 1301.899 | 0 | 3698.101
2324 | 5000 | 0 | 0 | 0 | 0 | 0 | 0 | 0 | 0 | 5000
2325 | 5000 | 0 | 0 | 0 | 0 | 0 | 0 | 0 | 0 | 5000
2326 | 5000 | 0 | 0 | 0 | 0 | 0 | 0 | 0 | 0 | 5000
2327 | 5000 | 0 | 0 | 0 | 0 | 0 | 0 | 0 | 0 | 5000
2328 | 5000 | 0 | 0 | 0 | 0 | 0 | 0 | 5000 | 0 | 0
2329 | 5000 | 0 | 0 | 0 | 0 | 0 | 0 | 5000 | -5000 | 0
2330 | 5000 | 0 | 0 | 0 | 0 | 0 | 0 | 5000 | -5000 | 0
2331 | 5000 | 0 | 0 | 0 | 0 | 0 | 0 | 5000 | -5000 | 0
2332 | 5000 | 0 | 0 | 0 | 0 | 0 | 0 | 5000 | -5000 | 0
2333 | 5000 | 0 | 0 | 0 | 0 | 0 | 0 | 5000 | -5000 | 0
2334 | 5000 | 0 | 0 | 0 | 0 | 0 | 0 | 5000 | -1373.421 | 0
2335 | 5000 | 0 | 0 | 0 | 0 | 0 | 0 | 5000 | 0 | 0
2336 | 5000 | 0 | 0 | 0 | 0 | 0 | 0 | 5000 | 0 | 0
2337 | 5000 | 0 | 0 | 0 | 0 | 0 | 0 | 5000 | 0 | 0
2338 | 5000 | 0 | 0 | 0 | 0 | 0 | 0 | 5000 | 0 | 0
2339 | 5000 | 0 | 0 | 0 | 0 | 0 | 0 | 5000 | 0 | 0
2340 | 5000 | 0 | 0 | 0 | 0 | 0 | 0 | 5000 | 0 | 0
2341 | 5000 | 0 | 0 | 0 | 0 | 0 | 0 | 5000 | 0 | 0
2342 | 5000 | 0 | 0 | 0 | 0 | 0 | 0 | 5000 | 0 | 0
2343 | 5000 | 0 | 0 | 0 | 0 | 0 | 0 | 5000 | 0 | 0
2344 | 5000 | 0 | 0 | 0 | 0 | 0 | 0 | 5000 | 0 | 0
2345 | 5000 | 0 | 0 | 0 | 0 | 0 | 0 | 5000 | 0 | 0
2346 | 5000 | 0 | 0 | 0 | 0 | 0 | 0 | 5000 | 0 | 0
2347 | 5000 | 0 | 0 | 0 | 0 | 0 | 0 | 1301.899 | 0 | 3698.101
2348 | 5000 | 0 | 0 | 0 | 0 | 0 | 0 | 0 | 0 | 5000
2349 | 5000 | 0 | 0 | 0 | 0 | 0 | 0 | 0 | 0 | 5000
2350 | 5000 | 0 | 0 | 0 | 0 | 0 | 0 | 0 | 0 | 5000
2351 | 5000 | 0 | 0 | 0 | 0 | 0 | 0 | 0 | 0 | 5000
2352 | 5000 | 0 | 0 | 0 | 0 | 0 | 0 | 5000 | 0 | 0
2353 | 5000 | 0 | 0 | 0 | 0 | 0 | 0 | 5000 | -5000 | 0
2354 | 5000 | 0 | 0 | 0 | 0 | 0 | 0 | 5000 | -5000 | 0
2355 | 5000 | 0 | 0 | 0 | 0 | 0 | 0 | 5000 | -5000 | 0
2356 | 5000 | 0 | 0 | 0 | 0 | 0 | 0 | 5000 | -5000 | 0
2357 | 5000 | 0 | 0 | 0 | 0 | 0 | 0 | 5000 | -5000 | 0
2358 | 5000 | 0 | 0 | 0 | 0 | 0 | 0 | 5000 | -1373.421 | 0
2359 | 5000 | 0 | 0 | 0 | 0 | 0 | 0 | 5000 | 0 | 0
2360 | 5000 | 0 | 0 | 0 | 0 | 0 | 0 | 5000 | 0 | 0
2361 | 5000 | 0 | 0 | 0 | 0 | 0 | 0 | 5000 | 0 | 0
2362 | 5000 | 0 | 0 | 0 | 0 | 0 | 0 | 5000 | 0 | 0
2363 | 5000 | 0 | 0 | 0 | 0 | 0 | 0 | 5000 | 0 | 0
2364 | 5000 | 0 | 0 | 0 | 0 | 0 | 0 | 5000 | 0 | 0
2365 | 5000 | 0 | 0 | 0 | 0 | 0 | 0 | 5000 | 0 | 0
2366 | 5000 | 0 | 0 | 0 | 0 | 0 | 0 | 5000 | 0 | 0
2367 | 5000 | 0 | 0 | 0 | 0 | 0 | 0 | 5000 | 0 | 0
2368 | 5000 | 0 | 0 | 0 | 0 | 0 | 0 | 5000 | 0 | 0
2369 | 5000 | 0 | 0 | 0 | 0 | 0 | 0 | 5000 | 0 | 0
2370 | 5000 | 0 | 0 | 0 | 0 | 0 | 0 | 5000 | 0 | 0
2371 | 5000 | 0 | 0 | 0 | 0 | 0 | 0 | 1301.899 | 0 | 3698.101
2372 | 5000 | 0 | 0 | 0 | 0 | 0 | 0 | 0 | 0 | 5000
2373 | 5000 | 0 | 0 | 0 | 0 | 0 | 0 | 0 | 0 | 5000
2374 | 5000 | 0 | 0 | 0 | 0 | 0 | 0 | 0 | 0 | 5000
2375 | 5000 | 0 | 0 | 0 | 0 | 0 | 0 | 0 | 0 | 5000
2376 | 5000 | 0 | 0 | 0 | 0 | 0 | 0 | 5000 | 0 | 0
2377 | 5000 | 0 | 0 | 0 | 0 | 0 | 0 | 5000 | -5000 | 0
2378 | 5000 | 0 | 0 | 0 | 0 | 0 | 0 | 5000 | -5000 | 0
2379 | 5000 | 0 | 0 | 0 | 0 | 0 | 0 | 5000 | -5000 | 0
2380 | 5000 | 0 | 0 | 0 | 0 | 0 | 0 | 5000 | -5000 | 0
2381 | 5000 | 0 | 0 | 0 | 0 | 0 | 0 | 5000 | -5000 | 0
2382 | 5000 | 0 | 0 | 0 | 0 | 0 | 0 | 5000 | -1373.421 | 0
2383 | 5000 | 0 | 0 | 0 | 0 | 0 | 0 | 5000 | 0 | 0
2384 | 5000 | 0 | 0 | 0 | 0 | 0 | 0 | 5000 | 0 | 0
2385 | 5000 | 0 | 0 | 0 | 0 | 0 | 0 | 5000 | 0 | 0
2386 | 5000 | 0 | 0 | 0 | 0 | 0 | 0 | 5000 | 0 | 0
2387 | 5000 | 0 | 0 | 0 | 0 | 0 | 0 | 5000 | 0 | 0
2388 | 5000 | 0 | 0 | 0 | 0 | 0 | 0 | 5000 | 0 | 0
2389 | 5000 | 0 | 0 | 0 | 0 | 0 | 0 | 5000 | 0 | 0
2390 | 5000 | 0 | 0 | 0 | 0 | 0 | 0 | 5000 | 0 | 0
2391 | 5000 | 0 | 0 | 0 | 0 | 0 | 0 | 5000 | 0 | 0
2392 | 5000 | 0 | 0 | 0 | 0 | 0 | 0 | 5000 | 0 | 0
2393 | 5000 | 0 | 0 | 0 | 0 | 0 | 0 | 5000 | 0 | 0
2394 | 5000 | 0 | 0 | 0 | 0 | 0 | 0 | 5000 | 0 | 0
2395 | 5000 | 0 | 0 | 0 | 0 | 0 | 0 | 1301.899 | 0 | 3698.101
2396 | 5000 | 0 | 0 | 0 | 0 | 0 | 0 | 0 | 0 | 5000
2397 | 5000 | 0 | 0 | 0 | 0 | 0 | 0 | 0 | 0 | 5000
2398 | 5000 | 0 | 0 | 0 | 0 | 0 | 0 | 0 | 0 | 5000
2399 | 5000 | 0 | 0 | 0 | 0 | 0 | 0 | 0 | 0 | 5000
2400 | 5000 | 0 | 0 | 0 | 0 | 0 | 0 | 5000 | 0 | 0
2401 | 5000 | 0 | 0 | 0 | 0 | 0 | 0 | 5000 | -5000 | 0
2402 | 5000 | 0 | 0 | 0 | 0 | 0 | 0 | 5000 | -5000 | 0
2403 | 5000 | 0 | 0 | 0 | 0 | 0 | 0 | 5000 | -5000 | 0
2404 | 5000 | 0 | 0 | 0 | 0 | 0 | 0 | 5000 | -5000 | 0
2405 | 5000 | 0 | 0 | 0 | 0 | 0 | 0 | 5000 | -5000 | 0
2406 | 5000 | 0 | 0 | 0 | 0 | 0 | 0 | 5000 | -1373.421 | 0
2407 | 5000 | 0 | 0 | 0 | 0 | 0 | 0 | 5000 | 0 | 0
2408 | 5000 | 0 | 0 | 0 | 0 | 0 | 0 | 5000 | 0 | 0
2409 | 5000 | 0 | 0 | 0 | 0 | 0 | 0 | 5000 | 0 | 0
2410 | 5000 | 0 | 0 | 0 | 0 | 0 | 0 | 5000 | 0 | 0
2411 | 5000 | 0 | 0 | 0 | 0 | 0 | 0 | 5000 | 0 | 0
2412 | 5000 | 0 | 0 | 0 | 0 | 0 | 0 | 5000 | 0 | 0
2413 | 5000 | 0 | 0 | 0 | 0 | 0 | 0 | 5000 | 0 | 0
2414 | 5000 | 0 | 0 | 0 | 0 | 0 | 0 | 5000 | 0 | 0
2415 | 5000 | 0 | 0 | 0 | 0 | 0 | 0 | 5000 | 0 | 0
2416 | 5000 | 0 | 0 | 0 | 0 | 0 | 0 | 5000 | 0 | 0
2417 | 5000 | 0 | 0 | 0 | 0 | 0 | 0 | 5000 | 0 | 0
2418 | 5000 | 0 | 0 | 0 | 0 | 0 | 0 | 5000 | 0 | 0
2419 | 5000 | 0 | 0 | 0 | 0 | 0 | 0 | 1301.899 | 0 | 3698.101
2420 | 5000 | 0 | 0 | 0 | 0 | 0 | 0 | 0 | 0 | 5000
2421 | 5000 | 0 | 0 | 0 | 0 | 0 | 0 | 0 | 0 | 5000
2422 | 5000 | 0 | 0 | 0 | 0 | 0 | 0 | 0 | 0 | 5000
2423 | 5000 | 0 | 0 | 0 | 0 | 0 | 0 | 0 | 0 | 5000
2424 | 5000 | 0 | 0 | 0 | 0 | 0 | 0 | 5000 | 0 | 0
2425 | 5000 | 0 | 0 | 0 | 0 | 0 | 0 | 5000 | -5000 | 0
2426 | 5000 | 0 | 0 | 0 | 0 | 0 | 0 | 5000 | -5000 | 0
2427 | 5000 | 0 | 0 | 0 | 0 | 0 | 0 | 5000 | -5000 | 0
2428 | 5000 | 0 | 0 | 0 | 0 | 0 | 0 | 5000 | -5000 | 0
2429 | 5000 | 0 | 0 | 0 | 0 | 0 | 0 | 5000 | -5000 | 0
2430 | 5000 | 0 | 0 | 0 | 0 | 0 | 0 | 5000 | -1373.421 | 0
2431 | 5000 | 0 | 0 | 0 | 0 | 0 | 0 | 5000 | 0 | 0
2432 | 5000 | 0 | 0 | 0 | 0 | 0 | 0 | 5000 | 0 | 0
2433 | 5000 | 0 | 0 | 0 | 0 | 0 | 0 | 5000 | 0 | 0
2434 | 5000 | 0 | 0 | 0 | 0 | 0 | 0 | 5000 | 0 | 0
2435 | 5000 | 0 | 0 | 0 | 0 | 0 | 0 | 5000 | 0 | 0
2436 | 5000 | 0 | 0 | 0 | 0 | 0 | 0 | 5000 | 0 | 0
2437 | 5000 | 0 | 0 | 0 | 0 | 0 | 0 | 5000 | 0 | 0
2438 | 5000 | 0 | 0 | 0 | 0 | 0 | 0 | 5000 | 0 | 0
2439 | 5000 | 0 | 0 | 0 | 0 | 0 | 0 | 5000 | 0 | 0
2440 | 5000 | 0 | 0 | 0 | 0 | 0 | 0 | 5000 | 0 | 0
2441 | 5000 | 0 | 0 | 0 | 0 | 0 | 0 | 5000 | 0 | 0
2442 | 5000 | 0 | 0 | 0 | 0 | 0 | 0 | 5000 | 0 | 0
2443 | 5000 | 0 | 0 | 0 | 0 | 0 | 0 | 1301.899 | 0 | 3698.101
2444 | 5000 | 0 | 0 | 0 | 0 | 0 | 0 | 0 | 0 | 5000
2445 | 5000 | 0 | 0 | 0 | 0 | 0 | 0 | 0 | 0 | 5000
2446 | 5000 | 0 | 0 | 0 | 0 | 0 | 0 | 0 | 0 | 5000
2447 | 5000 | 0 | 0 | 0 | 0 | 0 | 0 | 0 | 0 | 5000
2448 | 5000 | 0 | 0 | 0 | 0 | 0 | 0 | 5000 | 0 | 0
2449 | 5000 | 0 | 0 | 0 | 0 | 0 | 0 | 5000 | 0 | 0
2450 | 5000 | 0 | 0 | 0 | 0 | 0 | 0 | 5000 | 0 | 0
2451 | 5000 | 0 | 0 | 0 | 0 | 0 | 0 | 5000 | 0 | 0
2452 | 5000 | 0 | 0 | 0 | 0 | 0 | 0 | 5000 | 0 | 0
2453 | 5000 | 0 | 0 | 0 | 0 | 0 | 0 | 5000 | 0 | 0
2454 | 5000 | 0 | 0 | 0 | 0 | 0 | 0 | 5000 | 0 | 0
2455 | 5000 | 0 | 0 | 0 | 0 | 0 | 0 | 5000 | 0 | 0
2456 | 5000 | 0 | 0 | 0 | 0 | 0 | 0 | 5000 | 0 | 0
2457 | 5000 | 0 | 0 | 0 | 0 | 0 | 0 | 5000 | 0 | 0
2458 | 5000 | 0 | 0 | 0 | 0 | 0 | 0 | 5000 | 0 | 0
2459 | 5000 | 0 | 0 | 0 | 0 | 0 | 0 | 5000 | 0 | 0
2460 | 5000 | 0 | 0 | 0 | 0 | 0 | 0 | 5000 | 0 | 0
2461 | 5000 | 0 | 0 | 0 | 0 | 0 | 0 | 5000 | 0 | 0
2462 | 5000 | 0 | 0 | 0 | 0 | 0 | 0 | 5000 | 0 | 0
2463 | 5000 | 0 | 0 | 0 | 0 | 0 | 0 | 5000 | 0 | 0
2464 | 5000 | 0 | 0 | 0 | 0 | 0 | 0 | 5000 | 0 | 0
2465 | 5000 | 0 | 0 | 0 | 0 | 0 | 0 | 5000 | 0 | 0
2466 | 5000 | 0 | 0 | 0 | 0 | 0 | 0 | 5000 | 0 | 0
2467 | 5000 | 0 | 0 | 0 | 0 | 0 | 0 | 5000 | 0 | 0
2468 | 5000 | 0 | 0 | 0 | 0 | 0 | 0 | 5000 | 0 | 0
2469 | 5000 | 0 | 0 | 0 | 0 | 0 | 0 | 5000 | 0 | 0
2470 | 5000 | 0 | 0 | 0 | 0 | 0 | 0 | 5000 | 0 | 0
2471 | 5000 | 0 | 0 | 0 | 0 | 0 | 0 | 5000 | 0 | 0
2472 | 5000 | 0 | 0 | 0 | 0 | 0 | 0 | 5000 | 0 | 0
2473 | 5000 | 0 | 0 | 0 | 0 | 0 | 0 | 5000 | -5000 | 0
2474 | 5000 | 0 | 0 | 0 | 0 | 0 | 0 | 5000 | -5000 | 0
2475 | 5000 | 0 | 0 | 0 | 0 | 0 | 0 | 5000 | -5000 | 0
2476 | 5000 | 0 | 0 | 0 | 0 | 0 | 0 | 5000 | -5000 | 0
2477 | 5000 | 0 | 0 | 0 | 0 | 0 | 0 | 5000 | -5000 | 0
2478 | 5000 | 0 | 0 | 0 | 0 | 0 | 0 | 5000 | -1373.421 | 0
2479 | 5000 | 0 | 0 | 0 | 0 | 0 | 0 | 5000 | 0 | 0
2480 | 5000 | 0 | 0 | 0 | 0 | 0 | 0 | 5000 | 0 | 0
2481 | 5000 | 0 | 0 | 0 | 0 | 0 | 0 | 5000 | 0 | 0
2482 | 5000 | 0 | 0 | 0 | 0 | 0 | 0 | 5000 | 0 | 0
2483 | 5000 | 0 | 0 | 0 | 0 | 0 | 0 | 5000 | 0 | 0
2484 | 5000 | 0 | 0 | 0 | 0 | 0 | 0 | 5000 | 0 | 0
2485 | 5000 | 0 | 0 | 0 | 0 | 0 | 0 | 5000 | 0 | 0
2486 | 5000 | 0 | 0 | 0 | 0 | 0 | 0 | 5000 | 0 | 0
2487 | 5000 | 0 | 0 | 0 | 0 | 0 | 0 | 5000 | 0 | 0
2488 | 5000 | 0 | 0 | 0 | 0 | 0 | 0 | 5000 | 0 | 0
2489 | 5000 | 0 | 0 | 0 | 0 | 0 | 0 | 5000 | 0 | 0
2490 | 5000 | 0 | 0 | 0 | 0 | 0 | 0 | 5000 | 0 | 0
2491 | 5000 | 0 | 0 | 0 | 0 | 0 | 0 | 1301.899 | 0 | 3698.101
2492 | 5000 | 0 | 0 | 0 | 0 | 0 | 0 | 0 | 0 | 5000
2493 | 5000 | 0 | 0 | 0 | 0 | 0 | 0 | 0 | 0 | 5000
2494 | 5000 | 0 | 0 | 0 | 0 | 0 | 0 | 0 | 0 | 5000
2495 | 5000 | 0 | 0 | 0 | 0 | 0 | 0 | 0 | 0 | 5000
2496 | 5000 | 0 | 0 | 0 | 0 | 0 | 0 | 5000 | 0 | 0
2497 | 5000 | 0 | 0 | 0 | 0 | 0 | 0 | 5000 | -5000 | 0
2498 | 5000 | 0 | 0 | 0 | 0 | 0 | 0 | 5000 | -5000 | 0
2499 | 5000 | 0 | 0 | 0 | 0 | 0 | 0 | 5000 | -5000 | 0
2500 | 5000 | 0 | 0 | 0 | 0 | 0 | 0 | 5000 | -5000 | 0
2501 | 5000 | 0 | 0 | 0 | 0 | 0 | 0 | 5000 | -5000 | 0
2502 | 5000 | 0 | 0 | 0 | 0 | 0 | 0 | 5000 | -1373.421 | 0
2503 | 5000 | 0 | 0 | 0 | 0 | 0 | 0 | 5000 | 0 | 0
2504 | 5000 | 0 | 0 | 0 | 0 | 0 | 0 | 5000 | 0 | 0
2505 | 5000 | 0 | 0 | 0 | 0 | 0 | 0 | 5000 | 0 | 0
2506 | 5000 | 0 | 0 | 0 | 0 | 0 | 0 | 5000 | 0 | 0
2507 | 5000 | 0 | 0 | 0 | 0 | 0 | 0 | 5000 | 0 | 0
2508 | 5000 | 0 | 0 | 0 | 0 | 0 | 0 | 5000 | 0 | 0
2509 | 5000 | 0 | 0 | 0 | 0 | 0 | 0 | 5000 | 0 | 0
2510 | 5000 | 0 | 0 | 0 | 0 | 0 | 0 | 5000 | 0 | 0
2511 | 5000 | 0 | 0 | 0 | 0 | 0 | 0 | 5000 | 0 | 0
2512 | 5000 | 0 | 0 | 0 | 0 | 0 | 0 | 5000 | 0 | 0
2513 | 5000 | 0 | 0 | 0 | 0 | 0 | 0 | 5000 | 0 | 0
2514 | 5000 | 0 | 0 | 0 | 0 | 0 | 0 | 5000 | 0 | 0
2515 | 5000 | 0 | 0 | 0 | 0 | 0 | 0 | 1301.899 | 0 | 3698.101
2516 | 5000 | 0 | 0 | 0 | 0 | 0 | 0 | 0 | 0 | 5000
2517 | 5000 | 0 | 0 | 0 | 0 | 0 | 0 | 0 | 0 | 5000
2518 | 5000 | 0 | 0 | 0 | 0 | 0 | 0 | 0 | 0 | 5000
2519 | 5000 | 0 | 0 | 0 | 0 | 0 | 0 | 0 | 0 | 5000
2520 | 5000 | 0 | 0 | 0 | 0 | 0 | 0 | 5000 | 0 | 0
2521 | 5000 | 0 | 0 | 0 | 0 | 0 | 0 | 5000 | -5000 | 0
2522 | 5000 | 0 | 0 | 0 | 0 | 0 | 0 | 5000 | -5000 | 0
2523 | 5000 | 0 | 0 | 0 | 0 | 0 | 0 | 5000 | -5000 | 0
2524 | 5000 | 0 | 0 | 0 | 0 | 0 | 0 | 5000 | -5000 | 0
2525 | 5000 | 0 | 0 | 0 | 0 | 0 | 0 | 5000 | -5000 | 0
2526 | 5000 | 0 | 0 | 0 | 0 | 0 | 0 | 5000 | -1373.421 | 0
2527 | 5000 | 0 | 0 | 0 | 0 | 0 | 0 | 5000 | 0 | 0
2528 | 5000 | 0 | 0 | 0 | 0 | 0 | 0 | 5000 | 0 | 0
2529 | 5000 | 0 | 0 | 0 | 0 | 0 | 0 | 5000 | 0 | 0
2530 | 5000 | 0 | 0 | 0 | 0 | 0 | 0 | 5000 | 0 | 0
2531 | 5000 | 0 | 0 | 0 | 0 | 0 | 0 | 5000 | 0 | 0
2532 | 5000 | 0 | 0 | 0 | 0 | 0 | 0 | 5000 | 0 | 0
2533 | 5000 | 0 | 0 | 0 | 0 | 0 | 0 | 5000 | 0 | 0
2534 | 5000 | 0 | 0 | 0 | 0 | 0 | 0 | 5000 | 0 | 0
2535 | 5000 | 0 | 0 | 0 | 0 | 0 | 0 | 5000 | 0 | 0
2536 | 5000 | 0 | 0 | 0 | 0 | 0 | 0 | 5000 | 0 | 0
2537 | 5000 | 0 | 0 | 0 | 0 | 0 | 0 | 5000 | 0 | 0
2538 | 5000 | 0 | 0 | 0 | 0 | 0 | 0 | 5000 | 0 | 0
2539 | 5000 | 0 | 0 | 0 | 0 | 0 | 0 | 1301.899 | 0 | 3698.101
2540 | 5000 | 0 | 0 | 0 | 0 | 0 | 0 | 0 | 0 | 5000
2541 | 5000 | 0 | 0 | 0 | 0 | 0 | 0 | 0 | 0 | 5000
2542 | 5000 | 0 | 0 | 0 | 0 | 0 | 0 | 0 | 0 | 5000
2543 | 5000 | 0 | 0 | 0 | 0 | 0 | 0 | 0 | 0 | 5000
2544 | 5000 | 0 | 0 | 0 | 0 | 0 | 0 | 5000 | 0 | 0
2545 | 5000 | 0 | 0 | 0 | 0 | 0 | 0 | 5000 | -5000 | 0
2546 | 5000 | 0 | 0 | 0 | 0 | 0 | 0 | 5000 | -5000 | 0
2547 | 5000 | 0 | 0 | 0 | 0 | 0 | 0 | 5000 | -5000 | 0
2548 | 5000 | 0 | 0 | 0 | 0 | 0 | 0 | 5000 | -5000 | 0
2549 | 5000 | 0 | 0 | 0 | 0 | 0 | 0 | 5000 | -5000 | 0
2550 | 5000 | 0 | 0 | 0 | 0 | 0 | 0 | 5000 | -1373.421 | 0
2551 | 5000 | 0 | 0 | 0 | 0 | 0 | 0 | 5000 | 0 | 0
2552 | 5000 | 0 | 0 | 0 | 0 | 0 | 0 | 5000 | 0 | 0
2553 | 5000 | 0 | 0 | 0 | 0 | 0 | 0 | 5000 | 0 | 0
2554 | 5000 | 0 | 0 | 0 | 0 | 0 | 0 | 5000 | 0 | 0
2555 | 5000 | 0 | 0 | 0 | 0 | 0 | 0 | 5000 | 0 | 0
2556 | 5000 | 0 | 0 | 0 | 0 | 0 | 0 | 5000 | 0 | 0
2557 | 5000 | 0 | 0 | 0 | 0 | 0 | 0 | 5000 | 0 | 0
2558 | 5000 | 0 | 0 | 0 | 0 | 0 | 0 | 5000 | 0 | 0
2559 | 5000 | 0 | 0 | 0 | 0 | 0 | 0 | 5000 | 0 | 0
2560 | 5000 | 0 | 0 | 0 | 0 | 0 | 0 | 5000 | 0 | 0
2561 | 5000 | 0 | 0 | 0 | 0 | 0 | 0 | 5000 | 0 | 0
2562 | 5000 | 0 | 0 | 0 | 0 | 0 | 0 | 5000 | 0 | 0
2563 | 5000 | 0 | 0 | 0 | 0 | 0 | 0 | 1301.899 | 0 | 3698.101
2564 | 5000 | 0 | 0 | 0 | 0 | 0 | 0 | 0 | 0 | 5000
2565 | 5000 | 0 | 0 | 0 | 0 | 0 | 0 | 0 | 0 | 5000
2566 | 5000 | 0 | 0 | 0 | 0 | 0 | 0 | 0 | 0 | 5000
2567 | 5000 | 0 | 0 | 0 | 0 | 0 | 0 | 0 | 0 | 5000
2568 | 5000 | 0 | 0 | 0 | 0 | 0 | 0 | 5000 | 0 | 0
2569 | 5000 | 0 | 0 | 0 | 0 | 0 | 0 | 5000 | -5000 | 0
2570 | 5000 | 0 | 0 | 0 | 0 | 0 | 0 | 5000 | -5000 | 0
2571 | 5000 | 0 | 0 | 0 | 0 | 0 | 0 | 5000 | -5000 | 0
2572 | 5000 | 0 | 0 | 0 | 0 | 0 | 0 | 5000 | -5000 | 0
2573 | 5000 | 0 | 0 | 0 | 0 | 0 | 0 | 5000 | -5000 | 0
2574 | 5000 | 0 | 0 | 0 | 0 | 0 | 0 | 5000 | -1373.421 | 0
2575 | 5000 | 0 | 0 | 0 | 0 | 0 | 0 | 5000 | 0 | 0
2576 | 5000 | 0 | 0 | 0 | 0 | 0 | 0 | 5000 | 0 | 0
2577 | 5000 | 0 | 0 | 0 | 0 | 0 | 0 | 5000 | 0 | 0
2578 | 5000 | 0 | 0 | 0 | 0 | 0 | 0 | 5000 | 0 | 0
2579 | 5000 | 0 | 0 | 0 | 0 | 0 | 0 | 5000 | 0 | 0
2580 | 5000 | 0 | 0 | 0 | 0 | 0 | 0 | 5000 | 0 | 0
2581 | 5000 | 0 | 0 | 0 | 0 | 0 | 0 | 5000 | 0 | 0
2582 | 5000 | 0 | 0 | 0 | 0 | 0 | 0 | 5000 | 0 | 0
2583 | 5000 | 0 | 0 | 0 | 0 | 0 | 0 | 5000 | 0 | 0
2584 | 5000 | 0 | 0 | 0 | 0 | 0 | 0 | 5000 | 0 | 0
2585 | 5000 | 0 | 0 | 0 | 0 | 0 | 0 | 5000 | 0 | 0
2586 | 5000 | 0 | 0 | 0 | 0 | 0 | 0 | 5000 | 0 | 0
2587 | 5000 | 0 | 0 | 0 | 0 | 0 | 0 | 1301.899 | 0 | 3698.101
2588 | 5000 | 0 | 0 | 0 | 0 | 0 | 0 | 0 | 0 | 5000
2589 | 5000 | 0 | 0 | 0 | 0 | 0 | 0 | 0 | 0 | 5000
2590 | 5000 | 0 | 0 | 0 | 0 | 0 | 0 | 0 | 0 | 5000
2591 | 5000 | 0 | 0 | 0 | 0 | 0 | 0 | 0 | 0 | 5000
2592 | 5000 | 0 | 0 | 0 | 0 | 0 | 0 | 5000 | 0 | 0
2593 | 5000 | 0 | 0 | 0 | 0 | 0 | 0 | 5000 | -5000 | 0
2594 | 5000 | 0 | 0 | 0 | 0 | 0 | 0 | 5000 | -5000 | 0
2595 | 5000 | 0 | 0 | 0 | 0 | 0 | 0 | 5000 | -5000 | 0
2596 | 5000 | 0 | 0 | 0 | 0 | 0 | 0 | 5000 | -5000 | 0
2597 | 5000 | 0 | 0 | 0 | 0 | 0 | 0 | 5000 | -5000 | 0
2598 | 5000 | 0 | 0 | 0 | 0 | 0 | 0 | 5000 | -1373.421 | 0
2599 | 5000 | 0 | 0 | 0 | 0 | 0 | 0 | 5000 | 0 | 0
2600 | 5000 | 0 | 0 | 0 | 0 | 0 | 0 | 5000 | 0 | 0
2601 | 5000 | 0 | 0 | 0 | 0 | 0 | 0 | 5000 | 0 | 0
2602 | 5000 | 0 | 0 | 0 | 0 | 0 | 0 | 5000 | 0 | 0
2603 | 5000 | 0 | 0 | 0 | 0 | 0 | 0 | 5000 | 0 | 0
2604 | 5000 | 0 | 0 | 0 | 0 | 0 | 0 | 5000 | 0 | 0
2605 | 5000 | 0 | 0 | 0 | 0 | 0 | 0 | 5000 | 0 | 0
2606 | 5000 | 0 | 0 | 0 | 0 | 0 | 0 | 5000 | 0 | 0
2607 | 5000 | 0 | 0 | 0 | 0 | 0 | 0 | 5000 | 0 | 0
2608 | 5000 | 0 | 0 | 0 | 0 | 0 | 0 | 5000 | 0 | 0
2609 | 5000 | 0 | 0 | 0 | 0 | 0 | 0 | 5000 | 0 | 0
2610 | 5000 | 0 | 0 | 0 | 0 | 0 | 0 | 5000 | 0 | 0
2611 | 5000 | 0 | 0 | 0 | 0 | 0 | 0 | 1301.899 | 0 | 3698.101
2612 | 5000 | 0 | 0 | 0 | 0 | 0 | 0 | 0 | 0 | 5000
2613 | 5000 | 0 | 0 | 0 | 0 | 0 | 0 | 0 | 0 | 5000
2614 | 5000 | 0 | 0 | 0 | 0 | 0 | 0 | 0 | 0 | 5000
2615 | 5000 | 0 | 0 | 0 | 0 | 0 | 0 | 0 | 0 | 5000
2616 | 5000 | 0 | 0 | 0 | 0 | 0 | 0 | 5000 | 0 | 0
2617 | 5000 | 0 | 0 | 0 | 0 | 0 | 0 | 5000 | 0 | 0
2618 | 5000 | 0 | 0 | 0 | 0 | 0 | 0 | 5000 | 0 | 0
2619 | 5000 | 0 | 0 | 0 | 0 | 0 | 0 | 5000 | 0 | 0
2620 | 5000 | 0 | 0 | 0 | 0 | 0 | 0 | 5000 | 0 | 0
2621 | 5000 | 0 | 0 | 0 | 0 | 0 | 0 | 5000 | 0 | 0
2622 | 5000 | 0 | 0 | 0 | 0 | 0 | 0 | 5000 | 0 | 0
2623 | 5000 | 0 | 0 | 0 | 0 | 0 | 0 | 5000 | 0 | 0
2624 | 5000 | 0 | 0 | 0 | 0 | 0 | 0 | 5000 | 0 | 0
2625 | 5000 | 0 | 0 | 0 | 0 | 0 | 0 | 5000 | 0 | 0
2626 | 5000 | 0 | 0 | 0 | 0 | 0 | 0 | 5000 | 0 | 0
2627 | 5000 | 0 | 0 | 0 | 0 | 0 | 0 | 5000 | 0 | 0
2628 | 5000 | 0 | 0 | 0 | 0 | 0 | 0 | 5000 | 0 | 0
2629 | 5000 | 0 | 0 | 0 | 0 | 0 | 0 | 5000 | 0 | 0
2630 | 5000 | 0 | 0 | 0 | 0 | 0 | 0 | 5000 | 0 | 0
2631 | 5000 | 0 | 0 | 0 | 0 | 0 | 0 | 5000 | 0 | 0
2632 | 5000 | 0 | 0 | 0 | 0 | 0 | 0 | 5000 | 0 | 0
2633 | 5000 | 0 | 0 | 0 | 0 | 0 | 0 | 5000 | 0 | 0
2634 | 5000 | 0 | 0 | 0 | 0 | 0 | 0 | 5000 | 0 | 0
2635 | 5000 | 0 | 0 | 0 | 0 | 0 | 0 | 5000 | 0 | 0
2636 | 5000 | 0 | 0 | 0 | 0 | 0 | 0 | 5000 | 0 | 0
2637 | 5000 | 0 | 0 | 0 | 0 | 0 | 0 | 5000 | 0 | 0
2638 | 5000 | 0 | 0 | 0 | 0 | 0 | 0 | 5000 | 0 | 0
2639 | 5000 | 0 | 0 | 0 | 0 | 0 | 0 | 5000 | 0 | 0
2640 | 5000 | 0 | 0 | 0 | 0 | 0 | 0 | 5000 | 0 | 0
2641 | 5000 | 0 | 0 | 0 | 0 | 0 | 0 | 5000 | -5000 | 0
2642 | 5000 | 0 | 0 | 0 | 0 | 0 | 0 | 5000 | -5000 | 0
2643 | 5000 | 0 | 0 | 0 | 0 | 0 | 0 | 5000 | -5000 | 0
2644 | 5000 | 0 | 0 | 0 | 0 | 0 | 0 | 5000 | -5000 | 0
2645 | 5000 | 0 | 0 | 0 | 0 | 0 | 0 | 5000 | -5000 | 0
2646 | 5000 | 0 | 0 | 0 | 0 | 0 | 0 | 5000 | -1373.421 | 0
2647 | 5000 | 0 | 0 | 0 | 0 | 0 | 0 | 5000 | 0 | 0
2648 | 5000 | 0 | 0 | 0 | 0 | 0 | 0 | 5000 | 0 | 0
2649 | 5000 | 0 | 0 | 0 | 0 | 0 | 0 | 5000 | 0 | 0
2650 | 5000 | 0 | 0 | 0 | 0 | 0 | 0 | 5000 | 0 | 0
2651 | 5000 | 0 | 0 | 0 | 0 | 0 | 0 | 5000 | 0 | 0
2652 | 5000 | 0 | 0 | 0 | 0 | 0 | 0 | 5000 | 0 | 0
2653 | 5000 | 0 | 0 | 0 | 0 | 0 | 0 | 5000 | 0 | 0
2654 | 5000 | 0 | 0 | 0 | 0 | 0 | 0 | 5000 | 0 | 0
2655 | 5000 | 0 | 0 | 0 | 0 | 0 | 0 | 5000 | 0 | 0
2656 | 5000 | 0 | 0 | 0 | 0 | 0 | 0 | 5000 | 0 | 0
2657 | 5000 | 0 | 0 | 0 | 0 | 0 | 0 | 5000 | 0 | 0
2658 | 5000 | 0 | 0 | 0 | 0 | 0 | 0 | 5000 | 0 | 0
2659 | 5000 | 0 | 0 | 0 | 0 | 0 | 0 | 1301.899 | 0 | 3698.101
2660 | 5000 | 0 | 0 | 0 | 0 | 0 | 0 | 0 | 0 | 5000
2661 | 5000 | 0 | 0 | 0 | 0 | 0 | 0 | 0 | 0 | 5000
2662 | 5000 | 0 | 0 | 0 | 0 | 0 | 0 | 0 | 0 | 5000
2663 | 5000 | 0 | 0 | 0 | 0 | 0 | 0 | 0 | 0 | 5000
2664 | 5000 | 0 | 0 | 0 | 0 | 0 | 0 | 5000 | 0 | 0
2665 | 5000 | 0 | 0 | 0 | 0 | 0 | 0 | 5000 | -5000 | 0
2666 | 5000 | 0 | 0 | 0 | 0 | 0 | 0 | 5000 | -5000 | 0
2667 | 5000 | 0 | 0 | 0 | 0 | 0 | 0 | 5000 | -5000 | 0
2668 | 5000 | 0 | 0 | 0 | 0 | 0 | 0 | 5000 | -5000 | 0
2669 | 5000 | 0 | 0 | 0 | 0 | 0 | 0 | 5000 | -5000 | 0
2670 | 5000 | 0 | 0 | 0 | 0 | 0 | 0 | 5000 | -1373.421 | 0
2671 | 5000 | 0 | 0 | 0 | 0 | 0 | 0 | 5000 | 0 | 0
2672 | 5000 | 0 | 0 | 0 | 0 | 0 | 0 | 5000 | 0 | 0
2673 | 5000 | 0 | 0 | 0 | 0 | 0 | 0 | 5000 | 0 | 0
2674 | 5000 | 0 | 0 | 0 | 0 | 0 | 0 | 5000 | 0 | 0
2675 | 5000 | 0 | 0 | 0 | 0 | 0 | 0 | 5000 | 0 | 0
2676 | 5000 | 0 | 0 | 0 | 0 | 0 | 0 | 5000 | 0 | 0
2677 | 5000 | 0 | 0 | 0 | 0 | 0 | 0 | 5000 | 0 | 0
2678 | 5000 | 0 | 0 | 0 | 0 | 0 | 0 | 5000 | 0 | 0
2679 | 5000 | 0 | 0 | 0 | 0 | 0 | 0 | 5000 | 0 | 0
2680 | 5000 | 0 | 0 | 0 | 0 | 0 | 0 | 5000 | 0 | 0
2681 | 5000 | 0 | 0 | 0 | 0 | 0 | 0 | 5000 | 0 | 0
2682 | 5000 | 0 | 0 | 0 | 0 | 0 | 0 | 5000 | 0 | 0
2683 | 5000 | 0 | 0 | 0 | 0 | 0 | 0 | 1301.899 | 0 | 3698.101
2684 | 5000 | 0 | 0 | 0 | 0 | 0 | 0 | 0 | 0 | 5000
2685 | 5000 | 0 | 0 | 0 | 0 | 0 | 0 | 0 | 0 | 5000
2686 | 5000 | 0 | 0 | 0 | 0 | 0 | 0 | 0 | 0 | 5000
2687 | 5000 | 0 | 0 | 0 | 0 | 0 | 0 | 0 | 0 | 5000
2688 | 5000 | 0 | 0 | 0 | 0 | 0 | 0 | 5000 | 0 | 0
2689 | 5000 | 0 | 0 | 0 | 0 | 0 | 0 | 5000 | -5000 | 0
2690 | 5000 | 0 | 0 | 0 | 0 | 0 | 0 | 5000 | -5000 | 0
2691 | 5000 | 0 | 0 | 0 | 0 | 0 | 0 | 5000 | -5000 | 0
2692 | 5000 | 0 | 0 | 0 | 0 | 0 | 0 | 5000 | -5000 | 0
2693 | 5000 | 0 | 0 | 0 | 0 | 0 | 0 | 5000 | -5000 | 0
2694 | 5000 | 0 | 0 | 0 | 0 | 0 | 0 | 5000 | -1373.421 | 0
2695 | 5000 | 0 | 0 | 0 | 0 | 0 | 0 | 5000 | 0 | 0
2696 | 5000 | 0 | 0 | 0 | 0 | 0 | 0 | 5000 | 0 | 0
2697 | 5000 | 0 | 0 | 0 | 0 | 0 | 0 | 5000 | 0 | 0
2698 | 5000 | 0 | 0 | 0 | 0 | 0 | 0 | 5000 | 0 | 0
2699 | 5000 | 0 | 0 | 0 | 0 | 0 | 0 | 5000 | 0 | 0
2700 | 5000 | 0 | 0 | 0 | 0 | 0 | 0 | 5000 | 0 | 0
2701 | 5000 | 0 | 0 | 0 | 0 | 0 | 0 | 5000 | 0 | 0
2702 | 5000 | 0 | 0 | 0 | 0 | 0 | 0 | 5000 | 0 | 0
2703 | 5000 | 0 | 0 | 0 | 0 | 0 | 0 | 5000 | 0 | 0
2704 | 5000 | 0 | 0 | 0 | 0 | 0 | 0 | 5000 | 0 | 0
2705 | 5000 | 0 | 0 | 0 | 0 | 0 | 0 | 5000 | 0 | 0
2706 | 5000 | 0 | 0 | 0 | 0 | 0 | 0 | 5000 | 0 | 0
2707 | 5000 | 0 | 0 | 0 | 0 | 0 | 0 | 1301.899 | 0 | 3698.101
2708 | 5000 | 0 | 0 | 0 | 0 | 0 | 0 | 0 | 0 | 5000
2709 | 5000 | 0 | 0 | 0 | 0 | 0 | 0 | 0 | 0 | 5000
2710 | 5000 | 0 | 0 | 0 | 0 | 0 | 0 | 0 | 0 | 5000
2711 | 5000 | 0 | 0 | 0 | 0 | 0 | 0 | 0 | 0 | 5000
2712 | 5000 | 0 | 0 | 0 | 0 | 0 | 0 | 5000 | 0 | 0
2713 | 5000 | 0 | 0 | 0 | 0 | 0 | 0 | 5000 | -5000 | 0
2714 | 5000 | 0 | 0 | 0 | 0 | 0 | 0 | 5000 | -5000 | 0
2715 | 5000 | 0 | 0 | 0 | 0 | 0 | 0 | 5000 | -5000 | 0
2716 | 5000 | 0 | 0 | 0 | 0 | 0 | 0 | 5000 | -5000 | 0
2717 | 5000 | 0 | 0 | 0 | 0 | 0 | 0 | 5000 | -5000 | 0
2718 | 5000 | 0 | 0 | 0 | 0 | 0 | 0 | 5000 | -1373.421 | 0
2719 | 5000 | 0 | 0 | 0 | 0 | 0 | 0 | 5000 | 0 | 0
2720 | 5000 | 0 | 0 | 0 | 0 | 0 | 0 | 5000 | 0 | 0
2721 | 5000 | 0 | 0 | 0 | 0 | 0 | 0 | 5000 | 0 | 0
2722 | 5000 | 0 | 0 | 0 | 0 | 0 | 0 | 5000 | 0 | 0
2723 | 5000 | 0 | 0 | 0 | 0 | 0 | 0 | 5000 | 0 | 0
2724 | 5000 | 0 | 0 | 0 | 0 | 0 | 0 | 5000 | 0 | 0
2725 | 5000 | 0 | 0 | 0 | 0 | 0 | 0 | 5000 | 0 | 0
2726 | 5000 | 0 | 0 | 0 | 0 | 0 | 0 | 5000 | 0 | 0
2727 | 5000 | 0 | 0 | 0 | 0 | 0 | 0 | 5000 | 0 | 0
2728 | 5000 | 0 | 0 | 0 | 0 | 0 | 0 | 5000 | 0 | 0
2729 | 5000 | 0 | 0 | 0 | 0 | 0 | 0 | 5000 | 0 | 0
2730 | 5000 | 0 | 0 | 0 | 0 | 0 | 0 | 5000 | 0 | 0
2731 | 5000 | 0 | 0 | 0 | 0 | 0 | 0 | 1301.899 | 0 | 3698.101
2732 | 5000 | 0 | 0 | 0 | 0 | 0 | 0 | 0 | 0 | 5000
2733 | 5000 | 0 | 0 | 0 | 0 | 0 | 0 | 0 | 0 | 5000
2734 | 5000 | 0 | 0 | 0 | 0 | 0 | 0 | 0 | 0 | 5000
2735 | 5000 | 0 | 0 | 0 | 0 | 0 | 0 | 0 | 0 | 5000
2736 | 5000 | 0 | 0 | 0 | 0 | 0 | 0 | 5000 | 0 | 0
2737 | 5000 | 0 | 0 | 0 | 0 | 0 | 0 | 5000 | -5000 | 0
2738 | 5000 | 0 | 0 | 0 | 0 | 0 | 0 | 5000 | -5000 | 0
2739 | 5000 | 0 | 0 | 0 | 0 | 0 | 0 | 5000 | -5000 | 0
2740 | 5000 | 0 | 0 | 0 | 0 | 0 | 0 | 5000 | -5000 | 0
2741 | 5000 | 0 | 0 | 0 | 0 | 0 | 0 | 5000 | -5000 | 0
2742 | 5000 | 0 | 0 | 0 | 0 | 0 | 0 | 5000 | -1373.421 | 0
2743 | 5000 | 0 | 0 | 0 | 0 | 0 | 0 | 5000 | 0 | 0
2744 | 5000 | 0 | 0 | 0 | 0 | 0 | 0 | 5000 | 0 | 0
2745 | 5000 | 0 | 0 | 0 | 0 | 0 | 0 | 5000 | 0 | 0
2746 | 5000 | 0 | 0 | 0 | 0 | 0 | 0 | 5000 | 0 | 0
2747 | 5000 | 0 | 0 | 0 | 0 | 0 | 0 | 5000 | 0 | 0
2748 | 5000 | 0 | 0 | 0 | 0 | 0 | 0 | 5000 | 0 | 0
2749 | 5000 | 0 | 0 | 0 | 0 | 0 | 0 | 5000 | 0 | 0
2750 | 5000 | 0 | 0 | 0 | 0 | 0 | 0 | 5000 | 0 | 0
2751 | 5000 | 0 | 0 | 0 | 0 | 0 | 0 | 5000 | 0 | 0
2752 | 5000 | 0 | 0 | 0 | 0 | 0 | 0 | 5000 | 0 | 0
2753 | 5000 | 0 | 0 | 0 | 0 | 0 | 0 | 5000 | 0 | 0
2754 | 5000 | 0 | 0 | 0 | 0 | 0 | 0 | 5000 | 0 | 0
2755 | 5000 | 0 | 0 | 0 | 0 | 0 | 0 | 1301.899 | 0 | 3698.101
2756 | 5000 | 0 | 0 | 0 | 0 | 0 | 0 | 0 | 0 | 5000
2757 | 5000 | 0 | 0 | 0 | 0 | 0 | 0 | 0 | 0 | 5000
2758 | 5000 | 0 | 0 | 0 | 0 | 0 | 0 | 0 | 0 | 5000
2759 | 5000 | 0 | 0 | 0 | 0 | 0 | 0 | 0 | 0 | 5000
2760 | 5000 | 0 | 0 | 0 | 0 | 0 | 0 | 5000 | 0 | 0
2761 | 5000 | 0 | 0 | 0 | 0 | 0 | 0 | 5000 | -5000 | 0
2762 | 5000 | 0 | 0 | 0 | 0 | 0 | 0 | 5000 | -5000 | 0
2763 | 5000 | 0 | 0 | 0 | 0 | 0 | 0 | 5000 | -5000 | 0
2764 | 5000 | 0 | 0 | 0 | 0 | 0 | 0 | 5000 | -5000 | 0
2765 | 5000 | 0 | 0 | 0 | 0 | 0 | 0 | 5000 | -5000 | 0
2766 | 5000 | 0 | 0 | 0 | 0 | 0 | 0 | 5000 | -1373.421 | 0
2767 | 5000 | 0 | 0 | 0 | 0 | 0 | 0 | 5000 | 0 | 0
2768 | 5000 | 0 | 0 | 0 | 0 | 0 | 0 | 5000 | 0 | 0
2769 | 5000 | 0 | 0 | 0 | 0 | 0 | 0 | 5000 | 0 | 0
2770 | 5000 | 0 | 0 | 0 | 0 | 0 | 0 | 5000 | 0 | 0
2771 | 5000 | 0 | 0 | 0 | 0 | 0 | 0 | 5000 | 0 | 0
2772 | 5000 | 0 | 0 | 0 | 0 | 0 | 0 | 5000 | 0 | 0
2773 | 5000 | 0 | 0 | 0 | 0 | 0 | 0 | 5000 | 0 | 0
2774 | 5000 | 0 | 0 | 0 | 0 | 0 | 0 | 5000 | 0 | 0
2775 | 5000 | 0 | 0 | 0 | 0 | 0 | 0 | 5000 | 0 | 0
2776 | 5000 | 0 | 0 | 0 | 0 | 0 | 0 | 5000 | 0 | 0
2777 | 5000 | 0 | 0 | 0 | 0 | 0 | 0 | 5000 | 0 | 0
2778 | 5000 | 0 | 0 | 0 | 0 | 0 | 0 | 5000 | 0 | 0
2779 | 5000 | 0 | 0 | 0 | 0 | 0 | 0 | 1301.899 | 0 | 3698.101
2780 | 5000 | 0 | 0 | 0 | 0 | 0 | 0 | 0 | 0 | 5000
2781 | 5000 | 0 | 0 | 0 | 0 | 0 | 0 | 0 | 0 | 5000
2782 | 5000 | 0 | 0 | 0 | 0 | 0 | 0 | 0 | 0 | 5000
2783 | 5000 | 0 | 0 | 0 | 0 | 0 | 0 | 0 | 0 | 5000
2784 | 5000 | 0 | 0 | 0 | 0 | 0 | 0 | 5000 | 0 | 0
2785 | 5000 | 0 | 0 | 0 | 0 | 0 | 0 | 5000 | 0 | 0
2786 | 5000 | 0 | 0 | 0 | 0 | 0 | 0 | 5000 | 0 | 0
2787 | 5000 | 0 | 0 | 0 | 0 | 0 | 0 | 5000 | 0 | 0
2788 | 5000 | 0 | 0 | 0 | 0 | 0 | 0 | 5000 | 0 | 0
2789 | 5000 | 0 | 0 | 0 | 0 | 0 | 0 | 5000 | 0 | 0
2790 | 5000 | 0 | 0 | 0 | 0 | 0 | 0 | 5000 | 0 | 0
2791 | 5000 | 0 | 0 | 0 | 0 | 0 | 0 | 5000 | 0 | 0
2792 | 5000 | 0 | 0 | 0 | 0 | 0 | 0 | 5000 | 0 | 0
2793 | 5000 | 0 | 0 | 0 | 0 | 0 | 0 | 5000 | 0 | 0
2794 | 5000 | 0 | 0 | 0 | 0 | 0 | 0 | 5000 | 0 | 0
2795 | 5000 | 0 | 0 | 0 | 0 | 0 | 0 | 5000 | 0 | 0
2796 | 5000 | 0 | 0 | 0 | 0 | 0 | 0 | 5000 | 0 | 0
2797 | 5000 | 0 | 0 | 0 | 0 | 0 | 0 | 5000 | 0 | 0
2798 | 5000 | 0 | 0 | 0 | 0 | 0 | 0 | 5000 | 0 | 0
2799 | 5000 | 0 | 0 | 0 | 0 | 0 | 0 | 5000 | 0 | 0
2800 | 5000 | 0 | 0 | 0 | 0 | 0 | 0 | 5000 | 0 | 0
2801 | 5000 | 0 | 0 | 0 | 0 | 0 | 0 | 5000 | 0 | 0
2802 | 5000 | 0 | 0 | 0 | 0 | 0 | 0 | 5000 | 0 | 0
2803 | 5000 | 0 | 0 | 0 | 0 | 0 | 0 | 5000 | 0 | 0
2804 | 5000 | 0 | 0 | 0 | 0 | 0 | 0 | 5000 | 0 | 0
2805 | 5000 | 0 | 0 | 0 | 0 | 0 | 0 | 5000 | 0 | 0
2806 | 5000 | 0 | 0 | 0 | 0 | 0 | 0 | 5000 | 0 | 0
2807 | 5000 | 0 | 0 | 0 | 0 | 0 | 0 | 5000 | 0 | 0
2808 | 5000 | 0 | 0 | 0 | 0 | 0 | 0 | 5000 | 0 | 0
2809 | 5000 | 0 | 0 | 0 | 0 | 0 | 0 | 5000 | -5000 | 0
2810 | 5000 | 0 | 0 | 0 | 0 | 0 | 0 | 5000 | -5000 | 0
2811 | 5000 | 0 | 0 | 0 | 0 | 0 | 0 | 5000 | -5000 | 0
2812 | 5000 | 0 | 0 | 0 | 0 | 0 | 0 | 5000 | -5000 | 0
2813 | 5000 | 0 | 0 | 0 | 0 | 0 | 0 | 5000 | -5000 | 0
2814 | 5000 | 0 | 0 | 0 | 0 | 0 | 0 | 5000 | -1373.421 | 0
2815 | 5000 | 0 | 0 | 0 | 0 | 0 | 0 | 5000 | 0 | 0
2816 | 5000 | 0 | 0 | 0 | 0 | 0 | 0 | 5000 | 0 | 0
2817 | 5000 | 0 | 0 | 0 | 0 | 0 | 0 | 5000 | 0 | 0
2818 | 5000 | 0 | 0 | 0 | 0 | 0 | 0 | 5000 | 0 | 0
2819 | 5000 | 0 | 0 | 0 | 0 | 0 | 0 | 5000 | 0 | 0
2820 | 5000 | 0 | 0 | 0 | 0 | 0 | 0 | 5000 | 0 | 0
2821 | 5000 | 0 | 0 | 0 | 0 | 0 | 0 | 5000 | 0 | 0
2822 | 5000 | 0 | 0 | 0 | 0 | 0 | 0 | 5000 | 0 | 0
2823 | 5000 | 0 | 0 | 0 | 0 | 0 | 0 | 5000 | 0 | 0
2824 | 5000 | 0 | 0 | 0 | 0 | 0 | 0 | 5000 | 0 | 0
2825 | 5000 | 0 | 0 | 0 | 0 | 0 | 0 | 5000 | 0 | 0
2826 | 5000 | 0 | 0 | 0 | 0 | 0 | 0 | 5000 | 0 | 0
2827 | 5000 | 0 | 0 | 0 | 0 | 0 | 0 | 1301.899 | 0 | 3698.101
2828 | 5000 | 0 | 0 | 0 | 0 | 0 | 0 | 0 | 0 | 5000
2829 | 5000 | 0 | 0 | 0 | 0 | 0 | 0 | 0 | 0 | 5000
2830 | 5000 | 0 | 0 | 0 | 0 | 0 | 0 | 0 | 0 | 5000
2831 | 5000 | 0 | 0 | 0 | 0 | 0 | 0 | 0 | 0 | 5000
2832 | 5000 | 0 | 0 | 0 | 0 | 0 | 0 | 5000 | 0 | 0
2833 | 5000 | 0 | 0 | 0 | 0 | 0 | 0 | 5000 | -5000 | 0
2834 | 5000 | 0 | 0 | 0 | 0 | 0 | 0 | 5000 | -5000 | 0
2835 | 5000 | 0 | 0 | 0 | 0 | 0 | 0 | 5000 | -5000 | 0
2836 | 5000 | 0 | 0 | 0 | 0 | 0 | 0 | 5000 | -5000 | 0
2837 | 5000 | 0 | 0 | 0 | 0 | 0 | 0 | 5000 | -5000 | 0
2838 | 5000 | 0 | 0 | 0 | 0 | 0 | 0 | 5000 | -1373.421 | 0
2839 | 5000 | 0 | 0 | 0 | 0 | 0 | 0 | 5000 | 0 | 0
2840 | 5000 | 0 | 0 | 0 | 0 | 0 | 0 | 5000 | 0 | 0
2841 | 5000 | 0 | 0 | 0 | 0 | 0 | 0 | 5000 | 0 | 0
2842 | 5000 | 0 | 0 | 0 | 0 | 0 | 0 | 5000 | 0 | 0
2843 | 5000 | 0 | 0 | 0 | 0 | 0 | 0 | 5000 | 0 | 0
2844 | 5000 | 0 | 0 | 0 | 0 | 0 | 0 | 5000 | 0 | 0
2845 | 5000 | 0 | 0 | 0 | 0 | 0 | 0 | 5000 | 0 | 0
2846 | 5000 | 0 | 0 | 0 | 0 | 0 | 0 | 5000 | 0 | 0
2847 | 5000 | 0 | 0 | 0 | 0 | 0 | 0 | 5000 | 0 | 0
2848 | 5000 | 0 | 0 | 0 | 0 | 0 | 0 | 5000 | 0 | 0
2849 | 5000 | 0 | 0 | 0 | 0 | 0 | 0 | 5000 | 0 | 0
2850 | 5000 | 0 | 0 | 0 | 0 | 0 | 0 | 5000 | 0 | 0
2851 | 5000 | 0 | 0 | 0 | 0 | 0 | 0 | 1301.899 | 0 | 3698.101
2852 | 5000 | 0 | 0 | 0 | 0 | 0 | 0 | 0 | 0 | 5000
2853 | 5000 | 0 | 0 | 0 | 0 | 0 | 0 | 0 | 0 | 5000
2854 | 5000 | 0 | 0 | 0 | 0 | 0 | 0 | 0 | 0 | 5000
2855 | 5000 | 0 | 0 | 0 | 0 | 0 | 0 | 0 | 0 | 5000
2856 | 5000 | 0 | 0 | 0 | 0 | 0 | 0 | 5000 | 0 | 0
2857 | 5000 | 0 | 0 | 0 | 0 | 0 | 0 | 5000 | -5000 | 0
2858 | 5000 | 0 | 0 | 0 | 0 | 0 | 0 | 5000 | -5000 | 0
2859 | 5000 | 0 | 0 | 0 | 0 | 0 | 0 | 5000 | -5000 | 0
2860 | 5000 | 0 | 0 | 0 | 0 | 0 | 0 | 5000 | -5000 | 0
2861 | 5000 | 0 | 0 | 0 | 0 | 0 | 0 | 5000 | -5000 | 0
2862 | 5000 | 0 | 0 | 0 | 0 | 0 | 0 | 5000 | -1373.421 | 0
2863 | 5000 | 0 | 0 | 0 | 0 | 0 | 0 | 5000 | 0 | 0
2864 | 5000 | 0 | 0 | 0 | 0 | 0 | 0 | 5000 | 0 | 0
2865 | 5000 | 0 | 0 | 0 | 0 | 0 | 0 | 5000 | 0 | 0
2866 | 5000 | 0 | 0 | 0 | 0 | 0 | 0 | 5000 | 0 | 0
2867 | 5000 | 0 | 0 | 0 | 0 | 0 | 0 | 5000 | 0 | 0
2868 | 5000 | 0 | 0 | 0 | 0 | 0 | 0 | 5000 | 0 | 0
2869 | 5000 | 0 | 0 | 0 | 0 | 0 | 0 | 5000 | 0 | 0
2870 | 5000 | 0 | 0 | 0 | 0 | 0 | 0 | 5000 | 0 | 0
2871 | 5000 | 0 | 0 | 0 | 0 | 0 | 0 | 5000 | 0 | 0
2872 | 5000 | 0 | 0 | 0 | 0 | 0 | 0 | 5000 | 0 | 0
2873 | 5000 | 0 | 0 | 0 | 0 | 0 | 0 | 5000 | 0 | 0
2874 | 5000 | 0 | 0 | 0 | 0 | 0 | 0 | 5000 | 0 | 0
2875 | 5000 | 0 | 0 | 0 | 0 | 0 | 0 | 1301.899 | 0 | 3698.101
2876 | 5000 | 0 | 0 | 0 | 0 | 0 | 0 | 0 | 0 | 5000
2877 | 5000 | 0 | 0 | 0 | 0 | 0 | 0 | 0 | 0 | 5000
2878 | 5000 | 0 | 0 | 0 | 0 | 0 | 0 | 0 | 0 | 5000
2879 | 5000 | 0 | 0 | 0 | 0 | 0 | 0 | 0 | 0 | 5000
2880 | 5000 | 0 | 0 | 0 | 0 | 0 | 0 | 5000 | 0 | 0
2881 | 5000 | 0 | 0 | 0 | 0 | 0 | 0 | 5000 | -5000 | 0
2882 | 5000 | 0 | 0 | 0 | 0 | 0 | 0 | 5000 | -5000 | 0
2883 | 5000 | 0 | 0 | 0 | 0 | 0 | 0 | 5000 | -5000 | 0
2884 | 5000 | 0 | 0 | 0 | 0 | 0 | 0 | 5000 | -5000 | 0
2885 | 5000 | 0 | 0 | 0 | 0 | 0 | 0 | 5000 | -5000 | 0
2886 | 5000 | 0 | 0 | 0 | 0 | 0 | 0 | 5000 | -1373.421 | 0
2887 | 5000 | 0 | 0 | 0 | 0 | 0 | 0 | 5000 | 0 | 0
2888 | 5000 | 0 | 0 | 0 | 0 | 0 | 0 | 5000 | 0 | 0
2889 | 5000 | 0 | 0 | 0 | 0 | 0 | 0 | 5000 | 0 | 0
2890 | 5000 | 0 | 0 | 0 | 0 | 0 | 0 | 5000 | 0 | 0
2891 | 5000 | 0 | 0 | 0 | 0 | 0 | 0 | 5000 | 0 | 0
2892 | 5000 | 0 | 0 | 0 | 0 | 0 | 0 | 5000 | 0 | 0
2893 | 5000 | 0 | 0 | 0 | 0 | 0 | 0 | 5000 | 0 | 0
2894 | 5000 | 0 | 0 | 0 | 0 | 0 | 0 | 5000 | 0 | 0
2895 | 5000 | 0 | 0 | 0 | 0 | 0 | 0 | 5000 | 0 | 0
2896 | 5000 | 0 | 0 | 0 | 0 | 0 | 0 | 5000 | 0 | 0
2897 | 5000 | 0 | 0 | 0 | 0 | 0 | 0 | 5000 | 0 | 0
2898 | 5000 | 0 | 0 | 0 | 0 | 0 | 0 | 5000 | 0 | 0
2899 | 5000 | 0 | 0 | 0 | 0 | 0 | 0 | 1301.899 | 0 | 3698.101
2900 | 5000 | 0 | 0 | 0 | 0 | 0 | 0 | 0 | 0 | 5000
2901 | 5000 | 0 | 0 | 0 | 0 | 0 | 0 | 0 | 0 | 5000
2902 | 5000 | 0 | 0 | 0 | 0 | 0 | 0 | 0 | 0 | 5000
2903 | 5000 | 0 | 0 | 0 | 0 | 0 | 0 | 0 | 0 | 5000
2904 | 5000 | 0 | 0 | 0 | 0 | 0 | 0 | 5000 | 0 | 0
2905 | 5000 | 0 | 0 | 0 | 0 | 0 | 0 | 5000 | -5000 | 0
2906 | 5000 | 0 | 0 | 0 | 0 | 0 | 0 | 5000 | -5000 | 0
2907 | 5000 | 0 | 0 | 0 | 0 | 0 | 0 | 5000 | -5000 | 0
2908 | 5000 | 0 | 0 | 0 | 0 | 0 | 0 | 5000 | -5000 | 0
2909 | 5000 | 0 | 0 | 0 | 0 | 0 | 0 | 5000 | -5000 | 0
2910 | 5000 | 0 | 0 | 0 | 0 | 0 | 0 | 5000 | -1373.421 | 0
2911 | 5000 | 0 | 0 | 0 | 0 | 0 | 0 | 5000 | 0 | 0
2912 | 5000 | 0 | 0 | 0 | 0 | 0 | 0 | 5000 | 0 | 0
2913 | 5000 | 0 | 0 | 0 | 0 | 0 | 0 | 5000 | 0 | 0
2914 | 5000 | 0 | 0 | 0 | 0 | 0 | 0 | 5000 | 0 | 0
2915 | 5000 | 0 | 0 | 0 | 0 | 0 | 0 | 5000 | 0 | 0
2916 | 5000 | 0 | 0 | 0 | 0 | 0 | 0 | 5000 | 0 | 0
2917 | 5000 | 0 | 0 | 0 | 0 | 0 | 0 | 5000 | 0 | 0
2918 | 5000 | 0 | 0 | 0 | 0 | 0 | 0 | 5000 | 0 | 0
2919 | 5000 | 0 | 0 | 0 | 0 | 0 | 0 | 5000 | 0 | 0
2920 | 5000 | 0 | 0 | 0 | 0 | 0 | 0 | 5000 | 0 | 0
2921 | 5000 | 0 | 0 | 0 | 0 | 0 | 0 | 5000 | 0 | 0
2922 | 5000 | 0 | 0 | 0 | 0 | 0 | 0 | 5000 | 0 | 0
2923 | 5000 | 0 | 0 | 0 | 0 | 0 | 0 | 1301.899 | 0 | 3698.101
2924 | 5000 | 0 | 0 | 0 | 0 | 0 | 0 | 0 | 0 | 5000
2925 | 5000 | 0 | 0 | 0 | 0 | 0 | 0 | 0 | 0 | 5000
2926 | 5000 | 0 | 0 | 0 | 0 | 0 | 0 | 0 | 0 | 5000
2927 | 5000 | 0 | 0 | 0 | 0 | 0 | 0 | 0 | 0 | 5000
2928 | 5000 | 0 | 0 | 0 | 0 | 0 | 0 | 5000 | 0 | 0
2929 | 5000 | 0 | 0 | 0 | 0 | 0 | 0 | 5000 | -5000 | 0
2930 | 5000 | 0 | 0 | 0 | 0 | 0 | 0 | 5000 | -5000 | 0
2931 | 5000 | 0 | 0 | 0 | 0 | 0 | 0 | 5000 | -5000 | 0
2932 | 5000 | 0 | 0 | 0 | 0 | 0 | 0 | 5000 | -5000 | 0
2933 | 5000 | 0 | 0 | 0 | 0 | 0 | 0 | 5000 | -5000 | 0
2934 | 5000 | 0 | 0 | 0 | 0 | 0 | 0 | 5000 | -1373.421 | 0
2935 | 5000 | 0 | 0 | 0 | 0 | 0 | 0 | 5000 | 0 | 0
2936 | 5000 | 0 | 0 | 0 | 0 | 0 | 0 | 5000 | 0 | 0
2937 | 5000 | 0 | 0 | 0 | 0 | 0 | 0 | 5000 | 0 | 0
2938 | 5000 | 0 | 0 | 0 | 0 | 0 | 0 | 5000 | 0 | 0
2939 | 5000 | 0 | 0 | 0 | 0 | 0 | 0 | 5000 | 0 | 0
2940 | 5000 | 0 | 0 | 0 | 0 | 0 | 0 | 5000 | 0 | 0
2941 | 5000 | 0 | 0 | 0 | 0 | 0 | 0 | 5000 | 0 | 0
2942 | 5000 | 0 | 0 | 0 | 0 | 0 | 0 | 5000 | 0 | 0
2943 | 5000 | 0 | 0 | 0 | 0 | 0 | 0 | 5000 | 0 | 0
2944 | 5000 | 0 | 0 | 0 | 0 | 0 | 0 | 5000 | 0 | 0
2945 | 5000 | 0 | 0 | 0 | 0 | 0 | 0 | 5000 | 0 | 0
2946 | 5000 | 0 | 0 | 0 | 0 | 0 | 0 | 5000 | 0 | 0
2947 | 5000 | 0 | 0 | 0 | 0 | 0 | 0 | 1301.899 | 0 | 3698.101
2948 | 5000 | 0 | 0 | 0 | 0 | 0 | 0 | 0 | 0 | 5000
2949 | 5000 | 0 | 0 | 0 | 0 | 0 | 0 | 0 | 0 | 5000
2950 | 5000 | 0 | 0 | 0 | 0 | 0 | 0 | 0 | 0 | 5000
2951 | 5000 | 0 | 0 | 0 | 0 | 0 | 0 | 0 | 0 | 5000
2952 | 5000 | 0 | 0 | 0 | 0 | 0 | 0 | 5000 | 0 | 0
2953 | 5000 | 0 | 0 | 0 | 0 | 0 | 0 | 5000 | 0 | 0
2954 | 5000 | 0 | 0 | 0 | 0 | 0 | 0 | 5000 | 0 | 0
2955 | 5000 | 0 | 0 | 0 | 0 | 0 | 0 | 5000 | 0 | 0
2956 | 5000 | 0 | 0 | 0 | 0 | 0 | 0 | 5000 | 0 | 0
2957 | 5000 | 0 | 0 | 0 | 0 | 0 | 0 | 5000 | 0 | 0
2958 | 5000 | 0 | 0 | 0 | 0 | 0 | 0 | 5000 | 0 | 0
2959 | 5000 | 0 | 0 | 0 | 0 | 0 | 0 | 5000 | 0 | 0
2960 | 5000 | 0 | 0 | 0 | 0 | 0 | 0 | 5000 | 0 | 0
2961 | 5000 | 0 | 0 | 0 | 0 | 0 | 0 | 5000 | 0 | 0
2962 | 5000 | 0 | 0 | 0 | 0 | 0 | 0 | 5000 | 0 | 0
2963 | 5000 | 0 | 0 | 0 | 0 | 0 | 0 | 5000 | 0 | 0
2964 | 5000 | 0 | 0 | 0 | 0 | 0 | 0 | 5000 | 0 | 0
2965 | 5000 | 0 | 0 | 0 | 0 | 0 | 0 | 5000 | 0 | 0
2966 | 5000 | 0 | 0 | 0 | 0 | 0 | 0 | 5000 | 0 | 0
2967 | 5000 | 0 | 0 | 0 | 0 | 0 | 0 | 5000 | 0 | 0
2968 | 5000 | 0 | 0 | 0 | 0 | 0 | 0 | 5000 | 0 | 0
2969 | 5000 | 0 | 0 | 0 | 0 | 0 | 0 | 5000 | 0 | 0
2970 | 5000 | 0 | 0 | 0 | 0 | 0 | 0 | 5000 | 0 | 0
2971 | 5000 | 0 | 0 | 0 | 0 | 0 | 0 | 5000 | 0 | 0
2972 | 5000 | 0 | 0 | 0 | 0 | 0 | 0 | 5000 | 0 | 0
2973 | 5000 | 0 | 0 | 0 | 0 | 0 | 0 | 5000 | 0 | 0
2974 | 5000 | 0 | 0 | 0 | 0 | 0 | 0 | 5000 | 0 | 0
2975 | 5000 | 0 | 0 | 0 | 0 | 0 | 0 | 5000 | 0 | 0
2976 | 5000 | 0 | 0 | 0 | 0 | 0 | 0 | 5000 | 0 | 0
2977 | 5000 | 0 | 0 | 0 | 0 | 0 | 0 | 5000 | -5000 | 0
2978 | 5000 | 0 | 0 | 0 | 0 | 0 | 0 | 5000 | -5000 | 0
2979 | 5000 | 0 | 0 | 0 | 0 | 0 | 0 | 5000 | -5000 | 0
2980 | 5000 | 0 | 0 | 0 | 0 | 0 | 0 | 5000 | -5000 | 0
2981 | 5000 | 0 | 0 | 0 | 0 | 0 | 0 | 5000 | -5000 | 0
2982 | 5000 | 0 | 0 | 0 | 0 | 0 | 0 | 5000 | -1373.421 | 0
2983 | 5000 | 0 | 0 | 0 | 0 | 0 | 0 | 5000 | 0 | 0
2984 | 5000 | 0 | 0 | 0 | 0 | 0 | 0 | 5000 | 0 | 0
2985 | 5000 | 0 | 0 | 0 | 0 | 0 | 0 | 5000 | 0 | 0
2986 | 5000 | 0 | 0 | 0 | 0 | 0 | 0 | 5000 | 0 | 0
2987 | 5000 | 0 | 0 | 0 | 0 | 0 | 0 | 5000 | 0 | 0
2988 | 5000 | 0 | 0 | 0 | 0 | 0 | 0 | 5000 | 0 | 0
2989 | 5000 | 0 | 0 | 0 | 0 | 0 | 0 | 5000 | 0 | 0
2990 | 5000 | 0 | 0 | 0 | 0 | 0 | 0 | 5000 | 0 | 0
2991 | 5000 | 0 | 0 | 0 | 0 | 0 | 0 | 5000 | 0 | 0
2992 | 5000 | 0 | 0 | 0 | 0 | 0 | 0 | 5000 | 0 | 0
2993 | 5000 | 0 | 0 | 0 | 0 | 0 | 0 | 5000 | 0 | 0
2994 | 5000 | 0 | 0 | 0 | 0 | 0 | 0 | 5000 | 0 | 0
2995 | 5000 | 0 | 0 | 0 | 0 | 0 | 0 | 1301.899 | 0 | 3698.101
2996 | 5000 | 0 | 0 | 0 | 0 | 0 | 0 | 0 | 0 | 5000
2997 | 5000 | 0 | 0 | 0 | 0 | 0 | 0 | 0 | 0 | 5000
2998 | 5000 | 0 | 0 | 0 | 0 | 0 | 0 | 0 | 0 | 5000
2999 | 5000 | 0 | 0 | 0 | 0 | 0 | 0 | 0 | 0 | 5000
3000 | 5000 | 0 | 0 | 0 | 0 | 0 | 0 | 5000 | 0 | 0
3001 | 5000 | 0 | 0 | 0 | 0 | 0 | 0 | 5000 | -5000 | 0
3002 | 5000 | 0 | 0 | 0 | 0 | 0 | 0 | 5000 | -5000 | 0
3003 | 5000 | 0 | 0 | 0 | 0 | 0 | 0 | 5000 | -5000 | 0
3004 | 5000 | 0 | 0 | 0 | 0 | 0 | 0 | 5000 | -5000 | 0
3005 | 5000 | 0 | 0 | 0 | 0 | 0 | 0 | 5000 | -5000 | 0
3006 | 5000 | 0 | 0 | 0 | 0 | 0 | 0 | 5000 | -1373.421 | 0
3007 | 5000 | 0 | 0 | 0 | 0 | 0 | 0 | 5000 | 0 | 0
3008 | 5000 | 0 | 0 | 0 | 0 | 0 | 0 | 5000 | 0 | 0
3009 | 5000 | 0 | 0 | 0 | 0 | 0 | 0 | 5000 | 0 | 0
3010 | 5000 | 0 | 0 | 0 | 0 | 0 | 0 | 5000 | 0 | 0
3011 | 5000 | 0 | 0 | 0 | 0 | 0 | 0 | 5000 | 0 | 0
3012 | 5000 | 0 | 0 | 0 | 0 | 0 | 0 | 5000 | 0 | 0
3013 | 5000 | 0 | 0 | 0 | 0 | 0 | 0 | 5000 | 0 | 0
3014 | 5000 | 0 | 0 | 0 | 0 | 0 | 0 | 5000 | 0 | 0
3015 | 5000 | 0 | 0 | 0 | 0 | 0 | 0 | 5000 | 0 | 0
3016 | 5000 | 0 | 0 | 0 | 0 | 0 | 0 | 5000 | 0 | 0
3017 | 5000 | 0 | 0 | 0 | 0 | 0 | 0 | 5000 | 0 | 0
3018 | 5000 | 0 | 0 | 0 | 0 | 0 | 0 | 5000 | 0 | 0
3019 | 5000 | 0 | 0 | 0 | 0 | 0 | 0 | 1301.899 | 0 | 3698.101
3020 | 5000 | 0 | 0 | 0 | 0 | 0 | 0 | 0 | 0 | 5000
3021 | 5000 | 0 | 0 | 0 | 0 | 0 | 0 | 0 | 0 | 5000
3022 | 5000 | 0 | 0 | 0 | 0 | 0 | 0 | 0 | 0 | 5000
3023 | 5000 | 0 | 0 | 0 | 0 | 0 | 0 | 0 | 0 | 5000
3024 | 5000 | 0 | 0 | 0 | 0 | 0 | 0 | 5000 | 0 | 0
3025 | 5000 | 0 | 0 | 0 | 0 | 0 | 0 | 5000 | -5000 | 0
3026 | 5000 | 0 | 0 | 0 | 0 | 0 | 0 | 5000 | -5000 | 0
3027 | 5000 | 0 | 0 | 0 | 0 | 0 | 0 | 5000 | -5000 | 0
3028 | 5000 | 0 | 0 | 0 | 0 | 0 | 0 | 5000 | -5000 | 0
3029 | 5000 | 0 | 0 | 0 | 0 | 0 | 0 | 5000 | -5000 | 0
3030 | 5000 | 0 | 0 | 0 | 0 | 0 | 0 | 5000 | -1373.421 | 0
3031 | 5000 | 0 | 0 | 0 | 0 | 0 | 0 | 5000 | 0 | 0
3032 | 5000 | 0 | 0 | 0 | 0 | 0 | 0 | 5000 | 0 | 0
3033 | 5000 | 0 | 0 | 0 | 0 | 0 | 0 | 5000 | 0 | 0
3034 | 5000 | 0 | 0 | 0 | 0 | 0 | 0 | 5000 | 0 | 0
3035 | 5000 | 0 | 0 | 0 | 0 | 0 | 0 | 5000 | 0 | 0
3036 | 5000 | 0 | 0 | 0 | 0 | 0 | 0 | 5000 | 0 | 0
3037 | 5000 | 0 | 0 | 0 | 0 | 0 | 0 | 5000 | 0 | 0
3038 | 5000 | 0 | 0 | 0 | 0 | 0 | 0 | 5000 | 0 | 0
3039 | 5000 | 0 | 0 | 0 | 0 | 0 | 0 | 5000 | 0 | 0
3040 | 5000 | 0 | 0 | 0 | 0 | 0 | 0 | 5000 | 0 | 0
3041 | 5000 | 0 | 0 | 0 | 0 | 0 | 0 | 5000 | 0 | 0
3042 | 5000 | 0 | 0 | 0 | 0 | 0 | 0 | 5000 | 0 | 0
3043 | 5000 | 0 | 0 | 0 | 0 | 0 | 0 | 1301.899 | 0 | 3698.101
3044 | 5000 | 0 | 0 | 0 | 0 | 0 | 0 | 0 | 0 | 5000
3045 | 5000 | 0 | 0 | 0 | 0 | 0 | 0 | 0 | 0 | 5000
3046 | 5000 | 0 | 0 | 0 | 0 | 0 | 0 | 0 | 0 | 5000
3047 | 5000 | 0 | 0 | 0 | 0 | 0 | 0 | 0 | 0 | 5000
3048 | 5000 | 0 | 0 | 0 | 0 | 0 | 0 | 5000 | 0 | 0
3049 | 5000 | 0 | 0 | 0 | 0 | 0 | 0 | 5000 | -5000 | 0
3050 | 5000 | 0 | 0 | 0 | 0 | 0 | 0 | 5000 | -5000 | 0
3051 | 5000 | 0 | 0 | 0 | 0 | 0 | 0 | 5000 | -5000 | 0
3052 | 5000 | 0 | 0 | 0 | 0 | 0 | 0 | 5000 | -5000 | 0
3053 | 5000 | 0 | 0 | 0 | 0 | 0 | 0 | 5000 | -5000 | 0
3054 | 5000 | 0 | 0 | 0 | 0 | 0 | 0 | 5000 | -1373.421 | 0
3055 | 5000 | 0 | 0 | 0 | 0 | 0 | 0 | 5000 | 0 | 0
3056 | 5000 | 0 | 0 | 0 | 0 | 0 | 0 | 5000 | 0 | 0
3057 | 5000 | 0 | 0 | 0 | 0 | 0 | 0 | 5000 | 0 | 0
3058 | 5000 | 0 | 0 | 0 | 0 | 0 | 0 | 5000 | 0 | 0
3059 | 5000 | 0 | 0 | 0 | 0 | 0 | 0 | 5000 | 0 | 0
3060 | 5000 | 0 | 0 | 0 | 0 | 0 | 0 | 5000 | 0 | 0
3061 | 5000 | 0 | 0 | 0 | 0 | 0 | 0 | 5000 | 0 | 0
3062 | 5000 | 0 | 0 | 0 | 0 | 0 | 0 | 5000 | 0 | 0
3063 | 5000 | 0 | 0 | 0 | 0 | 0 | 0 | 5000 | 0 | 0
3064 | 5000 | 0 | 0 | 0 | 0 | 0 | 0 | 5000 | 0 | 0
3065 | 5000 | 0 | 0 | 0 | 0 | 0 | 0 | 5000 | 0 | 0
3066 | 5000 | 0 | 0 | 0 | 0 | 0 | 0 | 5000 | 0 | 0
3067 | 5000 | 0 | 0 | 0 | 0 | 0 | 0 | 1301.899 | 0 | 3698.101
3068 | 5000 | 0 | 0 | 0 | 0 | 0 | 0 | 0 | 0 | 5000
3069 | 5000 | 0 | 0 | 0 | 0 | 0 | 0 | 0 | 0 | 5000
3070 | 5000 | 0 | 0 | 0 | 0 | 0 | 0 | 0 | 0 | 5000
3071 | 5000 | 0 | 0 | 0 | 0 | 0 | 0 | 0 | 0 | 5000
3072 | 5000 | 0 | 0 | 0 | 0 | 0 | 0 | 5000 | 0 | 0
3073 | 5000 | 0 | 0 | 0 | 0 | 0 | 0 | 5000 | -5000 | 0
3074 | 5000 | 0 | 0 | 0 | 0 | 0 | 0 | 5000 | -5000 | 0
3075 | 5000 | 0 | 0 | 0 | 0 | 0 | 0 | 5000 | -5000 | 0
3076 | 5000 | 0 | 0 | 0 | 0 | 0 | 0 | 5000 | -5000 | 0
3077 | 5000 | 0 | 0 | 0 | 0 | 0 | 0 | 5000 | -5000 | 0
3078 | 5000 | 0 | 0 | 0 | 0 | 0 | 0 | 5000 | -1373.421 | 0
3079 | 5000 | 0 | 0 | 0 | 0 | 0 | 0 | 5000 | 0 | 0
3080 | 5000 | 0 | 0 | 0 | 0 | 0 | 0 | 5000 | 0 | 0
3081 | 5000 | 0 | 0 | 0 | 0 | 0 | 0 | 5000 | 0 | 0
3082 | 5000 | 0 | 0 | 0 | 0 | 0 | 0 | 5000 | 0 | 0
3083 | 5000 | 0 | 0 | 0 | 0 | 0 | 0 | 5000 | 0 | 0
3084 | 5000 | 0 | 0 | 0 | 0 | 0 | 0 | 5000 | 0 | 0
3085 | 5000 | 0 | 0 | 0 | 0 | 0 | 0 | 5000 | 0 | 0
3086 | 5000 | 0 | 0 | 0 | 0 | 0 | 0 | 5000 | 0 | 0
3087 | 5000 | 0 | 0 | 0 | 0 | 0 | 0 | 5000 | 0 | 0
3088 | 5000 | 0 | 0 | 0 | 0 | 0 | 0 | 5000 | 0 | 0
3089 | 5000 | 0 | 0 | 0 | 0 | 0 | 0 | 5000 | 0 | 0
3090 | 5000 | 0 | 0 | 0 | 0 | 0 | 0 | 5000 | 0 | 0
3091 | 5000 | 0 | 0 | 0 | 0 | 0 | 0 | 1301.899 | 0 | 3698.101
3092 | 5000 | 0 | 0 | 0 | 0 | 0 | 0 | 0 | 0 | 5000
3093 | 5000 | 0 | 0 | 0 | 0 | 0 | 0 | 0 | 0 | 5000
3094 | 5000 | 0 | 0 | 0 | 0 | 0 | 0 | 0 | 0 | 5000
3095 | 5000 | 0 | 0 | 0 | 0 | 0 | 0 | 0 | 0 | 5000
3096 | 5000 | 0 | 0 | 0 | 0 | 0 | 0 | 5000 | 0 | 0
3097 | 5000 | 0 | 0 | 0 | 0 | 0 | 0 | 5000 | -5000 | 0
3098 | 5000 | 0 | 0 | 0 | 0 | 0 | 0 | 5000 | -5000 | 0
3099 | 5000 | 0 | 0 | 0 | 0 | 0 | 0 | 5000 | -5000 | 0
3100 | 5000 | 0 | 0 | 0 | 0 | 0 | 0 | 5000 | -5000 | 0
3101 | 5000 | 0 | 0 | 0 | 0 | 0 | 0 | 5000 | -5000 | 0
3102 | 5000 | 0 | 0 | 0 | 0 | 0 | 0 | 5000 | -1373.421 | 0
3103 | 5000 | 0 | 0 | 0 | 0 | 0 | 0 | 5000 | 0 | 0
3104 | 5000 | 0 | 0 | 0 | 0 | 0 | 0 | 5000 | 0 | 0
3105 | 5000 | 0 | 0 | 0 | 0 | 0 | 0 | 5000 | 0 | 0
3106 | 5000 | 0 | 0 | 0 | 0 | 0 | 0 | 5000 | 0 | 0
3107 | 5000 | 0 | 0 | 0 | 0 | 0 | 0 | 5000 | 0 | 0
3108 | 5000 | 0 | 0 | 0 | 0 | 0 | 0 | 5000 | 0 | 0
3109 | 5000 | 0 | 0 | 0 | 0 | 0 | 0 | 5000 | 0 | 0
3110 | 5000 | 0 | 0 | 0 | 0 | 0 | 0 | 5000 | 0 | 0
3111 | 5000 | 0 | 0 | 0 | 0 | 0 | 0 | 5000 | 0 | 0
3112 | 5000 | 0 | 0 | 0 | 0 | 0 | 0 | 5000 | 0 | 0
3113 | 5000 | 0 | 0 | 0 | 0 | 0 | 0 | 5000 | 0 | 0
3114 | 5000 | 0 | 0 | 0 | 0 | 0 | 0 | 5000 | 0 | 0
3115 | 5000 | 0 | 0 | 0 | 0 | 0 | 0 | 1301.899 | 0 | 3698.101
3116 | 5000 | 0 | 0 | 0 | 0 | 0 | 0 | 0 | 0 | 5000
3117 | 5000 | 0 | 0 | 0 | 0 | 0 | 0 | 0 | 0 | 5000
3118 | 5000 | 0 | 0 | 0 | 0 | 0 | 0 | 0 | 0 | 5000
3119 | 5000 | 0 | 0 | 0 | 0 | 0 | 0 | 0 | 0 | 5000
3120 | 5000 | 0 | 0 | 0 | 0 | 0 | 0 | 5000 | 0 | 0
3121 | 5000 | 0 | 0 | 0 | 0 | 0 | 0 | 5000 | 0 | 0
3122 | 5000 | 0 | 0 | 0 | 0 | 0 | 0 | 5000 | 0 | 0
3123 | 5000 | 0 | 0 | 0 | 0 | 0 | 0 | 5000 | 0 | 0
3124 | 5000 | 0 | 0 | 0 | 0 | 0 | 0 | 5000 | 0 | 0
3125 | 5000 | 0 | 0 | 0 | 0 | 0 | 0 | 5000 | 0 | 0
3126 | 5000 | 0 | 0 | 0 | 0 | 0 | 0 | 5000 | 0 | 0
3127 | 5000 | 0 | 0 | 0 | 0 | 0 | 0 | 5000 | 0 | 0
3128 | 5000 | 0 | 0 | 0 | 0 | 0 | 0 | 5000 | 0 | 0
3129 | 5000 | 0 | 0 | 0 | 0 | 0 | 0 | 5000 | 0 | 0
3130 | 5000 | 0 | 0 | 0 | 0 | 0 | 0 | 5000 | 0 | 0
3131 | 5000 | 0 | 0 | 0 | 0 | 0 | 0 | 5000 | 0 | 0
3132 | 5000 | 0 | 0 | 0 | 0 | 0 | 0 | 5000 | 0 | 0
3133 | 5000 | 0 | 0 | 0 | 0 | 0 | 0 | 5000 | 0 | 0
3134 | 5000 | 0 | 0 | 0 | 0 | 0 | 0 | 5000 | 0 | 0
3135 | 5000 | 0 | 0 | 0 | 0 | 0 | 0 | 5000 | 0 | 0
3136 | 5000 | 0 | 0 | 0 | 0 | 0 | 0 | 5000 | 0 | 0
3137 | 5000 | 0 | 0 | 0 | 0 | 0 | 0 | 5000 | 0 | 0
3138 | 5000 | 0 | 0 | 0 | 0 | 0 | 0 | 5000 | 0 | 0
3139 | 5000 | 0 | 0 | 0 | 0 | 0 | 0 | 5000 | 0 | 0
3140 | 5000 | 0 | 0 | 0 | 0 | 0 | 0 | 5000 | 0 | 0
3141 | 5000 | 0 | 0 | 0 | 0 | 0 | 0 | 5000 | 0 | 0
3142 | 5000 | 0 | 0 | 0 | 0 | 0 | 0 | 5000 | 0 | 0
3143 | 5000 | 0 | 0 | 0 | 0 | 0 | 0 | 5000 | 0 | 0
3144 | 5000 | 0 | 0 | 0 | 0 | 0 | 0 | 5000 | 0 | 0
3145 | 5000 | 0 | 0 | 0 | 0 | 0 | 0 | 5000 | -5000 | 0
3146 | 5000 | 0 | 0 | 0 | 0 | 0 | 0 | 5000 | -5000 | 0
3147 | 5000 | 0 | 0 | 0 | 0 | 0 | 0 | 5000 | -5000 | 0
3148 | 5000 | 0 | 0 | 0 | 0 | 0 | 0 | 5000 | -5000 | 0
3149 | 5000 | 0 | 0 | 0 | 0 | 0 | 0 | 5000 | -5000 | 0
3150 | 5000 | 0 | 0 | 0 | 0 | 0 | 0 | 5000 | -1373.421 | 0
3151 | 5000 | 0 | 0 | 0 | 0 | 0 | 0 | 5000 | 0 | 0
3152 | 5000 | 0 | 0 | 0 | 0 | 0 | 0 | 5000 | 0 | 0
3153 | 5000 | 0 | 0 | 0 | 0 | 0 | 0 | 5000 | 0 | 0
3154 | 5000 | 0 | 0 | 0 | 0 | 0 | 0 | 5000 | 0 | 0
3155 | 5000 | 0 | 0 | 0 | 0 | 0 | 0 | 5000 | 0 | 0
3156 | 5000 | 0 | 0 | 0 | 0 | 0 | 0 | 5000 | 0 | 0
3157 | 5000 | 0 | 0 | 0 | 0 | 0 | 0 | 5000 | 0 | 0
3158 | 5000 | 0 | 0 | 0 | 0 | 0 | 0 | 5000 | 0 | 0
3159 | 5000 | 0 | 0 | 0 | 0 | 0 | 0 | 5000 | 0 | 0
3160 | 5000 | 0 | 0 | 0 | 0 | 0 | 0 | 5000 | 0 | 0
3161 | 5000 | 0 | 0 | 0 | 0 | 0 | 0 | 5000 | 0 | 0
3162 | 5000 | 0 | 0 | 0 | 0 | 0 | 0 | 5000 | 0 | 0
3163 | 5000 | 0 | 0 | 0 | 0 | 0 | 0 | 1301.899 | 0 | 3698.101
3164 | 5000 | 0 | 0 | 0 | 0 | 0 | 0 | 0 | 0 | 5000
3165 | 5000 | 0 | 0 | 0 | 0 | 0 | 0 | 0 | 0 | 5000
3166 | 5000 | 0 | 0 | 0 | 0 | 0 | 0 | 0 | 0 | 5000
3167 | 5000 | 0 | 0 | 0 | 0 | 0 | 0 | 0 | 0 | 5000
3168 | 5000 | 0 | 0 | 0 | 0 | 0 | 0 | 5000 | 0 | 0
3169 | 5000 | 0 | 0 | 0 | 0 | 0 | 0 | 5000 | -5000 | 0
3170 | 5000 | 0 | 0 | 0 | 0 | 0 | 0 | 5000 | -5000 | 0
3171 | 5000 | 0 | 0 | 0 | 0 | 0 | 0 | 5000 | -5000 | 0
3172 | 5000 | 0 | 0 | 0 | 0 | 0 | 0 | 5000 | -5000 | 0
3173 | 5000 | 0 | 0 | 0 | 0 | 0 | 0 | 5000 | -5000 | 0
3174 | 5000 | 0 | 0 | 0 | 0 | 0 | 0 | 5000 | -1373.421 | 0
3175 | 5000 | 0 | 0 | 0 | 0 | 0 | 0 | 5000 | 0 | 0
3176 | 5000 | 0 | 0 | 0 | 0 | 0 | 0 | 5000 | 0 | 0
3177 | 5000 | 0 | 0 | 0 | 0 | 0 | 0 | 5000 | 0 | 0
3178 | 5000 | 0 | 0 | 0 | 0 | 0 | 0 | 5000 | 0 | 0
3179 | 5000 | 0 | 0 | 0 | 0 | 0 | 0 | 5000 | 0 | 0
3180 | 5000 | 0 | 0 | 0 | 0 | 0 | 0 | 5000 | 0 | 0
3181 | 5000 | 0 | 0 | 0 | 0 | 0 | 0 | 5000 | 0 | 0
3182 | 5000 | 0 | 0 | 0 | 0 | 0 | 0 | 5000 | 0 | 0
3183 | 5000 | 0 | 0 | 0 | 0 | 0 | 0 | 5000 | 0 | 0
3184 | 5000 | 0 | 0 | 0 | 0 | 0 | 0 | 5000 | 0 | 0
3185 | 5000 | 0 | 0 | 0 | 0 | 0 | 0 | 5000 | 0 | 0
3186 | 5000 | 0 | 0 | 0 | 0 | 0 | 0 | 5000 | 0 | 0
3187 | 5000 | 0 | 0 | 0 | 0 | 0 | 0 | 1301.899 | 0 | 3698.101
3188 | 5000 | 0 | 0 | 0 | 0 | 0 | 0 | 0 | 0 | 5000
3189 | 5000 | 0 | 0 | 0 | 0 | 0 | 0 | 0 | 0 | 5000
3190 | 5000 | 0 | 0 | 0 | 0 | 0 | 0 | 0 | 0 | 5000
3191 | 5000 | 0 | 0 | 0 | 0 | 0 | 0 | 0 | 0 | 5000
3192 | 5000 | 0 | 0 | 0 | 0 | 0 | 0 | 5000 | 0 | 0
3193 | 5000 | 0 | 0 | 0 | 0 | 0 | 0 | 5000 | -5000 | 0
3194 | 5000 | 0 | 0 | 0 | 0 | 0 | 0 | 5000 | -5000 | 0
3195 | 5000 | 0 | 0 | 0 | 0 | 0 | 0 | 5000 | -5000 | 0
3196 | 5000 | 0 | 0 | 0 | 0 | 0 | 0 | 5000 | -5000 | 0
3197 | 5000 | 0 | 0 | 0 | 0 | 0 | 0 | 5000 | -5000 | 0
3198 | 5000 | 0 | 0 | 0 | 0 | 0 | 0 | 5000 | -1373.421 | 0
3199 | 5000 | 0 | 0 | 0 | 0 | 0 | 0 | 5000 | 0 | 0
3200 | 5000 | 0 | 0 | 0 | 0 | 0 | 0 | 5000 | 0 | 0
3201 | 5000 | 0 | 0 | 0 | 0 | 0 | 0 | 5000 | 0 | 0
3202 | 5000 | 0 | 0 | 0 | 0 | 0 | 0 | 5000 | 0 | 0
3203 | 5000 | 0 | 0 | 0 | 0 | 0 | 0 | 5000 | 0 | 0
3204 | 5000 | 0 | 0 | 0 | 0 | 0 | 0 | 5000 | 0 | 0
3205 | 5000 | 0 | 0 | 0 | 0 | 0 | 0 | 5000 | 0 | 0
3206 | 5000 | 0 | 0 | 0 | 0 | 0 | 0 | 5000 | 0 | 0
3207 | 5000 | 0 | 0 | 0 | 0 | 0 | 0 | 5000 | 0 | 0
3208 | 5000 | 0 | 0 | 0 | 0 | 0 | 0 | 5000 | 0 | 0
3209 | 5000 | 0 | 0 | 0 | 0 | 0 | 0 | 5000 | 0 | 0
3210 | 5000 | 0 | 0 | 0 | 0 | 0 | 0 | 5000 | 0 | 0
3211 | 5000 | 0 | 0 | 0 | 0 | 0 | 0 | 1301.899 | 0 | 3698.101
3212 | 5000 | 0 | 0 | 0 | 0 | 0 | 0 | 0 | 0 | 5000
3213 | 5000 | 0 | 0 | 0 | 0 | 0 | 0 | 0 | 0 | 5000
3214 | 5000 | 0 | 0 | 0 | 0 | 0 | 0 | 0 | 0 | 5000
3215 | 5000 | 0 | 0 | 0 | 0 | 0 | 0 | 0 | 0 | 5000
3216 | 5000 | 0 | 0 | 0 | 0 | 0 | 0 | 5000 | 0 | 0
3217 | 5000 | 0 | 0 | 0 | 0 | 0 | 0 | 5000 | -5000 | 0
3218 | 5000 | 0 | 0 | 0 | 0 | 0 | 0 | 5000 | -5000 | 0
3219 | 5000 | 0 | 0 | 0 | 0 | 0 | 0 | 5000 | -5000 | 0
3220 | 5000 | 0 | 0 | 0 | 0 | 0 | 0 | 5000 | -5000 | 0
3221 | 5000 | 0 | 0 | 0 | 0 | 0 | 0 | 5000 | -5000 | 0
3222 | 5000 | 0 | 0 | 0 | 0 | 0 | 0 | 5000 | -1373.421 | 0
3223 | 5000 | 0 | 0 | 0 | 0 | 0 | 0 | 5000 | 0 | 0
3224 | 5000 | 0 | 0 | 0 | 0 | 0 | 0 | 5000 | 0 | 0
3225 | 5000 | 0 | 0 | 0 | 0 | 0 | 0 | 5000 | 0 | 0
3226 | 5000 | 0 | 0 | 0 | 0 | 0 | 0 | 5000 | 0 | 0
3227 | 5000 | 0 | 0 | 0 | 0 | 0 | 0 | 5000 | 0 | 0
3228 | 5000 | 0 | 0 | 0 | 0 | 0 | 0 | 5000 | 0 | 0
3229 | 5000 | 0 | 0 | 0 | 0 | 0 | 0 | 5000 | 0 | 0
3230 | 5000 | 0 | 0 | 0 | 0 | 0 | 0 | 5000 | 0 | 0
3231 | 5000 | 0 | 0 | 0 | 0 | 0 | 0 | 5000 | 0 | 0
3232 | 5000 | 0 | 0 | 0 | 0 | 0 | 0 | 5000 | 0 | 0
3233 | 5000 | 0 | 0 | 0 | 0 | 0 | 0 | 5000 | 0 | 0
3234 | 5000 | 0 | 0 | 0 | 0 | 0 | 0 | 5000 | 0 | 0
3235 | 5000 | 0 | 0 | 0 | 0 | 0 | 0 | 1301.899 | 0 | 3698.101
3236 | 5000 | 0 | 0 | 0 | 0 | 0 | 0 | 0 | 0 | 5000
3237 | 5000 | 0 | 0 | 0 | 0 | 0 | 0 | 0 | 0 | 5000
3238 | 5000 | 0 | 0 | 0 | 0 | 0 | 0 | 0 | 0 | 5000
3239 | 5000 | 0 | 0 | 0 | 0 | 0 | 0 | 0 | 0 | 5000
3240 | 5000 | 0 | 0 | 0 | 0 | 0 | 0 | 5000 | 0 | 0
3241 | 5000 | 0 | 0 | 0 | 0 | 0 | 0 | 5000 | -5000 | 0
3242 | 5000 | 0 | 0 | 0 | 0 | 0 | 0 | 5000 | -5000 | 0
3243 | 5000 | 0 | 0 | 0 | 0 | 0 | 0 | 5000 | -5000 | 0
3244 | 5000 | 0 | 0 | 0 | 0 | 0 | 0 | 5000 | -5000 | 0
3245 | 5000 | 0 | 0 | 0 | 0 | 0 | 0 | 5000 | -5000 | 0
3246 | 5000 | 0 | 0 | 0 | 0 | 0 | 0 | 5000 | -1373.421 | 0
3247 | 5000 | 0 | 0 | 0 | 0 | 0 | 0 | 5000 | 0 | 0
3248 | 5000 | 0 | 0 | 0 | 0 | 0 | 0 | 5000 | 0 | 0
3249 | 5000 | 0 | 0 | 0 | 0 | 0 | 0 | 5000 | 0 | 0
3250 | 5000 | 0 | 0 | 0 | 0 | 0 | 0 | 5000 | 0 | 0
3251 | 5000 | 0 | 0 | 0 | 0 | 0 | 0 | 5000 | 0 | 0
3252 | 5000 | 0 | 0 | 0 | 0 | 0 | 0 | 5000 | 0 | 0
3253 | 5000 | 0 | 0 | 0 | 0 | 0 | 0 | 5000 | 0 | 0
3254 | 5000 | 0 | 0 | 0 | 0 | 0 | 0 | 5000 | 0 | 0
3255 | 5000 | 0 | 0 | 0 | 0 | 0 | 0 | 5000 | 0 | 0
3256 | 5000 | 0 | 0 | 0 | 0 | 0 | 0 | 5000 | 0 | 0
3257 | 5000 | 0 | 0 | 0 | 0 | 0 | 0 | 5000 | 0 | 0
3258 | 5000 | 0 | 0 | 0 | 0 | 0 | 0 | 5000 | 0 | 0
3259 | 5000 | 0 | 0 | 0 | 0 | 0 | 0 | 1301.899 | 0 | 3698.101
3260 | 5000 | 0 | 0 | 0 | 0 | 0 | 0 | 0 | 0 | 5000
3261 | 5000 | 0 | 0 | 0 | 0 | 0 | 0 | 0 | 0 | 5000
3262 | 5000 | 0 | 0 | 0 | 0 | 0 | 0 | 0 | 0 | 5000
3263 | 5000 | 0 | 0 | 0 | 0 | 0 | 0 | 0 | 0 | 5000
3264 | 5000 | 0 | 0 | 0 | 0 | 0 | 0 | 5000 | 0 | 0
3265 | 5000 | 0 | 0 | 0 | 0 | 0 | 0 | 5000 | -5000 | 0
3266 | 5000 | 0 | 0 | 0 | 0 | 0 | 0 | 5000 | -5000 | 0
3267 | 5000 | 0 | 0 | 0 | 0 | 0 | 0 | 5000 | -5000 | 0
3268 | 5000 | 0 | 0 | 0 | 0 | 0 | 0 | 5000 | -5000 | 0
3269 | 5000 | 0 | 0 | 0 | 0 | 0 | 0 | 5000 | -5000 | 0
3270 | 5000 | 0 | 0 | 0 | 0 | 0 | 0 | 5000 | -1373.421 | 0
3271 | 5000 | 0 | 0 | 0 | 0 | 0 | 0 | 5000 | 0 | 0
3272 | 5000 | 0 | 0 | 0 | 0 | 0 | 0 | 5000 | 0 | 0
3273 | 5000 | 0 | 0 | 0 | 0 | 0 | 0 | 5000 | 0 | 0
3274 | 5000 | 0 | 0 | 0 | 0 | 0 | 0 | 5000 | 0 | 0
3275 | 5000 | 0 | 0 | 0 | 0 | 0 | 0 | 5000 | 0 | 0
3276 | 5000 | 0 | 0 | 0 | 0 | 0 | 0 | 5000 | 0 | 0
3277 | 5000 | 0 | 0 | 0 | 0 | 0 | 0 | 5000 | 0 | 0
3278 | 5000 | 0 | 0 | 0 | 0 | 0 | 0 | 5000 | 0 | 0
3279 | 5000 | 0 | 0 | 0 | 0 | 0 | 0 | 5000 | 0 | 0
3280 | 5000 | 0 | 0 | 0 | 0 | 0 | 0 | 5000 | 0 | 0
3281 | 5000 | 0 | 0 | 0 | 0 | 0 | 0 | 5000 | 0 | 0
3282 | 5000 | 0 | 0 | 0 | 0 | 0 | 0 | 5000 | 0 | 0
3283 | 5000 | 0 | 0 | 0 | 0 | 0 | 0 | 1301.899 | 0 | 3698.101
3284 | 5000 | 0 | 0 | 0 | 0 | 0 | 0 | 0 | 0 | 5000
3285 | 5000 | 0 | 0 | 0 | 0 | 0 | 0 | 0 | 0 | 5000
3286 | 5000 | 0 | 0 | 0 | 0 | 0 | 0 | 0 | 0 | 5000
3287 | 5000 | 0 | 0 | 0 | 0 | 0 | 0 | 0 | 0 | 5000
3288 | 5000 | 0 | 0 | 0 | 0 | 0 | 0 | 5000 | 0 | 0
3289 | 5000 | 0 | 0 | 0 | 0 | 0 | 0 | 5000 | 0 | 0
3290 | 5000 | 0 | 0 | 0 | 0 | 0 | 0 | 5000 | 0 | 0
3291 | 5000 | 0 | 0 | 0 | 0 | 0 | 0 | 5000 | 0 | 0
3292 | 5000 | 0 | 0 | 0 | 0 | 0 | 0 | 5000 | 0 | 0
3293 | 5000 | 0 | 0 | 0 | 0 | 0 | 0 | 5000 | 0 | 0
3294 | 5000 | 0 | 0 | 0 | 0 | 0 | 0 | 5000 | 0 | 0
3295 | 5000 | 0 | 0 | 0 | 0 | 0 | 0 | 5000 | 0 | 0
3296 | 5000 | 0 | 0 | 0 | 0 | 0 | 0 | 5000 | 0 | 0
3297 | 5000 | 0 | 0 | 0 | 0 | 0 | 0 | 5000 | 0 | 0
3298 | 5000 | 0 | 0 | 0 | 0 | 0 | 0 | 5000 | 0 | 0
3299 | 5000 | 0 | 0 | 0 | 0 | 0 | 0 | 5000 | 0 | 0
3300 | 5000 | 0 | 0 | 0 | 0 | 0 | 0 | 5000 | 0 | 0
3301 | 5000 | 0 | 0 | 0 | 0 | 0 | 0 | 5000 | 0 | 0
3302 | 5000 | 0 | 0 | 0 | 0 | 0 | 0 | 5000 | 0 | 0
3303 | 5000 | 0 | 0 | 0 | 0 | 0 | 0 | 5000 | 0 | 0
3304 | 5000 | 0 | 0 | 0 | 0 | 0 | 0 | 5000 | 0 | 0
3305 | 5000 | 0 | 0 | 0 | 0 | 0 | 0 | 5000 | 0 | 0
3306 | 5000 | 0 | 0 | 0 | 0 | 0 | 0 | 5000 | 0 | 0
3307 | 5000 | 0 | 0 | 0 | 0 | 0 | 0 | 5000 | 0 | 0
3308 | 5000 | 0 | 0 | 0 | 0 | 0 | 0 | 5000 | 0 | 0
3309 | 5000 | 0 | 0 | 0 | 0 | 0 | 0 | 5000 | 0 | 0
3310 | 5000 | 0 | 0 | 0 | 0 | 0 | 0 | 5000 | 0 | 0
3311 | 5000 | 0 | 0 | 0 | 0 | 0 | 0 | 5000 | 0 | 0
3312 | 5000 | 0 | 0 | 0 | 0 | 0 | 0 | 5000 | 0 | 0
3313 | 5000 | 0 | 0 | 0 | 0 | 0 | 0 | 5000 | -5000 | 0
3314 | 5000 | 0 | 0 | 0 | 0 | 0 | 0 | 5000 | -5000 | 0
3315 | 5000 | 0 | 0 | 0 | 0 | 0 | 0 | 5000 | -5000 | 0
3316 | 5000 | 0 | 0 | 0 | 0 | 0 | 0 | 5000 | -5000 | 0
3317 | 5000 | 0 | 0 | 0 | 0 | 0 | 0 | 5000 | -5000 | 0
3318 | 5000 | 0 | 0 | 0 | 0 | 0 | 0 | 5000 | -1373.421 | 0
3319 | 5000 | 0 | 0 | 0 | 0 | 0 | 0 | 5000 | 0 | 0
3320 | 5000 | 0 | 0 | 0 | 0 | 0 | 0 | 5000 | 0 | 0
3321 | 5000 | 0 | 0 | 0 | 0 | 0 | 0 | 5000 | 0 | 0
3322 | 5000 | 0 | 0 | 0 | 0 | 0 | 0 | 5000 | 0 | 0
3323 | 5000 | 0 | 0 | 0 | 0 | 0 | 0 | 5000 | 0 | 0
3324 | 5000 | 0 | 0 | 0 | 0 | 0 | 0 | 5000 | 0 | 0
3325 | 5000 | 0 | 0 | 0 | 0 | 0 | 0 | 5000 | 0 | 0
3326 | 5000 | 0 | 0 | 0 | 0 | 0 | 0 | 5000 | 0 | 0
3327 | 5000 | 0 | 0 | 0 | 0 | 0 | 0 | 5000 | 0 | 0
3328 | 5000 | 0 | 0 | 0 | 0 | 0 | 0 | 5000 | 0 | 0
3329 | 5000 | 0 | 0 | 0 | 0 | 0 | 0 | 5000 | 0 | 0
3330 | 5000 | 0 | 0 | 0 | 0 | 0 | 0 | 5000 | 0 | 0
3331 | 5000 | 0 | 0 | 0 | 0 | 0 | 0 | 1301.899 | 0 | 3698.101
3332 | 5000 | 0 | 0 | 0 | 0 | 0 | 0 | 0 | 0 | 5000
3333 | 5000 | 0 | 0 | 0 | 0 | 0 | 0 | 0 | 0 | 5000
3334 | 5000 | 0 | 0 | 0 | 0 | 0 | 0 | 0 | 0 | 5000
3335 | 5000 | 0 | 0 | 0 | 0 | 0 | 0 | 0 | 0 | 5000
3336 | 5000 | 0 | 0 | 0 | 0 | 0 | 0 | 5000 | 0 | 0
3337 | 5000 | 0 | 0 | 0 | 0 | 0 | 0 | 5000 | -5000 | 0
3338 | 5000 | 0 | 0 | 0 | 0 | 0 | 0 | 5000 | -5000 | 0
3339 | 5000 | 0 | 0 | 0 | 0 | 0 | 0 | 5000 | -5000 | 0
3340 | 5000 | 0 | 0 | 0 | 0 | 0 | 0 | 5000 | -5000 | 0
3341 | 5000 | 0 | 0 | 0 | 0 | 0 | 0 | 5000 | -5000 | 0
3342 | 5000 | 0 | 0 | 0 | 0 | 0 | 0 | 5000 | -1373.421 | 0
3343 | 5000 | 0 | 0 | 0 | 0 | 0 | 0 | 5000 | 0 | 0
3344 | 5000 | 0 | 0 | 0 | 0 | 0 | 0 | 5000 | 0 | 0
3345 | 5000 | 0 | 0 | 0 | 0 | 0 | 0 | 5000 | 0 | 0
3346 | 5000 | 0 | 0 | 0 | 0 | 0 | 0 | 5000 | 0 | 0
3347 | 5000 | 0 | 0 | 0 | 0 | 0 | 0 | 5000 | 0 | 0
3348 | 5000 | 0 | 0 | 0 | 0 | 0 | 0 | 5000 | 0 | 0
3349 | 5000 | 0 | 0 | 0 | 0 | 0 | 0 | 5000 | 0 | 0
3350 | 5000 | 0 | 0 | 0 | 0 | 0 | 0 | 5000 | 0 | 0
3351 | 5000 | 0 | 0 | 0 | 0 | 0 | 0 | 5000 | 0 | 0
3352 | 5000 | 0 | 0 | 0 | 0 | 0 | 0 | 5000 | 0 | 0
3353 | 5000 | 0 | 0 | 0 | 0 | 0 | 0 | 5000 | 0 | 0
3354 | 5000 | 0 | 0 | 0 | 0 | 0 | 0 | 5000 | 0 | 0
3355 | 5000 | 0 | 0 | 0 | 0 | 0 | 0 | 1301.899 | 0 | 3698.101
3356 | 5000 | 0 | 0 | 0 | 0 | 0 | 0 | 0 | 0 | 5000
3357 | 5000 | 0 | 0 | 0 | 0 | 0 | 0 | 0 | 0 | 5000
3358 | 5000 | 0 | 0 | 0 | 0 | 0 | 0 | 0 | 0 | 5000
3359 | 5000 | 0 | 0 | 0 | 0 | 0 | 0 | 0 | 0 | 5000
3360 | 5000 | 0 | 0 | 0 | 0 | 0 | 0 | 5000 | 0 | 0
3361 | 5000 | 0 | 0 | 0 | 0 | 0 | 0 | 5000 | -5000 | 0
3362 | 5000 | 0 | 0 | 0 | 0 | 0 | 0 | 5000 | -5000 | 0
3363 | 5000 | 0 | 0 | 0 | 0 | 0 | 0 | 5000 | -5000 | 0
3364 | 5000 | 0 | 0 | 0 | 0 | 0 | 0 | 5000 | -5000 | 0
3365 | 5000 | 0 | 0 | 0 | 0 | 0 | 0 | 5000 | -5000 | 0
3366 | 5000 | 0 | 0 | 0 | 0 | 0 | 0 | 5000 | -1373.421 | 0
3367 | 5000 | 0 | 0 | 0 | 0 | 0 | 0 | 5000 | 0 | 0
3368 | 5000 | 0 | 0 | 0 | 0 | 0 | 0 | 5000 | 0 | 0
3369 | 5000 | 0 | 0 | 0 | 0 | 0 | 0 | 5000 | 0 | 0
3370 | 5000 | 0 | 0 | 0 | 0 | 0 | 0 | 5000 | 0 | 0
3371 | 5000 | 0 | 0 | 0 | 0 | 0 | 0 | 5000 | 0 | 0
3372 | 5000 | 0 | 0 | 0 | 0 | 0 | 0 | 5000 | 0 | 0
3373 | 5000 | 0 | 0 | 0 | 0 | 0 | 0 | 5000 | 0 | 0
3374 | 5000 | 0 | 0 | 0 | 0 | 0 | 0 | 5000 | 0 | 0
3375 | 5000 | 0 | 0 | 0 | 0 | 0 | 0 | 5000 | 0 | 0
3376 | 5000 | 0 | 0 | 0 | 0 | 0 | 0 | 5000 | 0 | 0
3377 | 5000 | 0 | 0 | 0 | 0 | 0 | 0 | 5000 | 0 | 0
3378 | 5000 | 0 | 0 | 0 | 0 | 0 | 0 | 5000 | 0 | 0
3379 | 5000 | 0 | 0 | 0 | 0 | 0 | 0 | 1301.899 | 0 | 3698.101
3380 | 5000 | 0 | 0 | 0 | 0 | 0 | 0 | 0 | 0 | 5000
3381 | 5000 | 0 | 0 | 0 | 0 | 0 | 0 | 0 | 0 | 5000
3382 | 5000 | 0 | 0 | 0 | 0 | 0 | 0 | 0 | 0 | 5000
3383 | 5000 | 0 | 0 | 0 | 0 | 0 | 0 | 0 | 0 | 5000
3384 | 5000 | 0 | 0 | 0 | 0 | 0 | 0 | 5000 | 0 | 0
3385 | 5000 | 0 | 0 | 0 | 0 | 0 | 0 | 5000 | -5000 | 0
3386 | 5000 | 0 | 0 | 0 | 0 | 0 | 0 | 5000 | -5000 | 0
3387 | 5000 | 0 | 0 | 0 | 0 | 0 | 0 | 5000 | -5000 | 0
3388 | 5000 | 0 | 0 | 0 | 0 | 0 | 0 | 5000 | -5000 | 0
3389 | 5000 | 0 | 0 | 0 | 0 | 0 | 0 | 5000 | -5000 | 0
3390 | 5000 | 0 | 0 | 0 | 0 | 0 | 0 | 5000 | -1373.421 | 0
3391 | 5000 | 0 | 0 | 0 | 0 | 0 | 0 | 5000 | 0 | 0
3392 | 5000 | 0 | 0 | 0 | 0 | 0 | 0 | 5000 | 0 | 0
3393 | 5000 | 0 | 0 | 0 | 0 | 0 | 0 | 5000 | 0 | 0
3394 | 5000 | 0 | 0 | 0 | 0 | 0 | 0 | 5000 | 0 | 0
3395 | 5000 | 0 | 0 | 0 | 0 | 0 | 0 | 5000 | 0 | 0
3396 | 5000 | 0 | 0 | 0 | 0 | 0 | 0 | 5000 | 0 | 0
3397 | 5000 | 0 | 0 | 0 | 0 | 0 | 0 | 5000 | 0 | 0
3398 | 5000 | 0 | 0 | 0 | 0 | 0 | 0 | 5000 | 0 | 0
3399 | 5000 | 0 | 0 | 0 | 0 | 0 | 0 | 5000 | 0 | 0
3400 | 5000 | 0 | 0 | 0 | 0 | 0 | 0 | 5000 | 0 | 0
3401 | 5000 | 0 | 0 | 0 | 0 | 0 | 0 | 5000 | 0 | 0
3402 | 5000 | 0 | 0 | 0 | 0 | 0 | 0 | 5000 | 0 | 0
3403 | 5000 | 0 | 0 | 0 | 0 | 0 | 0 | 1301.899 | 0 | 3698.101
3404 | 5000 | 0 | 0 | 0 | 0 | 0 | 0 | 0 | 0 | 5000
3405 | 5000 | 0 | 0 | 0 | 0 | 0 | 0 | 0 | 0 | 5000
3406 | 5000 | 0 | 0 | 0 | 0 | 0 | 0 | 0 | 0 | 5000
3407 | 5000 | 0 | 0 | 0 | 0 | 0 | 0 | 0 | 0 | 5000
3408 | 5000 | 0 | 0 | 0 | 0 | 0 | 0 | 5000 | 0 | 0
3409 | 5000 | 0 | 0 | 0 | 0 | 0 | 0 | 5000 | -5000 | 0
3410 | 5000 | 0 | 0 | 0 | 0 | 0 | 0 | 5000 | -5000 | 0
3411 | 5000 | 0 | 0 | 0 | 0 | 0 | 0 | 5000 | -5000 | 0
3412 | 5000 | 0 | 0 | 0 | 0 | 0 | 0 | 5000 | -5000 | 0
3413 | 5000 | 0 | 0 | 0 | 0 | 0 | 0 | 5000 | -5000 | 0
3414 | 5000 | 0 | 0 | 0 | 0 | 0 | 0 | 5000 | -1373.421 | 0
3415 | 5000 | 0 | 0 | 0 | 0 | 0 | 0 | 5000 | 0 | 0
3416 | 5000 | 0 | 0 | 0 | 0 | 0 | 0 | 5000 | 0 | 0
3417 | 5000 | 0 | 0 | 0 | 0 | 0 | 0 | 5000 | 0 | 0
3418 | 5000 | 0 | 0 | 0 | 0 | 0 | 0 | 5000 | 0 | 0
3419 | 5000 | 0 | 0 | 0 | 0 | 0 | 0 | 5000 | 0 | 0
3420 | 5000 | 0 | 0 | 0 | 0 | 0 | 0 | 5000 | 0 | 0
3421 | 5000 | 0 | 0 | 0 | 0 | 0 | 0 | 5000 | 0 | 0
3422 | 5000 | 0 | 0 | 0 | 0 | 0 | 0 | 5000 | 0 | 0
3423 | 5000 | 0 | 0 | 0 | 0 | 0 | 0 | 5000 | 0 | 0
3424 | 5000 | 0 | 0 | 0 | 0 | 0 | 0 | 5000 | 0 | 0
3425 | 5000 | 0 | 0 | 0 | 0 | 0 | 0 | 5000 | 0 | 0
3426 | 5000 | 0 | 0 | 0 | 0 | 0 | 0 | 5000 | 0 | 0
3427 | 5000 | 0 | 0 | 0 | 0 | 0 | 0 | 1301.899 | 0 | 3698.101
3428 | 5000 | 0 | 0 | 0 | 0 | 0 | 0 | 0 | 0 | 5000
3429 | 5000 | 0 | 0 | 0 | 0 | 0 | 0 | 0 | 0 | 5000
3430 | 5000 | 0 | 0 | 0 | 0 | 0 | 0 | 0 | 0 | 5000
3431 | 5000 | 0 | 0 | 0 | 0 | 0 | 0 | 0 | 0 | 5000
3432 | 5000 | 0 | 0 | 0 | 0 | 0 | 0 | 5000 | 0 | 0
3433 | 5000 | 0 | 0 | 0 | 0 | 0 | 0 | 5000 | -5000 | 0
3434 | 5000 | 0 | 0 | 0 | 0 | 0 | 0 | 5000 | -5000 | 0
3435 | 5000 | 0 | 0 | 0 | 0 | 0 | 0 | 5000 | -5000 | 0
3436 | 5000 | 0 | 0 | 0 | 0 | 0 | 0 | 5000 | -5000 | 0
3437 | 5000 | 0 | 0 | 0 | 0 | 0 | 0 | 5000 | -5000 | 0
3438 | 5000 | 0 | 0 | 0 | 0 | 0 | 0 | 5000 | -1373.421 | 0
3439 | 5000 | 0 | 0 | 0 | 0 | 0 | 0 | 5000 | 0 | 0
3440 | 5000 | 0 | 0 | 0 | 0 | 0 | 0 | 5000 | 0 | 0
3441 | 5000 | 0 | 0 | 0 | 0 | 0 | 0 | 5000 | 0 | 0
3442 | 5000 | 0 | 0 | 0 | 0 | 0 | 0 | 5000 | 0 | 0
3443 | 5000 | 0 | 0 | 0 | 0 | 0 | 0 | 5000 | 0 | 0
3444 | 5000 | 0 | 0 | 0 | 0 | 0 | 0 | 5000 | 0 | 0
3445 | 5000 | 0 | 0 | 0 | 0 | 0 | 0 | 5000 | 0 | 0
3446 | 5000 | 0 | 0 | 0 | 0 | 0 | 0 | 5000 | 0 | 0
3447 | 5000 | 0 | 0 | 0 | 0 | 0 | 0 | 5000 | 0 | 0
3448 | 5000 | 0 | 0 | 0 | 0 | 0 | 0 | 5000 | 0 | 0
3449 | 5000 | 0 | 0 | 0 | 0 | 0 | 0 | 5000 | 0 | 0
3450 | 5000 | 0 | 0 | 0 | 0 | 0 | 0 | 5000 | 0 | 0
3451 | 5000 | 0 | 0 | 0 | 0 | 0 | 0 | 1301.899 | 0 | 3698.101
3452 | 5000 | 0 | 0 | 0 | 0 | 0 | 0 | 0 | 0 | 5000
3453 | 5000 | 0 | 0 | 0 | 0 | 0 | 0 | 0 | 0 | 5000
3454 | 5000 | 0 | 0 | 0 | 0 | 0 | 0 | 0 | 0 | 5000
3455 | 5000 | 0 | 0 | 0 | 0 | 0 | 0 | 0 | 0 | 5000
3456 | 5000 | 0 | 0 | 0 | 0 | 0 | 0 | 5000 | 0 | 0
3457 | 5000 | 0 | 0 | 0 | 0 | 0 | 0 | 5000 | 0 | 0
3458 | 5000 | 0 | 0 | 0 | 0 | 0 | 0 | 5000 | 0 | 0
3459 | 5000 | 0 | 0 | 0 | 0 | 0 | 0 | 5000 | 0 | 0
3460 | 5000 | 0 | 0 | 0 | 0 | 0 | 0 | 5000 | 0 | 0
3461 | 5000 | 0 | 0 | 0 | 0 | 0 | 0 | 5000 | 0 | 0
3462 | 5000 | 0 | 0 | 0 | 0 | 0 | 0 | 5000 | 0 | 0
3463 | 5000 | 0 | 0 | 0 | 0 | 0 | 0 | 5000 | 0 | 0
3464 | 5000 | 0 | 0 | 0 | 0 | 0 | 0 | 5000 | 0 | 0
3465 | 5000 | 0 | 0 | 0 | 0 | 0 | 0 | 5000 | 0 | 0
3466 | 5000 | 0 | 0 | 0 | 0 | 0 | 0 | 5000 | 0 | 0
3467 | 5000 | 0 | 0 | 0 | 0 | 0 | 0 | 5000 | 0 | 0
3468 | 5000 | 0 | 0 | 0 | 0 | 0 | 0 | 5000 | 0 | 0
3469 | 5000 | 0 | 0 | 0 | 0 | 0 | 0 | 5000 | 0 | 0
3470 | 5000 | 0 | 0 | 0 | 0 | 0 | 0 | 5000 | 0 | 0
3471 | 5000 | 0 | 0 | 0 | 0 | 0 | 0 | 5000 | 0 | 0
3472 | 5000 | 0 | 0 | 0 | 0 | 0 | 0 | 5000 | 0 | 0
3473 | 5000 | 0 | 0 | 0 | 0 | 0 | 0 | 5000 | 0 | 0
3474 | 5000 | 0 | 0 | 0 | 0 | 0 | 0 | 5000 | 0 | 0
3475 | 5000 | 0 | 0 | 0 | 0 | 0 | 0 | 5000 | 0 | 0
3476 | 5000 | 0 | 0 | 0 | 0 | 0 | 0 | 5000 | 0 | 0
3477 | 5000 | 0 | 0 | 0 | 0 | 0 | 0 | 5000 | 0 | 0
3478 | 5000 | 0 | 0 | 0 | 0 | 0 | 0 | 5000 | 0 | 0
3479 | 5000 | 0 | 0 | 0 | 0 | 0 | 0 | 5000 | 0 | 0
3480 | 5000 | 0 | 0 | 0 | 0 | 0 | 0 | 5000 | 0 | 0
3481 | 5000 | 0 | 0 | 0 | 0 | 0 | 0 | 5000 | -5000 | 0
3482 | 5000 | 0 | 0 | 0 | 0 | 0 | 0 | 5000 | -5000 | 0
3483 | 5000 | 0 | 0 | 0 | 0 | 0 | 0 | 5000 | -5000 | 0
3484 | 5000 | 0 | 0 | 0 | 0 | 0 | 0 | 5000 | -5000 | 0
3485 | 5000 | 0 | 0 | 0 | 0 | 0 | 0 | 5000 | -5000 | 0
3486 | 5000 | 0 | 0 | 0 | 0 | 0 | 0 | 5000 | -1373.421 | 0
3487 | 5000 | 0 | 0 | 0 | 0 | 0 | 0 | 5000 | 0 | 0
3488 | 5000 | 0 | 0 | 0 | 0 | 0 | 0 | 5000 | 0 | 0
3489 | 5000 | 0 | 0 | 0 | 0 | 0 | 0 | 5000 | 0 | 0
3490 | 5000 | 0 | 0 | 0 | 0 | 0 | 0 | 5000 | 0 | 0
3491 | 5000 | 0 | 0 | 0 | 0 | 0 | 0 | 5000 | 0 | 0
3492 | 5000 | 0 | 0 | 0 | 0 | 0 | 0 | 5000 | 0 | 0
3493 | 5000 | 0 | 0 | 0 | 0 | 0 | 0 | 5000 | 0 | 0
3494 | 5000 | 0 | 0 | 0 | 0 | 0 | 0 | 5000 | 0 | 0
3495 | 5000 | 0 | 0 | 0 | 0 | 0 | 0 | 5000 | 0 | 0
3496 | 5000 | 0 | 0 | 0 | 0 | 0 | 0 | 5000 | 0 | 0
3497 | 5000 | 0 | 0 | 0 | 0 | 0 | 0 | 5000 | 0 | 0
3498 | 5000 | 0 | 0 | 0 | 0 | 0 | 0 | 5000 | 0 | 0
3499 | 5000 | 0 | 0 | 0 | 0 | 0 | 0 | 1301.899 | 0 | 3698.101
3500 | 5000 | 0 | 0 | 0 | 0 | 0 | 0 | 0 | 0 | 5000
3501 | 5000 | 0 | 0 | 0 | 0 | 0 | 0 | 0 | 0 | 5000
3502 | 5000 | 0 | 0 | 0 | 0 | 0 | 0 | 0 | 0 | 5000
3503 | 5000 | 0 | 0 | 0 | 0 | 0 | 0 | 0 | 0 | 5000
3504 | 5000 | 0 | 0 | 0 | 0 | 0 | 0 | 5000 | 0 | 0
3505 | 5000 | 0 | 0 | 0 | 0 | 0 | 0 | 5000 | -5000 | 0
3506 | 5000 | 0 | 0 | 0 | 0 | 0 | 0 | 5000 | -5000 | 0
3507 | 5000 | 0 | 0 | 0 | 0 | 0 | 0 | 5000 | -5000 | 0
3508 | 5000 | 0 | 0 | 0 | 0 | 0 | 0 | 5000 | -5000 | 0
3509 | 5000 | 0 | 0 | 0 | 0 | 0 | 0 | 5000 | -5000 | 0
3510 | 5000 | 0 | 0 | 0 | 0 | 0 | 0 | 5000 | -1373.421 | 0
3511 | 5000 | 0 | 0 | 0 | 0 | 0 | 0 | 5000 | 0 | 0
3512 | 5000 | 0 | 0 | 0 | 0 | 0 | 0 | 5000 | 0 | 0
3513 | 5000 | 0 | 0 | 0 | 0 | 0 | 0 | 5000 | 0 | 0
3514 | 5000 | 0 | 0 | 0 | 0 | 0 | 0 | 5000 | 0 | 0
3515 | 5000 | 0 | 0 | 0 | 0 | 0 | 0 | 5000 | 0 | 0
3516 | 5000 | 0 | 0 | 0 | 0 | 0 | 0 | 5000 | 0 | 0
3517 | 5000 | 0 | 0 | 0 | 0 | 0 | 0 | 5000 | 0 | 0
3518 | 5000 | 0 | 0 | 0 | 0 | 0 | 0 | 5000 | 0 | 0
3519 | 5000 | 0 | 0 | 0 | 0 | 0 | 0 | 5000 | 0 | 0
3520 | 5000 | 0 | 0 | 0 | 0 | 0 | 0 | 5000 | 0 | 0
3521 | 5000 | 0 | 0 | 0 | 0 | 0 | 0 | 5000 | 0 | 0
3522 | 5000 | 0 | 0 | 0 | 0 | 0 | 0 | 5000 | 0 | 0
3523 | 5000 | 0 | 0 | 0 | 0 | 0 | 0 | 1301.899 | 0 | 3698.101
3524 | 5000 | 0 | 0 | 0 | 0 | 0 | 0 | 0 | 0 | 5000
3525 | 5000 | 0 | 0 | 0 | 0 | 0 | 0 | 0 | 0 | 5000
3526 | 5000 | 0 | 0 | 0 | 0 | 0 | 0 | 0 | 0 | 5000
3527 | 5000 | 0 | 0 | 0 | 0 | 0 | 0 | 0 | 0 | 5000
3528 | 5000 | 0 | 0 | 0 | 0 | 0 | 0 | 5000 | 0 | 0
3529 | 5000 | 0 | 0 | 0 | 0 | 0 | 0 | 5000 | -5000 | 0
3530 | 5000 | 0 | 0 | 0 | 0 | 0 | 0 | 5000 | -5000 | 0
3531 | 5000 | 0 | 0 | 0 | 0 | 0 | 0 | 5000 | -5000 | 0
3532 | 5000 | 0 | 0 | 0 | 0 | 0 | 0 | 5000 | -5000 | 0
3533 | 5000 | 0 | 0 | 0 | 0 | 0 | 0 | 5000 | -5000 | 0
3534 | 5000 | 0 | 0 | 0 | 0 | 0 | 0 | 5000 | -1373.421 | 0
3535 | 5000 | 0 | 0 | 0 | 0 | 0 | 0 | 5000 | 0 | 0
3536 | 5000 | 0 | 0 | 0 | 0 | 0 | 0 | 5000 | 0 | 0
3537 | 5000 | 0 | 0 | 0 | 0 | 0 | 0 | 5000 | 0 | 0
3538 | 5000 | 0 | 0 | 0 | 0 | 0 | 0 | 5000 | 0 | 0
3539 | 5000 | 0 | 0 | 0 | 0 | 0 | 0 | 5000 | 0 | 0
3540 | 5000 | 0 | 0 | 0 | 0 | 0 | 0 | 5000 | 0 | 0
3541 | 5000 | 0 | 0 | 0 | 0 | 0 | 0 | 5000 | 0 | 0
3542 | 5000 | 0 | 0 | 0 | 0 | 0 | 0 | 5000 | 0 | 0
3543 | 5000 | 0 | 0 | 0 | 0 | 0 | 0 | 5000 | 0 | 0
3544 | 5000 | 0 | 0 | 0 | 0 | 0 | 0 | 5000 | 0 | 0
3545 | 5000 | 0 | 0 | 0 | 0 | 0 | 0 | 5000 | 0 | 0
3546 | 5000 | 0 | 0 | 0 | 0 | 0 | 0 | 5000 | 0 | 0
3547 | 5000 | 0 | 0 | 0 | 0 | 0 | 0 | 1301.899 | 0 | 3698.101
3548 | 5000 | 0 | 0 | 0 | 0 | 0 | 0 | 0 | 0 | 5000
3549 | 5000 | 0 | 0 | 0 | 0 | 0 | 0 | 0 | 0 | 5000
3550 | 5000 | 0 | 0 | 0 | 0 | 0 | 0 | 0 | 0 | 5000
3551 | 5000 | 0 | 0 | 0 | 0 | 0 | 0 | 0 | 0 | 5000
3552 | 5000 | 0 | 0 | 0 | 0 | 0 | 0 | 5000 | 0 | 0
3553 | 5000 | 0 | 0 | 0 | 0 | 0 | 0 | 5000 | -5000 | 0
3554 | 5000 | 0 | 0 | 0 | 0 | 0 | 0 | 5000 | -5000 | 0
3555 | 5000 | 0 | 0 | 0 | 0 | 0 | 0 | 5000 | -5000 | 0
3556 | 5000 | 0 | 0 | 0 | 0 | 0 | 0 | 5000 | -5000 | 0
3557 | 5000 | 0 | 0 | 0 | 0 | 0 | 0 | 5000 | -5000 | 0
3558 | 5000 | 0 | 0 | 0 | 0 | 0 | 0 | 5000 | -1373.421 | 0
3559 | 5000 | 0 | 0 | 0 | 0 | 0 | 0 | 5000 | 0 | 0
3560 | 5000 | 0 | 0 | 0 | 0 | 0 | 0 | 5000 | 0 | 0
3561 | 5000 | 0 | 0 | 0 | 0 | 0 | 0 | 5000 | 0 | 0
3562 | 5000 | 0 | 0 | 0 | 0 | 0 | 0 | 5000 | 0 | 0
3563 | 5000 | 0 | 0 | 0 | 0 | 0 | 0 | 5000 | 0 | 0
3564 | 5000 | 0 | 0 | 0 | 0 | 0 | 0 | 5000 | 0 | 0
3565 | 5000 | 0 | 0 | 0 | 0 | 0 | 0 | 5000 | 0 | 0
3566 | 5000 | 0 | 0 | 0 | 0 | 0 | 0 | 5000 | 0 | 0
3567 | 5000 | 0 | 0 | 0 | 0 | 0 | 0 | 5000 | 0 | 0
3568 | 5000 | 0 | 0 | 0 | 0 | 0 | 0 | 5000 | 0 | 0
3569 | 5000 | 0 | 0 | 0 | 0 | 0 | 0 | 5000 | 0 | 0
3570 | 5000 | 0 | 0 | 0 | 0 | 0 | 0 | 5000 | 0 | 0
3571 | 5000 | 0 | 0 | 0 | 0 | 0 | 0 | 1301.899 | 0 | 3698.101
3572 | 5000 | 0 | 0 | 0 | 0 | 0 | 0 | 0 | 0 | 5000
3573 | 5000 | 0 | 0 | 0 | 0 | 0 | 0 | 0 | 0 | 5000
3574 | 5000 | 0 | 0 | 0 | 0 | 0 | 0 | 0 | 0 | 5000
3575 | 5000 | 0 | 0 | 0 | 0 | 0 | 0 | 0 | 0 | 5000
3576 | 5000 | 0 | 0 | 0 | 0 | 0 | 0 | 5000 | 0 | 0
3577 | 5000 | 0 | 0 | 0 | 0 | 0 | 0 | 5000 | -5000 | 0
3578 | 5000 | 0 | 0 | 0 | 0 | 0 | 0 | 5000 | -5000 | 0
3579 | 5000 | 0 | 0 | 0 | 0 | 0 | 0 | 5000 | -5000 | 0
3580 | 5000 | 0 | 0 | 0 | 0 | 0 | 0 | 5000 | -5000 | 0
3581 | 5000 | 0 | 0 | 0 | 0 | 0 | 0 | 5000 | -5000 | 0
3582 | 5000 | 0 | 0 | 0 | 0 | 0 | 0 | 5000 | -1373.421 | 0
3583 | 5000 | 0 | 0 | 0 | 0 | 0 | 0 | 5000 | 0 | 0
3584 | 5000 | 0 | 0 | 0 | 0 | 0 | 0 | 5000 | 0 | 0
3585 | 5000 | 0 | 0 | 0 | 0 | 0 | 0 | 5000 | 0 | 0
3586 | 5000 | 0 | 0 | 0 | 0 | 0 | 0 | 5000 | 0 | 0
3587 | 5000 | 0 | 0 | 0 | 0 | 0 | 0 | 5000 | 0 | 0
3588 | 5000 | 0 | 0 | 0 | 0 | 0 | 0 | 5000 | 0 | 0
3589 | 5000 | 0 | 0 | 0 | 0 | 0 | 0 | 5000 | 0 | 0
3590 | 5000 | 0 | 0 | 0 | 0 | 0 | 0 | 5000 | 0 | 0
3591 | 5000 | 0 | 0 | 0 | 0 | 0 | 0 | 5000 | 0 | 0
3592 | 5000 | 0 | 0 | 0 | 0 | 0 | 0 | 5000 | 0 | 0
3593 | 5000 | 0 | 0 | 0 | 0 | 0 | 0 | 5000 | 0 | 0
3594 | 5000 | 0 | 0 | 0 | 0 | 0 | 0 | 5000 | 0 | 0
3595 | 5000 | 0 | 0 | 0 | 0 | 0 | 0 | 1301.899 | 0 | 3698.101
3596 | 5000 | 0 | 0 | 0 | 0 | 0 | 0 | 0 | 0 | 5000
3597 | 5000 | 0 | 0 | 0 | 0 | 0 | 0 | 0 | 0 | 5000
3598 | 5000 | 0 | 0 | 0 | 0 | 0 | 0 | 0 | 0 | 5000
3599 | 5000 | 0 | 0 | 0 | 0 | 0 | 0 | 0 | 0 | 5000
3600 | 5000 | 0 | 0 | 0 | 0 | 0 | 0 | 5000 | 0 | 0
3601 | 5000 | 0 | 0 | 0 | 0 | 0 | 0 | 5000 | -5000 | 0
3602 | 5000 | 0 | 0 | 0 | 0 | 0 | 0 | 5000 | -5000 | 0
3603 | 5000 | 0 | 0 | 0 | 0 | 0 | 0 | 5000 | -5000 | 0
3604 | 5000 | 0 | 0 | 0 | 0 | 0 | 0 | 5000 | -5000 | 0
3605 | 5000 | 0 | 0 | 0 | 0 | 0 | 0 | 5000 | -5000 | 0
3606 | 5000 | 0 | 0 | 0 | 0 | 0 | 0 | 5000 | -1373.421 | 0
3607 | 5000 | 0 | 0 | 0 | 0 | 0 | 0 | 5000 | 0 | 0
3608 | 5000 | 0 | 0 | 0 | 0 | 0 | 0 | 5000 | 0 | 0
3609 | 5000 | 0 | 0 | 0 | 0 | 0 | 0 | 5000 | 0 | 0
3610 | 5000 | 0 | 0 | 0 | 0 | 0 | 0 | 5000 | 0 | 0
3611 | 5000 | 0 | 0 | 0 | 0 | 0 | 0 | 5000 | 0 | 0
3612 | 5000 | 0 | 0 | 0 | 0 | 0 | 0 | 5000 | 0 | 0
3613 | 5000 | 0 | 0 | 0 | 0 | 0 | 0 | 5000 | 0 | 0
3614 | 5000 | 0 | 0 | 0 | 0 | 0 | 0 | 5000 | 0 | 0
3615 | 5000 | 0 | 0 | 0 | 0 | 0 | 0 | 5000 | 0 | 0
3616 | 5000 | 0 | 0 | 0 | 0 | 0 | 0 | 5000 | 0 | 0
3617 | 5000 | 0 | 0 | 0 | 0 | 0 | 0 | 5000 | 0 | 0
3618 | 5000 | 0 | 0 | 0 | 0 | 0 | 0 | 5000 | 0 | 0
3619 | 5000 | 0 | 0 | 0 | 0 | 0 | 0 | 1301.899 | 0 | 3698.101
3620 | 5000 | 0 | 0 | 0 | 0 | 0 | 0 | 0 | 0 | 5000
3621 | 5000 | 0 | 0 | 0 | 0 | 0 | 0 | 0 | 0 | 5000
3622 | 5000 | 0 | 0 | 0 | 0 | 0 | 0 | 0 | 0 | 5000
3623 | 5000 | 0 | 0 | 0 | 0 | 0 | 0 | 0 | 0 | 5000
3624 | 5000 | 0 | 0 | 0 | 0 | 0 | 0 | 5000 | 0 | 0
3625 | 5000 | 0 | 0 | 0 | 0 | 0 | 0 | 5000 | 0 | 0
3626 | 5000 | 0 | 0 | 0 | 0 | 0 | 0 | 5000 | 0 | 0
3627 | 5000 | 0 | 0 | 0 | 0 | 0 | 0 | 5000 | 0 | 0
3628 | 5000 | 0 | 0 | 0 | 0 | 0 | 0 | 5000 | 0 | 0
3629 | 5000 | 0 | 0 | 0 | 0 | 0 | 0 | 5000 | 0 | 0
3630 | 5000 | 0 | 0 | 0 | 0 | 0 | 0 | 5000 | 0 | 0
3631 | 5000 | 0 | 0 | 0 | 0 | 0 | 0 | 5000 | 0 | 0
3632 | 5000 | 0 | 0 | 0 | 0 | 0 | 0 | 5000 | 0 | 0
3633 | 5000 | 0 | 0 | 0 | 0 | 0 | 0 | 5000 | 0 | 0
3634 | 5000 | 0 | 0 | 0 | 0 | 0 | 0 | 5000 | 0 | 0
3635 | 5000 | 0 | 0 | 0 | 0 | 0 | 0 | 5000 | 0 | 0
3636 | 5000 | 0 | 0 | 0 | 0 | 0 | 0 | 5000 | 0 | 0
3637 | 5000 | 0 | 0 | 0 | 0 | 0 | 0 | 5000 | 0 | 0
3638 | 5000 | 0 | 0 | 0 | 0 | 0 | 0 | 5000 | 0 | 0
3639 | 5000 | 0 | 0 | 0 | 0 | 0 | 0 | 5000 | 0 | 0
3640 | 5000 | 0 | 0 | 0 | 0 | 0 | 0 | 5000 | 0 | 0
3641 | 5000 | 0 | 0 | 0 | 0 | 0 | 0 | 5000 | 0 | 0
3642 | 5000 | 0 | 0 | 0 | 0 | 0 | 0 | 5000 | 0 | 0
3643 | 5000 | 0 | 0 | 0 | 0 | 0 | 0 | 5000 | 0 | 0
3644 | 5000 | 0 | 0 | 0 | 0 | 0 | 0 | 5000 | 0 | 0
3645 | 5000 | 0 | 0 | 0 | 0 | 0 | 0 | 5000 | 0 | 0
3646 | 5000 | 0 | 0 | 0 | 0 | 0 | 0 | 5000 | 0 | 0
3647 | 5000 | 0 | 0 | 0 | 0 | 0 | 0 | 5000 | 0 | 0
3648 | 5000 | 0 | 0 | 0 | 0 | 0 | 0 | 5000 | 0 | 0
3649 | 5000 | 0 | 0 | 0 | 0 | 0 | 0 | 5000 | -5000 | 0
3650 | 5000 | 0 | 0 | 0 | 0 | 0 | 0 | 5000 | -5000 | 0
3651 | 5000 | 0 | 0 | 0 | 0 | 0 | 0 | 5000 | -5000 | 0
3652 | 5000 | 0 | 0 | 0 | 0 | 0 | 0 | 5000 | -5000 | 0
3653 | 5000 | 0 | 0 | 0 | 0 | 0 | 0 | 5000 | -5000 | 0
3654 | 5000 | 0 | 0 | 0 | 0 | 0 | 0 | 5000 | -1373.421 | 0
3655 | 5000 | 0 | 0 | 0 | 0 | 0 | 0 | 5000 | 0 | 0
3656 | 5000 | 0 | 0 | 0 | 0 | 0 | 0 | 5000 | 0 | 0
3657 | 5000 | 0 | 0 | 0 | 0 | 0 | 0 | 5000 | 0 | 0
3658 | 5000 | 0 | 0 | 0 | 0 | 0 | 0 | 5000 | 0 | 0
3659 | 5000 | 0 | 0 | 0 | 0 | 0 | 0 | 5000 | 0 | 0
3660 | 5000 | 0 | 0 | 0 | 0 | 0 | 0 | 5000 | 0 | 0
3661 | 5000 | 0 | 0 | 0 | 0 | 0 | 0 | 5000 | 0 | 0
3662 | 5000 | 0 | 0 | 0 | 0 | 0 | 0 | 5000 | 0 | 0
3663 | 5000 | 0 | 0 | 0 | 0 | 0 | 0 | 5000 | 0 | 0
3664 | 5000 | 0 | 0 | 0 | 0 | 0 | 0 | 5000 | 0 | 0
3665 | 5000 | 0 | 0 | 0 | 0 | 0 | 0 | 5000 | 0 | 0
3666 | 5000 | 0 | 0 | 0 | 0 | 0 | 0 | 5000 | 0 | 0
3667 | 5000 | 0 | 0 | 0 | 0 | 0 | 0 | 1301.899 | 0 | 3698.101
3668 | 5000 | 0 | 0 | 0 | 0 | 0 | 0 | 0 | 0 | 5000
3669 | 5000 | 0 | 0 | 0 | 0 | 0 | 0 | 0 | 0 | 5000
3670 | 5000 | 0 | 0 | 0 | 0 | 0 | 0 | 0 | 0 | 5000
3671 | 5000 | 0 | 0 | 0 | 0 | 0 | 0 | 0 | 0 | 5000
3672 | 5000 | 0 | 0 | 0 | 0 | 0 | 0 | 5000 | 0 | 0
3673 | 5000 | 0 | 0 | 0 | 0 | 0 | 0 | 5000 | -5000 | 0
3674 | 5000 | 0 | 0 | 0 | 0 | 0 | 0 | 5000 | -5000 | 0
3675 | 5000 | 0 | 0 | 0 | 0 | 0 | 0 | 5000 | -5000 | 0
3676 | 5000 | 0 | 0 | 0 | 0 | 0 | 0 | 5000 | -5000 | 0
3677 | 5000 | 0 | 0 | 0 | 0 | 0 | 0 | 5000 | -5000 | 0
3678 | 5000 | 0 | 0 | 0 | 0 | 0 | 0 | 5000 | -1373.421 | 0
3679 | 5000 | 0 | 0 | 0 | 0 | 0 | 0 | 5000 | 0 | 0
3680 | 5000 | 0 | 0 | 0 | 0 | 0 | 0 | 5000 | 0 | 0
3681 | 5000 | 0 | 0 | 0 | 0 | 0 | 0 | 5000 | 0 | 0
3682 | 5000 | 0 | 0 | 0 | 0 | 0 | 0 | 5000 | 0 | 0
3683 | 5000 | 0 | 0 | 0 | 0 | 0 | 0 | 5000 | 0 | 0
3684 | 5000 | 0 | 0 | 0 | 0 | 0 | 0 | 5000 | 0 | 0
3685 | 5000 | 0 | 0 | 0 | 0 | 0 | 0 | 5000 | 0 | 0
3686 | 5000 | 0 | 0 | 0 | 0 | 0 | 0 | 5000 | 0 | 0
3687 | 5000 | 0 | 0 | 0 | 0 | 0 | 0 | 5000 | 0 | 0
3688 | 5000 | 0 | 0 | 0 | 0 | 0 | 0 | 5000 | 0 | 0
3689 | 5000 | 0 | 0 | 0 | 0 | 0 | 0 | 5000 | 0 | 0
3690 | 5000 | 0 | 0 | 0 | 0 | 0 | 0 | 5000 | 0 | 0
3691 | 5000 | 0 | 0 | 0 | 0 | 0 | 0 | 1301.899 | 0 | 3698.101
3692 | 5000 | 0 | 0 | 0 | 0 | 0 | 0 | 0 | 0 | 5000
3693 | 5000 | 0 | 0 | 0 | 0 | 0 | 0 | 0 | 0 | 5000
3694 | 5000 | 0 | 0 | 0 | 0 | 0 | 0 | 0 | 0 | 5000
3695 | 5000 | 0 | 0 | 0 | 0 | 0 | 0 | 0 | 0 | 5000
3696 | 5000 | 0 | 0 | 0 | 0 | 0 | 0 | 5000 | 0 | 0
3697 | 5000 | 0 | 0 | 0 | 0 | 0 | 0 | 5000 | -5000 | 0
3698 | 5000 | 0 | 0 | 0 | 0 | 0 | 0 | 5000 | -5000 | 0
3699 | 5000 | 0 | 0 | 0 | 0 | 0 | 0 | 5000 | -5000 | 0
3700 | 5000 | 0 | 0 | 0 | 0 | 0 | 0 | 5000 | -5000 | 0
3701 | 5000 | 0 | 0 | 0 | 0 | 0 | 0 | 5000 | -5000 | 0
3702 | 5000 | 0 | 0 | 0 | 0 | 0 | 0 | 5000 | -1373.421 | 0
3703 | 5000 | 0 | 0 | 0 | 0 | 0 | 0 | 5000 | 0 | 0
3704 | 5000 | 0 | 0 | 0 | 0 | 0 | 0 | 5000 | 0 | 0
3705 | 5000 | 0 | 0 | 0 | 0 | 0 | 0 | 5000 | 0 | 0
3706 | 5000 | 0 | 0 | 0 | 0 | 0 | 0 | 5000 | 0 | 0
3707 | 5000 | 0 | 0 | 0 | 0 | 0 | 0 | 5000 | 0 | 0
3708 | 5000 | 0 | 0 | 0 | 0 | 0 | 0 | 5000 | 0 | 0
3709 | 5000 | 0 | 0 | 0 | 0 | 0 | 0 | 5000 | 0 | 0
3710 | 5000 | 0 | 0 | 0 | 0 | 0 | 0 | 5000 | 0 | 0
3711 | 5000 | 0 | 0 | 0 | 0 | 0 | 0 | 5000 | 0 | 0
3712 | 5000 | 0 | 0 | 0 | 0 | 0 | 0 | 5000 | 0 | 0
3713 | 5000 | 0 | 0 | 0 | 0 | 0 | 0 | 5000 | 0 | 0
3714 | 5000 | 0 | 0 | 0 | 0 | 0 | 0 | 5000 | 0 | 0
3715 | 5000 | 0 | 0 | 0 | 0 | 0 | 0 | 1301.899 | 0 | 3698.101
3716 | 5000 | 0 | 0 | 0 | 0 | 0 | 0 | 0 | 0 | 5000
3717 | 5000 | 0 | 0 | 0 | 0 | 0 | 0 | 0 | 0 | 5000
3718 | 5000 | 0 | 0 | 0 | 0 | 0 | 0 | 0 | 0 | 5000
3719 | 5000 | 0 | 0 | 0 | 0 | 0 | 0 | 0 | 0 | 5000
3720 | 5000 | 0 | 0 | 0 | 0 | 0 | 0 | 5000 | 0 | 0
3721 | 5000 | 0 | 0 | 0 | 0 | 0 | 0 | 5000 | -5000 | 0
3722 | 5000 | 0 | 0 | 0 | 0 | 0 | 0 | 5000 | -5000 | 0
3723 | 5000 | 0 | 0 | 0 | 0 | 0 | 0 | 5000 | -5000 | 0
3724 | 5000 | 0 | 0 | 0 | 0 | 0 | 0 | 5000 | -5000 | 0
3725 | 5000 | 0 | 0 | 0 | 0 | 0 | 0 | 5000 | -5000 | 0
3726 | 5000 | 0 | 0 | 0 | 0 | 0 | 0 | 5000 | -1373.421 | 0
3727 | 5000 | 0 | 0 | 0 | 0 | 0 | 0 | 5000 | 0 | 0
3728 | 5000 | 0 | 0 | 0 | 0 | 0 | 0 | 5000 | 0 | 0
3729 | 5000 | 0 | 0 | 0 | 0 | 0 | 0 | 5000 | 0 | 0
3730 | 5000 | 0 | 0 | 0 | 0 | 0 | 0 | 5000 | 0 | 0
3731 | 5000 | 0 | 0 | 0 | 0 | 0 | 0 | 5000 | 0 | 0
3732 | 5000 | 0 | 0 | 0 | 0 | 0 | 0 | 5000 | 0 | 0
3733 | 5000 | 0 | 0 | 0 | 0 | 0 | 0 | 5000 | 0 | 0
3734 | 5000 | 0 | 0 | 0 | 0 | 0 | 0 | 5000 | 0 | 0
3735 | 5000 | 0 | 0 | 0 | 0 | 0 | 0 | 5000 | 0 | 0
3736 | 5000 | 0 | 0 | 0 | 0 | 0 | 0 | 5000 | 0 | 0
3737 | 5000 | 0 | 0 | 0 | 0 | 0 | 0 | 5000 | 0 | 0
3738 | 5000 | 0 | 0 | 0 | 0 | 0 | 0 | 5000 | 0 | 0
3739 | 5000 | 0 | 0 | 0 | 0 | 0 | 0 | 1301.899 | 0 | 3698.101
3740 | 5000 | 0 | 0 | 0 | 0 | 0 | 0 | 0 | 0 | 5000
3741 | 5000 | 0 | 0 | 0 | 0 | 0 | 0 | 0 | 0 | 5000
3742 | 5000 | 0 | 0 | 0 | 0 | 0 | 0 | 0 | 0 | 5000
3743 | 5000 | 0 | 0 | 0 | 0 | 0 | 0 | 0 | 0 | 5000
3744 | 5000 | 0 | 0 | 0 | 0 | 0 | 0 | 5000 | 0 | 0
3745 | 5000 | 0 | 0 | 0 | 0 | 0 | 0 | 5000 | -5000 | 0
3746 | 5000 | 0 | 0 | 0 | 0 | 0 | 0 | 5000 | -5000 | 0
3747 | 5000 | 0 | 0 | 0 | 0 | 0 | 0 | 5000 | -5000 | 0
3748 | 5000 | 0 | 0 | 0 | 0 | 0 | 0 | 5000 | -5000 | 0
3749 | 5000 | 0 | 0 | 0 | 0 | 0 | 0 | 5000 | -5000 | 0
3750 | 5000 | 0 | 0 | 0 | 0 | 0 | 0 | 5000 | -1373.421 | 0
3751 | 5000 | 0 | 0 | 0 | 0 | 0 | 0 | 5000 | 0 | 0
3752 | 5000 | 0 | 0 | 0 | 0 | 0 | 0 | 5000 | 0 | 0
3753 | 5000 | 0 | 0 | 0 | 0 | 0 | 0 | 5000 | 0 | 0
3754 | 5000 | 0 | 0 | 0 | 0 | 0 | 0 | 5000 | 0 | 0
3755 | 5000 | 0 | 0 | 0 | 0 | 0 | 0 | 5000 | 0 | 0
3756 | 5000 | 0 | 0 | 0 | 0 | 0 | 0 | 5000 | 0 | 0
3757 | 5000 | 0 | 0 | 0 | 0 | 0 | 0 | 5000 | 0 | 0
3758 | 5000 | 0 | 0 | 0 | 0 | 0 | 0 | 5000 | 0 | 0
3759 | 5000 | 0 | 0 | 0 | 0 | 0 | 0 | 5000 | 0 | 0
3760 | 5000 | 0 | 0 | 0 | 0 | 0 | 0 | 5000 | 0 | 0
3761 | 5000 | 0 | 0 | 0 | 0 | 0 | 0 | 5000 | 0 | 0
3762 | 5000 | 0 | 0 | 0 | 0 | 0 | 0 | 5000 | 0 | 0
3763 | 5000 | 0 | 0 | 0 | 0 | 0 | 0 | 1301.899 | 0 | 3698.101
3764 | 5000 | 0 | 0 | 0 | 0 | 0 | 0 | 0 | 0 | 5000
3765 | 5000 | 0 | 0 | 0 | 0 | 0 | 0 | 0 | 0 | 5000
3766 | 5000 | 0 | 0 | 0 | 0 | 0 | 0 | 0 | 0 | 5000
3767 | 5000 | 0 | 0 | 0 | 0 | 0 | 0 | 0 | 0 | 5000
3768 | 5000 | 0 | 0 | 0 | 0 | 0 | 0 | 5000 | 0 | 0
3769 | 5000 | 0 | 0 | 0 | 0 | 0 | 0 | 5000 | -5000 | 0
3770 | 5000 | 0 | 0 | 0 | 0 | 0 | 0 | 5000 | -5000 | 0
3771 | 5000 | 0 | 0 | 0 | 0 | 0 | 0 | 5000 | -5000 | 0
3772 | 5000 | 0 | 0 | 0 | 0 | 0 | 0 | 5000 | -5000 | 0
3773 | 5000 | 0 | 0 | 0 | 0 | 0 | 0 | 5000 | -5000 | 0
3774 | 5000 | 0 | 0 | 0 | 0 | 0 | 0 | 5000 | -1373.421 | 0
3775 | 5000 | 0 | 0 | 0 | 0 | 0 | 0 | 5000 | 0 | 0
3776 | 5000 | 0 | 0 | 0 | 0 | 0 | 0 | 5000 | 0 | 0
3777 | 5000 | 0 | 0 | 0 | 0 | 0 | 0 | 5000 | 0 | 0
3778 | 5000 | 0 | 0 | 0 | 0 | 0 | 0 | 5000 | 0 | 0
3779 | 5000 | 0 | 0 | 0 | 0 | 0 | 0 | 5000 | 0 | 0
3780 | 5000 | 0 | 0 | 0 | 0 | 0 | 0 | 5000 | 0 | 0
3781 | 5000 | 0 | 0 | 0 | 0 | 0 | 0 | 5000 | 0 | 0
3782 | 5000 | 0 | 0 | 0 | 0 | 0 | 0 | 5000 | 0 | 0
3783 | 5000 | 0 | 0 | 0 | 0 | 0 | 0 | 5000 | 0 | 0
3784 | 5000 | 0 | 0 | 0 | 0 | 0 | 0 | 5000 | 0 | 0
3785 | 5000 | 0 | 0 | 0 | 0 | 0 | 0 | 5000 | 0 | 0
3786 | 5000 | 0 | 0 | 0 | 0 | 0 | 0 | 5000 | 0 | 0
3787 | 5000 | 0 | 0 | 0 | 0 | 0 | 0 | 1301.899 | 0 | 3698.101
3788 | 5000 | 0 | 0 | 0 | 0 | 0 | 0 | 0 | 0 | 5000
3789 | 5000 | 0 | 0 | 0 | 0 | 0 | 0 | 0 | 0 | 5000
3790 | 5000 | 0 | 0 | 0 | 0 | 0 | 0 | 0 | 0 | 5000
3791 | 5000 | 0 | 0 | 0 | 0 | 0 | 0 | 0 | 0 | 5000
3792 | 5000 | 0 | 0 | 0 | 0 | 0 | 0 | 5000 | 0 | 0
3793 | 5000 | 0 | 0 | 0 | 0 | 0 | 0 | 5000 | 0 | 0
3794 | 5000 | 0 | 0 | 0 | 0 | 0 | 0 | 5000 | 0 | 0
3795 | 5000 | 0 | 0 | 0 | 0 | 0 | 0 | 5000 | 0 | 0
3796 | 5000 | 0 | 0 | 0 | 0 | 0 | 0 | 5000 | 0 | 0
3797 | 5000 | 0 | 0 | 0 | 0 | 0 | 0 | 5000 | 0 | 0
3798 | 5000 | 0 | 0 | 0 | 0 | 0 | 0 | 5000 | 0 | 0
3799 | 5000 | 0 | 0 | 0 | 0 | 0 | 0 | 5000 | 0 | 0
3800 | 5000 | 0 | 0 | 0 | 0 | 0 | 0 | 5000 | 0 | 0
3801 | 5000 | 0 | 0 | 0 | 0 | 0 | 0 | 5000 | 0 | 0
3802 | 5000 | 0 | 0 | 0 | 0 | 0 | 0 | 5000 | 0 | 0
3803 | 5000 | 0 | 0 | 0 | 0 | 0 | 0 | 5000 | 0 | 0
3804 | 5000 | 0 | 0 | 0 | 0 | 0 | 0 | 5000 | 0 | 0
3805 | 5000 | 0 | 0 | 0 | 0 | 0 | 0 | 5000 | 0 | 0
3806 | 5000 | 0 | 0 | 0 | 0 | 0 | 0 | 5000 | 0 | 0
3807 | 5000 | 0 | 0 | 0 | 0 | 0 | 0 | 5000 | 0 | 0
3808 | 5000 | 0 | 0 | 0 | 0 | 0 | 0 | 5000 | 0 | 0
3809 | 5000 | 0 | 0 | 0 | 0 | 0 | 0 | 5000 | 0 | 0
3810 | 5000 | 0 | 0 | 0 | 0 | 0 | 0 | 5000 | 0 | 0
3811 | 5000 | 0 | 0 | 0 | 0 | 0 | 0 | 5000 | 0 | 0
3812 | 5000 | 0 | 0 | 0 | 0 | 0 | 0 | 5000 | 0 | 0
3813 | 5000 | 0 | 0 | 0 | 0 | 0 | 0 | 5000 | 0 | 0
3814 | 5000 | 0 | 0 | 0 | 0 | 0 | 0 | 5000 | 0 | 0
3815 | 5000 | 0 | 0 | 0 | 0 | 0 | 0 | 5000 | 0 | 0
3816 | 5000 | 0 | 0 | 0 | 0 | 0 | 0 | 5000 | 0 | 0
3817 | 5000 | 0 | 0 | 0 | 0 | 0 | 0 | 5000 | -5000 | 0
3818 | 5000 | 0 | 0 | 0 | 0 | 0 | 0 | 5000 | -5000 | 0
3819 | 5000 | 0 | 0 | 0 | 0 | 0 | 0 | 5000 | -5000 | 0
3820 | 5000 | 0 | 0 | 0 | 0 | 0 | 0 | 5000 | -5000 | 0
3821 | 5000 | 0 | 0 | 0 | 0 | 0 | 0 | 5000 | -5000 | 0
3822 | 5000 | 0 | 0 | 0 | 0 | 0 | 0 | 5000 | -1373.421 | 0
3823 | 5000 | 0 | 0 | 0 | 0 | 0 | 0 | 5000 | 0 | 0
3824 | 5000 | 0 | 0 | 0 | 0 | 0 | 0 | 5000 | 0 | 0
3825 | 5000 | 0 | 0 | 0 | 0 | 0 | 0 | 5000 | 0 | 0
3826 | 5000 | 0 | 0 | 0 | 0 | 0 | 0 | 5000 | 0 | 0
3827 | 5000 | 0 | 0 | 0 | 0 | 0 | 0 | 5000 | 0 | 0
3828 | 5000 | 0 | 0 | 0 | 0 | 0 | 0 | 5000 | 0 | 0
3829 | 5000 | 0 | 0 | 0 | 0 | 0 | 0 | 5000 | 0 | 0
3830 | 5000 | 0 | 0 | 0 | 0 | 0 | 0 | 5000 | 0 | 0
3831 | 5000 | 0 | 0 | 0 | 0 | 0 | 0 | 5000 | 0 | 0
3832 | 5000 | 0 | 0 | 0 | 0 | 0 | 0 | 5000 | 0 | 0
3833 | 5000 | 0 | 0 | 0 | 0 | 0 | 0 | 5000 | 0 | 0
3834 | 5000 | 0 | 0 | 0 | 0 | 0 | 0 | 5000 | 0 | 0
3835 | 5000 | 0 | 0 | 0 | 0 | 0 | 0 | 1301.899 | 0 | 3698.101
3836 | 5000 | 0 | 0 | 0 | 0 | 0 | 0 | 0 | 0 | 5000
3837 | 5000 | 0 | 0 | 0 | 0 | 0 | 0 | 0 | 0 | 5000
3838 | 5000 | 0 | 0 | 0 | 0 | 0 | 0 | 0 | 0 | 5000
3839 | 5000 | 0 | 0 | 0 | 0 | 0 | 0 | 0 | 0 | 5000
3840 | 5000 | 0 | 0 | 0 | 0 | 0 | 0 | 5000 | 0 | 0
3841 | 5000 | 0 | 0 | 0 | 0 | 0 | 0 | 5000 | -5000 | 0
3842 | 5000 | 0 | 0 | 0 | 0 | 0 | 0 | 5000 | -5000 | 0
3843 | 5000 | 0 | 0 | 0 | 0 | 0 | 0 | 5000 | -5000 | 0
3844 | 5000 | 0 | 0 | 0 | 0 | 0 | 0 | 5000 | -5000 | 0
3845 | 5000 | 0 | 0 | 0 | 0 | 0 | 0 | 5000 | -5000 | 0
3846 | 5000 | 0 | 0 | 0 | 0 | 0 | 0 | 5000 | -1373.421 | 0
3847 | 5000 | 0 | 0 | 0 | 0 | 0 | 0 | 5000 | 0 | 0
3848 | 5000 | 0 | 0 | 0 | 0 | 0 | 0 | 5000 | 0 | 0
3849 | 5000 | 0 | 0 | 0 | 0 | 0 | 0 | 5000 | 0 | 0
3850 | 5000 | 0 | 0 | 0 | 0 | 0 | 0 | 5000 | 0 | 0
3851 | 5000 | 0 | 0 | 0 | 0 | 0 | 0 | 5000 | 0 | 0
3852 | 5000 | 0 | 0 | 0 | 0 | 0 | 0 | 5000 | 0 | 0
3853 | 5000 | 0 | 0 | 0 | 0 | 0 | 0 | 5000 | 0 | 0
3854 | 5000 | 0 | 0 | 0 | 0 | 0 | 0 | 5000 | 0 | 0
3855 | 5000 | 0 | 0 | 0 | 0 | 0 | 0 | 5000 | 0 | 0
3856 | 5000 | 0 | 0 | 0 | 0 | 0 | 0 | 5000 | 0 | 0
3857 | 5000 | 0 | 0 | 0 | 0 | 0 | 0 | 5000 | 0 | 0
3858 | 5000 | 0 | 0 | 0 | 0 | 0 | 0 | 5000 | 0 | 0
3859 | 5000 | 0 | 0 | 0 | 0 | 0 | 0 | 1301.899 | 0 | 3698.101
3860 | 5000 | 0 | 0 | 0 | 0 | 0 | 0 | 0 | 0 | 5000
3861 | 5000 | 0 | 0 | 0 | 0 | 0 | 0 | 0 | 0 | 5000
3862 | 5000 | 0 | 0 | 0 | 0 | 0 | 0 | 0 | 0 | 5000
3863 | 5000 | 0 | 0 | 0 | 0 | 0 | 0 | 0 | 0 | 5000
3864 | 5000 | 0 | 0 | 0 | 0 | 0 | 0 | 5000 | 0 | 0
3865 | 5000 | 0 | 0 | 0 | 0 | 0 | 0 | 5000 | -5000 | 0
3866 | 5000 | 0 | 0 | 0 | 0 | 0 | 0 | 5000 | -5000 | 0
3867 | 5000 | 0 | 0 | 0 | 0 | 0 | 0 | 5000 | -5000 | 0
3868 | 5000 | 0 | 0 | 0 | 0 | 0 | 0 | 5000 | -5000 | 0
3869 | 5000 | 0 | 0 | 0 | 0 | 0 | 0 | 5000 | -5000 | 0
3870 | 5000 | 0 | 0 | 0 | 0 | 0 | 0 | 5000 | -1373.421 | 0
3871 | 5000 | 0 | 0 | 0 | 0 | 0 | 0 | 5000 | 0 | 0
3872 | 5000 | 0 | 0 | 0 | 0 | 0 | 0 | 5000 | 0 | 0
3873 | 5000 | 0 | 0 | 0 | 0 | 0 | 0 | 5000 | 0 | 0
3874 | 5000 | 0 | 0 | 0 | 0 | 0 | 0 | 5000 | 0 | 0
3875 | 5000 | 0 | 0 | 0 | 0 | 0 | 0 | 5000 | 0 | 0
3876 | 5000 | 0 | 0 | 0 | 0 | 0 | 0 | 5000 | 0 | 0
3877 | 5000 | 0 | 0 | 0 | 0 | 0 | 0 | 5000 | 0 | 0
3878 | 5000 | 0 | 0 | 0 | 0 | 0 | 0 | 5000 | 0 | 0
3879 | 5000 | 0 | 0 | 0 | 0 | 0 | 0 | 5000 | 0 | 0
3880 | 5000 | 0 | 0 | 0 | 0 | 0 | 0 | 5000 | 0 | 0
3881 | 5000 | 0 | 0 | 0 | 0 | 0 | 0 | 5000 | 0 | 0
3882 | 5000 | 0 | 0 | 0 | 0 | 0 | 0 | 5000 | 0 | 0
3883 | 5000 | 0 | 0 | 0 | 0 | 0 | 0 | 1301.899 | 0 | 3698.101
3884 | 5000 | 0 | 0 | 0 | 0 | 0 | 0 | 0 | 0 | 5000
3885 | 5000 | 0 | 0 | 0 | 0 | 0 | 0 | 0 | 0 | 5000
3886 | 5000 | 0 | 0 | 0 | 0 | 0 | 0 | 0 | 0 | 5000
3887 | 5000 | 0 | 0 | 0 | 0 | 0 | 0 | 0 | 0 | 5000
3888 | 5000 | 0 | 0 | 0 | 0 | 0 | 0 | 5000 | 0 | 0
3889 | 5000 | 0 | 0 | 0 | 0 | 0 | 0 | 5000 | -5000 | 0
3890 | 5000 | 0 | 0 | 0 | 0 | 0 | 0 | 5000 | -5000 | 0
3891 | 5000 | 0 | 0 | 0 | 0 | 0 | 0 | 5000 | -5000 | 0
3892 | 5000 | 0 | 0 | 0 | 0 | 0 | 0 | 5000 | -5000 | 0
3893 | 5000 | 0 | 0 | 0 | 0 | 0 | 0 | 5000 | -5000 | 0
3894 | 5000 | 0 | 0 | 0 | 0 | 0 | 0 | 5000 | -1373.421 | 0
3895 | 5000 | 0 | 0 | 0 | 0 | 0 | 0 | 5000 | 0 | 0
3896 | 5000 | 0 | 0 | 0 | 0 | 0 | 0 | 5000 | 0 | 0
3897 | 5000 | 0 | 0 | 0 | 0 | 0 | 0 | 5000 | 0 | 0
3898 | 5000 | 0 | 0 | 0 | 0 | 0 | 0 | 5000 | 0 | 0
3899 | 5000 | 0 | 0 | 0 | 0 | 0 | 0 | 5000 | 0 | 0
3900 | 5000 | 0 | 0 | 0 | 0 | 0 | 0 | 5000 | 0 | 0
3901 | 5000 | 0 | 0 | 0 | 0 | 0 | 0 | 5000 | 0 | 0
3902 | 5000 | 0 | 0 | 0 | 0 | 0 | 0 | 5000 | 0 | 0
3903 | 5000 | 0 | 0 | 0 | 0 | 0 | 0 | 5000 | 0 | 0
3904 | 5000 | 0 | 0 | 0 | 0 | 0 | 0 | 5000 | 0 | 0
3905 | 5000 | 0 | 0 | 0 | 0 | 0 | 0 | 5000 | 0 | 0
3906 | 5000 | 0 | 0 | 0 | 0 | 0 | 0 | 5000 | 0 | 0
3907 | 5000 | 0 | 0 | 0 | 0 | 0 | 0 | 1301.899 | 0 | 3698.101
3908 | 5000 | 0 | 0 | 0 | 0 | 0 | 0 | 0 | 0 | 5000
3909 | 5000 | 0 | 0 | 0 | 0 | 0 | 0 | 0 | 0 | 5000
3910 | 5000 | 0 | 0 | 0 | 0 | 0 | 0 | 0 | 0 | 5000
3911 | 5000 | 0 | 0 | 0 | 0 | 0 | 0 | 0 | 0 | 5000
3912 | 5000 | 0 | 0 | 0 | 0 | 0 | 0 | 5000 | 0 | 0
3913 | 5000 | 0 | 0 | 0 | 0 | 0 | 0 | 5000 | -5000 | 0
3914 | 5000 | 0 | 0 | 0 | 0 | 0 | 0 | 5000 | -5000 | 0
3915 | 5000 | 0 | 0 | 0 | 0 | 0 | 0 | 5000 | -5000 | 0
3916 | 5000 | 0 | 0 | 0 | 0 | 0 | 0 | 5000 | -5000 | 0
3917 | 5000 | 0 | 0 | 0 | 0 | 0 | 0 | 5000 | -5000 | 0
3918 | 5000 | 0 | 0 | 0 | 0 | 0 | 0 | 5000 | -1373.421 | 0
3919 | 5000 | 0 | 0 | 0 | 0 | 0 | 0 | 5000 | 0 | 0
3920 | 5000 | 0 | 0 | 0 | 0 | 0 | 0 | 5000 | 0 | 0
3921 | 5000 | 0 | 0 | 0 | 0 | 0 | 0 | 5000 | 0 | 0
3922 | 5000 | 0 | 0 | 0 | 0 | 0 | 0 | 5000 | 0 | 0
3923 | 5000 | 0 | 0 | 0 | 0 | 0 | 0 | 5000 | 0 | 0
3924 | 5000 | 0 | 0 | 0 | 0 | 0 | 0 | 5000 | 0 | 0
3925 | 5000 | 0 | 0 | 0 | 0 | 0 | 0 | 5000 | 0 | 0
3926 | 5000 | 0 | 0 | 0 | 0 | 0 | 0 | 5000 | 0 | 0
3927 | 5000 | 0 | 0 | 0 | 0 | 0 | 0 | 5000 | 0 | 0
3928 | 5000 | 0 | 0 | 0 | 0 | 0 | 0 | 5000 | 0 | 0
3929 | 5000 | 0 | 0 | 0 | 0 | 0 | 0 | 5000 | 0 | 0
3930 | 5000 | 0 | 0 | 0 | 0 | 0 | 0 | 5000 | 0 | 0
3931 | 5000 | 0 | 0 | 0 | 0 | 0 | 0 | 1301.899 | 0 | 3698.101
3932 | 5000 | 0 | 0 | 0 | 0 | 0 | 0 | 0 | 0 | 5000
3933 | 5000 | 0 | 0 | 0 | 0 | 0 | 0 | 0 | 0 | 5000
3934 | 5000 | 0 | 0 | 0 | 0 | 0 | 0 | 0 | 0 | 5000
3935 | 5000 | 0 | 0 | 0 | 0 | 0 | 0 | 0 | 0 | 5000
3936 | 5000 | 0 | 0 | 0 | 0 | 0 | 0 | 5000 | 0 | 0
3937 | 5000 | 0 | 0 | 0 | 0 | 0 | 0 | 5000 | -5000 | 0
3938 | 5000 | 0 | 0 | 0 | 0 | 0 | 0 | 5000 | -5000 | 0
3939 | 5000 | 0 | 0 | 0 | 0 | 0 | 0 | 5000 | -5000 | 0
3940 | 5000 | 0 | 0 | 0 | 0 | 0 | 0 | 5000 | -5000 | 0
3941 | 5000 | 0 | 0 | 0 | 0 | 0 | 0 | 5000 | -5000 | 0
3942 | 5000 | 0 | 0 | 0 | 0 | 0 | 0 | 5000 | -1373.421 | 0
3943 | 5000 | 0 | 0 | 0 | 0 | 0 | 0 | 5000 | 0 | 0
3944 | 5000 | 0 | 0 | 0 | 0 | 0 | 0 | 5000 | 0 | 0
3945 | 5000 | 0 | 0 | 0 | 0 | 0 | 0 | 5000 | 0 | 0
3946 | 5000 | 0 | 0 | 0 | 0 | 0 | 0 | 5000 | 0 | 0
3947 | 5000 | 0 | 0 | 0 | 0 | 0 | 0 | 5000 | 0 | 0
3948 | 5000 | 0 | 0 | 0 | 0 | 0 | 0 | 5000 | 0 | 0
3949 | 5000 | 0 | 0 | 0 | 0 | 0 | 0 | 5000 | 0 | 0
3950 | 5000 | 0 | 0 | 0 | 0 | 0 | 0 | 5000 | 0 | 0
3951 | 5000 | 0 | 0 | 0 | 0 | 0 | 0 | 5000 | 0 | 0
3952 | 5000 | 0 | 0 | 0 | 0 | 0 | 0 | 5000 | 0 | 0
3953 | 5000 | 0 | 0 | 0 | 0 | 0 | 0 | 5000 | 0 | 0
3954 | 5000 | 0 | 0 | 0 | 0 | 0 | 0 | 5000 | 0 | 0
3955 | 5000 | 0 | 0 | 0 | 0 | 0 | 0 | 1301.899 | 0 | 3698.101
3956 | 5000 | 0 | 0 | 0 | 0 | 0 | 0 | 0 | 0 | 5000
3957 | 5000 | 0 | 0 | 0 | 0 | 0 | 0 | 0 | 0 | 5000
3958 | 5000 | 0 | 0 | 0 | 0 | 0 | 0 | 0 | 0 | 5000
3959 | 5000 | 0 | 0 | 0 | 0 | 0 | 0 | 0 | 0 | 5000
3960 | 5000 | 0 | 0 | 0 | 0 | 0 | 0 | 5000 | 0 | 0
3961 | 5000 | 0 | 0 | 0 | 0 | 0 | 0 | 5000 | 0 | 0
3962 | 5000 | 0 | 0 | 0 | 0 | 0 | 0 | 5000 | 0 | 0
3963 | 5000 | 0 | 0 | 0 | 0 | 0 | 0 | 5000 | 0 | 0
3964 | 5000 | 0 | 0 | 0 | 0 | 0 | 0 | 5000 | 0 | 0
3965 | 5000 | 0 | 0 | 0 | 0 | 0 | 0 | 5000 | 0 | 0
3966 | 5000 | 0 | 0 | 0 | 0 | 0 | 0 | 5000 | 0 | 0
3967 | 5000 | 0 | 0 | 0 | 0 | 0 | 0 | 5000 | 0 | 0
3968 | 5000 | 0 | 0 | 0 | 0 | 0 | 0 | 5000 | 0 | 0
3969 | 5000 | 0 | 0 | 0 | 0 | 0 | 0 | 5000 | 0 | 0
3970 | 5000 | 0 | 0 | 0 | 0 | 0 | 0 | 5000 | 0 | 0
3971 | 5000 | 0 | 0 | 0 | 0 | 0 | 0 | 5000 | 0 | 0
3972 | 5000 | 0 | 0 | 0 | 0 | 0 | 0 | 5000 | 0 | 0
3973 | 5000 | 0 | 0 | 0 | 0 | 0 | 0 | 5000 | 0 | 0
3974 | 5000 | 0 | 0 | 0 | 0 | 0 | 0 | 5000 | 0 | 0
3975 | 5000 | 0 | 0 | 0 | 0 | 0 | 0 | 5000 | 0 | 0
3976 | 5000 | 0 | 0 | 0 | 0 | 0 | 0 | 5000 | 0 | 0
3977 | 5000 | 0 | 0 | 0 | 0 | 0 | 0 | 5000 | 0 | 0
3978 | 5000 | 0 | 0 | 0 | 0 | 0 | 0 | 5000 | 0 | 0
3979 | 5000 | 0 | 0 | 0 | 0 | 0 | 0 | 5000 | 0 | 0
3980 | 5000 | 0 | 0 | 0 | 0 | 0 | 0 | 5000 | 0 | 0
3981 | 5000 | 0 | 0 | 0 | 0 | 0 | 0 | 5000 | 0 | 0
3982 | 5000 | 0 | 0 | 0 | 0 | 0 | 0 | 5000 | 0 | 0
3983 | 5000 | 0 | 0 | 0 | 0 | 0 | 0 | 5000 | 0 | 0
3984 | 5000 | 0 | 0 | 0 | 0 | 0 | 0 | 5000 | 0 | 0
3985 | 5000 | 0 | 0 | 0 | 0 | 0 | 0 | 5000 | -5000 | 0
3986 | 5000 | 0 | 0 | 0 | 0 | 0 | 0 | 5000 | -5000 | 0
3987 | 5000 | 0 | 0 | 0 | 0 | 0 | 0 | 5000 | -5000 | 0
3988 | 5000 | 0 | 0 | 0 | 0 | 0 | 0 | 5000 | -5000 | 0
3989 | 5000 | 0 | 0 | 0 | 0 | 0 | 0 | 5000 | -5000 | 0
3990 | 5000 | 0 | 0 | 0 | 0 | 0 | 0 | 5000 | -1373.421 | 0
3991 | 5000 | 0 | 0 | 0 | 0 | 0 | 0 | 5000 | 0 | 0
3992 | 5000 | 0 | 0 | 0 | 0 | 0 | 0 | 5000 | 0 | 0
3993 | 5000 | 0 | 0 | 0 | 0 | 0 | 0 | 5000 | 0 | 0
3994 | 5000 | 0 | 0 | 0 | 0 | 0 | 0 | 5000 | 0 | 0
3995 | 5000 | 0 | 0 | 0 | 0 | 0 | 0 | 5000 | 0 | 0
3996 | 5000 | 0 | 0 | 0 | 0 | 0 | 0 | 5000 | 0 | 0
3997 | 5000 | 0 | 0 | 0 | 0 | 0 | 0 | 5000 | 0 | 0
3998 | 5000 | 0 | 0 | 0 | 0 | 0 | 0 | 5000 | 0 | 0
3999 | 5000 | 0 | 0 | 0 | 0 | 0 | 0 | 5000 | 0 | 0
4000 | 5000 | 0 | 0 | 0 | 0 | 0 | 0 | 5000 | 0 | 0
4001 | 5000 | 0 | 0 | 0 | 0 | 0 | 0 | 5000 | 0 | 0
4002 | 5000 | 0 | 0 | 0 | 0 | 0 | 0 | 5000 | 0 | 0
4003 | 5000 | 0 | 0 | 0 | 0 | 0 | 0 | 1301.899 | 0 | 3698.101
4004 | 5000 | 0 | 0 | 0 | 0 | 0 | 0 | 0 | 0 | 5000
4005 | 5000 | 0 | 0 | 0 | 0 | 0 | 0 | 0 | 0 | 5000
4006 | 5000 | 0 | 0 | 0 | 0 | 0 | 0 | 0 | 0 | 5000
4007 | 5000 | 0 | 0 | 0 | 0 | 0 | 0 | 0 | 0 | 5000
4008 | 5000 | 0 | 0 | 0 | 0 | 0 | 0 | 5000 | 0 | 0
4009 | 5000 | 0 | 0 | 0 | 0 | 0 | 0 | 5000 | -5000 | 0
4010 | 5000 | 0 | 0 | 0 | 0 | 0 | 0 | 5000 | -5000 | 0
4011 | 5000 | 0 | 0 | 0 | 0 | 0 | 0 | 5000 | -5000 | 0
4012 | 5000 | 0 | 0 | 0 | 0 | 0 | 0 | 5000 | -5000 | 0
4013 | 5000 | 0 | 0 | 0 | 0 | 0 | 0 | 5000 | -5000 | 0
4014 | 5000 | 0 | 0 | 0 | 0 | 0 | 0 | 5000 | -1373.421 | 0
4015 | 5000 | 0 | 0 | 0 | 0 | 0 | 0 | 5000 | 0 | 0
4016 | 5000 | 0 | 0 | 0 | 0 | 0 | 0 | 5000 | 0 | 0
4017 | 5000 | 0 | 0 | 0 | 0 | 0 | 0 | 5000 | 0 | 0
4018 | 5000 | 0 | 0 | 0 | 0 | 0 | 0 | 5000 | 0 | 0
4019 | 5000 | 0 | 0 | 0 | 0 | 0 | 0 | 5000 | 0 | 0
4020 | 5000 | 0 | 0 | 0 | 0 | 0 | 0 | 5000 | 0 | 0
4021 | 5000 | 0 | 0 | 0 | 0 | 0 | 0 | 5000 | 0 | 0
4022 | 5000 | 0 | 0 | 0 | 0 | 0 | 0 | 5000 | 0 | 0
4023 | 5000 | 0 | 0 | 0 | 0 | 0 | 0 | 5000 | 0 | 0
4024 | 5000 | 0 | 0 | 0 | 0 | 0 | 0 | 5000 | 0 | 0
4025 | 5000 | 0 | 0 | 0 | 0 | 0 | 0 | 5000 | 0 | 0
4026 | 5000 | 0 | 0 | 0 | 0 | 0 | 0 | 5000 | 0 | 0
4027 | 5000 | 0 | 0 | 0 | 0 | 0 | 0 | 1301.899 | 0 | 3698.101
4028 | 5000 | 0 | 0 | 0 | 0 | 0 | 0 | 0 | 0 | 5000
4029 | 5000 | 0 | 0 | 0 | 0 | 0 | 0 | 0 | 0 | 5000
4030 | 5000 | 0 | 0 | 0 | 0 | 0 | 0 | 0 | 0 | 5000
4031 | 5000 | 0 | 0 | 0 | 0 | 0 | 0 | 0 | 0 | 5000
4032 | 5000 | 0 | 0 | 0 | 0 | 0 | 0 | 5000 | 0 | 0
4033 | 5000 | 0 | 0 | 0 | 0 | 0 | 0 | 5000 | -5000 | 0
4034 | 5000 | 0 | 0 | 0 | 0 | 0 | 0 | 5000 | -5000 | 0
4035 | 5000 | 0 | 0 | 0 | 0 | 0 | 0 | 5000 | -5000 | 0
4036 | 5000 | 0 | 0 | 0 | 0 | 0 | 0 | 5000 | -5000 | 0
4037 | 5000 | 0 | 0 | 0 | 0 | 0 | 0 | 5000 | -5000 | 0
4038 | 5000 | 0 | 0 | 0 | 0 | 0 | 0 | 5000 | -1373.421 | 0
4039 | 5000 | 0 | 0 | 0 | 0 | 0 | 0 | 5000 | 0 | 0
4040 | 5000 | 0 | 0 | 0 | 0 | 0 | 0 | 5000 | 0 | 0
4041 | 5000 | 0 | 0 | 0 | 0 | 0 | 0 | 5000 | 0 | 0
4042 | 5000 | 0 | 0 | 0 | 0 | 0 | 0 | 5000 | 0 | 0
4043 | 5000 | 0 | 0 | 0 | 0 | 0 | 0 | 5000 | 0 | 0
4044 | 5000 | 0 | 0 | 0 | 0 | 0 | 0 | 5000 | 0 | 0
4045 | 5000 | 0 | 0 | 0 | 0 | 0 | 0 | 5000 | 0 | 0
4046 | 5000 | 0 | 0 | 0 | 0 | 0 | 0 | 5000 | 0 | 0
4047 | 5000 | 0 | 0 | 0 | 0 | 0 | 0 | 5000 | 0 | 0
4048 | 5000 | 0 | 0 | 0 | 0 | 0 | 0 | 5000 | 0 | 0
4049 | 5000 | 0 | 0 | 0 | 0 | 0 | 0 | 5000 | 0 | 0
4050 | 5000 | 0 | 0 | 0 | 0 | 0 | 0 | 5000 | 0 | 0
4051 | 5000 | 0 | 0 | 0 | 0 | 0 | 0 | 1301.899 | 0 | 3698.101
4052 | 5000 | 0 | 0 | 0 | 0 | 0 | 0 | 0 | 0 | 5000
4053 | 5000 | 0 | 0 | 0 | 0 | 0 | 0 | 0 | 0 | 5000
4054 | 5000 | 0 | 0 | 0 | 0 | 0 | 0 | 0 | 0 | 5000
4055 | 5000 | 0 | 0 | 0 | 0 | 0 | 0 | 0 | 0 | 5000
4056 | 5000 | 0 | 0 | 0 | 0 | 0 | 0 | 5000 | 0 | 0
4057 | 5000 | 0 | 0 | 0 | 0 | 0 | 0 | 5000 | -5000 | 0
4058 | 5000 | 0 | 0 | 0 | 0 | 0 | 0 | 5000 | -5000 | 0
4059 | 5000 | 0 | 0 | 0 | 0 | 0 | 0 | 5000 | -5000 | 0
4060 | 5000 | 0 | 0 | 0 | 0 | 0 | 0 | 5000 | -5000 | 0
4061 | 5000 | 0 | 0 | 0 | 0 | 0 | 0 | 5000 | -5000 | 0
4062 | 5000 | 0 | 0 | 0 | 0 | 0 | 0 | 5000 | -1373.421 | 0
4063 | 5000 | 0 | 0 | 0 | 0 | 0 | 0 | 5000 | 0 | 0
4064 | 5000 | 0 | 0 | 0 | 0 | 0 | 0 | 5000 | 0 | 0
4065 | 5000 | 0 | 0 | 0 | 0 | 0 | 0 | 5000 | 0 | 0
4066 | 5000 | 0 | 0 | 0 | 0 | 0 | 0 | 5000 | 0 | 0
4067 | 5000 | 0 | 0 | 0 | 0 | 0 | 0 | 5000 | 0 | 0
4068 | 5000 | 0 | 0 | 0 | 0 | 0 | 0 | 5000 | 0 | 0
4069 | 5000 | 0 | 0 | 0 | 0 | 0 | 0 | 5000 | 0 | 0
4070 | 5000 | 0 | 0 | 0 | 0 | 0 | 0 | 5000 | 0 | 0
4071 | 5000 | 0 | 0 | 0 | 0 | 0 | 0 | 5000 | 0 | 0
4072 | 5000 | 0 | 0 | 0 | 0 | 0 | 0 | 5000 | 0 | 0
4073 | 5000 | 0 | 0 | 0 | 0 | 0 | 0 | 5000 | 0 | 0
4074 | 5000 | 0 | 0 | 0 | 0 | 0 | 0 | 5000 | 0 | 0
4075 | 5000 | 0 | 0 | 0 | 0 | 0 | 0 | 1301.899 | 0 | 3698.101
4076 | 5000 | 0 | 0 | 0 | 0 | 0 | 0 | 0 | 0 | 5000
4077 | 5000 | 0 | 0 | 0 | 0 | 0 | 0 | 0 | 0 | 5000
4078 | 5000 | 0 | 0 | 0 | 0 | 0 | 0 | 0 | 0 | 5000
4079 | 5000 | 0 | 0 | 0 | 0 | 0 | 0 | 0 | 0 | 5000
4080 | 5000 | 0 | 0 | 0 | 0 | 0 | 0 | 5000 | 0 | 0
4081 | 5000 | 0 | 0 | 0 | 0 | 0 | 0 | 5000 | -5000 | 0
4082 | 5000 | 0 | 0 | 0 | 0 | 0 | 0 | 5000 | -5000 | 0
4083 | 5000 | 0 | 0 | 0 | 0 | 0 | 0 | 5000 | -5000 | 0
4084 | 5000 | 0 | 0 | 0 | 0 | 0 | 0 | 5000 | -5000 | 0
4085 | 5000 | 0 | 0 | 0 | 0 | 0 | 0 | 5000 | -5000 | 0
4086 | 5000 | 0 | 0 | 0 | 0 | 0 | 0 | 5000 | -1373.421 | 0
4087 | 5000 | 0 | 0 | 0 | 0 | 0 | 0 | 5000 | 0 | 0
4088 | 5000 | 0 | 0 | 0 | 0 | 0 | 0 | 5000 | 0 | 0
4089 | 5000 | 0 | 0 | 0 | 0 | 0 | 0 | 5000 | 0 | 0
4090 | 5000 | 0 | 0 | 0 | 0 | 0 | 0 | 5000 | 0 | 0
4091 | 5000 | 0 | 0 | 0 | 0 | 0 | 0 | 5000 | 0 | 0
4092 | 5000 | 0 | 0 | 0 | 0 | 0 | 0 | 5000 | 0 | 0
4093 | 5000 | 0 | 0 | 0 | 0 | 0 | 0 | 5000 | 0 | 0
4094 | 5000 | 0 | 0 | 0 | 0 | 0 | 0 | 5000 | 0 | 0
4095 | 5000 | 0 | 0 | 0 | 0 | 0 | 0 | 5000 | 0 | 0
4096 | 5000 | 0 | 0 | 0 | 0 | 0 | 0 | 5000 | 0 | 0
4097 | 5000 | 0 | 0 | 0 | 0 | 0 | 0 | 5000 | 0 | 0
4098 | 5000 | 0 | 0 | 0 | 0 | 0 | 0 | 5000 | 0 | 0
4099 | 5000 | 0 | 0 | 0 | 0 | 0 | 0 | 1301.899 | 0 | 3698.101
4100 | 5000 | 0 | 0 | 0 | 0 | 0 | 0 | 0 | 0 | 5000
4101 | 5000 | 0 | 0 | 0 | 0 | 0 | 0 | 0 | 0 | 5000
4102 | 5000 | 0 | 0 | 0 | 0 | 0 | 0 | 0 | 0 | 5000
4103 | 5000 | 0 | 0 | 0 | 0 | 0 | 0 | 0 | 0 | 5000
4104 | 5000 | 0 | 0 | 0 | 0 | 0 | 0 | 5000 | 0 | 0
4105 | 5000 | 0 | 0 | 0 | 0 | 0 | 0 | 5000 | -5000 | 0
4106 | 5000 | 0 | 0 | 0 | 0 | 0 | 0 | 5000 | -5000 | 0
4107 | 5000 | 0 | 0 | 0 | 0 | 0 | 0 | 5000 | -5000 | 0
4108 | 5000 | 0 | 0 | 0 | 0 | 0 | 0 | 5000 | -5000 | 0
4109 | 5000 | 0 | 0 | 0 | 0 | 0 | 0 | 5000 | -5000 | 0
4110 | 5000 | 0 | 0 | 0 | 0 | 0 | 0 | 5000 | -1373.421 | 0
4111 | 5000 | 0 | 0 | 0 | 0 | 0 | 0 | 5000 | 0 | 0
4112 | 5000 | 0 | 0 | 0 | 0 | 0 | 0 | 5000 | 0 | 0
4113 | 5000 | 0 | 0 | 0 | 0 | 0 | 0 | 5000 | 0 | 0
4114 | 5000 | 0 | 0 | 0 | 0 | 0 | 0 | 5000 | 0 | 0
4115 | 5000 | 0 | 0 | 0 | 0 | 0 | 0 | 5000 | 0 | 0
4116 | 5000 | 0 | 0 | 0 | 0 | 0 | 0 | 5000 | 0 | 0
4117 | 5000 | 0 | 0 | 0 | 0 | 0 | 0 | 5000 | 0 | 0
4118 | 5000 | 0 | 0 | 0 | 0 | 0 | 0 | 5000 | 0 | 0
4119 | 5000 | 0 | 0 | 0 | 0 | 0 | 0 | 5000 | 0 | 0
4120 | 5000 | 0 | 0 | 0 | 0 | 0 | 0 | 5000 | 0 | 0
4121 | 5000 | 0 | 0 | 0 | 0 | 0 | 0 | 5000 | 0 | 0
4122 | 5000 | 0 | 0 | 0 | 0 | 0 | 0 | 5000 | 0 | 0
4123 | 5000 | 0 | 0 | 0 | 0 | 0 | 0 | 1301.899 | 0 | 3698.101
4124 | 5000 | 0 | 0 | 0 | 0 | 0 | 0 | 0 | 0 | 5000
4125 | 5000 | 0 | 0 | 0 | 0 | 0 | 0 | 0 | 0 | 5000
4126 | 5000 | 0 | 0 | 0 | 0 | 0 | 0 | 0 | 0 | 5000
4127 | 5000 | 0 | 0 | 0 | 0 | 0 | 0 | 0 | 0 | 5000
4128 | 5000 | 0 | 0 | 0 | 0 | 0 | 0 | 5000 | 0 | 0
4129 | 5000 | 0 | 0 | 0 | 0 | 0 | 0 | 5000 | 0 | 0
4130 | 5000 | 0 | 0 | 0 | 0 | 0 | 0 | 5000 | 0 | 0
4131 | 5000 | 0 | 0 | 0 | 0 | 0 | 0 | 5000 | 0 | 0
4132 | 5000 | 0 | 0 | 0 | 0 | 0 | 0 | 5000 | 0 | 0
4133 | 5000 | 0 | 0 | 0 | 0 | 0 | 0 | 5000 | 0 | 0
4134 | 5000 | 0 | 0 | 0 | 0 | 0 | 0 | 5000 | 0 | 0
4135 | 5000 | 0 | 0 | 0 | 0 | 0 | 0 | 5000 | 0 | 0
4136 | 5000 | 0 | 0 | 0 | 0 | 0 | 0 | 5000 | 0 | 0
4137 | 5000 | 0 | 0 | 0 | 0 | 0 | 0 | 5000 | 0 | 0
4138 | 5000 | 0 | 0 | 0 | 0 | 0 | 0 | 5000 | 0 | 0
4139 | 5000 | 0 | 0 | 0 | 0 | 0 | 0 | 5000 | 0 | 0
4140 | 5000 | 0 | 0 | 0 | 0 | 0 | 0 | 5000 | 0 | 0
4141 | 5000 | 0 | 0 | 0 | 0 | 0 | 0 | 5000 | 0 | 0
4142 | 5000 | 0 | 0 | 0 | 0 | 0 | 0 | 5000 | 0 | 0
4143 | 5000 | 0 | 0 | 0 | 0 | 0 | 0 | 5000 | 0 | 0
4144 | 5000 | 0 | 0 | 0 | 0 | 0 | 0 | 5000 | 0 | 0
4145 | 5000 | 0 | 0 | 0 | 0 | 0 | 0 | 5000 | 0 | 0
4146 | 5000 | 0 | 0 | 0 | 0 | 0 | 0 | 5000 | 0 | 0
4147 | 5000 | 0 | 0 | 0 | 0 | 0 | 0 | 5000 | 0 | 0
4148 | 5000 | 0 | 0 | 0 | 0 | 0 | 0 | 5000 | 0 | 0
4149 | 5000 | 0 | 0 | 0 | 0 | 0 | 0 | 5000 | 0 | 0
4150 | 5000 | 0 | 0 | 0 | 0 | 0 | 0 | 5000 | 0 | 0
4151 | 5000 | 0 | 0 | 0 | 0 | 0 | 0 | 5000 | 0 | 0
4152 | 5000 | 0 | 0 | 0 | 0 | 0 | 0 | 5000 | 0 | 0
4153 | 5000 | 0 | 0 | 0 | 0 | 0 | 0 | 5000 | -5000 | 0
4154 | 5000 | 0 | 0 | 0 | 0 | 0 | 0 | 5000 | -5000 | 0
4155 | 5000 | 0 | 0 | 0 | 0 | 0 | 0 | 5000 | -5000 | 0
4156 | 5000 | 0 | 0 | 0 | 0 | 0 | 0 | 5000 | -5000 | 0
4157 | 5000 | 0 | 0 | 0 | 0 | 0 | 0 | 5000 | -5000 | 0
4158 | 5000 | 0 | 0 | 0 | 0 | 0 | 0 | 5000 | -1373.421 | 0
4159 | 5000 | 0 | 0 | 0 | 0 | 0 | 0 | 5000 | 0 | 0
4160 | 5000 | 0 | 0 | 0 | 0 | 0 | 0 | 5000 | 0 | 0
4161 | 5000 | 0 | 0 | 0 | 0 | 0 | 0 | 5000 | 0 | 0
4162 | 5000 | 0 | 0 | 0 | 0 | 0 | 0 | 5000 | 0 | 0
4163 | 5000 | 0 | 0 | 0 | 0 | 0 | 0 | 5000 | 0 | 0
4164 | 5000 | 0 | 0 | 0 | 0 | 0 | 0 | 5000 | 0 | 0
4165 | 5000 | 0 | 0 | 0 | 0 | 0 | 0 | 5000 | 0 | 0
4166 | 5000 | 0 | 0 | 0 | 0 | 0 | 0 | 5000 | 0 | 0
4167 | 5000 | 0 | 0 | 0 | 0 | 0 | 0 | 5000 | 0 | 0
4168 | 5000 | 0 | 0 | 0 | 0 | 0 | 0 | 5000 | 0 | 0
4169 | 5000 | 0 | 0 | 0 | 0 | 0 | 0 | 5000 | 0 | 0
4170 | 5000 | 0 | 0 | 0 | 0 | 0 | 0 | 5000 | 0 | 0
4171 | 5000 | 0 | 0 | 0 | 0 | 0 | 0 | 1301.899 | 0 | 3698.101
4172 | 5000 | 0 | 0 | 0 | 0 | 0 | 0 | 0 | 0 | 5000
4173 | 5000 | 0 | 0 | 0 | 0 | 0 | 0 | 0 | 0 | 5000
4174 | 5000 | 0 | 0 | 0 | 0 | 0 | 0 | 0 | 0 | 5000
4175 | 5000 | 0 | 0 | 0 | 0 | 0 | 0 | 0 | 0 | 5000
4176 | 5000 | 0 | 0 | 0 | 0 | 0 | 0 | 5000 | 0 | 0
4177 | 5000 | 0 | 0 | 0 | 0 | 0 | 0 | 5000 | -5000 | 0
4178 | 5000 | 0 | 0 | 0 | 0 | 0 | 0 | 5000 | -5000 | 0
4179 | 5000 | 0 | 0 | 0 | 0 | 0 | 0 | 5000 | -5000 | 0
4180 | 5000 | 0 | 0 | 0 | 0 | 0 | 0 | 5000 | -5000 | 0
4181 | 5000 | 0 | 0 | 0 | 0 | 0 | 0 | 5000 | -5000 | 0
4182 | 5000 | 0 | 0 | 0 | 0 | 0 | 0 | 5000 | -1373.421 | 0
4183 | 5000 | 0 | 0 | 0 | 0 | 0 | 0 | 5000 | 0 | 0
4184 | 5000 | 0 | 0 | 0 | 0 | 0 | 0 | 5000 | 0 | 0
4185 | 5000 | 0 | 0 | 0 | 0 | 0 | 0 | 5000 | 0 | 0
4186 | 5000 | 0 | 0 | 0 | 0 | 0 | 0 | 5000 | 0 | 0
4187 | 5000 | 0 | 0 | 0 | 0 | 0 | 0 | 5000 | 0 | 0
4188 | 5000 | 0 | 0 | 0 | 0 | 0 | 0 | 5000 | 0 | 0
4189 | 5000 | 0 | 0 | 0 | 0 | 0 | 0 | 5000 | 0 | 0
4190 | 5000 | 0 | 0 | 0 | 0 | 0 | 0 | 5000 | 0 | 0
4191 | 5000 | 0 | 0 | 0 | 0 | 0 | 0 | 5000 | 0 | 0
4192 | 5000 | 0 | 0 | 0 | 0 | 0 | 0 | 5000 | 0 | 0
4193 | 5000 | 0 | 0 | 0 | 0 | 0 | 0 | 5000 | 0 | 0
4194 | 5000 | 0 | 0 | 0 | 0 | 0 | 0 | 5000 | 0 | 0
4195 | 5000 | 0 | 0 | 0 | 0 | 0 | 0 | 1301.899 | 0 | 3698.101
4196 | 5000 | 0 | 0 | 0 | 0 | 0 | 0 | 0 | 0 | 5000
4197 | 5000 | 0 | 0 | 0 | 0 | 0 | 0 | 0 | 0 | 5000
4198 | 5000 | 0 | 0 | 0 | 0 | 0 | 0 | 0 | 0 | 5000
4199 | 5000 | 0 | 0 | 0 | 0 | 0 | 0 | 0 | 0 | 5000
4200 | 5000 | 0 | 0 | 0 | 0 | 0 | 0 | 5000 | 0 | 0
4201 | 5000 | 0 | 0 | 0 | 0 | 0 | 0 | 5000 | -5000 | 0
4202 | 5000 | 0 | 0 | 0 | 0 | 0 | 0 | 5000 | -5000 | 0
4203 | 5000 | 0 | 0 | 0 | 0 | 0 | 0 | 5000 | -5000 | 0
4204 | 5000 | 0 | 0 | 0 | 0 | 0 | 0 | 5000 | -5000 | 0
4205 | 5000 | 0 | 0 | 0 | 0 | 0 | 0 | 5000 | -5000 | 0
4206 | 5000 | 0 | 0 | 0 | 0 | 0 | 0 | 5000 | -1373.421 | 0
4207 | 5000 | 0 | 0 | 0 | 0 | 0 | 0 | 5000 | 0 | 0
4208 | 5000 | 0 | 0 | 0 | 0 | 0 | 0 | 5000 | 0 | 0
4209 | 5000 | 0 | 0 | 0 | 0 | 0 | 0 | 5000 | 0 | 0
4210 | 5000 | 0 | 0 | 0 | 0 | 0 | 0 | 5000 | 0 | 0
4211 | 5000 | 0 | 0 | 0 | 0 | 0 | 0 | 5000 | 0 | 0
4212 | 5000 | 0 | 0 | 0 | 0 | 0 | 0 | 5000 | 0 | 0
4213 | 5000 | 0 | 0 | 0 | 0 | 0 | 0 | 5000 | 0 | 0
4214 | 5000 | 0 | 0 | 0 | 0 | 0 | 0 | 5000 | 0 | 0
4215 | 5000 | 0 | 0 | 0 | 0 | 0 | 0 | 5000 | 0 | 0
4216 | 5000 | 0 | 0 | 0 | 0 | 0 | 0 | 5000 | 0 | 0
4217 | 5000 | 0 | 0 | 0 | 0 | 0 | 0 | 5000 | 0 | 0
4218 | 5000 | 0 | 0 | 0 | 0 | 0 | 0 | 5000 | 0 | 0
4219 | 5000 | 0 | 0 | 0 | 0 | 0 | 0 | 1301.899 | 0 | 3698.101
4220 | 5000 | 0 | 0 | 0 | 0 | 0 | 0 | 0 | 0 | 5000
4221 | 5000 | 0 | 0 | 0 | 0 | 0 | 0 | 0 | 0 | 5000
4222 | 5000 | 0 | 0 | 0 | 0 | 0 | 0 | 0 | 0 | 5000
4223 | 5000 | 0 | 0 | 0 | 0 | 0 | 0 | 0 | 0 | 5000
4224 | 5000 | 0 | 0 | 0 | 0 | 0 | 0 | 5000 | 0 | 0
4225 | 5000 | 0 | 0 | 0 | 0 | 0 | 0 | 5000 | -5000 | 0
4226 | 5000 | 0 | 0 | 0 | 0 | 0 | 0 | 5000 | -5000 | 0
4227 | 5000 | 0 | 0 | 0 | 0 | 0 | 0 | 5000 | -5000 | 0
4228 | 5000 | 0 | 0 | 0 | 0 | 0 | 0 | 5000 | -5000 | 0
4229 | 5000 | 0 | 0 | 0 | 0 | 0 | 0 | 5000 | -5000 | 0
4230 | 5000 | 0 | 0 | 0 | 0 | 0 | 0 | 5000 | -1373.421 | 0
4231 | 5000 | 0 | 0 | 0 | 0 | 0 | 0 | 5000 | 0 | 0
4232 | 5000 | 0 | 0 | 0 | 0 | 0 | 0 | 5000 | 0 | 0
4233 | 5000 | 0 | 0 | 0 | 0 | 0 | 0 | 5000 | 0 | 0
4234 | 5000 | 0 | 0 | 0 | 0 | 0 | 0 | 5000 | 0 | 0
4235 | 5000 | 0 | 0 | 0 | 0 | 0 | 0 | 5000 | 0 | 0
4236 | 5000 | 0 | 0 | 0 | 0 | 0 | 0 | 5000 | 0 | 0
4237 | 5000 | 0 | 0 | 0 | 0 | 0 | 0 | 5000 | 0 | 0
4238 | 5000 | 0 | 0 | 0 | 0 | 0 | 0 | 5000 | 0 | 0
4239 | 5000 | 0 | 0 | 0 | 0 | 0 | 0 | 5000 | 0 | 0
4240 | 5000 | 0 | 0 | 0 | 0 | 0 | 0 | 5000 | 0 | 0
4241 | 5000 | 0 | 0 | 0 | 0 | 0 | 0 | 5000 | 0 | 0
4242 | 5000 | 0 | 0 | 0 | 0 | 0 | 0 | 5000 | 0 | 0
4243 | 5000 | 0 | 0 | 0 | 0 | 0 | 0 | 1301.899 | 0 | 3698.101
4244 | 5000 | 0 | 0 | 0 | 0 | 0 | 0 | 0 | 0 | 5000
4245 | 5000 | 0 | 0 | 0 | 0 | 0 | 0 | 0 | 0 | 5000
4246 | 5000 | 0 | 0 | 0 | 0 | 0 | 0 | 0 | 0 | 5000
4247 | 5000 | 0 | 0 | 0 | 0 | 0 | 0 | 0 | 0 | 5000
4248 | 5000 | 0 | 0 | 0 | 0 | 0 | 0 | 5000 | 0 | 0
4249 | 5000 | 0 | 0 | 0 | 0 | 0 | 0 | 5000 | -5000 | 0
4250 | 5000 | 0 | 0 | 0 | 0 | 0 | 0 | 5000 | -5000 | 0
4251 | 5000 | 0 | 0 | 0 | 0 | 0 | 0 | 5000 | -5000 | 0
4252 | 5000 | 0 | 0 | 0 | 0 | 0 | 0 | 5000 | -5000 | 0
4253 | 5000 | 0 | 0 | 0 | 0 | 0 | 0 | 5000 | -5000 | 0
4254 | 5000 | 0 | 0 | 0 | 0 | 0 | 0 | 5000 | -1373.421 | 0
4255 | 5000 | 0 | 0 | 0 | 0 | 0 | 0 | 5000 | 0 | 0
4256 | 5000 | 0 | 0 | 0 | 0 | 0 | 0 | 5000 | 0 | 0
4257 | 5000 | 0 | 0 | 0 | 0 | 0 | 0 | 5000 | 0 | 0
4258 | 5000 | 0 | 0 | 0 | 0 | 0 | 0 | 5000 | 0 | 0
4259 | 5000 | 0 | 0 | 0 | 0 | 0 | 0 | 5000 | 0 | 0
4260 | 5000 | 0 | 0 | 0 | 0 | 0 | 0 | 5000 | 0 | 0
4261 | 5000 | 0 | 0 | 0 | 0 | 0 | 0 | 5000 | 0 | 0
4262 | 5000 | 0 | 0 | 0 | 0 | 0 | 0 | 5000 | 0 | 0
4263 | 5000 | 0 | 0 | 0 | 0 | 0 | 0 | 5000 | 0 | 0
4264 | 5000 | 0 | 0 | 0 | 0 | 0 | 0 | 5000 | 0 | 0
4265 | 5000 | 0 | 0 | 0 | 0 | 0 | 0 | 5000 | 0 | 0
4266 | 5000 | 0 | 0 | 0 | 0 | 0 | 0 | 5000 | 0 | 0
4267 | 5000 | 0 | 0 | 0 | 0 | 0 | 0 | 1301.899 | 0 | 3698.101
4268 | 5000 | 0 | 0 | 0 | 0 | 0 | 0 | 0 | 0 | 5000
4269 | 5000 | 0 | 0 | 0 | 0 | 0 | 0 | 0 | 0 | 5000
4270 | 5000 | 0 | 0 | 0 | 0 | 0 | 0 | 0 | 0 | 5000
4271 | 5000 | 0 | 0 | 0 | 0 | 0 | 0 | 0 | 0 | 5000
4272 | 5000 | 0 | 0 | 0 | 0 | 0 | 0 | 5000 | 0 | 0
4273 | 5000 | 0 | 0 | 0 | 0 | 0 | 0 | 5000 | -5000 | 0
4274 | 5000 | 0 | 0 | 0 | 0 | 0 | 0 | 5000 | -5000 | 0
4275 | 5000 | 0 | 0 | 0 | 0 | 0 | 0 | 5000 | -5000 | 0
4276 | 5000 | 0 | 0 | 0 | 0 | 0 | 0 | 5000 | -5000 | 0
4277 | 5000 | 0 | 0 | 0 | 0 | 0 | 0 | 5000 | -5000 | 0
4278 | 5000 | 0 | 0 | 0 | 0 | 0 | 0 | 5000 | -1373.421 | 0
4279 | 5000 | 0 | 0 | 0 | 0 | 0 | 0 | 5000 | 0 | 0
4280 | 5000 | 0 | 0 | 0 | 0 | 0 | 0 | 5000 | 0 | 0
4281 | 5000 | 0 | 0 | 0 | 0 | 0 | 0 | 5000 | 0 | 0
4282 | 5000 | 0 | 0 | 0 | 0 | 0 | 0 | 5000 | 0 | 0
4283 | 5000 | 0 | 0 | 0 | 0 | 0 | 0 | 5000 | 0 | 0
4284 | 5000 | 0 | 0 | 0 | 0 | 0 | 0 | 5000 | 0 | 0
4285 | 5000 | 0 | 0 | 0 | 0 | 0 | 0 | 5000 | 0 | 0
4286 | 5000 | 0 | 0 | 0 | 0 | 0 | 0 | 5000 | 0 | 0
4287 | 5000 | 0 | 0 | 0 | 0 | 0 | 0 | 5000 | 0 | 0
4288 | 5000 | 0 | 0 | 0 | 0 | 0 | 0 | 5000 | 0 | 0
4289 | 5000 | 0 | 0 | 0 | 0 | 0 | 0 | 5000 | 0 | 0
4290 | 5000 | 0 | 0 | 0 | 0 | 0 | 0 | 5000 | 0 | 0
4291 | 5000 | 0 | 0 | 0 | 0 | 0 | 0 | 1301.899 | 0 | 3698.101
4292 | 5000 | 0 | 0 | 0 | 0 | 0 | 0 | 0 | 0 | 5000
4293 | 5000 | 0 | 0 | 0 | 0 | 0 | 0 | 0 | 0 | 5000
4294 | 5000 | 0 | 0 | 0 | 0 | 0 | 0 | 0 | 0 | 5000
4295 | 5000 | 0 | 0 | 0 | 0 | 0 | 0 | 0 | 0 | 5000
4296 | 5000 | 0 | 0 | 0 | 0 | 0 | 0 | 5000 | 0 | 0
4297 | 5000 | 0 | 0 | 0 | 0 | 0 | 0 | 5000 | 0 | 0
4298 | 5000 | 0 | 0 | 0 | 0 | 0 | 0 | 5000 | 0 | 0
4299 | 5000 | 0 | 0 | 0 | 0 | 0 | 0 | 5000 | 0 | 0
4300 | 5000 | 0 | 0 | 0 | 0 | 0 | 0 | 5000 | 0 | 0
4301 | 5000 | 0 | 0 | 0 | 0 | 0 | 0 | 5000 | 0 | 0
4302 | 5000 | 0 | 0 | 0 | 0 | 0 | 0 | 5000 | 0 | 0
4303 | 5000 | 0 | 0 | 0 | 0 | 0 | 0 | 5000 | 0 | 0
4304 | 5000 | 0 | 0 | 0 | 0 | 0 | 0 | 5000 | 0 | 0
4305 | 5000 | 0 | 0 | 0 | 0 | 0 | 0 | 5000 | 0 | 0
4306 | 5000 | 0 | 0 | 0 | 0 | 0 | 0 | 5000 | 0 | 0
4307 | 5000 | 0 | 0 | 0 | 0 | 0 | 0 | 5000 | 0 | 0
4308 | 5000 | 0 | 0 | 0 | 0 | 0 | 0 | 5000 | 0 | 0
4309 | 5000 | 0 | 0 | 0 | 0 | 0 | 0 | 5000 | 0 | 0
4310 | 5000 | 0 | 0 | 0 | 0 | 0 | 0 | 5000 | 0 | 0
4311 | 5000 | 0 | 0 | 0 | 0 | 0 | 0 | 5000 | 0 | 0
4312 | 5000 | 0 | 0 | 0 | 0 | 0 | 0 | 5000 | 0 | 0
4313 | 5000 | 0 | 0 | 0 | 0 | 0 | 0 | 5000 | 0 | 0
4314 | 5000 | 0 | 0 | 0 | 0 | 0 | 0 | 5000 | 0 | 0
4315 | 5000 | 0 | 0 | 0 | 0 | 0 | 0 | 5000 | 0 | 0
4316 | 5000 | 0 | 0 | 0 | 0 | 0 | 0 | 5000 | 0 | 0
4317 | 5000 | 0 | 0 | 0 | 0 | 0 | 0 | 5000 | 0 | 0
4318 | 5000 | 0 | 0 | 0 | 0 | 0 | 0 | 5000 | 0 | 0
4319 | 5000 | 0 | 0 | 0 | 0 | 0 | 0 | 5000 | 0 | 0
4320 | 5000 | 0 | 0 | 0 | 0 | 0 | 0 | 5000 | 0 | 0
4321 | 5000 | 0 | 0 | 0 | 0 | 0 | 0 | 5000 | -5000 | 0
4322 | 5000 | 0 | 0 | 0 | 0 | 0 | 0 | 5000 | -5000 | 0
4323 | 5000 | 0 | 0 | 0 | 0 | 0 | 0 | 5000 | -5000 | 0
4324 | 5000 | 0 | 0 | 0 | 0 | 0 | 0 | 5000 | -5000 | 0
4325 | 5000 | 0 | 0 | 0 | 0 | 0 | 0 | 5000 | -5000 | 0
4326 | 5000 | 0 | 0 | 0 | 0 | 0 | 0 | 5000 | -1373.421 | 0
4327 | 5000 | 0 | 0 | 0 | 0 | 0 | 0 | 5000 | 0 | 0
4328 | 5000 | 0 | 0 | 0 | 0 | 0 | 0 | 5000 | 0 | 0
4329 | 5000 | 0 | 0 | 0 | 0 | 0 | 0 | 5000 | 0 | 0
4330 | 5000 | 0 | 0 | 0 | 0 | 0 | 0 | 5000 | 0 | 0
4331 | 5000 | 0 | 0 | 0 | 0 | 0 | 0 | 5000 | 0 | 0
4332 | 5000 | 0 | 0 | 0 | 0 | 0 | 0 | 5000 | 0 | 0
4333 | 5000 | 0 | 0 | 0 | 0 | 0 | 0 | 5000 | 0 | 0
4334 | 5000 | 0 | 0 | 0 | 0 | 0 | 0 | 5000 | 0 | 0
4335 | 5000 | 0 | 0 | 0 | 0 | 0 | 0 | 5000 | 0 | 0
4336 | 5000 | 0 | 0 | 0 | 0 | 0 | 0 | 5000 | 0 | 0
4337 | 5000 | 0 | 0 | 0 | 0 | 0 | 0 | 5000 | 0 | 0
4338 | 5000 | 0 | 0 | 0 | 0 | 0 | 0 | 5000 | 0 | 0
4339 | 5000 | 0 | 0 | 0 | 0 | 0 | 0 | 1301.899 | 0 | 3698.101
4340 | 5000 | 0 | 0 | 0 | 0 | 0 | 0 | 0 | 0 | 5000
4341 | 5000 | 0 | 0 | 0 | 0 | 0 | 0 | 0 | 0 | 5000
4342 | 5000 | 0 | 0 | 0 | 0 | 0 | 0 | 0 | 0 | 5000
4343 | 5000 | 0 | 0 | 0 | 0 | 0 | 0 | 0 | 0 | 5000
4344 | 5000 | 0 | 0 | 0 | 0 | 0 | 0 | 5000 | 0 | 0
4345 | 5000 | 0 | 0 | 0 | 0 | 0 | 0 | 5000 | -5000 | 0
4346 | 5000 | 0 | 0 | 0 | 0 | 0 | 0 | 5000 | -5000 | 0
4347 | 5000 | 0 | 0 | 0 | 0 | 0 | 0 | 5000 | -5000 | 0
4348 | 5000 | 0 | 0 | 0 | 0 | 0 | 0 | 5000 | -5000 | 0
4349 | 5000 | 0 | 0 | 0 | 0 | 0 | 0 | 5000 | -5000 | 0
4350 | 5000 | 0 | 0 | 0 | 0 | 0 | 0 | 5000 | -1373.421 | 0
4351 | 5000 | 0 | 0 | 0 | 0 | 0 | 0 | 5000 | 0 | 0
4352 | 5000 | 0 | 0 | 0 | 0 | 0 | 0 | 5000 | 0 | 0
4353 | 5000 | 0 | 0 | 0 | 0 | 0 | 0 | 5000 | 0 | 0
4354 | 5000 | 0 | 0 | 0 | 0 | 0 | 0 | 5000 | 0 | 0
4355 | 5000 | 0 | 0 | 0 | 0 | 0 | 0 | 5000 | 0 | 0
4356 | 5000 | 0 | 0 | 0 | 0 | 0 | 0 | 5000 | 0 | 0
4357 | 5000 | 0 | 0 | 0 | 0 | 0 | 0 | 5000 | 0 | 0
4358 | 5000 | 0 | 0 | 0 | 0 | 0 | 0 | 5000 | 0 | 0
4359 | 5000 | 0 | 0 | 0 | 0 | 0 | 0 | 5000 | 0 | 0
4360 | 5000 | 0 | 0 | 0 | 0 | 0 | 0 | 5000 | 0 | 0
4361 | 5000 | 0 | 0 | 0 | 0 | 0 | 0 | 5000 | 0 | 0
4362 | 5000 | 0 | 0 | 0 | 0 | 0 | 0 | 5000 | 0 | 0
4363 | 5000 | 0 | 0 | 0 | 0 | 0 | 0 | 1301.899 | 0 | 3698.101
4364 | 5000 | 0 | 0 | 0 | 0 | 0 | 0 | 0 | 0 | 5000
4365 | 5000 | 0 | 0 | 0 | 0 | 0 | 0 | 0 | 0 | 5000
4366 | 5000 | 0 | 0 | 0 | 0 | 0 | 0 | 0 | 0 | 5000
4367 | 5000 | 0 | 0 | 0 | 0 | 0 | 0 | 0 | 0 | 5000
4368 | 5000 | 0 | 0 | 0 | 0 | 0 | 0 | 5000 | 0 | 0
4369 | 5000 | 0 | 0 | 0 | 0 | 0 | 0 | 5000 | -5000 | 0
4370 | 5000 | 0 | 0 | 0 | 0 | 0 | 0 | 5000 | -5000 | 0
4371 | 5000 | 0 | 0 | 0 | 0 | 0 | 0 | 5000 | -5000 | 0
4372 | 5000 | 0 | 0 | 0 | 0 | 0 | 0 | 5000 | -5000 | 0
4373 | 5000 | 0 | 0 | 0 | 0 | 0 | 0 | 5000 | -5000 | 0
4374 | 5000 | 0 | 0 | 0 | 0 | 0 | 0 | 5000 | -1373.421 | 0
4375 | 5000 | 0 | 0 | 0 | 0 | 0 | 0 | 5000 | 0 | 0
4376 | 5000 | 0 | 0 | 0 | 0 | 0 | 0 | 5000 | 0 | 0
4377 | 5000 | 0 | 0 | 0 | 0 | 0 | 0 | 5000 | 0 | 0
4378 | 5000 | 0 | 0 | 0 | 0 | 0 | 0 | 5000 | 0 | 0
4379 | 5000 | 0 | 0 | 0 | 0 | 0 | 0 | 5000 | 0 | 0
4380 | 5000 | 0 | 0 | 0 | 0 | 0 | 0 | 5000 | 0 | 0
4381 | 5000 | 0 | 0 | 0 | 0 | 0 | 0 | 5000 | 0 | 0
4382 | 5000 | 0 | 0 | 0 | 0 | 0 | 0 | 5000 | 0 | 0
4383 | 5000 | 0 | 0 | 0 | 0 | 0 | 0 | 5000 | 0 | 0
4384 | 5000 | 0 | 0 | 0 | 0 | 0 | 0 | 5000 | 0 | 0
4385 | 5000 | 0 | 0 | 0 | 0 | 0 | 0 | 5000 | 0 | 0
4386 | 5000 | 0 | 0 | 0 | 0 | 0 | 0 | 5000 | 0 | 0
4387 | 5000 | 0 | 0 | 0 | 0 | 0 | 0 | 1301.899 | 0 | 3698.101
4388 | 5000 | 0 | 0 | 0 | 0 | 0 | 0 | 0 | 0 | 5000
4389 | 5000 | 0 | 0 | 0 | 0 | 0 | 0 | 0 | 0 | 5000
4390 | 5000 | 0 | 0 | 0 | 0 | 0 | 0 | 0 | 0 | 5000
4391 | 5000 | 0 | 0 | 0 | 0 | 0 | 0 | 0 | 0 | 5000
4392 | 5000 | 0 | 0 | 0 | 0 | 0 | 0 | 5000 | 0 | 0
4393 | 5000 | 0 | 0 | 0 | 0 | 0 | 0 | 5000 | -5000 | 0
4394 | 5000 | 0 | 0 | 0 | 0 | 0 | 0 | 5000 | -5000 | 0
4395 | 5000 | 0 | 0 | 0 | 0 | 0 | 0 | 5000 | -5000 | 0
4396 | 5000 | 0 | 0 | 0 | 0 | 0 | 0 | 5000 | -5000 | 0
4397 | 5000 | 0 | 0 | 0 | 0 | 0 | 0 | 5000 | -5000 | 0
4398 | 5000 | 0 | 0 | 0 | 0 | 0 | 0 | 5000 | -1373.421 | 0
4399 | 5000 | 0 | 0 | 0 | 0 | 0 | 0 | 5000 | 0 | 0
4400 | 5000 | 0 | 0 | 0 | 0 | 0 | 0 | 5000 | 0 | 0
4401 | 5000 | 0 | 0 | 0 | 0 | 0 | 0 | 5000 | 0 | 0
4402 | 5000 | 0 | 0 | 0 | 0 | 0 | 0 | 5000 | 0 | 0
4403 | 5000 | 0 | 0 | 0 | 0 | 0 | 0 | 5000 | 0 | 0
4404 | 5000 | 0 | 0 | 0 | 0 | 0 | 0 | 5000 | 0 | 0
4405 | 5000 | 0 | 0 | 0 | 0 | 0 | 0 | 5000 | 0 | 0
4406 | 5000 | 0 | 0 | 0 | 0 | 0 | 0 | 5000 | 0 | 0
4407 | 5000 | 0 | 0 | 0 | 0 | 0 | 0 | 5000 | 0 | 0
4408 | 5000 | 0 | 0 | 0 | 0 | 0 | 0 | 5000 | 0 | 0
4409 | 5000 | 0 | 0 | 0 | 0 | 0 | 0 | 5000 | 0 | 0
4410 | 5000 | 0 | 0 | 0 | 0 | 0 | 0 | 5000 | 0 | 0
4411 | 5000 | 0 | 0 | 0 | 0 | 0 | 0 | 1301.899 | 0 | 3698.101
4412 | 5000 | 0 | 0 | 0 | 0 | 0 | 0 | 0 | 0 | 5000
4413 | 5000 | 0 | 0 | 0 | 0 | 0 | 0 | 0 | 0 | 5000
4414 | 5000 | 0 | 0 | 0 | 0 | 0 | 0 | 0 | 0 | 5000
4415 | 5000 | 0 | 0 | 0 | 0 | 0 | 0 | 0 | 0 | 5000
4416 | 5000 | 0 | 0 | 0 | 0 | 0 | 0 | 5000 | 0 | 0
4417 | 5000 | 0 | 0 | 0 | 0 | 0 | 0 | 5000 | -5000 | 0
4418 | 5000 | 0 | 0 | 0 | 0 | 0 | 0 | 5000 | -5000 | 0
4419 | 5000 | 0 | 0 | 0 | 0 | 0 | 0 | 5000 | -5000 | 0
4420 | 5000 | 0 | 0 | 0 | 0 | 0 | 0 | 5000 | -5000 | 0
4421 | 5000 | 0 | 0 | 0 | 0 | 0 | 0 | 5000 | -5000 | 0
4422 | 5000 | 0 | 0 | 0 | 0 | 0 | 0 | 5000 | -1373.421 | 0
4423 | 5000 | 0 | 0 | 0 | 0 | 0 | 0 | 5000 | 0 | 0
4424 | 5000 | 0 | 0 | 0 | 0 | 0 | 0 | 5000 | 0 | 0
4425 | 5000 | 0 | 0 | 0 | 0 | 0 | 0 | 5000 | 0 | 0
4426 | 5000 | 0 | 0 | 0 | 0 | 0 | 0 | 5000 | 0 | 0
4427 | 5000 | 0 | 0 | 0 | 0 | 0 | 0 | 5000 | 0 | 0
4428 | 5000 | 0 | 0 | 0 | 0 | 0 | 0 | 5000 | 0 | 0
4429 | 5000 | 0 | 0 | 0 | 0 | 0 | 0 | 5000 | 0 | 0
4430 | 5000 | 0 | 0 | 0 | 0 | 0 | 0 | 5000 | 0 | 0
4431 | 5000 | 0 | 0 | 0 | 0 | 0 | 0 | 5000 | 0 | 0
4432 | 5000 | 0 | 0 | 0 | 0 | 0 | 0 | 5000 | 0 | 0
4433 | 5000 | 0 | 0 | 0 | 0 | 0 | 0 | 5000 | 0 | 0
4434 | 5000 | 0 | 0 | 0 | 0 | 0 | 0 | 5000 | 0 | 0
4435 | 5000 | 0 | 0 | 0 | 0 | 0 | 0 | 1301.899 | 0 | 3698.101
4436 | 5000 | 0 | 0 | 0 | 0 | 0 | 0 | 0 | 0 | 5000
4437 | 5000 | 0 | 0 | 0 | 0 | 0 | 0 | 0 | 0 | 5000
4438 | 5000 | 0 | 0 | 0 | 0 | 0 | 0 | 0 | 0 | 5000
4439 | 5000 | 0 | 0 | 0 | 0 | 0 | 0 | 0 | 0 | 5000
4440 | 5000 | 0 | 0 | 0 | 0 | 0 | 0 | 5000 | 0 | 0
4441 | 5000 | 0 | 0 | 0 | 0 | 0 | 0 | 5000 | -5000 | 0
4442 | 5000 | 0 | 0 | 0 | 0 | 0 | 0 | 5000 | -5000 | 0
4443 | 5000 | 0 | 0 | 0 | 0 | 0 | 0 | 5000 | -5000 | 0
4444 | 5000 | 0 | 0 | 0 | 0 | 0 | 0 | 5000 | -5000 | 0
4445 | 5000 | 0 | 0 | 0 | 0 | 0 | 0 | 5000 | -5000 | 0
4446 | 5000 | 0 | 0 | 0 | 0 | 0 | 0 | 5000 | -1373.421 | 0
4447 | 5000 | 0 | 0 | 0 | 0 | 0 | 0 | 5000 | 0 | 0
4448 | 5000 | 0 | 0 | 0 | 0 | 0 | 0 | 5000 | 0 | 0
4449 | 5000 | 0 | 0 | 0 | 0 | 0 | 0 | 5000 | 0 | 0
4450 | 5000 | 0 | 0 | 0 | 0 | 0 | 0 | 5000 | 0 | 0
4451 | 5000 | 0 | 0 | 0 | 0 | 0 | 0 | 5000 | 0 | 0
4452 | 5000 | 0 | 0 | 0 | 0 | 0 | 0 | 5000 | 0 | 0
4453 | 5000 | 0 | 0 | 0 | 0 | 0 | 0 | 5000 | 0 | 0
4454 | 5000 | 0 | 0 | 0 | 0 | 0 | 0 | 5000 | 0 | 0
4455 | 5000 | 0 | 0 | 0 | 0 | 0 | 0 | 5000 | 0 | 0
4456 | 5000 | 0 | 0 | 0 | 0 | 0 | 0 | 5000 | 0 | 0
4457 | 5000 | 0 | 0 | 0 | 0 | 0 | 0 | 5000 | 0 | 0
4458 | 5000 | 0 | 0 | 0 | 0 | 0 | 0 | 5000 | 0 | 0
4459 | 5000 | 0 | 0 | 0 | 0 | 0 | 0 | 1301.899 | 0 | 3698.101
4460 | 5000 | 0 | 0 | 0 | 0 | 0 | 0 | 0 | 0 | 5000
4461 | 5000 | 0 | 0 | 0 | 0 | 0 | 0 | 0 | 0 | 5000
4462 | 5000 | 0 | 0 | 0 | 0 | 0 | 0 | 0 | 0 | 5000
4463 | 5000 | 0 | 0 | 0 | 0 | 0 | 0 | 0 | 0 | 5000
4464 | 5000 | 0 | 0 | 0 | 0 | 0 | 0 | 5000 | 0 | 0
4465 | 5000 | 0 | 0 | 0 | 0 | 0 | 0 | 5000 | 0 | 0
4466 | 5000 | 0 | 0 | 0 | 0 | 0 | 0 | 5000 | 0 | 0
4467 | 5000 | 0 | 0 | 0 | 0 | 0 | 0 | 5000 | 0 | 0
4468 | 5000 | 0 | 0 | 0 | 0 | 0 | 0 | 5000 | 0 | 0
4469 | 5000 | 0 | 0 | 0 | 0 | 0 | 0 | 5000 | 0 | 0
4470 | 5000 | 0 | 0 | 0 | 0 | 0 | 0 | 5000 | 0 | 0
4471 | 5000 | 0 | 0 | 0 | 0 | 0 | 0 | 5000 | 0 | 0
4472 | 5000 | 0 | 0 | 0 | 0 | 0 | 0 | 5000 | 0 | 0
4473 | 5000 | 0 | 0 | 0 | 0 | 0 | 0 | 5000 | 0 | 0
4474 | 5000 | 0 | 0 | 0 | 0 | 0 | 0 | 5000 | 0 | 0
4475 | 5000 | 0 | 0 | 0 | 0 | 0 | 0 | 5000 | 0 | 0
4476 | 5000 | 0 | 0 | 0 | 0 | 0 | 0 | 5000 | 0 | 0
4477 | 5000 | 0 | 0 | 0 | 0 | 0 | 0 | 5000 | 0 | 0
4478 | 5000 | 0 | 0 | 0 | 0 | 0 | 0 | 5000 | 0 | 0
4479 | 5000 | 0 | 0 | 0 | 0 | 0 | 0 | 5000 | 0 | 0
4480 | 5000 | 0 | 0 | 0 | 0 | 0 | 0 | 5000 | 0 | 0
4481 | 5000 | 0 | 0 | 0 | 0 | 0 | 0 | 5000 | 0 | 0
4482 | 5000 | 0 | 0 | 0 | 0 | 0 | 0 | 5000 | 0 | 0
4483 | 5000 | 0 | 0 | 0 | 0 | 0 | 0 | 5000 | 0 | 0
4484 | 5000 | 0 | 0 | 0 | 0 | 0 | 0 | 5000 | 0 | 0
4485 | 5000 | 0 | 0 | 0 | 0 | 0 | 0 | 5000 | 0 | 0
4486 | 5000 | 0 | 0 | 0 | 0 | 0 | 0 | 5000 | 0 | 0
4487 | 5000 | 0 | 0 | 0 | 0 | 0 | 0 | 5000 | 0 | 0
4488 | 5000 | 0 | 0 | 0 | 0 | 0 | 0 | 5000 | 0 | 0
4489 | 5000 | 0 | 0 | 0 | 0 | 0 | 0 | 5000 | -5000 | 0
4490 | 5000 | 0 | 0 | 0 | 0 | 0 | 0 | 5000 | -5000 | 0
4491 | 5000 | 0 | 0 | 0 | 0 | 0 | 0 | 5000 | -5000 | 0
4492 | 5000 | 0 | 0 | 0 | 0 | 0 | 0 | 5000 | -5000 | 0
4493 | 5000 | 0 | 0 | 0 | 0 | 0 | 0 | 5000 | -5000 | 0
4494 | 5000 | 0 | 0 | 0 | 0 | 0 | 0 | 5000 | -1373.421 | 0
4495 | 5000 | 0 | 0 | 0 | 0 | 0 | 0 | 5000 | 0 | 0
4496 | 5000 | 0 | 0 | 0 | 0 | 0 | 0 | 5000 | 0 | 0
4497 | 5000 | 0 | 0 | 0 | 0 | 0 | 0 | 5000 | 0 | 0
4498 | 5000 | 0 | 0 | 0 | 0 | 0 | 0 | 5000 | 0 | 0
4499 | 5000 | 0 | 0 | 0 | 0 | 0 | 0 | 5000 | 0 | 0
4500 | 5000 | 0 | 0 | 0 | 0 | 0 | 0 | 5000 | 0 | 0
4501 | 5000 | 0 | 0 | 0 | 0 | 0 | 0 | 5000 | 0 | 0
4502 | 5000 | 0 | 0 | 0 | 0 | 0 | 0 | 5000 | 0 | 0
4503 | 5000 | 0 | 0 | 0 | 0 | 0 | 0 | 5000 | 0 | 0
4504 | 5000 | 0 | 0 | 0 | 0 | 0 | 0 | 5000 | 0 | 0
4505 | 5000 | 0 | 0 | 0 | 0 | 0 | 0 | 5000 | 0 | 0
4506 | 5000 | 0 | 0 | 0 | 0 | 0 | 0 | 5000 | 0 | 0
4507 | 5000 | 0 | 0 | 0 | 0 | 0 | 0 | 1301.899 | 0 | 3698.101
4508 | 5000 | 0 | 0 | 0 | 0 | 0 | 0 | 0 | 0 | 5000
4509 | 5000 | 0 | 0 | 0 | 0 | 0 | 0 | 0 | 0 | 5000
4510 | 5000 | 0 | 0 | 0 | 0 | 0 | 0 | 0 | 0 | 5000
4511 | 5000 | 0 | 0 | 0 | 0 | 0 | 0 | 0 | 0 | 5000
4512 | 5000 | 0 | 0 | 0 | 0 | 0 | 0 | 5000 | 0 | 0
4513 | 5000 | 0 | 0 | 0 | 0 | 0 | 0 | 5000 | -5000 | 0
4514 | 5000 | 0 | 0 | 0 | 0 | 0 | 0 | 5000 | -5000 | 0
4515 | 5000 | 0 | 0 | 0 | 0 | 0 | 0 | 5000 | -5000 | 0
4516 | 5000 | 0 | 0 | 0 | 0 | 0 | 0 | 5000 | -5000 | 0
4517 | 5000 | 0 | 0 | 0 | 0 | 0 | 0 | 5000 | -5000 | 0
4518 | 5000 | 0 | 0 | 0 | 0 | 0 | 0 | 5000 | -1373.421 | 0
4519 | 5000 | 0 | 0 | 0 | 0 | 0 | 0 | 5000 | 0 | 0
4520 | 5000 | 0 | 0 | 0 | 0 | 0 | 0 | 5000 | 0 | 0
4521 | 5000 | 0 | 0 | 0 | 0 | 0 | 0 | 5000 | 0 | 0
4522 | 5000 | 0 | 0 | 0 | 0 | 0 | 0 | 5000 | 0 | 0
4523 | 5000 | 0 | 0 | 0 | 0 | 0 | 0 | 5000 | 0 | 0
4524 | 5000 | 0 | 0 | 0 | 0 | 0 | 0 | 5000 | 0 | 0
4525 | 5000 | 0 | 0 | 0 | 0 | 0 | 0 | 5000 | 0 | 0
4526 | 5000 | 0 | 0 | 0 | 0 | 0 | 0 | 5000 | 0 | 0
4527 | 5000 | 0 | 0 | 0 | 0 | 0 | 0 | 5000 | 0 | 0
4528 | 5000 | 0 | 0 | 0 | 0 | 0 | 0 | 5000 | 0 | 0
4529 | 5000 | 0 | 0 | 0 | 0 | 0 | 0 | 5000 | 0 | 0
4530 | 5000 | 0 | 0 | 0 | 0 | 0 | 0 | 5000 | 0 | 0
4531 | 5000 | 0 | 0 | 0 | 0 | 0 | 0 | 1301.899 | 0 | 3698.101
4532 | 5000 | 0 | 0 | 0 | 0 | 0 | 0 | 0 | 0 | 5000
4533 | 5000 | 0 | 0 | 0 | 0 | 0 | 0 | 0 | 0 | 5000
4534 | 5000 | 0 | 0 | 0 | 0 | 0 | 0 | 0 | 0 | 5000
4535 | 5000 | 0 | 0 | 0 | 0 | 0 | 0 | 0 | 0 | 5000
4536 | 5000 | 0 | 0 | 0 | 0 | 0 | 0 | 5000 | 0 | 0
4537 | 5000 | 0 | 0 | 0 | 0 | 0 | 0 | 5000 | -5000 | 0
4538 | 5000 | 0 | 0 | 0 | 0 | 0 | 0 | 5000 | -5000 | 0
4539 | 5000 | 0 | 0 | 0 | 0 | 0 | 0 | 5000 | -5000 | 0
4540 | 5000 | 0 | 0 | 0 | 0 | 0 | 0 | 5000 | -5000 | 0
4541 | 5000 | 0 | 0 | 0 | 0 | 0 | 0 | 5000 | -5000 | 0
4542 | 5000 | 0 | 0 | 0 | 0 | 0 | 0 | 5000 | -1373.421 | 0
4543 | 5000 | 0 | 0 | 0 | 0 | 0 | 0 | 5000 | 0 | 0
4544 | 5000 | 0 | 0 | 0 | 0 | 0 | 0 | 5000 | 0 | 0
4545 | 5000 | 0 | 0 | 0 | 0 | 0 | 0 | 5000 | 0 | 0
4546 | 5000 | 0 | 0 | 0 | 0 | 0 | 0 | 5000 | 0 | 0
4547 | 5000 | 0 | 0 | 0 | 0 | 0 | 0 | 5000 | 0 | 0
4548 | 5000 | 0 | 0 | 0 | 0 | 0 | 0 | 5000 | 0 | 0
4549 | 5000 | 0 | 0 | 0 | 0 | 0 | 0 | 5000 | 0 | 0
4550 | 5000 | 0 | 0 | 0 | 0 | 0 | 0 | 5000 | 0 | 0
4551 | 5000 | 0 | 0 | 0 | 0 | 0 | 0 | 5000 | 0 | 0
4552 | 5000 | 0 | 0 | 0 | 0 | 0 | 0 | 5000 | 0 | 0
4553 | 5000 | 0 | 0 | 0 | 0 | 0 | 0 | 5000 | 0 | 0
4554 | 5000 | 0 | 0 | 0 | 0 | 0 | 0 | 5000 | 0 | 0
4555 | 5000 | 0 | 0 | 0 | 0 | 0 | 0 | 1301.899 | 0 | 3698.101
4556 | 5000 | 0 | 0 | 0 | 0 | 0 | 0 | 0 | 0 | 5000
4557 | 5000 | 0 | 0 | 0 | 0 | 0 | 0 | 0 | 0 | 5000
4558 | 5000 | 0 | 0 | 0 | 0 | 0 | 0 | 0 | 0 | 5000
4559 | 5000 | 0 | 0 | 0 | 0 | 0 | 0 | 0 | 0 | 5000
4560 | 5000 | 0 | 0 | 0 | 0 | 0 | 0 | 5000 | 0 | 0
4561 | 5000 | 0 | 0 | 0 | 0 | 0 | 0 | 5000 | -5000 | 0
4562 | 5000 | 0 | 0 | 0 | 0 | 0 | 0 | 5000 | -5000 | 0
4563 | 5000 | 0 | 0 | 0 | 0 | 0 | 0 | 5000 | -5000 | 0
4564 | 5000 | 0 | 0 | 0 | 0 | 0 | 0 | 5000 | -5000 | 0
4565 | 5000 | 0 | 0 | 0 | 0 | 0 | 0 | 5000 | -5000 | 0
4566 | 5000 | 0 | 0 | 0 | 0 | 0 | 0 | 5000 | -1373.421 | 0
4567 | 5000 | 0 | 0 | 0 | 0 | 0 | 0 | 5000 | 0 | 0
4568 | 5000 | 0 | 0 | 0 | 0 | 0 | 0 | 5000 | 0 | 0
4569 | 5000 | 0 | 0 | 0 | 0 | 0 | 0 | 5000 | 0 | 0
4570 | 5000 | 0 | 0 | 0 | 0 | 0 | 0 | 5000 | 0 | 0
4571 | 5000 | 0 | 0 | 0 | 0 | 0 | 0 | 5000 | 0 | 0
4572 | 5000 | 0 | 0 | 0 | 0 | 0 | 0 | 5000 | 0 | 0
4573 | 5000 | 0 | 0 | 0 | 0 | 0 | 0 | 5000 | 0 | 0
4574 | 5000 | 0 | 0 | 0 | 0 | 0 | 0 | 5000 | 0 | 0
4575 | 5000 | 0 | 0 | 0 | 0 | 0 | 0 | 5000 | 0 | 0
4576 | 5000 | 0 | 0 | 0 | 0 | 0 | 0 | 5000 | 0 | 0
4577 | 5000 | 0 | 0 | 0 | 0 | 0 | 0 | 5000 | 0 | 0
4578 | 5000 | 0 | 0 | 0 | 0 | 0 | 0 | 5000 | 0 | 0
4579 | 5000 | 0 | 0 | 0 | 0 | 0 | 0 | 1301.899 | 0 | 3698.101
4580 | 5000 | 0 | 0 | 0 | 0 | 0 | 0 | 0 | 0 | 5000
4581 | 5000 | 0 | 0 | 0 | 0 | 0 | 0 | 0 | 0 | 5000
4582 | 5000 | 0 | 0 | 0 | 0 | 0 | 0 | 0 | 0 | 5000
4583 | 5000 | 0 | 0 | 0 | 0 | 0 | 0 | 0 | 0 | 5000
4584 | 5000 | 0 | 0 | 0 | 0 | 0 | 0 | 5000 | 0 | 0
4585 | 5000 | 0 | 0 | 0 | 0 | 0 | 0 | 5000 | -5000 | 0
4586 | 5000 | 0 | 0 | 0 | 0 | 0 | 0 | 5000 | -5000 | 0
4587 | 5000 | 0 | 0 | 0 | 0 | 0 | 0 | 5000 | -5000 | 0
4588 | 5000 | 0 | 0 | 0 | 0 | 0 | 0 | 5000 | -5000 | 0
4589 | 5000 | 0 | 0 | 0 | 0 | 0 | 0 | 5000 | -5000 | 0
4590 | 5000 | 0 | 0 | 0 | 0 | 0 | 0 | 5000 | -1373.421 | 0
4591 | 5000 | 0 | 0 | 0 | 0 | 0 | 0 | 5000 | 0 | 0
4592 | 5000 | 0 | 0 | 0 | 0 | 0 | 0 | 5000 | 0 | 0
4593 | 5000 | 0 | 0 | 0 | 0 | 0 | 0 | 5000 | 0 | 0
4594 | 5000 | 0 | 0 | 0 | 0 | 0 | 0 | 5000 | 0 | 0
4595 | 5000 | 0 | 0 | 0 | 0 | 0 | 0 | 5000 | 0 | 0
4596 | 5000 | 0 | 0 | 0 | 0 | 0 | 0 | 5000 | 0 | 0
4597 | 5000 | 0 | 0 | 0 | 0 | 0 | 0 | 5000 | 0 | 0
4598 | 5000 | 0 | 0 | 0 | 0 | 0 | 0 | 5000 | 0 | 0
4599 | 5000 | 0 | 0 | 0 | 0 | 0 | 0 | 5000 | 0 | 0
4600 | 5000 | 0 | 0 | 0 | 0 | 0 | 0 | 5000 | 0 | 0
4601 | 5000 | 0 | 0 | 0 | 0 | 0 | 0 | 5000 | 0 | 0
4602 | 5000 | 0 | 0 | 0 | 0 | 0 | 0 | 5000 | 0 | 0
4603 | 5000 | 0 | 0 | 0 | 0 | 0 | 0 | 1301.899 | 0 | 3698.101
4604 | 5000 | 0 | 0 | 0 | 0 | 0 | 0 | 0 | 0 | 5000
4605 | 5000 | 0 | 0 | 0 | 0 | 0 | 0 | 0 | 0 | 5000
4606 | 5000 | 0 | 0 | 0 | 0 | 0 | 0 | 0 | 0 | 5000
4607 | 5000 | 0 | 0 | 0 | 0 | 0 | 0 | 0 | 0 | 5000
4608 | 5000 | 0 | 0 | 0 | 0 | 0 | 0 | 5000 | 0 | 0
4609 | 5000 | 0 | 0 | 0 | 0 | 0 | 0 | 5000 | -5000 | 0
4610 | 5000 | 0 | 0 | 0 | 0 | 0 | 0 | 5000 | -5000 | 0
4611 | 5000 | 0 | 0 | 0 | 0 | 0 | 0 | 5000 | -5000 | 0
4612 | 5000 | 0 | 0 | 0 | 0 | 0 | 0 | 5000 | -5000 | 0
4613 | 5000 | 0 | 0 | 0 | 0 | 0 | 0 | 5000 | -5000 | 0
4614 | 5000 | 0 | 0 | 0 | 0 | 0 | 0 | 5000 | -1373.421 | 0
4615 | 5000 | 0 | 0 | 0 | 0 | 0 | 0 | 5000 | 0 | 0
4616 | 5000 | 0 | 0 | 0 | 0 | 0 | 0 | 5000 | 0 | 0
4617 | 5000 | 0 | 0 | 0 | 0 | 0 | 0 | 5000 | 0 | 0
4618 | 5000 | 0 | 0 | 0 | 0 | 0 | 0 | 5000 | 0 | 0
4619 | 5000 | 0 | 0 | 0 | 0 | 0 | 0 | 5000 | 0 | 0
4620 | 5000 | 0 | 0 | 0 | 0 | 0 | 0 | 5000 | 0 | 0
4621 | 5000 | 0 | 0 | 0 | 0 | 0 | 0 | 5000 | 0 | 0
4622 | 5000 | 0 | 0 | 0 | 0 | 0 | 0 | 5000 | 0 | 0
4623 | 5000 | 0 | 0 | 0 | 0 | 0 | 0 | 5000 | 0 | 0
4624 | 5000 | 0 | 0 | 0 | 0 | 0 | 0 | 5000 | 0 | 0
4625 | 5000 | 0 | 0 | 0 | 0 | 0 | 0 | 5000 | 0 | 0
4626 | 5000 | 0 | 0 | 0 | 0 | 0 | 0 | 5000 | 0 | 0
4627 | 5000 | 0 | 0 | 0 | 0 | 0 | 0 | 1301.899 | 0 | 3698.101
4628 | 5000 | 0 | 0 | 0 | 0 | 0 | 0 | 0 | 0 | 5000
4629 | 5000 | 0 | 0 | 0 | 0 | 0 | 0 | 0 | 0 | 5000
4630 | 5000 | 0 | 0 | 0 | 0 | 0 | 0 | 0 | 0 | 5000
4631 | 5000 | 0 | 0 | 0 | 0 | 0 | 0 | 0 | 0 | 5000
4632 | 5000 | 0 | 0 | 0 | 0 | 0 | 0 | 5000 | 0 | 0
4633 | 5000 | 0 | 0 | 0 | 0 | 0 | 0 | 5000 | 0 | 0
4634 | 5000 | 0 | 0 | 0 | 0 | 0 | 0 | 5000 | 0 | 0
4635 | 5000 | 0 | 0 | 0 | 0 | 0 | 0 | 5000 | 0 | 0
4636 | 5000 | 0 | 0 | 0 | 0 | 0 | 0 | 5000 | 0 | 0
4637 | 5000 | 0 | 0 | 0 | 0 | 0 | 0 | 5000 | 0 | 0
4638 | 5000 | 0 | 0 | 0 | 0 | 0 | 0 | 5000 | 0 | 0
4639 | 5000 | 0 | 0 | 0 | 0 | 0 | 0 | 5000 | 0 | 0
4640 | 5000 | 0 | 0 | 0 | 0 | 0 | 0 | 5000 | 0 | 0
4641 | 5000 | 0 | 0 | 0 | 0 | 0 | 0 | 5000 | 0 | 0
4642 | 5000 | 0 | 0 | 0 | 0 | 0 | 0 | 5000 | 0 | 0
4643 | 5000 | 0 | 0 | 0 | 0 | 0 | 0 | 5000 | 0 | 0
4644 | 5000 | 0 | 0 | 0 | 0 | 0 | 0 | 5000 | 0 | 0
4645 | 5000 | 0 | 0 | 0 | 0 | 0 | 0 | 5000 | 0 | 0
4646 | 5000 | 0 | 0 | 0 | 0 | 0 | 0 | 5000 | 0 | 0
4647 | 5000 | 0 | 0 | 0 | 0 | 0 | 0 | 5000 | 0 | 0
4648 | 5000 | 0 | 0 | 0 | 0 | 0 | 0 | 5000 | 0 | 0
4649 | 5000 | 0 | 0 | 0 | 0 | 0 | 0 | 5000 | 0 | 0
4650 | 5000 | 0 | 0 | 0 | 0 | 0 | 0 | 5000 | 0 | 0
4651 | 5000 | 0 | 0 | 0 | 0 | 0 | 0 | 5000 | 0 | 0
4652 | 5000 | 0 | 0 | 0 | 0 | 0 | 0 | 5000 | 0 | 0
4653 | 5000 | 0 | 0 | 0 | 0 | 0 | 0 | 5000 | 0 | 0
4654 | 5000 | 0 | 0 | 0 | 0 | 0 | 0 | 5000 | 0 | 0
4655 | 5000 | 0 | 0 | 0 | 0 | 0 | 0 | 5000 | 0 | 0
4656 | 5000 | 0 | 0 | 0 | 0 | 0 | 0 | 5000 | 0 | 0
4657 | 5000 | 0 | 0 | 0 | 0 | 0 | 0 | 5000 | -5000 | 0
4658 | 5000 | 0 | 0 | 0 | 0 | 0 | 0 | 5000 | -5000 | 0
4659 | 5000 | 0 | 0 | 0 | 0 | 0 | 0 | 5000 | -5000 | 0
4660 | 5000 | 0 | 0 | 0 | 0 | 0 | 0 | 5000 | -5000 | 0
4661 | 5000 | 0 | 0 | 0 | 0 | 0 | 0 | 5000 | -5000 | 0
4662 | 5000 | 0 | 0 | 0 | 0 | 0 | 0 | 5000 | -1373.421 | 0
4663 | 5000 | 0 | 0 | 0 | 0 | 0 | 0 | 5000 | 0 | 0
4664 | 5000 | 0 | 0 | 0 | 0 | 0 | 0 | 5000 | 0 | 0
4665 | 5000 | 0 | 0 | 0 | 0 | 0 | 0 | 5000 | 0 | 0
4666 | 5000 | 0 | 0 | 0 | 0 | 0 | 0 | 5000 | 0 | 0
4667 | 5000 | 0 | 0 | 0 | 0 | 0 | 0 | 5000 | 0 | 0
4668 | 5000 | 0 | 0 | 0 | 0 | 0 | 0 | 5000 | 0 | 0
4669 | 5000 | 0 | 0 | 0 | 0 | 0 | 0 | 5000 | 0 | 0
4670 | 5000 | 0 | 0 | 0 | 0 | 0 | 0 | 5000 | 0 | 0
4671 | 5000 | 0 | 0 | 0 | 0 | 0 | 0 | 5000 | 0 | 0
4672 | 5000 | 0 | 0 | 0 | 0 | 0 | 0 | 5000 | 0 | 0
4673 | 5000 | 0 | 0 | 0 | 0 | 0 | 0 | 5000 | 0 | 0
4674 | 5000 | 0 | 0 | 0 | 0 | 0 | 0 | 5000 | 0 | 0
4675 | 5000 | 0 | 0 | 0 | 0 | 0 | 0 | 1301.899 | 0 | 3698.101
4676 | 5000 | 0 | 0 | 0 | 0 | 0 | 0 | 0 | 0 | 5000
4677 | 5000 | 0 | 0 | 0 | 0 | 0 | 0 | 0 | 0 | 5000
4678 | 5000 | 0 | 0 | 0 | 0 | 0 | 0 | 0 | 0 | 5000
4679 | 5000 | 0 | 0 | 0 | 0 | 0 | 0 | 0 | 0 | 5000
4680 | 5000 | 0 | 0 | 0 | 0 | 0 | 0 | 5000 | 0 | 0
4681 | 5000 | 0 | 0 | 0 | 0 | 0 | 0 | 5000 | -5000 | 0
4682 | 5000 | 0 | 0 | 0 | 0 | 0 | 0 | 5000 | -5000 | 0
4683 | 5000 | 0 | 0 | 0 | 0 | 0 | 0 | 5000 | -5000 | 0
4684 | 5000 | 0 | 0 | 0 | 0 | 0 | 0 | 5000 | -5000 | 0
4685 | 5000 | 0 | 0 | 0 | 0 | 0 | 0 | 5000 | -5000 | 0
4686 | 5000 | 0 | 0 | 0 | 0 | 0 | 0 | 5000 | -1373.421 | 0
4687 | 5000 | 0 | 0 | 0 | 0 | 0 | 0 | 5000 | 0 | 0
4688 | 5000 | 0 | 0 | 0 | 0 | 0 | 0 | 5000 | 0 | 0
4689 | 5000 | 0 | 0 | 0 | 0 | 0 | 0 | 5000 | 0 | 0
4690 | 5000 | 0 | 0 | 0 | 0 | 0 | 0 | 5000 | 0 | 0
4691 | 5000 | 0 | 0 | 0 | 0 | 0 | 0 | 5000 | 0 | 0
4692 | 5000 | 0 | 0 | 0 | 0 | 0 | 0 | 5000 | 0 | 0
4693 | 5000 | 0 | 0 | 0 | 0 | 0 | 0 | 5000 | 0 | 0
4694 | 5000 | 0 | 0 | 0 | 0 | 0 | 0 | 5000 | 0 | 0
4695 | 5000 | 0 | 0 | 0 | 0 | 0 | 0 | 5000 | 0 | 0
4696 | 5000 | 0 | 0 | 0 | 0 | 0 | 0 | 5000 | 0 | 0
4697 | 5000 | 0 | 0 | 0 | 0 | 0 | 0 | 5000 | 0 | 0
4698 | 5000 | 0 | 0 | 0 | 0 | 0 | 0 | 5000 | 0 | 0
4699 | 5000 | 0 | 0 | 0 | 0 | 0 | 0 | 1301.899 | 0 | 3698.101
4700 | 5000 | 0 | 0 | 0 | 0 | 0 | 0 | 0 | 0 | 5000
4701 | 5000 | 0 | 0 | 0 | 0 | 0 | 0 | 0 | 0 | 5000
4702 | 5000 | 0 | 0 | 0 | 0 | 0 | 0 | 0 | 0 | 5000
4703 | 5000 | 0 | 0 | 0 | 0 | 0 | 0 | 0 | 0 | 5000
4704 | 5000 | 0 | 0 | 0 | 0 | 0 | 0 | 5000 | 0 | 0
4705 | 5000 | 0 | 0 | 0 | 0 | 0 | 0 | 5000 | -5000 | 0
4706 | 5000 | 0 | 0 | 0 | 0 | 0 | 0 | 5000 | -5000 | 0
4707 | 5000 | 0 | 0 | 0 | 0 | 0 | 0 | 5000 | -5000 | 0
4708 | 5000 | 0 | 0 | 0 | 0 | 0 | 0 | 5000 | -5000 | 0
4709 | 5000 | 0 | 0 | 0 | 0 | 0 | 0 | 5000 | -5000 | 0
4710 | 5000 | 0 | 0 | 0 | 0 | 0 | 0 | 5000 | -1373.421 | 0
4711 | 5000 | 0 | 0 | 0 | 0 | 0 | 0 | 5000 | 0 | 0
4712 | 5000 | 0 | 0 | 0 | 0 | 0 | 0 | 5000 | 0 | 0
4713 | 5000 | 0 | 0 | 0 | 0 | 0 | 0 | 5000 | 0 | 0
4714 | 5000 | 0 | 0 | 0 | 0 | 0 | 0 | 5000 | 0 | 0
4715 | 5000 | 0 | 0 | 0 | 0 | 0 | 0 | 5000 | 0 | 0
4716 | 5000 | 0 | 0 | 0 | 0 | 0 | 0 | 5000 | 0 | 0
4717 | 5000 | 0 | 0 | 0 | 0 | 0 | 0 | 5000 | 0 | 0
4718 | 5000 | 0 | 0 | 0 | 0 | 0 | 0 | 5000 | 0 | 0
4719 | 5000 | 0 | 0 | 0 | 0 | 0 | 0 | 5000 | 0 | 0
4720 | 5000 | 0 | 0 | 0 | 0 | 0 | 0 | 5000 | 0 | 0
4721 | 5000 | 0 | 0 | 0 | 0 | 0 | 0 | 5000 | 0 | 0
4722 | 5000 | 0 | 0 | 0 | 0 | 0 | 0 | 5000 | 0 | 0
4723 | 5000 | 0 | 0 | 0 | 0 | 0 | 0 | 1301.899 | 0 | 3698.101
4724 | 5000 | 0 | 0 | 0 | 0 | 0 | 0 | 0 | 0 | 5000
4725 | 5000 | 0 | 0 | 0 | 0 | 0 | 0 | 0 | 0 | 5000
4726 | 5000 | 0 | 0 | 0 | 0 | 0 | 0 | 0 | 0 | 5000
4727 | 5000 | 0 | 0 | 0 | 0 | 0 | 0 | 0 | 0 | 5000
4728 | 5000 | 0 | 0 | 0 | 0 | 0 | 0 | 5000 | 0 | 0
4729 | 5000 | 0 | 0 | 0 | 0 | 0 | 0 | 5000 | -5000 | 0
4730 | 5000 | 0 | 0 | 0 | 0 | 0 | 0 | 5000 | -5000 | 0
4731 | 5000 | 0 | 0 | 0 | 0 | 0 | 0 | 5000 | -5000 | 0
4732 | 5000 | 0 | 0 | 0 | 0 | 0 | 0 | 5000 | -5000 | 0
4733 | 5000 | 0 | 0 | 0 | 0 | 0 | 0 | 5000 | -5000 | 0
4734 | 5000 | 0 | 0 | 0 | 0 | 0 | 0 | 5000 | -1373.421 | 0
4735 | 5000 | 0 | 0 | 0 | 0 | 0 | 0 | 5000 | 0 | 0
4736 | 5000 | 0 | 0 | 0 | 0 | 0 | 0 | 5000 | 0 | 0
4737 | 5000 | 0 | 0 | 0 | 0 | 0 | 0 | 5000 | 0 | 0
4738 | 5000 | 0 | 0 | 0 | 0 | 0 | 0 | 5000 | 0 | 0
4739 | 5000 | 0 | 0 | 0 | 0 | 0 | 0 | 5000 | 0 | 0
4740 | 5000 | 0 | 0 | 0 | 0 | 0 | 0 | 5000 | 0 | 0
4741 | 5000 | 0 | 0 | 0 | 0 | 0 | 0 | 5000 | 0 | 0
4742 | 5000 | 0 | 0 | 0 | 0 | 0 | 0 | 5000 | 0 | 0
4743 | 5000 | 0 | 0 | 0 | 0 | 0 | 0 | 5000 | 0 | 0
4744 | 5000 | 0 | 0 | 0 | 0 | 0 | 0 | 5000 | 0 | 0
4745 | 5000 | 0 | 0 | 0 | 0 | 0 | 0 | 5000 | 0 | 0
4746 | 5000 | 0 | 0 | 0 | 0 | 0 | 0 | 5000 | 0 | 0
4747 | 5000 | 0 | 0 | 0 | 0 | 0 | 0 | 1301.899 | 0 | 3698.101
4748 | 5000 | 0 | 0 | 0 | 0 | 0 | 0 | 0 | 0 | 5000
4749 | 5000 | 0 | 0 | 0 | 0 | 0 | 0 | 0 | 0 | 5000
4750 | 5000 | 0 | 0 | 0 | 0 | 0 | 0 | 0 | 0 | 5000
4751 | 5000 | 0 | 0 | 0 | 0 | 0 | 0 | 0 | 0 | 5000
4752 | 5000 | 0 | 0 | 0 | 0 | 0 | 0 | 5000 | 0 | 0
4753 | 5000 | 0 | 0 | 0 | 0 | 0 | 0 | 5000 | -5000 | 0
4754 | 5000 | 0 | 0 | 0 | 0 | 0 | 0 | 5000 | -5000 | 0
4755 | 5000 | 0 | 0 | 0 | 0 | 0 | 0 | 5000 | -5000 | 0
4756 | 5000 | 0 | 0 | 0 | 0 | 0 | 0 | 5000 | -5000 | 0
4757 | 5000 | 0 | 0 | 0 | 0 | 0 | 0 | 5000 | -5000 | 0
4758 | 5000 | 0 | 0 | 0 | 0 | 0 | 0 | 5000 | -1373.421 | 0
4759 | 5000 | 0 | 0 | 0 | 0 | 0 | 0 | 5000 | 0 | 0
4760 | 5000 | 0 | 0 | 0 | 0 | 0 | 0 | 5000 | 0 | 0
4761 | 5000 | 0 | 0 | 0 | 0 | 0 | 0 | 5000 | 0 | 0
4762 | 5000 | 0 | 0 | 0 | 0 | 0 | 0 | 5000 | 0 | 0
4763 | 5000 | 0 | 0 | 0 | 0 | 0 | 0 | 5000 | 0 | 0
4764 | 5000 | 0 | 0 | 0 | 0 | 0 | 0 | 5000 | 0 | 0
4765 | 5000 | 0 | 0 | 0 | 0 | 0 | 0 | 5000 | 0 | 0
4766 | 5000 | 0 | 0 | 0 | 0 | 0 | 0 | 5000 | 0 | 0
4767 | 5000 | 0 | 0 | 0 | 0 | 0 | 0 | 5000 | 0 | 0
4768 | 5000 | 0 | 0 | 0 | 0 | 0 | 0 | 5000 | 0 | 0
4769 | 5000 | 0 | 0 | 0 | 0 | 0 | 0 | 5000 | 0 | 0
4770 | 5000 | 0 | 0 | 0 | 0 | 0 | 0 | 5000 | 0 | 0
4771 | 5000 | 0 | 0 | 0 | 0 | 0 | 0 | 1301.899 | 0 | 3698.101
4772 | 5000 | 0 | 0 | 0 | 0 | 0 | 0 | 0 | 0 | 5000
4773 | 5000 | 0 | 0 | 0 | 0 | 0 | 0 | 0 | 0 | 5000
4774 | 5000 | 0 | 0 | 0 | 0 | 0 | 0 | 0 | 0 | 5000
4775 | 5000 | 0 | 0 | 0 | 0 | 0 | 0 | 0 | 0 | 5000
4776 | 5000 | 0 | 0 | 0 | 0 | 0 | 0 | 5000 | 0 | 0
4777 | 5000 | 0 | 0 | 0 | 0 | 0 | 0 | 5000 | -5000 | 0
4778 | 5000 | 0 | 0 | 0 | 0 | 0 | 0 | 5000 | -5000 | 0
4779 | 5000 | 0 | 0 | 0 | 0 | 0 | 0 | 5000 | -5000 | 0
4780 | 5000 | 0 | 0 | 0 | 0 | 0 | 0 | 5000 | -5000 | 0
4781 | 5000 | 0 | 0 | 0 | 0 | 0 | 0 | 5000 | -5000 | 0
4782 | 5000 | 0 | 0 | 0 | 0 | 0 | 0 | 5000 | -1373.421 | 0
4783 | 5000 | 0 | 0 | 0 | 0 | 0 | 0 | 5000 | 0 | 0
4784 | 5000 | 0 | 0 | 0 | 0 | 0 | 0 | 5000 | 0 | 0
4785 | 5000 | 0 | 0 | 0 | 0 | 0 | 0 | 5000 | 0 | 0
4786 | 5000 | 0 | 0 | 0 | 0 | 0 | 0 | 5000 | 0 | 0
4787 | 5000 | 0 | 0 | 0 | 0 | 0 | 0 | 5000 | 0 | 0
4788 | 5000 | 0 | 0 | 0 | 0 | 0 | 0 | 5000 | 0 | 0
4789 | 5000 | 0 | 0 | 0 | 0 | 0 | 0 | 5000 | 0 | 0
4790 | 5000 | 0 | 0 | 0 | 0 | 0 | 0 | 5000 | 0 | 0
4791 | 5000 | 0 | 0 | 0 | 0 | 0 | 0 | 5000 | 0 | 0
4792 | 5000 | 0 | 0 | 0 | 0 | 0 | 0 | 5000 | 0 | 0
4793 | 5000 | 0 | 0 | 0 | 0 | 0 | 0 | 5000 | 0 | 0
4794 | 5000 | 0 | 0 | 0 | 0 | 0 | 0 | 5000 | 0 | 0
4795 | 5000 | 0 | 0 | 0 | 0 | 0 | 0 | 1301.899 | 0 | 3698.101
4796 | 5000 | 0 | 0 | 0 | 0 | 0 | 0 | 0 | 0 | 5000
4797 | 5000 | 0 | 0 | 0 | 0 | 0 | 0 | 0 | 0 | 5000
4798 | 5000 | 0 | 0 | 0 | 0 | 0 | 0 | 0 | 0 | 5000
4799 | 5000 | 0 | 0 | 0 | 0 | 0 | 0 | 0 | 0 | 5000
4800 | 5000 | 0 | 0 | 0 | 0 | 0 | 0 | 5000 | 0 | 0
4801 | 5000 | 0 | 0 | 0 | 0 | 0 | 0 | 5000 | 0 | 0
4802 | 5000 | 0 | 0 | 0 | 0 | 0 | 0 | 5000 | 0 | 0
4803 | 5000 | 0 | 0 | 0 | 0 | 0 | 0 | 5000 | 0 | 0
4804 | 5000 | 0 | 0 | 0 | 0 | 0 | 0 | 5000 | 0 | 0
4805 | 5000 | 0 | 0 | 0 | 0 | 0 | 0 | 5000 | 0 | 0
4806 | 5000 | 0 | 0 | 0 | 0 | 0 | 0 | 5000 | 0 | 0
4807 | 5000 | 0 | 0 | 0 | 0 | 0 | 0 | 5000 | 0 | 0
4808 | 5000 | 0 | 0 | 0 | 0 | 0 | 0 | 5000 | 0 | 0
4809 | 5000 | 0 | 0 | 0 | 0 | 0 | 0 | 5000 | 0 | 0
4810 | 5000 | 0 | 0 | 0 | 0 | 0 | 0 | 5000 | 0 | 0
4811 | 5000 | 0 | 0 | 0 | 0 | 0 | 0 | 5000 | 0 | 0
4812 | 5000 | 0 | 0 | 0 | 0 | 0 | 0 | 5000 | 0 | 0
4813 | 5000 | 0 | 0 | 0 | 0 | 0 | 0 | 5000 | 0 | 0
4814 | 5000 | 0 | 0 | 0 | 0 | 0 | 0 | 5000 | 0 | 0
4815 | 5000 | 0 | 0 | 0 | 0 | 0 | 0 | 5000 | 0 | 0
4816 | 5000 | 0 | 0 | 0 | 0 | 0 | 0 | 5000 | 0 | 0
4817 | 5000 | 0 | 0 | 0 | 0 | 0 | 0 | 5000 | 0 | 0
4818 | 5000 | 0 | 0 | 0 | 0 | 0 | 0 | 5000 | 0 | 0
4819 | 5000 | 0 | 0 | 0 | 0 | 0 | 0 | 5000 | 0 | 0
4820 | 5000 | 0 | 0 | 0 | 0 | 0 | 0 | 5000 | 0 | 0
4821 | 5000 | 0 | 0 | 0 | 0 | 0 | 0 | 5000 | 0 | 0
4822 | 5000 | 0 | 0 | 0 | 0 | 0 | 0 | 5000 | 0 | 0
4823 | 5000 | 0 | 0 | 0 | 0 | 0 | 0 | 5000 | 0 | 0
4824 | 5000 | 0 | 0 | 0 | 0 | 0 | 0 | 5000 | 0 | 0
4825 | 5000 | 0 | 0 | 0 | 0 | 0 | 0 | 5000 | -5000 | 0
4826 | 5000 | 0 | 0 | 0 | 0 | 0 | 0 | 5000 | -5000 | 0
4827 | 5000 | 0 | 0 | 0 | 0 | 0 | 0 | 5000 | -5000 | 0
4828 | 5000 | 0 | 0 | 0 | 0 | 0 | 0 | 5000 | -5000 | 0
4829 | 5000 | 0 | 0 | 0 | 0 | 0 | 0 | 5000 | -5000 | 0
4830 | 5000 | 0 | 0 | 0 | 0 | 0 | 0 | 5000 | -1373.421 | 0
4831 | 5000 | 0 | 0 | 0 | 0 | 0 | 0 | 5000 | 0 | 0
4832 | 5000 | 0 | 0 | 0 | 0 | 0 | 0 | 5000 | 0 | 0
4833 | 5000 | 0 | 0 | 0 | 0 | 0 | 0 | 5000 | 0 | 0
4834 | 5000 | 0 | 0 | 0 | 0 | 0 | 0 | 5000 | 0 | 0
4835 | 5000 | 0 | 0 | 0 | 0 | 0 | 0 | 5000 | 0 | 0
4836 | 5000 | 0 | 0 | 0 | 0 | 0 | 0 | 5000 | 0 | 0
4837 | 5000 | 0 | 0 | 0 | 0 | 0 | 0 | 5000 | 0 | 0
4838 | 5000 | 0 | 0 | 0 | 0 | 0 | 0 | 5000 | 0 | 0
4839 | 5000 | 0 | 0 | 0 | 0 | 0 | 0 | 5000 | 0 | 0
4840 | 5000 | 0 | 0 | 0 | 0 | 0 | 0 | 5000 | 0 | 0
4841 | 5000 | 0 | 0 | 0 | 0 | 0 | 0 | 5000 | 0 | 0
4842 | 5000 | 0 | 0 | 0 | 0 | 0 | 0 | 5000 | 0 | 0
4843 | 5000 | 0 | 0 | 0 | 0 | 0 | 0 | 1301.899 | 0 | 3698.101
4844 | 5000 | 0 | 0 | 0 | 0 | 0 | 0 | 0 | 0 | 5000
4845 | 5000 | 0 | 0 | 0 | 0 | 0 | 0 | 0 | 0 | 5000
4846 | 5000 | 0 | 0 | 0 | 0 | 0 | 0 | 0 | 0 | 5000
4847 | 5000 | 0 | 0 | 0 | 0 | 0 | 0 | 0 | 0 | 5000
4848 | 5000 | 0 | 0 | 0 | 0 | 0 | 0 | 5000 | 0 | 0
4849 | 5000 | 0 | 0 | 0 | 0 | 0 | 0 | 5000 | -5000 | 0
4850 | 5000 | 0 | 0 | 0 | 0 | 0 | 0 | 5000 | -5000 | 0
4851 | 5000 | 0 | 0 | 0 | 0 | 0 | 0 | 5000 | -5000 | 0
4852 | 5000 | 0 | 0 | 0 | 0 | 0 | 0 | 5000 | -5000 | 0
4853 | 5000 | 0 | 0 | 0 | 0 | 0 | 0 | 5000 | -5000 | 0
4854 | 5000 | 0 | 0 | 0 | 0 | 0 | 0 | 5000 | -1373.421 | 0
4855 | 5000 | 0 | 0 | 0 | 0 | 0 | 0 | 5000 | 0 | 0
4856 | 5000 | 0 | 0 | 0 | 0 | 0 | 0 | 5000 | 0 | 0
4857 | 5000 | 0 | 0 | 0 | 0 | 0 | 0 | 5000 | 0 | 0
4858 | 5000 | 0 | 0 | 0 | 0 | 0 | 0 | 5000 | 0 | 0
4859 | 5000 | 0 | 0 | 0 | 0 | 0 | 0 | 5000 | 0 | 0
4860 | 5000 | 0 | 0 | 0 | 0 | 0 | 0 | 5000 | 0 | 0
4861 | 5000 | 0 | 0 | 0 | 0 | 0 | 0 | 5000 | 0 | 0
4862 | 5000 | 0 | 0 | 0 | 0 | 0 | 0 | 5000 | 0 | 0
4863 | 5000 | 0 | 0 | 0 | 0 | 0 | 0 | 5000 | 0 | 0
4864 | 5000 | 0 | 0 | 0 | 0 | 0 | 0 | 5000 | 0 | 0
4865 | 5000 | 0 | 0 | 0 | 0 | 0 | 0 | 5000 | 0 | 0
4866 | 5000 | 0 | 0 | 0 | 0 | 0 | 0 | 5000 | 0 | 0
4867 | 5000 | 0 | 0 | 0 | 0 | 0 | 0 | 1301.899 | 0 | 3698.101
4868 | 5000 | 0 | 0 | 0 | 0 | 0 | 0 | 0 | 0 | 5000
4869 | 5000 | 0 | 0 | 0 | 0 | 0 | 0 | 0 | 0 | 5000
4870 | 5000 | 0 | 0 | 0 | 0 | 0 | 0 | 0 | 0 | 5000
4871 | 5000 | 0 | 0 | 0 | 0 | 0 | 0 | 0 | 0 | 5000
4872 | 5000 | 0 | 0 | 0 | 0 | 0 | 0 | 5000 | 0 | 0
4873 | 5000 | 0 | 0 | 0 | 0 | 0 | 0 | 5000 | -5000 | 0
4874 | 5000 | 0 | 0 | 0 | 0 | 0 | 0 | 5000 | -5000 | 0
4875 | 5000 | 0 | 0 | 0 | 0 | 0 | 0 | 5000 | -5000 | 0
4876 | 5000 | 0 | 0 | 0 | 0 | 0 | 0 | 5000 | -5000 | 0
4877 | 5000 | 0 | 0 | 0 | 0 | 0 | 0 | 5000 | -5000 | 0
4878 | 5000 | 0 | 0 | 0 | 0 | 0 | 0 | 5000 | -1373.421 | 0
4879 | 5000 | 0 | 0 | 0 | 0 | 0 | 0 | 5000 | 0 | 0
4880 | 5000 | 0 | 0 | 0 | 0 | 0 | 0 | 5000 | 0 | 0
4881 | 5000 | 0 | 0 | 0 | 0 | 0 | 0 | 5000 | 0 | 0
4882 | 5000 | 0 | 0 | 0 | 0 | 0 | 0 | 5000 | 0 | 0
4883 | 5000 | 0 | 0 | 0 | 0 | 0 | 0 | 5000 | 0 | 0
4884 | 5000 | 0 | 0 | 0 | 0 | 0 | 0 | 5000 | 0 | 0
4885 | 5000 | 0 | 0 | 0 | 0 | 0 | 0 | 5000 | 0 | 0
4886 | 5000 | 0 | 0 | 0 | 0 | 0 | 0 | 5000 | 0 | 0
4887 | 5000 | 0 | 0 | 0 | 0 | 0 | 0 | 5000 | 0 | 0
4888 | 5000 | 0 | 0 | 0 | 0 | 0 | 0 | 5000 | 0 | 0
4889 | 5000 | 0 | 0 | 0 | 0 | 0 | 0 | 5000 | 0 | 0
4890 | 5000 | 0 | 0 | 0 | 0 | 0 | 0 | 5000 | 0 | 0
4891 | 5000 | 0 | 0 | 0 | 0 | 0 | 0 | 1301.899 | 0 | 3698.101
4892 | 5000 | 0 | 0 | 0 | 0 | 0 | 0 | 0 | 0 | 5000
4893 | 5000 | 0 | 0 | 0 | 0 | 0 | 0 | 0 | 0 | 5000
4894 | 5000 | 0 | 0 | 0 | 0 | 0 | 0 | 0 | 0 | 5000
4895 | 5000 | 0 | 0 | 0 | 0 | 0 | 0 | 0 | 0 | 5000
4896 | 5000 | 0 | 0 | 0 | 0 | 0 | 0 | 5000 | 0 | 0
4897 | 5000 | 0 | 0 | 0 | 0 | 0 | 0 | 5000 | -5000 | 0
4898 | 5000 | 0 | 0 | 0 | 0 | 0 | 0 | 5000 | -5000 | 0
4899 | 5000 | 0 | 0 | 0 | 0 | 0 | 0 | 5000 | -5000 | 0
4900 | 5000 | 0 | 0 | 0 | 0 | 0 | 0 | 5000 | -5000 | 0
4901 | 5000 | 0 | 0 | 0 | 0 | 0 | 0 | 5000 | -5000 | 0
4902 | 5000 | 0 | 0 | 0 | 0 | 0 | 0 | 5000 | -1373.421 | 0
4903 | 5000 | 0 | 0 | 0 | 0 | 0 | 0 | 5000 | 0 | 0
4904 | 5000 | 0 | 0 | 0 | 0 | 0 | 0 | 5000 | 0 | 0
4905 | 5000 | 0 | 0 | 0 | 0 | 0 | 0 | 5000 | 0 | 0
4906 | 5000 | 0 | 0 | 0 | 0 | 0 | 0 | 5000 | 0 | 0
4907 | 5000 | 0 | 0 | 0 | 0 | 0 | 0 | 5000 | 0 | 0
4908 | 5000 | 0 | 0 | 0 | 0 | 0 | 0 | 5000 | 0 | 0
4909 | 5000 | 0 | 0 | 0 | 0 | 0 | 0 | 5000 | 0 | 0
4910 | 5000 | 0 | 0 | 0 | 0 | 0 | 0 | 5000 | 0 | 0
4911 | 5000 | 0 | 0 | 0 | 0 | 0 | 0 | 5000 | 0 | 0
4912 | 5000 | 0 | 0 | 0 | 0 | 0 | 0 | 5000 | 0 | 0
4913 | 5000 | 0 | 0 | 0 | 0 | 0 | 0 | 5000 | 0 | 0
4914 | 5000 | 0 | 0 | 0 | 0 | 0 | 0 | 5000 | 0 | 0
4915 | 5000 | 0 | 0 | 0 | 0 | 0 | 0 | 1301.899 | 0 | 3698.101
4916 | 5000 | 0 | 0 | 0 | 0 | 0 | 0 | 0 | 0 | 5000
4917 | 5000 | 0 | 0 | 0 | 0 | 0 | 0 | 0 | 0 | 5000
4918 | 5000 | 0 | 0 | 0 | 0 | 0 | 0 | 0 | 0 | 5000
4919 | 5000 | 0 | 0 | 0 | 0 | 0 | 0 | 0 | 0 | 5000
4920 | 5000 | 0 | 0 | 0 | 0 | 0 | 0 | 5000 | 0 | 0
4921 | 5000 | 0 | 0 | 0 | 0 | 0 | 0 | 5000 | -5000 | 0
4922 | 5000 | 0 | 0 | 0 | 0 | 0 | 0 | 5000 | -5000 | 0
4923 | 5000 | 0 | 0 | 0 | 0 | 0 | 0 | 5000 | -5000 | 0
4924 | 5000 | 0 | 0 | 0 | 0 | 0 | 0 | 5000 | -5000 | 0
4925 | 5000 | 0 | 0 | 0 | 0 | 0 | 0 | 5000 | -5000 | 0
4926 | 5000 | 0 | 0 | 0 | 0 | 0 | 0 | 5000 | -1373.421 | 0
4927 | 5000 | 0 | 0 | 0 | 0 | 0 | 0 | 5000 | 0 | 0
4928 | 5000 | 0 | 0 | 0 | 0 | 0 | 0 | 5000 | 0 | 0
4929 | 5000 | 0 | 0 | 0 | 0 | 0 | 0 | 5000 | 0 | 0
4930 | 5000 | 0 | 0 | 0 | 0 | 0 | 0 | 5000 | 0 | 0
4931 | 5000 | 0 | 0 | 0 | 0 | 0 | 0 | 5000 | 0 | 0
4932 | 5000 | 0 | 0 | 0 | 0 | 0 | 0 | 5000 | 0 | 0
4933 | 5000 | 0 | 0 | 0 | 0 | 0 | 0 | 5000 | 0 | 0
4934 | 5000 | 0 | 0 | 0 | 0 | 0 | 0 | 5000 | 0 | 0
4935 | 5000 | 0 | 0 | 0 | 0 | 0 | 0 | 5000 | 0 | 0
4936 | 5000 | 0 | 0 | 0 | 0 | 0 | 0 | 5000 | 0 | 0
4937 | 5000 | 0 | 0 | 0 | 0 | 0 | 0 | 5000 | 0 | 0
4938 | 5000 | 0 | 0 | 0 | 0 | 0 | 0 | 5000 | 0 | 0
4939 | 5000 | 0 | 0 | 0 | 0 | 0 | 0 | 1301.899 | 0 | 3698.101
4940 | 5000 | 0 | 0 | 0 | 0 | 0 | 0 | 0 | 0 | 5000
4941 | 5000 | 0 | 0 | 0 | 0 | 0 | 0 | 0 | 0 | 5000
4942 | 5000 | 0 | 0 | 0 | 0 | 0 | 0 | 0 | 0 | 5000
4943 | 5000 | 0 | 0 | 0 | 0 | 0 | 0 | 0 | 0 | 5000
4944 | 5000 | 0 | 0 | 0 | 0 | 0 | 0 | 5000 | 0 | 0
4945 | 5000 | 0 | 0 | 0 | 0 | 0 | 0 | 5000 | -5000 | 0
4946 | 5000 | 0 | 0 | 0 | 0 | 0 | 0 | 5000 | -5000 | 0
4947 | 5000 | 0 | 0 | 0 | 0 | 0 | 0 | 5000 | -5000 | 0
4948 | 5000 | 0 | 0 | 0 | 0 | 0 | 0 | 5000 | -5000 | 0
4949 | 5000 | 0 | 0 | 0 | 0 | 0 | 0 | 5000 | -5000 | 0
4950 | 5000 | 0 | 0 | 0 | 0 | 0 | 0 | 5000 | -1373.421 | 0
4951 | 5000 | 0 | 0 | 0 | 0 | 0 | 0 | 5000 | 0 | 0
4952 | 5000 | 0 | 0 | 0 | 0 | 0 | 0 | 5000 | 0 | 0
4953 | 5000 | 0 | 0 | 0 | 0 | 0 | 0 | 5000 | 0 | 0
4954 | 5000 | 0 | 0 | 0 | 0 | 0 | 0 | 5000 | 0 | 0
4955 | 5000 | 0 | 0 | 0 | 0 | 0 | 0 | 5000 | 0 | 0
4956 | 5000 | 0 | 0 | 0 | 0 | 0 | 0 | 5000 | 0 | 0
4957 | 5000 | 0 | 0 | 0 | 0 | 0 | 0 | 5000 | 0 | 0
4958 | 5000 | 0 | 0 | 0 | 0 | 0 | 0 | 5000 | 0 | 0
4959 | 5000 | 0 | 0 | 0 | 0 | 0 | 0 | 5000 | 0 | 0
4960 | 5000 | 0 | 0 | 0 | 0 | 0 | 0 | 5000 | 0 | 0
4961 | 5000 | 0 | 0 | 0 | 0 | 0 | 0 | 5000 | 0 | 0
4962 | 5000 | 0 | 0 | 0 | 0 | 0 | 0 | 5000 | 0 | 0
4963 | 5000 | 0 | 0 | 0 | 0 | 0 | 0 | 1301.899 | 0 | 3698.101
4964 | 5000 | 0 | 0 | 0 | 0 | 0 | 0 | 0 | 0 | 5000
4965 | 5000 | 0 | 0 | 0 | 0 | 0 | 0 | 0 | 0 | 5000
4966 | 5000 | 0 | 0 | 0 | 0 | 0 | 0 | 0 | 0 | 5000
4967 | 5000 | 0 | 0 | 0 | 0 | 0 | 0 | 0 | 0 | 5000
4968 | 5000 | 0 | 0 | 0 | 0 | 0 | 0 | 5000 | 0 | 0
4969 | 5000 | 0 | 0 | 0 | 0 | 0 | 0 | 5000 | 0 | 0
4970 | 5000 | 0 | 0 | 0 | 0 | 0 | 0 | 5000 | 0 | 0
4971 | 5000 | 0 | 0 | 0 | 0 | 0 | 0 | 5000 | 0 | 0
4972 | 5000 | 0 | 0 | 0 | 0 | 0 | 0 | 5000 | 0 | 0
4973 | 5000 | 0 | 0 | 0 | 0 | 0 | 0 | 5000 | 0 | 0
4974 | 5000 | 0 | 0 | 0 | 0 | 0 | 0 | 5000 | 0 | 0
4975 | 5000 | 0 | 0 | 0 | 0 | 0 | 0 | 5000 | 0 | 0
4976 | 5000 | 0 | 0 | 0 | 0 | 0 | 0 | 5000 | 0 | 0
4977 | 5000 | 0 | 0 | 0 | 0 | 0 | 0 | 5000 | 0 | 0
4978 | 5000 | 0 | 0 | 0 | 0 | 0 | 0 | 5000 | 0 | 0
4979 | 5000 | 0 | 0 | 0 | 0 | 0 | 0 | 5000 | 0 | 0
4980 | 5000 | 0 | 0 | 0 | 0 | 0 | 0 | 5000 | 0 | 0
4981 | 5000 | 0 | 0 | 0 | 0 | 0 | 0 | 5000 | 0 | 0
4982 | 5000 | 0 | 0 | 0 | 0 | 0 | 0 | 5000 | 0 | 0
4983 | 5000 | 0 | 0 | 0 | 0 | 0 | 0 | 5000 | 0 | 0
4984 | 5000 | 0 | 0 | 0 | 0 | 0 | 0 | 5000 | 0 | 0
4985 | 5000 | 0 | 0 | 0 | 0 | 0 | 0 | 5000 | 0 | 0
4986 | 5000 | 0 | 0 | 0 | 0 | 0 | 0 | 5000 | 0 | 0
4987 | 5000 | 0 | 0 | 0 | 0 | 0 | 0 | 5000 | 0 | 0
4988 | 5000 | 0 | 0 | 0 | 0 | 0 | 0 | 5000 | 0 | 0
4989 | 5000 | 0 | 0 | 0 | 0 | 0 | 0 | 5000 | 0 | 0
4990 | 5000 | 0 | 0 | 0 | 0 | 0 | 0 | 5000 | 0 | 0
4991 | 5000 | 0 | 0 | 0 | 0 | 0 | 0 | 5000 | 0 | 0
4992 | 5000 | 0 | 0 | 0 | 0 | 0 | 0 | 5000 | 0 | 0
4993 | 5000 | 0 | 0 | 0 | 0 | 0 | 0 | 5000 | -5000 | 0
4994 | 5000 | 0 | 0 | 0 | 0 | 0 | 0 | 5000 | -5000 | 0
4995 | 5000 | 0 | 0 | 0 | 0 | 0 | 0 | 5000 | -5000 | 0
4996 | 5000 | 0 | 0 | 0 | 0 | 0 | 0 | 5000 | -5000 | 0
4997 | 5000 | 0 | 0 | 0 | 0 | 0 | 0 | 5000 | -5000 | 0
4998 | 5000 | 0 | 0 | 0 | 0 | 0 | 0 | 5000 | -1373.421 | 0
4999 | 5000 | 0 | 0 | 0 | 0 | 0 | 0 | 5000 | 0 | 0
5000 | 5000 | 0 | 0 | 0 | 0 | 0 | 0 | 5000 | 0 | 0
5001 | 5000 | 0 | 0 | 0 | 0 | 0 | 0 | 5000 | 0 | 0
5002 | 5000 | 0 | 0 | 0 | 0 | 0 | 0 | 5000 | 0 | 0
5003 | 5000 | 0 | 0 | 0 | 0 | 0 | 0 | 5000 | 0 | 0
5004 | 5000 | 0 | 0 | 0 | 0 | 0 | 0 | 5000 | 0 | 0
5005 | 5000 | 0 | 0 | 0 | 0 | 0 | 0 | 5000 | 0 | 0
5006 | 5000 | 0 | 0 | 0 | 0 | 0 | 0 | 5000 | 0 | 0
5007 | 5000 | 0 | 0 | 0 | 0 | 0 | 0 | 5000 | 0 | 0
5008 | 5000 | 0 | 0 | 0 | 0 | 0 | 0 | 5000 | 0 | 0
5009 | 5000 | 0 | 0 | 0 | 0 | 0 | 0 | 5000 | 0 | 0
5010 | 5000 | 0 | 0 | 0 | 0 | 0 | 0 | 5000 | 0 | 0
5011 | 5000 | 0 | 0 | 0 | 0 | 0 | 0 | 1301.899 | 0 | 3698.101
5012 | 5000 | 0 | 0 | 0 | 0 | 0 | 0 | 0 | 0 | 5000
5013 | 5000 | 0 | 0 | 0 | 0 | 0 | 0 | 0 | 0 | 5000
5014 | 5000 | 0 | 0 | 0 | 0 | 0 | 0 | 0 | 0 | 5000
5015 | 5000 | 0 | 0 | 0 | 0 | 0 | 0 | 0 | 0 | 5000
5016 | 5000 | 0 | 0 | 0 | 0 | 0 | 0 | 5000 | 0 | 0
5017 | 5000 | 0 | 0 | 0 | 0 | 0 | 0 | 5000 | -5000 | 0
5018 | 5000 | 0 | 0 | 0 | 0 | 0 | 0 | 5000 | -5000 | 0
5019 | 5000 | 0 | 0 | 0 | 0 | 0 | 0 | 5000 | -5000 | 0
5020 | 5000 | 0 | 0 | 0 | 0 | 0 | 0 | 5000 | -5000 | 0
5021 | 5000 | 0 | 0 | 0 | 0 | 0 | 0 | 5000 | -5000 | 0
5022 | 5000 | 0 | 0 | 0 | 0 | 0 | 0 | 5000 | -1373.421 | 0
5023 | 5000 | 0 | 0 | 0 | 0 | 0 | 0 | 5000 | 0 | 0
5024 | 5000 | 0 | 0 | 0 | 0 | 0 | 0 | 5000 | 0 | 0
5025 | 5000 | 0 | 0 | 0 | 0 | 0 | 0 | 5000 | 0 | 0
5026 | 5000 | 0 | 0 | 0 | 0 | 0 | 0 | 5000 | 0 | 0
5027 | 5000 | 0 | 0 | 0 | 0 | 0 | 0 | 5000 | 0 | 0
5028 | 5000 | 0 | 0 | 0 | 0 | 0 | 0 | 5000 | 0 | 0
5029 | 5000 | 0 | 0 | 0 | 0 | 0 | 0 | 5000 | 0 | 0
5030 | 5000 | 0 | 0 | 0 | 0 | 0 | 0 | 5000 | 0 | 0
5031 | 5000 | 0 | 0 | 0 | 0 | 0 | 0 | 5000 | 0 | 0
5032 | 5000 | 0 | 0 | 0 | 0 | 0 | 0 | 5000 | 0 | 0
5033 | 5000 | 0 | 0 | 0 | 0 | 0 | 0 | 5000 | 0 | 0
5034 | 5000 | 0 | 0 | 0 | 0 | 0 | 0 | 5000 | 0 | 0
5035 | 5000 | 0 | 0 | 0 | 0 | 0 | 0 | 1301.899 | 0 | 3698.101
5036 | 5000 | 0 | 0 | 0 | 0 | 0 | 0 | 0 | 0 | 5000
5037 | 5000 | 0 | 0 | 0 | 0 | 0 | 0 | 0 | 0 | 5000
5038 | 5000 | 0 | 0 | 0 | 0 | 0 | 0 | 0 | 0 | 5000
5039 | 5000 | 0 | 0 | 0 | 0 | 0 | 0 | 0 | 0 | 5000
5040 | 5000 | 0 | 0 | 0 | 0 | 0 | 0 | 5000 | 0 | 0
5041 | 5000 | 0 | 0 | 0 | 0 | 0 | 0 | 5000 | -5000 | 0
5042 | 5000 | 0 | 0 | 0 | 0 | 0 | 0 | 5000 | -5000 | 0
5043 | 5000 | 0 | 0 | 0 | 0 | 0 | 0 | 5000 | -5000 | 0
5044 | 5000 | 0 | 0 | 0 | 0 | 0 | 0 | 5000 | -5000 | 0
5045 | 5000 | 0 | 0 | 0 | 0 | 0 | 0 | 5000 | -5000 | 0
5046 | 5000 | 0 | 0 | 0 | 0 | 0 | 0 | 5000 | -1373.421 | 0
5047 | 5000 | 0 | 0 | 0 | 0 | 0 | 0 | 5000 | 0 | 0
5048 | 5000 | 0 | 0 | 0 | 0 | 0 | 0 | 5000 | 0 | 0
5049 | 5000 | 0 | 0 | 0 | 0 | 0 | 0 | 5000 | 0 | 0
5050 | 5000 | 0 | 0 | 0 | 0 | 0 | 0 | 5000 | 0 | 0
5051 | 5000 | 0 | 0 | 0 | 0 | 0 | 0 | 5000 | 0 | 0
5052 | 5000 | 0 | 0 | 0 | 0 | 0 | 0 | 5000 | 0 | 0
5053 | 5000 | 0 | 0 | 0 | 0 | 0 | 0 | 5000 | 0 | 0
5054 | 5000 | 0 | 0 | 0 | 0 | 0 | 0 | 5000 | 0 | 0
5055 | 5000 | 0 | 0 | 0 | 0 | 0 | 0 | 5000 | 0 | 0
5056 | 5000 | 0 | 0 | 0 | 0 | 0 | 0 | 5000 | 0 | 0
5057 | 5000 | 0 | 0 | 0 | 0 | 0 | 0 | 5000 | 0 | 0
5058 | 5000 | 0 | 0 | 0 | 0 | 0 | 0 | 5000 | 0 | 0
5059 | 5000 | 0 | 0 | 0 | 0 | 0 | 0 | 1301.899 | 0 | 3698.101
5060 | 5000 | 0 | 0 | 0 | 0 | 0 | 0 | 0 | 0 | 5000
5061 | 5000 | 0 | 0 | 0 | 0 | 0 | 0 | 0 | 0 | 5000
5062 | 5000 | 0 | 0 | 0 | 0 | 0 | 0 | 0 | 0 | 5000
5063 | 5000 | 0 | 0 | 0 | 0 | 0 | 0 | 0 | 0 | 5000
5064 | 5000 | 0 | 0 | 0 | 0 | 0 | 0 | 5000 | 0 | 0
5065 | 5000 | 0 | 0 | 0 | 0 | 0 | 0 | 5000 | -5000 | 0
5066 | 5000 | 0 | 0 | 0 | 0 | 0 | 0 | 5000 | -5000 | 0
5067 | 5000 | 0 | 0 | 0 | 0 | 0 | 0 | 5000 | -5000 | 0
5068 | 5000 | 0 | 0 | 0 | 0 | 0 | 0 | 5000 | -5000 | 0
5069 | 5000 | 0 | 0 | 0 | 0 | 0 | 0 | 5000 | -5000 | 0
5070 | 5000 | 0 | 0 | 0 | 0 | 0 | 0 | 5000 | -1373.421 | 0
5071 | 5000 | 0 | 0 | 0 | 0 | 0 | 0 | 5000 | 0 | 0
5072 | 5000 | 0 | 0 | 0 | 0 | 0 | 0 | 5000 | 0 | 0
5073 | 5000 | 0 | 0 | 0 | 0 | 0 | 0 | 5000 | 0 | 0
5074 | 5000 | 0 | 0 | 0 | 0 | 0 | 0 | 5000 | 0 | 0
5075 | 5000 | 0 | 0 | 0 | 0 | 0 | 0 | 5000 | 0 | 0
5076 | 5000 | 0 | 0 | 0 | 0 | 0 | 0 | 5000 | 0 | 0
5077 | 5000 | 0 | 0 | 0 | 0 | 0 | 0 | 5000 | 0 | 0
5078 | 5000 | 0 | 0 | 0 | 0 | 0 | 0 | 5000 | 0 | 0
5079 | 5000 | 0 | 0 | 0 | 0 | 0 | 0 | 5000 | 0 | 0
5080 | 5000 | 0 | 0 | 0 | 0 | 0 | 0 | 5000 | 0 | 0
5081 | 5000 | 0 | 0 | 0 | 0 | 0 | 0 | 5000 | 0 | 0
5082 | 5000 | 0 | 0 | 0 | 0 | 0 | 0 | 5000 | 0 | 0
5083 | 5000 | 0 | 0 | 0 | 0 | 0 | 0 | 1301.899 | 0 | 3698.101
5084 | 5000 | 0 | 0 | 0 | 0 | 0 | 0 | 0 | 0 | 5000
5085 | 5000 | 0 | 0 | 0 | 0 | 0 | 0 | 0 | 0 | 5000
5086 | 5000 | 0 | 0 | 0 | 0 | 0 | 0 | 0 | 0 | 5000
5087 | 5000 | 0 | 0 | 0 | 0 | 0 | 0 | 0 | 0 | 5000
5088 | 5000 | 0 | 0 | 0 | 0 | 0 | 0 | 5000 | 0 | 0
5089 | 5000 | 0 | 0 | 0 | 0 | 0 | 0 | 5000 | -5000 | 0
5090 | 5000 | 0 | 0 | 0 | 0 | 0 | 0 | 5000 | -5000 | 0
5091 | 5000 | 0 | 0 | 0 | 0 | 0 | 0 | 5000 | -5000 | 0
5092 | 5000 | 0 | 0 | 0 | 0 | 0 | 0 | 5000 | -5000 | 0
5093 | 5000 | 0 | 0 | 0 | 0 | 0 | 0 | 5000 | -5000 | 0
5094 | 5000 | 0 | 0 | 0 | 0 | 0 | 0 | 5000 | -1373.421 | 0
5095 | 5000 | 0 | 0 | 0 | 0 | 0 | 0 | 5000 | 0 | 0
5096 | 5000 | 0 | 0 | 0 | 0 | 0 | 0 | 5000 | 0 | 0
5097 | 5000 | 0 | 0 | 0 | 0 | 0 | 0 | 5000 | 0 | 0
5098 | 5000 | 0 | 0 | 0 | 0 | 0 | 0 | 5000 | 0 | 0
5099 | 5000 | 0 | 0 | 0 | 0 | 0 | 0 | 5000 | 0 | 0
5100 | 5000 | 0 | 0 | 0 | 0 | 0 | 0 | 5000 | 0 | 0
5101 | 5000 | 0 | 0 | 0 | 0 | 0 | 0 | 5000 | 0 | 0
5102 | 5000 | 0 | 0 | 0 | 0 | 0 | 0 | 5000 | 0 | 0
5103 | 5000 | 0 | 0 | 0 | 0 | 0 | 0 | 5000 | 0 | 0
5104 | 5000 | 0 | 0 | 0 | 0 | 0 | 0 | 5000 | 0 | 0
5105 | 5000 | 0 | 0 | 0 | 0 | 0 | 0 | 5000 | 0 | 0
5106 | 5000 | 0 | 0 | 0 | 0 | 0 | 0 | 5000 | 0 | 0
5107 | 5000 | 0 | 0 | 0 | 0 | 0 | 0 | 1301.899 | 0 | 3698.101
5108 | 5000 | 0 | 0 | 0 | 0 | 0 | 0 | 0 | 0 | 5000
5109 | 5000 | 0 | 0 | 0 | 0 | 0 | 0 | 0 | 0 | 5000
5110 | 5000 | 0 | 0 | 0 | 0 | 0 | 0 | 0 | 0 | 5000
5111 | 5000 | 0 | 0 | 0 | 0 | 0 | 0 | 0 | 0 | 5000
5112 | 5000 | 0 | 0 | 0 | 0 | 0 | 0 | 5000 | 0 | 0
5113 | 5000 | 0 | 0 | 0 | 0 | 0 | 0 | 5000 | -5000 | 0
5114 | 5000 | 0 | 0 | 0 | 0 | 0 | 0 | 5000 | -5000 | 0
5115 | 5000 | 0 | 0 | 0 | 0 | 0 | 0 | 5000 | -5000 | 0
5116 | 5000 | 0 | 0 | 0 | 0 | 0 | 0 | 5000 | -5000 | 0
5117 | 5000 | 0 | 0 | 0 | 0 | 0 | 0 | 5000 | -5000 | 0
5118 | 5000 | 0 | 0 | 0 | 0 | 0 | 0 | 5000 | -1373.421 | 0
5119 | 5000 | 0 | 0 | 0 | 0 | 0 | 0 | 5000 | 0 | 0
5120 | 5000 | 0 | 0 | 0 | 0 | 0 | 0 | 5000 | 0 | 0
5121 | 5000 | 0 | 0 | 0 | 0 | 0 | 0 | 5000 | 0 | 0
5122 | 5000 | 0 | 0 | 0 | 0 | 0 | 0 | 5000 | 0 | 0
5123 | 5000 | 0 | 0 | 0 | 0 | 0 | 0 | 5000 | 0 | 0
5124 | 5000 | 0 | 0 | 0 | 0 | 0 | 0 | 5000 | 0 | 0
5125 | 5000 | 0 | 0 | 0 | 0 | 0 | 0 | 5000 | 0 | 0
5126 | 5000 | 0 | 0 | 0 | 0 | 0 | 0 | 5000 | 0 | 0
5127 | 5000 | 0 | 0 | 0 | 0 | 0 | 0 | 5000 | 0 | 0
5128 | 5000 | 0 | 0 | 0 | 0 | 0 | 0 | 5000 | 0 | 0
5129 | 5000 | 0 | 0 | 0 | 0 | 0 | 0 | 5000 | 0 | 0
5130 | 5000 | 0 | 0 | 0 | 0 | 0 | 0 | 5000 | 0 | 0
5131 | 5000 | 0 | 0 | 0 | 0 | 0 | 0 | 1301.899 | 0 | 3698.101
5132 | 5000 | 0 | 0 | 0 | 0 | 0 | 0 | 0 | 0 | 5000
5133 | 5000 | 0 | 0 | 0 | 0 | 0 | 0 | 0 | 0 | 5000
5134 | 5000 | 0 | 0 | 0 | 0 | 0 | 0 | 0 | 0 | 5000
5135 | 5000 | 0 | 0 | 0 | 0 | 0 | 0 | 0 | 0 | 5000
5136 | 5000 | 0 | 0 | 0 | 0 | 0 | 0 | 5000 | 0 | 0
5137 | 5000 | 0 | 0 | 0 | 0 | 0 | 0 | 5000 | 0 | 0
5138 | 5000 | 0 | 0 | 0 | 0 | 0 | 0 | 5000 | 0 | 0
5139 | 5000 | 0 | 0 | 0 | 0 | 0 | 0 | 5000 | 0 | 0
5140 | 5000 | 0 | 0 | 0 | 0 | 0 | 0 | 5000 | 0 | 0
5141 | 5000 | 0 | 0 | 0 | 0 | 0 | 0 | 5000 | 0 | 0
5142 | 5000 | 0 | 0 | 0 | 0 | 0 | 0 | 5000 | 0 | 0
5143 | 5000 | 0 | 0 | 0 | 0 | 0 | 0 | 5000 | 0 | 0
5144 | 5000 | 0 | 0 | 0 | 0 | 0 | 0 | 5000 | 0 | 0
5145 | 5000 | 0 | 0 | 0 | 0 | 0 | 0 | 5000 | 0 | 0
5146 | 5000 | 0 | 0 | 0 | 0 | 0 | 0 | 5000 | 0 | 0
5147 | 5000 | 0 | 0 | 0 | 0 | 0 | 0 | 5000 | 0 | 0
5148 | 5000 | 0 | 0 | 0 | 0 | 0 | 0 | 5000 | 0 | 0
5149 | 5000 | 0 | 0 | 0 | 0 | 0 | 0 | 5000 | 0 | 0
5150 | 5000 | 0 | 0 | 0 | 0 | 0 | 0 | 5000 | 0 | 0
5151 | 5000 | 0 | 0 | 0 | 0 | 0 | 0 | 5000 | 0 | 0
5152 | 5000 | 0 | 0 | 0 | 0 | 0 | 0 | 5000 | 0 | 0
5153 | 5000 | 0 | 0 | 0 | 0 | 0 | 0 | 5000 | 0 | 0
5154 | 5000 | 0 | 0 | 0 | 0 | 0 | 0 | 5000 | 0 | 0
5155 | 5000 | 0 | 0 | 0 | 0 | 0 | 0 | 5000 | 0 | 0
5156 | 5000 | 0 | 0 | 0 | 0 | 0 | 0 | 5000 | 0 | 0
5157 | 5000 | 0 | 0 | 0 | 0 | 0 | 0 | 5000 | 0 | 0
5158 | 5000 | 0 | 0 | 0 | 0 | 0 | 0 | 5000 | 0 | 0
5159 | 5000 | 0 | 0 | 0 | 0 | 0 | 0 | 5000 | 0 | 0
5160 | 5000 | 0 | 0 | 0 | 0 | 0 | 0 | 5000 | 0 | 0
5161 | 5000 | 0 | 0 | 0 | 0 | 0 | 0 | 5000 | -5000 | 0
5162 | 5000 | 0 | 0 | 0 | 0 | 0 | 0 | 5000 | -5000 | 0
5163 | 5000 | 0 | 0 | 0 | 0 | 0 | 0 | 5000 | -5000 | 0
5164 | 5000 | 0 | 0 | 0 | 0 | 0 | 0 | 5000 | -5000 | 0
5165 | 5000 | 0 | 0 | 0 | 0 | 0 | 0 | 5000 | -5000 | 0
5166 | 5000 | 0 | 0 | 0 | 0 | 0 | 0 | 5000 | -1373.421 | 0
5167 | 5000 | 0 | 0 | 0 | 0 | 0 | 0 | 5000 | 0 | 0
5168 | 5000 | 0 | 0 | 0 | 0 | 0 | 0 | 5000 | 0 | 0
5169 | 5000 | 0 | 0 | 0 | 0 | 0 | 0 | 5000 | 0 | 0
5170 | 5000 | 0 | 0 | 0 | 0 | 0 | 0 | 5000 | 0 | 0
5171 | 5000 | 0 | 0 | 0 | 0 | 0 | 0 | 5000 | 0 | 0
5172 | 5000 | 0 | 0 | 0 | 0 | 0 | 0 | 5000 | 0 | 0
5173 | 5000 | 0 | 0 | 0 | 0 | 0 | 0 | 5000 | 0 | 0
5174 | 5000 | 0 | 0 | 0 | 0 | 0 | 0 | 5000 | 0 | 0
5175 | 5000 | 0 | 0 | 0 | 0 | 0 | 0 | 5000 | 0 | 0
5176 | 5000 | 0 | 0 | 0 | 0 | 0 | 0 | 5000 | 0 | 0
5177 | 5000 | 0 | 0 | 0 | 0 | 0 | 0 | 5000 | 0 | 0
5178 | 5000 | 0 | 0 | 0 | 0 | 0 | 0 | 5000 | 0 | 0
5179 | 5000 | 0 | 0 | 0 | 0 | 0 | 0 | 1301.899 | 0 | 3698.101
5180 | 5000 | 0 | 0 | 0 | 0 | 0 | 0 | 0 | 0 | 5000
5181 | 5000 | 0 | 0 | 0 | 0 | 0 | 0 | 0 | 0 | 5000
5182 | 5000 | 0 | 0 | 0 | 0 | 0 | 0 | 0 | 0 | 5000
5183 | 5000 | 0 | 0 | 0 | 0 | 0 | 0 | 0 | 0 | 5000
5184 | 5000 | 0 | 0 | 0 | 0 | 0 | 0 | 5000 | 0 | 0
5185 | 5000 | 0 | 0 | 0 | 0 | 0 | 0 | 5000 | -5000 | 0
5186 | 5000 | 0 | 0 | 0 | 0 | 0 | 0 | 5000 | -5000 | 0
5187 | 5000 | 0 | 0 | 0 | 0 | 0 | 0 | 5000 | -5000 | 0
5188 | 5000 | 0 | 0 | 0 | 0 | 0 | 0 | 5000 | -5000 | 0
5189 | 5000 | 0 | 0 | 0 | 0 | 0 | 0 | 5000 | -5000 | 0
5190 | 5000 | 0 | 0 | 0 | 0 | 0 | 0 | 5000 | -1373.421 | 0
5191 | 5000 | 0 | 0 | 0 | 0 | 0 | 0 | 5000 | 0 | 0
5192 | 5000 | 0 | 0 | 0 | 0 | 0 | 0 | 5000 | 0 | 0
5193 | 5000 | 0 | 0 | 0 | 0 | 0 | 0 | 5000 | 0 | 0
5194 | 5000 | 0 | 0 | 0 | 0 | 0 | 0 | 5000 | 0 | 0
5195 | 5000 | 0 | 0 | 0 | 0 | 0 | 0 | 5000 | 0 | 0
5196 | 5000 | 0 | 0 | 0 | 0 | 0 | 0 | 5000 | 0 | 0
5197 | 5000 | 0 | 0 | 0 | 0 | 0 | 0 | 5000 | 0 | 0
5198 | 5000 | 0 | 0 | 0 | 0 | 0 | 0 | 5000 | 0 | 0
5199 | 5000 | 0 | 0 | 0 | 0 | 0 | 0 | 5000 | 0 | 0
5200 | 5000 | 0 | 0 | 0 | 0 | 0 | 0 | 5000 | 0 | 0
5201 | 5000 | 0 | 0 | 0 | 0 | 0 | 0 | 5000 | 0 | 0
5202 | 5000 | 0 | 0 | 0 | 0 | 0 | 0 | 5000 | 0 | 0
5203 | 5000 | 0 | 0 | 0 | 0 | 0 | 0 | 1301.899 | 0 | 3698.101
5204 | 5000 | 0 | 0 | 0 | 0 | 0 | 0 | 0 | 0 | 5000
5205 | 5000 | 0 | 0 | 0 | 0 | 0 | 0 | 0 | 0 | 5000
5206 | 5000 | 0 | 0 | 0 | 0 | 0 | 0 | 0 | 0 | 5000
5207 | 5000 | 0 | 0 | 0 | 0 | 0 | 0 | 0 | 0 | 5000
5208 | 5000 | 0 | 0 | 0 | 0 | 0 | 0 | 5000 | 0 | 0
5209 | 5000 | 0 | 0 | 0 | 0 | 0 | 0 | 5000 | -5000 | 0
5210 | 5000 | 0 | 0 | 0 | 0 | 0 | 0 | 5000 | -5000 | 0
5211 | 5000 | 0 | 0 | 0 | 0 | 0 | 0 | 5000 | -5000 | 0
5212 | 5000 | 0 | 0 | 0 | 0 | 0 | 0 | 5000 | -5000 | 0
5213 | 5000 | 0 | 0 | 0 | 0 | 0 | 0 | 5000 | -5000 | 0
5214 | 5000 | 0 | 0 | 0 | 0 | 0 | 0 | 5000 | -1373.421 | 0
5215 | 5000 | 0 | 0 | 0 | 0 | 0 | 0 | 5000 | 0 | 0
5216 | 5000 | 0 | 0 | 0 | 0 | 0 | 0 | 5000 | 0 | 0
5217 | 5000 | 0 | 0 | 0 | 0 | 0 | 0 | 5000 | 0 | 0
5218 | 5000 | 0 | 0 | 0 | 0 | 0 | 0 | 5000 | 0 | 0
5219 | 5000 | 0 | 0 | 0 | 0 | 0 | 0 | 5000 | 0 | 0
5220 | 5000 | 0 | 0 | 0 | 0 | 0 | 0 | 5000 | 0 | 0
5221 | 5000 | 0 | 0 | 0 | 0 | 0 | 0 | 5000 | 0 | 0
5222 | 5000 | 0 | 0 | 0 | 0 | 0 | 0 | 5000 | 0 | 0
5223 | 5000 | 0 | 0 | 0 | 0 | 0 | 0 | 5000 | 0 | 0
5224 | 5000 | 0 | 0 | 0 | 0 | 0 | 0 | 5000 | 0 | 0
5225 | 5000 | 0 | 0 | 0 | 0 | 0 | 0 | 5000 | 0 | 0
5226 | 5000 | 0 | 0 | 0 | 0 | 0 | 0 | 5000 | 0 | 0
5227 | 5000 | 0 | 0 | 0 | 0 | 0 | 0 | 1301.899 | 0 | 3698.101
5228 | 5000 | 0 | 0 | 0 | 0 | 0 | 0 | 0 | 0 | 5000
5229 | 5000 | 0 | 0 | 0 | 0 | 0 | 0 | 0 | 0 | 5000
5230 | 5000 | 0 | 0 | 0 | 0 | 0 | 0 | 0 | 0 | 5000
5231 | 5000 | 0 | 0 | 0 | 0 | 0 | 0 | 0 | 0 | 5000
5232 | 5000 | 0 | 0 | 0 | 0 | 0 | 0 | 5000 | 0 | 0
5233 | 5000 | 0 | 0 | 0 | 0 | 0 | 0 | 5000 | -5000 | 0
5234 | 5000 | 0 | 0 | 0 | 0 | 0 | 0 | 5000 | -5000 | 0
5235 | 5000 | 0 | 0 | 0 | 0 | 0 | 0 | 5000 | -5000 | 0
5236 | 5000 | 0 | 0 | 0 | 0 | 0 | 0 | 5000 | -5000 | 0
5237 | 5000 | 0 | 0 | 0 | 0 | 0 | 0 | 5000 | -5000 | 0
5238 | 5000 | 0 | 0 | 0 | 0 | 0 | 0 | 5000 | -1373.421 | 0
5239 | 5000 | 0 | 0 | 0 | 0 | 0 | 0 | 5000 | 0 | 0
5240 | 5000 | 0 | 0 | 0 | 0 | 0 | 0 | 5000 | 0 | 0
5241 | 5000 | 0 | 0 | 0 | 0 | 0 | 0 | 5000 | 0 | 0
5242 | 5000 | 0 | 0 | 0 | 0 | 0 | 0 | 5000 | 0 | 0
5243 | 5000 | 0 | 0 | 0 | 0 | 0 | 0 | 5000 | 0 | 0
5244 | 5000 | 0 | 0 | 0 | 0 | 0 | 0 | 5000 | 0 | 0
5245 | 5000 | 0 | 0 | 0 | 0 | 0 | 0 | 5000 | 0 | 0
5246 | 5000 | 0 | 0 | 0 | 0 | 0 | 0 | 5000 | 0 | 0
5247 | 5000 | 0 | 0 | 0 | 0 | 0 | 0 | 5000 | 0 | 0
5248 | 5000 | 0 | 0 | 0 | 0 | 0 | 0 | 5000 | 0 | 0
5249 | 5000 | 0 | 0 | 0 | 0 | 0 | 0 | 5000 | 0 | 0
5250 | 5000 | 0 | 0 | 0 | 0 | 0 | 0 | 5000 | 0 | 0
5251 | 5000 | 0 | 0 | 0 | 0 | 0 | 0 | 1301.899 | 0 | 3698.101
5252 | 5000 | 0 | 0 | 0 | 0 | 0 | 0 | 0 | 0 | 5000
5253 | 5000 | 0 | 0 | 0 | 0 | 0 | 0 | 0 | 0 | 5000
5254 | 5000 | 0 | 0 | 0 | 0 | 0 | 0 | 0 | 0 | 5000
5255 | 5000 | 0 | 0 | 0 | 0 | 0 | 0 | 0 | 0 | 5000
5256 | 5000 | 0 | 0 | 0 | 0 | 0 | 0 | 5000 | 0 | 0
5257 | 5000 | 0 | 0 | 0 | 0 | 0 | 0 | 5000 | -5000 | 0
5258 | 5000 | 0 | 0 | 0 | 0 | 0 | 0 | 5000 | -5000 | 0
5259 | 5000 | 0 | 0 | 0 | 0 | 0 | 0 | 5000 | -5000 | 0
5260 | 5000 | 0 | 0 | 0 | 0 | 0 | 0 | 5000 | -5000 | 0
5261 | 5000 | 0 | 0 | 0 | 0 | 0 | 0 | 5000 | -5000 | 0
5262 | 5000 | 0 | 0 | 0 | 0 | 0 | 0 | 5000 | -1373.421 | 0
5263 | 5000 | 0 | 0 | 0 | 0 | 0 | 0 | 5000 | 0 | 0
5264 | 5000 | 0 | 0 | 0 | 0 | 0 | 0 | 5000 | 0 | 0
5265 | 5000 | 0 | 0 | 0 | 0 | 0 | 0 | 5000 | 0 | 0
5266 | 5000 | 0 | 0 | 0 | 0 | 0 | 0 | 5000 | 0 | 0
5267 | 5000 | 0 | 0 | 0 | 0 | 0 | 0 | 5000 | 0 | 0
5268 | 5000 | 0 | 0 | 0 | 0 | 0 | 0 | 5000 | 0 | 0
5269 | 5000 | 0 | 0 | 0 | 0 | 0 | 0 | 5000 | 0 | 0
5270 | 5000 | 0 | 0 | 0 | 0 | 0 | 0 | 5000 | 0 | 0
5271 | 5000 | 0 | 0 | 0 | 0 | 0 | 0 | 5000 | 0 | 0
5272 | 5000 | 0 | 0 | 0 | 0 | 0 | 0 | 5000 | 0 | 0
5273 | 5000 | 0 | 0 | 0 | 0 | 0 | 0 | 5000 | 0 | 0
5274 | 5000 | 0 | 0 | 0 | 0 | 0 | 0 | 5000 | 0 | 0
5275 | 5000 | 0 | 0 | 0 | 0 | 0 | 0 | 1301.899 | 0 | 3698.101
5276 | 5000 | 0 | 0 | 0 | 0 | 0 | 0 | 0 | 0 | 5000
5277 | 5000 | 0 | 0 | 0 | 0 | 0 | 0 | 0 | 0 | 5000
5278 | 5000 | 0 | 0 | 0 | 0 | 0 | 0 | 0 | 0 | 5000
5279 | 5000 | 0 | 0 | 0 | 0 | 0 | 0 | 0 | 0 | 5000
5280 | 5000 | 0 | 0 | 0 | 0 | 0 | 0 | 5000 | 0 | 0
5281 | 5000 | 0 | 0 | 0 | 0 | 0 | 0 | 5000 | -5000 | 0
5282 | 5000 | 0 | 0 | 0 | 0 | 0 | 0 | 5000 | -5000 | 0
5283 | 5000 | 0 | 0 | 0 | 0 | 0 | 0 | 5000 | -5000 | 0
5284 | 5000 | 0 | 0 | 0 | 0 | 0 | 0 | 5000 | -5000 | 0
5285 | 5000 | 0 | 0 | 0 | 0 | 0 | 0 | 5000 | -5000 | 0
5286 | 5000 | 0 | 0 | 0 | 0 | 0 | 0 | 5000 | -1373.421 | 0
5287 | 5000 | 0 | 0 | 0 | 0 | 0 | 0 | 5000 | 0 | 0
5288 | 5000 | 0 | 0 | 0 | 0 | 0 | 0 | 5000 | 0 | 0
5289 | 5000 | 0 | 0 | 0 | 0 | 0 | 0 | 5000 | 0 | 0
5290 | 5000 | 0 | 0 | 0 | 0 | 0 | 0 | 5000 | 0 | 0
5291 | 5000 | 0 | 0 | 0 | 0 | 0 | 0 | 5000 | 0 | 0
5292 | 5000 | 0 | 0 | 0 | 0 | 0 | 0 | 5000 | 0 | 0
5293 | 5000 | 0 | 0 | 0 | 0 | 0 | 0 | 5000 | 0 | 0
5294 | 5000 | 0 | 0 | 0 | 0 | 0 | 0 | 5000 | 0 | 0
5295 | 5000 | 0 | 0 | 0 | 0 | 0 | 0 | 5000 | 0 | 0
5296 | 5000 | 0 | 0 | 0 | 0 | 0 | 0 | 5000 | 0 | 0
5297 | 5000 | 0 | 0 | 0 | 0 | 0 | 0 | 5000 | 0 | 0
5298 | 5000 | 0 | 0 | 0 | 0 | 0 | 0 | 5000 | 0 | 0
5299 | 5000 | 0 | 0 | 0 | 0 | 0 | 0 | 1301.899 | 0 | 3698.101
5300 | 5000 | 0 | 0 | 0 | 0 | 0 | 0 | 0 | 0 | 5000
5301 | 5000 | 0 | 0 | 0 | 0 | 0 | 0 | 0 | 0 | 5000
5302 | 5000 | 0 | 0 | 0 | 0 | 0 | 0 | 0 | 0 | 5000
5303 | 5000 | 0 | 0 | 0 | 0 | 0 | 0 | 0 | 0 | 5000
5304 | 5000 | 0 | 0 | 0 | 0 | 0 | 0 | 5000 | 0 | 0
5305 | 5000 | 0 | 0 | 0 | 0 | 0 | 0 | 5000 | 0 | 0
5306 | 5000 | 0 | 0 | 0 | 0 | 0 | 0 | 5000 | 0 | 0
5307 | 5000 | 0 | 0 | 0 | 0 | 0 | 0 | 5000 | 0 | 0
5308 | 5000 | 0 | 0 | 0 | 0 | 0 | 0 | 5000 | 0 | 0
5309 | 5000 | 0 | 0 | 0 | 0 | 0 | 0 | 5000 | 0 | 0
5310 | 5000 | 0 | 0 | 0 | 0 | 0 | 0 | 5000 | 0 | 0
5311 | 5000 | 0 | 0 | 0 | 0 | 0 | 0 | 5000 | 0 | 0
5312 | 5000 | 0 | 0 | 0 | 0 | 0 | 0 | 5000 | 0 | 0
5313 | 5000 | 0 | 0 | 0 | 0 | 0 | 0 | 5000 | 0 | 0
5314 | 5000 | 0 | 0 | 0 | 0 | 0 | 0 | 5000 | 0 | 0
5315 | 5000 | 0 | 0 | 0 | 0 | 0 | 0 | 5000 | 0 | 0
5316 | 5000 | 0 | 0 | 0 | 0 | 0 | 0 | 5000 | 0 | 0
5317 | 5000 | 0 | 0 | 0 | 0 | 0 | 0 | 5000 | 0 | 0
5318 | 5000 | 0 | 0 | 0 | 0 | 0 | 0 | 5000 | 0 | 0
5319 | 5000 | 0 | 0 | 0 | 0 | 0 | 0 | 5000 | 0 | 0
5320 | 5000 | 0 | 0 | 0 | 0 | 0 | 0 | 5000 | 0 | 0
5321 | 5000 | 0 | 0 | 0 | 0 | 0 | 0 | 5000 | 0 | 0
5322 | 5000 | 0 | 0 | 0 | 0 | 0 | 0 | 5000 | 0 | 0
5323 | 5000 | 0 | 0 | 0 | 0 | 0 | 0 | 5000 | 0 | 0
5324 | 5000 | 0 | 0 | 0 | 0 | 0 | 0 | 5000 | 0 | 0
5325 | 5000 | 0 | 0 | 0 | 0 | 0 | 0 | 5000 | 0 | 0
5326 | 5000 | 0 | 0 | 0 | 0 | 0 | 0 | 5000 | 0 | 0
5327 | 5000 | 0 | 0 | 0 | 0 | 0 | 0 | 5000 | 0 | 0
5328 | 5000 | 0 | 0 | 0 | 0 | 0 | 0 | 5000 | 0 | 0
5329 | 5000 | 0 | 0 | 0 | 0 | 0 | 0 | 5000 | -5000 | 0
5330 | 5000 | 0 | 0 | 0 | 0 | 0 | 0 | 5000 | -5000 | 0
5331 | 5000 | 0 | 0 | 0 | 0 | 0 | 0 | 5000 | -5000 | 0
5332 | 5000 | 0 | 0 | 0 | 0 | 0 | 0 | 5000 | -5000 | 0
5333 | 5000 | 0 | 0 | 0 | 0 | 0 | 0 | 5000 | -5000 | 0
5334 | 5000 | 0 | 0 | 0 | 0 | 0 | 0 | 5000 | -1373.421 | 0
5335 | 5000 | 0 | 0 | 0 | 0 | 0 | 0 | 5000 | 0 | 0
5336 | 5000 | 0 | 0 | 0 | 0 | 0 | 0 | 5000 | 0 | 0
5337 | 5000 | 0 | 0 | 0 | 0 | 0 | 0 | 5000 | 0 | 0
5338 | 5000 | 0 | 0 | 0 | 0 | 0 | 0 | 5000 | 0 | 0
5339 | 5000 | 0 | 0 | 0 | 0 | 0 | 0 | 5000 | 0 | 0
5340 | 5000 | 0 | 0 | 0 | 0 | 0 | 0 | 5000 | 0 | 0
5341 | 5000 | 0 | 0 | 0 | 0 | 0 | 0 | 5000 | 0 | 0
5342 | 5000 | 0 | 0 | 0 | 0 | 0 | 0 | 5000 | 0 | 0
5343 | 5000 | 0 | 0 | 0 | 0 | 0 | 0 | 5000 | 0 | 0
5344 | 5000 | 0 | 0 | 0 | 0 | 0 | 0 | 5000 | 0 | 0
5345 | 5000 | 0 | 0 | 0 | 0 | 0 | 0 | 5000 | 0 | 0
5346 | 5000 | 0 | 0 | 0 | 0 | 0 | 0 | 5000 | 0 | 0
5347 | 5000 | 0 | 0 | 0 | 0 | 0 | 0 | 1301.899 | 0 | 3698.101
5348 | 5000 | 0 | 0 | 0 | 0 | 0 | 0 | 0 | 0 | 5000
5349 | 5000 | 0 | 0 | 0 | 0 | 0 | 0 | 0 | 0 | 5000
5350 | 5000 | 0 | 0 | 0 | 0 | 0 | 0 | 0 | 0 | 5000
5351 | 5000 | 0 | 0 | 0 | 0 | 0 | 0 | 0 | 0 | 5000
5352 | 5000 | 0 | 0 | 0 | 0 | 0 | 0 | 5000 | 0 | 0
5353 | 5000 | 0 | 0 | 0 | 0 | 0 | 0 | 5000 | -5000 | 0
5354 | 5000 | 0 | 0 | 0 | 0 | 0 | 0 | 5000 | -5000 | 0
5355 | 5000 | 0 | 0 | 0 | 0 | 0 | 0 | 5000 | -5000 | 0
5356 | 5000 | 0 | 0 | 0 | 0 | 0 | 0 | 5000 | -5000 | 0
5357 | 5000 | 0 | 0 | 0 | 0 | 0 | 0 | 5000 | -5000 | 0
5358 | 5000 | 0 | 0 | 0 | 0 | 0 | 0 | 5000 | -1373.421 | 0
5359 | 5000 | 0 | 0 | 0 | 0 | 0 | 0 | 5000 | 0 | 0
5360 | 5000 | 0 | 0 | 0 | 0 | 0 | 0 | 5000 | 0 | 0
5361 | 5000 | 0 | 0 | 0 | 0 | 0 | 0 | 5000 | 0 | 0
5362 | 5000 | 0 | 0 | 0 | 0 | 0 | 0 | 5000 | 0 | 0
5363 | 5000 | 0 | 0 | 0 | 0 | 0 | 0 | 5000 | 0 | 0
5364 | 5000 | 0 | 0 | 0 | 0 | 0 | 0 | 5000 | 0 | 0
5365 | 5000 | 0 | 0 | 0 | 0 | 0 | 0 | 5000 | 0 | 0
5366 | 5000 | 0 | 0 | 0 | 0 | 0 | 0 | 5000 | 0 | 0
5367 | 5000 | 0 | 0 | 0 | 0 | 0 | 0 | 5000 | 0 | 0
5368 | 5000 | 0 | 0 | 0 | 0 | 0 | 0 | 5000 | 0 | 0
5369 | 5000 | 0 | 0 | 0 | 0 | 0 | 0 | 5000 | 0 | 0
5370 | 5000 | 0 | 0 | 0 | 0 | 0 | 0 | 5000 | 0 | 0
5371 | 5000 | 0 | 0 | 0 | 0 | 0 | 0 | 1301.899 | 0 | 3698.101
5372 | 5000 | 0 | 0 | 0 | 0 | 0 | 0 | 0 | 0 | 5000
5373 | 5000 | 0 | 0 | 0 | 0 | 0 | 0 | 0 | 0 | 5000
5374 | 5000 | 0 | 0 | 0 | 0 | 0 | 0 | 0 | 0 | 5000
5375 | 5000 | 0 | 0 | 0 | 0 | 0 | 0 | 0 | 0 | 5000
5376 | 5000 | 0 | 0 | 0 | 0 | 0 | 0 | 5000 | 0 | 0
5377 | 5000 | 0 | 0 | 0 | 0 | 0 | 0 | 5000 | -5000 | 0
5378 | 5000 | 0 | 0 | 0 | 0 | 0 | 0 | 5000 | -5000 | 0
5379 | 5000 | 0 | 0 | 0 | 0 | 0 | 0 | 5000 | -5000 | 0
5380 | 5000 | 0 | 0 | 0 | 0 | 0 | 0 | 5000 | -5000 | 0
5381 | 5000 | 0 | 0 | 0 | 0 | 0 | 0 | 5000 | -5000 | 0
5382 | 5000 | 0 | 0 | 0 | 0 | 0 | 0 | 5000 | -1373.421 | 0
5383 | 5000 | 0 | 0 | 0 | 0 | 0 | 0 | 5000 | 0 | 0
5384 | 5000 | 0 | 0 | 0 | 0 | 0 | 0 | 5000 | 0 | 0
5385 | 5000 | 0 | 0 | 0 | 0 | 0 | 0 | 5000 | 0 | 0
5386 | 5000 | 0 | 0 | 0 | 0 | 0 | 0 | 5000 | 0 | 0
5387 | 5000 | 0 | 0 | 0 | 0 | 0 | 0 | 5000 | 0 | 0
5388 | 5000 | 0 | 0 | 0 | 0 | 0 | 0 | 5000 | 0 | 0
5389 | 5000 | 0 | 0 | 0 | 0 | 0 | 0 | 5000 | 0 | 0
5390 | 5000 | 0 | 0 | 0 | 0 | 0 | 0 | 5000 | 0 | 0
5391 | 5000 | 0 | 0 | 0 | 0 | 0 | 0 | 5000 | 0 | 0
5392 | 5000 | 0 | 0 | 0 | 0 | 0 | 0 | 5000 | 0 | 0
5393 | 5000 | 0 | 0 | 0 | 0 | 0 | 0 | 5000 | 0 | 0
5394 | 5000 | 0 | 0 | 0 | 0 | 0 | 0 | 5000 | 0 | 0
5395 | 5000 | 0 | 0 | 0 | 0 | 0 | 0 | 1301.899 | 0 | 3698.101
5396 | 5000 | 0 | 0 | 0 | 0 | 0 | 0 | 0 | 0 | 5000
5397 | 5000 | 0 | 0 | 0 | 0 | 0 | 0 | 0 | 0 | 5000
5398 | 5000 | 0 | 0 | 0 | 0 | 0 | 0 | 0 | 0 | 5000
5399 | 5000 | 0 | 0 | 0 | 0 | 0 | 0 | 0 | 0 | 5000
5400 | 5000 | 0 | 0 | 0 | 0 | 0 | 0 | 5000 | 0 | 0
5401 | 5000 | 0 | 0 | 0 | 0 | 0 | 0 | 5000 | -5000 | 0
5402 | 5000 | 0 | 0 | 0 | 0 | 0 | 0 | 5000 | -5000 | 0
5403 | 5000 | 0 | 0 | 0 | 0 | 0 | 0 | 5000 | -5000 | 0
5404 | 5000 | 0 | 0 | 0 | 0 | 0 | 0 | 5000 | -5000 | 0
5405 | 5000 | 0 | 0 | 0 | 0 | 0 | 0 | 5000 | -5000 | 0
5406 | 5000 | 0 | 0 | 0 | 0 | 0 | 0 | 5000 | -1373.421 | 0
5407 | 5000 | 0 | 0 | 0 | 0 | 0 | 0 | 5000 | 0 | 0
5408 | 5000 | 0 | 0 | 0 | 0 | 0 | 0 | 5000 | 0 | 0
5409 | 5000 | 0 | 0 | 0 | 0 | 0 | 0 | 5000 | 0 | 0
5410 | 5000 | 0 | 0 | 0 | 0 | 0 | 0 | 5000 | 0 | 0
5411 | 5000 | 0 | 0 | 0 | 0 | 0 | 0 | 5000 | 0 | 0
5412 | 5000 | 0 | 0 | 0 | 0 | 0 | 0 | 5000 | 0 | 0
5413 | 5000 | 0 | 0 | 0 | 0 | 0 | 0 | 5000 | 0 | 0
5414 | 5000 | 0 | 0 | 0 | 0 | 0 | 0 | 5000 | 0 | 0
5415 | 5000 | 0 | 0 | 0 | 0 | 0 | 0 | 5000 | 0 | 0
5416 | 5000 | 0 | 0 | 0 | 0 | 0 | 0 | 5000 | 0 | 0
5417 | 5000 | 0 | 0 | 0 | 0 | 0 | 0 | 5000 | 0 | 0
5418 | 5000 | 0 | 0 | 0 | 0 | 0 | 0 | 5000 | 0 | 0
5419 | 5000 | 0 | 0 | 0 | 0 | 0 | 0 | 1301.899 | 0 | 3698.101
5420 | 5000 | 0 | 0 | 0 | 0 | 0 | 0 | 0 | 0 | 5000
5421 | 5000 | 0 | 0 | 0 | 0 | 0 | 0 | 0 | 0 | 5000
5422 | 5000 | 0 | 0 | 0 | 0 | 0 | 0 | 0 | 0 | 5000
5423 | 5000 | 0 | 0 | 0 | 0 | 0 | 0 | 0 | 0 | 5000
5424 | 5000 | 0 | 0 | 0 | 0 | 0 | 0 | 5000 | 0 | 0
5425 | 5000 | 0 | 0 | 0 | 0 | 0 | 0 | 5000 | -5000 | 0
5426 | 5000 | 0 | 0 | 0 | 0 | 0 | 0 | 5000 | -5000 | 0
5427 | 5000 | 0 | 0 | 0 | 0 | 0 | 0 | 5000 | -5000 | 0
5428 | 5000 | 0 | 0 | 0 | 0 | 0 | 0 | 5000 | -5000 | 0
5429 | 5000 | 0 | 0 | 0 | 0 | 0 | 0 | 5000 | -5000 | 0
5430 | 5000 | 0 | 0 | 0 | 0 | 0 | 0 | 5000 | -1373.421 | 0
5431 | 5000 | 0 | 0 | 0 | 0 | 0 | 0 | 5000 | 0 | 0
5432 | 5000 | 0 | 0 | 0 | 0 | 0 | 0 | 5000 | 0 | 0
5433 | 5000 | 0 | 0 | 0 | 0 | 0 | 0 | 5000 | 0 | 0
5434 | 5000 | 0 | 0 | 0 | 0 | 0 | 0 | 5000 | 0 | 0
5435 | 5000 | 0 | 0 | 0 | 0 | 0 | 0 | 5000 | 0 | 0
5436 | 5000 | 0 | 0 | 0 | 0 | 0 | 0 | 5000 | 0 | 0
5437 | 5000 | 0 | 0 | 0 | 0 | 0 | 0 | 5000 | 0 | 0
5438 | 5000 | 0 | 0 | 0 | 0 | 0 | 0 | 5000 | 0 | 0
5439 | 5000 | 0 | 0 | 0 | 0 | 0 | 0 | 5000 | 0 | 0
5440 | 5000 | 0 | 0 | 0 | 0 | 0 | 0 | 5000 | 0 | 0
5441 | 5000 | 0 | 0 | 0 | 0 | 0 | 0 | 5000 | 0 | 0
5442 | 5000 | 0 | 0 | 0 | 0 | 0 | 0 | 5000 | 0 | 0
5443 | 5000 | 0 | 0 | 0 | 0 | 0 | 0 | 1301.899 | 0 | 3698.101
5444 | 5000 | 0 | 0 | 0 | 0 | 0 | 0 | 0 | 0 | 5000
5445 | 5000 | 0 | 0 | 0 | 0 | 0 | 0 | 0 | 0 | 5000
5446 | 5000 | 0 | 0 | 0 | 0 | 0 | 0 | 0 | 0 | 5000
5447 | 5000 | 0 | 0 | 0 | 0 | 0 | 0 | 0 | 0 | 5000
5448 | 5000 | 0 | 0 | 0 | 0 | 0 | 0 | 5000 | 0 | 0
5449 | 5000 | 0 | 0 | 0 | 0 | 0 | 0 | 5000 | -5000 | 0
5450 | 5000 | 0 | 0 | 0 | 0 | 0 | 0 | 5000 | -5000 | 0
5451 | 5000 | 0 | 0 | 0 | 0 | 0 | 0 | 5000 | -5000 | 0
5452 | 5000 | 0 | 0 | 0 | 0 | 0 | 0 | 5000 | -5000 | 0
5453 | 5000 | 0 | 0 | 0 | 0 | 0 | 0 | 5000 | -5000 | 0
5454 | 5000 | 0 | 0 | 0 | 0 | 0 | 0 | 5000 | -1373.421 | 0
5455 | 5000 | 0 | 0 | 0 | 0 | 0 | 0 | 5000 | 0 | 0
5456 | 5000 | 0 | 0 | 0 | 0 | 0 | 0 | 5000 | 0 | 0
5457 | 5000 | 0 | 0 | 0 | 0 | 0 | 0 | 5000 | 0 | 0
5458 | 5000 | 0 | 0 | 0 | 0 | 0 | 0 | 5000 | 0 | 0
5459 | 5000 | 0 | 0 | 0 | 0 | 0 | 0 | 5000 | 0 | 0
5460 | 5000 | 0 | 0 | 0 | 0 | 0 | 0 | 5000 | 0 | 0
5461 | 5000 | 0 | 0 | 0 | 0 | 0 | 0 | 5000 | 0 | 0
5462 | 5000 | 0 | 0 | 0 | 0 | 0 | 0 | 5000 | 0 | 0
5463 | 5000 | 0 | 0 | 0 | 0 | 0 | 0 | 5000 | 0 | 0
5464 | 5000 | 0 | 0 | 0 | 0 | 0 | 0 | 5000 | 0 | 0
5465 | 5000 | 0 | 0 | 0 | 0 | 0 | 0 | 5000 | 0 | 0
5466 | 5000 | 0 | 0 | 0 | 0 | 0 | 0 | 5000 | 0 | 0
5467 | 5000 | 0 | 0 | 0 | 0 | 0 | 0 | 1301.899 | 0 | 3698.101
5468 | 5000 | 0 | 0 | 0 | 0 | 0 | 0 | 0 | 0 | 5000
5469 | 5000 | 0 | 0 | 0 | 0 | 0 | 0 | 0 | 0 | 5000
5470 | 5000 | 0 | 0 | 0 | 0 | 0 | 0 | 0 | 0 | 5000
5471 | 5000 | 0 | 0 | 0 | 0 | 0 | 0 | 0 | 0 | 5000
5472 | 5000 | 0 | 0 | 0 | 0 | 0 | 0 | 5000 | 0 | 0
5473 | 5000 | 0 | 0 | 0 | 0 | 0 | 0 | 5000 | 0 | 0
5474 | 5000 | 0 | 0 | 0 | 0 | 0 | 0 | 5000 | 0 | 0
5475 | 5000 | 0 | 0 | 0 | 0 | 0 | 0 | 5000 | 0 | 0
5476 | 5000 | 0 | 0 | 0 | 0 | 0 | 0 | 5000 | 0 | 0
5477 | 5000 | 0 | 0 | 0 | 0 | 0 | 0 | 5000 | 0 | 0
5478 | 5000 | 0 | 0 | 0 | 0 | 0 | 0 | 5000 | 0 | 0
5479 | 5000 | 0 | 0 | 0 | 0 | 0 | 0 | 5000 | 0 | 0
5480 | 5000 | 0 | 0 | 0 | 0 | 0 | 0 | 5000 | 0 | 0
5481 | 5000 | 0 | 0 | 0 | 0 | 0 | 0 | 5000 | 0 | 0
5482 | 5000 | 0 | 0 | 0 | 0 | 0 | 0 | 5000 | 0 | 0
5483 | 5000 | 0 | 0 | 0 | 0 | 0 | 0 | 5000 | 0 | 0
5484 | 5000 | 0 | 0 | 0 | 0 | 0 | 0 | 5000 | 0 | 0
5485 | 5000 | 0 | 0 | 0 | 0 | 0 | 0 | 5000 | 0 | 0
5486 | 5000 | 0 | 0 | 0 | 0 | 0 | 0 | 5000 | 0 | 0
5487 | 5000 | 0 | 0 | 0 | 0 | 0 | 0 | 5000 | 0 | 0
5488 | 5000 | 0 | 0 | 0 | 0 | 0 | 0 | 5000 | 0 | 0
5489 | 5000 | 0 | 0 | 0 | 0 | 0 | 0 | 5000 | 0 | 0
5490 | 5000 | 0 | 0 | 0 | 0 | 0 | 0 | 5000 | 0 | 0
5491 | 5000 | 0 | 0 | 0 | 0 | 0 | 0 | 5000 | 0 | 0
5492 | 5000 | 0 | 0 | 0 | 0 | 0 | 0 | 5000 | 0 | 0
5493 | 5000 | 0 | 0 | 0 | 0 | 0 | 0 | 5000 | 0 | 0
5494 | 5000 | 0 | 0 | 0 | 0 | 0 | 0 | 5000 | 0 | 0
5495 | 5000 | 0 | 0 | 0 | 0 | 0 | 0 | 5000 | 0 | 0
5496 | 5000 | 0 | 0 | 0 | 0 | 0 | 0 | 5000 | 0 | 0
5497 | 5000 | 0 | 0 | 0 | 0 | 0 | 0 | 5000 | -5000 | 0
5498 | 5000 | 0 | 0 | 0 | 0 | 0 | 0 | 5000 | -5000 | 0
5499 | 5000 | 0 | 0 | 0 | 0 | 0 | 0 | 5000 | -5000 | 0
5500 | 5000 | 0 | 0 | 0 | 0 | 0 | 0 | 5000 | -5000 | 0
5501 | 5000 | 0 | 0 | 0 | 0 | 0 | 0 | 5000 | -5000 | 0
5502 | 5000 | 0 | 0 | 0 | 0 | 0 | 0 | 5000 | -1373.421 | 0
5503 | 5000 | 0 | 0 | 0 | 0 | 0 | 0 | 5000 | 0 | 0
5504 | 5000 | 0 | 0 | 0 | 0 | 0 | 0 | 5000 | 0 | 0
5505 | 5000 | 0 | 0 | 0 | 0 | 0 | 0 | 5000 | 0 | 0
5506 | 5000 | 0 | 0 | 0 | 0 | 0 | 0 | 5000 | 0 | 0
5507 | 5000 | 0 | 0 | 0 | 0 | 0 | 0 | 5000 | 0 | 0
5508 | 5000 | 0 | 0 | 0 | 0 | 0 | 0 | 5000 | 0 | 0
5509 | 5000 | 0 | 0 | 0 | 0 | 0 | 0 | 5000 | 0 | 0
5510 | 5000 | 0 | 0 | 0 | 0 | 0 | 0 | 5000 | 0 | 0
5511 | 5000 | 0 | 0 | 0 | 0 | 0 | 0 | 5000 | 0 | 0
5512 | 5000 | 0 | 0 | 0 | 0 | 0 | 0 | 5000 | 0 | 0
5513 | 5000 | 0 | 0 | 0 | 0 | 0 | 0 | 5000 | 0 | 0
5514 | 5000 | 0 | 0 | 0 | 0 | 0 | 0 | 5000 | 0 | 0
5515 | 5000 | 0 | 0 | 0 | 0 | 0 | 0 | 1301.899 | 0 | 3698.101
5516 | 5000 | 0 | 0 | 0 | 0 | 0 | 0 | 0 | 0 | 5000
5517 | 5000 | 0 | 0 | 0 | 0 | 0 | 0 | 0 | 0 | 5000
5518 | 5000 | 0 | 0 | 0 | 0 | 0 | 0 | 0 | 0 | 5000
5519 | 5000 | 0 | 0 | 0 | 0 | 0 | 0 | 0 | 0 | 5000
5520 | 5000 | 0 | 0 | 0 | 0 | 0 | 0 | 5000 | 0 | 0
5521 | 5000 | 0 | 0 | 0 | 0 | 0 | 0 | 5000 | -5000 | 0
5522 | 5000 | 0 | 0 | 0 | 0 | 0 | 0 | 5000 | -5000 | 0
5523 | 5000 | 0 | 0 | 0 | 0 | 0 | 0 | 5000 | -5000 | 0
5524 | 5000 | 0 | 0 | 0 | 0 | 0 | 0 | 5000 | -5000 | 0
5525 | 5000 | 0 | 0 | 0 | 0 | 0 | 0 | 5000 | -5000 | 0
5526 | 5000 | 0 | 0 | 0 | 0 | 0 | 0 | 5000 | -1373.421 | 0
5527 | 5000 | 0 | 0 | 0 | 0 | 0 | 0 | 5000 | 0 | 0
5528 | 5000 | 0 | 0 | 0 | 0 | 0 | 0 | 5000 | 0 | 0
5529 | 5000 | 0 | 0 | 0 | 0 | 0 | 0 | 5000 | 0 | 0
5530 | 5000 | 0 | 0 | 0 | 0 | 0 | 0 | 5000 | 0 | 0
5531 | 5000 | 0 | 0 | 0 | 0 | 0 | 0 | 5000 | 0 | 0
5532 | 5000 | 0 | 0 | 0 | 0 | 0 | 0 | 5000 | 0 | 0
5533 | 5000 | 0 | 0 | 0 | 0 | 0 | 0 | 5000 | 0 | 0
5534 | 5000 | 0 | 0 | 0 | 0 | 0 | 0 | 5000 | 0 | 0
5535 | 5000 | 0 | 0 | 0 | 0 | 0 | 0 | 5000 | 0 | 0
5536 | 5000 | 0 | 0 | 0 | 0 | 0 | 0 | 5000 | 0 | 0
5537 | 5000 | 0 | 0 | 0 | 0 | 0 | 0 | 5000 | 0 | 0
5538 | 5000 | 0 | 0 | 0 | 0 | 0 | 0 | 5000 | 0 | 0
5539 | 5000 | 0 | 0 | 0 | 0 | 0 | 0 | 1301.899 | 0 | 3698.101
5540 | 5000 | 0 | 0 | 0 | 0 | 0 | 0 | 0 | 0 | 5000
5541 | 5000 | 0 | 0 | 0 | 0 | 0 | 0 | 0 | 0 | 5000
5542 | 5000 | 0 | 0 | 0 | 0 | 0 | 0 | 0 | 0 | 5000
5543 | 5000 | 0 | 0 | 0 | 0 | 0 | 0 | 0 | 0 | 5000
5544 | 5000 | 0 | 0 | 0 | 0 | 0 | 0 | 5000 | 0 | 0
5545 | 5000 | 0 | 0 | 0 | 0 | 0 | 0 | 5000 | -5000 | 0
5546 | 5000 | 0 | 0 | 0 | 0 | 0 | 0 | 5000 | -5000 | 0
5547 | 5000 | 0 | 0 | 0 | 0 | 0 | 0 | 5000 | -5000 | 0
5548 | 5000 | 0 | 0 | 0 | 0 | 0 | 0 | 5000 | -5000 | 0
5549 | 5000 | 0 | 0 | 0 | 0 | 0 | 0 | 5000 | -5000 | 0
5550 | 5000 | 0 | 0 | 0 | 0 | 0 | 0 | 5000 | -1373.421 | 0
5551 | 5000 | 0 | 0 | 0 | 0 | 0 | 0 | 5000 | 0 | 0
5552 | 5000 | 0 | 0 | 0 | 0 | 0 | 0 | 5000 | 0 | 0
5553 | 5000 | 0 | 0 | 0 | 0 | 0 | 0 | 5000 | 0 | 0
5554 | 5000 | 0 | 0 | 0 | 0 | 0 | 0 | 5000 | 0 | 0
5555 | 5000 | 0 | 0 | 0 | 0 | 0 | 0 | 5000 | 0 | 0
5556 | 5000 | 0 | 0 | 0 | 0 | 0 | 0 | 5000 | 0 | 0
5557 | 5000 | 0 | 0 | 0 | 0 | 0 | 0 | 5000 | 0 | 0
5558 | 5000 | 0 | 0 | 0 | 0 | 0 | 0 | 5000 | 0 | 0
5559 | 5000 | 0 | 0 | 0 | 0 | 0 | 0 | 5000 | 0 | 0
5560 | 5000 | 0 | 0 | 0 | 0 | 0 | 0 | 5000 | 0 | 0
5561 | 5000 | 0 | 0 | 0 | 0 | 0 | 0 | 5000 | 0 | 0
5562 | 5000 | 0 | 0 | 0 | 0 | 0 | 0 | 5000 | 0 | 0
5563 | 5000 | 0 | 0 | 0 | 0 | 0 | 0 | 1301.899 | 0 | 3698.101
5564 | 5000 | 0 | 0 | 0 | 0 | 0 | 0 | 0 | 0 | 5000
5565 | 5000 | 0 | 0 | 0 | 0 | 0 | 0 | 0 | 0 | 5000
5566 | 5000 | 0 | 0 | 0 | 0 | 0 | 0 | 0 | 0 | 5000
5567 | 5000 | 0 | 0 | 0 | 0 | 0 | 0 | 0 | 0 | 5000
5568 | 5000 | 0 | 0 | 0 | 0 | 0 | 0 | 5000 | 0 | 0
5569 | 5000 | 0 | 0 | 0 | 0 | 0 | 0 | 5000 | -5000 | 0
5570 | 5000 | 0 | 0 | 0 | 0 | 0 | 0 | 5000 | -5000 | 0
5571 | 5000 | 0 | 0 | 0 | 0 | 0 | 0 | 5000 | -5000 | 0
5572 | 5000 | 0 | 0 | 0 | 0 | 0 | 0 | 5000 | -5000 | 0
5573 | 5000 | 0 | 0 | 0 | 0 | 0 | 0 | 5000 | -5000 | 0
5574 | 5000 | 0 | 0 | 0 | 0 | 0 | 0 | 5000 | -1373.421 | 0
5575 | 5000 | 0 | 0 | 0 | 0 | 0 | 0 | 5000 | 0 | 0
5576 | 5000 | 0 | 0 | 0 | 0 | 0 | 0 | 5000 | 0 | 0
5577 | 5000 | 0 | 0 | 0 | 0 | 0 | 0 | 5000 | 0 | 0
5578 | 5000 | 0 | 0 | 0 | 0 | 0 | 0 | 5000 | 0 | 0
5579 | 5000 | 0 | 0 | 0 | 0 | 0 | 0 | 5000 | 0 | 0
5580 | 5000 | 0 | 0 | 0 | 0 | 0 | 0 | 5000 | 0 | 0
5581 | 5000 | 0 | 0 | 0 | 0 | 0 | 0 | 5000 | 0 | 0
5582 | 5000 | 0 | 0 | 0 | 0 | 0 | 0 | 5000 | 0 | 0
5583 | 5000 | 0 | 0 | 0 | 0 | 0 | 0 | 5000 | 0 | 0
5584 | 5000 | 0 | 0 | 0 | 0 | 0 | 0 | 5000 | 0 | 0
5585 | 5000 | 0 | 0 | 0 | 0 | 0 | 0 | 5000 | 0 | 0
5586 | 5000 | 0 | 0 | 0 | 0 | 0 | 0 | 5000 | 0 | 0
5587 | 5000 | 0 | 0 | 0 | 0 | 0 | 0 | 1301.899 | 0 | 3698.101
5588 | 5000 | 0 | 0 | 0 | 0 | 0 | 0 | 0 | 0 | 5000
5589 | 5000 | 0 | 0 | 0 | 0 | 0 | 0 | 0 | 0 | 5000
5590 | 5000 | 0 | 0 | 0 | 0 | 0 | 0 | 0 | 0 | 5000
5591 | 5000 | 0 | 0 | 0 | 0 | 0 | 0 | 0 | 0 | 5000
5592 | 5000 | 0 | 0 | 0 | 0 | 0 | 0 | 5000 | 0 | 0
5593 | 5000 | 0 | 0 | 0 | 0 | 0 | 0 | 5000 | -5000 | 0
5594 | 5000 | 0 | 0 | 0 | 0 | 0 | 0 | 5000 | -5000 | 0
5595 | 5000 | 0 | 0 | 0 | 0 | 0 | 0 | 5000 | -5000 | 0
5596 | 5000 | 0 | 0 | 0 | 0 | 0 | 0 | 5000 | -5000 | 0
5597 | 5000 | 0 | 0 | 0 | 0 | 0 | 0 | 5000 | -5000 | 0
5598 | 5000 | 0 | 0 | 0 | 0 | 0 | 0 | 5000 | -1373.421 | 0
5599 | 5000 | 0 | 0 | 0 | 0 | 0 | 0 | 5000 | 0 | 0
5600 | 5000 | 0 | 0 | 0 | 0 | 0 | 0 | 5000 | 0 | 0
5601 | 5000 | 0 | 0 | 0 | 0 | 0 | 0 | 5000 | 0 | 0
5602 | 5000 | 0 | 0 | 0 | 0 | 0 | 0 | 5000 | 0 | 0
5603 | 5000 | 0 | 0 | 0 | 0 | 0 | 0 | 5000 | 0 | 0
5604 | 5000 | 0 | 0 | 0 | 0 | 0 | 0 | 5000 | 0 | 0
5605 | 5000 | 0 | 0 | 0 | 0 | 0 | 0 | 5000 | 0 | 0
5606 | 5000 | 0 | 0 | 0 | 0 | 0 | 0 | 5000 | 0 | 0
5607 | 5000 | 0 | 0 | 0 | 0 | 0 | 0 | 5000 | 0 | 0
5608 | 5000 | 0 | 0 | 0 | 0 | 0 | 0 | 5000 | 0 | 0
5609 | 5000 | 0 | 0 | 0 | 0 | 0 | 0 | 5000 | 0 | 0
5610 | 5000 | 0 | 0 | 0 | 0 | 0 | 0 | 5000 | 0 | 0
5611 | 5000 | 0 | 0 | 0 | 0 | 0 | 0 | 1301.899 | 0 | 3698.101
5612 | 5000 | 0 | 0 | 0 | 0 | 0 | 0 | 0 | 0 | 5000
5613 | 5000 | 0 | 0 | 0 | 0 | 0 | 0 | 0 | 0 | 5000
5614 | 5000 | 0 | 0 | 0 | 0 | 0 | 0 | 0 | 0 | 5000
5615 | 5000 | 0 | 0 | 0 | 0 | 0 | 0 | 0 | 0 | 5000
5616 | 5000 | 0 | 0 | 0 | 0 | 0 | 0 | 5000 | 0 | 0
5617 | 5000 | 0 | 0 | 0 | 0 | 0 | 0 | 5000 | -5000 | 0
5618 | 5000 | 0 | 0 | 0 | 0 | 0 | 0 | 5000 | -5000 | 0
5619 | 5000 | 0 | 0 | 0 | 0 | 0 | 0 | 5000 | -5000 | 0
5620 | 5000 | 0 | 0 | 0 | 0 | 0 | 0 | 5000 | -5000 | 0
5621 | 5000 | 0 | 0 | 0 | 0 | 0 | 0 | 5000 | -5000 | 0
5622 | 5000 | 0 | 0 | 0 | 0 | 0 | 0 | 5000 | -1373.421 | 0
5623 | 5000 | 0 | 0 | 0 | 0 | 0 | 0 | 5000 | 0 | 0
5624 | 5000 | 0 | 0 | 0 | 0 | 0 | 0 | 5000 | 0 | 0
5625 | 5000 | 0 | 0 | 0 | 0 | 0 | 0 | 5000 | 0 | 0
5626 | 5000 | 0 | 0 | 0 | 0 | 0 | 0 | 5000 | 0 | 0
5627 | 5000 | 0 | 0 | 0 | 0 | 0 | 0 | 5000 | 0 | 0
5628 | 5000 | 0 | 0 | 0 | 0 | 0 | 0 | 5000 | 0 | 0
5629 | 5000 | 0 | 0 | 0 | 0 | 0 | 0 | 5000 | 0 | 0
5630 | 5000 | 0 | 0 | 0 | 0 | 0 | 0 | 5000 | 0 | 0
5631 | 5000 | 0 | 0 | 0 | 0 | 0 | 0 | 5000 | 0 | 0
5632 | 5000 | 0 | 0 | 0 | 0 | 0 | 0 | 5000 | 0 | 0
5633 | 5000 | 0 | 0 | 0 | 0 | 0 | 0 | 5000 | 0 | 0
5634 | 5000 | 0 | 0 | 0 | 0 | 0 | 0 | 5000 | 0 | 0
5635 | 5000 | 0 | 0 | 0 | 0 | 0 | 0 | 1301.899 | 0 | 3698.101
5636 | 5000 | 0 | 0 | 0 | 0 | 0 | 0 | 0 | 0 | 5000
5637 | 5000 | 0 | 0 | 0 | 0 | 0 | 0 | 0 | 0 | 5000
5638 | 5000 | 0 | 0 | 0 | 0 | 0 | 0 | 0 | 0 | 5000
5639 | 5000 | 0 | 0 | 0 | 0 | 0 | 0 | 0 | 0 | 5000
5640 | 5000 | 0 | 0 | 0 | 0 | 0 | 0 | 5000 | 0 | 0
5641 | 5000 | 0 | 0 | 0 | 0 | 0 | 0 | 5000 | 0 | 0
5642 | 5000 | 0 | 0 | 0 | 0 | 0 | 0 | 5000 | 0 | 0
5643 | 5000 | 0 | 0 | 0 | 0 | 0 | 0 | 5000 | 0 | 0
5644 | 5000 | 0 | 0 | 0 | 0 | 0 | 0 | 5000 | 0 | 0
5645 | 5000 | 0 | 0 | 0 | 0 | 0 | 0 | 5000 | 0 | 0
5646 | 5000 | 0 | 0 | 0 | 0 | 0 | 0 | 5000 | 0 | 0
5647 | 5000 | 0 | 0 | 0 | 0 | 0 | 0 | 5000 | 0 | 0
5648 | 5000 | 0 | 0 | 0 | 0 | 0 | 0 | 5000 | 0 | 0
5649 | 5000 | 0 | 0 | 0 | 0 | 0 | 0 | 5000 | 0 | 0
5650 | 5000 | 0 | 0 | 0 | 0 | 0 | 0 | 5000 | 0 | 0
5651 | 5000 | 0 | 0 | 0 | 0 | 0 | 0 | 5000 | 0 | 0
5652 | 5000 | 0 | 0 | 0 | 0 | 0 | 0 | 5000 | 0 | 0
5653 | 5000 | 0 | 0 | 0 | 0 | 0 | 0 | 5000 | 0 | 0
5654 | 5000 | 0 | 0 | 0 | 0 | 0 | 0 | 5000 | 0 | 0
5655 | 5000 | 0 | 0 | 0 | 0 | 0 | 0 | 5000 | 0 | 0
5656 | 5000 | 0 | 0 | 0 | 0 | 0 | 0 | 5000 | 0 | 0
5657 | 5000 | 0 | 0 | 0 | 0 | 0 | 0 | 5000 | 0 | 0
5658 | 5000 | 0 | 0 | 0 | 0 | 0 | 0 | 5000 | 0 | 0
5659 | 5000 | 0 | 0 | 0 | 0 | 0 | 0 | 5000 | 0 | 0
5660 | 5000 | 0 | 0 | 0 | 0 | 0 | 0 | 5000 | 0 | 0
5661 | 5000 | 0 | 0 | 0 | 0 | 0 | 0 | 5000 | 0 | 0
5662 | 5000 | 0 | 0 | 0 | 0 | 0 | 0 | 5000 | 0 | 0
5663 | 5000 | 0 | 0 | 0 | 0 | 0 | 0 | 5000 | 0 | 0
5664 | 5000 | 0 | 0 | 0 | 0 | 0 | 0 | 5000 | 0 | 0
5665 | 5000 | 0 | 0 | 0 | 0 | 0 | 0 | 5000 | -5000 | 0
5666 | 5000 | 0 | 0 | 0 | 0 | 0 | 0 | 5000 | -5000 | 0
5667 | 5000 | 0 | 0 | 0 | 0 | 0 | 0 | 5000 | -5000 | 0
5668 | 5000 | 0 | 0 | 0 | 0 | 0 | 0 | 5000 | -5000 | 0
5669 | 5000 | 0 | 0 | 0 | 0 | 0 | 0 | 5000 | -5000 | 0
5670 | 5000 | 0 | 0 | 0 | 0 | 0 | 0 | 5000 | -1373.421 | 0
5671 | 5000 | 0 | 0 | 0 | 0 | 0 | 0 | 5000 | 0 | 0
5672 | 5000 | 0 | 0 | 0 | 0 | 0 | 0 | 5000 | 0 | 0
5673 | 5000 | 0 | 0 | 0 | 0 | 0 | 0 | 5000 | 0 | 0
5674 | 5000 | 0 | 0 | 0 | 0 | 0 | 0 | 5000 | 0 | 0
5675 | 5000 | 0 | 0 | 0 | 0 | 0 | 0 | 5000 | 0 | 0
5676 | 5000 | 0 | 0 | 0 | 0 | 0 | 0 | 5000 | 0 | 0
5677 | 5000 | 0 | 0 | 0 | 0 | 0 | 0 | 5000 | 0 | 0
5678 | 5000 | 0 | 0 | 0 | 0 | 0 | 0 | 5000 | 0 | 0
5679 | 5000 | 0 | 0 | 0 | 0 | 0 | 0 | 5000 | 0 | 0
5680 | 5000 | 0 | 0 | 0 | 0 | 0 | 0 | 5000 | 0 | 0
5681 | 5000 | 0 | 0 | 0 | 0 | 0 | 0 | 5000 | 0 | 0
5682 | 5000 | 0 | 0 | 0 | 0 | 0 | 0 | 5000 | 0 | 0
5683 | 5000 | 0 | 0 | 0 | 0 | 0 | 0 | 1301.899 | 0 | 3698.101
5684 | 5000 | 0 | 0 | 0 | 0 | 0 | 0 | 0 | 0 | 5000
5685 | 5000 | 0 | 0 | 0 | 0 | 0 | 0 | 0 | 0 | 5000
5686 | 5000 | 0 | 0 | 0 | 0 | 0 | 0 | 0 | 0 | 5000
5687 | 5000 | 0 | 0 | 0 | 0 | 0 | 0 | 0 | 0 | 5000
5688 | 5000 | 0 | 0 | 0 | 0 | 0 | 0 | 5000 | 0 | 0
5689 | 5000 | 0 | 0 | 0 | 0 | 0 | 0 | 5000 | -5000 | 0
5690 | 5000 | 0 | 0 | 0 | 0 | 0 | 0 | 5000 | -5000 | 0
5691 | 5000 | 0 | 0 | 0 | 0 | 0 | 0 | 5000 | -5000 | 0
5692 | 5000 | 0 | 0 | 0 | 0 | 0 | 0 | 5000 | -5000 | 0
5693 | 5000 | 0 | 0 | 0 | 0 | 0 | 0 | 5000 | -5000 | 0
5694 | 5000 | 0 | 0 | 0 | 0 | 0 | 0 | 5000 | -1373.421 | 0
5695 | 5000 | 0 | 0 | 0 | 0 | 0 | 0 | 5000 | 0 | 0
5696 | 5000 | 0 | 0 | 0 | 0 | 0 | 0 | 5000 | 0 | 0
5697 | 5000 | 0 | 0 | 0 | 0 | 0 | 0 | 5000 | 0 | 0
5698 | 5000 | 0 | 0 | 0 | 0 | 0 | 0 | 5000 | 0 | 0
5699 | 5000 | 0 | 0 | 0 | 0 | 0 | 0 | 5000 | 0 | 0
5700 | 5000 | 0 | 0 | 0 | 0 | 0 | 0 | 5000 | 0 | 0
5701 | 5000 | 0 | 0 | 0 | 0 | 0 | 0 | 5000 | 0 | 0
5702 | 5000 | 0 | 0 | 0 | 0 | 0 | 0 | 5000 | 0 | 0
5703 | 5000 | 0 | 0 | 0 | 0 | 0 | 0 | 5000 | 0 | 0
5704 | 5000 | 0 | 0 | 0 | 0 | 0 | 0 | 5000 | 0 | 0
5705 | 5000 | 0 | 0 | 0 | 0 | 0 | 0 | 5000 | 0 | 0
5706 | 5000 | 0 | 0 | 0 | 0 | 0 | 0 | 5000 | 0 | 0
5707 | 5000 | 0 | 0 | 0 | 0 | 0 | 0 | 1301.899 | 0 | 3698.101
5708 | 5000 | 0 | 0 | 0 | 0 | 0 | 0 | 0 | 0 | 5000
5709 | 5000 | 0 | 0 | 0 | 0 | 0 | 0 | 0 | 0 | 5000
5710 | 5000 | 0 | 0 | 0 | 0 | 0 | 0 | 0 | 0 | 5000
5711 | 5000 | 0 | 0 | 0 | 0 | 0 | 0 | 0 | 0 | 5000
5712 | 5000 | 0 | 0 | 0 | 0 | 0 | 0 | 5000 | 0 | 0
5713 | 5000 | 0 | 0 | 0 | 0 | 0 | 0 | 5000 | -5000 | 0
5714 | 5000 | 0 | 0 | 0 | 0 | 0 | 0 | 5000 | -5000 | 0
5715 | 5000 | 0 | 0 | 0 | 0 | 0 | 0 | 5000 | -5000 | 0
5716 | 5000 | 0 | 0 | 0 | 0 | 0 | 0 | 5000 | -5000 | 0
5717 | 5000 | 0 | 0 | 0 | 0 | 0 | 0 | 5000 | -5000 | 0
5718 | 5000 | 0 | 0 | 0 | 0 | 0 | 0 | 5000 | -1373.421 | 0
5719 | 5000 | 0 | 0 | 0 | 0 | 0 | 0 | 5000 | 0 | 0
5720 | 5000 | 0 | 0 | 0 | 0 | 0 | 0 | 5000 | 0 | 0
5721 | 5000 | 0 | 0 | 0 | 0 | 0 | 0 | 5000 | 0 | 0
5722 | 5000 | 0 | 0 | 0 | 0 | 0 | 0 | 5000 | 0 | 0
5723 | 5000 | 0 | 0 | 0 | 0 | 0 | 0 | 5000 | 0 | 0
5724 | 5000 | 0 | 0 | 0 | 0 | 0 | 0 | 5000 | 0 | 0
5725 | 5000 | 0 | 0 | 0 | 0 | 0 | 0 | 5000 | 0 | 0
5726 | 5000 | 0 | 0 | 0 | 0 | 0 | 0 | 5000 | 0 | 0
5727 | 5000 | 0 | 0 | 0 | 0 | 0 | 0 | 5000 | 0 | 0
5728 | 5000 | 0 | 0 | 0 | 0 | 0 | 0 | 5000 | 0 | 0
5729 | 5000 | 0 | 0 | 0 | 0 | 0 | 0 | 5000 | 0 | 0
5730 | 5000 | 0 | 0 | 0 | 0 | 0 | 0 | 5000 | 0 | 0
5731 | 5000 | 0 | 0 | 0 | 0 | 0 | 0 | 1301.899 | 0 | 3698.101
5732 | 5000 | 0 | 0 | 0 | 0 | 0 | 0 | 0 | 0 | 5000
5733 | 5000 | 0 | 0 | 0 | 0 | 0 | 0 | 0 | 0 | 5000
5734 | 5000 | 0 | 0 | 0 | 0 | 0 | 0 | 0 | 0 | 5000
5735 | 5000 | 0 | 0 | 0 | 0 | 0 | 0 | 0 | 0 | 5000
5736 | 5000 | 0 | 0 | 0 | 0 | 0 | 0 | 5000 | 0 | 0
5737 | 5000 | 0 | 0 | 0 | 0 | 0 | 0 | 5000 | -5000 | 0
5738 | 5000 | 0 | 0 | 0 | 0 | 0 | 0 | 5000 | -5000 | 0
5739 | 5000 | 0 | 0 | 0 | 0 | 0 | 0 | 5000 | -5000 | 0
5740 | 5000 | 0 | 0 | 0 | 0 | 0 | 0 | 5000 | -5000 | 0
5741 | 5000 | 0 | 0 | 0 | 0 | 0 | 0 | 5000 | -5000 | 0
5742 | 5000 | 0 | 0 | 0 | 0 | 0 | 0 | 5000 | -1373.421 | 0
5743 | 5000 | 0 | 0 | 0 | 0 | 0 | 0 | 5000 | 0 | 0
5744 | 5000 | 0 | 0 | 0 | 0 | 0 | 0 | 5000 | 0 | 0
5745 | 5000 | 0 | 0 | 0 | 0 | 0 | 0 | 5000 | 0 | 0
5746 | 5000 | 0 | 0 | 0 | 0 | 0 | 0 | 5000 | 0 | 0
5747 | 5000 | 0 | 0 | 0 | 0 | 0 | 0 | 5000 | 0 | 0
5748 | 5000 | 0 | 0 | 0 | 0 | 0 | 0 | 5000 | 0 | 0
5749 | 5000 | 0 | 0 | 0 | 0 | 0 | 0 | 5000 | 0 | 0
5750 | 5000 | 0 | 0 | 0 | 0 | 0 | 0 | 5000 | 0 | 0
5751 | 5000 | 0 | 0 | 0 | 0 | 0 | 0 | 5000 | 0 | 0
5752 | 5000 | 0 | 0 | 0 | 0 | 0 | 0 | 5000 | 0 | 0
5753 | 5000 | 0 | 0 | 0 | 0 | 0 | 0 | 5000 | 0 | 0
5754 | 5000 | 0 | 0 | 0 | 0 | 0 | 0 | 5000 | 0 | 0
5755 | 5000 | 0 | 0 | 0 | 0 | 0 | 0 | 1301.899 | 0 | 3698.101
5756 | 5000 | 0 | 0 | 0 | 0 | 0 | 0 | 0 | 0 | 5000
5757 | 5000 | 0 | 0 | 0 | 0 | 0 | 0 | 0 | 0 | 5000
5758 | 5000 | 0 | 0 | 0 | 0 | 0 | 0 | 0 | 0 | 5000
5759 | 5000 | 0 | 0 | 0 | 0 | 0 | 0 | 0 | 0 | 5000
5760 | 5000 | 0 | 0 | 0 | 0 | 0 | 0 | 5000 | 0 | 0
5761 | 5000 | 0 | 0 | 0 | 0 | 0 | 0 | 5000 | -5000 | 0
5762 | 5000 | 0 | 0 | 0 | 0 | 0 | 0 | 5000 | -5000 | 0
5763 | 5000 | 0 | 0 | 0 | 0 | 0 | 0 | 5000 | -5000 | 0
5764 | 5000 | 0 | 0 | 0 | 0 | 0 | 0 | 5000 | -5000 | 0
5765 | 5000 | 0 | 0 | 0 | 0 | 0 | 0 | 5000 | -5000 | 0
5766 | 5000 | 0 | 0 | 0 | 0 | 0 | 0 | 5000 | -1373.421 | 0
5767 | 5000 | 0 | 0 | 0 | 0 | 0 | 0 | 5000 | 0 | 0
5768 | 5000 | 0 | 0 | 0 | 0 | 0 | 0 | 5000 | 0 | 0
5769 | 5000 | 0 | 0 | 0 | 0 | 0 | 0 | 5000 | 0 | 0
5770 | 5000 | 0 | 0 | 0 | 0 | 0 | 0 | 5000 | 0 | 0
5771 | 5000 | 0 | 0 | 0 | 0 | 0 | 0 | 5000 | 0 | 0
5772 | 5000 | 0 | 0 | 0 | 0 | 0 | 0 | 5000 | 0 | 0
5773 | 5000 | 0 | 0 | 0 | 0 | 0 | 0 | 5000 | 0 | 0
5774 | 5000 | 0 | 0 | 0 | 0 | 0 | 0 | 5000 | 0 | 0
5775 | 5000 | 0 | 0 | 0 | 0 | 0 | 0 | 5000 | 0 | 0
5776 | 5000 | 0 | 0 | 0 | 0 | 0 | 0 | 5000 | 0 | 0
5777 | 5000 | 0 | 0 | 0 | 0 | 0 | 0 | 5000 | 0 | 0
5778 | 5000 | 0 | 0 | 0 | 0 | 0 | 0 | 5000 | 0 | 0
5779 | 5000 | 0 | 0 | 0 | 0 | 0 | 0 | 1301.899 | 0 | 3698.101
5780 | 5000 | 0 | 0 | 0 | 0 | 0 | 0 | 0 | 0 | 5000
5781 | 5000 | 0 | 0 | 0 | 0 | 0 | 0 | 0 | 0 | 5000
5782 | 5000 | 0 | 0 | 0 | 0 | 0 | 0 | 0 | 0 | 5000
5783 | 5000 | 0 | 0 | 0 | 0 | 0 | 0 | 0 | 0 | 5000
5784 | 5000 | 0 | 0 | 0 | 0 | 0 | 0 | 5000 | 0 | 0
5785 | 5000 | 0 | 0 | 0 | 0 | 0 | 0 | 5000 | -5000 | 0
5786 | 5000 | 0 | 0 | 0 | 0 | 0 | 0 | 5000 | -5000 | 0
5787 | 5000 | 0 | 0 | 0 | 0 | 0 | 0 | 5000 | -5000 | 0
5788 | 5000 | 0 | 0 | 0 | 0 | 0 | 0 | 5000 | -5000 | 0
5789 | 5000 | 0 | 0 | 0 | 0 | 0 | 0 | 5000 | -5000 | 0
5790 | 5000 | 0 | 0 | 0 | 0 | 0 | 0 | 5000 | -1373.421 | 0
5791 | 5000 | 0 | 0 | 0 | 0 | 0 | 0 | 5000 | 0 | 0
5792 | 5000 | 0 | 0 | 0 | 0 | 0 | 0 | 5000 | 0 | 0
5793 | 5000 | 0 | 0 | 0 | 0 | 0 | 0 | 5000 | 0 | 0
5794 | 5000 | 0 | 0 | 0 | 0 | 0 | 0 | 5000 | 0 | 0
5795 | 5000 | 0 | 0 | 0 | 0 | 0 | 0 | 5000 | 0 | 0
5796 | 5000 | 0 | 0 | 0 | 0 | 0 | 0 | 5000 | 0 | 0
5797 | 5000 | 0 | 0 | 0 | 0 | 0 | 0 | 5000 | 0 | 0
5798 | 5000 | 0 | 0 | 0 | 0 | 0 | 0 | 5000 | 0 | 0
5799 | 5000 | 0 | 0 | 0 | 0 | 0 | 0 | 5000 | 0 | 0
5800 | 5000 | 0 | 0 | 0 | 0 | 0 | 0 | 5000 | 0 | 0
5801 | 5000 | 0 | 0 | 0 | 0 | 0 | 0 | 5000 | 0 | 0
5802 | 5000 | 0 | 0 | 0 | 0 | 0 | 0 | 5000 | 0 | 0
5803 | 5000 | 0 | 0 | 0 | 0 | 0 | 0 | 1301.899 | 0 | 3698.101
5804 | 5000 | 0 | 0 | 0 | 0 | 0 | 0 | 0 | 0 | 5000
5805 | 5000 | 0 | 0 | 0 | 0 | 0 | 0 | 0 | 0 | 5000
5806 | 5000 | 0 | 0 | 0 | 0 | 0 | 0 | 0 | 0 | 5000
5807 | 5000 | 0 | 0 | 0 | 0 | 0 | 0 | 0 | 0 | 5000
5808 | 5000 | 0 | 0 | 0 | 0 | 0 | 0 | 5000 | 0 | 0
5809 | 5000 | 0 | 0 | 0 | 0 | 0 | 0 | 5000 | 0 | 0
5810 | 5000 | 0 | 0 | 0 | 0 | 0 | 0 | 5000 | 0 | 0
5811 | 5000 | 0 | 0 | 0 | 0 | 0 | 0 | 5000 | 0 | 0
5812 | 5000 | 0 | 0 | 0 | 0 | 0 | 0 | 5000 | 0 | 0
5813 | 5000 | 0 | 0 | 0 | 0 | 0 | 0 | 5000 | 0 | 0
5814 | 5000 | 0 | 0 | 0 | 0 | 0 | 0 | 5000 | 0 | 0
5815 | 5000 | 0 | 0 | 0 | 0 | 0 | 0 | 5000 | 0 | 0
5816 | 5000 | 0 | 0 | 0 | 0 | 0 | 0 | 5000 | 0 | 0
5817 | 5000 | 0 | 0 | 0 | 0 | 0 | 0 | 5000 | 0 | 0
5818 | 5000 | 0 | 0 | 0 | 0 | 0 | 0 | 5000 | 0 | 0
5819 | 5000 | 0 | 0 | 0 | 0 | 0 | 0 | 5000 | 0 | 0
5820 | 5000 | 0 | 0 | 0 | 0 | 0 | 0 | 5000 | 0 | 0
5821 | 5000 | 0 | 0 | 0 | 0 | 0 | 0 | 5000 | 0 | 0
5822 | 5000 | 0 | 0 | 0 | 0 | 0 | 0 | 5000 | 0 | 0
5823 | 5000 | 0 | 0 | 0 | 0 | 0 | 0 | 5000 | 0 | 0
5824 | 5000 | 0 | 0 | 0 | 0 | 0 | 0 | 5000 | 0 | 0
5825 | 5000 | 0 | 0 | 0 | 0 | 0 | 0 | 5000 | 0 | 0
5826 | 5000 | 0 | 0 | 0 | 0 | 0 | 0 | 5000 | 0 | 0
5827 | 5000 | 0 | 0 | 0 | 0 | 0 | 0 | 5000 | 0 | 0
5828 | 5000 | 0 | 0 | 0 | 0 | 0 | 0 | 5000 | 0 | 0
5829 | 5000 | 0 | 0 | 0 | 0 | 0 | 0 | 5000 | 0 | 0
5830 | 5000 | 0 | 0 | 0 | 0 | 0 | 0 | 5000 | 0 | 0
5831 | 5000 | 0 | 0 | 0 | 0 | 0 | 0 | 5000 | 0 | 0
5832 | 5000 | 0 | 0 | 0 | 0 | 0 | 0 | 5000 | 0 | 0
5833 | 5000 | 0 | 0 | 0 | 0 | 0 | 0 | 5000 | -5000 | 0
5834 | 5000 | 0 | 0 | 0 | 0 | 0 | 0 | 5000 | -5000 | 0
5835 | 5000 | 0 | 0 | 0 | 0 | 0 | 0 | 5000 | -5000 | 0
5836 | 5000 | 0 | 0 | 0 | 0 | 0 | 0 | 5000 | -5000 | 0
5837 | 5000 | 0 | 0 | 0 | 0 | 0 | 0 | 5000 | -5000 | 0
5838 | 5000 | 0 | 0 | 0 | 0 | 0 | 0 | 5000 | -1373.421 | 0
5839 | 5000 | 0 | 0 | 0 | 0 | 0 | 0 | 5000 | 0 | 0
5840 | 5000 | 0 | 0 | 0 | 0 | 0 | 0 | 5000 | 0 | 0
5841 | 5000 | 0 | 0 | 0 | 0 | 0 | 0 | 5000 | 0 | 0
5842 | 5000 | 0 | 0 | 0 | 0 | 0 | 0 | 5000 | 0 | 0
5843 | 5000 | 0 | 0 | 0 | 0 | 0 | 0 | 5000 | 0 | 0
5844 | 5000 | 0 | 0 | 0 | 0 | 0 | 0 | 5000 | 0 | 0
5845 | 5000 | 0 | 0 | 0 | 0 | 0 | 0 | 5000 | 0 | 0
5846 | 5000 | 0 | 0 | 0 | 0 | 0 | 0 | 5000 | 0 | 0
5847 | 5000 | 0 | 0 | 0 | 0 | 0 | 0 | 5000 | 0 | 0
5848 | 5000 | 0 | 0 | 0 | 0 | 0 | 0 | 5000 | 0 | 0
5849 | 5000 | 0 | 0 | 0 | 0 | 0 | 0 | 5000 | 0 | 0
5850 | 5000 | 0 | 0 | 0 | 0 | 0 | 0 | 5000 | 0 | 0
5851 | 5000 | 0 | 0 | 0 | 0 | 0 | 0 | 1301.899 | 0 | 3698.101
5852 | 5000 | 0 | 0 | 0 | 0 | 0 | 0 | 0 | 0 | 5000
5853 | 5000 | 0 | 0 | 0 | 0 | 0 | 0 | 0 | 0 | 5000
5854 | 5000 | 0 | 0 | 0 | 0 | 0 | 0 | 0 | 0 | 5000
5855 | 5000 | 0 | 0 | 0 | 0 | 0 | 0 | 0 | 0 | 5000
5856 | 5000 | 0 | 0 | 0 | 0 | 0 | 0 | 5000 | 0 | 0
5857 | 5000 | 0 | 0 | 0 | 0 | 0 | 0 | 5000 | -5000 | 0
5858 | 5000 | 0 | 0 | 0 | 0 | 0 | 0 | 5000 | -5000 | 0
5859 | 5000 | 0 | 0 | 0 | 0 | 0 | 0 | 5000 | -5000 | 0
5860 | 5000 | 0 | 0 | 0 | 0 | 0 | 0 | 5000 | -5000 | 0
5861 | 5000 | 0 | 0 | 0 | 0 | 0 | 0 | 5000 | -5000 | 0
5862 | 5000 | 0 | 0 | 0 | 0 | 0 | 0 | 5000 | -1373.421 | 0
5863 | 5000 | 0 | 0 | 0 | 0 | 0 | 0 | 5000 | 0 | 0
5864 | 5000 | 0 | 0 | 0 | 0 | 0 | 0 | 5000 | 0 | 0
5865 | 5000 | 0 | 0 | 0 | 0 | 0 | 0 | 5000 | 0 | 0
5866 | 5000 | 0 | 0 | 0 | 0 | 0 | 0 | 5000 | 0 | 0
5867 | 5000 | 0 | 0 | 0 | 0 | 0 | 0 | 5000 | 0 | 0
5868 | 5000 | 0 | 0 | 0 | 0 | 0 | 0 | 5000 | 0 | 0
5869 | 5000 | 0 | 0 | 0 | 0 | 0 | 0 | 5000 | 0 | 0
5870 | 5000 | 0 | 0 | 0 | 0 | 0 | 0 | 5000 | 0 | 0
5871 | 5000 | 0 | 0 | 0 | 0 | 0 | 0 | 5000 | 0 | 0
5872 | 5000 | 0 | 0 | 0 | 0 | 0 | 0 | 5000 | 0 | 0
5873 | 5000 | 0 | 0 | 0 | 0 | 0 | 0 | 5000 | 0 | 0
5874 | 5000 | 0 | 0 | 0 | 0 | 0 | 0 | 5000 | 0 | 0
5875 | 5000 | 0 | 0 | 0 | 0 | 0 | 0 | 1301.899 | 0 | 3698.101
5876 | 5000 | 0 | 0 | 0 | 0 | 0 | 0 | 0 | 0 | 5000
5877 | 5000 | 0 | 0 | 0 | 0 | 0 | 0 | 0 | 0 | 5000
5878 | 5000 | 0 | 0 | 0 | 0 | 0 | 0 | 0 | 0 | 5000
5879 | 5000 | 0 | 0 | 0 | 0 | 0 | 0 | 0 | 0 | 5000
5880 | 5000 | 0 | 0 | 0 | 0 | 0 | 0 | 5000 | 0 | 0
5881 | 5000 | 0 | 0 | 0 | 0 | 0 | 0 | 5000 | -5000 | 0
5882 | 5000 | 0 | 0 | 0 | 0 | 0 | 0 | 5000 | -5000 | 0
5883 | 5000 | 0 | 0 | 0 | 0 | 0 | 0 | 5000 | -5000 | 0
5884 | 5000 | 0 | 0 | 0 | 0 | 0 | 0 | 5000 | -5000 | 0
5885 | 5000 | 0 | 0 | 0 | 0 | 0 | 0 | 5000 | -5000 | 0
5886 | 5000 | 0 | 0 | 0 | 0 | 0 | 0 | 5000 | -1373.421 | 0
5887 | 5000 | 0 | 0 | 0 | 0 | 0 | 0 | 5000 | 0 | 0
5888 | 5000 | 0 | 0 | 0 | 0 | 0 | 0 | 5000 | 0 | 0
5889 | 5000 | 0 | 0 | 0 | 0 | 0 | 0 | 5000 | 0 | 0
5890 | 5000 | 0 | 0 | 0 | 0 | 0 | 0 | 5000 | 0 | 0
5891 | 5000 | 0 | 0 | 0 | 0 | 0 | 0 | 5000 | 0 | 0
5892 | 5000 | 0 | 0 | 0 | 0 | 0 | 0 | 5000 | 0 | 0
5893 | 5000 | 0 | 0 | 0 | 0 | 0 | 0 | 5000 | 0 | 0
5894 | 5000 | 0 | 0 | 0 | 0 | 0 | 0 | 5000 | 0 | 0
5895 | 5000 | 0 | 0 | 0 | 0 | 0 | 0 | 5000 | 0 | 0
5896 | 5000 | 0 | 0 | 0 | 0 | 0 | 0 | 5000 | 0 | 0
5897 | 5000 | 0 | 0 | 0 | 0 | 0 | 0 | 5000 | 0 | 0
5898 | 5000 | 0 | 0 | 0 | 0 | 0 | 0 | 5000 | 0 | 0
5899 | 5000 | 0 | 0 | 0 | 0 | 0 | 0 | 1301.899 | 0 | 3698.101
5900 | 5000 | 0 | 0 | 0 | 0 | 0 | 0 | 0 | 0 | 5000
5901 | 5000 | 0 | 0 | 0 | 0 | 0 | 0 | 0 | 0 | 5000
5902 | 5000 | 0 | 0 | 0 | 0 | 0 | 0 | 0 | 0 | 5000
5903 | 5000 | 0 | 0 | 0 | 0 | 0 | 0 | 0 | 0 | 5000
5904 | 5000 | 0 | 0 | 0 | 0 | 0 | 0 | 5000 | 0 | 0
5905 | 5000 | 0 | 0 | 0 | 0 | 0 | 0 | 5000 | -5000 | 0
5906 | 5000 | 0 | 0 | 0 | 0 | 0 | 0 | 5000 | -5000 | 0
5907 | 5000 | 0 | 0 | 0 | 0 | 0 | 0 | 5000 | -5000 | 0
5908 | 5000 | 0 | 0 | 0 | 0 | 0 | 0 | 5000 | -5000 | 0
5909 | 5000 | 0 | 0 | 0 | 0 | 0 | 0 | 5000 | -5000 | 0
5910 | 5000 | 0 | 0 | 0 | 0 | 0 | 0 | 5000 | -1373.421 | 0
5911 | 5000 | 0 | 0 | 0 | 0 | 0 | 0 | 5000 | 0 | 0
5912 | 5000 | 0 | 0 | 0 | 0 | 0 | 0 | 5000 | 0 | 0
5913 | 5000 | 0 | 0 | 0 | 0 | 0 | 0 | 5000 | 0 | 0
5914 | 5000 | 0 | 0 | 0 | 0 | 0 | 0 | 5000 | 0 | 0
5915 | 5000 | 0 | 0 | 0 | 0 | 0 | 0 | 5000 | 0 | 0
5916 | 5000 | 0 | 0 | 0 | 0 | 0 | 0 | 5000 | 0 | 0
5917 | 5000 | 0 | 0 | 0 | 0 | 0 | 0 | 5000 | 0 | 0
5918 | 5000 | 0 | 0 | 0 | 0 | 0 | 0 | 5000 | 0 | 0
5919 | 5000 | 0 | 0 | 0 | 0 | 0 | 0 | 5000 | 0 | 0
5920 | 5000 | 0 | 0 | 0 | 0 | 0 | 0 | 5000 | 0 | 0
5921 | 5000 | 0 | 0 | 0 | 0 | 0 | 0 | 5000 | 0 | 0
5922 | 5000 | 0 | 0 | 0 | 0 | 0 | 0 | 5000 | 0 | 0
5923 | 5000 | 0 | 0 | 0 | 0 | 0 | 0 | 1301.899 | 0 | 3698.101
5924 | 5000 | 0 | 0 | 0 | 0 | 0 | 0 | 0 | 0 | 5000
5925 | 5000 | 0 | 0 | 0 | 0 | 0 | 0 | 0 | 0 | 5000
5926 | 5000 | 0 | 0 | 0 | 0 | 0 | 0 | 0 | 0 | 5000
5927 | 5000 | 0 | 0 | 0 | 0 | 0 | 0 | 0 | 0 | 5000
5928 | 5000 | 0 | 0 | 0 | 0 | 0 | 0 | 5000 | 0 | 0
5929 | 5000 | 0 | 0 | 0 | 0 | 0 | 0 | 5000 | -5000 | 0
5930 | 5000 | 0 | 0 | 0 | 0 | 0 | 0 | 5000 | -5000 | 0
5931 | 5000 | 0 | 0 | 0 | 0 | 0 | 0 | 5000 | -5000 | 0
5932 | 5000 | 0 | 0 | 0 | 0 | 0 | 0 | 5000 | -5000 | 0
5933 | 5000 | 0 | 0 | 0 | 0 | 0 | 0 | 5000 | -5000 | 0
5934 | 5000 | 0 | 0 | 0 | 0 | 0 | 0 | 5000 | -1373.421 | 0
5935 | 5000 | 0 | 0 | 0 | 0 | 0 | 0 | 5000 | 0 | 0
5936 | 5000 | 0 | 0 | 0 | 0 | 0 | 0 | 5000 | 0 | 0
5937 | 5000 | 0 | 0 | 0 | 0 | 0 | 0 | 5000 | 0 | 0
5938 | 5000 | 0 | 0 | 0 | 0 | 0 | 0 | 5000 | 0 | 0
5939 | 5000 | 0 | 0 | 0 | 0 | 0 | 0 | 5000 | 0 | 0
5940 | 5000 | 0 | 0 | 0 | 0 | 0 | 0 | 5000 | 0 | 0
5941 | 5000 | 0 | 0 | 0 | 0 | 0 | 0 | 5000 | 0 | 0
5942 | 5000 | 0 | 0 | 0 | 0 | 0 | 0 | 5000 | 0 | 0
5943 | 5000 | 0 | 0 | 0 | 0 | 0 | 0 | 5000 | 0 | 0
5944 | 5000 | 0 | 0 | 0 | 0 | 0 | 0 | 5000 | 0 | 0
5945 | 5000 | 0 | 0 | 0 | 0 | 0 | 0 | 5000 | 0 | 0
5946 | 5000 | 0 | 0 | 0 | 0 | 0 | 0 | 5000 | 0 | 0
5947 | 5000 | 0 | 0 | 0 | 0 | 0 | 0 | 1301.899 | 0 | 3698.101
5948 | 5000 | 0 | 0 | 0 | 0 | 0 | 0 | 0 | 0 | 5000
5949 | 5000 | 0 | 0 | 0 | 0 | 0 | 0 | 0 | 0 | 5000
5950 | 5000 | 0 | 0 | 0 | 0 | 0 | 0 | 0 | 0 | 5000
5951 | 5000 | 0 | 0 | 0 | 0 | 0 | 0 | 0 | 0 | 5000
5952 | 5000 | 0 | 0 | 0 | 0 | 0 | 0 | 5000 | 0 | 0
5953 | 5000 | 0 | 0 | 0 | 0 | 0 | 0 | 5000 | -5000 | 0
5954 | 5000 | 0 | 0 | 0 | 0 | 0 | 0 | 5000 | -5000 | 0
5955 | 5000 | 0 | 0 | 0 | 0 | 0 | 0 | 5000 | -5000 | 0
5956 | 5000 | 0 | 0 | 0 | 0 | 0 | 0 | 5000 | -5000 | 0
5957 | 5000 | 0 | 0 | 0 | 0 | 0 | 0 | 5000 | -5000 | 0
5958 | 5000 | 0 | 0 | 0 | 0 | 0 | 0 | 5000 | -1373.421 | 0
5959 | 5000 | 0 | 0 | 0 | 0 | 0 | 0 | 5000 | 0 | 0
5960 | 5000 | 0 | 0 | 0 | 0 | 0 | 0 | 5000 | 0 | 0
5961 | 5000 | 0 | 0 | 0 | 0 | 0 | 0 | 5000 | 0 | 0
5962 | 5000 | 0 | 0 | 0 | 0 | 0 | 0 | 5000 | 0 | 0
5963 | 5000 | 0 | 0 | 0 | 0 | 0 | 0 | 5000 | 0 | 0
5964 | 5000 | 0 | 0 | 0 | 0 | 0 | 0 | 5000 | 0 | 0
5965 | 5000 | 0 | 0 | 0 | 0 | 0 | 0 | 5000 | 0 | 0
5966 | 5000 | 0 | 0 | 0 | 0 | 0 | 0 | 5000 | 0 | 0
5967 | 5000 | 0 | 0 | 0 | 0 | 0 | 0 | 5000 | 0 | 0
5968 | 5000 | 0 | 0 | 0 | 0 | 0 | 0 | 5000 | 0 | 0
5969 | 5000 | 0 | 0 | 0 | 0 | 0 | 0 | 5000 | 0 | 0
5970 | 5000 | 0 | 0 | 0 | 0 | 0 | 0 | 5000 | 0 | 0
5971 | 5000 | 0 | 0 | 0 | 0 | 0 | 0 | 1301.899 | 0 | 3698.101
5972 | 5000 | 0 | 0 | 0 | 0 | 0 | 0 | 0 | 0 | 5000
5973 | 5000 | 0 | 0 | 0 | 0 | 0 | 0 | 0 | 0 | 5000
5974 | 5000 | 0 | 0 | 0 | 0 | 0 | 0 | 0 | 0 | 5000
5975 | 5000 | 0 | 0 | 0 | 0 | 0 | 0 | 0 | 0 | 5000
5976 | 5000 | 0 | 0 | 0 | 0 | 0 | 0 | 5000 | 0 | 0
5977 | 5000 | 0 | 0 | 0 | 0 | 0 | 0 | 5000 | 0 | 0
5978 | 5000 | 0 | 0 | 0 | 0 | 0 | 0 | 5000 | 0 | 0
5979 | 5000 | 0 | 0 | 0 | 0 | 0 | 0 | 5000 | 0 | 0
5980 | 5000 | 0 | 0 | 0 | 0 | 0 | 0 | 5000 | 0 | 0
5981 | 5000 | 0 | 0 | 0 | 0 | 0 | 0 | 5000 | 0 | 0
5982 | 5000 | 0 | 0 | 0 | 0 | 0 | 0 | 5000 | 0 | 0
5983 | 5000 | 0 | 0 | 0 | 0 | 0 | 0 | 5000 | 0 | 0
5984 | 5000 | 0 | 0 | 0 | 0 | 0 | 0 | 5000 | 0 | 0
5985 | 5000 | 0 | 0 | 0 | 0 | 0 | 0 | 5000 | 0 | 0
5986 | 5000 | 0 | 0 | 0 | 0 | 0 | 0 | 5000 | 0 | 0
5987 | 5000 | 0 | 0 | 0 | 0 | 0 | 0 | 5000 | 0 | 0
5988 | 5000 | 0 | 0 | 0 | 0 | 0 | 0 | 5000 | 0 | 0
5989 | 5000 | 0 | 0 | 0 | 0 | 0 | 0 | 5000 | 0 | 0
5990 | 5000 | 0 | 0 | 0 | 0 | 0 | 0 | 5000 | 0 | 0
5991 | 5000 | 0 | 0 | 0 | 0 | 0 | 0 | 5000 | 0 | 0
5992 | 5000 | 0 | 0 | 0 | 0 | 0 | 0 | 5000 | 0 | 0
5993 | 5000 | 0 | 0 | 0 | 0 | 0 | 0 | 5000 | 0 | 0
5994 | 5000 | 0 | 0 | 0 | 0 | 0 | 0 | 5000 | 0 | 0
5995 | 5000 | 0 | 0 | 0 | 0 | 0 | 0 | 5000 | 0 | 0
5996 | 5000 | 0 | 0 | 0 | 0 | 0 | 0 | 5000 | 0 | 0
5997 | 5000 | 0 | 0 | 0 | 0 | 0 | 0 | 5000 | 0 | 0
5998 | 5000 | 0 | 0 | 0 | 0 | 0 | 0 | 5000 | 0 | 0
5999 | 5000 | 0 | 0 | 0 | 0 | 0 | 0 | 5000 | 0 | 0
6000 | 5000 | 0 | 0 | 0 | 0 | 0 | 0 | 5000 | 0 | 0
6001 | 5000 | 0 | 0 | 0 | 0 | 0 | 0 | 5000 | -5000 | 0
6002 | 5000 | 0 | 0 | 0 | 0 | 0 | 0 | 5000 | -5000 | 0
6003 | 5000 | 0 | 0 | 0 | 0 | 0 | 0 | 5000 | -5000 | 0
6004 | 5000 | 0 | 0 | 0 | 0 | 0 | 0 | 5000 | -5000 | 0
6005 | 5000 | 0 | 0 | 0 | 0 | 0 | 0 | 5000 | -5000 | 0
6006 | 5000 | 0 | 0 | 0 | 0 | 0 | 0 | 5000 | -1373.421 | 0
6007 | 5000 | 0 | 0 | 0 | 0 | 0 | 0 | 5000 | 0 | 0
6008 | 5000 | 0 | 0 | 0 | 0 | 0 | 0 | 5000 | 0 | 0
6009 | 5000 | 0 | 0 | 0 | 0 | 0 | 0 | 5000 | 0 | 0
6010 | 5000 | 0 | 0 | 0 | 0 | 0 | 0 | 5000 | 0 | 0
6011 | 5000 | 0 | 0 | 0 | 0 | 0 | 0 | 5000 | 0 | 0
6012 | 5000 | 0 | 0 | 0 | 0 | 0 | 0 | 5000 | 0 | 0
6013 | 5000 | 0 | 0 | 0 | 0 | 0 | 0 | 5000 | 0 | 0
6014 | 5000 | 0 | 0 | 0 | 0 | 0 | 0 | 5000 | 0 | 0
6015 | 5000 | 0 | 0 | 0 | 0 | 0 | 0 | 5000 | 0 | 0
6016 | 5000 | 0 | 0 | 0 | 0 | 0 | 0 | 5000 | 0 | 0
6017 | 5000 | 0 | 0 | 0 | 0 | 0 | 0 | 5000 | 0 | 0
6018 | 5000 | 0 | 0 | 0 | 0 | 0 | 0 | 5000 | 0 | 0
6019 | 5000 | 0 | 0 | 0 | 0 | 0 | 0 | 1301.899 | 0 | 3698.101
6020 | 5000 | 0 | 0 | 0 | 0 | 0 | 0 | 0 | 0 | 5000
6021 | 5000 | 0 | 0 | 0 | 0 | 0 | 0 | 0 | 0 | 5000
6022 | 5000 | 0 | 0 | 0 | 0 | 0 | 0 | 0 | 0 | 5000
6023 | 5000 | 0 | 0 | 0 | 0 | 0 | 0 | 0 | 0 | 5000
6024 | 5000 | 0 | 0 | 0 | 0 | 0 | 0 | 5000 | 0 | 0
6025 | 5000 | 0 | 0 | 0 | 0 | 0 | 0 | 5000 | -5000 | 0
6026 | 5000 | 0 | 0 | 0 | 0 | 0 | 0 | 5000 | -5000 | 0
6027 | 5000 | 0 | 0 | 0 | 0 | 0 | 0 | 5000 | -5000 | 0
6028 | 5000 | 0 | 0 | 0 | 0 | 0 | 0 | 5000 | -5000 | 0
6029 | 5000 | 0 | 0 | 0 | 0 | 0 | 0 | 5000 | -5000 | 0
6030 | 5000 | 0 | 0 | 0 | 0 | 0 | 0 | 5000 | -1373.421 | 0
6031 | 5000 | 0 | 0 | 0 | 0 | 0 | 0 | 5000 | 0 | 0
6032 | 5000 | 0 | 0 | 0 | 0 | 0 | 0 | 5000 | 0 | 0
6033 | 5000 | 0 | 0 | 0 | 0 | 0 | 0 | 5000 | 0 | 0
6034 | 5000 | 0 | 0 | 0 | 0 | 0 | 0 | 5000 | 0 | 0
6035 | 5000 | 0 | 0 | 0 | 0 | 0 | 0 | 5000 | 0 | 0
6036 | 5000 | 0 | 0 | 0 | 0 | 0 | 0 | 5000 | 0 | 0
6037 | 5000 | 0 | 0 | 0 | 0 | 0 | 0 | 5000 | 0 | 0
6038 | 5000 | 0 | 0 | 0 | 0 | 0 | 0 | 5000 | 0 | 0
6039 | 5000 | 0 | 0 | 0 | 0 | 0 | 0 | 5000 | 0 | 0
6040 | 5000 | 0 | 0 | 0 | 0 | 0 | 0 | 5000 | 0 | 0
6041 | 5000 | 0 | 0 | 0 | 0 | 0 | 0 | 5000 | 0 | 0
6042 | 5000 | 0 | 0 | 0 | 0 | 0 | 0 | 5000 | 0 | 0
6043 | 5000 | 0 | 0 | 0 | 0 | 0 | 0 | 1301.899 | 0 | 3698.101
6044 | 5000 | 0 | 0 | 0 | 0 | 0 | 0 | 0 | 0 | 5000
6045 | 5000 | 0 | 0 | 0 | 0 | 0 | 0 | 0 | 0 | 5000
6046 | 5000 | 0 | 0 | 0 | 0 | 0 | 0 | 0 | 0 | 5000
6047 | 5000 | 0 | 0 | 0 | 0 | 0 | 0 | 0 | 0 | 5000
6048 | 5000 | 0 | 0 | 0 | 0 | 0 | 0 | 5000 | 0 | 0
6049 | 5000 | 0 | 0 | 0 | 0 | 0 | 0 | 5000 | -5000 | 0
6050 | 5000 | 0 | 0 | 0 | 0 | 0 | 0 | 5000 | -5000 | 0
6051 | 5000 | 0 | 0 | 0 | 0 | 0 | 0 | 5000 | -5000 | 0
6052 | 5000 | 0 | 0 | 0 | 0 | 0 | 0 | 5000 | -5000 | 0
6053 | 5000 | 0 | 0 | 0 | 0 | 0 | 0 | 5000 | -5000 | 0
6054 | 5000 | 0 | 0 | 0 | 0 | 0 | 0 | 5000 | -1373.421 | 0
6055 | 5000 | 0 | 0 | 0 | 0 | 0 | 0 | 5000 | 0 | 0
6056 | 5000 | 0 | 0 | 0 | 0 | 0 | 0 | 5000 | 0 | 0
6057 | 5000 | 0 | 0 | 0 | 0 | 0 | 0 | 5000 | 0 | 0
6058 | 5000 | 0 | 0 | 0 | 0 | 0 | 0 | 5000 | 0 | 0
6059 | 5000 | 0 | 0 | 0 | 0 | 0 | 0 | 5000 | 0 | 0
6060 | 5000 | 0 | 0 | 0 | 0 | 0 | 0 | 5000 | 0 | 0
6061 | 5000 | 0 | 0 | 0 | 0 | 0 | 0 | 5000 | 0 | 0
6062 | 5000 | 0 | 0 | 0 | 0 | 0 | 0 | 5000 | 0 | 0
6063 | 5000 | 0 | 0 | 0 | 0 | 0 | 0 | 5000 | 0 | 0
6064 | 5000 | 0 | 0 | 0 | 0 | 0 | 0 | 5000 | 0 | 0
6065 | 5000 | 0 | 0 | 0 | 0 | 0 | 0 | 5000 | 0 | 0
6066 | 5000 | 0 | 0 | 0 | 0 | 0 | 0 | 5000 | 0 | 0
6067 | 5000 | 0 | 0 | 0 | 0 | 0 | 0 | 1301.899 | 0 | 3698.101
6068 | 5000 | 0 | 0 | 0 | 0 | 0 | 0 | 0 | 0 | 5000
6069 | 5000 | 0 | 0 | 0 | 0 | 0 | 0 | 0 | 0 | 5000
6070 | 5000 | 0 | 0 | 0 | 0 | 0 | 0 | 0 | 0 | 5000
6071 | 5000 | 0 | 0 | 0 | 0 | 0 | 0 | 0 | 0 | 5000
6072 | 5000 | 0 | 0 | 0 | 0 | 0 | 0 | 5000 | 0 | 0
6073 | 5000 | 0 | 0 | 0 | 0 | 0 | 0 | 5000 | -5000 | 0
6074 | 5000 | 0 | 0 | 0 | 0 | 0 | 0 | 5000 | -5000 | 0
6075 | 5000 | 0 | 0 | 0 | 0 | 0 | 0 | 5000 | -5000 | 0
6076 | 5000 | 0 | 0 | 0 | 0 | 0 | 0 | 5000 | -5000 | 0
6077 | 5000 | 0 | 0 | 0 | 0 | 0 | 0 | 5000 | -5000 | 0
6078 | 5000 | 0 | 0 | 0 | 0 | 0 | 0 | 5000 | -1373.421 | 0
6079 | 5000 | 0 | 0 | 0 | 0 | 0 | 0 | 5000 | 0 | 0
6080 | 5000 | 0 | 0 | 0 | 0 | 0 | 0 | 5000 | 0 | 0
6081 | 5000 | 0 | 0 | 0 | 0 | 0 | 0 | 5000 | 0 | 0
6082 | 5000 | 0 | 0 | 0 | 0 | 0 | 0 | 5000 | 0 | 0
6083 | 5000 | 0 | 0 | 0 | 0 | 0 | 0 | 5000 | 0 | 0
6084 | 5000 | 0 | 0 | 0 | 0 | 0 | 0 | 5000 | 0 | 0
6085 | 5000 | 0 | 0 | 0 | 0 | 0 | 0 | 5000 | 0 | 0
6086 | 5000 | 0 | 0 | 0 | 0 | 0 | 0 | 5000 | 0 | 0
6087 | 5000 | 0 | 0 | 0 | 0 | 0 | 0 | 5000 | 0 | 0
6088 | 5000 | 0 | 0 | 0 | 0 | 0 | 0 | 5000 | 0 | 0
6089 | 5000 | 0 | 0 | 0 | 0 | 0 | 0 | 5000 | 0 | 0
6090 | 5000 | 0 | 0 | 0 | 0 | 0 | 0 | 5000 | 0 | 0
6091 | 5000 | 0 | 0 | 0 | 0 | 0 | 0 | 1301.899 | 0 | 3698.101
6092 | 5000 | 0 | 0 | 0 | 0 | 0 | 0 | 0 | 0 | 5000
6093 | 5000 | 0 | 0 | 0 | 0 | 0 | 0 | 0 | 0 | 5000
6094 | 5000 | 0 | 0 | 0 | 0 | 0 | 0 | 0 | 0 | 5000
6095 | 5000 | 0 | 0 | 0 | 0 | 0 | 0 | 0 | 0 | 5000
6096 | 5000 | 0 | 0 | 0 | 0 | 0 | 0 | 5000 | 0 | 0
6097 | 5000 | 0 | 0 | 0 | 0 | 0 | 0 | 5000 | -5000 | 0
6098 | 5000 | 0 | 0 | 0 | 0 | 0 | 0 | 5000 | -5000 | 0
6099 | 5000 | 0 | 0 | 0 | 0 | 0 | 0 | 5000 | -5000 | 0
6100 | 5000 | 0 | 0 | 0 | 0 | 0 | 0 | 5000 | -5000 | 0
6101 | 5000 | 0 | 0 | 0 | 0 | 0 | 0 | 5000 | -5000 | 0
6102 | 5000 | 0 | 0 | 0 | 0 | 0 | 0 | 5000 | -1373.421 | 0
6103 | 5000 | 0 | 0 | 0 | 0 | 0 | 0 | 5000 | 0 | 0
6104 | 5000 | 0 | 0 | 0 | 0 | 0 | 0 | 5000 | 0 | 0
6105 | 5000 | 0 | 0 | 0 | 0 | 0 | 0 | 5000 | 0 | 0
6106 | 5000 | 0 | 0 | 0 | 0 | 0 | 0 | 5000 | 0 | 0
6107 | 5000 | 0 | 0 | 0 | 0 | 0 | 0 | 5000 | 0 | 0
6108 | 5000 | 0 | 0 | 0 | 0 | 0 | 0 | 5000 | 0 | 0
6109 | 5000 | 0 | 0 | 0 | 0 | 0 | 0 | 5000 | 0 | 0
6110 | 5000 | 0 | 0 | 0 | 0 | 0 | 0 | 5000 | 0 | 0
6111 | 5000 | 0 | 0 | 0 | 0 | 0 | 0 | 5000 | 0 | 0
6112 | 5000 | 0 | 0 | 0 | 0 | 0 | 0 | 5000 | 0 | 0
6113 | 5000 | 0 | 0 | 0 | 0 | 0 | 0 | 5000 | 0 | 0
6114 | 5000 | 0 | 0 | 0 | 0 | 0 | 0 | 5000 | 0 | 0
6115 | 5000 | 0 | 0 | 0 | 0 | 0 | 0 | 1301.899 | 0 | 3698.101
6116 | 5000 | 0 | 0 | 0 | 0 | 0 | 0 | 0 | 0 | 5000
6117 | 5000 | 0 | 0 | 0 | 0 | 0 | 0 | 0 | 0 | 5000
6118 | 5000 | 0 | 0 | 0 | 0 | 0 | 0 | 0 | 0 | 5000
6119 | 5000 | 0 | 0 | 0 | 0 | 0 | 0 | 0 | 0 | 5000
6120 | 5000 | 0 | 0 | 0 | 0 | 0 | 0 | 5000 | 0 | 0
6121 | 5000 | 0 | 0 | 0 | 0 | 0 | 0 | 5000 | -5000 | 0
6122 | 5000 | 0 | 0 | 0 | 0 | 0 | 0 | 5000 | -5000 | 0
6123 | 5000 | 0 | 0 | 0 | 0 | 0 | 0 | 5000 | -5000 | 0
6124 | 5000 | 0 | 0 | 0 | 0 | 0 | 0 | 5000 | -5000 | 0
6125 | 5000 | 0 | 0 | 0 | 0 | 0 | 0 | 5000 | -5000 | 0
6126 | 5000 | 0 | 0 | 0 | 0 | 0 | 0 | 5000 | -1373.421 | 0
6127 | 5000 | 0 | 0 | 0 | 0 | 0 | 0 | 5000 | 0 | 0
6128 | 5000 | 0 | 0 | 0 | 0 | 0 | 0 | 5000 | 0 | 0
6129 | 5000 | 0 | 0 | 0 | 0 | 0 | 0 | 5000 | 0 | 0
6130 | 5000 | 0 | 0 | 0 | 0 | 0 | 0 | 5000 | 0 | 0
6131 | 5000 | 0 | 0 | 0 | 0 | 0 | 0 | 5000 | 0 | 0
6132 | 5000 | 0 | 0 | 0 | 0 | 0 | 0 | 5000 | 0 | 0
6133 | 5000 | 0 | 0 | 0 | 0 | 0 | 0 | 5000 | 0 | 0
6134 | 5000 | 0 | 0 | 0 | 0 | 0 | 0 | 5000 | 0 | 0
6135 | 5000 | 0 | 0 | 0 | 0 | 0 | 0 | 5000 | 0 | 0
6136 | 5000 | 0 | 0 | 0 | 0 | 0 | 0 | 5000 | 0 | 0
6137 | 5000 | 0 | 0 | 0 | 0 | 0 | 0 | 5000 | 0 | 0
6138 | 5000 | 0 | 0 | 0 | 0 | 0 | 0 | 5000 | 0 | 0
6139 | 5000 | 0 | 0 | 0 | 0 | 0 | 0 | 1301.899 | 0 | 3698.101
6140 | 5000 | 0 | 0 | 0 | 0 | 0 | 0 | 0 | 0 | 5000
6141 | 5000 | 0 | 0 | 0 | 0 | 0 | 0 | 0 | 0 | 5000
6142 | 5000 | 0 | 0 | 0 | 0 | 0 | 0 | 0 | 0 | 5000
6143 | 5000 | 0 | 0 | 0 | 0 | 0 | 0 | 0 | 0 | 5000
6144 | 5000 | 0 | 0 | 0 | 0 | 0 | 0 | 5000 | 0 | 0
6145 | 5000 | 0 | 0 | 0 | 0 | 0 | 0 | 5000 | 0 | 0
6146 | 5000 | 0 | 0 | 0 | 0 | 0 | 0 | 5000 | 0 | 0
6147 | 5000 | 0 | 0 | 0 | 0 | 0 | 0 | 5000 | 0 | 0
6148 | 5000 | 0 | 0 | 0 | 0 | 0 | 0 | 5000 | 0 | 0
6149 | 5000 | 0 | 0 | 0 | 0 | 0 | 0 | 5000 | 0 | 0
6150 | 5000 | 0 | 0 | 0 | 0 | 0 | 0 | 5000 | 0 | 0
6151 | 5000 | 0 | 0 | 0 | 0 | 0 | 0 | 5000 | 0 | 0
6152 | 5000 | 0 | 0 | 0 | 0 | 0 | 0 | 5000 | 0 | 0
6153 | 5000 | 0 | 0 | 0 | 0 | 0 | 0 | 5000 | 0 | 0
6154 | 5000 | 0 | 0 | 0 | 0 | 0 | 0 | 5000 | 0 | 0
6155 | 5000 | 0 | 0 | 0 | 0 | 0 | 0 | 5000 | 0 | 0
6156 | 5000 | 0 | 0 | 0 | 0 | 0 | 0 | 5000 | 0 | 0
6157 | 5000 | 0 | 0 | 0 | 0 | 0 | 0 | 5000 | 0 | 0
6158 | 5000 | 0 | 0 | 0 | 0 | 0 | 0 | 5000 | 0 | 0
6159 | 5000 | 0 | 0 | 0 | 0 | 0 | 0 | 5000 | 0 | 0
6160 | 5000 | 0 | 0 | 0 | 0 | 0 | 0 | 5000 | 0 | 0
6161 | 5000 | 0 | 0 | 0 | 0 | 0 | 0 | 5000 | 0 | 0
6162 | 5000 | 0 | 0 | 0 | 0 | 0 | 0 | 5000 | 0 | 0
6163 | 5000 | 0 | 0 | 0 | 0 | 0 | 0 | 5000 | 0 | 0
6164 | 5000 | 0 | 0 | 0 | 0 | 0 | 0 | 5000 | 0 | 0
6165 | 5000 | 0 | 0 | 0 | 0 | 0 | 0 | 5000 | 0 | 0
6166 | 5000 | 0 | 0 | 0 | 0 | 0 | 0 | 5000 | 0 | 0
6167 | 5000 | 0 | 0 | 0 | 0 | 0 | 0 | 5000 | 0 | 0
6168 | 5000 | 0 | 0 | 0 | 0 | 0 | 0 | 5000 | 0 | 0
6169 | 5000 | 0 | 0 | 0 | 0 | 0 | 0 | 5000 | -5000 | 0
6170 | 5000 | 0 | 0 | 0 | 0 | 0 | 0 | 5000 | -5000 | 0
6171 | 5000 | 0 | 0 | 0 | 0 | 0 | 0 | 5000 | -5000 | 0
6172 | 5000 | 0 | 0 | 0 | 0 | 0 | 0 | 5000 | -5000 | 0
6173 | 5000 | 0 | 0 | 0 | 0 | 0 | 0 | 5000 | -5000 | 0
6174 | 5000 | 0 | 0 | 0 | 0 | 0 | 0 | 5000 | -1373.421 | 0
6175 | 5000 | 0 | 0 | 0 | 0 | 0 | 0 | 5000 | 0 | 0
6176 | 5000 | 0 | 0 | 0 | 0 | 0 | 0 | 5000 | 0 | 0
6177 | 5000 | 0 | 0 | 0 | 0 | 0 | 0 | 5000 | 0 | 0
6178 | 5000 | 0 | 0 | 0 | 0 | 0 | 0 | 5000 | 0 | 0
6179 | 5000 | 0 | 0 | 0 | 0 | 0 | 0 | 5000 | 0 | 0
6180 | 5000 | 0 | 0 | 0 | 0 | 0 | 0 | 5000 | 0 | 0
6181 | 5000 | 0 | 0 | 0 | 0 | 0 | 0 | 5000 | 0 | 0
6182 | 5000 | 0 | 0 | 0 | 0 | 0 | 0 | 5000 | 0 | 0
6183 | 5000 | 0 | 0 | 0 | 0 | 0 | 0 | 5000 | 0 | 0
6184 | 5000 | 0 | 0 | 0 | 0 | 0 | 0 | 5000 | 0 | 0
6185 | 5000 | 0 | 0 | 0 | 0 | 0 | 0 | 5000 | 0 | 0
6186 | 5000 | 0 | 0 | 0 | 0 | 0 | 0 | 5000 | 0 | 0
6187 | 5000 | 0 | 0 | 0 | 0 | 0 | 0 | 1301.899 | 0 | 3698.101
6188 | 5000 | 0 | 0 | 0 | 0 | 0 | 0 | 0 | 0 | 5000
6189 | 5000 | 0 | 0 | 0 | 0 | 0 | 0 | 0 | 0 | 5000
6190 | 5000 | 0 | 0 | 0 | 0 | 0 | 0 | 0 | 0 | 5000
6191 | 5000 | 0 | 0 | 0 | 0 | 0 | 0 | 0 | 0 | 5000
6192 | 5000 | 0 | 0 | 0 | 0 | 0 | 0 | 5000 | 0 | 0
6193 | 5000 | 0 | 0 | 0 | 0 | 0 | 0 | 5000 | -5000 | 0
6194 | 5000 | 0 | 0 | 0 | 0 | 0 | 0 | 5000 | -5000 | 0
6195 | 5000 | 0 | 0 | 0 | 0 | 0 | 0 | 5000 | -5000 | 0
6196 | 5000 | 0 | 0 | 0 | 0 | 0 | 0 | 5000 | -5000 | 0
6197 | 5000 | 0 | 0 | 0 | 0 | 0 | 0 | 5000 | -5000 | 0
6198 | 5000 | 0 | 0 | 0 | 0 | 0 | 0 | 5000 | -1373.421 | 0
6199 | 5000 | 0 | 0 | 0 | 0 | 0 | 0 | 5000 | 0 | 0
6200 | 5000 | 0 | 0 | 0 | 0 | 0 | 0 | 5000 | 0 | 0
6201 | 5000 | 0 | 0 | 0 | 0 | 0 | 0 | 5000 | 0 | 0
6202 | 5000 | 0 | 0 | 0 | 0 | 0 | 0 | 5000 | 0 | 0
6203 | 5000 | 0 | 0 | 0 | 0 | 0 | 0 | 5000 | 0 | 0
6204 | 5000 | 0 | 0 | 0 | 0 | 0 | 0 | 5000 | 0 | 0
6205 | 5000 | 0 | 0 | 0 | 0 | 0 | 0 | 5000 | 0 | 0
6206 | 5000 | 0 | 0 | 0 | 0 | 0 | 0 | 5000 | 0 | 0
6207 | 5000 | 0 | 0 | 0 | 0 | 0 | 0 | 5000 | 0 | 0
6208 | 5000 | 0 | 0 | 0 | 0 | 0 | 0 | 5000 | 0 | 0
6209 | 5000 | 0 | 0 | 0 | 0 | 0 | 0 | 5000 | 0 | 0
6210 | 5000 | 0 | 0 | 0 | 0 | 0 | 0 | 5000 | 0 | 0
6211 | 5000 | 0 | 0 | 0 | 0 | 0 | 0 | 1301.899 | 0 | 3698.101
6212 | 5000 | 0 | 0 | 0 | 0 | 0 | 0 | 0 | 0 | 5000
6213 | 5000 | 0 | 0 | 0 | 0 | 0 | 0 | 0 | 0 | 5000
6214 | 5000 | 0 | 0 | 0 | 0 | 0 | 0 | 0 | 0 | 5000
6215 | 5000 | 0 | 0 | 0 | 0 | 0 | 0 | 0 | 0 | 5000
6216 | 5000 | 0 | 0 | 0 | 0 | 0 | 0 | 5000 | 0 | 0
6217 | 5000 | 0 | 0 | 0 | 0 | 0 | 0 | 5000 | -5000 | 0
6218 | 5000 | 0 | 0 | 0 | 0 | 0 | 0 | 5000 | -5000 | 0
6219 | 5000 | 0 | 0 | 0 | 0 | 0 | 0 | 5000 | -5000 | 0
6220 | 5000 | 0 | 0 | 0 | 0 | 0 | 0 | 5000 | -5000 | 0
6221 | 5000 | 0 | 0 | 0 | 0 | 0 | 0 | 5000 | -5000 | 0
6222 | 5000 | 0 | 0 | 0 | 0 | 0 | 0 | 5000 | -1373.421 | 0
6223 | 5000 | 0 | 0 | 0 | 0 | 0 | 0 | 5000 | 0 | 0
6224 | 5000 | 0 | 0 | 0 | 0 | 0 | 0 | 5000 | 0 | 0
6225 | 5000 | 0 | 0 | 0 | 0 | 0 | 0 | 5000 | 0 | 0
6226 | 5000 | 0 | 0 | 0 | 0 | 0 | 0 | 5000 | 0 | 0
6227 | 5000 | 0 | 0 | 0 | 0 | 0 | 0 | 5000 | 0 | 0
6228 | 5000 | 0 | 0 | 0 | 0 | 0 | 0 | 5000 | 0 | 0
6229 | 5000 | 0 | 0 | 0 | 0 | 0 | 0 | 5000 | 0 | 0
6230 | 5000 | 0 | 0 | 0 | 0 | 0 | 0 | 5000 | 0 | 0
6231 | 5000 | 0 | 0 | 0 | 0 | 0 | 0 | 5000 | 0 | 0
6232 | 5000 | 0 | 0 | 0 | 0 | 0 | 0 | 5000 | 0 | 0
6233 | 5000 | 0 | 0 | 0 | 0 | 0 | 0 | 5000 | 0 | 0
6234 | 5000 | 0 | 0 | 0 | 0 | 0 | 0 | 5000 | 0 | 0
6235 | 5000 | 0 | 0 | 0 | 0 | 0 | 0 | 1301.899 | 0 | 3698.101
6236 | 5000 | 0 | 0 | 0 | 0 | 0 | 0 | 0 | 0 | 5000
6237 | 5000 | 0 | 0 | 0 | 0 | 0 | 0 | 0 | 0 | 5000
6238 | 5000 | 0 | 0 | 0 | 0 | 0 | 0 | 0 | 0 | 5000
6239 | 5000 | 0 | 0 | 0 | 0 | 0 | 0 | 0 | 0 | 5000
6240 | 5000 | 0 | 0 | 0 | 0 | 0 | 0 | 5000 | 0 | 0
6241 | 5000 | 0 | 0 | 0 | 0 | 0 | 0 | 5000 | -5000 | 0
6242 | 5000 | 0 | 0 | 0 | 0 | 0 | 0 | 5000 | -5000 | 0
6243 | 5000 | 0 | 0 | 0 | 0 | 0 | 0 | 5000 | -5000 | 0
6244 | 5000 | 0 | 0 | 0 | 0 | 0 | 0 | 5000 | -5000 | 0
6245 | 5000 | 0 | 0 | 0 | 0 | 0 | 0 | 5000 | -5000 | 0
6246 | 5000 | 0 | 0 | 0 | 0 | 0 | 0 | 5000 | -1373.421 | 0
6247 | 5000 | 0 | 0 | 0 | 0 | 0 | 0 | 5000 | 0 | 0
6248 | 5000 | 0 | 0 | 0 | 0 | 0 | 0 | 5000 | 0 | 0
6249 | 5000 | 0 | 0 | 0 | 0 | 0 | 0 | 5000 | 0 | 0
6250 | 5000 | 0 | 0 | 0 | 0 | 0 | 0 | 5000 | 0 | 0
6251 | 5000 | 0 | 0 | 0 | 0 | 0 | 0 | 5000 | 0 | 0
6252 | 5000 | 0 | 0 | 0 | 0 | 0 | 0 | 5000 | 0 | 0
6253 | 5000 | 0 | 0 | 0 | 0 | 0 | 0 | 5000 | 0 | 0
6254 | 5000 | 0 | 0 | 0 | 0 | 0 | 0 | 5000 | 0 | 0
6255 | 5000 | 0 | 0 | 0 | 0 | 0 | 0 | 5000 | 0 | 0
6256 | 5000 | 0 | 0 | 0 | 0 | 0 | 0 | 5000 | 0 | 0
6257 | 5000 | 0 | 0 | 0 | 0 | 0 | 0 | 5000 | 0 | 0
6258 | 5000 | 0 | 0 | 0 | 0 | 0 | 0 | 5000 | 0 | 0
6259 | 5000 | 0 | 0 | 0 | 0 | 0 | 0 | 1301.899 | 0 | 3698.101
6260 | 5000 | 0 | 0 | 0 | 0 | 0 | 0 | 0 | 0 | 5000
6261 | 5000 | 0 | 0 | 0 | 0 | 0 | 0 | 0 | 0 | 5000
6262 | 5000 | 0 | 0 | 0 | 0 | 0 | 0 | 0 | 0 | 5000
6263 | 5000 | 0 | 0 | 0 | 0 | 0 | 0 | 0 | 0 | 5000
6264 | 5000 | 0 | 0 | 0 | 0 | 0 | 0 | 5000 | 0 | 0
6265 | 5000 | 0 | 0 | 0 | 0 | 0 | 0 | 5000 | -5000 | 0
6266 | 5000 | 0 | 0 | 0 | 0 | 0 | 0 | 5000 | -5000 | 0
6267 | 5000 | 0 | 0 | 0 | 0 | 0 | 0 | 5000 | -5000 | 0
6268 | 5000 | 0 | 0 | 0 | 0 | 0 | 0 | 5000 | -5000 | 0
6269 | 5000 | 0 | 0 | 0 | 0 | 0 | 0 | 5000 | -5000 | 0
6270 | 5000 | 0 | 0 | 0 | 0 | 0 | 0 | 5000 | -1373.421 | 0
6271 | 5000 | 0 | 0 | 0 | 0 | 0 | 0 | 5000 | 0 | 0
6272 | 5000 | 0 | 0 | 0 | 0 | 0 | 0 | 5000 | 0 | 0
6273 | 5000 | 0 | 0 | 0 | 0 | 0 | 0 | 5000 | 0 | 0
6274 | 5000 | 0 | 0 | 0 | 0 | 0 | 0 | 5000 | 0 | 0
6275 | 5000 | 0 | 0 | 0 | 0 | 0 | 0 | 5000 | 0 | 0
6276 | 5000 | 0 | 0 | 0 | 0 | 0 | 0 | 5000 | 0 | 0
6277 | 5000 | 0 | 0 | 0 | 0 | 0 | 0 | 5000 | 0 | 0
6278 | 5000 | 0 | 0 | 0 | 0 | 0 | 0 | 5000 | 0 | 0
6279 | 5000 | 0 | 0 | 0 | 0 | 0 | 0 | 5000 | 0 | 0
6280 | 5000 | 0 | 0 | 0 | 0 | 0 | 0 | 5000 | 0 | 0
6281 | 5000 | 0 | 0 | 0 | 0 | 0 | 0 | 5000 | 0 | 0
6282 | 5000 | 0 | 0 | 0 | 0 | 0 | 0 | 5000 | 0 | 0
6283 | 5000 | 0 | 0 | 0 | 0 | 0 | 0 | 1301.899 | 0 | 3698.101
6284 | 5000 | 0 | 0 | 0 | 0 | 0 | 0 | 0 | 0 | 5000
6285 | 5000 | 0 | 0 | 0 | 0 | 0 | 0 | 0 | 0 | 5000
6286 | 5000 | 0 | 0 | 0 | 0 | 0 | 0 | 0 | 0 | 5000
6287 | 5000 | 0 | 0 | 0 | 0 | 0 | 0 | 0 | 0 | 5000
6288 | 5000 | 0 | 0 | 0 | 0 | 0 | 0 | 5000 | 0 | 0
6289 | 5000 | 0 | 0 | 0 | 0 | 0 | 0 | 5000 | -5000 | 0
6290 | 5000 | 0 | 0 | 0 | 0 | 0 | 0 | 5000 | -5000 | 0
6291 | 5000 | 0 | 0 | 0 | 0 | 0 | 0 | 5000 | -5000 | 0
6292 | 5000 | 0 | 0 | 0 | 0 | 0 | 0 | 5000 | -5000 | 0
6293 | 5000 | 0 | 0 | 0 | 0 | 0 | 0 | 5000 | -5000 | 0
6294 | 5000 | 0 | 0 | 0 | 0 | 0 | 0 | 5000 | -1373.421 | 0
6295 | 5000 | 0 | 0 | 0 | 0 | 0 | 0 | 5000 | 0 | 0
6296 | 5000 | 0 | 0 | 0 | 0 | 0 | 0 | 5000 | 0 | 0
6297 | 5000 | 0 | 0 | 0 | 0 | 0 | 0 | 5000 | 0 | 0
6298 | 5000 | 0 | 0 | 0 | 0 | 0 | 0 | 5000 | 0 | 0
6299 | 5000 | 0 | 0 | 0 | 0 | 0 | 0 | 5000 | 0 | 0
6300 | 5000 | 0 | 0 | 0 | 0 | 0 | 0 | 5000 | 0 | 0
6301 | 5000 | 0 | 0 | 0 | 0 | 0 | 0 | 5000 | 0 | 0
6302 | 5000 | 0 | 0 | 0 | 0 | 0 | 0 | 5000 | 0 | 0
6303 | 5000 | 0 | 0 | 0 | 0 | 0 | 0 | 5000 | 0 | 0
6304 | 5000 | 0 | 0 | 0 | 0 | 0 | 0 | 5000 | 0 | 0
6305 | 5000 | 0 | 0 | 0 | 0 | 0 | 0 | 5000 | 0 | 0
6306 | 5000 | 0 | 0 | 0 | 0 | 0 | 0 | 5000 | 0 | 0
6307 | 5000 | 0 | 0 | 0 | 0 | 0 | 0 | 1301.899 | 0 | 3698.101
6308 | 5000 | 0 | 0 | 0 | 0 | 0 | 0 | 0 | 0 | 5000
6309 | 5000 | 0 | 0 | 0 | 0 | 0 | 0 | 0 | 0 | 5000
6310 | 5000 | 0 | 0 | 0 | 0 | 0 | 0 | 0 | 0 | 5000
6311 | 5000 | 0 | 0 | 0 | 0 | 0 | 0 | 0 | 0 | 5000
6312 | 5000 | 0 | 0 | 0 | 0 | 0 | 0 | 5000 | 0 | 0
6313 | 5000 | 0 | 0 | 0 | 0 | 0 | 0 | 5000 | 0 | 0
6314 | 5000 | 0 | 0 | 0 | 0 | 0 | 0 | 5000 | 0 | 0
6315 | 5000 | 0 | 0 | 0 | 0 | 0 | 0 | 5000 | 0 | 0
6316 | 5000 | 0 | 0 | 0 | 0 | 0 | 0 | 5000 | 0 | 0
6317 | 5000 | 0 | 0 | 0 | 0 | 0 | 0 | 5000 | 0 | 0
6318 | 5000 | 0 | 0 | 0 | 0 | 0 | 0 | 5000 | 0 | 0
6319 | 5000 | 0 | 0 | 0 | 0 | 0 | 0 | 5000 | 0 | 0
6320 | 5000 | 0 | 0 | 0 | 0 | 0 | 0 | 5000 | 0 | 0
6321 | 5000 | 0 | 0 | 0 | 0 | 0 | 0 | 5000 | 0 | 0
6322 | 5000 | 0 | 0 | 0 | 0 | 0 | 0 | 5000 | 0 | 0
6323 | 5000 | 0 | 0 | 0 | 0 | 0 | 0 | 5000 | 0 | 0
6324 | 5000 | 0 | 0 | 0 | 0 | 0 | 0 | 5000 | 0 | 0
6325 | 5000 | 0 | 0 | 0 | 0 | 0 | 0 | 5000 | 0 | 0
6326 | 5000 | 0 | 0 | 0 | 0 | 0 | 0 | 5000 | 0 | 0
6327 | 5000 | 0 | 0 | 0 | 0 | 0 | 0 | 5000 | 0 | 0
6328 | 5000 | 0 | 0 | 0 | 0 | 0 | 0 | 5000 | 0 | 0
6329 | 5000 | 0 | 0 | 0 | 0 | 0 | 0 | 5000 | 0 | 0
6330 | 5000 | 0 | 0 | 0 | 0 | 0 | 0 | 5000 | 0 | 0
6331 | 5000 | 0 | 0 | 0 | 0 | 0 | 0 | 5000 | 0 | 0
6332 | 5000 | 0 | 0 | 0 | 0 | 0 | 0 | 5000 | 0 | 0
6333 | 5000 | 0 | 0 | 0 | 0 | 0 | 0 | 5000 | 0 | 0
6334 | 5000 | 0 | 0 | 0 | 0 | 0 | 0 | 5000 | 0 | 0
6335 | 5000 | 0 | 0 | 0 | 0 | 0 | 0 | 5000 | 0 | 0
6336 | 5000 | 0 | 0 | 0 | 0 | 0 | 0 | 5000 | 0 | 0
6337 | 5000 | 0 | 0 | 0 | 0 | 0 | 0 | 5000 | -5000 | 0
6338 | 5000 | 0 | 0 | 0 | 0 | 0 | 0 | 5000 | -5000 | 0
6339 | 5000 | 0 | 0 | 0 | 0 | 0 | 0 | 5000 | -5000 | 0
6340 | 5000 | 0 | 0 | 0 | 0 | 0 | 0 | 5000 | -5000 | 0
6341 | 5000 | 0 | 0 | 0 | 0 | 0 | 0 | 5000 | -5000 | 0
6342 | 5000 | 0 | 0 | 0 | 0 | 0 | 0 | 5000 | -1373.421 | 0
6343 | 5000 | 0 | 0 | 0 | 0 | 0 | 0 | 5000 | 0 | 0
6344 | 5000 | 0 | 0 | 0 | 0 | 0 | 0 | 5000 | 0 | 0
6345 | 5000 | 0 | 0 | 0 | 0 | 0 | 0 | 5000 | 0 | 0
6346 | 5000 | 0 | 0 | 0 | 0 | 0 | 0 | 5000 | 0 | 0
6347 | 5000 | 0 | 0 | 0 | 0 | 0 | 0 | 5000 | 0 | 0
6348 | 5000 | 0 | 0 | 0 | 0 | 0 | 0 | 5000 | 0 | 0
6349 | 5000 | 0 | 0 | 0 | 0 | 0 | 0 | 5000 | 0 | 0
6350 | 5000 | 0 | 0 | 0 | 0 | 0 | 0 | 5000 | 0 | 0
6351 | 5000 | 0 | 0 | 0 | 0 | 0 | 0 | 5000 | 0 | 0
6352 | 5000 | 0 | 0 | 0 | 0 | 0 | 0 | 5000 | 0 | 0
6353 | 5000 | 0 | 0 | 0 | 0 | 0 | 0 | 5000 | 0 | 0
6354 | 5000 | 0 | 0 | 0 | 0 | 0 | 0 | 5000 | 0 | 0
6355 | 5000 | 0 | 0 | 0 | 0 | 0 | 0 | 1301.899 | 0 | 3698.101
6356 | 5000 | 0 | 0 | 0 | 0 | 0 | 0 | 0 | 0 | 5000
6357 | 5000 | 0 | 0 | 0 | 0 | 0 | 0 | 0 | 0 | 5000
6358 | 5000 | 0 | 0 | 0 | 0 | 0 | 0 | 0 | 0 | 5000
6359 | 5000 | 0 | 0 | 0 | 0 | 0 | 0 | 0 | 0 | 5000
6360 | 5000 | 0 | 0 | 0 | 0 | 0 | 0 | 5000 | 0 | 0
6361 | 5000 | 0 | 0 | 0 | 0 | 0 | 0 | 5000 | -5000 | 0
6362 | 5000 | 0 | 0 | 0 | 0 | 0 | 0 | 5000 | -5000 | 0
6363 | 5000 | 0 | 0 | 0 | 0 | 0 | 0 | 5000 | -5000 | 0
6364 | 5000 | 0 | 0 | 0 | 0 | 0 | 0 | 5000 | -5000 | 0
6365 | 5000 | 0 | 0 | 0 | 0 | 0 | 0 | 5000 | -5000 | 0
6366 | 5000 | 0 | 0 | 0 | 0 | 0 | 0 | 5000 | -1373.421 | 0
6367 | 5000 | 0 | 0 | 0 | 0 | 0 | 0 | 5000 | 0 | 0
6368 | 5000 | 0 | 0 | 0 | 0 | 0 | 0 | 5000 | 0 | 0
6369 | 5000 | 0 | 0 | 0 | 0 | 0 | 0 | 5000 | 0 | 0
6370 | 5000 | 0 | 0 | 0 | 0 | 0 | 0 | 5000 | 0 | 0
6371 | 5000 | 0 | 0 | 0 | 0 | 0 | 0 | 5000 | 0 | 0
6372 | 5000 | 0 | 0 | 0 | 0 | 0 | 0 | 5000 | 0 | 0
6373 | 5000 | 0 | 0 | 0 | 0 | 0 | 0 | 5000 | 0 | 0
6374 | 5000 | 0 | 0 | 0 | 0 | 0 | 0 | 5000 | 0 | 0
6375 | 5000 | 0 | 0 | 0 | 0 | 0 | 0 | 5000 | 0 | 0
6376 | 5000 | 0 | 0 | 0 | 0 | 0 | 0 | 5000 | 0 | 0
6377 | 5000 | 0 | 0 | 0 | 0 | 0 | 0 | 5000 | 0 | 0
6378 | 5000 | 0 | 0 | 0 | 0 | 0 | 0 | 5000 | 0 | 0
6379 | 5000 | 0 | 0 | 0 | 0 | 0 | 0 | 1301.899 | 0 | 3698.101
6380 | 5000 | 0 | 0 | 0 | 0 | 0 | 0 | 0 | 0 | 5000
6381 | 5000 | 0 | 0 | 0 | 0 | 0 | 0 | 0 | 0 | 5000
6382 | 5000 | 0 | 0 | 0 | 0 | 0 | 0 | 0 | 0 | 5000
6383 | 5000 | 0 | 0 | 0 | 0 | 0 | 0 | 0 | 0 | 5000
6384 | 5000 | 0 | 0 | 0 | 0 | 0 | 0 | 5000 | 0 | 0
6385 | 5000 | 0 | 0 | 0 | 0 | 0 | 0 | 5000 | -5000 | 0
6386 | 5000 | 0 | 0 | 0 | 0 | 0 | 0 | 5000 | -5000 | 0
6387 | 5000 | 0 | 0 | 0 | 0 | 0 | 0 | 5000 | -5000 | 0
6388 | 5000 | 0 | 0 | 0 | 0 | 0 | 0 | 5000 | -5000 | 0
6389 | 5000 | 0 | 0 | 0 | 0 | 0 | 0 | 5000 | -5000 | 0
6390 | 5000 | 0 | 0 | 0 | 0 | 0 | 0 | 5000 | -1373.421 | 0
6391 | 5000 | 0 | 0 | 0 | 0 | 0 | 0 | 5000 | 0 | 0
6392 | 5000 | 0 | 0 | 0 | 0 | 0 | 0 | 5000 | 0 | 0
6393 | 5000 | 0 | 0 | 0 | 0 | 0 | 0 | 5000 | 0 | 0
6394 | 5000 | 0 | 0 | 0 | 0 | 0 | 0 | 5000 | 0 | 0
6395 | 5000 | 0 | 0 | 0 | 0 | 0 | 0 | 5000 | 0 | 0
6396 | 5000 | 0 | 0 | 0 | 0 | 0 | 0 | 5000 | 0 | 0
6397 | 5000 | 0 | 0 | 0 | 0 | 0 | 0 | 5000 | 0 | 0
6398 | 5000 | 0 | 0 | 0 | 0 | 0 | 0 | 5000 | 0 | 0
6399 | 5000 | 0 | 0 | 0 | 0 | 0 | 0 | 5000 | 0 | 0
6400 | 5000 | 0 | 0 | 0 | 0 | 0 | 0 | 5000 | 0 | 0
6401 | 5000 | 0 | 0 | 0 | 0 | 0 | 0 | 5000 | 0 | 0
6402 | 5000 | 0 | 0 | 0 | 0 | 0 | 0 | 5000 | 0 | 0
6403 | 5000 | 0 | 0 | 0 | 0 | 0 | 0 | 1301.899 | 0 | 3698.101
6404 | 5000 | 0 | 0 | 0 | 0 | 0 | 0 | 0 | 0 | 5000
6405 | 5000 | 0 | 0 | 0 | 0 | 0 | 0 | 0 | 0 | 5000
6406 | 5000 | 0 | 0 | 0 | 0 | 0 | 0 | 0 | 0 | 5000
6407 | 5000 | 0 | 0 | 0 | 0 | 0 | 0 | 0 | 0 | 5000
6408 | 5000 | 0 | 0 | 0 | 0 | 0 | 0 | 5000 | 0 | 0
6409 | 5000 | 0 | 0 | 0 | 0 | 0 | 0 | 5000 | -5000 | 0
6410 | 5000 | 0 | 0 | 0 | 0 | 0 | 0 | 5000 | -5000 | 0
6411 | 5000 | 0 | 0 | 0 | 0 | 0 | 0 | 5000 | -5000 | 0
6412 | 5000 | 0 | 0 | 0 | 0 | 0 | 0 | 5000 | -5000 | 0
6413 | 5000 | 0 | 0 | 0 | 0 | 0 | 0 | 5000 | -5000 | 0
6414 | 5000 | 0 | 0 | 0 | 0 | 0 | 0 | 5000 | -1373.421 | 0
6415 | 5000 | 0 | 0 | 0 | 0 | 0 | 0 | 5000 | 0 | 0
6416 | 5000 | 0 | 0 | 0 | 0 | 0 | 0 | 5000 | 0 | 0
6417 | 5000 | 0 | 0 | 0 | 0 | 0 | 0 | 5000 | 0 | 0
6418 | 5000 | 0 | 0 | 0 | 0 | 0 | 0 | 5000 | 0 | 0
6419 | 5000 | 0 | 0 | 0 | 0 | 0 | 0 | 5000 | 0 | 0
6420 | 5000 | 0 | 0 | 0 | 0 | 0 | 0 | 5000 | 0 | 0
6421 | 5000 | 0 | 0 | 0 | 0 | 0 | 0 | 5000 | 0 | 0
6422 | 5000 | 0 | 0 | 0 | 0 | 0 | 0 | 5000 | 0 | 0
6423 | 5000 | 0 | 0 | 0 | 0 | 0 | 0 | 5000 | 0 | 0
6424 | 5000 | 0 | 0 | 0 | 0 | 0 | 0 | 5000 | 0 | 0
6425 | 5000 | 0 | 0 | 0 | 0 | 0 | 0 | 5000 | 0 | 0
6426 | 5000 | 0 | 0 | 0 | 0 | 0 | 0 | 5000 | 0 | 0
6427 | 5000 | 0 | 0 | 0 | 0 | 0 | 0 | 1301.899 | 0 | 3698.101
6428 | 5000 | 0 | 0 | 0 | 0 | 0 | 0 | 0 | 0 | 5000
6429 | 5000 | 0 | 0 | 0 | 0 | 0 | 0 | 0 | 0 | 5000
6430 | 5000 | 0 | 0 | 0 | 0 | 0 | 0 | 0 | 0 | 5000
6431 | 5000 | 0 | 0 | 0 | 0 | 0 | 0 | 0 | 0 | 5000
6432 | 5000 | 0 | 0 | 0 | 0 | 0 | 0 | 5000 | 0 | 0
6433 | 5000 | 0 | 0 | 0 | 0 | 0 | 0 | 5000 | -5000 | 0
6434 | 5000 | 0 | 0 | 0 | 0 | 0 | 0 | 5000 | -5000 | 0
6435 | 5000 | 0 | 0 | 0 | 0 | 0 | 0 | 5000 | -5000 | 0
6436 | 5000 | 0 | 0 | 0 | 0 | 0 | 0 | 5000 | -5000 | 0
6437 | 5000 | 0 | 0 | 0 | 0 | 0 | 0 | 5000 | -5000 | 0
6438 | 5000 | 0 | 0 | 0 | 0 | 0 | 0 | 5000 | -1373.421 | 0
6439 | 5000 | 0 | 0 | 0 | 0 | 0 | 0 | 5000 | 0 | 0
6440 | 5000 | 0 | 0 | 0 | 0 | 0 | 0 | 5000 | 0 | 0
6441 | 5000 | 0 | 0 | 0 | 0 | 0 | 0 | 5000 | 0 | 0
6442 | 5000 | 0 | 0 | 0 | 0 | 0 | 0 | 5000 | 0 | 0
6443 | 5000 | 0 | 0 | 0 | 0 | 0 | 0 | 5000 | 0 | 0
6444 | 5000 | 0 | 0 | 0 | 0 | 0 | 0 | 5000 | 0 | 0
6445 | 5000 | 0 | 0 | 0 | 0 | 0 | 0 | 5000 | 0 | 0
6446 | 5000 | 0 | 0 | 0 | 0 | 0 | 0 | 5000 | 0 | 0
6447 | 5000 | 0 | 0 | 0 | 0 | 0 | 0 | 5000 | 0 | 0
6448 | 5000 | 0 | 0 | 0 | 0 | 0 | 0 | 5000 | 0 | 0
6449 | 5000 | 0 | 0 | 0 | 0 | 0 | 0 | 5000 | 0 | 0
6450 | 5000 | 0 | 0 | 0 | 0 | 0 | 0 | 5000 | 0 | 0
6451 | 5000 | 0 | 0 | 0 | 0 | 0 | 0 | 1301.899 | 0 | 3698.101
6452 | 5000 | 0 | 0 | 0 | 0 | 0 | 0 | 0 | 0 | 5000
6453 | 5000 | 0 | 0 | 0 | 0 | 0 | 0 | 0 | 0 | 5000
6454 | 5000 | 0 | 0 | 0 | 0 | 0 | 0 | 0 | 0 | 5000
6455 | 5000 | 0 | 0 | 0 | 0 | 0 | 0 | 0 | 0 | 5000
6456 | 5000 | 0 | 0 | 0 | 0 | 0 | 0 | 5000 | 0 | 0
6457 | 5000 | 0 | 0 | 0 | 0 | 0 | 0 | 5000 | -5000 | 0
6458 | 5000 | 0 | 0 | 0 | 0 | 0 | 0 | 5000 | -5000 | 0
6459 | 5000 | 0 | 0 | 0 | 0 | 0 | 0 | 5000 | -5000 | 0
6460 | 5000 | 0 | 0 | 0 | 0 | 0 | 0 | 5000 | -5000 | 0
6461 | 5000 | 0 | 0 | 0 | 0 | 0 | 0 | 5000 | -5000 | 0
6462 | 5000 | 0 | 0 | 0 | 0 | 0 | 0 | 5000 | -1373.421 | 0
6463 | 5000 | 0 | 0 | 0 | 0 | 0 | 0 | 5000 | 0 | 0
6464 | 5000 | 0 | 0 | 0 | 0 | 0 | 0 | 5000 | 0 | 0
6465 | 5000 | 0 | 0 | 0 | 0 | 0 | 0 | 5000 | 0 | 0
6466 | 5000 | 0 | 0 | 0 | 0 | 0 | 0 | 5000 | 0 | 0
6467 | 5000 | 0 | 0 | 0 | 0 | 0 | 0 | 5000 | 0 | 0
6468 | 5000 | 0 | 0 | 0 | 0 | 0 | 0 | 5000 | 0 | 0
6469 | 5000 | 0 | 0 | 0 | 0 | 0 | 0 | 5000 | 0 | 0
6470 | 5000 | 0 | 0 | 0 | 0 | 0 | 0 | 5000 | 0 | 0
6471 | 5000 | 0 | 0 | 0 | 0 | 0 | 0 | 5000 | 0 | 0
6472 | 5000 | 0 | 0 | 0 | 0 | 0 | 0 | 5000 | 0 | 0
6473 | 5000 | 0 | 0 | 0 | 0 | 0 | 0 | 5000 | 0 | 0
6474 | 5000 | 0 | 0 | 0 | 0 | 0 | 0 | 5000 | 0 | 0
6475 | 5000 | 0 | 0 | 0 | 0 | 0 | 0 | 1301.899 | 0 | 3698.101
6476 | 5000 | 0 | 0 | 0 | 0 | 0 | 0 | 0 | 0 | 5000
6477 | 5000 | 0 | 0 | 0 | 0 | 0 | 0 | 0 | 0 | 5000
6478 | 5000 | 0 | 0 | 0 | 0 | 0 | 0 | 0 | 0 | 5000
6479 | 5000 | 0 | 0 | 0 | 0 | 0 | 0 | 0 | 0 | 5000
6480 | 5000 | 0 | 0 | 0 | 0 | 0 | 0 | 5000 | 0 | 0
6481 | 5000 | 0 | 0 | 0 | 0 | 0 | 0 | 5000 | 0 | 0
6482 | 5000 | 0 | 0 | 0 | 0 | 0 | 0 | 5000 | 0 | 0
6483 | 5000 | 0 | 0 | 0 | 0 | 0 | 0 | 5000 | 0 | 0
6484 | 5000 | 0 | 0 | 0 | 0 | 0 | 0 | 5000 | 0 | 0
6485 | 5000 | 0 | 0 | 0 | 0 | 0 | 0 | 5000 | 0 | 0
6486 | 5000 | 0 | 0 | 0 | 0 | 0 | 0 | 5000 | 0 | 0
6487 | 5000 | 0 | 0 | 0 | 0 | 0 | 0 | 5000 | 0 | 0
6488 | 5000 | 0 | 0 | 0 | 0 | 0 | 0 | 5000 | 0 | 0
6489 | 5000 | 0 | 0 | 0 | 0 | 0 | 0 | 5000 | 0 | 0
6490 | 5000 | 0 | 0 | 0 | 0 | 0 | 0 | 5000 | 0 | 0
6491 | 5000 | 0 | 0 | 0 | 0 | 0 | 0 | 5000 | 0 | 0
6492 | 5000 | 0 | 0 | 0 | 0 | 0 | 0 | 5000 | 0 | 0
6493 | 5000 | 0 | 0 | 0 | 0 | 0 | 0 | 5000 | 0 | 0
6494 | 5000 | 0 | 0 | 0 | 0 | 0 | 0 | 5000 | 0 | 0
6495 | 5000 | 0 | 0 | 0 | 0 | 0 | 0 | 5000 | 0 | 0
6496 | 5000 | 0 | 0 | 0 | 0 | 0 | 0 | 5000 | 0 | 0
6497 | 5000 | 0 | 0 | 0 | 0 | 0 | 0 | 5000 | 0 | 0
6498 | 5000 | 0 | 0 | 0 | 0 | 0 | 0 | 5000 | 0 | 0
6499 | 5000 | 0 | 0 | 0 | 0 | 0 | 0 | 5000 | 0 | 0
6500 | 5000 | 0 | 0 | 0 | 0 | 0 | 0 | 5000 | 0 | 0
6501 | 5000 | 0 | 0 | 0 | 0 | 0 | 0 | 5000 | 0 | 0
6502 | 5000 | 0 | 0 | 0 | 0 | 0 | 0 | 5000 | 0 | 0
6503 | 5000 | 0 | 0 | 0 | 0 | 0 | 0 | 5000 | 0 | 0
6504 | 5000 | 0 | 0 | 0 | 0 | 0 | 0 | 5000 | 0 | 0
6505 | 5000 | 0 | 0 | 0 | 0 | 0 | 0 | 5000 | -5000 | 0
6506 | 5000 | 0 | 0 | 0 | 0 | 0 | 0 | 5000 | -5000 | 0
6507 | 5000 | 0 | 0 | 0 | 0 | 0 | 0 | 5000 | -5000 | 0
6508 | 5000 | 0 | 0 | 0 | 0 | 0 | 0 | 5000 | -5000 | 0
6509 | 5000 | 0 | 0 | 0 | 0 | 0 | 0 | 5000 | -5000 | 0
6510 | 5000 | 0 | 0 | 0 | 0 | 0 | 0 | 5000 | -1373.421 | 0
6511 | 5000 | 0 | 0 | 0 | 0 | 0 | 0 | 5000 | 0 | 0
6512 | 5000 | 0 | 0 | 0 | 0 | 0 | 0 | 5000 | 0 | 0
6513 | 5000 | 0 | 0 | 0 | 0 | 0 | 0 | 5000 | 0 | 0
6514 | 5000 | 0 | 0 | 0 | 0 | 0 | 0 | 5000 | 0 | 0
6515 | 5000 | 0 | 0 | 0 | 0 | 0 | 0 | 5000 | 0 | 0
6516 | 5000 | 0 | 0 | 0 | 0 | 0 | 0 | 5000 | 0 | 0
6517 | 5000 | 0 | 0 | 0 | 0 | 0 | 0 | 5000 | 0 | 0
6518 | 5000 | 0 | 0 | 0 | 0 | 0 | 0 | 5000 | 0 | 0
6519 | 5000 | 0 | 0 | 0 | 0 | 0 | 0 | 5000 | 0 | 0
6520 | 5000 | 0 | 0 | 0 | 0 | 0 | 0 | 5000 | 0 | 0
6521 | 5000 | 0 | 0 | 0 | 0 | 0 | 0 | 5000 | 0 | 0
6522 | 5000 | 0 | 0 | 0 | 0 | 0 | 0 | 5000 | 0 | 0
6523 | 5000 | 0 | 0 | 0 | 0 | 0 | 0 | 1301.899 | 0 | 3698.101
6524 | 5000 | 0 | 0 | 0 | 0 | 0 | 0 | 0 | 0 | 5000
6525 | 5000 | 0 | 0 | 0 | 0 | 0 | 0 | 0 | 0 | 5000
6526 | 5000 | 0 | 0 | 0 | 0 | 0 | 0 | 0 | 0 | 5000
6527 | 5000 | 0 | 0 | 0 | 0 | 0 | 0 | 0 | 0 | 5000
6528 | 5000 | 0 | 0 | 0 | 0 | 0 | 0 | 5000 | 0 | 0
6529 | 5000 | 0 | 0 | 0 | 0 | 0 | 0 | 5000 | -5000 | 0
6530 | 5000 | 0 | 0 | 0 | 0 | 0 | 0 | 5000 | -5000 | 0
6531 | 5000 | 0 | 0 | 0 | 0 | 0 | 0 | 5000 | -5000 | 0
6532 | 5000 | 0 | 0 | 0 | 0 | 0 | 0 | 5000 | -5000 | 0
6533 | 5000 | 0 | 0 | 0 | 0 | 0 | 0 | 5000 | -5000 | 0
6534 | 5000 | 0 | 0 | 0 | 0 | 0 | 0 | 5000 | -1373.421 | 0
6535 | 5000 | 0 | 0 | 0 | 0 | 0 | 0 | 5000 | 0 | 0
6536 | 5000 | 0 | 0 | 0 | 0 | 0 | 0 | 5000 | 0 | 0
6537 | 5000 | 0 | 0 | 0 | 0 | 0 | 0 | 5000 | 0 | 0
6538 | 5000 | 0 | 0 | 0 | 0 | 0 | 0 | 5000 | 0 | 0
6539 | 5000 | 0 | 0 | 0 | 0 | 0 | 0 | 5000 | 0 | 0
6540 | 5000 | 0 | 0 | 0 | 0 | 0 | 0 | 5000 | 0 | 0
6541 | 5000 | 0 | 0 | 0 | 0 | 0 | 0 | 5000 | 0 | 0
6542 | 5000 | 0 | 0 | 0 | 0 | 0 | 0 | 5000 | 0 | 0
6543 | 5000 | 0 | 0 | 0 | 0 | 0 | 0 | 5000 | 0 | 0
6544 | 5000 | 0 | 0 | 0 | 0 | 0 | 0 | 5000 | 0 | 0
6545 | 5000 | 0 | 0 | 0 | 0 | 0 | 0 | 5000 | 0 | 0
6546 | 5000 | 0 | 0 | 0 | 0 | 0 | 0 | 5000 | 0 | 0
6547 | 5000 | 0 | 0 | 0 | 0 | 0 | 0 | 1301.899 | 0 | 3698.101
6548 | 5000 | 0 | 0 | 0 | 0 | 0 | 0 | 0 | 0 | 5000
6549 | 5000 | 0 | 0 | 0 | 0 | 0 | 0 | 0 | 0 | 5000
6550 | 5000 | 0 | 0 | 0 | 0 | 0 | 0 | 0 | 0 | 5000
6551 | 5000 | 0 | 0 | 0 | 0 | 0 | 0 | 0 | 0 | 5000
6552 | 5000 | 0 | 0 | 0 | 0 | 0 | 0 | 5000 | 0 | 0
6553 | 5000 | 0 | 0 | 0 | 0 | 0 | 0 | 5000 | -5000 | 0
6554 | 5000 | 0 | 0 | 0 | 0 | 0 | 0 | 5000 | -5000 | 0
6555 | 5000 | 0 | 0 | 0 | 0 | 0 | 0 | 5000 | -5000 | 0
6556 | 5000 | 0 | 0 | 0 | 0 | 0 | 0 | 5000 | -5000 | 0
6557 | 5000 | 0 | 0 | 0 | 0 | 0 | 0 | 5000 | -5000 | 0
6558 | 5000 | 0 | 0 | 0 | 0 | 0 | 0 | 5000 | -1373.421 | 0
6559 | 5000 | 0 | 0 | 0 | 0 | 0 | 0 | 5000 | 0 | 0
6560 | 5000 | 0 | 0 | 0 | 0 | 0 | 0 | 5000 | 0 | 0
6561 | 5000 | 0 | 0 | 0 | 0 | 0 | 0 | 5000 | 0 | 0
6562 | 5000 | 0 | 0 | 0 | 0 | 0 | 0 | 5000 | 0 | 0
6563 | 5000 | 0 | 0 | 0 | 0 | 0 | 0 | 5000 | 0 | 0
6564 | 5000 | 0 | 0 | 0 | 0 | 0 | 0 | 5000 | 0 | 0
6565 | 5000 | 0 | 0 | 0 | 0 | 0 | 0 | 5000 | 0 | 0
6566 | 5000 | 0 | 0 | 0 | 0 | 0 | 0 | 5000 | 0 | 0
6567 | 5000 | 0 | 0 | 0 | 0 | 0 | 0 | 5000 | 0 | 0
6568 | 5000 | 0 | 0 | 0 | 0 | 0 | 0 | 5000 | 0 | 0
6569 | 5000 | 0 | 0 | 0 | 0 | 0 | 0 | 5000 | 0 | 0
6570 | 5000 | 0 | 0 | 0 | 0 | 0 | 0 | 5000 | 0 | 0
6571 | 5000 | 0 | 0 | 0 | 0 | 0 | 0 | 1301.899 | 0 | 3698.101
6572 | 5000 | 0 | 0 | 0 | 0 | 0 | 0 | 0 | 0 | 5000
6573 | 5000 | 0 | 0 | 0 | 0 | 0 | 0 | 0 | 0 | 5000
6574 | 5000 | 0 | 0 | 0 | 0 | 0 | 0 | 0 | 0 | 5000
6575 | 5000 | 0 | 0 | 0 | 0 | 0 | 0 | 0 | 0 | 5000
6576 | 5000 | 0 | 0 | 0 | 0 | 0 | 0 | 5000 | 0 | 0
6577 | 5000 | 0 | 0 | 0 | 0 | 0 | 0 | 5000 | -5000 | 0
6578 | 5000 | 0 | 0 | 0 | 0 | 0 | 0 | 5000 | -5000 | 0
6579 | 5000 | 0 | 0 | 0 | 0 | 0 | 0 | 5000 | -5000 | 0
6580 | 5000 | 0 | 0 | 0 | 0 | 0 | 0 | 5000 | -5000 | 0
6581 | 5000 | 0 | 0 | 0 | 0 | 0 | 0 | 5000 | -5000 | 0
6582 | 5000 | 0 | 0 | 0 | 0 | 0 | 0 | 5000 | -1373.421 | 0
6583 | 5000 | 0 | 0 | 0 | 0 | 0 | 0 | 5000 | 0 | 0
6584 | 5000 | 0 | 0 | 0 | 0 | 0 | 0 | 5000 | 0 | 0
6585 | 5000 | 0 | 0 | 0 | 0 | 0 | 0 | 5000 | 0 | 0
6586 | 5000 | 0 | 0 | 0 | 0 | 0 | 0 | 5000 | 0 | 0
6587 | 5000 | 0 | 0 | 0 | 0 | 0 | 0 | 5000 | 0 | 0
6588 | 5000 | 0 | 0 | 0 | 0 | 0 | 0 | 5000 | 0 | 0
6589 | 5000 | 0 | 0 | 0 | 0 | 0 | 0 | 5000 | 0 | 0
6590 | 5000 | 0 | 0 | 0 | 0 | 0 | 0 | 5000 | 0 | 0
6591 | 5000 | 0 | 0 | 0 | 0 | 0 | 0 | 5000 | 0 | 0
6592 | 5000 | 0 | 0 | 0 | 0 | 0 | 0 | 5000 | 0 | 0
6593 | 5000 | 0 | 0 | 0 | 0 | 0 | 0 | 5000 | 0 | 0
6594 | 5000 | 0 | 0 | 0 | 0 | 0 | 0 | 5000 | 0 | 0
6595 | 5000 | 0 | 0 | 0 | 0 | 0 | 0 | 1301.899 | 0 | 3698.101
6596 | 5000 | 0 | 0 | 0 | 0 | 0 | 0 | 0 | 0 | 5000
6597 | 5000 | 0 | 0 | 0 | 0 | 0 | 0 | 0 | 0 | 5000
6598 | 5000 | 0 | 0 | 0 | 0 | 0 | 0 | 0 | 0 | 5000
6599 | 5000 | 0 | 0 | 0 | 0 | 0 | 0 | 0 | 0 | 5000
6600 | 5000 | 0 | 0 | 0 | 0 | 0 | 0 | 5000 | 0 | 0
6601 | 5000 | 0 | 0 | 0 | 0 | 0 | 0 | 5000 | -5000 | 0
6602 | 5000 | 0 | 0 | 0 | 0 | 0 | 0 | 5000 | -5000 | 0
6603 | 5000 | 0 | 0 | 0 | 0 | 0 | 0 | 5000 | -5000 | 0
6604 | 5000 | 0 | 0 | 0 | 0 | 0 | 0 | 5000 | -5000 | 0
6605 | 5000 | 0 | 0 | 0 | 0 | 0 | 0 | 5000 | -5000 | 0
6606 | 5000 | 0 | 0 | 0 | 0 | 0 | 0 | 5000 | -1373.421 | 0
6607 | 5000 | 0 | 0 | 0 | 0 | 0 | 0 | 5000 | 0 | 0
6608 | 5000 | 0 | 0 | 0 | 0 | 0 | 0 | 5000 | 0 | 0
6609 | 5000 | 0 | 0 | 0 | 0 | 0 | 0 | 5000 | 0 | 0
6610 | 5000 | 0 | 0 | 0 | 0 | 0 | 0 | 5000 | 0 | 0
6611 | 5000 | 0 | 0 | 0 | 0 | 0 | 0 | 5000 | 0 | 0
6612 | 5000 | 0 | 0 | 0 | 0 | 0 | 0 | 5000 | 0 | 0
6613 | 5000 | 0 | 0 | 0 | 0 | 0 | 0 | 5000 | 0 | 0
6614 | 5000 | 0 | 0 | 0 | 0 | 0 | 0 | 5000 | 0 | 0
6615 | 5000 | 0 | 0 | 0 | 0 | 0 | 0 | 5000 | 0 | 0
6616 | 5000 | 0 | 0 | 0 | 0 | 0 | 0 | 5000 | 0 | 0
6617 | 5000 | 0 | 0 | 0 | 0 | 0 | 0 | 5000 | 0 | 0
6618 | 5000 | 0 | 0 | 0 | 0 | 0 | 0 | 5000 | 0 | 0
6619 | 5000 | 0 | 0 | 0 | 0 | 0 | 0 | 1301.899 | 0 | 3698.101
6620 | 5000 | 0 | 0 | 0 | 0 | 0 | 0 | 0 | 0 | 5000
6621 | 5000 | 0 | 0 | 0 | 0 | 0 | 0 | 0 | 0 | 5000
6622 | 5000 | 0 | 0 | 0 | 0 | 0 | 0 | 0 | 0 | 5000
6623 | 5000 | 0 | 0 | 0 | 0 | 0 | 0 | 0 | 0 | 5000
6624 | 5000 | 0 | 0 | 0 | 0 | 0 | 0 | 5000 | 0 | 0
6625 | 5000 | 0 | 0 | 0 | 0 | 0 | 0 | 5000 | -5000 | 0
6626 | 5000 | 0 | 0 | 0 | 0 | 0 | 0 | 5000 | -5000 | 0
6627 | 5000 | 0 | 0 | 0 | 0 | 0 | 0 | 5000 | -5000 | 0
6628 | 5000 | 0 | 0 | 0 | 0 | 0 | 0 | 5000 | -5000 | 0
6629 | 5000 | 0 | 0 | 0 | 0 | 0 | 0 | 5000 | -5000 | 0
6630 | 5000 | 0 | 0 | 0 | 0 | 0 | 0 | 5000 | -1373.421 | 0
6631 | 5000 | 0 | 0 | 0 | 0 | 0 | 0 | 5000 | 0 | 0
6632 | 5000 | 0 | 0 | 0 | 0 | 0 | 0 | 5000 | 0 | 0
6633 | 5000 | 0 | 0 | 0 | 0 | 0 | 0 | 5000 | 0 | 0
6634 | 5000 | 0 | 0 | 0 | 0 | 0 | 0 | 5000 | 0 | 0
6635 | 5000 | 0 | 0 | 0 | 0 | 0 | 0 | 5000 | 0 | 0
6636 | 5000 | 0 | 0 | 0 | 0 | 0 | 0 | 5000 | 0 | 0
6637 | 5000 | 0 | 0 | 0 | 0 | 0 | 0 | 5000 | 0 | 0
6638 | 5000 | 0 | 0 | 0 | 0 | 0 | 0 | 5000 | 0 | 0
6639 | 5000 | 0 | 0 | 0 | 0 | 0 | 0 | 5000 | 0 | 0
6640 | 5000 | 0 | 0 | 0 | 0 | 0 | 0 | 5000 | 0 | 0
6641 | 5000 | 0 | 0 | 0 | 0 | 0 | 0 | 5000 | 0 | 0
6642 | 5000 | 0 | 0 | 0 | 0 | 0 | 0 | 5000 | 0 | 0
6643 | 5000 | 0 | 0 | 0 | 0 | 0 | 0 | 1301.899 | 0 | 3698.101
6644 | 5000 | 0 | 0 | 0 | 0 | 0 | 0 | 0 | 0 | 5000
6645 | 5000 | 0 | 0 | 0 | 0 | 0 | 0 | 0 | 0 | 5000
6646 | 5000 | 0 | 0 | 0 | 0 | 0 | 0 | 0 | 0 | 5000
6647 | 5000 | 0 | 0 | 0 | 0 | 0 | 0 | 0 | 0 | 5000
6648 | 5000 | 0 | 0 | 0 | 0 | 0 | 0 | 5000 | 0 | 0
6649 | 5000 | 0 | 0 | 0 | 0 | 0 | 0 | 5000 | 0 | 0
6650 | 5000 | 0 | 0 | 0 | 0 | 0 | 0 | 5000 | 0 | 0
6651 | 5000 | 0 | 0 | 0 | 0 | 0 | 0 | 5000 | 0 | 0
6652 | 5000 | 0 | 0 | 0 | 0 | 0 | 0 | 5000 | 0 | 0
6653 | 5000 | 0 | 0 | 0 | 0 | 0 | 0 | 5000 | 0 | 0
6654 | 5000 | 0 | 0 | 0 | 0 | 0 | 0 | 5000 | 0 | 0
6655 | 5000 | 0 | 0 | 0 | 0 | 0 | 0 | 5000 | 0 | 0
6656 | 5000 | 0 | 0 | 0 | 0 | 0 | 0 | 5000 | 0 | 0
6657 | 5000 | 0 | 0 | 0 | 0 | 0 | 0 | 5000 | 0 | 0
6658 | 5000 | 0 | 0 | 0 | 0 | 0 | 0 | 5000 | 0 | 0
6659 | 5000 | 0 | 0 | 0 | 0 | 0 | 0 | 5000 | 0 | 0
6660 | 5000 | 0 | 0 | 0 | 0 | 0 | 0 | 5000 | 0 | 0
6661 | 5000 | 0 | 0 | 0 | 0 | 0 | 0 | 5000 | 0 | 0
6662 | 5000 | 0 | 0 | 0 | 0 | 0 | 0 | 5000 | 0 | 0
6663 | 5000 | 0 | 0 | 0 | 0 | 0 | 0 | 5000 | 0 | 0
6664 | 5000 | 0 | 0 | 0 | 0 | 0 | 0 | 5000 | 0 | 0
6665 | 5000 | 0 | 0 | 0 | 0 | 0 | 0 | 5000 | 0 | 0
6666 | 5000 | 0 | 0 | 0 | 0 | 0 | 0 | 5000 | 0 | 0
6667 | 5000 | 0 | 0 | 0 | 0 | 0 | 0 | 5000 | 0 | 0
6668 | 5000 | 0 | 0 | 0 | 0 | 0 | 0 | 5000 | 0 | 0
6669 | 5000 | 0 | 0 | 0 | 0 | 0 | 0 | 5000 | 0 | 0
6670 | 5000 | 0 | 0 | 0 | 0 | 0 | 0 | 5000 | 0 | 0
6671 | 5000 | 0 | 0 | 0 | 0 | 0 | 0 | 5000 | 0 | 0
6672 | 5000 | 0 | 0 | 0 | 0 | 0 | 0 | 5000 | 0 | 0
6673 | 5000 | 0 | 0 | 0 | 0 | 0 | 0 | 5000 | -5000 | 0
6674 | 5000 | 0 | 0 | 0 | 0 | 0 | 0 | 5000 | -5000 | 0
6675 | 5000 | 0 | 0 | 0 | 0 | 0 | 0 | 5000 | -5000 | 0
6676 | 5000 | 0 | 0 | 0 | 0 | 0 | 0 | 5000 | -5000 | 0
6677 | 5000 | 0 | 0 | 0 | 0 | 0 | 0 | 5000 | -5000 | 0
6678 | 5000 | 0 | 0 | 0 | 0 | 0 | 0 | 5000 | -1373.421 | 0
6679 | 5000 | 0 | 0 | 0 | 0 | 0 | 0 | 5000 | 0 | 0
6680 | 5000 | 0 | 0 | 0 | 0 | 0 | 0 | 5000 | 0 | 0
6681 | 5000 | 0 | 0 | 0 | 0 | 0 | 0 | 5000 | 0 | 0
6682 | 5000 | 0 | 0 | 0 | 0 | 0 | 0 | 5000 | 0 | 0
6683 | 5000 | 0 | 0 | 0 | 0 | 0 | 0 | 5000 | 0 | 0
6684 | 5000 | 0 | 0 | 0 | 0 | 0 | 0 | 5000 | 0 | 0
6685 | 5000 | 0 | 0 | 0 | 0 | 0 | 0 | 5000 | 0 | 0
6686 | 5000 | 0 | 0 | 0 | 0 | 0 | 0 | 5000 | 0 | 0
6687 | 5000 | 0 | 0 | 0 | 0 | 0 | 0 | 5000 | 0 | 0
6688 | 5000 | 0 | 0 | 0 | 0 | 0 | 0 | 5000 | 0 | 0
6689 | 5000 | 0 | 0 | 0 | 0 | 0 | 0 | 5000 | 0 | 0
6690 | 5000 | 0 | 0 | 0 | 0 | 0 | 0 | 5000 | 0 | 0
6691 | 5000 | 0 | 0 | 0 | 0 | 0 | 0 | 1301.899 | 0 | 3698.101
6692 | 5000 | 0 | 0 | 0 | 0 | 0 | 0 | 0 | 0 | 5000
6693 | 5000 | 0 | 0 | 0 | 0 | 0 | 0 | 0 | 0 | 5000
6694 | 5000 | 0 | 0 | 0 | 0 | 0 | 0 | 0 | 0 | 5000
6695 | 5000 | 0 | 0 | 0 | 0 | 0 | 0 | 0 | 0 | 5000
6696 | 5000 | 0 | 0 | 0 | 0 | 0 | 0 | 5000 | 0 | 0
6697 | 5000 | 0 | 0 | 0 | 0 | 0 | 0 | 5000 | -5000 | 0
6698 | 5000 | 0 | 0 | 0 | 0 | 0 | 0 | 5000 | -5000 | 0
6699 | 5000 | 0 | 0 | 0 | 0 | 0 | 0 | 5000 | -5000 | 0
6700 | 5000 | 0 | 0 | 0 | 0 | 0 | 0 | 5000 | -5000 | 0
6701 | 5000 | 0 | 0 | 0 | 0 | 0 | 0 | 5000 | -5000 | 0
6702 | 5000 | 0 | 0 | 0 | 0 | 0 | 0 | 5000 | -1373.421 | 0
6703 | 5000 | 0 | 0 | 0 | 0 | 0 | 0 | 5000 | 0 | 0
6704 | 5000 | 0 | 0 | 0 | 0 | 0 | 0 | 5000 | 0 | 0
6705 | 5000 | 0 | 0 | 0 | 0 | 0 | 0 | 5000 | 0 | 0
6706 | 5000 | 0 | 0 | 0 | 0 | 0 | 0 | 5000 | 0 | 0
6707 | 5000 | 0 | 0 | 0 | 0 | 0 | 0 | 5000 | 0 | 0
6708 | 5000 | 0 | 0 | 0 | 0 | 0 | 0 | 5000 | 0 | 0
6709 | 5000 | 0 | 0 | 0 | 0 | 0 | 0 | 5000 | 0 | 0
6710 | 5000 | 0 | 0 | 0 | 0 | 0 | 0 | 5000 | 0 | 0
6711 | 5000 | 0 | 0 | 0 | 0 | 0 | 0 | 5000 | 0 | 0
6712 | 5000 | 0 | 0 | 0 | 0 | 0 | 0 | 5000 | 0 | 0
6713 | 5000 | 0 | 0 | 0 | 0 | 0 | 0 | 5000 | 0 | 0
6714 | 5000 | 0 | 0 | 0 | 0 | 0 | 0 | 5000 | 0 | 0
6715 | 5000 | 0 | 0 | 0 | 0 | 0 | 0 | 1301.899 | 0 | 3698.101
6716 | 5000 | 0 | 0 | 0 | 0 | 0 | 0 | 0 | 0 | 5000
6717 | 5000 | 0 | 0 | 0 | 0 | 0 | 0 | 0 | 0 | 5000
6718 | 5000 | 0 | 0 | 0 | 0 | 0 | 0 | 0 | 0 | 5000
6719 | 5000 | 0 | 0 | 0 | 0 | 0 | 0 | 0 | 0 | 5000
6720 | 5000 | 0 | 0 | 0 | 0 | 0 | 0 | 5000 | 0 | 0
6721 | 5000 | 0 | 0 | 0 | 0 | 0 | 0 | 5000 | -5000 | 0
6722 | 5000 | 0 | 0 | 0 | 0 | 0 | 0 | 5000 | -5000 | 0
6723 | 5000 | 0 | 0 | 0 | 0 | 0 | 0 | 5000 | -5000 | 0
6724 | 5000 | 0 | 0 | 0 | 0 | 0 | 0 | 5000 | -5000 | 0
6725 | 5000 | 0 | 0 | 0 | 0 | 0 | 0 | 5000 | -5000 | 0
6726 | 5000 | 0 | 0 | 0 | 0 | 0 | 0 | 5000 | -1373.421 | 0
6727 | 5000 | 0 | 0 | 0 | 0 | 0 | 0 | 5000 | 0 | 0
6728 | 5000 | 0 | 0 | 0 | 0 | 0 | 0 | 5000 | 0 | 0
6729 | 5000 | 0 | 0 | 0 | 0 | 0 | 0 | 5000 | 0 | 0
6730 | 5000 | 0 | 0 | 0 | 0 | 0 | 0 | 5000 | 0 | 0
6731 | 5000 | 0 | 0 | 0 | 0 | 0 | 0 | 5000 | 0 | 0
6732 | 5000 | 0 | 0 | 0 | 0 | 0 | 0 | 5000 | 0 | 0
6733 | 5000 | 0 | 0 | 0 | 0 | 0 | 0 | 5000 | 0 | 0
6734 | 5000 | 0 | 0 | 0 | 0 | 0 | 0 | 5000 | 0 | 0
6735 | 5000 | 0 | 0 | 0 | 0 | 0 | 0 | 5000 | 0 | 0
6736 | 5000 | 0 | 0 | 0 | 0 | 0 | 0 | 5000 | 0 | 0
6737 | 5000 | 0 | 0 | 0 | 0 | 0 | 0 | 5000 | 0 | 0
6738 | 5000 | 0 | 0 | 0 | 0 | 0 | 0 | 5000 | 0 | 0
6739 | 5000 | 0 | 0 | 0 | 0 | 0 | 0 | 1301.899 | 0 | 3698.101
6740 | 5000 | 0 | 0 | 0 | 0 | 0 | 0 | 0 | 0 | 5000
6741 | 5000 | 0 | 0 | 0 | 0 | 0 | 0 | 0 | 0 | 5000
6742 | 5000 | 0 | 0 | 0 | 0 | 0 | 0 | 0 | 0 | 5000
6743 | 5000 | 0 | 0 | 0 | 0 | 0 | 0 | 0 | 0 | 5000
6744 | 5000 | 0 | 0 | 0 | 0 | 0 | 0 | 5000 | 0 | 0
6745 | 5000 | 0 | 0 | 0 | 0 | 0 | 0 | 5000 | -5000 | 0
6746 | 5000 | 0 | 0 | 0 | 0 | 0 | 0 | 5000 | -5000 | 0
6747 | 5000 | 0 | 0 | 0 | 0 | 0 | 0 | 5000 | -5000 | 0
6748 | 5000 | 0 | 0 | 0 | 0 | 0 | 0 | 5000 | -5000 | 0
6749 | 5000 | 0 | 0 | 0 | 0 | 0 | 0 | 5000 | -5000 | 0
6750 | 5000 | 0 | 0 | 0 | 0 | 0 | 0 | 5000 | -1373.421 | 0
6751 | 5000 | 0 | 0 | 0 | 0 | 0 | 0 | 5000 | 0 | 0
6752 | 5000 | 0 | 0 | 0 | 0 | 0 | 0 | 5000 | 0 | 0
6753 | 5000 | 0 | 0 | 0 | 0 | 0 | 0 | 5000 | 0 | 0
6754 | 5000 | 0 | 0 | 0 | 0 | 0 | 0 | 5000 | 0 | 0
6755 | 5000 | 0 | 0 | 0 | 0 | 0 | 0 | 5000 | 0 | 0
6756 | 5000 | 0 | 0 | 0 | 0 | 0 | 0 | 5000 | 0 | 0
6757 | 5000 | 0 | 0 | 0 | 0 | 0 | 0 | 5000 | 0 | 0
6758 | 5000 | 0 | 0 | 0 | 0 | 0 | 0 | 5000 | 0 | 0
6759 | 5000 | 0 | 0 | 0 | 0 | 0 | 0 | 5000 | 0 | 0
6760 | 5000 | 0 | 0 | 0 | 0 | 0 | 0 | 5000 | 0 | 0
6761 | 5000 | 0 | 0 | 0 | 0 | 0 | 0 | 5000 | 0 | 0
6762 | 5000 | 0 | 0 | 0 | 0 | 0 | 0 | 5000 | 0 | 0
6763 | 5000 | 0 | 0 | 0 | 0 | 0 | 0 | 1301.899 | 0 | 3698.101
6764 | 5000 | 0 | 0 | 0 | 0 | 0 | 0 | 0 | 0 | 5000
6765 | 5000 | 0 | 0 | 0 | 0 | 0 | 0 | 0 | 0 | 5000
6766 | 5000 | 0 | 0 | 0 | 0 | 0 | 0 | 0 | 0 | 5000
6767 | 5000 | 0 | 0 | 0 | 0 | 0 | 0 | 0 | 0 | 5000
6768 | 5000 | 0 | 0 | 0 | 0 | 0 | 0 | 5000 | 0 | 0
6769 | 5000 | 0 | 0 | 0 | 0 | 0 | 0 | 5000 | -5000 | 0
6770 | 5000 | 0 | 0 | 0 | 0 | 0 | 0 | 5000 | -5000 | 0
6771 | 5000 | 0 | 0 | 0 | 0 | 0 | 0 | 5000 | -5000 | 0
6772 | 5000 | 0 | 0 | 0 | 0 | 0 | 0 | 5000 | -5000 | 0
6773 | 5000 | 0 | 0 | 0 | 0 | 0 | 0 | 5000 | -5000 | 0
6774 | 5000 | 0 | 0 | 0 | 0 | 0 | 0 | 5000 | -1373.421 | 0
6775 | 5000 | 0 | 0 | 0 | 0 | 0 | 0 | 5000 | 0 | 0
6776 | 5000 | 0 | 0 | 0 | 0 | 0 | 0 | 5000 | 0 | 0
6777 | 5000 | 0 | 0 | 0 | 0 | 0 | 0 | 5000 | 0 | 0
6778 | 5000 | 0 | 0 | 0 | 0 | 0 | 0 | 5000 | 0 | 0
6779 | 5000 | 0 | 0 | 0 | 0 | 0 | 0 | 5000 | 0 | 0
6780 | 5000 | 0 | 0 | 0 | 0 | 0 | 0 | 5000 | 0 | 0
6781 | 5000 | 0 | 0 | 0 | 0 | 0 | 0 | 5000 | 0 | 0
6782 | 5000 | 0 | 0 | 0 | 0 | 0 | 0 | 5000 | 0 | 0
6783 | 5000 | 0 | 0 | 0 | 0 | 0 | 0 | 5000 | 0 | 0
6784 | 5000 | 0 | 0 | 0 | 0 | 0 | 0 | 5000 | 0 | 0
6785 | 5000 | 0 | 0 | 0 | 0 | 0 | 0 | 5000 | 0 | 0
6786 | 5000 | 0 | 0 | 0 | 0 | 0 | 0 | 5000 | 0 | 0
6787 | 5000 | 0 | 0 | 0 | 0 | 0 | 0 | 1301.899 | 0 | 3698.101
6788 | 5000 | 0 | 0 | 0 | 0 | 0 | 0 | 0 | 0 | 5000
6789 | 5000 | 0 | 0 | 0 | 0 | 0 | 0 | 0 | 0 | 5000
6790 | 5000 | 0 | 0 | 0 | 0 | 0 | 0 | 0 | 0 | 5000
6791 | 5000 | 0 | 0 | 0 | 0 | 0 | 0 | 0 | 0 | 5000
6792 | 5000 | 0 | 0 | 0 | 0 | 0 | 0 | 5000 | 0 | 0
6793 | 5000 | 0 | 0 | 0 | 0 | 0 | 0 | 5000 | -5000 | 0
6794 | 5000 | 0 | 0 | 0 | 0 | 0 | 0 | 5000 | -5000 | 0
6795 | 5000 | 0 | 0 | 0 | 0 | 0 | 0 | 5000 | -5000 | 0
6796 | 5000 | 0 | 0 | 0 | 0 | 0 | 0 | 5000 | -5000 | 0
6797 | 5000 | 0 | 0 | 0 | 0 | 0 | 0 | 5000 | -5000 | 0
6798 | 5000 | 0 | 0 | 0 | 0 | 0 | 0 | 5000 | -1373.421 | 0
6799 | 5000 | 0 | 0 | 0 | 0 | 0 | 0 | 5000 | 0 | 0
6800 | 5000 | 0 | 0 | 0 | 0 | 0 | 0 | 5000 | 0 | 0
6801 | 5000 | 0 | 0 | 0 | 0 | 0 | 0 | 5000 | 0 | 0
6802 | 5000 | 0 | 0 | 0 | 0 | 0 | 0 | 5000 | 0 | 0
6803 | 5000 | 0 | 0 | 0 | 0 | 0 | 0 | 5000 | 0 | 0
6804 | 5000 | 0 | 0 | 0 | 0 | 0 | 0 | 5000 | 0 | 0
6805 | 5000 | 0 | 0 | 0 | 0 | 0 | 0 | 5000 | 0 | 0
6806 | 5000 | 0 | 0 | 0 | 0 | 0 | 0 | 5000 | 0 | 0
6807 | 5000 | 0 | 0 | 0 | 0 | 0 | 0 | 5000 | 0 | 0
6808 | 5000 | 0 | 0 | 0 | 0 | 0 | 0 | 5000 | 0 | 0
6809 | 5000 | 0 | 0 | 0 | 0 | 0 | 0 | 5000 | 0 | 0
6810 | 5000 | 0 | 0 | 0 | 0 | 0 | 0 | 5000 | 0 | 0
6811 | 5000 | 0 | 0 | 0 | 0 | 0 | 0 | 1301.899 | 0 | 3698.101
6812 | 5000 | 0 | 0 | 0 | 0 | 0 | 0 | 0 | 0 | 5000
6813 | 5000 | 0 | 0 | 0 | 0 | 0 | 0 | 0 | 0 | 5000
6814 | 5000 | 0 | 0 | 0 | 0 | 0 | 0 | 0 | 0 | 5000
6815 | 5000 | 0 | 0 | 0 | 0 | 0 | 0 | 0 | 0 | 5000
6816 | 5000 | 0 | 0 | 0 | 0 | 0 | 0 | 5000 | 0 | 0
6817 | 5000 | 0 | 0 | 0 | 0 | 0 | 0 | 5000 | 0 | 0
6818 | 5000 | 0 | 0 | 0 | 0 | 0 | 0 | 5000 | 0 | 0
6819 | 5000 | 0 | 0 | 0 | 0 | 0 | 0 | 5000 | 0 | 0
6820 | 5000 | 0 | 0 | 0 | 0 | 0 | 0 | 5000 | 0 | 0
6821 | 5000 | 0 | 0 | 0 | 0 | 0 | 0 | 5000 | 0 | 0
6822 | 5000 | 0 | 0 | 0 | 0 | 0 | 0 | 5000 | 0 | 0
6823 | 5000 | 0 | 0 | 0 | 0 | 0 | 0 | 5000 | 0 | 0
6824 | 5000 | 0 | 0 | 0 | 0 | 0 | 0 | 5000 | 0 | 0
6825 | 5000 | 0 | 0 | 0 | 0 | 0 | 0 | 5000 | 0 | 0
6826 | 5000 | 0 | 0 | 0 | 0 | 0 | 0 | 5000 | 0 | 0
6827 | 5000 | 0 | 0 | 0 | 0 | 0 | 0 | 5000 | 0 | 0
6828 | 5000 | 0 | 0 | 0 | 0 | 0 | 0 | 5000 | 0 | 0
6829 | 5000 | 0 | 0 | 0 | 0 | 0 | 0 | 5000 | 0 | 0
6830 | 5000 | 0 | 0 | 0 | 0 | 0 | 0 | 5000 | 0 | 0
6831 | 5000 | 0 | 0 | 0 | 0 | 0 | 0 | 5000 | 0 | 0
6832 | 5000 | 0 | 0 | 0 | 0 | 0 | 0 | 5000 | 0 | 0
6833 | 5000 | 0 | 0 | 0 | 0 | 0 | 0 | 5000 | 0 | 0
6834 | 5000 | 0 | 0 | 0 | 0 | 0 | 0 | 5000 | 0 | 0
6835 | 5000 | 0 | 0 | 0 | 0 | 0 | 0 | 5000 | 0 | 0
6836 | 5000 | 0 | 0 | 0 | 0 | 0 | 0 | 5000 | 0 | 0
6837 | 5000 | 0 | 0 | 0 | 0 | 0 | 0 | 5000 | 0 | 0
6838 | 5000 | 0 | 0 | 0 | 0 | 0 | 0 | 5000 | 0 | 0
6839 | 5000 | 0 | 0 | 0 | 0 | 0 | 0 | 5000 | 0 | 0
6840 | 5000 | 0 | 0 | 0 | 0 | 0 | 0 | 5000 | 0 | 0
6841 | 5000 | 0 | 0 | 0 | 0 | 0 | 0 | 5000 | -5000 | 0
6842 | 5000 | 0 | 0 | 0 | 0 | 0 | 0 | 5000 | -5000 | 0
6843 | 5000 | 0 | 0 | 0 | 0 | 0 | 0 | 5000 | -5000 | 0
6844 | 5000 | 0 | 0 | 0 | 0 | 0 | 0 | 5000 | -5000 | 0
6845 | 5000 | 0 | 0 | 0 | 0 | 0 | 0 | 5000 | -5000 | 0
6846 | 5000 | 0 | 0 | 0 | 0 | 0 | 0 | 5000 | -1373.421 | 0
6847 | 5000 | 0 | 0 | 0 | 0 | 0 | 0 | 5000 | 0 | 0
6848 | 5000 | 0 | 0 | 0 | 0 | 0 | 0 | 5000 | 0 | 0
6849 | 5000 | 0 | 0 | 0 | 0 | 0 | 0 | 5000 | 0 | 0
6850 | 5000 | 0 | 0 | 0 | 0 | 0 | 0 | 5000 | 0 | 0
6851 | 5000 | 0 | 0 | 0 | 0 | 0 | 0 | 5000 | 0 | 0
6852 | 5000 | 0 | 0 | 0 | 0 | 0 | 0 | 5000 | 0 | 0
6853 | 5000 | 0 | 0 | 0 | 0 | 0 | 0 | 5000 | 0 | 0
6854 | 5000 | 0 | 0 | 0 | 0 | 0 | 0 | 5000 | 0 | 0
6855 | 5000 | 0 | 0 | 0 | 0 | 0 | 0 | 5000 | 0 | 0
6856 | 5000 | 0 | 0 | 0 | 0 | 0 | 0 | 5000 | 0 | 0
6857 | 5000 | 0 | 0 | 0 | 0 | 0 | 0 | 5000 | 0 | 0
6858 | 5000 | 0 | 0 | 0 | 0 | 0 | 0 | 5000 | 0 | 0
6859 | 5000 | 0 | 0 | 0 | 0 | 0 | 0 | 1301.899 | 0 | 3698.101
6860 | 5000 | 0 | 0 | 0 | 0 | 0 | 0 | 0 | 0 | 5000
6861 | 5000 | 0 | 0 | 0 | 0 | 0 | 0 | 0 | 0 | 5000
6862 | 5000 | 0 | 0 | 0 | 0 | 0 | 0 | 0 | 0 | 5000
6863 | 5000 | 0 | 0 | 0 | 0 | 0 | 0 | 0 | 0 | 5000
6864 | 5000 | 0 | 0 | 0 | 0 | 0 | 0 | 5000 | 0 | 0
6865 | 5000 | 0 | 0 | 0 | 0 | 0 | 0 | 5000 | -5000 | 0
6866 | 5000 | 0 | 0 | 0 | 0 | 0 | 0 | 5000 | -5000 | 0
6867 | 5000 | 0 | 0 | 0 | 0 | 0 | 0 | 5000 | -5000 | 0
6868 | 5000 | 0 | 0 | 0 | 0 | 0 | 0 | 5000 | -5000 | 0
6869 | 5000 | 0 | 0 | 0 | 0 | 0 | 0 | 5000 | -5000 | 0
6870 | 5000 | 0 | 0 | 0 | 0 | 0 | 0 | 5000 | -1373.421 | 0
6871 | 5000 | 0 | 0 | 0 | 0 | 0 | 0 | 5000 | 0 | 0
6872 | 5000 | 0 | 0 | 0 | 0 | 0 | 0 | 5000 | 0 | 0
6873 | 5000 | 0 | 0 | 0 | 0 | 0 | 0 | 5000 | 0 | 0
6874 | 5000 | 0 | 0 | 0 | 0 | 0 | 0 | 5000 | 0 | 0
6875 | 5000 | 0 | 0 | 0 | 0 | 0 | 0 | 5000 | 0 | 0
6876 | 5000 | 0 | 0 | 0 | 0 | 0 | 0 | 5000 | 0 | 0
6877 | 5000 | 0 | 0 | 0 | 0 | 0 | 0 | 5000 | 0 | 0
6878 | 5000 | 0 | 0 | 0 | 0 | 0 | 0 | 5000 | 0 | 0
6879 | 5000 | 0 | 0 | 0 | 0 | 0 | 0 | 5000 | 0 | 0
6880 | 5000 | 0 | 0 | 0 | 0 | 0 | 0 | 5000 | 0 | 0
6881 | 5000 | 0 | 0 | 0 | 0 | 0 | 0 | 5000 | 0 | 0
6882 | 5000 | 0 | 0 | 0 | 0 | 0 | 0 | 5000 | 0 | 0
6883 | 5000 | 0 | 0 | 0 | 0 | 0 | 0 | 1301.899 | 0 | 3698.101
6884 | 5000 | 0 | 0 | 0 | 0 | 0 | 0 | 0 | 0 | 5000
6885 | 5000 | 0 | 0 | 0 | 0 | 0 | 0 | 0 | 0 | 5000
6886 | 5000 | 0 | 0 | 0 | 0 | 0 | 0 | 0 | 0 | 5000
6887 | 5000 | 0 | 0 | 0 | 0 | 0 | 0 | 0 | 0 | 5000
6888 | 5000 | 0 | 0 | 0 | 0 | 0 | 0 | 5000 | 0 | 0
6889 | 5000 | 0 | 0 | 0 | 0 | 0 | 0 | 5000 | -5000 | 0
6890 | 5000 | 0 | 0 | 0 | 0 | 0 | 0 | 5000 | -5000 | 0
6891 | 5000 | 0 | 0 | 0 | 0 | 0 | 0 | 5000 | -5000 | 0
6892 | 5000 | 0 | 0 | 0 | 0 | 0 | 0 | 5000 | -5000 | 0
6893 | 5000 | 0 | 0 | 0 | 0 | 0 | 0 | 5000 | -5000 | 0
6894 | 5000 | 0 | 0 | 0 | 0 | 0 | 0 | 5000 | -1373.421 | 0
6895 | 5000 | 0 | 0 | 0 | 0 | 0 | 0 | 5000 | 0 | 0
6896 | 5000 | 0 | 0 | 0 | 0 | 0 | 0 | 5000 | 0 | 0
6897 | 5000 | 0 | 0 | 0 | 0 | 0 | 0 | 5000 | 0 | 0
6898 | 5000 | 0 | 0 | 0 | 0 | 0 | 0 | 5000 | 0 | 0
6899 | 5000 | 0 | 0 | 0 | 0 | 0 | 0 | 5000 | 0 | 0
6900 | 5000 | 0 | 0 | 0 | 0 | 0 | 0 | 5000 | 0 | 0
6901 | 5000 | 0 | 0 | 0 | 0 | 0 | 0 | 5000 | 0 | 0
6902 | 5000 | 0 | 0 | 0 | 0 | 0 | 0 | 5000 | 0 | 0
6903 | 5000 | 0 | 0 | 0 | 0 | 0 | 0 | 5000 | 0 | 0
6904 | 5000 | 0 | 0 | 0 | 0 | 0 | 0 | 5000 | 0 | 0
6905 | 5000 | 0 | 0 | 0 | 0 | 0 | 0 | 5000 | 0 | 0
6906 | 5000 | 0 | 0 | 0 | 0 | 0 | 0 | 5000 | 0 | 0
6907 | 5000 | 0 | 0 | 0 | 0 | 0 | 0 | 1301.899 | 0 | 3698.101
6908 | 5000 | 0 | 0 | 0 | 0 | 0 | 0 | 0 | 0 | 5000
6909 | 5000 | 0 | 0 | 0 | 0 | 0 | 0 | 0 | 0 | 5000
6910 | 5000 | 0 | 0 | 0 | 0 | 0 | 0 | 0 | 0 | 5000
6911 | 5000 | 0 | 0 | 0 | 0 | 0 | 0 | 0 | 0 | 5000
6912 | 5000 | 0 | 0 | 0 | 0 | 0 | 0 | 5000 | 0 | 0
6913 | 5000 | 0 | 0 | 0 | 0 | 0 | 0 | 5000 | -5000 | 0
6914 | 5000 | 0 | 0 | 0 | 0 | 0 | 0 | 5000 | -5000 | 0
6915 | 5000 | 0 | 0 | 0 | 0 | 0 | 0 | 5000 | -5000 | 0
6916 | 5000 | 0 | 0 | 0 | 0 | 0 | 0 | 5000 | -5000 | 0
6917 | 5000 | 0 | 0 | 0 | 0 | 0 | 0 | 5000 | -5000 | 0
6918 | 5000 | 0 | 0 | 0 | 0 | 0 | 0 | 5000 | -1373.421 | 0
6919 | 5000 | 0 | 0 | 0 | 0 | 0 | 0 | 5000 | 0 | 0
6920 | 5000 | 0 | 0 | 0 | 0 | 0 | 0 | 5000 | 0 | 0
6921 | 5000 | 0 | 0 | 0 | 0 | 0 | 0 | 5000 | 0 | 0
6922 | 5000 | 0 | 0 | 0 | 0 | 0 | 0 | 5000 | 0 | 0
6923 | 5000 | 0 | 0 | 0 | 0 | 0 | 0 | 5000 | 0 | 0
6924 | 5000 | 0 | 0 | 0 | 0 | 0 | 0 | 5000 | 0 | 0
6925 | 5000 | 0 | 0 | 0 | 0 | 0 | 0 | 5000 | 0 | 0
6926 | 5000 | 0 | 0 | 0 | 0 | 0 | 0 | 5000 | 0 | 0
6927 | 5000 | 0 | 0 | 0 | 0 | 0 | 0 | 5000 | 0 | 0
6928 | 5000 | 0 | 0 | 0 | 0 | 0 | 0 | 5000 | 0 | 0
6929 | 5000 | 0 | 0 | 0 | 0 | 0 | 0 | 5000 | 0 | 0
6930 | 5000 | 0 | 0 | 0 | 0 | 0 | 0 | 5000 | 0 | 0
6931 | 5000 | 0 | 0 | 0 | 0 | 0 | 0 | 1301.899 | 0 | 3698.101
6932 | 5000 | 0 | 0 | 0 | 0 | 0 | 0 | 0 | 0 | 5000
6933 | 5000 | 0 | 0 | 0 | 0 | 0 | 0 | 0 | 0 | 5000
6934 | 5000 | 0 | 0 | 0 | 0 | 0 | 0 | 0 | 0 | 5000
6935 | 5000 | 0 | 0 | 0 | 0 | 0 | 0 | 0 | 0 | 5000
6936 | 5000 | 0 | 0 | 0 | 0 | 0 | 0 | 5000 | 0 | 0
6937 | 5000 | 0 | 0 | 0 | 0 | 0 | 0 | 5000 | -5000 | 0
6938 | 5000 | 0 | 0 | 0 | 0 | 0 | 0 | 5000 | -5000 | 0
6939 | 5000 | 0 | 0 | 0 | 0 | 0 | 0 | 5000 | -5000 | 0
6940 | 5000 | 0 | 0 | 0 | 0 | 0 | 0 | 5000 | -5000 | 0
6941 | 5000 | 0 | 0 | 0 | 0 | 0 | 0 | 5000 | -5000 | 0
6942 | 5000 | 0 | 0 | 0 | 0 | 0 | 0 | 5000 | -1373.421 | 0
6943 | 5000 | 0 | 0 | 0 | 0 | 0 | 0 | 5000 | 0 | 0
6944 | 5000 | 0 | 0 | 0 | 0 | 0 | 0 | 5000 | 0 | 0
6945 | 5000 | 0 | 0 | 0 | 0 | 0 | 0 | 5000 | 0 | 0
6946 | 5000 | 0 | 0 | 0 | 0 | 0 | 0 | 5000 | 0 | 0
6947 | 5000 | 0 | 0 | 0 | 0 | 0 | 0 | 5000 | 0 | 0
6948 | 5000 | 0 | 0 | 0 | 0 | 0 | 0 | 5000 | 0 | 0
6949 | 5000 | 0 | 0 | 0 | 0 | 0 | 0 | 5000 | 0 | 0
6950 | 5000 | 0 | 0 | 0 | 0 | 0 | 0 | 5000 | 0 | 0
6951 | 5000 | 0 | 0 | 0 | 0 | 0 | 0 | 5000 | 0 | 0
6952 | 5000 | 0 | 0 | 0 | 0 | 0 | 0 | 5000 | 0 | 0
6953 | 5000 | 0 | 0 | 0 | 0 | 0 | 0 | 5000 | 0 | 0
6954 | 5000 | 0 | 0 | 0 | 0 | 0 | 0 | 5000 | 0 | 0
6955 | 5000 | 0 | 0 | 0 | 0 | 0 | 0 | 1301.899 | 0 | 3698.101
6956 | 5000 | 0 | 0 | 0 | 0 | 0 | 0 | 0 | 0 | 5000
6957 | 5000 | 0 | 0 | 0 | 0 | 0 | 0 | 0 | 0 | 5000
6958 | 5000 | 0 | 0 | 0 | 0 | 0 | 0 | 0 | 0 | 5000
6959 | 5000 | 0 | 0 | 0 | 0 | 0 | 0 | 0 | 0 | 5000
6960 | 5000 | 0 | 0 | 0 | 0 | 0 | 0 | 5000 | 0 | 0
6961 | 5000 | 0 | 0 | 0 | 0 | 0 | 0 | 5000 | -5000 | 0
6962 | 5000 | 0 | 0 | 0 | 0 | 0 | 0 | 5000 | -5000 | 0
6963 | 5000 | 0 | 0 | 0 | 0 | 0 | 0 | 5000 | -5000 | 0
6964 | 5000 | 0 | 0 | 0 | 0 | 0 | 0 | 5000 | -5000 | 0
6965 | 5000 | 0 | 0 | 0 | 0 | 0 | 0 | 5000 | -5000 | 0
6966 | 5000 | 0 | 0 | 0 | 0 | 0 | 0 | 5000 | -1373.421 | 0
6967 | 5000 | 0 | 0 | 0 | 0 | 0 | 0 | 5000 | 0 | 0
6968 | 5000 | 0 | 0 | 0 | 0 | 0 | 0 | 5000 | 0 | 0
6969 | 5000 | 0 | 0 | 0 | 0 | 0 | 0 | 5000 | 0 | 0
6970 | 5000 | 0 | 0 | 0 | 0 | 0 | 0 | 5000 | 0 | 0
6971 | 5000 | 0 | 0 | 0 | 0 | 0 | 0 | 5000 | 0 | 0
6972 | 5000 | 0 | 0 | 0 | 0 | 0 | 0 | 5000 | 0 | 0
6973 | 5000 | 0 | 0 | 0 | 0 | 0 | 0 | 5000 | 0 | 0
6974 | 5000 | 0 | 0 | 0 | 0 | 0 | 0 | 5000 | 0 | 0
6975 | 5000 | 0 | 0 | 0 | 0 | 0 | 0 | 5000 | 0 | 0
6976 | 5000 | 0 | 0 | 0 | 0 | 0 | 0 | 5000 | 0 | 0
6977 | 5000 | 0 | 0 | 0 | 0 | 0 | 0 | 5000 | 0 | 0
6978 | 5000 | 0 | 0 | 0 | 0 | 0 | 0 | 5000 | 0 | 0
6979 | 5000 | 0 | 0 | 0 | 0 | 0 | 0 | 1301.899 | 0 | 3698.101
6980 | 5000 | 0 | 0 | 0 | 0 | 0 | 0 | 0 | 0 | 5000
6981 | 5000 | 0 | 0 | 0 | 0 | 0 | 0 | 0 | 0 | 5000
6982 | 5000 | 0 | 0 | 0 | 0 | 0 | 0 | 0 | 0 | 5000
6983 | 5000 | 0 | 0 | 0 | 0 | 0 | 0 | 0 | 0 | 5000
6984 | 5000 | 0 | 0 | 0 | 0 | 0 | 0 | 5000 | 0 | 0
6985 | 5000 | 0 | 0 | 0 | 0 | 0 | 0 | 5000 | 0 | 0
6986 | 5000 | 0 | 0 | 0 | 0 | 0 | 0 | 5000 | 0 | 0
6987 | 5000 | 0 | 0 | 0 | 0 | 0 | 0 | 5000 | 0 | 0
6988 | 5000 | 0 | 0 | 0 | 0 | 0 | 0 | 5000 | 0 | 0
6989 | 5000 | 0 | 0 | 0 | 0 | 0 | 0 | 5000 | 0 | 0
6990 | 5000 | 0 | 0 | 0 | 0 | 0 | 0 | 5000 | 0 | 0
6991 | 5000 | 0 | 0 | 0 | 0 | 0 | 0 | 5000 | 0 | 0
6992 | 5000 | 0 | 0 | 0 | 0 | 0 | 0 | 5000 | 0 | 0
6993 | 5000 | 0 | 0 | 0 | 0 | 0 | 0 | 5000 | 0 | 0
6994 | 5000 | 0 | 0 | 0 | 0 | 0 | 0 | 5000 | 0 | 0
6995 | 5000 | 0 | 0 | 0 | 0 | 0 | 0 | 5000 | 0 | 0
6996 | 5000 | 0 | 0 | 0 | 0 | 0 | 0 | 5000 | 0 | 0
6997 | 5000 | 0 | 0 | 0 | 0 | 0 | 0 | 5000 | 0 | 0
6998 | 5000 | 0 | 0 | 0 | 0 | 0 | 0 | 5000 | 0 | 0
6999 | 5000 | 0 | 0 | 0 | 0 | 0 | 0 | 5000 | 0 | 0
7000 | 5000 | 0 | 0 | 0 | 0 | 0 | 0 | 5000 | 0 | 0
7001 | 5000 | 0 | 0 | 0 | 0 | 0 | 0 | 5000 | 0 | 0
7002 | 5000 | 0 | 0 | 0 | 0 | 0 | 0 | 5000 | 0 | 0
7003 | 5000 | 0 | 0 | 0 | 0 | 0 | 0 | 5000 | 0 | 0
7004 | 5000 | 0 | 0 | 0 | 0 | 0 | 0 | 5000 | 0 | 0
7005 | 5000 | 0 | 0 | 0 | 0 | 0 | 0 | 5000 | 0 | 0
7006 | 5000 | 0 | 0 | 0 | 0 | 0 | 0 | 5000 | 0 | 0
7007 | 5000 | 0 | 0 | 0 | 0 | 0 | 0 | 5000 | 0 | 0
7008 | 5000 | 0 | 0 | 0 | 0 | 0 | 0 | 5000 | 0 | 0
7009 | 5000 | 0 | 0 | 0 | 0 | 0 | 0 | 5000 | -5000 | 0
7010 | 5000 | 0 | 0 | 0 | 0 | 0 | 0 | 5000 | -5000 | 0
7011 | 5000 | 0 | 0 | 0 | 0 | 0 | 0 | 5000 | -5000 | 0
7012 | 5000 | 0 | 0 | 0 | 0 | 0 | 0 | 5000 | -5000 | 0
7013 | 5000 | 0 | 0 | 0 | 0 | 0 | 0 | 5000 | -5000 | 0
7014 | 5000 | 0 | 0 | 0 | 0 | 0 | 0 | 5000 | -1373.421 | 0
7015 | 5000 | 0 | 0 | 0 | 0 | 0 | 0 | 5000 | 0 | 0
7016 | 5000 | 0 | 0 | 0 | 0 | 0 | 0 | 5000 | 0 | 0
7017 | 5000 | 0 | 0 | 0 | 0 | 0 | 0 | 5000 | 0 | 0
7018 | 5000 | 0 | 0 | 0 | 0 | 0 | 0 | 5000 | 0 | 0
7019 | 5000 | 0 | 0 | 0 | 0 | 0 | 0 | 5000 | 0 | 0
7020 | 5000 | 0 | 0 | 0 | 0 | 0 | 0 | 5000 | 0 | 0
7021 | 5000 | 0 | 0 | 0 | 0 | 0 | 0 | 5000 | 0 | 0
7022 | 5000 | 0 | 0 | 0 | 0 | 0 | 0 | 5000 | 0 | 0
7023 | 5000 | 0 | 0 | 0 | 0 | 0 | 0 | 5000 | 0 | 0
7024 | 5000 | 0 | 0 | 0 | 0 | 0 | 0 | 5000 | 0 | 0
7025 | 5000 | 0 | 0 | 0 | 0 | 0 | 0 | 5000 | 0 | 0
7026 | 5000 | 0 | 0 | 0 | 0 | 0 | 0 | 5000 | 0 | 0
7027 | 5000 | 0 | 0 | 0 | 0 | 0 | 0 | 1301.899 | 0 | 3698.101
7028 | 5000 | 0 | 0 | 0 | 0 | 0 | 0 | 0 | 0 | 5000
7029 | 5000 | 0 | 0 | 0 | 0 | 0 | 0 | 0 | 0 | 5000
7030 | 5000 | 0 | 0 | 0 | 0 | 0 | 0 | 0 | 0 | 5000
7031 | 5000 | 0 | 0 | 0 | 0 | 0 | 0 | 0 | 0 | 5000
7032 | 5000 | 0 | 0 | 0 | 0 | 0 | 0 | 5000 | 0 | 0
7033 | 5000 | 0 | 0 | 0 | 0 | 0 | 0 | 5000 | -5000 | 0
7034 | 5000 | 0 | 0 | 0 | 0 | 0 | 0 | 5000 | -5000 | 0
7035 | 5000 | 0 | 0 | 0 | 0 | 0 | 0 | 5000 | -5000 | 0
7036 | 5000 | 0 | 0 | 0 | 0 | 0 | 0 | 5000 | -5000 | 0
7037 | 5000 | 0 | 0 | 0 | 0 | 0 | 0 | 5000 | -5000 | 0
7038 | 5000 | 0 | 0 | 0 | 0 | 0 | 0 | 5000 | -1373.421 | 0
7039 | 5000 | 0 | 0 | 0 | 0 | 0 | 0 | 5000 | 0 | 0
7040 | 5000 | 0 | 0 | 0 | 0 | 0 | 0 | 5000 | 0 | 0
7041 | 5000 | 0 | 0 | 0 | 0 | 0 | 0 | 5000 | 0 | 0
7042 | 5000 | 0 | 0 | 0 | 0 | 0 | 0 | 5000 | 0 | 0
7043 | 5000 | 0 | 0 | 0 | 0 | 0 | 0 | 5000 | 0 | 0
7044 | 5000 | 0 | 0 | 0 | 0 | 0 | 0 | 5000 | 0 | 0
7045 | 5000 | 0 | 0 | 0 | 0 | 0 | 0 | 5000 | 0 | 0
7046 | 5000 | 0 | 0 | 0 | 0 | 0 | 0 | 5000 | 0 | 0
7047 | 5000 | 0 | 0 | 0 | 0 | 0 | 0 | 5000 | 0 | 0
7048 | 5000 | 0 | 0 | 0 | 0 | 0 | 0 | 5000 | 0 | 0
7049 | 5000 | 0 | 0 | 0 | 0 | 0 | 0 | 5000 | 0 | 0
7050 | 5000 | 0 | 0 | 0 | 0 | 0 | 0 | 5000 | 0 | 0
7051 | 5000 | 0 | 0 | 0 | 0 | 0 | 0 | 1301.899 | 0 | 3698.101
7052 | 5000 | 0 | 0 | 0 | 0 | 0 | 0 | 0 | 0 | 5000
7053 | 5000 | 0 | 0 | 0 | 0 | 0 | 0 | 0 | 0 | 5000
7054 | 5000 | 0 | 0 | 0 | 0 | 0 | 0 | 0 | 0 | 5000
7055 | 5000 | 0 | 0 | 0 | 0 | 0 | 0 | 0 | 0 | 5000
7056 | 5000 | 0 | 0 | 0 | 0 | 0 | 0 | 5000 | 0 | 0
7057 | 5000 | 0 | 0 | 0 | 0 | 0 | 0 | 5000 | -5000 | 0
7058 | 5000 | 0 | 0 | 0 | 0 | 0 | 0 | 5000 | -5000 | 0
7059 | 5000 | 0 | 0 | 0 | 0 | 0 | 0 | 5000 | -5000 | 0
7060 | 5000 | 0 | 0 | 0 | 0 | 0 | 0 | 5000 | -5000 | 0
7061 | 5000 | 0 | 0 | 0 | 0 | 0 | 0 | 5000 | -5000 | 0
7062 | 5000 | 0 | 0 | 0 | 0 | 0 | 0 | 5000 | -1373.421 | 0
7063 | 5000 | 0 | 0 | 0 | 0 | 0 | 0 | 5000 | 0 | 0
7064 | 5000 | 0 | 0 | 0 | 0 | 0 | 0 | 5000 | 0 | 0
7065 | 5000 | 0 | 0 | 0 | 0 | 0 | 0 | 5000 | 0 | 0
7066 | 5000 | 0 | 0 | 0 | 0 | 0 | 0 | 5000 | 0 | 0
7067 | 5000 | 0 | 0 | 0 | 0 | 0 | 0 | 5000 | 0 | 0
7068 | 5000 | 0 | 0 | 0 | 0 | 0 | 0 | 5000 | 0 | 0
7069 | 5000 | 0 | 0 | 0 | 0 | 0 | 0 | 5000 | 0 | 0
7070 | 5000 | 0 | 0 | 0 | 0 | 0 | 0 | 5000 | 0 | 0
7071 | 5000 | 0 | 0 | 0 | 0 | 0 | 0 | 5000 | 0 | 0
7072 | 5000 | 0 | 0 | 0 | 0 | 0 | 0 | 5000 | 0 | 0
7073 | 5000 | 0 | 0 | 0 | 0 | 0 | 0 | 5000 | 0 | 0
7074 | 5000 | 0 | 0 | 0 | 0 | 0 | 0 | 5000 | 0 | 0
7075 | 5000 | 0 | 0 | 0 | 0 | 0 | 0 | 1301.899 | 0 | 3698.101
7076 | 5000 | 0 | 0 | 0 | 0 | 0 | 0 | 0 | 0 | 5000
7077 | 5000 | 0 | 0 | 0 | 0 | 0 | 0 | 0 | 0 | 5000
7078 | 5000 | 0 | 0 | 0 | 0 | 0 | 0 | 0 | 0 | 5000
7079 | 5000 | 0 | 0 | 0 | 0 | 0 | 0 | 0 | 0 | 5000
7080 | 5000 | 0 | 0 | 0 | 0 | 0 | 0 | 5000 | 0 | 0
7081 | 5000 | 0 | 0 | 0 | 0 | 0 | 0 | 5000 | -5000 | 0
7082 | 5000 | 0 | 0 | 0 | 0 | 0 | 0 | 5000 | -5000 | 0
7083 | 5000 | 0 | 0 | 0 | 0 | 0 | 0 | 5000 | -5000 | 0
7084 | 5000 | 0 | 0 | 0 | 0 | 0 | 0 | 5000 | -5000 | 0
7085 | 5000 | 0 | 0 | 0 | 0 | 0 | 0 | 5000 | -5000 | 0
7086 | 5000 | 0 | 0 | 0 | 0 | 0 | 0 | 5000 | -1373.421 | 0
7087 | 5000 | 0 | 0 | 0 | 0 | 0 | 0 | 5000 | 0 | 0
7088 | 5000 | 0 | 0 | 0 | 0 | 0 | 0 | 5000 | 0 | 0
7089 | 5000 | 0 | 0 | 0 | 0 | 0 | 0 | 5000 | 0 | 0
7090 | 5000 | 0 | 0 | 0 | 0 | 0 | 0 | 5000 | 0 | 0
7091 | 5000 | 0 | 0 | 0 | 0 | 0 | 0 | 5000 | 0 | 0
7092 | 5000 | 0 | 0 | 0 | 0 | 0 | 0 | 5000 | 0 | 0
7093 | 5000 | 0 | 0 | 0 | 0 | 0 | 0 | 5000 | 0 | 0
7094 | 5000 | 0 | 0 | 0 | 0 | 0 | 0 | 5000 | 0 | 0
7095 | 5000 | 0 | 0 | 0 | 0 | 0 | 0 | 5000 | 0 | 0
7096 | 5000 | 0 | 0 | 0 | 0 | 0 | 0 | 5000 | 0 | 0
7097 | 5000 | 0 | 0 | 0 | 0 | 0 | 0 | 5000 | 0 | 0
7098 | 5000 | 0 | 0 | 0 | 0 | 0 | 0 | 5000 | 0 | 0
7099 | 5000 | 0 | 0 | 0 | 0 | 0 | 0 | 1301.899 | 0 | 3698.101
7100 | 5000 | 0 | 0 | 0 | 0 | 0 | 0 | 0 | 0 | 5000
7101 | 5000 | 0 | 0 | 0 | 0 | 0 | 0 | 0 | 0 | 5000
7102 | 5000 | 0 | 0 | 0 | 0 | 0 | 0 | 0 | 0 | 5000
7103 | 5000 | 0 | 0 | 0 | 0 | 0 | 0 | 0 | 0 | 5000
7104 | 5000 | 0 | 0 | 0 | 0 | 0 | 0 | 5000 | 0 | 0
7105 | 5000 | 0 | 0 | 0 | 0 | 0 | 0 | 5000 | -5000 | 0
7106 | 5000 | 0 | 0 | 0 | 0 | 0 | 0 | 5000 | -5000 | 0
7107 | 5000 | 0 | 0 | 0 | 0 | 0 | 0 | 5000 | -5000 | 0
7108 | 5000 | 0 | 0 | 0 | 0 | 0 | 0 | 5000 | -5000 | 0
7109 | 5000 | 0 | 0 | 0 | 0 | 0 | 0 | 5000 | -5000 | 0
7110 | 5000 | 0 | 0 | 0 | 0 | 0 | 0 | 5000 | -1373.421 | 0
7111 | 5000 | 0 | 0 | 0 | 0 | 0 | 0 | 5000 | 0 | 0
7112 | 5000 | 0 | 0 | 0 | 0 | 0 | 0 | 5000 | 0 | 0
7113 | 5000 | 0 | 0 | 0 | 0 | 0 | 0 | 5000 | 0 | 0
7114 | 5000 | 0 | 0 | 0 | 0 | 0 | 0 | 5000 | 0 | 0
7115 | 5000 | 0 | 0 | 0 | 0 | 0 | 0 | 5000 | 0 | 0
7116 | 5000 | 0 | 0 | 0 | 0 | 0 | 0 | 5000 | 0 | 0
7117 | 5000 | 0 | 0 | 0 | 0 | 0 | 0 | 5000 | 0 | 0
7118 | 5000 | 0 | 0 | 0 | 0 | 0 | 0 | 5000 | 0 | 0
7119 | 5000 | 0 | 0 | 0 | 0 | 0 | 0 | 5000 | 0 | 0
7120 | 5000 | 0 | 0 | 0 | 0 | 0 | 0 | 5000 | 0 | 0
7121 | 5000 | 0 | 0 | 0 | 0 | 0 | 0 | 5000 | 0 | 0
7122 | 5000 | 0 | 0 | 0 | 0 | 0 | 0 | 5000 | 0 | 0
7123 | 5000 | 0 | 0 | 0 | 0 | 0 | 0 | 1301.899 | 0 | 3698.101
7124 | 5000 | 0 | 0 | 0 | 0 | 0 | 0 | 0 | 0 | 5000
7125 | 5000 | 0 | 0 | 0 | 0 | 0 | 0 | 0 | 0 | 5000
7126 | 5000 | 0 | 0 | 0 | 0 | 0 | 0 | 0 | 0 | 5000
7127 | 5000 | 0 | 0 | 0 | 0 | 0 | 0 | 0 | 0 | 5000
7128 | 5000 | 0 | 0 | 0 | 0 | 0 | 0 | 5000 | 0 | 0
7129 | 5000 | 0 | 0 | 0 | 0 | 0 | 0 | 5000 | -5000 | 0
7130 | 5000 | 0 | 0 | 0 | 0 | 0 | 0 | 5000 | -5000 | 0
7131 | 5000 | 0 | 0 | 0 | 0 | 0 | 0 | 5000 | -5000 | 0
7132 | 5000 | 0 | 0 | 0 | 0 | 0 | 0 | 5000 | -5000 | 0
7133 | 5000 | 0 | 0 | 0 | 0 | 0 | 0 | 5000 | -5000 | 0
7134 | 5000 | 0 | 0 | 0 | 0 | 0 | 0 | 5000 | -1373.421 | 0
7135 | 5000 | 0 | 0 | 0 | 0 | 0 | 0 | 5000 | 0 | 0
7136 | 5000 | 0 | 0 | 0 | 0 | 0 | 0 | 5000 | 0 | 0
7137 | 5000 | 0 | 0 | 0 | 0 | 0 | 0 | 5000 | 0 | 0
7138 | 5000 | 0 | 0 | 0 | 0 | 0 | 0 | 5000 | 0 | 0
7139 | 5000 | 0 | 0 | 0 | 0 | 0 | 0 | 5000 | 0 | 0
7140 | 5000 | 0 | 0 | 0 | 0 | 0 | 0 | 5000 | 0 | 0
7141 | 5000 | 0 | 0 | 0 | 0 | 0 | 0 | 5000 | 0 | 0
7142 | 5000 | 0 | 0 | 0 | 0 | 0 | 0 | 5000 | 0 | 0
7143 | 5000 | 0 | 0 | 0 | 0 | 0 | 0 | 5000 | 0 | 0
7144 | 5000 | 0 | 0 | 0 | 0 | 0 | 0 | 5000 | 0 | 0
7145 | 5000 | 0 | 0 | 0 | 0 | 0 | 0 | 5000 | 0 | 0
7146 | 5000 | 0 | 0 | 0 | 0 | 0 | 0 | 5000 | 0 | 0
7147 | 5000 | 0 | 0 | 0 | 0 | 0 | 0 | 1301.899 | 0 | 3698.101
7148 | 5000 | 0 | 0 | 0 | 0 | 0 | 0 | 0 | 0 | 5000
7149 | 5000 | 0 | 0 | 0 | 0 | 0 | 0 | 0 | 0 | 5000
7150 | 5000 | 0 | 0 | 0 | 0 | 0 | 0 | 0 | 0 | 5000
7151 | 5000 | 0 | 0 | 0 | 0 | 0 | 0 | 0 | 0 | 5000
7152 | 5000 | 0 | 0 | 0 | 0 | 0 | 0 | 5000 | 0 | 0
7153 | 5000 | 0 | 0 | 0 | 0 | 0 | 0 | 5000 | 0 | 0
7154 | 5000 | 0 | 0 | 0 | 0 | 0 | 0 | 5000 | 0 | 0
7155 | 5000 | 0 | 0 | 0 | 0 | 0 | 0 | 5000 | 0 | 0
7156 | 5000 | 0 | 0 | 0 | 0 | 0 | 0 | 5000 | 0 | 0
7157 | 5000 | 0 | 0 | 0 | 0 | 0 | 0 | 5000 | 0 | 0
7158 | 5000 | 0 | 0 | 0 | 0 | 0 | 0 | 5000 | 0 | 0
7159 | 5000 | 0 | 0 | 0 | 0 | 0 | 0 | 5000 | 0 | 0
7160 | 5000 | 0 | 0 | 0 | 0 | 0 | 0 | 5000 | 0 | 0
7161 | 5000 | 0 | 0 | 0 | 0 | 0 | 0 | 5000 | 0 | 0
7162 | 5000 | 0 | 0 | 0 | 0 | 0 | 0 | 5000 | 0 | 0
7163 | 5000 | 0 | 0 | 0 | 0 | 0 | 0 | 5000 | 0 | 0
7164 | 5000 | 0 | 0 | 0 | 0 | 0 | 0 | 5000 | 0 | 0
7165 | 5000 | 0 | 0 | 0 | 0 | 0 | 0 | 5000 | 0 | 0
7166 | 5000 | 0 | 0 | 0 | 0 | 0 | 0 | 5000 | 0 | 0
7167 | 5000 | 0 | 0 | 0 | 0 | 0 | 0 | 5000 | 0 | 0
7168 | 5000 | 0 | 0 | 0 | 0 | 0 | 0 | 5000 | 0 | 0
7169 | 5000 | 0 | 0 | 0 | 0 | 0 | 0 | 5000 | 0 | 0
7170 | 5000 | 0 | 0 | 0 | 0 | 0 | 0 | 5000 | 0 | 0
7171 | 5000 | 0 | 0 | 0 | 0 | 0 | 0 | 5000 | 0 | 0
7172 | 5000 | 0 | 0 | 0 | 0 | 0 | 0 | 5000 | 0 | 0
7173 | 5000 | 0 | 0 | 0 | 0 | 0 | 0 | 5000 | 0 | 0
7174 | 5000 | 0 | 0 | 0 | 0 | 0 | 0 | 5000 | 0 | 0
7175 | 5000 | 0 | 0 | 0 | 0 | 0 | 0 | 5000 | 0 | 0
7176 | 5000 | 0 | 0 | 0 | 0 | 0 | 0 | 5000 | 0 | 0
7177 | 5000 | 0 | 0 | 0 | 0 | 0 | 0 | 5000 | -5000 | 0
7178 | 5000 | 0 | 0 | 0 | 0 | 0 | 0 | 5000 | -5000 | 0
7179 | 5000 | 0 | 0 | 0 | 0 | 0 | 0 | 5000 | -5000 | 0
7180 | 5000 | 0 | 0 | 0 | 0 | 0 | 0 | 5000 | -5000 | 0
7181 | 5000 | 0 | 0 | 0 | 0 | 0 | 0 | 5000 | -5000 | 0
7182 | 5000 | 0 | 0 | 0 | 0 | 0 | 0 | 5000 | -1373.421 | 0
7183 | 5000 | 0 | 0 | 0 | 0 | 0 | 0 | 5000 | 0 | 0
7184 | 5000 | 0 | 0 | 0 | 0 | 0 | 0 | 5000 | 0 | 0
7185 | 5000 | 0 | 0 | 0 | 0 | 0 | 0 | 5000 | 0 | 0
7186 | 5000 | 0 | 0 | 0 | 0 | 0 | 0 | 5000 | 0 | 0
7187 | 5000 | 0 | 0 | 0 | 0 | 0 | 0 | 5000 | 0 | 0
7188 | 5000 | 0 | 0 | 0 | 0 | 0 | 0 | 5000 | 0 | 0
7189 | 5000 | 0 | 0 | 0 | 0 | 0 | 0 | 5000 | 0 | 0
7190 | 5000 | 0 | 0 | 0 | 0 | 0 | 0 | 5000 | 0 | 0
7191 | 5000 | 0 | 0 | 0 | 0 | 0 | 0 | 5000 | 0 | 0
7192 | 5000 | 0 | 0 | 0 | 0 | 0 | 0 | 5000 | 0 | 0
7193 | 5000 | 0 | 0 | 0 | 0 | 0 | 0 | 5000 | 0 | 0
7194 | 5000 | 0 | 0 | 0 | 0 | 0 | 0 | 5000 | 0 | 0
7195 | 5000 | 0 | 0 | 0 | 0 | 0 | 0 | 1301.899 | 0 | 3698.101
7196 | 5000 | 0 | 0 | 0 | 0 | 0 | 0 | 0 | 0 | 5000
7197 | 5000 | 0 | 0 | 0 | 0 | 0 | 0 | 0 | 0 | 5000
7198 | 5000 | 0 | 0 | 0 | 0 | 0 | 0 | 0 | 0 | 5000
7199 | 5000 | 0 | 0 | 0 | 0 | 0 | 0 | 0 | 0 | 5000
7200 | 5000 | 0 | 0 | 0 | 0 | 0 | 0 | 5000 | 0 | 0
7201 | 5000 | 0 | 0 | 0 | 0 | 0 | 0 | 5000 | -5000 | 0
7202 | 5000 | 0 | 0 | 0 | 0 | 0 | 0 | 5000 | -5000 | 0
7203 | 5000 | 0 | 0 | 0 | 0 | 0 | 0 | 5000 | -5000 | 0
7204 | 5000 | 0 | 0 | 0 | 0 | 0 | 0 | 5000 | -5000 | 0
7205 | 5000 | 0 | 0 | 0 | 0 | 0 | 0 | 5000 | -5000 | 0
7206 | 5000 | 0 | 0 | 0 | 0 | 0 | 0 | 5000 | -1373.421 | 0
7207 | 5000 | 0 | 0 | 0 | 0 | 0 | 0 | 5000 | 0 | 0
7208 | 5000 | 0 | 0 | 0 | 0 | 0 | 0 | 5000 | 0 | 0
7209 | 5000 | 0 | 0 | 0 | 0 | 0 | 0 | 5000 | 0 | 0
7210 | 5000 | 0 | 0 | 0 | 0 | 0 | 0 | 5000 | 0 | 0
7211 | 5000 | 0 | 0 | 0 | 0 | 0 | 0 | 5000 | 0 | 0
7212 | 5000 | 0 | 0 | 0 | 0 | 0 | 0 | 5000 | 0 | 0
7213 | 5000 | 0 | 0 | 0 | 0 | 0 | 0 | 5000 | 0 | 0
7214 | 5000 | 0 | 0 | 0 | 0 | 0 | 0 | 5000 | 0 | 0
7215 | 5000 | 0 | 0 | 0 | 0 | 0 | 0 | 5000 | 0 | 0
7216 | 5000 | 0 | 0 | 0 | 0 | 0 | 0 | 5000 | 0 | 0
7217 | 5000 | 0 | 0 | 0 | 0 | 0 | 0 | 5000 | 0 | 0
7218 | 5000 | 0 | 0 | 0 | 0 | 0 | 0 | 5000 | 0 | 0
7219 | 5000 | 0 | 0 | 0 | 0 | 0 | 0 | 1301.899 | 0 | 3698.101
7220 | 5000 | 0 | 0 | 0 | 0 | 0 | 0 | 0 | 0 | 5000
7221 | 5000 | 0 | 0 | 0 | 0 | 0 | 0 | 0 | 0 | 5000
7222 | 5000 | 0 | 0 | 0 | 0 | 0 | 0 | 0 | 0 | 5000
7223 | 5000 | 0 | 0 | 0 | 0 | 0 | 0 | 0 | 0 | 5000
7224 | 5000 | 0 | 0 | 0 | 0 | 0 | 0 | 5000 | 0 | 0
7225 | 5000 | 0 | 0 | 0 | 0 | 0 | 0 | 5000 | -5000 | 0
7226 | 5000 | 0 | 0 | 0 | 0 | 0 | 0 | 5000 | -5000 | 0
7227 | 5000 | 0 | 0 | 0 | 0 | 0 | 0 | 5000 | -5000 | 0
7228 | 5000 | 0 | 0 | 0 | 0 | 0 | 0 | 5000 | -5000 | 0
7229 | 5000 | 0 | 0 | 0 | 0 | 0 | 0 | 5000 | -5000 | 0
7230 | 5000 | 0 | 0 | 0 | 0 | 0 | 0 | 5000 | -1373.421 | 0
7231 | 5000 | 0 | 0 | 0 | 0 | 0 | 0 | 5000 | 0 | 0
7232 | 5000 | 0 | 0 | 0 | 0 | 0 | 0 | 5000 | 0 | 0
7233 | 5000 | 0 | 0 | 0 | 0 | 0 | 0 | 5000 | 0 | 0
7234 | 5000 | 0 | 0 | 0 | 0 | 0 | 0 | 5000 | 0 | 0
7235 | 5000 | 0 | 0 | 0 | 0 | 0 | 0 | 5000 | 0 | 0
7236 | 5000 | 0 | 0 | 0 | 0 | 0 | 0 | 5000 | 0 | 0
7237 | 5000 | 0 | 0 | 0 | 0 | 0 | 0 | 5000 | 0 | 0
7238 | 5000 | 0 | 0 | 0 | 0 | 0 | 0 | 5000 | 0 | 0
7239 | 5000 | 0 | 0 | 0 | 0 | 0 | 0 | 5000 | 0 | 0
7240 | 5000 | 0 | 0 | 0 | 0 | 0 | 0 | 5000 | 0 | 0
7241 | 5000 | 0 | 0 | 0 | 0 | 0 | 0 | 5000 | 0 | 0
7242 | 5000 | 0 | 0 | 0 | 0 | 0 | 0 | 5000 | 0 | 0
7243 | 5000 | 0 | 0 | 0 | 0 | 0 | 0 | 1301.899 | 0 | 3698.101
7244 | 5000 | 0 | 0 | 0 | 0 | 0 | 0 | 0 | 0 | 5000
7245 | 5000 | 0 | 0 | 0 | 0 | 0 | 0 | 0 | 0 | 5000
7246 | 5000 | 0 | 0 | 0 | 0 | 0 | 0 | 0 | 0 | 5000
7247 | 5000 | 0 | 0 | 0 | 0 | 0 | 0 | 0 | 0 | 5000
7248 | 5000 | 0 | 0 | 0 | 0 | 0 | 0 | 5000 | 0 | 0
7249 | 5000 | 0 | 0 | 0 | 0 | 0 | 0 | 5000 | -5000 | 0
7250 | 5000 | 0 | 0 | 0 | 0 | 0 | 0 | 5000 | -5000 | 0
7251 | 5000 | 0 | 0 | 0 | 0 | 0 | 0 | 5000 | -5000 | 0
7252 | 5000 | 0 | 0 | 0 | 0 | 0 | 0 | 5000 | -5000 | 0
7253 | 5000 | 0 | 0 | 0 | 0 | 0 | 0 | 5000 | -5000 | 0
7254 | 5000 | 0 | 0 | 0 | 0 | 0 | 0 | 5000 | -1373.421 | 0
7255 | 5000 | 0 | 0 | 0 | 0 | 0 | 0 | 5000 | 0 | 0
7256 | 5000 | 0 | 0 | 0 | 0 | 0 | 0 | 5000 | 0 | 0
7257 | 5000 | 0 | 0 | 0 | 0 | 0 | 0 | 5000 | 0 | 0
7258 | 5000 | 0 | 0 | 0 | 0 | 0 | 0 | 5000 | 0 | 0
7259 | 5000 | 0 | 0 | 0 | 0 | 0 | 0 | 5000 | 0 | 0
7260 | 5000 | 0 | 0 | 0 | 0 | 0 | 0 | 5000 | 0 | 0
7261 | 5000 | 0 | 0 | 0 | 0 | 0 | 0 | 5000 | 0 | 0
7262 | 5000 | 0 | 0 | 0 | 0 | 0 | 0 | 5000 | 0 | 0
7263 | 5000 | 0 | 0 | 0 | 0 | 0 | 0 | 5000 | 0 | 0
7264 | 5000 | 0 | 0 | 0 | 0 | 0 | 0 | 5000 | 0 | 0
7265 | 5000 | 0 | 0 | 0 | 0 | 0 | 0 | 5000 | 0 | 0
7266 | 5000 | 0 | 0 | 0 | 0 | 0 | 0 | 5000 | 0 | 0
7267 | 5000 | 0 | 0 | 0 | 0 | 0 | 0 | 1301.899 | 0 | 3698.101
7268 | 5000 | 0 | 0 | 0 | 0 | 0 | 0 | 0 | 0 | 5000
7269 | 5000 | 0 | 0 | 0 | 0 | 0 | 0 | 0 | 0 | 5000
7270 | 5000 | 0 | 0 | 0 | 0 | 0 | 0 | 0 | 0 | 5000
7271 | 5000 | 0 | 0 | 0 | 0 | 0 | 0 | 0 | 0 | 5000
7272 | 5000 | 0 | 0 | 0 | 0 | 0 | 0 | 5000 | 0 | 0
7273 | 5000 | 0 | 0 | 0 | 0 | 0 | 0 | 5000 | -5000 | 0
7274 | 5000 | 0 | 0 | 0 | 0 | 0 | 0 | 5000 | -5000 | 0
7275 | 5000 | 0 | 0 | 0 | 0 | 0 | 0 | 5000 | -5000 | 0
7276 | 5000 | 0 | 0 | 0 | 0 | 0 | 0 | 5000 | -5000 | 0
7277 | 5000 | 0 | 0 | 0 | 0 | 0 | 0 | 5000 | -5000 | 0
7278 | 5000 | 0 | 0 | 0 | 0 | 0 | 0 | 5000 | -1373.421 | 0
7279 | 5000 | 0 | 0 | 0 | 0 | 0 | 0 | 5000 | 0 | 0
7280 | 5000 | 0 | 0 | 0 | 0 | 0 | 0 | 5000 | 0 | 0
7281 | 5000 | 0 | 0 | 0 | 0 | 0 | 0 | 5000 | 0 | 0
7282 | 5000 | 0 | 0 | 0 | 0 | 0 | 0 | 5000 | 0 | 0
7283 | 5000 | 0 | 0 | 0 | 0 | 0 | 0 | 5000 | 0 | 0
7284 | 5000 | 0 | 0 | 0 | 0 | 0 | 0 | 5000 | 0 | 0
7285 | 5000 | 0 | 0 | 0 | 0 | 0 | 0 | 5000 | 0 | 0
7286 | 5000 | 0 | 0 | 0 | 0 | 0 | 0 | 5000 | 0 | 0
7287 | 5000 | 0 | 0 | 0 | 0 | 0 | 0 | 5000 | 0 | 0
7288 | 5000 | 0 | 0 | 0 | 0 | 0 | 0 | 5000 | 0 | 0
7289 | 5000 | 0 | 0 | 0 | 0 | 0 | 0 | 5000 | 0 | 0
7290 | 5000 | 0 | 0 | 0 | 0 | 0 | 0 | 5000 | 0 | 0
7291 | 5000 | 0 | 0 | 0 | 0 | 0 | 0 | 1301.899 | 0 | 3698.101
7292 | 5000 | 0 | 0 | 0 | 0 | 0 | 0 | 0 | 0 | 5000
7293 | 5000 | 0 | 0 | 0 | 0 | 0 | 0 | 0 | 0 | 5000
7294 | 5000 | 0 | 0 | 0 | 0 | 0 | 0 | 0 | 0 | 5000
7295 | 5000 | 0 | 0 | 0 | 0 | 0 | 0 | 0 | 0 | 5000
7296 | 5000 | 0 | 0 | 0 | 0 | 0 | 0 | 5000 | 0 | 0
7297 | 5000 | 0 | 0 | 0 | 0 | 0 | 0 | 5000 | -5000 | 0
7298 | 5000 | 0 | 0 | 0 | 0 | 0 | 0 | 5000 | -5000 | 0
7299 | 5000 | 0 | 0 | 0 | 0 | 0 | 0 | 5000 | -5000 | 0
7300 | 5000 | 0 | 0 | 0 | 0 | 0 | 0 | 5000 | -5000 | 0
7301 | 5000 | 0 | 0 | 0 | 0 | 0 | 0 | 5000 | -5000 | 0
7302 | 5000 | 0 | 0 | 0 | 0 | 0 | 0 | 5000 | -1373.421 | 0
7303 | 5000 | 0 | 0 | 0 | 0 | 0 | 0 | 5000 | 0 | 0
7304 | 5000 | 0 | 0 | 0 | 0 | 0 | 0 | 5000 | 0 | 0
7305 | 5000 | 0 | 0 | 0 | 0 | 0 | 0 | 5000 | 0 | 0
7306 | 5000 | 0 | 0 | 0 | 0 | 0 | 0 | 5000 | 0 | 0
7307 | 5000 | 0 | 0 | 0 | 0 | 0 | 0 | 5000 | 0 | 0
7308 | 5000 | 0 | 0 | 0 | 0 | 0 | 0 | 5000 | 0 | 0
7309 | 5000 | 0 | 0 | 0 | 0 | 0 | 0 | 5000 | 0 | 0
7310 | 5000 | 0 | 0 | 0 | 0 | 0 | 0 | 5000 | 0 | 0
7311 | 5000 | 0 | 0 | 0 | 0 | 0 | 0 | 5000 | 0 | 0
7312 | 5000 | 0 | 0 | 0 | 0 | 0 | 0 | 5000 | 0 | 0
7313 | 5000 | 0 | 0 | 0 | 0 | 0 | 0 | 5000 | 0 | 0
7314 | 5000 | 0 | 0 | 0 | 0 | 0 | 0 | 5000 | 0 | 0
7315 | 5000 | 0 | 0 | 0 | 0 | 0 | 0 | 1301.899 | 0 | 3698.101
7316 | 5000 | 0 | 0 | 0 | 0 | 0 | 0 | 0 | 0 | 5000
7317 | 5000 | 0 | 0 | 0 | 0 | 0 | 0 | 0 | 0 | 5000
7318 | 5000 | 0 | 0 | 0 | 0 | 0 | 0 | 0 | 0 | 5000
7319 | 5000 | 0 | 0 | 0 | 0 | 0 | 0 | 0 | 0 | 5000
7320 | 5000 | 0 | 0 | 0 | 0 | 0 | 0 | 5000 | 0 | 0
7321 | 5000 | 0 | 0 | 0 | 0 | 0 | 0 | 5000 | 0 | 0
7322 | 5000 | 0 | 0 | 0 | 0 | 0 | 0 | 5000 | 0 | 0
7323 | 5000 | 0 | 0 | 0 | 0 | 0 | 0 | 5000 | 0 | 0
7324 | 5000 | 0 | 0 | 0 | 0 | 0 | 0 | 5000 | 0 | 0
7325 | 5000 | 0 | 0 | 0 | 0 | 0 | 0 | 5000 | 0 | 0
7326 | 5000 | 0 | 0 | 0 | 0 | 0 | 0 | 5000 | 0 | 0
7327 | 5000 | 0 | 0 | 0 | 0 | 0 | 0 | 5000 | 0 | 0
7328 | 5000 | 0 | 0 | 0 | 0 | 0 | 0 | 5000 | 0 | 0
7329 | 5000 | 0 | 0 | 0 | 0 | 0 | 0 | 5000 | 0 | 0
7330 | 5000 | 0 | 0 | 0 | 0 | 0 | 0 | 5000 | 0 | 0
7331 | 5000 | 0 | 0 | 0 | 0 | 0 | 0 | 5000 | 0 | 0
7332 | 5000 | 0 | 0 | 0 | 0 | 0 | 0 | 5000 | 0 | 0
7333 | 5000 | 0 | 0 | 0 | 0 | 0 | 0 | 5000 | 0 | 0
7334 | 5000 | 0 | 0 | 0 | 0 | 0 | 0 | 5000 | 0 | 0
7335 | 5000 | 0 | 0 | 0 | 0 | 0 | 0 | 5000 | 0 | 0
7336 | 5000 | 0 | 0 | 0 | 0 | 0 | 0 | 5000 | 0 | 0
7337 | 5000 | 0 | 0 | 0 | 0 | 0 | 0 | 5000 | 0 | 0
7338 | 5000 | 0 | 0 | 0 | 0 | 0 | 0 | 5000 | 0 | 0
7339 | 5000 | 0 | 0 | 0 | 0 | 0 | 0 | 5000 | 0 | 0
7340 | 5000 | 0 | 0 | 0 | 0 | 0 | 0 | 5000 | 0 | 0
7341 | 5000 | 0 | 0 | 0 | 0 | 0 | 0 | 5000 | 0 | 0
7342 | 5000 | 0 | 0 | 0 | 0 | 0 | 0 | 5000 | 0 | 0
7343 | 5000 | 0 | 0 | 0 | 0 | 0 | 0 | 5000 | 0 | 0
7344 | 5000 | 0 | 0 | 0 | 0 | 0 | 0 | 5000 | 0 | 0
7345 | 5000 | 0 | 0 | 0 | 0 | 0 | 0 | 5000 | -5000 | 0
7346 | 5000 | 0 | 0 | 0 | 0 | 0 | 0 | 5000 | -5000 | 0
7347 | 5000 | 0 | 0 | 0 | 0 | 0 | 0 | 5000 | -5000 | 0
7348 | 5000 | 0 | 0 | 0 | 0 | 0 | 0 | 5000 | -5000 | 0
7349 | 5000 | 0 | 0 | 0 | 0 | 0 | 0 | 5000 | -5000 | 0
7350 | 5000 | 0 | 0 | 0 | 0 | 0 | 0 | 5000 | -1373.421 | 0
7351 | 5000 | 0 | 0 | 0 | 0 | 0 | 0 | 5000 | 0 | 0
7352 | 5000 | 0 | 0 | 0 | 0 | 0 | 0 | 5000 | 0 | 0
7353 | 5000 | 0 | 0 | 0 | 0 | 0 | 0 | 5000 | 0 | 0
7354 | 5000 | 0 | 0 | 0 | 0 | 0 | 0 | 5000 | 0 | 0
7355 | 5000 | 0 | 0 | 0 | 0 | 0 | 0 | 5000 | 0 | 0
7356 | 5000 | 0 | 0 | 0 | 0 | 0 | 0 | 5000 | 0 | 0
7357 | 5000 | 0 | 0 | 0 | 0 | 0 | 0 | 5000 | 0 | 0
7358 | 5000 | 0 | 0 | 0 | 0 | 0 | 0 | 5000 | 0 | 0
7359 | 5000 | 0 | 0 | 0 | 0 | 0 | 0 | 5000 | 0 | 0
7360 | 5000 | 0 | 0 | 0 | 0 | 0 | 0 | 5000 | 0 | 0
7361 | 5000 | 0 | 0 | 0 | 0 | 0 | 0 | 5000 | 0 | 0
7362 | 5000 | 0 | 0 | 0 | 0 | 0 | 0 | 5000 | 0 | 0
7363 | 5000 | 0 | 0 | 0 | 0 | 0 | 0 | 1301.899 | 0 | 3698.101
7364 | 5000 | 0 | 0 | 0 | 0 | 0 | 0 | 0 | 0 | 5000
7365 | 5000 | 0 | 0 | 0 | 0 | 0 | 0 | 0 | 0 | 5000
7366 | 5000 | 0 | 0 | 0 | 0 | 0 | 0 | 0 | 0 | 5000
7367 | 5000 | 0 | 0 | 0 | 0 | 0 | 0 | 0 | 0 | 5000
7368 | 5000 | 0 | 0 | 0 | 0 | 0 | 0 | 5000 | 0 | 0
7369 | 5000 | 0 | 0 | 0 | 0 | 0 | 0 | 5000 | -5000 | 0
7370 | 5000 | 0 | 0 | 0 | 0 | 0 | 0 | 5000 | -5000 | 0
7371 | 5000 | 0 | 0 | 0 | 0 | 0 | 0 | 5000 | -5000 | 0
7372 | 5000 | 0 | 0 | 0 | 0 | 0 | 0 | 5000 | -5000 | 0
7373 | 5000 | 0 | 0 | 0 | 0 | 0 | 0 | 5000 | -5000 | 0
7374 | 5000 | 0 | 0 | 0 | 0 | 0 | 0 | 5000 | -1373.421 | 0
7375 | 5000 | 0 | 0 | 0 | 0 | 0 | 0 | 5000 | 0 | 0
7376 | 5000 | 0 | 0 | 0 | 0 | 0 | 0 | 5000 | 0 | 0
7377 | 5000 | 0 | 0 | 0 | 0 | 0 | 0 | 5000 | 0 | 0
7378 | 5000 | 0 | 0 | 0 | 0 | 0 | 0 | 5000 | 0 | 0
7379 | 5000 | 0 | 0 | 0 | 0 | 0 | 0 | 5000 | 0 | 0
7380 | 5000 | 0 | 0 | 0 | 0 | 0 | 0 | 5000 | 0 | 0
7381 | 5000 | 0 | 0 | 0 | 0 | 0 | 0 | 5000 | 0 | 0
7382 | 5000 | 0 | 0 | 0 | 0 | 0 | 0 | 5000 | 0 | 0
7383 | 5000 | 0 | 0 | 0 | 0 | 0 | 0 | 5000 | 0 | 0
7384 | 5000 | 0 | 0 | 0 | 0 | 0 | 0 | 5000 | 0 | 0
7385 | 5000 | 0 | 0 | 0 | 0 | 0 | 0 | 5000 | 0 | 0
7386 | 5000 | 0 | 0 | 0 | 0 | 0 | 0 | 5000 | 0 | 0
7387 | 5000 | 0 | 0 | 0 | 0 | 0 | 0 | 1301.899 | 0 | 3698.101
7388 | 5000 | 0 | 0 | 0 | 0 | 0 | 0 | 0 | 0 | 5000
7389 | 5000 | 0 | 0 | 0 | 0 | 0 | 0 | 0 | 0 | 5000
7390 | 5000 | 0 | 0 | 0 | 0 | 0 | 0 | 0 | 0 | 5000
7391 | 5000 | 0 | 0 | 0 | 0 | 0 | 0 | 0 | 0 | 5000
7392 | 5000 | 0 | 0 | 0 | 0 | 0 | 0 | 5000 | 0 | 0
7393 | 5000 | 0 | 0 | 0 | 0 | 0 | 0 | 5000 | -5000 | 0
7394 | 5000 | 0 | 0 | 0 | 0 | 0 | 0 | 5000 | -5000 | 0
7395 | 5000 | 0 | 0 | 0 | 0 | 0 | 0 | 5000 | -5000 | 0
7396 | 5000 | 0 | 0 | 0 | 0 | 0 | 0 | 5000 | -5000 | 0
7397 | 5000 | 0 | 0 | 0 | 0 | 0 | 0 | 5000 | -5000 | 0
7398 | 5000 | 0 | 0 | 0 | 0 | 0 | 0 | 5000 | -1373.421 | 0
7399 | 5000 | 0 | 0 | 0 | 0 | 0 | 0 | 5000 | 0 | 0
7400 | 5000 | 0 | 0 | 0 | 0 | 0 | 0 | 5000 | 0 | 0
7401 | 5000 | 0 | 0 | 0 | 0 | 0 | 0 | 5000 | 0 | 0
7402 | 5000 | 0 | 0 | 0 | 0 | 0 | 0 | 5000 | 0 | 0
7403 | 5000 | 0 | 0 | 0 | 0 | 0 | 0 | 5000 | 0 | 0
7404 | 5000 | 0 | 0 | 0 | 0 | 0 | 0 | 5000 | 0 | 0
7405 | 5000 | 0 | 0 | 0 | 0 | 0 | 0 | 5000 | 0 | 0
7406 | 5000 | 0 | 0 | 0 | 0 | 0 | 0 | 5000 | 0 | 0
7407 | 5000 | 0 | 0 | 0 | 0 | 0 | 0 | 5000 | 0 | 0
7408 | 5000 | 0 | 0 | 0 | 0 | 0 | 0 | 5000 | 0 | 0
7409 | 5000 | 0 | 0 | 0 | 0 | 0 | 0 | 5000 | 0 | 0
7410 | 5000 | 0 | 0 | 0 | 0 | 0 | 0 | 5000 | 0 | 0
7411 | 5000 | 0 | 0 | 0 | 0 | 0 | 0 | 1301.899 | 0 | 3698.101
7412 | 5000 | 0 | 0 | 0 | 0 | 0 | 0 | 0 | 0 | 5000
7413 | 5000 | 0 | 0 | 0 | 0 | 0 | 0 | 0 | 0 | 5000
7414 | 5000 | 0 | 0 | 0 | 0 | 0 | 0 | 0 | 0 | 5000
7415 | 5000 | 0 | 0 | 0 | 0 | 0 | 0 | 0 | 0 | 5000
7416 | 5000 | 0 | 0 | 0 | 0 | 0 | 0 | 5000 | 0 | 0
7417 | 5000 | 0 | 0 | 0 | 0 | 0 | 0 | 5000 | -5000 | 0
7418 | 5000 | 0 | 0 | 0 | 0 | 0 | 0 | 5000 | -5000 | 0
7419 | 5000 | 0 | 0 | 0 | 0 | 0 | 0 | 5000 | -5000 | 0
7420 | 5000 | 0 | 0 | 0 | 0 | 0 | 0 | 5000 | -5000 | 0
7421 | 5000 | 0 | 0 | 0 | 0 | 0 | 0 | 5000 | -5000 | 0
7422 | 5000 | 0 | 0 | 0 | 0 | 0 | 0 | 5000 | -1373.421 | 0
7423 | 5000 | 0 | 0 | 0 | 0 | 0 | 0 | 5000 | 0 | 0
7424 | 5000 | 0 | 0 | 0 | 0 | 0 | 0 | 5000 | 0 | 0
7425 | 5000 | 0 | 0 | 0 | 0 | 0 | 0 | 5000 | 0 | 0
7426 | 5000 | 0 | 0 | 0 | 0 | 0 | 0 | 5000 | 0 | 0
7427 | 5000 | 0 | 0 | 0 | 0 | 0 | 0 | 5000 | 0 | 0
7428 | 5000 | 0 | 0 | 0 | 0 | 0 | 0 | 5000 | 0 | 0
7429 | 5000 | 0 | 0 | 0 | 0 | 0 | 0 | 5000 | 0 | 0
7430 | 5000 | 0 | 0 | 0 | 0 | 0 | 0 | 5000 | 0 | 0
7431 | 5000 | 0 | 0 | 0 | 0 | 0 | 0 | 5000 | 0 | 0
7432 | 5000 | 0 | 0 | 0 | 0 | 0 | 0 | 5000 | 0 | 0
7433 | 5000 | 0 | 0 | 0 | 0 | 0 | 0 | 5000 | 0 | 0
7434 | 5000 | 0 | 0 | 0 | 0 | 0 | 0 | 5000 | 0 | 0
7435 | 5000 | 0 | 0 | 0 | 0 | 0 | 0 | 1301.899 | 0 | 3698.101
7436 | 5000 | 0 | 0 | 0 | 0 | 0 | 0 | 0 | 0 | 5000
7437 | 5000 | 0 | 0 | 0 | 0 | 0 | 0 | 0 | 0 | 5000
7438 | 5000 | 0 | 0 | 0 | 0 | 0 | 0 | 0 | 0 | 5000
7439 | 5000 | 0 | 0 | 0 | 0 | 0 | 0 | 0 | 0 | 5000
7440 | 5000 | 0 | 0 | 0 | 0 | 0 | 0 | 5000 | 0 | 0
7441 | 5000 | 0 | 0 | 0 | 0 | 0 | 0 | 5000 | -5000 | 0
7442 | 5000 | 0 | 0 | 0 | 0 | 0 | 0 | 5000 | -5000 | 0
7443 | 5000 | 0 | 0 | 0 | 0 | 0 | 0 | 5000 | -5000 | 0
7444 | 5000 | 0 | 0 | 0 | 0 | 0 | 0 | 5000 | -5000 | 0
7445 | 5000 | 0 | 0 | 0 | 0 | 0 | 0 | 5000 | -5000 | 0
7446 | 5000 | 0 | 0 | 0 | 0 | 0 | 0 | 5000 | -1373.421 | 0
7447 | 5000 | 0 | 0 | 0 | 0 | 0 | 0 | 5000 | 0 | 0
7448 | 5000 | 0 | 0 | 0 | 0 | 0 | 0 | 5000 | 0 | 0
7449 | 5000 | 0 | 0 | 0 | 0 | 0 | 0 | 5000 | 0 | 0
7450 | 5000 | 0 | 0 | 0 | 0 | 0 | 0 | 5000 | 0 | 0
7451 | 5000 | 0 | 0 | 0 | 0 | 0 | 0 | 5000 | 0 | 0
7452 | 5000 | 0 | 0 | 0 | 0 | 0 | 0 | 5000 | 0 | 0
7453 | 5000 | 0 | 0 | 0 | 0 | 0 | 0 | 5000 | 0 | 0
7454 | 5000 | 0 | 0 | 0 | 0 | 0 | 0 | 5000 | 0 | 0
7455 | 5000 | 0 | 0 | 0 | 0 | 0 | 0 | 5000 | 0 | 0
7456 | 5000 | 0 | 0 | 0 | 0 | 0 | 0 | 5000 | 0 | 0
7457 | 5000 | 0 | 0 | 0 | 0 | 0 | 0 | 5000 | 0 | 0
7458 | 5000 | 0 | 0 | 0 | 0 | 0 | 0 | 5000 | 0 | 0
7459 | 5000 | 0 | 0 | 0 | 0 | 0 | 0 | 1301.899 | 0 | 3698.101
7460 | 5000 | 0 | 0 | 0 | 0 | 0 | 0 | 0 | 0 | 5000
7461 | 5000 | 0 | 0 | 0 | 0 | 0 | 0 | 0 | 0 | 5000
7462 | 5000 | 0 | 0 | 0 | 0 | 0 | 0 | 0 | 0 | 5000
7463 | 5000 | 0 | 0 | 0 | 0 | 0 | 0 | 0 | 0 | 5000
7464 | 5000 | 0 | 0 | 0 | 0 | 0 | 0 | 5000 | 0 | 0
7465 | 5000 | 0 | 0 | 0 | 0 | 0 | 0 | 5000 | -5000 | 0
7466 | 5000 | 0 | 0 | 0 | 0 | 0 | 0 | 5000 | -5000 | 0
7467 | 5000 | 0 | 0 | 0 | 0 | 0 | 0 | 5000 | -5000 | 0
7468 | 5000 | 0 | 0 | 0 | 0 | 0 | 0 | 5000 | -5000 | 0
7469 | 5000 | 0 | 0 | 0 | 0 | 0 | 0 | 5000 | -5000 | 0
7470 | 5000 | 0 | 0 | 0 | 0 | 0 | 0 | 5000 | -1373.421 | 0
7471 | 5000 | 0 | 0 | 0 | 0 | 0 | 0 | 5000 | 0 | 0
7472 | 5000 | 0 | 0 | 0 | 0 | 0 | 0 | 5000 | 0 | 0
7473 | 5000 | 0 | 0 | 0 | 0 | 0 | 0 | 5000 | 0 | 0
7474 | 5000 | 0 | 0 | 0 | 0 | 0 | 0 | 5000 | 0 | 0
7475 | 5000 | 0 | 0 | 0 | 0 | 0 | 0 | 5000 | 0 | 0
7476 | 5000 | 0 | 0 | 0 | 0 | 0 | 0 | 5000 | 0 | 0
7477 | 5000 | 0 | 0 | 0 | 0 | 0 | 0 | 5000 | 0 | 0
7478 | 5000 | 0 | 0 | 0 | 0 | 0 | 0 | 5000 | 0 | 0
7479 | 5000 | 0 | 0 | 0 | 0 | 0 | 0 | 5000 | 0 | 0
7480 | 5000 | 0 | 0 | 0 | 0 | 0 | 0 | 5000 | 0 | 0
7481 | 5000 | 0 | 0 | 0 | 0 | 0 | 0 | 5000 | 0 | 0
7482 | 5000 | 0 | 0 | 0 | 0 | 0 | 0 | 5000 | 0 | 0
7483 | 5000 | 0 | 0 | 0 | 0 | 0 | 0 | 1301.899 | 0 | 3698.101
7484 | 5000 | 0 | 0 | 0 | 0 | 0 | 0 | 0 | 0 | 5000
7485 | 5000 | 0 | 0 | 0 | 0 | 0 | 0 | 0 | 0 | 5000
7486 | 5000 | 0 | 0 | 0 | 0 | 0 | 0 | 0 | 0 | 5000
7487 | 5000 | 0 | 0 | 0 | 0 | 0 | 0 | 0 | 0 | 5000
7488 | 5000 | 0 | 0 | 0 | 0 | 0 | 0 | 5000 | 0 | 0
7489 | 5000 | 0 | 0 | 0 | 0 | 0 | 0 | 5000 | 0 | 0
7490 | 5000 | 0 | 0 | 0 | 0 | 0 | 0 | 5000 | 0 | 0
7491 | 5000 | 0 | 0 | 0 | 0 | 0 | 0 | 5000 | 0 | 0
7492 | 5000 | 0 | 0 | 0 | 0 | 0 | 0 | 5000 | 0 | 0
7493 | 5000 | 0 | 0 | 0 | 0 | 0 | 0 | 5000 | 0 | 0
7494 | 5000 | 0 | 0 | 0 | 0 | 0 | 0 | 5000 | 0 | 0
7495 | 5000 | 0 | 0 | 0 | 0 | 0 | 0 | 5000 | 0 | 0
7496 | 5000 | 0 | 0 | 0 | 0 | 0 | 0 | 5000 | 0 | 0
7497 | 5000 | 0 | 0 | 0 | 0 | 0 | 0 | 5000 | 0 | 0
7498 | 5000 | 0 | 0 | 0 | 0 | 0 | 0 | 5000 | 0 | 0
7499 | 5000 | 0 | 0 | 0 | 0 | 0 | 0 | 5000 | 0 | 0
7500 | 5000 | 0 | 0 | 0 | 0 | 0 | 0 | 5000 | 0 | 0
7501 | 5000 | 0 | 0 | 0 | 0 | 0 | 0 | 5000 | 0 | 0
7502 | 5000 | 0 | 0 | 0 | 0 | 0 | 0 | 5000 | 0 | 0
7503 | 5000 | 0 | 0 | 0 | 0 | 0 | 0 | 5000 | 0 | 0
7504 | 5000 | 0 | 0 | 0 | 0 | 0 | 0 | 5000 | 0 | 0
7505 | 5000 | 0 | 0 | 0 | 0 | 0 | 0 | 5000 | 0 | 0
7506 | 5000 | 0 | 0 | 0 | 0 | 0 | 0 | 5000 | 0 | 0
7507 | 5000 | 0 | 0 | 0 | 0 | 0 | 0 | 5000 | 0 | 0
7508 | 5000 | 0 | 0 | 0 | 0 | 0 | 0 | 5000 | 0 | 0
7509 | 5000 | 0 | 0 | 0 | 0 | 0 | 0 | 5000 | 0 | 0
7510 | 5000 | 0 | 0 | 0 | 0 | 0 | 0 | 5000 | 0 | 0
7511 | 5000 | 0 | 0 | 0 | 0 | 0 | 0 | 5000 | 0 | 0
7512 | 5000 | 0 | 0 | 0 | 0 | 0 | 0 | 5000 | 0 | 0
7513 | 5000 | 0 | 0 | 0 | 0 | 0 | 0 | 5000 | -5000 | 0
7514 | 5000 | 0 | 0 | 0 | 0 | 0 | 0 | 5000 | -5000 | 0
7515 | 5000 | 0 | 0 | 0 | 0 | 0 | 0 | 5000 | -5000 | 0
7516 | 5000 | 0 | 0 | 0 | 0 | 0 | 0 | 5000 | -5000 | 0
7517 | 5000 | 0 | 0 | 0 | 0 | 0 | 0 | 5000 | -5000 | 0
7518 | 5000 | 0 | 0 | 0 | 0 | 0 | 0 | 5000 | -1373.421 | 0
7519 | 5000 | 0 | 0 | 0 | 0 | 0 | 0 | 5000 | 0 | 0
7520 | 5000 | 0 | 0 | 0 | 0 | 0 | 0 | 5000 | 0 | 0
7521 | 5000 | 0 | 0 | 0 | 0 | 0 | 0 | 5000 | 0 | 0
7522 | 5000 | 0 | 0 | 0 | 0 | 0 | 0 | 5000 | 0 | 0
7523 | 5000 | 0 | 0 | 0 | 0 | 0 | 0 | 5000 | 0 | 0
7524 | 5000 | 0 | 0 | 0 | 0 | 0 | 0 | 5000 | 0 | 0
7525 | 5000 | 0 | 0 | 0 | 0 | 0 | 0 | 5000 | 0 | 0
7526 | 5000 | 0 | 0 | 0 | 0 | 0 | 0 | 5000 | 0 | 0
7527 | 5000 | 0 | 0 | 0 | 0 | 0 | 0 | 5000 | 0 | 0
7528 | 5000 | 0 | 0 | 0 | 0 | 0 | 0 | 5000 | 0 | 0
7529 | 5000 | 0 | 0 | 0 | 0 | 0 | 0 | 5000 | 0 | 0
7530 | 5000 | 0 | 0 | 0 | 0 | 0 | 0 | 5000 | 0 | 0
7531 | 5000 | 0 | 0 | 0 | 0 | 0 | 0 | 1301.899 | 0 | 3698.101
7532 | 5000 | 0 | 0 | 0 | 0 | 0 | 0 | 0 | 0 | 5000
7533 | 5000 | 0 | 0 | 0 | 0 | 0 | 0 | 0 | 0 | 5000
7534 | 5000 | 0 | 0 | 0 | 0 | 0 | 0 | 0 | 0 | 5000
7535 | 5000 | 0 | 0 | 0 | 0 | 0 | 0 | 0 | 0 | 5000
7536 | 5000 | 0 | 0 | 0 | 0 | 0 | 0 | 5000 | 0 | 0
7537 | 5000 | 0 | 0 | 0 | 0 | 0 | 0 | 5000 | -5000 | 0
7538 | 5000 | 0 | 0 | 0 | 0 | 0 | 0 | 5000 | -5000 | 0
7539 | 5000 | 0 | 0 | 0 | 0 | 0 | 0 | 5000 | -5000 | 0
7540 | 5000 | 0 | 0 | 0 | 0 | 0 | 0 | 5000 | -5000 | 0
7541 | 5000 | 0 | 0 | 0 | 0 | 0 | 0 | 5000 | -5000 | 0
7542 | 5000 | 0 | 0 | 0 | 0 | 0 | 0 | 5000 | -1373.421 | 0
7543 | 5000 | 0 | 0 | 0 | 0 | 0 | 0 | 5000 | 0 | 0
7544 | 5000 | 0 | 0 | 0 | 0 | 0 | 0 | 5000 | 0 | 0
7545 | 5000 | 0 | 0 | 0 | 0 | 0 | 0 | 5000 | 0 | 0
7546 | 5000 | 0 | 0 | 0 | 0 | 0 | 0 | 5000 | 0 | 0
7547 | 5000 | 0 | 0 | 0 | 0 | 0 | 0 | 5000 | 0 | 0
7548 | 5000 | 0 | 0 | 0 | 0 | 0 | 0 | 5000 | 0 | 0
7549 | 5000 | 0 | 0 | 0 | 0 | 0 | 0 | 5000 | 0 | 0
7550 | 5000 | 0 | 0 | 0 | 0 | 0 | 0 | 5000 | 0 | 0
7551 | 5000 | 0 | 0 | 0 | 0 | 0 | 0 | 5000 | 0 | 0
7552 | 5000 | 0 | 0 | 0 | 0 | 0 | 0 | 5000 | 0 | 0
7553 | 5000 | 0 | 0 | 0 | 0 | 0 | 0 | 5000 | 0 | 0
7554 | 5000 | 0 | 0 | 0 | 0 | 0 | 0 | 5000 | 0 | 0
7555 | 5000 | 0 | 0 | 0 | 0 | 0 | 0 | 1301.899 | 0 | 3698.101
7556 | 5000 | 0 | 0 | 0 | 0 | 0 | 0 | 0 | 0 | 5000
7557 | 5000 | 0 | 0 | 0 | 0 | 0 | 0 | 0 | 0 | 5000
7558 | 5000 | 0 | 0 | 0 | 0 | 0 | 0 | 0 | 0 | 5000
7559 | 5000 | 0 | 0 | 0 | 0 | 0 | 0 | 0 | 0 | 5000
7560 | 5000 | 0 | 0 | 0 | 0 | 0 | 0 | 5000 | 0 | 0
7561 | 5000 | 0 | 0 | 0 | 0 | 0 | 0 | 5000 | -5000 | 0
7562 | 5000 | 0 | 0 | 0 | 0 | 0 | 0 | 5000 | -5000 | 0
7563 | 5000 | 0 | 0 | 0 | 0 | 0 | 0 | 5000 | -5000 | 0
7564 | 5000 | 0 | 0 | 0 | 0 | 0 | 0 | 5000 | -5000 | 0
7565 | 5000 | 0 | 0 | 0 | 0 | 0 | 0 | 5000 | -5000 | 0
7566 | 5000 | 0 | 0 | 0 | 0 | 0 | 0 | 5000 | -1373.421 | 0
7567 | 5000 | 0 | 0 | 0 | 0 | 0 | 0 | 5000 | 0 | 0
7568 | 5000 | 0 | 0 | 0 | 0 | 0 | 0 | 5000 | 0 | 0
7569 | 5000 | 0 | 0 | 0 | 0 | 0 | 0 | 5000 | 0 | 0
7570 | 5000 | 0 | 0 | 0 | 0 | 0 | 0 | 5000 | 0 | 0
7571 | 5000 | 0 | 0 | 0 | 0 | 0 | 0 | 5000 | 0 | 0
7572 | 5000 | 0 | 0 | 0 | 0 | 0 | 0 | 5000 | 0 | 0
7573 | 5000 | 0 | 0 | 0 | 0 | 0 | 0 | 5000 | 0 | 0
7574 | 5000 | 0 | 0 | 0 | 0 | 0 | 0 | 5000 | 0 | 0
7575 | 5000 | 0 | 0 | 0 | 0 | 0 | 0 | 5000 | 0 | 0
7576 | 5000 | 0 | 0 | 0 | 0 | 0 | 0 | 5000 | 0 | 0
7577 | 5000 | 0 | 0 | 0 | 0 | 0 | 0 | 5000 | 0 | 0
7578 | 5000 | 0 | 0 | 0 | 0 | 0 | 0 | 5000 | 0 | 0
7579 | 5000 | 0 | 0 | 0 | 0 | 0 | 0 | 1301.899 | 0 | 3698.101
7580 | 5000 | 0 | 0 | 0 | 0 | 0 | 0 | 0 | 0 | 5000
7581 | 5000 | 0 | 0 | 0 | 0 | 0 | 0 | 0 | 0 | 5000
7582 | 5000 | 0 | 0 | 0 | 0 | 0 | 0 | 0 | 0 | 5000
7583 | 5000 | 0 | 0 | 0 | 0 | 0 | 0 | 0 | 0 | 5000
7584 | 5000 | 0 | 0 | 0 | 0 | 0 | 0 | 5000 | 0 | 0
7585 | 5000 | 0 | 0 | 0 | 0 | 0 | 0 | 5000 | -5000 | 0
7586 | 5000 | 0 | 0 | 0 | 0 | 0 | 0 | 5000 | -5000 | 0
7587 | 5000 | 0 | 0 | 0 | 0 | 0 | 0 | 5000 | -5000 | 0
7588 | 5000 | 0 | 0 | 0 | 0 | 0 | 0 | 5000 | -5000 | 0
7589 | 5000 | 0 | 0 | 0 | 0 | 0 | 0 | 5000 | -5000 | 0
7590 | 5000 | 0 | 0 | 0 | 0 | 0 | 0 | 5000 | -1373.421 | 0
7591 | 5000 | 0 | 0 | 0 | 0 | 0 | 0 | 5000 | 0 | 0
7592 | 5000 | 0 | 0 | 0 | 0 | 0 | 0 | 5000 | 0 | 0
7593 | 5000 | 0 | 0 | 0 | 0 | 0 | 0 | 5000 | 0 | 0
7594 | 5000 | 0 | 0 | 0 | 0 | 0 | 0 | 5000 | 0 | 0
7595 | 5000 | 0 | 0 | 0 | 0 | 0 | 0 | 5000 | 0 | 0
7596 | 5000 | 0 | 0 | 0 | 0 | 0 | 0 | 5000 | 0 | 0
7597 | 5000 | 0 | 0 | 0 | 0 | 0 | 0 | 5000 | 0 | 0
7598 | 5000 | 0 | 0 | 0 | 0 | 0 | 0 | 5000 | 0 | 0
7599 | 5000 | 0 | 0 | 0 | 0 | 0 | 0 | 5000 | 0 | 0
7600 | 5000 | 0 | 0 | 0 | 0 | 0 | 0 | 5000 | 0 | 0
7601 | 5000 | 0 | 0 | 0 | 0 | 0 | 0 | 5000 | 0 | 0
7602 | 5000 | 0 | 0 | 0 | 0 | 0 | 0 | 5000 | 0 | 0
7603 | 5000 | 0 | 0 | 0 | 0 | 0 | 0 | 1301.899 | 0 | 3698.101
7604 | 5000 | 0 | 0 | 0 | 0 | 0 | 0 | 0 | 0 | 5000
7605 | 5000 | 0 | 0 | 0 | 0 | 0 | 0 | 0 | 0 | 5000
7606 | 5000 | 0 | 0 | 0 | 0 | 0 | 0 | 0 | 0 | 5000
7607 | 5000 | 0 | 0 | 0 | 0 | 0 | 0 | 0 | 0 | 5000
7608 | 5000 | 0 | 0 | 0 | 0 | 0 | 0 | 5000 | 0 | 0
7609 | 5000 | 0 | 0 | 0 | 0 | 0 | 0 | 5000 | -5000 | 0
7610 | 5000 | 0 | 0 | 0 | 0 | 0 | 0 | 5000 | -5000 | 0
7611 | 5000 | 0 | 0 | 0 | 0 | 0 | 0 | 5000 | -5000 | 0
7612 | 5000 | 0 | 0 | 0 | 0 | 0 | 0 | 5000 | -5000 | 0
7613 | 5000 | 0 | 0 | 0 | 0 | 0 | 0 | 5000 | -5000 | 0
7614 | 5000 | 0 | 0 | 0 | 0 | 0 | 0 | 5000 | -1373.421 | 0
7615 | 5000 | 0 | 0 | 0 | 0 | 0 | 0 | 5000 | 0 | 0
7616 | 5000 | 0 | 0 | 0 | 0 | 0 | 0 | 5000 | 0 | 0
7617 | 5000 | 0 | 0 | 0 | 0 | 0 | 0 | 5000 | 0 | 0
7618 | 5000 | 0 | 0 | 0 | 0 | 0 | 0 | 5000 | 0 | 0
7619 | 5000 | 0 | 0 | 0 | 0 | 0 | 0 | 5000 | 0 | 0
7620 | 5000 | 0 | 0 | 0 | 0 | 0 | 0 | 5000 | 0 | 0
7621 | 5000 | 0 | 0 | 0 | 0 | 0 | 0 | 5000 | 0 | 0
7622 | 5000 | 0 | 0 | 0 | 0 | 0 | 0 | 5000 | 0 | 0
7623 | 5000 | 0 | 0 | 0 | 0 | 0 | 0 | 5000 | 0 | 0
7624 | 5000 | 0 | 0 | 0 | 0 | 0 | 0 | 5000 | 0 | 0
7625 | 5000 | 0 | 0 | 0 | 0 | 0 | 0 | 5000 | 0 | 0
7626 | 5000 | 0 | 0 | 0 | 0 | 0 | 0 | 5000 | 0 | 0
7627 | 5000 | 0 | 0 | 0 | 0 | 0 | 0 | 1301.899 | 0 | 3698.101
7628 | 5000 | 0 | 0 | 0 | 0 | 0 | 0 | 0 | 0 | 5000
7629 | 5000 | 0 | 0 | 0 | 0 | 0 | 0 | 0 | 0 | 5000
7630 | 5000 | 0 | 0 | 0 | 0 | 0 | 0 | 0 | 0 | 5000
7631 | 5000 | 0 | 0 | 0 | 0 | 0 | 0 | 0 | 0 | 5000
7632 | 5000 | 0 | 0 | 0 | 0 | 0 | 0 | 5000 | 0 | 0
7633 | 5000 | 0 | 0 | 0 | 0 | 0 | 0 | 5000 | -5000 | 0
7634 | 5000 | 0 | 0 | 0 | 0 | 0 | 0 | 5000 | -5000 | 0
7635 | 5000 | 0 | 0 | 0 | 0 | 0 | 0 | 5000 | -5000 | 0
7636 | 5000 | 0 | 0 | 0 | 0 | 0 | 0 | 5000 | -5000 | 0
7637 | 5000 | 0 | 0 | 0 | 0 | 0 | 0 | 5000 | -5000 | 0
7638 | 5000 | 0 | 0 | 0 | 0 | 0 | 0 | 5000 | -1373.421 | 0
7639 | 5000 | 0 | 0 | 0 | 0 | 0 | 0 | 5000 | 0 | 0
7640 | 5000 | 0 | 0 | 0 | 0 | 0 | 0 | 5000 | 0 | 0
7641 | 5000 | 0 | 0 | 0 | 0 | 0 | 0 | 5000 | 0 | 0
7642 | 5000 | 0 | 0 | 0 | 0 | 0 | 0 | 5000 | 0 | 0
7643 | 5000 | 0 | 0 | 0 | 0 | 0 | 0 | 5000 | 0 | 0
7644 | 5000 | 0 | 0 | 0 | 0 | 0 | 0 | 5000 | 0 | 0
7645 | 5000 | 0 | 0 | 0 | 0 | 0 | 0 | 5000 | 0 | 0
7646 | 5000 | 0 | 0 | 0 | 0 | 0 | 0 | 5000 | 0 | 0
7647 | 5000 | 0 | 0 | 0 | 0 | 0 | 0 | 5000 | 0 | 0
7648 | 5000 | 0 | 0 | 0 | 0 | 0 | 0 | 5000 | 0 | 0
7649 | 5000 | 0 | 0 | 0 | 0 | 0 | 0 | 5000 | 0 | 0
7650 | 5000 | 0 | 0 | 0 | 0 | 0 | 0 | 5000 | 0 | 0
7651 | 5000 | 0 | 0 | 0 | 0 | 0 | 0 | 1301.899 | 0 | 3698.101
7652 | 5000 | 0 | 0 | 0 | 0 | 0 | 0 | 0 | 0 | 5000
7653 | 5000 | 0 | 0 | 0 | 0 | 0 | 0 | 0 | 0 | 5000
7654 | 5000 | 0 | 0 | 0 | 0 | 0 | 0 | 0 | 0 | 5000
7655 | 5000 | 0 | 0 | 0 | 0 | 0 | 0 | 0 | 0 | 5000
7656 | 5000 | 0 | 0 | 0 | 0 | 0 | 0 | 5000 | 0 | 0
7657 | 5000 | 0 | 0 | 0 | 0 | 0 | 0 | 5000 | 0 | 0
7658 | 5000 | 0 | 0 | 0 | 0 | 0 | 0 | 5000 | 0 | 0
7659 | 5000 | 0 | 0 | 0 | 0 | 0 | 0 | 5000 | 0 | 0
7660 | 5000 | 0 | 0 | 0 | 0 | 0 | 0 | 5000 | 0 | 0
7661 | 5000 | 0 | 0 | 0 | 0 | 0 | 0 | 5000 | 0 | 0
7662 | 5000 | 0 | 0 | 0 | 0 | 0 | 0 | 5000 | 0 | 0
7663 | 5000 | 0 | 0 | 0 | 0 | 0 | 0 | 5000 | 0 | 0
7664 | 5000 | 0 | 0 | 0 | 0 | 0 | 0 | 5000 | 0 | 0
7665 | 5000 | 0 | 0 | 0 | 0 | 0 | 0 | 5000 | 0 | 0
7666 | 5000 | 0 | 0 | 0 | 0 | 0 | 0 | 5000 | 0 | 0
7667 | 5000 | 0 | 0 | 0 | 0 | 0 | 0 | 5000 | 0 | 0
7668 | 5000 | 0 | 0 | 0 | 0 | 0 | 0 | 5000 | 0 | 0
7669 | 5000 | 0 | 0 | 0 | 0 | 0 | 0 | 5000 | 0 | 0
7670 | 5000 | 0 | 0 | 0 | 0 | 0 | 0 | 5000 | 0 | 0
7671 | 5000 | 0 | 0 | 0 | 0 | 0 | 0 | 5000 | 0 | 0
7672 | 5000 | 0 | 0 | 0 | 0 | 0 | 0 | 5000 | 0 | 0
7673 | 5000 | 0 | 0 | 0 | 0 | 0 | 0 | 5000 | 0 | 0
7674 | 5000 | 0 | 0 | 0 | 0 | 0 | 0 | 5000 | 0 | 0
7675 | 5000 | 0 | 0 | 0 | 0 | 0 | 0 | 5000 | 0 | 0
7676 | 5000 | 0 | 0 | 0 | 0 | 0 | 0 | 5000 | 0 | 0
7677 | 5000 | 0 | 0 | 0 | 0 | 0 | 0 | 5000 | 0 | 0
7678 | 5000 | 0 | 0 | 0 | 0 | 0 | 0 | 5000 | 0 | 0
7679 | 5000 | 0 | 0 | 0 | 0 | 0 | 0 | 5000 | 0 | 0
7680 | 5000 | 0 | 0 | 0 | 0 | 0 | 0 | 5000 | 0 | 0
7681 | 5000 | 0 | 0 | 0 | 0 | 0 | 0 | 5000 | -5000 | 0
7682 | 5000 | 0 | 0 | 0 | 0 | 0 | 0 | 5000 | -5000 | 0
7683 | 5000 | 0 | 0 | 0 | 0 | 0 | 0 | 5000 | -5000 | 0
7684 | 5000 | 0 | 0 | 0 | 0 | 0 | 0 | 5000 | -5000 | 0
7685 | 5000 | 0 | 0 | 0 | 0 | 0 | 0 | 5000 | -5000 | 0
7686 | 5000 | 0 | 0 | 0 | 0 | 0 | 0 | 5000 | -1373.421 | 0
7687 | 5000 | 0 | 0 | 0 | 0 | 0 | 0 | 5000 | 0 | 0
7688 | 5000 | 0 | 0 | 0 | 0 | 0 | 0 | 5000 | 0 | 0
7689 | 5000 | 0 | 0 | 0 | 0 | 0 | 0 | 5000 | 0 | 0
7690 | 5000 | 0 | 0 | 0 | 0 | 0 | 0 | 5000 | 0 | 0
7691 | 5000 | 0 | 0 | 0 | 0 | 0 | 0 | 5000 | 0 | 0
7692 | 5000 | 0 | 0 | 0 | 0 | 0 | 0 | 5000 | 0 | 0
7693 | 5000 | 0 | 0 | 0 | 0 | 0 | 0 | 5000 | 0 | 0
7694 | 5000 | 0 | 0 | 0 | 0 | 0 | 0 | 5000 | 0 | 0
7695 | 5000 | 0 | 0 | 0 | 0 | 0 | 0 | 5000 | 0 | 0
7696 | 5000 | 0 | 0 | 0 | 0 | 0 | 0 | 5000 | 0 | 0
7697 | 5000 | 0 | 0 | 0 | 0 | 0 | 0 | 5000 | 0 | 0
7698 | 5000 | 0 | 0 | 0 | 0 | 0 | 0 | 5000 | 0 | 0
7699 | 5000 | 0 | 0 | 0 | 0 | 0 | 0 | 1301.899 | 0 | 3698.101
7700 | 5000 | 0 | 0 | 0 | 0 | 0 | 0 | 0 | 0 | 5000
7701 | 5000 | 0 | 0 | 0 | 0 | 0 | 0 | 0 | 0 | 5000
7702 | 5000 | 0 | 0 | 0 | 0 | 0 | 0 | 0 | 0 | 5000
7703 | 5000 | 0 | 0 | 0 | 0 | 0 | 0 | 0 | 0 | 5000
7704 | 5000 | 0 | 0 | 0 | 0 | 0 | 0 | 5000 | 0 | 0
7705 | 5000 | 0 | 0 | 0 | 0 | 0 | 0 | 5000 | -5000 | 0
7706 | 5000 | 0 | 0 | 0 | 0 | 0 | 0 | 5000 | -5000 | 0
7707 | 5000 | 0 | 0 | 0 | 0 | 0 | 0 | 5000 | -5000 | 0
7708 | 5000 | 0 | 0 | 0 | 0 | 0 | 0 | 5000 | -5000 | 0
7709 | 5000 | 0 | 0 | 0 | 0 | 0 | 0 | 5000 | -5000 | 0
7710 | 5000 | 0 | 0 | 0 | 0 | 0 | 0 | 5000 | -1373.421 | 0
7711 | 5000 | 0 | 0 | 0 | 0 | 0 | 0 | 5000 | 0 | 0
7712 | 5000 | 0 | 0 | 0 | 0 | 0 | 0 | 5000 | 0 | 0
7713 | 5000 | 0 | 0 | 0 | 0 | 0 | 0 | 5000 | 0 | 0
7714 | 5000 | 0 | 0 | 0 | 0 | 0 | 0 | 5000 | 0 | 0
7715 | 5000 | 0 | 0 | 0 | 0 | 0 | 0 | 5000 | 0 | 0
7716 | 5000 | 0 | 0 | 0 | 0 | 0 | 0 | 5000 | 0 | 0
7717 | 5000 | 0 | 0 | 0 | 0 | 0 | 0 | 5000 | 0 | 0
7718 | 5000 | 0 | 0 | 0 | 0 | 0 | 0 | 5000 | 0 | 0
7719 | 5000 | 0 | 0 | 0 | 0 | 0 | 0 | 5000 | 0 | 0
7720 | 5000 | 0 | 0 | 0 | 0 | 0 | 0 | 5000 | 0 | 0
7721 | 5000 | 0 | 0 | 0 | 0 | 0 | 0 | 5000 | 0 | 0
7722 | 5000 | 0 | 0 | 0 | 0 | 0 | 0 | 5000 | 0 | 0
7723 | 5000 | 0 | 0 | 0 | 0 | 0 | 0 | 1301.899 | 0 | 3698.101
7724 | 5000 | 0 | 0 | 0 | 0 | 0 | 0 | 0 | 0 | 5000
7725 | 5000 | 0 | 0 | 0 | 0 | 0 | 0 | 0 | 0 | 5000
7726 | 5000 | 0 | 0 | 0 | 0 | 0 | 0 | 0 | 0 | 5000
7727 | 5000 | 0 | 0 | 0 | 0 | 0 | 0 | 0 | 0 | 5000
7728 | 5000 | 0 | 0 | 0 | 0 | 0 | 0 | 5000 | 0 | 0
7729 | 5000 | 0 | 0 | 0 | 0 | 0 | 0 | 5000 | -5000 | 0
7730 | 5000 | 0 | 0 | 0 | 0 | 0 | 0 | 5000 | -5000 | 0
7731 | 5000 | 0 | 0 | 0 | 0 | 0 | 0 | 5000 | -5000 | 0
7732 | 5000 | 0 | 0 | 0 | 0 | 0 | 0 | 5000 | -5000 | 0
7733 | 5000 | 0 | 0 | 0 | 0 | 0 | 0 | 5000 | -5000 | 0
7734 | 5000 | 0 | 0 | 0 | 0 | 0 | 0 | 5000 | -1373.421 | 0
7735 | 5000 | 0 | 0 | 0 | 0 | 0 | 0 | 5000 | 0 | 0
7736 | 5000 | 0 | 0 | 0 | 0 | 0 | 0 | 5000 | 0 | 0
7737 | 5000 | 0 | 0 | 0 | 0 | 0 | 0 | 5000 | 0 | 0
7738 | 5000 | 0 | 0 | 0 | 0 | 0 | 0 | 5000 | 0 | 0
7739 | 5000 | 0 | 0 | 0 | 0 | 0 | 0 | 5000 | 0 | 0
7740 | 5000 | 0 | 0 | 0 | 0 | 0 | 0 | 5000 | 0 | 0
7741 | 5000 | 0 | 0 | 0 | 0 | 0 | 0 | 5000 | 0 | 0
7742 | 5000 | 0 | 0 | 0 | 0 | 0 | 0 | 5000 | 0 | 0
7743 | 5000 | 0 | 0 | 0 | 0 | 0 | 0 | 5000 | 0 | 0
7744 | 5000 | 0 | 0 | 0 | 0 | 0 | 0 | 5000 | 0 | 0
7745 | 5000 | 0 | 0 | 0 | 0 | 0 | 0 | 5000 | 0 | 0
7746 | 5000 | 0 | 0 | 0 | 0 | 0 | 0 | 5000 | 0 | 0
7747 | 5000 | 0 | 0 | 0 | 0 | 0 | 0 | 1301.899 | 0 | 3698.101
7748 | 5000 | 0 | 0 | 0 | 0 | 0 | 0 | 0 | 0 | 5000
7749 | 5000 | 0 | 0 | 0 | 0 | 0 | 0 | 0 | 0 | 5000
7750 | 5000 | 0 | 0 | 0 | 0 | 0 | 0 | 0 | 0 | 5000
7751 | 5000 | 0 | 0 | 0 | 0 | 0 | 0 | 0 | 0 | 5000
7752 | 5000 | 0 | 0 | 0 | 0 | 0 | 0 | 5000 | 0 | 0
7753 | 5000 | 0 | 0 | 0 | 0 | 0 | 0 | 5000 | -5000 | 0
7754 | 5000 | 0 | 0 | 0 | 0 | 0 | 0 | 5000 | -5000 | 0
7755 | 5000 | 0 | 0 | 0 | 0 | 0 | 0 | 5000 | -5000 | 0
7756 | 5000 | 0 | 0 | 0 | 0 | 0 | 0 | 5000 | -5000 | 0
7757 | 5000 | 0 | 0 | 0 | 0 | 0 | 0 | 5000 | -5000 | 0
7758 | 5000 | 0 | 0 | 0 | 0 | 0 | 0 | 5000 | -1373.421 | 0
7759 | 5000 | 0 | 0 | 0 | 0 | 0 | 0 | 5000 | 0 | 0
7760 | 5000 | 0 | 0 | 0 | 0 | 0 | 0 | 5000 | 0 | 0
7761 | 5000 | 0 | 0 | 0 | 0 | 0 | 0 | 5000 | 0 | 0
7762 | 5000 | 0 | 0 | 0 | 0 | 0 | 0 | 5000 | 0 | 0
7763 | 5000 | 0 | 0 | 0 | 0 | 0 | 0 | 5000 | 0 | 0
7764 | 5000 | 0 | 0 | 0 | 0 | 0 | 0 | 5000 | 0 | 0
7765 | 5000 | 0 | 0 | 0 | 0 | 0 | 0 | 5000 | 0 | 0
7766 | 5000 | 0 | 0 | 0 | 0 | 0 | 0 | 5000 | 0 | 0
7767 | 5000 | 0 | 0 | 0 | 0 | 0 | 0 | 5000 | 0 | 0
7768 | 5000 | 0 | 0 | 0 | 0 | 0 | 0 | 5000 | 0 | 0
7769 | 5000 | 0 | 0 | 0 | 0 | 0 | 0 | 5000 | 0 | 0
7770 | 5000 | 0 | 0 | 0 | 0 | 0 | 0 | 5000 | 0 | 0
7771 | 5000 | 0 | 0 | 0 | 0 | 0 | 0 | 1301.899 | 0 | 3698.101
7772 | 5000 | 0 | 0 | 0 | 0 | 0 | 0 | 0 | 0 | 5000
7773 | 5000 | 0 | 0 | 0 | 0 | 0 | 0 | 0 | 0 | 5000
7774 | 5000 | 0 | 0 | 0 | 0 | 0 | 0 | 0 | 0 | 5000
7775 | 5000 | 0 | 0 | 0 | 0 | 0 | 0 | 0 | 0 | 5000
7776 | 5000 | 0 | 0 | 0 | 0 | 0 | 0 | 5000 | 0 | 0
7777 | 5000 | 0 | 0 | 0 | 0 | 0 | 0 | 5000 | -5000 | 0
7778 | 5000 | 0 | 0 | 0 | 0 | 0 | 0 | 5000 | -5000 | 0
7779 | 5000 | 0 | 0 | 0 | 0 | 0 | 0 | 5000 | -5000 | 0
7780 | 5000 | 0 | 0 | 0 | 0 | 0 | 0 | 5000 | -5000 | 0
7781 | 5000 | 0 | 0 | 0 | 0 | 0 | 0 | 5000 | -5000 | 0
7782 | 5000 | 0 | 0 | 0 | 0 | 0 | 0 | 5000 | -1373.421 | 0
7783 | 5000 | 0 | 0 | 0 | 0 | 0 | 0 | 5000 | 0 | 0
7784 | 5000 | 0 | 0 | 0 | 0 | 0 | 0 | 5000 | 0 | 0
7785 | 5000 | 0 | 0 | 0 | 0 | 0 | 0 | 5000 | 0 | 0
7786 | 5000 | 0 | 0 | 0 | 0 | 0 | 0 | 5000 | 0 | 0
7787 | 5000 | 0 | 0 | 0 | 0 | 0 | 0 | 5000 | 0 | 0
7788 | 5000 | 0 | 0 | 0 | 0 | 0 | 0 | 5000 | 0 | 0
7789 | 5000 | 0 | 0 | 0 | 0 | 0 | 0 | 5000 | 0 | 0
7790 | 5000 | 0 | 0 | 0 | 0 | 0 | 0 | 5000 | 0 | 0
7791 | 5000 | 0 | 0 | 0 | 0 | 0 | 0 | 5000 | 0 | 0
7792 | 5000 | 0 | 0 | 0 | 0 | 0 | 0 | 5000 | 0 | 0
7793 | 5000 | 0 | 0 | 0 | 0 | 0 | 0 | 5000 | 0 | 0
7794 | 5000 | 0 | 0 | 0 | 0 | 0 | 0 | 5000 | 0 | 0
7795 | 5000 | 0 | 0 | 0 | 0 | 0 | 0 | 1301.899 | 0 | 3698.101
7796 | 5000 | 0 | 0 | 0 | 0 | 0 | 0 | 0 | 0 | 5000
7797 | 5000 | 0 | 0 | 0 | 0 | 0 | 0 | 0 | 0 | 5000
7798 | 5000 | 0 | 0 | 0 | 0 | 0 | 0 | 0 | 0 | 5000
7799 | 5000 | 0 | 0 | 0 | 0 | 0 | 0 | 0 | 0 | 5000
7800 | 5000 | 0 | 0 | 0 | 0 | 0 | 0 | 5000 | 0 | 0
7801 | 5000 | 0 | 0 | 0 | 0 | 0 | 0 | 5000 | -5000 | 0
7802 | 5000 | 0 | 0 | 0 | 0 | 0 | 0 | 5000 | -5000 | 0
7803 | 5000 | 0 | 0 | 0 | 0 | 0 | 0 | 5000 | -5000 | 0
7804 | 5000 | 0 | 0 | 0 | 0 | 0 | 0 | 5000 | -5000 | 0
7805 | 5000 | 0 | 0 | 0 | 0 | 0 | 0 | 5000 | -5000 | 0
7806 | 5000 | 0 | 0 | 0 | 0 | 0 | 0 | 5000 | -1373.421 | 0
7807 | 5000 | 0 | 0 | 0 | 0 | 0 | 0 | 5000 | 0 | 0
7808 | 5000 | 0 | 0 | 0 | 0 | 0 | 0 | 5000 | 0 | 0
7809 | 5000 | 0 | 0 | 0 | 0 | 0 | 0 | 5000 | 0 | 0
7810 | 5000 | 0 | 0 | 0 | 0 | 0 | 0 | 5000 | 0 | 0
7811 | 5000 | 0 | 0 | 0 | 0 | 0 | 0 | 5000 | 0 | 0
7812 | 5000 | 0 | 0 | 0 | 0 | 0 | 0 | 5000 | 0 | 0
7813 | 5000 | 0 | 0 | 0 | 0 | 0 | 0 | 5000 | 0 | 0
7814 | 5000 | 0 | 0 | 0 | 0 | 0 | 0 | 5000 | 0 | 0
7815 | 5000 | 0 | 0 | 0 | 0 | 0 | 0 | 5000 | 0 | 0
7816 | 5000 | 0 | 0 | 0 | 0 | 0 | 0 | 5000 | 0 | 0
7817 | 5000 | 0 | 0 | 0 | 0 | 0 | 0 | 5000 | 0 | 0
7818 | 5000 | 0 | 0 | 0 | 0 | 0 | 0 | 5000 | 0 | 0
7819 | 5000 | 0 | 0 | 0 | 0 | 0 | 0 | 1301.899 | 0 | 3698.101
7820 | 5000 | 0 | 0 | 0 | 0 | 0 | 0 | 0 | 0 | 5000
7821 | 5000 | 0 | 0 | 0 | 0 | 0 | 0 | 0 | 0 | 5000
7822 | 5000 | 0 | 0 | 0 | 0 | 0 | 0 | 0 | 0 | 5000
7823 | 5000 | 0 | 0 | 0 | 0 | 0 | 0 | 0 | 0 | 5000
7824 | 5000 | 0 | 0 | 0 | 0 | 0 | 0 | 5000 | 0 | 0
7825 | 5000 | 0 | 0 | 0 | 0 | 0 | 0 | 5000 | 0 | 0
7826 | 5000 | 0 | 0 | 0 | 0 | 0 | 0 | 5000 | 0 | 0
7827 | 5000 | 0 | 0 | 0 | 0 | 0 | 0 | 5000 | 0 | 0
7828 | 5000 | 0 | 0 | 0 | 0 | 0 | 0 | 5000 | 0 | 0
7829 | 5000 | 0 | 0 | 0 | 0 | 0 | 0 | 5000 | 0 | 0
7830 | 5000 | 0 | 0 | 0 | 0 | 0 | 0 | 5000 | 0 | 0
7831 | 5000 | 0 | 0 | 0 | 0 | 0 | 0 | 5000 | 0 | 0
7832 | 5000 | 0 | 0 | 0 | 0 | 0 | 0 | 5000 | 0 | 0
7833 | 5000 | 0 | 0 | 0 | 0 | 0 | 0 | 5000 | 0 | 0
7834 | 5000 | 0 | 0 | 0 | 0 | 0 | 0 | 5000 | 0 | 0
7835 | 5000 | 0 | 0 | 0 | 0 | 0 | 0 | 5000 | 0 | 0
7836 | 5000 | 0 | 0 | 0 | 0 | 0 | 0 | 5000 | 0 | 0
7837 | 5000 | 0 | 0 | 0 | 0 | 0 | 0 | 5000 | 0 | 0
7838 | 5000 | 0 | 0 | 0 | 0 | 0 | 0 | 5000 | 0 | 0
7839 | 5000 | 0 | 0 | 0 | 0 | 0 | 0 | 5000 | 0 | 0
7840 | 5000 | 0 | 0 | 0 | 0 | 0 | 0 | 5000 | 0 | 0
7841 | 5000 | 0 | 0 | 0 | 0 | 0 | 0 | 5000 | 0 | 0
7842 | 5000 | 0 | 0 | 0 | 0 | 0 | 0 | 5000 | 0 | 0
7843 | 5000 | 0 | 0 | 0 | 0 | 0 | 0 | 5000 | 0 | 0
7844 | 5000 | 0 | 0 | 0 | 0 | 0 | 0 | 5000 | 0 | 0
7845 | 5000 | 0 | 0 | 0 | 0 | 0 | 0 | 5000 | 0 | 0
7846 | 5000 | 0 | 0 | 0 | 0 | 0 | 0 | 5000 | 0 | 0
7847 | 5000 | 0 | 0 | 0 | 0 | 0 | 0 | 5000 | 0 | 0
7848 | 5000 | 0 | 0 | 0 | 0 | 0 | 0 | 5000 | 0 | 0
7849 | 5000 | 0 | 0 | 0 | 0 | 0 | 0 | 5000 | -5000 | 0
7850 | 5000 | 0 | 0 | 0 | 0 | 0 | 0 | 5000 | -5000 | 0
7851 | 5000 | 0 | 0 | 0 | 0 | 0 | 0 | 5000 | -5000 | 0
7852 | 5000 | 0 | 0 | 0 | 0 | 0 | 0 | 5000 | -5000 | 0
7853 | 5000 | 0 | 0 | 0 | 0 | 0 | 0 | 5000 | -5000 | 0
7854 | 5000 | 0 | 0 | 0 | 0 | 0 | 0 | 5000 | -1373.421 | 0
7855 | 5000 | 0 | 0 | 0 | 0 | 0 | 0 | 5000 | 0 | 0
7856 | 5000 | 0 | 0 | 0 | 0 | 0 | 0 | 5000 | 0 | 0
7857 | 5000 | 0 | 0 | 0 | 0 | 0 | 0 | 5000 | 0 | 0
7858 | 5000 | 0 | 0 | 0 | 0 | 0 | 0 | 5000 | 0 | 0
7859 | 5000 | 0 | 0 | 0 | 0 | 0 | 0 | 5000 | 0 | 0
7860 | 5000 | 0 | 0 | 0 | 0 | 0 | 0 | 5000 | 0 | 0
7861 | 5000 | 0 | 0 | 0 | 0 | 0 | 0 | 5000 | 0 | 0
7862 | 5000 | 0 | 0 | 0 | 0 | 0 | 0 | 5000 | 0 | 0
7863 | 5000 | 0 | 0 | 0 | 0 | 0 | 0 | 5000 | 0 | 0
7864 | 5000 | 0 | 0 | 0 | 0 | 0 | 0 | 5000 | 0 | 0
7865 | 5000 | 0 | 0 | 0 | 0 | 0 | 0 | 5000 | 0 | 0
7866 | 5000 | 0 | 0 | 0 | 0 | 0 | 0 | 5000 | 0 | 0
7867 | 5000 | 0 | 0 | 0 | 0 | 0 | 0 | 1301.899 | 0 | 3698.101
7868 | 5000 | 0 | 0 | 0 | 0 | 0 | 0 | 0 | 0 | 5000
7869 | 5000 | 0 | 0 | 0 | 0 | 0 | 0 | 0 | 0 | 5000
7870 | 5000 | 0 | 0 | 0 | 0 | 0 | 0 | 0 | 0 | 5000
7871 | 5000 | 0 | 0 | 0 | 0 | 0 | 0 | 0 | 0 | 5000
7872 | 5000 | 0 | 0 | 0 | 0 | 0 | 0 | 5000 | 0 | 0
7873 | 5000 | 0 | 0 | 0 | 0 | 0 | 0 | 5000 | -5000 | 0
7874 | 5000 | 0 | 0 | 0 | 0 | 0 | 0 | 5000 | -5000 | 0
7875 | 5000 | 0 | 0 | 0 | 0 | 0 | 0 | 5000 | -5000 | 0
7876 | 5000 | 0 | 0 | 0 | 0 | 0 | 0 | 5000 | -5000 | 0
7877 | 5000 | 0 | 0 | 0 | 0 | 0 | 0 | 5000 | -5000 | 0
7878 | 5000 | 0 | 0 | 0 | 0 | 0 | 0 | 5000 | -1373.421 | 0
7879 | 5000 | 0 | 0 | 0 | 0 | 0 | 0 | 5000 | 0 | 0
7880 | 5000 | 0 | 0 | 0 | 0 | 0 | 0 | 5000 | 0 | 0
7881 | 5000 | 0 | 0 | 0 | 0 | 0 | 0 | 5000 | 0 | 0
7882 | 5000 | 0 | 0 | 0 | 0 | 0 | 0 | 5000 | 0 | 0
7883 | 5000 | 0 | 0 | 0 | 0 | 0 | 0 | 5000 | 0 | 0
7884 | 5000 | 0 | 0 | 0 | 0 | 0 | 0 | 5000 | 0 | 0
7885 | 5000 | 0 | 0 | 0 | 0 | 0 | 0 | 5000 | 0 | 0
7886 | 5000 | 0 | 0 | 0 | 0 | 0 | 0 | 5000 | 0 | 0
7887 | 5000 | 0 | 0 | 0 | 0 | 0 | 0 | 5000 | 0 | 0
7888 | 5000 | 0 | 0 | 0 | 0 | 0 | 0 | 5000 | 0 | 0
7889 | 5000 | 0 | 0 | 0 | 0 | 0 | 0 | 5000 | 0 | 0
7890 | 5000 | 0 | 0 | 0 | 0 | 0 | 0 | 5000 | 0 | 0
7891 | 5000 | 0 | 0 | 0 | 0 | 0 | 0 | 1301.899 | 0 | 3698.101
7892 | 5000 | 0 | 0 | 0 | 0 | 0 | 0 | 0 | 0 | 5000
7893 | 5000 | 0 | 0 | 0 | 0 | 0 | 0 | 0 | 0 | 5000
7894 | 5000 | 0 | 0 | 0 | 0 | 0 | 0 | 0 | 0 | 5000
7895 | 5000 | 0 | 0 | 0 | 0 | 0 | 0 | 0 | 0 | 5000
7896 | 5000 | 0 | 0 | 0 | 0 | 0 | 0 | 5000 | 0 | 0
7897 | 5000 | 0 | 0 | 0 | 0 | 0 | 0 | 5000 | -5000 | 0
7898 | 5000 | 0 | 0 | 0 | 0 | 0 | 0 | 5000 | -5000 | 0
7899 | 5000 | 0 | 0 | 0 | 0 | 0 | 0 | 5000 | -5000 | 0
7900 | 5000 | 0 | 0 | 0 | 0 | 0 | 0 | 5000 | -5000 | 0
7901 | 5000 | 0 | 0 | 0 | 0 | 0 | 0 | 5000 | -5000 | 0
7902 | 5000 | 0 | 0 | 0 | 0 | 0 | 0 | 5000 | -1373.421 | 0
7903 | 5000 | 0 | 0 | 0 | 0 | 0 | 0 | 5000 | 0 | 0
7904 | 5000 | 0 | 0 | 0 | 0 | 0 | 0 | 5000 | 0 | 0
7905 | 5000 | 0 | 0 | 0 | 0 | 0 | 0 | 5000 | 0 | 0
7906 | 5000 | 0 | 0 | 0 | 0 | 0 | 0 | 5000 | 0 | 0
7907 | 5000 | 0 | 0 | 0 | 0 | 0 | 0 | 5000 | 0 | 0
7908 | 5000 | 0 | 0 | 0 | 0 | 0 | 0 | 5000 | 0 | 0
7909 | 5000 | 0 | 0 | 0 | 0 | 0 | 0 | 5000 | 0 | 0
7910 | 5000 | 0 | 0 | 0 | 0 | 0 | 0 | 5000 | 0 | 0
7911 | 5000 | 0 | 0 | 0 | 0 | 0 | 0 | 5000 | 0 | 0
7912 | 5000 | 0 | 0 | 0 | 0 | 0 | 0 | 5000 | 0 | 0
7913 | 5000 | 0 | 0 | 0 | 0 | 0 | 0 | 5000 | 0 | 0
7914 | 5000 | 0 | 0 | 0 | 0 | 0 | 0 | 5000 | 0 | 0
7915 | 5000 | 0 | 0 | 0 | 0 | 0 | 0 | 1301.899 | 0 | 3698.101
7916 | 5000 | 0 | 0 | 0 | 0 | 0 | 0 | 0 | 0 | 5000
7917 | 5000 | 0 | 0 | 0 | 0 | 0 | 0 | 0 | 0 | 5000
7918 | 5000 | 0 | 0 | 0 | 0 | 0 | 0 | 0 | 0 | 5000
7919 | 5000 | 0 | 0 | 0 | 0 | 0 | 0 | 0 | 0 | 5000
7920 | 5000 | 0 | 0 | 0 | 0 | 0 | 0 | 5000 | 0 | 0
7921 | 5000 | 0 | 0 | 0 | 0 | 0 | 0 | 5000 | -5000 | 0
7922 | 5000 | 0 | 0 | 0 | 0 | 0 | 0 | 5000 | -5000 | 0
7923 | 5000 | 0 | 0 | 0 | 0 | 0 | 0 | 5000 | -5000 | 0
7924 | 5000 | 0 | 0 | 0 | 0 | 0 | 0 | 5000 | -5000 | 0
7925 | 5000 | 0 | 0 | 0 | 0 | 0 | 0 | 5000 | -5000 | 0
7926 | 5000 | 0 | 0 | 0 | 0 | 0 | 0 | 5000 | -1373.421 | 0
7927 | 5000 | 0 | 0 | 0 | 0 | 0 | 0 | 5000 | 0 | 0
7928 | 5000 | 0 | 0 | 0 | 0 | 0 | 0 | 5000 | 0 | 0
7929 | 5000 | 0 | 0 | 0 | 0 | 0 | 0 | 5000 | 0 | 0
7930 | 5000 | 0 | 0 | 0 | 0 | 0 | 0 | 5000 | 0 | 0
7931 | 5000 | 0 | 0 | 0 | 0 | 0 | 0 | 5000 | 0 | 0
7932 | 5000 | 0 | 0 | 0 | 0 | 0 | 0 | 5000 | 0 | 0
7933 | 5000 | 0 | 0 | 0 | 0 | 0 | 0 | 5000 | 0 | 0
7934 | 5000 | 0 | 0 | 0 | 0 | 0 | 0 | 5000 | 0 | 0
7935 | 5000 | 0 | 0 | 0 | 0 | 0 | 0 | 5000 | 0 | 0
7936 | 5000 | 0 | 0 | 0 | 0 | 0 | 0 | 5000 | 0 | 0
7937 | 5000 | 0 | 0 | 0 | 0 | 0 | 0 | 5000 | 0 | 0
7938 | 5000 | 0 | 0 | 0 | 0 | 0 | 0 | 5000 | 0 | 0
7939 | 5000 | 0 | 0 | 0 | 0 | 0 | 0 | 1301.899 | 0 | 3698.101
7940 | 5000 | 0 | 0 | 0 | 0 | 0 | 0 | 0 | 0 | 5000
7941 | 5000 | 0 | 0 | 0 | 0 | 0 | 0 | 0 | 0 | 5000
7942 | 5000 | 0 | 0 | 0 | 0 | 0 | 0 | 0 | 0 | 5000
7943 | 5000 | 0 | 0 | 0 | 0 | 0 | 0 | 0 | 0 | 5000
7944 | 5000 | 0 | 0 | 0 | 0 | 0 | 0 | 5000 | 0 | 0
7945 | 5000 | 0 | 0 | 0 | 0 | 0 | 0 | 5000 | -5000 | 0
7946 | 5000 | 0 | 0 | 0 | 0 | 0 | 0 | 5000 | -5000 | 0
7947 | 5000 | 0 | 0 | 0 | 0 | 0 | 0 | 5000 | -5000 | 0
7948 | 5000 | 0 | 0 | 0 | 0 | 0 | 0 | 5000 | -5000 | 0
7949 | 5000 | 0 | 0 | 0 | 0 | 0 | 0 | 5000 | -5000 | 0
7950 | 5000 | 0 | 0 | 0 | 0 | 0 | 0 | 5000 | -1373.421 | 0
7951 | 5000 | 0 | 0 | 0 | 0 | 0 | 0 | 5000 | 0 | 0
7952 | 5000 | 0 | 0 | 0 | 0 | 0 | 0 | 5000 | 0 | 0
7953 | 5000 | 0 | 0 | 0 | 0 | 0 | 0 | 5000 | 0 | 0
7954 | 5000 | 0 | 0 | 0 | 0 | 0 | 0 | 5000 | 0 | 0
7955 | 5000 | 0 | 0 | 0 | 0 | 0 | 0 | 5000 | 0 | 0
7956 | 5000 | 0 | 0 | 0 | 0 | 0 | 0 | 5000 | 0 | 0
7957 | 5000 | 0 | 0 | 0 | 0 | 0 | 0 | 5000 | 0 | 0
7958 | 5000 | 0 | 0 | 0 | 0 | 0 | 0 | 5000 | 0 | 0
7959 | 5000 | 0 | 0 | 0 | 0 | 0 | 0 | 5000 | 0 | 0
7960 | 5000 | 0 | 0 | 0 | 0 | 0 | 0 | 5000 | 0 | 0
7961 | 5000 | 0 | 0 | 0 | 0 | 0 | 0 | 5000 | 0 | 0
7962 | 5000 | 0 | 0 | 0 | 0 | 0 | 0 | 5000 | 0 | 0
7963 | 5000 | 0 | 0 | 0 | 0 | 0 | 0 | 1301.899 | 0 | 3698.101
7964 | 5000 | 0 | 0 | 0 | 0 | 0 | 0 | 0 | 0 | 5000
7965 | 5000 | 0 | 0 | 0 | 0 | 0 | 0 | 0 | 0 | 5000
7966 | 5000 | 0 | 0 | 0 | 0 | 0 | 0 | 0 | 0 | 5000
7967 | 5000 | 0 | 0 | 0 | 0 | 0 | 0 | 0 | 0 | 5000
7968 | 5000 | 0 | 0 | 0 | 0 | 0 | 0 | 5000 | 0 | 0
7969 | 5000 | 0 | 0 | 0 | 0 | 0 | 0 | 5000 | -5000 | 0
7970 | 5000 | 0 | 0 | 0 | 0 | 0 | 0 | 5000 | -5000 | 0
7971 | 5000 | 0 | 0 | 0 | 0 | 0 | 0 | 5000 | -5000 | 0
7972 | 5000 | 0 | 0 | 0 | 0 | 0 | 0 | 5000 | -5000 | 0
7973 | 5000 | 0 | 0 | 0 | 0 | 0 | 0 | 5000 | -5000 | 0
7974 | 5000 | 0 | 0 | 0 | 0 | 0 | 0 | 5000 | -1373.421 | 0
7975 | 5000 | 0 | 0 | 0 | 0 | 0 | 0 | 5000 | 0 | 0
7976 | 5000 | 0 | 0 | 0 | 0 | 0 | 0 | 5000 | 0 | 0
7977 | 5000 | 0 | 0 | 0 | 0 | 0 | 0 | 5000 | 0 | 0
7978 | 5000 | 0 | 0 | 0 | 0 | 0 | 0 | 5000 | 0 | 0
7979 | 5000 | 0 | 0 | 0 | 0 | 0 | 0 | 5000 | 0 | 0
7980 | 5000 | 0 | 0 | 0 | 0 | 0 | 0 | 5000 | 0 | 0
7981 | 5000 | 0 | 0 | 0 | 0 | 0 | 0 | 5000 | 0 | 0
7982 | 5000 | 0 | 0 | 0 | 0 | 0 | 0 | 5000 | 0 | 0
7983 | 5000 | 0 | 0 | 0 | 0 | 0 | 0 | 5000 | 0 | 0
7984 | 5000 | 0 | 0 | 0 | 0 | 0 | 0 | 5000 | 0 | 0
7985 | 5000 | 0 | 0 | 0 | 0 | 0 | 0 | 5000 | 0 | 0
7986 | 5000 | 0 | 0 | 0 | 0 | 0 | 0 | 5000 | 0 | 0
7987 | 5000 | 0 | 0 | 0 | 0 | 0 | 0 | 1301.899 | 0 | 3698.101
7988 | 5000 | 0 | 0 | 0 | 0 | 0 | 0 | 0 | 0 | 5000
7989 | 5000 | 0 | 0 | 0 | 0 | 0 | 0 | 0 | 0 | 5000
7990 | 5000 | 0 | 0 | 0 | 0 | 0 | 0 | 0 | 0 | 5000
7991 | 5000 | 0 | 0 | 0 | 0 | 0 | 0 | 0 | 0 | 5000
7992 | 5000 | 0 | 0 | 0 | 0 | 0 | 0 | 5000 | 0 | 0
7993 | 5000 | 0 | 0 | 0 | 0 | 0 | 0 | 5000 | 0 | 0
7994 | 5000 | 0 | 0 | 0 | 0 | 0 | 0 | 5000 | 0 | 0
7995 | 5000 | 0 | 0 | 0 | 0 | 0 | 0 | 5000 | 0 | 0
7996 | 5000 | 0 | 0 | 0 | 0 | 0 | 0 | 5000 | 0 | 0
7997 | 5000 | 0 | 0 | 0 | 0 | 0 | 0 | 5000 | 0 | 0
7998 | 5000 | 0 | 0 | 0 | 0 | 0 | 0 | 5000 | 0 | 0
7999 | 5000 | 0 | 0 | 0 | 0 | 0 | 0 | 5000 | 0 | 0
8000 | 5000 | 0 | 0 | 0 | 0 | 0 | 0 | 5000 | 0 | 0
8001 | 5000 | 0 | 0 | 0 | 0 | 0 | 0 | 5000 | 0 | 0
8002 | 5000 | 0 | 0 | 0 | 0 | 0 | 0 | 5000 | 0 | 0
8003 | 5000 | 0 | 0 | 0 | 0 | 0 | 0 | 5000 | 0 | 0
8004 | 5000 | 0 | 0 | 0 | 0 | 0 | 0 | 5000 | 0 | 0
8005 | 5000 | 0 | 0 | 0 | 0 | 0 | 0 | 5000 | 0 | 0
8006 | 5000 | 0 | 0 | 0 | 0 | 0 | 0 | 5000 | 0 | 0
8007 | 5000 | 0 | 0 | 0 | 0 | 0 | 0 | 5000 | 0 | 0
8008 | 5000 | 0 | 0 | 0 | 0 | 0 | 0 | 5000 | 0 | 0
8009 | 5000 | 0 | 0 | 0 | 0 | 0 | 0 | 5000 | 0 | 0
8010 | 5000 | 0 | 0 | 0 | 0 | 0 | 0 | 5000 | 0 | 0
8011 | 5000 | 0 | 0 | 0 | 0 | 0 | 0 | 5000 | 0 | 0
8012 | 5000 | 0 | 0 | 0 | 0 | 0 | 0 | 5000 | 0 | 0
8013 | 5000 | 0 | 0 | 0 | 0 | 0 | 0 | 5000 | 0 | 0
8014 | 5000 | 0 | 0 | 0 | 0 | 0 | 0 | 5000 | 0 | 0
8015 | 5000 | 0 | 0 | 0 | 0 | 0 | 0 | 5000 | 0 | 0
8016 | 5000 | 0 | 0 | 0 | 0 | 0 | 0 | 5000 | 0 | 0
8017 | 5000 | 0 | 0 | 0 | 0 | 0 | 0 | 5000 | -5000 | 0
8018 | 5000 | 0 | 0 | 0 | 0 | 0 | 0 | 5000 | -5000 | 0
8019 | 5000 | 0 | 0 | 0 | 0 | 0 | 0 | 5000 | -5000 | 0
8020 | 5000 | 0 | 0 | 0 | 0 | 0 | 0 | 5000 | -5000 | 0
8021 | 5000 | 0 | 0 | 0 | 0 | 0 | 0 | 5000 | -5000 | 0
8022 | 5000 | 0 | 0 | 0 | 0 | 0 | 0 | 5000 | -1373.421 | 0
8023 | 5000 | 0 | 0 | 0 | 0 | 0 | 0 | 5000 | 0 | 0
8024 | 5000 | 0 | 0 | 0 | 0 | 0 | 0 | 5000 | 0 | 0
8025 | 5000 | 0 | 0 | 0 | 0 | 0 | 0 | 5000 | 0 | 0
8026 | 5000 | 0 | 0 | 0 | 0 | 0 | 0 | 5000 | 0 | 0
8027 | 5000 | 0 | 0 | 0 | 0 | 0 | 0 | 5000 | 0 | 0
8028 | 5000 | 0 | 0 | 0 | 0 | 0 | 0 | 5000 | 0 | 0
8029 | 5000 | 0 | 0 | 0 | 0 | 0 | 0 | 5000 | 0 | 0
8030 | 5000 | 0 | 0 | 0 | 0 | 0 | 0 | 5000 | 0 | 0
8031 | 5000 | 0 | 0 | 0 | 0 | 0 | 0 | 5000 | 0 | 0
8032 | 5000 | 0 | 0 | 0 | 0 | 0 | 0 | 5000 | 0 | 0
8033 | 5000 | 0 | 0 | 0 | 0 | 0 | 0 | 5000 | 0 | 0
8034 | 5000 | 0 | 0 | 0 | 0 | 0 | 0 | 5000 | 0 | 0
8035 | 5000 | 0 | 0 | 0 | 0 | 0 | 0 | 1301.899 | 0 | 3698.101
8036 | 5000 | 0 | 0 | 0 | 0 | 0 | 0 | 0 | 0 | 5000
8037 | 5000 | 0 | 0 | 0 | 0 | 0 | 0 | 0 | 0 | 5000
8038 | 5000 | 0 | 0 | 0 | 0 | 0 | 0 | 0 | 0 | 5000
8039 | 5000 | 0 | 0 | 0 | 0 | 0 | 0 | 0 | 0 | 5000
8040 | 5000 | 0 | 0 | 0 | 0 | 0 | 0 | 5000 | 0 | 0
8041 | 5000 | 0 | 0 | 0 | 0 | 0 | 0 | 5000 | -5000 | 0
8042 | 5000 | 0 | 0 | 0 | 0 | 0 | 0 | 5000 | -5000 | 0
8043 | 5000 | 0 | 0 | 0 | 0 | 0 | 0 | 5000 | -5000 | 0
8044 | 5000 | 0 | 0 | 0 | 0 | 0 | 0 | 5000 | -5000 | 0
8045 | 5000 | 0 | 0 | 0 | 0 | 0 | 0 | 5000 | -5000 | 0
8046 | 5000 | 0 | 0 | 0 | 0 | 0 | 0 | 5000 | -1373.421 | 0
8047 | 5000 | 0 | 0 | 0 | 0 | 0 | 0 | 5000 | 0 | 0
8048 | 5000 | 0 | 0 | 0 | 0 | 0 | 0 | 5000 | 0 | 0
8049 | 5000 | 0 | 0 | 0 | 0 | 0 | 0 | 5000 | 0 | 0
8050 | 5000 | 0 | 0 | 0 | 0 | 0 | 0 | 5000 | 0 | 0
8051 | 5000 | 0 | 0 | 0 | 0 | 0 | 0 | 5000 | 0 | 0
8052 | 5000 | 0 | 0 | 0 | 0 | 0 | 0 | 5000 | 0 | 0
8053 | 5000 | 0 | 0 | 0 | 0 | 0 | 0 | 5000 | 0 | 0
8054 | 5000 | 0 | 0 | 0 | 0 | 0 | 0 | 5000 | 0 | 0
8055 | 5000 | 0 | 0 | 0 | 0 | 0 | 0 | 5000 | 0 | 0
8056 | 5000 | 0 | 0 | 0 | 0 | 0 | 0 | 5000 | 0 | 0
8057 | 5000 | 0 | 0 | 0 | 0 | 0 | 0 | 5000 | 0 | 0
8058 | 5000 | 0 | 0 | 0 | 0 | 0 | 0 | 5000 | 0 | 0
8059 | 5000 | 0 | 0 | 0 | 0 | 0 | 0 | 1301.899 | 0 | 3698.101
8060 | 5000 | 0 | 0 | 0 | 0 | 0 | 0 | 0 | 0 | 5000
8061 | 5000 | 0 | 0 | 0 | 0 | 0 | 0 | 0 | 0 | 5000
8062 | 5000 | 0 | 0 | 0 | 0 | 0 | 0 | 0 | 0 | 5000
8063 | 5000 | 0 | 0 | 0 | 0 | 0 | 0 | 0 | 0 | 5000
8064 | 5000 | 0 | 0 | 0 | 0 | 0 | 0 | 5000 | 0 | 0
8065 | 5000 | 0 | 0 | 0 | 0 | 0 | 0 | 5000 | -5000 | 0
8066 | 5000 | 0 | 0 | 0 | 0 | 0 | 0 | 5000 | -5000 | 0
8067 | 5000 | 0 | 0 | 0 | 0 | 0 | 0 | 5000 | -5000 | 0
8068 | 5000 | 0 | 0 | 0 | 0 | 0 | 0 | 5000 | -5000 | 0
8069 | 5000 | 0 | 0 | 0 | 0 | 0 | 0 | 5000 | -5000 | 0
8070 | 5000 | 0 | 0 | 0 | 0 | 0 | 0 | 5000 | -1373.421 | 0
8071 | 5000 | 0 | 0 | 0 | 0 | 0 | 0 | 5000 | 0 | 0
8072 | 5000 | 0 | 0 | 0 | 0 | 0 | 0 | 5000 | 0 | 0
8073 | 5000 | 0 | 0 | 0 | 0 | 0 | 0 | 5000 | 0 | 0
8074 | 5000 | 0 | 0 | 0 | 0 | 0 | 0 | 5000 | 0 | 0
8075 | 5000 | 0 | 0 | 0 | 0 | 0 | 0 | 5000 | 0 | 0
8076 | 5000 | 0 | 0 | 0 | 0 | 0 | 0 | 5000 | 0 | 0
8077 | 5000 | 0 | 0 | 0 | 0 | 0 | 0 | 5000 | 0 | 0
8078 | 5000 | 0 | 0 | 0 | 0 | 0 | 0 | 5000 | 0 | 0
8079 | 5000 | 0 | 0 | 0 | 0 | 0 | 0 | 5000 | 0 | 0
8080 | 5000 | 0 | 0 | 0 | 0 | 0 | 0 | 5000 | 0 | 0
8081 | 5000 | 0 | 0 | 0 | 0 | 0 | 0 | 5000 | 0 | 0
8082 | 5000 | 0 | 0 | 0 | 0 | 0 | 0 | 5000 | 0 | 0
8083 | 5000 | 0 | 0 | 0 | 0 | 0 | 0 | 1301.899 | 0 | 3698.101
8084 | 5000 | 0 | 0 | 0 | 0 | 0 | 0 | 0 | 0 | 5000
8085 | 5000 | 0 | 0 | 0 | 0 | 0 | 0 | 0 | 0 | 5000
8086 | 5000 | 0 | 0 | 0 | 0 | 0 | 0 | 0 | 0 | 5000
8087 | 5000 | 0 | 0 | 0 | 0 | 0 | 0 | 0 | 0 | 5000
8088 | 5000 | 0 | 0 | 0 | 0 | 0 | 0 | 5000 | 0 | 0
8089 | 5000 | 0 | 0 | 0 | 0 | 0 | 0 | 5000 | -5000 | 0
8090 | 5000 | 0 | 0 | 0 | 0 | 0 | 0 | 5000 | -5000 | 0
8091 | 5000 | 0 | 0 | 0 | 0 | 0 | 0 | 5000 | -5000 | 0
8092 | 5000 | 0 | 0 | 0 | 0 | 0 | 0 | 5000 | -5000 | 0
8093 | 5000 | 0 | 0 | 0 | 0 | 0 | 0 | 5000 | -5000 | 0
8094 | 5000 | 0 | 0 | 0 | 0 | 0 | 0 | 5000 | -1373.421 | 0
8095 | 5000 | 0 | 0 | 0 | 0 | 0 | 0 | 5000 | 0 | 0
8096 | 5000 | 0 | 0 | 0 | 0 | 0 | 0 | 5000 | 0 | 0
8097 | 5000 | 0 | 0 | 0 | 0 | 0 | 0 | 5000 | 0 | 0
8098 | 5000 | 0 | 0 | 0 | 0 | 0 | 0 | 5000 | 0 | 0
8099 | 5000 | 0 | 0 | 0 | 0 | 0 | 0 | 5000 | 0 | 0
8100 | 5000 | 0 | 0 | 0 | 0 | 0 | 0 | 5000 | 0 | 0
8101 | 5000 | 0 | 0 | 0 | 0 | 0 | 0 | 5000 | 0 | 0
8102 | 5000 | 0 | 0 | 0 | 0 | 0 | 0 | 5000 | 0 | 0
8103 | 5000 | 0 | 0 | 0 | 0 | 0 | 0 | 5000 | 0 | 0
8104 | 5000 | 0 | 0 | 0 | 0 | 0 | 0 | 5000 | 0 | 0
8105 | 5000 | 0 | 0 | 0 | 0 | 0 | 0 | 5000 | 0 | 0
8106 | 5000 | 0 | 0 | 0 | 0 | 0 | 0 | 5000 | 0 | 0
8107 | 5000 | 0 | 0 | 0 | 0 | 0 | 0 | 1301.899 | 0 | 3698.101
8108 | 5000 | 0 | 0 | 0 | 0 | 0 | 0 | 0 | 0 | 5000
8109 | 5000 | 0 | 0 | 0 | 0 | 0 | 0 | 0 | 0 | 5000
8110 | 5000 | 0 | 0 | 0 | 0 | 0 | 0 | 0 | 0 | 5000
8111 | 5000 | 0 | 0 | 0 | 0 | 0 | 0 | 0 | 0 | 5000
8112 | 5000 | 0 | 0 | 0 | 0 | 0 | 0 | 5000 | 0 | 0
8113 | 5000 | 0 | 0 | 0 | 0 | 0 | 0 | 5000 | -5000 | 0
8114 | 5000 | 0 | 0 | 0 | 0 | 0 | 0 | 5000 | -5000 | 0
8115 | 5000 | 0 | 0 | 0 | 0 | 0 | 0 | 5000 | -5000 | 0
8116 | 5000 | 0 | 0 | 0 | 0 | 0 | 0 | 5000 | -5000 | 0
8117 | 5000 | 0 | 0 | 0 | 0 | 0 | 0 | 5000 | -5000 | 0
8118 | 5000 | 0 | 0 | 0 | 0 | 0 | 0 | 5000 | -1373.421 | 0
8119 | 5000 | 0 | 0 | 0 | 0 | 0 | 0 | 5000 | 0 | 0
8120 | 5000 | 0 | 0 | 0 | 0 | 0 | 0 | 5000 | 0 | 0
8121 | 5000 | 0 | 0 | 0 | 0 | 0 | 0 | 5000 | 0 | 0
8122 | 5000 | 0 | 0 | 0 | 0 | 0 | 0 | 5000 | 0 | 0
8123 | 5000 | 0 | 0 | 0 | 0 | 0 | 0 | 5000 | 0 | 0
8124 | 5000 | 0 | 0 | 0 | 0 | 0 | 0 | 5000 | 0 | 0
8125 | 5000 | 0 | 0 | 0 | 0 | 0 | 0 | 5000 | 0 | 0
8126 | 5000 | 0 | 0 | 0 | 0 | 0 | 0 | 5000 | 0 | 0
8127 | 5000 | 0 | 0 | 0 | 0 | 0 | 0 | 5000 | 0 | 0
8128 | 5000 | 0 | 0 | 0 | 0 | 0 | 0 | 5000 | 0 | 0
8129 | 5000 | 0 | 0 | 0 | 0 | 0 | 0 | 5000 | 0 | 0
8130 | 5000 | 0 | 0 | 0 | 0 | 0 | 0 | 5000 | 0 | 0
8131 | 5000 | 0 | 0 | 0 | 0 | 0 | 0 | 1301.899 | 0 | 3698.101
8132 | 5000 | 0 | 0 | 0 | 0 | 0 | 0 | 0 | 0 | 5000
8133 | 5000 | 0 | 0 | 0 | 0 | 0 | 0 | 0 | 0 | 5000
8134 | 5000 | 0 | 0 | 0 | 0 | 0 | 0 | 0 | 0 | 5000
8135 | 5000 | 0 | 0 | 0 | 0 | 0 | 0 | 0 | 0 | 5000
8136 | 5000 | 0 | 0 | 0 | 0 | 0 | 0 | 5000 | 0 | 0
8137 | 5000 | 0 | 0 | 0 | 0 | 0 | 0 | 5000 | -5000 | 0
8138 | 5000 | 0 | 0 | 0 | 0 | 0 | 0 | 5000 | -5000 | 0
8139 | 5000 | 0 | 0 | 0 | 0 | 0 | 0 | 5000 | -5000 | 0
8140 | 5000 | 0 | 0 | 0 | 0 | 0 | 0 | 5000 | -5000 | 0
8141 | 5000 | 0 | 0 | 0 | 0 | 0 | 0 | 5000 | -5000 | 0
8142 | 5000 | 0 | 0 | 0 | 0 | 0 | 0 | 5000 | -1373.421 | 0
8143 | 5000 | 0 | 0 | 0 | 0 | 0 | 0 | 5000 | 0 | 0
8144 | 5000 | 0 | 0 | 0 | 0 | 0 | 0 | 5000 | 0 | 0
8145 | 5000 | 0 | 0 | 0 | 0 | 0 | 0 | 5000 | 0 | 0
8146 | 5000 | 0 | 0 | 0 | 0 | 0 | 0 | 5000 | 0 | 0
8147 | 5000 | 0 | 0 | 0 | 0 | 0 | 0 | 5000 | 0 | 0
8148 | 5000 | 0 | 0 | 0 | 0 | 0 | 0 | 5000 | 0 | 0
8149 | 5000 | 0 | 0 | 0 | 0 | 0 | 0 | 5000 | 0 | 0
8150 | 5000 | 0 | 0 | 0 | 0 | 0 | 0 | 5000 | 0 | 0
8151 | 5000 | 0 | 0 | 0 | 0 | 0 | 0 | 5000 | 0 | 0
8152 | 5000 | 0 | 0 | 0 | 0 | 0 | 0 | 5000 | 0 | 0
8153 | 5000 | 0 | 0 | 0 | 0 | 0 | 0 | 5000 | 0 | 0
8154 | 5000 | 0 | 0 | 0 | 0 | 0 | 0 | 5000 | 0 | 0
8155 | 5000 | 0 | 0 | 0 | 0 | 0 | 0 | 1301.899 | 0 | 3698.101
8156 | 5000 | 0 | 0 | 0 | 0 | 0 | 0 | 0 | 0 | 5000
8157 | 5000 | 0 | 0 | 0 | 0 | 0 | 0 | 0 | 0 | 5000
8158 | 5000 | 0 | 0 | 0 | 0 | 0 | 0 | 0 | 0 | 5000
8159 | 5000 | 0 | 0 | 0 | 0 | 0 | 0 | 0 | 0 | 5000
8160 | 5000 | 0 | 0 | 0 | 0 | 0 | 0 | 5000 | 0 | 0
8161 | 5000 | 0 | 0 | 0 | 0 | 0 | 0 | 5000 | 0 | 0
8162 | 5000 | 0 | 0 | 0 | 0 | 0 | 0 | 5000 | 0 | 0
8163 | 5000 | 0 | 0 | 0 | 0 | 0 | 0 | 5000 | 0 | 0
8164 | 5000 | 0 | 0 | 0 | 0 | 0 | 0 | 5000 | 0 | 0
8165 | 5000 | 0 | 0 | 0 | 0 | 0 | 0 | 5000 | 0 | 0
8166 | 5000 | 0 | 0 | 0 | 0 | 0 | 0 | 5000 | 0 | 0
8167 | 5000 | 0 | 0 | 0 | 0 | 0 | 0 | 5000 | 0 | 0
8168 | 5000 | 0 | 0 | 0 | 0 | 0 | 0 | 5000 | 0 | 0
8169 | 5000 | 0 | 0 | 0 | 0 | 0 | 0 | 5000 | 0 | 0
8170 | 5000 | 0 | 0 | 0 | 0 | 0 | 0 | 5000 | 0 | 0
8171 | 5000 | 0 | 0 | 0 | 0 | 0 | 0 | 5000 | 0 | 0
8172 | 5000 | 0 | 0 | 0 | 0 | 0 | 0 | 5000 | 0 | 0
8173 | 5000 | 0 | 0 | 0 | 0 | 0 | 0 | 5000 | 0 | 0
8174 | 5000 | 0 | 0 | 0 | 0 | 0 | 0 | 5000 | 0 | 0
8175 | 5000 | 0 | 0 | 0 | 0 | 0 | 0 | 5000 | 0 | 0
8176 | 5000 | 0 | 0 | 0 | 0 | 0 | 0 | 5000 | 0 | 0
8177 | 5000 | 0 | 0 | 0 | 0 | 0 | 0 | 5000 | 0 | 0
8178 | 5000 | 0 | 0 | 0 | 0 | 0 | 0 | 5000 | 0 | 0
8179 | 5000 | 0 | 0 | 0 | 0 | 0 | 0 | 5000 | 0 | 0
8180 | 5000 | 0 | 0 | 0 | 0 | 0 | 0 | 5000 | 0 | 0
8181 | 5000 | 0 | 0 | 0 | 0 | 0 | 0 | 5000 | 0 | 0
8182 | 5000 | 0 | 0 | 0 | 0 | 0 | 0 | 5000 | 0 | 0
8183 | 5000 | 0 | 0 | 0 | 0 | 0 | 0 | 5000 | 0 | 0
8184 | 5000 | 0 | 0 | 0 | 0 | 0 | 0 | 5000 | 0 | 0
8185 | 5000 | 0 | 0 | 0 | 0 | 0 | 0 | 5000 | -5000 | 0
8186 | 5000 | 0 | 0 | 0 | 0 | 0 | 0 | 5000 | -5000 | 0
8187 | 5000 | 0 | 0 | 0 | 0 | 0 | 0 | 5000 | -5000 | 0
8188 | 5000 | 0 | 0 | 0 | 0 | 0 | 0 | 5000 | -5000 | 0
8189 | 5000 | 0 | 0 | 0 | 0 | 0 | 0 | 5000 | -5000 | 0
8190 | 5000 | 0 | 0 | 0 | 0 | 0 | 0 | 5000 | -1373.421 | 0
8191 | 5000 | 0 | 0 | 0 | 0 | 0 | 0 | 5000 | 0 | 0
8192 | 5000 | 0 | 0 | 0 | 0 | 0 | 0 | 5000 | 0 | 0
8193 | 5000 | 0 | 0 | 0 | 0 | 0 | 0 | 5000 | 0 | 0
8194 | 5000 | 0 | 0 | 0 | 0 | 0 | 0 | 5000 | 0 | 0
8195 | 5000 | 0 | 0 | 0 | 0 | 0 | 0 | 5000 | 0 | 0
8196 | 5000 | 0 | 0 | 0 | 0 | 0 | 0 | 5000 | 0 | 0
8197 | 5000 | 0 | 0 | 0 | 0 | 0 | 0 | 5000 | 0 | 0
8198 | 5000 | 0 | 0 | 0 | 0 | 0 | 0 | 5000 | 0 | 0
8199 | 5000 | 0 | 0 | 0 | 0 | 0 | 0 | 5000 | 0 | 0
8200 | 5000 | 0 | 0 | 0 | 0 | 0 | 0 | 5000 | 0 | 0
8201 | 5000 | 0 | 0 | 0 | 0 | 0 | 0 | 5000 | 0 | 0
8202 | 5000 | 0 | 0 | 0 | 0 | 0 | 0 | 5000 | 0 | 0
8203 | 5000 | 0 | 0 | 0 | 0 | 0 | 0 | 1301.899 | 0 | 3698.101
8204 | 5000 | 0 | 0 | 0 | 0 | 0 | 0 | 0 | 0 | 5000
8205 | 5000 | 0 | 0 | 0 | 0 | 0 | 0 | 0 | 0 | 5000
8206 | 5000 | 0 | 0 | 0 | 0 | 0 | 0 | 0 | 0 | 5000
8207 | 5000 | 0 | 0 | 0 | 0 | 0 | 0 | 0 | 0 | 5000
8208 | 5000 | 0 | 0 | 0 | 0 | 0 | 0 | 5000 | 0 | 0
8209 | 5000 | 0 | 0 | 0 | 0 | 0 | 0 | 5000 | -5000 | 0
8210 | 5000 | 0 | 0 | 0 | 0 | 0 | 0 | 5000 | -5000 | 0
8211 | 5000 | 0 | 0 | 0 | 0 | 0 | 0 | 5000 | -5000 | 0
8212 | 5000 | 0 | 0 | 0 | 0 | 0 | 0 | 5000 | -5000 | 0
8213 | 5000 | 0 | 0 | 0 | 0 | 0 | 0 | 5000 | -5000 | 0
8214 | 5000 | 0 | 0 | 0 | 0 | 0 | 0 | 5000 | -1373.421 | 0
8215 | 5000 | 0 | 0 | 0 | 0 | 0 | 0 | 5000 | 0 | 0
8216 | 5000 | 0 | 0 | 0 | 0 | 0 | 0 | 5000 | 0 | 0
8217 | 5000 | 0 | 0 | 0 | 0 | 0 | 0 | 5000 | 0 | 0
8218 | 5000 | 0 | 0 | 0 | 0 | 0 | 0 | 5000 | 0 | 0
8219 | 5000 | 0 | 0 | 0 | 0 | 0 | 0 | 5000 | 0 | 0
8220 | 5000 | 0 | 0 | 0 | 0 | 0 | 0 | 5000 | 0 | 0
8221 | 5000 | 0 | 0 | 0 | 0 | 0 | 0 | 5000 | 0 | 0
8222 | 5000 | 0 | 0 | 0 | 0 | 0 | 0 | 5000 | 0 | 0
8223 | 5000 | 0 | 0 | 0 | 0 | 0 | 0 | 5000 | 0 | 0
8224 | 5000 | 0 | 0 | 0 | 0 | 0 | 0 | 5000 | 0 | 0
8225 | 5000 | 0 | 0 | 0 | 0 | 0 | 0 | 5000 | 0 | 0
8226 | 5000 | 0 | 0 | 0 | 0 | 0 | 0 | 5000 | 0 | 0
8227 | 5000 | 0 | 0 | 0 | 0 | 0 | 0 | 1301.899 | 0 | 3698.101
8228 | 5000 | 0 | 0 | 0 | 0 | 0 | 0 | 0 | 0 | 5000
8229 | 5000 | 0 | 0 | 0 | 0 | 0 | 0 | 0 | 0 | 5000
8230 | 5000 | 0 | 0 | 0 | 0 | 0 | 0 | 0 | 0 | 5000
8231 | 5000 | 0 | 0 | 0 | 0 | 0 | 0 | 0 | 0 | 5000
8232 | 5000 | 0 | 0 | 0 | 0 | 0 | 0 | 5000 | 0 | 0
8233 | 5000 | 0 | 0 | 0 | 0 | 0 | 0 | 5000 | -5000 | 0
8234 | 5000 | 0 | 0 | 0 | 0 | 0 | 0 | 5000 | -5000 | 0
8235 | 5000 | 0 | 0 | 0 | 0 | 0 | 0 | 5000 | -5000 | 0
8236 | 5000 | 0 | 0 | 0 | 0 | 0 | 0 | 5000 | -5000 | 0
8237 | 5000 | 0 | 0 | 0 | 0 | 0 | 0 | 5000 | -5000 | 0
8238 | 5000 | 0 | 0 | 0 | 0 | 0 | 0 | 5000 | -1373.421 | 0
8239 | 5000 | 0 | 0 | 0 | 0 | 0 | 0 | 5000 | 0 | 0
8240 | 5000 | 0 | 0 | 0 | 0 | 0 | 0 | 5000 | 0 | 0
8241 | 5000 | 0 | 0 | 0 | 0 | 0 | 0 | 5000 | 0 | 0
8242 | 5000 | 0 | 0 | 0 | 0 | 0 | 0 | 5000 | 0 | 0
8243 | 5000 | 0 | 0 | 0 | 0 | 0 | 0 | 5000 | 0 | 0
8244 | 5000 | 0 | 0 | 0 | 0 | 0 | 0 | 5000 | 0 | 0
8245 | 5000 | 0 | 0 | 0 | 0 | 0 | 0 | 5000 | 0 | 0
8246 | 5000 | 0 | 0 | 0 | 0 | 0 | 0 | 5000 | 0 | 0
8247 | 5000 | 0 | 0 | 0 | 0 | 0 | 0 | 5000 | 0 | 0
8248 | 5000 | 0 | 0 | 0 | 0 | 0 | 0 | 5000 | 0 | 0
8249 | 5000 | 0 | 0 | 0 | 0 | 0 | 0 | 5000 | 0 | 0
8250 | 5000 | 0 | 0 | 0 | 0 | 0 | 0 | 5000 | 0 | 0
8251 | 5000 | 0 | 0 | 0 | 0 | 0 | 0 | 1301.899 | 0 | 3698.101
8252 | 5000 | 0 | 0 | 0 | 0 | 0 | 0 | 0 | 0 | 5000
8253 | 5000 | 0 | 0 | 0 | 0 | 0 | 0 | 0 | 0 | 5000
8254 | 5000 | 0 | 0 | 0 | 0 | 0 | 0 | 0 | 0 | 5000
8255 | 5000 | 0 | 0 | 0 | 0 | 0 | 0 | 0 | 0 | 5000
8256 | 5000 | 0 | 0 | 0 | 0 | 0 | 0 | 5000 | 0 | 0
8257 | 5000 | 0 | 0 | 0 | 0 | 0 | 0 | 5000 | -5000 | 0
8258 | 5000 | 0 | 0 | 0 | 0 | 0 | 0 | 5000 | -5000 | 0
8259 | 5000 | 0 | 0 | 0 | 0 | 0 | 0 | 5000 | -5000 | 0
8260 | 5000 | 0 | 0 | 0 | 0 | 0 | 0 | 5000 | -5000 | 0
8261 | 5000 | 0 | 0 | 0 | 0 | 0 | 0 | 5000 | -5000 | 0
8262 | 5000 | 0 | 0 | 0 | 0 | 0 | 0 | 5000 | -1373.421 | 0
8263 | 5000 | 0 | 0 | 0 | 0 | 0 | 0 | 5000 | 0 | 0
8264 | 5000 | 0 | 0 | 0 | 0 | 0 | 0 | 5000 | 0 | 0
8265 | 5000 | 0 | 0 | 0 | 0 | 0 | 0 | 5000 | 0 | 0
8266 | 5000 | 0 | 0 | 0 | 0 | 0 | 0 | 5000 | 0 | 0
8267 | 5000 | 0 | 0 | 0 | 0 | 0 | 0 | 5000 | 0 | 0
8268 | 5000 | 0 | 0 | 0 | 0 | 0 | 0 | 5000 | 0 | 0
8269 | 5000 | 0 | 0 | 0 | 0 | 0 | 0 | 5000 | 0 | 0
8270 | 5000 | 0 | 0 | 0 | 0 | 0 | 0 | 5000 | 0 | 0
8271 | 5000 | 0 | 0 | 0 | 0 | 0 | 0 | 5000 | 0 | 0
8272 | 5000 | 0 | 0 | 0 | 0 | 0 | 0 | 5000 | 0 | 0
8273 | 5000 | 0 | 0 | 0 | 0 | 0 | 0 | 5000 | 0 | 0
8274 | 5000 | 0 | 0 | 0 | 0 | 0 | 0 | 5000 | 0 | 0
8275 | 5000 | 0 | 0 | 0 | 0 | 0 | 0 | 1301.899 | 0 | 3698.101
8276 | 5000 | 0 | 0 | 0 | 0 | 0 | 0 | 0 | 0 | 5000
8277 | 5000 | 0 | 0 | 0 | 0 | 0 | 0 | 0 | 0 | 5000
8278 | 5000 | 0 | 0 | 0 | 0 | 0 | 0 | 0 | 0 | 5000
8279 | 5000 | 0 | 0 | 0 | 0 | 0 | 0 | 0 | 0 | 5000
8280 | 5000 | 0 | 0 | 0 | 0 | 0 | 0 | 5000 | 0 | 0
8281 | 5000 | 0 | 0 | 0 | 0 | 0 | 0 | 5000 | -5000 | 0
8282 | 5000 | 0 | 0 | 0 | 0 | 0 | 0 | 5000 | -5000 | 0
8283 | 5000 | 0 | 0 | 0 | 0 | 0 | 0 | 5000 | -5000 | 0
8284 | 5000 | 0 | 0 | 0 | 0 | 0 | 0 | 5000 | -5000 | 0
8285 | 5000 | 0 | 0 | 0 | 0 | 0 | 0 | 5000 | -5000 | 0
8286 | 5000 | 0 | 0 | 0 | 0 | 0 | 0 | 5000 | -1373.421 | 0
8287 | 5000 | 0 | 0 | 0 | 0 | 0 | 0 | 5000 | 0 | 0
8288 | 5000 | 0 | 0 | 0 | 0 | 0 | 0 | 5000 | 0 | 0
8289 | 5000 | 0 | 0 | 0 | 0 | 0 | 0 | 5000 | 0 | 0
8290 | 5000 | 0 | 0 | 0 | 0 | 0 | 0 | 5000 | 0 | 0
8291 | 5000 | 0 | 0 | 0 | 0 | 0 | 0 | 5000 | 0 | 0
8292 | 5000 | 0 | 0 | 0 | 0 | 0 | 0 | 5000 | 0 | 0
8293 | 5000 | 0 | 0 | 0 | 0 | 0 | 0 | 5000 | 0 | 0
8294 | 5000 | 0 | 0 | 0 | 0 | 0 | 0 | 5000 | 0 | 0
8295 | 5000 | 0 | 0 | 0 | 0 | 0 | 0 | 5000 | 0 | 0
8296 | 5000 | 0 | 0 | 0 | 0 | 0 | 0 | 5000 | 0 | 0
8297 | 5000 | 0 | 0 | 0 | 0 | 0 | 0 | 5000 | 0 | 0
8298 | 5000 | 0 | 0 | 0 | 0 | 0 | 0 | 5000 | 0 | 0
8299 | 5000 | 0 | 0 | 0 | 0 | 0 | 0 | 1301.899 | 0 | 3698.101
8300 | 5000 | 0 | 0 | 0 | 0 | 0 | 0 | 0 | 0 | 5000
8301 | 5000 | 0 | 0 | 0 | 0 | 0 | 0 | 0 | 0 | 5000
8302 | 5000 | 0 | 0 | 0 | 0 | 0 | 0 | 0 | 0 | 5000
8303 | 5000 | 0 | 0 | 0 | 0 | 0 | 0 | 0 | 0 | 5000
8304 | 5000 | 0 | 0 | 0 | 0 | 0 | 0 | 5000 | 0 | 0
8305 | 5000 | 0 | 0 | 0 | 0 | 0 | 0 | 5000 | -5000 | 0
8306 | 5000 | 0 | 0 | 0 | 0 | 0 | 0 | 5000 | -5000 | 0
8307 | 5000 | 0 | 0 | 0 | 0 | 0 | 0 | 5000 | -5000 | 0
8308 | 5000 | 0 | 0 | 0 | 0 | 0 | 0 | 5000 | -5000 | 0
8309 | 5000 | 0 | 0 | 0 | 0 | 0 | 0 | 5000 | -5000 | 0
8310 | 5000 | 0 | 0 | 0 | 0 | 0 | 0 | 5000 | -1373.421 | 0
8311 | 5000 | 0 | 0 | 0 | 0 | 0 | 0 | 5000 | 0 | 0
8312 | 5000 | 0 | 0 | 0 | 0 | 0 | 0 | 5000 | 0 | 0
8313 | 5000 | 0 | 0 | 0 | 0 | 0 | 0 | 5000 | 0 | 0
8314 | 5000 | 0 | 0 | 0 | 0 | 0 | 0 | 5000 | 0 | 0
8315 | 5000 | 0 | 0 | 0 | 0 | 0 | 0 | 5000 | 0 | 0
8316 | 5000 | 0 | 0 | 0 | 0 | 0 | 0 | 5000 | 0 | 0
8317 | 5000 | 0 | 0 | 0 | 0 | 0 | 0 | 5000 | 0 | 0
8318 | 5000 | 0 | 0 | 0 | 0 | 0 | 0 | 5000 | 0 | 0
8319 | 5000 | 0 | 0 | 0 | 0 | 0 | 0 | 5000 | 0 | 0
8320 | 5000 | 0 | 0 | 0 | 0 | 0 | 0 | 5000 | 0 | 0
8321 | 5000 | 0 | 0 | 0 | 0 | 0 | 0 | 5000 | 0 | 0
8322 | 5000 | 0 | 0 | 0 | 0 | 0 | 0 | 5000 | 0 | 0
8323 | 5000 | 0 | 0 | 0 | 0 | 0 | 0 | 1301.899 | 0 | 3698.101
8324 | 5000 | 0 | 0 | 0 | 0 | 0 | 0 | 0 | 0 | 5000
8325 | 5000 | 0 | 0 | 0 | 0 | 0 | 0 | 0 | 0 | 5000
8326 | 5000 | 0 | 0 | 0 | 0 | 0 | 0 | 0 | 0 | 5000
8327 | 5000 | 0 | 0 | 0 | 0 | 0 | 0 | 0 | 0 | 5000
8328 | 5000 | 0 | 0 | 0 | 0 | 0 | 0 | 5000 | 0 | 0
8329 | 5000 | 0 | 0 | 0 | 0 | 0 | 0 | 5000 | 0 | 0
8330 | 5000 | 0 | 0 | 0 | 0 | 0 | 0 | 5000 | 0 | 0
8331 | 5000 | 0 | 0 | 0 | 0 | 0 | 0 | 5000 | 0 | 0
8332 | 5000 | 0 | 0 | 0 | 0 | 0 | 0 | 5000 | 0 | 0
8333 | 5000 | 0 | 0 | 0 | 0 | 0 | 0 | 5000 | 0 | 0
8334 | 5000 | 0 | 0 | 0 | 0 | 0 | 0 | 5000 | 0 | 0
8335 | 5000 | 0 | 0 | 0 | 0 | 0 | 0 | 5000 | 0 | 0
8336 | 5000 | 0 | 0 | 0 | 0 | 0 | 0 | 5000 | 0 | 0
8337 | 5000 | 0 | 0 | 0 | 0 | 0 | 0 | 5000 | 0 | 0
8338 | 5000 | 0 | 0 | 0 | 0 | 0 | 0 | 5000 | 0 | 0
8339 | 5000 | 0 | 0 | 0 | 0 | 0 | 0 | 5000 | 0 | 0
8340 | 5000 | 0 | 0 | 0 | 0 | 0 | 0 | 5000 | 0 | 0
8341 | 5000 | 0 | 0 | 0 | 0 | 0 | 0 | 5000 | 0 | 0
8342 | 5000 | 0 | 0 | 0 | 0 | 0 | 0 | 5000 | 0 | 0
8343 | 5000 | 0 | 0 | 0 | 0 | 0 | 0 | 5000 | 0 | 0
8344 | 5000 | 0 | 0 | 0 | 0 | 0 | 0 | 5000 | 0 | 0
8345 | 5000 | 0 | 0 | 0 | 0 | 0 | 0 | 5000 | 0 | 0
8346 | 5000 | 0 | 0 | 0 | 0 | 0 | 0 | 5000 | 0 | 0
8347 | 5000 | 0 | 0 | 0 | 0 | 0 | 0 | 5000 | 0 | 0
8348 | 5000 | 0 | 0 | 0 | 0 | 0 | 0 | 5000 | 0 | 0
8349 | 5000 | 0 | 0 | 0 | 0 | 0 | 0 | 5000 | 0 | 0
8350 | 5000 | 0 | 0 | 0 | 0 | 0 | 0 | 5000 | 0 | 0
8351 | 5000 | 0 | 0 | 0 | 0 | 0 | 0 | 5000 | 0 | 0
8352 | 5000 | 0 | 0 | 0 | 0 | 0 | 0 | 5000 | 0 | 0
8353 | 5000 | 0 | 0 | 0 | 0 | 0 | 0 | 5000 | -5000 | 0
8354 | 5000 | 0 | 0 | 0 | 0 | 0 | 0 | 5000 | -5000 | 0
8355 | 5000 | 0 | 0 | 0 | 0 | 0 | 0 | 5000 | -5000 | 0
8356 | 5000 | 0 | 0 | 0 | 0 | 0 | 0 | 5000 | -5000 | 0
8357 | 5000 | 0 | 0 | 0 | 0 | 0 | 0 | 5000 | -5000 | 0
8358 | 5000 | 0 | 0 | 0 | 0 | 0 | 0 | 5000 | -1373.421 | 0
8359 | 5000 | 0 | 0 | 0 | 0 | 0 | 0 | 5000 | 0 | 0
8360 | 5000 | 0 | 0 | 0 | 0 | 0 | 0 | 5000 | 0 | 0
8361 | 5000 | 0 | 0 | 0 | 0 | 0 | 0 | 5000 | 0 | 0
8362 | 5000 | 0 | 0 | 0 | 0 | 0 | 0 | 5000 | 0 | 0
8363 | 5000 | 0 | 0 | 0 | 0 | 0 | 0 | 5000 | 0 | 0
8364 | 5000 | 0 | 0 | 0 | 0 | 0 | 0 | 5000 | 0 | 0
8365 | 5000 | 0 | 0 | 0 | 0 | 0 | 0 | 5000 | 0 | 0
8366 | 5000 | 0 | 0 | 0 | 0 | 0 | 0 | 5000 | 0 | 0
8367 | 5000 | 0 | 0 | 0 | 0 | 0 | 0 | 5000 | 0 | 0
8368 | 5000 | 0 | 0 | 0 | 0 | 0 | 0 | 5000 | 0 | 0
8369 | 5000 | 0 | 0 | 0 | 0 | 0 | 0 | 5000 | 0 | 0
8370 | 5000 | 0 | 0 | 0 | 0 | 0 | 0 | 5000 | 0 | 0
8371 | 5000 | 0 | 0 | 0 | 0 | 0 | 0 | 1301.899 | 0 | 3698.101
8372 | 5000 | 0 | 0 | 0 | 0 | 0 | 0 | 0 | 0 | 5000
8373 | 5000 | 0 | 0 | 0 | 0 | 0 | 0 | 0 | 0 | 5000
8374 | 5000 | 0 | 0 | 0 | 0 | 0 | 0 | 0 | 0 | 5000
8375 | 5000 | 0 | 0 | 0 | 0 | 0 | 0 | 0 | 0 | 5000
8376 | 5000 | 0 | 0 | 0 | 0 | 0 | 0 | 5000 | 0 | 0
8377 | 5000 | 0 | 0 | 0 | 0 | 0 | 0 | 5000 | -5000 | 0
8378 | 5000 | 0 | 0 | 0 | 0 | 0 | 0 | 5000 | -5000 | 0
8379 | 5000 | 0 | 0 | 0 | 0 | 0 | 0 | 5000 | -5000 | 0
8380 | 5000 | 0 | 0 | 0 | 0 | 0 | 0 | 5000 | -5000 | 0
8381 | 5000 | 0 | 0 | 0 | 0 | 0 | 0 | 5000 | -5000 | 0
8382 | 5000 | 0 | 0 | 0 | 0 | 0 | 0 | 5000 | -1373.421 | 0
8383 | 5000 | 0 | 0 | 0 | 0 | 0 | 0 | 5000 | 0 | 0
8384 | 5000 | 0 | 0 | 0 | 0 | 0 | 0 | 5000 | 0 | 0
8385 | 5000 | 0 | 0 | 0 | 0 | 0 | 0 | 5000 | 0 | 0
8386 | 5000 | 0 | 0 | 0 | 0 | 0 | 0 | 5000 | 0 | 0
8387 | 5000 | 0 | 0 | 0 | 0 | 0 | 0 | 5000 | 0 | 0
8388 | 5000 | 0 | 0 | 0 | 0 | 0 | 0 | 5000 | 0 | 0
8389 | 5000 | 0 | 0 | 0 | 0 | 0 | 0 | 5000 | 0 | 0
8390 | 5000 | 0 | 0 | 0 | 0 | 0 | 0 | 5000 | 0 | 0
8391 | 5000 | 0 | 0 | 0 | 0 | 0 | 0 | 5000 | 0 | 0
8392 | 5000 | 0 | 0 | 0 | 0 | 0 | 0 | 5000 | 0 | 0
8393 | 5000 | 0 | 0 | 0 | 0 | 0 | 0 | 5000 | 0 | 0
8394 | 5000 | 0 | 0 | 0 | 0 | 0 | 0 | 5000 | 0 | 0
8395 | 5000 | 0 | 0 | 0 | 0 | 0 | 0 | 1301.899 | 0 | 3698.101
8396 | 5000 | 0 | 0 | 0 | 0 | 0 | 0 | 0 | 0 | 5000
8397 | 5000 | 0 | 0 | 0 | 0 | 0 | 0 | 0 | 0 | 5000
8398 | 5000 | 0 | 0 | 0 | 0 | 0 | 0 | 0 | 0 | 5000
8399 | 5000 | 0 | 0 | 0 | 0 | 0 | 0 | 0 | 0 | 5000
8400 | 5000 | 0 | 0 | 0 | 0 | 0 | 0 | 5000 | 0 | 0
8401 | 5000 | 0 | 0 | 0 | 0 | 0 | 0 | 5000 | -5000 | 0
8402 | 5000 | 0 | 0 | 0 | 0 | 0 | 0 | 5000 | -5000 | 0
8403 | 5000 | 0 | 0 | 0 | 0 | 0 | 0 | 5000 | -5000 | 0
8404 | 5000 | 0 | 0 | 0 | 0 | 0 | 0 | 5000 | -5000 | 0
8405 | 5000 | 0 | 0 | 0 | 0 | 0 | 0 | 5000 | -5000 | 0
8406 | 5000 | 0 | 0 | 0 | 0 | 0 | 0 | 5000 | -1373.421 | 0
8407 | 5000 | 0 | 0 | 0 | 0 | 0 | 0 | 5000 | 0 | 0
8408 | 5000 | 0 | 0 | 0 | 0 | 0 | 0 | 5000 | 0 | 0
8409 | 5000 | 0 | 0 | 0 | 0 | 0 | 0 | 5000 | 0 | 0
8410 | 5000 | 0 | 0 | 0 | 0 | 0 | 0 | 5000 | 0 | 0
8411 | 5000 | 0 | 0 | 0 | 0 | 0 | 0 | 5000 | 0 | 0
8412 | 5000 | 0 | 0 | 0 | 0 | 0 | 0 | 5000 | 0 | 0
8413 | 5000 | 0 | 0 | 0 | 0 | 0 | 0 | 5000 | 0 | 0
8414 | 5000 | 0 | 0 | 0 | 0 | 0 | 0 | 5000 | 0 | 0
8415 | 5000 | 0 | 0 | 0 | 0 | 0 | 0 | 5000 | 0 | 0
8416 | 5000 | 0 | 0 | 0 | 0 | 0 | 0 | 5000 | 0 | 0
8417 | 5000 | 0 | 0 | 0 | 0 | 0 | 0 | 5000 | 0 | 0
8418 | 5000 | 0 | 0 | 0 | 0 | 0 | 0 | 5000 | 0 | 0
8419 | 5000 | 0 | 0 | 0 | 0 | 0 | 0 | 1301.899 | 0 | 3698.101
8420 | 5000 | 0 | 0 | 0 | 0 | 0 | 0 | 0 | 0 | 5000
8421 | 5000 | 0 | 0 | 0 | 0 | 0 | 0 | 0 | 0 | 5000
8422 | 5000 | 0 | 0 | 0 | 0 | 0 | 0 | 0 | 0 | 5000
8423 | 5000 | 0 | 0 | 0 | 0 | 0 | 0 | 0 | 0 | 5000
8424 | 5000 | 0 | 0 | 0 | 0 | 0 | 0 | 5000 | 0 | 0
8425 | 5000 | 0 | 0 | 0 | 0 | 0 | 0 | 5000 | -5000 | 0
8426 | 5000 | 0 | 0 | 0 | 0 | 0 | 0 | 5000 | -5000 | 0
8427 | 5000 | 0 | 0 | 0 | 0 | 0 | 0 | 5000 | -5000 | 0
8428 | 5000 | 0 | 0 | 0 | 0 | 0 | 0 | 5000 | -5000 | 0
8429 | 5000 | 0 | 0 | 0 | 0 | 0 | 0 | 5000 | -5000 | 0
8430 | 5000 | 0 | 0 | 0 | 0 | 0 | 0 | 5000 | -1373.421 | 0
8431 | 5000 | 0 | 0 | 0 | 0 | 0 | 0 | 5000 | 0 | 0
8432 | 5000 | 0 | 0 | 0 | 0 | 0 | 0 | 5000 | 0 | 0
8433 | 5000 | 0 | 0 | 0 | 0 | 0 | 0 | 5000 | 0 | 0
8434 | 5000 | 0 | 0 | 0 | 0 | 0 | 0 | 5000 | 0 | 0
8435 | 5000 | 0 | 0 | 0 | 0 | 0 | 0 | 5000 | 0 | 0
8436 | 5000 | 0 | 0 | 0 | 0 | 0 | 0 | 5000 | 0 | 0
8437 | 5000 | 0 | 0 | 0 | 0 | 0 | 0 | 5000 | 0 | 0
8438 | 5000 | 0 | 0 | 0 | 0 | 0 | 0 | 5000 | 0 | 0
8439 | 5000 | 0 | 0 | 0 | 0 | 0 | 0 | 5000 | 0 | 0
8440 | 5000 | 0 | 0 | 0 | 0 | 0 | 0 | 5000 | 0 | 0
8441 | 5000 | 0 | 0 | 0 | 0 | 0 | 0 | 5000 | 0 | 0
8442 | 5000 | 0 | 0 | 0 | 0 | 0 | 0 | 5000 | 0 | 0
8443 | 5000 | 0 | 0 | 0 | 0 | 0 | 0 | 1301.899 | 0 | 3698.101
8444 | 5000 | 0 | 0 | 0 | 0 | 0 | 0 | 0 | 0 | 5000
8445 | 5000 | 0 | 0 | 0 | 0 | 0 | 0 | 0 | 0 | 5000
8446 | 5000 | 0 | 0 | 0 | 0 | 0 | 0 | 0 | 0 | 5000
8447 | 5000 | 0 | 0 | 0 | 0 | 0 | 0 | 0 | 0 | 5000
8448 | 5000 | 0 | 0 | 0 | 0 | 0 | 0 | 5000 | 0 | 0
8449 | 5000 | 0 | 0 | 0 | 0 | 0 | 0 | 5000 | -5000 | 0
8450 | 5000 | 0 | 0 | 0 | 0 | 0 | 0 | 5000 | -5000 | 0
8451 | 5000 | 0 | 0 | 0 | 0 | 0 | 0 | 5000 | -5000 | 0
8452 | 5000 | 0 | 0 | 0 | 0 | 0 | 0 | 5000 | -5000 | 0
8453 | 5000 | 0 | 0 | 0 | 0 | 0 | 0 | 5000 | -5000 | 0
8454 | 5000 | 0 | 0 | 0 | 0 | 0 | 0 | 5000 | -1373.421 | 0
8455 | 5000 | 0 | 0 | 0 | 0 | 0 | 0 | 5000 | 0 | 0
8456 | 5000 | 0 | 0 | 0 | 0 | 0 | 0 | 5000 | 0 | 0
8457 | 5000 | 0 | 0 | 0 | 0 | 0 | 0 | 5000 | 0 | 0
8458 | 5000 | 0 | 0 | 0 | 0 | 0 | 0 | 5000 | 0 | 0
8459 | 5000 | 0 | 0 | 0 | 0 | 0 | 0 | 5000 | 0 | 0
8460 | 5000 | 0 | 0 | 0 | 0 | 0 | 0 | 5000 | 0 | 0
8461 | 5000 | 0 | 0 | 0 | 0 | 0 | 0 | 5000 | 0 | 0
8462 | 5000 | 0 | 0 | 0 | 0 | 0 | 0 | 5000 | 0 | 0
8463 | 5000 | 0 | 0 | 0 | 0 | 0 | 0 | 5000 | 0 | 0
8464 | 5000 | 0 | 0 | 0 | 0 | 0 | 0 | 5000 | 0 | 0
8465 | 5000 | 0 | 0 | 0 | 0 | 0 | 0 | 5000 | 0 | 0
8466 | 5000 | 0 | 0 | 0 | 0 | 0 | 0 | 5000 | 0 | 0
8467 | 5000 | 0 | 0 | 0 | 0 | 0 | 0 | 1301.899 | 0 | 3698.101
8468 | 5000 | 0 | 0 | 0 | 0 | 0 | 0 | 0 | 0 | 5000
8469 | 5000 | 0 | 0 | 0 | 0 | 0 | 0 | 0 | 0 | 5000
8470 | 5000 | 0 | 0 | 0 | 0 | 0 | 0 | 0 | 0 | 5000
8471 | 5000 | 0 | 0 | 0 | 0 | 0 | 0 | 0 | 0 | 5000
8472 | 5000 | 0 | 0 | 0 | 0 | 0 | 0 | 5000 | 0 | 0
8473 | 5000 | 0 | 0 | 0 | 0 | 0 | 0 | 5000 | -5000 | 0
8474 | 5000 | 0 | 0 | 0 | 0 | 0 | 0 | 5000 | -5000 | 0
8475 | 5000 | 0 | 0 | 0 | 0 | 0 | 0 | 5000 | -5000 | 0
8476 | 5000 | 0 | 0 | 0 | 0 | 0 | 0 | 5000 | -5000 | 0
8477 | 5000 | 0 | 0 | 0 | 0 | 0 | 0 | 5000 | -5000 | 0
8478 | 5000 | 0 | 0 | 0 | 0 | 0 | 0 | 5000 | -1373.421 | 0
8479 | 5000 | 0 | 0 | 0 | 0 | 0 | 0 | 5000 | 0 | 0
8480 | 5000 | 0 | 0 | 0 | 0 | 0 | 0 | 5000 | 0 | 0
8481 | 5000 | 0 | 0 | 0 | 0 | 0 | 0 | 5000 | 0 | 0
8482 | 5000 | 0 | 0 | 0 | 0 | 0 | 0 | 5000 | 0 | 0
8483 | 5000 | 0 | 0 | 0 | 0 | 0 | 0 | 5000 | 0 | 0
8484 | 5000 | 0 | 0 | 0 | 0 | 0 | 0 | 5000 | 0 | 0
8485 | 5000 | 0 | 0 | 0 | 0 | 0 | 0 | 5000 | 0 | 0
8486 | 5000 | 0 | 0 | 0 | 0 | 0 | 0 | 5000 | 0 | 0
8487 | 5000 | 0 | 0 | 0 | 0 | 0 | 0 | 5000 | 0 | 0
8488 | 5000 | 0 | 0 | 0 | 0 | 0 | 0 | 5000 | 0 | 0
8489 | 5000 | 0 | 0 | 0 | 0 | 0 | 0 | 5000 | 0 | 0
8490 | 5000 | 0 | 0 | 0 | 0 | 0 | 0 | 5000 | 0 | 0
8491 | 5000 | 0 | 0 | 0 | 0 | 0 | 0 | 1301.899 | 0 | 3698.101
8492 | 5000 | 0 | 0 | 0 | 0 | 0 | 0 | 0 | 0 | 5000
8493 | 5000 | 0 | 0 | 0 | 0 | 0 | 0 | 0 | 0 | 5000
8494 | 5000 | 0 | 0 | 0 | 0 | 0 | 0 | 0 | 0 | 5000
8495 | 5000 | 0 | 0 | 0 | 0 | 0 | 0 | 0 | 0 | 5000
8496 | 5000 | 0 | 0 | 0 | 0 | 0 | 0 | 5000 | 0 | 0
8497 | 5000 | 0 | 0 | 0 | 0 | 0 | 0 | 5000 | 0 | 0
8498 | 5000 | 0 | 0 | 0 | 0 | 0 | 0 | 5000 | 0 | 0
8499 | 5000 | 0 | 0 | 0 | 0 | 0 | 0 | 5000 | 0 | 0
8500 | 5000 | 0 | 0 | 0 | 0 | 0 | 0 | 5000 | 0 | 0
8501 | 5000 | 0 | 0 | 0 | 0 | 0 | 0 | 5000 | 0 | 0
8502 | 5000 | 0 | 0 | 0 | 0 | 0 | 0 | 5000 | 0 | 0
8503 | 5000 | 0 | 0 | 0 | 0 | 0 | 0 | 5000 | 0 | 0
8504 | 5000 | 0 | 0 | 0 | 0 | 0 | 0 | 5000 | 0 | 0
8505 | 5000 | 0 | 0 | 0 | 0 | 0 | 0 | 5000 | 0 | 0
8506 | 5000 | 0 | 0 | 0 | 0 | 0 | 0 | 5000 | 0 | 0
8507 | 5000 | 0 | 0 | 0 | 0 | 0 | 0 | 5000 | 0 | 0
8508 | 5000 | 0 | 0 | 0 | 0 | 0 | 0 | 5000 | 0 | 0
8509 | 5000 | 0 | 0 | 0 | 0 | 0 | 0 | 5000 | 0 | 0
8510 | 5000 | 0 | 0 | 0 | 0 | 0 | 0 | 5000 | 0 | 0
8511 | 5000 | 0 | 0 | 0 | 0 | 0 | 0 | 5000 | 0 | 0
8512 | 5000 | 0 | 0 | 0 | 0 | 0 | 0 | 5000 | 0 | 0
8513 | 5000 | 0 | 0 | 0 | 0 | 0 | 0 | 5000 | 0 | 0
8514 | 5000 | 0 | 0 | 0 | 0 | 0 | 0 | 5000 | 0 | 0
8515 | 5000 | 0 | 0 | 0 | 0 | 0 | 0 | 5000 | 0 | 0
8516 | 5000 | 0 | 0 | 0 | 0 | 0 | 0 | 5000 | 0 | 0
8517 | 5000 | 0 | 0 | 0 | 0 | 0 | 0 | 5000 | 0 | 0
8518 | 5000 | 0 | 0 | 0 | 0 | 0 | 0 | 5000 | 0 | 0
8519 | 5000 | 0 | 0 | 0 | 0 | 0 | 0 | 5000 | 0 | 0
8520 | 5000 | 0 | 0 | 0 | 0 | 0 | 0 | 5000 | 0 | 0
8521 | 5000 | 0 | 0 | 0 | 0 | 0 | 0 | 5000 | -5000 | 0
8522 | 5000 | 0 | 0 | 0 | 0 | 0 | 0 | 5000 | -5000 | 0
8523 | 5000 | 0 | 0 | 0 | 0 | 0 | 0 | 5000 | -5000 | 0
8524 | 5000 | 0 | 0 | 0 | 0 | 0 | 0 | 5000 | -5000 | 0
8525 | 5000 | 0 | 0 | 0 | 0 | 0 | 0 | 5000 | -5000 | 0
8526 | 5000 | 0 | 0 | 0 | 0 | 0 | 0 | 5000 | -1373.421 | 0
8527 | 5000 | 0 | 0 | 0 | 0 | 0 | 0 | 5000 | 0 | 0
8528 | 5000 | 0 | 0 | 0 | 0 | 0 | 0 | 5000 | 0 | 0
8529 | 5000 | 0 | 0 | 0 | 0 | 0 | 0 | 5000 | 0 | 0
8530 | 5000 | 0 | 0 | 0 | 0 | 0 | 0 | 5000 | 0 | 0
8531 | 5000 | 0 | 0 | 0 | 0 | 0 | 0 | 5000 | 0 | 0
8532 | 5000 | 0 | 0 | 0 | 0 | 0 | 0 | 5000 | 0 | 0
8533 | 5000 | 0 | 0 | 0 | 0 | 0 | 0 | 5000 | 0 | 0
8534 | 5000 | 0 | 0 | 0 | 0 | 0 | 0 | 5000 | 0 | 0
8535 | 5000 | 0 | 0 | 0 | 0 | 0 | 0 | 5000 | 0 | 0
8536 | 5000 | 0 | 0 | 0 | 0 | 0 | 0 | 5000 | 0 | 0
8537 | 5000 | 0 | 0 | 0 | 0 | 0 | 0 | 5000 | 0 | 0
8538 | 5000 | 0 | 0 | 0 | 0 | 0 | 0 | 5000 | 0 | 0
8539 | 5000 | 0 | 0 | 0 | 0 | 0 | 0 | 1301.899 | 0 | 3698.101
8540 | 5000 | 0 | 0 | 0 | 0 | 0 | 0 | 0 | 0 | 5000
8541 | 5000 | 0 | 0 | 0 | 0 | 0 | 0 | 0 | 0 | 5000
8542 | 5000 | 0 | 0 | 0 | 0 | 0 | 0 | 0 | 0 | 5000
8543 | 5000 | 0 | 0 | 0 | 0 | 0 | 0 | 0 | 0 | 5000
8544 | 5000 | 0 | 0 | 0 | 0 | 0 | 0 | 5000 | 0 | 0
8545 | 5000 | 0 | 0 | 0 | 0 | 0 | 0 | 5000 | -5000 | 0
8546 | 5000 | 0 | 0 | 0 | 0 | 0 | 0 | 5000 | -5000 | 0
8547 | 5000 | 0 | 0 | 0 | 0 | 0 | 0 | 5000 | -5000 | 0
8548 | 5000 | 0 | 0 | 0 | 0 | 0 | 0 | 5000 | -5000 | 0
8549 | 5000 | 0 | 0 | 0 | 0 | 0 | 0 | 5000 | -5000 | 0
8550 | 5000 | 0 | 0 | 0 | 0 | 0 | 0 | 5000 | -1373.421 | 0
8551 | 5000 | 0 | 0 | 0 | 0 | 0 | 0 | 5000 | 0 | 0
8552 | 5000 | 0 | 0 | 0 | 0 | 0 | 0 | 5000 | 0 | 0
8553 | 5000 | 0 | 0 | 0 | 0 | 0 | 0 | 5000 | 0 | 0
8554 | 5000 | 0 | 0 | 0 | 0 | 0 | 0 | 5000 | 0 | 0
8555 | 5000 | 0 | 0 | 0 | 0 | 0 | 0 | 5000 | 0 | 0
8556 | 5000 | 0 | 0 | 0 | 0 | 0 | 0 | 5000 | 0 | 0
8557 | 5000 | 0 | 0 | 0 | 0 | 0 | 0 | 5000 | 0 | 0
8558 | 5000 | 0 | 0 | 0 | 0 | 0 | 0 | 5000 | 0 | 0
8559 | 5000 | 0 | 0 | 0 | 0 | 0 | 0 | 5000 | 0 | 0
8560 | 5000 | 0 | 0 | 0 | 0 | 0 | 0 | 5000 | 0 | 0
8561 | 5000 | 0 | 0 | 0 | 0 | 0 | 0 | 5000 | 0 | 0
8562 | 5000 | 0 | 0 | 0 | 0 | 0 | 0 | 5000 | 0 | 0
8563 | 5000 | 0 | 0 | 0 | 0 | 0 | 0 | 1301.899 | 0 | 3698.101
8564 | 5000 | 0 | 0 | 0 | 0 | 0 | 0 | 0 | 0 | 5000
8565 | 5000 | 0 | 0 | 0 | 0 | 0 | 0 | 0 | 0 | 5000
8566 | 5000 | 0 | 0 | 0 | 0 | 0 | 0 | 0 | 0 | 5000
8567 | 5000 | 0 | 0 | 0 | 0 | 0 | 0 | 0 | 0 | 5000
8568 | 5000 | 0 | 0 | 0 | 0 | 0 | 0 | 5000 | 0 | 0
8569 | 5000 | 0 | 0 | 0 | 0 | 0 | 0 | 5000 | -5000 | 0
8570 | 5000 | 0 | 0 | 0 | 0 | 0 | 0 | 5000 | -5000 | 0
8571 | 5000 | 0 | 0 | 0 | 0 | 0 | 0 | 5000 | -5000 | 0
8572 | 5000 | 0 | 0 | 0 | 0 | 0 | 0 | 5000 | -5000 | 0
8573 | 5000 | 0 | 0 | 0 | 0 | 0 | 0 | 5000 | -5000 | 0
8574 | 5000 | 0 | 0 | 0 | 0 | 0 | 0 | 5000 | -1373.421 | 0
8575 | 5000 | 0 | 0 | 0 | 0 | 0 | 0 | 5000 | 0 | 0
8576 | 5000 | 0 | 0 | 0 | 0 | 0 | 0 | 5000 | 0 | 0
8577 | 5000 | 0 | 0 | 0 | 0 | 0 | 0 | 5000 | 0 | 0
8578 | 5000 | 0 | 0 | 0 | 0 | 0 | 0 | 5000 | 0 | 0
8579 | 5000 | 0 | 0 | 0 | 0 | 0 | 0 | 5000 | 0 | 0
8580 | 5000 | 0 | 0 | 0 | 0 | 0 | 0 | 5000 | 0 | 0
8581 | 5000 | 0 | 0 | 0 | 0 | 0 | 0 | 5000 | 0 | 0
8582 | 5000 | 0 | 0 | 0 | 0 | 0 | 0 | 5000 | 0 | 0
8583 | 5000 | 0 | 0 | 0 | 0 | 0 | 0 | 5000 | 0 | 0
8584 | 5000 | 0 | 0 | 0 | 0 | 0 | 0 | 5000 | 0 | 0
8585 | 5000 | 0 | 0 | 0 | 0 | 0 | 0 | 5000 | 0 | 0
8586 | 5000 | 0 | 0 | 0 | 0 | 0 | 0 | 5000 | 0 | 0
8587 | 5000 | 0 | 0 | 0 | 0 | 0 | 0 | 1301.899 | 0 | 3698.101
8588 | 5000 | 0 | 0 | 0 | 0 | 0 | 0 | 0 | 0 | 5000
8589 | 5000 | 0 | 0 | 0 | 0 | 0 | 0 | 0 | 0 | 5000
8590 | 5000 | 0 | 0 | 0 | 0 | 0 | 0 | 0 | 0 | 5000
8591 | 5000 | 0 | 0 | 0 | 0 | 0 | 0 | 0 | 0 | 5000
8592 | 5000 | 0 | 0 | 0 | 0 | 0 | 0 | 5000 | 0 | 0
8593 | 5000 | 0 | 0 | 0 | 0 | 0 | 0 | 5000 | -5000 | 0
8594 | 5000 | 0 | 0 | 0 | 0 | 0 | 0 | 5000 | -5000 | 0
8595 | 5000 | 0 | 0 | 0 | 0 | 0 | 0 | 5000 | -5000 | 0
8596 | 5000 | 0 | 0 | 0 | 0 | 0 | 0 | 5000 | -5000 | 0
8597 | 5000 | 0 | 0 | 0 | 0 | 0 | 0 | 5000 | -5000 | 0
8598 | 5000 | 0 | 0 | 0 | 0 | 0 | 0 | 5000 | -1373.421 | 0
8599 | 5000 | 0 | 0 | 0 | 0 | 0 | 0 | 5000 | 0 | 0
8600 | 5000 | 0 | 0 | 0 | 0 | 0 | 0 | 5000 | 0 | 0
8601 | 5000 | 0 | 0 | 0 | 0 | 0 | 0 | 5000 | 0 | 0
8602 | 5000 | 0 | 0 | 0 | 0 | 0 | 0 | 5000 | 0 | 0
8603 | 5000 | 0 | 0 | 0 | 0 | 0 | 0 | 5000 | 0 | 0
8604 | 5000 | 0 | 0 | 0 | 0 | 0 | 0 | 5000 | 0 | 0
8605 | 5000 | 0 | 0 | 0 | 0 | 0 | 0 | 5000 | 0 | 0
8606 | 5000 | 0 | 0 | 0 | 0 | 0 | 0 | 5000 | 0 | 0
8607 | 5000 | 0 | 0 | 0 | 0 | 0 | 0 | 5000 | 0 | 0
8608 | 5000 | 0 | 0 | 0 | 0 | 0 | 0 | 5000 | 0 | 0
8609 | 5000 | 0 | 0 | 0 | 0 | 0 | 0 | 5000 | 0 | 0
8610 | 5000 | 0 | 0 | 0 | 0 | 0 | 0 | 5000 | 0 | 0
8611 | 5000 | 0 | 0 | 0 | 0 | 0 | 0 | 1301.899 | 0 | 3698.101
8612 | 5000 | 0 | 0 | 0 | 0 | 0 | 0 | 0 | 0 | 5000
8613 | 5000 | 0 | 0 | 0 | 0 | 0 | 0 | 0 | 0 | 5000
8614 | 5000 | 0 | 0 | 0 | 0 | 0 | 0 | 0 | 0 | 5000
8615 | 5000 | 0 | 0 | 0 | 0 | 0 | 0 | 0 | 0 | 5000
8616 | 5000 | 0 | 0 | 0 | 0 | 0 | 0 | 5000 | 0 | 0
8617 | 5000 | 0 | 0 | 0 | 0 | 0 | 0 | 5000 | -5000 | 0
8618 | 5000 | 0 | 0 | 0 | 0 | 0 | 0 | 5000 | -5000 | 0
8619 | 5000 | 0 | 0 | 0 | 0 | 0 | 0 | 5000 | -5000 | 0
8620 | 5000 | 0 | 0 | 0 | 0 | 0 | 0 | 5000 | -5000 | 0
8621 | 5000 | 0 | 0 | 0 | 0 | 0 | 0 | 5000 | -5000 | 0
8622 | 5000 | 0 | 0 | 0 | 0 | 0 | 0 | 5000 | -1373.421 | 0
8623 | 5000 | 0 | 0 | 0 | 0 | 0 | 0 | 5000 | 0 | 0
8624 | 5000 | 0 | 0 | 0 | 0 | 0 | 0 | 5000 | 0 | 0
8625 | 5000 | 0 | 0 | 0 | 0 | 0 | 0 | 5000 | 0 | 0
8626 | 5000 | 0 | 0 | 0 | 0 | 0 | 0 | 5000 | 0 | 0
8627 | 5000 | 0 | 0 | 0 | 0 | 0 | 0 | 5000 | 0 | 0
8628 | 5000 | 0 | 0 | 0 | 0 | 0 | 0 | 5000 | 0 | 0
8629 | 5000 | 0 | 0 | 0 | 0 | 0 | 0 | 5000 | 0 | 0
8630 | 5000 | 0 | 0 | 0 | 0 | 0 | 0 | 5000 | 0 | 0
8631 | 5000 | 0 | 0 | 0 | 0 | 0 | 0 | 5000 | 0 | 0
8632 | 5000 | 0 | 0 | 0 | 0 | 0 | 0 | 5000 | 0 | 0
8633 | 5000 | 0 | 0 | 0 | 0 | 0 | 0 | 5000 | 0 | 0
8634 | 5000 | 0 | 0 | 0 | 0 | 0 | 0 | 5000 | 0 | 0
8635 | 5000 | 0 | 0 | 0 | 0 | 0 | 0 | 1301.899 | 0 | 3698.101
8636 | 5000 | 0 | 0 | 0 | 0 | 0 | 0 | 0 | 0 | 5000
8637 | 5000 | 0 | 0 | 0 | 0 | 0 | 0 | 0 | 0 | 5000
8638 | 5000 | 0 | 0 | 0 | 0 | 0 | 0 | 0 | 0 | 5000
8639 | 5000 | 0 | 0 | 0 | 0 | 0 | 0 | 0 | 0 | 5000
8640 | 5000 | 0 | 0 | 0 | 0 | 0 | 0 | 5000 | 0 | 0
8641 | 5000 | 0 | 0 | 0 | 0 | 0 | 0 | 5000 | -5000 | 0
8642 | 5000 | 0 | 0 | 0 | 0 | 0 | 0 | 5000 | -5000 | 0
8643 | 5000 | 0 | 0 | 0 | 0 | 0 | 0 | 5000 | -5000 | 0
8644 | 5000 | 0 | 0 | 0 | 0 | 0 | 0 | 5000 | -5000 | 0
8645 | 5000 | 0 | 0 | 0 | 0 | 0 | 0 | 5000 | -5000 | 0
8646 | 5000 | 0 | 0 | 0 | 0 | 0 | 0 | 5000 | -1373.421 | 0
8647 | 5000 | 0 | 0 | 0 | 0 | 0 | 0 | 5000 | 0 | 0
8648 | 5000 | 0 | 0 | 0 | 0 | 0 | 0 | 5000 | 0 | 0
8649 | 5000 | 0 | 0 | 0 | 0 | 0 | 0 | 5000 | 0 | 0
8650 | 5000 | 0 | 0 | 0 | 0 | 0 | 0 | 5000 | 0 | 0
8651 | 5000 | 0 | 0 | 0 | 0 | 0 | 0 | 5000 | 0 | 0
8652 | 5000 | 0 | 0 | 0 | 0 | 0 | 0 | 5000 | 0 | 0
8653 | 5000 | 0 | 0 | 0 | 0 | 0 | 0 | 5000 | 0 | 0
8654 | 5000 | 0 | 0 | 0 | 0 | 0 | 0 | 5000 | 0 | 0
8655 | 5000 | 0 | 0 | 0 | 0 | 0 | 0 | 5000 | 0 | 0
8656 | 5000 | 0 | 0 | 0 | 0 | 0 | 0 | 5000 | 0 | 0
8657 | 5000 | 0 | 0 | 0 | 0 | 0 | 0 | 5000 | 0 | 0
8658 | 5000 | 0 | 0 | 0 | 0 | 0 | 0 | 5000 | 0 | 0
8659 | 5000 | 0 | 0 | 0 | 0 | 0 | 0 | 1301.899 | 0 | 3698.101
8660 | 5000 | 0 | 0 | 0 | 0 | 0 | 0 | 0 | 0 | 5000
8661 | 5000 | 0 | 0 | 0 | 0 | 0 | 0 | 0 | 0 | 5000
8662 | 5000 | 0 | 0 | 0 | 0 | 0 | 0 | 0 | 0 | 5000
8663 | 5000 | 0 | 0 | 0 | 0 | 0 | 0 | 0 | 0 | 5000
8664 | 5000 | 0 | 0 | 0 | 0 | 0 | 0 | 5000 | 0 | 0
8665 | 5000 | 0 | 0 | 0 | 0 | 0 | 0 | 5000 | 0 | 0
8666 | 5000 | 0 | 0 | 0 | 0 | 0 | 0 | 5000 | 0 | 0
8667 | 5000 | 0 | 0 | 0 | 0 | 0 | 0 | 5000 | 0 | 0
8668 | 5000 | 0 | 0 | 0 | 0 | 0 | 0 | 5000 | 0 | 0
8669 | 5000 | 0 | 0 | 0 | 0 | 0 | 0 | 5000 | 0 | 0
8670 | 5000 | 0 | 0 | 0 | 0 | 0 | 0 | 5000 | 0 | 0
8671 | 5000 | 0 | 0 | 0 | 0 | 0 | 0 | 5000 | 0 | 0
8672 | 5000 | 0 | 0 | 0 | 0 | 0 | 0 | 5000 | 0 | 0
8673 | 5000 | 0 | 0 | 0 | 0 | 0 | 0 | 5000 | 0 | 0
8674 | 5000 | 0 | 0 | 0 | 0 | 0 | 0 | 5000 | 0 | 0
8675 | 5000 | 0 | 0 | 0 | 0 | 0 | 0 | 5000 | 0 | 0
8676 | 5000 | 0 | 0 | 0 | 0 | 0 | 0 | 5000 | 0 | 0
8677 | 5000 | 0 | 0 | 0 | 0 | 0 | 0 | 5000 | 0 | 0
8678 | 5000 | 0 | 0 | 0 | 0 | 0 | 0 | 5000 | 0 | 0
8679 | 5000 | 0 | 0 | 0 | 0 | 0 | 0 | 5000 | 0 | 0
8680 | 5000 | 0 | 0 | 0 | 0 | 0 | 0 | 5000 | 0 | 0
8681 | 5000 | 0 | 0 | 0 | 0 | 0 | 0 | 5000 | 0 | 0
8682 | 5000 | 0 | 0 | 0 | 0 | 0 | 0 | 5000 | 0 | 0
8683 | 5000 | 0 | 0 | 0 | 0 | 0 | 0 | 5000 | 0 | 0
8684 | 5000 | 0 | 0 | 0 | 0 | 0 | 0 | 5000 | 0 | 0
8685 | 5000 | 0 | 0 | 0 | 0 | 0 | 0 | 5000 | 0 | 0
8686 | 5000 | 0 | 0 | 0 | 0 | 0 | 0 | 5000 | 0 | 0
8687 | 5000 | 0 | 0 | 0 | 0 | 0 | 0 | 5000 | 0 | 0
8688 | 5000 | 0 | 0 | 0 | 0 | 0 | 0 | 5000 | 0 | 0
8689 | 5000 | 0 | 0 | 0 | 0 | 0 | 0 | 5000 | -5000 | 0
8690 | 5000 | 0 | 0 | 0 | 0 | 0 | 0 | 5000 | -5000 | 0
8691 | 5000 | 0 | 0 | 0 | 0 | 0 | 0 | 5000 | -5000 | 0
8692 | 5000 | 0 | 0 | 0 | 0 | 0 | 0 | 5000 | -5000 | 0
8693 | 5000 | 0 | 0 | 0 | 0 | 0 | 0 | 5000 | -5000 | 0
8694 | 5000 | 0 | 0 | 0 | 0 | 0 | 0 | 5000 | -1373.421 | 0
8695 | 5000 | 0 | 0 | 0 | 0 | 0 | 0 | 5000 | 0 | 0
8696 | 5000 | 0 | 0 | 0 | 0 | 0 | 0 | 5000 | 0 | 0
8697 | 5000 | 0 | 0 | 0 | 0 | 0 | 0 | 5000 | 0 | 0
8698 | 5000 | 0 | 0 | 0 | 0 | 0 | 0 | 5000 | 0 | 0
8699 | 5000 | 0 | 0 | 0 | 0 | 0 | 0 | 5000 | 0 | 0
8700 | 5000 | 0 | 0 | 0 | 0 | 0 | 0 | 5000 | 0 | 0
8701 | 5000 | 0 | 0 | 0 | 0 | 0 | 0 | 5000 | 0 | 0
8702 | 5000 | 0 | 0 | 0 | 0 | 0 | 0 | 5000 | 0 | 0
8703 | 5000 | 0 | 0 | 0 | 0 | 0 | 0 | 5000 | 0 | 0
8704 | 5000 | 0 | 0 | 0 | 0 | 0 | 0 | 5000 | 0 | 0
8705 | 5000 | 0 | 0 | 0 | 0 | 0 | 0 | 5000 | 0 | 0
8706 | 5000 | 0 | 0 | 0 | 0 | 0 | 0 | 5000 | 0 | 0
8707 | 5000 | 0 | 0 | 0 | 0 | 0 | 0 | 1301.899 | 0 | 3698.101
8708 | 5000 | 0 | 0 | 0 | 0 | 0 | 0 | 0 | 0 | 5000
8709 | 5000 | 0 | 0 | 0 | 0 | 0 | 0 | 0 | 0 | 5000
8710 | 5000 | 0 | 0 | 0 | 0 | 0 | 0 | 0 | 0 | 5000
8711 | 5000 | 0 | 0 | 0 | 0 | 0 | 0 | 0 | 0 | 5000
8712 | 5000 | 0 | 0 | 0 | 0 | 0 | 0 | 5000 | 0 | 0
8713 | 5000 | 0 | 0 | 0 | 0 | 0 | 0 | 5000 | -5000 | 0
8714 | 5000 | 0 | 0 | 0 | 0 | 0 | 0 | 5000 | -5000 | 0
8715 | 5000 | 0 | 0 | 0 | 0 | 0 | 0 | 5000 | -5000 | 0
8716 | 5000 | 0 | 0 | 0 | 0 | 0 | 0 | 5000 | -5000 | 0
8717 | 5000 | 0 | 0 | 0 | 0 | 0 | 0 | 5000 | -5000 | 0
8718 | 5000 | 0 | 0 | 0 | 0 | 0 | 0 | 5000 | -1373.421 | 0
8719 | 5000 | 0 | 0 | 0 | 0 | 0 | 0 | 5000 | 0 | 0
8720 | 5000 | 0 | 0 | 0 | 0 | 0 | 0 | 5000 | 0 | 0
8721 | 5000 | 0 | 0 | 0 | 0 | 0 | 0 | 5000 | 0 | 0
8722 | 5000 | 0 | 0 | 0 | 0 | 0 | 0 | 5000 | 0 | 0
8723 | 5000 | 0 | 0 | 0 | 0 | 0 | 0 | 5000 | 0 | 0
8724 | 5000 | 0 | 0 | 0 | 0 | 0 | 0 | 5000 | 0 | 0
8725 | 5000 | 0 | 0 | 0 | 0 | 0 | 0 | 5000 | 0 | 0
8726 | 5000 | 0 | 0 | 0 | 0 | 0 | 0 | 5000 | 0 | 0
8727 | 5000 | 0 | 0 | 0 | 0 | 0 | 0 | 5000 | 0 | 0
8728 | 5000 | 0 | 0 | 0 | 0 | 0 | 0 | 5000 | 0 | 0
8729 | 5000 | 0 | 0 | 0 | 0 | 0 | 0 | 5000 | 0 | 0
8730 | 5000 | 0 | 0 | 0 | 0 | 0 | 0 | 5000 | 0 | 0
8731 | 5000 | 0 | 0 | 0 | 0 | 0 | 0 | 1301.899 | 0 | 3698.101
8732 | 5000 | 0 | 0 | 0 | 0 | 0 | 0 | 0 | 0 | 5000
8733 | 5000 | 0 | 0 | 0 | 0 | 0 | 0 | 0 | 0 | 5000
8734 | 5000 | 0 | 0 | 0 | 0 | 0 | 0 | 0 | 0 | 5000
8735 | 5000 | 0 | 0 | 0 | 0 | 0 | 0 | 0 | 0 | 5000
8736 | 5000 | 0 | 0 | 0 | 0 | 0 | 0 | 5000 | 0 | 0
8737 | 5000 | 0 | 0 | 0 | 0 | 0 | 0 | 5000 | -5000 | 0
8738 | 5000 | 0 | 0 | 0 | 0 | 0 | 0 | 5000 | -5000 | 0
8739 | 5000 | 0 | 0 | 0 | 0 | 0 | 0 | 5000 | -5000 | 0
8740 | 5000 | 0 | 0 | 0 | 0 | 0 | 0 | 5000 | -5000 | 0
8741 | 5000 | 0 | 0 | 0 | 0 | 0 | 0 | 5000 | -5000 | 0
8742 | 5000 | 0 | 0 | 0 | 0 | 0 | 0 | 5000 | -1373.421 | 0
8743 | 5000 | 0 | 0 | 0 | 0 | 0 | 0 | 5000 | 0 | 0
8744 | 5000 | 0 | 0 | 0 | 0 | 0 | 0 | 5000 | 0 | 0
8745 | 5000 | 0 | 0 | 0 | 0 | 0 | 0 | 5000 | 0 | 0
8746 | 5000 | 0 | 0 | 0 | 0 | 0 | 0 | 5000 | 0 | 0
8747 | 5000 | 0 | 0 | 0 | 0 | 0 | 0 | 5000 | 0 | 0
8748 | 5000 | 0 | 0 | 0 | 0 | 0 | 0 | 5000 | 0 | 0
8749 | 5000 | 0 | 0 | 0 | 0 | 0 | 0 | 5000 | 0 | 0
8750 | 5000 | 0 | 0 | 0 | 0 | 0 | 0 | 5000 | 0 | 0
8751 | 5000 | 0 | 0 | 0 | 0 | 0 | 0 | 5000 | 0 | 0
8752 | 5000 | 0 | 0 | 0 | 0 | 0 | 0 | 5000 | 0 | 0
8753 | 5000 | 0 | 0 | 0 | 0 | 0 | 0 | 5000 | 0 | 0
8754 | 5000 | 0 | 0 | 0 | 0 | 0 | 0 | 5000 | 0 | 0
8755 | 5000 | 0 | 0 | 0 | 0 | 0 | 0 | 1301.899 | 0 | 3698.101
8756 | 5000 | 0 | 0 | 0 | 0 | 0 | 0 | 0 | 0 | 5000
8757 | 5000 | 0 | 0 | 0 | 0 | 0 | 0 | 0 | 0 | 5000
8758 | 5000 | 0 | 0 | 0 | 0 | 0 | 0 | 0 | 0 | 5000
8759 | 5000 | 0 | 0 | 0 | 0 | 0 | 0 | 0 | 0 | 5000
8760 | 5000 | 0 | 0 | 0 | 0 | 0 | 0 | 5000 | 0 | 0

## Load Duration
Rank | Load (kW) | Net Load (kW)
1 | 5000 | 5000
2 | 5000 | 5000
3 | 5000 | 5000
4 | 5000 | 5000
5 | 5000 | 5000
6 | 5000 | 5000
7 | 5000 | 5000
8 | 5000 | 5000
9 | 5000 | 5000
10 | 5000 | 5000
11 | 5000 | 5000
12 | 5000 | 5000
13 | 5000 | 5000
14 | 5000 | 5000
15 | 5000 | 5000
16 | 5000 | 5000
17 | 5000 | 5000
18 | 5000 | 5000
19 | 5000 | 5000
20 | 5000 | 5000
21 | 5000 | 5000
22 | 5000 | 5000
23 | 5000 | 5000
24 | 5000 | 5000
25 | 5000 | 5000
26 | 5000 | 5000
27 | 5000 | 5000
28 | 5000 | 5000
29 | 5000 | 5000
30 | 5000 | 5000
31 | 5000 | 5000
32 | 5000 | 5000
33 | 5000 | 5000
34 | 5000 | 5000
35 | 5000 | 5000
36 | 5000 | 5000
37 | 5000 | 5000
38 | 5000 | 5000
39 | 5000 | 5000
40 | 5000 | 5000
41 | 5000 | 5000
42 | 5000 | 5000
43 | 5000 | 5000
44 | 5000 | 5000
45 | 5000 | 5000
46 | 5000 | 5000
47 | 5000 | 5000
48 | 5000 | 5000
49 | 5000 | 5000
50 | 5000 | 5000
51 | 5000 | 5000
52 | 5000 | 5000
53 | 5000 | 5000
54 | 5000 | 5000
55 | 5000 | 5000
56 | 5000 | 5000
57 | 5000 | 5000
58 | 5000 | 5000
59 | 5000 | 5000
60 | 5000 | 5000
61 | 5000 | 5000
62 | 5000 | 5000
63 | 5000 | 5000
64 | 5000 | 5000
65 | 5000 | 5000
66 | 5000 | 5000
67 | 5000 | 5000
68 | 5000 | 5000
69 | 5000 | 5000
70 | 5000 | 5000
71 | 5000 | 5000
72 | 5000 | 5000
73 | 5000 | 5000
74 | 5000 | 5000
75 | 5000 | 5000
76 | 5000 | 5000
77 | 5000 | 5000
78 | 5000 | 5000
79 | 5000 | 5000
80 | 5000 | 5000
81 | 5000 | 5000
82 | 5000 | 5000
83 | 5000 | 5000
84 | 5000 | 5000
85 | 5000 | 5000
86 | 5000 | 5000
87 | 5000 | 5000
88 | 5000 | 5000
89 | 5000 | 5000
90 | 5000 | 5000
91 | 5000 | 5000
92 | 5000 | 5000
93 | 5000 | 5000
94 | 5000 | 5000
95 | 5000 | 5000
96 | 5000 | 5000
97 | 5000 | 5000
98 | 5000 | 5000
99 | 5000 | 5000
100 | 5000 | 5000
101 | 5000 | 5000
102 | 5000 | 5000
103 | 5000 | 5000
104 | 5000 | 5000
105 | 5000 | 5000
106 | 5000 | 5000
107 | 5000 | 5000
108 | 5000 | 5000
109 | 5000 | 5000
110 | 5000 | 5000
111 | 5000 | 5000
112 | 5000 | 5000
113 | 5000 | 5000
114 | 5000 | 5000
115 | 5000 | 5000
116 | 5000 | 5000
117 | 5000 | 5000
118 | 5000 | 5000
119 | 5000 | 5000
120 | 5000 | 5000
121 | 5000 | 5000
122 | 5000 | 5000
123 | 5000 | 5000
124 | 5000 | 5000
125 | 5000 | 5000
126 | 5000 | 5000
127 | 5000 | 5000
128 | 5000 | 5000
129 | 5000 | 5000
130 | 5000 | 5000
131 | 5000 | 5000
132 | 5000 | 5000
133 | 5000 | 5000
134 | 5000 | 5000
135 | 5000 | 5000
136 | 5000 | 5000
137 | 5000 | 5000
138 | 5000 | 5000
139 | 5000 | 5000
140 | 5000 | 5000
141 | 5000 | 5000
142 | 5000 | 5000
143 | 5000 | 5000
144 | 5000 | 5000
145 | 5000 | 5000
146 | 5000 | 5000
147 | 5000 | 5000
148 | 5000 | 5000
149 | 5000 | 5000
150 | 5000 | 5000
151 | 5000 | 5000
152 | 5000 | 5000
153 | 5000 | 5000
154 | 5000 | 5000
155 | 5000 | 5000
156 | 5000 | 5000
157 | 5000 | 5000
158 | 5000 | 5000
159 | 5000 | 5000
160 | 5000 | 5000
161 | 5000 | 5000
162 | 5000 | 5000
163 | 5000 | 5000
164 | 5000 | 5000
165 | 5000 | 5000
166 | 5000 | 5000
167 | 5000 | 5000
168 | 5000 | 5000
169 | 5000 | 5000
170 | 5000 | 5000
171 | 5000 | 5000
172 | 5000 | 5000
173 | 5000 | 5000
174 | 5000 | 5000
175 | 5000 | 5000
176 | 5000 | 5000
177 | 5000 | 5000
178 | 5000 | 5000
179 | 5000 | 5000
180 | 5000 | 5000
181 | 5000 | 5000
182 | 5000 | 5000
183 | 5000 | 5000
184 | 5000 | 5000
185 | 5000 | 5000
186 | 5000 | 5000
187 | 5000 | 5000
188 | 5000 | 5000
189 | 5000 | 5000
190 | 5000 | 5000
191 | 5000 | 5000
192 | 5000 | 5000
193 | 5000 | 5000
194 | 5000 | 5000
195 | 5000 | 5000
196 | 5000 | 5000
197 | 5000 | 5000
198 | 5000 | 5000
199 | 5000 | 5000
200 | 5000 | 5000
201 | 5000 | 5000
202 | 5000 | 5000
203 | 5000 | 5000
204 | 5000 | 5000
205 | 5000 | 5000
206 | 5000 | 5000
207 | 5000 | 5000
208 | 5000 | 5000
209 | 5000 | 5000
210 | 5000 | 5000
211 | 5000 | 5000
212 | 5000 | 5000
213 | 5000 | 5000
214 | 5000 | 5000
215 | 5000 | 5000
216 | 5000 | 5000
217 | 5000 | 5000
218 | 5000 | 5000
219 | 5000 | 5000
220 | 5000 | 5000
221 | 5000 | 5000
222 | 5000 | 5000
223 | 5000 | 5000
224 | 5000 | 5000
225 | 5000 | 5000
226 | 5000 | 5000
227 | 5000 | 5000
228 | 5000 | 5000
229 | 5000 | 5000
230 | 5000 | 5000
231 | 5000 | 5000
232 | 5000 | 5000
233 | 5000 | 5000
234 | 5000 | 5000
235 | 5000 | 5000
236 | 5000 | 5000
237 | 5000 | 5000
238 | 5000 | 5000
239 | 5000 | 5000
240 | 5000 | 5000
241 | 5000 | 5000
242 | 5000 | 5000
243 | 5000 | 5000
244 | 5000 | 5000
245 | 5000 | 5000
246 | 5000 | 5000
247 | 5000 | 5000
248 | 5000 | 5000
249 | 5000 | 5000
250 | 5000 | 5000
251 | 5000 | 5000
252 | 5000 | 5000
253 | 5000 | 5000
254 | 5000 | 5000
255 | 5000 | 5000
256 | 5000 | 5000
257 | 5000 | 5000
258 | 5000 | 5000
259 | 5000 | 5000
260 | 5000 | 5000
261 | 5000 | 5000
262 | 5000 | 5000
263 | 5000 | 5000
264 | 5000 | 5000
265 | 5000 | 5000
266 | 5000 | 5000
267 | 5000 | 5000
268 | 5000 | 5000
269 | 5000 | 5000
270 | 5000 | 5000
271 | 5000 | 5000
272 | 5000 | 5000
273 | 5000 | 5000
274 | 5000 | 5000
275 | 5000 | 5000
276 | 5000 | 5000
277 | 5000 | 5000
278 | 5000 | 5000
279 | 5000 | 5000
280 | 5000 | 5000
281 | 5000 | 5000
282 | 5000 | 5000
283 | 5000 | 5000
284 | 5000 | 5000
285 | 5000 | 5000
286 | 5000 | 5000
287 | 5000 | 5000
288 | 5000 | 5000
289 | 5000 | 5000
290 | 5000 | 5000
291 | 5000 | 5000
292 | 5000 | 5000
293 | 5000 | 5000
294 | 5000 | 5000
295 | 5000 | 5000
296 | 5000 | 5000
297 | 5000 | 5000
298 | 5000 | 5000
299 | 5000 | 5000
300 | 5000 | 5000
301 | 5000 | 5000
302 | 5000 | 5000
303 | 5000 | 5000
304 | 5000 | 5000
305 | 5000 | 5000
306 | 5000 | 5000
307 | 5000 | 5000
308 | 5000 | 5000
309 | 5000 | 5000
310 | 5000 | 5000
311 | 5000 | 5000
312 | 5000 | 5000
313 | 5000 | 5000
314 | 5000 | 5000
315 | 5000 | 5000
316 | 5000 | 5000
317 | 5000 | 5000
318 | 5000 | 5000
319 | 5000 | 5000
320 | 5000 | 5000
321 | 5000 | 5000
322 | 5000 | 5000
323 | 5000 | 5000
324 | 5000 | 5000
325 | 5000 | 5000
326 | 5000 | 5000
327 | 5000 | 5000
328 | 5000 | 5000
329 | 5000 | 5000
330 | 5000 | 5000
331 | 5000 | 5000
332 | 5000 | 5000
333 | 5000 | 5000
334 | 5000 | 5000
335 | 5000 | 5000
336 | 5000 | 5000
337 | 5000 | 5000
338 | 5000 | 5000
339 | 5000 | 5000
340 | 5000 | 5000
341 | 5000 | 5000
342 | 5000 | 5000
343 | 5000 | 5000
344 | 5000 | 5000
345 | 5000 | 5000
346 | 5000 | 5000
347 | 5000 | 5000
348 | 5000 | 5000
349 | 5000 | 5000
350 | 5000 | 5000
351 | 5000 | 5000
352 | 5000 | 5000
353 | 5000 | 5000
354 | 5000 | 5000
355 | 5000 | 5000
356 | 5000 | 5000
357 | 5000 | 5000
358 | 5000 | 5000
359 | 5000 | 5000
360 | 5000 | 5000
361 | 5000 | 5000
362 | 5000 | 5000
363 | 5000 | 5000
364 | 5000 | 5000
365 | 5000 | 5000
366 | 5000 | 5000
367 | 5000 | 5000
368 | 5000 | 5000
369 | 5000 | 5000
370 | 5000 | 5000
371 | 5000 | 5000
372 | 5000 | 5000
373 | 5000 | 5000
374 | 5000 | 5000
375 | 5000 | 5000
376 | 5000 | 5000
377 | 5000 | 5000
378 | 5000 | 5000
379 | 5000 | 5000
380 | 5000 | 5000
381 | 5000 | 5000
382 | 5000 | 5000
383 | 5000 | 5000
384 | 5000 | 5000
385 | 5000 | 5000
386 | 5000 | 5000
387 | 5000 | 5000
388 | 5000 | 5000
389 | 5000 | 5000
390 | 5000 | 5000
391 | 5000 | 5000
392 | 5000 | 5000
393 | 5000 | 5000
394 | 5000 | 5000
395 | 5000 | 5000
396 | 5000 | 5000
397 | 5000 | 5000
398 | 5000 | 5000
399 | 5000 | 5000
400 | 5000 | 5000
401 | 5000 | 5000
402 | 5000 | 5000
403 | 5000 | 5000
404 | 5000 | 5000
405 | 5000 | 5000
406 | 5000 | 5000
407 | 5000 | 5000
408 | 5000 | 5000
409 | 5000 | 5000
410 | 5000 | 5000
411 | 5000 | 5000
412 | 5000 | 5000
413 | 5000 | 5000
414 | 5000 | 5000
415 | 5000 | 5000
416 | 5000 | 5000
417 | 5000 | 5000
418 | 5000 | 5000
419 | 5000 | 5000
420 | 5000 | 5000
421 | 5000 | 5000
422 | 5000 | 5000
423 | 5000 | 5000
424 | 5000 | 5000
425 | 5000 | 5000
426 | 5000 | 5000
427 | 5000 | 5000
428 | 5000 | 5000
429 | 5000 | 5000
430 | 5000 | 5000
431 | 5000 | 5000
432 | 5000 | 5000
433 | 5000 | 5000
434 | 5000 | 5000
435 | 5000 | 5000
436 | 5000 | 5000
437 | 5000 | 5000
438 | 5000 | 5000
439 | 5000 | 5000
440 | 5000 | 5000
441 | 5000 | 5000
442 | 5000 | 5000
443 | 5000 | 5000
444 | 5000 | 5000
445 | 5000 | 5000
446 | 5000 | 5000
447 | 5000 | 5000
448 | 5000 | 5000
449 | 5000 | 5000
450 | 5000 | 5000
451 | 5000 | 5000
452 | 5000 | 5000
453 | 5000 | 5000
454 | 5000 | 5000
455 | 5000 | 5000
456 | 5000 | 5000
457 | 5000 | 5000
458 | 5000 | 5000
459 | 5000 | 5000
460 | 5000 | 5000
461 | 5000 | 5000
462 | 5000 | 5000
463 | 5000 | 5000
464 | 5000 | 5000
465 | 5000 | 5000
466 | 5000 | 5000
467 | 5000 | 5000
468 | 5000 | 5000
469 | 5000 | 5000
470 | 5000 | 5000
471 | 5000 | 5000
472 | 5000 | 5000
473 | 5000 | 5000
474 | 5000 | 5000
475 | 5000 | 5000
476 | 5000 | 5000
477 | 5000 | 5000
478 | 5000 | 5000
479 | 5000 | 5000
480 | 5000 | 5000
481 | 5000 | 5000
482 | 5000 | 5000
483 | 5000 | 5000
484 | 5000 | 5000
485 | 5000 | 5000
486 | 5000 | 5000
487 | 5000 | 5000
488 | 5000 | 5000
489 | 5000 | 5000
490 | 5000 | 5000
491 | 5000 | 5000
492 | 5000 | 5000
493 | 5000 | 5000
494 | 5000 | 5000
495 | 5000 | 5000
496 | 5000 | 5000
497 | 5000 | 5000
498 | 5000 | 5000
499 | 5000 | 5000
500 | 5000 | 5000
501 | 5000 | 5000
502 | 5000 | 5000
503 | 5000 | 5000
504 | 5000 | 5000
505 | 5000 | 5000
506 | 5000 | 5000
507 | 5000 | 5000
508 | 5000 | 5000
509 | 5000 | 5000
510 | 5000 | 5000
511 | 5000 | 5000
512 | 5000 | 5000
513 | 5000 | 5000
514 | 5000 | 5000
515 | 5000 | 5000
516 | 5000 | 5000
517 | 5000 | 5000
518 | 5000 | 5000
519 | 5000 | 5000
520 | 5000 | 5000
521 | 5000 | 5000
522 | 5000 | 5000
523 | 5000 | 5000
524 | 5000 | 5000
525 | 5000 | 5000
526 | 5000 | 5000
527 | 5000 | 5000
528 | 5000 | 5000
529 | 5000 | 5000
530 | 5000 | 5000
531 | 5000 | 5000
532 | 5000 | 5000
533 | 5000 | 5000
534 | 5000 | 5000
535 | 5000 | 5000
536 | 5000 | 5000
537 | 5000 | 5000
538 | 5000 | 5000
539 | 5000 | 5000
540 | 5000 | 5000
541 | 5000 | 5000
542 | 5000 | 5000
543 | 5000 | 5000
544 | 5000 | 5000
545 | 5000 | 5000
546 | 5000 | 5000
547 | 5000 | 5000
548 | 5000 | 5000
549 | 5000 | 5000
550 | 5000 | 5000
551 | 5000 | 5000
552 | 5000 | 5000
553 | 5000 | 5000
554 | 5000 | 5000
555 | 5000 | 5000
556 | 5000 | 5000
557 | 5000 | 5000
558 | 5000 | 5000
559 | 5000 | 5000
560 | 5000 | 5000
561 | 5000 | 5000
562 | 5000 | 5000
563 | 5000 | 5000
564 | 5000 | 5000
565 | 5000 | 5000
566 | 5000 | 5000
567 | 5000 | 5000
568 | 5000 | 5000
569 | 5000 | 5000
570 | 5000 | 5000
571 | 5000 | 5000
572 | 5000 | 5000
573 | 5000 | 5000
574 | 5000 | 5000
575 | 5000 | 5000
576 | 5000 | 5000
577 | 5000 | 5000
578 | 5000 | 5000
579 | 5000 | 5000
580 | 5000 | 5000
581 | 5000 | 5000
582 | 5000 | 5000
583 | 5000 | 5000
584 | 5000 | 5000
585 | 5000 | 5000
586 | 5000 | 5000
587 | 5000 | 5000
588 | 5000 | 5000
589 | 5000 | 5000
590 | 5000 | 5000
591 | 5000 | 5000
592 | 5000 | 5000
593 | 5000 | 5000
594 | 5000 | 5000
595 | 5000 | 5000
596 | 5000 | 5000
597 | 5000 | 5000
598 | 5000 | 5000
599 | 5000 | 5000
600 | 5000 | 5000
601 | 5000 | 5000
602 | 5000 | 5000
603 | 5000 | 5000
604 | 5000 | 5000
605 | 5000 | 5000
606 | 5000 | 5000
607 | 5000 | 5000
608 | 5000 | 5000
609 | 5000 | 5000
610 | 5000 | 5000
611 | 5000 | 5000
612 | 5000 | 5000
613 | 5000 | 5000
614 | 5000 | 5000
615 | 5000 | 5000
616 | 5000 | 5000
617 | 5000 | 5000
618 | 5000 | 5000
619 | 5000 | 5000
620 | 5000 | 5000
621 | 5000 | 5000
622 | 5000 | 5000
623 | 5000 | 5000
624 | 5000 | 5000
625 | 5000 | 5000
626 | 5000 | 5000
627 | 5000 | 5000
628 | 5000 | 5000
629 | 5000 | 5000
630 | 5000 | 5000
631 | 5000 | 5000
632 | 5000 | 5000
633 | 5000 | 5000
634 | 5000 | 5000
635 | 5000 | 5000
636 | 5000 | 5000
637 | 5000 | 5000
638 | 5000 | 5000
639 | 5000 | 5000
640 | 5000 | 5000
641 | 5000 | 5000
642 | 5000 | 5000
643 | 5000 | 5000
644 | 5000 | 5000
645 | 5000 | 5000
646 | 5000 | 5000
647 | 5000 | 5000
648 | 5000 | 5000
649 | 5000 | 5000
650 | 5000 | 5000
651 | 5000 | 5000
652 | 5000 | 5000
653 | 5000 | 5000
654 | 5000 | 5000
655 | 5000 | 5000
656 | 5000 | 5000
657 | 5000 | 5000
658 | 5000 | 5000
659 | 5000 | 5000
660 | 5000 | 5000
661 | 5000 | 5000
662 | 5000 | 5000
663 | 5000 | 5000
664 | 5000 | 5000
665 | 5000 | 5000
666 | 5000 | 5000
667 | 5000 | 5000
668 | 5000 | 5000
669 | 5000 | 5000
670 | 5000 | 5000
671 | 5000 | 5000
672 | 5000 | 5000
673 | 5000 | 5000
674 | 5000 | 5000
675 | 5000 | 5000
676 | 5000 | 5000
677 | 5000 | 5000
678 | 5000 | 5000
679 | 5000 | 5000
680 | 5000 | 5000
681 | 5000 | 5000
682 | 5000 | 5000
683 | 5000 | 5000
684 | 5000 | 5000
685 | 5000 | 5000
686 | 5000 | 5000
687 | 5000 | 5000
688 | 5000 | 5000
689 | 5000 | 5000
690 | 5000 | 5000
691 | 5000 | 5000
692 | 5000 | 5000
693 | 5000 | 5000
694 | 5000 | 5000
695 | 5000 | 5000
696 | 5000 | 5000
697 | 5000 | 5000
698 | 5000 | 5000
699 | 5000 | 5000
700 | 5000 | 5000
701 | 5000 | 5000
702 | 5000 | 5000
703 | 5000 | 5000
704 | 5000 | 5000
705 | 5000 | 5000
706 | 5000 | 5000
707 | 5000 | 5000
708 | 5000 | 5000
709 | 5000 | 5000
710 | 5000 | 5000
711 | 5000 | 5000
712 | 5000 | 5000
713 | 5000 | 5000
714 | 5000 | 5000
715 | 5000 | 5000
716 | 5000 | 5000
717 | 5000 | 5000
718 | 5000 | 5000
719 | 5000 | 5000
720 | 5000 | 5000
721 | 5000 | 5000
722 | 5000 | 5000
723 | 5000 | 5000
724 | 5000 | 5000
725 | 5000 | 5000
726 | 5000 | 5000
727 | 5000 | 5000
728 | 5000 | 5000
729 | 5000 | 5000
730 | 5000 | 5000
731 | 5000 | 5000
732 | 5000 | 5000
733 | 5000 | 5000
734 | 5000 | 5000
735 | 5000 | 5000
736 | 5000 | 5000
737 | 5000 | 5000
738 | 5000 | 5000
739 | 5000 | 5000
740 | 5000 | 5000
741 | 5000 | 5000
742 | 5000 | 5000
743 | 5000 | 5000
744 | 5000 | 5000
745 | 5000 | 5000
746 | 5000 | 5000
747 | 5000 | 5000
748 | 5000 | 5000
749 | 5000 | 5000
750 | 5000 | 5000
751 | 5000 | 5000
752 | 5000 | 5000
753 | 5000 | 5000
754 | 5000 | 5000
755 | 5000 | 5000
756 | 5000 | 5000
757 | 5000 | 5000
758 | 5000 | 5000
759 | 5000 | 5000
760 | 5000 | 5000
761 | 5000 | 5000
762 | 5000 | 5000
763 | 5000 | 5000
764 | 5000 | 5000
765 | 5000 | 5000
766 | 5000 | 5000
767 | 5000 | 5000
768 | 5000 | 5000
769 | 5000 | 5000
770 | 5000 | 5000
771 | 5000 | 5000
772 | 5000 | 5000
773 | 5000 | 5000
774 | 5000 | 5000
775 | 5000 | 5000
776 | 5000 | 5000
777 | 5000 | 5000
778 | 5000 | 5000
779 | 5000 | 5000
780 | 5000 | 5000
781 | 5000 | 5000
782 | 5000 | 5000
783 | 5000 | 5000
784 | 5000 | 5000
785 | 5000 | 5000
786 | 5000 | 5000
787 | 5000 | 5000
788 | 5000 | 5000
789 | 5000 | 5000
790 | 5000 | 5000
791 | 5000 | 5000
792 | 5000 | 5000
793 | 5000 | 5000
794 | 5000 | 5000
795 | 5000 | 5000
796 | 5000 | 5000
797 | 5000 | 5000
798 | 5000 | 5000
799 | 5000 | 5000
800 | 5000 | 5000
801 | 5000 | 5000
802 | 5000 | 5000
803 | 5000 | 5000
804 | 5000 | 5000
805 | 5000 | 5000
806 | 5000 | 5000
807 | 5000 | 5000
808 | 5000 | 5000
809 | 5000 | 5000
810 | 5000 | 5000
811 | 5000 | 5000
812 | 5000 | 5000
813 | 5000 | 5000
814 | 5000 | 5000
815 | 5000 | 5000
816 | 5000 | 5000
817 | 5000 | 5000
818 | 5000 | 5000
819 | 5000 | 5000
820 | 5000 | 5000
821 | 5000 | 5000
822 | 5000 | 5000
823 | 5000 | 5000
824 | 5000 | 5000
825 | 5000 | 5000
826 | 5000 | 5000
827 | 5000 | 5000
828 | 5000 | 5000
829 | 5000 | 5000
830 | 5000 | 5000
831 | 5000 | 5000
832 | 5000 | 5000
833 | 5000 | 5000
834 | 5000 | 5000
835 | 5000 | 5000
836 | 5000 | 5000
837 | 5000 | 5000
838 | 5000 | 5000
839 | 5000 | 5000
840 | 5000 | 5000
841 | 5000 | 5000
842 | 5000 | 5000
843 | 5000 | 5000
844 | 5000 | 5000
845 | 5000 | 5000
846 | 5000 | 5000
847 | 5000 | 5000
848 | 5000 | 5000
849 | 5000 | 5000
850 | 5000 | 5000
851 | 5000 | 5000
852 | 5000 | 5000
853 | 5000 | 5000
854 | 5000 | 5000
855 | 5000 | 5000
856 | 5000 | 5000
857 | 5000 | 5000
858 | 5000 | 5000
859 | 5000 | 5000
860 | 5000 | 5000
861 | 5000 | 5000
862 | 5000 | 5000
863 | 5000 | 5000
864 | 5000 | 5000
865 | 5000 | 5000
866 | 5000 | 5000
867 | 5000 | 5000
868 | 5000 | 5000
869 | 5000 | 5000
870 | 5000 | 5000
871 | 5000 | 5000
872 | 5000 | 5000
873 | 5000 | 5000
874 | 5000 | 5000
875 | 5000 | 5000
876 | 5000 | 5000
877 | 5000 | 5000
878 | 5000 | 5000
879 | 5000 | 5000
880 | 5000 | 5000
881 | 5000 | 5000
882 | 5000 | 5000
883 | 5000 | 5000
884 | 5000 | 5000
885 | 5000 | 5000
886 | 5000 | 5000
887 | 5000 | 5000
888 | 5000 | 5000
889 | 5000 | 5000
890 | 5000 | 5000
891 | 5000 | 5000
892 | 5000 | 5000
893 | 5000 | 5000
894 | 5000 | 5000
895 | 5000 | 5000
896 | 5000 | 5000
897 | 5000 | 5000
898 | 5000 | 5000
899 | 5000 | 5000
900 | 5000 | 5000
901 | 5000 | 5000
902 | 5000 | 5000
903 | 5000 | 5000
904 | 5000 | 5000
905 | 5000 | 5000
906 | 5000 | 5000
907 | 5000 | 5000
908 | 5000 | 5000
909 | 5000 | 5000
910 | 5000 | 5000
911 | 5000 | 5000
912 | 5000 | 5000
913 | 5000 | 5000
914 | 5000 | 5000
915 | 5000 | 5000
916 | 5000 | 5000
917 | 5000 | 5000
918 | 5000 | 5000
919 | 5000 | 5000
920 | 5000 | 5000
921 | 5000 | 5000
922 | 5000 | 5000
923 | 5000 | 5000
924 | 5000 | 5000
925 | 5000 | 5000
926 | 5000 | 5000
927 | 5000 | 5000
928 | 5000 | 5000
929 | 5000 | 5000
930 | 5000 | 5000
931 | 5000 | 5000
932 | 5000 | 5000
933 | 5000 | 5000
934 | 5000 | 5000
935 | 5000 | 5000
936 | 5000 | 5000
937 | 5000 | 5000
938 | 5000 | 5000
939 | 5000 | 5000
940 | 5000 | 5000
941 | 5000 | 5000
942 | 5000 | 5000
943 | 5000 | 5000
944 | 5000 | 5000
945 | 5000 | 5000
946 | 5000 | 5000
947 | 5000 | 5000
948 | 5000 | 5000
949 | 5000 | 5000
950 | 5000 | 5000
951 | 5000 | 5000
952 | 5000 | 5000
953 | 5000 | 5000
954 | 5000 | 5000
955 | 5000 | 5000
956 | 5000 | 5000
957 | 5000 | 5000
958 | 5000 | 5000
959 | 5000 | 5000
960 | 5000 | 5000
961 | 5000 | 5000
962 | 5000 | 5000
963 | 5000 | 5000
964 | 5000 | 5000
965 | 5000 | 5000
966 | 5000 | 5000
967 | 5000 | 5000
968 | 5000 | 5000
969 | 5000 | 5000
970 | 5000 | 5000
971 | 5000 | 5000
972 | 5000 | 5000
973 | 5000 | 5000
974 | 5000 | 5000
975 | 5000 | 5000
976 | 5000 | 5000
977 | 5000 | 5000
978 | 5000 | 5000
979 | 5000 | 5000
980 | 5000 | 5000
981 | 5000 | 5000
982 | 5000 | 5000
983 | 5000 | 5000
984 | 5000 | 5000
985 | 5000 | 5000
986 | 5000 | 5000
987 | 5000 | 5000
988 | 5000 | 5000
989 | 5000 | 5000
990 | 5000 | 5000
991 | 5000 | 5000
992 | 5000 | 5000
993 | 5000 | 5000
994 | 5000 | 5000
995 | 5000 | 5000
996 | 5000 | 5000
997 | 5000 | 5000
998 | 5000 | 5000
999 | 5000 | 5000
1000 | 5000 | 5000
1001 | 5000 | 5000
1002 | 5000 | 5000
1003 | 5000 | 5000
1004 | 5000 | 5000
1005 | 5000 | 5000
1006 | 5000 | 5000
1007 | 5000 | 5000
1008 | 5000 | 5000
1009 | 5000 | 5000
1010 | 5000 | 5000
1011 | 5000 | 5000
1012 | 5000 | 5000
1013 | 5000 | 5000
1014 | 5000 | 5000
1015 | 5000 | 5000
1016 | 5000 | 5000
1017 | 5000 | 5000
1018 | 5000 | 5000
1019 | 5000 | 5000
1020 | 5000 | 5000
1021 | 5000 | 5000
1022 | 5000 | 5000
1023 | 5000 | 5000
1024 | 5000 | 5000
1025 | 5000 | 5000
1026 | 5000 | 5000
1027 | 5000 | 5000
1028 | 5000 | 5000
1029 | 5000 | 5000
1030 | 5000 | 5000
1031 | 5000 | 5000
1032 | 5000 | 5000
1033 | 5000 | 5000
1034 | 5000 | 5000
1035 | 5000 | 5000
1036 | 5000 | 5000
1037 | 5000 | 5000
1038 | 5000 | 5000
1039 | 5000 | 5000
1040 | 5000 | 5000
1041 | 5000 | 5000
1042 | 5000 | 5000
1043 | 5000 | 5000
1044 | 5000 | 5000
1045 | 5000 | 5000
1046 | 5000 | 5000
1047 | 5000 | 5000
1048 | 5000 | 5000
1049 | 5000 | 5000
1050 | 5000 | 5000
1051 | 5000 | 5000
1052 | 5000 | 5000
1053 | 5000 | 5000
1054 | 5000 | 5000
1055 | 5000 | 5000
1056 | 5000 | 5000
1057 | 5000 | 5000
1058 | 5000 | 5000
1059 | 5000 | 5000
1060 | 5000 | 5000
1061 | 5000 | 5000
1062 | 5000 | 5000
1063 | 5000 | 5000
1064 | 5000 | 5000
1065 | 5000 | 5000
1066 | 5000 | 5000
1067 | 5000 | 5000
1068 | 5000 | 5000
1069 | 5000 | 5000
1070 | 5000 | 5000
1071 | 5000 | 5000
1072 | 5000 | 5000
1073 | 5000 | 5000
1074 | 5000 | 5000
1075 | 5000 | 5000
1076 | 5000 | 5000
1077 | 5000 | 5000
1078 | 5000 | 5000
1079 | 5000 | 5000
1080 | 5000 | 5000
1081 | 5000 | 5000
1082 | 5000 | 5000
1083 | 5000 | 5000
1084 | 5000 | 5000
1085 | 5000 | 5000
1086 | 5000 | 5000
1087 | 5000 | 5000
1088 | 5000 | 5000
1089 | 5000 | 5000
1090 | 5000 | 5000
1091 | 5000 | 5000
1092 | 5000 | 5000
1093 | 5000 | 5000
1094 | 5000 | 5000
1095 | 5000 | 5000
1096 | 5000 | 5000
1097 | 5000 | 5000
1098 | 5000 | 5000
1099 | 5000 | 5000
1100 | 5000 | 5000
1101 | 5000 | 5000
1102 | 5000 | 5000
1103 | 5000 | 5000
1104 | 5000 | 5000
1105 | 5000 | 5000
1106 | 5000 | 5000
1107 | 5000 | 5000
1108 | 5000 | 5000
1109 | 5000 | 5000
1110 | 5000 | 5000
1111 | 5000 | 5000
1112 | 5000 | 5000
1113 | 5000 | 5000
1114 | 5000 | 5000
1115 | 5000 | 5000
1116 | 5000 | 5000
1117 | 5000 | 5000
1118 | 5000 | 5000
1119 | 5000 | 5000
1120 | 5000 | 5000
1121 | 5000 | 5000
1122 | 5000 | 5000
1123 | 5000 | 5000
1124 | 5000 | 5000
1125 | 5000 | 5000
1126 | 5000 | 5000
1127 | 5000 | 5000
1128 | 5000 | 5000
1129 | 5000 | 5000
1130 | 5000 | 5000
1131 | 5000 | 5000
1132 | 5000 | 5000
1133 | 5000 | 5000
1134 | 5000 | 5000
1135 | 5000 | 5000
1136 | 5000 | 5000
1137 | 5000 | 5000
1138 | 5000 | 5000
1139 | 5000 | 5000
1140 | 5000 | 5000
1141 | 5000 | 5000
1142 | 5000 | 5000
1143 | 5000 | 5000
1144 | 5000 | 5000
1145 | 5000 | 5000
1146 | 5000 | 5000
1147 | 5000 | 5000
1148 | 5000 | 5000
1149 | 5000 | 5000
1150 | 5000 | 5000
1151 | 5000 | 5000
1152 | 5000 | 5000
1153 | 5000 | 5000
1154 | 5000 | 5000
1155 | 5000 | 5000
1156 | 5000 | 5000
1157 | 5000 | 5000
1158 | 5000 | 5000
1159 | 5000 | 5000
1160 | 5000 | 5000
1161 | 5000 | 5000
1162 | 5000 | 5000
1163 | 5000 | 5000
1164 | 5000 | 5000
1165 | 5000 | 5000
1166 | 5000 | 5000
1167 | 5000 | 5000
1168 | 5000 | 5000
1169 | 5000 | 5000
1170 | 5000 | 5000
1171 | 5000 | 5000
1172 | 5000 | 5000
1173 | 5000 | 5000
1174 | 5000 | 5000
1175 | 5000 | 5000
1176 | 5000 | 5000
1177 | 5000 | 5000
1178 | 5000 | 5000
1179 | 5000 | 5000
1180 | 5000 | 5000
1181 | 5000 | 5000
1182 | 5000 | 5000
1183 | 5000 | 5000
1184 | 5000 | 5000
1185 | 5000 | 5000
1186 | 5000 | 5000
1187 | 5000 | 5000
1188 | 5000 | 5000
1189 | 5000 | 5000
1190 | 5000 | 5000
1191 | 5000 | 5000
1192 | 5000 | 5000
1193 | 5000 | 5000
1194 | 5000 | 5000
1195 | 5000 | 5000
1196 | 5000 | 5000
1197 | 5000 | 5000
1198 | 5000 | 5000
1199 | 5000 | 5000
1200 | 5000 | 5000
1201 | 5000 | 5000
1202 | 5000 | 5000
1203 | 5000 | 5000
1204 | 5000 | 5000
1205 | 5000 | 5000
1206 | 5000 | 5000
1207 | 5000 | 5000
1208 | 5000 | 5000
1209 | 5000 | 5000
1210 | 5000 | 5000
1211 | 5000 | 5000
1212 | 5000 | 5000
1213 | 5000 | 5000
1214 | 5000 | 5000
1215 | 5000 | 5000
1216 | 5000 | 5000
1217 | 5000 | 5000
1218 | 5000 | 5000
1219 | 5000 | 5000
1220 | 5000 | 5000
1221 | 5000 | 5000
1222 | 5000 | 5000
1223 | 5000 | 5000
1224 | 5000 | 5000
1225 | 5000 | 5000
1226 | 5000 | 5000
1227 | 5000 | 5000
1228 | 5000 | 5000
1229 | 5000 | 5000
1230 | 5000 | 5000
1231 | 5000 | 5000
1232 | 5000 | 5000
1233 | 5000 | 5000
1234 | 5000 | 5000
1235 | 5000 | 5000
1236 | 5000 | 5000
1237 | 5000 | 5000
1238 | 5000 | 5000
1239 | 5000 | 5000
1240 | 5000 | 5000
1241 | 5000 | 5000
1242 | 5000 | 5000
1243 | 5000 | 5000
1244 | 5000 | 5000
1245 | 5000 | 5000
1246 | 5000 | 5000
1247 | 5000 | 5000
1248 | 5000 | 5000
1249 | 5000 | 5000
1250 | 5000 | 5000
1251 | 5000 | 5000
1252 | 5000 | 5000
1253 | 5000 | 5000
1254 | 5000 | 5000
1255 | 5000 | 5000
1256 | 5000 | 5000
1257 | 5000 | 5000
1258 | 5000 | 5000
1259 | 5000 | 5000
1260 | 5000 | 5000
1261 | 5000 | 5000
1262 | 5000 | 5000
1263 | 5000 | 5000
1264 | 5000 | 5000
1265 | 5000 | 5000
1266 | 5000 | 5000
1267 | 5000 | 5000
1268 | 5000 | 5000
1269 | 5000 | 5000
1270 | 5000 | 5000
1271 | 5000 | 5000
1272 | 5000 | 5000
1273 | 5000 | 5000
1274 | 5000 | 5000
1275 | 5000 | 5000
1276 | 5000 | 5000
1277 | 5000 | 5000
1278 | 5000 | 5000
1279 | 5000 | 5000
1280 | 5000 | 5000
1281 | 5000 | 5000
1282 | 5000 | 5000
1283 | 5000 | 5000
1284 | 5000 | 5000
1285 | 5000 | 5000
1286 | 5000 | 5000
1287 | 5000 | 5000
1288 | 5000 | 5000
1289 | 5000 | 5000
1290 | 5000 | 5000
1291 | 5000 | 5000
1292 | 5000 | 5000
1293 | 5000 | 5000
1294 | 5000 | 5000
1295 | 5000 | 5000
1296 | 5000 | 5000
1297 | 5000 | 5000
1298 | 5000 | 5000
1299 | 5000 | 5000
1300 | 5000 | 5000
1301 | 5000 | 5000
1302 | 5000 | 5000
1303 | 5000 | 5000
1304 | 5000 | 5000
1305 | 5000 | 5000
1306 | 5000 | 5000
1307 | 5000 | 5000
1308 | 5000 | 5000
1309 | 5000 | 5000
1310 | 5000 | 5000
1311 | 5000 | 5000
1312 | 5000 | 5000
1313 | 5000 | 5000
1314 | 5000 | 5000
1315 | 5000 | 5000
1316 | 5000 | 5000
1317 | 5000 | 5000
1318 | 5000 | 5000
1319 | 5000 | 5000
1320 | 5000 | 5000
1321 | 5000 | 5000
1322 | 5000 | 5000
1323 | 5000 | 5000
1324 | 5000 | 5000
1325 | 5000 | 5000
1326 | 5000 | 5000
1327 | 5000 | 5000
1328 | 5000 | 5000
1329 | 5000 | 5000
1330 | 5000 | 5000
1331 | 5000 | 5000
1332 | 5000 | 5000
1333 | 5000 | 5000
1334 | 5000 | 5000
1335 | 5000 | 5000
1336 | 5000 | 5000
1337 | 5000 | 5000
1338 | 5000 | 5000
1339 | 5000 | 5000
1340 | 5000 | 5000
1341 | 5000 | 5000
1342 | 5000 | 5000
1343 | 5000 | 5000
1344 | 5000 | 5000
1345 | 5000 | 5000
1346 | 5000 | 5000
1347 | 5000 | 5000
1348 | 5000 | 5000
1349 | 5000 | 5000
1350 | 5000 | 5000
1351 | 5000 | 5000
1352 | 5000 | 5000
1353 | 5000 | 5000
1354 | 5000 | 5000
1355 | 5000 | 5000
1356 | 5000 | 5000
1357 | 5000 | 5000
1358 | 5000 | 5000
1359 | 5000 | 5000
1360 | 5000 | 5000
1361 | 5000 | 5000
1362 | 5000 | 5000
1363 | 5000 | 5000
1364 | 5000 | 5000
1365 | 5000 | 5000
1366 | 5000 | 5000
1367 | 5000 | 5000
1368 | 5000 | 5000
1369 | 5000 | 5000
1370 | 5000 | 5000
1371 | 5000 | 5000
1372 | 5000 | 5000
1373 | 5000 | 5000
1374 | 5000 | 5000
1375 | 5000 | 5000
1376 | 5000 | 5000
1377 | 5000 | 5000
1378 | 5000 | 5000
1379 | 5000 | 5000
1380 | 5000 | 5000
1381 | 5000 | 5000
1382 | 5000 | 5000
1383 | 5000 | 5000
1384 | 5000 | 5000
1385 | 5000 | 5000
1386 | 5000 | 5000
1387 | 5000 | 5000
1388 | 5000 | 5000
1389 | 5000 | 5000
1390 | 5000 | 5000
1391 | 5000 | 5000
1392 | 5000 | 5000
1393 | 5000 | 5000
1394 | 5000 | 5000
1395 | 5000 | 5000
1396 | 5000 | 5000
1397 | 5000 | 5000
1398 | 5000 | 5000
1399 | 5000 | 5000
1400 | 5000 | 5000
1401 | 5000 | 5000
1402 | 5000 | 5000
1403 | 5000 | 5000
1404 | 5000 | 5000
1405 | 5000 | 5000
1406 | 5000 | 5000
1407 | 5000 | 5000
1408 | 5000 | 5000
1409 | 5000 | 5000
1410 | 5000 | 5000
1411 | 5000 | 5000
1412 | 5000 | 5000
1413 | 5000 | 5000
1414 | 5000 | 5000
1415 | 5000 | 5000
1416 | 5000 | 5000
1417 | 5000 | 5000
1418 | 5000 | 5000
1419 | 5000 | 5000
1420 | 5000 | 5000
1421 | 5000 | 5000
1422 | 5000 | 5000
1423 | 5000 | 5000
1424 | 5000 | 5000
1425 | 5000 | 5000
1426 | 5000 | 5000
1427 | 5000 | 5000
1428 | 5000 | 5000
1429 | 5000 | 5000
1430 | 5000 | 5000
1431 | 5000 | 5000
1432 | 5000 | 5000
1433 | 5000 | 5000
1434 | 5000 | 5000
1435 | 5000 | 5000
1436 | 5000 | 5000
1437 | 5000 | 5000
1438 | 5000 | 5000
1439 | 5000 | 5000
1440 | 5000 | 5000
1441 | 5000 | 5000
1442 | 5000 | 5000
1443 | 5000 | 5000
1444 | 5000 | 5000
1445 | 5000 | 5000
1446 | 5000 | 5000
1447 | 5000 | 5000
1448 | 5000 | 5000
1449 | 5000 | 5000
1450 | 5000 | 5000
1451 | 5000 | 5000
1452 | 5000 | 5000
1453 | 5000 | 5000
1454 | 5000 | 5000
1455 | 5000 | 5000
1456 | 5000 | 5000
1457 | 5000 | 5000
1458 | 5000 | 5000
1459 | 5000 | 5000
1460 | 5000 | 5000
1461 | 5000 | 5000
1462 | 5000 | 5000
1463 | 5000 | 5000
1464 | 5000 | 5000
1465 | 5000 | 5000
1466 | 5000 | 5000
1467 | 5000 | 5000
1468 | 5000 | 5000
1469 | 5000 | 5000
1470 | 5000 | 5000
1471 | 5000 | 5000
1472 | 5000 | 5000
1473 | 5000 | 5000
1474 | 5000 | 5000
1475 | 5000 | 5000
1476 | 5000 | 5000
1477 | 5000 | 5000
1478 | 5000 | 5000
1479 | 5000 | 5000
1480 | 5000 | 5000
1481 | 5000 | 5000
1482 | 5000 | 5000
1483 | 5000 | 5000
1484 | 5000 | 5000
1485 | 5000 | 5000
1486 | 5000 | 5000
1487 | 5000 | 5000
1488 | 5000 | 5000
1489 | 5000 | 5000
1490 | 5000 | 5000
1491 | 5000 | 5000
1492 | 5000 | 5000
1493 | 5000 | 5000
1494 | 5000 | 5000
1495 | 5000 | 5000
1496 | 5000 | 5000
1497 | 5000 | 5000
1498 | 5000 | 5000
1499 | 5000 | 5000
1500 | 5000 | 5000
1501 | 5000 | 5000
1502 | 5000 | 5000
1503 | 5000 | 5000
1504 | 5000 | 5000
1505 | 5000 | 5000
1506 | 5000 | 5000
1507 | 5000 | 5000
1508 | 5000 | 5000
1509 | 5000 | 5000
1510 | 5000 | 5000
1511 | 5000 | 5000
1512 | 5000 | 5000
1513 | 5000 | 5000
1514 | 5000 | 5000
1515 | 5000 | 5000
1516 | 5000 | 5000
1517 | 5000 | 5000
1518 | 5000 | 5000
1519 | 5000 | 5000
1520 | 5000 | 5000
1521 | 5000 | 5000
1522 | 5000 | 5000
1523 | 5000 | 5000
1524 | 5000 | 5000
1525 | 5000 | 5000
1526 | 5000 | 5000
1527 | 5000 | 5000
1528 | 5000 | 5000
1529 | 5000 | 5000
1530 | 5000 | 5000
1531 | 5000 | 5000
1532 | 5000 | 5000
1533 | 5000 | 5000
1534 | 5000 | 5000
1535 | 5000 | 5000
1536 | 5000 | 5000
1537 | 5000 | 5000
1538 | 5000 | 5000
1539 | 5000 | 5000
1540 | 5000 | 5000
1541 | 5000 | 5000
1542 | 5000 | 5000
1543 | 5000 | 5000
1544 | 5000 | 5000
1545 | 5000 | 5000
1546 | 5000 | 5000
1547 | 5000 | 5000
1548 | 5000 | 5000
1549 | 5000 | 5000
1550 | 5000 | 5000
1551 | 5000 | 5000
1552 | 5000 | 5000
1553 | 5000 | 5000
1554 | 5000 | 5000
1555 | 5000 | 5000
1556 | 5000 | 5000
1557 | 5000 | 5000
1558 | 5000 | 5000
1559 | 5000 | 5000
1560 | 5000 | 5000
1561 | 5000 | 5000
1562 | 5000 | 5000
1563 | 5000 | 5000
1564 | 5000 | 5000
1565 | 5000 | 5000
1566 | 5000 | 5000
1567 | 5000 | 5000
1568 | 5000 | 5000
1569 | 5000 | 5000
1570 | 5000 | 5000
1571 | 5000 | 5000
1572 | 5000 | 5000
1573 | 5000 | 5000
1574 | 5000 | 5000
1575 | 5000 | 5000
1576 | 5000 | 5000
1577 | 5000 | 5000
1578 | 5000 | 5000
1579 | 5000 | 5000
1580 | 5000 | 5000
1581 | 5000 | 5000
1582 | 5000 | 5000
1583 | 5000 | 5000
1584 | 5000 | 5000
1585 | 5000 | 5000
1586 | 5000 | 5000
1587 | 5000 | 5000
1588 | 5000 | 5000
1589 | 5000 | 5000
1590 | 5000 | 5000
1591 | 5000 | 5000
1592 | 5000 | 5000
1593 | 5000 | 5000
1594 | 5000 | 5000
1595 | 5000 | 5000
1596 | 5000 | 5000
1597 | 5000 | 5000
1598 | 5000 | 5000
1599 | 5000 | 5000
1600 | 5000 | 5000
1601 | 5000 | 5000
1602 | 5000 | 5000
1603 | 5000 | 5000
1604 | 5000 | 5000
1605 | 5000 | 5000
1606 | 5000 | 5000
1607 | 5000 | 5000
1608 | 5000 | 5000
1609 | 5000 | 5000
1610 | 5000 | 5000
1611 | 5000 | 5000
1612 | 5000 | 5000
1613 | 5000 | 5000
1614 | 5000 | 5000
1615 | 5000 | 5000
1616 | 5000 | 5000
1617 | 5000 | 5000
1618 | 5000 | 5000
1619 | 5000 | 5000
1620 | 5000 | 5000
1621 | 5000 | 5000
1622 | 5000 | 5000
1623 | 5000 | 5000
1624 | 5000 | 5000
1625 | 5000 | 5000
1626 | 5000 | 5000
1627 | 5000 | 5000
1628 | 5000 | 5000
1629 | 5000 | 5000
1630 | 5000 | 5000
1631 | 5000 | 5000
1632 | 5000 | 5000
1633 | 5000 | 5000
1634 | 5000 | 5000
1635 | 5000 | 5000
1636 | 5000 | 5000
1637 | 5000 | 5000
1638 | 5000 | 5000
1639 | 5000 | 5000
1640 | 5000 | 5000
1641 | 5000 | 5000
1642 | 5000 | 5000
1643 | 5000 | 5000
1644 | 5000 | 5000
1645 | 5000 | 5000
1646 | 5000 | 5000
1647 | 5000 | 5000
1648 | 5000 | 5000
1649 | 5000 | 5000
1650 | 5000 | 5000
1651 | 5000 | 5000
1652 | 5000 | 5000
1653 | 5000 | 5000
1654 | 5000 | 5000
1655 | 5000 | 5000
1656 | 5000 | 5000
1657 | 5000 | 5000
1658 | 5000 | 5000
1659 | 5000 | 5000
1660 | 5000 | 5000
1661 | 5000 | 5000
1662 | 5000 | 5000
1663 | 5000 | 5000
1664 | 5000 | 5000
1665 | 5000 | 5000
1666 | 5000 | 5000
1667 | 5000 | 5000
1668 | 5000 | 5000
1669 | 5000 | 5000
1670 | 5000 | 5000
1671 | 5000 | 5000
1672 | 5000 | 5000
1673 | 5000 | 5000
1674 | 5000 | 5000
1675 | 5000 | 5000
1676 | 5000 | 5000
1677 | 5000 | 5000
1678 | 5000 | 5000
1679 | 5000 | 5000
1680 | 5000 | 5000
1681 | 5000 | 5000
1682 | 5000 | 5000
1683 | 5000 | 5000
1684 | 5000 | 5000
1685 | 5000 | 5000
1686 | 5000 | 5000
1687 | 5000 | 5000
1688 | 5000 | 5000
1689 | 5000 | 5000
1690 | 5000 | 5000
1691 | 5000 | 5000
1692 | 5000 | 5000
1693 | 5000 | 5000
1694 | 5000 | 5000
1695 | 5000 | 5000
1696 | 5000 | 5000
1697 | 5000 | 5000
1698 | 5000 | 5000
1699 | 5000 | 5000
1700 | 5000 | 5000
1701 | 5000 | 5000
1702 | 5000 | 5000
1703 | 5000 | 5000
1704 | 5000 | 5000
1705 | 5000 | 5000
1706 | 5000 | 5000
1707 | 5000 | 5000
1708 | 5000 | 5000
1709 | 5000 | 5000
1710 | 5000 | 5000
1711 | 5000 | 5000
1712 | 5000 | 5000
1713 | 5000 | 5000
1714 | 5000 | 5000
1715 | 5000 | 5000
1716 | 5000 | 5000
1717 | 5000 | 5000
1718 | 5000 | 5000
1719 | 5000 | 5000
1720 | 5000 | 5000
1721 | 5000 | 5000
1722 | 5000 | 5000
1723 | 5000 | 5000
1724 | 5000 | 5000
1725 | 5000 | 5000
1726 | 5000 | 5000
1727 | 5000 | 5000
1728 | 5000 | 5000
1729 | 5000 | 5000
1730 | 5000 | 5000
1731 | 5000 | 5000
1732 | 5000 | 5000
1733 | 5000 | 5000
1734 | 5000 | 5000
1735 | 5000 | 5000
1736 | 5000 | 5000
1737 | 5000 | 5000
1738 | 5000 | 5000
1739 | 5000 | 5000
1740 | 5000 | 5000
1741 | 5000 | 5000
1742 | 5000 | 5000
1743 | 5000 | 5000
1744 | 5000 | 5000
1745 | 5000 | 5000
1746 | 5000 | 5000
1747 | 5000 | 5000
1748 | 5000 | 5000
1749 | 5000 | 5000
1750 | 5000 | 5000
1751 | 5000 | 5000
1752 | 5000 | 5000
1753 | 5000 | 5000
1754 | 5000 | 5000
1755 | 5000 | 5000
1756 | 5000 | 5000
1757 | 5000 | 5000
1758 | 5000 | 5000
1759 | 5000 | 5000
1760 | 5000 | 5000
1761 | 5000 | 5000
1762 | 5000 | 5000
1763 | 5000 | 5000
1764 | 5000 | 5000
1765 | 5000 | 5000
1766 | 5000 | 5000
1767 | 5000 | 5000
1768 | 5000 | 5000
1769 | 5000 | 5000
1770 | 5000 | 5000
1771 | 5000 | 5000
1772 | 5000 | 5000
1773 | 5000 | 5000
1774 | 5000 | 5000
1775 | 5000 | 5000
1776 | 5000 | 5000
1777 | 5000 | 5000
1778 | 5000 | 5000
1779 | 5000 | 5000
1780 | 5000 | 5000
1781 | 5000 | 5000
1782 | 5000 | 5000
1783 | 5000 | 5000
1784 | 5000 | 5000
1785 | 5000 | 5000
1786 | 5000 | 5000
1787 | 5000 | 5000
1788 | 5000 | 5000
1789 | 5000 | 5000
1790 | 5000 | 5000
1791 | 5000 | 5000
1792 | 5000 | 5000
1793 | 5000 | 5000
1794 | 5000 | 5000
1795 | 5000 | 5000
1796 | 5000 | 5000
1797 | 5000 | 5000
1798 | 5000 | 5000
1799 | 5000 | 5000
1800 | 5000 | 5000
1801 | 5000 | 5000
1802 | 5000 | 5000
1803 | 5000 | 5000
1804 | 5000 | 5000
1805 | 5000 | 5000
1806 | 5000 | 5000
1807 | 5000 | 5000
1808 | 5000 | 5000
1809 | 5000 | 5000
1810 | 5000 | 5000
1811 | 5000 | 5000
1812 | 5000 | 5000
1813 | 5000 | 5000
1814 | 5000 | 5000
1815 | 5000 | 5000
1816 | 5000 | 5000
1817 | 5000 | 5000
1818 | 5000 | 5000
1819 | 5000 | 5000
1820 | 5000 | 5000
1821 | 5000 | 5000
1822 | 5000 | 5000
1823 | 5000 | 5000
1824 | 5000 | 5000
1825 | 5000 | 5000
1826 | 5000 | 5000
1827 | 5000 | 5000
1828 | 5000 | 5000
1829 | 5000 | 5000
1830 | 5000 | 5000
1831 | 5000 | 5000
1832 | 5000 | 5000
1833 | 5000 | 5000
1834 | 5000 | 5000
1835 | 5000 | 5000
1836 | 5000 | 5000
1837 | 5000 | 5000
1838 | 5000 | 5000
1839 | 5000 | 5000
1840 | 5000 | 5000
1841 | 5000 | 5000
1842 | 5000 | 5000
1843 | 5000 | 5000
1844 | 5000 | 5000
1845 | 5000 | 5000
1846 | 5000 | 5000
1847 | 5000 | 5000
1848 | 5000 | 5000
1849 | 5000 | 5000
1850 | 5000 | 5000
1851 | 5000 | 5000
1852 | 5000 | 5000
1853 | 5000 | 5000
1854 | 5000 | 5000
1855 | 5000 | 5000
1856 | 5000 | 5000
1857 | 5000 | 5000
1858 | 5000 | 5000
1859 | 5000 | 5000
1860 | 5000 | 5000
1861 | 5000 | 5000
1862 | 5000 | 5000
1863 | 5000 | 5000
1864 | 5000 | 5000
1865 | 5000 | 5000
1866 | 5000 | 5000
1867 | 5000 | 5000
1868 | 5000 | 5000
1869 | 5000 | 5000
1870 | 5000 | 5000
1871 | 5000 | 5000
1872 | 5000 | 5000
1873 | 5000 | 5000
1874 | 5000 | 5000
1875 | 5000 | 5000
1876 | 5000 | 5000
1877 | 5000 | 5000
1878 | 5000 | 5000
1879 | 5000 | 5000
1880 | 5000 | 5000
1881 | 5000 | 5000
1882 | 5000 | 5000
1883 | 5000 | 5000
1884 | 5000 | 5000
1885 | 5000 | 5000
1886 | 5000 | 5000
1887 | 5000 | 5000
1888 | 5000 | 5000
1889 | 5000 | 5000
1890 | 5000 | 5000
1891 | 5000 | 5000
1892 | 5000 | 5000
1893 | 5000 | 5000
1894 | 5000 | 5000
1895 | 5000 | 5000
1896 | 5000 | 5000
1897 | 5000 | 5000
1898 | 5000 | 5000
1899 | 5000 | 5000
1900 | 5000 | 5000
1901 | 5000 | 5000
1902 | 5000 | 5000
1903 | 5000 | 5000
1904 | 5000 | 5000
1905 | 5000 | 5000
1906 | 5000 | 5000
1907 | 5000 | 5000
1908 | 5000 | 5000
1909 | 5000 | 5000
1910 | 5000 | 5000
1911 | 5000 | 5000
1912 | 5000 | 5000
1913 | 5000 | 5000
1914 | 5000 | 5000
1915 | 5000 | 5000
1916 | 5000 | 5000
1917 | 5000 | 5000
1918 | 5000 | 5000
1919 | 5000 | 5000
1920 | 5000 | 5000
1921 | 5000 | 5000
1922 | 5000 | 5000
1923 | 5000 | 5000
1924 | 5000 | 5000
1925 | 5000 | 5000
1926 | 5000 | 5000
1927 | 5000 | 5000
1928 | 5000 | 5000
1929 | 5000 | 5000
1930 | 5000 | 5000
1931 | 5000 | 5000
1932 | 5000 | 5000
1933 | 5000 | 5000
1934 | 5000 | 5000
1935 | 5000 | 5000
1936 | 5000 | 5000
1937 | 5000 | 5000
1938 | 5000 | 5000
1939 | 5000 | 5000
1940 | 5000 | 5000
1941 | 5000 | 5000
1942 | 5000 | 5000
1943 | 5000 | 5000
1944 | 5000 | 5000
1945 | 5000 | 5000
1946 | 5000 | 5000
1947 | 5000 | 5000
1948 | 5000 | 5000
1949 | 5000 | 5000
1950 | 5000 | 5000
1951 | 5000 | 5000
1952 | 5000 | 5000
1953 | 5000 | 5000
1954 | 5000 | 5000
1955 | 5000 | 5000
1956 | 5000 | 5000
1957 | 5000 | 5000
1958 | 5000 | 5000
1959 | 5000 | 5000
1960 | 5000 | 5000
1961 | 5000 | 5000
1962 | 5000 | 5000
1963 | 5000 | 5000
1964 | 5000 | 5000
1965 | 5000 | 5000
1966 | 5000 | 5000
1967 | 5000 | 5000
1968 | 5000 | 5000
1969 | 5000 | 5000
1970 | 5000 | 5000
1971 | 5000 | 5000
1972 | 5000 | 5000
1973 | 5000 | 5000
1974 | 5000 | 5000
1975 | 5000 | 5000
1976 | 5000 | 5000
1977 | 5000 | 5000
1978 | 5000 | 5000
1979 | 5000 | 5000
1980 | 5000 | 5000
1981 | 5000 | 5000
1982 | 5000 | 5000
1983 | 5000 | 5000
1984 | 5000 | 5000
1985 | 5000 | 5000
1986 | 5000 | 5000
1987 | 5000 | 5000
1988 | 5000 | 5000
1989 | 5000 | 5000
1990 | 5000 | 5000
1991 | 5000 | 5000
1992 | 5000 | 5000
1993 | 5000 | 5000
1994 | 5000 | 5000
1995 | 5000 | 5000
1996 | 5000 | 5000
1997 | 5000 | 5000
1998 | 5000 | 5000
1999 | 5000 | 5000
2000 | 5000 | 5000
2001 | 5000 | 5000
2002 | 5000 | 5000
2003 | 5000 | 5000
2004 | 5000 | 5000
2005 | 5000 | 5000
2006 | 5000 | 5000
2007 | 5000 | 5000
2008 | 5000 | 5000
2009 | 5000 | 5000
2010 | 5000 | 5000
2011 | 5000 | 5000
2012 | 5000 | 5000
2013 | 5000 | 5000
2014 | 5000 | 5000
2015 | 5000 | 5000
2016 | 5000 | 5000
2017 | 5000 | 5000
2018 | 5000 | 5000
2019 | 5000 | 5000
2020 | 5000 | 5000
2021 | 5000 | 5000
2022 | 5000 | 5000
2023 | 5000 | 5000
2024 | 5000 | 5000
2025 | 5000 | 5000
2026 | 5000 | 5000
2027 | 5000 | 5000
2028 | 5000 | 5000
2029 | 5000 | 5000
2030 | 5000 | 5000
2031 | 5000 | 5000
2032 | 5000 | 5000
2033 | 5000 | 5000
2034 | 5000 | 5000
2035 | 5000 | 5000
2036 | 5000 | 5000
2037 | 5000 | 5000
2038 | 5000 | 5000
2039 | 5000 | 5000
2040 | 5000 | 5000
2041 | 5000 | 5000
2042 | 5000 | 5000
2043 | 5000 | 5000
2044 | 5000 | 5000
2045 | 5000 | 5000
2046 | 5000 | 5000
2047 | 5000 | 5000
2048 | 5000 | 5000
2049 | 5000 | 5000
2050 | 5000 | 5000
2051 | 5000 | 5000
2052 | 5000 | 5000
2053 | 5000 | 5000
2054 | 5000 | 5000
2055 | 5000 | 5000
2056 | 5000 | 5000
2057 | 5000 | 5000
2058 | 5000 | 5000
2059 | 5000 | 5000
2060 | 5000 | 5000
2061 | 5000 | 5000
2062 | 5000 | 5000
2063 | 5000 | 5000
2064 | 5000 | 5000
2065 | 5000 | 5000
2066 | 5000 | 5000
2067 | 5000 | 5000
2068 | 5000 | 5000
2069 | 5000 | 5000
2070 | 5000 | 5000
2071 | 5000 | 5000
2072 | 5000 | 5000
2073 | 5000 | 5000
2074 | 5000 | 5000
2075 | 5000 | 5000
2076 | 5000 | 5000
2077 | 5000 | 5000
2078 | 5000 | 5000
2079 | 5000 | 5000
2080 | 5000 | 5000
2081 | 5000 | 5000
2082 | 5000 | 5000
2083 | 5000 | 5000
2084 | 5000 | 5000
2085 | 5000 | 5000
2086 | 5000 | 5000
2087 | 5000 | 5000
2088 | 5000 | 5000
2089 | 5000 | 5000
2090 | 5000 | 5000
2091 | 5000 | 5000
2092 | 5000 | 5000
2093 | 5000 | 5000
2094 | 5000 | 5000
2095 | 5000 | 5000
2096 | 5000 | 5000
2097 | 5000 | 5000
2098 | 5000 | 5000
2099 | 5000 | 5000
2100 | 5000 | 5000
2101 | 5000 | 5000
2102 | 5000 | 5000
2103 | 5000 | 5000
2104 | 5000 | 5000
2105 | 5000 | 5000
2106 | 5000 | 5000
2107 | 5000 | 5000
2108 | 5000 | 5000
2109 | 5000 | 5000
2110 | 5000 | 5000
2111 | 5000 | 5000
2112 | 5000 | 5000
2113 | 5000 | 5000
2114 | 5000 | 5000
2115 | 5000 | 5000
2116 | 5000 | 5000
2117 | 5000 | 5000
2118 | 5000 | 5000
2119 | 5000 | 5000
2120 | 5000 | 5000
2121 | 5000 | 5000
2122 | 5000 | 5000
2123 | 5000 | 5000
2124 | 5000 | 5000
2125 | 5000 | 5000
2126 | 5000 | 5000
2127 | 5000 | 5000
2128 | 5000 | 5000
2129 | 5000 | 5000
2130 | 5000 | 5000
2131 | 5000 | 5000
2132 | 5000 | 5000
2133 | 5000 | 5000
2134 | 5000 | 5000
2135 | 5000 | 5000
2136 | 5000 | 5000
2137 | 5000 | 5000
2138 | 5000 | 5000
2139 | 5000 | 5000
2140 | 5000 | 5000
2141 | 5000 | 5000
2142 | 5000 | 5000
2143 | 5000 | 5000
2144 | 5000 | 5000
2145 | 5000 | 5000
2146 | 5000 | 5000
2147 | 5000 | 5000
2148 | 5000 | 5000
2149 | 5000 | 5000
2150 | 5000 | 5000
2151 | 5000 | 5000
2152 | 5000 | 5000
2153 | 5000 | 5000
2154 | 5000 | 5000
2155 | 5000 | 5000
2156 | 5000 | 5000
2157 | 5000 | 5000
2158 | 5000 | 5000
2159 | 5000 | 5000
2160 | 5000 | 5000
2161 | 5000 | 5000
2162 | 5000 | 5000
2163 | 5000 | 5000
2164 | 5000 | 5000
2165 | 5000 | 5000
2166 | 5000 | 5000
2167 | 5000 | 5000
2168 | 5000 | 5000
2169 | 5000 | 5000
2170 | 5000 | 5000
2171 | 5000 | 5000
2172 | 5000 | 5000
2173 | 5000 | 5000
2174 | 5000 | 5000
2175 | 5000 | 5000
2176 | 5000 | 5000
2177 | 5000 | 5000
2178 | 5000 | 5000
2179 | 5000 | 5000
2180 | 5000 | 5000
2181 | 5000 | 5000
2182 | 5000 | 5000
2183 | 5000 | 5000
2184 | 5000 | 5000
2185 | 5000 | 5000
2186 | 5000 | 5000
2187 | 5000 | 5000
2188 | 5000 | 5000
2189 | 5000 | 5000
2190 | 5000 | 5000
2191 | 5000 | 5000
2192 | 5000 | 5000
2193 | 5000 | 5000
2194 | 5000 | 5000
2195 | 5000 | 5000
2196 | 5000 | 5000
2197 | 5000 | 5000
2198 | 5000 | 5000
2199 | 5000 | 5000
2200 | 5000 | 5000
2201 | 5000 | 5000
2202 | 5000 | 5000
2203 | 5000 | 5000
2204 | 5000 | 5000
2205 | 5000 | 5000
2206 | 5000 | 5000
2207 | 5000 | 5000
2208 | 5000 | 5000
2209 | 5000 | 5000
2210 | 5000 | 5000
2211 | 5000 | 5000
2212 | 5000 | 5000
2213 | 5000 | 5000
2214 | 5000 | 5000
2215 | 5000 | 5000
2216 | 5000 | 5000
2217 | 5000 | 5000
2218 | 5000 | 5000
2219 | 5000 | 5000
2220 | 5000 | 5000
2221 | 5000 | 5000
2222 | 5000 | 5000
2223 | 5000 | 5000
2224 | 5000 | 5000
2225 | 5000 | 5000
2226 | 5000 | 5000
2227 | 5000 | 5000
2228 | 5000 | 5000
2229 | 5000 | 5000
2230 | 5000 | 5000
2231 | 5000 | 5000
2232 | 5000 | 5000
2233 | 5000 | 5000
2234 | 5000 | 5000
2235 | 5000 | 5000
2236 | 5000 | 5000
2237 | 5000 | 5000
2238 | 5000 | 5000
2239 | 5000 | 5000
2240 | 5000 | 5000
2241 | 5000 | 5000
2242 | 5000 | 5000
2243 | 5000 | 5000
2244 | 5000 | 5000
2245 | 5000 | 5000
2246 | 5000 | 5000
2247 | 5000 | 5000
2248 | 5000 | 5000
2249 | 5000 | 5000
2250 | 5000 | 5000
2251 | 5000 | 5000
2252 | 5000 | 5000
2253 | 5000 | 5000
2254 | 5000 | 5000
2255 | 5000 | 5000
2256 | 5000 | 5000
2257 | 5000 | 5000
2258 | 5000 | 5000
2259 | 5000 | 5000
2260 | 5000 | 5000
2261 | 5000 | 5000
2262 | 5000 | 5000
2263 | 5000 | 5000
2264 | 5000 | 5000
2265 | 5000 | 5000
2266 | 5000 | 5000
2267 | 5000 | 5000
2268 | 5000 | 5000
2269 | 5000 | 5000
2270 | 5000 | 5000
2271 | 5000 | 5000
2272 | 5000 | 5000
2273 | 5000 | 5000
2274 | 5000 | 5000
2275 | 5000 | 5000
2276 | 5000 | 5000
2277 | 5000 | 5000
2278 | 5000 | 5000
2279 | 5000 | 5000
2280 | 5000 | 5000
2281 | 5000 | 5000
2282 | 5000 | 5000
2283 | 5000 | 5000
2284 | 5000 | 5000
2285 | 5000 | 5000
2286 | 5000 | 5000
2287 | 5000 | 5000
2288 | 5000 | 5000
2289 | 5000 | 5000
2290 | 5000 | 5000
2291 | 5000 | 5000
2292 | 5000 | 5000
2293 | 5000 | 5000
2294 | 5000 | 5000
2295 | 5000 | 5000
2296 | 5000 | 5000
2297 | 5000 | 5000
2298 | 5000 | 5000
2299 | 5000 | 5000
2300 | 5000 | 5000
2301 | 5000 | 5000
2302 | 5000 | 5000
2303 | 5000 | 5000
2304 | 5000 | 5000
2305 | 5000 | 5000
2306 | 5000 | 5000
2307 | 5000 | 5000
2308 | 5000 | 5000
2309 | 5000 | 5000
2310 | 5000 | 5000
2311 | 5000 | 5000
2312 | 5000 | 5000
2313 | 5000 | 5000
2314 | 5000 | 5000
2315 | 5000 | 5000
2316 | 5000 | 5000
2317 | 5000 | 5000
2318 | 5000 | 5000
2319 | 5000 | 5000
2320 | 5000 | 5000
2321 | 5000 | 5000
2322 | 5000 | 5000
2323 | 5000 | 5000
2324 | 5000 | 5000
2325 | 5000 | 5000
2326 | 5000 | 5000
2327 | 5000 | 5000
2328 | 5000 | 5000
2329 | 5000 | 5000
2330 | 5000 | 5000
2331 | 5000 | 5000
2332 | 5000 | 5000
2333 | 5000 | 5000
2334 | 5000 | 5000
2335 | 5000 | 5000
2336 | 5000 | 5000
2337 | 5000 | 5000
2338 | 5000 | 5000
2339 | 5000 | 5000
2340 | 5000 | 5000
2341 | 5000 | 5000
2342 | 5000 | 5000
2343 | 5000 | 5000
2344 | 5000 | 5000
2345 | 5000 | 5000
2346 | 5000 | 5000
2347 | 5000 | 5000
2348 | 5000 | 5000
2349 | 5000 | 5000
2350 | 5000 | 5000
2351 | 5000 | 5000
2352 | 5000 | 5000
2353 | 5000 | 5000
2354 | 5000 | 5000
2355 | 5000 | 5000
2356 | 5000 | 5000
2357 | 5000 | 5000
2358 | 5000 | 5000
2359 | 5000 | 5000
2360 | 5000 | 5000
2361 | 5000 | 5000
2362 | 5000 | 5000
2363 | 5000 | 5000
2364 | 5000 | 5000
2365 | 5000 | 5000
2366 | 5000 | 5000
2367 | 5000 | 5000
2368 | 5000 | 5000
2369 | 5000 | 5000
2370 | 5000 | 5000
2371 | 5000 | 5000
2372 | 5000 | 5000
2373 | 5000 | 5000
2374 | 5000 | 5000
2375 | 5000 | 5000
2376 | 5000 | 5000
2377 | 5000 | 5000
2378 | 5000 | 5000
2379 | 5000 | 5000
2380 | 5000 | 5000
2381 | 5000 | 5000
2382 | 5000 | 5000
2383 | 5000 | 5000
2384 | 5000 | 5000
2385 | 5000 | 5000
2386 | 5000 | 5000
2387 | 5000 | 5000
2388 | 5000 | 5000
2389 | 5000 | 5000
2390 | 5000 | 5000
2391 | 5000 | 5000
2392 | 5000 | 5000
2393 | 5000 | 5000
2394 | 5000 | 5000
2395 | 5000 | 5000
2396 | 5000 | 5000
2397 | 5000 | 5000
2398 | 5000 | 5000
2399 | 5000 | 5000
2400 | 5000 | 5000
2401 | 5000 | 5000
2402 | 5000 | 5000
2403 | 5000 | 5000
2404 | 5000 | 5000
2405 | 5000 | 5000
2406 | 5000 | 5000
2407 | 5000 | 5000
2408 | 5000 | 5000
2409 | 5000 | 5000
2410 | 5000 | 5000
2411 | 5000 | 5000
2412 | 5000 | 5000
2413 | 5000 | 5000
2414 | 5000 | 5000
2415 | 5000 | 5000
2416 | 5000 | 5000
2417 | 5000 | 5000
2418 | 5000 | 5000
2419 | 5000 | 5000
2420 | 5000 | 5000
2421 | 5000 | 5000
2422 | 5000 | 5000
2423 | 5000 | 5000
2424 | 5000 | 5000
2425 | 5000 | 5000
2426 | 5000 | 5000
2427 | 5000 | 5000
2428 | 5000 | 5000
2429 | 5000 | 5000
2430 | 5000 | 5000
2431 | 5000 | 5000
2432 | 5000 | 5000
2433 | 5000 | 5000
2434 | 5000 | 5000
2435 | 5000 | 5000
2436 | 5000 | 5000
2437 | 5000 | 5000
2438 | 5000 | 5000
2439 | 5000 | 5000
2440 | 5000 | 5000
2441 | 5000 | 5000
2442 | 5000 | 5000
2443 | 5000 | 5000
2444 | 5000 | 5000
2445 | 5000 | 5000
2446 | 5000 | 5000
2447 | 5000 | 5000
2448 | 5000 | 5000
2449 | 5000 | 5000
2450 | 5000 | 5000
2451 | 5000 | 5000
2452 | 5000 | 5000
2453 | 5000 | 5000
2454 | 5000 | 5000
2455 | 5000 | 5000
2456 | 5000 | 5000
2457 | 5000 | 5000
2458 | 5000 | 5000
2459 | 5000 | 5000
2460 | 5000 | 5000
2461 | 5000 | 5000
2462 | 5000 | 5000
2463 | 5000 | 5000
2464 | 5000 | 5000
2465 | 5000 | 5000
2466 | 5000 | 5000
2467 | 5000 | 5000
2468 | 5000 | 5000
2469 | 5000 | 5000
2470 | 5000 | 5000
2471 | 5000 | 5000
2472 | 5000 | 5000
2473 | 5000 | 5000
2474 | 5000 | 5000
2475 | 5000 | 5000
2476 | 5000 | 5000
2477 | 5000 | 5000
2478 | 5000 | 5000
2479 | 5000 | 5000
2480 | 5000 | 5000
2481 | 5000 | 5000
2482 | 5000 | 5000
2483 | 5000 | 5000
2484 | 5000 | 5000
2485 | 5000 | 5000
2486 | 5000 | 5000
2487 | 5000 | 5000
2488 | 5000 | 5000
2489 | 5000 | 5000
2490 | 5000 | 5000
2491 | 5000 | 5000
2492 | 5000 | 5000
2493 | 5000 | 5000
2494 | 5000 | 5000
2495 | 5000 | 5000
2496 | 5000 | 5000
2497 | 5000 | 5000
2498 | 5000 | 5000
2499 | 5000 | 5000
2500 | 5000 | 5000
2501 | 5000 | 5000
2502 | 5000 | 5000
2503 | 5000 | 5000
2504 | 5000 | 5000
2505 | 5000 | 5000
2506 | 5000 | 5000
2507 | 5000 | 5000
2508 | 5000 | 5000
2509 | 5000 | 5000
2510 | 5000 | 5000
2511 | 5000 | 5000
2512 | 5000 | 5000
2513 | 5000 | 5000
2514 | 5000 | 5000
2515 | 5000 | 5000
2516 | 5000 | 5000
2517 | 5000 | 5000
2518 | 5000 | 5000
2519 | 5000 | 5000
2520 | 5000 | 5000
2521 | 5000 | 5000
2522 | 5000 | 5000
2523 | 5000 | 5000
2524 | 5000 | 5000
2525 | 5000 | 5000
2526 | 5000 | 5000
2527 | 5000 | 5000
2528 | 5000 | 5000
2529 | 5000 | 5000
2530 | 5000 | 5000
2531 | 5000 | 5000
2532 | 5000 | 5000
2533 | 5000 | 5000
2534 | 5000 | 5000
2535 | 5000 | 5000
2536 | 5000 | 5000
2537 | 5000 | 5000
2538 | 5000 | 5000
2539 | 5000 | 5000
2540 | 5000 | 5000
2541 | 5000 | 5000
2542 | 5000 | 5000
2543 | 5000 | 5000
2544 | 5000 | 5000
2545 | 5000 | 5000
2546 | 5000 | 5000
2547 | 5000 | 5000
2548 | 5000 | 5000
2549 | 5000 | 5000
2550 | 5000 | 5000
2551 | 5000 | 5000
2552 | 5000 | 5000
2553 | 5000 | 5000
2554 | 5000 | 5000
2555 | 5000 | 5000
2556 | 5000 | 5000
2557 | 5000 | 5000
2558 | 5000 | 5000
2559 | 5000 | 5000
2560 | 5000 | 5000
2561 | 5000 | 5000
2562 | 5000 | 5000
2563 | 5000 | 5000
2564 | 5000 | 5000
2565 | 5000 | 5000
2566 | 5000 | 5000
2567 | 5000 | 5000
2568 | 5000 | 5000
2569 | 5000 | 5000
2570 | 5000 | 5000
2571 | 5000 | 5000
2572 | 5000 | 5000
2573 | 5000 | 5000
2574 | 5000 | 5000
2575 | 5000 | 5000
2576 | 5000 | 5000
2577 | 5000 | 5000
2578 | 5000 | 5000
2579 | 5000 | 5000
2580 | 5000 | 5000
2581 | 5000 | 5000
2582 | 5000 | 5000
2583 | 5000 | 5000
2584 | 5000 | 5000
2585 | 5000 | 5000
2586 | 5000 | 5000
2587 | 5000 | 5000
2588 | 5000 | 5000
2589 | 5000 | 5000
2590 | 5000 | 5000
2591 | 5000 | 5000
2592 | 5000 | 5000
2593 | 5000 | 5000
2594 | 5000 | 5000
2595 | 5000 | 5000
2596 | 5000 | 5000
2597 | 5000 | 5000
2598 | 5000 | 5000
2599 | 5000 | 5000
2600 | 5000 | 5000
2601 | 5000 | 5000
2602 | 5000 | 5000
2603 | 5000 | 5000
2604 | 5000 | 5000
2605 | 5000 | 5000
2606 | 5000 | 5000
2607 | 5000 | 5000
2608 | 5000 | 5000
2609 | 5000 | 5000
2610 | 5000 | 5000
2611 | 5000 | 5000
2612 | 5000 | 5000
2613 | 5000 | 5000
2614 | 5000 | 5000
2615 | 5000 | 5000
2616 | 5000 | 5000
2617 | 5000 | 5000
2618 | 5000 | 5000
2619 | 5000 | 5000
2620 | 5000 | 5000
2621 | 5000 | 5000
2622 | 5000 | 5000
2623 | 5000 | 5000
2624 | 5000 | 5000
2625 | 5000 | 5000
2626 | 5000 | 5000
2627 | 5000 | 5000
2628 | 5000 | 5000
2629 | 5000 | 5000
2630 | 5000 | 5000
2631 | 5000 | 5000
2632 | 5000 | 5000
2633 | 5000 | 5000
2634 | 5000 | 5000
2635 | 5000 | 5000
2636 | 5000 | 5000
2637 | 5000 | 5000
2638 | 5000 | 5000
2639 | 5000 | 5000
2640 | 5000 | 5000
2641 | 5000 | 5000
2642 | 5000 | 5000
2643 | 5000 | 5000
2644 | 5000 | 5000
2645 | 5000 | 5000
2646 | 5000 | 5000
2647 | 5000 | 5000
2648 | 5000 | 5000
2649 | 5000 | 5000
2650 | 5000 | 5000
2651 | 5000 | 5000
2652 | 5000 | 5000
2653 | 5000 | 5000
2654 | 5000 | 5000
2655 | 5000 | 5000
2656 | 5000 | 5000
2657 | 5000 | 5000
2658 | 5000 | 5000
2659 | 5000 | 5000
2660 | 5000 | 5000
2661 | 5000 | 5000
2662 | 5000 | 5000
2663 | 5000 | 5000
2664 | 5000 | 5000
2665 | 5000 | 5000
2666 | 5000 | 5000
2667 | 5000 | 5000
2668 | 5000 | 5000
2669 | 5000 | 5000
2670 | 5000 | 5000
2671 | 5000 | 5000
2672 | 5000 | 5000
2673 | 5000 | 5000
2674 | 5000 | 5000
2675 | 5000 | 5000
2676 | 5000 | 5000
2677 | 5000 | 5000
2678 | 5000 | 5000
2679 | 5000 | 5000
2680 | 5000 | 5000
2681 | 5000 | 5000
2682 | 5000 | 5000
2683 | 5000 | 5000
2684 | 5000 | 5000
2685 | 5000 | 5000
2686 | 5000 | 5000
2687 | 5000 | 5000
2688 | 5000 | 5000
2689 | 5000 | 5000
2690 | 5000 | 5000
2691 | 5000 | 5000
2692 | 5000 | 5000
2693 | 5000 | 5000
2694 | 5000 | 5000
2695 | 5000 | 5000
2696 | 5000 | 5000
2697 | 5000 | 5000
2698 | 5000 | 5000
2699 | 5000 | 5000
2700 | 5000 | 5000
2701 | 5000 | 5000
2702 | 5000 | 5000
2703 | 5000 | 5000
2704 | 5000 | 5000
2705 | 5000 | 5000
2706 | 5000 | 5000
2707 | 5000 | 5000
2708 | 5000 | 5000
2709 | 5000 | 5000
2710 | 5000 | 5000
2711 | 5000 | 5000
2712 | 5000 | 5000
2713 | 5000 | 5000
2714 | 5000 | 5000
2715 | 5000 | 5000
2716 | 5000 | 5000
2717 | 5000 | 5000
2718 | 5000 | 5000
2719 | 5000 | 5000
2720 | 5000 | 5000
2721 | 5000 | 5000
2722 | 5000 | 5000
2723 | 5000 | 5000
2724 | 5000 | 5000
2725 | 5000 | 5000
2726 | 5000 | 5000
2727 | 5000 | 5000
2728 | 5000 | 5000
2729 | 5000 | 5000
2730 | 5000 | 5000
2731 | 5000 | 5000
2732 | 5000 | 5000
2733 | 5000 | 5000
2734 | 5000 | 5000
2735 | 5000 | 5000
2736 | 5000 | 5000
2737 | 5000 | 5000
2738 | 5000 | 5000
2739 | 5000 | 5000
2740 | 5000 | 5000
2741 | 5000 | 5000
2742 | 5000 | 5000
2743 | 5000 | 5000
2744 | 5000 | 5000
2745 | 5000 | 5000
2746 | 5000 | 5000
2747 | 5000 | 5000
2748 | 5000 | 5000
2749 | 5000 | 5000
2750 | 5000 | 5000
2751 | 5000 | 5000
2752 | 5000 | 5000
2753 | 5000 | 5000
2754 | 5000 | 5000
2755 | 5000 | 5000
2756 | 5000 | 5000
2757 | 5000 | 5000
2758 | 5000 | 5000
2759 | 5000 | 5000
2760 | 5000 | 5000
2761 | 5000 | 5000
2762 | 5000 | 5000
2763 | 5000 | 5000
2764 | 5000 | 5000
2765 | 5000 | 5000
2766 | 5000 | 5000
2767 | 5000 | 5000
2768 | 5000 | 5000
2769 | 5000 | 5000
2770 | 5000 | 5000
2771 | 5000 | 5000
2772 | 5000 | 5000
2773 | 5000 | 5000
2774 | 5000 | 5000
2775 | 5000 | 5000
2776 | 5000 | 5000
2777 | 5000 | 5000
2778 | 5000 | 5000
2779 | 5000 | 5000
2780 | 5000 | 5000
2781 | 5000 | 5000
2782 | 5000 | 5000
2783 | 5000 | 5000
2784 | 5000 | 5000
2785 | 5000 | 5000
2786 | 5000 | 5000
2787 | 5000 | 5000
2788 | 5000 | 5000
2789 | 5000 | 5000
2790 | 5000 | 5000
2791 | 5000 | 5000
2792 | 5000 | 5000
2793 | 5000 | 5000
2794 | 5000 | 5000
2795 | 5000 | 5000
2796 | 5000 | 5000
2797 | 5000 | 5000
2798 | 5000 | 5000
2799 | 5000 | 5000
2800 | 5000 | 5000
2801 | 5000 | 5000
2802 | 5000 | 5000
2803 | 5000 | 5000
2804 | 5000 | 5000
2805 | 5000 | 5000
2806 | 5000 | 5000
2807 | 5000 | 5000
2808 | 5000 | 5000
2809 | 5000 | 5000
2810 | 5000 | 5000
2811 | 5000 | 5000
2812 | 5000 | 5000
2813 | 5000 | 5000
2814 | 5000 | 5000
2815 | 5000 | 5000
2816 | 5000 | 5000
2817 | 5000 | 5000
2818 | 5000 | 5000
2819 | 5000 | 5000
2820 | 5000 | 5000
2821 | 5000 | 5000
2822 | 5000 | 5000
2823 | 5000 | 5000
2824 | 5000 | 5000
2825 | 5000 | 5000
2826 | 5000 | 5000
2827 | 5000 | 5000
2828 | 5000 | 5000
2829 | 5000 | 5000
2830 | 5000 | 5000
2831 | 5000 | 5000
2832 | 5000 | 5000
2833 | 5000 | 5000
2834 | 5000 | 5000
2835 | 5000 | 5000
2836 | 5000 | 5000
2837 | 5000 | 5000
2838 | 5000 | 5000
2839 | 5000 | 5000
2840 | 5000 | 5000
2841 | 5000 | 5000
2842 | 5000 | 5000
2843 | 5000 | 5000
2844 | 5000 | 5000
2845 | 5000 | 5000
2846 | 5000 | 5000
2847 | 5000 | 5000
2848 | 5000 | 5000
2849 | 5000 | 5000
2850 | 5000 | 5000
2851 | 5000 | 5000
2852 | 5000 | 5000
2853 | 5000 | 5000
2854 | 5000 | 5000
2855 | 5000 | 5000
2856 | 5000 | 5000
2857 | 5000 | 5000
2858 | 5000 | 5000
2859 | 5000 | 5000
2860 | 5000 | 5000
2861 | 5000 | 5000
2862 | 5000 | 5000
2863 | 5000 | 5000
2864 | 5000 | 5000
2865 | 5000 | 5000
2866 | 5000 | 5000
2867 | 5000 | 5000
2868 | 5000 | 5000
2869 | 5000 | 5000
2870 | 5000 | 5000
2871 | 5000 | 5000
2872 | 5000 | 5000
2873 | 5000 | 5000
2874 | 5000 | 5000
2875 | 5000 | 5000
2876 | 5000 | 5000
2877 | 5000 | 5000
2878 | 5000 | 5000
2879 | 5000 | 5000
2880 | 5000 | 5000
2881 | 5000 | 5000
2882 | 5000 | 5000
2883 | 5000 | 5000
2884 | 5000 | 5000
2885 | 5000 | 5000
2886 | 5000 | 5000
2887 | 5000 | 5000
2888 | 5000 | 5000
2889 | 5000 | 5000
2890 | 5000 | 5000
2891 | 5000 | 5000
2892 | 5000 | 5000
2893 | 5000 | 5000
2894 | 5000 | 5000
2895 | 5000 | 5000
2896 | 5000 | 5000
2897 | 5000 | 5000
2898 | 5000 | 5000
2899 | 5000 | 5000
2900 | 5000 | 5000
2901 | 5000 | 5000
2902 | 5000 | 5000
2903 | 5000 | 5000
2904 | 5000 | 5000
2905 | 5000 | 5000
2906 | 5000 | 5000
2907 | 5000 | 5000
2908 | 5000 | 5000
2909 | 5000 | 5000
2910 | 5000 | 5000
2911 | 5000 | 5000
2912 | 5000 | 5000
2913 | 5000 | 5000
2914 | 5000 | 5000
2915 | 5000 | 5000
2916 | 5000 | 5000
2917 | 5000 | 5000
2918 | 5000 | 5000
2919 | 5000 | 5000
2920 | 5000 | 5000
2921 | 5000 | 5000
2922 | 5000 | 5000
2923 | 5000 | 5000
2924 | 5000 | 5000
2925 | 5000 | 5000
2926 | 5000 | 5000
2927 | 5000 | 5000
2928 | 5000 | 5000
2929 | 5000 | 5000
2930 | 5000 | 5000
2931 | 5000 | 5000
2932 | 5000 | 5000
2933 | 5000 | 5000
2934 | 5000 | 5000
2935 | 5000 | 5000
2936 | 5000 | 5000
2937 | 5000 | 5000
2938 | 5000 | 5000
2939 | 5000 | 5000
2940 | 5000 | 5000
2941 | 5000 | 5000
2942 | 5000 | 5000
2943 | 5000 | 5000
2944 | 5000 | 5000
2945 | 5000 | 5000
2946 | 5000 | 5000
2947 | 5000 | 5000
2948 | 5000 | 5000
2949 | 5000 | 5000
2950 | 5000 | 5000
2951 | 5000 | 5000
2952 | 5000 | 5000
2953 | 5000 | 5000
2954 | 5000 | 5000
2955 | 5000 | 5000
2956 | 5000 | 5000
2957 | 5000 | 5000
2958 | 5000 | 5000
2959 | 5000 | 5000
2960 | 5000 | 5000
2961 | 5000 | 5000
2962 | 5000 | 5000
2963 | 5000 | 5000
2964 | 5000 | 5000
2965 | 5000 | 5000
2966 | 5000 | 5000
2967 | 5000 | 5000
2968 | 5000 | 5000
2969 | 5000 | 5000
2970 | 5000 | 5000
2971 | 5000 | 5000
2972 | 5000 | 5000
2973 | 5000 | 5000
2974 | 5000 | 5000
2975 | 5000 | 5000
2976 | 5000 | 5000
2977 | 5000 | 5000
2978 | 5000 | 5000
2979 | 5000 | 5000
2980 | 5000 | 5000
2981 | 5000 | 5000
2982 | 5000 | 5000
2983 | 5000 | 5000
2984 | 5000 | 5000
2985 | 5000 | 5000
2986 | 5000 | 5000
2987 | 5000 | 5000
2988 | 5000 | 5000
2989 | 5000 | 5000
2990 | 5000 | 5000
2991 | 5000 | 5000
2992 | 5000 | 5000
2993 | 5000 | 5000
2994 | 5000 | 5000
2995 | 5000 | 5000
2996 | 5000 | 5000
2997 | 5000 | 5000
2998 | 5000 | 5000
2999 | 5000 | 5000
3000 | 5000 | 5000
3001 | 5000 | 5000
3002 | 5000 | 5000
3003 | 5000 | 5000
3004 | 5000 | 5000
3005 | 5000 | 5000
3006 | 5000 | 5000
3007 | 5000 | 5000
3008 | 5000 | 5000
3009 | 5000 | 5000
3010 | 5000 | 5000
3011 | 5000 | 5000
3012 | 5000 | 5000
3013 | 5000 | 5000
3014 | 5000 | 5000
3015 | 5000 | 5000
3016 | 5000 | 5000
3017 | 5000 | 5000
3018 | 5000 | 5000
3019 | 5000 | 5000
3020 | 5000 | 5000
3021 | 5000 | 5000
3022 | 5000 | 5000
3023 | 5000 | 5000
3024 | 5000 | 5000
3025 | 5000 | 5000
3026 | 5000 | 5000
3027 | 5000 | 5000
3028 | 5000 | 5000
3029 | 5000 | 5000
3030 | 5000 | 5000
3031 | 5000 | 5000
3032 | 5000 | 5000
3033 | 5000 | 5000
3034 | 5000 | 5000
3035 | 5000 | 5000
3036 | 5000 | 5000
3037 | 5000 | 5000
3038 | 5000 | 5000
3039 | 5000 | 5000
3040 | 5000 | 5000
3041 | 5000 | 5000
3042 | 5000 | 5000
3043 | 5000 | 5000
3044 | 5000 | 5000
3045 | 5000 | 5000
3046 | 5000 | 5000
3047 | 5000 | 5000
3048 | 5000 | 5000
3049 | 5000 | 5000
3050 | 5000 | 5000
3051 | 5000 | 5000
3052 | 5000 | 5000
3053 | 5000 | 5000
3054 | 5000 | 5000
3055 | 5000 | 5000
3056 | 5000 | 5000
3057 | 5000 | 5000
3058 | 5000 | 5000
3059 | 5000 | 5000
3060 | 5000 | 5000
3061 | 5000 | 5000
3062 | 5000 | 5000
3063 | 5000 | 5000
3064 | 5000 | 5000
3065 | 5000 | 5000
3066 | 5000 | 5000
3067 | 5000 | 5000
3068 | 5000 | 5000
3069 | 5000 | 5000
3070 | 5000 | 5000
3071 | 5000 | 5000
3072 | 5000 | 5000
3073 | 5000 | 5000
3074 | 5000 | 5000
3075 | 5000 | 5000
3076 | 5000 | 5000
3077 | 5000 | 5000
3078 | 5000 | 5000
3079 | 5000 | 5000
3080 | 5000 | 5000
3081 | 5000 | 5000
3082 | 5000 | 5000
3083 | 5000 | 5000
3084 | 5000 | 5000
3085 | 5000 | 5000
3086 | 5000 | 5000
3087 | 5000 | 5000
3088 | 5000 | 5000
3089 | 5000 | 5000
3090 | 5000 | 5000
3091 | 5000 | 5000
3092 | 5000 | 5000
3093 | 5000 | 5000
3094 | 5000 | 5000
3095 | 5000 | 5000
3096 | 5000 | 5000
3097 | 5000 | 5000
3098 | 5000 | 5000
3099 | 5000 | 5000
3100 | 5000 | 5000
3101 | 5000 | 5000
3102 | 5000 | 5000
3103 | 5000 | 5000
3104 | 5000 | 5000
3105 | 5000 | 5000
3106 | 5000 | 5000
3107 | 5000 | 5000
3108 | 5000 | 5000
3109 | 5000 | 5000
3110 | 5000 | 5000
3111 | 5000 | 5000
3112 | 5000 | 5000
3113 | 5000 | 5000
3114 | 5000 | 5000
3115 | 5000 | 5000
3116 | 5000 | 5000
3117 | 5000 | 5000
3118 | 5000 | 5000
3119 | 5000 | 5000
3120 | 5000 | 5000
3121 | 5000 | 5000
3122 | 5000 | 5000
3123 | 5000 | 5000
3124 | 5000 | 5000
3125 | 5000 | 5000
3126 | 5000 | 5000
3127 | 5000 | 5000
3128 | 5000 | 5000
3129 | 5000 | 5000
3130 | 5000 | 5000
3131 | 5000 | 5000
3132 | 5000 | 5000
3133 | 5000 | 5000
3134 | 5000 | 5000
3135 | 5000 | 5000
3136 | 5000 | 5000
3137 | 5000 | 5000
3138 | 5000 | 5000
3139 | 5000 | 5000
3140 | 5000 | 5000
3141 | 5000 | 5000
3142 | 5000 | 5000
3143 | 5000 | 5000
3144 | 5000 | 5000
3145 | 5000 | 5000
3146 | 5000 | 5000
3147 | 5000 | 5000
3148 | 5000 | 5000
3149 | 5000 | 5000
3150 | 5000 | 5000
3151 | 5000 | 5000
3152 | 5000 | 5000
3153 | 5000 | 5000
3154 | 5000 | 5000
3155 | 5000 | 5000
3156 | 5000 | 5000
3157 | 5000 | 5000
3158 | 5000 | 5000
3159 | 5000 | 5000
3160 | 5000 | 5000
3161 | 5000 | 5000
3162 | 5000 | 5000
3163 | 5000 | 5000
3164 | 5000 | 5000
3165 | 5000 | 5000
3166 | 5000 | 5000
3167 | 5000 | 5000
3168 | 5000 | 5000
3169 | 5000 | 5000
3170 | 5000 | 5000
3171 | 5000 | 5000
3172 | 5000 | 5000
3173 | 5000 | 5000
3174 | 5000 | 5000
3175 | 5000 | 5000
3176 | 5000 | 5000
3177 | 5000 | 5000
3178 | 5000 | 5000
3179 | 5000 | 5000
3180 | 5000 | 5000
3181 | 5000 | 5000
3182 | 5000 | 5000
3183 | 5000 | 5000
3184 | 5000 | 5000
3185 | 5000 | 5000
3186 | 5000 | 5000
3187 | 5000 | 5000
3188 | 5000 | 5000
3189 | 5000 | 5000
3190 | 5000 | 5000
3191 | 5000 | 5000
3192 | 5000 | 5000
3193 | 5000 | 5000
3194 | 5000 | 5000
3195 | 5000 | 5000
3196 | 5000 | 5000
3197 | 5000 | 5000
3198 | 5000 | 5000
3199 | 5000 | 5000
3200 | 5000 | 5000
3201 | 5000 | 5000
3202 | 5000 | 5000
3203 | 5000 | 5000
3204 | 5000 | 5000
3205 | 5000 | 5000
3206 | 5000 | 5000
3207 | 5000 | 5000
3208 | 5000 | 5000
3209 | 5000 | 5000
3210 | 5000 | 5000
3211 | 5000 | 5000
3212 | 5000 | 5000
3213 | 5000 | 5000
3214 | 5000 | 5000
3215 | 5000 | 5000
3216 | 5000 | 5000
3217 | 5000 | 5000
3218 | 5000 | 5000
3219 | 5000 | 5000
3220 | 5000 | 5000
3221 | 5000 | 5000
3222 | 5000 | 5000
3223 | 5000 | 5000
3224 | 5000 | 5000
3225 | 5000 | 5000
3226 | 5000 | 5000
3227 | 5000 | 5000
3228 | 5000 | 5000
3229 | 5000 | 5000
3230 | 5000 | 5000
3231 | 5000 | 5000
3232 | 5000 | 5000
3233 | 5000 | 5000
3234 | 5000 | 5000
3235 | 5000 | 5000
3236 | 5000 | 5000
3237 | 5000 | 5000
3238 | 5000 | 5000
3239 | 5000 | 5000
3240 | 5000 | 5000
3241 | 5000 | 5000
3242 | 5000 | 5000
3243 | 5000 | 5000
3244 | 5000 | 5000
3245 | 5000 | 5000
3246 | 5000 | 5000
3247 | 5000 | 5000
3248 | 5000 | 5000
3249 | 5000 | 5000
3250 | 5000 | 5000
3251 | 5000 | 5000
3252 | 5000 | 5000
3253 | 5000 | 5000
3254 | 5000 | 5000
3255 | 5000 | 5000
3256 | 5000 | 5000
3257 | 5000 | 5000
3258 | 5000 | 5000
3259 | 5000 | 5000
3260 | 5000 | 5000
3261 | 5000 | 5000
3262 | 5000 | 5000
3263 | 5000 | 5000
3264 | 5000 | 5000
3265 | 5000 | 5000
3266 | 5000 | 5000
3267 | 5000 | 5000
3268 | 5000 | 5000
3269 | 5000 | 5000
3270 | 5000 | 5000
3271 | 5000 | 5000
3272 | 5000 | 5000
3273 | 5000 | 5000
3274 | 5000 | 5000
3275 | 5000 | 5000
3276 | 5000 | 5000
3277 | 5000 | 5000
3278 | 5000 | 5000
3279 | 5000 | 5000
3280 | 5000 | 5000
3281 | 5000 | 5000
3282 | 5000 | 5000
3283 | 5000 | 5000
3284 | 5000 | 5000
3285 | 5000 | 5000
3286 | 5000 | 5000
3287 | 5000 | 5000
3288 | 5000 | 5000
3289 | 5000 | 5000
3290 | 5000 | 5000
3291 | 5000 | 5000
3292 | 5000 | 5000
3293 | 5000 | 5000
3294 | 5000 | 5000
3295 | 5000 | 5000
3296 | 5000 | 5000
3297 | 5000 | 5000
3298 | 5000 | 5000
3299 | 5000 | 5000
3300 | 5000 | 5000
3301 | 5000 | 5000
3302 | 5000 | 5000
3303 | 5000 | 5000
3304 | 5000 | 5000
3305 | 5000 | 5000
3306 | 5000 | 5000
3307 | 5000 | 5000
3308 | 5000 | 5000
3309 | 5000 | 5000
3310 | 5000 | 5000
3311 | 5000 | 5000
3312 | 5000 | 5000
3313 | 5000 | 5000
3314 | 5000 | 5000
3315 | 5000 | 5000
3316 | 5000 | 5000
3317 | 5000 | 5000
3318 | 5000 | 5000
3319 | 5000 | 5000
3320 | 5000 | 5000
3321 | 5000 | 5000
3322 | 5000 | 5000
3323 | 5000 | 5000
3324 | 5000 | 5000
3325 | 5000 | 5000
3326 | 5000 | 5000
3327 | 5000 | 5000
3328 | 5000 | 5000
3329 | 5000 | 5000
3330 | 5000 | 5000
3331 | 5000 | 5000
3332 | 5000 | 5000
3333 | 5000 | 5000
3334 | 5000 | 5000
3335 | 5000 | 5000
3336 | 5000 | 5000
3337 | 5000 | 5000
3338 | 5000 | 5000
3339 | 5000 | 5000
3340 | 5000 | 5000
3341 | 5000 | 5000
3342 | 5000 | 5000
3343 | 5000 | 5000
3344 | 5000 | 5000
3345 | 5000 | 5000
3346 | 5000 | 5000
3347 | 5000 | 5000
3348 | 5000 | 5000
3349 | 5000 | 5000
3350 | 5000 | 5000
3351 | 5000 | 5000
3352 | 5000 | 5000
3353 | 5000 | 5000
3354 | 5000 | 5000
3355 | 5000 | 5000
3356 | 5000 | 5000
3357 | 5000 | 5000
3358 | 5000 | 5000
3359 | 5000 | 5000
3360 | 5000 | 5000
3361 | 5000 | 5000
3362 | 5000 | 5000
3363 | 5000 | 5000
3364 | 5000 | 5000
3365 | 5000 | 5000
3366 | 5000 | 5000
3367 | 5000 | 5000
3368 | 5000 | 5000
3369 | 5000 | 5000
3370 | 5000 | 5000
3371 | 5000 | 5000
3372 | 5000 | 5000
3373 | 5000 | 5000
3374 | 5000 | 5000
3375 | 5000 | 5000
3376 | 5000 | 5000
3377 | 5000 | 5000
3378 | 5000 | 5000
3379 | 5000 | 5000
3380 | 5000 | 5000
3381 | 5000 | 5000
3382 | 5000 | 5000
3383 | 5000 | 5000
3384 | 5000 | 5000
3385 | 5000 | 5000
3386 | 5000 | 5000
3387 | 5000 | 5000
3388 | 5000 | 5000
3389 | 5000 | 5000
3390 | 5000 | 5000
3391 | 5000 | 5000
3392 | 5000 | 5000
3393 | 5000 | 5000
3394 | 5000 | 5000
3395 | 5000 | 5000
3396 | 5000 | 5000
3397 | 5000 | 5000
3398 | 5000 | 5000
3399 | 5000 | 5000
3400 | 5000 | 5000
3401 | 5000 | 5000
3402 | 5000 | 5000
3403 | 5000 | 5000
3404 | 5000 | 5000
3405 | 5000 | 5000
3406 | 5000 | 5000
3407 | 5000 | 5000
3408 | 5000 | 5000
3409 | 5000 | 5000
3410 | 5000 | 5000
3411 | 5000 | 5000
3412 | 5000 | 5000
3413 | 5000 | 5000
3414 | 5000 | 5000
3415 | 5000 | 5000
3416 | 5000 | 5000
3417 | 5000 | 5000
3418 | 5000 | 5000
3419 | 5000 | 5000
3420 | 5000 | 5000
3421 | 5000 | 5000
3422 | 5000 | 5000
3423 | 5000 | 5000
3424 | 5000 | 5000
3425 | 5000 | 5000
3426 | 5000 | 5000
3427 | 5000 | 5000
3428 | 5000 | 5000
3429 | 5000 | 5000
3430 | 5000 | 5000
3431 | 5000 | 5000
3432 | 5000 | 5000
3433 | 5000 | 5000
3434 | 5000 | 5000
3435 | 5000 | 5000
3436 | 5000 | 5000
3437 | 5000 | 5000
3438 | 5000 | 5000
3439 | 5000 | 5000
3440 | 5000 | 5000
3441 | 5000 | 5000
3442 | 5000 | 5000
3443 | 5000 | 5000
3444 | 5000 | 5000
3445 | 5000 | 5000
3446 | 5000 | 5000
3447 | 5000 | 5000
3448 | 5000 | 5000
3449 | 5000 | 5000
3450 | 5000 | 5000
3451 | 5000 | 5000
3452 | 5000 | 5000
3453 | 5000 | 5000
3454 | 5000 | 5000
3455 | 5000 | 5000
3456 | 5000 | 5000
3457 | 5000 | 5000
3458 | 5000 | 5000
3459 | 5000 | 5000
3460 | 5000 | 5000
3461 | 5000 | 5000
3462 | 5000 | 5000
3463 | 5000 | 5000
3464 | 5000 | 5000
3465 | 5000 | 5000
3466 | 5000 | 5000
3467 | 5000 | 5000
3468 | 5000 | 5000
3469 | 5000 | 5000
3470 | 5000 | 5000
3471 | 5000 | 5000
3472 | 5000 | 5000
3473 | 5000 | 5000
3474 | 5000 | 5000
3475 | 5000 | 5000
3476 | 5000 | 5000
3477 | 5000 | 5000
3478 | 5000 | 5000
3479 | 5000 | 5000
3480 | 5000 | 5000
3481 | 5000 | 5000
3482 | 5000 | 5000
3483 | 5000 | 5000
3484 | 5000 | 5000
3485 | 5000 | 5000
3486 | 5000 | 5000
3487 | 5000 | 5000
3488 | 5000 | 5000
3489 | 5000 | 5000
3490 | 5000 | 5000
3491 | 5000 | 5000
3492 | 5000 | 5000
3493 | 5000 | 5000
3494 | 5000 | 5000
3495 | 5000 | 5000
3496 | 5000 | 5000
3497 | 5000 | 5000
3498 | 5000 | 5000
3499 | 5000 | 5000
3500 | 5000 | 5000
3501 | 5000 | 5000
3502 | 5000 | 5000
3503 | 5000 | 5000
3504 | 5000 | 5000
3505 | 5000 | 5000
3506 | 5000 | 5000
3507 | 5000 | 5000
3508 | 5000 | 5000
3509 | 5000 | 5000
3510 | 5000 | 5000
3511 | 5000 | 5000
3512 | 5000 | 5000
3513 | 5000 | 5000
3514 | 5000 | 5000
3515 | 5000 | 5000
3516 | 5000 | 5000
3517 | 5000 | 5000
3518 | 5000 | 5000
3519 | 5000 | 5000
3520 | 5000 | 5000
3521 | 5000 | 5000
3522 | 5000 | 5000
3523 | 5000 | 5000
3524 | 5000 | 5000
3525 | 5000 | 5000
3526 | 5000 | 5000
3527 | 5000 | 5000
3528 | 5000 | 5000
3529 | 5000 | 5000
3530 | 5000 | 5000
3531 | 5000 | 5000
3532 | 5000 | 5000
3533 | 5000 | 5000
3534 | 5000 | 5000
3535 | 5000 | 5000
3536 | 5000 | 5000
3537 | 5000 | 5000
3538 | 5000 | 5000
3539 | 5000 | 5000
3540 | 5000 | 5000
3541 | 5000 | 5000
3542 | 5000 | 5000
3543 | 5000 | 5000
3544 | 5000 | 5000
3545 | 5000 | 5000
3546 | 5000 | 5000
3547 | 5000 | 5000
3548 | 5000 | 5000
3549 | 5000 | 5000
3550 | 5000 | 5000
3551 | 5000 | 5000
3552 | 5000 | 5000
3553 | 5000 | 5000
3554 | 5000 | 5000
3555 | 5000 | 5000
3556 | 5000 | 5000
3557 | 5000 | 5000
3558 | 5000 | 5000
3559 | 5000 | 5000
3560 | 5000 | 5000
3561 | 5000 | 5000
3562 | 5000 | 5000
3563 | 5000 | 5000
3564 | 5000 | 5000
3565 | 5000 | 5000
3566 | 5000 | 5000
3567 | 5000 | 5000
3568 | 5000 | 5000
3569 | 5000 | 5000
3570 | 5000 | 5000
3571 | 5000 | 5000
3572 | 5000 | 5000
3573 | 5000 | 5000
3574 | 5000 | 5000
3575 | 5000 | 5000
3576 | 5000 | 5000
3577 | 5000 | 5000
3578 | 5000 | 5000
3579 | 5000 | 5000
3580 | 5000 | 5000
3581 | 5000 | 5000
3582 | 5000 | 5000
3583 | 5000 | 5000
3584 | 5000 | 5000
3585 | 5000 | 5000
3586 | 5000 | 5000
3587 | 5000 | 5000
3588 | 5000 | 5000
3589 | 5000 | 5000
3590 | 5000 | 5000
3591 | 5000 | 5000
3592 | 5000 | 5000
3593 | 5000 | 5000
3594 | 5000 | 5000
3595 | 5000 | 5000
3596 | 5000 | 5000
3597 | 5000 | 5000
3598 | 5000 | 5000
3599 | 5000 | 5000
3600 | 5000 | 5000
3601 | 5000 | 5000
3602 | 5000 | 5000
3603 | 5000 | 5000
3604 | 5000 | 5000
3605 | 5000 | 5000
3606 | 5000 | 5000
3607 | 5000 | 5000
3608 | 5000 | 5000
3609 | 5000 | 5000
3610 | 5000 | 5000
3611 | 5000 | 5000
3612 | 5000 | 5000
3613 | 5000 | 5000
3614 | 5000 | 5000
3615 | 5000 | 5000
3616 | 5000 | 5000
3617 | 5000 | 5000
3618 | 5000 | 5000
3619 | 5000 | 5000
3620 | 5000 | 5000
3621 | 5000 | 5000
3622 | 5000 | 5000
3623 | 5000 | 5000
3624 | 5000 | 5000
3625 | 5000 | 5000
3626 | 5000 | 5000
3627 | 5000 | 5000
3628 | 5000 | 5000
3629 | 5000 | 5000
3630 | 5000 | 5000
3631 | 5000 | 5000
3632 | 5000 | 5000
3633 | 5000 | 5000
3634 | 5000 | 5000
3635 | 5000 | 5000
3636 | 5000 | 5000
3637 | 5000 | 5000
3638 | 5000 | 5000
3639 | 5000 | 5000
3640 | 5000 | 5000
3641 | 5000 | 5000
3642 | 5000 | 5000
3643 | 5000 | 5000
3644 | 5000 | 5000
3645 | 5000 | 5000
3646 | 5000 | 5000
3647 | 5000 | 5000
3648 | 5000 | 5000
3649 | 5000 | 5000
3650 | 5000 | 5000
3651 | 5000 | 5000
3652 | 5000 | 5000
3653 | 5000 | 5000
3654 | 5000 | 5000
3655 | 5000 | 5000
3656 | 5000 | 5000
3657 | 5000 | 5000
3658 | 5000 | 5000
3659 | 5000 | 5000
3660 | 5000 | 5000
3661 | 5000 | 5000
3662 | 5000 | 5000
3663 | 5000 | 5000
3664 | 5000 | 5000
3665 | 5000 | 5000
3666 | 5000 | 5000
3667 | 5000 | 5000
3668 | 5000 | 5000
3669 | 5000 | 5000
3670 | 5000 | 5000
3671 | 5000 | 5000
3672 | 5000 | 5000
3673 | 5000 | 5000
3674 | 5000 | 5000
3675 | 5000 | 5000
3676 | 5000 | 5000
3677 | 5000 | 5000
3678 | 5000 | 5000
3679 | 5000 | 5000
3680 | 5000 | 5000
3681 | 5000 | 5000
3682 | 5000 | 5000
3683 | 5000 | 5000
3684 | 5000 | 5000
3685 | 5000 | 5000
3686 | 5000 | 5000
3687 | 5000 | 5000
3688 | 5000 | 5000
3689 | 5000 | 5000
3690 | 5000 | 5000
3691 | 5000 | 5000
3692 | 5000 | 5000
3693 | 5000 | 5000
3694 | 5000 | 5000
3695 | 5000 | 5000
3696 | 5000 | 5000
3697 | 5000 | 5000
3698 | 5000 | 5000
3699 | 5000 | 5000
3700 | 5000 | 5000
3701 | 5000 | 5000
3702 | 5000 | 5000
3703 | 5000 | 5000
3704 | 5000 | 5000
3705 | 5000 | 5000
3706 | 5000 | 5000
3707 | 5000 | 5000
3708 | 5000 | 5000
3709 | 5000 | 5000
3710 | 5000 | 5000
3711 | 5000 | 5000
3712 | 5000 | 5000
3713 | 5000 | 5000
3714 | 5000 | 5000
3715 | 5000 | 5000
3716 | 5000 | 5000
3717 | 5000 | 5000
3718 | 5000 | 5000
3719 | 5000 | 5000
3720 | 5000 | 5000
3721 | 5000 | 5000
3722 | 5000 | 5000
3723 | 5000 | 5000
3724 | 5000 | 5000
3725 | 5000 | 5000
3726 | 5000 | 5000
3727 | 5000 | 5000
3728 | 5000 | 5000
3729 | 5000 | 5000
3730 | 5000 | 5000
3731 | 5000 | 5000
3732 | 5000 | 5000
3733 | 5000 | 5000
3734 | 5000 | 5000
3735 | 5000 | 5000
3736 | 5000 | 5000
3737 | 5000 | 5000
3738 | 5000 | 5000
3739 | 5000 | 5000
3740 | 5000 | 5000
3741 | 5000 | 5000
3742 | 5000 | 5000
3743 | 5000 | 5000
3744 | 5000 | 5000
3745 | 5000 | 5000
3746 | 5000 | 5000
3747 | 5000 | 5000
3748 | 5000 | 5000
3749 | 5000 | 5000
3750 | 5000 | 5000
3751 | 5000 | 5000
3752 | 5000 | 5000
3753 | 5000 | 5000
3754 | 5000 | 5000
3755 | 5000 | 5000
3756 | 5000 | 5000
3757 | 5000 | 5000
3758 | 5000 | 5000
3759 | 5000 | 5000
3760 | 5000 | 5000
3761 | 5000 | 5000
3762 | 5000 | 5000
3763 | 5000 | 5000
3764 | 5000 | 5000
3765 | 5000 | 5000
3766 | 5000 | 5000
3767 | 5000 | 5000
3768 | 5000 | 5000
3769 | 5000 | 5000
3770 | 5000 | 5000
3771 | 5000 | 5000
3772 | 5000 | 5000
3773 | 5000 | 5000
3774 | 5000 | 5000
3775 | 5000 | 5000
3776 | 5000 | 5000
3777 | 5000 | 5000
3778 | 5000 | 5000
3779 | 5000 | 5000
3780 | 5000 | 5000
3781 | 5000 | 5000
3782 | 5000 | 5000
3783 | 5000 | 5000
3784 | 5000 | 5000
3785 | 5000 | 5000
3786 | 5000 | 5000
3787 | 5000 | 5000
3788 | 5000 | 5000
3789 | 5000 | 5000
3790 | 5000 | 5000
3791 | 5000 | 5000
3792 | 5000 | 5000
3793 | 5000 | 5000
3794 | 5000 | 5000
3795 | 5000 | 5000
3796 | 5000 | 5000
3797 | 5000 | 5000
3798 | 5000 | 5000
3799 | 5000 | 5000
3800 | 5000 | 5000
3801 | 5000 | 5000
3802 | 5000 | 5000
3803 | 5000 | 5000
3804 | 5000 | 5000
3805 | 5000 | 5000
3806 | 5000 | 5000
3807 | 5000 | 5000
3808 | 5000 | 5000
3809 | 5000 | 5000
3810 | 5000 | 5000
3811 | 5000 | 5000
3812 | 5000 | 5000
3813 | 5000 | 5000
3814 | 5000 | 5000
3815 | 5000 | 5000
3816 | 5000 | 5000
3817 | 5000 | 5000
3818 | 5000 | 5000
3819 | 5000 | 5000
3820 | 5000 | 5000
3821 | 5000 | 5000
3822 | 5000 | 5000
3823 | 5000 | 5000
3824 | 5000 | 5000
3825 | 5000 | 5000
3826 | 5000 | 5000
3827 | 5000 | 5000
3828 | 5000 | 5000
3829 | 5000 | 5000
3830 | 5000 | 5000
3831 | 5000 | 5000
3832 | 5000 | 5000
3833 | 5000 | 5000
3834 | 5000 | 5000
3835 | 5000 | 5000
3836 | 5000 | 5000
3837 | 5000 | 5000
3838 | 5000 | 5000
3839 | 5000 | 5000
3840 | 5000 | 5000
3841 | 5000 | 5000
3842 | 5000 | 5000
3843 | 5000 | 5000
3844 | 5000 | 5000
3845 | 5000 | 5000
3846 | 5000 | 5000
3847 | 5000 | 5000
3848 | 5000 | 5000
3849 | 5000 | 5000
3850 | 5000 | 5000
3851 | 5000 | 5000
3852 | 5000 | 5000
3853 | 5000 | 5000
3854 | 5000 | 5000
3855 | 5000 | 5000
3856 | 5000 | 5000
3857 | 5000 | 5000
3858 | 5000 | 5000
3859 | 5000 | 5000
3860 | 5000 | 5000
3861 | 5000 | 5000
3862 | 5000 | 5000
3863 | 5000 | 5000
3864 | 5000 | 5000
3865 | 5000 | 5000
3866 | 5000 | 5000
3867 | 5000 | 5000
3868 | 5000 | 5000
3869 | 5000 | 5000
3870 | 5000 | 5000
3871 | 5000 | 5000
3872 | 5000 | 5000
3873 | 5000 | 5000
3874 | 5000 | 5000
3875 | 5000 | 5000
3876 | 5000 | 5000
3877 | 5000 | 5000
3878 | 5000 | 5000
3879 | 5000 | 5000
3880 | 5000 | 5000
3881 | 5000 | 5000
3882 | 5000 | 5000
3883 | 5000 | 5000
3884 | 5000 | 5000
3885 | 5000 | 5000
3886 | 5000 | 5000
3887 | 5000 | 5000
3888 | 5000 | 5000
3889 | 5000 | 5000
3890 | 5000 | 5000
3891 | 5000 | 5000
3892 | 5000 | 5000
3893 | 5000 | 5000
3894 | 5000 | 5000
3895 | 5000 | 5000
3896 | 5000 | 5000
3897 | 5000 | 5000
3898 | 5000 | 5000
3899 | 5000 | 5000
3900 | 5000 | 5000
3901 | 5000 | 5000
3902 | 5000 | 5000
3903 | 5000 | 5000
3904 | 5000 | 5000
3905 | 5000 | 5000
3906 | 5000 | 5000
3907 | 5000 | 5000
3908 | 5000 | 5000
3909 | 5000 | 5000
3910 | 5000 | 5000
3911 | 5000 | 5000
3912 | 5000 | 5000
3913 | 5000 | 5000
3914 | 5000 | 5000
3915 | 5000 | 5000
3916 | 5000 | 5000
3917 | 5000 | 5000
3918 | 5000 | 5000
3919 | 5000 | 5000
3920 | 5000 | 5000
3921 | 5000 | 5000
3922 | 5000 | 5000
3923 | 5000 | 5000
3924 | 5000 | 5000
3925 | 5000 | 5000
3926 | 5000 | 5000
3927 | 5000 | 5000
3928 | 5000 | 5000
3929 | 5000 | 5000
3930 | 5000 | 5000
3931 | 5000 | 5000
3932 | 5000 | 5000
3933 | 5000 | 5000
3934 | 5000 | 5000
3935 | 5000 | 5000
3936 | 5000 | 5000
3937 | 5000 | 5000
3938 | 5000 | 5000
3939 | 5000 | 5000
3940 | 5000 | 5000
3941 | 5000 | 5000
3942 | 5000 | 5000
3943 | 5000 | 5000
3944 | 5000 | 5000
3945 | 5000 | 5000
3946 | 5000 | 5000
3947 | 5000 | 5000
3948 | 5000 | 5000
3949 | 5000 | 5000
3950 | 5000 | 5000
3951 | 5000 | 5000
3952 | 5000 | 5000
3953 | 5000 | 5000
3954 | 5000 | 5000
3955 | 5000 | 5000
3956 | 5000 | 5000
3957 | 5000 | 5000
3958 | 5000 | 5000
3959 | 5000 | 5000
3960 | 5000 | 5000
3961 | 5000 | 5000
3962 | 5000 | 5000
3963 | 5000 | 5000
3964 | 5000 | 5000
3965 | 5000 | 5000
3966 | 5000 | 5000
3967 | 5000 | 5000
3968 | 5000 | 5000
3969 | 5000 | 5000
3970 | 5000 | 5000
3971 | 5000 | 5000
3972 | 5000 | 5000
3973 | 5000 | 5000
3974 | 5000 | 5000
3975 | 5000 | 5000
3976 | 5000 | 5000
3977 | 5000 | 5000
3978 | 5000 | 5000
3979 | 5000 | 5000
3980 | 5000 | 5000
3981 | 5000 | 5000
3982 | 5000 | 5000
3983 | 5000 | 5000
3984 | 5000 | 5000
3985 | 5000 | 5000
3986 | 5000 | 5000
3987 | 5000 | 5000
3988 | 5000 | 5000
3989 | 5000 | 5000
3990 | 5000 | 5000
3991 | 5000 | 5000
3992 | 5000 | 5000
3993 | 5000 | 5000
3994 | 5000 | 5000
3995 | 5000 | 5000
3996 | 5000 | 5000
3997 | 5000 | 5000
3998 | 5000 | 5000
3999 | 5000 | 5000
4000 | 5000 | 5000
4001 | 5000 | 5000
4002 | 5000 | 5000
4003 | 5000 | 5000
4004 | 5000 | 5000
4005 | 5000 | 5000
4006 | 5000 | 5000
4007 | 5000 | 5000
4008 | 5000 | 5000
4009 | 5000 | 5000
4010 | 5000 | 5000
4011 | 5000 | 5000
4012 | 5000 | 5000
4013 | 5000 | 5000
4014 | 5000 | 5000
4015 | 5000 | 5000
4016 | 5000 | 5000
4017 | 5000 | 5000
4018 | 5000 | 5000
4019 | 5000 | 5000
4020 | 5000 | 5000
4021 | 5000 | 5000
4022 | 5000 | 5000
4023 | 5000 | 5000
4024 | 5000 | 5000
4025 | 5000 | 5000
4026 | 5000 | 5000
4027 | 5000 | 5000
4028 | 5000 | 5000
4029 | 5000 | 5000
4030 | 5000 | 5000
4031 | 5000 | 5000
4032 | 5000 | 5000
4033 | 5000 | 5000
4034 | 5000 | 5000
4035 | 5000 | 5000
4036 | 5000 | 5000
4037 | 5000 | 5000
4038 | 5000 | 5000
4039 | 5000 | 5000
4040 | 5000 | 5000
4041 | 5000 | 5000
4042 | 5000 | 5000
4043 | 5000 | 5000
4044 | 5000 | 5000
4045 | 5000 | 5000
4046 | 5000 | 5000
4047 | 5000 | 5000
4048 | 5000 | 5000
4049 | 5000 | 5000
4050 | 5000 | 5000
4051 | 5000 | 5000
4052 | 5000 | 5000
4053 | 5000 | 5000
4054 | 5000 | 5000
4055 | 5000 | 5000
4056 | 5000 | 5000
4057 | 5000 | 5000
4058 | 5000 | 5000
4059 | 5000 | 5000
4060 | 5000 | 5000
4061 | 5000 | 5000
4062 | 5000 | 5000
4063 | 5000 | 5000
4064 | 5000 | 5000
4065 | 5000 | 5000
4066 | 5000 | 5000
4067 | 5000 | 5000
4068 | 5000 | 5000
4069 | 5000 | 5000
4070 | 5000 | 5000
4071 | 5000 | 5000
4072 | 5000 | 5000
4073 | 5000 | 5000
4074 | 5000 | 5000
4075 | 5000 | 5000
4076 | 5000 | 5000
4077 | 5000 | 5000
4078 | 5000 | 5000
4079 | 5000 | 5000
4080 | 5000 | 5000
4081 | 5000 | 5000
4082 | 5000 | 5000
4083 | 5000 | 5000
4084 | 5000 | 5000
4085 | 5000 | 5000
4086 | 5000 | 5000
4087 | 5000 | 5000
4088 | 5000 | 5000
4089 | 5000 | 5000
4090 | 5000 | 5000
4091 | 5000 | 5000
4092 | 5000 | 5000
4093 | 5000 | 5000
4094 | 5000 | 5000
4095 | 5000 | 5000
4096 | 5000 | 5000
4097 | 5000 | 5000
4098 | 5000 | 5000
4099 | 5000 | 5000
4100 | 5000 | 5000
4101 | 5000 | 5000
4102 | 5000 | 5000
4103 | 5000 | 5000
4104 | 5000 | 5000
4105 | 5000 | 5000
4106 | 5000 | 5000
4107 | 5000 | 5000
4108 | 5000 | 5000
4109 | 5000 | 5000
4110 | 5000 | 5000
4111 | 5000 | 5000
4112 | 5000 | 5000
4113 | 5000 | 5000
4114 | 5000 | 5000
4115 | 5000 | 5000
4116 | 5000 | 5000
4117 | 5000 | 5000
4118 | 5000 | 5000
4119 | 5000 | 5000
4120 | 5000 | 5000
4121 | 5000 | 5000
4122 | 5000 | 5000
4123 | 5000 | 5000
4124 | 5000 | 5000
4125 | 5000 | 5000
4126 | 5000 | 5000
4127 | 5000 | 5000
4128 | 5000 | 5000
4129 | 5000 | 5000
4130 | 5000 | 5000
4131 | 5000 | 5000
4132 | 5000 | 5000
4133 | 5000 | 5000
4134 | 5000 | 5000
4135 | 5000 | 5000
4136 | 5000 | 5000
4137 | 5000 | 5000
4138 | 5000 | 5000
4139 | 5000 | 5000
4140 | 5000 | 5000
4141 | 5000 | 5000
4142 | 5000 | 5000
4143 | 5000 | 5000
4144 | 5000 | 5000
4145 | 5000 | 5000
4146 | 5000 | 5000
4147 | 5000 | 5000
4148 | 5000 | 5000
4149 | 5000 | 5000
4150 | 5000 | 5000
4151 | 5000 | 5000
4152 | 5000 | 5000
4153 | 5000 | 5000
4154 | 5000 | 5000
4155 | 5000 | 5000
4156 | 5000 | 5000
4157 | 5000 | 5000
4158 | 5000 | 5000
4159 | 5000 | 5000
4160 | 5000 | 5000
4161 | 5000 | 5000
4162 | 5000 | 5000
4163 | 5000 | 5000
4164 | 5000 | 5000
4165 | 5000 | 5000
4166 | 5000 | 5000
4167 | 5000 | 5000
4168 | 5000 | 5000
4169 | 5000 | 5000
4170 | 5000 | 5000
4171 | 5000 | 5000
4172 | 5000 | 5000
4173 | 5000 | 5000
4174 | 5000 | 5000
4175 | 5000 | 5000
4176 | 5000 | 5000
4177 | 5000 | 5000
4178 | 5000 | 5000
4179 | 5000 | 5000
4180 | 5000 | 5000
4181 | 5000 | 5000
4182 | 5000 | 5000
4183 | 5000 | 5000
4184 | 5000 | 5000
4185 | 5000 | 5000
4186 | 5000 | 5000
4187 | 5000 | 5000
4188 | 5000 | 5000
4189 | 5000 | 5000
4190 | 5000 | 5000
4191 | 5000 | 5000
4192 | 5000 | 5000
4193 | 5000 | 5000
4194 | 5000 | 5000
4195 | 5000 | 5000
4196 | 5000 | 5000
4197 | 5000 | 5000
4198 | 5000 | 5000
4199 | 5000 | 5000
4200 | 5000 | 5000
4201 | 5000 | 5000
4202 | 5000 | 5000
4203 | 5000 | 5000
4204 | 5000 | 5000
4205 | 5000 | 5000
4206 | 5000 | 5000
4207 | 5000 | 5000
4208 | 5000 | 5000
4209 | 5000 | 5000
4210 | 5000 | 5000
4211 | 5000 | 5000
4212 | 5000 | 5000
4213 | 5000 | 5000
4214 | 5000 | 5000
4215 | 5000 | 5000
4216 | 5000 | 5000
4217 | 5000 | 5000
4218 | 5000 | 5000
4219 | 5000 | 5000
4220 | 5000 | 5000
4221 | 5000 | 5000
4222 | 5000 | 5000
4223 | 5000 | 5000
4224 | 5000 | 5000
4225 | 5000 | 5000
4226 | 5000 | 5000
4227 | 5000 | 5000
4228 | 5000 | 5000
4229 | 5000 | 5000
4230 | 5000 | 5000
4231 | 5000 | 5000
4232 | 5000 | 5000
4233 | 5000 | 5000
4234 | 5000 | 5000
4235 | 5000 | 5000
4236 | 5000 | 5000
4237 | 5000 | 5000
4238 | 5000 | 5000
4239 | 5000 | 5000
4240 | 5000 | 5000
4241 | 5000 | 5000
4242 | 5000 | 5000
4243 | 5000 | 5000
4244 | 5000 | 5000
4245 | 5000 | 5000
4246 | 5000 | 5000
4247 | 5000 | 5000
4248 | 5000 | 5000
4249 | 5000 | 5000
4250 | 5000 | 5000
4251 | 5000 | 5000
4252 | 5000 | 5000
4253 | 5000 | 5000
4254 | 5000 | 5000
4255 | 5000 | 5000
4256 | 5000 | 5000
4257 | 5000 | 5000
4258 | 5000 | 5000
4259 | 5000 | 5000
4260 | 5000 | 5000
4261 | 5000 | 5000
4262 | 5000 | 5000
4263 | 5000 | 5000
4264 | 5000 | 5000
4265 | 5000 | 5000
4266 | 5000 | 5000
4267 | 5000 | 5000
4268 | 5000 | 5000
4269 | 5000 | 5000
4270 | 5000 | 5000
4271 | 5000 | 5000
4272 | 5000 | 5000
4273 | 5000 | 5000
4274 | 5000 | 5000
4275 | 5000 | 5000
4276 | 5000 | 5000
4277 | 5000 | 5000
4278 | 5000 | 5000
4279 | 5000 | 5000
4280 | 5000 | 5000
4281 | 5000 | 5000
4282 | 5000 | 5000
4283 | 5000 | 5000
4284 | 5000 | 5000
4285 | 5000 | 5000
4286 | 5000 | 5000
4287 | 5000 | 5000
4288 | 5000 | 5000
4289 | 5000 | 5000
4290 | 5000 | 5000
4291 | 5000 | 5000
4292 | 5000 | 5000
4293 | 5000 | 5000
4294 | 5000 | 5000
4295 | 5000 | 5000
4296 | 5000 | 5000
4297 | 5000 | 5000
4298 | 5000 | 5000
4299 | 5000 | 5000
4300 | 5000 | 5000
4301 | 5000 | 5000
4302 | 5000 | 5000
4303 | 5000 | 5000
4304 | 5000 | 5000
4305 | 5000 | 5000
4306 | 5000 | 5000
4307 | 5000 | 5000
4308 | 5000 | 5000
4309 | 5000 | 5000
4310 | 5000 | 5000
4311 | 5000 | 5000
4312 | 5000 | 5000
4313 | 5000 | 5000
4314 | 5000 | 5000
4315 | 5000 | 5000
4316 | 5000 | 5000
4317 | 5000 | 5000
4318 | 5000 | 5000
4319 | 5000 | 5000
4320 | 5000 | 5000
4321 | 5000 | 5000
4322 | 5000 | 5000
4323 | 5000 | 5000
4324 | 5000 | 5000
4325 | 5000 | 5000
4326 | 5000 | 5000
4327 | 5000 | 5000
4328 | 5000 | 5000
4329 | 5000 | 5000
4330 | 5000 | 5000
4331 | 5000 | 5000
4332 | 5000 | 5000
4333 | 5000 | 5000
4334 | 5000 | 5000
4335 | 5000 | 5000
4336 | 5000 | 5000
4337 | 5000 | 5000
4338 | 5000 | 5000
4339 | 5000 | 5000
4340 | 5000 | 5000
4341 | 5000 | 5000
4342 | 5000 | 5000
4343 | 5000 | 5000
4344 | 5000 | 5000
4345 | 5000 | 5000
4346 | 5000 | 5000
4347 | 5000 | 5000
4348 | 5000 | 5000
4349 | 5000 | 5000
4350 | 5000 | 5000
4351 | 5000 | 5000
4352 | 5000 | 5000
4353 | 5000 | 5000
4354 | 5000 | 5000
4355 | 5000 | 5000
4356 | 5000 | 5000
4357 | 5000 | 5000
4358 | 5000 | 5000
4359 | 5000 | 5000
4360 | 5000 | 5000
4361 | 5000 | 5000
4362 | 5000 | 5000
4363 | 5000 | 5000
4364 | 5000 | 5000
4365 | 5000 | 5000
4366 | 5000 | 5000
4367 | 5000 | 5000
4368 | 5000 | 5000
4369 | 5000 | 5000
4370 | 5000 | 5000
4371 | 5000 | 5000
4372 | 5000 | 5000
4373 | 5000 | 5000
4374 | 5000 | 5000
4375 | 5000 | 5000
4376 | 5000 | 5000
4377 | 5000 | 5000
4378 | 5000 | 5000
4379 | 5000 | 5000
4380 | 5000 | 5000
4381 | 5000 | 5000
4382 | 5000 | 5000
4383 | 5000 | 5000
4384 | 5000 | 5000
4385 | 5000 | 5000
4386 | 5000 | 5000
4387 | 5000 | 5000
4388 | 5000 | 5000
4389 | 5000 | 5000
4390 | 5000 | 5000
4391 | 5000 | 5000
4392 | 5000 | 5000
4393 | 5000 | 5000
4394 | 5000 | 5000
4395 | 5000 | 5000
4396 | 5000 | 5000
4397 | 5000 | 5000
4398 | 5000 | 5000
4399 | 5000 | 5000
4400 | 5000 | 5000
4401 | 5000 | 5000
4402 | 5000 | 5000
4403 | 5000 | 5000
4404 | 5000 | 5000
4405 | 5000 | 5000
4406 | 5000 | 5000
4407 | 5000 | 5000
4408 | 5000 | 5000
4409 | 5000 | 5000
4410 | 5000 | 5000
4411 | 5000 | 5000
4412 | 5000 | 5000
4413 | 5000 | 5000
4414 | 5000 | 5000
4415 | 5000 | 5000
4416 | 5000 | 5000
4417 | 5000 | 5000
4418 | 5000 | 5000
4419 | 5000 | 5000
4420 | 5000 | 5000
4421 | 5000 | 5000
4422 | 5000 | 5000
4423 | 5000 | 5000
4424 | 5000 | 5000
4425 | 5000 | 5000
4426 | 5000 | 5000
4427 | 5000 | 5000
4428 | 5000 | 5000
4429 | 5000 | 5000
4430 | 5000 | 5000
4431 | 5000 | 5000
4432 | 5000 | 5000
4433 | 5000 | 5000
4434 | 5000 | 5000
4435 | 5000 | 5000
4436 | 5000 | 5000
4437 | 5000 | 5000
4438 | 5000 | 5000
4439 | 5000 | 5000
4440 | 5000 | 5000
4441 | 5000 | 5000
4442 | 5000 | 5000
4443 | 5000 | 5000
4444 | 5000 | 5000
4445 | 5000 | 5000
4446 | 5000 | 5000
4447 | 5000 | 5000
4448 | 5000 | 5000
4449 | 5000 | 5000
4450 | 5000 | 5000
4451 | 5000 | 5000
4452 | 5000 | 5000
4453 | 5000 | 5000
4454 | 5000 | 5000
4455 | 5000 | 5000
4456 | 5000 | 5000
4457 | 5000 | 5000
4458 | 5000 | 5000
4459 | 5000 | 5000
4460 | 5000 | 5000
4461 | 5000 | 5000
4462 | 5000 | 5000
4463 | 5000 | 5000
4464 | 5000 | 5000
4465 | 5000 | 5000
4466 | 5000 | 5000
4467 | 5000 | 5000
4468 | 5000 | 5000
4469 | 5000 | 5000
4470 | 5000 | 5000
4471 | 5000 | 5000
4472 | 5000 | 5000
4473 | 5000 | 5000
4474 | 5000 | 5000
4475 | 5000 | 5000
4476 | 5000 | 5000
4477 | 5000 | 5000
4478 | 5000 | 5000
4479 | 5000 | 5000
4480 | 5000 | 5000
4481 | 5000 | 5000
4482 | 5000 | 5000
4483 | 5000 | 5000
4484 | 5000 | 5000
4485 | 5000 | 5000
4486 | 5000 | 5000
4487 | 5000 | 5000
4488 | 5000 | 5000
4489 | 5000 | 5000
4490 | 5000 | 5000
4491 | 5000 | 5000
4492 | 5000 | 5000
4493 | 5000 | 5000
4494 | 5000 | 5000
4495 | 5000 | 5000
4496 | 5000 | 5000
4497 | 5000 | 5000
4498 | 5000 | 5000
4499 | 5000 | 5000
4500 | 5000 | 5000
4501 | 5000 | 5000
4502 | 5000 | 5000
4503 | 5000 | 5000
4504 | 5000 | 5000
4505 | 5000 | 5000
4506 | 5000 | 5000
4507 | 5000 | 5000
4508 | 5000 | 5000
4509 | 5000 | 5000
4510 | 5000 | 5000
4511 | 5000 | 5000
4512 | 5000 | 5000
4513 | 5000 | 5000
4514 | 5000 | 5000
4515 | 5000 | 5000
4516 | 5000 | 5000
4517 | 5000 | 5000
4518 | 5000 | 5000
4519 | 5000 | 5000
4520 | 5000 | 5000
4521 | 5000 | 5000
4522 | 5000 | 5000
4523 | 5000 | 5000
4524 | 5000 | 5000
4525 | 5000 | 5000
4526 | 5000 | 5000
4527 | 5000 | 5000
4528 | 5000 | 5000
4529 | 5000 | 5000
4530 | 5000 | 5000
4531 | 5000 | 5000
4532 | 5000 | 5000
4533 | 5000 | 5000
4534 | 5000 | 5000
4535 | 5000 | 5000
4536 | 5000 | 5000
4537 | 5000 | 5000
4538 | 5000 | 5000
4539 | 5000 | 5000
4540 | 5000 | 5000
4541 | 5000 | 5000
4542 | 5000 | 5000
4543 | 5000 | 5000
4544 | 5000 | 5000
4545 | 5000 | 5000
4546 | 5000 | 5000
4547 | 5000 | 5000
4548 | 5000 | 5000
4549 | 5000 | 5000
4550 | 5000 | 5000
4551 | 5000 | 5000
4552 | 5000 | 5000
4553 | 5000 | 5000
4554 | 5000 | 5000
4555 | 5000 | 5000
4556 | 5000 | 5000
4557 | 5000 | 5000
4558 | 5000 | 5000
4559 | 5000 | 5000
4560 | 5000 | 5000
4561 | 5000 | 5000
4562 | 5000 | 5000
4563 | 5000 | 5000
4564 | 5000 | 5000
4565 | 5000 | 5000
4566 | 5000 | 5000
4567 | 5000 | 5000
4568 | 5000 | 5000
4569 | 5000 | 5000
4570 | 5000 | 5000
4571 | 5000 | 5000
4572 | 5000 | 5000
4573 | 5000 | 5000
4574 | 5000 | 5000
4575 | 5000 | 5000
4576 | 5000 | 5000
4577 | 5000 | 5000
4578 | 5000 | 5000
4579 | 5000 | 5000
4580 | 5000 | 5000
4581 | 5000 | 5000
4582 | 5000 | 5000
4583 | 5000 | 5000
4584 | 5000 | 5000
4585 | 5000 | 5000
4586 | 5000 | 5000
4587 | 5000 | 5000
4588 | 5000 | 5000
4589 | 5000 | 5000
4590 | 5000 | 5000
4591 | 5000 | 5000
4592 | 5000 | 5000
4593 | 5000 | 5000
4594 | 5000 | 5000
4595 | 5000 | 5000
4596 | 5000 | 5000
4597 | 5000 | 5000
4598 | 5000 | 5000
4599 | 5000 | 5000
4600 | 5000 | 5000
4601 | 5000 | 5000
4602 | 5000 | 5000
4603 | 5000 | 5000
4604 | 5000 | 5000
4605 | 5000 | 5000
4606 | 5000 | 5000
4607 | 5000 | 5000
4608 | 5000 | 5000
4609 | 5000 | 5000
4610 | 5000 | 5000
4611 | 5000 | 5000
4612 | 5000 | 5000
4613 | 5000 | 5000
4614 | 5000 | 5000
4615 | 5000 | 5000
4616 | 5000 | 5000
4617 | 5000 | 5000
4618 | 5000 | 5000
4619 | 5000 | 5000
4620 | 5000 | 5000
4621 | 5000 | 5000
4622 | 5000 | 5000
4623 | 5000 | 5000
4624 | 5000 | 5000
4625 | 5000 | 5000
4626 | 5000 | 5000
4627 | 5000 | 5000
4628 | 5000 | 5000
4629 | 5000 | 5000
4630 | 5000 | 5000
4631 | 5000 | 5000
4632 | 5000 | 5000
4633 | 5000 | 5000
4634 | 5000 | 5000
4635 | 5000 | 5000
4636 | 5000 | 5000
4637 | 5000 | 5000
4638 | 5000 | 5000
4639 | 5000 | 5000
4640 | 5000 | 5000
4641 | 5000 | 5000
4642 | 5000 | 5000
4643 | 5000 | 5000
4644 | 5000 | 5000
4645 | 5000 | 5000
4646 | 5000 | 5000
4647 | 5000 | 5000
4648 | 5000 | 5000
4649 | 5000 | 5000
4650 | 5000 | 5000
4651 | 5000 | 5000
4652 | 5000 | 5000
4653 | 5000 | 5000
4654 | 5000 | 5000
4655 | 5000 | 5000
4656 | 5000 | 5000
4657 | 5000 | 5000
4658 | 5000 | 5000
4659 | 5000 | 5000
4660 | 5000 | 5000
4661 | 5000 | 5000
4662 | 5000 | 5000
4663 | 5000 | 5000
4664 | 5000 | 5000
4665 | 5000 | 5000
4666 | 5000 | 5000
4667 | 5000 | 5000
4668 | 5000 | 5000
4669 | 5000 | 5000
4670 | 5000 | 5000
4671 | 5000 | 5000
4672 | 5000 | 5000
4673 | 5000 | 5000
4674 | 5000 | 5000
4675 | 5000 | 5000
4676 | 5000 | 5000
4677 | 5000 | 5000
4678 | 5000 | 5000
4679 | 5000 | 5000
4680 | 5000 | 5000
4681 | 5000 | 5000
4682 | 5000 | 5000
4683 | 5000 | 5000
4684 | 5000 | 5000
4685 | 5000 | 5000
4686 | 5000 | 5000
4687 | 5000 | 5000
4688 | 5000 | 5000
4689 | 5000 | 5000
4690 | 5000 | 5000
4691 | 5000 | 5000
4692 | 5000 | 5000
4693 | 5000 | 5000
4694 | 5000 | 5000
4695 | 5000 | 5000
4696 | 5000 | 5000
4697 | 5000 | 5000
4698 | 5000 | 5000
4699 | 5000 | 5000
4700 | 5000 | 5000
4701 | 5000 | 5000
4702 | 5000 | 5000
4703 | 5000 | 5000
4704 | 5000 | 5000
4705 | 5000 | 5000
4706 | 5000 | 5000
4707 | 5000 | 5000
4708 | 5000 | 5000
4709 | 5000 | 5000
4710 | 5000 | 5000
4711 | 5000 | 5000
4712 | 5000 | 5000
4713 | 5000 | 5000
4714 | 5000 | 5000
4715 | 5000 | 5000
4716 | 5000 | 5000
4717 | 5000 | 5000
4718 | 5000 | 5000
4719 | 5000 | 5000
4720 | 5000 | 5000
4721 | 5000 | 5000
4722 | 5000 | 5000
4723 | 5000 | 5000
4724 | 5000 | 5000
4725 | 5000 | 5000
4726 | 5000 | 5000
4727 | 5000 | 5000
4728 | 5000 | 5000
4729 | 5000 | 5000
4730 | 5000 | 5000
4731 | 5000 | 5000
4732 | 5000 | 5000
4733 | 5000 | 5000
4734 | 5000 | 5000
4735 | 5000 | 5000
4736 | 5000 | 5000
4737 | 5000 | 5000
4738 | 5000 | 5000
4739 | 5000 | 5000
4740 | 5000 | 5000
4741 | 5000 | 5000
4742 | 5000 | 5000
4743 | 5000 | 5000
4744 | 5000 | 5000
4745 | 5000 | 5000
4746 | 5000 | 5000
4747 | 5000 | 5000
4748 | 5000 | 5000
4749 | 5000 | 5000
4750 | 5000 | 5000
4751 | 5000 | 5000
4752 | 5000 | 5000
4753 | 5000 | 5000
4754 | 5000 | 5000
4755 | 5000 | 5000
4756 | 5000 | 5000
4757 | 5000 | 5000
4758 | 5000 | 5000
4759 | 5000 | 5000
4760 | 5000 | 5000
4761 | 5000 | 5000
4762 | 5000 | 5000
4763 | 5000 | 5000
4764 | 5000 | 5000
4765 | 5000 | 5000
4766 | 5000 | 5000
4767 | 5000 | 5000
4768 | 5000 | 5000
4769 | 5000 | 5000
4770 | 5000 | 5000
4771 | 5000 | 5000
4772 | 5000 | 5000
4773 | 5000 | 5000
4774 | 5000 | 5000
4775 | 5000 | 5000
4776 | 5000 | 5000
4777 | 5000 | 5000
4778 | 5000 | 5000
4779 | 5000 | 5000
4780 | 5000 | 5000
4781 | 5000 | 5000
4782 | 5000 | 5000
4783 | 5000 | 5000
4784 | 5000 | 5000
4785 | 5000 | 5000
4786 | 5000 | 5000
4787 | 5000 | 5000
4788 | 5000 | 5000
4789 | 5000 | 5000
4790 | 5000 | 5000
4791 | 5000 | 5000
4792 | 5000 | 5000
4793 | 5000 | 5000
4794 | 5000 | 5000
4795 | 5000 | 5000
4796 | 5000 | 5000
4797 | 5000 | 5000
4798 | 5000 | 5000
4799 | 5000 | 5000
4800 | 5000 | 5000
4801 | 5000 | 5000
4802 | 5000 | 5000
4803 | 5000 | 5000
4804 | 5000 | 5000
4805 | 5000 | 5000
4806 | 5000 | 5000
4807 | 5000 | 5000
4808 | 5000 | 5000
4809 | 5000 | 5000
4810 | 5000 | 5000
4811 | 5000 | 5000
4812 | 5000 | 5000
4813 | 5000 | 5000
4814 | 5000 | 5000
4815 | 5000 | 5000
4816 | 5000 | 5000
4817 | 5000 | 5000
4818 | 5000 | 5000
4819 | 5000 | 5000
4820 | 5000 | 5000
4821 | 5000 | 5000
4822 | 5000 | 5000
4823 | 5000 | 5000
4824 | 5000 | 5000
4825 | 5000 | 5000
4826 | 5000 | 5000
4827 | 5000 | 5000
4828 | 5000 | 5000
4829 | 5000 | 5000
4830 | 5000 | 5000
4831 | 5000 | 5000
4832 | 5000 | 5000
4833 | 5000 | 5000
4834 | 5000 | 5000
4835 | 5000 | 5000
4836 | 5000 | 5000
4837 | 5000 | 5000
4838 | 5000 | 5000
4839 | 5000 | 5000
4840 | 5000 | 5000
4841 | 5000 | 5000
4842 | 5000 | 5000
4843 | 5000 | 5000
4844 | 5000 | 5000
4845 | 5000 | 5000
4846 | 5000 | 5000
4847 | 5000 | 5000
4848 | 5000 | 5000
4849 | 5000 | 5000
4850 | 5000 | 5000
4851 | 5000 | 5000
4852 | 5000 | 5000
4853 | 5000 | 5000
4854 | 5000 | 5000
4855 | 5000 | 5000
4856 | 5000 | 5000
4857 | 5000 | 5000
4858 | 5000 | 5000
4859 | 5000 | 5000
4860 | 5000 | 5000
4861 | 5000 | 5000
4862 | 5000 | 5000
4863 | 5000 | 5000
4864 | 5000 | 5000
4865 | 5000 | 5000
4866 | 5000 | 5000
4867 | 5000 | 5000
4868 | 5000 | 5000
4869 | 5000 | 5000
4870 | 5000 | 5000
4871 | 5000 | 5000
4872 | 5000 | 5000
4873 | 5000 | 5000
4874 | 5000 | 5000
4875 | 5000 | 5000
4876 | 5000 | 5000
4877 | 5000 | 5000
4878 | 5000 | 5000
4879 | 5000 | 5000
4880 | 5000 | 5000
4881 | 5000 | 5000
4882 | 5000 | 5000
4883 | 5000 | 5000
4884 | 5000 | 5000
4885 | 5000 | 5000
4886 | 5000 | 5000
4887 | 5000 | 5000
4888 | 5000 | 5000
4889 | 5000 | 5000
4890 | 5000 | 5000
4891 | 5000 | 5000
4892 | 5000 | 5000
4893 | 5000 | 5000
4894 | 5000 | 5000
4895 | 5000 | 5000
4896 | 5000 | 5000
4897 | 5000 | 5000
4898 | 5000 | 5000
4899 | 5000 | 5000
4900 | 5000 | 5000
4901 | 5000 | 5000
4902 | 5000 | 5000
4903 | 5000 | 5000
4904 | 5000 | 5000
4905 | 5000 | 5000
4906 | 5000 | 5000
4907 | 5000 | 5000
4908 | 5000 | 5000
4909 | 5000 | 5000
4910 | 5000 | 5000
4911 | 5000 | 5000
4912 | 5000 | 5000
4913 | 5000 | 5000
4914 | 5000 | 5000
4915 | 5000 | 5000
4916 | 5000 | 5000
4917 | 5000 | 5000
4918 | 5000 | 5000
4919 | 5000 | 5000
4920 | 5000 | 5000
4921 | 5000 | 5000
4922 | 5000 | 5000
4923 | 5000 | 5000
4924 | 5000 | 5000
4925 | 5000 | 5000
4926 | 5000 | 5000
4927 | 5000 | 5000
4928 | 5000 | 5000
4929 | 5000 | 5000
4930 | 5000 | 5000
4931 | 5000 | 5000
4932 | 5000 | 5000
4933 | 5000 | 5000
4934 | 5000 | 5000
4935 | 5000 | 5000
4936 | 5000 | 5000
4937 | 5000 | 5000
4938 | 5000 | 5000
4939 | 5000 | 5000
4940 | 5000 | 5000
4941 | 5000 | 5000
4942 | 5000 | 5000
4943 | 5000 | 5000
4944 | 5000 | 5000
4945 | 5000 | 5000
4946 | 5000 | 5000
4947 | 5000 | 5000
4948 | 5000 | 5000
4949 | 5000 | 5000
4950 | 5000 | 5000
4951 | 5000 | 5000
4952 | 5000 | 5000
4953 | 5000 | 5000
4954 | 5000 | 5000
4955 | 5000 | 5000
4956 | 5000 | 5000
4957 | 5000 | 5000
4958 | 5000 | 5000
4959 | 5000 | 5000
4960 | 5000 | 5000
4961 | 5000 | 5000
4962 | 5000 | 5000
4963 | 5000 | 5000
4964 | 5000 | 5000
4965 | 5000 | 5000
4966 | 5000 | 5000
4967 | 5000 | 5000
4968 | 5000 | 5000
4969 | 5000 | 5000
4970 | 5000 | 5000
4971 | 5000 | 5000
4972 | 5000 | 5000
4973 | 5000 | 5000
4974 | 5000 | 5000
4975 | 5000 | 5000
4976 | 5000 | 5000
4977 | 5000 | 5000
4978 | 5000 | 5000
4979 | 5000 | 5000
4980 | 5000 | 5000
4981 | 5000 | 5000
4982 | 5000 | 5000
4983 | 5000 | 5000
4984 | 5000 | 5000
4985 | 5000 | 5000
4986 | 5000 | 5000
4987 | 5000 | 5000
4988 | 5000 | 5000
4989 | 5000 | 5000
4990 | 5000 | 5000
4991 | 5000 | 5000
4992 | 5000 | 5000
4993 | 5000 | 5000
4994 | 5000 | 5000
4995 | 5000 | 5000
4996 | 5000 | 5000
4997 | 5000 | 5000
4998 | 5000 | 5000
4999 | 5000 | 5000
5000 | 5000 | 5000
5001 | 5000 | 5000
5002 | 5000 | 5000
5003 | 5000 | 5000
5004 | 5000 | 5000
5005 | 5000 | 5000
5006 | 5000 | 5000
5007 | 5000 | 5000
5008 | 5000 | 5000
5009 | 5000 | 5000
5010 | 5000 | 5000
5011 | 5000 | 5000
5012 | 5000 | 5000
5013 | 5000 | 5000
5014 | 5000 | 5000
5015 | 5000 | 5000
5016 | 5000 | 5000
5017 | 5000 | 5000
5018 | 5000 | 5000
5019 | 5000 | 5000
5020 | 5000 | 5000
5021 | 5000 | 5000
5022 | 5000 | 5000
5023 | 5000 | 5000
5024 | 5000 | 5000
5025 | 5000 | 5000
5026 | 5000 | 5000
5027 | 5000 | 5000
5028 | 5000 | 5000
5029 | 5000 | 5000
5030 | 5000 | 5000
5031 | 5000 | 5000
5032 | 5000 | 5000
5033 | 5000 | 5000
5034 | 5000 | 5000
5035 | 5000 | 5000
5036 | 5000 | 5000
5037 | 5000 | 5000
5038 | 5000 | 5000
5039 | 5000 | 5000
5040 | 5000 | 5000
5041 | 5000 | 5000
5042 | 5000 | 5000
5043 | 5000 | 5000
5044 | 5000 | 5000
5045 | 5000 | 5000
5046 | 5000 | 5000
5047 | 5000 | 5000
5048 | 5000 | 5000
5049 | 5000 | 5000
5050 | 5000 | 5000
5051 | 5000 | 5000
5052 | 5000 | 5000
5053 | 5000 | 5000
5054 | 5000 | 5000
5055 | 5000 | 5000
5056 | 5000 | 5000
5057 | 5000 | 5000
5058 | 5000 | 5000
5059 | 5000 | 5000
5060 | 5000 | 5000
5061 | 5000 | 5000
5062 | 5000 | 5000
5063 | 5000 | 5000
5064 | 5000 | 5000
5065 | 5000 | 5000
5066 | 5000 | 5000
5067 | 5000 | 5000
5068 | 5000 | 5000
5069 | 5000 | 5000
5070 | 5000 | 5000
5071 | 5000 | 5000
5072 | 5000 | 5000
5073 | 5000 | 5000
5074 | 5000 | 5000
5075 | 5000 | 5000
5076 | 5000 | 5000
5077 | 5000 | 5000
5078 | 5000 | 5000
5079 | 5000 | 5000
5080 | 5000 | 5000
5081 | 5000 | 5000
5082 | 5000 | 5000
5083 | 5000 | 5000
5084 | 5000 | 5000
5085 | 5000 | 5000
5086 | 5000 | 5000
5087 | 5000 | 5000
5088 | 5000 | 5000
5089 | 5000 | 5000
5090 | 5000 | 5000
5091 | 5000 | 5000
5092 | 5000 | 5000
5093 | 5000 | 5000
5094 | 5000 | 5000
5095 | 5000 | 5000
5096 | 5000 | 5000
5097 | 5000 | 5000
5098 | 5000 | 5000
5099 | 5000 | 5000
5100 | 5000 | 5000
5101 | 5000 | 5000
5102 | 5000 | 5000
5103 | 5000 | 5000
5104 | 5000 | 5000
5105 | 5000 | 5000
5106 | 5000 | 5000
5107 | 5000 | 5000
5108 | 5000 | 5000
5109 | 5000 | 5000
5110 | 5000 | 5000
5111 | 5000 | 5000
5112 | 5000 | 5000
5113 | 5000 | 5000
5114 | 5000 | 5000
5115 | 5000 | 5000
5116 | 5000 | 5000
5117 | 5000 | 5000
5118 | 5000 | 5000
5119 | 5000 | 5000
5120 | 5000 | 5000
5121 | 5000 | 5000
5122 | 5000 | 5000
5123 | 5000 | 5000
5124 | 5000 | 5000
5125 | 5000 | 5000
5126 | 5000 | 5000
5127 | 5000 | 5000
5128 | 5000 | 5000
5129 | 5000 | 5000
5130 | 5000 | 5000
5131 | 5000 | 5000
5132 | 5000 | 5000
5133 | 5000 | 5000
5134 | 5000 | 5000
5135 | 5000 | 5000
5136 | 5000 | 5000
5137 | 5000 | 5000
5138 | 5000 | 5000
5139 | 5000 | 5000
5140 | 5000 | 5000
5141 | 5000 | 5000
5142 | 5000 | 5000
5143 | 5000 | 5000
5144 | 5000 | 5000
5145 | 5000 | 5000
5146 | 5000 | 5000
5147 | 5000 | 5000
5148 | 5000 | 5000
5149 | 5000 | 5000
5150 | 5000 | 5000
5151 | 5000 | 5000
5152 | 5000 | 5000
5153 | 5000 | 5000
5154 | 5000 | 5000
5155 | 5000 | 5000
5156 | 5000 | 5000
5157 | 5000 | 5000
5158 | 5000 | 5000
5159 | 5000 | 5000
5160 | 5000 | 5000
5161 | 5000 | 5000
5162 | 5000 | 5000
5163 | 5000 | 5000
5164 | 5000 | 5000
5165 | 5000 | 5000
5166 | 5000 | 5000
5167 | 5000 | 5000
5168 | 5000 | 5000
5169 | 5000 | 5000
5170 | 5000 | 5000
5171 | 5000 | 5000
5172 | 5000 | 5000
5173 | 5000 | 5000
5174 | 5000 | 5000
5175 | 5000 | 5000
5176 | 5000 | 5000
5177 | 5000 | 5000
5178 | 5000 | 5000
5179 | 5000 | 5000
5180 | 5000 | 5000
5181 | 5000 | 5000
5182 | 5000 | 5000
5183 | 5000 | 5000
5184 | 5000 | 5000
5185 | 5000 | 5000
5186 | 5000 | 5000
5187 | 5000 | 5000
5188 | 5000 | 5000
5189 | 5000 | 5000
5190 | 5000 | 5000
5191 | 5000 | 5000
5192 | 5000 | 5000
5193 | 5000 | 5000
5194 | 5000 | 5000
5195 | 5000 | 5000
5196 | 5000 | 5000
5197 | 5000 | 5000
5198 | 5000 | 5000
5199 | 5000 | 5000
5200 | 5000 | 5000
5201 | 5000 | 5000
5202 | 5000 | 5000
5203 | 5000 | 5000
5204 | 5000 | 5000
5205 | 5000 | 5000
5206 | 5000 | 5000
5207 | 5000 | 5000
5208 | 5000 | 5000
5209 | 5000 | 5000
5210 | 5000 | 5000
5211 | 5000 | 5000
5212 | 5000 | 5000
5213 | 5000 | 5000
5214 | 5000 | 5000
5215 | 5000 | 5000
5216 | 5000 | 5000
5217 | 5000 | 5000
5218 | 5000 | 5000
5219 | 5000 | 5000
5220 | 5000 | 5000
5221 | 5000 | 5000
5222 | 5000 | 5000
5223 | 5000 | 5000
5224 | 5000 | 5000
5225 | 5000 | 5000
5226 | 5000 | 5000
5227 | 5000 | 5000
5228 | 5000 | 5000
5229 | 5000 | 5000
5230 | 5000 | 5000
5231 | 5000 | 5000
5232 | 5000 | 5000
5233 | 5000 | 5000
5234 | 5000 | 5000
5235 | 5000 | 5000
5236 | 5000 | 5000
5237 | 5000 | 5000
5238 | 5000 | 5000
5239 | 5000 | 5000
5240 | 5000 | 5000
5241 | 5000 | 5000
5242 | 5000 | 5000
5243 | 5000 | 5000
5244 | 5000 | 5000
5245 | 5000 | 5000
5246 | 5000 | 5000
5247 | 5000 | 5000
5248 | 5000 | 5000
5249 | 5000 | 5000
5250 | 5000 | 5000
5251 | 5000 | 5000
5252 | 5000 | 5000
5253 | 5000 | 5000
5254 | 5000 | 5000
5255 | 5000 | 5000
5256 | 5000 | 5000
5257 | 5000 | 5000
5258 | 5000 | 5000
5259 | 5000 | 5000
5260 | 5000 | 5000
5261 | 5000 | 5000
5262 | 5000 | 5000
5263 | 5000 | 5000
5264 | 5000 | 5000
5265 | 5000 | 5000
5266 | 5000 | 5000
5267 | 5000 | 5000
5268 | 5000 | 5000
5269 | 5000 | 5000
5270 | 5000 | 5000
5271 | 5000 | 5000
5272 | 5000 | 5000
5273 | 5000 | 5000
5274 | 5000 | 5000
5275 | 5000 | 5000
5276 | 5000 | 5000
5277 | 5000 | 5000
5278 | 5000 | 5000
5279 | 5000 | 5000
5280 | 5000 | 5000
5281 | 5000 | 5000
5282 | 5000 | 5000
5283 | 5000 | 5000
5284 | 5000 | 5000
5285 | 5000 | 5000
5286 | 5000 | 5000
5287 | 5000 | 5000
5288 | 5000 | 5000
5289 | 5000 | 5000
5290 | 5000 | 5000
5291 | 5000 | 5000
5292 | 5000 | 5000
5293 | 5000 | 5000
5294 | 5000 | 5000
5295 | 5000 | 5000
5296 | 5000 | 5000
5297 | 5000 | 5000
5298 | 5000 | 5000
5299 | 5000 | 5000
5300 | 5000 | 5000
5301 | 5000 | 5000
5302 | 5000 | 5000
5303 | 5000 | 5000
5304 | 5000 | 5000
5305 | 5000 | 5000
5306 | 5000 | 5000
5307 | 5000 | 5000
5308 | 5000 | 5000
5309 | 5000 | 5000
5310 | 5000 | 5000
5311 | 5000 | 5000
5312 | 5000 | 5000
5313 | 5000 | 5000
5314 | 5000 | 5000
5315 | 5000 | 5000
5316 | 5000 | 5000
5317 | 5000 | 5000
5318 | 5000 | 5000
5319 | 5000 | 5000
5320 | 5000 | 5000
5321 | 5000 | 5000
5322 | 5000 | 5000
5323 | 5000 | 5000
5324 | 5000 | 5000
5325 | 5000 | 5000
5326 | 5000 | 5000
5327 | 5000 | 5000
5328 | 5000 | 5000
5329 | 5000 | 5000
5330 | 5000 | 5000
5331 | 5000 | 5000
5332 | 5000 | 5000
5333 | 5000 | 5000
5334 | 5000 | 5000
5335 | 5000 | 5000
5336 | 5000 | 5000
5337 | 5000 | 5000
5338 | 5000 | 5000
5339 | 5000 | 5000
5340 | 5000 | 5000
5341 | 5000 | 5000
5342 | 5000 | 5000
5343 | 5000 | 5000
5344 | 5000 | 5000
5345 | 5000 | 5000
5346 | 5000 | 5000
5347 | 5000 | 5000
5348 | 5000 | 5000
5349 | 5000 | 5000
5350 | 5000 | 5000
5351 | 5000 | 5000
5352 | 5000 | 5000
5353 | 5000 | 5000
5354 | 5000 | 5000
5355 | 5000 | 5000
5356 | 5000 | 5000
5357 | 5000 | 5000
5358 | 5000 | 5000
5359 | 5000 | 5000
5360 | 5000 | 5000
5361 | 5000 | 5000
5362 | 5000 | 5000
5363 | 5000 | 5000
5364 | 5000 | 5000
5365 | 5000 | 5000
5366 | 5000 | 5000
5367 | 5000 | 5000
5368 | 5000 | 5000
5369 | 5000 | 5000
5370 | 5000 | 5000
5371 | 5000 | 5000
5372 | 5000 | 5000
5373 | 5000 | 5000
5374 | 5000 | 5000
5375 | 5000 | 5000
5376 | 5000 | 5000
5377 | 5000 | 5000
5378 | 5000 | 5000
5379 | 5000 | 5000
5380 | 5000 | 5000
5381 | 5000 | 5000
5382 | 5000 | 5000
5383 | 5000 | 5000
5384 | 5000 | 5000
5385 | 5000 | 5000
5386 | 5000 | 5000
5387 | 5000 | 5000
5388 | 5000 | 5000
5389 | 5000 | 5000
5390 | 5000 | 5000
5391 | 5000 | 5000
5392 | 5000 | 5000
5393 | 5000 | 5000
5394 | 5000 | 5000
5395 | 5000 | 5000
5396 | 5000 | 5000
5397 | 5000 | 5000
5398 | 5000 | 5000
5399 | 5000 | 5000
5400 | 5000 | 5000
5401 | 5000 | 5000
5402 | 5000 | 5000
5403 | 5000 | 5000
5404 | 5000 | 5000
5405 | 5000 | 5000
5406 | 5000 | 5000
5407 | 5000 | 5000
5408 | 5000 | 5000
5409 | 5000 | 5000
5410 | 5000 | 5000
5411 | 5000 | 5000
5412 | 5000 | 5000
5413 | 5000 | 5000
5414 | 5000 | 5000
5415 | 5000 | 5000
5416 | 5000 | 5000
5417 | 5000 | 5000
5418 | 5000 | 5000
5419 | 5000 | 5000
5420 | 5000 | 5000
5421 | 5000 | 5000
5422 | 5000 | 5000
5423 | 5000 | 5000
5424 | 5000 | 5000
5425 | 5000 | 5000
5426 | 5000 | 5000
5427 | 5000 | 5000
5428 | 5000 | 5000
5429 | 5000 | 5000
5430 | 5000 | 5000
5431 | 5000 | 5000
5432 | 5000 | 5000
5433 | 5000 | 5000
5434 | 5000 | 5000
5435 | 5000 | 5000
5436 | 5000 | 5000
5437 | 5000 | 5000
5438 | 5000 | 5000
5439 | 5000 | 5000
5440 | 5000 | 5000
5441 | 5000 | 5000
5442 | 5000 | 5000
5443 | 5000 | 5000
5444 | 5000 | 5000
5445 | 5000 | 5000
5446 | 5000 | 5000
5447 | 5000 | 5000
5448 | 5000 | 5000
5449 | 5000 | 5000
5450 | 5000 | 5000
5451 | 5000 | 5000
5452 | 5000 | 5000
5453 | 5000 | 5000
5454 | 5000 | 5000
5455 | 5000 | 5000
5456 | 5000 | 5000
5457 | 5000 | 5000
5458 | 5000 | 5000
5459 | 5000 | 5000
5460 | 5000 | 5000
5461 | 5000 | 5000
5462 | 5000 | 5000
5463 | 5000 | 5000
5464 | 5000 | 5000
5465 | 5000 | 5000
5466 | 5000 | 5000
5467 | 5000 | 5000
5468 | 5000 | 5000
5469 | 5000 | 5000
5470 | 5000 | 5000
5471 | 5000 | 5000
5472 | 5000 | 5000
5473 | 5000 | 5000
5474 | 5000 | 5000
5475 | 5000 | 5000
5476 | 5000 | 5000
5477 | 5000 | 5000
5478 | 5000 | 5000
5479 | 5000 | 5000
5480 | 5000 | 5000
5481 | 5000 | 5000
5482 | 5000 | 5000
5483 | 5000 | 5000
5484 | 5000 | 5000
5485 | 5000 | 5000
5486 | 5000 | 5000
5487 | 5000 | 5000
5488 | 5000 | 5000
5489 | 5000 | 5000
5490 | 5000 | 5000
5491 | 5000 | 5000
5492 | 5000 | 5000
5493 | 5000 | 5000
5494 | 5000 | 5000
5495 | 5000 | 5000
5496 | 5000 | 5000
5497 | 5000 | 5000
5498 | 5000 | 5000
5499 | 5000 | 5000
5500 | 5000 | 5000
5501 | 5000 | 5000
5502 | 5000 | 5000
5503 | 5000 | 5000
5504 | 5000 | 5000
5505 | 5000 | 5000
5506 | 5000 | 5000
5507 | 5000 | 5000
5508 | 5000 | 5000
5509 | 5000 | 5000
5510 | 5000 | 5000
5511 | 5000 | 5000
5512 | 5000 | 5000
5513 | 5000 | 5000
5514 | 5000 | 5000
5515 | 5000 | 5000
5516 | 5000 | 5000
5517 | 5000 | 5000
5518 | 5000 | 5000
5519 | 5000 | 5000
5520 | 5000 | 5000
5521 | 5000 | 5000
5522 | 5000 | 5000
5523 | 5000 | 5000
5524 | 5000 | 5000
5525 | 5000 | 5000
5526 | 5000 | 5000
5527 | 5000 | 5000
5528 | 5000 | 5000
5529 | 5000 | 5000
5530 | 5000 | 5000
5531 | 5000 | 5000
5532 | 5000 | 5000
5533 | 5000 | 5000
5534 | 5000 | 5000
5535 | 5000 | 5000
5536 | 5000 | 5000
5537 | 5000 | 5000
5538 | 5000 | 5000
5539 | 5000 | 5000
5540 | 5000 | 5000
5541 | 5000 | 5000
5542 | 5000 | 5000
5543 | 5000 | 5000
5544 | 5000 | 5000
5545 | 5000 | 5000
5546 | 5000 | 5000
5547 | 5000 | 5000
5548 | 5000 | 5000
5549 | 5000 | 5000
5550 | 5000 | 5000
5551 | 5000 | 5000
5552 | 5000 | 5000
5553 | 5000 | 5000
5554 | 5000 | 5000
5555 | 5000 | 5000
5556 | 5000 | 5000
5557 | 5000 | 5000
5558 | 5000 | 5000
5559 | 5000 | 5000
5560 | 5000 | 5000
5561 | 5000 | 5000
5562 | 5000 | 5000
5563 | 5000 | 5000
5564 | 5000 | 5000
5565 | 5000 | 5000
5566 | 5000 | 5000
5567 | 5000 | 5000
5568 | 5000 | 5000
5569 | 5000 | 5000
5570 | 5000 | 5000
5571 | 5000 | 5000
5572 | 5000 | 5000
5573 | 5000 | 5000
5574 | 5000 | 5000
5575 | 5000 | 5000
5576 | 5000 | 5000
5577 | 5000 | 5000
5578 | 5000 | 5000
5579 | 5000 | 5000
5580 | 5000 | 5000
5581 | 5000 | 5000
5582 | 5000 | 5000
5583 | 5000 | 5000
5584 | 5000 | 5000
5585 | 5000 | 5000
5586 | 5000 | 5000
5587 | 5000 | 5000
5588 | 5000 | 5000
5589 | 5000 | 5000
5590 | 5000 | 5000
5591 | 5000 | 5000
5592 | 5000 | 5000
5593 | 5000 | 5000
5594 | 5000 | 5000
5595 | 5000 | 5000
5596 | 5000 | 5000
5597 | 5000 | 5000
5598 | 5000 | 5000
5599 | 5000 | 5000
5600 | 5000 | 5000
5601 | 5000 | 5000
5602 | 5000 | 5000
5603 | 5000 | 5000
5604 | 5000 | 5000
5605 | 5000 | 5000
5606 | 5000 | 5000
5607 | 5000 | 5000
5608 | 5000 | 5000
5609 | 5000 | 5000
5610 | 5000 | 5000
5611 | 5000 | 5000
5612 | 5000 | 5000
5613 | 5000 | 5000
5614 | 5000 | 5000
5615 | 5000 | 5000
5616 | 5000 | 5000
5617 | 5000 | 5000
5618 | 5000 | 5000
5619 | 5000 | 5000
5620 | 5000 | 5000
5621 | 5000 | 5000
5622 | 5000 | 5000
5623 | 5000 | 5000
5624 | 5000 | 5000
5625 | 5000 | 5000
5626 | 5000 | 5000
5627 | 5000 | 5000
5628 | 5000 | 5000
5629 | 5000 | 5000
5630 | 5000 | 5000
5631 | 5000 | 5000
5632 | 5000 | 5000
5633 | 5000 | 5000
5634 | 5000 | 5000
5635 | 5000 | 5000
5636 | 5000 | 5000
5637 | 5000 | 5000
5638 | 5000 | 5000
5639 | 5000 | 5000
5640 | 5000 | 5000
5641 | 5000 | 5000
5642 | 5000 | 5000
5643 | 5000 | 5000
5644 | 5000 | 5000
5645 | 5000 | 5000
5646 | 5000 | 5000
5647 | 5000 | 5000
5648 | 5000 | 5000
5649 | 5000 | 5000
5650 | 5000 | 5000
5651 | 5000 | 5000
5652 | 5000 | 5000
5653 | 5000 | 5000
5654 | 5000 | 5000
5655 | 5000 | 5000
5656 | 5000 | 5000
5657 | 5000 | 5000
5658 | 5000 | 5000
5659 | 5000 | 5000
5660 | 5000 | 5000
5661 | 5000 | 5000
5662 | 5000 | 5000
5663 | 5000 | 5000
5664 | 5000 | 5000
5665 | 5000 | 5000
5666 | 5000 | 5000
5667 | 5000 | 5000
5668 | 5000 | 5000
5669 | 5000 | 5000
5670 | 5000 | 5000
5671 | 5000 | 5000
5672 | 5000 | 5000
5673 | 5000 | 5000
5674 | 5000 | 5000
5675 | 5000 | 5000
5676 | 5000 | 5000
5677 | 5000 | 5000
5678 | 5000 | 5000
5679 | 5000 | 5000
5680 | 5000 | 5000
5681 | 5000 | 5000
5682 | 5000 | 5000
5683 | 5000 | 5000
5684 | 5000 | 5000
5685 | 5000 | 5000
5686 | 5000 | 5000
5687 | 5000 | 5000
5688 | 5000 | 5000
5689 | 5000 | 5000
5690 | 5000 | 5000
5691 | 5000 | 5000
5692 | 5000 | 5000
5693 | 5000 | 5000
5694 | 5000 | 5000
5695 | 5000 | 5000
5696 | 5000 | 5000
5697 | 5000 | 5000
5698 | 5000 | 5000
5699 | 5000 | 5000
5700 | 5000 | 5000
5701 | 5000 | 5000
5702 | 5000 | 5000
5703 | 5000 | 5000
5704 | 5000 | 5000
5705 | 5000 | 5000
5706 | 5000 | 5000
5707 | 5000 | 5000
5708 | 5000 | 5000
5709 | 5000 | 5000
5710 | 5000 | 5000
5711 | 5000 | 5000
5712 | 5000 | 5000
5713 | 5000 | 5000
5714 | 5000 | 5000
5715 | 5000 | 5000
5716 | 5000 | 5000
5717 | 5000 | 5000
5718 | 5000 | 5000
5719 | 5000 | 5000
5720 | 5000 | 5000
5721 | 5000 | 5000
5722 | 5000 | 5000
5723 | 5000 | 5000
5724 | 5000 | 5000
5725 | 5000 | 5000
5726 | 5000 | 5000
5727 | 5000 | 5000
5728 | 5000 | 5000
5729 | 5000 | 5000
5730 | 5000 | 5000
5731 | 5000 | 5000
5732 | 5000 | 5000
5733 | 5000 | 5000
5734 | 5000 | 5000
5735 | 5000 | 5000
5736 | 5000 | 5000
5737 | 5000 | 5000
5738 | 5000 | 5000
5739 | 5000 | 5000
5740 | 5000 | 5000
5741 | 5000 | 5000
5742 | 5000 | 5000
5743 | 5000 | 5000
5744 | 5000 | 5000
5745 | 5000 | 5000
5746 | 5000 | 5000
5747 | 5000 | 5000
5748 | 5000 | 5000
5749 | 5000 | 5000
5750 | 5000 | 5000
5751 | 5000 | 5000
5752 | 5000 | 5000
5753 | 5000 | 5000
5754 | 5000 | 5000
5755 | 5000 | 5000
5756 | 5000 | 5000
5757 | 5000 | 5000
5758 | 5000 | 5000
5759 | 5000 | 5000
5760 | 5000 | 5000
5761 | 5000 | 5000
5762 | 5000 | 5000
5763 | 5000 | 5000
5764 | 5000 | 5000
5765 | 5000 | 5000
5766 | 5000 | 5000
5767 | 5000 | 5000
5768 | 5000 | 5000
5769 | 5000 | 5000
5770 | 5000 | 5000
5771 | 5000 | 5000
5772 | 5000 | 5000
5773 | 5000 | 5000
5774 | 5000 | 5000
5775 | 5000 | 5000
5776 | 5000 | 5000
5777 | 5000 | 5000
5778 | 5000 | 5000
5779 | 5000 | 5000
5780 | 5000 | 5000
5781 | 5000 | 5000
5782 | 5000 | 5000
5783 | 5000 | 5000
5784 | 5000 | 5000
5785 | 5000 | 5000
5786 | 5000 | 5000
5787 | 5000 | 5000
5788 | 5000 | 5000
5789 | 5000 | 5000
5790 | 5000 | 5000
5791 | 5000 | 5000
5792 | 5000 | 5000
5793 | 5000 | 5000
5794 | 5000 | 5000
5795 | 5000 | 5000
5796 | 5000 | 5000
5797 | 5000 | 5000
5798 | 5000 | 5000
5799 | 5000 | 5000
5800 | 5000 | 5000
5801 | 5000 | 5000
5802 | 5000 | 5000
5803 | 5000 | 5000
5804 | 5000 | 5000
5805 | 5000 | 5000
5806 | 5000 | 5000
5807 | 5000 | 5000
5808 | 5000 | 5000
5809 | 5000 | 5000
5810 | 5000 | 5000
5811 | 5000 | 5000
5812 | 5000 | 5000
5813 | 5000 | 5000
5814 | 5000 | 5000
5815 | 5000 | 5000
5816 | 5000 | 5000
5817 | 5000 | 5000
5818 | 5000 | 5000
5819 | 5000 | 5000
5820 | 5000 | 5000
5821 | 5000 | 5000
5822 | 5000 | 5000
5823 | 5000 | 5000
5824 | 5000 | 5000
5825 | 5000 | 5000
5826 | 5000 | 5000
5827 | 5000 | 5000
5828 | 5000 | 5000
5829 | 5000 | 5000
5830 | 5000 | 5000
5831 | 5000 | 5000
5832 | 5000 | 5000
5833 | 5000 | 5000
5834 | 5000 | 5000
5835 | 5000 | 5000
5836 | 5000 | 5000
5837 | 5000 | 5000
5838 | 5000 | 5000
5839 | 5000 | 5000
5840 | 5000 | 5000
5841 | 5000 | 5000
5842 | 5000 | 5000
5843 | 5000 | 5000
5844 | 5000 | 5000
5845 | 5000 | 5000
5846 | 5000 | 5000
5847 | 5000 | 5000
5848 | 5000 | 5000
5849 | 5000 | 5000
5850 | 5000 | 5000
5851 | 5000 | 5000
5852 | 5000 | 5000
5853 | 5000 | 5000
5854 | 5000 | 5000
5855 | 5000 | 5000
5856 | 5000 | 5000
5857 | 5000 | 5000
5858 | 5000 | 5000
5859 | 5000 | 5000
5860 | 5000 | 5000
5861 | 5000 | 5000
5862 | 5000 | 5000
5863 | 5000 | 5000
5864 | 5000 | 5000
5865 | 5000 | 5000
5866 | 5000 | 5000
5867 | 5000 | 5000
5868 | 5000 | 5000
5869 | 5000 | 5000
5870 | 5000 | 5000
5871 | 5000 | 5000
5872 | 5000 | 5000
5873 | 5000 | 5000
5874 | 5000 | 5000
5875 | 5000 | 5000
5876 | 5000 | 5000
5877 | 5000 | 5000
5878 | 5000 | 5000
5879 | 5000 | 5000
5880 | 5000 | 5000
5881 | 5000 | 5000
5882 | 5000 | 5000
5883 | 5000 | 5000
5884 | 5000 | 5000
5885 | 5000 | 5000
5886 | 5000 | 5000
5887 | 5000 | 5000
5888 | 5000 | 5000
5889 | 5000 | 5000
5890 | 5000 | 5000
5891 | 5000 | 5000
5892 | 5000 | 5000
5893 | 5000 | 5000
5894 | 5000 | 5000
5895 | 5000 | 5000
5896 | 5000 | 5000
5897 | 5000 | 5000
5898 | 5000 | 5000
5899 | 5000 | 5000
5900 | 5000 | 5000
5901 | 5000 | 5000
5902 | 5000 | 5000
5903 | 5000 | 5000
5904 | 5000 | 5000
5905 | 5000 | 5000
5906 | 5000 | 5000
5907 | 5000 | 5000
5908 | 5000 | 5000
5909 | 5000 | 5000
5910 | 5000 | 5000
5911 | 5000 | 5000
5912 | 5000 | 5000
5913 | 5000 | 5000
5914 | 5000 | 5000
5915 | 5000 | 5000
5916 | 5000 | 5000
5917 | 5000 | 5000
5918 | 5000 | 5000
5919 | 5000 | 5000
5920 | 5000 | 5000
5921 | 5000 | 5000
5922 | 5000 | 5000
5923 | 5000 | 5000
5924 | 5000 | 5000
5925 | 5000 | 5000
5926 | 5000 | 5000
5927 | 5000 | 5000
5928 | 5000 | 5000
5929 | 5000 | 5000
5930 | 5000 | 5000
5931 | 5000 | 5000
5932 | 5000 | 5000
5933 | 5000 | 5000
5934 | 5000 | 5000
5935 | 5000 | 5000
5936 | 5000 | 5000
5937 | 5000 | 5000
5938 | 5000 | 5000
5939 | 5000 | 5000
5940 | 5000 | 5000
5941 | 5000 | 5000
5942 | 5000 | 5000
5943 | 5000 | 5000
5944 | 5000 | 5000
5945 | 5000 | 5000
5946 | 5000 | 5000
5947 | 5000 | 5000
5948 | 5000 | 5000
5949 | 5000 | 5000
5950 | 5000 | 5000
5951 | 5000 | 5000
5952 | 5000 | 5000
5953 | 5000 | 5000
5954 | 5000 | 5000
5955 | 5000 | 5000
5956 | 5000 | 5000
5957 | 5000 | 5000
5958 | 5000 | 5000
5959 | 5000 | 5000
5960 | 5000 | 5000
5961 | 5000 | 5000
5962 | 5000 | 5000
5963 | 5000 | 5000
5964 | 5000 | 5000
5965 | 5000 | 5000
5966 | 5000 | 5000
5967 | 5000 | 5000
5968 | 5000 | 5000
5969 | 5000 | 5000
5970 | 5000 | 5000
5971 | 5000 | 5000
5972 | 5000 | 5000
5973 | 5000 | 5000
5974 | 5000 | 5000
5975 | 5000 | 5000
5976 | 5000 | 5000
5977 | 5000 | 5000
5978 | 5000 | 5000
5979 | 5000 | 5000
5980 | 5000 | 5000
5981 | 5000 | 5000
5982 | 5000 | 5000
5983 | 5000 | 5000
5984 | 5000 | 5000
5985 | 5000 | 5000
5986 | 5000 | 5000
5987 | 5000 | 5000
5988 | 5000 | 5000
5989 | 5000 | 5000
5990 | 5000 | 5000
5991 | 5000 | 5000
5992 | 5000 | 5000
5993 | 5000 | 5000
5994 | 5000 | 5000
5995 | 5000 | 5000
5996 | 5000 | 5000
5997 | 5000 | 5000
5998 | 5000 | 5000
5999 | 5000 | 5000
6000 | 5000 | 5000
6001 | 5000 | 5000
6002 | 5000 | 5000
6003 | 5000 | 5000
6004 | 5000 | 5000
6005 | 5000 | 5000
6006 | 5000 | 5000
6007 | 5000 | 5000
6008 | 5000 | 5000
6009 | 5000 | 5000
6010 | 5000 | 5000
6011 | 5000 | 5000
6012 | 5000 | 5000
6013 | 5000 | 5000
6014 | 5000 | 5000
6015 | 5000 | 5000
6016 | 5000 | 5000
6017 | 5000 | 5000
6018 | 5000 | 5000
6019 | 5000 | 5000
6020 | 5000 | 5000
6021 | 5000 | 5000
6022 | 5000 | 5000
6023 | 5000 | 5000
6024 | 5000 | 5000
6025 | 5000 | 5000
6026 | 5000 | 5000
6027 | 5000 | 5000
6028 | 5000 | 5000
6029 | 5000 | 5000
6030 | 5000 | 5000
6031 | 5000 | 5000
6032 | 5000 | 5000
6033 | 5000 | 5000
6034 | 5000 | 5000
6035 | 5000 | 5000
6036 | 5000 | 5000
6037 | 5000 | 5000
6038 | 5000 | 5000
6039 | 5000 | 5000
6040 | 5000 | 5000
6041 | 5000 | 5000
6042 | 5000 | 5000
6043 | 5000 | 5000
6044 | 5000 | 5000
6045 | 5000 | 5000
6046 | 5000 | 5000
6047 | 5000 | 5000
6048 | 5000 | 5000
6049 | 5000 | 5000
6050 | 5000 | 5000
6051 | 5000 | 5000
6052 | 5000 | 5000
6053 | 5000 | 5000
6054 | 5000 | 5000
6055 | 5000 | 5000
6056 | 5000 | 5000
6057 | 5000 | 5000
6058 | 5000 | 5000
6059 | 5000 | 5000
6060 | 5000 | 5000
6061 | 5000 | 5000
6062 | 5000 | 5000
6063 | 5000 | 5000
6064 | 5000 | 5000
6065 | 5000 | 5000
6066 | 5000 | 5000
6067 | 5000 | 5000
6068 | 5000 | 5000
6069 | 5000 | 5000
6070 | 5000 | 5000
6071 | 5000 | 5000
6072 | 5000 | 5000
6073 | 5000 | 5000
6074 | 5000 | 5000
6075 | 5000 | 5000
6076 | 5000 | 5000
6077 | 5000 | 5000
6078 | 5000 | 5000
6079 | 5000 | 5000
6080 | 5000 | 5000
6081 | 5000 | 5000
6082 | 5000 | 5000
6083 | 5000 | 5000
6084 | 5000 | 5000
6085 | 5000 | 5000
6086 | 5000 | 5000
6087 | 5000 | 5000
6088 | 5000 | 5000
6089 | 5000 | 5000
6090 | 5000 | 5000
6091 | 5000 | 5000
6092 | 5000 | 5000
6093 | 5000 | 5000
6094 | 5000 | 5000
6095 | 5000 | 5000
6096 | 5000 | 5000
6097 | 5000 | 5000
6098 | 5000 | 5000
6099 | 5000 | 5000
6100 | 5000 | 5000
6101 | 5000 | 5000
6102 | 5000 | 5000
6103 | 5000 | 5000
6104 | 5000 | 5000
6105 | 5000 | 5000
6106 | 5000 | 5000
6107 | 5000 | 5000
6108 | 5000 | 5000
6109 | 5000 | 5000
6110 | 5000 | 5000
6111 | 5000 | 5000
6112 | 5000 | 5000
6113 | 5000 | 5000
6114 | 5000 | 5000
6115 | 5000 | 5000
6116 | 5000 | 5000
6117 | 5000 | 5000
6118 | 5000 | 5000
6119 | 5000 | 5000
6120 | 5000 | 5000
6121 | 5000 | 5000
6122 | 5000 | 5000
6123 | 5000 | 5000
6124 | 5000 | 5000
6125 | 5000 | 5000
6126 | 5000 | 5000
6127 | 5000 | 5000
6128 | 5000 | 5000
6129 | 5000 | 5000
6130 | 5000 | 5000
6131 | 5000 | 5000
6132 | 5000 | 5000
6133 | 5000 | 5000
6134 | 5000 | 5000
6135 | 5000 | 5000
6136 | 5000 | 5000
6137 | 5000 | 5000
6138 | 5000 | 5000
6139 | 5000 | 5000
6140 | 5000 | 5000
6141 | 5000 | 5000
6142 | 5000 | 5000
6143 | 5000 | 5000
6144 | 5000 | 5000
6145 | 5000 | 5000
6146 | 5000 | 5000
6147 | 5000 | 5000
6148 | 5000 | 5000
6149 | 5000 | 5000
6150 | 5000 | 5000
6151 | 5000 | 5000
6152 | 5000 | 5000
6153 | 5000 | 5000
6154 | 5000 | 5000
6155 | 5000 | 5000
6156 | 5000 | 5000
6157 | 5000 | 5000
6158 | 5000 | 5000
6159 | 5000 | 5000
6160 | 5000 | 5000
6161 | 5000 | 5000
6162 | 5000 | 5000
6163 | 5000 | 5000
6164 | 5000 | 5000
6165 | 5000 | 5000
6166 | 5000 | 5000
6167 | 5000 | 5000
6168 | 5000 | 5000
6169 | 5000 | 5000
6170 | 5000 | 5000
6171 | 5000 | 5000
6172 | 5000 | 5000
6173 | 5000 | 5000
6174 | 5000 | 5000
6175 | 5000 | 5000
6176 | 5000 | 5000
6177 | 5000 | 5000
6178 | 5000 | 5000
6179 | 5000 | 5000
6180 | 5000 | 5000
6181 | 5000 | 5000
6182 | 5000 | 5000
6183 | 5000 | 5000
6184 | 5000 | 5000
6185 | 5000 | 5000
6186 | 5000 | 5000
6187 | 5000 | 5000
6188 | 5000 | 5000
6189 | 5000 | 5000
6190 | 5000 | 5000
6191 | 5000 | 5000
6192 | 5000 | 5000
6193 | 5000 | 5000
6194 | 5000 | 5000
6195 | 5000 | 5000
6196 | 5000 | 5000
6197 | 5000 | 5000
6198 | 5000 | 5000
6199 | 5000 | 5000
6200 | 5000 | 5000
6201 | 5000 | 5000
6202 | 5000 | 5000
6203 | 5000 | 5000
6204 | 5000 | 5000
6205 | 5000 | 5000
6206 | 5000 | 5000
6207 | 5000 | 5000
6208 | 5000 | 5000
6209 | 5000 | 5000
6210 | 5000 | 5000
6211 | 5000 | 5000
6212 | 5000 | 5000
6213 | 5000 | 5000
6214 | 5000 | 5000
6215 | 5000 | 5000
6216 | 5000 | 5000
6217 | 5000 | 5000
6218 | 5000 | 5000
6219 | 5000 | 5000
6220 | 5000 | 5000
6221 | 5000 | 5000
6222 | 5000 | 5000
6223 | 5000 | 5000
6224 | 5000 | 5000
6225 | 5000 | 5000
6226 | 5000 | 5000
6227 | 5000 | 5000
6228 | 5000 | 5000
6229 | 5000 | 5000
6230 | 5000 | 5000
6231 | 5000 | 5000
6232 | 5000 | 5000
6233 | 5000 | 5000
6234 | 5000 | 5000
6235 | 5000 | 5000
6236 | 5000 | 5000
6237 | 5000 | 5000
6238 | 5000 | 5000
6239 | 5000 | 5000
6240 | 5000 | 5000
6241 | 5000 | 5000
6242 | 5000 | 5000
6243 | 5000 | 5000
6244 | 5000 | 5000
6245 | 5000 | 5000
6246 | 5000 | 5000
6247 | 5000 | 5000
6248 | 5000 | 5000
6249 | 5000 | 5000
6250 | 5000 | 5000
6251 | 5000 | 5000
6252 | 5000 | 5000
6253 | 5000 | 5000
6254 | 5000 | 5000
6255 | 5000 | 5000
6256 | 5000 | 5000
6257 | 5000 | 5000
6258 | 5000 | 5000
6259 | 5000 | 5000
6260 | 5000 | 5000
6261 | 5000 | 5000
6262 | 5000 | 5000
6263 | 5000 | 5000
6264 | 5000 | 5000
6265 | 5000 | 5000
6266 | 5000 | 5000
6267 | 5000 | 5000
6268 | 5000 | 5000
6269 | 5000 | 5000
6270 | 5000 | 5000
6271 | 5000 | 5000
6272 | 5000 | 5000
6273 | 5000 | 5000
6274 | 5000 | 5000
6275 | 5000 | 5000
6276 | 5000 | 5000
6277 | 5000 | 5000
6278 | 5000 | 5000
6279 | 5000 | 5000
6280 | 5000 | 5000
6281 | 5000 | 5000
6282 | 5000 | 5000
6283 | 5000 | 5000
6284 | 5000 | 5000
6285 | 5000 | 5000
6286 | 5000 | 5000
6287 | 5000 | 5000
6288 | 5000 | 5000
6289 | 5000 | 5000
6290 | 5000 | 5000
6291 | 5000 | 5000
6292 | 5000 | 5000
6293 | 5000 | 5000
6294 | 5000 | 5000
6295 | 5000 | 5000
6296 | 5000 | 5000
6297 | 5000 | 5000
6298 | 5000 | 5000
6299 | 5000 | 5000
6300 | 5000 | 5000
6301 | 5000 | 5000
6302 | 5000 | 5000
6303 | 5000 | 5000
6304 | 5000 | 5000
6305 | 5000 | 5000
6306 | 5000 | 5000
6307 | 5000 | 5000
6308 | 5000 | 5000
6309 | 5000 | 5000
6310 | 5000 | 5000
6311 | 5000 | 5000
6312 | 5000 | 5000
6313 | 5000 | 5000
6314 | 5000 | 5000
6315 | 5000 | 5000
6316 | 5000 | 5000
6317 | 5000 | 5000
6318 | 5000 | 5000
6319 | 5000 | 5000
6320 | 5000 | 5000
6321 | 5000 | 5000
6322 | 5000 | 5000
6323 | 5000 | 5000
6324 | 5000 | 5000
6325 | 5000 | 5000
6326 | 5000 | 5000
6327 | 5000 | 5000
6328 | 5000 | 5000
6329 | 5000 | 5000
6330 | 5000 | 5000
6331 | 5000 | 5000
6332 | 5000 | 5000
6333 | 5000 | 5000
6334 | 5000 | 5000
6335 | 5000 | 5000
6336 | 5000 | 5000
6337 | 5000 | 5000
6338 | 5000 | 5000
6339 | 5000 | 5000
6340 | 5000 | 5000
6341 | 5000 | 5000
6342 | 5000 | 5000
6343 | 5000 | 5000
6344 | 5000 | 5000
6345 | 5000 | 5000
6346 | 5000 | 5000
6347 | 5000 | 5000
6348 | 5000 | 5000
6349 | 5000 | 5000
6350 | 5000 | 5000
6351 | 5000 | 5000
6352 | 5000 | 5000
6353 | 5000 | 5000
6354 | 5000 | 5000
6355 | 5000 | 5000
6356 | 5000 | 5000
6357 | 5000 | 5000
6358 | 5000 | 5000
6359 | 5000 | 5000
6360 | 5000 | 5000
6361 | 5000 | 5000
6362 | 5000 | 5000
6363 | 5000 | 5000
6364 | 5000 | 5000
6365 | 5000 | 5000
6366 | 5000 | 5000
6367 | 5000 | 5000
6368 | 5000 | 5000
6369 | 5000 | 5000
6370 | 5000 | 5000
6371 | 5000 | 5000
6372 | 5000 | 5000
6373 | 5000 | 5000
6374 | 5000 | 5000
6375 | 5000 | 5000
6376 | 5000 | 5000
6377 | 5000 | 5000
6378 | 5000 | 5000
6379 | 5000 | 5000
6380 | 5000 | 5000
6381 | 5000 | 5000
6382 | 5000 | 5000
6383 | 5000 | 5000
6384 | 5000 | 5000
6385 | 5000 | 5000
6386 | 5000 | 5000
6387 | 5000 | 5000
6388 | 5000 | 5000
6389 | 5000 | 5000
6390 | 5000 | 5000
6391 | 5000 | 5000
6392 | 5000 | 5000
6393 | 5000 | 5000
6394 | 5000 | 5000
6395 | 5000 | 5000
6396 | 5000 | 5000
6397 | 5000 | 5000
6398 | 5000 | 5000
6399 | 5000 | 5000
6400 | 5000 | 5000
6401 | 5000 | 5000
6402 | 5000 | 5000
6403 | 5000 | 5000
6404 | 5000 | 5000
6405 | 5000 | 5000
6406 | 5000 | 5000
6407 | 5000 | 5000
6408 | 5000 | 5000
6409 | 5000 | 5000
6410 | 5000 | 5000
6411 | 5000 | 5000
6412 | 5000 | 5000
6413 | 5000 | 5000
6414 | 5000 | 5000
6415 | 5000 | 5000
6416 | 5000 | 5000
6417 | 5000 | 5000
6418 | 5000 | 5000
6419 | 5000 | 5000
6420 | 5000 | 5000
6421 | 5000 | 5000
6422 | 5000 | 5000
6423 | 5000 | 5000
6424 | 5000 | 5000
6425 | 5000 | 5000
6426 | 5000 | 5000
6427 | 5000 | 5000
6428 | 5000 | 5000
6429 | 5000 | 5000
6430 | 5000 | 5000
6431 | 5000 | 5000
6432 | 5000 | 5000
6433 | 5000 | 5000
6434 | 5000 | 5000
6435 | 5000 | 5000
6436 | 5000 | 5000
6437 | 5000 | 5000
6438 | 5000 | 5000
6439 | 5000 | 5000
6440 | 5000 | 5000
6441 | 5000 | 5000
6442 | 5000 | 5000
6443 | 5000 | 5000
6444 | 5000 | 5000
6445 | 5000 | 5000
6446 | 5000 | 5000
6447 | 5000 | 5000
6448 | 5000 | 5000
6449 | 5000 | 5000
6450 | 5000 | 5000
6451 | 5000 | 5000
6452 | 5000 | 5000
6453 | 5000 | 5000
6454 | 5000 | 5000
6455 | 5000 | 5000
6456 | 5000 | 5000
6457 | 5000 | 5000
6458 | 5000 | 5000
6459 | 5000 | 5000
6460 | 5000 | 5000
6461 | 5000 | 5000
6462 | 5000 | 5000
6463 | 5000 | 5000
6464 | 5000 | 5000
6465 | 5000 | 5000
6466 | 5000 | 5000
6467 | 5000 | 5000
6468 | 5000 | 5000
6469 | 5000 | 5000
6470 | 5000 | 5000
6471 | 5000 | 5000
6472 | 5000 | 5000
6473 | 5000 | 5000
6474 | 5000 | 5000
6475 | 5000 | 5000
6476 | 5000 | 5000
6477 | 5000 | 5000
6478 | 5000 | 5000
6479 | 5000 | 5000
6480 | 5000 | 5000
6481 | 5000 | 5000
6482 | 5000 | 5000
6483 | 5000 | 5000
6484 | 5000 | 5000
6485 | 5000 | 5000
6486 | 5000 | 5000
6487 | 5000 | 5000
6488 | 5000 | 5000
6489 | 5000 | 5000
6490 | 5000 | 5000
6491 | 5000 | 5000
6492 | 5000 | 5000
6493 | 5000 | 5000
6494 | 5000 | 5000
6495 | 5000 | 5000
6496 | 5000 | 5000
6497 | 5000 | 5000
6498 | 5000 | 5000
6499 | 5000 | 5000
6500 | 5000 | 5000
6501 | 5000 | 5000
6502 | 5000 | 5000
6503 | 5000 | 5000
6504 | 5000 | 5000
6505 | 5000 | 5000
6506 | 5000 | 5000
6507 | 5000 | 5000
6508 | 5000 | 5000
6509 | 5000 | 5000
6510 | 5000 | 5000
6511 | 5000 | 5000
6512 | 5000 | 5000
6513 | 5000 | 5000
6514 | 5000 | 5000
6515 | 5000 | 5000
6516 | 5000 | 5000
6517 | 5000 | 5000
6518 | 5000 | 5000
6519 | 5000 | 5000
6520 | 5000 | 5000
6521 | 5000 | 5000
6522 | 5000 | 5000
6523 | 5000 | 5000
6524 | 5000 | 5000
6525 | 5000 | 5000
6526 | 5000 | 5000
6527 | 5000 | 5000
6528 | 5000 | 5000
6529 | 5000 | 5000
6530 | 5000 | 5000
6531 | 5000 | 5000
6532 | 5000 | 5000
6533 | 5000 | 5000
6534 | 5000 | 5000
6535 | 5000 | 5000
6536 | 5000 | 5000
6537 | 5000 | 5000
6538 | 5000 | 5000
6539 | 5000 | 5000
6540 | 5000 | 5000
6541 | 5000 | 5000
6542 | 5000 | 5000
6543 | 5000 | 5000
6544 | 5000 | 5000
6545 | 5000 | 5000
6546 | 5000 | 5000
6547 | 5000 | 5000
6548 | 5000 | 5000
6549 | 5000 | 5000
6550 | 5000 | 5000
6551 | 5000 | 5000
6552 | 5000 | 5000
6553 | 5000 | 5000
6554 | 5000 | 5000
6555 | 5000 | 5000
6556 | 5000 | 5000
6557 | 5000 | 5000
6558 | 5000 | 5000
6559 | 5000 | 5000
6560 | 5000 | 5000
6561 | 5000 | 5000
6562 | 5000 | 5000
6563 | 5000 | 5000
6564 | 5000 | 5000
6565 | 5000 | 5000
6566 | 5000 | 5000
6567 | 5000 | 5000
6568 | 5000 | 5000
6569 | 5000 | 5000
6570 | 5000 | 5000
6571 | 5000 | 5000
6572 | 5000 | 5000
6573 | 5000 | 5000
6574 | 5000 | 5000
6575 | 5000 | 5000
6576 | 5000 | 5000
6577 | 5000 | 5000
6578 | 5000 | 5000
6579 | 5000 | 5000
6580 | 5000 | 5000
6581 | 5000 | 5000
6582 | 5000 | 5000
6583 | 5000 | 5000
6584 | 5000 | 5000
6585 | 5000 | 5000
6586 | 5000 | 5000
6587 | 5000 | 5000
6588 | 5000 | 5000
6589 | 5000 | 5000
6590 | 5000 | 5000
6591 | 5000 | 5000
6592 | 5000 | 5000
6593 | 5000 | 5000
6594 | 5000 | 5000
6595 | 5000 | 5000
6596 | 5000 | 5000
6597 | 5000 | 5000
6598 | 5000 | 5000
6599 | 5000 | 5000
6600 | 5000 | 5000
6601 | 5000 | 5000
6602 | 5000 | 5000
6603 | 5000 | 5000
6604 | 5000 | 5000
6605 | 5000 | 5000
6606 | 5000 | 5000
6607 | 5000 | 5000
6608 | 5000 | 5000
6609 | 5000 | 5000
6610 | 5000 | 5000
6611 | 5000 | 5000
6612 | 5000 | 5000
6613 | 5000 | 5000
6614 | 5000 | 5000
6615 | 5000 | 5000
6616 | 5000 | 5000
6617 | 5000 | 5000
6618 | 5000 | 5000
6619 | 5000 | 5000
6620 | 5000 | 5000
6621 | 5000 | 5000
6622 | 5000 | 5000
6623 | 5000 | 5000
6624 | 5000 | 5000
6625 | 5000 | 5000
6626 | 5000 | 5000
6627 | 5000 | 5000
6628 | 5000 | 5000
6629 | 5000 | 5000
6630 | 5000 | 5000
6631 | 5000 | 5000
6632 | 5000 | 5000
6633 | 5000 | 5000
6634 | 5000 | 5000
6635 | 5000 | 5000
6636 | 5000 | 5000
6637 | 5000 | 5000
6638 | 5000 | 5000
6639 | 5000 | 5000
6640 | 5000 | 5000
6641 | 5000 | 5000
6642 | 5000 | 5000
6643 | 5000 | 5000
6644 | 5000 | 5000
6645 | 5000 | 5000
6646 | 5000 | 5000
6647 | 5000 | 5000
6648 | 5000 | 5000
6649 | 5000 | 5000
6650 | 5000 | 5000
6651 | 5000 | 5000
6652 | 5000 | 5000
6653 | 5000 | 5000
6654 | 5000 | 5000
6655 | 5000 | 5000
6656 | 5000 | 5000
6657 | 5000 | 5000
6658 | 5000 | 5000
6659 | 5000 | 5000
6660 | 5000 | 5000
6661 | 5000 | 5000
6662 | 5000 | 5000
6663 | 5000 | 5000
6664 | 5000 | 5000
6665 | 5000 | 5000
6666 | 5000 | 5000
6667 | 5000 | 5000
6668 | 5000 | 5000
6669 | 5000 | 5000
6670 | 5000 | 5000
6671 | 5000 | 5000
6672 | 5000 | 5000
6673 | 5000 | 5000
6674 | 5000 | 5000
6675 | 5000 | 5000
6676 | 5000 | 5000
6677 | 5000 | 5000
6678 | 5000 | 5000
6679 | 5000 | 5000
6680 | 5000 | 5000
6681 | 5000 | 5000
6682 | 5000 | 5000
6683 | 5000 | 5000
6684 | 5000 | 5000
6685 | 5000 | 5000
6686 | 5000 | 5000
6687 | 5000 | 5000
6688 | 5000 | 5000
6689 | 5000 | 5000
6690 | 5000 | 5000
6691 | 5000 | 5000
6692 | 5000 | 5000
6693 | 5000 | 5000
6694 | 5000 | 5000
6695 | 5000 | 5000
6696 | 5000 | 5000
6697 | 5000 | 5000
6698 | 5000 | 5000
6699 | 5000 | 5000
6700 | 5000 | 5000
6701 | 5000 | 5000
6702 | 5000 | 5000
6703 | 5000 | 5000
6704 | 5000 | 5000
6705 | 5000 | 5000
6706 | 5000 | 5000
6707 | 5000 | 5000
6708 | 5000 | 5000
6709 | 5000 | 5000
6710 | 5000 | 5000
6711 | 5000 | 5000
6712 | 5000 | 5000
6713 | 5000 | 5000
6714 | 5000 | 5000
6715 | 5000 | 5000
6716 | 5000 | 5000
6717 | 5000 | 5000
6718 | 5000 | 5000
6719 | 5000 | 5000
6720 | 5000 | 5000
6721 | 5000 | 5000
6722 | 5000 | 5000
6723 | 5000 | 5000
6724 | 5000 | 5000
6725 | 5000 | 5000
6726 | 5000 | 5000
6727 | 5000 | 5000
6728 | 5000 | 5000
6729 | 5000 | 5000
6730 | 5000 | 5000
6731 | 5000 | 5000
6732 | 5000 | 5000
6733 | 5000 | 5000
6734 | 5000 | 5000
6735 | 5000 | 5000
6736 | 5000 | 5000
6737 | 5000 | 5000
6738 | 5000 | 5000
6739 | 5000 | 5000
6740 | 5000 | 5000
6741 | 5000 | 5000
6742 | 5000 | 5000
6743 | 5000 | 5000
6744 | 5000 | 5000
6745 | 5000 | 5000
6746 | 5000 | 5000
6747 | 5000 | 5000
6748 | 5000 | 5000
6749 | 5000 | 5000
6750 | 5000 | 5000
6751 | 5000 | 5000
6752 | 5000 | 5000
6753 | 5000 | 5000
6754 | 5000 | 5000
6755 | 5000 | 5000
6756 | 5000 | 5000
6757 | 5000 | 5000
6758 | 5000 | 5000
6759 | 5000 | 5000
6760 | 5000 | 5000
6761 | 5000 | 5000
6762 | 5000 | 5000
6763 | 5000 | 5000
6764 | 5000 | 5000
6765 | 5000 | 5000
6766 | 5000 | 5000
6767 | 5000 | 5000
6768 | 5000 | 5000
6769 | 5000 | 5000
6770 | 5000 | 5000
6771 | 5000 | 5000
6772 | 5000 | 5000
6773 | 5000 | 5000
6774 | 5000 | 5000
6775 | 5000 | 5000
6776 | 5000 | 5000
6777 | 5000 | 5000
6778 | 5000 | 5000
6779 | 5000 | 5000
6780 | 5000 | 5000
6781 | 5000 | 5000
6782 | 5000 | 5000
6783 | 5000 | 5000
6784 | 5000 | 5000
6785 | 5000 | 5000
6786 | 5000 | 5000
6787 | 5000 | 5000
6788 | 5000 | 5000
6789 | 5000 | 5000
6790 | 5000 | 5000
6791 | 5000 | 5000
6792 | 5000 | 5000
6793 | 5000 | 5000
6794 | 5000 | 5000
6795 | 5000 | 5000
6796 | 5000 | 5000
6797 | 5000 | 5000
6798 | 5000 | 5000
6799 | 5000 | 5000
6800 | 5000 | 5000
6801 | 5000 | 5000
6802 | 5000 | 5000
6803 | 5000 | 5000
6804 | 5000 | 5000
6805 | 5000 | 5000
6806 | 5000 | 5000
6807 | 5000 | 5000
6808 | 5000 | 5000
6809 | 5000 | 5000
6810 | 5000 | 5000
6811 | 5000 | 5000
6812 | 5000 | 5000
6813 | 5000 | 5000
6814 | 5000 | 5000
6815 | 5000 | 5000
6816 | 5000 | 5000
6817 | 5000 | 5000
6818 | 5000 | 5000
6819 | 5000 | 5000
6820 | 5000 | 5000
6821 | 5000 | 5000
6822 | 5000 | 5000
6823 | 5000 | 5000
6824 | 5000 | 5000
6825 | 5000 | 5000
6826 | 5000 | 5000
6827 | 5000 | 5000
6828 | 5000 | 5000
6829 | 5000 | 5000
6830 | 5000 | 5000
6831 | 5000 | 5000
6832 | 5000 | 5000
6833 | 5000 | 5000
6834 | 5000 | 5000
6835 | 5000 | 5000
6836 | 5000 | 5000
6837 | 5000 | 5000
6838 | 5000 | 5000
6839 | 5000 | 5000
6840 | 5000 | 5000
6841 | 5000 | 5000
6842 | 5000 | 5000
6843 | 5000 | 5000
6844 | 5000 | 5000
6845 | 5000 | 5000
6846 | 5000 | 5000
6847 | 5000 | 5000
6848 | 5000 | 5000
6849 | 5000 | 5000
6850 | 5000 | 5000
6851 | 5000 | 5000
6852 | 5000 | 5000
6853 | 5000 | 5000
6854 | 5000 | 5000
6855 | 5000 | 5000
6856 | 5000 | 5000
6857 | 5000 | 5000
6858 | 5000 | 5000
6859 | 5000 | 5000
6860 | 5000 | 5000
6861 | 5000 | 5000
6862 | 5000 | 5000
6863 | 5000 | 5000
6864 | 5000 | 5000
6865 | 5000 | 5000
6866 | 5000 | 5000
6867 | 5000 | 5000
6868 | 5000 | 5000
6869 | 5000 | 5000
6870 | 5000 | 5000
6871 | 5000 | 5000
6872 | 5000 | 5000
6873 | 5000 | 5000
6874 | 5000 | 5000
6875 | 5000 | 5000
6876 | 5000 | 5000
6877 | 5000 | 5000
6878 | 5000 | 5000
6879 | 5000 | 5000
6880 | 5000 | 5000
6881 | 5000 | 5000
6882 | 5000 | 5000
6883 | 5000 | 5000
6884 | 5000 | 5000
6885 | 5000 | 5000
6886 | 5000 | 5000
6887 | 5000 | 5000
6888 | 5000 | 5000
6889 | 5000 | 5000
6890 | 5000 | 5000
6891 | 5000 | 5000
6892 | 5000 | 5000
6893 | 5000 | 5000
6894 | 5000 | 5000
6895 | 5000 | 5000
6896 | 5000 | 5000
6897 | 5000 | 5000
6898 | 5000 | 5000
6899 | 5000 | 5000
6900 | 5000 | 5000
6901 | 5000 | 5000
6902 | 5000 | 5000
6903 | 5000 | 5000
6904 | 5000 | 5000
6905 | 5000 | 5000
6906 | 5000 | 5000
6907 | 5000 | 5000
6908 | 5000 | 5000
6909 | 5000 | 5000
6910 | 5000 | 5000
6911 | 5000 | 5000
6912 | 5000 | 5000
6913 | 5000 | 5000
6914 | 5000 | 5000
6915 | 5000 | 5000
6916 | 5000 | 5000
6917 | 5000 | 5000
6918 | 5000 | 5000
6919 | 5000 | 5000
6920 | 5000 | 5000
6921 | 5000 | 5000
6922 | 5000 | 5000
6923 | 5000 | 5000
6924 | 5000 | 5000
6925 | 5000 | 5000
6926 | 5000 | 5000
6927 | 5000 | 5000
6928 | 5000 | 5000
6929 | 5000 | 5000
6930 | 5000 | 5000
6931 | 5000 | 5000
6932 | 5000 | 5000
6933 | 5000 | 5000
6934 | 5000 | 5000
6935 | 5000 | 5000
6936 | 5000 | 5000
6937 | 5000 | 5000
6938 | 5000 | 5000
6939 | 5000 | 5000
6940 | 5000 | 5000
6941 | 5000 | 5000
6942 | 5000 | 5000
6943 | 5000 | 5000
6944 | 5000 | 5000
6945 | 5000 | 5000
6946 | 5000 | 5000
6947 | 5000 | 5000
6948 | 5000 | 5000
6949 | 5000 | 5000
6950 | 5000 | 5000
6951 | 5000 | 5000
6952 | 5000 | 5000
6953 | 5000 | 5000
6954 | 5000 | 5000
6955 | 5000 | 5000
6956 | 5000 | 5000
6957 | 5000 | 5000
6958 | 5000 | 5000
6959 | 5000 | 5000
6960 | 5000 | 5000
6961 | 5000 | 5000
6962 | 5000 | 5000
6963 | 5000 | 5000
6964 | 5000 | 5000
6965 | 5000 | 5000
6966 | 5000 | 5000
6967 | 5000 | 5000
6968 | 5000 | 5000
6969 | 5000 | 5000
6970 | 5000 | 5000
6971 | 5000 | 5000
6972 | 5000 | 5000
6973 | 5000 | 5000
6974 | 5000 | 5000
6975 | 5000 | 5000
6976 | 5000 | 5000
6977 | 5000 | 5000
6978 | 5000 | 5000
6979 | 5000 | 5000
6980 | 5000 | 5000
6981 | 5000 | 5000
6982 | 5000 | 5000
6983 | 5000 | 5000
6984 | 5000 | 5000
6985 | 5000 | 5000
6986 | 5000 | 5000
6987 | 5000 | 5000
6988 | 5000 | 5000
6989 | 5000 | 5000
6990 | 5000 | 5000
6991 | 5000 | 5000
6992 | 5000 | 5000
6993 | 5000 | 5000
6994 | 5000 | 5000
6995 | 5000 | 5000
6996 | 5000 | 5000
6997 | 5000 | 5000
6998 | 5000 | 5000
6999 | 5000 | 5000
7000 | 5000 | 5000
7001 | 5000 | 5000
7002 | 5000 | 5000
7003 | 5000 | 5000
7004 | 5000 | 5000
7005 | 5000 | 5000
7006 | 5000 | 5000
7007 | 5000 | 5000
7008 | 5000 | 5000
7009 | 5000 | 5000
7010 | 5000 | 5000
7011 | 5000 | 5000
7012 | 5000 | 5000
7013 | 5000 | 5000
7014 | 5000 | 5000
7015 | 5000 | 5000
7016 | 5000 | 5000
7017 | 5000 | 5000
7018 | 5000 | 5000
7019 | 5000 | 5000
7020 | 5000 | 5000
7021 | 5000 | 5000
7022 | 5000 | 5000
7023 | 5000 | 5000
7024 | 5000 | 5000
7025 | 5000 | 5000
7026 | 5000 | 5000
7027 | 5000 | 5000
7028 | 5000 | 5000
7029 | 5000 | 5000
7030 | 5000 | 5000
7031 | 5000 | 5000
7032 | 5000 | 5000
7033 | 5000 | 5000
7034 | 5000 | 5000
7035 | 5000 | 5000
7036 | 5000 | 5000
7037 | 5000 | 5000
7038 | 5000 | 5000
7039 | 5000 | 5000
7040 | 5000 | 5000
7041 | 5000 | 5000
7042 | 5000 | 5000
7043 | 5000 | 5000
7044 | 5000 | 5000
7045 | 5000 | 5000
7046 | 5000 | 5000
7047 | 5000 | 5000
7048 | 5000 | 5000
7049 | 5000 | 5000
7050 | 5000 | 5000
7051 | 5000 | 5000
7052 | 5000 | 5000
7053 | 5000 | 5000
7054 | 5000 | 5000
7055 | 5000 | 5000
7056 | 5000 | 5000
7057 | 5000 | 5000
7058 | 5000 | 5000
7059 | 5000 | 5000
7060 | 5000 | 5000
7061 | 5000 | 5000
7062 | 5000 | 5000
7063 | 5000 | 5000
7064 | 5000 | 5000
7065 | 5000 | 5000
7066 | 5000 | 5000
7067 | 5000 | 5000
7068 | 5000 | 5000
7069 | 5000 | 5000
7070 | 5000 | 5000
7071 | 5000 | 5000
7072 | 5000 | 5000
7073 | 5000 | 5000
7074 | 5000 | 5000
7075 | 5000 | 5000
7076 | 5000 | 5000
7077 | 5000 | 5000
7078 | 5000 | 5000
7079 | 5000 | 5000
7080 | 5000 | 5000
7081 | 5000 | 5000
7082 | 5000 | 5000
7083 | 5000 | 5000
7084 | 5000 | 5000
7085 | 5000 | 5000
7086 | 5000 | 5000
7087 | 5000 | 5000
7088 | 5000 | 5000
7089 | 5000 | 5000
7090 | 5000 | 5000
7091 | 5000 | 5000
7092 | 5000 | 5000
7093 | 5000 | 5000
7094 | 5000 | 5000
7095 | 5000 | 5000
7096 | 5000 | 5000
7097 | 5000 | 5000
7098 | 5000 | 5000
7099 | 5000 | 5000
7100 | 5000 | 5000
7101 | 5000 | 5000
7102 | 5000 | 5000
7103 | 5000 | 5000
7104 | 5000 | 5000
7105 | 5000 | 5000
7106 | 5000 | 5000
7107 | 5000 | 5000
7108 | 5000 | 5000
7109 | 5000 | 5000
7110 | 5000 | 5000
7111 | 5000 | 5000
7112 | 5000 | 5000
7113 | 5000 | 5000
7114 | 5000 | 5000
7115 | 5000 | 5000
7116 | 5000 | 5000
7117 | 5000 | 5000
7118 | 5000 | 5000
7119 | 5000 | 5000
7120 | 5000 | 5000
7121 | 5000 | 5000
7122 | 5000 | 5000
7123 | 5000 | 5000
7124 | 5000 | 5000
7125 | 5000 | 5000
7126 | 5000 | 5000
7127 | 5000 | 5000
7128 | 5000 | 5000
7129 | 5000 | 5000
7130 | 5000 | 5000
7131 | 5000 | 5000
7132 | 5000 | 5000
7133 | 5000 | 5000
7134 | 5000 | 5000
7135 | 5000 | 5000
7136 | 5000 | 5000
7137 | 5000 | 5000
7138 | 5000 | 5000
7139 | 5000 | 5000
7140 | 5000 | 5000
7141 | 5000 | 5000
7142 | 5000 | 5000
7143 | 5000 | 5000
7144 | 5000 | 5000
7145 | 5000 | 5000
7146 | 5000 | 5000
7147 | 5000 | 5000
7148 | 5000 | 5000
7149 | 5000 | 5000
7150 | 5000 | 5000
7151 | 5000 | 5000
7152 | 5000 | 5000
7153 | 5000 | 5000
7154 | 5000 | 5000
7155 | 5000 | 5000
7156 | 5000 | 5000
7157 | 5000 | 5000
7158 | 5000 | 5000
7159 | 5000 | 5000
7160 | 5000 | 5000
7161 | 5000 | 5000
7162 | 5000 | 5000
7163 | 5000 | 5000
7164 | 5000 | 5000
7165 | 5000 | 5000
7166 | 5000 | 5000
7167 | 5000 | 5000
7168 | 5000 | 5000
7169 | 5000 | 5000
7170 | 5000 | 5000
7171 | 5000 | 5000
7172 | 5000 | 5000
7173 | 5000 | 5000
7174 | 5000 | 5000
7175 | 5000 | 5000
7176 | 5000 | 5000
7177 | 5000 | 5000
7178 | 5000 | 5000
7179 | 5000 | 5000
7180 | 5000 | 5000
7181 | 5000 | 5000
7182 | 5000 | 5000
7183 | 5000 | 5000
7184 | 5000 | 5000
7185 | 5000 | 5000
7186 | 5000 | 5000
7187 | 5000 | 5000
7188 | 5000 | 5000
7189 | 5000 | 5000
7190 | 5000 | 5000
7191 | 5000 | 5000
7192 | 5000 | 5000
7193 | 5000 | 5000
7194 | 5000 | 5000
7195 | 5000 | 5000
7196 | 5000 | 1301.899
7197 | 5000 | 1301.899
7198 | 5000 | 1301.899
7199 | 5000 | 1301.899
7200 | 5000 | 1301.899
7201 | 5000 | 1301.899
7202 | 5000 | 1301.899
7203 | 5000 | 1301.899
7204 | 5000 | 1301.899
7205 | 5000 | 1301.899
7206 | 5000 | 1301.899
7207 | 5000 | 1301.899
7208 | 5000 | 1301.899
7209 | 5000 | 1301.899
7210 | 5000 | 1301.899
7211 | 5000 | 1301.899
7212 | 5000 | 1301.899
7213 | 5000 | 1301.899
7214 | 5000 | 1301.899
7215 | 5000 | 1301.899
7216 | 5000 | 1301.899
7217 | 5000 | 1301.899
7218 | 5000 | 1301.899
7219 | 5000 | 1301.899
7220 | 5000 | 1301.899
7221 | 5000 | 1301.899
7222 | 5000 | 1301.899
7223 | 5000 | 1301.899
7224 | 5000 | 1301.899
7225 | 5000 | 1301.899
7226 | 5000 | 1301.899
7227 | 5000 | 1301.899
7228 | 5000 | 1301.899
7229 | 5000 | 1301.899
7230 | 5000 | 1301.899
7231 | 5000 | 1301.899
7232 | 5000 | 1301.899
7233 | 5000 | 1301.899
7234 | 5000 | 1301.899
7235 | 5000 | 1301.899
7236 | 5000 | 1301.899
7237 | 5000 | 1301.899
7238 | 5000 | 1301.899
7239 | 5000 | 1301.899
7240 | 5000 | 1301.899
7241 | 5000 | 1301.899
7242 | 5000 | 1301.899
7243 | 5000 | 1301.899
7244 | 5000 | 1301.899
7245 | 5000 | 1301.899
7246 | 5000 | 1301.899
7247 | 5000 | 1301.899
7248 | 5000 | 1301.899
7249 | 5000 | 1301.899
7250 | 5000 | 1301.899
7251 | 5000 | 1301.899
7252 | 5000 | 1301.899
7253 | 5000 | 1301.899
7254 | 5000 | 1301.899
7255 | 5000 | 1301.899
7256 | 5000 | 1301.899
7257 | 5000 | 1301.899
7258 | 5000 | 1301.899
7259 | 5000 | 1301.899
7260 | 5000 | 1301.899
7261 | 5000 | 1301.899
7262 | 5000 | 1301.899
7263 | 5000 | 1301.899
7264 | 5000 | 1301.899
7265 | 5000 | 1301.899
7266 | 5000 | 1301.899
7267 | 5000 | 1301.899
7268 | 5000 | 1301.899
7269 | 5000 | 1301.899
7270 | 5000 | 1301.899
7271 | 5000 | 1301.899
7272 | 5000 | 1301.899
7273 | 5000 | 1301.899
7274 | 5000 | 1301.899
7275 | 5000 | 1301.899
7276 | 5000 | 1301.899
7277 | 5000 | 1301.899
7278 | 5000 | 1301.899
7279 | 5000 | 1301.899
7280 | 5000 | 1301.899
7281 | 5000 | 1301.899
7282 | 5000 | 1301.899
7283 | 5000 | 1301.899
7284 | 5000 | 1301.899
7285 | 5000 | 1301.899
7286 | 5000 | 1301.899
7287 | 5000 | 1301.899
7288 | 5000 | 1301.899
7289 | 5000 | 1301.899
7290 | 5000 | 1301.899
7291 | 5000 | 1301.899
7292 | 5000 | 1301.899
7293 | 5000 | 1301.899
7294 | 5000 | 1301.899
7295 | 5000 | 1301.899
7296 | 5000 | 1301.899
7297 | 5000 | 1301.899
7298 | 5000 | 1301.899
7299 | 5000 | 1301.899
7300 | 5000 | 1301.899
7301 | 5000 | 1301.899
7302 | 5000 | 1301.899
7303 | 5000 | 1301.899
7304 | 5000 | 1301.899
7305 | 5000 | 1301.899
7306 | 5000 | 1301.899
7307 | 5000 | 1301.899
7308 | 5000 | 1301.899
7309 | 5000 | 1301.899
7310 | 5000 | 1301.899
7311 | 5000 | 1301.899
7312 | 5000 | 1301.899
7313 | 5000 | 1301.899
7314 | 5000 | 1301.899
7315 | 5000 | 1301.899
7316 | 5000 | 1301.899
7317 | 5000 | 1301.899
7318 | 5000 | 1301.899
7319 | 5000 | 1301.899
7320 | 5000 | 1301.899
7321 | 5000 | 1301.899
7322 | 5000 | 1301.899
7323 | 5000 | 1301.899
7324 | 5000 | 1301.899
7325 | 5000 | 1301.899
7326 | 5000 | 1301.899
7327 | 5000 | 1301.899
7328 | 5000 | 1301.899
7329 | 5000 | 1301.899
7330 | 5000 | 1301.899
7331 | 5000 | 1301.899
7332 | 5000 | 1301.899
7333 | 5000 | 1301.899
7334 | 5000 | 1301.899
7335 | 5000 | 1301.899
7336 | 5000 | 1301.899
7337 | 5000 | 1301.899
7338 | 5000 | 1301.899
7339 | 5000 | 1301.899
7340 | 5000 | 1301.899
7341 | 5000 | 1301.899
7342 | 5000 | 1301.899
7343 | 5000 | 1301.899
7344 | 5000 | 1301.899
7345 | 5000 | 1301.899
7346 | 5000 | 1301.899
7347 | 5000 | 1301.899
7348 | 5000 | 1301.899
7349 | 5000 | 1301.899
7350 | 5000 | 1301.899
7351 | 5000 | 1301.899
7352 | 5000 | 1301.899
7353 | 5000 | 1301.899
7354 | 5000 | 1301.899
7355 | 5000 | 1301.899
7356 | 5000 | 1301.899
7357 | 5000 | 1301.899
7358 | 5000 | 1301.899
7359 | 5000 | 1301.899
7360 | 5000 | 1301.899
7361 | 5000 | 1301.899
7362 | 5000 | 1301.899
7363 | 5000 | 1301.899
7364 | 5000 | 1301.899
7365 | 5000 | 1301.899
7366 | 5000 | 1301.899
7367 | 5000 | 1301.899
7368 | 5000 | 1301.899
7369 | 5000 | 1301.899
7370 | 5000 | 1301.899
7371 | 5000 | 1301.899
7372 | 5000 | 1301.899
7373 | 5000 | 1301.899
7374 | 5000 | 1301.899
7375 | 5000 | 1301.899
7376 | 5000 | 1301.899
7377 | 5000 | 1301.899
7378 | 5000 | 1301.899
7379 | 5000 | 1301.899
7380 | 5000 | 1301.899
7381 | 5000 | 1301.899
7382 | 5000 | 1301.899
7383 | 5000 | 1301.899
7384 | 5000 | 1301.899
7385 | 5000 | 1301.899
7386 | 5000 | 1301.899
7387 | 5000 | 1301.899
7388 | 5000 | 1301.899
7389 | 5000 | 1301.899
7390 | 5000 | 1301.899
7391 | 5000 | 1301.899
7392 | 5000 | 1301.899
7393 | 5000 | 1301.899
7394 | 5000 | 1301.899
7395 | 5000 | 1301.899
7396 | 5000 | 1301.899
7397 | 5000 | 1301.899
7398 | 5000 | 1301.899
7399 | 5000 | 1301.899
7400 | 5000 | 1301.899
7401 | 5000 | 1301.899
7402 | 5000 | 1301.899
7403 | 5000 | 1301.899
7404 | 5000 | 1301.899
7405 | 5000 | 1301.899
7406 | 5000 | 1301.899
7407 | 5000 | 1301.899
7408 | 5000 | 1301.899
7409 | 5000 | 1301.899
7410 | 5000 | 1301.899
7411 | 5000 | 1301.899
7412 | 5000 | 1301.899
7413 | 5000 | 1301.899
7414 | 5000 | 1301.899
7415 | 5000 | 1301.899
7416 | 5000 | 1301.899
7417 | 5000 | 1301.899
7418 | 5000 | 1301.899
7419 | 5000 | 1301.899
7420 | 5000 | 1301.899
7421 | 5000 | 1301.899
7422 | 5000 | 1301.899
7423 | 5000 | 1301.899
7424 | 5000 | 1301.899
7425 | 5000 | 1301.899
7426 | 5000 | 1301.899
7427 | 5000 | 1301.899
7428 | 5000 | 1301.899
7429 | 5000 | 1301.899
7430 | 5000 | 1301.899
7431 | 5000 | 1301.899
7432 | 5000 | 1301.899
7433 | 5000 | 1301.899
7434 | 5000 | 1301.899
7435 | 5000 | 1301.899
7436 | 5000 | 1301.899
7437 | 5000 | 1301.899
7438 | 5000 | 1301.899
7439 | 5000 | 1301.899
7440 | 5000 | 1301.899
7441 | 5000 | 1301.899
7442 | 5000 | 1301.899
7443 | 5000 | 1301.899
7444 | 5000 | 1301.899
7445 | 5000 | 1301.899
7446 | 5000 | 1301.899
7447 | 5000 | 1301.899
7448 | 5000 | 1301.899
7449 | 5000 | 1301.899
7450 | 5000 | 1301.899
7451 | 5000 | 1301.899
7452 | 5000 | 1301.899
7453 | 5000 | 1301.899
7454 | 5000 | 1301.899
7455 | 5000 | 1301.899
7456 | 5000 | 1301.899
7457 | 5000 | 1301.899
7458 | 5000 | 1301.899
7459 | 5000 | 1301.899
7460 | 5000 | 1301.899
7461 | 5000 | 1301.899
7462 | 5000 | 1301.899
7463 | 5000 | 1301.899
7464 | 5000 | 1301.899
7465 | 5000 | 1301.899
7466 | 5000 | 1301.899
7467 | 5000 | 1301.899
7468 | 5000 | 1301.899
7469 | 5000 | 1301.899
7470 | 5000 | 1301.899
7471 | 5000 | 1301.899
7472 | 5000 | 1301.899
7473 | 5000 | 1301.899
7474 | 5000 | 1301.899
7475 | 5000 | 1301.899
7476 | 5000 | 1301.899
7477 | 5000 | 1301.899
7478 | 5000 | 1301.899
7479 | 5000 | 1301.899
7480 | 5000 | 1301.899
7481 | 5000 | 1301.899
7482 | 5000 | 1301.899
7483 | 5000 | 1301.899
7484 | 5000 | 1301.899
7485 | 5000 | 1301.899
7486 | 5000 | 1301.899
7487 | 5000 | 1301.899
7488 | 5000 | 1301.899
7489 | 5000 | 1301.899
7490 | 5000 | 1301.899
7491 | 5000 | 1301.899
7492 | 5000 | 1301.899
7493 | 5000 | 1301.899
7494 | 5000 | 1301.899
7495 | 5000 | 1301.899
7496 | 5000 | 1301.899
7497 | 5000 | 1301.899
7498 | 5000 | 1301.899
7499 | 5000 | 1301.899
7500 | 5000 | 1301.899
7501 | 5000 | 1301.899
7502 | 5000 | 1301.899
7503 | 5000 | 1301.899
7504 | 5000 | 1301.899
7505 | 5000 | 1301.899
7506 | 5000 | 1301.899
7507 | 5000 | 1301.899
7508 | 5000 | 1301.899
7509 | 5000 | 0
7510 | 5000 | 0
7511 | 5000 | 0
7512 | 5000 | 0
7513 | 5000 | 0
7514 | 5000 | 0
7515 | 5000 | 0
7516 | 5000 | 0
7517 | 5000 | 0
7518 | 5000 | 0
7519 | 5000 | 0
7520 | 5000 | 0
7521 | 5000 | 0
7522 | 5000 | 0
7523 | 5000 | 0
7524 | 5000 | 0
7525 | 5000 | 0
7526 | 5000 | 0
7527 | 5000 | 0
7528 | 5000 | 0
7529 | 5000 | 0
7530 | 5000 | 0
7531 | 5000 | 0
7532 | 5000 | 0
7533 | 5000 | 0
7534 | 5000 | 0
7535 | 5000 | 0
7536 | 5000 | 0
7537 | 5000 | 0
7538 | 5000 | 0
7539 | 5000 | 0
7540 | 5000 | 0
7541 | 5000 | 0
7542 | 5000 | 0
7543 | 5000 | 0
7544 | 5000 | 0
7545 | 5000 | 0
7546 | 5000 | 0
7547 | 5000 | 0
7548 | 5000 | 0
7549 | 5000 | 0
7550 | 5000 | 0
7551 | 5000 | 0
7552 | 5000 | 0
7553 | 5000 | 0
7554 | 5000 | 0
7555 | 5000 | 0
7556 | 5000 | 0
7557 | 5000 | 0
7558 | 5000 | 0
7559 | 5000 | 0
7560 | 5000 | 0
7561 | 5000 | 0
7562 | 5000 | 0
7563 | 5000 | 0
7564 | 5000 | 0
7565 | 5000 | 0
7566 | 5000 | 0
7567 | 5000 | 0
7568 | 5000 | 0
7569 | 5000 | 0
7570 | 5000 | 0
7571 | 5000 | 0
7572 | 5000 | 0
7573 | 5000 | 0
7574 | 5000 | 0
7575 | 5000 | 0
7576 | 5000 | 0
7577 | 5000 | 0
7578 | 5000 | 0
7579 | 5000 | 0
7580 | 5000 | 0
7581 | 5000 | 0
7582 | 5000 | 0
7583 | 5000 | 0
7584 | 5000 | 0
7585 | 5000 | 0
7586 | 5000 | 0
7587 | 5000 | 0
7588 | 5000 | 0
7589 | 5000 | 0
7590 | 5000 | 0
7591 | 5000 | 0
7592 | 5000 | 0
7593 | 5000 | 0
7594 | 5000 | 0
7595 | 5000 | 0
7596 | 5000 | 0
7597 | 5000 | 0
7598 | 5000 | 0
7599 | 5000 | 0
7600 | 5000 | 0
7601 | 5000 | 0
7602 | 5000 | 0
7603 | 5000 | 0
7604 | 5000 | 0
7605 | 5000 | 0
7606 | 5000 | 0
7607 | 5000 | 0
7608 | 5000 | 0
7609 | 5000 | 0
7610 | 5000 | 0
7611 | 5000 | 0
7612 | 5000 | 0
7613 | 5000 | 0
7614 | 5000 | 0
7615 | 5000 | 0
7616 | 5000 | 0
7617 | 5000 | 0
7618 | 5000 | 0
7619 | 5000 | 0
7620 | 5000 | 0
7621 | 5000 | 0
7622 | 5000 | 0
7623 | 5000 | 0
7624 | 5000 | 0
7625 | 5000 | 0
7626 | 5000 | 0
7627 | 5000 | 0
7628 | 5000 | 0
7629 | 5000 | 0
7630 | 5000 | 0
7631 | 5000 | 0
7632 | 5000 | 0
7633 | 5000 | 0
7634 | 5000 | 0
7635 | 5000 | 0
7636 | 5000 | 0
7637 | 5000 | 0
7638 | 5000 | 0
7639 | 5000 | 0
7640 | 5000 | 0
7641 | 5000 | 0
7642 | 5000 | 0
7643 | 5000 | 0
7644 | 5000 | 0
7645 | 5000 | 0
7646 | 5000 | 0
7647 | 5000 | 0
7648 | 5000 | 0
7649 | 5000 | 0
7650 | 5000 | 0
7651 | 5000 | 0
7652 | 5000 | 0
7653 | 5000 | 0
7654 | 5000 | 0
7655 | 5000 | 0
7656 | 5000 | 0
7657 | 5000 | 0
7658 | 5000 | 0
7659 | 5000 | 0
7660 | 5000 | 0
7661 | 5000 | 0
7662 | 5000 | 0
7663 | 5000 | 0
7664 | 5000 | 0
7665 | 5000 | 0
7666 | 5000 | 0
7667 | 5000 | 0
7668 | 5000 | 0
7669 | 5000 | 0
7670 | 5000 | 0
7671 | 5000 | 0
7672 | 5000 | 0
7673 | 5000 | 0
7674 | 5000 | 0
7675 | 5000 | 0
7676 | 5000 | 0
7677 | 5000 | 0
7678 | 5000 | 0
7679 | 5000 | 0
7680 | 5000 | 0
7681 | 5000 | 0
7682 | 5000 | 0
7683 | 5000 | 0
7684 | 5000 | 0
7685 | 5000 | 0
7686 | 5000 | 0
7687 | 5000 | 0
7688 | 5000 | 0
7689 | 5000 | 0
7690 | 5000 | 0
7691 | 5000 | 0
7692 | 5000 | 0
7693 | 5000 | 0
7694 | 5000 | 0
7695 | 5000 | 0
7696 | 5000 | 0
7697 | 5000 | 0
7698 | 5000 | 0
7699 | 5000 | 0
7700 | 5000 | 0
7701 | 5000 | 0
7702 | 5000 | 0
7703 | 5000 | 0
7704 | 5000 | 0
7705 | 5000 | 0
7706 | 5000 | 0
7707 | 5000 | 0
7708 | 5000 | 0
7709 | 5000 | 0
7710 | 5000 | 0
7711 | 5000 | 0
7712 | 5000 | 0
7713 | 5000 | 0
7714 | 5000 | 0
7715 | 5000 | 0
7716 | 5000 | 0
7717 | 5000 | 0
7718 | 5000 | 0
7719 | 5000 | 0
7720 | 5000 | 0
7721 | 5000 | 0
7722 | 5000 | 0
7723 | 5000 | 0
7724 | 5000 | 0
7725 | 5000 | 0
7726 | 5000 | 0
7727 | 5000 | 0
7728 | 5000 | 0
7729 | 5000 | 0
7730 | 5000 | 0
7731 | 5000 | 0
7732 | 5000 | 0
7733 | 5000 | 0
7734 | 5000 | 0
7735 | 5000 | 0
7736 | 5000 | 0
7737 | 5000 | 0
7738 | 5000 | 0
7739 | 5000 | 0
7740 | 5000 | 0
7741 | 5000 | 0
7742 | 5000 | 0
7743 | 5000 | 0
7744 | 5000 | 0
7745 | 5000 | 0
7746 | 5000 | 0
7747 | 5000 | 0
7748 | 5000 | 0
7749 | 5000 | 0
7750 | 5000 | 0
7751 | 5000 | 0
7752 | 5000 | 0
7753 | 5000 | 0
7754 | 5000 | 0
7755 | 5000 | 0
7756 | 5000 | 0
7757 | 5000 | 0
7758 | 5000 | 0
7759 | 5000 | 0
7760 | 5000 | 0
7761 | 5000 | 0
7762 | 5000 | 0
7763 | 5000 | 0
7764 | 5000 | 0
7765 | 5000 | 0
7766 | 5000 | 0
7767 | 5000 | 0
7768 | 5000 | 0
7769 | 5000 | 0
7770 | 5000 | 0
7771 | 5000 | 0
7772 | 5000 | 0
7773 | 5000 | 0
7774 | 5000 | 0
7775 | 5000 | 0
7776 | 5000 | 0
7777 | 5000 | 0
7778 | 5000 | 0
7779 | 5000 | 0
7780 | 5000 | 0
7781 | 5000 | 0
7782 | 5000 | 0
7783 | 5000 | 0
7784 | 5000 | 0
7785 | 5000 | 0
7786 | 5000 | 0
7787 | 5000 | 0
7788 | 5000 | 0
7789 | 5000 | 0
7790 | 5000 | 0
7791 | 5000 | 0
7792 | 5000 | 0
7793 | 5000 | 0
7794 | 5000 | 0
7795 | 5000 | 0
7796 | 5000 | 0
7797 | 5000 | 0
7798 | 5000 | 0
7799 | 5000 | 0
7800 | 5000 | 0
7801 | 5000 | 0
7802 | 5000 | 0
7803 | 5000 | 0
7804 | 5000 | 0
7805 | 5000 | 0
7806 | 5000 | 0
7807 | 5000 | 0
7808 | 5000 | 0
7809 | 5000 | 0
7810 | 5000 | 0
7811 | 5000 | 0
7812 | 5000 | 0
7813 | 5000 | 0
7814 | 5000 | 0
7815 | 5000 | 0
7816 | 5000 | 0
7817 | 5000 | 0
7818 | 5000 | 0
7819 | 5000 | 0
7820 | 5000 | 0
7821 | 5000 | 0
7822 | 5000 | 0
7823 | 5000 | 0
7824 | 5000 | 0
7825 | 5000 | 0
7826 | 5000 | 0
7827 | 5000 | 0
7828 | 5000 | 0
7829 | 5000 | 0
7830 | 5000 | 0
7831 | 5000 | 0
7832 | 5000 | 0
7833 | 5000 | 0
7834 | 5000 | 0
7835 | 5000 | 0
7836 | 5000 | 0
7837 | 5000 | 0
7838 | 5000 | 0
7839 | 5000 | 0
7840 | 5000 | 0
7841 | 5000 | 0
7842 | 5000 | 0
7843 | 5000 | 0
7844 | 5000 | 0
7845 | 5000 | 0
7846 | 5000 | 0
7847 | 5000 | 0
7848 | 5000 | 0
7849 | 5000 | 0
7850 | 5000 | 0
7851 | 5000 | 0
7852 | 5000 | 0
7853 | 5000 | 0
7854 | 5000 | 0
7855 | 5000 | 0
7856 | 5000 | 0
7857 | 5000 | 0
7858 | 5000 | 0
7859 | 5000 | 0
7860 | 5000 | 0
7861 | 5000 | 0
7862 | 5000 | 0
7863 | 5000 | 0
7864 | 5000 | 0
7865 | 5000 | 0
7866 | 5000 | 0
7867 | 5000 | 0
7868 | 5000 | 0
7869 | 5000 | 0
7870 | 5000 | 0
7871 | 5000 | 0
7872 | 5000 | 0
7873 | 5000 | 0
7874 | 5000 | 0
7875 | 5000 | 0
7876 | 5000 | 0
7877 | 5000 | 0
7878 | 5000 | 0
7879 | 5000 | 0
7880 | 5000 | 0
7881 | 5000 | 0
7882 | 5000 | 0
7883 | 5000 | 0
7884 | 5000 | 0
7885 | 5000 | 0
7886 | 5000 | 0
7887 | 5000 | 0
7888 | 5000 | 0
7889 | 5000 | 0
7890 | 5000 | 0
7891 | 5000 | 0
7892 | 5000 | 0
7893 | 5000 | 0
7894 | 5000 | 0
7895 | 5000 | 0
7896 | 5000 | 0
7897 | 5000 | 0
7898 | 5000 | 0
7899 | 5000 | 0
7900 | 5000 | 0
7901 | 5000 | 0
7902 | 5000 | 0
7903 | 5000 | 0
7904 | 5000 | 0
7905 | 5000 | 0
7906 | 5000 | 0
7907 | 5000 | 0
7908 | 5000 | 0
7909 | 5000 | 0
7910 | 5000 | 0
7911 | 5000 | 0
7912 | 5000 | 0
7913 | 5000 | 0
7914 | 5000 | 0
7915 | 5000 | 0
7916 | 5000 | 0
7917 | 5000 | 0
7918 | 5000 | 0
7919 | 5000 | 0
7920 | 5000 | 0
7921 | 5000 | 0
7922 | 5000 | 0
7923 | 5000 | 0
7924 | 5000 | 0
7925 | 5000 | 0
7926 | 5000 | 0
7927 | 5000 | 0
7928 | 5000 | 0
7929 | 5000 | 0
7930 | 5000 | 0
7931 | 5000 | 0
7932 | 5000 | 0
7933 | 5000 | 0
7934 | 5000 | 0
7935 | 5000 | 0
7936 | 5000 | 0
7937 | 5000 | 0
7938 | 5000 | 0
7939 | 5000 | 0
7940 | 5000 | 0
7941 | 5000 | 0
7942 | 5000 | 0
7943 | 5000 | 0
7944 | 5000 | 0
7945 | 5000 | 0
7946 | 5000 | 0
7947 | 5000 | 0
7948 | 5000 | 0
7949 | 5000 | 0
7950 | 5000 | 0
7951 | 5000 | 0
7952 | 5000 | 0
7953 | 5000 | 0
7954 | 5000 | 0
7955 | 5000 | 0
7956 | 5000 | 0
7957 | 5000 | 0
7958 | 5000 | 0
7959 | 5000 | 0
7960 | 5000 | 0
7961 | 5000 | 0
7962 | 5000 | 0
7963 | 5000 | 0
7964 | 5000 | 0
7965 | 5000 | 0
7966 | 5000 | 0
7967 | 5000 | 0
7968 | 5000 | 0
7969 | 5000 | 0
7970 | 5000 | 0
7971 | 5000 | 0
7972 | 5000 | 0
7973 | 5000 | 0
7974 | 5000 | 0
7975 | 5000 | 0
7976 | 5000 | 0
7977 | 5000 | 0
7978 | 5000 | 0
7979 | 5000 | 0
7980 | 5000 | 0
7981 | 5000 | 0
7982 | 5000 | 0
7983 | 5000 | 0
7984 | 5000 | 0
7985 | 5000 | 0
7986 | 5000 | 0
7987 | 5000 | 0
7988 | 5000 | 0
7989 | 5000 | 0
7990 | 5000 | 0
7991 | 5000 | 0
7992 | 5000 | 0
7993 | 5000 | 0
7994 | 5000 | 0
7995 | 5000 | 0
7996 | 5000 | 0
7997 | 5000 | 0
7998 | 5000 | 0
7999 | 5000 | 0
8000 | 5000 | 0
8001 | 5000 | 0
8002 | 5000 | 0
8003 | 5000 | 0
8004 | 5000 | 0
8005 | 5000 | 0
8006 | 5000 | 0
8007 | 5000 | 0
8008 | 5000 | 0
8009 | 5000 | 0
8010 | 5000 | 0
8011 | 5000 | 0
8012 | 5000 | 0
8013 | 5000 | 0
8014 | 5000 | 0
8015 | 5000 | 0
8016 | 5000 | 0
8017 | 5000 | 0
8018 | 5000 | 0
8019 | 5000 | 0
8020 | 5000 | 0
8021 | 5000 | 0
8022 | 5000 | 0
8023 | 5000 | 0
8024 | 5000 | 0
8025 | 5000 | 0
8026 | 5000 | 0
8027 | 5000 | 0
8028 | 5000 | 0
8029 | 5000 | 0
8030 | 5000 | 0
8031 | 5000 | 0
8032 | 5000 | 0
8033 | 5000 | 0
8034 | 5000 | 0
8035 | 5000 | 0
8036 | 5000 | 0
8037 | 5000 | 0
8038 | 5000 | 0
8039 | 5000 | 0
8040 | 5000 | 0
8041 | 5000 | 0
8042 | 5000 | 0
8043 | 5000 | 0
8044 | 5000 | 0
8045 | 5000 | 0
8046 | 5000 | 0
8047 | 5000 | 0
8048 | 5000 | 0
8049 | 5000 | 0
8050 | 5000 | 0
8051 | 5000 | 0
8052 | 5000 | 0
8053 | 5000 | 0
8054 | 5000 | 0
8055 | 5000 | 0
8056 | 5000 | 0
8057 | 5000 | 0
8058 | 5000 | 0
8059 | 5000 | 0
8060 | 5000 | 0
8061 | 5000 | 0
8062 | 5000 | 0
8063 | 5000 | 0
8064 | 5000 | 0
8065 | 5000 | 0
8066 | 5000 | 0
8067 | 5000 | 0
8068 | 5000 | 0
8069 | 5000 | 0
8070 | 5000 | 0
8071 | 5000 | 0
8072 | 5000 | 0
8073 | 5000 | 0
8074 | 5000 | 0
8075 | 5000 | 0
8076 | 5000 | 0
8077 | 5000 | 0
8078 | 5000 | 0
8079 | 5000 | 0
8080 | 5000 | 0
8081 | 5000 | 0
8082 | 5000 | 0
8083 | 5000 | 0
8084 | 5000 | 0
8085 | 5000 | 0
8086 | 5000 | 0
8087 | 5000 | 0
8088 | 5000 | 0
8089 | 5000 | 0
8090 | 5000 | 0
8091 | 5000 | 0
8092 | 5000 | 0
8093 | 5000 | 0
8094 | 5000 | 0
8095 | 5000 | 0
8096 | 5000 | 0
8097 | 5000 | 0
8098 | 5000 | 0
8099 | 5000 | 0
8100 | 5000 | 0
8101 | 5000 | 0
8102 | 5000 | 0
8103 | 5000 | 0
8104 | 5000 | 0
8105 | 5000 | 0
8106 | 5000 | 0
8107 | 5000 | 0
8108 | 5000 | 0
8109 | 5000 | 0
8110 | 5000 | 0
8111 | 5000 | 0
8112 | 5000 | 0
8113 | 5000 | 0
8114 | 5000 | 0
8115 | 5000 | 0
8116 | 5000 | 0
8117 | 5000 | 0
8118 | 5000 | 0
8119 | 5000 | 0
8120 | 5000 | 0
8121 | 5000 | 0
8122 | 5000 | 0
8123 | 5000 | 0
8124 | 5000 | 0
8125 | 5000 | 0
8126 | 5000 | 0
8127 | 5000 | 0
8128 | 5000 | 0
8129 | 5000 | 0
8130 | 5000 | 0
8131 | 5000 | 0
8132 | 5000 | 0
8133 | 5000 | 0
8134 | 5000 | 0
8135 | 5000 | 0
8136 | 5000 | 0
8137 | 5000 | 0
8138 | 5000 | 0
8139 | 5000 | 0
8140 | 5000 | 0
8141 | 5000 | 0
8142 | 5000 | 0
8143 | 5000 | 0
8144 | 5000 | 0
8145 | 5000 | 0
8146 | 5000 | 0
8147 | 5000 | 0
8148 | 5000 | 0
8149 | 5000 | 0
8150 | 5000 | 0
8151 | 5000 | 0
8152 | 5000 | 0
8153 | 5000 | 0
8154 | 5000 | 0
8155 | 5000 | 0
8156 | 5000 | 0
8157 | 5000 | 0
8158 | 5000 | 0
8159 | 5000 | 0
8160 | 5000 | 0
8161 | 5000 | 0
8162 | 5000 | 0
8163 | 5000 | 0
8164 | 5000 | 0
8165 | 5000 | 0
8166 | 5000 | 0
8167 | 5000 | 0
8168 | 5000 | 0
8169 | 5000 | 0
8170 | 5000 | 0
8171 | 5000 | 0
8172 | 5000 | 0
8173 | 5000 | 0
8174 | 5000 | 0
8175 | 5000 | 0
8176 | 5000 | 0
8177 | 5000 | 0
8178 | 5000 | 0
8179 | 5000 | 0
8180 | 5000 | 0
8181 | 5000 | 0
8182 | 5000 | 0
8183 | 5000 | 0
8184 | 5000 | 0
8185 | 5000 | 0
8186 | 5000 | 0
8187 | 5000 | 0
8188 | 5000 | 0
8189 | 5000 | 0
8190 | 5000 | 0
8191 | 5000 | 0
8192 | 5000 | 0
8193 | 5000 | 0
8194 | 5000 | 0
8195 | 5000 | 0
8196 | 5000 | 0
8197 | 5000 | 0
8198 | 5000 | 0
8199 | 5000 | 0
8200 | 5000 | 0
8201 | 5000 | 0
8202 | 5000 | 0
8203 | 5000 | 0
8204 | 5000 | 0
8205 | 5000 | 0
8206 | 5000 | 0
8207 | 5000 | 0
8208 | 5000 | 0
8209 | 5000 | 0
8210 | 5000 | 0
8211 | 5000 | 0
8212 | 5000 | 0
8213 | 5000 | 0
8214 | 5000 | 0
8215 | 5000 | 0
8216 | 5000 | 0
8217 | 5000 | 0
8218 | 5000 | 0
8219 | 5000 | 0
8220 | 5000 | 0
8221 | 5000 | 0
8222 | 5000 | 0
8223 | 5000 | 0
8224 | 5000 | 0
8225 | 5000 | 0
8226 | 5000 | 0
8227 | 5000 | 0
8228 | 5000 | 0
8229 | 5000 | 0
8230 | 5000 | 0
8231 | 5000 | 0
8232 | 5000 | 0
8233 | 5000 | 0
8234 | 5000 | 0
8235 | 5000 | 0
8236 | 5000 | 0
8237 | 5000 | 0
8238 | 5000 | 0
8239 | 5000 | 0
8240 | 5000 | 0
8241 | 5000 | 0
8242 | 5000 | 0
8243 | 5000 | 0
8244 | 5000 | 0
8245 | 5000 | 0
8246 | 5000 | 0
8247 | 5000 | 0
8248 | 5000 | 0
8249 | 5000 | 0
8250 | 5000 | 0
8251 | 5000 | 0
8252 | 5000 | 0
8253 | 5000 | 0
8254 | 5000 | 0
8255 | 5000 | 0
8256 | 5000 | 0
8257 | 5000 | 0
8258 | 5000 | 0
8259 | 5000 | 0
8260 | 5000 | 0
8261 | 5000 | 0
8262 | 5000 | 0
8263 | 5000 | 0
8264 | 5000 | 0
8265 | 5000 | 0
8266 | 5000 | 0
8267 | 5000 | 0
8268 | 5000 | 0
8269 | 5000 | 0
8270 | 5000 | 0
8271 | 5000 | 0
8272 | 5000 | 0
8273 | 5000 | 0
8274 | 5000 | 0
8275 | 5000 | 0
8276 | 5000 | 0
8277 | 5000 | 0
8278 | 5000 | 0
8279 | 5000 | 0
8280 | 5000 | 0
8281 | 5000 | 0
8282 | 5000 | 0
8283 | 5000 | 0
8284 | 5000 | 0
8285 | 5000 | 0
8286 | 5000 | 0
8287 | 5000 | 0
8288 | 5000 | 0
8289 | 5000 | 0
8290 | 5000 | 0
8291 | 5000 | 0
8292 | 5000 | 0
8293 | 5000 | 0
8294 | 5000 | 0
8295 | 5000 | 0
8296 | 5000 | 0
8297 | 5000 | 0
8298 | 5000 | 0
8299 | 5000 | 0
8300 | 5000 | 0
8301 | 5000 | 0
8302 | 5000 | 0
8303 | 5000 | 0
8304 | 5000 | 0
8305 | 5000 | 0
8306 | 5000 | 0
8307 | 5000 | 0
8308 | 5000 | 0
8309 | 5000 | 0
8310 | 5000 | 0
8311 | 5000 | 0
8312 | 5000 | 0
8313 | 5000 | 0
8314 | 5000 | 0
8315 | 5000 | 0
8316 | 5000 | 0
8317 | 5000 | 0
8318 | 5000 | 0
8319 | 5000 | 0
8320 | 5000 | 0
8321 | 5000 | 0
8322 | 5000 | 0
8323 | 5000 | 0
8324 | 5000 | 0
8325 | 5000 | 0
8326 | 5000 | 0
8327 | 5000 | 0
8328 | 5000 | 0
8329 | 5000 | 0
8330 | 5000 | 0
8331 | 5000 | 0
8332 | 5000 | 0
8333 | 5000 | 0
8334 | 5000 | 0
8335 | 5000 | 0
8336 | 5000 | 0
8337 | 5000 | 0
8338 | 5000 | 0
8339 | 5000 | 0
8340 | 5000 | 0
8341 | 5000 | 0
8342 | 5000 | 0
8343 | 5000 | 0
8344 | 5000 | 0
8345 | 5000 | 0
8346 | 5000 | 0
8347 | 5000 | 0
8348 | 5000 | 0
8349 | 5000 | 0
8350 | 5000 | 0
8351 | 5000 | 0
8352 | 5000 | 0
8353 | 5000 | 0
8354 | 5000 | 0
8355 | 5000 | 0
8356 | 5000 | 0
8357 | 5000 | 0
8358 | 5000 | 0
8359 | 5000 | 0
8360 | 5000 | 0
8361 | 5000 | 0
8362 | 5000 | 0
8363 | 5000 | 0
8364 | 5000 | 0
8365 | 5000 | 0
8366 | 5000 | 0
8367 | 5000 | 0
8368 | 5000 | 0
8369 | 5000 | 0
8370 | 5000 | 0
8371 | 5000 | 0
8372 | 5000 | 0
8373 | 5000 | 0
8374 | 5000 | 0
8375 | 5000 | 0
8376 | 5000 | 0
8377 | 5000 | 0
8378 | 5000 | 0
8379 | 5000 | 0
8380 | 5000 | 0
8381 | 5000 | 0
8382 | 5000 | 0
8383 | 5000 | 0
8384 | 5000 | 0
8385 | 5000 | 0
8386 | 5000 | 0
8387 | 5000 | 0
8388 | 5000 | 0
8389 | 5000 | 0
8390 | 5000 | 0
8391 | 5000 | 0
8392 | 5000 | 0
8393 | 5000 | 0
8394 | 5000 | 0
8395 | 5000 | 0
8396 | 5000 | 0
8397 | 5000 | 0
8398 | 5000 | 0
8399 | 5000 | 0
8400 | 5000 | 0
8401 | 5000 | 0
8402 | 5000 | 0
8403 | 5000 | 0
8404 | 5000 | 0
8405 | 5000 | 0
8406 | 5000 | 0
8407 | 5000 | 0
8408 | 5000 | 0
8409 | 5000 | 0
8410 | 5000 | 0
8411 | 5000 | 0
8412 | 5000 | 0
8413 | 5000 | 0
8414 | 5000 | 0
8415 | 5000 | 0
8416 | 5000 | 0
8417 | 5000 | 0
8418 | 5000 | 0
8419 | 5000 | 0
8420 | 5000 | 0
8421 | 5000 | 0
8422 | 5000 | 0
8423 | 5000 | 0
8424 | 5000 | 0
8425 | 5000 | 0
8426 | 5000 | 0
8427 | 5000 | 0
8428 | 5000 | 0
8429 | 5000 | 0
8430 | 5000 | 0
8431 | 5000 | 0
8432 | 5000 | 0
8433 | 5000 | 0
8434 | 5000 | 0
8435 | 5000 | 0
8436 | 5000 | 0
8437 | 5000 | 0
8438 | 5000 | 0
8439 | 5000 | 0
8440 | 5000 | 0
8441 | 5000 | 0
8442 | 5000 | 0
8443 | 5000 | 0
8444 | 5000 | 0
8445 | 5000 | 0
8446 | 5000 | 0
8447 | 5000 | 0
8448 | 5000 | 0
8449 | 5000 | 0
8450 | 5000 | 0
8451 | 5000 | 0
8452 | 5000 | 0
8453 | 5000 | 0
8454 | 5000 | 0
8455 | 5000 | 0
8456 | 5000 | 0
8457 | 5000 | 0
8458 | 5000 | 0
8459 | 5000 | 0
8460 | 5000 | 0
8461 | 5000 | 0
8462 | 5000 | 0
8463 | 5000 | 0
8464 | 5000 | 0
8465 | 5000 | 0
8466 | 5000 | 0
8467 | 5000 | 0
8468 | 5000 | 0
8469 | 5000 | 0
8470 | 5000 | 0
8471 | 5000 | 0
8472 | 5000 | 0
8473 | 5000 | 0
8474 | 5000 | 0
8475 | 5000 | 0
8476 | 5000 | 0
8477 | 5000 | 0
8478 | 5000 | 0
8479 | 5000 | 0
8480 | 5000 | 0
8481 | 5000 | 0
8482 | 5000 | 0
8483 | 5000 | 0
8484 | 5000 | 0
8485 | 5000 | 0
8486 | 5000 | 0
8487 | 5000 | 0
8488 | 5000 | 0
8489 | 5000 | 0
8490 | 5000 | 0
8491 | 5000 | 0
8492 | 5000 | 0
8493 | 5000 | 0
8494 | 5000 | 0
8495 | 5000 | 0
8496 | 5000 | 0
8497 | 5000 | 0
8498 | 5000 | 0
8499 | 5000 | 0
8500 | 5000 | 0
8501 | 5000 | 0
8502 | 5000 | 0
8503 | 5000 | 0
8504 | 5000 | 0
8505 | 5000 | 0
8506 | 5000 | 0
8507 | 5000 | 0
8508 | 5000 | 0
8509 | 5000 | 0
8510 | 5000 | 0
8511 | 5000 | 0
8512 | 5000 | 0
8513 | 5000 | 0
8514 | 5000 | 0
8515 | 5000 | 0
8516 | 5000 | 0
8517 | 5000 | 0
8518 | 5000 | 0
8519 | 5000 | 0
8520 | 5000 | 0
8521 | 5000 | 0
8522 | 5000 | 0
8523 | 5000 | 0
8524 | 5000 | 0
8525 | 5000 | 0
8526 | 5000 | 0
8527 | 5000 | 0
8528 | 5000 | 0
8529 | 5000 | 0
8530 | 5000 | 0
8531 | 5000 | 0
8532 | 5000 | 0
8533 | 5000 | 0
8534 | 5000 | 0
8535 | 5000 | 0
8536 | 5000 | 0
8537 | 5000 | 0
8538 | 5000 | 0
8539 | 5000 | 0
8540 | 5000 | 0
8541 | 5000 | 0
8542 | 5000 | 0
8543 | 5000 | 0
8544 | 5000 | 0
8545 | 5000 | 0
8546 | 5000 | 0
8547 | 5000 | 0
8548 | 5000 | 0
8549 | 5000 | 0
8550 | 5000 | 0
8551 | 5000 | 0
8552 | 5000 | 0
8553 | 5000 | 0
8554 | 5000 | 0
8555 | 5000 | 0
8556 | 5000 | 0
8557 | 5000 | 0
8558 | 5000 | 0
8559 | 5000 | 0
8560 | 5000 | 0
8561 | 5000 | 0
8562 | 5000 | 0
8563 | 5000 | 0
8564 | 5000 | 0
8565 | 5000 | 0
8566 | 5000 | 0
8567 | 5000 | 0
8568 | 5000 | 0
8569 | 5000 | 0
8570 | 5000 | 0
8571 | 5000 | 0
8572 | 5000 | 0
8573 | 5000 | 0
8574 | 5000 | 0
8575 | 5000 | 0
8576 | 5000 | 0
8577 | 5000 | 0
8578 | 5000 | 0
8579 | 5000 | 0
8580 | 5000 | 0
8581 | 5000 | 0
8582 | 5000 | 0
8583 | 5000 | 0
8584 | 5000 | 0
8585 | 5000 | 0
8586 | 5000 | 0
8587 | 5000 | 0
8588 | 5000 | 0
8589 | 5000 | 0
8590 | 5000 | 0
8591 | 5000 | 0
8592 | 5000 | 0
8593 | 5000 | 0
8594 | 5000 | 0
8595 | 5000 | 0
8596 | 5000 | 0
8597 | 5000 | 0
8598 | 5000 | 0
8599 | 5000 | 0
8600 | 5000 | 0
8601 | 5000 | 0
8602 | 5000 | 0
8603 | 5000 | 0
8604 | 5000 | 0
8605 | 5000 | 0
8606 | 5000 | 0
8607 | 5000 | 0
8608 | 5000 | 0
8609 | 5000 | 0
8610 | 5000 | 0
8611 | 5000 | 0
8612 | 5000 | 0
8613 | 5000 | 0
8614 | 5000 | 0
8615 | 5000 | 0
8616 | 5000 | 0
8617 | 5000 | 0
8618 | 5000 | 0
8619 | 5000 | 0
8620 | 5000 | 0
8621 | 5000 | 0
8622 | 5000 | 0
8623 | 5000 | 0
8624 | 5000 | 0
8625 | 5000 | 0
8626 | 5000 | 0
8627 | 5000 | 0
8628 | 5000 | 0
8629 | 5000 | 0
8630 | 5000 | 0
8631 | 5000 | 0
8632 | 5000 | 0
8633 | 5000 | 0
8634 | 5000 | 0
8635 | 5000 | 0
8636 | 5000 | 0
8637 | 5000 | 0
8638 | 5000 | 0
8639 | 5000 | 0
8640 | 5000 | 0
8641 | 5000 | 0
8642 | 5000 | 0
8643 | 5000 | 0
8644 | 5000 | 0
8645 | 5000 | 0
8646 | 5000 | 0
8647 | 5000 | 0
8648 | 5000 | 0
8649 | 5000 | 0
8650 | 5000 | 0
8651 | 5000 | 0
8652 | 5000 | 0
8653 | 5000 | 0
8654 | 5000 | 0
8655 | 5000 | 0
8656 | 5000 | 0
8657 | 5000 | 0
8658 | 5000 | 0
8659 | 5000 | 0
8660 | 5000 | 0
8661 | 5000 | 0
8662 | 5000 | 0
8663 | 5000 | 0
8664 | 5000 | 0
8665 | 5000 | 0
8666 | 5000 | 0
8667 | 5000 | 0
8668 | 5000 | 0
8669 | 5000 | 0
8670 | 5000 | 0
8671 | 5000 | 0
8672 | 5000 | 0
8673 | 5000 | 0
8674 | 5000 | 0
8675 | 5000 | 0
8676 | 5000 | 0
8677 | 5000 | 0
8678 | 5000 | 0
8679 | 5000 | 0
8680 | 5000 | 0
8681 | 5000 | 0
8682 | 5000 | 0
8683 | 5000 | 0
8684 | 5000 | 0
8685 | 5000 | 0
8686 | 5000 | 0
8687 | 5000 | 0
8688 | 5000 | 0
8689 | 5000 | 0
8690 | 5000 | 0
8691 | 5000 | 0
8692 | 5000 | 0
8693 | 5000 | 0
8694 | 5000 | 0
8695 | 5000 | 0
8696 | 5000 | 0
8697 | 5000 | 0
8698 | 5000 | 0
8699 | 5000 | 0
8700 | 5000 | 0
8701 | 5000 | 0
8702 | 5000 | 0
8703 | 5000 | 0
8704 | 5000 | 0
8705 | 5000 | 0
8706 | 5000 | 0
8707 | 5000 | 0
8708 | 5000 | 0
8709 | 5000 | 0
8710 | 5000 | 0
8711 | 5000 | 0
8712 | 5000 | 0
8713 | 5000 | 0
8714 | 5000 | 0
8715 | 5000 | 0
8716 | 5000 | 0
8717 | 5000 | 0
8718 | 5000 | 0
8719 | 5000 | 0
8720 | 5000 | 0
8721 | 5000 | 0
8722 | 5000 | 0
8723 | 5000 | 0
8724 | 5000 | 0
8725 | 5000 | 0
8726 | 5000 | 0
8727 | 5000 | 0
8728 | 5000 | 0
8729 | 5000 | 0
8730 | 5000 | 0
8731 | 5000 | 0
8732 | 5000 | 0
8733 | 5000 | 0
8734 | 5000 | 0
8735 | 5000 | 0
8736 | 5000 | 0
8737 | 5000 | 0
8738 | 5000 | 0
8739 | 5000 | 0
8740 | 5000 | 0
8741 | 5000 | 0
8742 | 5000 | 0
8743 | 5000 | 0
8744 | 5000 | 0
8745 | 5000 | 0
8746 | 5000 | 0
8747 | 5000 | 0
8748 | 5000 | 0
8749 | 5000 | 0
8750 | 5000 | 0
8751 | 5000 | 0
8752 | 5000 | 0
8753 | 5000 | 0
8754 | 5000 | 0
8755 | 5000 | 0
8756 | 5000 | 0
8757 | 5000 | 0
8758 | 5000 | 0
8759 | 5000 | 0
8760 | 5000 | 0