## Cover
Investment Case Workbook - Factory A Vietnam ESCO E2E
ESCO discount-to-EVN tariff (behind-the-meter) · prepared 2026-09-12 · REopt dispatch + proforma_vietnam financial engine
REopt run UUID: e0888196-4e54-45e2-8261-3b1df5142a7f
Model validation status |  | Live tie-out of every Excel-derived metric against the engine
Colour legend
Hardcoded input / engine output | Case file terms, REopt dispatch results, 8760-h settlement totals, tie-out references
Live Excel formula (white) | Everything derivable is a formula - trace with Excel's formula auditing tools
PASS / REVIEW check cell | Excel-vs-engine tie-out at stated tolerances
Contents
Executive Summary | Headline KPIs for both counterparties
Assumptions | Every case input & contract term with unit, source and named cell
Model Basis | Methodology, settlement math, simplifications register
Pro Forma (Audit) | Full cash flow rebuilt with live formulas + engine tie-out
FX Sensitivity | USD returns under VND depreciation (editable)
Buyer Analysis | Offtaker savings vs business-as-usual
Developer Returns | Sources & uses, coverage, equity cash flow
Technical Results | System sizing, year-1 energy balance, bill comparison
Battery SOH | State of health replayed from the solved dispatch; drives the battery derate
Dispatch Profile | 8760-h dispatch incl. original PV generation; chart shows the peak-load week
Load Duration | Load and net-load duration curves
Prepared for investment and lending review. Figures are model outputs, not offers; REopt sizing is optimizer output and may shift with solver versions.
Regenerate offline anytime: python -m proforma_vietnam.rebuild_report --case-dir <case>.

## Executive Summary
Investment & PPA Negotiation Summary - Factory A Vietnam ESCO E2E
ESCO discount-to-EVN tariff (behind-the-meter) · prepared 2026-09-12 · REopt dispatch + proforma_vietnam financial model
Project & System
PV Size (kW) | 5996.297
Battery Power (kW) | 2011.12
Battery Energy (kWh) | 12330.71
Total Investment (USD) | 4518797.36
Contract Terms
ESCO Energy Price (fraction of EVN tariff) | 90%
Demand Savings Share to ESCO | 80%
Analysis Period (Years) | 20
Developer (Seller) Returns
Equity IRR | 12.11%
Project IRR | 10.61%
NPV (USD) | 405302.4882 | At owner discount rate
Minimum DSCR (debt years) | 0.97456 | Lender covenant view
Average DSCR | 1.1171
Simple Payback (Years) | 11.7526
Equity Investment (USD) | 1355639.208
Debt Principal (USD) | 3163158.152
Buyer (Offtaker) Outcome
Year 1 BAU Cost (USD) | 731030.93
Year 1 Cost With Project (USD) | 673007.8039
Year 1 Buyer Savings (USD) | 58023.1261
Year 1 Savings (% of BAU) | 7.937%
First 10 Years Buyer Savings (USD) | 674734.6651 | Cumulative, years 1-10
First 10 Years Savings (% of BAU) | 7.688%
Lifetime Buyer Savings (USD) | 1613597.5777 | Sum over analysis period
Lifetime Savings (% of BAU) | 7.412%
Model Basis & Conventions
• ESCO is paid a discount to the time-specific EVN tariff for project-served energy.
• PV degradation, O&M escalation and battery replacement (REopt schedule) are applied across the analysis period.
• PV straight-line depreciation over 20 years (Circular 45/2013/TT-BTC permits 7-20 years for generating equipment).
• Vietnam CIT: 4-year exemption + 9-year 50% reduction from first profitable year; 5-year tax-loss carryforward.
• All USD figures at the fixed contract exchange rate (see Assumptions); FX drift between VND revenue and USD reporting is quantified on the FX Sensitivity sheet.

## Assumptions
Assumptions & Model Inputs
Shaded cells are hardcoded inputs (case file or engine output); named cells drive every formula on the Pro Forma (Audit) sheet.
Project & Run
Case name | Factory A Vietnam ESCO E2E |  | case.json
Financing structure | ESCO discount-to-EVN (behind-the-meter) |  | proforma_vietnam.structures
REopt run UUID | e0888196-4e54-45e2-8261-3b1df5142a7f |  | REopt API
Report prepared | 2026-09-12
Analysis period | 20 | years | proforma_vietnam.defaults replacement policy (PROJECT_YEARS) unless case.json financial.analysis_years overrides
Tariff year | 2025 |  | case.json tariff.year
Voltage level | 22-110kV |  | case.json tariff.voltage_level
TOU schedule | decision_963 |  | case.json tariff.tou_schedule
Site & Load Profile (case.json)
Latitude | 10.8231 | deg | case.json site.latitude
Longitude | 106.6297 | deg | case.json site.longitude
Load profile file | Sample Load Profile/Emivest_clean.csv |  | case.json load_profile.path (8760 hourly kW)
Load year | 2025 |  | case.json load_profile.year
PV Technology (case.json)
PV minimum size | 0 | kW | case.json technologies.pv.min_kw
PV maximum size | 10000 | kW | case.json technologies.pv.max_kw
PV installed cost | 480 | USD/kW | case.json technologies.pv.installed_cost_per_kw
PV O&M cost | 6 | USD/kW/yr | case.json technologies.pv.om_cost_per_kw
PV degradation (case input) | 0.5% | per year | case.json technologies.pv.degradation_fraction
PVWatts tilt | 10 |  | case.json technologies.pv.pvwatts (production factor inputs)
PVWatts azimuth | 180 |  | case.json technologies.pv.pvwatts (production factor inputs)
PVWatts array_type | 1 |  | case.json technologies.pv.pvwatts (production factor inputs)
PVWatts module_type | 0 |  | case.json technologies.pv.pvwatts (production factor inputs)
PVWatts losses | 14 |  | case.json technologies.pv.pvwatts (production factor inputs)
PVWatts dc_ac_ratio | 1.2 |  | case.json technologies.pv.pvwatts (production factor inputs)
Storage Technology (case.json)
Storage minimum power | 0 | kW | case.json technologies.storage.min_kw
Storage maximum power | 5000 | kW | case.json technologies.storage.max_kw
Storage minimum energy | 0 | kWh | case.json technologies.storage.min_kwh
Storage maximum energy | 20000 | kWh | case.json technologies.storage.max_kwh
Storage cost per kW | 80 | USD/kW | case.json technologies.storage.installed_cost_per_kw
Storage cost per kWh | 120 | USD/kWh | case.json technologies.storage.installed_cost_per_kwh
Storage fixed cost | 0 | USD | case.json technologies.storage.installed_cost_constant
O&M (fraction of installed cost) | 1% | per year | case.json technologies.storage.om_cost_fraction_of_installed_cost
Currency & FX
Model currency | USD |  | EVN tariff converted VND→USD before REopt; see Model Basis
Contract exchange rate | 26300 | VND per USD | case.json tariff.exchange_rate_vnd_per_usd
FX treatment | Held flat over the analysis period |  | Simplification - see FX Sensitivity sheet
Capital Costs
PV capex | 2878222.56 | USD | REopt PV size_kw × installed_cost_per_kw
BESS capex | 1640574.8 | USD | REopt ElectricStorage initial_capital_cost
Other capex | 0 | USD | case.json (developer overrides)
Total investment |  | USD | Formula: PV + BESS + Other
Operating Costs
Year-1 O&M | 52383.5213 | USD/yr | REopt Financial.year_one_om_costs_before_tax
O&M escalation | 3% | per year | vietnam_defaults.json / case.json financial.om_escalation_rate
Replacement Policy
Battery replacement | Not scheduled inside the 20 year horizon |  | Client direction 2026-09-12: capacity fade is carried on the Battery SOH sheet and derates the battery's savings; REopt sent replace_cost 0. Opt in per case with technologies.storage.replacement
Battery cycle life (EFC to 80 percent) | 8000 | cycles | proforma_vietnam.defaults BESS_CYCLE_LIFE_EFC unless case.json technologies.storage.cycle_life_efc overrides (sets the SOH cycle fade: (1 - 0.80) / cycle life per kWh discharged)
PV inverter replacement year | 11 | year | proforma_vietnam.defaults replacement policy
PV inverter replacement fraction of PV capex | 10% | fraction | proforma_vietnam.defaults replacement policy
PV inverter replacement cost | 287822.256 | USD | Engine: fraction x solved PV capex (none booked when the run has no PV)
Tariff & Escalation
EVN energy escalation | 4% | per year | case.json tariff.evn_energy_escalation_rate
EVN capacity (demand) escalation | 4% | per year | case.json tariff.evn_capacity_escalation_rate
PV degradation | 0.5% | per year | REopt PV.degradation_fraction
Tariff currency fed to REopt | USD |  | case.json tariff.currency
Two-component tariff pilot | FALSE | yes/no | case.json tariff.two_component_pilot_enabled
Contract Terms
ESCO energy price (fraction of EVN tariff) | 90% | fraction | case.json esco_contract.esco_energy_discount_fraction
Demand savings share to ESCO | 80% | fraction | case.json esco_contract.demand_savings_esco_share
Grid charging enabled | FALSE | yes/no | case.json esco_contract.grid_charging_enabled
Financing
Debt fraction | 70% | of total capex | vietnam_defaults.json / case.json financial.debt_fraction
Debt interest rate | 8.5% | per year | vietnam_defaults.json / case.json financial.debt_interest_rate_fraction
Debt term | 10 | years | vietnam_defaults.json / case.json financial.debt_term_years
Debt principal |  | USD | Formula: total investment × debt fraction
Equity investment |  | USD | Formula: total investment − debt
Annual debt payment (level) |  | USD/yr | Standard annuity over the debt term
Owner discount rate | 10% | per year | case.json financial.owner_discount_rate_fraction
Tax & Depreciation (Vietnam)
CIT regime | Standard + holiday (conservative ESCO default) |  | proforma_vietnam.cash_flow (structure-dependent; explicit override wins)
CIT standard rate | 20% | of taxable income | Law 67/2025/QH15; vietnam_defaults.json
CIT holiday | 4 | years | Law 67/2025 (from first profitable year); Circular 78/2014 Art. 18 shape
CIT reduced-rate period | 9 | years | Law 67/2025; Circular 78/2014 Art. 18 shape
CIT reduction during period | 50% | of applicable base rate | Law 67/2025 (50% of base rate)
Tax-loss carryforward limit | 5 | years | Law 67/2025; Circular 78/2014 Art. 9 shape
Incentive clock cap | 4 | year (latest start) | Law 67/2025; Circular 78/2014 Art. 18 shape
PV depreciation (straight-line) | 20 | years | Circular 45/2013/TT-BTC (7–20 yr band)
BESS depreciation (straight-line) | 8 | years | Circular 45/2013/TT-BTC
Year-1 Engine Outputs (hardcoded - dispatch × tariff, not derivable in-sheet)
Year-1 BAU EVN bill | 731030.93 | USD | REopt ElectricTariff.year_one_bill_before_tax_bau
Year-1 optimized EVN bill | 148205.4593 | USD | REopt ElectricTariff.year_one_bill_before_tax
Year-1 BAU demand charge | 0 | USD | REopt year_one_demand_cost_before_tax_bau
Year-1 optimized demand charge | 0 | USD | REopt year_one_demand_cost_before_tax
Year-1 demand savings base | 0 | USD | max(BAU − optimized demand charge, 0)
Year-1 served-energy retail value | 582825.4506 | USD | Σ project-served kWh × EVN TOU rate (8760 h)
Year-1 battery energy revenue base | 278917.5368 | USD | Battery-served kWh x TOU rate x ESCO discount (inside the served series (PV-charged storage))
Year-1 battery served-energy retail value | 309908.3742 | USD | Battery-served kWh x EVN TOU rate
Year-1 battery net energy value outside served | 0 | USD | Discharge at retail minus grid charging (direct ownership / battery-only cases)
Year-1 battery demand relief | 0 | USD | PV-only counterfactual demand charge minus solved (counterfactual)
Battery share of matched energy | 41.04% | fraction | Battery-served kWh / project-served kWh
Year-1 ESCO energy revenue base | 524542.9055 | USD | Σ served kWh × EVN TOU rate × ESCO discount
Year-1 grid arbitrage base | 0 | USD | REopt net grid arbitrage × ESCO share
Other Assumptions (assumptions.json echo)
rate_vintage_source | EVN retail electricity tariff, Decision 1279/QD-BCT dated 2025-05-09 |  | assumptions.json
rate_vintage_year | 2025 |  | assumptions.json
tariff_category | manufacturing |  | assumptions.json

## Model Basis
Model Basis, Conventions & Simplifications
1. Model architecture
• REopt (NLR optimization engine) selects PV/BESS sizing and hourly dispatch against the EVN time-of-use tariff over an 8760-hour year.
• proforma_vietnam post-processes the REopt run: an hourly ND57/2025 DPPA settlement layer (when applicable) and a 20-year developer cash flow with Vietnam tax and debt.
• This workbook is generated from that engine. The Pro Forma (Audit) sheet re-derives the full cash flow with live Excel formulas from the named inputs on the Assumptions sheet; the Checks block ties every metric back to the engine (PASS/REVIEW).
2. Currency & FX
• All money flows are computed in USD at the fixed contract rate (26,300 VND/USD).
• Underlying revenue is VND-denominated (EVN tariff, FMP market, DPPA fees). Holding FX flat for the analysis period is a simplification: the FX Sensitivity sheet quantifies USD-reported returns under 0-3%/yr VND depreciation.
• Sheets that show VND amounts (Hourly/Monthly Settlement, DPPA fee inputs) are VND-native regulatory quantities, not conversions.
• Debt is assumed VND-denominated (local bank), so DSCR is FX-neutral.
3. Settlement math - ESCO discount-to-EVN
• The ESCO is paid a contracted fraction of the time-specific EVN tariff for project-served energy (PV→load, plus battery→load when the battery cannot grid-charge).
• Demand-charge savings vs BAU are split between ESCO and offtaker at the contracted share.
• Year-1 revenue is computed from the 8760-hour REopt dispatch × TOU rates; later years scale by EVN escalation and PV degradation factors shown on the Pro Forma (Audit) sheet.
4. Multi-year mechanics
• PV degradation compounds on generation-linked terms; energy lost to degradation is repurchased from EVN at retail (added to the buyer's residual bill / C_BL).
• O&M escalates at its own rate. Battery: no scheduled replacement inside the horizon (client direction 2026-09-12); capacity fade is carried by the Battery SOH curve and derates the battery's savings each year. The PV inverter is booked in year 11 at 10 percent of the solved PV capex.
• Battery state of health: REopt.jl v0.57.0's daily fade recurrence (calendar fade on the average stored energy, cycle fade on the energy discharged) replayed over the horizon on the solved year-1 dispatch, with the hours-per-time-step factor removed so 15 minute and hourly solves age alike. Cycle life 8,000 EFC to 80 percent sets the cycle coefficient. The battery's share of energy revenue, retail repurchase, demand relief and grid arbitrage is multiplied by the year's average SOH; energy delivered is assumed to scale with capacity (the battery treated as capacity-bound every day), an upper bound on the loss. The optimiser does not see the curve. See the Battery SOH sheet.
• Debt: level-payment annuity over the debt term (interest + principal split per the Debt Schedule block).
• CIT regime: standard rate with holiday (Law 67/2025; legacy Circular 78/2014 shape) - 20% base rate throughout. Conservative default for a service ESCO, whose RE-producer status is a legal question; grandfathered projects keep old-law incentives. The 4-year exemption and 9-year 50%-reduction periods count from the first profitable year, no later than year 4; the 50% reduction applies to the then-applicable base rate. Tax losses carry forward at most 5 consecutive years, consumed FIFO - the carryforward schedule is fully visible on the Pro Forma sheet.
• Straight-line depreciation: PV over the configured life within the 7-20y band of Circular 45/2013/TT-BTC; BESS over its own life.
• Battery replacement is CAPITALIZED, not expensed (VAS / Circular 45/2013): each replacement battery is a fixed asset depreciated straight-line over the 8-year BESS class life from its in-service (replacement) year, with each replacement year carrying its own schedule. The replacement cash outflow is unchanged - only the CIT deduction timing shifts from a single full deduction to the depreciation stream.
5. Simplifications register (disclosed for audit)
• Fixed FX over the analysis period - quantified on the FX Sensitivity sheet.
• Battery replacement depreciation is truncated at the analysis horizon: charges beyond the final year are simply not taken and the undepreciated remainder is not written off (no terminal disposal/salvage of the replaced or residual battery is modelled).
• VAT is out of scope (pass-through assumed for both parties).
• No working-capital, DSRA, or terminal/residual value is modelled.
• A single dispatch year (8760 h) is escalated; no re-dispatch in later years.
• REopt sizing is optimizer output and can vary slightly between solver versions; the financial post-processing is deterministic given results.json.
6. How to validate this workbook
• 1) Assumptions sheet: confirm every shaded input against the case file / contract term sheet.
• 2) Pro Forma (Audit): trace any line - formulas reference named cells (e.g. ESC_ENERGY, DEBT_RATE) and prior rows only.
• 3) Checks block: every metric shows Excel vs engine with PASS/REVIEW at stated tolerances (amounts $1, rates 5 bp, DSCR 0.005, payback 0.05 yr).
• 4) FX Sensitivity: rate cells are editable; Excel recomputes IRR/NPV live.
• 5) Technical sheets (Technical Results, Dispatch Profile, Load Duration, Settlement) are engine output for record. The Dispatch sheet's PV production factor (kWh/kW, PVWatts-derived) is the hourly solar-resource signal - REopt does not persist raw irradiance.
7. Key references
• ND57/2025 (DPPA decree) Art. 14-18 - settlement chain and eligibility.
• NSMO/CD7 simulation examples - k price-only conversion (Ví dụ 1), CfD cap on matched volume (Ví dụ 4).
• Law 67/2025/QH15 + Decree 320/2025/NĐ-CP - CIT rates, RE-producer preferential incentive, holiday & loss carryforward (legacy Circular 78/2014 Art. 9, 18 shape kept for the standard regime).
• Circular 45/2013/TT-BTC - fixed-asset depreciation bands.
• EVN retail tariff (current & QĐ963 TOU structures) as configured in the case file.

## Pro Forma (Audit)
Pro Forma (Audit) - every white cell is a live Excel formula
Shaded cells are hardcoded engine outputs (REopt dispatch / 8760-h settlement / tie-out reference). All other cells derive from the named cells on the Assumptions sheet. Currency: USD at the fixed contract FX rate.
TIMELINE & INDEXATION
Year | index | 0 | 1 | 2 | 3 | 4 | 5 | 6 | 7 | 8 | 9 | 10 | 11 | 12 | 13 | 14 | 15 | 16 | 17 | 18 | 19 | 20
EVN energy escalation factor | index
EVN capacity escalation factor | index
O&M escalation factor | index
PV degradation factor | index
Battery SOH factor (year average) | index | 1 | 0.99163 | 0.98172 | 0.97352 | 0.9659 | 0.95861 | 0.95152 | 0.9446 | 0.93779 | 0.93108 | 0.92444 | 0.91787 | 0.91136 | 0.90489 | 0.89847 | 0.89208 | 0.88573 | 0.8794 | 0.8731 | 0.86683 | 0.86058
REVENUE (USD)
ESCO energy revenue (discount-to-EVN) | USD
Demand charge savings (total) | USD
ESCO share of demand savings | USD
Grid arbitrage revenue | USD
Total developer revenue | USD
OPERATING COSTS (USD)
O&M | USD
Equipment replacement (engine schedule) | USD |  | 0 | 0 | 0 | 0 | 0 | 0 | 0 | 0 | 0 | 0 | 287822.256 | 0 | 0 | 0 | 0 | 0 | 0 | 0 | 0 | 0
EBITDA | USD
DEBT SCHEDULE (USD)
Opening debt balance | USD
Interest | USD
Principal repayment | USD
Debt service | USD
Closing debt balance | USD
DEPRECIATION & VIETNAM CIT (USD)
PV depreciation (straight-line) | USD
BESS depreciation (straight-line) | USD
Replacement depreciation (in-service yr 11) | USD
Total depreciation | USD
Taxable income before loss relief (EBT) | USD
New tax loss arising | USD
Assessable income (pre-relief) | USD
Loss vintage aged 1y - available | USD | 1: 0
Loss vintage aged 2y - available | USD | 1: 0
Loss vintage aged 3y - available | USD | 1: 0
Loss vintage aged 4y - available | USD | 1: 0
Loss vintage aged 5y - available | USD | 1: 0
Loss vintage aged 5y - utilised | USD
Loss vintage aged 4y - utilised | USD
Loss vintage aged 3y - utilised | USD
Loss vintage aged 2y - utilised | USD
Loss vintage aged 1y - utilised | USD
Loss relief utilised (FIFO, ≤5y old) | USD
Taxable income after loss relief | USD
Profitable-to-date flag (starts CIT clock) | 0/1
CIT clock start year (first profit, capped) |  | 1: Circular 78/2014 Art. 18
Applicable CIT rate | %
CIT payable | USD
CASH FLOW & COVERAGE (USD)
Cash available for debt service (CFADS) | USD
Project cash flow (unlevered, post-tax) | USD
Equity cash flow | USD
Cumulative equity cash flow | USD
DSCR (debt years) | x
OFFTAKER (BUYER) POSITION (USD)
BAU EVN bill (energy + demand) | USD
Buyer cost with project | USD
Buyer savings vs BAU | USD
Buyer savings (% of BAU) | %
RETURN METRICS (Excel formulas)
Equity IRR
Project IRR (unlevered)
Equity NPV @ owner discount rate
Minimum DSCR (debt years) |  | 1: MIN ignores the blank non-debt years
Average DSCR (debt years)
First year cumulative equity CF ≥ 0
Simple equity payback |  | 1: years
ROI (cumulative equity CF / equity)
Buyer savings, years 1-10 (% of BAU)
CHECKS - EXCEL vs ENGINE (per-year tie-out)
Equity cash flow (engine) | USD | -1355639.208 | -12265.2424 | 2899.4094 | 19044.2598 | 35886.9628 | 53382.5702 | 71523.5011 | 90315.4332 | 107927.0214 | 90353.1511 | 105619.2046 | 319099.1016 | 626976.2665 | 647714.6668 | 669157.5482 | 691326.8057 | 714245.2041 | 675931.0874 | 697698.5305 | 713001.5501 | 736254.5115
CFADS (engine) | USD |  | 469824.4325 | 484989.0843 | 501133.9347 | 517976.6376 | 535472.245 | 553613.176 | 572405.108 | 590016.6962 | 572442.826 | 587708.8795 | 319099.1016 | 626976.2665 | 647714.6668 | 669157.5482 | 691326.8057 | 714245.2041 | 675931.0874 | 697698.5305 | 713001.5501 | 736254.5115
CIT (engine) | USD |  | 0 | 0 | 0 | 0 | 0 | 0 | 0 | 1843.3153 | 39550.6273 | 45114.4842 | 47448.0497 | 49676.3729 | 51980.6396 | 54363.182 | 56826.4329 | 59372.9216 | 124010.5443 | 129452.4051 | 142272.6055 | 148085.8459
Max ¦Excel − engine¦ this year | USD
Check |  | 0: Excel; 1: Engine; 2: Delta; 3: Status
Per-year cash flow tie-out (max delta, all years) |  | 1: 0
Equity IRR |  | 1: 12.11%
Project IRR |  | 1: 10.61%
Equity NPV |  | 1: 405302.4882
Minimum DSCR |  | 1: 0.97456
Average DSCR |  | 1: 1.1171
Simple equity payback |  | 1: 11.7526
ROI |  | 1: 520.5%
Buyer savings, years 1-10 (% of BAU) |  | 1: 7.688%

## FX Sensitivity
FX Sensitivity - VND depreciation vs USD returns
Cash flows are VND-denominated (EVN tariff / DPPA settlement) but reported in USD at the fixed contract rate. Each scenario deflates the year-t USD equity cash flow by (1+d)^t. Debt is assumed VND-denominated, so DSCR is unchanged. The rate cells are editable; engine columns validate the default scenarios.
VND depreciation (per year) | Equity IRR (USD) | Equity NPV (USD) | Equity IRR (engine) | Equity NPV (engine) | Status
0% |  |  | 12.11% | 405302.4882
1% |  |  | 11% | 179126.4184
2% |  |  | 9.915% | -14190.0028
3% |  |  | 8.848% | -179871.8415
Helper - FX-adjusted equity cash flow per scenario (USD): CF_t / (1 + d)^t
| 0 | 1 | 2 | 3 | 4 | 5 | 6 | 7 | 8 | 9 | 10 | 11 | 12 | 13 | 14 | 15 | 16 | 17 | 18 | 19 | 20

## Buyer Analysis
Buyer Analysis - Cost vs Business-As-Usual
Annual electricity cost with the project compared against the EVN-only baseline (USD)
Year 1 Snapshot
| Year 1 BAU Cost (USD) | 731030.93
| Year 1 Cost With Project (USD) | 673007.8039
| Year 1 Savings (USD) | 58023.1261
| Year 1 Savings (% of BAU) | 7.937%
| First 10 Years Savings (USD) | 674734.6651 | Cumulative, years 1-10
| First 10 Years Savings (% of BAU) | 7.688%
| Lifetime Savings (USD) | 1613597.5777 | Cumulative over analysis period
| Lifetime Savings (% of BAU) | 7.412%
Year | BAU Cost (USD) | Cost With Project (USD) | Savings (USD) | Savings (% of BAU) | Cumulative Savings (USD)
1 | 731030.93 | 673007.8039 | 58023.1261 | 7.937% | 58023.1261
2 | 760272.1672 | 700389.4673 | 59882.6999 | 7.876% | 117905.826
3 | 790683.0539 | 728826.6308 | 61856.4231 | 7.823% | 179762.2492
4 | 822310.376 | 758397.295 | 63913.081 | 7.772% | 243675.3302
5 | 855202.7911 | 789154.9498 | 66047.8413 | 7.723% | 309723.1715
6 | 889410.9027 | 821150.8745 | 68260.0283 | 7.675% | 377983.1998
7 | 924987.3388 | 854436.8943 | 70550.4446 | 7.627% | 448533.6443
8 | 961986.8324 | 889066.2353 | 72920.5971 | 7.58% | 521454.2414
9 | 1000466.3057 | 925093.9081 | 75372.3976 | 7.534% | 596826.639
10 | 1040484.9579 | 962576.9318 | 77908.0261 | 7.488% | 674734.6651
11 | 1082104.3562 | 1001574.4954 | 80529.8608 | 7.442% | 755264.526
12 | 1125388.5305 | 1042148.0902 | 83240.4403 | 7.397% | 838504.9663
13 | 1170404.0717 | 1084361.6304 | 86042.4413 | 7.352% | 924547.4076
14 | 1217220.2346 | 1128281.568 | 88938.6665 | 7.307% | 1013486.0741
15 | 1265909.044 | 1173977.0075 | 91932.0365 | 7.262% | 1105418.1106
16 | 1316545.4057 | 1221519.82 | 95025.5857 | 7.218% | 1200443.6962
17 | 1369207.2219 | 1270984.7614 | 98222.4605 | 7.174% | 1298666.1568
18 | 1423975.5108 | 1322449.5922 | 101525.9186 | 7.13% | 1400192.0754
19 | 1480934.5312 | 1375995.2023 | 104939.329 | 7.086% | 1505131.4044
20 | 1540171.9125 | 1431705.7391 | 108466.1734 | 7.042% | 1613597.5777

## Developer Returns
Developer Returns - Financing & Cash Flow
Seller/ESCO investment case: sources & uses, return metrics and annual equity cash flow (USD)
Sources & Uses
| Total Investment (USD) | 4518797.36
| Debt Principal (USD) | 3163158.152
| Equity Investment (USD) | 1355639.208
Return Metrics
| Equity IRR | 12.11%
| Project IRR | 10.61%
| NPV (USD) | 405302.4882 | At owner discount rate
| Minimum DSCR (debt years) | 0.97456
| Average DSCR | 1.1171
| Simple Payback (Years) | 11.7526
| ROI (cumulative equity CF / equity) | 520.5%
Year | Revenue (USD) | O&M + Replacement (USD) | CIT (USD) | CFADS (USD) | Debt Service (USD) | DSCR | Equity Cash Flow (USD) | Cumulative Equity CF (USD)
1 | 522207.9538 | 52383.5213 | 0 | 469824.4325 | 482089.6748 | 0.97456 | -12265.2424 | -1367904.4504
2 | 538944.1112 | 53955.0269 | 0 | 484989.0843 | 482089.6748 | 1.006 | 2899.4094 | -1365005.0409
3 | 556707.6124 | 55573.6777 | 0 | 501133.9347 | 482089.6748 | 1.0395 | 19044.2598 | -1345960.7811
4 | 575217.5257 | 57240.8881 | 0 | 517976.6376 | 482089.6748 | 1.0744 | 35886.9628 | -1310073.8183
5 | 594430.3598 | 58958.1147 | 0 | 535472.245 | 482089.6748 | 1.1107 | 53382.5702 | -1256691.2481
6 | 614340.0342 | 60726.8582 | 0 | 553613.176 | 482089.6748 | 1.1484 | 71523.5011 | -1185167.7469
7 | 634953.7719 | 62548.6639 | 0 | 572405.108 | 482089.6748 | 1.1873 | 90315.4332 | -1094852.3137
8 | 656285.1353 | 64425.1238 | 1843.3153 | 590016.6962 | 482089.6748 | 1.2239 | 107927.0214 | -986925.2924
9 | 678351.3308 | 66357.8775 | 39550.6273 | 572442.826 | 482089.6748 | 1.1874 | 90353.1511 | -896572.1413
10 | 701171.9775 | 68348.6139 | 45114.4842 | 587708.8795 | 482089.6748 | 1.2191 | 105619.2046 | -790952.9366
11 | 724768.4797 | 358221.3283 | 47448.0497 | 319099.1016 | 0 |  | 319099.1016 | -471853.835
12 | 749163.6838 | 72511.0445 | 49676.3729 | 626976.2665 | 0 |  | 626976.2665 | 155122.4315
13 | 774381.6822 | 74686.3758 | 51980.6396 | 647714.6668 | 0 |  | 647714.6668 | 802837.0982
14 | 800447.6973 | 76926.9671 | 54363.182 | 669157.5482 | 0 |  | 669157.5482 | 1471994.6465
15 | 827388.0146 | 79234.7761 | 56826.4329 | 691326.8057 | 0 |  | 691326.8057 | 2163321.4522
16 | 855229.945 | 81611.8194 | 59372.9216 | 714245.2041 | 0 |  | 714245.2041 | 2877566.6562
17 | 884001.8057 | 84060.1739 | 124010.5443 | 675931.0874 | 0 |  | 675931.0874 | 3553497.7436
18 | 913732.9148 | 86581.9792 | 129452.4051 | 697698.5305 | 0 |  | 697698.5305 | 4251196.2741
19 | 944453.5942 | 89179.4385 | 142272.6055 | 713001.5501 | 0 |  | 713001.5501 | 4964197.8242
20 | 976195.179 | 91854.8217 | 148085.8459 | 736254.5115 | 0 |  | 736254.5115 | 5700452.3357

## Technical Results
Metric | Value
System Sizing
PV Size (kW) | 5996.297
Battery Power (kW) | 2011.12
Battery Energy (kWh) | 12330.71
Annual Energy Balance (Year 1)
PV to Load (kWh) | 3915831.4835
PV to Storage (kWh) | 3029670.4351
PV to Grid (kWh) | 0
Storage to Load (kWh) | 2725990.0272
Grid to Load (kWh) | 2958491.084
PV Curtailed (kWh) | 1497539.5633
Grid to Storage (kWh) | 0
Year-1 Utility Bill Comparison
BAU Utility Bill (USD) | 731030.93
Optimized Utility Bill (USD) | 148205.4593
Utility Bill Savings (USD) | 582825.4707
BAU Demand Charge (USD) | 0
Optimized Demand Charge (USD) | 0
Demand Charge Savings (USD) | 0
Solar Resource (Year 1)
Annual POA Irradiation (kWh/m²) | 1929.6822
Performance Ratio (Year 1) | 72.97%

## Battery SOH
Battery state of health
Method: REopt.jl v0.57.0 daily fade recurrence replayed over the horizon on the solved year-1 dispatch. SOH[d] = SOH[d-1] - (k_cal x a x Eavg[d-1] x d^(a-1) + k_cyc x E_discharged[d-1]), SOH in kWh, with the hours-per-time-step factor removed (h = 1) so 15 minute and hourly solves age alike.
Cycle fade: k_cyc = (1 - 0.80) / cycle life = 2.500e-05 kWh lost per kWh discharged (cycle life 8,000 EFC to 80 percent).
Calendar fade: k_cal = 1.16e-03, exponent a = 0.428 (NREL laboratory defaults, no chemistry or temperature calibration).
Use: the year-average SOH multiplies the battery's share of the savings on the Pro Forma (Audit) sheet (row 'Battery SOH factor'). Energy delivered is assumed to scale with capacity, the battery treated as capacity-bound every day: an upper bound on the loss. The optimiser does not see this curve; no battery replacement is scheduled unless the case opts in.
Energy attribution: inside the served series (PV-charged storage). Demand attribution: counterfactual.
Nominal capacity (kWh) | 12330.71
SOH end of year 10 | 92.12%
SOH end of year 20 | 85.75%
First year below 80 percent | Not within the 20 year horizon
Equivalent full cycles, year 1 | 221.0732
Equivalent full cycles, cumulative | 4421.4648
Average daily discharge, year 1 (kWh) | 7468.4658
Value lost to fade over the horizon (USD) | 794672.7225
Year | SOH end of year | SOH year average (derate factor) | Usable capacity (kWh) | EFC in year | Cumulative EFC | Calendar fade (kWh) | Cycle fade (kWh) | Value lost to fade (USD) | End of life (80 percent)
0 | 100% | 100% | 12330.71 | 0 | 0 | 0 | 0 | 0 | 80%
1 | 98.62% | 99.16% | 12160.6389 | 221.0732 | 221.0732 | 102.1635 | 67.9077 | 2594.3908 | 80%
2 | 97.75% | 98.17% | 12053.7666 | 221.0732 | 442.1465 | 38.7225 | 68.1498 | 5892.5096 | 80%
3 | 96.97% | 97.35% | 11957.0297 | 221.0732 | 663.2197 | 28.5871 | 68.1498 | 8875.5021 | 80%
4 | 96.23% | 96.59% | 11865.3679 | 221.0732 | 884.293 | 23.5121 | 68.1498 | 11886.8508 | 80%
5 | 95.51% | 95.86% | 11776.8789 | 221.0732 | 1105.3662 | 20.3393 | 68.1498 | 15007.409 | 80%
6 | 94.81% | 95.15% | 11690.6064 | 221.0732 | 1326.4394 | 18.1227 | 68.1498 | 18277.7016 | 80%
7 | 94.12% | 94.46% | 11605.9912 | 221.0732 | 1547.5127 | 16.4655 | 68.1498 | 21724.7586 | 80%
8 | 93.45% | 93.78% | 11522.6734 | 221.0732 | 1768.5859 | 15.1681 | 68.1498 | 25369.9026 | 80%
9 | 92.78% | 93.11% | 11440.4055 | 221.0732 | 1989.6592 | 14.1181 | 68.1498 | 29231.7938 | 80%
10 | 92.12% | 92.44% | 11359.0092 | 221.0732 | 2210.7324 | 13.2466 | 68.1498 | 33327.8522 | 80%
11 | 91.47% | 91.79% | 11278.3509 | 221.0732 | 2431.8057 | 12.5086 | 68.1498 | 37675.0094 | 80%
12 | 90.82% | 91.14% | 11198.3274 | 221.0732 | 2652.8789 | 11.8737 | 68.1498 | 42290.147 | 80%
13 | 90.17% | 90.49% | 11118.8574 | 221.0732 | 2873.9521 | 11.3202 | 68.1498 | 47190.3748 | 80%
14 | 89.53% | 89.85% | 11039.8753 | 221.0732 | 3095.0254 | 10.8324 | 68.1498 | 52393.2204 | 80%
15 | 88.89% | 89.21% | 10961.3273 | 221.0732 | 3316.0986 | 10.3982 | 68.1498 | 57916.768 | 80%
16 | 88.26% | 88.57% | 10883.1687 | 221.0732 | 3537.1719 | 10.0088 | 68.1498 | 63779.7673 | 80%
17 | 87.63% | 87.94% | 10805.3619 | 221.0732 | 3758.2451 | 9.6571 | 68.1498 | 70001.7232 | 80%
18 | 87% | 87.31% | 10727.8748 | 221.0732 | 3979.3183 | 9.3373 | 68.1498 | 76602.974 | 80%
19 | 86.38% | 86.68% | 10650.68 | 221.0732 | 4200.3916 | 9.0451 | 68.1498 | 83604.7628 | 80%
20 | 85.75% | 86.06% | 10573.7536 | 221.0732 | 4421.4648 | 8.7767 | 68.1498 | 91029.3043 | 80%

## Dispatch Profile
Hour | Load (kW) | PV Irradiation (W/m²) | PV Generation Total (kW) | PV to Load (kW) | PV to Storage (kW) | PV to Grid (kW) | PV Curtailed (kW) | Grid to Load (kW) | Grid to Storage (kW) | Storage to Load (kW)
1 | 1020 | 0 | 0 | 0 | 0 | 0 | 0 | 1020 | 0 | 0
2 | 1078.4 | 0 | 0 | 0 | 0 | 0 | 0 | 1078.4 | 0 | 0
3 | 906.4 | 0 | 0 | 0 | 0 | 0 | 0 | 810.13 | 0 | 100.1956
4 | 860.8 | 0 | 0 | 0 | 0 | 0 | 0 | 0 | 0 | 895.9007
5 | 996.8 | 0 | 0 | 0 | 0 | 0 | 0 | 0 | 0 | 1037.4463
6 | 983.2 | 0 | 0 | 0 | 0 | 0 | 0 | 0 | 0 | 1023.2917
7 | 586.4 | 11.75 | 17.587 | 17.587 | 0 | 0 | 0 | 0 | 0 | 592.7245
8 | 104.269 | 120.27 | 544.1878 | 108.5208 | -435.6671 | 0 | 0 | 0 | 0 | 0
9 | 89.172 | 270.88 | 1273.4518 | 92.8081 | -1180.6437 | 0 | 0 | 0 | 0 | 0
10 | 105.232 | 505.48 | 2362.5893 | 109.523 | -2093.1229 | 0 | 159.9435 | 0 | 0 | 0
11 | 89.626 | 573.07 | 2636.3855 | 93.2796 | -2093.1229 | 0 | 449.983 | 0 | 0 | 0
12 | 119.641 | 477.66 | 2176.8482 | 124.5196 | -2052.3286 | 0 | 0 | 0 | 0 | 0
13 | 82.892 | 358.27 | 1624.6245 | 86.2721 | -1538.3524 | 0 | 0 | 0 | 0 | 0
14 | 87.738 | 333.19 | 1511.2412 | 91.3157 | -1419.9255 | 0 | 0 | 0 | 0 | 0
15 | 106.186 | 229.93 | 1039.8297 | 110.5159 | -17.6745 | 0 | 911.6393 | 0 | 0 | 0
16 | 98.846 | 202.24 | 925.8698 | 102.8766 | 0 | 0 | 822.9932 | 0 | 0 | 0
17 | 88.262 | 121.2 | 537.1959 | 91.861 | 0 | 0 | 445.3349 | 0 | 0 | 0
18 | 94.791 | 11.75 | 8.9767 | 8.9767 | 0 | 0 | 0 | 0 | 0 | 89.6796
19 | 90.4 | 0 | 0 | 0 | 0 | 0 | 0 | 0 | 0 | 94.0862
20 | 96 | 0 | 0 | 0 | 0 | 0 | 0 | 0 | 0 | 99.9146
21 | 87.2 | 0 | 0 | 0 | 0 | 0 | 0 | 0 | 0 | 90.7557
22 | 92 | 0 | 0 | 0 | 0 | 0 | 0 | 0 | 0 | 95.7515
23 | 88 | 0 | 0 | 0 | 0 | 0 | 0 | 0 | 0 | 91.5884
24 | 91.2 | 0 | 0 | 0 | 0 | 0 | 0 | 0 | 0 | 94.9188
25 | 86.4 | 0 | 0 | 0 | 0 | 0 | 0 | 0 | 0 | 89.9231
26 | 93.6 | 0 | 0 | 0 | 0 | 0 | 0 | 0 | 0 | 97.4167
27 | 86.4 | 0 | 0 | 0 | 0 | 0 | 0 | 0 | 0 | 89.9231
28 | 89.6 | 0 | 0 | 0 | 0 | 0 | 0 | 0 | 0 | 93.2536
29 | 83.2 | 0 | 0 | 0 | 0 | 0 | 0 | 0 | 0 | 86.5926
30 | 92 | 0 | 0 | 0 | 0 | 0 | 0 | 0 | 0 | 95.7515
31 | 76.8 | 17.05 | 28.56 | 28.56 | 0 | 0 | 0 | 0 | 0 | 51.3717
32 | 84.462 | 28.41 | 103.8622 | 87.9061 | -15.9561 | 0 | 0 | 0 | 0 | 0
33 | 178.704 | 104.38 | 464.0418 | 185.991 | -278.0508 | 0 | 0 | 0 | 0 | 0
34 | 122.023 | 121.1 | 535.5775 | 126.9987 | -408.5788 | 0 | 0 | 0 | 0 | 0
35 | 151.211 | 155.66 | 691.3974 | 157.3769 | -534.0205 | 0 | 0 | 0 | 0 | 0
36 | 234.813 | 203.34 | 909.0269 | 244.389 | -166.67 | 0 | 497.968 | 0 | 0 | 0
37 | 410.829 | 266.08 | 1198.4264 | 427.5813 | 0 | 0 | 770.8451 | 0 | 0 | 0
38 | 797.587 | 196.09 | 873.4449 | 830.11 | 0 | 0 | 43.3348 | 0 | 0 | 0
39 | 1144.168 | 132.09 | 578.6667 | 578.6667 | 0 | 0 | 0 | 588.173 | 0 | 0
40 | 1195.968 | 35.28 | 131.3845 | 131.3845 | 0 | 0 | 0 | 1069.731 | 0 | 0
41 | 1539.811 | 39.2 | 151.2561 | 151.2561 | 0 | 0 | 0 | 1394.481 | 0 | 0
42 | 1385.46 | 5.87 | 0 | 0 | 0 | 0 | 0 | 1385.46 | 0 | 0
43 | 1622.4 | 0 | 0 | 0 | 0 | 0 | 0 | 0 | 0 | 1688.5563
44 | 953.6 | 0 | 0 | 0 | 0 | 0 | 0 | 0 | 0 | 992.4848
45 | 1364 | 0 | 0 | 0 | 0 | 0 | 0 | 0 | 0 | 1419.6195
46 | 1566.4 | 0 | 0 | 0 | 0 | 0 | 0 | 0 | 0 | 1630.2728
47 | 1546.4 | 0 | 0 | 0 | 0 | 0 | 0 | 0 | 0 | 1609.4572
48 | 1576 | 0 | 0 | 0 | 0 | 0 | 0 | 1576 | 0 | 0
49 | 1492 | 0 | 0 | 0 | 0 | 0 | 0 | 1492 | 0 | 0
50 | 1759.2 | 0 | 0 | 0 | 0 | 0 | 0 | 1759.2 | 0 | 0
51 | 1702.4 | 0 | 0 | 0 | 0 | 0 | 0 | 1702.4 | 0 | 0
52 | 1202.4 | 0 | 0 | 0 | 0 | 0 | 0 | 1202.4 | 0 | 0
53 | 1508.8 | 0 | 0 | 0 | 0 | 0 | 0 | 1508.8 | 0 | 0
54 | 1304 | 0 | 0 | 0 | 0 | 0 | 0 | 1304 | 0 | 0
55 | 1408 | 33.28 | 81.19 | 0 | -81.19 | 0 | 0 | 1408 | 0 | 0
56 | 1348.873 | 132.21 | 591.1633 | 0 | -591.1633 | 0 | 0 | 1348.873 | 0 | 0
57 | 1465.448 | 278.69 | 1298.7021 | 0 | -1298.7021 | 0 | 0 | 1465.448 | 0 | 0
58 | 1762.864 | 382.05 | 1759.3197 | 0 | -1759.3197 | 0 | 0 | 1762.864 | 0 | 0
59 | 1691.064 | 277.02 | 1250.0062 | 0 | -1250.0062 | 0 | 0 | 1691.064 | 0 | 0
60 | 1680.269 | 533.11 | 2412.0106 | 1161.2644 | -1250.7462 | 0 | 0 | 564.502 | 0 | 0
61 | 1623.593 | 450.13 | 2032.6308 | 1689.7979 | -342.8329 | 0 | 0 | 0 | 0 | 0
62 | 1593.084 | 499.13 | 2262.0607 | 1658.0449 | -604.0159 | 0 | 0 | 0 | 0 | 0
63 | 1600.536 | 137.97 | 603.4851 | 603.4851 | 0 | 0 | 0 | 1020.695 | 0 | 0
64 | 2071.826 | 199.75 | 909.0145 | 909.0145 | 0 | 0 | 0 | 1198.426 | 0 | 0
65 | 1766.78 | 172.64 | 768.725 | 768.725 | 0 | 0 | 0 | 1028.173 | 0 | 0
66 | 1972.144 | 24.34 | 46.2729 | 46.2729 | 0 | 0 | 0 | 1927.684 | 0 | 0
67 | 1702.4 | 0 | 0 | 0 | 0 | 0 | 0 | 0 | 0 | 1771.8184
68 | 1880.8 | 0 | 0 | 0 | 0 | 0 | 0 | 0 | 0 | 1957.493
69 | 1820 | 0 | 0 | 0 | 0 | 0 | 0 | 0 | 0 | 1894.2138
70 | 1544 | 0 | 0 | 0 | 0 | 0 | 0 | 0 | 0 | 1606.9594
71 | 1548 | 0 | 0 | 0 | 0 | 0 | 0 | 0 | 0 | 1611.1225
72 | 1748 | 0 | 0 | 0 | 0 | 0 | 0 | 1748 | 0 | 0
73 | 1668.8 | 0 | 0 | 0 | 0 | 0 | 0 | 1668.8 | 0 | 0
74 | 1640 | 0 | 0 | 0 | 0 | 0 | 0 | 1640 | 0 | 0
75 | 1404.8 | 0 | 0 | 0 | 0 | 0 | 0 | 1404.8 | 0 | 0
76 | 1329.6 | 0 | 0 | 0 | 0 | 0 | 0 | 1329.6 | 0 | 0
77 | 1424 | 0 | 0 | 0 | 0 | 0 | 0 | 1424 | 0 | 0
78 | 1144.8 | 0 | 0 | 0 | 0 | 0 | 0 | 1144.8 | 0 | 0
79 | 1503.2 | 53.12 | 129.1542 | 129.1542 | 0 | 0 | 0 | 1379.106 | 0 | 0
80 | 1213.663 | 213.5 | 963.5751 | 963.5751 | 0 | 0 | 0 | 287.84 | 0 | 0
81 | 1603.942 | 491.73 | 2326.6711 | 1669.3456 | -657.3255 | 0 | 0 | 0 | 0 | 0
82 | 1563.398 | 634.77 | 2944.0734 | 1627.1484 | -1316.9251 | 0 | 0 | 0 | 0 | 0
83 | 1507.155 | 796.52 | 3637.1975 | 1568.6119 | -2068.5855 | 0 | 0 | 0 | 0 | 0
84 | 1580.699 | 787.57 | 3562.9453 | 1645.1548 | -1917.7905 | 0 | 0 | 0 | 0 | 0
85 | 1729.469 | 763.71 | 3461.8963 | 1799.9912 | -1661.9051 | 0 | 0 | 0 | 0 | 0
86 | 1487.795 | 798.76 | 3633.6838 | 1548.4625 | -2085.2213 | 0 | 0 | 0 | 0 | 0
87 | 1353.09 | 576.57 | 2658.9859 | 1408.2647 | -1123.0814 | 0 | 127.6398 | 0 | 0 | 0
88 | 1713.845 | 504.54 | 2374.1617 | 1783.7301 | 0 | 0 | 590.4316 | 0 | 0 | 0
89 | 1749.959 | 265.01 | 1176.7855 | 1176.7855 | 0 | 0 | 0 | 619.279 | 0 | 0
90 | 1614.836 | 38 | 86.9288 | 86.9288 | 0 | 0 | 0 | 1531.313 | 0 | 0
91 | 1603.201 | 0 | 0 | 0 | 0 | 0 | 0 | 0 | 0 | 1668.5744
92 | 1192 | 0 | 0 | 0 | 0 | 0 | 0 | 0 | 0 | 1240.6059
93 | 1322.4 | 0 | 0 | 0 | 0 | 0 | 0 | 0 | 0 | 1376.3232
94 | 1403.2 | 0 | 0 | 0 | 0 | 0 | 0 | 0 | 0 | 1460.418
95 | 1576.8 | 0 | 0 | 0 | 0 | 0 | 0 | 0 | 0 | 1641.0968
96 | 1240.8 | 0 | 0 | 0 | 0 | 0 | 0 | 1240.8 | 0 | 0
97 | 1476 | 0 | 0 | 0 | 0 | 0 | 0 | 1476 | 0 | 0
98 | 1014.4 | 0 | 0 | 0 | 0 | 0 | 0 | 1014.4 | 0 | 0
99 | 1200.8 | 0 | 0 | 0 | 0 | 0 | 0 | 1200.8 | 0 | 0
100 | 1056 | 0 | 0 | 0 | 0 | 0 | 0 | 1056 | 0 | 0
101 | 1512.8 | 0 | 0 | 0 | 0 | 0 | 0 | 1512.8 | 0 | 0
102 | 1194.4 | 0 | 0 | 0 | 0 | 0 | 0 | 225.213 | 0 | 1008.7073
103 | 1352.8 | 52.8 | 126.0297 | 126.0297 | 0 | 0 | 0 | 0 | 0 | 1281.9331
104 | 1276.497 | 282.7 | 1274.0513 | 1274.0513 | 0 | 0 | 0 | 0 | 0 | 54.4972
105 | 1178.106 | 524.59 | 2490.8016 | 1226.1454 | -1264.6562 | 0 | 0 | 0 | 0 | 0
106 | 1381.448 | 729.17 | 3386.5222 | 1437.779 | -1948.7432 | 0 | 0 | 0 | 0 | 0
107 | 1214.49 | 872.15 | 3972.6908 | 1264.013 | -2093.1229 | 0 | 615.5549 | 0 | 0 | 0
108 | 1201.671 | 950.07 | 4274.4422 | 1250.6702 | -2093.1229 | 0 | 930.6491 | 0 | 0 | 0
109 | 1248.417 | 949.58 | 4258.7858 | 1299.3224 | -2093.1229 | 0 | 866.3405 | 0 | 0 | 0
110 | 1246.649 | 870.91 | 3935.9993 | 1297.4833 | -1338.0684 | 0 | 1300.4475 | 0 | 0 | 0
111 | 987.594 | 726.63 | 3336.3037 | 1027.8649 | 0 | 0 | 2308.4388 | 0 | 0 | 0
112 | 489.888 | 520.09 | 2439.9649 | 509.8641 | 0 | 0 | 1930.1008 | 0 | 0 | 0
113 | 193.991 | 277.32 | 1227.1237 | 201.9013 | 0 | 0 | 1025.2224 | 0 | 0 | 0
114 | 170.644 | 43.35 | 94.9698 | 94.9698 | 0 | 0 | 0 | 0 | 0 | 82.6325
115 | 118.4 | 0 | 0 | 0 | 0 | 0 | 0 | 0 | 0 | 123.228
116 | 127.2 | 0 | 0 | 0 | 0 | 0 | 0 | 0 | 0 | 132.3868
117 | 100.8 | 0 | 0 | 0 | 0 | 0 | 0 | 0 | 0 | 104.9103
118 | 94.4 | 0 | 0 | 0 | 0 | 0 | 0 | 0 | 0 | 98.2493
119 | 94.4 | 0 | 0 | 0 | 0 | 0 | 0 | 0 | 0 | 98.2493
120 | 99.2 | 0 | 0 | 0 | 0 | 0 | 0 | 0 | 0 | 103.2451
121 | 92.8 | 0 | 0 | 0 | 0 | 0 | 0 | 0 | 0 | 96.5841
122 | 91.2 | 0 | 0 | 0 | 0 | 0 | 0 | 0 | 0 | 94.9188
123 | 85.6 | 0 | 0 | 0 | 0 | 0 | 0 | 0 | 0 | 89.0905
124 | 93.6 | 0 | 0 | 0 | 0 | 0 | 0 | 0 | 0 | 97.4167
125 | 89.6 | 0 | 0 | 0 | 0 | 0 | 0 | 0 | 0 | 93.2536
126 | 93.6 | 0 | 0 | 0 | 0 | 0 | 0 | 0 | 0 | 97.4167
127 | 81.6 | 59.95 | 147.7851 | 84.9274 | -62.8577 | 0 | 0 | 0 | 0 | 0
128 | 95.06 | 231.48 | 1036.4482 | 98.9362 | -937.512 | 0 | 0 | 0 | 0 | 0
129 | 615.277 | 482.79 | 2277.5256 | 640.366 | -459.2802 | 0 | 1177.8794 | 0 | 0 | 0
130 | 1487.855 | 454.39 | 2085.9196 | 1548.525 | 0 | 0 | 537.3947 | 0 | 0 | 0
131 | 1570.749 | 865.42 | 3913.6507 | 1634.7991 | 0 | 0 | 2278.8516 | 0 | 0 | 0
132 | 1374.539 | 929.6 | 4163.4267 | 1430.5883 | 0 | 0 | 2732.8384 | 0 | 0 | 0
133 | 1744.337 | 768.74 | 3451.3064 | 1815.4655 | 0 | 0 | 1635.8409 | 0 | 0 | 0
134 | 1288.096 | 442.06 | 1995.4532 | 1340.6204 | 0 | 0 | 654.8328 | 0 | 0 | 0
135 | 1540.824 | 681.24 | 3129.3057 | 1603.6539 | 0 | 0 | 1525.6518 | 0 | 0 | 0
136 | 1378.996 | 392.63 | 1835.7065 | 1435.227 | 0 | 0 | 400.4795 | 0 | 0 | 0
137 | 1206.845 | 184.22 | 810.6631 | 810.6631 | 0 | 0 | 0 | 427.943 | 0 | 0
138 | 1353.643 | 38.87 | 89.4173 | 89.4173 | 0 | 0 | 0 | 794.974 | 0 | 492.0324
139 | 1672.005 | 0 | 0 | 0 | 0 | 0 | 0 | 0 | 0 | 1740.184
140 | 1202.4 | 0 | 0 | 0 | 0 | 0 | 0 | 0 | 0 | 1251.43
141 | 1490.4 | 0 | 0 | 0 | 0 | 0 | 0 | 0 | 0 | 1551.1737
142 | 825.6 | 0 | 0 | 0 | 0 | 0 | 0 | 0 | 0 | 859.2653
143 | 1327.2 | 0 | 0 | 0 | 0 | 0 | 0 | 0 | 0 | 1381.319
144 | 1368.8 | 0 | 0 | 0 | 0 | 0 | 0 | 0 | 0 | 1424.6153
145 | 1056 | 0 | 0 | 0 | 0 | 0 | 0 | 1056 | 0 | 0
146 | 1168.8 | 0 | 0 | 0 | 0 | 0 | 0 | 1168.8 | 0 | 0
147 | 1128 | 0 | 0 | 0 | 0 | 0 | 0 | 1128 | 0 | 0
148 | 982.4 | 0 | 0 | 0 | 0 | 0 | 0 | 982.4 | 0 | 0
149 | 904 | 0 | 0 | 0 | 0 | 0 | 0 | 904 | 0 | 0
150 | 892.8 | 0 | 0 | 0 | 0 | 0 | 0 | 892.8 | 0 | 0
151 | 1122.4 | 56.74 | 136.0316 | 136.0316 | 0 | 0 | 0 | 0 | 0 | 1032.1363
152 | 820.686 | 302.44 | 1359.1983 | 854.1509 | -505.0473 | 0 | 0 | 0 | 0 | 0
153 | 1276.219 | 548.14 | 2590.1781 | 1328.2591 | -1261.919 | 0 | 0 | 0 | 0 | 0
154 | 1102.819 | 756.42 | 3466.3394 | 1147.7884 | -2093.1229 | 0 | 225.4281 | 0 | 0 | 0
155 | 1394.158 | 904.1 | 4037.5885 | 1451.0063 | -2093.1229 | 0 | 493.4593 | 0 | 0 | 0
156 | 1343.063 | 978.5 | 4307.6742 | 1397.8288 | -2093.1229 | 0 | 816.7225 | 0 | 0 | 0
157 | 1117.045 | 976.48 | 4284.3785 | 1162.5945 | -2093.1229 | 0 | 1028.6611 | 0 | 0 | 0
158 | 1320.721 | 893.64 | 3948.8435 | 1374.5758 | -691.3797 | 0 | 1882.888 | 0 | 0 | 0
159 | 965.839 | 743.6 | 3346.1859 | 1005.2228 | 0 | 0 | 2340.963 | 0 | 0 | 0
160 | 1201.115 | 536.56 | 2477.5983 | 1250.0926 | 0 | 0 | 1227.5057 | 0 | 0 | 0
161 | 1181.242 | 289.74 | 1275.2024 | 1229.4093 | 0 | 0 | 45.7931 | 0 | 0 | 0
162 | 1081.511 | 49.78 | 122.6899 | 122.6899 | 0 | 0 | 0 | 963.628 | 0 | 0
163 | 1008 | 0 | 0 | 0 | 0 | 0 | 0 | 0 | 0 | 1049.103
164 | 1229.6 | 0 | 0 | 0 | 0 | 0 | 0 | 0 | 0 | 1279.7391
165 | 845.6 | 0 | 0 | 0 | 0 | 0 | 0 | 0 | 0 | 880.0809
166 | 1182.4 | 0 | 0 | 0 | 0 | 0 | 0 | 0 | 0 | 1230.6145
167 | 1105.6 | 0 | 0 | 0 | 0 | 0 | 0 | 0 | 0 | 1150.6828
168 | 876.8 | 0 | 0 | 0 | 0 | 0 | 0 | 876.8 | 0 | 0
169 | 1152.8 | 0 | 0 | 0 | 0 | 0 | 0 | 1152.8 | 0 | 0
170 | 1130.4 | 0 | 0 | 0 | 0 | 0 | 0 | 1130.4 | 0 | 0
171 | 1128.8 | 0 | 0 | 0 | 0 | 0 | 0 | 1128.8 | 0 | 0
172 | 1064.8 | 0 | 0 | 0 | 0 | 0 | 0 | 1064.8 | 0 | 0
173 | 1179.2 | 0 | 0 | 0 | 0 | 0 | 0 | 1179.2 | 0 | 0
174 | 769.6 | 0 | 0 | 0 | 0 | 0 | 0 | 769.6 | 0 | 0
175 | 1032.8 | 53.85 | 123.6974 | 123.6974 | 0 | 0 | 0 | 913.949 | 0 | 0
176 | 1022.571 | 223.67 | 993.0884 | 993.0884 | 0 | 0 | 0 | 68.391 | 0 | 0
177 | 1349.006 | 243.7 | 1112.4811 | 1112.4811 | 0 | 0 | 0 | 280.111 | 0 | 0
178 | 1477.914 | 188.21 | 831.9147 | 831.9147 | 0 | 0 | 0 | 678.593 | 0 | 0
179 | 1484.496 | 153.65 | 663.694 | 663.694 | 0 | 0 | 0 | 846.805 | 0 | 0
180 | 1349.631 | 240.6 | 1058.113 | 1058.113 | 0 | 0 | 0 | 332.974 | 0 | 0
181 | 1462.071 | 334.34 | 1483.1486 | 1483.1486 | 0 | 0 | 0 | 37.031 | 0 | 0
182 | 1295.145 | 645.92 | 2896.3371 | 1347.9569 | -1548.3803 | 0 | 0 | 0 | 0 | 0
183 | 1332.189 | 643.72 | 2939.469 | 1386.5114 | -1552.9576 | 0 | 0 | 0 | 0 | 0
184 | 1434.587 | 246.14 | 1124.7373 | 1124.7373 | 0 | 0 | 0 | 353.916 | 0 | 0
185 | 1105.581 | 157.18 | 698.4487 | 698.4487 | 0 | 0 | 0 | 434.497 | 0 | 0
186 | 1217.803 | 15.26 | 24.6924 | 24.6924 | 0 | 0 | 0 | 1194.078 | 0 | 0
187 | 1003.211 | 0 | 0 | 0 | 0 | 0 | 0 | 0 | 0 | 1044.1187
188 | 1195.2 | 0 | 0 | 0 | 0 | 0 | 0 | 0 | 0 | 1243.9364
189 | 1054.4 | 0 | 0 | 0 | 0 | 0 | 0 | 0 | 0 | 1097.3951
190 | 1257.6 | 0 | 0 | 0 | 0 | 0 | 0 | 0 | 0 | 1308.8809
191 | 1286.4 | 0 | 0 | 0 | 0 | 0 | 0 | 0 | 0 | 1338.8553
192 | 1148 | 0 | 0 | 0 | 0 | 0 | 0 | 1148 | 0 | 0
193 | 1193.6 | 0 | 0 | 0 | 0 | 0 | 0 | 1193.6 | 0 | 0
194 | 937.6 | 0 | 0 | 0 | 0 | 0 | 0 | 937.6 | 0 | 0
195 | 1222.4 | 0 | 0 | 0 | 0 | 0 | 0 | 1222.4 | 0 | 0
196 | 1073.6 | 0 | 0 | 0 | 0 | 0 | 0 | 1073.6 | 0 | 0
197 | 942.4 | 0 | 0 | 0 | 0 | 0 | 0 | 942.4 | 0 | 0
198 | 1051.2 | 0 | 0 | 0 | 0 | 0 | 0 | 1051.2 | 0 | 0
199 | 951.2 | 50.52 | 112.5683 | 112.5683 | 0 | 0 | 0 | 20.639 | 0 | 855.938
200 | 1114.771 | 251.16 | 1120.6783 | 1120.6783 | 0 | 0 | 0 | 0 | 0 | 39.5495
201 | 1167.854 | 534.22 | 2506.0864 | 1215.4753 | -1290.6111 | 0 | 0 | 0 | 0 | 0
202 | 1664.173 | 736.26 | 3347.2766 | 1732.0326 | -1615.244 | 0 | 0 | 0 | 0 | 0
203 | 1338.632 | 879.42 | 3894.4806 | 1393.2161 | -2093.1229 | 0 | 408.1417 | 0 | 0 | 0
204 | 1317.153 | 957.52 | 4168.9792 | 1370.8612 | -2093.1229 | 0 | 704.9951 | 0 | 0 | 0
205 | 1355.422 | 953.81 | 4139.3036 | 1410.6907 | -2093.1229 | 0 | 635.49 | 0 | 0 | 0
206 | 1226.996 | 674.24 | 2990.8449 | 1277.029 | -1645.6138 | 0 | 68.2021 | 0 | 0 | 0
207 | 1258.144 | 534.86 | 2404.8386 | 1309.4471 | 0 | 0 | 1095.3916 | 0 | 0 | 0
208 | 1216.588 | 276.81 | 1261.2914 | 1261.2914 | 0 | 0 | 0 | 4.713 | 0 | 0
209 | 1274.12 | 227.69 | 1009.8126 | 1009.8126 | 0 | 0 | 0 | 303.871 | 0 | 0
210 | 1113.621 | 41.65 | 103.7061 | 103.7061 | 0 | 0 | 0 | 782.512 | 0 | 240.9044
211 | 1163.2 | 0 | 0 | 0 | 0 | 0 | 0 | 0 | 0 | 1210.6316
212 | 1064 | 0 | 0 | 0 | 0 | 0 | 0 | 0 | 0 | 1107.3865
213 | 1449.6 | 0 | 0 | 0 | 0 | 0 | 0 | 0 | 0 | 1508.71
214 | 1246.4 | 0 | 0 | 0 | 0 | 0 | 0 | 0 | 0 | 1297.2242
215 | 1491.2 | 0 | 0 | 0 | 0 | 0 | 0 | 0 | 0 | 1552.0064
216 | 1336.8 | 0 | 0 | 0 | 0 | 0 | 0 | 0 | 0 | 1391.3104
217 | 1711.2 | 0 | 0 | 0 | 0 | 0 | 0 | 1711.2 | 0 | 0
218 | 1122.4 | 0 | 0 | 0 | 0 | 0 | 0 | 1122.4 | 0 | 0
219 | 1392 | 0 | 0 | 0 | 0 | 0 | 0 | 1392 | 0 | 0
220 | 1262.4 | 0 | 0 | 0 | 0 | 0 | 0 | 1262.4 | 0 | 0
221 | 1117.6 | 0 | 0 | 0 | 0 | 0 | 0 | 1117.6 | 0 | 0
222 | 1514.4 | 0 | 0 | 0 | 0 | 0 | 0 | 1514.4 | 0 | 0
223 | 1350.4 | 47.44 | 100.078 | 100.078 | 0 | 0 | 0 | 0 | 0 | 1305.387
224 | 1353.11 | 288.76 | 1289.69 | 1289.69 | 0 | 0 | 0 | 0 | 0 | 118.5955
225 | 1445.428 | 534.75 | 2524.0638 | 1504.3679 | -1019.6959 | 0 | 0 | 0 | 0 | 0
226 | 1336.752 | 734.82 | 3372.8693 | 1391.2605 | -1981.6088 | 0 | 0 | 0 | 0 | 0
227 | 1366.848 | 874.29 | 3918.4122 | 1422.5837 | -2093.1229 | 0 | 402.7057 | 0 | 0 | 0
228 | 1423.45 | 954.03 | 4213.5734 | 1481.4927 | -2093.1229 | 0 | 638.9579 | 0 | 0 | 0
229 | 1626.909 | 542.36 | 2420.7407 | 1693.2491 | -727.4915 | 0 | 0 | 0 | 0 | 0
230 | 1552.301 | 666.6 | 2986.2519 | 1615.5989 | -1370.6531 | 0 | 0 | 0 | 0 | 0
231 | 1372.937 | 710.42 | 3223.7832 | 1428.921 | -1545.1424 | 0 | 249.7198 | 0 | 0 | 0
232 | 1588.328 | 518.45 | 2412.1844 | 1653.0949 | 0 | 0 | 759.0895 | 0 | 0 | 0
233 | 1609.75 | 207.82 | 922.5362 | 922.5362 | 0 | 0 | 0 | 723.358 | 0 | 0
234 | 1634.626 | 42.19 | 107.5674 | 107.5674 | 0 | 0 | 0 | 1531.273 | 0 | 0
235 | 1760.002 | 0 | 0 | 0 | 0 | 0 | 0 | 0 | 0 | 1831.7692
236 | 1500 | 0 | 0 | 0 | 0 | 0 | 0 | 0 | 0 | 1561.1652
237 | 1500 | 0 | 0 | 0 | 0 | 0 | 0 | 0 | 0 | 1561.1652
238 | 1466.4 | 0 | 0 | 0 | 0 | 0 | 0 | 0 | 0 | 1526.1951
239 | 1682.4 | 0 | 0 | 0 | 0 | 0 | 0 | 0 | 0 | 1751.0029
240 | 1397.6 | 0 | 0 | 0 | 0 | 0 | 0 | 1397.6 | 0 | 0
241 | 1472.8 | 0 | 0 | 0 | 0 | 0 | 0 | 1472.8 | 0 | 0
242 | 1350.4 | 0 | 0 | 0 | 0 | 0 | 0 | 1350.4 | 0 | 0
243 | 1287.2 | 0 | 0 | 0 | 0 | 0 | 0 | 1287.2 | 0 | 0
244 | 1179.2 | 0 | 0 | 0 | 0 | 0 | 0 | 1179.2 | 0 | 0
245 | 1111.2 | 0 | 0 | 0 | 0 | 0 | 0 | 1111.2 | 0 | 0
246 | 1189.6 | 0 | 0 | 0 | 0 | 0 | 0 | 1189.6 | 0 | 0
247 | 1056 | 39.39 | 78.51 | 78.51 | 0 | 0 | 0 | 980.566 | 0 | 0
248 | 1007.057 | 218.76 | 980.8385 | 980.8385 | 0 | 0 | 0 | 64.647 | 0 | 0
249 | 1526.413 | 231.29 | 1058.7239 | 1058.7239 | 0 | 0 | 0 | 509.169 | 0 | 0
250 | 1751.451 | 590.39 | 2693.2545 | 1822.8696 | -870.385 | 0 | 0 | 0 | 0 | 0
251 | 1601.404 | 863.35 | 3830.7642 | 1666.7031 | -2093.1229 | 0 | 70.9383 | 0 | 0 | 0
252 | 1468.113 | 804.31 | 3533.2644 | 1527.9779 | -2005.2865 | 0 | 0 | 0 | 0 | 0
253 | 1613.967 | 632.07 | 2785.4236 | 1679.7794 | -1105.6442 | 0 | 0 | 0 | 0 | 0
254 | 1643.485 | 354.16 | 1569.201 | 1569.201 | 0 | 0 | 0 | 135.764 | 0 | 0
255 | 1670.927 | 646.87 | 2897.9025 | 1739.062 | -1158.8404 | 0 | 0 | 0 | 0 | 0
256 | 1625.599 | 202.23 | 904.3434 | 904.3434 | 0 | 0 | 0 | 756.687 | 0 | 0
257 | 1615.953 | 102.83 | 441.867 | 441.867 | 0 | 0 | 0 | 1191.398 | 0 | 0
258 | 1849.735 | 20.67 | 46.8974 | 46.8974 | 0 | 0 | 0 | 1804.675 | 0 | 0
259 | 1528.006 | 0 | 0 | 0 | 0 | 0 | 0 | 0 | 0 | 1590.3132
260 | 1338.4 | 0 | 0 | 0 | 0 | 0 | 0 | 0 | 0 | 1392.9757
261 | 1358.4 | 0 | 0 | 0 | 0 | 0 | 0 | 0 | 0 | 1413.7912
262 | 1418.4 | 0 | 0 | 0 | 0 | 0 | 0 | 0 | 0 | 1476.2378
263 | 1347.2 | 0 | 0 | 0 | 0 | 0 | 0 | 0 | 0 | 1402.1345
264 | 1475.2 | 0 | 0 | 0 | 0 | 0 | 0 | 1475.2 | 0 | 0
265 | 1247.2 | 0 | 0 | 0 | 0 | 0 | 0 | 1247.2 | 0 | 0
266 | 1436 | 0 | 0 | 0 | 0 | 0 | 0 | 1436 | 0 | 0
267 | 1268.8 | 0 | 0 | 0 | 0 | 0 | 0 | 1268.8 | 0 | 0
268 | 1268.8 | 0 | 0 | 0 | 0 | 0 | 0 | 1268.8 | 0 | 0
269 | 1345.6 | 0 | 0 | 0 | 0 | 0 | 0 | 1345.6 | 0 | 0
270 | 1118.4 | 0 | 0 | 0 | 0 | 0 | 0 | 1118.4 | 0 | 0
271 | 1312.8 | 19.09 | 30.2158 | 30.2158 | 0 | 0 | 0 | 1283.768 | 0 | 0
272 | 1080.054 | 274.64 | 1217.9919 | 1124.0951 | -93.8968 | 0 | 0 | 0 | 0 | 0
273 | 1017.97 | 438.49 | 2037.7639 | 1059.4796 | -978.2844 | 0 | 0 | 0 | 0 | 0
274 | 1165.131 | 295.04 | 1318.5258 | 1212.6413 | -105.8845 | 0 | 0 | 0 | 0 | 0
275 | 1340.908 | 321.34 | 1415.2639 | 1395.5859 | -19.678 | 0 | 0 | 0 | 0 | 0
276 | 1421.717 | 712.67 | 3081.839 | 1479.6901 | -1602.1489 | 0 | 0 | 0 | 0 | 0
277 | 1076.722 | 568.89 | 2470.7146 | 1120.6273 | -1350.0873 | 0 | 0 | 0 | 0 | 0
278 | 1233.429 | 706.63 | 3071.4114 | 1283.7243 | -1787.6871 | 0 | 0 | 0 | 0 | 0
279 | 966.192 | 208.75 | 912.0369 | 912.0369 | 0 | 0 | 0 | 89.888 | 0 | 0
280 | 1205.397 | 230.16 | 1030.1879 | 1030.1879 | 0 | 0 | 0 | 215.571 | 0 | 0
281 | 1237.532 | 9.79 | 16.232 | 16.232 | 0 | 0 | 0 | 1221.936 | 0 | 0
282 | 859.624 | 8.41 | 1.0377 | 1.0377 | 0 | 0 | 0 | 858.627 | 0 | 0
283 | 1175.2 | 0 | 0 | 0 | 0 | 0 | 0 | 273.147 | 0 | 938.8358
284 | 1189.6 | 0 | 0 | 0 | 0 | 0 | 0 | 0 | 0 | 1238.1081
285 | 1346.4 | 0 | 0 | 0 | 0 | 0 | 0 | 0 | 0 | 1401.3019
286 | 1161.6 | 0 | 0 | 0 | 0 | 0 | 0 | 0 | 0 | 1208.9663
287 | 1086.4 | 0 | 0 | 0 | 0 | 0 | 0 | 0 | 0 | 1130.6999
288 | 136.8 | 0 | 0 | 0 | 0 | 0 | 0 | 0 | 0 | 142.3783
289 | 106.4 | 0 | 0 | 0 | 0 | 0 | 0 | 106.4 | 0 | 0
290 | 88 | 0 | 0 | 0 | 0 | 0 | 0 | 88 | 0 | 0
291 | 92 | 0 | 0 | 0 | 0 | 0 | 0 | 92 | 0 | 0
292 | 88 | 0 | 0 | 0 | 0 | 0 | 0 | 88 | 0 | 0
293 | 92 | 0 | 0 | 0 | 0 | 0 | 0 | 92 | 0 | 0
294 | 84.8 | 0 | 0 | 0 | 0 | 0 | 0 | 84.8 | 0 | 0
295 | 82.4 | 45.81 | 100.486 | 85.76 | -14.726 | 0 | 0 | 0 | 0 | 0
296 | 81.362 | 279.68 | 1235.4832 | 84.6797 | -1150.8036 | 0 | 0 | 0 | 0 | 0
297 | 804.961 | 524.59 | 2435.0305 | 837.7847 | -1597.2458 | 0 | 0 | 0 | 0 | 0
298 | 971.201 | 727.41 | 3243.0553 | 1010.8035 | -2093.1229 | 0 | 139.129 | 0 | 0 | 0
299 | 1378.581 | 872.3 | 3755.6191 | 1434.7951 | -2093.1229 | 0 | 227.7011 | 0 | 0 | 0
300 | 1301.865 | 951.32 | 4020.8049 | 1354.9498 | -2093.1229 | 0 | 572.7322 | 0 | 0 | 0
301 | 1411.199 | 911.94 | 3867.5099 | 1468.7432 | -1788.6946 | 0 | 610.0721 | 0 | 0 | 0
302 | 1430.445 | 651.43 | 2830.2104 | 1488.774 | 0 | 0 | 1341.4364 | 0 | 0 | 0
303 | 1147.683 | 392.72 | 1734.6991 | 1194.4818 | 0 | 0 | 540.2173 | 0 | 0 | 0
304 | 1193.172 | 225.94 | 1004.8055 | 1004.8055 | 0 | 0 | 0 | 227.734 | 0 | 0
305 | 1254.203 | 147.29 | 640.4285 | 640.4285 | 0 | 0 | 0 | 638.866 | 0 | 0
306 | 1409.776 | 32.57 | 82.5149 | 82.5149 | 0 | 0 | 0 | 1330.494 | 0 | 0
307 | 1164.8 | 0 | 0 | 0 | 0 | 0 | 0 | 0 | 0 | 1212.2968
308 | 1167.2 | 0 | 0 | 0 | 0 | 0 | 0 | 0 | 0 | 1214.7947
309 | 1375.2 | 0 | 0 | 0 | 0 | 0 | 0 | 0 | 0 | 1431.2762
310 | 1362.4 | 0 | 0 | 0 | 0 | 0 | 0 | 0 | 0 | 1417.9543
311 | 1214.4 | 0 | 0 | 0 | 0 | 0 | 0 | 0 | 0 | 1263.9193
312 | 949.6 | 0 | 0 | 0 | 0 | 0 | 0 | 949.6 | 0 | 0
313 | 1832.8 | 0 | 0 | 0 | 0 | 0 | 0 | 1832.8 | 0 | 0
314 | 1784.8 | 0 | 0 | 0 | 0 | 0 | 0 | 1784.8 | 0 | 0
315 | 1888 | 0 | 0 | 0 | 0 | 0 | 0 | 1888 | 0 | 0
316 | 2028.8 | 0 | 0 | 0 | 0 | 0 | 0 | 2028.8 | 0 | 0
317 | 2156.8 | 0 | 0 | 0 | 0 | 0 | 0 | 2156.8 | 0 | 0
318 | 2129.6 | 0 | 0 | 0 | 0 | 0 | 0 | 2129.6 | 0 | 0
319 | 1976.8 | 49.36 | 106.3029 | 0 | -106.3029 | 0 | 0 | 1976.8 | 0 | 0
320 | 1127.549 | 293.77 | 1305.514 | 365.1295 | -940.3845 | 0 | 0 | 776.725 | 0 | 0
321 | 1638.403 | 544.43 | 2524.8964 | 1705.2118 | -819.6846 | 0 | 0 | 0 | 0 | 0
322 | 1940.862 | 730.38 | 3220.3768 | 2020.0041 | -1200.3726 | 0 | 0 | 0 | 0 | 0
323 | 2188.553 | 903.85 | 3786.0317 | 2277.7952 | -1508.2365 | 0 | 0 | 0 | 0 | 0
324 | 2025.649 | 789.39 | 3317.4157 | 2108.2485 | -1209.1672 | 0 | 0 | 0 | 0 | 0
325 | 1943.684 | 665.04 | 2823.5483 | 2022.9412 | -800.6071 | 0 | 0 | 0 | 0 | 0
326 | 2335.268 | 678.67 | 2885.0104 | 2430.4927 | -454.5176 | 0 | 0 | 0 | 0 | 0
327 | 2168.745 | 433.48 | 1895.3576 | 1895.3576 | 0 | 0 | 0 | 347.646 | 0 | 0
328 | 1973.613 | 513.85 | 2293.3975 | 2054.0906 | -239.3068 | 0 | 0 | 0 | 0 | 0
329 | 2279.797 | 303.55 | 1322.9574 | 1322.9574 | 0 | 0 | 0 | 1008.672 | 0 | 0
330 | 1609.172 | 63.35 | 178.0363 | 178.0363 | 0 | 0 | 0 | 1438.111 | 0 | 0
331 | 2156.812 | 0 | 0 | 0 | 0 | 0 | 0 | 495.385 | 0 | 1729.1747
332 | 2172.8 | 0 | 0 | 0 | 0 | 0 | 0 | 161.684 | 0 | 2093.1229
333 | 2000 | 0 | 0 | 0 | 0 | 0 | 0 | 0 | 0 | 2081.5536
334 | 1667.2 | 0 | 0 | 0 | 0 | 0 | 0 | 0 | 0 | 1735.1831
335 | 2352 | 0 | 0 | 0 | 0 | 0 | 0 | 340.884 | 0 | 2093.1229
336 | 2075.2 | 0 | 0 | 0 | 0 | 0 | 0 | 2075.2 | 0 | 0
337 | 1518.4 | 0 | 0 | 0 | 0 | 0 | 0 | 1518.4 | 0 | 0
338 | 1494.4 | 0 | 0 | 0 | 0 | 0 | 0 | 1494.4 | 0 | 0
339 | 1260 | 0 | 0 | 0 | 0 | 0 | 0 | 1260 | 0 | 0
340 | 1234.4 | 0 | 0 | 0 | 0 | 0 | 0 | 1234.4 | 0 | 0
341 | 1272 | 0 | 0 | 0 | 0 | 0 | 0 | 1272 | 0 | 0
342 | 1414.4 | 0 | 0 | 0 | 0 | 0 | 0 | 1414.4 | 0 | 0
343 | 1373.6 | 34.39 | 69.1138 | 0 | -69.1138 | 0 | 0 | 1373.6 | 0 | 0
344 | 996.612 | 237.33 | 1048.4525 | 0 | -1048.4525 | 0 | 0 | 996.612 | 0 | 0
345 | 1176.84 | 221.71 | 994.1198 | 0 | -994.1198 | 0 | 0 | 1176.84 | 0 | 0
346 | 1297.88 | 399.42 | 1757.8387 | 1006.3208 | -751.5179 | 0 | 0 | 330.986 | 0 | 0
347 | 1357.844 | 537.12 | 2312.0638 | 1413.2125 | -898.8513 | 0 | 0 | 0 | 0 | 0
348 | 1435.047 | 662.41 | 2804.7561 | 1493.5636 | -1311.1925 | 0 | 0 | 0 | 0 | 0
349 | 1435.033 | 558.37 | 2391.5448 | 1493.549 | -897.9957 | 0 | 0 | 0 | 0 | 0
350 | 1087.883 | 609.01 | 2632.2962 | 1132.2434 | -1500.0529 | 0 | 0 | 0 | 0 | 0
351 | 1211.392 | 398.02 | 1766.5209 | 1260.7887 | -505.7322 | 0 | 0 | 0 | 0 | 0
352 | 1440.601 | 115.06 | 493.5436 | 493.5436 | 0 | 0 | 0 | 966.394 | 0 | 0
353 | 1275.894 | 25.47 | 85.8308 | 85.8308 | 0 | 0 | 0 | 1193.426 | 0 | 0
354 | 1244.187 | 3.91 | 0 | 0 | 0 | 0 | 0 | 1244.187 | 0 | 0
355 | 798.4 | 0 | 0 | 0 | 0 | 0 | 0 | 0 | 0 | 830.9562
356 | 1210.4 | 0 | 0 | 0 | 0 | 0 | 0 | 0 | 0 | 1259.7562
357 | 1458.4 | 0 | 0 | 0 | 0 | 0 | 0 | 0 | 0 | 1517.8689
358 | 1131.2 | 0 | 0 | 0 | 0 | 0 | 0 | 0 | 0 | 1177.3267
359 | 1050.4 | 0 | 0 | 0 | 0 | 0 | 0 | 0 | 0 | 1093.2319
360 | 949.6 | 0 | 0 | 0 | 0 | 0 | 0 | 949.6 | 0 | 0
361 | 1194.4 | 0 | 0 | 0 | 0 | 0 | 0 | 1194.4 | 0 | 0
362 | 1084.8 | 0 | 0 | 0 | 0 | 0 | 0 | 1084.8 | 0 | 0
363 | 1221.6 | 0 | 0 | 0 | 0 | 0 | 0 | 1221.6 | 0 | 0
364 | 1077.6 | 0 | 0 | 0 | 0 | 0 | 0 | 1077.6 | 0 | 0
365 | 1200.8 | 0 | 0 | 0 | 0 | 0 | 0 | 1200.8 | 0 | 0
366 | 1140 | 0 | 0 | 0 | 0 | 0 | 0 | 1140 | 0 | 0
367 | 1037.6 | 11.89 | 11.3028 | 11.3028 | 0 | 0 | 0 | 1026.74 | 0 | 0
368 | 866.892 | 129.2 | 570.3977 | 570.3977 | 0 | 0 | 0 | 318.842 | 0 | 0
369 | 1066.826 | 340.25 | 1568.4579 | 1110.3277 | -458.1302 | 0 | 0 | 0 | 0 | 0
370 | 1366.055 | 562.96 | 2534.2207 | 1421.7583 | -1112.4624 | 0 | 0 | 0 | 0 | 0
371 | 1574.613 | 770.93 | 3371.202 | 1638.8207 | -1732.3813 | 0 | 0 | 0 | 0 | 0
372 | 1515.751 | 699.2 | 3036.3154 | 1577.5585 | -1458.7569 | 0 | 0 | 0 | 0 | 0
373 | 1570.042 | 422.53 | 1852.2923 | 1634.0633 | -218.229 | 0 | 0 | 0 | 0 | 0
374 | 1584.014 | 793.05 | 3446.4741 | 1648.605 | -1797.8691 | 0 | 0 | 0 | 0 | 0
375 | 1443.606 | 481.16 | 2149.5163 | 1502.4716 | -647.0447 | 0 | 0 | 0 | 0 | 0
376 | 1857.159 | 430.66 | 1970.2873 | 1932.888 | -37.3993 | 0 | 0 | 0 | 0 | 0
377 | 2051.354 | 144.93 | 640.6262 | 640.6262 | 0 | 0 | 0 | 1435.827 | 0 | 0
378 | 1864.668 | 26.75 | 71.4878 | 71.4878 | 0 | 0 | 0 | 1795.981 | 0 | 0
379 | 1687.2 | 0 | 0 | 0 | 0 | 0 | 0 | 0 | 0 | 1755.9986
380 | 1437.6 | 0 | 0 | 0 | 0 | 0 | 0 | 0 | 0 | 1496.2207
381 | 1798.4 | 0 | 0 | 0 | 0 | 0 | 0 | 0 | 0 | 1871.733
382 | 1439.2 | 0 | 0 | 0 | 0 | 0 | 0 | 0 | 0 | 1497.886
383 | 1318.4 | 0 | 0 | 0 | 0 | 0 | 0 | 0 | 0 | 1372.1601
384 | 1333.6 | 0 | 0 | 0 | 0 | 0 | 0 | 1333.6 | 0 | 0
385 | 1427.2 | 0 | 0 | 0 | 0 | 0 | 0 | 1427.2 | 0 | 0
386 | 1464.8 | 0 | 0 | 0 | 0 | 0 | 0 | 1464.8 | 0 | 0
387 | 1109.6 | 0 | 0 | 0 | 0 | 0 | 0 | 1109.6 | 0 | 0
388 | 1159.2 | 0 | 0 | 0 | 0 | 0 | 0 | 1159.2 | 0 | 0
389 | 1433.6 | 0 | 0 | 0 | 0 | 0 | 0 | 1433.6 | 0 | 0
390 | 1189.6 | 0 | 0 | 0 | 0 | 0 | 0 | 1189.6 | 0 | 0
391 | 1440 | 34.43 | 64.9695 | 64.9695 | 0 | 0 | 0 | 1377.576 | 0 | 0
392 | 1042.494 | 226.37 | 1002.1067 | 1002.1067 | 0 | 0 | 0 | 79.649 | 0 | 0
393 | 1260.412 | 511.56 | 2403.7958 | 1311.8076 | -1091.9882 | 0 | 0 | 0 | 0 | 0
394 | 1528.29 | 689.89 | 3159.3227 | 1590.6088 | -1568.7139 | 0 | 0 | 0 | 0 | 0
395 | 1634.053 | 832.88 | 3731.8009 | 1700.6844 | -2031.1165 | 0 | 0 | 0 | 0 | 0
396 | 1747.764 | 947.37 | 4183.2982 | 1819.0312 | -2093.1229 | 0 | 271.1442 | 0 | 0 | 0
397 | 1461.828 | 534.8 | 2371.5775 | 1521.4367 | -850.1408 | 0 | 0 | 0 | 0 | 0
398 | 1421.187 | 618.7 | 2756.3058 | 1479.1384 | -1277.1674 | 0 | 0 | 0 | 0 | 0
399 | 1580.373 | 605.48 | 2737.8372 | 1644.8155 | -1093.0217 | 0 | 0 | 0 | 0 | 0
400 | 1462.36 | 87.1 | 366.1276 | 366.1276 | 0 | 0 | 0 | 1110.577 | 0 | 0
401 | 1717.244 | 32.33 | 117.3351 | 117.3351 | 0 | 0 | 0 | 1604.506 | 0 | 0
402 | 1611.558 | 14.71 | 29.0699 | 29.0699 | 0 | 0 | 0 | 1583.627 | 0 | 0
403 | 1616.357 | 0 | 0 | 0 | 0 | 0 | 0 | 0 | 0 | 1682.2669
404 | 1480.8 | 0 | 0 | 0 | 0 | 0 | 0 | 0 | 0 | 1541.1823
405 | 1845.6 | 0 | 0 | 0 | 0 | 0 | 0 | 0 | 0 | 1920.8576
406 | 1497.6 | 0 | 0 | 0 | 0 | 0 | 0 | 0 | 0 | 1558.6673
407 | 1532 | 0 | 0 | 0 | 0 | 0 | 0 | 0 | 0 | 1594.47
408 | 1503.2 | 0 | 0 | 0 | 0 | 0 | 0 | 1503.2 | 0 | 0
409 | 1740.8 | 0 | 0 | 0 | 0 | 0 | 0 | 1740.8 | 0 | 0
410 | 1453.6 | 0 | 0 | 0 | 0 | 0 | 0 | 1453.6 | 0 | 0
411 | 1256 | 0 | 0 | 0 | 0 | 0 | 0 | 1256 | 0 | 0
412 | 1274.4 | 0 | 0 | 0 | 0 | 0 | 0 | 1274.4 | 0 | 0
413 | 1436.8 | 0 | 0 | 0 | 0 | 0 | 0 | 1436.8 | 0 | 0
414 | 1512.8 | 0 | 0 | 0 | 0 | 0 | 0 | 1512.8 | 0 | 0
415 | 1361.6 | 31.79 | 59.0391 | 59.0391 | 0 | 0 | 0 | 743.515 | 0 | 584.2484
416 | 1307.476 | 282.57 | 1252.1471 | 1252.1471 | 0 | 0 | 0 | 0 | 0 | 108.6436
417 | 1117.404 | 531.66 | 2492.3014 | 1162.9682 | -1329.3332 | 0 | 0 | 0 | 0 | 0
418 | 1558.331 | 725.51 | 3297.3162 | 1621.8747 | -1675.4414 | 0 | 0 | 0 | 0 | 0
419 | 1635.582 | 887.31 | 3921.4825 | 1702.2758 | -2093.1229 | 0 | 126.0839 | 0 | 0 | 0
420 | 1614.236 | 972.14 | 4226.4364 | 1680.0594 | -2093.1229 | 0 | 453.2541 | 0 | 0 | 0
421 | 1599.883 | 875.32 | 3799.9198 | 1665.1211 | -2093.1229 | 0 | 41.6758 | 0 | 0 | 0
422 | 1534.321 | 821.25 | 3593.3953 | 1596.8857 | -1546.6953 | 0 | 449.8144 | 0 | 0 | 0
423 | 1869.297 | 702.38 | 3139.9851 | 1945.5209 | 0 | 0 | 1194.4641 | 0 | 0 | 0
424 | 1731.41 | 548.21 | 2518.6663 | 1802.0113 | 0 | 0 | 716.655 | 0 | 0 | 0
425 | 1852.086 | 301.42 | 1341.5936 | 1341.5936 | 0 | 0 | 0 | 563.055 | 0 | 0
426 | 1824.781 | 43.96 | 127.1392 | 127.1392 | 0 | 0 | 0 | 1702.623 | 0 | 0
427 | 1772.851 | 0 | 0 | 0 | 0 | 0 | 0 | 0 | 0 | 1845.1422
428 | 1725.6 | 0 | 0 | 0 | 0 | 0 | 0 | 0 | 0 | 1795.9644
429 | 1548.8 | 0 | 0 | 0 | 0 | 0 | 0 | 0 | 0 | 1611.9551
430 | 1660 | 0 | 0 | 0 | 0 | 0 | 0 | 0 | 0 | 1727.6895
431 | 1914.4 | 0 | 0 | 0 | 0 | 0 | 0 | 0 | 0 | 1992.4631
432 | 1842.4 | 0 | 0 | 0 | 0 | 0 | 0 | 1842.4 | 0 | 0
433 | 1708 | 0 | 0 | 0 | 0 | 0 | 0 | 1708 | 0 | 0
434 | 1356.8 | 0 | 0 | 0 | 0 | 0 | 0 | 1356.8 | 0 | 0
435 | 1073.6 | 0 | 0 | 0 | 0 | 0 | 0 | 1073.6 | 0 | 0
436 | 1288.8 | 0 | 0 | 0 | 0 | 0 | 0 | 1288.8 | 0 | 0
437 | 1396.8 | 0 | 0 | 0 | 0 | 0 | 0 | 1396.8 | 0 | 0
438 | 1372 | 0 | 0 | 0 | 0 | 0 | 0 | 1372 | 0 | 0
439 | 1415.2 | 47.67 | 91.9474 | 91.9474 | 0 | 0 | 0 | 597.648 | 0 | 758.9417
440 | 1131.076 | 288.38 | 1278.0687 | 1177.1977 | -100.871 | 0 | 0 | 0 | 0 | 0
441 | 1241.663 | 537.33 | 2512.712 | 1292.294 | -1220.418 | 0 | 0 | 0 | 0 | 0
442 | 856.555 | 749.24 | 3365.0916 | 891.4815 | -2093.1229 | 0 | 380.4872 | 0 | 0 | 0
443 | 1284.095 | 904.69 | 3916.8354 | 1336.4563 | -2093.1229 | 0 | 487.2563 | 0 | 0 | 0
444 | 1493.401 | 985.72 | 4160.1233 | 1554.2971 | -2093.1229 | 0 | 512.7033 | 0 | 0 | 0
445 | 1383.033 | 972.52 | 4073.0092 | 1439.4287 | -2093.1229 | 0 | 540.4577 | 0 | 0 | 0
446 | 1395.108 | 734.89 | 3136.435 | 1451.996 | -1137.057 | 0 | 547.382 | 0 | 0 | 0
447 | 1147.015 | 538.33 | 2357.0847 | 1193.7866 | 0 | 0 | 1163.2981 | 0 | 0 | 0
448 | 1254.993 | 336.97 | 1513.2437 | 1306.1676 | 0 | 0 | 207.0761 | 0 | 0 | 0
449 | 1593.632 | 106.79 | 460.3179 | 460.3179 | 0 | 0 | 0 | 1151.349 | 0 | 0
450 | 1540.045 | 22.7 | 62.9555 | 62.9555 | 0 | 0 | 0 | 1479.556 | 0 | 0
451 | 1594.407 | 0 | 0 | 0 | 0 | 0 | 0 | 1594.407 | 0 | 0
452 | 1601.6 | 0 | 0 | 0 | 0 | 0 | 0 | 1601.6 | 0 | 0
453 | 1628.8 | 0 | 0 | 0 | 0 | 0 | 0 | 1166.186 | 0 | 481.4779
454 | 1475.2 | 0 | 0 | 0 | 0 | 0 | 0 | 0 | 0 | 1535.3539
455 | 1756 | 0 | 0 | 0 | 0 | 0 | 0 | 0 | 0 | 1827.604
456 | 1347.2 | 0 | 0 | 0 | 0 | 0 | 0 | 0 | 0 | 1402.1345
457 | 1464 | 0 | 0 | 0 | 0 | 0 | 0 | 1464 | 0 | 0
458 | 1484 | 0 | 0 | 0 | 0 | 0 | 0 | 1484 | 0 | 0
459 | 1376.8 | 0 | 0 | 0 | 0 | 0 | 0 | 1376.8 | 0 | 0
460 | 1298.4 | 0 | 0 | 0 | 0 | 0 | 0 | 1298.4 | 0 | 0
461 | 1472 | 0 | 0 | 0 | 0 | 0 | 0 | 1472 | 0 | 0
462 | 1540.8 | 0 | 0 | 0 | 0 | 0 | 0 | 1540.8 | 0 | 0
463 | 1121.6 | 41.47 | 75.8289 | 75.8289 | 0 | 0 | 0 | 0 | 0 | 1091.5063
464 | 1325.723 | 277.07 | 1220.1984 | 1220.1984 | 0 | 0 | 0 | 0 | 0 | 159.5833
465 | 1431.814 | 525.68 | 2438.3818 | 1490.1988 | -948.183 | 0 | 0 | 0 | 0 | 0
466 | 1750.511 | 729.16 | 3239.0618 | 1821.8912 | -1417.1706 | 0 | 0 | 0 | 0 | 0
467 | 1780.377 | 626.87 | 2718.4694 | 1852.9751 | -865.4944 | 0 | 0 | 0 | 0 | 0
468 | 1557.127 | 577.21 | 2470.3004 | 1620.6216 | -849.6787 | 0 | 0 | 0 | 0 | 0
469 | 1473.887 | 578.18 | 2460.9937 | 1533.9874 | -927.0064 | 0 | 0 | 0 | 0 | 0
470 | 1373.544 | 768.56 | 3231.5422 | 1429.5527 | -1801.9895 | 0 | 0 | 0 | 0 | 0
471 | 1430.954 | 439.18 | 1910.9724 | 1489.3037 | -421.6686 | 0 | 0 | 0 | 0 | 0
472 | 1796.545 | 398.27 | 1783.3471 | 1783.3471 | 0 | 0 | 0 | 83.068 | 0 | 0
473 | 1678.349 | 258.76 | 1146.8278 | 1146.8278 | 0 | 0 | 0 | 576.453 | 0 | 0
474 | 1629.66 | 50.79 | 154.2244 | 154.2244 | 0 | 0 | 0 | 1481.478 | 0 | 0
475 | 1404.8 | 0 | 0 | 0 | 0 | 0 | 0 | 0 | 0 | 1462.0832
476 | 1388.8 | 0 | 0 | 0 | 0 | 0 | 0 | 0 | 0 | 1445.4308
477 | 1344.8 | 0 | 0 | 0 | 0 | 0 | 0 | 0 | 0 | 1399.6366
478 | 1680.8 | 0 | 0 | 0 | 0 | 0 | 0 | 0 | 0 | 1749.3376
479 | 1447.2 | 0 | 0 | 0 | 0 | 0 | 0 | 0 | 0 | 1506.2122
480 | 1506.4 | 0 | 0 | 0 | 0 | 0 | 0 | 1506.4 | 0 | 0
481 | 1360.8 | 0 | 0 | 0 | 0 | 0 | 0 | 1360.8 | 0 | 0
482 | 1408 | 0 | 0 | 0 | 0 | 0 | 0 | 1408 | 0 | 0
483 | 1103.2 | 0 | 0 | 0 | 0 | 0 | 0 | 1103.2 | 0 | 0
484 | 1368 | 0 | 0 | 0 | 0 | 0 | 0 | 1368 | 0 | 0
485 | 1242.4 | 0 | 0 | 0 | 0 | 0 | 0 | 1242.4 | 0 | 0
486 | 1268.8 | 0 | 0 | 0 | 0 | 0 | 0 | 1268.8 | 0 | 0
487 | 1385.6 | 10.77 | 6.1042 | 6.1042 | 0 | 0 | 0 | 193.46 | 0 | 1234.6475
488 | 1391.679 | 116.92 | 513.6192 | 513.6192 | 0 | 0 | 0 | 0 | 0 | 934.808
489 | 1424.117 | 406.32 | 1868.9323 | 1482.1879 | -386.7443 | 0 | 0 | 0 | 0 | 0
490 | 1612.774 | 698.41 | 3097.6869 | 1678.5378 | -1419.1491 | 0 | 0 | 0 | 0 | 0
491 | 1401.019 | 848.07 | 3673.5174 | 1458.1481 | -2093.1229 | 0 | 122.2465 | 0 | 0 | 0
492 | 1755.972 | 956.11 | 4095.4525 | 1827.5739 | -2093.1229 | 0 | 174.7558 | 0 | 0 | 0
493 | 1074.33 | 967.68 | 4148.2438 | 1118.1367 | -2093.1229 | 0 | 936.9843 | 0 | 0 | 0
494 | 1159.81 | 896.44 | 3889.0061 | 1207.1023 | -2093.1229 | 0 | 588.781 | 0 | 0 | 0
495 | 1567.968 | 537.28 | 2390.8371 | 1631.9037 | -652.4536 | 0 | 106.4798 | 0 | 0 | 0
496 | 1342.539 | 456.45 | 2079.9893 | 1397.2834 | 0 | 0 | 682.7059 | 0 | 0 | 0
497 | 1562.161 | 291.72 | 1294.6961 | 1294.6961 | 0 | 0 | 0 | 318.19 | 0 | 0
498 | 1560.409 | 64.28 | 193.3326 | 193.3326 | 0 | 0 | 0 | 1374.651 | 0 | 0
499 | 918.411 | 0 | 0 | 0 | 0 | 0 | 0 | 0 | 0 | 955.8609
500 | 1270.4 | 0 | 0 | 0 | 0 | 0 | 0 | 0 | 0 | 1322.2028
501 | 1204 | 0 | 0 | 0 | 0 | 0 | 0 | 0 | 0 | 1253.0953
502 | 1369.6 | 0 | 0 | 0 | 0 | 0 | 0 | 0 | 0 | 1425.4479
503 | 1345.6 | 0 | 0 | 0 | 0 | 0 | 0 | 0 | 0 | 1400.4693
504 | 1280 | 0 | 0 | 0 | 0 | 0 | 0 | 1280 | 0 | 0
505 | 2330.4 | 0 | 0 | 0 | 0 | 0 | 0 | 2330.4 | 0 | 0
506 | 2057.6 | 0 | 0 | 0 | 0 | 0 | 0 | 2057.6 | 0 | 0
507 | 2428 | 0 | 0 | 0 | 0 | 0 | 0 | 2428 | 0 | 0
508 | 2208.8 | 0 | 0 | 0 | 0 | 0 | 0 | 2208.8 | 0 | 0
509 | 2004 | 0 | 0 | 0 | 0 | 0 | 0 | 2004 | 0 | 0
510 | 2379.2 | 0 | 0 | 0 | 0 | 0 | 0 | 2379.2 | 0 | 0
511 | 2040.8 | 42.25 | 75.2471 | 75.2471 | 0 | 0 | 0 | 1968.501 | 0 | 0
512 | 1723.786 | 242.61 | 1076.2038 | 1076.2038 | 0 | 0 | 0 | 473.845 | 0 | 224.7068
513 | 1825.298 | 475.76 | 2215.2955 | 1899.7278 | -315.5677 | 0 | 0 | 0 | 0 | 0
514 | 2095.805 | 733.6 | 3287.2415 | 2181.2652 | -1105.9763 | 0 | 0 | 0 | 0 | 0
515 | 2297.304 | 878.74 | 3810.1485 | 2390.9807 | -1419.1678 | 0 | 0 | 0 | 0 | 0
516 | 2286.452 | 952.14 | 4053.6768 | 2379.6862 | -1673.9906 | 0 | 0 | 0 | 0 | 0
517 | 2261.298 | 941.52 | 4004.0817 | 2353.5065 | -1650.5752 | 0 | 0 | 0 | 0 | 0
518 | 2390.381 | 744.71 | 3224.7491 | 2487.8531 | -736.896 | 0 | 0 | 0 | 0 | 0
519 | 2181.431 | 512.33 | 2270.3536 | 2270.3536 | 0 | 0 | 0 | 0 | 0 | 0.029142
520 | 1853.049 | 519.28 | 2351.2803 | 1928.6104 | -422.6699 | 0 | 0 | 0 | 0 | 0
521 | 2387.844 | 237.65 | 1052.4699 | 1052.4699 | 0 | 0 | 0 | 1376.609 | 0 | 0
522 | 2256.255 | 55.79 | 173.3112 | 173.3112 | 0 | 0 | 0 | 2089.734 | 0 | 0
523 | 2414.4 | 0 | 0 | 0 | 0 | 0 | 0 | 993.689 | 0 | 1478.643
524 | 1896.8 | 0 | 0 | 0 | 0 | 0 | 0 | 0 | 0 | 1974.1454
525 | 2389.6 | 0 | 0 | 0 | 0 | 0 | 0 | 378.484 | 0 | 2093.1229
526 | 2215.2 | 0 | 0 | 0 | 0 | 0 | 0 | 204.084 | 0 | 2093.1229
527 | 2295.2 | 0 | 0 | 0 | 0 | 0 | 0 | 284.084 | 0 | 2093.1229
528 | 1956 | 0 | 0 | 0 | 0 | 0 | 0 | 1956 | 0 | 0
529 | 1812 | 0 | 0 | 0 | 0 | 0 | 0 | 1812 | 0 | 0
530 | 1850.4 | 0 | 0 | 0 | 0 | 0 | 0 | 1850.4 | 0 | 0
531 | 1248.8 | 0 | 0 | 0 | 0 | 0 | 0 | 1248.8 | 0 | 0
532 | 1303.2 | 0 | 0 | 0 | 0 | 0 | 0 | 1303.2 | 0 | 0
533 | 1569.6 | 0 | 0 | 0 | 0 | 0 | 0 | 1569.6 | 0 | 0
534 | 1165.6 | 0 | 0 | 0 | 0 | 0 | 0 | 1165.6 | 0 | 0
535 | 1127.2 | 30.2 | 52.1918 | 52.1918 | 0 | 0 | 0 | 1077.053 | 0 | 0
536 | 845.369 | 223.22 | 998.2153 | 879.8404 | -118.3748 | 0 | 0 | 0 | 0 | 0
537 | 1178.36 | 421.39 | 1961.2627 | 1226.4097 | -734.8529 | 0 | 0 | 0 | 0 | 0
538 | 1572.128 | 655.92 | 2938.1191 | 1636.2343 | -1301.8848 | 0 | 0 | 0 | 0 | 0
539 | 1408.437 | 900.3 | 3884.1551 | 1465.8675 | -2093.1229 | 0 | 325.1647 | 0 | 0 | 0
540 | 1438.896 | 988.28 | 4168.4276 | 1497.5685 | -2093.1229 | 0 | 577.7362 | 0 | 0 | 0
541 | 1516.32 | 994.09 | 4166.0349 | 1578.1496 | -2093.1229 | 0 | 494.7624 | 0 | 0 | 0
542 | 1377.594 | 550.04 | 2388.1217 | 1433.7679 | -954.3538 | 0 | 0 | 0 | 0 | 0
543 | 1550.943 | 629.08 | 2745.4224 | 1614.1855 | -1131.2369 | 0 | 0 | 0 | 0 | 0
544 | 1543.534 | 528.13 | 2373.3041 | 1606.4733 | -310.7655 | 0 | 456.0653 | 0 | 0 | 0
545 | 1201.14 | 290.26 | 1292.8914 | 1250.1186 | 0 | 0 | 42.7728 | 0 | 0 | 0
546 | 1293.095 | 65.15 | 210.6376 | 210.6376 | 0 | 0 | 0 | 1023.067 | 0 | 70.4002
547 | 1413.61 | 0 | 0 | 0 | 0 | 0 | 0 | 0 | 0 | 1471.2525
548 | 1265.6 | 0 | 0 | 0 | 0 | 0 | 0 | 0 | 0 | 1317.2071
549 | 1180.8 | 0 | 0 | 0 | 0 | 0 | 0 | 0 | 0 | 1228.9492
550 | 1695.2 | 0 | 0 | 0 | 0 | 0 | 0 | 0 | 0 | 1764.3248
551 | 1346.4 | 0 | 0 | 0 | 0 | 0 | 0 | 0 | 0 | 1401.3019
552 | 1211.2 | 0 | 0 | 0 | 0 | 0 | 0 | 0 | 0 | 1260.5889
553 | 1408 | 0 | 0 | 0 | 0 | 0 | 0 | 1408 | 0 | 0
554 | 1139.2 | 0 | 0 | 0 | 0 | 0 | 0 | 1139.2 | 0 | 0
555 | 1446.4 | 0 | 0 | 0 | 0 | 0 | 0 | 1446.4 | 0 | 0
556 | 1142.4 | 0 | 0 | 0 | 0 | 0 | 0 | 1142.4 | 0 | 0
557 | 880 | 0 | 0 | 0 | 0 | 0 | 0 | 880 | 0 | 0
558 | 1145.6 | 0 | 0 | 0 | 0 | 0 | 0 | 1145.6 | 0 | 0
559 | 943.2 | 18.04 | 24.6508 | 24.6508 | 0 | 0 | 0 | 0 | 0 | 957.0099
560 | 1274.438 | 236.93 | 1065.284 | 1065.284 | 0 | 0 | 0 | 0 | 0 | 261.1215
561 | 1429.443 | 544.5 | 2565.5991 | 1487.7311 | -1077.868 | 0 | 0 | 0 | 0 | 0
562 | 1547.522 | 765.42 | 3449.8254 | 1610.625 | -1839.2004 | 0 | 0 | 0 | 0 | 0
563 | 1405.725 | 917.17 | 3961.5316 | 1463.046 | -2093.1229 | 0 | 405.3628 | 0 | 0 | 0
564 | 1431.852 | 1012.26 | 4242.3738 | 1490.2373 | -2093.1229 | 0 | 659.0136 | 0 | 0 | 0
565 | 1367.56 | 1019.86 | 4241.4985 | 1423.3237 | -2093.1229 | 0 | 725.0519 | 0 | 0 | 0
566 | 1673.787 | 943.36 | 3974.6215 | 1742.0387 | -1634.3994 | 0 | 598.1833 | 0 | 0 | 0
567 | 1642.84 | 797.16 | 3445.0763 | 1709.8297 | 0 | 0 | 1735.2466 | 0 | 0 | 0
568 | 1902.457 | 583.86 | 2616.286 | 1980.0331 | 0 | 0 | 636.2529 | 0 | 0 | 0
569 | 1899.267 | 327.08 | 1454.5699 | 1454.5699 | 0 | 0 | 0 | 501.686 | 0 | 0
570 | 1621.58 | 74.14 | 232.2483 | 232.2483 | 0 | 0 | 0 | 1398.431 | 0 | 0
571 | 1806.403 | 0 | 0 | 0 | 0 | 0 | 0 | 0 | 0 | 1880.0623
572 | 1360.8 | 0 | 0 | 0 | 0 | 0 | 0 | 0 | 0 | 1416.2891
573 | 1477.6 | 0 | 0 | 0 | 0 | 0 | 0 | 0 | 0 | 1537.8518
574 | 1830.4 | 0 | 0 | 0 | 0 | 0 | 0 | 0 | 0 | 1905.0378
575 | 1500.8 | 0 | 0 | 0 | 0 | 0 | 0 | 0 | 0 | 1561.9978
576 | 1522.4 | 0 | 0 | 0 | 0 | 0 | 0 | 1136.74 | 0 | 401.386
577 | 1083.2 | 0 | 0 | 0 | 0 | 0 | 0 | 1083.2 | 0 | 0
578 | 1204 | 0 | 0 | 0 | 0 | 0 | 0 | 1204 | 0 | 0
579 | 1488.8 | 0 | 0 | 0 | 0 | 0 | 0 | 1488.8 | 0 | 0
580 | 1076 | 0 | 0 | 0 | 0 | 0 | 0 | 1076 | 0 | 0
581 | 1073.6 | 0 | 0 | 0 | 0 | 0 | 0 | 1073.6 | 0 | 0
582 | 912 | 0 | 0 | 0 | 0 | 0 | 0 | 912 | 0 | 0
583 | 964.8 | 33.07 | 58.5541 | 58.5541 | 0 | 0 | 0 | 0 | 0 | 945.5873
584 | 1236.892 | 270.68 | 1203.3846 | 1203.3846 | 0 | 0 | 0 | 0 | 0 | 83.9439
585 | 902.102 | 530.08 | 2436.8051 | 938.8868 | -1497.9182 | 0 | 0 | 0 | 0 | 0
586 | 1643.977 | 748.13 | 3288.1355 | 1711.0131 | -1577.1224 | 0 | 0 | 0 | 0 | 0
587 | 1404.929 | 901.78 | 3824.3062 | 1462.2165 | -2093.1229 | 0 | 268.9669 | 0 | 0 | 0
588 | 1257.977 | 993.06 | 4107.385 | 1309.2722 | -2093.1229 | 0 | 704.9899 | 0 | 0 | 0
589 | 1143.986 | 996.99 | 4077.2785 | 1190.6341 | -2093.1229 | 0 | 793.5215 | 0 | 0 | 0
590 | 1063.922 | 911.29 | 3770.7416 | 1107.3053 | -1476.4283 | 0 | 1187.008 | 0 | 0 | 0
591 | 1565.032 | 765.44 | 3255.3479 | 1628.849 | 0 | 0 | 1626.4989 | 0 | 0 | 0
592 | 1529.519 | 554 | 2454.2006 | 1591.8879 | 0 | 0 | 862.3127 | 0 | 0 | 0
593 | 1548.768 | 276.08 | 1224.8517 | 1224.8517 | 0 | 0 | 0 | 371.905 | 0 | 0
594 | 954.794 | 57.88 | 183.4629 | 183.4629 | 0 | 0 | 0 | 778.519 | 0 | 0
595 | 979.933 | 0 | 0 | 0 | 0 | 0 | 0 | 0 | 0 | 1019.8915
596 | 1248.8 | 0 | 0 | 0 | 0 | 0 | 0 | 0 | 0 | 1299.7221
597 | 1226.4 | 0 | 0 | 0 | 0 | 0 | 0 | 0 | 0 | 1276.4087
598 | 1332 | 0 | 0 | 0 | 0 | 0 | 0 | 0 | 0 | 1386.3147
599 | 1236.8 | 0 | 0 | 0 | 0 | 0 | 0 | 0 | 0 | 1287.2327
600 | 1285.6 | 0 | 0 | 0 | 0 | 0 | 0 | 1285.6 | 0 | 0
601 | 1532.8 | 0 | 0 | 0 | 0 | 0 | 0 | 1532.8 | 0 | 0
602 | 1344.8 | 0 | 0 | 0 | 0 | 0 | 0 | 1344.8 | 0 | 0
603 | 1204.8 | 0 | 0 | 0 | 0 | 0 | 0 | 1204.8 | 0 | 0
604 | 1120.8 | 0 | 0 | 0 | 0 | 0 | 0 | 1120.8 | 0 | 0
605 | 1085.6 | 0 | 0 | 0 | 0 | 0 | 0 | 145.433 | 0 | 978.504
606 | 1070.4 | 0 | 0 | 0 | 0 | 0 | 0 | 0 | 0 | 1114.0475
607 | 1341.6 | 24.56 | 38.8439 | 38.8439 | 0 | 0 | 0 | 0 | 0 | 1357.4623
608 | 915.255 | 209.46 | 940.0036 | 940.0036 | 0 | 0 | 0 | 0 | 0 | 12.5726
609 | 1043.557 | 285.87 | 1311.4922 | 1086.1099 | -225.3823 | 0 | 0 | 0 | 0 | 0
610 | 1135.797 | 541.42 | 2401.6549 | 1182.1112 | -1219.5437 | 0 | 0 | 0 | 0 | 0
611 | 1052.302 | 820.06 | 3462.2439 | 1095.2115 | -2093.1229 | 0 | 273.9096 | 0 | 0 | 0
612 | 1010.911 | 838.81 | 3469.4336 | 1052.1327 | -2093.1229 | 0 | 324.178 | 0 | 0 | 0
613 | 907.915 | 864.12 | 3535.4522 | 944.9358 | -2093.1229 | 0 | 497.3935 | 0 | 0 | 0
614 | 1041.693 | 730.19 | 3055.0296 | 1084.1699 | -1970.8597 | 0 | 0 | 0 | 0 | 0
615 | 1029.977 | 555.48 | 2409.3244 | 1071.9772 | -1135.6831 | 0 | 201.664 | 0 | 0 | 0
616 | 1033.486 | 307.94 | 1375.4063 | 1075.6282 | 0 | 0 | 299.7781 | 0 | 0 | 0
617 | 1376.376 | 275.51 | 1227.1903 | 1227.1903 | 0 | 0 | 0 | 0 | 0 | 205.3099
618 | 1168.446 | 70.96 | 226.9174 | 226.9174 | 0 | 0 | 0 | 0 | 0 | 989.174
619 | 1198.4 | 0 | 0 | 0 | 0 | 0 | 0 | 0 | 0 | 1247.2669
620 | 1109.6 | 0 | 0 | 0 | 0 | 0 | 0 | 0 | 0 | 1154.8459
621 | 1098.4 | 0 | 0 | 0 | 0 | 0 | 0 | 0 | 0 | 1143.1892
622 | 1179.2 | 0 | 0 | 0 | 0 | 0 | 0 | 0 | 0 | 1227.284
623 | 1169.6 | 0 | 0 | 0 | 0 | 0 | 0 | 0 | 0 | 1217.2925
624 | 497.6 | 0 | 0 | 0 | 0 | 0 | 0 | 0 | 0 | 517.8905
625 | 369.6 | 0 | 0 | 0 | 0 | 0 | 0 | 369.6 | 0 | 0
626 | 342.4 | 0 | 0 | 0 | 0 | 0 | 0 | 124.249 | 0 | 227.0465
627 | 378.4 | 0 | 0 | 0 | 0 | 0 | 0 | 0 | 0 | 393.8299
628 | 387.2 | 0 | 0 | 0 | 0 | 0 | 0 | 0 | 0 | 402.9888
629 | 368.8 | 0 | 0 | 0 | 0 | 0 | 0 | 0 | 0 | 383.8385
630 | 325.6 | 0 | 0 | 0 | 0 | 0 | 0 | 0 | 0 | 338.8769
631 | 335.2 | 37.26 | 65.546 | 65.546 | 0 | 0 | 0 | 0 | 0 | 283.3223
632 | 281.28 | 276.08 | 1223.4727 | 292.7497 | -930.723 | 0 | 0 | 0 | 0 | 0
633 | 812.402 | 514.96 | 2405.6244 | 845.5291 | -1560.0953 | 0 | 0 | 0 | 0 | 0
634 | 1193.029 | 741.39 | 3318.7947 | 1241.6769 | -2077.1178 | 0 | 0 | 0 | 0 | 0
635 | 997.388 | 780.25 | 3389.2386 | 1038.0572 | -2093.1229 | 0 | 258.0585 | 0 | 0 | 0
636 | 1238.61 | 970.09 | 4086.3322 | 1289.1155 | -2093.1229 | 0 | 704.0938 | 0 | 0 | 0
637 | 1158.511 | 963.97 | 4046.841 | 1205.7514 | -2076.6557 | 0 | 764.4339 | 0 | 0 | 0
638 | 1234.863 | 906.88 | 3855.7033 | 1285.2168 | 0 | 0 | 2570.4866 | 0 | 0 | 0
639 | 1047.104 | 541.27 | 2398.5544 | 1089.8015 | 0 | 0 | 1308.7529 | 0 | 0 | 0
640 | 1281.661 | 459.77 | 2088.4862 | 1333.923 | 0 | 0 | 754.5632 | 0 | 0 | 0
641 | 1055.169 | 280.95 | 1254.4191 | 1098.1954 | 0 | 0 | 156.2237 | 0 | 0 | 0
642 | 1044.091 | 62.59 | 204.216 | 204.216 | 0 | 0 | 0 | 0 | 0 | 882.4497
643 | 1088.323 | 0 | 0 | 0 | 0 | 0 | 0 | 0 | 0 | 1132.7013
644 | 898.4 | 0 | 0 | 0 | 0 | 0 | 0 | 0 | 0 | 935.0339
645 | 270.4 | 0 | 0 | 0 | 0 | 0 | 0 | 0 | 0 | 281.426
646 | 91.2 | 0 | 0 | 0 | 0 | 0 | 0 | 0 | 0 | 94.9188
647 | 94.4 | 0 | 0 | 0 | 0 | 0 | 0 | 0 | 0 | 98.2493
648 | 91.2 | 0 | 0 | 0 | 0 | 0 | 0 | 0 | 0 | 94.9188
649 | 96 | 0 | 0 | 0 | 0 | 0 | 0 | 0 | 0 | 99.9146
650 | 88 | 0 | 0 | 0 | 0 | 0 | 0 | 0 | 0 | 91.5884
651 | 94.4 | 0 | 0 | 0 | 0 | 0 | 0 | 0 | 0 | 98.2493
652 | 85.6 | 0 | 0 | 0 | 0 | 0 | 0 | 0 | 0 | 89.0905
653 | 95.2 | 0 | 0 | 0 | 0 | 0 | 0 | 0 | 0 | 99.082
654 | 88 | 0 | 0 | 0 | 0 | 0 | 0 | 0 | 0 | 91.5884
655 | 93.6 | 33.47 | 58.0982 | 58.0982 | 0 | 0 | 0 | 0 | 0 | 39.3185
656 | 77.076 | 267.48 | 1185.6363 | 80.2189 | -1105.4174 | 0 | 0 | 0 | 0 | 0
657 | 83.396 | 374.02 | 1719.8816 | 86.7966 | -1633.0849 | 0 | 0 | 0 | 0 | 0
658 | 78.901 | 737.64 | 3225.1144 | 82.1183 | -1856.1047 | 0 | 1286.8914 | 0 | 0 | 0
659 | 86.02 | 892.64 | 3735.3687 | 89.5276 | 0 | 0 | 3645.8411 | 0 | 0 | 0
660 | 80.475 | 981.44 | 4010.0474 | 83.7565 | 0 | 0 | 3926.2909 | 0 | 0 | 0
661 | 88.61 | 987.83 | 4016.4274 | 92.2232 | 0 | 0 | 3924.2041 | 0 | 0 | 0
662 | 80.761 | 912.69 | 3765.3983 | 84.0542 | 0 | 0 | 3681.3441 | 0 | 0 | 0
663 | 95.362 | 767.22 | 3293.484 | 99.2506 | 0 | 0 | 3194.2335 | 0 | 0 | 0
664 | 84.557 | 417.68 | 1877.501 | 88.005 | 0 | 0 | 1789.496 | 0 | 0 | 0
665 | 90.093 | 312.19 | 1394.8824 | 93.7667 | 0 | 0 | 1301.1157 | 0 | 0 | 0
666 | 80.774 | 72.29 | 235.6485 | 84.0677 | 0 | 0 | 151.5808 | 0 | 0 | 0
667 | 96.805 | 0 | 0 | 0 | 0 | 0 | 0 | 0 | 0 | 100.7524
668 | 86.4 | 0 | 0 | 0 | 0 | 0 | 0 | 0 | 0 | 89.9231
669 | 93.6 | 0 | 0 | 0 | 0 | 0 | 0 | 0 | 0 | 97.4167
670 | 87.2 | 0 | 0 | 0 | 0 | 0 | 0 | 0 | 0 | 90.7557
671 | 92.8 | 0 | 0 | 0 | 0 | 0 | 0 | 0 | 0 | 96.5841
672 | 87.2 | 0 | 0 | 0 | 0 | 0 | 0 | 0 | 0 | 90.7557
673 | 93.6 | 0 | 0 | 0 | 0 | 0 | 0 | 0 | 0 | 97.4167
674 | 88 | 0 | 0 | 0 | 0 | 0 | 0 | 0 | 0 | 91.5884
675 | 92.8 | 0 | 0 | 0 | 0 | 0 | 0 | 0 | 0 | 96.5841
676 | 87.2 | 0 | 0 | 0 | 0 | 0 | 0 | 0 | 0 | 90.7557
677 | 93.6 | 0 | 0 | 0 | 0 | 0 | 0 | 0 | 0 | 97.4167
678 | 83.2 | 0 | 0 | 0 | 0 | 0 | 0 | 0 | 0 | 86.5926
679 | 84.8 | 30.91 | 54.6023 | 54.6023 | 0 | 0 | 0 | 0 | 0 | 33.6556
680 | 79.796 | 261.14 | 1153.826 | 83.0498 | -1070.7761 | 0 | 0 | 0 | 0 | 0
681 | 84.042 | 514.37 | 2372.1166 | 87.4679 | -220.3991 | 0 | 2064.2496 | 0 | 0 | 0
682 | 80.506 | 718.13 | 3166.6029 | 83.7888 | 0 | 0 | 3082.8142 | 0 | 0 | 0
683 | 81.184 | 846.67 | 3599.0311 | 84.4944 | 0 | 0 | 3514.5367 | 0 | 0 | 0
684 | 80.078 | 938.94 | 3901.2092 | 83.3433 | 0 | 0 | 3817.8659 | 0 | 0 | 0
685 | 81.515 | 906.31 | 3757.7475 | 84.8389 | 0 | 0 | 3672.9086 | 0 | 0 | 0
686 | 74.649 | 581.33 | 2491.6717 | 77.6929 | 0 | 0 | 2413.9787 | 0 | 0 | 0
687 | 88.307 | 487.37 | 2132.3071 | 91.9079 | 0 | 0 | 2040.3992 | 0 | 0 | 0
688 | 79.067 | 261.89 | 1171.1487 | 82.2911 | 0 | 0 | 1088.8576 | 0 | 0 | 0
689 | 84.323 | 61.57 | 250.9688 | 87.7614 | 0 | 0 | 163.2073 | 0 | 0 | 0
690 | 79.24 | 53.16 | 176.7229 | 82.4712 | 0 | 0 | 94.2517 | 0 | 0 | 0
691 | 95.215 | 0 | 0 | 0 | 0 | 0 | 0 | 0 | 0 | 99.0976
692 | 89.6 | 0 | 0 | 0 | 0 | 0 | 0 | 0 | 0 | 93.2536
693 | 93.6 | 0 | 0 | 0 | 0 | 0 | 0 | 0 | 0 | 97.4167
694 | 87.2 | 0 | 0 | 0 | 0 | 0 | 0 | 0 | 0 | 90.7557
695 | 96.8 | 0 | 0 | 0 | 0 | 0 | 0 | 0 | 0 | 100.7472
696 | 87.2 | 0 | 0 | 0 | 0 | 0 | 0 | 0 | 0 | 90.7557
697 | 93.6 | 0 | 0 | 0 | 0 | 0 | 0 | 0 | 0 | 97.4167
698 | 88.8 | 0 | 0 | 0 | 0 | 0 | 0 | 0 | 0 | 92.421
699 | 87.2 | 0 | 0 | 0 | 0 | 0 | 0 | 0 | 0 | 90.7557
700 | 87.2 | 0 | 0 | 0 | 0 | 0 | 0 | 0 | 0 | 90.7557
701 | 93.6 | 0 | 0 | 0 | 0 | 0 | 0 | 0 | 0 | 97.4167
702 | 84 | 0 | 0 | 0 | 0 | 0 | 0 | 0 | 0 | 87.4253
703 | 87.2 | 4.89 | 0 | 0 | 0 | 0 | 0 | 0 | 0 | 90.7557
704 | 76.02 | 61.95 | 254.7343 | 79.1199 | -175.6144 | 0 | 0 | 0 | 0 | 0
705 | 84.507 | 452.81 | 2121.6037 | 87.9529 | -1180.9705 | 0 | 852.6803 | 0 | 0 | 0
706 | 72.771 | 630.48 | 2871.7103 | 75.7384 | 0 | 0 | 2795.9719 | 0 | 0 | 0
707 | 81.102 | 885.69 | 3921.5304 | 84.4091 | 0 | 0 | 3837.1213 | 0 | 0 | 0
708 | 75.163 | 935.02 | 4065.0577 | 78.2279 | 0 | 0 | 3986.8298 | 0 | 0 | 0
709 | 86.617 | 992.8 | 4262.672 | 90.149 | 0 | 0 | 4172.5231 | 0 | 0 | 0
710 | 78.42 | 833.11 | 3606.9941 | 81.6177 | 0 | 0 | 3525.3764 | 0 | 0 | 0
711 | 78.853 | 670.66 | 2963.0103 | 82.0684 | 0 | 0 | 2880.942 | 0 | 0 | 0
712 | 79.653 | 542.49 | 2465.3536 | 82.901 | 0 | 0 | 2382.4526 | 0 | 0 | 0
713 | 88.652 | 233.88 | 1047.1578 | 92.2669 | 0 | 0 | 954.8909 | 0 | 0 | 0
714 | 82.665 | 74.21 | 244.0018 | 86.0358 | 0 | 0 | 157.966 | 0 | 0 | 0
715 | 97.636 | 0 | 0 | 0 | 0 | 0 | 0 | 0 | 0 | 101.6173
716 | 88.8 | 0 | 0 | 0 | 0 | 0 | 0 | 0 | 0 | 92.421
717 | 94.4 | 0 | 0 | 0 | 0 | 0 | 0 | 0 | 0 | 98.2493
718 | 87.2 | 0 | 0 | 0 | 0 | 0 | 0 | 0 | 0 | 90.7557
719 | 91.2 | 0 | 0 | 0 | 0 | 0 | 0 | 0 | 0 | 94.9188
720 | 84.8 | 0 | 0 | 0 | 0 | 0 | 0 | 0 | 0 | 88.2579
721 | 93.6 | 0 | 0 | 0 | 0 | 0 | 0 | 0 | 0 | 97.4167
722 | 81.6 | 0 | 0 | 0 | 0 | 0 | 0 | 0 | 0 | 84.9274
723 | 92.8 | 0 | 0 | 0 | 0 | 0 | 0 | 0 | 0 | 96.5841
724 | 80 | 0 | 0 | 0 | 0 | 0 | 0 | 0 | 0 | 83.2621
725 | 90.4 | 0 | 0 | 0 | 0 | 0 | 0 | 0 | 0 | 94.0862
726 | 80 | 0 | 0 | 0 | 0 | 0 | 0 | 0 | 0 | 83.2621
727 | 86.4 | 13.11 | 13.5634 | 13.5634 | 0 | 0 | 0 | 0 | 0 | 76.3597
728 | 75.453 | 138.53 | 614.8483 | 78.5297 | -536.3185 | 0 | 0 | 0 | 0 | 0
729 | 85.467 | 379.57 | 1745.8042 | 88.9521 | -779.2514 | 0 | 877.6007 | 0 | 0 | 0
730 | 74.454 | 608.48 | 2694.2318 | 77.49 | 0 | 0 | 2616.7418 | 0 | 0 | 0
731 | 80.579 | 882.91 | 3743.1163 | 83.8648 | 0 | 0 | 3659.2515 | 0 | 0 | 0
732 | 73.28 | 818.78 | 3423.7237 | 76.2681 | 0 | 0 | 3347.4556 | 0 | 0 | 0
733 | 82.654 | 871.42 | 3600.0688 | 86.0244 | 0 | 0 | 3514.0444 | 0 | 0 | 0
734 | 74.961 | 498.71 | 2152.7844 | 78.0177 | 0 | 0 | 2074.7667 | 0 | 0 | 0
735 | 86.787 | 372.83 | 1648.0701 | 90.3259 | 0 | 0 | 1557.7442 | 0 | 0 | 0
736 | 81.253 | 356.51 | 1603.7871 | 84.5662 | 0 | 0 | 1519.2208 | 0 | 0 | 0
737 | 87.089 | 156.94 | 690.2702 | 90.6402 | 0 | 0 | 599.63 | 0 | 0 | 0
738 | 79.66 | 68.92 | 227.3077 | 82.9083 | 0 | 0 | 144.3995 | 0 | 0 | 0
739 | 96.821 | 0 | 0 | 0 | 0 | 0 | 0 | 0 | 0 | 100.769
740 | 88 | 0 | 0 | 0 | 0 | 0 | 0 | 0 | 0 | 91.5884
741 | 91.2 | 0 | 0 | 0 | 0 | 0 | 0 | 0 | 0 | 94.9188
742 | 86.4 | 0 | 0 | 0 | 0 | 0 | 0 | 0 | 0 | 89.9231
743 | 92.8 | 0 | 0 | 0 | 0 | 0 | 0 | 0 | 0 | 96.5841
744 | 88 | 0 | 0 | 0 | 0 | 0 | 0 | 0 | 0 | 91.5884
745 | 94.4 | 0 | 0 | 0 | 0 | 0 | 0 | 0 | 0 | 98.2493
746 | 87.2 | 0 | 0 | 0 | 0 | 0 | 0 | 0 | 0 | 90.7557
747 | 93.6 | 0 | 0 | 0 | 0 | 0 | 0 | 0 | 0 | 97.4167
748 | 80 | 0 | 0 | 0 | 0 | 0 | 0 | 0 | 0 | 83.2621
749 | 88.8 | 0 | 0 | 0 | 0 | 0 | 0 | 0 | 0 | 92.421
750 | 86.4 | 0 | 0 | 0 | 0 | 0 | 0 | 0 | 0 | 89.9231
751 | 88.8 | 31.54 | 56.3768 | 56.3768 | 0 | 0 | 0 | 0 | 0 | 36.0442
752 | 79.281 | 246.98 | 1088.7233 | 82.5138 | -1006.2095 | 0 | 0 | 0 | 0 | 0
753 | 84.741 | 499.19 | 2295.3885 | 88.1965 | -277.4482 | 0 | 1929.7438 | 0 | 0 | 0
754 | 75.611 | 714.96 | 3161.1815 | 78.6942 | 0 | 0 | 3082.4874 | 0 | 0 | 0
755 | 86.655 | 869.28 | 3724.708 | 90.1885 | 0 | 0 | 3634.5195 | 0 | 0 | 0
756 | 74.903 | 937.72 | 3940.2925 | 77.9573 | 0 | 0 | 3862.3352 | 0 | 0 | 0
757 | 87.642 | 940.93 | 3919.7257 | 91.2158 | 0 | 0 | 3828.5099 | 0 | 0 | 0
758 | 82.638 | 759.19 | 3220.4673 | 86.0077 | 0 | 0 | 3134.4596 | 0 | 0 | 0
759 | 89.332 | 735.19 | 3194.8455 | 92.9747 | 0 | 0 | 3101.8708 | 0 | 0 | 0
760 | 81.435 | 548.96 | 2477.3641 | 84.7557 | 0 | 0 | 2392.6085 | 0 | 0 | 0
761 | 83.254 | 313.13 | 1400.795 | 86.6488 | 0 | 0 | 1314.1462 | 0 | 0 | 0
762 | 82.933 | 72.52 | 240.6495 | 86.3147 | 0 | 0 | 154.3347 | 0 | 0 | 0
763 | 96.007 | 0 | 0 | 0 | 0 | 0 | 0 | 0 | 0 | 99.9219
764 | 91.2 | 0 | 0 | 0 | 0 | 0 | 0 | 0 | 0 | 94.9188
765 | 93.6 | 0 | 0 | 0 | 0 | 0 | 0 | 0 | 0 | 97.4167
766 | 88.8 | 0 | 0 | 0 | 0 | 0 | 0 | 0 | 0 | 92.421
767 | 97.6 | 0 | 0 | 0 | 0 | 0 | 0 | 0 | 0 | 101.5798
768 | 90.4 | 0 | 0 | 0 | 0 | 0 | 0 | 0 | 0 | 94.0862
769 | 92.8 | 0 | 0 | 0 | 0 | 0 | 0 | 0 | 0 | 96.5841
770 | 86.4 | 0 | 0 | 0 | 0 | 0 | 0 | 0 | 0 | 89.9231
771 | 91.2 | 0 | 0 | 0 | 0 | 0 | 0 | 0 | 0 | 94.9188
772 | 87.2 | 0 | 0 | 0 | 0 | 0 | 0 | 0 | 0 | 90.7557
773 | 92.8 | 0 | 0 | 0 | 0 | 0 | 0 | 0 | 0 | 96.5841
774 | 85.6 | 0 | 0 | 0 | 0 | 0 | 0 | 0 | 0 | 89.0905
775 | 76.8 | 34.75 | 64.2919 | 64.2919 | 0 | 0 | 0 | 0 | 0 | 15.6398
776 | 82.775 | 231 | 1016.4622 | 86.1503 | -930.3119 | 0 | 0 | 0 | 0 | 0
777 | 646.748 | 469.86 | 2163.4336 | 673.1203 | -353.7871 | 0 | 1136.5262 | 0 | 0 | 0
778 | 552.934 | 745.6 | 3288.8068 | 575.4809 | 0 | 0 | 2713.3259 | 0 | 0 | 0
779 | 876.383 | 715.32 | 3053.5121 | 912.1191 | 0 | 0 | 2141.393 | 0 | 0 | 0
780 | 949.841 | 819.63 | 3403.4983 | 988.5725 | 0 | 0 | 2414.9258 | 0 | 0 | 0
781 | 1244.374 | 814.07 | 3360.457 | 1295.1156 | 0 | 0 | 2065.3414 | 0 | 0 | 0
782 | 1169.848 | 765.59 | 3214.4828 | 1217.5507 | 0 | 0 | 1996.9322 | 0 | 0 | 0
783 | 1381.741 | 732.82 | 3167.6937 | 1438.084 | 0 | 0 | 1729.6097 | 0 | 0 | 0
784 | 889.368 | 464.44 | 2085.0922 | 925.6336 | 0 | 0 | 1159.4587 | 0 | 0 | 0
785 | 1360.953 | 225.64 | 1001.1534 | 1001.1534 | 0 | 0 | 0 | 0 | 0 | 415.2949
786 | 1095.157 | 62.35 | 212.2924 | 212.2924 | 0 | 0 | 0 | 0 | 0 | 927.5215
787 | 1127.015 | 0 | 0 | 0 | 0 | 0 | 0 | 0 | 0 | 1172.9711
788 | 1211.2 | 0 | 0 | 0 | 0 | 0 | 0 | 0 | 0 | 1260.5889
789 | 1118.4 | 0 | 0 | 0 | 0 | 0 | 0 | 0 | 0 | 1164.0048
790 | 1337.6 | 0 | 0 | 0 | 0 | 0 | 0 | 0 | 0 | 1392.143
791 | 1112 | 0 | 0 | 0 | 0 | 0 | 0 | 0 | 0 | 1157.3438
792 | 163.2 | 0 | 0 | 0 | 0 | 0 | 0 | 0 | 0 | 169.8548
793 | 108.8 | 0 | 0 | 0 | 0 | 0 | 0 | 0 | 0 | 113.2365
794 | 94.4 | 0 | 0 | 0 | 0 | 0 | 0 | 0 | 0 | 98.2493
795 | 105.6 | 0 | 0 | 0 | 0 | 0 | 0 | 0 | 0 | 109.906
796 | 101.6 | 0 | 0 | 0 | 0 | 0 | 0 | 0 | 0 | 105.7429
797 | 105.6 | 0 | 0 | 0 | 0 | 0 | 0 | 0 | 0 | 109.906
798 | 95.2 | 0 | 0 | 0 | 0 | 0 | 0 | 0 | 0 | 99.082
799 | 87.2 | 35.69 | 68.4717 | 68.4717 | 0 | 0 | 0 | 0 | 0 | 22.2841
800 | 82.403 | 270.2 | 1184.3228 | 85.7631 | -1098.5597 | 0 | 0 | 0 | 0 | 0
801 | 835.519 | 515.91 | 2375.3191 | 869.5888 | -1505.7303 | 0 | 0 | 0 | 0 | 0
802 | 1039.674 | 737.97 | 3251.8696 | 1082.0675 | -2093.1229 | 0 | 76.6792 | 0 | 0 | 0
803 | 891.524 | 890.23 | 3771.365 | 927.8775 | -2093.1229 | 0 | 750.3647 | 0 | 0 | 0
804 | 1352.422 | 946.64 | 3919.7017 | 1407.5694 | -2093.1229 | 0 | 419.0095 | 0 | 0 | 0
805 | 1341.667 | 968.5 | 3998.2169 | 1396.3759 | -373.5202 | 0 | 2228.3208 | 0 | 0 | 0
806 | 1194.461 | 857.72 | 3606.2749 | 1243.1673 | 0 | 0 | 2363.1076 | 0 | 0 | 0
807 | 1481.371 | 628.4 | 2722.1267 | 1541.7766 | 0 | 0 | 1180.3502 | 0 | 0 | 0
808 | 1646.336 | 167.53 | 722.5062 | 722.5062 | 0 | 0 | 0 | 952.137 | 0 | 0
809 | 1713.488 | 165.47 | 723.0453 | 723.0453 | 0 | 0 | 0 | 1018.771 | 0 | 0
810 | 1434.101 | 39.27 | 123.6141 | 123.6141 | 0 | 0 | 0 | 1315.33 | 0 | 0
811 | 1539.509 | 0 | 0 | 0 | 0 | 0 | 0 | 0 | 0 | 1602.2852
812 | 1661.6 | 0 | 0 | 0 | 0 | 0 | 0 | 0 | 0 | 1729.3547
813 | 1616 | 0 | 0 | 0 | 0 | 0 | 0 | 0 | 0 | 1681.8953
814 | 1728.8 | 0 | 0 | 0 | 0 | 0 | 0 | 0 | 0 | 1799.2949
815 | 1469.6 | 0 | 0 | 0 | 0 | 0 | 0 | 0 | 0 | 1529.5256
816 | 1761.6 | 0 | 0 | 0 | 0 | 0 | 0 | 1761.6 | 0 | 0
817 | 1354.4 | 0 | 0 | 0 | 0 | 0 | 0 | 1354.4 | 0 | 0
818 | 1331.2 | 0 | 0 | 0 | 0 | 0 | 0 | 1331.2 | 0 | 0
819 | 1416.8 | 0 | 0 | 0 | 0 | 0 | 0 | 1416.8 | 0 | 0
820 | 1299.2 | 0 | 0 | 0 | 0 | 0 | 0 | 1299.2 | 0 | 0
821 | 1488 | 0 | 0 | 0 | 0 | 0 | 0 | 1488 | 0 | 0
822 | 1488.8 | 0 | 0 | 0 | 0 | 0 | 0 | 1488.8 | 0 | 0
823 | 1292.8 | 34.28 | 66.9906 | 66.9906 | 0 | 0 | 0 | 493.15 | 0 | 765.2665
824 | 1289.506 | 263.66 | 1146.1679 | 1146.1679 | 0 | 0 | 0 | 0 | 0 | 195.92
825 | 1526.73 | 485.55 | 2188.0313 | 1588.9852 | -599.0461 | 0 | 0 | 0 | 0 | 0
826 | 1083.978 | 589.42 | 2544.2465 | 1128.1791 | -1416.0674 | 0 | 0 | 0 | 0 | 0
827 | 1402.913 | 650.37 | 2743.4502 | 1460.1193 | -1283.3309 | 0 | 0 | 0 | 0 | 0
828 | 1305.329 | 872.38 | 3578.8775 | 1358.5551 | -2093.1229 | 0 | 127.1996 | 0 | 0 | 0
829 | 1517.919 | 801.76 | 3311.7132 | 1579.8149 | -1731.8984 | 0 | 0 | 0 | 0 | 0
830 | 1335.878 | 748.45 | 3137.6766 | 1390.3508 | -1747.3258 | 0 | 0 | 0 | 0 | 0
831 | 1360.865 | 568.31 | 2456.8025 | 1416.3567 | -1040.4458 | 0 | 0 | 0 | 0 | 0
832 | 1604.627 | 472.85 | 2112.6572 | 1670.0585 | -442.5987 | 0 | 0 | 0 | 0 | 0
833 | 1501.802 | 272.93 | 1212.4571 | 1212.4571 | 0 | 0 | 0 | 336.848 | 0 | 0
834 | 1303.802 | 60.41 | 202.1948 | 202.1948 | 0 | 0 | 0 | 1109.529 | 0 | 0
835 | 1407.738 | 0 | 0 | 0 | 0 | 0 | 0 | 0 | 0 | 1465.141
836 | 1397.6 | 0 | 0 | 0 | 0 | 0 | 0 | 0 | 0 | 1454.5896
837 | 1207.2 | 0 | 0 | 0 | 0 | 0 | 0 | 0 | 0 | 1256.4257
838 | 1357.6 | 0 | 0 | 0 | 0 | 0 | 0 | 0 | 0 | 1412.9586
839 | 1300.8 | 0 | 0 | 0 | 0 | 0 | 0 | 0 | 0 | 1353.8425
840 | 1248.8 | 0 | 0 | 0 | 0 | 0 | 0 | 1248.8 | 0 | 0
841 | 1178.4 | 0 | 0 | 0 | 0 | 0 | 0 | 1178.4 | 0 | 0
842 | 1225.6 | 0 | 0 | 0 | 0 | 0 | 0 | 1225.6 | 0 | 0
843 | 1224.8 | 0 | 0 | 0 | 0 | 0 | 0 | 1224.8 | 0 | 0
844 | 903.2 | 0 | 0 | 0 | 0 | 0 | 0 | 903.2 | 0 | 0
845 | 1121.6 | 0 | 0 | 0 | 0 | 0 | 0 | 1121.6 | 0 | 0
846 | 1310.4 | 0 | 0 | 0 | 0 | 0 | 0 | 1310.4 | 0 | 0
847 | 1152 | 5.87 | 0 | 0 | 0 | 0 | 0 | 1152 | 0 | 0
848 | 933.17 | 57.87 | 233.9271 | 233.9271 | 0 | 0 | 0 | 687.687 | 0 | 21.5659
849 | 1215.698 | 261.6 | 1162.5258 | 1162.5258 | 0 | 0 | 0 | 0 | 0 | 102.7444
850 | 1139.46 | 373.8 | 1623.1081 | 1185.9235 | -437.1845 | 0 | 0 | 0 | 0 | 0
851 | 1551.141 | 486.79 | 2068.7947 | 1614.3916 | -454.4031 | 0 | 0 | 0 | 0 | 0
852 | 1338.153 | 591.12 | 2470.5887 | 1392.7186 | -1077.8701 | 0 | 0 | 0 | 0 | 0
853 | 1140.835 | 976.35 | 3927.7844 | 1187.3546 | -2093.1229 | 0 | 647.307 | 0 | 0 | 0
854 | 1315.264 | 714.68 | 2985.9522 | 1368.8962 | -1617.0559 | 0 | 0 | 0 | 0 | 0
855 | 1361.037 | 555.05 | 2388.3673 | 1416.5357 | -971.8316 | 0 | 0 | 0 | 0 | 0
856 | 1270.539 | 377 | 1676.3604 | 1322.3475 | -354.0129 | 0 | 0 | 0 | 0 | 0
857 | 1377.713 | 246.62 | 1089.7006 | 1089.7006 | 0 | 0 | 0 | 0 | 0 | 344.1911
858 | 1430.203 | 70.44 | 234.9824 | 234.9824 | 0 | 0 | 0 | 0 | 0 | 1253.5397
859 | 1135.9 | 0 | 0 | 0 | 0 | 0 | 0 | 0 | 0 | 1182.2184
860 | 1324 | 0 | 0 | 0 | 0 | 0 | 0 | 0 | 0 | 1377.9885
861 | 1216.8 | 0 | 0 | 0 | 0 | 0 | 0 | 0 | 0 | 1266.4172
862 | 1368.8 | 0 | 0 | 0 | 0 | 0 | 0 | 0 | 0 | 1424.6153
863 | 1304 | 0 | 0 | 0 | 0 | 0 | 0 | 0 | 0 | 1357.1729
864 | 504 | 0 | 0 | 0 | 0 | 0 | 0 | 0 | 0 | 524.5515
865 | 308.8 | 0 | 0 | 0 | 0 | 0 | 0 | 308.8 | 0 | 0
866 | 223.2 | 0 | 0 | 0 | 0 | 0 | 0 | 223.2 | 0 | 0
867 | 305.6 | 0 | 0 | 0 | 0 | 0 | 0 | 305.6 | 0 | 0
868 | 234.4 | 0 | 0 | 0 | 0 | 0 | 0 | 234.4 | 0 | 0
869 | 284.8 | 0 | 0 | 0 | 0 | 0 | 0 | 284.8 | 0 | 0
870 | 280.8 | 0 | 0 | 0 | 0 | 0 | 0 | 280.8 | 0 | 0
871 | 279.2 | 30.51 | 61.5463 | 61.5463 | 0 | 0 | 0 | 0 | 0 | 229.0385
872 | 207.884 | 261.96 | 1156.6912 | 216.3608 | -940.3304 | 0 | 0 | 0 | 0 | 0
873 | 1383.408 | 517.78 | 2375.7094 | 1439.8189 | -935.8904 | 0 | 0 | 0 | 0 | 0
874 | 1305.53 | 736.83 | 3204.355 | 1358.7653 | -1845.5897 | 0 | 0 | 0 | 0 | 0
875 | 1615.041 | 829.29 | 3477.1926 | 1680.8972 | -1796.2954 | 0 | 0 | 0 | 0 | 0
876 | 1779.002 | 861.64 | 3575.826 | 1851.544 | -1724.282 | 0 | 0 | 0 | 0 | 0
877 | 1624.258 | 831.04 | 3472.9056 | 1690.49 | -1782.4156 | 0 | 0 | 0 | 0 | 0
878 | 1539.01 | 770.61 | 3267.0348 | 1601.7659 | -1665.2689 | 0 | 0 | 0 | 0 | 0
879 | 1787.689 | 537.56 | 2344.6422 | 1860.5863 | -140.764 | 0 | 343.2919 | 0 | 0 | 0
880 | 1354.304 | 407.35 | 1820.3623 | 1409.5282 | 0 | 0 | 410.8341 | 0 | 0 | 0
881 | 1620.241 | 171.76 | 752.0851 | 752.0851 | 0 | 0 | 0 | 597.732 | 0 | 312.1186
882 | 1300.99 | 56.77 | 185.5851 | 185.5851 | 0 | 0 | 0 | 0 | 0 | 1168.4551
883 | 1394.069 | 0 | 0 | 0 | 0 | 0 | 0 | 0 | 0 | 1450.9147
884 | 1272 | 0 | 0 | 0 | 0 | 0 | 0 | 0 | 0 | 1323.8681
885 | 1471.2 | 0 | 0 | 0 | 0 | 0 | 0 | 0 | 0 | 1531.1908
886 | 1444 | 0 | 0 | 0 | 0 | 0 | 0 | 0 | 0 | 1502.8817
887 | 1357.6 | 0 | 0 | 0 | 0 | 0 | 0 | 0 | 0 | 1412.9586
888 | 576.8 | 0 | 0 | 0 | 0 | 0 | 0 | 0 | 0 | 600.3201
889 | 498.4 | 0 | 0 | 0 | 0 | 0 | 0 | 498.4 | 0 | 0
890 | 498.4 | 0 | 0 | 0 | 0 | 0 | 0 | 498.4 | 0 | 0
891 | 504 | 0 | 0 | 0 | 0 | 0 | 0 | 504 | 0 | 0
892 | 421.6 | 0 | 0 | 0 | 0 | 0 | 0 | 421.6 | 0 | 0
893 | 485.6 | 0 | 0 | 0 | 0 | 0 | 0 | 485.6 | 0 | 0
894 | 467.2 | 0 | 0 | 0 | 0 | 0 | 0 | 467.2 | 0 | 0
895 | 472 | 29.23 | 61.7982 | 61.7982 | 0 | 0 | 0 | 0 | 0 | 429.4484
896 | 385.522 | 254.82 | 1152.0868 | 401.2424 | -750.8445 | 0 | 0 | 0 | 0 | 0
897 | 1044.814 | 512.13 | 2408.1192 | 1087.4182 | -1320.701 | 0 | 0 | 0 | 0 | 0
898 | 1692.649 | 738.73 | 3325.0789 | 1761.6698 | -1563.4091 | 0 | 0 | 0 | 0 | 0
899 | 1873.143 | 903.12 | 3924.456 | 1949.5238 | -1974.9322 | 0 | 0 | 0 | 0 | 0
900 | 1814.753 | 999.36 | 4256.1953 | 1888.7518 | -2093.1229 | 0 | 274.3207 | 0 | 0 | 0
901 | 1605.764 | 969.82 | 4126.298 | 1671.2419 | -2093.1229 | 0 | 361.9333 | 0 | 0 | 0
902 | 1656.929 | 939.51 | 4028.8761 | 1724.4933 | -1034.7049 | 0 | 1269.678 | 0 | 0 | 0
903 | 1959.966 | 789.59 | 3462.2918 | 2039.8871 | 0 | 0 | 1422.4047 | 0 | 0 | 0
904 | 1925.128 | 572.86 | 2591.7798 | 2003.6285 | 0 | 0 | 588.1513 | 0 | 0 | 0
905 | 1644.797 | 316.01 | 1419.3417 | 1419.3417 | 0 | 0 | 0 | 281.064 | 0 | 0
906 | 1796.832 | 69.43 | 237.423 | 237.423 | 0 | 0 | 0 | 1112.621 | 0 | 474.6868
907 | 1564.005 | 0 | 0 | 0 | 0 | 0 | 0 | 0 | 0 | 1627.7801
908 | 1423.2 | 0 | 0 | 0 | 0 | 0 | 0 | 0 | 0 | 1481.2335
909 | 1762.4 | 0 | 0 | 0 | 0 | 0 | 0 | 0 | 0 | 1834.265
910 | 1525.6 | 0 | 0 | 0 | 0 | 0 | 0 | 0 | 0 | 1587.8091
911 | 1706.4 | 0 | 0 | 0 | 0 | 0 | 0 | 0 | 0 | 1775.9815
912 | 526.4 | 0 | 0 | 0 | 0 | 0 | 0 | 0 | 0 | 547.8649
913 | 477.6 | 0 | 0 | 0 | 0 | 0 | 0 | 477.6 | 0 | 0
914 | 487.2 | 0 | 0 | 0 | 0 | 0 | 0 | 487.2 | 0 | 0
915 | 450.4 | 0 | 0 | 0 | 0 | 0 | 0 | 450.4 | 0 | 0
916 | 410.4 | 0 | 0 | 0 | 0 | 0 | 0 | 410.4 | 0 | 0
917 | 498.4 | 0 | 0 | 0 | 0 | 0 | 0 | 498.4 | 0 | 0
918 | 480.8 | 0 | 0 | 0 | 0 | 0 | 0 | 480.8 | 0 | 0
919 | 402.4 | 12.68 | 16.2736 | 16.2736 | 0 | 0 | 0 | 0 | 0 | 402.535
920 | 183.582 | 260.62 | 1182.6971 | 191.0679 | -991.6292 | 0 | 0 | 0 | 0 | 0
921 | 1361.436 | 523.11 | 2433.9325 | 1416.951 | -1016.9815 | 0 | 0 | 0 | 0 | 0
922 | 1498.899 | 749.82 | 3272.7549 | 1560.0193 | -1712.7356 | 0 | 0 | 0 | 0 | 0
923 | 1608.087 | 919.71 | 3795.7515 | 1673.6586 | -2093.1229 | 0 | 28.97 | 0 | 0 | 0
924 | 1399.808 | 1018.64 | 4084.4921 | 1456.8877 | -2093.1229 | 0 | 534.4816 | 0 | 0 | 0
925 | 1724.006 | 1031.69 | 4124.8472 | 1794.3054 | -2093.1229 | 0 | 237.4189 | 0 | 0 | 0
926 | 1255.265 | 959.58 | 3919.7611 | 1306.4507 | -830.1215 | 0 | 1783.1889 | 0 | 0 | 0
927 | 1125.5 | 808.74 | 3439.4519 | 1171.3943 | 0 | 0 | 2268.0577 | 0 | 0 | 0
928 | 1614.058 | 596.08 | 2656.0541 | 1679.8741 | 0 | 0 | 976.1799 | 0 | 0 | 0
929 | 1453.859 | 339.87 | 1519.1979 | 1513.1427 | 0 | 0 | 6.0552 | 0 | 0 | 0
930 | 1370.109 | 67.82 | 232.1827 | 232.1827 | 0 | 0 | 0 | 1147.023 | 0 | 0
931 | 1452.169 | 0 | 0 | 0 | 0 | 0 | 0 | 0 | 0 | 1511.3838
932 | 1032 | 0 | 0 | 0 | 0 | 0 | 0 | 0 | 0 | 1074.0817
933 | 1212.8 | 0 | 0 | 0 | 0 | 0 | 0 | 0 | 0 | 1262.2541
934 | 1396.8 | 0 | 0 | 0 | 0 | 0 | 0 | 0 | 0 | 1453.757
935 | 964 | 0 | 0 | 0 | 0 | 0 | 0 | 0 | 0 | 1003.3088
936 | 1384.8 | 0 | 0 | 0 | 0 | 0 | 0 | 1384.8 | 0 | 0
937 | 1120 | 0 | 0 | 0 | 0 | 0 | 0 | 1120 | 0 | 0
938 | 1568.8 | 0 | 0 | 0 | 0 | 0 | 0 | 1568.8 | 0 | 0
939 | 1411.2 | 0 | 0 | 0 | 0 | 0 | 0 | 1411.2 | 0 | 0
940 | 1482.4 | 0 | 0 | 0 | 0 | 0 | 0 | 1482.4 | 0 | 0
941 | 1182.4 | 0 | 0 | 0 | 0 | 0 | 0 | 124.723 | 0 | 1100.8057
942 | 1132 | 0 | 0 | 0 | 0 | 0 | 0 | 0 | 0 | 1178.1593
943 | 1137.6 | 19.83 | 35.5821 | 35.5821 | 0 | 0 | 0 | 0 | 0 | 1148.4056
944 | 182.01 | 204.43 | 909.9137 | 189.4318 | -720.4819 | 0 | 0 | 0 | 0 | 0
945 | 481.147 | 396.23 | 1797.1384 | 500.7666 | -1296.3718 | 0 | 0 | 0 | 0 | 0
946 | 455.687 | 596.65 | 2593.9499 | 474.2674 | -2093.1229 | 0 | 26.5596 | 0 | 0 | 0
947 | 498.735 | 762.24 | 3219.4421 | 519.0718 | -2093.1229 | 0 | 607.2475 | 0 | 0 | 0
948 | 415.99 | 892.34 | 3689.4434 | 432.9517 | -2093.1229 | 0 | 1163.3689 | 0 | 0 | 0
949 | 320.018 | 906.97 | 3759.7146 | 333.0673 | -2093.1229 | 0 | 1333.5244 | 0 | 0 | 0
950 | 335.666 | 768.52 | 3257.7344 | 349.3544 | -441.4923 | 0 | 2466.8877 | 0 | 0 | 0
951 | 408.03 | 521.02 | 2270.8761 | 424.6682 | 0 | 0 | 1846.2079 | 0 | 0 | 0
952 | 329.489 | 460.16 | 2061.4853 | 342.9245 | 0 | 0 | 1718.5608 | 0 | 0 | 0
953 | 413.609 | 270.86 | 1209.111 | 430.4746 | 0 | 0 | 778.6363 | 0 | 0 | 0
954 | 285.122 | 82.77 | 280.2312 | 280.2312 | 0 | 0 | 0 | 0 | 0 | 16.5171
955 | 304.539 | 0 | 0 | 0 | 0 | 0 | 0 | 0 | 0 | 316.9571
956 | 261.6 | 0 | 0 | 0 | 0 | 0 | 0 | 0 | 0 | 272.2672
957 | 204 | 0 | 0 | 0 | 0 | 0 | 0 | 0 | 0 | 212.3185
958 | 331.2 | 0 | 0 | 0 | 0 | 0 | 0 | 0 | 0 | 344.7053
959 | 296.8 | 0 | 0 | 0 | 0 | 0 | 0 | 0 | 0 | 308.9026
960 | 302.4 | 0 | 0 | 0 | 0 | 0 | 0 | 0 | 0 | 314.7309
961 | 324.8 | 0 | 0 | 0 | 0 | 0 | 0 | 0 | 0 | 338.0443
962 | 296.8 | 0 | 0 | 0 | 0 | 0 | 0 | 0 | 0 | 308.9026
963 | 296.8 | 0 | 0 | 0 | 0 | 0 | 0 | 0 | 0 | 308.9026
964 | 316 | 0 | 0 | 0 | 0 | 0 | 0 | 0 | 0 | 328.8855
965 | 227.2 | 0 | 0 | 0 | 0 | 0 | 0 | 0 | 0 | 236.4645
966 | 276 | 0 | 0 | 0 | 0 | 0 | 0 | 0 | 0 | 287.2544
967 | 256.8 | 29.15 | 61.8034 | 61.8034 | 0 | 0 | 0 | 0 | 0 | 205.4681
968 | 246.146 | 259.03 | 1150.1499 | 256.183 | -893.9669 | 0 | 0 | 0 | 0 | 0
969 | 460.316 | 518.3 | 2381.2432 | 479.0862 | -1902.157 | 0 | 0 | 0 | 0 | 0
970 | 1172.832 | 730.62 | 3222.7997 | 1220.6563 | -1433.2215 | 0 | 568.9219 | 0 | 0 | 0
971 | 1566.318 | 874.27 | 3709.3753 | 1630.1874 | 0 | 0 | 2079.1879 | 0 | 0 | 0
972 | 1214.229 | 972.42 | 3991.9806 | 1263.7414 | 0 | 0 | 2728.2392 | 0 | 0 | 0
973 | 1567.117 | 982.82 | 3957.6818 | 1631.019 | 0 | 0 | 2326.6628 | 0 | 0 | 0
974 | 1509.312 | 845.02 | 3447.9551 | 1570.8569 | 0 | 0 | 1877.0982 | 0 | 0 | 0
975 | 1604.899 | 675.52 | 2860.4553 | 1670.3416 | 0 | 0 | 1190.1137 | 0 | 0 | 0
976 | 1215.644 | 487.04 | 2150.8953 | 1265.2141 | 0 | 0 | 885.6813 | 0 | 0 | 0
977 | 1300.307 | 241.46 | 1070.1413 | 1070.1413 | 0 | 0 | 0 | 272.093 | 0 | 0
978 | 1151.05 | 63.09 | 217.2278 | 217.2278 | 0 | 0 | 0 | 942.333 | 0 | 0
979 | 1456.677 | 0 | 0 | 0 | 0 | 0 | 0 | 0 | 0 | 1516.0756
980 | 1494.4 | 0 | 0 | 0 | 0 | 0 | 0 | 0 | 0 | 1555.3368
981 | 1808.8 | 0 | 0 | 0 | 0 | 0 | 0 | 0 | 0 | 1882.5571
982 | 1650.4 | 0 | 0 | 0 | 0 | 0 | 0 | 0 | 0 | 1717.698
983 | 1209.6 | 0 | 0 | 0 | 0 | 0 | 0 | 0 | 0 | 1258.9236
984 | 1028 | 0 | 0 | 0 | 0 | 0 | 0 | 917.358 | 0 | 115.1536
985 | 1335.2 | 0 | 0 | 0 | 0 | 0 | 0 | 1335.2 | 0 | 0
986 | 1325.6 | 0 | 0 | 0 | 0 | 0 | 0 | 1325.6 | 0 | 0
987 | 1358.4 | 0 | 0 | 0 | 0 | 0 | 0 | 1358.4 | 0 | 0
988 | 1510.4 | 0 | 0 | 0 | 0 | 0 | 0 | 1510.4 | 0 | 0
989 | 1220.8 | 0 | 0 | 0 | 0 | 0 | 0 | 1220.8 | 0 | 0
990 | 1460.8 | 0 | 0 | 0 | 0 | 0 | 0 | 1460.8 | 0 | 0
991 | 1494.4 | 24.35 | 48.9061 | 48.9061 | 0 | 0 | 0 | 0 | 0 | 1506.4307
992 | 1213.91 | 244.21 | 1083.4289 | 1083.4289 | 0 | 0 | 0 | 0 | 0 | 179.9805
993 | 1285.355 | 496.32 | 2278.2209 | 1337.7677 | -940.4532 | 0 | 0 | 0 | 0 | 0
994 | 1854.487 | 711.27 | 3138.4614 | 1930.107 | -1208.3543 | 0 | 0 | 0 | 0 | 0
995 | 1700.494 | 776.71 | 3331.4828 | 1769.8347 | -1561.6481 | 0 | 0 | 0 | 0 | 0
996 | 1593.166 | 875.74 | 3662.3884 | 1658.1302 | -2004.2582 | 0 | 0 | 0 | 0 | 0
997 | 1302.813 | 670.01 | 2822.8406 | 1355.9375 | -1466.9031 | 0 | 0 | 0 | 0 | 0
998 | 1470.149 | 726.56 | 3037.2864 | 1530.097 | -1507.1895 | 0 | 0 | 0 | 0 | 0
999 | 1044.668 | 690.15 | 2933.9945 | 1087.2662 | -1846.7283 | 0 | 0 | 0 | 0 | 0
1000 | 1161.083 | 495.27 | 2194.4883 | 1208.4272 | -295.3017 | 0 | 690.7594 | 0 | 0 | 0
1001 | 1434.037 | 265.81 | 1187.3327 | 1187.3327 | 0 | 0 | 0 | 293.223 | 0 | 0
1002 | 1519.101 | 47.93 | 160.8448 | 160.8448 | 0 | 0 | 0 | 1364.558 | 0 | 0
1003 | 1470.4 | 0 | 0 | 0 | 0 | 0 | 0 | 0 | 0 | 1530.3582
1004 | 1118.4 | 0 | 0 | 0 | 0 | 0 | 0 | 0 | 0 | 1164.0048
1005 | 1686.4 | 0 | 0 | 0 | 0 | 0 | 0 | 0 | 0 | 1755.166
1006 | 1632 | 0 | 0 | 0 | 0 | 0 | 0 | 0 | 0 | 1698.5477
1007 | 1343.2 | 0 | 0 | 0 | 0 | 0 | 0 | 0 | 0 | 1397.9714
1008 | 1206.4 | 0 | 0 | 0 | 0 | 0 | 0 | 520.06 | 0 | 714.3267
1009 | 1653.6 | 0 | 0 | 0 | 0 | 0 | 0 | 1653.6 | 0 | 0
1010 | 1780 | 0 | 0 | 0 | 0 | 0 | 0 | 1780 | 0 | 0
1011 | 1225.6 | 0 | 0 | 0 | 0 | 0 | 0 | 1225.6 | 0 | 0
1012 | 1333.6 | 0 | 0 | 0 | 0 | 0 | 0 | 1333.6 | 0 | 0
1013 | 1466.4 | 0 | 0 | 0 | 0 | 0 | 0 | 1466.4 | 0 | 0
1014 | 1376 | 0 | 0 | 0 | 0 | 0 | 0 | 1376 | 0 | 0
1015 | 1212 | 17.86 | 31.5522 | 31.5522 | 0 | 0 | 0 | 0 | 0 | 1229.8693
1016 | 1119.408 | 206.28 | 923.142 | 923.142 | 0 | 0 | 0 | 0 | 0 | 241.9119
1017 | 1135.205 | 424.03 | 1963.5774 | 1181.495 | -782.0824 | 0 | 0 | 0 | 0 | 0
1018 | 1502.098 | 615.75 | 2750.4535 | 1563.3487 | -1187.1048 | 0 | 0 | 0 | 0 | 0
1019 | 1740.14 | 688.35 | 2976.2324 | 1811.0973 | -1165.135 | 0 | 0 | 0 | 0 | 0
1020 | 1403.041 | 787.7 | 3314.8012 | 1460.2525 | -1854.5487 | 0 | 0 | 0 | 0 | 0
1021 | 1200.195 | 790.73 | 3291.3015 | 1249.1351 | -2042.1664 | 0 | 0 | 0 | 0 | 0
1022 | 1044.046 | 752.27 | 3155.4729 | 1086.6188 | -2068.854 | 0 | 0 | 0 | 0 | 0
1023 | 1298.188 | 661.08 | 2855.7843 | 1351.1239 | -1504.6604 | 0 | 0 | 0 | 0 | 0
1024 | 1559.024 | 461.17 | 2065.2987 | 1622.596 | -226.2846 | 0 | 216.4181 | 0 | 0 | 0
1025 | 1238.191 | 245.1 | 1095.8297 | 1095.8297 | 0 | 0 | 0 | 0 | 0 | 192.8507
1026 | 1380.315 | 57.47 | 197.4759 | 197.4759 | 0 | 0 | 0 | 0 | 0 | 1239.1239
1027 | 886.366 | 0 | 0 | 0 | 0 | 0 | 0 | 0 | 0 | 922.5092
1028 | 1113.6 | 0 | 0 | 0 | 0 | 0 | 0 | 0 | 0 | 1159.009
1029 | 1129.6 | 0 | 0 | 0 | 0 | 0 | 0 | 0 | 0 | 1175.6615
1030 | 1440.8 | 0 | 0 | 0 | 0 | 0 | 0 | 0 | 0 | 1499.5512
1031 | 1332.8 | 0 | 0 | 0 | 0 | 0 | 0 | 0 | 0 | 1387.1473
1032 | 138.4 | 0 | 0 | 0 | 0 | 0 | 0 | 0 | 0 | 144.0435
1033 | 97.6 | 0 | 0 | 0 | 0 | 0 | 0 | 0 | 0 | 101.5798
1034 | 94.4 | 0 | 0 | 0 | 0 | 0 | 0 | 0 | 0 | 98.2493
1035 | 103.2 | 0 | 0 | 0 | 0 | 0 | 0 | 0 | 0 | 107.4082
1036 | 92.8 | 0 | 0 | 0 | 0 | 0 | 0 | 0 | 0 | 96.5841
1037 | 98.4 | 0 | 0 | 0 | 0 | 0 | 0 | 0 | 0 | 102.4124
1038 | 89.6 | 0 | 0 | 0 | 0 | 0 | 0 | 0 | 0 | 93.2536
1039 | 84.8 | 21.63 | 42.9934 | 42.9934 | 0 | 0 | 0 | 0 | 0 | 45.2644
1040 | 86.437 | 212.69 | 948.7877 | 89.9616 | -858.8261 | 0 | 0 | 0 | 0 | 0
1041 | 660.137 | 439.94 | 2034.3877 | 687.0553 | -1347.3324 | 0 | 0 | 0 | 0 | 0
1042 | 1046.053 | 652.88 | 2919.8785 | 1088.7077 | -1831.1708 | 0 | 0 | 0 | 0 | 0
1043 | 1011.485 | 762.49 | 3304.0916 | 1052.7301 | -2093.1229 | 0 | 158.2387 | 0 | 0 | 0
1044 | 1077.866 | 855.52 | 3622.8608 | 1121.8179 | -2093.1229 | 0 | 407.92 | 0 | 0 | 0
1045 | 1280.894 | 824.72 | 3488.7234 | 1333.1247 | -1085.373 | 0 | 1070.2256 | 0 | 0 | 0
1046 | 1305.495 | 796.25 | 3410.4059 | 1358.7289 | 0 | 0 | 2051.677 | 0 | 0 | 0
1047 | 1222.683 | 641.77 | 2821.8394 | 1272.5401 | 0 | 0 | 1549.2993 | 0 | 0 | 0
1048 | 1378.71 | 516.09 | 2332.9917 | 1434.9294 | 0 | 0 | 898.0624 | 0 | 0 | 0
1049 | 1442.884 | 291.87 | 1315.851 | 1315.851 | 0 | 0 | 0 | 0 | 0 | 185.8692
1050 | 1317.715 | 64.92 | 226.1441 | 226.1441 | 0 | 0 | 0 | 0 | 0 | 1145.303
1051 | 1407.2 | 0 | 0 | 0 | 0 | 0 | 0 | 0 | 0 | 1464.5811
1052 | 1616.8 | 0 | 0 | 0 | 0 | 0 | 0 | 0 | 0 | 1682.7279
1053 | 1705.6 | 0 | 0 | 0 | 0 | 0 | 0 | 0 | 0 | 1775.1489
1054 | 1624 | 0 | 0 | 0 | 0 | 0 | 0 | 0 | 0 | 1690.2215
1055 | 1382.4 | 0 | 0 | 0 | 0 | 0 | 0 | 0 | 0 | 1438.7698
1056 | 136.8 | 0 | 0 | 0 | 0 | 0 | 0 | 0 | 0 | 142.3783
1057 | 104.8 | 0 | 0 | 0 | 0 | 0 | 0 | 104.8 | 0 | 0
1058 | 96.8 | 0 | 0 | 0 | 0 | 0 | 0 | 96.8 | 0 | 0
1059 | 100 | 0 | 0 | 0 | 0 | 0 | 0 | 100 | 0 | 0
1060 | 98.4 | 0 | 0 | 0 | 0 | 0 | 0 | 98.4 | 0 | 0
1061 | 101.6 | 0 | 0 | 0 | 0 | 0 | 0 | 52.494 | 0 | 51.1084
1062 | 95.2 | 0 | 0 | 0 | 0 | 0 | 0 | 0 | 0 | 99.082
1063 | 92.8 | 20.2 | 39.6172 | 39.6172 | 0 | 0 | 0 | 0 | 0 | 56.9669
1064 | 85.97 | 217.98 | 972.8515 | 89.4756 | -883.376 | 0 | 0 | 0 | 0 | 0
1065 | 932.616 | 468.34 | 2160.2145 | 970.6451 | -1189.5694 | 0 | 0 | 0 | 0 | 0
1066 | 1383.414 | 687.6 | 3073.2161 | 1439.8252 | -1633.3909 | 0 | 0 | 0 | 0 | 0
1067 | 1261.111 | 861.93 | 3743.4941 | 1312.534 | -2093.1229 | 0 | 337.8372 | 0 | 0 | 0
1068 | 1457.305 | 948.48 | 4053.2209 | 1516.7292 | -2093.1229 | 0 | 443.3688 | 0 | 0 | 0
1069 | 1348.064 | 952.84 | 4071.0182 | 1403.0337 | -2093.1229 | 0 | 574.8616 | 0 | 0 | 0
1070 | 1417.335 | 866.52 | 3751.3311 | 1475.1294 | -845.1337 | 0 | 1431.0681 | 0 | 0 | 0
1071 | 1553.989 | 726.8 | 3223.2014 | 1617.3557 | 0 | 0 | 1605.8457 | 0 | 0 | 0
1072 | 1478.554 | 528.49 | 2411.177 | 1538.8447 | 0 | 0 | 872.3323 | 0 | 0 | 0
1073 | 1282.839 | 291.5 | 1322.7711 | 1322.7711 | 0 | 0 | 0 | 11.893 | 0 | 0
1074 | 1716.587 | 63.24 | 222.211 | 222.211 | 0 | 0 | 0 | 367.483 | 0 | 1181.9061
1075 | 1229.933 | 0 | 0 | 0 | 0 | 0 | 0 | 0 | 0 | 1280.0857
1076 | 828.8 | 0 | 0 | 0 | 0 | 0 | 0 | 0 | 0 | 862.5958
1077 | 1254.4 | 0 | 0 | 0 | 0 | 0 | 0 | 0 | 0 | 1305.5504
1078 | 1271.2 | 0 | 0 | 0 | 0 | 0 | 0 | 0 | 0 | 1323.0355
1079 | 1333.6 | 0 | 0 | 0 | 0 | 0 | 0 | 0 | 0 | 1387.9799
1080 | 1302.4 | 0 | 0 | 0 | 0 | 0 | 0 | 0 | 0 | 1355.5077
1081 | 1362.4 | 0 | 0 | 0 | 0 | 0 | 0 | 1362.4 | 0 | 0
1082 | 933.6 | 0 | 0 | 0 | 0 | 0 | 0 | 933.6 | 0 | 0
1083 | 1361.6 | 0 | 0 | 0 | 0 | 0 | 0 | 1361.6 | 0 | 0
1084 | 1337.6 | 0 | 0 | 0 | 0 | 0 | 0 | 1337.6 | 0 | 0
1085 | 996 | 0 | 0 | 0 | 0 | 0 | 0 | 996 | 0 | 0
1086 | 1271.2 | 0 | 0 | 0 | 0 | 0 | 0 | 1271.2 | 0 | 0
1087 | 1043.2 | 22.88 | 50.2425 | 50.2425 | 0 | 0 | 0 | 0 | 0 | 1035.4959
1088 | 860.551 | 239.86 | 1073.4926 | 895.6415 | -177.8511 | 0 | 0 | 0 | 0 | 0
1089 | 1094.398 | 492.38 | 2274.7613 | 1139.024 | -1135.7373 | 0 | 0 | 0 | 0 | 0
1090 | 1122.775 | 711.32 | 3168.8573 | 1168.5582 | -2000.2991 | 0 | 0 | 0 | 0 | 0
1091 | 1142.288 | 863.37 | 3723.2385 | 1188.8658 | -2093.1229 | 0 | 441.2498 | 0 | 0 | 0
1092 | 987.833 | 954.13 | 4031.1429 | 1028.1137 | -2093.1229 | 0 | 909.9064 | 0 | 0 | 0
1093 | 1098.997 | 964.5 | 4067.2527 | 1143.8106 | -2093.1229 | 0 | 830.3192 | 0 | 0 | 0
1094 | 1323.29 | 891.46 | 3817.5183 | 1377.2495 | -1237.5814 | 0 | 1202.6873 | 0 | 0 | 0
1095 | 1200.589 | 742.9 | 3275.1716 | 1249.5452 | 0 | 0 | 2025.6264 | 0 | 0 | 0
1096 | 1175.229 | 443.57 | 2016.045 | 1223.1511 | 0 | 0 | 792.8939 | 0 | 0 | 0
1097 | 1183.22 | 290.78 | 1321.1881 | 1231.4679 | 0 | 0 | 89.7202 | 0 | 0 | 0
1098 | 1286.45 | 58.84 | 210.5304 | 210.5304 | 0 | 0 | 0 | 1084.168 | 0 | 0
1099 | 1205.541 | 0 | 0 | 0 | 0 | 0 | 0 | 0 | 0 | 1254.6991
1100 | 1044 | 0 | 0 | 0 | 0 | 0 | 0 | 0 | 0 | 1086.571
1101 | 1465.6 | 0 | 0 | 0 | 0 | 0 | 0 | 0 | 0 | 1525.3625
1102 | 1054.4 | 0 | 0 | 0 | 0 | 0 | 0 | 0 | 0 | 1097.3951
1103 | 1262.4 | 0 | 0 | 0 | 0 | 0 | 0 | 0 | 0 | 1313.8766
1104 | 936 | 0 | 0 | 0 | 0 | 0 | 0 | 936 | 0 | 0
1105 | 1169.6 | 0 | 0 | 0 | 0 | 0 | 0 | 1169.6 | 0 | 0
1106 | 1276 | 0 | 0 | 0 | 0 | 0 | 0 | 1276 | 0 | 0
1107 | 1006.4 | 0 | 0 | 0 | 0 | 0 | 0 | 1006.4 | 0 | 0
1108 | 1429.6 | 0 | 0 | 0 | 0 | 0 | 0 | 1429.6 | 0 | 0
1109 | 1362.4 | 0 | 0 | 0 | 0 | 0 | 0 | 321.227 | 0 | 1083.6287
1110 | 1094.4 | 0 | 0 | 0 | 0 | 0 | 0 | 0 | 0 | 1139.0261
1111 | 1244 | 28.46 | 63.1294 | 63.1294 | 0 | 0 | 0 | 0 | 0 | 1231.597
1112 | 182.026 | 249.35 | 1106.2448 | 189.4484 | -916.7963 | 0 | 0 | 0 | 0 | 0
1113 | 152.29 | 505.37 | 2318.4927 | 158.4999 | -2093.1229 | 0 | 66.8699 | 0 | 0 | 0
1114 | 181.165 | 723.41 | 3183.1461 | 188.5513 | -2093.1229 | 0 | 901.4719 | 0 | 0 | 0
1115 | 170.605 | 878.59 | 3722.6806 | 177.5607 | -2093.1229 | 0 | 1451.9971 | 0 | 0 | 0
1116 | 185.42 | 971.68 | 4012.002 | 192.9798 | -2093.1229 | 0 | 1725.8993 | 0 | 0 | 0
1117 | 195.463 | 985.06 | 4042.2241 | 203.4344 | -1541.5497 | 0 | 2297.24 | 0 | 0 | 0
1118 | 197.058 | 912.62 | 3823.0594 | 205.0934 | 0 | 0 | 3617.966 | 0 | 0 | 0
1119 | 129.537 | 690.53 | 3002.9939 | 134.8191 | 0 | 0 | 2868.1748 | 0 | 0 | 0
1120 | 177.796 | 504.78 | 2275.7802 | 185.046 | 0 | 0 | 2090.7343 | 0 | 0 | 0
1121 | 117.348 | 307.43 | 1388.2984 | 122.1331 | 0 | 0 | 1266.1653 | 0 | 0 | 0
1122 | 99.261 | 72.69 | 261.0612 | 103.3085 | 0 | 0 | 157.7526 | 0 | 0 | 0
1123 | 110.145 | 0 | 0 | 0 | 0 | 0 | 0 | 0 | 0 | 114.6364
1124 | 108 | 0 | 0 | 0 | 0 | 0 | 0 | 0 | 0 | 112.4039
1125 | 100 | 0 | 0 | 0 | 0 | 0 | 0 | 0 | 0 | 104.0777
1126 | 91.2 | 0 | 0 | 0 | 0 | 0 | 0 | 0 | 0 | 94.9188
1127 | 100 | 0 | 0 | 0 | 0 | 0 | 0 | 0 | 0 | 104.0777
1128 | 93.6 | 0 | 0 | 0 | 0 | 0 | 0 | 0 | 0 | 97.4167
1129 | 98.4 | 0 | 0 | 0 | 0 | 0 | 0 | 0 | 0 | 102.4124
1130 | 90.4 | 0 | 0 | 0 | 0 | 0 | 0 | 0 | 0 | 94.0862
1131 | 96.8 | 0 | 0 | 0 | 0 | 0 | 0 | 0 | 0 | 100.7472
1132 | 91.2 | 0 | 0 | 0 | 0 | 0 | 0 | 0 | 0 | 94.9188
1133 | 96.8 | 0 | 0 | 0 | 0 | 0 | 0 | 0 | 0 | 100.7472
1134 | 89.6 | 0 | 0 | 0 | 0 | 0 | 0 | 0 | 0 | 93.2536
1135 | 92.8 | 52.38 | 125.628 | 96.5841 | -29.0439 | 0 | 0 | 0 | 0 | 0
1136 | 86.74 | 296.87 | 1312.2239 | 90.277 | -1221.9469 | 0 | 0 | 0 | 0 | 0
1137 | 858.247 | 562.2 | 2593.2661 | 893.2436 | -99.722 | 0 | 1600.3005 | 0 | 0 | 0
1138 | 1207.142 | 781.64 | 3451.4084 | 1256.3654 | 0 | 0 | 2195.043 | 0 | 0 | 0
1139 | 1636.944 | 937.76 | 3995.4287 | 1703.6933 | 0 | 0 | 2291.7353 | 0 | 0 | 0
1140 | 1392.639 | 1032.72 | 4307.5483 | 1449.4264 | 0 | 0 | 2858.1219 | 0 | 0 | 0
1141 | 1733.618 | 1041.05 | 4328.9185 | 1804.3094 | 0 | 0 | 2524.6091 | 0 | 0 | 0
1142 | 1461.298 | 683.26 | 2933.5022 | 1520.885 | 0 | 0 | 1412.6172 | 0 | 0 | 0
1143 | 1523.695 | 400.31 | 1748.376 | 1585.8264 | 0 | 0 | 162.5496 | 0 | 0 | 0
1144 | 1550.416 | 521.12 | 2350.4341 | 1613.637 | 0 | 0 | 736.7971 | 0 | 0 | 0
1145 | 1733.837 | 332.61 | 1493.1015 | 1493.1015 | 0 | 0 | 0 | 299.234 | 0 | 0
1146 | 1717.427 | 87.99 | 301.5422 | 301.5422 | 0 | 0 | 0 | 1427.699 | 0 | 0
1147 | 1575.959 | 0 | 0 | 0 | 0 | 0 | 0 | 0 | 0 | 1640.2216
1148 | 1707.2 | 0 | 0 | 0 | 0 | 0 | 0 | 0 | 0 | 1776.8141
1149 | 1400 | 0 | 0 | 0 | 0 | 0 | 0 | 0 | 0 | 1457.0875
1150 | 1287.2 | 0 | 0 | 0 | 0 | 0 | 0 | 0 | 0 | 1339.6879
1151 | 1057.6 | 0 | 0 | 0 | 0 | 0 | 0 | 0 | 0 | 1100.7255
1152 | 1536.8 | 0 | 0 | 0 | 0 | 0 | 0 | 393.438 | 0 | 1189.9846
1153 | 997.6 | 0 | 0 | 0 | 0 | 0 | 0 | 997.6 | 0 | 0
1154 | 1274.4 | 0 | 0 | 0 | 0 | 0 | 0 | 1274.4 | 0 | 0
1155 | 1188.8 | 0 | 0 | 0 | 0 | 0 | 0 | 1188.8 | 0 | 0
1156 | 1111.2 | 0 | 0 | 0 | 0 | 0 | 0 | 1111.2 | 0 | 0
1157 | 1072.8 | 0 | 0 | 0 | 0 | 0 | 0 | 1072.8 | 0 | 0
1158 | 1068.8 | 0 | 0 | 0 | 0 | 0 | 0 | 1068.8 | 0 | 0
1159 | 1287.2 | 44.08 | 112.0532 | 112.0532 | 0 | 0 | 0 | 0 | 0 | 1227.6347
1160 | 1071.05 | 280.99 | 1247.5833 | 1114.724 | -132.8593 | 0 | 0 | 0 | 0 | 0
1161 | 1356.959 | 545.73 | 2506.2186 | 1412.2914 | -1093.9272 | 0 | 0 | 0 | 0 | 0
1162 | 1375.012 | 770.57 | 3386.0133 | 1431.0806 | -1954.9327 | 0 | 0 | 0 | 0 | 0
1163 | 1335.484 | 933.17 | 3964.6196 | 1389.9397 | -2093.1229 | 0 | 481.557 | 0 | 0 | 0
1164 | 1194.744 | 955.48 | 4017.591 | 1243.4618 | -2093.1229 | 0 | 681.0063 | 0 | 0 | 0
1165 | 1239.472 | 597.13 | 2560.7127 | 1290.0137 | -1270.699 | 0 | 0 | 0 | 0 | 0
1166 | 1494.782 | 626.66 | 2711.2319 | 1555.7344 | -1155.4975 | 0 | 0 | 0 | 0 | 0
1167 | 1663.536 | 575.81 | 2542.2378 | 1731.3697 | -810.8682 | 0 | 0 | 0 | 0 | 0
1168 | 1380.276 | 413.86 | 1873.6334 | 1436.5603 | -225.808 | 0 | 211.2652 | 0 | 0 | 0
1169 | 1448.549 | 340.36 | 1540.7608 | 1507.6162 | 0 | 0 | 33.1446 | 0 | 0 | 0
1170 | 1689.979 | 87.15 | 305.0735 | 305.0735 | 0 | 0 | 0 | 0 | 0 | 1453.8174
1171 | 1823.205 | 0 | 0 | 0 | 0 | 0 | 0 | 0 | 0 | 1897.5495
1172 | 855.2 | 0 | 0 | 0 | 0 | 0 | 0 | 0 | 0 | 890.0723
1173 | 1082.4 | 0 | 0 | 0 | 0 | 0 | 0 | 0 | 0 | 1126.5368
1174 | 1165.6 | 0 | 0 | 0 | 0 | 0 | 0 | 0 | 0 | 1213.1294
1175 | 1396.8 | 0 | 0 | 0 | 0 | 0 | 0 | 0 | 0 | 1453.757
1176 | 754.4 | 0 | 0 | 0 | 0 | 0 | 0 | 0 | 0 | 785.162
1177 | 602.4 | 0 | 0 | 0 | 0 | 0 | 0 | 602.4 | 0 | 0
1178 | 580.8 | 0 | 0 | 0 | 0 | 0 | 0 | 580.8 | 0 | 0
1179 | 700.8 | 0 | 0 | 0 | 0 | 0 | 0 | 700.8 | 0 | 0
1180 | 725.6 | 0 | 0 | 0 | 0 | 0 | 0 | 725.6 | 0 | 0
1181 | 505.6 | 0 | 0 | 0 | 0 | 0 | 0 | 505.6 | 0 | 0
1182 | 723.2 | 0 | 0 | 0 | 0 | 0 | 0 | 429.608 | 0 | 305.5637
1183 | 676.8 | 37.51 | 97.8299 | 97.8299 | 0 | 0 | 0 | 0 | 0 | 606.5678
1184 | 771.604 | 266.87 | 1185.7861 | 803.0675 | -382.7186 | 0 | 0 | 0 | 0 | 0
1185 | 658.296 | 529.04 | 2415.5722 | 685.1392 | -1730.433 | 0 | 0 | 0 | 0 | 0
1186 | 829.986 | 755.16 | 3298.8451 | 863.8302 | -2093.1229 | 0 | 341.8921 | 0 | 0 | 0
1187 | 571.13 | 921.88 | 3867.2632 | 594.4178 | -2093.1229 | 0 | 1179.7226 | 0 | 0 | 0
1188 | 704.878 | 1017.48 | 4149.5157 | 733.6207 | -2093.1229 | 0 | 1322.7721 | 0 | 0 | 0
1189 | 802.622 | 1020.79 | 4156.4837 | 835.3504 | -2093.1229 | 0 | 1228.0105 | 0 | 0 | 0
1190 | 845.333 | 932.84 | 3885.6486 | 879.803 | -345.1955 | 0 | 2660.6501 | 0 | 0 | 0
1191 | 810.397 | 782.15 | 3379.4231 | 843.4424 | 0 | 0 | 2535.9807 | 0 | 0 | 0
1192 | 948.631 | 570.43 | 2568.4238 | 987.3131 | 0 | 0 | 1581.1106 | 0 | 0 | 0
1193 | 863.605 | 290.05 | 1306.893 | 898.82 | 0 | 0 | 408.073 | 0 | 0 | 0
1194 | 870.304 | 75.83 | 267.1226 | 267.1226 | 0 | 0 | 0 | 0 | 0 | 638.6696
1195 | 797.6 | 0 | 0 | 0 | 0 | 0 | 0 | 0 | 0 | 830.1236
1196 | 838.4 | 0 | 0 | 0 | 0 | 0 | 0 | 0 | 0 | 872.5873
1197 | 759.2 | 0 | 0 | 0 | 0 | 0 | 0 | 0 | 0 | 790.1577
1198 | 689.6 | 0 | 0 | 0 | 0 | 0 | 0 | 0 | 0 | 717.7197
1199 | 551.2 | 0 | 0 | 0 | 0 | 0 | 0 | 0 | 0 | 573.6762
1200 | 689.6 | 0 | 0 | 0 | 0 | 0 | 0 | 0 | 0 | 717.7197
1201 | 1026.4 | 0 | 0 | 0 | 0 | 0 | 0 | 1026.4 | 0 | 0
1202 | 1103.2 | 0 | 0 | 0 | 0 | 0 | 0 | 560.7 | 0 | 564.6214
1203 | 797.6 | 0 | 0 | 0 | 0 | 0 | 0 | 0 | 0 | 830.1236
1204 | 818.4 | 0 | 0 | 0 | 0 | 0 | 0 | 0 | 0 | 851.7717
1205 | 779.2 | 0 | 0 | 0 | 0 | 0 | 0 | 0 | 0 | 810.9733
1206 | 741.6 | 0 | 0 | 0 | 0 | 0 | 0 | 0 | 0 | 771.8401
1207 | 836.8 | 40.5 | 108.7487 | 108.7487 | 0 | 0 | 0 | 0 | 0 | 762.1733
1208 | 625.816 | 271.67 | 1210.0466 | 651.3348 | -558.7119 | 0 | 0 | 0 | 0 | 0
1209 | 296.104 | 533.8 | 2448.978 | 308.1782 | -2093.1229 | 0 | 47.6769 | 0 | 0 | 0
1210 | 281.168 | 761.17 | 3336.6752 | 292.6321 | -2093.1229 | 0 | 950.9203 | 0 | 0 | 0
1211 | 221.19 | 931.04 | 3923.3236 | 230.2094 | -2093.1229 | 0 | 1599.9914 | 0 | 0 | 0
1212 | 299.592 | 1025.95 | 4240.0539 | 311.8084 | -2093.1229 | 0 | 1835.1226 | 0 | 0 | 0
1213 | 888.252 | 1032.8 | 4268.6024 | 924.4731 | -1899.6341 | 0 | 1444.4952 | 0 | 0 | 0
1214 | 1121.586 | 950.77 | 4017.1715 | 1167.3207 | 0 | 0 | 2849.8509 | 0 | 0 | 0
1215 | 839.555 | 803.08 | 3505.7713 | 873.7894 | 0 | 0 | 2631.9819 | 0 | 0 | 0
1216 | 1363.969 | 588.21 | 2666.6669 | 1419.5873 | 0 | 0 | 1247.0796 | 0 | 0 | 0
1217 | 1384.49 | 331.72 | 1502.0189 | 1440.9451 | 0 | 0 | 61.0738 | 0 | 0 | 0
1218 | 1247.034 | 81.71 | 287.3064 | 287.3064 | 0 | 0 | 0 | 0 | 0 | 1010.5776
1219 | 1191.158 | 0 | 0 | 0 | 0 | 0 | 0 | 0 | 0 | 1239.7296
1220 | 1089.6 | 0 | 0 | 0 | 0 | 0 | 0 | 0 | 0 | 1134.0304
1221 | 1178.4 | 0 | 0 | 0 | 0 | 0 | 0 | 0 | 0 | 1226.4514
1222 | 1048 | 0 | 0 | 0 | 0 | 0 | 0 | 0 | 0 | 1090.7341
1223 | 1239.2 | 0 | 0 | 0 | 0 | 0 | 0 | 0 | 0 | 1289.7306
1224 | 1102.4 | 0 | 0 | 0 | 0 | 0 | 0 | 0 | 0 | 1147.3523
1225 | 1004 | 0 | 0 | 0 | 0 | 0 | 0 | 1004 | 0 | 0
1226 | 894.4 | 0 | 0 | 0 | 0 | 0 | 0 | 894.4 | 0 | 0
1227 | 741.6 | 0 | 0 | 0 | 0 | 0 | 0 | 741.6 | 0 | 0
1228 | 812 | 0 | 0 | 0 | 0 | 0 | 0 | 812 | 0 | 0
1229 | 906.4 | 0 | 0 | 0 | 0 | 0 | 0 | 906.4 | 0 | 0
1230 | 1295.2 | 0 | 0 | 0 | 0 | 0 | 0 | 738.561 | 0 | 579.337
1231 | 1083.2 | 43.49 | 113.1564 | 113.1564 | 0 | 0 | 0 | 0 | 0 | 1014.213
1232 | 928.89 | 280.31 | 1251.7329 | 966.7672 | -284.9657 | 0 | 0 | 0 | 0 | 0
1233 | 1047.146 | 542.81 | 2510.1933 | 1089.8453 | -1420.3481 | 0 | 0 | 0 | 0 | 0
1234 | 1458.486 | 770.57 | 3423.9517 | 1517.9584 | -1905.9933 | 0 | 0 | 0 | 0 | 0
1235 | 1341.872 | 940.15 | 4034.9501 | 1396.5882 | -2093.1229 | 0 | 545.239 | 0 | 0 | 0
1236 | 1455.678 | 1030.73 | 4338.375 | 1515.0359 | -2093.1229 | 0 | 730.2163 | 0 | 0 | 0
1237 | 1622.4 | 1037.56 | 4362.9779 | 1688.5563 | -2093.1229 | 0 | 581.2988 | 0 | 0 | 0
1238 | 1434.147 | 957.32 | 4094.4752 | 1492.6259 | -940.1618 | 0 | 1661.6876 | 0 | 0 | 0
1239 | 1627.379 | 773.32 | 3408.901 | 1693.7383 | 0 | 0 | 1715.1627 | 0 | 0 | 0
1240 | 1212.806 | 589.47 | 2689.309 | 1262.2603 | 0 | 0 | 1427.0486 | 0 | 0 | 0
1241 | 1458.823 | 334.13 | 1519.2937 | 1518.3091 | 0 | 0 | 0.98457 | 0 | 0 | 0
1242 | 1503.121 | 82.8 | 293.1473 | 293.1473 | 0 | 0 | 0 | 1197.969 | 0 | 24.4478
1243 | 1519.235 | 0 | 0 | 0 | 0 | 0 | 0 | 0 | 0 | 1581.1845
1244 | 1223.2 | 0 | 0 | 0 | 0 | 0 | 0 | 0 | 0 | 1273.0782
1245 | 1371.2 | 0 | 0 | 0 | 0 | 0 | 0 | 0 | 0 | 1427.1131
1246 | 1432.8 | 0 | 0 | 0 | 0 | 0 | 0 | 0 | 0 | 1491.225
1247 | 1228 | 0 | 0 | 0 | 0 | 0 | 0 | 0 | 0 | 1278.0739
1248 | 1250.4 | 0 | 0 | 0 | 0 | 0 | 0 | 0 | 0 | 1301.3873
1249 | 1195.2 | 0 | 0 | 0 | 0 | 0 | 0 | 1195.2 | 0 | 0
1250 | 1082.4 | 0 | 0 | 0 | 0 | 0 | 0 | 1082.4 | 0 | 0
1251 | 1088.8 | 0 | 0 | 0 | 0 | 0 | 0 | 1088.8 | 0 | 0
1252 | 1428 | 0 | 0 | 0 | 0 | 0 | 0 | 1428 | 0 | 0
1253 | 942.4 | 0 | 0 | 0 | 0 | 0 | 0 | 942.4 | 0 | 0
1254 | 957.6 | 0 | 0 | 0 | 0 | 0 | 0 | 957.6 | 0 | 0
1255 | 1361.6 | 40.54 | 109.037 | 109.037 | 0 | 0 | 0 | 0 | 0 | 1308.0847
1256 | 1216.436 | 273.09 | 1218.478 | 1218.478 | 0 | 0 | 0 | 0 | 0 | 47.5604
1257 | 1066.076 | 534.16 | 2451.0106 | 1109.5472 | -1341.4635 | 0 | 0 | 0 | 0 | 0
1258 | 1100.807 | 759.98 | 3331.2424 | 1145.6933 | -2093.1229 | 0 | 92.4262 | 0 | 0 | 0
1259 | 1411.611 | 926.82 | 3912.638 | 1469.172 | -2093.1229 | 0 | 350.3432 | 0 | 0 | 0
1260 | 1365.056 | 1016.5 | 4155.3555 | 1420.7176 | -2093.1229 | 0 | 641.515 | 0 | 0 | 0
1261 | 1239.767 | 1022.1 | 4102.433 | 1290.3207 | -2093.1229 | 0 | 718.9894 | 0 | 0 | 0
1262 | 1146.147 | 880.6 | 3635.2429 | 1192.8832 | -1116.8836 | 0 | 1325.4761 | 0 | 0 | 0
1263 | 1181.115 | 595.4 | 2585.6996 | 1229.2771 | 0 | 0 | 1356.4225 | 0 | 0 | 0
1264 | 1267.883 | 450.46 | 2023.294 | 1319.5832 | 0 | 0 | 703.7108 | 0 | 0 | 0
1265 | 1187.464 | 319.28 | 1440.1728 | 1235.885 | 0 | 0 | 204.2878 | 0 | 0 | 0
1266 | 1008.407 | 76.93 | 273.947 | 273.947 | 0 | 0 | 0 | 745.193 | 0 | 0
1267 | 1409.602 | 0 | 0 | 0 | 0 | 0 | 0 | 0 | 0 | 1467.081
1268 | 946.4 | 0 | 0 | 0 | 0 | 0 | 0 | 0 | 0 | 984.9912
1269 | 1150.4 | 0 | 0 | 0 | 0 | 0 | 0 | 0 | 0 | 1197.3096
1270 | 1396 | 0 | 0 | 0 | 0 | 0 | 0 | 0 | 0 | 1452.9244
1271 | 1171.2 | 0 | 0 | 0 | 0 | 0 | 0 | 0 | 0 | 1218.9578
1272 | 1109.6 | 0 | 0 | 0 | 0 | 0 | 0 | 1109.6 | 0 | 0
1273 | 1380.8 | 0 | 0 | 0 | 0 | 0 | 0 | 1380.8 | 0 | 0
1274 | 1206.4 | 0 | 0 | 0 | 0 | 0 | 0 | 1206.4 | 0 | 0
1275 | 1380.8 | 0 | 0 | 0 | 0 | 0 | 0 | 1380.8 | 0 | 0
1276 | 1010.4 | 0 | 0 | 0 | 0 | 0 | 0 | 614.444 | 0 | 412.1018
1277 | 960 | 0 | 0 | 0 | 0 | 0 | 0 | 0 | 0 | 999.1457
1278 | 1000 | 0 | 0 | 0 | 0 | 0 | 0 | 0 | 0 | 1040.7768
1279 | 1016 | 35.87 | 98.5616 | 98.5616 | 0 | 0 | 0 | 0 | 0 | 958.8677
1280 | 231.095 | 263.88 | 1176.5159 | 240.5183 | -935.9976 | 0 | 0 | 0 | 0 | 0
1281 | 181.355 | 523.62 | 2388.7566 | 188.749 | -2093.1229 | 0 | 106.8847 | 0 | 0 | 0
1282 | 156.897 | 750.6 | 3275.1476 | 163.2948 | -2093.1229 | 0 | 1018.73 | 0 | 0 | 0
1283 | 202.713 | 918 | 3865.1349 | 210.9779 | -2093.1229 | 0 | 1561.0341 | 0 | 0 | 0
1284 | 193.831 | 1012.53 | 4190.5358 | 201.7338 | -2093.1229 | 0 | 1895.6792 | 0 | 0 | 0
1285 | 194.696 | 682.43 | 2898.7122 | 202.6351 | -1522.3494 | 0 | 1173.7277 | 0 | 0 | 0
1286 | 147.249 | 677.73 | 2916.2753 | 153.2533 | 0 | 0 | 2763.022 | 0 | 0 | 0
1287 | 149.362 | 733.89 | 3233.8267 | 155.4525 | 0 | 0 | 3078.3742 | 0 | 0 | 0
1288 | 167.046 | 495.68 | 2257.9715 | 173.8576 | 0 | 0 | 2084.1139 | 0 | 0 | 0
1289 | 135.46 | 325.79 | 1483.3515 | 140.9836 | 0 | 0 | 1342.3679 | 0 | 0 | 0
1290 | 134.638 | 81.02 | 289.5493 | 140.1281 | 0 | 0 | 149.4212 | 0 | 0 | 0
1291 | 106.102 | 0 | 0 | 0 | 0 | 0 | 0 | 0 | 0 | 110.4285
1292 | 0 | 0 | 0 | 0 | 0 | 0 | 0 | 0 | 0 | 0
1293 | 0 | 0 | 0 | 0 | 0 | 0 | 0 | 0 | 0 | 0
1294 | 85.6 | 0 | 0 | 0 | 0 | 0 | 0 | 0 | 0 | 89.0905
1295 | 87.2 | 0 | 0 | 0 | 0 | 0 | 0 | 0 | 0 | 90.7557
1296 | 90.4 | 0 | 0 | 0 | 0 | 0 | 0 | 0 | 0 | 94.0862
1297 | 84.8 | 0 | 0 | 0 | 0 | 0 | 0 | 0 | 0 | 88.2579
1298 | 87.2 | 0 | 0 | 0 | 0 | 0 | 0 | 0 | 0 | 90.7557
1299 | 80.8 | 0 | 0 | 0 | 0 | 0 | 0 | 0 | 0 | 84.0948
1300 | 86.4 | 0 | 0 | 0 | 0 | 0 | 0 | 0 | 0 | 89.9231
1301 | 81.6 | 0 | 0 | 0 | 0 | 0 | 0 | 0 | 0 | 84.9274
1302 | 86.4 | 0 | 0 | 0 | 0 | 0 | 0 | 0 | 0 | 89.9231
1303 | 68.8 | 46.8 | 131.2773 | 71.6054 | -59.6719 | 0 | 0 | 0 | 0 | 0
1304 | 94.436 | 281.42 | 1247.2055 | 98.2868 | -955.5559 | 0 | 193.3628 | 0 | 0 | 0
1305 | 767.602 | 543.57 | 2480.7519 | 798.9023 | 0 | 0 | 1681.8495 | 0 | 0 | 0
1306 | 1311.495 | 769.07 | 3363.3826 | 1364.9736 | 0 | 0 | 1998.4091 | 0 | 0 | 0
1307 | 1454.312 | 934.48 | 3953.9225 | 1513.6142 | 0 | 0 | 2440.3083 | 0 | 0 | 0
1308 | 1278.237 | 1025.82 | 4260.5072 | 1330.3594 | 0 | 0 | 2930.1478 | 0 | 0 | 0
1309 | 1477.846 | 1030.3 | 4276.3853 | 1538.1078 | 0 | 0 | 2738.2775 | 0 | 0 | 0
1310 | 1606.507 | 952.25 | 4023.5213 | 1672.0152 | 0 | 0 | 2351.5061 | 0 | 0 | 0
1311 | 1514.242 | 760.91 | 3327.8973 | 1575.9879 | 0 | 0 | 1751.9094 | 0 | 0 | 0
1312 | 1656.625 | 559.99 | 2534.2925 | 1724.1769 | 0 | 0 | 810.1157 | 0 | 0 | 0
1313 | 1550.847 | 323.88 | 1459.1566 | 1459.1566 | 0 | 0 | 0 | 148.859 | 0 | 0
1314 | 1602.881 | 77.23 | 278.744 | 278.744 | 0 | 0 | 0 | 1335.058 | 0 | 0
1315 | 1592.239 | 0 | 0 | 0 | 0 | 0 | 0 | 0 | 0 | 1657.1654
1316 | 1521.6 | 0 | 0 | 0 | 0 | 0 | 0 | 0 | 0 | 1583.646
1317 | 1444 | 0 | 0 | 0 | 0 | 0 | 0 | 0 | 0 | 1502.8817
1318 | 1625.6 | 0 | 0 | 0 | 0 | 0 | 0 | 0 | 0 | 1691.8868
1319 | 1578.4 | 0 | 0 | 0 | 0 | 0 | 0 | 0 | 0 | 1642.7621
1320 | 1232.8 | 0 | 0 | 0 | 0 | 0 | 0 | 1232.8 | 0 | 0
1321 | 1146.4 | 0 | 0 | 0 | 0 | 0 | 0 | 1146.4 | 0 | 0
1322 | 1488 | 0 | 0 | 0 | 0 | 0 | 0 | 1488 | 0 | 0
1323 | 1347.2 | 0 | 0 | 0 | 0 | 0 | 0 | 1347.2 | 0 | 0
1324 | 1243.2 | 0 | 0 | 0 | 0 | 0 | 0 | 1243.2 | 0 | 0
1325 | 1531.2 | 0 | 0 | 0 | 0 | 0 | 0 | 1531.2 | 0 | 0
1326 | 1331.2 | 0 | 0 | 0 | 0 | 0 | 0 | 1331.2 | 0 | 0
1327 | 1144.8 | 61.03 | 161.8283 | 0 | -161.8283 | 0 | 0 | 1144.8 | 0 | 0
1328 | 1010.871 | 305.62 | 1355.4505 | 0 | -1355.4505 | 0 | 0 | 1010.871 | 0 | 0
1329 | 1203.916 | 566.07 | 2621.2567 | 754.4019 | -1866.8549 | 0 | 0 | 479.071 | 0 | 0
1330 | 1503.542 | 789.79 | 3534.2292 | 1564.8516 | -1969.3776 | 0 | 0 | 0 | 0 | 0
1331 | 1515.135 | 748.89 | 3308.1985 | 1576.9173 | -1731.2812 | 0 | 0 | 0 | 0 | 0
1332 | 1556.164 | 111.22 | 452.0791 | 452.0791 | 0 | 0 | 0 | 1121.797 | 0 | 0
1333 | 1211.064 | 299.42 | 1292.0037 | 1260.4473 | -31.5564 | 0 | 0 | 0 | 0 | 0
1334 | 1410.099 | 270.48 | 1169.242 | 1169.242 | 0 | 0 | 0 | 286.667 | 0 | 0
1335 | 1317.507 | 185.89 | 797.7596 | 797.7596 | 0 | 0 | 0 | 551.003 | 0 | 0
1336 | 1520.142 | 111.94 | 471.6748 | 471.6748 | 0 | 0 | 0 | 1066.947 | 0 | 0
1337 | 1602.996 | 37.24 | 136.883 | 136.883 | 0 | 0 | 0 | 1471.476 | 0 | 0
1338 | 1509.998 | 4.89 | 0 | 0 | 0 | 0 | 0 | 1509.998 | 0 | 0
1339 | 1268.157 | 0 | 0 | 0 | 0 | 0 | 0 | 0 | 0 | 1319.8684
1340 | 1219.2 | 0 | 0 | 0 | 0 | 0 | 0 | 0 | 0 | 1268.9151
1341 | 1537.6 | 0 | 0 | 0 | 0 | 0 | 0 | 0 | 0 | 1600.2984
1342 | 1788 | 0 | 0 | 0 | 0 | 0 | 0 | 0 | 0 | 1860.9089
1343 | 1920 | 0 | 0 | 0 | 0 | 0 | 0 | 0 | 0 | 1998.2914
1344 | 1416 | 0 | 0 | 0 | 0 | 0 | 0 | 1416 | 0 | 0
1345 | 1318.4 | 0 | 0 | 0 | 0 | 0 | 0 | 1318.4 | 0 | 0
1346 | 1386.4 | 0 | 0 | 0 | 0 | 0 | 0 | 1386.4 | 0 | 0
1347 | 1447.2 | 0 | 0 | 0 | 0 | 0 | 0 | 1447.2 | 0 | 0
1348 | 1560.8 | 0 | 0 | 0 | 0 | 0 | 0 | 1560.8 | 0 | 0
1349 | 1575.2 | 0 | 0 | 0 | 0 | 0 | 0 | 1575.2 | 0 | 0
1350 | 1132 | 0 | 0 | 0 | 0 | 0 | 0 | 1132 | 0 | 0
1351 | 1085.6 | 59.12 | 156.5391 | 156.5391 | 0 | 0 | 0 | 935.194 | 0 | 0
1352 | 972.737 | 299.7 | 1329.7391 | 1012.4021 | -317.337 | 0 | 0 | 0 | 0 | 0
1353 | 1002.649 | 542.28 | 2505.0134 | 1043.5338 | -1461.4796 | 0 | 0 | 0 | 0 | 0
1354 | 1224.946 | 777.35 | 3471.7244 | 1274.8954 | -2093.1229 | 0 | 103.7061 | 0 | 0 | 0
1355 | 1629.851 | 939.11 | 4087.8434 | 1696.3101 | -2093.1229 | 0 | 298.4105 | 0 | 0 | 0
1356 | 1267.651 | 827.52 | 3591.4043 | 1319.3417 | -2093.1229 | 0 | 178.9397 | 0 | 0 | 0
1357 | 1387.724 | 634.65 | 2746.5142 | 1444.3109 | -1302.2033 | 0 | 0 | 0 | 0 | 0
1358 | 1508.577 | 538.5 | 2354.1705 | 1570.0919 | -784.0786 | 0 | 0 | 0 | 0 | 0
1359 | 1492.205 | 379.76 | 1677.4106 | 1553.0523 | -124.3583 | 0 | 0 | 0 | 0 | 0
1360 | 1115.506 | 190.58 | 832.8556 | 832.8556 | 0 | 0 | 0 | 315.281 | 0 | 0
1361 | 1715.058 | 309.52 | 1389.5702 | 1389.5702 | 0 | 0 | 0 | 379.93 | 0 | 0
1362 | 1580.662 | 50.54 | 174.4082 | 174.4082 | 0 | 0 | 0 | 1413.087 | 0 | 0
1363 | 1152.8 | 0 | 0 | 0 | 0 | 0 | 0 | 0 | 0 | 1199.8075
1364 | 1612 | 0 | 0 | 0 | 0 | 0 | 0 | 0 | 0 | 1677.7322
1365 | 1400.8 | 0 | 0 | 0 | 0 | 0 | 0 | 0 | 0 | 1457.9201
1366 | 1607.2 | 0 | 0 | 0 | 0 | 0 | 0 | 0 | 0 | 1672.7365
1367 | 1369.6 | 0 | 0 | 0 | 0 | 0 | 0 | 0 | 0 | 1425.4479
1368 | 1172 | 0 | 0 | 0 | 0 | 0 | 0 | 254.025 | 0 | 955.4071
1369 | 1296.8 | 0 | 0 | 0 | 0 | 0 | 0 | 1296.8 | 0 | 0
1370 | 1394.4 | 0 | 0 | 0 | 0 | 0 | 0 | 1394.4 | 0 | 0
1371 | 1192 | 0 | 0 | 0 | 0 | 0 | 0 | 1192 | 0 | 0
1372 | 1368.8 | 0 | 0 | 0 | 0 | 0 | 0 | 1368.8 | 0 | 0
1373 | 1286.4 | 0 | 0 | 0 | 0 | 0 | 0 | 1286.4 | 0 | 0
1374 | 717.6 | 0 | 0 | 0 | 0 | 0 | 0 | 717.6 | 0 | 0
1375 | 961.6 | 60.56 | 162.7098 | 162.7098 | 0 | 0 | 0 | 0 | 0 | 838.1011
1376 | 858.742 | 300.98 | 1336.3168 | 893.7587 | -442.5581 | 0 | 0 | 0 | 0 | 0
1377 | 924.647 | 560.52 | 2576.9987 | 962.3511 | -1614.6476 | 0 | 0 | 0 | 0 | 0
1378 | 1261.322 | 780.12 | 3422.7943 | 1312.7547 | -2093.1229 | 0 | 16.9168 | 0 | 0 | 0
1379 | 921.625 | 942.29 | 3960.5127 | 959.2059 | -2093.1229 | 0 | 908.1839 | 0 | 0 | 0
1380 | 1166.42 | 1030.25 | 4218.4973 | 1213.9829 | -2093.1229 | 0 | 911.3916 | 0 | 0 | 0
1381 | 1425.732 | 1007.97 | 4115.1388 | 1483.8688 | -2093.1229 | 0 | 538.1472 | 0 | 0 | 0
1382 | 1270.075 | 642.08 | 2719.351 | 1321.8646 | -401.1414 | 0 | 996.345 | 0 | 0 | 0
1383 | 1409.846 | 397.26 | 1721.3449 | 1467.335 | 0 | 0 | 254.0099 | 0 | 0 | 0
1384 | 1503.303 | 198.31 | 860.0074 | 860.0074 | 0 | 0 | 0 | 676.99 | 0 | 0
1385 | 1426.651 | 150.75 | 656.2046 | 656.2046 | 0 | 0 | 0 | 796.156 | 0 | 0
1386 | 1530.718 | 72 | 252.1323 | 252.1323 | 0 | 0 | 0 | 1288.464 | 0 | 0
1387 | 1079.591 | 0 | 0 | 0 | 0 | 0 | 0 | 0 | 0 | 1123.6133
1388 | 1292 | 0 | 0 | 0 | 0 | 0 | 0 | 0 | 0 | 1344.6836
1389 | 1392.8 | 0 | 0 | 0 | 0 | 0 | 0 | 0 | 0 | 1449.5939
1390 | 1493.6 | 0 | 0 | 0 | 0 | 0 | 0 | 0 | 0 | 1554.5042
1391 | 1524 | 0 | 0 | 0 | 0 | 0 | 0 | 0 | 0 | 1586.1438
1392 | 1385.6 | 0 | 0 | 0 | 0 | 0 | 0 | 1385.6 | 0 | 0
1393 | 1531.2 | 0 | 0 | 0 | 0 | 0 | 0 | 1531.2 | 0 | 0
1394 | 1497.6 | 0 | 0 | 0 | 0 | 0 | 0 | 1497.6 | 0 | 0
1395 | 1485.6 | 0 | 0 | 0 | 0 | 0 | 0 | 1485.6 | 0 | 0
1396 | 1413.6 | 0 | 0 | 0 | 0 | 0 | 0 | 1413.6 | 0 | 0
1397 | 1488.8 | 0 | 0 | 0 | 0 | 0 | 0 | 1488.8 | 0 | 0
1398 | 1299.2 | 0 | 0 | 0 | 0 | 0 | 0 | 1299.2 | 0 | 0
1399 | 1104 | 23.73 | 59.675 | 59.675 | 0 | 0 | 0 | 260.238 | 0 | 818.4929
1400 | 1358.071 | 291.96 | 1290.1448 | 1290.1448 | 0 | 0 | 0 | 0 | 0 | 123.3039
1401 | 1671.657 | 271.18 | 1212.2479 | 1212.2479 | 0 | 0 | 0 | 0 | 0 | 527.5739
1402 | 1400.192 | 774.18 | 3319.6336 | 1457.2873 | -1862.3462 | 0 | 0 | 0 | 0 | 0
1403 | 1499.733 | 938.68 | 3857.1604 | 1560.8873 | -2093.1229 | 0 | 203.1503 | 0 | 0 | 0
1404 | 1335.797 | 766.33 | 3183.17 | 1390.2665 | -1792.9035 | 0 | 0 | 0 | 0 | 0
1405 | 1593.236 | 693.17 | 2895.6419 | 1658.2031 | -1237.4389 | 0 | 0 | 0 | 0 | 0
1406 | 1620.676 | 772.16 | 3204.5351 | 1686.762 | -1517.7731 | 0 | 0 | 0 | 0 | 0
1407 | 1525.559 | 604.12 | 2574.8214 | 1587.7664 | -987.055 | 0 | 0 | 0 | 0 | 0
1408 | 1514.83 | 319.48 | 1397.9766 | 1397.9766 | 0 | 0 | 0 | 171.625 | 0 | 0
1409 | 1822.304 | 230.12 | 1013.1046 | 1013.1046 | 0 | 0 | 0 | 848.892 | 0 | 0
1410 | 1605.867 | 80.83 | 277.8021 | 277.8021 | 0 | 0 | 0 | 1338.949 | 0 | 0
1411 | 1954.45 | 0 | 0 | 0 | 0 | 0 | 0 | 0 | 0 | 2034.1462
1412 | 1688.8 | 0 | 0 | 0 | 0 | 0 | 0 | 0 | 0 | 1757.6638
1413 | 1488.8 | 0 | 0 | 0 | 0 | 0 | 0 | 0 | 0 | 1549.5085
1414 | 1700 | 0 | 0 | 0 | 0 | 0 | 0 | 0 | 0 | 1769.3205
1415 | 1531.2 | 0 | 0 | 0 | 0 | 0 | 0 | 0 | 0 | 1593.6374
1416 | 1661.6 | 0 | 0 | 0 | 0 | 0 | 0 | 1123.106 | 0 | 560.4521
1417 | 677.6 | 0 | 0 | 0 | 0 | 0 | 0 | 677.6 | 0 | 0
1418 | 501.6 | 0 | 0 | 0 | 0 | 0 | 0 | 501.6 | 0 | 0
1419 | 592.8 | 0 | 0 | 0 | 0 | 0 | 0 | 592.8 | 0 | 0
1420 | 738.4 | 0 | 0 | 0 | 0 | 0 | 0 | 738.4 | 0 | 0
1421 | 784.8 | 0 | 0 | 0 | 0 | 0 | 0 | 784.8 | 0 | 0
1422 | 656.8 | 0 | 0 | 0 | 0 | 0 | 0 | 656.8 | 0 | 0
1423 | 596 | 52.01 | 152.8755 | 152.8755 | 0 | 0 | 0 | 0 | 0 | 467.4274
1424 | 458.959 | 273.92 | 1224.2876 | 477.6739 | -746.6137 | 0 | 0 | 0 | 0 | 0
1425 | 545.507 | 530.28 | 2430.0775 | 567.751 | -1862.3264 | 0 | 0 | 0 | 0 | 0
1426 | 657.357 | 702.67 | 3091.589 | 684.1619 | -2093.1229 | 0 | 314.3042 | 0 | 0 | 0
1427 | 784.747 | 903.07 | 3807.2406 | 816.7454 | -2093.1229 | 0 | 897.3723 | 0 | 0 | 0
1428 | 756.627 | 968.22 | 3972.2526 | 787.4788 | -2093.1229 | 0 | 1091.651 | 0 | 0 | 0
1429 | 915.603 | 830.53 | 3407.8633 | 952.9384 | -1942.5287 | 0 | 512.3963 | 0 | 0 | 0
1430 | 833.363 | 724.63 | 3022.5116 | 867.3449 | 0 | 0 | 2155.1667 | 0 | 0 | 0
1431 | 642.919 | 523.75 | 2254.2299 | 669.1352 | 0 | 0 | 1585.0947 | 0 | 0 | 0
1432 | 667.766 | 449.28 | 1993.7027 | 694.9954 | 0 | 0 | 1298.7073 | 0 | 0 | 0
1433 | 671.56 | 258.69 | 1150.5579 | 698.9441 | 0 | 0 | 451.6139 | 0 | 0 | 0
1434 | 759.475 | 61.27 | 217.5161 | 217.5161 | 0 | 0 | 0 | 550.481 | 0 | 0
1435 | 768.029 | 0 | 0 | 0 | 0 | 0 | 0 | 0 | 0 | 799.3468
1436 | 534.4 | 0 | 0 | 0 | 0 | 0 | 0 | 0 | 0 | 556.1911
1437 | 708.8 | 0 | 0 | 0 | 0 | 0 | 0 | 0 | 0 | 737.7026
1438 | 805.6 | 0 | 0 | 0 | 0 | 0 | 0 | 0 | 0 | 838.4498
1439 | 713.6 | 0 | 0 | 0 | 0 | 0 | 0 | 0 | 0 | 742.6983
1440 | 728.8 | 0 | 0 | 0 | 0 | 0 | 0 | 728.8 | 0 | 0
1441 | 1704 | 0 | 0 | 0 | 0 | 0 | 0 | 1704 | 0 | 0
1442 | 1666.4 | 0 | 0 | 0 | 0 | 0 | 0 | 1666.4 | 0 | 0
1443 | 1551.2 | 0 | 0 | 0 | 0 | 0 | 0 | 1551.2 | 0 | 0
1444 | 1624 | 0 | 0 | 0 | 0 | 0 | 0 | 231.693 | 0 | 1449.0808
1445 | 1580.8 | 0 | 0 | 0 | 0 | 0 | 0 | 0 | 0 | 1645.26
1446 | 1460 | 0 | 0 | 0 | 0 | 0 | 0 | 0 | 0 | 1519.5341
1447 | 1464 | 27.5 | 79.8047 | 79.8047 | 0 | 0 | 0 | 0 | 0 | 1443.8925
1448 | 110.259 | 184.92 | 827.0751 | 114.755 | -712.3201 | 0 | 0 | 0 | 0 | 0
1449 | 89.69 | 441.59 | 2020.3445 | 93.3473 | -1926.9972 | 0 | 0 | 0 | 0 | 0
1450 | 0 | 604.12 | 2678.7857 | -0.0010408 | -2093.1229 | 0 | 585.6638 | 0 | 0 | 0
1451 | 0 | 806.34 | 3472.3717 | 0 | -2093.1229 | 0 | 1379.2489 | 0 | 0 | 0
1452 | 0 | 807.44 | 3431.2735 | 0 | -2093.1229 | 0 | 1338.1507 | 0 | 0 | 0
1453 | 0 | 619.36 | 2645.5547 | 0.0010408 | -1912.1516 | 0 | 733.4021 | 0 | 0 | 0
1454 | 87.814 | 646.51 | 2778.6544 | 91.3948 | 0 | 0 | 2687.2597 | 0 | 0 | 0
1455 | 71.433 | 478.07 | 2094.836 | 74.3458 | 0 | 0 | 2020.4902 | 0 | 0 | 0
1456 | 76.614 | 549.13 | 2476.1527 | 79.7381 | 0 | 0 | 2396.4146 | 0 | 0 | 0
1457 | 71.47 | 308.59 | 1388.1371 | 74.3843 | 0 | 0 | 1313.7528 | 0 | 0 | 0
1458 | 83.419 | 75.39 | 274.355 | 86.8206 | 0 | 0 | 187.5344 | 0 | 0 | 0
1459 | 77.625 | 0 | 0 | 0 | 0 | 0 | 0 | 0 | 0 | 80.7903
1460 | 86.4 | 0 | 0 | 0 | 0 | 0 | 0 | 0 | 0 | 89.9231
1461 | 79.2 | 0 | 0 | 0 | 0 | 0 | 0 | 0 | 0 | 82.4295
1462 | 86.4 | 0 | 0 | 0 | 0 | 0 | 0 | 0 | 0 | 89.9231
1463 | 79.2 | 0 | 0 | 0 | 0 | 0 | 0 | 0 | 0 | 82.4295
1464 | 84 | 0 | 0 | 0 | 0 | 0 | 0 | 0 | 0 | 87.4253
1465 | 75.2 | 0 | 0 | 0 | 0 | 0 | 0 | 0 | 0 | 78.2664
1466 | 81.6 | 0 | 0 | 0 | 0 | 0 | 0 | 0 | 0 | 84.9274
1467 | 76 | 0 | 0 | 0 | 0 | 0 | 0 | 0 | 0 | 79.099
1468 | 80 | 0 | 0 | 0 | 0 | 0 | 0 | 0 | 0 | 83.2621
1469 | 76.8 | 0 | 0 | 0 | 0 | 0 | 0 | 0 | 0 | 79.9317
1470 | 81.6 | 0 | 0 | 0 | 0 | 0 | 0 | 0 | 0 | 84.9274
1471 | 67.2 | 24.11 | 68.8495 | 68.8495 | 0 | 0 | 0 | 0 | 0 | 1.0907
1472 | 79.057 | 122.97 | 540.7158 | 82.2807 | -458.4351 | 0 | 0 | 0 | 0 | 0
1473 | 544.574 | 314.68 | 1419.8391 | 566.78 | -659.381 | 0 | 193.6782 | 0 | 0 | 0
1474 | 1505.096 | 457.58 | 2018.5574 | 1566.469 | 0 | 0 | 452.0885 | 0 | 0 | 0
1475 | 1673.221 | 716.95 | 3070.0137 | 1741.4496 | 0 | 0 | 1328.5641 | 0 | 0 | 0
1476 | 1557.38 | 969.39 | 4028.7085 | 1620.885 | 0 | 0 | 2407.8236 | 0 | 0 | 0
1477 | 1552.097 | 986.59 | 4083.1006 | 1615.3865 | 0 | 0 | 2467.714 | 0 | 0 | 0
1478 | 1601.467 | 904.05 | 3806.2331 | 1666.7697 | 0 | 0 | 2139.4634 | 0 | 0 | 0
1479 | 1699.22 | 754.19 | 3274.8479 | 1768.5087 | 0 | 0 | 1506.3391 | 0 | 0 | 0
1480 | 1209.033 | 409.02 | 1836.0604 | 1258.3335 | 0 | 0 | 577.7269 | 0 | 0 | 0
1481 | 1602.265 | 304.39 | 1371.1849 | 1371.1849 | 0 | 0 | 0 | 284.802 | 0 | 0
1482 | 1255.783 | 72.03 | 261.6367 | 261.6367 | 0 | 0 | 0 | 1004.397 | 0 | 0
1483 | 1313.251 | 0 | 0 | 0 | 0 | 0 | 0 | 0 | 0 | 1366.8012
1484 | 1345.6 | 0 | 0 | 0 | 0 | 0 | 0 | 0 | 0 | 1400.4693
1485 | 1182.4 | 0 | 0 | 0 | 0 | 0 | 0 | 0 | 0 | 1230.6145
1486 | 1305.6 | 0 | 0 | 0 | 0 | 0 | 0 | 0 | 0 | 1358.8382
1487 | 1395.2 | 0 | 0 | 0 | 0 | 0 | 0 | 0 | 0 | 1452.0918
1488 | 1414.4 | 0 | 0 | 0 | 0 | 0 | 0 | 1414.4 | 0 | 0
1489 | 1534.4 | 0 | 0 | 0 | 0 | 0 | 0 | 1534.4 | 0 | 0
1490 | 1493.6 | 0 | 0 | 0 | 0 | 0 | 0 | 1493.6 | 0 | 0
1491 | 1685.6 | 0 | 0 | 0 | 0 | 0 | 0 | 1685.6 | 0 | 0
1492 | 1434.4 | 0 | 0 | 0 | 0 | 0 | 0 | 1434.4 | 0 | 0
1493 | 1459.2 | 0 | 0 | 0 | 0 | 0 | 0 | 1459.2 | 0 | 0
1494 | 1717.6 | 0 | 0 | 0 | 0 | 0 | 0 | 1717.6 | 0 | 0
1495 | 1190.4 | 37.12 | 114.9788 | 114.9788 | 0 | 0 | 0 | 1079.926 | 0 | 0
1496 | 1580.043 | 237.98 | 1066.459 | 1066.459 | 0 | 0 | 0 | 555.367 | 0 | 0
1497 | 1502.036 | 441.96 | 2004.7661 | 1563.2842 | -441.4819 | 0 | 0 | 0 | 0 | 0
1498 | 1441.807 | 603.63 | 2652.8162 | 1500.5993 | -1152.2169 | 0 | 0 | 0 | 0 | 0
1499 | 1867.076 | 856.76 | 3628.5267 | 1943.2094 | -1685.3174 | 0 | 0 | 0 | 0 | 0
1500 | 1969.563 | 978.72 | 4071.7915 | 2049.8755 | -2021.916 | 0 | 0 | 0 | 0 | 0
1501 | 1991.36 | 600.79 | 2572.6868 | 2072.5613 | -500.1255 | 0 | 0 | 0 | 0 | 0
1502 | 1801.825 | 264.04 | 1129.1866 | 1129.1866 | 0 | 0 | 0 | 58.608 | 0 | 685.1132
1503 | 1593.282 | 705.82 | 3092.9503 | 1658.2509 | -1434.6994 | 0 | 0 | 0 | 0 | 0
1504 | 1359.178 | 556.71 | 2518.7746 | 1414.6009 | -1104.1736 | 0 | 0 | 0 | 0 | 0
1505 | 1889.839 | 309.29 | 1397.2689 | 1397.2689 | 0 | 0 | 0 | 547.314 | 0 | 0
1506 | 1338.014 | 73.96 | 271.0443 | 271.0443 | 0 | 0 | 0 | 1077.589 | 0 | 0
1507 | 1353.885 | 0 | 0 | 0 | 0 | 0 | 0 | 0 | 0 | 1409.0921
1508 | 1158.4 | 0 | 0 | 0 | 0 | 0 | 0 | 0 | 0 | 1205.6358
1509 | 1659.2 | 0 | 0 | 0 | 0 | 0 | 0 | 0 | 0 | 1726.8569
1510 | 1568 | 0 | 0 | 0 | 0 | 0 | 0 | 0 | 0 | 1631.938
1511 | 1603.2 | 0 | 0 | 0 | 0 | 0 | 0 | 0 | 0 | 1668.5734
1512 | 1517.6 | 0 | 0 | 0 | 0 | 0 | 0 | 1517.6 | 0 | 0
1513 | 1664 | 0 | 0 | 0 | 0 | 0 | 0 | 1664 | 0 | 0
1514 | 1617.6 | 0 | 0 | 0 | 0 | 0 | 0 | 1617.6 | 0 | 0
1515 | 1648 | 0 | 0 | 0 | 0 | 0 | 0 | 1648 | 0 | 0
1516 | 1176.8 | 0 | 0 | 0 | 0 | 0 | 0 | 1176.8 | 0 | 0
1517 | 1515.2 | 0 | 0 | 0 | 0 | 0 | 0 | 1515.2 | 0 | 0
1518 | 1512.8 | 0 | 0 | 0 | 0 | 0 | 0 | 1512.8 | 0 | 0
1519 | 1321.6 | 39.15 | 121.2453 | 121.2453 | 0 | 0 | 0 | 1036.004 | 0 | 175.9964
1520 | 1341.317 | 257.9 | 1161.3268 | 1161.3268 | 0 | 0 | 0 | 0 | 0 | 234.6848
1521 | 1629.663 | 489.01 | 2246.423 | 1696.1154 | -550.3076 | 0 | 0 | 0 | 0 | 0
1522 | 1448.199 | 607.25 | 2704.2462 | 1507.2519 | -1196.9943 | 0 | 0 | 0 | 0 | 0
1523 | 1859.743 | 885.03 | 3816.6014 | 1935.5774 | -1881.024 | 0 | 0 | 0 | 0 | 0
1524 | 1762.66 | 948.96 | 4027.3951 | 1834.5356 | -2093.1229 | 0 | 99.7366 | 0 | 0 | 0
1525 | 1573.75 | 705.55 | 3021.6123 | 1637.9225 | -1383.6898 | 0 | 0 | 0 | 0 | 0
1526 | 1726.047 | 666.89 | 2883.7687 | 1796.4297 | -1087.3391 | 0 | 0 | 0 | 0 | 0
1527 | 1828.904 | 516.59 | 2275.8281 | 1903.4808 | -372.3473 | 0 | 0 | 0 | 0 | 0
1528 | 1697.557 | 477.19 | 2163.8239 | 1766.7779 | -397.0459 | 0 | 0 | 0 | 0 | 0
1529 | 1829.581 | 314.92 | 1425.3501 | 1425.3501 | 0 | 0 | 0 | 460.075 | 0 | 0
1530 | 1704.422 | 79.39 | 288.8895 | 288.8895 | 0 | 0 | 0 | 1426.851 | 0 | 0
1531 | 1675.433 | 0 | 0 | 0 | 0 | 0 | 0 | 0 | 0 | 1743.7518
1532 | 1698.4 | 0 | 0 | 0 | 0 | 0 | 0 | 0 | 0 | 1767.6553
1533 | 1537.6 | 0 | 0 | 0 | 0 | 0 | 0 | 0 | 0 | 1600.2984
1534 | 1532 | 0 | 0 | 0 | 0 | 0 | 0 | 0 | 0 | 1594.47
1535 | 1324 | 0 | 0 | 0 | 0 | 0 | 0 | 0 | 0 | 1377.9885
1536 | 382.4 | 0 | 0 | 0 | 0 | 0 | 0 | 382.4 | 0 | 0
1537 | 394.4 | 0 | 0 | 0 | 0 | 0 | 0 | 394.4 | 0 | 0
1538 | 378.4 | 0 | 0 | 0 | 0 | 0 | 0 | 378.4 | 0 | 0
1539 | 357.6 | 0 | 0 | 0 | 0 | 0 | 0 | 357.6 | 0 | 0
1540 | 367.2 | 0 | 0 | 0 | 0 | 0 | 0 | 367.2 | 0 | 0
1541 | 380 | 0 | 0 | 0 | 0 | 0 | 0 | 380 | 0 | 0
1542 | 397.6 | 0 | 0 | 0 | 0 | 0 | 0 | 397.6 | 0 | 0
1543 | 354.4 | 48.5 | 152.99 | 0 | -152.99 | 0 | 0 | 354.4 | 0 | 0
1544 | 442.969 | 277.11 | 1248.825 | 0 | -1248.825 | 0 | 0 | 442.969 | 0 | 0
1545 | 1680.912 | 294.74 | 1334.8712 | 0 | -1334.8712 | 0 | 0 | 1680.912 | 0 | 0
1546 | 1829.403 | 418.69 | 1857.797 | 2.2928 | -1855.5042 | 0 | 0 | 1827.2 | 0 | 0
1547 | 1851.263 | 556.09 | 2426.7855 | 1926.7516 | -500.0339 | 0 | 0 | 0 | 0 | 0
1548 | 1924.839 | 742.64 | 3183.7758 | 2003.3278 | -1180.448 | 0 | 0 | 0 | 0 | 0
1549 | 1677.954 | 435.71 | 1878.5615 | 1746.3756 | -132.1859 | 0 | 0 | 0 | 0 | 0
1550 | 1718.738 | 171.19 | 722.2002 | 722.2002 | 0 | 0 | 0 | 1024.833 | 0 | 0
1551 | 1907.596 | 428.38 | 1883.0889 | 1883.0889 | 0 | 0 | 0 | 98.285 | 0 | 0
1552 | 1688.519 | 432.42 | 1948.4424 | 1757.3714 | -191.071 | 0 | 0 | 0 | 0 | 0
1553 | 2091.005 | 296.29 | 1335.8433 | 1335.8433 | 0 | 0 | 0 | 807.499 | 0 | 0
1554 | 1608.296 | 63.85 | 234.1019 | 234.1019 | 0 | 0 | 0 | 1383.366 | 0 | 0
1555 | 1773.255 | 0 | 0 | 0 | 0 | 0 | 0 | 0 | 0 | 1845.5627
1556 | 1601.6 | 0 | 0 | 0 | 0 | 0 | 0 | 0 | 0 | 1666.9081
1557 | 1201.6 | 0 | 0 | 0 | 0 | 0 | 0 | 0 | 0 | 1250.5974
1558 | 1380.8 | 0 | 0 | 0 | 0 | 0 | 0 | 0 | 0 | 1437.1046
1559 | 1320.8 | 0 | 0 | 0 | 0 | 0 | 0 | 0 | 0 | 1374.658
1560 | 361.6 | 0 | 0 | 0 | 0 | 0 | 0 | 361.6 | 0 | 0
1561 | 110.4 | 0 | 0 | 0 | 0 | 0 | 0 | 110.4 | 0 | 0
1562 | 116.8 | 0 | 0 | 0 | 0 | 0 | 0 | 116.8 | 0 | 0
1563 | 111.2 | 0 | 0 | 0 | 0 | 0 | 0 | 111.2 | 0 | 0
1564 | 113.6 | 0 | 0 | 0 | 0 | 0 | 0 | 113.6 | 0 | 0
1565 | 110.4 | 0 | 0 | 0 | 0 | 0 | 0 | 110.4 | 0 | 0
1566 | 114.4 | 0 | 0 | 0 | 0 | 0 | 0 | 114.4 | 0 | 0
1567 | 98.4 | 44.29 | 140.2416 | 102.4124 | -37.8291 | 0 | 0 | 0 | 0 | 0
1568 | 220.236 | 267.1 | 1188.1248 | 229.2165 | -958.9082 | 0 | 0 | 0 | 0 | 0
1569 | 1212.985 | 512.7 | 2300.9535 | 1262.4466 | -1038.5069 | 0 | 0 | 0 | 0 | 0
1570 | 1238.812 | 727.34 | 3123.0818 | 1289.3268 | -1833.755 | 0 | 0 | 0 | 0 | 0
1571 | 1664.717 | 783.38 | 3264.2642 | 1732.5988 | -1531.6654 | 0 | 0 | 0 | 0 | 0
1572 | 1556.917 | 859.52 | 3482.1935 | 1620.4031 | -1861.7904 | 0 | 0 | 0 | 0 | 0
1573 | 1408.483 | 853.19 | 3425.9125 | 1465.9164 | -1959.9961 | 0 | 0 | 0 | 0 | 0
1574 | 1587.586 | 741.62 | 3049.7768 | 1652.3227 | -1397.4541 | 0 | 0 | 0 | 0 | 0
1575 | 1726.378 | 628.86 | 2688.3202 | 1796.7742 | -210.9332 | 0 | 680.6129 | 0 | 0 | 0
1576 | 1711.478 | 456.89 | 2028.577 | 1781.2666 | 0 | 0 | 247.3104 | 0 | 0 | 0
1577 | 1544.327 | 230.59 | 1023.1845 | 1023.1845 | 0 | 0 | 0 | 376.576 | 0 | 192.1846
1578 | 1402.659 | 57.95 | 207.2322 | 207.2322 | 0 | 0 | 0 | 0 | 0 | 1252.6227
1579 | 1439.865 | 0 | 0 | 0 | 0 | 0 | 0 | 0 | 0 | 1498.5781
1580 | 1459.2 | 0 | 0 | 0 | 0 | 0 | 0 | 0 | 0 | 1518.7015
1581 | 1510.4 | 0 | 0 | 0 | 0 | 0 | 0 | 0 | 0 | 1571.9893
1582 | 1384 | 0 | 0 | 0 | 0 | 0 | 0 | 0 | 0 | 1440.4351
1583 | 1400 | 0 | 0 | 0 | 0 | 0 | 0 | 0 | 0 | 1457.0875
1584 | 472 | 0 | 0 | 0 | 0 | 0 | 0 | 0 | 0 | 491.2466
1585 | 416.8 | 0 | 0 | 0 | 0 | 0 | 0 | 416.8 | 0 | 0
1586 | 390.4 | 0 | 0 | 0 | 0 | 0 | 0 | 390.4 | 0 | 0
1587 | 431.2 | 0 | 0 | 0 | 0 | 0 | 0 | 431.2 | 0 | 0
1588 | 381.6 | 0 | 0 | 0 | 0 | 0 | 0 | 381.6 | 0 | 0
1589 | 384 | 0 | 0 | 0 | 0 | 0 | 0 | 384 | 0 | 0
1590 | 484.8 | 0 | 0 | 0 | 0 | 0 | 0 | 484.8 | 0 | 0
1591 | 424 | 41.62 | 131.9788 | 131.9788 | 0 | 0 | 0 | 0 | 0 | 309.3105
1592 | 433.137 | 261.43 | 1162.8495 | 450.7989 | -712.0506 | 0 | 0 | 0 | 0 | 0
1593 | 1644.823 | 505.61 | 2249.3247 | 1711.8936 | -537.4311 | 0 | 0 | 0 | 0 | 0
1594 | 1786.904 | 713.87 | 3004.1752 | 1859.7682 | -1144.4069 | 0 | 0 | 0 | 0 | 0
1595 | 1792.2 | 849.2 | 3447.9124 | 1865.2802 | -1582.6323 | 0 | 0 | 0 | 0 | 0
1596 | 1606.691 | 938.82 | 3745.6953 | 1672.2067 | -2073.4886 | 0 | 0 | 0 | 0 | 0
1597 | 1894.24 | 951.03 | 3783.7118 | 1971.481 | -1812.2307 | 0 | 0 | 0 | 0 | 0
1598 | 1829.242 | 828.76 | 3381.0175 | 1903.8326 | -1477.1849 | 0 | 0 | 0 | 0 | 0
1599 | 1903.518 | 737.68 | 3089.088 | 1981.1374 | -1107.9506 | 0 | 0 | 0 | 0 | 0
1600 | 1476.616 | 530.46 | 2312.8735 | 1536.8277 | -383.4596 | 0 | 392.5862 | 0 | 0 | 0
1601 | 1535.769 | 288.12 | 1264.9851 | 1264.9851 | 0 | 0 | 0 | 320.345 | 0 | 0
1602 | 1485.795 | 62.78 | 220.1836 | 220.1836 | 0 | 0 | 0 | 1274.238 | 0 | 0
1603 | 1357.077 | 0 | 0 | 0 | 0 | 0 | 0 | 0 | 0 | 1412.4142
1604 | 1589.6 | 0 | 0 | 0 | 0 | 0 | 0 | 0 | 0 | 1654.4188
1605 | 1525.6 | 0 | 0 | 0 | 0 | 0 | 0 | 0 | 0 | 1587.8091
1606 | 1258.4 | 0 | 0 | 0 | 0 | 0 | 0 | 0 | 0 | 1309.7135
1607 | 1140 | 0 | 0 | 0 | 0 | 0 | 0 | 0 | 0 | 1186.4855
1608 | 1290.4 | 0 | 0 | 0 | 0 | 0 | 0 | 1290.4 | 0 | 0
1609 | 1470.4 | 0 | 0 | 0 | 0 | 0 | 0 | 1470.4 | 0 | 0
1610 | 904.8 | 0 | 0 | 0 | 0 | 0 | 0 | 904.8 | 0 | 0
1611 | 1167.2 | 0 | 0 | 0 | 0 | 0 | 0 | 1167.2 | 0 | 0
1612 | 1140.8 | 0 | 0 | 0 | 0 | 0 | 0 | 1140.8 | 0 | 0
1613 | 1201.6 | 0 | 0 | 0 | 0 | 0 | 0 | 827.424 | 0 | 389.4337
1614 | 1211.2 | 0 | 0 | 0 | 0 | 0 | 0 | 0 | 0 | 1260.5889
1615 | 1014.4 | 38.37 | 124.4707 | 124.4707 | 0 | 0 | 0 | 0 | 0 | 931.2933
1616 | 337.397 | 254.93 | 1141.8445 | 351.155 | -790.6896 | 0 | 0 | 0 | 0 | 0
1617 | 274.291 | 498.77 | 2239.6288 | 285.4757 | -1954.1531 | 0 | 0 | 0 | 0 | 0
1618 | 264.437 | 708.02 | 3051.9531 | 275.2189 | -2093.1229 | 0 | 683.6113 | 0 | 0 | 0
1619 | 281.379 | 858.28 | 3570.7532 | 292.8527 | -2093.1229 | 0 | 1184.7776 | 0 | 0 | 0
1620 | 297.305 | 945.55 | 3853.9517 | 309.4271 | -2093.1229 | 0 | 1451.4017 | 0 | 0 | 0
1621 | 288.999 | 876.2 | 3595.3853 | 300.7824 | -1806.6262 | 0 | 1487.9767 | 0 | 0 | 0
1622 | 276.252 | 666.32 | 2803.503 | 287.5167 | 0 | 0 | 2515.9863 | 0 | 0 | 0
1623 | 267.096 | 316.18 | 1355.9303 | 277.9873 | 0 | 0 | 1077.9429 | 0 | 0 | 0
1624 | 204.599 | 300.06 | 1316.7752 | 212.9419 | 0 | 0 | 1103.8333 | 0 | 0 | 0
1625 | 286.349 | 213.92 | 938.8764 | 298.0254 | 0 | 0 | 640.851 | 0 | 0 | 0
1626 | 229.93 | 52.13 | 182.0537 | 182.0537 | 0 | 0 | 0 | 0 | 0 | 57.2521
1627 | 205.13 | 0 | 0 | 0 | 0 | 0 | 0 | 0 | 0 | 213.4945
1628 | 299.2 | 0 | 0 | 0 | 0 | 0 | 0 | 0 | 0 | 311.4004
1629 | 287.2 | 0 | 0 | 0 | 0 | 0 | 0 | 0 | 0 | 298.9111
1630 | 292 | 0 | 0 | 0 | 0 | 0 | 0 | 0 | 0 | 303.9068
1631 | 230.4 | 0 | 0 | 0 | 0 | 0 | 0 | 0 | 0 | 239.795
1632 | 164.8 | 0 | 0 | 0 | 0 | 0 | 0 | 0 | 0 | 171.52
1633 | 195.2 | 0 | 0 | 0 | 0 | 0 | 0 | 0 | 0 | 203.1596
1634 | 238.4 | 0 | 0 | 0 | 0 | 0 | 0 | 0 | 0 | 248.1212
1635 | 187.2 | 0 | 0 | 0 | 0 | 0 | 0 | 0 | 0 | 194.8334
1636 | 148.8 | 0 | 0 | 0 | 0 | 0 | 0 | 0 | 0 | 154.8676
1637 | 132.8 | 0 | 0 | 0 | 0 | 0 | 0 | 0 | 0 | 138.2152
1638 | 192.8 | 0 | 0 | 0 | 0 | 0 | 0 | 0 | 0 | 200.6618
1639 | 120 | 42.19 | 135.1626 | 124.8932 | -10.2693 | 0 | 0 | 0 | 0 | 0
1640 | 191.45 | 262.62 | 1174.5062 | 199.2567 | -975.2495 | 0 | 0 | 0 | 0 | 0
1641 | 866.164 | 508.37 | 2273.9276 | 901.4834 | -1372.4443 | 0 | 0 | 0 | 0 | 0
1642 | 1455.515 | 722.12 | 3079.2963 | 1514.8662 | -687.0626 | 0 | 877.3676 | 0 | 0 | 0
1643 | 1743.462 | 881.33 | 3606.3769 | 1814.5548 | 0 | 0 | 1791.8221 | 0 | 0 | 0
1644 | 1648.641 | 969.33 | 3862.4902 | 1715.8673 | 0 | 0 | 2146.623 | 0 | 0 | 0
1645 | 1680.833 | 974.64 | 3866.8802 | 1749.372 | 0 | 0 | 2117.5083 | 0 | 0 | 0
1646 | 1635.438 | 895.83 | 3630.8893 | 1702.1259 | 0 | 0 | 1928.7634 | 0 | 0 | 0
1647 | 1660.537 | 741.54 | 3117.6844 | 1728.2484 | 0 | 0 | 1389.436 | 0 | 0 | 0
1648 | 1717.571 | 535.72 | 2351.6154 | 1787.608 | 0 | 0 | 564.0074 | 0 | 0 | 0
1649 | 1588.152 | 291.88 | 1290.9972 | 1290.9972 | 0 | 0 | 0 | 347.735 | 0 | 0
1650 | 1863.569 | 64.09 | 227.9967 | 227.9967 | 0 | 0 | 0 | 1644.505 | 0 | 0
1651 | 1540.524 | 0 | 0 | 0 | 0 | 0 | 0 | 0 | 0 | 1603.3416
1652 | 1230.4 | 0 | 0 | 0 | 0 | 0 | 0 | 0 | 0 | 1280.5718
1653 | 1436 | 0 | 0 | 0 | 0 | 0 | 0 | 0 | 0 | 1494.5555
1654 | 1564.8 | 0 | 0 | 0 | 0 | 0 | 0 | 0 | 0 | 1628.6075
1655 | 1647.2 | 0 | 0 | 0 | 0 | 0 | 0 | 0 | 0 | 1714.3675
1656 | 1421.6 | 0 | 0 | 0 | 0 | 0 | 0 | 745.793 | 0 | 703.3642
1657 | 1376.8 | 0 | 0 | 0 | 0 | 0 | 0 | 1376.8 | 0 | 0
1658 | 1502.4 | 0 | 0 | 0 | 0 | 0 | 0 | 1502.4 | 0 | 0
1659 | 1624 | 0 | 0 | 0 | 0 | 0 | 0 | 1624 | 0 | 0
1660 | 1292.8 | 0 | 0 | 0 | 0 | 0 | 0 | 1292.8 | 0 | 0
1661 | 1245.6 | 0 | 0 | 0 | 0 | 0 | 0 | 1245.6 | 0 | 0
1662 | 1281.6 | 0 | 0 | 0 | 0 | 0 | 0 | 1281.6 | 0 | 0
1663 | 1044.8 | 28.68 | 86.934 | 86.934 | 0 | 0 | 0 | 0 | 0 | 1000.4696
1664 | 1268.07 | 248.83 | 1125.2473 | 1125.2473 | 0 | 0 | 0 | 0 | 0 | 194.5305
1665 | 1664.469 | 434.67 | 1987.1968 | 1732.3407 | -254.8561 | 0 | 0 | 0 | 0 | 0
1666 | 1354.034 | 703.1 | 3120.3591 | 1409.2472 | -1711.112 | 0 | 0 | 0 | 0 | 0
1667 | 1675.929 | 325.75 | 1424.66 | 1424.66 | 0 | 0 | 0 | 0 | 0 | 319.608
1668 | 1404.339 | 939.84 | 4027.7729 | 1461.6034 | -2093.1229 | 0 | 473.0466 | 0 | 0 | 0
1669 | 1405.495 | 956.67 | 4107.9908 | 1462.8055 | -2093.1229 | 0 | 552.0624 | 0 | 0 | 0
1670 | 1385.337 | 810.84 | 3534.9495 | 1441.8266 | -2093.1229 | 0 | 0 | 0 | 0 | 0
1671 | 1426.323 | 758.6 | 3371.6641 | 1484.4839 | -1887.1802 | 0 | 0 | 0 | 0 | 0
1672 | 1546.268 | 554.91 | 2538.2985 | 1609.3199 | -928.9786 | 0 | 0 | 0 | 0 | 0
1673 | 1512.557 | 315.26 | 1428.7857 | 1428.7857 | 0 | 0 | 0 | 139.75 | 0 | 0
1674 | 1715.266 | 79.85 | 282.6594 | 282.6594 | 0 | 0 | 0 | 1443.681 | 0 | 0
1675 | 1546.02 | 0 | 0 | 0 | 0 | 0 | 0 | 0 | 0 | 1609.0617
1676 | 1220 | 0 | 0 | 0 | 0 | 0 | 0 | 0 | 0 | 1269.7477
1677 | 1550.4 | 0 | 0 | 0 | 0 | 0 | 0 | 0 | 0 | 1613.6203
1678 | 1778.4 | 0 | 0 | 0 | 0 | 0 | 0 | 0 | 0 | 1850.9174
1679 | 1676.8 | 0 | 0 | 0 | 0 | 0 | 0 | 0 | 0 | 1745.1745
1680 | 1480.8 | 0 | 0 | 0 | 0 | 0 | 0 | 1218.16 | 0 | 273.3496
1681 | 1334.4 | 0 | 0 | 0 | 0 | 0 | 0 | 1334.4 | 0 | 0
1682 | 1472 | 0 | 0 | 0 | 0 | 0 | 0 | 1472 | 0 | 0
1683 | 1444.8 | 0 | 0 | 0 | 0 | 0 | 0 | 1444.8 | 0 | 0
1684 | 230.4 | 0 | 0 | 0 | 0 | 0 | 0 | 230.4 | 0 | 0
1685 | 354.4 | 0 | 0 | 0 | 0 | 0 | 0 | 354.4 | 0 | 0
1686 | 880.8 | 0 | 0 | 0 | 0 | 0 | 0 | 880.8 | 0 | 0
1687 | 1391.249 | 57.95 | 191.0419 | 191.0419 | 0 | 0 | 0 | 0 | 0 | 1256.9378
1688 | 1367.166 | 290.94 | 1309.5668 | 1309.5668 | 0 | 0 | 0 | 0 | 0 | 113.3479
1689 | 1114.978 | 544.83 | 2496.9536 | 1160.4432 | -1336.5104 | 0 | 0 | 0 | 0 | 0
1690 | 991.078 | 769.84 | 3396.8904 | 1031.491 | -2093.1229 | 0 | 272.2766 | 0 | 0 | 0
1691 | 1722.516 | 935.81 | 3985.5767 | 1792.7547 | -2093.1229 | 0 | 99.6991 | 0 | 0 | 0
1692 | 1259.699 | 1025.3 | 4271.5041 | 1311.0644 | -2093.1229 | 0 | 867.3168 | 0 | 0 | 0
1693 | 1018.275 | 1030.87 | 4278.1245 | 1059.797 | -2093.1229 | 0 | 1125.2046 | 0 | 0 | 0
1694 | 905.101 | 923.13 | 3901.0052 | 942.0081 | -1121.8356 | 0 | 1837.1615 | 0 | 0 | 0
1695 | 1153.41 | 803.51 | 3491.1525 | 1200.4424 | 0 | 0 | 2290.7102 | 0 | 0 | 0
1696 | 1638.025 | 588.8 | 2653.5656 | 1704.8184 | 0 | 0 | 948.7471 | 0 | 0 | 0
1697 | 1603.774 | 336.68 | 1506.5275 | 1506.5275 | 0 | 0 | 0 | 156.271 | 0 | 0
1698 | 1509.175 | 89.24 | 301.9377 | 301.9377 | 0 | 0 | 0 | 781.452 | 0 | 455.4595
1699 | 994.822 | 0 | 0 | 0 | 0 | 0 | 0 | 0 | 0 | 1035.3877
1700 | 1233.6 | 0 | 0 | 0 | 0 | 0 | 0 | 0 | 0 | 1283.9023
1701 | 1465.6 | 0 | 0 | 0 | 0 | 0 | 0 | 0 | 0 | 1525.3625
1702 | 1463.2 | 0 | 0 | 0 | 0 | 0 | 0 | 0 | 0 | 1522.8646
1703 | 1261.6 | 0 | 0 | 0 | 0 | 0 | 0 | 0 | 0 | 1313.044
1704 | 1423.2 | 0 | 0 | 0 | 0 | 0 | 0 | 0 | 0 | 1481.2335
1705 | 1556.8 | 0 | 0 | 0 | 0 | 0 | 0 | 1556.8 | 0 | 0
1706 | 1232.8 | 0 | 0 | 0 | 0 | 0 | 0 | 1232.8 | 0 | 0
1707 | 1564 | 0 | 0 | 0 | 0 | 0 | 0 | 1564 | 0 | 0
1708 | 1275.2 | 0 | 0 | 0 | 0 | 0 | 0 | 1275.2 | 0 | 0
1709 | 1312.8 | 0 | 0 | 0 | 0 | 0 | 0 | 1312.8 | 0 | 0
1710 | 1168 | 0 | 0 | 0 | 0 | 0 | 0 | 1168 | 0 | 0
1711 | 1272.8 | 65.14 | 209.7987 | 209.7987 | 0 | 0 | 0 | 0 | 0 | 1114.902
1712 | 922.415 | 304.54 | 1364.9611 | 960.0281 | -404.9329 | 0 | 0 | 0 | 0 | 0
1713 | 1110.192 | 559.02 | 2551.3467 | 1155.4621 | -1395.8846 | 0 | 0 | 0 | 0 | 0
1714 | 1567.16 | 769.48 | 3377.7682 | 1631.0638 | -1746.7045 | 0 | 0 | 0 | 0 | 0
1715 | 1212.443 | 916.93 | 3881.0556 | 1261.8825 | -2093.1229 | 0 | 526.0502 | 0 | 0 | 0
1716 | 1091.61 | 1001.3 | 4144.4481 | 1136.1213 | -2093.1229 | 0 | 915.204 | 0 | 0 | 0
1717 | 971.536 | 1004.36 | 4165.3636 | 1011.1511 | -2093.1229 | 0 | 1061.0896 | 0 | 0 | 0
1718 | 1055.456 | 809.98 | 3448.7346 | 1098.4941 | -1003.9479 | 0 | 1346.2927 | 0 | 0 | 0
1719 | 957.674 | 779.29 | 3393.9877 | 996.7249 | 0 | 0 | 2397.2628 | 0 | 0 | 0
1720 | 997.558 | 568.54 | 2564.5927 | 1038.2352 | 0 | 0 | 1526.3575 | 0 | 0 | 0
1721 | 1166.299 | 321.19 | 1441.4436 | 1213.8569 | 0 | 0 | 227.5867 | 0 | 0 | 0
1722 | 1040.947 | 82.11 | 286.4134 | 286.4134 | 0 | 0 | 0 | 0 | 0 | 796.98
1723 | 1287.915 | 0 | 0 | 0 | 0 | 0 | 0 | 0 | 0 | 1340.432
1724 | 1227.2 | 0 | 0 | 0 | 0 | 0 | 0 | 0 | 0 | 1277.2413
1725 | 1147.2 | 0 | 0 | 0 | 0 | 0 | 0 | 0 | 0 | 1193.9791
1726 | 1378.4 | 0 | 0 | 0 | 0 | 0 | 0 | 0 | 0 | 1434.6067
1727 | 1175.2 | 0 | 0 | 0 | 0 | 0 | 0 | 0 | 0 | 1223.1209
1728 | 160.8 | 0 | 0 | 0 | 0 | 0 | 0 | 0 | 0 | 167.3569
1729 | 104.8 | 0 | 0 | 0 | 0 | 0 | 0 | 0 | 0 | 109.0734
1730 | 106.4 | 0 | 0 | 0 | 0 | 0 | 0 | 0 | 0 | 110.7387
1731 | 102.4 | 0 | 0 | 0 | 0 | 0 | 0 | 0 | 0 | 106.5755
1732 | 108 | 0 | 0 | 0 | 0 | 0 | 0 | 0 | 0 | 112.4039
1733 | 101.6 | 0 | 0 | 0 | 0 | 0 | 0 | 0 | 0 | 105.7429
1734 | 104 | 0 | 0 | 0 | 0 | 0 | 0 | 0 | 0 | 108.2408
1735 | 86.785 | 69.55 | 222.4806 | 90.3238 | -132.1568 | 0 | 0 | 0 | 0 | 0
1736 | 102.491 | 313.03 | 1406.9595 | 106.6703 | -1300.2893 | 0 | 0 | 0 | 0 | 0
1737 | 1053.719 | 570.49 | 2610.9801 | 1096.6863 | -1514.2938 | 0 | 0 | 0 | 0 | 0
1738 | 1351.25 | 792.48 | 3490.9007 | 1406.3496 | -2084.551 | 0 | 0 | 0 | 0 | 0
1739 | 1014.359 | 951.51 | 4058.7797 | 1055.7213 | -2093.1229 | 0 | 909.9355 | 0 | 0 | 0
1740 | 1130.671 | 584.14 | 2513.8215 | 1176.7761 | -1337.0454 | 0 | 0 | 0 | 0 | 0
1741 | 1327.615 | 711.91 | 3035.4276 | 1381.7509 | -537.9338 | 0 | 1115.7429 | 0 | 0 | 0
1742 | 1312.509 | 960.03 | 4092.7788 | 1366.0289 | 0 | 0 | 2726.7499 | 0 | 0 | 0
1743 | 1182.509 | 808.98 | 3550.2697 | 1230.7279 | 0 | 0 | 2319.5418 | 0 | 0 | 0
1744 | 1270.68 | 593.39 | 2696.8702 | 1322.4943 | 0 | 0 | 1374.3759 | 0 | 0 | 0
1745 | 1403.753 | 339.53 | 1529.817 | 1460.9935 | 0 | 0 | 68.8234 | 0 | 0 | 0
1746 | 1739.825 | 90.05 | 305.2172 | 305.2172 | 0 | 0 | 0 | 418.883 | 0 | 1069.5886
1747 | 1588.775 | 0 | 0 | 0 | 0 | 0 | 0 | 0 | 0 | 1653.5601
1748 | 1500.8 | 0 | 0 | 0 | 0 | 0 | 0 | 0 | 0 | 1561.9978
1749 | 1536 | 0 | 0 | 0 | 0 | 0 | 0 | 0 | 0 | 1598.6332
1750 | 1589.6 | 0 | 0 | 0 | 0 | 0 | 0 | 0 | 0 | 1654.4188
1751 | 1916 | 0 | 0 | 0 | 0 | 0 | 0 | 0 | 0 | 1994.1283
1752 | 192 | 0 | 0 | 0 | 0 | 0 | 0 | 0 | 0 | 199.8291
1753 | 107.2 | 0 | 0 | 0 | 0 | 0 | 0 | 107.2 | 0 | 0
1754 | 116 | 0 | 0 | 0 | 0 | 0 | 0 | 116 | 0 | 0
1755 | 110.4 | 0 | 0 | 0 | 0 | 0 | 0 | 110.4 | 0 | 0
1756 | 110.4 | 0 | 0 | 0 | 0 | 0 | 0 | 110.4 | 0 | 0
1757 | 108 | 0 | 0 | 0 | 0 | 0 | 0 | 108 | 0 | 0
1758 | 110.4 | 0 | 0 | 0 | 0 | 0 | 0 | 110.4 | 0 | 0
1759 | 103.221 | 74.32 | 233.466 | 107.43 | -126.036 | 0 | 0 | 0 | 0 | 0
1760 | 126.773 | 324.47 | 1465.7291 | 131.9424 | -1333.7867 | 0 | 0 | 0 | 0 | 0
1761 | 999.966 | 574.05 | 2655.8802 | 1040.7414 | -1615.1388 | 0 | 0 | 0 | 0 | 0
1762 | 1972.895 | 799.4 | 3574.3085 | 2053.3433 | -1520.9652 | 0 | 0 | 0 | 0 | 0
1763 | 1497.263 | 951.9 | 4130.9992 | 1558.3166 | -2093.1229 | 0 | 479.5598 | 0 | 0 | 0
1764 | 1447.357 | 976.32 | 4171.9059 | 1506.3756 | -2093.1229 | 0 | 572.4075 | 0 | 0 | 0
1765 | 1492.397 | 1037.67 | 4410.6424 | 1553.2522 | -2048.665 | 0 | 808.7252 | 0 | 0 | 0
1766 | 1665.983 | 946.85 | 4071.1983 | 1733.9164 | 0 | 0 | 2337.2818 | 0 | 0 | 0
1767 | 1335.156 | 779.82 | 3429.7561 | 1389.5994 | 0 | 0 | 2040.1567 | 0 | 0 | 0
1768 | 1587.901 | 568.67 | 2579.6787 | 1652.6505 | 0 | 0 | 927.0282 | 0 | 0 | 0
1769 | 1409.122 | 313.01 | 1407.967 | 1407.967 | 0 | 0 | 0 | 56.318 | 0 | 0
1770 | 1956.792 | 74.87 | 268.2446 | 268.2446 | 0 | 0 | 0 | 1699.057 | 0 | 0
1771 | 1705.486 | 0 | 0 | 0 | 0 | 0 | 0 | 0 | 0 | 1775.0303
1772 | 1647.2 | 0 | 0 | 0 | 0 | 0 | 0 | 0 | 0 | 1714.3675
1773 | 1580.8 | 0 | 0 | 0 | 0 | 0 | 0 | 0 | 0 | 1645.26
1774 | 1783.2 | 0 | 0 | 0 | 0 | 0 | 0 | 0 | 0 | 1855.9132
1775 | 1466.4 | 0 | 0 | 0 | 0 | 0 | 0 | 0 | 0 | 1526.1951
1776 | 1642.4 | 0 | 0 | 0 | 0 | 0 | 0 | 1642.4 | 0 | 0
1777 | 1504 | 0 | 0 | 0 | 0 | 0 | 0 | 1504 | 0 | 0
1778 | 1396 | 0 | 0 | 0 | 0 | 0 | 0 | 1396 | 0 | 0
1779 | 1258.4 | 0 | 0 | 0 | 0 | 0 | 0 | 1258.4 | 0 | 0
1780 | 1348.8 | 0 | 0 | 0 | 0 | 0 | 0 | 1348.8 | 0 | 0
1781 | 1135.2 | 0 | 0 | 0 | 0 | 0 | 0 | 1135.2 | 0 | 0
1782 | 1196.8 | 0 | 0 | 0 | 0 | 0 | 0 | 1042.668 | 0 | 160.417
1783 | 1208.997 | 59.67 | 203.322 | 203.322 | 0 | 0 | 0 | 0 | 0 | 1054.974
1784 | 230.659 | 295.75 | 1334.6557 | 240.0645 | -1094.5912 | 0 | 0 | 0 | 0 | 0
1785 | 288.152 | 529.96 | 2420.7167 | 299.9009 | -2093.1229 | 0 | 27.693 | 0 | 0 | 0
1786 | 332.224 | 764.06 | 3359.1196 | 345.771 | -2093.1229 | 0 | 920.2257 | 0 | 0 | 0
1787 | 287.755 | 922.48 | 3939.7534 | 299.4887 | -2093.1229 | 0 | 1547.1418 | 0 | 0 | 0
1788 | 233.034 | 1008.35 | 4246.0321 | 242.5364 | -2093.1229 | 0 | 1910.3729 | 0 | 0 | 0
1789 | 257.376 | 1007.76 | 4248.0523 | 267.871 | -1363.7548 | 0 | 2616.4265 | 0 | 0 | 0
1790 | 254.785 | 920.68 | 3945.7909 | 265.1743 | 0 | 0 | 3680.6166 | 0 | 0 | 0
1791 | 276.33 | 769.08 | 3381.2278 | 287.5979 | 0 | 0 | 3093.6299 | 0 | 0 | 0
1792 | 204.693 | 553.91 | 2507.8558 | 213.0397 | 0 | 0 | 2294.816 | 0 | 0 | 0
1793 | 301.357 | 286.02 | 1284.0833 | 313.6454 | 0 | 0 | 970.438 | 0 | 0 | 0
1794 | 228.211 | 70.33 | 252.8703 | 237.5167 | 0 | 0 | 15.3535 | 0 | 0 | 0
1795 | 216.305 | 0 | 0 | 0 | 0 | 0 | 0 | 0 | 0 | 225.1252
1796 | 242.4 | 0 | 0 | 0 | 0 | 0 | 0 | 0 | 0 | 252.2843
1797 | 200.8 | 0 | 0 | 0 | 0 | 0 | 0 | 0 | 0 | 208.988
1798 | 296 | 0 | 0 | 0 | 0 | 0 | 0 | 0 | 0 | 308.0699
1799 | 268 | 0 | 0 | 0 | 0 | 0 | 0 | 0 | 0 | 278.9282
1800 | 291.2 | 0 | 0 | 0 | 0 | 0 | 0 | 0 | 0 | 303.0742
1801 | 237.6 | 0 | 0 | 0 | 0 | 0 | 0 | 0 | 0 | 247.2886
1802 | 191.2 | 0 | 0 | 0 | 0 | 0 | 0 | 0 | 0 | 198.9965
1803 | 243.2 | 0 | 0 | 0 | 0 | 0 | 0 | 0 | 0 | 253.1169
1804 | 204 | 0 | 0 | 0 | 0 | 0 | 0 | 0 | 0 | 212.3185
1805 | 236 | 0 | 0 | 0 | 0 | 0 | 0 | 0 | 0 | 245.6233
1806 | 293.6 | 0 | 0 | 0 | 0 | 0 | 0 | 0 | 0 | 305.5721
1807 | 169.6 | 63.27 | 211.3037 | 176.5157 | -34.788 | 0 | 0 | 0 | 0 | 0
1808 | 205.306 | 309.06 | 1392.2086 | 213.6777 | -1178.5309 | 0 | 0 | 0 | 0 | 0
1809 | 1200.592 | 567.37 | 2604.7136 | 1249.5483 | -1355.1653 | 0 | 0 | 0 | 0 | 0
1810 | 1832.064 | 637.16 | 2826.475 | 1906.7697 | -814.0238 | 0 | 105.6815 | 0 | 0 | 0
1811 | 1718.381 | 926.37 | 3994.9666 | 1788.4511 | 0 | 0 | 2206.5155 | 0 | 0 | 0
1812 | 1345.557 | 1010.3 | 4277.7519 | 1400.4245 | 0 | 0 | 2877.3274 | 0 | 0 | 0
1813 | 1408.003 | 999.85 | 4223.9531 | 1465.4168 | 0 | 0 | 2758.5362 | 0 | 0 | 0
1814 | 1247.32 | 771.27 | 3316.5997 | 1298.1817 | 0 | 0 | 2018.418 | 0 | 0 | 0
1815 | 1222.285 | 654.14 | 2873.0061 | 1272.1259 | 0 | 0 | 1600.8802 | 0 | 0 | 0
1816 | 1327.605 | 532.35 | 2402.3626 | 1381.7405 | 0 | 0 | 1020.6222 | 0 | 0 | 0
1817 | 1517.328 | 312.76 | 1401.6589 | 1401.6589 | 0 | 0 | 0 | 170.585 | 0 | 0
1818 | 1493.831 | 75.92 | 269.6715 | 269.6715 | 0 | 0 | 0 | 657.047 | 0 | 601.2339
1819 | 1418.435 | 0 | 0 | 0 | 0 | 0 | 0 | 0 | 0 | 1476.2742
1820 | 1030.4 | 0 | 0 | 0 | 0 | 0 | 0 | 0 | 0 | 1072.4164
1821 | 1524 | 0 | 0 | 0 | 0 | 0 | 0 | 0 | 0 | 1586.1438
1822 | 1386.4 | 0 | 0 | 0 | 0 | 0 | 0 | 0 | 0 | 1442.9329
1823 | 1324 | 0 | 0 | 0 | 0 | 0 | 0 | 0 | 0 | 1377.9885
1824 | 1220 | 0 | 0 | 0 | 0 | 0 | 0 | 0 | 0 | 1269.7477
1825 | 1348.8 | 0 | 0 | 0 | 0 | 0 | 0 | 1348.8 | 0 | 0
1826 | 1544.8 | 0 | 0 | 0 | 0 | 0 | 0 | 1544.8 | 0 | 0
1827 | 1356 | 0 | 0 | 0 | 0 | 0 | 0 | 1356 | 0 | 0
1828 | 1223.2 | 0 | 0 | 0 | 0 | 0 | 0 | 1223.2 | 0 | 0
1829 | 995.2 | 0 | 0 | 0 | 0 | 0 | 0 | 995.2 | 0 | 0
1830 | 1268 | 0 | 0 | 0 | 0 | 0 | 0 | 1268 | 0 | 0
1831 | 1071.282 | 59.74 | 209.5469 | 209.5469 | 0 | 0 | 0 | 0 | 0 | 905.4186
1832 | 1080.559 | 282.66 | 1278.8004 | 1124.6207 | -154.1796 | 0 | 0 | 0 | 0 | 0
1833 | 1433.37 | 535.52 | 2441.5062 | 1491.8182 | -949.688 | 0 | 0 | 0 | 0 | 0
1834 | 1536.183 | 756.16 | 3309.3205 | 1598.8236 | -1710.4969 | 0 | 0 | 0 | 0 | 0
1835 | 1523.623 | 904.66 | 3813.5789 | 1585.7515 | -2093.1229 | 0 | 134.7046 | 0 | 0 | 0
1836 | 1417.562 | 974.9 | 4020.9724 | 1475.3646 | -2093.1229 | 0 | 452.485 | 0 | 0 | 0
1837 | 1857.995 | 991.16 | 4071.9112 | 1933.757 | -2093.1229 | 0 | 45.0313 | 0 | 0 | 0
1838 | 1821.112 | 654.07 | 2783.4035 | 1895.3711 | -888.0324 | 0 | 0 | 0 | 0 | 0
1839 | 2055.08 | 680.85 | 2952.307 | 2138.8796 | -813.4274 | 0 | 0 | 0 | 0 | 0
1840 | 1685.353 | 531.67 | 2386.2504 | 1754.0763 | -35.6456 | 0 | 596.5285 | 0 | 0 | 0
1841 | 1935.979 | 298.41 | 1338.439 | 1338.439 | 0 | 0 | 0 | 649.979 | 0 | 0
1842 | 1652.92 | 69.09 | 250.9573 | 250.9573 | 0 | 0 | 0 | 854.945 | 0 | 579.5566
1843 | 1211.742 | 0 | 0 | 0 | 0 | 0 | 0 | 0 | 0 | 1261.153
1844 | 1214.4 | 0 | 0 | 0 | 0 | 0 | 0 | 0 | 0 | 1263.9193
1845 | 1048 | 0 | 0 | 0 | 0 | 0 | 0 | 0 | 0 | 1090.7341
1846 | 1320.8 | 0 | 0 | 0 | 0 | 0 | 0 | 0 | 0 | 1374.658
1847 | 1692 | 0 | 0 | 0 | 0 | 0 | 0 | 0 | 0 | 1760.9943
1848 | 1456.8 | 0 | 0 | 0 | 0 | 0 | 0 | 0 | 0 | 1516.2036
1849 | 1660.8 | 0 | 0 | 0 | 0 | 0 | 0 | 1660.8 | 0 | 0
1850 | 1558.4 | 0 | 0 | 0 | 0 | 0 | 0 | 1558.4 | 0 | 0
1851 | 1351.2 | 0 | 0 | 0 | 0 | 0 | 0 | 1351.2 | 0 | 0
1852 | 954.4 | 0 | 0 | 0 | 0 | 0 | 0 | 954.4 | 0 | 0
1853 | 1149.6 | 0 | 0 | 0 | 0 | 0 | 0 | 1149.6 | 0 | 0
1854 | 950.4 | 0 | 0 | 0 | 0 | 0 | 0 | 950.4 | 0 | 0
1855 | 1003.501 | 44.82 | 159.4834 | 159.4834 | 0 | 0 | 0 | 0 | 0 | 884.9371
1856 | 1142.233 | 297.05 | 1346.3842 | 1188.8096 | -157.5746 | 0 | 0 | 0 | 0 | 0
1857 | 1496.27 | 521.14 | 2389.075 | 1557.2831 | -831.7919 | 0 | 0 | 0 | 0 | 0
1858 | 1685.004 | 690.23 | 3069.9304 | 1753.7131 | -1316.2173 | 0 | 0 | 0 | 0 | 0
1859 | 1751.14 | 951.85 | 4105.2743 | 1822.5448 | -2093.1229 | 0 | 189.6066 | 0 | 0 | 0
1860 | 1623.245 | 1036.65 | 4404.6756 | 1689.4347 | -2093.1229 | 0 | 622.1181 | 0 | 0 | 0
1861 | 1835.131 | 1042.22 | 4423.4086 | 1909.9618 | -2093.1229 | 0 | 420.324 | 0 | 0 | 0
1862 | 1759.08 | 874.6 | 3773.0854 | 1830.8096 | -1942.2758 | 0 | 0 | 0 | 0 | 0
1863 | 1738.997 | 809.89 | 3570.9988 | 1809.9077 | -303.6092 | 0 | 1457.482 | 0 | 0 | 0
1864 | 1558.583 | 592.86 | 2699.3951 | 1622.137 | 0 | 0 | 1077.2581 | 0 | 0 | 0
1865 | 1589.517 | 336.2 | 1512.6077 | 1512.6077 | 0 | 0 | 0 | 136.172 | 0 | 0
1866 | 1636.574 | 87.84 | 298.6696 | 298.6696 | 0 | 0 | 0 | 1349.606 | 0 | 0
1867 | 1446.081 | 0 | 0 | 0 | 0 | 0 | 0 | 0 | 0 | 1505.0475
1868 | 1508 | 0 | 0 | 0 | 0 | 0 | 0 | 0 | 0 | 1569.4914
1869 | 1304 | 0 | 0 | 0 | 0 | 0 | 0 | 0 | 0 | 1357.1729
1870 | 1274.4 | 0 | 0 | 0 | 0 | 0 | 0 | 0 | 0 | 1326.3659
1871 | 1512.8 | 0 | 0 | 0 | 0 | 0 | 0 | 0 | 0 | 1574.4871
1872 | 1444 | 0 | 0 | 0 | 0 | 0 | 0 | 129.477 | 0 | 1368.125
1873 | 1532 | 0 | 0 | 0 | 0 | 0 | 0 | 1532 | 0 | 0
1874 | 1208.8 | 0 | 0 | 0 | 0 | 0 | 0 | 1208.8 | 0 | 0
1875 | 1256.8 | 0 | 0 | 0 | 0 | 0 | 0 | 1256.8 | 0 | 0
1876 | 1124 | 0 | 0 | 0 | 0 | 0 | 0 | 1124 | 0 | 0
1877 | 1070.4 | 0 | 0 | 0 | 0 | 0 | 0 | 1070.4 | 0 | 0
1878 | 1064 | 0 | 0 | 0 | 0 | 0 | 0 | 1064 | 0 | 0
1879 | 1158.633 | 74.71 | 253.8652 | 253.8652 | 0 | 0 | 0 | 0 | 0 | 952.0131
1880 | 1337.607 | 290 | 1312.6974 | 1312.6974 | 0 | 0 | 0 | 0 | 0 | 79.4529
1881 | 1602.436 | 478.16 | 2189.4884 | 1667.7782 | -521.7102 | 0 | 0 | 0 | 0 | 0
1882 | 1659.929 | 693.22 | 3088.4052 | 1727.6156 | -1360.7896 | 0 | 0 | 0 | 0 | 0
1883 | 0 | 814.36 | 3546.8757 | 0 | -2093.1229 | 0 | 1453.7529 | 0 | 0 | 0
1884 | 1537.528 | 1054.68 | 4520.6504 | 1600.2235 | -2093.1229 | 0 | 827.3041 | 0 | 0 | 0
1885 | 1283.8 | 1042.49 | 4465.8265 | 1336.1492 | -2093.1229 | 0 | 1036.5544 | 0 | 0 | 0
1886 | 1608.326 | 926.54 | 4024.7869 | 1673.9084 | -2093.1229 | 0 | 257.7557 | 0 | 0 | 0
1887 | 1597.92 | 716.22 | 3179.6324 | 1663.0781 | -575.8472 | 0 | 940.7071 | 0 | 0 | 0
1888 | 1735.168 | 604.39 | 2763.8973 | 1805.9226 | 0 | 0 | 957.9747 | 0 | 0 | 0
1889 | 1535.971 | 346.09 | 1556.897 | 1556.897 | 0 | 0 | 0 | 40.072 | 0 | 0
1890 | 1401.399 | 91.51 | 299.6292 | 299.6292 | 0 | 0 | 0 | 486.034 | 0 | 653.0614
1891 | 1316.835 | 0 | 0 | 0 | 0 | 0 | 0 | 0 | 0 | 1370.5313
1892 | 1148 | 0 | 0 | 0 | 0 | 0 | 0 | 0 | 0 | 1194.8118
1893 | 1382.4 | 0 | 0 | 0 | 0 | 0 | 0 | 0 | 0 | 1438.7698
1894 | 1640.8 | 0 | 0 | 0 | 0 | 0 | 0 | 0 | 0 | 1707.7066
1895 | 1377.6 | 0 | 0 | 0 | 0 | 0 | 0 | 0 | 0 | 1433.7741
1896 | 1239.2 | 0 | 0 | 0 | 0 | 0 | 0 | 0 | 0 | 1289.7306
1897 | 950.4 | 0 | 0 | 0 | 0 | 0 | 0 | 950.4 | 0 | 0
1898 | 1244.8 | 0 | 0 | 0 | 0 | 0 | 0 | 1244.8 | 0 | 0
1899 | 963.2 | 0 | 0 | 0 | 0 | 0 | 0 | 963.2 | 0 | 0
1900 | 860.8 | 0 | 0 | 0 | 0 | 0 | 0 | 860.8 | 0 | 0
1901 | 976.8 | 0 | 0 | 0 | 0 | 0 | 0 | 976.8 | 0 | 0
1902 | 1053.6 | 0 | 0 | 0 | 0 | 0 | 0 | 1053.6 | 0 | 0
1903 | 880.938 | 81.18 | 273.0894 | 273.0894 | 0 | 0 | 0 | 0 | 0 | 643.7704
1904 | 756.271 | 326.87 | 1477.3254 | 787.1093 | -690.2161 | 0 | 0 | 0 | 0 | 0
1905 | 1395.164 | 586.1 | 2684.9137 | 1452.0543 | -1232.8594 | 0 | 0 | 0 | 0 | 0
1906 | 1631.193 | 807.84 | 3563.6468 | 1697.7078 | -1865.939 | 0 | 0 | 0 | 0 | 0
1907 | 1633.019 | 968.24 | 4145.0601 | 1699.6072 | -2093.1229 | 0 | 352.33 | 0 | 0 | 0
1908 | 1231.998 | 1052.76 | 4428.3491 | 1282.2339 | -2093.1229 | 0 | 1052.9924 | 0 | 0 | 0
1909 | 1467.239 | 1052.83 | 4435.3348 | 1527.0673 | -2093.1229 | 0 | 815.1447 | 0 | 0 | 0
1910 | 1286.247 | 893.98 | 3843.7583 | 1338.696 | -762.4533 | 0 | 1742.609 | 0 | 0 | 0
1911 | 1439.505 | 812.47 | 3584.8859 | 1498.2034 | 0 | 0 | 2086.6825 | 0 | 0 | 0
1912 | 1449.081 | 597.24 | 2723.5724 | 1508.1699 | 0 | 0 | 1215.4025 | 0 | 0 | 0
1913 | 1125.488 | 340.5 | 1529.1936 | 1171.3818 | 0 | 0 | 357.8118 | 0 | 0 | 0
1914 | 1313.406 | 89.91 | 294.3764 | 294.3764 | 0 | 0 | 0 | 0 | 0 | 1072.5861
1915 | 1105.904 | 0 | 0 | 0 | 0 | 0 | 0 | 0 | 0 | 1150.9992
1916 | 1031.2 | 0 | 0 | 0 | 0 | 0 | 0 | 0 | 0 | 1073.249
1917 | 1051.2 | 0 | 0 | 0 | 0 | 0 | 0 | 0 | 0 | 1094.0646
1918 | 1335.2 | 0 | 0 | 0 | 0 | 0 | 0 | 0 | 0 | 1389.6452
1919 | 1077.6 | 0 | 0 | 0 | 0 | 0 | 0 | 0 | 0 | 1121.5411
1920 | 1121.6 | 0 | 0 | 0 | 0 | 0 | 0 | 0 | 0 | 1167.3353
1921 | 1212 | 0 | 0 | 0 | 0 | 0 | 0 | 1212 | 0 | 0
1922 | 1262.4 | 0 | 0 | 0 | 0 | 0 | 0 | 1262.4 | 0 | 0
1923 | 1207.2 | 0 | 0 | 0 | 0 | 0 | 0 | 1207.2 | 0 | 0
1924 | 970.4 | 0 | 0 | 0 | 0 | 0 | 0 | 970.4 | 0 | 0
1925 | 967.2 | 0 | 0 | 0 | 0 | 0 | 0 | 875.755 | 0 | 95.1738
1926 | 1076.8 | 0 | 0 | 0 | 0 | 0 | 0 | 0 | 0 | 1120.7085
1927 | 691.327 | 80.93 | 272.6637 | 272.6637 | 0 | 0 | 0 | 0 | 0 | 446.8534
1928 | 897.95 | 325.77 | 1470.2742 | 934.5655 | -535.7086 | 0 | 0 | 0 | 0 | 0
1929 | 500.197 | 579.74 | 2649.7813 | 520.5924 | -2093.1229 | 0 | 36.066 | 0 | 0 | 0
1930 | 375.337 | 789.08 | 3463.8686 | 390.641 | -2093.1229 | 0 | 980.1047 | 0 | 0 | 0
1931 | 375.588 | 928.97 | 3943.854 | 390.9022 | -2093.1229 | 0 | 1459.8289 | 0 | 0 | 0
1932 | 389.912 | 1005.69 | 4185.0311 | 405.8103 | -2093.1229 | 0 | 1686.098 | 0 | 0 | 0
1933 | 750.082 | 790.41 | 3340.8852 | 780.6679 | -1922.6384 | 0 | 637.5788 | 0 | 0 | 0
1934 | 1316.533 | 919.67 | 3893.3836 | 1370.217 | 0 | 0 | 2523.1666 | 0 | 0 | 0
1935 | 1499.779 | 766.3 | 3335.1099 | 1560.9352 | 0 | 0 | 1774.1747 | 0 | 0 | 0
1936 | 1507.149 | 554.55 | 2499.5087 | 1568.6057 | 0 | 0 | 930.903 | 0 | 0 | 0
1937 | 1397.369 | 309.13 | 1381.8768 | 1381.8768 | 0 | 0 | 0 | 69.633 | 0 | 0
1938 | 997.74 | 75.26 | 262.4995 | 262.4995 | 0 | 0 | 0 | 745.525 | 0 | 0
1939 | 884.928 | 0 | 0 | 0 | 0 | 0 | 0 | 0 | 0 | 921.0125
1940 | 686.4 | 0 | 0 | 0 | 0 | 0 | 0 | 0 | 0 | 714.3892
1941 | 1051.2 | 0 | 0 | 0 | 0 | 0 | 0 | 0 | 0 | 1094.0646
1942 | 1072.8 | 0 | 0 | 0 | 0 | 0 | 0 | 0 | 0 | 1116.5453
1943 | 1167.2 | 0 | 0 | 0 | 0 | 0 | 0 | 0 | 0 | 1214.7947
1944 | 1155.2 | 0 | 0 | 0 | 0 | 0 | 0 | 1155.2 | 0 | 0
1945 | 943.2 | 0 | 0 | 0 | 0 | 0 | 0 | 943.2 | 0 | 0
1946 | 1432.8 | 0 | 0 | 0 | 0 | 0 | 0 | 1432.8 | 0 | 0
1947 | 1044 | 0 | 0 | 0 | 0 | 0 | 0 | 423.981 | 0 | 645.3014
1948 | 1157.6 | 0 | 0 | 0 | 0 | 0 | 0 | 0 | 0 | 1204.8032
1949 | 960.8 | 0 | 0 | 0 | 0 | 0 | 0 | 0 | 0 | 999.9783
1950 | 852.8 | 0 | 0 | 0 | 0 | 0 | 0 | 0 | 0 | 887.5744
1951 | 1154.806 | 75.41 | 268.2019 | 268.2019 | 0 | 0 | 0 | 0 | 0 | 933.6934
1952 | 248.715 | 309.7 | 1395.9023 | 258.8568 | -1137.0455 | 0 | 0 | 0 | 0 | 0
1953 | 294.906 | 559.94 | 2539.3174 | 306.9303 | -2093.1229 | 0 | 139.2643 | 0 | 0 | 0
1954 | 233.76 | 767.08 | 3348.9616 | 243.2909 | -2093.1229 | 0 | 1012.5478 | 0 | 0 | 0
1955 | 233.438 | 904.7 | 3823.2811 | 242.9569 | -2093.1229 | 0 | 1487.2013 | 0 | 0 | 0
1956 | 273.494 | 991.08 | 4107.4038 | 284.6462 | -2093.1229 | 0 | 1729.6347 | 0 | 0 | 0
1957 | 185.868 | 988.46 | 4095.4952 | 193.4471 | -1321.3015 | 0 | 2580.7466 | 0 | 0 | 0
1958 | 251.672 | 900.77 | 3800.9085 | 261.9344 | 0 | 0 | 3538.9741 | 0 | 0 | 0
1959 | 290.153 | 750.96 | 3263.6346 | 301.9845 | 0 | 0 | 2961.6501 | 0 | 0 | 0
1960 | 251.848 | 541.75 | 2437.5731 | 262.1176 | 0 | 0 | 2175.4556 | 0 | 0 | 0
1961 | 267.282 | 303.04 | 1352.3271 | 278.1809 | 0 | 0 | 1074.1462 | 0 | 0 | 0
1962 | 269.159 | 73.43 | 254.957 | 254.957 | 0 | 0 | 0 | 0 | 0 | 25.1774
1963 | 186.389 | 0 | 0 | 0 | 0 | 0 | 0 | 0 | 0 | 193.9893
1964 | 352 | 0 | 0 | 0 | 0 | 0 | 0 | 0 | 0 | 366.3534
1965 | 209.6 | 0 | 0 | 0 | 0 | 0 | 0 | 0 | 0 | 218.1468
1966 | 269.6 | 0 | 0 | 0 | 0 | 0 | 0 | 0 | 0 | 280.5934
1967 | 288.8 | 0 | 0 | 0 | 0 | 0 | 0 | 0 | 0 | 300.5763
1968 | 246.4 | 0 | 0 | 0 | 0 | 0 | 0 | 0 | 0 | 256.4474
1969 | 255.2 | 0 | 0 | 0 | 0 | 0 | 0 | 0 | 0 | 265.6062
1970 | 220 | 0 | 0 | 0 | 0 | 0 | 0 | 0 | 0 | 228.9709
1971 | 287.2 | 0 | 0 | 0 | 0 | 0 | 0 | 0 | 0 | 298.9111
1972 | 292.8 | 0 | 0 | 0 | 0 | 0 | 0 | 0 | 0 | 304.7394
1973 | 234.4 | 0 | 0 | 0 | 0 | 0 | 0 | 0 | 0 | 243.9581
1974 | 231.2 | 0 | 0 | 0 | 0 | 0 | 0 | 0 | 0 | 240.6276
1975 | 217.414 | 67.14 | 247.4967 | 226.2794 | -21.2173 | 0 | 0 | 0 | 0 | 0
1976 | 235.207 | 292.68 | 1330.5124 | 244.798 | -1085.7144 | 0 | 0 | 0 | 0 | 0
1977 | 822.233 | 536.68 | 2456.1968 | 855.761 | -1600.4358 | 0 | 0 | 0 | 0 | 0
1978 | 1224.436 | 431.7 | 1912.7531 | 1274.3646 | -638.3885 | 0 | 0 | 0 | 0 | 0
1979 | 1183.914 | 893.29 | 3859.7863 | 1232.1902 | -242.3157 | 0 | 2385.2804 | 0 | 0 | 0
1980 | 1080.396 | 983.15 | 4176.451 | 1124.4511 | 0 | 0 | 3051.9999 | 0 | 0 | 0
1981 | 1034.163 | 989.98 | 4190.362 | 1076.3329 | 0 | 0 | 3114.0291 | 0 | 0 | 0
1982 | 1287.314 | 912.1 | 3909.9809 | 1339.8065 | 0 | 0 | 2570.1744 | 0 | 0 | 0
1983 | 930.64 | 765.57 | 3362.5677 | 968.5885 | 0 | 0 | 2393.9792 | 0 | 0 | 0
1984 | 1303.577 | 554.14 | 2512.3821 | 1356.7327 | 0 | 0 | 1155.6494 | 0 | 0 | 0
1985 | 1377.861 | 309.69 | 1386.5239 | 1386.5239 | 0 | 0 | 0 | 45.66 | 0 | 0
1986 | 1489.129 | 75.07 | 257.8951 | 257.8951 | 0 | 0 | 0 | 1241.338 | 0 | 0
1987 | 1582.537 | 0 | 0 | 0 | 0 | 0 | 0 | 0 | 0 | 1647.0678
1988 | 1236.8 | 0 | 0 | 0 | 0 | 0 | 0 | 0 | 0 | 1287.2327
1989 | 1488.8 | 0 | 0 | 0 | 0 | 0 | 0 | 0 | 0 | 1549.5085
1990 | 1436.8 | 0 | 0 | 0 | 0 | 0 | 0 | 0 | 0 | 1495.3881
1991 | 1529.6 | 0 | 0 | 0 | 0 | 0 | 0 | 0 | 0 | 1591.9722
1992 | 1294.4 | 0 | 0 | 0 | 0 | 0 | 0 | 725.223 | 0 | 592.3862
1993 | 1304 | 0 | 0 | 0 | 0 | 0 | 0 | 1304 | 0 | 0
1994 | 1234.4 | 0 | 0 | 0 | 0 | 0 | 0 | 1234.4 | 0 | 0
1995 | 1701.6 | 0 | 0 | 0 | 0 | 0 | 0 | 1701.6 | 0 | 0
1996 | 1300 | 0 | 0 | 0 | 0 | 0 | 0 | 1300 | 0 | 0
1997 | 1364.8 | 0 | 0 | 0 | 0 | 0 | 0 | 1364.8 | 0 | 0
1998 | 1507.2 | 0 | 0 | 0 | 0 | 0 | 0 | 1507.2 | 0 | 0
1999 | 1696 | 72.9 | 262.5536 | 262.5536 | 0 | 0 | 0 | 0 | 0 | 1502.6038
2000 | 1387.644 | 304.37 | 1378.231 | 1378.231 | 0 | 0 | 0 | 0 | 0 | 65.9967
2001 | 1583.009 | 551.4 | 2520.0453 | 1647.559 | -872.4863 | 0 | 0 | 0 | 0 | 0
2002 | 2116.262 | 758.88 | 3355.378 | 2202.5564 | -1152.8216 | 0 | 0 | 0 | 0 | 0
2003 | 2008.054 | 900.35 | 3881.3252 | 2089.936 | -1791.3892 | 0 | 0 | 0 | 0 | 0
2004 | 1681.412 | 980.96 | 4173.5909 | 1749.9746 | -2093.1229 | 0 | 330.4935 | 0 | 0 | 0
2005 | 1625.792 | 662.02 | 2855.4721 | 1692.0866 | -1163.3855 | 0 | 0 | 0 | 0 | 0
2006 | 1544.619 | 875.81 | 3792.6635 | 1607.6026 | -2093.1229 | 0 | 91.9381 | 0 | 0 | 0
2007 | 1606.752 | 750.07 | 3325.6659 | 1672.2702 | -1653.3957 | 0 | 0 | 0 | 0 | 0
2008 | 1395.182 | 543.7 | 2480.7643 | 1452.073 | -11.1124 | 0 | 1017.5789 | 0 | 0 | 0
2009 | 1443.602 | 305.47 | 1374.633 | 1374.633 | 0 | 0 | 0 | 122.826 | 0 | 0
2010 | 1556.4 | 74.49 | 259.8372 | 259.8372 | 0 | 0 | 0 | 1306.743 | 0 | 0
2011 | 1556.11 | 0 | 0 | 0 | 0 | 0 | 0 | 0 | 0 | 1619.5632
2012 | 1073.6 | 0 | 0 | 0 | 0 | 0 | 0 | 0 | 0 | 1117.378
2013 | 1459.2 | 0 | 0 | 0 | 0 | 0 | 0 | 0 | 0 | 1518.7015
2014 | 1785.6 | 0 | 0 | 0 | 0 | 0 | 0 | 0 | 0 | 1858.411
2015 | 1840 | 0 | 0 | 0 | 0 | 0 | 0 | 0 | 0 | 1915.0293
2016 | 1543.2 | 0 | 0 | 0 | 0 | 0 | 0 | 1240.169 | 0 | 315.3876
2017 | 1344.8 | 0 | 0 | 0 | 0 | 0 | 0 | 1344.8 | 0 | 0
2018 | 1585.6 | 0 | 0 | 0 | 0 | 0 | 0 | 1585.6 | 0 | 0
2019 | 1395.2 | 0 | 0 | 0 | 0 | 0 | 0 | 1395.2 | 0 | 0
2020 | 1634.4 | 0 | 0 | 0 | 0 | 0 | 0 | 1634.4 | 0 | 0
2021 | 1428 | 0 | 0 | 0 | 0 | 0 | 0 | 1428 | 0 | 0
2022 | 1732.8 | 0 | 0 | 0 | 0 | 0 | 0 | 1732.8 | 0 | 0
2023 | 1353.618 | 72.27 | 263.4893 | 263.4893 | 0 | 0 | 0 | 0 | 0 | 1145.3249
2024 | 1535.856 | 299.43 | 1356.1228 | 1356.1228 | 0 | 0 | 0 | 0 | 0 | 242.3605
2025 | 1275.614 | 538.51 | 2447.9403 | 1327.6294 | -1120.3109 | 0 | 0 | 0 | 0 | 0
2026 | 1988.333 | 753.92 | 3308.2766 | 2069.4108 | -1238.8658 | 0 | 0 | 0 | 0 | 0
2027 | 1904.751 | 922.08 | 3932.7437 | 1982.4206 | -1950.3231 | 0 | 0 | 0 | 0 | 0
2028 | 1672.28 | 997.28 | 4192.2572 | 1740.4702 | -2093.1229 | 0 | 358.6642 | 0 | 0 | 0
2029 | 1859.284 | 647.48 | 2792.1939 | 1935.0996 | -857.0943 | 0 | 0 | 0 | 0 | 0
2030 | 1626.32 | 531.34 | 2316.7109 | 1692.6361 | -624.0747 | 0 | 0 | 0 | 0 | 0
2031 | 1494.969 | 759.29 | 3362.448 | 1555.929 | -1806.519 | 0 | 0 | 0 | 0 | 0
2032 | 1162.25 | 549.81 | 2507.2313 | 1209.6428 | -1140.5259 | 0 | 157.0626 | 0 | 0 | 0
2033 | 1264.538 | 306.07 | 1374.6569 | 1316.1018 | 0 | 0 | 58.5551 | 0 | 0 | 0
2034 | 1476.872 | 75.51 | 265.2586 | 265.2586 | 0 | 0 | 0 | 1222.006 | 0 | 0
2035 | 1536.546 | 0 | 0 | 0 | 0 | 0 | 0 | 0 | 0 | 1599.2014
2036 | 1277.6 | 0 | 0 | 0 | 0 | 0 | 0 | 0 | 0 | 1329.6964
2037 | 1460.8 | 0 | 0 | 0 | 0 | 0 | 0 | 0 | 0 | 1520.3667
2038 | 1661.6 | 0 | 0 | 0 | 0 | 0 | 0 | 0 | 0 | 1729.3547
2039 | 1407.2 | 0 | 0 | 0 | 0 | 0 | 0 | 0 | 0 | 1464.5811
2040 | 1428 | 0 | 0 | 0 | 0 | 0 | 0 | 1428 | 0 | 0
2041 | 1554.4 | 0 | 0 | 0 | 0 | 0 | 0 | 1554.4 | 0 | 0
2042 | 1313.6 | 0 | 0 | 0 | 0 | 0 | 0 | 1313.6 | 0 | 0
2043 | 1546.4 | 0 | 0 | 0 | 0 | 0 | 0 | 1546.4 | 0 | 0
2044 | 1344.8 | 0 | 0 | 0 | 0 | 0 | 0 | 1344.8 | 0 | 0
2045 | 1362.4 | 0 | 0 | 0 | 0 | 0 | 0 | 1362.4 | 0 | 0
2046 | 1128.8 | 0 | 0 | 0 | 0 | 0 | 0 | 1128.8 | 0 | 0
2047 | 1486.419 | 75.78 | 273.1258 | 273.1258 | 0 | 0 | 0 | 493.901 | 0 | 759.8649
2048 | 1323.308 | 187.22 | 836.5972 | 836.5972 | 0 | 0 | 0 | 0 | 0 | 540.6711
2049 | 1226.957 | 470.56 | 2117.3043 | 1276.9884 | -840.3159 | 0 | 0 | 0 | 0 | 0
2050 | 1796.019 | 757.77 | 3273.6905 | 1869.2549 | -1404.4357 | 0 | 0 | 0 | 0 | 0
2051 | 1668.541 | 882.73 | 3689.4132 | 1736.5788 | -1952.8345 | 0 | 0 | 0 | 0 | 0
2052 | 1931.97 | 963.57 | 3937.4928 | 2010.7495 | -1926.7432 | 0 | 0 | 0 | 0 | 0
2053 | 1668.96 | 764.32 | 3183.1159 | 1737.0148 | -1446.1011 | 0 | 0 | 0 | 0 | 0
2054 | 1763.69 | 584.26 | 2488.1039 | 1835.6076 | -652.4963 | 0 | 0 | 0 | 0 | 0
2055 | 1579.999 | 668.07 | 2896.3548 | 1644.4263 | -1251.9285 | 0 | 0 | 0 | 0 | 0
2056 | 1714.12 | 504.59 | 2262.5707 | 1784.0163 | -478.5544 | 0 | 0 | 0 | 0 | 0
2057 | 1622.297 | 271.09 | 1214.9581 | 1214.9581 | 0 | 0 | 0 | 454.94 | 0 | 0
2058 | 1842.205 | 54.54 | 194.9333 | 194.9333 | 0 | 0 | 0 | 1654.909 | 0 | 0
2059 | 1704.336 | 0 | 0 | 0 | 0 | 0 | 0 | 0 | 0 | 1773.8334
2060 | 1539.2 | 0 | 0 | 0 | 0 | 0 | 0 | 0 | 0 | 1601.9636
2061 | 1760 | 0 | 0 | 0 | 0 | 0 | 0 | 0 | 0 | 1831.7672
2062 | 1748 | 0 | 0 | 0 | 0 | 0 | 0 | 0 | 0 | 1819.2778
2063 | 1951.2 | 0 | 0 | 0 | 0 | 0 | 0 | 0 | 0 | 2030.7637
2064 | 1534.4 | 0 | 0 | 0 | 0 | 0 | 0 | 1534.4 | 0 | 0
2065 | 1479.2 | 0 | 0 | 0 | 0 | 0 | 0 | 1479.2 | 0 | 0
2066 | 1765.6 | 0 | 0 | 0 | 0 | 0 | 0 | 1765.6 | 0 | 0
2067 | 1462.4 | 0 | 0 | 0 | 0 | 0 | 0 | 1462.4 | 0 | 0
2068 | 1915.2 | 0 | 0 | 0 | 0 | 0 | 0 | 1915.2 | 0 | 0
2069 | 1624.8 | 0 | 0 | 0 | 0 | 0 | 0 | 1624.8 | 0 | 0
2070 | 1568 | 0 | 0 | 0 | 0 | 0 | 0 | 1568 | 0 | 0
2071 | 1421.665 | 60.78 | 224.3394 | 224.3394 | 0 | 0 | 0 | 813.648 | 0 | 408.4705
2072 | 1488.271 | 282.88 | 1282.8781 | 1282.8781 | 0 | 0 | 0 | 0 | 0 | 266.0798
2073 | 1486.483 | 515.37 | 2323.3552 | 1547.097 | -776.2582 | 0 | 0 | 0 | 0 | 0
2074 | 1803.338 | 724.33 | 3135.8178 | 1876.8723 | -1258.9455 | 0 | 0 | 0 | 0 | 0
2075 | 2033.628 | 885.45 | 3701.1719 | 2116.5528 | -1584.6191 | 0 | 0 | 0 | 0 | 0
2076 | 1696.775 | 878.64 | 3639.2967 | 1765.964 | -1873.3327 | 0 | 0 | 0 | 0 | 0
2077 | 1592.548 | 922.45 | 3814.1909 | 1657.487 | -2093.1229 | 0 | 63.5811 | 0 | 0 | 0
2078 | 1457.42 | 709.01 | 3016.2877 | 1516.8489 | -1499.4388 | 0 | 0 | 0 | 0 | 0
2079 | 1641.988 | 727.04 | 3149.1835 | 1708.943 | -1440.2405 | 0 | 0 | 0 | 0 | 0
2080 | 1955.911 | 521.94 | 2340.5467 | 2035.6668 | -304.8799 | 0 | 0 | 0 | 0 | 0
2081 | 1702.841 | 283.66 | 1263.7133 | 1263.7133 | 0 | 0 | 0 | 488.639 | 0 | 0
2082 | 1466.806 | 62.55 | 222.2048 | 222.2048 | 0 | 0 | 0 | 910.169 | 0 | 357.1301
2083 | 1663.509 | 0 | 0 | 0 | 0 | 0 | 0 | 0 | 0 | 1731.3416
2084 | 1294.4 | 0 | 0 | 0 | 0 | 0 | 0 | 0 | 0 | 1347.1815
2085 | 1368 | 0 | 0 | 0 | 0 | 0 | 0 | 0 | 0 | 1423.7827
2086 | 1146.4 | 0 | 0 | 0 | 0 | 0 | 0 | 0 | 0 | 1193.1465
2087 | 1459.2 | 0 | 0 | 0 | 0 | 0 | 0 | 0 | 0 | 1518.7015
2088 | 1268.8 | 0 | 0 | 0 | 0 | 0 | 0 | 0 | 0 | 1320.5376
2089 | 923.2 | 0 | 0 | 0 | 0 | 0 | 0 | 923.2 | 0 | 0
2090 | 1351.2 | 0 | 0 | 0 | 0 | 0 | 0 | 1351.2 | 0 | 0
2091 | 1026.4 | 0 | 0 | 0 | 0 | 0 | 0 | 1026.4 | 0 | 0
2092 | 1252.8 | 0 | 0 | 0 | 0 | 0 | 0 | 1252.8 | 0 | 0
2093 | 1265.6 | 0 | 0 | 0 | 0 | 0 | 0 | 1265.6 | 0 | 0
2094 | 918.4 | 0 | 0 | 0 | 0 | 0 | 0 | 918.4 | 0 | 0
2095 | 1050.829 | 67.97 | 253.3438 | 253.3438 | 0 | 0 | 0 | 0 | 0 | 840.3346
2096 | 806.027 | 303.92 | 1376.3118 | 838.8942 | -537.4176 | 0 | 0 | 0 | 0 | 0
2097 | 1095.822 | 457.81 | 2082.8556 | 1140.5061 | -942.3495 | 0 | 0 | 0 | 0 | 0
2098 | 1270.332 | 776.77 | 3418.8602 | 1322.131 | -2093.1229 | 0 | 3.6063 | 0 | 0 | 0
2099 | 1318.43 | 938.77 | 4025.1408 | 1372.1913 | -2093.1229 | 0 | 559.8266 | 0 | 0 | 0
2100 | 1137.052 | 1023.34 | 4329.8479 | 1183.4163 | -2093.1229 | 0 | 1053.3088 | 0 | 0 | 0
2101 | 1338.908 | 1024.82 | 4347.1592 | 1393.5033 | -2093.1229 | 0 | 860.533 | 0 | 0 | 0
2102 | 1124.637 | 933.59 | 4023.1133 | 1170.4961 | -978.5789 | 0 | 1874.0383 | 0 | 0 | 0
2103 | 1168.045 | 782.7 | 3460.2529 | 1215.6741 | 0 | 0 | 2244.5788 | 0 | 0 | 0
2104 | 1479.406 | 568.7 | 2589.1227 | 1539.7314 | 0 | 0 | 1049.3913 | 0 | 0 | 0
2105 | 1301.431 | 318.95 | 1424.276 | 1354.4992 | 0 | 0 | 69.7768 | 0 | 0 | 0
2106 | 1478.389 | 78.07 | 258.1824 | 258.1824 | 0 | 0 | 0 | 1230.322 | 0 | 0
2107 | 1147.38 | 0 | 0 | 0 | 0 | 0 | 0 | 0 | 0 | 1194.1665
2108 | 1016 | 0 | 0 | 0 | 0 | 0 | 0 | 0 | 0 | 1057.4292
2109 | 1436 | 0 | 0 | 0 | 0 | 0 | 0 | 0 | 0 | 1494.5555
2110 | 1550.4 | 0 | 0 | 0 | 0 | 0 | 0 | 0 | 0 | 1613.6203
2111 | 1441.6 | 0 | 0 | 0 | 0 | 0 | 0 | 0 | 0 | 1500.3838
2112 | 1428 | 0 | 0 | 0 | 0 | 0 | 0 | 1428 | 0 | 0
2113 | 1300 | 0 | 0 | 0 | 0 | 0 | 0 | 1300 | 0 | 0
2114 | 1284 | 0 | 0 | 0 | 0 | 0 | 0 | 1284 | 0 | 0
2115 | 1629.6 | 0 | 0 | 0 | 0 | 0 | 0 | 1629.6 | 0 | 0
2116 | 1440 | 0 | 0 | 0 | 0 | 0 | 0 | 1440 | 0 | 0
2117 | 1583.2 | 0 | 0 | 0 | 0 | 0 | 0 | 1266.652 | 0 | 329.4558
2118 | 1600 | 0 | 0 | 0 | 0 | 0 | 0 | 0 | 0 | 1665.2429
2119 | 1140.384 | 85.2 | 309.5832 | 309.5832 | 0 | 0 | 0 | 0 | 0 | 877.302
2120 | 204.826 | 321.34 | 1448.1597 | 213.1781 | -1234.9816 | 0 | 0 | 0 | 0 | 0
2121 | 307.065 | 567.78 | 2565.2942 | 319.5861 | -2093.1229 | 0 | 152.5852 | 0 | 0 | 0
2122 | 313.222 | 773.7 | 3366.5726 | 325.9931 | -2093.1229 | 0 | 947.4566 | 0 | 0 | 0
2123 | 355.547 | 917.13 | 3880.7319 | 370.0451 | -2093.1229 | 0 | 1417.564 | 0 | 0 | 0
2124 | 311.517 | 997.11 | 4156.6273 | 324.2197 | -2093.1229 | 0 | 1739.2848 | 0 | 0 | 0
2125 | 299.716 | 668.68 | 2846.3642 | 311.9375 | -1223.3655 | 0 | 1311.0613 | 0 | 0 | 0
2126 | 315.351 | 915.01 | 3878.0811 | 328.21 | 0 | 0 | 3549.8711 | 0 | 0 | 0
2127 | 283.379 | 761.48 | 3317.1992 | 294.9343 | 0 | 0 | 3022.2649 | 0 | 0 | 0
2128 | 230.684 | 549.51 | 2469.3647 | 240.0906 | 0 | 0 | 2229.2742 | 0 | 0 | 0
2129 | 250.683 | 304.05 | 1344.897 | 260.905 | 0 | 0 | 1083.9919 | 0 | 0 | 0
2130 | 298.518 | 72.87 | 246.2197 | 246.2197 | 0 | 0 | 0 | 0 | 0 | 64.4709
2131 | 256.165 | 0 | 0 | 0 | 0 | 0 | 0 | 0 | 0 | 266.6106
2132 | 318.4 | 0 | 0 | 0 | 0 | 0 | 0 | 0 | 0 | 331.3833
2133 | 298.4 | 0 | 0 | 0 | 0 | 0 | 0 | 0 | 0 | 310.5678
2134 | 237.6 | 0 | 0 | 0 | 0 | 0 | 0 | 0 | 0 | 247.2886
2135 | 305.6 | 0 | 0 | 0 | 0 | 0 | 0 | 0 | 0 | 318.0614
2136 | 168 | 0 | 0 | 0 | 0 | 0 | 0 | 0 | 0 | 174.8505
2137 | 228.8 | 0 | 0 | 0 | 0 | 0 | 0 | 0 | 0 | 238.1297
2138 | 226.4 | 0 | 0 | 0 | 0 | 0 | 0 | 0 | 0 | 235.6319
2139 | 221.6 | 0 | 0 | 0 | 0 | 0 | 0 | 0 | 0 | 230.6361
2140 | 135.2 | 0 | 0 | 0 | 0 | 0 | 0 | 0 | 0 | 140.713
2141 | 148.8 | 0 | 0 | 0 | 0 | 0 | 0 | 0 | 0 | 154.8676
2142 | 203.2 | 0 | 0 | 0 | 0 | 0 | 0 | 0 | 0 | 211.4858
2143 | 139.948 | 84.65 | 313.3727 | 145.6546 | -167.7181 | 0 | 0 | 0 | 0 | 0
2144 | 168.345 | 315.71 | 1415.7739 | 175.2096 | -1240.5643 | 0 | 0 | 0 | 0 | 0
2145 | 999.188 | 559.15 | 2494.6754 | 1039.9317 | -1454.7437 | 0 | 0 | 0 | 0 | 0
2146 | 1188.218 | 687.78 | 2966.9913 | 1236.6697 | -391.8452 | 0 | 1338.4764 | 0 | 0 | 0
2147 | 1369.757 | 525.43 | 2245.4936 | 1425.6113 | 0 | 0 | 819.8823 | 0 | 0 | 0
2148 | 1382.264 | 599.82 | 2529.736 | 1438.6283 | 0 | 0 | 1091.1077 | 0 | 0 | 0
2149 | 1401.945 | 780.61 | 3255.581 | 1459.1118 | 0 | 0 | 1796.4692 | 0 | 0 | 0
2150 | 1395.96 | 638.1 | 2705.6315 | 1452.8828 | 0 | 0 | 1252.7487 | 0 | 0 | 0
2151 | 1436.28 | 550.68 | 2390.3094 | 1494.8469 | 0 | 0 | 895.4625 | 0 | 0 | 0
2152 | 1584.287 | 433.63 | 1939.6999 | 1648.8891 | 0 | 0 | 290.8107 | 0 | 0 | 0
2153 | 1458.461 | 289.6 | 1284.5683 | 1284.5683 | 0 | 0 | 0 | 224.221 | 0 | 0
2154 | 1392.377 | 67.8 | 236.2719 | 236.2719 | 0 | 0 | 0 | 732.902 | 0 | 450.0943
2155 | 1600.335 | 0 | 0 | 0 | 0 | 0 | 0 | 0 | 0 | 1665.5915
2156 | 1251.2 | 0 | 0 | 0 | 0 | 0 | 0 | 0 | 0 | 1302.2199
2157 | 921.6 | 0 | 0 | 0 | 0 | 0 | 0 | 0 | 0 | 959.1799
2158 | 1216 | 0 | 0 | 0 | 0 | 0 | 0 | 0 | 0 | 1265.5846
2159 | 1305.6 | 0 | 0 | 0 | 0 | 0 | 0 | 0 | 0 | 1358.8382
2160 | 875.2 | 0 | 0 | 0 | 0 | 0 | 0 | 0 | 0 | 910.8878
2161 | 1137.6 | 0 | 0 | 0 | 0 | 0 | 0 | 1137.6 | 0 | 0
2162 | 760 | 0 | 0 | 0 | 0 | 0 | 0 | 760 | 0 | 0
2163 | 1196.8 | 0 | 0 | 0 | 0 | 0 | 0 | 1196.8 | 0 | 0
2164 | 1156 | 0 | 0 | 0 | 0 | 0 | 0 | 1156 | 0 | 0
2165 | 1220 | 0 | 0 | 0 | 0 | 0 | 0 | 1220 | 0 | 0
2166 | 1054.4 | 0 | 0 | 0 | 0 | 0 | 0 | 1054.4 | 0 | 0
2167 | 1293.304 | 75.61 | 287.4626 | 287.4626 | 0 | 0 | 0 | 0 | 0 | 1058.5782
2168 | 1393.785 | 243.93 | 1101.0461 | 1101.0461 | 0 | 0 | 0 | 0 | 0 | 349.573
2169 | 1579.901 | 551.03 | 2466.6129 | 1644.3243 | -822.2886 | 0 | 0 | 0 | 0 | 0
2170 | 1649.699 | 753.44 | 3226.763 | 1716.9684 | -1509.7945 | 0 | 0 | 0 | 0 | 0
2171 | 1676.943 | 911.3 | 3778.1592 | 1745.3234 | -2032.8359 | 0 | 0 | 0 | 0 | 0
2172 | 1684.745 | 991.31 | 4047.6267 | 1753.4435 | -2093.1229 | 0 | 201.0604 | 0 | 0 | 0
2173 | 1931.871 | 988.55 | 4063.9898 | 2010.6465 | -2053.3433 | 0 | 0 | 0 | 0 | 0
2174 | 1728.951 | 432.11 | 1846.1642 | 1799.4521 | -46.7121 | 0 | 0 | 0 | 0 | 0
2175 | 1653.202 | 722.21 | 3124.6461 | 1720.6143 | -1404.0318 | 0 | 0 | 0 | 0 | 0
2176 | 1470.106 | 438.37 | 1940.6834 | 1530.0522 | -410.6312 | 0 | 0 | 0 | 0 | 0
2177 | 1634.306 | 276.88 | 1230.5239 | 1230.5239 | 0 | 0 | 0 | 451.993 | 0 | 0
2178 | 1538.105 | 60.12 | 209.7925 | 209.7925 | 0 | 0 | 0 | 1336.532 | 0 | 0
2179 | 1470.4 | 0 | 0 | 0 | 0 | 0 | 0 | 0 | 0 | 1530.3582
2180 | 1250.4 | 0 | 0 | 0 | 0 | 0 | 0 | 0 | 0 | 1301.3873
2181 | 1324.8 | 0 | 0 | 0 | 0 | 0 | 0 | 0 | 0 | 1378.8211
2182 | 1529.6 | 0 | 0 | 0 | 0 | 0 | 0 | 0 | 0 | 1591.9722
2183 | 1635.2 | 0 | 0 | 0 | 0 | 0 | 0 | 0 | 0 | 1701.8782
2184 | 1508 | 0 | 0 | 0 | 0 | 0 | 0 | 1508 | 0 | 0
2185 | 972 | 0 | 0 | 0 | 0 | 0 | 0 | 972 | 0 | 0
2186 | 1086.4 | 0 | 0 | 0 | 0 | 0 | 0 | 1086.4 | 0 | 0
2187 | 1562.4 | 0 | 0 | 0 | 0 | 0 | 0 | 1562.4 | 0 | 0
2188 | 1220 | 0 | 0 | 0 | 0 | 0 | 0 | 1220 | 0 | 0
2189 | 1601.6 | 0 | 0 | 0 | 0 | 0 | 0 | 1601.6 | 0 | 0
2190 | 1461.6 | 0 | 0 | 0 | 0 | 0 | 0 | 1461.6 | 0 | 0
2191 | 1554.491 | 52.85 | 206.5723 | 206.5723 | 0 | 0 | 0 | 485.215 | 0 | 906.3053
2192 | 1258.89 | 195.35 | 871.7172 | 871.7172 | 0 | 0 | 0 | 0 | 0 | 438.5063
2193 | 1130.656 | 420.19 | 1854.325 | 1176.7605 | -677.5644 | 0 | 0 | 0 | 0 | 0
2194 | 1493.053 | 605.43 | 2588.6315 | 1553.9349 | -1034.6966 | 0 | 0 | 0 | 0 | 0
2195 | 1407.71 | 720.63 | 3015.556 | 1465.1119 | -1550.4441 | 0 | 0 | 0 | 0 | 0
2196 | 1593.023 | 791.25 | 3273.6666 | 1657.9814 | -1615.6852 | 0 | 0 | 0 | 0 | 0
2197 | 1931.914 | 755.94 | 3141.2017 | 2010.6913 | -1130.5105 | 0 | 0 | 0 | 0 | 0
2198 | 1327.845 | 629.47 | 2658.7341 | 1381.9903 | -1276.7438 | 0 | 0 | 0 | 0 | 0
2199 | 1348.658 | 773.75 | 3353.771 | 1403.6519 | -1950.1191 | 0 | 0 | 0 | 0 | 0
2200 | 1472.454 | 485.18 | 2144.965 | 1532.496 | -612.469 | 0 | 0 | 0 | 0 | 0
2201 | 1419.53 | 312.83 | 1372.4807 | 1372.4807 | 0 | 0 | 0 | 100.822 | 0 | 0
2202 | 938.571 | 40.11 | 143.0475 | 143.0475 | 0 | 0 | 0 | 273.605 | 0 | 549.0337
2203 | 1347.852 | 0 | 0 | 0 | 0 | 0 | 0 | 0 | 0 | 1402.8131
2204 | 1007.2 | 0 | 0 | 0 | 0 | 0 | 0 | 0 | 0 | 1048.2704
2205 | 1144 | 0 | 0 | 0 | 0 | 0 | 0 | 0 | 0 | 1190.6487
2206 | 1352 | 0 | 0 | 0 | 0 | 0 | 0 | 0 | 0 | 1407.1302
2207 | 1520.8 | 0 | 0 | 0 | 0 | 0 | 0 | 0 | 0 | 1582.8133
2208 | 1532.8 | 0 | 0 | 0 | 0 | 0 | 0 | 0 | 0 | 1595.3027
2209 | 1087.2 | 0 | 0 | 0 | 0 | 0 | 0 | 1087.2 | 0 | 0
2210 | 1328.8 | 0 | 0 | 0 | 0 | 0 | 0 | 1328.8 | 0 | 0
2211 | 1067.2 | 0 | 0 | 0 | 0 | 0 | 0 | 1067.2 | 0 | 0
2212 | 1069.6 | 0 | 0 | 0 | 0 | 0 | 0 | 1069.6 | 0 | 0
2213 | 964.8 | 0 | 0 | 0 | 0 | 0 | 0 | 964.8 | 0 | 0
2214 | 1233.6 | 0 | 0 | 0 | 0 | 0 | 0 | 1233.6 | 0 | 0
2215 | 1241.187 | 94.83 | 335.6547 | 335.6547 | 0 | 0 | 0 | 0 | 0 | 956.1439
2216 | 1139.749 | 332.6 | 1497.5935 | 1186.2243 | -311.3692 | 0 | 0 | 0 | 0 | 0
2217 | 1485.342 | 576.05 | 2607.3041 | 1545.9095 | -1061.3946 | 0 | 0 | 0 | 0 | 0
2218 | 1788.565 | 784.99 | 3433.8099 | 1861.4969 | -1572.313 | 0 | 0 | 0 | 0 | 0
2219 | 1486.331 | 935.09 | 3993.318 | 1546.9388 | -2093.1229 | 0 | 353.2563 | 0 | 0 | 0
2220 | 1635.414 | 1012.44 | 4273.6689 | 1702.1009 | -2093.1229 | 0 | 478.4451 | 0 | 0 | 0
2221 | 1839.255 | 719.66 | 3054.8672 | 1914.2539 | -1140.6133 | 0 | 0 | 0 | 0 | 0
2222 | 1431.431 | 920.7 | 3952.3332 | 1489.8002 | -2093.1229 | 0 | 369.4102 | 0 | 0 | 0
2223 | 1727.174 | 768.04 | 3378.7039 | 1797.6026 | -465.7799 | 0 | 1115.3214 | 0 | 0 | 0
2224 | 1726.438 | 559.03 | 2532.6918 | 1796.8366 | 0 | 0 | 735.8552 | 0 | 0 | 0
2225 | 1599.501 | 312.42 | 1378.5307 | 1378.5307 | 0 | 0 | 0 | 274.98 | 0 | 0
2226 | 1633.042 | 77.24 | 244.313 | 244.313 | 0 | 0 | 0 | 1398.301 | 0 | 0
2227 | 1619.476 | 0 | 0 | 0 | 0 | 0 | 0 | 0 | 0 | 1685.513
2228 | 1533.6 | 0 | 0 | 0 | 0 | 0 | 0 | 0 | 0 | 1596.1353
2229 | 1748.8 | 0 | 0 | 0 | 0 | 0 | 0 | 0 | 0 | 1820.1105
2230 | 1145.6 | 0 | 0 | 0 | 0 | 0 | 0 | 0 | 0 | 1192.3139
2231 | 1203.2 | 0 | 0 | 0 | 0 | 0 | 0 | 0 | 0 | 1252.2626
2232 | 382.4 | 0 | 0 | 0 | 0 | 0 | 0 | 382.4 | 0 | 0
2233 | 120 | 0 | 0 | 0 | 0 | 0 | 0 | 120 | 0 | 0
2234 | 126.4 | 0 | 0 | 0 | 0 | 0 | 0 | 126.4 | 0 | 0
2235 | 118.4 | 0 | 0 | 0 | 0 | 0 | 0 | 118.4 | 0 | 0
2236 | 124.8 | 0 | 0 | 0 | 0 | 0 | 0 | 124.8 | 0 | 0
2237 | 127.2 | 0 | 0 | 0 | 0 | 0 | 0 | 127.2 | 0 | 0
2238 | 104.8 | 0 | 0 | 0 | 0 | 0 | 0 | 104.8 | 0 | 0
2239 | 90.455 | 50.03 | 195.2331 | 94.1435 | -101.0896 | 0 | 0 | 0 | 0 | 0
2240 | 181.636 | 194.46 | 871.1843 | 189.0425 | -682.1418 | 0 | 0 | 0 | 0 | 0
2241 | 1303.888 | 212.59 | 936.238 | 936.238 | 0 | 0 | 0 | 404.331 | 0 | 0
2242 | 1593.999 | 518.73 | 2257.8872 | 1658.9972 | -598.89 | 0 | 0 | 0 | 0 | 0
2243 | 1722.687 | 611.28 | 2610.008 | 1792.9327 | -817.0754 | 0 | 0 | 0 | 0 | 0
2244 | 1824.597 | 610.08 | 2581.2503 | 1898.9982 | -682.2521 | 0 | 0 | 0 | 0 | 0
2245 | 1538.349 | 766.06 | 3196.596 | 1601.0779 | -1595.5181 | 0 | 0 | 0 | 0 | 0
2246 | 1462.819 | 716.29 | 3016.4313 | 1522.4681 | -1493.9633 | 0 | 0 | 0 | 0 | 0
2247 | 1763.062 | 529.02 | 2283.8993 | 1834.954 | -448.9453 | 0 | 0 | 0 | 0 | 0
2248 | 1727.078 | 450.78 | 1994.4468 | 1797.5027 | -196.9441 | 0 | 0 | 0 | 0 | 0
2249 | 1726.744 | 70.39 | 286.887 | 286.887 | 0 | 0 | 0 | 1451.097 | 0 | 0
2250 | 1440.062 | 19.59 | 55.4182 | 55.4182 | 0 | 0 | 0 | 1386.815 | 0 | 0
2251 | 1485.876 | 0 | 0 | 0 | 0 | 0 | 0 | 0 | 0 | 1546.4653
2252 | 1420 | 0 | 0 | 0 | 0 | 0 | 0 | 0 | 0 | 1477.903
2253 | 1555.2 | 0 | 0 | 0 | 0 | 0 | 0 | 0 | 0 | 1618.6161
2254 | 1828.8 | 0 | 0 | 0 | 0 | 0 | 0 | 0 | 0 | 1903.3726
2255 | 1337.6 | 0 | 0 | 0 | 0 | 0 | 0 | 0 | 0 | 1392.143
2256 | 1448.8 | 0 | 0 | 0 | 0 | 0 | 0 | 1448.8 | 0 | 0
2257 | 1088.8 | 0 | 0 | 0 | 0 | 0 | 0 | 1088.8 | 0 | 0
2258 | 1398.4 | 0 | 0 | 0 | 0 | 0 | 0 | 1398.4 | 0 | 0
2259 | 1239.2 | 0 | 0 | 0 | 0 | 0 | 0 | 1239.2 | 0 | 0
2260 | 1181.6 | 0 | 0 | 0 | 0 | 0 | 0 | 1181.6 | 0 | 0
2261 | 1463.2 | 0 | 0 | 0 | 0 | 0 | 0 | 1463.2 | 0 | 0
2262 | 1187.2 | 0 | 0 | 0 | 0 | 0 | 0 | 1187.2 | 0 | 0
2263 | 1184.8 | 83.53 | 326.4147 | 326.4147 | 0 | 0 | 0 | 871.174 | 0 | 0
2264 | 1603.456 | 280.9 | 1274.6144 | 1274.6144 | 0 | 0 | 0 | 378.78 | 0 | 0
2265 | 1609.349 | 445.01 | 1992.4371 | 1674.9731 | -317.464 | 0 | 0 | 0 | 0 | 0
2266 | 1528.207 | 610.18 | 2657.6485 | 1590.5224 | -1067.1261 | 0 | 0 | 0 | 0 | 0
2267 | 1584.409 | 710.29 | 3019.129 | 1649.0161 | -1370.1129 | 0 | 0 | 0 | 0 | 0
2268 | 1411.614 | 748.29 | 3132.1897 | 1469.1751 | -1663.0146 | 0 | 0 | 0 | 0 | 0
2269 | 1807.633 | 779.54 | 3244.5967 | 1881.3425 | -1363.2542 | 0 | 0 | 0 | 0 | 0
2270 | 1580.825 | 752.37 | 3162.0568 | 1645.286 | -1516.7709 | 0 | 0 | 0 | 0 | 0
2271 | 1109.428 | 584.53 | 2521.8802 | 1154.6669 | -1367.2133 | 0 | 0 | 0 | 0 | 0
2272 | 1562.899 | 440.64 | 1956.4834 | 1626.629 | -329.8544 | 0 | 0 | 0 | 0 | 0
2273 | 1288.141 | 243.19 | 1084.0523 | 1084.0523 | 0 | 0 | 0 | 246.561 | 0 | 0
2274 | 1690.754 | 60.78 | 220.2076 | 220.2076 | 0 | 0 | 0 | 1479.174 | 0 | 0
2275 | 1651.22 | 0 | 0 | 0 | 0 | 0 | 0 | 0 | 0 | 1718.5515
2276 | 1392.8 | 0 | 0 | 0 | 0 | 0 | 0 | 0 | 0 | 1449.5939
2277 | 1446.4 | 0 | 0 | 0 | 0 | 0 | 0 | 0 | 0 | 1505.3796
2278 | 1270.4 | 0 | 0 | 0 | 0 | 0 | 0 | 0 | 0 | 1322.2028
2279 | 1509.6 | 0 | 0 | 0 | 0 | 0 | 0 | 0 | 0 | 1571.1566
2280 | 1620 | 0 | 0 | 0 | 0 | 0 | 0 | 1620 | 0 | 0
2281 | 1519.2 | 0 | 0 | 0 | 0 | 0 | 0 | 1519.2 | 0 | 0
2282 | 1356.8 | 0 | 0 | 0 | 0 | 0 | 0 | 1356.8 | 0 | 0
2283 | 1847.2 | 0 | 0 | 0 | 0 | 0 | 0 | 1847.2 | 0 | 0
2284 | 1688 | 0 | 0 | 0 | 0 | 0 | 0 | 1688 | 0 | 0
2285 | 1469.6 | 0 | 0 | 0 | 0 | 0 | 0 | 1469.6 | 0 | 0
2286 | 1407.2 | 0 | 0 | 0 | 0 | 0 | 0 | 1407.2 | 0 | 0
2287 | 1298.407 | 34.3 | 124.6632 | 124.6632 | 0 | 0 | 0 | 497.959 | 0 | 708.4245
2288 | 341.456 | 118.01 | 516.1129 | 355.3795 | -160.7334 | 0 | 0 | 0 | 0 | 0
2289 | 276.424 | 344.97 | 1540.587 | 287.6957 | -1252.8913 | 0 | 0 | 0 | 0 | 0
2290 | 284.243 | 599.75 | 2590.5861 | 295.8325 | -2093.1229 | 0 | 201.6307 | 0 | 0 | 0
2291 | 269.004 | 912.23 | 3809.2254 | 279.9721 | -2093.1229 | 0 | 1436.1304 | 0 | 0 | 0
2292 | 333.853 | 858.81 | 3509.2371 | 347.4665 | -2093.1229 | 0 | 1068.6478 | 0 | 0 | 0
2293 | 211.973 | 746.35 | 3076.8443 | 220.6166 | -2093.1229 | 0 | 763.1048 | 0 | 0 | 0
2294 | 211.252 | 821.02 | 3349.8192 | 219.8651 | -1044.7224 | 0 | 2085.2317 | 0 | 0 | 0
2295 | 343.658 | 607.31 | 2580.8777 | 357.6713 | 0 | 0 | 2223.2064 | 0 | 0 | 0
2296 | 393.167 | 313.99 | 1373.2176 | 409.1991 | 0 | 0 | 964.0185 | 0 | 0 | 0
2297 | 317.159 | 253.68 | 1121.3371 | 330.0917 | 0 | 0 | 791.2454 | 0 | 0 | 0
2298 | 348.83 | 62.6 | 223.1883 | 223.1883 | 0 | 0 | 0 | 0 | 0 | 139.8658
2299 | 281.691 | 0 | 0 | 0 | 0 | 0 | 0 | 0 | 0 | 293.1775
2300 | 266.4 | 0 | 0 | 0 | 0 | 0 | 0 | 0 | 0 | 277.2629
2301 | 309.6 | 0 | 0 | 0 | 0 | 0 | 0 | 0 | 0 | 322.2245
2302 | 292 | 0 | 0 | 0 | 0 | 0 | 0 | 0 | 0 | 303.9068
2303 | 243.2 | 0 | 0 | 0 | 0 | 0 | 0 | 0 | 0 | 253.1169
2304 | 139.2 | 0 | 0 | 0 | 0 | 0 | 0 | 0 | 0 | 144.8761
2305 | 142.4 | 0 | 0 | 0 | 0 | 0 | 0 | 0 | 0 | 148.2066
2306 | 124 | 0 | 0 | 0 | 0 | 0 | 0 | 0 | 0 | 129.0563
2307 | 118.4 | 0 | 0 | 0 | 0 | 0 | 0 | 0 | 0 | 123.228
2308 | 115.2 | 0 | 0 | 0 | 0 | 0 | 0 | 0 | 0 | 119.8975
2309 | 101.6 | 0 | 0 | 0 | 0 | 0 | 0 | 0 | 0 | 105.7429
2310 | 99.2 | 0 | 0 | 0 | 0 | 0 | 0 | 0 | 0 | 103.2451
2311 | 81.795 | 79.16 | 313.6599 | 85.1303 | -228.5296 | 0 | 0 | 0 | 0 | 0
2312 | 89.489 | 265.15 | 1202.0472 | 93.1381 | -1108.9092 | 0 | 0 | 0 | 0 | 0
2313 | 89.121 | 559 | 2526.9478 | 92.7561 | -1404.5106 | 0 | 1029.6811 | 0 | 0 | 0
2314 | 88.082 | 761.4 | 3331.7763 | 91.6737 | 0 | 0 | 3240.1026 | 0 | 0 | 0
2315 | 84.446 | 900.54 | 3844.6399 | 87.8894 | 0 | 0 | 3756.7504 | 0 | 0 | 0
2316 | 92.13 | 590.69 | 2533.334 | 95.8868 | 0 | 0 | 2437.4472 | 0 | 0 | 0
2317 | 88.264 | 194.27 | 827.3749 | 91.8631 | 0 | 0 | 735.5118 | 0 | 0 | 0
2318 | 92.708 | 236.6 | 1019.5148 | 96.4883 | 0 | 0 | 923.0264 | 0 | 0 | 0
2319 | 86.801 | 226.85 | 984.9214 | 90.3405 | 0 | 0 | 894.581 | 0 | 0 | 0
2320 | 98.247 | 46.09 | 173.1186 | 102.2532 | 0 | 0 | 70.8655 | 0 | 0 | 0
2321 | 88.18 | 112.12 | 481.838 | 91.7757 | 0 | 0 | 390.0623 | 0 | 0 | 0
2322 | 94.896 | 28.42 | 93.6137 | 93.6137 | 0 | 0 | 0 | 0 | 0 | 5.1518
2323 | 102.069 | 0 | 0 | 0 | 0 | 0 | 0 | 0 | 0 | 106.231
2324 | 104.8 | 0 | 0 | 0 | 0 | 0 | 0 | 0 | 0 | 109.0734
2325 | 103.2 | 0 | 0 | 0 | 0 | 0 | 0 | 0 | 0 | 107.4082
2326 | 111.2 | 0 | 0 | 0 | 0 | 0 | 0 | 0 | 0 | 115.7344
2327 | 101.6 | 0 | 0 | 0 | 0 | 0 | 0 | 0 | 0 | 105.7429
2328 | 107.2 | 0 | 0 | 0 | 0 | 0 | 0 | 0 | 0 | 111.5713
2329 | 96.8 | 0 | 0 | 0 | 0 | 0 | 0 | 0 | 0 | 100.7472
2330 | 103.2 | 0 | 0 | 0 | 0 | 0 | 0 | 0 | 0 | 107.4082
2331 | 100 | 0 | 0 | 0 | 0 | 0 | 0 | 0 | 0 | 104.0777
2332 | 101.6 | 0 | 0 | 0 | 0 | 0 | 0 | 0 | 0 | 105.7429
2333 | 96 | 0 | 0 | 0 | 0 | 0 | 0 | 0 | 0 | 99.9146
2334 | 101.6 | 0 | 0 | 0 | 0 | 0 | 0 | 0 | 0 | 105.7429
2335 | 90.638 | 79.4 | 316.6761 | 94.3339 | -222.3422 | 0 | 0 | 0 | 0 | 0
2336 | 142.371 | 270.3 | 1225.2233 | 148.1764 | -1077.0468 | 0 | 0 | 0 | 0 | 0
2337 | 876.805 | 489.22 | 2190.5437 | 912.5593 | -130.171 | 0 | 1147.8134 | 0 | 0 | 0
2338 | 1186.13 | 558.68 | 2438.028 | 1234.4966 | 0 | 0 | 1203.5314 | 0 | 0 | 0
2339 | 1409.196 | 607.38 | 2612.3643 | 1466.6585 | 0 | 0 | 1145.7058 | 0 | 0 | 0
2340 | 1645.065 | 985.6 | 4159.0492 | 1712.1455 | 0 | 0 | 2446.9037 | 0 | 0 | 0
2341 | 1551.507 | 508.85 | 2187.437 | 1614.7725 | 0 | 0 | 572.6645 | 0 | 0 | 0
2342 | 1454.836 | 642.64 | 2765.4147 | 1514.1595 | 0 | 0 | 1251.2552 | 0 | 0 | 0
2343 | 1456.702 | 402.07 | 1766.2513 | 1516.1016 | 0 | 0 | 250.1497 | 0 | 0 | 0
2344 | 1631.387 | 192.85 | 845.6634 | 845.6634 | 0 | 0 | 0 | 818.856 | 0 | 0
2345 | 1631.553 | 217.44 | 972.6299 | 972.6299 | 0 | 0 | 0 | 697.03 | 0 | 0
2346 | 1765.931 | 52.23 | 191.5581 | 191.5581 | 0 | 0 | 0 | 1581.878 | 0 | 0
2347 | 1730.86 | 0 | 0 | 0 | 0 | 0 | 0 | 0 | 0 | 1801.4389
2348 | 1846.4 | 0 | 0 | 0 | 0 | 0 | 0 | 0 | 0 | 1921.6903
2349 | 1725.6 | 0 | 0 | 0 | 0 | 0 | 0 | 0 | 0 | 1795.9644
2350 | 1554.4 | 0 | 0 | 0 | 0 | 0 | 0 | 0 | 0 | 1617.7834
2351 | 1998.4 | 0 | 0 | 0 | 0 | 0 | 0 | 0 | 0 | 2079.8883
2352 | 1700.8 | 0 | 0 | 0 | 0 | 0 | 0 | 1700.8 | 0 | 0
2353 | 1940.8 | 0 | 0 | 0 | 0 | 0 | 0 | 1940.8 | 0 | 0
2354 | 1621.6 | 0 | 0 | 0 | 0 | 0 | 0 | 1621.6 | 0 | 0
2355 | 1272.8 | 0 | 0 | 0 | 0 | 0 | 0 | 1272.8 | 0 | 0
2356 | 1277.6 | 0 | 0 | 0 | 0 | 0 | 0 | 1277.6 | 0 | 0
2357 | 1742.4 | 0 | 0 | 0 | 0 | 0 | 0 | 1742.4 | 0 | 0
2358 | 1696 | 0 | 0 | 0 | 0 | 0 | 0 | 1696 | 0 | 0
2359 | 1093.028 | 97.44 | 376.0576 | 376.0576 | 0 | 0 | 0 | 236.506 | 0 | 515.3906
2360 | 1153.367 | 332.82 | 1490.4996 | 1200.3976 | -290.102 | 0 | 0 | 0 | 0 | 0
2361 | 1724.16 | 579.52 | 2538.7065 | 1794.4657 | -744.2408 | 0 | 0 | 0 | 0 | 0
2362 | 2138.256 | 789.18 | 3263.3765 | 2225.4472 | -1037.9292 | 0 | 0 | 0 | 0 | 0
2363 | 1900.048 | 943.98 | 3760.5961 | 1977.5259 | -1783.0703 | 0 | 0 | 0 | 0 | 0
2364 | 2133.191 | 1016.44 | 4010.3118 | 2220.1757 | -1790.1361 | 0 | 0 | 0 | 0 | 0
2365 | 1700.026 | 1008.05 | 4029.1998 | 1769.3476 | -2093.1229 | 0 | 166.7293 | 0 | 0 | 0
2366 | 1540.681 | 917.65 | 3792.6219 | 1603.505 | -2093.1229 | 0 | 95.994 | 0 | 0 | 0
2367 | 1354.534 | 758.21 | 3258.9875 | 1409.7686 | -999.1135 | 0 | 850.1054 | 0 | 0 | 0
2368 | 1652.807 | 544.14 | 2433.5786 | 1720.2032 | 0 | 0 | 713.3755 | 0 | 0 | 0
2369 | 1811.042 | 298.25 | 1308.9975 | 1308.9975 | 0 | 0 | 0 | 553.33 | 0 | 0
2370 | 1517.038 | 71.12 | 236.2657 | 236.2657 | 0 | 0 | 0 | 1290.029 | 0 | 0
2371 | 1866.297 | 0 | 0 | 0 | 0 | 0 | 0 | 0 | 0 | 1942.3986
2372 | 1745.6 | 0 | 0 | 0 | 0 | 0 | 0 | 0 | 0 | 1816.78
2373 | 2057.6 | 0 | 0 | 0 | 0 | 0 | 0 | 46.484 | 0 | 2093.1229
2374 | 1675.2 | 0 | 0 | 0 | 0 | 0 | 0 | 0 | 0 | 1743.5093
2375 | 1663.2 | 0 | 0 | 0 | 0 | 0 | 0 | 0 | 0 | 1731.02
2376 | 1429.6 | 0 | 0 | 0 | 0 | 0 | 0 | 1429.6 | 0 | 0
2377 | 1479.2 | 0 | 0 | 0 | 0 | 0 | 0 | 1479.2 | 0 | 0
2378 | 1613.6 | 0 | 0 | 0 | 0 | 0 | 0 | 1613.6 | 0 | 0
2379 | 1020.8 | 0 | 0 | 0 | 0 | 0 | 0 | 1020.8 | 0 | 0
2380 | 1254.4 | 0 | 0 | 0 | 0 | 0 | 0 | 1254.4 | 0 | 0
2381 | 1267.2 | 0 | 0 | 0 | 0 | 0 | 0 | 1267.2 | 0 | 0
2382 | 1392 | 0 | 0 | 0 | 0 | 0 | 0 | 1392 | 0 | 0
2383 | 1293.522 | 104.26 | 388.2722 | 388.2722 | 0 | 0 | 0 | 531.016 | 0 | 405.3264
2384 | 650.269 | 340.09 | 1539.8313 | 676.7849 | -863.0465 | 0 | 0 | 0 | 0 | 0
2385 | 1468.701 | 582.57 | 2639.6535 | 1528.5899 | -1111.0636 | 0 | 0 | 0 | 0 | 0
2386 | 1476.864 | 785.28 | 3441.9644 | 1537.0858 | -1904.8786 | 0 | 0 | 0 | 0 | 0
2387 | 1368.496 | 906.82 | 3886.5717 | 1424.2978 | -2093.1229 | 0 | 369.151 | 0 | 0 | 0
2388 | 1103.419 | 980.41 | 4158.1801 | 1148.4129 | -2093.1229 | 0 | 916.6444 | 0 | 0 | 0
2389 | 1738.664 | 975.3 | 4145.5878 | 1809.5601 | -2093.1229 | 0 | 242.9048 | 0 | 0 | 0
2390 | 1353.651 | 882.48 | 3808.296 | 1408.8485 | -672.4802 | 0 | 1726.9672 | 0 | 0 | 0
2391 | 1671.773 | 734.34 | 3242.8398 | 1739.9425 | 0 | 0 | 1502.8973 | 0 | 0 | 0
2392 | 1643.7 | 527.6 | 2393.8293 | 1710.7248 | 0 | 0 | 683.1045 | 0 | 0 | 0
2393 | 1554.145 | 290.62 | 1287.1776 | 1287.1776 | 0 | 0 | 0 | 317.398 | 0 | 0
2394 | 1624.376 | 67.8 | 234.0114 | 234.0114 | 0 | 0 | 0 | 1399.533 | 0 | 0
2395 | 1597.412 | 0 | 0 | 0 | 0 | 0 | 0 | 0 | 0 | 1662.5493
2396 | 1305.6 | 0 | 0 | 0 | 0 | 0 | 0 | 0 | 0 | 1358.8382
2397 | 1634.4 | 0 | 0 | 0 | 0 | 0 | 0 | 0 | 0 | 1701.0456
2398 | 1851.2 | 0 | 0 | 0 | 0 | 0 | 0 | 0 | 0 | 1926.686
2399 | 1613.6 | 0 | 0 | 0 | 0 | 0 | 0 | 0 | 0 | 1679.3974
2400 | 1363.2 | 0 | 0 | 0 | 0 | 0 | 0 | 1363.2 | 0 | 0
2401 | 1245.6 | 0 | 0 | 0 | 0 | 0 | 0 | 1245.6 | 0 | 0
2402 | 1235.2 | 0 | 0 | 0 | 0 | 0 | 0 | 1235.2 | 0 | 0
2403 | 1324 | 0 | 0 | 0 | 0 | 0 | 0 | 1324 | 0 | 0
2404 | 1393.6 | 0 | 0 | 0 | 0 | 0 | 0 | 1393.6 | 0 | 0
2405 | 1192 | 0 | 0 | 0 | 0 | 0 | 0 | 1192 | 0 | 0
2406 | 1108 | 0 | 0 | 0 | 0 | 0 | 0 | 1108 | 0 | 0
2407 | 1071.458 | 97.02 | 383.1089 | 0 | -383.1089 | 0 | 0 | 1071.458 | 0 | 0
2408 | 700.377 | 328.02 | 1487.7831 | 0 | -1487.7831 | 0 | 0 | 700.377 | 0 | 0
2409 | 1179.725 | 386.24 | 1720.685 | 249.546 | -1471.139 | 0 | 0 | 939.956 | 0 | 0
2410 | 1627.857 | 368.74 | 1598.0493 | 1598.0493 | 0 | 0 | 0 | 92.418 | 0 | 0
2411 | 1504.309 | 581.29 | 2443.1673 | 1565.6499 | -877.5174 | 0 | 0 | 0 | 0 | 0
2412 | 1607.655 | 621.67 | 2565.7198 | 1673.21 | -892.5098 | 0 | 0 | 0 | 0 | 0
2413 | 1708.11 | 987.25 | 3975.2813 | 1777.7612 | -2093.1229 | 0 | 104.3972 | 0 | 0 | 0
2414 | 1747.615 | 685.98 | 2847.9587 | 1818.8771 | -1029.0816 | 0 | 0 | 0 | 0 | 0
2415 | 1656.806 | 468.88 | 2006.9663 | 1724.3652 | -282.6011 | 0 | 0 | 0 | 0 | 0
2416 | 1940.668 | 274.14 | 1195.3915 | 1195.3915 | 0 | 0 | 0 | 792.111 | 0 | 0
2417 | 1471.768 | 282.34 | 1235.9089 | 1235.9089 | 0 | 0 | 0 | 284.281 | 0 | 0
2418 | 1831.384 | 62.93 | 218.3071 | 218.3071 | 0 | 0 | 0 | 1621.63 | 0 | 0
2419 | 1741.725 | 0 | 0 | 0 | 0 | 0 | 0 | 0 | 0 | 1812.747
2420 | 1332.8 | 0 | 0 | 0 | 0 | 0 | 0 | 0 | 0 | 1387.1473
2421 | 1913.6 | 0 | 0 | 0 | 0 | 0 | 0 | 0 | 0 | 1991.6305
2422 | 1916 | 0 | 0 | 0 | 0 | 0 | 0 | 0 | 0 | 1994.1283
2423 | 1797.6 | 0 | 0 | 0 | 0 | 0 | 0 | 0 | 0 | 1870.9004
2424 | 1308 | 0 | 0 | 0 | 0 | 0 | 0 | 1308 | 0 | 0
2425 | 1379.2 | 0 | 0 | 0 | 0 | 0 | 0 | 1379.2 | 0 | 0
2426 | 1590.4 | 0 | 0 | 0 | 0 | 0 | 0 | 1590.4 | 0 | 0
2427 | 1549.6 | 0 | 0 | 0 | 0 | 0 | 0 | 1549.6 | 0 | 0
2428 | 934.4 | 0 | 0 | 0 | 0 | 0 | 0 | 934.4 | 0 | 0
2429 | 1459.2 | 0 | 0 | 0 | 0 | 0 | 0 | 1459.2 | 0 | 0
2430 | 1591.2 | 0 | 0 | 0 | 0 | 0 | 0 | 1591.2 | 0 | 0
2431 | 966.93 | 95.97 | 374.3903 | 374.3903 | 0 | 0 | 0 | 607.208 | 0 | 0
2432 | 1477.577 | 321.15 | 1438.4815 | 1438.4815 | 0 | 0 | 0 | 95.454 | 0 | 0
2433 | 1354.983 | 553.21 | 2434.659 | 1410.2349 | -1024.4241 | 0 | 0 | 0 | 0 | 0
2434 | 1698.036 | 751.57 | 3169.8887 | 1767.2765 | -1402.6122 | 0 | 0 | 0 | 0 | 0
2435 | 1687.35 | 905.08 | 3688.7305 | 1756.1547 | -1932.5758 | 0 | 0 | 0 | 0 | 0
2436 | 1799.841 | 973.93 | 3907.4685 | 1873.2327 | -2034.2357 | 0 | 0 | 0 | 0 | 0
2437 | 1492.56 | 966.45 | 3908.146 | 1553.4208 | -2093.1229 | 0 | 261.6024 | 0 | 0 | 0
2438 | 1614.825 | 872.66 | 3633.4257 | 1680.6724 | -1952.7533 | 0 | 0 | 0 | 0 | 0
2439 | 1802.673 | 721.65 | 3115.148 | 1876.1802 | -391.1125 | 0 | 847.8553 | 0 | 0 | 0
2440 | 1703.159 | 399.91 | 1767.8583 | 1767.8583 | 0 | 0 | 0 | 4.564 | 0 | 0
2441 | 1953.342 | 159.24 | 695.4689 | 695.4689 | 0 | 0 | 0 | 1285.121 | 0 | 0
2442 | 1610.257 | 35.22 | 122.2403 | 122.2403 | 0 | 0 | 0 | 1492.806 | 0 | 0
2443 | 1843.247 | 0 | 0 | 0 | 0 | 0 | 0 | 0 | 0 | 1918.4087
2444 | 1636 | 0 | 0 | 0 | 0 | 0 | 0 | 0 | 0 | 1702.7108
2445 | 1706.4 | 0 | 0 | 0 | 0 | 0 | 0 | 0 | 0 | 1775.9815
2446 | 2003.2 | 0 | 0 | 0 | 0 | 0 | 0 | 0 | 0 | 2084.8841
2447 | 1822.4 | 0 | 0 | 0 | 0 | 0 | 0 | 0 | 0 | 1896.7116
2448 | 1698.4 | 0 | 0 | 0 | 0 | 0 | 0 | 1698.4 | 0 | 0
2449 | 1377.6 | 0 | 0 | 0 | 0 | 0 | 0 | 1377.6 | 0 | 0
2450 | 1225.6 | 0 | 0 | 0 | 0 | 0 | 0 | 1225.6 | 0 | 0
2451 | 1188 | 0 | 0 | 0 | 0 | 0 | 0 | 1188 | 0 | 0
2452 | 1199.2 | 0 | 0 | 0 | 0 | 0 | 0 | 1199.2 | 0 | 0
2453 | 1212 | 0 | 0 | 0 | 0 | 0 | 0 | 1212 | 0 | 0
2454 | 1070.4 | 0 | 0 | 0 | 0 | 0 | 0 | 1070.4 | 0 | 0
2455 | 974.019 | 58.68 | 235.1032 | 235.1032 | 0 | 0 | 0 | 408.516 | 0 | 353.4592
2456 | 196.406 | 205.62 | 918.2066 | 204.4148 | -713.7918 | 0 | 0 | 0 | 0 | 0
2457 | 173.54 | 542.78 | 2381.6928 | 180.6154 | -2093.1229 | 0 | 107.9546 | 0 | 0 | 0
2458 | 0 | 745.51 | 3129.9052 | 0 | -2093.1229 | 0 | 1036.7823 | 0 | 0 | 0
2459 | 0 | 891.18 | 3636.1484 | -0.0010408 | -2093.1229 | 0 | 1543.0265 | 0 | 0 | 0
2460 | 0 | 721.5 | 2972.9456 | -0.0010408 | -2093.1229 | 0 | 879.8238 | 0 | 0 | 0
2461 | 0 | 795.66 | 3284.5854 | 0 | -1744.5542 | 0 | 1540.0312 | 0 | 0 | 0
2462 | 267.984 | 534.78 | 2276.6441 | 278.9115 | 0 | 0 | 1997.7325 | 0 | 0 | 0
2463 | 256.129 | 721.8 | 3148.6256 | 266.5731 | 0 | 0 | 2882.0525 | 0 | 0 | 0
2464 | 126.647 | 513.79 | 2311.381 | 131.8113 | 0 | 0 | 2179.5698 | 0 | 0 | 0
2465 | 227.812 | 278.45 | 1231.1536 | 237.1014 | 0 | 0 | 994.0522 | 0 | 0 | 0
2466 | 353.747 | 61.88 | 218.1333 | 218.1333 | 0 | 0 | 0 | 0 | 0 | 150.0384
2467 | 216.663 | 0 | 0 | 0 | 0 | 0 | 0 | 0 | 0 | 225.4978
2468 | 193.6 | 0 | 0 | 0 | 0 | 0 | 0 | 0 | 0 | 201.4944
2469 | 127.2 | 0 | 0 | 0 | 0 | 0 | 0 | 0 | 0 | 132.3868
2470 | 117.6 | 0 | 0 | 0 | 0 | 0 | 0 | 0 | 0 | 122.3954
2471 | 128.8 | 0 | 0 | 0 | 0 | 0 | 0 | 0 | 0 | 134.0521
2472 | 140.8 | 0 | 0 | 0 | 0 | 0 | 0 | 0 | 0 | 146.5414
2473 | 108.8 | 0 | 0 | 0 | 0 | 0 | 0 | 0 | 0 | 113.2365
2474 | 100 | 0 | 0 | 0 | 0 | 0 | 0 | 0 | 0 | 104.0777
2475 | 89.6 | 0 | 0 | 0 | 0 | 0 | 0 | 0 | 0 | 93.2536
2476 | 99.2 | 0 | 0 | 0 | 0 | 0 | 0 | 0 | 0 | 103.2451
2477 | 91.2 | 0 | 0 | 0 | 0 | 0 | 0 | 0 | 0 | 94.9188
2478 | 98.4 | 0 | 0 | 0 | 0 | 0 | 0 | 0 | 0 | 102.4124
2479 | 64.271 | 92.42 | 368.7607 | 66.8918 | -301.869 | 0 | 0 | 0 | 0 | 0
2480 | 44.716 | 317.64 | 1434.1228 | 46.5394 | -1387.5834 | 0 | 0 | 0 | 0 | 0
2481 | 503.248 | 463.77 | 2064.5608 | 523.7688 | -228.6732 | 0 | 1312.1188 | 0 | 0 | 0
2482 | 593.572 | 619.03 | 2671.0745 | 617.776 | 0 | 0 | 2053.2986 | 0 | 0 | 0
2483 | 451.248 | 468.83 | 2009.9232 | 469.6484 | 0 | 0 | 1540.2747 | 0 | 0 | 0
2484 | 445.515 | 977.16 | 4099.8186 | 463.6817 | 0 | 0 | 3636.1369 | 0 | 0 | 0
2485 | 1718.709 | 653.08 | 2786.8152 | 1788.7924 | 0 | 0 | 998.0227 | 0 | 0 | 0
2486 | 1825.482 | 674.33 | 2905.8717 | 1899.9193 | 0 | 0 | 1005.9524 | 0 | 0 | 0
2487 | 1311.2 | 499.71 | 2197.8646 | 1364.6665 | 0 | 0 | 833.198 | 0 | 0 | 0
2488 | 1571.2 | 442.18 | 1988.2937 | 1635.2685 | 0 | 0 | 353.0252 | 0 | 0 | 0
2489 | 1255.2 | 273.76 | 1217.3987 | 1217.3987 | 0 | 0 | 0 | 85.498 | 0 | 0
2490 | 1663.487 | 59.72 | 210.0204 | 210.0204 | 0 | 0 | 0 | 1461.695 | 0 | 0
2491 | 1610.935 | 0 | 0 | 0 | 0 | 0 | 0 | 0 | 0 | 1676.6238
2492 | 1180.8 | 0 | 0 | 0 | 0 | 0 | 0 | 0 | 0 | 1228.9492
2493 | 1295.2 | 0 | 0 | 0 | 0 | 0 | 0 | 0 | 0 | 1348.0141
2494 | 1408 | 0 | 0 | 0 | 0 | 0 | 0 | 0 | 0 | 1465.4137
2495 | 1508 | 0 | 0 | 0 | 0 | 0 | 0 | 0 | 0 | 1569.4914
2496 | 1367.2 | 0 | 0 | 0 | 0 | 0 | 0 | 1367.2 | 0 | 0
2497 | 1770.4 | 0 | 0 | 0 | 0 | 0 | 0 | 1770.4 | 0 | 0
2498 | 1622.4 | 0 | 0 | 0 | 0 | 0 | 0 | 1622.4 | 0 | 0
2499 | 1314.4 | 0 | 0 | 0 | 0 | 0 | 0 | 1314.4 | 0 | 0
2500 | 1200.8 | 0 | 0 | 0 | 0 | 0 | 0 | 1200.8 | 0 | 0
2501 | 1348 | 0 | 0 | 0 | 0 | 0 | 0 | 1348 | 0 | 0
2502 | 1156 | 0 | 0 | 0 | 0 | 0 | 0 | 1156 | 0 | 0
2503 | 1375.182 | 102.64 | 403.1667 | 403.1667 | 0 | 0 | 0 | 987.811 | 0 | 0
2504 | 1228.928 | 331.06 | 1496.0282 | 1279.0397 | -216.9884 | 0 | 0 | 0 | 0 | 0
2505 | 1763.437 | 565.97 | 2547.041 | 1835.3443 | -711.6967 | 0 | 0 | 0 | 0 | 0
2506 | 1786.454 | 111.22 | 461.9248 | 461.9248 | 0 | 0 | 0 | 1342.627 | 0 | 0
2507 | 1601.327 | 903.17 | 3827.5566 | 1666.624 | -2093.1229 | 0 | 67.8097 | 0 | 0 | 0
2508 | 1886.909 | 975.44 | 4065.2918 | 1963.8511 | -2093.1229 | 0 | 8.3179 | 0 | 0 | 0
2509 | 1830.371 | 452.51 | 1928.5708 | 1905.0077 | -23.5632 | 0 | 0 | 0 | 0 | 0
2510 | 1393.734 | 892.15 | 3775.4241 | 1450.565 | -2093.1229 | 0 | 231.7362 | 0 | 0 | 0
2511 | 1534.199 | 504.69 | 2190.5677 | 1596.7587 | -593.809 | 0 | 0 | 0 | 0 | 0
2512 | 1641.378 | 404.03 | 1796.3828 | 1708.3081 | -88.0747 | 0 | 0 | 0 | 0 | 0
2513 | 1522.665 | 231.4 | 1028.965 | 1028.965 | 0 | 0 | 0 | 534.014 | 0 | 0
2514 | 1554.326 | 64.93 | 226.7499 | 226.7499 | 0 | 0 | 0 | 750.893 | 0 | 609.4445
2515 | 1267.674 | 0 | 0 | 0 | 0 | 0 | 0 | 0 | 0 | 1319.3657
2516 | 1214.4 | 0 | 0 | 0 | 0 | 0 | 0 | 0 | 0 | 1263.9193
2517 | 1422.4 | 0 | 0 | 0 | 0 | 0 | 0 | 0 | 0 | 1480.4009
2518 | 1226.4 | 0 | 0 | 0 | 0 | 0 | 0 | 0 | 0 | 1276.4087
2519 | 1222.4 | 0 | 0 | 0 | 0 | 0 | 0 | 0 | 0 | 1272.2456
2520 | 1440.8 | 0 | 0 | 0 | 0 | 0 | 0 | 0 | 0 | 1499.5512
2521 | 1159.2 | 0 | 0 | 0 | 0 | 0 | 0 | 1159.2 | 0 | 0
2522 | 1145.6 | 0 | 0 | 0 | 0 | 0 | 0 | 1145.6 | 0 | 0
2523 | 1368.8 | 0 | 0 | 0 | 0 | 0 | 0 | 1368.8 | 0 | 0
2524 | 864.8 | 0 | 0 | 0 | 0 | 0 | 0 | 864.8 | 0 | 0
2525 | 943.2 | 0 | 0 | 0 | 0 | 0 | 0 | 943.2 | 0 | 0
2526 | 1092 | 0 | 0 | 0 | 0 | 0 | 0 | 1092 | 0 | 0
2527 | 1156.517 | 91.39 | 370.5956 | 370.5956 | 0 | 0 | 0 | 0 | 0 | 833.0804
2528 | 715.847 | 332.81 | 1498.0785 | 745.0369 | -753.0416 | 0 | 0 | 0 | 0 | 0
2529 | 1374.694 | 473.93 | 2094.8787 | 1430.7496 | -664.129 | 0 | 0 | 0 | 0 | 0
2530 | 1474.584 | 654.37 | 2793.7946 | 1534.7128 | -1259.0818 | 0 | 0 | 0 | 0 | 0
2531 | 1171.084 | 907.03 | 3775.4001 | 1218.836 | -2093.1229 | 0 | 463.4413 | 0 | 0 | 0
2532 | 1452.682 | 972.61 | 3995.9563 | 1511.9177 | -2093.1229 | 0 | 390.9158 | 0 | 0 | 0
2533 | 1536.423 | 804.98 | 3332.4424 | 1599.0734 | -1733.369 | 0 | 0 | 0 | 0 | 0
2534 | 1489.362 | 723.63 | 3061.14 | 1550.0934 | -1511.0466 | 0 | 0 | 0 | 0 | 0
2535 | 1094.152 | 590.88 | 2572.3454 | 1138.768 | -723.9237 | 0 | 709.6537 | 0 | 0 | 0
2536 | 1400.201 | 416.34 | 1862.1079 | 1457.2967 | 0 | 0 | 404.8112 | 0 | 0 | 0
2537 | 1681.075 | 221.86 | 989.9411 | 989.9411 | 0 | 0 | 0 | 729.919 | 0 | 0
2538 | 1647.588 | 53.62 | 195.1852 | 195.1852 | 0 | 0 | 0 | 1460.05 | 0 | 0
2539 | 1122.777 | 0 | 0 | 0 | 0 | 0 | 0 | 0 | 0 | 1168.5602
2540 | 1656 | 0 | 0 | 0 | 0 | 0 | 0 | 0 | 0 | 1723.5264
2541 | 1400.8 | 0 | 0 | 0 | 0 | 0 | 0 | 0 | 0 | 1457.9201
2542 | 1624.8 | 0 | 0 | 0 | 0 | 0 | 0 | 0 | 0 | 1691.0541
2543 | 1046.4 | 0 | 0 | 0 | 0 | 0 | 0 | 0 | 0 | 1089.0688
2544 | 1645.6 | 0 | 0 | 0 | 0 | 0 | 0 | 1645.6 | 0 | 0
2545 | 1430.4 | 0 | 0 | 0 | 0 | 0 | 0 | 1430.4 | 0 | 0
2546 | 1149.6 | 0 | 0 | 0 | 0 | 0 | 0 | 1149.6 | 0 | 0
2547 | 1410.4 | 0 | 0 | 0 | 0 | 0 | 0 | 1410.4 | 0 | 0
2548 | 1274.4 | 0 | 0 | 0 | 0 | 0 | 0 | 1274.4 | 0 | 0
2549 | 1276.8 | 0 | 0 | 0 | 0 | 0 | 0 | 1276.8 | 0 | 0
2550 | 1566.4 | 0 | 0 | 0 | 0 | 0 | 0 | 1566.4 | 0 | 0
2551 | 1491.966 | 36.26 | 134.4132 | 134.4132 | 0 | 0 | 0 | 42.583 | 0 | 1374.071
2552 | 1493.014 | 124.33 | 542.3706 | 542.3706 | 0 | 0 | 0 | 0 | 0 | 1011.5237
2553 | 1539.824 | 426.25 | 1898.9555 | 1602.6131 | -296.3425 | 0 | 0 | 0 | 0 | 0
2554 | 1782.499 | 755.01 | 3275.9209 | 1855.1836 | -1420.7373 | 0 | 0 | 0 | 0 | 0
2555 | 1835.337 | 904.09 | 3813.6331 | 1910.1762 | -1903.4569 | 0 | 0 | 0 | 0 | 0
2556 | 1632.697 | 974.69 | 4049.2816 | 1699.2731 | -2093.1229 | 0 | 256.8856 | 0 | 0 | 0
2557 | 1766.248 | 966.17 | 4009.4063 | 1838.2699 | -2093.1229 | 0 | 78.0135 | 0 | 0 | 0
2558 | 1904.871 | 878.42 | 3703.7208 | 1982.5455 | -1721.1753 | 0 | 0 | 0 | 0 | 0
2559 | 1996.523 | 725.12 | 3139.9486 | 2077.9348 | -1062.0138 | 0 | 0 | 0 | 0 | 0
2560 | 1909.872 | 447.53 | 1979.9894 | 1979.9894 | 0 | 0 | 0 | 7.457 | 0 | 0
2561 | 1550.773 | 64.95 | 260.3108 | 260.3108 | 0 | 0 | 0 | 1300.661 | 0 | 0
2562 | 1749.963 | 17.63 | 46.7049 | 46.7049 | 0 | 0 | 0 | 1705.088 | 0 | 0
2563 | 2041.861 | 0 | 0 | 0 | 0 | 0 | 0 | 30.745 | 0 | 2093.1229
2564 | 1636 | 0 | 0 | 0 | 0 | 0 | 0 | 0 | 0 | 1702.7108
2565 | 1492.8 | 0 | 0 | 0 | 0 | 0 | 0 | 0 | 0 | 1553.6716
2566 | 1684 | 0 | 0 | 0 | 0 | 0 | 0 | 0 | 0 | 1752.6681
2567 | 1725.6 | 0 | 0 | 0 | 0 | 0 | 0 | 0 | 0 | 1795.9644
2568 | 1603.2 | 0 | 0 | 0 | 0 | 0 | 0 | 1302.533 | 0 | 312.9272
2569 | 792 | 0 | 0 | 0 | 0 | 0 | 0 | 792 | 0 | 0
2570 | 863.2 | 0 | 0 | 0 | 0 | 0 | 0 | 863.2 | 0 | 0
2571 | 843.2 | 0 | 0 | 0 | 0 | 0 | 0 | 843.2 | 0 | 0
2572 | 594.4 | 0 | 0 | 0 | 0 | 0 | 0 | 594.4 | 0 | 0
2573 | 836 | 0 | 0 | 0 | 0 | 0 | 0 | 836 | 0 | 0
2574 | 635.2 | 0 | 0 | 0 | 0 | 0 | 0 | 635.2 | 0 | 0
2575 | 612.699 | 36.26 | 134.5631 | 134.5631 | 0 | 0 | 0 | 0 | 0 | 503.1198
2576 | 532.414 | 123.36 | 536.153 | 536.153 | 0 | 0 | 0 | 0 | 0 | 17.9711
2577 | 903.735 | 497.07 | 2196.2274 | 940.5864 | -1255.641 | 0 | 0 | 0 | 0 | 0
2578 | 888.082 | 491.79 | 2123.5583 | 924.2951 | -1199.2632 | 0 | 0 | 0 | 0 | 0
2579 | 1104.242 | 917.69 | 3852.5904 | 1149.2684 | -2093.1229 | 0 | 610.1991 | 0 | 0 | 0
2580 | 873.013 | 984.98 | 4090.4339 | 908.6106 | -2093.1229 | 0 | 1088.7004 | 0 | 0 | 0
2581 | 777.272 | 977.02 | 4066.4971 | 808.9667 | -2093.1229 | 0 | 1164.4075 | 0 | 0 | 0
2582 | 991.14 | 895.3 | 3791.2189 | 1031.5555 | -2093.1229 | 0 | 666.5405 | 0 | 0 | 0
2583 | 976.907 | 738.94 | 3215.2447 | 1016.7421 | -3.4418 | 0 | 2195.0607 | 0 | 0 | 0
2584 | 874.205 | 525.47 | 2359.1891 | 909.8523 | 0 | 0 | 1449.3368 | 0 | 0 | 0
2585 | 861.226 | 285.86 | 1249.6826 | 896.344 | 0 | 0 | 353.3385 | 0 | 0 | 0
2586 | 364.693 | 66.53 | 226.0609 | 226.0609 | 0 | 0 | 0 | 0 | 0 | 153.5031
2587 | 407.546 | 0 | 0 | 0 | 0 | 0 | 0 | 0 | 0 | 424.1644
2588 | 380.8 | 0 | 0 | 0 | 0 | 0 | 0 | 0 | 0 | 396.3278
2589 | 503.2 | 0 | 0 | 0 | 0 | 0 | 0 | 0 | 0 | 523.7189
2590 | 686.4 | 0 | 0 | 0 | 0 | 0 | 0 | 0 | 0 | 714.3892
2591 | 699.2 | 0 | 0 | 0 | 0 | 0 | 0 | 0 | 0 | 727.7111
2592 | 0 | 0 | 0 | 0 | 0 | 0 | 0 | 0 | 0 | 0
2593 | 0 | 0 | 0 | 0 | 0 | 0 | 0 | 0 | 0 | 0
2594 | 0 | 0 | 0 | 0 | 0 | 0 | 0 | 0 | 0 | 0
2595 | 0 | 0 | 0 | 0 | 0 | 0 | 0 | 0 | 0 | 0
2596 | 0 | 0 | 0 | 0 | 0 | 0 | 0 | 0 | 0 | 0
2597 | 0 | 0 | 0 | 0 | 0 | 0 | 0 | 0 | 0 | 0
2598 | 0 | 0 | 0 | 0 | 0 | 0 | 0 | 0 | 0 | 0
2599 | 1576.944 | 111.5 | 423.183 | 423.183 | 0 | 0 | 0 | 0 | 0 | 1218.0638
2600 | 1498.248 | 343.51 | 1539.567 | 1539.567 | 0 | 0 | 0 | 0 | 0 | 19.7748
2601 | 1510.044 | 579.45 | 2582.5991 | 1571.6188 | -1010.9804 | 0 | 0 | 0 | 0 | 0
2602 | 1902.362 | 776.59 | 3355.0241 | 1979.9342 | -1375.0899 | 0 | 0 | 0 | 0 | 0
2603 | 1884.636 | 928.47 | 3924.48 | 1961.4854 | -1962.9945 | 0 | 0 | 0 | 0 | 0
2604 | 1594.663 | 994.81 | 4173.8605 | 1659.6882 | -300.211 | 0 | 2213.9612 | 0 | 0 | 0
2605 | 1945.081 | 983.44 | 4150.3306 | 2024.3952 | 0 | 0 | 2125.9354 | 0 | 0 | 0
2606 | 1916.271 | 883.7 | 3787.699 | 1994.4104 | 0 | 0 | 1793.2886 | 0 | 0 | 0
2607 | 2098.686 | 729.05 | 3200.4271 | 2184.2637 | 0 | 0 | 1016.1635 | 0 | 0 | 0
2608 | 1693.969 | 457.6 | 2041.2537 | 1763.0436 | 0 | 0 | 278.21 | 0 | 0 | 0
2609 | 2117.631 | 188.13 | 830.0497 | 830.0497 | 0 | 0 | 0 | 1320.102 | 0 | 0
2610 | 2089.833 | 45.69 | 166.1153 | 166.1153 | 0 | 0 | 0 | 777.788 | 0 | 1199.4297
2611 | 1694.447 | 0 | 0 | 0 | 0 | 0 | 0 | 0 | 0 | 1763.5411
2612 | 1517.6 | 0 | 0 | 0 | 0 | 0 | 0 | 0 | 0 | 1579.4829
2613 | 1688.8 | 0 | 0 | 0 | 0 | 0 | 0 | 0 | 0 | 1757.6638
2614 | 1653.6 | 0 | 0 | 0 | 0 | 0 | 0 | 0 | 0 | 1721.0285
2615 | 1461.6 | 0 | 0 | 0 | 0 | 0 | 0 | 0 | 0 | 1521.1994
2616 | 0 | 0 | 0 | 0 | 0 | 0 | 0 | 0 | 0 | 0
2617 | 0 | 0 | 0 | 0 | 0 | 0 | 0 | 0 | 0 | 0
2618 | 0 | 0 | 0 | 0 | 0 | 0 | 0 | 0 | 0 | 0
2619 | 0 | 0 | 0 | 0 | 0 | 0 | 0 | 0 | 0 | 0
2620 | 0 | 0 | 0 | 0 | 0 | 0 | 0 | 0 | 0 | 0
2621 | 0 | 0 | 0 | 0 | 0 | 0 | 0 | 0 | 0 | 0
2622 | 0 | 0 | 0 | 0 | 0 | 0 | 0 | 0 | 0 | 0
2623 | 601.179 | 114.55 | 435.8825 | 435.8825 | 0 | 0 | 0 | 0 | 0 | 189.8106
2624 | 322.859 | 344.71 | 1548.6394 | 336.0242 | -1212.6153 | 0 | 0 | 0 | 0 | 0
2625 | 345.786 | 580.41 | 2596.9358 | 359.885 | -2093.1229 | 0 | 143.928 | 0 | 0 | 0
2626 | 329.02 | 777.06 | 3361.3146 | 342.4364 | -2093.1229 | 0 | 925.7553 | 0 | 0 | 0
2627 | 281.969 | 913.22 | 3854.2754 | 293.4658 | -2093.1229 | 0 | 1467.6868 | 0 | 0 | 0
2628 | 315.114 | 982.14 | 4103.428 | 327.9633 | -2093.1229 | 0 | 1682.3418 | 0 | 0 | 0
2629 | 313.792 | 972.7 | 4086.0689 | 326.5885 | -1245.7307 | 0 | 2513.7497 | 0 | 0 | 0
2630 | 298.368 | 859.73 | 3673.7631 | 310.5345 | 0 | 0 | 3363.2286 | 0 | 0 | 0
2631 | 287.073 | 709.76 | 3116.3293 | 298.7789 | 0 | 0 | 2817.5503 | 0 | 0 | 0
2632 | 258.151 | 508.01 | 2295.4301 | 268.6776 | 0 | 0 | 2026.7525 | 0 | 0 | 0
2633 | 315.607 | 276.11 | 1214.2566 | 328.4764 | 0 | 0 | 885.7802 | 0 | 0 | 0
2634 | 311.492 | 62.49 | 212.8805 | 212.8805 | 0 | 0 | 0 | 0 | 0 | 111.3132
2635 | 272.738 | 0 | 0 | 0 | 0 | 0 | 0 | 0 | 0 | 283.8594
2636 | 274.4 | 0 | 0 | 0 | 0 | 0 | 0 | 0 | 0 | 285.5892
2637 | 260.8 | 0 | 0 | 0 | 0 | 0 | 0 | 0 | 0 | 271.4346
2638 | 225.6 | 0 | 0 | 0 | 0 | 0 | 0 | 0 | 0 | 234.7992
2639 | 268 | 0 | 0 | 0 | 0 | 0 | 0 | 0 | 0 | 278.9282
2640 | 0 | 0 | 0 | 0 | 0 | 0 | 0 | 0 | 0 | 0
2641 | 0 | 0 | 0 | 0 | 0 | 0 | 0 | 0 | 0 | 0
2642 | 0 | 0 | 0 | 0 | 0 | 0 | 0 | 0 | 0 | 0
2643 | 0 | 0 | 0 | 0 | 0 | 0 | 0 | 0 | 0 | 0
2644 | 0 | 0 | 0 | 0 | 0 | 0 | 0 | 0 | 0 | 0
2645 | 0 | 0 | 0 | 0 | 0 | 0 | 0 | 0 | 0 | 0
2646 | 0 | 0 | 0 | 0 | 0 | 0 | 0 | 0 | 0 | 0
2647 | 39.491 | 99.63 | 401.4037 | 41.1013 | -360.3024 | 0 | 0 | 0 | 0 | 0
2648 | 37.99 | 326.79 | 1459.1025 | 39.5391 | -1271.1111 | 0 | 148.4522 | 0 | 0 | 0
2649 | 302.112 | 563.69 | 2469.0837 | 314.4312 | 0 | 0 | 2154.6525 | 0 | 0 | 0
2650 | 565.025 | 763.87 | 3195.2649 | 588.0649 | 0 | 0 | 2607.2 | 0 | 0 | 0
2651 | 324.56 | 469.1 | 1969.6878 | 337.7945 | 0 | 0 | 1631.8933 | 0 | 0 | 0
2652 | 314.692 | 982.14 | 3983.4837 | 327.5241 | 0 | 0 | 3655.9595 | 0 | 0 | 0
2653 | 593.521 | 434.09 | 1826.1178 | 617.7229 | 0 | 0 | 1208.3949 | 0 | 0 | 0
2654 | 606.677 | 866.61 | 3640.4717 | 631.4153 | 0 | 0 | 3009.0564 | 0 | 0 | 0
2655 | 413.157 | 384.17 | 1653.9109 | 430.0042 | 0 | 0 | 1223.9067 | 0 | 0 | 0
2656 | 615.896 | 502.17 | 2241.5782 | 641.0103 | 0 | 0 | 1600.568 | 0 | 0 | 0
2657 | 592.271 | 269.87 | 1180.5209 | 616.4219 | 0 | 0 | 564.0989 | 0 | 0 | 0
2658 | 583.145 | 57.22 | 199.5929 | 199.5929 | 0 | 0 | 0 | 0 | 0 | 407.3309
2659 | 752.979 | 0 | 0 | 0 | 0 | 0 | 0 | 0 | 0 | 783.6831
2660 | 606.4 | 0 | 0 | 0 | 0 | 0 | 0 | 0 | 0 | 631.127
2661 | 505.6 | 0 | 0 | 0 | 0 | 0 | 0 | 0 | 0 | 526.2167
2662 | 594.4 | 0 | 0 | 0 | 0 | 0 | 0 | 0 | 0 | 618.6377
2663 | 668.8 | 0 | 0 | 0 | 0 | 0 | 0 | 0 | 0 | 696.0715
2664 | 0 | 0 | 0 | 0 | 0 | 0 | 0 | 0 | 0 | 0
2665 | 0 | 0 | 0 | 0 | 0 | 0 | 0 | 0 | 0 | 0
2666 | 0 | 0 | 0 | 0 | 0 | 0 | 0 | 0 | 0 | 0
2667 | 0 | 0 | 0 | 0 | 0 | 0 | 0 | 0 | 0 | 0
2668 | 0 | 0 | 0 | 0 | 0 | 0 | 0 | 0 | 0 | 0
2669 | 0 | 0 | 0 | 0 | 0 | 0 | 0 | 0 | 0 | 0
2670 | 0 | 0 | 0 | 0 | 0 | 0 | 0 | 0 | 0 | 0
2671 | 1652.413 | 114.55 | 436.1885 | 436.1885 | 0 | 0 | 0 | 0 | 0 | 1283.6046
2672 | 1082.942 | 348.14 | 1547.7277 | 1127.1009 | -420.6268 | 0 | 0 | 0 | 0 | 0
2673 | 1038.061 | 588.11 | 2597.8538 | 1080.3898 | -1517.464 | 0 | 0 | 0 | 0 | 0
2674 | 1455.5 | 789.28 | 3357.2431 | 1514.8506 | -1842.3924 | 0 | 0 | 0 | 0 | 0
2675 | 1822.657 | 917.6 | 3795.4163 | 1896.9791 | -1724.6265 | 0 | 173.8108 | 0 | 0 | 0
2676 | 1569.698 | 984.07 | 4033.1693 | 1633.7053 | 0 | 0 | 2399.4641 | 0 | 0 | 0
2677 | 1627.187 | 974.24 | 4016.4399 | 1693.5385 | 0 | 0 | 2322.9014 | 0 | 0 | 0
2678 | 1849.064 | 884.51 | 3721.925 | 1924.4629 | 0 | 0 | 1797.4621 | 0 | 0 | 0
2679 | 1544.646 | 729.17 | 3153.6682 | 1607.6317 | 0 | 0 | 1546.0365 | 0 | 0 | 0
2680 | 1277.5 | 520.66 | 2323.7632 | 1329.5924 | 0 | 0 | 994.1708 | 0 | 0 | 0
2681 | 1415.472 | 281.88 | 1221.2423 | 1221.2423 | 0 | 0 | 0 | 242.077 | 0 | 0
2682 | 1528.819 | 45.52 | 163.7943 | 163.7943 | 0 | 0 | 0 | 1371.442 | 0 | 0
2683 | 1597.596 | 0 | 0 | 0 | 0 | 0 | 0 | 0 | 0 | 1662.7408
2684 | 1565.6 | 0 | 0 | 0 | 0 | 0 | 0 | 0 | 0 | 1629.4401
2685 | 1574.4 | 0 | 0 | 0 | 0 | 0 | 0 | 0 | 0 | 1638.599
2686 | 2055.2 | 0 | 0 | 0 | 0 | 0 | 0 | 44.084 | 0 | 2093.1229
2687 | 2027.2 | 0 | 0 | 0 | 0 | 0 | 0 | 16.084 | 0 | 2093.1229
2688 | 0 | 0 | 0 | 0 | 0 | 0 | 0 | 0 | 0 | 0
2689 | 0 | 0 | 0 | 0 | 0 | 0 | 0 | 0 | 0 | 0
2690 | 0 | 0 | 0 | 0 | 0 | 0 | 0 | 0 | 0 | 0
2691 | 0 | 0 | 0 | 0 | 0 | 0 | 0 | 0 | 0 | 0
2692 | 0 | 0 | 0 | 0 | 0 | 0 | 0 | 0 | 0 | 0
2693 | 0 | 0 | 0 | 0 | 0 | 0 | 0 | 0 | 0 | 0
2694 | 0 | 0 | 0 | 0 | 0 | 0 | 0 | 0 | 0 | 0
2695 | 1539.86 | 78.14 | 320.0763 | 320.0763 | 0 | 0 | 0 | 641.293 | 0 | 615.1313
2696 | 753.773 | 350.76 | 1561.262 | 784.5094 | -776.7525 | 0 | 0 | 0 | 0 | 0
2697 | 1086.631 | 586.52 | 2584.1405 | 1130.9403 | -1453.2002 | 0 | 0 | 0 | 0 | 0
2698 | 1522.957 | 786.68 | 3332.4538 | 1585.0583 | -1747.3955 | 0 | 0 | 0 | 0 | 0
2699 | 1186.075 | 930.62 | 3828.1384 | 1234.4393 | -2093.1229 | 0 | 500.5762 | 0 | 0 | 0
2700 | 1273.679 | 998.5 | 4056.873 | 1325.6155 | -2093.1229 | 0 | 638.1346 | 0 | 0 | 0
2701 | 1087.344 | 990.03 | 4052.6631 | 1131.6814 | -2093.1229 | 0 | 827.8588 | 0 | 0 | 0
2702 | 1231.626 | 898.87 | 3762.6163 | 1281.8478 | -574.1206 | 0 | 1906.6479 | 0 | 0 | 0
2703 | 1034.934 | 742.55 | 3210.8131 | 1077.1353 | 0 | 0 | 2133.6778 | 0 | 0 | 0
2704 | 806.512 | 532.68 | 2383.1447 | 839.399 | 0 | 0 | 1543.7457 | 0 | 0 | 0
2705 | 1209.862 | 196.76 | 861.1637 | 861.1637 | 0 | 0 | 0 | 0 | 0 | 398.0326
2706 | 1026.622 | 54.7 | 195.7795 | 195.7795 | 0 | 0 | 0 | 0 | 0 | 872.7049
2707 | 1116.444 | 0 | 0 | 0 | 0 | 0 | 0 | 0 | 0 | 1161.969
2708 | 1189.6 | 0 | 0 | 0 | 0 | 0 | 0 | 0 | 0 | 1238.1081
2709 | 1585.6 | 0 | 0 | 0 | 0 | 0 | 0 | 0 | 0 | 1650.2557
2710 | 1313.6 | 0 | 0 | 0 | 0 | 0 | 0 | 0 | 0 | 1367.1644
2711 | 1244.8 | 0 | 0 | 0 | 0 | 0 | 0 | 0 | 0 | 1295.559
2712 | 0 | 0 | 0 | 0 | 0 | 0 | 0 | 0 | 0 | 0
2713 | 0 | 0 | 0 | 0 | 0 | 0 | 0 | 0 | 0 | 0
2714 | 0 | 0 | 0 | 0 | 0 | 0 | 0 | 0 | 0 | 0
2715 | 0 | 0 | 0 | 0 | 0 | 0 | 0 | 0 | 0 | 0
2716 | 0 | 0 | 0 | 0 | 0 | 0 | 0 | 0 | 0 | 0
2717 | 0 | 0 | 0 | 0 | 0 | 0 | 0 | 0 | 0 | 0
2718 | 0 | 0 | 0 | 0 | 0 | 0 | 0 | 0 | 0 | 0
2719 | 726.714 | 123.18 | 452.1384 | 452.1384 | 0 | 0 | 0 | 0 | 0 | 304.2086
2720 | 674.256 | 29.4 | 101.4809 | 101.4809 | 0 | 0 | 0 | 0 | 0 | 600.2691
2721 | 632.529 | 593.95 | 2668.9815 | 658.3215 | -2010.66 | 0 | 0 | 0 | 0 | 0
2722 | 561.581 | 791.32 | 3449.2977 | 584.4794 | -2093.1229 | 0 | 771.6954 | 0 | 0 | 0
2723 | 451.698 | 913.68 | 3898.8227 | 470.1168 | -2093.1229 | 0 | 1335.5831 | 0 | 0 | 0
2724 | 423.123 | 980.08 | 4139.7532 | 440.3756 | -2093.1229 | 0 | 1606.2548 | 0 | 0 | 0
2725 | 1088.675 | 971.88 | 4106.6305 | 1133.0677 | -1601.6556 | 0 | 1371.9072 | 0 | 0 | 0
2726 | 1337.162 | 889.65 | 3817.6265 | 1391.6872 | 0 | 0 | 2425.9393 | 0 | 0 | 0
2727 | 1171.09 | 735.59 | 3232.8859 | 1218.8433 | 0 | 0 | 2014.0426 | 0 | 0 | 0
2728 | 1325.832 | 526.33 | 2380.9497 | 1379.8952 | 0 | 0 | 1001.0545 | 0 | 0 | 0
2729 | 1450.922 | 288.5 | 1256.3976 | 1256.3976 | 0 | 0 | 0 | 243.749 | 0 | 0
2730 | 1693.945 | 67.16 | 214.3501 | 214.3501 | 0 | 0 | 0 | 803.035 | 0 | 712.8894
2731 | 1224.801 | 0 | 0 | 0 | 0 | 0 | 0 | 0 | 0 | 1274.7445
2732 | 1521.6 | 0 | 0 | 0 | 0 | 0 | 0 | 0 | 0 | 1583.646
2733 | 1564 | 0 | 0 | 0 | 0 | 0 | 0 | 0 | 0 | 1627.7749
2734 | 1750.4 | 0 | 0 | 0 | 0 | 0 | 0 | 0 | 0 | 1821.7757
2735 | 1775.2 | 0 | 0 | 0 | 0 | 0 | 0 | 0 | 0 | 1847.587
2736 | 0 | 0 | 0 | 0 | 0 | 0 | 0 | 0 | 0 | 0
2737 | 0 | 0 | 0 | 0 | 0 | 0 | 0 | 0 | 0 | 0
2738 | 0 | 0 | 0 | 0 | 0 | 0 | 0 | 0 | 0 | 0
2739 | 0 | 0 | 0 | 0 | 0 | 0 | 0 | 0 | 0 | 0
2740 | 0 | 0 | 0 | 0 | 0 | 0 | 0 | 0 | 0 | 0
2741 | 0 | 0 | 0 | 0 | 0 | 0 | 0 | 0 | 0 | 0
2742 | 0 | 0 | 0 | 0 | 0 | 0 | 0 | 0 | 0 | 0
2743 | 1263.257 | 114.17 | 451.0289 | 451.0289 | 0 | 0 | 0 | 0 | 0 | 863.7396
2744 | 953.993 | 341.64 | 1530.9504 | 992.8938 | -538.0566 | 0 | 0 | 0 | 0 | 0
2745 | 1386.66 | 572.9 | 2543.365 | 1443.2035 | -1100.1614 | 0 | 0 | 0 | 0 | 0
2746 | 1396.16 | 771.71 | 3294.605 | 1453.0909 | -1841.514 | 0 | 0 | 0 | 0 | 0
2747 | 1632.597 | 923.27 | 3841.7913 | 1699.168 | -2093.1229 | 0 | 49.5004 | 0 | 0 | 0
2748 | 1604.417 | 991.5 | 4095.5129 | 1669.84 | -2093.1229 | 0 | 332.55 | 0 | 0 | 0
2749 | 1737.845 | 979.89 | 4080.5465 | 1808.7087 | -2093.1229 | 0 | 178.7149 | 0 | 0 | 0
2750 | 1592.395 | 881.65 | 3741.4313 | 1657.3278 | -1071.7357 | 0 | 1012.3677 | 0 | 0 | 0
2751 | 1657.388 | 728.22 | 3176.2801 | 1724.971 | 0 | 0 | 1451.3091 | 0 | 0 | 0
2752 | 1478.101 | 519.37 | 2332.386 | 1538.3732 | 0 | 0 | 794.0128 | 0 | 0 | 0
2753 | 1658.613 | 225.3 | 991.6011 | 991.6011 | 0 | 0 | 0 | 705.862 | 0 | 0
2754 | 1608.759 | 54.45 | 195.2757 | 195.2757 | 0 | 0 | 0 | 290.528 | 0 | 1176.7095
2755 | 1122.711 | 0 | 0 | 0 | 0 | 0 | 0 | 0 | 0 | 1168.4916
2756 | 1280.8 | 0 | 0 | 0 | 0 | 0 | 0 | 0 | 0 | 1333.0269
2757 | 1492 | 0 | 0 | 0 | 0 | 0 | 0 | 0 | 0 | 1552.839
2758 | 1771.2 | 0 | 0 | 0 | 0 | 0 | 0 | 0 | 0 | 1843.4239
2759 | 1771.2 | 0 | 0 | 0 | 0 | 0 | 0 | 0 | 0 | 1843.4239
2760 | 0 | 0 | 0 | 0 | 0 | 0 | 0 | 0 | 0 | 0
2761 | 0 | 0 | 0 | 0 | 0 | 0 | 0 | 0 | 0 | 0
2762 | 0 | 0 | 0 | 0 | 0 | 0 | 0 | 0 | 0 | 0
2763 | 0 | 0 | 0 | 0 | 0 | 0 | 0 | 0 | 0 | 0
2764 | 0 | 0 | 0 | 0 | 0 | 0 | 0 | 0 | 0 | 0
2765 | 0 | 0 | 0 | 0 | 0 | 0 | 0 | 0 | 0 | 0
2766 | 0 | 0 | 0 | 0 | 0 | 0 | 0 | 0 | 0 | 0
2767 | 1162.556 | 96.1 | 395.72 | 395.72 | 0 | 0 | 0 | 0 | 0 | 814.2413
2768 | 970.887 | 317.45 | 1419.5394 | 1010.4767 | -409.0627 | 0 | 0 | 0 | 0 | 0
2769 | 1196.422 | 541.59 | 2385.7591 | 1245.2083 | -1140.5509 | 0 | 0 | 0 | 0 | 0
2770 | 1332.16 | 736.83 | 3141.922 | 1386.4812 | -1755.4407 | 0 | 0 | 0 | 0 | 0
2771 | 1301.099 | 896.59 | 3720.6907 | 1354.1536 | -2093.1229 | 0 | 273.4141 | 0 | 0 | 0
2772 | 1262.025 | 964.82 | 3958.7257 | 1313.4863 | -2093.1229 | 0 | 552.1165 | 0 | 0 | 0
2773 | 1431.18 | 956.75 | 3949.7073 | 1489.5389 | -2093.1229 | 0 | 367.0455 | 0 | 0 | 0
2774 | 1472.893 | 727.5 | 3056.9477 | 1532.9518 | -1246.4156 | 0 | 277.5804 | 0 | 0 | 0
2775 | 1483.656 | 542.76 | 2341.9736 | 1544.1547 | 0 | 0 | 797.8189 | 0 | 0 | 0
2776 | 1473.083 | 335.35 | 1476.4678 | 1476.4678 | 0 | 0 | 0 | 0 | 0 | 56.6828
2777 | 1294.28 | 101.42 | 426.5103 | 426.5103 | 0 | 0 | 0 | 0 | 0 | 920.5463
2778 | 1058.51 | 26.46 | 83.9896 | 83.9896 | 0 | 0 | 0 | 0 | 0 | 1017.683
2779 | 1464.006 | 0 | 0 | 0 | 0 | 0 | 0 | 0 | 0 | 1523.7035
2780 | 1241.6 | 0 | 0 | 0 | 0 | 0 | 0 | 0 | 0 | 1292.2285
2781 | 1408.8 | 0 | 0 | 0 | 0 | 0 | 0 | 0 | 0 | 1466.2463
2782 | 1203.2 | 0 | 0 | 0 | 0 | 0 | 0 | 0 | 0 | 1252.2626
2783 | 1300 | 0 | 0 | 0 | 0 | 0 | 0 | 0 | 0 | 1353.0098
2784 | 0 | 0 | 0 | 0 | 0 | 0 | 0 | 0 | 0 | 0
2785 | 0 | 0 | 0 | 0 | 0 | 0 | 0 | 0 | 0 | 0
2786 | 0 | 0 | 0 | 0 | 0 | 0 | 0 | 0 | 0 | 0
2787 | 0 | 0 | 0 | 0 | 0 | 0 | 0 | 0 | 0 | 0
2788 | 0 | 0 | 0 | 0 | 0 | 0 | 0 | 0 | 0 | 0
2789 | 0 | 0 | 0 | 0 | 0 | 0 | 0 | 0 | 0 | 0
2790 | 0 | 0 | 0 | 0 | 0 | 0 | 0 | 0 | 0 | 0
2791 | 1083.813 | 123.83 | 463.64 | 463.64 | 0 | 0 | 0 | 0 | 0 | 664.3674
2792 | 1008.77 | 354.17 | 1588.9529 | 1049.9044 | -539.0485 | 0 | 0 | 0 | 0 | 0
2793 | 934.389 | 585.77 | 2620.8612 | 972.4904 | -1648.3708 | 0 | 0 | 0 | 0 | 0
2794 | 1123.825 | 777.96 | 3364.2163 | 1169.6499 | -2093.1229 | 0 | 101.4435 | 0 | 0 | 0
2795 | 930.985 | 916.76 | 3873.0198 | 968.9465 | -2093.1229 | 0 | 810.9504 | 0 | 0 | 0
2796 | 972.383 | 981.56 | 4104.6447 | 1012.0326 | -2093.1229 | 0 | 999.4892 | 0 | 0 | 0
2797 | 958.182 | 970.67 | 4076.5166 | 997.2536 | -2093.1229 | 0 | 986.1402 | 0 | 0 | 0
2798 | 1202.344 | 877.37 | 3744.6691 | 1251.3707 | -64.5677 | 0 | 2428.7307 | 0 | 0 | 0
2799 | 871.996 | 724.54 | 3168.1558 | 907.5532 | 0 | 0 | 2260.6026 | 0 | 0 | 0
2800 | 905.877 | 517.97 | 2329.5978 | 942.8158 | 0 | 0 | 1386.782 | 0 | 0 | 0
2801 | 1065.211 | 282.14 | 1220.5106 | 1108.6469 | 0 | 0 | 111.8637 | 0 | 0 | 0
2802 | 1003.197 | 66.28 | 214.3261 | 214.3261 | 0 | 0 | 0 | 0 | 0 | 829.778
2803 | 1253.158 | 0 | 0 | 0 | 0 | 0 | 0 | 0 | 0 | 1304.2578
2804 | 1226.4 | 0 | 0 | 0 | 0 | 0 | 0 | 0 | 0 | 1276.4087
2805 | 1049.6 | 0 | 0 | 0 | 0 | 0 | 0 | 0 | 0 | 1092.3993
2806 | 1300 | 0 | 0 | 0 | 0 | 0 | 0 | 0 | 0 | 1353.0098
2807 | 1016.8 | 0 | 0 | 0 | 0 | 0 | 0 | 0 | 0 | 1058.2618
2808 | 0 | 0 | 0 | 0 | 0 | 0 | 0 | 0 | 0 | 0
2809 | 0 | 0 | 0 | 0 | 0 | 0 | 0 | 0 | 0 | 0
2810 | 0 | 0 | 0 | 0 | 0 | 0 | 0 | 0 | 0 | 0
2811 | 0 | 0 | 0 | 0 | 0 | 0 | 0 | 0 | 0 | 0
2812 | 0 | 0 | 0 | 0 | 0 | 0 | 0 | 0 | 0 | 0
2813 | 0 | 0 | 0 | 0 | 0 | 0 | 0 | 0 | 0 | 0
2814 | 0 | 0 | 0 | 0 | 0 | 0 | 0 | 0 | 0 | 0
2815 | 976.828 | 76.03 | 313.0969 | 313.0969 | 0 | 0 | 0 | 0 | 0 | 703.563
2816 | 949.208 | 321.53 | 1454.5334 | 987.9137 | -466.6198 | 0 | 0 | 0 | 0 | 0
2817 | 1320.769 | 541.02 | 2431.7021 | 1374.6257 | -1057.0764 | 0 | 0 | 0 | 0 | 0
2818 | 1344.335 | 733.31 | 3207.4909 | 1399.1527 | -1808.3382 | 0 | 0 | 0 | 0 | 0
2819 | 1328.345 | 872.21 | 3729.3614 | 1382.5106 | -2093.1229 | 0 | 253.7279 | 0 | 0 | 0
2820 | 1413.067 | 811.5 | 3429.4803 | 1470.6873 | -1958.7929 | 0 | 0 | 0 | 0 | 0
2821 | 1334.168 | 655.27 | 2793.1056 | 1388.5711 | -1093.7024 | 0 | 310.8322 | 0 | 0 | 0
2822 | 1503.829 | 644.3 | 2762.7514 | 1565.1503 | 0 | 0 | 1197.601 | 0 | 0 | 0
2823 | 1371.782 | 308.43 | 1343.7219 | 1343.7219 | 0 | 0 | 0 | 80.706 | 0 | 0
2824 | 1502.032 | 176.62 | 766.836 | 766.836 | 0 | 0 | 0 | 765.24 | 0 | 0
2825 | 1377.423 | 158.02 | 691.7991 | 691.7991 | 0 | 0 | 0 | 256.999 | 0 | 474.3122
2826 | 1514.373 | 38.94 | 138.8198 | 138.8198 | 0 | 0 | 0 | 0 | 0 | 1437.3044
2827 | 1132.464 | 0 | 0 | 0 | 0 | 0 | 0 | 0 | 0 | 1178.6423
2828 | 1019.2 | 0 | 0 | 0 | 0 | 0 | 0 | 0 | 0 | 1060.7597
2829 | 1064.8 | 0 | 0 | 0 | 0 | 0 | 0 | 0 | 0 | 1108.2191
2830 | 1386.4 | 0 | 0 | 0 | 0 | 0 | 0 | 0 | 0 | 1442.9329
2831 | 1148 | 0 | 0 | 0 | 0 | 0 | 0 | 0 | 0 | 1194.8118
2832 | 0 | 0 | 0 | 0 | 0 | 0 | 0 | 0 | 0 | 0
2833 | 0 | 0 | 0 | 0 | 0 | 0 | 0 | 0 | 0 | 0
2834 | 0 | 0 | 0 | 0 | 0 | 0 | 0 | 0 | 0 | 0
2835 | 0 | 0 | 0 | 0 | 0 | 0 | 0 | 0 | 0 | 0
2836 | 0 | 0 | 0 | 0 | 0 | 0 | 0 | 0 | 0 | 0
2837 | 0 | 0 | 0 | 0 | 0 | 0 | 0 | 0 | 0 | 0
2838 | 0 | 0 | 0 | 0 | 0 | 0 | 0 | 0 | 0 | 0
2839 | 989.561 | 98.34 | 411.6699 | 411.6699 | 0 | 0 | 0 | 0 | 0 | 618.2422
2840 | 970.741 | 283.07 | 1289.1738 | 1010.3247 | -278.8491 | 0 | 0 | 0 | 0 | 0
2841 | 1081.276 | 588.58 | 2663.6507 | 1125.367 | -1538.2837 | 0 | 0 | 0 | 0 | 0
2842 | 1571.813 | 374.37 | 1639.3692 | 1635.9065 | -3.4627 | 0 | 0 | 0 | 0 | 0
2843 | 1519.172 | 703.24 | 2997.3206 | 1581.119 | -1416.2016 | 0 | 0 | 0 | 0 | 0
2844 | 1461.244 | 855.84 | 3574.3085 | 1520.8288 | -2053.4797 | 0 | 0 | 0 | 0 | 0
2845 | 1711.452 | 961.54 | 4070.8683 | 1781.2395 | -2093.1229 | 0 | 196.5059 | 0 | 0 | 0
2846 | 1173.122 | 877.33 | 3772.6546 | 1220.9582 | -2093.1229 | 0 | 458.5735 | 0 | 0 | 0
2847 | 1493.09 | 53.01 | 201.5475 | 201.5475 | 0 | 0 | 0 | 1299.439 | 0 | 0
2848 | 1648.072 | 166.78 | 728.9642 | 728.9642 | 0 | 0 | 0 | 947.668 | 0 | 0
2849 | 1134.203 | 26.45 | 89.5183 | 89.5183 | 0 | 0 | 0 | 555.632 | 0 | 512.644
2850 | 1182.912 | 8.81 | 10.8595 | 10.8595 | 0 | 0 | 0 | 0 | 0 | 1220.2879
2851 | 1420.356 | 0 | 0 | 0 | 0 | 0 | 0 | 0 | 0 | 1478.2736
2852 | 1311.2 | 0 | 0 | 0 | 0 | 0 | 0 | 0 | 0 | 1364.6665
2853 | 1405.6 | 0 | 0 | 0 | 0 | 0 | 0 | 0 | 0 | 1462.9159
2854 | 1212 | 0 | 0 | 0 | 0 | 0 | 0 | 0 | 0 | 1261.4215
2855 | 1395.2 | 0 | 0 | 0 | 0 | 0 | 0 | 0 | 0 | 1452.0918
2856 | 0 | 0 | 0 | 0 | 0 | 0 | 0 | 0 | 0 | 0
2857 | 0 | 0 | 0 | 0 | 0 | 0 | 0 | 0 | 0 | 0
2858 | 0 | 0 | 0 | 0 | 0 | 0 | 0 | 0 | 0 | 0
2859 | 0 | 0 | 0 | 0 | 0 | 0 | 0 | 0 | 0 | 0
2860 | 0 | 0 | 0 | 0 | 0 | 0 | 0 | 0 | 0 | 0
2861 | 0 | 0 | 0 | 0 | 0 | 0 | 0 | 0 | 0 | 0
2862 | 0 | 0 | 0 | 0 | 0 | 0 | 0 | 0 | 0 | 0
2863 | 1384.773 | 125.89 | 461.3847 | 461.3847 | 0 | 0 | 0 | 0 | 0 | 979.8549
2864 | 330.448 | 103.18 | 442.7787 | 343.9226 | -98.8561 | 0 | 0 | 0 | 0 | 0
2865 | 66.072 | 463.43 | 2050.7757 | 68.7662 | -1982.0095 | 0 | 0 | 0 | 0 | 0
2866 | 69.845 | 504.21 | 2179.6364 | 72.6931 | -2093.1229 | 0 | 13.8205 | 0 | 0 | 0
2867 | 66.865 | 416.15 | 1786.3924 | 69.5915 | -1716.8009 | 0 | 0 | 0 | 0 | 0
2868 | 69.874 | 187.15 | 789.4302 | 72.7232 | -716.707 | 0 | 0 | 0 | 0 | 0
2869 | 62.387 | 84.7 | 335.5704 | 64.9309 | -270.6394 | 0 | 0 | 0 | 0 | 0
2870 | 65.31 | 151.41 | 633.5989 | 67.9731 | -565.6258 | 0 | 0 | 0 | 0 | 0
2871 | 60.338 | 248.74 | 1071.8377 | 62.7984 | -1009.0393 | 0 | 0 | 0 | 0 | 0
2872 | 69.75 | 256.24 | 1121.9314 | 72.5942 | -1049.3372 | 0 | 0 | 0 | 0 | 0
2873 | 62.252 | 140.12 | 607.3349 | 64.7904 | -542.5445 | 0 | 0 | 0 | 0 | 0
2874 | 69.556 | 35.17 | 122.7679 | 72.3923 | -50.3757 | 0 | 0 | 0 | 0 | 0
2875 | 70.538 | 0 | 0 | 0 | 0 | 0 | 0 | 0 | 0 | 73.4143
2876 | 76.8 | 0 | 0 | 0 | 0 | 0 | 0 | 0 | 0 | 79.9317
2877 | 72.8 | 0 | 0 | 0 | 0 | 0 | 0 | 0 | 0 | 75.7686
2878 | 78.4 | 0 | 0 | 0 | 0 | 0 | 0 | 0 | 0 | 81.5969
2879 | 72 | 0 | 0 | 0 | 0 | 0 | 0 | 0 | 0 | 74.9359
2880 | 0 | 0 | 0 | 0 | 0 | 0 | 0 | 0 | 0 | 0
2881 | 0 | 0 | 0 | 0 | 0 | 0 | 0 | 0 | 0 | 0
2882 | 0 | 0 | 0 | 0 | 0 | 0 | 0 | 0 | 0 | 0
2883 | 0 | 0 | 0 | 0 | 0 | 0 | 0 | 0 | 0 | 0
2884 | 0 | 0 | 0 | 0 | 0 | 0 | 0 | 0 | 0 | 0
2885 | 0 | 0 | 0 | 0 | 0 | 0 | 0 | 0 | 0 | 0
2886 | 0 | 0 | 0 | 0 | 0 | 0 | 0 | 0 | 0 | 0
2887 | 59.935 | 90.56 | 377.215 | 62.379 | -314.836 | 0 | 0 | 0 | 0 | 0
2888 | 60.615 | 363.45 | 1622.0767 | 63.0867 | -850.1252 | 0 | 708.8647 | 0 | 0 | 0
2889 | 57.444 | 594.9 | 2628.3569 | 59.7864 | 0 | 0 | 2568.5705 | 0 | 0 | 0
2890 | 63.569 | 786.27 | 3321.0313 | 66.1611 | 0 | 0 | 3254.8702 | 0 | 0 | 0
2891 | 57.64 | 922.68 | 3768.6965 | 59.9904 | 0 | 0 | 3708.7061 | 0 | 0 | 0
2892 | 64.133 | 983.94 | 3989.8938 | 66.7481 | 0 | 0 | 3923.1457 | 0 | 0 | 0
2893 | 56.963 | 234.04 | 987.0925 | 59.2858 | 0 | 0 | 927.8067 | 0 | 0 | 0
2894 | 68.404 | 359.06 | 1530.3572 | 71.1933 | 0 | 0 | 1459.1639 | 0 | 0 | 0
2895 | 60.106 | 171.8 | 726.5829 | 62.5569 | 0 | 0 | 664.026 | 0 | 0 | 0
2896 | 68.887 | 62.78 | 245.5546 | 71.696 | 0 | 0 | 173.8586 | 0 | 0 | 0
2897 | 59.771 | 32.34 | 113.5342 | 62.2083 | 0 | 0 | 51.3259 | 0 | 0 | 0
2898 | 69.059 | 10.77 | 18.2708 | 18.2708 | 0 | 0 | 0 | 0 | 0 | 53.6042
2899 | 74.479 | 0 | 0 | 0 | 0 | 0 | 0 | 0 | 0 | 77.516
2900 | 85.6 | 0 | 0 | 0 | 0 | 0 | 0 | 0 | 0 | 89.0905
2901 | 76 | 0 | 0 | 0 | 0 | 0 | 0 | 0 | 0 | 79.099
2902 | 78.4 | 0 | 0 | 0 | 0 | 0 | 0 | 0 | 0 | 81.5969
2903 | 72.8 | 0 | 0 | 0 | 0 | 0 | 0 | 0 | 0 | 75.7686
2904 | 0 | 0 | 0 | 0 | 0 | 0 | 0 | 0 | 0 | 0
2905 | 0 | 0 | 0 | 0 | 0 | 0 | 0 | 0 | 0 | 0
2906 | 0 | 0 | 0 | 0 | 0 | 0 | 0 | 0 | 0 | 0
2907 | 0 | 0 | 0 | 0 | 0 | 0 | 0 | 0 | 0 | 0
2908 | 0 | 0 | 0 | 0 | 0 | 0 | 0 | 0 | 0 | 0
2909 | 0 | 0 | 0 | 0 | 0 | 0 | 0 | 0 | 0 | 0
2910 | 0 | 0 | 0 | 0 | 0 | 0 | 0 | 0 | 0 | 0
2911 | 59.139 | 126.72 | 467.5076 | 61.5505 | -405.9571 | 0 | 0 | 0 | 0 | 0
2912 | 159.508 | 356.06 | 1596.8503 | 166.0133 | -102.273 | 0 | 1328.5641 | 0 | 0 | 0
2913 | 1257.452 | 584.33 | 2606.92 | 1308.7269 | 0 | 0 | 1298.1932 | 0 | 0 | 0
2914 | 1452.636 | 775.12 | 3332.0823 | 1511.8698 | 0 | 0 | 1820.2125 | 0 | 0 | 0
2915 | 1793.298 | 903.67 | 3766.8793 | 1866.4229 | 0 | 0 | 1900.4563 | 0 | 0 | 0
2916 | 1328.98 | 964.37 | 3970.5135 | 1383.1715 | 0 | 0 | 2587.342 | 0 | 0 | 0
2917 | 1338.234 | 951.21 | 3928.1737 | 1392.8029 | 0 | 0 | 2535.3708 | 0 | 0 | 0
2918 | 1057.156 | 651.13 | 2759.7237 | 1100.2634 | 0 | 0 | 1659.4603 | 0 | 0 | 0
2919 | 1280.998 | 292.48 | 1271.4306 | 1271.4306 | 0 | 0 | 0 | 0 | 0 | 61.8024
2920 | 1089.986 | 453.37 | 2015.6495 | 1134.4332 | -68.7787 | 0 | 812.4377 | 0 | 0 | 0
2921 | 1851.164 | 219.29 | 970.5722 | 970.5722 | 0 | 0 | 0 | 918.618 | 0 | 0
2922 | 1796.006 | 55.03 | 200.5639 | 200.5639 | 0 | 0 | 0 | 1603.3 | 0 | 0
2923 | 1783.629 | 0 | 0 | 0 | 0 | 0 | 0 | 0 | 0 | 1856.3597
2924 | 1345.6 | 0 | 0 | 0 | 0 | 0 | 0 | 0 | 0 | 1400.4693
2925 | 1422.4 | 0 | 0 | 0 | 0 | 0 | 0 | 0 | 0 | 1480.4009
2926 | 1416.8 | 0 | 0 | 0 | 0 | 0 | 0 | 0 | 0 | 1474.5726
2927 | 1570.4 | 0 | 0 | 0 | 0 | 0 | 0 | 0 | 0 | 1634.4359
2928 | 0 | 0 | 0 | 0 | 0 | 0 | 0 | 0 | 0 | 0
2929 | 0 | 0 | 0 | 0 | 0 | 0 | 0 | 0 | 0 | 0
2930 | 0 | 0 | 0 | 0 | 0 | 0 | 0 | 0 | 0 | 0
2931 | 0 | 0 | 0 | 0 | 0 | 0 | 0 | 0 | 0 | 0
2932 | 0 | 0 | 0 | 0 | 0 | 0 | 0 | 0 | 0 | 0
2933 | 0 | 0 | 0 | 0 | 0 | 0 | 0 | 0 | 0 | 0
2934 | 0 | 0 | 0 | 0 | 0 | 0 | 0 | 0 | 0 | 0
2935 | 1555.098 | 127.12 | 468.5983 | 468.5983 | 0 | 0 | 0 | 1104.859 | 0 | 0
2936 | 1292.903 | 358.07 | 1611.085 | 1345.6234 | -265.4616 | 0 | 0 | 0 | 0 | 0
2937 | 1616.041 | 585.45 | 2624.6216 | 1681.938 | -942.6836 | 0 | 0 | 0 | 0 | 0
2938 | 1859.685 | 775.99 | 3353.0456 | 1935.517 | -1417.5286 | 0 | 0 | 0 | 0 | 0
2939 | 1608.786 | 732.37 | 3096.3495 | 1674.3871 | -1421.9623 | 0 | 0 | 0 | 0 | 0
2940 | 1823.532 | 968.12 | 4042.9797 | 1897.8898 | -2093.1229 | 0 | 51.967 | 0 | 0 | 0
2941 | 1798.158 | 498.71 | 2143.9575 | 1871.4811 | -272.4764 | 0 | 0 | 0 | 0 | 0
2942 | 1525.044 | 281.78 | 1221.3682 | 1221.3682 | 0 | 0 | 0 | 351.528 | 0 | 0
2943 | 1520.027 | 443.07 | 1939.5146 | 1582.0088 | -357.5058 | 0 | 0 | 0 | 0 | 0
2944 | 1553.305 | 118.9 | 507.1133 | 507.1133 | 0 | 0 | 0 | 1066.06 | 0 | 0
2945 | 1531.346 | 13.71 | 32.7761 | 32.7761 | 0 | 0 | 0 | 1499.854 | 0 | 0
2946 | 1537.263 | 5.87 | 0 | 0 | 0 | 0 | 0 | 1537.263 | 0 | 0
2947 | 1394.4 | 0 | 0 | 0 | 0 | 0 | 0 | 0 | 0 | 1451.2592
2948 | 1347.2 | 0 | 0 | 0 | 0 | 0 | 0 | 0 | 0 | 1402.1345
2949 | 1466.4 | 0 | 0 | 0 | 0 | 0 | 0 | 0 | 0 | 1526.1951
2950 | 1319.2 | 0 | 0 | 0 | 0 | 0 | 0 | 0 | 0 | 1372.9927
2951 | 1240 | 0 | 0 | 0 | 0 | 0 | 0 | 0 | 0 | 1290.5632
2952 | 0 | 0 | 0 | 0 | 0 | 0 | 0 | 0 | 0 | 0
2953 | 0 | 0 | 0 | 0 | 0 | 0 | 0 | 0 | 0 | 0
2954 | 0 | 0 | 0 | 0 | 0 | 0 | 0 | 0 | 0 | 0
2955 | 0 | 0 | 0 | 0 | 0 | 0 | 0 | 0 | 0 | 0
2956 | 0 | 0 | 0 | 0 | 0 | 0 | 0 | 0 | 0 | 0
2957 | 0 | 0 | 0 | 0 | 0 | 0 | 0 | 0 | 0 | 0
2958 | 0 | 0 | 0 | 0 | 0 | 0 | 0 | 0 | 0 | 0
2959 | 1206.214 | 130.55 | 472.2681 | 472.2681 | 0 | 0 | 0 | 752.449 | 0 | 0
2960 | 1033.754 | 294.32 | 1332.5086 | 1075.9072 | -256.6014 | 0 | 0 | 0 | 0 | 0
2961 | 1422.494 | 589.65 | 2667.6983 | 1480.4987 | -1187.1995 | 0 | 0 | 0 | 0 | 0
2962 | 1530.86 | 653.53 | 2848.4146 | 1593.2836 | -1255.131 | 0 | 0 | 0 | 0 | 0
2963 | 1656.662 | 908.3 | 3909.957 | 1724.2143 | -2093.1229 | 0 | 92.6198 | 0 | 0 | 0
2964 | 1345.486 | 813.12 | 3457.3273 | 1400.3506 | -2056.9767 | 0 | 0 | 0 | 0 | 0
2965 | 1497.656 | 216.08 | 927.1115 | 927.1115 | 0 | 0 | 0 | 606.868 | 0 | 0
2966 | 1691.038 | 74.3 | 293.7103 | 293.7103 | 0 | 0 | 0 | 1408.835 | 0 | 0
2967 | 1889.882 | 132.3 | 559.9046 | 559.9046 | 0 | 0 | 0 | 1351.914 | 0 | 0
2968 | 1787.216 | 255.4 | 1133.6599 | 1133.6599 | 0 | 0 | 0 | 697.972 | 0 | 0
2969 | 1100.388 | 151.86 | 667.2441 | 667.2441 | 0 | 0 | 0 | 459.286 | 0 | 0
2970 | 1874.444 | 38.93 | 140.3071 | 140.3071 | 0 | 0 | 0 | 1739.634 | 0 | 0
2971 | 1314.638 | 0 | 0 | 0 | 0 | 0 | 0 | 1230.461 | 0 | 87.6095
2972 | 1416 | 0 | 0 | 0 | 0 | 0 | 0 | 0 | 0 | 1473.7399
2973 | 988.8 | 0 | 0 | 0 | 0 | 0 | 0 | 0 | 0 | 1029.1201
2974 | 963.2 | 0 | 0 | 0 | 0 | 0 | 0 | 0 | 0 | 1002.4762
2975 | 1384 | 0 | 0 | 0 | 0 | 0 | 0 | 0 | 0 | 1440.4351
2976 | 0 | 0 | 0 | 0 | 0 | 0 | 0 | 0 | 0 | 0
2977 | 0 | 0 | 0 | 0 | 0 | 0 | 0 | 0 | 0 | 0
2978 | 0 | 0 | 0 | 0 | 0 | 0 | 0 | 0 | 0 | 0
2979 | 0 | 0 | 0 | 0 | 0 | 0 | 0 | 0 | 0 | 0
2980 | 0 | 0 | 0 | 0 | 0 | 0 | 0 | 0 | 0 | 0
2981 | 0 | 0 | 0 | 0 | 0 | 0 | 0 | 0 | 0 | 0
2982 | 0 | 0 | 0 | 0 | 0 | 0 | 0 | 0 | 0 | 0
2983 | 1212.52 | 132.77 | 473.4077 | 473.4077 | 0 | 0 | 0 | 0 | 0 | 788.5549
2984 | 1002.061 | 367.38 | 1664.2479 | 1042.9218 | -621.3261 | 0 | 0 | 0 | 0 | 0
2985 | 965.107 | 262.56 | 1165.3026 | 1004.461 | -160.8416 | 0 | 0 | 0 | 0 | 0
2986 | 1411.917 | 787.42 | 3481.1923 | 1469.4904 | -2011.7019 | 0 | 0 | 0 | 0 | 0
2987 | 1427.898 | 504.63 | 2184.4625 | 1486.1231 | -698.3394 | 0 | 0 | 0 | 0 | 0
2988 | 1337.421 | 398.64 | 1716.9799 | 1391.9567 | -325.0231 | 0 | 0 | 0 | 0 | 0
2989 | 1072.122 | 540.58 | 2323.4207 | 1115.8397 | -1207.581 | 0 | 0 | 0 | 0 | 0
2990 | 1193.708 | 684.42 | 2951.4494 | 1242.3836 | -1709.0658 | 0 | 0 | 0 | 0 | 0
2991 | 980.197 | 646.88 | 2835.5048 | 1020.1663 | -1815.3385 | 0 | 0 | 0 | 0 | 0
2992 | 1206.253 | 474.81 | 2135.905 | 1255.4401 | -880.4649 | 0 | 0 | 0 | 0 | 0
2993 | 1386.057 | 158.75 | 697.0332 | 697.0332 | 0 | 0 | 0 | 431.466 | 0 | 296.483
2994 | 1219.223 | 40.79 | 147.8809 | 147.8809 | 0 | 0 | 0 | 0 | 0 | 1121.0582
2995 | 1409.584 | 0 | 0 | 0 | 0 | 0 | 0 | 0 | 0 | 1467.0623
2996 | 1578.4 | 0 | 0 | 0 | 0 | 0 | 0 | 0 | 0 | 1642.7621
2997 | 1444.8 | 0 | 0 | 0 | 0 | 0 | 0 | 0 | 0 | 1503.7143
2998 | 1684 | 0 | 0 | 0 | 0 | 0 | 0 | 0 | 0 | 1752.6681
2999 | 1376.8 | 0 | 0 | 0 | 0 | 0 | 0 | 0 | 0 | 1432.9415
3000 | 0 | 0 | 0 | 0 | 0 | 0 | 0 | 0 | 0 | 0
3001 | 0 | 0 | 0 | 0 | 0 | 0 | 0 | 0 | 0 | 0
3002 | 0 | 0 | 0 | 0 | 0 | 0 | 0 | 0 | 0 | 0
3003 | 0 | 0 | 0 | 0 | 0 | 0 | 0 | 0 | 0 | 0
3004 | 0 | 0 | 0 | 0 | 0 | 0 | 0 | 0 | 0 | 0
3005 | 0 | 0 | 0 | 0 | 0 | 0 | 0 | 0 | 0 | 0
3006 | 0 | 0 | 0 | 0 | 0 | 0 | 0 | 0 | 0 | 0
3007 | 781.83 | 72.02 | 298.244 | 298.244 | 0 | 0 | 0 | 0 | 0 | 515.4666
3008 | 709.607 | 362.62 | 1633.5471 | 738.5425 | -895.0046 | 0 | 0 | 0 | 0 | 0
3009 | 1534.229 | 590.3 | 2661.6722 | 1596.7899 | -1064.8822 | 0 | 0 | 0 | 0 | 0
3010 | 1020.516 | 780.43 | 3403.5878 | 1062.1283 | -2093.1229 | 0 | 248.3366 | 0 | 0 | 0
3011 | 1287.992 | 628.49 | 2684.9023 | 1340.5122 | -1344.3901 | 0 | 0 | 0 | 0 | 0
3012 | 1475.707 | 972.31 | 4080.2405 | 1535.8816 | -2093.1229 | 0 | 451.2361 | 0 | 0 | 0
3013 | 1238.1 | 958.47 | 4041.1448 | 1288.5857 | -2093.1229 | 0 | 659.4362 | 0 | 0 | 0
3014 | 1241.662 | 598.85 | 2573.6703 | 1292.293 | -1247.192 | 0 | 34.1854 | 0 | 0 | 0
3015 | 1191.082 | 440.55 | 1930.8137 | 1239.6505 | 0 | 0 | 691.1632 | 0 | 0 | 0
3016 | 1159.838 | 365.2 | 1631.0409 | 1207.1325 | 0 | 0 | 423.9084 | 0 | 0 | 0
3017 | 1030.094 | 179.51 | 794.2511 | 794.2511 | 0 | 0 | 0 | 0 | 0 | 277.8468
3018 | 1147.534 | 46.15 | 170.3606 | 170.3606 | 0 | 0 | 0 | 0 | 0 | 1023.9662
3019 | 1455.483 | 0 | 0 | 0 | 0 | 0 | 0 | 0 | 0 | 1514.8329
3020 | 1283.2 | 0 | 0 | 0 | 0 | 0 | 0 | 0 | 0 | 1335.5248
3021 | 1238.4 | 0 | 0 | 0 | 0 | 0 | 0 | 0 | 0 | 1288.898
3022 | 1134.4 | 0 | 0 | 0 | 0 | 0 | 0 | 0 | 0 | 1180.6572
3023 | 1165.6 | 0 | 0 | 0 | 0 | 0 | 0 | 0 | 0 | 1213.1294
3024 | 0 | 0 | 0 | 0 | 0 | 0 | 0 | 0 | 0 | 0
3025 | 0 | 0 | 0 | 0 | 0 | 0 | 0 | 0 | 0 | 0
3026 | 0 | 0 | 0 | 0 | 0 | 0 | 0 | 0 | 0 | 0
3027 | 0 | 0 | 0 | 0 | 0 | 0 | 0 | 0 | 0 | 0
3028 | 0 | 0 | 0 | 0 | 0 | 0 | 0 | 0 | 0 | 0
3029 | 0 | 0 | 0 | 0 | 0 | 0 | 0 | 0 | 0 | 0
3030 | 0 | 0 | 0 | 0 | 0 | 0 | 0 | 0 | 0 | 0
3031 | 1273.643 | 128.72 | 481.4727 | 481.4727 | 0 | 0 | 0 | 0 | 0 | 844.1054
3032 | 802.242 | 356.92 | 1608.9743 | 834.9549 | -774.0195 | 0 | 0 | 0 | 0 | 0
3033 | 1200.115 | 415.4 | 1846.4036 | 1249.0518 | -597.3518 | 0 | 0 | 0 | 0 | 0
3034 | 1471.92 | 774.65 | 3346.8207 | 1531.9402 | -1814.8806 | 0 | 0 | 0 | 0 | 0
3035 | 1380.935 | 895.25 | 3731.9331 | 1437.2441 | -2093.1229 | 0 | 201.5662 | 0 | 0 | 0
3036 | 1423.39 | 957.41 | 3903.8289 | 1481.4302 | -2093.1229 | 0 | 329.2758 | 0 | 0 | 0
3037 | 1393.065 | 758.23 | 3113.1455 | 1449.8697 | -1663.2758 | 0 | 0 | 0 | 0 | 0
3038 | 1542.057 | 767.84 | 3171.8016 | 1604.9371 | -622.9705 | 0 | 943.894 | 0 | 0 | 0
3039 | 1458.87 | 611.72 | 2611.2132 | 1518.358 | 0 | 0 | 1092.8552 | 0 | 0 | 0
3040 | 2088.377 | 79.04 | 320.5738 | 320.5738 | 0 | 0 | 0 | 1780.363 | 0 | 0
3041 | 1746.298 | 78.5 | 323.3319 | 323.3319 | 0 | 0 | 0 | 1435.634 | 0 | 0
3042 | 1528.475 | 21.55 | 64.064 | 64.064 | 0 | 0 | 0 | 1466.921 | 0 | 0
3043 | 1628.348 | 0 | 0 | 0 | 0 | 0 | 0 | 0 | 0 | 1694.7468
3044 | 1763.2 | 0 | 0 | 0 | 0 | 0 | 0 | 0 | 0 | 1835.0976
3045 | 1925.6 | 0 | 0 | 0 | 0 | 0 | 0 | 0 | 0 | 2004.1198
3046 | 2003.2 | 0 | 0 | 0 | 0 | 0 | 0 | 0 | 0 | 2084.8841
3047 | 1744 | 0 | 0 | 0 | 0 | 0 | 0 | 0 | 0 | 1815.1147
3048 | 0 | 0 | 0 | 0 | 0 | 0 | 0 | 0 | 0 | 0
3049 | 0 | 0 | 0 | 0 | 0 | 0 | 0 | 0 | 0 | 0
3050 | 0 | 0 | 0 | 0 | 0 | 0 | 0 | 0 | 0 | 0
3051 | 0 | 0 | 0 | 0 | 0 | 0 | 0 | 0 | 0 | 0
3052 | 0 | 0 | 0 | 0 | 0 | 0 | 0 | 0 | 0 | 0
3053 | 0 | 0 | 0 | 0 | 0 | 0 | 0 | 0 | 0 | 0
3054 | 0 | 0 | 0 | 0 | 0 | 0 | 0 | 0 | 0 | 0
3055 | 1371.414 | 75.2 | 311.9989 | 0 | -311.9989 | 0 | 0 | 1371.414 | 0 | 0
3056 | 1360.451 | 212.16 | 948.4942 | 0 | -948.4942 | 0 | 0 | 1360.451 | 0 | 0
3057 | 1498.823 | 338.6 | 1495.7826 | 0 | -1495.7826 | 0 | 0 | 1498.823 | 0 | 0
3058 | 2067.103 | 592.58 | 2536.0317 | 1046.6114 | -1489.4203 | 0 | 0 | 1061.496 | 0 | 0
3059 | 1900.996 | 880.73 | 3675.3284 | 1978.5125 | -1696.8159 | 0 | 0 | 0 | 0 | 0
3060 | 2047.677 | 941.6 | 3911.0123 | 2131.1747 | -1779.8376 | 0 | 0 | 0 | 0 | 0
3061 | 1737.954 | 817.86 | 3414.2735 | 1808.8222 | -1605.4513 | 0 | 0 | 0 | 0 | 0
3062 | 1834.925 | 712.11 | 3034.3358 | 1909.7474 | -1124.5885 | 0 | 0 | 0 | 0 | 0
3063 | 1799.821 | 245.16 | 1067.5029 | 1067.5029 | 0 | 0 | 0 | 774.142 | 0 | 0
3064 | 1674.824 | 50.57 | 193.8905 | 193.8905 | 0 | 0 | 0 | 1488.53 | 0 | 0
3065 | 1838.59 | 80.77 | 335.7806 | 335.7806 | 0 | 0 | 0 | 1515.965 | 0 | 0
3066 | 1892.738 | 22.53 | 68.6757 | 68.6757 | 0 | 0 | 0 | 1826.753 | 0 | 0
3067 | 1857.119 | 0 | 0 | 0 | 0 | 0 | 0 | 0 | 0 | 1932.8464
3068 | 1924 | 0 | 0 | 0 | 0 | 0 | 0 | 0 | 0 | 2002.4546
3069 | 1824.8 | 0 | 0 | 0 | 0 | 0 | 0 | 0 | 0 | 1899.2095
3070 | 2112.8 | 0 | 0 | 0 | 0 | 0 | 0 | 101.684 | 0 | 2093.1229
3071 | 1693.6 | 0 | 0 | 0 | 0 | 0 | 0 | 0 | 0 | 1762.6596
3072 | 0 | 0 | 0 | 0 | 0 | 0 | 0 | 0 | 0 | 0
3073 | 0 | 0 | 0 | 0 | 0 | 0 | 0 | 0 | 0 | 0
3074 | 0 | 0 | 0 | 0 | 0 | 0 | 0 | 0 | 0 | 0
3075 | 0 | 0 | 0 | 0 | 0 | 0 | 0 | 0 | 0 | 0
3076 | 0 | 0 | 0 | 0 | 0 | 0 | 0 | 0 | 0 | 0
3077 | 0 | 0 | 0 | 0 | 0 | 0 | 0 | 0 | 0 | 0
3078 | 0 | 0 | 0 | 0 | 0 | 0 | 0 | 0 | 0 | 0
3079 | 1151.437 | 128.43 | 484.9083 | 484.9083 | 0 | 0 | 0 | 685.527 | 0 | 0
3080 | 1016.173 | 352.73 | 1597.0595 | 1057.6093 | -539.4502 | 0 | 0 | 0 | 0 | 0
3081 | 1393.713 | 577.1 | 2620.3034 | 1450.5441 | -1169.7592 | 0 | 0 | 0 | 0 | 0
3082 | 1742.288 | 764.97 | 3364.9844 | 1813.3329 | -1551.6514 | 0 | 0 | 0 | 0 | 0
3083 | 1918.198 | 561.06 | 2426.8636 | 1996.416 | -430.4476 | 0 | 0 | 0 | 0 | 0
3084 | 1389.518 | 955.99 | 4046.8711 | 1446.1781 | -2093.1229 | 0 | 507.5702 | 0 | 0 | 0
3085 | 1454.847 | 941.51 | 3990.0437 | 1514.17 | -2093.1229 | 0 | 382.7509 | 0 | 0 | 0
3086 | 1572.945 | 852.24 | 3667.2811 | 1637.0847 | -2030.1965 | 0 | 0 | 0 | 0 | 0
3087 | 1407.007 | 278.82 | 1220.2161 | 1220.2161 | 0 | 0 | 0 | 234.598 | 0 | 0
3088 | 1270.866 | 67.96 | 273.1737 | 273.1737 | 0 | 0 | 0 | 1008.395 | 0 | 0
3089 | 1921.03 | 34.3 | 124.123 | 124.123 | 0 | 0 | 0 | 1801.77 | 0 | 0
3090 | 1338.785 | 10.77 | 18.786 | 18.786 | 0 | 0 | 0 | 649.827 | 0 | 698.2655
3091 | 1455.323 | 0 | 0 | 0 | 0 | 0 | 0 | 0 | 0 | 1514.6664
3092 | 1472 | 0 | 0 | 0 | 0 | 0 | 0 | 0 | 0 | 1532.0234
3093 | 1682.4 | 0 | 0 | 0 | 0 | 0 | 0 | 0 | 0 | 1751.0029
3094 | 1751.2 | 0 | 0 | 0 | 0 | 0 | 0 | 0 | 0 | 1822.6083
3095 | 1388 | 0 | 0 | 0 | 0 | 0 | 0 | 0 | 0 | 1444.5982
3096 | 0 | 0 | 0 | 0 | 0 | 0 | 0 | 0 | 0 | 0
3097 | 0 | 0 | 0 | 0 | 0 | 0 | 0 | 0 | 0 | 0
3098 | 0 | 0 | 0 | 0 | 0 | 0 | 0 | 0 | 0 | 0
3099 | 0 | 0 | 0 | 0 | 0 | 0 | 0 | 0 | 0 | 0
3100 | 0 | 0 | 0 | 0 | 0 | 0 | 0 | 0 | 0 | 0
3101 | 0 | 0 | 0 | 0 | 0 | 0 | 0 | 0 | 0 | 0
3102 | 0 | 0 | 0 | 0 | 0 | 0 | 0 | 0 | 0 | 0
3103 | 596.8 | 128.37 | 481.5924 | 481.5924 | 0 | 0 | 0 | 0 | 0 | 139.5432
3104 | 559.198 | 212.02 | 948.7825 | 582.0003 | -366.7822 | 0 | 0 | 0 | 0 | 0
3105 | 533.643 | 436.27 | 1932.403 | 555.4033 | -1376.9997 | 0 | 0 | 0 | 0 | 0
3106 | 918.03 | 503 | 2182.076 | 955.4643 | -1226.6117 | 0 | 0 | 0 | 0 | 0
3107 | 967.693 | 594.24 | 2543.1433 | 1007.1524 | -1535.9909 | 0 | 0 | 0 | 0 | 0
3108 | 627.109 | 796.48 | 3352.8416 | 652.6805 | -2093.1229 | 0 | 607.0383 | 0 | 0 | 0
3109 | 812.063 | 777.83 | 3291.493 | 845.1753 | -2093.1229 | 0 | 353.1949 | 0 | 0 | 0
3110 | 905.477 | 699.2 | 3001.5545 | 942.3994 | -2059.155 | 0 | 0 | 0 | 0 | 0
3111 | 596.201 | 514.38 | 2256.275 | 620.5122 | -79.0522 | 0 | 1556.7107 | 0 | 0 | 0
3112 | 817.356 | 31.38 | 108.0295 | 108.0295 | 0 | 0 | 0 | 0 | 0 | 742.6556
3113 | 855.171 | 14.69 | 36.8289 | 36.8289 | 0 | 0 | 0 | 0 | 0 | 853.2132
3114 | 864.861 | 5.87 | 0 | 0 | 0 | 0 | 0 | 0 | 0 | 900.1273
3115 | 824.194 | 0 | 0 | 0 | 0 | 0 | 0 | 0 | 0 | 857.802
3116 | 626.4 | 0 | 0 | 0 | 0 | 0 | 0 | 0 | 0 | 651.9426
3117 | 780 | 0 | 0 | 0 | 0 | 0 | 0 | 0 | 0 | 811.8059
3118 | 831.2 | 0 | 0 | 0 | 0 | 0 | 0 | 0 | 0 | 865.0937
3119 | 764 | 0 | 0 | 0 | 0 | 0 | 0 | 0 | 0 | 795.1535
3120 | 0 | 0 | 0 | 0 | 0 | 0 | 0 | 0 | 0 | 0
3121 | 0 | 0 | 0 | 0 | 0 | 0 | 0 | 0 | 0 | 0
3122 | 0 | 0 | 0 | 0 | 0 | 0 | 0 | 0 | 0 | 0
3123 | 0 | 0 | 0 | 0 | 0 | 0 | 0 | 0 | 0 | 0
3124 | 0 | 0 | 0 | 0 | 0 | 0 | 0 | 0 | 0 | 0
3125 | 0 | 0 | 0 | 0 | 0 | 0 | 0 | 0 | 0 | 0
3126 | 0 | 0 | 0 | 0 | 0 | 0 | 0 | 0 | 0 | 0
3127 | 1606.824 | 85.52 | 358.9868 | 358.9868 | 0 | 0 | 0 | 0 | 0 | 1313.3583
3128 | 1031.203 | 292.88 | 1327.5857 | 1073.2522 | -254.3336 | 0 | 0 | 0 | 0 | 0
3129 | 1251.649 | 427.28 | 1912.4055 | 1302.6872 | -609.7183 | 0 | 0 | 0 | 0 | 0
3130 | 1182.361 | 623.89 | 2733.4899 | 1230.5739 | -1502.916 | 0 | 0 | 0 | 0 | 0
3131 | 1327.158 | 739.57 | 3188.8308 | 1381.2752 | -1807.5556 | 0 | 0 | 0 | 0 | 0
3132 | 662.126 | 776.07 | 3323.8549 | 689.1243 | -2093.1229 | 0 | 541.6078 | 0 | 0 | 0
3133 | 803.013 | 795.79 | 3414.4473 | 835.7563 | -2093.1229 | 0 | 485.5682 | 0 | 0 | 0
3134 | 839.44 | 679.3 | 2948.6674 | 873.6697 | -309.9412 | 0 | 1765.0565 | 0 | 0 | 0
3135 | 881.612 | 614.63 | 2710.9977 | 917.5613 | 0 | 0 | 1793.4364 | 0 | 0 | 0
3136 | 723.729 | 394.34 | 1770.9223 | 753.2403 | 0 | 0 | 1017.682 | 0 | 0 | 0
3137 | 1037.81 | 177.47 | 785.0049 | 785.0049 | 0 | 0 | 0 | 283.561 | 0 | 0
3138 | 1280.783 | 46.03 | 170.2284 | 170.2284 | 0 | 0 | 0 | 1117.224 | 0 | 0
3139 | 1299.258 | 0 | 0 | 0 | 0 | 0 | 0 | 530.552 | 0 | 800.0514
3140 | 1091.2 | 0 | 0 | 0 | 0 | 0 | 0 | 0 | 0 | 1135.6956
3141 | 1475.2 | 0 | 0 | 0 | 0 | 0 | 0 | 0 | 0 | 1535.3539
3142 | 901.6 | 0 | 0 | 0 | 0 | 0 | 0 | 0 | 0 | 938.3644
3143 | 1424.8 | 0 | 0 | 0 | 0 | 0 | 0 | 0 | 0 | 1482.8988
3144 | 0 | 0 | 0 | 0 | 0 | 0 | 0 | 0 | 0 | 0
3145 | 0 | 0 | 0 | 0 | 0 | 0 | 0 | 0 | 0 | 0
3146 | 0 | 0 | 0 | 0 | 0 | 0 | 0 | 0 | 0 | 0
3147 | 0 | 0 | 0 | 0 | 0 | 0 | 0 | 0 | 0 | 0
3148 | 0 | 0 | 0 | 0 | 0 | 0 | 0 | 0 | 0 | 0
3149 | 0 | 0 | 0 | 0 | 0 | 0 | 0 | 0 | 0 | 0
3150 | 0 | 0 | 0 | 0 | 0 | 0 | 0 | 0 | 0 | 0
3151 | 1360.959 | 108.71 | 453.2958 | 453.2958 | 0 | 0 | 0 | 0 | 0 | 963.1588
3152 | 1089.279 | 295.6 | 1343.4045 | 1133.6963 | -209.7082 | 0 | 0 | 0 | 0 | 0
3153 | 1352.296 | 576.63 | 2623.7879 | 1407.4383 | -1216.3496 | 0 | 0 | 0 | 0 | 0
3154 | 1592.847 | 761.21 | 3371.3883 | 1657.7982 | -1713.5901 | 0 | 0 | 0 | 0 | 0
3155 | 1626.609 | 673.47 | 2925.7068 | 1692.9369 | -1232.7699 | 0 | 0 | 0 | 0 | 0
3156 | 1541.713 | 638.31 | 2772.3817 | 1604.5791 | -1167.8026 | 0 | 0 | 0 | 0 | 0
3157 | 1622.298 | 706.56 | 3065.0731 | 1688.4501 | -1376.623 | 0 | 0 | 0 | 0 | 0
3158 | 1448.694 | 496.42 | 2188.0251 | 1507.7671 | -680.258 | 0 | 0 | 0 | 0 | 0
3159 | 1620.387 | 385.68 | 1718.8148 | 1686.4612 | -32.3536 | 0 | 0 | 0 | 0 | 0
3160 | 1509.994 | 251.99 | 1131.4232 | 1131.4232 | 0 | 0 | 0 | 422.899 | 0 | 0
3161 | 1315.27 | 190.5 | 854.0823 | 854.0823 | 0 | 0 | 0 | 494.65 | 0 | 0
3162 | 1693.54 | 49.29 | 185.3873 | 185.3873 | 0 | 0 | 0 | 1203.205 | 0 | 324.942
3163 | 1887.87 | 0 | 0 | 0 | 0 | 0 | 0 | 0 | 0 | 1964.8513
3164 | 1574.4 | 0 | 0 | 0 | 0 | 0 | 0 | 0 | 0 | 1638.599
3165 | 1738.4 | 0 | 0 | 0 | 0 | 0 | 0 | 0 | 0 | 1809.2864
3166 | 1488 | 0 | 0 | 0 | 0 | 0 | 0 | 0 | 0 | 1548.6759
3167 | 1567.2 | 0 | 0 | 0 | 0 | 0 | 0 | 0 | 0 | 1631.1054
3168 | 0 | 0 | 0 | 0 | 0 | 0 | 0 | 0 | 0 | 0
3169 | 0 | 0 | 0 | 0 | 0 | 0 | 0 | 0 | 0 | 0
3170 | 0 | 0 | 0 | 0 | 0 | 0 | 0 | 0 | 0 | 0
3171 | 0 | 0 | 0 | 0 | 0 | 0 | 0 | 0 | 0 | 0
3172 | 0 | 0 | 0 | 0 | 0 | 0 | 0 | 0 | 0 | 0
3173 | 0 | 0 | 0 | 0 | 0 | 0 | 0 | 0 | 0 | 0
3174 | 0 | 0 | 0 | 0 | 0 | 0 | 0 | 0 | 0 | 0
3175 | 1222.398 | 109.4 | 457.5473 | 457.5473 | 0 | 0 | 0 | 0 | 0 | 814.6961
3176 | 1224.246 | 289.21 | 1309.9154 | 1274.1668 | -35.7486 | 0 | 0 | 0 | 0 | 0
3177 | 1405.356 | 582.37 | 2639.1924 | 1462.6619 | -1176.5305 | 0 | 0 | 0 | 0 | 0
3178 | 1702.904 | 768.03 | 3384.6634 | 1772.343 | -1612.3204 | 0 | 0 | 0 | 0 | 0
3179 | 1163.639 | 754.55 | 3244.7819 | 1211.0885 | -2033.6935 | 0 | 0 | 0 | 0 | 0
3180 | 1654.093 | 744.09 | 3183.0202 | 1721.5416 | -1461.4785 | 0 | 0 | 0 | 0 | 0
3181 | 1527.881 | 817.98 | 3472.6715 | 1590.1831 | -1882.4884 | 0 | 0 | 0 | 0 | 0
3182 | 1582.693 | 846.62 | 3660.4213 | 1647.2301 | -2013.1912 | 0 | 0 | 0 | 0 | 0
3183 | 1693.198 | 607.43 | 2652.2219 | 1762.2412 | -615.3843 | 0 | 274.5965 | 0 | 0 | 0
3184 | 1547.887 | 312.74 | 1387.4054 | 1387.4054 | 0 | 0 | 0 | 214.839 | 0 | 0
3185 | 1494.49 | 197.75 | 872.1491 | 872.1491 | 0 | 0 | 0 | 656.511 | 0 | 0
3186 | 1557.6 | 51.69 | 191.8995 | 191.8995 | 0 | 0 | 0 | 205.594 | 0 | 1215.237
3187 | 1736.8 | 0 | 0 | 0 | 0 | 0 | 0 | 0 | 0 | 1807.6211
3188 | 1518.4 | 0 | 0 | 0 | 0 | 0 | 0 | 0 | 0 | 1580.3155
3189 | 1556 | 0 | 0 | 0 | 0 | 0 | 0 | 0 | 0 | 1619.4487
3190 | 1313.6 | 0 | 0 | 0 | 0 | 0 | 0 | 0 | 0 | 1367.1644
3191 | 1468.8 | 0 | 0 | 0 | 0 | 0 | 0 | 0 | 0 | 1528.693
3192 | 0 | 0 | 0 | 0 | 0 | 0 | 0 | 0 | 0 | 0
3193 | 0 | 0 | 0 | 0 | 0 | 0 | 0 | 0 | 0 | 0
3194 | 0 | 0 | 0 | 0 | 0 | 0 | 0 | 0 | 0 | 0
3195 | 0 | 0 | 0 | 0 | 0 | 0 | 0 | 0 | 0 | 0
3196 | 0 | 0 | 0 | 0 | 0 | 0 | 0 | 0 | 0 | 0
3197 | 0 | 0 | 0 | 0 | 0 | 0 | 0 | 0 | 0 | 0
3198 | 0 | 0 | 0 | 0 | 0 | 0 | 0 | 0 | 0 | 0
3199 | 1067.464 | 120.17 | 497.3144 | 497.3144 | 0 | 0 | 0 | 0 | 0 | 613.6774
3200 | 1283.562 | 309.03 | 1400.6993 | 1335.9015 | -64.7977 | 0 | 0 | 0 | 0 | 0
3201 | 1599.831 | 447.34 | 1999.5248 | 1665.067 | -334.4578 | 0 | 0 | 0 | 0 | 0
3202 | 1734.369 | 748.59 | 3292.2965 | 1805.091 | -1487.2055 | 0 | 0 | 0 | 0 | 0
3203 | 1623.038 | 889.39 | 3840.7786 | 1689.2203 | -2093.1229 | 0 | 58.4355 | 0 | 0 | 0
3204 | 1636.443 | 949.59 | 4069.9805 | 1703.1719 | -2093.1229 | 0 | 273.6858 | 0 | 0 | 0
3205 | 1725.917 | 939.27 | 4027.3045 | 1796.2933 | -2093.1229 | 0 | 137.8884 | 0 | 0 | 0
3206 | 2012.075 | 853.26 | 3702.0899 | 2094.121 | -1607.9689 | 0 | 0 | 0 | 0 | 0
3207 | 1948.007 | 704.95 | 3117.5584 | 2027.4394 | -1057.0389 | 0 | 33.08 | 0 | 0 | 0
3208 | 1556.628 | 505.8 | 2290.1294 | 1620.1023 | 0 | 0 | 670.0271 | 0 | 0 | 0
3209 | 1721.903 | 277.05 | 1182.9011 | 1182.9011 | 0 | 0 | 0 | 585.347 | 0 | 0
3210 | 1737.852 | 66.48 | 196.3602 | 196.3602 | 0 | 0 | 0 | 1549.185 | 0 | 0
3211 | 1568.995 | 0 | 0 | 0 | 0 | 0 | 0 | 0 | 0 | 1632.9736
3212 | 1459.2 | 0 | 0 | 0 | 0 | 0 | 0 | 0 | 0 | 1518.7015
3213 | 1577.6 | 0 | 0 | 0 | 0 | 0 | 0 | 0 | 0 | 1641.9295
3214 | 1764.8 | 0 | 0 | 0 | 0 | 0 | 0 | 0 | 0 | 1836.7629
3215 | 1724 | 0 | 0 | 0 | 0 | 0 | 0 | 0 | 0 | 1794.2992
3216 | 0 | 0 | 0 | 0 | 0 | 0 | 0 | 0 | 0 | 0
3217 | 0 | 0 | 0 | 0 | 0 | 0 | 0 | 0 | 0 | 0
3218 | 0 | 0 | 0 | 0 | 0 | 0 | 0 | 0 | 0 | 0
3219 | 0 | 0 | 0 | 0 | 0 | 0 | 0 | 0 | 0 | 0
3220 | 0 | 0 | 0 | 0 | 0 | 0 | 0 | 0 | 0 | 0
3221 | 0 | 0 | 0 | 0 | 0 | 0 | 0 | 0 | 0 | 0
3222 | 0 | 0 | 0 | 0 | 0 | 0 | 0 | 0 | 0 | 0
3223 | 1482.886 | 43.13 | 167.3871 | 0 | -167.3871 | 0 | 0 | 1482.886 | 0 | 0
3224 | 905.259 | 120.25 | 524.8793 | 0 | -524.8793 | 0 | 0 | 905.259 | 0 | 0
3225 | 1293.998 | 288.91 | 1289.8815 | 0 | -1289.8815 | 0 | 0 | 1293.998 | 0 | 0
3226 | 1538.464 | 435.37 | 1919.3371 | 0 | -1919.3371 | 0 | 0 | 1538.464 | 0 | 0
3227 | 1566.084 | 603.42 | 2615.1952 | 522.0724 | -2093.1229 | 0 | 0 | 1064.466 | 0 | 0
3228 | 1519.876 | 682.88 | 2936.6506 | 843.5277 | -2093.1229 | 0 | 0 | 709.397 | 0 | 0
3229 | 2001.861 | 508.1 | 2208.0048 | 2017.1066 | -190.8982 | 0 | 0 | 63.784 | 0 | 0
3230 | 1474.906 | 121.78 | 510.2554 | 510.2554 | 0 | 0 | 0 | 984.642 | 0 | 0
3231 | 1790.369 | 462.77 | 2042.615 | 1863.3745 | -179.2405 | 0 | 0 | 0 | 0 | 0
3232 | 1829.06 | 229.02 | 1015.5026 | 1015.5026 | 0 | 0 | 0 | 853.344 | 0 | 0
3233 | 1677.484 | 27.43 | 93.9915 | 93.9915 | 0 | 0 | 0 | 1587.175 | 0 | 0
3234 | 2026.099 | 9.79 | 15.0632 | 15.0632 | 0 | 0 | 0 | 2011.626 | 0 | 0
3235 | 1587.2 | 0 | 0 | 0 | 0 | 0 | 0 | 0 | 0 | 1651.9209
3236 | 1344 | 0 | 0 | 0 | 0 | 0 | 0 | 0 | 0 | 1398.804
3237 | 1775.2 | 0 | 0 | 0 | 0 | 0 | 0 | 0 | 0 | 1847.587
3238 | 1706.4 | 0 | 0 | 0 | 0 | 0 | 0 | 0 | 0 | 1775.9815
3239 | 1422.4 | 0 | 0 | 0 | 0 | 0 | 0 | 0 | 0 | 1480.4009
3240 | 0 | 0 | 0 | 0 | 0 | 0 | 0 | 0 | 0 | 0
3241 | 0 | 0 | 0 | 0 | 0 | 0 | 0 | 0 | 0 | 0
3242 | 0 | 0 | 0 | 0 | 0 | 0 | 0 | 0 | 0 | 0
3243 | 0 | 0 | 0 | 0 | 0 | 0 | 0 | 0 | 0 | 0
3244 | 0 | 0 | 0 | 0 | 0 | 0 | 0 | 0 | 0 | 0
3245 | 0 | 0 | 0 | 0 | 0 | 0 | 0 | 0 | 0 | 0
3246 | 0 | 0 | 0 | 0 | 0 | 0 | 0 | 0 | 0 | 0
3247 | 1055.099 | 79.42 | 332.5428 | 332.5428 | 0 | 0 | 0 | 735.585 | 0 | 0
3248 | 1425.043 | 222.58 | 1003.4983 | 1003.4983 | 0 | 0 | 0 | 460.861 | 0 | 0
3249 | 1508.333 | 449.72 | 2015.6068 | 1569.838 | -445.7689 | 0 | 0 | 0 | 0 | 0
3250 | 1700.252 | 643.82 | 2819.225 | 1769.5828 | -1049.6421 | 0 | 0 | 0 | 0 | 0
3251 | 1839.549 | 724.3 | 3123.7594 | 1914.5599 | -1209.1995 | 0 | 0 | 0 | 0 | 0
3252 | 1816.85 | 742.05 | 3185.2391 | 1890.9353 | -1294.3038 | 0 | 0 | 0 | 0 | 0
3253 | 1707.886 | 803.24 | 3436.4597 | 1777.5281 | -1658.9316 | 0 | 0 | 0 | 0 | 0
3254 | 1728.169 | 673.76 | 2916.3825 | 1798.6382 | -1117.7443 | 0 | 0 | 0 | 0 | 0
3255 | 1703.789 | 550.6 | 2417.635 | 1773.2641 | -644.3709 | 0 | 0 | 0 | 0 | 0
3256 | 1569.14 | 458.58 | 2054.1999 | 1633.1245 | -421.0754 | 0 | 0 | 0 | 0 | 0
3257 | 1690.426 | 219.28 | 971.7723 | 971.7723 | 0 | 0 | 0 | 756.727 | 0 | 0
3258 | 1602.301 | 57.19 | 210.4222 | 210.4222 | 0 | 0 | 0 | 1400.123 | 0 | 0
3259 | 1476.806 | 0 | 0 | 0 | 0 | 0 | 0 | 0 | 0 | 1537.0254
3260 | 1332.8 | 0 | 0 | 0 | 0 | 0 | 0 | 0 | 0 | 1387.1473
3261 | 1378.4 | 0 | 0 | 0 | 0 | 0 | 0 | 0 | 0 | 1434.6067
3262 | 1814.4 | 0 | 0 | 0 | 0 | 0 | 0 | 0 | 0 | 1888.3854
3263 | 1490.4 | 0 | 0 | 0 | 0 | 0 | 0 | 0 | 0 | 1551.1737
3264 | 0 | 0 | 0 | 0 | 0 | 0 | 0 | 0 | 0 | 0
3265 | 0 | 0 | 0 | 0 | 0 | 0 | 0 | 0 | 0 | 0
3266 | 0 | 0 | 0 | 0 | 0 | 0 | 0 | 0 | 0 | 0
3267 | 0 | 0 | 0 | 0 | 0 | 0 | 0 | 0 | 0 | 0
3268 | 0 | 0 | 0 | 0 | 0 | 0 | 0 | 0 | 0 | 0
3269 | 0 | 0 | 0 | 0 | 0 | 0 | 0 | 0 | 0 | 0
3270 | 0 | 0 | 0 | 0 | 0 | 0 | 0 | 0 | 0 | 0
3271 | 1106.227 | 89.01 | 374.3185 | 374.3185 | 0 | 0 | 0 | 746.574 | 0 | 0
3272 | 998.236 | 244.02 | 1102.3949 | 1038.9409 | -63.4541 | 0 | 0 | 0 | 0 | 0
3273 | 1435.791 | 572.73 | 2593.7584 | 1494.338 | -1099.4204 | 0 | 0 | 0 | 0 | 0
3274 | 1831.647 | 591.11 | 2594.3214 | 1906.3357 | -687.9857 | 0 | 0 | 0 | 0 | 0
3275 | 1511.408 | 745.36 | 3218.0506 | 1573.0384 | -1645.0122 | 0 | 0 | 0 | 0 | 0
3276 | 1131.45 | 690.92 | 2990.2693 | 1177.5869 | -1812.6824 | 0 | 0 | 0 | 0 | 0
3277 | 1343.015 | 295.76 | 1297.3293 | 1297.3293 | 0 | 0 | 0 | 96.514 | 0 | 0
3278 | 1463.195 | 653.73 | 2867.2068 | 1522.8594 | -1344.3474 | 0 | 0 | 0 | 0 | 0
3279 | 1538.188 | 583.09 | 2596.1511 | 1600.9104 | -995.2407 | 0 | 0 | 0 | 0 | 0
3280 | 1937.529 | 132.69 | 577.6769 | 577.6769 | 0 | 0 | 0 | 1382.485 | 0 | 0
3281 | 1784.662 | 130.28 | 573.1017 | 573.1017 | 0 | 0 | 0 | 1234.014 | 0 | 0
3282 | 1641.186 | 42.66 | 159.4293 | 159.4293 | 0 | 0 | 0 | 1488.003 | 0 | 0
3283 | 1082.752 | 0 | 0 | 0 | 0 | 0 | 0 | 0 | 0 | 1126.9032
3284 | 1290.4 | 0 | 0 | 0 | 0 | 0 | 0 | 0 | 0 | 1343.0184
3285 | 1324.8 | 0 | 0 | 0 | 0 | 0 | 0 | 0 | 0 | 1378.8211
3286 | 1139.2 | 0 | 0 | 0 | 0 | 0 | 0 | 0 | 0 | 1185.6529
3287 | 1259.2 | 0 | 0 | 0 | 0 | 0 | 0 | 0 | 0 | 1310.5461
3288 | 0 | 0 | 0 | 0 | 0 | 0 | 0 | 0 | 0 | 0
3289 | 0 | 0 | 0 | 0 | 0 | 0 | 0 | 0 | 0 | 0
3290 | 0 | 0 | 0 | 0 | 0 | 0 | 0 | 0 | 0 | 0
3291 | 0 | 0 | 0 | 0 | 0 | 0 | 0 | 0 | 0 | 0
3292 | 0 | 0 | 0 | 0 | 0 | 0 | 0 | 0 | 0 | 0
3293 | 0 | 0 | 0 | 0 | 0 | 0 | 0 | 0 | 0 | 0
3294 | 0 | 0 | 0 | 0 | 0 | 0 | 0 | 0 | 0 | 0
3295 | 1182.657 | 120.9 | 500.5585 | 500.5585 | 0 | 0 | 0 | 194.997 | 0 | 527.3741
3296 | 936.672 | 307.86 | 1403.2356 | 974.8665 | -428.3692 | 0 | 0 | 0 | 0 | 0
3297 | 1006.925 | 330.42 | 1482.8301 | 1047.9842 | -434.8459 | 0 | 0 | 0 | 0 | 0
3298 | 980.994 | 346.88 | 1530.531 | 1020.9958 | -509.5352 | 0 | 0 | 0 | 0 | 0
3299 | 1100.227 | 438.16 | 1907.6564 | 1145.0907 | -762.5657 | 0 | 0 | 0 | 0 | 0
3300 | 1192.407 | 783.26 | 3284.2014 | 1241.0295 | -2043.1718 | 0 | 0 | 0 | 0 | 0
3301 | 1178.5 | 782.88 | 3291.6856 | 1226.5555 | -2065.1301 | 0 | 0 | 0 | 0 | 0
3302 | 1218.473 | 846.41 | 3609.033 | 1268.1574 | -2093.1229 | 0 | 247.7528 | 0 | 0 | 0
3303 | 1017.622 | 701.04 | 3072.9164 | 1059.1174 | -2013.799 | 0 | 0 | 0 | 0 | 0
3304 | 339.258 | 502.96 | 2274.3356 | 353.0919 | -480.2977 | 0 | 1440.9461 | 0 | 0 | 0
3305 | 224.739 | 275.97 | 1184.4061 | 233.9031 | 0 | 0 | 950.5029 | 0 | 0 | 0
3306 | 209.471 | 68.88 | 242.9881 | 218.0126 | 0 | 0 | 24.9755 | 0 | 0 | 0
3307 | 115.054 | 0 | 0 | 0 | 0 | 0 | 0 | 0 | 0 | 119.7455
3308 | 0 | 0 | 0 | 0 | 0 | 0 | 0 | 0 | 0 | 0
3309 | 0 | 0 | 0 | 0 | 0 | 0 | 0 | 0 | 0 | 0
3310 | 0 | 0 | 0 | 0 | 0 | 0 | 0 | 0 | 0 | 0
3311 | 0 | 0 | 0 | 0 | 0 | 0 | 0 | 0 | 0 | 0
3312 | 0 | 0 | 0 | 0 | 0 | 0 | 0 | 0 | 0 | 0
3313 | 0 | 0 | 0 | 0 | 0 | 0 | 0 | 0 | 0 | 0
3314 | 0 | 0 | 0 | 0 | 0 | 0 | 0 | 0 | 0 | 0
3315 | 0 | 0 | 0 | 0 | 0 | 0 | 0 | 0 | 0 | 0
3316 | 0 | 0 | 0 | 0 | 0 | 0 | 0 | 0 | 0 | 0
3317 | 0 | 0 | 0 | 0 | 0 | 0 | 0 | 0 | 0 | 0
3318 | 0 | 0 | 0 | 0 | 0 | 0 | 0 | 0 | 0 | 0
3319 | 79.923 | 79.57 | 333.9697 | 83.182 | -133.2642 | 0 | 117.5235 | 0 | 0 | 0
3320 | 156.96 | 353.68 | 1597.9348 | 163.3603 | 0 | 0 | 1434.5745 | 0 | 0 | 0
3321 | 637.627 | 573.54 | 2617.7555 | 663.6274 | 0 | 0 | 1954.1282 | 0 | 0 | 0
3322 | 1024.991 | 755.9 | 3363.0235 | 1066.7868 | 0 | 0 | 2296.2367 | 0 | 0 | 0
3323 | 1410.943 | 644.42 | 2812.947 | 1468.4767 | 0 | 0 | 1344.4703 | 0 | 0 | 0
3324 | 1071.439 | 687.46 | 2978.9967 | 1115.1288 | 0 | 0 | 1863.8678 | 0 | 0 | 0
3325 | 1560.347 | 929.12 | 4020.0316 | 1623.9729 | 0 | 0 | 2396.0586 | 0 | 0 | 0
3326 | 1408.139 | 676.19 | 2949.3689 | 1465.5584 | 0 | 0 | 1483.8105 | 0 | 0 | 0
3327 | 996.949 | 59.37 | 233.7418 | 233.7418 | 0 | 0 | 0 | 772.365 | 0 | 0
3328 | 1328.349 | 130.69 | 568.389 | 568.389 | 0 | 0 | 0 | 782.229 | 0 | 0
3329 | 1340.192 | 252.92 | 1131.1537 | 1131.1537 | 0 | 0 | 0 | 253.356 | 0 | 0
3330 | 1479.054 | 67.49 | 204.7021 | 204.7021 | 0 | 0 | 0 | 840.477 | 0 | 459.9151
3331 | 1458.236 | 0 | 0 | 0 | 0 | 0 | 0 | 0 | 0 | 1517.6982
3332 | 1057.6 | 0 | 0 | 0 | 0 | 0 | 0 | 0 | 0 | 1100.7255
3333 | 1518.4 | 0 | 0 | 0 | 0 | 0 | 0 | 0 | 0 | 1580.3155
3334 | 1292 | 0 | 0 | 0 | 0 | 0 | 0 | 0 | 0 | 1344.6836
3335 | 1396.8 | 0 | 0 | 0 | 0 | 0 | 0 | 0 | 0 | 1453.757
3336 | 0 | 0 | 0 | 0 | 0 | 0 | 0 | 0 | 0 | 0
3337 | 0 | 0 | 0 | 0 | 0 | 0 | 0 | 0 | 0 | 0
3338 | 0 | 0 | 0 | 0 | 0 | 0 | 0 | 0 | 0 | 0
3339 | 0 | 0 | 0 | 0 | 0 | 0 | 0 | 0 | 0 | 0
3340 | 0 | 0 | 0 | 0 | 0 | 0 | 0 | 0 | 0 | 0
3341 | 0 | 0 | 0 | 0 | 0 | 0 | 0 | 0 | 0 | 0
3342 | 0 | 0 | 0 | 0 | 0 | 0 | 0 | 0 | 0 | 0
3343 | 1413.981 | 131.85 | 475.3623 | 475.3623 | 0 | 0 | 0 | 0 | 0 | 996.2763
3344 | 1218.646 | 357.25 | 1617.237 | 1268.3385 | -348.8986 | 0 | 0 | 0 | 0 | 0
3345 | 1283.48 | 577.34 | 2638.1964 | 1335.8162 | -1302.3802 | 0 | 0 | 0 | 0 | 0
3346 | 1235.312 | 759.75 | 3375.9094 | 1285.6841 | -2090.2253 | 0 | 0 | 0 | 0 | 0
3347 | 1227.421 | 709.16 | 3071.1897 | 1277.4713 | -1793.7184 | 0 | 0 | 0 | 0 | 0
3348 | 1268.221 | 940.13 | 4053.7361 | 1319.9339 | -2093.1229 | 0 | 640.6793 | 0 | 0 | 0
3349 | 1361.861 | 416.77 | 1817.1182 | 1417.3933 | -399.7249 | 0 | 0 | 0 | 0 | 0
3350 | 1362.378 | 643.03 | 2797.5487 | 1417.9314 | -1379.6173 | 0 | 0 | 0 | 0 | 0
3351 | 1092.7 | 135.64 | 576.3697 | 576.3697 | 0 | 0 | 0 | 538.912 | 0 | 0
3352 | 1161.964 | 37.26 | 134.5329 | 134.5329 | 0 | 0 | 0 | 174.69 | 0 | 892.999
3353 | 1302.91 | 92.01 | 388.8061 | 388.8061 | 0 | 0 | 0 | 0 | 0 | 967.2324
3354 | 1031.53 | 35.22 | 125.2804 | 125.2804 | 0 | 0 | 0 | 0 | 0 | 948.3121
3355 | 1155.338 | 0 | 0 | 0 | 0 | 0 | 0 | 0 | 0 | 1202.449
3356 | 992.8 | 0 | 0 | 0 | 0 | 0 | 0 | 0 | 0 | 1033.2832
3357 | 1484 | 0 | 0 | 0 | 0 | 0 | 0 | 0 | 0 | 1544.5128
3358 | 1380 | 0 | 0 | 0 | 0 | 0 | 0 | 0 | 0 | 1436.272
3359 | 799.2 | 0 | 0 | 0 | 0 | 0 | 0 | 0 | 0 | 831.7888
3360 | 0 | 0 | 0 | 0 | 0 | 0 | 0 | 0 | 0 | 0
3361 | 0 | 0 | 0 | 0 | 0 | 0 | 0 | 0 | 0 | 0
3362 | 0 | 0 | 0 | 0 | 0 | 0 | 0 | 0 | 0 | 0
3363 | 0 | 0 | 0 | 0 | 0 | 0 | 0 | 0 | 0 | 0
3364 | 0 | 0 | 0 | 0 | 0 | 0 | 0 | 0 | 0 | 0
3365 | 0 | 0 | 0 | 0 | 0 | 0 | 0 | 0 | 0 | 0
3366 | 0 | 0 | 0 | 0 | 0 | 0 | 0 | 0 | 0 | 0
3367 | 1303.011 | 132.88 | 480.8368 | 480.8368 | 0 | 0 | 0 | 0 | 0 | 875.3068
3368 | 993.966 | 355.12 | 1603.6861 | 1034.4967 | -569.1894 | 0 | 0 | 0 | 0 | 0
3369 | 1093.9 | 575.27 | 2625.3709 | 1138.5057 | -1486.8652 | 0 | 0 | 0 | 0 | 0
3370 | 1363.693 | 756.9 | 3369.9249 | 1419.3 | -1950.6249 | 0 | 0 | 0 | 0 | 0
3371 | 1239.039 | 884.85 | 3876.2701 | 1289.562 | -2093.1229 | 0 | 493.5853 | 0 | 0 | 0
3372 | 1503.503 | 943.34 | 4108.0272 | 1564.811 | -2093.1229 | 0 | 450.0933 | 0 | 0 | 0
3373 | 1361.769 | 933.1 | 4066.9529 | 1417.2976 | -2093.1229 | 0 | 556.5325 | 0 | 0 | 0
3374 | 1532.198 | 844.9 | 3720.6303 | 1594.6761 | -544.7904 | 0 | 1581.1637 | 0 | 0 | 0
3375 | 1256.603 | 697.9 | 3127.7164 | 1307.8432 | 0 | 0 | 1819.8732 | 0 | 0 | 0
3376 | 1138.22 | 501.21 | 2293.5536 | 1184.633 | 0 | 0 | 1108.9206 | 0 | 0 | 0
3377 | 1339.573 | 127.97 | 555.6707 | 555.6707 | 0 | 0 | 0 | 805.673 | 0 | 0
3378 | 1110.796 | 19.59 | 56.6828 | 56.6828 | 0 | 0 | 0 | 139.684 | 0 | 954.028
3379 | 989.602 | 0 | 0 | 0 | 0 | 0 | 0 | 0 | 0 | 1029.9548
3380 | 1045.6 | 0 | 0 | 0 | 0 | 0 | 0 | 0 | 0 | 1088.2362
3381 | 1416.8 | 0 | 0 | 0 | 0 | 0 | 0 | 0 | 0 | 1474.5726
3382 | 1268 | 0 | 0 | 0 | 0 | 0 | 0 | 0 | 0 | 1319.705
3383 | 1352.8 | 0 | 0 | 0 | 0 | 0 | 0 | 0 | 0 | 1407.9628
3384 | 0 | 0 | 0 | 0 | 0 | 0 | 0 | 0 | 0 | 0
3385 | 0 | 0 | 0 | 0 | 0 | 0 | 0 | 0 | 0 | 0
3386 | 0 | 0 | 0 | 0 | 0 | 0 | 0 | 0 | 0 | 0
3387 | 0 | 0 | 0 | 0 | 0 | 0 | 0 | 0 | 0 | 0
3388 | 0 | 0 | 0 | 0 | 0 | 0 | 0 | 0 | 0 | 0
3389 | 0 | 0 | 0 | 0 | 0 | 0 | 0 | 0 | 0 | 0
3390 | 0 | 0 | 0 | 0 | 0 | 0 | 0 | 0 | 0 | 0
3391 | 1304.669 | 110.07 | 460.7436 | 460.7436 | 0 | 0 | 0 | 0 | 0 | 897.1257
3392 | 935.942 | 287.3 | 1304.5367 | 974.1067 | -330.43 | 0 | 0 | 0 | 0 | 0
3393 | 898.574 | 451.13 | 2030.5076 | 935.215 | -1095.2927 | 0 | 0 | 0 | 0 | 0
3394 | 1261.705 | 561.14 | 2477.6639 | 1313.1533 | -1164.5106 | 0 | 0 | 0 | 0 | 0
3395 | 1281.246 | 626.85 | 2730.3842 | 1333.4911 | -1396.8931 | 0 | 0 | 0 | 0 | 0
3396 | 1130.342 | 601.16 | 2608.5509 | 1176.4337 | -1432.1172 | 0 | 0 | 0 | 0 | 0
3397 | 1247.462 | 674.01 | 2915.6331 | 1298.3295 | -1617.3036 | 0 | 0 | 0 | 0 | 0
3398 | 1339.387 | 404.71 | 1770.4841 | 1394.0029 | -376.4812 | 0 | 0 | 0 | 0 | 0
3399 | 1391.303 | 353.62 | 1558.456 | 1448.0359 | -110.4202 | 0 | 0 | 0 | 0 | 0
3400 | 1345.155 | 414.57 | 1861.1431 | 1400.0061 | -461.137 | 0 | 0 | 0 | 0 | 0
3401 | 1198.38 | 224.87 | 998.2819 | 998.2819 | 0 | 0 | 0 | 0 | 0 | 248.9642
3402 | 1181.647 | 64.74 | 237.6874 | 237.6874 | 0 | 0 | 0 | 0 | 0 | 992.1434
3403 | 1283.014 | 0 | 0 | 0 | 0 | 0 | 0 | 0 | 0 | 1335.3312
3404 | 1180.8 | 0 | 0 | 0 | 0 | 0 | 0 | 0 | 0 | 1228.9492
3405 | 1619.2 | 0 | 0 | 0 | 0 | 0 | 0 | 0 | 0 | 1685.2258
3406 | 1483.2 | 0 | 0 | 0 | 0 | 0 | 0 | 0 | 0 | 1543.6801
3407 | 1326.4 | 0 | 0 | 0 | 0 | 0 | 0 | 0 | 0 | 1380.4863
3408 | 0 | 0 | 0 | 0 | 0 | 0 | 0 | 0 | 0 | 0
3409 | 0 | 0 | 0 | 0 | 0 | 0 | 0 | 0 | 0 | 0
3410 | 0 | 0 | 0 | 0 | 0 | 0 | 0 | 0 | 0 | 0
3411 | 0 | 0 | 0 | 0 | 0 | 0 | 0 | 0 | 0 | 0
3412 | 0 | 0 | 0 | 0 | 0 | 0 | 0 | 0 | 0 | 0
3413 | 0 | 0 | 0 | 0 | 0 | 0 | 0 | 0 | 0 | 0
3414 | 0 | 0 | 0 | 0 | 0 | 0 | 0 | 0 | 0 | 0
3415 | 619.025 | 77.29 | 323.8481 | 323.8481 | 0 | 0 | 0 | 0 | 0 | 320.4187
3416 | 887.264 | 212.41 | 957.1525 | 923.4438 | -33.7087 | 0 | 0 | 0 | 0 | 0
3417 | 690.747 | 573.62 | 2614.2055 | 718.9134 | -1895.292 | 0 | 0 | 0 | 0 | 0
3418 | 307.348 | 755.98 | 3349.7588 | 319.8796 | -2093.1229 | 0 | 936.7564 | 0 | 0 | 0
3419 | 235.767 | 884.75 | 3832.9468 | 245.3798 | -2093.1229 | 0 | 1494.4441 | 0 | 0 | 0
3420 | 197.082 | 943.17 | 4037.2169 | 205.1184 | -2093.1229 | 0 | 1738.9757 | 0 | 0 | 0
3421 | 683.53 | 796.75 | 3392.9688 | 711.4022 | -2093.1229 | 0 | 588.4438 | 0 | 0 | 0
3422 | 1150.936 | 747.47 | 3208.0664 | 1197.8675 | -529.3453 | 0 | 1480.8536 | 0 | 0 | 0
3423 | 1786.232 | 89.1 | 364.0773 | 364.0773 | 0 | 0 | 0 | 1436.419 | 0 | 0
3424 | 1729.544 | 73.82 | 299.9644 | 299.9644 | 0 | 0 | 0 | 1441.332 | 0 | 0
3425 | 1610.063 | 236.88 | 1050.5029 | 1050.5029 | 0 | 0 | 0 | 600.718 | 0 | 0
3426 | 1527.327 | 53.31 | 201.0437 | 201.0437 | 0 | 0 | 0 | 1058.918 | 0 | 286.4655
3427 | 1637.6 | 0 | 0 | 0 | 0 | 0 | 0 | 0 | 0 | 1704.3761
3428 | 1442.4 | 0 | 0 | 0 | 0 | 0 | 0 | 0 | 0 | 1501.2164
3429 | 1472.8 | 0 | 0 | 0 | 0 | 0 | 0 | 0 | 0 | 1532.8561
3430 | 1553.6 | 0 | 0 | 0 | 0 | 0 | 0 | 0 | 0 | 1616.9508
3431 | 1444 | 0 | 0 | 0 | 0 | 0 | 0 | 0 | 0 | 1502.8817
3432 | 0 | 0 | 0 | 0 | 0 | 0 | 0 | 0 | 0 | 0
3433 | 0 | 0 | 0 | 0 | 0 | 0 | 0 | 0 | 0 | 0
3434 | 0 | 0 | 0 | 0 | 0 | 0 | 0 | 0 | 0 | 0
3435 | 0 | 0 | 0 | 0 | 0 | 0 | 0 | 0 | 0 | 0
3436 | 0 | 0 | 0 | 0 | 0 | 0 | 0 | 0 | 0 | 0
3437 | 0 | 0 | 0 | 0 | 0 | 0 | 0 | 0 | 0 | 0
3438 | 0 | 0 | 0 | 0 | 0 | 0 | 0 | 0 | 0 | 0
3439 | 1362.282 | 130.56 | 472.4544 | 472.4544 | 0 | 0 | 0 | 0 | 0 | 945.3771
3440 | 1064.339 | 351.77 | 1593.0837 | 1107.7393 | -485.3444 | 0 | 0 | 0 | 0 | 0
3441 | 1658.966 | 571.84 | 2622.157 | 1726.6133 | -895.5437 | 0 | 0 | 0 | 0 | 0
3442 | 1820.422 | 753.64 | 3367.323 | 1894.653 | -1472.67 | 0 | 0 | 0 | 0 | 0
3443 | 1766.438 | 872.89 | 3824.9963 | 1838.4677 | -1986.5286 | 0 | 0 | 0 | 0 | 0
3444 | 1632.862 | 931.33 | 4043.7592 | 1699.4449 | -2093.1229 | 0 | 251.1915 | 0 | 0 | 0
3445 | 1633.953 | 702.82 | 3048.7568 | 1700.5804 | -1348.1765 | 0 | 0 | 0 | 0 | 0
3446 | 1730.896 | 652.58 | 2854.2492 | 1801.4764 | -1052.7728 | 0 | 0 | 0 | 0 | 0
3447 | 1836.767 | 606.71 | 2693.8301 | 1911.6645 | -782.1656 | 0 | 0 | 0 | 0 | 0
3448 | 1998.015 | 357.52 | 1615.2825 | 1615.2825 | 0 | 0 | 0 | 446.018 | 0 | 0
3449 | 1627.268 | 34.3 | 125.9881 | 125.9881 | 0 | 0 | 0 | 1506.216 | 0 | 0
3450 | 1652.685 | 64.25 | 239.744 | 239.744 | 0 | 0 | 0 | 461.771 | 0 | 999.7317
3451 | 1494.002 | 0 | 0 | 0 | 0 | 0 | 0 | 0 | 0 | 1554.9226
3452 | 1398.4 | 0 | 0 | 0 | 0 | 0 | 0 | 0 | 0 | 1455.4223
3453 | 1210.4 | 0 | 0 | 0 | 0 | 0 | 0 | 0 | 0 | 1259.7562
3454 | 1628 | 0 | 0 | 0 | 0 | 0 | 0 | 0 | 0 | 1694.3846
3455 | 1786.4 | 0 | 0 | 0 | 0 | 0 | 0 | 0 | 0 | 1859.2437
3456 | 0 | 0 | 0 | 0 | 0 | 0 | 0 | 0 | 0 | 0
3457 | 0 | 0 | 0 | 0 | 0 | 0 | 0 | 0 | 0 | 0
3458 | 0 | 0 | 0 | 0 | 0 | 0 | 0 | 0 | 0 | 0
3459 | 0 | 0 | 0 | 0 | 0 | 0 | 0 | 0 | 0 | 0
3460 | 0 | 0 | 0 | 0 | 0 | 0 | 0 | 0 | 0 | 0
3461 | 0 | 0 | 0 | 0 | 0 | 0 | 0 | 0 | 0 | 0
3462 | 0 | 0 | 0 | 0 | 0 | 0 | 0 | 0 | 0 | 0
3463 | 1177.554 | 105.62 | 445.1413 | 445.1413 | 0 | 0 | 0 | 0 | 0 | 780.4296
3464 | 1356.489 | 281.72 | 1283.5369 | 1283.5369 | 0 | 0 | 0 | 0 | 0 | 128.2653
3465 | 1166.426 | 452.56 | 2040.0537 | 1213.9891 | -826.0645 | 0 | 0 | 0 | 0 | 0
3466 | 975.268 | 618.9 | 2726.7686 | 1015.0363 | -1711.7323 | 0 | 0 | 0 | 0 | 0
3467 | 1314.143 | 688.36 | 2987.7507 | 1367.7295 | -1620.0211 | 0 | 0 | 0 | 0 | 0
3468 | 1169.049 | 785.92 | 3376.3705 | 1216.718 | -2093.1229 | 0 | 66.5296 | 0 | 0 | 0
3469 | 1078.088 | 918.95 | 3970.4302 | 1122.049 | -2093.1229 | 0 | 755.2584 | 0 | 0 | 0
3470 | 944.397 | 650.53 | 2830.1385 | 982.9065 | -1847.2321 | 0 | 0 | 0 | 0 | 0
3471 | 1126.43 | 545.79 | 2409.5762 | 1172.3622 | -639.5417 | 0 | 597.6723 | 0 | 0 | 0
3472 | 898.155 | 211.71 | 938.7859 | 934.7789 | 0 | 0 | 4.007 | 0 | 0 | 0
3473 | 1152.652 | 84.9 | 357.7514 | 357.7514 | 0 | 0 | 0 | 0 | 0 | 841.902
3474 | 869.487 | 11.75 | 23.6194 | 23.6194 | 0 | 0 | 0 | 0 | 0 | 881.3225
3475 | 1185.808 | 0 | 0 | 0 | 0 | 0 | 0 | 0 | 0 | 1234.1614
3476 | 980.8 | 0 | 0 | 0 | 0 | 0 | 0 | 0 | 0 | 1020.7939
3477 | 808.8 | 0 | 0 | 0 | 0 | 0 | 0 | 0 | 0 | 841.7803
3478 | 850.4 | 0 | 0 | 0 | 0 | 0 | 0 | 0 | 0 | 885.0766
3479 | 840 | 0 | 0 | 0 | 0 | 0 | 0 | 0 | 0 | 874.2525
3480 | 0 | 0 | 0 | 0 | 0 | 0 | 0 | 0 | 0 | 0
3481 | 0 | 0 | 0 | 0 | 0 | 0 | 0 | 0 | 0 | 0
3482 | 0 | 0 | 0 | 0 | 0 | 0 | 0 | 0 | 0 | 0
3483 | 0 | 0 | 0 | 0 | 0 | 0 | 0 | 0 | 0 | 0
3484 | 0 | 0 | 0 | 0 | 0 | 0 | 0 | 0 | 0 | 0
3485 | 0 | 0 | 0 | 0 | 0 | 0 | 0 | 0 | 0 | 0
3486 | 0 | 0 | 0 | 0 | 0 | 0 | 0 | 0 | 0 | 0
3487 | 1097.92 | 127.87 | 475.9264 | 475.9264 | 0 | 0 | 0 | 0 | 0 | 666.7632
3488 | 961.001 | 347.38 | 1564.8839 | 1000.1875 | -564.6963 | 0 | 0 | 0 | 0 | 0
3489 | 988.449 | 564.66 | 2561.8877 | 1028.7548 | -1533.1329 | 0 | 0 | 0 | 0 | 0
3490 | 1114.766 | 746.76 | 3289.9527 | 1160.2226 | -2093.1229 | 0 | 36.6072 | 0 | 0 | 0
3491 | 1334.239 | 872.49 | 3761.6629 | 1388.6439 | -2093.1229 | 0 | 279.8961 | 0 | 0 | 0
3492 | 1375.817 | 933.01 | 3988.2993 | 1431.9184 | -1779.9989 | 0 | 776.382 | 0 | 0 | 0
3493 | 1313.727 | 921.54 | 3946.4986 | 1367.2966 | 0 | 0 | 2579.2021 | 0 | 0 | 0
3494 | 1220.12 | 712.38 | 3070.2957 | 1269.8726 | 0 | 0 | 1800.4231 | 0 | 0 | 0
3495 | 1436.12 | 698.58 | 3098.5028 | 1494.6804 | 0 | 0 | 1603.8225 | 0 | 0 | 0
3496 | 1317.272 | 426.23 | 1911.0379 | 1370.9861 | 0 | 0 | 540.0518 | 0 | 0 | 0
3497 | 1561.218 | 278.03 | 1193.4494 | 1193.4494 | 0 | 0 | 0 | 0 | 0 | 431.4301
3498 | 1522.874 | 58.68 | 221.6594 | 221.6594 | 0 | 0 | 0 | 0 | 0 | 1363.3125
3499 | 1531.013 | 0 | 0 | 0 | 0 | 0 | 0 | 0 | 0 | 1593.4428
3500 | 820.8 | 0 | 0 | 0 | 0 | 0 | 0 | 0 | 0 | 854.2696
3501 | 1276 | 0 | 0 | 0 | 0 | 0 | 0 | 0 | 0 | 1328.0312
3502 | 1128 | 0 | 0 | 0 | 0 | 0 | 0 | 0 | 0 | 1173.9962
3503 | 905.6 | 0 | 0 | 0 | 0 | 0 | 0 | 0 | 0 | 942.5275
3504 | 0 | 0 | 0 | 0 | 0 | 0 | 0 | 0 | 0 | 0
3505 | 0 | 0 | 0 | 0 | 0 | 0 | 0 | 0 | 0 | 0
3506 | 0 | 0 | 0 | 0 | 0 | 0 | 0 | 0 | 0 | 0
3507 | 0 | 0 | 0 | 0 | 0 | 0 | 0 | 0 | 0 | 0
3508 | 0 | 0 | 0 | 0 | 0 | 0 | 0 | 0 | 0 | 0
3509 | 0 | 0 | 0 | 0 | 0 | 0 | 0 | 0 | 0 | 0
3510 | 0 | 0 | 0 | 0 | 0 | 0 | 0 | 0 | 0 | 0
3511 | 803.82 | 131.16 | 467.8906 | 467.8906 | 0 | 0 | 0 | 0 | 0 | 368.7066
3512 | 740.237 | 355.63 | 1607.0739 | 770.4215 | -836.6524 | 0 | 0 | 0 | 0 | 0
3513 | 558.473 | 575.2 | 2633.4296 | 581.2457 | -2052.1839 | 0 | 0 | 0 | 0 | 0
3514 | 1199.225 | 755.83 | 3362.1535 | 1248.1245 | -2093.1229 | 0 | 20.9061 | 0 | 0 | 0
3515 | 1228.803 | 884.63 | 3851.0615 | 1278.9086 | -2093.1229 | 0 | 479.03 | 0 | 0 | 0
3516 | 1419.01 | 943.3 | 4055.164 | 1476.8727 | -1890.06 | 0 | 688.2313 | 0 | 0 | 0
3517 | 1282.017 | 933.35 | 4001.971 | 1334.2935 | 0 | 0 | 2667.6774 | 0 | 0 | 0
3518 | 1153.519 | 846.74 | 3670.7948 | 1200.5558 | 0 | 0 | 2470.239 | 0 | 0 | 0
3519 | 1350.247 | 700.04 | 3094.9829 | 1405.3057 | 0 | 0 | 1689.6772 | 0 | 0 | 0
3520 | 1241.158 | 503.61 | 2281.5669 | 1291.7684 | 0 | 0 | 989.7985 | 0 | 0 | 0
3521 | 1171.973 | 183.93 | 808.3672 | 808.3672 | 0 | 0 | 0 | 395.277 | 0 | 0
3522 | 1371.137 | 52.15 | 197.0981 | 197.0981 | 0 | 0 | 0 | 424.54 | 0 | 788.098
3523 | 1506.995 | 0 | 0 | 0 | 0 | 0 | 0 | 0 | 0 | 1568.4454
3524 | 1457.6 | 0 | 0 | 0 | 0 | 0 | 0 | 0 | 0 | 1517.0363
3525 | 1496 | 0 | 0 | 0 | 0 | 0 | 0 | 0 | 0 | 1557.0021
3526 | 1008.8 | 0 | 0 | 0 | 0 | 0 | 0 | 0 | 0 | 1049.9356
3527 | 940.8 | 0 | 0 | 0 | 0 | 0 | 0 | 0 | 0 | 979.1628
3528 | 0 | 0 | 0 | 0 | 0 | 0 | 0 | 0 | 0 | 0
3529 | 0 | 0 | 0 | 0 | 0 | 0 | 0 | 0 | 0 | 0
3530 | 0 | 0 | 0 | 0 | 0 | 0 | 0 | 0 | 0 | 0
3531 | 0 | 0 | 0 | 0 | 0 | 0 | 0 | 0 | 0 | 0
3532 | 0 | 0 | 0 | 0 | 0 | 0 | 0 | 0 | 0 | 0
3533 | 0 | 0 | 0 | 0 | 0 | 0 | 0 | 0 | 0 | 0
3534 | 0 | 0 | 0 | 0 | 0 | 0 | 0 | 0 | 0 | 0
3535 | 1415.654 | 128.99 | 467.5013 | 467.5013 | 0 | 0 | 0 | 0 | 0 | 1005.8785
3536 | 996.848 | 347.99 | 1566.239 | 1037.4963 | -528.7427 | 0 | 0 | 0 | 0 | 0
3537 | 1420.083 | 564.92 | 2569.1076 | 1477.9894 | -1091.1181 | 0 | 0 | 0 | 0 | 0
3538 | 1718.45 | 745.49 | 3285.4316 | 1788.5229 | -1496.9087 | 0 | 0 | 0 | 0 | 0
3539 | 1514.737 | 648.36 | 2792.9256 | 1576.5031 | -1216.4224 | 0 | 0 | 0 | 0 | 0
3540 | 1481.469 | 774.46 | 3299.6839 | 1541.8786 | -1757.8054 | 0 | 0 | 0 | 0 | 0
3541 | 1629.559 | 781.05 | 3330.9853 | 1696.0072 | -1634.9781 | 0 | 0 | 0 | 0 | 0
3542 | 1581.445 | 714.48 | 3081.5694 | 1645.9313 | -1435.6381 | 0 | 0 | 0 | 0 | 0
3543 | 1376.542 | 384.33 | 1692.3114 | 1432.673 | -259.6384 | 0 | 0 | 0 | 0 | 0
3544 | 1606.679 | 225.19 | 994.7078 | 994.7078 | 0 | 0 | 0 | 650.943 | 0 | 0
3545 | 1530.064 | 89.74 | 377.9342 | 377.9342 | 0 | 0 | 0 | 1166.937 | 0 | 0
3546 | 1776.413 | 29.4 | 99.8084 | 99.8084 | 0 | 0 | 0 | 1680.515 | 0 | 0
3547 | 1785.434 | 0 | 0 | 0 | 0 | 0 | 0 | 0 | 0 | 1858.2383
3548 | 1460 | 0 | 0 | 0 | 0 | 0 | 0 | 0 | 0 | 1519.5341
3549 | 1711.2 | 0 | 0 | 0 | 0 | 0 | 0 | 0 | 0 | 1780.9772
3550 | 1587.2 | 0 | 0 | 0 | 0 | 0 | 0 | 0 | 0 | 1651.9209
3551 | 1569.6 | 0 | 0 | 0 | 0 | 0 | 0 | 0 | 0 | 1633.6033
3552 | 0 | 0 | 0 | 0 | 0 | 0 | 0 | 0 | 0 | 0
3553 | 0 | 0 | 0 | 0 | 0 | 0 | 0 | 0 | 0 | 0
3554 | 0 | 0 | 0 | 0 | 0 | 0 | 0 | 0 | 0 | 0
3555 | 0 | 0 | 0 | 0 | 0 | 0 | 0 | 0 | 0 | 0
3556 | 0 | 0 | 0 | 0 | 0 | 0 | 0 | 0 | 0 | 0
3557 | 0 | 0 | 0 | 0 | 0 | 0 | 0 | 0 | 0 | 0
3558 | 0 | 0 | 0 | 0 | 0 | 0 | 0 | 0 | 0 | 0
3559 | 1421.245 | 88.56 | 372.7178 | 0 | -372.7178 | 0 | 0 | 1421.245 | 0 | 0
3560 | 1472.409 | 307.1 | 1389.9532 | 0 | -1389.9532 | 0 | 0 | 1472.409 | 0 | 0
3561 | 1472.679 | 483.84 | 2162.1389 | 821.8192 | -1340.3196 | 0 | 0 | 683.058 | 0 | 0
3562 | 1255.664 | 571.51 | 2496.0544 | 1306.866 | -1189.1884 | 0 | 0 | 0 | 0 | 0
3563 | 1306.374 | 706.91 | 3032.2792 | 1359.6437 | -1672.6355 | 0 | 0 | 0 | 0 | 0
3564 | 1147.369 | 733.13 | 3133.2513 | 1194.155 | -1939.0962 | 0 | 0 | 0 | 0 | 0
3565 | 1451.78 | 701.56 | 3004.63 | 1510.9789 | -1493.651 | 0 | 0 | 0 | 0 | 0
3566 | 1625.359 | 148.25 | 627.8486 | 627.8486 | 0 | 0 | 0 | 1022.109 | 0 | 0
3567 | 1496.668 | 63.74 | 249.8114 | 249.8114 | 0 | 0 | 0 | 1256.644 | 0 | 0
3568 | 1406.455 | 27.45 | 91.12 | 91.12 | 0 | 0 | 0 | 1318.905 | 0 | 0
3569 | 1189.61 | 100.06 | 425.2874 | 425.2874 | 0 | 0 | 0 | 780.985 | 0 | 0
3570 | 1307.693 | 52.79 | 200.9178 | 200.9178 | 0 | 0 | 0 | 1114.647 | 0 | 0
3571 | 1408 | 0 | 0 | 0 | 0 | 0 | 0 | 0 | 0 | 1465.4137
3572 | 1389.6 | 0 | 0 | 0 | 0 | 0 | 0 | 0 | 0 | 1446.2634
3573 | 1545.6 | 0 | 0 | 0 | 0 | 0 | 0 | 0 | 0 | 1608.6246
3574 | 1364 | 0 | 0 | 0 | 0 | 0 | 0 | 0 | 0 | 1419.6195
3575 | 1421.6 | 0 | 0 | 0 | 0 | 0 | 0 | 0 | 0 | 1479.5683
3576 | 0 | 0 | 0 | 0 | 0 | 0 | 0 | 0 | 0 | 0
3577 | 0 | 0 | 0 | 0 | 0 | 0 | 0 | 0 | 0 | 0
3578 | 0 | 0 | 0 | 0 | 0 | 0 | 0 | 0 | 0 | 0
3579 | 0 | 0 | 0 | 0 | 0 | 0 | 0 | 0 | 0 | 0
3580 | 0 | 0 | 0 | 0 | 0 | 0 | 0 | 0 | 0 | 0
3581 | 0 | 0 | 0 | 0 | 0 | 0 | 0 | 0 | 0 | 0
3582 | 0 | 0 | 0 | 0 | 0 | 0 | 0 | 0 | 0 | 0
3583 | 1709.965 | 97.1 | 408.5882 | 0 | -408.5882 | 0 | 0 | 1709.965 | 0 | 0
3584 | 1408.436 | 260.19 | 1173.2479 | 0 | -1173.2479 | 0 | 0 | 1408.436 | 0 | 0
3585 | 1450.739 | 431.83 | 1919.4328 | 799.761 | -1119.6718 | 0 | 0 | 682.313 | 0 | 0
3586 | 1655.173 | 581.84 | 2519.0264 | 1722.6656 | -796.3608 | 0 | 0 | 0 | 0 | 0
3587 | 1645.765 | 576.6 | 2470.3368 | 1712.874 | -757.4628 | 0 | 0 | 0 | 0 | 0
3588 | 1950.329 | 703.61 | 2980.7775 | 2029.8572 | -950.9203 | 0 | 0 | 0 | 0 | 0
3589 | 1604.172 | 566.6 | 2430.1857 | 1669.585 | -760.6007 | 0 | 0 | 0 | 0 | 0
3590 | 1638.537 | 76.81 | 303.9766 | 303.9766 | 0 | 0 | 0 | 1346.47 | 0 | 0
3591 | 1750.351 | 184.26 | 794.3052 | 794.3052 | 0 | 0 | 0 | 987.166 | 0 | 0
3592 | 1625.121 | 402.57 | 1803.5361 | 1691.3882 | -112.1479 | 0 | 0 | 0 | 0 | 0
3593 | 1456.088 | 217.81 | 969.4513 | 969.4513 | 0 | 0 | 0 | 524.619 | 0 | 0
3594 | 1657.048 | 63.44 | 239.0425 | 239.0425 | 0 | 0 | 0 | 1427.371 | 0 | 0
3595 | 1497.593 | 0 | 0 | 0 | 0 | 0 | 0 | 0 | 0 | 1558.66
3596 | 1270.4 | 0 | 0 | 0 | 0 | 0 | 0 | 0 | 0 | 1322.2028
3597 | 1587.2 | 0 | 0 | 0 | 0 | 0 | 0 | 0 | 0 | 1651.9209
3598 | 1514.4 | 0 | 0 | 0 | 0 | 0 | 0 | 0 | 0 | 1576.1524
3599 | 1600.8 | 0 | 0 | 0 | 0 | 0 | 0 | 0 | 0 | 1666.0755
3600 | 0 | 0 | 0 | 0 | 0 | 0 | 0 | 0 | 0 | 0
3601 | 0 | 0 | 0 | 0 | 0 | 0 | 0 | 0 | 0 | 0
3602 | 0 | 0 | 0 | 0 | 0 | 0 | 0 | 0 | 0 | 0
3603 | 0 | 0 | 0 | 0 | 0 | 0 | 0 | 0 | 0 | 0
3604 | 0 | 0 | 0 | 0 | 0 | 0 | 0 | 0 | 0 | 0
3605 | 0 | 0 | 0 | 0 | 0 | 0 | 0 | 0 | 0 | 0
3606 | 0 | 0 | 0 | 0 | 0 | 0 | 0 | 0 | 0 | 0
3607 | 1586.458 | 128.71 | 461.3493 | 461.3493 | 0 | 0 | 0 | 1143.184 | 0 | 0
3608 | 1339.324 | 346.37 | 1549.7853 | 1393.9373 | -155.848 | 0 | 0 | 0 | 0 | 0
3609 | 1167.329 | 562.88 | 2522.9304 | 1214.9289 | -1308.0014 | 0 | 0 | 0 | 0 | 0
3610 | 1838.145 | 744.48 | 3180.0706 | 1913.0987 | -1266.9719 | 0 | 0 | 0 | 0 | 0
3611 | 1601.039 | 871.84 | 3612.8828 | 1666.3242 | -1946.5586 | 0 | 0 | 0 | 0 | 0
3612 | 1499.82 | 932.79 | 3835.5258 | 1560.9779 | -2093.1229 | 0 | 181.4251 | 0 | 0 | 0
3613 | 1916.994 | 811.62 | 3355.2344 | 1995.1629 | -1360.0715 | 0 | 0 | 0 | 0 | 0
3614 | 1203.199 | 774.04 | 3234.7686 | 1252.2616 | -1982.507 | 0 | 0 | 0 | 0 | 0
3615 | 1339.569 | 179.35 | 775.0935 | 775.0935 | 0 | 0 | 0 | 594.843 | 0 | 0
3616 | 1487.923 | 29.41 | 100.5037 | 100.5037 | 0 | 0 | 0 | 1391.357 | 0 | 0
3617 | 1570.841 | 110.02 | 473.39 | 473.39 | 0 | 0 | 0 | 1115.998 | 0 | 0
3618 | 1493.196 | 44.62 | 168.4841 | 168.4841 | 0 | 0 | 0 | 1331.313 | 0 | 0
3619 | 1175.793 | 0 | 0 | 0 | 0 | 0 | 0 | 0 | 0 | 1223.7381
3620 | 1504 | 0 | 0 | 0 | 0 | 0 | 0 | 0 | 0 | 1565.3283
3621 | 1400 | 0 | 0 | 0 | 0 | 0 | 0 | 0 | 0 | 1457.0875
3622 | 1072 | 0 | 0 | 0 | 0 | 0 | 0 | 0 | 0 | 1115.7127
3623 | 1568.8 | 0 | 0 | 0 | 0 | 0 | 0 | 0 | 0 | 1632.7706
3624 | 0 | 0 | 0 | 0 | 0 | 0 | 0 | 0 | 0 | 0
3625 | 1048.116 | 0 | 0 | 0 | 0 | 0 | 0 | 1048.116 | 0 | 0
3626 | 1148.1467 | 0 | 0 | 0 | 0 | 0 | 0 | 1148.147 | 0 | 0
3627 | 1165.0637 | 0 | 0 | 0 | 0 | 0 | 0 | 1165.064 | 0 | 0
3628 | 1257.0037 | 0 | 0 | 0 | 0 | 0 | 0 | 1257.004 | 0 | 0
3629 | 1164.3282 | 0 | 0 | 0 | 0 | 0 | 0 | 1164.328 | 0 | 0
3630 | 1084.892 | 0 | 0 | 0 | 0 | 0 | 0 | 420.105 | 0 | 691.8949
3631 | 1136.1375 | 127.17 | 463.6036 | 463.6036 | 0 | 0 | 0 | 0 | 0 | 718.8614
3632 | 857.2624 | 343.49 | 1546.5829 | 892.2184 | -654.3645 | 0 | 0 | 0 | 0 | 0
3633 | 1126.9766 | 558.77 | 2545.3206 | 1172.9315 | -1372.3891 | 0 | 0 | 0 | 0 | 0
3634 | 1088.1963 | 474.39 | 2094.0866 | 1132.5691 | -961.5175 | 0 | 0 | 0 | 0 | 0
3635 | 1073.6523 | 647.43 | 2806.1653 | 1117.4331 | -1688.7322 | 0 | 0 | 0 | 0 | 0
3636 | 1056.4835 | 568.89 | 2466.3308 | 1099.563 | -1366.7679 | 0 | 0 | 0 | 0 | 0
3637 | 976.002 | 408.27 | 1781.3197 | 1015.8002 | -765.5194 | 0 | 0 | 0 | 0 | 0
3638 | 1109.748 | 140.46 | 596.3193 | 596.3193 | 0 | 0 | 0 | 0 | 0 | 558.6807
3639 | 1130.2855 | 551.75 | 2436.2836 | 1176.3754 | -1259.9082 | 0 | 0 | 0 | 0 | 0
3640 | 1121.2717 | 253.22 | 1130.9081 | 1130.9081 | 0 | 0 | 0 | 0 | 0 | 36.0858
3641 | 781.8035 | 84.92 | 358.7589 | 358.7589 | 0 | 0 | 0 | 0 | 0 | 454.9246
3642 | 946.9489 | 32.34 | 114.1097 | 114.1097 | 0 | 0 | 0 | 0 | 0 | 871.4528
3643 | 1087.8341 | 0 | 0 | 0 | 0 | 0 | 0 | 0 | 0 | 1132.1924
3644 | 1190.0714 | 0 | 0 | 0 | 0 | 0 | 0 | 0 | 0 | 1238.5983
3645 | 939.259 | 0 | 0 | 0 | 0 | 0 | 0 | 0 | 0 | 977.559
3646 | 1095.1893 | 0 | 0 | 0 | 0 | 0 | 0 | 0 | 0 | 1139.8473
3647 | 1081.2144 | 0 | 0 | 0 | 0 | 0 | 0 | 0 | 0 | 1125.3024
3648 | 159.6078 | 0 | 0 | 0 | 0 | 0 | 0 | 0 | 0 | 166.1163
3649 | 82.3782 | 0 | 0 | 0 | 0 | 0 | 0 | 82.378 | 0 | 0
3650 | 157.4013 | 0 | 0 | 0 | 0 | 0 | 0 | 157.401 | 0 | 0
3651 | 100.7662 | 0 | 0 | 0 | 0 | 0 | 0 | 100.766 | 0 | 0
3652 | 105.1794 | 0 | 0 | 0 | 0 | 0 | 0 | 105.179 | 0 | 0
3653 | 78.7006 | 0 | 0 | 0 | 0 | 0 | 0 | 78.701 | 0 | 0
3654 | 81.6427 | 0 | 0 | 0 | 0 | 0 | 0 | 81.643 | 0 | 0
3655 | 78.8376 | 43.13 | 168.2926 | 82.0528 | -86.2398 | 0 | 0 | 0 | 0 | 0
3656 | 193.0078 | 343.31 | 1549.905 | 200.8782 | -1349.0268 | 0 | 0 | 0 | 0 | 0
3657 | 787.8808 | 216.58 | 964.9125 | 820.0083 | -144.9042 | 0 | 0 | 0 | 0 | 0
3658 | 1235.6617 | 495.58 | 2197.8947 | 1286.0483 | -911.8464 | 0 | 0 | 0 | 0 | 0
3659 | 1134.1783 | 370.76 | 1634.5181 | 1180.4261 | -454.092 | 0 | 0 | 0 | 0 | 0
3660 | 928.5379 | 923.05 | 4005.7542 | 966.3998 | -2093.1229 | 0 | 946.2316 | 0 | 0 | 0
3661 | 1150.8718 | 774.81 | 3353.8429 | 1197.7998 | -2093.1229 | 0 | 62.9202 | 0 | 0 | 0
3662 | 1024.287 | 639.27 | 2807.0468 | 1066.0541 | -1740.9927 | 0 | 0 | 0 | 0 | 0
3663 | 1039.8662 | 626.09 | 2781.886 | 1082.2684 | -1699.6176 | 0 | 0 | 0 | 0 | 0
3664 | 1200.7723 | 191.13 | 850.8746 | 850.8746 | 0 | 0 | 0 | 383.234 | 0 | 0
3665 | 1211.6653 | 143.24 | 635.0737 | 635.0737 | 0 | 0 | 0 | 601.473 | 0 | 0
3666 | 1362.6896 | 49.7 | 192.1576 | 192.1576 | 0 | 0 | 0 | 506.251 | 0 | 699.2043
3667 | 1236.4091 | 0 | 0 | 0 | 0 | 0 | 0 | 0 | 0 | 1286.8258
3668 | 1330.5557 | 0 | 0 | 0 | 0 | 0 | 0 | 0 | 0 | 1384.8118
3669 | 1363.6541 | 0 | 0 | 0 | 0 | 0 | 0 | 0 | 0 | 1419.2594
3670 | 988.5389 | 0 | 0 | 0 | 0 | 0 | 0 | 0 | 0 | 1028.8485
3671 | 1133.4363 | 0 | 0 | 0 | 0 | 0 | 0 | 0 | 0 | 1179.6539
3672 | 1025.3149 | 0 | 0 | 0 | 0 | 0 | 0 | 0 | 0 | 1067.1241
3673 | 1040.0253 | 0 | 0 | 0 | 0 | 0 | 0 | 1040.025 | 0 | 0
3674 | 1289.3666 | 0 | 0 | 0 | 0 | 0 | 0 | 1289.367 | 0 | 0
3675 | 807.601 | 0 | 0 | 0 | 0 | 0 | 0 | 807.601 | 0 | 0
3676 | 906.1606 | 0 | 0 | 0 | 0 | 0 | 0 | 906.161 | 0 | 0
3677 | 1054.7357 | 0 | 0 | 0 | 0 | 0 | 0 | 1054.736 | 0 | 0
3678 | 1198.1621 | 0 | 0 | 0 | 0 | 0 | 0 | 1198.162 | 0 | 0
3679 | 1087.0664 | 126.98 | 453.3801 | 453.3801 | 0 | 0 | 0 | 0 | 0 | 678.013
3680 | 1228.1419 | 344.9 | 1547.7163 | 1278.2217 | -269.4946 | 0 | 0 | 0 | 0 | 0
3681 | 1131.3953 | 560.91 | 2553.193 | 1177.5297 | -1375.6634 | 0 | 0 | 0 | 0 | 0
3682 | 1253.8934 | 740.76 | 3281.054 | 1305.0238 | -1976.0303 | 0 | 0 | 0 | 0 | 0
3683 | 1272.5121 | 860.99 | 3740.0762 | 1324.401 | -2093.1229 | 0 | 322.5523 | 0 | 0 | 0
3684 | 1338.8744 | 919.74 | 3965.0338 | 1393.469 | -2093.1229 | 0 | 478.442 | 0 | 0 | 0
3685 | 1355.3308 | 780.56 | 3334.0015 | 1410.5971 | -1923.4044 | 0 | 0 | 0 | 0 | 0
3686 | 1295.2535 | 241.6 | 1051.8101 | 1051.8101 | 0 | 0 | 0 | 284.652 | 0 | 0
3687 | 1302.0681 | 259.66 | 1143.0383 | 1143.0383 | 0 | 0 | 0 | 203.813 | 0 | 0
3688 | 1469.4209 | 189.18 | 834.5823 | 834.5823 | 0 | 0 | 0 | 667.537 | 0 | 0
3689 | 1487.386 | 117.08 | 507.5025 | 507.5025 | 0 | 0 | 0 | 999.767 | 0 | 0
3690 | 1238.9154 | 48.62 | 185.9931 | 185.9931 | 0 | 0 | 0 | 1060.209 | 0 | 0
3691 | 1209.1949 | 0 | 0 | 0 | 0 | 0 | 0 | 0 | 0 | 1258.5021
3692 | 1137.1139 | 0 | 0 | 0 | 0 | 0 | 0 | 0 | 0 | 1183.4819
3693 | 1054.7357 | 0 | 0 | 0 | 0 | 0 | 0 | 0 | 0 | 1097.7448
3694 | 1102.5445 | 0 | 0 | 0 | 0 | 0 | 0 | 0 | 0 | 1147.5022
3695 | 1087.8341 | 0 | 0 | 0 | 0 | 0 | 0 | 0 | 0 | 1132.1924
3696 | 1305.548 | 0 | 0 | 0 | 0 | 0 | 0 | 208.299 | 0 | 1141.9913
3697 | 1315.1098 | 0 | 0 | 0 | 0 | 0 | 0 | 1315.11 | 0 | 0
3698 | 1071.6526 | 0 | 0 | 0 | 0 | 0 | 0 | 1071.653 | 0 | 0
3699 | 1255.5327 | 0 | 0 | 0 | 0 | 0 | 0 | 1255.533 | 0 | 0
3700 | 806.1299 | 0 | 0 | 0 | 0 | 0 | 0 | 806.13 | 0 | 0
3701 | 750.2304 | 0 | 0 | 0 | 0 | 0 | 0 | 750.23 | 0 | 0
3702 | 706.0992 | 0 | 0 | 0 | 0 | 0 | 0 | 706.099 | 0 | 0
3703 | 1144.1924 | 34.29 | 127.2537 | 127.2537 | 0 | 0 | 0 | 0 | 0 | 1063.5958
3704 | 1174.6209 | 93.42 | 401.3683 | 401.3683 | 0 | 0 | 0 | 0 | 0 | 821.15
3705 | 1421.8944 | 235.41 | 1055.3664 | 1055.3664 | 0 | 0 | 0 | 0 | 0 | 424.5089
3706 | 1445.488 | 528.04 | 2354.9854 | 1504.4304 | -850.5551 | 0 | 0 | 0 | 0 | 0
3707 | 1314.3991 | 700.66 | 3077.4552 | 1367.996 | -1709.4592 | 0 | 0 | 0 | 0 | 0
3708 | 1630.578 | 639.12 | 2806.9084 | 1697.0677 | -1109.8407 | 0 | 0 | 0 | 0 | 0
3709 | 1339.1925 | 911.23 | 4012.284 | 1393.8 | -2093.1229 | 0 | 525.3612 | 0 | 0 | 0
3710 | 1441.9686 | 832.37 | 3705.3153 | 1500.7668 | -2093.1229 | 0 | 111.4256 | 0 | 0 | 0
3711 | 1484.2371 | 690.27 | 3131.4882 | 1544.7594 | -1586.7287 | 0 | 0 | 0 | 0 | 0
3712 | 1687.8042 | 499.34 | 2315.284 | 1756.6272 | -558.6567 | 0 | 0 | 0 | 0 | 0
3713 | 1368.332 | 280.26 | 1223.7901 | 1223.7901 | 0 | 0 | 0 | 0 | 0 | 200.3381
3714 | 1435.4445 | 78.14 | 282.7676 | 282.7676 | 0 | 0 | 0 | 0 | 0 | 1211.2102
3715 | 1408.5208 | 0 | 0 | 0 | 0 | 0 | 0 | 0 | 0 | 1465.956
3716 | 1324.6715 | 0 | 0 | 0 | 0 | 0 | 0 | 0 | 0 | 1378.6879
3717 | 1376.1579 | 0 | 0 | 0 | 0 | 0 | 0 | 0 | 0 | 1432.2733
3718 | 889.2437 | 0 | 0 | 0 | 0 | 0 | 0 | 0 | 0 | 925.5045
3719 | 1277.5983 | 0 | 0 | 0 | 0 | 0 | 0 | 0 | 0 | 1329.6943
3720 | 914.2514 | 0 | 0 | 0 | 0 | 0 | 0 | 0 | 0 | 951.5312
3721 | 1040.0253 | 0 | 0 | 0 | 0 | 0 | 0 | 1040.025 | 0 | 0
3722 | 1225.3763 | 0 | 0 | 0 | 0 | 0 | 0 | 1225.376 | 0 | 0
3723 | 1041.4963 | 0 | 0 | 0 | 0 | 0 | 0 | 1041.496 | 0 | 0
3724 | 1069.4461 | 0 | 0 | 0 | 0 | 0 | 0 | 1069.446 | 0 | 0
3725 | 1206.9883 | 0 | 0 | 0 | 0 | 0 | 0 | 1206.988 | 0 | 0
3726 | 1139.3205 | 0 | 0 | 0 | 0 | 0 | 0 | 1139.32 | 0 | 0
3727 | 968.3737 | 108.89 | 454.6332 | 454.6332 | 0 | 0 | 0 | 0 | 0 | 553.228
3728 | 1216.8397 | 291.36 | 1321.518 | 1266.4588 | -55.0592 | 0 | 0 | 0 | 0 | 0
3729 | 1270.5584 | 559.93 | 2541.452 | 1322.3673 | -1219.0848 | 0 | 0 | 0 | 0 | 0
3730 | 1288.7009 | 740.58 | 3264.744 | 1341.2501 | -1923.4939 | 0 | 0 | 0 | 0 | 0
3731 | 1265.5835 | 718.71 | 3090.8875 | 1317.1905 | -1773.697 | 0 | 0 | 0 | 0 | 0
3732 | 1527.2199 | 750.15 | 3211.3824 | 1589.4951 | -1621.8872 | 0 | 0 | 0 | 0 | 0
3733 | 1609.8915 | 654.22 | 2828.7949 | 1675.5372 | -1153.2577 | 0 | 0 | 0 | 0 | 0
3734 | 1684.8217 | 741.13 | 3208.6066 | 1753.5236 | -1455.083 | 0 | 0 | 0 | 0 | 0
3735 | 1461.4939 | 648.48 | 2855.9342 | 1521.089 | -1334.8452 | 0 | 0 | 0 | 0 | 0
3736 | 1490.238 | 492.84 | 2267.8651 | 1551.0041 | -294.4274 | 0 | 422.4336 | 0 | 0 | 0
3737 | 1239.2694 | 256.74 | 1152.5479 | 1152.5479 | 0 | 0 | 0 | 131.877 | 0 | 0
3738 | 1422.6934 | 54.26 | 210.7875 | 210.7875 | 0 | 0 | 0 | 1220.164 | 0 | 0
3739 | 1531.3527 | 0 | 0 | 0 | 0 | 0 | 0 | 0 | 0 | 1593.7967
3740 | 1093.7182 | 0 | 0 | 0 | 0 | 0 | 0 | 0 | 0 | 1138.3163
3741 | 818.6338 | 0 | 0 | 0 | 0 | 0 | 0 | 0 | 0 | 852.0153
3742 | 913.5158 | 0 | 0 | 0 | 0 | 0 | 0 | 0 | 0 | 950.7663
3743 | 1149.6178 | 0 | 0 | 0 | 0 | 0 | 0 | 0 | 0 | 1196.4957
3744 | 1036.3477 | 0 | 0 | 0 | 0 | 0 | 0 | 1036.348 | 0 | 0
3745 | 967.2088 | 0 | 0 | 0 | 0 | 0 | 0 | 967.209 | 0 | 0
3746 | 1274.6562 | 0 | 0 | 0 | 0 | 0 | 0 | 1274.656 | 0 | 0
3747 | 962.0602 | 0 | 0 | 0 | 0 | 0 | 0 | 962.06 | 0 | 0
3748 | 1158.444 | 0 | 0 | 0 | 0 | 0 | 0 | 1158.444 | 0 | 0
3749 | 1215.0791 | 0 | 0 | 0 | 0 | 0 | 0 | 1215.079 | 0 | 0
3750 | 663.439 | 0 | 0 | 0 | 0 | 0 | 0 | 663.439 | 0 | 0
3751 | 831.19 | 102.83 | 431.044 | 431.044 | 0 | 0 | 0 | 417.034 | 0 | 0
3752 | 900.2029 | 276.02 | 1250.9658 | 936.9104 | -314.0554 | 0 | 0 | 0 | 0 | 0
3753 | 1016.1898 | 457.32 | 2051.2191 | 1057.627 | -993.5921 | 0 | 0 | 0 | 0 | 0
3754 | 1501.8804 | 460.94 | 2033.146 | 1563.1219 | -470.0242 | 0 | 0 | 0 | 0 | 0
3755 | 1433.3713 | 860.19 | 3715.264 | 1491.8193 | -2093.1229 | 0 | 130.3219 | 0 | 0 | 0
3756 | 1371.731 | 522.16 | 2267.1095 | 1427.6658 | -839.4437 | 0 | 0 | 0 | 0 | 0
3757 | 1529.9046 | 252.45 | 1099.6192 | 1099.6192 | 0 | 0 | 0 | 473.368 | 0 | 0
3758 | 1387.7571 | 88.02 | 360.2576 | 360.2576 | 0 | 0 | 0 | 1041.614 | 0 | 0
3759 | 1085.9861 | 142.92 | 614.6328 | 614.6328 | 0 | 0 | 0 | 495.434 | 0 | 0
3760 | 1513.4915 | 119.23 | 513.0135 | 513.0135 | 0 | 0 | 0 | 1020.578 | 0 | 0
3761 | 1215.0892 | 78.8 | 330.0178 | 330.0178 | 0 | 0 | 0 | 898.001 | 0 | 0
3762 | 1339.0123 | 19.59 | 57.9838 | 57.9838 | 0 | 0 | 0 | 1206.349 | 0 | 80.0888
3763 | 1233.4671 | 0 | 0 | 0 | 0 | 0 | 0 | 0 | 0 | 1283.7638
3764 | 1164.3282 | 0 | 0 | 0 | 0 | 0 | 0 | 0 | 0 | 1211.8056
3765 | 1034.1411 | 0 | 0 | 0 | 0 | 0 | 0 | 0 | 0 | 1076.31
3766 | 1329.8202 | 0 | 0 | 0 | 0 | 0 | 0 | 0 | 0 | 1384.0458
3767 | 1057.6778 | 0 | 0 | 0 | 0 | 0 | 0 | 0 | 0 | 1100.8067
3768 | 1348.9437 | 0 | 0 | 0 | 0 | 0 | 0 | 0 | 0 | 1403.9496
3769 | 972.3574 | 0 | 0 | 0 | 0 | 0 | 0 | 972.357 | 0 | 0
3770 | 1018.6952 | 0 | 0 | 0 | 0 | 0 | 0 | 1018.695 | 0 | 0
3771 | 1329.8202 | 0 | 0 | 0 | 0 | 0 | 0 | 1329.82 | 0 | 0
3772 | 1226.8474 | 0 | 0 | 0 | 0 | 0 | 0 | 1226.847 | 0 | 0
3773 | 759.7922 | 0 | 0 | 0 | 0 | 0 | 0 | 759.792 | 0 | 0
3774 | 961.3246 | 0 | 0 | 0 | 0 | 0 | 0 | 961.325 | 0 | 0
3775 | 883.3154 | 55.97 | 226.906 | 226.906 | 0 | 0 | 0 | 0 | 0 | 692.4288
3776 | 819.4309 | 342.89 | 1505.5502 | 852.8448 | -652.7055 | 0 | 0 | 0 | 0 | 0
3777 | 938.7295 | 436.58 | 1904.1844 | 977.0084 | -927.176 | 0 | 0 | 0 | 0 | 0
3778 | 1175.0134 | 738.05 | 3103.995 | 1222.9263 | -1881.0688 | 0 | 0 | 0 | 0 | 0
3779 | 1296.981 | 505.07 | 2138.3332 | 1349.8677 | -788.4654 | 0 | 0 | 0 | 0 | 0
3780 | 1264.4646 | 917.77 | 3732.263 | 1316.0248 | -2093.1229 | 0 | 323.1154 | 0 | 0 | 0
3781 | 1379.1589 | 909.81 | 3746.5102 | 1435.3956 | -2093.1229 | 0 | 217.9917 | 0 | 0 | 0
3782 | 1238.6166 | 465.71 | 2001.0963 | 1289.1238 | -711.9725 | 0 | 0 | 0 | 0 | 0
3783 | 1071.4449 | 615.89 | 2652.6955 | 1115.1351 | -1537.5604 | 0 | 0 | 0 | 0 | 0
3784 | 1163.5669 | 474.52 | 2102.2713 | 1211.0125 | -145.6421 | 0 | 745.6167 | 0 | 0 | 0
3785 | 930.6139 | 200.3 | 885.1016 | 885.1016 | 0 | 0 | 0 | 80.19 | 0 | 0
3786 | 930.0798 | 75.56 | 233.7002 | 233.7002 | 0 | 0 | 0 | 705.536 | 0 | 0
3787 | 892.9213 | 0 | 0 | 0 | 0 | 0 | 0 | 0 | 0 | 929.3315
3788 | 1206.2528 | 0 | 0 | 0 | 0 | 0 | 0 | 0 | 0 | 1255.4401
3789 | 1006.9269 | 0 | 0 | 0 | 0 | 0 | 0 | 0 | 0 | 1047.9863
3790 | 984.8613 | 0 | 0 | 0 | 0 | 0 | 0 | 0 | 0 | 1025.0205
3791 | 1077.5368 | 0 | 0 | 0 | 0 | 0 | 0 | 0 | 0 | 1121.4755
3792 | 956.176 | 0 | 0 | 0 | 0 | 0 | 0 | 956.176 | 0 | 0
3793 | 959.8536 | 0 | 0 | 0 | 0 | 0 | 0 | 959.854 | 0 | 0
3794 | 1045.1739 | 0 | 0 | 0 | 0 | 0 | 0 | 1045.174 | 0 | 0
3795 | 993.6875 | 0 | 0 | 0 | 0 | 0 | 0 | 114.348 | 0 | 915.1956
3796 | 951.0274 | 0 | 0 | 0 | 0 | 0 | 0 | 0 | 0 | 989.8068
3797 | 970.1509 | 0 | 0 | 0 | 0 | 0 | 0 | 0 | 0 | 1009.7106
3798 | 989.2744 | 0 | 0 | 0 | 0 | 0 | 0 | 0 | 0 | 1029.6134
3799 | 814.7659 | 121.82 | 439.4149 | 439.4149 | 0 | 0 | 0 | 0 | 0 | 408.5746
3800 | 269.8053 | 295.28 | 1332.3535 | 280.8078 | -1051.5457 | 0 | 0 | 0 | 0 | 0
3801 | 129.9866 | 549.81 | 2484.9972 | 135.2864 | -2093.1229 | 0 | 256.5879 | 0 | 0 | 0
3802 | 207.7449 | 727.04 | 3190.4856 | 216.2151 | -2093.1229 | 0 | 881.1477 | 0 | 0 | 0
3803 | 159.9664 | 654.13 | 2801.0977 | 166.4889 | -2093.1229 | 0 | 541.486 | 0 | 0 | 0
3804 | 171.8487 | 777.03 | 3272.629 | 178.8554 | -2093.1229 | 0 | 1000.6507 | 0 | 0 | 0
3805 | 132.4947 | 745.97 | 3148.1396 | 137.8977 | -1406.8003 | 0 | 1603.4415 | 0 | 0 | 0
3806 | 124.5833 | 796.66 | 3408.4451 | 129.6631 | 0 | 0 | 3278.782 | 0 | 0 | 0
3807 | 178.8941 | 587.55 | 2550.7233 | 186.1898 | 0 | 0 | 2364.5335 | 0 | 0 | 0
3808 | 197.9358 | 441.13 | 1958.0425 | 206.0072 | 0 | 0 | 1752.0353 | 0 | 0 | 0
3809 | 169.2818 | 163.02 | 715.7901 | 176.1848 | 0 | 0 | 539.6053 | 0 | 0 | 0
3810 | 186.6658 | 55.15 | 212.587 | 194.2776 | 0 | 0 | 18.3093 | 0 | 0 | 0
3811 | 128.716 | 0 | 0 | 0 | 0 | 0 | 0 | 0 | 0 | 133.9646
3812 | 181.6734 | 0 | 0 | 0 | 0 | 0 | 0 | 0 | 0 | 189.081
3813 | 183.1445 | 0 | 0 | 0 | 0 | 0 | 0 | 0 | 0 | 190.612
3814 | 100.0307 | 0 | 0 | 0 | 0 | 0 | 0 | 0 | 0 | 104.1099
3815 | 90.469 | 0 | 0 | 0 | 0 | 0 | 0 | 0 | 0 | 94.158
3816 | 94.1466 | 0 | 0 | 0 | 0 | 0 | 0 | 0 | 0 | 97.986
3817 | 85.3203 | 0 | 0 | 0 | 0 | 0 | 0 | 0 | 0 | 88.7991
3818 | 91.2045 | 0 | 0 | 0 | 0 | 0 | 0 | 0 | 0 | 94.923
3819 | 86.7914 | 0 | 0 | 0 | 0 | 0 | 0 | 0 | 0 | 90.3301
3820 | 90.469 | 0 | 0 | 0 | 0 | 0 | 0 | 0 | 0 | 94.158
3821 | 85.3203 | 0 | 0 | 0 | 0 | 0 | 0 | 0 | 0 | 88.7991
3822 | 86.0558 | 0 | 0 | 0 | 0 | 0 | 0 | 0 | 0 | 89.5651
3823 | 73.9979 | 31.35 | 113.8402 | 77.0154 | -36.8248 | 0 | 0 | 0 | 0 | 0
3824 | 92.8447 | 86.15 | 366.062 | 96.6309 | -269.4311 | 0 | 0 | 0 | 0 | 0
3825 | 624.5034 | 215.31 | 955.1802 | 649.9682 | -305.212 | 0 | 0 | 0 | 0 | 0
3826 | 1169.1854 | 340.87 | 1502.5226 | 1216.8617 | -285.661 | 0 | 0 | 0 | 0 | 0
3827 | 1182.7428 | 648.57 | 2802.1958 | 1230.9715 | -612.4951 | 0 | 958.7292 | 0 | 0 | 0
3828 | 1218.137 | 678.22 | 2911.8562 | 1267.8087 | 0 | 0 | 1644.0474 | 0 | 0 | 0
3829 | 1041.8558 | 673.51 | 2896.1217 | 1084.3395 | 0 | 0 | 1811.7822 | 0 | 0 | 0
3830 | 1119.2978 | 338.48 | 1478.1476 | 1164.9394 | 0 | 0 | 313.2082 | 0 | 0 | 0
3831 | 1117.0011 | 508.52 | 2235.0421 | 1162.5498 | 0 | 0 | 1072.4924 | 0 | 0 | 0
3832 | 1182.9589 | 367.03 | 1638.6802 | 1231.1963 | 0 | 0 | 407.4839 | 0 | 0 | 0
3833 | 1307.3767 | 195.25 | 866.4404 | 866.4404 | 0 | 0 | 0 | 0 | 0 | 494.2462
3834 | 1228.2872 | 61.82 | 239.2579 | 239.2579 | 0 | 0 | 0 | 0 | 0 | 1039.1147
3835 | 1151.8243 | 0 | 0 | 0 | 0 | 0 | 0 | 0 | 0 | 1198.7917
3836 | 1090.7762 | 0 | 0 | 0 | 0 | 0 | 0 | 0 | 0 | 1135.2543
3837 | 1351.8858 | 0 | 0 | 0 | 0 | 0 | 0 | 0 | 0 | 1407.0116
3838 | 1092.9827 | 0 | 0 | 0 | 0 | 0 | 0 | 0 | 0 | 1137.5513
3839 | 716.3965 | 0 | 0 | 0 | 0 | 0 | 0 | 0 | 0 | 745.6083
3840 | 1042.2318 | 0 | 0 | 0 | 0 | 0 | 0 | 0 | 0 | 1084.7309
3841 | 806.8654 | 0 | 0 | 0 | 0 | 0 | 0 | 806.865 | 0 | 0
3842 | 816.4272 | 0 | 0 | 0 | 0 | 0 | 0 | 816.427 | 0 | 0
3843 | 912.0448 | 0 | 0 | 0 | 0 | 0 | 0 | 912.045 | 0 | 0
3844 | 945.1432 | 0 | 0 | 0 | 0 | 0 | 0 | 945.143 | 0 | 0
3845 | 937.788 | 0 | 0 | 0 | 0 | 0 | 0 | 937.788 | 0 | 0
3846 | 909.1027 | 0 | 0 | 0 | 0 | 0 | 0 | 7.785 | 0 | 938.0709
3847 | 944.3424 | 103.23 | 431.0741 | 431.0741 | 0 | 0 | 0 | 0 | 0 | 551.7761
3848 | 881.4527 | 290.46 | 1322.4537 | 917.3958 | -405.0578 | 0 | 0 | 0 | 0 | 0
3849 | 933.853 | 451.09 | 2044.3417 | 971.9325 | -1072.4091 | 0 | 0 | 0 | 0 | 0
3850 | 994.1031 | 611.95 | 2717.7981 | 1034.6404 | -1683.1578 | 0 | 0 | 0 | 0 | 0
3851 | 1339.2413 | 689.53 | 3016.065 | 1393.851 | -1622.214 | 0 | 0 | 0 | 0 | 0
3852 | 1246.3699 | 762.05 | 3295.475 | 1297.193 | -1998.2821 | 0 | 0 | 0 | 0 | 0
3853 | 1003.5325 | 752.34 | 3250.2928 | 1044.4528 | -2093.1229 | 0 | 112.7172 | 0 | 0 | 0
3854 | 1101.4945 | 705.98 | 3067.8311 | 1146.4094 | -1921.4218 | 0 | 0 | 0 | 0 | 0
3855 | 1463.9441 | 548.95 | 2423.2531 | 1523.6389 | -35.171 | 0 | 864.4432 | 0 | 0 | 0
3856 | 1017.2747 | 369.07 | 1654.5697 | 1058.7552 | 0 | 0 | 595.8145 | 0 | 0 | 0
3857 | 1145.9282 | 59.52 | 239.9594 | 239.9594 | 0 | 0 | 0 | 120.078 | 0 | 827.7204
3858 | 1215.9093 | 12.73 | 28.0802 | 28.0802 | 0 | 0 | 0 | 0 | 0 | 1237.4097
3859 | 1031.199 | 0 | 0 | 0 | 0 | 0 | 0 | 0 | 0 | 1073.248
3860 | 1098.8669 | 0 | 0 | 0 | 0 | 0 | 0 | 0 | 0 | 1143.6753
3861 | 1268.772 | 0 | 0 | 0 | 0 | 0 | 0 | 0 | 0 | 1320.5085
3862 | 1276.1272 | 0 | 0 | 0 | 0 | 0 | 0 | 0 | 0 | 1328.1634
3863 | 1315.8453 | 0 | 0 | 0 | 0 | 0 | 0 | 0 | 0 | 1369.5009
3864 | 1015.0176 | 0 | 0 | 0 | 0 | 0 | 0 | 0 | 0 | 1056.4072
3865 | 1181.9806 | 0 | 0 | 0 | 0 | 0 | 0 | 1181.981 | 0 | 0
3866 | 934.1104 | 0 | 0 | 0 | 0 | 0 | 0 | 934.11 | 0 | 0
3867 | 1097.3959 | 0 | 0 | 0 | 0 | 0 | 0 | 1097.396 | 0 | 0
3868 | 1369.5383 | 0 | 0 | 0 | 0 | 0 | 0 | 1369.538 | 0 | 0
3869 | 1001.0427 | 0 | 0 | 0 | 0 | 0 | 0 | 1001.043 | 0 | 0
3870 | 1035.6122 | 0 | 0 | 0 | 0 | 0 | 0 | 1035.612 | 0 | 0
3871 | 734.6806 | 98.27 | 410.243 | 410.243 | 0 | 0 | 0 | 0 | 0 | 354.3959
3872 | 858.4429 | 262.71 | 1192.8312 | 893.4476 | -299.3836 | 0 | 0 | 0 | 0 | 0
3873 | 945.9468 | 408.02 | 1843.963 | 984.5186 | -859.4443 | 0 | 0 | 0 | 0 | 0
3874 | 1313.9909 | 539.21 | 2393.9375 | 1367.5713 | -1026.3662 | 0 | 0 | 0 | 0 | 0
3875 | 1203.8265 | 645.5 | 2821.0598 | 1252.9152 | -1568.1446 | 0 | 0 | 0 | 0 | 0
3876 | 1170.5985 | 755.74 | 3263.4545 | 1218.3312 | -2045.1233 | 0 | 0 | 0 | 0 | 0
3877 | 1180.2871 | 740.27 | 3197.4474 | 1228.4153 | -1969.0321 | 0 | 0 | 0 | 0 | 0
3878 | 935.0749 | 675.89 | 2941.8795 | 973.2044 | -1968.6751 | 0 | 0 | 0 | 0 | 0
3879 | 1443.3311 | 583.12 | 2573.3404 | 1502.1854 | -1071.155 | 0 | 0 | 0 | 0 | 0
3880 | 1115.1485 | 154.88 | 675.1529 | 675.1529 | 0 | 0 | 0 | 466.447 | 0 | 0
3881 | 1294.3433 | 91.12 | 385.7837 | 385.7837 | 0 | 0 | 0 | 923.674 | 0 | 0
3882 | 1231.2495 | 55.13 | 214.2481 | 214.2481 | 0 | 0 | 0 | 1025.396 | 0 | 0
3883 | 1327.6136 | 0 | 0 | 0 | 0 | 0 | 0 | 0 | 0 | 1381.7498
3884 | 1377.629 | 0 | 0 | 0 | 0 | 0 | 0 | 0 | 0 | 1433.8043
3885 | 1547.5341 | 0 | 0 | 0 | 0 | 0 | 0 | 0 | 0 | 1610.6375
3886 | 1445.2968 | 0 | 0 | 0 | 0 | 0 | 0 | 0 | 0 | 1504.2316
3887 | 1164.3282 | 0 | 0 | 0 | 0 | 0 | 0 | 0 | 0 | 1211.8056
3888 | 1151.8243 | 0 | 0 | 0 | 0 | 0 | 0 | 1151.824 | 0 | 0
3889 | 1028.257 | 0 | 0 | 0 | 0 | 0 | 0 | 1028.257 | 0 | 0
3890 | 1179.7741 | 0 | 0 | 0 | 0 | 0 | 0 | 1179.774 | 0 | 0
3891 | 1259.2103 | 0 | 0 | 0 | 0 | 0 | 0 | 1259.21 | 0 | 0
3892 | 1282.0114 | 0 | 0 | 0 | 0 | 0 | 0 | 1282.011 | 0 | 0
3893 | 1181.9806 | 0 | 0 | 0 | 0 | 0 | 0 | 1181.981 | 0 | 0
3894 | 970.8864 | 0 | 0 | 0 | 0 | 0 | 0 | 970.886 | 0 | 0
3895 | 956.4739 | 106.56 | 442.4248 | 0 | -442.4248 | 0 | 0 | 956.474 | 0 | 0
3896 | 799.5406 | 280.31 | 1277.1518 | 0 | -1277.1518 | 0 | 0 | 799.541 | 0 | 0
3897 | 1009.7099 | 324.48 | 1466.4784 | 0 | -1466.4784 | 0 | 0 | 1009.71 | 0 | 0
3898 | 1208.6635 | 540.8 | 2409.0361 | 660.4853 | -1748.5508 | 0 | 0 | 574.056 | 0 | 0
3899 | 1010.5833 | 392.88 | 1739.7479 | 1051.7924 | -687.9555 | 0 | 0 | 0 | 0 | 0
3900 | 1237.7156 | 344.57 | 1519.0179 | 1288.1861 | -230.8318 | 0 | 0 | 0 | 0 | 0
3901 | 1291.5998 | 675.07 | 2941.8857 | 1344.2673 | -1597.6184 | 0 | 0 | 0 | 0 | 0
3902 | 1072.2006 | 69.21 | 276.1233 | 276.1233 | 0 | 0 | 0 | 806.895 | 0 | 0
3903 | 1315.8048 | 51.04 | 196.1625 | 196.1625 | 0 | 0 | 0 | 1127.327 | 0 | 0
3904 | 1295.1505 | 59.61 | 238.8864 | 238.8864 | 0 | 0 | 0 | 1065.623 | 0 | 0
3905 | 1370.3069 | 33.32 | 121.8448 | 121.8448 | 0 | 0 | 0 | 1253.236 | 0 | 0
3906 | 1281.582 | 24.49 | 80.2428 | 80.2428 | 0 | 0 | 0 | 1204.483 | 0 | 0
3907 | 1545.3275 | 0 | 0 | 0 | 0 | 0 | 0 | 0 | 0 | 1608.3415
3908 | 1218.0211 | 0 | 0 | 0 | 0 | 0 | 0 | 0 | 0 | 1267.688
3909 | 1410.7274 | 0 | 0 | 0 | 0 | 0 | 0 | 0 | 0 | 1468.2519
3910 | 1444.5613 | 0 | 0 | 0 | 0 | 0 | 0 | 0 | 0 | 1503.4656
3911 | 1081.9499 | 0 | 0 | 0 | 0 | 0 | 0 | 0 | 0 | 1126.0685
3912 | 1302.6059 | 0 | 0 | 0 | 0 | 0 | 0 | 1302.606 | 0 | 0
3913 | 1140.056 | 0 | 0 | 0 | 0 | 0 | 0 | 1140.056 | 0 | 0
3914 | 1240.0867 | 0 | 0 | 0 | 0 | 0 | 0 | 1240.087 | 0 | 0
3915 | 1393.0749 | 0 | 0 | 0 | 0 | 0 | 0 | 1393.075 | 0 | 0
3916 | 1256.2682 | 0 | 0 | 0 | 0 | 0 | 0 | 1256.268 | 0 | 0
3917 | 1270.2431 | 0 | 0 | 0 | 0 | 0 | 0 | 1270.243 | 0 | 0
3918 | 1252.5906 | 0 | 0 | 0 | 0 | 0 | 0 | 1252.591 | 0 | 0
3919 | 624.6762 | 57.97 | 236.554 | 236.554 | 0 | 0 | 0 | 397.39 | 0 | 0
3920 | 1045.7035 | 162.14 | 722.9079 | 722.9079 | 0 | 0 | 0 | 351.119 | 0 | 0
3921 | 811.5093 | 356.2 | 1599.6625 | 844.6008 | -755.0617 | 0 | 0 | 0 | 0 | 0
3922 | 397.7894 | 464.72 | 2063.2661 | 414.0106 | -1649.2555 | 0 | 0 | 0 | 0 | 0
3923 | 357.9482 | 490.4 | 2167.2116 | 372.544 | -1794.6676 | 0 | 0 | 0 | 0 | 0
3924 | 364.5053 | 610.54 | 2683.4504 | 379.3673 | -2093.1229 | 0 | 210.9603 | 0 | 0 | 0
3925 | 782.6071 | 631.74 | 2781.0284 | 814.5192 | -1966.5092 | 0 | 0 | 0 | 0 | 0
3926 | 1248.8063 | 245.32 | 1083.7463 | 1083.7463 | 0 | 0 | 0 | 207.52 | 0 | 0
3927 | 1519.8933 | 182.17 | 802.2328 | 802.2328 | 0 | 0 | 0 | 749.091 | 0 | 0
3928 | 1361.4245 | 82.28 | 345.5483 | 345.5483 | 0 | 0 | 0 | 1029.414 | 0 | 0
3929 | 1399.7203 | 158.95 | 711.832 | 711.832 | 0 | 0 | 0 | 715.777 | 0 | 0
3930 | 1546.8023 | 78.39 | 298.7352 | 298.7352 | 0 | 0 | 0 | 1259.771 | 0 | 0
3931 | 1616.673 | 0 | 0 | 0 | 0 | 0 | 0 | 0 | 0 | 1682.5957
3932 | 1468.8335 | 0 | 0 | 0 | 0 | 0 | 0 | 0 | 0 | 1528.7273
3933 | 1634.3255 | 0 | 0 | 0 | 0 | 0 | 0 | 0 | 0 | 1700.9675
3934 | 1700.5223 | 0 | 0 | 0 | 0 | 0 | 0 | 0 | 0 | 1769.8638
3935 | 1246.7064 | 0 | 0 | 0 | 0 | 0 | 0 | 0 | 0 | 1297.5427
3936 | 1177.5675 | 0 | 0 | 0 | 0 | 0 | 0 | 1177.568 | 0 | 0
3937 | 1148.1467 | 0 | 0 | 0 | 0 | 0 | 0 | 1148.147 | 0 | 0
3938 | 1455.5941 | 0 | 0 | 0 | 0 | 0 | 0 | 1455.594 | 0 | 0
3939 | 1526.204 | 0 | 0 | 0 | 0 | 0 | 0 | 1526.204 | 0 | 0
3940 | 902.483 | 0 | 0 | 0 | 0 | 0 | 0 | 902.483 | 0 | 0
3941 | 1237.1447 | 0 | 0 | 0 | 0 | 0 | 0 | 1237.145 | 0 | 0
3942 | 1238.6157 | 0 | 0 | 0 | 0 | 0 | 0 | 1238.616 | 0 | 0
3943 | 993.8319 | 64.22 | 266.0434 | 0 | -266.0434 | 0 | 0 | 993.832 | 0 | 0
3944 | 1094.5292 | 179.86 | 815.5267 | 479.3912 | -336.1355 | 0 | 0 | 633.92 | 0 | 0
3945 | 975.5698 | 296.84 | 1350.8513 | 1015.3496 | -335.5017 | 0 | 0 | 0 | 0 | 0
3946 | 1525.9328 | 449.35 | 2025.3568 | 1588.1546 | -437.2022 | 0 | 0 | 0 | 0 | 0
3947 | 1595.194 | 578.31 | 2576.3867 | 1660.2409 | -916.1459 | 0 | 0 | 0 | 0 | 0
3948 | 1689.2072 | 533.38 | 2368.1356 | 1758.0874 | -610.0482 | 0 | 0 | 0 | 0 | 0
3949 | 1412.9376 | 512.79 | 2277.5194 | 1470.552 | -806.9673 | 0 | 0 | 0 | 0 | 0
3950 | 1322.0172 | 588.91 | 2621.1495 | 1375.9246 | -1245.2249 | 0 | 0 | 0 | 0 | 0
3951 | 1567.5485 | 560.65 | 2525.7665 | 1631.4686 | -894.2979 | 0 | 0 | 0 | 0 | 0
3952 | 1329.2253 | 400.9 | 1834.825 | 1383.4265 | -451.3984 | 0 | 0 | 0 | 0 | 0
3953 | 1391.3492 | 144.34 | 644.5062 | 644.5062 | 0 | 0 | 0 | 772.094 | 0 | 0
3954 | 1660.1588 | 51.65 | 203.4667 | 203.4667 | 0 | 0 | 0 | 1464.664 | 0 | 0
3955 | 1308.4901 | 0 | 0 | 0 | 0 | 0 | 0 | 0 | 0 | 1361.846
3956 | 1471.04 | 0 | 0 | 0 | 0 | 0 | 0 | 0 | 0 | 1531.0243
3957 | 1597.5495 | 0 | 0 | 0 | 0 | 0 | 0 | 0 | 0 | 1662.6919
3958 | 1294.5152 | 0 | 0 | 0 | 0 | 0 | 0 | 0 | 0 | 1347.3012
3959 | 1450.4455 | 0 | 0 | 0 | 0 | 0 | 0 | 0 | 0 | 1509.5895
3960 | 1306.2835 | 0 | 0 | 0 | 0 | 0 | 0 | 1306.284 | 0 | 0
3961 | 956.176 | 0 | 0 | 0 | 0 | 0 | 0 | 956.176 | 0 | 0
3962 | 976.035 | 0 | 0 | 0 | 0 | 0 | 0 | 976.035 | 0 | 0
3963 | 779.6512 | 0 | 0 | 0 | 0 | 0 | 0 | 779.651 | 0 | 0
3964 | 1012.811 | 0 | 0 | 0 | 0 | 0 | 0 | 1012.811 | 0 | 0
3965 | 668.5877 | 0 | 0 | 0 | 0 | 0 | 0 | 668.588 | 0 | 0
3966 | 831.1376 | 0 | 0 | 0 | 0 | 0 | 0 | 831.138 | 0 | 0
3967 | 843.9182 | 55.91 | 228.1591 | 228.1591 | 0 | 0 | 0 | 624.698 | 0 | 0
3968 | 837.4805 | 155 | 696.3015 | 696.3015 | 0 | 0 | 0 | 168.459 | 0 | 0
3969 | 846.0043 | 286.97 | 1303.7811 | 880.5024 | -423.2787 | 0 | 0 | 0 | 0 | 0
3970 | 975.8383 | 412.96 | 1861.4064 | 1015.6295 | -845.7769 | 0 | 0 | 0 | 0 | 0
3971 | 936.9532 | 625.9 | 2783.0434 | 975.1589 | -1807.8845 | 0 | 0 | 0 | 0 | 0
3972 | 911.1879 | 534.32 | 2371.667 | 948.3433 | -1423.3237 | 0 | 0 | 0 | 0 | 0
3973 | 1051.1298 | 479.88 | 2131.8512 | 1093.9917 | -1037.8595 | 0 | 0 | 0 | 0 | 0
3974 | 1012.9324 | 430 | 1917.0765 | 1054.2372 | -862.8393 | 0 | 0 | 0 | 0 | 0
3975 | 1027.0912 | 465.07 | 2088.3904 | 1068.9725 | -1019.418 | 0 | 0 | 0 | 0 | 0
3976 | 478.6691 | 237.27 | 1069.3857 | 498.1876 | -571.1981 | 0 | 0 | 0 | 0 | 0
3977 | 176.7969 | 172.93 | 777.3541 | 184.0062 | -593.3479 | 0 | 0 | 0 | 0 | 0
3978 | 236.4577 | 41.04 | 155.6097 | 155.6097 | 0 | 0 | 0 | 0 | 0 | 90.4893
3979 | 138.2778 | 0 | 0 | 0 | 0 | 0 | 0 | 0 | 0 | 143.9165
3980 | 145.633 | 0 | 0 | 0 | 0 | 0 | 0 | 0 | 0 | 151.5714
3981 | 115.4766 | 0 | 0 | 0 | 0 | 0 | 0 | 0 | 0 | 120.1858
3982 | 110.328 | 0 | 0 | 0 | 0 | 0 | 0 | 0 | 0 | 114.8268
3983 | 105.9149 | 0 | 0 | 0 | 0 | 0 | 0 | 0 | 0 | 110.2339
3984 | 106.6504 | 0 | 0 | 0 | 0 | 0 | 0 | 0 | 0 | 110.9988
3985 | 98.5597 | 0 | 0 | 0 | 0 | 0 | 0 | 0 | 0 | 102.579
3986 | 108.1214 | 0 | 0 | 0 | 0 | 0 | 0 | 0 | 0 | 112.5298
3987 | 88.9979 | 0 | 0 | 0 | 0 | 0 | 0 | 0 | 0 | 92.6271
3988 | 94.8821 | 0 | 0 | 0 | 0 | 0 | 0 | 0 | 0 | 98.751
3989 | 88.9979 | 0 | 0 | 0 | 0 | 0 | 0 | 0 | 0 | 92.6271
3990 | 93.411 | 0 | 0 | 0 | 0 | 0 | 0 | 0 | 0 | 97.22
3991 | 80.6148 | 34.3 | 127.8834 | 83.9022 | -43.9811 | 0 | 0 | 0 | 0 | 0
3992 | 145.6072 | 93.19 | 402.4715 | 151.5444 | -250.9271 | 0 | 0 | 0 | 0 | 0
3993 | 662.3137 | 264.57 | 1196.2553 | 689.321 | -506.9343 | 0 | 0 | 0 | 0 | 0
3994 | 881.3451 | 498.6 | 2238.2498 | 917.2834 | -1320.9664 | 0 | 0 | 0 | 0 | 0
3995 | 1021.1849 | 477.88 | 2131.9293 | 1062.8256 | -1069.1036 | 0 | 0 | 0 | 0 | 0
3996 | 1073.9732 | 645.45 | 2855.0048 | 1117.7662 | -654.9546 | 0 | 1082.284 | 0 | 0 | 0
3997 | 1076.9171 | 381.48 | 1702.7868 | 1120.8302 | 0 | 0 | 581.9566 | 0 | 0 | 0
3998 | 1076.9383 | 65.42 | 262.1946 | 262.1946 | 0 | 0 | 0 | 825.017 | 0 | 0
3999 | 1164.3879 | 46.13 | 176.4231 | 176.4231 | 0 | 0 | 0 | 994.877 | 0 | 0
4000 | 1132.1777 | 29.41 | 102.9505 | 102.9505 | 0 | 0 | 0 | 1033.261 | 0 | 0
4001 | 1128.9285 | 107.28 | 470.4155 | 470.4155 | 0 | 0 | 0 | 676.944 | 0 | 0
4002 | 1028.4225 | 51.69 | 204.2753 | 204.2753 | 0 | 0 | 0 | 832.15 | 0 | 0
4003 | 1248.913 | 0 | 0 | 0 | 0 | 0 | 0 | 0 | 0 | 1299.8397
4004 | 980.4482 | 0 | 0 | 0 | 0 | 0 | 0 | 0 | 0 | 1020.4275
4005 | 989.2744 | 0 | 0 | 0 | 0 | 0 | 0 | 0 | 0 | 1029.6134
4006 | 925.2842 | 0 | 0 | 0 | 0 | 0 | 0 | 0 | 0 | 963.0141
4007 | 992.2165 | 0 | 0 | 0 | 0 | 0 | 0 | 0 | 0 | 1032.6754
4008 | 1404.8432 | 0 | 0 | 0 | 0 | 0 | 0 | 1404.843 | 0 | 0
4009 | 1122.4035 | 0 | 0 | 0 | 0 | 0 | 0 | 1122.404 | 0 | 0
4010 | 848.7901 | 0 | 0 | 0 | 0 | 0 | 0 | 848.79 | 0 | 0
4011 | 1120.197 | 0 | 0 | 0 | 0 | 0 | 0 | 1120.197 | 0 | 0
4012 | 1104.0155 | 0 | 0 | 0 | 0 | 0 | 0 | 1104.016 | 0 | 0
4013 | 823.7824 | 0 | 0 | 0 | 0 | 0 | 0 | 823.782 | 0 | 0
4014 | 1180.5096 | 0 | 0 | 0 | 0 | 0 | 0 | 1180.51 | 0 | 0
4015 | 1004.4362 | 44.11 | 173.5745 | 173.5745 | 0 | 0 | 0 | 486.886 | 0 | 365.0795
4016 | 1200.8854 | 123.2 | 544.8113 | 544.8113 | 0 | 0 | 0 | 0 | 0 | 705.042
4017 | 1296.0874 | 298.65 | 1357.6455 | 1348.9373 | -8.7082 | 0 | 0 | 0 | 0 | 0
4018 | 905.5732 | 418.47 | 1887.8317 | 942.4994 | -945.3324 | 0 | 0 | 0 | 0 | 0
4019 | 1261.7184 | 642.86 | 2864.0408 | 1313.1668 | -1550.874 | 0 | 0 | 0 | 0 | 0
4020 | 1336.4693 | 725.12 | 3201.7406 | 1390.9659 | -1810.7747 | 0 | 0 | 0 | 0 | 0
4021 | 1087.4829 | 704.67 | 3107.6346 | 1131.8271 | -1975.8075 | 0 | 0 | 0 | 0 | 0
4022 | 1175.372 | 464.56 | 2071.7744 | 1223.2999 | -848.4745 | 0 | 0 | 0 | 0 | 0
4023 | 1147.4094 | 143.9 | 626.9192 | 626.9192 | 0 | 0 | 0 | 545.053 | 0 | 0
4024 | 998.7939 | 82.3 | 346.97 | 346.97 | 0 | 0 | 0 | 665.418 | 0 | 0
4025 | 1349.1184 | 67.1 | 279.5953 | 279.5953 | 0 | 0 | 0 | 1080.477 | 0 | 0
4026 | 1296.8027 | 21.55 | 67.8243 | 67.8243 | 0 | 0 | 0 | 940.711 | 0 | 302.788
4027 | 1050.3226 | 0 | 0 | 0 | 0 | 0 | 0 | 0 | 0 | 1093.1518
4028 | 905.4251 | 0 | 0 | 0 | 0 | 0 | 0 | 0 | 0 | 942.3453
4029 | 1113.5773 | 0 | 0 | 0 | 0 | 0 | 0 | 0 | 0 | 1158.9851
4030 | 1034.8766 | 0 | 0 | 0 | 0 | 0 | 0 | 0 | 0 | 1077.076
4031 | 1276.8627 | 0 | 0 | 0 | 0 | 0 | 0 | 0 | 0 | 1328.9294
4032 | 906.1606 | 0 | 0 | 0 | 0 | 0 | 0 | 0 | 0 | 943.1113
4033 | 1189.3358 | 0 | 0 | 0 | 0 | 0 | 0 | 1189.336 | 0 | 0
4034 | 1040.0253 | 0 | 0 | 0 | 0 | 0 | 0 | 1040.025 | 0 | 0
4035 | 1162.8571 | 0 | 0 | 0 | 0 | 0 | 0 | 1162.857 | 0 | 0
4036 | 711.9834 | 0 | 0 | 0 | 0 | 0 | 0 | 711.983 | 0 | 0
4037 | 1019.4307 | 0 | 0 | 0 | 0 | 0 | 0 | 1019.431 | 0 | 0
4038 | 675.2074 | 0 | 0 | 0 | 0 | 0 | 0 | 675.207 | 0 | 0
4039 | 747.1449 | 63.21 | 261.0487 | 261.0487 | 0 | 0 | 0 | 0 | 0 | 516.5625
4040 | 1067.6514 | 179.14 | 810.1656 | 810.1656 | 0 | 0 | 0 | 0 | 0 | 301.0207
4041 | 1143.193 | 397.11 | 1813.6035 | 1189.8087 | -623.7948 | 0 | 0 | 0 | 0 | 0
4042 | 1219.8369 | 465.15 | 2095.9153 | 1269.578 | -826.3372 | 0 | 0 | 0 | 0 | 0
4043 | 1490.4715 | 506.41 | 2262.3844 | 1551.2476 | -711.1368 | 0 | 0 | 0 | 0 | 0
4044 | 1150.4507 | 612.18 | 2718.7328 | 1197.3617 | -1521.3711 | 0 | 0 | 0 | 0 | 0
4045 | 1240.471 | 677.58 | 3000.7749 | 1291.0534 | -1709.7215 | 0 | 0 | 0 | 0 | 0
4046 | 1223.9724 | 674.03 | 2999.8091 | 1273.8817 | -1725.9274 | 0 | 0 | 0 | 0 | 0
4047 | 1179.3466 | 459.1 | 2066.6122 | 1227.437 | -839.1752 | 0 | 0 | 0 | 0 | 0
4048 | 1321.3359 | 426.35 | 1946.9197 | 1375.2158 | -571.7039 | 0 | 0 | 0 | 0 | 0
4049 | 1489.5089 | 74.66 | 312.8565 | 312.8565 | 0 | 0 | 0 | 1014.776 | 0 | 181.2346
4050 | 1368.6657 | 18.61 | 54.4108 | 54.4108 | 0 | 0 | 0 | 0 | 0 | 1370.065
4051 | 1199.6331 | 0 | 0 | 0 | 0 | 0 | 0 | 0 | 0 | 1248.5502
4052 | 1119.4615 | 0 | 0 | 0 | 0 | 0 | 0 | 0 | 0 | 1165.109
4053 | 1075.3302 | 0 | 0 | 0 | 0 | 0 | 0 | 0 | 0 | 1119.1785
4054 | 1176.832 | 0 | 0 | 0 | 0 | 0 | 0 | 0 | 0 | 1224.8194
4055 | 1138.585 | 0 | 0 | 0 | 0 | 0 | 0 | 0 | 0 | 1185.0128
4056 | 1338.6464 | 0 | 0 | 0 | 0 | 0 | 0 | 0 | 0 | 1393.2317
4057 | 1243.0288 | 0 | 0 | 0 | 0 | 0 | 0 | 1243.029 | 0 | 0
4058 | 1127.5522 | 0 | 0 | 0 | 0 | 0 | 0 | 1127.552 | 0 | 0
4059 | 1088.5696 | 0 | 0 | 0 | 0 | 0 | 0 | 1088.57 | 0 | 0
4060 | 1187.8648 | 0 | 0 | 0 | 0 | 0 | 0 | 1187.865 | 0 | 0
4061 | 1379.1 | 0 | 0 | 0 | 0 | 0 | 0 | 1379.1 | 0 | 0
4062 | 1313.6387 | 0 | 0 | 0 | 0 | 0 | 0 | 1313.639 | 0 | 0
4063 | 1192.7735 | 95.03 | 396.4569 | 396.4569 | 0 | 0 | 0 | 0 | 0 | 844.9536
4064 | 1204.4444 | 294.23 | 1343.8177 | 1253.5574 | -90.2603 | 0 | 0 | 0 | 0 | 0
4065 | 914.0068 | 327.48 | 1487.3814 | 951.2773 | -536.1041 | 0 | 0 | 0 | 0 | 0
4066 | 1054.7081 | 707.1 | 3217.9726 | 1097.7146 | -2093.1229 | 0 | 27.1351 | 0 | 0 | 0
4067 | 1164.4744 | 684.59 | 3049.5666 | 1211.9575 | -1837.609 | 0 | 0 | 0 | 0 | 0
4068 | 1401.6253 | 751.21 | 3325.0425 | 1458.7788 | -1866.2637 | 0 | 0 | 0 | 0 | 0
4069 | 1428.7283 | 738.84 | 3276.6287 | 1486.9869 | -1789.6417 | 0 | 0 | 0 | 0 | 0
4070 | 1276.9675 | 690.89 | 3081.125 | 1329.0376 | -1752.0874 | 0 | 0 | 0 | 0 | 0
4071 | 1519.5135 | 600.39 | 2708.7257 | 1581.4749 | -865.7483 | 0 | 261.5025 | 0 | 0 | 0
4072 | 1443.7099 | 497.67 | 2314.3733 | 1502.5799 | 0 | 0 | 811.7934 | 0 | 0 | 0
4073 | 1342.0133 | 248.99 | 1126.7398 | 1126.7398 | 0 | 0 | 0 | 259.418 | 0 | 0
4074 | 1332.7466 | 67.7 | 268.1603 | 268.1603 | 0 | 0 | 0 | 1075.093 | 0 | 0
4075 | 1262.1523 | 0 | 0 | 0 | 0 | 0 | 0 | 0 | 0 | 1313.6185
4076 | 1451.9165 | 0 | 0 | 0 | 0 | 0 | 0 | 0 | 0 | 1511.1205
4077 | 1443.0903 | 0 | 0 | 0 | 0 | 0 | 0 | 0 | 0 | 1501.9346
4078 | 1423.9667 | 0 | 0 | 0 | 0 | 0 | 0 | 0 | 0 | 1482.0318
4079 | 1318.0519 | 0 | 0 | 0 | 0 | 0 | 0 | 0 | 0 | 1371.7979
4080 | 1204.7818 | 0 | 0 | 0 | 0 | 0 | 0 | 1204.782 | 0 | 0
4081 | 1000.3072 | 0 | 0 | 0 | 0 | 0 | 0 | 1000.307 | 0 | 0
4082 | 1279.8048 | 0 | 0 | 0 | 0 | 0 | 0 | 1279.805 | 0 | 0
4083 | 1320.9939 | 0 | 0 | 0 | 0 | 0 | 0 | 1320.994 | 0 | 0
4084 | 1414.405 | 0 | 0 | 0 | 0 | 0 | 0 | 1414.405 | 0 | 0
4085 | 1349.6792 | 0 | 0 | 0 | 0 | 0 | 0 | 1349.679 | 0 | 0
4086 | 1217.2856 | 0 | 0 | 0 | 0 | 0 | 0 | 1217.286 | 0 | 0
4087 | 842.1704 | 74.49 | 310.5126 | 310.5126 | 0 | 0 | 0 | 543.824 | 0 | 0
4088 | 1414.8031 | 208.21 | 947.0132 | 947.0132 | 0 | 0 | 0 | 504.893 | 0 | 0
4089 | 1229.2948 | 538.32 | 2506.5121 | 1279.4217 | -1227.0904 | 0 | 0 | 0 | 0 | 0
4090 | 1233.0561 | 716.79 | 3279.8062 | 1283.3361 | -1996.4701 | 0 | 0 | 0 | 0 | 0
4091 | 1290.0993 | 646.22 | 2889.8968 | 1342.7051 | -1547.1917 | 0 | 0 | 0 | 0 | 0
4092 | 1374.5232 | 332.65 | 1484.4433 | 1430.5716 | -53.8716 | 0 | 0 | 0 | 0 | 0
4093 | 1301.6783 | 711.06 | 3164.5818 | 1354.7563 | -1809.8255 | 0 | 0 | 0 | 0 | 0
4094 | 1473.8341 | 144.25 | 623.6511 | 623.6511 | 0 | 0 | 0 | 874.617 | 0 | 0
4095 | 1200.2556 | 282.11 | 1267.8451 | 1249.1986 | -18.6466 | 0 | 0 | 0 | 0 | 0
4096 | 1652.6215 | 44.13 | 168.7776 | 168.7776 | 0 | 0 | 0 | 1490.456 | 0 | 0
4097 | 1554.1529 | 35.28 | 131.319 | 131.319 | 0 | 0 | 0 | 1427.979 | 0 | 0
4098 | 1601.1342 | 13.71 | 33.0998 | 33.0998 | 0 | 0 | 0 | 1569.331 | 0 | 0
4099 | 1579.897 | 0 | 0 | 0 | 0 | 0 | 0 | 0 | 0 | 1644.3201
4100 | 1123.8746 | 0 | 0 | 0 | 0 | 0 | 0 | 0 | 0 | 1169.703
4101 | 1184.1872 | 0 | 0 | 0 | 0 | 0 | 0 | 0 | 0 | 1232.4743
4102 | 1214.3435 | 0 | 0 | 0 | 0 | 0 | 0 | 0 | 0 | 1263.8611
4103 | 1265.0944 | 0 | 0 | 0 | 0 | 0 | 0 | 0 | 0 | 1316.6805
4104 | 1221.6987 | 0 | 0 | 0 | 0 | 0 | 0 | 1221.699 | 0 | 0
4105 | 1285.689 | 0 | 0 | 0 | 0 | 0 | 0 | 1285.689 | 0 | 0
4106 | 1382.7776 | 0 | 0 | 0 | 0 | 0 | 0 | 1382.778 | 0 | 0
4107 | 1180.5096 | 0 | 0 | 0 | 0 | 0 | 0 | 1180.51 | 0 | 0
4108 | 1251.1195 | 0 | 0 | 0 | 0 | 0 | 0 | 1251.12 | 0 | 0
4109 | 1314.3743 | 0 | 0 | 0 | 0 | 0 | 0 | 1314.374 | 0 | 0
4110 | 1123.8746 | 0 | 0 | 0 | 0 | 0 | 0 | 1123.875 | 0 | 0
4111 | 1094.6009 | 113.88 | 406.8906 | 406.8906 | 0 | 0 | 0 | 703.652 | 0 | 0
4112 | 1132.8406 | 228.03 | 1041.1494 | 1041.1494 | 0 | 0 | 0 | 132.483 | 0 | 0
4113 | 1145.5301 | 290.25 | 1319.7008 | 1192.241 | -127.4598 | 0 | 0 | 0 | 0 | 0
4114 | 1243.3736 | 553.1 | 2498.7053 | 1294.0748 | -1204.6304 | 0 | 0 | 0 | 0 | 0
4115 | 952.8174 | 651.45 | 2910.2253 | 991.6709 | -1918.5544 | 0 | 0 | 0 | 0 | 0
4116 | 1336.7828 | 584.5 | 2604.4856 | 1391.2927 | -1213.1929 | 0 | 0 | 0 | 0 | 0
4117 | 1269.4781 | 655.05 | 2911.4836 | 1321.2432 | -1590.2403 | 0 | 0 | 0 | 0 | 0
4118 | 1515.3156 | 645.25 | 2880.8493 | 1577.1057 | -1303.7436 | 0 | 0 | 0 | 0 | 0
4119 | 1178.0217 | 547.26 | 2467.8004 | 1226.058 | -1241.7425 | 0 | 0 | 0 | 0 | 0
4120 | 1291.1281 | 189.27 | 846.3711 | 846.3711 | 0 | 0 | 0 | 477.917 | 0 | 0
4121 | 1202.7821 | 212.95 | 964.1871 | 964.1871 | 0 | 0 | 0 | 276.372 | 0 | 0
4122 | 1153.1952 | 34.3 | 125.2741 | 125.2741 | 0 | 0 | 0 | 1032.829 | 0 | 0
4123 | 1228.3184 | 0 | 0 | 0 | 0 | 0 | 0 | 0 | 0 | 1278.4049
4124 | 785.5354 | 0 | 0 | 0 | 0 | 0 | 0 | 0 | 0 | 817.5666
4125 | 1207.7239 | 0 | 0 | 0 | 0 | 0 | 0 | 0 | 0 | 1256.9711
4126 | 1132.7008 | 0 | 0 | 0 | 0 | 0 | 0 | 0 | 0 | 1178.8889
4127 | 1078.2723 | 0 | 0 | 0 | 0 | 0 | 0 | 0 | 0 | 1122.2405
4128 | 1233.4671 | 0 | 0 | 0 | 0 | 0 | 0 | 1233.467 | 0 | 0
4129 | 1003.9848 | 0 | 0 | 0 | 0 | 0 | 0 | 1003.985 | 0 | 0
4130 | 1147.4112 | 0 | 0 | 0 | 0 | 0 | 0 | 1147.411 | 0 | 0
4131 | 1050.3226 | 0 | 0 | 0 | 0 | 0 | 0 | 1050.323 | 0 | 0
4132 | 1001.0427 | 0 | 0 | 0 | 0 | 0 | 0 | 386.378 | 0 | 639.7291
4133 | 899.541 | 0 | 0 | 0 | 0 | 0 | 0 | 0 | 0 | 936.2214
4134 | 956.9115 | 0 | 0 | 0 | 0 | 0 | 0 | 0 | 0 | 995.9318
4135 | 789.213 | 47.02 | 187.1566 | 187.1566 | 0 | 0 | 0 | 0 | 0 | 634.2379
4136 | 1053.7961 | 132.98 | 592.278 | 592.278 | 0 | 0 | 0 | 0 | 0 | 504.4884
4137 | 1095.8283 | 336.35 | 1535.6995 | 1140.5124 | -395.1871 | 0 | 0 | 0 | 0 | 0
4138 | 1072.8488 | 453.14 | 2045.6967 | 1116.5963 | -929.1004 | 0 | 0 | 0 | 0 | 0
4139 | 1035.489 | 461.37 | 2064.1528 | 1077.7129 | -986.4399 | 0 | 0 | 0 | 0 | 0
4140 | 1331.4199 | 129.49 | 551.4192 | 551.4192 | 0 | 0 | 0 | 0 | 0 | 834.2919
4141 | 846.3463 | 142.01 | 608.7025 | 608.7025 | 0 | 0 | 0 | 0 | 0 | 272.1558
4142 | 916.9976 | 281.56 | 1250.9294 | 954.3902 | -296.5392 | 0 | 0 | 0 | 0 | 0
4143 | 791.3395 | 50.06 | 192.3793 | 192.3793 | 0 | 0 | 0 | 0 | 0 | 631.229
4144 | 216.0103 | 29.42 | 101.943 | 101.943 | 0 | 0 | 0 | 0 | 0 | 122.8751
4145 | 168.3081 | 40.18 | 153.8705 | 153.8705 | 0 | 0 | 0 | 0 | 0 | 21.3005
4146 | 126.4653 | 9.79 | 16.2018 | 16.2018 | 0 | 0 | 0 | 0 | 0 | 115.4201
4147 | 136.0712 | 0 | 0 | 0 | 0 | 0 | 0 | 0 | 0 | 141.6195
4148 | 92.6755 | 0 | 0 | 0 | 0 | 0 | 0 | 0 | 0 | 96.455
4149 | 88.2624 | 0 | 0 | 0 | 0 | 0 | 0 | 0 | 0 | 91.861
4150 | 94.1466 | 0 | 0 | 0 | 0 | 0 | 0 | 0 | 0 | 97.986
4151 | 83.8493 | 0 | 0 | 0 | 0 | 0 | 0 | 0 | 0 | 87.2681
4152 | 91.94 | 0 | 0 | 0 | 0 | 0 | 0 | 0 | 0 | 95.689
4153 | 82.3782 | 0 | 0 | 0 | 0 | 0 | 0 | 82.378 | 0 | 0
4154 | 88.2624 | 0 | 0 | 0 | 0 | 0 | 0 | 88.262 | 0 | 0
4155 | 82.3782 | 0 | 0 | 0 | 0 | 0 | 0 | 82.378 | 0 | 0
4156 | 82.3782 | 0 | 0 | 0 | 0 | 0 | 0 | 82.378 | 0 | 0
4157 | 83.8493 | 0 | 0 | 0 | 0 | 0 | 0 | 83.849 | 0 | 0
4158 | 84.5848 | 0 | 0 | 0 | 0 | 0 | 0 | 84.585 | 0 | 0
4159 | 66.9323 | 34.3 | 127.8834 | 69.6623 | -58.2211 | 0 | 0 | 0 | 0 | 0
4160 | 82.3874 | 152.88 | 685.2027 | 85.7465 | -599.4562 | 0 | 0 | 0 | 0 | 0
4161 | 584.9195 | 304.43 | 1382.0746 | 608.7712 | -773.3034 | 0 | 0 | 0 | 0 | 0
4162 | 1157.201 | 359.65 | 1619.0178 | 1204.3879 | -414.6299 | 0 | 0 | 0 | 0 | 0
4163 | 1150.5013 | 533.13 | 2383.6359 | 1197.4147 | -1186.2212 | 0 | 0 | 0 | 0 | 0
4164 | 990.4614 | 653.68 | 2899.0838 | 1030.8488 | -1868.2349 | 0 | 0 | 0 | 0 | 0
4165 | 1247.0319 | 765.86 | 3383.734 | 1297.8809 | -2085.853 | 0 | 0 | 0 | 0 | 0
4166 | 1015.0755 | 814.55 | 3661.7587 | 1056.4665 | -2093.1229 | 0 | 512.1694 | 0 | 0 | 0
4167 | 1035.2371 | 558.23 | 2514.9008 | 1077.4506 | -1437.4501 | 0 | 0 | 0 | 0 | 0
4168 | 965.4739 | 406.47 | 1857.5326 | 1004.8429 | -314.3437 | 0 | 538.346 | 0 | 0 | 0
4169 | 874.7245 | 183.01 | 825.2642 | 825.2642 | 0 | 0 | 0 | 81.793 | 0 | 0
4170 | 1044.9992 | 46.73 | 182.1797 | 182.1797 | 0 | 0 | 0 | 869.957 | 0 | 0
4171 | 962.7957 | 0 | 0 | 0 | 0 | 0 | 0 | 0 | 0 | 1002.0557
4172 | 1037.8187 | 0 | 0 | 0 | 0 | 0 | 0 | 0 | 0 | 1080.1379
4173 | 715.661 | 0 | 0 | 0 | 0 | 0 | 0 | 0 | 0 | 744.8434
4174 | 1001.7782 | 0 | 0 | 0 | 0 | 0 | 0 | 0 | 0 | 1042.6273
4175 | 876.0043 | 0 | 0 | 0 | 0 | 0 | 0 | 0 | 0 | 911.7246
4176 | 918.6645 | 0 | 0 | 0 | 0 | 0 | 0 | 918.664 | 0 | 0
4177 | 882.624 | 0 | 0 | 0 | 0 | 0 | 0 | 882.624 | 0 | 0
4178 | 1200.3686 | 0 | 0 | 0 | 0 | 0 | 0 | 1200.369 | 0 | 0
4179 | 1074.5947 | 0 | 0 | 0 | 0 | 0 | 0 | 1074.595 | 0 | 0
4180 | 1248.913 | 0 | 0 | 0 | 0 | 0 | 0 | 1248.913 | 0 | 0
4181 | 1179.0386 | 0 | 0 | 0 | 0 | 0 | 0 | 1179.039 | 0 | 0
4182 | 1068.7106 | 0 | 0 | 0 | 0 | 0 | 0 | 1068.711 | 0 | 0
4183 | 955.4405 | 78.36 | 327.2962 | 327.2962 | 0 | 0 | 0 | 640.968 | 0 | 0
4184 | 993.9174 | 221.3 | 1005.4226 | 1005.4226 | 0 | 0 | 0 | 27.886 | 0 | 0
4185 | 746.5353 | 276.12 | 1243.4941 | 776.9763 | -466.5178 | 0 | 0 | 0 | 0 | 0
4186 | 1054.2475 | 80.22 | 328.6867 | 328.6867 | 0 | 0 | 0 | 738.438 | 0 | 0
4187 | 1269.1333 | 448.84 | 1979.4856 | 1320.8842 | -658.6015 | 0 | 0 | 0 | 0 | 0
4188 | 1079.2074 | 454.76 | 1995.346 | 1123.2146 | -872.1314 | 0 | 0 | 0 | 0 | 0
4189 | 1049.5751 | 293.41 | 1284.3165 | 1092.3733 | -191.9432 | 0 | 0 | 0 | 0 | 0
4190 | 1119.0192 | 210.2 | 914.0518 | 914.0518 | 0 | 0 | 0 | 240.779 | 0 | 0
4191 | 1490.9597 | 211.52 | 926.1404 | 926.1404 | 0 | 0 | 0 | 601.105 | 0 | 0
4192 | 567.8021 | 239.37 | 1065.1466 | 590.9551 | -474.1914 | 0 | 0 | 0 | 0 | 0
4193 | 1329.9719 | 244.93 | 1095.4332 | 1095.4332 | 0 | 0 | 0 | 277.457 | 0 | 0
4194 | 1208.3058 | 67.16 | 266.2536 | 266.2536 | 0 | 0 | 0 | 930.253 | 0 | 23.1375
4195 | 1031.9346 | 0 | 0 | 0 | 0 | 0 | 0 | 0 | 0 | 1074.014
4196 | 898.0699 | 0 | 0 | 0 | 0 | 0 | 0 | 0 | 0 | 934.6904
4197 | 1109.1642 | 0 | 0 | 0 | 0 | 0 | 0 | 0 | 0 | 1154.3922
4198 | 1198.8976 | 0 | 0 | 0 | 0 | 0 | 0 | 0 | 0 | 1247.7852
4199 | 1042.9674 | 0 | 0 | 0 | 0 | 0 | 0 | 0 | 0 | 1085.4958
4200 | 873.0622 | 0 | 0 | 0 | 0 | 0 | 0 | 0 | 0 | 908.6627
4201 | 1123.8746 | 0 | 0 | 0 | 0 | 0 | 0 | 1123.875 | 0 | 0
4202 | 782.5933 | 0 | 0 | 0 | 0 | 0 | 0 | 782.593 | 0 | 0
4203 | 1155.5019 | 0 | 0 | 0 | 0 | 0 | 0 | 1155.502 | 0 | 0
4204 | 1004.7203 | 0 | 0 | 0 | 0 | 0 | 0 | 1004.72 | 0 | 0
4205 | 945.8787 | 0 | 0 | 0 | 0 | 0 | 0 | 945.879 | 0 | 0
4206 | 1001.0427 | 0 | 0 | 0 | 0 | 0 | 0 | 1001.043 | 0 | 0
4207 | 1244.4999 | 106.82 | 379.4454 | 379.4454 | 0 | 0 | 0 | 0 | 0 | 915.8014
4208 | 641.0608 | 235.99 | 1068.7196 | 667.2004 | -401.5192 | 0 | 0 | 0 | 0 | 0
4209 | 822.6911 | 527.05 | 2406.3498 | 856.2377 | -1550.1121 | 0 | 0 | 0 | 0 | 0
4210 | 1162.7946 | 707.42 | 3153.8659 | 1210.209 | -1943.6569 | 0 | 0 | 0 | 0 | 0
4211 | 1141.8157 | 655.65 | 2859.6404 | 1188.3756 | -1671.2648 | 0 | 0 | 0 | 0 | 0
4212 | 1203.114 | 681.89 | 2955.1431 | 1252.1731 | -1702.97 | 0 | 0 | 0 | 0 | 0
4213 | 999.0366 | 666.38 | 2887.6123 | 1039.7735 | -1847.8388 | 0 | 0 | 0 | 0 | 0
4214 | 1206.6721 | 620.59 | 2708.8454 | 1255.8762 | -1452.9692 | 0 | 0 | 0 | 0 | 0
4215 | 1353.2033 | 483.38 | 2135.4252 | 1408.3823 | -260.5064 | 0 | 466.5365 | 0 | 0 | 0
4216 | 1525.3618 | 486.75 | 2183.7797 | 1587.5614 | 0 | 0 | 596.2184 | 0 | 0 | 0
4217 | 1270.7349 | 179.62 | 798.5089 | 798.5089 | 0 | 0 | 0 | 0 | 0 | 524.0426
4218 | 1248.3052 | 63.34 | 251.1134 | 251.1134 | 0 | 0 | 0 | 0 | 0 | 1048.0945
4219 | 1187.8648 | 0 | 0 | 0 | 0 | 0 | 0 | 0 | 0 | 1236.3023
4220 | 1119.4615 | 0 | 0 | 0 | 0 | 0 | 0 | 0 | 0 | 1165.109
4221 | 1184.1872 | 0 | 0 | 0 | 0 | 0 | 0 | 0 | 0 | 1232.4743
4222 | 1246.7064 | 0 | 0 | 0 | 0 | 0 | 0 | 0 | 0 | 1297.5427
4223 | 890.7147 | 0 | 0 | 0 | 0 | 0 | 0 | 0 | 0 | 927.0355
4224 | 1162.1216 | 0 | 0 | 0 | 0 | 0 | 0 | 0 | 0 | 1209.5096
4225 | 1210.6659 | 0 | 0 | 0 | 0 | 0 | 0 | 1210.666 | 0 | 0
4226 | 1075.3302 | 0 | 0 | 0 | 0 | 0 | 0 | 1075.33 | 0 | 0
4227 | 1067.2395 | 0 | 0 | 0 | 0 | 0 | 0 | 1067.24 | 0 | 0
4228 | 1099.6024 | 0 | 0 | 0 | 0 | 0 | 0 | 1099.602 | 0 | 0
4229 | 772.296 | 0 | 0 | 0 | 0 | 0 | 0 | 772.296 | 0 | 0
4230 | 1059.8843 | 0 | 0 | 0 | 0 | 0 | 0 | 262.514 | 0 | 829.8852
4231 | 649.4642 | 100.95 | 413.7868 | 413.7868 | 0 | 0 | 0 | 0 | 0 | 262.1613
4232 | 882.1064 | 311.87 | 1401.2988 | 918.0765 | -483.2223 | 0 | 0 | 0 | 0 | 0
4233 | 827.5326 | 523.57 | 2411.0385 | 861.2761 | -1549.7624 | 0 | 0 | 0 | 0 | 0
4234 | 1054.0186 | 704.64 | 3165.9004 | 1096.9975 | -2068.9029 | 0 | 0 | 0 | 0 | 0
4235 | 1307.932 | 833.54 | 3666.3163 | 1361.2653 | -2093.1229 | 0 | 211.9282 | 0 | 0 | 0
4236 | 1422.7357 | 897.42 | 3890.7931 | 1480.7496 | -2093.1229 | 0 | 316.9207 | 0 | 0 | 0
4237 | 1374.2539 | 892.27 | 3847.1763 | 1430.2906 | -2093.1229 | 0 | 323.7628 | 0 | 0 | 0
4238 | 1156.3257 | 809.96 | 3519.5626 | 1203.4773 | -449.5812 | 0 | 1866.5041 | 0 | 0 | 0
4239 | 1129.0885 | 672.44 | 2969.1083 | 1175.1286 | 0 | 0 | 1793.9797 | 0 | 0 | 0
4240 | 1626.5602 | 487.8 | 2210.2352 | 1692.8859 | 0 | 0 | 517.3493 | 0 | 0 | 0
4241 | 1795.9293 | 268.1 | 1197.7665 | 1197.7665 | 0 | 0 | 0 | 645.091 | 0 | 0
4242 | 1420.2091 | 46.76 | 180.9026 | 180.9026 | 0 | 0 | 0 | 964.847 | 0 | 293.0276
4243 | 1461.4783 | 0 | 0 | 0 | 0 | 0 | 0 | 0 | 0 | 1521.0724
4244 | 1213.608 | 0 | 0 | 0 | 0 | 0 | 0 | 0 | 0 | 1263.095
4245 | 1603.4336 | 0 | 0 | 0 | 0 | 0 | 0 | 0 | 0 | 1668.8169
4246 | 1394.5459 | 0 | 0 | 0 | 0 | 0 | 0 | 0 | 0 | 1451.4111
4247 | 1470.3045 | 0 | 0 | 0 | 0 | 0 | 0 | 0 | 0 | 1530.2583
4248 | 1418.0826 | 0 | 0 | 0 | 0 | 0 | 0 | 0 | 0 | 1475.9079
4249 | 1318.7874 | 0 | 0 | 0 | 0 | 0 | 0 | 1318.787 | 0 | 0
4250 | 1217.2856 | 0 | 0 | 0 | 0 | 0 | 0 | 1217.286 | 0 | 0
4251 | 1218.7567 | 0 | 0 | 0 | 0 | 0 | 0 | 1218.757 | 0 | 0
4252 | 1394.5459 | 0 | 0 | 0 | 0 | 0 | 0 | 1394.546 | 0 | 0
4253 | 1187.1293 | 0 | 0 | 0 | 0 | 0 | 0 | 1187.129 | 0 | 0
4254 | 1418.0826 | 0 | 0 | 0 | 0 | 0 | 0 | 1418.083 | 0 | 0
4255 | 920.1355 | 106.25 | 429.0894 | 429.0894 | 0 | 0 | 0 | 0 | 0 | 528.5668
4256 | 761.6585 | 313.95 | 1408.4759 | 792.716 | -615.76 | 0 | 0 | 0 | 0 | 0
4257 | 976.5554 | 527.78 | 2424.9621 | 1016.3758 | -1408.5863 | 0 | 0 | 0 | 0 | 0
4258 | 1245.0055 | 708.65 | 3174.6617 | 1295.7734 | -1878.8883 | 0 | 0 | 0 | 0 | 0
4259 | 1420.1043 | 835.6 | 3669.5719 | 1478.0113 | -2093.1229 | 0 | 98.4377 | 0 | 0 | 0
4260 | 1490.1332 | 900.98 | 3926.4116 | 1550.8958 | -2093.1229 | 0 | 282.3929 | 0 | 0 | 0
4261 | 860.9694 | 895.98 | 3909.5739 | 896.0766 | -2093.1229 | 0 | 920.3745 | 0 | 0 | 0
4262 | 1268.3941 | 816.9 | 3605.0041 | 1320.1161 | -648.2343 | 0 | 1636.6538 | 0 | 0 | 0
4263 | 1179.3631 | 680.79 | 3059.7901 | 1227.4536 | 0 | 0 | 1832.3365 | 0 | 0 | 0
4264 | 1177.8001 | 494.37 | 2266.3789 | 1225.8279 | 0 | 0 | 1040.5509 | 0 | 0 | 0
4265 | 933.8677 | 272.08 | 1220.9061 | 971.9481 | 0 | 0 | 248.958 | 0 | 0 | 0
4266 | 1077.5727 | 29.39 | 102.555 | 102.555 | 0 | 0 | 0 | 0 | 0 | 1018.9579
4267 | 1109.8997 | 0 | 0 | 0 | 0 | 0 | 0 | 0 | 0 | 1155.1582
4268 | 1127.5522 | 0 | 0 | 0 | 0 | 0 | 0 | 0 | 0 | 1173.53
4269 | 1183.4517 | 0 | 0 | 0 | 0 | 0 | 0 | 0 | 0 | 1231.7094
4270 | 1332.0267 | 0 | 0 | 0 | 0 | 0 | 0 | 0 | 0 | 1386.3428
4271 | 1148.1467 | 0 | 0 | 0 | 0 | 0 | 0 | 0 | 0 | 1194.9648
4272 | 1170.2123 | 0 | 0 | 0 | 0 | 0 | 0 | 0 | 0 | 1217.9295
4273 | 1298.1928 | 0 | 0 | 0 | 0 | 0 | 0 | 1298.193 | 0 | 0
4274 | 1256.2682 | 0 | 0 | 0 | 0 | 0 | 0 | 1256.268 | 0 | 0
4275 | 1237.1447 | 0 | 0 | 0 | 0 | 0 | 0 | 1237.145 | 0 | 0
4276 | 1329.0847 | 0 | 0 | 0 | 0 | 0 | 0 | 1329.085 | 0 | 0
4277 | 1320.2584 | 0 | 0 | 0 | 0 | 0 | 0 | 1320.258 | 0 | 0
4278 | 1256.2682 | 0 | 0 | 0 | 0 | 0 | 0 | 547.513 | 0 | 737.6568
4279 | 957.647 | 106.65 | 380.789 | 380.789 | 0 | 0 | 0 | 0 | 0 | 615.9078
4280 | 1212.8063 | 314.24 | 1408.3323 | 1262.2603 | -146.072 | 0 | 0 | 0 | 0 | 0
4281 | 817.3512 | 528.81 | 2430.5208 | 850.68 | -1579.8409 | 0 | 0 | 0 | 0 | 0
4282 | 1350.9121 | 709.68 | 3180.3641 | 1405.9979 | -1774.3662 | 0 | 0 | 0 | 0 | 0
4283 | 1576.5504 | 848.41 | 3721.032 | 1640.8367 | -2080.1954 | 0 | 0 | 0 | 0 | 0
4284 | 1514.752 | 912.78 | 3960.7521 | 1576.5187 | -2093.1229 | 0 | 291.1105 | 0 | 0 | 0
4285 | 1347.5913 | 777.03 | 3346.2879 | 1402.5425 | -1943.7454 | 0 | 0 | 0 | 0 | 0
4286 | 1384.7626 | 777.64 | 3341.4909 | 1441.2292 | -1213.4947 | 0 | 686.767 | 0 | 0 | 0
4287 | 1490.5497 | 602.48 | 2659.7956 | 1551.3298 | 0 | 0 | 1108.4658 | 0 | 0 | 0
4288 | 1528.8197 | 325.07 | 1456.4401 | 1456.4401 | 0 | 0 | 0 | 129.441 | 0 | 0
4289 | 1453.0225 | 47.74 | 186.1429 | 186.1429 | 0 | 0 | 0 | 1274.172 | 0 | 0
4290 | 1062.5736 | 5.87 | 0 | 0 | 0 | 0 | 0 | 1062.574 | 0 | 0
4291 | 1421.0247 | 0 | 0 | 0 | 0 | 0 | 0 | 0 | 0 | 1478.9698
4292 | 1195.22 | 0 | 0 | 0 | 0 | 0 | 0 | 0 | 0 | 1243.9572
4293 | 1395.2815 | 0 | 0 | 0 | 0 | 0 | 0 | 0 | 0 | 1452.1761
4294 | 1417.3471 | 0 | 0 | 0 | 0 | 0 | 0 | 0 | 0 | 1475.1419
4295 | 1162.8571 | 0 | 0 | 0 | 0 | 0 | 0 | 0 | 0 | 1210.2746
4296 | 1393.0749 | 0 | 0 | 0 | 0 | 0 | 0 | 1393.075 | 0 | 0
4297 | 1050.3226 | 0 | 0 | 0 | 0 | 0 | 0 | 1050.323 | 0 | 0
4298 | 1021.6373 | 0 | 0 | 0 | 0 | 0 | 0 | 1021.637 | 0 | 0
4299 | 1457.0651 | 0 | 0 | 0 | 0 | 0 | 0 | 1457.065 | 0 | 0
4300 | 1272.4496 | 0 | 0 | 0 | 0 | 0 | 0 | 1272.45 | 0 | 0
4301 | 1186.3938 | 0 | 0 | 0 | 0 | 0 | 0 | 680.084 | 0 | 526.9547
4302 | 1309.2256 | 0 | 0 | 0 | 0 | 0 | 0 | 0 | 0 | 1362.612
4303 | 1074.5947 | 36.26 | 136.3438 | 136.3438 | 0 | 0 | 0 | 0 | 0 | 982.0697
4304 | 998.1356 | 321.32 | 1438.5471 | 1038.8357 | -399.7114 | 0 | 0 | 0 | 0 | 0
4305 | 975.2784 | 536.19 | 2470.6719 | 1015.0467 | -1455.6252 | 0 | 0 | 0 | 0 | 0
4306 | 1046.5245 | 720.01 | 3233.629 | 1089.1979 | -2093.1229 | 0 | 51.3082 | 0 | 0 | 0
4307 | 950.4987 | 846.9 | 3731.9092 | 989.2563 | -2093.1229 | 0 | 649.5301 | 0 | 0 | 0
4308 | 1002.5404 | 910.74 | 3976.5937 | 1043.4193 | -2093.1229 | 0 | 840.0515 | 0 | 0 | 0
4309 | 1043.7397 | 906.98 | 3966.4128 | 1086.3004 | -2093.1229 | 0 | 786.9896 | 0 | 0 | 0
4310 | 1077.3961 | 835.51 | 3690.3728 | 1121.3288 | -603.0105 | 0 | 1966.0336 | 0 | 0 | 0
4311 | 1015.4608 | 698.92 | 3142.2633 | 1056.8682 | 0 | 0 | 2085.3951 | 0 | 0 | 0
4312 | 206.3667 | 511.52 | 2350.8119 | 214.7809 | 0 | 0 | 2136.031 | 0 | 0 | 0
4313 | 168.6547 | 241.03 | 1083.7765 | 175.5322 | 0 | 0 | 908.2443 | 0 | 0 | 0
4314 | 147.1628 | 5.87 | 0 | 0 | 0 | 0 | 0 | 0 | 0 | 153.1638
4315 | 189.7642 | 0 | 0 | 0 | 0 | 0 | 0 | 0 | 0 | 197.502
4316 | 137.5422 | 0 | 0 | 0 | 0 | 0 | 0 | 0 | 0 | 143.1505
4317 | 106.6504 | 0 | 0 | 0 | 0 | 0 | 0 | 0 | 0 | 110.9988
4318 | 100.7662 | 0 | 0 | 0 | 0 | 0 | 0 | 0 | 0 | 104.8749
4319 | 91.2045 | 0 | 0 | 0 | 0 | 0 | 0 | 0 | 0 | 94.923
4320 | 100.0307 | 0 | 0 | 0 | 0 | 0 | 0 | 0 | 0 | 104.1099
4321 | 92.6755 | 0 | 0 | 0 | 0 | 0 | 0 | 0 | 0 | 96.455
4322 | 100.7662 | 0 | 0 | 0 | 0 | 0 | 0 | 0 | 0 | 104.8749
4323 | 91.94 | 0 | 0 | 0 | 0 | 0 | 0 | 0 | 0 | 95.689
4324 | 95.6176 | 0 | 0 | 0 | 0 | 0 | 0 | 0 | 0 | 99.517
4325 | 86.0558 | 0 | 0 | 0 | 0 | 0 | 0 | 0 | 0 | 89.5651
4326 | 93.411 | 0 | 0 | 0 | 0 | 0 | 0 | 0 | 0 | 97.22
4327 | 86.0558 | 107.55 | 373.4848 | 89.564 | -283.9208 | 0 | 0 | 0 | 0 | 0
4328 | 91.951 | 318.51 | 1427.5388 | 95.7005 | -1331.8383 | 0 | 0 | 0 | 0 | 0
4329 | 200.9569 | 534.62 | 2468.376 | 209.1524 | -44.7253 | 0 | 2214.4983 | 0 | 0 | 0
4330 | 878.5446 | 716.82 | 3227.3208 | 914.3682 | 0 | 0 | 2312.9526 | 0 | 0 | 0
4331 | 1068.5028 | 847.59 | 3738.1455 | 1112.0731 | 0 | 0 | 2626.0724 | 0 | 0 | 0
4332 | 1462.838 | 911.81 | 3980.888 | 1522.4878 | 0 | 0 | 2458.4001 | 0 | 0 | 0
4333 | 1268.6028 | 906.34 | 3966.2921 | 1320.3315 | 0 | 0 | 2645.9606 | 0 | 0 | 0
4334 | 1480.9778 | 824.44 | 3641.653 | 1541.3675 | 0 | 0 | 2100.2855 | 0 | 0 | 0
4335 | 1662.323 | 540.9 | 2404.1496 | 1730.1072 | 0 | 0 | 674.0424 | 0 | 0 | 0
4336 | 1889.88 | 423.43 | 1912.7823 | 1912.7823 | 0 | 0 | 0 | 52.039 | 0 | 0
4337 | 1479.2732 | 15.67 | 41.86 | 41.86 | 0 | 0 | 0 | 1439.053 | 0 | 0
4338 | 1404.2291 | 30.37 | 106.7462 | 106.7462 | 0 | 0 | 0 | 1301.665 | 0 | 0
4339 | 1635.7965 | 0 | 0 | 0 | 0 | 0 | 0 | 0 | 0 | 1702.4985
4340 | 1688.7539 | 0 | 0 | 0 | 0 | 0 | 0 | 0 | 0 | 1757.616
4341 | 1451.9165 | 0 | 0 | 0 | 0 | 0 | 0 | 0 | 0 | 1511.1205
4342 | 1428.3799 | 0 | 0 | 0 | 0 | 0 | 0 | 0 | 0 | 1486.6248
4343 | 1283.4824 | 0 | 0 | 0 | 0 | 0 | 0 | 0 | 0 | 1335.8183
4344 | 1275.3917 | 0 | 0 | 0 | 0 | 0 | 0 | 1275.392 | 0 | 0
4345 | 1141.0098 | 0 | 0 | 0 | 0 | 0 | 0 | 1141.01 | 0 | 0
4346 | 1317.8249 | 0 | 0 | 0 | 0 | 0 | 0 | 1317.825 | 0 | 0
4347 | 1357.1939 | 0 | 0 | 0 | 0 | 0 | 0 | 1357.194 | 0 | 0
4348 | 1237.7056 | 0 | 0 | 0 | 0 | 0 | 0 | 1237.706 | 0 | 0
4349 | 1136.175 | 0 | 0 | 0 | 0 | 0 | 0 | 1136.175 | 0 | 0
4350 | 1195.5738 | 0 | 0 | 0 | 0 | 0 | 0 | 1195.574 | 0 | 0
4351 | 1022.9029 | 84.42 | 349.2066 | 349.2066 | 0 | 0 | 0 | 319.469 | 0 | 382.9122
4352 | 1129.8233 | 224.13 | 1024.677 | 1024.677 | 0 | 0 | 0 | 0 | 0 | 151.2165
4353 | 1224.9167 | 375.28 | 1714.1011 | 1274.8641 | -439.2369 | 0 | 0 | 0 | 0 | 0
4354 | 1366.0648 | 547.51 | 2463.297 | 1421.7688 | -1041.5282 | 0 | 0 | 0 | 0 | 0
4355 | 1337.9229 | 848.09 | 3795.2363 | 1392.4792 | -2093.1229 | 0 | 309.6342 | 0 | 0 | 0
4356 | 1315.4265 | 911.03 | 4036.4852 | 1369.0649 | -2093.1229 | 0 | 574.2975 | 0 | 0 | 0
4357 | 1307.2764 | 734.96 | 3230.7085 | 1360.5825 | -1870.126 | 0 | 0 | 0 | 0 | 0
4358 | 1149.254 | 577.88 | 2564.7904 | 1196.1169 | -1368.6735 | 0 | 0 | 0 | 0 | 0
4359 | 1075.5123 | 268.57 | 1199.3797 | 1119.369 | -80.0108 | 0 | 0 | 0 | 0 | 0
4360 | 1067.8206 | 307.5 | 1393.4919 | 1111.3633 | -282.1286 | 0 | 0 | 0 | 0 | 0
4361 | 1122.6445 | 15.67 | 42.6573 | 42.6573 | 0 | 0 | 0 | 1081.658 | 0 | 0
4362 | 1180.3883 | 45.86 | 178.8575 | 178.8575 | 0 | 0 | 0 | 539.65 | 0 | 488.0077
4363 | 1047.7675 | 0 | 0 | 0 | 0 | 0 | 0 | 0 | 0 | 1090.4916
4364 | 988.3687 | 0 | 0 | 0 | 0 | 0 | 0 | 0 | 0 | 1028.6715
4365 | 1236.3242 | 0 | 0 | 0 | 0 | 0 | 0 | 0 | 0 | 1286.7373
4366 | 1285.3627 | 0 | 0 | 0 | 0 | 0 | 0 | 0 | 0 | 1337.776
4367 | 1237.0149 | 0 | 0 | 0 | 0 | 0 | 0 | 0 | 0 | 1287.4565
4368 | 955.9065 | 0 | 0 | 0 | 0 | 0 | 0 | 0 | 0 | 994.8858
4369 | 1144.4632 | 0 | 0 | 0 | 0 | 0 | 0 | 1144.463 | 0 | 0
4370 | 1100.2595 | 0 | 0 | 0 | 0 | 0 | 0 | 1100.259 | 0 | 0
4371 | 1259.8074 | 0 | 0 | 0 | 0 | 0 | 0 | 1259.807 | 0 | 0
4372 | 1195.5738 | 0 | 0 | 0 | 0 | 0 | 0 | 1195.574 | 0 | 0
4373 | 1084.3737 | 0 | 0 | 0 | 0 | 0 | 0 | 1084.374 | 0 | 0
4374 | 1230.7987 | 0 | 0 | 0 | 0 | 0 | 0 | 1230.799 | 0 | 0
4375 | 855.7574 | 55.75 | 227.4212 | 227.4212 | 0 | 0 | 0 | 0 | 0 | 663.2308
4376 | 848.1616 | 197.27 | 897.6273 | 882.7463 | -14.881 | 0 | 0 | 0 | 0 | 0
4377 | 955.36 | 318.02 | 1446.5528 | 994.3165 | -452.2363 | 0 | 0 | 0 | 0 | 0
4378 | 1003.5499 | 167.49 | 735.6138 | 735.6138 | 0 | 0 | 0 | 0 | 0 | 308.8578
4379 | 826.6632 | 552.84 | 2455.5255 | 860.3717 | -1595.1538 | 0 | 0 | 0 | 0 | 0
4380 | 1123.7505 | 740.25 | 3242.8752 | 1169.5729 | -2073.3023 | 0 | 0 | 0 | 0 | 0
4381 | 1103.3684 | 779.66 | 3400.9859 | 1148.3598 | -2093.1229 | 0 | 159.5032 | 0 | 0 | 0
4382 | 1414.2487 | 677.27 | 2977.3949 | 1471.9165 | -1505.4784 | 0 | 0 | 0 | 0 | 0
4383 | 1156.956 | 479.36 | 2137.716 | 1204.133 | -933.583 | 0 | 0 | 0 | 0 | 0
4384 | 1089.7222 | 422.09 | 1910.5279 | 1134.1574 | -776.3706 | 0 | 0 | 0 | 0 | 0
4385 | 1137.5314 | 46.42 | 182.5512 | 182.5512 | 0 | 0 | 0 | 962.132 | 0 | 0
4386 | 926.8434 | 5.87 | 0 | 0 | 0 | 0 | 0 | 296.612 | 0 | 655.9298
4387 | 835.7275 | 0 | 0 | 0 | 0 | 0 | 0 | 0 | 0 | 869.8063
4388 | 1471.8474 | 0 | 0 | 0 | 0 | 0 | 0 | 0 | 0 | 1531.8642
4389 | 1105.0942 | 0 | 0 | 0 | 0 | 0 | 0 | 0 | 0 | 1150.1562
4390 | 823.2952 | 0 | 0 | 0 | 0 | 0 | 0 | 0 | 0 | 856.8663
4391 | 927.5885 | 0 | 0 | 0 | 0 | 0 | 0 | 0 | 0 | 965.4121
4392 | 973.8643 | 0 | 0 | 0 | 0 | 0 | 0 | 0 | 0 | 1013.5751
4393 | 1145.1539 | 0 | 0 | 0 | 0 | 0 | 0 | 1145.154 | 0 | 0
4394 | 1047.7675 | 0 | 0 | 0 | 0 | 0 | 0 | 1047.767 | 0 | 0
4395 | 804.6468 | 0 | 0 | 0 | 0 | 0 | 0 | 804.647 | 0 | 0
4396 | 1138.2471 | 0 | 0 | 0 | 0 | 0 | 0 | 1138.247 | 0 | 0
4397 | 993.2035 | 0 | 0 | 0 | 0 | 0 | 0 | 993.203 | 0 | 0
4398 | 968.3388 | 0 | 0 | 0 | 0 | 0 | 0 | 968.339 | 0 | 0
4399 | 1081.611 | 105.86 | 359.2376 | 359.2376 | 0 | 0 | 0 | 0 | 0 | 766.478
4400 | 1051.0551 | 319.03 | 1433.5045 | 1093.9137 | -339.5909 | 0 | 0 | 0 | 0 | 0
4401 | 1124.1761 | 272.56 | 1235.1949 | 1170.0163 | -65.1786 | 0 | 0 | 0 | 0 | 0
4402 | 1099.9253 | 548.3 | 2463.603 | 1144.7775 | -1318.8255 | 0 | 0 | 0 | 0 | 0
4403 | 1173.32 | 623.67 | 2767.3454 | 1221.1642 | -1546.1811 | 0 | 0 | 0 | 0 | 0
4404 | 1174.9733 | 798.5 | 3490.0431 | 1222.8846 | -2093.1229 | 0 | 174.0356 | 0 | 0 | 0
4405 | 1130.4682 | 460.67 | 2046.1942 | 1176.5649 | -869.6294 | 0 | 0 | 0 | 0 | 0
4406 | 1162.7327 | 830.02 | 3696.0034 | 1210.1445 | -2093.1229 | 0 | 392.7361 | 0 | 0 | 0
4407 | 1439.1789 | 415.36 | 1863.9969 | 1497.8641 | -366.1328 | 0 | 0 | 0 | 0 | 0
4408 | 1406.8437 | 233.3 | 1048.7824 | 1048.7824 | 0 | 0 | 0 | 399.152 | 0 | 0
4409 | 1304.5051 | 104.49 | 453.8713 | 453.8713 | 0 | 0 | 0 | 868.416 | 0 | 0
4410 | 1480.7011 | 5.87 | 0 | 0 | 0 | 0 | 0 | 1480.701 | 0 | 0
4411 | 1355.1218 | 0 | 0 | 0 | 0 | 0 | 0 | 0 | 0 | 1410.3795
4412 | 982.8432 | 0 | 0 | 0 | 0 | 0 | 0 | 0 | 0 | 1022.9202
4413 | 1227.3453 | 0 | 0 | 0 | 0 | 0 | 0 | 0 | 0 | 1277.3922
4414 | 1230.108 | 0 | 0 | 0 | 0 | 0 | 0 | 0 | 0 | 1280.2679
4415 | 1073.3228 | 0 | 0 | 0 | 0 | 0 | 0 | 0 | 0 | 1117.0897
4416 | 1058.8184 | 0 | 0 | 0 | 0 | 0 | 0 | 1058.818 | 0 | 0
4417 | 752.1548 | 0 | 0 | 0 | 0 | 0 | 0 | 752.155 | 0 | 0
4418 | 1158.2769 | 0 | 0 | 0 | 0 | 0 | 0 | 1158.277 | 0 | 0
4419 | 1156.8955 | 0 | 0 | 0 | 0 | 0 | 0 | 1156.896 | 0 | 0
4420 | 1170.7092 | 0 | 0 | 0 | 0 | 0 | 0 | 1170.709 | 0 | 0
4421 | 1391.7281 | 0 | 0 | 0 | 0 | 0 | 0 | 1391.728 | 0 | 0
4422 | 1459.4151 | 0 | 0 | 0 | 0 | 0 | 0 | 1459.415 | 0 | 0
4423 | 1333.7106 | 76.7 | 318.3497 | 318.3497 | 0 | 0 | 0 | 1027.834 | 0 | 0
4424 | 1049.1048 | 229.79 | 1049.2498 | 1049.2498 | 0 | 0 | 0 | 40.964 | 0 | 0
4425 | 1288.2412 | 534.43 | 2491.323 | 1340.7713 | -1150.5517 | 0 | 0 | 0 | 0 | 0
4426 | 1625.402 | 417.12 | 1882.7715 | 1691.6807 | -191.0908 | 0 | 0 | 0 | 0 | 0
4427 | 1252.525 | 325.21 | 1452.939 | 1303.599 | -149.34 | 0 | 0 | 0 | 0 | 0
4428 | 1499.6906 | 475.39 | 2119.1215 | 1560.8436 | -558.2779 | 0 | 0 | 0 | 0 | 0
4429 | 1174.5986 | 389.54 | 1735.3642 | 1222.4943 | -512.8698 | 0 | 0 | 0 | 0 | 0
4430 | 1162.5522 | 729.09 | 3232.3103 | 1209.9582 | -2022.3521 | 0 | 0 | 0 | 0 | 0
4431 | 1383.5979 | 645.07 | 2888.6864 | 1440.0167 | -1448.6697 | 0 | 0 | 0 | 0 | 0
4432 | 1184.4607 | 29.42 | 102.1824 | 102.1824 | 0 | 0 | 0 | 1086.281 | 0 | 0
4433 | 1396.2434 | 184.82 | 833.2875 | 833.2875 | 0 | 0 | 0 | 595.604 | 0 | 0
4434 | 1222.7384 | 27.43 | 94.5192 | 94.5192 | 0 | 0 | 0 | 131.086 | 0 | 1041.6469
4435 | 1330.2572 | 0 | 0 | 0 | 0 | 0 | 0 | 0 | 0 | 1384.5006
4436 | 1078.8483 | 0 | 0 | 0 | 0 | 0 | 0 | 0 | 0 | 1122.84
4437 | 1160.349 | 0 | 0 | 0 | 0 | 0 | 0 | 0 | 0 | 1207.6643
4438 | 1320.5876 | 0 | 0 | 0 | 0 | 0 | 0 | 0 | 0 | 1374.4373
4439 | 1039.4793 | 0 | 0 | 0 | 0 | 0 | 0 | 0 | 0 | 1081.8656
4440 | 1082.9924 | 0 | 0 | 0 | 0 | 0 | 0 | 0 | 0 | 1127.1529
4441 | 1015.996 | 0 | 0 | 0 | 0 | 0 | 0 | 1015.996 | 0 | 0
4442 | 1259.1168 | 0 | 0 | 0 | 0 | 0 | 0 | 1259.117 | 0 | 0
4443 | 955.2158 | 0 | 0 | 0 | 0 | 0 | 0 | 955.216 | 0 | 0
4444 | 1254.9727 | 0 | 0 | 0 | 0 | 0 | 0 | 1254.973 | 0 | 0
4445 | 1275.6932 | 0 | 0 | 0 | 0 | 0 | 0 | 1275.693 | 0 | 0
4446 | 932.4233 | 0 | 0 | 0 | 0 | 0 | 0 | 932.423 | 0 | 0
4447 | 1058.1277 | 97.7 | 396.1269 | 396.1269 | 0 | 0 | 0 | 0 | 0 | 705.1471
4448 | 793.1348 | 316.68 | 1427.646 | 825.4755 | -602.1706 | 0 | 0 | 0 | 0 | 0
4449 | 1186.5863 | 533.87 | 2491.1378 | 1234.9712 | -1256.1666 | 0 | 0 | 0 | 0 | 0
4450 | 1347.1392 | 717.62 | 3279.2545 | 1402.071 | -1877.1835 | 0 | 0 | 0 | 0 | 0
4451 | 1551.5661 | 846.1 | 3800.1956 | 1614.8339 | -2093.1229 | 0 | 92.2388 | 0 | 0 | 0
4452 | 1023.2024 | 911.95 | 4063.8525 | 1064.9249 | -2093.1229 | 0 | 905.8047 | 0 | 0 | 0
4453 | 1250.4936 | 627.66 | 2791.6121 | 1301.4851 | -1490.127 | 0 | 0 | 0 | 0 | 0
4454 | 1279.245 | 716.18 | 3192.512 | 1331.4085 | -1418.9441 | 0 | 442.1594 | 0 | 0 | 0
4455 | 790.3815 | 527.54 | 2383.2758 | 822.6102 | 0 | 0 | 1560.6656 | 0 | 0 | 0
4456 | 1057.9646 | 420.19 | 1925.7712 | 1101.1054 | 0 | 0 | 824.6657 | 0 | 0 | 0
4457 | 1309.8432 | 129.49 | 573.8698 | 573.8698 | 0 | 0 | 0 | 758.457 | 0 | 0
4458 | 1349.9434 | 56.85 | 228.3214 | 228.3214 | 0 | 0 | 0 | 1130.568 | 0 | 0
4459 | 1201.79 | 0 | 0 | 0 | 0 | 0 | 0 | 0 | 0 | 1250.7951
4460 | 1417.2834 | 0 | 0 | 0 | 0 | 0 | 0 | 0 | 0 | 1475.0753
4461 | 1335.092 | 0 | 0 | 0 | 0 | 0 | 0 | 0 | 0 | 1389.5328
4462 | 1290.1975 | 0 | 0 | 0 | 0 | 0 | 0 | 0 | 0 | 1342.8081
4463 | 1175.544 | 0 | 0 | 0 | 0 | 0 | 0 | 0 | 0 | 1223.4789
4464 | 1105.7849 | 0 | 0 | 0 | 0 | 0 | 0 | 1105.785 | 0 | 0
4465 | 1215.6037 | 0 | 0 | 0 | 0 | 0 | 0 | 1215.604 | 0 | 0
4466 | 895.1263 | 0 | 0 | 0 | 0 | 0 | 0 | 895.126 | 0 | 0
4467 | 966.2668 | 0 | 0 | 0 | 0 | 0 | 0 | 966.267 | 0 | 0
4468 | 1008.3985 | 0 | 0 | 0 | 0 | 0 | 0 | 832.258 | 0 | 183.3235
4469 | 1040.17 | 0 | 0 | 0 | 0 | 0 | 0 | 0 | 0 | 1082.5848
4470 | 973.1736 | 0 | 0 | 0 | 0 | 0 | 0 | 0 | 0 | 1012.8569
4471 | 1027.7377 | 72.08 | 297.9442 | 297.9442 | 0 | 0 | 0 | 0 | 0 | 771.7016
4472 | 181.6015 | 214.53 | 978.7455 | 189.0061 | -789.7393 | 0 | 0 | 0 | 0 | 0
4473 | 87.356 | 359.1 | 1639.6814 | 90.9181 | -1548.7633 | 0 | 0 | 0 | 0 | 0
4474 | 0 | 429.06 | 1931.1499 | 0 | -1931.1499 | 0 | 0 | 0 | 0 | 0
4475 | 0 | 604.77 | 2687.6666 | 0 | -2093.1229 | 0 | 594.5437 | 0 | 0 | 0
4476 | 0 | 724.96 | 3188.2667 | -0.0010408 | -2093.1229 | 0 | 1095.1449 | 0 | 0 | 0
4477 | 0 | 749.98 | 3292.6691 | 0 | -2093.1229 | 0 | 1199.5463 | 0 | 0 | 0
4478 | 0 | 703.14 | 3108.1508 | 0 | -281.8174 | 0 | 2826.3335 | 0 | 0 | 0
4479 | 0 | 450.3 | 2023.7738 | 0 | 0 | 0 | 2023.7738 | 0 | 0 | 0
4480 | 0 | 393.31 | 1792.4195 | 0 | 0 | 0 | 1792.4195 | 0 | 0 | 0
4481 | 0 | 283.01 | 1284.7245 | 0 | 0 | 0 | 1284.7245 | 0 | 0 | 0
4482 | 0 | 88.79 | 350.0642 | 0 | 0 | 0 | 350.0642 | 0 | 0 | 0
4483 | 0 | 0 | 0 | 0 | 0 | 0 | 0 | 0 | 0 | 0
4484 | 0 | 0 | 0 | 0 | 0 | 0 | 0 | 0 | 0 | 0
4485 | 118.7976 | 0 | 0 | 0 | 0 | 0 | 0 | 0 | 0 | 123.6422
4486 | 193.3915 | 0 | 0 | 0 | 0 | 0 | 0 | 0 | 0 | 201.2769
4487 | 241.0487 | 0 | 0 | 0 | 0 | 0 | 0 | 0 | 0 | 250.8782
4488 | 237.5953 | 0 | 0 | 0 | 0 | 0 | 0 | 0 | 0 | 247.2834
4489 | 234.8325 | 0 | 0 | 0 | 0 | 0 | 0 | 0 | 0 | 244.4087
4490 | 251.4089 | 0 | 0 | 0 | 0 | 0 | 0 | 0 | 0 | 261.6607
4491 | 171.9803 | 0 | 0 | 0 | 0 | 0 | 0 | 0 | 0 | 178.9928
4492 | 178.8871 | 0 | 0 | 0 | 0 | 0 | 0 | 0 | 0 | 186.1814
4493 | 246.5742 | 0 | 0 | 0 | 0 | 0 | 0 | 0 | 0 | 256.6285
4494 | 227.9257 | 0 | 0 | 0 | 0 | 0 | 0 | 0 | 0 | 237.2201
4495 | 274.8922 | 81.17 | 335.1811 | 286.1012 | -49.0799 | 0 | 0 | 0 | 0 | 0
4496 | 119.5695 | 298.22 | 1358.707 | 124.4457 | -1234.2614 | 0 | 0 | 0 | 0 | 0
4497 | 639.3445 | 421.31 | 1919.1747 | 665.4144 | -1151.8579 | 0 | 101.9025 | 0 | 0 | 0
4498 | 1147.0671 | 715.45 | 3226.7692 | 1193.8407 | 0 | 0 | 2032.9285 | 0 | 0 | 0
4499 | 1141.3284 | 835.73 | 3695.1583 | 1187.8687 | 0 | 0 | 2507.2896 | 0 | 0 | 0
4500 | 1174.7929 | 662.16 | 2901.0925 | 1222.6973 | 0 | 0 | 1678.3952 | 0 | 0 | 0
4501 | 1161.3384 | 897.35 | 3927.3525 | 1208.6936 | 0 | 0 | 2718.6589 | 0 | 0 | 0
4502 | 906.2351 | 469.01 | 2078.0285 | 943.1884 | 0 | 0 | 1134.8401 | 0 | 0 | 0
4503 | 844.8066 | 147.96 | 643.5581 | 643.5581 | 0 | 0 | 0 | 0 | 0 | 235.6964
4504 | 961.5296 | 387.24 | 1759.8047 | 1000.7371 | -262.3049 | 0 | 496.7628 | 0 | 0 | 0
4505 | 1098.1261 | 14.69 | 38.2028 | 38.2028 | 0 | 0 | 0 | 1061.42 | 0 | 0
4506 | 934.1267 | 16.64 | 46.4051 | 46.4051 | 0 | 0 | 0 | 889.539 | 0 | 0
4507 | 1015.996 | 0 | 0 | 0 | 0 | 0 | 0 | 0 | 0 | 1057.4251
4508 | 813.6256 | 0 | 0 | 0 | 0 | 0 | 0 | 0 | 0 | 846.8031
4509 | 770.8032 | 0 | 0 | 0 | 0 | 0 | 0 | 0 | 0 | 802.2339
4510 | 861.9735 | 0 | 0 | 0 | 0 | 0 | 0 | 0 | 0 | 897.1225
4511 | 1115.4545 | 0 | 0 | 0 | 0 | 0 | 0 | 0 | 0 | 1160.9397
4512 | 933.114 | 0 | 0 | 0 | 0 | 0 | 0 | 182.999 | 0 | 780.7023
4513 | 1098.8781 | 0 | 0 | 0 | 0 | 0 | 0 | 1098.878 | 0 | 0
4514 | 1076.0855 | 0 | 0 | 0 | 0 | 0 | 0 | 1076.086 | 0 | 0
4515 | 1114.0731 | 0 | 0 | 0 | 0 | 0 | 0 | 1114.073 | 0 | 0
4516 | 739.0318 | 0 | 0 | 0 | 0 | 0 | 0 | 739.032 | 0 | 0
4517 | 871.6431 | 0 | 0 | 0 | 0 | 0 | 0 | 871.643 | 0 | 0
4518 | 1126.5055 | 0 | 0 | 0 | 0 | 0 | 0 | 1126.505 | 0 | 0
4519 | 891.6729 | 75.94 | 314.2116 | 314.2116 | 0 | 0 | 0 | 0 | 0 | 613.821
4520 | 1175.0536 | 224.52 | 1024.2097 | 1024.2097 | 0 | 0 | 0 | 0 | 0 | 198.7592
4521 | 977.329 | 359.72 | 1636.7672 | 1017.1813 | -619.5859 | 0 | 0 | 0 | 0 | 0
4522 | 1380.4794 | 386.39 | 1730.4652 | 1436.7705 | -293.6947 | 0 | 0 | 0 | 0 | 0
4523 | 1327.1344 | 630.45 | 2774.816 | 1381.2503 | -1393.5658 | 0 | 0 | 0 | 0 | 0
4524 | 1231.0111 | 271.25 | 1194.9356 | 1194.9356 | 0 | 0 | 0 | 0 | 0 | 86.2721
4525 | 1202.3589 | 781.74 | 3391.4992 | 1251.3863 | -2093.1229 | 0 | 46.99 | 0 | 0 | 0
4526 | 1118.7189 | 628.84 | 2765.8643 | 1164.3368 | -1601.5276 | 0 | 0 | 0 | 0 | 0
4527 | 1397.5799 | 589.58 | 2624.633 | 1454.5688 | -1170.0642 | 0 | 0 | 0 | 0 | 0
4528 | 1387.754 | 316.76 | 1432.4076 | 1432.4076 | 0 | 0 | 0 | 11.467 | 0 | 0
4529 | 1404.902 | 18.61 | 55.6451 | 55.6451 | 0 | 0 | 0 | 1351.437 | 0 | 0
4530 | 1178.5865 | 38.23 | 143.725 | 143.725 | 0 | 0 | 0 | 1040.492 | 0 | 0
4531 | 1232.8708 | 0 | 0 | 0 | 0 | 0 | 0 | 0 | 0 | 1283.1435
4532 | 1013.2333 | 0 | 0 | 0 | 0 | 0 | 0 | 0 | 0 | 1054.5494
4533 | 1301.9392 | 0 | 0 | 0 | 0 | 0 | 0 | 0 | 0 | 1355.0279
4534 | 1252.9006 | 0 | 0 | 0 | 0 | 0 | 0 | 0 | 0 | 1303.9903
4535 | 1488.4238 | 0 | 0 | 0 | 0 | 0 | 0 | 0 | 0 | 1549.1172
4536 | 1379.9864 | 0 | 0 | 0 | 0 | 0 | 0 | 1379.986 | 0 | 0
4537 | 1263.2609 | 0 | 0 | 0 | 0 | 0 | 0 | 1263.261 | 0 | 0
4538 | 1365.4821 | 0 | 0 | 0 | 0 | 0 | 0 | 1365.482 | 0 | 0
4539 | 1331.6386 | 0 | 0 | 0 | 0 | 0 | 0 | 1331.639 | 0 | 0
4540 | 1141.0098 | 0 | 0 | 0 | 0 | 0 | 0 | 1141.01 | 0 | 0
4541 | 1093.3526 | 0 | 0 | 0 | 0 | 0 | 0 | 1093.353 | 0 | 0
4542 | 949.6904 | 0 | 0 | 0 | 0 | 0 | 0 | 949.69 | 0 | 0
4543 | 966.9575 | 103.6 | 342.5623 | 342.5623 | 0 | 0 | 0 | 637.816 | 0 | 0
4544 | 843.7136 | 253.68 | 1157.2376 | 878.118 | -279.1197 | 0 | 0 | 0 | 0 | 0
4545 | 1005.3405 | 440.11 | 2003.7826 | 1046.3356 | -957.447 | 0 | 0 | 0 | 0 | 0
4546 | 1563.6281 | 722.53 | 3255.2334 | 1627.3877 | -1627.8457 | 0 | 0 | 0 | 0 | 0
4547 | 1371.9495 | 848.08 | 3740.0762 | 1427.8927 | -2093.1229 | 0 | 219.0606 | 0 | 0 | 0
4548 | 1263.6571 | 664.31 | 2896.2716 | 1315.1849 | -1581.0867 | 0 | 0 | 0 | 0 | 0
4549 | 1241.5078 | 202.73 | 882.9003 | 882.9003 | 0 | 0 | 0 | 393.198 | 0 | 0
4550 | 1242.3884 | 95.77 | 397.4404 | 397.4404 | 0 | 0 | 0 | 860.519 | 0 | 0
4551 | 1546.4283 | 95.6 | 399.6656 | 399.6656 | 0 | 0 | 0 | 1162.422 | 0 | 0
4552 | 1391.9206 | 54.66 | 215.8904 | 215.8904 | 0 | 0 | 0 | 1184.488 | 0 | 0
4553 | 1102.5551 | 35.28 | 130.6352 | 130.6352 | 0 | 0 | 0 | 977.038 | 0 | 0
4554 | 1208.6278 | 33.32 | 120.8852 | 120.8852 | 0 | 0 | 0 | 725.795 | 0 | 381.6362
4555 | 1185.9043 | 0 | 0 | 0 | 0 | 0 | 0 | 0 | 0 | 1234.2614
4556 | 1010.4706 | 0 | 0 | 0 | 0 | 0 | 0 | 0 | 0 | 1051.6748
4557 | 1031.1911 | 0 | 0 | 0 | 0 | 0 | 0 | 0 | 0 | 1073.2397
4558 | 1206.6248 | 0 | 0 | 0 | 0 | 0 | 0 | 0 | 0 | 1255.8273
4559 | 1274.3118 | 0 | 0 | 0 | 0 | 0 | 0 | 0 | 0 | 1326.2744
4560 | 1225.2732 | 0 | 0 | 0 | 0 | 0 | 0 | 0 | 0 | 1275.2357
4561 | 1292.9603 | 0 | 0 | 0 | 0 | 0 | 0 | 1292.96 | 0 | 0
4562 | 1131.3402 | 0 | 0 | 0 | 0 | 0 | 0 | 1131.34 | 0 | 0
4563 | 1158.2769 | 0 | 0 | 0 | 0 | 0 | 0 | 1158.277 | 0 | 0
4564 | 1222.5105 | 0 | 0 | 0 | 0 | 0 | 0 | 1222.511 | 0 | 0
4565 | 826.7486 | 0 | 0 | 0 | 0 | 0 | 0 | 826.749 | 0 | 0
4566 | 1008.3985 | 0 | 0 | 0 | 0 | 0 | 0 | 1008.399 | 0 | 0
4567 | 964.1947 | 94.99 | 383.1151 | 383.1151 | 0 | 0 | 0 | 0 | 0 | 620.3956
4568 | 949.7888 | 269.72 | 1225.6011 | 988.5183 | -237.0827 | 0 | 0 | 0 | 0 | 0
4569 | 1299.4648 | 414.56 | 1877.9745 | 1352.453 | -525.5215 | 0 | 0 | 0 | 0 | 0
4570 | 1185.0608 | 489.96 | 2181.5608 | 1233.384 | -948.1768 | 0 | 0 | 0 | 0 | 0
4571 | 1494.3067 | 627.89 | 2750.2319 | 1555.24 | -1194.9918 | 0 | 0 | 0 | 0 | 0
4572 | 1253.3755 | 757.22 | 3270.6504 | 1304.4847 | -1966.1658 | 0 | 0 | 0 | 0 | 0
4573 | 1225.6264 | 735.66 | 3185.7366 | 1275.6031 | -1910.1335 | 0 | 0 | 0 | 0 | 0
4574 | 1352.7545 | 587.3 | 2575.8174 | 1407.916 | -1167.9014 | 0 | 0 | 0 | 0 | 0
4575 | 1293.0716 | 591.73 | 2617.0718 | 1345.7993 | -1271.2724 | 0 | 0 | 0 | 0 | 0
4576 | 998.7617 | 378.78 | 1710.7675 | 1039.4883 | -671.2792 | 0 | 0 | 0 | 0 | 0
4577 | 1126.9881 | 162.34 | 725.9595 | 725.9595 | 0 | 0 | 0 | 429.471 | 0 | 0
4578 | 1225.8163 | 35.28 | 130.2334 | 130.2334 | 0 | 0 | 0 | 1100.685 | 0 | 0
4579 | 1032.5724 | 0 | 0 | 0 | 0 | 0 | 0 | 0 | 0 | 1074.677
4580 | 1021.5215 | 0 | 0 | 0 | 0 | 0 | 0 | 0 | 0 | 1063.1754
4581 | 1216.2944 | 0 | 0 | 0 | 0 | 0 | 0 | 0 | 0 | 1265.8906
4582 | 1219.0571 | 0 | 0 | 0 | 0 | 0 | 0 | 0 | 0 | 1268.7662
4583 | 1163.1117 | 0 | 0 | 0 | 0 | 0 | 0 | 0 | 0 | 1210.54
4584 | 1101.6408 | 0 | 0 | 0 | 0 | 0 | 0 | 1101.641 | 0 | 0
4585 | 1022.2122 | 0 | 0 | 0 | 0 | 0 | 0 | 1022.212 | 0 | 0
4586 | 1254.9727 | 0 | 0 | 0 | 0 | 0 | 0 | 1254.973 | 0 | 0
4587 | 1133.4123 | 0 | 0 | 0 | 0 | 0 | 0 | 1133.412 | 0 | 0
4588 | 973.1736 | 0 | 0 | 0 | 0 | 0 | 0 | 973.174 | 0 | 0
4589 | 1258.4261 | 0 | 0 | 0 | 0 | 0 | 0 | 1258.426 | 0 | 0
4590 | 1203.862 | 0 | 0 | 0 | 0 | 0 | 0 | 1203.862 | 0 | 0
4591 | 1112.6918 | 52.72 | 211.8189 | 211.8189 | 0 | 0 | 0 | 909.171 | 0 | 0
4592 | 1002.4448 | 101.99 | 443.0961 | 443.0961 | 0 | 0 | 0 | 576.709 | 0 | 0
4593 | 715.8188 | 207.53 | 927.381 | 745.0078 | -182.3732 | 0 | 0 | 0 | 0 | 0
4594 | 888.077 | 472.76 | 2100.4905 | 924.2899 | -1176.2006 | 0 | 0 | 0 | 0 | 0
4595 | 1386.1353 | 589.68 | 2587.4679 | 1442.6571 | -1144.8108 | 0 | 0 | 0 | 0 | 0
4596 | 1199.0566 | 619.05 | 2706.7888 | 1247.9507 | -1458.8381 | 0 | 0 | 0 | 0 | 0
4597 | 1228.0489 | 469.8 | 2070.0416 | 1278.1249 | -791.9167 | 0 | 0 | 0 | 0 | 0
4598 | 1402.9448 | 566.28 | 2495.4965 | 1460.1516 | -1035.345 | 0 | 0 | 0 | 0 | 0
4599 | 1345.1535 | 370.99 | 1655.9498 | 1400.0051 | -255.9447 | 0 | 0 | 0 | 0 | 0
4600 | 1550.7356 | 32.36 | 115.1588 | 115.1588 | 0 | 0 | 0 | 1440.089 | 0 | 0
4601 | 1497.0151 | 16.65 | 46.7767 | 46.7767 | 0 | 0 | 0 | 1452.071 | 0 | 0
4602 | 1191.2752 | 9.79 | 16.3704 | 16.3704 | 0 | 0 | 0 | 558.449 | 0 | 642.2613
4603 | 1230.7987 | 0 | 0 | 0 | 0 | 0 | 0 | 0 | 0 | 1280.987
4604 | 1251.5192 | 0 | 0 | 0 | 0 | 0 | 0 | 0 | 0 | 1302.5519
4605 | 1339.2361 | 0 | 0 | 0 | 0 | 0 | 0 | 0 | 0 | 1393.8457
4606 | 1237.0149 | 0 | 0 | 0 | 0 | 0 | 0 | 0 | 0 | 1287.4565
4607 | 1361.338 | 0 | 0 | 0 | 0 | 0 | 0 | 0 | 0 | 1416.849
4608 | 1507.763 | 0 | 0 | 0 | 0 | 0 | 0 | 0 | 0 | 1569.2447
4609 | 607.8018 | 0 | 0 | 0 | 0 | 0 | 0 | 607.802 | 0 | 0
4610 | 762.515 | 0 | 0 | 0 | 0 | 0 | 0 | 762.515 | 0 | 0
4611 | 928.2792 | 0 | 0 | 0 | 0 | 0 | 0 | 928.279 | 0 | 0
4612 | 756.9896 | 0 | 0 | 0 | 0 | 0 | 0 | 756.99 | 0 | 0
4613 | 800.5026 | 0 | 0 | 0 | 0 | 0 | 0 | 800.503 | 0 | 0
4614 | 622.3062 | 0 | 0 | 0 | 0 | 0 | 0 | 622.306 | 0 | 0
4615 | 551.1658 | 46.92 | 185.5497 | 185.5497 | 0 | 0 | 0 | 0 | 0 | 388.0911
4616 | 537.6301 | 318.19 | 1428.3537 | 559.5528 | -868.8009 | 0 | 0 | 0 | 0 | 0
4617 | 520.8758 | 536.61 | 2494.8731 | 542.1157 | -1952.7575 | 0 | 0 | 0 | 0 | 0
4618 | 948.3591 | 721.75 | 3276.3643 | 987.029 | -2093.1229 | 0 | 196.2124 | 0 | 0 | 0
4619 | 845.2702 | 854.48 | 3808.3386 | 879.7374 | -2093.1229 | 0 | 835.4784 | 0 | 0 | 0
4620 | 618.959 | 922.7 | 4074.8191 | 644.1971 | -2093.1229 | 0 | 1337.4991 | 0 | 0 | 0
4621 | 587.2298 | 525.16 | 2326.5514 | 611.1754 | -1715.376 | 0 | 0 | 0 | 0 | 0
4622 | 673.7052 | 850.13 | 3789.7254 | 701.1765 | -14.5344 | 0 | 3074.0144 | 0 | 0 | 0
4623 | 761.9789 | 485.35 | 2177.6516 | 793.0501 | 0 | 0 | 1384.6016 | 0 | 0 | 0
4624 | 727.5949 | 29.42 | 102.1949 | 102.1949 | 0 | 0 | 0 | 629.404 | 0 | 0
4625 | 423.3979 | 21.55 | 68.915 | 68.915 | 0 | 0 | 0 | 357.182 | 0 | 0
4626 | 585.8407 | 10.77 | 20.6636 | 20.6636 | 0 | 0 | 0 | 565.987 | 0 | 0
4627 | 736.9597 | 0 | 0 | 0 | 0 | 0 | 0 | 0 | 0 | 767.0109
4628 | 609.1832 | 0 | 0 | 0 | 0 | 0 | 0 | 0 | 0 | 634.0235
4629 | 715.5485 | 0 | 0 | 0 | 0 | 0 | 0 | 0 | 0 | 744.7268
4630 | 707.951 | 0 | 0 | 0 | 0 | 0 | 0 | 0 | 0 | 736.819
4631 | 652.0056 | 0 | 0 | 0 | 0 | 0 | 0 | 0 | 0 | 678.5927
4632 | 602.2764 | 0 | 0 | 0 | 0 | 0 | 0 | 602.276 | 0 | 0
4633 | 1192.8111 | 0 | 0 | 0 | 0 | 0 | 0 | 1192.811 | 0 | 0
4634 | 1270.8584 | 0 | 0 | 0 | 0 | 0 | 0 | 1089.342 | 0 | 188.9187
4635 | 1317.8249 | 0 | 0 | 0 | 0 | 0 | 0 | 0 | 0 | 1371.5617
4636 | 1299.8671 | 0 | 0 | 0 | 0 | 0 | 0 | 0 | 0 | 1352.8714
4637 | 1154.1328 | 0 | 0 | 0 | 0 | 0 | 0 | 0 | 0 | 1201.1948
4638 | 1298.4857 | 0 | 0 | 0 | 0 | 0 | 0 | 0 | 0 | 1351.4341
4639 | 998.7289 | 101.39 | 334.4495 | 334.4495 | 0 | 0 | 0 | 0 | 0 | 705.0045
4640 | 130.6101 | 318.23 | 1422.9448 | 135.9359 | -1287.009 | 0 | 0 | 0 | 0 | 0
4641 | 175.9232 | 536.49 | 2474.3844 | 183.0966 | -2093.1229 | 0 | 198.1649 | 0 | 0 | 0
4642 | 234.3197 | 722.37 | 3247.259 | 243.8748 | -2093.1229 | 0 | 910.2613 | 0 | 0 | 0
4643 | 194.8402 | 507.75 | 2247.7063 | 202.786 | -2044.9203 | 0 | 0 | 0 | 0 | 0
4644 | 182.0764 | 406.52 | 1799.1232 | 189.5015 | -1609.6217 | 0 | 0 | 0 | 0 | 0
4645 | 203.5454 | 390.82 | 1730.9336 | 211.846 | -1519.0876 | 0 | 0 | 0 | 0 | 0
4646 | 203.7794 | 588.73 | 2608.2689 | 212.0885 | -183.9511 | 0 | 2212.2294 | 0 | 0 | 0
4647 | 223.5096 | 593.41 | 2654.8842 | 232.623 | 0 | 0 | 2422.2612 | 0 | 0 | 0
4648 | 227.8445 | 453.63 | 2063.3858 | 237.1358 | 0 | 0 | 1826.25 | 0 | 0 | 0
4649 | 436.2411 | 20.57 | 64.1483 | 64.1483 | 0 | 0 | 0 | 0 | 0 | 389.8812
4650 | 395.2318 | 67.63 | 273.7732 | 273.7732 | 0 | 0 | 0 | 0 | 0 | 137.5751
4651 | 255.553 | 0 | 0 | 0 | 0 | 0 | 0 | 0 | 0 | 265.9736
4652 | 228.6164 | 0 | 0 | 0 | 0 | 0 | 0 | 0 | 0 | 237.9382
4653 | 206.5145 | 0 | 0 | 0 | 0 | 0 | 0 | 0 | 0 | 214.935
4654 | 243.8114 | 0 | 0 | 0 | 0 | 0 | 0 | 0 | 0 | 253.7528
4655 | 205.1331 | 0 | 0 | 0 | 0 | 0 | 0 | 0 | 0 | 213.4977
4656 | 192.7008 | 0 | 0 | 0 | 0 | 0 | 0 | 0 | 0 | 200.5587
4657 | 223.7816 | 0 | 0 | 0 | 0 | 0 | 0 | 0 | 0 | 232.9071
4658 | 188.5567 | 0 | 0 | 0 | 0 | 0 | 0 | 0 | 0 | 196.2457
4659 | 172.671 | 0 | 0 | 0 | 0 | 0 | 0 | 0 | 0 | 179.712
4660 | 181.6499 | 0 | 0 | 0 | 0 | 0 | 0 | 0 | 0 | 189.0571
4661 | 106.3653 | 0 | 0 | 0 | 0 | 0 | 0 | 0 | 0 | 110.7022
4662 | 155.4039 | 0 | 0 | 0 | 0 | 0 | 0 | 0 | 0 | 161.7409
4663 | 132.6113 | 100.53 | 343.09 | 138.0185 | -205.0715 | 0 | 0 | 0 | 0 | 0
4664 | 210.6517 | 313.29 | 1399.0142 | 219.2417 | -1179.7725 | 0 | 0 | 0 | 0 | 0
4665 | 378.0493 | 530.49 | 2439.7317 | 393.4657 | -1936.5567 | 0 | 109.7093 | 0 | 0 | 0
4666 | 837.0277 | 715.66 | 3200.2117 | 871.1593 | 0 | 0 | 2329.0524 | 0 | 0 | 0
4667 | 1269.6825 | 566.89 | 2488.6732 | 1321.4566 | 0 | 0 | 1167.2166 | 0 | 0 | 0
4668 | 1312.5904 | 784.48 | 3388.9628 | 1366.1132 | 0 | 0 | 2022.8496 | 0 | 0 | 0
4669 | 1239.8562 | 763.38 | 3307.2754 | 1290.4134 | 0 | 0 | 2016.862 | 0 | 0 | 0
4670 | 1427.338 | 837.46 | 3683.3996 | 1485.5403 | 0 | 0 | 2197.8594 | 0 | 0 | 0
4671 | 1379.6333 | 704.34 | 3155.4489 | 1435.89 | 0 | 0 | 1719.5589 | 0 | 0 | 0
4672 | 1408.1145 | 443.87 | 2006.5406 | 1465.5324 | 0 | 0 | 541.0083 | 0 | 0 | 0
4673 | 1482.0911 | 301.48 | 1336.0171 | 1336.0171 | 0 | 0 | 0 | 41.959 | 0 | 162.8399
4674 | 1357.8284 | 94.64 | 326.6187 | 326.6187 | 0 | 0 | 0 | 0 | 0 | 1086.5783
4675 | 1372.3889 | 0 | 0 | 0 | 0 | 0 | 0 | 0 | 0 | 1428.3506
4676 | 1344.7616 | 0 | 0 | 0 | 0 | 0 | 0 | 0 | 0 | 1399.5971
4677 | 1383.4399 | 0 | 0 | 0 | 0 | 0 | 0 | 0 | 0 | 1439.8522
4678 | 1246.6844 | 0 | 0 | 0 | 0 | 0 | 0 | 0 | 0 | 1297.5198
4679 | 1187.2856 | 0 | 0 | 0 | 0 | 0 | 0 | 0 | 0 | 1235.6997
4680 | 944.1649 | 0 | 0 | 0 | 0 | 0 | 0 | 0 | 0 | 982.665
4681 | 1060.1998 | 0 | 0 | 0 | 0 | 0 | 0 | 1060.2 | 0 | 0
4682 | 1112.0011 | 0 | 0 | 0 | 0 | 0 | 0 | 1112.001 | 0 | 0
4683 | 985.6059 | 0 | 0 | 0 | 0 | 0 | 0 | 985.606 | 0 | 0
4684 | 1117.5266 | 0 | 0 | 0 | 0 | 0 | 0 | 1117.527 | 0 | 0
4685 | 919.991 | 0 | 0 | 0 | 0 | 0 | 0 | 919.991 | 0 | 0
4686 | 716.2392 | 0 | 0 | 0 | 0 | 0 | 0 | 716.239 | 0 | 0
4687 | 888.9102 | 55.77 | 226.1025 | 226.1025 | 0 | 0 | 0 | 0 | 0 | 699.0544
4688 | 709.9428 | 272.52 | 1242.2046 | 738.8912 | -503.3134 | 0 | 0 | 0 | 0 | 0
4689 | 511.2727 | 535.68 | 2477.5202 | 532.1211 | -1945.3992 | 0 | 0 | 0 | 0 | 0
4690 | 207.6748 | 721.43 | 3255.6476 | 216.1433 | -2093.1229 | 0 | 946.3815 | 0 | 0 | 0
4691 | 138.7688 | 849.15 | 3763.5821 | 144.4276 | -2093.1229 | 0 | 1526.0317 | 0 | 0 | 0
4692 | 202.4179 | 917.34 | 4025.4166 | 210.672 | -2093.1229 | 0 | 1721.6217 | 0 | 0 | 0
4693 | 689.9172 | 915.92 | 4021.3867 | 718.0496 | -2093.1229 | 0 | 1210.2142 | 0 | 0 | 0
4694 | 1105.1745 | 645.64 | 2847.3176 | 1150.2395 | -9.6345 | 0 | 1687.4437 | 0 | 0 | 0
4695 | 1065.5889 | 502.08 | 2244.15 | 1109.0403 | 0 | 0 | 1135.1097 | 0 | 0 | 0
4696 | 1205.8909 | 338.18 | 1529.2831 | 1255.0623 | 0 | 0 | 274.2207 | 0 | 0 | 0
4697 | 1007.9081 | 137.76 | 609.8536 | 609.8536 | 0 | 0 | 0 | 0 | 0 | 439.1537
4698 | 1302.5098 | 40.19 | 152.4915 | 152.4915 | 0 | 0 | 0 | 0 | 0 | 1203.1307
4699 | 973.1736 | 0 | 0 | 0 | 0 | 0 | 0 | 0 | 0 | 1012.8569
4700 | 879.9313 | 0 | 0 | 0 | 0 | 0 | 0 | 0 | 0 | 915.8118
4701 | 879.2406 | 0 | 0 | 0 | 0 | 0 | 0 | 0 | 0 | 915.0936
4702 | 925.5164 | 0 | 0 | 0 | 0 | 0 | 0 | 0 | 0 | 963.2556
4703 | 1076.0855 | 0 | 0 | 0 | 0 | 0 | 0 | 0 | 0 | 1119.9653
4704 | 1077.4669 | 0 | 0 | 0 | 0 | 0 | 0 | 0 | 0 | 1121.4026
4705 | 1165.8744 | 0 | 0 | 0 | 0 | 0 | 0 | 1165.874 | 0 | 0
4706 | 1019.4494 | 0 | 0 | 0 | 0 | 0 | 0 | 1019.449 | 0 | 0
4707 | 1090.5899 | 0 | 0 | 0 | 0 | 0 | 0 | 1090.59 | 0 | 0
4708 | 797.7399 | 0 | 0 | 0 | 0 | 0 | 0 | 797.74 | 0 | 0
4709 | 1000.1103 | 0 | 0 | 0 | 0 | 0 | 0 | 1000.11 | 0 | 0
4710 | 815.6977 | 0 | 0 | 0 | 0 | 0 | 0 | 303.297 | 0 | 533.294
4711 | 1003.5637 | 100.09 | 338.497 | 338.497 | 0 | 0 | 0 | 0 | 0 | 705.9891
4712 | 951.6977 | 306.25 | 1392.5916 | 990.5042 | -402.0875 | 0 | 0 | 0 | 0 | 0
4713 | 1121.6603 | 421.71 | 1913.6159 | 1167.3977 | -746.2182 | 0 | 0 | 0 | 0 | 0
4714 | 1083.6407 | 585.03 | 2591.8693 | 1127.8284 | -1464.0409 | 0 | 0 | 0 | 0 | 0
4715 | 1503.6577 | 647.93 | 2818.5297 | 1564.9724 | -1253.5574 | 0 | 0 | 0 | 0 | 0
4716 | 1480.6329 | 758.01 | 3239.7456 | 1541.0085 | -1698.7371 | 0 | 0 | 0 | 0 | 0
4717 | 1652.4707 | 710.88 | 3040.9198 | 1719.8524 | -1321.0674 | 0 | 0 | 0 | 0 | 0
4718 | 1615.0866 | 753.05 | 3218.698 | 1680.944 | -1537.754 | 0 | 0 | 0 | 0 | 0
4719 | 1540.0611 | 707.97 | 3117.4689 | 1602.8597 | -1514.6092 | 0 | 0 | 0 | 0 | 0
4720 | 1743.6635 | 362.49 | 1617.8553 | 1617.8553 | 0 | 0 | 0 | 189.195 | 0 | 0
4721 | 1217.598 | 139.71 | 613.8231 | 613.8231 | 0 | 0 | 0 | 627.824 | 0 | 0
4722 | 1425.4723 | 26.45 | 89.4225 | 89.4225 | 0 | 0 | 0 | 1339.553 | 0 | 0
4723 | 1408.9952 | 0 | 0 | 0 | 0 | 0 | 0 | 0 | 0 | 1466.4493
4724 | 1178.3067 | 0 | 0 | 0 | 0 | 0 | 0 | 0 | 0 | 1226.3546
4725 | 1460.1058 | 0 | 0 | 0 | 0 | 0 | 0 | 0 | 0 | 1519.6444
4726 | 1165.1837 | 0 | 0 | 0 | 0 | 0 | 0 | 0 | 0 | 1212.6965
4727 | 1237.7056 | 0 | 0 | 0 | 0 | 0 | 0 | 0 | 0 | 1288.1757
4728 | 1343.3802 | 0 | 0 | 0 | 0 | 0 | 0 | 1094.184 | 0 | 259.3574
4729 | 1258.4261 | 0 | 0 | 0 | 0 | 0 | 0 | 1258.426 | 0 | 0
4730 | 1290.1975 | 0 | 0 | 0 | 0 | 0 | 0 | 1290.198 | 0 | 0
4731 | 1518.8139 | 0 | 0 | 0 | 0 | 0 | 0 | 1518.814 | 0 | 0
4732 | 1493.2586 | 0 | 0 | 0 | 0 | 0 | 0 | 1493.259 | 0 | 0
4733 | 1221.1291 | 0 | 0 | 0 | 0 | 0 | 0 | 1221.129 | 0 | 0
4734 | 1216.2944 | 0 | 0 | 0 | 0 | 0 | 0 | 1216.294 | 0 | 0
4735 | 1270.1677 | 82.09 | 334.7731 | 334.7731 | 0 | 0 | 0 | 0 | 0 | 987.1882
4736 | 1420.868 | 245.85 | 1122.177 | 1122.177 | 0 | 0 | 0 | 0 | 0 | 356.6295
4737 | 1032.7373 | 408.81 | 1866.5333 | 1074.8487 | -791.6846 | 0 | 0 | 0 | 0 | 0
4738 | 983.6487 | 547.94 | 2460.0113 | 1023.7591 | -1436.2522 | 0 | 0 | 0 | 0 | 0
4739 | 1036.9712 | 625.51 | 2771.4762 | 1079.2554 | -1692.2208 | 0 | 0 | 0 | 0 | 0
4740 | 1264.5447 | 631.45 | 2781.4 | 1316.108 | -1465.292 | 0 | 0 | 0 | 0 | 0
4741 | 1287.5099 | 738.42 | 3229.2702 | 1340.0105 | -1889.2597 | 0 | 0 | 0 | 0 | 0
4742 | 1054.9635 | 680.13 | 2989.3816 | 1097.981 | -1891.4005 | 0 | 0 | 0 | 0 | 0
4743 | 1243.8855 | 236.97 | 1049.664 | 1049.664 | 0 | 0 | 0 | 0 | 0 | 244.9437
4744 | 986.9251 | 193.62 | 860.6901 | 860.6901 | 0 | 0 | 0 | 0 | 0 | 166.4785
4745 | 1104.938 | 236.51 | 1068.0483 | 1068.0483 | 0 | 0 | 0 | 0 | 0 | 81.9456
4746 | 1034.1178 | 5.87 | 0 | 0 | 0 | 0 | 0 | 0 | 0 | 1076.286
4747 | 840.5623 | 0 | 0 | 0 | 0 | 0 | 0 | 0 | 0 | 874.8374
4748 | 1201.79 | 0 | 0 | 0 | 0 | 0 | 0 | 0 | 0 | 1250.7951
4749 | 714.1672 | 0 | 0 | 0 | 0 | 0 | 0 | 0 | 0 | 743.2884
4750 | 1128.5775 | 0 | 0 | 0 | 0 | 0 | 0 | 0 | 0 | 1174.5978
4751 | 844.7064 | 0 | 0 | 0 | 0 | 0 | 0 | 0 | 0 | 879.1504
4752 | 1005.6358 | 0 | 0 | 0 | 0 | 0 | 0 | 0 | 0 | 1046.6426
4753 | 1029.119 | 0 | 0 | 0 | 0 | 0 | 0 | 1029.119 | 0 | 0
4754 | 1085.7551 | 0 | 0 | 0 | 0 | 0 | 0 | 1085.755 | 0 | 0
4755 | 1188.667 | 0 | 0 | 0 | 0 | 0 | 0 | 1188.667 | 0 | 0
4756 | 1035.3352 | 0 | 0 | 0 | 0 | 0 | 0 | 1035.335 | 0 | 0
4757 | 943.4742 | 0 | 0 | 0 | 0 | 0 | 0 | 943.474 | 0 | 0
4758 | 1012.5426 | 0 | 0 | 0 | 0 | 0 | 0 | 1012.543 | 0 | 0
4759 | 1096.806 | 12.73 | 29.6101 | 29.6101 | 0 | 0 | 0 | 0 | 0 | 1111.9201
4760 | 934.3477 | 34.3 | 127.5472 | 127.5472 | 0 | 0 | 0 | 0 | 0 | 844.9005
4761 | 1094.2419 | 429.02 | 1958.0248 | 1138.8617 | -819.1631 | 0 | 0 | 0 | 0 | 0
4762 | 1260.8348 | 602.89 | 2697.35 | 1312.2478 | -1385.1022 | 0 | 0 | 0 | 0 | 0
4763 | 1083.1262 | 596.29 | 2640.3976 | 1127.2924 | -1513.1052 | 0 | 0 | 0 | 0 | 0
4764 | 1249.8858 | 691.6 | 3035.0373 | 1300.8513 | -1734.186 | 0 | 0 | 0 | 0 | 0
4765 | 1115.5132 | 729.3 | 3197.4776 | 1161 | -2036.4775 | 0 | 0 | 0 | 0 | 0
4766 | 1150.3401 | 639.18 | 2831.6071 | 1197.2472 | -1634.3599 | 0 | 0 | 0 | 0 | 0
4767 | 1467.4236 | 534.82 | 2404.9646 | 1527.2598 | -877.7048 | 0 | 0 | 0 | 0 | 0
4768 | 1501.2835 | 483.77 | 2219.4336 | 1562.5015 | -656.9321 | 0 | 0 | 0 | 0 | 0
4769 | 1430.4064 | 271.4 | 1243.1767 | 1243.1767 | 0 | 0 | 0 | 235.937 | 0 | 0
4770 | 1592.421 | 88.93 | 354.7051 | 354.7051 | 0 | 0 | 0 | 880.763 | 0 | 385.9721
4771 | 1372.3889 | 0 | 0 | 0 | 0 | 0 | 0 | 0 | 0 | 1428.3506
4772 | 1328.8758 | 0 | 0 | 0 | 0 | 0 | 0 | 0 | 0 | 1383.0633
4773 | 1486.3518 | 0 | 0 | 0 | 0 | 0 | 0 | 0 | 0 | 1546.9607
4774 | 1364.1007 | 0 | 0 | 0 | 0 | 0 | 0 | 0 | 0 | 1419.7247
4775 | 1410.3765 | 0 | 0 | 0 | 0 | 0 | 0 | 0 | 0 | 1467.8877
4776 | 1210.7689 | 0 | 0 | 0 | 0 | 0 | 0 | 0 | 0 | 1260.1403
4777 | 1007.0171 | 0 | 0 | 0 | 0 | 0 | 0 | 1007.017 | 0 | 0
4778 | 820.5325 | 0 | 0 | 0 | 0 | 0 | 0 | 820.532 | 0 | 0
4779 | 1060.8905 | 0 | 0 | 0 | 0 | 0 | 0 | 1060.89 | 0 | 0
4780 | 1237.7056 | 0 | 0 | 0 | 0 | 0 | 0 | 1237.706 | 0 | 0
4781 | 960.7413 | 0 | 0 | 0 | 0 | 0 | 0 | 960.741 | 0 | 0
4782 | 1200.4086 | 0 | 0 | 0 | 0 | 0 | 0 | 1200.409 | 0 | 0
4783 | 1122.3613 | 99.82 | 328.0695 | 328.0695 | 0 | 0 | 0 | 0 | 0 | 840.0578
4784 | 1070.4651 | 317.85 | 1435.3936 | 1114.1151 | -321.2784 | 0 | 0 | 0 | 0 | 0
4785 | 1185.2757 | 538.67 | 2522.9064 | 1233.6078 | -1289.2987 | 0 | 0 | 0 | 0 | 0
4786 | 1241.5501 | 520.03 | 2352.1618 | 1292.1764 | -1059.9854 | 0 | 0 | 0 | 0 | 0
4787 | 1273.3423 | 652.21 | 2904.5041 | 1325.2648 | -1579.2393 | 0 | 0 | 0 | 0 | 0
4788 | 1429.0673 | 929.29 | 4122.3399 | 1487.3398 | -2093.1229 | 0 | 541.8773 | 0 | 0 | 0
4789 | 1265.5332 | 658.53 | 2911.4003 | 1317.1374 | -1594.2629 | 0 | 0 | 0 | 0 | 0
4790 | 1185.2801 | 679.89 | 3012.5336 | 1233.6119 | -1778.9217 | 0 | 0 | 0 | 0 | 0
4791 | 1296.2238 | 669.75 | 2979.6982 | 1349.0809 | -1114.7281 | 0 | 515.8891 | 0 | 0 | 0
4792 | 1491.7106 | 386.56 | 1757.1913 | 1552.5382 | 0 | 0 | 204.6531 | 0 | 0 | 0
4793 | 1623.4698 | 167.8 | 752.1631 | 752.1631 | 0 | 0 | 0 | 900.775 | 0 | 0
4794 | 1365.0331 | 9.79 | 16.3579 | 16.3579 | 0 | 0 | 0 | 1349.316 | 0 | 0
4795 | 1483.589 | 0 | 0 | 0 | 0 | 0 | 0 | 0 | 0 | 1544.085
4796 | 1207.3155 | 0 | 0 | 0 | 0 | 0 | 0 | 0 | 0 | 1256.5454
4797 | 1394.4908 | 0 | 0 | 0 | 0 | 0 | 0 | 0 | 0 | 1451.3539
4798 | 1198.3366 | 0 | 0 | 0 | 0 | 0 | 0 | 0 | 0 | 1247.2013
4799 | 1087.8272 | 0 | 0 | 0 | 0 | 0 | 0 | 0 | 0 | 1132.1851
4800 | 982.8432 | 0 | 0 | 0 | 0 | 0 | 0 | 982.843 | 0 | 0
4801 | 1308.846 | 0 | 0 | 0 | 0 | 0 | 0 | 1308.846 | 0 | 0
4802 | 1232.1801 | 0 | 0 | 0 | 0 | 0 | 0 | 1232.18 | 0 | 0
4803 | 1165.8744 | 0 | 0 | 0 | 0 | 0 | 0 | 1165.874 | 0 | 0
4804 | 1230.108 | 0 | 0 | 0 | 0 | 0 | 0 | 1230.108 | 0 | 0
4805 | 1178.9974 | 0 | 0 | 0 | 0 | 0 | 0 | 95.927 | 0 | 1127.2341
4806 | 1110.6197 | 0 | 0 | 0 | 0 | 0 | 0 | 0 | 0 | 1155.9075
4807 | 929.6605 | 39.21 | 149.9249 | 149.9249 | 0 | 0 | 0 | 0 | 0 | 817.6436
4808 | 777.6212 | 312.3 | 1404.9987 | 809.3309 | -595.6678 | 0 | 0 | 0 | 0 | 0
4809 | 947.273 | 400.15 | 1828.4273 | 985.8998 | -842.5275 | 0 | 0 | 0 | 0 | 0
4810 | 1179.9083 | 338.99 | 1522.7418 | 1228.0209 | -294.7209 | 0 | 0 | 0 | 0 | 0
4811 | 1059.5877 | 594.8 | 2641.5904 | 1102.7936 | -1538.7968 | 0 | 0 | 0 | 0 | 0
4812 | 1194.5136 | 552.01 | 2443.0476 | 1243.2225 | -1199.8252 | 0 | 0 | 0 | 0 | 0
4813 | 1267.6269 | 696.77 | 3062.4587 | 1319.3168 | -1743.1419 | 0 | 0 | 0 | 0 | 0
4814 | 887.0799 | 662.28 | 2927.83 | 923.2523 | -2004.5777 | 0 | 0 | 0 | 0 | 0
4815 | 1241.5596 | 609.05 | 2724.4237 | 1292.1868 | -1432.2369 | 0 | 0 | 0 | 0 | 0
4816 | 536.721 | 390.93 | 1777.5541 | 558.6068 | -1179.3417 | 0 | 39.6057 | 0 | 0 | 0
4817 | 511.4393 | 196.5 | 887.41 | 532.2938 | 0 | 0 | 355.1162 | 0 | 0 | 0
4818 | 220.4508 | 59.13 | 238.0475 | 229.4403 | 0 | 0 | 8.6072 | 0 | 0 | 0
4819 | 219.6375 | 0 | 0 | 0 | 0 | 0 | 0 | 0 | 0 | 228.5931
4820 | 234.8325 | 0 | 0 | 0 | 0 | 0 | 0 | 0 | 0 | 244.4087
4821 | 155.4039 | 0 | 0 | 0 | 0 | 0 | 0 | 0 | 0 | 161.7409
4822 | 212.04 | 0 | 0 | 0 | 0 | 0 | 0 | 0 | 0 | 220.6863
4823 | 91.1703 | 0 | 0 | 0 | 0 | 0 | 0 | 0 | 0 | 94.8876
4824 | 85.6448 | 0 | 0 | 0 | 0 | 0 | 0 | 0 | 0 | 89.1373
4825 | 78.738 | 0 | 0 | 0 | 0 | 0 | 0 | 0 | 0 | 81.9487
4826 | 84.9541 | 0 | 0 | 0 | 0 | 0 | 0 | 0 | 0 | 88.4182
4827 | 77.3566 | 0 | 0 | 0 | 0 | 0 | 0 | 0 | 0 | 80.5114
4828 | 82.1914 | 0 | 0 | 0 | 0 | 0 | 0 | 0 | 0 | 85.5425
4829 | 78.738 | 0 | 0 | 0 | 0 | 0 | 0 | 0 | 0 | 81.9487
4830 | 83.5728 | 0 | 0 | 0 | 0 | 0 | 0 | 0 | 0 | 86.9808
4831 | 66.9963 | 71.86 | 295.2882 | 69.7289 | -225.5592 | 0 | 0 | 0 | 0 | 0
4832 | 81.1985 | 220.74 | 1010.3341 | 84.51 | -925.824 | 0 | 0 | 0 | 0 | 0
4833 | 713.0577 | 338.95 | 1550.1506 | 742.1342 | -567.8156 | 0 | 240.2009 | 0 | 0 | 0
4834 | 1109.9109 | 596.18 | 2689.1237 | 1155.1696 | 0 | 0 | 1533.9541 | 0 | 0 | 0
4835 | 1211.7488 | 745.4 | 3309.2841 | 1261.1602 | 0 | 0 | 2048.1238 | 0 | 0 | 0
4836 | 1105.1884 | 926.97 | 4125.9795 | 1150.254 | 0 | 0 | 2975.7255 | 0 | 0 | 0
4837 | 969.134 | 733.96 | 3241.0226 | 1008.6522 | 0 | 0 | 2232.3705 | 0 | 0 | 0
4838 | 1192.262 | 524.59 | 2337.7283 | 1240.8786 | 0 | 0 | 1096.8497 | 0 | 0 | 0
4839 | 1204.9136 | 546.24 | 2450.7348 | 1254.0465 | 0 | 0 | 1196.6883 | 0 | 0 | 0
4840 | 1193.8661 | 432.42 | 1965.8078 | 1242.548 | 0 | 0 | 723.2597 | 0 | 0 | 0
4841 | 893.7415 | 163.68 | 732.8734 | 732.8734 | 0 | 0 | 0 | 189.581 | 0 | 0
4842 | 898.8077 | 25.47 | 85.7527 | 85.7527 | 0 | 0 | 0 | 816.414 | 0 | 0
4843 | 882.694 | 0 | 0 | 0 | 0 | 0 | 0 | 0 | 0 | 918.6874
4844 | 1020.8308 | 0 | 0 | 0 | 0 | 0 | 0 | 0 | 0 | 1062.4572
4845 | 1455.9617 | 0 | 0 | 0 | 0 | 0 | 0 | 0 | 0 | 1515.3315
4846 | 774.9473 | 0 | 0 | 0 | 0 | 0 | 0 | 0 | 0 | 806.5469
4847 | 1051.2209 | 0 | 0 | 0 | 0 | 0 | 0 | 0 | 0 | 1094.0864
4848 | 1114.0731 | 0 | 0 | 0 | 0 | 0 | 0 | 1114.073 | 0 | 0
4849 | 966.9575 | 0 | 0 | 0 | 0 | 0 | 0 | 966.957 | 0 | 0
4850 | 895.1263 | 0 | 0 | 0 | 0 | 0 | 0 | 895.126 | 0 | 0
4851 | 941.4022 | 0 | 0 | 0 | 0 | 0 | 0 | 941.402 | 0 | 0
4852 | 939.3301 | 0 | 0 | 0 | 0 | 0 | 0 | 939.33 | 0 | 0
4853 | 1111.3104 | 0 | 0 | 0 | 0 | 0 | 0 | 1111.31 | 0 | 0
4854 | 1126.5055 | 0 | 0 | 0 | 0 | 0 | 0 | 1126.505 | 0 | 0
4855 | 1100.2595 | 97.79 | 338.2327 | 338.2327 | 0 | 0 | 0 | 65.409 | 0 | 738.8152
4856 | 882.8235 | 200.67 | 913.1942 | 913.1942 | 0 | 0 | 0 | 0 | 0 | 5.6285
4857 | 886.201 | 348.05 | 1589.3005 | 922.3374 | -666.9631 | 0 | 0 | 0 | 0 | 0
4858 | 1103.5739 | 412.36 | 1856.6396 | 1148.5742 | -708.0654 | 0 | 0 | 0 | 0 | 0
4859 | 1112.4017 | 584.12 | 2602.3146 | 1157.7611 | -1444.5534 | 0 | 0 | 0 | 0 | 0
4860 | 1166.9312 | 595.95 | 2643.5096 | 1214.5147 | -1428.9949 | 0 | 0 | 0 | 0 | 0
4861 | 990.0065 | 750.35 | 3312.0609 | 1030.3753 | -2093.1229 | 0 | 188.5627 | 0 | 0 | 0
4862 | 1284.0444 | 367.96 | 1643.4355 | 1336.4042 | -307.0312 | 0 | 0 | 0 | 0 | 0
4863 | 1002.3878 | 274.51 | 1229.4145 | 1043.2622 | -186.1523 | 0 | 0 | 0 | 0 | 0
4864 | 1384.9171 | 204.9 | 919.9457 | 919.9457 | 0 | 0 | 0 | 204.05 | 0 | 309.0732
4865 | 1471.9052 | 79.26 | 336.1282 | 336.1282 | 0 | 0 | 0 | 0 | 0 | 1195.7963
4866 | 1181.0885 | 58.08 | 233.9271 | 233.9271 | 0 | 0 | 0 | 0 | 0 | 995.3219
4867 | 1185.2136 | 0 | 0 | 0 | 0 | 0 | 0 | 0 | 0 | 1233.5432
4868 | 1040.17 | 0 | 0 | 0 | 0 | 0 | 0 | 0 | 0 | 1082.5848
4869 | 1251.5192 | 0 | 0 | 0 | 0 | 0 | 0 | 0 | 0 | 1302.5519
4870 | 1156.8955 | 0 | 0 | 0 | 0 | 0 | 0 | 0 | 0 | 1204.0705
4871 | 1042.9327 | 0 | 0 | 0 | 0 | 0 | 0 | 0 | 0 | 1085.4605
4872 | 1049.8395 | 0 | 0 | 0 | 0 | 0 | 0 | 0 | 0 | 1092.6491
4873 | 880.622 | 0 | 0 | 0 | 0 | 0 | 0 | 880.622 | 0 | 0
4874 | 931.0419 | 0 | 0 | 0 | 0 | 0 | 0 | 931.042 | 0 | 0
4875 | 782.5449 | 0 | 0 | 0 | 0 | 0 | 0 | 782.545 | 0 | 0
4876 | 743.1759 | 0 | 0 | 0 | 0 | 0 | 0 | 743.176 | 0 | 0
4877 | 860.5921 | 0 | 0 | 0 | 0 | 0 | 0 | 860.592 | 0 | 0
4878 | 848.8505 | 0 | 0 | 0 | 0 | 0 | 0 | 848.851 | 0 | 0
4879 | 506.2713 | 72.38 | 295.8096 | 295.8096 | 0 | 0 | 0 | 0 | 0 | 231.1066
4880 | 90.0212 | 196.43 | 895.0316 | 93.6918 | -801.3398 | 0 | 0 | 0 | 0 | 0
4881 | 76.9871 | 441.29 | 2030.9458 | 80.1263 | -1950.8195 | 0 | 0 | 0 | 0 | 0
4882 | 90.8526 | 572.73 | 2592.7623 | 94.5567 | -2093.1229 | 0 | 405.0828 | 0 | 0 | 0
4883 | 77.379 | 688.37 | 3075.3684 | 80.5332 | -2093.1229 | 0 | 901.7124 | 0 | 0 | 0
4884 | 103.2926 | 750.7 | 3329.1796 | 107.5039 | -2093.1229 | 0 | 1128.5528 | 0 | 0 | 0
4885 | 71.5652 | 710.93 | 3154.0522 | 74.4832 | -1799.3105 | 0 | 1280.2585 | 0 | 0 | 0
4886 | 75.749 | 649.69 | 2901.9501 | 78.8378 | 0 | 0 | 2823.1123 | 0 | 0 | 0
4887 | 91.6762 | 600.16 | 2711.9334 | 95.4143 | 0 | 0 | 2616.5191 | 0 | 0 | 0
4888 | 85.3392 | 398.12 | 1823.0361 | 88.8189 | 0 | 0 | 1734.2172 | 0 | 0 | 0
4889 | 76.2014 | 267.55 | 1222.2248 | 79.3082 | 0 | 0 | 1142.9165 | 0 | 0 | 0
4890 | 81.8383 | 88.51 | 352.534 | 85.1751 | 0 | 0 | 267.3589 | 0 | 0 | 0
4891 | 78.0473 | 0 | 0 | 0 | 0 | 0 | 0 | 0 | 0 | 81.2295
4892 | 82.8821 | 0 | 0 | 0 | 0 | 0 | 0 | 0 | 0 | 86.2617
4893 | 75.2845 | 0 | 0 | 0 | 0 | 0 | 0 | 0 | 0 | 78.3549
4894 | 79.4286 | 0 | 0 | 0 | 0 | 0 | 0 | 0 | 0 | 82.6679
4895 | 75.9752 | 0 | 0 | 0 | 0 | 0 | 0 | 0 | 0 | 79.073
4896 | 78.738 | 0 | 0 | 0 | 0 | 0 | 0 | 0 | 0 | 81.9487
4897 | 74.5939 | 0 | 0 | 0 | 0 | 0 | 0 | 0 | 0 | 77.6357
4898 | 80.81 | 0 | 0 | 0 | 0 | 0 | 0 | 0 | 0 | 84.1052
4899 | 74.5939 | 0 | 0 | 0 | 0 | 0 | 0 | 0 | 0 | 77.6357
4900 | 77.3566 | 0 | 0 | 0 | 0 | 0 | 0 | 0 | 0 | 80.5114
4901 | 71.8311 | 0 | 0 | 0 | 0 | 0 | 0 | 0 | 0 | 74.76
4902 | 79.4286 | 0 | 0 | 0 | 0 | 0 | 0 | 0 | 0 | 82.6679
4903 | 66.3057 | 42.13 | 163.0637 | 69.0097 | -94.054 | 0 | 0 | 0 | 0 | 0
4904 | 72.9207 | 129.94 | 577.4917 | 75.8945 | -501.5972 | 0 | 0 | 0 | 0 | 0
4905 | 154.285 | 362.47 | 1658.917 | 160.5752 | -480.3487 | 0 | 1017.9931 | 0 | 0 | 0
4906 | 105.3492 | 576.18 | 2604.6719 | 109.6458 | 0 | 0 | 2495.0261 | 0 | 0 | 0
4907 | 130.5488 | 663.59 | 2967.2734 | 135.8724 | 0 | 0 | 2831.401 | 0 | 0 | 0
4908 | 202.7269 | 625.23 | 2788.7458 | 210.9936 | 0 | 0 | 2577.7522 | 0 | 0 | 0
4909 | 354.6912 | 464.85 | 2080.8105 | 369.1542 | 0 | 0 | 1711.6563 | 0 | 0 | 0
4910 | 688.6006 | 549.88 | 2471.9073 | 716.6789 | 0 | 0 | 1755.2284 | 0 | 0 | 0
4911 | 987.823 | 458.34 | 2078.604 | 1028.1033 | 0 | 0 | 1050.5008 | 0 | 0 | 0
4912 | 1032.5448 | 412.68 | 1897.3663 | 1074.6489 | 0 | 0 | 822.7174 | 0 | 0 | 0
4913 | 1329.4033 | 191.54 | 870.9803 | 870.9803 | 0 | 0 | 0 | 492.548 | 0 | 0
4914 | 1196.1437 | 18.61 | 55.2798 | 55.2798 | 0 | 0 | 0 | 1143.03 | 0 | 0
4915 | 1400.707 | 0 | 0 | 0 | 0 | 0 | 0 | 0 | 0 | 1457.8233
4916 | 823.2952 | 0 | 0 | 0 | 0 | 0 | 0 | 0 | 0 | 856.8663
4917 | 1177.6161 | 0 | 0 | 0 | 0 | 0 | 0 | 0 | 0 | 1225.6354
4918 | 1352.3591 | 0 | 0 | 0 | 0 | 0 | 0 | 0 | 0 | 1407.5039
4919 | 1335.092 | 0 | 0 | 0 | 0 | 0 | 0 | 0 | 0 | 1389.5328
4920 | 1360.6473 | 0 | 0 | 0 | 0 | 0 | 0 | 1360.647 | 0 | 0
4921 | 1288.1255 | 0 | 0 | 0 | 0 | 0 | 0 | 1288.125 | 0 | 0
4922 | 1518.8139 | 0 | 0 | 0 | 0 | 0 | 0 | 1518.814 | 0 | 0
4923 | 1469.7754 | 0 | 0 | 0 | 0 | 0 | 0 | 1469.775 | 0 | 0
4924 | 1038.0979 | 0 | 0 | 0 | 0 | 0 | 0 | 1038.098 | 0 | 0
4925 | 1302.6298 | 0 | 0 | 0 | 0 | 0 | 0 | 1302.63 | 0 | 0
4926 | 1125.8148 | 0 | 0 | 0 | 0 | 0 | 0 | 1125.815 | 0 | 0
4927 | 1215.6037 | 6.85 | 4.1371 | 4.1371 | 0 | 0 | 0 | 97.246 | 0 | 1159.8229
4928 | 1164.5561 | 17.63 | 51.7776 | 51.7776 | 0 | 0 | 0 | 0 | 0 | 1160.2653
4929 | 1265.2017 | 138.91 | 613.6493 | 613.6493 | 0 | 0 | 0 | 0 | 0 | 703.1436
4930 | 1521.9772 | 485.18 | 2197.3972 | 1584.0383 | -613.3589 | 0 | 0 | 0 | 0 | 0
4931 | 1459.9884 | 750.17 | 3344.4582 | 1519.5216 | -1824.9365 | 0 | 0 | 0 | 0 | 0
4932 | 1450.6684 | 807.57 | 3573.9068 | 1509.8216 | -2064.0852 | 0 | 0 | 0 | 0 | 0
4933 | 1401.7369 | 755.13 | 3348.7097 | 1458.8953 | -1889.8144 | 0 | 0 | 0 | 0 | 0
4934 | 1375.3968 | 845.43 | 3806.6775 | 1431.4813 | -2093.1229 | 0 | 282.0734 | 0 | 0 | 0
4935 | 1381.8306 | 709.37 | 3238.4384 | 1438.1776 | -1800.2608 | 0 | 0 | 0 | 0 | 0
4936 | 1788.7211 | 435.37 | 1993.4092 | 1861.6593 | -131.7499 | 0 | 0 | 0 | 0 | 0
4937 | 1525.3581 | 303.27 | 1364.0494 | 1364.0494 | 0 | 0 | 0 | 214.751 | 0 | 0
4938 | 1702.6602 | 95.1 | 341.3696 | 341.3696 | 0 | 0 | 0 | 1374.666 | 0 | 0
4939 | 1469.7754 | 0 | 0 | 0 | 0 | 0 | 0 | 0 | 0 | 1529.7077
4940 | 1623.7979 | 0 | 0 | 0 | 0 | 0 | 0 | 0 | 0 | 1690.0113
4941 | 1571.3059 | 0 | 0 | 0 | 0 | 0 | 0 | 0 | 0 | 1635.3788
4942 | 1333.0199 | 0 | 0 | 0 | 0 | 0 | 0 | 0 | 0 | 1387.3763
4943 | 1336.4734 | 0 | 0 | 0 | 0 | 0 | 0 | 0 | 0 | 1390.9701
4944 | 1509.1443 | 0 | 0 | 0 | 0 | 0 | 0 | 475.474 | 0 | 1075.8197
4945 | 1440.7666 | 0 | 0 | 0 | 0 | 0 | 0 | 1440.767 | 0 | 0
4946 | 1415.902 | 0 | 0 | 0 | 0 | 0 | 0 | 1415.902 | 0 | 0
4947 | 1212.8409 | 0 | 0 | 0 | 0 | 0 | 0 | 1212.841 | 0 | 0
4948 | 1147.9167 | 0 | 0 | 0 | 0 | 0 | 0 | 1147.917 | 0 | 0
4949 | 1229.4174 | 0 | 0 | 0 | 0 | 0 | 0 | 1229.417 | 0 | 0
4950 | 988.3687 | 0 | 0 | 0 | 0 | 0 | 0 | 988.369 | 0 | 0
4951 | 1297.7951 | 98.75 | 327.8239 | 327.8239 | 0 | 0 | 0 | 0 | 0 | 1022.891
4952 | 1047.8219 | 319.17 | 1433.1632 | 1090.5488 | -342.6144 | 0 | 0 | 0 | 0 | 0
4953 | 1384.7712 | 543.83 | 2516.2205 | 1441.2386 | -1074.9819 | 0 | 0 | 0 | 0 | 0
4954 | 1349.7673 | 733.06 | 3304.2894 | 1404.8062 | -1899.4832 | 0 | 0 | 0 | 0 | 0
4955 | 1301.2096 | 865.37 | 3828.8097 | 1354.2681 | -2093.1229 | 0 | 381.4187 | 0 | 0 | 0
4956 | 1364.7042 | 933.3 | 4103.6736 | 1420.3523 | -2093.1229 | 0 | 590.1985 | 0 | 0 | 0
4957 | 1493.1455 | 932.37 | 4106.4983 | 1554.0307 | -2093.1229 | 0 | 459.3448 | 0 | 0 | 0
4958 | 1284.4951 | 847.15 | 3769.5843 | 1336.8726 | -1234.3894 | 0 | 1198.3223 | 0 | 0 | 0
4959 | 1168.1969 | 710.99 | 3218.7823 | 1215.8323 | 0 | 0 | 2002.95 | 0 | 0 | 0
4960 | 1479.6564 | 523.31 | 2415.8896 | 1539.9916 | 0 | 0 | 875.898 | 0 | 0 | 0
4961 | 1510.8356 | 188.46 | 848.6494 | 848.6494 | 0 | 0 | 0 | 695.435 | 0 | 0
4962 | 1394.1765 | 92.01 | 359.4718 | 359.4718 | 0 | 0 | 0 | 1048.788 | 0 | 0
4963 | 1384.1314 | 0 | 0 | 0 | 0 | 0 | 0 | 0 | 0 | 1440.5714
4964 | 1029.119 | 0 | 0 | 0 | 0 | 0 | 0 | 0 | 0 | 1071.0832
4965 | 1141.7005 | 0 | 0 | 0 | 0 | 0 | 0 | 0 | 0 | 1188.2549
4966 | 1211.4596 | 0 | 0 | 0 | 0 | 0 | 0 | 0 | 0 | 1260.8595
4967 | 1361.338 | 0 | 0 | 0 | 0 | 0 | 0 | 0 | 0 | 1416.849
4968 | 1071.2507 | 0 | 0 | 0 | 0 | 0 | 0 | 1071.251 | 0 | 0
4969 | 1274.3118 | 0 | 0 | 0 | 0 | 0 | 0 | 1274.312 | 0 | 0
4970 | 875.7872 | 0 | 0 | 0 | 0 | 0 | 0 | 875.787 | 0 | 0
4971 | 1036.7165 | 0 | 0 | 0 | 0 | 0 | 0 | 1036.717 | 0 | 0
4972 | 911.7028 | 0 | 0 | 0 | 0 | 0 | 0 | 911.703 | 0 | 0
4973 | 1306.0833 | 0 | 0 | 0 | 0 | 0 | 0 | 807.301 | 0 | 519.1207
4974 | 1031.1911 | 0 | 0 | 0 | 0 | 0 | 0 | 0 | 0 | 1073.2397
4975 | 1167.9465 | 34.3 | 127.0736 | 127.0736 | 0 | 0 | 0 | 0 | 0 | 1088.4985
4976 | 1102.0699 | 108 | 473.3297 | 473.3297 | 0 | 0 | 0 | 0 | 0 | 673.6792
4977 | 1017.1236 | 280.13 | 1270.5314 | 1058.5991 | -211.9323 | 0 | 0 | 0 | 0 | 0
4978 | 1192.6799 | 333.51 | 1495.1404 | 1241.3137 | -253.8267 | 0 | 0 | 0 | 0 | 0
4979 | 1048.5359 | 687.02 | 3033.0713 | 1091.2919 | -1941.7793 | 0 | 0 | 0 | 0 | 0
4980 | 1037.4685 | 750.19 | 3287.9617 | 1079.7726 | -2093.1229 | 0 | 115.0662 | 0 | 0 | 0
4981 | 1077.8269 | 717.87 | 3152.5826 | 1121.7763 | -2030.8064 | 0 | 0 | 0 | 0 | 0
4982 | 1076.3005 | 715.23 | 3157.6804 | 1120.1891 | -2037.4913 | 0 | 0 | 0 | 0 | 0
4983 | 852.6441 | 276.8 | 1234.7276 | 887.4121 | -347.3155 | 0 | 0 | 0 | 0 | 0
4984 | 422.9472 | 303.69 | 1373.5954 | 440.1934 | -933.4019 | 0 | 0 | 0 | 0 | 0
4985 | 167.4831 | 91.7 | 393.2731 | 174.3124 | -218.9607 | 0 | 0 | 0 | 0 | 0
4986 | 147.3263 | 71.04 | 287.1389 | 153.3345 | -133.8043 | 0 | 0 | 0 | 0 | 0
4987 | 102.2212 | 0 | 0 | 0 | 0 | 0 | 0 | 0 | 0 | 106.3892
4988 | 109.8187 | 0 | 0 | 0 | 0 | 0 | 0 | 0 | 0 | 114.2971
4989 | 87.0262 | 0 | 0 | 0 | 0 | 0 | 0 | 0 | 0 | 90.5746
4990 | 81.5007 | 0 | 0 | 0 | 0 | 0 | 0 | 0 | 0 | 84.8243
4991 | 81.5007 | 0 | 0 | 0 | 0 | 0 | 0 | 0 | 0 | 84.8243
4992 | 85.6448 | 0 | 0 | 0 | 0 | 0 | 0 | 0 | 0 | 89.1373
4993 | 80.1193 | 0 | 0 | 0 | 0 | 0 | 0 | 0 | 0 | 83.386
4994 | 78.738 | 0 | 0 | 0 | 0 | 0 | 0 | 0 | 0 | 81.9487
4995 | 73.9032 | 0 | 0 | 0 | 0 | 0 | 0 | 0 | 0 | 76.9165
4996 | 80.81 | 0 | 0 | 0 | 0 | 0 | 0 | 0 | 0 | 84.1052
4997 | 77.3566 | 0 | 0 | 0 | 0 | 0 | 0 | 0 | 0 | 80.5114
4998 | 80.81 | 0 | 0 | 0 | 0 | 0 | 0 | 0 | 0 | 84.1052
4999 | 70.4498 | 37.24 | 141.171 | 73.3227 | -67.8482 | 0 | 0 | 0 | 0 | 0
5000 | 82.0705 | 116.12 | 513.1154 | 85.4176 | -427.6979 | 0 | 0 | 0 | 0 | 0
5001 | 531.2024 | 368.2 | 1677.0619 | 552.8627 | -1124.1992 | 0 | 0 | 0 | 0 | 0
5002 | 1284.5469 | 509.29 | 2288.8586 | 1336.9267 | -189.4484 | 0 | 762.4835 | 0 | 0 | 0
5003 | 1356.1138 | 367.36 | 1640.9824 | 1411.412 | 0 | 0 | 229.5704 | 0 | 0 | 0
5004 | 1186.715 | 624.2 | 2765.09 | 1235.1054 | 0 | 0 | 1529.9846 | 0 | 0 | 0
5005 | 1505.9819 | 459.35 | 2044.222 | 1567.3911 | 0 | 0 | 476.8308 | 0 | 0 | 0
5006 | 1112.084 | 119.23 | 507.4245 | 507.4245 | 0 | 0 | 0 | 624.54 | 0 | 0
5007 | 1330.2779 | 79.42 | 327.1224 | 327.1224 | 0 | 0 | 0 | 1015.972 | 0 | 0
5008 | 1190.5629 | 225.5 | 1014.543 | 1014.543 | 0 | 0 | 0 | 147.847 | 0 | 70.6916
5009 | 1041.9355 | 87.83 | 376.0399 | 376.0399 | 0 | 0 | 0 | 0 | 0 | 708.3829
5010 | 1168.6743 | 48.75 | 192.1638 | 192.1638 | 0 | 0 | 0 | 0 | 0 | 1024.166
5011 | 1443.5337 | 0 | 0 | 0 | 0 | 0 | 0 | 0 | 0 | 1502.3967
5012 | 1038.0979 | 0 | 0 | 0 | 0 | 0 | 0 | 0 | 0 | 1080.4283
5013 | 1286.7441 | 0 | 0 | 0 | 0 | 0 | 0 | 0 | 0 | 1339.2133
5014 | 712.7858 | 0 | 0 | 0 | 0 | 0 | 0 | 0 | 0 | 741.8511
5015 | 1145.8446 | 0 | 0 | 0 | 0 | 0 | 0 | 0 | 0 | 1192.5689
5016 | 1181.7602 | 0 | 0 | 0 | 0 | 0 | 0 | 0 | 0 | 1229.9484
5017 | 911.7028 | 0 | 0 | 0 | 0 | 0 | 0 | 911.703 | 0 | 0
5018 | 1009.0892 | 0 | 0 | 0 | 0 | 0 | 0 | 1009.089 | 0 | 0
5019 | 973.8643 | 0 | 0 | 0 | 0 | 0 | 0 | 973.864 | 0 | 0
5020 | 848.1598 | 0 | 0 | 0 | 0 | 0 | 0 | 848.16 | 0 | 0
5021 | 780.4728 | 0 | 0 | 0 | 0 | 0 | 0 | 780.473 | 0 | 0
5022 | 770.8032 | 0 | 0 | 0 | 0 | 0 | 0 | 770.803 | 0 | 0
5023 | 969.0295 | 46.87 | 185.8255 | 185.8255 | 0 | 0 | 0 | 0 | 0 | 822.7184
5024 | 708.5433 | 158.44 | 717.6427 | 717.6427 | 0 | 0 | 0 | 0 | 0 | 19.7925
5025 | 1101.8299 | 441.37 | 2039.4302 | 1146.7591 | -892.6711 | 0 | 0 | 0 | 0 | 0
5026 | 952.1242 | 573.48 | 2610.7636 | 990.9486 | -1619.815 | 0 | 0 | 0 | 0 | 0
5027 | 1203.6531 | 717.55 | 3226.7692 | 1252.7341 | -1974.0351 | 0 | 0 | 0 | 0 | 0
5028 | 1159.54 | 742.37 | 3321.4924 | 1206.8213 | -2093.1229 | 0 | 21.5482 | 0 | 0 | 0
5029 | 964.4063 | 671.6 | 3009.1698 | 1003.7314 | -2005.4385 | 0 | 0 | 0 | 0 | 0
5030 | 1140.2509 | 243.02 | 1083.9087 | 1083.9087 | 0 | 0 | 0 | 0 | 0 | 102.8381
5031 | 833.8618 | 511.18 | 2321.1362 | 867.8632 | -1453.2731 | 0 | 0 | 0 | 0 | 0
5032 | 1036.9885 | 541.06 | 2531.4627 | 1079.2741 | -906.9287 | 0 | 545.2598 | 0 | 0 | 0
5033 | 1019.831 | 233.16 | 1065.9854 | 1061.4164 | 0 | 0 | 4.569 | 0 | 0 | 0
5034 | 933.7278 | 86.59 | 345.2069 | 345.2069 | 0 | 0 | 0 | 0 | 0 | 626.5955
5035 | 870.2617 | 0 | 0 | 0 | 0 | 0 | 0 | 0 | 0 | 905.7485
5036 | 1061.5812 | 0 | 0 | 0 | 0 | 0 | 0 | 0 | 0 | 1104.8689
5037 | 730.0529 | 0 | 0 | 0 | 0 | 0 | 0 | 0 | 0 | 759.8222
5038 | 1020.8308 | 0 | 0 | 0 | 0 | 0 | 0 | 0 | 0 | 1062.4572
5039 | 954.5252 | 0 | 0 | 0 | 0 | 0 | 0 | 0 | 0 | 993.4475
5040 | 756.9896 | 0 | 0 | 0 | 0 | 0 | 0 | 0 | 0 | 787.8576
5041 | 995.2755 | 0 | 0 | 0 | 0 | 0 | 0 | 995.276 | 0 | 0
5042 | 975.9364 | 0 | 0 | 0 | 0 | 0 | 0 | 975.936 | 0 | 0
5043 | 974.555 | 0 | 0 | 0 | 0 | 0 | 0 | 974.555 | 0 | 0
5044 | 919.3003 | 0 | 0 | 0 | 0 | 0 | 0 | 337.082 | 0 | 605.959
5045 | 1018.0681 | 0 | 0 | 0 | 0 | 0 | 0 | 0 | 0 | 1059.5815
5046 | 664.4379 | 0 | 0 | 0 | 0 | 0 | 0 | 0 | 0 | 691.5317
5047 | 891.6729 | 58.4 | 237.5615 | 237.5615 | 0 | 0 | 0 | 0 | 0 | 690.4711
5048 | 882.8417 | 195.94 | 894.6174 | 894.6174 | 0 | 0 | 0 | 0 | 0 | 24.2241
5049 | 1164.6709 | 546.64 | 2563.8246 | 1212.1625 | -1351.662 | 0 | 0 | 0 | 0 | 0
5050 | 1275.9643 | 738.34 | 3389.3167 | 1327.9937 | -2061.323 | 0 | 0 | 0 | 0 | 0
5051 | 1281.6469 | 446.69 | 2002.5232 | 1333.9085 | -668.6148 | 0 | 0 | 0 | 0 | 0
5052 | 1165.2105 | 941.41 | 4207.0144 | 1212.7246 | -2093.1229 | 0 | 901.167 | 0 | 0 | 0
5053 | 1262.2861 | 490.79 | 2187.6233 | 1313.758 | -873.8653 | 0 | 0 | 0 | 0 | 0
5054 | 1118.1698 | 580.28 | 2589.7951 | 1163.7654 | -1426.0297 | 0 | 0 | 0 | 0 | 0
5055 | 1150.1519 | 593.1 | 2668.712 | 1197.0515 | -1471.6605 | 0 | 0 | 0 | 0 | 0
5056 | 1238.5577 | 374.02 | 1706.6595 | 1289.0614 | -417.5982 | 0 | 0 | 0 | 0 | 0
5057 | 954.5088 | 129.05 | 571.9443 | 571.9443 | 0 | 0 | 0 | 404.972 | 0 | 0
5058 | 1051.3962 | 42.1 | 161.7378 | 161.7378 | 0 | 0 | 0 | 76.08 | 0 | 853.3485
5059 | 866.1271 | 0 | 0 | 0 | 0 | 0 | 0 | 0 | 0 | 901.4449
5060 | 1031.8818 | 0 | 0 | 0 | 0 | 0 | 0 | 0 | 0 | 1073.9588
5061 | 910.3214 | 0 | 0 | 0 | 0 | 0 | 0 | 0 | 0 | 947.441
5062 | 1085.7551 | 0 | 0 | 0 | 0 | 0 | 0 | 0 | 0 | 1130.0286
5063 | 1110.6197 | 0 | 0 | 0 | 0 | 0 | 0 | 0 | 0 | 1155.9075
5064 | 991.1314 | 0 | 0 | 0 | 0 | 0 | 0 | 0 | 0 | 1031.5461
5065 | 1030.5004 | 0 | 0 | 0 | 0 | 0 | 0 | 1030.5 | 0 | 0
5066 | 809.4815 | 0 | 0 | 0 | 0 | 0 | 0 | 809.482 | 0 | 0
5067 | 1055.365 | 0 | 0 | 0 | 0 | 0 | 0 | 1055.365 | 0 | 0
5068 | 926.8978 | 0 | 0 | 0 | 0 | 0 | 0 | 926.898 | 0 | 0
5069 | 813.6256 | 0 | 0 | 0 | 0 | 0 | 0 | 813.626 | 0 | 0
5070 | 907.5587 | 0 | 0 | 0 | 0 | 0 | 0 | 907.559 | 0 | 0
5071 | 821.2232 | 80 | 324.0698 | 324.0698 | 0 | 0 | 0 | 0 | 0 | 530.64
5072 | 962.443 | 257.14 | 1179.2615 | 1001.6883 | -177.5732 | 0 | 0 | 0 | 0 | 0
5073 | 1008.2725 | 538.38 | 2514.6135 | 1049.3871 | -1465.2264 | 0 | 0 | 0 | 0 | 0
5074 | 1436.7719 | 730.72 | 3344.9806 | 1495.359 | -1849.6217 | 0 | 0 | 0 | 0 | 0
5075 | 1155.7145 | 864.71 | 3896.6694 | 1202.8403 | -2093.1229 | 0 | 600.7062 | 0 | 0 | 0
5076 | 1137.1705 | 75.73 | 305.2297 | 305.2297 | 0 | 0 | 0 | 0 | 0 | 878.3115
5077 | 1170.2102 | 365.14 | 1626.8736 | 1217.9274 | -408.9462 | 0 | 0 | 0 | 0 | 0
5078 | 1059.333 | 729.51 | 3259.587 | 1102.5282 | -2093.1229 | 0 | 63.936 | 0 | 0 | 0
5079 | 1086.2248 | 553.92 | 2505.4089 | 1130.5178 | -1374.8911 | 0 | 0 | 0 | 0 | 0
5080 | 1050.3472 | 67.64 | 276.8966 | 276.8966 | 0 | 0 | 0 | 784.299 | 0 | 0
5081 | 1100.0177 | 115.16 | 506.5669 | 506.5669 | 0 | 0 | 0 | 613.297 | 0 | 0
5082 | 961.4501 | 67.58 | 273.6473 | 273.6473 | 0 | 0 | 0 | 698.524 | 0 | 0
5083 | 1004.2544 | 0 | 0 | 0 | 0 | 0 | 0 | 0 | 0 | 1045.2043
5084 | 918.6096 | 0 | 0 | 0 | 0 | 0 | 0 | 0 | 0 | 956.068
5085 | 1251.5192 | 0 | 0 | 0 | 0 | 0 | 0 | 0 | 0 | 1302.5519
5086 | 1076.0855 | 0 | 0 | 0 | 0 | 0 | 0 | 0 | 0 | 1119.9653
5087 | 1287.4348 | 0 | 0 | 0 | 0 | 0 | 0 | 0 | 0 | 1339.9325
5088 | 1154.1328 | 0 | 0 | 0 | 0 | 0 | 0 | 747.429 | 0 | 423.2881
5089 | 1704.5439 | 0 | 0 | 0 | 0 | 0 | 0 | 1704.544 | 0 | 0
5090 | 1118.0342 | 0 | 0 | 0 | 0 | 0 | 0 | 1118.034 | 0 | 0
5091 | 1386.5855 | 0 | 0 | 0 | 0 | 0 | 0 | 1386.586 | 0 | 0
5092 | 1257.4896 | 0 | 0 | 0 | 0 | 0 | 0 | 1257.49 | 0 | 0
5093 | 1113.2529 | 0 | 0 | 0 | 0 | 0 | 0 | 1113.253 | 0 | 0
5094 | 1508.5094 | 0 | 0 | 0 | 0 | 0 | 0 | 1508.509 | 0 | 0
5095 | 1345.1473 | 41.16 | 158.8902 | 158.8902 | 0 | 0 | 0 | 0 | 0 | 1241.1086
5096 | 1347.8468 | 208.34 | 955.4799 | 955.4799 | 0 | 0 | 0 | 0 | 0 | 447.3279
5097 | 1439.8057 | 394.94 | 1820.9191 | 1498.5156 | -322.4035 | 0 | 0 | 0 | 0 | 0
5098 | 1331.5524 | 512.84 | 2328.9556 | 1385.8484 | -943.1072 | 0 | 0 | 0 | 0 | 0
5099 | 1361.5313 | 571.36 | 2563.9869 | 1417.0509 | -1146.936 | 0 | 0 | 0 | 0 | 0
5100 | 1417.9132 | 757.82 | 3359.8211 | 1475.7309 | -1884.0901 | 0 | 0 | 0 | 0 | 0
5101 | 1620.5808 | 790.48 | 3497.4961 | 1686.6631 | -1810.833 | 0 | 0 | 0 | 0 | 0
5102 | 1546.263 | 706.79 | 3148.5892 | 1609.3146 | -1539.2745 | 0 | 0 | 0 | 0 | 0
5103 | 1367.5967 | 563.35 | 2541.2366 | 1423.3632 | -1117.8734 | 0 | 0 | 0 | 0 | 0
5104 | 1582.1499 | 343.02 | 1563.8587 | 1563.8587 | 0 | 0 | 0 | 79.562 | 0 | 0
5105 | 1603.4885 | 133.9 | 595.648 | 595.648 | 0 | 0 | 0 | 1031.177 | 0 | 0
5106 | 1628.2678 | 62.77 | 253.3011 | 253.3011 | 0 | 0 | 0 | 1384.89 | 0 | 0
5107 | 1753.1561 | 0 | 0 | 0 | 0 | 0 | 0 | 0 | 0 | 1824.6441
5108 | 1494.1654 | 0 | 0 | 0 | 0 | 0 | 0 | 0 | 0 | 1555.0923
5109 | 1494.1654 | 0 | 0 | 0 | 0 | 0 | 0 | 0 | 0 | 1555.0923
5110 | 1460.6961 | 0 | 0 | 0 | 0 | 0 | 0 | 0 | 0 | 1520.2585
5111 | 1675.8559 | 0 | 0 | 0 | 0 | 0 | 0 | 0 | 0 | 1744.192
5112 | 1392.1637 | 0 | 0 | 0 | 0 | 0 | 0 | 1392.164 | 0 | 0
5113 | 1467.0712 | 0 | 0 | 0 | 0 | 0 | 0 | 1467.071 | 0 | 0
5114 | 1345.1473 | 0 | 0 | 0 | 0 | 0 | 0 | 1345.147 | 0 | 0
5115 | 1282.1932 | 0 | 0 | 0 | 0 | 0 | 0 | 1282.193 | 0 | 0
5116 | 1174.6132 | 0 | 0 | 0 | 0 | 0 | 0 | 1174.613 | 0 | 0
5117 | 1106.8777 | 0 | 0 | 0 | 0 | 0 | 0 | 1106.878 | 0 | 0
5118 | 1184.9728 | 0 | 0 | 0 | 0 | 0 | 0 | 1184.973 | 0 | 0
5119 | 1051.8925 | 74.92 | 305.2473 | 0 | -305.2473 | 0 | 0 | 1051.892 | 0 | 0
5120 | 1003.1398 | 237.13 | 1089.8931 | 860.6121 | -229.281 | 0 | 0 | 176.246 | 0 | 0
5121 | 1520.4757 | 270.6 | 1235.9505 | 1235.9505 | 0 | 0 | 0 | 332.949 | 0 | 0
5122 | 1744.6384 | 451.91 | 2055.1106 | 1815.7787 | -239.3318 | 0 | 0 | 0 | 0 | 0
5123 | 1595.175 | 645.35 | 2902.6276 | 1660.2211 | -1242.4065 | 0 | 0 | 0 | 0 | 0
5124 | 1462.4025 | 703.61 | 3146.8386 | 1522.0341 | -1624.8045 | 0 | 0 | 0 | 0 | 0
5125 | 1607.6891 | 727.57 | 3249.3936 | 1673.2454 | -1576.1482 | 0 | 0 | 0 | 0 | 0
5126 | 1637.0923 | 609.12 | 2739.7741 | 1703.8474 | -1035.9268 | 0 | 0 | 0 | 0 | 0
5127 | 1664.4276 | 404.93 | 1838.5249 | 1732.298 | -106.2269 | 0 | 0 | 0 | 0 | 0
5128 | 1619.2759 | 157.28 | 701.6626 | 701.6626 | 0 | 0 | 0 | 945.104 | 0 | 0
5129 | 1609.6674 | 164.04 | 742.7733 | 742.7733 | 0 | 0 | 0 | 895.995 | 0 | 0
5130 | 1842.5401 | 65.25 | 264.5571 | 264.5571 | 0 | 0 | 0 | 1588.349 | 0 | 0
5131 | 1522.0625 | 0 | 0 | 0 | 0 | 0 | 0 | 0 | 0 | 1584.1268
5132 | 1333.194 | 0 | 0 | 0 | 0 | 0 | 0 | 0 | 0 | 1387.5574
5133 | 1353.1162 | 0 | 0 | 0 | 0 | 0 | 0 | 0 | 0 | 1408.2917
5134 | 1412.8828 | 0 | 0 | 0 | 0 | 0 | 0 | 0 | 0 | 1470.4958
5135 | 1341.9598 | 0 | 0 | 0 | 0 | 0 | 0 | 0 | 0 | 1396.6808
5136 | 1469.4619 | 0 | 0 | 0 | 0 | 0 | 0 | 1469.462 | 0 | 0
5137 | 1242.3487 | 0 | 0 | 0 | 0 | 0 | 0 | 1242.349 | 0 | 0
5138 | 1430.4144 | 0 | 0 | 0 | 0 | 0 | 0 | 1430.414 | 0 | 0
5139 | 1263.8647 | 0 | 0 | 0 | 0 | 0 | 0 | 1263.865 | 0 | 0
5140 | 1263.8647 | 0 | 0 | 0 | 0 | 0 | 0 | 1263.865 | 0 | 0
5141 | 1340.366 | 0 | 0 | 0 | 0 | 0 | 0 | 1340.366 | 0 | 0
5142 | 1114.0497 | 0 | 0 | 0 | 0 | 0 | 0 | 1114.05 | 0 | 0
5143 | 1307.6936 | 47.82 | 189.8304 | 189.8304 | 0 | 0 | 0 | 1125.3 | 0 | 0
5144 | 1075.8529 | 154.39 | 696.3557 | 696.3557 | 0 | 0 | 0 | 406.78 | 0 | 0
5145 | 1014.0104 | 334.3 | 1529.5537 | 1055.3591 | -474.1946 | 0 | 0 | 0 | 0 | 0
5146 | 1160.599 | 502.89 | 2274.1733 | 1207.9245 | -1066.2488 | 0 | 0 | 0 | 0 | 0
5147 | 1335.6922 | 593.48 | 2651.0947 | 1390.1572 | -1260.9375 | 0 | 0 | 0 | 0 | 0
5148 | 1416.1869 | 727.01 | 3215.4299 | 1473.9346 | -1741.4954 | 0 | 0 | 0 | 0 | 0
5149 | 1072.5339 | 668.25 | 2962.9739 | 1116.2685 | -1846.7054 | 0 | 0 | 0 | 0 | 0
5150 | 1228.6313 | 130.93 | 563.0519 | 563.0519 | 0 | 0 | 0 | 687.639 | 0 | 0
5151 | 962.4338 | 52.03 | 202.5424 | 202.5424 | 0 | 0 | 0 | 767.826 | 0 | 0
5152 | 1200.7083 | 76.88 | 321.7249 | 321.7249 | 0 | 0 | 0 | 891.588 | 0 | 0
5153 | 1232.7184 | 138.16 | 617.3544 | 617.3544 | 0 | 0 | 0 | 639.551 | 0 | 0
5154 | 856.2803 | 45.89 | 179.3675 | 179.3675 | 0 | 0 | 0 | 683.941 | 0 | 0
5155 | 1170.6288 | 0 | 0 | 0 | 0 | 0 | 0 | 555.809 | 0 | 639.8904
5156 | 1184.9728 | 0 | 0 | 0 | 0 | 0 | 0 | 0 | 0 | 1233.2924
5157 | 1341.1629 | 0 | 0 | 0 | 0 | 0 | 0 | 0 | 0 | 1395.8513
5158 | 1157.0817 | 0 | 0 | 0 | 0 | 0 | 0 | 0 | 0 | 1204.2641
5159 | 1082.1742 | 0 | 0 | 0 | 0 | 0 | 0 | 0 | 0 | 1126.3016
5160 | 136.2679 | 0 | 0 | 0 | 0 | 0 | 0 | 0 | 0 | 141.8246
5161 | 105.9861 | 0 | 0 | 0 | 0 | 0 | 0 | 105.986 | 0 | 0
5162 | 87.6577 | 0 | 0 | 0 | 0 | 0 | 0 | 87.658 | 0 | 0
5163 | 91.6421 | 0 | 0 | 0 | 0 | 0 | 0 | 91.642 | 0 | 0
5164 | 87.6577 | 0 | 0 | 0 | 0 | 0 | 0 | 87.658 | 0 | 0
5165 | 91.6421 | 0 | 0 | 0 | 0 | 0 | 0 | 91.642 | 0 | 0
5166 | 84.4702 | 0 | 0 | 0 | 0 | 0 | 0 | 84.47 | 0 | 0
5167 | 82.0795 | 80.53 | 324.9992 | 85.4259 | -239.5733 | 0 | 0 | 0 | 0 | 0
5168 | 81.0455 | 257.82 | 1177.7024 | 84.3498 | -1093.3527 | 0 | 0 | 0 | 0 | 0
5169 | 801.8299 | 342.58 | 1556.5722 | 834.525 | -722.0472 | 0 | 0 | 0 | 0 | 0
5170 | 967.4233 | 509.29 | 2273.0638 | 1006.8714 | -1266.1924 | 0 | 0 | 0 | 0 | 0
5171 | 1373.2187 | 573.92 | 2529.022 | 1429.2145 | -1099.8076 | 0 | 0 | 0 | 0 | 0
5172 | 1296.8011 | 713.9 | 3101.1412 | 1349.6804 | -1751.4608 | 0 | 0 | 0 | 0 | 0
5173 | 1405.7098 | 651.13 | 2832.6322 | 1463.0293 | -1369.6029 | 0 | 0 | 0 | 0 | 0
5174 | 1424.881 | 509.1 | 2234.3042 | 1482.9831 | -751.3212 | 0 | 0 | 0 | 0 | 0
5175 | 1143.2188 | 726.93 | 3225.3059 | 1189.8358 | -2035.4701 | 0 | 0 | 0 | 0 | 0
5176 | 1188.5309 | 533.35 | 2424.9267 | 1236.9955 | -502.0093 | 0 | 685.9219 | 0 | 0 | 0
5177 | 1249.3245 | 308.69 | 1365.3024 | 1300.2674 | 0 | 0 | 65.035 | 0 | 0 | 0
5178 | 1404.2924 | 5.87 | 0 | 0 | 0 | 0 | 0 | 1404.292 | 0 | 0
5179 | 1160.2693 | 0 | 0 | 0 | 0 | 0 | 0 | 0 | 0 | 1207.581
5180 | 1162.6599 | 0 | 0 | 0 | 0 | 0 | 0 | 0 | 0 | 1210.0695
5181 | 1369.8509 | 0 | 0 | 0 | 0 | 0 | 0 | 0 | 0 | 1425.7091
5182 | 1357.1007 | 0 | 0 | 0 | 0 | 0 | 0 | 0 | 0 | 1412.4392
5183 | 1209.6763 | 0 | 0 | 0 | 0 | 0 | 0 | 0 | 0 | 1259.0027
5184 | 945.9063 | 0 | 0 | 0 | 0 | 0 | 0 | 945.906 | 0 | 0
5185 | 1825.6709 | 0 | 0 | 0 | 0 | 0 | 0 | 1825.671 | 0 | 0
5186 | 1777.8576 | 0 | 0 | 0 | 0 | 0 | 0 | 1777.858 | 0 | 0
5187 | 1880.6562 | 0 | 0 | 0 | 0 | 0 | 0 | 1880.656 | 0 | 0
5188 | 2020.9085 | 0 | 0 | 0 | 0 | 0 | 0 | 2020.909 | 0 | 0
5189 | 2148.4107 | 0 | 0 | 0 | 0 | 0 | 0 | 2148.411 | 0 | 0
5190 | 2121.3165 | 0 | 0 | 0 | 0 | 0 | 0 | 2121.316 | 0 | 0
5191 | 1969.1108 | 80.87 | 326.6842 | 0 | -326.6842 | 0 | 0 | 1969.111 | 0 | 0
5192 | 1123.1632 | 260.07 | 1188.0946 | 0 | -1188.0946 | 0 | 0 | 1123.163 | 0 | 0
5193 | 1632.0301 | 373.01 | 1694.4512 | 617.9893 | -1076.4619 | 0 | 0 | 1038.252 | 0 | 0
5194 | 1933.3126 | 525.17 | 2342.2432 | 2012.1463 | -330.0969 | 0 | 0 | 0 | 0 | 0
5195 | 2180.0402 | 667.52 | 2926.4146 | 2268.935 | -657.4795 | 0 | 0 | 0 | 0 | 0
5196 | 2017.7698 | 804.21 | 3470.7283 | 2100.0471 | -1370.6812 | 0 | 0 | 0 | 0 | 0
5197 | 1936.1236 | 781.9 | 3375.3151 | 2015.0719 | -1360.2432 | 0 | 0 | 0 | 0 | 0
5198 | 2326.1845 | 742.66 | 3223.6875 | 2421.0394 | -802.6481 | 0 | 0 | 0 | 0 | 0
5199 | 2160.3092 | 540.14 | 2386.2805 | 2248.3995 | -137.8811 | 0 | 0 | 0 | 0 | 0
5200 | 1965.9362 | 64.92 | 262.6202 | 262.6202 | 0 | 0 | 0 | 1713.606 | 0 | 0
5201 | 2270.9292 | 88.89 | 378.7866 | 378.7866 | 0 | 0 | 0 | 1906.984 | 0 | 0
5202 | 1602.9128 | 27.43 | 93.9676 | 93.9676 | 0 | 0 | 0 | 1512.626 | 0 | 0
5203 | 2148.4226 | 0 | 0 | 0 | 0 | 0 | 0 | 472.731 | 0 | 1744.0203
5204 | 2164.3484 | 0 | 0 | 0 | 0 | 0 | 0 | 153.233 | 0 | 2093.1229
5205 | 1992.2206 | 0 | 0 | 0 | 0 | 0 | 0 | 0 | 0 | 2073.4574
5206 | 1660.7151 | 0 | 0 | 0 | 0 | 0 | 0 | 0 | 0 | 1728.4336
5207 | 2342.8514 | 0 | 0 | 0 | 0 | 0 | 0 | 331.736 | 0 | 2093.1229
5208 | 2067.1281 | 0 | 0 | 0 | 0 | 0 | 0 | 2067.128 | 0 | 0
5209 | 1512.4939 | 0 | 0 | 0 | 0 | 0 | 0 | 1512.494 | 0 | 0
5210 | 1488.5872 | 0 | 0 | 0 | 0 | 0 | 0 | 1488.587 | 0 | 0
5211 | 1255.099 | 0 | 0 | 0 | 0 | 0 | 0 | 1255.099 | 0 | 0
5212 | 1229.5985 | 0 | 0 | 0 | 0 | 0 | 0 | 1229.599 | 0 | 0
5213 | 1267.0523 | 0 | 0 | 0 | 0 | 0 | 0 | 1267.052 | 0 | 0
5214 | 1408.8984 | 0 | 0 | 0 | 0 | 0 | 0 | 1408.898 | 0 | 0
5215 | 1368.2571 | 5.87 | 0 | 0 | 0 | 0 | 0 | 1368.257 | 0 | 0
5216 | 992.7355 | 14.69 | 38.7117 | 38.7117 | 0 | 0 | 0 | 955.54 | 0 | 0
5217 | 1172.2624 | 116.61 | 509.4217 | 509.4217 | 0 | 0 | 0 | 682.8 | 0 | 0
5218 | 1292.8316 | 276.61 | 1242.5106 | 1242.5106 | 0 | 0 | 0 | 99.001 | 0 | 0
5219 | 1352.5624 | 623.44 | 2768.5683 | 1407.7151 | -1360.8531 | 0 | 0 | 0 | 0 | 0
5220 | 1429.4651 | 727.18 | 3193.4238 | 1487.754 | -1705.6698 | 0 | 0 | 0 | 0 | 0
5221 | 1429.4511 | 796.74 | 3482.3736 | 1487.7394 | -1994.6342 | 0 | 0 | 0 | 0 | 0
5222 | 1083.6514 | 667.64 | 2950.0038 | 1127.8388 | -1822.1649 | 0 | 0 | 0 | 0 | 0
5223 | 1206.68 | 458.88 | 2059.9075 | 1255.8845 | -804.023 | 0 | 0 | 0 | 0 | 0
5224 | 1434.9975 | 174.01 | 774.4514 | 774.4514 | 0 | 0 | 0 | 690.888 | 0 | 0
5225 | 1270.9311 | 156.66 | 702.4067 | 702.4067 | 0 | 0 | 0 | 596.045 | 0 | 0
5226 | 1239.3475 | 70.29 | 281.7903 | 281.7903 | 0 | 0 | 0 | 968.598 | 0 | 0
5227 | 795.2945 | 0 | 0 | 0 | 0 | 0 | 0 | 0 | 0 | 827.7235
5228 | 1205.6919 | 0 | 0 | 0 | 0 | 0 | 0 | 0 | 0 | 1254.8563
5229 | 1452.7272 | 0 | 0 | 0 | 0 | 0 | 0 | 0 | 0 | 1511.9645
5230 | 1126.8 | 0 | 0 | 0 | 0 | 0 | 0 | 0 | 0 | 1172.7473
5231 | 1046.3142 | 0 | 0 | 0 | 0 | 0 | 0 | 0 | 0 | 1088.9793
5232 | 945.9063 | 0 | 0 | 0 | 0 | 0 | 0 | 817.22 | 0 | 133.9334
5233 | 1189.7541 | 0 | 0 | 0 | 0 | 0 | 0 | 1189.754 | 0 | 0
5234 | 1080.5804 | 0 | 0 | 0 | 0 | 0 | 0 | 1080.58 | 0 | 0
5235 | 1216.8483 | 0 | 0 | 0 | 0 | 0 | 0 | 1216.848 | 0 | 0
5236 | 1073.4084 | 0 | 0 | 0 | 0 | 0 | 0 | 1073.408 | 0 | 0
5237 | 1196.1292 | 0 | 0 | 0 | 0 | 0 | 0 | 1196.129 | 0 | 0
5238 | 1135.5657 | 0 | 0 | 0 | 0 | 0 | 0 | 1135.566 | 0 | 0
5239 | 1033.564 | 41.15 | 158.374 | 158.374 | 0 | 0 | 0 | 0 | 0 | 917.3355
5240 | 863.52 | 320.18 | 1443.495 | 898.7316 | -544.7634 | 0 | 0 | 0 | 0 | 0
5241 | 1062.6763 | 547.08 | 2527.3016 | 1106.0096 | -1421.2921 | 0 | 0 | 0 | 0 | 0
5242 | 1360.7414 | 740.38 | 3326.5537 | 1416.2277 | -1910.326 | 0 | 0 | 0 | 0 | 0
5243 | 1568.4882 | 878 | 3871.7074 | 1632.4459 | -2093.1229 | 0 | 146.1386 | 0 | 0 | 0
5244 | 1509.8552 | 752.62 | 3287.5298 | 1571.422 | -1716.1077 | 0 | 0 | 0 | 0 | 0
5245 | 1563.935 | 654.92 | 2879.6202 | 1627.7073 | -1251.9129 | 0 | 0 | 0 | 0 | 0
5246 | 1577.8526 | 873.63 | 3881.4272 | 1642.1928 | -1893.3125 | 0 | 345.9219 | 0 | 0 | 0
5247 | 1437.9908 | 217.34 | 962.6759 | 962.6759 | 0 | 0 | 0 | 513.032 | 0 | 0
5248 | 1849.9352 | 34.32 | 123.8535 | 123.8535 | 0 | 0 | 0 | 1730.934 | 0 | 0
5249 | 2043.3748 | 16.65 | 46.7475 | 46.7475 | 0 | 0 | 0 | 1998.459 | 0 | 0
5250 | 1857.415 | 45.87 | 178.0176 | 178.0176 | 0 | 0 | 0 | 1686.372 | 0 | 0
5251 | 1680.6373 | 0 | 0 | 0 | 0 | 0 | 0 | 0 | 0 | 1749.168
5252 | 1432.0081 | 0 | 0 | 0 | 0 | 0 | 0 | 0 | 0 | 1490.4007
5253 | 1791.4047 | 0 | 0 | 0 | 0 | 0 | 0 | 0 | 0 | 1864.4528
5254 | 1433.6019 | 0 | 0 | 0 | 0 | 0 | 0 | 0 | 0 | 1492.0597
5255 | 1313.2718 | 0 | 0 | 0 | 0 | 0 | 0 | 0 | 0 | 1366.823
5256 | 1328.4127 | 0 | 0 | 0 | 0 | 0 | 0 | 1328.413 | 0 | 0
5257 | 1421.6486 | 0 | 0 | 0 | 0 | 0 | 0 | 1421.649 | 0 | 0
5258 | 1459.1023 | 0 | 0 | 0 | 0 | 0 | 0 | 1459.102 | 0 | 0
5259 | 1105.284 | 0 | 0 | 0 | 0 | 0 | 0 | 1105.284 | 0 | 0
5260 | 1154.691 | 0 | 0 | 0 | 0 | 0 | 0 | 1154.691 | 0 | 0
5261 | 1428.0237 | 0 | 0 | 0 | 0 | 0 | 0 | 1428.024 | 0 | 0
5262 | 1184.9728 | 0 | 0 | 0 | 0 | 0 | 0 | 1184.973 | 0 | 0
5263 | 1434.3988 | 83.8 | 335.8462 | 0 | -335.8462 | 0 | 0 | 1434.399 | 0 | 0
5264 | 1038.439 | 260.69 | 1191.7581 | 0 | -1191.7581 | 0 | 0 | 1038.439 | 0 | 0
5265 | 1255.5094 | 383.54 | 1747.0989 | 0 | -1747.0989 | 0 | 0 | 1255.509 | 0 | 0
5266 | 1522.3454 | 530.42 | 2373.8682 | 1507.1041 | -866.7641 | 0 | 0 | 74.289 | 0 | 0
5267 | 1627.697 | 682.48 | 3004.2532 | 1694.0693 | -1310.1839 | 0 | 0 | 0 | 0 | 0
5268 | 1740.9657 | 754.96 | 3290.0599 | 1811.956 | -1478.1039 | 0 | 0 | 0 | 0 | 0
5269 | 1456.1419 | 745.2 | 3243.1812 | 1515.5188 | -1727.6624 | 0 | 0 | 0 | 0 | 0
5270 | 1415.659 | 378.85 | 1677.8175 | 1473.385 | -204.4325 | 0 | 0 | 0 | 0 | 0
5271 | 1574.2258 | 270.78 | 1202.8028 | 1202.8028 | 0 | 0 | 0 | 418.547 | 0 | 0
5272 | 1456.6718 | 31.38 | 110.4399 | 110.4399 | 0 | 0 | 0 | 1350.559 | 0 | 0
5273 | 1710.5644 | 144.38 | 640.7282 | 640.7282 | 0 | 0 | 0 | 1094.939 | 0 | 0
5274 | 1605.2895 | 41.11 | 155.7418 | 155.7418 | 0 | 0 | 0 | 1455.65 | 0 | 0
5275 | 1610.0698 | 0 | 0 | 0 | 0 | 0 | 0 | 0 | 0 | 1675.7235
5276 | 1475.0401 | 0 | 0 | 0 | 0 | 0 | 0 | 0 | 0 | 1535.1874
5277 | 1838.4211 | 0 | 0 | 0 | 0 | 0 | 0 | 0 | 0 | 1913.3859
5278 | 1491.7748 | 0 | 0 | 0 | 0 | 0 | 0 | 0 | 0 | 1552.6048
5279 | 1526.041 | 0 | 0 | 0 | 0 | 0 | 0 | 0 | 0 | 1588.2681
5280 | 1497.353 | 0 | 0 | 0 | 0 | 0 | 0 | 1497.353 | 0 | 0
5281 | 1734.0288 | 0 | 0 | 0 | 0 | 0 | 0 | 1734.029 | 0 | 0
5282 | 1447.9459 | 0 | 0 | 0 | 0 | 0 | 0 | 1447.946 | 0 | 0
5283 | 1251.1145 | 0 | 0 | 0 | 0 | 0 | 0 | 1251.115 | 0 | 0
5284 | 1269.4429 | 0 | 0 | 0 | 0 | 0 | 0 | 1269.443 | 0 | 0
5285 | 1431.2113 | 0 | 0 | 0 | 0 | 0 | 0 | 1431.211 | 0 | 0
5286 | 1506.9156 | 0 | 0 | 0 | 0 | 0 | 0 | 1506.916 | 0 | 0
5287 | 1356.3038 | 79.91 | 321.9175 | 0 | -321.9175 | 0 | 0 | 1356.304 | 0 | 0
5288 | 1302.3903 | 253.36 | 1154.617 | 577.2762 | -577.3407 | 0 | 0 | 747.732 | 0 | 0
5289 | 1113.0576 | 409.38 | 1855.602 | 1158.4449 | -697.157 | 0 | 0 | 0 | 0 | 0
5290 | 1552.2695 | 546.97 | 2426.186 | 1615.5666 | -810.6194 | 0 | 0 | 0 | 0 | 0
5291 | 1629.2201 | 586.66 | 2562.584 | 1695.6554 | -866.9286 | 0 | 0 | 0 | 0 | 0
5292 | 1607.9571 | 958.05 | 4098.4031 | 1673.5243 | -2093.1229 | 0 | 331.7559 | 0 | 0 | 0
5293 | 1593.6599 | 754.25 | 3218.8125 | 1658.6443 | -1560.1681 | 0 | 0 | 0 | 0 | 0
5294 | 1528.3529 | 516.47 | 2248.9115 | 1590.6743 | -658.2372 | 0 | 0 | 0 | 0 | 0
5295 | 1862.026 | 609.51 | 2667.2372 | 1937.9534 | -729.2837 | 0 | 0 | 0 | 0 | 0
5296 | 1724.6753 | 244.02 | 1087.0747 | 1087.0747 | 0 | 0 | 0 | 680.191 | 0 | 0
5297 | 1844.8819 | 207.55 | 933.5997 | 933.5997 | 0 | 0 | 0 | 947.86 | 0 | 0
5298 | 1817.6831 | 5.87 | 0 | 0 | 0 | 0 | 0 | 1817.683 | 0 | 0
5299 | 1765.9551 | 0 | 0 | 0 | 0 | 0 | 0 | 0 | 0 | 1837.965
5300 | 1718.8879 | 0 | 0 | 0 | 0 | 0 | 0 | 0 | 0 | 1788.9787
5301 | 1542.7756 | 0 | 0 | 0 | 0 | 0 | 0 | 0 | 0 | 1605.6855
5302 | 1653.5431 | 0 | 0 | 0 | 0 | 0 | 0 | 0 | 0 | 1720.9692
5303 | 1906.9535 | 0 | 0 | 0 | 0 | 0 | 0 | 0 | 0 | 1984.7135
5304 | 1835.2336 | 0 | 0 | 0 | 0 | 0 | 0 | 1835.234 | 0 | 0
5305 | 1701.3564 | 0 | 0 | 0 | 0 | 0 | 0 | 1701.356 | 0 | 0
5306 | 1351.5224 | 0 | 0 | 0 | 0 | 0 | 0 | 1351.522 | 0 | 0
5307 | 1069.424 | 0 | 0 | 0 | 0 | 0 | 0 | 1069.424 | 0 | 0
5308 | 1283.7869 | 0 | 0 | 0 | 0 | 0 | 0 | 1283.787 | 0 | 0
5309 | 1391.3668 | 0 | 0 | 0 | 0 | 0 | 0 | 1391.367 | 0 | 0
5310 | 1366.6633 | 0 | 0 | 0 | 0 | 0 | 0 | 1366.663 | 0 | 0
5311 | 1409.6953 | 51.77 | 207.5194 | 207.5194 | 0 | 0 | 0 | 1210.306 | 0 | 0
5312 | 1126.6764 | 169.7 | 768.6178 | 768.6178 | 0 | 0 | 0 | 388.173 | 0 | 0
5313 | 1236.8333 | 332.23 | 1512.9439 | 1287.2681 | -225.6758 | 0 | 0 | 0 | 0 | 0
5314 | 853.2232 | 573.23 | 2559.9154 | 888.0157 | -1671.8997 | 0 | 0 | 0 | 0 | 0
5315 | 1279.1002 | 624.73 | 2752.2884 | 1331.2576 | -1421.0308 | 0 | 0 | 0 | 0 | 0
5316 | 1487.5921 | 779.12 | 3374.6563 | 1548.2512 | -1826.4051 | 0 | 0 | 0 | 0 | 0
5317 | 1377.6534 | 734.39 | 3194.1013 | 1433.8293 | -1760.272 | 0 | 0 | 0 | 0 | 0
5318 | 1389.6814 | 711 | 3117.1088 | 1446.3477 | -1670.7611 | 0 | 0 | 0 | 0 | 0
5319 | 1142.5534 | 360.51 | 1615.45 | 1189.1426 | -426.3074 | 0 | 0 | 0 | 0 | 0
5320 | 1250.1114 | 246 | 1109.2245 | 1109.2245 | 0 | 0 | 0 | 184.345 | 0 | 0
5321 | 1587.4332 | 67.43 | 281.2918 | 281.2918 | 0 | 0 | 0 | 1317.162 | 0 | 0
5322 | 1534.0547 | 43.01 | 165.3721 | 165.3721 | 0 | 0 | 0 | 1375.162 | 0 | 0
5323 | 1588.2052 | 0 | 0 | 0 | 0 | 0 | 0 | 1588.205 | 0 | 0
5324 | 1595.3702 | 0 | 0 | 0 | 0 | 0 | 0 | 1595.37 | 0 | 0
5325 | 1622.4644 | 0 | 0 | 0 | 0 | 0 | 0 | 1622.464 | 0 | 0
5326 | 1469.4619 | 0 | 0 | 0 | 0 | 0 | 0 | 1469.462 | 0 | 0
5327 | 1749.1697 | 0 | 0 | 0 | 0 | 0 | 0 | 621.153 | 0 | 1174.0139
5328 | 1341.9598 | 0 | 0 | 0 | 0 | 0 | 0 | 0 | 0 | 1396.6808
5329 | 1458.3055 | 0 | 0 | 0 | 0 | 0 | 0 | 1458.305 | 0 | 0
5330 | 1478.2277 | 0 | 0 | 0 | 0 | 0 | 0 | 1478.228 | 0 | 0
5331 | 1371.4446 | 0 | 0 | 0 | 0 | 0 | 0 | 1371.445 | 0 | 0
5332 | 1293.3496 | 0 | 0 | 0 | 0 | 0 | 0 | 1293.35 | 0 | 0
5333 | 1466.2743 | 0 | 0 | 0 | 0 | 0 | 0 | 1466.274 | 0 | 0
5334 | 1534.8067 | 0 | 0 | 0 | 0 | 0 | 0 | 1534.807 | 0 | 0
5335 | 1117.2373 | 76.38 | 310.6802 | 310.6802 | 0 | 0 | 0 | 0 | 0 | 852.1141
5336 | 1320.5663 | 328.19 | 1489.7138 | 1374.4144 | -115.2993 | 0 | 0 | 0 | 0 | 0
5337 | 1426.2447 | 414.22 | 1899.147 | 1484.4027 | -414.7443 | 0 | 0 | 0 | 0 | 0
5338 | 1743.702 | 435.2 | 1964.1529 | 1814.8046 | -149.3483 | 0 | 0 | 0 | 0 | 0
5339 | 1773.4518 | 719.47 | 3192.2841 | 1845.7666 | -1346.5175 | 0 | 0 | 0 | 0 | 0
5340 | 1551.0702 | 734.95 | 3246.8864 | 1614.3177 | -1632.5687 | 0 | 0 | 0 | 0 | 0
5341 | 1468.154 | 758.93 | 3350.785 | 1528.0206 | -1822.7644 | 0 | 0 | 0 | 0 | 0
5342 | 1368.2013 | 353.5 | 1580.4497 | 1423.9918 | -156.4579 | 0 | 0 | 0 | 0 | 0
5343 | 1425.388 | 115.06 | 492.3436 | 492.3436 | 0 | 0 | 0 | 952.334 | 0 | 0
5344 | 1789.557 | 272.52 | 1236.244 | 1236.244 | 0 | 0 | 0 | 601.747 | 0 | 0
5345 | 1671.8207 | 15.67 | 42.6156 | 42.6156 | 0 | 0 | 0 | 1630.875 | 0 | 0
5346 | 1623.3211 | 5.87 | 0 | 0 | 0 | 0 | 0 | 1623.321 | 0 | 0
5347 | 1399.3357 | 0 | 0 | 0 | 0 | 0 | 0 | 0 | 0 | 1456.3964
5348 | 1383.398 | 0 | 0 | 0 | 0 | 0 | 0 | 0 | 0 | 1439.8085
5349 | 1339.5691 | 0 | 0 | 0 | 0 | 0 | 0 | 0 | 0 | 1394.1923
5350 | 1674.2622 | 0 | 0 | 0 | 0 | 0 | 0 | 0 | 0 | 1742.533
5351 | 1441.5708 | 0 | 0 | 0 | 0 | 0 | 0 | 0 | 0 | 1500.3536
5352 | 1500.5405 | 0 | 0 | 0 | 0 | 0 | 0 | 1500.541 | 0 | 0
5353 | 1355.5069 | 0 | 0 | 0 | 0 | 0 | 0 | 1355.507 | 0 | 0
5354 | 1402.5233 | 0 | 0 | 0 | 0 | 0 | 0 | 1402.523 | 0 | 0
5355 | 1098.9089 | 0 | 0 | 0 | 0 | 0 | 0 | 1098.909 | 0 | 0
5356 | 1362.6789 | 0 | 0 | 0 | 0 | 0 | 0 | 1362.679 | 0 | 0
5357 | 1237.5674 | 0 | 0 | 0 | 0 | 0 | 0 | 1237.567 | 0 | 0
5358 | 1263.8647 | 0 | 0 | 0 | 0 | 0 | 0 | 1263.865 | 0 | 0
5359 | 1380.2104 | 58.55 | 237.855 | 0 | -237.855 | 0 | 0 | 1380.21 | 0 | 0
5360 | 1386.2658 | 26.45 | 92.0734 | 0 | -92.0734 | 0 | 0 | 1386.266 | 0 | 0
5361 | 1418.5776 | 124.29 | 545.0871 | 0 | -545.0871 | 0 | 0 | 1418.578 | 0 | 0
5362 | 1606.5008 | 506.45 | 2278.965 | 185.8421 | -2093.1229 | 0 | 0 | 1427.94 | 0 | 0
5363 | 1395.5694 | 234.15 | 1035.524 | 0 | -1035.524 | 0 | 0 | 1395.569 | 0 | 0
5364 | 1749.1418 | 657.52 | 2892.3197 | 799.1969 | -2093.1229 | 0 | 0 | 981.256 | 0 | 0
5365 | 1070.1512 | 391.87 | 1737.3375 | 0 | -1737.3375 | 0 | 0 | 1070.151 | 0 | 0
5366 | 1155.2987 | 223.16 | 981.6118 | 892.412 | -89.1998 | 0 | 0 | 297.85 | 0 | 0
5367 | 1561.8691 | 61.21 | 242.7185 | 242.7185 | 0 | 0 | 0 | 1328.66 | 0 | 0
5368 | 1337.3169 | 408.01 | 1852.2559 | 1391.8485 | -460.4074 | 0 | 0 | 0 | 0 | 0
5369 | 1556.0846 | 225.36 | 1020.9417 | 1020.9417 | 0 | 0 | 0 | 575.143 | 0 | 0
5370 | 1554.3395 | 47.74 | 186.0826 | 186.0826 | 0 | 0 | 0 | 1375.547 | 0 | 0
5371 | 914.8386 | 0 | 0 | 0 | 0 | 0 | 0 | 0 | 0 | 952.1432
5372 | 1265.4585 | 0 | 0 | 0 | 0 | 0 | 0 | 0 | 0 | 1317.0604
5373 | 1199.3168 | 0 | 0 | 0 | 0 | 0 | 0 | 0 | 0 | 1248.2213
5374 | 1364.2726 | 0 | 0 | 0 | 0 | 0 | 0 | 0 | 0 | 1419.9037
5375 | 1340.366 | 0 | 0 | 0 | 0 | 0 | 0 | 0 | 0 | 1395.0218
5376 | 1275.0212 | 0 | 0 | 0 | 0 | 0 | 0 | 1275.021 | 0 | 0
5377 | 2321.3354 | 0 | 0 | 0 | 0 | 0 | 0 | 2321.335 | 0 | 0
5378 | 2049.5965 | 0 | 0 | 0 | 0 | 0 | 0 | 2049.597 | 0 | 0
5379 | 2418.5558 | 0 | 0 | 0 | 0 | 0 | 0 | 2418.556 | 0 | 0
5380 | 2200.2084 | 0 | 0 | 0 | 0 | 0 | 0 | 2200.208 | 0 | 0
5381 | 1996.205 | 0 | 0 | 0 | 0 | 0 | 0 | 1996.205 | 0 | 0
5382 | 2369.9456 | 0 | 0 | 0 | 0 | 0 | 0 | 2369.946 | 0 | 0
5383 | 2032.8619 | 38.23 | 145.2841 | 0 | -145.2841 | 0 | 0 | 2032.862 | 0 | 0
5384 | 1717.081 | 125.59 | 560.0482 | 0 | -560.0482 | 0 | 0 | 1717.081 | 0 | 0
5385 | 1818.1981 | 359.33 | 1649.1254 | 0 | -1649.1254 | 0 | 0 | 1818.198 | 0 | 0
5386 | 2087.6529 | 504.96 | 2283.7672 | 368.9137 | -1914.8534 | 0 | 0 | 1733.192 | 0 | 0
5387 | 2288.3681 | 703.06 | 3131.5662 | 2381.6803 | -749.8859 | 0 | 0 | 0 | 0 | 0
5388 | 2277.5584 | 798.67 | 3527.0874 | 2370.4295 | -1156.6579 | 0 | 0 | 0 | 0 | 0
5389 | 2252.5022 | 694.75 | 3080.1123 | 2344.3528 | -735.7595 | 0 | 0 | 0 | 0 | 0
5390 | 2381.0831 | 585.55 | 2613.7798 | 2478.1759 | -135.6038 | 0 | 0 | 0 | 0 | 0
5391 | 2172.9459 | 267.19 | 1200.2311 | 1200.2311 | 0 | 0 | 0 | 1019.739 | 0 | 0
5392 | 1845.8412 | 42.17 | 160.953 | 160.953 | 0 | 0 | 0 | 1691.195 | 0 | 0
5393 | 2378.556 | 14.69 | 38.5743 | 38.5743 | 0 | 0 | 0 | 2341.493 | 0 | 0
5394 | 2247.4788 | 10.77 | 20.5491 | 20.5491 | 0 | 0 | 0 | 2227.735 | 0 | 0
5395 | 2405.0087 | 0 | 0 | 0 | 0 | 0 | 0 | 976.919 | 0 | 1486.3219
5396 | 1889.422 | 0 | 0 | 0 | 0 | 0 | 0 | 0 | 0 | 1966.4666
5397 | 2380.3051 | 0 | 0 | 0 | 0 | 0 | 0 | 369.19 | 0 | 2093.1229
5398 | 2206.5835 | 0 | 0 | 0 | 0 | 0 | 0 | 195.468 | 0 | 2093.1229
5399 | 2286.2723 | 0 | 0 | 0 | 0 | 0 | 0 | 275.157 | 0 | 2093.1229
5400 | 1948.3917 | 0 | 0 | 0 | 0 | 0 | 0 | 1948.392 | 0 | 0
5401 | 1804.9518 | 0 | 0 | 0 | 0 | 0 | 0 | 1804.952 | 0 | 0
5402 | 1843.2025 | 0 | 0 | 0 | 0 | 0 | 0 | 1843.202 | 0 | 0
5403 | 1243.9425 | 0 | 0 | 0 | 0 | 0 | 0 | 1243.943 | 0 | 0
5404 | 1298.1309 | 0 | 0 | 0 | 0 | 0 | 0 | 1298.131 | 0 | 0
5405 | 1563.4947 | 0 | 0 | 0 | 0 | 0 | 0 | 1563.495 | 0 | 0
5406 | 1161.0661 | 0 | 0 | 0 | 0 | 0 | 0 | 1161.066 | 0 | 0
5407 | 1122.8155 | 68.38 | 279.1332 | 279.1332 | 0 | 0 | 0 | 854.618 | 0 | 0
5408 | 842.0808 | 327.46 | 1484.2695 | 876.4184 | -607.8511 | 0 | 0 | 0 | 0 | 0
5409 | 1173.7765 | 414.83 | 1889.3908 | 1221.6388 | -667.752 | 0 | 0 | 0 | 0 | 0
5410 | 1566.0129 | 574.26 | 2560.9468 | 1629.87 | -931.0768 | 0 | 0 | 0 | 0 | 0
5411 | 1402.9586 | 574.75 | 2537.1474 | 1460.1672 | -1076.9802 | 0 | 0 | 0 | 0 | 0
5412 | 1433.2991 | 661.1 | 2896.8648 | 1491.7443 | -1405.1205 | 0 | 0 | 0 | 0 | 0
5413 | 1510.4219 | 797.89 | 3476.845 | 1572.0122 | -1904.8328 | 0 | 0 | 0 | 0 | 0
5414 | 1372.2356 | 738.5 | 3252.2776 | 1428.1914 | -1824.0862 | 0 | 0 | 0 | 0 | 0
5415 | 1544.9103 | 581.99 | 2605.5951 | 1607.9065 | -997.6886 | 0 | 0 | 0 | 0 | 0
5416 | 1537.5301 | 446.43 | 2034.2555 | 1600.2255 | -434.0299 | 0 | 0 | 0 | 0 | 0
5417 | 1196.4679 | 312.36 | 1414.017 | 1245.2561 | -168.7609 | 0 | 0 | 0 | 0 | 0
5418 | 1288.0652 | 91.04 | 334.5629 | 334.5629 | 0 | 0 | 0 | 966.61 | 0 | 0
5419 | 1408.1115 | 0 | 0 | 0 | 0 | 0 | 0 | 0 | 0 | 1465.5293
5420 | 1260.6772 | 0 | 0 | 0 | 0 | 0 | 0 | 0 | 0 | 1312.0834
5421 | 1176.207 | 0 | 0 | 0 | 0 | 0 | 0 | 0 | 0 | 1224.1689
5422 | 1688.6062 | 0 | 0 | 0 | 0 | 0 | 0 | 0 | 0 | 1757.4619
5423 | 1341.1629 | 0 | 0 | 0 | 0 | 0 | 0 | 0 | 0 | 1395.8513
5424 | 1206.4888 | 0 | 0 | 0 | 0 | 0 | 0 | 1206.489 | 0 | 0
5425 | 1402.5233 | 0 | 0 | 0 | 0 | 0 | 0 | 1402.523 | 0 | 0
5426 | 1134.7688 | 0 | 0 | 0 | 0 | 0 | 0 | 1134.769 | 0 | 0
5427 | 1440.7739 | 0 | 0 | 0 | 0 | 0 | 0 | 1440.774 | 0 | 0
5428 | 1137.9564 | 0 | 0 | 0 | 0 | 0 | 0 | 1137.956 | 0 | 0
5429 | 876.5771 | 0 | 0 | 0 | 0 | 0 | 0 | 876.577 | 0 | 0
5430 | 1141.1439 | 0 | 0 | 0 | 0 | 0 | 0 | 1141.144 | 0 | 0
5431 | 939.5312 | 80.72 | 325.7184 | 325.7184 | 0 | 0 | 0 | 137.157 | 0 | 509.3739
5432 | 1269.4808 | 257.76 | 1177.9241 | 1177.9241 | 0 | 0 | 0 | 0 | 0 | 143.3212
5433 | 1423.8829 | 448.88 | 2043.7474 | 1481.9433 | -561.804 | 0 | 0 | 0 | 0 | 0
5434 | 1541.5026 | 630.62 | 2809.0732 | 1604.3605 | -1204.7127 | 0 | 0 | 0 | 0 | 0
5435 | 1400.2571 | 875.05 | 3857.7172 | 1457.3539 | -2093.1229 | 0 | 307.2404 | 0 | 0 | 0
5436 | 1426.2825 | 779.67 | 3388.8733 | 1484.4422 | -1904.4311 | 0 | 0 | 0 | 0 | 0
5437 | 1362.2406 | 685.67 | 2998.5799 | 1417.7878 | -1580.7922 | 0 | 0 | 0 | 0 | 0
5438 | 1667.2764 | 704.59 | 3092.6204 | 1735.2632 | -1357.3572 | 0 | 0 | 0 | 0 | 0
5439 | 1636.4498 | 561.77 | 2502.8423 | 1703.1792 | -799.6632 | 0 | 0 | 0 | 0 | 0
5440 | 1895.057 | 397.35 | 1799.5603 | 1799.5603 | 0 | 0 | 0 | 166.002 | 0 | 0
5441 | 1891.8794 | 87.49 | 373.3839 | 373.3839 | 0 | 0 | 0 | 1533.125 | 0 | 0
5442 | 1615.2725 | 17.62 | 49.949 | 49.949 | 0 | 0 | 0 | 1567.28 | 0 | 0
5443 | 1799.3766 | 0 | 0 | 0 | 0 | 0 | 0 | 0 | 0 | 1872.7498
5444 | 1355.5069 | 0 | 0 | 0 | 0 | 0 | 0 | 0 | 0 | 1410.7802
5445 | 1471.8526 | 0 | 0 | 0 | 0 | 0 | 0 | 0 | 0 | 1531.8704
5446 | 1823.2803 | 0 | 0 | 0 | 0 | 0 | 0 | 0 | 0 | 1897.6275
5447 | 1494.9623 | 0 | 0 | 0 | 0 | 0 | 0 | 0 | 0 | 1555.9218
5448 | 1516.4783 | 0 | 0 | 0 | 0 | 0 | 0 | 857.509 | 0 | 685.8407
5449 | 1078.9867 | 0 | 0 | 0 | 0 | 0 | 0 | 1078.987 | 0 | 0
5450 | 1199.3168 | 0 | 0 | 0 | 0 | 0 | 0 | 1199.317 | 0 | 0
5451 | 1483.009 | 0 | 0 | 0 | 0 | 0 | 0 | 1483.009 | 0 | 0
5452 | 1071.8147 | 0 | 0 | 0 | 0 | 0 | 0 | 1071.815 | 0 | 0
5453 | 1069.424 | 0 | 0 | 0 | 0 | 0 | 0 | 1069.424 | 0 | 0
5454 | 908.4526 | 0 | 0 | 0 | 0 | 0 | 0 | 908.453 | 0 | 0
5455 | 961.0472 | 80.56 | 325.5508 | 325.5508 | 0 | 0 | 0 | 0 | 0 | 674.6846
5456 | 1232.0808 | 257.24 | 1179.6393 | 1179.6393 | 0 | 0 | 0 | 0 | 0 | 102.682
5457 | 898.5931 | 444.41 | 2033.6924 | 935.2347 | -1098.4577 | 0 | 0 | 0 | 0 | 0
5458 | 1637.5824 | 581.82 | 2615.291 | 1704.3573 | -910.9336 | 0 | 0 | 0 | 0 | 0
5459 | 1399.4642 | 639.05 | 2838.8571 | 1456.5297 | -1382.3275 | 0 | 0 | 0 | 0 | 0
5460 | 1253.0838 | 962.85 | 4261.5147 | 1304.1807 | -2093.1229 | 0 | 864.2111 | 0 | 0 | 0
5461 | 1139.5362 | 758.09 | 3334.0847 | 1186.0016 | -2093.1229 | 0 | 54.9603 | 0 | 0 | 0
5462 | 1059.7836 | 883.33 | 3937.702 | 1102.9976 | -2093.1229 | 0 | 741.5816 | 0 | 0 | 0
5463 | 1558.9445 | 738.23 | 3339.2054 | 1622.5127 | -1159.7511 | 0 | 556.9415 | 0 | 0 | 0
5464 | 1523.5696 | 461.71 | 2098.1342 | 1585.6963 | 0 | 0 | 512.4379 | 0 | 0 | 0
5465 | 1542.7437 | 307.27 | 1369.962 | 1369.962 | 0 | 0 | 0 | 226.456 | 0 | 0
5466 | 951.0801 | 71.57 | 277.4482 | 277.4482 | 0 | 0 | 0 | 684.502 | 0 | 0
5467 | 976.1213 | 0 | 0 | 0 | 0 | 0 | 0 | 0 | 0 | 1015.9241
5468 | 1243.9425 | 0 | 0 | 0 | 0 | 0 | 0 | 0 | 0 | 1294.667
5469 | 1221.6297 | 0 | 0 | 0 | 0 | 0 | 0 | 0 | 0 | 1271.4442
5470 | 1326.8189 | 0 | 0 | 0 | 0 | 0 | 0 | 0 | 0 | 1380.9224
5471 | 1231.9892 | 0 | 0 | 0 | 0 | 0 | 0 | 0 | 0 | 1282.2256
5472 | 1280.5994 | 0 | 0 | 0 | 0 | 0 | 0 | 1280.599 | 0 | 0
5473 | 1526.8378 | 0 | 0 | 0 | 0 | 0 | 0 | 1526.838 | 0 | 0
5474 | 1339.5691 | 0 | 0 | 0 | 0 | 0 | 0 | 1339.569 | 0 | 0
5475 | 1200.1137 | 0 | 0 | 0 | 0 | 0 | 0 | 1200.114 | 0 | 0
5476 | 1116.4404 | 0 | 0 | 0 | 0 | 0 | 0 | 1072.376 | 0 | 45.8618
5477 | 1081.3773 | 0 | 0 | 0 | 0 | 0 | 0 | 0 | 0 | 1125.4721
5478 | 1066.2364 | 0 | 0 | 0 | 0 | 0 | 0 | 0 | 0 | 1109.7137
5479 | 1336.3816 | 46.91 | 184.9502 | 184.9502 | 0 | 0 | 0 | 0 | 0 | 1205.9252
5480 | 911.6949 | 260.37 | 1191.8185 | 948.871 | -242.9475 | 0 | 0 | 0 | 0 | 0
5481 | 1039.4979 | 562.21 | 2600.8159 | 1081.8854 | -1518.9305 | 0 | 0 | 0 | 0 | 0
5482 | 1131.3791 | 647.47 | 2884.8969 | 1177.514 | -1707.3829 | 0 | 0 | 0 | 0 | 0
5483 | 1048.2088 | 890.17 | 3928.2757 | 1090.9506 | -2093.1229 | 0 | 744.2022 | 0 | 0 | 0
5484 | 1006.9788 | 960.1 | 4202.2706 | 1048.0393 | -2093.1229 | 0 | 1061.1084 | 0 | 0 | 0
5485 | 904.3835 | 957.1 | 4201.7314 | 941.2608 | -2093.1229 | 0 | 1167.3477 | 0 | 0 | 0
5486 | 1037.6411 | 875.17 | 3888.2089 | 1079.9527 | -1082.208 | 0 | 1726.0482 | 0 | 0 | 0
5487 | 1025.9707 | 729.64 | 3303.258 | 1067.8068 | 0 | 0 | 2235.4512 | 0 | 0 | 0
5488 | 1029.466 | 531.49 | 2458.626 | 1071.4443 | 0 | 0 | 1387.1817 | 0 | 0 | 0
5489 | 1371.0223 | 302.36 | 1358.7247 | 1358.7247 | 0 | 0 | 0 | 0 | 0 | 68.2031
5490 | 1163.9011 | 83.43 | 290.1426 | 290.1426 | 0 | 0 | 0 | 0 | 0 | 921.2186
5491 | 1193.7386 | 0 | 0 | 0 | 0 | 0 | 0 | 0 | 0 | 1242.4158
5492 | 1105.284 | 0 | 0 | 0 | 0 | 0 | 0 | 0 | 0 | 1150.3539
5493 | 1094.1275 | 0 | 0 | 0 | 0 | 0 | 0 | 0 | 0 | 1138.743
5494 | 1174.6132 | 0 | 0 | 0 | 0 | 0 | 0 | 0 | 0 | 1222.51
5495 | 1165.0506 | 0 | 0 | 0 | 0 | 0 | 0 | 0 | 0 | 1212.558
5496 | 495.6645 | 0 | 0 | 0 | 0 | 0 | 0 | 0 | 0 | 515.8756
5497 | 368.1624 | 0 | 0 | 0 | 0 | 0 | 0 | 182.186 | 0 | 193.5595
5498 | 341.0682 | 0 | 0 | 0 | 0 | 0 | 0 | 0 | 0 | 354.9757
5499 | 376.9281 | 0 | 0 | 0 | 0 | 0 | 0 | 0 | 0 | 392.2979
5500 | 385.6939 | 0 | 0 | 0 | 0 | 0 | 0 | 0 | 0 | 401.4214
5501 | 367.3655 | 0 | 0 | 0 | 0 | 0 | 0 | 0 | 0 | 382.345
5502 | 324.3335 | 0 | 0 | 0 | 0 | 0 | 0 | 0 | 0 | 337.5593
5503 | 333.8962 | 39.21 | 149.3921 | 149.3921 | 0 | 0 | 0 | 0 | 0 | 198.1191
5504 | 280.1859 | 325.45 | 1484.6889 | 291.6111 | -1193.0778 | 0 | 0 | 0 | 0 | 0
5505 | 809.242 | 556.88 | 2596.5643 | 842.2403 | -1754.324 | 0 | 0 | 0 | 0 | 0
5506 | 1188.3885 | 754.33 | 3437.6295 | 1236.8467 | -2093.1229 | 0 | 107.66 | 0 | 0 | 0
5507 | 993.5084 | 902.56 | 4039.339 | 1034.0201 | -2093.1229 | 0 | 912.1961 | 0 | 0 | 0
5508 | 1233.7922 | 834.24 | 3656.5174 | 1284.101 | -2093.1229 | 0 | 279.2935 | 0 | 0 | 0
5509 | 1154.0047 | 606.22 | 2681.1846 | 1201.0616 | -1480.123 | 0 | 0 | 0 | 0 | 0
5510 | 1230.0597 | 690.96 | 3059.8806 | 1280.2179 | -123.944 | 0 | 1655.7187 | 0 | 0 | 0
5511 | 1043.0311 | 587.05 | 2629.1781 | 1085.5625 | 0 | 0 | 1543.6156 | 0 | 0 | 0
5512 | 1276.6757 | 437.07 | 1990.0506 | 1328.7337 | 0 | 0 | 661.3169 | 0 | 0 | 0
5513 | 1051.0647 | 307.68 | 1378.3808 | 1093.9241 | 0 | 0 | 284.4568 | 0 | 0 | 0
5514 | 1040.0298 | 83.95 | 281.5499 | 281.5499 | 0 | 0 | 0 | 0 | 0 | 800.8892
5515 | 1084.0897 | 0 | 0 | 0 | 0 | 0 | 0 | 0 | 0 | 1128.2957
5516 | 894.9055 | 0 | 0 | 0 | 0 | 0 | 0 | 0 | 0 | 931.3964
5517 | 269.3482 | 0 | 0 | 0 | 0 | 0 | 0 | 0 | 0 | 280.3311
5518 | 90.8453 | 0 | 0 | 0 | 0 | 0 | 0 | 0 | 0 | 94.5494
5519 | 94.0328 | 0 | 0 | 0 | 0 | 0 | 0 | 0 | 0 | 97.8674
5520 | 90.8453 | 0 | 0 | 0 | 0 | 0 | 0 | 0 | 0 | 94.5494
5521 | 95.6266 | 0 | 0 | 0 | 0 | 0 | 0 | 0 | 0 | 99.5264
5522 | 87.6577 | 0 | 0 | 0 | 0 | 0 | 0 | 0 | 0 | 91.2324
5523 | 94.0328 | 0 | 0 | 0 | 0 | 0 | 0 | 0 | 0 | 97.8674
5524 | 85.267 | 0 | 0 | 0 | 0 | 0 | 0 | 0 | 0 | 88.7439
5525 | 94.8297 | 0 | 0 | 0 | 0 | 0 | 0 | 0 | 0 | 98.6969
5526 | 87.6577 | 0 | 0 | 0 | 0 | 0 | 0 | 0 | 0 | 91.2324
5527 | 93.2359 | 101.54 | 360.5938 | 97.0379 | -263.5559 | 0 | 0 | 0 | 0 | 0
5528 | 76.7762 | 330.45 | 1506.2101 | 79.9067 | -1426.3034 | 0 | 0 | 0 | 0 | 0
5529 | 83.0716 | 562.97 | 2617.7014 | 86.4584 | -2093.1229 | 0 | 438.1202 | 0 | 0 | 0
5530 | 78.5941 | 758.69 | 3440.7415 | 81.7988 | -663.2184 | 0 | 2695.7243 | 0 | 0 | 0
5531 | 85.6854 | 898.37 | 3993.8696 | 89.179 | 0 | 0 | 3904.6906 | 0 | 0 | 0
5532 | 80.162 | 969.29 | 4250.5886 | 83.4307 | 0 | 0 | 4167.1579 | 0 | 0 | 0
5533 | 88.2653 | 964.85 | 4222.011 | 91.8652 | 0 | 0 | 4130.1458 | 0 | 0 | 0
5534 | 80.4469 | 889.47 | 3925.8059 | 83.7274 | 0 | 0 | 3842.0785 | 0 | 0 | 0
5535 | 94.9911 | 602.56 | 2677.7366 | 98.8644 | 0 | 0 | 2578.8721 | 0 | 0 | 0
5536 | 84.2281 | 539.03 | 2479.5112 | 87.6636 | 0 | 0 | 2391.8477 | 0 | 0 | 0
5537 | 89.7426 | 304.16 | 1357.736 | 93.4024 | 0 | 0 | 1264.3336 | 0 | 0 | 0
5538 | 80.4598 | 74.48 | 281.7185 | 83.7409 | 0 | 0 | 197.9776 | 0 | 0 | 0
5539 | 96.4285 | 0 | 0 | 0 | 0 | 0 | 0 | 0 | 0 | 100.36
5540 | 86.0639 | 0 | 0 | 0 | 0 | 0 | 0 | 0 | 0 | 89.5734
5541 | 93.2359 | 0 | 0 | 0 | 0 | 0 | 0 | 0 | 0 | 97.0379
5542 | 86.8608 | 0 | 0 | 0 | 0 | 0 | 0 | 0 | 0 | 90.4029
5543 | 92.439 | 0 | 0 | 0 | 0 | 0 | 0 | 0 | 0 | 96.2084
5544 | 86.8608 | 0 | 0 | 0 | 0 | 0 | 0 | 0 | 0 | 90.4029
5545 | 93.2359 | 0 | 0 | 0 | 0 | 0 | 0 | 0 | 0 | 97.0379
5546 | 87.6577 | 0 | 0 | 0 | 0 | 0 | 0 | 0 | 0 | 91.2324
5547 | 92.439 | 0 | 0 | 0 | 0 | 0 | 0 | 0 | 0 | 96.2084
5548 | 86.8608 | 0 | 0 | 0 | 0 | 0 | 0 | 0 | 0 | 90.4029
5549 | 93.2359 | 0 | 0 | 0 | 0 | 0 | 0 | 0 | 0 | 97.0379
5550 | 82.8764 | 0 | 0 | 0 | 0 | 0 | 0 | 0 | 0 | 86.2554
5551 | 84.4702 | 99.86 | 367.7772 | 87.9144 | -279.8628 | 0 | 0 | 0 | 0 | 0
5552 | 79.4856 | 325.77 | 1487.6697 | 82.7272 | -968.9809 | 0 | 435.9616 | 0 | 0 | 0
5553 | 83.7151 | 556.99 | 2593.6262 | 87.1286 | 0 | 0 | 2506.4975 | 0 | 0 | 0
5554 | 80.1929 | 753.53 | 3430.2119 | 83.463 | 0 | 0 | 3346.7489 | 0 | 0 | 0
5555 | 80.8682 | 906.94 | 4056.0456 | 84.1666 | 0 | 0 | 3971.879 | 0 | 0 | 0
5556 | 79.7665 | 973.35 | 4310.1918 | 83.0186 | 0 | 0 | 4227.1732 | 0 | 0 | 0
5557 | 81.1979 | 967.79 | 4277.4042 | 84.509 | 0 | 0 | 4192.8952 | 0 | 0 | 0
5558 | 74.3586 | 882.58 | 3935.4112 | 77.3901 | 0 | 0 | 3858.0211 | 0 | 0 | 0
5559 | 87.9635 | 565.25 | 2531.6968 | 91.5509 | 0 | 0 | 2440.1459 | 0 | 0 | 0
5560 | 78.7595 | 470.46 | 2146.0151 | 81.9716 | 0 | 0 | 2064.0436 | 0 | 0 | 0
5561 | 83.995 | 272.65 | 1237.9051 | 87.42 | 0 | 0 | 1150.4851 | 0 | 0 | 0
5562 | 78.9318 | 81.19 | 284.0384 | 82.1506 | 0 | 0 | 201.8878 | 0 | 0 | 0
5563 | 94.8446 | 0 | 0 | 0 | 0 | 0 | 0 | 0 | 0 | 98.7125
5564 | 89.2515 | 0 | 0 | 0 | 0 | 0 | 0 | 0 | 0 | 92.8904
5565 | 93.2359 | 0 | 0 | 0 | 0 | 0 | 0 | 0 | 0 | 97.0379
5566 | 86.8608 | 0 | 0 | 0 | 0 | 0 | 0 | 0 | 0 | 90.4029
5567 | 96.4235 | 0 | 0 | 0 | 0 | 0 | 0 | 0 | 0 | 100.3548
5568 | 86.8608 | 0 | 0 | 0 | 0 | 0 | 0 | 0 | 0 | 90.4029
5569 | 93.2359 | 0 | 0 | 0 | 0 | 0 | 0 | 0 | 0 | 97.0379
5570 | 88.4546 | 0 | 0 | 0 | 0 | 0 | 0 | 0 | 0 | 92.0619
5571 | 86.8608 | 0 | 0 | 0 | 0 | 0 | 0 | 0 | 0 | 90.4029
5572 | 86.8608 | 0 | 0 | 0 | 0 | 0 | 0 | 0 | 0 | 90.4029
5573 | 93.2359 | 0 | 0 | 0 | 0 | 0 | 0 | 0 | 0 | 97.0379
5574 | 83.6733 | 0 | 0 | 0 | 0 | 0 | 0 | 0 | 0 | 87.0849
5575 | 86.8608 | 90.61 | 363.7234 | 90.4029 | -273.3205 | 0 | 0 | 0 | 0 | 0
5576 | 75.7243 | 330.8 | 1512.1342 | 78.8118 | -977.38 | 0 | 455.9425 | 0 | 0 | 0
5577 | 84.1783 | 563.33 | 2622.1507 | 87.6105 | 0 | 0 | 2534.5402 | 0 | 0 | 0
5578 | 72.4879 | 760.79 | 3464.1444 | 75.4438 | 0 | 0 | 3388.7005 | 0 | 0 | 0
5579 | 80.7865 | 753.93 | 3341.7667 | 84.0812 | 0 | 0 | 3257.6855 | 0 | 0 | 0
5580 | 74.8706 | 834.66 | 3659.0787 | 77.924 | 0 | 0 | 3581.1547 | 0 | 0 | 0
5581 | 86.2801 | 964.77 | 4273.1828 | 89.7982 | 0 | 0 | 4183.3846 | 0 | 0 | 0
5582 | 78.115 | 560.62 | 2490.43 | 81.3003 | 0 | 0 | 2409.1298 | 0 | 0 | 0
5583 | 78.5463 | 609.23 | 2733.9874 | 81.7489 | 0 | 0 | 2652.2386 | 0 | 0 | 0
5584 | 79.3432 | 532.43 | 2466.6129 | 82.5784 | 0 | 0 | 2384.0345 | 0 | 0 | 0
5585 | 88.3072 | 298.37 | 1338.1871 | 91.9079 | 0 | 0 | 1246.2792 | 0 | 0 | 0
5586 | 82.3435 | 78.67 | 275.1699 | 85.7007 | 0 | 0 | 189.4693 | 0 | 0 | 0
5587 | 97.2562 | 0 | 0 | 0 | 0 | 0 | 0 | 0 | 0 | 101.2218
5588 | 88.4546 | 0 | 0 | 0 | 0 | 0 | 0 | 0 | 0 | 92.0619
5589 | 94.0328 | 0 | 0 | 0 | 0 | 0 | 0 | 0 | 0 | 97.8674
5590 | 86.8608 | 0 | 0 | 0 | 0 | 0 | 0 | 0 | 0 | 90.4029
5591 | 90.8453 | 0 | 0 | 0 | 0 | 0 | 0 | 0 | 0 | 94.5494
5592 | 84.4702 | 0 | 0 | 0 | 0 | 0 | 0 | 0 | 0 | 87.9144
5593 | 93.2359 | 0 | 0 | 0 | 0 | 0 | 0 | 0 | 0 | 97.0379
5594 | 81.2826 | 0 | 0 | 0 | 0 | 0 | 0 | 0 | 0 | 84.5975
5595 | 92.439 | 0 | 0 | 0 | 0 | 0 | 0 | 0 | 0 | 96.2084
5596 | 79.6888 | 0 | 0 | 0 | 0 | 0 | 0 | 0 | 0 | 82.9385
5597 | 90.0484 | 0 | 0 | 0 | 0 | 0 | 0 | 0 | 0 | 93.7199
5598 | 79.6888 | 0 | 0 | 0 | 0 | 0 | 0 | 0 | 0 | 82.9385
5599 | 86.0639 | 80.59 | 327.572 | 89.5734 | -237.9986 | 0 | 0 | 0 | 0 | 0
5600 | 75.1595 | 257.01 | 1182.8532 | 78.2248 | -987.8044 | 0 | 116.8241 | 0 | 0 | 0
5601 | 85.1346 | 455.96 | 2098.6202 | 88.6065 | 0 | 0 | 2010.0137 | 0 | 0 | 0
5602 | 74.1644 | 598.89 | 2711.8189 | 77.1882 | 0 | 0 | 2634.6307 | 0 | 0 | 0
5603 | 80.2656 | 733.19 | 3278.1451 | 83.5379 | 0 | 0 | 3194.6071 | 0 | 0 | 0
5604 | 72.995 | 741.51 | 3297.5972 | 75.9715 | 0 | 0 | 3221.6257 | 0 | 0 | 0
5605 | 82.3325 | 783.36 | 3476.3235 | 85.6903 | 0 | 0 | 3390.6333 | 0 | 0 | 0
5606 | 74.6694 | 667.2 | 2983.4751 | 77.7138 | 0 | 0 | 2905.7614 | 0 | 0 | 0
5607 | 86.4494 | 607.72 | 2745.1289 | 89.9752 | 0 | 0 | 2655.1538 | 0 | 0 | 0
5608 | 80.9369 | 457.67 | 2099.7235 | 84.2374 | 0 | 0 | 2015.4861 | 0 | 0 | 0
5609 | 86.7502 | 269.65 | 1229.2167 | 90.2874 | 0 | 0 | 1138.9293 | 0 | 0 | 0
5610 | 79.3501 | 76.82 | 273.1258 | 82.5867 | 0 | 0 | 190.5392 | 0 | 0 | 0
5611 | 96.4444 | 0 | 0 | 0 | 0 | 0 | 0 | 0 | 0 | 100.3767
5612 | 87.6577 | 0 | 0 | 0 | 0 | 0 | 0 | 0 | 0 | 91.2324
5613 | 90.8453 | 0 | 0 | 0 | 0 | 0 | 0 | 0 | 0 | 94.5494
5614 | 86.0639 | 0 | 0 | 0 | 0 | 0 | 0 | 0 | 0 | 89.5734
5615 | 92.439 | 0 | 0 | 0 | 0 | 0 | 0 | 0 | 0 | 96.2084
5616 | 87.6577 | 0 | 0 | 0 | 0 | 0 | 0 | 0 | 0 | 91.2324
5617 | 94.0328 | 0 | 0 | 0 | 0 | 0 | 0 | 0 | 0 | 97.8674
5618 | 86.8608 | 0 | 0 | 0 | 0 | 0 | 0 | 0 | 0 | 90.4029
5619 | 93.2359 | 0 | 0 | 0 | 0 | 0 | 0 | 0 | 0 | 97.0379
5620 | 79.6888 | 0 | 0 | 0 | 0 | 0 | 0 | 0 | 0 | 82.9385
5621 | 88.4546 | 0 | 0 | 0 | 0 | 0 | 0 | 0 | 0 | 92.0619
5622 | 86.0639 | 0 | 0 | 0 | 0 | 0 | 0 | 0 | 0 | 89.5734
5623 | 88.4546 | 94.48 | 376.0275 | 92.0609 | -283.9666 | 0 | 0 | 0 | 0 | 0
5624 | 78.9726 | 285.56 | 1313.657 | 82.1933 | -954.742 | 0 | 276.7217 | 0 | 0 | 0
5625 | 84.4114 | 451.44 | 2069.2745 | 87.8541 | 0 | 0 | 1981.4205 | 0 | 0 | 0
5626 | 75.3169 | 617.48 | 2778.5098 | 78.3882 | 0 | 0 | 2700.1216 | 0 | 0 | 0
5627 | 86.3179 | 719.78 | 3193.9275 | 89.8378 | 0 | 0 | 3104.0897 | 0 | 0 | 0
5628 | 74.6116 | 781.18 | 3442.006 | 77.6534 | 0 | 0 | 3364.3526 | 0 | 0 | 0
5629 | 87.3011 | 736.47 | 3250.3168 | 90.8609 | 0 | 0 | 3159.4559 | 0 | 0 | 0
5630 | 82.3166 | 277.28 | 1230.9319 | 85.6736 | 0 | 0 | 1145.2583 | 0 | 0 | 0
5631 | 88.9845 | 405.72 | 1825.6682 | 92.6125 | 0 | 0 | 1733.0557 | 0 | 0 | 0
5632 | 81.1182 | 347.19 | 1581.5478 | 84.4268 | 0 | 0 | 1497.121 | 0 | 0 | 0
5633 | 82.9302 | 125.32 | 553.7099 | 86.3116 | 0 | 0 | 467.3983 | 0 | 0 | 0
5634 | 82.6104 | 41.96 | 158.146 | 85.9786 | 0 | 0 | 72.1675 | 0 | 0 | 0
5635 | 95.6336 | 0 | 0 | 0 | 0 | 0 | 0 | 0 | 0 | 99.5336
5636 | 90.8453 | 0 | 0 | 0 | 0 | 0 | 0 | 0 | 0 | 94.5494
5637 | 93.2359 | 0 | 0 | 0 | 0 | 0 | 0 | 0 | 0 | 97.0379
5638 | 88.4546 | 0 | 0 | 0 | 0 | 0 | 0 | 0 | 0 | 92.0619
5639 | 97.2204 | 0 | 0 | 0 | 0 | 0 | 0 | 0 | 0 | 101.1843
5640 | 90.0484 | 0 | 0 | 0 | 0 | 0 | 0 | 0 | 0 | 93.7199
5641 | 92.439 | 0 | 0 | 0 | 0 | 0 | 0 | 0 | 0 | 96.2084
5642 | 86.0639 | 0 | 0 | 0 | 0 | 0 | 0 | 0 | 0 | 89.5734
5643 | 90.8453 | 0 | 0 | 0 | 0 | 0 | 0 | 0 | 0 | 94.5494
5644 | 86.8608 | 0 | 0 | 0 | 0 | 0 | 0 | 0 | 0 | 90.4029
5645 | 92.439 | 0 | 0 | 0 | 0 | 0 | 0 | 0 | 0 | 96.2084
5646 | 85.267 | 0 | 0 | 0 | 0 | 0 | 0 | 0 | 0 | 88.7439
5647 | 76.5013 | 70.27 | 287.0244 | 79.6205 | -207.4039 | 0 | 0 | 0 | 0 | 0
5648 | 82.453 | 254.6 | 1169.83 | 85.8162 | -1054.3631 | 0 | 29.6507 | 0 | 0 | 0
5649 | 644.2323 | 465.2 | 2135.8155 | 670.5028 | 0 | 0 | 1465.3128 | 0 | 0 | 0
5650 | 550.7832 | 607.23 | 2739.7981 | 573.2422 | 0 | 0 | 2166.5559 | 0 | 0 | 0
5651 | 872.9741 | 670.53 | 2987.9723 | 908.5711 | 0 | 0 | 2079.4013 | 0 | 0 | 0
5652 | 946.1464 | 481.86 | 2145.0732 | 984.7268 | 0 | 0 | 1160.3464 | 0 | 0 | 0
5653 | 1239.5337 | 244.98 | 1078.3978 | 1078.3978 | 0 | 0 | 0 | 111.028 | 0 | 96.1241
5654 | 1165.2976 | 297.22 | 1319.7914 | 1212.8151 | -106.9762 | 0 | 0 | 0 | 0 | 0
5655 | 1376.3664 | 51.05 | 196.175 | 196.175 | 0 | 0 | 0 | 1016.737 | 0 | 178.1185
5656 | 885.9086 | 31.38 | 110.5419 | 110.5419 | 0 | 0 | 0 | 0 | 0 | 811.4916
5657 | 1355.6593 | 12.73 | 29.4238 | 29.4238 | 0 | 0 | 0 | 0 | 0 | 1381.5146
5658 | 1090.8972 | 21.55 | 66.6847 | 66.6847 | 0 | 0 | 0 | 0 | 0 | 1068.6956
5659 | 1122.6312 | 0 | 0 | 0 | 0 | 0 | 0 | 0 | 0 | 1168.4083
5660 | 1206.4888 | 0 | 0 | 0 | 0 | 0 | 0 | 0 | 0 | 1255.6858
5661 | 1114.0497 | 0 | 0 | 0 | 0 | 0 | 0 | 0 | 0 | 1159.4774
5662 | 1332.3971 | 0 | 0 | 0 | 0 | 0 | 0 | 0 | 0 | 1386.7279
5663 | 1107.6746 | 0 | 0 | 0 | 0 | 0 | 0 | 0 | 0 | 1152.8424
5664 | 162.5652 | 0 | 0 | 0 | 0 | 0 | 0 | 0 | 0 | 169.1939
5665 | 108.3768 | 0 | 0 | 0 | 0 | 0 | 0 | 108.377 | 0 | 0
5666 | 94.0328 | 0 | 0 | 0 | 0 | 0 | 0 | 94.033 | 0 | 0
5667 | 105.1892 | 0 | 0 | 0 | 0 | 0 | 0 | 105.189 | 0 | 0
5668 | 101.2048 | 0 | 0 | 0 | 0 | 0 | 0 | 101.205 | 0 | 0
5669 | 105.1892 | 0 | 0 | 0 | 0 | 0 | 0 | 105.189 | 0 | 0
5670 | 94.8297 | 0 | 0 | 0 | 0 | 0 | 0 | 94.83 | 0 | 0
5671 | 86.8608 | 41.16 | 158.4166 | 90.4029 | -68.0137 | 0 | 0 | 0 | 0 | 0
5672 | 82.0825 | 338.39 | 1541.1146 | 85.4301 | -1455.6845 | 0 | 0 | 0 | 0 | 0
5673 | 832.2691 | 574.99 | 2660.4794 | 866.2063 | -1794.2732 | 0 | 0 | 0 | 0 | 0
5674 | 1035.63 | 773.15 | 3498.0602 | 1077.8597 | -2093.1229 | 0 | 327.0776 | 0 | 0 | 0
5675 | 888.0562 | 905.16 | 4022.8261 | 924.2681 | -2093.1229 | 0 | 1005.4351 | 0 | 0 | 0
5676 | 1347.1615 | 975.26 | 4295.7833 | 1402.0939 | -2093.1229 | 0 | 800.5666 | 0 | 0 | 0
5677 | 1336.4483 | 968.49 | 4268.5358 | 1390.9441 | -1233.4985 | 0 | 1644.0932 | 0 | 0 | 0
5678 | 1189.8149 | 886.98 | 3946.9607 | 1238.3318 | 0 | 0 | 2708.6289 | 0 | 0 | 0
5679 | 1475.6089 | 539.89 | 2420.417 | 1535.7796 | 0 | 0 | 884.6374 | 0 | 0 | 0
5680 | 1639.9322 | 532.94 | 2464.8561 | 1706.8032 | 0 | 0 | 758.0529 | 0 | 0 | 0
5681 | 1706.823 | 220.52 | 1000.0439 | 1000.0439 | 0 | 0 | 0 | 745.96 | 0 | 0
5682 | 1428.5228 | 34.29 | 123.2779 | 123.2779 | 0 | 0 | 0 | 1310.075 | 0 | 0
5683 | 1533.5207 | 0 | 0 | 0 | 0 | 0 | 0 | 0 | 0 | 1596.0531
5684 | 1655.1368 | 0 | 0 | 0 | 0 | 0 | 0 | 0 | 0 | 1722.6282
5685 | 1609.7142 | 0 | 0 | 0 | 0 | 0 | 0 | 0 | 0 | 1675.353
5686 | 1722.0755 | 0 | 0 | 0 | 0 | 0 | 0 | 0 | 0 | 1792.2957
5687 | 1463.8837 | 0 | 0 | 0 | 0 | 0 | 0 | 0 | 0 | 1523.5765
5688 | 1754.7479 | 0 | 0 | 0 | 0 | 0 | 0 | 1754.748 | 0 | 0
5689 | 1349.1318 | 0 | 0 | 0 | 0 | 0 | 0 | 1349.132 | 0 | 0
5690 | 1326.022 | 0 | 0 | 0 | 0 | 0 | 0 | 1326.022 | 0 | 0
5691 | 1411.2891 | 0 | 0 | 0 | 0 | 0 | 0 | 1411.289 | 0 | 0
5692 | 1294.1465 | 0 | 0 | 0 | 0 | 0 | 0 | 1294.146 | 0 | 0
5693 | 1482.2121 | 0 | 0 | 0 | 0 | 0 | 0 | 1482.212 | 0 | 0
5694 | 1483.009 | 0 | 0 | 0 | 0 | 0 | 0 | 1483.009 | 0 | 0
5695 | 1287.7714 | 77.24 | 314.7996 | 314.7996 | 0 | 0 | 0 | 801.913 | 0 | 190.8712
5696 | 1284.4902 | 249.61 | 1142.1151 | 1142.1151 | 0 | 0 | 0 | 0 | 0 | 194.7533
5697 | 1520.7915 | 414.87 | 1886.819 | 1582.805 | -304.014 | 0 | 0 | 0 | 0 | 0
5698 | 1079.7616 | 549.34 | 2459.0693 | 1123.7912 | -1335.2781 | 0 | 0 | 0 | 0 | 0
5699 | 1397.4561 | 670.39 | 2964.2634 | 1454.4398 | -1509.8237 | 0 | 0 | 0 | 0 | 0
5700 | 1300.2516 | 816.77 | 3570.1236 | 1353.2711 | -2093.1229 | 0 | 123.7296 | 0 | 0 | 0
5701 | 1512.0147 | 760.19 | 3333.0835 | 1573.6701 | -1759.4134 | 0 | 0 | 0 | 0 | 0
5702 | 1330.6818 | 654.22 | 2892.2719 | 1384.9429 | -1507.3289 | 0 | 0 | 0 | 0 | 0
5703 | 1355.5716 | 577.62 | 2579.0491 | 1410.8468 | -1168.2022 | 0 | 0 | 0 | 0 | 0
5704 | 1598.3855 | 255.92 | 1152.6978 | 1152.6978 | 0 | 0 | 0 | 490.849 | 0 | 0
5705 | 1495.9604 | 125.31 | 553.1645 | 553.1645 | 0 | 0 | 0 | 964.469 | 0 | 0
5706 | 1298.7306 | 45.02 | 171.0569 | 171.0569 | 0 | 0 | 0 | 447.486 | 0 | 714.8992
5707 | 1402.2623 | 0 | 0 | 0 | 0 | 0 | 0 | 0 | 0 | 1459.4417
5708 | 1392.1637 | 0 | 0 | 0 | 0 | 0 | 0 | 0 | 0 | 1448.932
5709 | 1202.5043 | 0 | 0 | 0 | 0 | 0 | 0 | 0 | 0 | 1251.5383
5710 | 1352.3193 | 0 | 0 | 0 | 0 | 0 | 0 | 0 | 0 | 1407.4622
5711 | 1295.7403 | 0 | 0 | 0 | 0 | 0 | 0 | 0 | 0 | 1348.5761
5712 | 1243.9425 | 0 | 0 | 0 | 0 | 0 | 0 | 0 | 0 | 1294.667
5713 | 1173.8164 | 0 | 0 | 0 | 0 | 0 | 0 | 1173.816 | 0 | 0
5714 | 1220.8328 | 0 | 0 | 0 | 0 | 0 | 0 | 1220.833 | 0 | 0
5715 | 1220.0359 | 0 | 0 | 0 | 0 | 0 | 0 | 1220.036 | 0 | 0
5716 | 899.6868 | 0 | 0 | 0 | 0 | 0 | 0 | 899.687 | 0 | 0
5717 | 1117.2373 | 0 | 0 | 0 | 0 | 0 | 0 | 1117.237 | 0 | 0
5718 | 1305.3029 | 0 | 0 | 0 | 0 | 0 | 0 | 1305.303 | 0 | 0
5719 | 1147.519 | 97.42 | 387.6727 | 387.6727 | 0 | 0 | 0 | 0 | 0 | 806.6384
5720 | 929.5402 | 298.44 | 1375.0285 | 967.4437 | -407.5848 | 0 | 0 | 0 | 0 | 0
5721 | 1210.9693 | 393.85 | 1801.1319 | 1260.3484 | -540.7835 | 0 | 0 | 0 | 0 | 0
5722 | 1135.0278 | 559.41 | 2516.2923 | 1181.3108 | -1334.9815 | 0 | 0 | 0 | 0 | 0
5723 | 1545.1075 | 916.28 | 4079.4787 | 1608.1115 | -2093.1229 | 0 | 378.2443 | 0 | 0 | 0
5724 | 1332.948 | 386.41 | 1710.4022 | 1387.3013 | -323.1008 | 0 | 0 | 0 | 0 | 0
5725 | 1136.3975 | 981.7 | 4302.769 | 1182.7356 | -2093.1229 | 0 | 1026.9105 | 0 | 0 | 0
5726 | 1310.148 | 610.95 | 2690.9222 | 1363.5716 | -1327.3505 | 0 | 0 | 0 | 0 | 0
5727 | 1355.743 | 738.32 | 3312.9185 | 1411.0259 | -1901.8926 | 0 | 0 | 0 | 0 | 0
5728 | 1265.597 | 471.25 | 2135.827 | 1317.204 | -808.899 | 0 | 9.724 | 0 | 0 | 0
5729 | 1372.3541 | 20.57 | 63.9984 | 63.9984 | 0 | 0 | 0 | 3.933 | 0 | 1360.2224
5730 | 1424.6399 | 57.39 | 216.0163 | 216.0163 | 0 | 0 | 0 | 0 | 0 | 1266.7159
5731 | 1131.4817 | 0 | 0 | 0 | 0 | 0 | 0 | 0 | 0 | 1177.6202
5732 | 1318.85 | 0 | 0 | 0 | 0 | 0 | 0 | 0 | 0 | 1372.6285
5733 | 1212.067 | 0 | 0 | 0 | 0 | 0 | 0 | 0 | 0 | 1261.4912
5734 | 1363.4758 | 0 | 0 | 0 | 0 | 0 | 0 | 0 | 0 | 1419.0742
5735 | 1298.9278 | 0 | 0 | 0 | 0 | 0 | 0 | 0 | 0 | 1351.8941
5736 | 502.0396 | 0 | 0 | 0 | 0 | 0 | 0 | 0 | 0 | 522.5116
5737 | 307.5989 | 0 | 0 | 0 | 0 | 0 | 0 | 307.599 | 0 | 0
5738 | 222.3318 | 0 | 0 | 0 | 0 | 0 | 0 | 222.332 | 0 | 0
5739 | 304.4113 | 0 | 0 | 0 | 0 | 0 | 0 | 304.411 | 0 | 0
5740 | 233.4883 | 0 | 0 | 0 | 0 | 0 | 0 | 233.488 | 0 | 0
5741 | 283.6922 | 0 | 0 | 0 | 0 | 0 | 0 | 283.692 | 0 | 0
5742 | 279.7078 | 0 | 0 | 0 | 0 | 0 | 0 | 279.708 | 0 | 0
5743 | 278.114 | 105.44 | 383.2536 | 289.4546 | -93.799 | 0 | 0 | 0 | 0 | 0
5744 | 207.0754 | 338.97 | 1548.2804 | 215.5199 | -1332.7605 | 0 | 0 | 0 | 0 | 0
5745 | 1378.0269 | 364.27 | 1649.677 | 1434.2185 | -215.4585 | 0 | 0 | 0 | 0 | 0
5746 | 1300.4519 | 774.36 | 3446.3117 | 1353.4803 | -2092.8314 | 0 | 0 | 0 | 0 | 0
5747 | 1608.7589 | 915.67 | 3984.9886 | 1674.358 | -2093.1229 | 0 | 217.5078 | 0 | 0 | 0
5748 | 1772.0822 | 984.34 | 4236.6297 | 1844.3418 | -2093.1229 | 0 | 299.165 | 0 | 0 | 0
5749 | 1617.9401 | 836.25 | 3581.6783 | 1683.9144 | -1897.7639 | 0 | 0 | 0 | 0 | 0
5750 | 1533.0237 | 554.44 | 2427.8648 | 1595.5358 | -832.329 | 0 | 0 | 0 | 0 | 0
5751 | 1780.7354 | 582.69 | 2574.4499 | 1853.3477 | -179.6485 | 0 | 541.4537 | 0 | 0 | 0
5752 | 1349.0361 | 73.47 | 301.4214 | 301.4214 | 0 | 0 | 0 | 1059.424 | 0 | 0
5753 | 1613.9387 | 90.32 | 385.3882 | 385.3882 | 0 | 0 | 0 | 1243.65 | 0 | 0
5754 | 1295.9295 | 23.51 | 74.3125 | 74.3125 | 0 | 0 | 0 | 1224.529 | 0 | 0
5755 | 1388.6465 | 0 | 0 | 0 | 0 | 0 | 0 | 0 | 0 | 1445.2705
5756 | 1267.0523 | 0 | 0 | 0 | 0 | 0 | 0 | 0 | 0 | 1318.7183
5757 | 1465.4775 | 0 | 0 | 0 | 0 | 0 | 0 | 0 | 0 | 1525.2345
5758 | 1438.3833 | 0 | 0 | 0 | 0 | 0 | 0 | 0 | 0 | 1497.0356
5759 | 1352.3193 | 0 | 0 | 0 | 0 | 0 | 0 | 0 | 0 | 1407.4622
5760 | 574.5564 | 0 | 0 | 0 | 0 | 0 | 0 | 574.556 | 0 | 0
5761 | 496.4614 | 0 | 0 | 0 | 0 | 0 | 0 | 496.461 | 0 | 0
5762 | 496.4614 | 0 | 0 | 0 | 0 | 0 | 0 | 496.461 | 0 | 0
5763 | 502.0396 | 0 | 0 | 0 | 0 | 0 | 0 | 502.04 | 0 | 0
5764 | 419.9601 | 0 | 0 | 0 | 0 | 0 | 0 | 419.96 | 0 | 0
5765 | 483.7112 | 0 | 0 | 0 | 0 | 0 | 0 | 483.711 | 0 | 0
5766 | 465.3827 | 0 | 0 | 0 | 0 | 0 | 0 | 465.383 | 0 | 0
5767 | 470.1641 | 78.53 | 319.8786 | 319.8786 | 0 | 0 | 0 | 162.818 | 0 | 0
5768 | 384.0224 | 250.94 | 1147.625 | 399.6812 | -747.9438 | 0 | 0 | 0 | 0 | 0
5769 | 1040.75 | 397.61 | 1810.0545 | 1083.1884 | -726.866 | 0 | 0 | 0 | 0 | 0
5770 | 1686.0651 | 512.75 | 2300.125 | 1754.8173 | -545.3077 | 0 | 0 | 0 | 0 | 0
5771 | 1865.857 | 713.26 | 3152.2891 | 1941.9407 | -1210.3485 | 0 | 0 | 0 | 0 | 0
5772 | 1807.6941 | 610.58 | 2698.4772 | 1881.406 | -817.0712 | 0 | 0 | 0 | 0 | 0
5773 | 1599.518 | 980.3 | 4324.2298 | 1664.7412 | -2093.1229 | 0 | 566.3658 | 0 | 0 | 0
5774 | 1650.484 | 502.31 | 2237.9084 | 1717.7854 | -520.123 | 0 | 0 | 0 | 0 | 0
5775 | 1952.3423 | 490.41 | 2205.1979 | 2031.9522 | -173.2456 | 0 | 0 | 0 | 0 | 0
5776 | 1917.6398 | 186.47 | 832.9576 | 832.9576 | 0 | 0 | 0 | 1117.317 | 0 | 0
5777 | 1638.3992 | 32.34 | 117.9471 | 117.9471 | 0 | 0 | 0 | 1525.073 | 0 | 0
5778 | 1789.8428 | 34.26 | 122.2101 | 122.2101 | 0 | 0 | 0 | 1672.42 | 0 | 0
5779 | 1557.9215 | 0 | 0 | 0 | 0 | 0 | 0 | 0 | 0 | 1621.448
5780 | 1417.6642 | 0 | 0 | 0 | 0 | 0 | 0 | 0 | 0 | 1475.4718
5781 | 1755.5448 | 0 | 0 | 0 | 0 | 0 | 0 | 0 | 0 | 1827.1305
5782 | 1519.6659 | 0 | 0 | 0 | 0 | 0 | 0 | 0 | 0 | 1581.6331
5783 | 1699.7626 | 0 | 0 | 0 | 0 | 0 | 0 | 0 | 0 | 1769.0739
5784 | 524.3525 | 0 | 0 | 0 | 0 | 0 | 0 | 524.352 | 0 | 0
5785 | 475.7423 | 0 | 0 | 0 | 0 | 0 | 0 | 475.742 | 0 | 0
5786 | 485.3049 | 0 | 0 | 0 | 0 | 0 | 0 | 485.305 | 0 | 0
5787 | 448.6481 | 0 | 0 | 0 | 0 | 0 | 0 | 448.648 | 0 | 0
5788 | 408.8037 | 0 | 0 | 0 | 0 | 0 | 0 | 408.804 | 0 | 0
5789 | 496.4614 | 0 | 0 | 0 | 0 | 0 | 0 | 496.461 | 0 | 0
5790 | 478.9298 | 0 | 0 | 0 | 0 | 0 | 0 | 478.93 | 0 | 0
5791 | 400.8348 | 64.89 | 264.4603 | 264.4603 | 0 | 0 | 0 | 146.735 | 0 | 0
5792 | 182.8679 | 212.8 | 965.308 | 190.3248 | -774.9832 | 0 | 0 | 0 | 0 | 0
5793 | 1356.1404 | 390.21 | 1760.6092 | 1411.4401 | -349.1692 | 0 | 0 | 0 | 0 | 0
5794 | 1493.0687 | 563.25 | 2484.5538 | 1553.9516 | -930.6022 | 0 | 0 | 0 | 0 | 0
5795 | 1601.832 | 690.08 | 2985.9345 | 1667.1496 | -1318.7849 | 0 | 0 | 0 | 0 | 0
5796 | 1394.3631 | 739.92 | 3175.1831 | 1451.2207 | -1723.9625 | 0 | 0 | 0 | 0 | 0
5797 | 1717.3001 | 726.27 | 3127.0513 | 1787.327 | -1339.7243 | 0 | 0 | 0 | 0 | 0
5798 | 1250.3824 | 747.47 | 3237.2623 | 1301.3686 | -1935.8938 | 0 | 0 | 0 | 0 | 0
5799 | 1121.1221 | 612.04 | 2705.9728 | 1166.8378 | -1539.1351 | 0 | 0 | 0 | 0 | 0
5800 | 1607.7798 | 257.03 | 1153.0943 | 1153.0943 | 0 | 0 | 0 | 499.863 | 0 | 0
5801 | 1448.2039 | 70.27 | 292.4156 | 292.4156 | 0 | 0 | 0 | 1167.245 | 0 | 0
5802 | 1364.7797 | 18.61 | 52.8153 | 52.8153 | 0 | 0 | 0 | 1314.034 | 0 | 0
5803 | 1446.5205 | 0 | 0 | 0 | 0 | 0 | 0 | 0 | 0 | 1505.5044
5804 | 1027.9858 | 0 | 0 | 0 | 0 | 0 | 0 | 0 | 0 | 1069.904
5805 | 1208.0826 | 0 | 0 | 0 | 0 | 0 | 0 | 0 | 0 | 1257.3448
5806 | 1391.3668 | 0 | 0 | 0 | 0 | 0 | 0 | 0 | 0 | 1448.1025
5807 | 960.2503 | 0 | 0 | 0 | 0 | 0 | 0 | 0 | 0 | 999.4059
5808 | 1379.4135 | 0 | 0 | 0 | 0 | 0 | 0 | 1379.414 | 0 | 0
5809 | 1115.6435 | 0 | 0 | 0 | 0 | 0 | 0 | 1115.644 | 0 | 0
5810 | 1562.6978 | 0 | 0 | 0 | 0 | 0 | 0 | 1562.698 | 0 | 0
5811 | 1405.7108 | 0 | 0 | 0 | 0 | 0 | 0 | 1405.711 | 0 | 0
5812 | 1476.6339 | 0 | 0 | 0 | 0 | 0 | 0 | 1476.634 | 0 | 0
5813 | 1177.8008 | 0 | 0 | 0 | 0 | 0 | 0 | 202.988 | 0 | 1014.5617
5814 | 1127.5968 | 0 | 0 | 0 | 0 | 0 | 0 | 0 | 0 | 1173.5768
5815 | 1133.1751 | 82.89 | 336.5664 | 336.5664 | 0 | 0 | 0 | 0 | 0 | 842.8158
5816 | 181.302 | 350.1 | 1587.3282 | 188.696 | -1398.6323 | 0 | 0 | 0 | 0 | 0
5817 | 479.2755 | 390.48 | 1757.1664 | 498.8183 | -1258.3481 | 0 | 0 | 0 | 0 | 0
5818 | 453.9145 | 789.12 | 3460.0729 | 472.4232 | -2093.1229 | 0 | 894.5268 | 0 | 0 | 0
5819 | 496.7951 | 927.72 | 3958.4853 | 517.0517 | -2093.1229 | 0 | 1348.3107 | 0 | 0 | 0
5820 | 414.3719 | 997.29 | 4200.928 | 431.2688 | -2093.1229 | 0 | 1676.5363 | 0 | 0 | 0
5821 | 318.7732 | 989.49 | 4178.214 | 331.7715 | -1894.4885 | 0 | 1951.954 | 0 | 0 | 0
5822 | 334.3604 | 898.49 | 3854.3961 | 347.9952 | 0 | 0 | 3506.401 | 0 | 0 | 0
5823 | 406.4429 | 746.79 | 3284.1295 | 423.0164 | 0 | 0 | 2861.1131 | 0 | 0 | 0
5824 | 328.2074 | 537.32 | 2439.0958 | 341.5902 | 0 | 0 | 2097.5056 | 0 | 0 | 0
5825 | 412.0002 | 295.9 | 1302.3896 | 428.8 | 0 | 0 | 873.5895 | 0 | 0 | 0
5826 | 284.013 | 69.31 | 214.4937 | 214.4937 | 0 | 0 | 0 | 0 | 0 | 81.1005
5827 | 303.3544 | 0 | 0 | 0 | 0 | 0 | 0 | 0 | 0 | 315.7238
5828 | 260.5825 | 0 | 0 | 0 | 0 | 0 | 0 | 0 | 0 | 271.2077
5829 | 203.2065 | 0 | 0 | 0 | 0 | 0 | 0 | 0 | 0 | 211.4921
5830 | 329.9117 | 0 | 0 | 0 | 0 | 0 | 0 | 0 | 0 | 343.3648
5831 | 295.6455 | 0 | 0 | 0 | 0 | 0 | 0 | 0 | 0 | 307.7015
5832 | 301.2237 | 0 | 0 | 0 | 0 | 0 | 0 | 0 | 0 | 313.5069
5833 | 332.0389 | 0 | 0 | 0 | 0 | 0 | 0 | 0 | 0 | 345.5785
5834 | 303.4149 | 0 | 0 | 0 | 0 | 0 | 0 | 0 | 0 | 315.7873
5835 | 303.4149 | 0 | 0 | 0 | 0 | 0 | 0 | 0 | 0 | 315.7873
5836 | 323.0428 | 0 | 0 | 0 | 0 | 0 | 0 | 0 | 0 | 336.2157
5837 | 232.2637 | 0 | 0 | 0 | 0 | 0 | 0 | 0 | 0 | 241.735
5838 | 282.1513 | 0 | 0 | 0 | 0 | 0 | 0 | 0 | 0 | 293.6562
5839 | 262.5234 | 62.41 | 253.1273 | 253.1273 | 0 | 0 | 0 | 0 | 0 | 20.1005
5840 | 251.6319 | 238.53 | 1093.9043 | 261.8927 | -832.0115 | 0 | 0 | 0 | 0 | 0
5841 | 470.5752 | 383.66 | 1750.8832 | 489.7646 | -1261.1186 | 0 | 0 | 0 | 0 | 0
5842 | 1198.9713 | 453.8 | 2039.9038 | 1247.8612 | -792.0426 | 0 | 0 | 0 | 0 | 0
5843 | 1601.2271 | 624.73 | 2771.3388 | 1666.5199 | -1104.8189 | 0 | 0 | 0 | 0 | 0
5844 | 1241.291 | 706.99 | 3113.6128 | 1291.9058 | -142.1285 | 0 | 1679.5785 | 0 | 0 | 0
5845 | 1602.0439 | 762.51 | 3352.6251 | 1667.3692 | 0 | 0 | 1685.256 | 0 | 0 | 0
5846 | 1542.9506 | 735.07 | 3251.5522 | 1605.8676 | 0 | 0 | 1645.6846 | 0 | 0 | 0
5847 | 1640.668 | 511.13 | 2297.7271 | 1707.5692 | 0 | 0 | 590.1579 | 0 | 0 | 0
5848 | 1242.7375 | 449.53 | 2054.1218 | 1293.4129 | 0 | 0 | 760.709 | 0 | 0 | 0
5849 | 1329.2874 | 250.85 | 1138.4391 | 1138.4391 | 0 | 0 | 0 | 235.452 | 0 | 0
5850 | 1176.7039 | 61.02 | 218.2769 | 218.2769 | 0 | 0 | 0 | 966.979 | 0 | 0
5851 | 1489.1425 | 0 | 0 | 0 | 0 | 0 | 0 | 0 | 0 | 1549.8644
5852 | 1527.7062 | 0 | 0 | 0 | 0 | 0 | 0 | 0 | 0 | 1590.001
5853 | 1849.1134 | 0 | 0 | 0 | 0 | 0 | 0 | 0 | 0 | 1924.5139
5854 | 1687.1831 | 0 | 0 | 0 | 0 | 0 | 0 | 0 | 0 | 1755.9809
5855 | 1236.5588 | 0 | 0 | 0 | 0 | 0 | 0 | 0 | 0 | 1286.9819
5856 | 1050.9114 | 0 | 0 | 0 | 0 | 0 | 0 | 631.308 | 0 | 436.7141
5857 | 1364.9581 | 0 | 0 | 0 | 0 | 0 | 0 | 1364.958 | 0 | 0
5858 | 1355.1441 | 0 | 0 | 0 | 0 | 0 | 0 | 1355.144 | 0 | 0
5859 | 1388.6752 | 0 | 0 | 0 | 0 | 0 | 0 | 1388.675 | 0 | 0
5860 | 1544.0628 | 0 | 0 | 0 | 0 | 0 | 0 | 1544.063 | 0 | 0
5861 | 1248.0084 | 0 | 0 | 0 | 0 | 0 | 0 | 1248.008 | 0 | 0
5862 | 1493.3574 | 0 | 0 | 0 | 0 | 0 | 0 | 1493.357 | 0 | 0
5863 | 1527.7062 | 108.62 | 401.9022 | 401.9022 | 0 | 0 | 0 | 0 | 0 | 1188.0998
5864 | 1240.9649 | 345.18 | 1587.2262 | 1291.5676 | -295.6587 | 0 | 0 | 0 | 0 | 0
5865 | 1314.0022 | 463.38 | 2121.7838 | 1367.5828 | -754.201 | 0 | 0 | 0 | 0 | 0
5866 | 1895.8186 | 783.88 | 3560.2716 | 1973.1244 | -1587.1471 | 0 | 0 | 0 | 0 | 0
5867 | 1738.3935 | 727.37 | 3227.6091 | 1809.2801 | -1418.329 | 0 | 0 | 0 | 0 | 0
5868 | 1628.6735 | 832.62 | 3659.8042 | 1695.0861 | -1964.7181 | 0 | 0 | 0 | 0 | 0
5869 | 1331.8493 | 981.99 | 4346.5243 | 1386.1575 | -2093.1229 | 0 | 867.2439 | 0 | 0 | 0
5870 | 1502.9147 | 879.52 | 3923.2747 | 1564.198 | -2093.1229 | 0 | 265.9539 | 0 | 0 | 0
5871 | 1067.9509 | 727.61 | 3300.0565 | 1111.4986 | -624.5379 | 0 | 1564.02 | 0 | 0 | 0
5872 | 1186.9605 | 519.07 | 2401.5529 | 1235.3604 | 0 | 0 | 1166.1925 | 0 | 0 | 0
5873 | 1465.9979 | 282.56 | 1262.5986 | 1262.5986 | 0 | 0 | 0 | 252.867 | 0 | 0
5874 | 1552.9578 | 63.25 | 214.2054 | 214.2054 | 0 | 0 | 0 | 1347.144 | 0 | 0
5875 | 1503.1713 | 0 | 0 | 0 | 0 | 0 | 0 | 0 | 0 | 1564.4655
5876 | 1143.3262 | 0 | 0 | 0 | 0 | 0 | 0 | 0 | 0 | 1189.9472
5877 | 1723.9854 | 0 | 0 | 0 | 0 | 0 | 0 | 0 | 0 | 1794.2836
5878 | 1668.373 | 0 | 0 | 0 | 0 | 0 | 0 | 0 | 0 | 1736.4039
5879 | 1373.1364 | 0 | 0 | 0 | 0 | 0 | 0 | 0 | 0 | 1429.1281
5880 | 1233.2875 | 0 | 0 | 0 | 0 | 0 | 0 | 140.635 | 0 | 1137.2068
5881 | 1690.4544 | 0 | 0 | 0 | 0 | 0 | 0 | 1690.454 | 0 | 0
5882 | 1819.6715 | 0 | 0 | 0 | 0 | 0 | 0 | 1819.672 | 0 | 0
5883 | 1252.9154 | 0 | 0 | 0 | 0 | 0 | 0 | 1252.915 | 0 | 0
5884 | 1363.3224 | 0 | 0 | 0 | 0 | 0 | 0 | 1363.322 | 0 | 0
5885 | 1499.0822 | 0 | 0 | 0 | 0 | 0 | 0 | 1499.082 | 0 | 0
5886 | 1406.6674 | 0 | 0 | 0 | 0 | 0 | 0 | 1406.667 | 0 | 0
5887 | 1239.0123 | 111.44 | 408.815 | 408.815 | 0 | 0 | 0 | 0 | 0 | 880.7199
5888 | 1144.3567 | 348.18 | 1598.2054 | 1191.0202 | -407.1852 | 0 | 0 | 0 | 0 | 0
5889 | 1160.5057 | 587.26 | 2715.1171 | 1207.8277 | -1507.2894 | 0 | 0 | 0 | 0 | 0
5890 | 1535.5758 | 783.72 | 3530.7395 | 1598.1919 | -1932.5477 | 0 | 0 | 0 | 0 | 0
5891 | 1778.9231 | 921.05 | 4068.9731 | 1851.4618 | -2093.1229 | 0 | 124.3884 | 0 | 0 | 0
5892 | 1434.3111 | 986.85 | 4311.2774 | 1492.7966 | -2093.1229 | 0 | 725.3579 | 0 | 0 | 0
5893 | 1226.9442 | 977.6 | 4270.5632 | 1276.9748 | -2093.1229 | 0 | 900.4655 | 0 | 0 | 0
5894 | 1067.315 | 893.36 | 3936.4551 | 1110.8377 | -704.4456 | 0 | 2121.1718 | 0 | 0 | 0
5895 | 1327.1212 | 737.88 | 3314.3932 | 1381.2367 | 0 | 0 | 1933.1565 | 0 | 0 | 0
5896 | 1593.7705 | 528.93 | 2434.6465 | 1658.7599 | 0 | 0 | 775.8866 | 0 | 0 | 0
5897 | 1265.787 | 191.95 | 863.3108 | 863.3108 | 0 | 0 | 0 | 0 | 0 | 454.0909
5898 | 1411.0786 | 44.37 | 161.5764 | 161.5764 | 0 | 0 | 0 | 0 | 0 | 1307.0418
5899 | 906.1208 | 0 | 0 | 0 | 0 | 0 | 0 | 0 | 0 | 943.0697
5900 | 1138.4192 | 0 | 0 | 0 | 0 | 0 | 0 | 0 | 0 | 1184.8401
5901 | 1154.7758 | 0 | 0 | 0 | 0 | 0 | 0 | 0 | 0 | 1201.8641
5902 | 1472.9116 | 0 | 0 | 0 | 0 | 0 | 0 | 0 | 0 | 1532.9726
5903 | 1362.5046 | 0 | 0 | 0 | 0 | 0 | 0 | 0 | 0 | 1418.0636
5904 | 141.4846 | 0 | 0 | 0 | 0 | 0 | 0 | 0 | 0 | 147.2543
5905 | 99.7752 | 0 | 0 | 0 | 0 | 0 | 0 | 0 | 0 | 103.8435
5906 | 96.5039 | 0 | 0 | 0 | 0 | 0 | 0 | 0 | 0 | 100.4391
5907 | 105.5001 | 0 | 0 | 0 | 0 | 0 | 0 | 0 | 0 | 109.802
5908 | 94.8683 | 0 | 0 | 0 | 0 | 0 | 0 | 0 | 0 | 98.7364
5909 | 100.5931 | 0 | 0 | 0 | 0 | 0 | 0 | 0 | 0 | 104.6949
5910 | 91.5969 | 0 | 0 | 0 | 0 | 0 | 0 | 0 | 0 | 95.332
5911 | 86.69 | 110.2 | 407.3403 | 90.2249 | -317.1153 | 0 | 0 | 0 | 0 | 0
5912 | 88.3635 | 345.12 | 1581.6498 | 91.9672 | -1489.6826 | 0 | 0 | 0 | 0 | 0
5913 | 674.8497 | 581.8 | 2686.7549 | 702.3682 | -1984.3867 | 0 | 0 | 0 | 0 | 0
5914 | 1069.3668 | 495.28 | 2222.4311 | 1112.9713 | -1109.4597 | 0 | 0 | 0 | 0 | 0
5915 | 1034.0283 | 919.62 | 4067.8584 | 1076.1923 | -2093.1229 | 0 | 898.5432 | 0 | 0 | 0
5916 | 1101.8888 | 984.29 | 4311.8956 | 1146.8205 | -2093.1229 | 0 | 1071.9522 | 0 | 0 | 0
5917 | 1309.4418 | 972.92 | 4257.6649 | 1362.8368 | -708.8325 | 0 | 2185.9955 | 0 | 0 | 0
5918 | 1334.591 | 865.21 | 3817.0812 | 1389.0113 | 0 | 0 | 2428.0698 | 0 | 0 | 0
5919 | 1249.9334 | 625.86 | 2786.5029 | 1300.9013 | 0 | 0 | 1485.6017 | 0 | 0 | 0
5920 | 1409.4378 | 502.66 | 2306.7631 | 1466.9093 | 0 | 0 | 839.8538 | 0 | 0 | 0
5921 | 1475.0421 | 269.46 | 1204.1767 | 1204.1767 | 0 | 0 | 0 | 289.907 | 0 | 29.2843
5922 | 1347.0834 | 44.76 | 161.8876 | 161.8876 | 0 | 0 | 0 | 0 | 0 | 1240.1251
5923 | 1438.5628 | 0 | 0 | 0 | 0 | 0 | 0 | 0 | 0 | 1497.223
5924 | 1652.8342 | 0 | 0 | 0 | 0 | 0 | 0 | 0 | 0 | 1720.2313
5925 | 1743.6133 | 0 | 0 | 0 | 0 | 0 | 0 | 0 | 0 | 1814.7119
5926 | 1660.1947 | 0 | 0 | 0 | 0 | 0 | 0 | 0 | 0 | 1727.8924
5927 | 1413.2101 | 0 | 0 | 0 | 0 | 0 | 0 | 0 | 0 | 1470.8362
5928 | 139.8489 | 0 | 0 | 0 | 0 | 0 | 0 | 0 | 0 | 145.5516
5929 | 107.1357 | 0 | 0 | 0 | 0 | 0 | 0 | 107.136 | 0 | 0
5930 | 98.9574 | 0 | 0 | 0 | 0 | 0 | 0 | 98.957 | 0 | 0
5931 | 102.2287 | 0 | 0 | 0 | 0 | 0 | 0 | 102.229 | 0 | 0
5932 | 100.5931 | 0 | 0 | 0 | 0 | 0 | 0 | 100.593 | 0 | 0
5933 | 103.8644 | 0 | 0 | 0 | 0 | 0 | 0 | 103.864 | 0 | 0
5934 | 97.3218 | 0 | 0 | 0 | 0 | 0 | 0 | 97.322 | 0 | 0
5935 | 94.8683 | 8.81 | 12.4362 | 12.4362 | 0 | 0 | 0 | 0 | 0 | 86.3002
5936 | 87.886 | 273.56 | 1253.0286 | 91.4697 | -1161.5589 | 0 | 0 | 0 | 0 | 0
5937 | 953.4016 | 244.18 | 1100.6922 | 992.2787 | -108.4136 | 0 | 0 | 0 | 0 | 0
5938 | 1414.2467 | 781.05 | 3498.5754 | 1471.9155 | -2026.6599 | 0 | 0 | 0 | 0 | 0
5939 | 1289.2178 | 917.33 | 4036.2875 | 1341.7871 | -2093.1229 | 0 | 601.3775 | 0 | 0 | 0
5940 | 1489.7845 | 797.3 | 3476.1612 | 1550.5326 | -1925.6286 | 0 | 0 | 0 | 0 | 0
5941 | 1378.1088 | 713.49 | 3130.7263 | 1434.3039 | -1696.4225 | 0 | 0 | 0 | 0 | 0
5942 | 1448.9237 | 797.91 | 3485.2576 | 1508.0054 | -1819.0301 | 0 | 158.222 | 0 | 0 | 0
5943 | 1588.6233 | 522.79 | 2342.6814 | 1653.402 | 0 | 0 | 689.2794 | 0 | 0 | 0
5944 | 1511.5071 | 195.94 | 877.3603 | 877.3603 | 0 | 0 | 0 | 668.521 | 0 | 0
5945 | 1311.4301 | 106.6 | 465.5884 | 465.5884 | 0 | 0 | 0 | 864.083 | 0 | 0
5946 | 1754.8452 | 24.5 | 77.4119 | 77.4119 | 0 | 0 | 0 | 468.596 | 0 | 1261.2862
5947 | 1257.345 | 0 | 0 | 0 | 0 | 0 | 0 | 0 | 0 | 1308.6155
5948 | 847.2718 | 0 | 0 | 0 | 0 | 0 | 0 | 0 | 0 | 881.821
5949 | 1282.3573 | 0 | 0 | 0 | 0 | 0 | 0 | 0 | 0 | 1334.6474
5950 | 1299.5317 | 0 | 0 | 0 | 0 | 0 | 0 | 0 | 0 | 1352.5227
5951 | 1363.3224 | 0 | 0 | 0 | 0 | 0 | 0 | 0 | 0 | 1418.9139
5952 | 1331.4271 | 0 | 0 | 0 | 0 | 0 | 0 | 0 | 0 | 1385.7183
5953 | 1392.7643 | 0 | 0 | 0 | 0 | 0 | 0 | 1392.764 | 0 | 0
5954 | 954.4075 | 0 | 0 | 0 | 0 | 0 | 0 | 954.407 | 0 | 0
5955 | 1391.9465 | 0 | 0 | 0 | 0 | 0 | 0 | 1391.946 | 0 | 0
5956 | 1367.4116 | 0 | 0 | 0 | 0 | 0 | 0 | 1367.412 | 0 | 0
5957 | 1018.1982 | 0 | 0 | 0 | 0 | 0 | 0 | 1018.198 | 0 | 0
5958 | 1299.5317 | 0 | 0 | 0 | 0 | 0 | 0 | 1299.532 | 0 | 0
5959 | 1066.4502 | 78.34 | 321.3055 | 321.3055 | 0 | 0 | 0 | 0 | 0 | 788.6309
5960 | 879.7304 | 354.39 | 1619.4195 | 915.6026 | -703.817 | 0 | 0 | 0 | 0 | 0
5961 | 1118.7892 | 593.73 | 2728.5494 | 1164.4107 | -1564.1387 | 0 | 0 | 0 | 0 | 0
5962 | 1147.7987 | 791.72 | 3546.1378 | 1194.6015 | -2093.1229 | 0 | 258.4134 | 0 | 0 | 0
5963 | 1167.7466 | 922.28 | 4051.3017 | 1215.3629 | -2093.1229 | 0 | 742.8159 | 0 | 0 | 0
5964 | 1009.8492 | 987.45 | 4300.7416 | 1051.0264 | -2093.1229 | 0 | 1156.5924 | 0 | 0 | 0
5965 | 1123.4907 | 977.24 | 4260.4115 | 1169.3034 | -2093.1229 | 0 | 997.9853 | 0 | 0 | 0
5966 | 1352.7826 | 601.79 | 2653.5177 | 1407.9452 | -190.3903 | 0 | 1055.1822 | 0 | 0 | 0
5967 | 1227.347 | 111.46 | 473.6658 | 473.6658 | 0 | 0 | 0 | 772.239 | 0 | 0
5968 | 1201.4218 | 36.28 | 132.8604 | 132.8604 | 0 | 0 | 0 | 1073.767 | 0 | 0
5969 | 1209.5909 | 13.71 | 33.8128 | 33.8128 | 0 | 0 | 0 | 1177.103 | 0 | 0
5970 | 1315.1216 | 4.89 | 0 | 0 | 0 | 0 | 0 | 1315.122 | 0 | 0
5971 | 1232.4093 | 0 | 0 | 0 | 0 | 0 | 0 | 0 | 0 | 1282.6627
5972 | 1067.268 | 0 | 0 | 0 | 0 | 0 | 0 | 0 | 0 | 1110.7878
5973 | 1498.2644 | 0 | 0 | 0 | 0 | 0 | 0 | 0 | 0 | 1559.3584
5974 | 1077.8998 | 0 | 0 | 0 | 0 | 0 | 0 | 0 | 0 | 1121.8533
5975 | 1290.5356 | 0 | 0 | 0 | 0 | 0 | 0 | 0 | 0 | 1343.1599
5976 | 956.861 | 0 | 0 | 0 | 0 | 0 | 0 | 956.861 | 0 | 0
5977 | 1195.6673 | 0 | 0 | 0 | 0 | 0 | 0 | 1195.667 | 0 | 0
5978 | 1304.4387 | 0 | 0 | 0 | 0 | 0 | 0 | 1304.439 | 0 | 0
5979 | 1028.83 | 0 | 0 | 0 | 0 | 0 | 0 | 1028.83 | 0 | 0
5980 | 1461.462 | 0 | 0 | 0 | 0 | 0 | 0 | 1461.462 | 0 | 0
5981 | 1392.7643 | 0 | 0 | 0 | 0 | 0 | 0 | 437.632 | 0 | 994.0803
5982 | 1118.7913 | 0 | 0 | 0 | 0 | 0 | 0 | 0 | 0 | 1164.4117
5983 | 1271.7255 | 43.12 | 167.7399 | 167.7399 | 0 | 0 | 0 | 0 | 0 | 1155.842
5984 | 186.0829 | 150 | 674.0018 | 193.6709 | -480.331 | 0 | 0 | 0 | 0 | 0
5985 | 155.6841 | 396.97 | 1808.2258 | 162.0333 | -1646.1925 | 0 | 0 | 0 | 0 | 0
5986 | 185.2027 | 506.51 | 2267.2063 | 192.755 | -2074.4513 | 0 | 0 | 0 | 0 | 0
5987 | 174.4073 | 686.72 | 3023.2068 | 181.5188 | -2093.1229 | 0 | 748.5652 | 0 | 0 | 0
5988 | 189.5525 | 538.19 | 2375.1994 | 197.2813 | -2093.1229 | 0 | 84.7952 | 0 | 0 | 0
5989 | 199.8194 | 263.85 | 1162.8682 | 207.968 | -954.9002 | 0 | 0 | 0 | 0 | 0
5990 | 201.4499 | 546.76 | 2420.4534 | 209.6645 | -1488.7157 | 0 | 722.0732 | 0 | 0 | 0
5991 | 132.424 | 401.76 | 1799.1648 | 137.8238 | 0 | 0 | 1661.341 | 0 | 0 | 0
5992 | 181.7586 | 55.68 | 221.8926 | 189.1695 | 0 | 0 | 32.7231 | 0 | 0 | 0
5993 | 119.9634 | 144.99 | 646.2454 | 124.8557 | 0 | 0 | 521.3896 | 0 | 0 | 0
5994 | 101.4733 | 31.32 | 106.9076 | 105.6107 | 0 | 0 | 1.2968 | 0 | 0 | 0
5995 | 112.5998 | 0 | 0 | 0 | 0 | 0 | 0 | 0 | 0 | 117.1915
5996 | 110.407 | 0 | 0 | 0 | 0 | 0 | 0 | 0 | 0 | 114.909
5997 | 102.2287 | 0 | 0 | 0 | 0 | 0 | 0 | 0 | 0 | 106.3976
5998 | 93.2326 | 0 | 0 | 0 | 0 | 0 | 0 | 0 | 0 | 97.0347
5999 | 102.2287 | 0 | 0 | 0 | 0 | 0 | 0 | 0 | 0 | 106.3976
6000 | 95.6861 | 0 | 0 | 0 | 0 | 0 | 0 | 0 | 0 | 99.5878
6001 | 100.5931 | 0 | 0 | 0 | 0 | 0 | 0 | 0 | 0 | 104.6949
6002 | 92.4148 | 0 | 0 | 0 | 0 | 0 | 0 | 0 | 0 | 96.1834
6003 | 98.9574 | 0 | 0 | 0 | 0 | 0 | 0 | 0 | 0 | 102.9921
6004 | 93.2326 | 0 | 0 | 0 | 0 | 0 | 0 | 0 | 0 | 97.0347
6005 | 98.9574 | 0 | 0 | 0 | 0 | 0 | 0 | 0 | 0 | 102.9921
6006 | 91.5969 | 0 | 0 | 0 | 0 | 0 | 0 | 0 | 0 | 95.332
6007 | 94.8683 | 78.23 | 322.9905 | 98.7364 | -224.2541 | 0 | 0 | 0 | 0 | 0
6008 | 88.6732 | 272.44 | 1258.5625 | 92.2888 | -1156.5632 | 0 | 9.7104 | 0 | 0 | 0
6009 | 877.3751 | 601.38 | 2803.809 | 913.1526 | 0 | 0 | 1890.6564 | 0 | 0 | 0
6010 | 1234.046 | 335.97 | 1515.9476 | 1284.3664 | 0 | 0 | 231.5812 | 0 | 0 | 0
6011 | 1673.4272 | 652.41 | 2913.613 | 1741.664 | 0 | 0 | 1171.949 | 0 | 0 | 0
6012 | 1423.6773 | 470.67 | 2104.4309 | 1481.731 | 0 | 0 | 622.6999 | 0 | 0 | 0
6013 | 1772.2558 | 191.29 | 839.1398 | 839.1398 | 0 | 0 | 0 | 965.993 | 0 | 0
6014 | 1493.8665 | 150.52 | 654.0824 | 654.0824 | 0 | 0 | 0 | 865.411 | 0 | 0
6015 | 1557.6541 | 48.09 | 184.8295 | 184.8295 | 0 | 0 | 0 | 1380.066 | 0 | 0
6016 | 1584.9707 | 54.7 | 218.6193 | 218.6193 | 0 | 0 | 0 | 1374.917 | 0 | 0
6017 | 1772.4797 | 48.73 | 194.7658 | 194.7658 | 0 | 0 | 0 | 1585.345 | 0 | 0
6018 | 1755.7039 | 12.73 | 26.9957 | 26.9957 | 0 | 0 | 0 | 1729.766 | 0 | 0
6019 | 1611.083 | 0 | 0 | 0 | 0 | 0 | 0 | 0 | 0 | 1676.7778
6020 | 1745.249 | 0 | 0 | 0 | 0 | 0 | 0 | 0 | 0 | 1816.4147
6021 | 1431.2023 | 0 | 0 | 0 | 0 | 0 | 0 | 0 | 0 | 1489.5618
6022 | 1315.8883 | 0 | 0 | 0 | 0 | 0 | 0 | 0 | 0 | 1369.5457
6023 | 1081.1711 | 0 | 0 | 0 | 0 | 0 | 0 | 0 | 0 | 1125.2577
6024 | 1571.0512 | 0 | 0 | 0 | 0 | 0 | 0 | 583.813 | 0 | 1027.4944
6025 | 1019.8339 | 0 | 0 | 0 | 0 | 0 | 0 | 1019.834 | 0 | 0
6026 | 1302.803 | 0 | 0 | 0 | 0 | 0 | 0 | 1302.803 | 0 | 0
6027 | 1215.2952 | 0 | 0 | 0 | 0 | 0 | 0 | 1215.295 | 0 | 0
6028 | 1135.9657 | 0 | 0 | 0 | 0 | 0 | 0 | 1135.966 | 0 | 0
6029 | 1096.7099 | 0 | 0 | 0 | 0 | 0 | 0 | 1096.71 | 0 | 0
6030 | 1092.6207 | 0 | 0 | 0 | 0 | 0 | 0 | 1092.621 | 0 | 0
6031 | 1315.8883 | 101.12 | 411.4055 | 411.4055 | 0 | 0 | 0 | 0 | 0 | 958.1402
6032 | 1094.9209 | 192.44 | 880.5867 | 880.5867 | 0 | 0 | 0 | 0 | 0 | 258.9817
6033 | 1387.202 | 313.48 | 1433.7866 | 1433.7866 | 0 | 0 | 0 | 0 | 0 | 9.981
6034 | 1405.6574 | 801.79 | 3644.5734 | 1462.9752 | -2093.1229 | 0 | 88.4754 | 0 | 0 | 0
6035 | 1365.2484 | 770.6 | 3418.5969 | 1420.9184 | -1997.6784 | 0 | 0 | 0 | 0 | 0
6036 | 1221.3717 | 990.64 | 4377.4822 | 1271.1746 | -2093.1229 | 0 | 1013.1848 | 0 | 0 | 0
6037 | 1267.0966 | 981.45 | 4344.8091 | 1318.7641 | -2093.1229 | 0 | 932.9221 | 0 | 0 | 0
6038 | 1528.0967 | 896.97 | 4015.4386 | 1590.4079 | -2093.1229 | 0 | 331.9079 | 0 | 0 | 0
6039 | 1700.6118 | 742.35 | 3391.0798 | 1769.9575 | -460.6686 | 0 | 1160.4536 | 0 | 0 | 0
6040 | 1411.0387 | 385.22 | 1771.6175 | 1468.5756 | 0 | 0 | 303.0419 | 0 | 0 | 0
6041 | 1480.8333 | 76.39 | 324.6932 | 324.6932 | 0 | 0 | 0 | 1168.861 | 0 | 0
6042 | 1727.6442 | 17.63 | 47.4667 | 47.4667 | 0 | 0 | 0 | 62.892 | 0 | 1685.1685
6043 | 1863.8394 | 0 | 0 | 0 | 0 | 0 | 0 | 0 | 0 | 1939.8404
6044 | 874.2602 | 0 | 0 | 0 | 0 | 0 | 0 | 0 | 0 | 909.9095
6045 | 1106.5238 | 0 | 0 | 0 | 0 | 0 | 0 | 0 | 0 | 1151.6445
6046 | 1191.5782 | 0 | 0 | 0 | 0 | 0 | 0 | 0 | 0 | 1240.1667
6047 | 1427.931 | 0 | 0 | 0 | 0 | 0 | 0 | 0 | 0 | 1486.1574
6048 | 771.2136 | 0 | 0 | 0 | 0 | 0 | 0 | 0 | 0 | 802.6616
6049 | 615.8259 | 0 | 0 | 0 | 0 | 0 | 0 | 615.826 | 0 | 0
6050 | 593.7445 | 0 | 0 | 0 | 0 | 0 | 0 | 593.745 | 0 | 0
6051 | 716.419 | 0 | 0 | 0 | 0 | 0 | 0 | 716.419 | 0 | 0
6052 | 741.7717 | 0 | 0 | 0 | 0 | 0 | 0 | 741.772 | 0 | 0
6053 | 516.8685 | 0 | 0 | 0 | 0 | 0 | 0 | 516.868 | 0 | 0
6054 | 739.3182 | 0 | 0 | 0 | 0 | 0 | 0 | 739.318 | 0 | 0
6055 | 691.8841 | 54.02 | 218.8046 | 218.8046 | 0 | 0 | 0 | 0 | 0 | 501.2922
6056 | 788.801 | 176.85 | 805.6507 | 805.6507 | 0 | 0 | 0 | 0 | 0 | 15.315
6057 | 672.9677 | 250.47 | 1139.2842 | 700.4084 | -438.8758 | 0 | 0 | 0 | 0 | 0
6058 | 848.4842 | 330.02 | 1493.5397 | 883.0825 | -610.4572 | 0 | 0 | 0 | 0 | 0
6059 | 583.859 | 630.74 | 2834.3839 | 607.6669 | -2093.1229 | 0 | 133.5941 | 0 | 0 | 0
6060 | 720.5879 | 570.5 | 2559.1775 | 749.9713 | -1809.2062 | 0 | 0 | 0 | 0 | 0
6061 | 820.5103 | 758.8 | 3385.725 | 853.9678 | -2093.1229 | 0 | 438.6343 | 0 | 0 | 0
6062 | 864.1732 | 653.25 | 2937.4364 | 899.4122 | -2038.0241 | 0 | 0 | 0 | 0 | 0
6063 | 828.4586 | 734.79 | 3375.8428 | 862.2399 | -1748.0283 | 0 | 765.5746 | 0 | 0 | 0
6064 | 969.7735 | 393.05 | 1812.4285 | 1009.3172 | 0 | 0 | 803.1112 | 0 | 0 | 0
6065 | 882.8525 | 277.37 | 1241.4615 | 918.8529 | 0 | 0 | 322.6085 | 0 | 0 | 0
6066 | 889.7008 | 56.34 | 178.462 | 178.462 | 0 | 0 | 0 | 0 | 0 | 747.5182
6067 | 815.3764 | 0 | 0 | 0 | 0 | 0 | 0 | 0 | 0 | 848.6244
6068 | 857.0857 | 0 | 0 | 0 | 0 | 0 | 0 | 0 | 0 | 892.0352
6069 | 776.1206 | 0 | 0 | 0 | 0 | 0 | 0 | 0 | 0 | 807.7687
6070 | 704.9694 | 0 | 0 | 0 | 0 | 0 | 0 | 0 | 0 | 733.7154
6071 | 563.4848 | 0 | 0 | 0 | 0 | 0 | 0 | 0 | 0 | 586.4621
6072 | 704.9694 | 0 | 0 | 0 | 0 | 0 | 0 | 0 | 0 | 733.7154
6073 | 1049.2758 | 0 | 0 | 0 | 0 | 0 | 0 | 1049.276 | 0 | 0
6074 | 1127.7874 | 0 | 0 | 0 | 0 | 0 | 0 | 782.877 | 0 | 358.9754
6075 | 815.3764 | 0 | 0 | 0 | 0 | 0 | 0 | 0 | 0 | 848.6244
6076 | 836.64 | 0 | 0 | 0 | 0 | 0 | 0 | 0 | 0 | 870.7555
6077 | 796.5663 | 0 | 0 | 0 | 0 | 0 | 0 | 0 | 0 | 829.0474
6078 | 758.1283 | 0 | 0 | 0 | 0 | 0 | 0 | 0 | 0 | 789.042
6079 | 855.4501 | 50.94 | 204.4616 | 204.4616 | 0 | 0 | 0 | 0 | 0 | 685.8709
6080 | 639.7638 | 168.22 | 764.1258 | 665.8515 | -98.2743 | 0 | 0 | 0 | 0 | 0
6081 | 302.7034 | 386.95 | 1779.4973 | 315.0473 | -1464.45 | 0 | 0 | 0 | 0 | 0
6082 | 287.4345 | 437.19 | 1985.5357 | 299.1546 | -1686.381 | 0 | 0 | 0 | 0 | 0
6083 | 226.1197 | 651.52 | 2927.9674 | 235.3394 | -2093.1229 | 0 | 599.5051 | 0 | 0 | 0
6084 | 306.2691 | 608.57 | 2725.5145 | 318.7566 | -2093.1229 | 0 | 313.635 | 0 | 0 | 0
6085 | 908.0488 | 739.28 | 3297.6576 | 945.0753 | -2093.1229 | 0 | 259.4594 | 0 | 0 | 0
6086 | 1146.5832 | 676.06 | 3035.182 | 1193.337 | -1302.3636 | 0 | 539.4814 | 0 | 0 | 0
6087 | 858.2665 | 48.09 | 185.2312 | 185.2312 | 0 | 0 | 0 | 680.292 | 0 | 0
6088 | 1394.3683 | 27.45 | 94.3818 | 94.3818 | 0 | 0 | 0 | 1303.684 | 0 | 0
6089 | 1415.3466 | 14.69 | 38.6701 | 38.6701 | 0 | 0 | 0 | 1378.192 | 0 | 0
6090 | 1274.8271 | 4.89 | 0 | 0 | 0 | 0 | 0 | 1274.827 | 0 | 0
6091 | 1217.7058 | 0 | 0 | 0 | 0 | 0 | 0 | 0 | 0 | 1267.3601
6092 | 1113.8843 | 0 | 0 | 0 | 0 | 0 | 0 | 0 | 0 | 1159.3046
6093 | 1204.6634 | 0 | 0 | 0 | 0 | 0 | 0 | 0 | 0 | 1253.7853
6094 | 1071.3572 | 0 | 0 | 0 | 0 | 0 | 0 | 0 | 0 | 1115.0435
6095 | 1266.8185 | 0 | 0 | 0 | 0 | 0 | 0 | 0 | 0 | 1318.4758
6096 | 1126.9696 | 0 | 0 | 0 | 0 | 0 | 0 | 1126.97 | 0 | 0
6097 | 1026.3765 | 0 | 0 | 0 | 0 | 0 | 0 | 1026.377 | 0 | 0
6098 | 914.3338 | 0 | 0 | 0 | 0 | 0 | 0 | 914.334 | 0 | 0
6099 | 758.1283 | 0 | 0 | 0 | 0 | 0 | 0 | 758.128 | 0 | 0
6100 | 830.0973 | 0 | 0 | 0 | 0 | 0 | 0 | 830.097 | 0 | 0
6101 | 926.6013 | 0 | 0 | 0 | 0 | 0 | 0 | 926.601 | 0 | 0
6102 | 1324.0666 | 0 | 0 | 0 | 0 | 0 | 0 | 1324.067 | 0 | 0
6103 | 1107.3417 | 80.18 | 331.1575 | 331.1575 | 0 | 0 | 0 | 789.159 | 0 | 0
6104 | 949.5925 | 253.2 | 1165.134 | 988.3133 | -176.8207 | 0 | 0 | 0 | 0 | 0
6105 | 1070.4841 | 449.31 | 2053.7138 | 1114.1349 | -939.5789 | 0 | 0 | 0 | 0 | 0
6106 | 1490.9918 | 517.2 | 2326.1018 | 1551.7899 | -774.3119 | 0 | 0 | 0 | 0 | 0
6107 | 1371.7788 | 605.9 | 2695.2278 | 1427.7157 | -1267.5121 | 0 | 0 | 0 | 0 | 0
6108 | 1488.1212 | 842.13 | 3682.7762 | 1548.8018 | -2093.1229 | 0 | 40.8515 | 0 | 0 | 0
6109 | 1658.559 | 441.86 | 1967.421 | 1726.1897 | -241.2312 | 0 | 0 | 0 | 0 | 0
6110 | 1466.1104 | 181.11 | 794.0471 | 794.0471 | 0 | 0 | 0 | 703.173 | 0 | 0
6111 | 1663.649 | 429.1 | 1937.967 | 1731.4873 | -206.4797 | 0 | 0 | 0 | 0 | 0
6112 | 1239.8362 | 257.58 | 1171.2569 | 1171.2569 | 0 | 0 | 0 | 114.468 | 0 | 0
6113 | 1491.3363 | 194.71 | 882.6974 | 882.6974 | 0 | 0 | 0 | 643.223 | 0 | 0
6114 | 1536.6216 | 38.51 | 131.6125 | 131.6125 | 0 | 0 | 0 | 1410.165 | 0 | 0
6115 | 1553.0947 | 0 | 0 | 0 | 0 | 0 | 0 | 0 | 0 | 1616.4252
6116 | 1250.4619 | 0 | 0 | 0 | 0 | 0 | 0 | 0 | 0 | 1301.4518
6117 | 1401.7604 | 0 | 0 | 0 | 0 | 0 | 0 | 0 | 0 | 1458.9193
6118 | 1464.7333 | 0 | 0 | 0 | 0 | 0 | 0 | 0 | 0 | 1524.4601
6119 | 1255.3689 | 0 | 0 | 0 | 0 | 0 | 0 | 0 | 0 | 1306.5589
6120 | 1278.2681 | 0 | 0 | 0 | 0 | 0 | 0 | 765.721 | 0 | 533.447
6121 | 1221.8379 | 0 | 0 | 0 | 0 | 0 | 0 | 1221.838 | 0 | 0
6122 | 1106.5238 | 0 | 0 | 0 | 0 | 0 | 0 | 1106.524 | 0 | 0
6123 | 1113.0665 | 0 | 0 | 0 | 0 | 0 | 0 | 1113.066 | 0 | 0
6124 | 1459.8264 | 0 | 0 | 0 | 0 | 0 | 0 | 1459.826 | 0 | 0
6125 | 963.4036 | 0 | 0 | 0 | 0 | 0 | 0 | 963.404 | 0 | 0
6126 | 978.9424 | 0 | 0 | 0 | 0 | 0 | 0 | 978.942 | 0 | 0
6127 | 1391.9465 | 123.59 | 450.8374 | 450.8374 | 0 | 0 | 0 | 0 | 0 | 997.8676
6128 | 1243.5472 | 368.63 | 1683.418 | 1294.2549 | -389.1631 | 0 | 0 | 0 | 0 | 0
6129 | 1089.836 | 609.39 | 2766.6012 | 1134.276 | -1632.3252 | 0 | 0 | 0 | 0 | 0
6130 | 1125.3411 | 647.65 | 2841.5132 | 1171.2288 | -1670.2844 | 0 | 0 | 0 | 0 | 0
6131 | 1443.0721 | 786.1 | 3380.4368 | 1501.9158 | -1878.5209 | 0 | 0 | 0 | 0 | 0
6132 | 1395.4795 | 988.97 | 4223.8032 | 1452.3822 | -2093.1229 | 0 | 678.2982 | 0 | 0 | 0
6133 | 1267.3981 | 972.74 | 4177.2128 | 1319.0784 | -2093.1229 | 0 | 765.0115 | 0 | 0 | 0
6134 | 1171.6916 | 871.37 | 3792.4834 | 1219.4688 | -1074.2981 | 0 | 1498.7165 | 0 | 0 | 0
6135 | 1207.4389 | 709.32 | 3153.9565 | 1256.6745 | 0 | 0 | 1897.282 | 0 | 0 | 0
6136 | 1296.1408 | 497.81 | 2270.2579 | 1348.9935 | 0 | 0 | 921.2644 | 0 | 0 | 0
6137 | 1213.9294 | 257.33 | 1132.2444 | 1132.2444 | 0 | 0 | 0 | 126.045 | 0 | 0
6138 | 1030.8817 | 45.53 | 142.5739 | 142.5739 | 0 | 0 | 0 | 893.894 | 0 | 0
6139 | 1441.0183 | 0 | 0 | 0 | 0 | 0 | 0 | 0 | 0 | 1499.7781
6140 | 967.4928 | 0 | 0 | 0 | 0 | 0 | 0 | 0 | 0 | 1006.9443
6141 | 1176.0394 | 0 | 0 | 0 | 0 | 0 | 0 | 0 | 0 | 1223.9941
6142 | 1427.1132 | 0 | 0 | 0 | 0 | 0 | 0 | 0 | 0 | 1485.3061
6143 | 1197.303 | 0 | 0 | 0 | 0 | 0 | 0 | 0 | 0 | 1246.1252
6144 | 1134.3301 | 0 | 0 | 0 | 0 | 0 | 0 | 1134.33 | 0 | 0
6145 | 1411.5744 | 0 | 0 | 0 | 0 | 0 | 0 | 1411.574 | 0 | 0
6146 | 1233.2875 | 0 | 0 | 0 | 0 | 0 | 0 | 1233.287 | 0 | 0
6147 | 1411.5744 | 0 | 0 | 0 | 0 | 0 | 0 | 1411.574 | 0 | 0
6148 | 1032.9192 | 0 | 0 | 0 | 0 | 0 | 0 | 514.538 | 0 | 539.5189
6149 | 981.3959 | 0 | 0 | 0 | 0 | 0 | 0 | 0 | 0 | 1021.4142
6150 | 1022.2874 | 0 | 0 | 0 | 0 | 0 | 0 | 0 | 0 | 1063.9726
6151 | 1038.644 | 107.78 | 435.895 | 435.895 | 0 | 0 | 0 | 0 | 0 | 645.1016
6152 | 236.2455 | 309.17 | 1422.4057 | 245.8794 | -1176.5264 | 0 | 0 | 0 | 0 | 0
6153 | 185.3969 | 376.83 | 1710.3241 | 192.9569 | -1517.3672 | 0 | 0 | 0 | 0 | 0
6154 | 160.3938 | 565.45 | 2524.3812 | 166.9344 | -2093.1229 | 0 | 264.324 | 0 | 0 | 0
6155 | 207.2309 | 698.15 | 3070.4935 | 215.6802 | -2093.1229 | 0 | 761.6904 | 0 | 0 | 0
6156 | 198.151 | 822.83 | 3578.4758 | 206.2299 | -2093.1229 | 0 | 1279.123 | 0 | 0 | 0
6157 | 199.0353 | 797.79 | 3476.0415 | 207.151 | -1857.5753 | 0 | 1411.3152 | 0 | 0 | 0
6158 | 150.5308 | 751.51 | 3304.4278 | 156.6692 | 0 | 0 | 3147.7586 | 0 | 0 | 0
6159 | 152.6909 | 436.93 | 1957.7251 | 158.9172 | 0 | 0 | 1798.8078 | 0 | 0 | 0
6160 | 170.769 | 374.93 | 1706.1027 | 177.7324 | 0 | 0 | 1528.3703 | 0 | 0 | 0
6161 | 138.479 | 120.33 | 528.598 | 144.1268 | 0 | 0 | 384.4713 | 0 | 0 | 0
6162 | 137.6387 | 23.52 | 70.9841 | 70.9841 | 0 | 0 | 0 | 0 | 0 | 72.2674
6163 | 108.4667 | 0 | 0 | 0 | 0 | 0 | 0 | 0 | 0 | 112.8899
6164 | 0 | 0 | 0 | 0 | 0 | 0 | 0 | 0 | 0 | 0
6165 | 0 | 0 | 0 | 0 | 0 | 0 | 0 | 0 | 0 | 0
6166 | 87.5078 | 0 | 0 | 0 | 0 | 0 | 0 | 0 | 0 | 91.0763
6167 | 89.1435 | 0 | 0 | 0 | 0 | 0 | 0 | 0 | 0 | 92.778
6168 | 92.4148 | 0 | 0 | 0 | 0 | 0 | 0 | 0 | 0 | 96.1834
6169 | 86.69 | 0 | 0 | 0 | 0 | 0 | 0 | 0 | 0 | 90.2249
6170 | 89.1435 | 0 | 0 | 0 | 0 | 0 | 0 | 0 | 0 | 92.778
6171 | 82.6008 | 0 | 0 | 0 | 0 | 0 | 0 | 0 | 0 | 85.9692
6172 | 88.3256 | 0 | 0 | 0 | 0 | 0 | 0 | 0 | 0 | 91.9277
6173 | 83.4186 | 0 | 0 | 0 | 0 | 0 | 0 | 0 | 0 | 86.8206
6174 | 88.3256 | 0 | 0 | 0 | 0 | 0 | 0 | 0 | 0 | 91.9277
6175 | 70.3334 | 102.88 | 419.6568 | 73.201 | -346.4559 | 0 | 0 | 0 | 0 | 0
6176 | 96.5407 | 301.47 | 1386.9194 | 100.4766 | -771.8245 | 0 | 514.6183 | 0 | 0 | 0
6177 | 784.7098 | 447.78 | 2032.3852 | 816.708 | 0 | 0 | 1215.6773 | 0 | 0 | 0
6178 | 1340.7248 | 584.71 | 2600.5276 | 1395.3944 | 0 | 0 | 1205.1331 | 0 | 0 | 0
6179 | 1486.7248 | 720.68 | 3154.6881 | 1547.3489 | 0 | 0 | 1607.3393 | 0 | 0 | 0
6180 | 1306.7255 | 736.08 | 3210.5851 | 1360.0091 | 0 | 0 | 1850.5761 | 0 | 0 | 0
6181 | 1510.7833 | 786.14 | 3422.1948 | 1572.3879 | 0 | 0 | 1849.8069 | 0 | 0 | 0
6182 | 1642.3118 | 712.09 | 3127.9922 | 1709.2802 | 0 | 0 | 1418.712 | 0 | 0 | 0
6183 | 1547.9905 | 577.9 | 2575.2357 | 1611.1121 | 0 | 0 | 964.1236 | 0 | 0 | 0
6184 | 1693.5468 | 430.58 | 1956.1722 | 1762.6044 | 0 | 0 | 193.5678 | 0 | 0 | 0
6185 | 1585.4113 | 231.32 | 1038.5287 | 1038.5287 | 0 | 0 | 0 | 587.571 | 0 | 0
6186 | 1638.605 | 45.69 | 143.4971 | 143.4971 | 0 | 0 | 0 | 1500.73 | 0 | 0
6187 | 1627.7258 | 0 | 0 | 0 | 0 | 0 | 0 | 0 | 0 | 1694.0994
6188 | 1555.5125 | 0 | 0 | 0 | 0 | 0 | 0 | 0 | 0 | 1618.9408
6189 | 1476.183 | 0 | 0 | 0 | 0 | 0 | 0 | 0 | 0 | 1536.377
6190 | 1661.8303 | 0 | 0 | 0 | 0 | 0 | 0 | 0 | 0 | 1729.5941
6191 | 1613.5784 | 0 | 0 | 0 | 0 | 0 | 0 | 0 | 0 | 1679.3745
6192 | 1260.2759 | 0 | 0 | 0 | 0 | 0 | 0 | 1027.527 | 0 | 242.2398
6193 | 1171.9502 | 0 | 0 | 0 | 0 | 0 | 0 | 1171.95 | 0 | 0
6194 | 1521.1636 | 0 | 0 | 0 | 0 | 0 | 0 | 1521.164 | 0 | 0
6195 | 1377.2255 | 0 | 0 | 0 | 0 | 0 | 0 | 1377.226 | 0 | 0
6196 | 1270.9077 | 0 | 0 | 0 | 0 | 0 | 0 | 1270.908 | 0 | 0
6197 | 1565.3264 | 0 | 0 | 0 | 0 | 0 | 0 | 1565.326 | 0 | 0
6198 | 1360.8689 | 0 | 0 | 0 | 0 | 0 | 0 | 1360.869 | 0 | 0
6199 | 1170.3146 | 73.81 | 304.6302 | 304.6302 | 0 | 0 | 0 | 0 | 0 | 913.4065
6200 | 1033.4007 | 246.49 | 1130.8654 | 1075.5387 | -55.3267 | 0 | 0 | 0 | 0 | 0
6201 | 1230.7481 | 436.97 | 1987.7244 | 1280.934 | -706.7905 | 0 | 0 | 0 | 0 | 0
6202 | 1537.052 | 620.04 | 2758.147 | 1599.7281 | -1158.4189 | 0 | 0 | 0 | 0 | 0
6203 | 1548.9034 | 701.81 | 3072.4251 | 1612.0633 | -1460.3618 | 0 | 0 | 0 | 0 | 0
6204 | 1590.8468 | 800.57 | 3474.3263 | 1655.7166 | -1818.6097 | 0 | 0 | 0 | 0 | 0
6205 | 1238.0554 | 792.8 | 3442.0966 | 1288.5389 | -2093.1229 | 0 | 60.4348 | 0 | 0 | 0
6206 | 1441.5264 | 708.6 | 3109.1698 | 1500.3068 | -1608.8629 | 0 | 0 | 0 | 0 | 0
6207 | 1346.8708 | 628.96 | 2802.3571 | 1401.791 | -1400.566 | 0 | 0 | 0 | 0 | 0
6208 | 1554.022 | 394.32 | 1792.1313 | 1617.39 | -174.7412 | 0 | 0 | 0 | 0 | 0
6209 | 1638.7226 | 141.81 | 629.2516 | 629.2516 | 0 | 0 | 0 | 1034.125 | 0 | 0
6210 | 1543.6519 | 25.48 | 79.1271 | 79.1271 | 0 | 0 | 0 | 1467.625 | 0 | 0
6211 | 1296.4209 | 0 | 0 | 0 | 0 | 0 | 0 | 0 | 0 | 1349.2849
6212 | 1246.3728 | 0 | 0 | 0 | 0 | 0 | 0 | 0 | 0 | 1297.1961
6213 | 1571.8691 | 0 | 0 | 0 | 0 | 0 | 0 | 0 | 0 | 1635.9648
6214 | 1827.8498 | 0 | 0 | 0 | 0 | 0 | 0 | 0 | 0 | 1902.3839
6215 | 1962.7917 | 0 | 0 | 0 | 0 | 0 | 0 | 0 | 0 | 2042.8284
6216 | 1447.5589 | 0 | 0 | 0 | 0 | 0 | 0 | 1054.249 | 0 | 409.3479
6217 | 1347.7837 | 0 | 0 | 0 | 0 | 0 | 0 | 1347.784 | 0 | 0
6218 | 1417.2992 | 0 | 0 | 0 | 0 | 0 | 0 | 1417.299 | 0 | 0
6219 | 1479.4543 | 0 | 0 | 0 | 0 | 0 | 0 | 1479.454 | 0 | 0
6220 | 1595.5861 | 0 | 0 | 0 | 0 | 0 | 0 | 1595.586 | 0 | 0
6221 | 1610.3071 | 0 | 0 | 0 | 0 | 0 | 0 | 1610.307 | 0 | 0
6222 | 1157.2293 | 0 | 0 | 0 | 0 | 0 | 0 | 1157.229 | 0 | 0
6223 | 1109.7952 | 57.6 | 234.5089 | 234.5089 | 0 | 0 | 0 | 0 | 0 | 920.54
6224 | 994.4167 | 188.66 | 860.355 | 860.355 | 0 | 0 | 0 | 0 | 0 | 174.6111
6225 | 1024.9954 | 299.55 | 1364.9548 | 1066.791 | -298.1638 | 0 | 0 | 0 | 0 | 0
6226 | 1252.2468 | 588.08 | 2645.9263 | 1303.3096 | -1342.6166 | 0 | 0 | 0 | 0 | 0
6227 | 1666.1761 | 772.1 | 3413.5657 | 1734.1173 | -1679.4484 | 0 | 0 | 0 | 0 | 0
6228 | 1295.9036 | 831.2 | 3640.478 | 1348.7458 | -2093.1229 | 0 | 198.6094 | 0 | 0 | 0
6229 | 1418.6527 | 771.92 | 3392.1414 | 1476.5011 | -1915.6402 | 0 | 0 | 0 | 0 | 0
6230 | 1542.1992 | 773.11 | 3412.2762 | 1605.0849 | -1807.1913 | 0 | 0 | 0 | 0 | 0
6231 | 1525.4623 | 605.58 | 2721.7312 | 1587.6654 | -1134.0658 | 0 | 0 | 0 | 0 | 0
6232 | 1140.3677 | 461.86 | 2117.8444 | 1186.8686 | -560.5874 | 0 | 370.3885 | 0 | 0 | 0
6233 | 1753.2821 | 266.24 | 1175.3638 | 1175.3638 | 0 | 0 | 0 | 623.968 | 0 | 0
6234 | 1615.8908 | 38.51 | 121.5513 | 121.5513 | 0 | 0 | 0 | 1499.102 | 0 | 0
6235 | 1178.4929 | 0 | 0 | 0 | 0 | 0 | 0 | 0 | 0 | 1226.5482
6236 | 1647.9272 | 0 | 0 | 0 | 0 | 0 | 0 | 0 | 0 | 1715.1242
6237 | 1432.0201 | 0 | 0 | 0 | 0 | 0 | 0 | 0 | 0 | 1490.4132
6238 | 1643.0203 | 0 | 0 | 0 | 0 | 0 | 0 | 0 | 0 | 1710.0171
6239 | 1400.1248 | 0 | 0 | 0 | 0 | 0 | 0 | 0 | 0 | 1457.2176
6240 | 1198.1208 | 0 | 0 | 0 | 0 | 0 | 0 | 981.327 | 0 | 225.6342
6241 | 1325.7023 | 0 | 0 | 0 | 0 | 0 | 0 | 1325.702 | 0 | 0
6242 | 1425.4775 | 0 | 0 | 0 | 0 | 0 | 0 | 1425.478 | 0 | 0
6243 | 1218.5665 | 0 | 0 | 0 | 0 | 0 | 0 | 1218.567 | 0 | 0
6244 | 1399.3069 | 0 | 0 | 0 | 0 | 0 | 0 | 1399.307 | 0 | 0
6245 | 1315.0705 | 0 | 0 | 0 | 0 | 0 | 0 | 1315.07 | 0 | 0
6246 | 733.5934 | 0 | 0 | 0 | 0 | 0 | 0 | 733.593 | 0 | 0
6247 | 983.0315 | 124.66 | 469.6661 | 469.6661 | 0 | 0 | 0 | 0 | 0 | 553.4508
6248 | 877.8811 | 370.51 | 1715.5582 | 913.6782 | -801.88 | 0 | 0 | 0 | 0 | 0
6249 | 945.2549 | 612.01 | 2832.6083 | 983.7995 | -1848.8088 | 0 | 0 | 0 | 0 | 0
6250 | 1289.4335 | 487.83 | 2187.9949 | 1342.013 | -845.9819 | 0 | 0 | 0 | 0 | 0
6251 | 942.1656 | 676.38 | 2985.2809 | 980.5845 | -2004.6964 | 0 | 0 | 0 | 0 | 0
6252 | 1192.4164 | 1003.58 | 4391.8439 | 1241.0389 | -2093.1229 | 0 | 1057.6821 | 0 | 0 | 0
6253 | 1457.5078 | 626.44 | 2757.2956 | 1516.9405 | -1240.3551 | 0 | 0 | 0 | 0 | 0
6254 | 1298.3816 | 413.29 | 1840.7376 | 1351.3259 | -489.4118 | 0 | 0 | 0 | 0 | 0
6255 | 1441.2678 | 178.12 | 784.1597 | 784.1597 | 0 | 0 | 0 | 687.831 | 0 | 0
6256 | 1536.8077 | 28.43 | 97.9735 | 97.9735 | 0 | 0 | 0 | 1442.673 | 0 | 0
6257 | 1458.4473 | 10.77 | 20.9696 | 20.9696 | 0 | 0 | 0 | 1438.3 | 0 | 0
6258 | 1564.8337 | 3.91 | 0 | 0 | 0 | 0 | 0 | 1564.834 | 0 | 0
6259 | 1103.6522 | 0 | 0 | 0 | 0 | 0 | 0 | 0 | 0 | 1148.6554
6260 | 1320.7953 | 0 | 0 | 0 | 0 | 0 | 0 | 0 | 0 | 1374.6528
6261 | 1423.8418 | 0 | 0 | 0 | 0 | 0 | 0 | 0 | 0 | 1481.9017
6262 | 1526.8884 | 0 | 0 | 0 | 0 | 0 | 0 | 0 | 0 | 1589.1496
6263 | 1557.9659 | 0 | 0 | 0 | 0 | 0 | 0 | 0 | 0 | 1621.4949
6264 | 1416.4814 | 0 | 0 | 0 | 0 | 0 | 0 | 1416.481 | 0 | 0
6265 | 1565.3264 | 0 | 0 | 0 | 0 | 0 | 0 | 1565.326 | 0 | 0
6266 | 1530.9776 | 0 | 0 | 0 | 0 | 0 | 0 | 1530.978 | 0 | 0
6267 | 1518.7101 | 0 | 0 | 0 | 0 | 0 | 0 | 1518.71 | 0 | 0
6268 | 1445.1054 | 0 | 0 | 0 | 0 | 0 | 0 | 1445.105 | 0 | 0
6269 | 1521.9814 | 0 | 0 | 0 | 0 | 0 | 0 | 1521.981 | 0 | 0
6270 | 1328.1557 | 0 | 0 | 0 | 0 | 0 | 0 | 1328.156 | 0 | 0
6271 | 1128.6053 | 43.14 | 167.9803 | 0 | -167.9803 | 0 | 0 | 1128.605 | 0 | 0
6272 | 1388.3388 | 140.37 | 628.6875 | 0 | -628.6875 | 0 | 0 | 1388.339 | 0 | 0
6273 | 1708.9138 | 329.52 | 1502.1563 | 549.9496 | -952.2067 | 0 | 0 | 1180.511 | 0 | 0
6274 | 1431.3986 | 587.96 | 2643.2036 | 1489.7658 | -1153.4378 | 0 | 0 | 0 | 0 | 0
6275 | 1533.1581 | 669.84 | 2972.7666 | 1595.6763 | -1377.0903 | 0 | 0 | 0 | 0 | 0
6276 | 1365.5684 | 588.85 | 2611.6451 | 1421.2515 | -1190.3937 | 0 | 0 | 0 | 0 | 0
6277 | 1628.745 | 755.61 | 3327.8068 | 1695.16 | -1632.6468 | 0 | 0 | 0 | 0 | 0
6278 | 1656.7966 | 67.55 | 270.5406 | 270.5406 | 0 | 0 | 0 | 1396.855 | 0 | 0
6279 | 1559.5597 | 45.14 | 171.4336 | 171.4336 | 0 | 0 | 0 | 1394.842 | 0 | 0
6280 | 1548.5916 | 23.53 | 76.5668 | 76.5668 | 0 | 0 | 0 | 1475.025 | 0 | 0
6281 | 1862.9184 | 37.24 | 141.4946 | 141.4946 | 0 | 0 | 0 | 1726.967 | 0 | 0
6282 | 1641.6575 | 8.81 | 9.7916 | 9.7916 | 0 | 0 | 0 | 1632.249 | 0 | 0
6283 | 1998.0095 | 0 | 0 | 0 | 0 | 0 | 0 | 0 | 0 | 2079.4824
6284 | 1726.4389 | 0 | 0 | 0 | 0 | 0 | 0 | 0 | 0 | 1796.8376
6285 | 1521.9814 | 0 | 0 | 0 | 0 | 0 | 0 | 0 | 0 | 1584.0425
6286 | 1737.8885 | 0 | 0 | 0 | 0 | 0 | 0 | 0 | 0 | 1808.7545
6287 | 1565.3264 | 0 | 0 | 0 | 0 | 0 | 0 | 0 | 0 | 1629.155
6288 | 1698.6327 | 0 | 0 | 0 | 0 | 0 | 0 | 1698.633 | 0 | 0
6289 | 692.7019 | 0 | 0 | 0 | 0 | 0 | 0 | 692.702 | 0 | 0
6290 | 512.7793 | 0 | 0 | 0 | 0 | 0 | 0 | 512.779 | 0 | 0
6291 | 606.0119 | 0 | 0 | 0 | 0 | 0 | 0 | 606.012 | 0 | 0
6292 | 754.857 | 0 | 0 | 0 | 0 | 0 | 0 | 754.857 | 0 | 0
6293 | 802.2911 | 0 | 0 | 0 | 0 | 0 | 0 | 802.291 | 0 | 0
6294 | 671.4383 | 0 | 0 | 0 | 0 | 0 | 0 | 671.438 | 0 | 0
6295 | 609.2833 | 100.1 | 413.4267 | 413.4267 | 0 | 0 | 0 | 212.054 | 0 | 0
6296 | 469.188 | 83.1 | 356.8813 | 356.8813 | 0 | 0 | 0 | 126.289 | 0 | 0
6297 | 557.6649 | 334.29 | 1522.5076 | 580.4048 | -942.1028 | 0 | 0 | 0 | 0 | 0
6298 | 672.0078 | 560.26 | 2512.227 | 699.4103 | -1812.8167 | 0 | 0 | 0 | 0 | 0
6299 | 802.2369 | 947.94 | 4185.5349 | 834.9486 | -2093.1229 | 0 | 1257.4634 | 0 | 0 | 0
6300 | 773.4902 | 1009.26 | 4408.2913 | 805.0294 | -2093.1229 | 0 | 1510.139 | 0 | 0 | 0
6301 | 936.0094 | 992.73 | 4340.0538 | 974.1764 | -2093.1229 | 0 | 1272.7545 | 0 | 0 | 0
6302 | 851.9365 | 889.39 | 3932.0297 | 886.6752 | -1796.5494 | 0 | 1248.8052 | 0 | 0 | 0
6303 | 657.248 | 609.34 | 2726.6718 | 684.0485 | 0 | 0 | 2042.6233 | 0 | 0 | 0
6304 | 682.6487 | 173.44 | 774.8177 | 710.4852 | 0 | 0 | 64.3325 | 0 | 0 | 0
6305 | 686.5273 | 64.1 | 266.11 | 266.11 | 0 | 0 | 0 | 430.844 | 0 | 0
6306 | 776.4017 | 12.73 | 25.191 | 25.191 | 0 | 0 | 0 | 752.198 | 0 | 0
6307 | 785.1463 | 0 | 0 | 0 | 0 | 0 | 0 | 0 | 0 | 817.1617
6308 | 546.3104 | 0 | 0 | 0 | 0 | 0 | 0 | 0 | 0 | 568.5868
6309 | 724.5973 | 0 | 0 | 0 | 0 | 0 | 0 | 0 | 0 | 754.1437
6310 | 823.5547 | 0 | 0 | 0 | 0 | 0 | 0 | 0 | 0 | 857.1369
6311 | 729.5043 | 0 | 0 | 0 | 0 | 0 | 0 | 0 | 0 | 759.2508
6312 | 745.043 | 0 | 0 | 0 | 0 | 0 | 0 | 745.043 | 0 | 0
6313 | 1741.9777 | 0 | 0 | 0 | 0 | 0 | 0 | 1741.978 | 0 | 0
6314 | 1703.5397 | 0 | 0 | 0 | 0 | 0 | 0 | 1703.54 | 0 | 0
6315 | 1585.7722 | 0 | 0 | 0 | 0 | 0 | 0 | 1585.772 | 0 | 0
6316 | 1660.1947 | 0 | 0 | 0 | 0 | 0 | 0 | 189.536 | 0 | 1530.6267
6317 | 1616.0319 | 0 | 0 | 0 | 0 | 0 | 0 | 0 | 0 | 1681.9286
6318 | 1492.5396 | 0 | 0 | 0 | 0 | 0 | 0 | 0 | 0 | 1553.401
6319 | 1496.6287 | 83.41 | 347.7371 | 347.7371 | 0 | 0 | 0 | 0 | 0 | 1209.9197
6320 | 112.7164 | 258.86 | 1198.7136 | 117.3122 | -1081.4014 | 0 | 0 | 0 | 0 | 0
6321 | 91.689 | 318.84 | 1460.3857 | 95.4278 | -1364.9579 | 0 | 0 | 0 | 0 | 0
6322 | 0 | 431.73 | 1955.554 | 0 | -1955.554 | 0 | 0 | 0 | 0 | 0
6323 | 0 | 584.74 | 2619.8423 | 0 | -2093.1229 | 0 | 526.7194 | 0 | 0 | 0
6324 | 0 | 604.18 | 2696.0188 | -0.0010408 | -2093.1229 | 0 | 602.897 | 0 | 0 | 0
6325 | 0 | 242.61 | 1082.2955 | 0 | -1082.2955 | 0 | 0 | 0 | 0 | 0
6326 | 89.7711 | 117.39 | 505.7457 | 93.4316 | -412.3141 | 0 | 0 | 0 | 0 | 0
6327 | 73.0251 | 141.03 | 620.8868 | 76.0027 | -544.8841 | 0 | 0 | 0 | 0 | 0
6328 | 78.3215 | 108.58 | 474.9731 | 81.5147 | -203.1846 | 0 | 190.2738 | 0 | 0 | 0
6329 | 73.0629 | 85.43 | 368.9106 | 76.0423 | 0 | 0 | 292.8683 | 0 | 0 | 0
6330 | 85.2782 | 15.67 | 36.805 | 36.805 | 0 | 0 | 0 | 0 | 0 | 51.9504
6331 | 79.3551 | 0 | 0 | 0 | 0 | 0 | 0 | 0 | 0 | 82.5908
6332 | 88.3256 | 0 | 0 | 0 | 0 | 0 | 0 | 0 | 0 | 91.9277
6333 | 80.9652 | 0 | 0 | 0 | 0 | 0 | 0 | 0 | 0 | 84.2665
6334 | 88.3256 | 0 | 0 | 0 | 0 | 0 | 0 | 0 | 0 | 91.9277
6335 | 80.9652 | 0 | 0 | 0 | 0 | 0 | 0 | 0 | 0 | 84.2665
6336 | 85.8721 | 0 | 0 | 0 | 0 | 0 | 0 | 0 | 0 | 89.3736
6337 | 76.876 | 0 | 0 | 0 | 0 | 0 | 0 | 0 | 0 | 80.0108
6338 | 83.4186 | 0 | 0 | 0 | 0 | 0 | 0 | 0 | 0 | 86.8206
6339 | 77.6938 | 0 | 0 | 0 | 0 | 0 | 0 | 0 | 0 | 80.8621
6340 | 81.783 | 0 | 0 | 0 | 0 | 0 | 0 | 0 | 0 | 85.1178
6341 | 78.5117 | 0 | 0 | 0 | 0 | 0 | 0 | 0 | 0 | 81.7135
6342 | 83.4186 | 0 | 0 | 0 | 0 | 0 | 0 | 0 | 0 | 86.8206
6343 | 68.6977 | 88.37 | 368.8086 | 71.4993 | -297.3093 | 0 | 0 | 0 | 0 | 0
6344 | 80.819 | 271.57 | 1263.3719 | 84.1145 | -901.9955 | 0 | 277.2619 | 0 | 0 | 0
6345 | 556.7111 | 424.28 | 1960.7652 | 579.4119 | 0 | 0 | 1381.3533 | 0 | 0 | 0
6346 | 1538.6406 | 428.03 | 1947.5973 | 1601.3818 | 0 | 0 | 346.2154 | 0 | 0 | 0
6347 | 1710.5127 | 513.38 | 2315.2121 | 1780.2622 | 0 | 0 | 534.9499 | 0 | 0 | 0
6348 | 1592.0899 | 698.1 | 3116.7497 | 1657.0103 | 0 | 0 | 1459.7394 | 0 | 0 | 0
6349 | 1586.6892 | 700.61 | 3128.1181 | 1651.3891 | 0 | 0 | 1476.7291 | 0 | 0 | 0
6350 | 1637.1595 | 738.18 | 3308.5888 | 1703.9181 | 0 | 0 | 1604.6707 | 0 | 0 | 0
6351 | 1737.0911 | 365.45 | 1661.8739 | 1661.8739 | 0 | 0 | 0 | 0 | 0 | 146.0501
6352 | 1235.9792 | 358.64 | 1656.6804 | 1286.3783 | -162.5381 | 0 | 207.764 | 0 | 0 | 0
6353 | 1637.9753 | 162.86 | 735.8594 | 735.8594 | 0 | 0 | 0 | 930.946 | 0 | 0
6354 | 1283.7711 | 21.56 | 59.981 | 59.981 | 0 | 0 | 0 | 1226.14 | 0 | 0
6355 | 1342.5199 | 0 | 0 | 0 | 0 | 0 | 0 | 0 | 0 | 1397.2637
6356 | 1375.5899 | 0 | 0 | 0 | 0 | 0 | 0 | 0 | 0 | 1431.6821
6357 | 1208.7526 | 0 | 0 | 0 | 0 | 0 | 0 | 0 | 0 | 1258.0421
6358 | 1334.6984 | 0 | 0 | 0 | 0 | 0 | 0 | 0 | 0 | 1389.1227
6359 | 1426.2953 | 0 | 0 | 0 | 0 | 0 | 0 | 0 | 0 | 1484.4547
6360 | 1445.9232 | 0 | 0 | 0 | 0 | 0 | 0 | 1445.923 | 0 | 0
6361 | 1568.5977 | 0 | 0 | 0 | 0 | 0 | 0 | 1568.598 | 0 | 0
6362 | 1526.8884 | 0 | 0 | 0 | 0 | 0 | 0 | 1526.888 | 0 | 0
6363 | 1723.1676 | 0 | 0 | 0 | 0 | 0 | 0 | 1723.168 | 0 | 0
6364 | 1466.369 | 0 | 0 | 0 | 0 | 0 | 0 | 1466.369 | 0 | 0
6365 | 1491.7217 | 0 | 0 | 0 | 0 | 0 | 0 | 1491.722 | 0 | 0
6366 | 1755.8808 | 0 | 0 | 0 | 0 | 0 | 0 | 1755.881 | 0 | 0
6367 | 1216.9309 | 27.43 | 96.5643 | 0 | -96.5643 | 0 | 0 | 1216.931 | 0 | 0
6368 | 1615.258 | 87.59 | 380.2135 | 0 | -380.2135 | 0 | 0 | 1615.258 | 0 | 0
6369 | 1535.5124 | 249.44 | 1136.9394 | 0 | -1136.9394 | 0 | 0 | 1535.512 | 0 | 0
6370 | 1473.9411 | 266.28 | 1200.9804 | 0 | -1200.9804 | 0 | 0 | 1473.941 | 0 | 0
6371 | 1908.6882 | 474.67 | 2140.0848 | 46.9619 | -2093.1229 | 0 | 0 | 1863.566 | 0 | 0
6372 | 2013.4594 | 527.23 | 2370.8583 | 277.7355 | -2093.1229 | 0 | 0 | 1746.605 | 0 | 0
6373 | 2035.7422 | 196.72 | 871.382 | 752.337 | -119.0451 | 0 | 0 | 1312.881 | 0 | 0
6374 | 1841.9829 | 562.42 | 2543.4618 | 1917.0932 | -626.3686 | 0 | 0 | 0 | 0 | 0
6375 | 1628.7921 | 276.6 | 1255.7149 | 1255.7149 | 0 | 0 | 0 | 422.275 | 0 | 0
6376 | 1389.4705 | 298.9 | 1378.8242 | 1378.8242 | 0 | 0 | 0 | 64.667 | 0 | 0
6377 | 1931.9585 | 130.05 | 582.2105 | 582.2105 | 0 | 0 | 0 | 1372.559 | 0 | 0
6378 | 1367.8348 | 19.59 | 52.4312 | 52.4312 | 0 | 0 | 0 | 1317.457 | 0 | 0
6379 | 1384.0595 | 0 | 0 | 0 | 0 | 0 | 0 | 0 | 0 | 1440.4975
6380 | 1184.2177 | 0 | 0 | 0 | 0 | 0 | 0 | 0 | 0 | 1232.5066
6381 | 1696.1792 | 0 | 0 | 0 | 0 | 0 | 0 | 0 | 0 | 1765.3437
6382 | 1602.9466 | 0 | 0 | 0 | 0 | 0 | 0 | 0 | 0 | 1668.31
6383 | 1638.9311 | 0 | 0 | 0 | 0 | 0 | 0 | 0 | 0 | 1705.7614
6384 | 1551.4233 | 0 | 0 | 0 | 0 | 0 | 0 | 1551.423 | 0 | 0
6385 | 1701.0862 | 0 | 0 | 0 | 0 | 0 | 0 | 1701.086 | 0 | 0
6386 | 1653.652 | 0 | 0 | 0 | 0 | 0 | 0 | 1653.652 | 0 | 0
6387 | 1684.7296 | 0 | 0 | 0 | 0 | 0 | 0 | 1684.73 | 0 | 0
6388 | 1203.0278 | 0 | 0 | 0 | 0 | 0 | 0 | 1203.028 | 0 | 0
6389 | 1548.9698 | 0 | 0 | 0 | 0 | 0 | 0 | 1548.97 | 0 | 0
6390 | 1546.5163 | 0 | 0 | 0 | 0 | 0 | 0 | 1546.516 | 0 | 0
6391 | 1351.055 | 19.59 | 60.671 | 0 | -60.671 | 0 | 0 | 1351.055 | 0 | 0
6392 | 1371.2114 | 58.53 | 242.2689 | 0 | -242.2689 | 0 | 0 | 1371.211 | 0 | 0
6393 | 1665.9839 | 192.06 | 868.0058 | 0 | -868.0058 | 0 | 0 | 1665.984 | 0 | 0
6394 | 1480.4755 | 343.08 | 1557.256 | 0 | -1557.256 | 0 | 0 | 1480.476 | 0 | 0
6395 | 1901.1918 | 462.82 | 2087.8326 | 0 | -2087.8326 | 0 | 0 | 1901.192 | 0 | 0
6396 | 1801.945 | 516.31 | 2320.5492 | 227.4264 | -2093.1229 | 0 | 0 | 1583.429 | 0 | 0
6397 | 1608.8247 | 456.76 | 2056.2804 | 271.0609 | -1785.2195 | 0 | 0 | 1348.384 | 0 | 0
6398 | 1764.516 | 294.28 | 1324.0908 | 1324.0908 | 0 | 0 | 0 | 492.303 | 0 | 0
6399 | 1869.6654 | 212.05 | 952.3857 | 952.3857 | 0 | 0 | 0 | 954.593 | 0 | 0
6400 | 1735.3911 | 238.48 | 1089.6829 | 1089.6829 | 0 | 0 | 0 | 688.401 | 0 | 0
6401 | 1870.3575 | 86.39 | 373.5691 | 373.5691 | 0 | 0 | 0 | 1511.424 | 0 | 0
6402 | 1742.4091 | 13.71 | 27.9667 | 27.9667 | 0 | 0 | 0 | 1715.538 | 0 | 0
6403 | 1712.774 | 0 | 0 | 0 | 0 | 0 | 0 | 0 | 0 | 1782.6154
6404 | 1736.2529 | 0 | 0 | 0 | 0 | 0 | 0 | 0 | 0 | 1807.0518
6405 | 1571.8691 | 0 | 0 | 0 | 0 | 0 | 0 | 0 | 0 | 1635.9648
6406 | 1566.1442 | 0 | 0 | 0 | 0 | 0 | 0 | 0 | 0 | 1630.0063
6407 | 1353.5085 | 0 | 0 | 0 | 0 | 0 | 0 | 0 | 0 | 1408.6997
6408 | 390.9227 | 0 | 0 | 0 | 0 | 0 | 0 | 390.923 | 0 | 0
6409 | 403.1901 | 0 | 0 | 0 | 0 | 0 | 0 | 403.19 | 0 | 0
6410 | 386.8335 | 0 | 0 | 0 | 0 | 0 | 0 | 386.834 | 0 | 0
6411 | 365.57 | 0 | 0 | 0 | 0 | 0 | 0 | 365.57 | 0 | 0
6412 | 375.3839 | 0 | 0 | 0 | 0 | 0 | 0 | 375.384 | 0 | 0
6413 | 388.4692 | 0 | 0 | 0 | 0 | 0 | 0 | 388.469 | 0 | 0
6414 | 406.4615 | 0 | 0 | 0 | 0 | 0 | 0 | 406.461 | 0 | 0
6415 | 362.2986 | 58.74 | 241.0876 | 0 | -241.0876 | 0 | 0 | 362.299 | 0 | 0
6416 | 452.8416 | 190.62 | 871.0761 | 0 | -871.0761 | 0 | 0 | 452.842 | 0 | 0
6417 | 1718.3751 | 332.25 | 1514.6341 | 0 | -1514.6341 | 0 | 0 | 1718.375 | 0 | 0
6418 | 1870.1756 | 592.67 | 2650.6035 | 961.7725 | -1688.831 | 0 | 0 | 946.085 | 0 | 0
6419 | 1892.5228 | 612.65 | 2708.8277 | 1969.694 | -739.1337 | 0 | 0 | 0 | 0 | 0
6420 | 1967.7386 | 430.28 | 1908.5859 | 1908.5859 | 0 | 0 | 0 | 133.93 | 0 | 0
6421 | 1715.3512 | 681.36 | 2990.9885 | 1785.2975 | -1205.691 | 0 | 0 | 0 | 0 | 0
6422 | 1757.0441 | 575.34 | 2552.5634 | 1828.6906 | -723.8727 | 0 | 0 | 0 | 0 | 0
6423 | 1950.1113 | 249.57 | 1115.3589 | 1115.3589 | 0 | 0 | 0 | 878.451 | 0 | 0
6424 | 1726.1516 | 337.35 | 1539.2974 | 1539.2974 | 0 | 0 | 0 | 247.163 | 0 | 0
6425 | 2137.608 | 238.58 | 1051.1086 | 1051.1086 | 0 | 0 | 0 | 1127.681 | 0 | 0
6426 | 1644.1407 | 28.93 | 75.5958 | 75.5958 | 0 | 0 | 0 | 1571.507 | 0 | 0
6427 | 1812.7762 | 0 | 0 | 0 | 0 | 0 | 0 | 0 | 0 | 1886.6952
6428 | 1637.2954 | 0 | 0 | 0 | 0 | 0 | 0 | 0 | 0 | 1704.0586
6429 | 1228.3805 | 0 | 0 | 0 | 0 | 0 | 0 | 0 | 0 | 1278.4694
6430 | 1411.5744 | 0 | 0 | 0 | 0 | 0 | 0 | 0 | 0 | 1469.1335
6431 | 1350.2371 | 0 | 0 | 0 | 0 | 0 | 0 | 0 | 0 | 1405.2953
6432 | 369.6591 | 0 | 0 | 0 | 0 | 0 | 0 | 369.659 | 0 | 0
6433 | 112.8605 | 0 | 0 | 0 | 0 | 0 | 0 | 112.861 | 0 | 0
6434 | 119.4032 | 0 | 0 | 0 | 0 | 0 | 0 | 119.403 | 0 | 0
6435 | 113.6784 | 0 | 0 | 0 | 0 | 0 | 0 | 113.678 | 0 | 0
6436 | 116.1318 | 0 | 0 | 0 | 0 | 0 | 0 | 116.132 | 0 | 0
6437 | 112.8605 | 0 | 0 | 0 | 0 | 0 | 0 | 112.861 | 0 | 0
6438 | 116.9497 | 0 | 0 | 0 | 0 | 0 | 0 | 116.95 | 0 | 0
6439 | 100.5931 | 62.51 | 257.4393 | 104.6949 | -152.7444 | 0 | 0 | 0 | 0 | 0
6440 | 225.1445 | 213.25 | 977.5944 | 234.3257 | -743.2687 | 0 | 0 | 0 | 0 | 0
6441 | 1240.0192 | 592.54 | 2733.058 | 1290.583 | -1442.475 | 0 | 0 | 0 | 0 | 0
6442 | 1266.4219 | 795.58 | 3570.1412 | 1318.0616 | -2093.1229 | 0 | 158.9568 | 0 | 0 | 0
6443 | 1701.8192 | 929.41 | 4080.3186 | 1771.2137 | -2093.1229 | 0 | 215.982 | 0 | 0 | 0
6444 | 1591.6166 | 992.44 | 4311.0619 | 1656.517 | -2093.1229 | 0 | 561.4221 | 0 | 0 | 0
6445 | 1439.8744 | 971.24 | 4233.1941 | 1498.5874 | -2093.1229 | 0 | 641.4838 | 0 | 0 | 0
6446 | 1622.9691 | 866.91 | 3827.694 | 1689.1485 | -119.8579 | 0 | 2018.6875 | 0 | 0 | 0
6447 | 1764.8544 | 704.99 | 3177.7434 | 1836.8191 | 0 | 0 | 1340.9243 | 0 | 0 | 0
6448 | 1749.6223 | 487.19 | 2246.6864 | 1820.966 | 0 | 0 | 425.7204 | 0 | 0 | 0
6449 | 1578.746 | 208.02 | 928.1127 | 928.1127 | 0 | 0 | 0 | 686.996 | 0 | 0
6450 | 1433.9206 | 19.59 | 50.2425 | 50.2425 | 0 | 0 | 0 | 1385.646 | 0 | 0
6451 | 1471.9558 | 0 | 0 | 0 | 0 | 0 | 0 | 0 | 0 | 1531.9776
6452 | 1491.7217 | 0 | 0 | 0 | 0 | 0 | 0 | 0 | 0 | 1552.5496
6453 | 1544.0628 | 0 | 0 | 0 | 0 | 0 | 0 | 0 | 0 | 1607.0249
6454 | 1414.8457 | 0 | 0 | 0 | 0 | 0 | 0 | 0 | 0 | 1472.5389
6455 | 1431.2023 | 0 | 0 | 0 | 0 | 0 | 0 | 0 | 0 | 1489.5618
6456 | 482.5196 | 0 | 0 | 0 | 0 | 0 | 0 | 482.52 | 0 | 0
6457 | 426.0894 | 0 | 0 | 0 | 0 | 0 | 0 | 426.089 | 0 | 0
6458 | 399.101 | 0 | 0 | 0 | 0 | 0 | 0 | 399.101 | 0 | 0
6459 | 440.8103 | 0 | 0 | 0 | 0 | 0 | 0 | 440.81 | 0 | 0
6460 | 390.1049 | 0 | 0 | 0 | 0 | 0 | 0 | 390.105 | 0 | 0
6461 | 392.5583 | 0 | 0 | 0 | 0 | 0 | 0 | 392.558 | 0 | 0
6462 | 495.6049 | 0 | 0 | 0 | 0 | 0 | 0 | 495.605 | 0 | 0
6463 | 433.4498 | 76.54 | 319.8245 | 0 | -319.8245 | 0 | 0 | 433.45 | 0 | 0
6464 | 442.7905 | 239.98 | 1111.3061 | 0 | -1111.3061 | 0 | 0 | 442.79 | 0 | 0
6465 | 1681.4818 | 608.43 | 2845.261 | 752.1382 | -2093.1229 | 0 | 0 | 958.811 | 0 | 0
6466 | 1826.7294 | 451.03 | 2050.1939 | 1137.645 | -912.5489 | 0 | 0 | 733.656 | 0 | 0
6467 | 1832.1434 | 432.09 | 1949.8818 | 1906.8519 | -43.0299 | 0 | 0 | 0 | 0 | 0
6468 | 1642.4999 | 484.52 | 2182.0583 | 1709.4759 | -472.5824 | 0 | 0 | 0 | 0 | 0
6469 | 1936.4576 | 234.78 | 1047.5356 | 1047.5356 | 0 | 0 | 0 | 929.964 | 0 | 0
6470 | 1870.011 | 483.41 | 2194.9566 | 1946.2641 | -248.6926 | 0 | 0 | 0 | 0 | 0
6471 | 1945.9424 | 576.54 | 2646.5132 | 2025.2913 | -621.222 | 0 | 0 | 0 | 0 | 0
6472 | 1509.5259 | 310.88 | 1441.4561 | 1441.4561 | 0 | 0 | 0 | 124.545 | 0 | 0
6473 | 1569.9972 | 126.16 | 564.815 | 564.815 | 0 | 0 | 0 | 1027.311 | 0 | 0
6474 | 1518.9095 | 16.65 | 38.3703 | 38.3703 | 0 | 0 | 0 | 1482.042 | 0 | 0
6475 | 1387.3227 | 0 | 0 | 0 | 0 | 0 | 0 | 0 | 0 | 1443.8936
6476 | 1625.028 | 0 | 0 | 0 | 0 | 0 | 0 | 0 | 0 | 1691.2914
6477 | 1559.6016 | 0 | 0 | 0 | 0 | 0 | 0 | 0 | 0 | 1623.1976
6478 | 1286.4464 | 0 | 0 | 0 | 0 | 0 | 0 | 0 | 0 | 1338.9031
6479 | 1165.4076 | 0 | 0 | 0 | 0 | 0 | 0 | 0 | 0 | 1212.9296
6480 | 1319.1596 | 0 | 0 | 0 | 0 | 0 | 0 | 1319.16 | 0 | 0
6481 | 1503.1713 | 0 | 0 | 0 | 0 | 0 | 0 | 1503.171 | 0 | 0
6482 | 924.9656 | 0 | 0 | 0 | 0 | 0 | 0 | 924.966 | 0 | 0
6483 | 1193.2138 | 0 | 0 | 0 | 0 | 0 | 0 | 1193.214 | 0 | 0
6484 | 1166.2254 | 0 | 0 | 0 | 0 | 0 | 0 | 1166.225 | 0 | 0
6485 | 1228.3805 | 0 | 0 | 0 | 0 | 0 | 0 | 1228.38 | 0 | 0
6486 | 1238.1945 | 0 | 0 | 0 | 0 | 0 | 0 | 1238.194 | 0 | 0
6487 | 1037.0083 | 29.39 | 105.1091 | 105.1091 | 0 | 0 | 0 | 936.017 | 0 | 0
6488 | 344.9167 | 93.16 | 406.4348 | 358.9806 | -47.4542 | 0 | 0 | 0 | 0 | 0
6489 | 280.4042 | 178.34 | 802.365 | 291.839 | -510.526 | 0 | 0 | 0 | 0 | 0
6490 | 270.3306 | 253.49 | 1143.8897 | 281.3542 | -862.5354 | 0 | 0 | 0 | 0 | 0
6491 | 287.6502 | 470.21 | 2123.8403 | 299.3794 | -1824.4609 | 0 | 0 | 0 | 0 | 0
6492 | 303.9311 | 537.85 | 2418.9547 | 316.3243 | -2093.1229 | 0 | 9.5075 | 0 | 0 | 0
6493 | 295.44 | 482.12 | 2171.0011 | 307.4871 | -1863.514 | 0 | 0 | 0 | 0 | 0
6494 | 282.4089 | 613.38 | 2764.2272 | 293.9247 | -2093.1229 | 0 | 377.1796 | 0 | 0 | 0
6495 | 273.0489 | 373.31 | 1700.8978 | 284.1831 | -1416.7147 | 0 | 0 | 0 | 0 | 0
6496 | 209.159 | 194.09 | 881.2694 | 217.6878 | -119.3854 | 0 | 544.1962 | 0 | 0 | 0
6497 | 292.731 | 65 | 272.5139 | 272.5139 | 0 | 0 | 0 | 0 | 0 | 32.1538
6498 | 235.0545 | 10.77 | 14.6906 | 14.6906 | 0 | 0 | 0 | 0 | 0 | 229.9482
6499 | 209.7018 | 0 | 0 | 0 | 0 | 0 | 0 | 0 | 0 | 218.253
6500 | 305.8684 | 0 | 0 | 0 | 0 | 0 | 0 | 0 | 0 | 318.3403
6501 | 293.6009 | 0 | 0 | 0 | 0 | 0 | 0 | 0 | 0 | 305.5731
6502 | 298.5079 | 0 | 0 | 0 | 0 | 0 | 0 | 0 | 0 | 310.6802
6503 | 235.535 | 0 | 0 | 0 | 0 | 0 | 0 | 0 | 0 | 245.1394
6504 | 168.473 | 0 | 0 | 0 | 0 | 0 | 0 | 0 | 0 | 175.3428
6505 | 199.5505 | 0 | 0 | 0 | 0 | 0 | 0 | 0 | 0 | 207.687
6506 | 243.7133 | 0 | 0 | 0 | 0 | 0 | 0 | 0 | 0 | 253.6508
6507 | 191.3722 | 0 | 0 | 0 | 0 | 0 | 0 | 0 | 0 | 199.1755
6508 | 152.1164 | 0 | 0 | 0 | 0 | 0 | 0 | 0 | 0 | 158.3188
6509 | 135.7598 | 0 | 0 | 0 | 0 | 0 | 0 | 0 | 0 | 141.2959
6510 | 197.097 | 0 | 0 | 0 | 0 | 0 | 0 | 0 | 0 | 205.134
6511 | 122.6745 | 62.59 | 258.2303 | 127.6763 | -130.554 | 0 | 0 | 0 | 0 | 0
6512 | 195.7169 | 201.94 | 928.0232 | 203.6977 | -724.3255 | 0 | 0 | 0 | 0 | 0
6513 | 885.4685 | 392.69 | 1806.342 | 921.5745 | -884.7675 | 0 | 0 | 0 | 0 | 0
6514 | 1487.9546 | 586.54 | 2658.3562 | 1548.629 | -1109.7272 | 0 | 0 | 0 | 0 | 0
6515 | 1782.3192 | 279.94 | 1251.8411 | 1251.8411 | 0 | 0 | 0 | 0 | 0 | 603.1551
6516 | 1685.3849 | 808.93 | 3592.8968 | 1754.1086 | -1161.3206 | 0 | 677.4676 | 0 | 0 | 0
6517 | 1718.2943 | 759.09 | 3383.608 | 1788.3605 | 0 | 0 | 1595.2475 | 0 | 0 | 0
6518 | 1671.8876 | 676.61 | 3042.9285 | 1740.0612 | 0 | 0 | 1302.8673 | 0 | 0 | 0
6519 | 1697.546 | 474.54 | 2162.9184 | 1766.7665 | 0 | 0 | 396.1519 | 0 | 0 | 0
6520 | 1755.8511 | 237.16 | 1081.8875 | 1081.8875 | 0 | 0 | 0 | 716.351 | 0 | 0
6521 | 1623.5477 | 59.44 | 244.9551 | 244.9551 | 0 | 0 | 0 | 1388.19 | 0 | 0
6522 | 1905.103 | 9.79 | 11.2966 | 11.2966 | 0 | 0 | 0 | 1894.249 | 0 | 0
6523 | 1574.8582 | 0 | 0 | 0 | 0 | 0 | 0 | 0 | 0 | 1639.0757
6524 | 1257.8224 | 0 | 0 | 0 | 0 | 0 | 0 | 0 | 0 | 1309.1119
6525 | 1468.0047 | 0 | 0 | 0 | 0 | 0 | 0 | 0 | 0 | 1527.8655
6526 | 1599.6753 | 0 | 0 | 0 | 0 | 0 | 0 | 0 | 0 | 1664.9046
6527 | 1683.9117 | 0 | 0 | 0 | 0 | 0 | 0 | 0 | 0 | 1752.5765
6528 | 1453.2837 | 0 | 0 | 0 | 0 | 0 | 0 | 1453.284 | 0 | 0
6529 | 1407.4852 | 0 | 0 | 0 | 0 | 0 | 0 | 1407.485 | 0 | 0
6530 | 1535.8845 | 0 | 0 | 0 | 0 | 0 | 0 | 1535.885 | 0 | 0
6531 | 1660.1947 | 0 | 0 | 0 | 0 | 0 | 0 | 1660.195 | 0 | 0
6532 | 1321.6131 | 0 | 0 | 0 | 0 | 0 | 0 | 1321.613 | 0 | 0
6533 | 1273.3611 | 0 | 0 | 0 | 0 | 0 | 0 | 1273.361 | 0 | 0
6534 | 1310.1635 | 0 | 0 | 0 | 0 | 0 | 0 | 1310.163 | 0 | 0
6535 | 1068.0858 | 5.87 | 0 | 0 | 0 | 0 | 0 | 1068.086 | 0 | 0
6536 | 1296.3319 | 15.67 | 42.8311 | 42.8311 | 0 | 0 | 0 | 1255.178 | 0 | 0
6537 | 1701.5656 | 35.31 | 129.0522 | 129.0522 | 0 | 0 | 0 | 1577.569 | 0 | 0
6538 | 1384.2118 | 558.56 | 2516.9636 | 1440.6557 | -1076.3079 | 0 | 0 | 0 | 0 | 0
6539 | 1713.281 | 726.86 | 3228.832 | 1783.1431 | -1445.6889 | 0 | 0 | 0 | 0 | 0
6540 | 1435.638 | 558.2 | 2487.6293 | 1494.1787 | -993.4506 | 0 | 0 | 0 | 0 | 0
6541 | 1436.8198 | 606.02 | 2700.2642 | 1495.4089 | -1204.8553 | 0 | 0 | 0 | 0 | 0
6542 | 1416.2125 | 617.37 | 2766.1932 | 1473.9606 | -1292.2326 | 0 | 0 | 0 | 0 | 0
6543 | 1458.112 | 601.01 | 2726.0182 | 1517.5691 | -1208.4491 | 0 | 0 | 0 | 0 | 0
6544 | 1580.7302 | 384.68 | 1774.4422 | 1645.1871 | -129.2551 | 0 | 0 | 0 | 0 | 0
6545 | 1546.2679 | 110.44 | 484.8604 | 484.8604 | 0 | 0 | 0 | 1080.404 | 0 | 0
6546 | 1753.4948 | 13.71 | 25.1067 | 25.1067 | 0 | 0 | 0 | 1729.372 | 0 | 0
6547 | 1580.4767 | 0 | 0 | 0 | 0 | 0 | 0 | 0 | 0 | 1644.9238
6548 | 1247.1906 | 0 | 0 | 0 | 0 | 0 | 0 | 0 | 0 | 1298.0474
6549 | 1584.9543 | 0 | 0 | 0 | 0 | 0 | 0 | 0 | 0 | 1649.5833
6550 | 1818.0358 | 0 | 0 | 0 | 0 | 0 | 0 | 0 | 0 | 1892.1697
6551 | 1714.1715 | 0 | 0 | 0 | 0 | 0 | 0 | 0 | 0 | 1784.0694
6552 | 1513.8031 | 0 | 0 | 0 | 0 | 0 | 0 | 1513.803 | 0 | 0
6553 | 1295.9329 | 0 | 0 | 0 | 0 | 0 | 0 | 1295.933 | 0 | 0
6554 | 1429.5663 | 0 | 0 | 0 | 0 | 0 | 0 | 1429.566 | 0 | 0
6555 | 1403.1504 | 0 | 0 | 0 | 0 | 0 | 0 | 1403.15 | 0 | 0
6556 | 223.7582 | 0 | 0 | 0 | 0 | 0 | 0 | 223.758 | 0 | 0
6557 | 344.1836 | 0 | 0 | 0 | 0 | 0 | 0 | 344.184 | 0 | 0
6558 | 855.4089 | 0 | 0 | 0 | 0 | 0 | 0 | 855.409 | 0 | 0
6559 | 1351.1431 | 85.36 | 356.4681 | 356.4681 | 0 | 0 | 0 | 841.016 | 0 | 174.4602
6560 | 1327.7543 | 345.43 | 1605.9946 | 1381.8966 | -224.098 | 0 | 0 | 0 | 0 | 0
6561 | 1082.8362 | 335.35 | 1529.8409 | 1126.9906 | -402.8504 | 0 | 0 | 0 | 0 | 0
6562 | 962.5079 | 689.07 | 3087.685 | 1001.756 | -2085.929 | 0 | 0 | 0 | 0 | 0
6563 | 1672.8606 | 853.8 | 3748.1651 | 1741.0739 | -2007.0912 | 0 | 0 | 0 | 0 | 0
6564 | 1223.3853 | 670.34 | 2929.3048 | 1273.2707 | -1656.0341 | 0 | 0 | 0 | 0 | 0
6565 | 988.9209 | 863.97 | 3720.2587 | 1029.246 | -2093.1229 | 0 | 597.8898 | 0 | 0 | 0
6566 | 879.0094 | 816.1 | 3542.5398 | 914.8522 | -2093.1229 | 0 | 534.5648 | 0 | 0 | 0
6567 | 1120.1603 | 643.98 | 2861.2172 | 1165.8376 | -268.5881 | 0 | 1426.7915 | 0 | 0 | 0
6568 | 1590.8052 | 400.48 | 1822.8987 | 1655.674 | 0 | 0 | 167.2247 | 0 | 0 | 0
6569 | 1557.5416 | 140.57 | 613.4453 | 613.4453 | 0 | 0 | 0 | 968.131 | 0 | 0
6570 | 1465.6696 | 13.71 | 23.4092 | 23.4092 | 0 | 0 | 0 | 1443.177 | 0 | 0
6571 | 966.144 | 0 | 0 | 0 | 0 | 0 | 0 | 0 | 0 | 1005.5403
6572 | 1198.0387 | 0 | 0 | 0 | 0 | 0 | 0 | 0 | 0 | 1246.8912
6573 | 1423.3507 | 0 | 0 | 0 | 0 | 0 | 0 | 0 | 0 | 1481.3907
6574 | 1421.0199 | 0 | 0 | 0 | 0 | 0 | 0 | 0 | 0 | 1478.9646
6575 | 1225.2315 | 0 | 0 | 0 | 0 | 0 | 0 | 0 | 0 | 1275.193
6576 | 1382.173 | 0 | 0 | 0 | 0 | 0 | 0 | 1382.173 | 0 | 0
6577 | 1511.9217 | 0 | 0 | 0 | 0 | 0 | 0 | 1511.922 | 0 | 0
6578 | 1197.2617 | 0 | 0 | 0 | 0 | 0 | 0 | 1197.262 | 0 | 0
6579 | 1518.9141 | 0 | 0 | 0 | 0 | 0 | 0 | 1518.914 | 0 | 0
6580 | 1238.4395 | 0 | 0 | 0 | 0 | 0 | 0 | 1238.439 | 0 | 0
6581 | 1274.9556 | 0 | 0 | 0 | 0 | 0 | 0 | 1274.956 | 0 | 0
6582 | 1134.3297 | 0 | 0 | 0 | 0 | 0 | 0 | 1134.33 | 0 | 0
6583 | 1236.1086 | 52.08 | 209.1503 | 209.1503 | 0 | 0 | 0 | 515.388 | 0 | 540.9583
6584 | 895.8243 | 186.61 | 844.7767 | 844.7767 | 0 | 0 | 0 | 0 | 0 | 87.5772
6585 | 1078.1882 | 243.36 | 1089.5153 | 1089.5153 | 0 | 0 | 0 | 0 | 0 | 32.6377
6586 | 1521.983 | 420.91 | 1864.6984 | 1584.0446 | -280.6538 | 0 | 0 | 0 | 0 | 0
6587 | 1177.4916 | 562.27 | 2451.6278 | 1225.5053 | -1226.1225 | 0 | 0 | 0 | 0 | 0
6588 | 1060.1419 | 573.52 | 2487.5762 | 1103.3712 | -1384.205 | 0 | 0 | 0 | 0 | 0
6589 | 943.5293 | 638.62 | 2759.0524 | 982.0041 | -1777.0483 | 0 | 0 | 0 | 0 | 0
6590 | 1025.0301 | 639.63 | 2785.0042 | 1066.8274 | -1718.1768 | 0 | 0 | 0 | 0 | 0
6591 | 930.0669 | 546.38 | 2425.3638 | 967.9911 | -1457.3727 | 0 | 0 | 0 | 0 | 0
6592 | 968.8011 | 249.26 | 1120.9593 | 1008.3056 | -112.6537 | 0 | 0 | 0 | 0 | 0
6593 | 1132.6778 | 26.45 | 90.3706 | 90.3706 | 0 | 0 | 0 | 1045.848 | 0 | 0
6594 | 1010.9393 | 3.91 | 0 | 0 | 0 | 0 | 0 | 1010.939 | 0 | 0
6595 | 1250.7879 | 0 | 0 | 0 | 0 | 0 | 0 | 0 | 0 | 1301.7911
6596 | 1191.8232 | 0 | 0 | 0 | 0 | 0 | 0 | 0 | 0 | 1240.4217
6597 | 1114.1294 | 0 | 0 | 0 | 0 | 0 | 0 | 0 | 0 | 1159.5596
6598 | 1338.6645 | 0 | 0 | 0 | 0 | 0 | 0 | 0 | 0 | 1393.2504
6599 | 1141.3222 | 0 | 0 | 0 | 0 | 0 | 0 | 0 | 0 | 1187.8615
6600 | 156.1646 | 0 | 0 | 0 | 0 | 0 | 0 | 156.165 | 0 | 0
6601 | 101.7789 | 0 | 0 | 0 | 0 | 0 | 0 | 101.779 | 0 | 0
6602 | 103.3328 | 0 | 0 | 0 | 0 | 0 | 0 | 103.333 | 0 | 0
6603 | 99.4481 | 0 | 0 | 0 | 0 | 0 | 0 | 99.448 | 0 | 0
6604 | 104.8867 | 0 | 0 | 0 | 0 | 0 | 0 | 104.887 | 0 | 0
6605 | 98.6711 | 0 | 0 | 0 | 0 | 0 | 0 | 98.671 | 0 | 0
6606 | 101.002 | 0 | 0 | 0 | 0 | 0 | 0 | 101.002 | 0 | 0
6607 | 84.2832 | 6.85 | 4.0112 | 0 | -4.0112 | 0 | 0 | 84.283 | 0 | 0
6608 | 99.5365 | 18.61 | 55.9157 | 0 | -55.9157 | 0 | 0 | 99.536 | 0 | 0
6609 | 1023.3432 | 42.18 | 160.0892 | 0 | -160.0892 | 0 | 0 | 1023.343 | 0 | 0
6610 | 1312.2971 | 82.5 | 340.2174 | 0 | -340.2174 | 0 | 0 | 1312.297 | 0 | 0
6611 | 985.1178 | 337.07 | 1495.1165 | 0 | -1495.1165 | 0 | 0 | 985.118 | 0 | 0
6612 | 1098.0768 | 465.77 | 2053.8398 | 237.8581 | -1815.9817 | 0 | 0 | 869.538 | 0 | 0
6613 | 1289.3435 | 565.28 | 2482.3588 | 1341.9183 | -1140.4405 | 0 | 0 | 0 | 0 | 0
6614 | 1274.6729 | 367.04 | 1622.826 | 1326.6501 | -296.1759 | 0 | 0 | 0 | 0 | 0
6615 | 1148.4205 | 108.07 | 457.5838 | 457.5838 | 0 | 0 | 0 | 708.765 | 0 | 0
6616 | 1234.0498 | 62.77 | 255.1006 | 255.1006 | 0 | 0 | 0 | 988.944 | 0 | 0
6617 | 1363.2866 | 40.18 | 154.1713 | 154.1713 | 0 | 0 | 0 | 1215.156 | 0 | 0
6618 | 1689.6706 | 3.91 | 0 | 0 | 0 | 0 | 0 | 1689.671 | 0 | 0
6619 | 1542.9749 | 0 | 0 | 0 | 0 | 0 | 0 | 0 | 0 | 1605.8926
6620 | 1457.536 | 0 | 0 | 0 | 0 | 0 | 0 | 0 | 0 | 1516.9696
6621 | 1491.7213 | 0 | 0 | 0 | 0 | 0 | 0 | 0 | 0 | 1552.5486
6622 | 1543.7762 | 0 | 0 | 0 | 0 | 0 | 0 | 0 | 0 | 1606.7262
6623 | 1860.7669 | 0 | 0 | 0 | 0 | 0 | 0 | 0 | 0 | 1936.6431
6624 | 186.4652 | 0 | 0 | 0 | 0 | 0 | 0 | 186.465 | 0 | 0
6625 | 104.1097 | 0 | 0 | 0 | 0 | 0 | 0 | 104.11 | 0 | 0
6626 | 112.656 | 0 | 0 | 0 | 0 | 0 | 0 | 112.656 | 0 | 0
6627 | 107.2175 | 0 | 0 | 0 | 0 | 0 | 0 | 107.217 | 0 | 0
6628 | 107.2175 | 0 | 0 | 0 | 0 | 0 | 0 | 107.217 | 0 | 0
6629 | 104.8867 | 0 | 0 | 0 | 0 | 0 | 0 | 104.887 | 0 | 0
6630 | 107.2175 | 0 | 0 | 0 | 0 | 0 | 0 | 107.217 | 0 | 0
6631 | 100.2454 | 125.03 | 487.2053 | 104.3337 | -382.8716 | 0 | 0 | 0 | 0 | 0
6632 | 123.1185 | 330.53 | 1526.6936 | 128.1394 | -1398.5542 | 0 | 0 | 0 | 0 | 0
6633 | 971.1397 | 408 | 1856.471 | 1010.7389 | -845.7321 | 0 | 0 | 0 | 0 | 0
6634 | 1916.0218 | 505.1 | 2250.3207 | 1994.1512 | -256.1695 | 0 | 0 | 0 | 0 | 0
6635 | 1454.101 | 682.14 | 2979.974 | 1513.3946 | -1466.5794 | 0 | 0 | 0 | 0 | 0
6636 | 1405.6336 | 721.96 | 3121.0544 | 1462.9502 | -1658.1042 | 0 | 0 | 0 | 0 | 0
6637 | 1449.3753 | 849.91 | 3638.0852 | 1508.4759 | -2093.1229 | 0 | 36.4865 | 0 | 0 | 0
6638 | 1617.9573 | 672.22 | 2927.2784 | 1683.9321 | -1243.3463 | 0 | 0 | 0 | 0 | 0
6639 | 1296.6671 | 381.45 | 1700.5554 | 1349.5409 | -351.0145 | 0 | 0 | 0 | 0 | 0
6640 | 1542.1261 | 149.56 | 658.5494 | 658.5494 | 0 | 0 | 0 | 909.378 | 0 | 0
6641 | 1368.5009 | 119.63 | 520.1969 | 520.1969 | 0 | 0 | 0 | 868.685 | 0 | 0
6642 | 1900.383 | 10.77 | 11.2851 | 11.2851 | 0 | 0 | 0 | 1889.54 | 0 | 0
6643 | 1656.3215 | 0 | 0 | 0 | 0 | 0 | 0 | 0 | 0 | 1723.8605
6644 | 1599.7157 | 0 | 0 | 0 | 0 | 0 | 0 | 0 | 0 | 1664.9473
6645 | 1535.2298 | 0 | 0 | 0 | 0 | 0 | 0 | 0 | 0 | 1597.8318
6646 | 1731.7952 | 0 | 0 | 0 | 0 | 0 | 0 | 0 | 0 | 1802.412
6647 | 1424.1277 | 0 | 0 | 0 | 0 | 0 | 0 | 0 | 0 | 1482.1994
6648 | 1595.0541 | 0 | 0 | 0 | 0 | 0 | 0 | 1595.054 | 0 | 0
6649 | 1460.6438 | 0 | 0 | 0 | 0 | 0 | 0 | 1460.644 | 0 | 0
6650 | 1355.7571 | 0 | 0 | 0 | 0 | 0 | 0 | 1355.757 | 0 | 0
6651 | 1222.1238 | 0 | 0 | 0 | 0 | 0 | 0 | 1222.124 | 0 | 0
6652 | 1309.9178 | 0 | 0 | 0 | 0 | 0 | 0 | 1309.918 | 0 | 0
6653 | 1102.4753 | 0 | 0 | 0 | 0 | 0 | 0 | 1102.475 | 0 | 0
6654 | 1162.2995 | 0 | 0 | 0 | 0 | 0 | 0 | 1162.3 | 0 | 0
6655 | 1174.1449 | 125.49 | 488.932 | 488.932 | 0 | 0 | 0 | 280.905 | 0 | 440.7315
6656 | 224.0097 | 314.26 | 1452.0096 | 233.1444 | -1218.8652 | 0 | 0 | 0 | 0 | 0
6657 | 279.8454 | 393.38 | 1791.5672 | 291.2562 | -1500.311 | 0 | 0 | 0 | 0 | 0
6658 | 322.6469 | 652.89 | 2901.1768 | 335.8035 | -2093.1229 | 0 | 472.2504 | 0 | 0 | 0
6659 | 279.4598 | 613.63 | 2692.2772 | 290.8544 | -2093.1229 | 0 | 308.2999 | 0 | 0 | 0
6660 | 226.3163 | 681.9 | 2969.5516 | 235.5434 | -2093.1229 | 0 | 640.8854 | 0 | 0 | 0
6661 | 249.9566 | 791.42 | 3435.9799 | 260.1484 | -1832.2927 | 0 | 1343.5388 | 0 | 0 | 0
6662 | 247.4402 | 804.74 | 3527.3279 | 257.5298 | 0 | 0 | 3269.798 | 0 | 0 | 0
6663 | 268.3642 | 319.8 | 1432.8093 | 279.307 | 0 | 0 | 1153.5023 | 0 | 0 | 0
6664 | 198.7923 | 280.88 | 1273.9368 | 206.8981 | 0 | 0 | 1067.0387 | 0 | 0 | 0
6665 | 292.6697 | 25.47 | 86.2627 | 86.2627 | 0 | 0 | 0 | 0 | 0 | 218.3414
6666 | 221.6323 | 2.94 | 0 | 0 | 0 | 0 | 0 | 0 | 0 | 230.6694
6667 | 210.0695 | 0 | 0 | 0 | 0 | 0 | 0 | 0 | 0 | 218.636
6668 | 235.4123 | 0 | 0 | 0 | 0 | 0 | 0 | 0 | 0 | 245.0113
6669 | 195.0115 | 0 | 0 | 0 | 0 | 0 | 0 | 0 | 0 | 202.9629
6670 | 287.4671 | 0 | 0 | 0 | 0 | 0 | 0 | 0 | 0 | 299.189
6671 | 260.2743 | 0 | 0 | 0 | 0 | 0 | 0 | 0 | 0 | 270.8871
6672 | 282.8055 | 0 | 0 | 0 | 0 | 0 | 0 | 0 | 0 | 294.3369
6673 | 230.7506 | 0 | 0 | 0 | 0 | 0 | 0 | 0 | 0 | 240.1603
6674 | 185.6882 | 0 | 0 | 0 | 0 | 0 | 0 | 0 | 0 | 193.2598
6675 | 236.1892 | 0 | 0 | 0 | 0 | 0 | 0 | 0 | 0 | 245.82
6676 | 198.1192 | 0 | 0 | 0 | 0 | 0 | 0 | 0 | 0 | 206.1977
6677 | 229.1968 | 0 | 0 | 0 | 0 | 0 | 0 | 0 | 0 | 238.5429
6678 | 285.1363 | 0 | 0 | 0 | 0 | 0 | 0 | 0 | 0 | 296.7629
6679 | 164.7109 | 128.21 | 499.6114 | 171.4274 | -328.184 | 0 | 0 | 0 | 0 | 0
6680 | 199.3876 | 349.54 | 1618.8981 | 207.5174 | -1411.3808 | 0 | 0 | 0 | 0 | 0
6681 | 1165.9822 | 430.24 | 1965.814 | 1213.527 | -752.287 | 0 | 0 | 0 | 0 | 0
6682 | 1779.2506 | 662.74 | 2958.6391 | 1851.8032 | -1106.8359 | 0 | 0 | 0 | 0 | 0
6683 | 1668.8448 | 772.77 | 3397.2141 | 1736.8951 | -186.0118 | 0 | 1474.3072 | 0 | 0 | 0
6684 | 1306.7683 | 762.96 | 3354.5506 | 1360.0538 | 0 | 0 | 1994.4968 | 0 | 0 | 0
6685 | 1367.4141 | 704.59 | 3113.2298 | 1423.1738 | 0 | 0 | 1690.056 | 0 | 0 | 0
6686 | 1211.3632 | 319.46 | 1421.29 | 1260.7585 | 0 | 0 | 160.5315 | 0 | 0 | 0
6687 | 1187.0499 | 45.13 | 170.9486 | 170.9486 | 0 | 0 | 0 | 1022.799 | 0 | 0
6688 | 1289.3338 | 71.61 | 296.7327 | 296.7327 | 0 | 0 | 0 | 1004.227 | 0 | 0
6689 | 1473.5876 | 47.05 | 186.2814 | 186.2814 | 0 | 0 | 0 | 1294.605 | 0 | 0
6690 | 1450.7679 | 7.83 | 1.0855 | 1.0855 | 0 | 0 | 0 | 1449.725 | 0 | 0
6691 | 1377.5454 | 0 | 0 | 0 | 0 | 0 | 0 | 0 | 0 | 1433.7169
6692 | 1000.6964 | 0 | 0 | 0 | 0 | 0 | 0 | 0 | 0 | 1041.5012
6693 | 1480.0672 | 0 | 0 | 0 | 0 | 0 | 0 | 0 | 0 | 1540.4194
6694 | 1346.4339 | 0 | 0 | 0 | 0 | 0 | 0 | 0 | 0 | 1401.3373
6695 | 1285.8327 | 0 | 0 | 0 | 0 | 0 | 0 | 0 | 0 | 1338.2651
6696 | 1184.8307 | 0 | 0 | 0 | 0 | 0 | 0 | 681.576 | 0 | 523.7761
6697 | 1309.9178 | 0 | 0 | 0 | 0 | 0 | 0 | 1309.918 | 0 | 0
6698 | 1500.2676 | 0 | 0 | 0 | 0 | 0 | 0 | 1500.268 | 0 | 0
6699 | 1316.9102 | 0 | 0 | 0 | 0 | 0 | 0 | 1316.91 | 0 | 0
6700 | 1187.9385 | 0 | 0 | 0 | 0 | 0 | 0 | 1187.938 | 0 | 0
6701 | 966.5111 | 0 | 0 | 0 | 0 | 0 | 0 | 966.511 | 0 | 0
6702 | 1231.447 | 0 | 0 | 0 | 0 | 0 | 0 | 1231.447 | 0 | 0
6703 | 1040.3999 | 107.79 | 433.3108 | 433.3108 | 0 | 0 | 0 | 0 | 0 | 649.5134
6704 | 1049.4094 | 288.13 | 1332.9884 | 1092.2005 | -240.7879 | 0 | 0 | 0 | 0 | 0
6705 | 1392.0499 | 477.14 | 2183.9889 | 1448.8133 | -735.1756 | 0 | 0 | 0 | 0 | 0
6706 | 1491.899 | 629.82 | 2819.2073 | 1552.7339 | -1266.4734 | 0 | 0 | 0 | 0 | 0
6707 | 1479.7011 | 653.35 | 2889.3691 | 1540.0385 | -1349.3307 | 0 | 0 | 0 | 0 | 0
6708 | 1376.6976 | 791.1 | 3470.9261 | 1432.8343 | -2038.0918 | 0 | 0 | 0 | 0 | 0
6709 | 1804.4341 | 758.97 | 3341.1547 | 1878.013 | -1463.1417 | 0 | 0 | 0 | 0 | 0
6710 | 1768.6143 | 730.18 | 3251.1026 | 1840.7334 | -1410.3691 | 0 | 0 | 0 | 0 | 0
6711 | 1995.8376 | 485.68 | 2205.9899 | 2077.2219 | -128.768 | 0 | 0 | 0 | 0 | 0
6712 | 1636.7689 | 407.44 | 1894.9673 | 1703.5102 | -191.4571 | 0 | 0 | 0 | 0 | 0
6713 | 1880.17 | 68.28 | 281.3584 | 281.3584 | 0 | 0 | 0 | 1609.835 | 0 | 0
6714 | 1605.2708 | 3.91 | 0 | 0 | 0 | 0 | 0 | 1605.271 | 0 | 0
6715 | 1176.8108 | 0 | 0 | 0 | 0 | 0 | 0 | 0 | 0 | 1224.7976
6716 | 1179.3922 | 0 | 0 | 0 | 0 | 0 | 0 | 0 | 0 | 1227.4838
6717 | 1017.789 | 0 | 0 | 0 | 0 | 0 | 0 | 0 | 0 | 1059.2912
6718 | 1282.7249 | 0 | 0 | 0 | 0 | 0 | 0 | 0 | 0 | 1335.0304
6719 | 1643.2243 | 0 | 0 | 0 | 0 | 0 | 0 | 0 | 0 | 1710.2294
6720 | 1414.8044 | 0 | 0 | 0 | 0 | 0 | 0 | 1414.804 | 0 | 0
6721 | 1612.9237 | 0 | 0 | 0 | 0 | 0 | 0 | 1612.924 | 0 | 0
6722 | 1513.4756 | 0 | 0 | 0 | 0 | 0 | 0 | 1513.476 | 0 | 0
6723 | 1312.2486 | 0 | 0 | 0 | 0 | 0 | 0 | 1312.249 | 0 | 0
6724 | 926.8872 | 0 | 0 | 0 | 0 | 0 | 0 | 926.887 | 0 | 0
6725 | 1116.4602 | 0 | 0 | 0 | 0 | 0 | 0 | 1116.46 | 0 | 0
6726 | 923.0026 | 0 | 0 | 0 | 0 | 0 | 0 | 923.003 | 0 | 0
6727 | 974.5728 | 5.87 | 0 | 0 | 0 | 0 | 0 | 974.573 | 0 | 0
6728 | 1109.3055 | 29.85 | 107.4893 | 0 | -107.4893 | 0 | 0 | 1109.306 | 0 | 0
6729 | 1453.1366 | 101.85 | 437.9516 | 0 | -437.9516 | 0 | 0 | 1453.137 | 0 | 0
6730 | 1636.4299 | 101.21 | 427.2722 | 0 | -427.2722 | 0 | 0 | 1636.43 | 0 | 0
6731 | 1700.6594 | 100.29 | 418.4214 | 0 | -418.4214 | 0 | 0 | 1700.659 | 0 | 0
6732 | 1576.4513 | 171.65 | 741.3817 | 0 | -741.3817 | 0 | 0 | 1576.451 | 0 | 0
6733 | 1782.2292 | 383.61 | 1700.7177 | 0 | -1700.7177 | 0 | 0 | 1782.229 | 0 | 0
6734 | 1708.3705 | 615.71 | 2742.0826 | 722.9777 | -2019.1049 | 0 | 0 | 1013.718 | 0 | 0
6735 | 1688.8665 | 602.67 | 2725.6466 | 1757.7325 | -967.9141 | 0 | 0 | 0 | 0 | 0
6736 | 1513.6533 | 443.45 | 2052.1662 | 1575.3749 | -476.7913 | 0 | 0 | 0 | 0 | 0
6737 | 1543.6956 | 198.97 | 858.772 | 858.772 | 0 | 0 | 0 | 718.57 | 0 | 0
6738 | 1589.396 | 22.99 | 34.1666 | 34.1666 | 0 | 0 | 0 | 1556.568 | 0 | 0
6739 | 1404.3944 | 0 | 0 | 0 | 0 | 0 | 0 | 0 | 0 | 1461.6607
6740 | 1464.5285 | 0 | 0 | 0 | 0 | 0 | 0 | 0 | 0 | 1524.2468
6741 | 1266.4092 | 0 | 0 | 0 | 0 | 0 | 0 | 0 | 0 | 1318.0491
6742 | 1237.6625 | 0 | 0 | 0 | 0 | 0 | 0 | 0 | 0 | 1288.1309
6743 | 1469.1901 | 0 | 0 | 0 | 0 | 0 | 0 | 0 | 0 | 1529.0989
6744 | 1402.3734 | 0 | 0 | 0 | 0 | 0 | 0 | 1402.373 | 0 | 0
6745 | 1487.8366 | 0 | 0 | 0 | 0 | 0 | 0 | 1487.837 | 0 | 0
6746 | 1173.9536 | 0 | 0 | 0 | 0 | 0 | 0 | 1173.954 | 0 | 0
6747 | 1220.5699 | 0 | 0 | 0 | 0 | 0 | 0 | 1220.57 | 0 | 0
6748 | 1091.5981 | 0 | 0 | 0 | 0 | 0 | 0 | 1091.598 | 0 | 0
6749 | 1039.5433 | 0 | 0 | 0 | 0 | 0 | 0 | 1039.543 | 0 | 0
6750 | 1033.3278 | 0 | 0 | 0 | 0 | 0 | 0 | 1033.328 | 0 | 0
6751 | 1125.2328 | 88.61 | 350.1173 | 233.3089 | -116.8085 | 0 | 0 | 901.064 | 0 | 0
6752 | 1299.0474 | 212.06 | 972.3114 | 972.3114 | 0 | 0 | 0 | 364.83 | 0 | 0
6753 | 1556.2421 | 323.1 | 1465.9924 | 1465.9924 | 0 | 0 | 0 | 147.686 | 0 | 0
6754 | 1612.0778 | 179.59 | 785.8323 | 785.8323 | 0 | 0 | 0 | 857.033 | 0 | 0
6755 | 0 | 447.11 | 1975.5817 | 0 | -1975.5817 | 0 | 0 | 0 | 0 | 0
6756 | 1493.2053 | 702.76 | 3044.9257 | 1554.0931 | -1490.8326 | 0 | 0 | 0 | 0 | 0
6757 | 1246.7915 | 665.37 | 2891.0365 | 1297.6311 | -1593.4053 | 0 | 0 | 0 | 0 | 0
6758 | 1561.9623 | 618.17 | 2707.4601 | 1625.6538 | -1081.8063 | 0 | 0 | 0 | 0 | 0
6759 | 1551.8563 | 327.3 | 1458.8756 | 1458.8756 | 0 | 0 | 0 | 150.139 | 0 | 0
6760 | 1685.1478 | 324.99 | 1485.9368 | 1485.9368 | 0 | 0 | 0 | 257.429 | 0 | 0
6761 | 1491.6931 | 163.89 | 710.939 | 710.939 | 0 | 0 | 0 | 808.608 | 0 | 0
6762 | 1361.0005 | 15.85 | 19.5718 | 19.5718 | 0 | 0 | 0 | 1342.195 | 0 | 0
6763 | 1278.8742 | 0 | 0 | 0 | 0 | 0 | 0 | 0 | 0 | 1331.0224
6764 | 1114.9063 | 0 | 0 | 0 | 0 | 0 | 0 | 0 | 0 | 1160.3683
6765 | 1342.5492 | 0 | 0 | 0 | 0 | 0 | 0 | 0 | 0 | 1397.2938
6766 | 1593.5002 | 0 | 0 | 0 | 0 | 0 | 0 | 0 | 0 | 1658.4778
6767 | 1337.8875 | 0 | 0 | 0 | 0 | 0 | 0 | 0 | 0 | 1392.4428
6768 | 1203.4772 | 0 | 0 | 0 | 0 | 0 | 0 | 1203.477 | 0 | 0
6769 | 923.0026 | 0 | 0 | 0 | 0 | 0 | 0 | 923.003 | 0 | 0
6770 | 1208.9158 | 0 | 0 | 0 | 0 | 0 | 0 | 1208.916 | 0 | 0
6771 | 935.4336 | 0 | 0 | 0 | 0 | 0 | 0 | 935.434 | 0 | 0
6772 | 835.9855 | 0 | 0 | 0 | 0 | 0 | 0 | 835.985 | 0 | 0
6773 | 948.6415 | 0 | 0 | 0 | 0 | 0 | 0 | 948.642 | 0 | 0
6774 | 1023.2276 | 0 | 0 | 0 | 0 | 0 | 0 | 1023.228 | 0 | 0
6775 | 855.543 | 7.83 | 8.3345 | 8.3345 | 0 | 0 | 0 | 847.535 | 0 | 0
6776 | 734.4698 | 124.84 | 555.9767 | 555.9767 | 0 | 0 | 0 | 200.276 | 0 | 0
6777 | 1354.9452 | 493.25 | 2260.358 | 1410.1953 | -850.1627 | 0 | 0 | 0 | 0 | 0
6778 | 1584.1702 | 549.98 | 2461.51 | 1648.7674 | -812.7426 | 0 | 0 | 0 | 0 | 0
6779 | 1585.9435 | 442.88 | 1961.5031 | 1650.6137 | -310.8894 | 0 | 0 | 0 | 0 | 0
6780 | 1196.4829 | 492.73 | 2171.6006 | 1245.2717 | -926.3288 | 0 | 0 | 0 | 0 | 0
6781 | 1424.9425 | 374.48 | 1656.4233 | 1483.0476 | -173.3757 | 0 | 0 | 0 | 0 | 0
6782 | 1249.168 | 402.92 | 1791.64 | 1300.1051 | -491.5349 | 0 | 0 | 0 | 0 | 0
6783 | 1398.008 | 531.78 | 2392.6907 | 1455.0143 | -937.6764 | 0 | 0 | 0 | 0 | 0
6784 | 1407.3079 | 395.43 | 1821.4354 | 1464.6935 | -356.7419 | 0 | 0 | 0 | 0 | 0
6785 | 1093.0432 | 150.67 | 655.8393 | 655.8393 | 0 | 0 | 0 | 462.9 | 0 | 0
6786 | 1275.5441 | 15.21 | 16.2975 | 16.2975 | 0 | 0 | 0 | 1259.885 | 0 | 0
6787 | 1074.0238 | 0 | 0 | 0 | 0 | 0 | 0 | 0 | 0 | 1117.8193
6788 | 1001.4733 | 0 | 0 | 0 | 0 | 0 | 0 | 0 | 0 | 1042.3099
6789 | 1020.8968 | 0 | 0 | 0 | 0 | 0 | 0 | 0 | 0 | 1062.5259
6790 | 1296.7098 | 0 | 0 | 0 | 0 | 0 | 0 | 0 | 0 | 1349.5857
6791 | 1046.5357 | 0 | 0 | 0 | 0 | 0 | 0 | 0 | 0 | 1089.2104
6792 | 1089.2673 | 0 | 0 | 0 | 0 | 0 | 0 | 1089.267 | 0 | 0
6793 | 1177.0613 | 0 | 0 | 0 | 0 | 0 | 0 | 1177.061 | 0 | 0
6794 | 1226.0084 | 0 | 0 | 0 | 0 | 0 | 0 | 1226.008 | 0 | 0
6795 | 1172.3997 | 0 | 0 | 0 | 0 | 0 | 0 | 1172.4 | 0 | 0
6796 | 942.426 | 0 | 0 | 0 | 0 | 0 | 0 | 942.426 | 0 | 0
6797 | 939.3183 | 0 | 0 | 0 | 0 | 0 | 0 | 939.318 | 0 | 0
6798 | 1045.7588 | 0 | 0 | 0 | 0 | 0 | 0 | 1045.759 | 0 | 0
6799 | 671.3979 | 66.79 | 275.1522 | 275.1522 | 0 | 0 | 0 | 407.026 | 0 | 0
6800 | 872.0645 | 177.36 | 800.9256 | 800.9256 | 0 | 0 | 0 | 102.519 | 0 | 0
6801 | 485.7777 | 290.44 | 1308.8955 | 505.5854 | -803.31 | 0 | 0 | 0 | 0 | 0
6802 | 364.5171 | 508.37 | 2264.2557 | 379.3808 | -1884.8749 | 0 | 0 | 0 | 0 | 0
6803 | 364.7608 | 627.75 | 2758.2968 | 379.6348 | -2093.1229 | 0 | 285.5392 | 0 | 0 | 0
6804 | 378.6719 | 455.85 | 2013.5805 | 394.113 | -1619.4674 | 0 | 0 | 0 | 0 | 0
6805 | 728.4592 | 268.73 | 1180.575 | 758.1632 | -422.4118 | 0 | 0 | 0 | 0 | 0
6806 | 1278.5809 | 340.68 | 1516.3795 | 1330.7174 | -185.6621 | 0 | 0 | 0 | 0 | 0
6807 | 1456.5445 | 57.9 | 228.7763 | 228.7763 | 0 | 0 | 0 | 1236.731 | 0 | 0
6808 | 1463.702 | 55.98 | 224.507 | 224.507 | 0 | 0 | 0 | 1247.991 | 0 | 0
6809 | 1357.0867 | 12.73 | 29.5497 | 29.5497 | 0 | 0 | 0 | 1328.695 | 0 | 0
6810 | 968.9779 | 1.96 | 0 | 0 | 0 | 0 | 0 | 968.978 | 0 | 0
6811 | 859.4179 | 0 | 0 | 0 | 0 | 0 | 0 | 0 | 0 | 894.4623
6812 | 666.613 | 0 | 0 | 0 | 0 | 0 | 0 | 0 | 0 | 693.7953
6813 | 1020.8968 | 0 | 0 | 0 | 0 | 0 | 0 | 0 | 0 | 1062.5259
6814 | 1041.8741 | 0 | 0 | 0 | 0 | 0 | 0 | 0 | 0 | 1084.3583
6815 | 1133.5528 | 0 | 0 | 0 | 0 | 0 | 0 | 0 | 0 | 1179.7757
6816 | 1121.8987 | 0 | 0 | 0 | 0 | 0 | 0 | 1121.899 | 0 | 0
6817 | 916.0101 | 0 | 0 | 0 | 0 | 0 | 0 | 916.01 | 0 | 0
6818 | 1391.4963 | 0 | 0 | 0 | 0 | 0 | 0 | 1391.496 | 0 | 0
6819 | 1013.9043 | 0 | 0 | 0 | 0 | 0 | 0 | 1013.904 | 0 | 0
6820 | 1124.2295 | 0 | 0 | 0 | 0 | 0 | 0 | 1124.23 | 0 | 0
6821 | 933.1028 | 0 | 0 | 0 | 0 | 0 | 0 | 933.103 | 0 | 0
6822 | 828.2161 | 0 | 0 | 0 | 0 | 0 | 0 | 520.57 | 0 | 320.1908
6823 | 1121.5161 | 29.39 | 104.4857 | 104.4857 | 0 | 0 | 0 | 0 | 0 | 1062.7622
6824 | 241.5452 | 124.11 | 548.8953 | 251.3944 | -297.5008 | 0 | 0 | 0 | 0 | 0
6825 | 286.4047 | 241.87 | 1087.6503 | 298.0837 | -789.5666 | 0 | 0 | 0 | 0 | 0
6826 | 227.0213 | 466.31 | 2090.4231 | 236.2782 | -1854.1449 | 0 | 0 | 0 | 0 | 0
6827 | 226.7086 | 630.09 | 2788.7281 | 235.9524 | -2093.1229 | 0 | 459.6528 | 0 | 0 | 0
6828 | 265.6099 | 641.32 | 2828.669 | 276.4397 | -2093.1229 | 0 | 459.1064 | 0 | 0 | 0
6829 | 180.5099 | 620.14 | 2738.7063 | 187.8696 | -2093.1229 | 0 | 457.7139 | 0 | 0 | 0
6830 | 244.417 | 387.58 | 1727.7186 | 254.3835 | -1473.3351 | 0 | 0 | 0 | 0 | 0
6831 | 281.7887 | 43.17 | 162.4934 | 162.4934 | 0 | 0 | 0 | 0 | 0 | 130.7851
6832 | 244.5879 | 32.35 | 116.4057 | 116.4057 | 0 | 0 | 0 | 0 | 0 | 138.1548
6833 | 259.577 | 100.57 | 435.3736 | 270.1617 | -165.2119 | 0 | 0 | 0 | 0 | 0
6834 | 261.3999 | 9.44 | 2.0212 | 2.0212 | 0 | 0 | 0 | 0 | 0 | 270.0379
6835 | 181.0159 | 0 | 0 | 0 | 0 | 0 | 0 | 0 | 0 | 188.3973
6836 | 341.8528 | 0 | 0 | 0 | 0 | 0 | 0 | 0 | 0 | 355.7927
6837 | 203.5578 | 0 | 0 | 0 | 0 | 0 | 0 | 0 | 0 | 211.8584
6838 | 261.8282 | 0 | 0 | 0 | 0 | 0 | 0 | 0 | 0 | 272.5045
6839 | 280.4747 | 0 | 0 | 0 | 0 | 0 | 0 | 0 | 0 | 291.9119
6840 | 239.297 | 0 | 0 | 0 | 0 | 0 | 0 | 0 | 0 | 249.0548
6841 | 247.8433 | 0 | 0 | 0 | 0 | 0 | 0 | 0 | 0 | 257.9492
6842 | 213.658 | 0 | 0 | 0 | 0 | 0 | 0 | 0 | 0 | 222.3703
6843 | 278.9208 | 0 | 0 | 0 | 0 | 0 | 0 | 0 | 0 | 290.2945
6844 | 284.3594 | 0 | 0 | 0 | 0 | 0 | 0 | 0 | 0 | 295.9542
6845 | 227.6429 | 0 | 0 | 0 | 0 | 0 | 0 | 0 | 0 | 236.9256
6846 | 224.5351 | 0 | 0 | 0 | 0 | 0 | 0 | 0 | 0 | 233.6908
6847 | 211.1465 | 63.84 | 248.5344 | 219.7559 | -28.7785 | 0 | 0 | 0 | 0 | 0
6848 | 228.4266 | 394.31 | 1823.0007 | 237.7415 | -1585.2592 | 0 | 0 | 0 | 0 | 0
6849 | 798.5303 | 287.98 | 1301.4008 | 831.0925 | -470.3083 | 0 | 0 | 0 | 0 | 0
6850 | 1189.1388 | 485.15 | 2173.808 | 1237.6283 | -936.1798 | 0 | 0 | 0 | 0 | 0
6851 | 1149.785 | 352.93 | 1563.8285 | 1196.6695 | -367.159 | 0 | 0 | 0 | 0 | 0
6852 | 1049.2511 | 496.13 | 2186.9999 | 1092.0371 | -641.2767 | 0 | 453.6861 | 0 | 0 | 0
6853 | 1004.3509 | 635.55 | 2793.8841 | 1045.3042 | 0 | 0 | 1748.5799 | 0 | 0 | 0
6854 | 1250.2042 | 666.15 | 2944.625 | 1301.1833 | 0 | 0 | 1643.4417 | 0 | 0 | 0
6855 | 903.8122 | 441.83 | 1984.9424 | 940.6666 | 0 | 0 | 1044.2759 | 0 | 0 | 0
6856 | 1265.9984 | 208.1 | 936.7897 | 936.7897 | 0 | 0 | 0 | 365.912 | 0 | 0
6857 | 1338.141 | 9.79 | 16.5317 | 16.5317 | 0 | 0 | 0 | 1322.257 | 0 | 0
6858 | 1446.2015 | 6.55 | 0 | 0 | 0 | 0 | 0 | 1446.201 | 0 | 0
6859 | 1536.9168 | 0 | 0 | 0 | 0 | 0 | 0 | 0 | 0 | 1599.5875
6860 | 1201.1464 | 0 | 0 | 0 | 0 | 0 | 0 | 0 | 0 | 1250.1249
6861 | 1445.882 | 0 | 0 | 0 | 0 | 0 | 0 | 0 | 0 | 1504.8404
6862 | 1395.381 | 0 | 0 | 0 | 0 | 0 | 0 | 0 | 0 | 1452.2802
6863 | 1485.5058 | 0 | 0 | 0 | 0 | 0 | 0 | 0 | 0 | 1546.0802
6864 | 1257.086 | 0 | 0 | 0 | 0 | 0 | 0 | 1257.086 | 0 | 0
6865 | 1266.4092 | 0 | 0 | 0 | 0 | 0 | 0 | 1266.409 | 0 | 0
6866 | 1198.8156 | 0 | 0 | 0 | 0 | 0 | 0 | 1198.816 | 0 | 0
6867 | 1652.5475 | 0 | 0 | 0 | 0 | 0 | 0 | 1652.548 | 0 | 0
6868 | 1262.5245 | 0 | 0 | 0 | 0 | 0 | 0 | 1262.525 | 0 | 0
6869 | 1325.4565 | 0 | 0 | 0 | 0 | 0 | 0 | 1325.457 | 0 | 0
6870 | 1463.7515 | 0 | 0 | 0 | 0 | 0 | 0 | 1463.752 | 0 | 0
6871 | 1647.1089 | 133.93 | 525.407 | 0 | -525.407 | 0 | 0 | 1647.109 | 0 | 0
6872 | 1347.642 | 289.23 | 1319.6831 | 0 | -1319.6831 | 0 | 0 | 1347.642 | 0 | 0
6873 | 1537.3752 | 332.34 | 1488.2452 | 0 | -1488.2452 | 0 | 0 | 1537.375 | 0 | 0
6874 | 2055.2559 | 580.22 | 2538.6159 | 1806.0433 | -732.5726 | 0 | 0 | 319.972 | 0 | 0
6875 | 1950.1673 | 604.51 | 2621.1495 | 2029.6886 | -591.461 | 0 | 0 | 0 | 0 | 0
6876 | 1632.9415 | 632.58 | 2736.8183 | 1699.5281 | -1037.2902 | 0 | 0 | 0 | 0 | 0
6877 | 1578.9248 | 605.95 | 2630.5998 | 1643.3085 | -987.2913 | 0 | 0 | 0 | 0 | 0
6878 | 1500.0918 | 588.25 | 2583.6066 | 1561.2609 | -1022.3457 | 0 | 0 | 0 | 0 | 0
6879 | 1560.4337 | 469.9 | 2102.7636 | 1624.0635 | -478.7001 | 0 | 0 | 0 | 0 | 0
6880 | 1354.9627 | 237.27 | 1071.0644 | 1071.0644 | 0 | 0 | 0 | 325.862 | 0 | 0
6881 | 1401.9869 | 135.36 | 585.7721 | 585.7721 | 0 | 0 | 0 | 839.165 | 0 | 0
6882 | 1511.5332 | 9.14 | 0 | 0 | 0 | 0 | 0 | 1511.533 | 0 | 0
6883 | 1511.2516 | 0 | 0 | 0 | 0 | 0 | 0 | 0 | 0 | 1572.876
6884 | 1042.651 | 0 | 0 | 0 | 0 | 0 | 0 | 0 | 0 | 1085.167
6885 | 1417.1352 | 0 | 0 | 0 | 0 | 0 | 0 | 0 | 0 | 1474.9212
6886 | 1734.126 | 0 | 0 | 0 | 0 | 0 | 0 | 0 | 0 | 1804.8381
6887 | 1786.9578 | 0 | 0 | 0 | 0 | 0 | 0 | 0 | 0 | 1859.8244
6888 | 1498.7138 | 0 | 0 | 0 | 0 | 0 | 0 | 1498.714 | 0 | 0
6889 | 1306.0331 | 0 | 0 | 0 | 0 | 0 | 0 | 1306.033 | 0 | 0
6890 | 1539.8915 | 0 | 0 | 0 | 0 | 0 | 0 | 1539.891 | 0 | 0
6891 | 1354.9802 | 0 | 0 | 0 | 0 | 0 | 0 | 1354.98 | 0 | 0
6892 | 1587.2847 | 0 | 0 | 0 | 0 | 0 | 0 | 1587.285 | 0 | 0
6893 | 1386.8347 | 0 | 0 | 0 | 0 | 0 | 0 | 1386.835 | 0 | 0
6894 | 1682.8481 | 0 | 0 | 0 | 0 | 0 | 0 | 1682.848 | 0 | 0
6895 | 1314.5969 | 83.6 | 335.331 | 0 | -335.331 | 0 | 0 | 1314.597 | 0 | 0
6896 | 1491.5815 | 236.77 | 1088.0936 | 0 | -1088.0936 | 0 | 0 | 1491.581 | 0 | 0
6897 | 1238.8415 | 361.64 | 1653.3832 | 418.1425 | -1235.2407 | 0 | 0 | 837.081 | 0 | 0
6898 | 1931.0148 | 566.73 | 2555.8314 | 2009.7556 | -546.0758 | 0 | 0 | 0 | 0 | 0
6899 | 1849.8422 | 498.25 | 2227.355 | 1925.2737 | -302.0813 | 0 | 0 | 0 | 0 | 0
6900 | 1624.0727 | 848.19 | 3705.514 | 1690.2975 | -2015.2166 | 0 | 0 | 0 | 0 | 0
6901 | 1805.6859 | 681.81 | 3009.8474 | 1879.3161 | -1130.5313 | 0 | 0 | 0 | 0 | 0
6902 | 1579.4376 | 655.97 | 2914.6257 | 1643.8414 | -1270.7843 | 0 | 0 | 0 | 0 | 0
6903 | 1451.8731 | 500.53 | 2265.6347 | 1511.0757 | -754.559 | 0 | 0 | 0 | 0 | 0
6904 | 1128.7455 | 150.11 | 666.297 | 666.297 | 0 | 0 | 0 | 488.554 | 0 | 0
6905 | 1228.0848 | 29.39 | 104.6116 | 104.6116 | 0 | 0 | 0 | 1127.572 | 0 | 0
6906 | 1434.2978 | 1.96 | 0 | 0 | 0 | 0 | 0 | 1434.298 | 0 | 0
6907 | 1492.2516 | 0 | 0 | 0 | 0 | 0 | 0 | 0 | 0 | 1553.1013
6908 | 1240.7703 | 0 | 0 | 0 | 0 | 0 | 0 | 0 | 0 | 1291.3646
6909 | 1418.6891 | 0 | 0 | 0 | 0 | 0 | 0 | 0 | 0 | 1476.5386
6910 | 1613.7006 | 0 | 0 | 0 | 0 | 0 | 0 | 0 | 0 | 1679.5026
6911 | 1366.6343 | 0 | 0 | 0 | 0 | 0 | 0 | 0 | 0 | 1422.361
6912 | 1386.8347 | 0 | 0 | 0 | 0 | 0 | 0 | 1386.835 | 0 | 0
6913 | 1509.5909 | 0 | 0 | 0 | 0 | 0 | 0 | 1509.591 | 0 | 0
6914 | 1275.7325 | 0 | 0 | 0 | 0 | 0 | 0 | 1275.732 | 0 | 0
6915 | 1501.8215 | 0 | 0 | 0 | 0 | 0 | 0 | 1501.822 | 0 | 0
6916 | 1306.0331 | 0 | 0 | 0 | 0 | 0 | 0 | 1306.033 | 0 | 0
6917 | 1323.1257 | 0 | 0 | 0 | 0 | 0 | 0 | 1323.126 | 0 | 0
6918 | 1096.2598 | 0 | 0 | 0 | 0 | 0 | 0 | 1096.26 | 0 | 0
6919 | 1443.5696 | 52.2 | 209.4209 | 0 | -209.4209 | 0 | 0 | 1443.57 | 0 | 0
6920 | 1285.1606 | 182.11 | 826.1103 | 0 | -826.1103 | 0 | 0 | 1285.161 | 0 | 0
6921 | 1191.5872 | 350.95 | 1596.1061 | 0 | -1596.1061 | 0 | 0 | 1191.587 | 0 | 0
6922 | 1744.2447 | 358.61 | 1604.0879 | 1026.896 | -577.1919 | 0 | 0 | 757.582 | 0 | 0
6923 | 1620.4415 | 509.44 | 2246.3273 | 1686.5184 | -559.8089 | 0 | 0 | 0 | 0 | 0
6924 | 1876.2766 | 699.5 | 3029.1018 | 1952.7856 | -1076.3162 | 0 | 0 | 0 | 0 | 0
6925 | 1620.8484 | 803.71 | 3456.631 | 1686.941 | -1769.69 | 0 | 0 | 0 | 0 | 0
6926 | 1712.8476 | 568.45 | 2508.065 | 1782.6914 | -725.3735 | 0 | 0 | 0 | 0 | 0
6927 | 1534.4519 | 488.51 | 2200.071 | 1597.022 | -603.049 | 0 | 0 | 0 | 0 | 0
6928 | 1664.7066 | 72.95 | 304.9362 | 304.9362 | 0 | 0 | 0 | 1371.718 | 0 | 0
6929 | 1575.5306 | 21.55 | 69.1555 | 69.1555 | 0 | 0 | 0 | 1509.085 | 0 | 0
6930 | 1789.0993 | 1.96 | 0 | 0 | 0 | 0 | 0 | 1789.099 | 0 | 0
6931 | 1655.2046 | 0 | 0 | 0 | 0 | 0 | 0 | 0 | 0 | 1722.699
6932 | 1494.8291 | 0 | 0 | 0 | 0 | 0 | 0 | 0 | 0 | 1555.7833
6933 | 1709.264 | 0 | 0 | 0 | 0 | 0 | 0 | 0 | 0 | 1778.9623
6934 | 1697.6099 | 0 | 0 | 0 | 0 | 0 | 0 | 0 | 0 | 1766.8331
6935 | 1894.9522 | 0 | 0 | 0 | 0 | 0 | 0 | 0 | 0 | 1972.2221
6936 | 1490.1674 | 0 | 0 | 0 | 0 | 0 | 0 | 1490.167 | 0 | 0
6937 | 1436.5587 | 0 | 0 | 0 | 0 | 0 | 0 | 1436.559 | 0 | 0
6938 | 1714.7026 | 0 | 0 | 0 | 0 | 0 | 0 | 1714.703 | 0 | 0
6939 | 1420.243 | 0 | 0 | 0 | 0 | 0 | 0 | 1420.243 | 0 | 0
6940 | 1859.99 | 0 | 0 | 0 | 0 | 0 | 0 | 1859.99 | 0 | 0
6941 | 1577.9614 | 0 | 0 | 0 | 0 | 0 | 0 | 1577.961 | 0 | 0
6942 | 1522.7988 | 0 | 0 | 0 | 0 | 0 | 0 | 1522.799 | 0 | 0
6943 | 1380.6823 | 95 | 385.7722 | 385.7722 | 0 | 0 | 0 | 1010.025 | 0 | 0
6944 | 1445.3682 | 272.3 | 1261.5974 | 1261.5974 | 0 | 0 | 0 | 233.2 | 0 | 0
6945 | 1443.6317 | 489.94 | 2256.2865 | 1502.4987 | -753.7878 | 0 | 0 | 0 | 0 | 0
6946 | 1751.3527 | 701.95 | 3162.879 | 1822.7676 | -1340.1115 | 0 | 0 | 0 | 0 | 0
6947 | 1975.004 | 636.98 | 2841.2072 | 2055.5383 | -785.6689 | 0 | 0 | 0 | 0 | 0
6948 | 1647.8616 | 820.64 | 3612.0252 | 1715.0555 | -1896.9697 | 0 | 0 | 0 | 0 | 0
6949 | 1546.6392 | 747.1 | 3296.4461 | 1609.706 | -1686.7401 | 0 | 0 | 0 | 0 | 0
6950 | 1415.4066 | 673.12 | 3001.4941 | 1473.1217 | -1528.3724 | 0 | 0 | 0 | 0 | 0
6951 | 1594.654 | 537.83 | 2442.5314 | 1659.6789 | -782.8525 | 0 | 0 | 0 | 0 | 0
6952 | 1899.5274 | 183.75 | 828.7903 | 828.7903 | 0 | 0 | 0 | 1103.209 | 0 | 0
6953 | 1653.7527 | 58.02 | 230.0179 | 230.0179 | 0 | 0 | 0 | 1432.747 | 0 | 0
6954 | 1424.522 | 1.96 | 0 | 0 | 0 | 0 | 0 | 1424.522 | 0 | 0
6955 | 1615.5546 | 0 | 0 | 0 | 0 | 0 | 0 | 0 | 0 | 1681.4322
6956 | 1257.086 | 0 | 0 | 0 | 0 | 0 | 0 | 0 | 0 | 1308.3459
6957 | 1328.5643 | 0 | 0 | 0 | 0 | 0 | 0 | 0 | 0 | 1382.7386
6958 | 1113.3524 | 0 | 0 | 0 | 0 | 0 | 0 | 0 | 0 | 1158.7509
6959 | 1417.1352 | 0 | 0 | 0 | 0 | 0 | 0 | 0 | 0 | 1474.9212
6960 | 1232.224 | 0 | 0 | 0 | 0 | 0 | 0 | 1232.224 | 0 | 0
6961 | 896.5867 | 0 | 0 | 0 | 0 | 0 | 0 | 896.587 | 0 | 0
6962 | 1312.2486 | 0 | 0 | 0 | 0 | 0 | 0 | 1312.249 | 0 | 0
6963 | 996.8117 | 0 | 0 | 0 | 0 | 0 | 0 | 996.812 | 0 | 0
6964 | 1216.6852 | 0 | 0 | 0 | 0 | 0 | 0 | 1216.685 | 0 | 0
6965 | 1229.1162 | 0 | 0 | 0 | 0 | 0 | 0 | 1229.116 | 0 | 0
6966 | 891.925 | 0 | 0 | 0 | 0 | 0 | 0 | 891.925 | 0 | 0
6967 | 1020.5365 | 56.27 | 228.8429 | 228.8429 | 0 | 0 | 0 | 800.66 | 0 | 0
6968 | 782.7914 | 200 | 915.1665 | 814.7107 | -100.4558 | 0 | 0 | 0 | 0 | 0
6969 | 1064.2324 | 202.01 | 908.4753 | 908.4753 | 0 | 0 | 0 | 191.351 | 0 | 0
6970 | 1233.7118 | 443.74 | 2004.8379 | 1284.0188 | -720.8191 | 0 | 0 | 0 | 0 | 0
6971 | 1280.4233 | 520.17 | 2323.7632 | 1332.6345 | -991.1286 | 0 | 0 | 0 | 0 | 0
6972 | 1104.2739 | 515.44 | 2295.6278 | 1149.3017 | -1146.3261 | 0 | 0 | 0 | 0 | 0
6973 | 1300.3109 | 663.35 | 2943.5822 | 1353.3335 | -1590.2487 | 0 | 0 | 0 | 0 | 0
6974 | 1092.2168 | 361.71 | 1621.4282 | 1136.7531 | -484.6752 | 0 | 0 | 0 | 0 | 0
6975 | 1134.3734 | 409.07 | 1860.6269 | 1180.6291 | -679.9978 | 0 | 0 | 0 | 0 | 0
6976 | 1436.7588 | 208.34 | 946.881 | 946.881 | 0 | 0 | 0 | 526.976 | 0 | 0
6977 | 1263.9143 | 104.13 | 451.6711 | 451.6711 | 0 | 0 | 0 | 829.939 | 0 | 0
6978 | 1435.7711 | 4.89 | 0 | 0 | 0 | 0 | 0 | 1435.771 | 0 | 0
6979 | 1114.3042 | 0 | 0 | 0 | 0 | 0 | 0 | 0 | 0 | 1159.7417
6980 | 986.7115 | 0 | 0 | 0 | 0 | 0 | 0 | 0 | 0 | 1026.9459
6981 | 1394.604 | 0 | 0 | 0 | 0 | 0 | 0 | 0 | 0 | 1451.4715
6982 | 1505.7062 | 0 | 0 | 0 | 0 | 0 | 0 | 0 | 0 | 1567.1039
6983 | 1400.0426 | 0 | 0 | 0 | 0 | 0 | 0 | 0 | 0 | 1457.1323
6984 | 1386.8347 | 0 | 0 | 0 | 0 | 0 | 0 | 1386.835 | 0 | 0
6985 | 1262.5245 | 0 | 0 | 0 | 0 | 0 | 0 | 1262.525 | 0 | 0
6986 | 1246.9858 | 0 | 0 | 0 | 0 | 0 | 0 | 1246.986 | 0 | 0
6987 | 1582.6231 | 0 | 0 | 0 | 0 | 0 | 0 | 1582.623 | 0 | 0
6988 | 1398.4887 | 0 | 0 | 0 | 0 | 0 | 0 | 1398.489 | 0 | 0
6989 | 1537.5607 | 0 | 0 | 0 | 0 | 0 | 0 | 1537.561 | 0 | 0
6990 | 1553.8764 | 0 | 0 | 0 | 0 | 0 | 0 | 1553.876 | 0 | 0
6991 | 1107.5098 | 106.02 | 428.1173 | 428.1173 | 0 | 0 | 0 | 696.166 | 0 | 0
6992 | 198.9214 | 268.81 | 1246.7018 | 207.0324 | -1039.6694 | 0 | 0 | 0 | 0 | 0
6993 | 298.2132 | 541.94 | 2501.8349 | 310.3732 | -2093.1229 | 0 | 98.3388 | 0 | 0 | 0
6994 | 304.1927 | 481.41 | 2175.4681 | 316.596 | -1858.8721 | 0 | 0 | 0 | 0 | 0
6995 | 345.2975 | 496.87 | 2218.2763 | 359.3781 | -1858.8981 | 0 | 0 | 0 | 0 | 0
6996 | 302.5368 | 724.97 | 3192.3382 | 314.8724 | -2093.1229 | 0 | 784.3429 | 0 | 0 | 0
6997 | 291.076 | 317.85 | 1409.9757 | 302.9451 | -1107.0306 | 0 | 0 | 0 | 0 | 0
6998 | 306.2603 | 535.89 | 2394.7951 | 318.7483 | -780.1215 | 0 | 1295.9253 | 0 | 0 | 0
6999 | 275.21 | 556.99 | 2524.5186 | 286.4322 | 0 | 0 | 2238.0864 | 0 | 0 | 0
7000 | 224.034 | 387.61 | 1795.9509 | 233.1694 | 0 | 0 | 1562.7815 | 0 | 0 | 0
7001 | 243.4565 | 65.22 | 270.3907 | 253.3834 | 0 | 0 | 17.0073 | 0 | 0 | 0
7002 | 289.9125 | 3.91 | 0 | 0 | 0 | 0 | 0 | 0 | 0 | 301.7347
7003 | 248.7805 | 0 | 0 | 0 | 0 | 0 | 0 | 0 | 0 | 258.9245
7004 | 309.2214 | 0 | 0 | 0 | 0 | 0 | 0 | 0 | 0 | 321.83
7005 | 289.7979 | 0 | 0 | 0 | 0 | 0 | 0 | 0 | 0 | 301.615
7006 | 230.7506 | 0 | 0 | 0 | 0 | 0 | 0 | 0 | 0 | 240.1603
7007 | 296.7904 | 0 | 0 | 0 | 0 | 0 | 0 | 0 | 0 | 308.8921
7008 | 163.157 | 0 | 0 | 0 | 0 | 0 | 0 | 0 | 0 | 169.81
7009 | 222.2043 | 0 | 0 | 0 | 0 | 0 | 0 | 0 | 0 | 231.2648
7010 | 219.8735 | 0 | 0 | 0 | 0 | 0 | 0 | 0 | 0 | 228.8398
7011 | 215.2119 | 0 | 0 | 0 | 0 | 0 | 0 | 0 | 0 | 223.9877
7012 | 131.3026 | 0 | 0 | 0 | 0 | 0 | 0 | 0 | 0 | 136.6571
7013 | 144.5105 | 0 | 0 | 0 | 0 | 0 | 0 | 0 | 0 | 150.4037
7014 | 197.3423 | 0 | 0 | 0 | 0 | 0 | 0 | 0 | 0 | 205.389
7015 | 135.9137 | 66.28 | 273.1852 | 141.4561 | -131.729 | 0 | 0 | 0 | 0 | 0
7016 | 163.4921 | 233.01 | 1075.3639 | 170.1587 | -905.2052 | 0 | 0 | 0 | 0 | 0
7017 | 970.3841 | 393.39 | 1812.2547 | 1009.9531 | -802.3015 | 0 | 0 | 0 | 0 | 0
7018 | 1153.9649 | 485.7 | 2201.3303 | 1201.02 | -1000.3104 | 0 | 0 | 0 | 0 | 0
7019 | 1330.2706 | 754.1 | 3367.4489 | 1384.5152 | -587.6122 | 0 | 1395.3216 | 0 | 0 | 0
7020 | 1342.4171 | 822.77 | 3648.8843 | 1397.1565 | 0 | 0 | 2251.7279 | 0 | 0 | 0
7021 | 1361.5307 | 616.38 | 2759.4781 | 1417.0499 | 0 | 0 | 1342.4283 | 0 | 0 | 0
7022 | 1355.7183 | 265.9 | 1186.9185 | 1186.9185 | 0 | 0 | 0 | 215.302 | 0 | 0
7023 | 1394.876 | 198.79 | 885.3951 | 885.3951 | 0 | 0 | 0 | 544.17 | 0 | 0
7024 | 1538.6163 | 110.19 | 479.6253 | 479.6253 | 0 | 0 | 0 | 1077.782 | 0 | 0
7025 | 1416.4175 | 39.2 | 149.8531 | 149.8531 | 0 | 0 | 0 | 1272.435 | 0 | 0
7026 | 1352.2386 | 1.96 | 0 | 0 | 0 | 0 | 0 | 1352.239 | 0 | 0
7027 | 1554.2017 | 0 | 0 | 0 | 0 | 0 | 0 | 0 | 0 | 1617.5774
7028 | 1215.1313 | 0 | 0 | 0 | 0 | 0 | 0 | 0 | 0 | 1264.6801
7029 | 895.0328 | 0 | 0 | 0 | 0 | 0 | 0 | 0 | 0 | 931.5296
7030 | 1180.946 | 0 | 0 | 0 | 0 | 0 | 0 | 0 | 0 | 1229.1012
7031 | 1267.9631 | 0 | 0 | 0 | 0 | 0 | 0 | 0 | 0 | 1319.6665
7032 | 849.9704 | 0 | 0 | 0 | 0 | 0 | 0 | 849.97 | 0 | 0
7033 | 1104.8061 | 0 | 0 | 0 | 0 | 0 | 0 | 1104.806 | 0 | 0
7034 | 738.0913 | 0 | 0 | 0 | 0 | 0 | 0 | 738.091 | 0 | 0
7035 | 1162.2995 | 0 | 0 | 0 | 0 | 0 | 0 | 1162.3 | 0 | 0
7036 | 1122.6757 | 0 | 0 | 0 | 0 | 0 | 0 | 1122.676 | 0 | 0
7037 | 1184.8307 | 0 | 0 | 0 | 0 | 0 | 0 | 1184.831 | 0 | 0
7038 | 1024.0045 | 0 | 0 | 0 | 0 | 0 | 0 | 1024.005 | 0 | 0
7039 | 1256.0216 | 53.72 | 216.4961 | 216.4961 | 0 | 0 | 0 | 697.395 | 0 | 364.9088
7040 | 1353.606 | 259.63 | 1200.0927 | 1200.0927 | 0 | 0 | 0 | 0 | 0 | 208.7091
7041 | 1534.3568 | 211.41 | 952.7697 | 952.7697 | 0 | 0 | 0 | 0 | 0 | 644.1534
7042 | 1602.1427 | 505.97 | 2284.7569 | 1667.4733 | -617.2837 | 0 | 0 | 0 | 0 | 0
7043 | 1628.6013 | 747.3 | 3321.151 | 1695.0101 | -1626.1409 | 0 | 0 | 0 | 0 | 0
7044 | 1636.1784 | 852.02 | 3752.656 | 1702.8961 | -2049.7599 | 0 | 0 | 0 | 0 | 0
7045 | 1876.1804 | 868.28 | 3829.3311 | 1952.6846 | -1876.6465 | 0 | 0 | 0 | 0 | 0
7046 | 1679.1101 | 762.81 | 3410.2738 | 1747.5787 | -1662.695 | 0 | 0 | 0 | 0 | 0
7047 | 1605.5447 | 499.11 | 2274.5698 | 1671.014 | -603.5558 | 0 | 0 | 0 | 0 | 0
7048 | 1427.7269 | 253.76 | 1162.8256 | 1162.8256 | 0 | 0 | 0 | 310.46 | 0 | 0
7049 | 1587.1934 | 167.6 | 716.0118 | 716.0118 | 0 | 0 | 0 | 899.234 | 0 | 0
7050 | 1493.7656 | 7.48 | 0 | 0 | 0 | 0 | 0 | 1493.766 | 0 | 0
7051 | 1428.0124 | 0 | 0 | 0 | 0 | 0 | 0 | 0 | 0 | 1486.2418
7052 | 1214.3544 | 0 | 0 | 0 | 0 | 0 | 0 | 0 | 0 | 1263.8715
7053 | 1286.6096 | 0 | 0 | 0 | 0 | 0 | 0 | 0 | 0 | 1339.0738
7054 | 1485.5058 | 0 | 0 | 0 | 0 | 0 | 0 | 0 | 0 | 1546.0802
7055 | 1588.0616 | 0 | 0 | 0 | 0 | 0 | 0 | 0 | 0 | 1652.8181
7056 | 1464.5285 | 0 | 0 | 0 | 0 | 0 | 0 | 1464.528 | 0 | 0
7057 | 943.9799 | 0 | 0 | 0 | 0 | 0 | 0 | 943.98 | 0 | 0
7058 | 1055.082 | 0 | 0 | 0 | 0 | 0 | 0 | 1055.082 | 0 | 0
7059 | 1517.3603 | 0 | 0 | 0 | 0 | 0 | 0 | 1517.36 | 0 | 0
7060 | 1184.8307 | 0 | 0 | 0 | 0 | 0 | 0 | 1184.831 | 0 | 0
7061 | 1555.4302 | 0 | 0 | 0 | 0 | 0 | 0 | 1555.43 | 0 | 0
7062 | 1419.4661 | 0 | 0 | 0 | 0 | 0 | 0 | 1419.466 | 0 | 0
7063 | 1509.6793 | 122.01 | 487.5706 | 487.5706 | 0 | 0 | 0 | 928.349 | 0 | 117.4642
7064 | 1222.5996 | 331.66 | 1546.4569 | 1272.4537 | -274.0032 | 0 | 0 | 0 | 0 | 0
7065 | 1098.0623 | 457.55 | 2104.9159 | 1142.8374 | -962.0785 | 0 | 0 | 0 | 0 | 0
7066 | 1450.0124 | 587.93 | 2651.0167 | 1509.1388 | -1141.8779 | 0 | 0 | 0 | 0 | 0
7067 | 1367.1296 | 628.25 | 2794.161 | 1422.8772 | -1371.2838 | 0 | 0 | 0 | 0 | 0
7068 | 1547.1005 | 718.56 | 3168.4191 | 1610.1858 | -1558.2333 | 0 | 0 | 0 | 0 | 0
7069 | 1876.2222 | 766.01 | 3371.892 | 1952.7283 | -1419.1637 | 0 | 0 | 0 | 0 | 0
7070 | 1289.5668 | 641.05 | 2857.0853 | 1342.1514 | -1514.9339 | 0 | 0 | 0 | 0 | 0
7071 | 1309.7799 | 94.97 | 400.5648 | 400.5648 | 0 | 0 | 0 | 924.909 | 0 | 0
7072 | 1430.0072 | 43.13 | 166.3078 | 166.3078 | 0 | 0 | 0 | 1270.216 | 0 | 0
7073 | 1378.6088 | 15.67 | 42.6937 | 42.6937 | 0 | 0 | 0 | 1337.588 | 0 | 0
7074 | 911.5146 | 0.98 | 0 | 0 | 0 | 0 | 0 | 911.515 | 0 | 0
7075 | 1308.9971 | 0 | 0 | 0 | 0 | 0 | 0 | 0 | 0 | 1362.3737
7076 | 978.1652 | 0 | 0 | 0 | 0 | 0 | 0 | 0 | 0 | 1018.0514
7077 | 1111.0216 | 0 | 0 | 0 | 0 | 0 | 0 | 0 | 0 | 1156.3259
7078 | 1313.0255 | 0 | 0 | 0 | 0 | 0 | 0 | 0 | 0 | 1366.567
7079 | 1476.9595 | 0 | 0 | 0 | 0 | 0 | 0 | 0 | 0 | 1537.1847
7080 | 1488.6136 | 0 | 0 | 0 | 0 | 0 | 0 | 862.935 | 0 | 651.1911
7081 | 1055.859 | 0 | 0 | 0 | 0 | 0 | 0 | 1055.859 | 0 | 0
7082 | 1290.4943 | 0 | 0 | 0 | 0 | 0 | 0 | 1290.494 | 0 | 0
7083 | 1036.4355 | 0 | 0 | 0 | 0 | 0 | 0 | 1036.436 | 0 | 0
7084 | 1038.7663 | 0 | 0 | 0 | 0 | 0 | 0 | 1038.766 | 0 | 0
7085 | 936.9874 | 0 | 0 | 0 | 0 | 0 | 0 | 936.987 | 0 | 0
7086 | 1198.0387 | 0 | 0 | 0 | 0 | 0 | 0 | 1198.039 | 0 | 0
7087 | 1205.407 | 126.2 | 503.3113 | 503.3113 | 0 | 0 | 0 | 0 | 0 | 751.2483
7088 | 1106.8931 | 306.86 | 1430.9921 | 1152.0285 | -278.9636 | 0 | 0 | 0 | 0 | 0
7089 | 1442.5236 | 553.5 | 2555.5379 | 1501.3455 | -1054.1924 | 0 | 0 | 0 | 0 | 0
7090 | 1737.0055 | 665.29 | 2996.4099 | 1807.8355 | -1188.5744 | 0 | 0 | 0 | 0 | 0
7091 | 1443.4841 | 659.55 | 2926.1689 | 1502.3446 | -1423.8243 | 0 | 0 | 0 | 0 | 0
7092 | 1588.2695 | 472.06 | 2091.1724 | 1653.0335 | -438.1389 | 0 | 0 | 0 | 0 | 0
7093 | 1786.2343 | 802.33 | 3461.8963 | 1859.0709 | -1602.8254 | 0 | 0 | 0 | 0 | 0
7094 | 1390.1667 | 791.57 | 3434.3251 | 1446.8536 | -1987.4715 | 0 | 0 | 0 | 0 | 0
7095 | 1677.3843 | 562.62 | 2500.1384 | 1745.7834 | -754.355 | 0 | 0 | 0 | 0 | 0
7096 | 1676.6695 | 361.54 | 1653.1376 | 1653.1376 | 0 | 0 | 0 | 88.301 | 0 | 0
7097 | 1553.3917 | 121.01 | 515.2261 | 515.2261 | 0 | 0 | 0 | 1058.352 | 0 | 0
7098 | 1585.9659 | 4.22 | 0 | 0 | 0 | 0 | 0 | 1585.966 | 0 | 0
7099 | 1572.7909 | 0 | 0 | 0 | 0 | 0 | 0 | 0 | 0 | 1636.9244
7100 | 1489.3905 | 0 | 0 | 0 | 0 | 0 | 0 | 0 | 0 | 1550.1225
7101 | 1698.3869 | 0 | 0 | 0 | 0 | 0 | 0 | 0 | 0 | 1767.6418
7102 | 1112.5755 | 0 | 0 | 0 | 0 | 0 | 0 | 0 | 0 | 1157.9422
7103 | 1168.515 | 0 | 0 | 0 | 0 | 0 | 0 | 0 | 0 | 1216.1633
7104 | 371.3765 | 0 | 0 | 0 | 0 | 0 | 0 | 371.376 | 0 | 0
7105 | 116.5407 | 0 | 0 | 0 | 0 | 0 | 0 | 116.541 | 0 | 0
7106 | 122.7562 | 0 | 0 | 0 | 0 | 0 | 0 | 122.756 | 0 | 0
7107 | 114.9869 | 0 | 0 | 0 | 0 | 0 | 0 | 114.987 | 0 | 0
7108 | 121.2024 | 0 | 0 | 0 | 0 | 0 | 0 | 121.202 | 0 | 0
7109 | 123.5332 | 0 | 0 | 0 | 0 | 0 | 0 | 123.533 | 0 | 0
7110 | 101.7789 | 0 | 0 | 0 | 0 | 0 | 0 | 101.779 | 0 | 0
7111 | 87.8474 | 83.05 | 331.5176 | 0 | -331.5176 | 0 | 0 | 87.847 | 0 | 0
7112 | 176.3999 | 236.06 | 1084.4665 | 0 | -1084.4665 | 0 | 0 | 176.4 | 0 | 0
7113 | 1266.3005 | 155.49 | 686.5037 | 0 | -686.5037 | 0 | 0 | 1266.3 | 0 | 0
7114 | 1548.0484 | 47.11 | 180.2365 | 0 | -180.2365 | 0 | 0 | 1548.048 | 0 | 0
7115 | 1673.0266 | 147.66 | 634.8041 | 0 | -634.8041 | 0 | 0 | 1673.027 | 0 | 0
7116 | 1771.9988 | 556.23 | 2434.9285 | 475.6402 | -1959.2883 | 0 | 0 | 1314.994 | 0 | 0
7117 | 1494.0026 | 755.85 | 3268.1973 | 1554.9226 | -1713.2747 | 0 | 0 | 0 | 0 | 0
7118 | 1420.6499 | 540.58 | 2389.2905 | 1478.5796 | -910.7109 | 0 | 0 | 0 | 0 | 0
7119 | 1712.2377 | 540.75 | 2437.4108 | 1782.0576 | -655.3532 | 0 | 0 | 0 | 0 | 0
7120 | 1677.291 | 247.34 | 1129.5041 | 1129.5041 | 0 | 0 | 0 | 592.04 | 0 | 0
7121 | 1676.9667 | 8.81 | 12.5507 | 12.5507 | 0 | 0 | 0 | 1664.908 | 0 | 0
7122 | 1398.5489 | 0.98 | 0 | 0 | 0 | 0 | 0 | 1398.549 | 0 | 0
7123 | 1443.0422 | 0 | 0 | 0 | 0 | 0 | 0 | 0 | 0 | 1501.8846
7124 | 1379.0653 | 0 | 0 | 0 | 0 | 0 | 0 | 0 | 0 | 1435.2988
7125 | 1510.3678 | 0 | 0 | 0 | 0 | 0 | 0 | 0 | 0 | 1571.956
7126 | 1776.0807 | 0 | 0 | 0 | 0 | 0 | 0 | 0 | 0 | 1848.5039
7127 | 1299.0406 | 0 | 0 | 0 | 0 | 0 | 0 | 0 | 0 | 1352.0117
7128 | 1407.035 | 0 | 0 | 0 | 0 | 0 | 0 | 1407.035 | 0 | 0
7129 | 1057.4129 | 0 | 0 | 0 | 0 | 0 | 0 | 1057.413 | 0 | 0
7130 | 1358.0879 | 0 | 0 | 0 | 0 | 0 | 0 | 1358.088 | 0 | 0
7131 | 1203.4772 | 0 | 0 | 0 | 0 | 0 | 0 | 1203.477 | 0 | 0
7132 | 1147.5377 | 0 | 0 | 0 | 0 | 0 | 0 | 1147.538 | 0 | 0
7133 | 1421.0199 | 0 | 0 | 0 | 0 | 0 | 0 | 1421.02 | 0 | 0
7134 | 1152.9763 | 0 | 0 | 0 | 0 | 0 | 0 | 1152.976 | 0 | 0
7135 | 1150.6454 | 31.36 | 113.5758 | 0 | -113.5758 | 0 | 0 | 1150.645 | 0 | 0
7136 | 1557.2327 | 91.31 | 396.0791 | 0 | -396.0791 | 0 | 0 | 1557.233 | 0 | 0
7137 | 1562.9559 | 34.32 | 124.9629 | 0 | -124.9629 | 0 | 0 | 1562.956 | 0 | 0
7138 | 1484.153 | 194.89 | 862.1597 | 0 | -862.1597 | 0 | 0 | 1484.153 | 0 | 0
7139 | 1538.7348 | 679.17 | 2995.2703 | 902.1474 | -2093.1229 | 0 | 0 | 671.932 | 0 | 0
7140 | 1370.921 | 657.2 | 2907.2986 | 814.1757 | -2093.1229 | 0 | 0 | 588.644 | 0 | 0
7141 | 1755.5239 | 166.42 | 721.8099 | 477.2919 | -244.518 | 0 | 0 | 1296.931 | 0 | 0
7142 | 1535.2541 | 260.15 | 1160.3194 | 1160.3194 | 0 | 0 | 0 | 420.395 | 0 | 0
7143 | 1077.4462 | 56.91 | 226.3367 | 226.3367 | 0 | 0 | 0 | 859.978 | 0 | 0
7144 | 1517.8449 | 76.51 | 322.4087 | 322.4087 | 0 | 0 | 0 | 1208.068 | 0 | 0
7145 | 1251.0074 | 98.36 | 423.5129 | 423.5129 | 0 | 0 | 0 | 844.088 | 0 | 0
7146 | 1642.0142 | 3.91 | 0 | 0 | 0 | 0 | 0 | 1642.014 | 0 | 0
7147 | 1603.6198 | 0 | 0 | 0 | 0 | 0 | 0 | 0 | 0 | 1669.0105
7148 | 1352.6494 | 0 | 0 | 0 | 0 | 0 | 0 | 0 | 0 | 1407.8057
7149 | 1404.7042 | 0 | 0 | 0 | 0 | 0 | 0 | 0 | 0 | 1461.9833
7150 | 1233.7778 | 0 | 0 | 0 | 0 | 0 | 0 | 0 | 0 | 1284.0875
7151 | 1466.0823 | 0 | 0 | 0 | 0 | 0 | 0 | 0 | 0 | 1525.8641
7152 | 1573.2998 | 0 | 0 | 0 | 0 | 0 | 0 | 1573.3 | 0 | 0
7153 | 1475.4056 | 0 | 0 | 0 | 0 | 0 | 0 | 1475.406 | 0 | 0
7154 | 1317.6872 | 0 | 0 | 0 | 0 | 0 | 0 | 1317.687 | 0 | 0
7155 | 1793.9503 | 0 | 0 | 0 | 0 | 0 | 0 | 1793.95 | 0 | 0
7156 | 1639.3396 | 0 | 0 | 0 | 0 | 0 | 0 | 1639.34 | 0 | 0
7157 | 1427.2354 | 0 | 0 | 0 | 0 | 0 | 0 | 1427.235 | 0 | 0
7158 | 1366.6343 | 0 | 0 | 0 | 0 | 0 | 0 | 1366.634 | 0 | 0
7159 | 1260.9775 | 76.77 | 300.0903 | 300.0903 | 0 | 0 | 0 | 972.644 | 0 | 0
7160 | 331.6128 | 347.36 | 1621.2846 | 345.1351 | -1276.1495 | 0 | 0 | 0 | 0 | 0
7161 | 268.4554 | 386.29 | 1778.2681 | 279.4028 | -1498.8653 | 0 | 0 | 0 | 0 | 0
7162 | 276.049 | 472.4 | 2153.414 | 287.3054 | -1866.1086 | 0 | 0 | 0 | 0 | 0
7163 | 261.2493 | 669.06 | 3019.537 | 271.9019 | -2093.1229 | 0 | 654.5123 | 0 | 0 | 0
7164 | 324.2289 | 815.69 | 3651.6434 | 337.45 | -2093.1229 | 0 | 1221.0706 | 0 | 0 | 0
7165 | 205.8624 | 876.13 | 3930.4769 | 214.2564 | -2003.4672 | 0 | 1712.7533 | 0 | 0 | 0
7166 | 205.1622 | 581.37 | 2644.9188 | 213.5278 | 0 | 0 | 2431.3909 | 0 | 0 | 0
7167 | 333.7513 | 566.08 | 2614.7633 | 347.3603 | 0 | 0 | 2267.403 | 0 | 0 | 0
7168 | 381.8331 | 288.03 | 1341.3177 | 397.4029 | 0 | 0 | 943.9148 | 0 | 0 | 0
7169 | 308.0162 | 163.65 | 697.411 | 320.5759 | 0 | 0 | 376.8351 | 0 | 0 | 0
7170 | 338.7742 | 8.27 | 0 | 0 | 0 | 0 | 0 | 0 | 0 | 352.5881
7171 | 273.5706 | 0 | 0 | 0 | 0 | 0 | 0 | 0 | 0 | 284.7263
7172 | 258.7204 | 0 | 0 | 0 | 0 | 0 | 0 | 0 | 0 | 269.2698
7173 | 300.6751 | 0 | 0 | 0 | 0 | 0 | 0 | 0 | 0 | 312.9356
7174 | 283.5824 | 0 | 0 | 0 | 0 | 0 | 0 | 0 | 0 | 295.1456
7175 | 236.1892 | 0 | 0 | 0 | 0 | 0 | 0 | 0 | 0 | 245.82
7176 | 135.1872 | 0 | 0 | 0 | 0 | 0 | 0 | 0 | 0 | 140.6995
7177 | 138.295 | 0 | 0 | 0 | 0 | 0 | 0 | 0 | 0 | 143.9342
7178 | 120.4254 | 0 | 0 | 0 | 0 | 0 | 0 | 0 | 0 | 125.3355
7179 | 114.9869 | 0 | 0 | 0 | 0 | 0 | 0 | 0 | 0 | 119.6758
7180 | 111.8791 | 0 | 0 | 0 | 0 | 0 | 0 | 0 | 0 | 116.4411
7181 | 98.6711 | 0 | 0 | 0 | 0 | 0 | 0 | 0 | 0 | 102.6945
7182 | 96.3403 | 0 | 0 | 0 | 0 | 0 | 0 | 0 | 0 | 100.2684
7183 | 79.4371 | 140.73 | 548.7631 | 82.6762 | -466.0869 | 0 | 0 | 0 | 0 | 0
7184 | 86.9093 | 365.24 | 1702.4205 | 90.4529 | -1611.9676 | 0 | 0 | 0 | 0 | 0
7185 | 86.5519 | 639.01 | 2950.7302 | 90.0824 | -826.077 | 0 | 2034.5708 | 0 | 0 | 0
7186 | 85.5428 | 820.55 | 3693.875 | 89.0312 | 0 | 0 | 3604.8439 | 0 | 0 | 0
7187 | 82.0117 | 525.36 | 2359.1527 | 85.3551 | 0 | 0 | 2273.7975 | 0 | 0 | 0
7188 | 89.4741 | 555.48 | 2475.805 | 93.1225 | 0 | 0 | 2382.6826 | 0 | 0 | 0
7189 | 85.7196 | 644.5 | 2878.4441 | 89.2143 | 0 | 0 | 2789.2298 | 0 | 0 | 0
7190 | 90.0355 | 732.28 | 3289.5863 | 93.7063 | 0 | 0 | 3195.88 | 0 | 0 | 0
7191 | 84.2988 | 115.75 | 496.9616 | 87.7364 | 0 | 0 | 409.2251 | 0 | 0 | 0
7192 | 95.4148 | 233.41 | 1068.8694 | 99.3047 | 0 | 0 | 969.5648 | 0 | 0 | 0
7193 | 85.638 | 30.37 | 108.9048 | 89.13 | 0 | 0 | 19.7748 | 0 | 0 | 0
7194 | 92.1604 | 1.96 | 0 | 0 | 0 | 0 | 0 | 0 | 0 | 95.918
7195 | 99.1266 | 0 | 0 | 0 | 0 | 0 | 0 | 0 | 0 | 103.1691
7196 | 101.7789 | 0 | 0 | 0 | 0 | 0 | 0 | 0 | 0 | 105.9292
7197 | 100.225 | 0 | 0 | 0 | 0 | 0 | 0 | 0 | 0 | 104.3119
7198 | 107.9944 | 0 | 0 | 0 | 0 | 0 | 0 | 0 | 0 | 112.3976
7199 | 98.6711 | 0 | 0 | 0 | 0 | 0 | 0 | 0 | 0 | 102.6945
7200 | 104.1097 | 0 | 0 | 0 | 0 | 0 | 0 | 0 | 0 | 108.3553
7201 | 94.0095 | 0 | 0 | 0 | 0 | 0 | 0 | 0 | 0 | 97.8434
7202 | 100.225 | 0 | 0 | 0 | 0 | 0 | 0 | 0 | 0 | 104.3119
7203 | 97.1173 | 0 | 0 | 0 | 0 | 0 | 0 | 0 | 0 | 101.0771
7204 | 98.6711 | 0 | 0 | 0 | 0 | 0 | 0 | 0 | 0 | 102.6945
7205 | 93.2326 | 0 | 0 | 0 | 0 | 0 | 0 | 0 | 0 | 97.0347
7206 | 98.6711 | 0 | 0 | 0 | 0 | 0 | 0 | 0 | 0 | 102.6945
7207 | 88.0252 | 101.11 | 401.0623 | 91.6144 | -309.4479 | 0 | 0 | 0 | 0 | 0
7208 | 138.2668 | 339.4 | 1571.2815 | 143.9051 | -1180.0816 | 0 | 247.2948 | 0 | 0 | 0
7209 | 851.5291 | 558.92 | 2546.4353 | 886.2516 | 0 | 0 | 1660.1837 | 0 | 0 | 0
7210 | 1151.9371 | 803.56 | 3550.6475 | 1198.9093 | 0 | 0 | 2351.7382 | 0 | 0 | 0
7211 | 1368.5727 | 924.84 | 4003.3979 | 1424.379 | 0 | 0 | 2579.0189 | 0 | 0 | 0
7212 | 1597.6423 | 779.49 | 3391.4461 | 1662.7898 | 0 | 0 | 1728.6564 | 0 | 0 | 0
7213 | 1506.7813 | 680.43 | 2987.3312 | 1568.2227 | 0 | 0 | 1419.1085 | 0 | 0 | 0
7214 | 1412.897 | 599.57 | 2667.6264 | 1470.5104 | 0 | 0 | 1197.116 | 0 | 0 | 0
7215 | 1414.7093 | 396.22 | 1789.8884 | 1472.3963 | 0 | 0 | 317.4921 | 0 | 0 | 0
7216 | 1584.3586 | 224.19 | 1018.5125 | 1018.5125 | 0 | 0 | 0 | 605.75 | 0 | 0
7217 | 1584.5198 | 83.9 | 356.8397 | 356.8397 | 0 | 0 | 0 | 1241.661 | 0 | 0
7218 | 1715.024 | 2.94 | 0 | 0 | 0 | 0 | 0 | 1715.024 | 0 | 0
7219 | 1680.964 | 0 | 0 | 0 | 0 | 0 | 0 | 0 | 0 | 1749.5083
7220 | 1793.1733 | 0 | 0 | 0 | 0 | 0 | 0 | 0 | 0 | 1866.2928
7221 | 1675.8557 | 0 | 0 | 0 | 0 | 0 | 0 | 0 | 0 | 1744.192
7222 | 1509.5909 | 0 | 0 | 0 | 0 | 0 | 0 | 0 | 0 | 1571.1473
7223 | 1940.7916 | 0 | 0 | 0 | 0 | 0 | 0 | 0 | 0 | 2019.9313
7224 | 1651.7706 | 0 | 0 | 0 | 0 | 0 | 0 | 1651.771 | 0 | 0
7225 | 1884.852 | 0 | 0 | 0 | 0 | 0 | 0 | 1884.852 | 0 | 0
7226 | 1574.8537 | 0 | 0 | 0 | 0 | 0 | 0 | 1574.854 | 0 | 0
7227 | 1236.1086 | 0 | 0 | 0 | 0 | 0 | 0 | 1236.109 | 0 | 0
7228 | 1240.7703 | 0 | 0 | 0 | 0 | 0 | 0 | 1240.77 | 0 | 0
7229 | 1692.1714 | 0 | 0 | 0 | 0 | 0 | 0 | 1692.171 | 0 | 0
7230 | 1647.1089 | 0 | 0 | 0 | 0 | 0 | 0 | 1647.109 | 0 | 0
7231 | 1061.519 | 137.66 | 537.4665 | 0 | -537.4665 | 0 | 0 | 1061.519 | 0 | 0
7232 | 1120.1186 | 381.55 | 1774.3943 | 620.7869 | -1153.6074 | 0 | 0 | 523.654 | 0 | 0
7233 | 1674.4572 | 564.2 | 2598.5615 | 1742.736 | -855.8256 | 0 | 0 | 0 | 0 | 0
7234 | 2076.6159 | 775.49 | 3490.8517 | 2161.2927 | -1329.559 | 0 | 0 | 0 | 0 | 0
7235 | 1845.2748 | 883.27 | 3916.6138 | 1920.5194 | -1996.0944 | 0 | 0 | 0 | 0 | 0
7236 | 2071.6969 | 711.6 | 3155.0472 | 2156.1742 | -998.873 | 0 | 0 | 0 | 0 | 0
7237 | 1651.0189 | 743.83 | 3299.966 | 1718.3423 | -1581.6237 | 0 | 0 | 0 | 0 | 0
7238 | 1496.2674 | 682.98 | 3065.8048 | 1557.28 | -1508.5248 | 0 | 0 | 0 | 0 | 0
7239 | 1315.4865 | 58.87 | 235.0907 | 235.0907 | 0 | 0 | 0 | 1089.606 | 0 | 0
7240 | 1605.1611 | 248.35 | 1143.1039 | 1143.1039 | 0 | 0 | 0 | 506.843 | 0 | 0
7241 | 1758.8346 | 130.18 | 555.6104 | 555.6104 | 0 | 0 | 0 | 1224.992 | 0 | 0
7242 | 1473.3059 | 5.96 | 0 | 0 | 0 | 0 | 0 | 1473.306 | 0 | 0
7243 | 1812.4967 | 0 | 0 | 0 | 0 | 0 | 0 | 0 | 0 | 1886.4048
7244 | 1695.2791 | 0 | 0 | 0 | 0 | 0 | 0 | 0 | 0 | 1764.407
7245 | 1998.285 | 0 | 0 | 0 | 0 | 0 | 0 | 0 | 0 | 2079.7687
7246 | 1626.9086 | 0 | 0 | 0 | 0 | 0 | 0 | 0 | 0 | 1693.2491
7247 | 1615.2545 | 0 | 0 | 0 | 0 | 0 | 0 | 0 | 0 | 1681.1189
7248 | 1388.3885 | 0 | 0 | 0 | 0 | 0 | 0 | 1388.389 | 0 | 0
7249 | 1436.5587 | 0 | 0 | 0 | 0 | 0 | 0 | 1436.559 | 0 | 0
7250 | 1567.0843 | 0 | 0 | 0 | 0 | 0 | 0 | 1567.084 | 0 | 0
7251 | 991.3731 | 0 | 0 | 0 | 0 | 0 | 0 | 991.373 | 0 | 0
7252 | 1218.2391 | 0 | 0 | 0 | 0 | 0 | 0 | 1218.239 | 0 | 0
7253 | 1230.6701 | 0 | 0 | 0 | 0 | 0 | 0 | 1230.67 | 0 | 0
7254 | 1351.8724 | 0 | 0 | 0 | 0 | 0 | 0 | 1351.872 | 0 | 0
7255 | 1256.2333 | 44.27 | 173.9825 | 0 | -173.9825 | 0 | 0 | 1256.233 | 0 | 0
7256 | 631.5235 | 124.52 | 557.9074 | 0 | -557.9074 | 0 | 0 | 631.524 | 0 | 0
7257 | 1426.3624 | 204.61 | 924.8332 | 0 | -924.8332 | 0 | 0 | 1426.362 | 0 | 0
7258 | 1434.29 | 608.15 | 2759.3335 | 666.2106 | -2093.1229 | 0 | 0 | 794.18 | 0 | 0
7259 | 1329.046 | 591.66 | 2653.3314 | 560.2085 | -2093.1229 | 0 | 0 | 790.785 | 0 | 0
7260 | 1071.6104 | 579.78 | 2589.4652 | 496.3423 | -2093.1229 | 0 | 0 | 594.714 | 0 | 0
7261 | 1688.5431 | 485.84 | 2176.2965 | 83.1737 | -2093.1229 | 0 | 0 | 1608.628 | 0 | 0
7262 | 1314.6289 | 196.59 | 867.8018 | 764.1924 | -103.6093 | 0 | 0 | 580.377 | 0 | 0
7263 | 1623.5803 | 188.41 | 844.6081 | 844.6081 | 0 | 0 | 0 | 812.063 | 0 | 0
7264 | 1596.3166 | 81.44 | 345.6264 | 345.6264 | 0 | 0 | 0 | 1264.231 | 0 | 0
7265 | 1509.3432 | 63.11 | 261.4202 | 261.4202 | 0 | 0 | 0 | 1258.165 | 0 | 0
7266 | 1577.5497 | 1.96 | 0 | 0 | 0 | 0 | 0 | 1577.55 | 0 | 0
7267 | 1551.363 | 0 | 0 | 0 | 0 | 0 | 0 | 0 | 0 | 1614.6226
7268 | 1267.9631 | 0 | 0 | 0 | 0 | 0 | 0 | 0 | 0 | 1319.6665
7269 | 1587.2847 | 0 | 0 | 0 | 0 | 0 | 0 | 0 | 0 | 1652.0094
7270 | 1797.835 | 0 | 0 | 0 | 0 | 0 | 0 | 0 | 0 | 1871.1449
7271 | 1567.0843 | 0 | 0 | 0 | 0 | 0 | 0 | 0 | 0 | 1630.9847
7272 | 1323.9027 | 0 | 0 | 0 | 0 | 0 | 0 | 1323.903 | 0 | 0
7273 | 1209.6927 | 0 | 0 | 0 | 0 | 0 | 0 | 1209.693 | 0 | 0
7274 | 1199.5926 | 0 | 0 | 0 | 0 | 0 | 0 | 1199.593 | 0 | 0
7275 | 1285.8327 | 0 | 0 | 0 | 0 | 0 | 0 | 1285.833 | 0 | 0
7276 | 1353.4263 | 0 | 0 | 0 | 0 | 0 | 0 | 1353.426 | 0 | 0
7277 | 1157.6379 | 0 | 0 | 0 | 0 | 0 | 0 | 1157.638 | 0 | 0
7278 | 1076.0594 | 0 | 0 | 0 | 0 | 0 | 0 | 1076.059 | 0 | 0
7279 | 1040.5708 | 122.71 | 484.5971 | 332.9934 | -151.6037 | 0 | 0 | 720.624 | 0 | 0
7280 | 680.187 | 346 | 1609.0284 | 707.9228 | -901.1056 | 0 | 0 | 0 | 0 | 0
7281 | 1145.7167 | 562.58 | 2581.5136 | 1192.4357 | -1389.078 | 0 | 0 | 0 | 0 | 0
7282 | 1580.9303 | 700.01 | 3136.7045 | 1645.3953 | -1491.3093 | 0 | 0 | 0 | 0 | 0
7283 | 1460.9439 | 632.81 | 2790.5026 | 1520.5166 | -1269.986 | 0 | 0 | 0 | 0 | 0
7284 | 1561.3107 | 586.59 | 2577.2506 | 1624.9763 | -952.2743 | 0 | 0 | 0 | 0 | 0
7285 | 1658.8698 | 646.63 | 2839.4441 | 1726.5124 | -1112.9318 | 0 | 0 | 0 | 0 | 0
7286 | 1697.236 | 335.97 | 1495.0207 | 1495.0207 | 0 | 0 | 0 | 260.789 | 0 | 0
7287 | 1609.0448 | 522.66 | 2365.491 | 1674.6567 | -690.8343 | 0 | 0 | 0 | 0 | 0
7288 | 1884.7238 | 52.98 | 210.7635 | 210.7635 | 0 | 0 | 0 | 1682.218 | 0 | 0
7289 | 1429.3409 | 95.01 | 403.9942 | 403.9942 | 0 | 0 | 0 | 1041.175 | 0 | 0
7290 | 1778.5902 | 4.26 | 0 | 0 | 0 | 0 | 0 | 1778.59 | 0 | 0
7291 | 1691.5158 | 0 | 0 | 0 | 0 | 0 | 0 | 0 | 0 | 1760.4906
7292 | 1294.379 | 0 | 0 | 0 | 0 | 0 | 0 | 0 | 0 | 1347.1596
7293 | 1858.4361 | 0 | 0 | 0 | 0 | 0 | 0 | 0 | 0 | 1934.2171
7294 | 1860.7669 | 0 | 0 | 0 | 0 | 0 | 0 | 0 | 0 | 1936.6431
7295 | 1745.7801 | 0 | 0 | 0 | 0 | 0 | 0 | 0 | 0 | 1816.9673
7296 | 1270.2939 | 0 | 0 | 0 | 0 | 0 | 0 | 1270.294 | 0 | 0
7297 | 979.2 | 0 | 0 | 0 | 0 | 0 | 0 | 979.2 | 0 | 0
7298 | 1126.4 | 0 | 0 | 0 | 0 | 0 | 0 | 1126.4 | 0 | 0
7299 | 942.4 | 0 | 0 | 0 | 0 | 0 | 0 | 942.4 | 0 | 0
7300 | 1153.6 | 0 | 0 | 0 | 0 | 0 | 0 | 1153.6 | 0 | 0
7301 | 813.6 | 0 | 0 | 0 | 0 | 0 | 0 | 813.6 | 0 | 0
7302 | 752.8 | 0 | 0 | 0 | 0 | 0 | 0 | 752.8 | 0 | 0
7303 | 972.165 | 83.85 | 339.6783 | 339.6783 | 0 | 0 | 0 | 645.795 | 0 | 0
7304 | 714.13 | 118.74 | 525.8514 | 525.8514 | 0 | 0 | 0 | 208.881 | 0 | 0
7305 | 999.303 | 360.31 | 1646.1394 | 1040.0514 | -606.088 | 0 | 0 | 0 | 0 | 0
7306 | 1215.461 | 671.32 | 2991.2112 | 1265.0236 | -1726.1876 | 0 | 0 | 0 | 0 | 0
7307 | 1450.762 | 927.84 | 3963.84 | 1509.9184 | -2093.1229 | 0 | 360.7988 | 0 | 0 | 0
7308 | 1203.09 | 831.32 | 3522.9982 | 1252.1471 | -2093.1229 | 0 | 177.7282 | 0 | 0 | 0
7309 | 1458.605 | 662.5 | 2826.8039 | 1518.0822 | -1308.7217 | 0 | 0 | 0 | 0 | 0
7310 | 1394.271 | 597.71 | 2561.1748 | 1451.1249 | -1110.0499 | 0 | 0 | 0 | 0 | 0
7311 | 1158.39 | 477.03 | 2109.3173 | 1205.6254 | -903.6919 | 0 | 0 | 0 | 0 | 0
7312 | 1214.189 | 361.53 | 1642.7694 | 1263.6997 | -379.0696 | 0 | 0 | 0 | 0 | 0
7313 | 1159.956 | 154.49 | 647.4922 | 647.4922 | 0 | 0 | 0 | 537.832 | 0 | 0
7314 | 1375.523 | 2.94 | 0 | 0 | 0 | 0 | 0 | 1375.523 | 0 | 0
7315 | 1310.4 | 0 | 0 | 0 | 0 | 0 | 0 | 0 | 0 | 1363.8339
7316 | 1376 | 0 | 0 | 0 | 0 | 0 | 0 | 0 | 0 | 1432.1089
7317 | 1444 | 0 | 0 | 0 | 0 | 0 | 0 | 0 | 0 | 1502.8817
7318 | 890.4 | 0 | 0 | 0 | 0 | 0 | 0 | 0 | 0 | 926.7077
7319 | 1152 | 0 | 0 | 0 | 0 | 0 | 0 | 0 | 0 | 1198.9749
7320 | 1338.4 | 0 | 0 | 0 | 0 | 0 | 0 | 1338.4 | 0 | 0
7321 | 1149.6 | 0 | 0 | 0 | 0 | 0 | 0 | 1149.6 | 0 | 0
7322 | 1115.2 | 0 | 0 | 0 | 0 | 0 | 0 | 1115.2 | 0 | 0
7323 | 995.2 | 0 | 0 | 0 | 0 | 0 | 0 | 995.2 | 0 | 0
7324 | 1403.2 | 0 | 0 | 0 | 0 | 0 | 0 | 1403.2 | 0 | 0
7325 | 927.2 | 0 | 0 | 0 | 0 | 0 | 0 | 689.485 | 0 | 247.4083
7326 | 899.2 | 0 | 0 | 0 | 0 | 0 | 0 | 0 | 0 | 935.8665
7327 | 729.6 | 81.05 | 327.9675 | 327.9675 | 0 | 0 | 0 | 0 | 0 | 431.3832
7328 | 1140.583 | 292.1 | 1333.1206 | 1187.0923 | -146.0283 | 0 | 0 | 0 | 0 | 0
7329 | 1125.237 | 460.31 | 2062.217 | 1171.1206 | -891.0964 | 0 | 0 | 0 | 0 | 0
7330 | 1053.168 | 646.62 | 2820.3344 | 1096.1128 | -1724.2216 | 0 | 0 | 0 | 0 | 0
7331 | 1214.887 | 736.09 | 3160.7017 | 1264.4262 | -1896.2755 | 0 | 0 | 0 | 0 | 0
7332 | 1367.312 | 821.74 | 3497.5981 | 1423.0666 | -2074.5315 | 0 | 0 | 0 | 0 | 0
7333 | 1412.702 | 629.21 | 2723.6077 | 1470.3075 | -1253.3003 | 0 | 0 | 0 | 0 | 0
7334 | 992.147 | 456.85 | 2013.2807 | 1032.6036 | -980.6771 | 0 | 0 | 0 | 0 | 0
7335 | 979.152 | 311.56 | 1391.4468 | 1019.0787 | -372.3681 | 0 | 0 | 0 | 0 | 0
7336 | 1263.475 | 275.25 | 1252.297 | 1252.297 | 0 | 0 | 0 | 0 | 0 | 62.6985
7337 | 1350.183 | 172.84 | 719.2559 | 719.2559 | 0 | 0 | 0 | 0 | 0 | 685.9833
7338 | 1374.738 | 1.96 | 0 | 0 | 0 | 0 | 0 | 0 | 0 | 1430.7954
7339 | 1219.2 | 0 | 0 | 0 | 0 | 0 | 0 | 0 | 0 | 1268.9151
7340 | 1216 | 0 | 0 | 0 | 0 | 0 | 0 | 0 | 0 | 1265.5846
7341 | 1084.8 | 0 | 0 | 0 | 0 | 0 | 0 | 0 | 0 | 1129.0347
7342 | 1232 | 0 | 0 | 0 | 0 | 0 | 0 | 0 | 0 | 1282.237
7343 | 838.4 | 0 | 0 | 0 | 0 | 0 | 0 | 0 | 0 | 872.5873
7344 | 932 | 0 | 0 | 0 | 0 | 0 | 0 | 0 | 0 | 970.004
7345 | 870.547 | 0 | 0 | 0 | 0 | 0 | 0 | 870.547 | 0 | 0
7346 | 870.2682 | 0 | 0 | 0 | 0 | 0 | 0 | 870.268 | 0 | 0
7347 | 862.4134 | 0 | 0 | 0 | 0 | 0 | 0 | 862.413 | 0 | 0
7348 | 826.5843 | 0 | 0 | 0 | 0 | 0 | 0 | 826.584 | 0 | 0
7349 | 819.3456 | 0 | 0 | 0 | 0 | 0 | 0 | 819.346 | 0 | 0
7350 | 813.6014 | 0 | 0 | 0 | 0 | 0 | 0 | 813.601 | 0 | 0
7351 | 903.9083 | 92.31 | 373.2392 | 373.2392 | 0 | 0 | 0 | 0 | 0 | 567.5273
7352 | 791.2837 | 315.48 | 1457.3342 | 823.55 | -633.7842 | 0 | 0 | 0 | 0 | 0
7353 | 1005.2559 | 518.88 | 2339.2999 | 1046.2471 | -1293.0528 | 0 | 0 | 0 | 0 | 0
7354 | 1195.4363 | 637.77 | 2786.8027 | 1244.182 | -1542.6206 | 0 | 0 | 0 | 0 | 0
7355 | 1226.7781 | 933.73 | 3895.1342 | 1276.801 | -2093.1229 | 0 | 525.2103 | 0 | 0 | 0
7356 | 1217.1598 | 884.58 | 3673.6434 | 1266.7908 | -2093.1229 | 0 | 313.7297 | 0 | 0 | 0
7357 | 1234.1608 | 775.12 | 3232.1781 | 1284.4861 | -1947.692 | 0 | 0 | 0 | 0 | 0
7358 | 1231.0896 | 685.1 | 2911.1599 | 1281.2889 | -1227.4422 | 0 | 402.4288 | 0 | 0 | 0
7359 | 1249.2235 | 479.27 | 2110.1864 | 1300.1623 | 0 | 0 | 810.0241 | 0 | 0 | 0
7360 | 1250.9173 | 352.17 | 1593.4855 | 1301.9254 | 0 | 0 | 291.5601 | 0 | 0 | 0
7361 | 1257.5245 | 146.74 | 608.6598 | 608.6598 | 0 | 0 | 0 | 0 | 0 | 700.142
7362 | 1230.4932 | 2.94 | 0 | 0 | 0 | 0 | 0 | 0 | 0 | 1280.6686
7363 | 1196.9072 | 0 | 0 | 0 | 0 | 0 | 0 | 0 | 0 | 1245.713
7364 | 1113.5542 | 0 | 0 | 0 | 0 | 0 | 0 | 0 | 0 | 1158.9612
7365 | 1185.424 | 0 | 0 | 0 | 0 | 0 | 0 | 0 | 0 | 1233.7618
7366 | 1185.7689 | 0 | 0 | 0 | 0 | 0 | 0 | 0 | 0 | 1234.1209
7367 | 1162.3773 | 0 | 0 | 0 | 0 | 0 | 0 | 0 | 0 | 1209.775
7368 | 889.2698 | 0 | 0 | 0 | 0 | 0 | 0 | 0 | 0 | 925.5316
7369 | 85.6 | 0 | 0 | 0 | 0 | 0 | 0 | 0 | 0 | 89.0905
7370 | 91.2 | 0 | 0 | 0 | 0 | 0 | 0 | 0 | 0 | 94.9188
7371 | 84 | 0 | 0 | 0 | 0 | 0 | 0 | 0 | 0 | 87.4253
7372 | 87.2 | 0 | 0 | 0 | 0 | 0 | 0 | 0 | 0 | 90.7557
7373 | 81.6 | 0 | 0 | 0 | 0 | 0 | 0 | 0 | 0 | 84.9274
7374 | 85.6 | 0 | 0 | 0 | 0 | 0 | 0 | 0 | 0 | 89.0905
7375 | 65.492 | 19.59 | 59.7531 | 59.7531 | 0 | 0 | 0 | 0 | 0 | 8.4095
7376 | 93.277 | 34.3 | 127.3016 | 97.0805 | -30.221 | 0 | 0 | 0 | 0 | 0
7377 | 618.406 | 351.42 | 1584.8158 | 643.6226 | -941.1932 | 0 | 0 | 0 | 0 | 0
7378 | 770.837 | 545.52 | 2402.2367 | 802.2693 | -1599.9674 | 0 | 0 | 0 | 0 | 0
7379 | 1352.587 | 685.08 | 2949.6322 | 1407.7412 | -1541.891 | 0 | 0 | 0 | 0 | 0
7380 | 1093.259 | 793.87 | 3367.5749 | 1137.8386 | -2093.1229 | 0 | 136.6134 | 0 | 0 | 0
7381 | 1179.255 | 775.79 | 3310.687 | 1227.3412 | -2083.3458 | 0 | 0 | 0 | 0 | 0
7382 | 1555.276 | 644.34 | 2811.6221 | 1618.6952 | -1192.9269 | 0 | 0 | 0 | 0 | 0
7383 | 1278.067 | 559.79 | 2499.0768 | 1330.1825 | -1126.8553 | 0 | 42.0391 | 0 | 0 | 0
7384 | 1480.787 | 296.88 | 1353.6582 | 1353.6582 | 0 | 0 | 0 | 180.164 | 0 | 0
7385 | 1756.931 | 152.64 | 642.3591 | 642.3591 | 0 | 0 | 0 | 1139.739 | 0 | 0
7386 | 1617.657 | 3.15 | 0 | 0 | 0 | 0 | 0 | 904.322 | 0 | 742.4225
7387 | 1474.4 | 0 | 0 | 0 | 0 | 0 | 0 | 0 | 0 | 1534.5213
7388 | 1431.2 | 0 | 0 | 0 | 0 | 0 | 0 | 0 | 0 | 1489.5597
7389 | 1365.6 | 0 | 0 | 0 | 0 | 0 | 0 | 0 | 0 | 1421.2848
7390 | 1100.8 | 0 | 0 | 0 | 0 | 0 | 0 | 0 | 0 | 1145.6871
7391 | 1292.8 | 0 | 0 | 0 | 0 | 0 | 0 | 0 | 0 | 1345.5162
7392 | 1215.2 | 0 | 0 | 0 | 0 | 0 | 0 | 0 | 0 | 1264.752
7393 | 949.6 | 0 | 0 | 0 | 0 | 0 | 0 | 949.6 | 0 | 0
7394 | 1412.8 | 0 | 0 | 0 | 0 | 0 | 0 | 1412.8 | 0 | 0
7395 | 1319.2 | 0 | 0 | 0 | 0 | 0 | 0 | 1319.2 | 0 | 0
7396 | 1212.8 | 0 | 0 | 0 | 0 | 0 | 0 | 1212.8 | 0 | 0
7397 | 1012 | 0 | 0 | 0 | 0 | 0 | 0 | 1012 | 0 | 0
7398 | 1101.6 | 0 | 0 | 0 | 0 | 0 | 0 | 1101.6 | 0 | 0
7399 | 1240.205 | 128.12 | 502.3642 | 502.3642 | 0 | 0 | 0 | 0 | 0 | 788.4124
7400 | 972.841 | 339.25 | 1559.3969 | 1012.5103 | -546.8866 | 0 | 0 | 0 | 0 | 0
7401 | 1091.276 | 613.4 | 2762.9918 | 1135.7747 | -1627.217 | 0 | 0 | 0 | 0 | 0
7402 | 1317.246 | 668.43 | 2926.6602 | 1370.9591 | -1555.7011 | 0 | 0 | 0 | 0 | 0
7403 | 1461.008 | 804.34 | 3422.8901 | 1520.5832 | -1902.3068 | 0 | 0 | 0 | 0 | 0
7404 | 1485.364 | 800.33 | 3375.7533 | 1545.9324 | -1829.8209 | 0 | 0 | 0 | 0 | 0
7405 | 1859.342 | 742.79 | 3136.0093 | 1935.16 | -1200.8493 | 0 | 0 | 0 | 0 | 0
7406 | 1111.595 | 786.91 | 3342.6358 | 1156.9223 | -2093.1229 | 0 | 92.5906 | 0 | 0 | 0
7407 | 1623.432 | 601.18 | 2653.3969 | 1689.6293 | -74.9318 | 0 | 888.8359 | 0 | 0 | 0
7408 | 1529.712 | 236.96 | 1067.2333 | 1067.2333 | 0 | 0 | 0 | 504.292 | 0 | 0
7409 | 1351.591 | 114.64 | 482.8996 | 482.8996 | 0 | 0 | 0 | 887.611 | 0 | 0
7410 | 1119.86 | 3.15 | 0 | 0 | 0 | 0 | 0 | 1119.86 | 0 | 0
7411 | 915.2 | 0 | 0 | 0 | 0 | 0 | 0 | 0 | 0 | 952.5189
7412 | 1072.8 | 0 | 0 | 0 | 0 | 0 | 0 | 0 | 0 | 1116.5453
7413 | 1204 | 0 | 0 | 0 | 0 | 0 | 0 | 0 | 0 | 1253.0953
7414 | 921.6 | 0 | 0 | 0 | 0 | 0 | 0 | 0 | 0 | 959.1799
7415 | 1499.2 | 0 | 0 | 0 | 0 | 0 | 0 | 0 | 0 | 1560.3326
7416 | 1340 | 0 | 0 | 0 | 0 | 0 | 0 | 1340 | 0 | 0
7417 | 1268 | 0 | 0 | 0 | 0 | 0 | 0 | 1268 | 0 | 0
7418 | 1223.2 | 0 | 0 | 0 | 0 | 0 | 0 | 1223.2 | 0 | 0
7419 | 1244.8 | 0 | 0 | 0 | 0 | 0 | 0 | 1244.8 | 0 | 0
7420 | 1196 | 0 | 0 | 0 | 0 | 0 | 0 | 1196 | 0 | 0
7421 | 920 | 0 | 0 | 0 | 0 | 0 | 0 | 920 | 0 | 0
7422 | 1409.6 | 0 | 0 | 0 | 0 | 0 | 0 | 1409.6 | 0 | 0
7423 | 1301.174 | 48.48 | 191.1137 | 191.1137 | 0 | 0 | 0 | 1117.548 | 0 | 0
7424 | 900.704 | 145.41 | 653.0926 | 653.0926 | 0 | 0 | 0 | 273.199 | 0 | 0
7425 | 1025.232 | 73.26 | 303.8142 | 303.8142 | 0 | 0 | 0 | 733.321 | 0 | 0
7426 | 1161.734 | 343.28 | 1535.6453 | 1209.1058 | -326.5396 | 0 | 0 | 0 | 0 | 0
7427 | 1161.093 | 510.05 | 2249.4205 | 1208.4386 | -1040.9818 | 0 | 0 | 0 | 0 | 0
7428 | 1382.406 | 466.93 | 2049.6423 | 1438.7761 | -610.8662 | 0 | 0 | 0 | 0 | 0
7429 | 1308.312 | 467.01 | 2047.5254 | 1361.6608 | -685.8646 | 0 | 0 | 0 | 0 | 0
7430 | 1078.045 | 437.25 | 1924.8709 | 1122.0042 | -802.8667 | 0 | 0 | 0 | 0 | 0
7431 | 1313.362 | 346.46 | 1544.9697 | 1366.9167 | -178.053 | 0 | 0 | 0 | 0 | 0
7432 | 1419.024 | 140.59 | 617.8884 | 617.8884 | 0 | 0 | 0 | 825.344 | 0 | 0
7433 | 1209.14 | 79.89 | 334.2101 | 334.2101 | 0 | 0 | 0 | 888.024 | 0 | 0
7434 | 1214.131 | 0.98 | 0 | 0 | 0 | 0 | 0 | 1214.131 | 0 | 0
7435 | 1495.2 | 0 | 0 | 0 | 0 | 0 | 0 | 0 | 0 | 1556.1695
7436 | 1044.8 | 0 | 0 | 0 | 0 | 0 | 0 | 0 | 0 | 1087.4036
7437 | 1540.8 | 0 | 0 | 0 | 0 | 0 | 0 | 0 | 0 | 1603.6289
7438 | 1288 | 0 | 0 | 0 | 0 | 0 | 0 | 0 | 0 | 1340.5205
7439 | 1128.8 | 0 | 0 | 0 | 0 | 0 | 0 | 0 | 0 | 1174.8288
7440 | 1216 | 0 | 0 | 0 | 0 | 0 | 0 | 1216 | 0 | 0
7441 | 784.8 | 0 | 0 | 0 | 0 | 0 | 0 | 784.8 | 0 | 0
7442 | 1167.2 | 0 | 0 | 0 | 0 | 0 | 0 | 1167.2 | 0 | 0
7443 | 1024 | 0 | 0 | 0 | 0 | 0 | 0 | 1024 | 0 | 0
7444 | 1230.4 | 0 | 0 | 0 | 0 | 0 | 0 | 1230.4 | 0 | 0
7445 | 1207.2 | 0 | 0 | 0 | 0 | 0 | 0 | 1207.2 | 0 | 0
7446 | 961.6 | 0 | 0 | 0 | 0 | 0 | 0 | 961.6 | 0 | 0
7447 | 1106.751 | 104.12 | 421.5698 | 421.5698 | 0 | 0 | 0 | 701.698 | 0 | 0
7448 | 981.304 | 347.9 | 1620.2959 | 1021.3184 | -598.9775 | 0 | 0 | 0 | 0 | 0
7449 | 1087.115 | 588.28 | 2716.442 | 1131.4441 | -1584.9979 | 0 | 0 | 0 | 0 | 0
7450 | 1162.094 | 780.12 | 3499.7452 | 1209.4805 | -2093.1229 | 0 | 197.1419 | 0 | 0 | 0
7451 | 1710.031 | 734.77 | 3271.0158 | 1779.7606 | -1491.2552 | 0 | 0 | 0 | 0 | 0
7452 | 1447.547 | 765.88 | 3388.7234 | 1506.5733 | -1882.1501 | 0 | 0 | 0 | 0 | 0
7453 | 1355.19 | 563.09 | 2502.6269 | 1410.4503 | -1092.1766 | 0 | 0 | 0 | 0 | 0
7454 | 1224.544 | 610.74 | 2739.5046 | 1274.477 | -1465.0276 | 0 | 0 | 0 | 0 | 0
7455 | 1435.996 | 359.68 | 1634.9386 | 1494.5513 | -140.3873 | 0 | 0 | 0 | 0 | 0
7456 | 1576.816 | 336.78 | 1561.9031 | 1561.9031 | 0 | 0 | 0 | 76.107 | 0 | 0
7457 | 1545.343 | 161.88 | 683.5603 | 683.5603 | 0 | 0 | 0 | 888.564 | 0 | 0
7458 | 1644.762 | 1.96 | 0 | 0 | 0 | 0 | 0 | 1644.762 | 0 | 0
7459 | 1521.6 | 0 | 0 | 0 | 0 | 0 | 0 | 0 | 0 | 1583.646
7460 | 1470.4 | 0 | 0 | 0 | 0 | 0 | 0 | 0 | 0 | 1530.3582
7461 | 1567.2 | 0 | 0 | 0 | 0 | 0 | 0 | 0 | 0 | 1631.1054
7462 | 1155.2 | 0 | 0 | 0 | 0 | 0 | 0 | 0 | 0 | 1202.3054
7463 | 1411.2 | 0 | 0 | 0 | 0 | 0 | 0 | 0 | 0 | 1468.7442
7464 | 1588.8 | 0 | 0 | 0 | 0 | 0 | 0 | 1588.8 | 0 | 0
7465 | 1478.4 | 0 | 0 | 0 | 0 | 0 | 0 | 1478.4 | 0 | 0
7466 | 1609.6 | 0 | 0 | 0 | 0 | 0 | 0 | 1609.6 | 0 | 0
7467 | 1016 | 0 | 0 | 0 | 0 | 0 | 0 | 1016 | 0 | 0
7468 | 1200 | 0 | 0 | 0 | 0 | 0 | 0 | 1200 | 0 | 0
7469 | 1240 | 0 | 0 | 0 | 0 | 0 | 0 | 1240 | 0 | 0
7470 | 1102.4 | 0 | 0 | 0 | 0 | 0 | 0 | 1102.4 | 0 | 0
7471 | 1127.493 | 55.02 | 220.5437 | 220.5437 | 0 | 0 | 0 | 915.59 | 0 | 0
7472 | 1108.431 | 91.14 | 394.9217 | 394.9217 | 0 | 0 | 0 | 728.982 | 0 | 0
7473 | 1506.879 | 227.17 | 1017.9671 | 1017.9671 | 0 | 0 | 0 | 528.795 | 0 | 0
7474 | 1545.101 | 316.88 | 1400.6087 | 1400.6087 | 0 | 0 | 0 | 199.367 | 0 | 0
7475 | 1717.536 | 757.06 | 3208.8283 | 1787.5716 | -1421.2567 | 0 | 0 | 0 | 0 | 0
7476 | 1743.337 | 897.05 | 3723.2208 | 1814.4247 | -1908.7961 | 0 | 0 | 0 | 0 | 0
7477 | 1659.288 | 881.42 | 3702.2751 | 1726.9484 | -1975.3267 | 0 | 0 | 0 | 0 | 0
7478 | 1711.846 | 824.31 | 3534.937 | 1781.6496 | -1753.2874 | 0 | 0 | 0 | 0 | 0
7479 | 1778.711 | 300.73 | 1339.6629 | 1339.6629 | 0 | 0 | 0 | 491.535 | 0 | 0
7480 | 1671.964 | 311.63 | 1418.7297 | 1418.7297 | 0 | 0 | 0 | 308.819 | 0 | 0
7481 | 1740.399 | 7.83 | 7.8849 | 7.8849 | 0 | 0 | 0 | 1732.823 | 0 | 0
7482 | 1561.823 | 0 | 0 | 0 | 0 | 0 | 0 | 1561.823 | 0 | 0
7483 | 1636 | 0 | 0 | 0 | 0 | 0 | 0 | 0 | 0 | 1702.7108
7484 | 1423.2 | 0 | 0 | 0 | 0 | 0 | 0 | 0 | 0 | 1481.2335
7485 | 1198.4 | 0 | 0 | 0 | 0 | 0 | 0 | 0 | 0 | 1247.2669
7486 | 1556.8 | 0 | 0 | 0 | 0 | 0 | 0 | 0 | 0 | 1620.2813
7487 | 1191.2 | 0 | 0 | 0 | 0 | 0 | 0 | 0 | 0 | 1239.7733
7488 | 1529.6 | 0 | 0 | 0 | 0 | 0 | 0 | 1529.6 | 0 | 0
7489 | 1598.4 | 0 | 0 | 0 | 0 | 0 | 0 | 1598.4 | 0 | 0
7490 | 1415.2 | 0 | 0 | 0 | 0 | 0 | 0 | 1415.2 | 0 | 0
7491 | 1582.4 | 0 | 0 | 0 | 0 | 0 | 0 | 1582.4 | 0 | 0
7492 | 1364.8 | 0 | 0 | 0 | 0 | 0 | 0 | 1364.8 | 0 | 0
7493 | 1329.6 | 0 | 0 | 0 | 0 | 0 | 0 | 1329.6 | 0 | 0
7494 | 1695.2 | 0 | 0 | 0 | 0 | 0 | 0 | 1695.2 | 0 | 0
7495 | 1435.98 | 55.23 | 211.6035 | 211.6035 | 0 | 0 | 0 | 1232.667 | 0 | 0
7496 | 1870.081 | 281.17 | 1311.078 | 1311.078 | 0 | 0 | 0 | 610.37 | 0 | 0
7497 | 1222.75 | 476.72 | 2194.6142 | 1272.6098 | -922.0044 | 0 | 0 | 0 | 0 | 0
7498 | 1723.893 | 679.54 | 3027.1763 | 1794.1878 | -1232.9885 | 0 | 0 | 0 | 0 | 0
7499 | 1512.119 | 625.15 | 2745.872 | 1573.7784 | -1172.0937 | 0 | 0 | 0 | 0 | 0
7500 | 1701.586 | 783.23 | 3376.2445 | 1770.9712 | -1605.2733 | 0 | 0 | 0 | 0 | 0
7501 | 1506.384 | 628.5 | 2732.2608 | 1567.8095 | -1164.4513 | 0 | 0 | 0 | 0 | 0
7502 | 1400.986 | 425.31 | 1878.0578 | 1458.1137 | -419.9441 | 0 | 0 | 0 | 0 | 0
7503 | 1718.665 | 451.34 | 2024.11 | 1788.7466 | -235.3633 | 0 | 0 | 0 | 0 | 0
7504 | 1537.608 | 46.07 | 179.3612 | 179.3612 | 0 | 0 | 0 | 1365.274 | 0 | 0
7505 | 1343.34 | 39.2 | 148.5761 | 148.5761 | 0 | 0 | 0 | 1200.585 | 0 | 0
7506 | 1522.828 | 0.98 | 0 | 0 | 0 | 0 | 0 | 1522.828 | 0 | 0
7507 | 1356.8 | 0 | 0 | 0 | 0 | 0 | 0 | 1356.8 | 0 | 0
7508 | 1599.2 | 0 | 0 | 0 | 0 | 0 | 0 | 1599.2 | 0 | 0
7509 | 1412.8 | 0 | 0 | 0 | 0 | 0 | 0 | 403.88 | 0 | 1050.0605
7510 | 1264.8 | 0 | 0 | 0 | 0 | 0 | 0 | 0 | 0 | 1316.3745
7511 | 1524 | 0 | 0 | 0 | 0 | 0 | 0 | 0 | 0 | 1586.1438
7512 | 828.8 | 0 | 0 | 0 | 0 | 0 | 0 | 0 | 0 | 862.5958
7513 | 1140 | 0 | 0 | 0 | 0 | 0 | 0 | 1140 | 0 | 0
7514 | 1248.8 | 0 | 0 | 0 | 0 | 0 | 0 | 1248.8 | 0 | 0
7515 | 1267.2 | 0 | 0 | 0 | 0 | 0 | 0 | 1267.2 | 0 | 0
7516 | 1367.2 | 0 | 0 | 0 | 0 | 0 | 0 | 1367.2 | 0 | 0
7517 | 1266.4 | 0 | 0 | 0 | 0 | 0 | 0 | 1266.4 | 0 | 0
7518 | 1180 | 0 | 0 | 0 | 0 | 0 | 0 | 1180 | 0 | 0
7519 | 1235.738 | 95.7 | 380.8129 | 380.8129 | 0 | 0 | 0 | 0 | 0 | 905.3145
7520 | 932.415 | 276.36 | 1299.823 | 970.4359 | -329.3871 | 0 | 0 | 0 | 0 | 0
7521 | 1225.774 | 470.92 | 2213.4075 | 1275.7571 | -937.6504 | 0 | 0 | 0 | 0 | 0
7522 | 1183.594 | 623.96 | 2873.9115 | 1231.8572 | -1642.0544 | 0 | 0 | 0 | 0 | 0
7523 | 1167.775 | 747.37 | 3387.0988 | 1215.3931 | -2093.1229 | 0 | 78.5828 | 0 | 0 | 0
7524 | 1149.101 | 613.69 | 2774.0251 | 1195.9577 | -1578.0674 | 0 | 0 | 0 | 0 | 0
7525 | 1061.564 | 581.27 | 2628.7222 | 1104.8512 | -1523.871 | 0 | 0 | 0 | 0 | 0
7526 | 1207.035 | 462.95 | 2109.2393 | 1256.254 | -852.9853 | 0 | 0 | 0 | 0 | 0
7527 | 1229.373 | 258.06 | 1175.5022 | 1175.5022 | 0 | 0 | 0 | 99.926 | 0 | 0
7528 | 1219.569 | 159.94 | 724.0112 | 724.0112 | 0 | 0 | 0 | 523.924 | 0 | 0
7529 | 850.341 | 60.24 | 249.4575 | 249.4575 | 0 | 0 | 0 | 610.657 | 0 | 0
7530 | 1029.964 | 0.98 | 0 | 0 | 0 | 0 | 0 | 1029.964 | 0 | 0
7531 | 1183.2 | 0 | 0 | 0 | 0 | 0 | 0 | 0 | 0 | 1231.4471
7532 | 1294.4 | 0 | 0 | 0 | 0 | 0 | 0 | 0 | 0 | 1347.1815
7533 | 1021.6 | 0 | 0 | 0 | 0 | 0 | 0 | 0 | 0 | 1063.2576
7534 | 1191.2 | 0 | 0 | 0 | 0 | 0 | 0 | 0 | 0 | 1239.7733
7535 | 1176 | 0 | 0 | 0 | 0 | 0 | 0 | 0 | 0 | 1223.9535
7536 | 173.6 | 0 | 0 | 0 | 0 | 0 | 0 | 173.6 | 0 | 0
7537 | 89.6 | 0 | 0 | 0 | 0 | 0 | 0 | 89.6 | 0 | 0
7538 | 171.2 | 0 | 0 | 0 | 0 | 0 | 0 | 171.2 | 0 | 0
7539 | 109.6 | 0 | 0 | 0 | 0 | 0 | 0 | 109.6 | 0 | 0
7540 | 114.4 | 0 | 0 | 0 | 0 | 0 | 0 | 114.4 | 0 | 0
7541 | 85.6 | 0 | 0 | 0 | 0 | 0 | 0 | 85.6 | 0 | 0
7542 | 88.8 | 0 | 0 | 0 | 0 | 0 | 0 | 88.8 | 0 | 0
7543 | 85.749 | 54.76 | 210.7583 | 89.2456 | -121.5128 | 0 | 0 | 0 | 0 | 0
7544 | 209.928 | 43.12 | 170.6728 | 170.6728 | 0 | 0 | 0 | 45.942 | 0 | 0
7545 | 856.951 | 130.08 | 574.4994 | 574.4994 | 0 | 0 | 0 | 304.96 | 0 | 0
7546 | 1343.987 | 159.45 | 703.0655 | 703.0655 | 0 | 0 | 0 | 668.467 | 0 | 0
7547 | 1233.607 | 253.77 | 1131.9145 | 1131.9145 | 0 | 0 | 0 | 146.04 | 0 | 0
7548 | 1009.939 | 423.35 | 1895.6511 | 1051.1211 | -844.53 | 0 | 0 | 0 | 0 | 0
7549 | 1251.764 | 353.01 | 1578.669 | 1302.8069 | -275.8621 | 0 | 0 | 0 | 0 | 0
7550 | 1114.082 | 529.05 | 2387.7793 | 1159.5107 | -1228.2686 | 0 | 0 | 0 | 0 | 0
7551 | 1131.027 | 617.02 | 2842.9401 | 1177.1467 | -1665.7934 | 0 | 0 | 0 | 0 | 0
7552 | 1306.039 | 424.41 | 1994.4218 | 1359.2951 | -635.1268 | 0 | 0 | 0 | 0 | 0
7553 | 1317.887 | 190.12 | 795.6489 | 795.6489 | 0 | 0 | 0 | 553.411 | 0 | 0
7554 | 1482.151 | 5.56 | 0 | 0 | 0 | 0 | 0 | 1482.151 | 0 | 0
7555 | 1344.8 | 0 | 0 | 0 | 0 | 0 | 0 | 0 | 0 | 1399.6366
7556 | 1447.2 | 0 | 0 | 0 | 0 | 0 | 0 | 0 | 0 | 1506.2122
7557 | 1483.2 | 0 | 0 | 0 | 0 | 0 | 0 | 0 | 0 | 1543.6801
7558 | 1075.2 | 0 | 0 | 0 | 0 | 0 | 0 | 0 | 0 | 1119.0432
7559 | 1232.8 | 0 | 0 | 0 | 0 | 0 | 0 | 0 | 0 | 1283.0696
7560 | 1115.2 | 0 | 0 | 0 | 0 | 0 | 0 | 1115.2 | 0 | 0
7561 | 1131.2 | 0 | 0 | 0 | 0 | 0 | 0 | 1131.2 | 0 | 0
7562 | 1402.4 | 0 | 0 | 0 | 0 | 0 | 0 | 1402.4 | 0 | 0
7563 | 878.4 | 0 | 0 | 0 | 0 | 0 | 0 | 878.4 | 0 | 0
7564 | 985.6 | 0 | 0 | 0 | 0 | 0 | 0 | 985.6 | 0 | 0
7565 | 1147.2 | 0 | 0 | 0 | 0 | 0 | 0 | 1147.2 | 0 | 0
7566 | 1303.2 | 0 | 0 | 0 | 0 | 0 | 0 | 1303.2 | 0 | 0
7567 | 1182.365 | 133.03 | 508.6901 | 508.6901 | 0 | 0 | 0 | 73.691 | 0 | 645.1921
7568 | 1335.808 | 384.58 | 1790.8959 | 1390.278 | -400.6179 | 0 | 0 | 0 | 0 | 0
7569 | 1230.58 | 620.64 | 2865.1263 | 1280.7591 | -1584.3672 | 0 | 0 | 0 | 0 | 0
7570 | 1363.817 | 805.14 | 3610.1726 | 1419.4291 | -2093.1229 | 0 | 97.6207 | 0 | 0 | 0
7571 | 1384.068 | 923.8 | 4056.4525 | 1440.5048 | -2093.1229 | 0 | 522.8249 | 0 | 0 | 0
7572 | 1456.248 | 971.75 | 4218.2454 | 1515.6291 | -2093.1229 | 0 | 609.4935 | 0 | 0 | 0
7573 | 1474.147 | 892.81 | 3904.7166 | 1534.258 | -2093.1229 | 0 | 277.3358 | 0 | 0 | 0
7574 | 1408.803 | 329.96 | 1475.7309 | 1466.2495 | -9.4815 | 0 | 0 | 0 | 0 | 0
7575 | 1416.215 | 79.49 | 327.8051 | 327.8051 | 0 | 0 | 0 | 1101.253 | 0 | 0
7576 | 1598.239 | 172.02 | 770.1228 | 770.1228 | 0 | 0 | 0 | 858.289 | 0 | 0
7577 | 1617.779 | 134.19 | 563.6337 | 563.6337 | 0 | 0 | 0 | 1076.228 | 0 | 0
7578 | 1347.526 | 1.96 | 0 | 0 | 0 | 0 | 0 | 1347.526 | 0 | 0
7579 | 1315.2 | 0 | 0 | 0 | 0 | 0 | 0 | 0 | 0 | 1368.8296
7580 | 1236.8 | 0 | 0 | 0 | 0 | 0 | 0 | 0 | 0 | 1287.2327
7581 | 1147.2 | 0 | 0 | 0 | 0 | 0 | 0 | 0 | 0 | 1193.9791
7582 | 1199.2 | 0 | 0 | 0 | 0 | 0 | 0 | 0 | 0 | 1248.0995
7583 | 1183.2 | 0 | 0 | 0 | 0 | 0 | 0 | 0 | 0 | 1231.4471
7584 | 1420 | 0 | 0 | 0 | 0 | 0 | 0 | 1420 | 0 | 0
7585 | 1430.4 | 0 | 0 | 0 | 0 | 0 | 0 | 1430.4 | 0 | 0
7586 | 1165.6 | 0 | 0 | 0 | 0 | 0 | 0 | 1165.6 | 0 | 0
7587 | 1365.6 | 0 | 0 | 0 | 0 | 0 | 0 | 1365.6 | 0 | 0
7588 | 876.8 | 0 | 0 | 0 | 0 | 0 | 0 | 876.8 | 0 | 0
7589 | 816 | 0 | 0 | 0 | 0 | 0 | 0 | 816 | 0 | 0
7590 | 768 | 0 | 0 | 0 | 0 | 0 | 0 | 768 | 0 | 0
7591 | 1244.499 | 110.44 | 426.8944 | 426.8944 | 0 | 0 | 0 | 834.33 | 0 | 0
7592 | 1277.595 | 387.72 | 1795.699 | 1329.6912 | -466.0078 | 0 | 0 | 0 | 0 | 0
7593 | 1546.546 | 525.92 | 2388.5952 | 1609.6092 | -778.986 | 0 | 0 | 0 | 0 | 0
7594 | 1572.208 | 802.49 | 3467.1553 | 1636.3176 | -1830.8377 | 0 | 0 | 0 | 0 | 0
7595 | 1429.627 | 917.02 | 3818.9275 | 1487.9216 | -2093.1229 | 0 | 237.8831 | 0 | 0 | 0
7596 | 1773.524 | 430.94 | 1871.8464 | 1845.8426 | -26.0038 | 0 | 0 | 0 | 0 | 0
7597 | 1456.594 | 237.98 | 1030.9258 | 1030.9258 | 0 | 0 | 0 | 466.059 | 0 | 0
7598 | 1568.38 | 365.39 | 1602.7203 | 1602.7203 | 0 | 0 | 0 | 28.453 | 0 | 0
7599 | 1614.354 | 556.63 | 2469.8632 | 1680.1822 | -789.6811 | 0 | 0 | 0 | 0 | 0
7600 | 1835.767 | 378.08 | 1724.997 | 1724.997 | 0 | 0 | 0 | 178.354 | 0 | 0
7601 | 1488.288 | 74.2 | 298.6759 | 298.6759 | 0 | 0 | 0 | 1201.314 | 0 | 0
7602 | 1561.284 | 3.61 | 0 | 0 | 0 | 0 | 0 | 1561.284 | 0 | 0
7603 | 1532 | 0 | 0 | 0 | 0 | 0 | 0 | 0 | 0 | 1594.47
7604 | 1440.8 | 0 | 0 | 0 | 0 | 0 | 0 | 0 | 0 | 1499.5512
7605 | 1496.8 | 0 | 0 | 0 | 0 | 0 | 0 | 0 | 0 | 1557.8347
7606 | 967.2 | 0 | 0 | 0 | 0 | 0 | 0 | 0 | 0 | 1006.6393
7607 | 1389.6 | 0 | 0 | 0 | 0 | 0 | 0 | 0 | 0 | 1446.2634
7608 | 994.4 | 0 | 0 | 0 | 0 | 0 | 0 | 74.58 | 0 | 957.3273
7609 | 1131.2 | 0 | 0 | 0 | 0 | 0 | 0 | 1131.2 | 0 | 0
7610 | 1332.8 | 0 | 0 | 0 | 0 | 0 | 0 | 1332.8 | 0 | 0
7611 | 1132.8 | 0 | 0 | 0 | 0 | 0 | 0 | 1132.8 | 0 | 0
7612 | 1163.2 | 0 | 0 | 0 | 0 | 0 | 0 | 1163.2 | 0 | 0
7613 | 1312.8 | 0 | 0 | 0 | 0 | 0 | 0 | 1312.8 | 0 | 0
7614 | 1239.2 | 0 | 0 | 0 | 0 | 0 | 0 | 1239.2 | 0 | 0
7615 | 1053.267 | 98.81 | 386.0834 | 386.0834 | 0 | 0 | 0 | 0 | 0 | 710.1324
7616 | 1323.515 | 296.05 | 1369.578 | 1369.578 | 0 | 0 | 0 | 0 | 0 | 7.9057
7617 | 1381.943 | 538.46 | 2446.4416 | 1438.2942 | -1008.1474 | 0 | 0 | 0 | 0 | 0
7618 | 1401.676 | 810.9 | 3513.3023 | 1458.8319 | -2054.4705 | 0 | 0 | 0 | 0 | 0
7619 | 1376.532 | 931.89 | 3925.937 | 1432.6615 | -2093.1229 | 0 | 400.1527 | 0 | 0 | 0
7620 | 1661.105 | 980.4 | 4079.4672 | 1728.8395 | -2093.1229 | 0 | 257.5048 | 0 | 0 | 0
7621 | 1751.024 | 949.99 | 3984.5754 | 1822.4251 | -2093.1229 | 0 | 69.0274 | 0 | 0 | 0
7622 | 1832.523 | 845.61 | 3616.69 | 1907.2474 | -1488.851 | 0 | 220.5916 | 0 | 0 | 0
7623 | 1589.617 | 532.77 | 2364.1901 | 1654.4365 | 0 | 0 | 709.7536 | 0 | 0 | 0
7624 | 1620.881 | 346.91 | 1574.7359 | 1574.7359 | 0 | 0 | 0 | 107.842 | 0 | 0
7625 | 1347.911 | 134.05 | 558.5068 | 558.5068 | 0 | 0 | 0 | 811.286 | 0 | 0
7626 | 1547.415 | 1.96 | 0 | 0 | 0 | 0 | 0 | 1547.415 | 0 | 0
7627 | 1665.6 | 0 | 0 | 0 | 0 | 0 | 0 | 0 | 0 | 1733.5178
7628 | 1189.6 | 0 | 0 | 0 | 0 | 0 | 0 | 0 | 0 | 1238.1081
7629 | 890.4 | 0 | 0 | 0 | 0 | 0 | 0 | 0 | 0 | 926.7077
7630 | 993.6 | 0 | 0 | 0 | 0 | 0 | 0 | 0 | 0 | 1034.1158
7631 | 1250.4 | 0 | 0 | 0 | 0 | 0 | 0 | 0 | 0 | 1301.3873
7632 | 1127.2 | 0 | 0 | 0 | 0 | 0 | 0 | 528.042 | 0 | 623.5897
7633 | 1052 | 0 | 0 | 0 | 0 | 0 | 0 | 1052 | 0 | 0
7634 | 1386.4 | 0 | 0 | 0 | 0 | 0 | 0 | 1386.4 | 0 | 0
7635 | 1046.4 | 0 | 0 | 0 | 0 | 0 | 0 | 1046.4 | 0 | 0
7636 | 1260 | 0 | 0 | 0 | 0 | 0 | 0 | 1260 | 0 | 0
7637 | 1321.6 | 0 | 0 | 0 | 0 | 0 | 0 | 1321.6 | 0 | 0
7638 | 721.6 | 0 | 0 | 0 | 0 | 0 | 0 | 721.6 | 0 | 0
7639 | 904.057 | 63.03 | 248.3064 | 248.3064 | 0 | 0 | 0 | 0 | 0 | 692.6151
7640 | 979.12 | 370.98 | 1694.6073 | 1019.0454 | -675.562 | 0 | 0 | 0 | 0 | 0
7641 | 1105.275 | 502.81 | 2270.8875 | 1150.3446 | -1120.543 | 0 | 0 | 0 | 0 | 0
7642 | 1633.544 | 464.19 | 2059.2248 | 1700.1547 | -359.0701 | 0 | 0 | 0 | 0 | 0
7643 | 1559.029 | 854.61 | 3692.6032 | 1622.6012 | -2070.002 | 0 | 0 | 0 | 0 | 0
7644 | 1491.985 | 602.12 | 2640.6558 | 1552.8234 | -1087.8324 | 0 | 0 | 0 | 0 | 0
7645 | 1664.025 | 566.3 | 2487.8937 | 1731.8786 | -756.0151 | 0 | 0 | 0 | 0 | 0
7646 | 1509.416 | 529.96 | 2354.6076 | 1570.9651 | -783.6425 | 0 | 0 | 0 | 0 | 0
7647 | 1181.19 | 552.72 | 2500.102 | 1229.3551 | -1270.7468 | 0 | 0 | 0 | 0 | 0
7648 | 1646.173 | 430.77 | 1992.2633 | 1713.2987 | -278.9646 | 0 | 0 | 0 | 0 | 0
7649 | 1321.611 | 184.74 | 767.7123 | 767.7123 | 0 | 0 | 0 | 583.977 | 0 | 0
7650 | 1456.398 | 4.24 | 0 | 0 | 0 | 0 | 0 | 1456.398 | 0 | 0
7651 | 1341.6 | 0 | 0 | 0 | 0 | 0 | 0 | 0 | 0 | 1396.3061
7652 | 1266.4 | 0 | 0 | 0 | 0 | 0 | 0 | 0 | 0 | 1318.0397
7653 | 1124.8 | 0 | 0 | 0 | 0 | 0 | 0 | 0 | 0 | 1170.6657
7654 | 1446.4 | 0 | 0 | 0 | 0 | 0 | 0 | 0 | 0 | 1505.3796
7655 | 1150.4 | 0 | 0 | 0 | 0 | 0 | 0 | 0 | 0 | 1197.3096
7656 | 1467.2 | 0 | 0 | 0 | 0 | 0 | 0 | 1467.2 | 0 | 0
7657 | 1057.6 | 0 | 0 | 0 | 0 | 0 | 0 | 1057.6 | 0 | 0
7658 | 1108 | 0 | 0 | 0 | 0 | 0 | 0 | 1108 | 0 | 0
7659 | 1446.4 | 0 | 0 | 0 | 0 | 0 | 0 | 1446.4 | 0 | 0
7660 | 1334.4 | 0 | 0 | 0 | 0 | 0 | 0 | 659.969 | 0 | 701.9321
7661 | 826.4 | 0 | 0 | 0 | 0 | 0 | 0 | 0 | 0 | 860.0979
7662 | 1045.6 | 0 | 0 | 0 | 0 | 0 | 0 | 0 | 0 | 1088.2362
7663 | 960.752 | 134.64 | 505.7395 | 505.7395 | 0 | 0 | 0 | 0 | 0 | 494.1889
7664 | 891.267 | 385.89 | 1787.3166 | 927.61 | -859.7066 | 0 | 0 | 0 | 0 | 0
7665 | 1021.024 | 623 | 2855.6761 | 1062.6581 | -1793.018 | 0 | 0 | 0 | 0 | 0
7666 | 1278.022 | 809.37 | 3602.9892 | 1330.1356 | -2093.1229 | 0 | 179.7307 | 0 | 0 | 0
7667 | 1410.682 | 935.24 | 4094.5949 | 1468.204 | -2093.1229 | 0 | 533.268 | 0 | 0 | 0
7668 | 1375.315 | 847.32 | 3725.829 | 1431.3949 | -2093.1229 | 0 | 201.3112 | 0 | 0 | 0
7669 | 1500.064 | 853.11 | 3752.6987 | 1561.2318 | -1898.7443 | 0 | 292.7226 | 0 | 0 | 0
7670 | 1347.201 | 524.92 | 2359.6148 | 1402.1355 | 0 | 0 | 957.4793 | 0 | 0 | 0
7671 | 1165.374 | 647.39 | 2938.5157 | 1212.8942 | 0 | 0 | 1725.6215 | 0 | 0 | 0
7672 | 1265.572 | 374.17 | 1733.1692 | 1317.178 | 0 | 0 | 415.9912 | 0 | 0 | 0
7673 | 1012.197 | 60.47 | 237.7592 | 237.7592 | 0 | 0 | 0 | 0 | 0 | 815.7119
7674 | 1011.616 | 0.98 | 0 | 0 | 0 | 0 | 0 | 0 | 0 | 1052.8665
7675 | 971.2 | 0 | 0 | 0 | 0 | 0 | 0 | 0 | 0 | 1010.8024
7676 | 1312 | 0 | 0 | 0 | 0 | 0 | 0 | 0 | 0 | 1365.4992
7677 | 1095.2 | 0 | 0 | 0 | 0 | 0 | 0 | 0 | 0 | 1139.8587
7678 | 1071.2 | 0 | 0 | 0 | 0 | 0 | 0 | 0 | 0 | 1114.8801
7679 | 1172 | 0 | 0 | 0 | 0 | 0 | 0 | 0 | 0 | 1219.7904
7680 | 1040 | 0 | 0 | 0 | 0 | 0 | 0 | 0 | 0 | 1082.4079
7681 | 1044 | 0 | 0 | 0 | 0 | 0 | 0 | 1044 | 0 | 0
7682 | 1136.8 | 0 | 0 | 0 | 0 | 0 | 0 | 1136.8 | 0 | 0
7683 | 1080.8 | 0 | 0 | 0 | 0 | 0 | 0 | 1080.8 | 0 | 0
7684 | 1034.4 | 0 | 0 | 0 | 0 | 0 | 0 | 1034.4 | 0 | 0
7685 | 1055.2 | 0 | 0 | 0 | 0 | 0 | 0 | 1055.2 | 0 | 0
7686 | 1076 | 0 | 0 | 0 | 0 | 0 | 0 | 572.262 | 0 | 524.2788
7687 | 886.193 | 139.28 | 516.269 | 516.269 | 0 | 0 | 0 | 0 | 0 | 406.0601
7688 | 293.458 | 392 | 1803.1042 | 305.4243 | -1497.6799 | 0 | 0 | 0 | 0 | 0
7689 | 141.382 | 624.3 | 2824.1957 | 147.1461 | -2093.1229 | 0 | 583.9268 | 0 | 0 | 0
7690 | 225.957 | 810.13 | 3511.4133 | 235.1698 | -2093.1229 | 0 | 1183.1207 | 0 | 0 | 0
7691 | 173.99 | 929.74 | 3929.6193 | 181.0848 | -2093.1229 | 0 | 1655.4117 | 0 | 0 | 0
7692 | 186.914 | 623.61 | 2711.7169 | 194.5347 | -2093.1229 | 0 | 424.0593 | 0 | 0 | 0
7693 | 144.11 | 809.19 | 3480.3826 | 149.9863 | -960.6661 | 0 | 2369.7301 | 0 | 0 | 0
7694 | 135.505 | 755.01 | 3301.573 | 141.0305 | 0 | 0 | 3160.5425 | 0 | 0 | 0
7695 | 194.577 | 667.13 | 2984.0028 | 202.5112 | 0 | 0 | 2781.4916 | 0 | 0 | 0
7696 | 215.288 | 293.06 | 1340.4841 | 224.0668 | 0 | 0 | 1116.4173 | 0 | 0 | 0
7697 | 184.122 | 193.22 | 795.7925 | 191.6299 | 0 | 0 | 604.1626 | 0 | 0 | 0
7698 | 203.03 | 5.61 | 0 | 0 | 0 | 0 | 0 | 0 | 0 | 211.3089
7699 | 140 | 0 | 0 | 0 | 0 | 0 | 0 | 0 | 0 | 145.7088
7700 | 197.6 | 0 | 0 | 0 | 0 | 0 | 0 | 0 | 0 | 205.6575
7701 | 199.2 | 0 | 0 | 0 | 0 | 0 | 0 | 0 | 0 | 207.3227
7702 | 108.8 | 0 | 0 | 0 | 0 | 0 | 0 | 0 | 0 | 113.2365
7703 | 98.4 | 0 | 0 | 0 | 0 | 0 | 0 | 0 | 0 | 102.4124
7704 | 102.4 | 0 | 0 | 0 | 0 | 0 | 0 | 0 | 0 | 106.5755
7705 | 92.8 | 0 | 0 | 0 | 0 | 0 | 0 | 0 | 0 | 96.5841
7706 | 99.2 | 0 | 0 | 0 | 0 | 0 | 0 | 0 | 0 | 103.2451
7707 | 94.4 | 0 | 0 | 0 | 0 | 0 | 0 | 0 | 0 | 98.2493
7708 | 98.4 | 0 | 0 | 0 | 0 | 0 | 0 | 0 | 0 | 102.4124
7709 | 92.8 | 0 | 0 | 0 | 0 | 0 | 0 | 0 | 0 | 96.5841
7710 | 93.6 | 0 | 0 | 0 | 0 | 0 | 0 | 0 | 0 | 97.4167
7711 | 80.485 | 126.51 | 473.5691 | 83.7669 | -389.8021 | 0 | 0 | 0 | 0 | 0
7712 | 100.984 | 376.18 | 1730.9273 | 105.1028 | -1487.3273 | 0 | 138.4972 | 0 | 0 | 0
7713 | 679.251 | 610.68 | 2768.8024 | 706.9487 | 0 | 0 | 2061.8538 | 0 | 0 | 0
7714 | 1271.683 | 795.57 | 3470.4109 | 1323.5382 | 0 | 0 | 2146.8727 | 0 | 0 | 0
7715 | 1286.429 | 881.81 | 3764.7988 | 1338.8854 | 0 | 0 | 2425.9133 | 0 | 0 | 0
7716 | 1324.926 | 623.57 | 2695.8388 | 1378.9522 | 0 | 0 | 1316.8866 | 0 | 0 | 0
7717 | 1133.191 | 389.92 | 1704.4656 | 1179.3989 | 0 | 0 | 525.0667 | 0 | 0 | 0
7718 | 1217.422 | 419.19 | 1844.7363 | 1267.0646 | 0 | 0 | 577.6717 | 0 | 0 | 0
7719 | 1214.924 | 125.91 | 539.2587 | 539.2587 | 0 | 0 | 0 | 696.793 | 0 | 0
7720 | 1286.664 | 55.89 | 223.0385 | 223.0385 | 0 | 0 | 0 | 1072.364 | 0 | 0
7721 | 1421.989 | 7.83 | 7.7288 | 7.7288 | 0 | 0 | 0 | 1414.563 | 0 | 0
7722 | 1335.966 | 0 | 0 | 0 | 0 | 0 | 0 | 662.078 | 0 | 701.367
7723 | 1252.8 | 0 | 0 | 0 | 0 | 0 | 0 | 0 | 0 | 1303.8852
7724 | 1186.4 | 0 | 0 | 0 | 0 | 0 | 0 | 0 | 0 | 1234.7776
7725 | 1470.4 | 0 | 0 | 0 | 0 | 0 | 0 | 0 | 0 | 1530.3582
7726 | 1188.8 | 0 | 0 | 0 | 0 | 0 | 0 | 0 | 0 | 1237.2755
7727 | 779.2 | 0 | 0 | 0 | 0 | 0 | 0 | 0 | 0 | 810.9733
7728 | 1133.6 | 0 | 0 | 0 | 0 | 0 | 0 | 0 | 0 | 1179.8246
7729 | 877.6 | 0 | 0 | 0 | 0 | 0 | 0 | 877.6 | 0 | 0
7730 | 888 | 0 | 0 | 0 | 0 | 0 | 0 | 888 | 0 | 0
7731 | 992 | 0 | 0 | 0 | 0 | 0 | 0 | 992 | 0 | 0
7732 | 1028 | 0 | 0 | 0 | 0 | 0 | 0 | 1028 | 0 | 0
7733 | 1020 | 0 | 0 | 0 | 0 | 0 | 0 | 1020 | 0 | 0
7734 | 988.8 | 0 | 0 | 0 | 0 | 0 | 0 | 988.8 | 0 | 0
7735 | 1027.129 | 117.48 | 441.5194 | 441.5194 | 0 | 0 | 0 | 0 | 0 | 627.4927
7736 | 958.726 | 364.69 | 1659.019 | 997.8198 | -661.1993 | 0 | 0 | 0 | 0 | 0
7737 | 1015.72 | 596.79 | 2666.4868 | 1057.1378 | -1609.349 | 0 | 0 | 0 | 0 | 0
7738 | 1081.252 | 779.99 | 3321.3966 | 1125.3409 | -2093.1229 | 0 | 102.9328 | 0 | 0 | 0
7739 | 1456.647 | 894.58 | 3713.4885 | 1516.0434 | -2093.1229 | 0 | 104.3223 | 0 | 0 | 0
7740 | 1355.634 | 554.75 | 2404.6825 | 1410.9124 | -993.7701 | 0 | 0 | 0 | 0 | 0
7741 | 1091.508 | 604.52 | 2610.7522 | 1136.0162 | -1474.736 | 0 | 0 | 0 | 0 | 0
7742 | 1198.058 | 435.42 | 1921.3635 | 1246.911 | -674.4525 | 0 | 0 | 0 | 0 | 0
7743 | 1592.282 | 120.78 | 517.0184 | 517.0184 | 0 | 0 | 0 | 1095.52 | 0 | 0
7744 | 1106.455 | 40.19 | 151.8858 | 151.8858 | 0 | 0 | 0 | 960.52 | 0 | 0
7745 | 1246.387 | 10.77 | 20.4898 | 20.4898 | 0 | 0 | 0 | 1226.7 | 0 | 0
7746 | 1322.503 | 0 | 0 | 0 | 0 | 0 | 0 | 1322.503 | 0 | 0
7747 | 1121.6 | 0 | 0 | 0 | 0 | 0 | 0 | 0 | 0 | 1167.3353
7748 | 1195.2 | 0 | 0 | 0 | 0 | 0 | 0 | 0 | 0 | 1243.9364
7749 | 1380 | 0 | 0 | 0 | 0 | 0 | 0 | 0 | 0 | 1436.272
7750 | 1388 | 0 | 0 | 0 | 0 | 0 | 0 | 0 | 0 | 1444.5982
7751 | 1431.2 | 0 | 0 | 0 | 0 | 0 | 0 | 0 | 0 | 1489.5597
7752 | 1104 | 0 | 0 | 0 | 0 | 0 | 0 | 1104 | 0 | 0
7753 | 1285.6 | 0 | 0 | 0 | 0 | 0 | 0 | 1285.6 | 0 | 0
7754 | 1016 | 0 | 0 | 0 | 0 | 0 | 0 | 1016 | 0 | 0
7755 | 1193.6 | 0 | 0 | 0 | 0 | 0 | 0 | 1193.6 | 0 | 0
7756 | 1489.6 | 0 | 0 | 0 | 0 | 0 | 0 | 1489.6 | 0 | 0
7757 | 1088.8 | 0 | 0 | 0 | 0 | 0 | 0 | 1088.8 | 0 | 0
7758 | 1126.4 | 0 | 0 | 0 | 0 | 0 | 0 | 1126.4 | 0 | 0
7759 | 799.087 | 64.69 | 241.7287 | 241.7287 | 0 | 0 | 0 | 566.829 | 0 | 0
7760 | 933.699 | 308.85 | 1428.6722 | 971.7723 | -456.9 | 0 | 0 | 0 | 0 | 0
7761 | 1028.874 | 602.87 | 2771.1109 | 1070.8282 | -1700.2827 | 0 | 0 | 0 | 0 | 0
7762 | 1429.183 | 472.01 | 2115.3195 | 1487.4605 | -627.859 | 0 | 0 | 0 | 0 | 0
7763 | 1309.361 | 513.96 | 2271.0915 | 1362.7525 | -908.339 | 0 | 0 | 0 | 0 | 0
7764 | 1273.22 | 350.39 | 1543.4168 | 1325.1378 | -218.279 | 0 | 0 | 0 | 0 | 0
7765 | 1283.758 | 733.54 | 3198.2686 | 1336.1055 | -1862.163 | 0 | 0 | 0 | 0 | 0
7766 | 1017.049 | 585.26 | 2604.5751 | 1058.521 | -1546.0542 | 0 | 0 | 0 | 0 | 0
7767 | 1569.862 | 353.69 | 1595.7887 | 1595.7887 | 0 | 0 | 0 | 36.595 | 0 | 0
7768 | 1212.909 | 32.34 | 116.4421 | 116.4421 | 0 | 0 | 0 | 1101.029 | 0 | 0
7769 | 1407.813 | 94.44 | 395.2163 | 395.2163 | 0 | 0 | 0 | 1028.081 | 0 | 0
7770 | 1339.188 | 1.96 | 0 | 0 | 0 | 0 | 0 | 1339.188 | 0 | 0
7771 | 1444 | 0 | 0 | 0 | 0 | 0 | 0 | 0 | 0 | 1502.8817
7772 | 1498.4 | 0 | 0 | 0 | 0 | 0 | 0 | 0 | 0 | 1559.4999
7773 | 1683.2 | 0 | 0 | 0 | 0 | 0 | 0 | 0 | 0 | 1751.8355
7774 | 1572 | 0 | 0 | 0 | 0 | 0 | 0 | 0 | 0 | 1636.1011
7775 | 1266.4 | 0 | 0 | 0 | 0 | 0 | 0 | 0 | 0 | 1318.0397
7776 | 1252.8 | 0 | 0 | 0 | 0 | 0 | 0 | 1089.328 | 0 | 170.1379
7777 | 1118.4 | 0 | 0 | 0 | 0 | 0 | 0 | 1118.4 | 0 | 0
7778 | 1283.2 | 0 | 0 | 0 | 0 | 0 | 0 | 1283.2 | 0 | 0
7779 | 1369.6 | 0 | 0 | 0 | 0 | 0 | 0 | 1369.6 | 0 | 0
7780 | 1394.4 | 0 | 0 | 0 | 0 | 0 | 0 | 1394.4 | 0 | 0
7781 | 1285.6 | 0 | 0 | 0 | 0 | 0 | 0 | 1285.6 | 0 | 0
7782 | 1056 | 0 | 0 | 0 | 0 | 0 | 0 | 1056 | 0 | 0
7783 | 1040.324 | 63.84 | 240.0614 | 240.0614 | 0 | 0 | 0 | 0 | 0 | 842.6837
7784 | 869.633 | 359.38 | 1641.4746 | 905.0938 | -736.3808 | 0 | 0 | 0 | 0 | 0
7785 | 1098.227 | 594.32 | 2684.9804 | 1143.0092 | -1541.9712 | 0 | 0 | 0 | 0 | 0
7786 | 1314.622 | 782.4 | 3430.7396 | 1368.2281 | -2062.5115 | 0 | 0 | 0 | 0 | 0
7787 | 1099.177 | 803.6 | 3495.3136 | 1143.9979 | -2093.1229 | 0 | 258.1928 | 0 | 0 | 0
7788 | 1346.221 | 536.56 | 2349.895 | 1401.1156 | -948.7794 | 0 | 0 | 0 | 0 | 0
7789 | 1404.829 | 373.71 | 1650.5107 | 1462.1134 | -188.3973 | 0 | 0 | 0 | 0 | 0
7790 | 1166.196 | 610.85 | 2707.0042 | 1213.7497 | -1493.2545 | 0 | 0 | 0 | 0 | 0
7791 | 1431.156 | 537.16 | 2425.0224 | 1489.514 | -935.5085 | 0 | 0 | 0 | 0 | 0
7792 | 1408.691 | 120.59 | 526.5831 | 526.5831 | 0 | 0 | 0 | 902.739 | 0 | 0
7793 | 1490.436 | 51.15 | 203.0701 | 203.0701 | 0 | 0 | 0 | 1295.322 | 0 | 0
7794 | 1393.933 | 0.98 | 0 | 0 | 0 | 0 | 0 | 1167.263 | 0 | 235.9129
7795 | 1680.8 | 0 | 0 | 0 | 0 | 0 | 0 | 0 | 0 | 1749.3376
7796 | 1324.8 | 0 | 0 | 0 | 0 | 0 | 0 | 0 | 0 | 1378.8211
7797 | 1534.4 | 0 | 0 | 0 | 0 | 0 | 0 | 0 | 0 | 1596.9679
7798 | 1571.2 | 0 | 0 | 0 | 0 | 0 | 0 | 0 | 0 | 1635.2685
7799 | 1176.8 | 0 | 0 | 0 | 0 | 0 | 0 | 0 | 0 | 1224.7861
7800 | 1416.8 | 0 | 0 | 0 | 0 | 0 | 0 | 0 | 0 | 1474.5726
7801 | 1240 | 0 | 0 | 0 | 0 | 0 | 0 | 1240 | 0 | 0
7802 | 1348.8 | 0 | 0 | 0 | 0 | 0 | 0 | 1348.8 | 0 | 0
7803 | 1515.2 | 0 | 0 | 0 | 0 | 0 | 0 | 1515.2 | 0 | 0
7804 | 1366.4 | 0 | 0 | 0 | 0 | 0 | 0 | 1366.4 | 0 | 0
7805 | 1381.6 | 0 | 0 | 0 | 0 | 0 | 0 | 1381.6 | 0 | 0
7806 | 1362.4 | 0 | 0 | 0 | 0 | 0 | 0 | 1362.4 | 0 | 0
7807 | 679.439 | 71.28 | 270.655 | 270.655 | 0 | 0 | 0 | 0 | 0 | 436.4893
7808 | 1137.376 | 376.76 | 1743.1898 | 1183.7545 | -559.4352 | 0 | 0 | 0 | 0 | 0
7809 | 882.651 | 612.48 | 2808.5518 | 918.6427 | -1889.9091 | 0 | 0 | 0 | 0 | 0
7810 | 432.662 | 631.13 | 2812.4786 | 450.3035 | -2093.1229 | 0 | 269.0522 | 0 | 0 | 0
7811 | 389.328 | 804.02 | 3470.0029 | 405.2025 | -2093.1229 | 0 | 971.6775 | 0 | 0 | 0
7812 | 396.46 | 966.5 | 4053.401 | 412.6264 | -2093.1229 | 0 | 1547.6517 | 0 | 0 | 0
7813 | 851.215 | 627.74 | 2708.3593 | 885.9248 | -1822.4345 | 0 | 0 | 0 | 0 | 0
7814 | 1358.284 | 715.37 | 3088.5426 | 1413.6705 | -279.69 | 0 | 1395.1821 | 0 | 0 | 0
7815 | 1653.136 | 569.12 | 2515.0683 | 1720.5456 | 0 | 0 | 794.5228 | 0 | 0 | 0
7816 | 1480.775 | 340.36 | 1541.1563 | 1541.1563 | 0 | 0 | 0 | 0 | 0 | 0
7817 | 1522.428 | 169.07 | 696.416 | 696.416 | 0 | 0 | 0 | 853.297 | 0 | 0
7818 | 1682.404 | 1.96 | 0 | 0 | 0 | 0 | 0 | 1682.404 | 0 | 0
7819 | 1758.4 | 0 | 0 | 0 | 0 | 0 | 0 | 0 | 0 | 1830.1019
7820 | 1597.6 | 0 | 0 | 0 | 0 | 0 | 0 | 0 | 0 | 1662.745
7821 | 1777.6 | 0 | 0 | 0 | 0 | 0 | 0 | 0 | 0 | 1850.0848
7822 | 1849.6 | 0 | 0 | 0 | 0 | 0 | 0 | 0 | 0 | 1925.0208
7823 | 1356 | 0 | 0 | 0 | 0 | 0 | 0 | 0 | 0 | 1411.2933
7824 | 1280.8 | 0 | 0 | 0 | 0 | 0 | 0 | 1280.8 | 0 | 0
7825 | 1248.8 | 0 | 0 | 0 | 0 | 0 | 0 | 1248.8 | 0 | 0
7826 | 1583.2 | 0 | 0 | 0 | 0 | 0 | 0 | 1583.2 | 0 | 0
7827 | 1660 | 0 | 0 | 0 | 0 | 0 | 0 | 1660 | 0 | 0
7828 | 981.6 | 0 | 0 | 0 | 0 | 0 | 0 | 981.6 | 0 | 0
7829 | 1345.6 | 0 | 0 | 0 | 0 | 0 | 0 | 1345.6 | 0 | 0
7830 | 1347.2 | 0 | 0 | 0 | 0 | 0 | 0 | 1347.2 | 0 | 0
7831 | 1080.957 | 108.86 | 405.8832 | 405.8832 | 0 | 0 | 0 | 690.976 | 0 | 0
7832 | 1190.482 | 356.7 | 1634.057 | 1239.026 | -395.031 | 0 | 0 | 0 | 0 | 0
7833 | 1061.094 | 591.64 | 2680.9505 | 1104.362 | -1576.5885 | 0 | 0 | 0 | 0 | 0
7834 | 1659.705 | 785.14 | 3414.0455 | 1727.3824 | -1686.6631 | 0 | 0 | 0 | 0 | 0
7835 | 1735.038 | 912.36 | 3855.6846 | 1805.7873 | -2049.8973 | 0 | 0 | 0 | 0 | 0
7836 | 1837.293 | 919.47 | 3866.3588 | 1912.2119 | -1954.1469 | 0 | 0 | 0 | 0 | 0
7837 | 1536.804 | 581.86 | 2528.5787 | 1599.4699 | -929.1087 | 0 | 0 | 0 | 0 | 0
7838 | 1437.913 | 239.86 | 1048.77 | 1048.77 | 0 | 0 | 0 | 430.233 | 0 | 0
7839 | 1704.969 | 391.2 | 1747.1947 | 1747.1947 | 0 | 0 | 0 | 26.228 | 0 | 0
7840 | 1445.753 | 176.08 | 784.7717 | 784.7717 | 0 | 0 | 0 | 691.728 | 0 | 0
7841 | 1513.323 | 98.64 | 404.4198 | 404.4198 | 0 | 0 | 0 | 1124.748 | 0 | 0
7842 | 1805.698 | 0.98 | 0 | 0 | 0 | 0 | 0 | 1805.698 | 0 | 0
7843 | 1423.2 | 0 | 0 | 0 | 0 | 0 | 0 | 1262.638 | 0 | 167.1092
7844 | 1600 | 0 | 0 | 0 | 0 | 0 | 0 | 0 | 0 | 1665.2429
7845 | 1737.6 | 0 | 0 | 0 | 0 | 0 | 0 | 0 | 0 | 1808.4538
7846 | 1408 | 0 | 0 | 0 | 0 | 0 | 0 | 0 | 0 | 1465.4137
7847 | 1577.6 | 0 | 0 | 0 | 0 | 0 | 0 | 0 | 0 | 1641.9295
7848 | 1420.8 | 0 | 0 | 0 | 0 | 0 | 0 | 0 | 0 | 1478.7357
7849 | 1040 | 0 | 0 | 0 | 0 | 0 | 0 | 1040 | 0 | 0
7850 | 1061.6 | 0 | 0 | 0 | 0 | 0 | 0 | 1061.6 | 0 | 0
7851 | 848 | 0 | 0 | 0 | 0 | 0 | 0 | 848 | 0 | 0
7852 | 1101.6 | 0 | 0 | 0 | 0 | 0 | 0 | 1101.6 | 0 | 0
7853 | 727.2 | 0 | 0 | 0 | 0 | 0 | 0 | 727.2 | 0 | 0
7854 | 904 | 0 | 0 | 0 | 0 | 0 | 0 | 904 | 0 | 0
7855 | 917.901 | 110.21 | 409.3854 | 409.3854 | 0 | 0 | 0 | 0 | 0 | 545.9447
7856 | 910.899 | 277.58 | 1287.6511 | 948.0425 | -339.6086 | 0 | 0 | 0 | 0 | 0
7857 | 920.17 | 488.17 | 2260.3164 | 957.6916 | -1302.6248 | 0 | 0 | 0 | 0 | 0
7858 | 1061.386 | 662.69 | 2987.9484 | 1104.6659 | -1883.2825 | 0 | 0 | 0 | 0 | 0
7859 | 1019.092 | 795.05 | 3513.6083 | 1060.6473 | -2093.1229 | 0 | 359.8382 | 0 | 0 | 0
7860 | 991.068 | 526.18 | 2336.2348 | 1031.4806 | -1304.7542 | 0 | 0 | 0 | 0 | 0
7861 | 1143.278 | 568.94 | 2519.4042 | 1189.8972 | -1329.507 | 0 | 0 | 0 | 0 | 0
7862 | 1101.732 | 603.96 | 2693.291 | 1146.6571 | -1546.6339 | 0 | 0 | 0 | 0 | 0
7863 | 1117.132 | 348.72 | 1570.3167 | 1162.6851 | -407.6317 | 0 | 0 | 0 | 0 | 0
7864 | 520.632 | 232.91 | 1054.6524 | 541.8617 | -512.7907 | 0 | 0 | 0 | 0 | 0
7865 | 192.296 | 119.16 | 497.3394 | 200.1383 | -110.8802 | 0 | 186.3209 | 0 | 0 | 0
7866 | 257.187 | 1.96 | 0 | 0 | 0 | 0 | 0 | 0 | 0 | 267.6743
7867 | 150.4 | 0 | 0 | 0 | 0 | 0 | 0 | 0 | 0 | 156.5328
7868 | 158.4 | 0 | 0 | 0 | 0 | 0 | 0 | 0 | 0 | 164.859
7869 | 125.6 | 0 | 0 | 0 | 0 | 0 | 0 | 0 | 0 | 130.7216
7870 | 120 | 0 | 0 | 0 | 0 | 0 | 0 | 0 | 0 | 124.8932
7871 | 115.2 | 0 | 0 | 0 | 0 | 0 | 0 | 0 | 0 | 119.8975
7872 | 116 | 0 | 0 | 0 | 0 | 0 | 0 | 0 | 0 | 120.7301
7873 | 107.2 | 0 | 0 | 0 | 0 | 0 | 0 | 0 | 0 | 111.5713
7874 | 117.6 | 0 | 0 | 0 | 0 | 0 | 0 | 0 | 0 | 122.3954
7875 | 96.8 | 0 | 0 | 0 | 0 | 0 | 0 | 0 | 0 | 100.7472
7876 | 103.2 | 0 | 0 | 0 | 0 | 0 | 0 | 0 | 0 | 107.4082
7877 | 96.8 | 0 | 0 | 0 | 0 | 0 | 0 | 0 | 0 | 100.7472
7878 | 101.6 | 0 | 0 | 0 | 0 | 0 | 0 | 0 | 0 | 105.7429
7879 | 87.682 | 65.93 | 252.7016 | 91.2574 | -161.4443 | 0 | 0 | 0 | 0 | 0
7880 | 158.372 | 268.55 | 1243.0924 | 164.8299 | -1078.2625 | 0 | 0 | 0 | 0 | 0
7881 | 720.376 | 495.91 | 2284.2355 | 749.7506 | -689.959 | 0 | 844.5258 | 0 | 0 | 0
7882 | 958.609 | 763.61 | 3420.9355 | 997.698 | 0 | 0 | 2423.2375 | 0 | 0 | 0
7883 | 1110.708 | 835.07 | 3674.5551 | 1155.9991 | 0 | 0 | 2518.556 | 0 | 0 | 0
7884 | 1168.124 | 777.04 | 3410.6693 | 1215.7564 | 0 | 0 | 2194.9129 | 0 | 0 | 0
7885 | 1171.326 | 739.34 | 3252.3796 | 1219.0889 | 0 | 0 | 2033.2907 | 0 | 0 | 0
7886 | 1171.349 | 656.01 | 2920.1428 | 1219.1129 | 0 | 0 | 1701.03 | 0 | 0 | 0
7887 | 1266.465 | 542.99 | 2457.0305 | 1318.1074 | 0 | 0 | 1138.9231 | 0 | 0 | 0
7888 | 1231.431 | 392.08 | 1806.4326 | 1281.6448 | 0 | 0 | 524.7878 | 0 | 0 | 0
7889 | 1227.897 | 143.34 | 598.2989 | 598.2989 | 0 | 0 | 0 | 653.039 | 0 | 0
7890 | 1118.58 | 1.96 | 0 | 0 | 0 | 0 | 0 | 1118.58 | 0 | 0
7891 | 1358.4 | 0 | 0 | 0 | 0 | 0 | 0 | 0 | 0 | 1413.7912
7892 | 1066.4 | 0 | 0 | 0 | 0 | 0 | 0 | 0 | 0 | 1109.8844
7893 | 1076 | 0 | 0 | 0 | 0 | 0 | 0 | 0 | 0 | 1119.8758
7894 | 1006.4 | 0 | 0 | 0 | 0 | 0 | 0 | 0 | 0 | 1047.4378
7895 | 1079.2 | 0 | 0 | 0 | 0 | 0 | 0 | 0 | 0 | 1123.2063
7896 | 1528 | 0 | 0 | 0 | 0 | 0 | 0 | 1074.002 | 0 | 472.5106
7897 | 1220.8 | 0 | 0 | 0 | 0 | 0 | 0 | 1220.8 | 0 | 0
7898 | 923.2 | 0 | 0 | 0 | 0 | 0 | 0 | 923.2 | 0 | 0
7899 | 1218.4 | 0 | 0 | 0 | 0 | 0 | 0 | 1218.4 | 0 | 0
7900 | 1200.8 | 0 | 0 | 0 | 0 | 0 | 0 | 1200.8 | 0 | 0
7901 | 896 | 0 | 0 | 0 | 0 | 0 | 0 | 896 | 0 | 0
7902 | 1284 | 0 | 0 | 0 | 0 | 0 | 0 | 1284 | 0 | 0
7903 | 1092.491 | 85.42 | 322.493 | 322.493 | 0 | 0 | 0 | 0 | 0 | 814.5463
7904 | 1306.162 | 326.51 | 1518.9398 | 1359.4231 | -159.5167 | 0 | 0 | 0 | 0 | 0
7905 | 1409.71 | 476.59 | 2205.5996 | 1467.1935 | -738.4062 | 0 | 0 | 0 | 0 | 0
7906 | 984.961 | 437.73 | 1977.2251 | 1025.1246 | -952.1005 | 0 | 0 | 0 | 0 | 0
7907 | 1372.328 | 625.86 | 2778.9958 | 1428.2871 | -1350.7087 | 0 | 0 | 0 | 0 | 0
7908 | 1453.632 | 681.93 | 2997.2852 | 1512.9065 | -1484.3788 | 0 | 0 | 0 | 0 | 0
7909 | 1182.818 | 696.11 | 3058.3871 | 1231.0495 | -1827.3376 | 0 | 0 | 0 | 0 | 0
7910 | 1278.412 | 513.5 | 2284.8173 | 1330.5415 | -954.2758 | 0 | 0 | 0 | 0 | 0
7911 | 1247.998 | 385.39 | 1735.0884 | 1298.8874 | -436.201 | 0 | 0 | 0 | 0 | 0
7912 | 1086.354 | 96.5 | 412.5754 | 412.5754 | 0 | 0 | 0 | 689.943 | 0 | 0
7913 | 1467.39 | 100.6 | 422.061 | 422.061 | 0 | 0 | 0 | 1061.865 | 0 | 0
7914 | 1410.488 | 1.96 | 0 | 0 | 0 | 0 | 0 | 315.679 | 0 | 1139.4518
7915 | 1142.4 | 0 | 0 | 0 | 0 | 0 | 0 | 0 | 0 | 1188.9834
7916 | 984.8 | 0 | 0 | 0 | 0 | 0 | 0 | 0 | 0 | 1024.957
7917 | 1211.2 | 0 | 0 | 0 | 0 | 0 | 0 | 0 | 0 | 1260.5889
7918 | 1125.6 | 0 | 0 | 0 | 0 | 0 | 0 | 0 | 0 | 1171.4984
7919 | 1388.8 | 0 | 0 | 0 | 0 | 0 | 0 | 0 | 0 | 1445.4308
7920 | 985.6 | 0 | 0 | 0 | 0 | 0 | 0 | 0 | 0 | 1025.7896
7921 | 1293.6 | 0 | 0 | 0 | 0 | 0 | 0 | 1293.6 | 0 | 0
7922 | 1131.2 | 0 | 0 | 0 | 0 | 0 | 0 | 1131.2 | 0 | 0
7923 | 1264.8 | 0 | 0 | 0 | 0 | 0 | 0 | 1264.8 | 0 | 0
7924 | 774.4 | 0 | 0 | 0 | 0 | 0 | 0 | 774.4 | 0 | 0
7925 | 1108.8 | 0 | 0 | 0 | 0 | 0 | 0 | 1108.8 | 0 | 0
7926 | 734.4 | 0 | 0 | 0 | 0 | 0 | 0 | 734.4 | 0 | 0
7927 | 812.644 | 96.12 | 357.817 | 357.817 | 0 | 0 | 0 | 0 | 0 | 487.964
7928 | 1161.248 | 291.99 | 1351.9066 | 1208.6 | -143.3066 | 0 | 0 | 0 | 0 | 0
7929 | 1243.412 | 497.21 | 2290.7175 | 1294.1144 | -996.6031 | 0 | 0 | 0 | 0 | 0
7930 | 1326.775 | 660.35 | 2964.7672 | 1380.8766 | -1583.8906 | 0 | 0 | 0 | 0 | 0
7931 | 1621.135 | 674.42 | 2987.4332 | 1687.2397 | -1300.1935 | 0 | 0 | 0 | 0 | 0
7932 | 1251.306 | 746.52 | 3276.383 | 1302.3302 | -1974.0528 | 0 | 0 | 0 | 0 | 0
7933 | 1349.218 | 744.64 | 3259.281 | 1404.2348 | -1855.0462 | 0 | 0 | 0 | 0 | 0
7934 | 1331.273 | 572.41 | 2540.1937 | 1385.558 | -1154.6357 | 0 | 0 | 0 | 0 | 0
7935 | 1282.735 | 456.68 | 2059.1758 | 1335.0408 | -724.135 | 0 | 0 | 0 | 0 | 0
7936 | 1437.172 | 163.39 | 725.3121 | 725.3121 | 0 | 0 | 0 | 740.277 | 0 | 0
7937 | 1620.088 | 34.3 | 125.245 | 125.245 | 0 | 0 | 0 | 1499.75 | 0 | 0
7938 | 1488.651 | 0.98 | 0 | 0 | 0 | 0 | 0 | 1488.651 | 0 | 0
7939 | 1304.8 | 0 | 0 | 0 | 0 | 0 | 0 | 0 | 0 | 1358.0056
7940 | 1217.6 | 0 | 0 | 0 | 0 | 0 | 0 | 0 | 0 | 1267.2498
7941 | 1169.6 | 0 | 0 | 0 | 0 | 0 | 0 | 0 | 0 | 1217.2925
7942 | 1280 | 0 | 0 | 0 | 0 | 0 | 0 | 0 | 0 | 1332.1943
7943 | 1238.4 | 0 | 0 | 0 | 0 | 0 | 0 | 0 | 0 | 1288.898
7944 | 1456 | 0 | 0 | 0 | 0 | 0 | 0 | 1351.16 | 0 | 109.115
7945 | 1352 | 0 | 0 | 0 | 0 | 0 | 0 | 1352 | 0 | 0
7946 | 1226.4 | 0 | 0 | 0 | 0 | 0 | 0 | 1226.4 | 0 | 0
7947 | 1184 | 0 | 0 | 0 | 0 | 0 | 0 | 1184 | 0 | 0
7948 | 1292 | 0 | 0 | 0 | 0 | 0 | 0 | 1292 | 0 | 0
7949 | 1500 | 0 | 0 | 0 | 0 | 0 | 0 | 1500 | 0 | 0
7950 | 1428.8 | 0 | 0 | 0 | 0 | 0 | 0 | 1428.8 | 0 | 0
7951 | 1297.339 | 100.63 | 366.2837 | 366.2837 | 0 | 0 | 0 | 0 | 0 | 983.9566
7952 | 1310.033 | 290.99 | 1349.7064 | 1349.7064 | 0 | 0 | 0 | 0 | 0 | 13.7455
7953 | 994.134 | 485.44 | 2240.4084 | 1034.6716 | -1205.7368 | 0 | 0 | 0 | 0 | 0
7954 | 1147.17 | 589.71 | 2650.3756 | 1193.9479 | -1456.4277 | 0 | 0 | 0 | 0 | 0
7955 | 1266.559 | 668.44 | 2939.595 | 1318.2052 | -1621.3897 | 0 | 0 | 0 | 0 | 0
7956 | 1524.5 | 787.11 | 3414.2558 | 1586.6642 | -1827.5916 | 0 | 0 | 0 | 0 | 0
7957 | 1553.979 | 698.75 | 3044.4876 | 1617.3453 | -1427.1423 | 0 | 0 | 0 | 0 | 0
7958 | 1388.914 | 527.29 | 2332.3621 | 1445.5495 | -886.8126 | 0 | 0 | 0 | 0 | 0
7959 | 1652.723 | 276.03 | 1232.5264 | 1232.5264 | 0 | 0 | 0 | 468.486 | 0 | 0
7960 | 1570.274 | 285.47 | 1303.7686 | 1303.7686 | 0 | 0 | 0 | 317.586 | 0 | 0
7961 | 1459.662 | 166.4 | 697.3152 | 697.3152 | 0 | 0 | 0 | 789.667 | 0 | 0
7962 | 1449.583 | 1.96 | 0 | 0 | 0 | 0 | 0 | 1449.583 | 0 | 0
7963 | 1372.8 | 0 | 0 | 0 | 0 | 0 | 0 | 0 | 0 | 1428.7784
7964 | 1579.2 | 0 | 0 | 0 | 0 | 0 | 0 | 0 | 0 | 1643.5947
7965 | 1569.6 | 0 | 0 | 0 | 0 | 0 | 0 | 0 | 0 | 1633.6033
7966 | 1548.8 | 0 | 0 | 0 | 0 | 0 | 0 | 0 | 0 | 1611.9551
7967 | 1433.6 | 0 | 0 | 0 | 0 | 0 | 0 | 0 | 0 | 1492.0576
7968 | 1310.4 | 0 | 0 | 0 | 0 | 0 | 0 | 1310.4 | 0 | 0
7969 | 1088 | 0 | 0 | 0 | 0 | 0 | 0 | 1088 | 0 | 0
7970 | 1392 | 0 | 0 | 0 | 0 | 0 | 0 | 1392 | 0 | 0
7971 | 1436.8 | 0 | 0 | 0 | 0 | 0 | 0 | 1436.8 | 0 | 0
7972 | 1538.4 | 0 | 0 | 0 | 0 | 0 | 0 | 1538.4 | 0 | 0
7973 | 1468 | 0 | 0 | 0 | 0 | 0 | 0 | 1468 | 0 | 0
7974 | 1324 | 0 | 0 | 0 | 0 | 0 | 0 | 1324 | 0 | 0
7975 | 916 | 11.75 | 24.069 | 0 | -24.069 | 0 | 0 | 916 | 0 | 0
7976 | 1538.833 | 91.68 | 400.7084 | 0 | -400.7084 | 0 | 0 | 1538.833 | 0 | 0
7977 | 1337.062 | 222.19 | 1010.4236 | 0 | -1010.4236 | 0 | 0 | 1337.062 | 0 | 0
7978 | 1341.153 | 392.25 | 1779.5691 | 0 | -1779.5691 | 0 | 0 | 1341.153 | 0 | 0
7979 | 1403.197 | 419.54 | 1885.158 | 1019.8426 | -865.3154 | 0 | 0 | 423.311 | 0 | 0
7980 | 1495.022 | 546.54 | 2437.9509 | 1555.9842 | -881.9667 | 0 | 0 | 0 | 0 | 0
7981 | 1415.791 | 412.68 | 1850.4449 | 1473.5224 | -376.9225 | 0 | 0 | 0 | 0 | 0
7982 | 1603.039 | 402.26 | 1814.9295 | 1668.4058 | -146.5237 | 0 | 0 | 0 | 0 | 0
7983 | 1305.477 | 384.97 | 1755.7759 | 1358.7102 | -397.0657 | 0 | 0 | 0 | 0 | 0
7984 | 1797.5 | 105.05 | 458.4112 | 458.4112 | 0 | 0 | 0 | 1357.049 | 0 | 0
7985 | 1690.399 | 8.81 | 12.5018 | 12.5018 | 0 | 0 | 0 | 1678.387 | 0 | 0
7986 | 1741.499 | 0.98 | 0 | 0 | 0 | 0 | 0 | 1741.499 | 0 | 0
7987 | 1718.4 | 0 | 0 | 0 | 0 | 0 | 0 | 0 | 0 | 1788.4708
7988 | 1222.4 | 0 | 0 | 0 | 0 | 0 | 0 | 0 | 0 | 1272.2456
7989 | 1288 | 0 | 0 | 0 | 0 | 0 | 0 | 0 | 0 | 1340.5205
7990 | 1320.8 | 0 | 0 | 0 | 0 | 0 | 0 | 0 | 0 | 1374.658
7991 | 1376 | 0 | 0 | 0 | 0 | 0 | 0 | 0 | 0 | 1432.1089
7992 | 1328.8 | 0 | 0 | 0 | 0 | 0 | 0 | 1328.8 | 0 | 0
7993 | 1398.4 | 0 | 0 | 0 | 0 | 0 | 0 | 1398.4 | 0 | 0
7994 | 1504 | 0 | 0 | 0 | 0 | 0 | 0 | 1504 | 0 | 0
7995 | 1284 | 0 | 0 | 0 | 0 | 0 | 0 | 1284 | 0 | 0
7996 | 1360.8 | 0 | 0 | 0 | 0 | 0 | 0 | 1360.8 | 0 | 0
7997 | 1429.6 | 0 | 0 | 0 | 0 | 0 | 0 | 1429.6 | 0 | 0
7998 | 1222.4 | 0 | 0 | 0 | 0 | 0 | 0 | 1222.4 | 0 | 0
7999 | 1190.56 | 41.64 | 149.1163 | 149.1163 | 0 | 0 | 0 | 1047.286 | 0 | 0
8000 | 1232.152 | 232.13 | 1075.8135 | 1075.8135 | 0 | 0 | 0 | 198.488 | 0 | 0
8001 | 1245.954 | 374.31 | 1736.636 | 1296.76 | -439.876 | 0 | 0 | 0 | 0 | 0
8002 | 1352.375 | 574.57 | 2615.4346 | 1407.5205 | -1207.9141 | 0 | 0 | 0 | 0 | 0
8003 | 1036.347 | 716.75 | 3217.115 | 1078.6049 | -2093.1229 | 0 | 45.3872 | 0 | 0 | 0
8004 | 1453.973 | 658.75 | 2956.0486 | 1513.2614 | -1442.7872 | 0 | 0 | 0 | 0 | 0
8005 | 1380.768 | 679.22 | 3052.8471 | 1437.0713 | -1615.7758 | 0 | 0 | 0 | 0 | 0
8006 | 1648.157 | 536.4 | 2433.4111 | 1715.3636 | -718.0475 | 0 | 0 | 0 | 0 | 0
8007 | 1281.294 | 408.96 | 1872.9798 | 1333.5411 | -539.4388 | 0 | 0 | 0 | 0 | 0
8008 | 1404.316 | 146.09 | 653.6807 | 653.6807 | 0 | 0 | 0 | 776.246 | 0 | 0
8009 | 1308.225 | 63.76 | 263.8671 | 263.8671 | 0 | 0 | 0 | 1054.696 | 0 | 0
8010 | 1254.291 | 1.96 | 0 | 0 | 0 | 0 | 0 | 1254.291 | 0 | 0
8011 | 1336 | 0 | 0 | 0 | 0 | 0 | 0 | 1336 | 0 | 0
8012 | 854.4 | 0 | 0 | 0 | 0 | 0 | 0 | 694.872 | 0 | 166.033
8013 | 1313.6 | 0 | 0 | 0 | 0 | 0 | 0 | 0 | 0 | 1367.1644
8014 | 1232 | 0 | 0 | 0 | 0 | 0 | 0 | 0 | 0 | 1282.237
8015 | 1172.8 | 0 | 0 | 0 | 0 | 0 | 0 | 0 | 0 | 1220.623
8016 | 1341.6 | 0 | 0 | 0 | 0 | 0 | 0 | 0 | 0 | 1396.3061
8017 | 1092 | 0 | 0 | 0 | 0 | 0 | 0 | 1092 | 0 | 0
8018 | 1248 | 0 | 0 | 0 | 0 | 0 | 0 | 1248 | 0 | 0
8019 | 1142.4 | 0 | 0 | 0 | 0 | 0 | 0 | 1142.4 | 0 | 0
8020 | 1088.8 | 0 | 0 | 0 | 0 | 0 | 0 | 1088.8 | 0 | 0
8021 | 978.4 | 0 | 0 | 0 | 0 | 0 | 0 | 978.4 | 0 | 0
8022 | 1040.8 | 0 | 0 | 0 | 0 | 0 | 0 | 1040.8 | 0 | 0
8023 | 858.4 | 32.66 | 113.8693 | 113.8693 | 0 | 0 | 0 | 0 | 0 | 779.5335
8024 | 1146.178 | 117.95 | 525.3893 | 525.3893 | 0 | 0 | 0 | 0 | 0 | 667.5261
8025 | 1191.895 | 194.12 | 880.2567 | 880.2567 | 0 | 0 | 0 | 0 | 0 | 360.2399
8026 | 1166.901 | 400.97 | 1823.6356 | 1214.4835 | -609.1521 | 0 | 0 | 0 | 0 | 0
8027 | 1126.266 | 571.69 | 2578.1134 | 1172.1915 | -1405.9219 | 0 | 0 | 0 | 0 | 0
8028 | 1448.14 | 612.78 | 2750.9396 | 1507.1905 | -1243.7491 | 0 | 0 | 0 | 0 | 0
8029 | 920.542 | 591.4 | 2659.346 | 958.0788 | -1701.2673 | 0 | 0 | 0 | 0 | 0
8030 | 997.387 | 513.27 | 2327.103 | 1038.0572 | -1289.0458 | 0 | 0 | 0 | 0 | 0
8031 | 860.713 | 410.99 | 1884.5345 | 895.8101 | -988.7244 | 0 | 0 | 0 | 0 | 0
8032 | 234.947 | 192.64 | 876.3653 | 244.5274 | -631.8379 | 0 | 0 | 0 | 0 | 0
8033 | 183.063 | 154.71 | 656.2826 | 190.5277 | -465.7549 | 0 | 0 | 0 | 0 | 0
8034 | 137.552 | 2.94 | 0 | 0 | 0 | 0 | 0 | 0 | 0 | 143.1609
8035 | 148 | 0 | 0 | 0 | 0 | 0 | 0 | 0 | 0 | 154.035
8036 | 100.8 | 0 | 0 | 0 | 0 | 0 | 0 | 0 | 0 | 104.9103
8037 | 96 | 0 | 0 | 0 | 0 | 0 | 0 | 0 | 0 | 99.9146
8038 | 102.4 | 0 | 0 | 0 | 0 | 0 | 0 | 0 | 0 | 106.5755
8039 | 91.2 | 0 | 0 | 0 | 0 | 0 | 0 | 0 | 0 | 94.9188
8040 | 100 | 0 | 0 | 0 | 0 | 0 | 0 | 0 | 0 | 104.0777
8041 | 89.6 | 0 | 0 | 0 | 0 | 0 | 0 | 0 | 0 | 93.2536
8042 | 96 | 0 | 0 | 0 | 0 | 0 | 0 | 0 | 0 | 99.9146
8043 | 89.6 | 0 | 0 | 0 | 0 | 0 | 0 | 0 | 0 | 93.2536
8044 | 89.6 | 0 | 0 | 0 | 0 | 0 | 0 | 0 | 0 | 93.2536
8045 | 91.2 | 0 | 0 | 0 | 0 | 0 | 0 | 0 | 0 | 94.9188
8046 | 92 | 0 | 0 | 0 | 0 | 0 | 0 | 0 | 0 | 95.7515
8047 | 72.8 | 51.18 | 187.8519 | 75.7686 | -112.0833 | 0 | 0 | 0 | 0 | 0
8048 | 89.61 | 235.03 | 1081.7438 | 93.264 | -988.4798 | 0 | 0 | 0 | 0 | 0
8049 | 636.197 | 483.61 | 2246.6208 | 662.1391 | -1584.4817 | 0 | 0 | 0 | 0 | 0
8050 | 1258.648 | 772.15 | 3498.4973 | 1309.9716 | -1343.8354 | 0 | 844.6903 | 0 | 0 | 0
8051 | 1251.361 | 895.29 | 3981.9131 | 1302.3875 | 0 | 0 | 2679.5256 | 0 | 0 | 0
8052 | 1077.291 | 947.58 | 4169.1957 | 1121.2195 | 0 | 0 | 3047.9762 | 0 | 0 | 0
8053 | 1356.354 | 780.71 | 3472.354 | 1411.6618 | 0 | 0 | 2060.6923 | 0 | 0 | 0
8054 | 1104.063 | 792.86 | 3543.1341 | 1149.0831 | 0 | 0 | 2394.051 | 0 | 0 | 0
8055 | 1125.992 | 546.94 | 2497.0015 | 1171.9063 | 0 | 0 | 1325.0952 | 0 | 0 | 0
8056 | 1050.113 | 137.56 | 609.8234 | 609.8234 | 0 | 0 | 0 | 0 | 0 | 483.1099
8057 | 951.408 | 90.75 | 369.9233 | 369.9233 | 0 | 0 | 0 | 0 | 0 | 620.2801
8058 | 1136.61 | 1.96 | 0 | 0 | 0 | 0 | 0 | 0 | 0 | 1182.9573
8059 | 1047.2 | 0 | 0 | 0 | 0 | 0 | 0 | 0 | 0 | 1089.9015
8060 | 1128.8 | 0 | 0 | 0 | 0 | 0 | 0 | 0 | 0 | 1174.8288
8061 | 778.4 | 0 | 0 | 0 | 0 | 0 | 0 | 0 | 0 | 810.1407
8062 | 1089.6 | 0 | 0 | 0 | 0 | 0 | 0 | 0 | 0 | 1134.0304
8063 | 952.8 | 0 | 0 | 0 | 0 | 0 | 0 | 0 | 0 | 991.6521
8064 | 999.2 | 0 | 0 | 0 | 0 | 0 | 0 | 0 | 0 | 1039.9442
8065 | 960 | 0 | 0 | 0 | 0 | 0 | 0 | 960 | 0 | 0
8066 | 1305.6 | 0 | 0 | 0 | 0 | 0 | 0 | 1305.6 | 0 | 0
8067 | 1168.8 | 0 | 0 | 0 | 0 | 0 | 0 | 1168.8 | 0 | 0
8068 | 1358.4 | 0 | 0 | 0 | 0 | 0 | 0 | 1358.4 | 0 | 0
8069 | 1282.4 | 0 | 0 | 0 | 0 | 0 | 0 | 1282.4 | 0 | 0
8070 | 1162.4 | 0 | 0 | 0 | 0 | 0 | 0 | 665.739 | 0 | 516.9132
8071 | 1039.2 | 112.19 | 393.1774 | 393.1774 | 0 | 0 | 0 | 0 | 0 | 688.3979
8072 | 1081.05 | 362.36 | 1681.5831 | 1125.1318 | -556.4513 | 0 | 0 | 0 | 0 | 0
8073 | 811.981 | 597.57 | 2770.9548 | 845.091 | -1925.8638 | 0 | 0 | 0 | 0 | 0
8074 | 1146.669 | 786.7 | 3509.5483 | 1193.4254 | -2093.1229 | 0 | 223 | 0 | 0 | 0
8075 | 1380.393 | 913.49 | 3976.5042 | 1436.68 | -2093.1229 | 0 | 446.7014 | 0 | 0 | 0
8076 | 1173.817 | 968.94 | 4162.0716 | 1221.6805 | -2093.1229 | 0 | 847.2683 | 0 | 0 | 0
8077 | 1141.587 | 944.63 | 4065.7227 | 1188.1362 | -2069.1538 | 0 | 808.4327 | 0 | 0 | 0
8078 | 1217.119 | 844.32 | 3692.6032 | 1266.7492 | 0 | 0 | 2425.854 | 0 | 0 | 0
8079 | 1621.666 | 678.3 | 3045.6147 | 1687.7923 | 0 | 0 | 1357.8224 | 0 | 0 | 0
8080 | 617.579 | 458.62 | 2117.4 | 642.7619 | 0 | 0 | 1474.6381 | 0 | 0 | 0
8081 | 1446.565 | 209.28 | 873.6124 | 873.6124 | 0 | 0 | 0 | 256.206 | 0 | 365.2856
8082 | 1314.233 | 5.5 | 0 | 0 | 0 | 0 | 0 | 0 | 0 | 1367.8232
8083 | 1122.4 | 0 | 0 | 0 | 0 | 0 | 0 | 0 | 0 | 1168.1679
8084 | 976.8 | 0 | 0 | 0 | 0 | 0 | 0 | 0 | 0 | 1016.6308
8085 | 1206.4 | 0 | 0 | 0 | 0 | 0 | 0 | 0 | 0 | 1255.5931
8086 | 1304 | 0 | 0 | 0 | 0 | 0 | 0 | 0 | 0 | 1357.1729
8087 | 1134.4 | 0 | 0 | 0 | 0 | 0 | 0 | 0 | 0 | 1180.6572
8088 | 949.6 | 0 | 0 | 0 | 0 | 0 | 0 | 0 | 0 | 988.3216
8089 | 1222.4 | 0 | 0 | 0 | 0 | 0 | 0 | 1222.4 | 0 | 0
8090 | 851.2 | 0 | 0 | 0 | 0 | 0 | 0 | 851.2 | 0 | 0
8091 | 1256.8 | 0 | 0 | 0 | 0 | 0 | 0 | 1256.8 | 0 | 0
8092 | 1092.8 | 0 | 0 | 0 | 0 | 0 | 0 | 1092.8 | 0 | 0
8093 | 1028.8 | 0 | 0 | 0 | 0 | 0 | 0 | 1028.8 | 0 | 0
8094 | 1088.8 | 0 | 0 | 0 | 0 | 0 | 0 | 1088.8 | 0 | 0
8095 | 1353.6 | 105.13 | 376.2918 | 376.2918 | 0 | 0 | 0 | 0 | 0 | 1032.5037
8096 | 697.26 | 300.53 | 1407.1146 | 725.692 | -681.4226 | 0 | 0 | 0 | 0 | 0
8097 | 894.813 | 593.81 | 2774.8587 | 931.3006 | -1843.5581 | 0 | 0 | 0 | 0 | 0
8098 | 1264.732 | 788.49 | 3533.7494 | 1316.3027 | -2093.1229 | 0 | 124.3239 | 0 | 0 | 0
8099 | 1241.914 | 915.74 | 3958.7735 | 1292.5553 | -2093.1229 | 0 | 573.0954 | 0 | 0 | 0
8100 | 1308.586 | 972.72 | 4098.0909 | 1361.9449 | -2093.1229 | 0 | 643.0231 | 0 | 0 | 0
8101 | 1086.618 | 947.83 | 3969.9806 | 1130.9268 | -2026.4882 | 0 | 812.5657 | 0 | 0 | 0
8102 | 1312.456 | 846.4 | 3614.8437 | 1365.9737 | 0 | 0 | 2248.8699 | 0 | 0 | 0
8103 | 1471.833 | 681.53 | 3017.2463 | 1531.8496 | 0 | 0 | 1485.3966 | 0 | 0 | 0
8104 | 1659.084 | 444.82 | 2038.5789 | 1726.7361 | 0 | 0 | 311.8427 | 0 | 0 | 0
8105 | 1382.135 | 174 | 731.5297 | 731.5297 | 0 | 0 | 0 | 438.225 | 0 | 250.8699
8106 | 1357.739 | 3.91 | 0 | 0 | 0 | 0 | 0 | 0 | 0 | 1413.1032
8107 | 1292 | 0 | 0 | 0 | 0 | 0 | 0 | 0 | 0 | 1344.6836
8108 | 1217.6 | 0 | 0 | 0 | 0 | 0 | 0 | 0 | 0 | 1267.2498
8109 | 1288 | 0 | 0 | 0 | 0 | 0 | 0 | 0 | 0 | 1340.5205
8110 | 1356 | 0 | 0 | 0 | 0 | 0 | 0 | 0 | 0 | 1411.2933
8111 | 968.8 | 0 | 0 | 0 | 0 | 0 | 0 | 0 | 0 | 1008.3046
8112 | 1264 | 0 | 0 | 0 | 0 | 0 | 0 | 0 | 0 | 1315.5419
8113 | 1316.8 | 0 | 0 | 0 | 0 | 0 | 0 | 1316.8 | 0 | 0
8114 | 1169.6 | 0 | 0 | 0 | 0 | 0 | 0 | 1169.6 | 0 | 0
8115 | 1160.8 | 0 | 0 | 0 | 0 | 0 | 0 | 1160.8 | 0 | 0
8116 | 1196 | 0 | 0 | 0 | 0 | 0 | 0 | 1196 | 0 | 0
8117 | 840 | 0 | 0 | 0 | 0 | 0 | 0 | 840 | 0 | 0
8118 | 1152.8 | 0 | 0 | 0 | 0 | 0 | 0 | 1152.8 | 0 | 0
8119 | 706.4 | 100.89 | 354.6145 | 354.6145 | 0 | 0 | 0 | 0 | 0 | 380.5902
8120 | 959.437 | 346.95 | 1623.4734 | 998.5598 | -624.9136 | 0 | 0 | 0 | 0 | 0
8121 | 900.079 | 581.47 | 2723.002 | 936.7813 | -1786.2207 | 0 | 0 | 0 | 0 | 0
8122 | 1146.42 | 766.82 | 3437.9168 | 1193.1663 | -2093.1229 | 0 | 151.6276 | 0 | 0 | 0
8123 | 1422.593 | 892.33 | 3872.3485 | 1480.6007 | -2093.1229 | 0 | 298.6249 | 0 | 0 | 0
8124 | 1547.461 | 949.31 | 4063.0552 | 1610.5615 | -2093.1229 | 0 | 359.3709 | 0 | 0 | 0
8125 | 1494.729 | 893.54 | 3851.865 | 1555.6782 | -2093.1229 | 0 | 203.0639 | 0 | 0 | 0
8126 | 1257.696 | 828.67 | 3629.3791 | 1308.9819 | -47.2117 | 0 | 2273.1856 | 0 | 0 | 0
8127 | 1228.071 | 554.73 | 2506.9201 | 1278.1478 | 0 | 0 | 1228.7723 | 0 | 0 | 0
8128 | 1769.154 | 422.01 | 1952.0705 | 1841.2944 | 0 | 0 | 110.7761 | 0 | 0 | 0
8129 | 1953.371 | 181.6 | 766.9328 | 766.9328 | 0 | 0 | 0 | 1216.486 | 0 | 0
8130 | 1544.713 | 3.91 | 0 | 0 | 0 | 0 | 0 | 1544.713 | 0 | 0
8131 | 1589.6 | 0 | 0 | 0 | 0 | 0 | 0 | 0 | 0 | 1654.4188
8132 | 1320 | 0 | 0 | 0 | 0 | 0 | 0 | 0 | 0 | 1373.8254
8133 | 1744 | 0 | 0 | 0 | 0 | 0 | 0 | 0 | 0 | 1815.1147
8134 | 1516.8 | 0 | 0 | 0 | 0 | 0 | 0 | 0 | 0 | 1578.6502
8135 | 1599.2 | 0 | 0 | 0 | 0 | 0 | 0 | 0 | 0 | 1664.4102
8136 | 1542.4 | 0 | 0 | 0 | 0 | 0 | 0 | 617.718 | 0 | 962.3876
8137 | 1434.4 | 0 | 0 | 0 | 0 | 0 | 0 | 1434.4 | 0 | 0
8138 | 1324 | 0 | 0 | 0 | 0 | 0 | 0 | 1324 | 0 | 0
8139 | 1325.6 | 0 | 0 | 0 | 0 | 0 | 0 | 1325.6 | 0 | 0
8140 | 1516.8 | 0 | 0 | 0 | 0 | 0 | 0 | 1516.8 | 0 | 0
8141 | 1291.2 | 0 | 0 | 0 | 0 | 0 | 0 | 1291.2 | 0 | 0
8142 | 1542.4 | 0 | 0 | 0 | 0 | 0 | 0 | 1542.4 | 0 | 0
8143 | 1000.8 | 103.27 | 358.2604 | 358.2604 | 0 | 0 | 0 | 0 | 0 | 683.3491
8144 | 828.43 | 349.15 | 1629.1758 | 862.2107 | -766.9651 | 0 | 0 | 0 | 0 | 0
8145 | 1062.166 | 583.77 | 2731.7633 | 1105.4777 | -1626.2856 | 0 | 0 | 0 | 0 | 0
8146 | 1354.15 | 770.94 | 3464.1985 | 1409.3679 | -2054.8306 | 0 | 0 | 0 | 0 | 0
8147 | 1544.599 | 894.11 | 3882.776 | 1607.5818 | -2093.1229 | 0 | 182.0714 | 0 | 0 | 0
8148 | 1620.767 | 950.48 | 4056.9209 | 1686.8567 | -2093.1229 | 0 | 276.9413 | 0 | 0 | 0
8149 | 936.447 | 904.46 | 3860.722 | 974.6323 | -2093.1229 | 0 | 792.9668 | 0 | 0 | 0
8150 | 1379.589 | 559.44 | 2465.6772 | 1435.8442 | -103.3876 | 0 | 926.4454 | 0 | 0 | 0
8151 | 1282.753 | 527.73 | 2365.1559 | 1335.0596 | 0 | 0 | 1030.0963 | 0 | 0 | 0
8152 | 1281.053 | 350.61 | 1605.9998 | 1333.2902 | 0 | 0 | 272.7095 | 0 | 0 | 0
8153 | 1015.736 | 174.98 | 735.824 | 735.824 | 0 | 0 | 0 | 308.741 | 0 | 0
8154 | 1172.039 | 4.6 | 0 | 0 | 0 | 0 | 0 | 1172.039 | 0 | 0
8155 | 1207.2 | 0 | 0 | 0 | 0 | 0 | 0 | 0 | 0 | 1256.4257
8156 | 1226.4 | 0 | 0 | 0 | 0 | 0 | 0 | 0 | 0 | 1276.4087
8157 | 1287.2 | 0 | 0 | 0 | 0 | 0 | 0 | 0 | 0 | 1339.6879
8158 | 1448.8 | 0 | 0 | 0 | 0 | 0 | 0 | 0 | 0 | 1507.8774
8159 | 1248.8 | 0 | 0 | 0 | 0 | 0 | 0 | 0 | 0 | 1299.7221
8160 | 1272.8 | 0 | 0 | 0 | 0 | 0 | 0 | 1272.8 | 0 | 0
8161 | 1412 | 0 | 0 | 0 | 0 | 0 | 0 | 1412 | 0 | 0
8162 | 1366.4 | 0 | 0 | 0 | 0 | 0 | 0 | 1366.4 | 0 | 0
8163 | 1345.6 | 0 | 0 | 0 | 0 | 0 | 0 | 1345.6 | 0 | 0
8164 | 1445.6 | 0 | 0 | 0 | 0 | 0 | 0 | 1445.6 | 0 | 0
8165 | 1436 | 0 | 0 | 0 | 0 | 0 | 0 | 1436 | 0 | 0
8166 | 1366.4 | 0 | 0 | 0 | 0 | 0 | 0 | 1366.4 | 0 | 0
8167 | 1041.6 | 37.71 | 133.412 | 133.412 | 0 | 0 | 0 | 913.415 | 0 | 0
8168 | 1319.128 | 221.91 | 1028.251 | 1028.251 | 0 | 0 | 0 | 331.163 | 0 | 0
8169 | 889.005 | 398.78 | 1860.6685 | 925.2558 | -935.4127 | 0 | 0 | 0 | 0 | 0
8170 | 1469.341 | 480.48 | 2188.5163 | 1529.256 | -659.2603 | 0 | 0 | 0 | 0 | 0
8171 | 1714.76 | 640.26 | 2857.8347 | 1784.6824 | -1073.1522 | 0 | 0 | 0 | 0 | 0
8172 | 1647.544 | 652.97 | 2888.5178 | 1714.7256 | -1173.7922 | 0 | 0 | 0 | 0 | 0
8173 | 1465.729 | 439.97 | 1954.7932 | 1525.4967 | -429.2965 | 0 | 0 | 0 | 0 | 0
8174 | 1506.159 | 300.74 | 1338.6253 | 1338.6253 | 0 | 0 | 0 | 219.98 | 0 | 0
8175 | 1621.22 | 255.6 | 1144.2435 | 1144.2435 | 0 | 0 | 0 | 521.807 | 0 | 0
8176 | 1662.845 | 330.02 | 1517.2007 | 1517.2007 | 0 | 0 | 0 | 205.087 | 0 | 0
8177 | 1580.403 | 85.58 | 360.2274 | 360.2274 | 0 | 0 | 0 | 1234.289 | 0 | 0
8178 | 1155.725 | 2.94 | 0 | 0 | 0 | 0 | 0 | 1155.725 | 0 | 0
8179 | 1545.6 | 0 | 0 | 0 | 0 | 0 | 0 | 1545.6 | 0 | 0
8180 | 1300 | 0 | 0 | 0 | 0 | 0 | 0 | 1300 | 0 | 0
8181 | 1517.6 | 0 | 0 | 0 | 0 | 0 | 0 | 113.703 | 0 | 1461.1434
8182 | 1541.6 | 0 | 0 | 0 | 0 | 0 | 0 | 0 | 0 | 1604.4615
8183 | 1264.8 | 0 | 0 | 0 | 0 | 0 | 0 | 0 | 0 | 1316.3745
8184 | 1515.2 | 0 | 0 | 0 | 0 | 0 | 0 | 0 | 0 | 1576.985
8185 | 1142.4 | 0 | 0 | 0 | 0 | 0 | 0 | 1142.4 | 0 | 0
8186 | 1111.2 | 0 | 0 | 0 | 0 | 0 | 0 | 1111.2 | 0 | 0
8187 | 1584.8 | 0 | 0 | 0 | 0 | 0 | 0 | 1584.8 | 0 | 0
8188 | 1384 | 0 | 0 | 0 | 0 | 0 | 0 | 1384 | 0 | 0
8189 | 1290.4 | 0 | 0 | 0 | 0 | 0 | 0 | 1290.4 | 0 | 0
8190 | 1424 | 0 | 0 | 0 | 0 | 0 | 0 | 1424 | 0 | 0
8191 | 1168.8 | 85.77 | 289.8605 | 289.8605 | 0 | 0 | 0 | 0 | 0 | 926.5994
8192 | 1085.638 | 243.67 | 1125.7625 | 1125.7625 | 0 | 0 | 0 | 0 | 0 | 4.1444
8193 | 1060.777 | 492.06 | 2290.579 | 1104.0321 | -1186.547 | 0 | 0 | 0 | 0 | 0
8194 | 1138.269 | 616.22 | 2773.9054 | 1184.684 | -1589.2214 | 0 | 0 | 0 | 0 | 0
8195 | 1033.825 | 757.41 | 3326.0916 | 1075.98 | -2093.1229 | 0 | 156.9887 | 0 | 0 | 0
8196 | 1090.429 | 813.17 | 3525.085 | 1134.8922 | -2093.1229 | 0 | 297.07 | 0 | 0 | 0
8197 | 1135.24 | 719.85 | 3144.2179 | 1181.5314 | -1962.6865 | 0 | 0 | 0 | 0 | 0
8198 | 1171.847 | 530.58 | 2361.024 | 1219.6312 | -1141.3928 | 0 | 0 | 0 | 0 | 0
8199 | 1104.482 | 256.09 | 1148.4764 | 1148.4764 | 0 | 0 | 0 | 0 | 0 | 1.0429
8200 | 224.458 | 175.92 | 790.8759 | 233.6107 | -557.2652 | 0 | 0 | 0 | 0 | 0
8201 | 183.44 | 85.9 | 364.9702 | 190.9201 | -174.0501 | 0 | 0 | 0 | 0 | 0
8202 | 160.064 | 2.94 | 0 | 0 | 0 | 0 | 0 | 0 | 0 | 166.5909
8203 | 206.4 | 0 | 0 | 0 | 0 | 0 | 0 | 0 | 0 | 214.8163
8204 | 149.6 | 0 | 0 | 0 | 0 | 0 | 0 | 0 | 0 | 155.7002
8205 | 116 | 0 | 0 | 0 | 0 | 0 | 0 | 0 | 0 | 120.7301
8206 | 109.6 | 0 | 0 | 0 | 0 | 0 | 0 | 0 | 0 | 114.0691
8207 | 99.2 | 0 | 0 | 0 | 0 | 0 | 0 | 0 | 0 | 103.2451
8208 | 108.8 | 0 | 0 | 0 | 0 | 0 | 0 | 0 | 0 | 113.2365
8209 | 100.8 | 0 | 0 | 0 | 0 | 0 | 0 | 0 | 0 | 104.9103
8210 | 109.6 | 0 | 0 | 0 | 0 | 0 | 0 | 0 | 0 | 114.0691
8211 | 100 | 0 | 0 | 0 | 0 | 0 | 0 | 0 | 0 | 104.0777
8212 | 104 | 0 | 0 | 0 | 0 | 0 | 0 | 0 | 0 | 108.2408
8213 | 93.6 | 0 | 0 | 0 | 0 | 0 | 0 | 0 | 0 | 97.4167
8214 | 101.6 | 0 | 0 | 0 | 0 | 0 | 0 | 0 | 0 | 105.7429
8215 | 93.6 | 60.06 | 210.6137 | 97.4167 | -113.197 | 0 | 0 | 0 | 0 | 0
8216 | 100.012 | 103.92 | 461.0849 | 104.0902 | -356.9948 | 0 | 0 | 0 | 0 | 0
8217 | 218.574 | 360.99 | 1663.6307 | 227.4867 | -1370.447 | 0 | 65.697 | 0 | 0 | 0
8218 | 955.563 | 592.93 | 2645.512 | 994.5278 | 0 | 0 | 1650.9842 | 0 | 0 | 0
8219 | 1162.174 | 506.07 | 2225.9749 | 1209.5637 | 0 | 0 | 1016.4112 | 0 | 0 | 0
8220 | 1591.079 | 506.03 | 2214.5586 | 1655.9581 | 0 | 0 | 558.6005 | 0 | 0 | 0
8221 | 1379.816 | 617.47 | 2693.3211 | 1436.0805 | 0 | 0 | 1257.2407 | 0 | 0 | 0
8222 | 1610.809 | 601.56 | 2650.3808 | 1676.4926 | 0 | 0 | 973.8882 | 0 | 0 | 0
8223 | 1808.052 | 294.51 | 1320.7686 | 1320.7686 | 0 | 0 | 0 | 539.03 | 0 | 0
8224 | 2055.558 | 289.04 | 1319.7372 | 1319.7372 | 0 | 0 | 0 | 787.527 | 0 | 0
8225 | 1608.955 | 108.6 | 457.5172 | 457.5172 | 0 | 0 | 0 | 1169.363 | 0 | 0
8226 | 1527.332 | 1.96 | 0 | 0 | 0 | 0 | 0 | 1527.332 | 0 | 0
8227 | 1779.2 | 0 | 0 | 0 | 0 | 0 | 0 | 0 | 0 | 1851.7501
8228 | 1836.8 | 0 | 0 | 0 | 0 | 0 | 0 | 0 | 0 | 1911.6988
8229 | 1579.2 | 0 | 0 | 0 | 0 | 0 | 0 | 0 | 0 | 1643.5947
8230 | 1553.6 | 0 | 0 | 0 | 0 | 0 | 0 | 0 | 0 | 1616.9508
8231 | 1396 | 0 | 0 | 0 | 0 | 0 | 0 | 0 | 0 | 1452.9244
8232 | 1387.2 | 0 | 0 | 0 | 0 | 0 | 0 | 1387.2 | 0 | 0
8233 | 1321.6 | 0 | 0 | 0 | 0 | 0 | 0 | 1321.6 | 0 | 0
8234 | 1526.4 | 0 | 0 | 0 | 0 | 0 | 0 | 1526.4 | 0 | 0
8235 | 1572 | 0 | 0 | 0 | 0 | 0 | 0 | 1572 | 0 | 0
8236 | 1433.6 | 0 | 0 | 0 | 0 | 0 | 0 | 1433.6 | 0 | 0
8237 | 1316 | 0 | 0 | 0 | 0 | 0 | 0 | 1316 | 0 | 0
8238 | 1384.8 | 0 | 0 | 0 | 0 | 0 | 0 | 1384.8 | 0 | 0
8239 | 1184.8 | 31.38 | 104.2754 | 0 | -104.2754 | 0 | 0 | 1184.8 | 0 | 0
8240 | 1308.643 | 156.67 | 712.24 | 0 | -712.24 | 0 | 0 | 1308.643 | 0 | 0
8241 | 1418.787 | 465.11 | 2160.4361 | 67.3133 | -2093.1229 | 0 | 0 | 1354.111 | 0 | 0
8242 | 1582.275 | 730.82 | 3282.5174 | 1189.3945 | -2093.1229 | 0 | 0 | 439.48 | 0 | 0
8243 | 1549.679 | 872.74 | 3801.6287 | 1612.8699 | -2093.1229 | 0 | 95.6359 | 0 | 0 | 0
8244 | 1523.622 | 601.51 | 2650.8012 | 557.6784 | -2093.1229 | 0 | 0 | 987.793 | 0 | 0
8245 | 1514.182 | 365.97 | 1611.9364 | 1367.0489 | -244.8875 | 0 | 0 | 200.693 | 0 | 0
8246 | 1331.149 | 221.47 | 977.9357 | 977.9357 | 0 | 0 | 0 | 391.528 | 0 | 0
8247 | 1245.736 | 39.23 | 145.4277 | 145.4277 | 0 | 0 | 0 | 1106.006 | 0 | 0
8248 | 1236.827 | 50.98 | 201.9555 | 201.9555 | 0 | 0 | 0 | 1042.784 | 0 | 0
8249 | 1300.328 | 66.5 | 274.558 | 274.558 | 0 | 0 | 0 | 1036.527 | 0 | 0
8250 | 1367.211 | 2.94 | 0 | 0 | 0 | 0 | 0 | 1367.211 | 0 | 0
8251 | 1213.6 | 0 | 0 | 0 | 0 | 0 | 0 | 0 | 0 | 1263.0867
8252 | 1144.8 | 0 | 0 | 0 | 0 | 0 | 0 | 0 | 0 | 1191.4813
8253 | 1432 | 0 | 0 | 0 | 0 | 0 | 0 | 0 | 0 | 1490.3924
8254 | 1488.8 | 0 | 0 | 0 | 0 | 0 | 0 | 0 | 0 | 1549.5085
8255 | 1432.8 | 0 | 0 | 0 | 0 | 0 | 0 | 0 | 0 | 1491.225
8256 | 1107.2 | 0 | 0 | 0 | 0 | 0 | 0 | 1107.2 | 0 | 0
8257 | 1325.6 | 0 | 0 | 0 | 0 | 0 | 0 | 1325.6 | 0 | 0
8258 | 1274.4 | 0 | 0 | 0 | 0 | 0 | 0 | 1274.4 | 0 | 0
8259 | 1459.2 | 0 | 0 | 0 | 0 | 0 | 0 | 1459.2 | 0 | 0
8260 | 1384.8 | 0 | 0 | 0 | 0 | 0 | 0 | 1384.8 | 0 | 0
8261 | 1256 | 0 | 0 | 0 | 0 | 0 | 0 | 1256 | 0 | 0
8262 | 1425.6 | 0 | 0 | 0 | 0 | 0 | 0 | 1425.6 | 0 | 0
8263 | 991.2 | 57.91 | 196.762 | 0 | -196.762 | 0 | 0 | 991.2 | 0 | 0
8264 | 982.402 | 226.07 | 1034.7746 | 0 | -1034.7746 | 0 | 0 | 982.402 | 0 | 0
8265 | 1106.567 | 526.87 | 2429.8797 | 457.9283 | -1971.9515 | 0 | 0 | 666.581 | 0 | 0
8266 | 1162.384 | 476.21 | 2134.2023 | 1209.7823 | -924.42 | 0 | 0 | 0 | 0 | 0
8267 | 957.501 | 501.36 | 2216.2613 | 996.5448 | -1219.7165 | 0 | 0 | 0 | 0 | 0
8268 | 1301.609 | 616.41 | 2699.4253 | 1354.6844 | -1344.7409 | 0 | 0 | 0 | 0 | 0
8269 | 1278.001 | 532.39 | 2347.5324 | 1330.1138 | -1017.4186 | 0 | 0 | 0 | 0 | 0
8270 | 1638.085 | 396.68 | 1769.4173 | 1704.8809 | -64.5365 | 0 | 0 | 0 | 0 | 0
8271 | 1340.07 | 34.32 | 123.9919 | 123.9919 | 0 | 0 | 0 | 1220.936 | 0 | 0
8272 | 1262.195 | 96.5 | 415.0462 | 415.0462 | 0 | 0 | 0 | 863.41 | 0 | 0
8273 | 1317.571 | 8.81 | 12.3759 | 12.3759 | 0 | 0 | 0 | 1305.68 | 0 | 0
8274 | 1073.537 | 0.98 | 0 | 0 | 0 | 0 | 0 | 1073.537 | 0 | 0
8275 | 968 | 0 | 0 | 0 | 0 | 0 | 0 | 0 | 0 | 1007.4719
8276 | 1704.8 | 0 | 0 | 0 | 0 | 0 | 0 | 0 | 0 | 1774.3163
8277 | 1280 | 0 | 0 | 0 | 0 | 0 | 0 | 0 | 0 | 1332.1943
8278 | 953.6 | 0 | 0 | 0 | 0 | 0 | 0 | 0 | 0 | 992.4848
8279 | 1074.4 | 0 | 0 | 0 | 0 | 0 | 0 | 0 | 0 | 1118.2106
8280 | 1128 | 0 | 0 | 0 | 0 | 0 | 0 | 1128 | 0 | 0
8281 | 1326.4 | 0 | 0 | 0 | 0 | 0 | 0 | 1326.4 | 0 | 0
8282 | 1213.6 | 0 | 0 | 0 | 0 | 0 | 0 | 1213.6 | 0 | 0
8283 | 932 | 0 | 0 | 0 | 0 | 0 | 0 | 932 | 0 | 0
8284 | 1318.4 | 0 | 0 | 0 | 0 | 0 | 0 | 1318.4 | 0 | 0
8285 | 1150.4 | 0 | 0 | 0 | 0 | 0 | 0 | 1150.4 | 0 | 0
8286 | 1121.6 | 0 | 0 | 0 | 0 | 0 | 0 | 1121.6 | 0 | 0
8287 | 1252.8 | 68.6 | 230.0595 | 0 | -230.0595 | 0 | 0 | 1252.8 | 0 | 0
8288 | 1217.408 | 233.01 | 1055.7557 | 0 | -1055.7557 | 0 | 0 | 1217.408 | 0 | 0
8289 | 1302.102 | 513.36 | 2331.7615 | 777.403 | -1554.3585 | 0 | 0 | 555.156 | 0 | 0
8290 | 1274.013 | 414.65 | 1841.0426 | 1325.9632 | -515.0794 | 0 | 0 | 0 | 0 | 0
8291 | 1359.024 | 381.27 | 1692.3884 | 1414.4406 | -277.9478 | 0 | 0 | 0 | 0 | 0
8292 | 1360.939 | 722.65 | 3097.8305 | 1416.4337 | -1681.3968 | 0 | 0 | 0 | 0 | 0
8293 | 1309.39 | 448.95 | 1974.0174 | 1362.7827 | -611.2347 | 0 | 0 | 0 | 0 | 0
8294 | 1346.761 | 484.61 | 2149.6183 | 1401.6776 | -747.9407 | 0 | 0 | 0 | 0 | 0
8295 | 1666.961 | 261.88 | 1175.4544 | 1175.4544 | 0 | 0 | 0 | 537.56 | 0 | 0
8296 | 1629.508 | 95.6 | 412.2153 | 412.2153 | 0 | 0 | 0 | 1233.443 | 0 | 0
8297 | 1510.972 | 9.79 | 16.5556 | 16.5556 | 0 | 0 | 0 | 1495.065 | 0 | 0
8298 | 1715.055 | 0.98 | 0 | 0 | 0 | 0 | 0 | 1715.055 | 0 | 0
8299 | 1569.6 | 0 | 0 | 0 | 0 | 0 | 0 | 0 | 0 | 1633.6033
8300 | 1138.4 | 0 | 0 | 0 | 0 | 0 | 0 | 0 | 0 | 1184.8203
8301 | 1421.6 | 0 | 0 | 0 | 0 | 0 | 0 | 0 | 0 | 1479.5683
8302 | 1424.8 | 0 | 0 | 0 | 0 | 0 | 0 | 0 | 0 | 1482.8988
8303 | 1243.2 | 0 | 0 | 0 | 0 | 0 | 0 | 0 | 0 | 1293.8937
8304 | 1226.4 | 0 | 0 | 0 | 0 | 0 | 0 | 1226.4 | 0 | 0
8305 | 871.2 | 0 | 0 | 0 | 0 | 0 | 0 | 871.2 | 0 | 0
8306 | 1341.6 | 0 | 0 | 0 | 0 | 0 | 0 | 1341.6 | 0 | 0
8307 | 1340 | 0 | 0 | 0 | 0 | 0 | 0 | 1340 | 0 | 0
8308 | 1356 | 0 | 0 | 0 | 0 | 0 | 0 | 1356 | 0 | 0
8309 | 1612 | 0 | 0 | 0 | 0 | 0 | 0 | 1612 | 0 | 0
8310 | 1690.4 | 0 | 0 | 0 | 0 | 0 | 0 | 1690.4 | 0 | 0
8311 | 1544.8 | 74.93 | 246.4903 | 246.4903 | 0 | 0 | 0 | 1307.967 | 0 | 0
8312 | 1215.149 | 309.6 | 1407.1094 | 1264.6989 | -142.4105 | 0 | 0 | 0 | 0 | 0
8313 | 1492.134 | 543.38 | 2479.1033 | 1552.9784 | -926.1248 | 0 | 0 | 0 | 0 | 0
8314 | 1882.658 | 634.12 | 2795.3776 | 1959.4268 | -835.9509 | 0 | 0 | 0 | 0 | 0
8315 | 1450.765 | 581.55 | 2535.1262 | 1509.9225 | -1025.2037 | 0 | 0 | 0 | 0 | 0
8316 | 1737.05 | 438.67 | 1910.7205 | 1807.8813 | -102.8392 | 0 | 0 | 0 | 0 | 0
8317 | 1360.505 | 569.12 | 2446.3271 | 1415.982 | -1030.3451 | 0 | 0 | 0 | 0 | 0
8318 | 1346.552 | 600.16 | 2589.8482 | 1401.4601 | -1188.3881 | 0 | 0 | 0 | 0 | 0
8319 | 1602.583 | 201.37 | 885.4617 | 885.4617 | 0 | 0 | 0 | 751.813 | 0 | 0
8320 | 1371.928 | 125.3 | 545.8489 | 545.8489 | 0 | 0 | 0 | 847.465 | 0 | 0
8321 | 1617.23 | 59.24 | 240.6318 | 240.6318 | 0 | 0 | 0 | 1386.026 | 0 | 0
8322 | 1416.264 | 2.94 | 0 | 0 | 0 | 0 | 0 | 1416.264 | 0 | 0
8323 | 1540.8 | 0 | 0 | 0 | 0 | 0 | 0 | 0 | 0 | 1603.6289
8324 | 1249.6 | 0 | 0 | 0 | 0 | 0 | 0 | 0 | 0 | 1300.5547
8325 | 1344 | 0 | 0 | 0 | 0 | 0 | 0 | 0 | 0 | 1398.804
8326 | 1529.6 | 0 | 0 | 0 | 0 | 0 | 0 | 0 | 0 | 1591.9722
8327 | 1204 | 0 | 0 | 0 | 0 | 0 | 0 | 0 | 0 | 1253.0953
8328 | 1254.4 | 0 | 0 | 0 | 0 | 0 | 0 | 1254.4 | 0 | 0
8329 | 1176.8 | 0 | 0 | 0 | 0 | 0 | 0 | 1176.8 | 0 | 0
8330 | 1458.4 | 0 | 0 | 0 | 0 | 0 | 0 | 1458.4 | 0 | 0
8331 | 1106.4 | 0 | 0 | 0 | 0 | 0 | 0 | 1106.4 | 0 | 0
8332 | 1453.6 | 0 | 0 | 0 | 0 | 0 | 0 | 1453.6 | 0 | 0
8333 | 1477.6 | 0 | 0 | 0 | 0 | 0 | 0 | 1477.6 | 0 | 0
8334 | 1080 | 0 | 0 | 0 | 0 | 0 | 0 | 1080 | 0 | 0
8335 | 1225.6 | 66.12 | 218.457 | 218.457 | 0 | 0 | 0 | 1015.702 | 0 | 0
8336 | 918.666 | 238.97 | 1089.6288 | 956.1263 | -133.5025 | 0 | 0 | 0 | 0 | 0
8337 | 1374.39 | 543.91 | 2519.9381 | 1430.4332 | -1089.5049 | 0 | 0 | 0 | 0 | 0
8338 | 1560.354 | 637.58 | 2878.5399 | 1623.9802 | -1254.5596 | 0 | 0 | 0 | 0 | 0
8339 | 1797.136 | 656.57 | 2909.0679 | 1870.4174 | -1038.6505 | 0 | 0 | 0 | 0 | 0
8340 | 1185.147 | 689.88 | 3025.408 | 1233.4735 | -1791.9345 | 0 | 0 | 0 | 0 | 0
8341 | 1448.412 | 626.36 | 2754.6989 | 1507.4736 | -1247.2253 | 0 | 0 | 0 | 0 | 0
8342 | 1481.714 | 581.63 | 2582.7011 | 1542.1335 | -1040.5676 | 0 | 0 | 0 | 0 | 0
8343 | 915.477 | 459.11 | 2071.3488 | 952.8072 | -1118.5416 | 0 | 0 | 0 | 0 | 0
8344 | 1225.411 | 307.24 | 1411.0186 | 1275.3793 | -135.6392 | 0 | 0 | 0 | 0 | 0
8345 | 1517.155 | 100.11 | 426.8527 | 426.8527 | 0 | 0 | 0 | 1107.026 | 0 | 0
8346 | 1563.602 | 3.91 | 0 | 0 | 0 | 0 | 0 | 1563.602 | 0 | 0
8347 | 1392 | 0 | 0 | 0 | 0 | 0 | 0 | 1392 | 0 | 0
8348 | 1641.6 | 0 | 0 | 0 | 0 | 0 | 0 | 621.809 | 0 | 1061.3748
8349 | 1546.4 | 0 | 0 | 0 | 0 | 0 | 0 | 0 | 0 | 1609.4572
8350 | 1494.4 | 0 | 0 | 0 | 0 | 0 | 0 | 0 | 0 | 1555.3368
8351 | 1361.6 | 0 | 0 | 0 | 0 | 0 | 0 | 0 | 0 | 1417.1217
8352 | 1280.8 | 0 | 0 | 0 | 0 | 0 | 0 | 0 | 0 | 1333.0269
8353 | 1408 | 0 | 0 | 0 | 0 | 0 | 0 | 1408 | 0 | 0
8354 | 1036.8 | 0 | 0 | 0 | 0 | 0 | 0 | 1036.8 | 0 | 0
8355 | 1119.2 | 0 | 0 | 0 | 0 | 0 | 0 | 1119.2 | 0 | 0
8356 | 1168 | 0 | 0 | 0 | 0 | 0 | 0 | 1168 | 0 | 0
8357 | 1204.8 | 0 | 0 | 0 | 0 | 0 | 0 | 1204.8 | 0 | 0
8358 | 1127.2 | 0 | 0 | 0 | 0 | 0 | 0 | 1127.2 | 0 | 0
8359 | 1190.4 | 81.32 | 262.8898 | 262.8898 | 0 | 0 | 0 | 0 | 0 | 976.0509
8360 | 210.344 | 321.55 | 1455.1818 | 218.9212 | -1236.2607 | 0 | 0 | 0 | 0 | 0
8361 | 101.182 | 556.12 | 2558.9496 | 105.3068 | -2093.1229 | 0 | 360.5199 | 0 | 0 | 0
8362 | 0 | 529.89 | 2387.3234 | -0.0010408 | -2093.1229 | 0 | 294.2016 | 0 | 0 | 0
8363 | 0 | 333.11 | 1480.8693 | 0 | -1480.8693 | 0 | 0 | 0 | 0 | 0
8364 | 0 | 452.11 | 2005.8329 | 0 | -2005.8329 | 0 | 0 | 0 | 0 | 0
8365 | 0 | 454.25 | 2020.4943 | 0 | -1921.6289 | 0 | 98.8655 | 0 | 0 | 0
8366 | 0 | 689.65 | 3062.4472 | 0 | 0 | 0 | 3062.4472 | 0 | 0 | 0
8367 | 0 | 498.07 | 2253.5638 | 0 | 0 | 0 | 2253.5638 | 0 | 0 | 0
8368 | 0 | 266.17 | 1214.4242 | 0 | 0 | 0 | 1214.4242 | 0 | 0 | 0
8369 | 0 | 97.58 | 415.3574 | 0 | 0 | 0 | 415.3574 | 0 | 0 | 0
8370 | 0 | 3.91 | 0 | 0 | 0 | 0 | 0 | 0 | 0 | 0
8371 | 0 | 0 | 0 | 0 | 0 | 0 | 0 | 0 | 0 | 0
8372 | 0 | 0 | 0 | 0 | 0 | 0 | 0 | 0 | 0 | 0
8373 | 137.6 | 0 | 0 | 0 | 0 | 0 | 0 | 0 | 0 | 143.2109
8374 | 224 | 0 | 0 | 0 | 0 | 0 | 0 | 0 | 0 | 233.134
8375 | 279.2 | 0 | 0 | 0 | 0 | 0 | 0 | 0 | 0 | 290.5849
8376 | 275.2 | 0 | 0 | 0 | 0 | 0 | 0 | 0 | 0 | 286.4218
8377 | 272 | 0 | 0 | 0 | 0 | 0 | 0 | 0 | 0 | 283.0913
8378 | 291.2 | 0 | 0 | 0 | 0 | 0 | 0 | 0 | 0 | 303.0742
8379 | 199.2 | 0 | 0 | 0 | 0 | 0 | 0 | 0 | 0 | 207.3227
8380 | 207.2 | 0 | 0 | 0 | 0 | 0 | 0 | 0 | 0 | 215.649
8381 | 285.6 | 0 | 0 | 0 | 0 | 0 | 0 | 0 | 0 | 297.2459
8382 | 264 | 0 | 0 | 0 | 0 | 0 | 0 | 0 | 0 | 274.7651
8383 | 318.4 | 52.93 | 174.8578 | 174.8578 | 0 | 0 | 0 | 0 | 0 | 156.5255
8384 | 138.494 | 323.49 | 1467.5817 | 144.1413 | -1323.4403 | 0 | 0 | 0 | 0 | 0
8385 | 740.535 | 559.43 | 2580.4947 | 770.7316 | -1671.3793 | 0 | 138.3838 | 0 | 0 | 0
8386 | 1328.616 | 648.88 | 2893.807 | 1382.7927 | 0 | 0 | 1511.0143 | 0 | 0 | 0
8387 | 1321.969 | 852.48 | 3695.5777 | 1375.8747 | 0 | 0 | 2319.7031 | 0 | 0 | 0
8388 | 1360.73 | 842.42 | 3635.0087 | 1416.2162 | 0 | 0 | 2218.7925 | 0 | 0 | 0
8389 | 1345.146 | 660.2 | 2901.9261 | 1399.9967 | 0 | 0 | 1501.9294 | 0 | 0 | 0
8390 | 1049.667 | 540.38 | 2401.2053 | 1092.4691 | 0 | 0 | 1308.7362 | 0 | 0 | 0
8391 | 978.516 | 479.21 | 2171.4455 | 1018.4167 | 0 | 0 | 1153.0287 | 0 | 0 | 0
8392 | 1113.713 | 151.87 | 672.6821 | 672.6821 | 0 | 0 | 0 | 467.386 | 0 | 0
8393 | 1271.929 | 33.31 | 121.6345 | 121.6345 | 0 | 0 | 0 | 1155.06 | 0 | 0
8394 | 1081.973 | 1.96 | 0 | 0 | 0 | 0 | 0 | 52.7 | 0 | 1071.2435
8395 | 1176.8 | 0 | 0 | 0 | 0 | 0 | 0 | 0 | 0 | 1224.7861
8396 | 942.4 | 0 | 0 | 0 | 0 | 0 | 0 | 0 | 0 | 980.828
8397 | 892.8 | 0 | 0 | 0 | 0 | 0 | 0 | 0 | 0 | 929.2055
8398 | 998.4 | 0 | 0 | 0 | 0 | 0 | 0 | 0 | 0 | 1039.1116
8399 | 1292 | 0 | 0 | 0 | 0 | 0 | 0 | 0 | 0 | 1344.6836
8400 | 1080.8 | 0 | 0 | 0 | 0 | 0 | 0 | 0 | 0 | 1124.8716
8401 | 1272.8 | 0 | 0 | 0 | 0 | 0 | 0 | 1272.8 | 0 | 0
8402 | 1246.4 | 0 | 0 | 0 | 0 | 0 | 0 | 1246.4 | 0 | 0
8403 | 1290.4 | 0 | 0 | 0 | 0 | 0 | 0 | 1290.4 | 0 | 0
8404 | 856 | 0 | 0 | 0 | 0 | 0 | 0 | 856 | 0 | 0
8405 | 1009.6 | 0 | 0 | 0 | 0 | 0 | 0 | 1009.6 | 0 | 0
8406 | 1304.8 | 0 | 0 | 0 | 0 | 0 | 0 | 1304.8 | 0 | 0
8407 | 1032.8 | 61.69 | 199.749 | 199.749 | 0 | 0 | 0 | 0 | 0 | 875.1653
8408 | 1361.032 | 275.11 | 1256.1041 | 1256.1041 | 0 | 0 | 0 | 0 | 0 | 160.4264
8409 | 1132.013 | 420.5 | 1948.0053 | 1178.1729 | -769.8324 | 0 | 0 | 0 | 0 | 0
8410 | 1598.971 | 593.45 | 2682.8936 | 1664.1719 | -1018.7217 | 0 | 0 | 0 | 0 | 0
8411 | 1537.183 | 859.91 | 3805.6222 | 1599.8644 | -2093.1229 | 0 | 112.6349 | 0 | 0 | 0
8412 | 1425.846 | 940.51 | 4123.6055 | 1483.9874 | -2093.1229 | 0 | 546.4952 | 0 | 0 | 0
8413 | 1392.659 | 892.95 | 3920.5406 | 1449.4461 | -2093.1229 | 0 | 377.9716 | 0 | 0 | 0
8414 | 1295.781 | 487.18 | 2196.1379 | 1348.6188 | -847.5191 | 0 | 0 | 0 | 0 | 0
8415 | 1618.778 | 555.6 | 2507.5071 | 1684.7866 | -822.7205 | 0 | 0 | 0 | 0 | 0
8416 | 1607.397 | 350.06 | 1607.589 | 1607.589 | 0 | 0 | 0 | 62.792 | 0 | 0
8417 | 1627.259 | 46.07 | 180.1647 | 180.1647 | 0 | 0 | 0 | 1454.153 | 0 | 0
8418 | 1365.124 | 2.94 | 0 | 0 | 0 | 0 | 0 | 1365.124 | 0 | 0
8419 | 1428 | 0 | 0 | 0 | 0 | 0 | 0 | 0 | 0 | 1486.2293
8420 | 1173.6 | 0 | 0 | 0 | 0 | 0 | 0 | 0 | 0 | 1221.4556
8421 | 1508 | 0 | 0 | 0 | 0 | 0 | 0 | 0 | 0 | 1569.4914
8422 | 1451.2 | 0 | 0 | 0 | 0 | 0 | 0 | 0 | 0 | 1510.3753
8423 | 1724 | 0 | 0 | 0 | 0 | 0 | 0 | 0 | 0 | 1794.2992
8424 | 1598.4 | 0 | 0 | 0 | 0 | 0 | 0 | 1598.4 | 0 | 0
8425 | 1463.2 | 0 | 0 | 0 | 0 | 0 | 0 | 1463.2 | 0 | 0
8426 | 1581.6 | 0 | 0 | 0 | 0 | 0 | 0 | 1581.6 | 0 | 0
8427 | 1542.4 | 0 | 0 | 0 | 0 | 0 | 0 | 1542.4 | 0 | 0
8428 | 1321.6 | 0 | 0 | 0 | 0 | 0 | 0 | 1321.6 | 0 | 0
8429 | 1266.4 | 0 | 0 | 0 | 0 | 0 | 0 | 1266.4 | 0 | 0
8430 | 1100 | 0 | 0 | 0 | 0 | 0 | 0 | 1100 | 0 | 0
8431 | 1120 | 66.76 | 215.4346 | 215.4346 | 0 | 0 | 0 | 913.006 | 0 | 0
8432 | 977.25 | 253.67 | 1165.1881 | 1017.0991 | -148.089 | 0 | 0 | 0 | 0 | 0
8433 | 1164.458 | 446.58 | 2078.9641 | 1211.9409 | -867.0233 | 0 | 0 | 0 | 0 | 0
8434 | 1811.107 | 594.87 | 2688.8593 | 1884.9581 | -803.9012 | 0 | 0 | 0 | 0 | 0
8435 | 1589.091 | 731.6 | 3233.8455 | 1653.889 | -1579.9564 | 0 | 0 | 0 | 0 | 0
8436 | 1463.659 | 720.34 | 3167.2024 | 1523.3423 | -1643.8601 | 0 | 0 | 0 | 0 | 0
8437 | 1438.004 | 638.71 | 2816.3285 | 1496.6412 | -1319.6873 | 0 | 0 | 0 | 0 | 0
8438 | 1439.024 | 509.14 | 2267.9557 | 1497.7028 | -770.2529 | 0 | 0 | 0 | 0 | 0
8439 | 1791.185 | 237.81 | 1059.5274 | 1059.5274 | 0 | 0 | 0 | 773.169 | 0 | 0
8440 | 1612.223 | 143.15 | 631.4039 | 631.4039 | 0 | 0 | 0 | 1005.557 | 0 | 0
8441 | 1277.059 | 24.49 | 81.7176 | 81.7176 | 0 | 0 | 0 | 1198.543 | 0 | 0
8442 | 1399.92 | 1.96 | 0 | 0 | 0 | 0 | 0 | 1399.92 | 0 | 0
8443 | 1373.6 | 0 | 0 | 0 | 0 | 0 | 0 | 0 | 0 | 1429.611
8444 | 1170.4 | 0 | 0 | 0 | 0 | 0 | 0 | 0 | 0 | 1218.1252
8445 | 1194.4 | 0 | 0 | 0 | 0 | 0 | 0 | 0 | 0 | 1243.1038
8446 | 1397.6 | 0 | 0 | 0 | 0 | 0 | 0 | 0 | 0 | 1454.5896
8447 | 1476 | 0 | 0 | 0 | 0 | 0 | 0 | 0 | 0 | 1536.1865
8448 | 1419.2 | 0 | 0 | 0 | 0 | 0 | 0 | 1419.2 | 0 | 0
8449 | 1497.6 | 0 | 0 | 0 | 0 | 0 | 0 | 1497.6 | 0 | 0
8450 | 1310.4 | 0 | 0 | 0 | 0 | 0 | 0 | 1310.4 | 0 | 0
8451 | 1341.6 | 0 | 0 | 0 | 0 | 0 | 0 | 1341.6 | 0 | 0
8452 | 1416 | 0 | 0 | 0 | 0 | 0 | 0 | 1416 | 0 | 0
8453 | 957.6 | 0 | 0 | 0 | 0 | 0 | 0 | 957.6 | 0 | 0
8454 | 1168 | 0 | 0 | 0 | 0 | 0 | 0 | 1168 | 0 | 0
8455 | 1116.8 | 70.85 | 230.3177 | 230.3177 | 0 | 0 | 0 | 895.506 | 0 | 0
8456 | 1100.114 | 267.27 | 1226.2963 | 1144.9731 | -81.3232 | 0 | 0 | 0 | 0 | 0
8457 | 1505.134 | 451.1 | 2103.9688 | 1566.5085 | -537.4603 | 0 | 0 | 0 | 0 | 0
8458 | 1372.623 | 595.54 | 2700.7263 | 1428.5942 | -1272.1321 | 0 | 0 | 0 | 0 | 0
8459 | 1730.814 | 676.3 | 3005.8113 | 1801.391 | -1204.4202 | 0 | 0 | 0 | 0 | 0
8460 | 1451.75 | 672.88 | 2971.0993 | 1510.9477 | -1460.1516 | 0 | 0 | 0 | 0 | 0
8461 | 1419.609 | 485.51 | 2157.5875 | 1477.4961 | -680.0914 | 0 | 0 | 0 | 0 | 0
8462 | 1566.858 | 594.47 | 2639.1862 | 1630.7494 | -1008.4367 | 0 | 0 | 0 | 0 | 0
8463 | 1497.729 | 440.64 | 1987.0406 | 1558.8016 | -428.2391 | 0 | 0 | 0 | 0 | 0
8464 | 1156.838 | 303.14 | 1388.8261 | 1204.0101 | -184.8159 | 0 | 0 | 0 | 0 | 0
8465 | 1305.359 | 102.76 | 442.0887 | 442.0887 | 0 | 0 | 0 | 880.591 | 0 | 0
8466 | 1419.829 | 4.89 | 0 | 0 | 0 | 0 | 0 | 1419.829 | 0 | 0
8467 | 1196 | 0 | 0 | 0 | 0 | 0 | 0 | 0 | 0 | 1244.769
8468 | 1183.2 | 0 | 0 | 0 | 0 | 0 | 0 | 0 | 0 | 1231.4471
8469 | 1408.8 | 0 | 0 | 0 | 0 | 0 | 0 | 0 | 0 | 1466.2463
8470 | 1412 | 0 | 0 | 0 | 0 | 0 | 0 | 0 | 0 | 1469.5768
8471 | 1347.2 | 0 | 0 | 0 | 0 | 0 | 0 | 0 | 0 | 1402.1345
8472 | 1276 | 0 | 0 | 0 | 0 | 0 | 0 | 1276 | 0 | 0
8473 | 1184 | 0 | 0 | 0 | 0 | 0 | 0 | 1184 | 0 | 0
8474 | 1453.6 | 0 | 0 | 0 | 0 | 0 | 0 | 1453.6 | 0 | 0
8475 | 1312.8 | 0 | 0 | 0 | 0 | 0 | 0 | 1312.8 | 0 | 0
8476 | 1127.2 | 0 | 0 | 0 | 0 | 0 | 0 | 1127.2 | 0 | 0
8477 | 1457.6 | 0 | 0 | 0 | 0 | 0 | 0 | 1457.6 | 0 | 0
8478 | 1394.4 | 0 | 0 | 0 | 0 | 0 | 0 | 1394.4 | 0 | 0
8479 | 1288.8 | 23.71 | 69.4791 | 69.4791 | 0 | 0 | 0 | 1222.043 | 0 | 0
8480 | 1161.104 | 129.81 | 590.186 | 590.186 | 0 | 0 | 0 | 594.041 | 0 | 0
8481 | 829.113 | 369.2 | 1738.2908 | 862.9216 | -875.3693 | 0 | 0 | 0 | 0 | 0
8482 | 1028.635 | 464.6 | 2145.9069 | 1070.5794 | -1075.3275 | 0 | 0 | 0 | 0 | 0
8483 | 1605.522 | 693.3 | 3161.6312 | 1670.99 | -1490.6411 | 0 | 0 | 0 | 0 | 0
8484 | 1388.834 | 730.33 | 3311.2751 | 1445.4662 | -1865.8089 | 0 | 0 | 0 | 0 | 0
8485 | 1422.415 | 605.67 | 2756.1622 | 1480.4165 | -1275.7457 | 0 | 0 | 0 | 0 | 0
8486 | 1624.992 | 608.7 | 2792.7871 | 1691.254 | -1101.5332 | 0 | 0 | 0 | 0 | 0
8487 | 1558.054 | 391.85 | 1816.4521 | 1621.5864 | -194.8657 | 0 | 0 | 0 | 0 | 0
8488 | 1796.174 | 67.67 | 284.2309 | 284.2309 | 0 | 0 | 0 | 1523.079 | 0 | 0
8489 | 1733.951 | 53.03 | 217.0842 | 217.0842 | 0 | 0 | 0 | 1525.372 | 0 | 0
8490 | 1379.821 | 2.94 | 0 | 0 | 0 | 0 | 0 | 1379.821 | 0 | 0
8491 | 1425.6 | 0 | 0 | 0 | 0 | 0 | 0 | 0 | 0 | 1483.7314
8492 | 1449.6 | 0 | 0 | 0 | 0 | 0 | 0 | 0 | 0 | 1508.71
8493 | 1551.2 | 0 | 0 | 0 | 0 | 0 | 0 | 0 | 0 | 1614.453
8494 | 1432.8 | 0 | 0 | 0 | 0 | 0 | 0 | 0 | 0 | 1491.225
8495 | 1576.8 | 0 | 0 | 0 | 0 | 0 | 0 | 0 | 0 | 1641.0968
8496 | 1746.4 | 0 | 0 | 0 | 0 | 0 | 0 | 1746.4 | 0 | 0
8497 | 704 | 0 | 0 | 0 | 0 | 0 | 0 | 704 | 0 | 0
8498 | 883.2 | 0 | 0 | 0 | 0 | 0 | 0 | 883.2 | 0 | 0
8499 | 1075.2 | 0 | 0 | 0 | 0 | 0 | 0 | 1075.2 | 0 | 0
8500 | 876.8 | 0 | 0 | 0 | 0 | 0 | 0 | 876.8 | 0 | 0
8501 | 927.2 | 0 | 0 | 0 | 0 | 0 | 0 | 927.2 | 0 | 0
8502 | 720.8 | 0 | 0 | 0 | 0 | 0 | 0 | 720.8 | 0 | 0
8503 | 638.4 | 49.89 | 159.7291 | 159.7291 | 0 | 0 | 0 | 133.242 | 0 | 366.0266
8504 | 622.722 | 247.18 | 1154.3287 | 648.1146 | -506.2141 | 0 | 0 | 0 | 0 | 0
8505 | 603.316 | 547.64 | 2634.9825 | 627.9173 | -2007.0652 | 0 | 0 | 0 | 0 | 0
8506 | 1098.458 | 740.78 | 3464.2464 | 1143.2486 | -2093.1229 | 0 | 227.875 | 0 | 0 | 0
8507 | 979.053 | 763.01 | 3491.1463 | 1018.9756 | -2093.1229 | 0 | 379.0478 | 0 | 0 | 0
8508 | 716.923 | 797.18 | 3603.9904 | 746.1568 | -2093.1229 | 0 | 764.7107 | 0 | 0 | 0
8509 | 680.172 | 770.89 | 3478.5175 | 707.9072 | -2038.1886 | 0 | 732.4217 | 0 | 0 | 0
8510 | 780.334 | 676.96 | 3080.1238 | 812.1535 | 0 | 0 | 2267.9702 | 0 | 0 | 0
8511 | 882.579 | 501.56 | 2313.4553 | 918.5677 | 0 | 0 | 1394.8876 | 0 | 0 | 0
8512 | 842.753 | 451.72 | 2133.351 | 877.1178 | 0 | 0 | 1256.2332 | 0 | 0 | 0
8513 | 490.41 | 208.07 | 910.6453 | 510.4073 | 0 | 0 | 400.238 | 0 | 0 | 0
8514 | 678.563 | 8.66 | 0 | 0 | 0 | 0 | 0 | 0 | 0 | 706.2326
8515 | 853.6 | 0 | 0 | 0 | 0 | 0 | 0 | 0 | 0 | 888.4071
8516 | 705.6 | 0 | 0 | 0 | 0 | 0 | 0 | 0 | 0 | 734.3721
8517 | 828.8 | 0 | 0 | 0 | 0 | 0 | 0 | 0 | 0 | 862.5958
8518 | 820 | 0 | 0 | 0 | 0 | 0 | 0 | 0 | 0 | 853.437
8519 | 755.2 | 0 | 0 | 0 | 0 | 0 | 0 | 0 | 0 | 785.9946
8520 | 697.6 | 0 | 0 | 0 | 0 | 0 | 0 | 0 | 0 | 726.0459
8521 | 1381.6 | 0 | 0 | 0 | 0 | 0 | 0 | 1381.6 | 0 | 0
8522 | 1472 | 0 | 0 | 0 | 0 | 0 | 0 | 1472 | 0 | 0
8523 | 1526.4 | 0 | 0 | 0 | 0 | 0 | 0 | 1526.4 | 0 | 0
8524 | 1505.6 | 0 | 0 | 0 | 0 | 0 | 0 | 1453.714 | 0 | 54.0017
8525 | 1336.8 | 0 | 0 | 0 | 0 | 0 | 0 | 0 | 0 | 1391.3104
8526 | 1504 | 0 | 0 | 0 | 0 | 0 | 0 | 0 | 0 | 1565.3283
8527 | 1156.8 | 16.65 | 39.5391 | 39.5391 | 0 | 0 | 0 | 0 | 0 | 1164.4315
8528 | 151.282 | 92.09 | 414.2718 | 157.4508 | -256.821 | 0 | 0 | 0 | 0 | 0
8529 | 203.767 | 276.79 | 1319.1794 | 212.076 | -1107.1034 | 0 | 0 | 0 | 0 | 0
8530 | 271.406 | 441.18 | 2090.0869 | 282.4731 | -1807.6138 | 0 | 0 | 0 | 0 | 0
8531 | 225.678 | 633.7 | 2964.4258 | 234.8804 | -2093.1229 | 0 | 636.4225 | 0 | 0 | 0
8532 | 210.894 | 642.07 | 2973.5753 | 219.4925 | -2093.1229 | 0 | 660.9599 | 0 | 0 | 0
8533 | 235.761 | 515.84 | 2380.2003 | 245.3746 | -2093.1229 | 0 | 41.7029 | 0 | 0 | 0
8534 | 236.032 | 340.14 | 1562.8273 | 245.6566 | -1317.1707 | 0 | 0 | 0 | 0 | 0
8535 | 258.885 | 255 | 1169.1285 | 269.4415 | -62.7599 | 0 | 836.9271 | 0 | 0 | 0
8536 | 263.906 | 127.75 | 571.783 | 274.6672 | 0 | 0 | 297.1158 | 0 | 0 | 0
8537 | 505.286 | 60.13 | 251.0832 | 251.0832 | 0 | 0 | 0 | 0 | 0 | 274.8067
8538 | 457.786 | 4.89 | 0 | 0 | 0 | 0 | 0 | 0 | 0 | 476.453
8539 | 296 | 0 | 0 | 0 | 0 | 0 | 0 | 0 | 0 | 308.0699
8540 | 264.8 | 0 | 0 | 0 | 0 | 0 | 0 | 0 | 0 | 275.5977
8541 | 239.2 | 0 | 0 | 0 | 0 | 0 | 0 | 0 | 0 | 248.9538
8542 | 282.4 | 0 | 0 | 0 | 0 | 0 | 0 | 0 | 0 | 293.9154
8543 | 237.6 | 0 | 0 | 0 | 0 | 0 | 0 | 0 | 0 | 247.2886
8544 | 223.2 | 0 | 0 | 0 | 0 | 0 | 0 | 0 | 0 | 232.3014
8545 | 259.2 | 0 | 0 | 0 | 0 | 0 | 0 | 0 | 0 | 269.7693
8546 | 218.4 | 0 | 0 | 0 | 0 | 0 | 0 | 0 | 0 | 227.3057
8547 | 200 | 0 | 0 | 0 | 0 | 0 | 0 | 0 | 0 | 208.1554
8548 | 210.4 | 0 | 0 | 0 | 0 | 0 | 0 | 0 | 0 | 218.9794
8549 | 123.2 | 0 | 0 | 0 | 0 | 0 | 0 | 0 | 0 | 128.2237
8550 | 180 | 0 | 0 | 0 | 0 | 0 | 0 | 0 | 0 | 187.3398
8551 | 153.6 | 27.04 | 79.8349 | 79.8349 | 0 | 0 | 0 | 0 | 0 | 80.0284
8552 | 243.992 | 184.91 | 858.1538 | 253.9412 | -604.2126 | 0 | 0 | 0 | 0 | 0
8553 | 437.884 | 326.66 | 1556.4952 | 455.7395 | -1100.7557 | 0 | 0 | 0 | 0 | 0
8554 | 969.506 | 436.8 | 2053.1144 | 1009.0393 | -1044.075 | 0 | 0 | 0 | 0 | 0
8555 | 1470.638 | 524.69 | 2435.9839 | 1530.6059 | -905.378 | 0 | 0 | 0 | 0 | 0
8556 | 1520.337 | 639.45 | 2935.4756 | 1582.3315 | -437.8923 | 0 | 915.2518 | 0 | 0 | 0
8557 | 1436.091 | 646.24 | 2952.4569 | 1494.6502 | 0 | 0 | 1457.8067 | 0 | 0 | 0
8558 | 1653.246 | 503.83 | 2309.618 | 1720.6601 | 0 | 0 | 588.9579 | 0 | 0 | 0
8559 | 1597.991 | 424.73 | 1965.2686 | 1663.1519 | 0 | 0 | 302.1167 | 0 | 0 | 0
8560 | 1630.98 | 73.56 | 312.0957 | 312.0957 | 0 | 0 | 0 | 1331.112 | 0 | 0
8561 | 1716.665 | 137.19 | 604.9005 | 604.9005 | 0 | 0 | 0 | 1135.464 | 0 | 0
8562 | 1572.735 | 9.08 | 0 | 0 | 0 | 0 | 0 | 1572.735 | 0 | 0
8563 | 1589.6 | 0 | 0 | 0 | 0 | 0 | 0 | 0 | 0 | 1654.4188
8564 | 1557.6 | 0 | 0 | 0 | 0 | 0 | 0 | 0 | 0 | 1621.1139
8565 | 1602.4 | 0 | 0 | 0 | 0 | 0 | 0 | 0 | 0 | 1667.7407
8566 | 1444 | 0 | 0 | 0 | 0 | 0 | 0 | 0 | 0 | 1502.8817
8567 | 1375.2 | 0 | 0 | 0 | 0 | 0 | 0 | 0 | 0 | 1431.2762
8568 | 1093.6 | 0 | 0 | 0 | 0 | 0 | 0 | 131.843 | 0 | 1000.9744
8569 | 1228 | 0 | 0 | 0 | 0 | 0 | 0 | 1228 | 0 | 0
8570 | 1288 | 0 | 0 | 0 | 0 | 0 | 0 | 1288 | 0 | 0
8571 | 1141.6 | 0 | 0 | 0 | 0 | 0 | 0 | 1141.6 | 0 | 0
8572 | 1294.4 | 0 | 0 | 0 | 0 | 0 | 0 | 1294.4 | 0 | 0
8573 | 1065.6 | 0 | 0 | 0 | 0 | 0 | 0 | 1065.6 | 0 | 0
8574 | 829.6 | 0 | 0 | 0 | 0 | 0 | 0 | 829.6 | 0 | 0
8575 | 1029.6 | 74.81 | 217.8335 | 217.8335 | 0 | 0 | 0 | 0 | 0 | 853.7502
8576 | 822.307 | 308.38 | 1401.7119 | 855.838 | -545.8739 | 0 | 0 | 0 | 0 | 0
8577 | 592.193 | 545.42 | 2567.129 | 616.3407 | -1950.7883 | 0 | 0 | 0 | 0 | 0
8578 | 240.544 | 733.07 | 3362.8549 | 250.3516 | -2093.1229 | 0 | 1019.3805 | 0 | 0 | 0
8579 | 160.732 | 636.27 | 2901.9261 | 167.2861 | -2093.1229 | 0 | 641.5171 | 0 | 0 | 0
8580 | 234.455 | 607.99 | 2760.1494 | 244.0153 | -2093.1229 | 0 | 423.0112 | 0 | 0 | 0
8581 | 799.112 | 800.44 | 3593.1008 | 831.6972 | -2054.8067 | 0 | 706.5969 | 0 | 0 | 0
8582 | 1280.093 | 635.65 | 2897.4882 | 1332.2911 | 0 | 0 | 1565.1972 | 0 | 0 | 0
8583 | 1234.242 | 429.79 | 1989.2471 | 1284.5704 | 0 | 0 | 704.6767 | 0 | 0 | 0
8584 | 1396.75 | 206.02 | 948.2184 | 948.2184 | 0 | 0 | 0 | 485.682 | 0 | 0
8585 | 1167.432 | 109.53 | 467.8854 | 467.8854 | 0 | 0 | 0 | 717.878 | 0 | 0
8586 | 1508.661 | 12.86 | 5.1029 | 5.1029 | 0 | 0 | 0 | 1503.758 | 0 | 0
8587 | 1127.2 | 0 | 0 | 0 | 0 | 0 | 0 | 0 | 0 | 1173.1636
8588 | 1019.2 | 0 | 0 | 0 | 0 | 0 | 0 | 0 | 0 | 1060.7597
8589 | 1018.4 | 0 | 0 | 0 | 0 | 0 | 0 | 0 | 0 | 1059.9271
8590 | 1072 | 0 | 0 | 0 | 0 | 0 | 0 | 0 | 0 | 1115.7127
8591 | 1246.4 | 0 | 0 | 0 | 0 | 0 | 0 | 0 | 0 | 1297.2242
8592 | 1248 | 0 | 0 | 0 | 0 | 0 | 0 | 1035.265 | 0 | 221.4097
8593 | 1350.4 | 0 | 0 | 0 | 0 | 0 | 0 | 1350.4 | 0 | 0
8594 | 1180.8 | 0 | 0 | 0 | 0 | 0 | 0 | 1180.8 | 0 | 0
8595 | 1263.2 | 0 | 0 | 0 | 0 | 0 | 0 | 1263.2 | 0 | 0
8596 | 924 | 0 | 0 | 0 | 0 | 0 | 0 | 924 | 0 | 0
8597 | 1158.4 | 0 | 0 | 0 | 0 | 0 | 0 | 1158.4 | 0 | 0
8598 | 944.8 | 0 | 0 | 0 | 0 | 0 | 0 | 944.8 | 0 | 0
8599 | 1162.4 | 66.24 | 193.5481 | 193.5481 | 0 | 0 | 0 | 0 | 0 | 1016.2509
8600 | 1102.325 | 281.69 | 1278.8659 | 1147.2743 | -131.5917 | 0 | 0 | 0 | 0 | 0
8601 | 1299.188 | 407.08 | 1901.0839 | 1352.1647 | -548.9192 | 0 | 0 | 0 | 0 | 0
8602 | 1255.151 | 603.92 | 2760.9831 | 1306.332 | -1454.6511 | 0 | 0 | 0 | 0 | 0
8603 | 1741.645 | 624.67 | 2812.4786 | 1812.6637 | -999.8149 | 0 | 0 | 0 | 0 | 0
8604 | 1714.976 | 729.44 | 3245.7832 | 1784.9072 | -1460.8759 | 0 | 0 | 0 | 0 | 0
8605 | 1914.011 | 932.68 | 4124.9065 | 1992.0572 | -2093.1229 | 0 | 39.7265 | 0 | 0 | 0
8606 | 1870.71 | 637.72 | 2860.0963 | 1946.9916 | -913.1047 | 0 | 0 | 0 | 0 | 0
8607 | 1783.81 | 436.5 | 1982.8859 | 1856.5481 | -126.3378 | 0 | 0 | 0 | 0 | 0
8608 | 2019.637 | 332.48 | 1532.9476 | 1532.9476 | 0 | 0 | 0 | 546.749 | 0 | 0
8609 | 1410.31 | 67.73 | 281.22 | 281.22 | 0 | 0 | 0 | 1140.108 | 0 | 0
8610 | 1651.085 | 5.87 | 0 | 0 | 0 | 0 | 0 | 1651.085 | 0 | 0
8611 | 1632 | 0 | 0 | 0 | 0 | 0 | 0 | 0 | 0 | 1698.5477
8612 | 1364.8 | 0 | 0 | 0 | 0 | 0 | 0 | 0 | 0 | 1420.4522
8613 | 1691.2 | 0 | 0 | 0 | 0 | 0 | 0 | 0 | 0 | 1760.1617
8614 | 1349.6 | 0 | 0 | 0 | 0 | 0 | 0 | 0 | 0 | 1404.6324
8615 | 1433.6 | 0 | 0 | 0 | 0 | 0 | 0 | 0 | 0 | 1492.0576
8616 | 1556 | 0 | 0 | 0 | 0 | 0 | 0 | 1556 | 0 | 0
8617 | 1457.6 | 0 | 0 | 0 | 0 | 0 | 0 | 1457.6 | 0 | 0
8618 | 1494.4 | 0 | 0 | 0 | 0 | 0 | 0 | 1494.4 | 0 | 0
8619 | 1759.2 | 0 | 0 | 0 | 0 | 0 | 0 | 1759.2 | 0 | 0
8620 | 1729.6 | 0 | 0 | 0 | 0 | 0 | 0 | 1729.6 | 0 | 0
8621 | 1414.4 | 0 | 0 | 0 | 0 | 0 | 0 | 1414.4 | 0 | 0
8622 | 1408.8 | 0 | 0 | 0 | 0 | 0 | 0 | 1408.8 | 0 | 0
8623 | 1471.2 | 56.27 | 163.351 | 163.351 | 0 | 0 | 0 | 1314.249 | 0 | 0
8624 | 1645.752 | 247.81 | 1120.7501 | 1120.7501 | 0 | 0 | 0 | 302.253 | 0 | 277.5325
8625 | 1196.191 | 461.73 | 2148.5453 | 1244.9678 | -903.5774 | 0 | 0 | 0 | 0 | 0
8626 | 1139.333 | 582.02 | 2640.1635 | 1185.7913 | -1454.3721 | 0 | 0 | 0 | 0 | 0
8627 | 1201.095 | 702.42 | 3111.7124 | 1250.0718 | -1861.6406 | 0 | 0 | 0 | 0 | 0
8628 | 1464.687 | 776.49 | 3390.0307 | 1524.4122 | -1865.6184 | 0 | 0 | 0 | 0 | 0
8629 | 1491.287 | 528.51 | 2322.6235 | 1552.0969 | -770.5266 | 0 | 0 | 0 | 0 | 0
8630 | 1221.935 | 643.19 | 2800.6003 | 1271.7616 | -1528.8387 | 0 | 0 | 0 | 0 | 0
8631 | 1440.758 | 328.34 | 1463.0605 | 1463.0605 | 0 | 0 | 0 | 0 | 0 | 36.447
8632 | 1143.128 | 397.39 | 1808.2737 | 1189.7411 | -618.5326 | 0 | 0 | 0 | 0 | 0
8633 | 1279.819 | 160.67 | 697.3631 | 697.3631 | 0 | 0 | 0 | 523.128 | 0 | 90.1833
8634 | 1197.79 | 12.35 | 6.2717 | 6.2717 | 0 | 0 | 0 | 0 | 0 | 1240.3603
8635 | 973.6 | 0 | 0 | 0 | 0 | 0 | 0 | 0 | 0 | 1013.3003
8636 | 1392 | 0 | 0 | 0 | 0 | 0 | 0 | 0 | 0 | 1448.7613
8637 | 827.2 | 0 | 0 | 0 | 0 | 0 | 0 | 0 | 0 | 860.9306
8638 | 1307.2 | 0 | 0 | 0 | 0 | 0 | 0 | 0 | 0 | 1360.5034
8639 | 978.4 | 0 | 0 | 0 | 0 | 0 | 0 | 0 | 0 | 1018.296
8640 | 1164.8 | 0 | 0 | 0 | 0 | 0 | 0 | 0 | 0 | 1212.2968
8641 | 1192 | 0 | 0 | 0 | 0 | 0 | 0 | 1192 | 0 | 0
8642 | 1257.6 | 0 | 0 | 0 | 0 | 0 | 0 | 1257.6 | 0 | 0
8643 | 1376.8 | 0 | 0 | 0 | 0 | 0 | 0 | 1376.8 | 0 | 0
8644 | 1199.2 | 0 | 0 | 0 | 0 | 0 | 0 | 1199.2 | 0 | 0
8645 | 1092.8 | 0 | 0 | 0 | 0 | 0 | 0 | 1092.8 | 0 | 0
8646 | 1172.8 | 0 | 0 | 0 | 0 | 0 | 0 | 1172.8 | 0 | 0
8647 | 1270.4 | 54.68 | 161.2704 | 161.2704 | 0 | 0 | 0 | 0 | 0 | 1160.9324
8648 | 1082.229 | 284.49 | 1270.9987 | 1126.3588 | -144.6399 | 0 | 0 | 0 | 0 | 0
8649 | 1267.43 | 526.46 | 2404.3297 | 1319.1117 | -1085.218 | 0 | 0 | 0 | 0 | 0
8650 | 1460.39 | 723.24 | 3181.2633 | 1519.94 | -1661.3233 | 0 | 0 | 0 | 0 | 0
8651 | 1254.555 | 746.92 | 3218.3441 | 1305.7117 | -1912.6324 | 0 | 0 | 0 | 0 | 0
8652 | 1447.708 | 913.06 | 3823.5267 | 1506.7398 | -2093.1229 | 0 | 223.664 | 0 | 0 | 0
8653 | 1292.068 | 714.55 | 3047.9898 | 1344.7544 | -1703.2354 | 0 | 0 | 0 | 0 | 0
8654 | 1332.407 | 650.88 | 2803.8027 | 1386.7383 | -1417.0644 | 0 | 0 | 0 | 0 | 0
8655 | 1699.676 | 502.92 | 2219.1214 | 1768.9833 | -450.138 | 0 | 0 | 0 | 0 | 0
8656 | 1738.895 | 387.32 | 1751.0809 | 1751.0809 | 0 | 0 | 0 | 56.42 | 0 | 0
8657 | 1656.8 | 159.55 | 691.2236 | 691.2236 | 0 | 0 | 0 | 992.658 | 0 | 0
8658 | 1844.457 | 14.14 | 10.8772 | 10.8772 | 0 | 0 | 0 | 1834.006 | 0 | 0
8659 | 1589.6 | 0 | 0 | 0 | 0 | 0 | 0 | 0 | 0 | 1654.4188
8660 | 1539.2 | 0 | 0 | 0 | 0 | 0 | 0 | 0 | 0 | 1601.9636
8661 | 1721.6 | 0 | 0 | 0 | 0 | 0 | 0 | 0 | 0 | 1791.8013
8662 | 1580 | 0 | 0 | 0 | 0 | 0 | 0 | 0 | 0 | 1644.4273
8663 | 1633.6 | 0 | 0 | 0 | 0 | 0 | 0 | 0 | 0 | 1700.213
8664 | 1402.4 | 0 | 0 | 0 | 0 | 0 | 0 | 1402.4 | 0 | 0
8665 | 1166.4 | 0 | 0 | 0 | 0 | 0 | 0 | 1166.4 | 0 | 0
8666 | 950.4 | 0 | 0 | 0 | 0 | 0 | 0 | 950.4 | 0 | 0
8667 | 1228.8 | 0 | 0 | 0 | 0 | 0 | 0 | 1228.8 | 0 | 0
8668 | 1433.6 | 0 | 0 | 0 | 0 | 0 | 0 | 1433.6 | 0 | 0
8669 | 1112.8 | 0 | 0 | 0 | 0 | 0 | 0 | 1112.8 | 0 | 0
8670 | 1390.4 | 0 | 0 | 0 | 0 | 0 | 0 | 1390.4 | 0 | 0
8671 | 1300 | 46.7 | 134.383 | 134.383 | 0 | 0 | 0 | 128.09 | 0 | 1085.3137
8672 | 1239.89 | 230.23 | 1036.4295 | 1036.4295 | 0 | 0 | 0 | 0 | 0 | 254.0193
8673 | 1372.872 | 450.55 | 2071.1687 | 1428.8533 | -642.3154 | 0 | 0 | 0 | 0 | 0
8674 | 1438.053 | 726.67 | 3213.7033 | 1496.6922 | -1717.0111 | 0 | 0 | 0 | 0 | 0
8675 | 1474.877 | 768.95 | 3338.4144 | 1535.0178 | -1803.3966 | 0 | 0 | 0 | 0 | 0
8676 | 1655.249 | 806.67 | 3467.2927 | 1722.7447 | -1744.548 | 0 | 0 | 0 | 0 | 0
8677 | 1465.832 | 918.93 | 3924.5819 | 1525.6029 | -2093.1229 | 0 | 305.8562 | 0 | 0 | 0
8678 | 1372.877 | 845.68 | 3662.5737 | 1428.8575 | -2093.1229 | 0 | 140.5933 | 0 | 0 | 0
8679 | 1501.38 | 595.16 | 2662.9554 | 1562.6015 | -737.3196 | 0 | 363.0344 | 0 | 0 | 0
8680 | 1727.807 | 326.7 | 1490.7275 | 1490.7275 | 0 | 0 | 0 | 295.485 | 0 | 0
8681 | 1880.42 | 196.69 | 855.8578 | 855.8578 | 0 | 0 | 0 | 1058.094 | 0 | 0
8682 | 1581.08 | 15.03 | 13.7851 | 13.7851 | 0 | 0 | 0 | 1567.835 | 0 | 0
8683 | 1718.4 | 0 | 0 | 0 | 0 | 0 | 0 | 168.061 | 0 | 1613.5569
8684 | 1398.4 | 0 | 0 | 0 | 0 | 0 | 0 | 0 | 0 | 1455.4223
8685 | 1615.2 | 0 | 0 | 0 | 0 | 0 | 0 | 0 | 0 | 1681.0627
8686 | 1388 | 0 | 0 | 0 | 0 | 0 | 0 | 0 | 0 | 1444.5982
8687 | 1260 | 0 | 0 | 0 | 0 | 0 | 0 | 0 | 0 | 1311.3788
8688 | 1138.4 | 0 | 0 | 0 | 0 | 0 | 0 | 0 | 0 | 1184.8203
8689 | 1516 | 0 | 0 | 0 | 0 | 0 | 0 | 1516 | 0 | 0
8690 | 1427.2 | 0 | 0 | 0 | 0 | 0 | 0 | 1427.2 | 0 | 0
8691 | 1350.4 | 0 | 0 | 0 | 0 | 0 | 0 | 1350.4 | 0 | 0
8692 | 1424.8 | 0 | 0 | 0 | 0 | 0 | 0 | 1424.8 | 0 | 0
8693 | 1365.6 | 0 | 0 | 0 | 0 | 0 | 0 | 1365.6 | 0 | 0
8694 | 1286.4 | 0 | 0 | 0 | 0 | 0 | 0 | 1286.4 | 0 | 0
8695 | 1076.8 | 34.35 | 93.1287 | 93.1287 | 0 | 0 | 0 | 0 | 0 | 1027.5797
8696 | 900.697 | 205.48 | 923.6873 | 923.6873 | 0 | 0 | 0 | 0 | 0 | 13.7372
8697 | 1097.2 | 432.49 | 1997.0009 | 1141.9403 | -855.0606 | 0 | 0 | 0 | 0 | 0
8698 | 1366.655 | 723.64 | 3252.4816 | 1422.3828 | -1830.0988 | 0 | 0 | 0 | 0 | 0
8699 | 1227.291 | 778.47 | 3448.7284 | 1277.336 | -2093.1229 | 0 | 78.2695 | 0 | 0 | 0
8700 | 1383.572 | 926.88 | 4040.665 | 1439.9896 | -2093.1229 | 0 | 507.5525 | 0 | 0 | 0
8701 | 1468.257 | 763.02 | 3361.836 | 1528.1278 | -1833.7082 | 0 | 0 | 0 | 0 | 0
8702 | 1027.48 | 624.11 | 2780.0512 | 1069.3773 | -1710.6738 | 0 | 0 | 0 | 0 | 0
8703 | 1438.064 | 297.18 | 1337.8218 | 1337.8218 | 0 | 0 | 0 | 0 | 0 | 158.8819
8704 | 621.669 | 231.91 | 1051.5405 | 647.0187 | -404.5218 | 0 | 0 | 0 | 0 | 0
8705 | 592.386 | 111.31 | 482.3366 | 482.3366 | 0 | 0 | 0 | 0 | 0 | 134.205
8706 | 255.342 | 7.83 | 0 | 0 | 0 | 0 | 0 | 0 | 0 | 265.754
8707 | 254.4 | 0 | 0 | 0 | 0 | 0 | 0 | 0 | 0 | 264.7736
8708 | 272 | 0 | 0 | 0 | 0 | 0 | 0 | 0 | 0 | 283.0913
8709 | 180 | 0 | 0 | 0 | 0 | 0 | 0 | 0 | 0 | 187.3398
8710 | 245.6 | 0 | 0 | 0 | 0 | 0 | 0 | 0 | 0 | 255.6148
8711 | 105.6 | 0 | 0 | 0 | 0 | 0 | 0 | 0 | 0 | 109.906
8712 | 99.2 | 0 | 0 | 0 | 0 | 0 | 0 | 0 | 0 | 103.2451
8713 | 91.2 | 0 | 0 | 0 | 0 | 0 | 0 | 0 | 0 | 94.9188
8714 | 98.4 | 0 | 0 | 0 | 0 | 0 | 0 | 0 | 0 | 102.4124
8715 | 89.6 | 0 | 0 | 0 | 0 | 0 | 0 | 0 | 0 | 93.2536
8716 | 95.2 | 0 | 0 | 0 | 0 | 0 | 0 | 0 | 0 | 99.082
8717 | 91.2 | 0 | 0 | 0 | 0 | 0 | 0 | 0 | 0 | 94.9188
8718 | 96.8 | 0 | 0 | 0 | 0 | 0 | 0 | 0 | 0 | 100.7472
8719 | 77.6 | 17.63 | 38.1788 | 38.1788 | 0 | 0 | 0 | 0 | 0 | 42.5855
8720 | 94.05 | 173.11 | 784.1181 | 97.8851 | -686.2331 | 0 | 0 | 0 | 0 | 0
8721 | 825.915 | 401.95 | 1883.0712 | 859.5932 | -1023.478 | 0 | 0 | 0 | 0 | 0
8722 | 1285.579 | 455.66 | 2081.003 | 1338.0008 | -743.0022 | 0 | 0 | 0 | 0 | 0
8723 | 1403.535 | 247.62 | 1105.2675 | 1105.2675 | 0 | 0 | 0 | 0 | 0 | 355.4992
8724 | 1280.109 | 334.47 | 1494.7511 | 1332.3077 | -162.4434 | 0 | 0 | 0 | 0 | 0
8725 | 1122.521 | 491.87 | 2193.7993 | 1168.2938 | -451.6295 | 0 | 573.876 | 0 | 0 | 0
8726 | 1380.964 | 307.57 | 1374.8131 | 1374.8131 | 0 | 0 | 0 | 60.015 | 0 | 0
8727 | 1395.618 | 297.17 | 1337.7853 | 1337.7853 | 0 | 0 | 0 | 110.246 | 0 | 0
8728 | 1382.822 | 125.62 | 552.2466 | 552.2466 | 0 | 0 | 0 | 852.212 | 0 | 0
8729 | 1035.196 | 61.03 | 252.1438 | 252.1438 | 0 | 0 | 0 | 792.931 | 0 | 0
8730 | 1041.064 | 6.85 | 0 | 0 | 0 | 0 | 0 | 1041.064 | 0 | 0
8731 | 1022.4 | 0 | 0 | 0 | 0 | 0 | 0 | 0 | 0 | 1064.0902
8732 | 1182.4 | 0 | 0 | 0 | 0 | 0 | 0 | 0 | 0 | 1230.6145
8733 | 1686.4 | 0 | 0 | 0 | 0 | 0 | 0 | 0 | 0 | 1755.166
8734 | 897.6 | 0 | 0 | 0 | 0 | 0 | 0 | 0 | 0 | 934.2012
8735 | 1217.6 | 0 | 0 | 0 | 0 | 0 | 0 | 0 | 0 | 1267.2498
8736 | 1290.4 | 0 | 0 | 0 | 0 | 0 | 0 | 1290.4 | 0 | 0
8737 | 1120 | 0 | 0 | 0 | 0 | 0 | 0 | 1120 | 0 | 0
8738 | 1036.8 | 0 | 0 | 0 | 0 | 0 | 0 | 1036.8 | 0 | 0
8739 | 1090.4 | 0 | 0 | 0 | 0 | 0 | 0 | 1090.4 | 0 | 0
8740 | 1088 | 0 | 0 | 0 | 0 | 0 | 0 | 1088 | 0 | 0
8741 | 1287.2 | 0 | 0 | 0 | 0 | 0 | 0 | 1287.2 | 0 | 0
8742 | 1304.8 | 0 | 0 | 0 | 0 | 0 | 0 | 1304.8 | 0 | 0
8743 | 1274.4 | 31.55 | 80.0264 | 80.0264 | 0 | 0 | 0 | 1197.509 | 0 | 0
8744 | 1022.55 | 173.95 | 792.9501 | 792.9501 | 0 | 0 | 0 | 260.667 | 0 | 0
8745 | 1026.462 | 426.19 | 2014.5224 | 1068.3178 | -946.2045 | 0 | 0 | 0 | 0 | 0
8746 | 1278.239 | 612.41 | 2829.4547 | 1330.3615 | -1499.0933 | 0 | 0 | 0 | 0 | 0
8747 | 1288.464 | 578.91 | 2635.1688 | 1341.0034 | -1294.1654 | 0 | 0 | 0 | 0 | 0
8748 | 1351.624 | 594.51 | 2691.1865 | 1406.7389 | -1284.4476 | 0 | 0 | 0 | 0 | 0
8749 | 1146.697 | 414.4 | 1881.2904 | 1193.4556 | -687.8348 | 0 | 0 | 0 | 0 | 0
8750 | 1487.273 | 393.74 | 1800.0224 | 1547.9192 | -252.1032 | 0 | 0 | 0 | 0 | 0
8751 | 1161.038 | 453.65 | 2105.4134 | 1208.3814 | -897.032 | 0 | 0 | 0 | 0 | 0
8752 | 1604.111 | 362.16 | 1711.2889 | 1669.5215 | -41.7674 | 0 | 0 | 0 | 0 | 0
8753 | 1704.867 | 64.06 | 271.4169 | 271.4169 | 0 | 0 | 0 | 1299.412 | 0 | 150.5713
8754 | 1368.022 | 7.83 | 0 | 0 | 0 | 0 | 0 | 0 | 0 | 1423.8056
8755 | 1372.8 | 0 | 0 | 0 | 0 | 0 | 0 | 0 | 0 | 1428.7784
8756 | 1204.8 | 0 | 0 | 0 | 0 | 0 | 0 | 0 | 0 | 1253.9279
8757 | 1449.6 | 0 | 0 | 0 | 0 | 0 | 0 | 0 | 0 | 1508.71
8758 | 1340 | 0 | 0 | 0 | 0 | 0 | 0 | 0 | 0 | 1394.6409
8759 | 1208 | 0 | 0 | 0 | 0 | 0 | 0 | 0 | 0 | 1257.2584
8760 | 1216 | 0 | 0 | 0 | 0 | 0 | 0 | 0 | 0 | 1265.5846

## Load Duration
Rank | Load (kW) | Net Load (kW)
1 | 2428 | 2428
2 | 2418.5558 | 2418.556
3 | 2414.4 | 2379.2
4 | 2405.0087 | 2369.946
5 | 2390.381 | 2341.493
6 | 2389.6 | 2330.4
7 | 2387.844 | 2321.335
8 | 2381.0831 | 2227.735
9 | 2380.3051 | 2208.8
10 | 2379.2 | 2200.208
11 | 2378.556 | 2156.8
12 | 2369.9456 | 2148.411
13 | 2352 | 2129.6
14 | 2342.8514 | 2121.316
15 | 2335.268 | 2089.734
16 | 2330.4 | 2075.2
17 | 2326.1845 | 2067.128
18 | 2321.3354 | 2057.6
19 | 2297.304 | 2049.597
20 | 2295.2 | 2032.862
21 | 2288.3681 | 2028.8
22 | 2286.452 | 2020.909
23 | 2286.2723 | 2011.626
24 | 2279.797 | 2004
25 | 2277.5584 | 1998.459
26 | 2270.9292 | 1996.205
27 | 2261.298 | 1976.8
28 | 2256.255 | 1969.111
29 | 2252.5022 | 1968.501
30 | 2247.4788 | 1956
31 | 2215.2 | 1948.392
32 | 2208.8 | 1940.8
33 | 2206.5835 | 1927.684
34 | 2200.2084 | 1915.2
35 | 2188.553 | 1906.984
36 | 2181.431 | 1901.192
37 | 2180.0402 | 1894.249
38 | 2172.9459 | 1889.54
39 | 2172.8 | 1888
40 | 2168.745 | 1884.852
41 | 2164.3484 | 1880.656
42 | 2160.3092 | 1863.566
43 | 2156.812 | 1859.99
44 | 2156.8 | 1850.4
45 | 2148.4226 | 1847.2
46 | 2148.4107 | 1843.202
47 | 2138.256 | 1842.4
48 | 2137.608 | 1835.234
49 | 2133.191 | 1834.006
50 | 2129.6 | 1832.8
51 | 2121.3165 | 1827.2
52 | 2117.631 | 1826.753
53 | 2116.262 | 1825.671
54 | 2112.8 | 1819.672
55 | 2098.686 | 1818.198
56 | 2095.805 | 1817.683
57 | 2091.005 | 1812
58 | 2089.833 | 1805.698
59 | 2088.377 | 1804.952
60 | 2087.6529 | 1804.675
61 | 2076.6159 | 1801.77
62 | 2075.2 | 1795.981
63 | 2071.826 | 1793.95
64 | 2071.6969 | 1789.099
65 | 2067.1281 | 1784.8
66 | 2067.103 | 1782.229
67 | 2057.6 | 1780.363
68 | 2057.6 | 1780
69 | 2055.558 | 1778.59
70 | 2055.2559 | 1777.858
71 | 2055.2 | 1770.4
72 | 2055.08 | 1765.6
73 | 2051.354 | 1762.864
74 | 2049.5965 | 1761.6
75 | 2047.677 | 1759.2
76 | 2043.3748 | 1759.2
77 | 2041.861 | 1755.881
78 | 2040.8 | 1754.748
79 | 2035.7422 | 1748
80 | 2033.628 | 1746.605
81 | 2032.8619 | 1746.4
82 | 2028.8 | 1742.4
83 | 2027.2 | 1741.978
84 | 2026.099 | 1741.499
85 | 2025.649 | 1740.8
86 | 2020.9085 | 1739.634
87 | 2019.637 | 1734.029
88 | 2017.7698 | 1733.192
89 | 2013.4594 | 1732.823
90 | 2012.075 | 1732.8
91 | 2008.054 | 1730.934
92 | 2004 | 1729.766
93 | 2003.2 | 1729.6
94 | 2003.2 | 1729.372
95 | 2001.861 | 1726.967
96 | 2000 | 1723.168
97 | 1998.4 | 1718.375
98 | 1998.285 | 1717.6
99 | 1998.015 | 1717.081
100 | 1998.0095 | 1715.538
101 | 1996.523 | 1715.055
102 | 1996.205 | 1715.024
103 | 1995.8376 | 1714.703
104 | 1992.2206 | 1713.606
105 | 1991.36 | 1711.2
106 | 1988.333 | 1709.965
107 | 1976.8 | 1708
108 | 1975.004 | 1705.088
109 | 1973.613 | 1704.544
110 | 1972.895 | 1704
111 | 1972.144 | 1703.54
112 | 1969.563 | 1702.623
113 | 1969.1108 | 1702.4
114 | 1967.7386 | 1701.6
115 | 1965.9362 | 1701.356
116 | 1962.7917 | 1701.086
117 | 1959.966 | 1700.8
118 | 1956.792 | 1700.659
119 | 1956 | 1699.057
120 | 1955.911 | 1698.633
121 | 1954.45 | 1698.4
122 | 1953.371 | 1696
123 | 1953.342 | 1695.2
124 | 1952.3423 | 1692.171
125 | 1951.2 | 1691.195
126 | 1950.329 | 1691.064
127 | 1950.1673 | 1690.454
128 | 1950.1113 | 1690.4
129 | 1948.3917 | 1689.671
130 | 1948.007 | 1688
131 | 1945.9424 | 1686.372
132 | 1945.081 | 1685.6
133 | 1943.684 | 1684.73
134 | 1940.862 | 1682.848
135 | 1940.8 | 1682.404
136 | 1940.7916 | 1682.218
137 | 1940.668 | 1680.912
138 | 1937.529 | 1680.515
139 | 1936.4576 | 1678.387
140 | 1936.1236 | 1673.027
141 | 1935.979 | 1672.42
142 | 1933.3126 | 1668.8
143 | 1931.97 | 1666.4
144 | 1931.9585 | 1665.984
145 | 1931.914 | 1664.908
146 | 1931.871 | 1664
147 | 1931.0148 | 1660.8
148 | 1925.6 | 1660.195
149 | 1925.128 | 1660
150 | 1924.839 | 1654.909
151 | 1924 | 1653.652
152 | 1921.03 | 1653.6
153 | 1920 | 1652.548
154 | 1918.198 | 1651.771
155 | 1917.6398 | 1651.085
156 | 1916.994 | 1648
157 | 1916.271 | 1647.109
158 | 1916.0218 | 1647.109
159 | 1916 | 1645.6
160 | 1916 | 1644.762
161 | 1915.2 | 1644.505
162 | 1914.4 | 1642.4
163 | 1914.011 | 1642.014
164 | 1913.6 | 1640
165 | 1909.872 | 1639.34
166 | 1908.6882 | 1636.43
167 | 1907.596 | 1634.4
168 | 1906.9535 | 1632.249
169 | 1905.103 | 1630.875
170 | 1904.871 | 1629.6
171 | 1904.751 | 1624.8
172 | 1903.518 | 1624
173 | 1902.457 | 1623.321
174 | 1902.362 | 1622.464
175 | 1901.1918 | 1622.4
176 | 1900.996 | 1621.63
177 | 1900.383 | 1621.6
178 | 1900.048 | 1620
179 | 1899.5274 | 1617.6
180 | 1899.267 | 1615.258
181 | 1896.8 | 1613.6
182 | 1895.8186 | 1612.924
183 | 1895.057 | 1612
184 | 1894.9522 | 1610.307
185 | 1894.24 | 1609.835
186 | 1892.738 | 1609.6
187 | 1892.5228 | 1608.628
188 | 1891.8794 | 1605.271
189 | 1889.882 | 1604.506
190 | 1889.88 | 1603.3
191 | 1889.839 | 1601.6
192 | 1889.422 | 1601.6
193 | 1888 | 1599.2
194 | 1887.87 | 1598.4
195 | 1886.909 | 1598.4
196 | 1884.852 | 1595.586
197 | 1884.7238 | 1595.37
198 | 1884.636 | 1595.054
199 | 1882.658 | 1594.407
200 | 1880.8 | 1591.2
201 | 1880.6562 | 1590.4
202 | 1880.42 | 1588.8
203 | 1880.17 | 1588.349
204 | 1876.2766 | 1588.205
205 | 1876.2222 | 1587.285
206 | 1876.1804 | 1587.175
207 | 1874.444 | 1585.966
208 | 1873.143 | 1585.772
209 | 1870.71 | 1585.6
210 | 1870.3575 | 1585.345
211 | 1870.1756 | 1584.8
212 | 1870.081 | 1583.627
213 | 1870.011 | 1583.429
214 | 1869.6654 | 1583.2
215 | 1869.297 | 1582.623
216 | 1867.076 | 1582.4
217 | 1866.297 | 1581.878
218 | 1865.857 | 1581.6
219 | 1864.668 | 1577.961
220 | 1863.8394 | 1577.569
221 | 1863.569 | 1577.55
222 | 1862.9184 | 1576.451
223 | 1862.026 | 1576
224 | 1860.7669 | 1575.2
225 | 1860.7669 | 1574.854
226 | 1859.99 | 1573.3
227 | 1859.743 | 1572.735
228 | 1859.685 | 1572
229 | 1859.342 | 1571.507
230 | 1859.284 | 1569.6
231 | 1858.4361 | 1569.331
232 | 1857.995 | 1568.8
233 | 1857.415 | 1568.598
234 | 1857.159 | 1568
235 | 1857.119 | 1567.835
236 | 1854.487 | 1567.28
237 | 1853.049 | 1567.084
238 | 1852.086 | 1566.4
239 | 1851.263 | 1565.326
240 | 1851.2 | 1565.326
241 | 1851.164 | 1564.834
242 | 1850.4 | 1564
243 | 1849.9352 | 1563.602
244 | 1849.8422 | 1563.495
245 | 1849.735 | 1562.956
246 | 1849.6 | 1562.698
247 | 1849.1134 | 1562.4
248 | 1849.064 | 1561.823
249 | 1847.2 | 1561.284
250 | 1846.4 | 1560.8
251 | 1845.8412 | 1558.4
252 | 1845.6 | 1557.233
253 | 1845.2748 | 1556.8
254 | 1844.8819 | 1556.568
255 | 1844.457 | 1556
256 | 1843.247 | 1555.43
257 | 1843.2025 | 1554.4
258 | 1842.5401 | 1553.876
259 | 1842.4 | 1551.423
260 | 1842.205 | 1551.2
261 | 1841.9829 | 1549.6
262 | 1840 | 1549.185
263 | 1839.549 | 1548.97
264 | 1839.255 | 1548.048
265 | 1838.59 | 1547.415
266 | 1838.4211 | 1546.516
267 | 1838.145 | 1546.4
268 | 1837.293 | 1545.6
269 | 1836.8 | 1544.8
270 | 1836.767 | 1544.713
271 | 1835.767 | 1544.063
272 | 1835.337 | 1542.4
273 | 1835.2336 | 1542.4
274 | 1835.131 | 1540.8
275 | 1834.925 | 1539.891
276 | 1832.8 | 1538.833
277 | 1832.523 | 1538.464
278 | 1832.1434 | 1538.4
279 | 1832.064 | 1537.561
280 | 1831.647 | 1537.375
281 | 1831.384 | 1537.263
282 | 1830.4 | 1535.885
283 | 1830.371 | 1535.512
284 | 1829.581 | 1534.807
285 | 1829.403 | 1534.4
286 | 1829.242 | 1534.4
287 | 1829.06 | 1533.125
288 | 1828.904 | 1532.8
289 | 1828.8 | 1532
290 | 1827.8498 | 1531.313
291 | 1826.7294 | 1531.273
292 | 1825.6709 | 1531.2
293 | 1825.482 | 1531.2
294 | 1825.298 | 1530.978
295 | 1824.8 | 1529.6
296 | 1824.781 | 1527.332
297 | 1824.597 | 1526.888
298 | 1823.532 | 1526.838
299 | 1823.2803 | 1526.4
300 | 1823.205 | 1526.4
301 | 1822.657 | 1526.204
302 | 1822.4 | 1525.372
303 | 1822.304 | 1525.073
304 | 1821.112 | 1523.079
305 | 1820.422 | 1522.828
306 | 1820 | 1522.799
307 | 1819.6715 | 1521.981
308 | 1818.1981 | 1521.164
309 | 1818.0358 | 1519.2
310 | 1817.6831 | 1518.914
311 | 1816.85 | 1518.814
312 | 1814.753 | 1518.814
313 | 1814.4 | 1518.71
314 | 1812.7762 | 1518.4
315 | 1812.4967 | 1517.6
316 | 1812 | 1517.36
317 | 1811.107 | 1516.8
318 | 1811.042 | 1516
319 | 1808.8 | 1515.965
320 | 1808.052 | 1515.2
321 | 1807.6941 | 1515.2
322 | 1807.633 | 1514.4
323 | 1806.403 | 1513.803
324 | 1805.698 | 1513.476
325 | 1805.6859 | 1512.8
326 | 1804.9518 | 1512.8
327 | 1804.4341 | 1512.8
328 | 1803.338 | 1512.626
329 | 1802.673 | 1512.494
330 | 1801.945 | 1511.922
331 | 1801.825 | 1511.533
332 | 1799.841 | 1511.424
333 | 1799.821 | 1510.4
334 | 1799.3766 | 1509.998
335 | 1798.4 | 1509.591
336 | 1798.158 | 1509.085
337 | 1797.835 | 1508.8
338 | 1797.6 | 1508.509
339 | 1797.5 | 1508
340 | 1797.136 | 1507.2
341 | 1796.832 | 1506.916
342 | 1796.545 | 1506.4
343 | 1796.174 | 1506.216
344 | 1796.019 | 1504
345 | 1796.006 | 1504
346 | 1795.9293 | 1503.758
347 | 1793.9503 | 1503.2
348 | 1793.298 | 1503.171
349 | 1793.1733 | 1502.4
350 | 1792.2 | 1501.822
351 | 1791.4047 | 1500.73
352 | 1791.185 | 1500.541
353 | 1790.369 | 1500.268
354 | 1789.8428 | 1500
355 | 1789.557 | 1499.854
356 | 1789.0993 | 1499.75
357 | 1788.7211 | 1499.102
358 | 1788.565 | 1499.082
359 | 1788 | 1498.823
360 | 1787.689 | 1498.714
361 | 1787.216 | 1497.6
362 | 1786.9578 | 1497.6
363 | 1786.904 | 1497.353
364 | 1786.454 | 1495.065
365 | 1786.4 | 1494.4
366 | 1786.2343 | 1494.4
367 | 1786.232 | 1493.766
368 | 1785.6 | 1493.6
369 | 1785.434 | 1493.357
370 | 1784.8 | 1493.259
371 | 1784.662 | 1492.806
372 | 1783.81 | 1492
373 | 1783.629 | 1491.722
374 | 1783.2 | 1491.581
375 | 1782.499 | 1490.456
376 | 1782.3192 | 1490.167
377 | 1782.2292 | 1489.6
378 | 1780.7354 | 1488.8
379 | 1780.377 | 1488.8
380 | 1780 | 1488.8
381 | 1779.2506 | 1488.651
382 | 1779.2 | 1488.587
383 | 1779.002 | 1488.53
384 | 1778.9231 | 1488.003
385 | 1778.711 | 1488
386 | 1778.5902 | 1488
387 | 1778.4 | 1487.837
388 | 1777.8576 | 1485.6
389 | 1777.6 | 1484.153
390 | 1776.413 | 1484
391 | 1776.0807 | 1483.009
392 | 1775.2 | 1483.009
393 | 1775.2 | 1482.886
394 | 1773.524 | 1482.4
395 | 1773.4518 | 1482.212
396 | 1773.255 | 1482.151
397 | 1772.851 | 1482.042
398 | 1772.4797 | 1481.478
399 | 1772.2558 | 1480.701
400 | 1772.0822 | 1480.476
401 | 1771.9988 | 1479.556
402 | 1771.2 | 1479.454
403 | 1771.2 | 1479.2
404 | 1770.4 | 1479.2
405 | 1769.154 | 1479.174
406 | 1768.6143 | 1478.4
407 | 1766.78 | 1478.228
408 | 1766.438 | 1477.6
409 | 1766.248 | 1476.634
410 | 1765.9551 | 1476
411 | 1765.931 | 1475.406
412 | 1765.6 | 1475.2
413 | 1764.8544 | 1475.025
414 | 1764.8 | 1473.941
415 | 1764.516 | 1473.306
416 | 1763.69 | 1472.8
417 | 1763.437 | 1472.409
418 | 1763.2 | 1472
419 | 1763.062 | 1472
420 | 1762.864 | 1472
421 | 1762.66 | 1471.476
422 | 1762.4 | 1470.4
423 | 1761.6 | 1469.775
424 | 1760.002 | 1469.6
425 | 1760 | 1469.462
426 | 1759.2 | 1469.462
427 | 1759.2 | 1468
428 | 1759.08 | 1467.625
429 | 1758.8346 | 1467.2
430 | 1758.4 | 1467.071
431 | 1757.0441 | 1466.921
432 | 1756.931 | 1466.4
433 | 1756 | 1466.369
434 | 1755.972 | 1466.274
435 | 1755.8808 | 1465.448
436 | 1755.8511 | 1464.8
437 | 1755.7039 | 1464.664
438 | 1755.5448 | 1464.528
439 | 1755.5239 | 1464
440 | 1754.8452 | 1463.752
441 | 1754.7479 | 1463.2
442 | 1753.4948 | 1463.2
443 | 1753.2821 | 1462.4
444 | 1753.1561 | 1461.695
445 | 1751.451 | 1461.6
446 | 1751.3527 | 1461.462
447 | 1751.2 | 1460.8
448 | 1751.14 | 1460.644
449 | 1751.024 | 1460.05
450 | 1750.511 | 1459.826
451 | 1750.4 | 1459.415
452 | 1750.351 | 1459.2
453 | 1749.963 | 1459.2
454 | 1749.959 | 1459.2
455 | 1749.6223 | 1459.102
456 | 1749.1697 | 1458.4
457 | 1749.1418 | 1458.305
458 | 1748.8 | 1457.6
459 | 1748 | 1457.6
460 | 1748 | 1457.065
461 | 1747.764 | 1456.398
462 | 1747.615 | 1455.65
463 | 1746.4 | 1455.594
464 | 1746.298 | 1454.153
465 | 1745.7801 | 1453.714
466 | 1745.6 | 1453.6
467 | 1745.249 | 1453.6
468 | 1744.6384 | 1453.6
469 | 1744.337 | 1453.284
470 | 1744.2447 | 1453.137
471 | 1744 | 1452.071
472 | 1744 | 1451.097
473 | 1743.702 | 1449.725
474 | 1743.6635 | 1449.583
475 | 1743.6133 | 1448.8
476 | 1743.462 | 1447.946
477 | 1743.337 | 1447.2
478 | 1742.4091 | 1446.4
479 | 1742.4 | 1446.4
480 | 1742.288 | 1446.201
481 | 1741.9777 | 1445.923
482 | 1741.725 | 1445.6
483 | 1741.645 | 1445.105
484 | 1741.499 | 1444.8
485 | 1740.9657 | 1443.681
486 | 1740.8 | 1443.57
487 | 1740.399 | 1443.177
488 | 1740.14 | 1442.673
489 | 1739.825 | 1441.332
490 | 1738.997 | 1440.774
491 | 1738.895 | 1440.767
492 | 1738.664 | 1440.089
493 | 1738.4 | 1440
494 | 1738.3935 | 1439.053
495 | 1737.954 | 1438.3
496 | 1737.8885 | 1438.111
497 | 1737.852 | 1436.8
498 | 1737.845 | 1436.8
499 | 1737.6 | 1436.559
500 | 1737.0911 | 1436.559
501 | 1737.05 | 1436.419
502 | 1737.0055 | 1436
503 | 1736.8 | 1436
504 | 1736.2529 | 1435.827
505 | 1735.3911 | 1435.771
506 | 1735.168 | 1435.634
507 | 1735.038 | 1434.4
508 | 1734.369 | 1434.4
509 | 1734.126 | 1434.399
510 | 1734.0288 | 1434.298
511 | 1733.951 | 1433.6
512 | 1733.837 | 1433.6
513 | 1733.618 | 1433.6
514 | 1732.8 | 1432.8
515 | 1731.7952 | 1432.747
516 | 1731.41 | 1431.211
517 | 1730.896 | 1430.414
518 | 1730.86 | 1430.4
519 | 1730.814 | 1430.4
520 | 1729.6 | 1429.6
521 | 1729.544 | 1429.6
522 | 1729.469 | 1429.6
523 | 1728.951 | 1429.566
524 | 1728.8 | 1428.8
525 | 1728.169 | 1428.024
526 | 1727.807 | 1428
527 | 1727.6442 | 1428
528 | 1727.174 | 1428
529 | 1727.078 | 1428
530 | 1726.744 | 1427.979
531 | 1726.4389 | 1427.94
532 | 1726.438 | 1427.699
533 | 1726.378 | 1427.371
534 | 1726.1516 | 1427.235
535 | 1726.047 | 1427.2
536 | 1725.917 | 1427.2
537 | 1725.6 | 1426.851
538 | 1725.6 | 1426.362
539 | 1725.6 | 1425.6
540 | 1724.6753 | 1425.478
541 | 1724.16 | 1424.8
542 | 1724.006 | 1424.522
543 | 1724 | 1424
544 | 1724 | 1424
545 | 1723.9854 | 1421.649
546 | 1723.893 | 1421.245
547 | 1723.786 | 1421.02
548 | 1723.1676 | 1420.243
549 | 1722.687 | 1420
550 | 1722.516 | 1419.829
551 | 1722.0755 | 1419.466
552 | 1721.903 | 1419.2
553 | 1721.6 | 1418.578
554 | 1718.8879 | 1418.083
555 | 1718.738 | 1417.299
556 | 1718.709 | 1416.8
557 | 1718.665 | 1416.481
558 | 1718.45 | 1416.264
559 | 1718.4 | 1416
560 | 1718.4 | 1416
561 | 1718.381 | 1415.902
562 | 1718.3751 | 1415.2
563 | 1718.2943 | 1414.804
564 | 1717.6 | 1414.563
565 | 1717.571 | 1414.405
566 | 1717.536 | 1414.4
567 | 1717.427 | 1414.4
568 | 1717.3001 | 1414.4
569 | 1717.244 | 1413.6
570 | 1717.081 | 1413.087
571 | 1716.665 | 1412.8
572 | 1716.587 | 1412
573 | 1715.3512 | 1411.574
574 | 1715.266 | 1411.574
575 | 1715.058 | 1411.289
576 | 1715.055 | 1411.2
577 | 1715.024 | 1410.4
578 | 1714.976 | 1410.165
579 | 1714.76 | 1409.6
580 | 1714.7026 | 1408.898
581 | 1714.1715 | 1408.835
582 | 1714.12 | 1408.8
583 | 1713.845 | 1408.436
584 | 1713.488 | 1408
585 | 1713.281 | 1408
586 | 1712.8476 | 1408
587 | 1712.774 | 1408
588 | 1712.2377 | 1407.485
589 | 1711.846 | 1407.2
590 | 1711.478 | 1407.035
591 | 1711.452 | 1406.667
592 | 1711.2 | 1405.711
593 | 1711.2 | 1404.843
594 | 1710.5644 | 1404.8
595 | 1710.5127 | 1404.292
596 | 1710.031 | 1403.2
597 | 1709.965 | 1403.15
598 | 1709.264 | 1402.523
599 | 1708.9138 | 1402.523
600 | 1708.3705 | 1402.4
601 | 1708.11 | 1402.4
602 | 1708 | 1402.373
603 | 1707.886 | 1400.123
604 | 1707.2 | 1399.92
605 | 1706.823 | 1399.533
606 | 1706.4 | 1399.307
607 | 1706.4 | 1398.549
608 | 1706.4 | 1398.489
609 | 1705.6 | 1398.431
610 | 1705.486 | 1398.4
611 | 1704.969 | 1398.4
612 | 1704.867 | 1398.301
613 | 1704.8 | 1397.6
614 | 1704.5439 | 1396.855
615 | 1704.422 | 1396.8
616 | 1704.336 | 1396
617 | 1704 | 1395.569
618 | 1703.789 | 1395.2
619 | 1703.5397 | 1394.842
620 | 1703.159 | 1394.546
621 | 1702.904 | 1394.481
622 | 1702.841 | 1394.4
623 | 1702.6602 | 1394.4
624 | 1702.4 | 1394.4
625 | 1702.4 | 1393.6
626 | 1701.8192 | 1393.075
627 | 1701.6 | 1393.075
628 | 1701.586 | 1392.764
629 | 1701.5656 | 1392.164
630 | 1701.3564 | 1392
631 | 1701.0862 | 1392
632 | 1700.8 | 1392
633 | 1700.6594 | 1392
634 | 1700.6118 | 1391.946
635 | 1700.5223 | 1391.728
636 | 1700.494 | 1391.496
637 | 1700.252 | 1391.367
638 | 1700.026 | 1391.357
639 | 1700 | 1390.4
640 | 1699.7626 | 1388.675
641 | 1699.676 | 1388.389
642 | 1699.22 | 1388.339
643 | 1698.6327 | 1388.19
644 | 1698.4 | 1387.2
645 | 1698.4 | 1386.835
646 | 1698.3869 | 1386.835
647 | 1698.036 | 1386.835
648 | 1697.6099 | 1386.815
649 | 1697.557 | 1386.586
650 | 1697.546 | 1386.4
651 | 1697.236 | 1386.4
652 | 1696.775 | 1386.266
653 | 1696.1792 | 1386.026
654 | 1696 | 1385.646
655 | 1696 | 1385.6
656 | 1695.2791 | 1385.46
657 | 1695.2 | 1384.89
658 | 1695.2 | 1384.8
659 | 1694.447 | 1384.8
660 | 1693.969 | 1384.8
661 | 1693.945 | 1384
662 | 1693.6 | 1383.366
663 | 1693.5468 | 1382.778
664 | 1693.54 | 1382.485
665 | 1693.198 | 1382.173
666 | 1692.649 | 1381.6
667 | 1692.1714 | 1381.6
668 | 1692 | 1380.8
669 | 1691.5158 | 1380.8
670 | 1691.2 | 1380.21
671 | 1691.064 | 1380.066
672 | 1691.038 | 1379.986
673 | 1690.754 | 1379.821
674 | 1690.4544 | 1379.414
675 | 1690.426 | 1379.2
676 | 1690.4 | 1379.106
677 | 1690.399 | 1379.1
678 | 1689.979 | 1378.192
679 | 1689.6706 | 1377.6
680 | 1689.2072 | 1377.576
681 | 1688.8665 | 1377.226
682 | 1688.8 | 1376.8
683 | 1688.8 | 1376.8
684 | 1688.7539 | 1376.8
685 | 1688.6062 | 1376.609
686 | 1688.5431 | 1376
687 | 1688.519 | 1375.547
688 | 1688 | 1375.523
689 | 1687.8042 | 1375.162
690 | 1687.35 | 1374.917
691 | 1687.2 | 1374.666
692 | 1687.1831 | 1374.651
693 | 1686.4 | 1373.6
694 | 1686.4 | 1372.559
695 | 1686.0651 | 1372
696 | 1685.6 | 1371.718
697 | 1685.3849 | 1371.445
698 | 1685.353 | 1371.442
699 | 1685.1478 | 1371.414
700 | 1685.004 | 1371.211
701 | 1684.8217 | 1369.6
702 | 1684.745 | 1369.538
703 | 1684.7296 | 1368.8
704 | 1684 | 1368.8
705 | 1684 | 1368.257
706 | 1683.9117 | 1368
707 | 1683.2 | 1367.412
708 | 1682.8481 | 1367.211
709 | 1682.404 | 1367.2
710 | 1682.4 | 1367.2
711 | 1682.4 | 1366.663
712 | 1681.4818 | 1366.634
713 | 1681.412 | 1366.4
714 | 1681.075 | 1366.4
715 | 1680.964 | 1366.4
716 | 1680.912 | 1365.6
717 | 1680.833 | 1365.6
718 | 1680.8 | 1365.482
719 | 1680.8 | 1365.274
720 | 1680.6373 | 1365.124
721 | 1680.269 | 1364.958
722 | 1679.1101 | 1364.8
723 | 1678.349 | 1364.8
724 | 1677.954 | 1364.558
725 | 1677.484 | 1363.322
726 | 1677.3843 | 1363.2
727 | 1677.291 | 1362.679
728 | 1676.9667 | 1362.4
729 | 1676.943 | 1362.4
730 | 1676.8 | 1362.4
731 | 1676.6695 | 1361.6
732 | 1675.929 | 1360.869
733 | 1675.8559 | 1360.8
734 | 1675.8557 | 1360.8
735 | 1675.433 | 1360.647
736 | 1675.2 | 1360.451
737 | 1674.824 | 1358.4
738 | 1674.4572 | 1358.4
739 | 1674.2622 | 1358.088
740 | 1673.787 | 1357.194
741 | 1673.4272 | 1357.049
742 | 1673.221 | 1356.8
743 | 1673.0266 | 1356.8
744 | 1672.8606 | 1356.8
745 | 1672.28 | 1356.304
746 | 1672.005 | 1356
747 | 1671.964 | 1356
748 | 1671.8876 | 1355.757
749 | 1671.8207 | 1355.507
750 | 1671.773 | 1355.144
751 | 1671.657 | 1354.98
752 | 1670.927 | 1354.4
753 | 1668.96 | 1354.111
754 | 1668.8448 | 1353.426
755 | 1668.8 | 1352.239
756 | 1668.541 | 1352
757 | 1668.373 | 1351.914
758 | 1667.2764 | 1351.872
759 | 1667.2 | 1351.522
760 | 1666.961 | 1351.437
761 | 1666.4 | 1351.2
762 | 1666.1761 | 1351.2
763 | 1665.9839 | 1351.16
764 | 1665.983 | 1351.055
765 | 1665.6 | 1350.559
766 | 1664.717 | 1350.4
767 | 1664.7066 | 1350.4
768 | 1664.469 | 1350.4
769 | 1664.4276 | 1349.679
770 | 1664.173 | 1349.606
771 | 1664.025 | 1349.316
772 | 1664 | 1349.132
773 | 1663.649 | 1348.873
774 | 1663.536 | 1348.8
775 | 1663.509 | 1348.8
776 | 1663.487 | 1348.8
777 | 1663.2 | 1348.384
778 | 1662.845 | 1348
779 | 1662.323 | 1347.784
780 | 1661.8303 | 1347.642
781 | 1661.6 | 1347.526
782 | 1661.6 | 1347.2
783 | 1661.6 | 1347.2
784 | 1661.105 | 1347.144
785 | 1660.8 | 1346.47
786 | 1660.7151 | 1345.6
787 | 1660.537 | 1345.6
788 | 1660.1947 | 1345.6
789 | 1660.1947 | 1345.147
790 | 1660.1947 | 1344.8
791 | 1660.1588 | 1344.8
792 | 1660 | 1344.8
793 | 1660 | 1342.627
794 | 1659.929 | 1342.195
795 | 1659.705 | 1341.6
796 | 1659.288 | 1341.6
797 | 1659.2 | 1341.153
798 | 1659.084 | 1340.366
799 | 1658.966 | 1340
800 | 1658.8698 | 1340
801 | 1658.613 | 1339.569
802 | 1658.559 | 1339.553
803 | 1657.388 | 1339.188
804 | 1657.048 | 1338.949
805 | 1656.929 | 1338.4
806 | 1656.806 | 1337.6
807 | 1656.8 | 1337.588
808 | 1656.7966 | 1337.062
809 | 1656.662 | 1336.532
810 | 1656.625 | 1336
811 | 1656.3215 | 1335.2
812 | 1656 | 1335.058
813 | 1655.249 | 1334.4
814 | 1655.2046 | 1333.6
815 | 1655.173 | 1333.6
816 | 1655.1368 | 1332.8
817 | 1654.093 | 1331.639
818 | 1653.7527 | 1331.313
819 | 1653.652 | 1331.2
820 | 1653.6 | 1331.2
821 | 1653.6 | 1331.112
822 | 1653.5431 | 1330.494
823 | 1653.246 | 1329.82
824 | 1653.202 | 1329.6
825 | 1653.136 | 1329.6
826 | 1652.92 | 1329.085
827 | 1652.8342 | 1328.8
828 | 1652.807 | 1328.8
829 | 1652.723 | 1328.695
830 | 1652.685 | 1328.66
831 | 1652.6215 | 1328.413
832 | 1652.5475 | 1328.156
833 | 1652.4707 | 1326.4
834 | 1652.413 | 1326.022
835 | 1651.7706 | 1325.702
836 | 1651.22 | 1325.6
837 | 1651.085 | 1325.6
838 | 1651.0189 | 1325.6
839 | 1650.484 | 1325.457
840 | 1650.4 | 1324.067
841 | 1649.699 | 1324
842 | 1648.641 | 1324
843 | 1648.157 | 1324
844 | 1648.072 | 1323.903
845 | 1648 | 1323.126
846 | 1647.9272 | 1322.503
847 | 1647.8616 | 1322.257
848 | 1647.588 | 1321.613
849 | 1647.544 | 1321.6
850 | 1647.2 | 1321.6
851 | 1647.2 | 1321.6
852 | 1647.1089 | 1320.994
853 | 1647.1089 | 1320.258
854 | 1646.336 | 1320.102
855 | 1646.173 | 1319.2
856 | 1645.765 | 1319.16
857 | 1645.752 | 1318.905
858 | 1645.6 | 1318.787
859 | 1645.065 | 1318.4
860 | 1644.823 | 1318.4
861 | 1644.797 | 1317.825
862 | 1644.762 | 1317.687
863 | 1644.1407 | 1317.457
864 | 1643.977 | 1317.162
865 | 1643.7 | 1316.91
866 | 1643.485 | 1316.8
867 | 1643.2243 | 1316
868 | 1643.0203 | 1315.33
869 | 1642.84 | 1315.122
870 | 1642.4999 | 1315.11
871 | 1642.4 | 1315.07
872 | 1642.3118 | 1314.994
873 | 1642.0142 | 1314.597
874 | 1641.988 | 1314.4
875 | 1641.6575 | 1314.374
876 | 1641.6 | 1314.249
877 | 1641.378 | 1314.034
878 | 1641.186 | 1313.639
879 | 1640.8 | 1313.6
880 | 1640.668 | 1312.881
881 | 1640 | 1312.8
882 | 1639.9322 | 1312.8
883 | 1639.3396 | 1312.8
884 | 1638.9311 | 1312.297
885 | 1638.7226 | 1312.249
886 | 1638.605 | 1312.249
887 | 1638.537 | 1310.4
888 | 1638.403 | 1310.4
889 | 1638.3992 | 1310.4
890 | 1638.085 | 1310.163
891 | 1638.025 | 1310.075
892 | 1637.9753 | 1309.918
893 | 1637.6 | 1309.918
894 | 1637.5824 | 1308.846
895 | 1637.2954 | 1308.643
896 | 1637.1595 | 1308
897 | 1637.0923 | 1307.967
898 | 1636.944 | 1306.743
899 | 1636.7689 | 1306.284
900 | 1636.574 | 1306.033
901 | 1636.4498 | 1306.033
902 | 1636.443 | 1305.68
903 | 1636.4299 | 1305.6
904 | 1636.1784 | 1305.303
905 | 1636 | 1304.8
906 | 1636 | 1304.8
907 | 1636 | 1304.439
908 | 1635.7965 | 1304
909 | 1635.582 | 1304
910 | 1635.438 | 1303.684
911 | 1635.414 | 1303.2
912 | 1635.2 | 1303.2
913 | 1634.626 | 1302.803
914 | 1634.4 | 1302.63
915 | 1634.4 | 1302.606
916 | 1634.3255 | 1302.533
917 | 1634.306 | 1301.665
918 | 1634.053 | 1300.661
919 | 1633.953 | 1300
920 | 1633.6 | 1300
921 | 1633.544 | 1300
922 | 1633.042 | 1299.532
923 | 1633.019 | 1299.439
924 | 1632.9415 | 1299.412
925 | 1632.862 | 1299.2
926 | 1632.697 | 1299.2
927 | 1632.597 | 1298.4
928 | 1632.0301 | 1298.193
929 | 1632 | 1298.131
930 | 1632 | 1296.931
931 | 1631.553 | 1296.8
932 | 1631.387 | 1295.933
933 | 1631.193 | 1295.322
934 | 1630.98 | 1294.605
935 | 1630.578 | 1294.4
936 | 1629.851 | 1294.146
937 | 1629.663 | 1293.998
938 | 1629.66 | 1293.6
939 | 1629.6 | 1293.35
940 | 1629.559 | 1292.96
941 | 1629.508 | 1292.8
942 | 1629.2201 | 1292
943 | 1628.8 | 1291.2
944 | 1628.7921 | 1290.494
945 | 1628.745 | 1290.4
946 | 1628.6735 | 1290.4
947 | 1628.6013 | 1290.4
948 | 1628.348 | 1290.4
949 | 1628.2678 | 1290.198
950 | 1628 | 1290.029
951 | 1627.857 | 1289.367
952 | 1627.7258 | 1288.8
953 | 1627.697 | 1288.464
954 | 1627.379 | 1288.125
955 | 1627.268 | 1288
956 | 1627.259 | 1287.2
957 | 1627.187 | 1287.2
958 | 1626.909 | 1286.4
959 | 1626.9086 | 1286.4
960 | 1626.609 | 1285.833
961 | 1626.5602 | 1285.689
962 | 1626.32 | 1285.6
963 | 1625.792 | 1285.6
964 | 1625.6 | 1285.6
965 | 1625.599 | 1285.161
966 | 1625.402 | 1285.121
967 | 1625.359 | 1284
968 | 1625.121 | 1284
969 | 1625.028 | 1284
970 | 1624.992 | 1283.787
971 | 1624.8 | 1283.768
972 | 1624.8 | 1283.2
973 | 1624.376 | 1282.4
974 | 1624.258 | 1282.193
975 | 1624.0727 | 1282.011
976 | 1624 | 1281.6
977 | 1624 | 1280.8
978 | 1624 | 1280.599
979 | 1623.7979 | 1280
980 | 1623.593 | 1279.805
981 | 1623.5803 | 1277.6
982 | 1623.5477 | 1276.8
983 | 1623.4698 | 1276
984 | 1623.432 | 1276
985 | 1623.3211 | 1275.732
986 | 1623.245 | 1275.693
987 | 1623.038 | 1275.392
988 | 1622.9691 | 1275.2
989 | 1622.4644 | 1275.021
990 | 1622.4 | 1274.956
991 | 1622.4 | 1274.827
992 | 1622.4 | 1274.656
993 | 1622.298 | 1274.4
994 | 1622.297 | 1274.4
995 | 1621.666 | 1274.4
996 | 1621.6 | 1274.4
997 | 1621.58 | 1274.312
998 | 1621.22 | 1274.238
999 | 1621.135 | 1274.172
1000 | 1620.881 | 1273.361
1001 | 1620.8484 | 1272.8
1002 | 1620.767 | 1272.8
1003 | 1620.676 | 1272.8
1004 | 1620.5808 | 1272.45
1005 | 1620.4415 | 1272.435
1006 | 1620.387 | 1272
1007 | 1620.241 | 1271.2
1008 | 1620.088 | 1270.908
1009 | 1620 | 1270.294
1010 | 1619.476 | 1270.243
1011 | 1619.2759 | 1270.216
1012 | 1619.2 | 1269.443
1013 | 1618.778 | 1268.8
1014 | 1617.9573 | 1268.8
1015 | 1617.9401 | 1268.8
1016 | 1617.779 | 1268
1017 | 1617.657 | 1268
1018 | 1617.6 | 1267.2
1019 | 1617.23 | 1267.2
1020 | 1616.8 | 1267.052
1021 | 1616.673 | 1266.652
1022 | 1616.357 | 1266.409
1023 | 1616.041 | 1266.4
1024 | 1616.0319 | 1266.4
1025 | 1616 | 1266.3
1026 | 1615.953 | 1265.6
1027 | 1615.8908 | 1264.8
1028 | 1615.5546 | 1264.231
1029 | 1615.2725 | 1263.865
1030 | 1615.258 | 1263.865
1031 | 1615.2545 | 1263.865
1032 | 1615.2 | 1263.261
1033 | 1615.0866 | 1263.2
1034 | 1615.041 | 1262.638
1035 | 1614.836 | 1262.525
1036 | 1614.825 | 1262.525
1037 | 1614.354 | 1262.4
1038 | 1614.236 | 1262.4
1039 | 1614.058 | 1260
1040 | 1613.967 | 1260
1041 | 1613.9387 | 1259.885
1042 | 1613.7006 | 1259.807
1043 | 1613.6 | 1259.771
1044 | 1613.6 | 1259.21
1045 | 1613.5784 | 1259.117
1046 | 1612.9237 | 1258.426
1047 | 1612.774 | 1258.426
1048 | 1612.223 | 1258.4
1049 | 1612.0778 | 1258.165
1050 | 1612 | 1257.6
1051 | 1612 | 1257.49
1052 | 1611.558 | 1257.086
1053 | 1611.083 | 1257.004
1054 | 1610.935 | 1256.8
1055 | 1610.809 | 1256.8
1056 | 1610.3071 | 1256.644
1057 | 1610.257 | 1256.268
1058 | 1610.0698 | 1256.268
1059 | 1610.063 | 1256.233
1060 | 1609.8915 | 1256
1061 | 1609.75 | 1256
1062 | 1609.7142 | 1255.533
1063 | 1609.6674 | 1255.509
1064 | 1609.6 | 1255.178
1065 | 1609.349 | 1255.099
1066 | 1609.172 | 1254.973
1067 | 1609.0448 | 1254.973
1068 | 1608.955 | 1254.4
1069 | 1608.8247 | 1254.4
1070 | 1608.786 | 1254.291
1071 | 1608.759 | 1253.236
1072 | 1608.7589 | 1252.915
1073 | 1608.326 | 1252.8
1074 | 1608.296 | 1252.8
1075 | 1608.087 | 1252.591
1076 | 1607.9571 | 1251.12
1077 | 1607.7798 | 1251.115
1078 | 1607.6891 | 1248.913
1079 | 1607.655 | 1248.8
1080 | 1607.397 | 1248.8
1081 | 1607.2 | 1248.8
1082 | 1606.824 | 1248.8
1083 | 1606.752 | 1248.008
1084 | 1606.691 | 1248
1085 | 1606.679 | 1247.991
1086 | 1606.507 | 1247.2
1087 | 1606.5008 | 1246.986
1088 | 1605.867 | 1246.4
1089 | 1605.764 | 1245.6
1090 | 1605.5447 | 1245.6
1091 | 1605.522 | 1244.8
1092 | 1605.2895 | 1244.8
1093 | 1605.2708 | 1244.187
1094 | 1605.1611 | 1243.943
1095 | 1604.899 | 1243.65
1096 | 1604.627 | 1243.2
1097 | 1604.417 | 1243.029
1098 | 1604.172 | 1242.4
1099 | 1604.111 | 1242.349
1100 | 1603.942 | 1241.661
1101 | 1603.774 | 1241.338
1102 | 1603.6198 | 1240.8
1103 | 1603.4885 | 1240.77
1104 | 1603.456 | 1240.169
1105 | 1603.4336 | 1240.087
1106 | 1603.201 | 1240
1107 | 1603.2 | 1240
1108 | 1603.2 | 1239.2
1109 | 1603.039 | 1239.2
1110 | 1602.996 | 1238.616
1111 | 1602.9466 | 1238.439
1112 | 1602.9128 | 1238.194
1113 | 1602.881 | 1237.706
1114 | 1602.583 | 1237.706
1115 | 1602.436 | 1237.567
1116 | 1602.4 | 1237.145
1117 | 1602.301 | 1237.145
1118 | 1602.265 | 1236.731
1119 | 1602.1427 | 1236.109
1120 | 1602.0439 | 1235.2
1121 | 1601.832 | 1234.4
1122 | 1601.6 | 1234.4
1123 | 1601.6 | 1234.289
1124 | 1601.6 | 1234.014
1125 | 1601.467 | 1233.6
1126 | 1601.404 | 1233.467
1127 | 1601.327 | 1233.443
1128 | 1601.2271 | 1233.287
1129 | 1601.1342 | 1232.8
1130 | 1601.039 | 1232.8
1131 | 1600.8 | 1232.667
1132 | 1600.536 | 1232.224
1133 | 1600.335 | 1232.18
1134 | 1600 | 1231.447
1135 | 1600 | 1230.799
1136 | 1599.883 | 1230.67
1137 | 1599.831 | 1230.461
1138 | 1599.7157 | 1230.4
1139 | 1599.6753 | 1230.322
1140 | 1599.518 | 1230.108
1141 | 1599.501 | 1229.599
1142 | 1599.2 | 1229.417
1143 | 1599.2 | 1229.116
1144 | 1598.971 | 1228.8
1145 | 1598.4 | 1228.38
1146 | 1598.4 | 1228
1147 | 1598.3855 | 1226.847
1148 | 1598.239 | 1226.7
1149 | 1597.991 | 1226.4
1150 | 1597.92 | 1226.4
1151 | 1597.6423 | 1226.14
1152 | 1597.6 | 1226.008
1153 | 1597.596 | 1225.6
1154 | 1597.5495 | 1225.6
1155 | 1597.412 | 1225.6
1156 | 1596.3166 | 1225.376
1157 | 1595.5861 | 1224.992
1158 | 1595.3702 | 1224.8
1159 | 1595.194 | 1224.529
1160 | 1595.175 | 1223.2
1161 | 1595.0541 | 1223.2
1162 | 1594.663 | 1222.511
1163 | 1594.654 | 1222.4
1164 | 1594.407 | 1222.4
1165 | 1593.999 | 1222.4
1166 | 1593.7705 | 1222.124
1167 | 1593.6599 | 1222.043
1168 | 1593.632 | 1222.006
1169 | 1593.5002 | 1221.936
1170 | 1593.282 | 1221.838
1171 | 1593.236 | 1221.699
1172 | 1593.166 | 1221.6
1173 | 1593.084 | 1221.129
1174 | 1593.023 | 1220.936
1175 | 1592.847 | 1220.833
1176 | 1592.548 | 1220.8
1177 | 1592.421 | 1220.8
1178 | 1592.395 | 1220.57
1179 | 1592.282 | 1220.164
1180 | 1592.239 | 1220.036
1181 | 1592.0899 | 1220
1182 | 1591.6166 | 1220
1183 | 1591.2 | 1218.757
1184 | 1591.079 | 1218.567
1185 | 1590.8468 | 1218.4
1186 | 1590.8052 | 1218.239
1187 | 1590.4 | 1218.16
1188 | 1589.617 | 1217.408
1189 | 1589.6 | 1217.286
1190 | 1589.6 | 1217.286
1191 | 1589.6 | 1216.931
1192 | 1589.6 | 1216.848
1193 | 1589.6 | 1216.685
1194 | 1589.517 | 1216.486
1195 | 1589.396 | 1216.294
1196 | 1589.091 | 1216
1197 | 1588.8 | 1215.604
1198 | 1588.775 | 1215.295
1199 | 1588.6233 | 1215.156
1200 | 1588.328 | 1215.079
1201 | 1588.2695 | 1214.131
1202 | 1588.2052 | 1213.6
1203 | 1588.152 | 1212.841
1204 | 1588.0616 | 1212.8
1205 | 1587.901 | 1212
1206 | 1587.586 | 1212
1207 | 1587.4332 | 1210.666
1208 | 1587.2847 | 1210.306
1209 | 1587.2847 | 1209.693
1210 | 1587.2 | 1208.916
1211 | 1587.2 | 1208.8
1212 | 1587.2 | 1208.068
1213 | 1587.1934 | 1207.2
1214 | 1586.6892 | 1207.2
1215 | 1586.458 | 1206.988
1216 | 1585.9659 | 1206.489
1217 | 1585.9435 | 1206.4
1218 | 1585.7722 | 1206.349
1219 | 1585.6 | 1204.8
1220 | 1585.6 | 1204.8
1221 | 1585.4113 | 1204.782
1222 | 1584.9707 | 1204.483
1223 | 1584.9543 | 1204
1224 | 1584.8 | 1203.862
1225 | 1584.5198 | 1203.477
1226 | 1584.409 | 1203.477
1227 | 1584.3586 | 1203.205
1228 | 1584.287 | 1203.028
1229 | 1584.1702 | 1202.4
1230 | 1584.014 | 1201.314
1231 | 1583.2 | 1200.8
1232 | 1583.2 | 1200.8
1233 | 1583.009 | 1200.8
1234 | 1582.693 | 1200.8
1235 | 1582.6231 | 1200.585
1236 | 1582.537 | 1200.409
1237 | 1582.4 | 1200.369
1238 | 1582.275 | 1200.114
1239 | 1582.1499 | 1200
1240 | 1581.6 | 1199.593
1241 | 1581.445 | 1199.317
1242 | 1581.08 | 1199.2
1243 | 1580.9303 | 1199.2
1244 | 1580.825 | 1198.816
1245 | 1580.8 | 1198.543
1246 | 1580.8 | 1198.426
1247 | 1580.7302 | 1198.162
1248 | 1580.699 | 1198.039
1249 | 1580.662 | 1197.969
1250 | 1580.4767 | 1197.509
1251 | 1580.403 | 1197.262
1252 | 1580.373 | 1196.8
1253 | 1580.043 | 1196.129
1254 | 1580 | 1196
1255 | 1579.999 | 1196
1256 | 1579.901 | 1195.667
1257 | 1579.897 | 1195.574
1258 | 1579.4376 | 1195.574
1259 | 1579.2 | 1195.2
1260 | 1579.2 | 1194.4
1261 | 1578.9248 | 1194.078
1262 | 1578.746 | 1193.6
1263 | 1578.4 | 1193.6
1264 | 1578.4 | 1193.426
1265 | 1577.9614 | 1193.214
1266 | 1577.8526 | 1192.811
1267 | 1577.6 | 1192
1268 | 1577.6 | 1192
1269 | 1577.5497 | 1192
1270 | 1576.944 | 1191.587
1271 | 1576.816 | 1191.398
1272 | 1576.8 | 1189.754
1273 | 1576.8 | 1189.6
1274 | 1576.5504 | 1189.6
1275 | 1576.4513 | 1189.336
1276 | 1576 | 1188.8
1277 | 1575.959 | 1188.667
1278 | 1575.5306 | 1188
1279 | 1575.2 | 1187.938
1280 | 1574.8582 | 1187.865
1281 | 1574.8537 | 1187.2
1282 | 1574.613 | 1187.129
1283 | 1574.4 | 1184.973
1284 | 1574.4 | 1184.973
1285 | 1574.2258 | 1184.831
1286 | 1573.75 | 1184.831
1287 | 1573.2998 | 1184.8
1288 | 1572.945 | 1184.488
1289 | 1572.7909 | 1184
1290 | 1572.735 | 1184
1291 | 1572.208 | 1181.981
1292 | 1572.128 | 1181.981
1293 | 1572 | 1181.6
1294 | 1572 | 1180.8
1295 | 1571.8691 | 1180.511
1296 | 1571.8691 | 1180.51
1297 | 1571.813 | 1180.51
1298 | 1571.3059 | 1180
1299 | 1571.2 | 1179.774
1300 | 1571.2 | 1179.2
1301 | 1571.0512 | 1179.2
1302 | 1570.841 | 1179.039
1303 | 1570.749 | 1178.4
1304 | 1570.4 | 1177.568
1305 | 1570.274 | 1177.103
1306 | 1570.042 | 1177.061
1307 | 1569.9972 | 1176.84
1308 | 1569.862 | 1176.8
1309 | 1569.698 | 1176.8
1310 | 1569.6 | 1174.613
1311 | 1569.6 | 1173.954
1312 | 1569.6 | 1173.816
1313 | 1569.6 | 1172.8
1314 | 1569.14 | 1172.4
1315 | 1568.995 | 1172.039
1316 | 1568.8 | 1171.95
1317 | 1568.8 | 1170.709
1318 | 1568.5977 | 1169.6
1319 | 1568.4882 | 1169.6
1320 | 1568.38 | 1169.363
1321 | 1568 | 1168.861
1322 | 1568 | 1168.8
1323 | 1567.968 | 1168.8
1324 | 1567.5485 | 1168
1325 | 1567.2 | 1168
1326 | 1567.2 | 1168
1327 | 1567.16 | 1167.263
1328 | 1567.117 | 1167.245
1329 | 1567.0843 | 1167.2
1330 | 1567.0843 | 1167.2
1331 | 1566.858 | 1166.937
1332 | 1566.4 | 1166.4
1333 | 1566.4 | 1166.225
1334 | 1566.318 | 1166.186
1335 | 1566.1442 | 1165.874
1336 | 1566.084 | 1165.874
1337 | 1566.0129 | 1165.6
1338 | 1565.6 | 1165.6
1339 | 1565.3264 | 1165.064
1340 | 1565.3264 | 1164.328
1341 | 1565.3264 | 1163.2
1342 | 1565.032 | 1162.857
1343 | 1564.8337 | 1162.422
1344 | 1564.8 | 1162.3
1345 | 1564.005 | 1162.3
1346 | 1564 | 1161.066
1347 | 1564 | 1160.8
1348 | 1563.935 | 1159.2
1349 | 1563.6281 | 1159.2
1350 | 1563.602 | 1158.444
1351 | 1563.4947 | 1158.4
1352 | 1563.398 | 1158.277
1353 | 1562.9559 | 1158.277
1354 | 1562.899 | 1157.638
1355 | 1562.6978 | 1157.229
1356 | 1562.4 | 1156.896
1357 | 1562.161 | 1156
1358 | 1561.9623 | 1156
1359 | 1561.8691 | 1155.725
1360 | 1561.823 | 1155.502
1361 | 1561.3107 | 1155.2
1362 | 1561.284 | 1155.06
1363 | 1561.218 | 1154.691
1364 | 1560.8 | 1153.6
1365 | 1560.4337 | 1152.976
1366 | 1560.409 | 1152.8
1367 | 1560.354 | 1152.8
1368 | 1560.347 | 1152
1369 | 1559.6016 | 1151.824
1370 | 1559.5597 | 1151.349
1371 | 1559.029 | 1150.645
1372 | 1559.024 | 1150.4
1373 | 1558.9445 | 1149.6
1374 | 1558.583 | 1149.6
1375 | 1558.4 | 1149.6
1376 | 1558.331 | 1148.147
1377 | 1558.054 | 1148.147
1378 | 1557.9659 | 1148
1379 | 1557.9215 | 1147.917
1380 | 1557.6541 | 1147.538
1381 | 1557.6 | 1147.411
1382 | 1557.6 | 1147.2
1383 | 1557.5416 | 1147.023
1384 | 1557.38 | 1146.4
1385 | 1557.2327 | 1145.6
1386 | 1557.127 | 1145.6
1387 | 1556.917 | 1145.154
1388 | 1556.8 | 1144.8
1389 | 1556.8 | 1144.8
1390 | 1556.628 | 1144.463
1391 | 1556.4 | 1143.184
1392 | 1556.2421 | 1143.03
1393 | 1556.164 | 1142.4
1394 | 1556.11 | 1142.4
1395 | 1556.0846 | 1142.4
1396 | 1556 | 1141.6
1397 | 1556 | 1141.144
1398 | 1555.5125 | 1141.01
1399 | 1555.4302 | 1141.01
1400 | 1555.276 | 1140.8
1401 | 1555.2 | 1140.108
1402 | 1555.098 | 1140.056
1403 | 1554.491 | 1140
1404 | 1554.4 | 1140
1405 | 1554.4 | 1139.739
1406 | 1554.3395 | 1139.32
1407 | 1554.326 | 1139.2
1408 | 1554.2017 | 1138.247
1409 | 1554.1529 | 1137.956
1410 | 1554.145 | 1137.6
1411 | 1554.022 | 1136.8
1412 | 1553.989 | 1136.74
1413 | 1553.979 | 1136.175
1414 | 1553.8764 | 1135.966
1415 | 1553.6 | 1135.566
1416 | 1553.6 | 1135.464
1417 | 1553.3917 | 1135.2
1418 | 1553.305 | 1134.769
1419 | 1553.0947 | 1134.33
1420 | 1552.9578 | 1134.33
1421 | 1552.301 | 1133.412
1422 | 1552.2695 | 1132.8
1423 | 1552.097 | 1132
1424 | 1551.8563 | 1131.34
1425 | 1551.5661 | 1131.2
1426 | 1551.507 | 1131.2
1427 | 1551.4233 | 1131.2
1428 | 1551.363 | 1130.568
1429 | 1551.2 | 1130.4
1430 | 1551.2 | 1128.8
1431 | 1551.141 | 1128.8
1432 | 1551.0702 | 1128.605
1433 | 1550.943 | 1128
1434 | 1550.847 | 1128
1435 | 1550.773 | 1127.681
1436 | 1550.7356 | 1127.572
1437 | 1550.416 | 1127.552
1438 | 1550.4 | 1127.327
1439 | 1550.4 | 1127.2
1440 | 1549.679 | 1127.2
1441 | 1549.6 | 1126.97
1442 | 1548.9698 | 1126.505
1443 | 1548.9034 | 1126.505
1444 | 1548.8 | 1126.4
1445 | 1548.8 | 1126.4
1446 | 1548.768 | 1125.815
1447 | 1548.5916 | 1125.3
1448 | 1548.0484 | 1124.748
1449 | 1548 | 1124.23
1450 | 1547.9905 | 1124
1451 | 1547.887 | 1123.875
1452 | 1547.5341 | 1123.875
1453 | 1547.522 | 1123.163
1454 | 1547.461 | 1123.106
1455 | 1547.415 | 1122.676
1456 | 1547.1005 | 1122.404
1457 | 1546.8023 | 1122.4
1458 | 1546.6392 | 1121.899
1459 | 1546.546 | 1121.797
1460 | 1546.5163 | 1121.6
1461 | 1546.4283 | 1121.6
1462 | 1546.4 | 1120.8
1463 | 1546.4 | 1120.197
1464 | 1546.4 | 1120
1465 | 1546.268 | 1120
1466 | 1546.2679 | 1119.86
1467 | 1546.263 | 1119.2
1468 | 1546.02 | 1118.58
1469 | 1545.6 | 1118.4
1470 | 1545.6 | 1118.4
1471 | 1545.343 | 1118.034
1472 | 1545.3275 | 1117.6
1473 | 1545.1075 | 1117.548
1474 | 1545.101 | 1117.527
1475 | 1544.9103 | 1117.317
1476 | 1544.8 | 1117.237
1477 | 1544.8 | 1117.224
1478 | 1544.713 | 1116.46
1479 | 1544.646 | 1115.998
1480 | 1544.619 | 1115.644
1481 | 1544.599 | 1115.2
1482 | 1544.327 | 1115.2
1483 | 1544.0628 | 1114.647
1484 | 1544.0628 | 1114.073
1485 | 1544 | 1114.073
1486 | 1543.7762 | 1114.05
1487 | 1543.6956 | 1113.253
1488 | 1543.6519 | 1113.066
1489 | 1543.534 | 1112.8
1490 | 1543.2 | 1112.621
1491 | 1542.9749 | 1112.001
1492 | 1542.9506 | 1111.31
1493 | 1542.7756 | 1111.2
1494 | 1542.7437 | 1111.2
1495 | 1542.4 | 1111.2
1496 | 1542.4 | 1110.577
1497 | 1542.4 | 1109.6
1498 | 1542.1992 | 1109.6
1499 | 1542.1261 | 1109.529
1500 | 1542.057 | 1109.306
1501 | 1541.713 | 1108.8
1502 | 1541.6 | 1108
1503 | 1541.5026 | 1108
1504 | 1540.824 | 1107.2
1505 | 1540.8 | 1107.026
1506 | 1540.8 | 1106.878
1507 | 1540.8 | 1106.524
1508 | 1540.681 | 1106.4
1509 | 1540.524 | 1106.006
1510 | 1540.0611 | 1105.785
1511 | 1540.045 | 1105.284
1512 | 1539.8915 | 1104.859
1513 | 1539.86 | 1104.806
1514 | 1539.824 | 1104.016
1515 | 1539.811 | 1104
1516 | 1539.509 | 1103.209
1517 | 1539.2 | 1103.2
1518 | 1539.2 | 1102.475
1519 | 1539.01 | 1102.4
1520 | 1538.833 | 1101.641
1521 | 1538.7348 | 1101.6
1522 | 1538.6406 | 1101.6
1523 | 1538.6163 | 1101.253
1524 | 1538.464 | 1101.029
1525 | 1538.4 | 1100.685
1526 | 1538.349 | 1100.259
1527 | 1538.188 | 1100
1528 | 1538.105 | 1099.602
1529 | 1537.608 | 1098.909
1530 | 1537.6 | 1098.878
1531 | 1537.6 | 1097.396
1532 | 1537.5607 | 1096.71
1533 | 1537.5301 | 1096.26
1534 | 1537.528 | 1095.52
1535 | 1537.3752 | 1094.939
1536 | 1537.263 | 1094.184
1537 | 1537.183 | 1093.353
1538 | 1537.052 | 1092.8
1539 | 1536.9168 | 1092.8
1540 | 1536.8077 | 1092.621
1541 | 1536.804 | 1092
1542 | 1536.8 | 1092
1543 | 1536.6216 | 1091.598
1544 | 1536.546 | 1090.59
1545 | 1536.423 | 1090.4
1546 | 1536.183 | 1089.606
1547 | 1536 | 1089.342
1548 | 1535.971 | 1089.328
1549 | 1535.8845 | 1089.267
1550 | 1535.856 | 1088.8
1551 | 1535.769 | 1088.8
1552 | 1535.5758 | 1088.8
1553 | 1535.5124 | 1088.8
1554 | 1535.2541 | 1088.8
1555 | 1535.2298 | 1088.57
1556 | 1534.8067 | 1088
1557 | 1534.4519 | 1088
1558 | 1534.4 | 1087.2
1559 | 1534.4 | 1086.4
1560 | 1534.4 | 1086.281
1561 | 1534.3568 | 1085.755
1562 | 1534.321 | 1084.8
1563 | 1534.229 | 1084.374
1564 | 1534.199 | 1084.168
1565 | 1534.0547 | 1083.2
1566 | 1533.6 | 1082.4
1567 | 1533.5207 | 1081.658
1568 | 1533.1581 | 1080.8
1569 | 1533.0237 | 1080.58
1570 | 1532.8 | 1080.477
1571 | 1532.8 | 1080.404
1572 | 1532.198 | 1080
1573 | 1532 | 1079.926
1574 | 1532 | 1078.987
1575 | 1532 | 1078.4
1576 | 1532 | 1077.782
1577 | 1531.3527 | 1077.6
1578 | 1531.346 | 1077.589
1579 | 1531.2 | 1077.053
1580 | 1531.2 | 1076.228
1581 | 1531.2 | 1076.086
1582 | 1531.013 | 1076.059
1583 | 1530.9776 | 1076
1584 | 1530.86 | 1075.33
1585 | 1530.718 | 1075.2
1586 | 1530.064 | 1075.093
1587 | 1529.9046 | 1074.595
1588 | 1529.712 | 1074.002
1589 | 1529.6 | 1073.767
1590 | 1529.6 | 1073.6
1591 | 1529.6 | 1073.6
1592 | 1529.6 | 1073.6
1593 | 1529.519 | 1073.537
1594 | 1528.8197 | 1073.408
1595 | 1528.819 | 1072.8
1596 | 1528.475 | 1072.376
1597 | 1528.3529 | 1072.364
1598 | 1528.29 | 1071.815
1599 | 1528.207 | 1071.653
1600 | 1528.0967 | 1071.458
1601 | 1528.006 | 1071.251
1602 | 1528 | 1070.4
1603 | 1527.881 | 1070.4
1604 | 1527.7062 | 1070.151
1605 | 1527.7062 | 1069.731
1606 | 1527.332 | 1069.6
1607 | 1527.327 | 1069.446
1608 | 1527.2199 | 1069.424
1609 | 1526.8884 | 1069.424
1610 | 1526.8884 | 1068.8
1611 | 1526.8378 | 1068.711
1612 | 1526.73 | 1068.086
1613 | 1526.413 | 1067.24
1614 | 1526.4 | 1067.2
1615 | 1526.4 | 1066.947
1616 | 1526.204 | 1066.06
1617 | 1526.041 | 1065.623
1618 | 1525.9328 | 1065.6
1619 | 1525.6 | 1064.8
1620 | 1525.6 | 1064.466
1621 | 1525.559 | 1064
1622 | 1525.4623 | 1062.574
1623 | 1525.3618 | 1061.865
1624 | 1525.3581 | 1061.6
1625 | 1525.044 | 1061.519
1626 | 1524.5 | 1061.496
1627 | 1524 | 1061.42
1628 | 1524 | 1060.89
1629 | 1524 | 1060.209
1630 | 1523.695 | 1060.2
1631 | 1523.623 | 1059.424
1632 | 1523.622 | 1058.918
1633 | 1523.5696 | 1058.818
1634 | 1522.957 | 1058.352
1635 | 1522.874 | 1058.094
1636 | 1522.828 | 1057.6
1637 | 1522.7988 | 1057.413
1638 | 1522.665 | 1056
1639 | 1522.428 | 1056
1640 | 1522.4 | 1056
1641 | 1522.3454 | 1055.859
1642 | 1522.0625 | 1055.365
1643 | 1521.983 | 1055.2
1644 | 1521.9814 | 1055.082
1645 | 1521.9814 | 1054.736
1646 | 1521.9772 | 1054.696
1647 | 1521.6 | 1054.4
1648 | 1521.6 | 1054.249
1649 | 1521.6 | 1053.6
1650 | 1521.1636 | 1052
1651 | 1520.8 | 1051.892
1652 | 1520.7915 | 1051.2
1653 | 1520.4757 | 1050.323
1654 | 1520.337 | 1050.323
1655 | 1520.142 | 1049.276
1656 | 1520.027 | 1048.788
1657 | 1519.8933 | 1048.116
1658 | 1519.876 | 1047.767
1659 | 1519.6659 | 1047.286
1660 | 1519.5135 | 1046.4
1661 | 1519.235 | 1045.848
1662 | 1519.2 | 1045.759
1663 | 1519.172 | 1045.174
1664 | 1519.101 | 1044
1665 | 1518.9141 | 1042.784
1666 | 1518.9095 | 1042.668
1667 | 1518.8139 | 1041.614
1668 | 1518.8139 | 1041.496
1669 | 1518.7101 | 1041.175
1670 | 1518.4 | 1041.064
1671 | 1518.4 | 1040.8
1672 | 1518.4 | 1040.492
1673 | 1517.919 | 1040.025
1674 | 1517.8449 | 1040.025
1675 | 1517.6 | 1040.025
1676 | 1517.6 | 1040
1677 | 1517.6 | 1039.543
1678 | 1517.3603 | 1038.766
1679 | 1517.328 | 1038.439
1680 | 1517.155 | 1038.252
1681 | 1517.038 | 1038.098
1682 | 1516.8 | 1036.8
1683 | 1516.8 | 1036.8
1684 | 1516.4783 | 1036.717
1685 | 1516.32 | 1036.527
1686 | 1516 | 1036.436
1687 | 1515.751 | 1036.348
1688 | 1515.3156 | 1036.004
1689 | 1515.2 | 1035.612
1690 | 1515.2 | 1035.335
1691 | 1515.2 | 1035.265
1692 | 1515.135 | 1034.4
1693 | 1514.83 | 1034.125
1694 | 1514.752 | 1033.328
1695 | 1514.737 | 1033.261
1696 | 1514.4 | 1032.829
1697 | 1514.4 | 1031.177
1698 | 1514.373 | 1030.5
1699 | 1514.242 | 1029.964
1700 | 1514.182 | 1029.414
1701 | 1513.8031 | 1029.119
1702 | 1513.6533 | 1028.83
1703 | 1513.4915 | 1028.8
1704 | 1513.4756 | 1028.257
1705 | 1513.323 | 1028.173
1706 | 1512.8 | 1028.081
1707 | 1512.8 | 1028
1708 | 1512.8 | 1027.834
1709 | 1512.8 | 1027.527
1710 | 1512.557 | 1027.311
1711 | 1512.4939 | 1026.74
1712 | 1512.119 | 1026.4
1713 | 1512.0147 | 1026.4
1714 | 1511.9217 | 1026.377
1715 | 1511.5332 | 1025.396
1716 | 1511.5071 | 1024.833
1717 | 1511.408 | 1024.005
1718 | 1511.2516 | 1024
1719 | 1510.972 | 1023.343
1720 | 1510.8356 | 1023.228
1721 | 1510.7833 | 1023.067
1722 | 1510.4219 | 1022.799
1723 | 1510.4 | 1022.212
1724 | 1510.4 | 1022.109
1725 | 1510.3678 | 1021.637
1726 | 1510.044 | 1020.8
1727 | 1509.998 | 1020.695
1728 | 1509.994 | 1020.578
1729 | 1509.8552 | 1020
1730 | 1509.6793 | 1020
1731 | 1509.6 | 1019.834
1732 | 1509.5909 | 1019.739
1733 | 1509.5909 | 1019.449
1734 | 1509.5259 | 1019.431
1735 | 1509.416 | 1018.771
1736 | 1509.3432 | 1018.695
1737 | 1509.312 | 1018.198
1738 | 1509.175 | 1016.737
1739 | 1509.1443 | 1016
1740 | 1508.8 | 1016
1741 | 1508.661 | 1015.996
1742 | 1508.577 | 1015.972
1743 | 1508.5094 | 1015.702
1744 | 1508.333 | 1014.776
1745 | 1508 | 1014.4
1746 | 1508 | 1013.904
1747 | 1508 | 1013.718
1748 | 1508 | 1012.811
1749 | 1507.763 | 1012.543
1750 | 1507.2 | 1012
1751 | 1507.155 | 1010.939
1752 | 1507.149 | 1010.871
1753 | 1506.995 | 1010.025
1754 | 1506.9156 | 1009.71
1755 | 1506.879 | 1009.6
1756 | 1506.7813 | 1009.089
1757 | 1506.4 | 1008.672
1758 | 1506.384 | 1008.399
1759 | 1506.159 | 1008.395
1760 | 1505.9819 | 1007.017
1761 | 1505.7062 | 1006.4
1762 | 1505.6 | 1005.557
1763 | 1505.134 | 1004.72
1764 | 1505.096 | 1004.397
1765 | 1504.309 | 1004.227
1766 | 1504 | 1004
1767 | 1504 | 1003.985
1768 | 1504 | 1001.043
1769 | 1504 | 1001.043
1770 | 1503.829 | 1000.307
1771 | 1503.6577 | 1000.11
1772 | 1503.542 | 999.767
1773 | 1503.503 | 997.6
1774 | 1503.303 | 996.812
1775 | 1503.2 | 996.612
1776 | 1503.2 | 996
1777 | 1503.1713 | 995.276
1778 | 1503.1713 | 995.2
1779 | 1503.121 | 995.2
1780 | 1502.9147 | 994.877
1781 | 1502.4 | 993.832
1782 | 1502.098 | 993.689
1783 | 1502.036 | 993.203
1784 | 1502.032 | 992.658
1785 | 1501.8804 | 992
1786 | 1501.8215 | 991.373
1787 | 1501.802 | 991.2
1788 | 1501.38 | 988.944
1789 | 1501.2835 | 988.8
1790 | 1500.8 | 988.369
1791 | 1500.8 | 987.811
1792 | 1500.5405 | 987.793
1793 | 1500.2676 | 987.166
1794 | 1500.0918 | 985.606
1795 | 1500.064 | 985.6
1796 | 1500 | 985.118
1797 | 1500 | 984.642
1798 | 1500 | 982.843
1799 | 1499.82 | 982.402
1800 | 1499.779 | 982.4
1801 | 1499.733 | 981.6
1802 | 1499.6906 | 981.327
1803 | 1499.2 | 981.256
1804 | 1499.0822 | 980.566
1805 | 1498.899 | 979.2
1806 | 1498.823 | 978.942
1807 | 1498.7138 | 978.4
1808 | 1498.4 | 977.038
1809 | 1498.2644 | 976.919
1810 | 1498.248 | 976.8
1811 | 1497.729 | 976.035
1812 | 1497.656 | 975.936
1813 | 1497.6 | 974.573
1814 | 1497.6 | 974.555
1815 | 1497.6 | 973.864
1816 | 1497.593 | 973.174
1817 | 1497.353 | 972.644
1818 | 1497.263 | 972.357
1819 | 1497.0151 | 972
1820 | 1496.8 | 970.886
1821 | 1496.668 | 970.4
1822 | 1496.6287 | 968.978
1823 | 1496.27 | 968.598
1824 | 1496.2674 | 968.339
1825 | 1496 | 968.131
1826 | 1495.9604 | 967.209
1827 | 1495.2 | 966.979
1828 | 1495.022 | 966.957
1829 | 1494.969 | 966.61
1830 | 1494.9623 | 966.511
1831 | 1494.8291 | 966.394
1832 | 1494.782 | 966.267
1833 | 1494.729 | 965.993
1834 | 1494.49 | 964.847
1835 | 1494.4 | 964.8
1836 | 1494.4 | 964.469
1837 | 1494.4 | 963.628
1838 | 1494.4 | 963.404
1839 | 1494.4 | 963.2
1840 | 1494.3067 | 962.132
1841 | 1494.1654 | 962.06
1842 | 1494.1654 | 961.6
1843 | 1494.0026 | 961.325
1844 | 1494.002 | 960.741
1845 | 1493.8665 | 960.52
1846 | 1493.831 | 960
1847 | 1493.7656 | 959.854
1848 | 1493.6 | 958.811
1849 | 1493.6 | 957.6
1850 | 1493.401 | 957.6
1851 | 1493.3574 | 956.861
1852 | 1493.2586 | 956.474
1853 | 1493.2053 | 956.176
1854 | 1493.196 | 956.176
1855 | 1493.1455 | 955.54
1856 | 1493.09 | 955.216
1857 | 1493.0687 | 954.593
1858 | 1493.053 | 954.407
1859 | 1493.014 | 954.4
1860 | 1492.8 | 952.334
1861 | 1492.56 | 952.137
1862 | 1492.5396 | 950.4
1863 | 1492.397 | 950.4
1864 | 1492.2516 | 950.4
1865 | 1492.205 | 949.69
1866 | 1492.134 | 949.6
1867 | 1492 | 949.6
1868 | 1492 | 949.6
1869 | 1491.985 | 948.642
1870 | 1491.966 | 947.86
1871 | 1491.899 | 947.668
1872 | 1491.7748 | 946.085
1873 | 1491.7217 | 945.906
1874 | 1491.7217 | 945.879
1875 | 1491.7213 | 945.143
1876 | 1491.7106 | 945.104
1877 | 1491.6931 | 944.8
1878 | 1491.5815 | 943.98
1879 | 1491.3363 | 943.474
1880 | 1491.287 | 943.2
1881 | 1491.2 | 943.2
1882 | 1490.9918 | 942.426
1883 | 1490.9597 | 942.4
1884 | 1490.5497 | 942.4
1885 | 1490.4715 | 942.4
1886 | 1490.436 | 942.333
1887 | 1490.4 | 941.402
1888 | 1490.4 | 940.711
1889 | 1490.238 | 939.956
1890 | 1490.1674 | 939.33
1891 | 1490.1332 | 939.318
1892 | 1489.7845 | 937.788
1893 | 1489.6 | 937.6
1894 | 1489.5089 | 936.987
1895 | 1489.3905 | 936.017
1896 | 1489.362 | 936
1897 | 1489.1425 | 935.434
1898 | 1489.129 | 935.194
1899 | 1488.8 | 934.4
1900 | 1488.8 | 934.11
1901 | 1488.8 | 933.6
1902 | 1488.8 | 933.103
1903 | 1488.8 | 932.423
1904 | 1488.8 | 932
1905 | 1488.651 | 931.042
1906 | 1488.6136 | 930.946
1907 | 1488.5872 | 930.253
1908 | 1488.4238 | 929.964
1909 | 1488.288 | 928.349
1910 | 1488.271 | 928.279
1911 | 1488.1212 | 927.2
1912 | 1488 | 926.898
1913 | 1488 | 926.887
1914 | 1488 | 926.601
1915 | 1487.9546 | 924.966
1916 | 1487.923 | 924.909
1917 | 1487.855 | 924
1918 | 1487.8366 | 923.674
1919 | 1487.795 | 923.2
1920 | 1487.5921 | 923.2
1921 | 1487.386 | 923.003
1922 | 1487.273 | 923.003
1923 | 1486.7248 | 920
1924 | 1486.483 | 919.991
1925 | 1486.419 | 918.664
1926 | 1486.3518 | 918.618
1927 | 1486.331 | 918.4
1928 | 1485.876 | 917.358
1929 | 1485.795 | 916.01
1930 | 1485.6 | 916
1931 | 1485.5058 | 915.59
1932 | 1485.5058 | 914.334
1933 | 1485.364 | 913.949
1934 | 1485.342 | 913.415
1935 | 1484.496 | 913.006
1936 | 1484.2371 | 912.045
1937 | 1484.153 | 912
1938 | 1484 | 911.703
1939 | 1484 | 911.703
1940 | 1483.656 | 911.515
1941 | 1483.589 | 910.169
1942 | 1483.2 | 909.378
1943 | 1483.2 | 909.171
1944 | 1483.009 | 908.453
1945 | 1483.009 | 907.559
1946 | 1482.886 | 906.4
1947 | 1482.4 | 906.161
1948 | 1482.2121 | 905.259
1949 | 1482.151 | 904.8
1950 | 1482.0911 | 904.322
1951 | 1481.714 | 904
1952 | 1481.469 | 904
1953 | 1481.371 | 903.2
1954 | 1480.9778 | 902.739
1955 | 1480.8333 | 902.483
1956 | 1480.8 | 901.064
1957 | 1480.8 | 900.775
1958 | 1480.787 | 899.687
1959 | 1480.775 | 899.234
1960 | 1480.7011 | 898.001
1961 | 1480.6329 | 896.587
1962 | 1480.4755 | 896
1963 | 1480.0672 | 895.995
1964 | 1479.7011 | 895.506
1965 | 1479.6564 | 895.126
1966 | 1479.4543 | 895.126
1967 | 1479.406 | 894.4
1968 | 1479.2732 | 893.894
1969 | 1479.2 | 892.8
1970 | 1479.2 | 891.925
1971 | 1479.054 | 891.588
1972 | 1478.554 | 889.539
1973 | 1478.4 | 888.564
1974 | 1478.389 | 888.024
1975 | 1478.2277 | 888
1976 | 1478.101 | 887.611
1977 | 1477.914 | 883.2
1978 | 1477.846 | 882.624
1979 | 1477.6 | 880.8
1980 | 1477.6 | 880.763
1981 | 1477.577 | 880.622
1982 | 1476.9595 | 880.591
1983 | 1476.872 | 880
1984 | 1476.864 | 878.451
1985 | 1476.806 | 878.4
1986 | 1476.6339 | 877.6
1987 | 1476.616 | 876.8
1988 | 1476.183 | 876.8
1989 | 1476 | 876.8
1990 | 1476 | 876.577
1991 | 1475.707 | 875.787
1992 | 1475.6089 | 875.755
1993 | 1475.4056 | 874.617
1994 | 1475.2 | 871.643
1995 | 1475.2 | 871.2
1996 | 1475.2 | 871.174
1997 | 1475.0421 | 870.547
1998 | 1475.0401 | 870.268
1999 | 1474.906 | 869.957
2000 | 1474.877 | 869.538
2001 | 1474.584 | 868.685
2002 | 1474.4 | 868.416
2003 | 1474.147 | 865.411
2004 | 1473.9411 | 864.8
2005 | 1473.887 | 864.083
2006 | 1473.8341 | 863.41
2007 | 1473.5876 | 863.2
2008 | 1473.3059 | 862.935
2009 | 1473.083 | 862.413
2010 | 1472.9116 | 860.8
2011 | 1472.893 | 860.592
2012 | 1472.8 | 860.519
2013 | 1472.8 | 859.978
2014 | 1472.679 | 858.627
2015 | 1472.454 | 858.289
2016 | 1472.409 | 857.509
2017 | 1472 | 857.033
2018 | 1472 | 856
2019 | 1472 | 855.409
2020 | 1472 | 854.945
2021 | 1471.9558 | 854.618
2022 | 1471.92 | 853.344
2023 | 1471.9052 | 853.297
2024 | 1471.8526 | 852.212
2025 | 1471.8474 | 851.2
2026 | 1471.833 | 849.97
2027 | 1471.768 | 848.892
2028 | 1471.2 | 848.851
2029 | 1471.2 | 848.79
2030 | 1471.04 | 848.16
2031 | 1470.638 | 848
2032 | 1470.4 | 847.535
2033 | 1470.4 | 847.465
2034 | 1470.4 | 846.805
2035 | 1470.4 | 844.088
2036 | 1470.4 | 843.2
2037 | 1470.3045 | 841.016
2038 | 1470.149 | 840.477
2039 | 1470.106 | 840
2040 | 1469.7754 | 839.165
2041 | 1469.7754 | 837.081
2042 | 1469.6 | 836
2043 | 1469.6 | 835.985
2044 | 1469.4619 | 834.33
2045 | 1469.4619 | 832.258
2046 | 1469.4209 | 832.15
2047 | 1469.341 | 831.138
2048 | 1469.1901 | 830.097
2049 | 1468.8335 | 829.939
2050 | 1468.8 | 829.6
2051 | 1468.701 | 827.424
2052 | 1468.257 | 826.749
2053 | 1468.154 | 826.584
2054 | 1468.113 | 825.344
2055 | 1468.0047 | 825.017
2056 | 1468 | 823.782
2057 | 1467.4236 | 820.532
2058 | 1467.39 | 819.346
2059 | 1467.239 | 818.856
2060 | 1467.2 | 817.22
2061 | 1467.0712 | 816.427
2062 | 1466.806 | 816.414
2063 | 1466.4 | 816
2064 | 1466.4 | 813.648
2065 | 1466.4 | 813.626
2066 | 1466.4 | 813.601
2067 | 1466.369 | 813.6
2068 | 1466.2743 | 812.063
2069 | 1466.1104 | 812
2070 | 1466.0823 | 811.286
2071 | 1465.9979 | 810.13
2072 | 1465.832 | 809.482
2073 | 1465.729 | 808.608
2074 | 1465.6696 | 807.601
2075 | 1465.6 | 807.499
2076 | 1465.6 | 807.301
2077 | 1465.4775 | 806.895
2078 | 1465.448 | 806.865
2079 | 1464.8 | 806.13
2080 | 1464.7333 | 805.673
2081 | 1464.687 | 804.647
2082 | 1464.5285 | 803.035
2083 | 1464.5285 | 802.291
2084 | 1464.006 | 801.913
2085 | 1464 | 800.66
2086 | 1464 | 800.503
2087 | 1463.9441 | 799.541
2088 | 1463.8837 | 797.74
2089 | 1463.7515 | 796.156
2090 | 1463.702 | 794.974
2091 | 1463.659 | 794.18
2092 | 1463.2 | 792.931
2093 | 1463.2 | 792.111
2094 | 1463.2 | 792
2095 | 1463.195 | 790.785
2096 | 1462.838 | 789.667
2097 | 1462.819 | 789.159
2098 | 1462.4025 | 787.527
2099 | 1462.4 | 784.8
2100 | 1462.36 | 784.8
2101 | 1462.071 | 784.299
2102 | 1461.828 | 782.877
2103 | 1461.6 | 782.593
2104 | 1461.6 | 782.545
2105 | 1461.4939 | 782.512
2106 | 1461.4783 | 782.229
2107 | 1461.462 | 781.452
2108 | 1461.298 | 780.985
2109 | 1461.244 | 780.473
2110 | 1461.008 | 779.651
2111 | 1460.9439 | 778.519
2112 | 1460.8 | 777.788
2113 | 1460.8 | 776.725
2114 | 1460.6961 | 776.246
2115 | 1460.6438 | 774.4
2116 | 1460.39 | 774.142
2117 | 1460.1058 | 773.169
2118 | 1460 | 772.365
2119 | 1460 | 772.296
2120 | 1459.9884 | 772.239
2121 | 1459.8264 | 772.094
2122 | 1459.662 | 770.803
2123 | 1459.4151 | 769.6
2124 | 1459.2 | 768
2125 | 1459.2 | 767.826
2126 | 1459.2 | 765.721
2127 | 1459.2 | 765.24
2128 | 1459.2 | 762.515
2129 | 1459.2 | 760
2130 | 1459.2 | 759.792
2131 | 1459.1023 | 758.457
2132 | 1458.87 | 758.128
2133 | 1458.823 | 757.582
2134 | 1458.605 | 756.99
2135 | 1458.486 | 756.727
2136 | 1458.461 | 756.687
2137 | 1458.4473 | 754.857
2138 | 1458.4 | 752.8
2139 | 1458.4 | 752.449
2140 | 1458.3055 | 752.198
2141 | 1458.236 | 752.155
2142 | 1458.112 | 751.813
2143 | 1457.6 | 750.893
2144 | 1457.6 | 750.23
2145 | 1457.6 | 749.091
2146 | 1457.536 | 747.732
2147 | 1457.5078 | 747.429
2148 | 1457.42 | 746.574
2149 | 1457.305 | 745.96
2150 | 1457.0651 | 745.793
2151 | 1456.8 | 745.525
2152 | 1456.702 | 745.193
2153 | 1456.677 | 745.043
2154 | 1456.6718 | 743.515
2155 | 1456.647 | 743.176
2156 | 1456.594 | 741.772
2157 | 1456.5445 | 741.6
2158 | 1456.398 | 740.277
2159 | 1456.248 | 739.318
2160 | 1456.1419 | 739.032
2161 | 1456.088 | 738.561
2162 | 1456 | 738.438
2163 | 1455.9617 | 738.4
2164 | 1455.678 | 738.091
2165 | 1455.5941 | 735.585
2166 | 1455.515 | 734.4
2167 | 1455.5 | 733.656
2168 | 1455.483 | 733.593
2169 | 1455.323 | 733.321
2170 | 1454.847 | 732.902
2171 | 1454.836 | 729.919
2172 | 1454.312 | 728.982
2173 | 1454.101 | 728.8
2174 | 1453.973 | 727.2
2175 | 1453.859 | 725.795
2176 | 1453.632 | 725.6
2177 | 1453.6 | 725.223
2178 | 1453.6 | 723.358
2179 | 1453.6 | 721.6
2180 | 1453.2837 | 720.8
2181 | 1453.1366 | 720.624
2182 | 1453.0225 | 718.57
2183 | 1452.7272 | 717.878
2184 | 1452.682 | 717.6
2185 | 1452.636 | 716.419
2186 | 1452.169 | 716.351
2187 | 1451.9165 | 716.239
2188 | 1451.9165 | 715.777
2189 | 1451.8731 | 711.983
2190 | 1451.78 | 709.397
2191 | 1451.75 | 708.765
2192 | 1451.2 | 706.099
2193 | 1450.922 | 705.862
2194 | 1450.7679 | 705.536
2195 | 1450.765 | 704
2196 | 1450.762 | 703.652
2197 | 1450.739 | 703.173
2198 | 1450.6684 | 701.698
2199 | 1450.4455 | 700.8
2200 | 1450.0124 | 700.377
2201 | 1449.6 | 698.524
2202 | 1449.6 | 697.972
2203 | 1449.6 | 697.395
2204 | 1449.583 | 697.03
2205 | 1449.3753 | 696.793
2206 | 1449.081 | 696.166
2207 | 1448.9237 | 695.435
2208 | 1448.8 | 694.872
2209 | 1448.8 | 692.702
2210 | 1448.694 | 691.728
2211 | 1448.549 | 690.976
2212 | 1448.412 | 690.888
2213 | 1448.2039 | 689.943
2214 | 1448.199 | 689.485
2215 | 1448.14 | 688.401
2216 | 1447.9459 | 687.831
2217 | 1447.708 | 687.687
2218 | 1447.5589 | 687.639
2219 | 1447.547 | 686.996
2220 | 1447.357 | 685.527
2221 | 1447.2 | 684.502
2222 | 1447.2 | 683.941
2223 | 1447.2 | 683.058
2224 | 1446.565 | 682.8
2225 | 1446.5205 | 682.313
2226 | 1446.4 | 681.576
2227 | 1446.4 | 680.292
2228 | 1446.4 | 680.191
2229 | 1446.4 | 680.084
2230 | 1446.2015 | 678.593
2231 | 1446.081 | 677.6
2232 | 1445.9232 | 676.99
2233 | 1445.882 | 676.944
2234 | 1445.753 | 675.207
2235 | 1445.6 | 671.932
2236 | 1445.488 | 671.438
2237 | 1445.428 | 668.588
2238 | 1445.3682 | 668.521
2239 | 1445.2968 | 668.467
2240 | 1445.1054 | 667.537
2241 | 1444.8 | 666.581
2242 | 1444.8 | 665.739
2243 | 1444.5613 | 665.418
2244 | 1444 | 663.439
2245 | 1444 | 662.078
2246 | 1444 | 659.969
2247 | 1444 | 657.047
2248 | 1444 | 656.8
2249 | 1444 | 656.511
2250 | 1444 | 653.039
2251 | 1443.7099 | 650.943
2252 | 1443.6317 | 649.979
2253 | 1443.606 | 649.827
2254 | 1443.602 | 645.795
2255 | 1443.5696 | 645.091
2256 | 1443.5337 | 643.223
2257 | 1443.4841 | 641.293
2258 | 1443.3311 | 640.968
2259 | 1443.0903 | 639.551
2260 | 1443.0721 | 638.866
2261 | 1443.0422 | 637.816
2262 | 1442.884 | 635.2
2263 | 1442.5236 | 633.92
2264 | 1442.4 | 631.524
2265 | 1441.9686 | 631.308
2266 | 1441.807 | 629.404
2267 | 1441.6 | 627.824
2268 | 1441.5708 | 624.698
2269 | 1441.5264 | 624.54
2270 | 1441.2678 | 623.968
2271 | 1441.0183 | 622.306
2272 | 1440.8 | 621.809
2273 | 1440.8 | 621.153
2274 | 1440.8 | 619.279
2275 | 1440.7739 | 617.718
2276 | 1440.7666 | 615.826
2277 | 1440.758 | 614.444
2278 | 1440.601 | 613.297
2279 | 1440.062 | 610.657
2280 | 1440 | 610.37
2281 | 1440 | 607.802
2282 | 1439.8744 | 607.208
2283 | 1439.865 | 606.868
2284 | 1439.8057 | 606.012
2285 | 1439.505 | 605.75
2286 | 1439.2 | 602.4
2287 | 1439.1789 | 602.276
2288 | 1439.024 | 601.747
2289 | 1438.896 | 601.473
2290 | 1438.5628 | 601.105
2291 | 1438.3833 | 600.718
2292 | 1438.064 | 597.732
2293 | 1438.053 | 597.648
2294 | 1438.004 | 596.045
2295 | 1437.9908 | 595.604
2296 | 1437.913 | 594.843
2297 | 1437.6 | 594.714
2298 | 1437.172 | 594.4
2299 | 1436.8198 | 594.041
2300 | 1436.8 | 593.745
2301 | 1436.8 | 592.8
2302 | 1436.8 | 592.04
2303 | 1436.7719 | 588.644
2304 | 1436.7588 | 588.173
2305 | 1436.5587 | 587.571
2306 | 1436.5587 | 585.347
2307 | 1436.28 | 583.977
2308 | 1436.12 | 583.813
2309 | 1436.091 | 580.8
2310 | 1436 | 580.377
2311 | 1436 | 576.709
2312 | 1436 | 576.453
2313 | 1436 | 575.143
2314 | 1435.996 | 574.556
2315 | 1435.98 | 574.056
2316 | 1435.791 | 572.262
2317 | 1435.7711 | 566.829
2318 | 1435.638 | 565.987
2319 | 1435.4445 | 564.502
2320 | 1435.047 | 563.055
2321 | 1435.033 | 560.7
2322 | 1434.9975 | 558.449
2323 | 1434.587 | 555.809
2324 | 1434.4 | 555.632
2325 | 1434.4 | 555.367
2326 | 1434.3988 | 555.156
2327 | 1434.3111 | 553.411
2328 | 1434.2978 | 553.33
2329 | 1434.29 | 551.003
2330 | 1434.147 | 550.481
2331 | 1434.101 | 547.513
2332 | 1434.037 | 547.314
2333 | 1433.9206 | 546.749
2334 | 1433.6019 | 545.053
2335 | 1433.6 | 544.17
2336 | 1433.6 | 543.824
2337 | 1433.6 | 539.65
2338 | 1433.6 | 539.03
2339 | 1433.6 | 538.912
2340 | 1433.3713 | 537.832
2341 | 1433.37 | 537.56
2342 | 1433.2991 | 534.014
2343 | 1432.8 | 531.016
2344 | 1432.8 | 530.552
2345 | 1432.8 | 528.795
2346 | 1432.8 | 528.042
2347 | 1432.0201 | 526.976
2348 | 1432.0081 | 524.619
2349 | 1432 | 524.352
2350 | 1431.852 | 523.924
2351 | 1431.814 | 523.654
2352 | 1431.431 | 523.128
2353 | 1431.3986 | 521.807
2354 | 1431.2113 | 520.57
2355 | 1431.2023 | 520.06
2356 | 1431.2023 | 516.868
2357 | 1431.2 | 515.388
2358 | 1431.2 | 514.538
2359 | 1431.18 | 513.032
2360 | 1431.156 | 512.779
2361 | 1430.954 | 509.169
2362 | 1430.445 | 506.843
2363 | 1430.4144 | 506.251
2364 | 1430.4064 | 505.6
2365 | 1430.4 | 504.893
2366 | 1430.4 | 504.292
2367 | 1430.203 | 504
2368 | 1430.0072 | 502.04
2369 | 1429.627 | 501.686
2370 | 1429.6 | 501.6
2371 | 1429.6 | 499.863
2372 | 1429.6 | 498.4
2373 | 1429.5663 | 498.4
2374 | 1429.4651 | 498.4
2375 | 1429.4511 | 497.959
2376 | 1429.443 | 496.461
2377 | 1429.3409 | 496.461
2378 | 1429.183 | 496.461
2379 | 1429.0673 | 495.605
2380 | 1428.8 | 495.434
2381 | 1428.7283 | 495.385
2382 | 1428.5228 | 494.65
2383 | 1428.3799 | 493.901
2384 | 1428.0237 | 493.15
2385 | 1428.0124 | 492.548
2386 | 1428 | 492.303
2387 | 1428 | 491.535
2388 | 1428 | 490.849
2389 | 1428 | 488.639
2390 | 1428 | 488.554
2391 | 1427.931 | 487.2
2392 | 1427.898 | 486.886
2393 | 1427.7269 | 486.034
2394 | 1427.338 | 485.682
2395 | 1427.2354 | 485.6
2396 | 1427.2 | 485.305
2397 | 1427.2 | 485.215
2398 | 1427.1132 | 484.8
2399 | 1426.651 | 483.711
2400 | 1426.3624 | 482.52
2401 | 1426.323 | 480.8
2402 | 1426.2953 | 479.071
2403 | 1426.2825 | 478.93
2404 | 1426.2447 | 477.917
2405 | 1425.846 | 477.6
2406 | 1425.732 | 475.742
2407 | 1425.6 | 475.474
2408 | 1425.6 | 473.845
2409 | 1425.4775 | 473.368
2410 | 1425.4723 | 472.731
2411 | 1425.388 | 468.596
2412 | 1425.043 | 468.486
2413 | 1424.9425 | 467.386
2414 | 1424.881 | 467.2
2415 | 1424.8 | 466.447
2416 | 1424.8 | 466.059
2417 | 1424.8 | 465.383
2418 | 1424.6399 | 462.9
2419 | 1424.522 | 461.771
2420 | 1424.1277 | 460.861
2421 | 1424.117 | 460.075
2422 | 1424 | 459.286
2423 | 1424 | 454.94
2424 | 1423.9667 | 452.842
2425 | 1423.8829 | 451.993
2426 | 1423.8418 | 450.4
2427 | 1423.6773 | 448.648
2428 | 1423.45 | 447.486
2429 | 1423.39 | 446.018
2430 | 1423.3507 | 442.969
2431 | 1423.2 | 442.79
2432 | 1423.2 | 440.81
2433 | 1423.2 | 439.48
2434 | 1423.2 | 438.225
2435 | 1422.7357 | 437.632
2436 | 1422.6934 | 434.497
2437 | 1422.593 | 433.45
2438 | 1422.494 | 431.466
2439 | 1422.415 | 431.2
2440 | 1422.4 | 430.844
2441 | 1422.4 | 430.233
2442 | 1422.4 | 429.608
2443 | 1421.989 | 429.471
2444 | 1421.8944 | 427.943
2445 | 1421.717 | 426.089
2446 | 1421.665 | 424.54
2447 | 1421.6486 | 423.981
2448 | 1421.6 | 423.311
2449 | 1421.6 | 422.899
2450 | 1421.6 | 422.275
2451 | 1421.245 | 421.6
2452 | 1421.187 | 420.395
2453 | 1421.0247 | 420.105
2454 | 1421.0199 | 419.96
2455 | 1421.0199 | 418.883
2456 | 1420.868 | 418.547
2457 | 1420.8 | 417.034
2458 | 1420.6499 | 416.8
2459 | 1420.356 | 410.4
2460 | 1420.243 | 408.804
2461 | 1420.2091 | 408.516
2462 | 1420.1043 | 407.026
2463 | 1420.083 | 406.78
2464 | 1420 | 406.461
2465 | 1420 | 404.972
2466 | 1419.829 | 404.331
2467 | 1419.609 | 403.88
2468 | 1419.53 | 403.19
2469 | 1419.4661 | 399.152
2470 | 1419.2 | 399.101
2471 | 1419.024 | 397.6
2472 | 1419.01 | 397.39
2473 | 1418.787 | 395.277
2474 | 1418.6891 | 394.4
2475 | 1418.6527 | 393.438
2476 | 1418.5776 | 393.198
2477 | 1418.435 | 392.558
2478 | 1418.4 | 391.528
2479 | 1418.0826 | 390.923
2480 | 1418.0826 | 390.4
2481 | 1417.9132 | 390.105
2482 | 1417.6642 | 388.469
2483 | 1417.562 | 388.173
2484 | 1417.3471 | 386.834
2485 | 1417.335 | 386.378
2486 | 1417.2992 | 384
2487 | 1417.2834 | 383.234
2488 | 1417.1352 | 382.4
2489 | 1417.1352 | 382.4
2490 | 1416.8 | 381.6
2491 | 1416.8 | 380
2492 | 1416.8 | 379.93
2493 | 1416.8 | 378.78
2494 | 1416.4814 | 378.484
2495 | 1416.4175 | 378.4
2496 | 1416.264 | 376.576
2497 | 1416.215 | 375.384
2498 | 1416.2125 | 371.905
2499 | 1416.1869 | 371.376
2500 | 1416 | 369.659
2501 | 1416 | 369.6
2502 | 1416 | 369.19
2503 | 1415.902 | 367.483
2504 | 1415.791 | 367.2
2505 | 1415.659 | 365.912
2506 | 1415.654 | 365.57
2507 | 1415.472 | 364.83
2508 | 1415.4066 | 362.299
2509 | 1415.3466 | 361.6
2510 | 1415.2 | 357.6
2511 | 1415.2 | 357.182
2512 | 1414.8457 | 354.4
2513 | 1414.8044 | 354.4
2514 | 1414.8031 | 353.916
2515 | 1414.7093 | 351.528
2516 | 1414.405 | 351.119
2517 | 1414.4 | 347.735
2518 | 1414.4 | 347.646
2519 | 1414.4 | 344.184
2520 | 1414.2487 | 340.884
2521 | 1414.2467 | 337.082
2522 | 1413.981 | 336.848
2523 | 1413.61 | 332.974
2524 | 1413.6 | 332.949
2525 | 1413.2101 | 331.736
2526 | 1413.067 | 331.163
2527 | 1412.9376 | 330.986
2528 | 1412.897 | 325.862
2529 | 1412.8828 | 321.227
2530 | 1412.8 | 320.345
2531 | 1412.8 | 319.972
2532 | 1412.702 | 319.469
2533 | 1412 | 318.842
2534 | 1412 | 318.19
2535 | 1411.917 | 317.586
2536 | 1411.614 | 317.398
2537 | 1411.611 | 315.679
2538 | 1411.5744 | 315.281
2539 | 1411.5744 | 310.46
2540 | 1411.5744 | 308.819
2541 | 1411.2891 | 308.8
2542 | 1411.2 | 308.741
2543 | 1411.2 | 307.599
2544 | 1411.199 | 305.6
2545 | 1411.0786 | 304.96
2546 | 1411.0387 | 304.411
2547 | 1410.943 | 303.871
2548 | 1410.7274 | 303.297
2549 | 1410.682 | 302.253
2550 | 1410.488 | 299.234
2551 | 1410.4 | 297.85
2552 | 1410.3765 | 296.612
2553 | 1410.31 | 295.485
2554 | 1410.099 | 293.223
2555 | 1409.846 | 290.528
2556 | 1409.776 | 289.907
2557 | 1409.71 | 287.84
2558 | 1409.6953 | 286.667
2559 | 1409.602 | 284.802
2560 | 1409.6 | 284.8
2561 | 1409.584 | 284.652
2562 | 1409.4378 | 284.281
2563 | 1409.196 | 284.084
2564 | 1409.122 | 283.692
2565 | 1408.9952 | 283.561
2566 | 1408.8984 | 281.064
2567 | 1408.803 | 280.905
2568 | 1408.8 | 280.8
2569 | 1408.8 | 280.111
2570 | 1408.8 | 279.708
2571 | 1408.691 | 277.457
2572 | 1408.5208 | 276.372
2573 | 1408.483 | 275.157
2574 | 1408.437 | 274.98
2575 | 1408.436 | 273.605
2576 | 1408.139 | 273.199
2577 | 1408.1145 | 273.147
2578 | 1408.1115 | 272.093
2579 | 1408.003 | 262.514
2580 | 1408 | 260.789
2581 | 1408 | 260.667
2582 | 1408 | 260.238
2583 | 1408 | 259.418
2584 | 1408 | 257.429
2585 | 1408 | 256.999
2586 | 1408 | 256.206
2587 | 1407.813 | 254.025
2588 | 1407.738 | 253.356
2589 | 1407.71 | 252.867
2590 | 1407.4852 | 247.163
2591 | 1407.3079 | 246.561
2592 | 1407.2 | 243.749
2593 | 1407.2 | 242.077
2594 | 1407.2 | 240.779
2595 | 1407.035 | 236.506
2596 | 1407.007 | 235.937
2597 | 1406.8437 | 235.452
2598 | 1406.6674 | 234.598
2599 | 1406.455 | 234.4
2600 | 1405.725 | 233.488
2601 | 1405.7108 | 233.2
2602 | 1405.7098 | 231.693
2603 | 1405.6574 | 230.4
2604 | 1405.6336 | 227.734
2605 | 1405.6 | 226.456
2606 | 1405.495 | 225.213
2607 | 1405.356 | 224.221
2608 | 1404.929 | 223.758
2609 | 1404.902 | 223.2
2610 | 1404.8432 | 222.332
2611 | 1404.829 | 219.98
2612 | 1404.8 | 215.571
2613 | 1404.8 | 215.302
2614 | 1404.7042 | 214.839
2615 | 1404.3944 | 214.751
2616 | 1404.339 | 212.054
2617 | 1404.316 | 208.881
2618 | 1404.2924 | 208.299
2619 | 1404.2291 | 207.52
2620 | 1403.753 | 205.594
2621 | 1403.535 | 205.087
2622 | 1403.2 | 204.084
2623 | 1403.2 | 204.05
2624 | 1403.197 | 203.813
2625 | 1403.1504 | 202.988
2626 | 1403.041 | 200.693
2627 | 1402.9586 | 200.276
2628 | 1402.9448 | 199.367
2629 | 1402.913 | 198.488
2630 | 1402.659 | 195.468
2631 | 1402.5233 | 194.997
2632 | 1402.5233 | 193.46
2633 | 1402.4 | 191.351
2634 | 1402.4 | 189.581
2635 | 1402.3734 | 189.536
2636 | 1402.2623 | 189.195
2637 | 1401.9869 | 186.465
2638 | 1401.945 | 184.345
2639 | 1401.7604 | 182.999
2640 | 1401.7369 | 182.186
2641 | 1401.676 | 180.164
2642 | 1401.6253 | 178.354
2643 | 1401.399 | 176.4
2644 | 1401.019 | 176.246
2645 | 1400.986 | 174.69
2646 | 1400.8 | 173.6
2647 | 1400.8 | 171.625
2648 | 1400.707 | 171.2
2649 | 1400.2571 | 170.585
2650 | 1400.201 | 168.459
2651 | 1400.192 | 168.061
2652 | 1400.1248 | 166.002
2653 | 1400.0426 | 162.818
2654 | 1400 | 161.684
2655 | 1400 | 157.401
2656 | 1400 | 156.271
2657 | 1399.92 | 156.165
2658 | 1399.808 | 153.233
2659 | 1399.7203 | 150.139
2660 | 1399.4642 | 148.859
2661 | 1399.3357 | 147.847
2662 | 1399.3069 | 147.686
2663 | 1398.5489 | 146.735
2664 | 1398.4887 | 146.04
2665 | 1398.4 | 145.433
2666 | 1398.4 | 140.635
2667 | 1398.4 | 139.75
2668 | 1398.4 | 139.684
2669 | 1398.008 | 137.157
2670 | 1397.6 | 136.172
2671 | 1397.6 | 135.764
2672 | 1397.6 | 133.93
2673 | 1397.5799 | 133.242
2674 | 1397.4561 | 132.483
2675 | 1397.369 | 131.877
2676 | 1396.8 | 131.843
2677 | 1396.8 | 131.086
2678 | 1396.8 | 129.477
2679 | 1396.8 | 129.441
2680 | 1396.75 | 128.09
2681 | 1396.2434 | 127.2
2682 | 1396.16 | 126.4
2683 | 1396 | 126.289
2684 | 1396 | 126.045
2685 | 1396 | 124.8
2686 | 1395.96 | 124.723
2687 | 1395.618 | 124.545
2688 | 1395.5694 | 124.249
2689 | 1395.4795 | 123.533
2690 | 1395.381 | 122.826
2691 | 1395.2815 | 122.756
2692 | 1395.2 | 121.202
2693 | 1395.2 | 120.078
2694 | 1395.2 | 120
2695 | 1395.182 | 119.403
2696 | 1395.164 | 118.4
2697 | 1395.108 | 116.95
2698 | 1394.876 | 116.8
2699 | 1394.604 | 116.541
2700 | 1394.5459 | 116.132
2701 | 1394.5459 | 116
2702 | 1394.4908 | 114.987
2703 | 1394.4 | 114.468
2704 | 1394.4 | 114.4
2705 | 1394.4 | 114.4
2706 | 1394.4 | 114.348
2707 | 1394.3683 | 113.703
2708 | 1394.3631 | 113.678
2709 | 1394.271 | 113.6
2710 | 1394.1765 | 112.861
2711 | 1394.158 | 112.861
2712 | 1394.069 | 112.656
2713 | 1393.933 | 111.2
2714 | 1393.785 | 111.028
2715 | 1393.734 | 110.4
2716 | 1393.713 | 110.4
2717 | 1393.6 | 110.4
2718 | 1393.0749 | 110.4
2719 | 1393.0749 | 110.4
2720 | 1393.065 | 110.246
2721 | 1392.8 | 109.6
2722 | 1392.8 | 108.377
2723 | 1392.7643 | 108
2724 | 1392.7643 | 107.842
2725 | 1392.659 | 107.217
2726 | 1392.639 | 107.217
2727 | 1392.377 | 107.217
2728 | 1392.1637 | 107.2
2729 | 1392.1637 | 107.136
2730 | 1392.0499 | 106.4
2731 | 1392 | 105.986
2732 | 1392 | 105.189
2733 | 1392 | 105.189
2734 | 1392 | 105.179
2735 | 1392 | 104.887
2736 | 1391.9465 | 104.887
2737 | 1391.9465 | 104.8
2738 | 1391.9206 | 104.8
2739 | 1391.7281 | 104.11
2740 | 1391.679 | 103.864
2741 | 1391.4963 | 103.333
2742 | 1391.3668 | 102.519
2743 | 1391.3668 | 102.229
2744 | 1391.3492 | 101.779
2745 | 1391.303 | 101.779
2746 | 1391.249 | 101.684
2747 | 1390.4 | 101.205
2748 | 1390.1667 | 101.002
2749 | 1389.6814 | 100.822
2750 | 1389.6 | 100.766
2751 | 1389.6 | 100.593
2752 | 1389.518 | 100
2753 | 1389.4705 | 99.926
2754 | 1388.914 | 99.536
2755 | 1388.834 | 99.448
2756 | 1388.8 | 99.001
2757 | 1388.8 | 98.957
2758 | 1388.6752 | 98.671
2759 | 1388.6465 | 98.4
2760 | 1388.3885 | 98.285
2761 | 1388.3388 | 97.322
2762 | 1388 | 97.246
2763 | 1388 | 96.8
2764 | 1388 | 96.514
2765 | 1387.7571 | 95.927
2766 | 1387.754 | 95.454
2767 | 1387.724 | 94.83
2768 | 1387.644 | 94.033
2769 | 1387.3227 | 92.418
2770 | 1387.202 | 92
2771 | 1387.2 | 92
2772 | 1386.8347 | 91.642
2773 | 1386.8347 | 91.642
2774 | 1386.8347 | 89.888
2775 | 1386.66 | 89.6
2776 | 1386.5855 | 88.8
2777 | 1386.4 | 88.301
2778 | 1386.4 | 88.262
2779 | 1386.4 | 88
2780 | 1386.4 | 88
2781 | 1386.2658 | 87.847
2782 | 1386.1353 | 87.658
2783 | 1386.057 | 87.658
2784 | 1385.6 | 85.6
2785 | 1385.6 | 85.498
2786 | 1385.46 | 84.8
2787 | 1385.337 | 84.585
2788 | 1384.9171 | 84.47
2789 | 1384.8 | 84.283
2790 | 1384.8 | 83.849
2791 | 1384.8 | 83.068
2792 | 1384.773 | 82.378
2793 | 1384.7712 | 82.378
2794 | 1384.7626 | 82.378
2795 | 1384.49 | 82.378
2796 | 1384.2118 | 81.793
2797 | 1384.1314 | 81.643
2798 | 1384.068 | 80.706
2799 | 1384.0595 | 80.19
2800 | 1384 | 79.649
2801 | 1384 | 79.562
2802 | 1384 | 78.701
2803 | 1383.5979 | 76.107
2804 | 1383.572 | 76.08
2805 | 1383.4399 | 74.58
2806 | 1383.414 | 74.289
2807 | 1383.408 | 73.691
2808 | 1383.398 | 69.633
2809 | 1383.033 | 68.391
2810 | 1382.822 | 65.409
2811 | 1382.7776 | 64.667
2812 | 1382.406 | 64.647
2813 | 1382.4 | 63.784
2814 | 1382.4 | 62.892
2815 | 1382.264 | 62.792
2816 | 1382.173 | 60.015
2817 | 1382.135 | 58.608
2818 | 1381.943 | 56.42
2819 | 1381.8306 | 56.318
2820 | 1381.741 | 52.7
2821 | 1381.6 | 52.494
2822 | 1381.6 | 52.039
2823 | 1381.448 | 46.484
2824 | 1380.964 | 45.942
2825 | 1380.935 | 45.66
2826 | 1380.8 | 44.084
2827 | 1380.8 | 42.583
2828 | 1380.8 | 41.959
2829 | 1380.768 | 40.964
2830 | 1380.6823 | 40.072
2831 | 1380.4794 | 37.031
2832 | 1380.393 | 36.595
2833 | 1380.315 | 30.745
2834 | 1380.276 | 28.453
2835 | 1380.2104 | 27.886
2836 | 1380 | 26.228
2837 | 1380 | 20.639
2838 | 1379.9864 | 16.084
2839 | 1379.821 | 11.893
2840 | 1379.816 | 11.467
2841 | 1379.6333 | 7.785
2842 | 1379.589 | 7.457
2843 | 1379.4135 | 4.713
2844 | 1379.2 | 4.564
2845 | 1379.1589 | 3.933
2846 | 1379.1 | 0
2847 | 1379.0653 | 0
2848 | 1378.996 | 0
2849 | 1378.71 | 0
2850 | 1378.6088 | 0
2851 | 1378.581 | 0
2852 | 1378.4 | 0
2853 | 1378.4 | 0
2854 | 1378.1088 | 0
2855 | 1378.0269 | 0
2856 | 1377.861 | 0
2857 | 1377.713 | 0
2858 | 1377.6534 | 0
2859 | 1377.629 | 0
2860 | 1377.6 | 0
2861 | 1377.6 | 0
2862 | 1377.594 | 0
2863 | 1377.5454 | 0
2864 | 1377.423 | 0
2865 | 1377.2255 | 0
2866 | 1376.8 | 0
2867 | 1376.8 | 0
2868 | 1376.8 | 0
2869 | 1376.8 | 0
2870 | 1376.6976 | 0
2871 | 1376.542 | 0
2872 | 1376.532 | 0
2873 | 1376.376 | 0
2874 | 1376.3664 | 0
2875 | 1376.1579 | 0
2876 | 1376 | 0
2877 | 1376 | 0
2878 | 1376 | 0
2879 | 1375.817 | 0
2880 | 1375.5899 | 0
2881 | 1375.523 | 0
2882 | 1375.3968 | 0
2883 | 1375.315 | 0
2884 | 1375.2 | 0
2885 | 1375.2 | 0
2886 | 1375.182 | 0
2887 | 1375.012 | 0
2888 | 1374.738 | 0
2889 | 1374.694 | 0
2890 | 1374.539 | 0
2891 | 1374.5232 | 0
2892 | 1374.39 | 0
2893 | 1374.2539 | 0
2894 | 1373.6 | 0
2895 | 1373.6 | 0
2896 | 1373.544 | 0
2897 | 1373.2187 | 0
2898 | 1373.1364 | 0
2899 | 1372.937 | 0
2900 | 1372.877 | 0
2901 | 1372.872 | 0
2902 | 1372.8 | 0
2903 | 1372.8 | 0
2904 | 1372.623 | 0
2905 | 1372.3889 | 0
2906 | 1372.3889 | 0
2907 | 1372.3541 | 0
2908 | 1372.328 | 0
2909 | 1372.2356 | 0
2910 | 1372 | 0
2911 | 1371.9495 | 0
2912 | 1371.928 | 0
2913 | 1371.782 | 0
2914 | 1371.7788 | 0
2915 | 1371.731 | 0
2916 | 1371.4446 | 0
2917 | 1371.414 | 0
2918 | 1371.2114 | 0
2919 | 1371.2 | 0
2920 | 1371.137 | 0
2921 | 1371.0223 | 0
2922 | 1370.921 | 0
2923 | 1370.3069 | 0
2924 | 1370.109 | 0
2925 | 1369.8509 | 0
2926 | 1369.757 | 0
2927 | 1369.6 | 0
2928 | 1369.6 | 0
2929 | 1369.6 | 0
2930 | 1369.5383 | 0
2931 | 1368.8 | 0
2932 | 1368.8 | 0
2933 | 1368.8 | 0
2934 | 1368.8 | 0
2935 | 1368.6657 | 0
2936 | 1368.5727 | 0
2937 | 1368.5009 | 0
2938 | 1368.496 | 0
2939 | 1368.332 | 0
2940 | 1368.2571 | 0
2941 | 1368.2013 | 0
2942 | 1368.022 | 0
2943 | 1368 | 0
2944 | 1368 | 0
2945 | 1367.8348 | 0
2946 | 1367.5967 | 0
2947 | 1367.56 | 0
2948 | 1367.4141 | 0
2949 | 1367.4116 | 0
2950 | 1367.312 | 0
2951 | 1367.211 | 0
2952 | 1367.2 | 0
2953 | 1367.2 | 0
2954 | 1367.166 | 0
2955 | 1367.1296 | 0
2956 | 1366.848 | 0
2957 | 1366.6633 | 0
2958 | 1366.655 | 0
2959 | 1366.6343 | 0
2960 | 1366.6343 | 0
2961 | 1366.4 | 0
2962 | 1366.4 | 0
2963 | 1366.4 | 0
2964 | 1366.0648 | 0
2965 | 1366.055 | 0
2966 | 1365.6 | 0
2967 | 1365.6 | 0
2968 | 1365.6 | 0
2969 | 1365.5684 | 0
2970 | 1365.4821 | 0
2971 | 1365.2484 | 0
2972 | 1365.124 | 0
2973 | 1365.056 | 0
2974 | 1365.0331 | 0
2975 | 1364.9581 | 0
2976 | 1364.8 | 0
2977 | 1364.8 | 0
2978 | 1364.8 | 0
2979 | 1364.7797 | 0
2980 | 1364.7042 | 0
2981 | 1364.2726 | 0
2982 | 1364.1007 | 0
2983 | 1364 | 0
2984 | 1364 | 0
2985 | 1363.969 | 0
2986 | 1363.817 | 0
2987 | 1363.693 | 0
2988 | 1363.6541 | 0
2989 | 1363.4758 | 0
2990 | 1363.3224 | 0
2991 | 1363.3224 | 0
2992 | 1363.2866 | 0
2993 | 1363.2 | 0
2994 | 1362.6896 | 0
2995 | 1362.6789 | 0
2996 | 1362.5046 | 0
2997 | 1362.4 | 0
2998 | 1362.4 | 0
2999 | 1362.4 | 0
3000 | 1362.4 | 0
3001 | 1362.4 | 0
3002 | 1362.378 | 0
3003 | 1362.282 | 0
3004 | 1362.2406 | 0
3005 | 1361.861 | 0
3006 | 1361.769 | 0
3007 | 1361.6 | 0
3008 | 1361.6 | 0
3009 | 1361.6 | 0
3010 | 1361.6 | 0
3011 | 1361.5313 | 0
3012 | 1361.5307 | 0
3013 | 1361.436 | 0
3014 | 1361.4245 | 0
3015 | 1361.338 | 0
3016 | 1361.338 | 0
3017 | 1361.037 | 0
3018 | 1361.032 | 0
3019 | 1361.0005 | 0
3020 | 1360.959 | 0
3021 | 1360.953 | 0
3022 | 1360.939 | 0
3023 | 1360.8689 | 0
3024 | 1360.865 | 0
3025 | 1360.8 | 0
3026 | 1360.8 | 0
3027 | 1360.8 | 0
3028 | 1360.7414 | 0
3029 | 1360.73 | 0
3030 | 1360.6473 | 0
3031 | 1360.505 | 0
3032 | 1360.451 | 0
3033 | 1359.178 | 0
3034 | 1359.024 | 0
3035 | 1358.4 | 0
3036 | 1358.4 | 0
3037 | 1358.4 | 0
3038 | 1358.4 | 0
3039 | 1358.284 | 0
3040 | 1358.0879 | 0
3041 | 1358.071 | 0
3042 | 1357.844 | 0
3043 | 1357.8284 | 0
3044 | 1357.739 | 0
3045 | 1357.6 | 0
3046 | 1357.6 | 0
3047 | 1357.1939 | 0
3048 | 1357.1007 | 0
3049 | 1357.0867 | 0
3050 | 1357.077 | 0
3051 | 1356.959 | 0
3052 | 1356.8 | 0
3053 | 1356.8 | 0
3054 | 1356.8 | 0
3055 | 1356.489 | 0
3056 | 1356.354 | 0
3057 | 1356.3038 | 0
3058 | 1356.1404 | 0
3059 | 1356.1138 | 0
3060 | 1356 | 0
3061 | 1356 | 0
3062 | 1356 | 0
3063 | 1356 | 0
3064 | 1355.7571 | 0
3065 | 1355.743 | 0
3066 | 1355.7183 | 0
3067 | 1355.6593 | 0
3068 | 1355.634 | 0
3069 | 1355.5716 | 0
3070 | 1355.5069 | 0
3071 | 1355.5069 | 0
3072 | 1355.422 | 0
3073 | 1355.3308 | 0
3074 | 1355.19 | 0
3075 | 1355.1441 | 0
3076 | 1355.1218 | 0
3077 | 1354.983 | 0
3078 | 1354.9802 | 0
3079 | 1354.9627 | 0
3080 | 1354.9452 | 0
3081 | 1354.534 | 0
3082 | 1354.4 | 0
3083 | 1354.304 | 0
3084 | 1354.15 | 0
3085 | 1354.034 | 0
3086 | 1353.885 | 0
3087 | 1353.651 | 0
3088 | 1353.643 | 0
3089 | 1353.618 | 0
3090 | 1353.606 | 0
3091 | 1353.6 | 0
3092 | 1353.5085 | 0
3093 | 1353.4263 | 0
3094 | 1353.2033 | 0
3095 | 1353.1162 | 0
3096 | 1353.11 | 0
3097 | 1353.09 | 0
3098 | 1352.8 | 0
3099 | 1352.8 | 0
3100 | 1352.7826 | 0
3101 | 1352.7545 | 0
3102 | 1352.6494 | 0
3103 | 1352.587 | 0
3104 | 1352.5624 | 0
3105 | 1352.422 | 0
3106 | 1352.375 | 0
3107 | 1352.3591 | 0
3108 | 1352.3193 | 0
3109 | 1352.3193 | 0
3110 | 1352.296 | 0
3111 | 1352.2386 | 0
3112 | 1352 | 0
3113 | 1352 | 0
3114 | 1351.8858 | 0
3115 | 1351.8724 | 0
3116 | 1351.624 | 0
3117 | 1351.591 | 0
3118 | 1351.5224 | 0
3119 | 1351.25 | 0
3120 | 1351.2 | 0
3121 | 1351.2 | 0
3122 | 1351.1431 | 0
3123 | 1351.055 | 0
3124 | 1350.9121 | 0
3125 | 1350.4 | 0
3126 | 1350.4 | 0
3127 | 1350.4 | 0
3128 | 1350.4 | 0
3129 | 1350.247 | 0
3130 | 1350.2371 | 0
3131 | 1350.183 | 0
3132 | 1349.9434 | 0
3133 | 1349.7673 | 0
3134 | 1349.6792 | 0
3135 | 1349.631 | 0
3136 | 1349.6 | 0
3137 | 1349.218 | 0
3138 | 1349.1318 | 0
3139 | 1349.1184 | 0
3140 | 1349.0361 | 0
3141 | 1349.006 | 0
3142 | 1348.9437 | 0
3143 | 1348.873 | 0
3144 | 1348.8 | 0
3145 | 1348.8 | 0
3146 | 1348.8 | 0
3147 | 1348.658 | 0
3148 | 1348.064 | 0
3149 | 1348 | 0
3150 | 1347.911 | 0
3151 | 1347.852 | 0
3152 | 1347.8468 | 0
3153 | 1347.7837 | 0
3154 | 1347.642 | 0
3155 | 1347.5913 | 0
3156 | 1347.526 | 0
3157 | 1347.201 | 0
3158 | 1347.2 | 0
3159 | 1347.2 | 0
3160 | 1347.2 | 0
3161 | 1347.2 | 0
3162 | 1347.2 | 0
3163 | 1347.2 | 0
3164 | 1347.1615 | 0
3165 | 1347.1392 | 0
3166 | 1347.0834 | 0
3167 | 1346.8708 | 0
3168 | 1346.761 | 0
3169 | 1346.552 | 0
3170 | 1346.4339 | 0
3171 | 1346.4 | 0
3172 | 1346.4 | 0
3173 | 1346.221 | 0
3174 | 1345.6 | 0
3175 | 1345.6 | 0
3176 | 1345.6 | 0
3177 | 1345.6 | 0
3178 | 1345.6 | 0
3179 | 1345.6 | 0
3180 | 1345.557 | 0
3181 | 1345.486 | 0
3182 | 1345.155 | 0
3183 | 1345.1535 | 0
3184 | 1345.1473 | 0
3185 | 1345.1473 | 0
3186 | 1345.146 | 0
3187 | 1344.8 | 0
3188 | 1344.8 | 0
3189 | 1344.8 | 0
3190 | 1344.8 | 0
3191 | 1344.8 | 0
3192 | 1344.7616 | 0
3193 | 1344.335 | 0
3194 | 1344 | 0
3195 | 1344 | 0
3196 | 1343.987 | 0
3197 | 1343.3802 | 0
3198 | 1343.34 | 0
3199 | 1343.2 | 0
3200 | 1343.063 | 0
3201 | 1343.015 | 0
3202 | 1342.5492 | 0
3203 | 1342.539 | 0
3204 | 1342.5199 | 0
3205 | 1342.4171 | 0
3206 | 1342.0133 | 0
3207 | 1341.9598 | 0
3208 | 1341.9598 | 0
3209 | 1341.872 | 0
3210 | 1341.667 | 0
3211 | 1341.6 | 0
3212 | 1341.6 | 0
3213 | 1341.6 | 0
3214 | 1341.6 | 0
3215 | 1341.6 | 0
3216 | 1341.317 | 0
3217 | 1341.1629 | 0
3218 | 1341.1629 | 0
3219 | 1341.153 | 0
3220 | 1340.908 | 0
3221 | 1340.7248 | 0
3222 | 1340.366 | 0
3223 | 1340.366 | 0
3224 | 1340.192 | 0
3225 | 1340.07 | 0
3226 | 1340 | 0
3227 | 1340 | 0
3228 | 1340 | 0
3229 | 1339.573 | 0
3230 | 1339.5691 | 0
3231 | 1339.5691 | 0
3232 | 1339.569 | 0
3233 | 1339.387 | 0
3234 | 1339.324 | 0
3235 | 1339.2413 | 0
3236 | 1339.2361 | 0
3237 | 1339.1925 | 0
3238 | 1339.188 | 0
3239 | 1339.0123 | 0
3240 | 1338.908 | 0
3241 | 1338.8744 | 0
3242 | 1338.785 | 0
3243 | 1338.6645 | 0
3244 | 1338.6464 | 0
3245 | 1338.632 | 0
3246 | 1338.4 | 0
3247 | 1338.4 | 0
3248 | 1338.234 | 0
3249 | 1338.153 | 0
3250 | 1338.141 | 0
3251 | 1338.014 | 0
3252 | 1337.9229 | 0
3253 | 1337.8875 | 0
3254 | 1337.607 | 0
3255 | 1337.6 | 0
3256 | 1337.6 | 0
3257 | 1337.6 | 0
3258 | 1337.421 | 0
3259 | 1337.3169 | 0
3260 | 1337.162 | 0
3261 | 1337.062 | 0
3262 | 1336.8 | 0
3263 | 1336.8 | 0
3264 | 1336.7828 | 0
3265 | 1336.752 | 0
3266 | 1336.4734 | 0
3267 | 1336.4693 | 0
3268 | 1336.4483 | 0
3269 | 1336.3816 | 0
3270 | 1336 | 0
3271 | 1335.966 | 0
3272 | 1335.878 | 0
3273 | 1335.808 | 0
3274 | 1335.797 | 0
3275 | 1335.6922 | 0
3276 | 1335.484 | 0
3277 | 1335.2 | 0
3278 | 1335.2 | 0
3279 | 1335.156 | 0
3280 | 1335.092 | 0
3281 | 1335.092 | 0
3282 | 1334.6984 | 0
3283 | 1334.591 | 0
3284 | 1334.4 | 0
3285 | 1334.4 | 0
3286 | 1334.239 | 0
3287 | 1334.168 | 0
3288 | 1333.7106 | 0
3289 | 1333.6 | 0
3290 | 1333.6 | 0
3291 | 1333.6 | 0
3292 | 1333.194 | 0
3293 | 1333.0199 | 0
3294 | 1332.948 | 0
3295 | 1332.8 | 0
3296 | 1332.8 | 0
3297 | 1332.8 | 0
3298 | 1332.8 | 0
3299 | 1332.7466 | 0
3300 | 1332.407 | 0
3301 | 1332.3971 | 0
3302 | 1332.189 | 0
3303 | 1332.16 | 0
3304 | 1332.0267 | 0
3305 | 1332 | 0
3306 | 1331.8493 | 0
3307 | 1331.6386 | 0
3308 | 1331.5524 | 0
3309 | 1331.4271 | 0
3310 | 1331.4199 | 0
3311 | 1331.273 | 0
3312 | 1331.2 | 0
3313 | 1331.2 | 0
3314 | 1331.149 | 0
3315 | 1330.6818 | 0
3316 | 1330.5557 | 0
3317 | 1330.2779 | 0
3318 | 1330.2706 | 0
3319 | 1330.2572 | 0
3320 | 1329.9719 | 0
3321 | 1329.8202 | 0
3322 | 1329.8202 | 0
3323 | 1329.6 | 0
3324 | 1329.6 | 0
3325 | 1329.4033 | 0
3326 | 1329.2874 | 0
3327 | 1329.2253 | 0
3328 | 1329.0847 | 0
3329 | 1329.046 | 0
3330 | 1328.98 | 0
3331 | 1328.8758 | 0
3332 | 1328.8 | 0
3333 | 1328.8 | 0
3334 | 1328.616 | 0
3335 | 1328.5643 | 0
3336 | 1328.4127 | 0
3337 | 1328.349 | 0
3338 | 1328.345 | 0
3339 | 1328.1557 | 0
3340 | 1327.845 | 0
3341 | 1327.7543 | 0
3342 | 1327.615 | 0
3343 | 1327.6136 | 0
3344 | 1327.605 | 0
3345 | 1327.2 | 0
3346 | 1327.158 | 0
3347 | 1327.1344 | 0
3348 | 1327.1212 | 0
3349 | 1326.8189 | 0
3350 | 1326.775 | 0
3351 | 1326.4 | 0
3352 | 1326.4 | 0
3353 | 1326.022 | 0
3354 | 1325.832 | 0
3355 | 1325.723 | 0
3356 | 1325.7023 | 0
3357 | 1325.6 | 0
3358 | 1325.6 | 0
3359 | 1325.6 | 0
3360 | 1325.4565 | 0
3361 | 1324.926 | 0
3362 | 1324.8 | 0
3363 | 1324.8 | 0
3364 | 1324.8 | 0
3365 | 1324.6715 | 0
3366 | 1324.0666 | 0
3367 | 1324 | 0
3368 | 1324 | 0
3369 | 1324 | 0
3370 | 1324 | 0
3371 | 1324 | 0
3372 | 1324 | 0
3373 | 1323.9027 | 0
3374 | 1323.515 | 0
3375 | 1323.308 | 0
3376 | 1323.29 | 0
3377 | 1323.1257 | 0
3378 | 1322.503 | 0
3379 | 1322.4 | 0
3380 | 1322.0172 | 0
3381 | 1321.969 | 0
3382 | 1321.6131 | 0
3383 | 1321.611 | 0
3384 | 1321.6 | 0
3385 | 1321.6 | 0
3386 | 1321.6 | 0
3387 | 1321.6 | 0
3388 | 1321.3359 | 0
3389 | 1320.9939 | 0
3390 | 1320.8 | 0
3391 | 1320.8 | 0
3392 | 1320.8 | 0
3393 | 1320.7953 | 0
3394 | 1320.769 | 0
3395 | 1320.721 | 0
3396 | 1320.5876 | 0
3397 | 1320.5663 | 0
3398 | 1320.2584 | 0
3399 | 1320 | 0
3400 | 1319.2 | 0
3401 | 1319.2 | 0
3402 | 1319.1596 | 0
3403 | 1319.128 | 0
3404 | 1318.85 | 0
3405 | 1318.7874 | 0
3406 | 1318.43 | 0
3407 | 1318.4 | 0
3408 | 1318.4 | 0
3409 | 1318.4 | 0
3410 | 1318.0519 | 0
3411 | 1317.887 | 0
3412 | 1317.8249 | 0
3413 | 1317.8249 | 0
3414 | 1317.715 | 0
3415 | 1317.6872 | 0
3416 | 1317.571 | 0
3417 | 1317.507 | 0
3418 | 1317.272 | 0
3419 | 1317.246 | 0
3420 | 1317.153 | 0
3421 | 1316.9102 | 0
3422 | 1316.835 | 0
3423 | 1316.8 | 0
3424 | 1316.533 | 0
3425 | 1316 | 0
3426 | 1315.8883 | 0
3427 | 1315.8883 | 0
3428 | 1315.8453 | 0
3429 | 1315.8048 | 0
3430 | 1315.4865 | 0
3431 | 1315.4265 | 0
3432 | 1315.27 | 0
3433 | 1315.264 | 0
3434 | 1315.2 | 0
3435 | 1315.1216 | 0
3436 | 1315.1098 | 0
3437 | 1315.0705 | 0
3438 | 1314.638 | 0
3439 | 1314.6289 | 0
3440 | 1314.622 | 0
3441 | 1314.5969 | 0
3442 | 1314.4 | 0
3443 | 1314.3991 | 0
3444 | 1314.3743 | 0
3445 | 1314.233 | 0
3446 | 1314.143 | 0
3447 | 1314.0022 | 0
3448 | 1313.9909 | 0
3449 | 1313.727 | 0
3450 | 1313.6387 | 0
3451 | 1313.6 | 0
3452 | 1313.6 | 0
3453 | 1313.6 | 0
3454 | 1313.6 | 0
3455 | 1313.406 | 0
3456 | 1313.362 | 0
3457 | 1313.2718 | 0
3458 | 1313.251 | 0
3459 | 1313.0255 | 0
3460 | 1312.8 | 0
3461 | 1312.8 | 0
3462 | 1312.8 | 0
3463 | 1312.8 | 0
3464 | 1312.5904 | 0
3465 | 1312.509 | 0
3466 | 1312.456 | 0
3467 | 1312.2971 | 0
3468 | 1312.2486 | 0
3469 | 1312.2486 | 0
3470 | 1312 | 0
3471 | 1311.495 | 0
3472 | 1311.4301 | 0
3473 | 1311.2 | 0
3474 | 1311.2 | 0
3475 | 1310.4 | 0
3476 | 1310.4 | 0
3477 | 1310.4 | 0
3478 | 1310.4 | 0
3479 | 1310.1635 | 0
3480 | 1310.148 | 0
3481 | 1310.033 | 0
3482 | 1309.9178 | 0
3483 | 1309.9178 | 0
3484 | 1309.8432 | 0
3485 | 1309.7799 | 0
3486 | 1309.4418 | 0
3487 | 1309.39 | 0
3488 | 1309.361 | 0
3489 | 1309.2256 | 0
3490 | 1308.9971 | 0
3491 | 1308.846 | 0
3492 | 1308.643 | 0
3493 | 1308.586 | 0
3494 | 1308.4901 | 0
3495 | 1308.312 | 0
3496 | 1308.225 | 0
3497 | 1308 | 0
3498 | 1307.932 | 0
3499 | 1307.6936 | 0
3500 | 1307.693 | 0
3501 | 1307.476 | 0
3502 | 1307.3767 | 0
3503 | 1307.2764 | 0
3504 | 1307.2 | 0
3505 | 1306.7683 | 0
3506 | 1306.7255 | 0
3507 | 1306.374 | 0
3508 | 1306.2835 | 0
3509 | 1306.162 | 0
3510 | 1306.0833 | 0
3511 | 1306.039 | 0
3512 | 1306.0331 | 0
3513 | 1306.0331 | 0
3514 | 1305.6 | 0
3515 | 1305.6 | 0
3516 | 1305.6 | 0
3517 | 1305.6 | 0
3518 | 1305.548 | 0
3519 | 1305.53 | 0
3520 | 1305.495 | 0
3521 | 1305.477 | 0
3522 | 1305.359 | 0
3523 | 1305.329 | 0
3524 | 1305.3029 | 0
3525 | 1304.8 | 0
3526 | 1304.8 | 0
3527 | 1304.8 | 0
3528 | 1304.669 | 0
3529 | 1304.5051 | 0
3530 | 1304.4387 | 0
3531 | 1304 | 0
3532 | 1304 | 0
3533 | 1304 | 0
3534 | 1304 | 0
3535 | 1304 | 0
3536 | 1303.888 | 0
3537 | 1303.802 | 0
3538 | 1303.577 | 0
3539 | 1303.2 | 0
3540 | 1303.2 | 0
3541 | 1303.011 | 0
3542 | 1302.91 | 0
3543 | 1302.813 | 0
3544 | 1302.803 | 0
3545 | 1302.6298 | 0
3546 | 1302.6059 | 0
3547 | 1302.5098 | 0
3548 | 1302.4 | 0
3549 | 1302.3903 | 0
3550 | 1302.102 | 0
3551 | 1302.0681 | 0
3552 | 1301.9392 | 0
3553 | 1301.865 | 0
3554 | 1301.6783 | 0
3555 | 1301.609 | 0
3556 | 1301.431 | 0
3557 | 1301.2096 | 0
3558 | 1301.174 | 0
3559 | 1301.099 | 0
3560 | 1300.99 | 0
3561 | 1300.8 | 0
3562 | 1300.4519 | 0
3563 | 1300.328 | 0
3564 | 1300.3109 | 0
3565 | 1300.307 | 0
3566 | 1300.2516 | 0
3567 | 1300 | 0
3568 | 1300 | 0
3569 | 1300 | 0
3570 | 1300 | 0
3571 | 1300 | 0
3572 | 1300 | 0
3573 | 1299.8671 | 0
3574 | 1299.5317 | 0
3575 | 1299.5317 | 0
3576 | 1299.4648 | 0
3577 | 1299.258 | 0
3578 | 1299.2 | 0
3579 | 1299.2 | 0
3580 | 1299.188 | 0
3581 | 1299.0474 | 0
3582 | 1299.0406 | 0
3583 | 1298.9278 | 0
3584 | 1298.7306 | 0
3585 | 1298.4857 | 0
3586 | 1298.407 | 0
3587 | 1298.4 | 0
3588 | 1298.3816 | 0
3589 | 1298.1928 | 0
3590 | 1298.188 | 0
3591 | 1298.1309 | 0
3592 | 1297.88 | 0
3593 | 1297.7951 | 0
3594 | 1297.339 | 0
3595 | 1296.981 | 0
3596 | 1296.8027 | 0
3597 | 1296.8011 | 0
3598 | 1296.8 | 0
3599 | 1296.7098 | 0
3600 | 1296.6671 | 0
3601 | 1296.4209 | 0
3602 | 1296.3319 | 0
3603 | 1296.2238 | 0
3604 | 1296.1408 | 0
3605 | 1296.0874 | 0
3606 | 1295.9329 | 0
3607 | 1295.9295 | 0
3608 | 1295.9036 | 0
3609 | 1295.781 | 0
3610 | 1295.7403 | 0
3611 | 1295.2535 | 0
3612 | 1295.2 | 0
3613 | 1295.2 | 0
3614 | 1295.1505 | 0
3615 | 1295.145 | 0
3616 | 1294.5152 | 0
3617 | 1294.4 | 0
3618 | 1294.4 | 0
3619 | 1294.4 | 0
3620 | 1294.4 | 0
3621 | 1294.379 | 0
3622 | 1294.3433 | 0
3623 | 1294.28 | 0
3624 | 1294.1465 | 0
3625 | 1293.998 | 0
3626 | 1293.6 | 0
3627 | 1293.522 | 0
3628 | 1293.3496 | 0
3629 | 1293.304 | 0
3630 | 1293.095 | 0
3631 | 1293.0716 | 0
3632 | 1292.9603 | 0
3633 | 1292.903 | 0
3634 | 1292.8316 | 0
3635 | 1292.8 | 0
3636 | 1292.8 | 0
3637 | 1292.8 | 0
3638 | 1292.068 | 0
3639 | 1292 | 0
3640 | 1292 | 0
3641 | 1292 | 0
3642 | 1292 | 0
3643 | 1292 | 0
3644 | 1291.5998 | 0
3645 | 1291.2 | 0
3646 | 1291.1281 | 0
3647 | 1290.5356 | 0
3648 | 1290.4943 | 0
3649 | 1290.4 | 0
3650 | 1290.4 | 0
3651 | 1290.4 | 0
3652 | 1290.4 | 0
3653 | 1290.4 | 0
3654 | 1290.1975 | 0
3655 | 1290.1975 | 0
3656 | 1290.0993 | 0
3657 | 1289.5668 | 0
3658 | 1289.506 | 0
3659 | 1289.4335 | 0
3660 | 1289.3666 | 0
3661 | 1289.3435 | 0
3662 | 1289.3338 | 0
3663 | 1289.2178 | 0
3664 | 1288.8 | 0
3665 | 1288.8 | 0
3666 | 1288.7009 | 0
3667 | 1288.464 | 0
3668 | 1288.2412 | 0
3669 | 1288.141 | 0
3670 | 1288.1255 | 0
3671 | 1288.096 | 0
3672 | 1288.0652 | 0
3673 | 1288 | 0
3674 | 1288 | 0
3675 | 1288 | 0
3676 | 1288 | 0
3677 | 1287.992 | 0
3678 | 1287.915 | 0
3679 | 1287.7714 | 0
3680 | 1287.5099 | 0
3681 | 1287.4348 | 0
3682 | 1287.314 | 0
3683 | 1287.2 | 0
3684 | 1287.2 | 0
3685 | 1287.2 | 0
3686 | 1287.2 | 0
3687 | 1287.2 | 0
3688 | 1286.7441 | 0
3689 | 1286.664 | 0
3690 | 1286.6096 | 0
3691 | 1286.45 | 0
3692 | 1286.4464 | 0
3693 | 1286.429 | 0
3694 | 1286.4 | 0
3695 | 1286.4 | 0
3696 | 1286.4 | 0
3697 | 1286.247 | 0
3698 | 1285.8327 | 0
3699 | 1285.8327 | 0
3700 | 1285.689 | 0
3701 | 1285.6 | 0
3702 | 1285.6 | 0
3703 | 1285.6 | 0
3704 | 1285.579 | 0
3705 | 1285.3627 | 0
3706 | 1285.355 | 0
3707 | 1285.1606 | 0
3708 | 1284.5469 | 0
3709 | 1284.4951 | 0
3710 | 1284.4902 | 0
3711 | 1284.095 | 0
3712 | 1284.0444 | 0
3713 | 1284 | 0
3714 | 1284 | 0
3715 | 1284 | 0
3716 | 1283.8 | 0
3717 | 1283.7869 | 0
3718 | 1283.7711 | 0
3719 | 1283.758 | 0
3720 | 1283.562 | 0
3721 | 1283.4824 | 0
3722 | 1283.48 | 0
3723 | 1283.2 | 0
3724 | 1283.2 | 0
3725 | 1283.014 | 0
3726 | 1282.839 | 0
3727 | 1282.753 | 0
3728 | 1282.735 | 0
3729 | 1282.7249 | 0
3730 | 1282.4 | 0
3731 | 1282.3573 | 0
3732 | 1282.1932 | 0
3733 | 1282.017 | 0
3734 | 1282.0114 | 0
3735 | 1281.661 | 0
3736 | 1281.6469 | 0
3737 | 1281.6 | 0
3738 | 1281.582 | 0
3739 | 1281.294 | 0
3740 | 1281.246 | 0
3741 | 1281.053 | 0
3742 | 1280.998 | 0
3743 | 1280.894 | 0
3744 | 1280.8 | 0
3745 | 1280.8 | 0
3746 | 1280.8 | 0
3747 | 1280.783 | 0
3748 | 1280.5994 | 0
3749 | 1280.4233 | 0
3750 | 1280.109 | 0
3751 | 1280.093 | 0
3752 | 1280 | 0
3753 | 1280 | 0
3754 | 1280 | 0
3755 | 1279.819 | 0
3756 | 1279.8048 | 0
3757 | 1279.245 | 0
3758 | 1279.1002 | 0
3759 | 1278.8742 | 0
3760 | 1278.5809 | 0
3761 | 1278.412 | 0
3762 | 1278.2681 | 0
3763 | 1278.239 | 0
3764 | 1278.237 | 0
3765 | 1278.067 | 0
3766 | 1278.022 | 0
3767 | 1278.001 | 0
3768 | 1277.6 | 0
3769 | 1277.6 | 0
3770 | 1277.5983 | 0
3771 | 1277.595 | 0
3772 | 1277.5 | 0
3773 | 1277.059 | 0
3774 | 1276.9675 | 0
3775 | 1276.8627 | 0
3776 | 1276.8 | 0
3777 | 1276.6757 | 0
3778 | 1276.497 | 0
3779 | 1276.219 | 0
3780 | 1276.1272 | 0
3781 | 1276 | 0
3782 | 1276 | 0
3783 | 1276 | 0
3784 | 1275.9643 | 0
3785 | 1275.894 | 0
3786 | 1275.7325 | 0
3787 | 1275.6932 | 0
3788 | 1275.614 | 0
3789 | 1275.5441 | 0
3790 | 1275.3917 | 0
3791 | 1275.2 | 0
3792 | 1275.0212 | 0
3793 | 1274.9556 | 0
3794 | 1274.8271 | 0
3795 | 1274.6729 | 0
3796 | 1274.6562 | 0
3797 | 1274.438 | 0
3798 | 1274.4 | 0
3799 | 1274.4 | 0
3800 | 1274.4 | 0
3801 | 1274.4 | 0
3802 | 1274.4 | 0
3803 | 1274.4 | 0
3804 | 1274.3118 | 0
3805 | 1274.3118 | 0
3806 | 1274.12 | 0
3807 | 1274.013 | 0
3808 | 1273.679 | 0
3809 | 1273.643 | 0
3810 | 1273.3611 | 0
3811 | 1273.3423 | 0
3812 | 1273.22 | 0
3813 | 1272.8 | 0
3814 | 1272.8 | 0
3815 | 1272.8 | 0
3816 | 1272.8 | 0
3817 | 1272.5121 | 0
3818 | 1272.4496 | 0
3819 | 1272 | 0
3820 | 1272 | 0
3821 | 1271.929 | 0
3822 | 1271.7255 | 0
3823 | 1271.683 | 0
3824 | 1271.2 | 0
3825 | 1271.2 | 0
3826 | 1270.9311 | 0
3827 | 1270.9077 | 0
3828 | 1270.866 | 0
3829 | 1270.8584 | 0
3830 | 1270.7349 | 0
3831 | 1270.68 | 0
3832 | 1270.5584 | 0
3833 | 1270.539 | 0
3834 | 1270.4 | 0
3835 | 1270.4 | 0
3836 | 1270.4 | 0
3837 | 1270.4 | 0
3838 | 1270.332 | 0
3839 | 1270.2939 | 0
3840 | 1270.2431 | 0
3841 | 1270.1677 | 0
3842 | 1270.075 | 0
3843 | 1269.6825 | 0
3844 | 1269.4808 | 0
3845 | 1269.4781 | 0
3846 | 1269.4429 | 0
3847 | 1269.1333 | 0
3848 | 1268.8 | 0
3849 | 1268.8 | 0
3850 | 1268.8 | 0
3851 | 1268.8 | 0
3852 | 1268.772 | 0
3853 | 1268.6028 | 0
3854 | 1268.3941 | 0
3855 | 1268.221 | 0
3856 | 1268.157 | 0
3857 | 1268.07 | 0
3858 | 1268 | 0
3859 | 1268 | 0
3860 | 1268 | 0
3861 | 1267.9631 | 0
3862 | 1267.9631 | 0
3863 | 1267.883 | 0
3864 | 1267.674 | 0
3865 | 1267.651 | 0
3866 | 1267.6269 | 0
3867 | 1267.43 | 0
3868 | 1267.3981 | 0
3869 | 1267.2 | 0
3870 | 1267.2 | 0
3871 | 1267.0966 | 0
3872 | 1267.0523 | 0
3873 | 1267.0523 | 0
3874 | 1266.8185 | 0
3875 | 1266.559 | 0
3876 | 1266.465 | 0
3877 | 1266.4219 | 0
3878 | 1266.4092 | 0
3879 | 1266.4092 | 0
3880 | 1266.4 | 0
3881 | 1266.4 | 0
3882 | 1266.4 | 0
3883 | 1266.4 | 0
3884 | 1266.3005 | 0
3885 | 1265.9984 | 0
3886 | 1265.787 | 0
3887 | 1265.6 | 0
3888 | 1265.6 | 0
3889 | 1265.597 | 0
3890 | 1265.5835 | 0
3891 | 1265.572 | 0
3892 | 1265.5332 | 0
3893 | 1265.4585 | 0
3894 | 1265.2017 | 0
3895 | 1265.0944 | 0
3896 | 1264.8 | 0
3897 | 1264.8 | 0
3898 | 1264.8 | 0
3899 | 1264.732 | 0
3900 | 1264.5447 | 0
3901 | 1264.538 | 0
3902 | 1264.4646 | 0
3903 | 1264 | 0
3904 | 1263.9143 | 0
3905 | 1263.8647 | 0
3906 | 1263.8647 | 0
3907 | 1263.8647 | 0
3908 | 1263.6571 | 0
3909 | 1263.475 | 0
3910 | 1263.2609 | 0
3911 | 1263.257 | 0
3912 | 1263.2 | 0
3913 | 1262.5245 | 0
3914 | 1262.5245 | 0
3915 | 1262.4 | 0
3916 | 1262.4 | 0
3917 | 1262.4 | 0
3918 | 1262.2861 | 0
3919 | 1262.195 | 0
3920 | 1262.1523 | 0
3921 | 1262.025 | 0
3922 | 1261.7184 | 0
3923 | 1261.705 | 0
3924 | 1261.6 | 0
3925 | 1261.322 | 0
3926 | 1261.111 | 0
3927 | 1260.9775 | 0
3928 | 1260.8348 | 0
3929 | 1260.6772 | 0
3930 | 1260.412 | 0
3931 | 1260.2759 | 0
3932 | 1260 | 0
3933 | 1260 | 0
3934 | 1260 | 0
3935 | 1259.8074 | 0
3936 | 1259.699 | 0
3937 | 1259.2103 | 0
3938 | 1259.2 | 0
3939 | 1259.1168 | 0
3940 | 1258.89 | 0
3941 | 1258.648 | 0
3942 | 1258.4261 | 0
3943 | 1258.4261 | 0
3944 | 1258.4 | 0
3945 | 1258.4 | 0
3946 | 1258.144 | 0
3947 | 1257.977 | 0
3948 | 1257.8224 | 0
3949 | 1257.696 | 0
3950 | 1257.6 | 0
3951 | 1257.6 | 0
3952 | 1257.5245 | 0
3953 | 1257.4896 | 0
3954 | 1257.452 | 0
3955 | 1257.345 | 0
3956 | 1257.086 | 0
3957 | 1257.086 | 0
3958 | 1257.0037 | 0
3959 | 1256.8 | 0
3960 | 1256.8 | 0
3961 | 1256.603 | 0
3962 | 1256.2682 | 0
3963 | 1256.2682 | 0
3964 | 1256.2682 | 0
3965 | 1256.2333 | 0
3966 | 1256.0216 | 0
3967 | 1256 | 0
3968 | 1256 | 0
3969 | 1255.783 | 0
3970 | 1255.664 | 0
3971 | 1255.5327 | 0
3972 | 1255.5094 | 0
3973 | 1255.3689 | 0
3974 | 1255.265 | 0
3975 | 1255.2 | 0
3976 | 1255.151 | 0
3977 | 1255.099 | 0
3978 | 1254.993 | 0
3979 | 1254.9727 | 0
3980 | 1254.9727 | 0
3981 | 1254.555 | 0
3982 | 1254.4 | 0
3983 | 1254.4 | 0
3984 | 1254.4 | 0
3985 | 1254.291 | 0
3986 | 1254.203 | 0
3987 | 1253.8934 | 0
3988 | 1253.3755 | 0
3989 | 1253.158 | 0
3990 | 1253.0838 | 0
3991 | 1252.9154 | 0
3992 | 1252.9006 | 0
3993 | 1252.8 | 0
3994 | 1252.8 | 0
3995 | 1252.8 | 0
3996 | 1252.8 | 0
3997 | 1252.5906 | 0
3998 | 1252.525 | 0
3999 | 1252.2468 | 0
4000 | 1251.764 | 0
4001 | 1251.649 | 0
4002 | 1251.5192 | 0
4003 | 1251.5192 | 0
4004 | 1251.5192 | 0
4005 | 1251.361 | 0
4006 | 1251.306 | 0
4007 | 1251.2 | 0
4008 | 1251.1195 | 0
4009 | 1251.1145 | 0
4010 | 1251.0074 | 0
4011 | 1250.9173 | 0
4012 | 1250.7879 | 0
4013 | 1250.4936 | 0
4014 | 1250.4619 | 0
4015 | 1250.4 | 0
4016 | 1250.4 | 0
4017 | 1250.4 | 0
4018 | 1250.3824 | 0
4019 | 1250.2042 | 0
4020 | 1250.1114 | 0
4021 | 1249.9334 | 0
4022 | 1249.8858 | 0
4023 | 1249.6 | 0
4024 | 1249.3245 | 0
4025 | 1249.2235 | 0
4026 | 1249.168 | 0
4027 | 1248.913 | 0
4028 | 1248.913 | 0
4029 | 1248.8063 | 0
4030 | 1248.8 | 0
4031 | 1248.8 | 0
4032 | 1248.8 | 0
4033 | 1248.8 | 0
4034 | 1248.8 | 0
4035 | 1248.8 | 0
4036 | 1248.417 | 0
4037 | 1248.3052 | 0
4038 | 1248.0084 | 0
4039 | 1248 | 0
4040 | 1248 | 0
4041 | 1247.998 | 0
4042 | 1247.462 | 0
4043 | 1247.32 | 0
4044 | 1247.2 | 0
4045 | 1247.1906 | 0
4046 | 1247.034 | 0
4047 | 1247.0319 | 0
4048 | 1246.9858 | 0
4049 | 1246.7915 | 0
4050 | 1246.7064 | 0
4051 | 1246.7064 | 0
4052 | 1246.6844 | 0
4053 | 1246.649 | 0
4054 | 1246.4 | 0
4055 | 1246.4 | 0
4056 | 1246.4 | 0
4057 | 1246.387 | 0
4058 | 1246.3728 | 0
4059 | 1246.3699 | 0
4060 | 1245.954 | 0
4061 | 1245.736 | 0
4062 | 1245.6 | 0
4063 | 1245.6 | 0
4064 | 1245.0055 | 0
4065 | 1244.8 | 0
4066 | 1244.8 | 0
4067 | 1244.8 | 0
4068 | 1244.4999 | 0
4069 | 1244.499 | 0
4070 | 1244.374 | 0
4071 | 1244.187 | 0
4072 | 1244 | 0
4073 | 1243.9425 | 0
4074 | 1243.9425 | 0
4075 | 1243.9425 | 0
4076 | 1243.8855 | 0
4077 | 1243.5472 | 0
4078 | 1243.412 | 0
4079 | 1243.3736 | 0
4080 | 1243.2 | 0
4081 | 1243.2 | 0
4082 | 1243.0288 | 0
4083 | 1242.7375 | 0
4084 | 1242.4 | 0
4085 | 1242.3884 | 0
4086 | 1242.3487 | 0
4087 | 1241.914 | 0
4088 | 1241.663 | 0
4089 | 1241.662 | 0
4090 | 1241.6 | 0
4091 | 1241.5596 | 0
4092 | 1241.5501 | 0
4093 | 1241.5078 | 0
4094 | 1241.291 | 0
4095 | 1241.187 | 0
4096 | 1241.158 | 0
4097 | 1240.9649 | 0
4098 | 1240.8 | 0
4099 | 1240.7703 | 0
4100 | 1240.7703 | 0
4101 | 1240.471 | 0
4102 | 1240.205 | 0
4103 | 1240.0867 | 0
4104 | 1240.0192 | 0
4105 | 1240 | 0
4106 | 1240 | 0
4107 | 1240 | 0
4108 | 1239.89 | 0
4109 | 1239.8562 | 0
4110 | 1239.8362 | 0
4111 | 1239.767 | 0
4112 | 1239.5337 | 0
4113 | 1239.472 | 0
4114 | 1239.3475 | 0
4115 | 1239.2694 | 0
4116 | 1239.2 | 0
4117 | 1239.2 | 0
4118 | 1239.2 | 0
4119 | 1239.2 | 0
4120 | 1239.039 | 0
4121 | 1239.0123 | 0
4122 | 1238.9154 | 0
4123 | 1238.8415 | 0
4124 | 1238.812 | 0
4125 | 1238.6166 | 0
4126 | 1238.6157 | 0
4127 | 1238.61 | 0
4128 | 1238.5577 | 0
4129 | 1238.4395 | 0
4130 | 1238.4 | 0
4131 | 1238.4 | 0
4132 | 1238.1945 | 0
4133 | 1238.191 | 0
4134 | 1238.1 | 0
4135 | 1238.0554 | 0
4136 | 1237.7156 | 0
4137 | 1237.7056 | 0
4138 | 1237.7056 | 0
4139 | 1237.7056 | 0
4140 | 1237.6625 | 0
4141 | 1237.5674 | 0
4142 | 1237.532 | 0
4143 | 1237.1447 | 0
4144 | 1237.1447 | 0
4145 | 1237.0149 | 0
4146 | 1237.0149 | 0
4147 | 1236.892 | 0
4148 | 1236.8333 | 0
4149 | 1236.827 | 0
4150 | 1236.8 | 0
4151 | 1236.8 | 0
4152 | 1236.8 | 0
4153 | 1236.5588 | 0
4154 | 1236.4091 | 0
4155 | 1236.3242 | 0
4156 | 1236.1086 | 0
4157 | 1236.1086 | 0
4158 | 1235.9792 | 0
4159 | 1235.738 | 0
4160 | 1235.6617 | 0
4161 | 1235.312 | 0
4162 | 1235.2 | 0
4163 | 1234.863 | 0
4164 | 1234.4 | 0
4165 | 1234.4 | 0
4166 | 1234.242 | 0
4167 | 1234.1608 | 0
4168 | 1234.0498 | 0
4169 | 1234.046 | 0
4170 | 1233.7922 | 0
4171 | 1233.7778 | 0
4172 | 1233.7118 | 0
4173 | 1233.607 | 0
4174 | 1233.6 | 0
4175 | 1233.6 | 0
4176 | 1233.4671 | 0
4177 | 1233.4671 | 0
4178 | 1233.429 | 0
4179 | 1233.2875 | 0
4180 | 1233.2875 | 0
4181 | 1233.0561 | 0
4182 | 1232.8708 | 0
4183 | 1232.8 | 0
4184 | 1232.8 | 0
4185 | 1232.8 | 0
4186 | 1232.7184 | 0
4187 | 1232.4093 | 0
4188 | 1232.224 | 0
4189 | 1232.1801 | 0
4190 | 1232.152 | 0
4191 | 1232.0808 | 0
4192 | 1232 | 0
4193 | 1232 | 0
4194 | 1231.998 | 0
4195 | 1231.9892 | 0
4196 | 1231.626 | 0
4197 | 1231.447 | 0
4198 | 1231.431 | 0
4199 | 1231.2495 | 0
4200 | 1231.0896 | 0
4201 | 1231.0111 | 0
4202 | 1230.7987 | 0
4203 | 1230.7987 | 0
4204 | 1230.7481 | 0
4205 | 1230.6701 | 0
4206 | 1230.58 | 0
4207 | 1230.4932 | 0
4208 | 1230.4 | 0
4209 | 1230.4 | 0
4210 | 1230.108 | 0
4211 | 1230.108 | 0
4212 | 1230.0597 | 0
4213 | 1229.933 | 0
4214 | 1229.6 | 0
4215 | 1229.5985 | 0
4216 | 1229.4174 | 0
4217 | 1229.373 | 0
4218 | 1229.2948 | 0
4219 | 1229.1162 | 0
4220 | 1228.928 | 0
4221 | 1228.803 | 0
4222 | 1228.8 | 0
4223 | 1228.6313 | 0
4224 | 1228.3805 | 0
4225 | 1228.3805 | 0
4226 | 1228.3184 | 0
4227 | 1228.2872 | 0
4228 | 1228.1419 | 0
4229 | 1228.0848 | 0
4230 | 1228.071 | 0
4231 | 1228.0489 | 0
4232 | 1228 | 0
4233 | 1228 | 0
4234 | 1227.897 | 0
4235 | 1227.421 | 0
4236 | 1227.347 | 0
4237 | 1227.3453 | 0
4238 | 1227.291 | 0
4239 | 1227.2 | 0
4240 | 1226.996 | 0
4241 | 1226.957 | 0
4242 | 1226.9442 | 0
4243 | 1226.8474 | 0
4244 | 1226.7781 | 0
4245 | 1226.4 | 0
4246 | 1226.4 | 0
4247 | 1226.4 | 0
4248 | 1226.4 | 0
4249 | 1226.4 | 0
4250 | 1226.4 | 0
4251 | 1226.0084 | 0
4252 | 1225.8163 | 0
4253 | 1225.774 | 0
4254 | 1225.6264 | 0
4255 | 1225.6 | 0
4256 | 1225.6 | 0
4257 | 1225.6 | 0
4258 | 1225.6 | 0
4259 | 1225.411 | 0
4260 | 1225.3763 | 0
4261 | 1225.2732 | 0
4262 | 1225.2315 | 0
4263 | 1224.946 | 0
4264 | 1224.9167 | 0
4265 | 1224.801 | 0
4266 | 1224.8 | 0
4267 | 1224.544 | 0
4268 | 1224.436 | 0
4269 | 1224.246 | 0
4270 | 1223.9724 | 0
4271 | 1223.3853 | 0
4272 | 1223.2 | 0
4273 | 1223.2 | 0
4274 | 1223.2 | 0
4275 | 1222.75 | 0
4276 | 1222.7384 | 0
4277 | 1222.683 | 0
4278 | 1222.5996 | 0
4279 | 1222.5105 | 0
4280 | 1222.4 | 0
4281 | 1222.4 | 0
4282 | 1222.4 | 0
4283 | 1222.4 | 0
4284 | 1222.4 | 0
4285 | 1222.398 | 0
4286 | 1222.285 | 0
4287 | 1222.1238 | 0
4288 | 1221.935 | 0
4289 | 1221.8379 | 0
4290 | 1221.6987 | 0
4291 | 1221.6297 | 0
4292 | 1221.6 | 0
4293 | 1221.3717 | 0
4294 | 1221.1291 | 0
4295 | 1220.8328 | 0
4296 | 1220.8 | 0
4297 | 1220.8 | 0
4298 | 1220.5699 | 0
4299 | 1220.12 | 0
4300 | 1220.0359 | 0
4301 | 1220 | 0
4302 | 1220 | 0
4303 | 1220 | 0
4304 | 1220 | 0
4305 | 1219.8369 | 0
4306 | 1219.569 | 0
4307 | 1219.223 | 0
4308 | 1219.2 | 0
4309 | 1219.2 | 0
4310 | 1219.0571 | 0
4311 | 1218.7567 | 0
4312 | 1218.646 | 0
4313 | 1218.5665 | 0
4314 | 1218.473 | 0
4315 | 1218.4 | 0
4316 | 1218.2391 | 0
4317 | 1218.137 | 0
4318 | 1218.0211 | 0
4319 | 1217.803 | 0
4320 | 1217.7058 | 0
4321 | 1217.6 | 0
4322 | 1217.6 | 0
4323 | 1217.6 | 0
4324 | 1217.598 | 0
4325 | 1217.422 | 0
4326 | 1217.408 | 0
4327 | 1217.2856 | 0
4328 | 1217.2856 | 0
4329 | 1217.1598 | 0
4330 | 1217.119 | 0
4331 | 1216.9309 | 0
4332 | 1216.8483 | 0
4333 | 1216.8397 | 0
4334 | 1216.8 | 0
4335 | 1216.6852 | 0
4336 | 1216.588 | 0
4337 | 1216.436 | 0
4338 | 1216.2944 | 0
4339 | 1216.2944 | 0
4340 | 1216 | 0
4341 | 1216 | 0
4342 | 1216 | 0
4343 | 1216 | 0
4344 | 1215.9093 | 0
4345 | 1215.698 | 0
4346 | 1215.644 | 0
4347 | 1215.6037 | 0
4348 | 1215.6037 | 0
4349 | 1215.461 | 0
4350 | 1215.2952 | 0
4351 | 1215.2 | 0
4352 | 1215.149 | 0
4353 | 1215.1313 | 0
4354 | 1215.0892 | 0
4355 | 1215.0791 | 0
4356 | 1214.924 | 0
4357 | 1214.887 | 0
4358 | 1214.49 | 0
4359 | 1214.4 | 0
4360 | 1214.4 | 0
4361 | 1214.4 | 0
4362 | 1214.3544 | 0
4363 | 1214.3435 | 0
4364 | 1214.229 | 0
4365 | 1214.189 | 0
4366 | 1214.131 | 0
4367 | 1213.9294 | 0
4368 | 1213.91 | 0
4369 | 1213.663 | 0
4370 | 1213.608 | 0
4371 | 1213.6 | 0
4372 | 1213.6 | 0
4373 | 1212.985 | 0
4374 | 1212.909 | 0
4375 | 1212.8409 | 0
4376 | 1212.8063 | 0
4377 | 1212.806 | 0
4378 | 1212.8 | 0
4379 | 1212.8 | 0
4380 | 1212.52 | 0
4381 | 1212.443 | 0
4382 | 1212.067 | 0
4383 | 1212 | 0
4384 | 1212 | 0
4385 | 1212 | 0
4386 | 1212 | 0
4387 | 1211.7488 | 0
4388 | 1211.742 | 0
4389 | 1211.6653 | 0
4390 | 1211.4596 | 0
4391 | 1211.392 | 0
4392 | 1211.3632 | 0
4393 | 1211.2 | 0
4394 | 1211.2 | 0
4395 | 1211.2 | 0
4396 | 1211.2 | 0
4397 | 1211.064 | 0
4398 | 1210.9693 | 0
4399 | 1210.7689 | 0
4400 | 1210.6659 | 0
4401 | 1210.4 | 0
4402 | 1210.4 | 0
4403 | 1209.862 | 0
4404 | 1209.6927 | 0
4405 | 1209.6763 | 0
4406 | 1209.6 | 0
4407 | 1209.5909 | 0
4408 | 1209.1949 | 0
4409 | 1209.14 | 0
4410 | 1209.033 | 0
4411 | 1208.997 | 0
4412 | 1208.9158 | 0
4413 | 1208.8 | 0
4414 | 1208.7526 | 0
4415 | 1208.6635 | 0
4416 | 1208.6278 | 0
4417 | 1208.3058 | 0
4418 | 1208.0826 | 0
4419 | 1208 | 0
4420 | 1207.7239 | 0
4421 | 1207.4389 | 0
4422 | 1207.3155 | 0
4423 | 1207.2 | 0
4424 | 1207.2 | 0
4425 | 1207.2 | 0
4426 | 1207.2 | 0
4427 | 1207.142 | 0
4428 | 1207.035 | 0
4429 | 1206.9883 | 0
4430 | 1206.845 | 0
4431 | 1206.68 | 0
4432 | 1206.6721 | 0
4433 | 1206.6248 | 0
4434 | 1206.4888 | 0
4435 | 1206.4888 | 0
4436 | 1206.4 | 0
4437 | 1206.4 | 0
4438 | 1206.4 | 0
4439 | 1206.253 | 0
4440 | 1206.2528 | 0
4441 | 1206.214 | 0
4442 | 1205.8909 | 0
4443 | 1205.6919 | 0
4444 | 1205.541 | 0
4445 | 1205.407 | 0
4446 | 1205.397 | 0
4447 | 1204.9136 | 0
4448 | 1204.8 | 0
4449 | 1204.8 | 0
4450 | 1204.8 | 0
4451 | 1204.7818 | 0
4452 | 1204.6634 | 0
4453 | 1204.4444 | 0
4454 | 1204 | 0
4455 | 1204 | 0
4456 | 1204 | 0
4457 | 1204 | 0
4458 | 1203.916 | 0
4459 | 1203.862 | 0
4460 | 1203.8265 | 0
4461 | 1203.6531 | 0
4462 | 1203.4772 | 0
4463 | 1203.4772 | 0
4464 | 1203.2 | 0
4465 | 1203.2 | 0
4466 | 1203.199 | 0
4467 | 1203.114 | 0
4468 | 1203.09 | 0
4469 | 1203.0278 | 0
4470 | 1202.7821 | 0
4471 | 1202.5043 | 0
4472 | 1202.4 | 0
4473 | 1202.4 | 0
4474 | 1202.3589 | 0
4475 | 1202.344 | 0
4476 | 1201.79 | 0
4477 | 1201.79 | 0
4478 | 1201.671 | 0
4479 | 1201.6 | 0
4480 | 1201.6 | 0
4481 | 1201.4218 | 0
4482 | 1201.1464 | 0
4483 | 1201.14 | 0
4484 | 1201.115 | 0
4485 | 1201.095 | 0
4486 | 1200.8854 | 0
4487 | 1200.8 | 0
4488 | 1200.8 | 0
4489 | 1200.8 | 0
4490 | 1200.8 | 0
4491 | 1200.7723 | 0
4492 | 1200.7083 | 0
4493 | 1200.592 | 0
4494 | 1200.589 | 0
4495 | 1200.4086 | 0
4496 | 1200.3686 | 0
4497 | 1200.2556 | 0
4498 | 1200.195 | 0
4499 | 1200.115 | 0
4500 | 1200.1137 | 0
4501 | 1200 | 0
4502 | 1199.6331 | 0
4503 | 1199.5926 | 0
4504 | 1199.3168 | 0
4505 | 1199.3168 | 0
4506 | 1199.225 | 0
4507 | 1199.2 | 0
4508 | 1199.2 | 0
4509 | 1199.2 | 0
4510 | 1199.0566 | 0
4511 | 1198.9713 | 0
4512 | 1198.8976 | 0
4513 | 1198.8156 | 0
4514 | 1198.4 | 0
4515 | 1198.4 | 0
4516 | 1198.38 | 0
4517 | 1198.3366 | 0
4518 | 1198.1621 | 0
4519 | 1198.1208 | 0
4520 | 1198.058 | 0
4521 | 1198.0387 | 0
4522 | 1198.0387 | 0
4523 | 1197.79 | 0
4524 | 1197.303 | 0
4525 | 1197.2617 | 0
4526 | 1196.9072 | 0
4527 | 1196.8 | 0
4528 | 1196.8 | 0
4529 | 1196.4829 | 0
4530 | 1196.4679 | 0
4531 | 1196.422 | 0
4532 | 1196.191 | 0
4533 | 1196.1437 | 0
4534 | 1196.1292 | 0
4535 | 1196 | 0
4536 | 1196 | 0
4537 | 1196 | 0
4538 | 1195.968 | 0
4539 | 1195.6673 | 0
4540 | 1195.5738 | 0
4541 | 1195.5738 | 0
4542 | 1195.4363 | 0
4543 | 1195.22 | 0
4544 | 1195.2 | 0
4545 | 1195.2 | 0
4546 | 1195.2 | 0
4547 | 1194.744 | 0
4548 | 1194.5136 | 0
4549 | 1194.461 | 0
4550 | 1194.4 | 0
4551 | 1194.4 | 0
4552 | 1194.4 | 0
4553 | 1193.8661 | 0
4554 | 1193.7386 | 0
4555 | 1193.708 | 0
4556 | 1193.6 | 0
4557 | 1193.6 | 0
4558 | 1193.2138 | 0
4559 | 1193.172 | 0
4560 | 1193.029 | 0
4561 | 1192.8111 | 0
4562 | 1192.7735 | 0
4563 | 1192.6799 | 0
4564 | 1192.4164 | 0
4565 | 1192.407 | 0
4566 | 1192.262 | 0
4567 | 1192 | 0
4568 | 1192 | 0
4569 | 1192 | 0
4570 | 1192 | 0
4571 | 1191.895 | 0
4572 | 1191.8232 | 0
4573 | 1191.5872 | 0
4574 | 1191.5782 | 0
4575 | 1191.2752 | 0
4576 | 1191.2 | 0
4577 | 1191.2 | 0
4578 | 1191.158 | 0
4579 | 1191.082 | 0
4580 | 1190.5629 | 0
4581 | 1190.56 | 0
4582 | 1190.482 | 0
4583 | 1190.4 | 0
4584 | 1190.4 | 0
4585 | 1190.0714 | 0
4586 | 1189.8149 | 0
4587 | 1189.7541 | 0
4588 | 1189.61 | 0
4589 | 1189.6 | 0
4590 | 1189.6 | 0
4591 | 1189.6 | 0
4592 | 1189.6 | 0
4593 | 1189.6 | 0
4594 | 1189.3358 | 0
4595 | 1189.1388 | 0
4596 | 1188.8 | 0
4597 | 1188.8 | 0
4598 | 1188.667 | 0
4599 | 1188.5309 | 0
4600 | 1188.3885 | 0
4601 | 1188.218 | 0
4602 | 1188 | 0
4603 | 1187.9385 | 0
4604 | 1187.8648 | 0
4605 | 1187.8648 | 0
4606 | 1187.464 | 0
4607 | 1187.2856 | 0
4608 | 1187.2 | 0
4609 | 1187.1293 | 0
4610 | 1187.0499 | 0
4611 | 1186.9605 | 0
4612 | 1186.715 | 0
4613 | 1186.5863 | 0
4614 | 1186.4 | 0
4615 | 1186.3938 | 0
4616 | 1186.13 | 0
4617 | 1186.075 | 0
4618 | 1185.9043 | 0
4619 | 1185.808 | 0
4620 | 1185.7689 | 0
4621 | 1185.424 | 0
4622 | 1185.2801 | 0
4623 | 1185.2757 | 0
4624 | 1185.2136 | 0
4625 | 1185.147 | 0
4626 | 1185.0608 | 0
4627 | 1184.9728 | 0
4628 | 1184.9728 | 0
4629 | 1184.9728 | 0
4630 | 1184.8307 | 0
4631 | 1184.8307 | 0
4632 | 1184.8307 | 0
4633 | 1184.8 | 0
4634 | 1184.8 | 0
4635 | 1184.4607 | 0
4636 | 1184.2177 | 0
4637 | 1184.1872 | 0
4638 | 1184.1872 | 0
4639 | 1184 | 0
4640 | 1184 | 0
4641 | 1183.914 | 0
4642 | 1183.594 | 0
4643 | 1183.4517 | 0
4644 | 1183.22 | 0
4645 | 1183.2 | 0
4646 | 1183.2 | 0
4647 | 1183.2 | 0
4648 | 1182.9589 | 0
4649 | 1182.912 | 0
4650 | 1182.818 | 0
4651 | 1182.7428 | 0
4652 | 1182.657 | 0
4653 | 1182.509 | 0
4654 | 1182.4 | 0
4655 | 1182.4 | 0
4656 | 1182.4 | 0
4657 | 1182.4 | 0
4658 | 1182.365 | 0
4659 | 1182.361 | 0
4660 | 1181.9806 | 0
4661 | 1181.9806 | 0
4662 | 1181.7602 | 0
4663 | 1181.647 | 0
4664 | 1181.6 | 0
4665 | 1181.242 | 0
4666 | 1181.19 | 0
4667 | 1181.115 | 0
4668 | 1181.0885 | 0
4669 | 1180.946 | 0
4670 | 1180.8 | 0
4671 | 1180.8 | 0
4672 | 1180.8 | 0
4673 | 1180.8 | 0
4674 | 1180.5096 | 0
4675 | 1180.5096 | 0
4676 | 1180.3883 | 0
4677 | 1180.2871 | 0
4678 | 1180 | 0
4679 | 1179.9083 | 0
4680 | 1179.7741 | 0
4681 | 1179.725 | 0
4682 | 1179.3922 | 0
4683 | 1179.3631 | 0
4684 | 1179.3466 | 0
4685 | 1179.255 | 0
4686 | 1179.2 | 0
4687 | 1179.2 | 0
4688 | 1179.2 | 0
4689 | 1179.0386 | 0
4690 | 1178.9974 | 0
4691 | 1178.5865 | 0
4692 | 1178.5 | 0
4693 | 1178.4929 | 0
4694 | 1178.4 | 0
4695 | 1178.4 | 0
4696 | 1178.36 | 0
4697 | 1178.3067 | 0
4698 | 1178.106 | 0
4699 | 1178.0217 | 0
4700 | 1177.8008 | 0
4701 | 1177.8001 | 0
4702 | 1177.6161 | 0
4703 | 1177.5675 | 0
4704 | 1177.554 | 0
4705 | 1177.4916 | 0
4706 | 1177.0613 | 0
4707 | 1176.84 | 0
4708 | 1176.832 | 0
4709 | 1176.8108 | 0
4710 | 1176.8 | 0
4711 | 1176.8 | 0
4712 | 1176.8 | 0
4713 | 1176.8 | 0
4714 | 1176.7039 | 0
4715 | 1176.207 | 0
4716 | 1176.0394 | 0
4717 | 1176 | 0
4718 | 1175.793 | 0
4719 | 1175.544 | 0
4720 | 1175.372 | 0
4721 | 1175.229 | 0
4722 | 1175.2 | 0
4723 | 1175.2 | 0
4724 | 1175.0536 | 0
4725 | 1175.0134 | 0
4726 | 1174.9733 | 0
4727 | 1174.7929 | 0
4728 | 1174.6209 | 0
4729 | 1174.6132 | 0
4730 | 1174.6132 | 0
4731 | 1174.5986 | 0
4732 | 1174.1449 | 0
4733 | 1173.9536 | 0
4734 | 1173.817 | 0
4735 | 1173.8164 | 0
4736 | 1173.7765 | 0
4737 | 1173.6 | 0
4738 | 1173.32 | 0
4739 | 1173.122 | 0
4740 | 1172.832 | 0
4741 | 1172.8 | 0
4742 | 1172.8 | 0
4743 | 1172.3997 | 0
4744 | 1172.2624 | 0
4745 | 1172.039 | 0
4746 | 1172 | 0
4747 | 1172 | 0
4748 | 1171.973 | 0
4749 | 1171.9502 | 0
4750 | 1171.847 | 0
4751 | 1171.6916 | 0
4752 | 1171.349 | 0
4753 | 1171.326 | 0
4754 | 1171.2 | 0
4755 | 1171.09 | 0
4756 | 1171.084 | 0
4757 | 1170.7092 | 0
4758 | 1170.6288 | 0
4759 | 1170.5985 | 0
4760 | 1170.4 | 0
4761 | 1170.3146 | 0
4762 | 1170.2123 | 0
4763 | 1170.2102 | 0
4764 | 1169.848 | 0
4765 | 1169.6 | 0
4766 | 1169.6 | 0
4767 | 1169.6 | 0
4768 | 1169.6 | 0
4769 | 1169.1854 | 0
4770 | 1169.049 | 0
4771 | 1168.8 | 0
4772 | 1168.8 | 0
4773 | 1168.8 | 0
4774 | 1168.6743 | 0
4775 | 1168.515 | 0
4776 | 1168.446 | 0
4777 | 1168.1969 | 0
4778 | 1168.124 | 0
4779 | 1168.045 | 0
4780 | 1168 | 0
4781 | 1168 | 0
4782 | 1168 | 0
4783 | 1167.9465 | 0
4784 | 1167.854 | 0
4785 | 1167.775 | 0
4786 | 1167.7466 | 0
4787 | 1167.432 | 0
4788 | 1167.329 | 0
4789 | 1167.2 | 0
4790 | 1167.2 | 0
4791 | 1167.2 | 0
4792 | 1167.2 | 0
4793 | 1166.9312 | 0
4794 | 1166.901 | 0
4795 | 1166.426 | 0
4796 | 1166.42 | 0
4797 | 1166.4 | 0
4798 | 1166.299 | 0
4799 | 1166.2254 | 0
4800 | 1166.196 | 0
4801 | 1165.9822 | 0
4802 | 1165.8744 | 0
4803 | 1165.8744 | 0
4804 | 1165.6 | 0
4805 | 1165.6 | 0
4806 | 1165.6 | 0
4807 | 1165.6 | 0
4808 | 1165.4076 | 0
4809 | 1165.374 | 0
4810 | 1165.2976 | 0
4811 | 1165.2105 | 0
4812 | 1165.1837 | 0
4813 | 1165.131 | 0
4814 | 1165.0637 | 0
4815 | 1165.0506 | 0
4816 | 1164.8 | 0
4817 | 1164.8 | 0
4818 | 1164.6709 | 0
4819 | 1164.5561 | 0
4820 | 1164.4744 | 0
4821 | 1164.458 | 0
4822 | 1164.3879 | 0
4823 | 1164.3282 | 0
4824 | 1164.3282 | 0
4825 | 1164.3282 | 0
4826 | 1163.9011 | 0
4827 | 1163.639 | 0
4828 | 1163.5669 | 0
4829 | 1163.2 | 0
4830 | 1163.2 | 0
4831 | 1163.1117 | 0
4832 | 1162.8571 | 0
4833 | 1162.8571 | 0
4834 | 1162.7946 | 0
4835 | 1162.7327 | 0
4836 | 1162.6599 | 0
4837 | 1162.556 | 0
4838 | 1162.5522 | 0
4839 | 1162.4 | 0
4840 | 1162.4 | 0
4841 | 1162.384 | 0
4842 | 1162.3773 | 0
4843 | 1162.2995 | 0
4844 | 1162.2995 | 0
4845 | 1162.25 | 0
4846 | 1162.174 | 0
4847 | 1162.1216 | 0
4848 | 1162.094 | 0
4849 | 1161.964 | 0
4850 | 1161.734 | 0
4851 | 1161.6 | 0
4852 | 1161.3384 | 0
4853 | 1161.248 | 0
4854 | 1161.104 | 0
4855 | 1161.093 | 0
4856 | 1161.083 | 0
4857 | 1161.0661 | 0
4858 | 1161.038 | 0
4859 | 1160.8 | 0
4860 | 1160.599 | 0
4861 | 1160.5057 | 0
4862 | 1160.349 | 0
4863 | 1160.2693 | 0
4864 | 1159.956 | 0
4865 | 1159.838 | 0
4866 | 1159.81 | 0
4867 | 1159.54 | 0
4868 | 1159.2 | 0
4869 | 1159.2 | 0
4870 | 1158.633 | 0
4871 | 1158.511 | 0
4872 | 1158.444 | 0
4873 | 1158.4 | 0
4874 | 1158.4 | 0
4875 | 1158.39 | 0
4876 | 1158.2769 | 0
4877 | 1158.2769 | 0
4878 | 1157.6379 | 0
4879 | 1157.6 | 0
4880 | 1157.2293 | 0
4881 | 1157.201 | 0
4882 | 1157.0817 | 0
4883 | 1156.956 | 0
4884 | 1156.8955 | 0
4885 | 1156.8955 | 0
4886 | 1156.838 | 0
4887 | 1156.8 | 0
4888 | 1156.517 | 0
4889 | 1156.3257 | 0
4890 | 1156 | 0
4891 | 1156 | 0
4892 | 1155.725 | 0
4893 | 1155.7145 | 0
4894 | 1155.5019 | 0
4895 | 1155.338 | 0
4896 | 1155.2987 | 0
4897 | 1155.2 | 0
4898 | 1155.2 | 0
4899 | 1154.806 | 0
4900 | 1154.7758 | 0
4901 | 1154.691 | 0
4902 | 1154.1328 | 0
4903 | 1154.1328 | 0
4904 | 1154.0047 | 0
4905 | 1153.9649 | 0
4906 | 1153.6 | 0
4907 | 1153.519 | 0
4908 | 1153.41 | 0
4909 | 1153.367 | 0
4910 | 1153.1952 | 0
4911 | 1152.9763 | 0
4912 | 1152.8 | 0
4913 | 1152.8 | 0
4914 | 1152.8 | 0
4915 | 1152.652 | 0
4916 | 1152 | 0
4917 | 1152 | 0
4918 | 1151.9371 | 0
4919 | 1151.8243 | 0
4920 | 1151.8243 | 0
4921 | 1151.437 | 0
4922 | 1151.05 | 0
4923 | 1150.936 | 0
4924 | 1150.8718 | 0
4925 | 1150.6454 | 0
4926 | 1150.5013 | 0
4927 | 1150.4507 | 0
4928 | 1150.4 | 0
4929 | 1150.4 | 0
4930 | 1150.4 | 0
4931 | 1150.3401 | 0
4932 | 1150.1519 | 0
4933 | 1149.785 | 0
4934 | 1149.6178 | 0
4935 | 1149.6 | 0
4936 | 1149.6 | 0
4937 | 1149.6 | 0
4938 | 1149.254 | 0
4939 | 1149.101 | 0
4940 | 1148.4205 | 0
4941 | 1148.1467 | 0
4942 | 1148.1467 | 0
4943 | 1148.1467 | 0
4944 | 1148 | 0
4945 | 1148 | 0
4946 | 1148 | 0
4947 | 1147.9167 | 0
4948 | 1147.7987 | 0
4949 | 1147.683 | 0
4950 | 1147.5377 | 0
4951 | 1147.534 | 0
4952 | 1147.519 | 0
4953 | 1147.4112 | 0
4954 | 1147.4094 | 0
4955 | 1147.38 | 0
4956 | 1147.369 | 0
4957 | 1147.2 | 0
4958 | 1147.2 | 0
4959 | 1147.2 | 0
4960 | 1147.17 | 0
4961 | 1147.0671 | 0
4962 | 1147.015 | 0
4963 | 1146.697 | 0
4964 | 1146.669 | 0
4965 | 1146.5832 | 0
4966 | 1146.42 | 0
4967 | 1146.4 | 0
4968 | 1146.4 | 0
4969 | 1146.178 | 0
4970 | 1146.147 | 0
4971 | 1145.9282 | 0
4972 | 1145.8446 | 0
4973 | 1145.7167 | 0
4974 | 1145.6 | 0
4975 | 1145.6 | 0
4976 | 1145.6 | 0
4977 | 1145.5301 | 0
4978 | 1145.1539 | 0
4979 | 1144.8 | 0
4980 | 1144.8 | 0
4981 | 1144.8 | 0
4982 | 1144.4632 | 0
4983 | 1144.3567 | 0
4984 | 1144.1924 | 0
4985 | 1144.168 | 0
4986 | 1144 | 0
4987 | 1143.986 | 0
4988 | 1143.3262 | 0
4989 | 1143.278 | 0
4990 | 1143.2188 | 0
4991 | 1143.193 | 0
4992 | 1143.128 | 0
4993 | 1142.5534 | 0
4994 | 1142.4 | 0
4995 | 1142.4 | 0
4996 | 1142.4 | 0
4997 | 1142.4 | 0
4998 | 1142.288 | 0
4999 | 1142.233 | 0
5000 | 1141.8157 | 0
5001 | 1141.7005 | 0
5002 | 1141.6 | 0
5003 | 1141.587 | 0
5004 | 1141.3284 | 0
5005 | 1141.3222 | 0
5006 | 1141.1439 | 0
5007 | 1141.0098 | 0
5008 | 1141.0098 | 0
5009 | 1140.835 | 0
5010 | 1140.8 | 0
5011 | 1140.583 | 0
5012 | 1140.384 | 0
5013 | 1140.3677 | 0
5014 | 1140.2509 | 0
5015 | 1140.056 | 0
5016 | 1140 | 0
5017 | 1140 | 0
5018 | 1140 | 0
5019 | 1139.749 | 0
5020 | 1139.5362 | 0
5021 | 1139.46 | 0
5022 | 1139.333 | 0
5023 | 1139.3205 | 0
5024 | 1139.2 | 0
5025 | 1139.2 | 0
5026 | 1138.585 | 0
5027 | 1138.4192 | 0
5028 | 1138.4 | 0
5029 | 1138.4 | 0
5030 | 1138.269 | 0
5031 | 1138.2471 | 0
5032 | 1138.22 | 0
5033 | 1137.9564 | 0
5034 | 1137.6 | 0
5035 | 1137.6 | 0
5036 | 1137.5314 | 0
5037 | 1137.376 | 0
5038 | 1137.1705 | 0
5039 | 1137.1139 | 0
5040 | 1137.052 | 0
5041 | 1136.8 | 0
5042 | 1136.61 | 0
5043 | 1136.3975 | 0
5044 | 1136.175 | 0
5045 | 1136.1375 | 0
5046 | 1135.9657 | 0
5047 | 1135.9 | 0
5048 | 1135.797 | 0
5049 | 1135.5657 | 0
5050 | 1135.24 | 0
5051 | 1135.205 | 0
5052 | 1135.2 | 0
5053 | 1135.0278 | 0
5054 | 1134.7688 | 0
5055 | 1134.4 | 0
5056 | 1134.4 | 0
5057 | 1134.3734 | 0
5058 | 1134.3301 | 0
5059 | 1134.3297 | 0
5060 | 1134.203 | 0
5061 | 1134.1783 | 0
5062 | 1133.6 | 0
5063 | 1133.5528 | 0
5064 | 1133.4363 | 0
5065 | 1133.4123 | 0
5066 | 1133.191 | 0
5067 | 1133.1751 | 0
5068 | 1132.8406 | 0
5069 | 1132.8 | 0
5070 | 1132.7008 | 0
5071 | 1132.6778 | 0
5072 | 1132.464 | 0
5073 | 1132.1777 | 0
5074 | 1132.013 | 0
5075 | 1132 | 0
5076 | 1132 | 0
5077 | 1131.4817 | 0
5078 | 1131.45 | 0
5079 | 1131.3953 | 0
5080 | 1131.3791 | 0
5081 | 1131.3402 | 0
5082 | 1131.2 | 0
5083 | 1131.2 | 0
5084 | 1131.2 | 0
5085 | 1131.2 | 0
5086 | 1131.076 | 0
5087 | 1131.027 | 0
5088 | 1130.671 | 0
5089 | 1130.656 | 0
5090 | 1130.4682 | 0
5091 | 1130.4 | 0
5092 | 1130.342 | 0
5093 | 1130.2855 | 0
5094 | 1129.8233 | 0
5095 | 1129.6 | 0
5096 | 1129.0885 | 0
5097 | 1128.9285 | 0
5098 | 1128.8 | 0
5099 | 1128.8 | 0
5100 | 1128.8 | 0
5101 | 1128.8 | 0
5102 | 1128.7455 | 0
5103 | 1128.6053 | 0
5104 | 1128.5775 | 0
5105 | 1128 | 0
5106 | 1128 | 0
5107 | 1128 | 0
5108 | 1127.7874 | 0
5109 | 1127.5968 | 0
5110 | 1127.5522 | 0
5111 | 1127.5522 | 0
5112 | 1127.549 | 0
5113 | 1127.493 | 0
5114 | 1127.2 | 0
5115 | 1127.2 | 0
5116 | 1127.2 | 0
5117 | 1127.2 | 0
5118 | 1127.2 | 0
5119 | 1127.015 | 0
5120 | 1126.9881 | 0
5121 | 1126.9766 | 0
5122 | 1126.9696 | 0
5123 | 1126.8 | 0
5124 | 1126.6764 | 0
5125 | 1126.5055 | 0
5126 | 1126.5055 | 0
5127 | 1126.43 | 0
5128 | 1126.4 | 0
5129 | 1126.4 | 0
5130 | 1126.266 | 0
5131 | 1125.992 | 0
5132 | 1125.8148 | 0
5133 | 1125.6 | 0
5134 | 1125.5 | 0
5135 | 1125.488 | 0
5136 | 1125.3411 | 0
5137 | 1125.237 | 0
5138 | 1125.2328 | 0
5139 | 1124.8 | 0
5140 | 1124.637 | 0
5141 | 1124.2295 | 0
5142 | 1124.1761 | 0
5143 | 1124 | 0
5144 | 1123.8746 | 0
5145 | 1123.8746 | 0
5146 | 1123.8746 | 0
5147 | 1123.825 | 0
5148 | 1123.7505 | 0
5149 | 1123.4907 | 0
5150 | 1123.1632 | 0
5151 | 1122.8155 | 0
5152 | 1122.777 | 0
5153 | 1122.775 | 0
5154 | 1122.711 | 0
5155 | 1122.6757 | 0
5156 | 1122.6445 | 0
5157 | 1122.6312 | 0
5158 | 1122.521 | 0
5159 | 1122.4035 | 0
5160 | 1122.4 | 0
5161 | 1122.4 | 0
5162 | 1122.4 | 0
5163 | 1122.3613 | 0
5164 | 1121.8987 | 0
5165 | 1121.6603 | 0
5166 | 1121.6 | 0
5167 | 1121.6 | 0
5168 | 1121.6 | 0
5169 | 1121.6 | 0
5170 | 1121.6 | 0
5171 | 1121.586 | 0
5172 | 1121.5161 | 0
5173 | 1121.2717 | 0
5174 | 1121.1221 | 0
5175 | 1120.8 | 0
5176 | 1120.197 | 0
5177 | 1120.1603 | 0
5178 | 1120.1186 | 0
5179 | 1120 | 0
5180 | 1120 | 0
5181 | 1120 | 0
5182 | 1119.86 | 0
5183 | 1119.4615 | 0
5184 | 1119.4615 | 0
5185 | 1119.408 | 0
5186 | 1119.2978 | 0
5187 | 1119.2 | 0
5188 | 1119.0192 | 0
5189 | 1118.7913 | 0
5190 | 1118.7892 | 0
5191 | 1118.7189 | 0
5192 | 1118.58 | 0
5193 | 1118.4 | 0
5194 | 1118.4 | 0
5195 | 1118.4 | 0
5196 | 1118.4 | 0
5197 | 1118.1698 | 0
5198 | 1118.0342 | 0
5199 | 1117.6 | 0
5200 | 1117.5266 | 0
5201 | 1117.404 | 0
5202 | 1117.2373 | 0
5203 | 1117.2373 | 0
5204 | 1117.132 | 0
5205 | 1117.045 | 0
5206 | 1117.0011 | 0
5207 | 1116.8 | 0
5208 | 1116.4602 | 0
5209 | 1116.444 | 0
5210 | 1116.4404 | 0
5211 | 1115.6435 | 0
5212 | 1115.5132 | 0
5213 | 1115.506 | 0
5214 | 1115.4545 | 0
5215 | 1115.2 | 0
5216 | 1115.2 | 0
5217 | 1115.1485 | 0
5218 | 1114.978 | 0
5219 | 1114.9063 | 0
5220 | 1114.771 | 0
5221 | 1114.766 | 0
5222 | 1114.3042 | 0
5223 | 1114.1294 | 0
5224 | 1114.082 | 0
5225 | 1114.0731 | 0
5226 | 1114.0731 | 0
5227 | 1114.0497 | 0
5228 | 1114.0497 | 0
5229 | 1113.8843 | 0
5230 | 1113.713 | 0
5231 | 1113.621 | 0
5232 | 1113.6 | 0
5233 | 1113.5773 | 0
5234 | 1113.5542 | 0
5235 | 1113.3524 | 0
5236 | 1113.2529 | 0
5237 | 1113.0665 | 0
5238 | 1113.0576 | 0
5239 | 1112.8 | 0
5240 | 1112.6918 | 0
5241 | 1112.5755 | 0
5242 | 1112.4017 | 0
5243 | 1112.084 | 0
5244 | 1112.0011 | 0
5245 | 1112 | 0
5246 | 1111.595 | 0
5247 | 1111.3104 | 0
5248 | 1111.2 | 0
5249 | 1111.2 | 0
5250 | 1111.2 | 0
5251 | 1111.0216 | 0
5252 | 1110.796 | 0
5253 | 1110.708 | 0
5254 | 1110.6197 | 0
5255 | 1110.6197 | 0
5256 | 1110.192 | 0
5257 | 1109.9109 | 0
5258 | 1109.8997 | 0
5259 | 1109.7952 | 0
5260 | 1109.748 | 0
5261 | 1109.6 | 0
5262 | 1109.6 | 0
5263 | 1109.6 | 0
5264 | 1109.428 | 0
5265 | 1109.3055 | 0
5266 | 1109.1642 | 0
5267 | 1108.8 | 0
5268 | 1108.431 | 0
5269 | 1108 | 0
5270 | 1108 | 0
5271 | 1107.6746 | 0
5272 | 1107.5098 | 0
5273 | 1107.3417 | 0
5274 | 1107.2 | 0
5275 | 1106.8931 | 0
5276 | 1106.8777 | 0
5277 | 1106.751 | 0
5278 | 1106.567 | 0
5279 | 1106.5238 | 0
5280 | 1106.5238 | 0
5281 | 1106.455 | 0
5282 | 1106.4 | 0
5283 | 1106.227 | 0
5284 | 1105.904 | 0
5285 | 1105.7849 | 0
5286 | 1105.6 | 0
5287 | 1105.581 | 0
5288 | 1105.284 | 0
5289 | 1105.284 | 0
5290 | 1105.275 | 0
5291 | 1105.1884 | 0
5292 | 1105.1745 | 0
5293 | 1105.0942 | 0
5294 | 1104.938 | 0
5295 | 1104.8061 | 0
5296 | 1104.482 | 0
5297 | 1104.2739 | 0
5298 | 1104.242 | 0
5299 | 1104.063 | 0
5300 | 1104.0155 | 0
5301 | 1104 | 0
5302 | 1104 | 0
5303 | 1103.6522 | 0
5304 | 1103.5739 | 0
5305 | 1103.419 | 0
5306 | 1103.3684 | 0
5307 | 1103.2 | 0
5308 | 1103.2 | 0
5309 | 1102.819 | 0
5310 | 1102.5551 | 0
5311 | 1102.5445 | 0
5312 | 1102.4753 | 0
5313 | 1102.4 | 0
5314 | 1102.4 | 0
5315 | 1102.325 | 0
5316 | 1102.0699 | 0
5317 | 1101.8888 | 0
5318 | 1101.8299 | 0
5319 | 1101.732 | 0
5320 | 1101.6408 | 0
5321 | 1101.6 | 0
5322 | 1101.6 | 0
5323 | 1101.4945 | 0
5324 | 1100.807 | 0
5325 | 1100.8 | 0
5326 | 1100.388 | 0
5327 | 1100.2595 | 0
5328 | 1100.2595 | 0
5329 | 1100.227 | 0
5330 | 1100.114 | 0
5331 | 1100.0177 | 0
5332 | 1100 | 0
5333 | 1099.9253 | 0
5334 | 1099.6024 | 0
5335 | 1099.177 | 0
5336 | 1098.997 | 0
5337 | 1098.9089 | 0
5338 | 1098.8781 | 0
5339 | 1098.8669 | 0
5340 | 1098.458 | 0
5341 | 1098.4 | 0
5342 | 1098.227 | 0
5343 | 1098.1261 | 0
5344 | 1098.0768 | 0
5345 | 1098.0623 | 0
5346 | 1097.92 | 0
5347 | 1097.3959 | 0
5348 | 1097.2 | 0
5349 | 1096.806 | 0
5350 | 1096.7099 | 0
5351 | 1096.2598 | 0
5352 | 1095.8283 | 0
5353 | 1095.822 | 0
5354 | 1095.2 | 0
5355 | 1095.1893 | 0
5356 | 1095.157 | 0
5357 | 1094.9209 | 0
5358 | 1094.6009 | 0
5359 | 1094.5292 | 0
5360 | 1094.4 | 0
5361 | 1094.398 | 0
5362 | 1094.2419 | 0
5363 | 1094.152 | 0
5364 | 1094.1275 | 0
5365 | 1093.9 | 0
5366 | 1093.7182 | 0
5367 | 1093.6 | 0
5368 | 1093.3526 | 0
5369 | 1093.259 | 0
5370 | 1093.0432 | 0
5371 | 1093.028 | 0
5372 | 1092.9827 | 0
5373 | 1092.8 | 0
5374 | 1092.8 | 0
5375 | 1092.7 | 0
5376 | 1092.6207 | 0
5377 | 1092.491 | 0
5378 | 1092.2168 | 0
5379 | 1092 | 0
5380 | 1092 | 0
5381 | 1091.61 | 0
5382 | 1091.5981 | 0
5383 | 1091.508 | 0
5384 | 1091.276 | 0
5385 | 1091.2 | 0
5386 | 1090.8972 | 0
5387 | 1090.7762 | 0
5388 | 1090.5899 | 0
5389 | 1090.429 | 0
5390 | 1090.4 | 0
5391 | 1089.986 | 0
5392 | 1089.836 | 0
5393 | 1089.7222 | 0
5394 | 1089.6 | 0
5395 | 1089.6 | 0
5396 | 1089.279 | 0
5397 | 1089.2673 | 0
5398 | 1088.8 | 0
5399 | 1088.8 | 0
5400 | 1088.8 | 0
5401 | 1088.8 | 0
5402 | 1088.8 | 0
5403 | 1088.675 | 0
5404 | 1088.5696 | 0
5405 | 1088.323 | 0
5406 | 1088.1963 | 0
5407 | 1088 | 0
5408 | 1088 | 0
5409 | 1087.883 | 0
5410 | 1087.8341 | 0
5411 | 1087.8341 | 0
5412 | 1087.8272 | 0
5413 | 1087.4829 | 0
5414 | 1087.344 | 0
5415 | 1087.2 | 0
5416 | 1087.115 | 0
5417 | 1087.0664 | 0
5418 | 1086.631 | 0
5419 | 1086.618 | 0
5420 | 1086.4 | 0
5421 | 1086.4 | 0
5422 | 1086.354 | 0
5423 | 1086.2248 | 0
5424 | 1085.9861 | 0
5425 | 1085.7551 | 0
5426 | 1085.7551 | 0
5427 | 1085.638 | 0
5428 | 1085.6 | 0
5429 | 1085.6 | 0
5430 | 1084.892 | 0
5431 | 1084.8 | 0
5432 | 1084.8 | 0
5433 | 1084.3737 | 0
5434 | 1084.0897 | 0
5435 | 1083.978 | 0
5436 | 1083.813 | 0
5437 | 1083.6514 | 0
5438 | 1083.6407 | 0
5439 | 1083.2 | 0
5440 | 1083.2 | 0
5441 | 1083.1262 | 0
5442 | 1082.9924 | 0
5443 | 1082.942 | 0
5444 | 1082.8362 | 0
5445 | 1082.752 | 0
5446 | 1082.4 | 0
5447 | 1082.4 | 0
5448 | 1082.229 | 0
5449 | 1082.1742 | 0
5450 | 1081.973 | 0
5451 | 1081.9499 | 0
5452 | 1081.611 | 0
5453 | 1081.511 | 0
5454 | 1081.3773 | 0
5455 | 1081.276 | 0
5456 | 1081.252 | 0
5457 | 1081.2144 | 0
5458 | 1081.1711 | 0
5459 | 1081.05 | 0
5460 | 1080.957 | 0
5461 | 1080.8 | 0
5462 | 1080.8 | 0
5463 | 1080.5804 | 0
5464 | 1080.559 | 0
5465 | 1080.396 | 0
5466 | 1080.054 | 0
5467 | 1080 | 0
5468 | 1079.7616 | 0
5469 | 1079.591 | 0
5470 | 1079.2074 | 0
5471 | 1079.2 | 0
5472 | 1078.9867 | 0
5473 | 1078.8483 | 0
5474 | 1078.4 | 0
5475 | 1078.2723 | 0
5476 | 1078.1882 | 0
5477 | 1078.088 | 0
5478 | 1078.045 | 0
5479 | 1077.8998 | 0
5480 | 1077.866 | 0
5481 | 1077.8269 | 0
5482 | 1077.6 | 0
5483 | 1077.6 | 0
5484 | 1077.5727 | 0
5485 | 1077.5368 | 0
5486 | 1077.4669 | 0
5487 | 1077.4462 | 0
5488 | 1077.3961 | 0
5489 | 1077.291 | 0
5490 | 1076.9383 | 0
5491 | 1076.9171 | 0
5492 | 1076.8 | 0
5493 | 1076.8 | 0
5494 | 1076.722 | 0
5495 | 1076.3005 | 0
5496 | 1076.0855 | 0
5497 | 1076.0855 | 0
5498 | 1076.0855 | 0
5499 | 1076.0594 | 0
5500 | 1076 | 0
5501 | 1076 | 0
5502 | 1076 | 0
5503 | 1075.8529 | 0
5504 | 1075.5123 | 0
5505 | 1075.3302 | 0
5506 | 1075.3302 | 0
5507 | 1075.2 | 0
5508 | 1075.2 | 0
5509 | 1074.5947 | 0
5510 | 1074.5947 | 0
5511 | 1074.4 | 0
5512 | 1074.33 | 0
5513 | 1074.0238 | 0
5514 | 1073.9732 | 0
5515 | 1073.6523 | 0
5516 | 1073.6 | 0
5517 | 1073.6 | 0
5518 | 1073.6 | 0
5519 | 1073.6 | 0
5520 | 1073.537 | 0
5521 | 1073.4084 | 0
5522 | 1073.3228 | 0
5523 | 1072.8488 | 0
5524 | 1072.8 | 0
5525 | 1072.8 | 0
5526 | 1072.8 | 0
5527 | 1072.5339 | 0
5528 | 1072.2006 | 0
5529 | 1072.122 | 0
5530 | 1072 | 0
5531 | 1072 | 0
5532 | 1071.8147 | 0
5533 | 1071.6526 | 0
5534 | 1071.6104 | 0
5535 | 1071.458 | 0
5536 | 1071.4449 | 0
5537 | 1071.439 | 0
5538 | 1071.3572 | 0
5539 | 1071.282 | 0
5540 | 1071.2507 | 0
5541 | 1071.2 | 0
5542 | 1071.05 | 0
5543 | 1070.4841 | 0
5544 | 1070.4651 | 0
5545 | 1070.4 | 0
5546 | 1070.4 | 0
5547 | 1070.4 | 0
5548 | 1070.1512 | 0
5549 | 1069.6 | 0
5550 | 1069.4461 | 0
5551 | 1069.424 | 0
5552 | 1069.424 | 0
5553 | 1069.3668 | 0
5554 | 1068.8 | 0
5555 | 1068.7106 | 0
5556 | 1068.5028 | 0
5557 | 1068.0858 | 0
5558 | 1067.9509 | 0
5559 | 1067.8206 | 0
5560 | 1067.6514 | 0
5561 | 1067.464 | 0
5562 | 1067.315 | 0
5563 | 1067.268 | 0
5564 | 1067.2395 | 0
5565 | 1067.2 | 0
5566 | 1066.826 | 0
5567 | 1066.4502 | 0
5568 | 1066.4 | 0
5569 | 1066.2364 | 0
5570 | 1066.076 | 0
5571 | 1065.6 | 0
5572 | 1065.5889 | 0
5573 | 1065.211 | 0
5574 | 1064.8 | 0
5575 | 1064.8 | 0
5576 | 1064.339 | 0
5577 | 1064.2324 | 0
5578 | 1064 | 0
5579 | 1064 | 0
5580 | 1063.922 | 0
5581 | 1062.6763 | 0
5582 | 1062.5736 | 0
5583 | 1062.166 | 0
5584 | 1061.6 | 0
5585 | 1061.5812 | 0
5586 | 1061.564 | 0
5587 | 1061.519 | 0
5588 | 1061.386 | 0
5589 | 1061.094 | 0
5590 | 1060.8905 | 0
5591 | 1060.777 | 0
5592 | 1060.1998 | 0
5593 | 1060.1419 | 0
5594 | 1059.8843 | 0
5595 | 1059.7836 | 0
5596 | 1059.5877 | 0
5597 | 1059.333 | 0
5598 | 1058.8184 | 0
5599 | 1058.51 | 0
5600 | 1058.1277 | 0
5601 | 1057.9646 | 0
5602 | 1057.6778 | 0
5603 | 1057.6 | 0
5604 | 1057.6 | 0
5605 | 1057.6 | 0
5606 | 1057.4129 | 0
5607 | 1057.156 | 0
5608 | 1056.4835 | 0
5609 | 1056 | 0
5610 | 1056 | 0
5611 | 1056 | 0
5612 | 1056 | 0
5613 | 1055.859 | 0
5614 | 1055.456 | 0
5615 | 1055.365 | 0
5616 | 1055.2 | 0
5617 | 1055.169 | 0
5618 | 1055.099 | 0
5619 | 1055.082 | 0
5620 | 1054.9635 | 0
5621 | 1054.7357 | 0
5622 | 1054.7357 | 0
5623 | 1054.7081 | 0
5624 | 1054.4 | 0
5625 | 1054.4 | 0
5626 | 1054.4 | 0
5627 | 1054.2475 | 0
5628 | 1054.0186 | 0
5629 | 1053.7961 | 0
5630 | 1053.719 | 0
5631 | 1053.6 | 0
5632 | 1053.267 | 0
5633 | 1053.168 | 0
5634 | 1052.302 | 0
5635 | 1052 | 0
5636 | 1051.8925 | 0
5637 | 1051.3962 | 0
5638 | 1051.2209 | 0
5639 | 1051.2 | 0
5640 | 1051.2 | 0
5641 | 1051.2 | 0
5642 | 1051.1298 | 0
5643 | 1051.0647 | 0
5644 | 1051.0551 | 0
5645 | 1050.9114 | 0
5646 | 1050.829 | 0
5647 | 1050.4 | 0
5648 | 1050.3472 | 0
5649 | 1050.3226 | 0
5650 | 1050.3226 | 0
5651 | 1050.3226 | 0
5652 | 1050.113 | 0
5653 | 1049.8395 | 0
5654 | 1049.667 | 0
5655 | 1049.6 | 0
5656 | 1049.5751 | 0
5657 | 1049.4094 | 0
5658 | 1049.2758 | 0
5659 | 1049.2511 | 0
5660 | 1049.1048 | 0
5661 | 1048.5359 | 0
5662 | 1048.2088 | 0
5663 | 1048.116 | 0
5664 | 1048 | 0
5665 | 1048 | 0
5666 | 1047.8219 | 0
5667 | 1047.7675 | 0
5668 | 1047.7675 | 0
5669 | 1047.2 | 0
5670 | 1047.146 | 0
5671 | 1047.104 | 0
5672 | 1046.5357 | 0
5673 | 1046.5245 | 0
5674 | 1046.4 | 0
5675 | 1046.4 | 0
5676 | 1046.3142 | 0
5677 | 1046.053 | 0
5678 | 1045.7588 | 0
5679 | 1045.7035 | 0
5680 | 1045.6 | 0
5681 | 1045.6 | 0
5682 | 1045.1739 | 0
5683 | 1044.9992 | 0
5684 | 1044.814 | 0
5685 | 1044.8 | 0
5686 | 1044.8 | 0
5687 | 1044.668 | 0
5688 | 1044.091 | 0
5689 | 1044.046 | 0
5690 | 1044 | 0
5691 | 1044 | 0
5692 | 1044 | 0
5693 | 1043.7397 | 0
5694 | 1043.557 | 0
5695 | 1043.2 | 0
5696 | 1043.0311 | 0
5697 | 1042.9674 | 0
5698 | 1042.9327 | 0
5699 | 1042.651 | 0
5700 | 1042.494 | 0
5701 | 1042.2318 | 0
5702 | 1041.9355 | 0
5703 | 1041.8741 | 0
5704 | 1041.8558 | 0
5705 | 1041.693 | 0
5706 | 1041.6 | 0
5707 | 1041.4963 | 0
5708 | 1041.064 | 0
5709 | 1040.947 | 0
5710 | 1040.8 | 0
5711 | 1040.75 | 0
5712 | 1040.5708 | 0
5713 | 1040.3999 | 0
5714 | 1040.324 | 0
5715 | 1040.17 | 0
5716 | 1040.17 | 0
5717 | 1040.0298 | 0
5718 | 1040.0253 | 0
5719 | 1040.0253 | 0
5720 | 1040.0253 | 0
5721 | 1040 | 0
5722 | 1040 | 0
5723 | 1039.8662 | 0
5724 | 1039.674 | 0
5725 | 1039.5433 | 0
5726 | 1039.4979 | 0
5727 | 1039.4793 | 0
5728 | 1039.2 | 0
5729 | 1038.7663 | 0
5730 | 1038.644 | 0
5731 | 1038.439 | 0
5732 | 1038.0979 | 0
5733 | 1038.0979 | 0
5734 | 1038.061 | 0
5735 | 1037.8187 | 0
5736 | 1037.81 | 0
5737 | 1037.6411 | 0
5738 | 1037.6 | 0
5739 | 1037.4685 | 0
5740 | 1037.0083 | 0
5741 | 1036.9885 | 0
5742 | 1036.9712 | 0
5743 | 1036.8 | 0
5744 | 1036.8 | 0
5745 | 1036.7165 | 0
5746 | 1036.4355 | 0
5747 | 1036.3477 | 0
5748 | 1036.347 | 0
5749 | 1035.63 | 0
5750 | 1035.6122 | 0
5751 | 1035.489 | 0
5752 | 1035.3352 | 0
5753 | 1035.2371 | 0
5754 | 1035.196 | 0
5755 | 1034.934 | 0
5756 | 1034.8766 | 0
5757 | 1034.4 | 0
5758 | 1034.163 | 0
5759 | 1034.1411 | 0
5760 | 1034.1178 | 0
5761 | 1034.0283 | 0
5762 | 1033.825 | 0
5763 | 1033.754 | 0
5764 | 1033.564 | 0
5765 | 1033.486 | 0
5766 | 1033.4007 | 0
5767 | 1033.3278 | 0
5768 | 1032.9192 | 0
5769 | 1032.8 | 0
5770 | 1032.8 | 0
5771 | 1032.7373 | 0
5772 | 1032.5724 | 0
5773 | 1032.5448 | 0
5774 | 1032 | 0
5775 | 1031.9346 | 0
5776 | 1031.8818 | 0
5777 | 1031.53 | 0
5778 | 1031.203 | 0
5779 | 1031.2 | 0
5780 | 1031.199 | 0
5781 | 1031.1911 | 0
5782 | 1031.1911 | 0
5783 | 1030.8817 | 0
5784 | 1030.5004 | 0
5785 | 1030.4 | 0
5786 | 1030.094 | 0
5787 | 1029.977 | 0
5788 | 1029.964 | 0
5789 | 1029.6 | 0
5790 | 1029.466 | 0
5791 | 1029.119 | 0
5792 | 1029.119 | 0
5793 | 1028.874 | 0
5794 | 1028.83 | 0
5795 | 1028.8 | 0
5796 | 1028.635 | 0
5797 | 1028.4225 | 0
5798 | 1028.257 | 0
5799 | 1028 | 0
5800 | 1028 | 0
5801 | 1027.9858 | 0
5802 | 1027.7377 | 0
5803 | 1027.48 | 0
5804 | 1027.129 | 0
5805 | 1027.0912 | 0
5806 | 1026.622 | 0
5807 | 1026.462 | 0
5808 | 1026.4 | 0
5809 | 1026.4 | 0
5810 | 1026.3765 | 0
5811 | 1025.9707 | 0
5812 | 1025.3149 | 0
5813 | 1025.232 | 0
5814 | 1025.0301 | 0
5815 | 1024.9954 | 0
5816 | 1024.991 | 0
5817 | 1024.287 | 0
5818 | 1024.0045 | 0
5819 | 1024 | 0
5820 | 1023.3432 | 0
5821 | 1023.2276 | 0
5822 | 1023.2024 | 0
5823 | 1022.9029 | 0
5824 | 1022.571 | 0
5825 | 1022.55 | 0
5826 | 1022.4 | 0
5827 | 1022.2874 | 0
5828 | 1022.2122 | 0
5829 | 1021.6373 | 0
5830 | 1021.6 | 0
5831 | 1021.5215 | 0
5832 | 1021.1849 | 0
5833 | 1021.024 | 0
5834 | 1020.8968 | 0
5835 | 1020.8968 | 0
5836 | 1020.8308 | 0
5837 | 1020.8308 | 0
5838 | 1020.8 | 0
5839 | 1020.5365 | 0
5840 | 1020.516 | 0
5841 | 1020 | 0
5842 | 1020 | 0
5843 | 1019.8339 | 0
5844 | 1019.831 | 0
5845 | 1019.4494 | 0
5846 | 1019.4307 | 0
5847 | 1019.2 | 0
5848 | 1019.2 | 0
5849 | 1019.092 | 0
5850 | 1018.6952 | 0
5851 | 1018.4 | 0
5852 | 1018.275 | 0
5853 | 1018.1982 | 0
5854 | 1018.0681 | 0
5855 | 1017.97 | 0
5856 | 1017.789 | 0
5857 | 1017.622 | 0
5858 | 1017.2747 | 0
5859 | 1017.1236 | 0
5860 | 1017.049 | 0
5861 | 1016.8 | 0
5862 | 1016.1898 | 0
5863 | 1016.173 | 0
5864 | 1016 | 0
5865 | 1016 | 0
5866 | 1016 | 0
5867 | 1016 | 0
5868 | 1015.996 | 0
5869 | 1015.996 | 0
5870 | 1015.736 | 0
5871 | 1015.72 | 0
5872 | 1015.4608 | 0
5873 | 1015.0755 | 0
5874 | 1015.0176 | 0
5875 | 1014.4 | 0
5876 | 1014.4 | 0
5877 | 1014.359 | 0
5878 | 1014.0104 | 0
5879 | 1013.9043 | 0
5880 | 1013.2333 | 0
5881 | 1012.9324 | 0
5882 | 1012.811 | 0
5883 | 1012.5426 | 0
5884 | 1012.197 | 0
5885 | 1012 | 0
5886 | 1011.616 | 0
5887 | 1011.485 | 0
5888 | 1010.9393 | 0
5889 | 1010.911 | 0
5890 | 1010.871 | 0
5891 | 1010.5833 | 0
5892 | 1010.4706 | 0
5893 | 1010.4 | 0
5894 | 1009.939 | 0
5895 | 1009.8492 | 0
5896 | 1009.7099 | 0
5897 | 1009.6 | 0
5898 | 1009.0892 | 0
5899 | 1008.8 | 0
5900 | 1008.77 | 0
5901 | 1008.407 | 0
5902 | 1008.3985 | 0
5903 | 1008.3985 | 0
5904 | 1008.2725 | 0
5905 | 1008 | 0
5906 | 1007.9081 | 0
5907 | 1007.2 | 0
5908 | 1007.057 | 0
5909 | 1007.0171 | 0
5910 | 1006.9788 | 0
5911 | 1006.9269 | 0
5912 | 1006.925 | 0
5913 | 1006.4 | 0
5914 | 1006.4 | 0
5915 | 1005.6358 | 0
5916 | 1005.3405 | 0
5917 | 1005.2559 | 0
5918 | 1004.7203 | 0
5919 | 1004.4362 | 0
5920 | 1004.3509 | 0
5921 | 1004.2544 | 0
5922 | 1004 | 0
5923 | 1003.9848 | 0
5924 | 1003.5637 | 0
5925 | 1003.5499 | 0
5926 | 1003.5325 | 0
5927 | 1003.501 | 0
5928 | 1003.211 | 0
5929 | 1003.197 | 0
5930 | 1003.1398 | 0
5931 | 1002.649 | 0
5932 | 1002.5404 | 0
5933 | 1002.4448 | 0
5934 | 1002.3878 | 0
5935 | 1002.061 | 0
5936 | 1001.7782 | 0
5937 | 1001.4733 | 0
5938 | 1001.0427 | 0
5939 | 1001.0427 | 0
5940 | 1001.0427 | 0
5941 | 1000.8 | 0
5942 | 1000.6964 | 0
5943 | 1000.3072 | 0
5944 | 1000.1103 | 0
5945 | 1000 | 0
5946 | 999.966 | 0
5947 | 999.303 | 0
5948 | 999.2 | 0
5949 | 999.188 | 0
5950 | 999.0366 | 0
5951 | 998.7939 | 0
5952 | 998.7617 | 0
5953 | 998.7289 | 0
5954 | 998.4 | 0
5955 | 998.236 | 0
5956 | 998.1356 | 0
5957 | 997.74 | 0
5958 | 997.6 | 0
5959 | 997.558 | 0
5960 | 997.388 | 0
5961 | 997.387 | 0
5962 | 996.949 | 0
5963 | 996.848 | 0
5964 | 996.8117 | 0
5965 | 996.8 | 0
5966 | 996.612 | 0
5967 | 996 | 0
5968 | 995.2755 | 0
5969 | 995.2 | 0
5970 | 995.2 | 0
5971 | 994.822 | 0
5972 | 994.4167 | 0
5973 | 994.4 | 0
5974 | 994.134 | 0
5975 | 994.1031 | 0
5976 | 993.966 | 0
5977 | 993.9174 | 0
5978 | 993.8319 | 0
5979 | 993.6875 | 0
5980 | 993.6 | 0
5981 | 993.5084 | 0
5982 | 993.2035 | 0
5983 | 992.8 | 0
5984 | 992.7355 | 0
5985 | 992.2165 | 0
5986 | 992.147 | 0
5987 | 992 | 0
5988 | 991.3731 | 0
5989 | 991.2 | 0
5990 | 991.14 | 0
5991 | 991.1314 | 0
5992 | 991.078 | 0
5993 | 991.068 | 0
5994 | 990.4614 | 0
5995 | 990.0065 | 0
5996 | 989.602 | 0
5997 | 989.561 | 0
5998 | 989.2744 | 0
5999 | 989.2744 | 0
6000 | 988.9209 | 0
6001 | 988.8 | 0
6002 | 988.8 | 0
6003 | 988.5389 | 0
6004 | 988.449 | 0
6005 | 988.3687 | 0
6006 | 988.3687 | 0
6007 | 987.833 | 0
6008 | 987.823 | 0
6009 | 987.594 | 0
6010 | 986.9251 | 0
6011 | 986.7115 | 0
6012 | 985.6059 | 0
6013 | 985.6 | 0
6014 | 985.6 | 0
6015 | 985.1178 | 0
6016 | 984.961 | 0
6017 | 984.8613 | 0
6018 | 984.8 | 0
6019 | 983.6487 | 0
6020 | 983.2 | 0
6021 | 983.0315 | 0
6022 | 982.8432 | 0
6023 | 982.8432 | 0
6024 | 982.402 | 0
6025 | 982.4 | 0
6026 | 981.6 | 0
6027 | 981.3959 | 0
6028 | 981.304 | 0
6029 | 980.994 | 0
6030 | 980.8 | 0
6031 | 980.4482 | 0
6032 | 980.197 | 0
6033 | 979.933 | 0
6034 | 979.2 | 0
6035 | 979.152 | 0
6036 | 979.12 | 0
6037 | 979.053 | 0
6038 | 978.9424 | 0
6039 | 978.516 | 0
6040 | 978.4 | 0
6041 | 978.4 | 0
6042 | 978.1652 | 0
6043 | 977.329 | 0
6044 | 977.25 | 0
6045 | 976.907 | 0
6046 | 976.828 | 0
6047 | 976.8 | 0
6048 | 976.8 | 0
6049 | 976.5554 | 0
6050 | 976.1213 | 0
6051 | 976.035 | 0
6052 | 976.002 | 0
6053 | 975.9364 | 0
6054 | 975.8383 | 0
6055 | 975.5698 | 0
6056 | 975.2784 | 0
6057 | 975.268 | 0
6058 | 974.5728 | 0
6059 | 974.555 | 0
6060 | 974.019 | 0
6061 | 973.8643 | 0
6062 | 973.8643 | 0
6063 | 973.6 | 0
6064 | 973.1736 | 0
6065 | 973.1736 | 0
6066 | 973.1736 | 0
6067 | 972.841 | 0
6068 | 972.737 | 0
6069 | 972.383 | 0
6070 | 972.3574 | 0
6071 | 972.165 | 0
6072 | 972 | 0
6073 | 971.536 | 0
6074 | 971.201 | 0
6075 | 971.2 | 0
6076 | 971.1397 | 0
6077 | 970.887 | 0
6078 | 970.8864 | 0
6079 | 970.741 | 0
6080 | 970.4 | 0
6081 | 970.3841 | 0
6082 | 970.1509 | 0
6083 | 969.7735 | 0
6084 | 969.506 | 0
6085 | 969.134 | 0
6086 | 969.0295 | 0
6087 | 968.9779 | 0
6088 | 968.8011 | 0
6089 | 968.8 | 0
6090 | 968.3737 | 0
6091 | 968.3388 | 0
6092 | 968 | 0
6093 | 967.693 | 0
6094 | 967.4928 | 0
6095 | 967.4233 | 0
6096 | 967.2088 | 0
6097 | 967.2 | 0
6098 | 967.2 | 0
6099 | 966.9575 | 0
6100 | 966.9575 | 0
6101 | 966.93 | 0
6102 | 966.5111 | 0
6103 | 966.2668 | 0
6104 | 966.192 | 0
6105 | 966.144 | 0
6106 | 965.839 | 0
6107 | 965.4739 | 0
6108 | 965.107 | 0
6109 | 964.8 | 0
6110 | 964.8 | 0
6111 | 964.4063 | 0
6112 | 964.1947 | 0
6113 | 964 | 0
6114 | 963.4036 | 0
6115 | 963.2 | 0
6116 | 963.2 | 0
6117 | 962.7957 | 0
6118 | 962.5079 | 0
6119 | 962.443 | 0
6120 | 962.4338 | 0
6121 | 962.0602 | 0
6122 | 961.6 | 0
6123 | 961.6 | 0
6124 | 961.5296 | 0
6125 | 961.4501 | 0
6126 | 961.3246 | 0
6127 | 961.0472 | 0
6128 | 961.001 | 0
6129 | 960.8 | 0
6130 | 960.752 | 0
6131 | 960.7413 | 0
6132 | 960.2503 | 0
6133 | 960 | 0
6134 | 960 | 0
6135 | 959.8536 | 0
6136 | 959.437 | 0
6137 | 958.726 | 0
6138 | 958.609 | 0
6139 | 958.182 | 0
6140 | 957.674 | 0
6141 | 957.647 | 0
6142 | 957.6 | 0
6143 | 957.6 | 0
6144 | 957.501 | 0
6145 | 956.9115 | 0
6146 | 956.861 | 0
6147 | 956.4739 | 0
6148 | 956.176 | 0
6149 | 956.176 | 0
6150 | 955.9065 | 0
6151 | 955.563 | 0
6152 | 955.4405 | 0
6153 | 955.36 | 0
6154 | 955.2158 | 0
6155 | 954.794 | 0
6156 | 954.5252 | 0
6157 | 954.5088 | 0
6158 | 954.4075 | 0
6159 | 954.4 | 0
6160 | 953.993 | 0
6161 | 953.6 | 0
6162 | 953.6 | 0
6163 | 953.4016 | 0
6164 | 952.8174 | 0
6165 | 952.8 | 0
6166 | 952.1242 | 0
6167 | 951.6977 | 0
6168 | 951.408 | 0
6169 | 951.2 | 0
6170 | 951.0801 | 0
6171 | 951.0274 | 0
6172 | 950.4987 | 0
6173 | 950.4 | 0
6174 | 950.4 | 0
6175 | 950.4 | 0
6176 | 949.841 | 0
6177 | 949.7888 | 0
6178 | 949.6904 | 0
6179 | 949.6 | 0
6180 | 949.6 | 0
6181 | 949.6 | 0
6182 | 949.6 | 0
6183 | 949.5925 | 0
6184 | 949.208 | 0
6185 | 948.6415 | 0
6186 | 948.631 | 0
6187 | 948.3591 | 0
6188 | 947.273 | 0
6189 | 946.9489 | 0
6190 | 946.4 | 0
6191 | 946.1464 | 0
6192 | 945.9468 | 0
6193 | 945.9063 | 0
6194 | 945.9063 | 0
6195 | 945.8787 | 0
6196 | 945.2549 | 0
6197 | 945.1432 | 0
6198 | 944.8 | 0
6199 | 944.397 | 0
6200 | 944.3424 | 0
6201 | 944.1649 | 0
6202 | 943.9799 | 0
6203 | 943.5293 | 0
6204 | 943.4742 | 0
6205 | 943.2 | 0
6206 | 943.2 | 0
6207 | 943.2 | 0
6208 | 942.426 | 0
6209 | 942.4 | 0
6210 | 942.4 | 0
6211 | 942.4 | 0
6212 | 942.4 | 0
6213 | 942.1656 | 0
6214 | 941.4022 | 0
6215 | 940.8 | 0
6216 | 939.5312 | 0
6217 | 939.3301 | 0
6218 | 939.3183 | 0
6219 | 939.259 | 0
6220 | 938.7295 | 0
6221 | 938.571 | 0
6222 | 937.788 | 0
6223 | 937.6 | 0
6224 | 936.9874 | 0
6225 | 936.9532 | 0
6226 | 936.672 | 0
6227 | 936.447 | 0
6228 | 936.0094 | 0
6229 | 936 | 0
6230 | 935.942 | 0
6231 | 935.4336 | 0
6232 | 935.0749 | 0
6233 | 934.4 | 0
6234 | 934.389 | 0
6235 | 934.3477 | 0
6236 | 934.1267 | 0
6237 | 934.1104 | 0
6238 | 933.8677 | 0
6239 | 933.853 | 0
6240 | 933.7278 | 0
6241 | 933.699 | 0
6242 | 933.6 | 0
6243 | 933.17 | 0
6244 | 933.114 | 0
6245 | 933.1028 | 0
6246 | 932.616 | 0
6247 | 932.4233 | 0
6248 | 932.415 | 0
6249 | 932 | 0
6250 | 932 | 0
6251 | 931.0419 | 0
6252 | 930.985 | 0
6253 | 930.64 | 0
6254 | 930.6139 | 0
6255 | 930.0798 | 0
6256 | 930.0669 | 0
6257 | 929.6605 | 0
6258 | 929.5402 | 0
6259 | 928.89 | 0
6260 | 928.5379 | 0
6261 | 928.2792 | 0
6262 | 927.5885 | 0
6263 | 927.2 | 0
6264 | 927.2 | 0
6265 | 926.8978 | 0
6266 | 926.8872 | 0
6267 | 926.8434 | 0
6268 | 926.6013 | 0
6269 | 925.5164 | 0
6270 | 925.2842 | 0
6271 | 924.9656 | 0
6272 | 924.647 | 0
6273 | 924 | 0
6274 | 923.2 | 0
6275 | 923.2 | 0
6276 | 923.0026 | 0
6277 | 923.0026 | 0
6278 | 922.415 | 0
6279 | 921.625 | 0
6280 | 921.6 | 0
6281 | 921.6 | 0
6282 | 920.542 | 0
6283 | 920.17 | 0
6284 | 920.1355 | 0
6285 | 920 | 0
6286 | 919.991 | 0
6287 | 919.3003 | 0
6288 | 918.666 | 0
6289 | 918.6645 | 0
6290 | 918.6096 | 0
6291 | 918.411 | 0
6292 | 918.4 | 0
6293 | 918.03 | 0
6294 | 917.901 | 0
6295 | 916.9976 | 0
6296 | 916.0101 | 0
6297 | 916 | 0
6298 | 915.603 | 0
6299 | 915.477 | 0
6300 | 915.255 | 0
6301 | 915.2 | 0
6302 | 914.8386 | 0
6303 | 914.3338 | 0
6304 | 914.2514 | 0
6305 | 914.0068 | 0
6306 | 913.5158 | 0
6307 | 912.0448 | 0
6308 | 912 | 0
6309 | 911.7028 | 0
6310 | 911.7028 | 0
6311 | 911.6949 | 0
6312 | 911.5146 | 0
6313 | 911.1879 | 0
6314 | 910.899 | 0
6315 | 910.3214 | 0
6316 | 909.1027 | 0
6317 | 908.4526 | 0
6318 | 908.0488 | 0
6319 | 907.915 | 0
6320 | 907.5587 | 0
6321 | 906.4 | 0
6322 | 906.4 | 0
6323 | 906.2351 | 0
6324 | 906.1606 | 0
6325 | 906.1606 | 0
6326 | 906.1208 | 0
6327 | 905.877 | 0
6328 | 905.6 | 0
6329 | 905.5732 | 0
6330 | 905.477 | 0
6331 | 905.4251 | 0
6332 | 905.259 | 0
6333 | 905.101 | 0
6334 | 904.8 | 0
6335 | 904.3835 | 0
6336 | 904.057 | 0
6337 | 904 | 0
6338 | 904 | 0
6339 | 903.9083 | 0
6340 | 903.8122 | 0
6341 | 903.735 | 0
6342 | 903.2 | 0
6343 | 902.483 | 0
6344 | 902.102 | 0
6345 | 901.6 | 0
6346 | 900.704 | 0
6347 | 900.697 | 0
6348 | 900.2029 | 0
6349 | 900.079 | 0
6350 | 899.6868 | 0
6351 | 899.541 | 0
6352 | 899.2 | 0
6353 | 898.8077 | 0
6354 | 898.5931 | 0
6355 | 898.574 | 0
6356 | 898.4 | 0
6357 | 898.155 | 0
6358 | 898.0699 | 0
6359 | 897.95 | 0
6360 | 897.6 | 0
6361 | 896.5867 | 0
6362 | 896 | 0
6363 | 895.8243 | 0
6364 | 895.1263 | 0
6365 | 895.1263 | 0
6366 | 895.0328 | 0
6367 | 894.9055 | 0
6368 | 894.813 | 0
6369 | 894.4 | 0
6370 | 893.7415 | 0
6371 | 892.9213 | 0
6372 | 892.8 | 0
6373 | 892.8 | 0
6374 | 891.925 | 0
6375 | 891.6729 | 0
6376 | 891.6729 | 0
6377 | 891.524 | 0
6378 | 891.267 | 0
6379 | 890.7147 | 0
6380 | 890.4 | 0
6381 | 890.4 | 0
6382 | 889.7008 | 0
6383 | 889.368 | 0
6384 | 889.2698 | 0
6385 | 889.2437 | 0
6386 | 889.005 | 0
6387 | 888.9102 | 0
6388 | 888.252 | 0
6389 | 888.082 | 0
6390 | 888.077 | 0
6391 | 888.0562 | 0
6392 | 888 | 0
6393 | 887.264 | 0
6394 | 887.0799 | 0
6395 | 886.366 | 0
6396 | 886.201 | 0
6397 | 886.193 | 0
6398 | 885.9086 | 0
6399 | 885.4685 | 0
6400 | 884.928 | 0
6401 | 883.3154 | 0
6402 | 883.2 | 0
6403 | 882.8525 | 0
6404 | 882.8417 | 0
6405 | 882.8235 | 0
6406 | 882.694 | 0
6407 | 882.651 | 0
6408 | 882.624 | 0
6409 | 882.579 | 0
6410 | 882.1064 | 0
6411 | 881.612 | 0
6412 | 881.4527 | 0
6413 | 881.3451 | 0
6414 | 880.938 | 0
6415 | 880.8 | 0
6416 | 880.622 | 0
6417 | 880 | 0
6418 | 879.9313 | 0
6419 | 879.7304 | 0
6420 | 879.2406 | 0
6421 | 879.0094 | 0
6422 | 878.5446 | 0
6423 | 878.4 | 0
6424 | 877.8811 | 0
6425 | 877.6 | 0
6426 | 877.3751 | 0
6427 | 876.805 | 0
6428 | 876.8 | 0
6429 | 876.8 | 0
6430 | 876.8 | 0
6431 | 876.5771 | 0
6432 | 876.383 | 0
6433 | 876.0043 | 0
6434 | 875.7872 | 0
6435 | 875.2 | 0
6436 | 874.7245 | 0
6437 | 874.2602 | 0
6438 | 874.205 | 0
6439 | 873.0622 | 0
6440 | 873.013 | 0
6441 | 872.9741 | 0
6442 | 872.0645 | 0
6443 | 871.996 | 0
6444 | 871.6431 | 0
6445 | 871.2 | 0
6446 | 870.547 | 0
6447 | 870.304 | 0
6448 | 870.2682 | 0
6449 | 870.2617 | 0
6450 | 869.633 | 0
6451 | 869.487 | 0
6452 | 866.892 | 0
6453 | 866.164 | 0
6454 | 866.1271 | 0
6455 | 864.861 | 0
6456 | 864.8 | 0
6457 | 864.1732 | 0
6458 | 863.605 | 0
6459 | 863.52 | 0
6460 | 863.2 | 0
6461 | 862.4134 | 0
6462 | 861.9735 | 0
6463 | 861.226 | 0
6464 | 860.9694 | 0
6465 | 860.8 | 0
6466 | 860.8 | 0
6467 | 860.713 | 0
6468 | 860.5921 | 0
6469 | 860.551 | 0
6470 | 859.624 | 0
6471 | 859.4179 | 0
6472 | 858.742 | 0
6473 | 858.4429 | 0
6474 | 858.4 | 0
6475 | 858.2665 | 0
6476 | 858.247 | 0
6477 | 857.2624 | 0
6478 | 857.0857 | 0
6479 | 856.951 | 0
6480 | 856.555 | 0
6481 | 856.2803 | 0
6482 | 856 | 0
6483 | 855.7574 | 0
6484 | 855.543 | 0
6485 | 855.4501 | 0
6486 | 855.4089 | 0
6487 | 855.2 | 0
6488 | 855.171 | 0
6489 | 854.4 | 0
6490 | 853.6 | 0
6491 | 853.2232 | 0
6492 | 852.8 | 0
6493 | 852.6441 | 0
6494 | 851.9365 | 0
6495 | 851.5291 | 0
6496 | 851.215 | 0
6497 | 851.2 | 0
6498 | 850.4 | 0
6499 | 850.341 | 0
6500 | 849.9704 | 0
6501 | 848.8505 | 0
6502 | 848.7901 | 0
6503 | 848.4842 | 0
6504 | 848.1616 | 0
6505 | 848.1598 | 0
6506 | 848 | 0
6507 | 847.2718 | 0
6508 | 846.3463 | 0
6509 | 846.0043 | 0
6510 | 845.6 | 0
6511 | 845.369 | 0
6512 | 845.333 | 0
6513 | 845.2702 | 0
6514 | 844.8066 | 0
6515 | 844.7064 | 0
6516 | 843.9182 | 0
6517 | 843.7136 | 0
6518 | 843.2 | 0
6519 | 842.753 | 0
6520 | 842.1704 | 0
6521 | 842.0808 | 0
6522 | 840.5623 | 0
6523 | 840 | 0
6524 | 840 | 0
6525 | 839.555 | 0
6526 | 839.44 | 0
6527 | 838.4 | 0
6528 | 838.4 | 0
6529 | 837.4805 | 0
6530 | 837.0277 | 0
6531 | 836.8 | 0
6532 | 836.64 | 0
6533 | 836 | 0
6534 | 835.9855 | 0
6535 | 835.7275 | 0
6536 | 835.519 | 0
6537 | 833.8618 | 0
6538 | 833.363 | 0
6539 | 832.2691 | 0
6540 | 831.2 | 0
6541 | 831.19 | 0
6542 | 831.1376 | 0
6543 | 830.0973 | 0
6544 | 829.986 | 0
6545 | 829.6 | 0
6546 | 829.113 | 0
6547 | 828.8 | 0
6548 | 828.8 | 0
6549 | 828.8 | 0
6550 | 828.4586 | 0
6551 | 828.43 | 0
6552 | 828.2161 | 0
6553 | 827.5326 | 0
6554 | 827.2 | 0
6555 | 826.7486 | 0
6556 | 826.6632 | 0
6557 | 826.5843 | 0
6558 | 826.4 | 0
6559 | 825.915 | 0
6560 | 825.6 | 0
6561 | 824.194 | 0
6562 | 823.7824 | 0
6563 | 823.5547 | 0
6564 | 823.2952 | 0
6565 | 823.2952 | 0
6566 | 822.6911 | 0
6567 | 822.307 | 0
6568 | 822.233 | 0
6569 | 821.2232 | 0
6570 | 820.8 | 0
6571 | 820.686 | 0
6572 | 820.5325 | 0
6573 | 820.5103 | 0
6574 | 820 | 0
6575 | 819.4309 | 0
6576 | 819.3456 | 0
6577 | 818.6338 | 0
6578 | 818.4 | 0
6579 | 817.356 | 0
6580 | 817.3512 | 0
6581 | 816.4272 | 0
6582 | 816 | 0
6583 | 815.6977 | 0
6584 | 815.3764 | 0
6585 | 815.3764 | 0
6586 | 814.7659 | 0
6587 | 813.6256 | 0
6588 | 813.6256 | 0
6589 | 813.6014 | 0
6590 | 813.6 | 0
6591 | 812.644 | 0
6592 | 812.402 | 0
6593 | 812.063 | 0
6594 | 812 | 0
6595 | 811.981 | 0
6596 | 811.5093 | 0
6597 | 810.397 | 0
6598 | 809.4815 | 0
6599 | 809.242 | 0
6600 | 808.8 | 0
6601 | 807.601 | 0
6602 | 806.8654 | 0
6603 | 806.512 | 0
6604 | 806.1299 | 0
6605 | 806.027 | 0
6606 | 805.6 | 0
6607 | 804.961 | 0
6608 | 804.6468 | 0
6609 | 803.82 | 0
6610 | 803.013 | 0
6611 | 802.622 | 0
6612 | 802.2911 | 0
6613 | 802.242 | 0
6614 | 802.2369 | 0
6615 | 801.8299 | 0
6616 | 800.5026 | 0
6617 | 799.5406 | 0
6618 | 799.2 | 0
6619 | 799.112 | 0
6620 | 799.087 | 0
6621 | 798.5303 | 0
6622 | 798.4 | 0
6623 | 797.7399 | 0
6624 | 797.6 | 0
6625 | 797.6 | 0
6626 | 797.587 | 0
6627 | 796.5663 | 0
6628 | 795.2945 | 0
6629 | 793.1348 | 0
6630 | 792 | 0
6631 | 791.3395 | 0
6632 | 791.2837 | 0
6633 | 790.3815 | 0
6634 | 789.213 | 0
6635 | 788.801 | 0
6636 | 787.8808 | 0
6637 | 785.5354 | 0
6638 | 785.1463 | 0
6639 | 784.8 | 0
6640 | 784.8 | 0
6641 | 784.747 | 0
6642 | 784.7098 | 0
6643 | 782.7914 | 0
6644 | 782.6071 | 0
6645 | 782.5933 | 0
6646 | 782.5449 | 0
6647 | 781.83 | 0
6648 | 781.8035 | 0
6649 | 780.4728 | 0
6650 | 780.334 | 0
6651 | 780 | 0
6652 | 779.6512 | 0
6653 | 779.2 | 0
6654 | 779.2 | 0
6655 | 778.4 | 0
6656 | 777.6212 | 0
6657 | 777.272 | 0
6658 | 776.4017 | 0
6659 | 776.1206 | 0
6660 | 774.9473 | 0
6661 | 774.4 | 0
6662 | 773.4902 | 0
6663 | 772.296 | 0
6664 | 771.604 | 0
6665 | 771.2136 | 0
6666 | 770.837 | 0
6667 | 770.8032 | 0
6668 | 770.8032 | 0
6669 | 769.6 | 0
6670 | 768.029 | 0
6671 | 768 | 0
6672 | 767.602 | 0
6673 | 764 | 0
6674 | 762.515 | 0
6675 | 761.9789 | 0
6676 | 761.6585 | 0
6677 | 760 | 0
6678 | 759.7922 | 0
6679 | 759.475 | 0
6680 | 759.2 | 0
6681 | 758.1283 | 0
6682 | 758.1283 | 0
6683 | 756.9896 | 0
6684 | 756.9896 | 0
6685 | 756.627 | 0
6686 | 756.271 | 0
6687 | 755.2 | 0
6688 | 754.857 | 0
6689 | 754.4 | 0
6690 | 753.773 | 0
6691 | 752.979 | 0
6692 | 752.8 | 0
6693 | 752.1548 | 0
6694 | 750.2304 | 0
6695 | 750.082 | 0
6696 | 747.1449 | 0
6697 | 746.5353 | 0
6698 | 745.043 | 0
6699 | 743.1759 | 0
6700 | 741.7717 | 0
6701 | 741.6 | 0
6702 | 741.6 | 0
6703 | 740.535 | 0
6704 | 740.237 | 0
6705 | 739.3182 | 0
6706 | 739.0318 | 0
6707 | 738.4 | 0
6708 | 738.0913 | 0
6709 | 736.9597 | 0
6710 | 734.6806 | 0
6711 | 734.4698 | 0
6712 | 734.4 | 0
6713 | 733.5934 | 0
6714 | 730.0529 | 0
6715 | 729.6 | 0
6716 | 729.5043 | 0
6717 | 728.8 | 0
6718 | 728.4592 | 0
6719 | 727.5949 | 0
6720 | 727.2 | 0
6721 | 726.714 | 0
6722 | 725.6 | 0
6723 | 724.5973 | 0
6724 | 723.729 | 0
6725 | 723.2 | 0
6726 | 721.6 | 0
6727 | 720.8 | 0
6728 | 720.5879 | 0
6729 | 720.376 | 0
6730 | 717.6 | 0
6731 | 716.923 | 0
6732 | 716.419 | 0
6733 | 716.3965 | 0
6734 | 716.2392 | 0
6735 | 715.847 | 0
6736 | 715.8188 | 0
6737 | 715.661 | 0
6738 | 715.5485 | 0
6739 | 714.1672 | 0
6740 | 714.13 | 0
6741 | 713.6 | 0
6742 | 713.0577 | 0
6743 | 712.7858 | 0
6744 | 711.9834 | 0
6745 | 709.9428 | 0
6746 | 709.607 | 0
6747 | 708.8 | 0
6748 | 708.5433 | 0
6749 | 707.951 | 0
6750 | 706.4 | 0
6751 | 706.0992 | 0
6752 | 705.6 | 0
6753 | 704.9694 | 0
6754 | 704.9694 | 0
6755 | 704.878 | 0
6756 | 704 | 0
6757 | 700.8 | 0
6758 | 700.377 | 0
6759 | 699.2 | 0
6760 | 697.6 | 0
6761 | 697.26 | 0
6762 | 692.7019 | 0
6763 | 691.8841 | 0
6764 | 691.327 | 0
6765 | 690.747 | 0
6766 | 689.9172 | 0
6767 | 689.6 | 0
6768 | 689.6 | 0
6769 | 688.6006 | 0
6770 | 686.5273 | 0
6771 | 686.4 | 0
6772 | 686.4 | 0
6773 | 683.53 | 0
6774 | 682.6487 | 0
6775 | 680.187 | 0
6776 | 680.172 | 0
6777 | 679.439 | 0
6778 | 679.251 | 0
6779 | 678.563 | 0
6780 | 677.6 | 0
6781 | 676.8 | 0
6782 | 675.2074 | 0
6783 | 674.8497 | 0
6784 | 674.256 | 0
6785 | 673.7052 | 0
6786 | 672.9677 | 0
6787 | 672.0078 | 0
6788 | 671.56 | 0
6789 | 671.4383 | 0
6790 | 671.3979 | 0
6791 | 668.8 | 0
6792 | 668.5877 | 0
6793 | 667.766 | 0
6794 | 666.613 | 0
6795 | 664.4379 | 0
6796 | 663.439 | 0
6797 | 662.3137 | 0
6798 | 662.126 | 0
6799 | 660.137 | 0
6800 | 658.296 | 0
6801 | 657.357 | 0
6802 | 657.248 | 0
6803 | 656.8 | 0
6804 | 652.0056 | 0
6805 | 650.269 | 0
6806 | 649.4642 | 0
6807 | 646.748 | 0
6808 | 644.2323 | 0
6809 | 642.919 | 0
6810 | 641.0608 | 0
6811 | 639.7638 | 0
6812 | 639.3445 | 0
6813 | 638.4 | 0
6814 | 637.627 | 0
6815 | 636.197 | 0
6816 | 635.2 | 0
6817 | 632.529 | 0
6818 | 631.5235 | 0
6819 | 627.109 | 0
6820 | 626.4 | 0
6821 | 625.816 | 0
6822 | 624.6762 | 0
6823 | 624.5034 | 0
6824 | 622.722 | 0
6825 | 622.3062 | 0
6826 | 621.669 | 0
6827 | 619.025 | 0
6828 | 618.959 | 0
6829 | 618.406 | 0
6830 | 617.579 | 0
6831 | 615.896 | 0
6832 | 615.8259 | 0
6833 | 615.277 | 0
6834 | 612.699 | 0
6835 | 609.2833 | 0
6836 | 609.1832 | 0
6837 | 607.8018 | 0
6838 | 606.677 | 0
6839 | 606.4 | 0
6840 | 606.0119 | 0
6841 | 603.316 | 0
6842 | 602.4 | 0
6843 | 602.2764 | 0
6844 | 601.179 | 0
6845 | 596.8 | 0
6846 | 596.201 | 0
6847 | 596 | 0
6848 | 594.4 | 0
6849 | 594.4 | 0
6850 | 593.7445 | 0
6851 | 593.572 | 0
6852 | 593.521 | 0
6853 | 592.8 | 0
6854 | 592.386 | 0
6855 | 592.271 | 0
6856 | 592.193 | 0
6857 | 587.2298 | 0
6858 | 586.4 | 0
6859 | 585.8407 | 0
6860 | 584.9195 | 0
6861 | 583.859 | 0
6862 | 583.145 | 0
6863 | 580.8 | 0
6864 | 576.8 | 0
6865 | 574.5564 | 0
6866 | 571.13 | 0
6867 | 567.8021 | 0
6868 | 565.025 | 0
6869 | 563.4848 | 0
6870 | 561.581 | 0
6871 | 559.198 | 0
6872 | 558.473 | 0
6873 | 557.6649 | 0
6874 | 556.7111 | 0
6875 | 552.934 | 0
6876 | 551.2 | 0
6877 | 551.1658 | 0
6878 | 550.7832 | 0
6879 | 546.3104 | 0
6880 | 545.507 | 0
6881 | 544.574 | 0
6882 | 537.6301 | 0
6883 | 536.721 | 0
6884 | 534.4 | 0
6885 | 533.643 | 0
6886 | 532.414 | 0
6887 | 531.2024 | 0
6888 | 526.4 | 0
6889 | 524.3525 | 0
6890 | 520.8758 | 0
6891 | 520.632 | 0
6892 | 516.8685 | 0
6893 | 512.7793 | 0
6894 | 511.4393 | 0
6895 | 511.2727 | 0
6896 | 506.2713 | 0
6897 | 505.6 | 0
6898 | 505.6 | 0
6899 | 505.286 | 0
6900 | 504 | 0
6901 | 504 | 0
6902 | 503.248 | 0
6903 | 503.2 | 0
6904 | 502.0396 | 0
6905 | 502.0396 | 0
6906 | 501.6 | 0
6907 | 500.197 | 0
6908 | 498.735 | 0
6909 | 498.4 | 0
6910 | 498.4 | 0
6911 | 498.4 | 0
6912 | 497.6 | 0
6913 | 496.7951 | 0
6914 | 496.4614 | 0
6915 | 496.4614 | 0
6916 | 496.4614 | 0
6917 | 495.6645 | 0
6918 | 495.6049 | 0
6919 | 490.41 | 0
6920 | 489.888 | 0
6921 | 487.2 | 0
6922 | 485.7777 | 0
6923 | 485.6 | 0
6924 | 485.3049 | 0
6925 | 484.8 | 0
6926 | 483.7112 | 0
6927 | 482.5196 | 0
6928 | 481.147 | 0
6929 | 480.8 | 0
6930 | 479.2755 | 0
6931 | 478.9298 | 0
6932 | 478.6691 | 0
6933 | 477.6 | 0
6934 | 475.7423 | 0
6935 | 472 | 0
6936 | 472 | 0
6937 | 470.5752 | 0
6938 | 470.1641 | 0
6939 | 469.188 | 0
6940 | 467.2 | 0
6941 | 465.3827 | 0
6942 | 460.316 | 0
6943 | 458.959 | 0
6944 | 457.786 | 0
6945 | 455.687 | 0
6946 | 453.9145 | 0
6947 | 452.8416 | 0
6948 | 451.698 | 0
6949 | 451.248 | 0
6950 | 450.4 | 0
6951 | 448.6481 | 0
6952 | 445.515 | 0
6953 | 442.969 | 0
6954 | 442.7905 | 0
6955 | 440.8103 | 0
6956 | 437.884 | 0
6957 | 436.2411 | 0
6958 | 433.4498 | 0
6959 | 433.137 | 0
6960 | 432.662 | 0
6961 | 431.2 | 0
6962 | 426.0894 | 0
6963 | 424 | 0
6964 | 423.3979 | 0
6965 | 423.123 | 0
6966 | 422.9472 | 0
6967 | 421.6 | 0
6968 | 419.9601 | 0
6969 | 416.8 | 0
6970 | 415.99 | 0
6971 | 414.3719 | 0
6972 | 413.609 | 0
6973 | 413.157 | 0
6974 | 412.0002 | 0
6975 | 410.829 | 0
6976 | 410.4 | 0
6977 | 408.8037 | 0
6978 | 408.03 | 0
6979 | 407.546 | 0
6980 | 406.4615 | 0
6981 | 406.4429 | 0
6982 | 403.1901 | 0
6983 | 402.4 | 0
6984 | 400.8348 | 0
6985 | 399.101 | 0
6986 | 397.7894 | 0
6987 | 397.6 | 0
6988 | 396.46 | 0
6989 | 395.2318 | 0
6990 | 394.4 | 0
6991 | 393.167 | 0
6992 | 392.5583 | 0
6993 | 390.9227 | 0
6994 | 390.4 | 0
6995 | 390.1049 | 0
6996 | 389.912 | 0
6997 | 389.328 | 0
6998 | 388.4692 | 0
6999 | 387.2 | 0
7000 | 386.8335 | 0
7001 | 385.6939 | 0
7002 | 385.522 | 0
7003 | 384.0224 | 0
7004 | 384 | 0
7005 | 382.4 | 0
7006 | 382.4 | 0
7007 | 381.8331 | 0
7008 | 381.6 | 0
7009 | 380.8 | 0
7010 | 380 | 0
7011 | 378.6719 | 0
7012 | 378.4 | 0
7013 | 378.4 | 0
7014 | 378.0493 | 0
7015 | 376.9281 | 0
7016 | 375.588 | 0
7017 | 375.3839 | 0
7018 | 375.337 | 0
7019 | 371.3765 | 0
7020 | 369.6591 | 0
7021 | 369.6 | 0
7022 | 368.8 | 0
7023 | 368.1624 | 0
7024 | 367.3655 | 0
7025 | 367.2 | 0
7026 | 365.57 | 0
7027 | 364.7608 | 0
7028 | 364.693 | 0
7029 | 364.5171 | 0
7030 | 364.5053 | 0
7031 | 362.2986 | 0
7032 | 361.6 | 0
7033 | 357.9482 | 0
7034 | 357.6 | 0
7035 | 355.547 | 0
7036 | 354.6912 | 0
7037 | 354.4 | 0
7038 | 354.4 | 0
7039 | 353.747 | 0
7040 | 352 | 0
7041 | 348.83 | 0
7042 | 345.786 | 0
7043 | 345.2975 | 0
7044 | 344.9167 | 0
7045 | 344.1836 | 0
7046 | 343.658 | 0
7047 | 342.4 | 0
7048 | 341.8528 | 0
7049 | 341.456 | 0
7050 | 341.0682 | 0
7051 | 339.258 | 0
7052 | 338.7742 | 0
7053 | 337.397 | 0
7054 | 335.666 | 0
7055 | 335.2 | 0
7056 | 334.3604 | 0
7057 | 333.8962 | 0
7058 | 333.853 | 0
7059 | 333.7513 | 0
7060 | 332.224 | 0
7061 | 332.0389 | 0
7062 | 331.6128 | 0
7063 | 331.2 | 0
7064 | 330.448 | 0
7065 | 329.9117 | 0
7066 | 329.489 | 0
7067 | 329.02 | 0
7068 | 328.2074 | 0
7069 | 325.6 | 0
7070 | 324.8 | 0
7071 | 324.56 | 0
7072 | 324.3335 | 0
7073 | 324.2289 | 0
7074 | 323.0428 | 0
7075 | 322.859 | 0
7076 | 322.6469 | 0
7077 | 320.018 | 0
7078 | 318.7732 | 0
7079 | 318.4 | 0
7080 | 318.4 | 0
7081 | 317.159 | 0
7082 | 316 | 0
7083 | 315.607 | 0
7084 | 315.351 | 0
7085 | 315.114 | 0
7086 | 314.692 | 0
7087 | 313.792 | 0
7088 | 313.222 | 0
7089 | 311.517 | 0
7090 | 311.492 | 0
7091 | 309.6 | 0
7092 | 309.2214 | 0
7093 | 308.8 | 0
7094 | 308.0162 | 0
7095 | 307.5989 | 0
7096 | 307.348 | 0
7097 | 307.065 | 0
7098 | 306.2691 | 0
7099 | 306.2603 | 0
7100 | 305.8684 | 0
7101 | 305.6 | 0
7102 | 305.6 | 0
7103 | 304.539 | 0
7104 | 304.4113 | 0
7105 | 304.1927 | 0
7106 | 303.9311 | 0
7107 | 303.4149 | 0
7108 | 303.4149 | 0
7109 | 303.3544 | 0
7110 | 302.7034 | 0
7111 | 302.5368 | 0
7112 | 302.4 | 0
7113 | 302.112 | 0
7114 | 301.357 | 0
7115 | 301.2237 | 0
7116 | 300.6751 | 0
7117 | 299.716 | 0
7118 | 299.592 | 0
7119 | 299.2 | 0
7120 | 298.518 | 0
7121 | 298.5079 | 0
7122 | 298.4 | 0
7123 | 298.368 | 0
7124 | 298.2132 | 0
7125 | 297.305 | 0
7126 | 296.8 | 0
7127 | 296.8 | 0
7128 | 296.8 | 0
7129 | 296.7904 | 0
7130 | 296.104 | 0
7131 | 296 | 0
7132 | 296 | 0
7133 | 295.6455 | 0
7134 | 295.44 | 0
7135 | 294.906 | 0
7136 | 293.6009 | 0
7137 | 293.6 | 0
7138 | 293.458 | 0
7139 | 292.8 | 0
7140 | 292.731 | 0
7141 | 292.6697 | 0
7142 | 292 | 0
7143 | 292 | 0
7144 | 291.2 | 0
7145 | 291.2 | 0
7146 | 291.076 | 0
7147 | 290.153 | 0
7148 | 289.9125 | 0
7149 | 289.7979 | 0
7150 | 288.999 | 0
7151 | 288.8 | 0
7152 | 288.152 | 0
7153 | 287.755 | 0
7154 | 287.6502 | 0
7155 | 287.4671 | 0
7156 | 287.4345 | 0
7157 | 287.2 | 0
7158 | 287.2 | 0
7159 | 287.073 | 0
7160 | 286.4047 | 0
7161 | 286.349 | 0
7162 | 285.6 | 0
7163 | 285.1363 | 0
7164 | 285.122 | 0
7165 | 284.8 | 0
7166 | 284.3594 | 0
7167 | 284.243 | 0
7168 | 284.013 | 0
7169 | 283.6922 | 0
7170 | 283.5824 | 0
7171 | 283.379 | 0
7172 | 282.8055 | 0
7173 | 282.4089 | 0
7174 | 282.4 | 0
7175 | 282.1513 | 0
7176 | 281.969 | 0
7177 | 281.7887 | 0
7178 | 281.691 | 0
7179 | 281.379 | 0
7180 | 281.28 | 0
7181 | 281.168 | 0
7182 | 280.8 | 0
7183 | 280.4747 | 0
7184 | 280.4042 | 0
7185 | 280.1859 | 0
7186 | 279.8454 | 0
7187 | 279.7078 | 0
7188 | 279.4598 | 0
7189 | 279.2 | 0
7190 | 279.2 | 0
7191 | 278.9208 | 0
7192 | 278.114 | 0
7193 | 276.424 | 0
7194 | 276.33 | 0
7195 | 276.252 | 0
7196 | 276.049 | 0
7197 | 276 | 0
7198 | 275.21 | 0
7199 | 275.2 | 0
7200 | 274.8922 | 0
7201 | 274.4 | 0
7202 | 274.291 | 0
7203 | 273.5706 | 0
7204 | 273.494 | 0
7205 | 273.0489 | 0
7206 | 272.738 | 0
7207 | 272 | 0
7208 | 272 | 0
7209 | 271.406 | 0
7210 | 270.4 | 0
7211 | 270.3306 | 0
7212 | 269.8053 | 0
7213 | 269.6 | 0
7214 | 269.3482 | 0
7215 | 269.159 | 0
7216 | 269.004 | 0
7217 | 268.4554 | 0
7218 | 268.3642 | 0
7219 | 268 | 0
7220 | 268 | 0
7221 | 267.984 | 0
7222 | 267.282 | 0
7223 | 267.096 | 0
7224 | 266.4 | 0
7225 | 265.6099 | 0
7226 | 264.8 | 0
7227 | 264.437 | 0
7228 | 264 | 0
7229 | 263.906 | 0
7230 | 262.5234 | 0
7231 | 261.8282 | 0
7232 | 261.6 | 0
7233 | 261.3999 | 0
7234 | 261.2493 | 0
7235 | 260.8 | 0
7236 | 260.5825 | 0
7237 | 260.2743 | 0
7238 | 259.577 | 0
7239 | 259.2 | 0
7240 | 258.885 | 0
7241 | 258.7204 | 0
7242 | 258.151 | 0
7243 | 257.376 | 0
7244 | 257.187 | 0
7245 | 256.8 | 0
7246 | 256.165 | 0
7247 | 256.129 | 0
7248 | 255.553 | 0
7249 | 255.342 | 0
7250 | 255.2 | 0
7251 | 254.785 | 0
7252 | 254.4 | 0
7253 | 251.848 | 0
7254 | 251.672 | 0
7255 | 251.6319 | 0
7256 | 251.4089 | 0
7257 | 250.683 | 0
7258 | 249.9566 | 0
7259 | 248.7805 | 0
7260 | 248.715 | 0
7261 | 247.8433 | 0
7262 | 247.4402 | 0
7263 | 246.5742 | 0
7264 | 246.4 | 0
7265 | 246.146 | 0
7266 | 245.6 | 0
7267 | 244.5879 | 0
7268 | 244.417 | 0
7269 | 243.992 | 0
7270 | 243.8114 | 0
7271 | 243.7133 | 0
7272 | 243.4565 | 0
7273 | 243.2 | 0
7274 | 243.2 | 0
7275 | 242.4 | 0
7276 | 241.5452 | 0
7277 | 241.0487 | 0
7278 | 240.544 | 0
7279 | 239.297 | 0
7280 | 239.2 | 0
7281 | 238.4 | 0
7282 | 237.6 | 0
7283 | 237.6 | 0
7284 | 237.6 | 0
7285 | 237.5953 | 0
7286 | 236.4577 | 0
7287 | 236.2455 | 0
7288 | 236.1892 | 0
7289 | 236.1892 | 0
7290 | 236.032 | 0
7291 | 236 | 0
7292 | 235.767 | 0
7293 | 235.761 | 0
7294 | 235.535 | 0
7295 | 235.4123 | 0
7296 | 235.207 | 0
7297 | 235.0545 | 0
7298 | 234.947 | 0
7299 | 234.8325 | 0
7300 | 234.8325 | 0
7301 | 234.813 | 0
7302 | 234.455 | 0
7303 | 234.4 | 0
7304 | 234.4 | 0
7305 | 234.3197 | 0
7306 | 233.76 | 0
7307 | 233.4883 | 0
7308 | 233.438 | 0
7309 | 233.034 | 0
7310 | 232.2637 | 0
7311 | 231.2 | 0
7312 | 231.095 | 0
7313 | 230.7506 | 0
7314 | 230.7506 | 0
7315 | 230.684 | 0
7316 | 230.659 | 0
7317 | 230.4 | 0
7318 | 230.4 | 0
7319 | 229.93 | 0
7320 | 229.1968 | 0
7321 | 228.8 | 0
7322 | 228.6164 | 0
7323 | 228.4266 | 0
7324 | 228.211 | 0
7325 | 227.9257 | 0
7326 | 227.8445 | 0
7327 | 227.812 | 0
7328 | 227.6429 | 0
7329 | 227.2 | 0
7330 | 227.0213 | 0
7331 | 226.7086 | 0
7332 | 226.4 | 0
7333 | 226.3163 | 0
7334 | 226.1197 | 0
7335 | 225.957 | 0
7336 | 225.678 | 0
7337 | 225.6 | 0
7338 | 225.1445 | 0
7339 | 224.739 | 0
7340 | 224.5351 | 0
7341 | 224.458 | 0
7342 | 224.034 | 0
7343 | 224.0097 | 0
7344 | 224 | 0
7345 | 223.7816 | 0
7346 | 223.7582 | 0
7347 | 223.5096 | 0
7348 | 223.2 | 0
7349 | 223.2 | 0
7350 | 222.3318 | 0
7351 | 222.2043 | 0
7352 | 221.6323 | 0
7353 | 221.6 | 0
7354 | 221.19 | 0
7355 | 220.4508 | 0
7356 | 220.236 | 0
7357 | 220 | 0
7358 | 219.8735 | 0
7359 | 219.6375 | 0
7360 | 218.574 | 0
7361 | 218.4 | 0
7362 | 217.414 | 0
7363 | 216.663 | 0
7364 | 216.305 | 0
7365 | 216.0103 | 0
7366 | 215.288 | 0
7367 | 215.2119 | 0
7368 | 213.658 | 0
7369 | 212.04 | 0
7370 | 211.973 | 0
7371 | 211.252 | 0
7372 | 211.1465 | 0
7373 | 210.894 | 0
7374 | 210.6517 | 0
7375 | 210.4 | 0
7376 | 210.344 | 0
7377 | 210.0695 | 0
7378 | 209.928 | 0
7379 | 209.7018 | 0
7380 | 209.6 | 0
7381 | 209.471 | 0
7382 | 209.159 | 0
7383 | 207.884 | 0
7384 | 207.7449 | 0
7385 | 207.6748 | 0
7386 | 207.2309 | 0
7387 | 207.2 | 0
7388 | 207.0754 | 0
7389 | 206.5145 | 0
7390 | 206.4 | 0
7391 | 206.3667 | 0
7392 | 205.8624 | 0
7393 | 205.306 | 0
7394 | 205.1622 | 0
7395 | 205.1331 | 0
7396 | 205.13 | 0
7397 | 204.826 | 0
7398 | 204.693 | 0
7399 | 204.599 | 0
7400 | 204 | 0
7401 | 204 | 0
7402 | 203.7794 | 0
7403 | 203.767 | 0
7404 | 203.5578 | 0
7405 | 203.5454 | 0
7406 | 203.2065 | 0
7407 | 203.2 | 0
7408 | 203.03 | 0
7409 | 202.7269 | 0
7410 | 202.713 | 0
7411 | 202.4179 | 0
7412 | 201.4499 | 0
7413 | 200.9569 | 0
7414 | 200.8 | 0
7415 | 200 | 0
7416 | 199.8194 | 0
7417 | 199.5505 | 0
7418 | 199.3876 | 0
7419 | 199.2 | 0
7420 | 199.2 | 0
7421 | 199.0353 | 0
7422 | 198.9214 | 0
7423 | 198.7923 | 0
7424 | 198.151 | 0
7425 | 198.1192 | 0
7426 | 197.9358 | 0
7427 | 197.6 | 0
7428 | 197.3423 | 0
7429 | 197.097 | 0
7430 | 197.082 | 0
7431 | 197.058 | 0
7432 | 196.406 | 0
7433 | 195.7169 | 0
7434 | 195.463 | 0
7435 | 195.2 | 0
7436 | 195.0115 | 0
7437 | 194.8402 | 0
7438 | 194.696 | 0
7439 | 194.577 | 0
7440 | 193.991 | 0
7441 | 193.831 | 0
7442 | 193.6 | 0
7443 | 193.3915 | 0
7444 | 193.0078 | 0
7445 | 192.8 | 0
7446 | 192.7008 | 0
7447 | 192.296 | 0
7448 | 192 | 0
7449 | 191.45 | 0
7450 | 191.3722 | 0
7451 | 191.2 | 0
7452 | 189.7642 | 0
7453 | 189.5525 | 0
7454 | 188.5567 | 0
7455 | 187.2 | 0
7456 | 186.914 | 0
7457 | 186.6658 | 0
7458 | 186.4652 | 0
7459 | 186.389 | 0
7460 | 186.0829 | 0
7461 | 185.868 | 0
7462 | 185.6882 | 0
7463 | 185.42 | 0
7464 | 185.3969 | 0
7465 | 185.2027 | 0
7466 | 184.122 | 0
7467 | 183.582 | 0
7468 | 183.44 | 0
7469 | 183.1445 | 0
7470 | 183.063 | 0
7471 | 182.8679 | 0
7472 | 182.0764 | 0
7473 | 182.026 | 0
7474 | 182.01 | 0
7475 | 181.7586 | 0
7476 | 181.6734 | 0
7477 | 181.6499 | 0
7478 | 181.636 | 0
7479 | 181.6015 | 0
7480 | 181.355 | 0
7481 | 181.302 | 0
7482 | 181.165 | 0
7483 | 181.0159 | 0
7484 | 180.5099 | 0
7485 | 180 | 0
7486 | 180 | 0
7487 | 178.8941 | 0
7488 | 178.8871 | 0
7489 | 178.704 | 0
7490 | 177.796 | 0
7491 | 176.7969 | 0
7492 | 176.3999 | 0
7493 | 175.9232 | 0
7494 | 174.4073 | 0
7495 | 173.99 | 0
7496 | 173.6 | 0
7497 | 173.54 | 0
7498 | 172.671 | 0
7499 | 171.9803 | 0
7500 | 171.8487 | 0
7501 | 171.2 | 0
7502 | 170.769 | 0
7503 | 170.644 | 0
7504 | 170.605 | 0
7505 | 169.6 | 0
7506 | 169.2818 | 0
7507 | 168.6547 | 0
7508 | 168.473 | 0
7509 | 168.345 | 0
7510 | 168.3081 | 0
7511 | 168 | 0
7512 | 167.4831 | 0
7513 | 167.046 | 0
7514 | 164.8 | 0
7515 | 164.7109 | 0
7516 | 163.4921 | 0
7517 | 163.2 | 0
7518 | 163.157 | 0
7519 | 162.5652 | 0
7520 | 160.8 | 0
7521 | 160.732 | 0
7522 | 160.3938 | 0
7523 | 160.064 | 0
7524 | 159.9664 | 0
7525 | 159.6078 | 0
7526 | 159.508 | 0
7527 | 158.4 | 0
7528 | 158.372 | 0
7529 | 157.4013 | 0
7530 | 156.96 | 0
7531 | 156.897 | 0
7532 | 156.1646 | 0
7533 | 155.6841 | 0
7534 | 155.4039 | 0
7535 | 155.4039 | 0
7536 | 154.285 | 0
7537 | 153.6 | 0
7538 | 152.6909 | 0
7539 | 152.29 | 0
7540 | 152.1164 | 0
7541 | 151.282 | 0
7542 | 151.211 | 0
7543 | 150.5308 | 0
7544 | 150.4 | 0
7545 | 149.6 | 0
7546 | 149.362 | 0
7547 | 148.8 | 0
7548 | 148.8 | 0
7549 | 148 | 0
7550 | 147.3263 | 0
7551 | 147.249 | 0
7552 | 147.1628 | 0
7553 | 145.633 | 0
7554 | 145.6072 | 0
7555 | 144.5105 | 0
7556 | 144.11 | 0
7557 | 142.4 | 0
7558 | 142.371 | 0
7559 | 141.4846 | 0
7560 | 141.382 | 0
7561 | 140.8 | 0
7562 | 140 | 0
7563 | 139.948 | 0
7564 | 139.8489 | 0
7565 | 139.2 | 0
7566 | 138.7688 | 0
7567 | 138.494 | 0
7568 | 138.479 | 0
7569 | 138.4 | 0
7570 | 138.295 | 0
7571 | 138.2778 | 0
7572 | 138.2668 | 0
7573 | 137.6387 | 0
7574 | 137.6 | 0
7575 | 137.552 | 0
7576 | 137.5422 | 0
7577 | 136.8 | 0
7578 | 136.8 | 0
7579 | 136.2679 | 0
7580 | 136.0712 | 0
7581 | 135.9137 | 0
7582 | 135.7598 | 0
7583 | 135.505 | 0
7584 | 135.46 | 0
7585 | 135.2 | 0
7586 | 135.1872 | 0
7587 | 134.638 | 0
7588 | 132.8 | 0
7589 | 132.6113 | 0
7590 | 132.4947 | 0
7591 | 132.424 | 0
7592 | 131.3026 | 0
7593 | 130.6101 | 0
7594 | 130.5488 | 0
7595 | 129.9866 | 0
7596 | 129.537 | 0
7597 | 128.8 | 0
7598 | 128.716 | 0
7599 | 127.2 | 0
7600 | 127.2 | 0
7601 | 127.2 | 0
7602 | 126.773 | 0
7603 | 126.647 | 0
7604 | 126.4653 | 0
7605 | 126.4 | 0
7606 | 125.6 | 0
7607 | 124.8 | 0
7608 | 124.5833 | 0
7609 | 124 | 0
7610 | 123.5332 | 0
7611 | 123.2 | 0
7612 | 123.1185 | 0
7613 | 122.7562 | 0
7614 | 122.6745 | 0
7615 | 122.023 | 0
7616 | 121.2024 | 0
7617 | 120.4254 | 0
7618 | 120 | 0
7619 | 120 | 0
7620 | 120 | 0
7621 | 119.9634 | 0
7622 | 119.641 | 0
7623 | 119.5695 | 0
7624 | 119.4032 | 0
7625 | 118.7976 | 0
7626 | 118.4 | 0
7627 | 118.4 | 0
7628 | 118.4 | 0
7629 | 117.6 | 0
7630 | 117.6 | 0
7631 | 117.348 | 0
7632 | 116.9497 | 0
7633 | 116.8 | 0
7634 | 116.5407 | 0
7635 | 116.1318 | 0
7636 | 116 | 0
7637 | 116 | 0
7638 | 116 | 0
7639 | 115.4766 | 0
7640 | 115.2 | 0
7641 | 115.2 | 0
7642 | 115.054 | 0
7643 | 114.9869 | 0
7644 | 114.9869 | 0
7645 | 114.4 | 0
7646 | 114.4 | 0
7647 | 113.6784 | 0
7648 | 113.6 | 0
7649 | 112.8605 | 0
7650 | 112.8605 | 0
7651 | 112.7164 | 0
7652 | 112.656 | 0
7653 | 112.5998 | 0
7654 | 111.8791 | 0
7655 | 111.2 | 0
7656 | 111.2 | 0
7657 | 110.407 | 0
7658 | 110.4 | 0
7659 | 110.4 | 0
7660 | 110.4 | 0
7661 | 110.4 | 0
7662 | 110.4 | 0
7663 | 110.328 | 0
7664 | 110.259 | 0
7665 | 110.145 | 0
7666 | 109.8187 | 0
7667 | 109.6 | 0
7668 | 109.6 | 0
7669 | 109.6 | 0
7670 | 108.8 | 0
7671 | 108.8 | 0
7672 | 108.8 | 0
7673 | 108.8 | 0
7674 | 108.4667 | 0
7675 | 108.3768 | 0
7676 | 108.1214 | 0
7677 | 108 | 0
7678 | 108 | 0
7679 | 108 | 0
7680 | 107.9944 | 0
7681 | 107.2175 | 0
7682 | 107.2175 | 0
7683 | 107.2175 | 0
7684 | 107.2 | 0
7685 | 107.2 | 0
7686 | 107.2 | 0
7687 | 107.1357 | 0
7688 | 106.6504 | 0
7689 | 106.6504 | 0
7690 | 106.4 | 0
7691 | 106.4 | 0
7692 | 106.3653 | 0
7693 | 106.186 | 0
7694 | 106.102 | 0
7695 | 105.9861 | 0
7696 | 105.9149 | 0
7697 | 105.6 | 0
7698 | 105.6 | 0
7699 | 105.6 | 0
7700 | 105.5001 | 0
7701 | 105.3492 | 0
7702 | 105.232 | 0
7703 | 105.1892 | 0
7704 | 105.1892 | 0
7705 | 105.1794 | 0
7706 | 104.8867 | 0
7707 | 104.8867 | 0
7708 | 104.8 | 0
7709 | 104.8 | 0
7710 | 104.8 | 0
7711 | 104.8 | 0
7712 | 104.269 | 0
7713 | 104.1097 | 0
7714 | 104.1097 | 0
7715 | 104 | 0
7716 | 104 | 0
7717 | 103.8644 | 0
7718 | 103.3328 | 0
7719 | 103.2926 | 0
7720 | 103.221 | 0
7721 | 103.2 | 0
7722 | 103.2 | 0
7723 | 103.2 | 0
7724 | 103.2 | 0
7725 | 102.491 | 0
7726 | 102.4 | 0
7727 | 102.4 | 0
7728 | 102.4 | 0
7729 | 102.2287 | 0
7730 | 102.2287 | 0
7731 | 102.2287 | 0
7732 | 102.2212 | 0
7733 | 102.069 | 0
7734 | 101.7789 | 0
7735 | 101.7789 | 0
7736 | 101.7789 | 0
7737 | 101.6 | 0
7738 | 101.6 | 0
7739 | 101.6 | 0
7740 | 101.6 | 0
7741 | 101.6 | 0
7742 | 101.6 | 0
7743 | 101.6 | 0
7744 | 101.6 | 0
7745 | 101.6 | 0
7746 | 101.4733 | 0
7747 | 101.2048 | 0
7748 | 101.182 | 0
7749 | 101.002 | 0
7750 | 100.984 | 0
7751 | 100.8 | 0
7752 | 100.8 | 0
7753 | 100.8 | 0
7754 | 100.7662 | 0
7755 | 100.7662 | 0
7756 | 100.7662 | 0
7757 | 100.5931 | 0
7758 | 100.5931 | 0
7759 | 100.5931 | 0
7760 | 100.5931 | 0
7761 | 100.2454 | 0
7762 | 100.225 | 0
7763 | 100.225 | 0
7764 | 100.0307 | 0
7765 | 100.0307 | 0
7766 | 100.012 | 0
7767 | 100 | 0
7768 | 100 | 0
7769 | 100 | 0
7770 | 100 | 0
7771 | 100 | 0
7772 | 100 | 0
7773 | 100 | 0
7774 | 99.7752 | 0
7775 | 99.5365 | 0
7776 | 99.4481 | 0
7777 | 99.261 | 0
7778 | 99.2 | 0
7779 | 99.2 | 0
7780 | 99.2 | 0
7781 | 99.2 | 0
7782 | 99.2 | 0
7783 | 99.2 | 0
7784 | 99.1266 | 0
7785 | 98.9574 | 0
7786 | 98.9574 | 0
7787 | 98.9574 | 0
7788 | 98.846 | 0
7789 | 98.6711 | 0
7790 | 98.6711 | 0
7791 | 98.6711 | 0
7792 | 98.6711 | 0
7793 | 98.6711 | 0
7794 | 98.5597 | 0
7795 | 98.4 | 0
7796 | 98.4 | 0
7797 | 98.4 | 0
7798 | 98.4 | 0
7799 | 98.4 | 0
7800 | 98.4 | 0
7801 | 98.4 | 0
7802 | 98.4 | 0
7803 | 98.247 | 0
7804 | 97.636 | 0
7805 | 97.6 | 0
7806 | 97.6 | 0
7807 | 97.3218 | 0
7808 | 97.2562 | 0
7809 | 97.2204 | 0
7810 | 97.1173 | 0
7811 | 96.821 | 0
7812 | 96.805 | 0
7813 | 96.8 | 0
7814 | 96.8 | 0
7815 | 96.8 | 0
7816 | 96.8 | 0
7817 | 96.8 | 0
7818 | 96.8 | 0
7819 | 96.8 | 0
7820 | 96.8 | 0
7821 | 96.5407 | 0
7822 | 96.5039 | 0
7823 | 96.4444 | 0
7824 | 96.4285 | 0
7825 | 96.4235 | 0
7826 | 96.3403 | 0
7827 | 96.007 | 0
7828 | 96 | 0
7829 | 96 | 0
7830 | 96 | 0
7831 | 96 | 0
7832 | 96 | 0
7833 | 95.6861 | 0
7834 | 95.6336 | 0
7835 | 95.6266 | 0
7836 | 95.6176 | 0
7837 | 95.4148 | 0
7838 | 95.362 | 0
7839 | 95.215 | 0
7840 | 95.2 | 0
7841 | 95.2 | 0
7842 | 95.2 | 0
7843 | 95.2 | 0
7844 | 95.06 | 0
7845 | 94.9911 | 0
7846 | 94.896 | 0
7847 | 94.8821 | 0
7848 | 94.8683 | 0
7849 | 94.8683 | 0
7850 | 94.8683 | 0
7851 | 94.8446 | 0
7852 | 94.8297 | 0
7853 | 94.8297 | 0
7854 | 94.791 | 0
7855 | 94.436 | 0
7856 | 94.4 | 0
7857 | 94.4 | 0
7858 | 94.4 | 0
7859 | 94.4 | 0
7860 | 94.4 | 0
7861 | 94.4 | 0
7862 | 94.4 | 0
7863 | 94.4 | 0
7864 | 94.4 | 0
7865 | 94.1466 | 0
7866 | 94.1466 | 0
7867 | 94.05 | 0
7868 | 94.0328 | 0
7869 | 94.0328 | 0
7870 | 94.0328 | 0
7871 | 94.0328 | 0
7872 | 94.0328 | 0
7873 | 94.0095 | 0
7874 | 93.6 | 0
7875 | 93.6 | 0
7876 | 93.6 | 0
7877 | 93.6 | 0
7878 | 93.6 | 0
7879 | 93.6 | 0
7880 | 93.6 | 0
7881 | 93.6 | 0
7882 | 93.6 | 0
7883 | 93.6 | 0
7884 | 93.6 | 0
7885 | 93.6 | 0
7886 | 93.6 | 0
7887 | 93.6 | 0
7888 | 93.6 | 0
7889 | 93.6 | 0
7890 | 93.6 | 0
7891 | 93.411 | 0
7892 | 93.411 | 0
7893 | 93.277 | 0
7894 | 93.2359 | 0
7895 | 93.2359 | 0
7896 | 93.2359 | 0
7897 | 93.2359 | 0
7898 | 93.2359 | 0
7899 | 93.2359 | 0
7900 | 93.2359 | 0
7901 | 93.2359 | 0
7902 | 93.2359 | 0
7903 | 93.2359 | 0
7904 | 93.2326 | 0
7905 | 93.2326 | 0
7906 | 93.2326 | 0
7907 | 92.8447 | 0
7908 | 92.8 | 0
7909 | 92.8 | 0
7910 | 92.8 | 0
7911 | 92.8 | 0
7912 | 92.8 | 0
7913 | 92.8 | 0
7914 | 92.8 | 0
7915 | 92.8 | 0
7916 | 92.8 | 0
7917 | 92.8 | 0
7918 | 92.8 | 0
7919 | 92.8 | 0
7920 | 92.708 | 0
7921 | 92.6755 | 0
7922 | 92.6755 | 0
7923 | 92.439 | 0
7924 | 92.439 | 0
7925 | 92.439 | 0
7926 | 92.439 | 0
7927 | 92.439 | 0
7928 | 92.439 | 0
7929 | 92.4148 | 0
7930 | 92.4148 | 0
7931 | 92.1604 | 0
7932 | 92.13 | 0
7933 | 92 | 0
7934 | 92 | 0
7935 | 92 | 0
7936 | 92 | 0
7937 | 92 | 0
7938 | 91.951 | 0
7939 | 91.94 | 0
7940 | 91.94 | 0
7941 | 91.689 | 0
7942 | 91.6762 | 0
7943 | 91.6421 | 0
7944 | 91.6421 | 0
7945 | 91.5969 | 0
7946 | 91.5969 | 0
7947 | 91.2045 | 0
7948 | 91.2045 | 0
7949 | 91.2 | 0
7950 | 91.2 | 0
7951 | 91.2 | 0
7952 | 91.2 | 0
7953 | 91.2 | 0
7954 | 91.2 | 0
7955 | 91.2 | 0
7956 | 91.2 | 0
7957 | 91.2 | 0
7958 | 91.2 | 0
7959 | 91.2 | 0
7960 | 91.2 | 0
7961 | 91.2 | 0
7962 | 91.2 | 0
7963 | 91.2 | 0
7964 | 91.2 | 0
7965 | 91.1703 | 0
7966 | 90.8526 | 0
7967 | 90.8453 | 0
7968 | 90.8453 | 0
7969 | 90.8453 | 0
7970 | 90.8453 | 0
7971 | 90.8453 | 0
7972 | 90.8453 | 0
7973 | 90.638 | 0
7974 | 90.469 | 0
7975 | 90.469 | 0
7976 | 90.455 | 0
7977 | 90.4 | 0
7978 | 90.4 | 0
7979 | 90.4 | 0
7980 | 90.4 | 0
7981 | 90.4 | 0
7982 | 90.093 | 0
7983 | 90.0484 | 0
7984 | 90.0484 | 0
7985 | 90.0355 | 0
7986 | 90.0212 | 0
7987 | 89.7711 | 0
7988 | 89.7426 | 0
7989 | 89.69 | 0
7990 | 89.626 | 0
7991 | 89.61 | 0
7992 | 89.6 | 0
7993 | 89.6 | 0
7994 | 89.6 | 0
7995 | 89.6 | 0
7996 | 89.6 | 0
7997 | 89.6 | 0
7998 | 89.6 | 0
7999 | 89.6 | 0
8000 | 89.6 | 0
8001 | 89.6 | 0
8002 | 89.6 | 0
8003 | 89.489 | 0
8004 | 89.4741 | 0
8005 | 89.332 | 0
8006 | 89.2515 | 0
8007 | 89.172 | 0
8008 | 89.1435 | 0
8009 | 89.1435 | 0
8010 | 89.121 | 0
8011 | 88.9979 | 0
8012 | 88.9979 | 0
8013 | 88.9845 | 0
8014 | 88.8 | 0
8015 | 88.8 | 0
8016 | 88.8 | 0
8017 | 88.8 | 0
8018 | 88.8 | 0
8019 | 88.8 | 0
8020 | 88.6732 | 0
8021 | 88.652 | 0
8022 | 88.61 | 0
8023 | 88.4546 | 0
8024 | 88.4546 | 0
8025 | 88.4546 | 0
8026 | 88.4546 | 0
8027 | 88.4546 | 0
8028 | 88.3635 | 0
8029 | 88.3256 | 0
8030 | 88.3256 | 0
8031 | 88.3256 | 0
8032 | 88.3256 | 0
8033 | 88.3072 | 0
8034 | 88.307 | 0
8035 | 88.2653 | 0
8036 | 88.264 | 0
8037 | 88.2624 | 0
8038 | 88.2624 | 0
8039 | 88.262 | 0
8040 | 88.18 | 0
8041 | 88.082 | 0
8042 | 88.0252 | 0
8043 | 88 | 0
8044 | 88 | 0
8045 | 88 | 0
8046 | 88 | 0
8047 | 88 | 0
8048 | 88 | 0
8049 | 88 | 0
8050 | 88 | 0
8051 | 87.9635 | 0
8052 | 87.886 | 0
8053 | 87.8474 | 0
8054 | 87.814 | 0
8055 | 87.738 | 0
8056 | 87.682 | 0
8057 | 87.6577 | 0
8058 | 87.6577 | 0
8059 | 87.6577 | 0
8060 | 87.6577 | 0
8061 | 87.6577 | 0
8062 | 87.6577 | 0
8063 | 87.6577 | 0
8064 | 87.642 | 0
8065 | 87.5078 | 0
8066 | 87.356 | 0
8067 | 87.3011 | 0
8068 | 87.2 | 0
8069 | 87.2 | 0
8070 | 87.2 | 0
8071 | 87.2 | 0
8072 | 87.2 | 0
8073 | 87.2 | 0
8074 | 87.2 | 0
8075 | 87.2 | 0
8076 | 87.2 | 0
8077 | 87.2 | 0
8078 | 87.2 | 0
8079 | 87.2 | 0
8080 | 87.2 | 0
8081 | 87.2 | 0
8082 | 87.2 | 0
8083 | 87.2 | 0
8084 | 87.089 | 0
8085 | 87.0262 | 0
8086 | 86.9093 | 0
8087 | 86.8608 | 0
8088 | 86.8608 | 0
8089 | 86.8608 | 0
8090 | 86.8608 | 0
8091 | 86.8608 | 0
8092 | 86.8608 | 0
8093 | 86.8608 | 0
8094 | 86.8608 | 0
8095 | 86.8608 | 0
8096 | 86.8608 | 0
8097 | 86.8608 | 0
8098 | 86.8608 | 0
8099 | 86.801 | 0
8100 | 86.7914 | 0
8101 | 86.787 | 0
8102 | 86.785 | 0
8103 | 86.7502 | 0
8104 | 86.74 | 0
8105 | 86.69 | 0
8106 | 86.69 | 0
8107 | 86.655 | 0
8108 | 86.617 | 0
8109 | 86.5519 | 0
8110 | 86.4494 | 0
8111 | 86.437 | 0
8112 | 86.4 | 0
8113 | 86.4 | 0
8114 | 86.4 | 0
8115 | 86.4 | 0
8116 | 86.4 | 0
8117 | 86.4 | 0
8118 | 86.4 | 0
8119 | 86.4 | 0
8120 | 86.4 | 0
8121 | 86.4 | 0
8122 | 86.4 | 0
8123 | 86.3179 | 0
8124 | 86.2801 | 0
8125 | 86.0639 | 0
8126 | 86.0639 | 0
8127 | 86.0639 | 0
8128 | 86.0639 | 0
8129 | 86.0639 | 0
8130 | 86.0558 | 0
8131 | 86.0558 | 0
8132 | 86.0558 | 0
8133 | 86.02 | 0
8134 | 85.97 | 0
8135 | 85.8721 | 0
8136 | 85.749 | 0
8137 | 85.7196 | 0
8138 | 85.6854 | 0
8139 | 85.6448 | 0
8140 | 85.6448 | 0
8141 | 85.638 | 0
8142 | 85.6 | 0
8143 | 85.6 | 0
8144 | 85.6 | 0
8145 | 85.6 | 0
8146 | 85.6 | 0
8147 | 85.6 | 0
8148 | 85.6 | 0
8149 | 85.6 | 0
8150 | 85.5428 | 0
8151 | 85.467 | 0
8152 | 85.3392 | 0
8153 | 85.3203 | 0
8154 | 85.3203 | 0
8155 | 85.2782 | 0
8156 | 85.267 | 0
8157 | 85.267 | 0
8158 | 85.1346 | 0
8159 | 84.9541 | 0
8160 | 84.8 | 0
8161 | 84.8 | 0
8162 | 84.8 | 0
8163 | 84.8 | 0
8164 | 84.8 | 0
8165 | 84.741 | 0
8166 | 84.5848 | 0
8167 | 84.557 | 0
8168 | 84.507 | 0
8169 | 84.4702 | 0
8170 | 84.4702 | 0
8171 | 84.4702 | 0
8172 | 84.462 | 0
8173 | 84.446 | 0
8174 | 84.4114 | 0
8175 | 84.323 | 0
8176 | 84.2988 | 0
8177 | 84.2832 | 0
8178 | 84.2281 | 0
8179 | 84.1783 | 0
8180 | 84.042 | 0
8181 | 84 | 0
8182 | 84 | 0
8183 | 84 | 0
8184 | 83.995 | 0
8185 | 83.8493 | 0
8186 | 83.8493 | 0
8187 | 83.7151 | 0
8188 | 83.6733 | 0
8189 | 83.5728 | 0
8190 | 83.419 | 0
8191 | 83.4186 | 0
8192 | 83.4186 | 0
8193 | 83.4186 | 0
8194 | 83.396 | 0
8195 | 83.254 | 0
8196 | 83.2 | 0
8197 | 83.2 | 0
8198 | 83.0716 | 0
8199 | 82.933 | 0
8200 | 82.9302 | 0
8201 | 82.892 | 0
8202 | 82.8821 | 0
8203 | 82.8764 | 0
8204 | 82.775 | 0
8205 | 82.665 | 0
8206 | 82.654 | 0
8207 | 82.638 | 0
8208 | 82.6104 | 0
8209 | 82.6008 | 0
8210 | 82.453 | 0
8211 | 82.403 | 0
8212 | 82.4 | 0
8213 | 82.3874 | 0
8214 | 82.3782 | 0
8215 | 82.3782 | 0
8216 | 82.3782 | 0
8217 | 82.3782 | 0
8218 | 82.3435 | 0
8219 | 82.3325 | 0
8220 | 82.3166 | 0
8221 | 82.1914 | 0
8222 | 82.0825 | 0
8223 | 82.0795 | 0
8224 | 82.0705 | 0
8225 | 82.0117 | 0
8226 | 81.8383 | 0
8227 | 81.795 | 0
8228 | 81.783 | 0
8229 | 81.6427 | 0
8230 | 81.6 | 0
8231 | 81.6 | 0
8232 | 81.6 | 0
8233 | 81.6 | 0
8234 | 81.6 | 0
8235 | 81.6 | 0
8236 | 81.515 | 0
8237 | 81.5007 | 0
8238 | 81.5007 | 0
8239 | 81.435 | 0
8240 | 81.362 | 0
8241 | 81.2826 | 0
8242 | 81.253 | 0
8243 | 81.1985 | 0
8244 | 81.1979 | 0
8245 | 81.184 | 0
8246 | 81.1182 | 0
8247 | 81.102 | 0
8248 | 81.0455 | 0
8249 | 80.9652 | 0
8250 | 80.9652 | 0
8251 | 80.9369 | 0
8252 | 80.8682 | 0
8253 | 80.819 | 0
8254 | 80.81 | 0
8255 | 80.81 | 0
8256 | 80.81 | 0
8257 | 80.8 | 0
8258 | 80.7865 | 0
8259 | 80.774 | 0
8260 | 80.761 | 0
8261 | 80.6148 | 0
8262 | 80.579 | 0
8263 | 80.506 | 0
8264 | 80.485 | 0
8265 | 80.475 | 0
8266 | 80.4598 | 0
8267 | 80.4469 | 0
8268 | 80.2656 | 0
8269 | 80.1929 | 0
8270 | 80.162 | 0
8271 | 80.1193 | 0
8272 | 80.078 | 0
8273 | 80 | 0
8274 | 80 | 0
8275 | 80 | 0
8276 | 80 | 0
8277 | 79.923 | 0
8278 | 79.796 | 0
8279 | 79.7665 | 0
8280 | 79.6888 | 0
8281 | 79.6888 | 0
8282 | 79.6888 | 0
8283 | 79.66 | 0
8284 | 79.653 | 0
8285 | 79.4856 | 0
8286 | 79.4371 | 0
8287 | 79.4286 | 0
8288 | 79.4286 | 0
8289 | 79.3551 | 0
8290 | 79.3501 | 0
8291 | 79.3432 | 0
8292 | 79.281 | 0
8293 | 79.24 | 0
8294 | 79.2 | 0
8295 | 79.2 | 0
8296 | 79.067 | 0
8297 | 79.057 | 0
8298 | 78.9726 | 0
8299 | 78.9318 | 0
8300 | 78.901 | 0
8301 | 78.853 | 0
8302 | 78.8376 | 0
8303 | 78.7595 | 0
8304 | 78.738 | 0
8305 | 78.738 | 0
8306 | 78.738 | 0
8307 | 78.738 | 0
8308 | 78.7006 | 0
8309 | 78.5941 | 0
8310 | 78.5463 | 0
8311 | 78.5117 | 0
8312 | 78.42 | 0
8313 | 78.4 | 0
8314 | 78.4 | 0
8315 | 78.3215 | 0
8316 | 78.115 | 0
8317 | 78.0473 | 0
8318 | 77.6938 | 0
8319 | 77.625 | 0
8320 | 77.6 | 0
8321 | 77.379 | 0
8322 | 77.3566 | 0
8323 | 77.3566 | 0
8324 | 77.3566 | 0
8325 | 77.076 | 0
8326 | 76.9871 | 0
8327 | 76.876 | 0
8328 | 76.8 | 0
8329 | 76.8 | 0
8330 | 76.8 | 0
8331 | 76.8 | 0
8332 | 76.7762 | 0
8333 | 76.614 | 0
8334 | 76.5013 | 0
8335 | 76.2014 | 0
8336 | 76.02 | 0
8337 | 76 | 0
8338 | 76 | 0
8339 | 75.9752 | 0
8340 | 75.749 | 0
8341 | 75.7243 | 0
8342 | 75.611 | 0
8343 | 75.453 | 0
8344 | 75.3169 | 0
8345 | 75.2845 | 0
8346 | 75.2 | 0
8347 | 75.163 | 0
8348 | 75.1595 | 0
8349 | 74.961 | 0
8350 | 74.903 | 0
8351 | 74.8706 | 0
8352 | 74.6694 | 0
8353 | 74.649 | 0
8354 | 74.6116 | 0
8355 | 74.5939 | 0
8356 | 74.5939 | 0
8357 | 74.479 | 0
8358 | 74.454 | 0
8359 | 74.3586 | 0
8360 | 74.1644 | 0
8361 | 73.9979 | 0
8362 | 73.9032 | 0
8363 | 73.28 | 0
8364 | 73.0629 | 0
8365 | 73.0251 | 0
8366 | 72.995 | 0
8367 | 72.9207 | 0
8368 | 72.8 | 0
8369 | 72.8 | 0
8370 | 72.8 | 0
8371 | 72.771 | 0
8372 | 72.4879 | 0
8373 | 72 | 0
8374 | 71.8311 | 0
8375 | 71.5652 | 0
8376 | 71.47 | 0
8377 | 71.433 | 0
8378 | 70.538 | 0
8379 | 70.4498 | 0
8380 | 70.3334 | 0
8381 | 69.874 | 0
8382 | 69.845 | 0
8383 | 69.75 | 0
8384 | 69.556 | 0
8385 | 69.059 | 0
8386 | 68.887 | 0
8387 | 68.8 | 0
8388 | 68.6977 | 0
8389 | 68.404 | 0
8390 | 67.2 | 0
8391 | 66.9963 | 0
8392 | 66.9323 | 0
8393 | 66.865 | 0
8394 | 66.3057 | 0
8395 | 66.072 | 0
8396 | 65.492 | 0
8397 | 65.31 | 0
8398 | 64.271 | 0
8399 | 64.133 | 0
8400 | 63.569 | 0
8401 | 62.387 | 0
8402 | 62.252 | 0
8403 | 60.615 | 0
8404 | 60.338 | 0
8405 | 60.106 | 0
8406 | 59.935 | 0
8407 | 59.771 | 0
8408 | 59.139 | 0
8409 | 57.64 | 0
8410 | 57.444 | 0
8411 | 56.963 | 0
8412 | 44.716 | 0
8413 | 39.491 | 0
8414 | 37.99 | 0
8415 | 0 | 0
8416 | 0 | 0
8417 | 0 | 0
8418 | 0 | 0
8419 | 0 | 0
8420 | 0 | 0
8421 | 0 | 0
8422 | 0 | 0
8423 | 0 | 0
8424 | 0 | 0
8425 | 0 | 0
8426 | 0 | 0
8427 | 0 | 0
8428 | 0 | 0
8429 | 0 | 0
8430 | 0 | 0
8431 | 0 | 0
8432 | 0 | 0
8433 | 0 | 0
8434 | 0 | 0
8435 | 0 | 0
8436 | 0 | 0
8437 | 0 | 0
8438 | 0 | 0
8439 | 0 | 0
8440 | 0 | 0
8441 | 0 | 0
8442 | 0 | 0
8443 | 0 | 0
8444 | 0 | 0
8445 | 0 | 0
8446 | 0 | 0
8447 | 0 | 0
8448 | 0 | 0
8449 | 0 | 0
8450 | 0 | 0
8451 | 0 | 0
8452 | 0 | 0
8453 | 0 | 0
8454 | 0 | 0
8455 | 0 | 0
8456 | 0 | 0
8457 | 0 | 0
8458 | 0 | 0
8459 | 0 | 0
8460 | 0 | 0
8461 | 0 | 0
8462 | 0 | 0
8463 | 0 | 0
8464 | 0 | 0
8465 | 0 | 0
8466 | 0 | 0
8467 | 0 | 0
8468 | 0 | 0
8469 | 0 | 0
8470 | 0 | 0
8471 | 0 | 0
8472 | 0 | 0
8473 | 0 | 0
8474 | 0 | 0
8475 | 0 | 0
8476 | 0 | 0
8477 | 0 | 0
8478 | 0 | 0
8479 | 0 | 0
8480 | 0 | 0
8481 | 0 | 0
8482 | 0 | 0
8483 | 0 | 0
8484 | 0 | 0
8485 | 0 | 0
8486 | 0 | 0
8487 | 0 | 0
8488 | 0 | 0
8489 | 0 | 0
8490 | 0 | 0
8491 | 0 | 0
8492 | 0 | 0
8493 | 0 | 0
8494 | 0 | 0
8495 | 0 | 0
8496 | 0 | 0
8497 | 0 | 0
8498 | 0 | 0
8499 | 0 | 0
8500 | 0 | 0
8501 | 0 | 0
8502 | 0 | 0
8503 | 0 | 0
8504 | 0 | 0
8505 | 0 | 0
8506 | 0 | 0
8507 | 0 | 0
8508 | 0 | 0
8509 | 0 | 0
8510 | 0 | 0
8511 | 0 | 0
8512 | 0 | 0
8513 | 0 | 0
8514 | 0 | 0
8515 | 0 | 0
8516 | 0 | 0
8517 | 0 | 0
8518 | 0 | 0
8519 | 0 | 0
8520 | 0 | 0
8521 | 0 | 0
8522 | 0 | 0
8523 | 0 | 0
8524 | 0 | 0
8525 | 0 | 0
8526 | 0 | 0
8527 | 0 | 0
8528 | 0 | 0
8529 | 0 | 0
8530 | 0 | 0
8531 | 0 | 0
8532 | 0 | 0
8533 | 0 | 0
8534 | 0 | 0
8535 | 0 | 0
8536 | 0 | 0
8537 | 0 | 0
8538 | 0 | 0
8539 | 0 | 0
8540 | 0 | 0
8541 | 0 | 0
8542 | 0 | 0
8543 | 0 | 0
8544 | 0 | 0
8545 | 0 | 0
8546 | 0 | 0
8547 | 0 | 0
8548 | 0 | 0
8549 | 0 | 0
8550 | 0 | 0
8551 | 0 | 0
8552 | 0 | 0
8553 | 0 | 0
8554 | 0 | 0
8555 | 0 | 0
8556 | 0 | 0
8557 | 0 | 0
8558 | 0 | 0
8559 | 0 | 0
8560 | 0 | 0
8561 | 0 | 0
8562 | 0 | 0
8563 | 0 | 0
8564 | 0 | 0
8565 | 0 | 0
8566 | 0 | 0
8567 | 0 | 0
8568 | 0 | 0
8569 | 0 | 0
8570 | 0 | 0
8571 | 0 | 0
8572 | 0 | 0
8573 | 0 | 0
8574 | 0 | 0
8575 | 0 | 0
8576 | 0 | 0
8577 | 0 | 0
8578 | 0 | 0
8579 | 0 | 0
8580 | 0 | 0
8581 | 0 | 0
8582 | 0 | 0
8583 | 0 | 0
8584 | 0 | 0
8585 | 0 | 0
8586 | 0 | 0
8587 | 0 | 0
8588 | 0 | 0
8589 | 0 | 0
8590 | 0 | 0
8591 | 0 | 0
8592 | 0 | 0
8593 | 0 | 0
8594 | 0 | 0
8595 | 0 | 0
8596 | 0 | 0
8597 | 0 | 0
8598 | 0 | 0
8599 | 0 | 0
8600 | 0 | 0
8601 | 0 | 0
8602 | 0 | 0
8603 | 0 | 0
8604 | 0 | 0
8605 | 0 | 0
8606 | 0 | 0
8607 | 0 | 0
8608 | 0 | 0
8609 | 0 | 0
8610 | 0 | 0
8611 | 0 | 0
8612 | 0 | 0
8613 | 0 | 0
8614 | 0 | 0
8615 | 0 | 0
8616 | 0 | 0
8617 | 0 | 0
8618 | 0 | 0
8619 | 0 | 0
8620 | 0 | 0
8621 | 0 | 0
8622 | 0 | 0
8623 | 0 | 0
8624 | 0 | 0
8625 | 0 | 0
8626 | 0 | 0
8627 | 0 | 0
8628 | 0 | 0
8629 | 0 | 0
8630 | 0 | 0
8631 | 0 | 0
8632 | 0 | 0
8633 | 0 | 0
8634 | 0 | 0
8635 | 0 | 0
8636 | 0 | 0
8637 | 0 | 0
8638 | 0 | 0
8639 | 0 | 0
8640 | 0 | 0
8641 | 0 | 0
8642 | 0 | 0
8643 | 0 | 0
8644 | 0 | 0
8645 | 0 | 0
8646 | 0 | 0
8647 | 0 | 0
8648 | 0 | 0
8649 | 0 | 0
8650 | 0 | 0
8651 | 0 | 0
8652 | 0 | 0
8653 | 0 | 0
8654 | 0 | 0
8655 | 0 | 0
8656 | 0 | 0
8657 | 0 | 0
8658 | 0 | 0
8659 | 0 | 0
8660 | 0 | 0
8661 | 0 | 0
8662 | 0 | 0
8663 | 0 | 0
8664 | 0 | 0
8665 | 0 | 0
8666 | 0 | 0
8667 | 0 | 0
8668 | 0 | 0
8669 | 0 | 0
8670 | 0 | 0
8671 | 0 | 0
8672 | 0 | 0
8673 | 0 | 0
8674 | 0 | 0
8675 | 0 | 0
8676 | 0 | 0
8677 | 0 | 0
8678 | 0 | 0
8679 | 0 | 0
8680 | 0 | 0
8681 | 0 | 0
8682 | 0 | 0
8683 | 0 | 0
8684 | 0 | 0
8685 | 0 | 0
8686 | 0 | 0
8687 | 0 | 0
8688 | 0 | 0
8689 | 0 | 0
8690 | 0 | 0
8691 | 0 | 0
8692 | 0 | 0
8693 | 0 | 0
8694 | 0 | 0
8695 | 0 | 0
8696 | 0 | 0
8697 | 0 | 0
8698 | 0 | 0
8699 | 0 | 0
8700 | 0 | 0
8701 | 0 | 0
8702 | 0 | 0
8703 | 0 | 0
8704 | 0 | 0
8705 | 0 | 0
8706 | 0 | 0
8707 | 0 | 0
8708 | 0 | 0
8709 | 0 | 0
8710 | 0 | 0
8711 | 0 | 0
8712 | 0 | 0
8713 | 0 | 0
8714 | 0 | 0
8715 | 0 | 0
8716 | 0 | 0
8717 | 0 | 0
8718 | 0 | 0
8719 | 0 | 0
8720 | 0 | 0
8721 | 0 | 0
8722 | 0 | 0
8723 | 0 | 0
8724 | 0 | 0
8725 | 0 | 0
8726 | 0 | 0
8727 | 0 | 0
8728 | 0 | 0
8729 | 0 | 0
8730 | 0 | 0
8731 | 0 | 0
8732 | 0 | 0
8733 | 0 | 0
8734 | 0 | 0
8735 | 0 | 0
8736 | 0 | 0
8737 | 0 | 0
8738 | 0 | 0
8739 | 0 | 0
8740 | 0 | 0
8741 | 0 | 0
8742 | 0 | 0
8743 | 0 | 0
8744 | 0 | 0
8745 | 0 | 0
8746 | 0 | 0
8747 | 0 | 0
8748 | 0 | 0
8749 | 0 | 0
8750 | 0 | 0
8751 | 0 | 0
8752 | 0 | 0
8753 | 0 | 0
8754 | 0 | 0
8755 | 0 | 0
8756 | 0 | 0
8757 | 0 | 0
8758 | 0 | 0
8759 | 0 | 0
8760 | 0 | 0