## Cover
Investment Case Workbook - Factory A Vietnam ESCO E2E
ESCO discount-to-EVN tariff (behind-the-meter) · prepared 2026-09-12 · REopt dispatch + proforma_vietnam financial engine
REopt run UUID: c8085709-50bd-4d26-8fa5-421a78e213bd
Model validation status |  | Live tie-out of every Excel-derived metric against the engine
Colour legend
Hardcoded input / engine output | Case file terms, REopt dispatch results, 8760-h settlement totals, tie-out references
Live Excel formula (white) | Everything derivable is a formula - trace with Excel's formula auditing tools
PASS / REVIEW check cell | Excel-vs-engine tie-out at stated tolerances
Contents
Executive Summary | Headline KPIs for both counterparties
Assumptions | Every case input & contract term with unit, source and named cell
Model Basis | Methodology, settlement math, simplifications register
Pro Forma (Audit) | Full cash flow rebuilt with live formulas + engine tie-out
FX Sensitivity | USD returns under VND depreciation (editable)
Buyer Analysis | Offtaker savings vs business-as-usual
Developer Returns | Sources & uses, coverage, equity cash flow
Technical Results | System sizing, year-1 energy balance, bill comparison
Battery SOH | State of health replayed from the solved dispatch; drives the battery derate
Dispatch Profile | 8760-h dispatch incl. original PV generation; chart shows the peak-load week
Load Duration | Load and net-load duration curves
Prepared for investment and lending review. Figures are model outputs, not offers; REopt sizing is optimizer output and may shift with solver versions.
Regenerate offline anytime: python -m proforma_vietnam.rebuild_report --case-dir <case>.

## Executive Summary
Investment & PPA Negotiation Summary - Factory A Vietnam ESCO E2E
ESCO discount-to-EVN tariff (behind-the-meter) · prepared 2026-09-12 · REopt dispatch + proforma_vietnam financial model
Project & System
PV Size (kW) | 6071.1591
Battery Power (kW) | 2220.2
Battery Energy (kWh) | 14337.33
Total Investment (USD) | 4812251.968
Contract Terms
ESCO Energy Price (fraction of EVN tariff) | 90%
Demand Savings Share to ESCO | 80%
Analysis Period (Years) | 20
Developer (Seller) Returns
Equity IRR | 7.739%
Project IRR | 8.033%
NPV (USD) | -470728.8527 | At owner discount rate
Minimum DSCR (debt years) | 0.78305 | Lender covenant view
Average DSCR | 0.91699
Simple Payback (Years) | 13.8386
Equity Investment (USD) | 1443675.5904
Debt Principal (USD) | 3368576.3776
Buyer (Offtaker) Outcome
Year 1 BAU Cost (USD) | 720408.62
Year 1 Cost With Project (USD) | 654002.5644
Year 1 Buyer Savings (USD) | 66406.0556
Year 1 Savings (% of BAU) | 9.218%
First 10 Years Buyer Savings (USD) | 704946.7752 | Cumulative, years 1-10
First 10 Years Savings (% of BAU) | 8.15%
Lifetime Buyer Savings (USD) | 1458223.8076 | Sum over analysis period
Lifetime Savings (% of BAU) | 6.797%
Model Basis & Conventions
• ESCO is paid a discount to the time-specific EVN tariff for project-served energy.
• PV degradation, O&M escalation and battery replacement (REopt schedule) are applied across the analysis period.
• PV straight-line depreciation over 20 years (Circular 45/2013/TT-BTC permits 7-20 years for generating equipment).
• Vietnam CIT: 4-year exemption + 9-year 50% reduction from first profitable year; 5-year tax-loss carryforward.
• All USD figures at the fixed contract exchange rate (see Assumptions); FX drift between VND revenue and USD reporting is quantified on the FX Sensitivity sheet.

## Assumptions
Assumptions & Model Inputs
Shaded cells are hardcoded inputs (case file or engine output); named cells drive every formula on the Pro Forma (Audit) sheet.
Project & Run
Case name | Factory A Vietnam ESCO E2E |  | case.json
Financing structure | ESCO discount-to-EVN (behind-the-meter) |  | proforma_vietnam.structures
REopt run UUID | c8085709-50bd-4d26-8fa5-421a78e213bd |  | REopt API
Report prepared | 2026-09-12
Analysis period | 20 | years | proforma_vietnam.defaults replacement policy (PROJECT_YEARS) unless case.json financial.analysis_years overrides
Tariff year | 2025 |  | case.json tariff.year
Voltage level | 22-110kV |  | case.json tariff.voltage_level
TOU schedule | decision_963 |  | case.json tariff.tou_schedule
Site & Load Profile (case.json)
Latitude | 10.8231 | deg | case.json site.latitude
Longitude | 106.6297 | deg | case.json site.longitude
Load profile file | Sample Load Profile/Emivest_clean.csv |  | case.json load_profile.path (8760 hourly kW)
Load year | 2025 |  | case.json load_profile.year
PV Technology (case.json)
PV minimum size | 0 | kW | case.json technologies.pv.min_kw
PV maximum size | 10000 | kW | case.json technologies.pv.max_kw
PV installed cost | 480 | USD/kW | case.json technologies.pv.installed_cost_per_kw
PV O&M cost | 6 | USD/kW/yr | case.json technologies.pv.om_cost_per_kw
PV degradation (case input) | 0.5% | per year | case.json technologies.pv.degradation_fraction
PVWatts tilt | 10 |  | case.json technologies.pv.pvwatts (production factor inputs)
PVWatts azimuth | 180 |  | case.json technologies.pv.pvwatts (production factor inputs)
PVWatts array_type | 1 |  | case.json technologies.pv.pvwatts (production factor inputs)
PVWatts module_type | 0 |  | case.json technologies.pv.pvwatts (production factor inputs)
PVWatts losses | 14 |  | case.json technologies.pv.pvwatts (production factor inputs)
PVWatts dc_ac_ratio | 1.2 |  | case.json technologies.pv.pvwatts (production factor inputs)
Storage Technology (case.json)
Storage minimum power | 0 | kW | case.json technologies.storage.min_kw
Storage maximum power | 5000 | kW | case.json technologies.storage.max_kw
Storage minimum energy | 0 | kWh | case.json technologies.storage.min_kwh
Storage maximum energy | 20000 | kWh | case.json technologies.storage.max_kwh
Storage cost per kW | 80 | USD/kW | case.json technologies.storage.installed_cost_per_kw
Storage cost per kWh | 120 | USD/kWh | case.json technologies.storage.installed_cost_per_kwh
Storage fixed cost | 0 | USD | case.json technologies.storage.installed_cost_constant
O&M (fraction of installed cost) | 1% | per year | case.json technologies.storage.om_cost_fraction_of_installed_cost
Currency & FX
Model currency | USD |  | EVN tariff converted VND→USD before REopt; see Model Basis
Contract exchange rate | 26300 | VND per USD | case.json tariff.exchange_rate_vnd_per_usd
FX treatment | Held flat over the analysis period |  | Simplification - see FX Sensitivity sheet
Capital Costs
PV capex | 2914156.368 | USD | REopt PV size_kw × installed_cost_per_kw
BESS capex | 1898095.6 | USD | REopt ElectricStorage initial_capital_cost
Other capex | 0 | USD | case.json (developer overrides)
Total investment |  | USD | Formula: PV + BESS + Other
Operating Costs
Year-1 O&M | 55407.9119 | USD/yr | REopt Financial.year_one_om_costs_before_tax
O&M escalation | 3% | per year | vietnam_defaults.json / case.json financial.om_escalation_rate
Replacement Policy
Battery replacement | Not scheduled inside the 20 year horizon |  | Client direction 2026-09-12: capacity fade is carried on the Battery SOH sheet and derates the battery's savings; REopt sent replace_cost 0. Opt in per case with technologies.storage.replacement
Battery cycle life (EFC to 80 percent) | 8000 | cycles | proforma_vietnam.defaults BESS_CYCLE_LIFE_EFC unless case.json technologies.storage.cycle_life_efc overrides (sets the SOH cycle fade: (1 - 0.80) / cycle life per kWh discharged)
PV inverter replacement year | 11 | year | proforma_vietnam.defaults replacement policy
PV inverter replacement fraction of PV capex | 10% | fraction | proforma_vietnam.defaults replacement policy
PV inverter replacement cost | 291415.6368 | USD | Engine: fraction x solved PV capex (none booked when the run has no PV)
Tariff & Escalation
EVN energy escalation | 4% | per year | case.json tariff.evn_energy_escalation_rate
EVN capacity (demand) escalation | 5% | per year | case.json tariff.evn_capacity_escalation_rate
PV degradation | 0.5% | per year | REopt PV.degradation_fraction
Tariff currency fed to REopt | USD |  | case.json tariff.currency
Two-component tariff pilot | TRUE | yes/no | case.json tariff.two_component_pilot_enabled
Contract Terms
ESCO energy price (fraction of EVN tariff) | 90% | fraction | case.json esco_contract.esco_energy_discount_fraction
Demand savings share to ESCO | 80% | fraction | case.json esco_contract.demand_savings_esco_share
Grid charging enabled | FALSE | yes/no | case.json esco_contract.grid_charging_enabled
Financing
Debt fraction | 70% | of total capex | vietnam_defaults.json / case.json financial.debt_fraction
Debt interest rate | 8.5% | per year | vietnam_defaults.json / case.json financial.debt_interest_rate_fraction
Debt term | 10 | years | vietnam_defaults.json / case.json financial.debt_term_years
Debt principal |  | USD | Formula: total investment × debt fraction
Equity investment |  | USD | Formula: total investment − debt
Annual debt payment (level) |  | USD/yr | Standard annuity over the debt term
Owner discount rate | 10% | per year | case.json financial.owner_discount_rate_fraction
Tax & Depreciation (Vietnam)
CIT regime | Standard + holiday (conservative ESCO default) |  | proforma_vietnam.cash_flow (structure-dependent; explicit override wins)
CIT standard rate | 20% | of taxable income | Law 67/2025/QH15; vietnam_defaults.json
CIT holiday | 4 | years | Law 67/2025 (from first profitable year); Circular 78/2014 Art. 18 shape
CIT reduced-rate period | 9 | years | Law 67/2025; Circular 78/2014 Art. 18 shape
CIT reduction during period | 50% | of applicable base rate | Law 67/2025 (50% of base rate)
Tax-loss carryforward limit | 5 | years | Law 67/2025; Circular 78/2014 Art. 9 shape
Incentive clock cap | 4 | year (latest start) | Law 67/2025; Circular 78/2014 Art. 18 shape
PV depreciation (straight-line) | 20 | years | Circular 45/2013/TT-BTC (7–20 yr band)
BESS depreciation (straight-line) | 8 | years | Circular 45/2013/TT-BTC
Year-1 Engine Outputs (hardcoded - dispatch × tariff, not derivable in-sheet)
Year-1 BAU EVN bill | 720408.62 | USD | REopt ElectricTariff.year_one_bill_before_tax_bau
Year-1 optimized EVN bill | 193693.2058 | USD | REopt ElectricTariff.year_one_bill_before_tax
Year-1 BAU demand charge | 223708.68 | USD | REopt year_one_demand_cost_before_tax_bau
Year-1 optimized demand charge | 82363.7707 | USD | REopt year_one_demand_cost_before_tax
Year-1 demand savings base | 141344.9093 | USD | max(BAU − optimized demand charge, 0)
Year-1 served-energy retail value | 385370.5201 | USD | Σ project-served kWh × EVN TOU rate (8760 h)
Year-1 battery energy revenue base | 187725.383 | USD | Battery-served kWh x TOU rate x ESCO discount (inside the served series (PV-charged storage))
Year-1 battery served-energy retail value | 208583.7589 | USD | Battery-served kWh x EVN TOU rate
Year-1 battery net energy value outside served | 0 | USD | Discharge at retail minus grid charging (direct ownership / battery-only cases)
Year-1 battery demand relief | 131444.8451 | USD | PV-only counterfactual demand charge minus solved (counterfactual)
Battery share of matched energy | 46.86% | fraction | Battery-served kWh / project-served kWh
Year-1 ESCO energy revenue base | 346833.4681 | USD | Σ served kWh × EVN TOU rate × ESCO discount
Year-1 grid arbitrage base | 0 | USD | REopt net grid arbitrage × ESCO share
Other Assumptions (assumptions.json echo)
rate_vintage_source | EVN two-component pilot tariff, EVNNPC ref. 7646/BCT-ĐL (2025-10-09); official pilot billing from 2026-07 for selected ≥200,000 kWh/month ≥22kV customers |  | assumptions.json
rate_vintage_year | 2025 |  | assumptions.json
tariff_category | manufacturing |  | assumptions.json
two_component_avg_monthly_kwh | 778341 |  | assumptions.json
two_component_eligible | TRUE |  | assumptions.json

## Model Basis
Model Basis, Conventions & Simplifications
1. Model architecture
• REopt (NLR optimization engine) selects PV/BESS sizing and hourly dispatch against the EVN time-of-use tariff over an 8760-hour year.
• proforma_vietnam post-processes the REopt run: an hourly ND57/2025 DPPA settlement layer (when applicable) and a 20-year developer cash flow with Vietnam tax and debt.
• This workbook is generated from that engine. The Pro Forma (Audit) sheet re-derives the full cash flow with live Excel formulas from the named inputs on the Assumptions sheet; the Checks block ties every metric back to the engine (PASS/REVIEW).
2. Currency & FX
• All money flows are computed in USD at the fixed contract rate (26,300 VND/USD).
• Underlying revenue is VND-denominated (EVN tariff, FMP market, DPPA fees). Holding FX flat for the analysis period is a simplification: the FX Sensitivity sheet quantifies USD-reported returns under 0-3%/yr VND depreciation.
• Sheets that show VND amounts (Hourly/Monthly Settlement, DPPA fee inputs) are VND-native regulatory quantities, not conversions.
• Debt is assumed VND-denominated (local bank), so DSCR is FX-neutral.
3. Settlement math - ESCO discount-to-EVN
• The ESCO is paid a contracted fraction of the time-specific EVN tariff for project-served energy (PV→load, plus battery→load when the battery cannot grid-charge).
• Demand-charge savings vs BAU are split between ESCO and offtaker at the contracted share.
• Year-1 revenue is computed from the 8760-hour REopt dispatch × TOU rates; later years scale by EVN escalation and PV degradation factors shown on the Pro Forma (Audit) sheet.
4. Multi-year mechanics
• PV degradation compounds on generation-linked terms; energy lost to degradation is repurchased from EVN at retail (added to the buyer's residual bill / C_BL).
• O&M escalates at its own rate. Battery: no scheduled replacement inside the horizon (client direction 2026-09-12); capacity fade is carried by the Battery SOH curve and derates the battery's savings each year. The PV inverter is booked in year 11 at 10 percent of the solved PV capex.
• Battery state of health: REopt.jl v0.57.0's daily fade recurrence (calendar fade on the average stored energy, cycle fade on the energy discharged) replayed over the horizon on the solved year-1 dispatch, with the hours-per-time-step factor removed so 15 minute and hourly solves age alike. Cycle life 8,000 EFC to 80 percent sets the cycle coefficient. The battery's share of energy revenue, retail repurchase, demand relief and grid arbitrage is multiplied by the year's average SOH; energy delivered is assumed to scale with capacity (the battery treated as capacity-bound every day), an upper bound on the loss. The optimiser does not see the curve. See the Battery SOH sheet.
• Debt: level-payment annuity over the debt term (interest + principal split per the Debt Schedule block).
• CIT regime: standard rate with holiday (Law 67/2025; legacy Circular 78/2014 shape) - 20% base rate throughout. Conservative default for a service ESCO, whose RE-producer status is a legal question; grandfathered projects keep old-law incentives. The 4-year exemption and 9-year 50%-reduction periods count from the first profitable year, no later than year 4; the 50% reduction applies to the then-applicable base rate. Tax losses carry forward at most 5 consecutive years, consumed FIFO - the carryforward schedule is fully visible on the Pro Forma sheet.
• Straight-line depreciation: PV over the configured life within the 7-20y band of Circular 45/2013/TT-BTC; BESS over its own life.
• Battery replacement is CAPITALIZED, not expensed (VAS / Circular 45/2013): each replacement battery is a fixed asset depreciated straight-line over the 8-year BESS class life from its in-service (replacement) year, with each replacement year carrying its own schedule. The replacement cash outflow is unchanged - only the CIT deduction timing shifts from a single full deduction to the depreciation stream.
5. Simplifications register (disclosed for audit)
• Fixed FX over the analysis period - quantified on the FX Sensitivity sheet.
• Battery replacement depreciation is truncated at the analysis horizon: charges beyond the final year are simply not taken and the undepreciated remainder is not written off (no terminal disposal/salvage of the replaced or residual battery is modelled).
• VAT is out of scope (pass-through assumed for both parties).
• No working-capital, DSRA, or terminal/residual value is modelled.
• A single dispatch year (8760 h) is escalated; no re-dispatch in later years.
• REopt sizing is optimizer output and can vary slightly between solver versions; the financial post-processing is deterministic given results.json.
6. How to validate this workbook
• 1) Assumptions sheet: confirm every shaded input against the case file / contract term sheet.
• 2) Pro Forma (Audit): trace any line - formulas reference named cells (e.g. ESC_ENERGY, DEBT_RATE) and prior rows only.
• 3) Checks block: every metric shows Excel vs engine with PASS/REVIEW at stated tolerances (amounts $1, rates 5 bp, DSCR 0.005, payback 0.05 yr).
• 4) FX Sensitivity: rate cells are editable; Excel recomputes IRR/NPV live.
• 5) Technical sheets (Technical Results, Dispatch Profile, Load Duration, Settlement) are engine output for record. The Dispatch sheet's PV production factor (kWh/kW, PVWatts-derived) is the hourly solar-resource signal - REopt does not persist raw irradiance.
7. Key references
• ND57/2025 (DPPA decree) Art. 14-18 - settlement chain and eligibility.
• NSMO/CD7 simulation examples - k price-only conversion (Ví dụ 1), CfD cap on matched volume (Ví dụ 4).
• Law 67/2025/QH15 + Decree 320/2025/NĐ-CP - CIT rates, RE-producer preferential incentive, holiday & loss carryforward (legacy Circular 78/2014 Art. 9, 18 shape kept for the standard regime).
• Circular 45/2013/TT-BTC - fixed-asset depreciation bands.
• EVN retail tariff (current & QĐ963 TOU structures) as configured in the case file.

## Pro Forma (Audit)
Pro Forma (Audit) - every white cell is a live Excel formula
Shaded cells are hardcoded engine outputs (REopt dispatch / 8760-h settlement / tie-out reference). All other cells derive from the named cells on the Assumptions sheet. Currency: USD at the fixed contract FX rate.
TIMELINE & INDEXATION
Year | index | 0 | 1 | 2 | 3 | 4 | 5 | 6 | 7 | 8 | 9 | 10 | 11 | 12 | 13 | 14 | 15 | 16 | 17 | 18 | 19 | 20
EVN energy escalation factor | index
EVN capacity escalation factor | index
O&M escalation factor | index
PV degradation factor | index
Battery SOH factor (year average) | index | 1 | 0.99152 | 0.98149 | 0.97319 | 0.96547 | 0.95808 | 0.9509 | 0.94388 | 0.93698 | 0.93018 | 0.92346 | 0.9168 | 0.91019 | 0.90364 | 0.89713 | 0.89065 | 0.88421 | 0.8778 | 0.87141 | 0.86506 | 0.85872
REVENUE (USD)
ESCO energy revenue (discount-to-EVN) | USD
Demand charge savings (total) | USD
ESCO share of demand savings | USD
Grid arbitrage revenue | USD
Total developer revenue | USD
OPERATING COSTS (USD)
O&M | USD
Equipment replacement (engine schedule) | USD |  | 0 | 0 | 0 | 0 | 0 | 0 | 0 | 0 | 0 | 0 | 291415.6368 | 0 | 0 | 0 | 0 | 0 | 0 | 0 | 0 | 0
EBITDA | USD
DEBT SCHEDULE (USD)
Opening debt balance | USD
Interest | USD
Principal repayment | USD
Debt service | USD
Closing debt balance | USD
DEPRECIATION & VIETNAM CIT (USD)
PV depreciation (straight-line) | USD
BESS depreciation (straight-line) | USD
Replacement depreciation (in-service yr 11) | USD
Total depreciation | USD
Taxable income before loss relief (EBT) | USD
New tax loss arising | USD
Assessable income (pre-relief) | USD
Loss vintage aged 1y - available | USD | 1: 0
Loss vintage aged 2y - available | USD | 1: 0
Loss vintage aged 3y - available | USD | 1: 0
Loss vintage aged 4y - available | USD | 1: 0
Loss vintage aged 5y - available | USD | 1: 0
Loss vintage aged 5y - utilised | USD
Loss vintage aged 4y - utilised | USD
Loss vintage aged 3y - utilised | USD
Loss vintage aged 2y - utilised | USD
Loss vintage aged 1y - utilised | USD
Loss relief utilised (FIFO, ≤5y old) | USD
Taxable income after loss relief | USD
Profitable-to-date flag (starts CIT clock) | 0/1
CIT clock start year (first profit, capped) |  | 1: Circular 78/2014 Art. 18
Applicable CIT rate | %
CIT payable | USD
CASH FLOW & COVERAGE (USD)
Cash available for debt service (CFADS) | USD
Project cash flow (unlevered, post-tax) | USD
Equity cash flow | USD
Cumulative equity cash flow | USD
DSCR (debt years) | x
OFFTAKER (BUYER) POSITION (USD)
BAU EVN bill (energy + demand) | USD
Buyer cost with project | USD
Buyer savings vs BAU | USD
Buyer savings (% of BAU) | %
RETURN METRICS (Excel formulas)
Equity IRR
Project IRR (unlevered)
Equity NPV @ owner discount rate
Minimum DSCR (debt years) |  | 1: MIN ignores the blank non-debt years
Average DSCR (debt years)
First year cumulative equity CF ≥ 0
Simple equity payback |  | 1: years
ROI (cumulative equity CF / equity)
Buyer savings, years 1-10 (% of BAU)
CHECKS - EXCEL vs ENGINE (per-year tie-out)
Equity cash flow (engine) | USD | -1443675.5904 | -111380.0985 | -97516.9755 | -82647.8521 | -67069.9039 | -50829.2098 | -33932.3997 | -16372.0499 | 1865.9946 | 20799.7944 | 10886.194 | 243610.5447 | 554063.5703 | 573811.0725 | 594292.9668 | 615534.6466 | 637562.5914 | 607263.2918 | 628315.9309 | 642858.4462 | 665489.0218
CFADS (engine) | USD |  | 402016.8967 | 415880.0197 | 430749.1431 | 446327.0913 | 462567.7854 | 479464.5955 | 497024.9453 | 515262.9897 | 534196.7896 | 524283.1892 | 243610.5447 | 554063.5703 | 573811.0725 | 594292.9668 | 615534.6466 | 637562.5914 | 607263.2918 | 628315.9309 | 642858.4462 | 665489.0218
CIT (engine) | USD |  | 0 | 0 | 0 | 0 | 0 | 0 | 0 | 0 | 0 | 29563.8345 | 39210.1565 | 41325.4219 | 43519.5888 | 45795.3549 | 48155.5415 | 50603.0909 | 106282.1297 | 111545.2895 | 124287.6569 | 129945.3009
Max ¦Excel − engine¦ this year | USD
Check |  | 0: Excel; 1: Engine; 2: Delta; 3: Status
Per-year cash flow tie-out (max delta, all years) |  | 1: 0
Equity IRR |  | 1: 7.739%
Project IRR |  | 1: 8.033%
Equity NPV |  | 1: -470728.8527
Minimum DSCR |  | 1: 0.78305
Average DSCR |  | 1: 0.91699
Simple equity payback |  | 1: 13.8386
ROI |  | 1: 369.7%
Buyer savings, years 1-10 (% of BAU) |  | 1: 8.15%

## FX Sensitivity
FX Sensitivity - VND depreciation vs USD returns
Cash flows are VND-denominated (EVN tariff / DPPA settlement) but reported in USD at the fixed contract rate. Each scenario deflates the year-t USD equity cash flow by (1+d)^t. Debt is assumed VND-denominated, so DSCR is unchanged. The rate cells are editable; engine columns validate the default scenarios.
VND depreciation (per year) | Equity IRR (USD) | Equity NPV (USD) | Equity IRR (engine) | Equity NPV (engine) | Status
0% |  |  | 7.739% | -470728.8527
1% |  |  | 6.672% | -645815.6108
2% |  |  | 5.627% | -793408.5072
3% |  |  | 4.601% | -918018.7011
Helper - FX-adjusted equity cash flow per scenario (USD): CF_t / (1 + d)^t
| 0 | 1 | 2 | 3 | 4 | 5 | 6 | 7 | 8 | 9 | 10 | 11 | 12 | 13 | 14 | 15 | 16 | 17 | 18 | 19 | 20

## Buyer Analysis
Buyer Analysis - Cost vs Business-As-Usual
Annual electricity cost with the project compared against the EVN-only baseline (USD)
Year 1 Snapshot
| Year 1 BAU Cost (USD) | 720408.62
| Year 1 Cost With Project (USD) | 654002.5644
| Year 1 Savings (USD) | 66406.0556
| Year 1 Savings (% of BAU) | 9.218%
| First 10 Years Savings (USD) | 704946.7752 | Cumulative, years 1-10
| First 10 Years Savings (% of BAU) | 8.15%
| Lifetime Savings (USD) | 1458223.8076 | Cumulative over analysis period
| Lifetime Savings (% of BAU) | 6.797%
Year | BAU Cost (USD) | Cost With Project (USD) | Savings (USD) | Savings (% of BAU) | Cumulative Savings (USD)
1 | 720408.62 | 654002.5644 | 66406.0556 | 9.218% | 66406.0556
2 | 749224.9648 | 681882.0997 | 67342.8651 | 8.988% | 133748.9207
3 | 779193.9634 | 710872.7288 | 68321.2346 | 8.768% | 202070.1553
4 | 810361.7219 | 741076.5044 | 69285.2175 | 8.55% | 271355.3728
5 | 842776.1908 | 772557.4868 | 70218.704 | 8.332% | 341574.0768
6 | 876487.2384 | 805375.8574 | 71111.381 | 8.113% | 412685.4578
7 | 911546.728 | 839592.1022 | 71954.6258 | 7.894% | 484640.0836
8 | 948008.5971 | 875268.2971 | 72740.3 | 7.673% | 557380.3837
9 | 985928.941 | 912468.6782 | 73460.2628 | 7.451% | 630840.6464
10 | 1025366.0986 | 951259.9698 | 74106.1288 | 7.227% | 704946.7752
11 | 1066380.7426 | 991711.6159 | 74669.1267 | 7.002% | 779615.9019
12 | 1109035.9723 | 1033895.97 | 75140.0023 | 6.775% | 854755.9042
13 | 1153397.4112 | 1077888.4659 | 75508.9452 | 6.547% | 930264.8494
14 | 1199533.3076 | 1123767.7812 | 75765.5264 | 6.316% | 1006030.3759
15 | 1247514.6399 | 1171615.9985 | 75898.6414 | 6.084% | 1081929.0172
16 | 1297415.2255 | 1221518.7699 | 75896.4556 | 5.85% | 1157825.4728
17 | 1349311.8345 | 1273565.4832 | 75746.3513 | 5.614% | 1233571.8241
18 | 1403284.3079 | 1327849.4354 | 75434.8725 | 5.376% | 1309006.6966
19 | 1459415.6802 | 1384468.0105 | 74947.6697 | 5.135% | 1383954.3663
20 | 1517792.3074 | 1443522.8661 | 74269.4413 | 4.893% | 1458223.8076

## Developer Returns
Developer Returns - Financing & Cash Flow
Seller/ESCO investment case: sources & uses, return metrics and annual equity cash flow (USD)
Sources & Uses
| Total Investment (USD) | 4812251.968
| Debt Principal (USD) | 3368576.3776
| Equity Investment (USD) | 1443675.5904
Return Metrics
| Equity IRR | 7.739%
| Project IRR | 8.033%
| NPV (USD) | -470728.8527 | At owner discount rate
| Minimum DSCR (debt years) | 0.78305
| Average DSCR | 0.91699
| Simple Payback (Years) | 13.8386
| ROI (cumulative equity CF / equity) | 369.7%
Year | Revenue (USD) | O&M + Replacement (USD) | CIT (USD) | CFADS (USD) | Debt Service (USD) | DSCR | Equity Cash Flow (USD) | Cumulative Equity CF (USD)
1 | 457424.8086 | 55407.9119 | 0 | 402016.8967 | 513396.9952 | 0.78305 | -111380.0985 | -1555055.6889
2 | 472950.169 | 57070.1493 | 0 | 415880.0197 | 513396.9952 | 0.81006 | -97516.9755 | -1652572.6644
3 | 489531.3968 | 58782.2537 | 0 | 430749.1431 | 513396.9952 | 0.83902 | -82647.8521 | -1735220.5165
4 | 506872.8126 | 60545.7213 | 0 | 446327.0913 | 513396.9952 | 0.86936 | -67069.9039 | -1802290.4204
5 | 524929.8784 | 62362.093 | 0 | 462567.7854 | 513396.9952 | 0.90099 | -50829.2098 | -1853119.6301
6 | 543697.5513 | 64232.9558 | 0 | 479464.5955 | 513396.9952 | 0.93391 | -33932.3997 | -1887052.0298
7 | 563184.8897 | 66159.9445 | 0 | 497024.9453 | 513396.9952 | 0.96811 | -16372.0499 | -1903424.0797
8 | 583407.7325 | 68144.7428 | 0 | 515262.9897 | 513396.9952 | 1.0036 | 1865.9946 | -1901558.0852
9 | 604385.8746 | 70189.0851 | 0 | 534196.7896 | 513396.9952 | 1.0405 | 20799.7944 | -1880758.2908
10 | 626141.7813 | 72294.7576 | 29563.8345 | 524283.1892 | 513396.9952 | 1.0212 | 10886.194 | -1869872.0968
11 | 648699.9383 | 365879.2371 | 39210.1565 | 243610.5447 | 0 |  | 243610.5447 | -1626261.5521
12 | 672086.5006 | 76697.5084 | 41325.4219 | 554063.5703 | 0 |  | 554063.5703 | -1072197.9818
13 | 696329.095 | 78998.4336 | 43519.5888 | 573811.0725 | 0 |  | 573811.0725 | -498386.9092
14 | 721456.7083 | 81368.3866 | 45795.3549 | 594292.9668 | 0 |  | 594292.9668 | 95906.0576
15 | 747499.6263 | 83809.4382 | 48155.5415 | 615534.6466 | 0 |  | 615534.6466 | 711440.7042
16 | 774489.4037 | 86323.7214 | 50603.0909 | 637562.5914 | 0 |  | 637562.5914 | 1349003.2956
17 | 802458.8545 | 88913.433 | 106282.1297 | 607263.2918 | 0 |  | 607263.2918 | 1956266.5874
18 | 831442.0563 | 91580.836 | 111545.2895 | 628315.9309 | 0 |  | 628315.9309 | 2584582.5183
19 | 861474.3642 | 94328.2611 | 124287.6569 | 642858.4462 | 0 |  | 642858.4462 | 3227440.9645
20 | 892592.4316 | 97158.1089 | 129945.3009 | 665489.0218 | 0 |  | 665489.0218 | 3892929.9863

## Technical Results
Metric | Value
System Sizing
PV Size (kW) | 6071.1591
Battery Power (kW) | 2220.2
Battery Energy (kWh) | 14337.33
Annual Energy Balance (Year 1)
PV to Load (kWh) | 3646660.2519
PV to Storage (kWh) | 3573522.936
PV to Grid (kWh) | 0
Storage to Load (kWh) | 3215268.5247
Grid to Load (kWh) | 2747007.839
PV Curtailed (kWh) | 1328267.3626
Grid to Storage (kWh) | 0
Year-1 Utility Bill Comparison
BAU Utility Bill (USD) | 720408.62
Optimized Utility Bill (USD) | 193693.2058
Utility Bill Savings (USD) | 526715.4142
BAU Demand Charge (USD) | 223708.68
Optimized Demand Charge (USD) | 82363.7707
Demand Charge Savings (USD) | 141344.9093
Solar Resource (Year 1)
Annual POA Irradiation (kWh/m²) | 1929.6822
Performance Ratio (Year 1) | 72.97%

## Battery SOH
Battery state of health
Method: REopt.jl v0.57.0 daily fade recurrence replayed over the horizon on the solved year-1 dispatch. SOH[d] = SOH[d-1] - (k_cal x a x Eavg[d-1] x d^(a-1) + k_cyc x E_discharged[d-1]), SOH in kWh, with the hours-per-time-step factor removed (h = 1) so 15 minute and hourly solves age alike.
Cycle fade: k_cyc = (1 - 0.80) / cycle life = 2.500e-05 kWh lost per kWh discharged (cycle life 8,000 EFC to 80 percent).
Calendar fade: k_cal = 1.16e-03, exponent a = 0.428 (NREL laboratory defaults, no chemistry or temperature calibration).
Use: the year-average SOH multiplies the battery's share of the savings on the Pro Forma (Audit) sheet (row 'Battery SOH factor'). Energy delivered is assumed to scale with capacity, the battery treated as capacity-bound every day: an upper bound on the loss. The optimiser does not see this curve; no battery replacement is scheduled unless the case opts in.
Energy attribution: inside the served series (PV-charged storage). Demand attribution: counterfactual.
Nominal capacity (kWh) | 14337.33
SOH end of year 10 | 92.01%
SOH end of year 20 | 85.56%
First year below 80 percent | Not within the 20 year horizon
Equivalent full cycles, year 1 | 224.2585
Equivalent full cycles, cumulative | 4485.1706
Average daily discharge, year 1 (kWh) | 8808.9549
Value lost to fade over the horizon (USD) | 930134.998
Year | SOH end of year | SOH year average (derate factor) | Usable capacity (kWh) | EFC in year | Cumulative EFC | Calendar fade (kWh) | Cycle fade (kWh) | Value lost to fade (USD) | End of life (80 percent)
0 | 100% | 100% | 14337.33 | 0 | 0 | 0 | 0 | 0 | 80%
1 | 98.6% | 99.15% | 14136.5621 | 224.2585 | 224.2585 | 120.6736 | 80.0943 | 2884.55 | 80%
2 | 97.72% | 98.15% | 14010.7235 | 224.2585 | 448.5171 | 45.4569 | 80.3817 | 6571.7054 | 80%
3 | 96.93% | 97.32% | 13896.7907 | 224.2585 | 672.7756 | 33.551 | 80.3817 | 9935.4152 | 80%
4 | 96.17% | 96.55% | 13788.8168 | 224.2585 | 897.0341 | 27.5923 | 80.3817 | 13357.1513 | 80%
5 | 95.45% | 95.81% | 13684.5673 | 224.2585 | 1121.2926 | 23.8678 | 80.3817 | 16928.5625 | 80%
6 | 94.74% | 95.09% | 13582.9195 | 224.2585 | 1345.5512 | 21.266 | 80.3817 | 20697.2057 | 80%
7 | 94.04% | 94.39% | 13483.2169 | 224.2585 | 1569.8097 | 19.321 | 80.3817 | 24696.093 | 80%
8 | 93.36% | 93.7% | 13385.0368 | 224.2585 | 1794.0682 | 17.7984 | 80.3817 | 28952.2664 | 80%
9 | 92.68% | 93.02% | 13288.0889 | 224.2585 | 2018.3268 | 16.5661 | 80.3817 | 33490.1595 | 80%
10 | 92.01% | 92.35% | 13192.1639 | 224.2585 | 2242.5853 | 15.5433 | 80.3817 | 38333.1779 | 80%
11 | 91.35% | 91.68% | 13097.1049 | 224.2585 | 2466.8438 | 14.6773 | 80.3817 | 43504.5443 | 80%
12 | 90.69% | 91.02% | 13002.7909 | 224.2585 | 2691.1023 | 13.9323 | 80.3817 | 49027.8034 | 80%
13 | 90.04% | 90.36% | 12909.1265 | 224.2585 | 2915.3609 | 13.2828 | 80.3817 | 54927.1512 | 80%
14 | 89.39% | 89.71% | 12816.0345 | 224.2585 | 3139.6194 | 12.7102 | 80.3817 | 61227.67 | 80%
15 | 88.74% | 89.07% | 12723.4519 | 224.2585 | 3363.8779 | 12.2008 | 80.3817 | 67955.5098 | 80%
16 | 88.1% | 88.42% | 12631.3263 | 224.2585 | 3588.1365 | 11.7439 | 80.3817 | 75138.0382 | 80%
17 | 87.46% | 87.78% | 12539.6135 | 224.2585 | 3812.395 | 11.3311 | 80.3817 | 82803.9724 | 80%
18 | 86.82% | 87.14% | 12448.2759 | 224.2585 | 4036.6535 | 10.9559 | 80.3817 | 90983.4997 | 80%
19 | 86.19% | 86.51% | 12357.2812 | 224.2585 | 4260.912 | 10.613 | 80.3817 | 99708.3939 | 80%
20 | 85.56% | 85.87% | 12266.6014 | 224.2585 | 4485.1706 | 10.2981 | 80.3817 | 109012.1282 | 80%

## Dispatch Profile
Hour | Load (kW) | PV Irradiation (W/m²) | PV Generation Total (kW) | PV to Load (kW) | PV to Storage (kW) | PV to Grid (kW) | PV Curtailed (kW) | Grid to Load (kW) | Grid to Storage (kW) | Storage to Load (kW)
1 | 1020 | 0 | 0 | 0 | 0 | 0 | 0 | 1020 | 0 | 0
2 | 1078.4 | 0 | 0 | 0 | 0 | 0 | 0 | 1051.487 | 0 | 28.0104
3 | 906.4 | 0 | 0 | 0 | 0 | 0 | 0 | 266.193 | 0 | 666.3126
4 | 860.8 | 0 | 0 | 0 | 0 | 0 | 0 | 0 | 0 | 895.9007
5 | 996.8 | 0 | 0 | 0 | 0 | 0 | 0 | 0 | 0 | 1037.4463
6 | 983.2 | 0 | 0 | 0 | 0 | 0 | 0 | 0 | 0 | 1023.2917
7 | 586.4 | 11.75 | 17.8067 | 17.8067 | 0 | 0 | 0 | 0 | 0 | 592.5049
8 | 104.269 | 120.27 | 550.982 | 108.5208 | -442.4613 | 0 | 0 | 0 | 0 | 0
9 | 89.172 | 270.88 | 1289.3507 | 92.8081 | -1196.5426 | 0 | 0 | 0 | 0 | 0
10 | 105.232 | 505.48 | 2392.085 | 109.523 | -2282.5619 | 0 | 0 | 0 | 0 | 0
11 | 89.626 | 573.07 | 2669.3 | 93.2807 | -2310.7295 | 0 | 265.2898 | 0 | 0 | 0
12 | 119.641 | 477.66 | 2204.0249 | 124.5196 | -2079.5053 | 0 | 0 | 0 | 0 | 0
13 | 82.892 | 358.27 | 1644.9082 | 86.2721 | -1558.6361 | 0 | 0 | 0 | 0 | 0
14 | 87.738 | 333.19 | 1530.1084 | 91.3157 | -1438.7927 | 0 | 0 | 0 | 0 | 0
15 | 106.186 | 229.93 | 1052.8123 | 110.5159 | -942.2964 | 0 | 0 | 0 | 0 | 0
16 | 98.846 | 202.24 | 937.4297 | 102.8777 | -341.8577 | 0 | 492.6944 | 0 | 0 | 0
17 | 88.262 | 121.2 | 543.9027 | 91.861 | 0 | 0 | 452.0416 | 0 | 0 | 0
18 | 94.791 | 11.75 | 9.0881 | 9.0881 | 0 | 0 | 0 | 0 | 0 | 89.5682
19 | 90.4 | 0 | 0 | 0 | 0 | 0 | 0 | 0 | 0 | 94.0862
20 | 96 | 0 | 0 | 0 | 0 | 0 | 0 | 0 | 0 | 99.9146
21 | 87.2 | 0 | 0 | 0 | 0 | 0 | 0 | 0 | 0 | 90.7557
22 | 92 | 0 | 0 | 0 | 0 | 0 | 0 | 0 | 0 | 95.7515
23 | 88 | 0 | 0 | 0 | 0 | 0 | 0 | 0 | 0 | 91.5884
24 | 91.2 | 0 | 0 | 0 | 0 | 0 | 0 | 0 | 0 | 94.9188
25 | 86.4 | 0 | 0 | 0 | 0 | 0 | 0 | 0 | 0 | 89.9231
26 | 93.6 | 0 | 0 | 0 | 0 | 0 | 0 | 0 | 0 | 97.4167
27 | 86.4 | 0 | 0 | 0 | 0 | 0 | 0 | 0 | 0 | 89.9231
28 | 89.6 | 0 | 0 | 0 | 0 | 0 | 0 | 0 | 0 | 93.2536
29 | 83.2 | 0 | 0 | 0 | 0 | 0 | 0 | 0 | 0 | 86.5926
30 | 92 | 0 | 0 | 0 | 0 | 0 | 0 | 0 | 0 | 95.7515
31 | 76.8 | 17.05 | 28.9169 | 28.9169 | 0 | 0 | 0 | 0 | 0 | 51.0147
32 | 84.462 | 28.41 | 105.159 | 87.9061 | -17.253 | 0 | 0 | 0 | 0 | 0
33 | 178.704 | 104.38 | 469.8347 | 185.991 | -283.8438 | 0 | 0 | 0 | 0 | 0
34 | 122.023 | 121.1 | 542.2634 | 126.9987 | -415.2647 | 0 | 0 | 0 | 0 | 0
35 | 151.211 | 155.66 | 700.0286 | 157.3769 | -542.6517 | 0 | 0 | 0 | 0 | 0
36 | 234.813 | 203.34 | 920.3756 | 244.3879 | -143.7406 | 0 | 532.247 | 0 | 0 | 0
37 | 410.829 | 266.08 | 1213.3875 | 427.5813 | 0 | 0 | 785.8063 | 0 | 0 | 0
38 | 797.587 | 196.09 | 884.3491 | 830.11 | 0 | 0 | 54.239 | 0 | 0 | 0
39 | 1144.168 | 132.09 | 585.8907 | 585.8907 | 0 | 0 | 0 | 581.232 | 0 | 0
40 | 1195.968 | 35.28 | 133.0248 | 133.0248 | 0 | 0 | 0 | 1051.487 | 0 | 17.3477
41 | 1539.811 | 39.2 | 153.1451 | 153.1451 | 0 | 0 | 0 | 1051.487 | 0 | 355.0912
42 | 1385.46 | 5.87 | 0 | 0 | 0 | 0 | 0 | 1051.487 | 0 | 347.5913
43 | 1622.4 | 0 | 0 | 0 | 0 | 0 | 0 | 1051.487 | 0 | 594.193
44 | 953.6 | 0 | 0 | 0 | 0 | 0 | 0 | 953.6 | 0 | 0
45 | 1364 | 0 | 0 | 0 | 0 | 0 | 0 | 1051.487 | 0 | 325.2563
46 | 1566.4 | 0 | 0 | 0 | 0 | 0 | 0 | 1051.487 | 0 | 535.9095
47 | 1546.4 | 0 | 0 | 0 | 0 | 0 | 0 | 338.032 | 0 | 1257.6414
48 | 1576 | 0 | 0 | 0 | 0 | 0 | 0 | 1051.487 | 0 | 545.901
49 | 1492 | 0 | 0 | 0 | 0 | 0 | 0 | 1051.487 | 0 | 458.4757
50 | 1759.2 | 0 | 0 | 0 | 0 | 0 | 0 | 1051.487 | 0 | 736.5713
51 | 1702.4 | 0 | 0 | 0 | 0 | 0 | 0 | 1051.487 | 0 | 677.4551
52 | 1202.4 | 0 | 0 | 0 | 0 | 0 | 0 | 1051.487 | 0 | 157.0667
53 | 1508.8 | 0 | 0 | 0 | 0 | 0 | 0 | 1051.487 | 0 | 475.9608
54 | 1304 | 0 | 0 | 0 | 0 | 0 | 0 | 1051.487 | 0 | 262.8097
55 | 1408 | 33.28 | 82.2037 | 82.2037 | 0 | 0 | 0 | 1051.487 | 0 | 288.8468
56 | 1348.873 | 132.21 | 598.5434 | 309.5124 | -289.031 | 0 | 0 | 1051.487 | 0 | 0
57 | 1465.448 | 278.69 | 1314.9164 | 430.841 | -884.0754 | 0 | 0 | 1051.487 | 0 | 0
58 | 1762.864 | 382.05 | 1781.2843 | 740.3847 | -1040.8996 | 0 | 0 | 1051.487 | 0 | 0
59 | 1691.064 | 277.02 | 1265.6116 | 665.6569 | -599.9547 | 0 | 0 | 1051.487 | 0 | 0
60 | 1680.269 | 533.11 | 2442.1234 | 654.4217 | -1787.7017 | 0 | 0 | 1051.487 | 0 | 0
61 | 1623.593 | 450.13 | 2058.0081 | 595.4357 | -1462.5724 | 0 | 0 | 1051.487 | 0 | 0
62 | 1593.084 | 499.13 | 2290.3022 | 563.6816 | -1726.6206 | 0 | 0 | 1051.487 | 0 | 0
63 | 1600.536 | 137.97 | 611.0192 | 571.4375 | -39.5818 | 0 | 0 | 1051.487 | 0 | 0
64 | 2071.826 | 199.75 | 920.3631 | 920.3631 | 0 | 0 | 0 | 1051.487 | 0 | 141.5821
65 | 1766.78 | 172.64 | 778.3231 | 744.4614 | -33.8617 | 0 | 0 | 1051.487 | 0 | 0
66 | 1972.144 | 24.34 | 46.8516 | 46.8516 | 0 | 0 | 0 | 1051.487 | 0 | 911.3479
67 | 1702.4 | 0 | 0 | 0 | 0 | 0 | 0 | 1051.487 | 0 | 677.4551
68 | 1880.8 | 0 | 0 | 0 | 0 | 0 | 0 | 879.253 | 0 | 1042.3869
69 | 1820 | 0 | 0 | 0 | 0 | 0 | 0 | 0 | 0 | 1894.2138
70 | 1544 | 0 | 0 | 0 | 0 | 0 | 0 | 0 | 0 | 1606.9594
71 | 1548 | 0 | 0 | 0 | 0 | 0 | 0 | 0 | 0 | 1611.1225
72 | 1748 | 0 | 0 | 0 | 0 | 0 | 0 | 1051.487 | 0 | 724.9146
73 | 1668.8 | 0 | 0 | 0 | 0 | 0 | 0 | 1051.487 | 0 | 642.485
74 | 1640 | 0 | 0 | 0 | 0 | 0 | 0 | 1051.487 | 0 | 612.5107
75 | 1404.8 | 0 | 0 | 0 | 0 | 0 | 0 | 1051.487 | 0 | 367.72
76 | 1329.6 | 0 | 0 | 0 | 0 | 0 | 0 | 1051.487 | 0 | 289.4536
77 | 1424 | 0 | 0 | 0 | 0 | 0 | 0 | 1051.487 | 0 | 387.7029
78 | 1144.8 | 0 | 0 | 0 | 0 | 0 | 0 | 1051.487 | 0 | 97.118
79 | 1503.2 | 53.12 | 130.7663 | 130.7663 | 0 | 0 | 0 | 1051.487 | 0 | 339.3661
80 | 1213.663 | 213.5 | 975.6054 | 975.6054 | 0 | 0 | 0 | 276.281 | 0 | 0
81 | 1603.942 | 491.73 | 2355.7192 | 1669.3456 | -686.3736 | 0 | 0 | 0 | 0 | 0
82 | 1563.398 | 634.77 | 2980.8295 | 1627.1484 | -1353.6811 | 0 | 0 | 0 | 0 | 0
83 | 1507.155 | 796.52 | 3682.6076 | 1568.6119 | -2113.9956 | 0 | 0 | 0 | 0 | 0
84 | 1580.699 | 787.57 | 3607.4281 | 1645.1548 | -1962.2733 | 0 | 0 | 0 | 0 | 0
85 | 1729.469 | 763.71 | 3505.1166 | 1799.9912 | -1705.1254 | 0 | 0 | 0 | 0 | 0
86 | 1487.795 | 798.76 | 3679.0492 | 1548.4625 | -2130.5867 | 0 | 0 | 0 | 0 | 0
87 | 1353.09 | 576.57 | 2692.1825 | 1408.2647 | -1283.9179 | 0 | 0 | 0 | 0 | 0
88 | 1713.845 | 504.54 | 2403.8031 | 1783.7301 | -620.073 | 0 | 0 | 0 | 0 | 0
89 | 1749.959 | 265.01 | 1191.4771 | 1191.4771 | 0 | 0 | 0 | 605.163 | 0 | 0
90 | 1614.836 | 38 | 88.0133 | 88.0133 | 0 | 0 | 0 | 1051.487 | 0 | 498.3073
91 | 1603.201 | 0 | 0 | 0 | 0 | 0 | 0 | 0 | 0 | 1668.5744
92 | 1192 | 0 | 0 | 0 | 0 | 0 | 0 | 0 | 0 | 1240.6059
93 | 1322.4 | 0 | 0 | 0 | 0 | 0 | 0 | 0 | 0 | 1376.3232
94 | 1403.2 | 0 | 0 | 0 | 0 | 0 | 0 | 0 | 0 | 1460.418
95 | 1576.8 | 0 | 0 | 0 | 0 | 0 | 0 | 0 | 0 | 1641.0968
96 | 1240.8 | 0 | 0 | 0 | 0 | 0 | 0 | 1051.487 | 0 | 197.0326
97 | 1476 | 0 | 0 | 0 | 0 | 0 | 0 | 1051.487 | 0 | 441.8233
98 | 1014.4 | 0 | 0 | 0 | 0 | 0 | 0 | 1014.4 | 0 | 0
99 | 1200.8 | 0 | 0 | 0 | 0 | 0 | 0 | 1051.487 | 0 | 155.4015
100 | 1056 | 0 | 0 | 0 | 0 | 0 | 0 | 1051.487 | 0 | 4.697
101 | 1512.8 | 0 | 0 | 0 | 0 | 0 | 0 | 1051.487 | 0 | 480.1239
102 | 1194.4 | 0 | 0 | 0 | 0 | 0 | 0 | 1031.063 | 0 | 169.9974
103 | 1352.8 | 52.8 | 127.6034 | 127.6034 | 0 | 0 | 0 | 0 | 0 | 1280.3594
104 | 1276.497 | 282.7 | 1289.9575 | 1289.9575 | 0 | 0 | 0 | 0 | 0 | 38.591
105 | 1178.106 | 524.59 | 2521.899 | 1226.1454 | -1295.7536 | 0 | 0 | 0 | 0 | 0
106 | 1381.448 | 729.17 | 3428.8027 | 1437.779 | -1991.0237 | 0 | 0 | 0 | 0 | 0
107 | 1214.49 | 872.15 | 4022.289 | 1264.014 | -2310.7295 | 0 | 447.5455 | 0 | 0 | 0
108 | 1201.671 | 950.07 | 4327.808 | 1250.6723 | -2310.7295 | 0 | 766.4062 | 0 | 0 | 0
109 | 1248.417 | 949.58 | 4311.9559 | 1299.3245 | -2310.7295 | 0 | 701.902 | 0 | 0 | 0
110 | 1246.649 | 870.91 | 3985.1395 | 1297.4844 | -2310.7295 | 0 | 376.9256 | 0 | 0 | 0
111 | 987.594 | 726.63 | 3377.9566 | 1027.8649 | -63.6862 | 0 | 2286.4055 | 0 | 0 | 0
112 | 489.888 | 520.09 | 2470.4273 | 509.8641 | 0 | 0 | 1960.5633 | 0 | 0 | 0
113 | 193.991 | 277.32 | 1242.445 | 201.9013 | 0 | 0 | 1040.5437 | 0 | 0 | 0
114 | 170.644 | 43.35 | 96.1553 | 96.1553 | 0 | 0 | 0 | 0 | 0 | 81.447
115 | 118.4 | 0 | 0 | 0 | 0 | 0 | 0 | 0 | 0 | 123.228
116 | 127.2 | 0 | 0 | 0 | 0 | 0 | 0 | 0 | 0 | 132.3868
117 | 100.8 | 0 | 0 | 0 | 0 | 0 | 0 | 0 | 0 | 104.9103
118 | 94.4 | 0 | 0 | 0 | 0 | 0 | 0 | 0 | 0 | 98.2493
119 | 94.4 | 0 | 0 | 0 | 0 | 0 | 0 | 0 | 0 | 98.2493
120 | 99.2 | 0 | 0 | 0 | 0 | 0 | 0 | 0 | 0 | 103.2451
121 | 92.8 | 0 | 0 | 0 | 0 | 0 | 0 | 0 | 0 | 96.5841
122 | 91.2 | 0 | 0 | 0 | 0 | 0 | 0 | 0 | 0 | 94.9188
123 | 85.6 | 0 | 0 | 0 | 0 | 0 | 0 | 0 | 0 | 89.0905
124 | 93.6 | 0 | 0 | 0 | 0 | 0 | 0 | 0 | 0 | 97.4167
125 | 89.6 | 0 | 0 | 0 | 0 | 0 | 0 | 0 | 0 | 93.2536
126 | 93.6 | 0 | 0 | 0 | 0 | 0 | 0 | 0 | 0 | 97.4167
127 | 81.6 | 59.95 | 149.6294 | 84.9274 | -64.702 | 0 | 0 | 0 | 0 | 0
128 | 95.06 | 231.48 | 1049.3882 | 98.9362 | -950.4519 | 0 | 0 | 0 | 0 | 0
129 | 615.277 | 482.79 | 2305.9596 | 640.366 | -443.1752 | 0 | 1222.4184 | 0 | 0 | 0
130 | 1487.855 | 454.39 | 2111.962 | 1548.525 | 0 | 0 | 563.437 | 0 | 0 | 0
131 | 1570.749 | 865.42 | 3962.512 | 1634.7991 | 0 | 0 | 2327.7129 | 0 | 0 | 0
132 | 1374.539 | 929.6 | 4215.4062 | 1430.5883 | 0 | 0 | 2784.8179 | 0 | 0 | 0
133 | 1744.337 | 768.74 | 3494.3956 | 1815.4655 | 0 | 0 | 1678.9301 | 0 | 0 | 0
134 | 1288.096 | 442.06 | 2020.3663 | 1340.6204 | 0 | 0 | 679.7459 | 0 | 0 | 0
135 | 1540.824 | 681.24 | 3168.3743 | 1603.6539 | 0 | 0 | 1564.7205 | 0 | 0 | 0
136 | 1378.996 | 392.63 | 1858.6244 | 1435.227 | 0 | 0 | 423.3974 | 0 | 0 | 0
137 | 1206.845 | 184.22 | 820.7847 | 820.7847 | 0 | 0 | 0 | 0 | 0 | 435.2716
138 | 1353.643 | 38.87 | 90.533 | 90.533 | 0 | 0 | 0 | 0 | 0 | 1318.3072
139 | 1672.005 | 0 | 0 | 0 | 0 | 0 | 0 | 0 | 0 | 1740.184
140 | 1202.4 | 0 | 0 | 0 | 0 | 0 | 0 | 0 | 0 | 1251.43
141 | 1490.4 | 0 | 0 | 0 | 0 | 0 | 0 | 0 | 0 | 1551.1737
142 | 825.6 | 0 | 0 | 0 | 0 | 0 | 0 | 0 | 0 | 859.2653
143 | 1327.2 | 0 | 0 | 0 | 0 | 0 | 0 | 0 | 0 | 1381.319
144 | 1368.8 | 0 | 0 | 0 | 0 | 0 | 0 | 0 | 0 | 1424.6153
145 | 1056 | 0 | 0 | 0 | 0 | 0 | 0 | 1051.487 | 0 | 4.697
146 | 1168.8 | 0 | 0 | 0 | 0 | 0 | 0 | 1051.487 | 0 | 122.0966
147 | 1128 | 0 | 0 | 0 | 0 | 0 | 0 | 1051.487 | 0 | 79.633
148 | 982.4 | 0 | 0 | 0 | 0 | 0 | 0 | 982.4 | 0 | 0
149 | 904 | 0 | 0 | 0 | 0 | 0 | 0 | 904 | 0 | 0
150 | 892.8 | 0 | 0 | 0 | 0 | 0 | 0 | 779.923 | 0 | 117.4798
151 | 1122.4 | 56.74 | 137.7302 | 137.7302 | 0 | 0 | 0 | 0 | 0 | 1030.4377
152 | 820.686 | 302.44 | 1376.1682 | 854.1509 | -522.0172 | 0 | 0 | 0 | 0 | 0
153 | 1276.219 | 548.14 | 2622.5161 | 1328.2591 | -1294.2569 | 0 | 0 | 0 | 0 | 0
154 | 1102.819 | 756.42 | 3509.6159 | 1147.7895 | -2310.7295 | 0 | 51.0969 | 0 | 0 | 0
155 | 1394.158 | 904.1 | 4087.9964 | 1451.0073 | -2310.7295 | 0 | 326.2596 | 0 | 0 | 0
156 | 1343.063 | 978.5 | 4361.4543 | 1397.8298 | -2310.7295 | 0 | 652.8949 | 0 | 0 | 0
157 | 1117.045 | 976.48 | 4337.8671 | 1162.5945 | -2310.7295 | 0 | 864.5431 | 0 | 0 | 0
158 | 1320.721 | 893.64 | 3998.1441 | 1374.5758 | -1534.1893 | 0 | 1089.379 | 0 | 0 | 0
159 | 965.839 | 743.6 | 3387.9616 | 1005.2228 | 0 | 0 | 2382.7388 | 0 | 0 | 0
160 | 1201.115 | 536.56 | 2508.5302 | 1250.0926 | 0 | 0 | 1258.4376 | 0 | 0 | 0
161 | 1181.242 | 289.74 | 1291.1232 | 1229.4093 | 0 | 0 | 61.7139 | 0 | 0 | 0
162 | 1081.511 | 49.78 | 124.2219 | 124.2219 | 0 | 0 | 0 | 962.156 | 0 | 0
163 | 1008 | 0 | 0 | 0 | 0 | 0 | 0 | 0 | 0 | 1049.103
164 | 1229.6 | 0 | 0 | 0 | 0 | 0 | 0 | 0 | 0 | 1279.7391
165 | 845.6 | 0 | 0 | 0 | 0 | 0 | 0 | 0 | 0 | 880.0809
166 | 1182.4 | 0 | 0 | 0 | 0 | 0 | 0 | 0 | 0 | 1230.6145
167 | 1105.6 | 0 | 0 | 0 | 0 | 0 | 0 | 0 | 0 | 1150.6828
168 | 876.8 | 0 | 0 | 0 | 0 | 0 | 0 | 876.8 | 0 | 0
169 | 1152.8 | 0 | 0 | 0 | 0 | 0 | 0 | 1051.487 | 0 | 105.4442
170 | 1130.4 | 0 | 0 | 0 | 0 | 0 | 0 | 1051.487 | 0 | 82.1308
171 | 1128.8 | 0 | 0 | 0 | 0 | 0 | 0 | 1051.487 | 0 | 80.4656
172 | 1064.8 | 0 | 0 | 0 | 0 | 0 | 0 | 1051.487 | 0 | 13.8559
173 | 1179.2 | 0 | 0 | 0 | 0 | 0 | 0 | 1051.487 | 0 | 132.9207
174 | 769.6 | 0 | 0 | 0 | 0 | 0 | 0 | 769.6 | 0 | 0
175 | 1032.8 | 53.85 | 125.2419 | 125.2419 | 0 | 0 | 0 | 912.465 | 0 | 0
176 | 1022.571 | 223.67 | 1005.4872 | 1005.4872 | 0 | 0 | 0 | 56.478 | 0 | 0
177 | 1349.006 | 243.7 | 1126.3703 | 1126.3703 | 0 | 0 | 0 | 266.766 | 0 | 0
178 | 1477.914 | 188.21 | 842.3007 | 842.3007 | 0 | 0 | 0 | 668.614 | 0 | 0
179 | 1484.496 | 153.65 | 671.9807 | 671.9807 | 0 | 0 | 0 | 838.843 | 0 | 0
180 | 1349.631 | 240.6 | 1071.3226 | 1071.3226 | 0 | 0 | 0 | 320.282 | 0 | 0
181 | 1462.071 | 334.34 | 1501.665 | 1501.665 | 0 | 0 | 0 | 19.24 | 0 | 0
182 | 1295.145 | 645.92 | 2932.4969 | 1347.9569 | -1584.54 | 0 | 0 | 0 | 0 | 0
183 | 1332.189 | 643.72 | 2976.1668 | 1386.5114 | -1589.6554 | 0 | 0 | 0 | 0 | 0
184 | 1434.587 | 246.14 | 1138.7795 | 1138.7795 | 0 | 0 | 0 | 340.424 | 0 | 0
185 | 1105.581 | 157.18 | 707.1683 | 707.1683 | 0 | 0 | 0 | 426.119 | 0 | 0
186 | 1217.803 | 15.26 | 25.0015 | 25.0015 | 0 | 0 | 0 | 1051.487 | 0 | 148.0973
187 | 1003.211 | 0 | 0 | 0 | 0 | 0 | 0 | 0 | 0 | 1044.1187
188 | 1195.2 | 0 | 0 | 0 | 0 | 0 | 0 | 0 | 0 | 1243.9364
189 | 1054.4 | 0 | 0 | 0 | 0 | 0 | 0 | 0 | 0 | 1097.3951
190 | 1257.6 | 0 | 0 | 0 | 0 | 0 | 0 | 0 | 0 | 1308.8809
191 | 1286.4 | 0 | 0 | 0 | 0 | 0 | 0 | 0 | 0 | 1338.8553
192 | 1148 | 0 | 0 | 0 | 0 | 0 | 0 | 445.238 | 0 | 731.4184
193 | 1193.6 | 0 | 0 | 0 | 0 | 0 | 0 | 1051.487 | 0 | 147.9079
194 | 937.6 | 0 | 0 | 0 | 0 | 0 | 0 | 937.6 | 0 | 0
195 | 1222.4 | 0 | 0 | 0 | 0 | 0 | 0 | 1051.487 | 0 | 177.8823
196 | 1073.6 | 0 | 0 | 0 | 0 | 0 | 0 | 1051.487 | 0 | 23.0147
197 | 942.4 | 0 | 0 | 0 | 0 | 0 | 0 | 942.4 | 0 | 0
198 | 1051.2 | 0 | 0 | 0 | 0 | 0 | 0 | 1051.2 | 0 | 0
199 | 951.2 | 50.52 | 113.9734 | 113.9734 | 0 | 0 | 0 | 0 | 0 | 876.0135
200 | 1114.771 | 251.16 | 1134.6694 | 1134.6694 | 0 | 0 | 0 | 0 | 0 | 25.5584
201 | 1167.854 | 534.22 | 2537.3743 | 1215.4753 | -1321.8989 | 0 | 0 | 0 | 0 | 0
202 | 1664.173 | 736.26 | 3389.0669 | 1732.0326 | -1657.0343 | 0 | 0 | 0 | 0 | 0
203 | 1338.632 | 879.42 | 3943.1026 | 1393.2182 | -2310.7295 | 0 | 239.1549 | 0 | 0 | 0
204 | 1317.153 | 957.52 | 4221.0285 | 1370.8633 | -2310.7295 | 0 | 539.4357 | 0 | 0 | 0
205 | 1355.422 | 953.81 | 4190.9823 | 1410.6928 | -2310.7295 | 0 | 469.56 | 0 | 0 | 0
206 | 1226.996 | 674.24 | 3028.1848 | 1277.029 | -1751.1559 | 0 | 0 | 0 | 0 | 0
207 | 1258.144 | 534.86 | 2434.863 | 1309.4481 | -931.1039 | 0 | 194.3109 | 0 | 0 | 0
208 | 1216.588 | 276.81 | 1277.0383 | 1266.1966 | 0 | 0 | 10.8418 | 0 | 0 | 0
209 | 1274.12 | 227.69 | 1022.4196 | 1022.4196 | 0 | 0 | 0 | 291.758 | 0 | 0
210 | 1113.621 | 41.65 | 105.0008 | 105.0008 | 0 | 0 | 0 | 1012.734 | 0 | 0
211 | 1163.2 | 0 | 0 | 0 | 0 | 0 | 0 | 0 | 0 | 1210.6316
212 | 1064 | 0 | 0 | 0 | 0 | 0 | 0 | 0 | 0 | 1107.3865
213 | 1449.6 | 0 | 0 | 0 | 0 | 0 | 0 | 0 | 0 | 1508.71
214 | 1246.4 | 0 | 0 | 0 | 0 | 0 | 0 | 0 | 0 | 1297.2242
215 | 1491.2 | 0 | 0 | 0 | 0 | 0 | 0 | 0 | 0 | 1552.0064
216 | 1336.8 | 0 | 0 | 0 | 0 | 0 | 0 | 133.645 | 0 | 1252.2158
217 | 1711.2 | 0 | 0 | 0 | 0 | 0 | 0 | 1051.487 | 0 | 686.614
218 | 1122.4 | 0 | 0 | 0 | 0 | 0 | 0 | 1051.487 | 0 | 73.8046
219 | 1392 | 0 | 0 | 0 | 0 | 0 | 0 | 1051.487 | 0 | 354.398
220 | 1262.4 | 0 | 0 | 0 | 0 | 0 | 0 | 1051.487 | 0 | 219.5134
221 | 1117.6 | 0 | 0 | 0 | 0 | 0 | 0 | 1051.487 | 0 | 68.8089
222 | 1514.4 | 0 | 0 | 0 | 0 | 0 | 0 | 1051.487 | 0 | 481.7891
223 | 1350.4 | 47.44 | 101.3279 | 101.3279 | 0 | 0 | 0 | 0 | 0 | 1304.137
224 | 1353.11 | 288.76 | 1305.7908 | 1305.7908 | 0 | 0 | 0 | 0 | 0 | 102.4947
225 | 1445.428 | 534.75 | 2555.5754 | 1504.3679 | -1051.2075 | 0 | 0 | 0 | 0 | 0
226 | 1336.752 | 734.82 | 3414.9781 | 1391.2605 | -2023.7176 | 0 | 0 | 0 | 0 | 0
227 | 1366.848 | 874.29 | 3967.3329 | 1422.5847 | -2310.7295 | 0 | 234.0187 | 0 | 0 | 0
228 | 1423.45 | 954.03 | 4266.1795 | 1481.4948 | -2310.7295 | 0 | 473.9552 | 0 | 0 | 0
229 | 1626.909 | 542.36 | 2450.9638 | 1693.2491 | -757.7146 | 0 | 0 | 0 | 0 | 0
230 | 1552.301 | 666.6 | 3023.5346 | 1615.5989 | -1407.9358 | 0 | 0 | 0 | 0 | 0
231 | 1372.937 | 710.42 | 3264.0311 | 1428.921 | -1835.1101 | 0 | 0 | 0 | 0 | 0
232 | 1588.328 | 518.45 | 2442.2993 | 1653.0949 | -789.2044 | 0 | 0 | 0 | 0 | 0
233 | 1609.75 | 207.82 | 934.0535 | 934.0535 | 0 | 0 | 0 | 712.292 | 0 | 0
234 | 1634.626 | 42.19 | 108.91 | 108.91 | 0 | 0 | 0 | 1051.487 | 0 | 498.0075
235 | 1760.002 | 0 | 0 | 0 | 0 | 0 | 0 | 0 | 0 | 1831.7692
236 | 1500 | 0 | 0 | 0 | 0 | 0 | 0 | 0 | 0 | 1561.1652
237 | 1500 | 0 | 0 | 0 | 0 | 0 | 0 | 0 | 0 | 1561.1652
238 | 1466.4 | 0 | 0 | 0 | 0 | 0 | 0 | 0 | 0 | 1526.1951
239 | 1682.4 | 0 | 0 | 0 | 0 | 0 | 0 | 0 | 0 | 1751.0029
240 | 1397.6 | 0 | 0 | 0 | 0 | 0 | 0 | 1051.487 | 0 | 360.2264
241 | 1472.8 | 0 | 0 | 0 | 0 | 0 | 0 | 1051.487 | 0 | 438.4928
242 | 1350.4 | 0 | 0 | 0 | 0 | 0 | 0 | 1051.487 | 0 | 311.1017
243 | 1287.2 | 0 | 0 | 0 | 0 | 0 | 0 | 1051.487 | 0 | 245.3246
244 | 1179.2 | 0 | 0 | 0 | 0 | 0 | 0 | 1051.487 | 0 | 132.9207
245 | 1111.2 | 0 | 0 | 0 | 0 | 0 | 0 | 1051.487 | 0 | 62.1479
246 | 1189.6 | 0 | 0 | 0 | 0 | 0 | 0 | 1051.487 | 0 | 143.7448
247 | 1056 | 39.39 | 79.4893 | 4.697 | -74.7923 | 0 | 0 | 1051.487 | 0 | 0
248 | 1007.057 | 218.76 | 993.0842 | 0 | -993.0842 | 0 | 0 | 1007.057 | 0 | 0
249 | 1526.413 | 231.29 | 1071.9418 | 494.292 | -577.6499 | 0 | 0 | 1051.487 | 0 | 0
250 | 1751.451 | 590.39 | 2726.8789 | 728.5063 | -1998.3726 | 0 | 0 | 1051.487 | 0 | 0
251 | 1601.404 | 863.35 | 3878.59 | 1567.8605 | -2310.7295 | 0 | 0 | 94.971 | 0 | 0
252 | 1468.113 | 804.31 | 3577.3757 | 1383.3703 | -2194.0054 | 0 | 0 | 138.942 | 0 | 0
253 | 1613.967 | 632.07 | 2820.1991 | 1679.7794 | -1140.4197 | 0 | 0 | 0 | 0 | 0
254 | 1643.485 | 354.16 | 1588.7916 | 1588.7916 | 0 | 0 | 0 | 116.941 | 0 | 0
255 | 1670.927 | 646.87 | 2934.082 | 1739.062 | -1195.0199 | 0 | 0 | 0 | 0 | 0
256 | 1625.599 | 202.23 | 915.6338 | 915.6338 | 0 | 0 | 0 | 745.839 | 0 | 0
257 | 1615.953 | 102.83 | 447.3841 | 447.3841 | 0 | 0 | 0 | 1051.487 | 0 | 140.099
258 | 1849.735 | 20.67 | 47.4823 | 47.4823 | 0 | 0 | 0 | 1051.487 | 0 | 783.3157
259 | 1528.006 | 0 | 0 | 0 | 0 | 0 | 0 | 0 | 0 | 1590.3132
260 | 1338.4 | 0 | 0 | 0 | 0 | 0 | 0 | 0 | 0 | 1392.9757
261 | 1358.4 | 0 | 0 | 0 | 0 | 0 | 0 | 0 | 0 | 1413.7912
262 | 1418.4 | 0 | 0 | 0 | 0 | 0 | 0 | 0 | 0 | 1476.2378
263 | 1347.2 | 0 | 0 | 0 | 0 | 0 | 0 | 0 | 0 | 1402.1345
264 | 1475.2 | 0 | 0 | 0 | 0 | 0 | 0 | 1051.487 | 0 | 440.9907
265 | 1247.2 | 0 | 0 | 0 | 0 | 0 | 0 | 1051.487 | 0 | 203.6935
266 | 1436 | 0 | 0 | 0 | 0 | 0 | 0 | 1051.487 | 0 | 400.1922
267 | 1268.8 | 0 | 0 | 0 | 0 | 0 | 0 | 1051.487 | 0 | 226.1743
268 | 1268.8 | 0 | 0 | 0 | 0 | 0 | 0 | 1051.487 | 0 | 226.1743
269 | 1345.6 | 0 | 0 | 0 | 0 | 0 | 0 | 1051.487 | 0 | 306.106
270 | 1118.4 | 0 | 0 | 0 | 0 | 0 | 0 | 1051.487 | 0 | 69.6415
271 | 1312.8 | 19.09 | 30.5926 | 30.5926 | 0 | 0 | 0 | 1051.487 | 0 | 241.3759
272 | 1080.054 | 274.64 | 1233.1977 | 1124.0951 | -109.1025 | 0 | 0 | 0 | 0 | 0
273 | 1017.97 | 438.49 | 2063.2047 | 1059.4796 | -1003.7251 | 0 | 0 | 0 | 0 | 0
274 | 1165.131 | 295.04 | 1334.9867 | 1212.6413 | -122.3454 | 0 | 0 | 0 | 0 | 0
275 | 1340.908 | 321.34 | 1432.9332 | 1395.5859 | -37.3472 | 0 | 0 | 0 | 0 | 0
276 | 1421.717 | 712.67 | 3120.3144 | 1479.6901 | -1640.6243 | 0 | 0 | 0 | 0 | 0
277 | 1076.722 | 568.89 | 2501.5601 | 1120.6273 | -1380.9328 | 0 | 0 | 0 | 0 | 0
278 | 1233.429 | 706.63 | 3109.7568 | 1283.7243 | -1826.0325 | 0 | 0 | 0 | 0 | 0
279 | 966.192 | 208.75 | 923.423 | 923.423 | 0 | 0 | 0 | 78.948 | 0 | 0
280 | 1205.397 | 230.16 | 1043.0498 | 1043.0498 | 0 | 0 | 0 | 203.213 | 0 | 0
281 | 1237.532 | 9.79 | 16.4349 | 16.4349 | 0 | 0 | 0 | 1051.487 | 0 | 177.1964
282 | 859.624 | 8.41 | 1.0501 | 1.0501 | 0 | 0 | 0 | 858.615 | 0 | 0
283 | 1175.2 | 0 | 0 | 0 | 0 | 0 | 0 | 982.425 | 0 | 200.6357
284 | 1189.6 | 0 | 0 | 0 | 0 | 0 | 0 | 0 | 0 | 1238.1081
285 | 1346.4 | 0 | 0 | 0 | 0 | 0 | 0 | 0 | 0 | 1401.3019
286 | 1161.6 | 0 | 0 | 0 | 0 | 0 | 0 | 0 | 0 | 1208.9663
287 | 1086.4 | 0 | 0 | 0 | 0 | 0 | 0 | 0 | 0 | 1130.6999
288 | 136.8 | 0 | 0 | 0 | 0 | 0 | 0 | 0 | 0 | 142.3783
289 | 106.4 | 0 | 0 | 0 | 0 | 0 | 0 | 106.4 | 0 | 0
290 | 88 | 0 | 0 | 0 | 0 | 0 | 0 | 88 | 0 | 0
291 | 92 | 0 | 0 | 0 | 0 | 0 | 0 | 92 | 0 | 0
292 | 88 | 0 | 0 | 0 | 0 | 0 | 0 | 88 | 0 | 0
293 | 92 | 0 | 0 | 0 | 0 | 0 | 0 | 92 | 0 | 0
294 | 84.8 | 0 | 0 | 0 | 0 | 0 | 0 | 84.8 | 0 | 0
295 | 82.4 | 45.81 | 101.7401 | 85.76 | -15.9801 | 0 | 0 | 0 | 0 | 0
296 | 81.362 | 279.68 | 1250.9075 | 84.6797 | -1166.2279 | 0 | 0 | 0 | 0 | 0
297 | 804.961 | 524.59 | 2465.4306 | 837.7847 | -1627.6458 | 0 | 0 | 0 | 0 | 0
298 | 971.201 | 727.41 | 3283.5436 | 1010.8035 | -2272.7401 | 0 | 0 | 0 | 0 | 0
299 | 1378.581 | 872.3 | 3802.5061 | 1434.7951 | -2310.7295 | 0 | 56.9815 | 0 | 0 | 0
300 | 1301.865 | 951.32 | 4071.0036 | 1354.9509 | -2310.7295 | 0 | 405.3232 | 0 | 0 | 0
301 | 1411.199 | 911.94 | 3915.7947 | 1468.7442 | -2310.7295 | 0 | 136.3209 | 0 | 0 | 0
302 | 1430.445 | 651.43 | 2865.5447 | 1488.774 | -578.598 | 0 | 798.1728 | 0 | 0 | 0
303 | 1147.683 | 392.72 | 1756.3556 | 1194.4818 | 0 | 0 | 561.8738 | 0 | 0 | 0
304 | 1193.172 | 225.94 | 1017.3499 | 1017.3499 | 0 | 0 | 0 | 215.681 | 0 | 0
305 | 1254.203 | 147.29 | 648.4237 | 648.4237 | 0 | 0 | 0 | 631.184 | 0 | 0
306 | 1409.776 | 32.57 | 83.5452 | 83.5452 | 0 | 0 | 0 | 1051.487 | 0 | 289.3536
307 | 1164.8 | 0 | 0 | 0 | 0 | 0 | 0 | 1051.487 | 0 | 117.9335
308 | 1167.2 | 0 | 0 | 0 | 0 | 0 | 0 | 971.747 | 0 | 203.4229
309 | 1375.2 | 0 | 0 | 0 | 0 | 0 | 0 | 0 | 0 | 1431.2762
310 | 1362.4 | 0 | 0 | 0 | 0 | 0 | 0 | 0 | 0 | 1417.9543
311 | 1214.4 | 0 | 0 | 0 | 0 | 0 | 0 | 0 | 0 | 1263.9193
312 | 949.6 | 0 | 0 | 0 | 0 | 0 | 0 | 949.6 | 0 | 0
313 | 1832.8 | 0 | 0 | 0 | 0 | 0 | 0 | 1051.487 | 0 | 813.1724
314 | 1784.8 | 0 | 0 | 0 | 0 | 0 | 0 | 1051.487 | 0 | 763.2152
315 | 1888 | 0 | 0 | 0 | 0 | 0 | 0 | 1051.487 | 0 | 870.6233
316 | 2028.8 | 0 | 0 | 0 | 0 | 0 | 0 | 1051.487 | 0 | 1017.1647
317 | 2156.8 | 0 | 0 | 0 | 0 | 0 | 0 | 1051.487 | 0 | 1150.3841
318 | 2129.6 | 0 | 0 | 0 | 0 | 0 | 0 | 1051.487 | 0 | 1122.075
319 | 1976.8 | 49.36 | 107.6299 | 107.6299 | 0 | 0 | 0 | 1051.487 | 0 | 855.4144
320 | 1127.549 | 293.77 | 1321.8125 | 79.1636 | -1242.649 | 0 | 0 | 1051.487 | 0 | 0
321 | 1638.403 | 544.43 | 2556.4194 | 610.8486 | -1945.5709 | 0 | 0 | 1051.487 | 0 | 0
322 | 1940.862 | 730.38 | 3260.583 | 949.8535 | -2310.7295 | 0 | 0 | 1028.224 | 0 | 0
323 | 2188.553 | 903.85 | 3833.2996 | 1522.5701 | -2310.7295 | 0 | 0 | 725.637 | 0 | 0
324 | 2025.649 | 789.39 | 3358.8323 | 1048.1028 | -2310.7295 | 0 | 0 | 1018.61 | 0 | 0
325 | 1943.684 | 665.04 | 2858.7995 | 1144.3018 | -1714.4976 | 0 | 0 | 844.215 | 0 | 0
326 | 2335.268 | 678.67 | 2921.0285 | 2430.4927 | -490.5358 | 0 | 0 | 0 | 0 | 0
327 | 2168.745 | 433.48 | 1919.0207 | 1919.0207 | 0 | 0 | 0 | 324.91 | 0 | 0
328 | 1973.613 | 513.85 | 2322.0303 | 2054.0906 | -267.9397 | 0 | 0 | 0 | 0 | 0
329 | 2279.797 | 303.55 | 1339.4735 | 1339.4735 | 0 | 0 | 0 | 992.803 | 0 | 0
330 | 1609.172 | 63.35 | 180.2584 | 180.2584 | 0 | 0 | 0 | 1051.487 | 0 | 400.1672
331 | 2156.812 | 0 | 0 | 0 | 0 | 0 | 0 | 1051.487 | 0 | 1150.3966
332 | 2172.8 | 0 | 0 | 0 | 0 | 0 | 0 | 1051.487 | 0 | 1167.0365
333 | 2000 | 0 | 0 | 0 | 0 | 0 | 0 | 789.232 | 0 | 1260.1392
334 | 1667.2 | 0 | 0 | 0 | 0 | 0 | 0 | 0 | 0 | 1735.1831
335 | 2352 | 0 | 0 | 0 | 0 | 0 | 0 | 131.803 | 0 | 2310.7295
336 | 2075.2 | 0 | 0 | 0 | 0 | 0 | 0 | 1051.487 | 0 | 1065.4567
337 | 1518.4 | 0 | 0 | 0 | 0 | 0 | 0 | 1051.487 | 0 | 485.9522
338 | 1494.4 | 0 | 0 | 0 | 0 | 0 | 0 | 1051.487 | 0 | 460.9736
339 | 1260 | 0 | 0 | 0 | 0 | 0 | 0 | 1051.487 | 0 | 217.0155
340 | 1234.4 | 0 | 0 | 0 | 0 | 0 | 0 | 1051.487 | 0 | 190.3716
341 | 1272 | 0 | 0 | 0 | 0 | 0 | 0 | 1051.487 | 0 | 229.5048
342 | 1414.4 | 0 | 0 | 0 | 0 | 0 | 0 | 1051.487 | 0 | 377.7114
343 | 1373.6 | 34.39 | 69.9766 | 69.9766 | 0 | 0 | 0 | 1051.487 | 0 | 265.2711
344 | 996.612 | 237.33 | 1061.5424 | 0 | -1061.5424 | 0 | 0 | 996.612 | 0 | 0
345 | 1176.84 | 221.71 | 1006.5311 | 130.4645 | -876.0666 | 0 | 0 | 1051.487 | 0 | 0
346 | 1297.88 | 399.42 | 1779.7845 | 256.4401 | -1523.3444 | 0 | 0 | 1051.487 | 0 | 0
347 | 1357.844 | 537.12 | 2340.9297 | 318.8493 | -2022.0805 | 0 | 0 | 1051.487 | 0 | 0
348 | 1435.047 | 662.41 | 2839.773 | 529.0435 | -2310.7295 | 0 | 0 | 926.732 | 0 | 0
349 | 1435.033 | 558.37 | 2421.4026 | 399.1858 | -2022.2168 | 0 | 0 | 1051.487 | 0 | 0
350 | 1087.883 | 609.01 | 2665.1598 | 490.4962 | -2174.6636 | 0 | 0 | 616.604 | 0 | 0
351 | 1211.392 | 398.02 | 1788.576 | 1260.7887 | -527.7873 | 0 | 0 | 0 | 0 | 0
352 | 1440.601 | 115.06 | 499.705 | 499.705 | 0 | 0 | 0 | 960.474 | 0 | 0
353 | 1275.894 | 25.47 | 86.9028 | 86.9028 | 0 | 0 | 0 | 1051.487 | 0 | 146.6548
354 | 1244.187 | 3.91 | 0 | 0 | 0 | 0 | 0 | 1051.487 | 0 | 200.5577
355 | 798.4 | 0 | 0 | 0 | 0 | 0 | 0 | 0 | 0 | 830.9562
356 | 1210.4 | 0 | 0 | 0 | 0 | 0 | 0 | 0 | 0 | 1259.7562
357 | 1458.4 | 0 | 0 | 0 | 0 | 0 | 0 | 0 | 0 | 1517.8689
358 | 1131.2 | 0 | 0 | 0 | 0 | 0 | 0 | 0 | 0 | 1177.3267
359 | 1050.4 | 0 | 0 | 0 | 0 | 0 | 0 | 0 | 0 | 1093.2319
360 | 949.6 | 0 | 0 | 0 | 0 | 0 | 0 | 949.6 | 0 | 0
361 | 1194.4 | 0 | 0 | 0 | 0 | 0 | 0 | 1051.487 | 0 | 148.7405
362 | 1084.8 | 0 | 0 | 0 | 0 | 0 | 0 | 1051.487 | 0 | 34.6714
363 | 1221.6 | 0 | 0 | 0 | 0 | 0 | 0 | 1051.487 | 0 | 177.0497
364 | 1077.6 | 0 | 0 | 0 | 0 | 0 | 0 | 1051.487 | 0 | 27.1778
365 | 1200.8 | 0 | 0 | 0 | 0 | 0 | 0 | 1051.487 | 0 | 155.4015
366 | 1140 | 0 | 0 | 0 | 0 | 0 | 0 | 1051.487 | 0 | 92.1223
367 | 1037.6 | 11.89 | 11.4444 | 11.4444 | 0 | 0 | 0 | 1026.604 | 0 | 0
368 | 866.892 | 129.2 | 577.5187 | 577.5187 | 0 | 0 | 0 | 312 | 0 | 0
369 | 1066.826 | 340.25 | 1588.0391 | 1110.3277 | -477.7113 | 0 | 0 | 0 | 0 | 0
370 | 1366.055 | 562.96 | 2565.8603 | 1421.7583 | -1144.102 | 0 | 0 | 0 | 0 | 0
371 | 1574.613 | 770.93 | 3413.291 | 1638.8207 | -1774.4703 | 0 | 0 | 0 | 0 | 0
372 | 1515.751 | 699.2 | 3074.2226 | 1577.5585 | -1496.6641 | 0 | 0 | 0 | 0 | 0
373 | 1570.042 | 422.53 | 1875.4173 | 1634.0633 | -241.3541 | 0 | 0 | 0 | 0 | 0
374 | 1584.014 | 793.05 | 3489.5019 | 1648.605 | -1840.8969 | 0 | 0 | 0 | 0 | 0
375 | 1443.606 | 481.16 | 2176.3527 | 1502.4716 | -673.8811 | 0 | 0 | 0 | 0 | 0
376 | 1857.159 | 430.66 | 1994.886 | 1932.888 | -61.998 | 0 | 0 | 0 | 0 | 0
377 | 2051.354 | 144.93 | 648.6246 | 648.6246 | 0 | 0 | 0 | 1051.487 | 0 | 392.0138
378 | 1864.668 | 26.75 | 72.3808 | 72.3808 | 0 | 0 | 0 | 1051.487 | 0 | 773.9601
379 | 1687.2 | 0 | 0 | 0 | 0 | 0 | 0 | 11.03 | 0 | 1744.5188
380 | 1437.6 | 0 | 0 | 0 | 0 | 0 | 0 | 0 | 0 | 1496.2207
381 | 1798.4 | 0 | 0 | 0 | 0 | 0 | 0 | 0 | 0 | 1871.733
382 | 1439.2 | 0 | 0 | 0 | 0 | 0 | 0 | 0 | 0 | 1497.886
383 | 1318.4 | 0 | 0 | 0 | 0 | 0 | 0 | 0 | 0 | 1372.1601
384 | 1333.6 | 0 | 0 | 0 | 0 | 0 | 0 | 1051.487 | 0 | 293.6167
385 | 1427.2 | 0 | 0 | 0 | 0 | 0 | 0 | 1051.487 | 0 | 391.0334
386 | 1464.8 | 0 | 0 | 0 | 0 | 0 | 0 | 1051.487 | 0 | 430.1666
387 | 1109.6 | 0 | 0 | 0 | 0 | 0 | 0 | 1051.487 | 0 | 60.4827
388 | 1159.2 | 0 | 0 | 0 | 0 | 0 | 0 | 1051.487 | 0 | 112.1052
389 | 1433.6 | 0 | 0 | 0 | 0 | 0 | 0 | 1051.487 | 0 | 397.6943
390 | 1189.6 | 0 | 0 | 0 | 0 | 0 | 0 | 1051.487 | 0 | 143.7448
391 | 1440 | 34.43 | 65.7813 | 65.7813 | 0 | 0 | 0 | 1051.487 | 0 | 338.5741
392 | 1042.494 | 226.37 | 1014.6179 | 0 | -1014.6179 | 0 | 0 | 1042.494 | 0 | 0
393 | 1260.412 | 511.56 | 2433.8066 | 217.4443 | -2216.3623 | 0 | 0 | 1051.487 | 0 | 0
394 | 1528.29 | 689.89 | 3198.7661 | 1543.3315 | -1655.4346 | 0 | 0 | 45.425 | 0 | 0
395 | 1634.053 | 832.88 | 3778.3924 | 1700.6844 | -2077.7079 | 0 | 0 | 0 | 0 | 0
396 | 1747.764 | 947.37 | 4235.5255 | 1819.0322 | -2310.7295 | 0 | 105.7637 | 0 | 0 | 0
397 | 1461.828 | 534.8 | 2401.1855 | 1521.4367 | -879.7488 | 0 | 0 | 0 | 0 | 0
398 | 1421.187 | 618.7 | 2790.7181 | 1479.1384 | -1311.5796 | 0 | 0 | 0 | 0 | 0
399 | 1580.373 | 605.48 | 2772.0184 | 1644.8155 | -1127.2029 | 0 | 0 | 0 | 0 | 0
400 | 1462.36 | 87.1 | 370.6987 | 370.6987 | 0 | 0 | 0 | 1051.487 | 0 | 56.9284
401 | 1717.244 | 32.33 | 118.8005 | 118.8005 | 0 | 0 | 0 | 1051.487 | 0 | 574.1039
402 | 1611.558 | 14.71 | 29.4332 | 29.4332 | 0 | 0 | 0 | 1051.487 | 0 | 553.4757
403 | 1616.357 | 0 | 0 | 0 | 0 | 0 | 0 | 1051.487 | 0 | 587.9036
404 | 1480.8 | 0 | 0 | 0 | 0 | 0 | 0 | 256.278 | 0 | 1274.4541
405 | 1845.6 | 0 | 0 | 0 | 0 | 0 | 0 | 0 | 0 | 1920.8576
406 | 1497.6 | 0 | 0 | 0 | 0 | 0 | 0 | 0 | 0 | 1558.6673
407 | 1532 | 0 | 0 | 0 | 0 | 0 | 0 | 0 | 0 | 1594.47
408 | 1503.2 | 0 | 0 | 0 | 0 | 0 | 0 | 1051.487 | 0 | 470.1324
409 | 1740.8 | 0 | 0 | 0 | 0 | 0 | 0 | 1051.487 | 0 | 717.421
410 | 1453.6 | 0 | 0 | 0 | 0 | 0 | 0 | 1051.487 | 0 | 418.5099
411 | 1256 | 0 | 0 | 0 | 0 | 0 | 0 | 1051.487 | 0 | 212.8524
412 | 1274.4 | 0 | 0 | 0 | 0 | 0 | 0 | 1051.487 | 0 | 232.0027
413 | 1436.8 | 0 | 0 | 0 | 0 | 0 | 0 | 1051.487 | 0 | 401.0248
414 | 1512.8 | 0 | 0 | 0 | 0 | 0 | 0 | 1051.487 | 0 | 480.1239
415 | 1361.6 | 31.79 | 59.777 | 59.777 | 0 | 0 | 0 | 1051.487 | 0 | 262.9814
416 | 1307.476 | 282.57 | 1267.7796 | 1267.7796 | 0 | 0 | 0 | 89.367 | 0 | 0
417 | 1117.404 | 531.66 | 2523.4164 | 1162.9682 | -1360.4483 | 0 | 0 | 0 | 0 | 0
418 | 1558.331 | 725.51 | 3338.482 | 1621.8747 | -1716.6073 | 0 | 0 | 0 | 0 | 0
419 | 1635.582 | 887.31 | 3970.4407 | 1702.2758 | -2268.1649 | 0 | 0 | 0 | 0 | 0
420 | 1614.236 | 972.14 | 4279.2017 | 1680.0594 | -2310.7295 | 0 | 288.4128 | 0 | 0 | 0
421 | 1599.883 | 875.32 | 3847.3605 | 1665.1211 | -2182.2394 | 0 | 0 | 0 | 0 | 0
422 | 1534.321 | 821.25 | 3638.257 | 1596.8857 | -2041.3713 | 0 | 0 | 0 | 0 | 0
423 | 1869.297 | 702.38 | 3179.187 | 1945.5209 | -713.822 | 0 | 519.8441 | 0 | 0 | 0
424 | 1731.41 | 548.21 | 2550.1113 | 1802.0113 | 0 | 0 | 748.1 | 0 | 0 | 0
425 | 1852.086 | 301.42 | 1358.3428 | 1358.3428 | 0 | 0 | 0 | 546.962 | 0 | 0
426 | 1824.781 | 43.96 | 128.7264 | 128.7264 | 0 | 0 | 0 | 1051.487 | 0 | 676.1001
427 | 1772.851 | 0 | 0 | 0 | 0 | 0 | 0 | 1051.487 | 0 | 750.7789
428 | 1725.6 | 0 | 0 | 0 | 0 | 0 | 0 | 299.469 | 0 | 1484.284
429 | 1548.8 | 0 | 0 | 0 | 0 | 0 | 0 | 0 | 0 | 1611.9551
430 | 1660 | 0 | 0 | 0 | 0 | 0 | 0 | 0 | 0 | 1727.6895
431 | 1914.4 | 0 | 0 | 0 | 0 | 0 | 0 | 0 | 0 | 1992.4631
432 | 1842.4 | 0 | 0 | 0 | 0 | 0 | 0 | 1051.487 | 0 | 823.1639
433 | 1708 | 0 | 0 | 0 | 0 | 0 | 0 | 1051.487 | 0 | 683.2835
434 | 1356.8 | 0 | 0 | 0 | 0 | 0 | 0 | 1051.487 | 0 | 317.7627
435 | 1073.6 | 0 | 0 | 0 | 0 | 0 | 0 | 1051.487 | 0 | 23.0147
436 | 1288.8 | 0 | 0 | 0 | 0 | 0 | 0 | 1051.487 | 0 | 246.9899
437 | 1396.8 | 0 | 0 | 0 | 0 | 0 | 0 | 1051.487 | 0 | 359.3938
438 | 1372 | 0 | 0 | 0 | 0 | 0 | 0 | 1051.487 | 0 | 333.5825
439 | 1415.2 | 47.67 | 93.0954 | 93.0954 | 0 | 0 | 0 | 1051.487 | 0 | 285.4486
440 | 1131.076 | 288.38 | 1294.0248 | 1177.1977 | -116.8272 | 0 | 0 | 0 | 0 | 0
441 | 1241.663 | 537.33 | 2544.0831 | 1292.294 | -1251.7891 | 0 | 0 | 0 | 0 | 0
442 | 856.555 | 749.24 | 3407.1046 | 891.4836 | -2310.7295 | 0 | 204.8915 | 0 | 0 | 0
443 | 1284.095 | 904.69 | 3965.7353 | 1336.4563 | -2310.7295 | 0 | 318.5495 | 0 | 0 | 0
444 | 1493.401 | 985.72 | 4212.0612 | 1554.2981 | -2310.7295 | 0 | 347.0335 | 0 | 0 | 0
445 | 1383.033 | 972.52 | 4123.8595 | 1439.4297 | -2310.7295 | 0 | 373.7003 | 0 | 0 | 0
446 | 1395.108 | 734.89 | 3175.5921 | 1451.996 | -1723.5961 | 0 | 0 | 0 | 0 | 0
447 | 1147.015 | 538.33 | 2386.5116 | 1193.7866 | -258.25 | 0 | 934.475 | 0 | 0 | 0
448 | 1254.993 | 336.97 | 1532.1358 | 1306.1676 | 0 | 0 | 225.9683 | 0 | 0 | 0
449 | 1593.632 | 106.79 | 466.0651 | 466.0651 | 0 | 0 | 0 | 1051.487 | 0 | 98.1869
450 | 1540.045 | 22.7 | 63.7413 | 63.7413 | 0 | 0 | 0 | 1051.487 | 0 | 444.7385
451 | 1594.407 | 0 | 0 | 0 | 0 | 0 | 0 | 1051.487 | 0 | 565.0585
452 | 1601.6 | 0 | 0 | 0 | 0 | 0 | 0 | 1051.487 | 0 | 572.5448
453 | 1628.8 | 0 | 0 | 0 | 0 | 0 | 0 | 1051.487 | 0 | 600.854
454 | 1475.2 | 0 | 0 | 0 | 0 | 0 | 0 | 1051.487 | 0 | 440.9907
455 | 1756 | 0 | 0 | 0 | 0 | 0 | 0 | 1051.487 | 0 | 733.2408
456 | 1347.2 | 0 | 0 | 0 | 0 | 0 | 0 | 1051.487 | 0 | 307.7712
457 | 1464 | 0 | 0 | 0 | 0 | 0 | 0 | 1051.487 | 0 | 429.334
458 | 1484 | 0 | 0 | 0 | 0 | 0 | 0 | 1051.487 | 0 | 450.1495
459 | 1376.8 | 0 | 0 | 0 | 0 | 0 | 0 | 1051.487 | 0 | 338.5782
460 | 1298.4 | 0 | 0 | 0 | 0 | 0 | 0 | 1051.487 | 0 | 256.9813
461 | 1472 | 0 | 0 | 0 | 0 | 0 | 0 | 1051.487 | 0 | 437.6602
462 | 1540.8 | 0 | 0 | 0 | 0 | 0 | 0 | 1051.487 | 0 | 509.2656
463 | 1121.6 | 41.47 | 76.776 | 76.776 | 0 | 0 | 0 | 687.378 | 0 | 375.1532
464 | 1325.723 | 277.07 | 1235.4322 | 1235.4322 | 0 | 0 | 0 | 0 | 0 | 144.3495
465 | 1431.814 | 525.68 | 2468.8246 | 1490.1988 | -978.6258 | 0 | 0 | 0 | 0 | 0
466 | 1750.511 | 729.16 | 3279.5002 | 1821.8912 | -1457.6089 | 0 | 0 | 0 | 0 | 0
467 | 1780.377 | 626.87 | 2752.4081 | 1852.9751 | -899.4331 | 0 | 0 | 0 | 0 | 0
468 | 1557.127 | 577.21 | 2501.1417 | 1620.6216 | -880.5201 | 0 | 0 | 0 | 0 | 0
469 | 1473.887 | 578.18 | 2491.7196 | 1533.9874 | -957.7322 | 0 | 0 | 0 | 0 | 0
470 | 1373.544 | 768.56 | 3271.8869 | 1429.5527 | -1842.3342 | 0 | 0 | 0 | 0 | 0
471 | 1430.954 | 439.18 | 1934.8301 | 1489.3037 | -445.5264 | 0 | 0 | 0 | 0 | 0
472 | 1796.545 | 398.27 | 1805.6114 | 1805.6114 | 0 | 0 | 0 | 61.676 | 0 | 0
473 | 1678.349 | 258.76 | 1161.1458 | 1161.1458 | 0 | 0 | 0 | 562.696 | 0 | 0
474 | 1629.66 | 50.79 | 156.1498 | 156.1498 | 0 | 0 | 0 | 1051.487 | 0 | 445.5992
475 | 1404.8 | 0 | 0 | 0 | 0 | 0 | 0 | 0 | 0 | 1462.0832
476 | 1388.8 | 0 | 0 | 0 | 0 | 0 | 0 | 0 | 0 | 1445.4308
477 | 1344.8 | 0 | 0 | 0 | 0 | 0 | 0 | 0 | 0 | 1399.6366
478 | 1680.8 | 0 | 0 | 0 | 0 | 0 | 0 | 0 | 0 | 1749.3376
479 | 1447.2 | 0 | 0 | 0 | 0 | 0 | 0 | 0 | 0 | 1506.2122
480 | 1506.4 | 0 | 0 | 0 | 0 | 0 | 0 | 1051.487 | 0 | 473.4629
481 | 1360.8 | 0 | 0 | 0 | 0 | 0 | 0 | 1051.487 | 0 | 321.9258
482 | 1408 | 0 | 0 | 0 | 0 | 0 | 0 | 1051.487 | 0 | 371.0505
483 | 1103.2 | 0 | 0 | 0 | 0 | 0 | 0 | 1051.487 | 0 | 53.8217
484 | 1368 | 0 | 0 | 0 | 0 | 0 | 0 | 1051.487 | 0 | 329.4194
485 | 1242.4 | 0 | 0 | 0 | 0 | 0 | 0 | 1051.487 | 0 | 198.6978
486 | 1268.8 | 0 | 0 | 0 | 0 | 0 | 0 | 1051.487 | 0 | 226.1743
487 | 1385.6 | 10.77 | 6.1801 | 6.1801 | 0 | 0 | 0 | 1020.73 | 0 | 373.5671
488 | 1391.679 | 116.92 | 520.0314 | 520.0314 | 0 | 0 | 0 | 0 | 0 | 928.3958
489 | 1424.117 | 406.32 | 1892.2654 | 1482.1879 | -410.0775 | 0 | 0 | 0 | 0 | 0
490 | 1612.774 | 698.41 | 3136.3611 | 1678.5378 | -1457.8233 | 0 | 0 | 0 | 0 | 0
491 | 1401.019 | 848.07 | 3719.3803 | 1458.1481 | -2261.2323 | 0 | 0 | 0 | 0 | 0
492 | 1755.972 | 956.11 | 4146.5838 | 1827.5759 | -2310.7295 | 0 | 8.2783 | 0 | 0 | 0
493 | 1074.33 | 967.68 | 4200.0339 | 1118.1377 | -2310.7295 | 0 | 771.1667 | 0 | 0 | 0
494 | 1159.81 | 896.44 | 3937.5594 | 1207.1033 | -2310.7295 | 0 | 419.7265 | 0 | 0 | 0
495 | 1567.968 | 537.28 | 2420.6865 | 1631.9047 | -788.7818 | 0 | 0 | 0 | 0 | 0
496 | 1342.539 | 456.45 | 2105.9577 | 1397.2834 | -708.6743 | 0 | 0 | 0 | 0 | 0
497 | 1562.161 | 291.72 | 1310.8605 | 1310.8605 | 0 | 0 | 0 | 302.659 | 0 | 0
498 | 1560.409 | 64.28 | 195.7462 | 195.7462 | 0 | 0 | 0 | 1051.487 | 0 | 333.928
499 | 918.411 | 0 | 0 | 0 | 0 | 0 | 0 | 918.411 | 0 | 0
500 | 1270.4 | 0 | 0 | 0 | 0 | 0 | 0 | 1051.487 | 0 | 227.8396
501 | 1204 | 0 | 0 | 0 | 0 | 0 | 0 | 1051.487 | 0 | 158.732
502 | 1369.6 | 0 | 0 | 0 | 0 | 0 | 0 | 778.611 | 0 | 615.0876
503 | 1345.6 | 0 | 0 | 0 | 0 | 0 | 0 | 0 | 0 | 1400.4693
504 | 1280 | 0 | 0 | 0 | 0 | 0 | 0 | 1051.487 | 0 | 237.831
505 | 2330.4 | 0 | 0 | 0 | 0 | 0 | 0 | 1051.487 | 0 | 1331.063
506 | 2057.6 | 0 | 0 | 0 | 0 | 0 | 0 | 1051.487 | 0 | 1047.1391
507 | 2428 | 0 | 0 | 0 | 0 | 0 | 0 | 1051.487 | 0 | 1432.6428
508 | 2208.8 | 0 | 0 | 0 | 0 | 0 | 0 | 1051.487 | 0 | 1204.5045
509 | 2004 | 0 | 0 | 0 | 0 | 0 | 0 | 1051.487 | 0 | 991.3534
510 | 2379.2 | 0 | 0 | 0 | 0 | 0 | 0 | 1051.487 | 0 | 1381.8529
511 | 2040.8 | 42.25 | 76.1869 | 76.1869 | 0 | 0 | 0 | 1051.487 | 0 | 953.4671
512 | 1723.786 | 242.61 | 1089.6392 | 699.7132 | -389.926 | 0 | 0 | 1051.487 | 0 | 0
513 | 1825.298 | 475.76 | 2242.9531 | 805.3645 | -1437.5886 | 0 | 0 | 1051.487 | 0 | 0
514 | 2095.805 | 733.6 | 3328.2824 | 1086.9019 | -2241.3805 | 0 | 0 | 1051.487 | 0 | 0
515 | 2297.304 | 878.74 | 3857.7172 | 1546.9877 | -2310.7295 | 0 | 0 | 810.926 | 0 | 0
516 | 2286.452 | 952.14 | 4104.2856 | 1793.5561 | -2310.7295 | 0 | 0 | 563.166 | 0 | 0
517 | 2261.298 | 941.52 | 4054.0712 | 1743.3417 | -2310.7295 | 0 | 0 | 586.26 | 0 | 0
518 | 2390.381 | 744.71 | 3265.0084 | 2153.0508 | -1111.9576 | 0 | 0 | 321.684 | 0 | 0
519 | 2181.431 | 512.33 | 2298.6992 | 2270.3828 | -28.3164 | 0 | 0 | 0 | 0 | 0
520 | 1853.049 | 519.28 | 2380.6354 | 1928.6104 | -452.025 | 0 | 0 | 0 | 0 | 0
521 | 2387.844 | 237.65 | 1065.6097 | 1065.6097 | 0 | 0 | 0 | 1051.487 | 0 | 325.2396
522 | 2256.255 | 55.79 | 175.475 | 175.475 | 0 | 0 | 0 | 1051.487 | 0 | 1078.4196
523 | 2414.4 | 0 | 0 | 0 | 0 | 0 | 0 | 1051.487 | 0 | 1418.4882
524 | 1896.8 | 0 | 0 | 0 | 0 | 0 | 0 | 1051.487 | 0 | 879.7822
525 | 2389.6 | 0 | 0 | 0 | 0 | 0 | 0 | 1051.487 | 0 | 1392.677
526 | 2215.2 | 0 | 0 | 0 | 0 | 0 | 0 | 1051.487 | 0 | 1211.1655
527 | 2295.2 | 0 | 0 | 0 | 0 | 0 | 0 | 1051.487 | 0 | 1294.4276
528 | 1956 | 0 | 0 | 0 | 0 | 0 | 0 | 1051.487 | 0 | 941.3961
529 | 1812 | 0 | 0 | 0 | 0 | 0 | 0 | 1051.487 | 0 | 791.5243
530 | 1850.4 | 0 | 0 | 0 | 0 | 0 | 0 | 1051.487 | 0 | 831.4901
531 | 1248.8 | 0 | 0 | 0 | 0 | 0 | 0 | 1051.487 | 0 | 205.3588
532 | 1303.2 | 0 | 0 | 0 | 0 | 0 | 0 | 1051.487 | 0 | 261.977
533 | 1569.6 | 0 | 0 | 0 | 0 | 0 | 0 | 1051.487 | 0 | 539.24
534 | 1165.6 | 0 | 0 | 0 | 0 | 0 | 0 | 1051.487 | 0 | 118.7662
535 | 1127.2 | 30.2 | 52.8434 | 52.8434 | 0 | 0 | 0 | 1051.487 | 0 | 25.957
536 | 845.369 | 223.22 | 1010.6775 | 879.8404 | -130.8371 | 0 | 0 | 0 | 0 | 0
537 | 1178.36 | 421.39 | 1985.749 | 1226.4097 | -759.3393 | 0 | 0 | 0 | 0 | 0
538 | 1572.128 | 655.92 | 2974.8013 | 1636.2343 | -1338.567 | 0 | 0 | 0 | 0 | 0
539 | 1408.437 | 900.3 | 3932.648 | 1465.8685 | -2310.7295 | 0 | 156.0499 | 0 | 0 | 0
540 | 1438.896 | 988.28 | 4220.4696 | 1497.5706 | -2310.7295 | 0 | 412.1695 | 0 | 0 | 0
541 | 1516.32 | 994.09 | 4218.0467 | 1578.1507 | -2310.7295 | 0 | 329.1665 | 0 | 0 | 0
542 | 1377.594 | 550.04 | 2417.9358 | 1433.7679 | -984.1679 | 0 | 0 | 0 | 0 | 0
543 | 1550.943 | 629.08 | 2779.6983 | 1614.1855 | -1165.5129 | 0 | 0 | 0 | 0 | 0
544 | 1543.534 | 528.13 | 2402.934 | 1606.4744 | -796.4596 | 0 | 0 | 0 | 0 | 0
545 | 1201.14 | 290.26 | 1309.0328 | 1250.1186 | -58.9142 | 0 | 0 | 0 | 0 | 0
546 | 1293.095 | 65.15 | 213.2677 | 213.2677 | 0 | 0 | 0 | 878.921 | 0 | 217.795
547 | 1413.61 | 0 | 0 | 0 | 0 | 0 | 0 | 0 | 0 | 1471.2525
548 | 1265.6 | 0 | 0 | 0 | 0 | 0 | 0 | 0 | 0 | 1317.2071
549 | 1180.8 | 0 | 0 | 0 | 0 | 0 | 0 | 0 | 0 | 1228.9492
550 | 1695.2 | 0 | 0 | 0 | 0 | 0 | 0 | 0 | 0 | 1764.3248
551 | 1346.4 | 0 | 0 | 0 | 0 | 0 | 0 | 0 | 0 | 1401.3019
552 | 1211.2 | 0 | 0 | 0 | 0 | 0 | 0 | 0 | 0 | 1260.5889
553 | 1408 | 0 | 0 | 0 | 0 | 0 | 0 | 1051.487 | 0 | 371.0505
554 | 1139.2 | 0 | 0 | 0 | 0 | 0 | 0 | 1051.487 | 0 | 91.2897
555 | 1446.4 | 0 | 0 | 0 | 0 | 0 | 0 | 1051.487 | 0 | 411.0163
556 | 1142.4 | 0 | 0 | 0 | 0 | 0 | 0 | 1051.487 | 0 | 94.6201
557 | 880 | 0 | 0 | 0 | 0 | 0 | 0 | 880 | 0 | 0
558 | 1145.6 | 0 | 0 | 0 | 0 | 0 | 0 | 1051.487 | 0 | 97.9506
559 | 943.2 | 18.04 | 24.9589 | 24.9589 | 0 | 0 | 0 | 0 | 0 | 956.7018
560 | 1274.438 | 236.93 | 1078.5841 | 1078.5841 | 0 | 0 | 0 | 0 | 0 | 247.8214
561 | 1429.443 | 544.5 | 2597.63 | 1487.7311 | -1109.8989 | 0 | 0 | 0 | 0 | 0
562 | 1547.522 | 765.42 | 3492.8958 | 1610.625 | -1882.2709 | 0 | 0 | 0 | 0 | 0
563 | 1405.725 | 917.17 | 4010.9904 | 1463.047 | -2310.7295 | 0 | 237.2138 | 0 | 0 | 0
564 | 1431.852 | 1012.26 | 4295.3389 | 1490.2383 | -2310.7295 | 0 | 494.3711 | 0 | 0 | 0
565 | 1367.56 | 1019.86 | 4294.4522 | 1423.3247 | -2310.7295 | 0 | 560.3979 | 0 | 0 | 0
566 | 1673.787 | 943.36 | 4024.2436 | 1742.0387 | -2282.2049 | 0 | 0 | 0 | 0 | 0
567 | 1642.84 | 797.16 | 3488.0874 | 1709.8297 | -386.8182 | 0 | 1391.4395 | 0 | 0 | 0
568 | 1902.457 | 583.86 | 2648.9497 | 1980.0331 | 0 | 0 | 668.9166 | 0 | 0 | 0
569 | 1899.267 | 327.08 | 1472.7293 | 1472.7293 | 0 | 0 | 0 | 484.238 | 0 | 0
570 | 1621.58 | 74.14 | 235.1479 | 235.1479 | 0 | 0 | 0 | 1051.487 | 0 | 358.1917
571 | 1806.403 | 0 | 0 | 0 | 0 | 0 | 0 | 0 | 0 | 1880.0623
572 | 1360.8 | 0 | 0 | 0 | 0 | 0 | 0 | 0 | 0 | 1416.2891
573 | 1477.6 | 0 | 0 | 0 | 0 | 0 | 0 | 0 | 0 | 1537.8518
574 | 1830.4 | 0 | 0 | 0 | 0 | 0 | 0 | 0 | 0 | 1905.0378
575 | 1500.8 | 0 | 0 | 0 | 0 | 0 | 0 | 0 | 0 | 1561.9978
576 | 1522.4 | 0 | 0 | 0 | 0 | 0 | 0 | 612.221 | 0 | 947.2932
577 | 1083.2 | 0 | 0 | 0 | 0 | 0 | 0 | 1051.487 | 0 | 33.0062
578 | 1204 | 0 | 0 | 0 | 0 | 0 | 0 | 1051.487 | 0 | 158.732
579 | 1488.8 | 0 | 0 | 0 | 0 | 0 | 0 | 1051.487 | 0 | 455.1452
580 | 1076 | 0 | 0 | 0 | 0 | 0 | 0 | 1051.487 | 0 | 25.5126
581 | 1073.6 | 0 | 0 | 0 | 0 | 0 | 0 | 1051.487 | 0 | 23.0147
582 | 912 | 0 | 0 | 0 | 0 | 0 | 0 | 912 | 0 | 0
583 | 964.8 | 33.07 | 59.2847 | 59.2847 | 0 | 0 | 0 | 0 | 0 | 944.8567
584 | 1236.892 | 270.68 | 1218.4093 | 1218.4093 | 0 | 0 | 0 | 0 | 0 | 68.9192
585 | 902.102 | 530.08 | 2467.228 | 938.8868 | -1528.3412 | 0 | 0 | 0 | 0 | 0
586 | 1643.977 | 748.13 | 3329.1868 | 1711.0131 | -1618.1737 | 0 | 0 | 0 | 0 | 0
587 | 1404.929 | 901.78 | 3872.0519 | 1462.2185 | -2310.7295 | 0 | 99.1038 | 0 | 0 | 0
588 | 1257.977 | 993.06 | 4158.6651 | 1309.2743 | -2310.7295 | 0 | 538.6613 | 0 | 0 | 0
589 | 1143.986 | 996.99 | 4128.1818 | 1190.6341 | -2310.7295 | 0 | 626.8182 | 0 | 0 | 0
590 | 1063.922 | 911.29 | 3817.818 | 1107.3053 | -2310.7295 | 0 | 399.7832 | 0 | 0 | 0
591 | 1565.032 | 765.44 | 3295.9902 | 1628.849 | -203.9485 | 0 | 1463.1927 | 0 | 0 | 0
592 | 1529.519 | 554 | 2484.84 | 1591.8879 | 0 | 0 | 892.9521 | 0 | 0 | 0
593 | 1548.768 | 276.08 | 1240.1438 | 1240.1438 | 0 | 0 | 0 | 357.212 | 0 | 0
594 | 954.794 | 57.88 | 185.7537 | 185.7537 | 0 | 0 | 0 | 776.318 | 0 | 0
595 | 979.933 | 0 | 0 | 0 | 0 | 0 | 0 | 0 | 0 | 1019.8915
596 | 1248.8 | 0 | 0 | 0 | 0 | 0 | 0 | 0 | 0 | 1299.7221
597 | 1226.4 | 0 | 0 | 0 | 0 | 0 | 0 | 0 | 0 | 1276.4087
598 | 1332 | 0 | 0 | 0 | 0 | 0 | 0 | 0 | 0 | 1386.3147
599 | 1236.8 | 0 | 0 | 0 | 0 | 0 | 0 | 0 | 0 | 1287.2327
600 | 1285.6 | 0 | 0 | 0 | 0 | 0 | 0 | 1051.487 | 0 | 243.6594
601 | 1532.8 | 0 | 0 | 0 | 0 | 0 | 0 | 1051.487 | 0 | 500.9394
602 | 1344.8 | 0 | 0 | 0 | 0 | 0 | 0 | 1051.487 | 0 | 305.2734
603 | 1204.8 | 0 | 0 | 0 | 0 | 0 | 0 | 1051.487 | 0 | 159.5646
604 | 1120.8 | 0 | 0 | 0 | 0 | 0 | 0 | 894.839 | 0 | 235.175
605 | 1085.6 | 0 | 0 | 0 | 0 | 0 | 0 | 0 | 0 | 1129.8673
606 | 1070.4 | 0 | 0 | 0 | 0 | 0 | 0 | 0 | 0 | 1114.0475
607 | 1341.6 | 24.56 | 39.3289 | 39.3289 | 0 | 0 | 0 | 0 | 0 | 1356.9773
608 | 915.255 | 209.46 | 951.7394 | 951.7394 | 0 | 0 | 0 | 0 | 0 | 0.83678
609 | 1043.557 | 285.87 | 1327.8657 | 1086.1099 | -241.7558 | 0 | 0 | 0 | 0 | 0
610 | 1135.797 | 541.42 | 2431.6386 | 1182.1112 | -1249.5275 | 0 | 0 | 0 | 0 | 0
611 | 1052.302 | 820.06 | 3505.4695 | 1095.2125 | -2310.7295 | 0 | 99.5274 | 0 | 0 | 0
612 | 1010.911 | 838.81 | 3512.7487 | 1052.1337 | -2310.7295 | 0 | 149.8854 | 0 | 0 | 0
613 | 907.915 | 864.12 | 3579.5915 | 944.9369 | -2310.7295 | 0 | 323.9251 | 0 | 0 | 0
614 | 1041.693 | 730.19 | 3093.1709 | 1084.1699 | -2009.001 | 0 | 0 | 0 | 0 | 0
615 | 1029.977 | 555.48 | 2439.4039 | 1071.9762 | -1367.4277 | 0 | 0 | 0 | 0 | 0
616 | 1033.486 | 307.94 | 1392.5781 | 1075.6282 | -316.9498 | 0 | 0 | 0 | 0 | 0
617 | 1376.376 | 275.51 | 1242.5116 | 1242.5116 | 0 | 0 | 0 | 0 | 0 | 189.9886
618 | 1168.446 | 70.96 | 229.7504 | 229.7504 | 0 | 0 | 0 | 0 | 0 | 986.341
619 | 1198.4 | 0 | 0 | 0 | 0 | 0 | 0 | 0 | 0 | 1247.2669
620 | 1109.6 | 0 | 0 | 0 | 0 | 0 | 0 | 0 | 0 | 1154.8459
621 | 1098.4 | 0 | 0 | 0 | 0 | 0 | 0 | 0 | 0 | 1143.1892
622 | 1179.2 | 0 | 0 | 0 | 0 | 0 | 0 | 0 | 0 | 1227.284
623 | 1169.6 | 0 | 0 | 0 | 0 | 0 | 0 | 0 | 0 | 1217.2925
624 | 497.6 | 0 | 0 | 0 | 0 | 0 | 0 | 0 | 0 | 517.8905
625 | 369.6 | 0 | 0 | 0 | 0 | 0 | 0 | 0 | 0 | 384.6711
626 | 342.4 | 0 | 0 | 0 | 0 | 0 | 0 | 0 | 0 | 356.362
627 | 378.4 | 0 | 0 | 0 | 0 | 0 | 0 | 0 | 0 | 393.8299
628 | 387.2 | 0 | 0 | 0 | 0 | 0 | 0 | 0 | 0 | 402.9888
629 | 368.8 | 0 | 0 | 0 | 0 | 0 | 0 | 0 | 0 | 383.8385
630 | 325.6 | 0 | 0 | 0 | 0 | 0 | 0 | 0 | 0 | 338.8769
631 | 335.2 | 37.26 | 66.3641 | 66.3641 | 0 | 0 | 0 | 0 | 0 | 282.5043
632 | 281.28 | 276.08 | 1238.7471 | 292.7497 | -945.9974 | 0 | 0 | 0 | 0 | 0
633 | 812.402 | 514.96 | 2435.6581 | 845.5291 | -1590.129 | 0 | 0 | 0 | 0 | 0
634 | 1193.029 | 741.39 | 3360.2291 | 1241.6769 | -2118.5522 | 0 | 0 | 0 | 0 | 0
635 | 997.388 | 780.25 | 3431.5525 | 1038.0583 | -2310.7295 | 0 | 82.7647 | 0 | 0 | 0
636 | 1238.61 | 970.09 | 4137.349 | 1289.1165 | -2310.7295 | 0 | 537.5029 | 0 | 0 | 0
637 | 1158.511 | 963.97 | 4097.3644 | 1205.7514 | -2310.7295 | 0 | 580.8835 | 0 | 0 | 0
638 | 1234.863 | 906.88 | 3903.8403 | 1285.2168 | -271.3971 | 0 | 2347.2264 | 0 | 0 | 0
639 | 1047.104 | 541.27 | 2428.4997 | 1089.8015 | 0 | 0 | 1338.6981 | 0 | 0 | 0
640 | 1281.661 | 459.77 | 2114.5608 | 1333.923 | 0 | 0 | 780.6378 | 0 | 0 | 0
641 | 1055.169 | 280.95 | 1270.0807 | 1098.1954 | 0 | 0 | 171.8853 | 0 | 0 | 0
642 | 1044.091 | 62.59 | 206.7659 | 206.7659 | 0 | 0 | 0 | 0 | 0 | 879.8998
643 | 1088.323 | 0 | 0 | 0 | 0 | 0 | 0 | 0 | 0 | 1132.7013
644 | 898.4 | 0 | 0 | 0 | 0 | 0 | 0 | 0 | 0 | 935.0339
645 | 270.4 | 0 | 0 | 0 | 0 | 0 | 0 | 0 | 0 | 281.426
646 | 91.2 | 0 | 0 | 0 | 0 | 0 | 0 | 0 | 0 | 94.9188
647 | 94.4 | 0 | 0 | 0 | 0 | 0 | 0 | 0 | 0 | 98.2493
648 | 91.2 | 0 | 0 | 0 | 0 | 0 | 0 | 0 | 0 | 94.9188
649 | 96 | 0 | 0 | 0 | 0 | 0 | 0 | 0 | 0 | 99.9146
650 | 88 | 0 | 0 | 0 | 0 | 0 | 0 | 0 | 0 | 91.5884
651 | 94.4 | 0 | 0 | 0 | 0 | 0 | 0 | 0 | 0 | 98.2493
652 | 85.6 | 0 | 0 | 0 | 0 | 0 | 0 | 0 | 0 | 89.0905
653 | 95.2 | 0 | 0 | 0 | 0 | 0 | 0 | 0 | 0 | 99.082
654 | 88 | 0 | 0 | 0 | 0 | 0 | 0 | 0 | 0 | 91.5884
655 | 93.6 | 33.47 | 58.8237 | 58.8237 | 0 | 0 | 0 | 0 | 0 | 38.593
656 | 77.076 | 267.48 | 1200.4382 | 80.2189 | -1120.2193 | 0 | 0 | 0 | 0 | 0
657 | 83.396 | 374.02 | 1741.3538 | 86.7966 | -1654.5572 | 0 | 0 | 0 | 0 | 0
658 | 78.901 | 737.64 | 3265.3789 | 82.1173 | -1816.1857 | 0 | 1367.0759 | 0 | 0 | 0
659 | 86.02 | 892.64 | 3782.0039 | 89.5276 | 0 | 0 | 3692.4762 | 0 | 0 | 0
660 | 80.475 | 981.44 | 4060.1119 | 83.7565 | 0 | 0 | 3976.3554 | 0 | 0 | 0
661 | 88.61 | 987.83 | 4066.572 | 92.2232 | 0 | 0 | 3974.3488 | 0 | 0 | 0
662 | 80.761 | 912.69 | 3812.4091 | 84.0542 | 0 | 0 | 3728.3549 | 0 | 0 | 0
663 | 95.362 | 767.22 | 3334.602 | 99.2506 | 0 | 0 | 3235.3515 | 0 | 0 | 0
664 | 84.557 | 417.68 | 1900.9403 | 88.005 | 0 | 0 | 1812.9353 | 0 | 0 | 0
665 | 90.093 | 312.19 | 1412.2977 | 93.7667 | 0 | 0 | 1318.531 | 0 | 0 | 0
666 | 80.774 | 72.29 | 238.5908 | 84.0677 | 0 | 0 | 154.5231 | 0 | 0 | 0
667 | 96.805 | 0 | 0 | 0 | 0 | 0 | 0 | 0 | 0 | 100.7524
668 | 86.4 | 0 | 0 | 0 | 0 | 0 | 0 | 0 | 0 | 89.9231
669 | 93.6 | 0 | 0 | 0 | 0 | 0 | 0 | 0 | 0 | 97.4167
670 | 87.2 | 0 | 0 | 0 | 0 | 0 | 0 | 0 | 0 | 90.7557
671 | 92.8 | 0 | 0 | 0 | 0 | 0 | 0 | 0 | 0 | 96.5841
672 | 87.2 | 0 | 0 | 0 | 0 | 0 | 0 | 0 | 0 | 90.7557
673 | 93.6 | 0 | 0 | 0 | 0 | 0 | 0 | 0 | 0 | 97.4167
674 | 88 | 0 | 0 | 0 | 0 | 0 | 0 | 0 | 0 | 91.5884
675 | 92.8 | 0 | 0 | 0 | 0 | 0 | 0 | 0 | 0 | 96.5841
676 | 87.2 | 0 | 0 | 0 | 0 | 0 | 0 | 0 | 0 | 90.7557
677 | 93.6 | 0 | 0 | 0 | 0 | 0 | 0 | 0 | 0 | 97.4167
678 | 83.2 | 0 | 0 | 0 | 0 | 0 | 0 | 0 | 0 | 86.5926
679 | 84.8 | 30.91 | 55.284 | 55.284 | 0 | 0 | 0 | 0 | 0 | 32.9739
680 | 79.796 | 261.14 | 1168.2303 | 83.0498 | -1085.1805 | 0 | 0 | 0 | 0 | 0
681 | 84.042 | 514.37 | 2401.7319 | 87.469 | -205.2349 | 0 | 2109.028 | 0 | 0 | 0
682 | 80.506 | 718.13 | 3206.1369 | 83.7888 | 0 | 0 | 3122.3481 | 0 | 0 | 0
683 | 81.184 | 846.67 | 3643.9646 | 84.4944 | 0 | 0 | 3559.4702 | 0 | 0 | 0
684 | 80.078 | 938.94 | 3949.9145 | 83.3433 | 0 | 0 | 3866.5711 | 0 | 0 | 0
685 | 81.515 | 906.31 | 3804.6616 | 84.8389 | 0 | 0 | 3719.8226 | 0 | 0 | 0
686 | 74.649 | 581.33 | 2522.7795 | 77.6929 | 0 | 0 | 2445.0865 | 0 | 0 | 0
687 | 88.307 | 487.37 | 2158.9281 | 91.9079 | 0 | 0 | 2067.0202 | 0 | 0 | 0
688 | 79.067 | 261.89 | 1185.7705 | 82.2911 | 0 | 0 | 1103.4794 | 0 | 0 | 0
689 | 84.323 | 61.57 | 254.1025 | 87.7614 | 0 | 0 | 166.3411 | 0 | 0 | 0
690 | 79.24 | 53.16 | 178.9293 | 82.4712 | 0 | 0 | 96.4582 | 0 | 0 | 0
691 | 95.215 | 0 | 0 | 0 | 0 | 0 | 0 | 0 | 0 | 99.0976
692 | 89.6 | 0 | 0 | 0 | 0 | 0 | 0 | 0 | 0 | 93.2536
693 | 93.6 | 0 | 0 | 0 | 0 | 0 | 0 | 0 | 0 | 97.4167
694 | 87.2 | 0 | 0 | 0 | 0 | 0 | 0 | 0 | 0 | 90.7557
695 | 96.8 | 0 | 0 | 0 | 0 | 0 | 0 | 0 | 0 | 100.7472
696 | 87.2 | 0 | 0 | 0 | 0 | 0 | 0 | 0 | 0 | 90.7557
697 | 93.6 | 0 | 0 | 0 | 0 | 0 | 0 | 0 | 0 | 97.4167
698 | 88.8 | 0 | 0 | 0 | 0 | 0 | 0 | 0 | 0 | 92.421
699 | 87.2 | 0 | 0 | 0 | 0 | 0 | 0 | 0 | 0 | 90.7557
700 | 87.2 | 0 | 0 | 0 | 0 | 0 | 0 | 0 | 0 | 90.7557
701 | 93.6 | 0 | 0 | 0 | 0 | 0 | 0 | 0 | 0 | 97.4167
702 | 84 | 0 | 0 | 0 | 0 | 0 | 0 | 0 | 0 | 87.4253
703 | 87.2 | 4.89 | 0 | 0 | 0 | 0 | 0 | 0 | 0 | 90.7557
704 | 76.02 | 61.95 | 257.9149 | 79.1199 | -178.795 | 0 | 0 | 0 | 0 | 0
705 | 84.507 | 452.81 | 2148.0915 | 87.9529 | -1177.7899 | 0 | 882.3487 | 0 | 0 | 0
706 | 72.771 | 630.48 | 2907.563 | 75.7384 | 0 | 0 | 2831.8246 | 0 | 0 | 0
707 | 81.102 | 885.69 | 3970.4896 | 84.4091 | 0 | 0 | 3886.0805 | 0 | 0 | 0
708 | 75.163 | 935.02 | 4115.8091 | 78.2279 | 0 | 0 | 4037.5812 | 0 | 0 | 0
709 | 86.617 | 992.8 | 4315.8901 | 90.149 | 0 | 0 | 4225.7411 | 0 | 0 | 0
710 | 78.42 | 833.11 | 3652.0264 | 81.6177 | 0 | 0 | 3570.4087 | 0 | 0 | 0
711 | 78.853 | 670.66 | 3000.0027 | 82.0684 | 0 | 0 | 2917.9343 | 0 | 0 | 0
712 | 79.653 | 542.49 | 2496.1325 | 82.901 | 0 | 0 | 2413.2315 | 0 | 0 | 0
713 | 88.652 | 233.88 | 1060.231 | 92.2669 | 0 | 0 | 967.964 | 0 | 0 | 0
714 | 82.665 | 74.21 | 247.0471 | 86.0358 | 0 | 0 | 161.0113 | 0 | 0 | 0
715 | 97.636 | 0 | 0 | 0 | 0 | 0 | 0 | 0 | 0 | 101.6173
716 | 88.8 | 0 | 0 | 0 | 0 | 0 | 0 | 0 | 0 | 92.421
717 | 94.4 | 0 | 0 | 0 | 0 | 0 | 0 | 0 | 0 | 98.2493
718 | 87.2 | 0 | 0 | 0 | 0 | 0 | 0 | 0 | 0 | 90.7557
719 | 91.2 | 0 | 0 | 0 | 0 | 0 | 0 | 0 | 0 | 94.9188
720 | 84.8 | 0 | 0 | 0 | 0 | 0 | 0 | 0 | 0 | 88.2579
721 | 93.6 | 0 | 0 | 0 | 0 | 0 | 0 | 0 | 0 | 97.4167
722 | 81.6 | 0 | 0 | 0 | 0 | 0 | 0 | 0 | 0 | 84.9274
723 | 92.8 | 0 | 0 | 0 | 0 | 0 | 0 | 0 | 0 | 96.5841
724 | 80 | 0 | 0 | 0 | 0 | 0 | 0 | 0 | 0 | 83.2621
725 | 90.4 | 0 | 0 | 0 | 0 | 0 | 0 | 0 | 0 | 94.0862
726 | 80 | 0 | 0 | 0 | 0 | 0 | 0 | 0 | 0 | 83.2621
727 | 86.4 | 13.11 | 13.733 | 13.733 | 0 | 0 | 0 | 0 | 0 | 76.1901
728 | 75.453 | 138.53 | 622.525 | 78.5297 | -543.9953 | 0 | 0 | 0 | 0 | 0
729 | 85.467 | 379.57 | 1767.6001 | 88.9521 | -771.3863 | 0 | 907.2618 | 0 | 0 | 0
730 | 74.454 | 608.48 | 2727.8687 | 77.49 | 0 | 0 | 2650.3787 | 0 | 0 | 0
731 | 80.579 | 882.91 | 3789.8482 | 83.8648 | 0 | 0 | 3705.9834 | 0 | 0 | 0
732 | 73.28 | 818.78 | 3466.4684 | 76.2681 | 0 | 0 | 3390.2003 | 0 | 0 | 0
733 | 82.654 | 871.42 | 3645.0147 | 86.0244 | 0 | 0 | 3558.9904 | 0 | 0 | 0
734 | 74.961 | 498.71 | 2179.6614 | 78.0177 | 0 | 0 | 2101.6437 | 0 | 0 | 0
735 | 86.787 | 372.83 | 1668.6462 | 90.3259 | 0 | 0 | 1578.3203 | 0 | 0 | 0
736 | 81.253 | 356.51 | 1623.8106 | 84.5662 | 0 | 0 | 1539.2443 | 0 | 0 | 0
737 | 87.089 | 156.94 | 698.8879 | 90.6402 | 0 | 0 | 608.2477 | 0 | 0 | 0
738 | 79.66 | 68.92 | 230.1459 | 82.9083 | 0 | 0 | 147.2377 | 0 | 0 | 0
739 | 96.821 | 0 | 0 | 0 | 0 | 0 | 0 | 0 | 0 | 100.769
740 | 88 | 0 | 0 | 0 | 0 | 0 | 0 | 0 | 0 | 91.5884
741 | 91.2 | 0 | 0 | 0 | 0 | 0 | 0 | 0 | 0 | 94.9188
742 | 86.4 | 0 | 0 | 0 | 0 | 0 | 0 | 0 | 0 | 89.9231
743 | 92.8 | 0 | 0 | 0 | 0 | 0 | 0 | 0 | 0 | 96.5841
744 | 88 | 0 | 0 | 0 | 0 | 0 | 0 | 0 | 0 | 91.5884
745 | 94.4 | 0 | 0 | 0 | 0 | 0 | 0 | 0 | 0 | 98.2493
746 | 87.2 | 0 | 0 | 0 | 0 | 0 | 0 | 0 | 0 | 90.7557
747 | 93.6 | 0 | 0 | 0 | 0 | 0 | 0 | 0 | 0 | 97.4167
748 | 80 | 0 | 0 | 0 | 0 | 0 | 0 | 0 | 0 | 83.2621
749 | 88.8 | 0 | 0 | 0 | 0 | 0 | 0 | 0 | 0 | 92.421
750 | 86.4 | 0 | 0 | 0 | 0 | 0 | 0 | 0 | 0 | 89.9231
751 | 88.8 | 31.54 | 57.0814 | 57.0814 | 0 | 0 | 0 | 0 | 0 | 35.3396
752 | 79.281 | 246.98 | 1102.3158 | 82.5138 | -1019.802 | 0 | 0 | 0 | 0 | 0
753 | 84.741 | 499.19 | 2324.0463 | 88.1975 | -263.0719 | 0 | 1972.7768 | 0 | 0 | 0
754 | 75.611 | 714.96 | 3200.6478 | 78.6942 | 0 | 0 | 3121.9536 | 0 | 0 | 0
755 | 86.655 | 869.28 | 3771.21 | 90.1885 | 0 | 0 | 3681.0214 | 0 | 0 | 0
756 | 74.903 | 937.72 | 3989.4858 | 77.9573 | 0 | 0 | 3911.5285 | 0 | 0 | 0
757 | 87.642 | 940.93 | 3968.662 | 91.2158 | 0 | 0 | 3877.4462 | 0 | 0 | 0
758 | 82.638 | 759.19 | 3260.6736 | 86.0077 | 0 | 0 | 3174.6658 | 0 | 0 | 0
759 | 89.332 | 735.19 | 3234.7322 | 92.9747 | 0 | 0 | 3141.7575 | 0 | 0 | 0
760 | 81.435 | 548.96 | 2508.2929 | 84.7557 | 0 | 0 | 2423.5372 | 0 | 0 | 0
761 | 83.254 | 313.13 | 1418.2832 | 86.6488 | 0 | 0 | 1331.6344 | 0 | 0 | 0
762 | 82.933 | 72.52 | 243.6542 | 86.3147 | 0 | 0 | 157.3394 | 0 | 0 | 0
763 | 96.007 | 0 | 0 | 0 | 0 | 0 | 0 | 0 | 0 | 99.9219
764 | 91.2 | 0 | 0 | 0 | 0 | 0 | 0 | 0 | 0 | 94.9188
765 | 93.6 | 0 | 0 | 0 | 0 | 0 | 0 | 0 | 0 | 97.4167
766 | 88.8 | 0 | 0 | 0 | 0 | 0 | 0 | 0 | 0 | 92.421
767 | 97.6 | 0 | 0 | 0 | 0 | 0 | 0 | 0 | 0 | 101.5798
768 | 90.4 | 0 | 0 | 0 | 0 | 0 | 0 | 0 | 0 | 94.0862
769 | 92.8 | 0 | 0 | 0 | 0 | 0 | 0 | 0 | 0 | 96.5841
770 | 86.4 | 0 | 0 | 0 | 0 | 0 | 0 | 0 | 0 | 89.9231
771 | 91.2 | 0 | 0 | 0 | 0 | 0 | 0 | 0 | 0 | 94.9188
772 | 87.2 | 0 | 0 | 0 | 0 | 0 | 0 | 0 | 0 | 90.7557
773 | 92.8 | 0 | 0 | 0 | 0 | 0 | 0 | 0 | 0 | 96.5841
774 | 85.6 | 0 | 0 | 0 | 0 | 0 | 0 | 0 | 0 | 89.0905
775 | 76.8 | 34.75 | 65.0954 | 65.0954 | 0 | 0 | 0 | 0 | 0 | 14.8363
776 | 82.775 | 231 | 1029.1524 | 86.1503 | -943.0021 | 0 | 0 | 0 | 0 | 0
777 | 646.748 | 469.86 | 2190.4438 | 673.1203 | -340.2039 | 0 | 1177.1196 | 0 | 0 | 0
778 | 552.934 | 745.6 | 3329.8665 | 575.4809 | 0 | 0 | 2754.3856 | 0 | 0 | 0
779 | 876.383 | 715.32 | 3091.6348 | 912.1191 | 0 | 0 | 2179.5157 | 0 | 0 | 0
780 | 949.841 | 819.63 | 3445.9901 | 988.5725 | 0 | 0 | 2457.4176 | 0 | 0 | 0
781 | 1244.374 | 814.07 | 3402.4107 | 1295.1156 | 0 | 0 | 2107.2951 | 0 | 0 | 0
782 | 1169.848 | 765.59 | 3254.6152 | 1217.5507 | 0 | 0 | 2037.0645 | 0 | 0 | 0
783 | 1381.741 | 732.82 | 3207.2411 | 1438.084 | 0 | 0 | 1769.1571 | 0 | 0 | 0
784 | 889.368 | 464.44 | 2111.1241 | 925.6336 | 0 | 0 | 1185.4906 | 0 | 0 | 0
785 | 1360.953 | 225.64 | 1013.6531 | 1013.6531 | 0 | 0 | 0 | 0 | 0 | 402.7952
786 | 1095.157 | 62.35 | 214.9433 | 214.9433 | 0 | 0 | 0 | 0 | 0 | 924.8707
787 | 1127.015 | 0 | 0 | 0 | 0 | 0 | 0 | 0 | 0 | 1172.9711
788 | 1211.2 | 0 | 0 | 0 | 0 | 0 | 0 | 0 | 0 | 1260.5889
789 | 1118.4 | 0 | 0 | 0 | 0 | 0 | 0 | 0 | 0 | 1164.0048
790 | 1337.6 | 0 | 0 | 0 | 0 | 0 | 0 | 0 | 0 | 1392.143
791 | 1112 | 0 | 0 | 0 | 0 | 0 | 0 | 0 | 0 | 1157.3438
792 | 163.2 | 0 | 0 | 0 | 0 | 0 | 0 | 0 | 0 | 169.8548
793 | 108.8 | 0 | 0 | 0 | 0 | 0 | 0 | 0 | 0 | 113.2365
794 | 94.4 | 0 | 0 | 0 | 0 | 0 | 0 | 0 | 0 | 98.2493
795 | 105.6 | 0 | 0 | 0 | 0 | 0 | 0 | 0 | 0 | 109.906
796 | 101.6 | 0 | 0 | 0 | 0 | 0 | 0 | 0 | 0 | 105.7429
797 | 105.6 | 0 | 0 | 0 | 0 | 0 | 0 | 0 | 0 | 109.906
798 | 95.2 | 0 | 0 | 0 | 0 | 0 | 0 | 0 | 0 | 99.082
799 | 87.2 | 35.69 | 69.3261 | 69.3261 | 0 | 0 | 0 | 0 | 0 | 21.4296
800 | 82.403 | 270.2 | 1199.1081 | 85.7631 | -1113.345 | 0 | 0 | 0 | 0 | 0
801 | 835.519 | 515.91 | 2404.9739 | 869.5888 | -1535.3851 | 0 | 0 | 0 | 0 | 0
802 | 1039.674 | 737.97 | 3292.4682 | 1082.0686 | -2210.3997 | 0 | 0 | 0 | 0 | 0
803 | 891.524 | 890.23 | 3818.4498 | 927.8785 | -2310.7295 | 0 | 579.8417 | 0 | 0 | 0
804 | 1352.422 | 946.64 | 3968.638 | 1407.5694 | -2069.5045 | 0 | 491.5641 | 0 | 0 | 0
805 | 1341.667 | 968.5 | 4048.1336 | 1396.3759 | 0 | 0 | 2651.7577 | 0 | 0 | 0
806 | 1194.461 | 857.72 | 3651.2979 | 1243.1673 | 0 | 0 | 2408.1306 | 0 | 0 | 0
807 | 1481.371 | 628.4 | 2756.1123 | 1541.7766 | 0 | 0 | 1214.3357 | 0 | 0 | 0
808 | 1646.336 | 167.53 | 731.5266 | 731.5266 | 0 | 0 | 0 | 772.056 | 0 | 178.4037
809 | 1713.488 | 165.47 | 732.072 | 732.072 | 0 | 0 | 0 | 772.056 | 0 | 247.7475
810 | 1434.101 | 39.27 | 125.1565 | 125.1565 | 0 | 0 | 0 | 772.056 | 0 | 563.8835
811 | 1539.509 | 0 | 0 | 0 | 0 | 0 | 0 | 772.056 | 0 | 798.7473
812 | 1661.6 | 0 | 0 | 0 | 0 | 0 | 0 | 772.056 | 0 | 925.8168
813 | 1616 | 0 | 0 | 0 | 0 | 0 | 0 | 772.056 | 0 | 878.3573
814 | 1728.8 | 0 | 0 | 0 | 0 | 0 | 0 | 772.056 | 0 | 995.757
815 | 1469.6 | 0 | 0 | 0 | 0 | 0 | 0 | 197.15 | 0 | 1324.3364
816 | 1761.6 | 0 | 0 | 0 | 0 | 0 | 0 | 772.056 | 0 | 1029.8944
817 | 1354.4 | 0 | 0 | 0 | 0 | 0 | 0 | 772.056 | 0 | 606.0901
818 | 1331.2 | 0 | 0 | 0 | 0 | 0 | 0 | 772.056 | 0 | 581.9441
819 | 1416.8 | 0 | 0 | 0 | 0 | 0 | 0 | 772.056 | 0 | 671.0346
820 | 1299.2 | 0 | 0 | 0 | 0 | 0 | 0 | 772.056 | 0 | 548.6392
821 | 1488 | 0 | 0 | 0 | 0 | 0 | 0 | 772.056 | 0 | 745.1379
822 | 1488.8 | 0 | 0 | 0 | 0 | 0 | 0 | 772.056 | 0 | 745.9705
823 | 1292.8 | 34.28 | 67.8274 | 67.8274 | 0 | 0 | 0 | 772.056 | 0 | 474.1508
824 | 1289.506 | 263.66 | 1160.4776 | 538.55 | -621.9276 | 0 | 0 | 772.056 | 0 | 0
825 | 1526.73 | 485.55 | 2215.3475 | 785.4472 | -1429.9003 | 0 | 0 | 772.056 | 0 | 0
826 | 1083.978 | 589.42 | 2576.011 | 1038.5131 | -1537.4979 | 0 | 0 | 86.153 | 0 | 0
827 | 1402.913 | 650.37 | 2777.7011 | 1460.1193 | -1317.5818 | 0 | 0 | 0 | 0 | 0
828 | 1305.329 | 872.38 | 3623.5591 | 1358.5561 | -2265.003 | 0 | 0 | 0 | 0 | 0
829 | 1517.919 | 801.76 | 3353.0591 | 1579.8149 | -1773.2443 | 0 | 0 | 0 | 0 | 0
830 | 1335.878 | 748.45 | 3176.8494 | 1390.3508 | -1786.4986 | 0 | 0 | 0 | 0 | 0
831 | 1360.865 | 568.31 | 2487.4753 | 1416.3567 | -1071.1186 | 0 | 0 | 0 | 0 | 0
832 | 1604.627 | 472.85 | 2139.0336 | 1670.0585 | -468.9751 | 0 | 0 | 0 | 0 | 0
833 | 1501.802 | 272.93 | 1227.5941 | 1227.5941 | 0 | 0 | 0 | 322.304 | 0 | 0
834 | 1303.802 | 60.41 | 204.7198 | 204.7198 | 0 | 0 | 0 | 772.056 | 0 | 348.7091
835 | 1407.738 | 0 | 0 | 0 | 0 | 0 | 0 | 0 | 0 | 1465.141
836 | 1397.6 | 0 | 0 | 0 | 0 | 0 | 0 | 0 | 0 | 1454.5896
837 | 1207.2 | 0 | 0 | 0 | 0 | 0 | 0 | 0 | 0 | 1256.4257
838 | 1357.6 | 0 | 0 | 0 | 0 | 0 | 0 | 0 | 0 | 1412.9586
839 | 1300.8 | 0 | 0 | 0 | 0 | 0 | 0 | 0 | 0 | 1353.8425
840 | 1248.8 | 0 | 0 | 0 | 0 | 0 | 0 | 772.056 | 0 | 496.1841
841 | 1178.4 | 0 | 0 | 0 | 0 | 0 | 0 | 772.056 | 0 | 422.9134
842 | 1225.6 | 0 | 0 | 0 | 0 | 0 | 0 | 772.056 | 0 | 472.0381
843 | 1224.8 | 0 | 0 | 0 | 0 | 0 | 0 | 772.056 | 0 | 471.2054
844 | 903.2 | 0 | 0 | 0 | 0 | 0 | 0 | 772.056 | 0 | 136.4916
845 | 1121.6 | 0 | 0 | 0 | 0 | 0 | 0 | 772.056 | 0 | 363.7973
846 | 1310.4 | 0 | 0 | 0 | 0 | 0 | 0 | 772.056 | 0 | 560.2959
847 | 1152 | 5.87 | 0 | 0 | 0 | 0 | 0 | 772.056 | 0 | 395.4369
848 | 933.17 | 57.87 | 236.8485 | 236.8485 | 0 | 0 | 0 | 705.601 | 0 | 0
849 | 1215.698 | 261.6 | 1177.0395 | 1177.0395 | 0 | 0 | 0 | 84.774 | 0 | 0
850 | 1139.46 | 373.8 | 1643.372 | 1185.9235 | -457.4485 | 0 | 0 | 0 | 0 | 0
851 | 1551.141 | 486.79 | 2094.6226 | 1614.3916 | -480.2311 | 0 | 0 | 0 | 0 | 0
852 | 1338.153 | 591.12 | 2501.4331 | 1392.7186 | -1108.7145 | 0 | 0 | 0 | 0 | 0
853 | 1140.835 | 976.35 | 3976.8217 | 1187.3546 | -2310.7295 | 0 | 478.7376 | 0 | 0 | 0
854 | 1315.264 | 714.68 | 3023.2307 | 1368.8962 | -1654.3345 | 0 | 0 | 0 | 0 | 0
855 | 1361.037 | 555.05 | 2418.1856 | 1416.5357 | -1001.6498 | 0 | 0 | 0 | 0 | 0
856 | 1270.539 | 377 | 1697.2894 | 1322.3475 | -374.9419 | 0 | 0 | 0 | 0 | 0
857 | 1377.713 | 246.62 | 1103.3056 | 1103.3056 | 0 | 0 | 0 | 317.634 | 0 | 0
858 | 1430.203 | 70.44 | 237.9164 | 237.9164 | 0 | 0 | 0 | 772.056 | 0 | 447.0678
859 | 1135.9 | 0 | 0 | 0 | 0 | 0 | 0 | 0 | 0 | 1182.2184
860 | 1324 | 0 | 0 | 0 | 0 | 0 | 0 | 0 | 0 | 1377.9885
861 | 1216.8 | 0 | 0 | 0 | 0 | 0 | 0 | 0 | 0 | 1266.4172
862 | 1368.8 | 0 | 0 | 0 | 0 | 0 | 0 | 0 | 0 | 1424.6153
863 | 1304 | 0 | 0 | 0 | 0 | 0 | 0 | 0 | 0 | 1357.1729
864 | 504 | 0 | 0 | 0 | 0 | 0 | 0 | 504 | 0 | 0
865 | 308.8 | 0 | 0 | 0 | 0 | 0 | 0 | 308.8 | 0 | 0
866 | 223.2 | 0 | 0 | 0 | 0 | 0 | 0 | 223.2 | 0 | 0
867 | 305.6 | 0 | 0 | 0 | 0 | 0 | 0 | 305.6 | 0 | 0
868 | 234.4 | 0 | 0 | 0 | 0 | 0 | 0 | 234.4 | 0 | 0
869 | 284.8 | 0 | 0 | 0 | 0 | 0 | 0 | 284.8 | 0 | 0
870 | 280.8 | 0 | 0 | 0 | 0 | 0 | 0 | 280.8 | 0 | 0
871 | 279.2 | 30.51 | 62.3144 | 62.3144 | 0 | 0 | 0 | 219.327 | 0 | 0
872 | 207.884 | 261.96 | 1171.133 | 216.3608 | -954.7722 | 0 | 0 | 0 | 0 | 0
873 | 1383.408 | 517.78 | 2405.3694 | 1439.8189 | -965.5505 | 0 | 0 | 0 | 0 | 0
874 | 1305.53 | 736.83 | 3244.3604 | 1358.7653 | -1885.5951 | 0 | 0 | 0 | 0 | 0
875 | 1615.041 | 829.29 | 3520.6044 | 1680.8972 | -1839.7072 | 0 | 0 | 0 | 0 | 0
876 | 1779.002 | 861.64 | 3620.4691 | 1851.544 | -1768.9251 | 0 | 0 | 0 | 0 | 0
877 | 1624.258 | 831.04 | 3516.2634 | 1690.49 | -1825.7733 | 0 | 0 | 0 | 0 | 0
878 | 1539.01 | 770.61 | 3307.8228 | 1601.7659 | -1706.0569 | 0 | 0 | 0 | 0 | 0
879 | 1787.689 | 537.56 | 2373.914 | 1860.5852 | -513.3288 | 0 | 0 | 0 | 0 | 0
880 | 1354.304 | 407.35 | 1843.0887 | 1409.5282 | -433.5606 | 0 | 0 | 0 | 0 | 0
881 | 1620.241 | 171.76 | 761.475 | 761.475 | 0 | 0 | 0 | 0 | 0 | 924.8343
882 | 1300.99 | 56.77 | 187.9029 | 187.9029 | 0 | 0 | 0 | 0 | 0 | 1166.1373
883 | 1394.069 | 0 | 0 | 0 | 0 | 0 | 0 | 0 | 0 | 1450.9147
884 | 1272 | 0 | 0 | 0 | 0 | 0 | 0 | 0 | 0 | 1323.8681
885 | 1471.2 | 0 | 0 | 0 | 0 | 0 | 0 | 0 | 0 | 1531.1908
886 | 1444 | 0 | 0 | 0 | 0 | 0 | 0 | 0 | 0 | 1502.8817
887 | 1357.6 | 0 | 0 | 0 | 0 | 0 | 0 | 0 | 0 | 1412.9586
888 | 576.8 | 0 | 0 | 0 | 0 | 0 | 0 | 0 | 0 | 600.3201
889 | 498.4 | 0 | 0 | 0 | 0 | 0 | 0 | 498.4 | 0 | 0
890 | 498.4 | 0 | 0 | 0 | 0 | 0 | 0 | 498.4 | 0 | 0
891 | 504 | 0 | 0 | 0 | 0 | 0 | 0 | 504 | 0 | 0
892 | 421.6 | 0 | 0 | 0 | 0 | 0 | 0 | 421.6 | 0 | 0
893 | 485.6 | 0 | 0 | 0 | 0 | 0 | 0 | 485.6 | 0 | 0
894 | 467.2 | 0 | 0 | 0 | 0 | 0 | 0 | 135.685 | 0 | 345.0331
895 | 472 | 29.23 | 62.5694 | 62.5694 | 0 | 0 | 0 | 0 | 0 | 428.6772
896 | 385.522 | 254.82 | 1166.4704 | 401.2424 | -765.228 | 0 | 0 | 0 | 0 | 0
897 | 1044.814 | 512.13 | 2438.1841 | 1087.4182 | -1350.7659 | 0 | 0 | 0 | 0 | 0
898 | 1692.649 | 738.73 | 3366.5913 | 1761.6698 | -1604.9215 | 0 | 0 | 0 | 0 | 0
899 | 1873.143 | 903.12 | 3973.4527 | 1949.5238 | -2023.9289 | 0 | 0 | 0 | 0 | 0
900 | 1814.753 | 999.36 | 4309.3332 | 1888.7538 | -2310.7295 | 0 | 109.8498 | 0 | 0 | 0
901 | 1605.764 | 969.82 | 4177.8133 | 1671.2419 | -2310.7295 | 0 | 195.8419 | 0 | 0 | 0
902 | 1656.929 | 939.51 | 4079.1758 | 1724.4933 | -2227.0802 | 0 | 127.6024 | 0 | 0 | 0
903 | 1959.966 | 789.59 | 3505.5173 | 2039.8871 | 0 | 0 | 1465.6302 | 0 | 0 | 0
904 | 1925.128 | 572.86 | 2624.1376 | 2003.6285 | 0 | 0 | 620.509 | 0 | 0 | 0
905 | 1644.797 | 316.01 | 1437.0619 | 1437.0619 | 0 | 0 | 0 | 0 | 0 | 274.8046
906 | 1796.832 | 69.43 | 240.3872 | 240.3872 | 0 | 0 | 0 | 0 | 0 | 1629.7139
907 | 1564.005 | 0 | 0 | 0 | 0 | 0 | 0 | 0 | 0 | 1627.7801
908 | 1423.2 | 0 | 0 | 0 | 0 | 0 | 0 | 0 | 0 | 1481.2335
909 | 1762.4 | 0 | 0 | 0 | 0 | 0 | 0 | 0 | 0 | 1834.265
910 | 1525.6 | 0 | 0 | 0 | 0 | 0 | 0 | 0 | 0 | 1587.8091
911 | 1706.4 | 0 | 0 | 0 | 0 | 0 | 0 | 0 | 0 | 1775.9815
912 | 526.4 | 0 | 0 | 0 | 0 | 0 | 0 | 0 | 0 | 547.8649
913 | 477.6 | 0 | 0 | 0 | 0 | 0 | 0 | 477.6 | 0 | 0
914 | 487.2 | 0 | 0 | 0 | 0 | 0 | 0 | 487.2 | 0 | 0
915 | 450.4 | 0 | 0 | 0 | 0 | 0 | 0 | 450.4 | 0 | 0
916 | 410.4 | 0 | 0 | 0 | 0 | 0 | 0 | 410.4 | 0 | 0
917 | 498.4 | 0 | 0 | 0 | 0 | 0 | 0 | 498.4 | 0 | 0
918 | 480.8 | 0 | 0 | 0 | 0 | 0 | 0 | 332.712 | 0 | 154.1266
919 | 402.4 | 12.68 | 16.4776 | 16.4776 | 0 | 0 | 0 | 0 | 0 | 402.331
920 | 183.582 | 260.62 | 1197.4637 | 191.0679 | -1006.3958 | 0 | 0 | 0 | 0 | 0
921 | 1361.436 | 523.11 | 2464.3201 | 1416.951 | -1047.3691 | 0 | 0 | 0 | 0 | 0
922 | 1498.899 | 749.82 | 3313.6147 | 1560.0193 | -1753.5955 | 0 | 0 | 0 | 0 | 0
923 | 1608.087 | 919.71 | 3843.1412 | 1673.6596 | -2169.4815 | 0 | 0 | 0 | 0 | 0
924 | 1399.808 | 1018.64 | 4135.485 | 1456.8877 | -2310.7295 | 0 | 367.8678 | 0 | 0 | 0
925 | 1724.006 | 1031.69 | 4176.3438 | 1794.3054 | -2310.7295 | 0 | 71.3088 | 0 | 0 | 0
926 | 1255.265 | 959.58 | 3968.6984 | 1306.4507 | -1995.0827 | 0 | 667.165 | 0 | 0 | 0
927 | 1125.5 | 808.74 | 3482.3923 | 1171.3943 | 0 | 0 | 2310.998 | 0 | 0 | 0
928 | 1614.058 | 596.08 | 2689.2142 | 1679.8741 | 0 | 0 | 1009.3401 | 0 | 0 | 0
929 | 1453.859 | 339.87 | 1538.1651 | 1513.1427 | 0 | 0 | 25.0224 | 0 | 0 | 0
930 | 1370.109 | 67.82 | 235.0813 | 235.0813 | 0 | 0 | 0 | 772.056 | 0 | 387.3584
931 | 1452.169 | 0 | 0 | 0 | 0 | 0 | 0 | 0 | 0 | 1511.3838
932 | 1032 | 0 | 0 | 0 | 0 | 0 | 0 | 0 | 0 | 1074.0817
933 | 1212.8 | 0 | 0 | 0 | 0 | 0 | 0 | 0 | 0 | 1262.2541
934 | 1396.8 | 0 | 0 | 0 | 0 | 0 | 0 | 0 | 0 | 1453.757
935 | 964 | 0 | 0 | 0 | 0 | 0 | 0 | 0 | 0 | 1003.3088
936 | 1384.8 | 0 | 0 | 0 | 0 | 0 | 0 | 772.056 | 0 | 637.7297
937 | 1120 | 0 | 0 | 0 | 0 | 0 | 0 | 772.056 | 0 | 362.132
938 | 1568.8 | 0 | 0 | 0 | 0 | 0 | 0 | 772.056 | 0 | 829.2327
939 | 1411.2 | 0 | 0 | 0 | 0 | 0 | 0 | 772.056 | 0 | 665.2062
940 | 1482.4 | 0 | 0 | 0 | 0 | 0 | 0 | 772.056 | 0 | 739.3096
941 | 1182.4 | 0 | 0 | 0 | 0 | 0 | 0 | 772.056 | 0 | 427.0765
942 | 1132 | 0 | 0 | 0 | 0 | 0 | 0 | 772.056 | 0 | 374.6214
943 | 1137.6 | 19.83 | 36.0265 | 36.0265 | 0 | 0 | 0 | 537.58 | 0 | 588.4604
944 | 182.01 | 204.43 | 921.2738 | 189.4318 | -731.842 | 0 | 0 | 0 | 0 | 0
945 | 481.147 | 396.23 | 1819.5745 | 500.7666 | -1318.8078 | 0 | 0 | 0 | 0 | 0
946 | 455.687 | 596.65 | 2626.3347 | 474.2685 | -2152.0662 | 0 | 0 | 0 | 0 | 0
947 | 498.735 | 762.24 | 3259.6359 | 519.0729 | -2310.7295 | 0 | 429.8335 | 0 | 0 | 0
948 | 415.99 | 892.34 | 3735.5051 | 432.9527 | -2310.7295 | 0 | 991.8228 | 0 | 0 | 0
949 | 320.018 | 906.97 | 3806.6536 | 333.0683 | -2310.7295 | 0 | 1162.8557 | 0 | 0 | 0
950 | 335.666 | 768.52 | 3298.4059 | 349.3534 | -1458.4759 | 0 | 1490.5766 | 0 | 0 | 0
951 | 408.03 | 521.02 | 2299.2268 | 424.6682 | 0 | 0 | 1874.5587 | 0 | 0 | 0
952 | 329.489 | 460.16 | 2087.2217 | 342.9245 | 0 | 0 | 1744.2972 | 0 | 0 | 0
953 | 413.609 | 270.86 | 1224.2064 | 430.4746 | 0 | 0 | 793.7318 | 0 | 0 | 0
954 | 285.122 | 82.77 | 283.7293 | 283.7293 | 0 | 0 | 0 | 0 | 0 | 13.0191
955 | 304.539 | 0 | 0 | 0 | 0 | 0 | 0 | 0 | 0 | 316.9571
956 | 261.6 | 0 | 0 | 0 | 0 | 0 | 0 | 0 | 0 | 272.2672
957 | 204 | 0 | 0 | 0 | 0 | 0 | 0 | 0 | 0 | 212.3185
958 | 331.2 | 0 | 0 | 0 | 0 | 0 | 0 | 0 | 0 | 344.7053
959 | 296.8 | 0 | 0 | 0 | 0 | 0 | 0 | 0 | 0 | 308.9026
960 | 302.4 | 0 | 0 | 0 | 0 | 0 | 0 | 0 | 0 | 314.7309
961 | 324.8 | 0 | 0 | 0 | 0 | 0 | 0 | 0 | 0 | 338.0443
962 | 296.8 | 0 | 0 | 0 | 0 | 0 | 0 | 0 | 0 | 308.9026
963 | 296.8 | 0 | 0 | 0 | 0 | 0 | 0 | 0 | 0 | 308.9026
964 | 316 | 0 | 0 | 0 | 0 | 0 | 0 | 0 | 0 | 328.8855
965 | 227.2 | 0 | 0 | 0 | 0 | 0 | 0 | 0 | 0 | 236.4645
966 | 276 | 0 | 0 | 0 | 0 | 0 | 0 | 0 | 0 | 287.2544
967 | 256.8 | 29.15 | 62.5757 | 62.5757 | 0 | 0 | 0 | 0 | 0 | 204.6958
968 | 246.146 | 259.03 | 1164.5095 | 256.183 | -908.3265 | 0 | 0 | 0 | 0 | 0
969 | 460.316 | 518.3 | 2410.973 | 479.0862 | -1931.8868 | 0 | 0 | 0 | 0 | 0
970 | 1172.832 | 730.62 | 3263.0351 | 1220.6553 | -1384.3809 | 0 | 657.9989 | 0 | 0 | 0
971 | 1566.318 | 874.27 | 3755.6857 | 1630.1874 | 0 | 0 | 2125.4983 | 0 | 0 | 0
972 | 1214.229 | 972.42 | 4041.8192 | 1263.7414 | 0 | 0 | 2778.0778 | 0 | 0 | 0
973 | 1567.117 | 982.82 | 4007.0927 | 1631.019 | 0 | 0 | 2376.0736 | 0 | 0 | 0
974 | 1509.312 | 845.02 | 3491.0016 | 1570.8569 | 0 | 0 | 1920.1447 | 0 | 0 | 0
975 | 1604.899 | 675.52 | 2896.1675 | 1670.3416 | 0 | 0 | 1225.8259 | 0 | 0 | 0
976 | 1215.644 | 487.04 | 2177.7495 | 1265.2141 | 0 | 0 | 912.5354 | 0 | 0 | 0
977 | 1300.307 | 241.46 | 1083.5017 | 1083.5017 | 0 | 0 | 0 | 259.256 | 0 | 0
978 | 1151.05 | 63.09 | 219.9401 | 219.9401 | 0 | 0 | 0 | 772.056 | 0 | 174.5081
979 | 1456.677 | 0 | 0 | 0 | 0 | 0 | 0 | 772.056 | 0 | 712.5376
980 | 1494.4 | 0 | 0 | 0 | 0 | 0 | 0 | 652.504 | 0 | 876.2258
981 | 1808.8 | 0 | 0 | 0 | 0 | 0 | 0 | 0 | 0 | 1882.5571
982 | 1650.4 | 0 | 0 | 0 | 0 | 0 | 0 | 0 | 0 | 1717.698
983 | 1209.6 | 0 | 0 | 0 | 0 | 0 | 0 | 0 | 0 | 1258.9236
984 | 1028 | 0 | 0 | 0 | 0 | 0 | 0 | 772.056 | 0 | 266.3806
985 | 1335.2 | 0 | 0 | 0 | 0 | 0 | 0 | 772.056 | 0 | 586.1072
986 | 1325.6 | 0 | 0 | 0 | 0 | 0 | 0 | 772.056 | 0 | 576.1157
987 | 1358.4 | 0 | 0 | 0 | 0 | 0 | 0 | 772.056 | 0 | 610.2532
988 | 1510.4 | 0 | 0 | 0 | 0 | 0 | 0 | 772.056 | 0 | 768.4513
989 | 1220.8 | 0 | 0 | 0 | 0 | 0 | 0 | 772.056 | 0 | 467.0423
990 | 1460.8 | 0 | 0 | 0 | 0 | 0 | 0 | 772.056 | 0 | 716.8288
991 | 1494.4 | 24.35 | 49.516 | 49.516 | 0 | 0 | 0 | 772.056 | 0 | 702.2818
992 | 1213.91 | 244.21 | 1096.9548 | 459.8703 | -637.0845 | 0 | 0 | 772.056 | 0 | 0
993 | 1285.355 | 496.32 | 2306.6642 | 1195.1958 | -1111.4684 | 0 | 0 | 136.986 | 0 | 0
994 | 1854.487 | 711.27 | 3177.6445 | 1930.107 | -1247.5375 | 0 | 0 | 0 | 0 | 0
995 | 1700.494 | 776.71 | 3373.0754 | 1769.8347 | -1603.2407 | 0 | 0 | 0 | 0 | 0
996 | 1593.166 | 875.74 | 3708.1118 | 1658.1302 | -2049.9816 | 0 | 0 | 0 | 0 | 0
997 | 1302.813 | 670.01 | 2858.0834 | 1355.9375 | -1502.1459 | 0 | 0 | 0 | 0 | 0
998 | 1470.149 | 726.56 | 3075.2061 | 1530.097 | -1545.1091 | 0 | 0 | 0 | 0 | 0
999 | 1044.668 | 690.15 | 2970.6247 | 1087.2662 | -1883.3585 | 0 | 0 | 0 | 0 | 0
1000 | 1161.083 | 495.27 | 2221.8867 | 1208.4282 | -1013.4585 | 0 | 0 | 0 | 0 | 0
1001 | 1434.037 | 265.81 | 1202.1565 | 1202.1565 | 0 | 0 | 0 | 278.98 | 0 | 0
1002 | 1519.101 | 47.93 | 162.8524 | 162.8524 | 0 | 0 | 0 | 772.056 | 0 | 614.6536
1003 | 1470.4 | 0 | 0 | 0 | 0 | 0 | 0 | 772.056 | 0 | 726.8202
1004 | 1118.4 | 0 | 0 | 0 | 0 | 0 | 0 | 772.056 | 0 | 360.4668
1005 | 1686.4 | 0 | 0 | 0 | 0 | 0 | 0 | 470.753 | 0 | 1265.2172
1006 | 1632 | 0 | 0 | 0 | 0 | 0 | 0 | 0 | 0 | 1698.5477
1007 | 1343.2 | 0 | 0 | 0 | 0 | 0 | 0 | 0 | 0 | 1397.9714
1008 | 1206.4 | 0 | 0 | 0 | 0 | 0 | 0 | 772.056 | 0 | 452.0552
1009 | 1653.6 | 0 | 0 | 0 | 0 | 0 | 0 | 772.056 | 0 | 917.4905
1010 | 1780 | 0 | 0 | 0 | 0 | 0 | 0 | 772.056 | 0 | 1049.0447
1011 | 1225.6 | 0 | 0 | 0 | 0 | 0 | 0 | 772.056 | 0 | 472.0381
1012 | 1333.6 | 0 | 0 | 0 | 0 | 0 | 0 | 772.056 | 0 | 584.442
1013 | 1466.4 | 0 | 0 | 0 | 0 | 0 | 0 | 772.056 | 0 | 722.6571
1014 | 1376 | 0 | 0 | 0 | 0 | 0 | 0 | 772.056 | 0 | 628.5709
1015 | 1212 | 17.86 | 31.9466 | 31.9466 | 0 | 0 | 0 | 772.056 | 0 | 425.9369
1016 | 1119.408 | 206.28 | 934.6675 | 934.6675 | 0 | 0 | 0 | 221.36 | 0 | 0
1017 | 1135.205 | 424.03 | 1988.0918 | 1181.495 | -806.5968 | 0 | 0 | 0 | 0 | 0
1018 | 1502.098 | 615.75 | 2784.7919 | 1563.3487 | -1221.4432 | 0 | 0 | 0 | 0 | 0
1019 | 1740.14 | 688.35 | 3013.3892 | 1811.0973 | -1202.2918 | 0 | 0 | 0 | 0 | 0
1020 | 1403.041 | 787.7 | 3356.1856 | 1460.2525 | -1895.9331 | 0 | 0 | 0 | 0 | 0
1021 | 1200.195 | 790.73 | 3332.3924 | 1249.1351 | -2083.2573 | 0 | 0 | 0 | 0 | 0
1022 | 1044.046 | 752.27 | 3194.8684 | 1086.6188 | -2108.2495 | 0 | 0 | 0 | 0 | 0
1023 | 1298.188 | 661.08 | 2891.4382 | 1351.1239 | -1540.3143 | 0 | 0 | 0 | 0 | 0
1024 | 1559.024 | 461.17 | 2091.0829 | 1622.596 | -468.4869 | 0 | 0 | 0 | 0 | 0
1025 | 1238.191 | 245.1 | 1109.5107 | 1109.5107 | 0 | 0 | 0 | 0 | 0 | 179.1697
1026 | 1380.315 | 57.47 | 199.9415 | 199.9415 | 0 | 0 | 0 | 0 | 0 | 1236.6583
1027 | 886.366 | 0 | 0 | 0 | 0 | 0 | 0 | 0 | 0 | 922.5092
1028 | 1113.6 | 0 | 0 | 0 | 0 | 0 | 0 | 0 | 0 | 1159.009
1029 | 1129.6 | 0 | 0 | 0 | 0 | 0 | 0 | 0 | 0 | 1175.6615
1030 | 1440.8 | 0 | 0 | 0 | 0 | 0 | 0 | 0 | 0 | 1499.5512
1031 | 1332.8 | 0 | 0 | 0 | 0 | 0 | 0 | 0 | 0 | 1387.1473
1032 | 138.4 | 0 | 0 | 0 | 0 | 0 | 0 | 0 | 0 | 144.0435
1033 | 97.6 | 0 | 0 | 0 | 0 | 0 | 0 | 0 | 0 | 101.5798
1034 | 94.4 | 0 | 0 | 0 | 0 | 0 | 0 | 0 | 0 | 98.2493
1035 | 103.2 | 0 | 0 | 0 | 0 | 0 | 0 | 0 | 0 | 107.4082
1036 | 92.8 | 0 | 0 | 0 | 0 | 0 | 0 | 0 | 0 | 96.5841
1037 | 98.4 | 0 | 0 | 0 | 0 | 0 | 0 | 0 | 0 | 102.4124
1038 | 89.6 | 0 | 0 | 0 | 0 | 0 | 0 | 0 | 0 | 93.2536
1039 | 84.8 | 21.63 | 43.5305 | 43.5305 | 0 | 0 | 0 | 0 | 0 | 44.7274
1040 | 86.437 | 212.69 | 960.6339 | 89.9616 | -870.6722 | 0 | 0 | 0 | 0 | 0
1041 | 660.137 | 439.94 | 2059.7868 | 687.0553 | -1372.7315 | 0 | 0 | 0 | 0 | 0
1042 | 1046.053 | 652.88 | 2956.3327 | 1088.7077 | -1867.625 | 0 | 0 | 0 | 0 | 0
1043 | 1011.485 | 762.49 | 3345.3418 | 1052.7301 | -2292.6117 | 0 | 0 | 0 | 0 | 0
1044 | 1077.866 | 855.52 | 3668.0908 | 1121.8179 | -2310.7295 | 0 | 235.5434 | 0 | 0 | 0
1045 | 1280.894 | 824.72 | 3532.2788 | 1333.1248 | -1842.8202 | 0 | 356.3339 | 0 | 0 | 0
1046 | 1305.495 | 796.25 | 3452.9841 | 1358.7289 | 0 | 0 | 2094.2552 | 0 | 0 | 0
1047 | 1222.683 | 641.77 | 2857.0697 | 1272.5401 | 0 | 0 | 1584.5296 | 0 | 0 | 0
1048 | 1378.71 | 516.09 | 2362.1179 | 1434.9294 | 0 | 0 | 927.1885 | 0 | 0 | 0
1049 | 1442.884 | 291.87 | 1332.2796 | 1332.2796 | 0 | 0 | 0 | 0 | 0 | 169.4405
1050 | 1317.715 | 64.92 | 228.9678 | 228.9678 | 0 | 0 | 0 | 0 | 0 | 1142.4794
1051 | 1407.2 | 0 | 0 | 0 | 0 | 0 | 0 | 0 | 0 | 1464.5811
1052 | 1616.8 | 0 | 0 | 0 | 0 | 0 | 0 | 0 | 0 | 1682.7279
1053 | 1705.6 | 0 | 0 | 0 | 0 | 0 | 0 | 0 | 0 | 1775.1489
1054 | 1624 | 0 | 0 | 0 | 0 | 0 | 0 | 0 | 0 | 1690.2215
1055 | 1382.4 | 0 | 0 | 0 | 0 | 0 | 0 | 0 | 0 | 1438.7698
1056 | 136.8 | 0 | 0 | 0 | 0 | 0 | 0 | 0 | 0 | 142.3783
1057 | 104.8 | 0 | 0 | 0 | 0 | 0 | 0 | 0 | 0 | 109.0734
1058 | 96.8 | 0 | 0 | 0 | 0 | 0 | 0 | 0 | 0 | 100.7472
1059 | 100 | 0 | 0 | 0 | 0 | 0 | 0 | 0 | 0 | 104.0777
1060 | 98.4 | 0 | 0 | 0 | 0 | 0 | 0 | 0 | 0 | 102.4124
1061 | 101.6 | 0 | 0 | 0 | 0 | 0 | 0 | 0 | 0 | 105.7429
1062 | 95.2 | 0 | 0 | 0 | 0 | 0 | 0 | 0 | 0 | 99.082
1063 | 92.8 | 20.2 | 40.1126 | 40.1126 | 0 | 0 | 0 | 0 | 0 | 56.4715
1064 | 85.97 | 217.98 | 984.9974 | 89.4756 | -895.5218 | 0 | 0 | 0 | 0 | 0
1065 | 932.616 | 468.34 | 2187.1841 | 970.6451 | -1216.539 | 0 | 0 | 0 | 0 | 0
1066 | 1383.414 | 687.6 | 3111.5844 | 1439.8252 | -1671.7592 | 0 | 0 | 0 | 0 | 0
1067 | 1261.111 | 861.93 | 3790.2312 | 1312.5361 | -2310.7295 | 0 | 166.9656 | 0 | 0 | 0
1068 | 1457.305 | 948.48 | 4103.8245 | 1516.7303 | -2310.7295 | 0 | 276.3647 | 0 | 0 | 0
1069 | 1348.064 | 952.84 | 4121.8435 | 1403.0337 | -2310.7295 | 0 | 408.0803 | 0 | 0 | 0
1070 | 1417.335 | 866.52 | 3798.1661 | 1475.1294 | -616.9631 | 0 | 1706.0736 | 0 | 0 | 0
1071 | 1553.989 | 726.8 | 3263.442 | 1617.3557 | 0 | 0 | 1646.0863 | 0 | 0 | 0
1072 | 1478.554 | 528.49 | 2441.2794 | 1538.8447 | 0 | 0 | 902.4347 | 0 | 0 | 0
1073 | 1282.839 | 291.5 | 1339.2851 | 1335.1491 | 0 | 0 | 4.136 | 0 | 0 | 0
1074 | 1716.587 | 63.24 | 224.9847 | 224.9847 | 0 | 0 | 0 | 772.056 | 0 | 758.0612
1075 | 1229.933 | 0 | 0 | 0 | 0 | 0 | 0 | 0 | 0 | 1280.0857
1076 | 828.8 | 0 | 0 | 0 | 0 | 0 | 0 | 0 | 0 | 862.5958
1077 | 1254.4 | 0 | 0 | 0 | 0 | 0 | 0 | 0 | 0 | 1305.5504
1078 | 1271.2 | 0 | 0 | 0 | 0 | 0 | 0 | 0 | 0 | 1323.0355
1079 | 1333.6 | 0 | 0 | 0 | 0 | 0 | 0 | 0 | 0 | 1387.9799
1080 | 1302.4 | 0 | 0 | 0 | 0 | 0 | 0 | 700.517 | 0 | 626.4259
1081 | 1362.4 | 0 | 0 | 0 | 0 | 0 | 0 | 772.056 | 0 | 614.4163
1082 | 933.6 | 0 | 0 | 0 | 0 | 0 | 0 | 772.056 | 0 | 168.1312
1083 | 1361.6 | 0 | 0 | 0 | 0 | 0 | 0 | 772.056 | 0 | 613.5837
1084 | 1337.6 | 0 | 0 | 0 | 0 | 0 | 0 | 772.056 | 0 | 588.6051
1085 | 996 | 0 | 0 | 0 | 0 | 0 | 0 | 772.056 | 0 | 233.0757
1086 | 1271.2 | 0 | 0 | 0 | 0 | 0 | 0 | 772.056 | 0 | 519.4975
1087 | 1043.2 | 22.88 | 50.87 | 50.87 | 0 | 0 | 0 | 0 | 0 | 1034.8683
1088 | 860.551 | 239.86 | 1086.8957 | 895.6415 | -191.2542 | 0 | 0 | 0 | 0 | 0
1089 | 1094.398 | 492.38 | 2303.161 | 1139.024 | -1164.1369 | 0 | 0 | 0 | 0 | 0
1090 | 1122.775 | 711.32 | 3208.4193 | 1168.5582 | -2039.8611 | 0 | 0 | 0 | 0 | 0
1091 | 1142.288 | 863.37 | 3769.7227 | 1188.8679 | -2310.7295 | 0 | 270.1253 | 0 | 0 | 0
1092 | 987.833 | 954.13 | 4081.4707 | 1028.1147 | -2310.7295 | 0 | 742.6265 | 0 | 0 | 0
1093 | 1098.997 | 964.5 | 4118.0311 | 1143.8116 | -2310.7295 | 0 | 663.49 | 0 | 0 | 0
1094 | 1323.29 | 891.46 | 3865.1796 | 1377.2506 | -2265.9407 | 0 | 221.9883 | 0 | 0 | 0
1095 | 1200.589 | 742.9 | 3316.0606 | 1249.5452 | 0 | 0 | 2066.5154 | 0 | 0 | 0
1096 | 1175.229 | 443.57 | 2041.2152 | 1223.1511 | 0 | 0 | 818.0641 | 0 | 0 | 0
1097 | 1183.22 | 290.78 | 1337.6823 | 1231.4679 | 0 | 0 | 106.2144 | 0 | 0 | 0
1098 | 1286.45 | 58.84 | 213.1584 | 213.1584 | 0 | 0 | 0 | 772.056 | 0 | 322.211
1099 | 1205.541 | 0 | 0 | 0 | 0 | 0 | 0 | 0 | 0 | 1254.6991
1100 | 1044 | 0 | 0 | 0 | 0 | 0 | 0 | 0 | 0 | 1086.571
1101 | 1465.6 | 0 | 0 | 0 | 0 | 0 | 0 | 0 | 0 | 1525.3625
1102 | 1054.4 | 0 | 0 | 0 | 0 | 0 | 0 | 0 | 0 | 1097.3951
1103 | 1262.4 | 0 | 0 | 0 | 0 | 0 | 0 | 0 | 0 | 1313.8766
1104 | 936 | 0 | 0 | 0 | 0 | 0 | 0 | 772.056 | 0 | 170.6291
1105 | 1169.6 | 0 | 0 | 0 | 0 | 0 | 0 | 772.056 | 0 | 413.7546
1106 | 1276 | 0 | 0 | 0 | 0 | 0 | 0 | 772.056 | 0 | 524.4932
1107 | 1006.4 | 0 | 0 | 0 | 0 | 0 | 0 | 772.056 | 0 | 243.8998
1108 | 1429.6 | 0 | 0 | 0 | 0 | 0 | 0 | 772.056 | 0 | 684.3565
1109 | 1362.4 | 0 | 0 | 0 | 0 | 0 | 0 | 772.056 | 0 | 614.4163
1110 | 1094.4 | 0 | 0 | 0 | 0 | 0 | 0 | 293.615 | 0 | 833.4384
1111 | 1244 | 28.46 | 63.9172 | 63.9172 | 0 | 0 | 0 | 0 | 0 | 1230.8091
1112 | 182.026 | 249.35 | 1120.0559 | 189.4484 | -930.6074 | 0 | 0 | 0 | 0 | 0
1113 | 152.29 | 505.37 | 2347.4377 | 158.4999 | -2188.9378 | 0 | 0 | 0 | 0 | 0
1114 | 181.165 | 723.41 | 3222.8871 | 188.5534 | -2310.7295 | 0 | 723.6042 | 0 | 0 | 0
1115 | 170.605 | 878.59 | 3769.1575 | 177.5617 | -2310.7295 | 0 | 1280.8663 | 0 | 0 | 0
1116 | 185.42 | 971.68 | 4062.0915 | 192.9819 | -2310.7295 | 0 | 1558.3801 | 0 | 0 | 0
1117 | 195.463 | 985.06 | 4092.6893 | 203.4334 | -2310.7295 | 0 | 1578.5264 | 0 | 0 | 0
1118 | 197.058 | 912.62 | 3870.7894 | 205.0944 | -230.9171 | 0 | 3434.7778 | 0 | 0 | 0
1119 | 129.537 | 690.53 | 3040.4847 | 134.8191 | 0 | 0 | 2905.6656 | 0 | 0 | 0
1120 | 177.796 | 504.78 | 2304.1934 | 185.046 | 0 | 0 | 2119.1475 | 0 | 0 | 0
1121 | 117.348 | 307.43 | 1405.6315 | 122.1331 | 0 | 0 | 1283.4984 | 0 | 0 | 0
1122 | 99.261 | 72.69 | 264.3198 | 103.3085 | 0 | 0 | 161.0113 | 0 | 0 | 0
1123 | 110.145 | 0 | 0 | 0 | 0 | 0 | 0 | 0 | 0 | 114.6364
1124 | 108 | 0 | 0 | 0 | 0 | 0 | 0 | 0 | 0 | 112.4039
1125 | 100 | 0 | 0 | 0 | 0 | 0 | 0 | 0 | 0 | 104.0777
1126 | 91.2 | 0 | 0 | 0 | 0 | 0 | 0 | 0 | 0 | 94.9188
1127 | 100 | 0 | 0 | 0 | 0 | 0 | 0 | 0 | 0 | 104.0777
1128 | 93.6 | 0 | 0 | 0 | 0 | 0 | 0 | 0 | 0 | 97.4167
1129 | 98.4 | 0 | 0 | 0 | 0 | 0 | 0 | 0 | 0 | 102.4124
1130 | 90.4 | 0 | 0 | 0 | 0 | 0 | 0 | 0 | 0 | 94.0862
1131 | 96.8 | 0 | 0 | 0 | 0 | 0 | 0 | 0 | 0 | 100.7472
1132 | 91.2 | 0 | 0 | 0 | 0 | 0 | 0 | 0 | 0 | 94.9188
1133 | 96.8 | 0 | 0 | 0 | 0 | 0 | 0 | 0 | 0 | 100.7472
1134 | 89.6 | 0 | 0 | 0 | 0 | 0 | 0 | 0 | 0 | 93.2536
1135 | 92.8 | 52.38 | 127.1965 | 96.5841 | -30.6124 | 0 | 0 | 0 | 0 | 0
1136 | 86.74 | 296.87 | 1328.6067 | 90.277 | -1238.3298 | 0 | 0 | 0 | 0 | 0
1137 | 858.247 | 562.2 | 2625.6426 | 893.2436 | -81.7707 | 0 | 1650.6283 | 0 | 0 | 0
1138 | 1207.142 | 781.64 | 3494.4986 | 1256.3654 | 0 | 0 | 2238.1333 | 0 | 0 | 0
1139 | 1636.944 | 937.76 | 4045.31 | 1703.6933 | 0 | 0 | 2341.6166 | 0 | 0 | 0
1140 | 1392.639 | 1032.72 | 4361.3262 | 1449.4264 | 0 | 0 | 2911.8999 | 0 | 0 | 0
1141 | 1733.618 | 1041.05 | 4382.964 | 1804.3094 | 0 | 0 | 2578.6546 | 0 | 0 | 0
1142 | 1461.298 | 683.26 | 2970.1261 | 1520.885 | 0 | 0 | 1449.2411 | 0 | 0 | 0
1143 | 1523.695 | 400.31 | 1770.2042 | 1585.8264 | 0 | 0 | 184.3778 | 0 | 0 | 0
1144 | 1550.416 | 521.12 | 2379.7788 | 1613.637 | 0 | 0 | 766.1418 | 0 | 0 | 0
1145 | 1733.837 | 332.61 | 1511.7429 | 1511.7429 | 0 | 0 | 0 | 281.323 | 0 | 0
1146 | 1717.427 | 87.99 | 305.3067 | 305.3067 | 0 | 0 | 0 | 772.056 | 0 | 678.6135
1147 | 1575.959 | 0 | 0 | 0 | 0 | 0 | 0 | 59.566 | 0 | 1578.2266
1148 | 1707.2 | 0 | 0 | 0 | 0 | 0 | 0 | 0 | 0 | 1776.8141
1149 | 1400 | 0 | 0 | 0 | 0 | 0 | 0 | 0 | 0 | 1457.0875
1150 | 1287.2 | 0 | 0 | 0 | 0 | 0 | 0 | 0 | 0 | 1339.6879
1151 | 1057.6 | 0 | 0 | 0 | 0 | 0 | 0 | 0 | 0 | 1100.7255
1152 | 1536.8 | 0 | 0 | 0 | 0 | 0 | 0 | 772.056 | 0 | 795.9278
1153 | 997.6 | 0 | 0 | 0 | 0 | 0 | 0 | 772.056 | 0 | 234.741
1154 | 1274.4 | 0 | 0 | 0 | 0 | 0 | 0 | 772.056 | 0 | 522.828
1155 | 1188.8 | 0 | 0 | 0 | 0 | 0 | 0 | 772.056 | 0 | 433.7375
1156 | 1111.2 | 0 | 0 | 0 | 0 | 0 | 0 | 772.056 | 0 | 352.9732
1157 | 1072.8 | 0 | 0 | 0 | 0 | 0 | 0 | 772.056 | 0 | 313.0074
1158 | 1068.8 | 0 | 0 | 0 | 0 | 0 | 0 | 772.056 | 0 | 308.8443
1159 | 1287.2 | 44.08 | 113.452 | 113.452 | 0 | 0 | 0 | 772.056 | 0 | 422.698
1160 | 1071.05 | 280.99 | 1263.1596 | 1114.724 | -148.4356 | 0 | 0 | 0 | 0 | 0
1161 | 1356.959 | 545.73 | 2537.5075 | 1412.2914 | -1125.2161 | 0 | 0 | 0 | 0 | 0
1162 | 1375.012 | 770.57 | 3428.2865 | 1431.0806 | -1997.2059 | 0 | 0 | 0 | 0 | 0
1163 | 1335.484 | 933.17 | 4014.1169 | 1389.9408 | -2310.7295 | 0 | 313.4466 | 0 | 0 | 0
1164 | 1194.744 | 955.48 | 4067.7491 | 1243.4618 | -2310.7295 | 0 | 513.5578 | 0 | 0 | 0
1165 | 1239.472 | 597.13 | 2592.6822 | 1290.0137 | -1302.6685 | 0 | 0 | 0 | 0 | 0
1166 | 1494.782 | 626.66 | 2745.0811 | 1555.7344 | -1189.3466 | 0 | 0 | 0 | 0 | 0
1167 | 1663.536 | 575.81 | 2573.9774 | 1731.3697 | -842.6077 | 0 | 0 | 0 | 0 | 0
1168 | 1380.276 | 413.86 | 1897.0249 | 1436.5592 | -460.4657 | 0 | 0 | 0 | 0 | 0
1169 | 1448.549 | 340.36 | 1559.9964 | 1507.6162 | -52.3802 | 0 | 0 | 0 | 0 | 0
1170 | 1689.979 | 87.15 | 308.8828 | 308.8828 | 0 | 0 | 0 | 0 | 0 | 1450.0081
1171 | 1823.205 | 0 | 0 | 0 | 0 | 0 | 0 | 0 | 0 | 1897.5495
1172 | 855.2 | 0 | 0 | 0 | 0 | 0 | 0 | 0 | 0 | 890.0723
1173 | 1082.4 | 0 | 0 | 0 | 0 | 0 | 0 | 0 | 0 | 1126.5368
1174 | 1165.6 | 0 | 0 | 0 | 0 | 0 | 0 | 0 | 0 | 1213.1294
1175 | 1396.8 | 0 | 0 | 0 | 0 | 0 | 0 | 0 | 0 | 1453.757
1176 | 754.4 | 0 | 0 | 0 | 0 | 0 | 0 | 0 | 0 | 785.162
1177 | 602.4 | 0 | 0 | 0 | 0 | 0 | 0 | 602.4 | 0 | 0
1178 | 580.8 | 0 | 0 | 0 | 0 | 0 | 0 | 580.8 | 0 | 0
1179 | 700.8 | 0 | 0 | 0 | 0 | 0 | 0 | 700.8 | 0 | 0
1180 | 725.6 | 0 | 0 | 0 | 0 | 0 | 0 | 725.6 | 0 | 0
1181 | 505.6 | 0 | 0 | 0 | 0 | 0 | 0 | 145.629 | 0 | 374.6495
1182 | 723.2 | 0 | 0 | 0 | 0 | 0 | 0 | 0 | 0 | 752.6898
1183 | 676.8 | 37.51 | 99.0507 | 99.0507 | 0 | 0 | 0 | 0 | 0 | 605.347
1184 | 771.604 | 266.87 | 1200.5902 | 803.0675 | -397.5226 | 0 | 0 | 0 | 0 | 0
1185 | 658.296 | 529.04 | 2445.7297 | 685.1392 | -1760.5905 | 0 | 0 | 0 | 0 | 0
1186 | 829.986 | 755.16 | 3340.0297 | 863.8302 | -2310.7295 | 0 | 165.47 | 0 | 0 | 0
1187 | 571.13 | 921.88 | 3915.5459 | 594.4199 | -2310.7295 | 0 | 1010.3965 | 0 | 0 | 0
1188 | 704.878 | 1017.48 | 4201.3214 | 733.6217 | -2310.7295 | 0 | 1156.9702 | 0 | 0 | 0
1189 | 802.622 | 1020.79 | 4208.3758 | 835.3504 | -2310.7295 | 0 | 1062.2959 | 0 | 0 | 0
1190 | 845.333 | 932.84 | 3934.1592 | 879.8019 | -1192.3503 | 0 | 1862.0069 | 0 | 0 | 0
1191 | 810.397 | 782.15 | 3421.6141 | 843.4424 | 0 | 0 | 2578.1717 | 0 | 0 | 0
1192 | 948.631 | 570.43 | 2600.4901 | 987.3131 | 0 | 0 | 1613.177 | 0 | 0 | 0
1193 | 863.605 | 290.05 | 1323.2093 | 898.82 | 0 | 0 | 424.3892 | 0 | 0 | 0
1194 | 870.304 | 75.83 | 270.4583 | 270.4583 | 0 | 0 | 0 | 0 | 0 | 635.3339
1195 | 797.6 | 0 | 0 | 0 | 0 | 0 | 0 | 0 | 0 | 830.1236
1196 | 838.4 | 0 | 0 | 0 | 0 | 0 | 0 | 0 | 0 | 872.5873
1197 | 759.2 | 0 | 0 | 0 | 0 | 0 | 0 | 0 | 0 | 790.1577
1198 | 689.6 | 0 | 0 | 0 | 0 | 0 | 0 | 0 | 0 | 717.7197
1199 | 551.2 | 0 | 0 | 0 | 0 | 0 | 0 | 0 | 0 | 573.6762
1200 | 689.6 | 0 | 0 | 0 | 0 | 0 | 0 | 0 | 0 | 717.7197
1201 | 1026.4 | 0 | 0 | 0 | 0 | 0 | 0 | 60.888 | 0 | 1004.8825
1202 | 1103.2 | 0 | 0 | 0 | 0 | 0 | 0 | 0 | 0 | 1148.185
1203 | 797.6 | 0 | 0 | 0 | 0 | 0 | 0 | 0 | 0 | 830.1236
1204 | 818.4 | 0 | 0 | 0 | 0 | 0 | 0 | 0 | 0 | 851.7717
1205 | 779.2 | 0 | 0 | 0 | 0 | 0 | 0 | 0 | 0 | 810.9733
1206 | 741.6 | 0 | 0 | 0 | 0 | 0 | 0 | 0 | 0 | 771.8401
1207 | 836.8 | 40.5 | 110.1069 | 110.1069 | 0 | 0 | 0 | 0 | 0 | 760.8151
1208 | 625.816 | 271.67 | 1225.1535 | 651.3348 | -573.8188 | 0 | 0 | 0 | 0 | 0
1209 | 296.104 | 533.8 | 2479.5529 | 308.1782 | -2171.3747 | 0 | 0 | 0 | 0 | 0
1210 | 281.168 | 761.17 | 3378.3334 | 292.6342 | -2310.7295 | 0 | 774.9697 | 0 | 0 | 0
1211 | 221.19 | 931.04 | 3972.3047 | 230.2094 | -2310.7295 | 0 | 1431.3658 | 0 | 0 | 0
1212 | 299.592 | 1025.95 | 4292.9899 | 311.8094 | -2310.7295 | 0 | 1670.4509 | 0 | 0 | 0
1213 | 888.252 | 1032.8 | 4321.8943 | 924.4731 | -2310.7295 | 0 | 1086.6917 | 0 | 0 | 0
1214 | 1121.586 | 950.77 | 4067.3245 | 1167.3207 | -605.27 | 0 | 2294.7338 | 0 | 0 | 0
1215 | 839.555 | 803.08 | 3549.5401 | 873.7894 | 0 | 0 | 2675.7508 | 0 | 0 | 0
1216 | 1363.969 | 588.21 | 2699.9603 | 1419.5873 | 0 | 0 | 1280.373 | 0 | 0 | 0
1217 | 1384.49 | 331.72 | 1520.7706 | 1440.9451 | 0 | 0 | 79.8255 | 0 | 0 | 0
1218 | 1247.034 | 81.71 | 290.894 | 290.894 | 0 | 0 | 0 | 0 | 0 | 1006.9901
1219 | 1191.158 | 0 | 0 | 0 | 0 | 0 | 0 | 0 | 0 | 1239.7296
1220 | 1089.6 | 0 | 0 | 0 | 0 | 0 | 0 | 0 | 0 | 1134.0304
1221 | 1178.4 | 0 | 0 | 0 | 0 | 0 | 0 | 0 | 0 | 1226.4514
1222 | 1048 | 0 | 0 | 0 | 0 | 0 | 0 | 0 | 0 | 1090.7341
1223 | 1239.2 | 0 | 0 | 0 | 0 | 0 | 0 | 0 | 0 | 1289.7306
1224 | 1102.4 | 0 | 0 | 0 | 0 | 0 | 0 | 0 | 0 | 1147.3523
1225 | 1004 | 0 | 0 | 0 | 0 | 0 | 0 | 772.056 | 0 | 241.4019
1226 | 894.4 | 0 | 0 | 0 | 0 | 0 | 0 | 772.056 | 0 | 127.3328
1227 | 741.6 | 0 | 0 | 0 | 0 | 0 | 0 | 741.6 | 0 | 0
1228 | 812 | 0 | 0 | 0 | 0 | 0 | 0 | 772.056 | 0 | 41.5728
1229 | 906.4 | 0 | 0 | 0 | 0 | 0 | 0 | 512.685 | 0 | 409.7694
1230 | 1295.2 | 0 | 0 | 0 | 0 | 0 | 0 | 0 | 0 | 1348.0141
1231 | 1083.2 | 43.49 | 114.5687 | 114.5687 | 0 | 0 | 0 | 0 | 0 | 1012.8007
1232 | 928.89 | 280.31 | 1267.3601 | 966.7672 | -300.593 | 0 | 0 | 0 | 0 | 0
1233 | 1047.146 | 542.81 | 2541.5332 | 1089.8453 | -1451.688 | 0 | 0 | 0 | 0 | 0
1234 | 1458.486 | 770.57 | 3466.6984 | 1517.9584 | -1948.7401 | 0 | 0 | 0 | 0 | 0
1235 | 1341.872 | 940.15 | 4085.3258 | 1396.5903 | -2310.7295 | 0 | 378.006 | 0 | 0 | 0
1236 | 1455.678 | 1030.73 | 4392.5381 | 1515.0359 | -2310.7295 | 0 | 566.7727 | 0 | 0 | 0
1237 | 1622.4 | 1037.56 | 4417.448 | 1688.5563 | -2310.7295 | 0 | 418.1623 | 0 | 0 | 0
1238 | 1434.147 | 957.32 | 4145.594 | 1492.6269 | -1960.172 | 0 | 692.7952 | 0 | 0 | 0
1239 | 1627.379 | 773.32 | 3451.4604 | 1693.7383 | 0 | 0 | 1757.7221 | 0 | 0 | 0
1240 | 1212.806 | 589.47 | 2722.8844 | 1262.2603 | 0 | 0 | 1460.6241 | 0 | 0 | 0
1241 | 1458.823 | 334.13 | 1538.2619 | 1518.3091 | 0 | 0 | 19.9527 | 0 | 0 | 0
1242 | 1503.121 | 82.8 | 296.8066 | 296.8066 | 0 | 0 | 0 | 772.056 | 0 | 464.0688
1243 | 1519.235 | 0 | 0 | 0 | 0 | 0 | 0 | 0 | 0 | 1581.1845
1244 | 1223.2 | 0 | 0 | 0 | 0 | 0 | 0 | 0 | 0 | 1273.0782
1245 | 1371.2 | 0 | 0 | 0 | 0 | 0 | 0 | 0 | 0 | 1427.1131
1246 | 1432.8 | 0 | 0 | 0 | 0 | 0 | 0 | 0 | 0 | 1491.225
1247 | 1228 | 0 | 0 | 0 | 0 | 0 | 0 | 0 | 0 | 1278.0739
1248 | 1250.4 | 0 | 0 | 0 | 0 | 0 | 0 | 772.056 | 0 | 497.8493
1249 | 1195.2 | 0 | 0 | 0 | 0 | 0 | 0 | 772.056 | 0 | 440.3985
1250 | 1082.4 | 0 | 0 | 0 | 0 | 0 | 0 | 772.056 | 0 | 322.9988
1251 | 1088.8 | 0 | 0 | 0 | 0 | 0 | 0 | 772.056 | 0 | 329.6598
1252 | 1428 | 0 | 0 | 0 | 0 | 0 | 0 | 772.056 | 0 | 682.6913
1253 | 942.4 | 0 | 0 | 0 | 0 | 0 | 0 | 772.056 | 0 | 177.2901
1254 | 957.6 | 0 | 0 | 0 | 0 | 0 | 0 | 772.056 | 0 | 193.1099
1255 | 1361.6 | 40.54 | 110.3983 | 110.3983 | 0 | 0 | 0 | 174.774 | 0 | 1124.8226
1256 | 1216.436 | 273.09 | 1233.69 | 1233.69 | 0 | 0 | 0 | 0 | 0 | 32.3484
1257 | 1066.076 | 534.16 | 2481.6105 | 1109.5472 | -1372.0633 | 0 | 0 | 0 | 0 | 0
1258 | 1100.807 | 759.98 | 3372.8329 | 1145.6944 | -2227.1385 | 0 | 0 | 0 | 0 | 0
1259 | 1411.611 | 926.82 | 3961.4858 | 1469.172 | -2310.7295 | 0 | 181.5843 | 0 | 0 | 0
1260 | 1365.056 | 1016.5 | 4207.234 | 1420.7186 | -2310.7295 | 0 | 475.7859 | 0 | 0 | 0
1261 | 1239.767 | 1022.1 | 4153.6507 | 1290.3218 | -2310.7295 | 0 | 552.5994 | 0 | 0 | 0
1262 | 1146.147 | 880.6 | 3680.628 | 1192.8832 | -2061.9911 | 0 | 425.7537 | 0 | 0 | 0
1263 | 1181.115 | 595.4 | 2617.9814 | 1229.2771 | 0 | 0 | 1388.7043 | 0 | 0 | 0
1264 | 1267.883 | 450.46 | 2048.5547 | 1319.5832 | 0 | 0 | 728.9715 | 0 | 0 | 0
1265 | 1187.464 | 319.28 | 1458.1533 | 1235.885 | 0 | 0 | 222.2683 | 0 | 0 | 0
1266 | 1008.407 | 76.93 | 277.367 | 277.367 | 0 | 0 | 0 | 741.907 | 0 | 0
1267 | 1409.602 | 0 | 0 | 0 | 0 | 0 | 0 | 0 | 0 | 1467.081
1268 | 946.4 | 0 | 0 | 0 | 0 | 0 | 0 | 0 | 0 | 984.9912
1269 | 1150.4 | 0 | 0 | 0 | 0 | 0 | 0 | 0 | 0 | 1197.3096
1270 | 1396 | 0 | 0 | 0 | 0 | 0 | 0 | 0 | 0 | 1452.9244
1271 | 1171.2 | 0 | 0 | 0 | 0 | 0 | 0 | 0 | 0 | 1218.9578
1272 | 1109.6 | 0 | 0 | 0 | 0 | 0 | 0 | 772.056 | 0 | 351.308
1273 | 1380.8 | 0 | 0 | 0 | 0 | 0 | 0 | 772.056 | 0 | 633.5666
1274 | 1206.4 | 0 | 0 | 0 | 0 | 0 | 0 | 772.056 | 0 | 452.0552
1275 | 1380.8 | 0 | 0 | 0 | 0 | 0 | 0 | 772.056 | 0 | 633.5666
1276 | 1010.4 | 0 | 0 | 0 | 0 | 0 | 0 | 772.056 | 0 | 248.0629
1277 | 960 | 0 | 0 | 0 | 0 | 0 | 0 | 308.877 | 0 | 677.6737
1278 | 1000 | 0 | 0 | 0 | 0 | 0 | 0 | 0 | 0 | 1040.7768
1279 | 1016 | 35.87 | 99.7918 | 99.7918 | 0 | 0 | 0 | 0 | 0 | 957.6375
1280 | 231.095 | 263.88 | 1191.2044 | 240.5183 | -950.6861 | 0 | 0 | 0 | 0 | 0
1281 | 181.355 | 523.62 | 2418.58 | 188.7501 | -2229.8299 | 0 | 0 | 0 | 0 | 0
1282 | 156.897 | 750.6 | 3316.0366 | 163.2948 | -2310.7295 | 0 | 842.0124 | 0 | 0 | 0
1283 | 202.713 | 918 | 3913.3905 | 210.98 | -2310.7295 | 0 | 1391.6809 | 0 | 0 | 0
1284 | 193.831 | 1012.53 | 4242.8536 | 201.7348 | -2310.7295 | 0 | 1730.3893 | 0 | 0 | 0
1285 | 194.696 | 682.43 | 2934.9011 | 202.6351 | -2310.7295 | 0 | 421.5365 | 0 | 0 | 0
1286 | 147.249 | 677.73 | 2952.6838 | 153.2533 | -169.9474 | 0 | 2629.483 | 0 | 0 | 0
1287 | 149.362 | 733.89 | 3274.2005 | 155.4525 | 0 | 0 | 3118.748 | 0 | 0 | 0
1288 | 167.046 | 495.68 | 2286.162 | 173.8576 | 0 | 0 | 2112.3044 | 0 | 0 | 0
1289 | 135.46 | 325.79 | 1501.8711 | 140.9836 | 0 | 0 | 1360.8875 | 0 | 0 | 0
1290 | 134.638 | 81.02 | 293.1639 | 140.1281 | 0 | 0 | 153.0358 | 0 | 0 | 0
1291 | 106.102 | 0 | 0 | 0 | 0 | 0 | 0 | 0 | 0 | 110.4285
1292 | 0 | 0 | 0 | 0 | 0 | 0 | 0 | 0 | 0 | 0
1293 | 0 | 0 | 0 | 0 | 0 | 0 | 0 | 0 | 0 | 0
1294 | 85.6 | 0 | 0 | 0 | 0 | 0 | 0 | 0 | 0 | 89.0905
1295 | 87.2 | 0 | 0 | 0 | 0 | 0 | 0 | 0 | 0 | 90.7557
1296 | 90.4 | 0 | 0 | 0 | 0 | 0 | 0 | 0 | 0 | 94.0862
1297 | 84.8 | 0 | 0 | 0 | 0 | 0 | 0 | 0 | 0 | 88.2579
1298 | 87.2 | 0 | 0 | 0 | 0 | 0 | 0 | 0 | 0 | 90.7557
1299 | 80.8 | 0 | 0 | 0 | 0 | 0 | 0 | 0 | 0 | 84.0948
1300 | 86.4 | 0 | 0 | 0 | 0 | 0 | 0 | 0 | 0 | 89.9231
1301 | 81.6 | 0 | 0 | 0 | 0 | 0 | 0 | 0 | 0 | 84.9274
1302 | 86.4 | 0 | 0 | 0 | 0 | 0 | 0 | 0 | 0 | 89.9231
1303 | 68.8 | 46.8 | 132.9155 | 71.6054 | -61.3101 | 0 | 0 | 0 | 0 | 0
1304 | 94.436 | 281.42 | 1262.7766 | 98.2868 | -953.9167 | 0 | 210.5731 | 0 | 0 | 0
1305 | 767.602 | 543.57 | 2511.7233 | 798.9023 | 0 | 0 | 1712.8209 | 0 | 0 | 0
1306 | 1311.495 | 769.07 | 3405.3738 | 1364.9736 | 0 | 0 | 2040.4002 | 0 | 0 | 0
1307 | 1454.312 | 934.48 | 4003.2855 | 1513.6142 | 0 | 0 | 2489.6713 | 0 | 0 | 0
1308 | 1278.237 | 1025.82 | 4313.6982 | 1330.3594 | 0 | 0 | 2983.3388 | 0 | 0 | 0
1309 | 1477.846 | 1030.3 | 4329.7751 | 1538.1078 | 0 | 0 | 2791.6673 | 0 | 0 | 0
1310 | 1606.507 | 952.25 | 4073.7534 | 1672.0152 | 0 | 0 | 2401.7382 | 0 | 0 | 0
1311 | 1514.242 | 760.91 | 3369.4451 | 1575.9879 | 0 | 0 | 1793.4572 | 0 | 0 | 0
1312 | 1656.625 | 559.99 | 2565.9332 | 1724.1769 | 0 | 0 | 841.7563 | 0 | 0 | 0
1313 | 1550.847 | 323.88 | 1477.3743 | 1477.3743 | 0 | 0 | 0 | 131.355 | 0 | 0
1314 | 1602.881 | 77.23 | 282.2243 | 282.2243 | 0 | 0 | 0 | 772.056 | 0 | 582.4791
1315 | 1592.239 | 0 | 0 | 0 | 0 | 0 | 0 | 772.056 | 0 | 853.6274
1316 | 1521.6 | 0 | 0 | 0 | 0 | 0 | 0 | 772.056 | 0 | 780.108
1317 | 1444 | 0 | 0 | 0 | 0 | 0 | 0 | 772.056 | 0 | 699.3437
1318 | 1625.6 | 0 | 0 | 0 | 0 | 0 | 0 | 772.056 | 0 | 888.3488
1319 | 1578.4 | 0 | 0 | 0 | 0 | 0 | 0 | 772.056 | 0 | 839.2241
1320 | 1232.8 | 0 | 0 | 0 | 0 | 0 | 0 | 772.056 | 0 | 479.5317
1321 | 1146.4 | 0 | 0 | 0 | 0 | 0 | 0 | 772.056 | 0 | 389.6085
1322 | 1488 | 0 | 0 | 0 | 0 | 0 | 0 | 772.056 | 0 | 745.1379
1323 | 1347.2 | 0 | 0 | 0 | 0 | 0 | 0 | 772.056 | 0 | 598.5965
1324 | 1243.2 | 0 | 0 | 0 | 0 | 0 | 0 | 772.056 | 0 | 490.3557
1325 | 1531.2 | 0 | 0 | 0 | 0 | 0 | 0 | 772.056 | 0 | 790.0995
1326 | 1331.2 | 0 | 0 | 0 | 0 | 0 | 0 | 772.056 | 0 | 581.9441
1327 | 1144.8 | 61.03 | 163.8484 | 163.8484 | 0 | 0 | 0 | 772.056 | 0 | 224.0949
1328 | 1010.871 | 305.62 | 1372.3735 | 248.5531 | -1123.8204 | 0 | 0 | 772.056 | 0 | 0
1329 | 1203.916 | 566.07 | 2653.9829 | 449.4699 | -2204.513 | 0 | 0 | 772.056 | 0 | 0
1330 | 1503.542 | 789.79 | 3578.353 | 1267.6235 | -2310.7295 | 0 | 0 | 285.583 | 0 | 0
1331 | 1515.135 | 748.89 | 3349.5007 | 1038.7712 | -2310.7295 | 0 | 0 | 517.062 | 0 | 0
1332 | 1556.164 | 111.22 | 457.7232 | 457.7232 | 0 | 0 | 0 | 772.056 | 0 | 358.3582
1333 | 1211.064 | 299.42 | 1308.1347 | 456.9093 | -851.2253 | 0 | 0 | 772.056 | 0 | 0
1334 | 1410.099 | 270.48 | 1183.8399 | 664.0603 | -519.7795 | 0 | 0 | 772.056 | 0 | 0
1335 | 1317.507 | 185.89 | 807.7188 | 567.6917 | -240.0271 | 0 | 0 | 772.056 | 0 | 0
1336 | 1520.142 | 111.94 | 477.5636 | 477.5636 | 0 | 0 | 0 | 772.056 | 0 | 301.027
1337 | 1602.996 | 37.24 | 138.5919 | 138.5919 | 0 | 0 | 0 | 772.056 | 0 | 726.2301
1338 | 1509.998 | 4.89 | 0 | 0 | 0 | 0 | 0 | 772.056 | 0 | 768.0329
1339 | 1268.157 | 0 | 0 | 0 | 0 | 0 | 0 | 772.056 | 0 | 516.3304
1340 | 1219.2 | 0 | 0 | 0 | 0 | 0 | 0 | 772.056 | 0 | 465.3771
1341 | 1537.6 | 0 | 0 | 0 | 0 | 0 | 0 | 772.056 | 0 | 796.7604
1342 | 1788 | 0 | 0 | 0 | 0 | 0 | 0 | 772.056 | 0 | 1057.3709
1343 | 1920 | 0 | 0 | 0 | 0 | 0 | 0 | 772.056 | 0 | 1194.7535
1344 | 1416 | 0 | 0 | 0 | 0 | 0 | 0 | 772.056 | 0 | 670.202
1345 | 1318.4 | 0 | 0 | 0 | 0 | 0 | 0 | 772.056 | 0 | 568.6222
1346 | 1386.4 | 0 | 0 | 0 | 0 | 0 | 0 | 772.056 | 0 | 639.395
1347 | 1447.2 | 0 | 0 | 0 | 0 | 0 | 0 | 772.056 | 0 | 702.6742
1348 | 1560.8 | 0 | 0 | 0 | 0 | 0 | 0 | 772.056 | 0 | 820.9065
1349 | 1575.2 | 0 | 0 | 0 | 0 | 0 | 0 | 772.056 | 0 | 835.8936
1350 | 1132 | 0 | 0 | 0 | 0 | 0 | 0 | 772.056 | 0 | 374.6214
1351 | 1085.6 | 59.12 | 158.4937 | 158.4937 | 0 | 0 | 0 | 772.056 | 0 | 167.8357
1352 | 972.737 | 299.7 | 1346.3405 | 208.8641 | -1137.4764 | 0 | 0 | 772.056 | 0 | 0
1353 | 1002.649 | 542.28 | 2536.2877 | 239.9958 | -2296.2919 | 0 | 0 | 772.056 | 0 | 0
1354 | 1224.946 | 777.35 | 3515.0675 | 1272.1737 | -2242.8938 | 0 | 0 | 2.615 | 0 | 0
1355 | 1629.851 | 939.11 | 4138.8789 | 1696.3111 | -2310.7295 | 0 | 131.8383 | 0 | 0 | 0
1356 | 1267.651 | 827.52 | 3636.242 | 1319.3428 | -2310.7295 | 0 | 6.1697 | 0 | 0 | 0
1357 | 1387.724 | 634.65 | 2780.8036 | 1444.3109 | -1336.4927 | 0 | 0 | 0 | 0 | 0
1358 | 1508.577 | 538.5 | 2383.561 | 1570.0919 | -813.4691 | 0 | 0 | 0 | 0 | 0
1359 | 1492.205 | 379.76 | 1698.3521 | 1553.0523 | -145.2997 | 0 | 0 | 0 | 0 | 0
1360 | 1115.506 | 190.58 | 843.254 | 843.254 | 0 | 0 | 0 | 305.29 | 0 | 0
1361 | 1715.058 | 309.52 | 1406.9179 | 1406.9179 | 0 | 0 | 0 | 363.262 | 0 | 0
1362 | 1580.662 | 50.54 | 176.5855 | 176.5855 | 0 | 0 | 0 | 772.056 | 0 | 664.9929
1363 | 1152.8 | 0 | 0 | 0 | 0 | 0 | 0 | 18.096 | 0 | 1180.9736
1364 | 1612 | 0 | 0 | 0 | 0 | 0 | 0 | 0 | 0 | 1677.7322
1365 | 1400.8 | 0 | 0 | 0 | 0 | 0 | 0 | 0 | 0 | 1457.9201
1366 | 1607.2 | 0 | 0 | 0 | 0 | 0 | 0 | 0 | 0 | 1672.7365
1367 | 1369.6 | 0 | 0 | 0 | 0 | 0 | 0 | 0 | 0 | 1425.4479
1368 | 1172 | 0 | 0 | 0 | 0 | 0 | 0 | 772.056 | 0 | 416.2524
1369 | 1296.8 | 0 | 0 | 0 | 0 | 0 | 0 | 772.056 | 0 | 546.1414
1370 | 1394.4 | 0 | 0 | 0 | 0 | 0 | 0 | 772.056 | 0 | 647.7212
1371 | 1192 | 0 | 0 | 0 | 0 | 0 | 0 | 772.056 | 0 | 437.068
1372 | 1368.8 | 0 | 0 | 0 | 0 | 0 | 0 | 772.056 | 0 | 621.0773
1373 | 1286.4 | 0 | 0 | 0 | 0 | 0 | 0 | 772.056 | 0 | 535.3173
1374 | 717.6 | 0 | 0 | 0 | 0 | 0 | 0 | 717.6 | 0 | 0
1375 | 961.6 | 60.56 | 164.7404 | 164.7404 | 0 | 0 | 0 | 772.056 | 0 | 32.5316
1376 | 858.742 | 300.98 | 1353.0005 | 893.7587 | -459.2417 | 0 | 0 | 0 | 0 | 0
1377 | 924.647 | 560.52 | 2609.1712 | 962.3511 | -1646.8201 | 0 | 0 | 0 | 0 | 0
1378 | 1261.322 | 780.12 | 3465.5265 | 1312.7547 | -2152.7719 | 0 | 0 | 0 | 0 | 0
1379 | 921.625 | 942.29 | 4009.9579 | 959.2059 | -2310.7295 | 0 | 740.0225 | 0 | 0 | 0
1380 | 1166.42 | 1030.25 | 4271.1637 | 1213.9839 | -2310.7295 | 0 | 746.4503 | 0 | 0 | 0
1381 | 1425.732 | 1007.97 | 4166.5147 | 1483.8688 | -2310.7295 | 0 | 371.9164 | 0 | 0 | 0
1382 | 1270.075 | 642.08 | 2753.3011 | 1321.8656 | -1402.3583 | 0 | 29.0772 | 0 | 0 | 0
1383 | 1409.846 | 397.26 | 1742.8359 | 1467.335 | 0 | 0 | 275.5009 | 0 | 0 | 0
1384 | 1503.303 | 198.31 | 870.744 | 870.744 | 0 | 0 | 0 | 666.674 | 0 | 0
1385 | 1426.651 | 150.75 | 664.3976 | 664.3976 | 0 | 0 | 0 | 772.056 | 0 | 16.8897
1386 | 1530.718 | 72 | 255.2797 | 255.2797 | 0 | 0 | 0 | 772.056 | 0 | 534.3171
1387 | 1079.591 | 0 | 0 | 0 | 0 | 0 | 0 | 772.056 | 0 | 320.0753
1388 | 1292 | 0 | 0 | 0 | 0 | 0 | 0 | 638.081 | 0 | 680.5837
1389 | 1392.8 | 0 | 0 | 0 | 0 | 0 | 0 | 0 | 0 | 1449.5939
1390 | 1493.6 | 0 | 0 | 0 | 0 | 0 | 0 | 0 | 0 | 1554.5042
1391 | 1524 | 0 | 0 | 0 | 0 | 0 | 0 | 0 | 0 | 1586.1438
1392 | 1385.6 | 0 | 0 | 0 | 0 | 0 | 0 | 772.056 | 0 | 638.5624
1393 | 1531.2 | 0 | 0 | 0 | 0 | 0 | 0 | 772.056 | 0 | 790.0995
1394 | 1497.6 | 0 | 0 | 0 | 0 | 0 | 0 | 772.056 | 0 | 755.1294
1395 | 1485.6 | 0 | 0 | 0 | 0 | 0 | 0 | 772.056 | 0 | 742.64
1396 | 1413.6 | 0 | 0 | 0 | 0 | 0 | 0 | 772.056 | 0 | 667.7041
1397 | 1488.8 | 0 | 0 | 0 | 0 | 0 | 0 | 772.056 | 0 | 745.9705
1398 | 1299.2 | 0 | 0 | 0 | 0 | 0 | 0 | 772.056 | 0 | 548.6392
1399 | 1104 | 23.73 | 60.4202 | 60.4202 | 0 | 0 | 0 | 772.056 | 0 | 285.0594
1400 | 1358.071 | 291.96 | 1306.2519 | 609.9098 | -696.3421 | 0 | 0 | 772.056 | 0 | 0
1401 | 1671.657 | 271.18 | 1227.3818 | 936.2838 | -291.098 | 0 | 0 | 772.056 | 0 | 0
1402 | 1400.192 | 774.18 | 3361.0783 | 1050.3488 | -2310.7295 | 0 | 0 | 390.995 | 0 | 0
1403 | 1499.733 | 938.68 | 3905.3151 | 1560.8873 | -2310.7295 | 0 | 33.6983 | 0 | 0 | 0
1404 | 1335.797 | 766.33 | 3222.911 | 1237.4555 | -1985.4555 | 0 | 0 | 146.823 | 0 | 0
1405 | 1593.236 | 693.17 | 2931.7933 | 1658.2031 | -1273.5902 | 0 | 0 | 0 | 0 | 0
1406 | 1620.676 | 772.16 | 3244.5426 | 1686.762 | -1557.7806 | 0 | 0 | 0 | 0 | 0
1407 | 1525.559 | 604.12 | 2606.9679 | 1587.7664 | -1019.2015 | 0 | 0 | 0 | 0 | 0
1408 | 1514.83 | 319.48 | 1415.4304 | 1415.4304 | 0 | 0 | 0 | 154.855 | 0 | 0
1409 | 1822.304 | 230.12 | 1025.7532 | 1025.7532 | 0 | 0 | 0 | 772.056 | 0 | 67.3206
1410 | 1605.867 | 80.83 | 281.271 | 281.271 | 0 | 0 | 0 | 772.056 | 0 | 586.5402
1411 | 1954.45 | 0 | 0 | 0 | 0 | 0 | 0 | 0 | 0 | 2034.1462
1412 | 1688.8 | 0 | 0 | 0 | 0 | 0 | 0 | 0 | 0 | 1757.6638
1413 | 1488.8 | 0 | 0 | 0 | 0 | 0 | 0 | 0 | 0 | 1549.5085
1414 | 1700 | 0 | 0 | 0 | 0 | 0 | 0 | 0 | 0 | 1769.3205
1415 | 1531.2 | 0 | 0 | 0 | 0 | 0 | 0 | 0 | 0 | 1593.6374
1416 | 1661.6 | 0 | 0 | 0 | 0 | 0 | 0 | 772.056 | 0 | 925.8168
1417 | 677.6 | 0 | 0 | 0 | 0 | 0 | 0 | 677.6 | 0 | 0
1418 | 501.6 | 0 | 0 | 0 | 0 | 0 | 0 | 501.6 | 0 | 0
1419 | 592.8 | 0 | 0 | 0 | 0 | 0 | 0 | 592.8 | 0 | 0
1420 | 738.4 | 0 | 0 | 0 | 0 | 0 | 0 | 738.4 | 0 | 0
1421 | 784.8 | 0 | 0 | 0 | 0 | 0 | 0 | 784.8 | 0 | 0
1422 | 656.8 | 0 | 0 | 0 | 0 | 0 | 0 | 656.8 | 0 | 0
1423 | 596 | 52.01 | 154.7843 | 154.7843 | 0 | 0 | 0 | 447.28 | 0 | 0
1424 | 458.959 | 273.92 | 1239.5724 | 477.6739 | -761.8986 | 0 | 0 | 0 | 0 | 0
1425 | 545.507 | 530.28 | 2460.4161 | 567.751 | -1892.6651 | 0 | 0 | 0 | 0 | 0
1426 | 657.357 | 702.67 | 3130.1862 | 684.1619 | -2310.7295 | 0 | 135.2947 | 0 | 0 | 0
1427 | 784.747 | 903.07 | 3854.7729 | 816.7465 | -2310.7295 | 0 | 727.2969 | 0 | 0 | 0
1428 | 756.627 | 968.22 | 4021.8457 | 787.4809 | -2310.7295 | 0 | 923.6353 | 0 | 0 | 0
1429 | 915.603 | 830.53 | 3450.4092 | 952.9384 | -2310.7295 | 0 | 186.7414 | 0 | 0 | 0
1430 | 833.363 | 724.63 | 3060.247 | 867.3459 | -695.8988 | 0 | 1497.0023 | 0 | 0 | 0
1431 | 642.919 | 523.75 | 2282.3736 | 669.1352 | 0 | 0 | 1613.2384 | 0 | 0 | 0
1432 | 667.766 | 449.28 | 2018.5939 | 694.9954 | 0 | 0 | 1323.5985 | 0 | 0 | 0
1433 | 671.56 | 258.69 | 1164.9217 | 698.9441 | 0 | 0 | 465.9776 | 0 | 0 | 0
1434 | 759.475 | 61.27 | 220.2315 | 220.2315 | 0 | 0 | 0 | 547.872 | 0 | 0
1435 | 768.029 | 0 | 0 | 0 | 0 | 0 | 0 | 0 | 0 | 799.3468
1436 | 534.4 | 0 | 0 | 0 | 0 | 0 | 0 | 0 | 0 | 556.1911
1437 | 708.8 | 0 | 0 | 0 | 0 | 0 | 0 | 0 | 0 | 737.7026
1438 | 805.6 | 0 | 0 | 0 | 0 | 0 | 0 | 0 | 0 | 838.4498
1439 | 713.6 | 0 | 0 | 0 | 0 | 0 | 0 | 0 | 0 | 742.6983
1440 | 728.8 | 0 | 0 | 0 | 0 | 0 | 0 | 728.8 | 0 | 0
1441 | 1704 | 0 | 0 | 0 | 0 | 0 | 0 | 859.698 | 0 | 878.7299
1442 | 1666.4 | 0 | 0 | 0 | 0 | 0 | 0 | 859.698 | 0 | 839.5967
1443 | 1551.2 | 0 | 0 | 0 | 0 | 0 | 0 | 859.698 | 0 | 719.6992
1444 | 1624 | 0 | 0 | 0 | 0 | 0 | 0 | 859.698 | 0 | 795.4678
1445 | 1580.8 | 0 | 0 | 0 | 0 | 0 | 0 | 191.841 | 0 | 1445.5963
1446 | 1460 | 0 | 0 | 0 | 0 | 0 | 0 | 0 | 0 | 1519.5341
1447 | 1464 | 27.5 | 80.8007 | 80.8007 | 0 | 0 | 0 | 0 | 0 | 1442.8965
1448 | 110.259 | 184.92 | 837.4007 | 114.755 | -722.6457 | 0 | 0 | 0 | 0 | 0
1449 | 89.69 | 441.59 | 2045.5677 | 93.3473 | -1952.2204 | 0 | 0 | 0 | 0 | 0
1450 | 0 | 604.12 | 2712.23 | 0.0010408 | -2310.7295 | 0 | 401.4994 | 0 | 0 | 0
1451 | 0 | 806.34 | 3515.7232 | 0 | -2310.7295 | 0 | 1204.9937 | 0 | 0 | 0
1452 | 0 | 807.44 | 3474.1119 | 0.0010408 | -2310.7295 | 0 | 1163.3813 | 0 | 0 | 0
1453 | 0 | 619.36 | 2678.5837 | 0.0010408 | -2310.7295 | 0 | 367.8532 | 0 | 0 | 0
1454 | 87.814 | 646.51 | 2813.3446 | 91.3948 | -675.5963 | 0 | 2046.3535 | 0 | 0 | 0
1455 | 71.433 | 478.07 | 2120.9897 | 74.3458 | 0 | 0 | 2046.6439 | 0 | 0 | 0
1456 | 76.614 | 549.13 | 2507.0669 | 79.7381 | 0 | 0 | 2427.3288 | 0 | 0 | 0
1457 | 71.47 | 308.59 | 1405.4671 | 74.3843 | 0 | 0 | 1331.0827 | 0 | 0 | 0
1458 | 83.419 | 75.39 | 277.7802 | 86.8206 | 0 | 0 | 190.9596 | 0 | 0 | 0
1459 | 77.625 | 0 | 0 | 0 | 0 | 0 | 0 | 0 | 0 | 80.7903
1460 | 86.4 | 0 | 0 | 0 | 0 | 0 | 0 | 0 | 0 | 89.9231
1461 | 79.2 | 0 | 0 | 0 | 0 | 0 | 0 | 0 | 0 | 82.4295
1462 | 86.4 | 0 | 0 | 0 | 0 | 0 | 0 | 0 | 0 | 89.9231
1463 | 79.2 | 0 | 0 | 0 | 0 | 0 | 0 | 0 | 0 | 82.4295
1464 | 84 | 0 | 0 | 0 | 0 | 0 | 0 | 0 | 0 | 87.4253
1465 | 75.2 | 0 | 0 | 0 | 0 | 0 | 0 | 0 | 0 | 78.2664
1466 | 81.6 | 0 | 0 | 0 | 0 | 0 | 0 | 0 | 0 | 84.9274
1467 | 76 | 0 | 0 | 0 | 0 | 0 | 0 | 0 | 0 | 79.099
1468 | 80 | 0 | 0 | 0 | 0 | 0 | 0 | 0 | 0 | 83.2621
1469 | 76.8 | 0 | 0 | 0 | 0 | 0 | 0 | 0 | 0 | 79.9317
1470 | 81.6 | 0 | 0 | 0 | 0 | 0 | 0 | 0 | 0 | 84.9274
1471 | 67.2 | 24.11 | 69.7091 | 69.7091 | 0 | 0 | 0 | 0 | 0 | 0.23105
1472 | 79.057 | 122.97 | 547.4663 | 82.2807 | -465.1856 | 0 | 0 | 0 | 0 | 0
1473 | 544.574 | 314.68 | 1437.5657 | 566.78 | -651.6741 | 0 | 219.1116 | 0 | 0 | 0
1474 | 1505.096 | 457.58 | 2043.7588 | 1566.469 | 0 | 0 | 477.2898 | 0 | 0 | 0
1475 | 1673.221 | 716.95 | 3108.3423 | 1741.4496 | 0 | 0 | 1366.8928 | 0 | 0 | 0
1476 | 1557.38 | 969.39 | 4079.0051 | 1620.885 | 0 | 0 | 2458.1202 | 0 | 0 | 0
1477 | 1552.097 | 986.59 | 4134.0768 | 1615.3865 | 0 | 0 | 2518.6902 | 0 | 0 | 0
1478 | 1601.467 | 904.05 | 3853.7529 | 1666.7697 | 0 | 0 | 2186.9832 | 0 | 0 | 0
1479 | 1699.22 | 754.19 | 3315.7327 | 1768.5087 | 0 | 0 | 1547.224 | 0 | 0 | 0
1480 | 1209.033 | 409.02 | 1858.9824 | 1258.3335 | 0 | 0 | 600.6489 | 0 | 0 | 0
1481 | 1602.265 | 304.39 | 1388.3036 | 1388.3036 | 0 | 0 | 0 | 268.354 | 0 | 0
1482 | 1255.783 | 72.03 | 264.9027 | 264.9027 | 0 | 0 | 0 | 859.698 | 0 | 147.3334
1483 | 1313.251 | 0 | 0 | 0 | 0 | 0 | 0 | 751.215 | 0 | 584.954
1484 | 1345.6 | 0 | 0 | 0 | 0 | 0 | 0 | 0 | 0 | 1400.4693
1485 | 1182.4 | 0 | 0 | 0 | 0 | 0 | 0 | 0 | 0 | 1230.6145
1486 | 1305.6 | 0 | 0 | 0 | 0 | 0 | 0 | 0 | 0 | 1358.8382
1487 | 1395.2 | 0 | 0 | 0 | 0 | 0 | 0 | 0 | 0 | 1452.0918
1488 | 1414.4 | 0 | 0 | 0 | 0 | 0 | 0 | 859.698 | 0 | 577.321
1489 | 1534.4 | 0 | 0 | 0 | 0 | 0 | 0 | 859.698 | 0 | 702.2142
1490 | 1493.6 | 0 | 0 | 0 | 0 | 0 | 0 | 859.698 | 0 | 659.7505
1491 | 1685.6 | 0 | 0 | 0 | 0 | 0 | 0 | 859.698 | 0 | 859.5796
1492 | 1434.4 | 0 | 0 | 0 | 0 | 0 | 0 | 859.698 | 0 | 598.1365
1493 | 1459.2 | 0 | 0 | 0 | 0 | 0 | 0 | 859.698 | 0 | 623.9478
1494 | 1717.6 | 0 | 0 | 0 | 0 | 0 | 0 | 859.698 | 0 | 892.8845
1495 | 1190.4 | 37.12 | 116.414 | 116.414 | 0 | 0 | 0 | 859.698 | 0 | 227.773
1496 | 1580.043 | 237.98 | 1079.7737 | 749.7184 | -330.0553 | 0 | 0 | 859.698 | 0 | 0
1497 | 1502.036 | 441.96 | 2029.7947 | 668.5305 | -1361.2642 | 0 | 0 | 859.698 | 0 | 0
1498 | 1441.807 | 603.63 | 2685.9358 | 605.8466 | -2080.0892 | 0 | 0 | 859.698 | 0 | 0
1499 | 1867.076 | 856.76 | 3673.8286 | 1363.0991 | -2310.7295 | 0 | 0 | 557.383 | 0 | 0
1500 | 1969.563 | 978.72 | 4122.6262 | 1811.8966 | -2310.7295 | 0 | 0 | 228.655 | 0 | 0
1501 | 1991.36 | 600.79 | 2604.8062 | 1177.8075 | -1426.9987 | 0 | 0 | 859.698 | 0 | 0
1502 | 1801.825 | 264.04 | 1143.2839 | 980.5439 | -162.74 | 0 | 0 | 859.698 | 0 | 0
1503 | 1593.282 | 705.82 | 3131.5642 | 1656.4088 | -1475.1554 | 0 | 0 | 1.77 | 0 | 0
1504 | 1359.178 | 556.71 | 2550.2206 | 1414.6009 | -1135.6197 | 0 | 0 | 0 | 0 | 0
1505 | 1889.839 | 309.29 | 1414.7133 | 1414.7133 | 0 | 0 | 0 | 530.553 | 0 | 0
1506 | 1338.014 | 73.96 | 274.4289 | 274.4289 | 0 | 0 | 0 | 859.698 | 0 | 223.3923
1507 | 1353.885 | 0 | 0 | 0 | 0 | 0 | 0 | 859.698 | 0 | 514.3384
1508 | 1158.4 | 0 | 0 | 0 | 0 | 0 | 0 | 803.134 | 0 | 369.7526
1509 | 1659.2 | 0 | 0 | 0 | 0 | 0 | 0 | 0 | 0 | 1726.8569
1510 | 1568 | 0 | 0 | 0 | 0 | 0 | 0 | 0 | 0 | 1631.938
1511 | 1603.2 | 0 | 0 | 0 | 0 | 0 | 0 | 0 | 0 | 1668.5734
1512 | 1517.6 | 0 | 0 | 0 | 0 | 0 | 0 | 859.698 | 0 | 684.7291
1513 | 1664 | 0 | 0 | 0 | 0 | 0 | 0 | 859.698 | 0 | 837.0989
1514 | 1617.6 | 0 | 0 | 0 | 0 | 0 | 0 | 859.698 | 0 | 788.8068
1515 | 1648 | 0 | 0 | 0 | 0 | 0 | 0 | 859.698 | 0 | 820.4464
1516 | 1176.8 | 0 | 0 | 0 | 0 | 0 | 0 | 859.698 | 0 | 330.0324
1517 | 1515.2 | 0 | 0 | 0 | 0 | 0 | 0 | 859.698 | 0 | 682.2313
1518 | 1512.8 | 0 | 0 | 0 | 0 | 0 | 0 | 859.698 | 0 | 679.7334
1519 | 1321.6 | 39.15 | 122.7586 | 122.7586 | 0 | 0 | 0 | 859.698 | 0 | 357.9783
1520 | 1341.317 | 257.9 | 1175.8259 | 501.2589 | -674.567 | 0 | 0 | 859.698 | 0 | 0
1521 | 1629.663 | 489.01 | 2274.4689 | 801.3617 | -1473.1071 | 0 | 0 | 859.698 | 0 | 0
1522 | 1448.199 | 607.25 | 2738.0079 | 612.4982 | -2125.5098 | 0 | 0 | 859.698 | 0 | 0
1523 | 1859.743 | 885.03 | 3864.2502 | 1553.5207 | -2310.7295 | 0 | 0 | 367.088 | 0 | 0
1524 | 1762.66 | 948.96 | 4077.6761 | 1766.9465 | -2310.7295 | 0 | 0 | 64.942 | 0 | 0
1525 | 1573.75 | 705.55 | 3059.3363 | 1308.7602 | -1750.5762 | 0 | 0 | 316.266 | 0 | 0
1526 | 1726.047 | 666.89 | 2919.7723 | 1796.4297 | -1123.3427 | 0 | 0 | 0 | 0 | 0
1527 | 1828.904 | 516.59 | 2304.2413 | 1903.4808 | -400.7605 | 0 | 0 | 0 | 0 | 0
1528 | 1697.557 | 477.19 | 2190.8383 | 1766.7779 | -424.0603 | 0 | 0 | 0 | 0 | 0
1529 | 1829.581 | 314.92 | 1443.1453 | 1443.1453 | 0 | 0 | 0 | 442.977 | 0 | 0
1530 | 1704.422 | 79.39 | 292.4968 | 292.4968 | 0 | 0 | 0 | 859.698 | 0 | 586.6734
1531 | 1675.433 | 0 | 0 | 0 | 0 | 0 | 0 | 0 | 0 | 1743.7518
1532 | 1698.4 | 0 | 0 | 0 | 0 | 0 | 0 | 0 | 0 | 1767.6553
1533 | 1537.6 | 0 | 0 | 0 | 0 | 0 | 0 | 0 | 0 | 1600.2984
1534 | 1532 | 0 | 0 | 0 | 0 | 0 | 0 | 0 | 0 | 1594.47
1535 | 1324 | 0 | 0 | 0 | 0 | 0 | 0 | 0 | 0 | 1377.9885
1536 | 382.4 | 0 | 0 | 0 | 0 | 0 | 0 | 382.4 | 0 | 0
1537 | 394.4 | 0 | 0 | 0 | 0 | 0 | 0 | 394.4 | 0 | 0
1538 | 378.4 | 0 | 0 | 0 | 0 | 0 | 0 | 378.4 | 0 | 0
1539 | 357.6 | 0 | 0 | 0 | 0 | 0 | 0 | 357.6 | 0 | 0
1540 | 367.2 | 0 | 0 | 0 | 0 | 0 | 0 | 367.2 | 0 | 0
1541 | 380 | 0 | 0 | 0 | 0 | 0 | 0 | 380 | 0 | 0
1542 | 397.6 | 0 | 0 | 0 | 0 | 0 | 0 | 397.6 | 0 | 0
1543 | 354.4 | 48.5 | 154.8999 | 0 | -154.8999 | 0 | 0 | 354.4 | 0 | 0
1544 | 442.969 | 277.11 | 1264.4158 | 0 | -1264.4158 | 0 | 0 | 442.969 | 0 | 0
1545 | 1680.912 | 294.74 | 1351.5371 | 854.7005 | -496.8367 | 0 | 0 | 859.698 | 0 | 0
1546 | 1829.403 | 418.69 | 1880.9907 | 1009.2465 | -871.7442 | 0 | 0 | 859.698 | 0 | 0
1547 | 1851.263 | 556.09 | 2457.0835 | 1031.9989 | -1425.0847 | 0 | 0 | 859.698 | 0 | 0
1548 | 1924.839 | 742.64 | 3223.5241 | 1536.7194 | -1686.8046 | 0 | 0 | 448.326 | 0 | 0
1549 | 1677.954 | 435.71 | 1902.0154 | 1746.3756 | -155.6398 | 0 | 0 | 0 | 0 | 0
1550 | 1718.738 | 171.19 | 731.2165 | 731.2165 | 0 | 0 | 0 | 859.698 | 0 | 162.8524
1551 | 1907.596 | 428.38 | 1906.599 | 1906.599 | 0 | 0 | 0 | 75.696 | 0 | 0
1552 | 1688.519 | 432.42 | 1972.7685 | 1757.3714 | -215.3971 | 0 | 0 | 0 | 0 | 0
1553 | 2091.005 | 296.29 | 1352.5207 | 1352.5207 | 0 | 0 | 0 | 791.475 | 0 | 0
1554 | 1608.296 | 63.85 | 237.0244 | 237.0244 | 0 | 0 | 0 | 859.698 | 0 | 542.1
1555 | 1773.255 | 0 | 0 | 0 | 0 | 0 | 0 | 0 | 0 | 1845.5627
1556 | 1601.6 | 0 | 0 | 0 | 0 | 0 | 0 | 0 | 0 | 1666.9081
1557 | 1201.6 | 0 | 0 | 0 | 0 | 0 | 0 | 0 | 0 | 1250.5974
1558 | 1380.8 | 0 | 0 | 0 | 0 | 0 | 0 | 0 | 0 | 1437.1046
1559 | 1320.8 | 0 | 0 | 0 | 0 | 0 | 0 | 0 | 0 | 1374.658
1560 | 361.6 | 0 | 0 | 0 | 0 | 0 | 0 | 361.6 | 0 | 0
1561 | 110.4 | 0 | 0 | 0 | 0 | 0 | 0 | 110.4 | 0 | 0
1562 | 116.8 | 0 | 0 | 0 | 0 | 0 | 0 | 116.8 | 0 | 0
1563 | 111.2 | 0 | 0 | 0 | 0 | 0 | 0 | 111.2 | 0 | 0
1564 | 113.6 | 0 | 0 | 0 | 0 | 0 | 0 | 113.6 | 0 | 0
1565 | 110.4 | 0 | 0 | 0 | 0 | 0 | 0 | 110.4 | 0 | 0
1566 | 114.4 | 0 | 0 | 0 | 0 | 0 | 0 | 114.4 | 0 | 0
1567 | 98.4 | 44.29 | 141.9921 | 102.4124 | -39.5797 | 0 | 0 | 0 | 0 | 0
1568 | 220.236 | 267.1 | 1202.9579 | 229.2165 | -973.7414 | 0 | 0 | 0 | 0 | 0
1569 | 1212.985 | 512.7 | 2329.68 | 1262.4466 | -1067.2333 | 0 | 0 | 0 | 0 | 0
1570 | 1238.812 | 727.34 | 3162.0724 | 1289.3268 | -1872.7457 | 0 | 0 | 0 | 0 | 0
1571 | 1664.717 | 783.38 | 3305.0179 | 1732.5988 | -1572.4191 | 0 | 0 | 0 | 0 | 0
1572 | 1556.917 | 859.52 | 3525.6678 | 1620.4031 | -1905.2647 | 0 | 0 | 0 | 0 | 0
1573 | 1408.483 | 853.19 | 3468.6842 | 1465.9164 | -2002.7678 | 0 | 0 | 0 | 0 | 0
1574 | 1587.586 | 741.62 | 3087.8526 | 1652.3227 | -1435.5299 | 0 | 0 | 0 | 0 | 0
1575 | 1726.378 | 628.86 | 2721.8832 | 1796.7742 | -925.109 | 0 | 0 | 0 | 0 | 0
1576 | 1711.478 | 456.89 | 2053.9033 | 1781.2666 | -272.6367 | 0 | 0 | 0 | 0 | 0
1577 | 1544.327 | 230.59 | 1035.958 | 1035.958 | 0 | 0 | 0 | 193.574 | 0 | 369.8744
1578 | 1402.659 | 57.95 | 209.8196 | 209.8196 | 0 | 0 | 0 | 0 | 0 | 1250.0354
1579 | 1439.865 | 0 | 0 | 0 | 0 | 0 | 0 | 0 | 0 | 1498.5781
1580 | 1459.2 | 0 | 0 | 0 | 0 | 0 | 0 | 0 | 0 | 1518.7015
1581 | 1510.4 | 0 | 0 | 0 | 0 | 0 | 0 | 0 | 0 | 1571.9893
1582 | 1384 | 0 | 0 | 0 | 0 | 0 | 0 | 0 | 0 | 1440.4351
1583 | 1400 | 0 | 0 | 0 | 0 | 0 | 0 | 0 | 0 | 1457.0875
1584 | 472 | 0 | 0 | 0 | 0 | 0 | 0 | 0 | 0 | 491.2466
1585 | 416.8 | 0 | 0 | 0 | 0 | 0 | 0 | 416.8 | 0 | 0
1586 | 390.4 | 0 | 0 | 0 | 0 | 0 | 0 | 390.4 | 0 | 0
1587 | 431.2 | 0 | 0 | 0 | 0 | 0 | 0 | 431.2 | 0 | 0
1588 | 381.6 | 0 | 0 | 0 | 0 | 0 | 0 | 381.6 | 0 | 0
1589 | 384 | 0 | 0 | 0 | 0 | 0 | 0 | 384 | 0 | 0
1590 | 484.8 | 0 | 0 | 0 | 0 | 0 | 0 | 484.8 | 0 | 0
1591 | 424 | 41.62 | 133.6264 | 133.6264 | 0 | 0 | 0 | 0 | 0 | 307.663
1592 | 433.137 | 261.43 | 1177.3673 | 450.7989 | -726.5684 | 0 | 0 | 0 | 0 | 0
1593 | 1644.823 | 505.61 | 2277.407 | 1711.8936 | -565.5134 | 0 | 0 | 0 | 0 | 0
1594 | 1786.904 | 713.87 | 3041.6806 | 1859.7682 | -1181.9124 | 0 | 0 | 0 | 0 | 0
1595 | 1792.2 | 849.2 | 3490.9589 | 1865.2802 | -1625.6788 | 0 | 0 | 0 | 0 | 0
1596 | 1606.691 | 938.82 | 3792.4585 | 1672.2067 | -2120.2517 | 0 | 0 | 0 | 0 | 0
1597 | 1894.24 | 951.03 | 3830.9495 | 1971.481 | -1859.4685 | 0 | 0 | 0 | 0 | 0
1598 | 1829.242 | 828.76 | 3423.2294 | 1903.8326 | -1519.3967 | 0 | 0 | 0 | 0 | 0
1599 | 1903.518 | 737.68 | 3127.655 | 1981.1374 | -1146.5176 | 0 | 0 | 0 | 0 | 0
1600 | 1476.616 | 530.46 | 2341.7488 | 1536.8277 | -804.9212 | 0 | 0 | 0 | 0 | 0
1601 | 1535.769 | 288.12 | 1280.7778 | 1280.7778 | 0 | 0 | 0 | 305.171 | 0 | 0
1602 | 1485.795 | 62.78 | 222.9333 | 222.9333 | 0 | 0 | 0 | 859.698 | 0 | 428.6949
1603 | 1357.077 | 0 | 0 | 0 | 0 | 0 | 0 | 0 | 0 | 1412.4142
1604 | 1589.6 | 0 | 0 | 0 | 0 | 0 | 0 | 0 | 0 | 1654.4188
1605 | 1525.6 | 0 | 0 | 0 | 0 | 0 | 0 | 0 | 0 | 1587.8091
1606 | 1258.4 | 0 | 0 | 0 | 0 | 0 | 0 | 0 | 0 | 1309.7135
1607 | 1140 | 0 | 0 | 0 | 0 | 0 | 0 | 0 | 0 | 1186.4855
1608 | 1290.4 | 0 | 0 | 0 | 0 | 0 | 0 | 859.698 | 0 | 448.2646
1609 | 1470.4 | 0 | 0 | 0 | 0 | 0 | 0 | 859.698 | 0 | 635.6045
1610 | 904.8 | 0 | 0 | 0 | 0 | 0 | 0 | 859.698 | 0 | 46.9411
1611 | 1167.2 | 0 | 0 | 0 | 0 | 0 | 0 | 859.698 | 0 | 320.0409
1612 | 1140.8 | 0 | 0 | 0 | 0 | 0 | 0 | 859.698 | 0 | 292.5644
1613 | 1201.6 | 0 | 0 | 0 | 0 | 0 | 0 | 859.698 | 0 | 355.8437
1614 | 1211.2 | 0 | 0 | 0 | 0 | 0 | 0 | 531.54 | 0 | 707.3744
1615 | 1014.4 | 38.37 | 126.0256 | 126.0256 | 0 | 0 | 0 | 0 | 0 | 929.7384
1616 | 337.397 | 254.93 | 1156.1001 | 351.155 | -804.9451 | 0 | 0 | 0 | 0 | 0
1617 | 274.291 | 498.77 | 2267.5904 | 285.4757 | -1982.1146 | 0 | 0 | 0 | 0 | 0
1618 | 264.437 | 708.02 | 3090.0559 | 275.2199 | -2310.7295 | 0 | 504.1065 | 0 | 0 | 0
1619 | 281.379 | 858.28 | 3615.3328 | 292.8538 | -2310.7295 | 0 | 1011.7495 | 0 | 0 | 0
1620 | 297.305 | 945.55 | 3902.0679 | 309.4292 | -2310.7295 | 0 | 1281.9092 | 0 | 0 | 0
1621 | 288.999 | 876.2 | 3640.273 | 300.7835 | -2310.7295 | 0 | 1028.76 | 0 | 0 | 0
1622 | 276.252 | 666.32 | 2838.5033 | 287.5156 | -563.4037 | 0 | 1987.5839 | 0 | 0 | 0
1623 | 267.096 | 316.18 | 1372.8595 | 277.9873 | 0 | 0 | 1094.8722 | 0 | 0 | 0
1624 | 204.599 | 300.06 | 1333.2143 | 212.9419 | 0 | 0 | 1120.2724 | 0 | 0 | 0
1625 | 286.349 | 213.92 | 950.5976 | 298.0254 | 0 | 0 | 652.5723 | 0 | 0 | 0
1626 | 229.93 | 52.13 | 184.3268 | 184.3268 | 0 | 0 | 0 | 0 | 0 | 54.979
1627 | 205.13 | 0 | 0 | 0 | 0 | 0 | 0 | 0 | 0 | 213.4945
1628 | 299.2 | 0 | 0 | 0 | 0 | 0 | 0 | 0 | 0 | 311.4004
1629 | 287.2 | 0 | 0 | 0 | 0 | 0 | 0 | 0 | 0 | 298.9111
1630 | 292 | 0 | 0 | 0 | 0 | 0 | 0 | 0 | 0 | 303.9068
1631 | 230.4 | 0 | 0 | 0 | 0 | 0 | 0 | 0 | 0 | 239.795
1632 | 164.8 | 0 | 0 | 0 | 0 | 0 | 0 | 0 | 0 | 171.52
1633 | 195.2 | 0 | 0 | 0 | 0 | 0 | 0 | 0 | 0 | 203.1596
1634 | 238.4 | 0 | 0 | 0 | 0 | 0 | 0 | 0 | 0 | 248.1212
1635 | 187.2 | 0 | 0 | 0 | 0 | 0 | 0 | 0 | 0 | 194.8334
1636 | 148.8 | 0 | 0 | 0 | 0 | 0 | 0 | 0 | 0 | 154.8676
1637 | 132.8 | 0 | 0 | 0 | 0 | 0 | 0 | 0 | 0 | 138.2152
1638 | 192.8 | 0 | 0 | 0 | 0 | 0 | 0 | 0 | 0 | 200.6618
1639 | 120 | 42.19 | 136.8497 | 124.8932 | -11.9564 | 0 | 0 | 0 | 0 | 0
1640 | 191.45 | 262.62 | 1189.1697 | 199.2567 | -989.913 | 0 | 0 | 0 | 0 | 0
1641 | 866.164 | 508.37 | 2302.3169 | 901.4834 | -1400.8335 | 0 | 0 | 0 | 0 | 0
1642 | 1455.515 | 722.12 | 3117.7406 | 1514.8662 | -639.7926 | 0 | 963.0818 | 0 | 0 | 0
1643 | 1743.462 | 881.33 | 3651.402 | 1814.5548 | 0 | 0 | 1836.8472 | 0 | 0 | 0
1644 | 1648.641 | 969.33 | 3910.7126 | 1715.8673 | 0 | 0 | 2194.8453 | 0 | 0 | 0
1645 | 1680.833 | 974.64 | 3915.1567 | 1749.372 | 0 | 0 | 2165.7847 | 0 | 0 | 0
1646 | 1635.438 | 895.83 | 3676.2203 | 1702.1259 | 0 | 0 | 1974.0944 | 0 | 0 | 0
1647 | 1660.537 | 741.54 | 3156.6084 | 1728.2484 | 0 | 0 | 1428.36 | 0 | 0 | 0
1648 | 1717.571 | 535.72 | 2380.9747 | 1787.608 | 0 | 0 | 593.3666 | 0 | 0 | 0
1649 | 1588.152 | 291.88 | 1307.1147 | 1307.1147 | 0 | 0 | 0 | 332.249 | 0 | 0
1650 | 1863.569 | 64.09 | 230.8433 | 230.8433 | 0 | 0 | 0 | 859.698 | 0 | 813.9624
1651 | 1540.524 | 0 | 0 | 0 | 0 | 0 | 0 | 859.698 | 0 | 708.5879
1652 | 1230.4 | 0 | 0 | 0 | 0 | 0 | 0 | 296.183 | 0 | 972.3114
1653 | 1436 | 0 | 0 | 0 | 0 | 0 | 0 | 0 | 0 | 1494.5555
1654 | 1564.8 | 0 | 0 | 0 | 0 | 0 | 0 | 0 | 0 | 1628.6075
1655 | 1647.2 | 0 | 0 | 0 | 0 | 0 | 0 | 0 | 0 | 1714.3675
1656 | 1421.6 | 0 | 0 | 0 | 0 | 0 | 0 | 859.698 | 0 | 584.8146
1657 | 1376.8 | 0 | 0 | 0 | 0 | 0 | 0 | 859.698 | 0 | 538.1878
1658 | 1502.4 | 0 | 0 | 0 | 0 | 0 | 0 | 859.698 | 0 | 668.9093
1659 | 1624 | 0 | 0 | 0 | 0 | 0 | 0 | 859.698 | 0 | 795.4678
1660 | 1292.8 | 0 | 0 | 0 | 0 | 0 | 0 | 859.698 | 0 | 450.7625
1661 | 1245.6 | 0 | 0 | 0 | 0 | 0 | 0 | 859.698 | 0 | 401.6378
1662 | 1281.6 | 0 | 0 | 0 | 0 | 0 | 0 | 859.698 | 0 | 439.1058
1663 | 1044.8 | 28.68 | 88.0195 | 88.0195 | 0 | 0 | 0 | 859.698 | 0 | 104.6303
1664 | 1268.07 | 248.83 | 1139.2957 | 425.0241 | -714.2716 | 0 | 0 | 859.698 | 0 | 0
1665 | 1664.469 | 434.67 | 2012.0068 | 1531.6217 | -480.3851 | 0 | 0 | 192.855 | 0 | 0
1666 | 1354.034 | 703.1 | 3159.3154 | 1409.2472 | -1750.0683 | 0 | 0 | 0 | 0 | 0
1667 | 1675.929 | 325.75 | 1442.4469 | 1442.4469 | 0 | 0 | 0 | 289.996 | 0 | 0
1668 | 1404.339 | 939.84 | 4078.058 | 1461.6034 | -2310.7295 | 0 | 305.7251 | 0 | 0 | 0
1669 | 1405.495 | 956.67 | 4159.2782 | 1462.8066 | -2310.7295 | 0 | 385.7421 | 0 | 0 | 0
1670 | 1385.337 | 810.84 | 3579.0815 | 1441.8266 | -2137.2549 | 0 | 0 | 0 | 0 | 0
1671 | 1426.323 | 758.6 | 3413.7583 | 1484.4839 | -1929.2744 | 0 | 0 | 0 | 0 | 0
1672 | 1546.268 | 554.91 | 2569.9881 | 1609.3199 | -960.6682 | 0 | 0 | 0 | 0 | 0
1673 | 1512.557 | 315.26 | 1446.6235 | 1446.6235 | 0 | 0 | 0 | 122.611 | 0 | 0
1674 | 1715.266 | 79.85 | 286.1886 | 286.1886 | 0 | 0 | 0 | 859.698 | 0 | 604.2677
1675 | 1546.02 | 0 | 0 | 0 | 0 | 0 | 0 | 139.664 | 0 | 1463.7027
1676 | 1220 | 0 | 0 | 0 | 0 | 0 | 0 | 0 | 0 | 1269.7477
1677 | 1550.4 | 0 | 0 | 0 | 0 | 0 | 0 | 0 | 0 | 1613.6203
1678 | 1778.4 | 0 | 0 | 0 | 0 | 0 | 0 | 0 | 0 | 1850.9174
1679 | 1676.8 | 0 | 0 | 0 | 0 | 0 | 0 | 0 | 0 | 1745.1745
1680 | 1480.8 | 0 | 0 | 0 | 0 | 0 | 0 | 859.698 | 0 | 646.4285
1681 | 1334.4 | 0 | 0 | 0 | 0 | 0 | 0 | 859.698 | 0 | 494.0588
1682 | 1472 | 0 | 0 | 0 | 0 | 0 | 0 | 859.698 | 0 | 637.2697
1683 | 1444.8 | 0 | 0 | 0 | 0 | 0 | 0 | 859.698 | 0 | 608.9606
1684 | 230.4 | 0 | 0 | 0 | 0 | 0 | 0 | 230.4 | 0 | 0
1685 | 354.4 | 0 | 0 | 0 | 0 | 0 | 0 | 354.4 | 0 | 0
1686 | 880.8 | 0 | 0 | 0 | 0 | 0 | 0 | 859.698 | 0 | 21.9625
1687 | 1391.249 | 57.95 | 193.4273 | 193.4273 | 0 | 0 | 0 | 859.698 | 0 | 359.7986
1688 | 1367.166 | 290.94 | 1325.9174 | 1325.9174 | 0 | 0 | 0 | 93.197 | 0 | 0
1689 | 1114.978 | 544.83 | 2528.128 | 1160.4432 | -1367.6848 | 0 | 0 | 0 | 0 | 0
1690 | 991.078 | 769.84 | 3439.3 | 1031.492 | -2310.7295 | 0 | 97.0785 | 0 | 0 | 0
1691 | 1722.516 | 935.81 | 4035.3352 | 1792.7547 | -2242.5805 | 0 | 0 | 0 | 0 | 0
1692 | 1259.699 | 1025.3 | 4324.8324 | 1311.0655 | -2310.7295 | 0 | 703.0374 | 0 | 0 | 0
1693 | 1018.275 | 1030.87 | 4331.535 | 1059.797 | -2310.7295 | 0 | 961.0085 | 0 | 0 | 0
1694 | 905.101 | 923.13 | 3949.7084 | 942.0081 | -2050.9277 | 0 | 956.7726 | 0 | 0 | 0
1695 | 1153.41 | 803.51 | 3534.7382 | 1200.4424 | 0 | 0 | 2334.2958 | 0 | 0 | 0
1696 | 1638.025 | 588.8 | 2686.6945 | 1704.8184 | 0 | 0 | 981.8761 | 0 | 0 | 0
1697 | 1603.774 | 336.68 | 1525.3364 | 1525.3364 | 0 | 0 | 0 | 138.199 | 0 | 0
1698 | 1509.175 | 89.24 | 305.7074 | 305.7074 | 0 | 0 | 0 | 859.698 | 0 | 370.2532
1699 | 994.822 | 0 | 0 | 0 | 0 | 0 | 0 | 0 | 0 | 1035.3877
1700 | 1233.6 | 0 | 0 | 0 | 0 | 0 | 0 | 0 | 0 | 1283.9023
1701 | 1465.6 | 0 | 0 | 0 | 0 | 0 | 0 | 0 | 0 | 1525.3625
1702 | 1463.2 | 0 | 0 | 0 | 0 | 0 | 0 | 0 | 0 | 1522.8646
1703 | 1261.6 | 0 | 0 | 0 | 0 | 0 | 0 | 0 | 0 | 1313.044
1704 | 1423.2 | 0 | 0 | 0 | 0 | 0 | 0 | 859.698 | 0 | 586.4798
1705 | 1556.8 | 0 | 0 | 0 | 0 | 0 | 0 | 859.698 | 0 | 725.5276
1706 | 1232.8 | 0 | 0 | 0 | 0 | 0 | 0 | 859.698 | 0 | 388.3159
1707 | 1564 | 0 | 0 | 0 | 0 | 0 | 0 | 859.698 | 0 | 733.0212
1708 | 1275.2 | 0 | 0 | 0 | 0 | 0 | 0 | 859.698 | 0 | 432.4448
1709 | 1312.8 | 0 | 0 | 0 | 0 | 0 | 0 | 859.698 | 0 | 471.578
1710 | 1168 | 0 | 0 | 0 | 0 | 0 | 0 | 859.698 | 0 | 320.8736
1711 | 1272.8 | 65.14 | 212.4173 | 212.4173 | 0 | 0 | 0 | 485.628 | 0 | 606.853
1712 | 922.415 | 304.54 | 1382.0028 | 960.0281 | -421.9746 | 0 | 0 | 0 | 0 | 0
1713 | 1110.192 | 559.02 | 2583.1997 | 1155.4621 | -1427.7376 | 0 | 0 | 0 | 0 | 0
1714 | 1567.16 | 769.48 | 3419.9384 | 1631.0638 | -1788.8747 | 0 | 0 | 0 | 0 | 0
1715 | 1212.443 | 916.93 | 3929.509 | 1261.8825 | -2310.7295 | 0 | 356.8969 | 0 | 0 | 0
1716 | 1091.61 | 1001.3 | 4196.1914 | 1136.1234 | -2310.7295 | 0 | 749.3385 | 0 | 0 | 0
1717 | 971.536 | 1004.36 | 4217.367 | 1011.1521 | -2310.7295 | 0 | 895.4854 | 0 | 0 | 0
1718 | 1055.456 | 809.98 | 3491.7905 | 1098.4941 | -2022.6071 | 0 | 370.6893 | 0 | 0 | 0
1719 | 957.674 | 779.29 | 3436.3608 | 996.7249 | 0 | 0 | 2439.636 | 0 | 0 | 0
1720 | 997.558 | 568.54 | 2596.6101 | 1038.2352 | 0 | 0 | 1558.3749 | 0 | 0 | 0
1721 | 1166.299 | 321.19 | 1459.4397 | 1213.8569 | 0 | 0 | 245.5827 | 0 | 0 | 0
1722 | 1040.947 | 82.11 | 289.9885 | 289.9885 | 0 | 0 | 0 | 0 | 0 | 793.405
1723 | 1287.915 | 0 | 0 | 0 | 0 | 0 | 0 | 0 | 0 | 1340.432
1724 | 1227.2 | 0 | 0 | 0 | 0 | 0 | 0 | 0 | 0 | 1277.2413
1725 | 1147.2 | 0 | 0 | 0 | 0 | 0 | 0 | 0 | 0 | 1193.9791
1726 | 1378.4 | 0 | 0 | 0 | 0 | 0 | 0 | 0 | 0 | 1434.6067
1727 | 1175.2 | 0 | 0 | 0 | 0 | 0 | 0 | 0 | 0 | 1223.1209
1728 | 160.8 | 0 | 0 | 0 | 0 | 0 | 0 | 0 | 0 | 167.3569
1729 | 104.8 | 0 | 0 | 0 | 0 | 0 | 0 | 0 | 0 | 109.0734
1730 | 106.4 | 0 | 0 | 0 | 0 | 0 | 0 | 0 | 0 | 110.7387
1731 | 102.4 | 0 | 0 | 0 | 0 | 0 | 0 | 0 | 0 | 106.5755
1732 | 108 | 0 | 0 | 0 | 0 | 0 | 0 | 0 | 0 | 112.4039
1733 | 101.6 | 0 | 0 | 0 | 0 | 0 | 0 | 0 | 0 | 105.7429
1734 | 104 | 0 | 0 | 0 | 0 | 0 | 0 | 0 | 0 | 108.2408
1735 | 86.785 | 69.55 | 225.2584 | 90.3238 | -134.9346 | 0 | 0 | 0 | 0 | 0
1736 | 102.491 | 313.03 | 1424.5247 | 106.6703 | -1317.8545 | 0 | 0 | 0 | 0 | 0
1737 | 1053.719 | 570.49 | 2643.5772 | 1096.6863 | -1546.8909 | 0 | 0 | 0 | 0 | 0
1738 | 1351.25 | 792.48 | 3534.4832 | 1406.3496 | -2128.1336 | 0 | 0 | 0 | 0 | 0
1739 | 1014.359 | 951.51 | 4109.452 | 1055.7213 | -2310.7295 | 0 | 743.0012 | 0 | 0 | 0
1740 | 1130.671 | 584.14 | 2545.2061 | 1176.7761 | -1368.43 | 0 | 0 | 0 | 0 | 0
1741 | 1327.615 | 711.91 | 3073.3244 | 1381.7509 | -188.4389 | 0 | 1503.1346 | 0 | 0 | 0
1742 | 1312.509 | 960.03 | 4143.8757 | 1366.0289 | 0 | 0 | 2777.8468 | 0 | 0 | 0
1743 | 1182.509 | 808.98 | 3594.5933 | 1230.7279 | 0 | 0 | 2363.8653 | 0 | 0 | 0
1744 | 1270.68 | 593.39 | 2730.5404 | 1322.4943 | 0 | 0 | 1408.0461 | 0 | 0 | 0
1745 | 1403.753 | 339.53 | 1548.9163 | 1460.9935 | 0 | 0 | 87.9227 | 0 | 0 | 0
1746 | 1739.825 | 90.05 | 309.0285 | 309.0285 | 0 | 0 | 0 | 0 | 0 | 1501.741
1747 | 1588.775 | 0 | 0 | 0 | 0 | 0 | 0 | 0 | 0 | 1653.5602
1748 | 1500.8 | 0 | 0 | 0 | 0 | 0 | 0 | 0 | 0 | 1561.9978
1749 | 1536 | 0 | 0 | 0 | 0 | 0 | 0 | 0 | 0 | 1598.6332
1750 | 1589.6 | 0 | 0 | 0 | 0 | 0 | 0 | 0 | 0 | 1654.4188
1751 | 1916 | 0 | 0 | 0 | 0 | 0 | 0 | 0 | 0 | 1994.1283
1752 | 192 | 0 | 0 | 0 | 0 | 0 | 0 | 0 | 0 | 199.8291
1753 | 107.2 | 0 | 0 | 0 | 0 | 0 | 0 | 0 | 0 | 111.5713
1754 | 116 | 0 | 0 | 0 | 0 | 0 | 0 | 0 | 0 | 120.7301
1755 | 110.4 | 0 | 0 | 0 | 0 | 0 | 0 | 0 | 0 | 114.9018
1756 | 110.4 | 0 | 0 | 0 | 0 | 0 | 0 | 0 | 0 | 114.9018
1757 | 108 | 0 | 0 | 0 | 0 | 0 | 0 | 0 | 0 | 112.4039
1758 | 110.4 | 0 | 0 | 0 | 0 | 0 | 0 | 0 | 0 | 114.9018
1759 | 103.221 | 74.32 | 236.3802 | 107.43 | -128.9502 | 0 | 0 | 0 | 0 | 0
1760 | 126.773 | 324.47 | 1484.028 | 131.9424 | -1352.0856 | 0 | 0 | 0 | 0 | 0
1761 | 999.966 | 574.05 | 2689.0373 | 1040.7414 | -1648.2959 | 0 | 0 | 0 | 0 | 0
1762 | 1972.895 | 799.4 | 3618.9329 | 2053.3433 | -1565.5895 | 0 | 0 | 0 | 0 | 0
1763 | 1497.263 | 951.9 | 4182.5728 | 1558.3166 | -2310.7295 | 0 | 313.5267 | 0 | 0 | 0
1764 | 1447.357 | 976.32 | 4223.9905 | 1506.3756 | -2310.7295 | 0 | 406.8854 | 0 | 0 | 0
1765 | 1492.397 | 1037.67 | 4465.7078 | 1553.2522 | -2310.7295 | 0 | 601.7261 | 0 | 0 | 0
1766 | 1665.983 | 946.85 | 4122.0256 | 1733.9164 | -451.9022 | 0 | 1936.207 | 0 | 0 | 0
1767 | 1335.156 | 779.82 | 3472.5757 | 1389.5994 | 0 | 0 | 2082.9763 | 0 | 0 | 0
1768 | 1587.901 | 568.67 | 2611.8856 | 1652.6505 | 0 | 0 | 959.2351 | 0 | 0 | 0
1769 | 1409.122 | 313.01 | 1425.5447 | 1425.5447 | 0 | 0 | 0 | 39.429 | 0 | 0
1770 | 1956.792 | 74.87 | 271.5928 | 271.5928 | 0 | 0 | 0 | 859.698 | 0 | 870.2372
1771 | 1705.486 | 0 | 0 | 0 | 0 | 0 | 0 | 859.698 | 0 | 880.2765
1772 | 1647.2 | 0 | 0 | 0 | 0 | 0 | 0 | 859.698 | 0 | 819.6138
1773 | 1580.8 | 0 | 0 | 0 | 0 | 0 | 0 | 42.49 | 0 | 1601.0373
1774 | 1783.2 | 0 | 0 | 0 | 0 | 0 | 0 | 0 | 0 | 1855.9132
1775 | 1466.4 | 0 | 0 | 0 | 0 | 0 | 0 | 0 | 0 | 1526.1951
1776 | 1642.4 | 0 | 0 | 0 | 0 | 0 | 0 | 859.698 | 0 | 814.6181
1777 | 1504 | 0 | 0 | 0 | 0 | 0 | 0 | 859.698 | 0 | 670.5746
1778 | 1396 | 0 | 0 | 0 | 0 | 0 | 0 | 859.698 | 0 | 558.1707
1779 | 1258.4 | 0 | 0 | 0 | 0 | 0 | 0 | 859.698 | 0 | 414.9598
1780 | 1348.8 | 0 | 0 | 0 | 0 | 0 | 0 | 859.698 | 0 | 509.046
1781 | 1135.2 | 0 | 0 | 0 | 0 | 0 | 0 | 859.698 | 0 | 286.7361
1782 | 1196.8 | 0 | 0 | 0 | 0 | 0 | 0 | 859.698 | 0 | 350.8479
1783 | 1208.997 | 59.67 | 205.8604 | 205.8604 | 0 | 0 | 0 | 859.698 | 0 | 157.6818
1784 | 230.659 | 295.75 | 1351.3186 | 240.0645 | -1111.254 | 0 | 0 | 0 | 0 | 0
1785 | 288.152 | 529.96 | 2450.9388 | 299.9019 | -2151.0369 | 0 | 0 | 0 | 0 | 0
1786 | 332.224 | 764.06 | 3401.0577 | 345.7721 | -2310.7295 | 0 | 744.5561 | 0 | 0 | 0
1787 | 287.755 | 922.48 | 3988.9394 | 299.4887 | -2310.7295 | 0 | 1378.7212 | 0 | 0 | 0
1788 | 233.034 | 1008.35 | 4299.042 | 242.5364 | -2310.7295 | 0 | 1745.7761 | 0 | 0 | 0
1789 | 257.376 | 1007.76 | 4301.0882 | 267.871 | -2310.7295 | 0 | 1722.4877 | 0 | 0 | 0
1790 | 254.785 | 920.68 | 3995.0529 | 265.1743 | -88.1715 | 0 | 3641.7071 | 0 | 0 | 0
1791 | 276.33 | 769.08 | 3423.4417 | 287.5979 | 0 | 0 | 3135.8438 | 0 | 0 | 0
1792 | 204.693 | 553.91 | 2539.1654 | 213.0397 | 0 | 0 | 2326.1257 | 0 | 0 | 0
1793 | 301.357 | 286.02 | 1300.1144 | 313.6454 | 0 | 0 | 986.4691 | 0 | 0 | 0
1794 | 228.211 | 70.33 | 256.0269 | 237.5167 | 0 | 0 | 18.5102 | 0 | 0 | 0
1795 | 216.305 | 0 | 0 | 0 | 0 | 0 | 0 | 0 | 0 | 225.1252
1796 | 242.4 | 0 | 0 | 0 | 0 | 0 | 0 | 0 | 0 | 252.2843
1797 | 200.8 | 0 | 0 | 0 | 0 | 0 | 0 | 0 | 0 | 208.988
1798 | 296 | 0 | 0 | 0 | 0 | 0 | 0 | 0 | 0 | 308.0699
1799 | 268 | 0 | 0 | 0 | 0 | 0 | 0 | 0 | 0 | 278.9282
1800 | 291.2 | 0 | 0 | 0 | 0 | 0 | 0 | 0 | 0 | 303.0742
1801 | 237.6 | 0 | 0 | 0 | 0 | 0 | 0 | 0 | 0 | 247.2886
1802 | 191.2 | 0 | 0 | 0 | 0 | 0 | 0 | 0 | 0 | 198.9965
1803 | 243.2 | 0 | 0 | 0 | 0 | 0 | 0 | 0 | 0 | 253.1169
1804 | 204 | 0 | 0 | 0 | 0 | 0 | 0 | 0 | 0 | 212.3185
1805 | 236 | 0 | 0 | 0 | 0 | 0 | 0 | 0 | 0 | 245.6233
1806 | 293.6 | 0 | 0 | 0 | 0 | 0 | 0 | 0 | 0 | 305.5721
1807 | 169.6 | 63.27 | 213.9421 | 176.5157 | -37.4263 | 0 | 0 | 0 | 0 | 0
1808 | 205.306 | 309.06 | 1409.5896 | 213.6777 | -1195.9119 | 0 | 0 | 0 | 0 | 0
1809 | 1200.592 | 567.37 | 2637.2326 | 1249.5483 | -1387.6844 | 0 | 0 | 0 | 0 | 0
1810 | 1832.064 | 637.16 | 2861.7625 | 1906.7697 | -761.4854 | 0 | 193.5075 | 0 | 0 | 0
1811 | 1718.381 | 926.37 | 4044.8427 | 1788.4511 | 0 | 0 | 2256.3916 | 0 | 0 | 0
1812 | 1345.557 | 1010.3 | 4331.1593 | 1400.4245 | 0 | 0 | 2930.7348 | 0 | 0 | 0
1813 | 1408.003 | 999.85 | 4276.6882 | 1465.4168 | 0 | 0 | 2811.2713 | 0 | 0 | 0
1814 | 1247.32 | 771.27 | 3358.007 | 1298.1817 | 0 | 0 | 2059.8253 | 0 | 0 | 0
1815 | 1222.285 | 654.14 | 2908.8743 | 1272.1259 | 0 | 0 | 1636.7485 | 0 | 0 | 0
1816 | 1327.605 | 532.35 | 2432.3557 | 1381.7405 | 0 | 0 | 1050.6153 | 0 | 0 | 0
1817 | 1517.328 | 312.76 | 1419.1574 | 1419.1574 | 0 | 0 | 0 | 153.772 | 0 | 0
1818 | 1493.831 | 75.92 | 273.0384 | 273.0384 | 0 | 0 | 0 | 859.698 | 0 | 386.9525
1819 | 1418.435 | 0 | 0 | 0 | 0 | 0 | 0 | 0 | 0 | 1476.2742
1820 | 1030.4 | 0 | 0 | 0 | 0 | 0 | 0 | 0 | 0 | 1072.4164
1821 | 1524 | 0 | 0 | 0 | 0 | 0 | 0 | 0 | 0 | 1586.1438
1822 | 1386.4 | 0 | 0 | 0 | 0 | 0 | 0 | 0 | 0 | 1442.9329
1823 | 1324 | 0 | 0 | 0 | 0 | 0 | 0 | 0 | 0 | 1377.9885
1824 | 1220 | 0 | 0 | 0 | 0 | 0 | 0 | 859.698 | 0 | 374.994
1825 | 1348.8 | 0 | 0 | 0 | 0 | 0 | 0 | 859.698 | 0 | 509.046
1826 | 1544.8 | 0 | 0 | 0 | 0 | 0 | 0 | 859.698 | 0 | 713.0383
1827 | 1356 | 0 | 0 | 0 | 0 | 0 | 0 | 859.698 | 0 | 516.5396
1828 | 1223.2 | 0 | 0 | 0 | 0 | 0 | 0 | 859.698 | 0 | 378.3244
1829 | 995.2 | 0 | 0 | 0 | 0 | 0 | 0 | 859.698 | 0 | 141.0273
1830 | 1268 | 0 | 0 | 0 | 0 | 0 | 0 | 859.698 | 0 | 424.9512
1831 | 1071.282 | 59.74 | 212.1623 | 212.1623 | 0 | 0 | 0 | 403.341 | 0 | 483.0141
1832 | 1080.559 | 282.66 | 1294.7659 | 1124.6207 | -170.1451 | 0 | 0 | 0 | 0 | 0
1833 | 1433.37 | 535.52 | 2471.9875 | 1491.8182 | -980.1692 | 0 | 0 | 0 | 0 | 0
1834 | 1536.183 | 756.16 | 3350.6362 | 1598.8236 | -1751.8126 | 0 | 0 | 0 | 0 | 0
1835 | 1523.623 | 904.66 | 3861.1903 | 1585.7515 | -2275.4389 | 0 | 0 | 0 | 0 | 0
1836 | 1417.562 | 974.9 | 4071.1733 | 1475.3656 | -2310.7295 | 0 | 285.0781 | 0 | 0 | 0
1837 | 1857.995 | 991.16 | 4122.7479 | 1933.7581 | -2188.9899 | 0 | 0 | 0 | 0 | 0
1838 | 1821.112 | 654.07 | 2818.153 | 1895.3711 | -922.7818 | 0 | 0 | 0 | 0 | 0
1839 | 2055.08 | 680.85 | 2989.1651 | 2138.8796 | -850.2855 | 0 | 0 | 0 | 0 | 0
1840 | 1685.353 | 531.67 | 2416.0416 | 1754.0763 | -661.9653 | 0 | 0 | 0 | 0 | 0
1841 | 1935.979 | 298.41 | 1355.1497 | 1355.1497 | 0 | 0 | 0 | 633.923 | 0 | 0
1842 | 1652.92 | 69.09 | 254.09 | 254.09 | 0 | 0 | 0 | 859.698 | 0 | 571.477
1843 | 1211.742 | 0 | 0 | 0 | 0 | 0 | 0 | 0 | 0 | 1261.153
1844 | 1214.4 | 0 | 0 | 0 | 0 | 0 | 0 | 0 | 0 | 1263.9193
1845 | 1048 | 0 | 0 | 0 | 0 | 0 | 0 | 0 | 0 | 1090.7341
1846 | 1320.8 | 0 | 0 | 0 | 0 | 0 | 0 | 0 | 0 | 1374.658
1847 | 1692 | 0 | 0 | 0 | 0 | 0 | 0 | 0 | 0 | 1760.9943
1848 | 1456.8 | 0 | 0 | 0 | 0 | 0 | 0 | 859.698 | 0 | 621.4499
1849 | 1660.8 | 0 | 0 | 0 | 0 | 0 | 0 | 859.698 | 0 | 833.7684
1850 | 1558.4 | 0 | 0 | 0 | 0 | 0 | 0 | 859.698 | 0 | 727.1928
1851 | 1351.2 | 0 | 0 | 0 | 0 | 0 | 0 | 859.698 | 0 | 511.5439
1852 | 954.4 | 0 | 0 | 0 | 0 | 0 | 0 | 859.698 | 0 | 98.5636
1853 | 1149.6 | 0 | 0 | 0 | 0 | 0 | 0 | 859.698 | 0 | 301.7233
1854 | 950.4 | 0 | 0 | 0 | 0 | 0 | 0 | 859.698 | 0 | 94.4005
1855 | 1003.501 | 44.82 | 161.4744 | 161.4744 | 0 | 0 | 0 | 75.536 | 0 | 804.33
1856 | 1142.233 | 297.05 | 1363.1938 | 1188.8096 | -174.3842 | 0 | 0 | 0 | 0 | 0
1857 | 1496.27 | 521.14 | 2418.9016 | 1557.2831 | -861.6185 | 0 | 0 | 0 | 0 | 0
1858 | 1685.004 | 690.23 | 3108.257 | 1753.7131 | -1354.5439 | 0 | 0 | 0 | 0 | 0
1859 | 1751.14 | 951.85 | 4156.5284 | 1822.5469 | -2310.7295 | 0 | 23.252 | 0 | 0 | 0
1860 | 1623.245 | 1036.65 | 4459.6672 | 1689.4368 | -2310.7295 | 0 | 459.5009 | 0 | 0 | 0
1861 | 1835.131 | 1042.22 | 4478.6332 | 1909.9618 | -2310.7295 | 0 | 257.942 | 0 | 0 | 0
1862 | 1759.08 | 874.6 | 3820.192 | 1830.8096 | -1989.3824 | 0 | 0 | 0 | 0 | 0
1863 | 1738.997 | 809.89 | 3615.5816 | 1809.9077 | -1281.2639 | 0 | 524.41 | 0 | 0 | 0
1864 | 1558.583 | 592.86 | 2733.0965 | 1622.137 | 0 | 0 | 1110.9595 | 0 | 0 | 0
1865 | 1589.517 | 336.2 | 1531.4926 | 1531.4926 | 0 | 0 | 0 | 118.027 | 0 | 0
1866 | 1636.574 | 87.84 | 302.3987 | 302.3987 | 0 | 0 | 0 | 859.698 | 0 | 506.1568
1867 | 1446.081 | 0 | 0 | 0 | 0 | 0 | 0 | 0 | 0 | 1505.0475
1868 | 1508 | 0 | 0 | 0 | 0 | 0 | 0 | 0 | 0 | 1569.4914
1869 | 1304 | 0 | 0 | 0 | 0 | 0 | 0 | 0 | 0 | 1357.1729
1870 | 1274.4 | 0 | 0 | 0 | 0 | 0 | 0 | 0 | 0 | 1326.3659
1871 | 1512.8 | 0 | 0 | 0 | 0 | 0 | 0 | 0 | 0 | 1574.4871
1872 | 1444 | 0 | 0 | 0 | 0 | 0 | 0 | 859.698 | 0 | 608.128
1873 | 1532 | 0 | 0 | 0 | 0 | 0 | 0 | 859.698 | 0 | 699.7163
1874 | 1208.8 | 0 | 0 | 0 | 0 | 0 | 0 | 859.698 | 0 | 363.3373
1875 | 1256.8 | 0 | 0 | 0 | 0 | 0 | 0 | 859.698 | 0 | 413.2945
1876 | 1124 | 0 | 0 | 0 | 0 | 0 | 0 | 859.698 | 0 | 275.0794
1877 | 1070.4 | 0 | 0 | 0 | 0 | 0 | 0 | 859.698 | 0 | 219.2938
1878 | 1064 | 0 | 0 | 0 | 0 | 0 | 0 | 859.698 | 0 | 212.6328
1879 | 1158.633 | 74.71 | 257.0344 | 257.0344 | 0 | 0 | 0 | 313.423 | 0 | 622.6406
1880 | 1337.607 | 290 | 1329.0855 | 1329.0855 | 0 | 0 | 0 | 0 | 0 | 63.0648
1881 | 1602.436 | 478.16 | 2216.8233 | 1667.7782 | -549.0451 | 0 | 0 | 0 | 0 | 0
1882 | 1659.929 | 693.22 | 3126.9629 | 1727.6156 | -1399.3473 | 0 | 0 | 0 | 0 | 0
1883 | 0 | 814.36 | 3591.1577 | 0.0010408 | -2310.7295 | 0 | 1280.4271 | 0 | 0 | 0
1884 | 1537.528 | 1054.68 | 4577.0897 | 1600.2245 | -2310.7295 | 0 | 666.1357 | 0 | 0 | 0
1885 | 1283.8 | 1042.49 | 4521.5809 | 1336.1503 | -2310.7295 | 0 | 874.7011 | 0 | 0 | 0
1886 | 1608.326 | 926.54 | 4075.0346 | 1673.9084 | -2310.7295 | 0 | 90.3967 | 0 | 0 | 0
1887 | 1597.92 | 716.22 | 3219.3297 | 1663.0791 | -1402.071 | 0 | 154.1796 | 0 | 0 | 0
1888 | 1735.168 | 604.39 | 2798.4032 | 1805.9226 | 0 | 0 | 992.4806 | 0 | 0 | 0
1889 | 1535.971 | 346.09 | 1576.3335 | 1576.3335 | 0 | 0 | 0 | 0 | 0 | 22.2695
1890 | 1401.399 | 91.51 | 303.3698 | 303.3698 | 0 | 0 | 0 | 0 | 0 | 1155.1738
1891 | 1316.835 | 0 | 0 | 0 | 0 | 0 | 0 | 0 | 0 | 1370.5313
1892 | 1148 | 0 | 0 | 0 | 0 | 0 | 0 | 0 | 0 | 1194.8118
1893 | 1382.4 | 0 | 0 | 0 | 0 | 0 | 0 | 0 | 0 | 1438.7698
1894 | 1640.8 | 0 | 0 | 0 | 0 | 0 | 0 | 0 | 0 | 1707.7066
1895 | 1377.6 | 0 | 0 | 0 | 0 | 0 | 0 | 0 | 0 | 1433.7741
1896 | 1239.2 | 0 | 0 | 0 | 0 | 0 | 0 | 0 | 0 | 1289.7306
1897 | 950.4 | 0 | 0 | 0 | 0 | 0 | 0 | 859.698 | 0 | 94.4005
1898 | 1244.8 | 0 | 0 | 0 | 0 | 0 | 0 | 859.698 | 0 | 400.8052
1899 | 963.2 | 0 | 0 | 0 | 0 | 0 | 0 | 859.698 | 0 | 107.7225
1900 | 860.8 | 0 | 0 | 0 | 0 | 0 | 0 | 859.698 | 0 | 1.1469
1901 | 976.8 | 0 | 0 | 0 | 0 | 0 | 0 | 859.698 | 0 | 121.877
1902 | 1053.6 | 0 | 0 | 0 | 0 | 0 | 0 | 729.968 | 0 | 336.8287
1903 | 880.938 | 81.18 | 276.499 | 276.499 | 0 | 0 | 0 | 0 | 0 | 640.3608
1904 | 756.271 | 326.87 | 1495.7701 | 787.1093 | -708.6608 | 0 | 0 | 0 | 0 | 0
1905 | 1395.164 | 586.1 | 2718.434 | 1452.0543 | -1266.3797 | 0 | 0 | 0 | 0 | 0
1906 | 1631.193 | 807.84 | 3608.1379 | 1697.7078 | -1910.4301 | 0 | 0 | 0 | 0 | 0
1907 | 1633.019 | 968.24 | 4196.8106 | 1699.6093 | -2310.7295 | 0 | 186.4718 | 0 | 0 | 0
1908 | 1231.998 | 1052.76 | 4483.6362 | 1282.236 | -2310.7295 | 0 | 890.6708 | 0 | 0 | 0
1909 | 1467.239 | 1052.83 | 4490.7094 | 1527.0693 | -2310.7295 | 0 | 652.9105 | 0 | 0 | 0
1910 | 1286.247 | 893.98 | 3891.7465 | 1338.696 | -1775.7224 | 0 | 777.3281 | 0 | 0 | 0
1911 | 1439.505 | 812.47 | 3629.6425 | 1498.2034 | 0 | 0 | 2131.4391 | 0 | 0 | 0
1912 | 1449.081 | 597.24 | 2757.5756 | 1508.1699 | 0 | 0 | 1249.4057 | 0 | 0 | 0
1913 | 1125.488 | 340.5 | 1548.2856 | 1171.3818 | 0 | 0 | 376.9038 | 0 | 0 | 0
1914 | 1313.406 | 89.91 | 298.0514 | 298.0514 | 0 | 0 | 0 | 0 | 0 | 1068.9111
1915 | 1105.904 | 0 | 0 | 0 | 0 | 0 | 0 | 0 | 0 | 1150.9992
1916 | 1031.2 | 0 | 0 | 0 | 0 | 0 | 0 | 0 | 0 | 1073.249
1917 | 1051.2 | 0 | 0 | 0 | 0 | 0 | 0 | 0 | 0 | 1094.0646
1918 | 1335.2 | 0 | 0 | 0 | 0 | 0 | 0 | 0 | 0 | 1389.6452
1919 | 1077.6 | 0 | 0 | 0 | 0 | 0 | 0 | 0 | 0 | 1121.5411
1920 | 1121.6 | 0 | 0 | 0 | 0 | 0 | 0 | 0 | 0 | 1167.3353
1921 | 1212 | 0 | 0 | 0 | 0 | 0 | 0 | 859.698 | 0 | 366.6677
1922 | 1262.4 | 0 | 0 | 0 | 0 | 0 | 0 | 859.698 | 0 | 419.1229
1923 | 1207.2 | 0 | 0 | 0 | 0 | 0 | 0 | 859.698 | 0 | 361.672
1924 | 970.4 | 0 | 0 | 0 | 0 | 0 | 0 | 859.698 | 0 | 115.2161
1925 | 967.2 | 0 | 0 | 0 | 0 | 0 | 0 | 560.458 | 0 | 423.3276
1926 | 1076.8 | 0 | 0 | 0 | 0 | 0 | 0 | 0 | 0 | 1120.7085
1927 | 691.327 | 80.93 | 276.0681 | 276.0681 | 0 | 0 | 0 | 0 | 0 | 443.449
1928 | 897.95 | 325.77 | 1488.6303 | 934.5655 | -554.0648 | 0 | 0 | 0 | 0 | 0
1929 | 500.197 | 579.74 | 2682.8634 | 520.5934 | -2162.27 | 0 | 0 | 0 | 0 | 0
1930 | 375.337 | 789.08 | 3507.1139 | 390.642 | -2310.7295 | 0 | 805.7423 | 0 | 0 | 0
1931 | 375.588 | 928.97 | 3993.0921 | 390.9033 | -2310.7295 | 0 | 1291.4593 | 0 | 0 | 0
1932 | 389.912 | 1005.69 | 4237.2802 | 405.8114 | -2310.7295 | 0 | 1520.7393 | 0 | 0 | 0
1933 | 750.082 | 790.41 | 3382.5954 | 780.669 | -2310.7295 | 0 | 291.1969 | 0 | 0 | 0
1934 | 1316.533 | 919.67 | 3941.991 | 1370.217 | -634.1286 | 0 | 1937.6454 | 0 | 0 | 0
1935 | 1499.779 | 766.3 | 3376.7483 | 1560.9352 | 0 | 0 | 1815.8131 | 0 | 0 | 0
1936 | 1507.149 | 554.55 | 2530.7143 | 1568.6057 | 0 | 0 | 962.1086 | 0 | 0 | 0
1937 | 1397.369 | 309.13 | 1399.1287 | 1399.1287 | 0 | 0 | 0 | 53.057 | 0 | 0
1938 | 997.74 | 75.26 | 265.7769 | 265.7769 | 0 | 0 | 0 | 742.376 | 0 | 0
1939 | 884.928 | 0 | 0 | 0 | 0 | 0 | 0 | 0 | 0 | 921.0125
1940 | 686.4 | 0 | 0 | 0 | 0 | 0 | 0 | 0 | 0 | 714.3892
1941 | 1051.2 | 0 | 0 | 0 | 0 | 0 | 0 | 0 | 0 | 1094.0646
1942 | 1072.8 | 0 | 0 | 0 | 0 | 0 | 0 | 0 | 0 | 1116.5453
1943 | 1167.2 | 0 | 0 | 0 | 0 | 0 | 0 | 0 | 0 | 1214.7947
1944 | 1155.2 | 0 | 0 | 0 | 0 | 0 | 0 | 859.698 | 0 | 307.5516
1945 | 943.2 | 0 | 0 | 0 | 0 | 0 | 0 | 859.698 | 0 | 86.9069
1946 | 1432.8 | 0 | 0 | 0 | 0 | 0 | 0 | 710.865 | 0 | 751.3732
1947 | 1044 | 0 | 0 | 0 | 0 | 0 | 0 | 0 | 0 | 1086.571
1948 | 1157.6 | 0 | 0 | 0 | 0 | 0 | 0 | 0 | 0 | 1204.8032
1949 | 960.8 | 0 | 0 | 0 | 0 | 0 | 0 | 0 | 0 | 999.9783
1950 | 852.8 | 0 | 0 | 0 | 0 | 0 | 0 | 0 | 0 | 887.5744
1951 | 1154.806 | 75.41 | 271.5512 | 271.5512 | 0 | 0 | 0 | 0 | 0 | 930.3441
1952 | 248.715 | 309.7 | 1413.3291 | 258.8568 | -1154.4723 | 0 | 0 | 0 | 0 | 0
1953 | 294.906 | 559.94 | 2571.0205 | 306.9313 | -2264.0892 | 0 | 0 | 0 | 0 | 0
1954 | 233.76 | 767.08 | 3390.7727 | 243.292 | -2310.7295 | 0 | 836.7512 | 0 | 0 | 0
1955 | 233.438 | 904.7 | 3871.0132 | 242.9569 | -2310.7295 | 0 | 1317.3268 | 0 | 0 | 0
1956 | 273.494 | 991.08 | 4158.6828 | 284.6462 | -2310.7295 | 0 | 1563.3071 | 0 | 0 | 0
1957 | 185.868 | 988.46 | 4146.6254 | 193.4461 | -2242.6315 | 0 | 1710.5479 | 0 | 0 | 0
1958 | 251.672 | 900.77 | 3848.3617 | 261.9344 | 0 | 0 | 3586.4273 | 0 | 0 | 0
1959 | 290.153 | 750.96 | 3304.3799 | 301.9845 | 0 | 0 | 3002.3954 | 0 | 0 | 0
1960 | 251.848 | 541.75 | 2468.0055 | 262.1176 | 0 | 0 | 2205.8879 | 0 | 0 | 0
1961 | 267.282 | 303.04 | 1369.2106 | 278.1809 | 0 | 0 | 1091.0297 | 0 | 0 | 0
1962 | 269.159 | 73.43 | 258.1397 | 258.1397 | 0 | 0 | 0 | 0 | 0 | 21.9947
1963 | 186.389 | 0 | 0 | 0 | 0 | 0 | 0 | 0 | 0 | 193.9893
1964 | 352 | 0 | 0 | 0 | 0 | 0 | 0 | 0 | 0 | 366.3534
1965 | 209.6 | 0 | 0 | 0 | 0 | 0 | 0 | 0 | 0 | 218.1468
1966 | 269.6 | 0 | 0 | 0 | 0 | 0 | 0 | 0 | 0 | 280.5934
1967 | 288.8 | 0 | 0 | 0 | 0 | 0 | 0 | 0 | 0 | 300.5763
1968 | 246.4 | 0 | 0 | 0 | 0 | 0 | 0 | 0 | 0 | 256.4474
1969 | 255.2 | 0 | 0 | 0 | 0 | 0 | 0 | 0 | 0 | 265.6062
1970 | 220 | 0 | 0 | 0 | 0 | 0 | 0 | 0 | 0 | 228.9709
1971 | 287.2 | 0 | 0 | 0 | 0 | 0 | 0 | 0 | 0 | 298.9111
1972 | 292.8 | 0 | 0 | 0 | 0 | 0 | 0 | 0 | 0 | 304.7394
1973 | 234.4 | 0 | 0 | 0 | 0 | 0 | 0 | 0 | 0 | 243.9581
1974 | 231.2 | 0 | 0 | 0 | 0 | 0 | 0 | 0 | 0 | 240.6276
1975 | 217.414 | 67.14 | 250.5868 | 226.2794 | -24.3073 | 0 | 0 | 0 | 0 | 0
1976 | 235.207 | 292.68 | 1347.1232 | 244.798 | -1102.3252 | 0 | 0 | 0 | 0 | 0
1977 | 822.233 | 536.68 | 2486.8623 | 855.761 | -1631.1012 | 0 | 0 | 0 | 0 | 0
1978 | 1224.436 | 431.7 | 1936.6327 | 1274.3646 | -662.2681 | 0 | 0 | 0 | 0 | 0
1979 | 1183.914 | 893.29 | 3907.9743 | 1232.1902 | -164.527 | 0 | 2511.257 | 0 | 0 | 0
1980 | 1080.396 | 983.15 | 4228.5928 | 1124.4511 | 0 | 0 | 3104.1418 | 0 | 0 | 0
1981 | 1034.163 | 989.98 | 4242.6777 | 1076.3329 | 0 | 0 | 3166.3448 | 0 | 0 | 0
1982 | 1287.314 | 912.1 | 3958.7964 | 1339.8065 | 0 | 0 | 2618.9899 | 0 | 0 | 0
1983 | 930.64 | 765.57 | 3404.5485 | 968.5885 | 0 | 0 | 2435.9599 | 0 | 0 | 0
1984 | 1303.577 | 554.14 | 2543.749 | 1356.7327 | 0 | 0 | 1187.0163 | 0 | 0 | 0
1985 | 1377.861 | 309.69 | 1403.8341 | 1403.8341 | 0 | 0 | 0 | 29.028 | 0 | 0
1986 | 1489.129 | 75.07 | 261.1142 | 261.1142 | 0 | 0 | 0 | 859.698 | 0 | 393.9829
1987 | 1582.537 | 0 | 0 | 0 | 0 | 0 | 0 | 859.698 | 0 | 752.3141
1988 | 1236.8 | 0 | 0 | 0 | 0 | 0 | 0 | 190.226 | 0 | 1089.2499
1989 | 1488.8 | 0 | 0 | 0 | 0 | 0 | 0 | 0 | 0 | 1549.5085
1990 | 1436.8 | 0 | 0 | 0 | 0 | 0 | 0 | 0 | 0 | 1495.3881
1991 | 1529.6 | 0 | 0 | 0 | 0 | 0 | 0 | 0 | 0 | 1591.9722
1992 | 1294.4 | 0 | 0 | 0 | 0 | 0 | 0 | 859.698 | 0 | 452.4278
1993 | 1304 | 0 | 0 | 0 | 0 | 0 | 0 | 859.698 | 0 | 462.4192
1994 | 1234.4 | 0 | 0 | 0 | 0 | 0 | 0 | 859.698 | 0 | 389.9811
1995 | 1701.6 | 0 | 0 | 0 | 0 | 0 | 0 | 859.698 | 0 | 876.2321
1996 | 1300 | 0 | 0 | 0 | 0 | 0 | 0 | 859.698 | 0 | 458.2561
1997 | 1364.8 | 0 | 0 | 0 | 0 | 0 | 0 | 859.698 | 0 | 525.6984
1998 | 1507.2 | 0 | 0 | 0 | 0 | 0 | 0 | 859.698 | 0 | 673.9051
1999 | 1696 | 72.9 | 265.8321 | 265.8321 | 0 | 0 | 0 | 859.698 | 0 | 604.5727
2000 | 1387.644 | 304.37 | 1395.4381 | 1237.3181 | -158.12 | 0 | 0 | 198.804 | 0 | 0
2001 | 1583.009 | 551.4 | 2551.508 | 1647.559 | -903.949 | 0 | 0 | 0 | 0 | 0
2002 | 2116.262 | 758.88 | 3397.2693 | 2202.5564 | -1194.7129 | 0 | 0 | 0 | 0 | 0
2003 | 2008.054 | 900.35 | 3929.7827 | 2089.936 | -1839.8467 | 0 | 0 | 0 | 0 | 0
2004 | 1681.412 | 980.96 | 4225.6964 | 1749.9746 | -2310.7295 | 0 | 164.9923 | 0 | 0 | 0
2005 | 1625.792 | 662.02 | 2891.1229 | 1692.0866 | -1199.0363 | 0 | 0 | 0 | 0 | 0
2006 | 1544.619 | 875.81 | 3840.0147 | 1607.6036 | -2232.4111 | 0 | 0 | 0 | 0 | 0
2007 | 1606.752 | 750.07 | 3367.1867 | 1672.2702 | -1694.9165 | 0 | 0 | 0 | 0 | 0
2008 | 1395.182 | 543.7 | 2511.7358 | 1452.073 | -1059.6627 | 0 | 0 | 0 | 0 | 0
2009 | 1443.602 | 305.47 | 1391.7954 | 1391.7954 | 0 | 0 | 0 | 106.336 | 0 | 0
2010 | 1556.4 | 74.49 | 263.0813 | 263.0813 | 0 | 0 | 0 | 859.698 | 0 | 462.03
2011 | 1556.11 | 0 | 0 | 0 | 0 | 0 | 0 | 859.698 | 0 | 724.8094
2012 | 1073.6 | 0 | 0 | 0 | 0 | 0 | 0 | 859.698 | 0 | 222.6242
2013 | 1459.2 | 0 | 0 | 0 | 0 | 0 | 0 | 450.19 | 0 | 1050.1542
2014 | 1785.6 | 0 | 0 | 0 | 0 | 0 | 0 | 0 | 0 | 1858.411
2015 | 1840 | 0 | 0 | 0 | 0 | 0 | 0 | 0 | 0 | 1915.0293
2016 | 1543.2 | 0 | 0 | 0 | 0 | 0 | 0 | 859.698 | 0 | 711.373
2017 | 1344.8 | 0 | 0 | 0 | 0 | 0 | 0 | 859.698 | 0 | 504.8829
2018 | 1585.6 | 0 | 0 | 0 | 0 | 0 | 0 | 859.698 | 0 | 755.502
2019 | 1395.2 | 0 | 0 | 0 | 0 | 0 | 0 | 859.698 | 0 | 557.3381
2020 | 1634.4 | 0 | 0 | 0 | 0 | 0 | 0 | 859.698 | 0 | 806.2919
2021 | 1428 | 0 | 0 | 0 | 0 | 0 | 0 | 859.698 | 0 | 591.4755
2022 | 1732.8 | 0 | 0 | 0 | 0 | 0 | 0 | 859.698 | 0 | 908.7043
2023 | 1353.618 | 72.27 | 266.7792 | 266.7792 | 0 | 0 | 0 | 859.698 | 0 | 247.2823
2024 | 1535.856 | 299.43 | 1373.0531 | 703.7296 | -669.3236 | 0 | 0 | 859.698 | 0 | 0
2025 | 1275.614 | 538.51 | 2478.5017 | 942.822 | -1535.6797 | 0 | 0 | 369.731 | 0 | 0
2026 | 1988.333 | 753.92 | 3349.5798 | 2069.4108 | -1280.169 | 0 | 0 | 0 | 0 | 0
2027 | 1904.751 | 922.08 | 3981.8424 | 1982.4206 | -1999.4217 | 0 | 0 | 0 | 0 | 0
2028 | 1672.28 | 997.28 | 4244.5958 | 1740.4702 | -2310.7295 | 0 | 193.3961 | 0 | 0 | 0
2029 | 1859.284 | 647.48 | 2827.0537 | 1935.0996 | -891.954 | 0 | 0 | 0 | 0 | 0
2030 | 1626.32 | 531.34 | 2345.6351 | 1692.6361 | -652.999 | 0 | 0 | 0 | 0 | 0
2031 | 1494.969 | 759.29 | 3404.4267 | 1555.929 | -1848.4976 | 0 | 0 | 0 | 0 | 0
2032 | 1162.25 | 549.81 | 2538.5337 | 1209.6428 | -1328.8909 | 0 | 0 | 0 | 0 | 0
2033 | 1264.538 | 306.07 | 1391.8194 | 1316.1018 | -75.7176 | 0 | 0 | 0 | 0 | 0
2034 | 1476.872 | 75.51 | 268.5704 | 268.5704 | 0 | 0 | 0 | 859.698 | 0 | 373.771
2035 | 1536.546 | 0 | 0 | 0 | 0 | 0 | 0 | 851.847 | 0 | 712.6188
2036 | 1277.6 | 0 | 0 | 0 | 0 | 0 | 0 | 0 | 0 | 1329.6964
2037 | 1460.8 | 0 | 0 | 0 | 0 | 0 | 0 | 0 | 0 | 1520.3667
2038 | 1661.6 | 0 | 0 | 0 | 0 | 0 | 0 | 0 | 0 | 1729.3547
2039 | 1407.2 | 0 | 0 | 0 | 0 | 0 | 0 | 0 | 0 | 1464.5811
2040 | 1428 | 0 | 0 | 0 | 0 | 0 | 0 | 859.698 | 0 | 591.4755
2041 | 1554.4 | 0 | 0 | 0 | 0 | 0 | 0 | 859.698 | 0 | 723.0297
2042 | 1313.6 | 0 | 0 | 0 | 0 | 0 | 0 | 859.698 | 0 | 472.4107
2043 | 1546.4 | 0 | 0 | 0 | 0 | 0 | 0 | 859.698 | 0 | 714.7035
2044 | 1344.8 | 0 | 0 | 0 | 0 | 0 | 0 | 859.698 | 0 | 504.8829
2045 | 1362.4 | 0 | 0 | 0 | 0 | 0 | 0 | 859.698 | 0 | 523.2006
2046 | 1128.8 | 0 | 0 | 0 | 0 | 0 | 0 | 859.698 | 0 | 280.0751
2047 | 1486.419 | 75.78 | 276.5354 | 276.5354 | 0 | 0 | 0 | 859.698 | 0 | 375.7412
2048 | 1323.308 | 187.22 | 847.0424 | 482.5156 | -364.5269 | 0 | 0 | 859.698 | 0 | 0
2049 | 1226.957 | 470.56 | 2143.7379 | 382.2346 | -1761.5033 | 0 | 0 | 859.698 | 0 | 0
2050 | 1796.019 | 757.77 | 3314.5619 | 1003.8323 | -2310.7295 | 0 | 0 | 831.517 | 0 | 0
2051 | 1668.541 | 882.73 | 3735.4749 | 1519.046 | -2216.4289 | 0 | 0 | 209.01 | 0 | 0
2052 | 1931.97 | 963.57 | 3986.6508 | 2010.7495 | -1975.9012 | 0 | 0 | 0 | 0 | 0
2053 | 1668.96 | 764.32 | 3222.8569 | 1737.0148 | -1485.8421 | 0 | 0 | 0 | 0 | 0
2054 | 1763.69 | 584.26 | 2519.1669 | 1835.6076 | -683.5593 | 0 | 0 | 0 | 0 | 0
2055 | 1579.999 | 668.07 | 2932.5156 | 1644.4263 | -1288.0893 | 0 | 0 | 0 | 0 | 0
2056 | 1714.12 | 504.59 | 2290.8184 | 1784.0163 | -506.8021 | 0 | 0 | 0 | 0 | 0
2057 | 1622.297 | 271.09 | 1230.1264 | 1230.1264 | 0 | 0 | 0 | 440.366 | 0 | 0
2058 | 1842.205 | 54.54 | 197.3677 | 197.3677 | 0 | 0 | 0 | 859.698 | 0 | 825.2038
2059 | 1704.336 | 0 | 0 | 0 | 0 | 0 | 0 | 859.698 | 0 | 879.0796
2060 | 1539.2 | 0 | 0 | 0 | 0 | 0 | 0 | 859.698 | 0 | 707.2099
2061 | 1760 | 0 | 0 | 0 | 0 | 0 | 0 | 859.698 | 0 | 937.0134
2062 | 1748 | 0 | 0 | 0 | 0 | 0 | 0 | 859.698 | 0 | 924.5241
2063 | 1951.2 | 0 | 0 | 0 | 0 | 0 | 0 | 859.698 | 0 | 1136.01
2064 | 1534.4 | 0 | 0 | 0 | 0 | 0 | 0 | 859.698 | 0 | 702.2142
2065 | 1479.2 | 0 | 0 | 0 | 0 | 0 | 0 | 859.698 | 0 | 644.7633
2066 | 1765.6 | 0 | 0 | 0 | 0 | 0 | 0 | 859.698 | 0 | 942.8418
2067 | 1462.4 | 0 | 0 | 0 | 0 | 0 | 0 | 859.698 | 0 | 627.2783
2068 | 1915.2 | 0 | 0 | 0 | 0 | 0 | 0 | 859.698 | 0 | 1098.542
2069 | 1624.8 | 0 | 0 | 0 | 0 | 0 | 0 | 859.698 | 0 | 796.3004
2070 | 1568 | 0 | 0 | 0 | 0 | 0 | 0 | 859.698 | 0 | 737.1843
2071 | 1421.665 | 60.78 | 227.1402 | 227.1402 | 0 | 0 | 0 | 859.698 | 0 | 357.742
2072 | 1488.271 | 282.88 | 1298.8946 | 1298.8946 | 0 | 0 | 0 | 240.266 | 0 | 0
2073 | 1486.483 | 515.37 | 2352.3616 | 1547.097 | -805.2646 | 0 | 0 | 0 | 0 | 0
2074 | 1803.338 | 724.33 | 3174.9677 | 1876.8723 | -1298.0953 | 0 | 0 | 0 | 0 | 0
2075 | 2033.628 | 885.45 | 3747.3803 | 2116.5528 | -1630.8275 | 0 | 0 | 0 | 0 | 0
2076 | 1696.775 | 878.64 | 3684.7318 | 1765.964 | -1918.7678 | 0 | 0 | 0 | 0 | 0
2077 | 1592.548 | 922.45 | 3861.8096 | 1657.487 | -2204.3226 | 0 | 0 | 0 | 0 | 0
2078 | 1457.42 | 709.01 | 3053.9451 | 1516.8489 | -1537.0962 | 0 | 0 | 0 | 0 | 0
2079 | 1641.988 | 727.04 | 3188.4998 | 1708.943 | -1479.5568 | 0 | 0 | 0 | 0 | 0
2080 | 1955.911 | 521.94 | 2369.7676 | 2035.6668 | -334.1008 | 0 | 0 | 0 | 0 | 0
2081 | 1702.841 | 283.66 | 1279.4904 | 1279.4904 | 0 | 0 | 0 | 473.48 | 0 | 0
2082 | 1466.806 | 62.55 | 224.9785 | 224.9785 | 0 | 0 | 0 | 859.698 | 0 | 406.8854
2083 | 1663.509 | 0 | 0 | 0 | 0 | 0 | 0 | 0 | 0 | 1731.3416
2084 | 1294.4 | 0 | 0 | 0 | 0 | 0 | 0 | 0 | 0 | 1347.1815
2085 | 1368 | 0 | 0 | 0 | 0 | 0 | 0 | 0 | 0 | 1423.7827
2086 | 1146.4 | 0 | 0 | 0 | 0 | 0 | 0 | 0 | 0 | 1193.1465
2087 | 1459.2 | 0 | 0 | 0 | 0 | 0 | 0 | 0 | 0 | 1518.7015
2088 | 1268.8 | 0 | 0 | 0 | 0 | 0 | 0 | 859.698 | 0 | 425.7839
2089 | 923.2 | 0 | 0 | 0 | 0 | 0 | 0 | 859.698 | 0 | 66.0914
2090 | 1351.2 | 0 | 0 | 0 | 0 | 0 | 0 | 859.698 | 0 | 511.5439
2091 | 1026.4 | 0 | 0 | 0 | 0 | 0 | 0 | 859.698 | 0 | 173.4996
2092 | 1252.8 | 0 | 0 | 0 | 0 | 0 | 0 | 859.698 | 0 | 409.1314
2093 | 1265.6 | 0 | 0 | 0 | 0 | 0 | 0 | 859.698 | 0 | 422.4534
2094 | 918.4 | 0 | 0 | 0 | 0 | 0 | 0 | 859.698 | 0 | 61.0957
2095 | 1050.829 | 67.97 | 256.5067 | 256.5067 | 0 | 0 | 0 | 438.829 | 0 | 380.4487
2096 | 806.027 | 303.92 | 1393.495 | 838.8942 | -554.6008 | 0 | 0 | 0 | 0 | 0
2097 | 1095.822 | 457.81 | 2108.8594 | 1140.5061 | -968.3533 | 0 | 0 | 0 | 0 | 0
2098 | 1270.332 | 776.77 | 3461.5445 | 1322.1321 | -2139.4125 | 0 | 0 | 0 | 0 | 0
2099 | 1318.43 | 938.77 | 4075.3926 | 1372.1913 | -2310.7295 | 0 | 392.4717 | 0 | 0 | 0
2100 | 1137.052 | 1023.34 | 4383.9048 | 1183.4173 | -2310.7295 | 0 | 889.758 | 0 | 0 | 0
2101 | 1338.908 | 1024.82 | 4401.4326 | 1393.5054 | -2310.7295 | 0 | 697.1976 | 0 | 0 | 0
2102 | 1124.637 | 933.59 | 4073.3412 | 1170.4971 | -1998.8264 | 0 | 904.0177 | 0 | 0 | 0
2103 | 1168.045 | 782.7 | 3503.4535 | 1215.6741 | 0 | 0 | 2287.7793 | 0 | 0 | 0
2104 | 1479.406 | 568.7 | 2621.4472 | 1539.7314 | 0 | 0 | 1081.7157 | 0 | 0 | 0
2105 | 1301.431 | 318.95 | 1442.0577 | 1354.4992 | 0 | 0 | 87.5585 | 0 | 0 | 0
2106 | 1478.389 | 78.07 | 261.4057 | 261.4057 | 0 | 0 | 0 | 859.698 | 0 | 382.5136
2107 | 1147.38 | 0 | 0 | 0 | 0 | 0 | 0 | 333.261 | 0 | 847.3162
2108 | 1016 | 0 | 0 | 0 | 0 | 0 | 0 | 0 | 0 | 1057.4292
2109 | 1436 | 0 | 0 | 0 | 0 | 0 | 0 | 0 | 0 | 1494.5555
2110 | 1550.4 | 0 | 0 | 0 | 0 | 0 | 0 | 0 | 0 | 1613.6203
2111 | 1441.6 | 0 | 0 | 0 | 0 | 0 | 0 | 0 | 0 | 1500.3838
2112 | 1428 | 0 | 0 | 0 | 0 | 0 | 0 | 859.698 | 0 | 591.4755
2113 | 1300 | 0 | 0 | 0 | 0 | 0 | 0 | 859.698 | 0 | 458.2561
2114 | 1284 | 0 | 0 | 0 | 0 | 0 | 0 | 859.698 | 0 | 441.6037
2115 | 1629.6 | 0 | 0 | 0 | 0 | 0 | 0 | 859.698 | 0 | 801.2961
2116 | 1440 | 0 | 0 | 0 | 0 | 0 | 0 | 859.698 | 0 | 603.9649
2117 | 1583.2 | 0 | 0 | 0 | 0 | 0 | 0 | 859.698 | 0 | 753.0041
2118 | 1600 | 0 | 0 | 0 | 0 | 0 | 0 | 859.698 | 0 | 770.4891
2119 | 1140.384 | 85.2 | 313.4476 | 313.4476 | 0 | 0 | 0 | 839.217 | 0 | 0
2120 | 204.826 | 321.34 | 1466.2391 | 213.1781 | -1253.0609 | 0 | 0 | 0 | 0 | 0
2121 | 307.065 | 567.78 | 2597.3209 | 319.5861 | -2277.7348 | 0 | 0 | 0 | 0 | 0
2122 | 313.222 | 773.7 | 3408.6033 | 325.9942 | -2310.7295 | 0 | 771.8796 | 0 | 0 | 0
2123 | 355.547 | 917.13 | 3929.1811 | 370.0451 | -2310.7295 | 0 | 1248.4066 | 0 | 0 | 0
2124 | 311.517 | 997.11 | 4208.5215 | 324.2197 | -2310.7295 | 0 | 1573.5723 | 0 | 0 | 0
2125 | 299.716 | 668.68 | 2881.9005 | 311.9375 | -2130.3972 | 0 | 439.5658 | 0 | 0 | 0
2126 | 315.351 | 915.01 | 3926.498 | 328.21 | 0 | 0 | 3598.288 | 0 | 0 | 0
2127 | 283.379 | 761.48 | 3358.6138 | 294.9343 | 0 | 0 | 3063.6795 | 0 | 0 | 0
2128 | 230.684 | 549.51 | 2500.1946 | 240.0906 | 0 | 0 | 2260.104 | 0 | 0 | 0
2129 | 250.683 | 304.05 | 1361.6878 | 260.905 | 0 | 0 | 1100.7828 | 0 | 0 | 0
2130 | 298.518 | 72.87 | 249.2941 | 249.2941 | 0 | 0 | 0 | 0 | 0 | 61.3965
2131 | 256.165 | 0 | 0 | 0 | 0 | 0 | 0 | 0 | 0 | 266.6106
2132 | 318.4 | 0 | 0 | 0 | 0 | 0 | 0 | 0 | 0 | 331.3833
2133 | 298.4 | 0 | 0 | 0 | 0 | 0 | 0 | 0 | 0 | 310.5678
2134 | 237.6 | 0 | 0 | 0 | 0 | 0 | 0 | 0 | 0 | 247.2886
2135 | 305.6 | 0 | 0 | 0 | 0 | 0 | 0 | 0 | 0 | 318.0614
2136 | 168 | 0 | 0 | 0 | 0 | 0 | 0 | 0 | 0 | 174.8505
2137 | 228.8 | 0 | 0 | 0 | 0 | 0 | 0 | 0 | 0 | 238.1297
2138 | 226.4 | 0 | 0 | 0 | 0 | 0 | 0 | 0 | 0 | 235.6319
2139 | 221.6 | 0 | 0 | 0 | 0 | 0 | 0 | 0 | 0 | 230.6361
2140 | 135.2 | 0 | 0 | 0 | 0 | 0 | 0 | 0 | 0 | 140.713
2141 | 148.8 | 0 | 0 | 0 | 0 | 0 | 0 | 0 | 0 | 154.8676
2142 | 203.2 | 0 | 0 | 0 | 0 | 0 | 0 | 0 | 0 | 211.4858
2143 | 139.948 | 84.65 | 317.285 | 145.6546 | -171.6303 | 0 | 0 | 0 | 0 | 0
2144 | 168.345 | 315.71 | 1433.4494 | 175.2096 | -1258.2398 | 0 | 0 | 0 | 0 | 0
2145 | 999.188 | 559.15 | 2525.8206 | 1039.9317 | -1485.8889 | 0 | 0 | 0 | 0 | 0
2146 | 1188.218 | 687.78 | 3004.0336 | 1236.6697 | -335.6911 | 0 | 1431.6728 | 0 | 0 | 0
2147 | 1369.757 | 525.43 | 2273.528 | 1425.6113 | 0 | 0 | 847.9167 | 0 | 0 | 0
2148 | 1382.264 | 599.82 | 2561.3184 | 1438.6283 | 0 | 0 | 1122.6901 | 0 | 0 | 0
2149 | 1401.945 | 780.61 | 3296.2265 | 1459.1118 | 0 | 0 | 1837.1147 | 0 | 0 | 0
2150 | 1395.96 | 638.1 | 2739.4099 | 1452.8828 | 0 | 0 | 1286.5271 | 0 | 0 | 0
2151 | 1436.28 | 550.68 | 2420.1526 | 1494.8469 | 0 | 0 | 925.3057 | 0 | 0 | 0
2152 | 1584.287 | 433.63 | 1963.9167 | 1648.8891 | 0 | 0 | 315.0275 | 0 | 0 | 0
2153 | 1458.461 | 289.6 | 1300.6067 | 1300.6067 | 0 | 0 | 0 | 208.811 | 0 | 0
2154 | 1392.377 | 67.8 | 239.2215 | 239.2215 | 0 | 0 | 0 | 859.698 | 0 | 315.1784
2155 | 1600.335 | 0 | 0 | 0 | 0 | 0 | 0 | 0 | 0 | 1665.5915
2156 | 1251.2 | 0 | 0 | 0 | 0 | 0 | 0 | 0 | 0 | 1302.2199
2157 | 921.6 | 0 | 0 | 0 | 0 | 0 | 0 | 0 | 0 | 959.1799
2158 | 1216 | 0 | 0 | 0 | 0 | 0 | 0 | 0 | 0 | 1265.5846
2159 | 1305.6 | 0 | 0 | 0 | 0 | 0 | 0 | 0 | 0 | 1358.8382
2160 | 875.2 | 0 | 0 | 0 | 0 | 0 | 0 | 859.698 | 0 | 16.1341
2161 | 1137.6 | 0 | 0 | 0 | 0 | 0 | 0 | 831.898 | 0 | 318.1675
2162 | 760 | 0 | 0 | 0 | 0 | 0 | 0 | 760 | 0 | 0
2163 | 1196.8 | 0 | 0 | 0 | 0 | 0 | 0 | 831.898 | 0 | 379.7815
2164 | 1156 | 0 | 0 | 0 | 0 | 0 | 0 | 831.898 | 0 | 337.3178
2165 | 1220 | 0 | 0 | 0 | 0 | 0 | 0 | 831.898 | 0 | 403.9276
2166 | 1054.4 | 0 | 0 | 0 | 0 | 0 | 0 | 831.898 | 0 | 231.5749
2167 | 1293.304 | 75.61 | 291.0511 | 291.0511 | 0 | 0 | 0 | 191.059 | 0 | 856.1399
2168 | 1393.785 | 243.93 | 1114.7927 | 1114.7927 | 0 | 0 | 0 | 0 | 0 | 335.8264
2169 | 1579.901 | 551.03 | 2497.4074 | 1644.3243 | -853.0831 | 0 | 0 | 0 | 0 | 0
2170 | 1649.699 | 753.44 | 3267.0483 | 1716.9684 | -1550.0799 | 0 | 0 | 0 | 0 | 0
2171 | 1676.943 | 911.3 | 3825.3283 | 1745.3234 | -2080.0049 | 0 | 0 | 0 | 0 | 0
2172 | 1684.745 | 991.31 | 4098.1596 | 1753.4435 | -2310.7295 | 0 | 33.9866 | 0 | 0 | 0
2173 | 1931.871 | 988.55 | 4114.7277 | 2010.6465 | -2104.0812 | 0 | 0 | 0 | 0 | 0
2174 | 1728.951 | 432.11 | 1869.2133 | 1799.4521 | -69.7612 | 0 | 0 | 0 | 0 | 0
2175 | 1653.202 | 722.21 | 3163.6565 | 1720.6143 | -1443.0422 | 0 | 0 | 0 | 0 | 0
2176 | 1470.106 | 438.37 | 1964.9127 | 1530.0522 | -434.8605 | 0 | 0 | 0 | 0 | 0
2177 | 1634.306 | 276.88 | 1245.8868 | 1245.8868 | 0 | 0 | 0 | 437.232 | 0 | 0
2178 | 1538.105 | 60.12 | 212.4121 | 212.4121 | 0 | 0 | 0 | 831.898 | 0 | 522.5917
2179 | 1470.4 | 0 | 0 | 0 | 0 | 0 | 0 | 831.898 | 0 | 664.5381
2180 | 1250.4 | 0 | 0 | 0 | 0 | 0 | 0 | 118.404 | 0 | 1178.1552
2181 | 1324.8 | 0 | 0 | 0 | 0 | 0 | 0 | 0 | 0 | 1378.8211
2182 | 1529.6 | 0 | 0 | 0 | 0 | 0 | 0 | 0 | 0 | 1591.9722
2183 | 1635.2 | 0 | 0 | 0 | 0 | 0 | 0 | 0 | 0 | 1701.8782
2184 | 1508 | 0 | 0 | 0 | 0 | 0 | 0 | 831.898 | 0 | 703.6713
2185 | 972 | 0 | 0 | 0 | 0 | 0 | 0 | 831.898 | 0 | 145.8149
2186 | 1086.4 | 0 | 0 | 0 | 0 | 0 | 0 | 831.898 | 0 | 264.8798
2187 | 1562.4 | 0 | 0 | 0 | 0 | 0 | 0 | 831.898 | 0 | 760.2895
2188 | 1220 | 0 | 0 | 0 | 0 | 0 | 0 | 831.898 | 0 | 403.9276
2189 | 1601.6 | 0 | 0 | 0 | 0 | 0 | 0 | 831.898 | 0 | 801.088
2190 | 1461.6 | 0 | 0 | 0 | 0 | 0 | 0 | 831.898 | 0 | 655.3792
2191 | 1554.491 | 52.85 | 209.1514 | 209.1514 | 0 | 0 | 0 | 831.898 | 0 | 542.9066
2192 | 1258.89 | 195.35 | 882.6006 | 679.5159 | -203.0847 | 0 | 0 | 605.997 | 0 | 0
2193 | 1130.656 | 420.19 | 1877.476 | 1176.7605 | -700.7155 | 0 | 0 | 0 | 0 | 0
2194 | 1493.053 | 605.43 | 2620.9497 | 1553.9349 | -1067.0148 | 0 | 0 | 0 | 0 | 0
2195 | 1407.71 | 720.63 | 3053.2041 | 1465.1119 | -1588.0922 | 0 | 0 | 0 | 0 | 0
2196 | 1593.023 | 791.25 | 3314.5369 | 1657.9814 | -1656.5555 | 0 | 0 | 0 | 0 | 0
2197 | 1931.914 | 755.94 | 3180.4193 | 2010.6913 | -1169.728 | 0 | 0 | 0 | 0 | 0
2198 | 1327.845 | 629.47 | 2691.9275 | 1381.9903 | -1309.9373 | 0 | 0 | 0 | 0 | 0
2199 | 1348.658 | 773.75 | 3395.6415 | 1403.6519 | -1991.9895 | 0 | 0 | 0 | 0 | 0
2200 | 1472.454 | 485.18 | 2171.7442 | 1532.496 | -639.2482 | 0 | 0 | 0 | 0 | 0
2201 | 1419.53 | 312.83 | 1389.615 | 1389.615 | 0 | 0 | 0 | 84.359 | 0 | 0
2202 | 938.571 | 40.11 | 144.8335 | 144.8335 | 0 | 0 | 0 | 799.412 | 0 | 0
2203 | 1347.852 | 0 | 0 | 0 | 0 | 0 | 0 | 0 | 0 | 1402.8131
2204 | 1007.2 | 0 | 0 | 0 | 0 | 0 | 0 | 0 | 0 | 1048.2704
2205 | 1144 | 0 | 0 | 0 | 0 | 0 | 0 | 0 | 0 | 1190.6487
2206 | 1352 | 0 | 0 | 0 | 0 | 0 | 0 | 0 | 0 | 1407.1302
2207 | 1520.8 | 0 | 0 | 0 | 0 | 0 | 0 | 0 | 0 | 1582.8133
2208 | 1532.8 | 0 | 0 | 0 | 0 | 0 | 0 | 831.898 | 0 | 729.4825
2209 | 1087.2 | 0 | 0 | 0 | 0 | 0 | 0 | 831.898 | 0 | 265.7124
2210 | 1328.8 | 0 | 0 | 0 | 0 | 0 | 0 | 831.898 | 0 | 517.1641
2211 | 1067.2 | 0 | 0 | 0 | 0 | 0 | 0 | 831.898 | 0 | 244.8969
2212 | 1069.6 | 0 | 0 | 0 | 0 | 0 | 0 | 831.898 | 0 | 247.3947
2213 | 964.8 | 0 | 0 | 0 | 0 | 0 | 0 | 831.898 | 0 | 138.3213
2214 | 1233.6 | 0 | 0 | 0 | 0 | 0 | 0 | 831.898 | 0 | 418.0821
2215 | 1241.187 | 94.83 | 339.8448 | 339.8448 | 0 | 0 | 0 | 831.898 | 0 | 86.1326
2216 | 1139.749 | 332.6 | 1516.29 | 1186.2243 | -330.0657 | 0 | 0 | 0 | 0 | 0
2217 | 1485.342 | 576.05 | 2639.8554 | 1545.9095 | -1093.9459 | 0 | 0 | 0 | 0 | 0
2218 | 1788.565 | 784.99 | 3476.6795 | 1861.4969 | -1615.1825 | 0 | 0 | 0 | 0 | 0
2219 | 1486.331 | 935.09 | 4043.1733 | 1546.9388 | -2310.7295 | 0 | 185.5049 | 0 | 0 | 0
2220 | 1635.414 | 1012.44 | 4327.0243 | 1702.1009 | -2310.7295 | 0 | 314.1939 | 0 | 0 | 0
2221 | 1839.255 | 719.66 | 3093.0065 | 1914.2539 | -1178.7526 | 0 | 0 | 0 | 0 | 0
2222 | 1431.431 | 920.7 | 4001.6775 | 1489.8012 | -2310.7295 | 0 | 201.1468 | 0 | 0 | 0
2223 | 1727.174 | 768.04 | 3420.8855 | 1797.6026 | -1443.2462 | 0 | 180.0367 | 0 | 0 | 0
2224 | 1726.438 | 559.03 | 2564.3117 | 1796.8366 | 0 | 0 | 767.4751 | 0 | 0 | 0
2225 | 1599.501 | 312.42 | 1395.741 | 1395.741 | 0 | 0 | 0 | 258.444 | 0 | 0
2226 | 1633.042 | 77.24 | 247.3635 | 247.3635 | 0 | 0 | 0 | 831.898 | 0 | 586.4486
2227 | 1619.476 | 0 | 0 | 0 | 0 | 0 | 0 | 0 | 0 | 1685.513
2228 | 1533.6 | 0 | 0 | 0 | 0 | 0 | 0 | 0 | 0 | 1596.1353
2229 | 1748.8 | 0 | 0 | 0 | 0 | 0 | 0 | 0 | 0 | 1820.1105
2230 | 1145.6 | 0 | 0 | 0 | 0 | 0 | 0 | 0 | 0 | 1192.3139
2231 | 1203.2 | 0 | 0 | 0 | 0 | 0 | 0 | 0 | 0 | 1252.2626
2232 | 382.4 | 0 | 0 | 0 | 0 | 0 | 0 | 382.4 | 0 | 0
2233 | 120 | 0 | 0 | 0 | 0 | 0 | 0 | 120 | 0 | 0
2234 | 126.4 | 0 | 0 | 0 | 0 | 0 | 0 | 126.4 | 0 | 0
2235 | 118.4 | 0 | 0 | 0 | 0 | 0 | 0 | 118.4 | 0 | 0
2236 | 124.8 | 0 | 0 | 0 | 0 | 0 | 0 | 124.8 | 0 | 0
2237 | 127.2 | 0 | 0 | 0 | 0 | 0 | 0 | 127.2 | 0 | 0
2238 | 104.8 | 0 | 0 | 0 | 0 | 0 | 0 | 104.8 | 0 | 0
2239 | 90.455 | 50.03 | 197.6706 | 0 | -197.6706 | 0 | 0 | 90.455 | 0 | 0
2240 | 181.636 | 194.46 | 882.0604 | 0 | -882.0604 | 0 | 0 | 181.636 | 0 | 0
2241 | 1303.888 | 212.59 | 947.927 | 491.2362 | -456.6908 | 0 | 0 | 831.898 | 0 | 0
2242 | 1593.999 | 518.73 | 2286.0766 | 793.177 | -1492.8996 | 0 | 0 | 831.898 | 0 | 0
2243 | 1722.687 | 611.28 | 2642.5937 | 1201.838 | -1440.7556 | 0 | 0 | 567.936 | 0 | 0
2244 | 1824.597 | 610.08 | 2613.4759 | 1898.9982 | -714.4777 | 0 | 0 | 0 | 0 | 0
2245 | 1538.349 | 766.06 | 3236.5046 | 1601.0779 | -1635.4267 | 0 | 0 | 0 | 0 | 0
2246 | 1462.819 | 716.29 | 3054.0908 | 1522.4681 | -1531.6227 | 0 | 0 | 0 | 0 | 0
2247 | 1763.062 | 529.02 | 2312.4135 | 1834.954 | -477.4595 | 0 | 0 | 0 | 0 | 0
2248 | 1727.078 | 450.78 | 2019.3464 | 1797.5027 | -221.8437 | 0 | 0 | 0 | 0 | 0
2249 | 1726.744 | 70.39 | 290.4683 | 290.4683 | 0 | 0 | 0 | 831.898 | 0 | 640.8656
2250 | 1440.062 | 19.59 | 56.1093 | 56.1093 | 0 | 0 | 0 | 831.898 | 0 | 576.8526
2251 | 1485.876 | 0 | 0 | 0 | 0 | 0 | 0 | 831.898 | 0 | 680.6451
2252 | 1420 | 0 | 0 | 0 | 0 | 0 | 0 | 312.297 | 0 | 1152.8716
2253 | 1555.2 | 0 | 0 | 0 | 0 | 0 | 0 | 0 | 0 | 1618.6161
2254 | 1828.8 | 0 | 0 | 0 | 0 | 0 | 0 | 0 | 0 | 1903.3726
2255 | 1337.6 | 0 | 0 | 0 | 0 | 0 | 0 | 0 | 0 | 1392.143
2256 | 1448.8 | 0 | 0 | 0 | 0 | 0 | 0 | 831.898 | 0 | 642.0573
2257 | 1088.8 | 0 | 0 | 0 | 0 | 0 | 0 | 831.898 | 0 | 267.3776
2258 | 1398.4 | 0 | 0 | 0 | 0 | 0 | 0 | 831.898 | 0 | 589.6021
2259 | 1239.2 | 0 | 0 | 0 | 0 | 0 | 0 | 831.898 | 0 | 423.9105
2260 | 1181.6 | 0 | 0 | 0 | 0 | 0 | 0 | 831.898 | 0 | 363.9617
2261 | 1463.2 | 0 | 0 | 0 | 0 | 0 | 0 | 831.898 | 0 | 657.0445
2262 | 1187.2 | 0 | 0 | 0 | 0 | 0 | 0 | 831.898 | 0 | 369.7901
2263 | 1184.8 | 83.53 | 330.4893 | 330.4893 | 0 | 0 | 0 | 831.898 | 0 | 36.8019
2264 | 1603.456 | 280.9 | 1290.5278 | 803.0186 | -487.5092 | 0 | 0 | 831.898 | 0 | 0
2265 | 1609.349 | 445.01 | 2017.3127 | 809.153 | -1208.1597 | 0 | 0 | 831.898 | 0 | 0
2266 | 1528.207 | 610.18 | 2690.8285 | 724.7012 | -1966.1273 | 0 | 0 | 831.898 | 0 | 0
2267 | 1584.409 | 710.29 | 3056.8228 | 783.196 | -2273.6269 | 0 | 0 | 831.898 | 0 | 0
2268 | 1411.614 | 748.29 | 3171.2937 | 1226.3234 | -1944.9704 | 0 | 0 | 233.337 | 0 | 0
2269 | 1807.633 | 779.54 | 3285.1037 | 1881.3425 | -1403.7612 | 0 | 0 | 0 | 0 | 0
2270 | 1580.825 | 752.37 | 3201.5345 | 1645.286 | -1556.2486 | 0 | 0 | 0 | 0 | 0
2271 | 1109.428 | 584.53 | 2553.3658 | 1154.6669 | -1398.6989 | 0 | 0 | 0 | 0 | 0
2272 | 1562.899 | 440.64 | 1980.9094 | 1626.629 | -354.2804 | 0 | 0 | 0 | 0 | 0
2273 | 1288.141 | 243.19 | 1097.5866 | 1097.5866 | 0 | 0 | 0 | 233.557 | 0 | 0
2274 | 1690.754 | 60.78 | 222.9573 | 222.9573 | 0 | 0 | 0 | 831.898 | 0 | 670.9201
2275 | 1651.22 | 0 | 0 | 0 | 0 | 0 | 0 | 831.898 | 0 | 852.7313
2276 | 1392.8 | 0 | 0 | 0 | 0 | 0 | 0 | 831.898 | 0 | 583.7738
2277 | 1446.4 | 0 | 0 | 0 | 0 | 0 | 0 | 808.641 | 0 | 663.7648
2278 | 1270.4 | 0 | 0 | 0 | 0 | 0 | 0 | 0 | 0 | 1322.2028
2279 | 1509.6 | 0 | 0 | 0 | 0 | 0 | 0 | 0 | 0 | 1571.1566
2280 | 1620 | 0 | 0 | 0 | 0 | 0 | 0 | 831.898 | 0 | 820.2383
2281 | 1519.2 | 0 | 0 | 0 | 0 | 0 | 0 | 831.898 | 0 | 715.328
2282 | 1356.8 | 0 | 0 | 0 | 0 | 0 | 0 | 831.898 | 0 | 546.3058
2283 | 1847.2 | 0 | 0 | 0 | 0 | 0 | 0 | 831.898 | 0 | 1056.7028
2284 | 1688 | 0 | 0 | 0 | 0 | 0 | 0 | 831.898 | 0 | 891.0111
2285 | 1469.6 | 0 | 0 | 0 | 0 | 0 | 0 | 831.898 | 0 | 663.7054
2286 | 1407.2 | 0 | 0 | 0 | 0 | 0 | 0 | 831.898 | 0 | 598.761
2287 | 1298.407 | 34.3 | 126.2192 | 126.2192 | 0 | 0 | 0 | 831.898 | 0 | 359.3115
2288 | 341.456 | 118.01 | 522.5563 | 355.3795 | -167.1769 | 0 | 0 | 0 | 0 | 0
2289 | 276.424 | 344.97 | 1559.8205 | 287.6957 | -1272.1248 | 0 | 0 | 0 | 0 | 0
2290 | 284.243 | 599.75 | 2622.9292 | 295.8346 | -2310.7295 | 0 | 16.3652 | 0 | 0 | 0
2291 | 269.004 | 912.23 | 3856.7826 | 279.9731 | -2310.7295 | 0 | 1266.08 | 0 | 0 | 0
2292 | 333.853 | 858.81 | 3553.0486 | 347.4665 | -2310.7295 | 0 | 894.8526 | 0 | 0 | 0
2293 | 211.973 | 746.35 | 3115.2573 | 220.6166 | -2310.7295 | 0 | 583.9112 | 0 | 0 | 0
2294 | 211.252 | 821.02 | 3391.6407 | 219.8662 | -1911.1607 | 0 | 1260.6138 | 0 | 0 | 0
2295 | 343.658 | 607.31 | 2613.1002 | 357.6713 | 0 | 0 | 2255.4289 | 0 | 0 | 0
2296 | 393.167 | 313.99 | 1390.3623 | 409.1991 | 0 | 0 | 981.1632 | 0 | 0 | 0
2297 | 317.159 | 253.68 | 1135.3376 | 330.0917 | 0 | 0 | 805.2459 | 0 | 0 | 0
2298 | 348.83 | 62.6 | 225.9745 | 225.9745 | 0 | 0 | 0 | 0 | 0 | 137.0797
2299 | 281.691 | 0 | 0 | 0 | 0 | 0 | 0 | 0 | 0 | 293.1775
2300 | 266.4 | 0 | 0 | 0 | 0 | 0 | 0 | 0 | 0 | 277.2629
2301 | 309.6 | 0 | 0 | 0 | 0 | 0 | 0 | 0 | 0 | 322.2245
2302 | 292 | 0 | 0 | 0 | 0 | 0 | 0 | 0 | 0 | 303.9068
2303 | 243.2 | 0 | 0 | 0 | 0 | 0 | 0 | 0 | 0 | 253.1169
2304 | 139.2 | 0 | 0 | 0 | 0 | 0 | 0 | 0 | 0 | 144.8761
2305 | 142.4 | 0 | 0 | 0 | 0 | 0 | 0 | 0 | 0 | 148.2066
2306 | 124 | 0 | 0 | 0 | 0 | 0 | 0 | 0 | 0 | 129.0563
2307 | 118.4 | 0 | 0 | 0 | 0 | 0 | 0 | 0 | 0 | 123.228
2308 | 115.2 | 0 | 0 | 0 | 0 | 0 | 0 | 0 | 0 | 119.8975
2309 | 101.6 | 0 | 0 | 0 | 0 | 0 | 0 | 0 | 0 | 105.7429
2310 | 99.2 | 0 | 0 | 0 | 0 | 0 | 0 | 0 | 0 | 103.2451
2311 | 81.795 | 79.16 | 317.5764 | 85.1303 | -232.446 | 0 | 0 | 0 | 0 | 0
2312 | 89.489 | 265.15 | 1217.0552 | 93.1381 | -1123.9172 | 0 | 0 | 0 | 0 | 0
2313 | 89.121 | 559 | 2558.4958 | 92.7551 | -1382.4867 | 0 | 1083.254 | 0 | 0 | 0
2314 | 88.082 | 761.4 | 3373.373 | 91.6737 | 0 | 0 | 3281.6993 | 0 | 0 | 0
2315 | 84.446 | 900.54 | 3892.6395 | 87.8894 | 0 | 0 | 3804.75 | 0 | 0 | 0
2316 | 92.13 | 590.69 | 2564.9611 | 95.8868 | 0 | 0 | 2469.0743 | 0 | 0 | 0
2317 | 88.264 | 194.27 | 837.7046 | 91.8631 | 0 | 0 | 745.8415 | 0 | 0 | 0
2318 | 92.708 | 236.6 | 1032.2424 | 96.4883 | 0 | 0 | 935.7541 | 0 | 0 | 0
2319 | 86.801 | 226.85 | 997.2182 | 90.3405 | 0 | 0 | 906.8777 | 0 | 0 | 0
2320 | 98.247 | 46.09 | 175.2803 | 102.2532 | 0 | 0 | 73.0271 | 0 | 0 | 0
2321 | 88.18 | 112.12 | 487.8537 | 91.7757 | 0 | 0 | 396.078 | 0 | 0 | 0
2322 | 94.896 | 28.42 | 94.7825 | 94.7825 | 0 | 0 | 0 | 0 | 0 | 3.9831
2323 | 102.069 | 0 | 0 | 0 | 0 | 0 | 0 | 0 | 0 | 106.231
2324 | 104.8 | 0 | 0 | 0 | 0 | 0 | 0 | 0 | 0 | 109.0734
2325 | 103.2 | 0 | 0 | 0 | 0 | 0 | 0 | 0 | 0 | 107.4082
2326 | 111.2 | 0 | 0 | 0 | 0 | 0 | 0 | 0 | 0 | 115.7344
2327 | 101.6 | 0 | 0 | 0 | 0 | 0 | 0 | 0 | 0 | 105.7429
2328 | 107.2 | 0 | 0 | 0 | 0 | 0 | 0 | 0 | 0 | 111.5713
2329 | 96.8 | 0 | 0 | 0 | 0 | 0 | 0 | 0 | 0 | 100.7472
2330 | 103.2 | 0 | 0 | 0 | 0 | 0 | 0 | 0 | 0 | 107.4082
2331 | 100 | 0 | 0 | 0 | 0 | 0 | 0 | 0 | 0 | 104.0777
2332 | 101.6 | 0 | 0 | 0 | 0 | 0 | 0 | 0 | 0 | 105.7429
2333 | 96 | 0 | 0 | 0 | 0 | 0 | 0 | 0 | 0 | 99.9146
2334 | 101.6 | 0 | 0 | 0 | 0 | 0 | 0 | 0 | 0 | 105.7429
2335 | 90.638 | 79.4 | 320.63 | 94.3339 | -226.2961 | 0 | 0 | 0 | 0 | 0
2336 | 142.371 | 270.3 | 1240.5196 | 148.1764 | -1092.3431 | 0 | 0 | 0 | 0 | 0
2337 | 876.805 | 489.22 | 2217.8912 | 912.5583 | -109.6198 | 0 | 1195.7131 | 0 | 0 | 0
2338 | 1186.13 | 558.68 | 2468.4665 | 1234.4966 | 0 | 0 | 1233.9699 | 0 | 0 | 0
2339 | 1409.196 | 607.38 | 2644.9791 | 1466.6585 | 0 | 0 | 1178.3207 | 0 | 0 | 0
2340 | 1645.065 | 985.6 | 4210.9746 | 1712.1455 | 0 | 0 | 2498.8291 | 0 | 0 | 0
2341 | 1551.507 | 508.85 | 2214.747 | 1614.7725 | 0 | 0 | 599.9745 | 0 | 0 | 0
2342 | 1454.836 | 642.64 | 2799.9394 | 1514.1595 | 0 | 0 | 1285.7798 | 0 | 0 | 0
2343 | 1456.702 | 402.07 | 1788.3022 | 1516.1016 | 0 | 0 | 272.2006 | 0 | 0 | 0
2344 | 1631.387 | 192.85 | 856.2221 | 856.2221 | 0 | 0 | 0 | 808.711 | 0 | 0
2345 | 1631.553 | 217.44 | 984.7726 | 984.7726 | 0 | 0 | 0 | 685.363 | 0 | 0
2346 | 1765.931 | 52.23 | 193.9488 | 193.9488 | 0 | 0 | 0 | 831.898 | 0 | 778.1701
2347 | 1730.86 | 0 | 0 | 0 | 0 | 0 | 0 | 831.898 | 0 | 935.6188
2348 | 1846.4 | 0 | 0 | 0 | 0 | 0 | 0 | 831.898 | 0 | 1055.8701
2349 | 1725.6 | 0 | 0 | 0 | 0 | 0 | 0 | 831.898 | 0 | 930.1443
2350 | 1554.4 | 0 | 0 | 0 | 0 | 0 | 0 | 831.898 | 0 | 751.9633
2351 | 1998.4 | 0 | 0 | 0 | 0 | 0 | 0 | 831.898 | 0 | 1214.0682
2352 | 1700.8 | 0 | 0 | 0 | 0 | 0 | 0 | 831.898 | 0 | 904.333
2353 | 1940.8 | 0 | 0 | 0 | 0 | 0 | 0 | 831.898 | 0 | 1154.1195
2354 | 1621.6 | 0 | 0 | 0 | 0 | 0 | 0 | 831.898 | 0 | 821.9035
2355 | 1272.8 | 0 | 0 | 0 | 0 | 0 | 0 | 831.898 | 0 | 458.8806
2356 | 1277.6 | 0 | 0 | 0 | 0 | 0 | 0 | 831.898 | 0 | 463.8763
2357 | 1742.4 | 0 | 0 | 0 | 0 | 0 | 0 | 831.898 | 0 | 947.6294
2358 | 1696 | 0 | 0 | 0 | 0 | 0 | 0 | 831.898 | 0 | 899.3373
2359 | 1093.028 | 97.44 | 380.7526 | 380.7526 | 0 | 0 | 0 | 727.193 | 0 | 0
2360 | 1153.367 | 332.82 | 1509.1076 | 1200.3976 | -308.71 | 0 | 0 | 0 | 0 | 0
2361 | 1724.16 | 579.52 | 2570.4012 | 1794.4657 | -775.9355 | 0 | 0 | 0 | 0 | 0
2362 | 2138.256 | 789.18 | 3304.1187 | 2225.4472 | -1078.6715 | 0 | 0 | 0 | 0 | 0
2363 | 1900.048 | 943.98 | 3807.5456 | 1977.5259 | -1830.0197 | 0 | 0 | 0 | 0 | 0
2364 | 2133.191 | 1016.44 | 4060.3794 | 2220.1757 | -1840.2037 | 0 | 0 | 0 | 0 | 0
2365 | 1700.026 | 1008.05 | 4079.5037 | 1769.3476 | -2310.156 | 0 | 0 | 0 | 0 | 0
2366 | 1540.681 | 917.65 | 3839.972 | 1603.505 | -2236.467 | 0 | 0 | 0 | 0 | 0
2367 | 1354.534 | 758.21 | 3299.6746 | 1409.7676 | -1889.907 | 0 | 0 | 0 | 0 | 0
2368 | 1652.807 | 544.14 | 2463.962 | 1720.2042 | -323.3121 | 0 | 420.4457 | 0 | 0 | 0
2369 | 1811.042 | 298.25 | 1325.3397 | 1325.3397 | 0 | 0 | 0 | 537.628 | 0 | 0
2370 | 1517.038 | 71.12 | 239.2163 | 239.2163 | 0 | 0 | 0 | 831.898 | 0 | 473.8615
2371 | 1866.297 | 0 | 0 | 0 | 0 | 0 | 0 | 831.898 | 0 | 1076.5785
2372 | 1745.6 | 0 | 0 | 0 | 0 | 0 | 0 | 831.898 | 0 | 950.9598
2373 | 2057.6 | 0 | 0 | 0 | 0 | 0 | 0 | 644.252 | 0 | 1470.9798
2374 | 1675.2 | 0 | 0 | 0 | 0 | 0 | 0 | 0 | 0 | 1743.5093
2375 | 1663.2 | 0 | 0 | 0 | 0 | 0 | 0 | 0 | 0 | 1731.02
2376 | 1429.6 | 0 | 0 | 0 | 0 | 0 | 0 | 831.898 | 0 | 622.0744
2377 | 1479.2 | 0 | 0 | 0 | 0 | 0 | 0 | 831.898 | 0 | 673.6969
2378 | 1613.6 | 0 | 0 | 0 | 0 | 0 | 0 | 831.898 | 0 | 813.5773
2379 | 1020.8 | 0 | 0 | 0 | 0 | 0 | 0 | 831.898 | 0 | 196.6048
2380 | 1254.4 | 0 | 0 | 0 | 0 | 0 | 0 | 831.898 | 0 | 439.7303
2381 | 1267.2 | 0 | 0 | 0 | 0 | 0 | 0 | 831.898 | 0 | 453.0522
2382 | 1392 | 0 | 0 | 0 | 0 | 0 | 0 | 831.898 | 0 | 582.9412
2383 | 1293.522 | 104.26 | 393.1201 | 393.1201 | 0 | 0 | 0 | 831.898 | 0 | 87.3274
2384 | 650.269 | 340.09 | 1559.0555 | 676.7849 | -882.2707 | 0 | 0 | 0 | 0 | 0
2385 | 1468.701 | 582.57 | 2672.6097 | 1528.5899 | -1144.0198 | 0 | 0 | 0 | 0 | 0
2386 | 1476.864 | 785.28 | 3484.936 | 1537.0858 | -1947.8502 | 0 | 0 | 0 | 0 | 0
2387 | 1368.496 | 906.82 | 3935.0948 | 1424.2999 | -2310.7295 | 0 | 200.0654 | 0 | 0 | 0
2388 | 1103.419 | 980.41 | 4210.0941 | 1148.4139 | -2310.7295 | 0 | 750.9506 | 0 | 0 | 0
2389 | 1738.664 | 975.3 | 4197.3446 | 1809.5622 | -2310.7295 | 0 | 77.0529 | 0 | 0 | 0
2390 | 1353.651 | 882.48 | 3855.8418 | 1408.8485 | -1687.0523 | 0 | 759.9409 | 0 | 0 | 0
2391 | 1671.773 | 734.34 | 3283.325 | 1739.9425 | 0 | 0 | 1543.3825 | 0 | 0 | 0
2392 | 1643.7 | 527.6 | 2423.7162 | 1710.7248 | 0 | 0 | 712.9914 | 0 | 0 | 0
2393 | 1554.145 | 290.62 | 1303.2472 | 1303.2472 | 0 | 0 | 0 | 301.958 | 0 | 0
2394 | 1624.376 | 67.8 | 236.9328 | 236.9328 | 0 | 0 | 0 | 831.898 | 0 | 587.8588
2395 | 1597.412 | 0 | 0 | 0 | 0 | 0 | 0 | 732.789 | 0 | 899.8796
2396 | 1305.6 | 0 | 0 | 0 | 0 | 0 | 0 | 0 | 0 | 1358.8382
2397 | 1634.4 | 0 | 0 | 0 | 0 | 0 | 0 | 0 | 0 | 1701.0456
2398 | 1851.2 | 0 | 0 | 0 | 0 | 0 | 0 | 0 | 0 | 1926.686
2399 | 1613.6 | 0 | 0 | 0 | 0 | 0 | 0 | 0 | 0 | 1679.3974
2400 | 1363.2 | 0 | 0 | 0 | 0 | 0 | 0 | 831.898 | 0 | 552.9668
2401 | 1245.6 | 0 | 0 | 0 | 0 | 0 | 0 | 831.898 | 0 | 430.5714
2402 | 1235.2 | 0 | 0 | 0 | 0 | 0 | 0 | 831.898 | 0 | 419.7474
2403 | 1324 | 0 | 0 | 0 | 0 | 0 | 0 | 831.898 | 0 | 512.1683
2404 | 1393.6 | 0 | 0 | 0 | 0 | 0 | 0 | 831.898 | 0 | 584.6064
2405 | 1192 | 0 | 0 | 0 | 0 | 0 | 0 | 831.898 | 0 | 374.7858
2406 | 1108 | 0 | 0 | 0 | 0 | 0 | 0 | 831.898 | 0 | 287.3606
2407 | 1071.458 | 97.02 | 387.8923 | 249.3285 | -138.5638 | 0 | 0 | 831.898 | 0 | 0
2408 | 700.377 | 328.02 | 1506.3579 | 0 | -1506.3579 | 0 | 0 | 700.377 | 0 | 0
2409 | 1179.725 | 386.24 | 1742.1677 | 362.0103 | -1380.1575 | 0 | 0 | 831.898 | 0 | 0
2410 | 1627.857 | 368.74 | 1617.9999 | 828.4146 | -789.5853 | 0 | 0 | 831.898 | 0 | 0
2411 | 1504.309 | 581.29 | 2473.6694 | 699.8298 | -1773.8396 | 0 | 0 | 831.898 | 0 | 0
2412 | 1607.655 | 621.67 | 2597.7518 | 807.3899 | -1790.3619 | 0 | 0 | 831.898 | 0 | 0
2413 | 1708.11 | 987.25 | 4024.9118 | 1714.1823 | -2310.7295 | 0 | 0 | 61.089 | 0 | 0
2414 | 1747.615 | 685.98 | 2883.5148 | 953.056 | -1930.4588 | 0 | 0 | 831.898 | 0 | 0
2415 | 1656.806 | 468.88 | 2032.023 | 1058.6958 | -973.3272 | 0 | 0 | 639.589 | 0 | 0
2416 | 1940.668 | 274.14 | 1210.3162 | 1210.3162 | 0 | 0 | 0 | 777.771 | 0 | 0
2417 | 1471.768 | 282.34 | 1251.3384 | 1251.3384 | 0 | 0 | 0 | 269.456 | 0 | 0
2418 | 1831.384 | 62.93 | 221.0329 | 221.0329 | 0 | 0 | 0 | 831.898 | 0 | 819.2089
2419 | 1741.725 | 0 | 0 | 0 | 0 | 0 | 0 | 831.898 | 0 | 946.9268
2420 | 1332.8 | 0 | 0 | 0 | 0 | 0 | 0 | 831.898 | 0 | 521.3272
2421 | 1913.6 | 0 | 0 | 0 | 0 | 0 | 0 | 831.898 | 0 | 1125.8103
2422 | 1916 | 0 | 0 | 0 | 0 | 0 | 0 | 109.292 | 0 | 1880.3798
2423 | 1797.6 | 0 | 0 | 0 | 0 | 0 | 0 | 0 | 0 | 1870.9004
2424 | 1308 | 0 | 0 | 0 | 0 | 0 | 0 | 831.898 | 0 | 495.5159
2425 | 1379.2 | 0 | 0 | 0 | 0 | 0 | 0 | 831.898 | 0 | 569.6192
2426 | 1590.4 | 0 | 0 | 0 | 0 | 0 | 0 | 831.898 | 0 | 789.4313
2427 | 1549.6 | 0 | 0 | 0 | 0 | 0 | 0 | 831.898 | 0 | 746.9676
2428 | 934.4 | 0 | 0 | 0 | 0 | 0 | 0 | 831.898 | 0 | 106.6817
2429 | 1459.2 | 0 | 0 | 0 | 0 | 0 | 0 | 831.898 | 0 | 652.8814
2430 | 1591.2 | 0 | 0 | 0 | 0 | 0 | 0 | 831.898 | 0 | 790.2639
2431 | 966.93 | 95.97 | 379.0655 | 140.5382 | -238.5273 | 0 | 0 | 831.898 | 0 | 0
2432 | 1477.577 | 321.15 | 1456.4412 | 1264.267 | -192.1742 | 0 | 0 | 262.843 | 0 | 0
2433 | 1354.983 | 553.21 | 2465.0549 | 1410.2349 | -1054.82 | 0 | 0 | 0 | 0 | 0
2434 | 1698.036 | 751.57 | 3209.4632 | 1767.2765 | -1442.1867 | 0 | 0 | 0 | 0 | 0
2435 | 1687.35 | 905.08 | 3734.7828 | 1756.1547 | -1978.628 | 0 | 0 | 0 | 0 | 0
2436 | 1799.841 | 973.93 | 3956.2528 | 1873.2327 | -2083.02 | 0 | 0 | 0 | 0 | 0
2437 | 1492.56 | 966.45 | 3956.9387 | 1553.4218 | -2310.7295 | 0 | 92.7873 | 0 | 0 | 0
2438 | 1614.825 | 872.66 | 3678.789 | 1680.6724 | -1998.1166 | 0 | 0 | 0 | 0 | 0
2439 | 1802.673 | 721.65 | 3154.0397 | 1876.1802 | -1277.8595 | 0 | 0 | 0 | 0 | 0
2440 | 1703.159 | 399.91 | 1789.929 | 1772.6084 | -17.3206 | 0 | 0 | 0 | 0 | 0
2441 | 1953.342 | 159.24 | 704.1511 | 704.1511 | 0 | 0 | 0 | 831.898 | 0 | 463.0208
2442 | 1610.257 | 35.22 | 123.7671 | 123.7671 | 0 | 0 | 0 | 831.898 | 0 | 686.3309
2443 | 1843.247 | 0 | 0 | 0 | 0 | 0 | 0 | 831.898 | 0 | 1052.5886
2444 | 1636 | 0 | 0 | 0 | 0 | 0 | 0 | 831.898 | 0 | 836.8907
2445 | 1706.4 | 0 | 0 | 0 | 0 | 0 | 0 | 727.121 | 0 | 1019.2109
2446 | 2003.2 | 0 | 0 | 0 | 0 | 0 | 0 | 0 | 0 | 2084.8841
2447 | 1822.4 | 0 | 0 | 0 | 0 | 0 | 0 | 0 | 0 | 1896.7116
2448 | 1698.4 | 0 | 0 | 0 | 0 | 0 | 0 | 831.898 | 0 | 901.8352
2449 | 1377.6 | 0 | 0 | 0 | 0 | 0 | 0 | 831.898 | 0 | 567.954
2450 | 1225.6 | 0 | 0 | 0 | 0 | 0 | 0 | 831.898 | 0 | 409.7559
2451 | 1188 | 0 | 0 | 0 | 0 | 0 | 0 | 831.898 | 0 | 370.6227
2452 | 1199.2 | 0 | 0 | 0 | 0 | 0 | 0 | 831.898 | 0 | 382.2794
2453 | 1212 | 0 | 0 | 0 | 0 | 0 | 0 | 831.898 | 0 | 395.6013
2454 | 1070.4 | 0 | 0 | 0 | 0 | 0 | 0 | 831.898 | 0 | 248.2273
2455 | 974.019 | 58.68 | 238.0381 | 238.0381 | 0 | 0 | 0 | 745.307 | 0 | 0
2456 | 196.406 | 205.62 | 929.6707 | 204.4148 | -725.2559 | 0 | 0 | 0 | 0 | 0
2457 | 173.54 | 542.78 | 2411.4278 | 180.6164 | -2230.8114 | 0 | 0 | 0 | 0 | 0
2458 | 0 | 745.51 | 3168.9811 | 0 | -2310.7295 | 0 | 858.2516 | 0 | 0 | 0
2459 | 0 | 891.18 | 3681.545 | 0.0010408 | -2310.7295 | 0 | 1370.8144 | 0 | 0 | 0
2460 | 0 | 721.5 | 3010.0628 | 0.0010408 | -2310.7295 | 0 | 699.3323 | 0 | 0 | 0
2461 | 0 | 795.66 | 3325.593 | 0.0010408 | -2310.7295 | 0 | 1014.8625 | 0 | 0 | 0
2462 | 267.984 | 534.78 | 2305.0677 | 278.9115 | -394.3961 | 0 | 1631.76 | 0 | 0 | 0
2463 | 256.129 | 721.8 | 3187.9357 | 266.5731 | 0 | 0 | 2921.3626 | 0 | 0 | 0
2464 | 126.647 | 513.79 | 2340.2376 | 131.8113 | 0 | 0 | 2208.4264 | 0 | 0 | 0
2465 | 227.812 | 278.45 | 1246.5248 | 237.1014 | 0 | 0 | 1009.4234 | 0 | 0 | 0
2466 | 353.747 | 61.88 | 220.857 | 220.857 | 0 | 0 | 0 | 0 | 0 | 147.3147
2467 | 216.663 | 0 | 0 | 0 | 0 | 0 | 0 | 0 | 0 | 225.4978
2468 | 193.6 | 0 | 0 | 0 | 0 | 0 | 0 | 0 | 0 | 201.4944
2469 | 127.2 | 0 | 0 | 0 | 0 | 0 | 0 | 0 | 0 | 132.3868
2470 | 117.6 | 0 | 0 | 0 | 0 | 0 | 0 | 0 | 0 | 122.3954
2471 | 128.8 | 0 | 0 | 0 | 0 | 0 | 0 | 0 | 0 | 134.0521
2472 | 140.8 | 0 | 0 | 0 | 0 | 0 | 0 | 0 | 0 | 146.5414
2473 | 108.8 | 0 | 0 | 0 | 0 | 0 | 0 | 0 | 0 | 113.2365
2474 | 100 | 0 | 0 | 0 | 0 | 0 | 0 | 0 | 0 | 104.0777
2475 | 89.6 | 0 | 0 | 0 | 0 | 0 | 0 | 0 | 0 | 93.2536
2476 | 99.2 | 0 | 0 | 0 | 0 | 0 | 0 | 0 | 0 | 103.2451
2477 | 91.2 | 0 | 0 | 0 | 0 | 0 | 0 | 0 | 0 | 94.9188
2478 | 98.4 | 0 | 0 | 0 | 0 | 0 | 0 | 0 | 0 | 102.4124
2479 | 64.271 | 92.42 | 373.3641 | 66.8918 | -306.4723 | 0 | 0 | 0 | 0 | 0
2480 | 44.716 | 317.64 | 1452.0273 | 46.5394 | -1405.4879 | 0 | 0 | 0 | 0 | 0
2481 | 503.248 | 463.77 | 2090.3367 | 523.7688 | -203.1347 | 0 | 1363.4332 | 0 | 0 | 0
2482 | 593.572 | 619.03 | 2704.4221 | 617.776 | 0 | 0 | 2086.6461 | 0 | 0 | 0
2483 | 451.248 | 468.83 | 2035.0163 | 469.6484 | 0 | 0 | 1565.3678 | 0 | 0 | 0
2484 | 445.515 | 977.16 | 4151.0029 | 463.6817 | 0 | 0 | 3687.3213 | 0 | 0 | 0
2485 | 1718.709 | 653.08 | 2821.6073 | 1788.7924 | 0 | 0 | 1032.8149 | 0 | 0 | 0
2486 | 1825.482 | 674.33 | 2942.1501 | 1899.9193 | 0 | 0 | 1042.2308 | 0 | 0 | 0
2487 | 1311.2 | 499.71 | 2225.3046 | 1364.6665 | 0 | 0 | 860.6381 | 0 | 0 | 0
2488 | 1571.2 | 442.18 | 2013.1173 | 1635.2685 | 0 | 0 | 377.8488 | 0 | 0 | 0
2489 | 1255.2 | 273.76 | 1232.5972 | 1232.5972 | 0 | 0 | 0 | 70.895 | 0 | 0
2490 | 1663.487 | 59.72 | 212.6421 | 212.6421 | 0 | 0 | 0 | 831.898 | 0 | 652.8553
2491 | 1610.935 | 0 | 0 | 0 | 0 | 0 | 0 | 831.898 | 0 | 810.8036
2492 | 1180.8 | 0 | 0 | 0 | 0 | 0 | 0 | 32.74 | 0 | 1194.8742
2493 | 1295.2 | 0 | 0 | 0 | 0 | 0 | 0 | 0 | 0 | 1348.0141
2494 | 1408 | 0 | 0 | 0 | 0 | 0 | 0 | 0 | 0 | 1465.4137
2495 | 1508 | 0 | 0 | 0 | 0 | 0 | 0 | 0 | 0 | 1569.4914
2496 | 1367.2 | 0 | 0 | 0 | 0 | 0 | 0 | 831.898 | 0 | 557.1299
2497 | 1770.4 | 0 | 0 | 0 | 0 | 0 | 0 | 831.898 | 0 | 976.7711
2498 | 1622.4 | 0 | 0 | 0 | 0 | 0 | 0 | 831.898 | 0 | 822.7361
2499 | 1314.4 | 0 | 0 | 0 | 0 | 0 | 0 | 831.898 | 0 | 502.1769
2500 | 1200.8 | 0 | 0 | 0 | 0 | 0 | 0 | 831.898 | 0 | 383.9446
2501 | 1348 | 0 | 0 | 0 | 0 | 0 | 0 | 831.898 | 0 | 537.147
2502 | 1156 | 0 | 0 | 0 | 0 | 0 | 0 | 831.898 | 0 | 337.3178
2503 | 1375.182 | 102.64 | 408.1999 | 408.1999 | 0 | 0 | 0 | 831.898 | 0 | 157.2364
2504 | 1228.928 | 331.06 | 1514.706 | 413.2196 | -1101.4863 | 0 | 0 | 831.898 | 0 | 0
2505 | 1763.437 | 565.97 | 2578.8399 | 969.5231 | -1609.3167 | 0 | 0 | 831.898 | 0 | 0
2506 | 1786.454 | 111.22 | 467.6918 | 467.6918 | 0 | 0 | 0 | 831.898 | 0 | 525.7879
2507 | 1601.327 | 903.17 | 3875.3428 | 1564.6133 | -2310.7295 | 0 | 0 | 98.015 | 0 | 0
2508 | 1886.909 | 975.44 | 4116.0453 | 1805.3158 | -2310.7295 | 0 | 0 | 152.324 | 0 | 0
2509 | 1830.371 | 452.51 | 1952.6482 | 1264.1639 | -688.4843 | 0 | 0 | 615.735 | 0 | 0
2510 | 1393.734 | 892.15 | 3822.5598 | 1450.567 | -2310.7295 | 0 | 61.2632 | 0 | 0 | 0
2511 | 1534.199 | 504.69 | 2217.9162 | 1596.7587 | -621.1574 | 0 | 0 | 0 | 0 | 0
2512 | 1641.378 | 404.03 | 1818.8095 | 1708.3081 | -110.5014 | 0 | 0 | 0 | 0 | 0
2513 | 1522.665 | 231.4 | 1041.8113 | 1041.8113 | 0 | 0 | 0 | 521.671 | 0 | 0
2514 | 1554.326 | 64.93 | 229.5808 | 229.5808 | 0 | 0 | 0 | 831.898 | 0 | 522.3055
2515 | 1267.674 | 0 | 0 | 0 | 0 | 0 | 0 | 0 | 0 | 1319.3657
2516 | 1214.4 | 0 | 0 | 0 | 0 | 0 | 0 | 0 | 0 | 1263.9193
2517 | 1422.4 | 0 | 0 | 0 | 0 | 0 | 0 | 0 | 0 | 1480.4009
2518 | 1226.4 | 0 | 0 | 0 | 0 | 0 | 0 | 0 | 0 | 1276.4087
2519 | 1222.4 | 0 | 0 | 0 | 0 | 0 | 0 | 0 | 0 | 1272.2456
2520 | 1440.8 | 0 | 0 | 0 | 0 | 0 | 0 | 831.898 | 0 | 633.7311
2521 | 1159.2 | 0 | 0 | 0 | 0 | 0 | 0 | 831.898 | 0 | 340.6483
2522 | 1145.6 | 0 | 0 | 0 | 0 | 0 | 0 | 831.898 | 0 | 326.4938
2523 | 1368.8 | 0 | 0 | 0 | 0 | 0 | 0 | 831.898 | 0 | 558.7951
2524 | 864.8 | 0 | 0 | 0 | 0 | 0 | 0 | 831.898 | 0 | 34.2436
2525 | 943.2 | 0 | 0 | 0 | 0 | 0 | 0 | 831.898 | 0 | 115.8405
2526 | 1092 | 0 | 0 | 0 | 0 | 0 | 0 | 831.898 | 0 | 270.7081
2527 | 1156.517 | 91.39 | 375.2219 | 375.2219 | 0 | 0 | 0 | 795.996 | 0 | 0
2528 | 715.847 | 332.81 | 1516.7823 | 745.0369 | -771.7454 | 0 | 0 | 0 | 0 | 0
2529 | 1374.694 | 473.93 | 2121.0323 | 1430.7496 | -690.2827 | 0 | 0 | 0 | 0 | 0
2530 | 1474.584 | 654.37 | 2828.6742 | 1534.7128 | -1293.9614 | 0 | 0 | 0 | 0 | 0
2531 | 1171.084 | 907.03 | 3822.5348 | 1218.8371 | -2310.7295 | 0 | 292.9683 | 0 | 0 | 0
2532 | 1452.682 | 972.61 | 4045.8449 | 1511.9188 | -2310.7295 | 0 | 223.1967 | 0 | 0 | 0
2533 | 1536.423 | 804.98 | 3374.0464 | 1599.0734 | -1774.973 | 0 | 0 | 0 | 0 | 0
2534 | 1489.362 | 723.63 | 3099.3573 | 1550.0934 | -1549.2639 | 0 | 0 | 0 | 0 | 0
2535 | 1094.152 | 590.88 | 2604.4607 | 1138.768 | -1465.6927 | 0 | 0 | 0 | 0 | 0
2536 | 1400.201 | 416.34 | 1885.3557 | 1457.2967 | -426.0045 | 0 | 2.0545 | 0 | 0 | 0
2537 | 1681.075 | 221.86 | 1002.3003 | 1002.3003 | 0 | 0 | 0 | 718.044 | 0 | 0
2538 | 1647.588 | 53.62 | 197.6227 | 197.6227 | 0 | 0 | 0 | 831.898 | 0 | 651.3285
2539 | 1122.777 | 0 | 0 | 0 | 0 | 0 | 0 | 831.898 | 0 | 302.7401
2540 | 1656 | 0 | 0 | 0 | 0 | 0 | 0 | 365.235 | 0 | 1343.3983
2541 | 1400.8 | 0 | 0 | 0 | 0 | 0 | 0 | 0 | 0 | 1457.9201
2542 | 1624.8 | 0 | 0 | 0 | 0 | 0 | 0 | 0 | 0 | 1691.0541
2543 | 1046.4 | 0 | 0 | 0 | 0 | 0 | 0 | 0 | 0 | 1089.0688
2544 | 1645.6 | 0 | 0 | 0 | 0 | 0 | 0 | 831.898 | 0 | 846.8822
2545 | 1430.4 | 0 | 0 | 0 | 0 | 0 | 0 | 831.898 | 0 | 622.907
2546 | 1149.6 | 0 | 0 | 0 | 0 | 0 | 0 | 831.898 | 0 | 330.6569
2547 | 1410.4 | 0 | 0 | 0 | 0 | 0 | 0 | 831.898 | 0 | 602.0915
2548 | 1274.4 | 0 | 0 | 0 | 0 | 0 | 0 | 831.898 | 0 | 460.5458
2549 | 1276.8 | 0 | 0 | 0 | 0 | 0 | 0 | 831.898 | 0 | 463.0437
2550 | 1566.4 | 0 | 0 | 0 | 0 | 0 | 0 | 831.898 | 0 | 764.4526
2551 | 1491.966 | 36.26 | 136.0909 | 136.0909 | 0 | 0 | 0 | 831.898 | 0 | 550.8915
2552 | 1493.014 | 124.33 | 549.1419 | 549.1419 | 0 | 0 | 0 | 831.898 | 0 | 138.9312
2553 | 1539.824 | 426.25 | 1922.6634 | 736.793 | -1185.8704 | 0 | 0 | 831.898 | 0 | 0
2554 | 1782.499 | 755.01 | 3316.8203 | 1435.4435 | -1881.3768 | 0 | 0 | 403.296 | 0 | 0
2555 | 1835.337 | 904.09 | 3861.2455 | 1910.1762 | -1951.0693 | 0 | 0 | 0 | 0 | 0
2556 | 1632.697 | 974.69 | 4099.8352 | 1699.2731 | -2310.7295 | 0 | 89.8326 | 0 | 0 | 0
2557 | 1766.248 | 966.17 | 4059.4625 | 1838.2699 | -2221.1925 | 0 | 0 | 0 | 0 | 0
2558 | 1904.871 | 878.42 | 3749.9604 | 1982.5455 | -1767.4149 | 0 | 0 | 0 | 0 | 0
2559 | 1996.523 | 725.12 | 3179.1505 | 2077.9348 | -1101.2157 | 0 | 0 | 0 | 0 | 0
2560 | 1909.872 | 447.53 | 2004.7089 | 1987.7505 | -16.9584 | 0 | 0 | 0 | 0 | 0
2561 | 1550.773 | 64.95 | 263.5611 | 263.5611 | 0 | 0 | 0 | 831.898 | 0 | 484.6273
2562 | 1749.963 | 17.63 | 47.2887 | 47.2887 | 0 | 0 | 0 | 831.898 | 0 | 908.212
2563 | 2041.861 | 0 | 0 | 0 | 0 | 0 | 0 | 0 | 0 | 2125.1215
2564 | 1636 | 0 | 0 | 0 | 0 | 0 | 0 | 0 | 0 | 1702.7108
2565 | 1492.8 | 0 | 0 | 0 | 0 | 0 | 0 | 0 | 0 | 1553.6716
2566 | 1684 | 0 | 0 | 0 | 0 | 0 | 0 | 0 | 0 | 1752.6681
2567 | 1725.6 | 0 | 0 | 0 | 0 | 0 | 0 | 0 | 0 | 1795.9644
2568 | 1603.2 | 0 | 0 | 0 | 0 | 0 | 0 | 831.898 | 0 | 802.7532
2569 | 792 | 0 | 0 | 0 | 0 | 0 | 0 | 792 | 0 | 0
2570 | 863.2 | 0 | 0 | 0 | 0 | 0 | 0 | 831.898 | 0 | 32.5784
2571 | 843.2 | 0 | 0 | 0 | 0 | 0 | 0 | 831.898 | 0 | 11.7629
2572 | 594.4 | 0 | 0 | 0 | 0 | 0 | 0 | 594.4 | 0 | 0
2573 | 836 | 0 | 0 | 0 | 0 | 0 | 0 | 831.898 | 0 | 4.2693
2574 | 635.2 | 0 | 0 | 0 | 0 | 0 | 0 | 635.2 | 0 | 0
2575 | 612.699 | 36.26 | 136.2429 | 136.2429 | 0 | 0 | 0 | 481.794 | 0 | 0
2576 | 532.414 | 123.36 | 542.8463 | 542.8463 | 0 | 0 | 0 | 10.836 | 0 | 0
2577 | 903.735 | 497.07 | 2223.6467 | 940.5864 | -1283.0603 | 0 | 0 | 0 | 0 | 0
2578 | 888.082 | 491.79 | 2150.071 | 924.2951 | -1225.7759 | 0 | 0 | 0 | 0 | 0
2579 | 1104.242 | 917.69 | 3900.6899 | 1149.2705 | -2310.7295 | 0 | 440.6899 | 0 | 0 | 0
2580 | 873.013 | 984.98 | 4141.5017 | 908.6117 | -2310.7295 | 0 | 922.1605 | 0 | 0 | 0
2581 | 777.272 | 977.02 | 4117.2662 | 808.9677 | -2310.7295 | 0 | 997.5689 | 0 | 0 | 0
2582 | 991.14 | 895.3 | 3838.5513 | 1031.5566 | -2310.7295 | 0 | 496.2653 | 0 | 0 | 0
2583 | 976.907 | 738.94 | 3255.3854 | 1016.7411 | -841.6273 | 0 | 1397.017 | 0 | 0 | 0
2584 | 874.205 | 525.47 | 2388.6431 | 909.8523 | 0 | 0 | 1478.7908 | 0 | 0 | 0
2585 | 861.226 | 285.86 | 1265.2838 | 896.344 | 0 | 0 | 368.9398 | 0 | 0 | 0
2586 | 364.693 | 66.53 | 228.8824 | 228.8824 | 0 | 0 | 0 | 0 | 0 | 150.6816
2587 | 407.546 | 0 | 0 | 0 | 0 | 0 | 0 | 0 | 0 | 424.1644
2588 | 380.8 | 0 | 0 | 0 | 0 | 0 | 0 | 0 | 0 | 396.3278
2589 | 503.2 | 0 | 0 | 0 | 0 | 0 | 0 | 0 | 0 | 523.7189
2590 | 686.4 | 0 | 0 | 0 | 0 | 0 | 0 | 0 | 0 | 714.3892
2591 | 699.2 | 0 | 0 | 0 | 0 | 0 | 0 | 0 | 0 | 727.7111
2592 | 0 | 0 | 0 | 0 | 0 | 0 | 0 | 0 | 0 | 0
2593 | 0 | 0 | 0 | 0 | 0 | 0 | 0 | 0 | 0 | 0
2594 | 0 | 0 | 0 | 0 | 0 | 0 | 0 | 0 | 0 | 0
2595 | 0 | 0 | 0 | 0 | 0 | 0 | 0 | 0 | 0 | 0
2596 | 0 | 0 | 0 | 0 | 0 | 0 | 0 | 0 | 0 | 0
2597 | 0 | 0 | 0 | 0 | 0 | 0 | 0 | 0 | 0 | 0
2598 | 0 | 0 | 0 | 0 | 0 | 0 | 0 | 0 | 0 | 0
2599 | 1576.944 | 111.5 | 428.4659 | 428.4659 | 0 | 0 | 0 | 0 | 0 | 1212.7808
2600 | 1498.248 | 343.51 | 1558.7881 | 1558.7881 | 0 | 0 | 0 | 0 | 0 | 0.55369
2601 | 1510.044 | 579.45 | 2614.8424 | 1571.6188 | -1043.2237 | 0 | 0 | 0 | 0 | 0
2602 | 1902.362 | 776.59 | 3396.9102 | 1979.9342 | -1416.976 | 0 | 0 | 0 | 0 | 0
2603 | 1884.636 | 928.47 | 3973.4766 | 1961.4854 | -2011.9912 | 0 | 0 | 0 | 0 | 0
2604 | 1594.663 | 994.81 | 4225.9701 | 1659.6882 | -146.6736 | 0 | 2419.6083 | 0 | 0 | 0
2605 | 1945.081 | 983.44 | 4202.1467 | 2024.3952 | 0 | 0 | 2177.7515 | 0 | 0 | 0
2606 | 1916.271 | 883.7 | 3834.9877 | 1994.4104 | 0 | 0 | 1840.5773 | 0 | 0 | 0
2607 | 2098.686 | 729.05 | 3240.3836 | 2184.2637 | 0 | 0 | 1056.1199 | 0 | 0 | 0
2608 | 1693.969 | 457.6 | 2066.7381 | 1763.0436 | 0 | 0 | 303.6945 | 0 | 0 | 0
2609 | 2117.631 | 188.13 | 840.4127 | 840.4127 | 0 | 0 | 0 | 559.009 | 0 | 781.766
2610 | 2089.833 | 45.69 | 168.1895 | 168.1895 | 0 | 0 | 0 | 0 | 0 | 2006.8602
2611 | 1694.447 | 0 | 0 | 0 | 0 | 0 | 0 | 0 | 0 | 1763.5411
2612 | 1517.6 | 0 | 0 | 0 | 0 | 0 | 0 | 0 | 0 | 1579.4829
2613 | 1688.8 | 0 | 0 | 0 | 0 | 0 | 0 | 0 | 0 | 1757.6638
2614 | 1653.6 | 0 | 0 | 0 | 0 | 0 | 0 | 0 | 0 | 1721.0285
2615 | 1461.6 | 0 | 0 | 0 | 0 | 0 | 0 | 0 | 0 | 1521.1994
2616 | 0 | 0 | 0 | 0 | 0 | 0 | 0 | 0 | 0 | 0
2617 | 0 | 0 | 0 | 0 | 0 | 0 | 0 | 0 | 0 | 0
2618 | 0 | 0 | 0 | 0 | 0 | 0 | 0 | 0 | 0 | 0
2619 | 0 | 0 | 0 | 0 | 0 | 0 | 0 | 0 | 0 | 0
2620 | 0 | 0 | 0 | 0 | 0 | 0 | 0 | 0 | 0 | 0
2621 | 0 | 0 | 0 | 0 | 0 | 0 | 0 | 0 | 0 | 0
2622 | 0 | 0 | 0 | 0 | 0 | 0 | 0 | 0 | 0 | 0
2623 | 601.179 | 114.55 | 441.3247 | 441.3247 | 0 | 0 | 0 | 0 | 0 | 184.3684
2624 | 322.859 | 344.71 | 1567.974 | 336.0242 | -1231.9498 | 0 | 0 | 0 | 0 | 0
2625 | 345.786 | 580.41 | 2629.3581 | 359.886 | -2269.4721 | 0 | 0 | 0 | 0 | 0
2626 | 329.02 | 777.06 | 3403.2797 | 342.4374 | -2310.7295 | 0 | 750.1128 | 0 | 0 | 0
2627 | 281.969 | 913.22 | 3902.3957 | 293.4678 | -2310.7295 | 0 | 1298.1984 | 0 | 0 | 0
2628 | 315.114 | 982.14 | 4154.6581 | 327.9633 | -2310.7295 | 0 | 1515.9653 | 0 | 0 | 0
2629 | 313.792 | 972.7 | 4137.0826 | 326.5874 | -2159.7711 | 0 | 1650.724 | 0 | 0 | 0
2630 | 298.368 | 859.73 | 3719.6291 | 310.5345 | 0 | 0 | 3409.0946 | 0 | 0 | 0
2631 | 287.073 | 709.76 | 3155.2356 | 298.7789 | 0 | 0 | 2856.4567 | 0 | 0 | 0
2632 | 258.151 | 508.01 | 2324.0879 | 268.6776 | 0 | 0 | 2055.4103 | 0 | 0 | 0
2633 | 315.607 | 276.11 | 1229.4155 | 328.4764 | 0 | 0 | 900.9391 | 0 | 0 | 0
2634 | 311.492 | 62.49 | 215.5386 | 215.5386 | 0 | 0 | 0 | 0 | 0 | 108.655
2635 | 272.738 | 0 | 0 | 0 | 0 | 0 | 0 | 0 | 0 | 283.8594
2636 | 274.4 | 0 | 0 | 0 | 0 | 0 | 0 | 0 | 0 | 285.5892
2637 | 260.8 | 0 | 0 | 0 | 0 | 0 | 0 | 0 | 0 | 271.4346
2638 | 225.6 | 0 | 0 | 0 | 0 | 0 | 0 | 0 | 0 | 234.7992
2639 | 268 | 0 | 0 | 0 | 0 | 0 | 0 | 0 | 0 | 278.9282
2640 | 0 | 0 | 0 | 0 | 0 | 0 | 0 | 0 | 0 | 0
2641 | 0 | 0 | 0 | 0 | 0 | 0 | 0 | 0 | 0 | 0
2642 | 0 | 0 | 0 | 0 | 0 | 0 | 0 | 0 | 0 | 0
2643 | 0 | 0 | 0 | 0 | 0 | 0 | 0 | 0 | 0 | 0
2644 | 0 | 0 | 0 | 0 | 0 | 0 | 0 | 0 | 0 | 0
2645 | 0 | 0 | 0 | 0 | 0 | 0 | 0 | 0 | 0 | 0
2646 | 0 | 0 | 0 | 0 | 0 | 0 | 0 | 0 | 0 | 0
2647 | 39.491 | 99.63 | 406.4161 | 41.1013 | -365.3147 | 0 | 0 | 0 | 0 | 0
2648 | 37.99 | 326.79 | 1477.3192 | 39.5391 | -1263.1419 | 0 | 174.6382 | 0 | 0 | 0
2649 | 302.112 | 563.69 | 2499.9094 | 314.4312 | 0 | 0 | 2185.4783 | 0 | 0 | 0
2650 | 565.025 | 763.87 | 3235.1568 | 588.0649 | 0 | 0 | 2647.0919 | 0 | 0 | 0
2651 | 324.56 | 469.1 | 1994.2782 | 337.7945 | 0 | 0 | 1656.4837 | 0 | 0 | 0
2652 | 314.692 | 982.14 | 4033.2172 | 327.5241 | 0 | 0 | 3705.6931 | 0 | 0 | 0
2653 | 593.521 | 434.09 | 1848.9171 | 617.7229 | 0 | 0 | 1231.1942 | 0 | 0 | 0
2654 | 606.677 | 866.61 | 3685.9225 | 631.4153 | 0 | 0 | 3054.5071 | 0 | 0 | 0
2655 | 413.157 | 384.17 | 1674.5589 | 430.0042 | 0 | 0 | 1244.5546 | 0 | 0 | 0
2656 | 615.896 | 502.17 | 2269.5637 | 641.0103 | 0 | 0 | 1628.5534 | 0 | 0 | 0
2657 | 592.271 | 269.87 | 1195.2593 | 616.4219 | 0 | 0 | 578.8374 | 0 | 0 | 0
2658 | 583.145 | 57.22 | 202.0845 | 202.0845 | 0 | 0 | 0 | 0 | 0 | 404.8393
2659 | 752.979 | 0 | 0 | 0 | 0 | 0 | 0 | 0 | 0 | 783.6831
2660 | 606.4 | 0 | 0 | 0 | 0 | 0 | 0 | 0 | 0 | 631.127
2661 | 505.6 | 0 | 0 | 0 | 0 | 0 | 0 | 0 | 0 | 526.2167
2662 | 594.4 | 0 | 0 | 0 | 0 | 0 | 0 | 0 | 0 | 618.6377
2663 | 668.8 | 0 | 0 | 0 | 0 | 0 | 0 | 0 | 0 | 696.0715
2664 | 0 | 0 | 0 | 0 | 0 | 0 | 0 | 0 | 0 | 0
2665 | 0 | 0 | 0 | 0 | 0 | 0 | 0 | 0 | 0 | 0
2666 | 0 | 0 | 0 | 0 | 0 | 0 | 0 | 0 | 0 | 0
2667 | 0 | 0 | 0 | 0 | 0 | 0 | 0 | 0 | 0 | 0
2668 | 0 | 0 | 0 | 0 | 0 | 0 | 0 | 0 | 0 | 0
2669 | 0 | 0 | 0 | 0 | 0 | 0 | 0 | 0 | 0 | 0
2670 | 0 | 0 | 0 | 0 | 0 | 0 | 0 | 0 | 0 | 0
2671 | 1652.413 | 114.55 | 441.6339 | 441.6339 | 0 | 0 | 0 | 0 | 0 | 1278.1592
2672 | 1082.942 | 348.14 | 1567.0508 | 1127.1009 | -439.9499 | 0 | 0 | 0 | 0 | 0
2673 | 1038.061 | 588.11 | 2630.2875 | 1080.3898 | -1549.8977 | 0 | 0 | 0 | 0 | 0
2674 | 1455.5 | 789.28 | 3399.1572 | 1514.8506 | -1884.3066 | 0 | 0 | 0 | 0 | 0
2675 | 1822.657 | 917.6 | 3842.8008 | 1896.9791 | -1622.1224 | 0 | 323.6993 | 0 | 0 | 0
2676 | 1569.698 | 984.07 | 4083.5221 | 1633.7053 | 0 | 0 | 2449.8168 | 0 | 0 | 0
2677 | 1627.187 | 974.24 | 4066.5835 | 1693.5385 | 0 | 0 | 2373.045 | 0 | 0 | 0
2678 | 1849.064 | 884.51 | 3768.3926 | 1924.4629 | 0 | 0 | 1843.9297 | 0 | 0 | 0
2679 | 1544.646 | 729.17 | 3193.0408 | 1607.6317 | 0 | 0 | 1585.409 | 0 | 0 | 0
2680 | 1277.5 | 520.66 | 2352.7748 | 1329.5924 | 0 | 0 | 1023.1825 | 0 | 0 | 0
2681 | 1415.472 | 281.88 | 1236.4886 | 1236.4886 | 0 | 0 | 0 | 227.428 | 0 | 0
2682 | 1528.819 | 45.52 | 165.8395 | 165.8395 | 0 | 0 | 0 | 545.395 | 0 | 857.6854
2683 | 1597.596 | 0 | 0 | 0 | 0 | 0 | 0 | 0 | 0 | 1662.7408
2684 | 1565.6 | 0 | 0 | 0 | 0 | 0 | 0 | 0 | 0 | 1629.4401
2685 | 1574.4 | 0 | 0 | 0 | 0 | 0 | 0 | 0 | 0 | 1638.599
2686 | 2055.2 | 0 | 0 | 0 | 0 | 0 | 0 | 0 | 0 | 2139.0045
2687 | 2027.2 | 0 | 0 | 0 | 0 | 0 | 0 | 0 | 0 | 2109.8627
2688 | 0 | 0 | 0 | 0 | 0 | 0 | 0 | 0 | 0 | 0
2689 | 0 | 0 | 0 | 0 | 0 | 0 | 0 | 0 | 0 | 0
2690 | 0 | 0 | 0 | 0 | 0 | 0 | 0 | 0 | 0 | 0
2691 | 0 | 0 | 0 | 0 | 0 | 0 | 0 | 0 | 0 | 0
2692 | 0 | 0 | 0 | 0 | 0 | 0 | 0 | 0 | 0 | 0
2693 | 0 | 0 | 0 | 0 | 0 | 0 | 0 | 0 | 0 | 0
2694 | 0 | 0 | 0 | 0 | 0 | 0 | 0 | 0 | 0 | 0
2695 | 1539.86 | 78.14 | 324.0729 | 324.0729 | 0 | 0 | 0 | 0 | 0 | 1278.5776
2696 | 753.773 | 350.76 | 1580.7537 | 784.5094 | -796.2442 | 0 | 0 | 0 | 0 | 0
2697 | 1086.631 | 586.52 | 2616.4025 | 1130.9403 | -1485.4622 | 0 | 0 | 0 | 0 | 0
2698 | 1522.957 | 786.68 | 3374.0589 | 1585.0583 | -1789.0006 | 0 | 0 | 0 | 0 | 0
2699 | 1186.075 | 930.62 | 3875.9308 | 1234.4393 | -2310.7295 | 0 | 330.762 | 0 | 0 | 0
2700 | 1273.679 | 998.5 | 4107.5214 | 1325.6155 | -2310.7295 | 0 | 471.1763 | 0 | 0 | 0
2701 | 1087.344 | 990.03 | 4103.2594 | 1131.6824 | -2310.7295 | 0 | 660.8475 | 0 | 0 | 0
2702 | 1231.626 | 898.87 | 3809.5917 | 1281.8478 | -1590.486 | 0 | 937.258 | 0 | 0 | 0
2703 | 1034.934 | 742.55 | 3250.8996 | 1077.1353 | 0 | 0 | 2173.7643 | 0 | 0 | 0
2704 | 806.512 | 532.68 | 2412.8974 | 839.399 | 0 | 0 | 1573.4984 | 0 | 0 | 0
2705 | 1209.862 | 196.76 | 871.916 | 871.916 | 0 | 0 | 0 | 0 | 0 | 387.2803
2706 | 1026.622 | 54.7 | 198.2232 | 198.2232 | 0 | 0 | 0 | 0 | 0 | 870.2611
2707 | 1116.444 | 0 | 0 | 0 | 0 | 0 | 0 | 0 | 0 | 1161.969
2708 | 1189.6 | 0 | 0 | 0 | 0 | 0 | 0 | 0 | 0 | 1238.1081
2709 | 1585.6 | 0 | 0 | 0 | 0 | 0 | 0 | 0 | 0 | 1650.2557
2710 | 1313.6 | 0 | 0 | 0 | 0 | 0 | 0 | 0 | 0 | 1367.1644
2711 | 1244.8 | 0 | 0 | 0 | 0 | 0 | 0 | 0 | 0 | 1295.559
2712 | 0 | 0 | 0 | 0 | 0 | 0 | 0 | 0 | 0 | 0
2713 | 0 | 0 | 0 | 0 | 0 | 0 | 0 | 0 | 0 | 0
2714 | 0 | 0 | 0 | 0 | 0 | 0 | 0 | 0 | 0 | 0
2715 | 0 | 0 | 0 | 0 | 0 | 0 | 0 | 0 | 0 | 0
2716 | 0 | 0 | 0 | 0 | 0 | 0 | 0 | 0 | 0 | 0
2717 | 0 | 0 | 0 | 0 | 0 | 0 | 0 | 0 | 0 | 0
2718 | 0 | 0 | 0 | 0 | 0 | 0 | 0 | 0 | 0 | 0
2719 | 726.714 | 123.18 | 457.7836 | 457.7836 | 0 | 0 | 0 | 0 | 0 | 298.5635
2720 | 674.256 | 29.4 | 102.7486 | 102.7486 | 0 | 0 | 0 | 0 | 0 | 599.0014
2721 | 632.529 | 593.95 | 2702.303 | 658.3215 | -2043.9815 | 0 | 0 | 0 | 0 | 0
2722 | 561.581 | 791.32 | 3492.3619 | 584.4815 | -2310.7295 | 0 | 597.1509 | 0 | 0 | 0
2723 | 451.698 | 913.68 | 3947.4978 | 470.1168 | -2310.7295 | 0 | 1166.6515 | 0 | 0 | 0
2724 | 423.123 | 980.08 | 4191.4371 | 440.3766 | -2310.7295 | 0 | 1440.331 | 0 | 0 | 0
2725 | 1088.675 | 971.88 | 4157.9002 | 1133.0677 | -893.1332 | 0 | 2131.6993 | 0 | 0 | 0
2726 | 1337.162 | 889.65 | 3865.2889 | 1391.6872 | 0 | 0 | 2473.6017 | 0 | 0 | 0
2727 | 1171.09 | 735.59 | 3273.2472 | 1218.8433 | 0 | 0 | 2054.4039 | 0 | 0 | 0
2728 | 1325.832 | 526.33 | 2410.6753 | 1379.8952 | 0 | 0 | 1030.7801 | 0 | 0 | 0
2729 | 1450.922 | 288.5 | 1272.0842 | 1272.0842 | 0 | 0 | 0 | 0 | 0 | 238.0017
2730 | 1693.945 | 67.16 | 217.0259 | 217.0259 | 0 | 0 | 0 | 0 | 0 | 1545.9927
2731 | 1224.801 | 0 | 0 | 0 | 0 | 0 | 0 | 0 | 0 | 1274.7445
2732 | 1521.6 | 0 | 0 | 0 | 0 | 0 | 0 | 0 | 0 | 1583.646
2733 | 1564 | 0 | 0 | 0 | 0 | 0 | 0 | 0 | 0 | 1627.7749
2734 | 1750.4 | 0 | 0 | 0 | 0 | 0 | 0 | 0 | 0 | 1821.7757
2735 | 1775.2 | 0 | 0 | 0 | 0 | 0 | 0 | 0 | 0 | 1847.587
2736 | 0 | 0 | 0 | 0 | 0 | 0 | 0 | 0 | 0 | 0
2737 | 0 | 0 | 0 | 0 | 0 | 0 | 0 | 0 | 0 | 0
2738 | 0 | 0 | 0 | 0 | 0 | 0 | 0 | 0 | 0 | 0
2739 | 0 | 0 | 0 | 0 | 0 | 0 | 0 | 0 | 0 | 0
2740 | 0 | 0 | 0 | 0 | 0 | 0 | 0 | 0 | 0 | 0
2741 | 0 | 0 | 0 | 0 | 0 | 0 | 0 | 0 | 0 | 0
2742 | 0 | 0 | 0 | 0 | 0 | 0 | 0 | 0 | 0 | 0
2743 | 1263.257 | 114.17 | 456.6606 | 456.6606 | 0 | 0 | 0 | 0 | 0 | 858.108
2744 | 953.993 | 341.64 | 1550.0643 | 992.8938 | -557.1705 | 0 | 0 | 0 | 0 | 0
2745 | 1386.66 | 572.9 | 2575.118 | 1443.2035 | -1131.9145 | 0 | 0 | 0 | 0 | 0
2746 | 1396.16 | 771.71 | 3335.7375 | 1453.0909 | -1882.6466 | 0 | 0 | 0 | 0 | 0
2747 | 1632.597 | 923.27 | 3889.7555 | 1699.1691 | -2190.5864 | 0 | 0 | 0 | 0 | 0
2748 | 1604.417 | 991.5 | 4146.6442 | 1669.84 | -2310.7295 | 0 | 166.0747 | 0 | 0 | 0
2749 | 1737.845 | 979.89 | 4131.4905 | 1808.7087 | -2310.7295 | 0 | 12.0522 | 0 | 0 | 0
2750 | 1592.395 | 881.65 | 3788.1424 | 1657.3278 | -1632.8164 | 0 | 497.9982 | 0 | 0 | 0
2751 | 1657.388 | 728.22 | 3215.9358 | 1724.971 | 0 | 0 | 1490.9648 | 0 | 0 | 0
2752 | 1478.101 | 519.37 | 2361.5049 | 1538.3732 | 0 | 0 | 823.1316 | 0 | 0 | 0
2753 | 1658.613 | 225.3 | 1003.9812 | 1003.9812 | 0 | 0 | 0 | 0 | 0 | 722.2647
2754 | 1608.759 | 54.45 | 197.7132 | 197.7132 | 0 | 0 | 0 | 0 | 0 | 1476.6458
2755 | 1122.711 | 0 | 0 | 0 | 0 | 0 | 0 | 0 | 0 | 1168.4916
2756 | 1280.8 | 0 | 0 | 0 | 0 | 0 | 0 | 0 | 0 | 1333.0269
2757 | 1492 | 0 | 0 | 0 | 0 | 0 | 0 | 0 | 0 | 1552.839
2758 | 1771.2 | 0 | 0 | 0 | 0 | 0 | 0 | 0 | 0 | 1843.4239
2759 | 1771.2 | 0 | 0 | 0 | 0 | 0 | 0 | 0 | 0 | 1843.4239
2760 | 0 | 0 | 0 | 0 | 0 | 0 | 0 | 0 | 0 | 0
2761 | 0 | 0 | 0 | 0 | 0 | 0 | 0 | 0 | 0 | 0
2762 | 0 | 0 | 0 | 0 | 0 | 0 | 0 | 0 | 0 | 0
2763 | 0 | 0 | 0 | 0 | 0 | 0 | 0 | 0 | 0 | 0
2764 | 0 | 0 | 0 | 0 | 0 | 0 | 0 | 0 | 0 | 0
2765 | 0 | 0 | 0 | 0 | 0 | 0 | 0 | 0 | 0 | 0
2766 | 0 | 0 | 0 | 0 | 0 | 0 | 0 | 0 | 0 | 0
2767 | 1162.556 | 96.1 | 400.6606 | 400.6606 | 0 | 0 | 0 | 0 | 0 | 809.3007
2768 | 970.887 | 317.45 | 1437.2618 | 1010.4767 | -426.7851 | 0 | 0 | 0 | 0 | 0
2769 | 1196.422 | 541.59 | 2415.5441 | 1245.2083 | -1170.3358 | 0 | 0 | 0 | 0 | 0
2770 | 1332.16 | 736.83 | 3181.1478 | 1386.4812 | -1794.6666 | 0 | 0 | 0 | 0 | 0
2771 | 1301.099 | 896.59 | 3767.1416 | 1354.1536 | -2310.7295 | 0 | 102.2584 | 0 | 0 | 0
2772 | 1262.025 | 964.82 | 4008.149 | 1313.4874 | -2310.7295 | 0 | 383.9322 | 0 | 0 | 0
2773 | 1431.18 | 956.75 | 3999.0183 | 1489.54 | -2310.7295 | 0 | 198.7488 | 0 | 0 | 0
2774 | 1472.893 | 727.5 | 3095.113 | 1532.9529 | -1562.1602 | 0 | 0 | 0 | 0 | 0
2775 | 1483.656 | 542.76 | 2371.2122 | 1544.1537 | -76.7989 | 0 | 750.2596 | 0 | 0 | 0
2776 | 1473.083 | 335.35 | 1494.901 | 1494.901 | 0 | 0 | 0 | 0 | 0 | 38.2496
2777 | 1294.28 | 101.42 | 431.836 | 431.836 | 0 | 0 | 0 | 0 | 0 | 915.2206
2778 | 1058.51 | 26.46 | 85.0387 | 85.0387 | 0 | 0 | 0 | 0 | 0 | 1016.6339
2779 | 1464.006 | 0 | 0 | 0 | 0 | 0 | 0 | 0 | 0 | 1523.7035
2780 | 1241.6 | 0 | 0 | 0 | 0 | 0 | 0 | 0 | 0 | 1292.2285
2781 | 1408.8 | 0 | 0 | 0 | 0 | 0 | 0 | 0 | 0 | 1466.2463
2782 | 1203.2 | 0 | 0 | 0 | 0 | 0 | 0 | 0 | 0 | 1252.2626
2783 | 1300 | 0 | 0 | 0 | 0 | 0 | 0 | 0 | 0 | 1353.0098
2784 | 0 | 0 | 0 | 0 | 0 | 0 | 0 | 0 | 0 | 0
2785 | 0 | 0 | 0 | 0 | 0 | 0 | 0 | 0 | 0 | 0
2786 | 0 | 0 | 0 | 0 | 0 | 0 | 0 | 0 | 0 | 0
2787 | 0 | 0 | 0 | 0 | 0 | 0 | 0 | 0 | 0 | 0
2788 | 0 | 0 | 0 | 0 | 0 | 0 | 0 | 0 | 0 | 0
2789 | 0 | 0 | 0 | 0 | 0 | 0 | 0 | 0 | 0 | 0
2790 | 0 | 0 | 0 | 0 | 0 | 0 | 0 | 0 | 0 | 0
2791 | 1083.813 | 123.83 | 469.4278 | 469.4278 | 0 | 0 | 0 | 0 | 0 | 658.5796
2792 | 1008.77 | 354.17 | 1608.7901 | 1049.9044 | -558.8857 | 0 | 0 | 0 | 0 | 0
2793 | 934.389 | 585.77 | 2653.5822 | 972.4904 | -1681.0918 | 0 | 0 | 0 | 0 | 0
2794 | 1123.825 | 777.96 | 3406.2179 | 1169.651 | -2236.5669 | 0 | 0 | 0 | 0 | 0
2795 | 930.985 | 916.76 | 3921.3743 | 968.9486 | -2310.7295 | 0 | 641.6961 | 0 | 0 | 0
2796 | 972.383 | 981.56 | 4155.8904 | 1012.0337 | -2310.7295 | 0 | 833.1273 | 0 | 0 | 0
2797 | 958.182 | 970.67 | 4127.4106 | 997.2536 | -1492.4229 | 0 | 1637.7341 | 0 | 0 | 0
2798 | 1202.344 | 877.37 | 3791.4208 | 1251.3717 | 0 | 0 | 2540.0491 | 0 | 0 | 0
2799 | 871.996 | 724.54 | 3207.7095 | 907.5532 | 0 | 0 | 2300.1563 | 0 | 0 | 0
2800 | 905.877 | 517.97 | 2358.6812 | 942.8158 | 0 | 0 | 1415.8655 | 0 | 0 | 0
2801 | 1065.211 | 282.14 | 1235.7476 | 1108.6469 | 0 | 0 | 127.1007 | 0 | 0 | 0
2802 | 1003.197 | 66.28 | 217.0009 | 217.0009 | 0 | 0 | 0 | 0 | 0 | 827.1032
2803 | 1253.158 | 0 | 0 | 0 | 0 | 0 | 0 | 0 | 0 | 1304.2578
2804 | 1226.4 | 0 | 0 | 0 | 0 | 0 | 0 | 0 | 0 | 1276.4087
2805 | 1049.6 | 0 | 0 | 0 | 0 | 0 | 0 | 0 | 0 | 1092.3993
2806 | 1300 | 0 | 0 | 0 | 0 | 0 | 0 | 0 | 0 | 1353.0098
2807 | 1016.8 | 0 | 0 | 0 | 0 | 0 | 0 | 0 | 0 | 1058.2618
2808 | 0 | 0 | 0 | 0 | 0 | 0 | 0 | 0 | 0 | 0
2809 | 0 | 0 | 0 | 0 | 0 | 0 | 0 | 0 | 0 | 0
2810 | 0 | 0 | 0 | 0 | 0 | 0 | 0 | 0 | 0 | 0
2811 | 0 | 0 | 0 | 0 | 0 | 0 | 0 | 0 | 0 | 0
2812 | 0 | 0 | 0 | 0 | 0 | 0 | 0 | 0 | 0 | 0
2813 | 0 | 0 | 0 | 0 | 0 | 0 | 0 | 0 | 0 | 0
2814 | 0 | 0 | 0 | 0 | 0 | 0 | 0 | 0 | 0 | 0
2815 | 976.828 | 76.03 | 317.006 | 317.006 | 0 | 0 | 0 | 0 | 0 | 699.6539
2816 | 949.208 | 321.53 | 1472.6929 | 987.9137 | -484.7793 | 0 | 0 | 0 | 0 | 0
2817 | 1320.769 | 541.02 | 2462.0616 | 1374.6257 | -1087.4359 | 0 | 0 | 0 | 0 | 0
2818 | 1344.335 | 733.31 | 3247.5358 | 1399.1527 | -1848.3832 | 0 | 0 | 0 | 0 | 0
2819 | 1328.345 | 872.21 | 3775.9205 | 1382.5106 | -2310.7295 | 0 | 82.6803 | 0 | 0 | 0
2820 | 1413.067 | 811.5 | 3472.2957 | 1470.6873 | -2001.6084 | 0 | 0 | 0 | 0 | 0
2821 | 1334.168 | 655.27 | 2827.9758 | 1388.5701 | -737.3872 | 0 | 702.0185 | 0 | 0 | 0
2822 | 1503.829 | 644.3 | 2797.2437 | 1565.1503 | 0 | 0 | 1232.0934 | 0 | 0 | 0
2823 | 1371.782 | 308.43 | 1360.4982 | 1360.4982 | 0 | 0 | 0 | 64.587 | 0 | 0
2824 | 1502.032 | 176.62 | 776.4101 | 776.4101 | 0 | 0 | 0 | 491.282 | 0 | 275.555
2825 | 1377.423 | 158.02 | 700.4355 | 700.4355 | 0 | 0 | 0 | 0 | 0 | 733.1544
2826 | 1514.373 | 38.94 | 140.5538 | 140.5538 | 0 | 0 | 0 | 0 | 0 | 1435.5705
2827 | 1132.464 | 0 | 0 | 0 | 0 | 0 | 0 | 0 | 0 | 1178.6423
2828 | 1019.2 | 0 | 0 | 0 | 0 | 0 | 0 | 0 | 0 | 1060.7597
2829 | 1064.8 | 0 | 0 | 0 | 0 | 0 | 0 | 0 | 0 | 1108.2191
2830 | 1386.4 | 0 | 0 | 0 | 0 | 0 | 0 | 0 | 0 | 1442.9329
2831 | 1148 | 0 | 0 | 0 | 0 | 0 | 0 | 0 | 0 | 1194.8118
2832 | 0 | 0 | 0 | 0 | 0 | 0 | 0 | 0 | 0 | 0
2833 | 0 | 0 | 0 | 0 | 0 | 0 | 0 | 0 | 0 | 0
2834 | 0 | 0 | 0 | 0 | 0 | 0 | 0 | 0 | 0 | 0
2835 | 0 | 0 | 0 | 0 | 0 | 0 | 0 | 0 | 0 | 0
2836 | 0 | 0 | 0 | 0 | 0 | 0 | 0 | 0 | 0 | 0
2837 | 0 | 0 | 0 | 0 | 0 | 0 | 0 | 0 | 0 | 0
2838 | 0 | 0 | 0 | 0 | 0 | 0 | 0 | 0 | 0 | 0
2839 | 989.561 | 98.34 | 416.8092 | 416.8092 | 0 | 0 | 0 | 0 | 0 | 613.1029
2840 | 970.741 | 283.07 | 1305.2684 | 1010.3247 | -294.9437 | 0 | 0 | 0 | 0 | 0
2841 | 1081.276 | 588.58 | 2696.9056 | 1125.367 | -1571.5386 | 0 | 0 | 0 | 0 | 0
2842 | 1571.813 | 374.37 | 1659.8371 | 1635.9065 | -23.9306 | 0 | 0 | 0 | 0 | 0
2843 | 1519.172 | 703.24 | 3034.7417 | 1581.119 | -1453.6228 | 0 | 0 | 0 | 0 | 0
2844 | 1461.244 | 855.84 | 3618.9329 | 1520.8288 | -2098.104 | 0 | 0 | 0 | 0 | 0
2845 | 1711.452 | 961.54 | 4121.6915 | 1781.2395 | -2310.7295 | 0 | 29.7225 | 0 | 0 | 0
2846 | 1173.122 | 877.33 | 3819.7549 | 1220.9592 | -2310.7295 | 0 | 288.0662 | 0 | 0 | 0
2847 | 1493.09 | 53.01 | 204.0641 | 204.0641 | 0 | 0 | 0 | 831.898 | 0 | 484.0892
2848 | 1648.072 | 166.78 | 738.0648 | 738.0648 | 0 | 0 | 0 | 431.237 | 0 | 528.3888
2849 | 1134.203 | 26.45 | 90.636 | 90.636 | 0 | 0 | 0 | 0 | 0 | 1089.8161
2850 | 1182.912 | 8.81 | 10.9948 | 10.9948 | 0 | 0 | 0 | 0 | 0 | 1220.1526
2851 | 1420.356 | 0 | 0 | 0 | 0 | 0 | 0 | 0 | 0 | 1478.2736
2852 | 1311.2 | 0 | 0 | 0 | 0 | 0 | 0 | 0 | 0 | 1364.6665
2853 | 1405.6 | 0 | 0 | 0 | 0 | 0 | 0 | 0 | 0 | 1462.9159
2854 | 1212 | 0 | 0 | 0 | 0 | 0 | 0 | 0 | 0 | 1261.4215
2855 | 1395.2 | 0 | 0 | 0 | 0 | 0 | 0 | 0 | 0 | 1452.0918
2856 | 0 | 0 | 0 | 0 | 0 | 0 | 0 | 0 | 0 | 0
2857 | 0 | 0 | 0 | 0 | 0 | 0 | 0 | 0 | 0 | 0
2858 | 0 | 0 | 0 | 0 | 0 | 0 | 0 | 0 | 0 | 0
2859 | 0 | 0 | 0 | 0 | 0 | 0 | 0 | 0 | 0 | 0
2860 | 0 | 0 | 0 | 0 | 0 | 0 | 0 | 0 | 0 | 0
2861 | 0 | 0 | 0 | 0 | 0 | 0 | 0 | 0 | 0 | 0
2862 | 0 | 0 | 0 | 0 | 0 | 0 | 0 | 0 | 0 | 0
2863 | 1384.773 | 125.89 | 467.1454 | 467.1454 | 0 | 0 | 0 | 0 | 0 | 974.0942
2864 | 330.448 | 103.18 | 448.3063 | 343.9226 | -104.3837 | 0 | 0 | 0 | 0 | 0
2865 | 66.072 | 463.43 | 2076.3788 | 68.7662 | -2007.6126 | 0 | 0 | 0 | 0 | 0
2866 | 69.845 | 504.21 | 2206.8485 | 72.6931 | -2134.1555 | 0 | 0 | 0 | 0 | 0
2867 | 66.865 | 416.15 | 1808.6952 | 69.5915 | -1739.1037 | 0 | 0 | 0 | 0 | 0
2868 | 69.874 | 187.15 | 799.2864 | 72.7232 | -726.5632 | 0 | 0 | 0 | 0 | 0
2869 | 62.387 | 84.7 | 339.7605 | 64.9309 | -274.8296 | 0 | 0 | 0 | 0 | 0
2870 | 65.31 | 151.41 | 641.5088 | 67.9731 | -573.5357 | 0 | 0 | 0 | 0 | 0
2871 | 60.338 | 248.74 | 1085.22 | 62.7984 | -1022.4217 | 0 | 0 | 0 | 0 | 0
2872 | 69.75 | 256.24 | 1135.9381 | 72.5942 | -1063.344 | 0 | 0 | 0 | 0 | 0
2873 | 62.252 | 140.12 | 614.9169 | 64.7904 | -550.1265 | 0 | 0 | 0 | 0 | 0
2874 | 69.556 | 35.17 | 124.301 | 72.3923 | -51.9087 | 0 | 0 | 0 | 0 | 0
2875 | 70.538 | 0 | 0 | 0 | 0 | 0 | 0 | 0 | 0 | 73.4143
2876 | 76.8 | 0 | 0 | 0 | 0 | 0 | 0 | 0 | 0 | 79.9317
2877 | 72.8 | 0 | 0 | 0 | 0 | 0 | 0 | 0 | 0 | 75.7686
2878 | 78.4 | 0 | 0 | 0 | 0 | 0 | 0 | 0 | 0 | 81.5969
2879 | 72 | 0 | 0 | 0 | 0 | 0 | 0 | 0 | 0 | 74.9359
2880 | 0 | 0 | 0 | 0 | 0 | 0 | 0 | 0 | 0 | 0
2881 | 0 | 0 | 0 | 0 | 0 | 0 | 0 | 0 | 0 | 0
2882 | 0 | 0 | 0 | 0 | 0 | 0 | 0 | 0 | 0 | 0
2883 | 0 | 0 | 0 | 0 | 0 | 0 | 0 | 0 | 0 | 0
2884 | 0 | 0 | 0 | 0 | 0 | 0 | 0 | 0 | 0 | 0
2885 | 0 | 0 | 0 | 0 | 0 | 0 | 0 | 0 | 0 | 0
2886 | 0 | 0 | 0 | 0 | 0 | 0 | 0 | 0 | 0 | 0
2887 | 59.935 | 90.56 | 381.9245 | 62.379 | -319.5455 | 0 | 0 | 0 | 0 | 0
2888 | 60.615 | 363.45 | 1642.327 | 63.0867 | -1579.2404 | 0 | 0 | 0 | 0 | 0
2889 | 57.444 | 594.9 | 2661.1716 | 59.7864 | -875.796 | 0 | 1725.5892 | 0 | 0 | 0
2890 | 63.569 | 786.27 | 3362.4927 | 66.1611 | 0 | 0 | 3296.3316 | 0 | 0 | 0
2891 | 57.64 | 922.68 | 3815.7479 | 59.9904 | 0 | 0 | 3755.7575 | 0 | 0 | 0
2892 | 64.133 | 983.94 | 4039.7064 | 66.7481 | 0 | 0 | 3972.9583 | 0 | 0 | 0
2893 | 56.963 | 234.04 | 999.4163 | 59.2858 | 0 | 0 | 940.1306 | 0 | 0 | 0
2894 | 68.404 | 359.06 | 1549.4627 | 71.1933 | 0 | 0 | 1478.2694 | 0 | 0 | 0
2895 | 60.106 | 171.8 | 735.6543 | 62.5569 | 0 | 0 | 673.0974 | 0 | 0 | 0
2896 | 68.887 | 62.78 | 248.6197 | 71.696 | 0 | 0 | 176.9237 | 0 | 0 | 0
2897 | 59.771 | 32.34 | 114.9517 | 62.2083 | 0 | 0 | 52.7434 | 0 | 0 | 0
2898 | 69.059 | 10.77 | 18.4988 | 18.4988 | 0 | 0 | 0 | 0 | 0 | 53.3762
2899 | 74.479 | 0 | 0 | 0 | 0 | 0 | 0 | 0 | 0 | 77.516
2900 | 85.6 | 0 | 0 | 0 | 0 | 0 | 0 | 0 | 0 | 89.0905
2901 | 76 | 0 | 0 | 0 | 0 | 0 | 0 | 0 | 0 | 79.099
2902 | 78.4 | 0 | 0 | 0 | 0 | 0 | 0 | 0 | 0 | 81.5969
2903 | 72.8 | 0 | 0 | 0 | 0 | 0 | 0 | 0 | 0 | 75.7686
2904 | 0 | 0 | 0 | 0 | 0 | 0 | 0 | 0 | 0 | 0
2905 | 0 | 0 | 0 | 0 | 0 | 0 | 0 | 0 | 0 | 0
2906 | 0 | 0 | 0 | 0 | 0 | 0 | 0 | 0 | 0 | 0
2907 | 0 | 0 | 0 | 0 | 0 | 0 | 0 | 0 | 0 | 0
2908 | 0 | 0 | 0 | 0 | 0 | 0 | 0 | 0 | 0 | 0
2909 | 0 | 0 | 0 | 0 | 0 | 0 | 0 | 0 | 0 | 0
2910 | 0 | 0 | 0 | 0 | 0 | 0 | 0 | 0 | 0 | 0
2911 | 59.139 | 126.72 | 473.3442 | 61.5505 | -411.7937 | 0 | 0 | 0 | 0 | 0
2912 | 159.508 | 356.06 | 1616.7864 | 166.0133 | -96.1823 | 0 | 1354.5908 | 0 | 0 | 0
2913 | 1257.452 | 584.33 | 2639.4672 | 1308.7269 | 0 | 0 | 1330.7403 | 0 | 0 | 0
2914 | 1452.636 | 775.12 | 3373.6821 | 1511.8698 | 0 | 0 | 1861.8123 | 0 | 0 | 0
2915 | 1793.298 | 903.67 | 3813.9078 | 1866.4229 | 0 | 0 | 1947.4849 | 0 | 0 | 0
2916 | 1328.98 | 964.37 | 4020.0847 | 1383.1715 | 0 | 0 | 2636.9131 | 0 | 0 | 0
2917 | 1338.234 | 951.21 | 3977.2161 | 1392.8029 | 0 | 0 | 2584.4132 | 0 | 0 | 0
2918 | 1057.156 | 651.13 | 2794.1776 | 1100.2634 | 0 | 0 | 1693.9142 | 0 | 0 | 0
2919 | 1280.998 | 292.48 | 1287.3046 | 1287.3046 | 0 | 0 | 0 | 0 | 0 | 45.9284
2920 | 1089.986 | 453.37 | 2040.8145 | 1134.4321 | -51.1136 | 0 | 855.2687 | 0 | 0 | 0
2921 | 1851.164 | 219.29 | 982.69 | 982.69 | 0 | 0 | 0 | 564.78 | 0 | 356.1486
2922 | 1796.006 | 55.03 | 203.068 | 203.068 | 0 | 0 | 0 | 564.78 | 0 | 1078.3634
2923 | 1783.629 | 0 | 0 | 0 | 0 | 0 | 0 | 0 | 0 | 1856.3597
2924 | 1345.6 | 0 | 0 | 0 | 0 | 0 | 0 | 0 | 0 | 1400.4693
2925 | 1422.4 | 0 | 0 | 0 | 0 | 0 | 0 | 0 | 0 | 1480.4009
2926 | 1416.8 | 0 | 0 | 0 | 0 | 0 | 0 | 0 | 0 | 1474.5726
2927 | 1570.4 | 0 | 0 | 0 | 0 | 0 | 0 | 0 | 0 | 1634.4359
2928 | 0 | 0 | 0 | 0 | 0 | 0 | 0 | 0 | 0 | 0
2929 | 0 | 0 | 0 | 0 | 0 | 0 | 0 | 0 | 0 | 0
2930 | 0 | 0 | 0 | 0 | 0 | 0 | 0 | 0 | 0 | 0
2931 | 0 | 0 | 0 | 0 | 0 | 0 | 0 | 0 | 0 | 0
2932 | 0 | 0 | 0 | 0 | 0 | 0 | 0 | 0 | 0 | 0
2933 | 0 | 0 | 0 | 0 | 0 | 0 | 0 | 0 | 0 | 0
2934 | 0 | 0 | 0 | 0 | 0 | 0 | 0 | 0 | 0 | 0
2935 | 1555.098 | 127.12 | 474.4485 | 474.4485 | 0 | 0 | 0 | 564.78 | 0 | 556.2504
2936 | 1292.903 | 358.07 | 1631.1991 | 757.8135 | -873.3855 | 0 | 0 | 564.78 | 0 | 0
2937 | 1616.041 | 585.45 | 2657.3883 | 1094.127 | -1563.2613 | 0 | 0 | 564.78 | 0 | 0
2938 | 1859.685 | 775.99 | 3394.9067 | 1347.706 | -2047.2007 | 0 | 0 | 564.78 | 0 | 0
2939 | 1608.786 | 732.37 | 3135.007 | 1086.5772 | -2048.4298 | 0 | 0 | 564.78 | 0 | 0
2940 | 1823.532 | 968.12 | 4093.4542 | 1856.5002 | -2236.9541 | 0 | 0 | 39.768 | 0 | 0
2941 | 1798.158 | 498.71 | 2170.7242 | 1871.4811 | -299.2431 | 0 | 0 | 0 | 0 | 0
2942 | 1525.044 | 281.78 | 1236.6166 | 1236.6166 | 0 | 0 | 0 | 336.877 | 0 | 0
2943 | 1520.027 | 443.07 | 1963.7283 | 1582.0088 | -381.7195 | 0 | 0 | 0 | 0 | 0
2944 | 1553.305 | 118.9 | 513.4443 | 513.4443 | 0 | 0 | 0 | 564.78 | 0 | 515.3895
2945 | 1531.346 | 13.71 | 33.1852 | 33.1852 | 0 | 0 | 0 | 564.78 | 0 | 972.7943
2946 | 1537.263 | 5.87 | 0 | 0 | 0 | 0 | 0 | 564.78 | 0 | 1012.1377
2947 | 1394.4 | 0 | 0 | 0 | 0 | 0 | 0 | 0 | 0 | 1451.2592
2948 | 1347.2 | 0 | 0 | 0 | 0 | 0 | 0 | 0 | 0 | 1402.1345
2949 | 1466.4 | 0 | 0 | 0 | 0 | 0 | 0 | 0 | 0 | 1526.1951
2950 | 1319.2 | 0 | 0 | 0 | 0 | 0 | 0 | 0 | 0 | 1372.9927
2951 | 1240 | 0 | 0 | 0 | 0 | 0 | 0 | 0 | 0 | 1290.5632
2952 | 0 | 0 | 0 | 0 | 0 | 0 | 0 | 0 | 0 | 0
2953 | 0 | 0 | 0 | 0 | 0 | 0 | 0 | 0 | 0 | 0
2954 | 0 | 0 | 0 | 0 | 0 | 0 | 0 | 0 | 0 | 0
2955 | 0 | 0 | 0 | 0 | 0 | 0 | 0 | 0 | 0 | 0
2956 | 0 | 0 | 0 | 0 | 0 | 0 | 0 | 0 | 0 | 0
2957 | 0 | 0 | 0 | 0 | 0 | 0 | 0 | 0 | 0 | 0
2958 | 0 | 0 | 0 | 0 | 0 | 0 | 0 | 0 | 0 | 0
2959 | 1206.214 | 130.55 | 478.1641 | 478.1641 | 0 | 0 | 0 | 564.78 | 0 | 189.4245
2960 | 1033.754 | 294.32 | 1349.1454 | 1075.9072 | -273.2383 | 0 | 0 | 0 | 0 | 0
2961 | 1422.494 | 589.65 | 2701.0042 | 1480.4987 | -1220.5054 | 0 | 0 | 0 | 0 | 0
2962 | 1530.86 | 653.53 | 2883.9769 | 1593.2836 | -1290.6933 | 0 | 0 | 0 | 0 | 0
2963 | 1656.662 | 908.3 | 3958.7725 | 1724.2154 | -2234.5571 | 0 | 0 | 0 | 0 | 0
2964 | 1345.486 | 813.12 | 3500.4904 | 1400.3506 | -2100.1398 | 0 | 0 | 0 | 0 | 0
2965 | 1497.656 | 216.08 | 938.686 | 938.686 | 0 | 0 | 0 | 564.78 | 0 | 32.2297
2966 | 1691.038 | 74.3 | 297.378 | 297.378 | 0 | 0 | 0 | 564.78 | 0 | 874.8052
2967 | 1889.882 | 132.3 | 566.8945 | 566.8945 | 0 | 0 | 0 | 564.78 | 0 | 812.2409
2968 | 1787.216 | 255.4 | 1147.8134 | 1147.8134 | 0 | 0 | 0 | 564.78 | 0 | 124.4696
2969 | 1100.388 | 151.86 | 675.5745 | 675.5745 | 0 | 0 | 0 | 451.282 | 0 | 0
2970 | 1874.444 | 38.93 | 142.0587 | 142.0587 | 0 | 0 | 0 | 564.78 | 0 | 1221.0092
2971 | 1314.638 | 0 | 0 | 0 | 0 | 0 | 0 | 564.78 | 0 | 780.4348
2972 | 1416 | 0 | 0 | 0 | 0 | 0 | 0 | 564.78 | 0 | 885.93
2973 | 988.8 | 0 | 0 | 0 | 0 | 0 | 0 | 564.78 | 0 | 441.3102
2974 | 963.2 | 0 | 0 | 0 | 0 | 0 | 0 | 564.78 | 0 | 414.6663
2975 | 1384 | 0 | 0 | 0 | 0 | 0 | 0 | 564.78 | 0 | 852.6252
2976 | 0 | 0 | 0 | 0 | 0 | 0 | 0 | 0 | 0 | 0
2977 | 0 | 0 | 0 | 0 | 0 | 0 | 0 | 0 | 0 | 0
2978 | 0 | 0 | 0 | 0 | 0 | 0 | 0 | 0 | 0 | 0
2979 | 0 | 0 | 0 | 0 | 0 | 0 | 0 | 0 | 0 | 0
2980 | 0 | 0 | 0 | 0 | 0 | 0 | 0 | 0 | 0 | 0
2981 | 0 | 0 | 0 | 0 | 0 | 0 | 0 | 0 | 0 | 0
2982 | 0 | 0 | 0 | 0 | 0 | 0 | 0 | 0 | 0 | 0
2983 | 1212.52 | 132.77 | 479.3183 | 479.3183 | 0 | 0 | 0 | 564.78 | 0 | 194.8345
2984 | 1002.061 | 367.38 | 1685.026 | 1042.9218 | -642.1041 | 0 | 0 | 0 | 0 | 0
2985 | 965.107 | 262.56 | 1179.8506 | 1004.461 | -175.3896 | 0 | 0 | 0 | 0 | 0
2986 | 1411.917 | 787.42 | 3524.6541 | 1469.4904 | -2055.1637 | 0 | 0 | 0 | 0 | 0
2987 | 1427.898 | 504.63 | 2211.735 | 1486.1231 | -725.6119 | 0 | 0 | 0 | 0 | 0
2988 | 1337.421 | 398.64 | 1738.4157 | 1391.9567 | -346.459 | 0 | 0 | 0 | 0 | 0
2989 | 1072.122 | 540.58 | 2352.4282 | 1115.8397 | -1236.5885 | 0 | 0 | 0 | 0 | 0
2990 | 1193.708 | 684.42 | 2988.2971 | 1242.3836 | -1745.9135 | 0 | 0 | 0 | 0 | 0
2991 | 980.197 | 646.88 | 2870.9058 | 1020.1663 | -1850.7395 | 0 | 0 | 0 | 0 | 0
2992 | 1206.253 | 474.81 | 2162.5708 | 1255.4401 | -907.1306 | 0 | 0 | 0 | 0 | 0
2993 | 1386.057 | 158.75 | 705.7362 | 705.7362 | 0 | 0 | 0 | 564.78 | 0 | 149.0299
2994 | 1219.223 | 40.79 | 149.7272 | 149.7272 | 0 | 0 | 0 | 564.78 | 0 | 531.4019
2995 | 1409.584 | 0 | 0 | 0 | 0 | 0 | 0 | 0 | 0 | 1467.0623
2996 | 1578.4 | 0 | 0 | 0 | 0 | 0 | 0 | 0 | 0 | 1642.7621
2997 | 1444.8 | 0 | 0 | 0 | 0 | 0 | 0 | 0 | 0 | 1503.7143
2998 | 1684 | 0 | 0 | 0 | 0 | 0 | 0 | 0 | 0 | 1752.6681
2999 | 1376.8 | 0 | 0 | 0 | 0 | 0 | 0 | 0 | 0 | 1432.9415
3000 | 0 | 0 | 0 | 0 | 0 | 0 | 0 | 0 | 0 | 0
3001 | 0 | 0 | 0 | 0 | 0 | 0 | 0 | 0 | 0 | 0
3002 | 0 | 0 | 0 | 0 | 0 | 0 | 0 | 0 | 0 | 0
3003 | 0 | 0 | 0 | 0 | 0 | 0 | 0 | 0 | 0 | 0
3004 | 0 | 0 | 0 | 0 | 0 | 0 | 0 | 0 | 0 | 0
3005 | 0 | 0 | 0 | 0 | 0 | 0 | 0 | 0 | 0 | 0
3006 | 0 | 0 | 0 | 0 | 0 | 0 | 0 | 0 | 0 | 0
3007 | 781.83 | 72.02 | 301.9668 | 301.9668 | 0 | 0 | 0 | 277.369 | 0 | 223.0645
3008 | 709.607 | 362.62 | 1653.9411 | 738.5425 | -915.3986 | 0 | 0 | 0 | 0 | 0
3009 | 1534.229 | 590.3 | 2694.9021 | 1596.7899 | -1098.1121 | 0 | 0 | 0 | 0 | 0
3010 | 1020.516 | 780.43 | 3446.0807 | 1062.1294 | -2310.7295 | 0 | 73.2218 | 0 | 0 | 0
3011 | 1287.992 | 628.49 | 2718.4226 | 1340.5122 | -1377.9104 | 0 | 0 | 0 | 0 | 0
3012 | 1475.707 | 972.31 | 4131.1813 | 1535.8826 | -2310.7295 | 0 | 284.5692 | 0 | 0 | 0
3013 | 1238.1 | 958.47 | 4091.5975 | 1288.5868 | -2310.7295 | 0 | 492.2812 | 0 | 0 | 0
3014 | 1241.662 | 598.85 | 2605.8022 | 1292.293 | -1313.5092 | 0 | 0 | 0 | 0 | 0
3015 | 1191.082 | 440.55 | 1954.9192 | 1239.6505 | -715.2686 | 0 | 0 | 0 | 0 | 0
3016 | 1159.838 | 365.2 | 1651.4037 | 1207.1325 | -240.9929 | 0 | 203.2783 | 0 | 0 | 0
3017 | 1030.094 | 179.51 | 804.1676 | 804.1676 | 0 | 0 | 0 | 0 | 0 | 267.9303
3018 | 1147.534 | 46.15 | 172.4879 | 172.4879 | 0 | 0 | 0 | 0 | 0 | 1021.8388
3019 | 1455.483 | 0 | 0 | 0 | 0 | 0 | 0 | 0 | 0 | 1514.8329
3020 | 1283.2 | 0 | 0 | 0 | 0 | 0 | 0 | 0 | 0 | 1335.5248
3021 | 1238.4 | 0 | 0 | 0 | 0 | 0 | 0 | 0 | 0 | 1288.898
3022 | 1134.4 | 0 | 0 | 0 | 0 | 0 | 0 | 0 | 0 | 1180.6572
3023 | 1165.6 | 0 | 0 | 0 | 0 | 0 | 0 | 0 | 0 | 1213.1294
3024 | 0 | 0 | 0 | 0 | 0 | 0 | 0 | 0 | 0 | 0
3025 | 0 | 0 | 0 | 0 | 0 | 0 | 0 | 0 | 0 | 0
3026 | 0 | 0 | 0 | 0 | 0 | 0 | 0 | 0 | 0 | 0
3027 | 0 | 0 | 0 | 0 | 0 | 0 | 0 | 0 | 0 | 0
3028 | 0 | 0 | 0 | 0 | 0 | 0 | 0 | 0 | 0 | 0
3029 | 0 | 0 | 0 | 0 | 0 | 0 | 0 | 0 | 0 | 0
3030 | 0 | 0 | 0 | 0 | 0 | 0 | 0 | 0 | 0 | 0
3031 | 1273.643 | 128.72 | 487.4842 | 487.4842 | 0 | 0 | 0 | 0 | 0 | 838.0938
3032 | 802.242 | 356.92 | 1629.0623 | 834.9549 | -794.1075 | 0 | 0 | 0 | 0 | 0
3033 | 1200.115 | 415.4 | 1869.4558 | 1249.0518 | -620.4039 | 0 | 0 | 0 | 0 | 0
3034 | 1471.92 | 774.65 | 3388.6048 | 1531.9402 | -1856.6646 | 0 | 0 | 0 | 0 | 0
3035 | 1380.935 | 895.25 | 3778.5256 | 1437.2461 | -2310.7295 | 0 | 30.5499 | 0 | 0 | 0
3036 | 1423.39 | 957.41 | 3952.5674 | 1481.4313 | -2310.7295 | 0 | 160.4066 | 0 | 0 | 0
3037 | 1393.065 | 758.23 | 3152.0123 | 1449.8697 | -1702.1426 | 0 | 0 | 0 | 0 | 0
3038 | 1542.057 | 767.84 | 3211.4001 | 1604.9361 | -43.8729 | 0 | 1562.5911 | 0 | 0 | 0
3039 | 1458.87 | 611.72 | 2643.8135 | 1518.358 | 0 | 0 | 1125.4554 | 0 | 0 | 0
3040 | 2088.377 | 79.04 | 324.5767 | 324.5767 | 0 | 0 | 0 | 564.78 | 0 | 1261.1477
3041 | 1746.298 | 78.5 | 327.3691 | 327.3691 | 0 | 0 | 0 | 564.78 | 0 | 902.3275
3042 | 1528.475 | 21.55 | 64.8643 | 64.8643 | 0 | 0 | 0 | 564.78 | 0 | 938.1271
3043 | 1628.348 | 0 | 0 | 0 | 0 | 0 | 0 | 564.78 | 0 | 1106.9369
3044 | 1763.2 | 0 | 0 | 0 | 0 | 0 | 0 | 564.78 | 0 | 1247.2877
3045 | 1925.6 | 0 | 0 | 0 | 0 | 0 | 0 | 564.78 | 0 | 1416.3099
3046 | 2003.2 | 0 | 0 | 0 | 0 | 0 | 0 | 564.78 | 0 | 1497.0742
3047 | 1744 | 0 | 0 | 0 | 0 | 0 | 0 | 564.78 | 0 | 1227.3048
3048 | 0 | 0 | 0 | 0 | 0 | 0 | 0 | 0 | 0 | 0
3049 | 0 | 0 | 0 | 0 | 0 | 0 | 0 | 0 | 0 | 0
3050 | 0 | 0 | 0 | 0 | 0 | 0 | 0 | 0 | 0 | 0
3051 | 0 | 0 | 0 | 0 | 0 | 0 | 0 | 0 | 0 | 0
3052 | 0 | 0 | 0 | 0 | 0 | 0 | 0 | 0 | 0 | 0
3053 | 0 | 0 | 0 | 0 | 0 | 0 | 0 | 0 | 0 | 0
3054 | 0 | 0 | 0 | 0 | 0 | 0 | 0 | 0 | 0 | 0
3055 | 1371.414 | 75.2 | 315.8945 | 315.8945 | 0 | 0 | 0 | 564.78 | 0 | 523.6315
3056 | 1360.451 | 212.16 | 960.3362 | 828.1159 | -132.2203 | 0 | 0 | 564.78 | 0 | 0
3057 | 1498.823 | 338.6 | 1514.4572 | 972.1303 | -542.3269 | 0 | 0 | 564.78 | 0 | 0
3058 | 2067.103 | 592.58 | 2567.6931 | 1563.5819 | -1004.1113 | 0 | 0 | 564.78 | 0 | 0
3059 | 1900.996 | 880.73 | 3721.2142 | 1410.4846 | -2310.7295 | 0 | 0 | 545.774 | 0 | 0
3060 | 2047.677 | 941.6 | 3959.8403 | 1649.1108 | -2310.7295 | 0 | 0 | 463.177 | 0 | 0
3061 | 1737.954 | 817.86 | 3456.8995 | 1221.0123 | -2235.8873 | 0 | 0 | 564.78 | 0 | 0
3062 | 1834.925 | 712.11 | 3072.2191 | 1321.9374 | -1750.2816 | 0 | 0 | 564.78 | 0 | 0
3063 | 1799.821 | 245.16 | 1080.83 | 1080.83 | 0 | 0 | 0 | 564.78 | 0 | 204.572
3064 | 1674.824 | 50.57 | 196.3113 | 196.3113 | 0 | 0 | 0 | 564.78 | 0 | 958.9967
3065 | 1838.59 | 80.77 | 339.9729 | 339.9729 | 0 | 0 | 0 | 564.78 | 0 | 985.779
3066 | 1892.738 | 22.53 | 69.5333 | 69.5333 | 0 | 0 | 0 | 564.78 | 0 | 1312.5746
3067 | 1857.119 | 0 | 0 | 0 | 0 | 0 | 0 | 564.78 | 0 | 1345.0364
3068 | 1924 | 0 | 0 | 0 | 0 | 0 | 0 | 564.78 | 0 | 1414.6446
3069 | 1824.8 | 0 | 0 | 0 | 0 | 0 | 0 | 564.78 | 0 | 1311.3996
3070 | 2112.8 | 0 | 0 | 0 | 0 | 0 | 0 | 564.78 | 0 | 1611.1433
3071 | 1693.6 | 0 | 0 | 0 | 0 | 0 | 0 | 564.78 | 0 | 1174.8497
3072 | 0 | 0 | 0 | 0 | 0 | 0 | 0 | 0 | 0 | 0
3073 | 0 | 0 | 0 | 0 | 0 | 0 | 0 | 0 | 0 | 0
3074 | 0 | 0 | 0 | 0 | 0 | 0 | 0 | 0 | 0 | 0
3075 | 0 | 0 | 0 | 0 | 0 | 0 | 0 | 0 | 0 | 0
3076 | 0 | 0 | 0 | 0 | 0 | 0 | 0 | 0 | 0 | 0
3077 | 0 | 0 | 0 | 0 | 0 | 0 | 0 | 0 | 0 | 0
3078 | 0 | 0 | 0 | 0 | 0 | 0 | 0 | 0 | 0 | 0
3079 | 1151.437 | 128.43 | 490.9625 | 490.9625 | 0 | 0 | 0 | 564.78 | 0 | 119.6165
3080 | 1016.173 | 352.73 | 1616.9987 | 469.7994 | -1147.1993 | 0 | 0 | 564.78 | 0 | 0
3081 | 1393.713 | 577.1 | 2653.0181 | 862.7342 | -1790.2839 | 0 | 0 | 564.78 | 0 | 0
3082 | 1742.288 | 764.97 | 3406.9953 | 1710.8893 | -1696.1061 | 0 | 0 | 98.43 | 0 | 0
3083 | 1918.198 | 561.06 | 2457.1616 | 1996.416 | -460.7456 | 0 | 0 | 0 | 0 | 0
3084 | 1389.518 | 955.99 | 4097.3946 | 1446.1781 | -2310.7295 | 0 | 340.487 | 0 | 0 | 0
3085 | 1454.847 | 941.51 | 4039.8584 | 1514.171 | -2310.7295 | 0 | 214.9579 | 0 | 0 | 0
3086 | 1572.945 | 852.24 | 3713.0659 | 1637.0847 | -2075.9813 | 0 | 0 | 0 | 0 | 0
3087 | 1407.007 | 278.82 | 1235.451 | 1235.451 | 0 | 0 | 0 | 219.96 | 0 | 0
3088 | 1270.866 | 67.96 | 276.5833 | 276.5833 | 0 | 0 | 0 | 564.78 | 0 | 458.2936
3089 | 1921.03 | 34.3 | 125.6728 | 125.6728 | 0 | 0 | 0 | 564.78 | 0 | 1285.8808
3090 | 1338.785 | 10.77 | 19.0212 | 19.0212 | 0 | 0 | 0 | 564.78 | 0 | 786.5452
3091 | 1455.323 | 0 | 0 | 0 | 0 | 0 | 0 | 0 | 0 | 1514.6664
3092 | 1472 | 0 | 0 | 0 | 0 | 0 | 0 | 0 | 0 | 1532.0234
3093 | 1682.4 | 0 | 0 | 0 | 0 | 0 | 0 | 0 | 0 | 1751.0029
3094 | 1751.2 | 0 | 0 | 0 | 0 | 0 | 0 | 0 | 0 | 1822.6083
3095 | 1388 | 0 | 0 | 0 | 0 | 0 | 0 | 0 | 0 | 1444.5982
3096 | 0 | 0 | 0 | 0 | 0 | 0 | 0 | 0 | 0 | 0
3097 | 0 | 0 | 0 | 0 | 0 | 0 | 0 | 0 | 0 | 0
3098 | 0 | 0 | 0 | 0 | 0 | 0 | 0 | 0 | 0 | 0
3099 | 0 | 0 | 0 | 0 | 0 | 0 | 0 | 0 | 0 | 0
3100 | 0 | 0 | 0 | 0 | 0 | 0 | 0 | 0 | 0 | 0
3101 | 0 | 0 | 0 | 0 | 0 | 0 | 0 | 0 | 0 | 0
3102 | 0 | 0 | 0 | 0 | 0 | 0 | 0 | 0 | 0 | 0
3103 | 596.8 | 128.37 | 487.605 | 487.605 | 0 | 0 | 0 | 128.299 | 0 | 0
3104 | 559.198 | 212.02 | 960.6276 | 582.0003 | -378.6273 | 0 | 0 | 0 | 0 | 0
3105 | 533.643 | 436.27 | 1956.5282 | 555.4033 | -1401.1249 | 0 | 0 | 0 | 0 | 0
3106 | 918.03 | 503 | 2209.3193 | 955.4643 | -1253.855 | 0 | 0 | 0 | 0 | 0
3107 | 967.693 | 594.24 | 2574.8943 | 1007.1524 | -1567.7419 | 0 | 0 | 0 | 0 | 0
3108 | 627.109 | 796.48 | 3394.7006 | 652.6805 | -2310.7295 | 0 | 431.2906 | 0 | 0 | 0
3109 | 812.063 | 777.83 | 3332.5871 | 845.1774 | -2310.7295 | 0 | 176.6802 | 0 | 0 | 0
3110 | 905.477 | 699.2 | 3039.0276 | 942.3994 | -2096.6282 | 0 | 0 | 0 | 0 | 0
3111 | 596.201 | 514.38 | 2284.4437 | 620.5122 | -1273.9462 | 0 | 389.9853 | 0 | 0 | 0
3112 | 817.356 | 31.38 | 109.3784 | 109.3784 | 0 | 0 | 0 | 0 | 0 | 741.3068
3113 | 855.171 | 14.69 | 37.289 | 37.289 | 0 | 0 | 0 | 0 | 0 | 852.7532
3114 | 864.861 | 5.87 | 0 | 0 | 0 | 0 | 0 | 0 | 0 | 900.1273
3115 | 824.194 | 0 | 0 | 0 | 0 | 0 | 0 | 0 | 0 | 857.802
3116 | 626.4 | 0 | 0 | 0 | 0 | 0 | 0 | 0 | 0 | 651.9426
3117 | 780 | 0 | 0 | 0 | 0 | 0 | 0 | 0 | 0 | 811.8059
3118 | 831.2 | 0 | 0 | 0 | 0 | 0 | 0 | 0 | 0 | 865.0937
3119 | 764 | 0 | 0 | 0 | 0 | 0 | 0 | 0 | 0 | 795.1535
3120 | 0 | 0 | 0 | 0 | 0 | 0 | 0 | 0 | 0 | 0
3121 | 0 | 0 | 0 | 0 | 0 | 0 | 0 | 0 | 0 | 0
3122 | 0 | 0 | 0 | 0 | 0 | 0 | 0 | 0 | 0 | 0
3123 | 0 | 0 | 0 | 0 | 0 | 0 | 0 | 0 | 0 | 0
3124 | 0 | 0 | 0 | 0 | 0 | 0 | 0 | 0 | 0 | 0
3125 | 0 | 0 | 0 | 0 | 0 | 0 | 0 | 0 | 0 | 0
3126 | 0 | 0 | 0 | 0 | 0 | 0 | 0 | 0 | 0 | 0
3127 | 1606.824 | 85.52 | 363.4684 | 363.4684 | 0 | 0 | 0 | 0 | 0 | 1308.8767
3128 | 1031.203 | 292.88 | 1344.1611 | 1073.2522 | -270.909 | 0 | 0 | 0 | 0 | 0
3129 | 1251.649 | 427.28 | 1936.2809 | 1302.6872 | -633.5937 | 0 | 0 | 0 | 0 | 0
3130 | 1182.361 | 623.89 | 2767.617 | 1230.5739 | -1537.0431 | 0 | 0 | 0 | 0 | 0
3131 | 1327.158 | 739.57 | 3228.6426 | 1381.2752 | -1847.3674 | 0 | 0 | 0 | 0 | 0
3132 | 662.126 | 776.07 | 3365.3528 | 689.1254 | -2310.7295 | 0 | 365.4979 | 0 | 0 | 0
3133 | 803.013 | 795.79 | 3457.0754 | 835.7573 | -2064.0665 | 0 | 557.2517 | 0 | 0 | 0
3134 | 839.44 | 679.3 | 2985.4807 | 873.6697 | 0 | 0 | 2111.811 | 0 | 0 | 0
3135 | 881.612 | 614.63 | 2744.8438 | 917.5613 | 0 | 0 | 1827.2824 | 0 | 0 | 0
3136 | 723.729 | 394.34 | 1793.0315 | 753.2403 | 0 | 0 | 1039.7912 | 0 | 0 | 0
3137 | 1037.81 | 177.47 | 794.8059 | 794.8059 | 0 | 0 | 0 | 274.144 | 0 | 0
3138 | 1280.783 | 46.03 | 172.3537 | 172.3537 | 0 | 0 | 0 | 564.78 | 0 | 572.8446
3139 | 1299.258 | 0 | 0 | 0 | 0 | 0 | 0 | 564.78 | 0 | 764.4277
3140 | 1091.2 | 0 | 0 | 0 | 0 | 0 | 0 | 295.068 | 0 | 828.5957
3141 | 1475.2 | 0 | 0 | 0 | 0 | 0 | 0 | 0 | 0 | 1535.3539
3142 | 901.6 | 0 | 0 | 0 | 0 | 0 | 0 | 0 | 0 | 938.3644
3143 | 1424.8 | 0 | 0 | 0 | 0 | 0 | 0 | 0 | 0 | 1482.8988
3144 | 0 | 0 | 0 | 0 | 0 | 0 | 0 | 0 | 0 | 0
3145 | 0 | 0 | 0 | 0 | 0 | 0 | 0 | 0 | 0 | 0
3146 | 0 | 0 | 0 | 0 | 0 | 0 | 0 | 0 | 0 | 0
3147 | 0 | 0 | 0 | 0 | 0 | 0 | 0 | 0 | 0 | 0
3148 | 0 | 0 | 0 | 0 | 0 | 0 | 0 | 0 | 0 | 0
3149 | 0 | 0 | 0 | 0 | 0 | 0 | 0 | 0 | 0 | 0
3150 | 0 | 0 | 0 | 0 | 0 | 0 | 0 | 0 | 0 | 0
3151 | 1360.959 | 108.71 | 458.9555 | 458.9555 | 0 | 0 | 0 | 0 | 0 | 957.499
3152 | 1089.279 | 295.6 | 1360.1766 | 1133.6963 | -226.4803 | 0 | 0 | 0 | 0 | 0
3153 | 1352.296 | 576.63 | 2656.5453 | 1407.4383 | -1249.107 | 0 | 0 | 0 | 0 | 0
3154 | 1592.847 | 761.21 | 3413.4794 | 1657.7982 | -1755.6812 | 0 | 0 | 0 | 0 | 0
3155 | 1626.609 | 673.47 | 2962.2339 | 1692.9369 | -1269.297 | 0 | 0 | 0 | 0 | 0
3156 | 1541.713 | 638.31 | 2806.9948 | 1604.5791 | -1202.4157 | 0 | 0 | 0 | 0 | 0
3157 | 1622.298 | 706.56 | 3103.3393 | 1688.4501 | -1414.8892 | 0 | 0 | 0 | 0 | 0
3158 | 1448.694 | 496.42 | 2215.3413 | 1507.7671 | -707.5742 | 0 | 0 | 0 | 0 | 0
3159 | 1620.387 | 385.68 | 1740.2735 | 1686.4612 | -53.8123 | 0 | 0 | 0 | 0 | 0
3160 | 1509.994 | 251.99 | 1145.5487 | 1145.5487 | 0 | 0 | 0 | 409.327 | 0 | 0
3161 | 1315.27 | 190.5 | 864.7461 | 864.7461 | 0 | 0 | 0 | 484.404 | 0 | 0
3162 | 1693.54 | 49.29 | 187.702 | 187.702 | 0 | 0 | 0 | 526.646 | 0 | 1026.7742
3163 | 1887.87 | 0 | 0 | 0 | 0 | 0 | 0 | 0 | 0 | 1964.8513
3164 | 1574.4 | 0 | 0 | 0 | 0 | 0 | 0 | 0 | 0 | 1638.599
3165 | 1738.4 | 0 | 0 | 0 | 0 | 0 | 0 | 0 | 0 | 1809.2864
3166 | 1488 | 0 | 0 | 0 | 0 | 0 | 0 | 0 | 0 | 1548.6759
3167 | 1567.2 | 0 | 0 | 0 | 0 | 0 | 0 | 0 | 0 | 1631.1054
3168 | 0 | 0 | 0 | 0 | 0 | 0 | 0 | 0 | 0 | 0
3169 | 0 | 0 | 0 | 0 | 0 | 0 | 0 | 0 | 0 | 0
3170 | 0 | 0 | 0 | 0 | 0 | 0 | 0 | 0 | 0 | 0
3171 | 0 | 0 | 0 | 0 | 0 | 0 | 0 | 0 | 0 | 0
3172 | 0 | 0 | 0 | 0 | 0 | 0 | 0 | 0 | 0 | 0
3173 | 0 | 0 | 0 | 0 | 0 | 0 | 0 | 0 | 0 | 0
3174 | 0 | 0 | 0 | 0 | 0 | 0 | 0 | 0 | 0 | 0
3175 | 1222.398 | 109.4 | 463.2602 | 463.2602 | 0 | 0 | 0 | 0 | 0 | 808.9833
3176 | 1224.246 | 289.21 | 1326.2692 | 1274.1668 | -52.1023 | 0 | 0 | 0 | 0 | 0
3177 | 1405.356 | 582.37 | 2672.1413 | 1462.6619 | -1209.4794 | 0 | 0 | 0 | 0 | 0
3178 | 1702.904 | 768.03 | 3426.92 | 1772.343 | -1654.577 | 0 | 0 | 0 | 0 | 0
3179 | 1163.639 | 754.55 | 3285.2921 | 1211.0885 | -2074.2036 | 0 | 0 | 0 | 0 | 0
3180 | 1654.093 | 744.09 | 3222.7591 | 1721.5416 | -1501.2175 | 0 | 0 | 0 | 0 | 0
3181 | 1527.881 | 817.98 | 3516.0271 | 1590.1831 | -1925.844 | 0 | 0 | 0 | 0 | 0
3182 | 1582.693 | 846.62 | 3706.1208 | 1647.2301 | -2058.8907 | 0 | 0 | 0 | 0 | 0
3183 | 1693.198 | 607.43 | 2685.3342 | 1762.2412 | -923.093 | 0 | 0 | 0 | 0 | 0
3184 | 1547.887 | 312.74 | 1404.7271 | 1404.7271 | 0 | 0 | 0 | 0 | 0 | 206.2778
3185 | 1494.49 | 197.75 | 883.0377 | 883.0377 | 0 | 0 | 0 | 0 | 0 | 672.3928
3186 | 1557.6 | 51.69 | 194.2953 | 194.2953 | 0 | 0 | 0 | 0 | 0 | 1426.8186
3187 | 1736.8 | 0 | 0 | 0 | 0 | 0 | 0 | 0 | 0 | 1807.6211
3188 | 1518.4 | 0 | 0 | 0 | 0 | 0 | 0 | 0 | 0 | 1580.3155
3189 | 1556 | 0 | 0 | 0 | 0 | 0 | 0 | 0 | 0 | 1619.4487
3190 | 1313.6 | 0 | 0 | 0 | 0 | 0 | 0 | 0 | 0 | 1367.1644
3191 | 1468.8 | 0 | 0 | 0 | 0 | 0 | 0 | 0 | 0 | 1528.693
3192 | 0 | 0 | 0 | 0 | 0 | 0 | 0 | 0 | 0 | 0
3193 | 0 | 0 | 0 | 0 | 0 | 0 | 0 | 0 | 0 | 0
3194 | 0 | 0 | 0 | 0 | 0 | 0 | 0 | 0 | 0 | 0
3195 | 0 | 0 | 0 | 0 | 0 | 0 | 0 | 0 | 0 | 0
3196 | 0 | 0 | 0 | 0 | 0 | 0 | 0 | 0 | 0 | 0
3197 | 0 | 0 | 0 | 0 | 0 | 0 | 0 | 0 | 0 | 0
3198 | 0 | 0 | 0 | 0 | 0 | 0 | 0 | 0 | 0 | 0
3199 | 1067.464 | 120.17 | 503.5236 | 503.5236 | 0 | 0 | 0 | 0 | 0 | 607.4681
3200 | 1283.562 | 309.03 | 1418.1864 | 1335.9015 | -82.2849 | 0 | 0 | 0 | 0 | 0
3201 | 1599.831 | 447.34 | 2024.4888 | 1665.067 | -359.4219 | 0 | 0 | 0 | 0 | 0
3202 | 1734.369 | 748.59 | 3333.3999 | 1805.091 | -1528.3089 | 0 | 0 | 0 | 0 | 0
3203 | 1623.038 | 889.39 | 3888.7293 | 1689.2203 | -2199.509 | 0 | 0 | 0 | 0 | 0
3204 | 1636.443 | 949.59 | 4120.7934 | 1703.1729 | -2310.7295 | 0 | 106.8909 | 0 | 0 | 0
3205 | 1725.917 | 939.27 | 4077.5845 | 1796.2944 | -2281.2901 | 0 | 0 | 0 | 0 | 0
3206 | 2012.075 | 853.26 | 3748.3097 | 2094.121 | -1654.1888 | 0 | 0 | 0 | 0 | 0
3207 | 1948.007 | 704.95 | 3156.4803 | 2027.4405 | -1129.0399 | 0 | 0 | 0 | 0 | 0
3208 | 1556.628 | 505.8 | 2318.7216 | 1620.1023 | -698.6193 | 0 | 0 | 0 | 0 | 0
3209 | 1721.903 | 277.05 | 1197.6697 | 1197.6697 | 0 | 0 | 0 | 564.78 | 0 | 6.637
3210 | 1737.852 | 66.48 | 198.8123 | 198.8123 | 0 | 0 | 0 | 564.78 | 0 | 1022.0938
3211 | 1568.995 | 0 | 0 | 0 | 0 | 0 | 0 | 564.78 | 0 | 1045.1637
3212 | 1459.2 | 0 | 0 | 0 | 0 | 0 | 0 | 564.78 | 0 | 930.8916
3213 | 1577.6 | 0 | 0 | 0 | 0 | 0 | 0 | 564.78 | 0 | 1054.1196
3214 | 1764.8 | 0 | 0 | 0 | 0 | 0 | 0 | 564.78 | 0 | 1248.953
3215 | 1724 | 0 | 0 | 0 | 0 | 0 | 0 | 564.78 | 0 | 1206.4893
3216 | 0 | 0 | 0 | 0 | 0 | 0 | 0 | 0 | 0 | 0
3217 | 0 | 0 | 0 | 0 | 0 | 0 | 0 | 0 | 0 | 0
3218 | 0 | 0 | 0 | 0 | 0 | 0 | 0 | 0 | 0 | 0
3219 | 0 | 0 | 0 | 0 | 0 | 0 | 0 | 0 | 0 | 0
3220 | 0 | 0 | 0 | 0 | 0 | 0 | 0 | 0 | 0 | 0
3221 | 0 | 0 | 0 | 0 | 0 | 0 | 0 | 0 | 0 | 0
3222 | 0 | 0 | 0 | 0 | 0 | 0 | 0 | 0 | 0 | 0
3223 | 1482.886 | 43.13 | 169.4759 | 169.4759 | 0 | 0 | 0 | 564.78 | 0 | 786.0664
3224 | 905.259 | 120.25 | 531.4331 | 354.3626 | -177.0705 | 0 | 0 | 564.78 | 0 | 0
3225 | 1293.998 | 288.91 | 1305.9855 | 758.9532 | -547.0323 | 0 | 0 | 564.78 | 0 | 0
3226 | 1538.464 | 435.37 | 1943.2989 | 1013.3877 | -929.9112 | 0 | 0 | 564.78 | 0 | 0
3227 | 1566.084 | 603.42 | 2647.8454 | 1042.134 | -1605.7115 | 0 | 0 | 564.78 | 0 | 0
3228 | 1519.876 | 682.88 | 2973.314 | 994.0418 | -1979.2723 | 0 | 0 | 564.78 | 0 | 0
3229 | 2001.861 | 508.1 | 2235.5709 | 1495.6806 | -739.8903 | 0 | 0 | 564.78 | 0 | 0
3230 | 1474.906 | 121.78 | 516.6249 | 516.6249 | 0 | 0 | 0 | 564.78 | 0 | 430.612
3231 | 1790.369 | 462.77 | 2068.1161 | 1275.5646 | -792.5515 | 0 | 0 | 564.78 | 0 | 0
3232 | 1829.06 | 229.02 | 1028.1813 | 1028.1813 | 0 | 0 | 0 | 564.78 | 0 | 287.652
3233 | 1677.484 | 27.43 | 95.1655 | 95.1655 | 0 | 0 | 0 | 564.78 | 0 | 1062.911
3234 | 2026.099 | 9.79 | 15.2505 | 15.2505 | 0 | 0 | 0 | 564.78 | 0 | 1505.6564
3235 | 1587.2 | 0 | 0 | 0 | 0 | 0 | 0 | 564.78 | 0 | 1064.111
3236 | 1344 | 0 | 0 | 0 | 0 | 0 | 0 | 564.78 | 0 | 810.9941
3237 | 1775.2 | 0 | 0 | 0 | 0 | 0 | 0 | 326.181 | 0 | 1508.1053
3238 | 1706.4 | 0 | 0 | 0 | 0 | 0 | 0 | 0 | 0 | 1775.9815
3239 | 1422.4 | 0 | 0 | 0 | 0 | 0 | 0 | 0 | 0 | 1480.4009
3240 | 0 | 0 | 0 | 0 | 0 | 0 | 0 | 0 | 0 | 0
3241 | 0 | 0 | 0 | 0 | 0 | 0 | 0 | 0 | 0 | 0
3242 | 0 | 0 | 0 | 0 | 0 | 0 | 0 | 0 | 0 | 0
3243 | 0 | 0 | 0 | 0 | 0 | 0 | 0 | 0 | 0 | 0
3244 | 0 | 0 | 0 | 0 | 0 | 0 | 0 | 0 | 0 | 0
3245 | 0 | 0 | 0 | 0 | 0 | 0 | 0 | 0 | 0 | 0
3246 | 0 | 0 | 0 | 0 | 0 | 0 | 0 | 0 | 0 | 0
3247 | 1055.099 | 79.42 | 336.6944 | 336.6944 | 0 | 0 | 0 | 564.78 | 0 | 173.6182
3248 | 1425.043 | 222.58 | 1016.0271 | 895.3418 | -120.6854 | 0 | 0 | 564.78 | 0 | 0
3249 | 1508.333 | 449.72 | 2040.7718 | 982.0281 | -1058.7437 | 0 | 0 | 564.78 | 0 | 0
3250 | 1700.252 | 643.82 | 2854.4219 | 1181.7729 | -1672.649 | 0 | 0 | 564.78 | 0 | 0
3251 | 1839.549 | 724.3 | 3162.7583 | 1326.75 | -1836.0083 | 0 | 0 | 564.78 | 0 | 0
3252 | 1816.85 | 742.05 | 3225.0061 | 1303.1254 | -1921.8807 | 0 | 0 | 564.78 | 0 | 0
3253 | 1707.886 | 803.24 | 3479.3626 | 1189.7172 | -2289.6455 | 0 | 0 | 564.78 | 0 | 0
3254 | 1728.169 | 673.76 | 2952.793 | 1210.8283 | -1741.9648 | 0 | 0 | 564.78 | 0 | 0
3255 | 1703.789 | 550.6 | 2447.8186 | 1364.6894 | -1083.1291 | 0 | 0 | 392.567 | 0 | 0
3256 | 1569.14 | 458.58 | 2079.8457 | 1633.1245 | -446.7212 | 0 | 0 | 0 | 0 | 0
3257 | 1690.426 | 219.28 | 983.9046 | 983.9046 | 0 | 0 | 0 | 564.78 | 0 | 187.6416
3258 | 1602.301 | 57.19 | 213.0491 | 213.0491 | 0 | 0 | 0 | 564.78 | 0 | 866.7787
3259 | 1476.806 | 0 | 0 | 0 | 0 | 0 | 0 | 0 | 0 | 1537.0254
3260 | 1332.8 | 0 | 0 | 0 | 0 | 0 | 0 | 0 | 0 | 1387.1473
3261 | 1378.4 | 0 | 0 | 0 | 0 | 0 | 0 | 0 | 0 | 1434.6067
3262 | 1814.4 | 0 | 0 | 0 | 0 | 0 | 0 | 0 | 0 | 1888.3854
3263 | 1490.4 | 0 | 0 | 0 | 0 | 0 | 0 | 0 | 0 | 1551.1737
3264 | 0 | 0 | 0 | 0 | 0 | 0 | 0 | 0 | 0 | 0
3265 | 0 | 0 | 0 | 0 | 0 | 0 | 0 | 0 | 0 | 0
3266 | 0 | 0 | 0 | 0 | 0 | 0 | 0 | 0 | 0 | 0
3267 | 0 | 0 | 0 | 0 | 0 | 0 | 0 | 0 | 0 | 0
3268 | 0 | 0 | 0 | 0 | 0 | 0 | 0 | 0 | 0 | 0
3269 | 0 | 0 | 0 | 0 | 0 | 0 | 0 | 0 | 0 | 0
3270 | 0 | 0 | 0 | 0 | 0 | 0 | 0 | 0 | 0 | 0
3271 | 1106.227 | 89.01 | 378.9926 | 378.9926 | 0 | 0 | 0 | 564.78 | 0 | 184.5328
3272 | 998.236 | 244.02 | 1116.1582 | 1038.9409 | -77.2173 | 0 | 0 | 0 | 0 | 0
3273 | 1435.791 | 572.73 | 2626.1411 | 1494.338 | -1131.8031 | 0 | 0 | 0 | 0 | 0
3274 | 1831.647 | 591.11 | 2626.7114 | 1906.3357 | -720.3757 | 0 | 0 | 0 | 0 | 0
3275 | 1511.408 | 745.36 | 3258.2267 | 1573.0384 | -1685.1883 | 0 | 0 | 0 | 0 | 0
3276 | 1131.45 | 690.92 | 3027.602 | 1177.5869 | -1850.0151 | 0 | 0 | 0 | 0 | 0
3277 | 1343.015 | 295.76 | 1313.5259 | 1313.5259 | 0 | 0 | 0 | 80.952 | 0 | 0
3278 | 1463.195 | 653.73 | 2903.0033 | 1522.8594 | -1380.1439 | 0 | 0 | 0 | 0 | 0
3279 | 1538.188 | 583.09 | 2628.563 | 1600.9104 | -1027.6526 | 0 | 0 | 0 | 0 | 0
3280 | 1937.529 | 132.69 | 584.8895 | 584.8895 | 0 | 0 | 0 | 564.78 | 0 | 843.8358
3281 | 1784.662 | 130.28 | 580.257 | 580.257 | 0 | 0 | 0 | 564.78 | 0 | 689.3679
3282 | 1641.186 | 42.66 | 161.4203 | 161.4203 | 0 | 0 | 0 | 564.78 | 0 | 958.8781
3283 | 1082.752 | 0 | 0 | 0 | 0 | 0 | 0 | 0 | 0 | 1126.9032
3284 | 1290.4 | 0 | 0 | 0 | 0 | 0 | 0 | 0 | 0 | 1343.0184
3285 | 1324.8 | 0 | 0 | 0 | 0 | 0 | 0 | 0 | 0 | 1378.8211
3286 | 1139.2 | 0 | 0 | 0 | 0 | 0 | 0 | 0 | 0 | 1185.6529
3287 | 1259.2 | 0 | 0 | 0 | 0 | 0 | 0 | 0 | 0 | 1310.5461
3288 | 0 | 0 | 0 | 0 | 0 | 0 | 0 | 0 | 0 | 0
3289 | 0 | 0 | 0 | 0 | 0 | 0 | 0 | 0 | 0 | 0
3290 | 0 | 0 | 0 | 0 | 0 | 0 | 0 | 0 | 0 | 0
3291 | 0 | 0 | 0 | 0 | 0 | 0 | 0 | 0 | 0 | 0
3292 | 0 | 0 | 0 | 0 | 0 | 0 | 0 | 0 | 0 | 0
3293 | 0 | 0 | 0 | 0 | 0 | 0 | 0 | 0 | 0 | 0
3294 | 0 | 0 | 0 | 0 | 0 | 0 | 0 | 0 | 0 | 0
3295 | 1182.657 | 120.9 | 506.8083 | 506.8083 | 0 | 0 | 0 | 564.78 | 0 | 136.2637
3296 | 936.672 | 307.86 | 1420.754 | 974.8665 | -445.8875 | 0 | 0 | 0 | 0 | 0
3297 | 1006.925 | 330.42 | 1501.3434 | 1047.9842 | -453.3592 | 0 | 0 | 0 | 0 | 0
3298 | 980.994 | 346.88 | 1549.6386 | 1020.9958 | -528.6428 | 0 | 0 | 0 | 0 | 0
3299 | 1100.227 | 438.16 | 1931.4725 | 1145.0907 | -786.3818 | 0 | 0 | 0 | 0 | 0
3300 | 1192.407 | 783.26 | 3325.2038 | 1241.0295 | -2084.1743 | 0 | 0 | 0 | 0 | 0
3301 | 1178.5 | 782.88 | 3332.7807 | 1226.5555 | -2106.2252 | 0 | 0 | 0 | 0 | 0
3302 | 1218.473 | 846.41 | 3654.0913 | 1268.1595 | -2310.7295 | 0 | 75.2024 | 0 | 0 | 0
3303 | 1017.622 | 701.04 | 3111.2805 | 1059.1174 | -2052.1631 | 0 | 0 | 0 | 0 | 0
3304 | 339.258 | 502.96 | 2302.7301 | 353.0929 | -1825.817 | 0 | 123.8202 | 0 | 0 | 0
3305 | 224.739 | 275.97 | 1199.1934 | 233.9031 | 0 | 0 | 965.2903 | 0 | 0 | 0
3306 | 209.471 | 68.88 | 246.0219 | 218.0126 | 0 | 0 | 28.0094 | 0 | 0 | 0
3307 | 115.054 | 0 | 0 | 0 | 0 | 0 | 0 | 0 | 0 | 119.7455
3308 | 0 | 0 | 0 | 0 | 0 | 0 | 0 | 0 | 0 | 0
3309 | 0 | 0 | 0 | 0 | 0 | 0 | 0 | 0 | 0 | 0
3310 | 0 | 0 | 0 | 0 | 0 | 0 | 0 | 0 | 0 | 0
3311 | 0 | 0 | 0 | 0 | 0 | 0 | 0 | 0 | 0 | 0
3312 | 0 | 0 | 0 | 0 | 0 | 0 | 0 | 0 | 0 | 0
3313 | 0 | 0 | 0 | 0 | 0 | 0 | 0 | 0 | 0 | 0
3314 | 0 | 0 | 0 | 0 | 0 | 0 | 0 | 0 | 0 | 0
3315 | 0 | 0 | 0 | 0 | 0 | 0 | 0 | 0 | 0 | 0
3316 | 0 | 0 | 0 | 0 | 0 | 0 | 0 | 0 | 0 | 0
3317 | 0 | 0 | 0 | 0 | 0 | 0 | 0 | 0 | 0 | 0
3318 | 0 | 0 | 0 | 0 | 0 | 0 | 0 | 0 | 0 | 0
3319 | 79.923 | 79.57 | 338.139 | 83.181 | -133.2642 | 0 | 121.6939 | 0 | 0 | 0
3320 | 156.96 | 353.68 | 1617.8854 | 163.3603 | 0 | 0 | 1454.5251 | 0 | 0 | 0
3321 | 637.627 | 573.54 | 2650.437 | 663.6274 | 0 | 0 | 1986.8096 | 0 | 0 | 0
3322 | 1024.991 | 755.9 | 3405.0095 | 1066.7868 | 0 | 0 | 2338.2227 | 0 | 0 | 0
3323 | 1410.943 | 644.42 | 2848.0659 | 1468.4767 | 0 | 0 | 1379.5892 | 0 | 0 | 0
3324 | 1071.439 | 687.46 | 3016.1878 | 1115.1288 | 0 | 0 | 1901.059 | 0 | 0 | 0
3325 | 1560.347 | 929.12 | 4070.2199 | 1623.9729 | 0 | 0 | 2446.247 | 0 | 0 | 0
3326 | 1408.139 | 676.19 | 2986.1905 | 1465.5584 | 0 | 0 | 1520.6321 | 0 | 0 | 0
3327 | 996.949 | 59.37 | 236.6602 | 236.6602 | 0 | 0 | 0 | 564.78 | 0 | 213.1313
3328 | 1328.349 | 130.69 | 575.485 | 575.485 | 0 | 0 | 0 | 564.78 | 0 | 219.2199
3329 | 1340.192 | 252.92 | 1145.276 | 1145.276 | 0 | 0 | 0 | 239.787 | 0 | 0
3330 | 1479.054 | 67.49 | 207.2572 | 207.2572 | 0 | 0 | 0 | 66.193 | 0 | 1263.2158
3331 | 1458.236 | 0 | 0 | 0 | 0 | 0 | 0 | 0 | 0 | 1517.6982
3332 | 1057.6 | 0 | 0 | 0 | 0 | 0 | 0 | 0 | 0 | 1100.7255
3333 | 1518.4 | 0 | 0 | 0 | 0 | 0 | 0 | 0 | 0 | 1580.3155
3334 | 1292 | 0 | 0 | 0 | 0 | 0 | 0 | 0 | 0 | 1344.6836
3335 | 1396.8 | 0 | 0 | 0 | 0 | 0 | 0 | 0 | 0 | 1453.757
3336 | 0 | 0 | 0 | 0 | 0 | 0 | 0 | 0 | 0 | 0
3337 | 0 | 0 | 0 | 0 | 0 | 0 | 0 | 0 | 0 | 0
3338 | 0 | 0 | 0 | 0 | 0 | 0 | 0 | 0 | 0 | 0
3339 | 0 | 0 | 0 | 0 | 0 | 0 | 0 | 0 | 0 | 0
3340 | 0 | 0 | 0 | 0 | 0 | 0 | 0 | 0 | 0 | 0
3341 | 0 | 0 | 0 | 0 | 0 | 0 | 0 | 0 | 0 | 0
3342 | 0 | 0 | 0 | 0 | 0 | 0 | 0 | 0 | 0 | 0
3343 | 1413.981 | 131.85 | 481.2968 | 481.2968 | 0 | 0 | 0 | 0 | 0 | 990.3418
3344 | 1218.646 | 357.25 | 1637.4281 | 1268.3385 | -369.0896 | 0 | 0 | 0 | 0 | 0
3345 | 1283.48 | 577.34 | 2671.1339 | 1335.8162 | -1335.3177 | 0 | 0 | 0 | 0 | 0
3346 | 1235.312 | 759.75 | 3418.0567 | 1285.6841 | -2132.3726 | 0 | 0 | 0 | 0 | 0
3347 | 1227.421 | 709.16 | 3109.5319 | 1277.4713 | -1832.0607 | 0 | 0 | 0 | 0 | 0
3348 | 1268.221 | 940.13 | 4104.346 | 1319.935 | -2310.7295 | 0 | 473.6815 | 0 | 0 | 0
3349 | 1361.861 | 416.77 | 1839.804 | 1417.3933 | -422.4107 | 0 | 0 | 0 | 0 | 0
3350 | 1362.378 | 643.03 | 2832.4751 | 1417.9314 | -1414.5437 | 0 | 0 | 0 | 0 | 0
3351 | 1092.7 | 135.64 | 583.5656 | 583.5656 | 0 | 0 | 0 | 0 | 0 | 553.6912
3352 | 1161.964 | 37.26 | 136.2127 | 136.2127 | 0 | 0 | 0 | 0 | 0 | 1073.1325
3353 | 1302.91 | 92.01 | 393.6603 | 393.6603 | 0 | 0 | 0 | 0 | 0 | 962.3782
3354 | 1031.53 | 35.22 | 126.8447 | 126.8447 | 0 | 0 | 0 | 0 | 0 | 946.7478
3355 | 1155.338 | 0 | 0 | 0 | 0 | 0 | 0 | 0 | 0 | 1202.449
3356 | 992.8 | 0 | 0 | 0 | 0 | 0 | 0 | 0 | 0 | 1033.2832
3357 | 1484 | 0 | 0 | 0 | 0 | 0 | 0 | 0 | 0 | 1544.5128
3358 | 1380 | 0 | 0 | 0 | 0 | 0 | 0 | 0 | 0 | 1436.272
3359 | 799.2 | 0 | 0 | 0 | 0 | 0 | 0 | 0 | 0 | 831.7888
3360 | 0 | 0 | 0 | 0 | 0 | 0 | 0 | 0 | 0 | 0
3361 | 0 | 0 | 0 | 0 | 0 | 0 | 0 | 0 | 0 | 0
3362 | 0 | 0 | 0 | 0 | 0 | 0 | 0 | 0 | 0 | 0
3363 | 0 | 0 | 0 | 0 | 0 | 0 | 0 | 0 | 0 | 0
3364 | 0 | 0 | 0 | 0 | 0 | 0 | 0 | 0 | 0 | 0
3365 | 0 | 0 | 0 | 0 | 0 | 0 | 0 | 0 | 0 | 0
3366 | 0 | 0 | 0 | 0 | 0 | 0 | 0 | 0 | 0 | 0
3367 | 1303.011 | 132.88 | 486.84 | 486.84 | 0 | 0 | 0 | 0 | 0 | 869.3036
3368 | 993.966 | 355.12 | 1623.7075 | 1034.4967 | -589.2108 | 0 | 0 | 0 | 0 | 0
3369 | 1093.9 | 575.27 | 2658.1481 | 1138.5057 | -1519.6424 | 0 | 0 | 0 | 0 | 0
3370 | 1363.693 | 756.9 | 3411.9973 | 1419.3 | -1992.6973 | 0 | 0 | 0 | 0 | 0
3371 | 1239.039 | 884.85 | 3924.6642 | 1289.563 | -2310.7295 | 0 | 324.3716 | 0 | 0 | 0
3372 | 1503.503 | 943.34 | 4159.3146 | 1564.811 | -2310.7295 | 0 | 283.774 | 0 | 0 | 0
3373 | 1361.769 | 933.1 | 4117.7272 | 1417.2976 | -2310.7295 | 0 | 389.7001 | 0 | 0 | 0
3374 | 1532.198 | 844.9 | 3767.0812 | 1594.6751 | -1559.6436 | 0 | 612.7625 | 0 | 0 | 0
3375 | 1256.603 | 697.9 | 3166.7653 | 1307.8432 | 0 | 0 | 1858.9221 | 0 | 0 | 0
3376 | 1138.22 | 501.21 | 2322.1885 | 1184.633 | 0 | 0 | 1137.5555 | 0 | 0 | 0
3377 | 1339.573 | 127.97 | 562.6085 | 562.6085 | 0 | 0 | 0 | 0 | 0 | 831.5879
3378 | 1110.796 | 19.59 | 57.3905 | 57.3905 | 0 | 0 | 0 | 0 | 0 | 1098.7002
3379 | 989.602 | 0 | 0 | 0 | 0 | 0 | 0 | 0 | 0 | 1029.9548
3380 | 1045.6 | 0 | 0 | 0 | 0 | 0 | 0 | 0 | 0 | 1088.2362
3381 | 1416.8 | 0 | 0 | 0 | 0 | 0 | 0 | 0 | 0 | 1474.5726
3382 | 1268 | 0 | 0 | 0 | 0 | 0 | 0 | 0 | 0 | 1319.705
3383 | 1352.8 | 0 | 0 | 0 | 0 | 0 | 0 | 0 | 0 | 1407.9628
3384 | 0 | 0 | 0 | 0 | 0 | 0 | 0 | 0 | 0 | 0
3385 | 0 | 0 | 0 | 0 | 0 | 0 | 0 | 0 | 0 | 0
3386 | 0 | 0 | 0 | 0 | 0 | 0 | 0 | 0 | 0 | 0
3387 | 0 | 0 | 0 | 0 | 0 | 0 | 0 | 0 | 0 | 0
3388 | 0 | 0 | 0 | 0 | 0 | 0 | 0 | 0 | 0 | 0
3389 | 0 | 0 | 0 | 0 | 0 | 0 | 0 | 0 | 0 | 0
3390 | 0 | 0 | 0 | 0 | 0 | 0 | 0 | 0 | 0 | 0
3391 | 1304.669 | 110.07 | 466.4959 | 466.4959 | 0 | 0 | 0 | 0 | 0 | 891.3733
3392 | 935.942 | 287.3 | 1320.8228 | 974.1067 | -346.7161 | 0 | 0 | 0 | 0 | 0
3393 | 898.574 | 451.13 | 2055.8589 | 935.215 | -1120.6439 | 0 | 0 | 0 | 0 | 0
3394 | 1261.705 | 561.14 | 2508.5968 | 1313.1533 | -1195.4435 | 0 | 0 | 0 | 0 | 0
3395 | 1281.246 | 626.85 | 2764.4718 | 1333.4911 | -1430.9807 | 0 | 0 | 0 | 0 | 0
3396 | 1130.342 | 601.16 | 2641.1179 | 1176.4337 | -1464.6841 | 0 | 0 | 0 | 0 | 0
3397 | 1247.462 | 674.01 | 2952.0343 | 1298.3295 | -1653.7048 | 0 | 0 | 0 | 0 | 0
3398 | 1339.387 | 404.71 | 1792.5882 | 1394.0029 | -398.5852 | 0 | 0 | 0 | 0 | 0
3399 | 1391.303 | 353.62 | 1577.9123 | 1448.0359 | -129.8765 | 0 | 0 | 0 | 0 | 0
3400 | 1345.155 | 414.57 | 1884.3784 | 1400.0061 | -484.3723 | 0 | 0 | 0 | 0 | 0
3401 | 1198.38 | 224.87 | 1010.7452 | 1010.7452 | 0 | 0 | 0 | 0 | 0 | 236.5009
3402 | 1181.647 | 64.74 | 240.6547 | 240.6547 | 0 | 0 | 0 | 0 | 0 | 989.1761
3403 | 1283.014 | 0 | 0 | 0 | 0 | 0 | 0 | 0 | 0 | 1335.3312
3404 | 1180.8 | 0 | 0 | 0 | 0 | 0 | 0 | 0 | 0 | 1228.9492
3405 | 1619.2 | 0 | 0 | 0 | 0 | 0 | 0 | 0 | 0 | 1685.2258
3406 | 1483.2 | 0 | 0 | 0 | 0 | 0 | 0 | 0 | 0 | 1543.6801
3407 | 1326.4 | 0 | 0 | 0 | 0 | 0 | 0 | 0 | 0 | 1380.4863
3408 | 0 | 0 | 0 | 0 | 0 | 0 | 0 | 0 | 0 | 0
3409 | 0 | 0 | 0 | 0 | 0 | 0 | 0 | 0 | 0 | 0
3410 | 0 | 0 | 0 | 0 | 0 | 0 | 0 | 0 | 0 | 0
3411 | 0 | 0 | 0 | 0 | 0 | 0 | 0 | 0 | 0 | 0
3412 | 0 | 0 | 0 | 0 | 0 | 0 | 0 | 0 | 0 | 0
3413 | 0 | 0 | 0 | 0 | 0 | 0 | 0 | 0 | 0 | 0
3414 | 0 | 0 | 0 | 0 | 0 | 0 | 0 | 0 | 0 | 0
3415 | 619.025 | 77.29 | 327.8915 | 327.8915 | 0 | 0 | 0 | 0 | 0 | 316.3753
3416 | 887.264 | 212.41 | 969.1027 | 923.4438 | -45.6589 | 0 | 0 | 0 | 0 | 0
3417 | 690.747 | 573.62 | 2646.8432 | 718.9134 | -1927.9297 | 0 | 0 | 0 | 0 | 0
3418 | 307.348 | 755.98 | 3391.5804 | 319.8817 | -2310.7295 | 0 | 760.9692 | 0 | 0 | 0
3419 | 235.767 | 884.75 | 3880.8006 | 245.3819 | -2310.7295 | 0 | 1324.6893 | 0 | 0 | 0
3420 | 197.082 | 943.17 | 4087.6207 | 205.1194 | -2310.7295 | 0 | 1571.7717 | 0 | 0 | 0
3421 | 683.53 | 796.75 | 3435.3294 | 711.4032 | -2310.7295 | 0 | 413.1967 | 0 | 0 | 0
3422 | 1150.936 | 747.47 | 3248.1187 | 1197.8675 | -432.3023 | 0 | 1617.9489 | 0 | 0 | 0
3423 | 1786.232 | 89.1 | 368.6223 | 368.6223 | 0 | 0 | 0 | 564.78 | 0 | 902.6366
3424 | 1729.544 | 73.82 | 303.7101 | 303.7101 | 0 | 0 | 0 | 564.78 | 0 | 908.5492
3425 | 1610.063 | 236.88 | 1063.6187 | 1063.6187 | 0 | 0 | 0 | 564.78 | 0 | 24.2876
3426 | 1527.327 | 53.31 | 203.5541 | 203.5541 | 0 | 0 | 0 | 564.78 | 0 | 798.2425
3427 | 1637.6 | 0 | 0 | 0 | 0 | 0 | 0 | 0 | 0 | 1704.3761
3428 | 1442.4 | 0 | 0 | 0 | 0 | 0 | 0 | 0 | 0 | 1501.2164
3429 | 1472.8 | 0 | 0 | 0 | 0 | 0 | 0 | 0 | 0 | 1532.8561
3430 | 1553.6 | 0 | 0 | 0 | 0 | 0 | 0 | 0 | 0 | 1616.9508
3431 | 1444 | 0 | 0 | 0 | 0 | 0 | 0 | 0 | 0 | 1502.8817
3432 | 0 | 0 | 0 | 0 | 0 | 0 | 0 | 0 | 0 | 0
3433 | 0 | 0 | 0 | 0 | 0 | 0 | 0 | 0 | 0 | 0
3434 | 0 | 0 | 0 | 0 | 0 | 0 | 0 | 0 | 0 | 0
3435 | 0 | 0 | 0 | 0 | 0 | 0 | 0 | 0 | 0 | 0
3436 | 0 | 0 | 0 | 0 | 0 | 0 | 0 | 0 | 0 | 0
3437 | 0 | 0 | 0 | 0 | 0 | 0 | 0 | 0 | 0 | 0
3438 | 0 | 0 | 0 | 0 | 0 | 0 | 0 | 0 | 0 | 0
3439 | 1362.282 | 130.56 | 478.3525 | 478.3525 | 0 | 0 | 0 | 564.78 | 0 | 351.6691
3440 | 1064.339 | 351.77 | 1612.973 | 1107.7393 | -505.2336 | 0 | 0 | 0 | 0 | 0
3441 | 1658.966 | 571.84 | 2654.8936 | 1726.6133 | -928.2803 | 0 | 0 | 0 | 0 | 0
3442 | 1820.422 | 753.64 | 3409.3631 | 1894.653 | -1514.7101 | 0 | 0 | 0 | 0 | 0
3443 | 1766.438 | 872.89 | 3872.7502 | 1838.4677 | -2034.2825 | 0 | 0 | 0 | 0 | 0
3444 | 1632.862 | 931.33 | 4094.2442 | 1699.4459 | -2310.7295 | 0 | 84.0687 | 0 | 0 | 0
3445 | 1633.953 | 702.82 | 3086.8201 | 1700.5804 | -1386.2398 | 0 | 0 | 0 | 0 | 0
3446 | 1730.896 | 652.58 | 2889.8843 | 1801.4764 | -1088.4079 | 0 | 0 | 0 | 0 | 0
3447 | 1836.767 | 606.71 | 2727.4617 | 1911.6645 | -815.7973 | 0 | 0 | 0 | 0 | 0
3448 | 1998.015 | 357.52 | 1635.4486 | 1635.4486 | 0 | 0 | 0 | 426.642 | 0 | 0
3449 | 1627.268 | 34.3 | 127.5607 | 127.5607 | 0 | 0 | 0 | 564.78 | 0 | 978.2511
3450 | 1652.685 | 64.25 | 242.7372 | 242.7372 | 0 | 0 | 0 | 564.78 | 0 | 889.529
3451 | 1494.002 | 0 | 0 | 0 | 0 | 0 | 0 | 0 | 0 | 1554.9226
3452 | 1398.4 | 0 | 0 | 0 | 0 | 0 | 0 | 0 | 0 | 1455.4223
3453 | 1210.4 | 0 | 0 | 0 | 0 | 0 | 0 | 0 | 0 | 1259.7562
3454 | 1628 | 0 | 0 | 0 | 0 | 0 | 0 | 0 | 0 | 1694.3846
3455 | 1786.4 | 0 | 0 | 0 | 0 | 0 | 0 | 0 | 0 | 1859.2437
3456 | 0 | 0 | 0 | 0 | 0 | 0 | 0 | 0 | 0 | 0
3457 | 0 | 0 | 0 | 0 | 0 | 0 | 0 | 0 | 0 | 0
3458 | 0 | 0 | 0 | 0 | 0 | 0 | 0 | 0 | 0 | 0
3459 | 0 | 0 | 0 | 0 | 0 | 0 | 0 | 0 | 0 | 0
3460 | 0 | 0 | 0 | 0 | 0 | 0 | 0 | 0 | 0 | 0
3461 | 0 | 0 | 0 | 0 | 0 | 0 | 0 | 0 | 0 | 0
3462 | 0 | 0 | 0 | 0 | 0 | 0 | 0 | 0 | 0 | 0
3463 | 1177.554 | 105.62 | 450.699 | 450.699 | 0 | 0 | 0 | 564.78 | 0 | 187.0619
3464 | 1356.489 | 281.72 | 1299.5618 | 1299.5618 | 0 | 0 | 0 | 8.162 | 0 | 103.7457
3465 | 1166.426 | 452.56 | 2065.5235 | 1213.9891 | -851.5344 | 0 | 0 | 0 | 0 | 0
3466 | 975.268 | 618.9 | 2760.8114 | 1015.0363 | -1745.7751 | 0 | 0 | 0 | 0 | 0
3467 | 1314.143 | 688.36 | 3025.0521 | 1367.7295 | -1657.3226 | 0 | 0 | 0 | 0 | 0
3468 | 1169.049 | 785.92 | 3418.524 | 1216.7191 | -2201.8049 | 0 | 0 | 0 | 0 | 0
3469 | 1078.088 | 918.95 | 4019.9993 | 1122.049 | -2310.7295 | 0 | 587.2208 | 0 | 0 | 0
3470 | 944.397 | 650.53 | 2865.4719 | 982.9065 | -1882.5654 | 0 | 0 | 0 | 0 | 0
3471 | 1126.43 | 545.79 | 2439.6589 | 1172.3622 | -1267.2967 | 0 | 0 | 0 | 0 | 0
3472 | 898.155 | 211.71 | 950.5071 | 934.7789 | -15.7282 | 0 | 0 | 0 | 0 | 0
3473 | 1152.652 | 84.9 | 362.2174 | 362.2174 | 0 | 0 | 0 | 0 | 0 | 837.4361
3474 | 869.487 | 11.75 | 23.9139 | 23.9139 | 0 | 0 | 0 | 0 | 0 | 881.028
3475 | 1185.808 | 0 | 0 | 0 | 0 | 0 | 0 | 0 | 0 | 1234.1614
3476 | 980.8 | 0 | 0 | 0 | 0 | 0 | 0 | 0 | 0 | 1020.7939
3477 | 808.8 | 0 | 0 | 0 | 0 | 0 | 0 | 0 | 0 | 841.7803
3478 | 850.4 | 0 | 0 | 0 | 0 | 0 | 0 | 0 | 0 | 885.0766
3479 | 840 | 0 | 0 | 0 | 0 | 0 | 0 | 0 | 0 | 874.2525
3480 | 0 | 0 | 0 | 0 | 0 | 0 | 0 | 0 | 0 | 0
3481 | 0 | 0 | 0 | 0 | 0 | 0 | 0 | 0 | 0 | 0
3482 | 0 | 0 | 0 | 0 | 0 | 0 | 0 | 0 | 0 | 0
3483 | 0 | 0 | 0 | 0 | 0 | 0 | 0 | 0 | 0 | 0
3484 | 0 | 0 | 0 | 0 | 0 | 0 | 0 | 0 | 0 | 0
3485 | 0 | 0 | 0 | 0 | 0 | 0 | 0 | 0 | 0 | 0
3486 | 0 | 0 | 0 | 0 | 0 | 0 | 0 | 0 | 0 | 0
3487 | 1097.92 | 127.87 | 481.8682 | 481.8682 | 0 | 0 | 0 | 0 | 0 | 660.8215
3488 | 961.001 | 347.38 | 1584.4203 | 1000.1875 | -584.2328 | 0 | 0 | 0 | 0 | 0
3489 | 988.449 | 564.66 | 2593.8728 | 1028.7548 | -1565.1181 | 0 | 0 | 0 | 0 | 0
3490 | 1114.766 | 746.76 | 3331.0269 | 1160.2226 | -2170.8044 | 0 | 0 | 0 | 0 | 0
3491 | 1334.239 | 872.49 | 3808.6259 | 1388.645 | -2310.7295 | 0 | 109.2514 | 0 | 0 | 0
3492 | 1375.817 | 933.01 | 4038.0922 | 1431.9184 | -2081.9033 | 0 | 524.2705 | 0 | 0 | 0
3493 | 1313.727 | 921.54 | 3995.77 | 1367.2966 | 0 | 0 | 2628.4735 | 0 | 0 | 0
3494 | 1220.12 | 712.38 | 3108.6275 | 1269.8726 | 0 | 0 | 1838.7549 | 0 | 0 | 0
3495 | 1436.12 | 698.58 | 3137.1864 | 1494.6804 | 0 | 0 | 1642.5061 | 0 | 0 | 0
3496 | 1317.272 | 426.23 | 1934.8967 | 1370.9861 | 0 | 0 | 563.9106 | 0 | 0 | 0
3497 | 1561.218 | 278.03 | 1208.3491 | 1208.3491 | 0 | 0 | 0 | 0 | 0 | 416.5303
3498 | 1522.874 | 58.68 | 224.4269 | 224.4269 | 0 | 0 | 0 | 0 | 0 | 1360.5451
3499 | 1531.013 | 0 | 0 | 0 | 0 | 0 | 0 | 0 | 0 | 1593.4428
3500 | 820.8 | 0 | 0 | 0 | 0 | 0 | 0 | 0 | 0 | 854.2696
3501 | 1276 | 0 | 0 | 0 | 0 | 0 | 0 | 0 | 0 | 1328.0312
3502 | 1128 | 0 | 0 | 0 | 0 | 0 | 0 | 0 | 0 | 1173.9962
3503 | 905.6 | 0 | 0 | 0 | 0 | 0 | 0 | 0 | 0 | 942.5275
3504 | 0 | 0 | 0 | 0 | 0 | 0 | 0 | 0 | 0 | 0
3505 | 0 | 0 | 0 | 0 | 0 | 0 | 0 | 0 | 0 | 0
3506 | 0 | 0 | 0 | 0 | 0 | 0 | 0 | 0 | 0 | 0
3507 | 0 | 0 | 0 | 0 | 0 | 0 | 0 | 0 | 0 | 0
3508 | 0 | 0 | 0 | 0 | 0 | 0 | 0 | 0 | 0 | 0
3509 | 0 | 0 | 0 | 0 | 0 | 0 | 0 | 0 | 0 | 0
3510 | 0 | 0 | 0 | 0 | 0 | 0 | 0 | 0 | 0 | 0
3511 | 803.82 | 131.16 | 473.7325 | 473.7325 | 0 | 0 | 0 | 0 | 0 | 362.8647
3512 | 740.237 | 355.63 | 1627.1369 | 770.4215 | -856.7154 | 0 | 0 | 0 | 0 | 0
3513 | 558.473 | 575.2 | 2666.3078 | 581.2457 | -2085.062 | 0 | 0 | 0 | 0 | 0
3514 | 1199.225 | 755.83 | 3404.129 | 1248.1256 | -2156.0035 | 0 | 0 | 0 | 0 | 0
3515 | 1228.803 | 884.63 | 3899.1412 | 1278.9096 | -2310.7295 | 0 | 309.502 | 0 | 0 | 0
3516 | 1419.01 | 943.3 | 4105.7916 | 1476.8727 | -1530.4664 | 0 | 1098.4525 | 0 | 0 | 0
3517 | 1282.017 | 933.35 | 4051.9345 | 1334.2935 | 0 | 0 | 2717.641 | 0 | 0 | 0
3518 | 1153.519 | 846.74 | 3716.6243 | 1200.5558 | 0 | 0 | 2516.0685 | 0 | 0 | 0
3519 | 1350.247 | 700.04 | 3133.6228 | 1405.3057 | 0 | 0 | 1728.3171 | 0 | 0 | 0
3520 | 1241.158 | 503.61 | 2310.052 | 1291.7684 | 0 | 0 | 1018.2835 | 0 | 0 | 0
3521 | 1171.973 | 183.93 | 818.4585 | 818.4585 | 0 | 0 | 0 | 385.581 | 0 | 0
3522 | 1371.137 | 52.15 | 199.5585 | 199.5585 | 0 | 0 | 0 | 183.55 | 0 | 1036.4534
3523 | 1506.995 | 0 | 0 | 0 | 0 | 0 | 0 | 0 | 0 | 1568.4454
3524 | 1457.6 | 0 | 0 | 0 | 0 | 0 | 0 | 0 | 0 | 1517.0363
3525 | 1496 | 0 | 0 | 0 | 0 | 0 | 0 | 0 | 0 | 1557.0021
3526 | 1008.8 | 0 | 0 | 0 | 0 | 0 | 0 | 0 | 0 | 1049.9356
3527 | 940.8 | 0 | 0 | 0 | 0 | 0 | 0 | 0 | 0 | 979.1628
3528 | 0 | 0 | 0 | 0 | 0 | 0 | 0 | 0 | 0 | 0
3529 | 0 | 0 | 0 | 0 | 0 | 0 | 0 | 0 | 0 | 0
3530 | 0 | 0 | 0 | 0 | 0 | 0 | 0 | 0 | 0 | 0
3531 | 0 | 0 | 0 | 0 | 0 | 0 | 0 | 0 | 0 | 0
3532 | 0 | 0 | 0 | 0 | 0 | 0 | 0 | 0 | 0 | 0
3533 | 0 | 0 | 0 | 0 | 0 | 0 | 0 | 0 | 0 | 0
3534 | 0 | 0 | 0 | 0 | 0 | 0 | 0 | 0 | 0 | 0
3535 | 1415.654 | 128.99 | 473.338 | 473.338 | 0 | 0 | 0 | 0 | 0 | 1000.0418
3536 | 996.848 | 347.99 | 1585.7931 | 1037.4963 | -548.2968 | 0 | 0 | 0 | 0 | 0
3537 | 1420.083 | 564.92 | 2601.1822 | 1477.9894 | -1123.1928 | 0 | 0 | 0 | 0 | 0
3538 | 1718.45 | 745.49 | 3326.4486 | 1788.5229 | -1537.9257 | 0 | 0 | 0 | 0 | 0
3539 | 1514.737 | 648.36 | 2827.7937 | 1576.5031 | -1251.2906 | 0 | 0 | 0 | 0 | 0
3540 | 1481.469 | 774.46 | 3340.88 | 1541.8786 | -1799.0014 | 0 | 0 | 0 | 0 | 0
3541 | 1629.559 | 781.05 | 3372.5716 | 1696.0072 | -1676.5644 | 0 | 0 | 0 | 0 | 0
3542 | 1581.445 | 714.48 | 3120.0417 | 1645.9313 | -1474.1105 | 0 | 0 | 0 | 0 | 0
3543 | 1376.542 | 384.33 | 1713.4392 | 1432.673 | -280.7662 | 0 | 0 | 0 | 0 | 0
3544 | 1606.679 | 225.19 | 1007.1264 | 1007.1264 | 0 | 0 | 0 | 564.78 | 0 | 77.2579
3545 | 1530.064 | 89.74 | 382.653 | 382.653 | 0 | 0 | 0 | 564.78 | 0 | 621.9921
3546 | 1776.413 | 29.4 | 101.0542 | 101.0542 | 0 | 0 | 0 | 564.78 | 0 | 1159.9853
3547 | 1785.434 | 0 | 0 | 0 | 0 | 0 | 0 | 564.78 | 0 | 1270.4284
3548 | 1460 | 0 | 0 | 0 | 0 | 0 | 0 | 564.78 | 0 | 931.7242
3549 | 1711.2 | 0 | 0 | 0 | 0 | 0 | 0 | 420.755 | 0 | 1343.0652
3550 | 1587.2 | 0 | 0 | 0 | 0 | 0 | 0 | 0 | 0 | 1651.9209
3551 | 1569.6 | 0 | 0 | 0 | 0 | 0 | 0 | 0 | 0 | 1633.6033
3552 | 0 | 0 | 0 | 0 | 0 | 0 | 0 | 0 | 0 | 0
3553 | 0 | 0 | 0 | 0 | 0 | 0 | 0 | 0 | 0 | 0
3554 | 0 | 0 | 0 | 0 | 0 | 0 | 0 | 0 | 0 | 0
3555 | 0 | 0 | 0 | 0 | 0 | 0 | 0 | 0 | 0 | 0
3556 | 0 | 0 | 0 | 0 | 0 | 0 | 0 | 0 | 0 | 0
3557 | 0 | 0 | 0 | 0 | 0 | 0 | 0 | 0 | 0 | 0
3558 | 0 | 0 | 0 | 0 | 0 | 0 | 0 | 0 | 0 | 0
3559 | 1421.245 | 88.56 | 377.3711 | 377.3711 | 0 | 0 | 0 | 564.78 | 0 | 514.0178
3560 | 1472.409 | 307.1 | 1407.3072 | 944.6392 | -462.668 | 0 | 0 | 564.78 | 0 | 0
3561 | 1472.679 | 483.84 | 2189.1324 | 944.9202 | -1244.2122 | 0 | 0 | 564.78 | 0 | 0
3562 | 1255.664 | 571.51 | 2527.2173 | 719.056 | -1808.1613 | 0 | 0 | 564.78 | 0 | 0
3563 | 1306.374 | 706.91 | 3070.1365 | 771.8338 | -2298.3026 | 0 | 0 | 564.78 | 0 | 0
3564 | 1147.369 | 733.13 | 3172.3688 | 861.6393 | -2310.7295 | 0 | 0 | 319.488 | 0 | 0
3565 | 1451.78 | 701.56 | 3042.1427 | 923.169 | -2118.9737 | 0 | 0 | 564.78 | 0 | 0
3566 | 1625.359 | 148.25 | 635.6867 | 635.6867 | 0 | 0 | 0 | 564.78 | 0 | 468.1393
3567 | 1496.668 | 63.74 | 252.9306 | 252.9306 | 0 | 0 | 0 | 564.78 | 0 | 716.9568
3568 | 1406.455 | 27.45 | 92.2576 | 92.2576 | 0 | 0 | 0 | 564.78 | 0 | 783.7382
3569 | 1189.61 | 100.06 | 430.5975 | 430.5975 | 0 | 0 | 0 | 564.78 | 0 | 219.7111
3570 | 1307.693 | 52.79 | 203.4261 | 203.4261 | 0 | 0 | 0 | 564.78 | 0 | 569.7805
3571 | 1408 | 0 | 0 | 0 | 0 | 0 | 0 | 564.78 | 0 | 877.6038
3572 | 1389.6 | 0 | 0 | 0 | 0 | 0 | 0 | 564.78 | 0 | 858.4535
3573 | 1545.6 | 0 | 0 | 0 | 0 | 0 | 0 | 564.78 | 0 | 1020.8147
3574 | 1364 | 0 | 0 | 0 | 0 | 0 | 0 | 564.78 | 0 | 831.8096
3575 | 1421.6 | 0 | 0 | 0 | 0 | 0 | 0 | 564.78 | 0 | 891.7584
3576 | 0 | 0 | 0 | 0 | 0 | 0 | 0 | 0 | 0 | 0
3577 | 0 | 0 | 0 | 0 | 0 | 0 | 0 | 0 | 0 | 0
3578 | 0 | 0 | 0 | 0 | 0 | 0 | 0 | 0 | 0 | 0
3579 | 0 | 0 | 0 | 0 | 0 | 0 | 0 | 0 | 0 | 0
3580 | 0 | 0 | 0 | 0 | 0 | 0 | 0 | 0 | 0 | 0
3581 | 0 | 0 | 0 | 0 | 0 | 0 | 0 | 0 | 0 | 0
3582 | 0 | 0 | 0 | 0 | 0 | 0 | 0 | 0 | 0 | 0
3583 | 1709.965 | 97.1 | 413.689 | 413.689 | 0 | 0 | 0 | 564.78 | 0 | 778.193
3584 | 1408.436 | 260.19 | 1187.8948 | 878.0565 | -309.8382 | 0 | 0 | 564.78 | 0 | 0
3585 | 1450.739 | 431.83 | 1943.3967 | 922.0856 | -1021.3111 | 0 | 0 | 564.78 | 0 | 0
3586 | 1655.173 | 581.84 | 2550.4756 | 1134.8557 | -1415.6198 | 0 | 0 | 564.78 | 0 | 0
3587 | 1645.765 | 576.6 | 2501.1781 | 1125.0641 | -1376.114 | 0 | 0 | 564.78 | 0 | 0
3588 | 1950.329 | 703.61 | 3017.9915 | 1442.0472 | -1575.9442 | 0 | 0 | 564.78 | 0 | 0
3589 | 1604.172 | 566.6 | 2460.5254 | 1081.7751 | -1378.7503 | 0 | 0 | 564.78 | 0 | 0
3590 | 1638.537 | 76.81 | 307.7712 | 307.7712 | 0 | 0 | 0 | 564.78 | 0 | 809.7701
3591 | 1750.351 | 184.26 | 804.2218 | 804.2218 | 0 | 0 | 0 | 564.78 | 0 | 429.692
3592 | 1625.121 | 402.57 | 1826.0533 | 1103.5783 | -722.475 | 0 | 0 | 564.78 | 0 | 0
3593 | 1456.088 | 217.81 | 981.5545 | 927.6527 | -53.9018 | 0 | 0 | 564.78 | 0 | 0
3594 | 1657.048 | 63.44 | 242.0264 | 242.0264 | 0 | 0 | 0 | 564.78 | 0 | 894.7797
3595 | 1497.593 | 0 | 0 | 0 | 0 | 0 | 0 | 143.432 | 0 | 1409.3793
3596 | 1270.4 | 0 | 0 | 0 | 0 | 0 | 0 | 0 | 0 | 1322.2028
3597 | 1587.2 | 0 | 0 | 0 | 0 | 0 | 0 | 0 | 0 | 1651.9209
3598 | 1514.4 | 0 | 0 | 0 | 0 | 0 | 0 | 0 | 0 | 1576.1524
3599 | 1600.8 | 0 | 0 | 0 | 0 | 0 | 0 | 0 | 0 | 1666.0755
3600 | 0 | 0 | 0 | 0 | 0 | 0 | 0 | 0 | 0 | 0
3601 | 0 | 0 | 0 | 0 | 0 | 0 | 0 | 0 | 0 | 0
3602 | 0 | 0 | 0 | 0 | 0 | 0 | 0 | 0 | 0 | 0
3603 | 0 | 0 | 0 | 0 | 0 | 0 | 0 | 0 | 0 | 0
3604 | 0 | 0 | 0 | 0 | 0 | 0 | 0 | 0 | 0 | 0
3605 | 0 | 0 | 0 | 0 | 0 | 0 | 0 | 0 | 0 | 0
3606 | 0 | 0 | 0 | 0 | 0 | 0 | 0 | 0 | 0 | 0
3607 | 1586.458 | 128.71 | 467.109 | 467.109 | 0 | 0 | 0 | 564.78 | 0 | 596.2298
3608 | 1339.324 | 346.37 | 1569.1334 | 806.1274 | -763.006 | 0 | 0 | 564.78 | 0 | 0
3609 | 1167.329 | 562.88 | 2554.4284 | 627.119 | -1927.3094 | 0 | 0 | 564.78 | 0 | 0
3610 | 1838.145 | 744.48 | 3219.7721 | 1325.2877 | -1894.4844 | 0 | 0 | 564.78 | 0 | 0
3611 | 1601.039 | 871.84 | 3657.9891 | 1384.9877 | -2273.0014 | 0 | 0 | 270.314 | 0 | 0
3612 | 1499.82 | 932.79 | 3883.4109 | 1560.9779 | -2310.7295 | 0 | 11.7035 | 0 | 0 | 0
3613 | 1916.994 | 811.62 | 3397.1236 | 1995.1629 | -1401.9607 | 0 | 0 | 0 | 0 | 0
3614 | 1203.199 | 774.04 | 3275.1539 | 1252.2616 | -2022.8923 | 0 | 0 | 0 | 0 | 0
3615 | 1339.569 | 179.35 | 784.7707 | 784.7707 | 0 | 0 | 0 | 564.78 | 0 | 21.6117
3616 | 1487.923 | 29.41 | 101.7588 | 101.7588 | 0 | 0 | 0 | 564.78 | 0 | 859.027
3617 | 1570.841 | 110.02 | 479.2996 | 479.2996 | 0 | 0 | 0 | 564.78 | 0 | 567.7854
3618 | 1493.196 | 44.62 | 170.5875 | 170.5875 | 0 | 0 | 0 | 564.78 | 0 | 795.6863
3619 | 1175.793 | 0 | 0 | 0 | 0 | 0 | 0 | 564.78 | 0 | 635.9282
3620 | 1504 | 0 | 0 | 0 | 0 | 0 | 0 | 549.886 | 0 | 993.0197
3621 | 1400 | 0 | 0 | 0 | 0 | 0 | 0 | 0 | 0 | 1457.0875
3622 | 1072 | 0 | 0 | 0 | 0 | 0 | 0 | 0 | 0 | 1115.7127
3623 | 1568.8 | 0 | 0 | 0 | 0 | 0 | 0 | 0 | 0 | 1632.7706
3624 | 0 | 0 | 0 | 0 | 0 | 0 | 0 | 0 | 0 | 0
3625 | 1048.116 | 0 | 0 | 0 | 0 | 0 | 0 | 634.606 | 0 | 430.3716
3626 | 1148.1467 | 0 | 0 | 0 | 0 | 0 | 0 | 634.606 | 0 | 534.4816
3627 | 1165.0637 | 0 | 0 | 0 | 0 | 0 | 0 | 634.606 | 0 | 552.0884
3628 | 1257.0037 | 0 | 0 | 0 | 0 | 0 | 0 | 634.606 | 0 | 647.7774
3629 | 1164.3282 | 0 | 0 | 0 | 0 | 0 | 0 | 634.606 | 0 | 551.3234
3630 | 1084.892 | 0 | 0 | 0 | 0 | 0 | 0 | 634.606 | 0 | 468.6472
3631 | 1136.1375 | 127.17 | 469.3914 | 469.3914 | 0 | 0 | 0 | 634.606 | 0 | 52.5915
3632 | 857.2624 | 343.49 | 1565.8914 | 892.2184 | -673.673 | 0 | 0 | 0 | 0 | 0
3633 | 1126.9766 | 558.77 | 2577.0976 | 1172.9305 | -1404.1671 | 0 | 0 | 0 | 0 | 0
3634 | 1088.1963 | 474.39 | 2120.2309 | 1132.5691 | -987.6618 | 0 | 0 | 0 | 0 | 0
3635 | 1073.6523 | 647.43 | 2841.1989 | 1117.4321 | -1723.7668 | 0 | 0 | 0 | 0 | 0
3636 | 1056.4835 | 568.89 | 2497.1222 | 1099.563 | -1397.5592 | 0 | 0 | 0 | 0 | 0
3637 | 976.002 | 408.27 | 1803.559 | 1015.8002 | -787.7588 | 0 | 0 | 0 | 0 | 0
3638 | 1109.748 | 140.46 | 603.765 | 603.765 | 0 | 0 | 0 | 529.638 | 0 | 0
3639 | 1130.2855 | 551.75 | 2466.6993 | 1176.3744 | -1290.3249 | 0 | 0 | 0 | 0 | 0
3640 | 1121.2717 | 253.22 | 1145.0262 | 1145.0262 | 0 | 0 | 0 | 21.106 | 0 | 0
3641 | 781.8035 | 84.92 | 363.2373 | 363.2373 | 0 | 0 | 0 | 432.797 | 0 | 0
3642 | 946.9489 | 32.34 | 115.5346 | 115.5346 | 0 | 0 | 0 | 589.088 | 0 | 256.9199
3643 | 1087.8341 | 0 | 0 | 0 | 0 | 0 | 0 | 0 | 0 | 1132.1924
3644 | 1190.0714 | 0 | 0 | 0 | 0 | 0 | 0 | 0 | 0 | 1238.5983
3645 | 939.259 | 0 | 0 | 0 | 0 | 0 | 0 | 0 | 0 | 977.559
3646 | 1095.1893 | 0 | 0 | 0 | 0 | 0 | 0 | 0 | 0 | 1139.8473
3647 | 1081.2144 | 0 | 0 | 0 | 0 | 0 | 0 | 0 | 0 | 1125.3024
3648 | 159.6078 | 0 | 0 | 0 | 0 | 0 | 0 | 0 | 0 | 166.1163
3649 | 82.3782 | 0 | 0 | 0 | 0 | 0 | 0 | 82.378 | 0 | 0
3650 | 157.4013 | 0 | 0 | 0 | 0 | 0 | 0 | 157.401 | 0 | 0
3651 | 100.7662 | 0 | 0 | 0 | 0 | 0 | 0 | 100.766 | 0 | 0
3652 | 105.1794 | 0 | 0 | 0 | 0 | 0 | 0 | 105.179 | 0 | 0
3653 | 78.7006 | 0 | 0 | 0 | 0 | 0 | 0 | 78.701 | 0 | 0
3654 | 81.6427 | 0 | 0 | 0 | 0 | 0 | 0 | 81.643 | 0 | 0
3655 | 78.8376 | 43.13 | 170.3929 | 82.0517 | -88.3411 | 0 | 0 | 0 | 0 | 0
3656 | 193.0078 | 343.31 | 1569.2551 | 200.8782 | -1368.3769 | 0 | 0 | 0 | 0 | 0
3657 | 787.8808 | 216.58 | 976.9584 | 820.0072 | -156.9512 | 0 | 0 | 0 | 0 | 0
3658 | 1235.6617 | 495.58 | 2225.3348 | 1286.0483 | -939.2865 | 0 | 0 | 0 | 0 | 0
3659 | 1134.1783 | 370.76 | 1654.9246 | 1180.4261 | -474.4985 | 0 | 0 | 0 | 0 | 0
3660 | 928.5379 | 923.05 | 4055.7646 | 966.4008 | -2310.7295 | 0 | 778.6343 | 0 | 0 | 0
3661 | 1150.8718 | 774.81 | 3395.7143 | 1197.8009 | -2197.9135 | 0 | 0 | 0 | 0 | 0
3662 | 1024.287 | 639.27 | 2842.0919 | 1066.0541 | -1776.0377 | 0 | 0 | 0 | 0 | 0
3663 | 1039.8662 | 626.09 | 2816.6168 | 1082.2684 | -1734.3484 | 0 | 0 | 0 | 0 | 0
3664 | 1200.7723 | 191.13 | 861.4978 | 861.4978 | 0 | 0 | 0 | 373.028 | 0 | 0
3665 | 1211.6653 | 143.24 | 643.0023 | 643.0023 | 0 | 0 | 0 | 593.855 | 0 | 0
3666 | 1362.6896 | 49.7 | 194.5566 | 194.5566 | 0 | 0 | 0 | 634.606 | 0 | 563.2164
3667 | 1236.4091 | 0 | 0 | 0 | 0 | 0 | 0 | 0 | 0 | 1286.8258
3668 | 1330.5557 | 0 | 0 | 0 | 0 | 0 | 0 | 0 | 0 | 1384.8118
3669 | 1363.6541 | 0 | 0 | 0 | 0 | 0 | 0 | 0 | 0 | 1419.2594
3670 | 988.5389 | 0 | 0 | 0 | 0 | 0 | 0 | 0 | 0 | 1028.8485
3671 | 1133.4363 | 0 | 0 | 0 | 0 | 0 | 0 | 0 | 0 | 1179.6539
3672 | 1025.3149 | 0 | 0 | 0 | 0 | 0 | 0 | 634.606 | 0 | 406.6409
3673 | 1040.0253 | 0 | 0 | 0 | 0 | 0 | 0 | 634.606 | 0 | 421.9517
3674 | 1289.3666 | 0 | 0 | 0 | 0 | 0 | 0 | 634.606 | 0 | 681.4601
3675 | 807.601 | 0 | 0 | 0 | 0 | 0 | 0 | 634.606 | 0 | 180.0492
3676 | 906.1606 | 0 | 0 | 0 | 0 | 0 | 0 | 634.606 | 0 | 282.6281
3677 | 1054.7357 | 0 | 0 | 0 | 0 | 0 | 0 | 634.606 | 0 | 437.2616
3678 | 1198.1621 | 0 | 0 | 0 | 0 | 0 | 0 | 634.606 | 0 | 586.536
3679 | 1087.0664 | 126.98 | 459.0408 | 459.0408 | 0 | 0 | 0 | 634.606 | 0 | 11.8701
3680 | 1228.1419 | 344.9 | 1567.0393 | 617.7395 | -949.2998 | 0 | 0 | 634.606 | 0 | 0
3681 | 1131.3953 | 560.91 | 2585.0689 | 1152.4802 | -1432.5887 | 0 | 0 | 24.068 | 0 | 0
3682 | 1253.8934 | 740.76 | 3322.0169 | 1305.0227 | -2016.9942 | 0 | 0 | 0 | 0 | 0
3683 | 1272.5121 | 860.99 | 3786.7706 | 1324.402 | -2310.7295 | 0 | 151.6391 | 0 | 0 | 0
3684 | 1338.8744 | 919.74 | 4014.5352 | 1393.469 | -2310.7295 | 0 | 310.3367 | 0 | 0 | 0
3685 | 1355.3308 | 780.56 | 3375.6253 | 1410.5971 | -1965.0282 | 0 | 0 | 0 | 0 | 0
3686 | 1295.2535 | 241.6 | 1064.9415 | 1064.9415 | 0 | 0 | 0 | 272.035 | 0 | 0
3687 | 1302.0681 | 259.66 | 1157.3084 | 1157.3084 | 0 | 0 | 0 | 190.102 | 0 | 0
3688 | 1469.4209 | 189.18 | 845.0025 | 845.0025 | 0 | 0 | 0 | 634.606 | 0 | 23.8546
3689 | 1487.386 | 117.08 | 513.8388 | 513.8388 | 0 | 0 | 0 | 634.606 | 0 | 373.7159
3690 | 1238.9154 | 48.62 | 188.315 | 188.315 | 0 | 0 | 0 | 634.606 | 0 | 440.6368
3691 | 1209.1949 | 0 | 0 | 0 | 0 | 0 | 0 | 0 | 0 | 1258.5021
3692 | 1137.1139 | 0 | 0 | 0 | 0 | 0 | 0 | 0 | 0 | 1183.4819
3693 | 1054.7357 | 0 | 0 | 0 | 0 | 0 | 0 | 0 | 0 | 1097.7448
3694 | 1102.5445 | 0 | 0 | 0 | 0 | 0 | 0 | 0 | 0 | 1147.5022
3695 | 1087.8341 | 0 | 0 | 0 | 0 | 0 | 0 | 0 | 0 | 1132.1924
3696 | 1305.548 | 0 | 0 | 0 | 0 | 0 | 0 | 634.606 | 0 | 698.3009
3697 | 1315.1098 | 0 | 0 | 0 | 0 | 0 | 0 | 634.606 | 0 | 708.2528
3698 | 1071.6526 | 0 | 0 | 0 | 0 | 0 | 0 | 634.606 | 0 | 454.8684
3699 | 1255.5327 | 0 | 0 | 0 | 0 | 0 | 0 | 634.606 | 0 | 646.2464
3700 | 806.1299 | 0 | 0 | 0 | 0 | 0 | 0 | 634.606 | 0 | 178.5182
3701 | 750.2304 | 0 | 0 | 0 | 0 | 0 | 0 | 634.606 | 0 | 120.3398
3702 | 706.0992 | 0 | 0 | 0 | 0 | 0 | 0 | 634.606 | 0 | 74.4093
3703 | 1144.1924 | 34.29 | 128.8419 | 128.8419 | 0 | 0 | 0 | 634.606 | 0 | 401.5244
3704 | 1174.6209 | 93.42 | 406.3796 | 406.3796 | 0 | 0 | 0 | 634.606 | 0 | 155.6565
3705 | 1421.8944 | 235.41 | 1068.5426 | 819.3921 | -249.1505 | 0 | 0 | 634.606 | 0 | 0
3706 | 1445.488 | 528.04 | 2384.3874 | 1065.7554 | -1318.6319 | 0 | 0 | 421.488 | 0 | 0
3707 | 1314.3991 | 700.66 | 3115.8765 | 1367.996 | -1747.8805 | 0 | 0 | 0 | 0 | 0
3708 | 1630.578 | 639.12 | 2841.9524 | 1697.0677 | -1144.8847 | 0 | 0 | 0 | 0 | 0
3709 | 1339.1925 | 911.23 | 4062.3766 | 1393.801 | -2310.7295 | 0 | 357.8461 | 0 | 0 | 0
3710 | 1441.9686 | 832.37 | 3751.5757 | 1500.7679 | -2250.8078 | 0 | 0 | 0 | 0 | 0
3711 | 1484.2371 | 690.27 | 3170.5839 | 1544.7594 | -1625.8245 | 0 | 0 | 0 | 0 | 0
3712 | 1687.8042 | 499.34 | 2344.1894 | 1756.6272 | -587.5622 | 0 | 0 | 0 | 0 | 0
3713 | 1368.332 | 280.26 | 1239.0687 | 1239.0687 | 0 | 0 | 0 | 177.809 | 0 | 0
3714 | 1435.4445 | 78.14 | 286.2979 | 286.2979 | 0 | 0 | 0 | 634.606 | 0 | 547.1967
3715 | 1408.5208 | 0 | 0 | 0 | 0 | 0 | 0 | 0 | 0 | 1465.956
3716 | 1324.6715 | 0 | 0 | 0 | 0 | 0 | 0 | 0 | 0 | 1378.6879
3717 | 1376.1579 | 0 | 0 | 0 | 0 | 0 | 0 | 0 | 0 | 1432.2733
3718 | 889.2437 | 0 | 0 | 0 | 0 | 0 | 0 | 0 | 0 | 925.5045
3719 | 1277.5983 | 0 | 0 | 0 | 0 | 0 | 0 | 0 | 0 | 1329.6943
3720 | 914.2514 | 0 | 0 | 0 | 0 | 0 | 0 | 634.606 | 0 | 291.0491
3721 | 1040.0253 | 0 | 0 | 0 | 0 | 0 | 0 | 634.606 | 0 | 421.9517
3722 | 1225.3763 | 0 | 0 | 0 | 0 | 0 | 0 | 634.606 | 0 | 614.8607
3723 | 1041.4963 | 0 | 0 | 0 | 0 | 0 | 0 | 634.606 | 0 | 423.4827
3724 | 1069.4461 | 0 | 0 | 0 | 0 | 0 | 0 | 634.606 | 0 | 452.5714
3725 | 1206.9883 | 0 | 0 | 0 | 0 | 0 | 0 | 634.606 | 0 | 595.7229
3726 | 1139.3205 | 0 | 0 | 0 | 0 | 0 | 0 | 634.606 | 0 | 525.2957
3727 | 968.3737 | 108.89 | 460.3096 | 441.7941 | -18.5154 | 0 | 0 | 543.889 | 0 | 0
3728 | 1216.8397 | 291.36 | 1338.0164 | 1266.4578 | -71.5586 | 0 | 0 | 0 | 0 | 0
3729 | 1270.5584 | 559.93 | 2573.1822 | 1322.3683 | -1250.8139 | 0 | 0 | 0 | 0 | 0
3730 | 1288.7009 | 740.58 | 3305.5029 | 1341.2501 | -1964.2528 | 0 | 0 | 0 | 0 | 0
3731 | 1265.5835 | 718.71 | 3129.4764 | 1317.1905 | -1812.2859 | 0 | 0 | 0 | 0 | 0
3732 | 1527.2199 | 750.15 | 3251.4762 | 1589.4951 | -1661.9811 | 0 | 0 | 0 | 0 | 0
3733 | 1609.8915 | 654.22 | 2864.1116 | 1675.5372 | -1188.5744 | 0 | 0 | 0 | 0 | 0
3734 | 1684.8217 | 741.13 | 3248.6651 | 1753.5236 | -1495.1414 | 0 | 0 | 0 | 0 | 0
3735 | 1461.4939 | 648.48 | 2891.5902 | 1521.089 | -1370.5011 | 0 | 0 | 0 | 0 | 0
3736 | 1490.238 | 492.84 | 2296.1795 | 1551.0051 | -745.1743 | 0 | 0 | 0 | 0 | 0
3737 | 1239.2694 | 256.74 | 1166.9377 | 1166.9377 | 0 | 0 | 0 | 118.052 | 0 | 0
3738 | 1422.6934 | 54.26 | 213.4196 | 213.4196 | 0 | 0 | 0 | 634.606 | 0 | 606.8041
3739 | 1531.3527 | 0 | 0 | 0 | 0 | 0 | 0 | 634.606 | 0 | 933.3135
3740 | 1093.7182 | 0 | 0 | 0 | 0 | 0 | 0 | 634.606 | 0 | 477.8342
3741 | 818.6338 | 0 | 0 | 0 | 0 | 0 | 0 | 390.068 | 0 | 446.0415
3742 | 913.5158 | 0 | 0 | 0 | 0 | 0 | 0 | 0 | 0 | 950.7663
3743 | 1149.6178 | 0 | 0 | 0 | 0 | 0 | 0 | 0 | 0 | 1196.4957
3744 | 1036.3477 | 0 | 0 | 0 | 0 | 0 | 0 | 634.606 | 0 | 418.1238
3745 | 967.2088 | 0 | 0 | 0 | 0 | 0 | 0 | 634.606 | 0 | 346.1655
3746 | 1274.6562 | 0 | 0 | 0 | 0 | 0 | 0 | 634.606 | 0 | 666.1502
3747 | 962.0602 | 0 | 0 | 0 | 0 | 0 | 0 | 634.606 | 0 | 340.8076
3748 | 1158.444 | 0 | 0 | 0 | 0 | 0 | 0 | 634.606 | 0 | 545.1984
3749 | 1215.0791 | 0 | 0 | 0 | 0 | 0 | 0 | 634.606 | 0 | 604.1428
3750 | 663.439 | 0 | 0 | 0 | 0 | 0 | 0 | 634.606 | 0 | 30.0087
3751 | 831.19 | 102.83 | 436.4248 | 204.6001 | -231.8247 | 0 | 0 | 634.606 | 0 | 0
3752 | 900.2029 | 276.02 | 1266.5837 | 276.4282 | -990.1555 | 0 | 0 | 634.606 | 0 | 0
3753 | 1016.1898 | 457.32 | 2076.8285 | 397.1448 | -1679.6836 | 0 | 0 | 634.606 | 0 | 0
3754 | 1501.8804 | 460.94 | 2058.5295 | 902.6397 | -1155.8898 | 0 | 0 | 634.606 | 0 | 0
3755 | 1433.3713 | 860.19 | 3761.6473 | 1450.9178 | -2310.7295 | 0 | 0 | 39.299 | 0 | 0
3756 | 1371.731 | 522.16 | 2295.4145 | 767.1836 | -1528.2308 | 0 | 0 | 634.606 | 0 | 0
3757 | 1529.9046 | 252.45 | 1113.347 | 931.8064 | -181.5406 | 0 | 0 | 634.606 | 0 | 0
3758 | 1387.7571 | 88.02 | 364.7548 | 364.7548 | 0 | 0 | 0 | 634.606 | 0 | 419.1073
3759 | 1085.9861 | 142.92 | 622.3065 | 469.7869 | -152.5196 | 0 | 0 | 634.606 | 0 | 0
3760 | 1513.4915 | 119.23 | 519.4184 | 519.4184 | 0 | 0 | 0 | 634.606 | 0 | 395.3058
3761 | 1215.0892 | 78.8 | 334.1383 | 334.1383 | 0 | 0 | 0 | 634.606 | 0 | 270.015
3762 | 1339.0123 | 19.59 | 58.7081 | 58.7081 | 0 | 0 | 0 | 634.606 | 0 | 674.4223
3763 | 1233.4671 | 0 | 0 | 0 | 0 | 0 | 0 | 0 | 0 | 1283.7638
3764 | 1164.3282 | 0 | 0 | 0 | 0 | 0 | 0 | 0 | 0 | 1211.8056
3765 | 1034.1411 | 0 | 0 | 0 | 0 | 0 | 0 | 0 | 0 | 1076.31
3766 | 1329.8202 | 0 | 0 | 0 | 0 | 0 | 0 | 0 | 0 | 1384.0458
3767 | 1057.6778 | 0 | 0 | 0 | 0 | 0 | 0 | 0 | 0 | 1100.8067
3768 | 1348.9437 | 0 | 0 | 0 | 0 | 0 | 0 | 634.606 | 0 | 743.4664
3769 | 972.3574 | 0 | 0 | 0 | 0 | 0 | 0 | 634.606 | 0 | 351.5244
3770 | 1018.6952 | 0 | 0 | 0 | 0 | 0 | 0 | 634.606 | 0 | 399.752
3771 | 1329.8202 | 0 | 0 | 0 | 0 | 0 | 0 | 634.606 | 0 | 723.5636
3772 | 1226.8474 | 0 | 0 | 0 | 0 | 0 | 0 | 634.606 | 0 | 616.3917
3773 | 759.7922 | 0 | 0 | 0 | 0 | 0 | 0 | 634.606 | 0 | 130.2917
3774 | 961.3246 | 0 | 0 | 0 | 0 | 0 | 0 | 634.606 | 0 | 340.0416
3775 | 883.3154 | 55.97 | 229.739 | 229.739 | 0 | 0 | 0 | 634.606 | 0 | 29.1126
3776 | 819.4309 | 342.89 | 1524.3467 | 852.8448 | -671.5019 | 0 | 0 | 0 | 0 | 0
3777 | 938.7295 | 436.58 | 1927.9568 | 977.0074 | -950.9494 | 0 | 0 | 0 | 0 | 0
3778 | 1175.0134 | 738.05 | 3142.7473 | 1222.9263 | -1919.821 | 0 | 0 | 0 | 0 | 0
3779 | 1296.981 | 505.07 | 2165.0301 | 1349.8677 | -815.1624 | 0 | 0 | 0 | 0 | 0
3780 | 1264.4646 | 917.77 | 3778.8597 | 1316.0258 | -2310.7295 | 0 | 152.1043 | 0 | 0 | 0
3781 | 1379.1589 | 909.81 | 3793.2848 | 1435.3977 | -2310.7295 | 0 | 47.1576 | 0 | 0 | 0
3782 | 1238.6166 | 465.71 | 2026.0791 | 1289.1228 | -736.9564 | 0 | 0 | 0 | 0 | 0
3783 | 1071.4449 | 615.89 | 2685.814 | 1115.1351 | -1570.6789 | 0 | 0 | 0 | 0 | 0
3784 | 1163.5669 | 474.52 | 2128.5176 | 1211.0125 | -917.5051 | 0 | 0 | 0 | 0 | 0
3785 | 930.6139 | 200.3 | 896.1515 | 896.1515 | 0 | 0 | 0 | 69.573 | 0 | 0
3786 | 930.0798 | 75.56 | 236.6175 | 236.6175 | 0 | 0 | 0 | 634.606 | 0 | 70.905
3787 | 892.9213 | 0 | 0 | 0 | 0 | 0 | 0 | 0 | 0 | 929.3315
3788 | 1206.2528 | 0 | 0 | 0 | 0 | 0 | 0 | 0 | 0 | 1255.4401
3789 | 1006.9269 | 0 | 0 | 0 | 0 | 0 | 0 | 0 | 0 | 1047.9863
3790 | 984.8613 | 0 | 0 | 0 | 0 | 0 | 0 | 0 | 0 | 1025.0205
3791 | 1077.5368 | 0 | 0 | 0 | 0 | 0 | 0 | 0 | 0 | 1121.4755
3792 | 956.176 | 0 | 0 | 0 | 0 | 0 | 0 | 634.606 | 0 | 334.6826
3793 | 959.8536 | 0 | 0 | 0 | 0 | 0 | 0 | 634.606 | 0 | 338.5106
3794 | 1045.1739 | 0 | 0 | 0 | 0 | 0 | 0 | 634.606 | 0 | 427.3096
3795 | 993.6875 | 0 | 0 | 0 | 0 | 0 | 0 | 49.034 | 0 | 983.174
3796 | 951.0274 | 0 | 0 | 0 | 0 | 0 | 0 | 0 | 0 | 989.8068
3797 | 970.1509 | 0 | 0 | 0 | 0 | 0 | 0 | 0 | 0 | 1009.7106
3798 | 989.2744 | 0 | 0 | 0 | 0 | 0 | 0 | 0 | 0 | 1029.6134
3799 | 814.7659 | 121.82 | 444.9009 | 444.9009 | 0 | 0 | 0 | 0 | 0 | 403.0887
3800 | 269.8053 | 295.28 | 1348.9872 | 280.8068 | -1068.1804 | 0 | 0 | 0 | 0 | 0
3801 | 129.9866 | 549.81 | 2516.0217 | 135.2875 | -2310.7295 | 0 | 70.0047 | 0 | 0 | 0
3802 | 207.7449 | 727.04 | 3230.3183 | 216.2172 | -2310.7295 | 0 | 703.3715 | 0 | 0 | 0
3803 | 159.9664 | 654.13 | 2836.0689 | 166.4899 | -2310.7295 | 0 | 358.8494 | 0 | 0 | 0
3804 | 171.8487 | 777.03 | 3313.4867 | 178.8565 | -2310.7295 | 0 | 823.9008 | 0 | 0 | 0
3805 | 132.4947 | 745.97 | 3187.4435 | 137.8977 | -2282.283 | 0 | 767.2627 | 0 | 0 | 0
3806 | 124.5833 | 796.66 | 3450.9983 | 129.6631 | 0 | 0 | 3321.3352 | 0 | 0 | 0
3807 | 178.8941 | 587.55 | 2582.5679 | 186.1887 | 0 | 0 | 2396.3792 | 0 | 0 | 0
3808 | 197.9358 | 441.13 | 1982.4883 | 206.0072 | 0 | 0 | 1776.4811 | 0 | 0 | 0
3809 | 169.2818 | 163.02 | 724.7262 | 176.1848 | 0 | 0 | 548.5414 | 0 | 0 | 0
3810 | 186.6658 | 55.15 | 215.241 | 194.2776 | 0 | 0 | 20.9633 | 0 | 0 | 0
3811 | 128.716 | 0 | 0 | 0 | 0 | 0 | 0 | 0 | 0 | 133.9646
3812 | 181.6734 | 0 | 0 | 0 | 0 | 0 | 0 | 0 | 0 | 189.081
3813 | 183.1445 | 0 | 0 | 0 | 0 | 0 | 0 | 0 | 0 | 190.612
3814 | 100.0307 | 0 | 0 | 0 | 0 | 0 | 0 | 0 | 0 | 104.1099
3815 | 90.469 | 0 | 0 | 0 | 0 | 0 | 0 | 0 | 0 | 94.158
3816 | 94.1466 | 0 | 0 | 0 | 0 | 0 | 0 | 0 | 0 | 97.986
3817 | 85.3203 | 0 | 0 | 0 | 0 | 0 | 0 | 0 | 0 | 88.7991
3818 | 91.2045 | 0 | 0 | 0 | 0 | 0 | 0 | 0 | 0 | 94.923
3819 | 86.7914 | 0 | 0 | 0 | 0 | 0 | 0 | 0 | 0 | 90.3301
3820 | 90.469 | 0 | 0 | 0 | 0 | 0 | 0 | 0 | 0 | 94.158
3821 | 85.3203 | 0 | 0 | 0 | 0 | 0 | 0 | 0 | 0 | 88.7991
3822 | 86.0558 | 0 | 0 | 0 | 0 | 0 | 0 | 0 | 0 | 89.5651
3823 | 73.9979 | 31.35 | 115.2608 | 77.0154 | -38.2454 | 0 | 0 | 0 | 0 | 0
3824 | 92.8447 | 86.15 | 370.6321 | 96.6309 | -274.0011 | 0 | 0 | 0 | 0 | 0
3825 | 624.5034 | 215.31 | 967.1054 | 649.9682 | -317.1372 | 0 | 0 | 0 | 0 | 0
3826 | 1169.1854 | 340.87 | 1521.2805 | 1216.8606 | -304.4199 | 0 | 0 | 0 | 0 | 0
3827 | 1182.7428 | 648.57 | 2837.1804 | 1230.9715 | -575.8202 | 0 | 1030.3888 | 0 | 0 | 0
3828 | 1218.137 | 678.22 | 2948.2095 | 1267.8087 | 0 | 0 | 1680.4007 | 0 | 0 | 0
3829 | 1041.8558 | 673.51 | 2932.2783 | 1084.3385 | 0 | 0 | 1847.9398 | 0 | 0 | 0
3830 | 1119.2978 | 338.48 | 1496.6016 | 1164.9394 | 0 | 0 | 331.6623 | 0 | 0 | 0
3831 | 1117.0011 | 508.52 | 2262.9454 | 1162.5487 | 0 | 0 | 1100.3967 | 0 | 0 | 0
3832 | 1182.9589 | 367.03 | 1659.1387 | 1231.1963 | 0 | 0 | 427.9424 | 0 | 0 | 0
3833 | 1307.3767 | 195.25 | 877.2583 | 877.2583 | 0 | 0 | 0 | 0 | 0 | 483.4294
3834 | 1228.2872 | 61.82 | 242.245 | 242.245 | 0 | 0 | 0 | 0 | 0 | 1036.1276
3835 | 1151.8243 | 0 | 0 | 0 | 0 | 0 | 0 | 0 | 0 | 1198.7917
3836 | 1090.7762 | 0 | 0 | 0 | 0 | 0 | 0 | 0 | 0 | 1135.2543
3837 | 1351.8858 | 0 | 0 | 0 | 0 | 0 | 0 | 0 | 0 | 1407.0116
3838 | 1092.9827 | 0 | 0 | 0 | 0 | 0 | 0 | 0 | 0 | 1137.5513
3839 | 716.3965 | 0 | 0 | 0 | 0 | 0 | 0 | 0 | 0 | 745.6083
3840 | 1042.2318 | 0 | 0 | 0 | 0 | 0 | 0 | 0 | 0 | 1084.7309
3841 | 806.8654 | 0 | 0 | 0 | 0 | 0 | 0 | 634.606 | 0 | 179.2842
3842 | 816.4272 | 0 | 0 | 0 | 0 | 0 | 0 | 634.606 | 0 | 189.2361
3843 | 912.0448 | 0 | 0 | 0 | 0 | 0 | 0 | 634.606 | 0 | 288.7521
3844 | 945.1432 | 0 | 0 | 0 | 0 | 0 | 0 | 634.606 | 0 | 323.2007
3845 | 937.788 | 0 | 0 | 0 | 0 | 0 | 0 | 347.493 | 0 | 614.3653
3846 | 909.1027 | 0 | 0 | 0 | 0 | 0 | 0 | 0 | 0 | 946.1733
3847 | 944.3424 | 103.23 | 436.456 | 436.456 | 0 | 0 | 0 | 0 | 0 | 546.3943
3848 | 881.4527 | 290.46 | 1338.9635 | 917.3948 | -421.5687 | 0 | 0 | 0 | 0 | 0
3849 | 933.853 | 451.09 | 2069.8646 | 971.9325 | -1097.9321 | 0 | 0 | 0 | 0 | 0
3850 | 994.1031 | 611.95 | 2751.7285 | 1034.6393 | -1717.0892 | 0 | 0 | 0 | 0 | 0
3851 | 1339.2413 | 689.53 | 3053.7203 | 1393.851 | -1659.8693 | 0 | 0 | 0 | 0 | 0
3852 | 1246.3699 | 762.05 | 3336.618 | 1297.193 | -2039.425 | 0 | 0 | 0 | 0 | 0
3853 | 1003.5325 | 752.34 | 3290.8717 | 1044.4528 | -2246.4189 | 0 | 0 | 0 | 0 | 0
3854 | 1101.4945 | 705.98 | 3106.1328 | 1146.4104 | -1959.7223 | 0 | 0 | 0 | 0 | 0
3855 | 1463.9441 | 548.95 | 2453.5074 | 1523.6389 | -929.8685 | 0 | 0 | 0 | 0 | 0
3856 | 1017.2747 | 369.07 | 1675.227 | 1058.7552 | -521.4906 | 0 | 94.9813 | 0 | 0 | 0
3857 | 1145.9282 | 59.52 | 242.9558 | 242.9558 | 0 | 0 | 0 | 634.606 | 0 | 289.2173
3858 | 1215.9093 | 12.73 | 28.4309 | 28.4309 | 0 | 0 | 0 | 634.606 | 0 | 576.5758
3859 | 1031.199 | 0 | 0 | 0 | 0 | 0 | 0 | 0 | 0 | 1073.248
3860 | 1098.8669 | 0 | 0 | 0 | 0 | 0 | 0 | 0 | 0 | 1143.6753
3861 | 1268.772 | 0 | 0 | 0 | 0 | 0 | 0 | 0 | 0 | 1320.5085
3862 | 1276.1272 | 0 | 0 | 0 | 0 | 0 | 0 | 0 | 0 | 1328.1634
3863 | 1315.8453 | 0 | 0 | 0 | 0 | 0 | 0 | 0 | 0 | 1369.5009
3864 | 1015.0176 | 0 | 0 | 0 | 0 | 0 | 0 | 634.606 | 0 | 395.924
3865 | 1181.9806 | 0 | 0 | 0 | 0 | 0 | 0 | 634.606 | 0 | 569.6952
3866 | 934.1104 | 0 | 0 | 0 | 0 | 0 | 0 | 634.606 | 0 | 311.7179
3867 | 1097.3959 | 0 | 0 | 0 | 0 | 0 | 0 | 634.606 | 0 | 481.6611
3868 | 1369.5383 | 0 | 0 | 0 | 0 | 0 | 0 | 634.606 | 0 | 764.9012
3869 | 1001.0427 | 0 | 0 | 0 | 0 | 0 | 0 | 634.606 | 0 | 381.3791
3870 | 1035.6122 | 0 | 0 | 0 | 0 | 0 | 0 | 634.606 | 0 | 417.3588
3871 | 734.6806 | 98.27 | 415.3647 | 104.1557 | -311.2089 | 0 | 0 | 634.606 | 0 | 0
3872 | 858.4429 | 262.71 | 1207.7236 | 664.2643 | -543.4593 | 0 | 0 | 220.204 | 0 | 0
3873 | 945.9468 | 408.02 | 1866.985 | 984.5197 | -882.4653 | 0 | 0 | 0 | 0 | 0
3874 | 1313.9909 | 539.21 | 2423.8255 | 1367.5713 | -1056.2542 | 0 | 0 | 0 | 0 | 0
3875 | 1203.8265 | 645.5 | 2856.2797 | 1252.9142 | -1603.3656 | 0 | 0 | 0 | 0 | 0
3876 | 1170.5985 | 755.74 | 3304.1978 | 1218.3312 | -2085.8666 | 0 | 0 | 0 | 0 | 0
3877 | 1180.2871 | 740.27 | 3237.3664 | 1228.4153 | -2008.9511 | 0 | 0 | 0 | 0 | 0
3878 | 935.0749 | 675.89 | 2978.6074 | 973.2044 | -2005.4031 | 0 | 0 | 0 | 0 | 0
3879 | 1443.3311 | 583.12 | 2605.4681 | 1502.1854 | -1103.2827 | 0 | 0 | 0 | 0 | 0
3880 | 1115.1485 | 154.88 | 683.5822 | 683.5822 | 0 | 0 | 0 | 458.349 | 0 | 0
3881 | 1294.3433 | 91.12 | 390.6004 | 390.6004 | 0 | 0 | 0 | 634.606 | 0 | 296.0396
3882 | 1231.2495 | 55.13 | 216.9229 | 216.9229 | 0 | 0 | 0 | 634.606 | 0 | 404.0504
3883 | 1327.6136 | 0 | 0 | 0 | 0 | 0 | 0 | 634.606 | 0 | 721.2666
3884 | 1377.629 | 0 | 0 | 0 | 0 | 0 | 0 | 634.606 | 0 | 773.3211
3885 | 1547.5341 | 0 | 0 | 0 | 0 | 0 | 0 | 634.606 | 0 | 950.1543
3886 | 1445.2968 | 0 | 0 | 0 | 0 | 0 | 0 | 634.606 | 0 | 843.7484
3887 | 1164.3282 | 0 | 0 | 0 | 0 | 0 | 0 | 634.606 | 0 | 551.3234
3888 | 1151.8243 | 0 | 0 | 0 | 0 | 0 | 0 | 634.606 | 0 | 538.3095
3889 | 1028.257 | 0 | 0 | 0 | 0 | 0 | 0 | 634.606 | 0 | 409.7028
3890 | 1179.7741 | 0 | 0 | 0 | 0 | 0 | 0 | 634.606 | 0 | 567.3982
3891 | 1259.2103 | 0 | 0 | 0 | 0 | 0 | 0 | 634.606 | 0 | 650.0744
3892 | 1282.0114 | 0 | 0 | 0 | 0 | 0 | 0 | 634.606 | 0 | 673.8051
3893 | 1181.9806 | 0 | 0 | 0 | 0 | 0 | 0 | 634.606 | 0 | 569.6952
3894 | 970.8864 | 0 | 0 | 0 | 0 | 0 | 0 | 634.606 | 0 | 349.9935
3895 | 956.4739 | 106.56 | 447.9483 | 334.9927 | -112.9555 | 0 | 0 | 634.606 | 0 | 0
3896 | 799.5406 | 280.31 | 1293.0965 | 171.6605 | -1121.436 | 0 | 0 | 634.606 | 0 | 0
3897 | 1009.7099 | 324.48 | 1484.7867 | 390.3995 | -1094.3872 | 0 | 0 | 634.606 | 0 | 0
3898 | 1208.6635 | 540.8 | 2439.1125 | 597.4662 | -1841.6462 | 0 | 0 | 634.606 | 0 | 0
3899 | 1010.5833 | 392.88 | 1761.4679 | 391.3092 | -1370.1587 | 0 | 0 | 634.606 | 0 | 0
3900 | 1237.7156 | 344.57 | 1537.9829 | 627.7029 | -910.28 | 0 | 0 | 634.606 | 0 | 0
3901 | 1291.5998 | 675.07 | 2978.6137 | 683.7841 | -2294.8296 | 0 | 0 | 634.606 | 0 | 0
3902 | 1072.2006 | 69.21 | 279.5703 | 279.5703 | 0 | 0 | 0 | 634.606 | 0 | 175.8684
3903 | 1315.8048 | 51.04 | 198.6114 | 198.6114 | 0 | 0 | 0 | 634.606 | 0 | 510.3647
3904 | 1295.1505 | 59.61 | 241.8692 | 241.8692 | 0 | 0 | 0 | 634.606 | 0 | 445.6107
3905 | 1370.3069 | 33.32 | 123.3664 | 123.3664 | 0 | 0 | 0 | 634.606 | 0 | 642.3352
3906 | 1281.582 | 24.49 | 81.2441 | 81.2441 | 0 | 0 | 0 | 634.606 | 0 | 592.1135
3907 | 1545.3275 | 0 | 0 | 0 | 0 | 0 | 0 | 634.606 | 0 | 947.8583
3908 | 1218.0211 | 0 | 0 | 0 | 0 | 0 | 0 | 634.606 | 0 | 607.2058
3909 | 1410.7274 | 0 | 0 | 0 | 0 | 0 | 0 | 634.606 | 0 | 807.7698
3910 | 1444.5613 | 0 | 0 | 0 | 0 | 0 | 0 | 634.606 | 0 | 842.9834
3911 | 1081.9499 | 0 | 0 | 0 | 0 | 0 | 0 | 634.606 | 0 | 465.5853
3912 | 1302.6059 | 0 | 0 | 0 | 0 | 0 | 0 | 634.606 | 0 | 695.2389
3913 | 1140.056 | 0 | 0 | 0 | 0 | 0 | 0 | 634.606 | 0 | 526.0606
3914 | 1240.0867 | 0 | 0 | 0 | 0 | 0 | 0 | 634.606 | 0 | 630.1706
3915 | 1393.0749 | 0 | 0 | 0 | 0 | 0 | 0 | 634.606 | 0 | 789.3969
3916 | 1256.2682 | 0 | 0 | 0 | 0 | 0 | 0 | 634.606 | 0 | 647.0124
3917 | 1270.2431 | 0 | 0 | 0 | 0 | 0 | 0 | 634.606 | 0 | 661.5562
3918 | 1252.5906 | 0 | 0 | 0 | 0 | 0 | 0 | 634.606 | 0 | 643.1844
3919 | 624.6762 | 57.97 | 239.5077 | 0 | -239.5077 | 0 | 0 | 624.676 | 0 | 0
3920 | 1045.7035 | 162.14 | 731.9325 | 427.8613 | -304.0713 | 0 | 0 | 634.606 | 0 | 0
3921 | 811.5093 | 356.2 | 1619.6339 | 184.1176 | -1435.5164 | 0 | 0 | 634.606 | 0 | 0
3922 | 397.7894 | 464.72 | 2089.0253 | 0 | -2089.0253 | 0 | 0 | 397.789 | 0 | 0
3923 | 357.9482 | 490.4 | 2194.2687 | 0 | -2194.2687 | 0 | 0 | 357.948 | 0 | 0
3924 | 364.5053 | 610.54 | 2716.953 | 379.3694 | -2310.7295 | 0 | 26.8541 | 0 | 0 | 0
3925 | 782.6071 | 631.74 | 2815.7488 | 505.0192 | -2310.7295 | 0 | 0 | 297.374 | 0 | 0
3926 | 1248.8063 | 245.32 | 1097.2774 | 639.2461 | -458.0313 | 0 | 0 | 634.606 | 0 | 0
3927 | 1519.8933 | 182.17 | 812.2482 | 812.2482 | 0 | 0 | 0 | 634.606 | 0 | 109.139
3928 | 1361.4245 | 82.28 | 349.8623 | 349.8623 | 0 | 0 | 0 | 634.606 | 0 | 406.594
3929 | 1399.7203 | 158.95 | 720.7192 | 720.7192 | 0 | 0 | 0 | 634.606 | 0 | 75.5937
3930 | 1546.8023 | 78.39 | 302.4653 | 302.4653 | 0 | 0 | 0 | 634.606 | 0 | 646.9281
3931 | 1616.673 | 0 | 0 | 0 | 0 | 0 | 0 | 634.606 | 0 | 1022.1125
3932 | 1468.8335 | 0 | 0 | 0 | 0 | 0 | 0 | 634.606 | 0 | 868.2451
3933 | 1634.3255 | 0 | 0 | 0 | 0 | 0 | 0 | 634.606 | 0 | 1040.4854
3934 | 1700.5223 | 0 | 0 | 0 | 0 | 0 | 0 | 634.606 | 0 | 1109.3817
3935 | 1246.7064 | 0 | 0 | 0 | 0 | 0 | 0 | 634.606 | 0 | 637.0605
3936 | 1177.5675 | 0 | 0 | 0 | 0 | 0 | 0 | 634.606 | 0 | 565.1022
3937 | 1148.1467 | 0 | 0 | 0 | 0 | 0 | 0 | 634.606 | 0 | 534.4816
3938 | 1455.5941 | 0 | 0 | 0 | 0 | 0 | 0 | 634.606 | 0 | 854.4653
3939 | 1526.204 | 0 | 0 | 0 | 0 | 0 | 0 | 634.606 | 0 | 927.9545
3940 | 902.483 | 0 | 0 | 0 | 0 | 0 | 0 | 634.606 | 0 | 278.8002
3941 | 1237.1447 | 0 | 0 | 0 | 0 | 0 | 0 | 634.606 | 0 | 627.1086
3942 | 1238.6157 | 0 | 0 | 0 | 0 | 0 | 0 | 634.606 | 0 | 628.6396
3943 | 993.8319 | 64.22 | 269.3655 | 269.3655 | 0 | 0 | 0 | 634.606 | 0 | 104.5096
3944 | 1094.5292 | 179.86 | 825.7076 | 478.6772 | -347.0304 | 0 | 0 | 634.606 | 0 | 0
3945 | 975.5698 | 296.84 | 1367.717 | 354.8674 | -1012.8496 | 0 | 0 | 634.606 | 0 | 0
3946 | 1525.9328 | 449.35 | 2050.6436 | 927.6725 | -1122.9711 | 0 | 0 | 634.606 | 0 | 0
3947 | 1595.194 | 578.31 | 2608.552 | 999.7577 | -1608.7943 | 0 | 0 | 634.606 | 0 | 0
3948 | 1689.2072 | 533.38 | 2397.701 | 1097.6042 | -1300.0967 | 0 | 0 | 634.606 | 0 | 0
3949 | 1412.9376 | 512.79 | 2305.9534 | 810.0699 | -1495.8835 | 0 | 0 | 634.606 | 0 | 0
3950 | 1322.0172 | 588.91 | 2653.8736 | 715.4425 | -1938.4312 | 0 | 0 | 634.606 | 0 | 0
3951 | 1567.5485 | 560.65 | 2557.2999 | 970.9854 | -1586.3145 | 0 | 0 | 634.606 | 0 | 0
3952 | 1329.2253 | 400.9 | 1857.7325 | 722.9444 | -1134.7881 | 0 | 0 | 634.606 | 0 | 0
3953 | 1391.3492 | 144.34 | 652.5525 | 652.5525 | 0 | 0 | 0 | 634.606 | 0 | 135.0491
3954 | 1660.1588 | 51.65 | 206.0062 | 206.0062 | 0 | 0 | 0 | 634.606 | 0 | 861.3656
3955 | 1308.4901 | 0 | 0 | 0 | 0 | 0 | 0 | 198.56 | 0 | 1155.1894
3956 | 1471.04 | 0 | 0 | 0 | 0 | 0 | 0 | 0 | 0 | 1531.0243
3957 | 1597.5495 | 0 | 0 | 0 | 0 | 0 | 0 | 0 | 0 | 1662.6919
3958 | 1294.5152 | 0 | 0 | 0 | 0 | 0 | 0 | 0 | 0 | 1347.3012
3959 | 1450.4455 | 0 | 0 | 0 | 0 | 0 | 0 | 0 | 0 | 1509.5895
3960 | 1306.2835 | 0 | 0 | 0 | 0 | 0 | 0 | 634.606 | 0 | 699.0669
3961 | 956.176 | 0 | 0 | 0 | 0 | 0 | 0 | 634.606 | 0 | 334.6826
3962 | 976.035 | 0 | 0 | 0 | 0 | 0 | 0 | 634.606 | 0 | 355.3514
3963 | 779.6512 | 0 | 0 | 0 | 0 | 0 | 0 | 634.606 | 0 | 150.9605
3964 | 1012.811 | 0 | 0 | 0 | 0 | 0 | 0 | 634.606 | 0 | 393.627
3965 | 668.5877 | 0 | 0 | 0 | 0 | 0 | 0 | 634.606 | 0 | 35.3677
3966 | 831.1376 | 0 | 0 | 0 | 0 | 0 | 0 | 634.606 | 0 | 204.5459
3967 | 843.9182 | 55.91 | 231.0077 | 231.0077 | 0 | 0 | 0 | 621.961 | 0 | 0
3968 | 837.4805 | 155 | 704.9951 | 704.9951 | 0 | 0 | 0 | 160.107 | 0 | 0
3969 | 846.0043 | 286.97 | 1320.0578 | 880.5013 | -439.5565 | 0 | 0 | 0 | 0 | 0
3970 | 975.8383 | 412.96 | 1884.6459 | 1015.6306 | -869.0153 | 0 | 0 | 0 | 0 | 0
3971 | 936.9532 | 625.9 | 2817.7887 | 975.1589 | -1842.6297 | 0 | 0 | 0 | 0 | 0
3972 | 911.1879 | 534.32 | 2401.2771 | 948.3433 | -1452.9338 | 0 | 0 | 0 | 0 | 0
3973 | 1051.1298 | 479.88 | 2158.467 | 1093.9917 | -1064.4753 | 0 | 0 | 0 | 0 | 0
3974 | 1012.9324 | 430 | 1941.0102 | 1054.2361 | -886.7741 | 0 | 0 | 0 | 0 | 0
3975 | 1027.0912 | 465.07 | 2114.4629 | 1068.9725 | -1045.4905 | 0 | 0 | 0 | 0 | 0
3976 | 478.6691 | 237.27 | 1082.7368 | 498.1876 | -584.5492 | 0 | 0 | 0 | 0 | 0
3977 | 176.7969 | 172.93 | 787.0593 | 184.0062 | -603.0531 | 0 | 0 | 0 | 0 | 0
3978 | 236.4577 | 41.04 | 157.5528 | 157.5528 | 0 | 0 | 0 | 0 | 0 | 88.5472
3979 | 138.2778 | 0 | 0 | 0 | 0 | 0 | 0 | 0 | 0 | 143.9165
3980 | 145.633 | 0 | 0 | 0 | 0 | 0 | 0 | 0 | 0 | 151.5714
3981 | 115.4766 | 0 | 0 | 0 | 0 | 0 | 0 | 0 | 0 | 120.1858
3982 | 110.328 | 0 | 0 | 0 | 0 | 0 | 0 | 0 | 0 | 114.8268
3983 | 105.9149 | 0 | 0 | 0 | 0 | 0 | 0 | 0 | 0 | 110.2339
3984 | 106.6504 | 0 | 0 | 0 | 0 | 0 | 0 | 0 | 0 | 110.9988
3985 | 98.5597 | 0 | 0 | 0 | 0 | 0 | 0 | 0 | 0 | 102.579
3986 | 108.1214 | 0 | 0 | 0 | 0 | 0 | 0 | 0 | 0 | 112.5298
3987 | 88.9979 | 0 | 0 | 0 | 0 | 0 | 0 | 0 | 0 | 92.6271
3988 | 94.8821 | 0 | 0 | 0 | 0 | 0 | 0 | 0 | 0 | 98.751
3989 | 88.9979 | 0 | 0 | 0 | 0 | 0 | 0 | 0 | 0 | 92.6271
3990 | 93.411 | 0 | 0 | 0 | 0 | 0 | 0 | 0 | 0 | 97.22
3991 | 80.6148 | 34.3 | 129.4799 | 83.9022 | -45.5777 | 0 | 0 | 0 | 0 | 0
3992 | 145.6072 | 93.19 | 407.4964 | 151.5444 | -255.952 | 0 | 0 | 0 | 0 | 0
3993 | 662.3137 | 264.57 | 1211.1905 | 689.321 | -521.8694 | 0 | 0 | 0 | 0 | 0
3994 | 881.3451 | 498.6 | 2266.1936 | 917.2834 | -1348.9102 | 0 | 0 | 0 | 0 | 0
3995 | 1021.1849 | 477.88 | 2158.5461 | 1062.8256 | -1095.7204 | 0 | 0 | 0 | 0 | 0
3996 | 1073.9732 | 645.45 | 2890.6493 | 1117.7672 | -1772.8821 | 0 | 0 | 0 | 0 | 0
3997 | 1076.9171 | 381.48 | 1724.0457 | 1120.8313 | -362.7898 | 0 | 240.4246 | 0 | 0 | 0
3998 | 1076.9383 | 65.42 | 265.4678 | 265.4678 | 0 | 0 | 0 | 634.606 | 0 | 194.9021
3999 | 1164.3879 | 46.13 | 178.6254 | 178.6254 | 0 | 0 | 0 | 634.606 | 0 | 372.7594
4000 | 1132.1777 | 29.41 | 104.2359 | 104.2359 | 0 | 0 | 0 | 634.606 | 0 | 413.6255
4001 | 1128.9285 | 107.28 | 476.2886 | 476.2886 | 0 | 0 | 0 | 634.606 | 0 | 38.1913
4002 | 1028.4225 | 51.69 | 206.8263 | 206.8263 | 0 | 0 | 0 | 634.606 | 0 | 203.0493
4003 | 1248.913 | 0 | 0 | 0 | 0 | 0 | 0 | 0 | 0 | 1299.8397
4004 | 980.4482 | 0 | 0 | 0 | 0 | 0 | 0 | 0 | 0 | 1020.4275
4005 | 989.2744 | 0 | 0 | 0 | 0 | 0 | 0 | 0 | 0 | 1029.6134
4006 | 925.2842 | 0 | 0 | 0 | 0 | 0 | 0 | 0 | 0 | 963.0141
4007 | 992.2165 | 0 | 0 | 0 | 0 | 0 | 0 | 0 | 0 | 1032.6754
4008 | 1404.8432 | 0 | 0 | 0 | 0 | 0 | 0 | 634.606 | 0 | 801.6458
4009 | 1122.4035 | 0 | 0 | 0 | 0 | 0 | 0 | 634.606 | 0 | 507.6888
4010 | 848.7901 | 0 | 0 | 0 | 0 | 0 | 0 | 634.606 | 0 | 222.9177
4011 | 1120.197 | 0 | 0 | 0 | 0 | 0 | 0 | 634.606 | 0 | 505.3918
4012 | 1104.0155 | 0 | 0 | 0 | 0 | 0 | 0 | 634.606 | 0 | 488.551
4013 | 823.7824 | 0 | 0 | 0 | 0 | 0 | 0 | 634.606 | 0 | 196.891
4014 | 1180.5096 | 0 | 0 | 0 | 0 | 0 | 0 | 634.606 | 0 | 568.1642
4015 | 1004.4362 | 44.11 | 175.7414 | 175.7414 | 0 | 0 | 0 | 634.606 | 0 | 209.1691
4016 | 1200.8854 | 123.2 | 551.6138 | 551.6138 | 0 | 0 | 0 | 634.606 | 0 | 37.7573
4017 | 1296.0874 | 298.65 | 1374.5955 | 688.4551 | -686.1404 | 0 | 0 | 634.606 | 0 | 0
4018 | 905.5732 | 418.47 | 1911.4012 | 282.0162 | -1629.385 | 0 | 0 | 634.606 | 0 | 0
4019 | 1261.7184 | 642.86 | 2899.7977 | 652.6836 | -2247.1141 | 0 | 0 | 634.606 | 0 | 0
4020 | 1336.4693 | 725.12 | 3241.7137 | 930.9842 | -2310.7295 | 0 | 0 | 441.961 | 0 | 0
4021 | 1087.4829 | 704.67 | 3146.4327 | 835.7032 | -2310.7295 | 0 | 0 | 284.522 | 0 | 0
4022 | 1175.372 | 464.56 | 2097.6398 | 562.8167 | -1534.8231 | 0 | 0 | 634.606 | 0 | 0
4023 | 1147.4094 | 143.9 | 634.7458 | 533.7145 | -101.0313 | 0 | 0 | 634.606 | 0 | 0
4024 | 998.7939 | 82.3 | 351.3017 | 351.3017 | 0 | 0 | 0 | 634.606 | 0 | 27.7367
4025 | 1349.1184 | 67.1 | 283.0861 | 283.0861 | 0 | 0 | 0 | 634.606 | 0 | 460.5625
4026 | 1296.8027 | 21.55 | 68.6705 | 68.6705 | 0 | 0 | 0 | 634.606 | 0 | 620.5288
4027 | 1050.3226 | 0 | 0 | 0 | 0 | 0 | 0 | 0 | 0 | 1093.1518
4028 | 905.4251 | 0 | 0 | 0 | 0 | 0 | 0 | 0 | 0 | 942.3453
4029 | 1113.5773 | 0 | 0 | 0 | 0 | 0 | 0 | 0 | 0 | 1158.9851
4030 | 1034.8766 | 0 | 0 | 0 | 0 | 0 | 0 | 0 | 0 | 1077.076
4031 | 1276.8627 | 0 | 0 | 0 | 0 | 0 | 0 | 0 | 0 | 1328.9294
4032 | 906.1606 | 0 | 0 | 0 | 0 | 0 | 0 | 634.606 | 0 | 282.6281
4033 | 1189.3358 | 0 | 0 | 0 | 0 | 0 | 0 | 634.606 | 0 | 577.3501
4034 | 1040.0253 | 0 | 0 | 0 | 0 | 0 | 0 | 634.606 | 0 | 421.9517
4035 | 1162.8571 | 0 | 0 | 0 | 0 | 0 | 0 | 634.606 | 0 | 549.7924
4036 | 711.9834 | 0 | 0 | 0 | 0 | 0 | 0 | 634.606 | 0 | 80.5332
4037 | 1019.4307 | 0 | 0 | 0 | 0 | 0 | 0 | 634.606 | 0 | 400.5169
4038 | 675.2074 | 0 | 0 | 0 | 0 | 0 | 0 | 634.606 | 0 | 42.2576
4039 | 747.1449 | 63.21 | 264.3084 | 117.129 | -147.1794 | 0 | 0 | 634.606 | 0 | 0
4040 | 1067.6514 | 179.14 | 820.2799 | 450.7032 | -369.5767 | 0 | 0 | 634.606 | 0 | 0
4041 | 1143.193 | 397.11 | 1836.2467 | 529.3266 | -1306.9201 | 0 | 0 | 634.606 | 0 | 0
4042 | 1219.8369 | 465.15 | 2122.0825 | 697.1331 | -1424.9494 | 0 | 0 | 550.017 | 0 | 0
4043 | 1490.4715 | 506.41 | 2290.63 | 1551.2476 | -739.3824 | 0 | 0 | 0 | 0 | 0
4044 | 1150.4507 | 612.18 | 2752.6756 | 1197.3627 | -1555.3129 | 0 | 0 | 0 | 0 | 0
4045 | 1240.471 | 677.58 | 3038.2387 | 1291.0534 | -1747.1853 | 0 | 0 | 0 | 0 | 0
4046 | 1223.9724 | 674.03 | 3037.2614 | 1273.8827 | -1763.3788 | 0 | 0 | 0 | 0 | 0
4047 | 1179.3466 | 459.1 | 2092.4131 | 1227.437 | -864.9761 | 0 | 0 | 0 | 0 | 0
4048 | 1321.3359 | 426.35 | 1971.226 | 1375.2158 | -596.0102 | 0 | 0 | 0 | 0 | 0
4049 | 1489.5089 | 74.66 | 316.7625 | 316.7625 | 0 | 0 | 0 | 634.606 | 0 | 573.0007
4050 | 1368.6657 | 18.61 | 55.0894 | 55.0894 | 0 | 0 | 0 | 634.606 | 0 | 708.9033
4051 | 1199.6331 | 0 | 0 | 0 | 0 | 0 | 0 | 477.609 | 0 | 751.4658
4052 | 1119.4615 | 0 | 0 | 0 | 0 | 0 | 0 | 0 | 0 | 1165.109
4053 | 1075.3302 | 0 | 0 | 0 | 0 | 0 | 0 | 0 | 0 | 1119.1785
4054 | 1176.832 | 0 | 0 | 0 | 0 | 0 | 0 | 0 | 0 | 1224.8194
4055 | 1138.585 | 0 | 0 | 0 | 0 | 0 | 0 | 0 | 0 | 1185.0128
4056 | 1338.6464 | 0 | 0 | 0 | 0 | 0 | 0 | 634.606 | 0 | 732.7495
4057 | 1243.0288 | 0 | 0 | 0 | 0 | 0 | 0 | 634.606 | 0 | 633.2325
4058 | 1127.5522 | 0 | 0 | 0 | 0 | 0 | 0 | 634.606 | 0 | 513.0478
4059 | 1088.5696 | 0 | 0 | 0 | 0 | 0 | 0 | 634.606 | 0 | 472.4752
4060 | 1187.8648 | 0 | 0 | 0 | 0 | 0 | 0 | 634.606 | 0 | 575.8191
4061 | 1379.1 | 0 | 0 | 0 | 0 | 0 | 0 | 634.606 | 0 | 774.8521
4062 | 1313.6387 | 0 | 0 | 0 | 0 | 0 | 0 | 634.606 | 0 | 706.7218
4063 | 1192.7735 | 95.03 | 401.4068 | 401.4068 | 0 | 0 | 0 | 634.606 | 0 | 179.5215
4064 | 1204.4444 | 294.23 | 1360.595 | 888.635 | -471.96 | 0 | 0 | 350.625 | 0 | 0
4065 | 914.0068 | 327.48 | 1505.9509 | 951.2773 | -554.6737 | 0 | 0 | 0 | 0 | 0
4066 | 1054.7081 | 707.1 | 3258.1486 | 1097.7156 | -2160.433 | 0 | 0 | 0 | 0 | 0
4067 | 1164.4744 | 684.59 | 3087.6402 | 1211.9586 | -1875.6817 | 0 | 0 | 0 | 0 | 0
4068 | 1401.6253 | 751.21 | 3366.5549 | 1458.7788 | -1907.7761 | 0 | 0 | 0 | 0 | 0
4069 | 1428.7283 | 738.84 | 3317.5364 | 1486.9869 | -1830.5494 | 0 | 0 | 0 | 0 | 0
4070 | 1276.9675 | 690.89 | 3119.5921 | 1329.0376 | -1790.5545 | 0 | 0 | 0 | 0 | 0
4071 | 1519.5135 | 600.39 | 2742.5426 | 1581.4739 | -1161.0687 | 0 | 0 | 0 | 0 | 0
4072 | 1443.7099 | 497.67 | 2343.2673 | 1502.5799 | -840.6875 | 0 | 0 | 0 | 0 | 0
4073 | 1342.0133 | 248.99 | 1140.8069 | 1140.8069 | 0 | 0 | 0 | 245.902 | 0 | 0
4074 | 1332.7466 | 67.7 | 271.5085 | 271.5085 | 0 | 0 | 0 | 634.606 | 0 | 455.1005
4075 | 1262.1523 | 0 | 0 | 0 | 0 | 0 | 0 | 634.606 | 0 | 653.1364
4076 | 1451.9165 | 0 | 0 | 0 | 0 | 0 | 0 | 634.606 | 0 | 850.6383
4077 | 1443.0903 | 0 | 0 | 0 | 0 | 0 | 0 | 634.606 | 0 | 841.4524
4078 | 1423.9667 | 0 | 0 | 0 | 0 | 0 | 0 | 634.606 | 0 | 821.5486
4079 | 1318.0519 | 0 | 0 | 0 | 0 | 0 | 0 | 347.373 | 0 | 1010.2591
4080 | 1204.7818 | 0 | 0 | 0 | 0 | 0 | 0 | 634.606 | 0 | 593.4259
4081 | 1000.3072 | 0 | 0 | 0 | 0 | 0 | 0 | 634.606 | 0 | 380.6142
4082 | 1279.8048 | 0 | 0 | 0 | 0 | 0 | 0 | 634.606 | 0 | 671.5081
4083 | 1320.9939 | 0 | 0 | 0 | 0 | 0 | 0 | 634.606 | 0 | 714.3767
4084 | 1414.405 | 0 | 0 | 0 | 0 | 0 | 0 | 634.606 | 0 | 811.5967
4085 | 1349.6792 | 0 | 0 | 0 | 0 | 0 | 0 | 634.606 | 0 | 744.2324
4086 | 1217.2856 | 0 | 0 | 0 | 0 | 0 | 0 | 634.606 | 0 | 606.4398
4087 | 842.1704 | 74.49 | 314.3885 | 216.0278 | -98.3607 | 0 | 0 | 634.606 | 0 | 0
4088 | 1414.8031 | 208.21 | 958.8364 | 812.012 | -146.8245 | 0 | 0 | 634.606 | 0 | 0
4089 | 1229.2948 | 538.32 | 2537.8052 | 618.9385 | -1918.8666 | 0 | 0 | 634.606 | 0 | 0
4090 | 1233.0561 | 716.79 | 3320.7545 | 1010.025 | -2310.7295 | 0 | 0 | 262.604 | 0 | 0
4091 | 1290.0993 | 646.22 | 2925.9774 | 682.2229 | -2243.7545 | 0 | 0 | 634.606 | 0 | 0
4092 | 1374.5232 | 332.65 | 1502.9764 | 770.0895 | -732.8869 | 0 | 0 | 634.606 | 0 | 0
4093 | 1301.6783 | 711.06 | 3204.0907 | 893.3612 | -2310.7295 | 0 | 0 | 443.319 | 0 | 0
4094 | 1473.8341 | 144.25 | 631.4372 | 631.4372 | 0 | 0 | 0 | 634.606 | 0 | 242.0129
4095 | 1200.2556 | 282.11 | 1283.6733 | 588.7154 | -694.9579 | 0 | 0 | 634.606 | 0 | 0
4096 | 1652.6215 | 44.13 | 170.8851 | 170.8851 | 0 | 0 | 0 | 634.606 | 0 | 888.6423
4097 | 1554.1529 | 35.28 | 132.9582 | 132.9582 | 0 | 0 | 0 | 634.606 | 0 | 824.085
4098 | 1601.1342 | 13.71 | 33.513 | 33.513 | 0 | 0 | 0 | 634.606 | 0 | 972.4279
4099 | 1579.897 | 0 | 0 | 0 | 0 | 0 | 0 | 634.606 | 0 | 983.8369
4100 | 1123.8746 | 0 | 0 | 0 | 0 | 0 | 0 | 634.606 | 0 | 509.2198
4101 | 1184.1872 | 0 | 0 | 0 | 0 | 0 | 0 | 634.606 | 0 | 571.9922
4102 | 1214.3435 | 0 | 0 | 0 | 0 | 0 | 0 | 552.94 | 0 | 688.3729
4103 | 1265.0944 | 0 | 0 | 0 | 0 | 0 | 0 | 0 | 0 | 1316.6805
4104 | 1221.6987 | 0 | 0 | 0 | 0 | 0 | 0 | 634.606 | 0 | 611.0328
4105 | 1285.689 | 0 | 0 | 0 | 0 | 0 | 0 | 634.606 | 0 | 677.6321
4106 | 1382.7776 | 0 | 0 | 0 | 0 | 0 | 0 | 634.606 | 0 | 778.6801
4107 | 1180.5096 | 0 | 0 | 0 | 0 | 0 | 0 | 634.606 | 0 | 568.1642
4108 | 1251.1195 | 0 | 0 | 0 | 0 | 0 | 0 | 634.606 | 0 | 641.6535
4109 | 1314.3743 | 0 | 0 | 0 | 0 | 0 | 0 | 634.606 | 0 | 707.4878
4110 | 1123.8746 | 0 | 0 | 0 | 0 | 0 | 0 | 634.606 | 0 | 509.2198
4111 | 1094.6009 | 113.88 | 411.9707 | 411.9707 | 0 | 0 | 0 | 634.606 | 0 | 66.7814
4112 | 1132.8406 | 228.03 | 1054.1477 | 518.5514 | -535.5962 | 0 | 0 | 634.606 | 0 | 0
4113 | 1145.5301 | 290.25 | 1336.1773 | 531.7589 | -804.4185 | 0 | 0 | 634.606 | 0 | 0
4114 | 1243.3736 | 553.1 | 2529.9005 | 1255.897 | -1274.0034 | 0 | 0 | 36.681 | 0 | 0
4115 | 952.8174 | 651.45 | 2946.5578 | 991.6698 | -1954.8879 | 0 | 0 | 0 | 0 | 0
4116 | 1336.7828 | 584.5 | 2637.0016 | 1391.2927 | -1245.7089 | 0 | 0 | 0 | 0 | 0
4117 | 1269.4781 | 655.05 | 2947.8327 | 1321.2432 | -1626.5895 | 0 | 0 | 0 | 0 | 0
4118 | 1515.3156 | 645.25 | 2916.8155 | 1577.1047 | -1339.7108 | 0 | 0 | 0 | 0 | 0
4119 | 1178.0217 | 547.26 | 2498.6095 | 1226.0569 | -1272.5526 | 0 | 0 | 0 | 0 | 0
4120 | 1291.1281 | 189.27 | 856.9381 | 856.9381 | 0 | 0 | 0 | 467.764 | 0 | 0
4121 | 1202.7821 | 212.95 | 976.2237 | 976.2237 | 0 | 0 | 0 | 264.806 | 0 | 0
4122 | 1153.1952 | 34.3 | 126.8384 | 126.8384 | 0 | 0 | 0 | 634.606 | 0 | 412.897
4123 | 1228.3184 | 0 | 0 | 0 | 0 | 0 | 0 | 0 | 0 | 1278.4049
4124 | 785.5354 | 0 | 0 | 0 | 0 | 0 | 0 | 0 | 0 | 817.5666
4125 | 1207.7239 | 0 | 0 | 0 | 0 | 0 | 0 | 0 | 0 | 1256.9711
4126 | 1132.7008 | 0 | 0 | 0 | 0 | 0 | 0 | 0 | 0 | 1178.8889
4127 | 1078.2723 | 0 | 0 | 0 | 0 | 0 | 0 | 0 | 0 | 1122.2405
4128 | 1233.4671 | 0 | 0 | 0 | 0 | 0 | 0 | 634.606 | 0 | 623.2806
4129 | 1003.9848 | 0 | 0 | 0 | 0 | 0 | 0 | 634.606 | 0 | 384.4411
4130 | 1147.4112 | 0 | 0 | 0 | 0 | 0 | 0 | 634.606 | 0 | 533.7166
4131 | 1050.3226 | 0 | 0 | 0 | 0 | 0 | 0 | 634.606 | 0 | 432.6686
4132 | 1001.0427 | 0 | 0 | 0 | 0 | 0 | 0 | 634.606 | 0 | 381.3791
4133 | 899.541 | 0 | 0 | 0 | 0 | 0 | 0 | 634.606 | 0 | 275.7382
4134 | 956.9115 | 0 | 0 | 0 | 0 | 0 | 0 | 634.606 | 0 | 335.4486
4135 | 789.213 | 47.02 | 189.4932 | 189.4932 | 0 | 0 | 0 | 607.144 | 0 | 0
4136 | 1053.7961 | 132.98 | 599.6727 | 599.6727 | 0 | 0 | 0 | 477.618 | 0 | 0
4137 | 1095.8283 | 336.35 | 1554.8727 | 1140.5134 | -414.3593 | 0 | 0 | 0 | 0 | 0
4138 | 1072.8488 | 453.14 | 2071.2364 | 1116.5963 | -954.64 | 0 | 0 | 0 | 0 | 0
4139 | 1035.489 | 461.37 | 2089.9235 | 1077.7129 | -1012.2106 | 0 | 0 | 0 | 0 | 0
4140 | 1331.4199 | 129.49 | 558.3039 | 558.3039 | 0 | 0 | 0 | 634.606 | 0 | 166.9239
4141 | 846.3463 | 142.01 | 616.3012 | 616.3012 | 0 | 0 | 0 | 213.932 | 0 | 41.9006
4142 | 916.9976 | 281.56 | 1266.5473 | 954.3902 | -312.1571 | 0 | 0 | 0 | 0 | 0
4143 | 791.3395 | 50.06 | 194.7814 | 194.7814 | 0 | 0 | 0 | 0 | 0 | 628.8269
4144 | 216.0103 | 29.42 | 103.2159 | 103.2159 | 0 | 0 | 0 | 0 | 0 | 121.6023
4145 | 168.3081 | 40.18 | 155.7918 | 155.7918 | 0 | 0 | 0 | 0 | 0 | 19.3793
4146 | 126.4653 | 9.79 | 16.4047 | 16.4047 | 0 | 0 | 0 | 0 | 0 | 115.2182
4147 | 136.0712 | 0 | 0 | 0 | 0 | 0 | 0 | 0 | 0 | 141.6195
4148 | 92.6755 | 0 | 0 | 0 | 0 | 0 | 0 | 0 | 0 | 96.455
4149 | 88.2624 | 0 | 0 | 0 | 0 | 0 | 0 | 0 | 0 | 91.861
4150 | 94.1466 | 0 | 0 | 0 | 0 | 0 | 0 | 0 | 0 | 97.986
4151 | 83.8493 | 0 | 0 | 0 | 0 | 0 | 0 | 0 | 0 | 87.2681
4152 | 91.94 | 0 | 0 | 0 | 0 | 0 | 0 | 0 | 0 | 95.689
4153 | 82.3782 | 0 | 0 | 0 | 0 | 0 | 0 | 82.378 | 0 | 0
4154 | 88.2624 | 0 | 0 | 0 | 0 | 0 | 0 | 88.262 | 0 | 0
4155 | 82.3782 | 0 | 0 | 0 | 0 | 0 | 0 | 82.378 | 0 | 0
4156 | 82.3782 | 0 | 0 | 0 | 0 | 0 | 0 | 82.378 | 0 | 0
4157 | 83.8493 | 0 | 0 | 0 | 0 | 0 | 0 | 83.849 | 0 | 0
4158 | 84.5848 | 0 | 0 | 0 | 0 | 0 | 0 | 84.585 | 0 | 0
4159 | 66.9323 | 34.3 | 129.4799 | 69.6623 | -59.8176 | 0 | 0 | 0 | 0 | 0
4160 | 82.3874 | 152.88 | 693.7579 | 85.7475 | -608.0104 | 0 | 0 | 0 | 0 | 0
4161 | 584.9195 | 304.43 | 1399.3296 | 608.7712 | -790.5584 | 0 | 0 | 0 | 0 | 0
4162 | 1157.201 | 359.65 | 1639.2307 | 1204.3879 | -434.8428 | 0 | 0 | 0 | 0 | 0
4163 | 1150.5013 | 533.13 | 2413.3949 | 1197.4147 | -1215.9801 | 0 | 0 | 0 | 0 | 0
4164 | 990.4614 | 653.68 | 2935.2778 | 1030.8488 | -1904.429 | 0 | 0 | 0 | 0 | 0
4165 | 1247.0319 | 765.86 | 3425.9791 | 1297.882 | -2128.0971 | 0 | 0 | 0 | 0 | 0
4166 | 1015.0755 | 814.55 | 3707.4749 | 1056.4675 | -2310.7295 | 0 | 340.2778 | 0 | 0 | 0
4167 | 1035.2371 | 558.23 | 2546.2989 | 1077.4506 | -1468.8483 | 0 | 0 | 0 | 0 | 0
4168 | 965.4739 | 406.47 | 1880.7232 | 1004.8419 | -875.8813 | 0 | 0 | 0 | 0 | 0
4169 | 874.7245 | 183.01 | 835.5679 | 835.5679 | 0 | 0 | 0 | 71.894 | 0 | 0
4170 | 1044.9992 | 46.73 | 184.4537 | 184.4537 | 0 | 0 | 0 | 634.606 | 0 | 242.6738
4171 | 962.7957 | 0 | 0 | 0 | 0 | 0 | 0 | 0 | 0 | 1002.0557
4172 | 1037.8187 | 0 | 0 | 0 | 0 | 0 | 0 | 0 | 0 | 1080.1379
4173 | 715.661 | 0 | 0 | 0 | 0 | 0 | 0 | 0 | 0 | 744.8434
4174 | 1001.7782 | 0 | 0 | 0 | 0 | 0 | 0 | 0 | 0 | 1042.6273
4175 | 876.0043 | 0 | 0 | 0 | 0 | 0 | 0 | 0 | 0 | 911.7246
4176 | 918.6645 | 0 | 0 | 0 | 0 | 0 | 0 | 634.606 | 0 | 295.642
4177 | 882.624 | 0 | 0 | 0 | 0 | 0 | 0 | 634.606 | 0 | 258.1314
4178 | 1200.3686 | 0 | 0 | 0 | 0 | 0 | 0 | 634.606 | 0 | 588.833
4179 | 1074.5947 | 0 | 0 | 0 | 0 | 0 | 0 | 634.606 | 0 | 457.9303
4180 | 1248.913 | 0 | 0 | 0 | 0 | 0 | 0 | 634.606 | 0 | 639.3565
4181 | 1179.0386 | 0 | 0 | 0 | 0 | 0 | 0 | 634.606 | 0 | 566.6332
4182 | 1068.7106 | 0 | 0 | 0 | 0 | 0 | 0 | 634.606 | 0 | 451.8064
4183 | 955.4405 | 78.36 | 331.3823 | 331.3823 | 0 | 0 | 0 | 634.606 | 0 | 2.5353
4184 | 993.9174 | 221.3 | 1017.9755 | 373.9636 | -644.0119 | 0 | 0 | 634.606 | 0 | 0
4185 | 746.5353 | 276.12 | 1259.0183 | 116.4931 | -1142.5252 | 0 | 0 | 634.606 | 0 | 0
4186 | 1054.2475 | 80.22 | 332.7905 | 332.7905 | 0 | 0 | 0 | 634.606 | 0 | 103.9632
4187 | 1269.1333 | 448.84 | 2004.1989 | 660.402 | -1343.7969 | 0 | 0 | 634.606 | 0 | 0
4188 | 1079.2074 | 454.76 | 2020.257 | 462.7314 | -1557.5256 | 0 | 0 | 634.606 | 0 | 0
4189 | 1049.5751 | 293.41 | 1300.3517 | 431.8911 | -868.4606 | 0 | 0 | 634.606 | 0 | 0
4190 | 1119.0192 | 210.2 | 925.4629 | 635.1715 | -290.2914 | 0 | 0 | 508.733 | 0 | 0
4191 | 1490.9597 | 211.52 | 937.7024 | 937.7024 | 0 | 0 | 0 | 589.995 | 0 | 0
4192 | 567.8021 | 239.37 | 1078.4446 | 590.9551 | -487.4894 | 0 | 0 | 0 | 0 | 0
4193 | 1329.9719 | 244.93 | 1109.11 | 1109.11 | 0 | 0 | 0 | 264.316 | 0 | 0
4194 | 1208.3058 | 67.16 | 269.5778 | 269.5778 | 0 | 0 | 0 | 634.606 | 0 | 327.5158
4195 | 1031.9346 | 0 | 0 | 0 | 0 | 0 | 0 | 0 | 0 | 1074.014
4196 | 898.0699 | 0 | 0 | 0 | 0 | 0 | 0 | 0 | 0 | 934.6904
4197 | 1109.1642 | 0 | 0 | 0 | 0 | 0 | 0 | 0 | 0 | 1154.3922
4198 | 1198.8976 | 0 | 0 | 0 | 0 | 0 | 0 | 0 | 0 | 1247.7852
4199 | 1042.9674 | 0 | 0 | 0 | 0 | 0 | 0 | 0 | 0 | 1085.4958
4200 | 873.0622 | 0 | 0 | 0 | 0 | 0 | 0 | 634.606 | 0 | 248.1805
4201 | 1123.8746 | 0 | 0 | 0 | 0 | 0 | 0 | 634.606 | 0 | 509.2198
4202 | 782.5933 | 0 | 0 | 0 | 0 | 0 | 0 | 634.606 | 0 | 154.0225
4203 | 1155.5019 | 0 | 0 | 0 | 0 | 0 | 0 | 634.606 | 0 | 542.1365
4204 | 1004.7203 | 0 | 0 | 0 | 0 | 0 | 0 | 634.606 | 0 | 385.2071
4205 | 945.8787 | 0 | 0 | 0 | 0 | 0 | 0 | 634.606 | 0 | 323.9657
4206 | 1001.0427 | 0 | 0 | 0 | 0 | 0 | 0 | 634.606 | 0 | 381.3791
4207 | 1244.4999 | 106.82 | 384.183 | 384.183 | 0 | 0 | 0 | 634.606 | 0 | 250.5805
4208 | 641.0608 | 235.99 | 1082.0623 | 667.2014 | -414.8609 | 0 | 0 | 0 | 0 | 0
4209 | 822.6911 | 527.05 | 2436.3929 | 856.2377 | -1580.1552 | 0 | 0 | 0 | 0 | 0
4210 | 1162.7946 | 707.42 | 3193.2416 | 1210.2101 | -1983.0316 | 0 | 0 | 0 | 0 | 0
4211 | 1141.8157 | 655.65 | 2895.3422 | 1188.3756 | -1706.9666 | 0 | 0 | 0 | 0 | 0
4212 | 1203.114 | 681.89 | 2992.0376 | 1252.1731 | -1739.8645 | 0 | 0 | 0 | 0 | 0
4213 | 999.0366 | 666.38 | 2923.6638 | 1039.7745 | -1883.8893 | 0 | 0 | 0 | 0 | 0
4214 | 1206.6721 | 620.59 | 2742.6644 | 1255.8762 | -1486.7882 | 0 | 0 | 0 | 0 | 0
4215 | 1353.2033 | 483.38 | 2162.0858 | 1408.3833 | -753.7025 | 0 | 0 | 0 | 0 | 0
4216 | 1525.3618 | 486.75 | 2211.0429 | 1587.5603 | -623.4825 | 0 | 0 | 0 | 0 | 0
4217 | 1270.7349 | 179.62 | 808.4785 | 808.4785 | 0 | 0 | 0 | 493.932 | 0 | 0
4218 | 1248.3052 | 63.34 | 254.2482 | 254.2482 | 0 | 0 | 0 | 9.986 | 0 | 1034.5654
4219 | 1187.8648 | 0 | 0 | 0 | 0 | 0 | 0 | 0 | 0 | 1236.3023
4220 | 1119.4615 | 0 | 0 | 0 | 0 | 0 | 0 | 0 | 0 | 1165.109
4221 | 1184.1872 | 0 | 0 | 0 | 0 | 0 | 0 | 0 | 0 | 1232.4743
4222 | 1246.7064 | 0 | 0 | 0 | 0 | 0 | 0 | 0 | 0 | 1297.5427
4223 | 890.7147 | 0 | 0 | 0 | 0 | 0 | 0 | 0 | 0 | 927.0355
4224 | 1162.1216 | 0 | 0 | 0 | 0 | 0 | 0 | 0 | 0 | 1209.5096
4225 | 1210.6659 | 0 | 0 | 0 | 0 | 0 | 0 | 634.606 | 0 | 599.5499
4226 | 1075.3302 | 0 | 0 | 0 | 0 | 0 | 0 | 634.606 | 0 | 458.6964
4227 | 1067.2395 | 0 | 0 | 0 | 0 | 0 | 0 | 634.606 | 0 | 450.2754
4228 | 1099.6024 | 0 | 0 | 0 | 0 | 0 | 0 | 634.606 | 0 | 483.9581
4229 | 772.296 | 0 | 0 | 0 | 0 | 0 | 0 | 634.606 | 0 | 143.3046
4230 | 1059.8843 | 0 | 0 | 0 | 0 | 0 | 0 | 634.606 | 0 | 442.6205
4231 | 649.4642 | 100.95 | 418.9522 | 418.9522 | 0 | 0 | 0 | 0 | 0 | 256.9949
4232 | 882.1064 | 311.87 | 1418.7932 | 918.0755 | -500.7177 | 0 | 0 | 0 | 0 | 0
4233 | 827.5326 | 523.57 | 2441.1399 | 861.2761 | -1579.8638 | 0 | 0 | 0 | 0 | 0
4234 | 1054.0186 | 704.64 | 3205.426 | 1096.9975 | -2108.4285 | 0 | 0 | 0 | 0 | 0
4235 | 1307.932 | 833.54 | 3712.0886 | 1361.2653 | -2310.7295 | 0 | 40.0938 | 0 | 0 | 0
4236 | 1422.7357 | 897.42 | 3939.3683 | 1480.7506 | -2310.7295 | 0 | 147.8881 | 0 | 0 | 0
4237 | 1374.2539 | 892.27 | 3895.2071 | 1430.2917 | -2310.7295 | 0 | 154.1859 | 0 | 0 | 0
4238 | 1156.3257 | 809.96 | 3563.5032 | 1203.4762 | -1472.184 | 0 | 887.843 | 0 | 0 | 0
4239 | 1129.0885 | 672.44 | 3006.1766 | 1175.1286 | 0 | 0 | 1831.048 | 0 | 0 | 0
4240 | 1626.5602 | 487.8 | 2237.8293 | 1692.8859 | 0 | 0 | 544.9434 | 0 | 0 | 0
4241 | 1795.9293 | 268.1 | 1212.7204 | 1212.7204 | 0 | 0 | 0 | 630.723 | 0 | 0
4242 | 1420.2091 | 46.76 | 183.1611 | 183.1611 | 0 | 0 | 0 | 634.606 | 0 | 634.4773
4243 | 1461.4783 | 0 | 0 | 0 | 0 | 0 | 0 | 634.606 | 0 | 860.5902
4244 | 1213.608 | 0 | 0 | 0 | 0 | 0 | 0 | 634.606 | 0 | 602.6118
4245 | 1603.4336 | 0 | 0 | 0 | 0 | 0 | 0 | 341.647 | 0 | 1313.2386
4246 | 1394.5459 | 0 | 0 | 0 | 0 | 0 | 0 | 0 | 0 | 1451.4111
4247 | 1470.3045 | 0 | 0 | 0 | 0 | 0 | 0 | 0 | 0 | 1530.2583
4248 | 1418.0826 | 0 | 0 | 0 | 0 | 0 | 0 | 634.606 | 0 | 815.4247
4249 | 1318.7874 | 0 | 0 | 0 | 0 | 0 | 0 | 634.606 | 0 | 712.0807
4250 | 1217.2856 | 0 | 0 | 0 | 0 | 0 | 0 | 634.606 | 0 | 606.4398
4251 | 1218.7567 | 0 | 0 | 0 | 0 | 0 | 0 | 634.606 | 0 | 607.9708
4252 | 1394.5459 | 0 | 0 | 0 | 0 | 0 | 0 | 634.606 | 0 | 790.9279
4253 | 1187.1293 | 0 | 0 | 0 | 0 | 0 | 0 | 634.606 | 0 | 575.0542
4254 | 1418.0826 | 0 | 0 | 0 | 0 | 0 | 0 | 634.606 | 0 | 815.4247
4255 | 920.1355 | 106.25 | 434.4463 | 434.4463 | 0 | 0 | 0 | 502.711 | 0 | 0
4256 | 761.6585 | 313.95 | 1426.0609 | 792.717 | -633.3439 | 0 | 0 | 0 | 0 | 0
4257 | 976.5554 | 527.78 | 2455.2372 | 1016.3758 | -1438.8614 | 0 | 0 | 0 | 0 | 0
4258 | 1245.0055 | 708.65 | 3214.2965 | 1295.7734 | -1918.5232 | 0 | 0 | 0 | 0 | 0
4259 | 1420.1043 | 835.6 | 3715.3858 | 1478.0123 | -2237.3735 | 0 | 0 | 0 | 0 | 0
4260 | 1490.1332 | 900.98 | 3975.4312 | 1550.8958 | -2310.7295 | 0 | 113.8058 | 0 | 0 | 0
4261 | 860.9694 | 895.98 | 3958.3833 | 896.0766 | -2310.7295 | 0 | 751.5772 | 0 | 0 | 0
4262 | 1268.3941 | 816.9 | 3650.0115 | 1320.115 | -1743.8205 | 0 | 586.076 | 0 | 0 | 0
4263 | 1179.3631 | 680.79 | 3097.9908 | 1227.4536 | 0 | 0 | 1870.5371 | 0 | 0 | 0
4264 | 1177.8001 | 494.37 | 2294.6735 | 1225.8269 | 0 | 0 | 1068.8465 | 0 | 0 | 0
4265 | 933.8677 | 272.08 | 1236.1483 | 971.9471 | 0 | 0 | 264.2012 | 0 | 0 | 0
4266 | 1077.5727 | 29.39 | 103.8352 | 103.8352 | 0 | 0 | 0 | 634.606 | 0 | 357.1946
4267 | 1109.8997 | 0 | 0 | 0 | 0 | 0 | 0 | 0 | 0 | 1155.1582
4268 | 1127.5522 | 0 | 0 | 0 | 0 | 0 | 0 | 0 | 0 | 1173.53
4269 | 1183.4517 | 0 | 0 | 0 | 0 | 0 | 0 | 0 | 0 | 1231.7094
4270 | 1332.0267 | 0 | 0 | 0 | 0 | 0 | 0 | 0 | 0 | 1386.3428
4271 | 1148.1467 | 0 | 0 | 0 | 0 | 0 | 0 | 0 | 0 | 1194.9648
4272 | 1170.2123 | 0 | 0 | 0 | 0 | 0 | 0 | 634.606 | 0 | 557.4473
4273 | 1298.1928 | 0 | 0 | 0 | 0 | 0 | 0 | 634.606 | 0 | 690.646
4274 | 1256.2682 | 0 | 0 | 0 | 0 | 0 | 0 | 634.606 | 0 | 647.0124
4275 | 1237.1447 | 0 | 0 | 0 | 0 | 0 | 0 | 634.606 | 0 | 627.1086
4276 | 1329.0847 | 0 | 0 | 0 | 0 | 0 | 0 | 634.606 | 0 | 722.7976
4277 | 1320.2584 | 0 | 0 | 0 | 0 | 0 | 0 | 634.606 | 0 | 713.6117
4278 | 1256.2682 | 0 | 0 | 0 | 0 | 0 | 0 | 634.606 | 0 | 647.0124
4279 | 957.647 | 106.65 | 385.5433 | 385.5433 | 0 | 0 | 0 | 384.114 | 0 | 211.3766
4280 | 1212.8063 | 314.24 | 1425.9152 | 1262.2614 | -163.6538 | 0 | 0 | 0 | 0 | 0
4281 | 817.3512 | 528.81 | 2460.8657 | 850.681 | -1610.1847 | 0 | 0 | 0 | 0 | 0
4282 | 1350.9121 | 709.68 | 3220.0697 | 1405.9979 | -1814.0719 | 0 | 0 | 0 | 0 | 0
4283 | 1576.5504 | 848.41 | 3767.4881 | 1640.8367 | -2126.6515 | 0 | 0 | 0 | 0 | 0
4284 | 1514.752 | 912.78 | 4010.2015 | 1576.5198 | -2310.7295 | 0 | 122.9522 | 0 | 0 | 0
4285 | 1347.5913 | 777.03 | 3388.0646 | 1402.5414 | -1985.5232 | 0 | 0 | 0 | 0 | 0
4286 | 1384.7626 | 777.64 | 3383.2084 | 1441.2292 | -1941.9792 | 0 | 0 | 0 | 0 | 0
4287 | 1490.5497 | 602.48 | 2693.0027 | 1551.3298 | -640.5877 | 0 | 501.0851 | 0 | 0 | 0
4288 | 1528.8197 | 325.07 | 1474.6236 | 1474.6236 | 0 | 0 | 0 | 111.97 | 0 | 0
4289 | 1453.0225 | 47.74 | 188.467 | 188.467 | 0 | 0 | 0 | 634.606 | 0 | 663.3224
4290 | 1062.5736 | 5.87 | 0 | 0 | 0 | 0 | 0 | 634.606 | 0 | 445.4192
4291 | 1421.0247 | 0 | 0 | 0 | 0 | 0 | 0 | 634.606 | 0 | 818.4866
4292 | 1195.22 | 0 | 0 | 0 | 0 | 0 | 0 | 634.606 | 0 | 583.474
4293 | 1395.2815 | 0 | 0 | 0 | 0 | 0 | 0 | 70.54 | 0 | 1378.7597
4294 | 1417.3471 | 0 | 0 | 0 | 0 | 0 | 0 | 0 | 0 | 1475.1419
4295 | 1162.8571 | 0 | 0 | 0 | 0 | 0 | 0 | 0 | 0 | 1210.2746
4296 | 1393.0749 | 0 | 0 | 0 | 0 | 0 | 0 | 634.606 | 0 | 789.3969
4297 | 1050.3226 | 0 | 0 | 0 | 0 | 0 | 0 | 634.606 | 0 | 432.6686
4298 | 1021.6373 | 0 | 0 | 0 | 0 | 0 | 0 | 634.606 | 0 | 402.8139
4299 | 1457.0651 | 0 | 0 | 0 | 0 | 0 | 0 | 634.606 | 0 | 855.9973
4300 | 1272.4496 | 0 | 0 | 0 | 0 | 0 | 0 | 634.606 | 0 | 663.8532
4301 | 1186.3938 | 0 | 0 | 0 | 0 | 0 | 0 | 634.606 | 0 | 574.2881
4302 | 1309.2256 | 0 | 0 | 0 | 0 | 0 | 0 | 634.606 | 0 | 702.1288
4303 | 1074.5947 | 36.26 | 138.0455 | 138.0455 | 0 | 0 | 0 | 634.606 | 0 | 319.8848
4304 | 998.1356 | 321.32 | 1456.5078 | 1038.8368 | -417.671 | 0 | 0 | 0 | 0 | 0
4305 | 975.2784 | 536.19 | 2501.5174 | 1015.0467 | -1486.4707 | 0 | 0 | 0 | 0 | 0
4306 | 1046.5245 | 720.01 | 3273.9997 | 1089.1979 | -2184.8018 | 0 | 0 | 0 | 0 | 0
4307 | 950.4987 | 846.9 | 3778.5016 | 989.2583 | -2310.7295 | 0 | 478.5138 | 0 | 0 | 0
4308 | 1002.5404 | 910.74 | 4026.2409 | 1043.4214 | -2310.7295 | 0 | 672.0899 | 0 | 0 | 0
4309 | 1043.7397 | 906.98 | 4015.932 | 1086.3004 | -2310.7295 | 0 | 618.9021 | 0 | 0 | 0
4310 | 1077.3961 | 835.51 | 3736.4459 | 1121.3288 | -1572.2495 | 0 | 1042.8677 | 0 | 0 | 0
4311 | 1015.4608 | 698.92 | 3181.4933 | 1056.8672 | 0 | 0 | 2124.6261 | 0 | 0 | 0
4312 | 206.3667 | 511.52 | 2380.1618 | 214.782 | 0 | 0 | 2165.3798 | 0 | 0 | 0
4313 | 168.6547 | 241.03 | 1097.3076 | 175.5322 | 0 | 0 | 921.7754 | 0 | 0 | 0
4314 | 147.1628 | 5.87 | 0 | 0 | 0 | 0 | 0 | 0 | 0 | 153.1638
4315 | 189.7642 | 0 | 0 | 0 | 0 | 0 | 0 | 0 | 0 | 197.502
4316 | 137.5422 | 0 | 0 | 0 | 0 | 0 | 0 | 0 | 0 | 143.1505
4317 | 106.6504 | 0 | 0 | 0 | 0 | 0 | 0 | 0 | 0 | 110.9988
4318 | 100.7662 | 0 | 0 | 0 | 0 | 0 | 0 | 0 | 0 | 104.8749
4319 | 91.2045 | 0 | 0 | 0 | 0 | 0 | 0 | 0 | 0 | 94.923
4320 | 100.0307 | 0 | 0 | 0 | 0 | 0 | 0 | 0 | 0 | 104.1099
4321 | 92.6755 | 0 | 0 | 0 | 0 | 0 | 0 | 0 | 0 | 96.455
4322 | 100.7662 | 0 | 0 | 0 | 0 | 0 | 0 | 0 | 0 | 104.8749
4323 | 91.94 | 0 | 0 | 0 | 0 | 0 | 0 | 0 | 0 | 95.689
4324 | 95.6176 | 0 | 0 | 0 | 0 | 0 | 0 | 0 | 0 | 99.517
4325 | 86.0558 | 0 | 0 | 0 | 0 | 0 | 0 | 0 | 0 | 89.5651
4326 | 93.411 | 0 | 0 | 0 | 0 | 0 | 0 | 0 | 0 | 97.22
4327 | 86.0558 | 107.55 | 378.1486 | 89.5651 | -288.5835 | 0 | 0 | 0 | 0 | 0
4328 | 91.951 | 318.51 | 1445.3611 | 95.7005 | -1349.6606 | 0 | 0 | 0 | 0 | 0
4329 | 200.9569 | 534.62 | 2499.1923 | 209.1514 | -22.2404 | 0 | 2267.8006 | 0 | 0 | 0
4330 | 878.5446 | 716.82 | 3267.6135 | 914.3692 | 0 | 0 | 2353.2442 | 0 | 0 | 0
4331 | 1068.5028 | 847.59 | 3784.815 | 1112.0731 | 0 | 0 | 2672.7419 | 0 | 0 | 0
4332 | 1462.838 | 911.81 | 4030.5882 | 1522.4878 | 0 | 0 | 2508.1003 | 0 | 0 | 0
4333 | 1268.6028 | 906.34 | 4015.8102 | 1320.3315 | 0 | 0 | 2695.4787 | 0 | 0 | 0
4334 | 1480.9778 | 824.44 | 3687.1183 | 1541.3675 | 0 | 0 | 2145.7508 | 0 | 0 | 0
4335 | 1662.323 | 540.9 | 2434.1646 | 1730.1072 | 0 | 0 | 704.0574 | 0 | 0 | 0
4336 | 1889.88 | 423.43 | 1936.6629 | 1936.6629 | 0 | 0 | 0 | 29.094 | 0 | 0
4337 | 1479.2732 | 15.67 | 42.3825 | 42.3825 | 0 | 0 | 0 | 634.606 | 0 | 836.7273
4338 | 1404.2291 | 30.37 | 108.0784 | 108.0784 | 0 | 0 | 0 | 634.606 | 0 | 692.9273
4339 | 1635.7965 | 0 | 0 | 0 | 0 | 0 | 0 | 634.606 | 0 | 1042.0164
4340 | 1688.7539 | 0 | 0 | 0 | 0 | 0 | 0 | 634.606 | 0 | 1097.1328
4341 | 1451.9165 | 0 | 0 | 0 | 0 | 0 | 0 | 634.606 | 0 | 850.6383
4342 | 1428.3799 | 0 | 0 | 0 | 0 | 0 | 0 | 634.606 | 0 | 826.1416
4343 | 1283.4824 | 0 | 0 | 0 | 0 | 0 | 0 | 372.715 | 0 | 947.9062
4344 | 1275.3917 | 0 | 0 | 0 | 0 | 0 | 0 | 634.606 | 0 | 666.9152
4345 | 1141.0098 | 0 | 0 | 0 | 0 | 0 | 0 | 554.83 | 0 | 610.0815
4346 | 1317.8249 | 0 | 0 | 0 | 0 | 0 | 0 | 554.83 | 0 | 794.1064
4347 | 1357.1939 | 0 | 0 | 0 | 0 | 0 | 0 | 554.83 | 0 | 835.0808
4348 | 1237.7056 | 0 | 0 | 0 | 0 | 0 | 0 | 554.83 | 0 | 710.7205
4349 | 1136.175 | 0 | 0 | 0 | 0 | 0 | 0 | 554.83 | 0 | 605.0504
4350 | 1195.5738 | 0 | 0 | 0 | 0 | 0 | 0 | 554.83 | 0 | 666.8704
4351 | 1022.9029 | 84.42 | 353.5664 | 353.5664 | 0 | 0 | 0 | 554.83 | 0 | 133.5931
4352 | 1129.8233 | 224.13 | 1037.4702 | 598.4394 | -439.0309 | 0 | 0 | 554.83 | 0 | 0
4353 | 1224.9167 | 375.28 | 1735.5015 | 697.41 | -1038.0916 | 0 | 0 | 554.83 | 0 | 0
4354 | 1366.0648 | 547.51 | 2494.0499 | 844.3135 | -1649.7363 | 0 | 0 | 554.83 | 0 | 0
4355 | 1337.9229 | 848.09 | 3842.6187 | 1392.4792 | -2310.7295 | 0 | 139.41 | 0 | 0 | 0
4356 | 1315.4265 | 911.03 | 4086.8796 | 1369.0659 | -2310.7295 | 0 | 407.0842 | 0 | 0 | 0
4357 | 1307.2764 | 734.96 | 3271.0439 | 960.3143 | -2310.7295 | 0 | 0 | 384.587 | 0 | 0
4358 | 1149.254 | 577.88 | 2596.811 | 618.6627 | -1978.1482 | 0 | 0 | 554.83 | 0 | 0
4359 | 1075.5123 | 268.57 | 1214.3534 | 957.6926 | -256.6608 | 0 | 0 | 155.341 | 0 | 0
4360 | 1067.8206 | 307.5 | 1410.8885 | 1111.3623 | -299.5262 | 0 | 0 | 0 | 0 | 0
4361 | 1122.6445 | 15.67 | 43.1902 | 43.1902 | 0 | 0 | 0 | 554.83 | 0 | 547.7775
4362 | 1180.3883 | 45.86 | 181.091 | 181.091 | 0 | 0 | 0 | 554.83 | 0 | 469.9753
4363 | 1047.7675 | 0 | 0 | 0 | 0 | 0 | 0 | 67.212 | 0 | 1020.5389
4364 | 988.3687 | 0 | 0 | 0 | 0 | 0 | 0 | 0 | 0 | 1028.6715
4365 | 1236.3242 | 0 | 0 | 0 | 0 | 0 | 0 | 0 | 0 | 1286.7373
4366 | 1285.3627 | 0 | 0 | 0 | 0 | 0 | 0 | 0 | 0 | 1337.776
4367 | 1237.0149 | 0 | 0 | 0 | 0 | 0 | 0 | 0 | 0 | 1287.4565
4368 | 955.9065 | 0 | 0 | 0 | 0 | 0 | 0 | 554.83 | 0 | 417.4306
4369 | 1144.4632 | 0 | 0 | 0 | 0 | 0 | 0 | 554.83 | 0 | 613.6763
4370 | 1100.2595 | 0 | 0 | 0 | 0 | 0 | 0 | 554.83 | 0 | 567.6698
4371 | 1259.8074 | 0 | 0 | 0 | 0 | 0 | 0 | 554.83 | 0 | 733.7237
4372 | 1195.5738 | 0 | 0 | 0 | 0 | 0 | 0 | 554.83 | 0 | 666.8704
4373 | 1084.3737 | 0 | 0 | 0 | 0 | 0 | 0 | 554.83 | 0 | 551.1361
4374 | 1230.7987 | 0 | 0 | 0 | 0 | 0 | 0 | 554.83 | 0 | 703.5318
4375 | 855.7574 | 55.75 | 230.2604 | 230.2604 | 0 | 0 | 0 | 554.83 | 0 | 82.9374
4376 | 848.1616 | 197.27 | 908.8344 | 305.2921 | -603.5423 | 0 | 0 | 554.83 | 0 | 0
4377 | 955.36 | 318.02 | 1464.6123 | 416.8613 | -1047.751 | 0 | 0 | 554.83 | 0 | 0
4378 | 1003.5499 | 167.49 | 744.7976 | 467.0163 | -277.7812 | 0 | 0 | 554.83 | 0 | 0
4379 | 826.6632 | 552.84 | 2486.1826 | 282.9175 | -2203.2651 | 0 | 0 | 554.83 | 0 | 0
4380 | 1123.7505 | 740.25 | 3283.3614 | 972.6319 | -2310.7295 | 0 | 0 | 189.226 | 0 | 0
4381 | 1103.3684 | 779.66 | 3443.4464 | 1132.7169 | -2310.7295 | 0 | 0 | 15.031 | 0 | 0
4382 | 1414.2487 | 677.27 | 3014.5673 | 935.4772 | -2079.0901 | 0 | 0 | 515.423 | 0 | 0
4383 | 1156.956 | 479.36 | 2164.4046 | 1204.133 | -960.2717 | 0 | 0 | 0 | 0 | 0
4384 | 1089.7222 | 422.09 | 1934.3805 | 1134.1574 | -800.2231 | 0 | 0 | 0 | 0 | 0
4385 | 1137.5314 | 46.42 | 184.8305 | 184.8305 | 0 | 0 | 0 | 554.83 | 0 | 421.6312
4386 | 926.8434 | 5.87 | 0 | 0 | 0 | 0 | 0 | 554.83 | 0 | 387.1825
4387 | 835.7275 | 0 | 0 | 0 | 0 | 0 | 0 | 0 | 0 | 869.8063
4388 | 1471.8474 | 0 | 0 | 0 | 0 | 0 | 0 | 0 | 0 | 1531.8642
4389 | 1105.0942 | 0 | 0 | 0 | 0 | 0 | 0 | 0 | 0 | 1150.1562
4390 | 823.2952 | 0 | 0 | 0 | 0 | 0 | 0 | 0 | 0 | 856.8663
4391 | 927.5885 | 0 | 0 | 0 | 0 | 0 | 0 | 0 | 0 | 965.4121
4392 | 973.8643 | 0 | 0 | 0 | 0 | 0 | 0 | 554.83 | 0 | 436.1209
4393 | 1145.1539 | 0 | 0 | 0 | 0 | 0 | 0 | 554.83 | 0 | 614.3955
4394 | 1047.7675 | 0 | 0 | 0 | 0 | 0 | 0 | 554.83 | 0 | 513.0374
4395 | 804.6468 | 0 | 0 | 0 | 0 | 0 | 0 | 554.83 | 0 | 260.0027
4396 | 1138.2471 | 0 | 0 | 0 | 0 | 0 | 0 | 554.83 | 0 | 607.2069
4397 | 993.2035 | 0 | 0 | 0 | 0 | 0 | 0 | 554.83 | 0 | 456.2484
4398 | 968.3388 | 0 | 0 | 0 | 0 | 0 | 0 | 554.83 | 0 | 430.3695
4399 | 1081.611 | 105.86 | 363.7234 | 363.7234 | 0 | 0 | 0 | 554.83 | 0 | 184.5381
4400 | 1051.0551 | 319.03 | 1451.4017 | 516.4595 | -934.9423 | 0 | 0 | 554.83 | 0 | 0
4401 | 1124.1761 | 272.56 | 1250.6161 | 592.5621 | -658.054 | 0 | 0 | 554.83 | 0 | 0
4402 | 1099.9253 | 548.3 | 2494.36 | 795.9497 | -1698.4103 | 0 | 0 | 335.16 | 0 | 0
4403 | 1173.32 | 623.67 | 2801.895 | 1221.1642 | -1580.7308 | 0 | 0 | 0 | 0 | 0
4404 | 1174.9733 | 798.5 | 3533.6152 | 1222.8857 | -2310.7295 | 0 | 0 | 0 | 0 | 0
4405 | 1130.4682 | 460.67 | 2071.7401 | 1176.5649 | -895.1752 | 0 | 0 | 0 | 0 | 0
4406 | 1162.7327 | 830.02 | 3742.1473 | 1210.1455 | -2310.7295 | 0 | 221.2723 | 0 | 0 | 0
4407 | 1439.1789 | 415.36 | 1887.2687 | 1497.8641 | -389.4046 | 0 | 0 | 0 | 0 | 0
4408 | 1406.8437 | 233.3 | 1061.8765 | 1061.8765 | 0 | 0 | 0 | 386.571 | 0 | 0
4409 | 1304.5051 | 104.49 | 459.5383 | 459.5383 | 0 | 0 | 0 | 554.83 | 0 | 320.706
4410 | 1480.7011 | 5.87 | 0 | 0 | 0 | 0 | 0 | 554.83 | 0 | 963.6251
4411 | 1355.1218 | 0 | 0 | 0 | 0 | 0 | 0 | 554.83 | 0 | 832.9243
4412 | 982.8432 | 0 | 0 | 0 | 0 | 0 | 0 | 554.83 | 0 | 445.466
4413 | 1227.3453 | 0 | 0 | 0 | 0 | 0 | 0 | 554.83 | 0 | 699.938
4414 | 1230.108 | 0 | 0 | 0 | 0 | 0 | 0 | 554.83 | 0 | 702.8137
4415 | 1073.3228 | 0 | 0 | 0 | 0 | 0 | 0 | 554.83 | 0 | 539.6344
4416 | 1058.8184 | 0 | 0 | 0 | 0 | 0 | 0 | 554.83 | 0 | 524.539
4417 | 752.1548 | 0 | 0 | 0 | 0 | 0 | 0 | 554.83 | 0 | 205.3702
4418 | 1158.2769 | 0 | 0 | 0 | 0 | 0 | 0 | 554.83 | 0 | 628.0536
4419 | 1156.8955 | 0 | 0 | 0 | 0 | 0 | 0 | 554.83 | 0 | 626.6153
4420 | 1170.7092 | 0 | 0 | 0 | 0 | 0 | 0 | 554.83 | 0 | 640.9926
4421 | 1391.7281 | 0 | 0 | 0 | 0 | 0 | 0 | 554.83 | 0 | 871.024
4422 | 1459.4151 | 0 | 0 | 0 | 0 | 0 | 0 | 554.83 | 0 | 941.4711
4423 | 1333.7106 | 76.7 | 322.3244 | 322.3244 | 0 | 0 | 0 | 554.83 | 0 | 488.3169
4424 | 1049.1048 | 229.79 | 1062.35 | 514.4299 | -547.9201 | 0 | 0 | 554.83 | 0 | 0
4425 | 1288.2412 | 534.43 | 2522.4266 | 763.3161 | -1759.1105 | 0 | 0 | 554.83 | 0 | 0
4426 | 1625.402 | 417.12 | 1906.2774 | 1114.2265 | -792.0509 | 0 | 0 | 554.83 | 0 | 0
4427 | 1252.525 | 325.21 | 1471.0787 | 726.1448 | -744.9339 | 0 | 0 | 554.83 | 0 | 0
4428 | 1499.6906 | 475.39 | 2145.578 | 983.3884 | -1162.1897 | 0 | 0 | 554.83 | 0 | 0
4429 | 1174.5986 | 389.54 | 1757.03 | 645.0402 | -1111.9899 | 0 | 0 | 554.83 | 0 | 0
4430 | 1162.5522 | 729.09 | 3272.6643 | 961.9348 | -2310.7295 | 0 | 0 | 238.306 | 0 | 0
4431 | 1383.5979 | 645.07 | 2924.7504 | 862.5615 | -2062.1889 | 0 | 0 | 554.83 | 0 | 0
4432 | 1184.4607 | 29.42 | 103.4584 | 103.4584 | 0 | 0 | 0 | 554.83 | 0 | 551.8459
4433 | 1396.2434 | 184.82 | 843.6911 | 843.6911 | 0 | 0 | 0 | 554.83 | 0 | 32.032
4434 | 1222.7384 | 27.43 | 95.6994 | 95.6994 | 0 | 0 | 0 | 554.83 | 0 | 599.4437
4435 | 1330.2572 | 0 | 0 | 0 | 0 | 0 | 0 | 208.869 | 0 | 1167.1146
4436 | 1078.8483 | 0 | 0 | 0 | 0 | 0 | 0 | 0 | 0 | 1122.84
4437 | 1160.349 | 0 | 0 | 0 | 0 | 0 | 0 | 0 | 0 | 1207.6643
4438 | 1320.5876 | 0 | 0 | 0 | 0 | 0 | 0 | 0 | 0 | 1374.4373
4439 | 1039.4793 | 0 | 0 | 0 | 0 | 0 | 0 | 0 | 0 | 1081.8656
4440 | 1082.9924 | 0 | 0 | 0 | 0 | 0 | 0 | 554.83 | 0 | 549.6988
4441 | 1015.996 | 0 | 0 | 0 | 0 | 0 | 0 | 554.83 | 0 | 479.9709
4442 | 1259.1168 | 0 | 0 | 0 | 0 | 0 | 0 | 554.83 | 0 | 733.0045
4443 | 955.2158 | 0 | 0 | 0 | 0 | 0 | 0 | 554.83 | 0 | 416.7114
4444 | 1254.9727 | 0 | 0 | 0 | 0 | 0 | 0 | 554.83 | 0 | 728.6915
4445 | 1275.6932 | 0 | 0 | 0 | 0 | 0 | 0 | 554.83 | 0 | 750.2575
4446 | 932.4233 | 0 | 0 | 0 | 0 | 0 | 0 | 554.83 | 0 | 392.99
4447 | 1058.1277 | 97.7 | 401.0727 | 401.0727 | 0 | 0 | 0 | 554.83 | 0 | 122.7471
4448 | 793.1348 | 316.68 | 1445.4704 | 825.4765 | -619.9939 | 0 | 0 | 0 | 0 | 0
4449 | 1186.5863 | 533.87 | 2522.2383 | 1234.9712 | -1287.2671 | 0 | 0 | 0 | 0 | 0
4450 | 1347.1392 | 717.62 | 3320.1956 | 1402.071 | -1918.1246 | 0 | 0 | 0 | 0 | 0
4451 | 1551.5661 | 846.1 | 3847.6394 | 1614.8339 | -2232.8055 | 0 | 0 | 0 | 0 | 0
4452 | 1023.2024 | 911.95 | 4114.5882 | 1064.9259 | -2310.7295 | 0 | 738.9328 | 0 | 0 | 0
4453 | 1250.4936 | 627.66 | 2826.4646 | 1301.4851 | -1524.9795 | 0 | 0 | 0 | 0 | 0
4454 | 1279.245 | 716.18 | 3232.3696 | 1331.4085 | -1900.9611 | 0 | 0 | 0 | 0 | 0
4455 | 790.3815 | 527.54 | 2413.0306 | 822.6112 | -798.5204 | 0 | 791.899 | 0 | 0 | 0
4456 | 1057.9646 | 420.19 | 1949.8131 | 1101.1044 | 0 | 0 | 848.7087 | 0 | 0 | 0
4457 | 1309.8432 | 129.49 | 581.0345 | 581.0345 | 0 | 0 | 0 | 554.83 | 0 | 204.7655
4458 | 1349.9434 | 56.85 | 231.1711 | 231.1711 | 0 | 0 | 0 | 554.83 | 0 | 596.3641
4459 | 1201.79 | 0 | 0 | 0 | 0 | 0 | 0 | 0 | 0 | 1250.7951
4460 | 1417.2834 | 0 | 0 | 0 | 0 | 0 | 0 | 0 | 0 | 1475.0753
4461 | 1335.092 | 0 | 0 | 0 | 0 | 0 | 0 | 0 | 0 | 1389.5328
4462 | 1290.1975 | 0 | 0 | 0 | 0 | 0 | 0 | 0 | 0 | 1342.8081
4463 | 1175.544 | 0 | 0 | 0 | 0 | 0 | 0 | 0 | 0 | 1223.4789
4464 | 1105.7849 | 0 | 0 | 0 | 0 | 0 | 0 | 554.83 | 0 | 573.4212
4465 | 1215.6037 | 0 | 0 | 0 | 0 | 0 | 0 | 554.83 | 0 | 687.7172
4466 | 895.1263 | 0 | 0 | 0 | 0 | 0 | 0 | 554.83 | 0 | 354.1722
4467 | 966.2668 | 0 | 0 | 0 | 0 | 0 | 0 | 554.83 | 0 | 428.213
4468 | 1008.3985 | 0 | 0 | 0 | 0 | 0 | 0 | 554.83 | 0 | 472.063
4469 | 1040.17 | 0 | 0 | 0 | 0 | 0 | 0 | 554.83 | 0 | 505.1306
4470 | 973.1736 | 0 | 0 | 0 | 0 | 0 | 0 | 554.83 | 0 | 435.4017
4471 | 1027.7377 | 72.08 | 301.6639 | 301.6639 | 0 | 0 | 0 | 375.69 | 0 | 376.9714
4472 | 181.6015 | 214.53 | 990.9652 | 189.0071 | -801.9581 | 0 | 0 | 0 | 0 | 0
4473 | 87.356 | 359.1 | 1660.1524 | 90.9181 | -1569.2343 | 0 | 0 | 0 | 0 | 0
4474 | 0 | 429.06 | 1955.2595 | 0 | -1955.2595 | 0 | 0 | 0 | 0 | 0
4475 | 0 | 604.77 | 2721.2212 | 0.0010408 | -2310.7295 | 0 | 410.4907 | 0 | 0 | 0
4476 | 0 | 724.96 | 3228.0712 | 0 | -2310.7295 | 0 | 917.3417 | 0 | 0 | 0
4477 | 0 | 749.98 | 3333.7767 | 0 | -2310.7295 | 0 | 1023.0472 | 0 | 0 | 0
4478 | 0 | 703.14 | 3146.9552 | 0 | -1334.7411 | 0 | 1812.2141 | 0 | 0 | 0
4479 | 0 | 450.3 | 2049.0408 | 0 | 0 | 0 | 2049.0408 | 0 | 0 | 0
4480 | 0 | 393.31 | 1814.7973 | 0 | 0 | 0 | 1814.7973 | 0 | 0 | 0
4481 | 0 | 283.01 | 1300.7639 | 0 | 0 | 0 | 1300.7639 | 0 | 0 | 0
4482 | 0 | 88.79 | 354.4345 | 0 | 0 | 0 | 354.4345 | 0 | 0 | 0
4483 | 0 | 0 | 0 | 0 | 0 | 0 | 0 | 0 | 0 | 0
4484 | 0 | 0 | 0 | 0 | 0 | 0 | 0 | 0 | 0 | 0
4485 | 118.7976 | 0 | 0 | 0 | 0 | 0 | 0 | 0 | 0 | 123.6422
4486 | 193.3915 | 0 | 0 | 0 | 0 | 0 | 0 | 0 | 0 | 201.2769
4487 | 241.0487 | 0 | 0 | 0 | 0 | 0 | 0 | 0 | 0 | 250.8782
4488 | 237.5953 | 0 | 0 | 0 | 0 | 0 | 0 | 0 | 0 | 247.2834
4489 | 234.8325 | 0 | 0 | 0 | 0 | 0 | 0 | 0 | 0 | 244.4087
4490 | 251.4089 | 0 | 0 | 0 | 0 | 0 | 0 | 0 | 0 | 261.6607
4491 | 171.9803 | 0 | 0 | 0 | 0 | 0 | 0 | 0 | 0 | 178.9928
4492 | 178.8871 | 0 | 0 | 0 | 0 | 0 | 0 | 0 | 0 | 186.1814
4493 | 246.5742 | 0 | 0 | 0 | 0 | 0 | 0 | 0 | 0 | 256.6285
4494 | 227.9257 | 0 | 0 | 0 | 0 | 0 | 0 | 0 | 0 | 237.2201
4495 | 274.8922 | 81.17 | 339.3661 | 286.1023 | -53.2638 | 0 | 0 | 0 | 0 | 0
4496 | 119.5695 | 298.22 | 1375.6696 | 124.4446 | -1251.225 | 0 | 0 | 0 | 0 | 0
4497 | 639.3445 | 421.31 | 1943.1355 | 665.4154 | -1130.7103 | 0 | 147.0097 | 0 | 0 | 0
4498 | 1147.0671 | 715.45 | 3267.0546 | 1193.8407 | 0 | 0 | 2073.2138 | 0 | 0 | 0
4499 | 1141.3284 | 835.73 | 3741.2907 | 1187.8677 | 0 | 0 | 2553.4231 | 0 | 0 | 0
4500 | 1174.7929 | 662.16 | 2937.3115 | 1222.6973 | 0 | 0 | 1714.6142 | 0 | 0 | 0
4501 | 1161.3384 | 897.35 | 3976.3845 | 1208.6936 | 0 | 0 | 2767.6909 | 0 | 0 | 0
4502 | 906.2351 | 469.01 | 2103.9719 | 943.1884 | 0 | 0 | 1160.7836 | 0 | 0 | 0
4503 | 844.8066 | 147.96 | 651.5929 | 651.5929 | 0 | 0 | 0 | 0 | 0 | 227.6616
4504 | 961.5296 | 387.24 | 1781.7755 | 1000.7381 | -253.3625 | 0 | 527.6749 | 0 | 0 | 0
4505 | 1098.1261 | 14.69 | 38.6794 | 38.6794 | 0 | 0 | 0 | 554.83 | 0 | 526.7704
4506 | 934.1267 | 16.64 | 46.9848 | 46.9848 | 0 | 0 | 0 | 554.83 | 0 | 347.7776
4507 | 1015.996 | 0 | 0 | 0 | 0 | 0 | 0 | 0 | 0 | 1057.4251
4508 | 813.6256 | 0 | 0 | 0 | 0 | 0 | 0 | 0 | 0 | 846.8031
4509 | 770.8032 | 0 | 0 | 0 | 0 | 0 | 0 | 0 | 0 | 802.2339
4510 | 861.9735 | 0 | 0 | 0 | 0 | 0 | 0 | 0 | 0 | 897.1225
4511 | 1115.4545 | 0 | 0 | 0 | 0 | 0 | 0 | 0 | 0 | 1160.9397
4512 | 933.114 | 0 | 0 | 0 | 0 | 0 | 0 | 554.83 | 0 | 393.7092
4513 | 1098.8781 | 0 | 0 | 0 | 0 | 0 | 0 | 554.83 | 0 | 566.2325
4514 | 1076.0855 | 0 | 0 | 0 | 0 | 0 | 0 | 554.83 | 0 | 542.5101
4515 | 1114.0731 | 0 | 0 | 0 | 0 | 0 | 0 | 554.83 | 0 | 582.0471
4516 | 739.0318 | 0 | 0 | 0 | 0 | 0 | 0 | 554.83 | 0 | 191.7121
4517 | 871.6431 | 0 | 0 | 0 | 0 | 0 | 0 | 554.83 | 0 | 329.7316
4518 | 1126.5055 | 0 | 0 | 0 | 0 | 0 | 0 | 554.83 | 0 | 594.9861
4519 | 891.6729 | 75.94 | 318.1353 | 318.1353 | 0 | 0 | 0 | 554.83 | 0 | 32.4431
4520 | 1175.0536 | 224.52 | 1036.9967 | 645.5137 | -391.483 | 0 | 0 | 554.83 | 0 | 0
4521 | 977.329 | 359.72 | 1657.2018 | 439.7272 | -1217.4747 | 0 | 0 | 554.83 | 0 | 0
4522 | 1380.4794 | 386.39 | 1752.0697 | 859.3163 | -892.7534 | 0 | 0 | 554.83 | 0 | 0
4523 | 1327.1344 | 630.45 | 2809.4593 | 803.7961 | -2005.6633 | 0 | 0 | 554.83 | 0 | 0
4524 | 1231.0111 | 271.25 | 1209.8541 | 870.4537 | -339.4004 | 0 | 0 | 394.661 | 0 | 0
4525 | 1202.3589 | 781.74 | 3433.8411 | 1251.3873 | -2182.4538 | 0 | 0 | 0 | 0 | 0
4526 | 1118.7189 | 628.84 | 2800.3952 | 1164.3368 | -1636.0584 | 0 | 0 | 0 | 0 | 0
4527 | 1397.5799 | 589.58 | 2657.4008 | 1454.5688 | -1202.832 | 0 | 0 | 0 | 0 | 0
4528 | 1387.754 | 316.76 | 1450.2902 | 1444.3422 | -5.948 | 0 | 0 | 0 | 0 | 0
4529 | 1404.902 | 18.61 | 56.3404 | 56.3404 | 0 | 0 | 0 | 554.83 | 0 | 828.3948
4530 | 1178.5865 | 38.23 | 145.5193 | 145.5193 | 0 | 0 | 0 | 554.83 | 0 | 503.6714
4531 | 1232.8708 | 0 | 0 | 0 | 0 | 0 | 0 | 554.83 | 0 | 705.6883
4532 | 1013.2333 | 0 | 0 | 0 | 0 | 0 | 0 | 554.83 | 0 | 477.0952
4533 | 1301.9392 | 0 | 0 | 0 | 0 | 0 | 0 | 554.83 | 0 | 777.5737
4534 | 1252.9006 | 0 | 0 | 0 | 0 | 0 | 0 | 554.83 | 0 | 726.5351
4535 | 1488.4238 | 0 | 0 | 0 | 0 | 0 | 0 | 554.83 | 0 | 971.6619
4536 | 1379.9864 | 0 | 0 | 0 | 0 | 0 | 0 | 554.83 | 0 | 858.8032
4537 | 1263.2609 | 0 | 0 | 0 | 0 | 0 | 0 | 554.83 | 0 | 737.3175
4538 | 1365.4821 | 0 | 0 | 0 | 0 | 0 | 0 | 554.83 | 0 | 843.7078
4539 | 1331.6386 | 0 | 0 | 0 | 0 | 0 | 0 | 554.83 | 0 | 808.4837
4540 | 1141.0098 | 0 | 0 | 0 | 0 | 0 | 0 | 554.83 | 0 | 610.0815
4541 | 1093.3526 | 0 | 0 | 0 | 0 | 0 | 0 | 554.83 | 0 | 560.4812
4542 | 949.6904 | 0 | 0 | 0 | 0 | 0 | 0 | 554.83 | 0 | 410.9611
4543 | 966.9575 | 103.6 | 346.8389 | 346.8389 | 0 | 0 | 0 | 554.83 | 0 | 82.0934
4544 | 843.7136 | 253.68 | 1171.6847 | 300.6627 | -871.0219 | 0 | 0 | 554.83 | 0 | 0
4545 | 1005.3405 | 440.11 | 2028.7997 | 468.8814 | -1559.9183 | 0 | 0 | 554.83 | 0 | 0
4546 | 1563.6281 | 722.53 | 3295.8747 | 1049.9335 | -2245.9412 | 0 | 0 | 554.83 | 0 | 0
4547 | 1371.9495 | 848.08 | 3786.7706 | 1427.8937 | -2310.7295 | 0 | 48.1474 | 0 | 0 | 0
4548 | 1263.6571 | 664.31 | 2932.4302 | 737.7297 | -2194.7006 | 0 | 0 | 554.83 | 0 | 0
4549 | 1241.5078 | 202.73 | 893.9232 | 714.6775 | -179.2457 | 0 | 0 | 554.83 | 0 | 0
4550 | 1242.3884 | 95.77 | 402.4028 | 402.4028 | 0 | 0 | 0 | 554.83 | 0 | 313.1916
4551 | 1546.4283 | 95.6 | 404.6551 | 404.6551 | 0 | 0 | 0 | 554.83 | 0 | 627.3771
4552 | 1391.9206 | 54.66 | 218.586 | 218.586 | 0 | 0 | 0 | 554.83 | 0 | 652.6378
4553 | 1102.5551 | 35.28 | 132.2661 | 132.2661 | 0 | 0 | 0 | 554.83 | 0 | 437.7934
4554 | 1208.6278 | 33.32 | 122.3943 | 122.3943 | 0 | 0 | 0 | 554.83 | 0 | 558.0624
4555 | 1185.9043 | 0 | 0 | 0 | 0 | 0 | 0 | 554.83 | 0 | 656.8072
4556 | 1010.4706 | 0 | 0 | 0 | 0 | 0 | 0 | 554.83 | 0 | 474.2195
4557 | 1031.1911 | 0 | 0 | 0 | 0 | 0 | 0 | 554.83 | 0 | 495.7855
4558 | 1206.6248 | 0 | 0 | 0 | 0 | 0 | 0 | 554.83 | 0 | 678.3721
4559 | 1274.3118 | 0 | 0 | 0 | 0 | 0 | 0 | 554.83 | 0 | 748.8191
4560 | 1225.2732 | 0 | 0 | 0 | 0 | 0 | 0 | 554.83 | 0 | 697.7815
4561 | 1292.9603 | 0 | 0 | 0 | 0 | 0 | 0 | 554.83 | 0 | 768.2286
4562 | 1131.3402 | 0 | 0 | 0 | 0 | 0 | 0 | 554.83 | 0 | 600.0182
4563 | 1158.2769 | 0 | 0 | 0 | 0 | 0 | 0 | 554.83 | 0 | 628.0536
4564 | 1222.5105 | 0 | 0 | 0 | 0 | 0 | 0 | 554.83 | 0 | 694.9058
4565 | 826.7486 | 0 | 0 | 0 | 0 | 0 | 0 | 554.83 | 0 | 283.0059
4566 | 1008.3985 | 0 | 0 | 0 | 0 | 0 | 0 | 554.83 | 0 | 472.063
4567 | 964.1947 | 94.99 | 387.8986 | 387.8986 | 0 | 0 | 0 | 554.83 | 0 | 38.158
4568 | 949.7888 | 269.72 | 1240.9026 | 411.0642 | -829.8384 | 0 | 0 | 554.83 | 0 | 0
4569 | 1299.4648 | 414.56 | 1901.4201 | 774.9978 | -1126.4223 | 0 | 0 | 554.83 | 0 | 0
4570 | 1185.0608 | 489.96 | 2208.7969 | 655.9288 | -1552.8681 | 0 | 0 | 554.83 | 0 | 0
4571 | 1494.3067 | 627.89 | 2784.5671 | 977.7848 | -1806.7823 | 0 | 0 | 554.83 | 0 | 0
4572 | 1253.3755 | 757.22 | 3311.4832 | 1180.5614 | -2130.9218 | 0 | 0 | 119.067 | 0 | 0
4573 | 1225.6264 | 735.66 | 3225.5099 | 1275.6041 | -1949.9057 | 0 | 0 | 0 | 0 | 0
4574 | 1352.7545 | 587.3 | 2607.9754 | 1407.915 | -1200.0604 | 0 | 0 | 0 | 0 | 0
4575 | 1293.0716 | 591.73 | 2649.7449 | 1345.7983 | -1303.9466 | 0 | 0 | 0 | 0 | 0
4576 | 998.7617 | 378.78 | 1732.1263 | 1039.4883 | -692.638 | 0 | 0 | 0 | 0 | 0
4577 | 1126.9881 | 162.34 | 735.0226 | 735.0226 | 0 | 0 | 0 | 420.763 | 0 | 0
4578 | 1225.8163 | 35.28 | 131.8591 | 131.8591 | 0 | 0 | 0 | 554.83 | 0 | 566.4875
4579 | 1032.5724 | 0 | 0 | 0 | 0 | 0 | 0 | 554.83 | 0 | 497.2228
4580 | 1021.5215 | 0 | 0 | 0 | 0 | 0 | 0 | 554.83 | 0 | 485.7212
4581 | 1216.2944 | 0 | 0 | 0 | 0 | 0 | 0 | 554.83 | 0 | 688.4364
4582 | 1219.0571 | 0 | 0 | 0 | 0 | 0 | 0 | 98.655 | 0 | 1166.0884
4583 | 1163.1117 | 0 | 0 | 0 | 0 | 0 | 0 | 0 | 0 | 1210.54
4584 | 1101.6408 | 0 | 0 | 0 | 0 | 0 | 0 | 554.83 | 0 | 569.1072
4585 | 1022.2122 | 0 | 0 | 0 | 0 | 0 | 0 | 554.83 | 0 | 486.4403
4586 | 1254.9727 | 0 | 0 | 0 | 0 | 0 | 0 | 554.83 | 0 | 728.6915
4587 | 1133.4123 | 0 | 0 | 0 | 0 | 0 | 0 | 554.83 | 0 | 602.1747
4588 | 973.1736 | 0 | 0 | 0 | 0 | 0 | 0 | 554.83 | 0 | 435.4017
4589 | 1258.4261 | 0 | 0 | 0 | 0 | 0 | 0 | 554.83 | 0 | 732.2864
4590 | 1203.862 | 0 | 0 | 0 | 0 | 0 | 0 | 554.83 | 0 | 675.4974
4591 | 1112.6918 | 52.72 | 214.4635 | 214.4635 | 0 | 0 | 0 | 554.83 | 0 | 366.1453
4592 | 1002.4448 | 101.99 | 448.6279 | 448.6279 | 0 | 0 | 0 | 554.83 | 0 | 17.2384
4593 | 715.8188 | 207.53 | 938.9597 | 167.5536 | -771.4061 | 0 | 0 | 554.83 | 0 | 0
4594 | 888.077 | 472.76 | 2126.715 | 346.8357 | -1779.8792 | 0 | 0 | 554.83 | 0 | 0
4595 | 1386.1353 | 589.68 | 2619.7715 | 865.2019 | -1754.5696 | 0 | 0 | 554.83 | 0 | 0
4596 | 1199.0566 | 619.05 | 2740.5818 | 670.4955 | -2070.0863 | 0 | 0 | 554.83 | 0 | 0
4597 | 1228.0489 | 469.8 | 2095.8851 | 700.6697 | -1395.2154 | 0 | 0 | 554.83 | 0 | 0
4598 | 1402.9448 | 566.28 | 2526.6522 | 882.6974 | -1643.9548 | 0 | 0 | 554.83 | 0 | 0
4599 | 1345.1535 | 370.99 | 1676.6238 | 822.5498 | -854.0739 | 0 | 0 | 554.83 | 0 | 0
4600 | 1550.7356 | 32.36 | 116.5961 | 116.5961 | 0 | 0 | 0 | 554.83 | 0 | 919.9187
4601 | 1497.0151 | 16.65 | 47.3616 | 47.3616 | 0 | 0 | 0 | 554.83 | 0 | 933.2427
4602 | 1191.2752 | 9.79 | 16.5744 | 16.5744 | 0 | 0 | 0 | 554.83 | 0 | 645.8228
4603 | 1230.7987 | 0 | 0 | 0 | 0 | 0 | 0 | 50.765 | 0 | 1228.151
4604 | 1251.5192 | 0 | 0 | 0 | 0 | 0 | 0 | 0 | 0 | 1302.5519
4605 | 1339.2361 | 0 | 0 | 0 | 0 | 0 | 0 | 0 | 0 | 1393.8457
4606 | 1237.0149 | 0 | 0 | 0 | 0 | 0 | 0 | 0 | 0 | 1287.4565
4607 | 1361.338 | 0 | 0 | 0 | 0 | 0 | 0 | 0 | 0 | 1416.849
4608 | 1507.763 | 0 | 0 | 0 | 0 | 0 | 0 | 554.83 | 0 | 991.7906
4609 | 607.8018 | 0 | 0 | 0 | 0 | 0 | 0 | 554.83 | 0 | 55.131
4610 | 762.515 | 0 | 0 | 0 | 0 | 0 | 0 | 554.83 | 0 | 216.1537
4611 | 928.2792 | 0 | 0 | 0 | 0 | 0 | 0 | 554.83 | 0 | 388.6771
4612 | 756.9896 | 0 | 0 | 0 | 0 | 0 | 0 | 554.83 | 0 | 210.4024
4613 | 800.5026 | 0 | 0 | 0 | 0 | 0 | 0 | 554.83 | 0 | 255.6897
4614 | 622.3062 | 0 | 0 | 0 | 0 | 0 | 0 | 554.83 | 0 | 70.2275
4615 | 551.1658 | 46.92 | 187.8665 | 187.8665 | 0 | 0 | 0 | 370.66 | 0 | 0
4616 | 537.6301 | 318.19 | 1446.1864 | 559.5528 | -886.6336 | 0 | 0 | 0 | 0 | 0
4617 | 520.8758 | 536.61 | 2526.0215 | 542.1157 | -1983.9058 | 0 | 0 | 0 | 0 | 0
4618 | 948.3591 | 721.75 | 3317.2689 | 987.03 | -2310.7295 | 0 | 19.5094 | 0 | 0 | 0
4619 | 845.2702 | 854.48 | 3855.8844 | 879.7384 | -2310.7295 | 0 | 665.4165 | 0 | 0 | 0
4620 | 618.959 | 922.7 | 4125.6923 | 644.1982 | -2310.7295 | 0 | 1170.7646 | 0 | 0 | 0
4621 | 587.2298 | 525.16 | 2355.5974 | 611.1754 | -1744.422 | 0 | 0 | 0 | 0 | 0
4622 | 673.7052 | 850.13 | 3837.0391 | 701.1765 | -1046.2315 | 0 | 2089.6311 | 0 | 0 | 0
4623 | 761.9789 | 485.35 | 2204.8388 | 793.0501 | 0 | 0 | 1411.7887 | 0 | 0 | 0
4624 | 727.5949 | 29.42 | 103.4709 | 103.4709 | 0 | 0 | 0 | 554.83 | 0 | 76.3389
4625 | 423.3979 | 21.55 | 69.7758 | 69.7758 | 0 | 0 | 0 | 356.356 | 0 | 0
4626 | 585.8407 | 10.77 | 20.9217 | 20.9217 | 0 | 0 | 0 | 554.83 | 0 | 11.3538
4627 | 736.9597 | 0 | 0 | 0 | 0 | 0 | 0 | 0 | 0 | 767.0109
4628 | 609.1832 | 0 | 0 | 0 | 0 | 0 | 0 | 0 | 0 | 634.0235
4629 | 715.5485 | 0 | 0 | 0 | 0 | 0 | 0 | 0 | 0 | 744.7268
4630 | 707.951 | 0 | 0 | 0 | 0 | 0 | 0 | 0 | 0 | 736.819
4631 | 652.0056 | 0 | 0 | 0 | 0 | 0 | 0 | 0 | 0 | 678.5927
4632 | 602.2764 | 0 | 0 | 0 | 0 | 0 | 0 | 554.83 | 0 | 49.3807
4633 | 1192.8111 | 0 | 0 | 0 | 0 | 0 | 0 | 554.83 | 0 | 663.9958
4634 | 1270.8584 | 0 | 0 | 0 | 0 | 0 | 0 | 333.309 | 0 | 975.7792
4635 | 1317.8249 | 0 | 0 | 0 | 0 | 0 | 0 | 0 | 0 | 1371.5617
4636 | 1299.8671 | 0 | 0 | 0 | 0 | 0 | 0 | 0 | 0 | 1352.8714
4637 | 1154.1328 | 0 | 0 | 0 | 0 | 0 | 0 | 0 | 0 | 1201.1948
4638 | 1298.4857 | 0 | 0 | 0 | 0 | 0 | 0 | 0 | 0 | 1351.4341
4639 | 998.7289 | 101.39 | 338.6251 | 338.6251 | 0 | 0 | 0 | 0 | 0 | 700.8289
4640 | 130.6101 | 318.23 | 1440.7098 | 135.9359 | -1304.774 | 0 | 0 | 0 | 0 | 0
4641 | 175.9232 | 536.49 | 2505.2757 | 183.0966 | -2310.7295 | 0 | 11.4496 | 0 | 0 | 0
4642 | 234.3197 | 722.37 | 3287.7993 | 243.8748 | -2310.7295 | 0 | 733.195 | 0 | 0 | 0
4643 | 194.8402 | 507.75 | 2275.7677 | 202.785 | -2072.9828 | 0 | 0 | 0 | 0 | 0
4644 | 182.0764 | 406.52 | 1821.5842 | 189.5005 | -1632.0837 | 0 | 0 | 0 | 0 | 0
4645 | 203.5454 | 390.82 | 1752.5432 | 211.8449 | -1540.6983 | 0 | 0 | 0 | 0 | 0
4646 | 203.7794 | 588.73 | 2640.8327 | 212.0885 | -1421.3847 | 0 | 1007.3595 | 0 | 0 | 0
4647 | 223.5096 | 593.41 | 2688.0298 | 232.623 | 0 | 0 | 2455.4069 | 0 | 0 | 0
4648 | 227.8445 | 453.63 | 2089.1461 | 237.1347 | 0 | 0 | 1852.0113 | 0 | 0 | 0
4649 | 436.2411 | 20.57 | 64.9497 | 64.9497 | 0 | 0 | 0 | 0 | 0 | 389.0809
4650 | 395.2318 | 67.63 | 277.1911 | 277.1911 | 0 | 0 | 0 | 0 | 0 | 134.1572
4651 | 255.553 | 0 | 0 | 0 | 0 | 0 | 0 | 0 | 0 | 265.9736
4652 | 228.6164 | 0 | 0 | 0 | 0 | 0 | 0 | 0 | 0 | 237.9382
4653 | 206.5145 | 0 | 0 | 0 | 0 | 0 | 0 | 0 | 0 | 214.935
4654 | 243.8114 | 0 | 0 | 0 | 0 | 0 | 0 | 0 | 0 | 253.7528
4655 | 205.1331 | 0 | 0 | 0 | 0 | 0 | 0 | 0 | 0 | 213.4977
4656 | 192.7008 | 0 | 0 | 0 | 0 | 0 | 0 | 0 | 0 | 200.5587
4657 | 223.7816 | 0 | 0 | 0 | 0 | 0 | 0 | 0 | 0 | 232.9071
4658 | 188.5567 | 0 | 0 | 0 | 0 | 0 | 0 | 0 | 0 | 196.2457
4659 | 172.671 | 0 | 0 | 0 | 0 | 0 | 0 | 0 | 0 | 179.712
4660 | 181.6499 | 0 | 0 | 0 | 0 | 0 | 0 | 0 | 0 | 189.0571
4661 | 106.3653 | 0 | 0 | 0 | 0 | 0 | 0 | 0 | 0 | 110.7022
4662 | 155.4039 | 0 | 0 | 0 | 0 | 0 | 0 | 0 | 0 | 161.7409
4663 | 132.6113 | 100.53 | 347.3738 | 138.0195 | -209.3543 | 0 | 0 | 0 | 0 | 0
4664 | 210.6517 | 313.29 | 1416.4806 | 219.2417 | -1197.2389 | 0 | 0 | 0 | 0 | 0
4665 | 378.0493 | 530.49 | 2470.1911 | 393.4646 | -1910.1127 | 0 | 166.6138 | 0 | 0 | 0
4666 | 837.0277 | 715.66 | 3240.165 | 871.1583 | 0 | 0 | 2369.0068 | 0 | 0 | 0
4667 | 1269.6825 | 566.89 | 2519.7435 | 1321.4556 | 0 | 0 | 1198.288 | 0 | 0 | 0
4668 | 1312.5904 | 784.48 | 3431.2735 | 1366.1132 | 0 | 0 | 2065.1603 | 0 | 0 | 0
4669 | 1239.8562 | 763.38 | 3348.5661 | 1290.4134 | 0 | 0 | 2058.1528 | 0 | 0 | 0
4670 | 1427.338 | 837.46 | 3729.3853 | 1485.5403 | 0 | 0 | 2243.845 | 0 | 0 | 0
4671 | 1379.6333 | 704.34 | 3194.8444 | 1435.89 | 0 | 0 | 1758.9544 | 0 | 0 | 0
4672 | 1408.1145 | 443.87 | 2031.5921 | 1465.5334 | 0 | 0 | 566.0587 | 0 | 0 | 0
4673 | 1482.0911 | 301.48 | 1352.6966 | 1352.6966 | 0 | 0 | 0 | 182.392 | 0 | 0
4674 | 1357.8284 | 94.64 | 330.6964 | 330.6964 | 0 | 0 | 0 | 554.83 | 0 | 505.0453
4675 | 1372.3889 | 0 | 0 | 0 | 0 | 0 | 0 | 0 | 0 | 1428.3506
4676 | 1344.7616 | 0 | 0 | 0 | 0 | 0 | 0 | 0 | 0 | 1399.5971
4677 | 1383.4399 | 0 | 0 | 0 | 0 | 0 | 0 | 0 | 0 | 1439.8522
4678 | 1246.6844 | 0 | 0 | 0 | 0 | 0 | 0 | 0 | 0 | 1297.5198
4679 | 1187.2856 | 0 | 0 | 0 | 0 | 0 | 0 | 0 | 0 | 1235.6997
4680 | 944.1649 | 0 | 0 | 0 | 0 | 0 | 0 | 342.957 | 0 | 625.7233
4681 | 1060.1998 | 0 | 0 | 0 | 0 | 0 | 0 | 554.83 | 0 | 525.9763
4682 | 1112.0011 | 0 | 0 | 0 | 0 | 0 | 0 | 554.83 | 0 | 579.8906
4683 | 985.6059 | 0 | 0 | 0 | 0 | 0 | 0 | 554.83 | 0 | 448.3417
4684 | 1117.5266 | 0 | 0 | 0 | 0 | 0 | 0 | 554.83 | 0 | 585.6409
4685 | 919.991 | 0 | 0 | 0 | 0 | 0 | 0 | 554.83 | 0 | 380.0511
4686 | 716.2392 | 0 | 0 | 0 | 0 | 0 | 0 | 554.83 | 0 | 167.9907
4687 | 888.9102 | 55.77 | 228.9251 | 228.9251 | 0 | 0 | 0 | 0 | 0 | 696.2318
4688 | 709.9428 | 272.52 | 1257.7132 | 738.8912 | -518.822 | 0 | 0 | 0 | 0 | 0
4689 | 511.2727 | 535.68 | 2508.4511 | 532.1211 | -1976.33 | 0 | 0 | 0 | 0 | 0
4690 | 207.6748 | 721.43 | 3296.2931 | 216.1433 | -2310.7295 | 0 | 769.4203 | 0 | 0 | 0
4691 | 138.7688 | 849.15 | 3810.569 | 144.4276 | -2310.7295 | 0 | 1355.4119 | 0 | 0 | 0
4692 | 202.4179 | 917.34 | 4075.6726 | 210.673 | -2310.7295 | 0 | 1554.27 | 0 | 0 | 0
4693 | 689.9172 | 915.92 | 4071.5927 | 718.0506 | -2310.7295 | 0 | 1042.8126 | 0 | 0 | 0
4694 | 1105.1745 | 645.64 | 2882.8653 | 1150.2395 | -855.3114 | 0 | 877.3145 | 0 | 0 | 0
4695 | 1065.5889 | 502.08 | 2272.1677 | 1109.0403 | 0 | 0 | 1163.1274 | 0 | 0 | 0
4696 | 1205.8909 | 338.18 | 1548.3761 | 1255.0634 | 0 | 0 | 293.3128 | 0 | 0 | 0
4697 | 1007.9081 | 137.76 | 617.4669 | 617.4669 | 0 | 0 | 0 | 414.633 | 0 | 0
4698 | 1302.5098 | 40.19 | 154.3961 | 154.3961 | 0 | 0 | 0 | 554.83 | 0 | 623.7719
4699 | 973.1736 | 0 | 0 | 0 | 0 | 0 | 0 | 0 | 0 | 1012.8569
4700 | 879.9313 | 0 | 0 | 0 | 0 | 0 | 0 | 0 | 0 | 915.8118
4701 | 879.2406 | 0 | 0 | 0 | 0 | 0 | 0 | 0 | 0 | 915.0936
4702 | 925.5164 | 0 | 0 | 0 | 0 | 0 | 0 | 0 | 0 | 963.2556
4703 | 1076.0855 | 0 | 0 | 0 | 0 | 0 | 0 | 0 | 0 | 1119.9653
4704 | 1077.4669 | 0 | 0 | 0 | 0 | 0 | 0 | 554.83 | 0 | 543.9474
4705 | 1165.8744 | 0 | 0 | 0 | 0 | 0 | 0 | 554.83 | 0 | 635.9604
4706 | 1019.4494 | 0 | 0 | 0 | 0 | 0 | 0 | 554.83 | 0 | 483.5647
4707 | 1090.5899 | 0 | 0 | 0 | 0 | 0 | 0 | 554.83 | 0 | 557.6055
4708 | 797.7399 | 0 | 0 | 0 | 0 | 0 | 0 | 554.83 | 0 | 252.8151
4709 | 1000.1103 | 0 | 0 | 0 | 0 | 0 | 0 | 554.83 | 0 | 463.4371
4710 | 815.6977 | 0 | 0 | 0 | 0 | 0 | 0 | 554.83 | 0 | 271.5043
4711 | 1003.5637 | 100.09 | 342.7226 | 342.7226 | 0 | 0 | 0 | 280.632 | 0 | 409.6872
4712 | 951.6977 | 306.25 | 1409.9778 | 990.5042 | -419.4736 | 0 | 0 | 0 | 0 | 0
4713 | 1121.6603 | 421.71 | 1937.507 | 1167.3977 | -770.1093 | 0 | 0 | 0 | 0 | 0
4714 | 1083.6407 | 585.03 | 2624.2281 | 1127.8284 | -1496.3997 | 0 | 0 | 0 | 0 | 0
4715 | 1503.6577 | 647.93 | 2853.7184 | 1564.9724 | -1288.746 | 0 | 0 | 0 | 0 | 0
4716 | 1480.6329 | 758.01 | 3280.1923 | 1541.0085 | -1739.1838 | 0 | 0 | 0 | 0 | 0
4717 | 1652.4707 | 710.88 | 3078.8852 | 1719.8535 | -1359.0318 | 0 | 0 | 0 | 0 | 0
4718 | 1615.0866 | 753.05 | 3258.8824 | 1680.944 | -1577.9383 | 0 | 0 | 0 | 0 | 0
4719 | 1540.0611 | 707.97 | 3156.3898 | 1602.8597 | -1553.5301 | 0 | 0 | 0 | 0 | 0
4720 | 1743.6635 | 362.49 | 1638.0536 | 1638.0536 | 0 | 0 | 0 | 169.788 | 0 | 0
4721 | 1217.598 | 139.71 | 621.4863 | 621.4863 | 0 | 0 | 0 | 554.83 | 0 | 68.3072
4722 | 1425.4723 | 26.45 | 90.5393 | 90.5393 | 0 | 0 | 0 | 554.83 | 0 | 815.6047
4723 | 1408.9952 | 0 | 0 | 0 | 0 | 0 | 0 | 554.83 | 0 | 888.9951
4724 | 1178.3067 | 0 | 0 | 0 | 0 | 0 | 0 | 554.83 | 0 | 648.8994
4725 | 1460.1058 | 0 | 0 | 0 | 0 | 0 | 0 | 554.83 | 0 | 942.1892
4726 | 1165.1837 | 0 | 0 | 0 | 0 | 0 | 0 | 554.83 | 0 | 635.2412
4727 | 1237.7056 | 0 | 0 | 0 | 0 | 0 | 0 | 55.045 | 0 | 1230.8851
4728 | 1343.3802 | 0 | 0 | 0 | 0 | 0 | 0 | 554.83 | 0 | 820.7045
4729 | 1258.4261 | 0 | 0 | 0 | 0 | 0 | 0 | 554.83 | 0 | 732.2864
4730 | 1290.1975 | 0 | 0 | 0 | 0 | 0 | 0 | 554.83 | 0 | 765.3529
4731 | 1518.8139 | 0 | 0 | 0 | 0 | 0 | 0 | 554.83 | 0 | 1003.2922
4732 | 1493.2586 | 0 | 0 | 0 | 0 | 0 | 0 | 554.83 | 0 | 976.6941
4733 | 1221.1291 | 0 | 0 | 0 | 0 | 0 | 0 | 554.83 | 0 | 693.4685
4734 | 1216.2944 | 0 | 0 | 0 | 0 | 0 | 0 | 554.83 | 0 | 688.4364
4735 | 1270.1677 | 82.09 | 338.9529 | 338.9529 | 0 | 0 | 0 | 554.83 | 0 | 405.5532
4736 | 1420.868 | 245.85 | 1136.1869 | 901.3512 | -234.8357 | 0 | 0 | 554.83 | 0 | 0
4737 | 1032.7373 | 408.81 | 1889.8363 | 497.3945 | -1392.4417 | 0 | 0 | 554.83 | 0 | 0
4738 | 983.6487 | 547.94 | 2490.7235 | 446.3038 | -2044.4197 | 0 | 0 | 554.83 | 0 | 0
4739 | 1036.9712 | 625.51 | 2806.0779 | 501.8012 | -2304.2767 | 0 | 0 | 554.83 | 0 | 0
4740 | 1264.5447 | 631.45 | 2816.1255 | 738.6539 | -2077.4717 | 0 | 0 | 554.83 | 0 | 0
4741 | 1287.5099 | 738.42 | 3269.5868 | 958.8573 | -2310.7295 | 0 | 0 | 366.221 | 0 | 0
4742 | 1054.9635 | 680.13 | 3026.7038 | 835.2213 | -2191.4825 | 0 | 0 | 252.466 | 0 | 0
4743 | 1243.8855 | 236.97 | 1062.7684 | 1062.7684 | 0 | 0 | 0 | 222.755 | 0 | 0
4744 | 986.9251 | 193.62 | 871.4362 | 871.4362 | 0 | 0 | 0 | 149.631 | 0 | 0
4745 | 1104.938 | 236.51 | 1081.3827 | 1081.3827 | 0 | 0 | 0 | 65.923 | 0 | 0
4746 | 1034.1178 | 5.87 | 0 | 0 | 0 | 0 | 0 | 554.83 | 0 | 498.8308
4747 | 840.5623 | 0 | 0 | 0 | 0 | 0 | 0 | 0 | 0 | 874.8374
4748 | 1201.79 | 0 | 0 | 0 | 0 | 0 | 0 | 0 | 0 | 1250.7951
4749 | 714.1672 | 0 | 0 | 0 | 0 | 0 | 0 | 0 | 0 | 743.2884
4750 | 1128.5775 | 0 | 0 | 0 | 0 | 0 | 0 | 0 | 0 | 1174.5978
4751 | 844.7064 | 0 | 0 | 0 | 0 | 0 | 0 | 0 | 0 | 879.1504
4752 | 1005.6358 | 0 | 0 | 0 | 0 | 0 | 0 | 554.83 | 0 | 469.1874
4753 | 1029.119 | 0 | 0 | 0 | 0 | 0 | 0 | 554.83 | 0 | 493.629
4754 | 1085.7551 | 0 | 0 | 0 | 0 | 0 | 0 | 554.83 | 0 | 552.5744
4755 | 1188.667 | 0 | 0 | 0 | 0 | 0 | 0 | 554.83 | 0 | 659.6828
4756 | 1035.3352 | 0 | 0 | 0 | 0 | 0 | 0 | 554.83 | 0 | 500.0985
4757 | 943.4742 | 0 | 0 | 0 | 0 | 0 | 0 | 554.83 | 0 | 404.4917
4758 | 1012.5426 | 0 | 0 | 0 | 0 | 0 | 0 | 554.83 | 0 | 476.376
4759 | 1096.806 | 12.73 | 29.9796 | 29.9796 | 0 | 0 | 0 | 554.83 | 0 | 534.0965
4760 | 934.3477 | 34.3 | 129.1396 | 129.1396 | 0 | 0 | 0 | 554.83 | 0 | 265.8529
4761 | 1094.2419 | 429.02 | 1982.4706 | 1138.8617 | -843.6089 | 0 | 0 | 0 | 0 | 0
4762 | 1260.8348 | 602.89 | 2731.0264 | 1312.2478 | -1418.7786 | 0 | 0 | 0 | 0 | 0
4763 | 1083.1262 | 596.29 | 2673.3622 | 1127.2924 | -1546.0698 | 0 | 0 | 0 | 0 | 0
4764 | 1249.8858 | 691.6 | 3072.9289 | 1300.8513 | -1772.0776 | 0 | 0 | 0 | 0 | 0
4765 | 1115.5132 | 729.3 | 3237.3966 | 1161 | -2076.3965 | 0 | 0 | 0 | 0 | 0
4766 | 1150.3401 | 639.18 | 2866.9591 | 1197.2472 | -1669.712 | 0 | 0 | 0 | 0 | 0
4767 | 1467.4236 | 534.82 | 2434.9899 | 1527.2598 | -907.7301 | 0 | 0 | 0 | 0 | 0
4768 | 1501.2835 | 483.77 | 2247.1422 | 1562.5005 | -684.6417 | 0 | 0 | 0 | 0 | 0
4769 | 1430.4064 | 271.4 | 1258.6967 | 1258.6967 | 0 | 0 | 0 | 221.024 | 0 | 0
4770 | 1592.421 | 88.93 | 359.1336 | 359.1336 | 0 | 0 | 0 | 554.83 | 0 | 720.7671
4771 | 1372.3889 | 0 | 0 | 0 | 0 | 0 | 0 | 554.83 | 0 | 850.8964
4772 | 1328.8758 | 0 | 0 | 0 | 0 | 0 | 0 | 89.86 | 0 | 1289.5381
4773 | 1486.3518 | 0 | 0 | 0 | 0 | 0 | 0 | 0 | 0 | 1546.9607
4774 | 1364.1007 | 0 | 0 | 0 | 0 | 0 | 0 | 0 | 0 | 1419.7247
4775 | 1410.3765 | 0 | 0 | 0 | 0 | 0 | 0 | 0 | 0 | 1467.8877
4776 | 1210.7689 | 0 | 0 | 0 | 0 | 0 | 0 | 554.83 | 0 | 682.685
4777 | 1007.0171 | 0 | 0 | 0 | 0 | 0 | 0 | 554.83 | 0 | 470.6257
4778 | 820.5325 | 0 | 0 | 0 | 0 | 0 | 0 | 554.83 | 0 | 276.5365
4779 | 1060.8905 | 0 | 0 | 0 | 0 | 0 | 0 | 554.83 | 0 | 526.6955
4780 | 1237.7056 | 0 | 0 | 0 | 0 | 0 | 0 | 554.83 | 0 | 710.7205
4781 | 960.7413 | 0 | 0 | 0 | 0 | 0 | 0 | 554.83 | 0 | 422.4627
4782 | 1200.4086 | 0 | 0 | 0 | 0 | 0 | 0 | 554.83 | 0 | 671.9026
4783 | 1122.3613 | 99.82 | 332.165 | 332.165 | 0 | 0 | 0 | 554.83 | 0 | 258.5081
4784 | 1070.4651 | 317.85 | 1453.3137 | 537.862 | -915.4517 | 0 | 0 | 553.676 | 0 | 0
4785 | 1185.2757 | 538.67 | 2554.4035 | 1233.6067 | -1320.7967 | 0 | 0 | 0 | 0 | 0
4786 | 1241.5501 | 520.03 | 2381.5273 | 1292.1764 | -1089.3509 | 0 | 0 | 0 | 0 | 0
4787 | 1273.3423 | 652.21 | 2940.7658 | 1325.2648 | -1615.501 | 0 | 0 | 0 | 0 | 0
4788 | 1429.0673 | 929.29 | 4173.8064 | 1487.3408 | -2310.7295 | 0 | 375.736 | 0 | 0 | 0
4789 | 1265.5332 | 658.53 | 2947.7484 | 1317.1384 | -1630.61 | 0 | 0 | 0 | 0 | 0
4790 | 1185.2801 | 679.89 | 3050.1442 | 1233.6119 | -1816.5323 | 0 | 0 | 0 | 0 | 0
4791 | 1296.2238 | 669.75 | 3016.8987 | 1349.0799 | -1667.8188 | 0 | 0 | 0 | 0 | 0
4792 | 1491.7106 | 386.56 | 1779.1288 | 1552.5382 | -226.5906 | 0 | 0 | 0 | 0 | 0
4793 | 1623.4698 | 167.8 | 761.5541 | 761.5541 | 0 | 0 | 0 | 554.83 | 0 | 350.6606
4794 | 1365.0331 | 9.79 | 16.5619 | 16.5619 | 0 | 0 | 0 | 554.83 | 0 | 826.6786
4795 | 1483.589 | 0 | 0 | 0 | 0 | 0 | 0 | 554.83 | 0 | 966.6308
4796 | 1207.3155 | 0 | 0 | 0 | 0 | 0 | 0 | 554.83 | 0 | 679.0912
4797 | 1394.4908 | 0 | 0 | 0 | 0 | 0 | 0 | 75.184 | 0 | 1373.1031
4798 | 1198.3366 | 0 | 0 | 0 | 0 | 0 | 0 | 0 | 0 | 1247.2013
4799 | 1087.8272 | 0 | 0 | 0 | 0 | 0 | 0 | 0 | 0 | 1132.1851
4800 | 982.8432 | 0 | 0 | 0 | 0 | 0 | 0 | 554.83 | 0 | 445.466
4801 | 1308.846 | 0 | 0 | 0 | 0 | 0 | 0 | 554.83 | 0 | 784.7624
4802 | 1232.1801 | 0 | 0 | 0 | 0 | 0 | 0 | 554.83 | 0 | 704.9702
4803 | 1165.8744 | 0 | 0 | 0 | 0 | 0 | 0 | 554.83 | 0 | 635.9604
4804 | 1230.108 | 0 | 0 | 0 | 0 | 0 | 0 | 554.83 | 0 | 702.8137
4805 | 1178.9974 | 0 | 0 | 0 | 0 | 0 | 0 | 554.83 | 0 | 649.6185
4806 | 1110.6197 | 0 | 0 | 0 | 0 | 0 | 0 | 554.83 | 0 | 578.4523
4807 | 929.6605 | 39.21 | 151.7973 | 151.7973 | 0 | 0 | 0 | 554.83 | 0 | 238.3171
4808 | 777.6212 | 312.3 | 1422.5389 | 809.3299 | -613.209 | 0 | 0 | 0 | 0 | 0
4809 | 947.273 | 400.15 | 1851.2547 | 985.8998 | -865.3549 | 0 | 0 | 0 | 0 | 0
4810 | 1179.9083 | 338.99 | 1541.7526 | 1228.0209 | -313.7318 | 0 | 0 | 0 | 0 | 0
4811 | 1059.5877 | 594.8 | 2674.5705 | 1102.7946 | -1571.7759 | 0 | 0 | 0 | 0 | 0
4812 | 1194.5136 | 552.01 | 2473.5476 | 1243.2214 | -1230.3262 | 0 | 0 | 0 | 0 | 0
4813 | 1267.6269 | 696.77 | 3100.6926 | 1319.3168 | -1781.3759 | 0 | 0 | 0 | 0 | 0
4814 | 887.0799 | 662.28 | 2964.3831 | 923.2523 | -2041.1309 | 0 | 0 | 0 | 0 | 0
4815 | 1241.5596 | 609.05 | 2758.4373 | 1292.1868 | -1466.2505 | 0 | 0 | 0 | 0 | 0
4816 | 536.721 | 390.93 | 1799.7466 | 558.6068 | -1241.1399 | 0 | 0 | 0 | 0 | 0
4817 | 511.4393 | 196.5 | 898.4891 | 532.2938 | -366.1952 | 0 | 0 | 0 | 0 | 0
4818 | 220.4508 | 59.13 | 241.0189 | 229.4403 | -11.5786 | 0 | 0 | 0 | 0 | 0
4819 | 219.6375 | 0 | 0 | 0 | 0 | 0 | 0 | 0 | 0 | 228.5931
4820 | 234.8325 | 0 | 0 | 0 | 0 | 0 | 0 | 0 | 0 | 244.4087
4821 | 155.4039 | 0 | 0 | 0 | 0 | 0 | 0 | 0 | 0 | 161.7409
4822 | 212.04 | 0 | 0 | 0 | 0 | 0 | 0 | 0 | 0 | 220.6863
4823 | 91.1703 | 0 | 0 | 0 | 0 | 0 | 0 | 0 | 0 | 94.8876
4824 | 85.6448 | 0 | 0 | 0 | 0 | 0 | 0 | 0 | 0 | 89.1373
4825 | 78.738 | 0 | 0 | 0 | 0 | 0 | 0 | 0 | 0 | 81.9487
4826 | 84.9541 | 0 | 0 | 0 | 0 | 0 | 0 | 0 | 0 | 88.4182
4827 | 77.3566 | 0 | 0 | 0 | 0 | 0 | 0 | 0 | 0 | 80.5114
4828 | 82.1914 | 0 | 0 | 0 | 0 | 0 | 0 | 0 | 0 | 85.5425
4829 | 78.738 | 0 | 0 | 0 | 0 | 0 | 0 | 0 | 0 | 81.9487
4830 | 83.5728 | 0 | 0 | 0 | 0 | 0 | 0 | 0 | 0 | 86.9808
4831 | 66.9963 | 71.86 | 298.9746 | 69.7289 | -229.2457 | 0 | 0 | 0 | 0 | 0
4832 | 81.1985 | 220.74 | 1022.9483 | 84.51 | -938.4383 | 0 | 0 | 0 | 0 | 0
4833 | 713.0577 | 338.95 | 1569.5039 | 742.1342 | -827.3697 | 0 | 0 | 0 | 0 | 0
4834 | 1109.9109 | 596.18 | 2722.696 | 1155.1686 | -815.4601 | 0 | 752.0674 | 0 | 0 | 0
4835 | 1211.7488 | 745.4 | 3350.5998 | 1261.1602 | 0 | 0 | 2089.4396 | 0 | 0 | 0
4836 | 1105.1884 | 926.97 | 4177.4917 | 1150.254 | 0 | 0 | 3027.2377 | 0 | 0 | 0
4837 | 969.134 | 733.96 | 3281.486 | 1008.6522 | 0 | 0 | 2272.8338 | 0 | 0 | 0
4838 | 1192.262 | 524.59 | 2366.9138 | 1240.8786 | 0 | 0 | 1126.0351 | 0 | 0 | 0
4839 | 1204.9136 | 546.24 | 2481.3316 | 1254.0465 | 0 | 0 | 1227.285 | 0 | 0 | 0
4840 | 1193.8661 | 432.42 | 1990.3503 | 1242.548 | 0 | 0 | 747.8023 | 0 | 0 | 0
4841 | 893.7415 | 163.68 | 742.0229 | 742.0229 | 0 | 0 | 0 | 180.79 | 0 | 0
4842 | 898.8077 | 25.47 | 86.8237 | 86.8237 | 0 | 0 | 0 | 554.83 | 0 | 271.1796
4843 | 882.694 | 0 | 0 | 0 | 0 | 0 | 0 | 0 | 0 | 918.6874
4844 | 1020.8308 | 0 | 0 | 0 | 0 | 0 | 0 | 0 | 0 | 1062.4572
4845 | 1455.9617 | 0 | 0 | 0 | 0 | 0 | 0 | 0 | 0 | 1515.3315
4846 | 774.9473 | 0 | 0 | 0 | 0 | 0 | 0 | 0 | 0 | 806.5469
4847 | 1051.2209 | 0 | 0 | 0 | 0 | 0 | 0 | 0 | 0 | 1094.0864
4848 | 1114.0731 | 0 | 0 | 0 | 0 | 0 | 0 | 554.83 | 0 | 582.0471
4849 | 966.9575 | 0 | 0 | 0 | 0 | 0 | 0 | 554.83 | 0 | 428.9322
4850 | 895.1263 | 0 | 0 | 0 | 0 | 0 | 0 | 554.83 | 0 | 354.1722
4851 | 941.4022 | 0 | 0 | 0 | 0 | 0 | 0 | 554.83 | 0 | 402.3352
4852 | 939.3301 | 0 | 0 | 0 | 0 | 0 | 0 | 554.83 | 0 | 400.1787
4853 | 1111.3104 | 0 | 0 | 0 | 0 | 0 | 0 | 554.83 | 0 | 579.1715
4854 | 1126.5055 | 0 | 0 | 0 | 0 | 0 | 0 | 554.83 | 0 | 594.9861
4855 | 1100.2595 | 97.79 | 342.4562 | 342.4562 | 0 | 0 | 0 | 554.83 | 0 | 225.2137
4856 | 882.8235 | 200.67 | 924.5949 | 341.3675 | -583.2274 | 0 | 0 | 554.83 | 0 | 0
4857 | 886.201 | 348.05 | 1609.1429 | 734.3492 | -874.7937 | 0 | 0 | 180.623 | 0 | 0
4858 | 1103.5739 | 412.36 | 1879.8188 | 1148.5742 | -731.2446 | 0 | 0 | 0 | 0 | 0
4859 | 1112.4017 | 584.12 | 2634.8045 | 1157.7622 | -1477.0423 | 0 | 0 | 0 | 0 | 0
4860 | 1166.9312 | 595.95 | 2676.5126 | 1214.5147 | -1461.9979 | 0 | 0 | 0 | 0 | 0
4861 | 990.0065 | 750.35 | 3353.4109 | 1030.3763 | -2310.7295 | 0 | 12.3051 | 0 | 0 | 0
4862 | 1284.0444 | 367.96 | 1663.9533 | 1336.4042 | -327.5491 | 0 | 0 | 0 | 0 | 0
4863 | 1002.3878 | 274.51 | 1244.7638 | 1043.2622 | -201.5017 | 0 | 0 | 0 | 0 | 0
4864 | 1384.9171 | 204.9 | 931.4307 | 931.4307 | 0 | 0 | 0 | 489.979 | 0 | 0
4865 | 1471.9052 | 79.26 | 340.3246 | 340.3246 | 0 | 0 | 0 | 554.83 | 0 | 614.1457
4866 | 1181.0885 | 58.08 | 236.8485 | 236.8485 | 0 | 0 | 0 | 554.83 | 0 | 414.9473
4867 | 1185.2136 | 0 | 0 | 0 | 0 | 0 | 0 | 0 | 0 | 1233.5432
4868 | 1040.17 | 0 | 0 | 0 | 0 | 0 | 0 | 0 | 0 | 1082.5848
4869 | 1251.5192 | 0 | 0 | 0 | 0 | 0 | 0 | 0 | 0 | 1302.5519
4870 | 1156.8955 | 0 | 0 | 0 | 0 | 0 | 0 | 0 | 0 | 1204.0705
4871 | 1042.9327 | 0 | 0 | 0 | 0 | 0 | 0 | 0 | 0 | 1085.4605
4872 | 1049.8395 | 0 | 0 | 0 | 0 | 0 | 0 | 554.83 | 0 | 515.1939
4873 | 880.622 | 0 | 0 | 0 | 0 | 0 | 0 | 554.83 | 0 | 339.0768
4874 | 931.0419 | 0 | 0 | 0 | 0 | 0 | 0 | 554.83 | 0 | 391.5527
4875 | 782.5449 | 0 | 0 | 0 | 0 | 0 | 0 | 554.83 | 0 | 236.9994
4876 | 743.1759 | 0 | 0 | 0 | 0 | 0 | 0 | 554.83 | 0 | 196.0251
4877 | 860.5921 | 0 | 0 | 0 | 0 | 0 | 0 | 554.83 | 0 | 318.23
4878 | 848.8505 | 0 | 0 | 0 | 0 | 0 | 0 | 554.83 | 0 | 306.0092
4879 | 506.2713 | 72.38 | 299.5023 | 299.5023 | 0 | 0 | 0 | 218.503 | 0 | 0
4880 | 90.0212 | 196.43 | 906.2054 | 93.6918 | -812.5136 | 0 | 0 | 0 | 0 | 0
4881 | 76.9871 | 441.29 | 2056.3012 | 80.1263 | -1976.1749 | 0 | 0 | 0 | 0 | 0
4882 | 90.8526 | 572.73 | 2625.1326 | 94.5577 | -2310.7295 | 0 | 219.8454 | 0 | 0 | 0
4883 | 77.379 | 688.37 | 3113.7637 | 80.5343 | -2310.7295 | 0 | 722.5 | 0 | 0 | 0
4884 | 103.2926 | 750.7 | 3370.744 | 107.505 | -2310.7295 | 0 | 952.5096 | 0 | 0 | 0
4885 | 71.5652 | 710.93 | 3193.43 | 74.4842 | -2310.7295 | 0 | 808.2163 | 0 | 0 | 0
4886 | 75.749 | 649.69 | 2938.1795 | 78.8378 | -561.7738 | 0 | 2297.5679 | 0 | 0 | 0
4887 | 91.6762 | 600.16 | 2745.7909 | 95.4143 | 0 | 0 | 2650.3766 | 0 | 0 | 0
4888 | 85.3392 | 398.12 | 1845.7958 | 88.8189 | 0 | 0 | 1756.9769 | 0 | 0 | 0
4889 | 76.2014 | 267.55 | 1237.4846 | 79.3093 | 0 | 0 | 1158.1754 | 0 | 0 | 0
4890 | 81.8383 | 88.51 | 356.9354 | 85.1751 | 0 | 0 | 271.7604 | 0 | 0 | 0
4891 | 78.0473 | 0 | 0 | 0 | 0 | 0 | 0 | 0 | 0 | 81.2295
4892 | 82.8821 | 0 | 0 | 0 | 0 | 0 | 0 | 0 | 0 | 86.2617
4893 | 75.2845 | 0 | 0 | 0 | 0 | 0 | 0 | 0 | 0 | 78.3549
4894 | 79.4286 | 0 | 0 | 0 | 0 | 0 | 0 | 0 | 0 | 82.6679
4895 | 75.9752 | 0 | 0 | 0 | 0 | 0 | 0 | 0 | 0 | 79.073
4896 | 78.738 | 0 | 0 | 0 | 0 | 0 | 0 | 0 | 0 | 81.9487
4897 | 74.5939 | 0 | 0 | 0 | 0 | 0 | 0 | 0 | 0 | 77.6357
4898 | 80.81 | 0 | 0 | 0 | 0 | 0 | 0 | 0 | 0 | 84.1052
4899 | 74.5939 | 0 | 0 | 0 | 0 | 0 | 0 | 0 | 0 | 77.6357
4900 | 77.3566 | 0 | 0 | 0 | 0 | 0 | 0 | 0 | 0 | 80.5114
4901 | 71.8311 | 0 | 0 | 0 | 0 | 0 | 0 | 0 | 0 | 74.76
4902 | 79.4286 | 0 | 0 | 0 | 0 | 0 | 0 | 0 | 0 | 82.6679
4903 | 66.3057 | 42.13 | 165.0995 | 69.0097 | -96.0897 | 0 | 0 | 0 | 0 | 0
4904 | 72.9207 | 129.94 | 584.7011 | 75.8945 | -508.8066 | 0 | 0 | 0 | 0 | 0
4905 | 154.285 | 362.47 | 1679.6285 | 160.5762 | -471.1024 | 0 | 1047.9498 | 0 | 0 | 0
4906 | 105.3492 | 576.18 | 2637.19 | 109.6448 | 0 | 0 | 2527.5452 | 0 | 0 | 0
4907 | 130.5488 | 663.59 | 3004.3188 | 135.8713 | 0 | 0 | 2868.4475 | 0 | 0 | 0
4908 | 202.7269 | 625.23 | 2823.5629 | 210.9936 | 0 | 0 | 2612.5694 | 0 | 0 | 0
4909 | 354.6912 | 464.85 | 2106.7893 | 369.1542 | 0 | 0 | 1737.6351 | 0 | 0 | 0
4910 | 688.6006 | 549.88 | 2502.7684 | 716.6799 | 0 | 0 | 1786.0885 | 0 | 0 | 0
4911 | 987.823 | 458.34 | 2104.5548 | 1028.1033 | 0 | 0 | 1076.4515 | 0 | 0 | 0
4912 | 1032.5448 | 412.68 | 1921.0544 | 1074.6489 | 0 | 0 | 846.4055 | 0 | 0 | 0
4913 | 1329.4033 | 191.54 | 881.8543 | 881.8543 | 0 | 0 | 0 | 482.1 | 0 | 0
4914 | 1196.1437 | 18.61 | 55.9699 | 55.9699 | 0 | 0 | 0 | 554.83 | 0 | 611.4938
4915 | 1400.707 | 0 | 0 | 0 | 0 | 0 | 0 | 554.83 | 0 | 880.3692
4916 | 823.2952 | 0 | 0 | 0 | 0 | 0 | 0 | 554.83 | 0 | 279.4121
4917 | 1177.6161 | 0 | 0 | 0 | 0 | 0 | 0 | 554.83 | 0 | 648.1812
4918 | 1352.3591 | 0 | 0 | 0 | 0 | 0 | 0 | 554.83 | 0 | 830.0497
4919 | 1335.092 | 0 | 0 | 0 | 0 | 0 | 0 | 134.32 | 0 | 1249.7356
4920 | 1360.6473 | 0 | 0 | 0 | 0 | 0 | 0 | 554.83 | 0 | 838.6756
4921 | 1288.1255 | 0 | 0 | 0 | 0 | 0 | 0 | 554.83 | 0 | 763.1964
4922 | 1518.8139 | 0 | 0 | 0 | 0 | 0 | 0 | 554.83 | 0 | 1003.2922
4923 | 1469.7754 | 0 | 0 | 0 | 0 | 0 | 0 | 554.83 | 0 | 952.2535
4924 | 1038.0979 | 0 | 0 | 0 | 0 | 0 | 0 | 554.83 | 0 | 502.9741
4925 | 1302.6298 | 0 | 0 | 0 | 0 | 0 | 0 | 554.83 | 0 | 778.2918
4926 | 1125.8148 | 0 | 0 | 0 | 0 | 0 | 0 | 554.83 | 0 | 594.2669
4927 | 1215.6037 | 6.85 | 4.1891 | 4.1891 | 0 | 0 | 0 | 554.83 | 0 | 683.5281
4928 | 1164.5561 | 17.63 | 52.425 | 52.425 | 0 | 0 | 0 | 554.83 | 0 | 582.1637
4929 | 1265.2017 | 138.91 | 621.3104 | 621.3104 | 0 | 0 | 0 | 554.83 | 0 | 118.0272
4930 | 1521.9772 | 485.18 | 2224.8311 | 1006.5842 | -1218.2469 | 0 | 0 | 554.83 | 0 | 0
4931 | 1459.9884 | 750.17 | 3386.2131 | 1075.4836 | -2310.7295 | 0 | 0 | 426.642 | 0 | 0
4932 | 1450.6684 | 807.57 | 3618.5259 | 1307.7964 | -2310.7295 | 0 | 0 | 194.111 | 0 | 0
4933 | 1401.7369 | 755.13 | 3390.5177 | 1079.7882 | -2310.7295 | 0 | 0 | 364.254 | 0 | 0
4934 | 1375.3968 | 845.43 | 3854.2025 | 1431.4813 | -2310.7295 | 0 | 111.9917 | 0 | 0 | 0
4935 | 1381.8306 | 709.37 | 3278.8695 | 1303.2898 | -1975.5796 | 0 | 0 | 129.603 | 0 | 0
4936 | 1788.7211 | 435.37 | 2018.2962 | 1861.6593 | -156.6369 | 0 | 0 | 0 | 0 | 0
4937 | 1525.3581 | 303.27 | 1381.0796 | 1381.0796 | 0 | 0 | 0 | 198.388 | 0 | 0
4938 | 1702.6602 | 95.1 | 345.6316 | 345.6316 | 0 | 0 | 0 | 554.83 | 0 | 849.0033
4939 | 1469.7754 | 0 | 0 | 0 | 0 | 0 | 0 | 554.83 | 0 | 952.2535
4940 | 1623.7979 | 0 | 0 | 0 | 0 | 0 | 0 | 554.83 | 0 | 1112.556
4941 | 1571.3059 | 0 | 0 | 0 | 0 | 0 | 0 | 554.83 | 0 | 1057.9236
4942 | 1333.0199 | 0 | 0 | 0 | 0 | 0 | 0 | 554.83 | 0 | 809.9221
4943 | 1336.4734 | 0 | 0 | 0 | 0 | 0 | 0 | 542.825 | 0 | 826.0104
4944 | 1509.1443 | 0 | 0 | 0 | 0 | 0 | 0 | 554.83 | 0 | 993.2279
4945 | 1440.7666 | 0 | 0 | 0 | 0 | 0 | 0 | 554.83 | 0 | 922.0616
4946 | 1415.902 | 0 | 0 | 0 | 0 | 0 | 0 | 554.83 | 0 | 896.1838
4947 | 1212.8409 | 0 | 0 | 0 | 0 | 0 | 0 | 554.83 | 0 | 684.8426
4948 | 1147.9167 | 0 | 0 | 0 | 0 | 0 | 0 | 554.83 | 0 | 617.2701
4949 | 1229.4174 | 0 | 0 | 0 | 0 | 0 | 0 | 554.83 | 0 | 702.0945
4950 | 988.3687 | 0 | 0 | 0 | 0 | 0 | 0 | 554.83 | 0 | 451.2163
4951 | 1297.7951 | 98.75 | 331.9162 | 331.9162 | 0 | 0 | 0 | 554.83 | 0 | 441.3445
4952 | 1047.8219 | 319.17 | 1451.0552 | 1090.5478 | -360.5074 | 0 | 0 | 0 | 0 | 0
4953 | 1384.7712 | 543.83 | 2547.6343 | 1441.2375 | -1106.3967 | 0 | 0 | 0 | 0 | 0
4954 | 1349.7673 | 733.06 | 3345.5427 | 1404.8062 | -1940.7365 | 0 | 0 | 0 | 0 | 0
4955 | 1301.2096 | 865.37 | 3876.6115 | 1354.2692 | -2310.7295 | 0 | 211.6128 | 0 | 0 | 0
4956 | 1364.7042 | 933.3 | 4154.9069 | 1420.3533 | -2310.7295 | 0 | 423.8241 | 0 | 0 | 0
4957 | 1493.1455 | 932.37 | 4157.7669 | 1554.0317 | -2310.7295 | 0 | 293.0057 | 0 | 0 | 0
4958 | 1284.4951 | 847.15 | 3816.6461 | 1336.8726 | -2253.5534 | 0 | 226.2201 | 0 | 0 | 0
4959 | 1168.1969 | 710.99 | 3258.9677 | 1215.8323 | 0 | 0 | 2043.1354 | 0 | 0 | 0
4960 | 1479.6564 | 523.31 | 2446.0513 | 1539.9916 | 0 | 0 | 906.0597 | 0 | 0 | 0
4961 | 1510.8356 | 188.46 | 859.2455 | 859.2455 | 0 | 0 | 0 | 554.83 | 0 | 135.7433
4962 | 1394.1765 | 92.01 | 363.9596 | 363.9596 | 0 | 0 | 0 | 554.83 | 0 | 509.6122
4963 | 1384.1314 | 0 | 0 | 0 | 0 | 0 | 0 | 74.761 | 0 | 1362.7619
4964 | 1029.119 | 0 | 0 | 0 | 0 | 0 | 0 | 0 | 0 | 1071.0832
4965 | 1141.7005 | 0 | 0 | 0 | 0 | 0 | 0 | 0 | 0 | 1188.2549
4966 | 1211.4596 | 0 | 0 | 0 | 0 | 0 | 0 | 0 | 0 | 1260.8595
4967 | 1361.338 | 0 | 0 | 0 | 0 | 0 | 0 | 0 | 0 | 1416.849
4968 | 1071.2507 | 0 | 0 | 0 | 0 | 0 | 0 | 554.83 | 0 | 537.478
4969 | 1274.3118 | 0 | 0 | 0 | 0 | 0 | 0 | 554.83 | 0 | 748.8191
4970 | 875.7872 | 0 | 0 | 0 | 0 | 0 | 0 | 554.83 | 0 | 334.0446
4971 | 1036.7165 | 0 | 0 | 0 | 0 | 0 | 0 | 554.83 | 0 | 501.5358
4972 | 911.7028 | 0 | 0 | 0 | 0 | 0 | 0 | 554.83 | 0 | 371.4241
4973 | 1306.0833 | 0 | 0 | 0 | 0 | 0 | 0 | 554.83 | 0 | 781.8867
4974 | 1031.1911 | 0 | 0 | 0 | 0 | 0 | 0 | 554.83 | 0 | 495.7855
4975 | 1167.9465 | 34.3 | 128.6598 | 128.6598 | 0 | 0 | 0 | 554.83 | 0 | 509.4571
4976 | 1102.0699 | 108 | 479.2392 | 479.2392 | 0 | 0 | 0 | 554.83 | 0 | 90.3155
4977 | 1017.1236 | 280.13 | 1286.3939 | 1058.5991 | -227.7948 | 0 | 0 | 0 | 0 | 0
4978 | 1192.6799 | 333.51 | 1513.8067 | 1241.3137 | -272.4931 | 0 | 0 | 0 | 0 | 0
4979 | 1048.5359 | 687.02 | 3070.9379 | 1091.2919 | -1979.6459 | 0 | 0 | 0 | 0 | 0
4980 | 1037.4685 | 750.19 | 3329.011 | 1079.7737 | -2249.2373 | 0 | 0 | 0 | 0 | 0
4981 | 1077.8269 | 717.87 | 3191.9427 | 1121.7773 | -2070.1654 | 0 | 0 | 0 | 0 | 0
4982 | 1076.3005 | 715.23 | 3197.1029 | 1120.1891 | -2076.9138 | 0 | 0 | 0 | 0 | 0
4983 | 852.6441 | 276.8 | 1250.1426 | 887.4121 | -362.7305 | 0 | 0 | 0 | 0 | 0
4984 | 422.9472 | 303.69 | 1390.7442 | 440.1934 | -950.5508 | 0 | 0 | 0 | 0 | 0
4985 | 167.4831 | 91.7 | 398.1835 | 174.3135 | -223.87 | 0 | 0 | 0 | 0 | 0
4986 | 147.3263 | 71.04 | 290.7233 | 153.3335 | -137.3898 | 0 | 0 | 0 | 0 | 0
4987 | 102.2212 | 0 | 0 | 0 | 0 | 0 | 0 | 0 | 0 | 106.3892
4988 | 109.8187 | 0 | 0 | 0 | 0 | 0 | 0 | 0 | 0 | 114.2971
4989 | 87.0262 | 0 | 0 | 0 | 0 | 0 | 0 | 0 | 0 | 90.5746
4990 | 81.5007 | 0 | 0 | 0 | 0 | 0 | 0 | 0 | 0 | 84.8243
4991 | 81.5007 | 0 | 0 | 0 | 0 | 0 | 0 | 0 | 0 | 84.8243
4992 | 85.6448 | 0 | 0 | 0 | 0 | 0 | 0 | 0 | 0 | 89.1373
4993 | 80.1193 | 0 | 0 | 0 | 0 | 0 | 0 | 0 | 0 | 83.386
4994 | 78.738 | 0 | 0 | 0 | 0 | 0 | 0 | 0 | 0 | 81.9487
4995 | 73.9032 | 0 | 0 | 0 | 0 | 0 | 0 | 0 | 0 | 76.9165
4996 | 80.81 | 0 | 0 | 0 | 0 | 0 | 0 | 0 | 0 | 84.1052
4997 | 77.3566 | 0 | 0 | 0 | 0 | 0 | 0 | 0 | 0 | 80.5114
4998 | 80.81 | 0 | 0 | 0 | 0 | 0 | 0 | 0 | 0 | 84.1052
4999 | 70.4498 | 37.24 | 142.933 | 73.3217 | -69.6113 | 0 | 0 | 0 | 0 | 0
5000 | 82.0705 | 116.12 | 519.5214 | 85.4176 | -434.1038 | 0 | 0 | 0 | 0 | 0
5001 | 531.2024 | 368.2 | 1698.0003 | 552.8638 | -1145.1365 | 0 | 0 | 0 | 0 | 0
5002 | 1284.5469 | 509.29 | 2317.4342 | 1336.9267 | -980.5075 | 0 | 0 | 0 | 0 | 0
5003 | 1356.1138 | 367.36 | 1661.4701 | 1411.412 | -250.0581 | 0 | 0 | 0 | 0 | 0
5004 | 1186.715 | 624.2 | 2799.6115 | 1235.1054 | -343.9715 | 0 | 1220.5346 | 0 | 0 | 0
5005 | 1505.9819 | 459.35 | 2069.7429 | 1567.3911 | 0 | 0 | 502.3517 | 0 | 0 | 0
5006 | 1112.084 | 119.23 | 513.7597 | 513.7597 | 0 | 0 | 0 | 554.83 | 0 | 66.2173
5007 | 1330.2779 | 79.42 | 331.2064 | 331.2064 | 0 | 0 | 0 | 554.83 | 0 | 475.8619
5008 | 1190.5629 | 225.5 | 1027.2103 | 1027.2103 | 0 | 0 | 0 | 203.598 | 0 | 0
5009 | 1041.9355 | 87.83 | 380.7349 | 380.7349 | 0 | 0 | 0 | 554.83 | 0 | 126.2327
5010 | 1168.6743 | 48.75 | 194.5628 | 194.5628 | 0 | 0 | 0 | 554.83 | 0 | 444.3118
5011 | 1443.5337 | 0 | 0 | 0 | 0 | 0 | 0 | 0 | 0 | 1502.3967
5012 | 1038.0979 | 0 | 0 | 0 | 0 | 0 | 0 | 0 | 0 | 1080.4283
5013 | 1286.7441 | 0 | 0 | 0 | 0 | 0 | 0 | 0 | 0 | 1339.2133
5014 | 712.7858 | 0 | 0 | 0 | 0 | 0 | 0 | 0 | 0 | 741.8511
5015 | 1145.8446 | 0 | 0 | 0 | 0 | 0 | 0 | 0 | 0 | 1192.5689
5016 | 1181.7602 | 0 | 0 | 0 | 0 | 0 | 0 | 131.339 | 0 | 1093.2538
5017 | 911.7028 | 0 | 0 | 0 | 0 | 0 | 0 | 554.83 | 0 | 371.4241
5018 | 1009.0892 | 0 | 0 | 0 | 0 | 0 | 0 | 554.83 | 0 | 472.7822
5019 | 973.8643 | 0 | 0 | 0 | 0 | 0 | 0 | 554.83 | 0 | 436.1209
5020 | 848.1598 | 0 | 0 | 0 | 0 | 0 | 0 | 554.83 | 0 | 305.29
5021 | 780.4728 | 0 | 0 | 0 | 0 | 0 | 0 | 554.83 | 0 | 234.843
5022 | 770.8032 | 0 | 0 | 0 | 0 | 0 | 0 | 554.83 | 0 | 224.7797
5023 | 969.0295 | 46.87 | 188.1454 | 188.1454 | 0 | 0 | 0 | 0 | 0 | 820.3986
5024 | 708.5433 | 158.44 | 726.6027 | 726.6027 | 0 | 0 | 0 | 0 | 0 | 10.8334
5025 | 1101.8299 | 441.37 | 2064.8918 | 1146.7581 | -918.1337 | 0 | 0 | 0 | 0 | 0
5026 | 952.1242 | 573.48 | 2643.3587 | 990.9486 | -1652.4101 | 0 | 0 | 0 | 0 | 0
5027 | 1203.6531 | 717.55 | 3267.0546 | 1252.7341 | -2014.3204 | 0 | 0 | 0 | 0 | 0
5028 | 1159.54 | 742.37 | 3362.9611 | 1206.8223 | -2156.1388 | 0 | 0 | 0 | 0 | 0
5029 | 964.4063 | 671.6 | 3046.7388 | 1003.7324 | -2043.0063 | 0 | 0 | 0 | 0 | 0
5030 | 1140.2509 | 243.02 | 1097.4408 | 1097.4408 | 0 | 0 | 0 | 0 | 0 | 89.3059
5031 | 833.8618 | 511.18 | 2350.1156 | 867.8642 | -1482.2514 | 0 | 0 | 0 | 0 | 0
5032 | 1036.9885 | 541.06 | 2563.0669 | 1079.273 | -1483.7938 | 0 | 0 | 0 | 0 | 0
5033 | 1019.831 | 233.16 | 1079.2939 | 1061.4164 | -17.8774 | 0 | 0 | 0 | 0 | 0
5034 | 933.7278 | 86.59 | 349.5168 | 349.5168 | 0 | 0 | 0 | 0 | 0 | 622.2856
5035 | 870.2617 | 0 | 0 | 0 | 0 | 0 | 0 | 0 | 0 | 905.7485
5036 | 1061.5812 | 0 | 0 | 0 | 0 | 0 | 0 | 0 | 0 | 1104.8689
5037 | 730.0529 | 0 | 0 | 0 | 0 | 0 | 0 | 0 | 0 | 759.8222
5038 | 1020.8308 | 0 | 0 | 0 | 0 | 0 | 0 | 0 | 0 | 1062.4572
5039 | 954.5252 | 0 | 0 | 0 | 0 | 0 | 0 | 0 | 0 | 993.4475
5040 | 756.9896 | 0 | 0 | 0 | 0 | 0 | 0 | 0 | 0 | 787.8576
5041 | 995.2755 | 0 | 0 | 0 | 0 | 0 | 0 | 554.83 | 0 | 458.4049
5042 | 975.9364 | 0 | 0 | 0 | 0 | 0 | 0 | 554.83 | 0 | 438.2774
5043 | 974.555 | 0 | 0 | 0 | 0 | 0 | 0 | 554.83 | 0 | 436.84
5044 | 919.3003 | 0 | 0 | 0 | 0 | 0 | 0 | 554.83 | 0 | 379.3319
5045 | 1018.0681 | 0 | 0 | 0 | 0 | 0 | 0 | 554.83 | 0 | 482.1274
5046 | 664.4379 | 0 | 0 | 0 | 0 | 0 | 0 | 554.83 | 0 | 114.0775
5047 | 891.6729 | 58.4 | 240.5277 | 240.5277 | 0 | 0 | 0 | 0 | 0 | 687.5049
5048 | 882.8417 | 195.94 | 905.787 | 905.787 | 0 | 0 | 0 | 0 | 0 | 13.0545
5049 | 1164.6709 | 546.64 | 2595.8337 | 1212.1625 | -1383.6711 | 0 | 0 | 0 | 0 | 0
5050 | 1275.9643 | 738.34 | 3431.6316 | 1327.9937 | -2103.6378 | 0 | 0 | 0 | 0 | 0
5051 | 1281.6469 | 446.69 | 2027.5248 | 1333.9085 | -693.6163 | 0 | 0 | 0 | 0 | 0
5052 | 1165.2105 | 941.41 | 4259.5372 | 1212.7246 | -2310.7295 | 0 | 736.0831 | 0 | 0 | 0
5053 | 1262.2861 | 490.79 | 2214.9354 | 1313.759 | -901.1764 | 0 | 0 | 0 | 0 | 0
5054 | 1118.1698 | 580.28 | 2622.1278 | 1163.7654 | -1458.3625 | 0 | 0 | 0 | 0 | 0
5055 | 1150.1519 | 593.1 | 2702.0304 | 1197.0515 | -1504.9789 | 0 | 0 | 0 | 0 | 0
5056 | 1238.5577 | 374.02 | 1727.9674 | 1289.0624 | -438.9049 | 0 | 0 | 0 | 0 | 0
5057 | 954.5088 | 129.05 | 579.0851 | 579.0851 | 0 | 0 | 0 | 398.111 | 0 | 0
5058 | 1051.3962 | 42.1 | 163.7569 | 163.7569 | 0 | 0 | 0 | 554.83 | 0 | 353.0565
5059 | 866.1271 | 0 | 0 | 0 | 0 | 0 | 0 | 0 | 0 | 901.4449
5060 | 1031.8818 | 0 | 0 | 0 | 0 | 0 | 0 | 0 | 0 | 1073.9588
5061 | 910.3214 | 0 | 0 | 0 | 0 | 0 | 0 | 0 | 0 | 947.441
5062 | 1085.7551 | 0 | 0 | 0 | 0 | 0 | 0 | 0 | 0 | 1130.0286
5063 | 1110.6197 | 0 | 0 | 0 | 0 | 0 | 0 | 0 | 0 | 1155.9075
5064 | 991.1314 | 0 | 0 | 0 | 0 | 0 | 0 | 554.83 | 0 | 454.092
5065 | 1030.5004 | 0 | 0 | 0 | 0 | 0 | 0 | 554.83 | 0 | 495.0663
5066 | 809.4815 | 0 | 0 | 0 | 0 | 0 | 0 | 554.83 | 0 | 265.0349
5067 | 1055.365 | 0 | 0 | 0 | 0 | 0 | 0 | 554.83 | 0 | 520.9452
5068 | 926.8978 | 0 | 0 | 0 | 0 | 0 | 0 | 554.83 | 0 | 387.2387
5069 | 813.6256 | 0 | 0 | 0 | 0 | 0 | 0 | 554.83 | 0 | 269.3478
5070 | 907.5587 | 0 | 0 | 0 | 0 | 0 | 0 | 554.83 | 0 | 367.1111
5071 | 821.2232 | 80 | 328.1153 | 328.1153 | 0 | 0 | 0 | 505.963 | 0 | 0
5072 | 962.443 | 257.14 | 1193.9843 | 1001.6883 | -192.296 | 0 | 0 | 0 | 0 | 0
5073 | 1008.2725 | 538.38 | 2546.0075 | 1049.3871 | -1496.6204 | 0 | 0 | 0 | 0 | 0
5074 | 1436.7719 | 730.72 | 3386.7418 | 1495.359 | -1891.3829 | 0 | 0 | 0 | 0 | 0
5075 | 1155.7145 | 864.71 | 3945.3184 | 1202.8414 | -2310.7295 | 0 | 431.7475 | 0 | 0 | 0
5076 | 1137.1705 | 75.73 | 309.0399 | 309.0399 | 0 | 0 | 0 | 266.798 | 0 | 596.8241
5077 | 1170.2102 | 365.14 | 1647.1844 | 1217.9274 | -429.2569 | 0 | 0 | 0 | 0 | 0
5078 | 1059.333 | 729.51 | 3300.2824 | 1102.5292 | -2197.7532 | 0 | 0 | 0 | 0 | 0
5079 | 1086.2248 | 553.92 | 2536.6884 | 1130.5178 | -1406.1706 | 0 | 0 | 0 | 0 | 0
5080 | 1050.3472 | 67.64 | 280.354 | 280.354 | 0 | 0 | 0 | 554.83 | 0 | 235.3685
5081 | 1100.0177 | 115.16 | 512.8917 | 512.8917 | 0 | 0 | 0 | 554.83 | 0 | 54.5263
5082 | 961.4501 | 67.58 | 277.0631 | 277.0631 | 0 | 0 | 0 | 554.83 | 0 | 146.1365
5083 | 1004.2544 | 0 | 0 | 0 | 0 | 0 | 0 | 0 | 0 | 1045.2043
5084 | 918.6096 | 0 | 0 | 0 | 0 | 0 | 0 | 0 | 0 | 956.068
5085 | 1251.5192 | 0 | 0 | 0 | 0 | 0 | 0 | 0 | 0 | 1302.5519
5086 | 1076.0855 | 0 | 0 | 0 | 0 | 0 | 0 | 0 | 0 | 1119.9653
5087 | 1287.4348 | 0 | 0 | 0 | 0 | 0 | 0 | 0 | 0 | 1339.9325
5088 | 1154.1328 | 0 | 0 | 0 | 0 | 0 | 0 | 554.83 | 0 | 623.7396
5089 | 1704.5439 | 0 | 0 | 0 | 0 | 0 | 0 | 1161.066 | 0 | 565.6393
5090 | 1118.0342 | 0 | 0 | 0 | 0 | 0 | 0 | 1118.034 | 0 | 0
5091 | 1386.5855 | 0 | 0 | 0 | 0 | 0 | 0 | 1161.066 | 0 | 234.7149
5092 | 1257.4896 | 0 | 0 | 0 | 0 | 0 | 0 | 1161.066 | 0 | 100.3548
5093 | 1113.2529 | 0 | 0 | 0 | 0 | 0 | 0 | 1113.253 | 0 | 0
5094 | 1508.5094 | 0 | 0 | 0 | 0 | 0 | 0 | 1161.066 | 0 | 361.6106
5095 | 1345.1473 | 41.16 | 160.8739 | 160.8739 | 0 | 0 | 0 | 1161.066 | 0 | 30.7144
5096 | 1347.8468 | 208.34 | 967.4093 | 939.5789 | -27.8304 | 0 | 0 | 445.08 | 0 | 0
5097 | 1439.8057 | 394.94 | 1843.6528 | 1498.5156 | -345.1372 | 0 | 0 | 0 | 0 | 0
5098 | 1331.5524 | 512.84 | 2358.0318 | 1385.8484 | -972.1834 | 0 | 0 | 0 | 0 | 0
5099 | 1361.5313 | 571.36 | 2595.9971 | 1417.0499 | -1178.9472 | 0 | 0 | 0 | 0 | 0
5100 | 1417.9132 | 757.82 | 3401.7675 | 1475.7309 | -1926.0366 | 0 | 0 | 0 | 0 | 0
5101 | 1620.5808 | 790.48 | 3541.1619 | 1686.6631 | -1854.4988 | 0 | 0 | 0 | 0 | 0
5102 | 1546.263 | 706.79 | 3187.8993 | 1609.3146 | -1578.5847 | 0 | 0 | 0 | 0 | 0
5103 | 1367.5967 | 563.35 | 2572.9636 | 1423.3632 | -1149.6004 | 0 | 0 | 0 | 0 | 0
5104 | 1582.1499 | 343.02 | 1583.3827 | 1583.3827 | 0 | 0 | 0 | 60.803 | 0 | 0
5105 | 1603.4885 | 133.9 | 603.0844 | 603.0844 | 0 | 0 | 0 | 1024.032 | 0 | 0
5106 | 1628.2678 | 62.77 | 256.4641 | 256.4641 | 0 | 0 | 0 | 1161.066 | 0 | 229.7889
5107 | 1753.1561 | 0 | 0 | 0 | 0 | 0 | 0 | 0 | 0 | 1824.6441
5108 | 1494.1654 | 0 | 0 | 0 | 0 | 0 | 0 | 0 | 0 | 1555.0923
5109 | 1494.1654 | 0 | 0 | 0 | 0 | 0 | 0 | 0 | 0 | 1555.0923
5110 | 1460.6961 | 0 | 0 | 0 | 0 | 0 | 0 | 0 | 0 | 1520.2585
5111 | 1675.8559 | 0 | 0 | 0 | 0 | 0 | 0 | 0 | 0 | 1744.192
5112 | 1392.1637 | 0 | 0 | 0 | 0 | 0 | 0 | 1161.066 | 0 | 240.5214
5113 | 1467.0712 | 0 | 0 | 0 | 0 | 0 | 0 | 1161.066 | 0 | 318.4829
5114 | 1345.1473 | 0 | 0 | 0 | 0 | 0 | 0 | 1161.066 | 0 | 191.5872
5115 | 1282.1932 | 0 | 0 | 0 | 0 | 0 | 0 | 1161.066 | 0 | 126.0662
5116 | 1174.6132 | 0 | 0 | 0 | 0 | 0 | 0 | 1161.066 | 0 | 14.0994
5117 | 1106.8777 | 0 | 0 | 0 | 0 | 0 | 0 | 1106.878 | 0 | 0
5118 | 1184.9728 | 0 | 0 | 0 | 0 | 0 | 0 | 1161.066 | 0 | 24.8819
5119 | 1051.8925 | 74.92 | 309.0587 | 0 | -309.0587 | 0 | 0 | 1051.892 | 0 | 0
5120 | 1003.1398 | 237.13 | 1103.5002 | 0 | -1103.5002 | 0 | 0 | 1003.14 | 0 | 0
5121 | 1520.4757 | 270.6 | 1251.3811 | 1115.7512 | -135.6299 | 0 | 0 | 448.439 | 0 | 0
5122 | 1744.6384 | 451.91 | 2080.7688 | 1815.7798 | -264.9891 | 0 | 0 | 0 | 0 | 0
5123 | 1595.175 | 645.35 | 2938.8664 | 1660.2211 | -1278.6453 | 0 | 0 | 0 | 0 | 0
5124 | 1462.4025 | 703.61 | 3186.1258 | 1522.0341 | -1664.0918 | 0 | 0 | 0 | 0 | 0
5125 | 1607.6891 | 727.57 | 3289.961 | 1673.2454 | -1616.7156 | 0 | 0 | 0 | 0 | 0
5126 | 1637.0923 | 609.12 | 2773.9793 | 1703.8474 | -1070.1319 | 0 | 0 | 0 | 0 | 0
5127 | 1664.4276 | 404.93 | 1861.4782 | 1732.298 | -129.1802 | 0 | 0 | 0 | 0 | 0
5128 | 1619.2759 | 157.28 | 710.4228 | 710.4228 | 0 | 0 | 0 | 936.687 | 0 | 0
5129 | 1609.6674 | 164.04 | 752.0466 | 752.0466 | 0 | 0 | 0 | 887.085 | 0 | 0
5130 | 1842.5401 | 65.25 | 267.8595 | 267.8595 | 0 | 0 | 0 | 1161.066 | 0 | 441.4028
5131 | 1522.0625 | 0 | 0 | 0 | 0 | 0 | 0 | 0 | 0 | 1584.1268
5132 | 1333.194 | 0 | 0 | 0 | 0 | 0 | 0 | 0 | 0 | 1387.5574
5133 | 1353.1162 | 0 | 0 | 0 | 0 | 0 | 0 | 0 | 0 | 1408.2917
5134 | 1412.8828 | 0 | 0 | 0 | 0 | 0 | 0 | 0 | 0 | 1470.4958
5135 | 1341.9598 | 0 | 0 | 0 | 0 | 0 | 0 | 0 | 0 | 1396.6808
5136 | 1469.4619 | 0 | 0 | 0 | 0 | 0 | 0 | 1161.066 | 0 | 320.9714
5137 | 1242.3487 | 0 | 0 | 0 | 0 | 0 | 0 | 1161.066 | 0 | 84.5975
5138 | 1430.4144 | 0 | 0 | 0 | 0 | 0 | 0 | 1161.066 | 0 | 280.3311
5139 | 1263.8647 | 0 | 0 | 0 | 0 | 0 | 0 | 1161.066 | 0 | 106.9908
5140 | 1263.8647 | 0 | 0 | 0 | 0 | 0 | 0 | 1161.066 | 0 | 106.9908
5141 | 1340.366 | 0 | 0 | 0 | 0 | 0 | 0 | 1161.066 | 0 | 186.6113
5142 | 1114.0497 | 0 | 0 | 0 | 0 | 0 | 0 | 1114.05 | 0 | 0
5143 | 1307.6936 | 47.82 | 192.2003 | 192.2003 | 0 | 0 | 0 | 1123.023 | 0 | 0
5144 | 1075.8529 | 154.39 | 705.0493 | 705.0493 | 0 | 0 | 0 | 398.426 | 0 | 0
5145 | 1014.0104 | 334.3 | 1548.6498 | 1055.3591 | -493.2907 | 0 | 0 | 0 | 0 | 0
5146 | 1160.599 | 502.89 | 2302.5657 | 1207.9245 | -1094.6412 | 0 | 0 | 0 | 0 | 0
5147 | 1335.6922 | 593.48 | 2684.1925 | 1390.1572 | -1294.0353 | 0 | 0 | 0 | 0 | 0
5148 | 1416.1869 | 727.01 | 3255.5737 | 1473.9346 | -1781.6392 | 0 | 0 | 0 | 0 | 0
5149 | 1072.5339 | 668.25 | 2999.9663 | 1116.2685 | -1883.6978 | 0 | 0 | 0 | 0 | 0
5150 | 1228.6313 | 130.93 | 570.0813 | 570.0813 | 0 | 0 | 0 | 680.885 | 0 | 0
5151 | 962.4338 | 52.03 | 205.0715 | 205.0715 | 0 | 0 | 0 | 765.397 | 0 | 0
5152 | 1200.7083 | 76.88 | 325.7423 | 325.7423 | 0 | 0 | 0 | 887.729 | 0 | 0
5153 | 1232.7184 | 138.16 | 625.0624 | 625.0624 | 0 | 0 | 0 | 632.146 | 0 | 0
5154 | 856.2803 | 45.89 | 181.6062 | 181.6062 | 0 | 0 | 0 | 681.789 | 0 | 0
5155 | 1170.6288 | 0 | 0 | 0 | 0 | 0 | 0 | 1044.604 | 0 | 131.1639
5156 | 1184.9728 | 0 | 0 | 0 | 0 | 0 | 0 | 0 | 0 | 1233.2924
5157 | 1341.1629 | 0 | 0 | 0 | 0 | 0 | 0 | 0 | 0 | 1395.8513
5158 | 1157.0817 | 0 | 0 | 0 | 0 | 0 | 0 | 0 | 0 | 1204.2641
5159 | 1082.1742 | 0 | 0 | 0 | 0 | 0 | 0 | 0 | 0 | 1126.3016
5160 | 136.2679 | 0 | 0 | 0 | 0 | 0 | 0 | 0 | 0 | 141.8246
5161 | 105.9861 | 0 | 0 | 0 | 0 | 0 | 0 | 105.986 | 0 | 0
5162 | 87.6577 | 0 | 0 | 0 | 0 | 0 | 0 | 87.658 | 0 | 0
5163 | 91.6421 | 0 | 0 | 0 | 0 | 0 | 0 | 91.642 | 0 | 0
5164 | 87.6577 | 0 | 0 | 0 | 0 | 0 | 0 | 87.658 | 0 | 0
5165 | 91.6421 | 0 | 0 | 0 | 0 | 0 | 0 | 91.642 | 0 | 0
5166 | 84.4702 | 0 | 0 | 0 | 0 | 0 | 0 | 84.47 | 0 | 0
5167 | 82.0795 | 80.53 | 329.0572 | 85.427 | -243.6302 | 0 | 0 | 0 | 0 | 0
5168 | 81.0455 | 257.82 | 1192.4065 | 84.3508 | -1108.0557 | 0 | 0 | 0 | 0 | 0
5169 | 801.8299 | 342.58 | 1576.0056 | 834.525 | -741.4806 | 0 | 0 | 0 | 0 | 0
5170 | 967.4233 | 509.29 | 2301.4427 | 1006.8714 | -1294.5713 | 0 | 0 | 0 | 0 | 0
5171 | 1373.2187 | 573.92 | 2560.5961 | 1429.2134 | -1131.3827 | 0 | 0 | 0 | 0 | 0
5172 | 1296.8011 | 713.9 | 3139.8581 | 1349.6804 | -1790.1777 | 0 | 0 | 0 | 0 | 0
5173 | 1405.7098 | 651.13 | 2867.9978 | 1463.0303 | -1404.9675 | 0 | 0 | 0 | 0 | 0
5174 | 1424.881 | 509.1 | 2262.1991 | 1482.9831 | -779.2161 | 0 | 0 | 0 | 0 | 0
5175 | 1143.2188 | 726.93 | 3265.5735 | 1189.8358 | -2075.7377 | 0 | 0 | 0 | 0 | 0
5176 | 1188.5309 | 533.35 | 2455.2008 | 1236.9955 | -1218.2053 | 0 | 0 | 0 | 0 | 0
5177 | 1249.3245 | 308.69 | 1382.3483 | 1300.2685 | -82.0798 | 0 | 0 | 0 | 0 | 0
5178 | 1404.2924 | 5.87 | 0 | 0 | 0 | 0 | 0 | 1161.066 | 0 | 253.144
5179 | 1160.2693 | 0 | 0 | 0 | 0 | 0 | 0 | 928.886 | 0 | 240.8191
5180 | 1162.6599 | 0 | 0 | 0 | 0 | 0 | 0 | 0 | 0 | 1210.0695
5181 | 1369.8509 | 0 | 0 | 0 | 0 | 0 | 0 | 0 | 0 | 1425.7091
5182 | 1357.1007 | 0 | 0 | 0 | 0 | 0 | 0 | 0 | 0 | 1412.4392
5183 | 1209.6763 | 0 | 0 | 0 | 0 | 0 | 0 | 0 | 0 | 1259.0027
5184 | 945.9063 | 0 | 0 | 0 | 0 | 0 | 0 | 945.906 | 0 | 0
5185 | 1825.6709 | 0 | 0 | 0 | 0 | 0 | 0 | 1161.066 | 0 | 691.7055
5186 | 1777.8576 | 0 | 0 | 0 | 0 | 0 | 0 | 1161.066 | 0 | 641.9418
5187 | 1880.6562 | 0 | 0 | 0 | 0 | 0 | 0 | 1161.066 | 0 | 748.9326
5188 | 2020.9085 | 0 | 0 | 0 | 0 | 0 | 0 | 1161.066 | 0 | 894.9036
5189 | 2148.4107 | 0 | 0 | 0 | 0 | 0 | 0 | 1161.066 | 0 | 1027.6058
5190 | 2121.3165 | 0 | 0 | 0 | 0 | 0 | 0 | 1161.066 | 0 | 999.4059
5191 | 1969.1108 | 80.87 | 330.763 | 330.763 | 0 | 0 | 0 | 1161.066 | 0 | 510.2315
5192 | 1123.1632 | 260.07 | 1202.9277 | 0 | -1202.9277 | 0 | 0 | 1123.163 | 0 | 0
5193 | 1632.0301 | 373.01 | 1715.6061 | 490.1684 | -1225.4377 | 0 | 0 | 1161.066 | 0 | 0
5194 | 1933.3126 | 525.17 | 2371.4859 | 803.7368 | -1567.7491 | 0 | 0 | 1161.066 | 0 | 0
5195 | 2180.0402 | 667.52 | 2962.95 | 1060.5245 | -1902.4255 | 0 | 0 | 1161.066 | 0 | 0
5196 | 2017.7698 | 804.21 | 3514.06 | 1203.3305 | -2310.7295 | 0 | 0 | 861.586 | 0 | 0
5197 | 1936.1236 | 781.9 | 3417.4551 | 1106.7256 | -2310.7295 | 0 | 0 | 872.759 | 0 | 0
5198 | 2326.1845 | 742.66 | 3263.9343 | 1358.2252 | -1905.7091 | 0 | 0 | 1021.174 | 0 | 0
5199 | 2160.3092 | 540.14 | 2416.0728 | 2248.4005 | -167.6723 | 0 | 0 | 0 | 0 | 0
5200 | 1965.9362 | 64.92 | 265.8987 | 265.8987 | 0 | 0 | 0 | 1161.066 | 0 | 571.7913
5201 | 2270.9292 | 88.89 | 383.5148 | 383.5148 | 0 | 0 | 0 | 1161.066 | 0 | 771.6049
5202 | 1602.9128 | 27.43 | 95.1416 | 95.1416 | 0 | 0 | 0 | 1161.066 | 0 | 364.7225
5203 | 2148.4226 | 0 | 0 | 0 | 0 | 0 | 0 | 1161.066 | 0 | 1027.6172
5204 | 2164.3484 | 0 | 0 | 0 | 0 | 0 | 0 | 1161.066 | 0 | 1044.1926
5205 | 1992.2206 | 0 | 0 | 0 | 0 | 0 | 0 | 940.991 | 0 | 1094.0958
5206 | 1660.7151 | 0 | 0 | 0 | 0 | 0 | 0 | 0 | 0 | 1728.4336
5207 | 2342.8514 | 0 | 0 | 0 | 0 | 0 | 0 | 122.654 | 0 | 2310.7295
5208 | 2067.1281 | 0 | 0 | 0 | 0 | 0 | 0 | 1161.066 | 0 | 943.0083
5209 | 1512.4939 | 0 | 0 | 0 | 0 | 0 | 0 | 1161.066 | 0 | 365.7581
5210 | 1488.5872 | 0 | 0 | 0 | 0 | 0 | 0 | 1161.066 | 0 | 340.8763
5211 | 1255.099 | 0 | 0 | 0 | 0 | 0 | 0 | 1161.066 | 0 | 97.8674
5212 | 1229.5985 | 0 | 0 | 0 | 0 | 0 | 0 | 1161.066 | 0 | 71.3265
5213 | 1267.0523 | 0 | 0 | 0 | 0 | 0 | 0 | 1161.066 | 0 | 110.3078
5214 | 1408.8984 | 0 | 0 | 0 | 0 | 0 | 0 | 1161.066 | 0 | 257.9378
5215 | 1368.2571 | 5.87 | 0 | 0 | 0 | 0 | 0 | 1161.066 | 0 | 215.6396
5216 | 992.7355 | 14.69 | 39.1957 | 39.1957 | 0 | 0 | 0 | 955.076 | 0 | 0
5217 | 1172.2624 | 116.61 | 515.7809 | 515.7809 | 0 | 0 | 0 | 676.689 | 0 | 0
5218 | 1292.8316 | 276.61 | 1258.0233 | 1258.0233 | 0 | 0 | 0 | 84.097 | 0 | 0
5219 | 1352.5624 | 623.44 | 2803.1335 | 1407.7162 | -1395.4173 | 0 | 0 | 0 | 0 | 0
5220 | 1429.4651 | 727.18 | 3233.2928 | 1487.754 | -1745.5388 | 0 | 0 | 0 | 0 | 0
5221 | 1429.4511 | 796.74 | 3525.85 | 1487.7394 | -2038.1105 | 0 | 0 | 0 | 0 | 0
5222 | 1083.6514 | 667.64 | 2986.8337 | 1127.8388 | -1858.9949 | 0 | 0 | 0 | 0 | 0
5223 | 1206.68 | 458.88 | 2085.6251 | 1255.8845 | -829.7406 | 0 | 0 | 0 | 0 | 0
5224 | 1434.9975 | 174.01 | 784.1202 | 784.1202 | 0 | 0 | 0 | 681.598 | 0 | 0
5225 | 1270.9311 | 156.66 | 711.1753 | 711.1753 | 0 | 0 | 0 | 587.619 | 0 | 0
5226 | 1239.3475 | 70.29 | 285.3081 | 285.3081 | 0 | 0 | 0 | 965.218 | 0 | 0
5227 | 795.2945 | 0 | 0 | 0 | 0 | 0 | 0 | 0 | 0 | 827.7235
5228 | 1205.6919 | 0 | 0 | 0 | 0 | 0 | 0 | 0 | 0 | 1254.8563
5229 | 1452.7272 | 0 | 0 | 0 | 0 | 0 | 0 | 0 | 0 | 1511.9645
5230 | 1126.8 | 0 | 0 | 0 | 0 | 0 | 0 | 0 | 0 | 1172.7473
5231 | 1046.3142 | 0 | 0 | 0 | 0 | 0 | 0 | 0 | 0 | 1088.9793
5232 | 945.9063 | 0 | 0 | 0 | 0 | 0 | 0 | 945.906 | 0 | 0
5233 | 1189.7541 | 0 | 0 | 0 | 0 | 0 | 0 | 1161.066 | 0 | 29.8578
5234 | 1080.5804 | 0 | 0 | 0 | 0 | 0 | 0 | 1080.58 | 0 | 0
5235 | 1216.8483 | 0 | 0 | 0 | 0 | 0 | 0 | 1161.066 | 0 | 58.0566
5236 | 1073.4084 | 0 | 0 | 0 | 0 | 0 | 0 | 1073.408 | 0 | 0
5237 | 1196.1292 | 0 | 0 | 0 | 0 | 0 | 0 | 1161.066 | 0 | 36.4928
5238 | 1135.5657 | 0 | 0 | 0 | 0 | 0 | 0 | 1135.566 | 0 | 0
5239 | 1033.564 | 41.15 | 160.3514 | 160.3514 | 0 | 0 | 0 | 701.33 | 0 | 185.43
5240 | 863.52 | 320.18 | 1461.516 | 898.7316 | -562.7844 | 0 | 0 | 0 | 0 | 0
5241 | 1062.6763 | 547.08 | 2558.8538 | 1106.0085 | -1452.8453 | 0 | 0 | 0 | 0 | 0
5242 | 1360.7414 | 740.38 | 3368.0848 | 1416.2277 | -1951.8572 | 0 | 0 | 0 | 0 | 0
5243 | 1568.4882 | 878 | 3920.0442 | 1632.4459 | -2287.5983 | 0 | 0 | 0 | 0 | 0
5244 | 1509.8552 | 752.62 | 3328.5738 | 1571.422 | -1757.1518 | 0 | 0 | 0 | 0 | 0
5245 | 1563.935 | 654.92 | 2915.5707 | 1627.7073 | -1287.8634 | 0 | 0 | 0 | 0 | 0
5246 | 1577.8526 | 873.63 | 3929.8857 | 1642.1928 | -2287.693 | 0 | 0 | 0 | 0 | 0
5247 | 1437.9908 | 217.34 | 974.6948 | 974.6948 | 0 | 0 | 0 | 501.484 | 0 | 0
5248 | 1849.9352 | 34.32 | 125.4001 | 125.4001 | 0 | 0 | 0 | 1161.066 | 0 | 591.5588
5249 | 2043.3748 | 16.65 | 47.3304 | 47.3304 | 0 | 0 | 0 | 1161.066 | 0 | 870.9553
5250 | 1857.415 | 45.87 | 180.2407 | 180.2407 | 0 | 0 | 0 | 1161.066 | 0 | 544.5032
5251 | 1680.6373 | 0 | 0 | 0 | 0 | 0 | 0 | 0 | 0 | 1749.168
5252 | 1432.0081 | 0 | 0 | 0 | 0 | 0 | 0 | 0 | 0 | 1490.4007
5253 | 1791.4047 | 0 | 0 | 0 | 0 | 0 | 0 | 0 | 0 | 1864.4528
5254 | 1433.6019 | 0 | 0 | 0 | 0 | 0 | 0 | 0 | 0 | 1492.0597
5255 | 1313.2718 | 0 | 0 | 0 | 0 | 0 | 0 | 0 | 0 | 1366.823
5256 | 1328.4127 | 0 | 0 | 0 | 0 | 0 | 0 | 1161.066 | 0 | 174.1709
5257 | 1421.6486 | 0 | 0 | 0 | 0 | 0 | 0 | 1161.066 | 0 | 271.2077
5258 | 1459.1023 | 0 | 0 | 0 | 0 | 0 | 0 | 1161.066 | 0 | 310.189
5259 | 1105.284 | 0 | 0 | 0 | 0 | 0 | 0 | 1105.284 | 0 | 0
5260 | 1154.691 | 0 | 0 | 0 | 0 | 0 | 0 | 1154.691 | 0 | 0
5261 | 1428.0237 | 0 | 0 | 0 | 0 | 0 | 0 | 1161.066 | 0 | 277.8437
5262 | 1184.9728 | 0 | 0 | 0 | 0 | 0 | 0 | 1161.066 | 0 | 24.8819
5263 | 1434.3988 | 83.8 | 340.0395 | 284.4786 | -55.5608 | 0 | 0 | 1161.066 | 0 | 0
5264 | 1038.439 | 260.69 | 1206.6371 | 0 | -1206.6371 | 0 | 0 | 1038.439 | 0 | 0
5265 | 1255.5094 | 383.54 | 1768.9115 | 98.2951 | -1670.6164 | 0 | 0 | 1161.066 | 0 | 0
5266 | 1522.3454 | 530.42 | 2403.5054 | 376.0118 | -2027.4936 | 0 | 0 | 1161.066 | 0 | 0
5267 | 1627.697 | 682.48 | 3041.7597 | 731.0302 | -2310.7295 | 0 | 0 | 925.308 | 0 | 0
5268 | 1740.9657 | 754.96 | 3331.1362 | 1020.4067 | -2310.7295 | 0 | 0 | 760.539 | 0 | 0
5269 | 1456.1419 | 745.2 | 3283.6716 | 972.9421 | -2310.7295 | 0 | 0 | 521.32 | 0 | 0
5270 | 1415.659 | 378.85 | 1698.7652 | 1318.0553 | -380.7099 | 0 | 0 | 149.244 | 0 | 0
5271 | 1574.2258 | 270.78 | 1217.8202 | 1217.8202 | 0 | 0 | 0 | 404.119 | 0 | 0
5272 | 1456.6718 | 31.38 | 111.819 | 111.819 | 0 | 0 | 0 | 1161.066 | 0 | 195.8409
5273 | 1710.5644 | 144.38 | 648.7276 | 571.9048 | -76.8229 | 0 | 0 | 1161.066 | 0 | 0
5274 | 1605.2895 | 41.11 | 157.686 | 157.686 | 0 | 0 | 0 | 1161.066 | 0 | 304.651
5275 | 1610.0698 | 0 | 0 | 0 | 0 | 0 | 0 | 0 | 0 | 1675.7235
5276 | 1475.0401 | 0 | 0 | 0 | 0 | 0 | 0 | 0 | 0 | 1535.1874
5277 | 1838.4211 | 0 | 0 | 0 | 0 | 0 | 0 | 0 | 0 | 1913.3859
5278 | 1491.7748 | 0 | 0 | 0 | 0 | 0 | 0 | 0 | 0 | 1552.6048
5279 | 1526.041 | 0 | 0 | 0 | 0 | 0 | 0 | 0 | 0 | 1588.2681
5280 | 1497.353 | 0 | 0 | 0 | 0 | 0 | 0 | 1161.066 | 0 | 349.9997
5281 | 1734.0288 | 0 | 0 | 0 | 0 | 0 | 0 | 1161.066 | 0 | 596.3266
5282 | 1447.9459 | 0 | 0 | 0 | 0 | 0 | 0 | 1161.066 | 0 | 298.578
5283 | 1251.1145 | 0 | 0 | 0 | 0 | 0 | 0 | 1161.066 | 0 | 93.7199
5284 | 1269.4429 | 0 | 0 | 0 | 0 | 0 | 0 | 1161.066 | 0 | 112.7963
5285 | 1431.2113 | 0 | 0 | 0 | 0 | 0 | 0 | 1161.066 | 0 | 281.1606
5286 | 1506.9156 | 0 | 0 | 0 | 0 | 0 | 0 | 1161.066 | 0 | 359.9516
5287 | 1356.3038 | 79.91 | 325.9359 | 203.1981 | -122.7378 | 0 | 0 | 1161.066 | 0 | 0
5288 | 1302.3903 | 253.36 | 1169.0317 | 147.0867 | -1021.945 | 0 | 0 | 1161.066 | 0 | 0
5289 | 1113.0576 | 409.38 | 1878.7686 | 0 | -1878.7686 | 0 | 0 | 1113.058 | 0 | 0
5290 | 1552.2695 | 546.97 | 2456.4757 | 407.155 | -2049.3207 | 0 | 0 | 1161.066 | 0 | 0
5291 | 1629.2201 | 586.66 | 2594.5764 | 1020.1569 | -1574.4195 | 0 | 0 | 649.031 | 0 | 0
5292 | 1607.9571 | 958.05 | 4149.5708 | 1673.5254 | -2310.7295 | 0 | 165.3159 | 0 | 0 | 0
5293 | 1593.6599 | 754.25 | 3258.9979 | 1658.6443 | -1600.3536 | 0 | 0 | 0 | 0 | 0
5294 | 1528.3529 | 516.47 | 2276.9886 | 1590.6743 | -686.3142 | 0 | 0 | 0 | 0 | 0
5295 | 1862.026 | 609.51 | 2700.5369 | 1937.9534 | -762.5834 | 0 | 0 | 0 | 0 | 0
5296 | 1724.6753 | 244.02 | 1100.6464 | 1100.6464 | 0 | 0 | 0 | 667.151 | 0 | 0
5297 | 1844.8819 | 207.55 | 945.2553 | 945.2553 | 0 | 0 | 0 | 936.661 | 0 | 0
5298 | 1817.6831 | 5.87 | 0 | 0 | 0 | 0 | 0 | 1161.066 | 0 | 683.3917
5299 | 1765.9551 | 0 | 0 | 0 | 0 | 0 | 0 | 382.453 | 0 | 1439.9168
5300 | 1718.8879 | 0 | 0 | 0 | 0 | 0 | 0 | 0 | 0 | 1788.9787
5301 | 1542.7756 | 0 | 0 | 0 | 0 | 0 | 0 | 0 | 0 | 1605.6855
5302 | 1653.5431 | 0 | 0 | 0 | 0 | 0 | 0 | 0 | 0 | 1720.9692
5303 | 1906.9535 | 0 | 0 | 0 | 0 | 0 | 0 | 0 | 0 | 1984.7135
5304 | 1835.2336 | 0 | 0 | 0 | 0 | 0 | 0 | 1161.066 | 0 | 701.6574
5305 | 1701.3564 | 0 | 0 | 0 | 0 | 0 | 0 | 1161.066 | 0 | 562.3213
5306 | 1351.5224 | 0 | 0 | 0 | 0 | 0 | 0 | 1161.066 | 0 | 198.2222
5307 | 1069.424 | 0 | 0 | 0 | 0 | 0 | 0 | 1069.424 | 0 | 0
5308 | 1283.7869 | 0 | 0 | 0 | 0 | 0 | 0 | 1161.066 | 0 | 127.7252
5309 | 1391.3668 | 0 | 0 | 0 | 0 | 0 | 0 | 1161.066 | 0 | 239.6919
5310 | 1366.6633 | 0 | 0 | 0 | 0 | 0 | 0 | 1161.066 | 0 | 213.9806
5311 | 1409.6953 | 51.77 | 210.111 | 210.111 | 0 | 0 | 0 | 1161.066 | 0 | 48.6563
5312 | 1126.6764 | 169.7 | 778.2138 | 0 | -778.2138 | 0 | 0 | 1126.676 | 0 | 0
5313 | 1236.8333 | 332.23 | 1531.8319 | 78.8565 | -1452.9754 | 0 | 0 | 1161.066 | 0 | 0
5314 | 853.2232 | 573.23 | 2591.8745 | 281.145 | -2310.7295 | 0 | 0 | 583.093 | 0 | 0
5315 | 1279.1002 | 624.73 | 2786.6497 | 1308.8653 | -1477.7844 | 0 | 0 | 21.515 | 0 | 0
5316 | 1487.5921 | 779.12 | 3416.788 | 1548.2512 | -1868.5368 | 0 | 0 | 0 | 0 | 0
5317 | 1377.6534 | 734.39 | 3233.9787 | 1433.8293 | -1800.1494 | 0 | 0 | 0 | 0 | 0
5318 | 1389.6814 | 711 | 3156.0255 | 1446.3488 | -1709.6768 | 0 | 0 | 0 | 0 | 0
5319 | 1142.5534 | 360.51 | 1635.6192 | 1189.1437 | -446.4756 | 0 | 0 | 0 | 0 | 0
5320 | 1250.1114 | 246 | 1123.0731 | 1123.0731 | 0 | 0 | 0 | 171.039 | 0 | 0
5321 | 1587.4332 | 67.43 | 284.8044 | 284.8044 | 0 | 0 | 0 | 1161.066 | 0 | 158.9485
5322 | 1534.0547 | 43.01 | 167.436 | 167.436 | 0 | 0 | 0 | 1161.066 | 0 | 220.7612
5323 | 1588.2052 | 0 | 0 | 0 | 0 | 0 | 0 | 1161.066 | 0 | 444.5564
5324 | 1595.3702 | 0 | 0 | 0 | 0 | 0 | 0 | 1161.066 | 0 | 452.0135
5325 | 1622.4644 | 0 | 0 | 0 | 0 | 0 | 0 | 1161.066 | 0 | 480.2123
5326 | 1469.4619 | 0 | 0 | 0 | 0 | 0 | 0 | 1161.066 | 0 | 320.9714
5327 | 1749.1697 | 0 | 0 | 0 | 0 | 0 | 0 | 1161.066 | 0 | 612.085
5328 | 1341.9598 | 0 | 0 | 0 | 0 | 0 | 0 | 1161.066 | 0 | 188.2703
5329 | 1458.3055 | 0 | 0 | 0 | 0 | 0 | 0 | 1161.066 | 0 | 309.3595
5330 | 1478.2277 | 0 | 0 | 0 | 0 | 0 | 0 | 1161.066 | 0 | 330.0948
5331 | 1371.4446 | 0 | 0 | 0 | 0 | 0 | 0 | 1161.066 | 0 | 218.9565
5332 | 1293.3496 | 0 | 0 | 0 | 0 | 0 | 0 | 1161.066 | 0 | 137.6771
5333 | 1466.2743 | 0 | 0 | 0 | 0 | 0 | 0 | 1161.066 | 0 | 317.6534
5334 | 1534.8067 | 0 | 0 | 0 | 0 | 0 | 0 | 1161.066 | 0 | 388.981
5335 | 1117.2373 | 76.38 | 314.5592 | 314.5592 | 0 | 0 | 0 | 815.003 | 0 | 0
5336 | 1320.5663 | 328.19 | 1508.3125 | 1374.4144 | -133.898 | 0 | 0 | 0 | 0 | 0
5337 | 1426.2447 | 414.22 | 1922.858 | 1484.4027 | -438.4553 | 0 | 0 | 0 | 0 | 0
5338 | 1743.702 | 435.2 | 1988.6747 | 1814.8046 | -173.8701 | 0 | 0 | 0 | 0 | 0
5339 | 1773.4518 | 719.47 | 3232.1396 | 1845.7677 | -1386.3719 | 0 | 0 | 0 | 0 | 0
5340 | 1551.0702 | 734.95 | 3287.4236 | 1614.3177 | -1673.1059 | 0 | 0 | 0 | 0 | 0
5341 | 1468.154 | 758.93 | 3392.618 | 1528.0206 | -1864.5974 | 0 | 0 | 0 | 0 | 0
5342 | 1368.2013 | 353.5 | 1600.1818 | 1423.9929 | -176.1889 | 0 | 0 | 0 | 0 | 0
5343 | 1425.388 | 115.06 | 498.4905 | 498.4905 | 0 | 0 | 0 | 946.428 | 0 | 0
5344 | 1789.557 | 272.52 | 1251.6788 | 1251.6788 | 0 | 0 | 0 | 586.918 | 0 | 0
5345 | 1671.8207 | 15.67 | 43.1475 | 43.1475 | 0 | 0 | 0 | 1161.066 | 0 | 488.4334
5346 | 1623.3211 | 5.87 | 0 | 0 | 0 | 0 | 0 | 1161.066 | 0 | 481.1043
5347 | 1399.3357 | 0 | 0 | 0 | 0 | 0 | 0 | 713.904 | 0 | 713.3817
5348 | 1383.398 | 0 | 0 | 0 | 0 | 0 | 0 | 0 | 0 | 1439.8085
5349 | 1339.5691 | 0 | 0 | 0 | 0 | 0 | 0 | 0 | 0 | 1394.1923
5350 | 1674.2622 | 0 | 0 | 0 | 0 | 0 | 0 | 0 | 0 | 1742.533
5351 | 1441.5708 | 0 | 0 | 0 | 0 | 0 | 0 | 0 | 0 | 1500.3536
5352 | 1500.5405 | 0 | 0 | 0 | 0 | 0 | 0 | 1161.066 | 0 | 353.3167
5353 | 1355.5069 | 0 | 0 | 0 | 0 | 0 | 0 | 1161.066 | 0 | 202.3697
5354 | 1402.5233 | 0 | 0 | 0 | 0 | 0 | 0 | 1161.066 | 0 | 251.3028
5355 | 1098.9089 | 0 | 0 | 0 | 0 | 0 | 0 | 1098.909 | 0 | 0
5356 | 1362.6789 | 0 | 0 | 0 | 0 | 0 | 0 | 1161.066 | 0 | 209.8341
5357 | 1237.5674 | 0 | 0 | 0 | 0 | 0 | 0 | 1161.066 | 0 | 79.6205
5358 | 1263.8647 | 0 | 0 | 0 | 0 | 0 | 0 | 1161.066 | 0 | 106.9908
5359 | 1380.2104 | 58.55 | 240.8243 | 228.08 | -12.7443 | 0 | 0 | 1161.066 | 0 | 0
5360 | 1386.2658 | 26.45 | 93.2224 | 93.2224 | 0 | 0 | 0 | 1161.066 | 0 | 141.1595
5361 | 1418.5776 | 124.29 | 551.8927 | 268.0125 | -283.8802 | 0 | 0 | 1161.066 | 0 | 0
5362 | 1606.5008 | 506.45 | 2307.4167 | 463.5974 | -1843.8194 | 0 | 0 | 1161.066 | 0 | 0
5363 | 1395.5694 | 234.15 | 1048.4525 | 244.0653 | -804.3872 | 0 | 0 | 1161.066 | 0 | 0
5364 | 1749.1418 | 657.52 | 2928.4295 | 617.7 | -2310.7295 | 0 | 0 | 1155.643 | 0 | 0
5365 | 1070.1512 | 391.87 | 1759.0273 | 0 | -1759.0273 | 0 | 0 | 1070.151 | 0 | 0
5366 | 1155.2987 | 223.16 | 993.8669 | 0 | -993.8669 | 0 | 0 | 1155.299 | 0 | 0
5367 | 1561.8691 | 61.21 | 245.7482 | 245.7482 | 0 | 0 | 0 | 1161.066 | 0 | 171.3982
5368 | 1337.3169 | 408.01 | 1875.3809 | 183.438 | -1691.943 | 0 | 0 | 1161.066 | 0 | 0
5369 | 1556.0846 | 225.36 | 1033.6881 | 411.1266 | -622.5615 | 0 | 0 | 1161.066 | 0 | 0
5370 | 1554.3395 | 47.74 | 188.4066 | 188.4066 | 0 | 0 | 0 | 1161.066 | 0 | 220.9038
5371 | 914.8386 | 0 | 0 | 0 | 0 | 0 | 0 | 914.839 | 0 | 0
5372 | 1265.4585 | 0 | 0 | 0 | 0 | 0 | 0 | 1161.066 | 0 | 108.6488
5373 | 1199.3168 | 0 | 0 | 0 | 0 | 0 | 0 | 1161.066 | 0 | 39.8108
5374 | 1364.2726 | 0 | 0 | 0 | 0 | 0 | 0 | 1161.066 | 0 | 211.4921
5375 | 1340.366 | 0 | 0 | 0 | 0 | 0 | 0 | 369.099 | 0 | 1010.8722
5376 | 1275.0212 | 0 | 0 | 0 | 0 | 0 | 0 | 1161.066 | 0 | 118.6017
5377 | 2321.3354 | 0 | 0 | 0 | 0 | 0 | 0 | 1161.066 | 0 | 1207.581
5378 | 2049.5965 | 0 | 0 | 0 | 0 | 0 | 0 | 1161.066 | 0 | 924.7614
5379 | 2418.5558 | 0 | 0 | 0 | 0 | 0 | 0 | 1161.066 | 0 | 1308.7664
5380 | 2200.2084 | 0 | 0 | 0 | 0 | 0 | 0 | 1161.066 | 0 | 1081.5149
5381 | 1996.205 | 0 | 0 | 0 | 0 | 0 | 0 | 1161.066 | 0 | 869.1933
5382 | 2369.9456 | 0 | 0 | 0 | 0 | 0 | 0 | 1161.066 | 0 | 1258.1732
5383 | 2032.8619 | 38.23 | 147.0982 | 147.0982 | 0 | 0 | 0 | 1161.066 | 0 | 760.2469
5384 | 1717.081 | 125.59 | 567.0402 | 567.0402 | 0 | 0 | 0 | 1161.066 | 0 | 11.6473
5385 | 1818.1981 | 359.33 | 1669.714 | 683.9277 | -985.7863 | 0 | 0 | 1161.066 | 0 | 0
5386 | 2087.6529 | 504.96 | 2312.2803 | 964.3702 | -1347.91 | 0 | 0 | 1161.066 | 0 | 0
5387 | 2288.3681 | 703.06 | 3170.663 | 1173.2698 | -1997.3933 | 0 | 0 | 1161.066 | 0 | 0
5388 | 2277.5584 | 798.67 | 3571.1227 | 1260.3932 | -2310.7295 | 0 | 0 | 1066.547 | 0 | 0
5389 | 2252.5022 | 694.75 | 3118.5659 | 1135.9413 | -1982.6246 | 0 | 0 | 1161.066 | 0 | 0
5390 | 2381.0831 | 585.55 | 2646.4123 | 1269.7654 | -1376.6469 | 0 | 0 | 1161.066 | 0 | 0
5391 | 2172.9459 | 267.19 | 1215.2151 | 1053.1412 | -162.0739 | 0 | 0 | 1161.066 | 0 | 0
5392 | 1845.8412 | 42.17 | 162.9617 | 162.9617 | 0 | 0 | 0 | 1161.066 | 0 | 549.7362
5393 | 2378.556 | 14.69 | 39.0562 | 39.0562 | 0 | 0 | 0 | 1161.066 | 0 | 1228.0791
5394 | 2247.4788 | 10.77 | 20.8062 | 20.8062 | 0 | 0 | 0 | 1161.066 | 0 | 1109.9073
5395 | 2405.0087 | 0 | 0 | 0 | 0 | 0 | 0 | 1161.066 | 0 | 1294.667
5396 | 1889.422 | 0 | 0 | 0 | 0 | 0 | 0 | 1161.066 | 0 | 758.056
5397 | 2380.3051 | 0 | 0 | 0 | 0 | 0 | 0 | 1161.066 | 0 | 1268.9557
5398 | 2206.5835 | 0 | 0 | 0 | 0 | 0 | 0 | 1161.066 | 0 | 1088.1498
5399 | 2286.2723 | 0 | 0 | 0 | 0 | 0 | 0 | 1161.066 | 0 | 1171.0883
5400 | 1948.3917 | 0 | 0 | 0 | 0 | 0 | 0 | 1161.066 | 0 | 819.4306
5401 | 1804.9518 | 0 | 0 | 0 | 0 | 0 | 0 | 1161.066 | 0 | 670.1416
5402 | 1843.2025 | 0 | 0 | 0 | 0 | 0 | 0 | 1161.066 | 0 | 709.9513
5403 | 1243.9425 | 0 | 0 | 0 | 0 | 0 | 0 | 1161.066 | 0 | 86.2554
5404 | 1298.1309 | 0 | 0 | 0 | 0 | 0 | 0 | 1161.066 | 0 | 142.6541
5405 | 1563.4947 | 0 | 0 | 0 | 0 | 0 | 0 | 1161.066 | 0 | 418.8388
5406 | 1161.0661 | 0 | 0 | 0 | 0 | 0 | 0 | 1161.066 | 0 | 0
5407 | 1122.8155 | 68.38 | 282.6188 | 282.6188 | 0 | 0 | 0 | 851.27 | 0 | 0
5408 | 842.0808 | 327.46 | 1502.8005 | 876.4184 | -626.3821 | 0 | 0 | 0 | 0 | 0
5409 | 1173.7765 | 414.83 | 1912.98 | 1221.6399 | -691.3401 | 0 | 0 | 0 | 0 | 0
5410 | 1566.0129 | 574.26 | 2592.9195 | 1629.87 | -963.0495 | 0 | 0 | 0 | 0 | 0
5411 | 1402.9586 | 574.75 | 2568.8224 | 1460.1661 | -1108.6563 | 0 | 0 | 0 | 0 | 0
5412 | 1433.2991 | 661.1 | 2933.0318 | 1491.7443 | -1441.2875 | 0 | 0 | 0 | 0 | 0
5413 | 1510.4219 | 797.89 | 3520.2527 | 1572.0122 | -1948.2405 | 0 | 0 | 0 | 0 | 0
5414 | 1372.2356 | 738.5 | 3292.8814 | 1428.1914 | -1864.69 | 0 | 0 | 0 | 0 | 0
5415 | 1544.9103 | 581.99 | 2638.1246 | 1607.9065 | -1030.2181 | 0 | 0 | 0 | 0 | 0
5416 | 1537.5301 | 446.43 | 2059.6525 | 1600.2255 | -459.427 | 0 | 0 | 0 | 0 | 0
5417 | 1196.4679 | 312.36 | 1431.6707 | 1245.2561 | -186.4146 | 0 | 0 | 0 | 0 | 0
5418 | 1288.0652 | 91.04 | 338.7406 | 338.7406 | 0 | 0 | 0 | 962.596 | 0 | 0
5419 | 1408.1115 | 0 | 0 | 0 | 0 | 0 | 0 | 0 | 0 | 1465.5293
5420 | 1260.6772 | 0 | 0 | 0 | 0 | 0 | 0 | 0 | 0 | 1312.0834
5421 | 1176.207 | 0 | 0 | 0 | 0 | 0 | 0 | 0 | 0 | 1224.1689
5422 | 1688.6062 | 0 | 0 | 0 | 0 | 0 | 0 | 0 | 0 | 1757.4619
5423 | 1341.1629 | 0 | 0 | 0 | 0 | 0 | 0 | 0 | 0 | 1395.8513
5424 | 1206.4888 | 0 | 0 | 0 | 0 | 0 | 0 | 1161.066 | 0 | 47.2752
5425 | 1402.5233 | 0 | 0 | 0 | 0 | 0 | 0 | 1161.066 | 0 | 251.3028
5426 | 1134.7688 | 0 | 0 | 0 | 0 | 0 | 0 | 1134.769 | 0 | 0
5427 | 1440.7739 | 0 | 0 | 0 | 0 | 0 | 0 | 1161.066 | 0 | 291.1136
5428 | 1137.9564 | 0 | 0 | 0 | 0 | 0 | 0 | 1137.956 | 0 | 0
5429 | 876.5771 | 0 | 0 | 0 | 0 | 0 | 0 | 876.577 | 0 | 0
5430 | 1141.1439 | 0 | 0 | 0 | 0 | 0 | 0 | 1141.144 | 0 | 0
5431 | 939.5312 | 80.72 | 329.7857 | 329.7857 | 0 | 0 | 0 | 622.667 | 0 | 0
5432 | 1269.4808 | 257.76 | 1192.6303 | 1192.6303 | 0 | 0 | 0 | 123.576 | 0 | 0
5433 | 1423.8829 | 448.88 | 2069.2631 | 1481.9433 | -587.3197 | 0 | 0 | 0 | 0 | 0
5434 | 1541.5026 | 630.62 | 2844.1443 | 1604.3605 | -1239.7837 | 0 | 0 | 0 | 0 | 0
5435 | 1400.2571 | 875.05 | 3905.8802 | 1457.356 | -2310.7295 | 0 | 137.7947 | 0 | 0 | 0
5436 | 1426.2825 | 779.67 | 3431.1819 | 1484.4412 | -1946.7407 | 0 | 0 | 0 | 0 | 0
5437 | 1362.2406 | 685.67 | 3036.0167 | 1417.7888 | -1618.2279 | 0 | 0 | 0 | 0 | 0
5438 | 1667.2764 | 704.59 | 3131.2311 | 1735.2632 | -1395.9679 | 0 | 0 | 0 | 0 | 0
5439 | 1636.4498 | 561.77 | 2534.0896 | 1703.1792 | -830.9104 | 0 | 0 | 0 | 0 | 0
5440 | 1895.057 | 397.35 | 1822.0276 | 1822.0276 | 0 | 0 | 0 | 144.415 | 0 | 0
5441 | 1891.8794 | 87.49 | 378.0455 | 378.0455 | 0 | 0 | 0 | 1161.066 | 0 | 382.5687
5442 | 1615.2725 | 17.62 | 50.5724 | 50.5724 | 0 | 0 | 0 | 1161.066 | 0 | 422.1547
5443 | 1799.3766 | 0 | 0 | 0 | 0 | 0 | 0 | 0 | 0 | 1872.7498
5444 | 1355.5069 | 0 | 0 | 0 | 0 | 0 | 0 | 0 | 0 | 1410.7802
5445 | 1471.8526 | 0 | 0 | 0 | 0 | 0 | 0 | 0 | 0 | 1531.8704
5446 | 1823.2803 | 0 | 0 | 0 | 0 | 0 | 0 | 0 | 0 | 1897.6275
5447 | 1494.9623 | 0 | 0 | 0 | 0 | 0 | 0 | 0 | 0 | 1555.9218
5448 | 1516.4783 | 0 | 0 | 0 | 0 | 0 | 0 | 1161.066 | 0 | 369.9046
5449 | 1078.9867 | 0 | 0 | 0 | 0 | 0 | 0 | 1078.987 | 0 | 0
5450 | 1199.3168 | 0 | 0 | 0 | 0 | 0 | 0 | 1161.066 | 0 | 39.8108
5451 | 1483.009 | 0 | 0 | 0 | 0 | 0 | 0 | 1161.066 | 0 | 335.0708
5452 | 1071.8147 | 0 | 0 | 0 | 0 | 0 | 0 | 1071.815 | 0 | 0
5453 | 1069.424 | 0 | 0 | 0 | 0 | 0 | 0 | 1069.424 | 0 | 0
5454 | 908.4526 | 0 | 0 | 0 | 0 | 0 | 0 | 908.453 | 0 | 0
5455 | 961.0472 | 80.56 | 329.6151 | 329.6151 | 0 | 0 | 0 | 121.574 | 0 | 544.089
5456 | 1232.0808 | 257.24 | 1194.3673 | 1194.3673 | 0 | 0 | 0 | 0 | 0 | 87.954
5457 | 898.5931 | 444.41 | 2059.0822 | 935.2347 | -1123.8474 | 0 | 0 | 0 | 0 | 0
5458 | 1637.5824 | 581.82 | 2647.9422 | 1704.3584 | -943.5839 | 0 | 0 | 0 | 0 | 0
5459 | 1399.4642 | 639.05 | 2874.2987 | 1456.5297 | -1417.769 | 0 | 0 | 0 | 0 | 0
5460 | 1253.0838 | 962.85 | 4314.7182 | 1304.1807 | -2310.7295 | 0 | 699.8079 | 0 | 0 | 0
5461 | 1139.5362 | 758.09 | 3375.7106 | 1186.0037 | -2189.7069 | 0 | 0 | 0 | 0 | 0
5462 | 1059.7836 | 883.33 | 3986.8631 | 1102.9986 | -2310.7295 | 0 | 573.135 | 0 | 0 | 0
5463 | 1558.9445 | 738.23 | 3380.8947 | 1622.5127 | -1758.382 | 0 | 0 | 0 | 0 | 0
5464 | 1523.5696 | 461.71 | 2124.3285 | 1585.6953 | -538.6332 | 0 | 0 | 0 | 0 | 0
5465 | 1542.7437 | 307.27 | 1387.0651 | 1387.0651 | 0 | 0 | 0 | 210.022 | 0 | 0
5466 | 951.0801 | 71.57 | 280.9129 | 280.9129 | 0 | 0 | 0 | 681.174 | 0 | 0
5467 | 976.1213 | 0 | 0 | 0 | 0 | 0 | 0 | 0 | 0 | 1015.9241
5468 | 1243.9425 | 0 | 0 | 0 | 0 | 0 | 0 | 0 | 0 | 1294.667
5469 | 1221.6297 | 0 | 0 | 0 | 0 | 0 | 0 | 0 | 0 | 1271.4442
5470 | 1326.8189 | 0 | 0 | 0 | 0 | 0 | 0 | 0 | 0 | 1380.9224
5471 | 1231.9892 | 0 | 0 | 0 | 0 | 0 | 0 | 0 | 0 | 1282.2256
5472 | 1280.5994 | 0 | 0 | 0 | 0 | 0 | 0 | 1161.066 | 0 | 124.4072
5473 | 1526.8378 | 0 | 0 | 0 | 0 | 0 | 0 | 1161.066 | 0 | 380.687
5474 | 1339.5691 | 0 | 0 | 0 | 0 | 0 | 0 | 1161.066 | 0 | 185.7818
5475 | 1200.1137 | 0 | 0 | 0 | 0 | 0 | 0 | 1161.066 | 0 | 40.6403
5476 | 1116.4404 | 0 | 0 | 0 | 0 | 0 | 0 | 251.309 | 0 | 900.4093
5477 | 1081.3773 | 0 | 0 | 0 | 0 | 0 | 0 | 0 | 0 | 1125.4721
5478 | 1066.2364 | 0 | 0 | 0 | 0 | 0 | 0 | 0 | 0 | 1109.7137
5479 | 1336.3816 | 46.91 | 187.2586 | 187.2586 | 0 | 0 | 0 | 0 | 0 | 1203.6157
5480 | 911.6949 | 260.37 | 1206.6974 | 948.871 | -257.8264 | 0 | 0 | 0 | 0 | 0
5481 | 1039.4979 | 562.21 | 2633.286 | 1081.8854 | -1551.4006 | 0 | 0 | 0 | 0 | 0
5482 | 1131.3791 | 647.47 | 2920.9141 | 1177.514 | -1743.4 | 0 | 0 | 0 | 0 | 0
5483 | 1048.2088 | 890.17 | 3977.3191 | 1090.9516 | -2310.7295 | 0 | 575.638 | 0 | 0 | 0
5484 | 1006.9788 | 960.1 | 4254.7351 | 1048.0404 | -2310.7295 | 0 | 895.9652 | 0 | 0 | 0
5485 | 904.3835 | 957.1 | 4254.1887 | 941.2619 | -2310.7295 | 0 | 1002.1973 | 0 | 0 | 0
5486 | 1037.6411 | 875.17 | 3936.7518 | 1079.9527 | -2108.5649 | 0 | 748.2342 | 0 | 0 | 0
5487 | 1025.9707 | 729.64 | 3344.4988 | 1067.8068 | 0 | 0 | 2276.692 | 0 | 0 | 0
5488 | 1029.466 | 531.49 | 2489.3206 | 1071.4443 | 0 | 0 | 1417.8762 | 0 | 0 | 0
5489 | 1371.0223 | 302.36 | 1375.6884 | 1375.6884 | 0 | 0 | 0 | 0 | 0 | 51.2395
5490 | 1163.9011 | 83.43 | 293.7655 | 293.7655 | 0 | 0 | 0 | 0 | 0 | 917.5957
5491 | 1193.7386 | 0 | 0 | 0 | 0 | 0 | 0 | 0 | 0 | 1242.4158
5492 | 1105.284 | 0 | 0 | 0 | 0 | 0 | 0 | 0 | 0 | 1150.3539
5493 | 1094.1275 | 0 | 0 | 0 | 0 | 0 | 0 | 0 | 0 | 1138.743
5494 | 1174.6132 | 0 | 0 | 0 | 0 | 0 | 0 | 0 | 0 | 1222.51
5495 | 1165.0506 | 0 | 0 | 0 | 0 | 0 | 0 | 0 | 0 | 1212.558
5496 | 495.6645 | 0 | 0 | 0 | 0 | 0 | 0 | 0 | 0 | 515.8756
5497 | 368.1624 | 0 | 0 | 0 | 0 | 0 | 0 | 0 | 0 | 383.1745
5498 | 341.0682 | 0 | 0 | 0 | 0 | 0 | 0 | 0 | 0 | 354.9757
5499 | 376.9281 | 0 | 0 | 0 | 0 | 0 | 0 | 0 | 0 | 392.2979
5500 | 385.6939 | 0 | 0 | 0 | 0 | 0 | 0 | 0 | 0 | 401.4214
5501 | 367.3655 | 0 | 0 | 0 | 0 | 0 | 0 | 0 | 0 | 382.345
5502 | 324.3335 | 0 | 0 | 0 | 0 | 0 | 0 | 0 | 0 | 337.5593
5503 | 333.8962 | 39.21 | 151.2571 | 151.2571 | 0 | 0 | 0 | 0 | 0 | 196.2541
5504 | 280.1859 | 325.45 | 1503.2251 | 291.6111 | -1211.6141 | 0 | 0 | 0 | 0 | 0
5505 | 809.242 | 556.88 | 2628.9814 | 842.2393 | -1786.7421 | 0 | 0 | 0 | 0 | 0
5506 | 1188.3885 | 754.33 | 3480.547 | 1236.8477 | -2243.6993 | 0 | 0 | 0 | 0 | 0
5507 | 993.5084 | 902.56 | 4089.7699 | 1034.0211 | -2310.7295 | 0 | 745.0193 | 0 | 0 | 0
5508 | 1233.7922 | 834.24 | 3702.169 | 1284.1031 | -2310.7295 | 0 | 107.3364 | 0 | 0 | 0
5509 | 1154.0047 | 606.22 | 2714.6581 | 1201.0616 | -1153.3566 | 0 | 360.2399 | 0 | 0 | 0
5510 | 1230.0597 | 690.96 | 3098.0824 | 1280.2179 | 0 | 0 | 1817.8645 | 0 | 0 | 0
5511 | 1043.0311 | 587.05 | 2662.0031 | 1085.5625 | 0 | 0 | 1576.4407 | 0 | 0 | 0
5512 | 1276.6757 | 437.07 | 2014.896 | 1328.7337 | 0 | 0 | 686.1623 | 0 | 0 | 0
5513 | 1051.0647 | 307.68 | 1395.5891 | 1093.923 | 0 | 0 | 301.666 | 0 | 0 | 0
5514 | 1040.0298 | 83.95 | 285.0656 | 285.0656 | 0 | 0 | 0 | 0 | 0 | 797.3734
5515 | 1084.0897 | 0 | 0 | 0 | 0 | 0 | 0 | 0 | 0 | 1128.2957
5516 | 894.9055 | 0 | 0 | 0 | 0 | 0 | 0 | 0 | 0 | 931.3964
5517 | 269.3482 | 0 | 0 | 0 | 0 | 0 | 0 | 0 | 0 | 280.3311
5518 | 90.8453 | 0 | 0 | 0 | 0 | 0 | 0 | 0 | 0 | 94.5494
5519 | 94.0328 | 0 | 0 | 0 | 0 | 0 | 0 | 0 | 0 | 97.8674
5520 | 90.8453 | 0 | 0 | 0 | 0 | 0 | 0 | 0 | 0 | 94.5494
5521 | 95.6266 | 0 | 0 | 0 | 0 | 0 | 0 | 0 | 0 | 99.5264
5522 | 87.6577 | 0 | 0 | 0 | 0 | 0 | 0 | 0 | 0 | 91.2324
5523 | 94.0328 | 0 | 0 | 0 | 0 | 0 | 0 | 0 | 0 | 97.8674
5524 | 85.267 | 0 | 0 | 0 | 0 | 0 | 0 | 0 | 0 | 88.7439
5525 | 94.8297 | 0 | 0 | 0 | 0 | 0 | 0 | 0 | 0 | 98.6969
5526 | 87.6577 | 0 | 0 | 0 | 0 | 0 | 0 | 0 | 0 | 91.2324
5527 | 93.2359 | 101.54 | 365.0951 | 97.0379 | -268.0573 | 0 | 0 | 0 | 0 | 0
5528 | 76.7762 | 330.45 | 1525.0148 | 79.9077 | -1445.1071 | 0 | 0 | 0 | 0 | 0
5529 | 83.0716 | 562.97 | 2650.3829 | 86.4594 | -2310.7295 | 0 | 253.1939 | 0 | 0 | 0
5530 | 78.5941 | 758.69 | 3483.6975 | 81.7988 | -418.3923 | 0 | 2983.5064 | 0 | 0 | 0
5531 | 85.6854 | 898.37 | 4043.7322 | 89.18 | 0 | 0 | 3954.5522 | 0 | 0 | 0
5532 | 80.162 | 969.29 | 4303.6568 | 83.4307 | 0 | 0 | 4220.226 | 0 | 0 | 0
5533 | 88.2653 | 964.85 | 4274.7211 | 91.8642 | 0 | 0 | 4182.857 | 0 | 0 | 0
5534 | 80.4469 | 889.47 | 3974.8182 | 83.7274 | 0 | 0 | 3891.0908 | 0 | 0 | 0
5535 | 94.9911 | 602.56 | 2711.1673 | 98.8644 | 0 | 0 | 2612.3029 | 0 | 0 | 0
5536 | 84.2281 | 539.03 | 2510.4671 | 87.6625 | 0 | 0 | 2422.8045 | 0 | 0 | 0
5537 | 89.7426 | 304.16 | 1374.6861 | 93.4014 | 0 | 0 | 1281.2847 | 0 | 0 | 0
5538 | 80.4598 | 74.48 | 285.2353 | 83.7409 | 0 | 0 | 201.4944 | 0 | 0 | 0
5539 | 96.4285 | 0 | 0 | 0 | 0 | 0 | 0 | 0 | 0 | 100.36
5540 | 86.0639 | 0 | 0 | 0 | 0 | 0 | 0 | 0 | 0 | 89.5734
5541 | 93.2359 | 0 | 0 | 0 | 0 | 0 | 0 | 0 | 0 | 97.0379
5542 | 86.8608 | 0 | 0 | 0 | 0 | 0 | 0 | 0 | 0 | 90.4029
5543 | 92.439 | 0 | 0 | 0 | 0 | 0 | 0 | 0 | 0 | 96.2084
5544 | 86.8608 | 0 | 0 | 0 | 0 | 0 | 0 | 0 | 0 | 90.4029
5545 | 93.2359 | 0 | 0 | 0 | 0 | 0 | 0 | 0 | 0 | 97.0379
5546 | 87.6577 | 0 | 0 | 0 | 0 | 0 | 0 | 0 | 0 | 91.2324
5547 | 92.439 | 0 | 0 | 0 | 0 | 0 | 0 | 0 | 0 | 96.2084
5548 | 86.8608 | 0 | 0 | 0 | 0 | 0 | 0 | 0 | 0 | 90.4029
5549 | 93.2359 | 0 | 0 | 0 | 0 | 0 | 0 | 0 | 0 | 97.0379
5550 | 82.8764 | 0 | 0 | 0 | 0 | 0 | 0 | 0 | 0 | 86.2554
5551 | 84.4702 | 99.86 | 372.3681 | 87.9144 | -284.4537 | 0 | 0 | 0 | 0 | 0
5552 | 79.4856 | 325.77 | 1506.2424 | 82.7261 | -964.389 | 0 | 459.1272 | 0 | 0 | 0
5553 | 83.7151 | 556.99 | 2626.0068 | 87.1286 | 0 | 0 | 2538.8782 | 0 | 0 | 0
5554 | 80.1929 | 753.53 | 3473.0368 | 83.463 | 0 | 0 | 3389.5738 | 0 | 0 | 0
5555 | 80.8682 | 906.94 | 4106.6835 | 84.1655 | 0 | 0 | 4022.518 | 0 | 0 | 0
5556 | 79.7665 | 973.35 | 4364.0042 | 83.0196 | 0 | 0 | 4280.9845 | 0 | 0 | 0
5557 | 81.1979 | 967.79 | 4330.8065 | 84.509 | 0 | 0 | 4246.2975 | 0 | 0 | 0
5558 | 74.3586 | 882.58 | 3984.5442 | 77.3911 | 0 | 0 | 3907.1531 | 0 | 0 | 0
5559 | 87.9635 | 565.25 | 2563.3042 | 91.5509 | 0 | 0 | 2471.7533 | 0 | 0 | 0
5560 | 78.7595 | 470.46 | 2172.8068 | 81.9705 | 0 | 0 | 2090.8363 | 0 | 0 | 0
5561 | 83.995 | 272.65 | 1253.3607 | 87.42 | 0 | 0 | 1165.9406 | 0 | 0 | 0
5562 | 78.9318 | 81.19 | 287.5843 | 82.1496 | 0 | 0 | 205.4348 | 0 | 0 | 0
5563 | 94.8446 | 0 | 0 | 0 | 0 | 0 | 0 | 0 | 0 | 98.7125
5564 | 89.2515 | 0 | 0 | 0 | 0 | 0 | 0 | 0 | 0 | 92.8904
5565 | 93.2359 | 0 | 0 | 0 | 0 | 0 | 0 | 0 | 0 | 97.0379
5566 | 86.8608 | 0 | 0 | 0 | 0 | 0 | 0 | 0 | 0 | 90.4029
5567 | 96.4235 | 0 | 0 | 0 | 0 | 0 | 0 | 0 | 0 | 100.3548
5568 | 86.8608 | 0 | 0 | 0 | 0 | 0 | 0 | 0 | 0 | 90.4029
5569 | 93.2359 | 0 | 0 | 0 | 0 | 0 | 0 | 0 | 0 | 97.0379
5570 | 88.4546 | 0 | 0 | 0 | 0 | 0 | 0 | 0 | 0 | 92.0619
5571 | 86.8608 | 0 | 0 | 0 | 0 | 0 | 0 | 0 | 0 | 90.4029
5572 | 86.8608 | 0 | 0 | 0 | 0 | 0 | 0 | 0 | 0 | 90.4029
5573 | 93.2359 | 0 | 0 | 0 | 0 | 0 | 0 | 0 | 0 | 97.0379
5574 | 83.6733 | 0 | 0 | 0 | 0 | 0 | 0 | 0 | 0 | 87.0849
5575 | 86.8608 | 90.61 | 368.2643 | 90.4029 | -277.8614 | 0 | 0 | 0 | 0 | 0
5576 | 75.7243 | 330.8 | 1531.0128 | 78.8118 | -972.839 | 0 | 479.362 | 0 | 0 | 0
5577 | 84.1783 | 563.33 | 2654.8873 | 87.6105 | 0 | 0 | 2567.2768 | 0 | 0 | 0
5578 | 72.4879 | 760.79 | 3507.3939 | 75.4438 | 0 | 0 | 3431.95 | 0 | 0 | 0
5579 | 80.7865 | 753.93 | 3383.4873 | 84.0812 | 0 | 0 | 3299.4061 | 0 | 0 | 0
5580 | 74.8706 | 834.66 | 3704.7605 | 77.923 | 0 | 0 | 3626.8376 | 0 | 0 | 0
5581 | 86.2801 | 964.77 | 4326.5331 | 89.7993 | 0 | 0 | 4236.7338 | 0 | 0 | 0
5582 | 78.115 | 560.62 | 2521.5222 | 81.3003 | 0 | 0 | 2440.2219 | 0 | 0 | 0
5583 | 78.5463 | 609.23 | 2768.1207 | 81.7489 | 0 | 0 | 2686.3719 | 0 | 0 | 0
5584 | 79.3432 | 532.43 | 2497.4074 | 82.5784 | 0 | 0 | 2414.8291 | 0 | 0 | 0
5585 | 88.3072 | 298.37 | 1354.8947 | 91.9079 | 0 | 0 | 1262.9868 | 0 | 0 | 0
5586 | 82.3435 | 78.67 | 278.6055 | 85.7017 | 0 | 0 | 192.9038 | 0 | 0 | 0
5587 | 97.2562 | 0 | 0 | 0 | 0 | 0 | 0 | 0 | 0 | 101.2218
5588 | 88.4546 | 0 | 0 | 0 | 0 | 0 | 0 | 0 | 0 | 92.0619
5589 | 94.0328 | 0 | 0 | 0 | 0 | 0 | 0 | 0 | 0 | 97.8674
5590 | 86.8608 | 0 | 0 | 0 | 0 | 0 | 0 | 0 | 0 | 90.4029
5591 | 90.8453 | 0 | 0 | 0 | 0 | 0 | 0 | 0 | 0 | 94.5494
5592 | 84.4702 | 0 | 0 | 0 | 0 | 0 | 0 | 0 | 0 | 87.9144
5593 | 93.2359 | 0 | 0 | 0 | 0 | 0 | 0 | 0 | 0 | 97.0379
5594 | 81.2826 | 0 | 0 | 0 | 0 | 0 | 0 | 0 | 0 | 84.5975
5595 | 92.439 | 0 | 0 | 0 | 0 | 0 | 0 | 0 | 0 | 96.2084
5596 | 79.6888 | 0 | 0 | 0 | 0 | 0 | 0 | 0 | 0 | 82.9385
5597 | 90.0484 | 0 | 0 | 0 | 0 | 0 | 0 | 0 | 0 | 93.7199
5598 | 79.6888 | 0 | 0 | 0 | 0 | 0 | 0 | 0 | 0 | 82.9385
5599 | 86.0639 | 80.59 | 331.6612 | 89.5734 | -242.0878 | 0 | 0 | 0 | 0 | 0
5600 | 75.1595 | 257.01 | 1197.6208 | 78.2237 | -983.7152 | 0 | 135.6819 | 0 | 0 | 0
5601 | 85.1346 | 455.96 | 2124.8208 | 88.6065 | 0 | 0 | 2036.2142 | 0 | 0 | 0
5602 | 74.1644 | 598.89 | 2745.6753 | 77.1882 | 0 | 0 | 2668.4872 | 0 | 0 | 0
5603 | 80.2656 | 733.19 | 3319.0726 | 83.539 | 0 | 0 | 3235.5336 | 0 | 0 | 0
5604 | 72.995 | 741.51 | 3338.7672 | 75.9715 | 0 | 0 | 3262.7957 | 0 | 0 | 0
5605 | 82.3325 | 783.36 | 3519.7239 | 85.6892 | 0 | 0 | 3434.0347 | 0 | 0 | 0
5606 | 74.6694 | 667.2 | 3020.7235 | 77.7148 | 0 | 0 | 2943.0087 | 0 | 0 | 0
5607 | 86.4494 | 607.72 | 2779.4007 | 89.9741 | 0 | 0 | 2689.4266 | 0 | 0 | 0
5608 | 80.9369 | 457.67 | 2125.9375 | 84.2374 | 0 | 0 | 2041.7002 | 0 | 0 | 0
5609 | 86.7502 | 269.65 | 1244.563 | 90.2874 | 0 | 0 | 1154.2756 | 0 | 0 | 0
5610 | 79.3501 | 76.82 | 276.5354 | 82.5856 | 0 | 0 | 193.9498 | 0 | 0 | 0
5611 | 96.4444 | 0 | 0 | 0 | 0 | 0 | 0 | 0 | 0 | 100.3767
5612 | 87.6577 | 0 | 0 | 0 | 0 | 0 | 0 | 0 | 0 | 91.2324
5613 | 90.8453 | 0 | 0 | 0 | 0 | 0 | 0 | 0 | 0 | 94.5494
5614 | 86.0639 | 0 | 0 | 0 | 0 | 0 | 0 | 0 | 0 | 89.5734
5615 | 92.439 | 0 | 0 | 0 | 0 | 0 | 0 | 0 | 0 | 96.2084
5616 | 87.6577 | 0 | 0 | 0 | 0 | 0 | 0 | 0 | 0 | 91.2324
5617 | 94.0328 | 0 | 0 | 0 | 0 | 0 | 0 | 0 | 0 | 97.8674
5618 | 86.8608 | 0 | 0 | 0 | 0 | 0 | 0 | 0 | 0 | 90.4029
5619 | 93.2359 | 0 | 0 | 0 | 0 | 0 | 0 | 0 | 0 | 97.0379
5620 | 79.6888 | 0 | 0 | 0 | 0 | 0 | 0 | 0 | 0 | 82.9385
5621 | 88.4546 | 0 | 0 | 0 | 0 | 0 | 0 | 0 | 0 | 92.0619
5622 | 86.0639 | 0 | 0 | 0 | 0 | 0 | 0 | 0 | 0 | 89.5734
5623 | 88.4546 | 94.48 | 380.7224 | 92.0619 | -288.6605 | 0 | 0 | 0 | 0 | 0
5624 | 78.9726 | 285.56 | 1330.0576 | 82.1933 | -950.0471 | 0 | 297.8172 | 0 | 0 | 0
5625 | 84.4114 | 451.44 | 2095.1087 | 87.8541 | 0 | 0 | 2007.2546 | 0 | 0 | 0
5626 | 75.3169 | 617.48 | 2813.1989 | 78.3882 | 0 | 0 | 2734.8107 | 0 | 0 | 0
5627 | 86.3179 | 719.78 | 3233.8028 | 89.8378 | 0 | 0 | 3143.965 | 0 | 0 | 0
5628 | 74.6116 | 781.18 | 3484.9786 | 77.6534 | 0 | 0 | 3407.3252 | 0 | 0 | 0
5629 | 87.3011 | 736.47 | 3290.8956 | 90.8609 | 0 | 0 | 3200.0348 | 0 | 0 | 0
5630 | 82.3166 | 277.28 | 1246.3 | 85.6736 | 0 | 0 | 1160.6264 | 0 | 0 | 0
5631 | 88.9845 | 405.72 | 1848.4612 | 92.6125 | 0 | 0 | 1755.8487 | 0 | 0 | 0
5632 | 81.1182 | 347.19 | 1601.2923 | 84.4257 | 0 | 0 | 1516.8666 | 0 | 0 | 0
5633 | 82.9302 | 125.32 | 560.6227 | 86.3116 | 0 | 0 | 474.3111 | 0 | 0 | 0
5634 | 82.6104 | 41.96 | 160.1204 | 85.9786 | 0 | 0 | 74.1418 | 0 | 0 | 0
5635 | 95.6336 | 0 | 0 | 0 | 0 | 0 | 0 | 0 | 0 | 99.5336
5636 | 90.8453 | 0 | 0 | 0 | 0 | 0 | 0 | 0 | 0 | 94.5494
5637 | 93.2359 | 0 | 0 | 0 | 0 | 0 | 0 | 0 | 0 | 97.0379
5638 | 88.4546 | 0 | 0 | 0 | 0 | 0 | 0 | 0 | 0 | 92.0619
5639 | 97.2204 | 0 | 0 | 0 | 0 | 0 | 0 | 0 | 0 | 101.1843
5640 | 90.0484 | 0 | 0 | 0 | 0 | 0 | 0 | 0 | 0 | 93.7199
5641 | 92.439 | 0 | 0 | 0 | 0 | 0 | 0 | 0 | 0 | 96.2084
5642 | 86.0639 | 0 | 0 | 0 | 0 | 0 | 0 | 0 | 0 | 89.5734
5643 | 90.8453 | 0 | 0 | 0 | 0 | 0 | 0 | 0 | 0 | 94.5494
5644 | 86.8608 | 0 | 0 | 0 | 0 | 0 | 0 | 0 | 0 | 90.4029
5645 | 92.439 | 0 | 0 | 0 | 0 | 0 | 0 | 0 | 0 | 96.2084
5646 | 85.267 | 0 | 0 | 0 | 0 | 0 | 0 | 0 | 0 | 88.7439
5647 | 76.5013 | 70.27 | 290.6078 | 79.6205 | -210.9873 | 0 | 0 | 0 | 0 | 0
5648 | 82.453 | 254.6 | 1184.4342 | 85.8152 | -1050.7797 | 0 | 47.8393 | 0 | 0 | 0
5649 | 644.2323 | 465.2 | 2162.4802 | 670.5017 | 0 | 0 | 1491.9785 | 0 | 0 | 0
5650 | 550.7832 | 607.23 | 2774.0032 | 573.2422 | 0 | 0 | 2200.761 | 0 | 0 | 0
5651 | 872.9741 | 670.53 | 3025.2769 | 908.5711 | 0 | 0 | 2116.7058 | 0 | 0 | 0
5652 | 946.1464 | 481.86 | 2171.8535 | 984.7268 | 0 | 0 | 1187.1267 | 0 | 0 | 0
5653 | 1239.5337 | 244.98 | 1091.8612 | 1091.8612 | 0 | 0 | 0 | 0 | 0 | 198.2159
5654 | 1165.2976 | 297.22 | 1336.2679 | 1212.8141 | -123.4538 | 0 | 0 | 0 | 0 | 0
5655 | 1376.3664 | 51.05 | 198.6239 | 198.6239 | 0 | 0 | 0 | 0 | 0 | 1233.8659
5656 | 885.9086 | 31.38 | 111.922 | 111.922 | 0 | 0 | 0 | 0 | 0 | 810.1115
5657 | 1355.6593 | 12.73 | 29.7912 | 29.7912 | 0 | 0 | 0 | 0 | 0 | 1381.1472
5658 | 1090.8972 | 21.55 | 67.5173 | 67.5173 | 0 | 0 | 0 | 0 | 0 | 1067.863
5659 | 1122.6312 | 0 | 0 | 0 | 0 | 0 | 0 | 0 | 0 | 1168.4083
5660 | 1206.4888 | 0 | 0 | 0 | 0 | 0 | 0 | 0 | 0 | 1255.6858
5661 | 1114.0497 | 0 | 0 | 0 | 0 | 0 | 0 | 0 | 0 | 1159.4774
5662 | 1332.3971 | 0 | 0 | 0 | 0 | 0 | 0 | 0 | 0 | 1386.7279
5663 | 1107.6746 | 0 | 0 | 0 | 0 | 0 | 0 | 0 | 0 | 1152.8424
5664 | 162.5652 | 0 | 0 | 0 | 0 | 0 | 0 | 0 | 0 | 169.1939
5665 | 108.3768 | 0 | 0 | 0 | 0 | 0 | 0 | 108.377 | 0 | 0
5666 | 94.0328 | 0 | 0 | 0 | 0 | 0 | 0 | 74.513 | 0 | 20.316
5667 | 105.1892 | 0 | 0 | 0 | 0 | 0 | 0 | 0 | 0 | 109.4783
5668 | 101.2048 | 0 | 0 | 0 | 0 | 0 | 0 | 0 | 0 | 105.3318
5669 | 105.1892 | 0 | 0 | 0 | 0 | 0 | 0 | 0 | 0 | 109.4783
5670 | 94.8297 | 0 | 0 | 0 | 0 | 0 | 0 | 0 | 0 | 98.6969
5671 | 86.8608 | 41.16 | 160.3941 | 90.4029 | -69.9912 | 0 | 0 | 0 | 0 | 0
5672 | 82.0825 | 338.39 | 1560.3544 | 85.429 | -1474.9254 | 0 | 0 | 0 | 0 | 0
5673 | 832.2691 | 574.99 | 2693.6948 | 866.2063 | -1827.4885 | 0 | 0 | 0 | 0 | 0
5674 | 1035.63 | 773.15 | 3541.7322 | 1077.8607 | -2310.7295 | 0 | 153.142 | 0 | 0 | 0
5675 | 888.0562 | 905.16 | 4073.0498 | 924.2691 | -2310.7295 | 0 | 838.0512 | 0 | 0 | 0
5676 | 1347.1615 | 975.26 | 4349.4145 | 1402.0949 | -2310.7295 | 0 | 636.5901 | 0 | 0 | 0
5677 | 1336.4483 | 968.49 | 4321.8277 | 1390.9441 | -2288.7889 | 0 | 642.0948 | 0 | 0 | 0
5678 | 1189.8149 | 886.98 | 3996.2373 | 1238.3318 | 0 | 0 | 2757.9055 | 0 | 0 | 0
5679 | 1475.6089 | 539.89 | 2450.6359 | 1535.7796 | 0 | 0 | 914.8563 | 0 | 0 | 0
5680 | 1639.9322 | 532.94 | 2495.6287 | 1706.8032 | 0 | 0 | 788.8255 | 0 | 0 | 0
5681 | 1706.823 | 220.52 | 1012.5301 | 1012.5301 | 0 | 0 | 0 | 733.963 | 0 | 0
5682 | 1428.5228 | 34.29 | 124.8172 | 124.8172 | 0 | 0 | 0 | 1161.066 | 0 | 153.5458
5683 | 1533.5207 | 0 | 0 | 0 | 0 | 0 | 0 | 0 | 0 | 1596.0531
5684 | 1655.1368 | 0 | 0 | 0 | 0 | 0 | 0 | 0 | 0 | 1722.6282
5685 | 1609.7142 | 0 | 0 | 0 | 0 | 0 | 0 | 0 | 0 | 1675.353
5686 | 1722.0755 | 0 | 0 | 0 | 0 | 0 | 0 | 0 | 0 | 1792.2957
5687 | 1463.8837 | 0 | 0 | 0 | 0 | 0 | 0 | 0 | 0 | 1523.5765
5688 | 1754.7479 | 0 | 0 | 0 | 0 | 0 | 0 | 1161.066 | 0 | 617.8904
5689 | 1349.1318 | 0 | 0 | 0 | 0 | 0 | 0 | 1161.066 | 0 | 195.7347
5690 | 1326.022 | 0 | 0 | 0 | 0 | 0 | 0 | 1161.066 | 0 | 171.6824
5691 | 1411.2891 | 0 | 0 | 0 | 0 | 0 | 0 | 1161.066 | 0 | 260.4263
5692 | 1294.1465 | 0 | 0 | 0 | 0 | 0 | 0 | 1161.066 | 0 | 138.5066
5693 | 1482.2121 | 0 | 0 | 0 | 0 | 0 | 0 | 1161.066 | 0 | 334.2413
5694 | 1483.009 | 0 | 0 | 0 | 0 | 0 | 0 | 1161.066 | 0 | 335.0708
5695 | 1287.7714 | 77.24 | 318.7296 | 318.7296 | 0 | 0 | 0 | 981.529 | 0 | 0
5696 | 1284.4902 | 249.61 | 1156.3738 | 1156.3738 | 0 | 0 | 0 | 173.422 | 0 | 0
5697 | 1520.7915 | 414.87 | 1910.3749 | 1582.804 | -327.571 | 0 | 0 | 0 | 0 | 0
5698 | 1079.7616 | 549.34 | 2489.7702 | 1123.7912 | -1365.979 | 0 | 0 | 0 | 0 | 0
5699 | 1397.4561 | 670.39 | 3001.2714 | 1454.4398 | -1546.8316 | 0 | 0 | 0 | 0 | 0
5700 | 1300.2516 | 816.77 | 3614.6948 | 1353.2711 | -2261.4238 | 0 | 0 | 0 | 0 | 0
5701 | 1512.0147 | 760.19 | 3374.6959 | 1573.6691 | -1801.0268 | 0 | 0 | 0 | 0 | 0
5702 | 1330.6818 | 654.22 | 2928.3806 | 1384.9419 | -1543.4387 | 0 | 0 | 0 | 0 | 0
5703 | 1355.5716 | 577.62 | 2611.2476 | 1410.8468 | -1200.4007 | 0 | 0 | 0 | 0 | 0
5704 | 1598.3855 | 255.92 | 1167.0896 | 1167.0896 | 0 | 0 | 0 | 477.022 | 0 | 0
5705 | 1495.9604 | 125.31 | 560.0701 | 560.0701 | 0 | 0 | 0 | 957.833 | 0 | 0
5706 | 1298.7306 | 45.02 | 173.1915 | 173.1915 | 0 | 0 | 0 | 625.914 | 0 | 527.0598
5707 | 1402.2623 | 0 | 0 | 0 | 0 | 0 | 0 | 0 | 0 | 1459.4417
5708 | 1392.1637 | 0 | 0 | 0 | 0 | 0 | 0 | 0 | 0 | 1448.932
5709 | 1202.5043 | 0 | 0 | 0 | 0 | 0 | 0 | 0 | 0 | 1251.5383
5710 | 1352.3193 | 0 | 0 | 0 | 0 | 0 | 0 | 0 | 0 | 1407.4622
5711 | 1295.7403 | 0 | 0 | 0 | 0 | 0 | 0 | 0 | 0 | 1348.5761
5712 | 1243.9425 | 0 | 0 | 0 | 0 | 0 | 0 | 0 | 0 | 1294.667
5713 | 1173.8164 | 0 | 0 | 0 | 0 | 0 | 0 | 1161.066 | 0 | 13.2699
5714 | 1220.8328 | 0 | 0 | 0 | 0 | 0 | 0 | 1161.066 | 0 | 62.2041
5715 | 1220.0359 | 0 | 0 | 0 | 0 | 0 | 0 | 1161.066 | 0 | 61.3746
5716 | 899.6868 | 0 | 0 | 0 | 0 | 0 | 0 | 899.687 | 0 | 0
5717 | 1117.2373 | 0 | 0 | 0 | 0 | 0 | 0 | 1117.237 | 0 | 0
5718 | 1305.3029 | 0 | 0 | 0 | 0 | 0 | 0 | 1161.066 | 0 | 150.1185
5719 | 1147.519 | 97.42 | 392.5123 | 392.5123 | 0 | 0 | 0 | 0 | 0 | 801.7988
5720 | 929.5402 | 298.44 | 1392.1961 | 967.4447 | -424.7514 | 0 | 0 | 0 | 0 | 0
5721 | 1210.9693 | 393.85 | 1823.6179 | 1260.3484 | -563.2694 | 0 | 0 | 0 | 0 | 0
5722 | 1135.0278 | 559.41 | 2547.7071 | 1181.3108 | -1366.3963 | 0 | 0 | 0 | 0 | 0
5723 | 1545.1075 | 916.28 | 4130.4101 | 1608.1125 | -2310.7295 | 0 | 211.5681 | 0 | 0 | 0
5724 | 1332.948 | 386.41 | 1731.7558 | 1387.3013 | -344.4544 | 0 | 0 | 0 | 0 | 0
5725 | 1136.3975 | 981.7 | 4356.4877 | 1182.7367 | -2310.7295 | 0 | 863.0215 | 0 | 0 | 0
5726 | 1310.148 | 610.95 | 2724.5174 | 1363.5716 | -1360.9458 | 0 | 0 | 0 | 0 | 0
5727 | 1355.743 | 738.32 | 3354.2789 | 1411.0259 | -1943.2531 | 0 | 0 | 0 | 0 | 0
5728 | 1265.597 | 471.25 | 2162.4927 | 1317.204 | -845.2887 | 0 | 0 | 0 | 0 | 0
5729 | 1372.3541 | 20.57 | 64.7977 | 64.7977 | 0 | 0 | 0 | 0 | 0 | 1363.5165
5730 | 1424.6399 | 57.39 | 218.713 | 218.713 | 0 | 0 | 0 | 0 | 0 | 1264.0182
5731 | 1131.4817 | 0 | 0 | 0 | 0 | 0 | 0 | 0 | 0 | 1177.6202
5732 | 1318.85 | 0 | 0 | 0 | 0 | 0 | 0 | 0 | 0 | 1372.6285
5733 | 1212.067 | 0 | 0 | 0 | 0 | 0 | 0 | 0 | 0 | 1261.4912
5734 | 1363.4758 | 0 | 0 | 0 | 0 | 0 | 0 | 0 | 0 | 1419.0742
5735 | 1298.9278 | 0 | 0 | 0 | 0 | 0 | 0 | 0 | 0 | 1351.8941
5736 | 502.0396 | 0 | 0 | 0 | 0 | 0 | 0 | 0 | 0 | 522.5116
5737 | 307.5989 | 0 | 0 | 0 | 0 | 0 | 0 | 307.599 | 0 | 0
5738 | 222.3318 | 0 | 0 | 0 | 0 | 0 | 0 | 222.332 | 0 | 0
5739 | 304.4113 | 0 | 0 | 0 | 0 | 0 | 0 | 304.411 | 0 | 0
5740 | 233.4883 | 0 | 0 | 0 | 0 | 0 | 0 | 233.488 | 0 | 0
5741 | 283.6922 | 0 | 0 | 0 | 0 | 0 | 0 | 283.692 | 0 | 0
5742 | 279.7078 | 0 | 0 | 0 | 0 | 0 | 0 | 238.832 | 0 | 42.5428
5743 | 278.114 | 105.44 | 388.038 | 289.4546 | -98.5834 | 0 | 0 | 0 | 0 | 0
5744 | 207.0754 | 338.97 | 1567.6097 | 215.5189 | -1352.0908 | 0 | 0 | 0 | 0 | 0
5745 | 1378.0269 | 364.27 | 1670.2729 | 1434.2185 | -236.0544 | 0 | 0 | 0 | 0 | 0
5746 | 1300.4519 | 774.36 | 3489.3385 | 1353.4803 | -2135.8582 | 0 | 0 | 0 | 0 | 0
5747 | 1608.7589 | 915.67 | 4034.7409 | 1674.3601 | -2310.7295 | 0 | 49.6513 | 0 | 0 | 0
5748 | 1772.0822 | 984.34 | 4289.523 | 1844.3429 | -2310.7295 | 0 | 134.4507 | 0 | 0 | 0
5749 | 1617.9401 | 836.25 | 3626.3942 | 1683.9144 | -1942.4798 | 0 | 0 | 0 | 0 | 0
5750 | 1533.0237 | 554.44 | 2458.1764 | 1595.5358 | -862.6406 | 0 | 0 | 0 | 0 | 0
5751 | 1780.7354 | 582.69 | 2606.5911 | 1853.3477 | -753.2435 | 0 | 0 | 0 | 0 | 0
5752 | 1349.0361 | 73.47 | 305.1849 | 305.1849 | 0 | 0 | 0 | 1055.808 | 0 | 0
5753 | 1613.9387 | 90.32 | 390.1997 | 390.1997 | 0 | 0 | 0 | 1161.066 | 0 | 81.14
5754 | 1295.9295 | 23.51 | 75.2398 | 75.2398 | 0 | 0 | 0 | 1161.066 | 0 | 65.1224
5755 | 1388.6465 | 0 | 0 | 0 | 0 | 0 | 0 | 0 | 0 | 1445.2705
5756 | 1267.0523 | 0 | 0 | 0 | 0 | 0 | 0 | 0 | 0 | 1318.7183
5757 | 1465.4775 | 0 | 0 | 0 | 0 | 0 | 0 | 0 | 0 | 1525.2345
5758 | 1438.3833 | 0 | 0 | 0 | 0 | 0 | 0 | 0 | 0 | 1497.0356
5759 | 1352.3193 | 0 | 0 | 0 | 0 | 0 | 0 | 0 | 0 | 1407.4622
5760 | 574.5564 | 0 | 0 | 0 | 0 | 0 | 0 | 574.556 | 0 | 0
5761 | 496.4614 | 0 | 0 | 0 | 0 | 0 | 0 | 496.461 | 0 | 0
5762 | 496.4614 | 0 | 0 | 0 | 0 | 0 | 0 | 496.461 | 0 | 0
5763 | 502.0396 | 0 | 0 | 0 | 0 | 0 | 0 | 502.04 | 0 | 0
5764 | 419.9601 | 0 | 0 | 0 | 0 | 0 | 0 | 419.96 | 0 | 0
5765 | 483.7112 | 0 | 0 | 0 | 0 | 0 | 0 | 483.711 | 0 | 0
5766 | 465.3827 | 0 | 0 | 0 | 0 | 0 | 0 | 465.383 | 0 | 0
5767 | 470.1641 | 78.53 | 323.872 | 323.872 | 0 | 0 | 0 | 158.981 | 0 | 0
5768 | 384.0224 | 250.94 | 1161.9534 | 399.6822 | -762.2712 | 0 | 0 | 0 | 0 | 0
5769 | 1040.75 | 397.61 | 1832.6518 | 1083.1884 | -749.4634 | 0 | 0 | 0 | 0 | 0
5770 | 1686.0651 | 512.75 | 2328.8422 | 1754.8173 | -574.0248 | 0 | 0 | 0 | 0 | 0
5771 | 1865.857 | 713.26 | 3191.6451 | 1941.9407 | -1249.7044 | 0 | 0 | 0 | 0 | 0
5772 | 1807.6941 | 610.58 | 2732.1671 | 1881.406 | -850.7611 | 0 | 0 | 0 | 0 | 0
5773 | 1599.518 | 980.3 | 4378.216 | 1664.7412 | -2310.7295 | 0 | 402.7452 | 0 | 0 | 0
5774 | 1650.484 | 502.31 | 2265.8481 | 1717.7854 | -548.0627 | 0 | 0 | 0 | 0 | 0
5775 | 1952.3423 | 490.41 | 2232.7295 | 2031.9522 | -200.7773 | 0 | 0 | 0 | 0 | 0
5776 | 1917.6398 | 186.47 | 843.357 | 843.357 | 0 | 0 | 0 | 1107.325 | 0 | 0
5777 | 1638.3992 | 32.34 | 119.4198 | 119.4198 | 0 | 0 | 0 | 1161.066 | 0 | 377.3773
5778 | 1789.8428 | 34.26 | 123.7359 | 123.7359 | 0 | 0 | 0 | 1161.066 | 0 | 530.6796
5779 | 1557.9215 | 0 | 0 | 0 | 0 | 0 | 0 | 0 | 0 | 1621.448
5780 | 1417.6642 | 0 | 0 | 0 | 0 | 0 | 0 | 0 | 0 | 1475.4718
5781 | 1755.5448 | 0 | 0 | 0 | 0 | 0 | 0 | 0 | 0 | 1827.1305
5782 | 1519.6659 | 0 | 0 | 0 | 0 | 0 | 0 | 0 | 0 | 1581.6331
5783 | 1699.7626 | 0 | 0 | 0 | 0 | 0 | 0 | 0 | 0 | 1769.0739
5784 | 524.3525 | 0 | 0 | 0 | 0 | 0 | 0 | 524.352 | 0 | 0
5785 | 475.7423 | 0 | 0 | 0 | 0 | 0 | 0 | 475.742 | 0 | 0
5786 | 485.3049 | 0 | 0 | 0 | 0 | 0 | 0 | 485.305 | 0 | 0
5787 | 448.6481 | 0 | 0 | 0 | 0 | 0 | 0 | 448.648 | 0 | 0
5788 | 408.8037 | 0 | 0 | 0 | 0 | 0 | 0 | 408.804 | 0 | 0
5789 | 496.4614 | 0 | 0 | 0 | 0 | 0 | 0 | 496.461 | 0 | 0
5790 | 478.9298 | 0 | 0 | 0 | 0 | 0 | 0 | 478.93 | 0 | 0
5791 | 400.8348 | 64.89 | 267.7627 | 267.7627 | 0 | 0 | 0 | 143.563 | 0 | 0
5792 | 182.8679 | 212.8 | 977.3591 | 190.3248 | -787.0344 | 0 | 0 | 0 | 0 | 0
5793 | 1356.1404 | 390.21 | 1782.5894 | 1411.439 | -371.1504 | 0 | 0 | 0 | 0 | 0
5794 | 1493.0687 | 563.25 | 2515.5731 | 1553.9516 | -961.6216 | 0 | 0 | 0 | 0 | 0
5795 | 1601.832 | 690.08 | 3023.213 | 1667.1496 | -1356.0635 | 0 | 0 | 0 | 0 | 0
5796 | 1394.3631 | 739.92 | 3214.8242 | 1451.2207 | -1763.6036 | 0 | 0 | 0 | 0 | 0
5797 | 1717.3001 | 726.27 | 3166.0909 | 1787.326 | -1378.7649 | 0 | 0 | 0 | 0 | 0
5798 | 1250.3824 | 747.47 | 3277.6788 | 1301.3686 | -1976.3102 | 0 | 0 | 0 | 0 | 0
5799 | 1121.1221 | 612.04 | 2739.7564 | 1166.8378 | -1572.9187 | 0 | 0 | 0 | 0 | 0
5800 | 1607.7798 | 257.03 | 1167.4903 | 1167.4903 | 0 | 0 | 0 | 486.031 | 0 | 0
5801 | 1448.2039 | 70.27 | 296.0667 | 296.0667 | 0 | 0 | 0 | 1161.066 | 0 | 2.7799
5802 | 1364.7797 | 18.61 | 53.4751 | 53.4751 | 0 | 0 | 0 | 1161.066 | 0 | 158.5457
5803 | 1446.5205 | 0 | 0 | 0 | 0 | 0 | 0 | 0 | 0 | 1505.5044
5804 | 1027.9858 | 0 | 0 | 0 | 0 | 0 | 0 | 0 | 0 | 1069.904
5805 | 1208.0826 | 0 | 0 | 0 | 0 | 0 | 0 | 0 | 0 | 1257.3448
5806 | 1391.3668 | 0 | 0 | 0 | 0 | 0 | 0 | 0 | 0 | 1448.1025
5807 | 960.2503 | 0 | 0 | 0 | 0 | 0 | 0 | 0 | 0 | 999.4059
5808 | 1379.4135 | 0 | 0 | 0 | 0 | 0 | 0 | 1161.066 | 0 | 227.2505
5809 | 1115.6435 | 0 | 0 | 0 | 0 | 0 | 0 | 1115.644 | 0 | 0
5810 | 1562.6978 | 0 | 0 | 0 | 0 | 0 | 0 | 1161.066 | 0 | 418.0093
5811 | 1405.7108 | 0 | 0 | 0 | 0 | 0 | 0 | 1161.066 | 0 | 254.6208
5812 | 1476.6339 | 0 | 0 | 0 | 0 | 0 | 0 | 1161.066 | 0 | 328.4359
5813 | 1177.8008 | 0 | 0 | 0 | 0 | 0 | 0 | 449.618 | 0 | 757.876
5814 | 1127.5968 | 0 | 0 | 0 | 0 | 0 | 0 | 0 | 0 | 1173.5768
5815 | 1133.1751 | 82.89 | 340.768 | 340.768 | 0 | 0 | 0 | 0 | 0 | 838.6142
5816 | 181.302 | 350.1 | 1607.1446 | 188.6949 | -1418.4497 | 0 | 0 | 0 | 0 | 0
5817 | 479.2755 | 390.48 | 1779.1049 | 498.8193 | -1280.2856 | 0 | 0 | 0 | 0 | 0
5818 | 453.9145 | 789.12 | 3503.2713 | 472.4242 | -2310.7295 | 0 | 720.1176 | 0 | 0 | 0
5819 | 496.7951 | 927.72 | 4007.9065 | 517.0537 | -2310.7295 | 0 | 1180.1233 | 0 | 0 | 0
5820 | 414.3719 | 997.29 | 4253.3748 | 431.2688 | -2310.7295 | 0 | 1511.3765 | 0 | 0 | 0
5821 | 318.7732 | 989.49 | 4230.3778 | 331.7726 | -2310.7295 | 0 | 1587.8757 | 0 | 0 | 0
5822 | 334.3604 | 898.49 | 3902.5164 | 347.9941 | -651.7271 | 0 | 2902.7952 | 0 | 0 | 0
5823 | 406.4429 | 746.79 | 3325.1309 | 423.0154 | 0 | 0 | 2902.1155 | 0 | 0 | 0
5824 | 328.2074 | 537.32 | 2469.5468 | 341.5902 | 0 | 0 | 2127.9566 | 0 | 0 | 0
5825 | 412.0002 | 295.9 | 1318.6496 | 428.8 | 0 | 0 | 889.8496 | 0 | 0 | 0
5826 | 284.013 | 69.31 | 217.1716 | 217.1716 | 0 | 0 | 0 | 0 | 0 | 78.4225
5827 | 303.3544 | 0 | 0 | 0 | 0 | 0 | 0 | 0 | 0 | 315.7238
5828 | 260.5825 | 0 | 0 | 0 | 0 | 0 | 0 | 0 | 0 | 271.2077
5829 | 203.2065 | 0 | 0 | 0 | 0 | 0 | 0 | 0 | 0 | 211.4921
5830 | 329.9117 | 0 | 0 | 0 | 0 | 0 | 0 | 0 | 0 | 343.3648
5831 | 295.6455 | 0 | 0 | 0 | 0 | 0 | 0 | 0 | 0 | 307.7015
5832 | 301.2237 | 0 | 0 | 0 | 0 | 0 | 0 | 0 | 0 | 313.5069
5833 | 332.0389 | 0 | 0 | 0 | 0 | 0 | 0 | 0 | 0 | 345.5785
5834 | 303.4149 | 0 | 0 | 0 | 0 | 0 | 0 | 0 | 0 | 315.7873
5835 | 303.4149 | 0 | 0 | 0 | 0 | 0 | 0 | 0 | 0 | 315.7873
5836 | 323.0428 | 0 | 0 | 0 | 0 | 0 | 0 | 0 | 0 | 336.2157
5837 | 232.2637 | 0 | 0 | 0 | 0 | 0 | 0 | 0 | 0 | 241.735
5838 | 282.1513 | 0 | 0 | 0 | 0 | 0 | 0 | 0 | 0 | 293.6562
5839 | 262.5234 | 62.41 | 256.2882 | 256.2882 | 0 | 0 | 0 | 0 | 0 | 16.9407
5840 | 251.6319 | 238.53 | 1107.5614 | 261.8927 | -845.6686 | 0 | 0 | 0 | 0 | 0
5841 | 470.5752 | 383.66 | 1772.7416 | 489.7635 | -1282.978 | 0 | 0 | 0 | 0 | 0
5842 | 1198.9713 | 453.8 | 2065.3716 | 1247.8612 | -817.5104 | 0 | 0 | 0 | 0 | 0
5843 | 1601.2271 | 624.73 | 2805.9384 | 1666.5209 | -1139.4175 | 0 | 0 | 0 | 0 | 0
5844 | 1241.291 | 706.99 | 3152.4858 | 1291.9069 | -40.047 | 0 | 1820.532 | 0 | 0 | 0
5845 | 1602.0439 | 762.51 | 3394.4821 | 1667.3702 | 0 | 0 | 1727.1118 | 0 | 0 | 0
5846 | 1542.9506 | 735.07 | 3292.1466 | 1605.8666 | 0 | 0 | 1686.2801 | 0 | 0 | 0
5847 | 1640.668 | 511.13 | 2326.414 | 1707.5692 | 0 | 0 | 618.8448 | 0 | 0 | 0
5848 | 1242.7375 | 449.53 | 2079.7666 | 1293.4118 | 0 | 0 | 786.3547 | 0 | 0 | 0
5849 | 1329.2874 | 250.85 | 1152.652 | 1152.652 | 0 | 0 | 0 | 221.795 | 0 | 0
5850 | 1176.7039 | 61.02 | 221.0027 | 221.0027 | 0 | 0 | 0 | 918.457 | 0 | 47.7748
5851 | 1489.1425 | 0 | 0 | 0 | 0 | 0 | 0 | 197.237 | 0 | 1344.5858
5852 | 1527.7062 | 0 | 0 | 0 | 0 | 0 | 0 | 0 | 0 | 1590.001
5853 | 1849.1134 | 0 | 0 | 0 | 0 | 0 | 0 | 0 | 0 | 1924.5139
5854 | 1687.1831 | 0 | 0 | 0 | 0 | 0 | 0 | 0 | 0 | 1755.9809
5855 | 1236.5588 | 0 | 0 | 0 | 0 | 0 | 0 | 0 | 0 | 1286.9819
5856 | 1050.9114 | 0 | 0 | 0 | 0 | 0 | 0 | 918.457 | 0 | 137.855
5857 | 1364.9581 | 0 | 0 | 0 | 0 | 0 | 0 | 918.457 | 0 | 464.7079
5858 | 1355.1441 | 0 | 0 | 0 | 0 | 0 | 0 | 918.457 | 0 | 454.4937
5859 | 1388.6752 | 0 | 0 | 0 | 0 | 0 | 0 | 918.457 | 0 | 489.392
5860 | 1544.0628 | 0 | 0 | 0 | 0 | 0 | 0 | 918.457 | 0 | 651.1162
5861 | 1248.0084 | 0 | 0 | 0 | 0 | 0 | 0 | 918.457 | 0 | 342.989
5862 | 1493.3574 | 0 | 0 | 0 | 0 | 0 | 0 | 918.457 | 0 | 598.3426
5863 | 1527.7062 | 108.62 | 406.9198 | 406.9198 | 0 | 0 | 0 | 918.457 | 0 | 227.1735
5864 | 1240.9649 | 345.18 | 1607.0416 | 1291.5676 | -315.474 | 0 | 0 | 0 | 0 | 0
5865 | 1314.0022 | 463.38 | 2148.2736 | 1367.5828 | -780.6908 | 0 | 0 | 0 | 0 | 0
5866 | 1895.8186 | 783.88 | 3604.72 | 1973.1234 | -1631.5966 | 0 | 0 | 0 | 0 | 0
5867 | 1738.3935 | 727.37 | 3267.9049 | 1809.2801 | -1458.6247 | 0 | 0 | 0 | 0 | 0
5868 | 1628.6735 | 832.62 | 3705.4953 | 1695.0851 | -2010.4102 | 0 | 0 | 0 | 0 | 0
5869 | 1331.8493 | 981.99 | 4400.7894 | 1386.1586 | -2310.7295 | 0 | 703.9013 | 0 | 0 | 0
5870 | 1502.9147 | 879.52 | 3972.2558 | 1564.1991 | -2310.7295 | 0 | 97.3272 | 0 | 0 | 0
5871 | 1067.9509 | 727.61 | 3341.2567 | 1111.4986 | -1775.127 | 0 | 454.6311 | 0 | 0 | 0
5872 | 1186.9605 | 519.07 | 2431.5356 | 1235.3604 | 0 | 0 | 1196.1752 | 0 | 0 | 0
5873 | 1465.9979 | 282.56 | 1278.3612 | 1278.3612 | 0 | 0 | 0 | 237.722 | 0 | 0
5874 | 1552.9578 | 63.25 | 216.8802 | 216.8802 | 0 | 0 | 0 | 918.457 | 0 | 443.4937
5875 | 1503.1713 | 0 | 0 | 0 | 0 | 0 | 0 | 801.751 | 0 | 730.0227
5876 | 1143.3262 | 0 | 0 | 0 | 0 | 0 | 0 | 0 | 0 | 1189.9472
5877 | 1723.9854 | 0 | 0 | 0 | 0 | 0 | 0 | 0 | 0 | 1794.2836
5878 | 1668.373 | 0 | 0 | 0 | 0 | 0 | 0 | 0 | 0 | 1736.4039
5879 | 1373.1364 | 0 | 0 | 0 | 0 | 0 | 0 | 0 | 0 | 1429.1281
5880 | 1233.2875 | 0 | 0 | 0 | 0 | 0 | 0 | 918.457 | 0 | 327.6688
5881 | 1690.4544 | 0 | 0 | 0 | 0 | 0 | 0 | 918.457 | 0 | 803.4766
5882 | 1819.6715 | 0 | 0 | 0 | 0 | 0 | 0 | 918.457 | 0 | 937.9637
5883 | 1252.9154 | 0 | 0 | 0 | 0 | 0 | 0 | 918.457 | 0 | 348.0961
5884 | 1363.3224 | 0 | 0 | 0 | 0 | 0 | 0 | 918.457 | 0 | 463.0052
5885 | 1499.0822 | 0 | 0 | 0 | 0 | 0 | 0 | 918.457 | 0 | 604.301
5886 | 1406.6674 | 0 | 0 | 0 | 0 | 0 | 0 | 918.457 | 0 | 508.1176
5887 | 1239.0123 | 111.44 | 413.919 | 413.919 | 0 | 0 | 0 | 841.31 | 0 | 0
5888 | 1144.3567 | 348.18 | 1618.1581 | 1191.0202 | -427.1379 | 0 | 0 | 0 | 0 | 0
5889 | 1160.5057 | 587.26 | 2749.0152 | 1207.8277 | -1541.1875 | 0 | 0 | 0 | 0 | 0
5890 | 1535.5758 | 783.72 | 3574.8195 | 1598.1908 | -1976.6287 | 0 | 0 | 0 | 0 | 0
5891 | 1778.9231 | 921.05 | 4119.7734 | 1851.4618 | -2268.3116 | 0 | 0 | 0 | 0 | 0
5892 | 1434.3111 | 986.85 | 4365.1022 | 1492.7976 | -2310.7295 | 0 | 561.5751 | 0 | 0 | 0
5893 | 1226.9442 | 977.6 | 4323.8791 | 1276.9748 | -2310.7295 | 0 | 736.1747 | 0 | 0 | 0
5894 | 1067.315 | 893.36 | 3985.6006 | 1110.8367 | -1758.6578 | 0 | 1116.1061 | 0 | 0 | 0
5895 | 1327.1212 | 737.88 | 3355.7725 | 1381.2367 | 0 | 0 | 1974.5357 | 0 | 0 | 0
5896 | 1593.7705 | 528.93 | 2465.0424 | 1658.7599 | 0 | 0 | 806.2825 | 0 | 0 | 0
5897 | 1265.787 | 191.95 | 874.0891 | 874.0891 | 0 | 0 | 0 | 0 | 0 | 443.3126
5898 | 1411.0786 | 44.37 | 163.5935 | 163.5935 | 0 | 0 | 0 | 0 | 0 | 1305.0248
5899 | 906.1208 | 0 | 0 | 0 | 0 | 0 | 0 | 0 | 0 | 943.0697
5900 | 1138.4192 | 0 | 0 | 0 | 0 | 0 | 0 | 0 | 0 | 1184.8401
5901 | 1154.7758 | 0 | 0 | 0 | 0 | 0 | 0 | 0 | 0 | 1201.8641
5902 | 1472.9116 | 0 | 0 | 0 | 0 | 0 | 0 | 0 | 0 | 1532.9726
5903 | 1362.5046 | 0 | 0 | 0 | 0 | 0 | 0 | 0 | 0 | 1418.0636
5904 | 141.4846 | 0 | 0 | 0 | 0 | 0 | 0 | 0 | 0 | 147.2543
5905 | 99.7752 | 0 | 0 | 0 | 0 | 0 | 0 | 0 | 0 | 103.8435
5906 | 96.5039 | 0 | 0 | 0 | 0 | 0 | 0 | 0 | 0 | 100.4391
5907 | 105.5001 | 0 | 0 | 0 | 0 | 0 | 0 | 0 | 0 | 109.802
5908 | 94.8683 | 0 | 0 | 0 | 0 | 0 | 0 | 0 | 0 | 98.7364
5909 | 100.5931 | 0 | 0 | 0 | 0 | 0 | 0 | 0 | 0 | 104.6949
5910 | 91.5969 | 0 | 0 | 0 | 0 | 0 | 0 | 0 | 0 | 95.332
5911 | 86.69 | 110.2 | 412.4255 | 90.2249 | -322.2006 | 0 | 0 | 0 | 0 | 0
5912 | 88.3635 | 345.12 | 1601.3954 | 91.9662 | -1509.4292 | 0 | 0 | 0 | 0 | 0
5913 | 674.8497 | 581.8 | 2720.2981 | 702.3682 | -2017.9299 | 0 | 0 | 0 | 0 | 0
5914 | 1069.3668 | 495.28 | 2250.1782 | 1112.9724 | -1137.2058 | 0 | 0 | 0 | 0 | 0
5915 | 1034.0283 | 919.62 | 4118.6441 | 1076.1934 | -2310.7295 | 0 | 731.7212 | 0 | 0 | 0
5916 | 1101.8888 | 984.29 | 4365.7277 | 1146.8205 | -2310.7295 | 0 | 908.1777 | 0 | 0 | 0
5917 | 1309.4418 | 972.92 | 4310.8205 | 1362.8358 | -173.256 | 0 | 2774.7286 | 0 | 0 | 0
5918 | 1334.591 | 865.21 | 3864.7362 | 1389.0113 | 0 | 0 | 2475.7249 | 0 | 0 | 0
5919 | 1249.9334 | 625.86 | 2821.2919 | 1300.9013 | 0 | 0 | 1520.3907 | 0 | 0 | 0
5920 | 1409.4378 | 502.66 | 2335.5624 | 1466.9104 | 0 | 0 | 868.6521 | 0 | 0 | 0
5921 | 1475.0421 | 269.46 | 1219.2107 | 1219.2107 | 0 | 0 | 0 | 0 | 0 | 315.9798
5922 | 1347.0834 | 44.76 | 163.9088 | 163.9088 | 0 | 0 | 0 | 0 | 0 | 1238.1039
5923 | 1438.5628 | 0 | 0 | 0 | 0 | 0 | 0 | 0 | 0 | 1497.223
5924 | 1652.8342 | 0 | 0 | 0 | 0 | 0 | 0 | 0 | 0 | 1720.2313
5925 | 1743.6133 | 0 | 0 | 0 | 0 | 0 | 0 | 0 | 0 | 1814.7119
5926 | 1660.1947 | 0 | 0 | 0 | 0 | 0 | 0 | 0 | 0 | 1727.8924
5927 | 1413.2101 | 0 | 0 | 0 | 0 | 0 | 0 | 0 | 0 | 1470.8362
5928 | 139.8489 | 0 | 0 | 0 | 0 | 0 | 0 | 0 | 0 | 145.5516
5929 | 107.1357 | 0 | 0 | 0 | 0 | 0 | 0 | 0 | 0 | 111.5047
5930 | 98.9574 | 0 | 0 | 0 | 0 | 0 | 0 | 0 | 0 | 102.9921
5931 | 102.2287 | 0 | 0 | 0 | 0 | 0 | 0 | 0 | 0 | 106.3976
5932 | 100.5931 | 0 | 0 | 0 | 0 | 0 | 0 | 0 | 0 | 104.6949
5933 | 103.8644 | 0 | 0 | 0 | 0 | 0 | 0 | 0 | 0 | 108.0992
5934 | 97.3218 | 0 | 0 | 0 | 0 | 0 | 0 | 0 | 0 | 101.2905
5935 | 94.8683 | 8.81 | 12.5913 | 12.5913 | 0 | 0 | 0 | 0 | 0 | 86.1451
5936 | 87.886 | 273.56 | 1268.6715 | 91.4697 | -1177.2018 | 0 | 0 | 0 | 0 | 0
5937 | 953.4016 | 244.18 | 1114.4336 | 992.2776 | -122.156 | 0 | 0 | 0 | 0 | 0
5938 | 1414.2467 | 781.05 | 3542.2547 | 1471.9155 | -2070.3392 | 0 | 0 | 0 | 0 | 0
5939 | 1289.2178 | 917.33 | 4086.6798 | 1341.7892 | -2310.7295 | 0 | 434.1611 | 0 | 0 | 0
5940 | 1489.7845 | 797.3 | 3519.5605 | 1550.5337 | -1969.0269 | 0 | 0 | 0 | 0 | 0
5941 | 1378.1088 | 713.49 | 3169.8127 | 1434.3039 | -1735.5088 | 0 | 0 | 0 | 0 | 0
5942 | 1448.9237 | 797.91 | 3528.7704 | 1508.0065 | -2020.7639 | 0 | 0 | 0 | 0 | 0
5943 | 1588.6233 | 522.79 | 2371.9293 | 1653.402 | -448.4104 | 0 | 270.117 | 0 | 0 | 0
5944 | 1511.5071 | 195.94 | 888.3134 | 888.3134 | 0 | 0 | 0 | 657.997 | 0 | 0
5945 | 1311.4301 | 106.6 | 471.4011 | 471.4011 | 0 | 0 | 0 | 858.498 | 0 | 0
5946 | 1754.8452 | 24.5 | 78.3788 | 78.3788 | 0 | 0 | 0 | 855.627 | 0 | 857.5064
5947 | 1257.345 | 0 | 0 | 0 | 0 | 0 | 0 | 0 | 0 | 1308.6155
5948 | 847.2718 | 0 | 0 | 0 | 0 | 0 | 0 | 0 | 0 | 881.821
5949 | 1282.3573 | 0 | 0 | 0 | 0 | 0 | 0 | 0 | 0 | 1334.6474
5950 | 1299.5317 | 0 | 0 | 0 | 0 | 0 | 0 | 0 | 0 | 1352.5227
5951 | 1363.3224 | 0 | 0 | 0 | 0 | 0 | 0 | 0 | 0 | 1418.9139
5952 | 1331.4271 | 0 | 0 | 0 | 0 | 0 | 0 | 0 | 0 | 1385.7183
5953 | 1392.7643 | 0 | 0 | 0 | 0 | 0 | 0 | 918.457 | 0 | 493.6477
5954 | 954.4075 | 0 | 0 | 0 | 0 | 0 | 0 | 918.457 | 0 | 37.417
5955 | 1391.9465 | 0 | 0 | 0 | 0 | 0 | 0 | 918.457 | 0 | 492.7974
5956 | 1367.4116 | 0 | 0 | 0 | 0 | 0 | 0 | 918.457 | 0 | 467.2619
5957 | 1018.1982 | 0 | 0 | 0 | 0 | 0 | 0 | 918.457 | 0 | 103.8081
5958 | 1299.5317 | 0 | 0 | 0 | 0 | 0 | 0 | 918.457 | 0 | 396.614
5959 | 1066.4502 | 78.34 | 325.3166 | 325.3166 | 0 | 0 | 0 | 0 | 0 | 784.6198
5960 | 879.7304 | 354.39 | 1639.6377 | 915.6026 | -724.0351 | 0 | 0 | 0 | 0 | 0
5961 | 1118.7892 | 593.73 | 2762.614 | 1164.4096 | -1598.2044 | 0 | 0 | 0 | 0 | 0
5962 | 1147.7987 | 791.72 | 3590.4104 | 1194.6026 | -2310.7295 | 0 | 85.0783 | 0 | 0 | 0
5963 | 1167.7466 | 922.28 | 4101.8814 | 1215.364 | -2310.7295 | 0 | 575.7879 | 0 | 0 | 0
5964 | 1009.8492 | 987.45 | 4354.4353 | 1051.0274 | -2310.7295 | 0 | 992.6783 | 0 | 0 | 0
5965 | 1123.4907 | 977.24 | 4313.6014 | 1169.3044 | -2310.7295 | 0 | 833.5675 | 0 | 0 | 0
5966 | 1352.7826 | 601.79 | 2686.6456 | 1407.9441 | -1028.224 | 0 | 250.4775 | 0 | 0 | 0
5967 | 1227.347 | 111.46 | 479.5795 | 479.5795 | 0 | 0 | 0 | 766.557 | 0 | 0
5968 | 1201.4218 | 36.28 | 134.5183 | 134.5183 | 0 | 0 | 0 | 918.457 | 0 | 159.984
5969 | 1209.5909 | 13.71 | 34.2353 | 34.2353 | 0 | 0 | 0 | 918.457 | 0 | 268.7702
5970 | 1315.1216 | 4.89 | 0 | 0 | 0 | 0 | 0 | 918.457 | 0 | 412.8397
5971 | 1232.4093 | 0 | 0 | 0 | 0 | 0 | 0 | 0 | 0 | 1282.6627
5972 | 1067.268 | 0 | 0 | 0 | 0 | 0 | 0 | 0 | 0 | 1110.7878
5973 | 1498.2644 | 0 | 0 | 0 | 0 | 0 | 0 | 0 | 0 | 1559.3584
5974 | 1077.8998 | 0 | 0 | 0 | 0 | 0 | 0 | 0 | 0 | 1121.8533
5975 | 1290.5356 | 0 | 0 | 0 | 0 | 0 | 0 | 0 | 0 | 1343.1599
5976 | 956.861 | 0 | 0 | 0 | 0 | 0 | 0 | 918.457 | 0 | 39.97
5977 | 1195.6673 | 0 | 0 | 0 | 0 | 0 | 0 | 918.457 | 0 | 288.5137
5978 | 1304.4387 | 0 | 0 | 0 | 0 | 0 | 0 | 918.457 | 0 | 401.7211
5979 | 1028.83 | 0 | 0 | 0 | 0 | 0 | 0 | 918.457 | 0 | 114.8737
5980 | 1461.462 | 0 | 0 | 0 | 0 | 0 | 0 | 918.457 | 0 | 565.147
5981 | 1392.7643 | 0 | 0 | 0 | 0 | 0 | 0 | 918.457 | 0 | 493.6477
5982 | 1118.7913 | 0 | 0 | 0 | 0 | 0 | 0 | 159.054 | 0 | 998.872
5983 | 1271.7255 | 43.12 | 169.835 | 169.835 | 0 | 0 | 0 | 0 | 0 | 1153.7479
5984 | 186.0829 | 150 | 682.4165 | 193.6709 | -488.7457 | 0 | 0 | 0 | 0 | 0
5985 | 155.6841 | 396.97 | 1830.8003 | 162.0323 | -1668.768 | 0 | 0 | 0 | 0 | 0
5986 | 185.2027 | 506.51 | 2295.5113 | 192.755 | -2102.7563 | 0 | 0 | 0 | 0 | 0
5987 | 174.4073 | 686.72 | 3060.9506 | 181.5188 | -2310.7295 | 0 | 568.7023 | 0 | 0 | 0
5988 | 189.5525 | 538.19 | 2404.8532 | 197.2824 | -2207.5708 | 0 | 0 | 0 | 0 | 0
5989 | 199.8194 | 263.85 | 1177.386 | 207.967 | -969.4191 | 0 | 0 | 0 | 0 | 0
5990 | 201.4499 | 546.76 | 2450.6724 | 209.6645 | -2241.0079 | 0 | 0 | 0 | 0 | 0
5991 | 132.424 | 401.76 | 1821.6269 | 137.8238 | -604.3853 | 0 | 1079.4177 | 0 | 0 | 0
5992 | 181.7586 | 55.68 | 224.6631 | 189.1695 | 0 | 0 | 35.4936 | 0 | 0 | 0
5993 | 119.9634 | 144.99 | 654.3135 | 124.8557 | 0 | 0 | 529.4577 | 0 | 0 | 0
5994 | 101.4733 | 31.32 | 108.2429 | 105.6107 | 0 | 0 | 2.6321 | 0 | 0 | 0
5995 | 112.5998 | 0 | 0 | 0 | 0 | 0 | 0 | 0 | 0 | 117.1915
5996 | 110.407 | 0 | 0 | 0 | 0 | 0 | 0 | 0 | 0 | 114.909
5997 | 102.2287 | 0 | 0 | 0 | 0 | 0 | 0 | 0 | 0 | 106.3976
5998 | 93.2326 | 0 | 0 | 0 | 0 | 0 | 0 | 0 | 0 | 97.0347
5999 | 102.2287 | 0 | 0 | 0 | 0 | 0 | 0 | 0 | 0 | 106.3976
6000 | 95.6861 | 0 | 0 | 0 | 0 | 0 | 0 | 0 | 0 | 99.5878
6001 | 100.5931 | 0 | 0 | 0 | 0 | 0 | 0 | 0 | 0 | 104.6949
6002 | 92.4148 | 0 | 0 | 0 | 0 | 0 | 0 | 0 | 0 | 96.1834
6003 | 98.9574 | 0 | 0 | 0 | 0 | 0 | 0 | 0 | 0 | 102.9921
6004 | 93.2326 | 0 | 0 | 0 | 0 | 0 | 0 | 0 | 0 | 97.0347
6005 | 98.9574 | 0 | 0 | 0 | 0 | 0 | 0 | 0 | 0 | 102.9921
6006 | 91.5969 | 0 | 0 | 0 | 0 | 0 | 0 | 0 | 0 | 95.332
6007 | 94.8683 | 78.23 | 327.0225 | 98.7364 | -228.2861 | 0 | 0 | 0 | 0 | 0
6008 | 88.6732 | 272.44 | 1274.2751 | 92.2888 | -1152.5302 | 0 | 29.4561 | 0 | 0 | 0
6009 | 877.3751 | 601.38 | 2838.8134 | 913.1515 | 0 | 0 | 1925.6619 | 0 | 0 | 0
6010 | 1234.046 | 335.97 | 1534.8741 | 1284.3664 | 0 | 0 | 250.5077 | 0 | 0 | 0
6011 | 1673.4272 | 652.41 | 2949.9882 | 1741.664 | 0 | 0 | 1208.3242 | 0 | 0 | 0
6012 | 1423.6773 | 470.67 | 2130.7032 | 1481.73 | 0 | 0 | 648.9732 | 0 | 0 | 0
6013 | 1772.2558 | 191.29 | 849.6163 | 849.6163 | 0 | 0 | 0 | 918.457 | 0 | 38.9979
6014 | 1493.8665 | 150.52 | 662.2484 | 618.848 | -43.4004 | 0 | 0 | 899.265 | 0 | 0
6015 | 1557.6541 | 48.09 | 187.1379 | 187.1379 | 0 | 0 | 0 | 918.457 | 0 | 478.1245
6016 | 1584.9707 | 54.7 | 221.3482 | 221.3482 | 0 | 0 | 0 | 918.457 | 0 | 472.3441
6017 | 1772.4797 | 48.73 | 197.197 | 197.197 | 0 | 0 | 0 | 918.457 | 0 | 691.6493
6018 | 1755.7039 | 12.73 | 27.3318 | 27.3318 | 0 | 0 | 0 | 918.457 | 0 | 844.0544
6019 | 1611.083 | 0 | 0 | 0 | 0 | 0 | 0 | 705.879 | 0 | 942.1153
6020 | 1745.249 | 0 | 0 | 0 | 0 | 0 | 0 | 0 | 0 | 1816.4147
6021 | 1431.2023 | 0 | 0 | 0 | 0 | 0 | 0 | 0 | 0 | 1489.5618
6022 | 1315.8883 | 0 | 0 | 0 | 0 | 0 | 0 | 0 | 0 | 1369.5457
6023 | 1081.1711 | 0 | 0 | 0 | 0 | 0 | 0 | 0 | 0 | 1125.2577
6024 | 1571.0512 | 0 | 0 | 0 | 0 | 0 | 0 | 918.457 | 0 | 679.2047
6025 | 1019.8339 | 0 | 0 | 0 | 0 | 0 | 0 | 918.457 | 0 | 105.5108
6026 | 1302.803 | 0 | 0 | 0 | 0 | 0 | 0 | 918.457 | 0 | 400.0184
6027 | 1215.2952 | 0 | 0 | 0 | 0 | 0 | 0 | 918.457 | 0 | 308.9421
6028 | 1135.9657 | 0 | 0 | 0 | 0 | 0 | 0 | 918.457 | 0 | 226.3783
6029 | 1096.7099 | 0 | 0 | 0 | 0 | 0 | 0 | 918.457 | 0 | 185.5216
6030 | 1092.6207 | 0 | 0 | 0 | 0 | 0 | 0 | 918.457 | 0 | 181.2658
6031 | 1315.8883 | 101.12 | 416.5418 | 416.5418 | 0 | 0 | 0 | 915.666 | 0 | 0
6032 | 1094.9209 | 192.44 | 891.5804 | 891.5804 | 0 | 0 | 0 | 238.272 | 0 | 0
6033 | 1387.202 | 313.48 | 1451.6869 | 1443.7676 | -7.9193 | 0 | 0 | 0 | 0 | 0
6034 | 1405.6574 | 801.79 | 3690.0752 | 1462.9762 | -2227.0989 | 0 | 0 | 0 | 0 | 0
6035 | 1365.2484 | 770.6 | 3461.277 | 1420.9184 | -2040.3586 | 0 | 0 | 0 | 0 | 0
6036 | 1221.3717 | 990.64 | 4432.1344 | 1271.1756 | -2310.7295 | 0 | 850.2293 | 0 | 0 | 0
6037 | 1267.0966 | 981.45 | 4399.0523 | 1318.7652 | -2310.7295 | 0 | 769.5576 | 0 | 0 | 0
6038 | 1528.0967 | 896.97 | 4065.5697 | 1590.4079 | -2310.7295 | 0 | 164.4323 | 0 | 0 | 0
6039 | 1700.6118 | 742.35 | 3433.4165 | 1769.9575 | -1385.8162 | 0 | 277.6428 | 0 | 0 | 0
6040 | 1411.0387 | 385.22 | 1793.7361 | 1468.5766 | 0 | 0 | 325.1595 | 0 | 0 | 0
6041 | 1480.8333 | 76.39 | 328.747 | 328.747 | 0 | 0 | 0 | 0 | 0 | 1212.4696
6042 | 1727.6442 | 17.63 | 48.0589 | 48.0589 | 0 | 0 | 0 | 0 | 0 | 1750.0329
6043 | 1863.8394 | 0 | 0 | 0 | 0 | 0 | 0 | 0 | 0 | 1939.8404
6044 | 874.2602 | 0 | 0 | 0 | 0 | 0 | 0 | 0 | 0 | 909.9095
6045 | 1106.5238 | 0 | 0 | 0 | 0 | 0 | 0 | 0 | 0 | 1151.6445
6046 | 1191.5782 | 0 | 0 | 0 | 0 | 0 | 0 | 0 | 0 | 1240.1667
6047 | 1427.931 | 0 | 0 | 0 | 0 | 0 | 0 | 0 | 0 | 1486.1574
6048 | 771.2136 | 0 | 0 | 0 | 0 | 0 | 0 | 0 | 0 | 802.6616
6049 | 615.8259 | 0 | 0 | 0 | 0 | 0 | 0 | 615.826 | 0 | 0
6050 | 593.7445 | 0 | 0 | 0 | 0 | 0 | 0 | 593.745 | 0 | 0
6051 | 716.419 | 0 | 0 | 0 | 0 | 0 | 0 | 716.419 | 0 | 0
6052 | 741.7717 | 0 | 0 | 0 | 0 | 0 | 0 | 741.772 | 0 | 0
6053 | 516.8685 | 0 | 0 | 0 | 0 | 0 | 0 | 516.868 | 0 | 0
6054 | 739.3182 | 0 | 0 | 0 | 0 | 0 | 0 | 432.614 | 0 | 319.2104
6055 | 691.8841 | 54.02 | 221.5366 | 221.5366 | 0 | 0 | 0 | 0 | 0 | 498.5602
6056 | 788.801 | 176.85 | 815.7088 | 815.7088 | 0 | 0 | 0 | 0 | 0 | 5.257
6057 | 672.9677 | 250.47 | 1153.5085 | 700.4095 | -453.0991 | 0 | 0 | 0 | 0 | 0
6058 | 848.4842 | 330.02 | 1512.1862 | 883.0825 | -629.1038 | 0 | 0 | 0 | 0 | 0
6059 | 583.859 | 630.74 | 2869.7703 | 607.6669 | -2262.1034 | 0 | 0 | 0 | 0 | 0
6060 | 720.5879 | 570.5 | 2591.1283 | 749.9713 | -1841.157 | 0 | 0 | 0 | 0 | 0
6061 | 820.5103 | 758.8 | 3427.9951 | 853.9688 | -2310.7295 | 0 | 263.2968 | 0 | 0 | 0
6062 | 864.1732 | 653.25 | 2974.1092 | 899.4112 | -2074.698 | 0 | 0 | 0 | 0 | 0
6063 | 828.4586 | 734.79 | 3417.9901 | 862.2409 | -2310.7295 | 0 | 245.0197 | 0 | 0 | 0
6064 | 969.7735 | 393.05 | 1835.056 | 1009.3172 | -711.7633 | 0 | 113.9755 | 0 | 0 | 0
6065 | 882.8525 | 277.37 | 1256.9607 | 918.8529 | 0 | 0 | 338.1078 | 0 | 0 | 0
6066 | 889.7008 | 56.34 | 180.6903 | 180.6903 | 0 | 0 | 0 | 0 | 0 | 745.2899
6067 | 815.3764 | 0 | 0 | 0 | 0 | 0 | 0 | 0 | 0 | 848.6244
6068 | 857.0857 | 0 | 0 | 0 | 0 | 0 | 0 | 0 | 0 | 892.0352
6069 | 776.1206 | 0 | 0 | 0 | 0 | 0 | 0 | 0 | 0 | 807.7687
6070 | 704.9694 | 0 | 0 | 0 | 0 | 0 | 0 | 0 | 0 | 733.7154
6071 | 563.4848 | 0 | 0 | 0 | 0 | 0 | 0 | 0 | 0 | 586.4621
6072 | 704.9694 | 0 | 0 | 0 | 0 | 0 | 0 | 0 | 0 | 733.7154
6073 | 1049.2758 | 0 | 0 | 0 | 0 | 0 | 0 | 716.643 | 0 | 346.1967
6074 | 1127.7874 | 0 | 0 | 0 | 0 | 0 | 0 | 0 | 0 | 1173.7745
6075 | 815.3764 | 0 | 0 | 0 | 0 | 0 | 0 | 0 | 0 | 848.6244
6076 | 836.64 | 0 | 0 | 0 | 0 | 0 | 0 | 0 | 0 | 870.7555
6077 | 796.5663 | 0 | 0 | 0 | 0 | 0 | 0 | 0 | 0 | 829.0474
6078 | 758.1283 | 0 | 0 | 0 | 0 | 0 | 0 | 0 | 0 | 789.042
6079 | 855.4501 | 50.94 | 207.0147 | 207.0147 | 0 | 0 | 0 | 0 | 0 | 683.3178
6080 | 639.7638 | 168.22 | 773.6656 | 665.8505 | -107.8151 | 0 | 0 | 0 | 0 | 0
6081 | 302.7034 | 386.95 | 1801.7137 | 315.0463 | -1486.6674 | 0 | 0 | 0 | 0 | 0
6082 | 287.4345 | 437.19 | 2010.3249 | 299.1557 | -1711.1692 | 0 | 0 | 0 | 0 | 0
6083 | 226.1197 | 651.52 | 2964.5226 | 235.3404 | -2310.7295 | 0 | 418.4526 | 0 | 0 | 0
6084 | 306.2691 | 608.57 | 2759.5427 | 318.7587 | -2310.7295 | 0 | 130.0544 | 0 | 0 | 0
6085 | 908.0488 | 739.28 | 3338.8276 | 945.0763 | -2310.7295 | 0 | 83.0217 | 0 | 0 | 0
6086 | 1146.5832 | 676.06 | 3073.0746 | 1193.337 | -1879.7376 | 0 | 0 | 0 | 0 | 0
6087 | 858.2665 | 48.09 | 187.5438 | 187.5438 | 0 | 0 | 0 | 678.07 | 0 | 0
6088 | 1394.3683 | 27.45 | 95.56 | 95.56 | 0 | 0 | 0 | 918.457 | 0 | 399.7572
6089 | 1415.3466 | 14.69 | 39.153 | 39.153 | 0 | 0 | 0 | 918.457 | 0 | 477.9986
6090 | 1274.8271 | 4.89 | 0 | 0 | 0 | 0 | 0 | 918.457 | 0 | 370.9016
6091 | 1217.7058 | 0 | 0 | 0 | 0 | 0 | 0 | 0 | 0 | 1267.3601
6092 | 1113.8843 | 0 | 0 | 0 | 0 | 0 | 0 | 0 | 0 | 1159.3046
6093 | 1204.6634 | 0 | 0 | 0 | 0 | 0 | 0 | 0 | 0 | 1253.7853
6094 | 1071.3572 | 0 | 0 | 0 | 0 | 0 | 0 | 0 | 0 | 1115.0435
6095 | 1266.8185 | 0 | 0 | 0 | 0 | 0 | 0 | 0 | 0 | 1318.4758
6096 | 1126.9696 | 0 | 0 | 0 | 0 | 0 | 0 | 918.457 | 0 | 217.0155
6097 | 1026.3765 | 0 | 0 | 0 | 0 | 0 | 0 | 918.457 | 0 | 112.3206
6098 | 914.3338 | 0 | 0 | 0 | 0 | 0 | 0 | 914.334 | 0 | 0
6099 | 758.1283 | 0 | 0 | 0 | 0 | 0 | 0 | 758.128 | 0 | 0
6100 | 830.0973 | 0 | 0 | 0 | 0 | 0 | 0 | 830.097 | 0 | 0
6101 | 926.6013 | 0 | 0 | 0 | 0 | 0 | 0 | 918.457 | 0 | 8.4761
6102 | 1324.0666 | 0 | 0 | 0 | 0 | 0 | 0 | 918.457 | 0 | 422.1495
6103 | 1107.3417 | 80.18 | 335.2914 | 196.5861 | -138.7054 | 0 | 0 | 918.457 | 0 | 0
6104 | 949.5925 | 253.2 | 1179.6809 | 32.4056 | -1147.2753 | 0 | 0 | 918.457 | 0 | 0
6105 | 1070.4841 | 449.31 | 2079.3534 | 1109.8646 | -969.4888 | 0 | 0 | 4.103 | 0 | 0
6106 | 1490.9918 | 517.2 | 2355.1426 | 1551.7899 | -803.3527 | 0 | 0 | 0 | 0 | 0
6107 | 1371.7788 | 605.9 | 2728.8772 | 1427.7157 | -1301.1615 | 0 | 0 | 0 | 0 | 0
6108 | 1488.1212 | 842.13 | 3728.7546 | 1548.8028 | -2179.9517 | 0 | 0 | 0 | 0 | 0
6109 | 1658.559 | 441.86 | 1991.9833 | 1726.1897 | -265.7936 | 0 | 0 | 0 | 0 | 0
6110 | 1466.1104 | 181.11 | 803.9616 | 803.9616 | 0 | 0 | 0 | 693.648 | 0 | 0
6111 | 1663.649 | 429.1 | 1962.1619 | 1731.4873 | -230.6746 | 0 | 0 | 0 | 0 | 0
6112 | 1239.8362 | 257.58 | 1185.8798 | 1185.8798 | 0 | 0 | 0 | 100.419 | 0 | 0
6113 | 1491.3363 | 194.71 | 893.7171 | 893.7171 | 0 | 0 | 0 | 632.634 | 0 | 0
6114 | 1536.6216 | 38.51 | 133.2559 | 133.2559 | 0 | 0 | 0 | 918.457 | 0 | 510.1159
6115 | 1553.0947 | 0 | 0 | 0 | 0 | 0 | 0 | 0 | 0 | 1616.4252
6116 | 1250.4619 | 0 | 0 | 0 | 0 | 0 | 0 | 0 | 0 | 1301.4518
6117 | 1401.7604 | 0 | 0 | 0 | 0 | 0 | 0 | 0 | 0 | 1458.9193
6118 | 1464.7333 | 0 | 0 | 0 | 0 | 0 | 0 | 0 | 0 | 1524.4601
6119 | 1255.3689 | 0 | 0 | 0 | 0 | 0 | 0 | 0 | 0 | 1306.5589
6120 | 1278.2681 | 0 | 0 | 0 | 0 | 0 | 0 | 918.457 | 0 | 374.4829
6121 | 1221.8379 | 0 | 0 | 0 | 0 | 0 | 0 | 918.457 | 0 | 315.7519
6122 | 1106.5238 | 0 | 0 | 0 | 0 | 0 | 0 | 918.457 | 0 | 195.7358
6123 | 1113.0665 | 0 | 0 | 0 | 0 | 0 | 0 | 918.457 | 0 | 202.5456
6124 | 1459.8264 | 0 | 0 | 0 | 0 | 0 | 0 | 918.457 | 0 | 563.4443
6125 | 963.4036 | 0 | 0 | 0 | 0 | 0 | 0 | 918.457 | 0 | 46.7798
6126 | 978.9424 | 0 | 0 | 0 | 0 | 0 | 0 | 918.457 | 0 | 62.9514
6127 | 1391.9465 | 123.59 | 456.466 | 456.466 | 0 | 0 | 0 | 918.457 | 0 | 36.3304
6128 | 1243.5472 | 368.63 | 1704.4354 | 1294.2549 | -410.1805 | 0 | 0 | 0 | 0 | 0
6129 | 1089.836 | 609.39 | 2801.1415 | 1134.276 | -1666.8654 | 0 | 0 | 0 | 0 | 0
6130 | 1125.3411 | 647.65 | 2876.9891 | 1171.2288 | -1705.7603 | 0 | 0 | 0 | 0 | 0
6131 | 1443.0721 | 786.1 | 3422.6403 | 1501.9158 | -1920.7244 | 0 | 0 | 0 | 0 | 0
6132 | 1395.4795 | 988.97 | 4276.5362 | 1452.3832 | -2310.7295 | 0 | 513.4235 | 0 | 0 | 0
6133 | 1267.3981 | 972.74 | 4229.3641 | 1319.0795 | -2310.7295 | 0 | 599.5551 | 0 | 0 | 0
6134 | 1171.6916 | 871.37 | 3839.8325 | 1219.4698 | -2268.3928 | 0 | 351.9699 | 0 | 0 | 0
6135 | 1207.4389 | 709.32 | 3193.3322 | 1256.6745 | 0 | 0 | 1936.6577 | 0 | 0 | 0
6136 | 1296.1408 | 497.81 | 2298.6013 | 1348.9935 | 0 | 0 | 949.6079 | 0 | 0 | 0
6137 | 1213.9294 | 257.33 | 1146.3803 | 1146.3803 | 0 | 0 | 0 | 112.463 | 0 | 0
6138 | 1030.8817 | 45.53 | 144.3537 | 144.3537 | 0 | 0 | 0 | 892.183 | 0 | 0
6139 | 1441.0183 | 0 | 0 | 0 | 0 | 0 | 0 | 0 | 0 | 1499.7781
6140 | 967.4928 | 0 | 0 | 0 | 0 | 0 | 0 | 0 | 0 | 1006.9443
6141 | 1176.0394 | 0 | 0 | 0 | 0 | 0 | 0 | 0 | 0 | 1223.9941
6142 | 1427.1132 | 0 | 0 | 0 | 0 | 0 | 0 | 0 | 0 | 1485.3061
6143 | 1197.303 | 0 | 0 | 0 | 0 | 0 | 0 | 0 | 0 | 1246.1252
6144 | 1134.3301 | 0 | 0 | 0 | 0 | 0 | 0 | 918.457 | 0 | 224.6756
6145 | 1411.5744 | 0 | 0 | 0 | 0 | 0 | 0 | 918.457 | 0 | 513.2247
6146 | 1233.2875 | 0 | 0 | 0 | 0 | 0 | 0 | 918.457 | 0 | 327.6688
6147 | 1411.5744 | 0 | 0 | 0 | 0 | 0 | 0 | 918.457 | 0 | 513.2247
6148 | 1032.9192 | 0 | 0 | 0 | 0 | 0 | 0 | 504.544 | 0 | 549.9204
6149 | 981.3959 | 0 | 0 | 0 | 0 | 0 | 0 | 0 | 0 | 1021.4142
6150 | 1022.2874 | 0 | 0 | 0 | 0 | 0 | 0 | 0 | 0 | 1063.9726
6151 | 1038.644 | 107.78 | 441.3372 | 441.3372 | 0 | 0 | 0 | 0 | 0 | 639.6593
6152 | 236.2455 | 309.17 | 1440.1634 | 245.8783 | -1194.2851 | 0 | 0 | 0 | 0 | 0
6153 | 185.3969 | 376.83 | 1731.6767 | 192.9569 | -1538.7198 | 0 | 0 | 0 | 0 | 0
6154 | 160.3938 | 565.45 | 2555.897 | 166.9344 | -2310.7295 | 0 | 78.2331 | 0 | 0 | 0
6155 | 207.2309 | 698.15 | 3108.8284 | 215.6823 | -2310.7295 | 0 | 582.4166 | 0 | 0 | 0
6156 | 198.151 | 822.83 | 3623.1522 | 206.231 | -2310.7295 | 0 | 1106.1917 | 0 | 0 | 0
6157 | 199.0353 | 797.79 | 3519.4388 | 207.152 | -2310.7295 | 0 | 1001.5572 | 0 | 0 | 0
6158 | 150.5308 | 751.51 | 3345.6821 | 156.6681 | -617.4585 | 0 | 2571.5555 | 0 | 0 | 0
6159 | 152.6909 | 436.93 | 1982.1667 | 158.9172 | 0 | 0 | 1823.2494 | 0 | 0 | 0
6160 | 170.769 | 374.93 | 1727.4022 | 177.7324 | 0 | 0 | 1549.6698 | 0 | 0 | 0
6161 | 138.479 | 120.33 | 535.1966 | 144.1257 | 0 | 0 | 391.0708 | 0 | 0 | 0
6162 | 137.6387 | 23.52 | 71.8708 | 71.8708 | 0 | 0 | 0 | 0 | 0 | 71.3806
6163 | 108.4667 | 0 | 0 | 0 | 0 | 0 | 0 | 0 | 0 | 112.8899
6164 | 0 | 0 | 0 | 0 | 0 | 0 | 0 | 0 | 0 | 0
6165 | 0 | 0 | 0 | 0 | 0 | 0 | 0 | 0 | 0 | 0
6166 | 87.5078 | 0 | 0 | 0 | 0 | 0 | 0 | 0 | 0 | 91.0763
6167 | 89.1435 | 0 | 0 | 0 | 0 | 0 | 0 | 0 | 0 | 92.778
6168 | 92.4148 | 0 | 0 | 0 | 0 | 0 | 0 | 0 | 0 | 96.1834
6169 | 86.69 | 0 | 0 | 0 | 0 | 0 | 0 | 0 | 0 | 90.2249
6170 | 89.1435 | 0 | 0 | 0 | 0 | 0 | 0 | 0 | 0 | 92.778
6171 | 82.6008 | 0 | 0 | 0 | 0 | 0 | 0 | 0 | 0 | 85.9692
6172 | 88.3256 | 0 | 0 | 0 | 0 | 0 | 0 | 0 | 0 | 91.9277
6173 | 83.4186 | 0 | 0 | 0 | 0 | 0 | 0 | 0 | 0 | 86.8206
6174 | 88.3256 | 0 | 0 | 0 | 0 | 0 | 0 | 0 | 0 | 91.9277
6175 | 70.3334 | 102.88 | 424.8961 | 73.201 | -351.6951 | 0 | 0 | 0 | 0 | 0
6176 | 96.5407 | 301.47 | 1404.2348 | 100.4776 | -765.5985 | 0 | 538.1586 | 0 | 0 | 0
6177 | 784.7098 | 447.78 | 2057.7583 | 816.7069 | 0 | 0 | 1241.0514 | 0 | 0 | 0
6178 | 1340.7248 | 584.71 | 2632.9946 | 1395.3944 | 0 | 0 | 1237.6002 | 0 | 0 | 0
6179 | 1486.7248 | 720.68 | 3194.0732 | 1547.3489 | 0 | 0 | 1646.7243 | 0 | 0 | 0
6180 | 1306.7255 | 736.08 | 3250.6686 | 1360.0101 | 0 | 0 | 1890.6585 | 0 | 0 | 0
6181 | 1510.7833 | 786.14 | 3464.9198 | 1572.3879 | 0 | 0 | 1892.5319 | 0 | 0 | 0
6182 | 1642.3118 | 712.09 | 3167.0442 | 1709.2802 | 0 | 0 | 1457.764 | 0 | 0 | 0
6183 | 1547.9905 | 577.9 | 2607.3863 | 1611.1121 | 0 | 0 | 996.2742 | 0 | 0 | 0
6184 | 1693.5468 | 430.58 | 1980.5941 | 1762.6044 | 0 | 0 | 217.9897 | 0 | 0 | 0
6185 | 1585.4113 | 231.32 | 1051.4947 | 1051.4947 | 0 | 0 | 0 | 575.114 | 0 | 0
6186 | 1638.605 | 45.69 | 145.2893 | 145.2893 | 0 | 0 | 0 | 918.457 | 0 | 604.224
6187 | 1627.7258 | 0 | 0 | 0 | 0 | 0 | 0 | 741.339 | 0 | 922.531
6188 | 1555.5125 | 0 | 0 | 0 | 0 | 0 | 0 | 0 | 0 | 1618.9408
6189 | 1476.183 | 0 | 0 | 0 | 0 | 0 | 0 | 0 | 0 | 1536.377
6190 | 1661.8303 | 0 | 0 | 0 | 0 | 0 | 0 | 0 | 0 | 1729.5941
6191 | 1613.5784 | 0 | 0 | 0 | 0 | 0 | 0 | 0 | 0 | 1679.3745
6192 | 1260.2759 | 0 | 0 | 0 | 0 | 0 | 0 | 918.457 | 0 | 355.7573
6193 | 1171.9502 | 0 | 0 | 0 | 0 | 0 | 0 | 918.457 | 0 | 263.8296
6194 | 1521.1636 | 0 | 0 | 0 | 0 | 0 | 0 | 918.457 | 0 | 627.2835
6195 | 1377.2255 | 0 | 0 | 0 | 0 | 0 | 0 | 918.457 | 0 | 477.4761
6196 | 1270.9077 | 0 | 0 | 0 | 0 | 0 | 0 | 918.457 | 0 | 366.8228
6197 | 1565.3264 | 0 | 0 | 0 | 0 | 0 | 0 | 918.457 | 0 | 673.2462
6198 | 1360.8689 | 0 | 0 | 0 | 0 | 0 | 0 | 918.457 | 0 | 460.4521
6199 | 1170.3146 | 73.81 | 308.4332 | 262.128 | -46.3052 | 0 | 0 | 918.457 | 0 | 0
6200 | 1033.4007 | 246.49 | 1144.9846 | 119.631 | -1025.3535 | 0 | 0 | 918.457 | 0 | 0
6201 | 1230.7481 | 436.97 | 2012.5407 | 521.2543 | -1491.2864 | 0 | 0 | 729.916 | 0 | 0
6202 | 1537.052 | 620.04 | 2792.5811 | 1599.7281 | -1192.853 | 0 | 0 | 0 | 0 | 0
6203 | 1548.9034 | 701.81 | 3110.783 | 1612.0623 | -1498.7207 | 0 | 0 | 0 | 0 | 0
6204 | 1590.8468 | 800.57 | 3517.7028 | 1655.7166 | -1861.9861 | 0 | 0 | 0 | 0 | 0
6205 | 1238.0554 | 792.8 | 3485.0702 | 1288.54 | -2196.5303 | 0 | 0 | 0 | 0 | 0
6206 | 1441.5264 | 708.6 | 3147.9866 | 1500.3068 | -1647.6798 | 0 | 0 | 0 | 0 | 0
6207 | 1346.8708 | 628.96 | 2837.3438 | 1401.7921 | -1435.5518 | 0 | 0 | 0 | 0 | 0
6208 | 1554.022 | 394.32 | 1814.5059 | 1617.39 | -197.1158 | 0 | 0 | 0 | 0 | 0
6209 | 1638.7226 | 141.81 | 637.1074 | 637.1074 | 0 | 0 | 0 | 918.457 | 0 | 112.5288
6210 | 1543.6519 | 25.48 | 80.1148 | 80.1148 | 0 | 0 | 0 | 918.457 | 0 | 570.5736
6211 | 1296.4209 | 0 | 0 | 0 | 0 | 0 | 0 | 918.457 | 0 | 393.3762
6212 | 1246.3728 | 0 | 0 | 0 | 0 | 0 | 0 | 396.644 | 0 | 884.3782
6213 | 1571.8691 | 0 | 0 | 0 | 0 | 0 | 0 | 0 | 0 | 1635.9648
6214 | 1827.8498 | 0 | 0 | 0 | 0 | 0 | 0 | 0 | 0 | 1902.3839
6215 | 1962.7917 | 0 | 0 | 0 | 0 | 0 | 0 | 0 | 0 | 2042.8284
6216 | 1447.5589 | 0 | 0 | 0 | 0 | 0 | 0 | 918.457 | 0 | 550.6771
6217 | 1347.7837 | 0 | 0 | 0 | 0 | 0 | 0 | 918.457 | 0 | 446.8336
6218 | 1417.2992 | 0 | 0 | 0 | 0 | 0 | 0 | 918.457 | 0 | 519.1832
6219 | 1479.4543 | 0 | 0 | 0 | 0 | 0 | 0 | 918.457 | 0 | 583.8727
6220 | 1595.5861 | 0 | 0 | 0 | 0 | 0 | 0 | 918.457 | 0 | 704.7401
6221 | 1610.3071 | 0 | 0 | 0 | 0 | 0 | 0 | 918.457 | 0 | 720.0614
6222 | 1157.2293 | 0 | 0 | 0 | 0 | 0 | 0 | 918.457 | 0 | 248.5084
6223 | 1109.7952 | 57.6 | 237.4366 | 199.1402 | -38.2964 | 0 | 0 | 918.457 | 0 | 0
6224 | 994.4167 | 188.66 | 871.0958 | 79.0574 | -792.0384 | 0 | 0 | 918.457 | 0 | 0
6225 | 1024.9954 | 299.55 | 1381.9965 | 960.6401 | -421.3564 | 0 | 0 | 101.993 | 0 | 0
6226 | 1252.2468 | 588.08 | 2678.9595 | 1303.3096 | -1375.6498 | 0 | 0 | 0 | 0 | 0
6227 | 1666.1761 | 772.1 | 3456.1835 | 1734.1173 | -1722.0662 | 0 | 0 | 0 | 0 | 0
6228 | 1295.9036 | 831.2 | 3685.9277 | 1348.7468 | -2310.7295 | 0 | 26.4513 | 0 | 0 | 0
6229 | 1418.6527 | 771.92 | 3434.4916 | 1476.5011 | -1957.9905 | 0 | 0 | 0 | 0 | 0
6230 | 1542.1992 | 773.11 | 3454.8783 | 1605.0849 | -1849.7934 | 0 | 0 | 0 | 0 | 0
6231 | 1525.4623 | 605.58 | 2755.7116 | 1587.6665 | -1168.0451 | 0 | 0 | 0 | 0 | 0
6232 | 1140.3677 | 461.86 | 2144.2843 | 1186.8675 | -957.4168 | 0 | 0 | 0 | 0 | 0
6233 | 1753.2821 | 266.24 | 1190.0388 | 1190.0388 | 0 | 0 | 0 | 609.869 | 0 | 0
6234 | 1615.8908 | 38.51 | 123.0687 | 123.0687 | 0 | 0 | 0 | 918.457 | 0 | 602.8044
6235 | 1178.4929 | 0 | 0 | 0 | 0 | 0 | 0 | 0 | 0 | 1226.5482
6236 | 1647.9272 | 0 | 0 | 0 | 0 | 0 | 0 | 0 | 0 | 1715.1242
6237 | 1432.0201 | 0 | 0 | 0 | 0 | 0 | 0 | 0 | 0 | 1490.4132
6238 | 1643.0203 | 0 | 0 | 0 | 0 | 0 | 0 | 0 | 0 | 1710.0171
6239 | 1400.1248 | 0 | 0 | 0 | 0 | 0 | 0 | 0 | 0 | 1457.2176
6240 | 1198.1208 | 0 | 0 | 0 | 0 | 0 | 0 | 918.457 | 0 | 291.0678
6241 | 1325.7023 | 0 | 0 | 0 | 0 | 0 | 0 | 918.457 | 0 | 423.8511
6242 | 1425.4775 | 0 | 0 | 0 | 0 | 0 | 0 | 918.457 | 0 | 527.6957
6243 | 1218.5665 | 0 | 0 | 0 | 0 | 0 | 0 | 918.457 | 0 | 312.3475
6244 | 1399.3069 | 0 | 0 | 0 | 0 | 0 | 0 | 918.457 | 0 | 500.4575
6245 | 1315.0705 | 0 | 0 | 0 | 0 | 0 | 0 | 918.457 | 0 | 412.7866
6246 | 733.5934 | 0 | 0 | 0 | 0 | 0 | 0 | 733.593 | 0 | 0
6247 | 983.0315 | 124.66 | 475.5299 | 67.2082 | -408.3217 | 0 | 0 | 918.457 | 0 | 0
6248 | 877.8811 | 370.51 | 1736.9763 | 0 | -1736.9763 | 0 | 0 | 877.881 | 0 | 0
6249 | 945.2549 | 612.01 | 2867.9729 | 557.2433 | -2310.7295 | 0 | 0 | 409.844 | 0 | 0
6250 | 1289.4335 | 487.83 | 2215.3111 | 936.2859 | -1279.0252 | 0 | 0 | 389.83 | 0 | 0
6251 | 942.1656 | 676.38 | 3022.5511 | 980.5845 | -2041.9666 | 0 | 0 | 0 | 0 | 0
6252 | 1192.4164 | 1003.58 | 4446.6751 | 1241.0399 | -2310.7295 | 0 | 894.9057 | 0 | 0 | 0
6253 | 1457.5078 | 626.44 | 2791.7193 | 1516.9405 | -1274.7788 | 0 | 0 | 0 | 0 | 0
6254 | 1298.3816 | 413.29 | 1863.718 | 1351.3248 | -512.3931 | 0 | 0 | 0 | 0 | 0
6255 | 1441.2678 | 178.12 | 793.9493 | 793.9493 | 0 | 0 | 0 | 678.424 | 0 | 0
6256 | 1536.8077 | 28.43 | 99.1964 | 99.1964 | 0 | 0 | 0 | 918.457 | 0 | 544.3689
6257 | 1458.4473 | 10.77 | 21.2308 | 21.2308 | 0 | 0 | 0 | 918.457 | 0 | 540.7783
6258 | 1564.8337 | 3.91 | 0 | 0 | 0 | 0 | 0 | 918.457 | 0 | 672.7342
6259 | 1103.6522 | 0 | 0 | 0 | 0 | 0 | 0 | 918.457 | 0 | 192.7467
6260 | 1320.7953 | 0 | 0 | 0 | 0 | 0 | 0 | 918.457 | 0 | 418.7441
6261 | 1423.8418 | 0 | 0 | 0 | 0 | 0 | 0 | 918.457 | 0 | 525.993
6262 | 1526.8884 | 0 | 0 | 0 | 0 | 0 | 0 | 918.457 | 0 | 633.2409
6263 | 1557.9659 | 0 | 0 | 0 | 0 | 0 | 0 | 441.708 | 0 | 1161.7754
6264 | 1416.4814 | 0 | 0 | 0 | 0 | 0 | 0 | 918.457 | 0 | 518.3318
6265 | 1565.3264 | 0 | 0 | 0 | 0 | 0 | 0 | 918.457 | 0 | 673.2462
6266 | 1530.9776 | 0 | 0 | 0 | 0 | 0 | 0 | 918.457 | 0 | 637.4976
6267 | 1518.7101 | 0 | 0 | 0 | 0 | 0 | 0 | 918.457 | 0 | 624.7294
6268 | 1445.1054 | 0 | 0 | 0 | 0 | 0 | 0 | 918.457 | 0 | 548.123
6269 | 1521.9814 | 0 | 0 | 0 | 0 | 0 | 0 | 918.457 | 0 | 628.1338
6270 | 1328.1557 | 0 | 0 | 0 | 0 | 0 | 0 | 918.457 | 0 | 426.4052
6271 | 1128.6053 | 43.14 | 170.0775 | 170.0775 | 0 | 0 | 0 | 918.457 | 0 | 48.6397
6272 | 1388.3388 | 140.37 | 636.537 | 489.0423 | -147.4947 | 0 | 0 | 918.457 | 0 | 0
6273 | 1708.9138 | 329.52 | 1520.91 | 822.6893 | -698.2207 | 0 | 0 | 918.457 | 0 | 0
6274 | 1431.3986 | 587.96 | 2676.2035 | 533.8581 | -2142.3454 | 0 | 0 | 918.457 | 0 | 0
6275 | 1533.1581 | 669.84 | 3009.8807 | 699.1512 | -2310.7295 | 0 | 0 | 861.4 | 0 | 0
6276 | 1365.5684 | 588.85 | 2644.2506 | 465.3428 | -2178.9078 | 0 | 0 | 918.457 | 0 | 0
6277 | 1628.745 | 755.61 | 3369.3535 | 1058.624 | -2310.7295 | 0 | 0 | 611.597 | 0 | 0
6278 | 1656.7966 | 67.55 | 273.9189 | 273.9189 | 0 | 0 | 0 | 918.457 | 0 | 494.5282
6279 | 1559.5597 | 45.14 | 173.5745 | 173.5745 | 0 | 0 | 0 | 918.457 | 0 | 493.6706
6280 | 1548.5916 | 23.53 | 77.5223 | 77.5223 | 0 | 0 | 0 | 918.457 | 0 | 578.3066
6281 | 1862.9184 | 37.24 | 143.2608 | 143.2608 | 0 | 0 | 0 | 918.457 | 0 | 839.7122
6282 | 1641.6575 | 8.81 | 9.9144 | 9.9144 | 0 | 0 | 0 | 918.457 | 0 | 742.7764
6283 | 1998.0095 | 0 | 0 | 0 | 0 | 0 | 0 | 918.457 | 0 | 1123.5737
6284 | 1726.4389 | 0 | 0 | 0 | 0 | 0 | 0 | 564.421 | 0 | 1209.4014
6285 | 1521.9814 | 0 | 0 | 0 | 0 | 0 | 0 | 0 | 0 | 1584.0425
6286 | 1737.8885 | 0 | 0 | 0 | 0 | 0 | 0 | 0 | 0 | 1808.7545
6287 | 1565.3264 | 0 | 0 | 0 | 0 | 0 | 0 | 0 | 0 | 1629.155
6288 | 1698.6327 | 0 | 0 | 0 | 0 | 0 | 0 | 918.457 | 0 | 811.9891
6289 | 692.7019 | 0 | 0 | 0 | 0 | 0 | 0 | 692.702 | 0 | 0
6290 | 512.7793 | 0 | 0 | 0 | 0 | 0 | 0 | 512.779 | 0 | 0
6291 | 606.0119 | 0 | 0 | 0 | 0 | 0 | 0 | 606.012 | 0 | 0
6292 | 754.857 | 0 | 0 | 0 | 0 | 0 | 0 | 754.857 | 0 | 0
6293 | 802.2911 | 0 | 0 | 0 | 0 | 0 | 0 | 802.291 | 0 | 0
6294 | 671.4383 | 0 | 0 | 0 | 0 | 0 | 0 | 671.438 | 0 | 0
6295 | 609.2833 | 100.1 | 418.5879 | 418.5879 | 0 | 0 | 0 | 207.095 | 0 | 0
6296 | 469.188 | 83.1 | 361.3369 | 361.3369 | 0 | 0 | 0 | 122.008 | 0 | 0
6297 | 557.6649 | 334.29 | 1541.5164 | 580.4048 | -961.1116 | 0 | 0 | 0 | 0 | 0
6298 | 672.0078 | 560.26 | 2543.5908 | 699.4103 | -1844.1805 | 0 | 0 | 0 | 0 | 0
6299 | 802.2369 | 947.94 | 4237.7902 | 834.9497 | -2310.7295 | 0 | 1092.111 | 0 | 0 | 0
6300 | 773.4902 | 1009.26 | 4463.3276 | 805.0304 | -2310.7295 | 0 | 1347.5676 | 0 | 0 | 0
6301 | 936.0094 | 992.73 | 4394.2377 | 974.1764 | -2310.7295 | 0 | 1109.3317 | 0 | 0 | 0
6302 | 851.9365 | 889.39 | 3981.1201 | 886.6763 | -2310.7295 | 0 | 783.7143 | 0 | 0 | 0
6303 | 657.248 | 609.34 | 2760.7135 | 684.0474 | -545.1714 | 0 | 1531.4947 | 0 | 0 | 0
6304 | 682.6487 | 173.44 | 784.4907 | 710.4852 | 0 | 0 | 74.0055 | 0 | 0 | 0
6305 | 686.5273 | 64.1 | 269.4321 | 269.4321 | 0 | 0 | 0 | 427.651 | 0 | 0
6306 | 776.4017 | 12.73 | 25.5053 | 25.5053 | 0 | 0 | 0 | 751.896 | 0 | 0
6307 | 785.1463 | 0 | 0 | 0 | 0 | 0 | 0 | 0 | 0 | 817.1617
6308 | 546.3104 | 0 | 0 | 0 | 0 | 0 | 0 | 0 | 0 | 568.5868
6309 | 724.5973 | 0 | 0 | 0 | 0 | 0 | 0 | 0 | 0 | 754.1437
6310 | 823.5547 | 0 | 0 | 0 | 0 | 0 | 0 | 0 | 0 | 857.1369
6311 | 729.5043 | 0 | 0 | 0 | 0 | 0 | 0 | 0 | 0 | 759.2508
6312 | 745.043 | 0 | 0 | 0 | 0 | 0 | 0 | 745.043 | 0 | 0
6313 | 1741.9777 | 0 | 0 | 0 | 0 | 0 | 0 | 918.457 | 0 | 857.1015
6314 | 1703.5397 | 0 | 0 | 0 | 0 | 0 | 0 | 918.457 | 0 | 817.0962
6315 | 1585.7722 | 0 | 0 | 0 | 0 | 0 | 0 | 918.457 | 0 | 694.526
6316 | 1660.1947 | 0 | 0 | 0 | 0 | 0 | 0 | 918.457 | 0 | 771.9837
6317 | 1616.0319 | 0 | 0 | 0 | 0 | 0 | 0 | 21.123 | 0 | 1659.9443
6318 | 1492.5396 | 0 | 0 | 0 | 0 | 0 | 0 | 0 | 0 | 1553.401
6319 | 1496.6287 | 83.41 | 352.0792 | 352.0792 | 0 | 0 | 0 | 0 | 0 | 1205.5776
6320 | 112.7164 | 258.86 | 1213.679 | 117.3122 | -1096.3668 | 0 | 0 | 0 | 0 | 0
6321 | 91.689 | 318.84 | 1478.6191 | 95.4278 | -1383.1913 | 0 | 0 | 0 | 0 | 0
6322 | 0 | 431.73 | 1979.9686 | 0 | -1979.9686 | 0 | 0 | 0 | 0 | 0
6323 | 0 | 584.74 | 2652.5498 | 0 | -2310.7295 | 0 | 341.8202 | 0 | 0 | 0
6324 | 0 | 604.18 | 2729.6786 | 0.0010408 | -2310.7295 | 0 | 418.948 | 0 | 0 | 0
6325 | 0 | 242.61 | 1095.8079 | 0 | -1095.8079 | 0 | 0 | 0 | 0 | 0
6326 | 89.7711 | 117.39 | 512.0601 | 93.4316 | -418.6285 | 0 | 0 | 0 | 0 | 0
6327 | 73.0251 | 141.03 | 628.6386 | 76.0027 | -552.6358 | 0 | 0 | 0 | 0 | 0
6328 | 78.3215 | 108.58 | 480.9024 | 81.5147 | -399.3877 | 0 | 0 | 0 | 0 | 0
6329 | 73.0629 | 85.43 | 373.5161 | 76.0423 | -297.4738 | 0 | 0 | 0 | 0 | 0
6330 | 85.2782 | 15.67 | 37.265 | 37.265 | 0 | 0 | 0 | 0 | 0 | 51.4904
6331 | 79.3551 | 0 | 0 | 0 | 0 | 0 | 0 | 0 | 0 | 82.5908
6332 | 88.3256 | 0 | 0 | 0 | 0 | 0 | 0 | 0 | 0 | 91.9277
6333 | 80.9652 | 0 | 0 | 0 | 0 | 0 | 0 | 0 | 0 | 84.2665
6334 | 88.3256 | 0 | 0 | 0 | 0 | 0 | 0 | 0 | 0 | 91.9277
6335 | 80.9652 | 0 | 0 | 0 | 0 | 0 | 0 | 0 | 0 | 84.2665
6336 | 85.8721 | 0 | 0 | 0 | 0 | 0 | 0 | 0 | 0 | 89.3736
6337 | 76.876 | 0 | 0 | 0 | 0 | 0 | 0 | 0 | 0 | 80.0108
6338 | 83.4186 | 0 | 0 | 0 | 0 | 0 | 0 | 0 | 0 | 86.8206
6339 | 77.6938 | 0 | 0 | 0 | 0 | 0 | 0 | 0 | 0 | 80.8621
6340 | 81.783 | 0 | 0 | 0 | 0 | 0 | 0 | 0 | 0 | 85.1178
6341 | 78.5117 | 0 | 0 | 0 | 0 | 0 | 0 | 0 | 0 | 81.7135
6342 | 83.4186 | 0 | 0 | 0 | 0 | 0 | 0 | 0 | 0 | 86.8206
6343 | 68.6977 | 88.37 | 373.413 | 71.4993 | -301.9137 | 0 | 0 | 0 | 0 | 0
6344 | 80.819 | 271.57 | 1279.1449 | 84.1145 | -1195.0303 | 0 | 0 | 0 | 0 | 0
6345 | 556.7111 | 424.28 | 1985.2443 | 579.4119 | -450.3129 | 0 | 955.5195 | 0 | 0 | 0
6346 | 1538.6406 | 428.03 | 1971.913 | 1601.3818 | 0 | 0 | 370.5311 | 0 | 0 | 0
6347 | 1710.5127 | 513.38 | 2344.1166 | 1780.2612 | 0 | 0 | 563.8554 | 0 | 0 | 0
6348 | 1592.0899 | 698.1 | 3155.6613 | 1657.0103 | 0 | 0 | 1498.6509 | 0 | 0 | 0
6349 | 1586.6892 | 700.61 | 3167.1722 | 1651.3891 | 0 | 0 | 1515.7832 | 0 | 0 | 0
6350 | 1637.1595 | 738.18 | 3349.8952 | 1703.9171 | 0 | 0 | 1645.9781 | 0 | 0 | 0
6351 | 1737.0911 | 365.45 | 1682.6218 | 1682.6218 | 0 | 0 | 0 | 0 | 0 | 125.3022
6352 | 1235.9792 | 358.64 | 1677.3638 | 1286.3772 | -139.4485 | 0 | 251.5381 | 0 | 0 | 0
6353 | 1637.9753 | 162.86 | 745.0463 | 745.0463 | 0 | 0 | 0 | 918.457 | 0 | 3.8113
6354 | 1283.7711 | 21.56 | 60.7293 | 60.7293 | 0 | 0 | 0 | 918.457 | 0 | 319.481
6355 | 1342.5199 | 0 | 0 | 0 | 0 | 0 | 0 | 918.457 | 0 | 441.3549
6356 | 1375.5899 | 0 | 0 | 0 | 0 | 0 | 0 | 918.457 | 0 | 475.7734
6357 | 1208.7526 | 0 | 0 | 0 | 0 | 0 | 0 | 918.457 | 0 | 302.1333
6358 | 1334.6984 | 0 | 0 | 0 | 0 | 0 | 0 | 918.457 | 0 | 433.214
6359 | 1426.2953 | 0 | 0 | 0 | 0 | 0 | 0 | 918.457 | 0 | 528.546
6360 | 1445.9232 | 0 | 0 | 0 | 0 | 0 | 0 | 918.457 | 0 | 548.9744
6361 | 1568.5977 | 0 | 0 | 0 | 0 | 0 | 0 | 918.457 | 0 | 676.6517
6362 | 1526.8884 | 0 | 0 | 0 | 0 | 0 | 0 | 918.457 | 0 | 633.2409
6363 | 1723.1676 | 0 | 0 | 0 | 0 | 0 | 0 | 918.457 | 0 | 837.5245
6364 | 1466.369 | 0 | 0 | 0 | 0 | 0 | 0 | 918.457 | 0 | 570.2541
6365 | 1491.7217 | 0 | 0 | 0 | 0 | 0 | 0 | 918.457 | 0 | 596.6409
6366 | 1755.8808 | 0 | 0 | 0 | 0 | 0 | 0 | 918.457 | 0 | 871.5715
6367 | 1216.9309 | 27.43 | 97.7695 | 97.7695 | 0 | 0 | 0 | 918.457 | 0 | 212.8753
6368 | 1615.258 | 87.59 | 384.9604 | 384.9604 | 0 | 0 | 0 | 918.457 | 0 | 340.2539
6369 | 1535.5124 | 249.44 | 1151.1345 | 642.2176 | -508.917 | 0 | 0 | 918.457 | 0 | 0
6370 | 1473.9411 | 266.28 | 1215.9739 | 578.1349 | -637.839 | 0 | 0 | 918.457 | 0 | 0
6371 | 1908.6882 | 474.67 | 2166.8026 | 1030.6094 | -1136.1931 | 0 | 0 | 918.457 | 0 | 0
6372 | 2013.4594 | 527.23 | 2400.457 | 1139.6527 | -1260.8043 | 0 | 0 | 918.457 | 0 | 0
6373 | 2035.7422 | 196.72 | 882.2613 | 882.2613 | 0 | 0 | 0 | 918.457 | 0 | 280.5841
6374 | 1841.9829 | 562.42 | 2575.2159 | 961.1844 | -1614.0314 | 0 | 0 | 918.457 | 0 | 0
6375 | 1628.7921 | 276.6 | 1271.3921 | 739.3002 | -532.0919 | 0 | 0 | 918.457 | 0 | 0
6376 | 1389.4705 | 298.9 | 1396.0387 | 490.2194 | -905.8193 | 0 | 0 | 918.457 | 0 | 0
6377 | 1931.9585 | 130.05 | 589.4793 | 589.4793 | 0 | 0 | 0 | 918.457 | 0 | 465.35
6378 | 1367.8348 | 19.59 | 53.0859 | 53.0859 | 0 | 0 | 0 | 918.457 | 0 | 414.6163
6379 | 1384.0595 | 0 | 0 | 0 | 0 | 0 | 0 | 918.457 | 0 | 484.5888
6380 | 1184.2177 | 0 | 0 | 0 | 0 | 0 | 0 | 918.457 | 0 | 276.5979
6381 | 1696.1792 | 0 | 0 | 0 | 0 | 0 | 0 | 918.457 | 0 | 809.435
6382 | 1602.9466 | 0 | 0 | 0 | 0 | 0 | 0 | 918.457 | 0 | 712.4013
6383 | 1638.9311 | 0 | 0 | 0 | 0 | 0 | 0 | 918.457 | 0 | 749.8526
6384 | 1551.4233 | 0 | 0 | 0 | 0 | 0 | 0 | 918.457 | 0 | 658.7763
6385 | 1701.0862 | 0 | 0 | 0 | 0 | 0 | 0 | 918.457 | 0 | 814.5421
6386 | 1653.652 | 0 | 0 | 0 | 0 | 0 | 0 | 918.457 | 0 | 765.1739
6387 | 1684.7296 | 0 | 0 | 0 | 0 | 0 | 0 | 918.457 | 0 | 797.5192
6388 | 1203.0278 | 0 | 0 | 0 | 0 | 0 | 0 | 918.457 | 0 | 296.1749
6389 | 1548.9698 | 0 | 0 | 0 | 0 | 0 | 0 | 918.457 | 0 | 656.2233
6390 | 1546.5163 | 0 | 0 | 0 | 0 | 0 | 0 | 918.457 | 0 | 653.6692
6391 | 1351.055 | 19.59 | 61.4277 | 61.4277 | 0 | 0 | 0 | 918.457 | 0 | 388.8103
6392 | 1371.2114 | 58.53 | 245.2934 | 245.2934 | 0 | 0 | 0 | 918.457 | 0 | 225.9235
6393 | 1665.9839 | 192.06 | 878.8423 | 778.0088 | -100.8336 | 0 | 0 | 918.457 | 0 | 0
6394 | 1480.4755 | 343.08 | 1576.6977 | 584.9353 | -991.7625 | 0 | 0 | 918.457 | 0 | 0
6395 | 1901.1918 | 462.82 | 2113.8988 | 1022.8078 | -1091.0911 | 0 | 0 | 918.457 | 0 | 0
6396 | 1801.945 | 516.31 | 2349.5203 | 919.5138 | -1430.0065 | 0 | 0 | 918.457 | 0 | 0
6397 | 1608.8247 | 456.76 | 2081.9522 | 718.519 | -1363.4332 | 0 | 0 | 918.457 | 0 | 0
6398 | 1764.516 | 294.28 | 1340.6215 | 880.5586 | -460.0629 | 0 | 0 | 918.457 | 0 | 0
6399 | 1869.6654 | 212.05 | 964.2766 | 964.2766 | 0 | 0 | 0 | 918.457 | 0 | 25.7197
6400 | 1735.3911 | 238.48 | 1103.2879 | 850.247 | -253.0409 | 0 | 0 | 918.457 | 0 | 0
6401 | 1870.3575 | 86.39 | 378.2329 | 378.2329 | 0 | 0 | 0 | 918.457 | 0 | 612.4826
6402 | 1742.4091 | 13.71 | 28.3154 | 28.3154 | 0 | 0 | 0 | 918.457 | 0 | 829.2347
6403 | 1712.774 | 0 | 0 | 0 | 0 | 0 | 0 | 918.457 | 0 | 826.7067
6404 | 1736.2529 | 0 | 0 | 0 | 0 | 0 | 0 | 918.457 | 0 | 851.1431
6405 | 1571.8691 | 0 | 0 | 0 | 0 | 0 | 0 | 918.457 | 0 | 680.056
6406 | 1566.1442 | 0 | 0 | 0 | 0 | 0 | 0 | 918.457 | 0 | 674.0976
6407 | 1353.5085 | 0 | 0 | 0 | 0 | 0 | 0 | 763.974 | 0 | 613.5733
6408 | 390.9227 | 0 | 0 | 0 | 0 | 0 | 0 | 390.923 | 0 | 0
6409 | 403.1901 | 0 | 0 | 0 | 0 | 0 | 0 | 403.19 | 0 | 0
6410 | 386.8335 | 0 | 0 | 0 | 0 | 0 | 0 | 386.834 | 0 | 0
6411 | 365.57 | 0 | 0 | 0 | 0 | 0 | 0 | 365.57 | 0 | 0
6412 | 375.3839 | 0 | 0 | 0 | 0 | 0 | 0 | 375.384 | 0 | 0
6413 | 388.4692 | 0 | 0 | 0 | 0 | 0 | 0 | 388.469 | 0 | 0
6414 | 406.4615 | 0 | 0 | 0 | 0 | 0 | 0 | 406.461 | 0 | 0
6415 | 362.2986 | 58.74 | 244.0965 | 0 | -244.0965 | 0 | 0 | 362.299 | 0 | 0
6416 | 452.8416 | 190.62 | 881.9511 | 0 | -881.9511 | 0 | 0 | 452.842 | 0 | 0
6417 | 1718.3751 | 332.25 | 1533.544 | 832.5361 | -701.0079 | 0 | 0 | 918.457 | 0 | 0
6418 | 1870.1756 | 592.67 | 2683.695 | 990.526 | -1693.169 | 0 | 0 | 918.457 | 0 | 0
6419 | 1892.5228 | 612.65 | 2742.6456 | 1013.7842 | -1728.8614 | 0 | 0 | 918.457 | 0 | 0
6420 | 1967.7386 | 430.28 | 1932.4134 | 1092.0684 | -840.345 | 0 | 0 | 918.457 | 0 | 0
6421 | 1715.3512 | 681.36 | 3028.3305 | 829.3888 | -2198.9418 | 0 | 0 | 918.457 | 0 | 0
6422 | 1757.0441 | 575.34 | 2584.432 | 1271.8636 | -1312.5684 | 0 | 0 | 535.011 | 0 | 0
6423 | 1950.1113 | 249.57 | 1129.2845 | 1129.2845 | 0 | 0 | 0 | 865.072 | 0 | 0
6424 | 1726.1516 | 337.35 | 1558.5154 | 1558.5154 | 0 | 0 | 0 | 228.698 | 0 | 0
6425 | 2137.608 | 238.58 | 1064.2317 | 1064.2317 | 0 | 0 | 0 | 918.457 | 0 | 204.6323
6426 | 1644.1407 | 28.93 | 76.5387 | 76.5387 | 0 | 0 | 0 | 918.457 | 0 | 678.7353
6427 | 1812.7762 | 0 | 0 | 0 | 0 | 0 | 0 | 0 | 0 | 1886.6952
6428 | 1637.2954 | 0 | 0 | 0 | 0 | 0 | 0 | 0 | 0 | 1704.0586
6429 | 1228.3805 | 0 | 0 | 0 | 0 | 0 | 0 | 0 | 0 | 1278.4694
6430 | 1411.5744 | 0 | 0 | 0 | 0 | 0 | 0 | 0 | 0 | 1469.1335
6431 | 1350.2371 | 0 | 0 | 0 | 0 | 0 | 0 | 0 | 0 | 1405.2953
6432 | 369.6591 | 0 | 0 | 0 | 0 | 0 | 0 | 369.659 | 0 | 0
6433 | 112.8605 | 0 | 0 | 0 | 0 | 0 | 0 | 112.861 | 0 | 0
6434 | 119.4032 | 0 | 0 | 0 | 0 | 0 | 0 | 119.403 | 0 | 0
6435 | 113.6784 | 0 | 0 | 0 | 0 | 0 | 0 | 113.678 | 0 | 0
6436 | 116.1318 | 0 | 0 | 0 | 0 | 0 | 0 | 116.132 | 0 | 0
6437 | 112.8605 | 0 | 0 | 0 | 0 | 0 | 0 | 112.861 | 0 | 0
6438 | 116.9497 | 0 | 0 | 0 | 0 | 0 | 0 | 116.95 | 0 | 0
6439 | 100.5931 | 62.51 | 260.6532 | 104.6949 | -155.9583 | 0 | 0 | 0 | 0 | 0
6440 | 225.1445 | 213.25 | 989.7995 | 234.3257 | -755.4739 | 0 | 0 | 0 | 0 | 0
6441 | 1240.0192 | 592.54 | 2767.1799 | 1290.583 | -1476.5969 | 0 | 0 | 0 | 0 | 0
6442 | 1266.4219 | 795.58 | 3614.7136 | 1318.0626 | -2296.6509 | 0 | 0 | 0 | 0 | 0
6443 | 1701.8192 | 929.41 | 4131.2594 | 1771.2137 | -2310.7295 | 0 | 49.3162 | 0 | 0 | 0
6444 | 1591.6166 | 992.44 | 4364.8836 | 1656.518 | -2310.7295 | 0 | 397.6361 | 0 | 0 | 0
6445 | 1439.8744 | 971.24 | 4286.0437 | 1498.5885 | -2310.7295 | 0 | 476.7257 | 0 | 0 | 0
6446 | 1622.9691 | 866.91 | 3875.4823 | 1689.1495 | -976.513 | 0 | 1209.8198 | 0 | 0 | 0
6447 | 1764.8544 | 704.99 | 3217.4168 | 1836.8191 | 0 | 0 | 1380.5977 | 0 | 0 | 0
6448 | 1749.6223 | 487.19 | 2274.7363 | 1820.967 | 0 | 0 | 453.7693 | 0 | 0 | 0
6449 | 1578.746 | 208.02 | 939.6997 | 939.6997 | 0 | 0 | 0 | 675.863 | 0 | 0
6450 | 1433.9206 | 19.59 | 50.87 | 50.87 | 0 | 0 | 0 | 918.457 | 0 | 485.6119
6451 | 1471.9558 | 0 | 0 | 0 | 0 | 0 | 0 | 0 | 0 | 1531.9776
6452 | 1491.7217 | 0 | 0 | 0 | 0 | 0 | 0 | 0 | 0 | 1552.5496
6453 | 1544.0628 | 0 | 0 | 0 | 0 | 0 | 0 | 0 | 0 | 1607.0249
6454 | 1414.8457 | 0 | 0 | 0 | 0 | 0 | 0 | 0 | 0 | 1472.5389
6455 | 1431.2023 | 0 | 0 | 0 | 0 | 0 | 0 | 0 | 0 | 1489.5618
6456 | 482.5196 | 0 | 0 | 0 | 0 | 0 | 0 | 482.52 | 0 | 0
6457 | 426.0894 | 0 | 0 | 0 | 0 | 0 | 0 | 426.089 | 0 | 0
6458 | 399.101 | 0 | 0 | 0 | 0 | 0 | 0 | 399.101 | 0 | 0
6459 | 440.8103 | 0 | 0 | 0 | 0 | 0 | 0 | 440.81 | 0 | 0
6460 | 390.1049 | 0 | 0 | 0 | 0 | 0 | 0 | 390.105 | 0 | 0
6461 | 392.5583 | 0 | 0 | 0 | 0 | 0 | 0 | 392.558 | 0 | 0
6462 | 495.6049 | 0 | 0 | 0 | 0 | 0 | 0 | 495.605 | 0 | 0
6463 | 433.4498 | 76.54 | 323.8179 | 0 | -323.8179 | 0 | 0 | 433.45 | 0 | 0
6464 | 442.7905 | 239.98 | 1125.1796 | 0 | -1125.1796 | 0 | 0 | 442.79 | 0 | 0
6465 | 1681.4818 | 608.43 | 2880.7827 | 794.1377 | -2086.6451 | 0 | 0 | 918.457 | 0 | 0
6466 | 1826.7294 | 451.03 | 2075.7898 | 945.3084 | -1130.4813 | 0 | 0 | 918.457 | 0 | 0
6467 | 1832.1434 | 432.09 | 1974.2256 | 950.9432 | -1023.2824 | 0 | 0 | 918.457 | 0 | 0
6468 | 1642.4999 | 484.52 | 2209.3006 | 956.018 | -1253.2826 | 0 | 0 | 723.937 | 0 | 0
6469 | 1936.4576 | 234.78 | 1060.613 | 1060.613 | 0 | 0 | 0 | 917.398 | 0 | 0
6470 | 1870.011 | 483.41 | 2222.3603 | 1946.2641 | -276.0962 | 0 | 0 | 0 | 0 | 0
6471 | 1945.9424 | 576.54 | 2679.5548 | 2025.2923 | -654.2625 | 0 | 0 | 0 | 0 | 0
6472 | 1509.5259 | 310.88 | 1459.4522 | 1459.4522 | 0 | 0 | 0 | 107.254 | 0 | 0
6473 | 1569.9972 | 126.16 | 571.8663 | 571.8663 | 0 | 0 | 0 | 918.457 | 0 | 106.2415
6474 | 1518.9095 | 16.65 | 38.8491 | 38.8491 | 0 | 0 | 0 | 918.457 | 0 | 586.0874
6475 | 1387.3227 | 0 | 0 | 0 | 0 | 0 | 0 | 0 | 0 | 1443.8936
6476 | 1625.028 | 0 | 0 | 0 | 0 | 0 | 0 | 0 | 0 | 1691.2914
6477 | 1559.6016 | 0 | 0 | 0 | 0 | 0 | 0 | 0 | 0 | 1623.1976
6478 | 1286.4464 | 0 | 0 | 0 | 0 | 0 | 0 | 0 | 0 | 1338.9031
6479 | 1165.4076 | 0 | 0 | 0 | 0 | 0 | 0 | 0 | 0 | 1212.9296
6480 | 1319.1596 | 0 | 0 | 0 | 0 | 0 | 0 | 918.457 | 0 | 417.0424
6481 | 1503.1713 | 0 | 0 | 0 | 0 | 0 | 0 | 918.457 | 0 | 608.5568
6482 | 924.9656 | 0 | 0 | 0 | 0 | 0 | 0 | 918.457 | 0 | 6.7744
6483 | 1193.2138 | 0 | 0 | 0 | 0 | 0 | 0 | 918.457 | 0 | 285.9607
6484 | 1166.2254 | 0 | 0 | 0 | 0 | 0 | 0 | 918.457 | 0 | 257.8712
6485 | 1228.3805 | 0 | 0 | 0 | 0 | 0 | 0 | 918.457 | 0 | 322.5617
6486 | 1238.1945 | 0 | 0 | 0 | 0 | 0 | 0 | 918.457 | 0 | 332.7759
6487 | 1037.0083 | 29.39 | 106.4215 | 106.4215 | 0 | 0 | 0 | 918.457 | 0 | 16.9647
6488 | 344.9167 | 93.16 | 411.5096 | 358.9816 | -52.528 | 0 | 0 | 0 | 0 | 0
6489 | 280.4042 | 178.34 | 812.3814 | 291.838 | -520.5435 | 0 | 0 | 0 | 0 | 0
6490 | 270.3306 | 253.49 | 1158.1712 | 281.3542 | -876.817 | 0 | 0 | 0 | 0 | 0
6491 | 287.6502 | 470.21 | 2150.3562 | 299.3794 | -1850.9768 | 0 | 0 | 0 | 0 | 0
6492 | 303.9311 | 537.85 | 2449.1539 | 316.3243 | -2132.8295 | 0 | 0 | 0 | 0 | 0
6493 | 295.44 | 482.12 | 2198.106 | 307.4871 | -1890.6189 | 0 | 0 | 0 | 0 | 0
6494 | 282.4089 | 613.38 | 2798.7373 | 293.9247 | -2310.7295 | 0 | 194.083 | 0 | 0 | 0
6495 | 273.0489 | 373.31 | 1722.1328 | 284.1831 | -1437.9497 | 0 | 0 | 0 | 0 | 0
6496 | 209.159 | 194.09 | 892.2725 | 217.6878 | -674.5847 | 0 | 0 | 0 | 0 | 0
6497 | 292.731 | 65 | 275.9162 | 275.9162 | 0 | 0 | 0 | 0 | 0 | 28.7515
6498 | 235.0545 | 10.77 | 14.8748 | 14.8748 | 0 | 0 | 0 | 0 | 0 | 229.765
6499 | 209.7018 | 0 | 0 | 0 | 0 | 0 | 0 | 0 | 0 | 218.253
6500 | 305.8684 | 0 | 0 | 0 | 0 | 0 | 0 | 0 | 0 | 318.3403
6501 | 293.6009 | 0 | 0 | 0 | 0 | 0 | 0 | 0 | 0 | 305.5731
6502 | 298.5079 | 0 | 0 | 0 | 0 | 0 | 0 | 0 | 0 | 310.6802
6503 | 235.535 | 0 | 0 | 0 | 0 | 0 | 0 | 0 | 0 | 245.1394
6504 | 168.473 | 0 | 0 | 0 | 0 | 0 | 0 | 0 | 0 | 175.3428
6505 | 199.5505 | 0 | 0 | 0 | 0 | 0 | 0 | 0 | 0 | 207.687
6506 | 243.7133 | 0 | 0 | 0 | 0 | 0 | 0 | 0 | 0 | 253.6508
6507 | 191.3722 | 0 | 0 | 0 | 0 | 0 | 0 | 0 | 0 | 199.1755
6508 | 152.1164 | 0 | 0 | 0 | 0 | 0 | 0 | 0 | 0 | 158.3188
6509 | 135.7598 | 0 | 0 | 0 | 0 | 0 | 0 | 0 | 0 | 141.2959
6510 | 197.097 | 0 | 0 | 0 | 0 | 0 | 0 | 0 | 0 | 205.134
6511 | 122.6745 | 62.59 | 261.4546 | 127.6773 | -133.7773 | 0 | 0 | 0 | 0 | 0
6512 | 195.7169 | 201.94 | 939.6091 | 203.6977 | -735.9114 | 0 | 0 | 0 | 0 | 0
6513 | 885.4685 | 392.69 | 1828.8946 | 921.5756 | -907.319 | 0 | 0 | 0 | 0 | 0
6514 | 1487.9546 | 586.54 | 2691.5456 | 1548.629 | -1142.9165 | 0 | 0 | 0 | 0 | 0
6515 | 1782.3192 | 279.94 | 1267.4694 | 1267.4694 | 0 | 0 | 0 | 0 | 0 | 587.5268
6516 | 1685.3849 | 808.93 | 3637.7532 | 1754.1096 | -1883.6436 | 0 | 0 | 0 | 0 | 0
6517 | 1718.2943 | 759.09 | 3425.8521 | 1788.3605 | -31.548 | 0 | 1605.9436 | 0 | 0 | 0
6518 | 1671.8876 | 676.61 | 3080.9189 | 1740.0622 | 0 | 0 | 1340.8567 | 0 | 0 | 0
6519 | 1697.546 | 474.54 | 2189.9213 | 1766.7665 | 0 | 0 | 423.1549 | 0 | 0 | 0
6520 | 1755.8511 | 237.16 | 1095.3947 | 1095.3947 | 0 | 0 | 0 | 703.373 | 0 | 0
6521 | 1623.5477 | 59.44 | 248.0129 | 248.0129 | 0 | 0 | 0 | 918.457 | 0 | 485.8294
6522 | 1905.103 | 9.79 | 11.4381 | 11.4381 | 0 | 0 | 0 | 918.457 | 0 | 1015.4401
6523 | 1574.8582 | 0 | 0 | 0 | 0 | 0 | 0 | 918.457 | 0 | 683.1669
6524 | 1257.8224 | 0 | 0 | 0 | 0 | 0 | 0 | 918.457 | 0 | 353.2032
6525 | 1468.0047 | 0 | 0 | 0 | 0 | 0 | 0 | 918.457 | 0 | 571.9568
6526 | 1599.6753 | 0 | 0 | 0 | 0 | 0 | 0 | 74.979 | 0 | 1586.8682
6527 | 1683.9117 | 0 | 0 | 0 | 0 | 0 | 0 | 0 | 0 | 1752.5765
6528 | 1453.2837 | 0 | 0 | 0 | 0 | 0 | 0 | 918.457 | 0 | 556.6355
6529 | 1407.4852 | 0 | 0 | 0 | 0 | 0 | 0 | 918.457 | 0 | 508.969
6530 | 1535.8845 | 0 | 0 | 0 | 0 | 0 | 0 | 918.457 | 0 | 642.6047
6531 | 1660.1947 | 0 | 0 | 0 | 0 | 0 | 0 | 918.457 | 0 | 771.9837
6532 | 1321.6131 | 0 | 0 | 0 | 0 | 0 | 0 | 918.457 | 0 | 419.5954
6533 | 1273.3611 | 0 | 0 | 0 | 0 | 0 | 0 | 918.457 | 0 | 369.3758
6534 | 1310.1635 | 0 | 0 | 0 | 0 | 0 | 0 | 918.457 | 0 | 407.6796
6535 | 1068.0858 | 5.87 | 0 | 0 | 0 | 0 | 0 | 918.457 | 0 | 155.7304
6536 | 1296.3319 | 15.67 | 43.366 | 43.366 | 0 | 0 | 0 | 918.457 | 0 | 349.9175
6537 | 1701.5656 | 35.31 | 130.6633 | 130.6633 | 0 | 0 | 0 | 918.457 | 0 | 684.3774
6538 | 1384.2118 | 558.56 | 2548.3867 | 484.746 | -2063.6408 | 0 | 0 | 918.457 | 0 | 0
6539 | 1713.281 | 726.86 | 3269.1434 | 958.4139 | -2310.7295 | 0 | 0 | 792.418 | 0 | 0
6540 | 1435.638 | 558.2 | 2518.6871 | 538.27 | -1980.4171 | 0 | 0 | 918.457 | 0 | 0
6541 | 1436.8198 | 606.02 | 2733.977 | 539.5002 | -2194.4768 | 0 | 0 | 918.457 | 0 | 0
6542 | 1416.2125 | 617.37 | 2800.7293 | 518.0529 | -2282.6764 | 0 | 0 | 918.457 | 0 | 0
6543 | 1458.112 | 601.01 | 2760.0526 | 1150.0178 | -1610.0349 | 0 | 0 | 353.151 | 0 | 0
6544 | 1580.7302 | 384.68 | 1796.5951 | 1645.1871 | -151.408 | 0 | 0 | 0 | 0 | 0
6545 | 1546.2679 | 110.44 | 490.9136 | 490.9136 | 0 | 0 | 0 | 918.457 | 0 | 162.4975
6546 | 1753.4948 | 13.71 | 25.4199 | 25.4199 | 0 | 0 | 0 | 918.457 | 0 | 843.6682
6547 | 1580.4767 | 0 | 0 | 0 | 0 | 0 | 0 | 160.053 | 0 | 1478.3433
6548 | 1247.1906 | 0 | 0 | 0 | 0 | 0 | 0 | 0 | 0 | 1298.0474
6549 | 1584.9543 | 0 | 0 | 0 | 0 | 0 | 0 | 0 | 0 | 1649.5833
6550 | 1818.0358 | 0 | 0 | 0 | 0 | 0 | 0 | 0 | 0 | 1892.1697
6551 | 1714.1715 | 0 | 0 | 0 | 0 | 0 | 0 | 0 | 0 | 1784.0694
6552 | 1513.8031 | 0 | 0 | 0 | 0 | 0 | 0 | 918.457 | 0 | 619.6223
6553 | 1295.9329 | 0 | 0 | 0 | 0 | 0 | 0 | 901.83 | 0 | 410.1733
6554 | 1429.5663 | 0 | 0 | 0 | 0 | 0 | 0 | 901.83 | 0 | 549.2554
6555 | 1403.1504 | 0 | 0 | 0 | 0 | 0 | 0 | 901.83 | 0 | 521.7633
6556 | 223.7582 | 0 | 0 | 0 | 0 | 0 | 0 | 223.758 | 0 | 0
6557 | 344.1836 | 0 | 0 | 0 | 0 | 0 | 0 | 344.184 | 0 | 0
6558 | 855.4089 | 0 | 0 | 0 | 0 | 0 | 0 | 855.409 | 0 | 0
6559 | 1351.1431 | 85.36 | 360.9185 | 360.9185 | 0 | 0 | 0 | 901.83 | 0 | 106.7171
6560 | 1327.7543 | 345.43 | 1626.0441 | 1381.8956 | -244.1485 | 0 | 0 | 0 | 0 | 0
6561 | 1082.8362 | 335.35 | 1548.9413 | 1126.9916 | -421.9496 | 0 | 0 | 0 | 0 | 0
6562 | 962.5079 | 689.07 | 3126.2343 | 1001.756 | -2124.4783 | 0 | 0 | 0 | 0 | 0
6563 | 1672.8606 | 853.8 | 3794.9605 | 1741.0749 | -2053.8856 | 0 | 0 | 0 | 0 | 0
6564 | 1223.3853 | 670.34 | 2965.8766 | 1273.2707 | -1692.6059 | 0 | 0 | 0 | 0 | 0
6565 | 988.9209 | 863.97 | 3766.7055 | 1029.2471 | -2310.7295 | 0 | 426.7289 | 0 | 0 | 0
6566 | 879.0094 | 816.1 | 3586.7677 | 914.8532 | -2310.7295 | 0 | 361.1849 | 0 | 0 | 0
6567 | 1120.1603 | 643.98 | 2896.9387 | 1165.8376 | -1434.8544 | 0 | 296.2467 | 0 | 0 | 0
6568 | 1590.8052 | 400.48 | 1845.6563 | 1655.6729 | 0 | 0 | 189.9834 | 0 | 0 | 0
6569 | 1557.5416 | 140.57 | 621.1044 | 621.1044 | 0 | 0 | 0 | 901.83 | 0 | 61.3455
6570 | 1465.6696 | 13.71 | 23.7016 | 23.7016 | 0 | 0 | 0 | 901.83 | 0 | 563.13
6571 | 966.144 | 0 | 0 | 0 | 0 | 0 | 0 | 0 | 0 | 1005.5403
6572 | 1198.0387 | 0 | 0 | 0 | 0 | 0 | 0 | 0 | 0 | 1246.8912
6573 | 1423.3507 | 0 | 0 | 0 | 0 | 0 | 0 | 0 | 0 | 1481.3907
6574 | 1421.0199 | 0 | 0 | 0 | 0 | 0 | 0 | 0 | 0 | 1478.9646
6575 | 1225.2315 | 0 | 0 | 0 | 0 | 0 | 0 | 0 | 0 | 1275.193
6576 | 1382.173 | 0 | 0 | 0 | 0 | 0 | 0 | 901.83 | 0 | 499.9298
6577 | 1511.9217 | 0 | 0 | 0 | 0 | 0 | 0 | 901.83 | 0 | 634.9696
6578 | 1197.2617 | 0 | 0 | 0 | 0 | 0 | 0 | 901.83 | 0 | 307.4788
6579 | 1518.9141 | 0 | 0 | 0 | 0 | 0 | 0 | 901.83 | 0 | 642.2467
6580 | 1238.4395 | 0 | 0 | 0 | 0 | 0 | 0 | 901.83 | 0 | 350.3359
6581 | 1274.9556 | 0 | 0 | 0 | 0 | 0 | 0 | 901.83 | 0 | 388.3409
6582 | 1134.3297 | 0 | 0 | 0 | 0 | 0 | 0 | 901.83 | 0 | 241.9806
6583 | 1236.1086 | 52.08 | 211.7617 | 211.7617 | 0 | 0 | 0 | 901.83 | 0 | 136.1482
6584 | 895.8243 | 186.61 | 855.3229 | 0 | -855.3229 | 0 | 0 | 895.824 | 0 | 0
6585 | 1078.1882 | 243.36 | 1103.1172 | 183.5493 | -919.5679 | 0 | 0 | 901.83 | 0 | 0
6586 | 1521.983 | 420.91 | 1887.9785 | 645.4409 | -1242.5376 | 0 | 0 | 901.83 | 0 | 0
6587 | 1177.4916 | 562.27 | 2482.236 | 615.4321 | -1866.8039 | 0 | 0 | 586.172 | 0 | 0
6588 | 1060.1419 | 573.52 | 2518.633 | 1103.3712 | -1415.2618 | 0 | 0 | 0 | 0 | 0
6589 | 943.5293 | 638.62 | 2793.498 | 982.0031 | -1811.4949 | 0 | 0 | 0 | 0 | 0
6590 | 1025.0301 | 639.63 | 2819.7745 | 1066.8274 | -1752.947 | 0 | 0 | 0 | 0 | 0
6591 | 930.0669 | 546.38 | 2455.6442 | 967.9921 | -1487.652 | 0 | 0 | 0 | 0 | 0
6592 | 968.8011 | 249.26 | 1134.9546 | 1008.3056 | -126.649 | 0 | 0 | 0 | 0 | 0
6593 | 1132.6778 | 26.45 | 91.4989 | 91.4989 | 0 | 0 | 0 | 901.83 | 0 | 148.7624
6594 | 1010.9393 | 3.91 | 0 | 0 | 0 | 0 | 0 | 901.83 | 0 | 113.5592
6595 | 1250.7879 | 0 | 0 | 0 | 0 | 0 | 0 | 0 | 0 | 1301.7911
6596 | 1191.8232 | 0 | 0 | 0 | 0 | 0 | 0 | 0 | 0 | 1240.4217
6597 | 1114.1294 | 0 | 0 | 0 | 0 | 0 | 0 | 0 | 0 | 1159.5596
6598 | 1338.6645 | 0 | 0 | 0 | 0 | 0 | 0 | 0 | 0 | 1393.2504
6599 | 1141.3222 | 0 | 0 | 0 | 0 | 0 | 0 | 0 | 0 | 1187.8615
6600 | 156.1646 | 0 | 0 | 0 | 0 | 0 | 0 | 156.165 | 0 | 0
6601 | 101.7789 | 0 | 0 | 0 | 0 | 0 | 0 | 101.779 | 0 | 0
6602 | 103.3328 | 0 | 0 | 0 | 0 | 0 | 0 | 103.333 | 0 | 0
6603 | 99.4481 | 0 | 0 | 0 | 0 | 0 | 0 | 99.448 | 0 | 0
6604 | 104.8867 | 0 | 0 | 0 | 0 | 0 | 0 | 104.887 | 0 | 0
6605 | 98.6711 | 0 | 0 | 0 | 0 | 0 | 0 | 98.671 | 0 | 0
6606 | 101.002 | 0 | 0 | 0 | 0 | 0 | 0 | 101.002 | 0 | 0
6607 | 84.2832 | 6.85 | 4.0611 | 0 | -4.0611 | 0 | 0 | 84.283 | 0 | 0
6608 | 99.5365 | 18.61 | 56.6131 | 0 | -56.6131 | 0 | 0 | 99.536 | 0 | 0
6609 | 1023.3432 | 42.18 | 162.0875 | 126.4679 | -35.6195 | 0 | 0 | 901.83 | 0 | 0
6610 | 1312.2971 | 82.5 | 344.4659 | 344.4659 | 0 | 0 | 0 | 901.83 | 0 | 82.7397
6611 | 985.1178 | 337.07 | 1513.7828 | 86.6842 | -1427.0986 | 0 | 0 | 901.83 | 0 | 0
6612 | 1098.0768 | 465.77 | 2079.4814 | 204.2493 | -1875.2321 | 0 | 0 | 901.83 | 0 | 0
6613 | 1289.3435 | 565.28 | 2513.3511 | 403.3156 | -2110.0355 | 0 | 0 | 901.83 | 0 | 0
6614 | 1274.6729 | 367.04 | 1643.0868 | 388.0474 | -1255.0394 | 0 | 0 | 901.83 | 0 | 0
6615 | 1148.4205 | 108.07 | 463.2966 | 256.6462 | -206.6504 | 0 | 0 | 901.83 | 0 | 0
6616 | 1234.0498 | 62.77 | 258.2854 | 258.2854 | 0 | 0 | 0 | 901.83 | 0 | 87.4815
6617 | 1363.2866 | 40.18 | 156.0957 | 156.0957 | 0 | 0 | 0 | 901.83 | 0 | 324.178
6618 | 1689.6706 | 3.91 | 0 | 0 | 0 | 0 | 0 | 901.83 | 0 | 819.9666
6619 | 1542.9749 | 0 | 0 | 0 | 0 | 0 | 0 | 0 | 0 | 1605.8926
6620 | 1457.536 | 0 | 0 | 0 | 0 | 0 | 0 | 0 | 0 | 1516.9696
6621 | 1491.7213 | 0 | 0 | 0 | 0 | 0 | 0 | 0 | 0 | 1552.5486
6622 | 1543.7762 | 0 | 0 | 0 | 0 | 0 | 0 | 0 | 0 | 1606.7262
6623 | 1860.7669 | 0 | 0 | 0 | 0 | 0 | 0 | 0 | 0 | 1936.6431
6624 | 186.4652 | 0 | 0 | 0 | 0 | 0 | 0 | 186.465 | 0 | 0
6625 | 104.1097 | 0 | 0 | 0 | 0 | 0 | 0 | 104.11 | 0 | 0
6626 | 112.656 | 0 | 0 | 0 | 0 | 0 | 0 | 112.656 | 0 | 0
6627 | 107.2175 | 0 | 0 | 0 | 0 | 0 | 0 | 107.217 | 0 | 0
6628 | 107.2175 | 0 | 0 | 0 | 0 | 0 | 0 | 107.217 | 0 | 0
6629 | 104.8867 | 0 | 0 | 0 | 0 | 0 | 0 | 104.887 | 0 | 0
6630 | 107.2175 | 0 | 0 | 0 | 0 | 0 | 0 | 107.217 | 0 | 0
6631 | 100.2454 | 125.03 | 493.2876 | 0 | -493.2876 | 0 | 0 | 100.245 | 0 | 0
6632 | 123.1185 | 330.53 | 1545.7534 | 0 | -1545.7534 | 0 | 0 | 123.118 | 0 | 0
6633 | 971.1397 | 408 | 1879.6491 | 307.8587 | -1571.7905 | 0 | 0 | 675.343 | 0 | 0
6634 | 1916.0218 | 505.1 | 2278.4144 | 1994.1502 | -284.2642 | 0 | 0 | 0 | 0 | 0
6635 | 1454.101 | 682.14 | 3017.1776 | 1513.3946 | -1503.783 | 0 | 0 | 0 | 0 | 0
6636 | 1405.6336 | 721.96 | 3160.02 | 1462.9512 | -1697.0688 | 0 | 0 | 0 | 0 | 0
6637 | 1449.3753 | 849.91 | 3683.5058 | 1508.4759 | -2175.0299 | 0 | 0 | 0 | 0 | 0
6638 | 1617.9573 | 672.22 | 2963.8242 | 1683.9321 | -1279.8921 | 0 | 0 | 0 | 0 | 0
6639 | 1296.6671 | 381.45 | 1721.7872 | 1349.542 | -372.2453 | 0 | 0 | 0 | 0 | 0
6640 | 1542.1261 | 149.56 | 666.7716 | 666.7716 | 0 | 0 | 0 | 901.479 | 0 | 0
6641 | 1368.5009 | 119.63 | 526.6913 | 526.6913 | 0 | 0 | 0 | 862.445 | 0 | 0
6642 | 1900.383 | 10.77 | 11.4256 | 11.4256 | 0 | 0 | 0 | 901.83 | 0 | 1027.8451
6643 | 1656.3215 | 0 | 0 | 0 | 0 | 0 | 0 | 901.83 | 0 | 785.2578
6644 | 1599.7157 | 0 | 0 | 0 | 0 | 0 | 0 | 55.836 | 0 | 1606.8345
6645 | 1535.2298 | 0 | 0 | 0 | 0 | 0 | 0 | 0 | 0 | 1597.8318
6646 | 1731.7952 | 0 | 0 | 0 | 0 | 0 | 0 | 0 | 0 | 1802.412
6647 | 1424.1277 | 0 | 0 | 0 | 0 | 0 | 0 | 0 | 0 | 1482.1994
6648 | 1595.0541 | 0 | 0 | 0 | 0 | 0 | 0 | 901.83 | 0 | 721.4915
6649 | 1460.6438 | 0 | 0 | 0 | 0 | 0 | 0 | 901.83 | 0 | 581.6006
6650 | 1355.7571 | 0 | 0 | 0 | 0 | 0 | 0 | 901.83 | 0 | 472.4367
6651 | 1222.1238 | 0 | 0 | 0 | 0 | 0 | 0 | 901.83 | 0 | 333.3546
6652 | 1309.9178 | 0 | 0 | 0 | 0 | 0 | 0 | 901.83 | 0 | 424.7285
6653 | 1102.4753 | 0 | 0 | 0 | 0 | 0 | 0 | 901.83 | 0 | 208.8277
6654 | 1162.2995 | 0 | 0 | 0 | 0 | 0 | 0 | 901.83 | 0 | 271.0911
6655 | 1174.1449 | 125.49 | 495.0361 | 495.0361 | 0 | 0 | 0 | 698.504 | 0 | 0
6656 | 224.0097 | 314.26 | 1470.1368 | 233.1434 | -1236.9934 | 0 | 0 | 0 | 0 | 0
6657 | 279.8454 | 393.38 | 1813.9345 | 291.2562 | -1522.6783 | 0 | 0 | 0 | 0 | 0
6658 | 322.6469 | 652.89 | 2937.3968 | 335.8035 | -2310.7295 | 0 | 290.8638 | 0 | 0 | 0
6659 | 279.4598 | 613.63 | 2725.8902 | 290.8565 | -2310.7295 | 0 | 124.3041 | 0 | 0 | 0
6660 | 226.3163 | 681.9 | 3006.6262 | 235.5455 | -2310.7295 | 0 | 460.3512 | 0 | 0 | 0
6661 | 249.9566 | 791.42 | 3478.8776 | 260.1494 | -2310.7295 | 0 | 907.9987 | 0 | 0 | 0
6662 | 247.4402 | 804.74 | 3571.3652 | 257.5298 | -590.7917 | 0 | 2723.0436 | 0 | 0 | 0
6663 | 268.3642 | 319.8 | 1450.6971 | 279.307 | 0 | 0 | 1171.3901 | 0 | 0 | 0
6664 | 198.7923 | 280.88 | 1289.842 | 206.8981 | 0 | 0 | 1082.9439 | 0 | 0 | 0
6665 | 292.6697 | 25.47 | 87.3399 | 87.3399 | 0 | 0 | 0 | 0 | 0 | 217.2642
6666 | 221.6323 | 2.94 | 0 | 0 | 0 | 0 | 0 | 0 | 0 | 230.6694
6667 | 210.0695 | 0 | 0 | 0 | 0 | 0 | 0 | 0 | 0 | 218.636
6668 | 235.4123 | 0 | 0 | 0 | 0 | 0 | 0 | 0 | 0 | 245.0113
6669 | 195.0115 | 0 | 0 | 0 | 0 | 0 | 0 | 0 | 0 | 202.9629
6670 | 287.4671 | 0 | 0 | 0 | 0 | 0 | 0 | 0 | 0 | 299.189
6671 | 260.2743 | 0 | 0 | 0 | 0 | 0 | 0 | 0 | 0 | 270.8871
6672 | 282.8055 | 0 | 0 | 0 | 0 | 0 | 0 | 0 | 0 | 294.3369
6673 | 230.7506 | 0 | 0 | 0 | 0 | 0 | 0 | 0 | 0 | 240.1603
6674 | 185.6882 | 0 | 0 | 0 | 0 | 0 | 0 | 0 | 0 | 193.2598
6675 | 236.1892 | 0 | 0 | 0 | 0 | 0 | 0 | 0 | 0 | 245.82
6676 | 198.1192 | 0 | 0 | 0 | 0 | 0 | 0 | 0 | 0 | 206.1977
6677 | 229.1968 | 0 | 0 | 0 | 0 | 0 | 0 | 0 | 0 | 238.5429
6678 | 285.1363 | 0 | 0 | 0 | 0 | 0 | 0 | 0 | 0 | 296.7629
6679 | 164.7109 | 128.21 | 505.8487 | 171.4274 | -334.4214 | 0 | 0 | 0 | 0 | 0
6680 | 199.3876 | 349.54 | 1639.11 | 207.5184 | -1431.5916 | 0 | 0 | 0 | 0 | 0
6681 | 1165.9822 | 430.24 | 1990.3566 | 1213.527 | -776.8296 | 0 | 0 | 0 | 0 | 0
6682 | 1779.2506 | 662.74 | 2995.5763 | 1851.8021 | -1143.7741 | 0 | 0 | 0 | 0 | 0
6683 | 1668.8448 | 772.77 | 3439.6278 | 1736.8951 | -96.8838 | 0 | 1605.8489 | 0 | 0 | 0
6684 | 1306.7683 | 762.96 | 3396.4314 | 1360.0548 | 0 | 0 | 2036.3766 | 0 | 0 | 0
6685 | 1367.4141 | 704.59 | 3152.0976 | 1423.1728 | 0 | 0 | 1728.9249 | 0 | 0 | 0
6686 | 1211.3632 | 319.46 | 1439.0342 | 1260.7585 | 0 | 0 | 178.2757 | 0 | 0 | 0
6687 | 1187.0499 | 45.13 | 173.0822 | 173.0822 | 0 | 0 | 0 | 901.83 | 0 | 123.7681
6688 | 1289.3338 | 71.61 | 300.4369 | 300.4369 | 0 | 0 | 0 | 901.83 | 0 | 102.8683
6689 | 1473.5876 | 47.05 | 188.6064 | 188.6064 | 0 | 0 | 0 | 901.83 | 0 | 406.466
6690 | 1450.7679 | 7.83 | 1.0991 | 1.0991 | 0 | 0 | 0 | 901.83 | 0 | 570.2229
6691 | 1377.5454 | 0 | 0 | 0 | 0 | 0 | 0 | 0 | 0 | 1433.7169
6692 | 1000.6964 | 0 | 0 | 0 | 0 | 0 | 0 | 0 | 0 | 1041.5012
6693 | 1480.0672 | 0 | 0 | 0 | 0 | 0 | 0 | 0 | 0 | 1540.4194
6694 | 1346.4339 | 0 | 0 | 0 | 0 | 0 | 0 | 0 | 0 | 1401.3373
6695 | 1285.8327 | 0 | 0 | 0 | 0 | 0 | 0 | 0 | 0 | 1338.2651
6696 | 1184.8307 | 0 | 0 | 0 | 0 | 0 | 0 | 901.83 | 0 | 294.5409
6697 | 1309.9178 | 0 | 0 | 0 | 0 | 0 | 0 | 901.83 | 0 | 424.7285
6698 | 1500.2676 | 0 | 0 | 0 | 0 | 0 | 0 | 901.83 | 0 | 622.8404
6699 | 1316.9102 | 0 | 0 | 0 | 0 | 0 | 0 | 901.83 | 0 | 432.0056
6700 | 1187.9385 | 0 | 0 | 0 | 0 | 0 | 0 | 901.83 | 0 | 297.7756
6701 | 966.5111 | 0 | 0 | 0 | 0 | 0 | 0 | 901.83 | 0 | 67.3185
6702 | 1231.447 | 0 | 0 | 0 | 0 | 0 | 0 | 901.83 | 0 | 343.0577
6703 | 1040.3999 | 107.79 | 438.7197 | 144.2204 | -294.4992 | 0 | 0 | 901.83 | 0 | 0
6704 | 1049.4094 | 288.13 | 1349.6304 | 153.5968 | -1196.0336 | 0 | 0 | 901.83 | 0 | 0
6705 | 1392.0499 | 477.14 | 2211.2562 | 510.2106 | -1701.0456 | 0 | 0 | 901.83 | 0 | 0
6706 | 1491.899 | 629.82 | 2854.4043 | 1220.5346 | -1633.8697 | 0 | 0 | 319.185 | 0 | 0
6707 | 1479.7011 | 653.35 | 2925.4425 | 1540.0385 | -1385.404 | 0 | 0 | 0 | 0 | 0
6708 | 1376.6976 | 791.1 | 3514.2599 | 1432.8343 | -2081.4256 | 0 | 0 | 0 | 0 | 0
6709 | 1804.4341 | 758.97 | 3382.868 | 1878.013 | -1504.855 | 0 | 0 | 0 | 0 | 0
6710 | 1768.6143 | 730.18 | 3291.6918 | 1840.7334 | -1450.9584 | 0 | 0 | 0 | 0 | 0
6711 | 1995.8376 | 485.68 | 2233.5309 | 2077.2219 | -156.3091 | 0 | 0 | 0 | 0 | 0
6712 | 1636.7689 | 407.44 | 1918.6262 | 1703.5112 | -215.115 | 0 | 0 | 0 | 0 | 0
6713 | 1880.17 | 68.28 | 284.871 | 284.871 | 0 | 0 | 0 | 901.83 | 0 | 733.3626
6714 | 1605.2708 | 3.91 | 0 | 0 | 0 | 0 | 0 | 901.83 | 0 | 732.1251
6715 | 1176.8108 | 0 | 0 | 0 | 0 | 0 | 0 | 901.83 | 0 | 286.1938
6716 | 1179.3922 | 0 | 0 | 0 | 0 | 0 | 0 | 901.83 | 0 | 288.8801
6717 | 1017.789 | 0 | 0 | 0 | 0 | 0 | 0 | 901.83 | 0 | 120.6874
6718 | 1282.7249 | 0 | 0 | 0 | 0 | 0 | 0 | 901.83 | 0 | 396.4267
6719 | 1643.2243 | 0 | 0 | 0 | 0 | 0 | 0 | 876.589 | 0 | 797.8959
6720 | 1414.8044 | 0 | 0 | 0 | 0 | 0 | 0 | 901.83 | 0 | 533.8925
6721 | 1612.9237 | 0 | 0 | 0 | 0 | 0 | 0 | 901.83 | 0 | 740.0901
6722 | 1513.4756 | 0 | 0 | 0 | 0 | 0 | 0 | 901.83 | 0 | 636.587
6723 | 1312.2486 | 0 | 0 | 0 | 0 | 0 | 0 | 901.83 | 0 | 427.1546
6724 | 926.8872 | 0 | 0 | 0 | 0 | 0 | 0 | 901.83 | 0 | 26.0787
6725 | 1116.4602 | 0 | 0 | 0 | 0 | 0 | 0 | 901.83 | 0 | 223.3819
6726 | 923.0026 | 0 | 0 | 0 | 0 | 0 | 0 | 901.83 | 0 | 22.0364
6727 | 974.5728 | 5.87 | 0 | 0 | 0 | 0 | 0 | 901.83 | 0 | 75.7092
6728 | 1109.3055 | 29.85 | 108.8319 | 108.8319 | 0 | 0 | 0 | 901.83 | 0 | 107.1043
6729 | 1453.1366 | 101.85 | 443.4188 | 443.4188 | 0 | 0 | 0 | 901.83 | 0 | 130.3677
6730 | 1636.4299 | 101.21 | 432.6062 | 432.6062 | 0 | 0 | 0 | 901.83 | 0 | 331.9485
6731 | 1700.6594 | 100.29 | 423.6451 | 423.6451 | 0 | 0 | 0 | 901.83 | 0 | 407.7576
6732 | 1576.4513 | 171.65 | 750.6384 | 702.1309 | -48.5075 | 0 | 0 | 901.83 | 0 | 0
6733 | 1782.2292 | 383.61 | 1721.9506 | 916.2988 | -805.6518 | 0 | 0 | 901.83 | 0 | 0
6734 | 1708.3705 | 615.71 | 2776.3168 | 839.4292 | -1936.8877 | 0 | 0 | 901.83 | 0 | 0
6735 | 1688.8665 | 602.67 | 2759.6759 | 819.1298 | -1940.546 | 0 | 0 | 901.83 | 0 | 0
6736 | 1513.6533 | 443.45 | 2077.787 | 636.7712 | -1441.0158 | 0 | 0 | 901.83 | 0 | 0
6737 | 1543.6956 | 198.97 | 869.493 | 668.0392 | -201.4538 | 0 | 0 | 901.83 | 0 | 0
6738 | 1589.396 | 22.99 | 34.5933 | 34.5933 | 0 | 0 | 0 | 901.83 | 0 | 681.0094
6739 | 1404.3944 | 0 | 0 | 0 | 0 | 0 | 0 | 0 | 0 | 1461.6607
6740 | 1464.5285 | 0 | 0 | 0 | 0 | 0 | 0 | 0 | 0 | 1524.2468
6741 | 1266.4092 | 0 | 0 | 0 | 0 | 0 | 0 | 0 | 0 | 1318.0491
6742 | 1237.6625 | 0 | 0 | 0 | 0 | 0 | 0 | 0 | 0 | 1288.1309
6743 | 1469.1901 | 0 | 0 | 0 | 0 | 0 | 0 | 0 | 0 | 1529.0989
6744 | 1402.3734 | 0 | 0 | 0 | 0 | 0 | 0 | 901.83 | 0 | 520.9546
6745 | 1487.8366 | 0 | 0 | 0 | 0 | 0 | 0 | 901.83 | 0 | 609.9025
6746 | 1173.9536 | 0 | 0 | 0 | 0 | 0 | 0 | 901.83 | 0 | 283.2203
6747 | 1220.5699 | 0 | 0 | 0 | 0 | 0 | 0 | 901.83 | 0 | 331.7372
6748 | 1091.5981 | 0 | 0 | 0 | 0 | 0 | 0 | 901.83 | 0 | 197.5061
6749 | 1039.5433 | 0 | 0 | 0 | 0 | 0 | 0 | 901.83 | 0 | 143.3295
6750 | 1033.3278 | 0 | 0 | 0 | 0 | 0 | 0 | 901.83 | 0 | 136.8601
6751 | 1125.2328 | 88.61 | 354.4886 | 232.5127 | -121.9759 | 0 | 0 | 901.83 | 0 | 0
6752 | 1299.0474 | 212.06 | 984.451 | 413.4153 | -571.0357 | 0 | 0 | 901.83 | 0 | 0
6753 | 1556.2421 | 323.1 | 1484.2955 | 681.0979 | -803.1976 | 0 | 0 | 901.83 | 0 | 0
6754 | 1612.0778 | 179.59 | 795.6437 | 739.2096 | -56.434 | 0 | 0 | 901.83 | 0 | 0
6755 | 0 | 447.11 | 2000.2471 | 0 | -2000.2471 | 0 | 0 | 0 | 0 | 0
6756 | 1493.2053 | 702.76 | 3082.9411 | 772.2116 | -2310.7295 | 0 | 0 | 751.249 | 0 | 0
6757 | 1246.7915 | 665.37 | 2927.1306 | 616.4011 | -2310.7295 | 0 | 0 | 654.541 | 0 | 0
6758 | 1561.9623 | 618.17 | 2741.2614 | 687.0501 | -2054.2113 | 0 | 0 | 901.83 | 0 | 0
6759 | 1551.8563 | 327.3 | 1477.0892 | 676.533 | -800.5561 | 0 | 0 | 901.83 | 0 | 0
6760 | 1685.1478 | 324.99 | 1504.4876 | 815.2592 | -689.2284 | 0 | 0 | 901.83 | 0 | 0
6761 | 1491.6931 | 163.89 | 719.8148 | 613.9157 | -105.899 | 0 | 0 | 901.83 | 0 | 0
6762 | 1361.0005 | 15.85 | 19.8164 | 19.8164 | 0 | 0 | 0 | 901.83 | 0 | 458.0781
6763 | 1278.8742 | 0 | 0 | 0 | 0 | 0 | 0 | 0 | 0 | 1331.0224
6764 | 1114.9063 | 0 | 0 | 0 | 0 | 0 | 0 | 0 | 0 | 1160.3683
6765 | 1342.5492 | 0 | 0 | 0 | 0 | 0 | 0 | 0 | 0 | 1397.2938
6766 | 1593.5002 | 0 | 0 | 0 | 0 | 0 | 0 | 0 | 0 | 1658.4778
6767 | 1337.8875 | 0 | 0 | 0 | 0 | 0 | 0 | 0 | 0 | 1392.4428
6768 | 1203.4772 | 0 | 0 | 0 | 0 | 0 | 0 | 901.83 | 0 | 313.9472
6769 | 923.0026 | 0 | 0 | 0 | 0 | 0 | 0 | 901.83 | 0 | 22.0364
6770 | 1208.9158 | 0 | 0 | 0 | 0 | 0 | 0 | 901.83 | 0 | 319.608
6771 | 935.4336 | 0 | 0 | 0 | 0 | 0 | 0 | 901.83 | 0 | 34.9743
6772 | 835.9855 | 0 | 0 | 0 | 0 | 0 | 0 | 835.985 | 0 | 0
6773 | 948.6415 | 0 | 0 | 0 | 0 | 0 | 0 | 901.83 | 0 | 48.7208
6774 | 1023.2276 | 0 | 0 | 0 | 0 | 0 | 0 | 901.83 | 0 | 126.3482
6775 | 855.543 | 7.83 | 8.4386 | 0 | -8.4386 | 0 | 0 | 855.543 | 0 | 0
6776 | 734.4698 | 124.84 | 562.9177 | 0 | -562.9177 | 0 | 0 | 734.47 | 0 | 0
6777 | 1354.9452 | 493.25 | 2288.5776 | 585.1799 | -1703.3977 | 0 | 0 | 792.692 | 0 | 0
6778 | 1584.1702 | 549.98 | 2492.241 | 1648.7674 | -843.4736 | 0 | 0 | 0 | 0 | 0
6779 | 1585.9435 | 442.88 | 1985.9915 | 1650.6137 | -335.3778 | 0 | 0 | 0 | 0 | 0
6780 | 1196.4829 | 492.73 | 2198.7128 | 1245.2717 | -953.441 | 0 | 0 | 0 | 0 | 0
6781 | 1424.9425 | 374.48 | 1677.1036 | 1483.0476 | -194.056 | 0 | 0 | 0 | 0 | 0
6782 | 1249.168 | 402.92 | 1814.0073 | 1300.1051 | -513.9023 | 0 | 0 | 0 | 0 | 0
6783 | 1398.008 | 531.78 | 2422.562 | 1455.0143 | -967.5477 | 0 | 0 | 0 | 0 | 0
6784 | 1407.3079 | 395.43 | 1844.1753 | 1464.6935 | -379.4818 | 0 | 0 | 0 | 0 | 0
6785 | 1093.0432 | 150.67 | 664.027 | 664.027 | 0 | 0 | 0 | 455.032 | 0 | 0
6786 | 1275.5441 | 15.21 | 16.5015 | 16.5015 | 0 | 0 | 0 | 901.83 | 0 | 372.4513
6787 | 1074.0238 | 0 | 0 | 0 | 0 | 0 | 0 | 0 | 0 | 1117.8193
6788 | 1001.4733 | 0 | 0 | 0 | 0 | 0 | 0 | 0 | 0 | 1042.3099
6789 | 1020.8968 | 0 | 0 | 0 | 0 | 0 | 0 | 0 | 0 | 1062.5259
6790 | 1296.7098 | 0 | 0 | 0 | 0 | 0 | 0 | 0 | 0 | 1349.5857
6791 | 1046.5357 | 0 | 0 | 0 | 0 | 0 | 0 | 0 | 0 | 1089.2104
6792 | 1089.2673 | 0 | 0 | 0 | 0 | 0 | 0 | 901.83 | 0 | 195.0811
6793 | 1177.0613 | 0 | 0 | 0 | 0 | 0 | 0 | 901.83 | 0 | 286.4551
6794 | 1226.0084 | 0 | 0 | 0 | 0 | 0 | 0 | 901.83 | 0 | 337.398
6795 | 1172.3997 | 0 | 0 | 0 | 0 | 0 | 0 | 901.83 | 0 | 281.603
6796 | 942.426 | 0 | 0 | 0 | 0 | 0 | 0 | 901.83 | 0 | 42.2514
6797 | 939.3183 | 0 | 0 | 0 | 0 | 0 | 0 | 901.83 | 0 | 39.0166
6798 | 1045.7588 | 0 | 0 | 0 | 0 | 0 | 0 | 901.83 | 0 | 149.798
6799 | 671.3979 | 66.79 | 278.5868 | 278.5868 | 0 | 0 | 0 | 403.725 | 0 | 0
6800 | 872.0645 | 177.36 | 810.9244 | 810.9244 | 0 | 0 | 0 | 92.911 | 0 | 0
6801 | 485.7777 | 290.44 | 1325.2367 | 505.5865 | -819.6502 | 0 | 0 | 0 | 0 | 0
6802 | 364.5171 | 508.37 | 2292.5242 | 379.3808 | -1913.1434 | 0 | 0 | 0 | 0 | 0
6803 | 364.7608 | 627.75 | 2792.733 | 379.6348 | -2310.7295 | 0 | 102.3687 | 0 | 0 | 0
6804 | 378.6719 | 455.85 | 2038.7194 | 394.113 | -1644.6063 | 0 | 0 | 0 | 0 | 0
6805 | 728.4592 | 268.73 | 1195.3145 | 758.1643 | -437.1502 | 0 | 0 | 0 | 0 | 0
6806 | 1278.5809 | 340.68 | 1535.3113 | 1330.7174 | -204.5938 | 0 | 0 | 0 | 0 | 0
6807 | 1456.5445 | 57.9 | 231.6332 | 231.6332 | 0 | 0 | 0 | 901.83 | 0 | 345.7013
6808 | 1463.702 | 55.98 | 227.3098 | 227.3098 | 0 | 0 | 0 | 901.83 | 0 | 357.4735
6809 | 1357.0867 | 12.73 | 29.9182 | 29.9182 | 0 | 0 | 0 | 901.83 | 0 | 443.9017
6810 | 968.9779 | 1.96 | 0 | 0 | 0 | 0 | 0 | 901.83 | 0 | 69.8861
6811 | 859.4179 | 0 | 0 | 0 | 0 | 0 | 0 | 0 | 0 | 894.4623
6812 | 666.613 | 0 | 0 | 0 | 0 | 0 | 0 | 0 | 0 | 693.7953
6813 | 1020.8968 | 0 | 0 | 0 | 0 | 0 | 0 | 0 | 0 | 1062.5259
6814 | 1041.8741 | 0 | 0 | 0 | 0 | 0 | 0 | 0 | 0 | 1084.3583
6815 | 1133.5528 | 0 | 0 | 0 | 0 | 0 | 0 | 0 | 0 | 1179.7757
6816 | 1121.8987 | 0 | 0 | 0 | 0 | 0 | 0 | 901.83 | 0 | 229.0427
6817 | 916.0101 | 0 | 0 | 0 | 0 | 0 | 0 | 901.83 | 0 | 14.7582
6818 | 1391.4963 | 0 | 0 | 0 | 0 | 0 | 0 | 901.83 | 0 | 509.6341
6819 | 1013.9043 | 0 | 0 | 0 | 0 | 0 | 0 | 901.83 | 0 | 116.6451
6820 | 1124.2295 | 0 | 0 | 0 | 0 | 0 | 0 | 901.83 | 0 | 231.4688
6821 | 933.1028 | 0 | 0 | 0 | 0 | 0 | 0 | 901.83 | 0 | 32.5482
6822 | 828.2161 | 0 | 0 | 0 | 0 | 0 | 0 | 828.216 | 0 | 0
6823 | 1121.5161 | 29.39 | 105.7898 | 105.7898 | 0 | 0 | 0 | 901.83 | 0 | 122.8543
6824 | 241.5452 | 124.11 | 555.7477 | 251.3944 | -304.3533 | 0 | 0 | 0 | 0 | 0
6825 | 286.4047 | 241.87 | 1101.2293 | 298.0837 | -803.1456 | 0 | 0 | 0 | 0 | 0
6826 | 227.0213 | 466.31 | 2116.5216 | 236.2792 | -1880.2424 | 0 | 0 | 0 | 0 | 0
6827 | 226.7086 | 630.09 | 2823.5442 | 235.9535 | -2310.7295 | 0 | 276.8612 | 0 | 0 | 0
6828 | 265.6099 | 641.32 | 2863.9846 | 276.4418 | -2310.7295 | 0 | 276.8133 | 0 | 0 | 0
6829 | 180.5099 | 620.14 | 2772.8989 | 187.8717 | -2310.7295 | 0 | 274.2978 | 0 | 0 | 0
6830 | 244.417 | 387.58 | 1749.2887 | 254.3835 | -1494.9052 | 0 | 0 | 0 | 0 | 0
6831 | 281.7887 | 43.17 | 164.5218 | 164.5218 | 0 | 0 | 0 | 0 | 0 | 128.7566
6832 | 244.5879 | 32.35 | 117.8596 | 117.8596 | 0 | 0 | 0 | 0 | 0 | 136.7019
6833 | 259.577 | 100.57 | 440.8085 | 270.1617 | -170.6468 | 0 | 0 | 0 | 0 | 0
6834 | 261.3999 | 9.44 | 2.0462 | 2.0462 | 0 | 0 | 0 | 0 | 0 | 270.0129
6835 | 181.0159 | 0 | 0 | 0 | 0 | 0 | 0 | 0 | 0 | 188.3973
6836 | 341.8528 | 0 | 0 | 0 | 0 | 0 | 0 | 0 | 0 | 355.7927
6837 | 203.5578 | 0 | 0 | 0 | 0 | 0 | 0 | 0 | 0 | 211.8584
6838 | 261.8282 | 0 | 0 | 0 | 0 | 0 | 0 | 0 | 0 | 272.5045
6839 | 280.4747 | 0 | 0 | 0 | 0 | 0 | 0 | 0 | 0 | 291.9119
6840 | 239.297 | 0 | 0 | 0 | 0 | 0 | 0 | 0 | 0 | 249.0548
6841 | 247.8433 | 0 | 0 | 0 | 0 | 0 | 0 | 0 | 0 | 257.9492
6842 | 213.658 | 0 | 0 | 0 | 0 | 0 | 0 | 0 | 0 | 222.3703
6843 | 278.9208 | 0 | 0 | 0 | 0 | 0 | 0 | 0 | 0 | 290.2945
6844 | 284.3594 | 0 | 0 | 0 | 0 | 0 | 0 | 0 | 0 | 295.9542
6845 | 227.6429 | 0 | 0 | 0 | 0 | 0 | 0 | 0 | 0 | 236.9256
6846 | 224.5351 | 0 | 0 | 0 | 0 | 0 | 0 | 0 | 0 | 233.6908
6847 | 211.1465 | 63.84 | 251.6369 | 219.7559 | -31.8811 | 0 | 0 | 0 | 0 | 0
6848 | 228.4266 | 394.31 | 1845.7594 | 237.7405 | -1608.0189 | 0 | 0 | 0 | 0 | 0
6849 | 798.5303 | 287.98 | 1317.6484 | 831.0925 | -486.5559 | 0 | 0 | 0 | 0 | 0
6850 | 1189.1388 | 485.15 | 2200.9473 | 1237.6283 | -963.3191 | 0 | 0 | 0 | 0 | 0
6851 | 1149.785 | 352.93 | 1583.3525 | 1196.6695 | -386.6829 | 0 | 0 | 0 | 0 | 0
6852 | 1049.2511 | 496.13 | 2214.3036 | 1092.0361 | -1122.2675 | 0 | 0 | 0 | 0 | 0
6853 | 1004.3509 | 635.55 | 2828.7658 | 1045.3052 | -462.5212 | 0 | 1320.9393 | 0 | 0 | 0
6854 | 1250.2042 | 666.15 | 2981.3884 | 1301.1833 | 0 | 0 | 1680.2051 | 0 | 0 | 0
6855 | 903.8122 | 441.83 | 2009.7233 | 940.6666 | 0 | 0 | 1069.0568 | 0 | 0 | 0
6856 | 1265.9984 | 208.1 | 948.4849 | 948.4849 | 0 | 0 | 0 | 354.674 | 0 | 0
6857 | 1338.141 | 9.79 | 16.7378 | 16.7378 | 0 | 0 | 0 | 901.83 | 0 | 437.3646
6858 | 1446.2015 | 6.55 | 0 | 0 | 0 | 0 | 0 | 901.83 | 0 | 566.5697
6859 | 1536.9168 | 0 | 0 | 0 | 0 | 0 | 0 | 504.807 | 0 | 1074.1961
6860 | 1201.1464 | 0 | 0 | 0 | 0 | 0 | 0 | 0 | 0 | 1250.1249
6861 | 1445.882 | 0 | 0 | 0 | 0 | 0 | 0 | 0 | 0 | 1504.8404
6862 | 1395.381 | 0 | 0 | 0 | 0 | 0 | 0 | 0 | 0 | 1452.2802
6863 | 1485.5058 | 0 | 0 | 0 | 0 | 0 | 0 | 0 | 0 | 1546.0802
6864 | 1257.086 | 0 | 0 | 0 | 0 | 0 | 0 | 901.83 | 0 | 369.7422
6865 | 1266.4092 | 0 | 0 | 0 | 0 | 0 | 0 | 901.83 | 0 | 379.4454
6866 | 1198.8156 | 0 | 0 | 0 | 0 | 0 | 0 | 901.83 | 0 | 309.0961
6867 | 1652.5475 | 0 | 0 | 0 | 0 | 0 | 0 | 901.83 | 0 | 781.3299
6868 | 1262.5245 | 0 | 0 | 0 | 0 | 0 | 0 | 901.83 | 0 | 375.403
6869 | 1325.4565 | 0 | 0 | 0 | 0 | 0 | 0 | 901.83 | 0 | 440.9012
6870 | 1463.7515 | 0 | 0 | 0 | 0 | 0 | 0 | 901.83 | 0 | 584.8354
6871 | 1647.1089 | 133.93 | 531.967 | 531.967 | 0 | 0 | 0 | 901.83 | 0 | 243.702
6872 | 1347.642 | 289.23 | 1336.1586 | 463.9908 | -872.1678 | 0 | 0 | 901.83 | 0 | 0
6873 | 1537.3752 | 332.34 | 1506.8252 | 661.4605 | -845.3647 | 0 | 0 | 901.83 | 0 | 0
6874 | 2055.2559 | 580.22 | 2570.3107 | 1200.4601 | -1369.8506 | 0 | 0 | 901.83 | 0 | 0
6875 | 1950.1673 | 604.51 | 2653.8736 | 1091.0848 | -1562.7888 | 0 | 0 | 901.83 | 0 | 0
6876 | 1632.9415 | 632.58 | 2770.986 | 760.9234 | -2010.0626 | 0 | 0 | 901.83 | 0 | 0
6877 | 1578.9248 | 605.95 | 2663.4415 | 704.7048 | -1958.7367 | 0 | 0 | 901.83 | 0 | 0
6878 | 1500.0918 | 588.25 | 2615.8624 | 622.6572 | -1993.2052 | 0 | 0 | 901.83 | 0 | 0
6879 | 1560.4337 | 469.9 | 2129.0161 | 685.4598 | -1443.5564 | 0 | 0 | 901.83 | 0 | 0
6880 | 1354.9627 | 237.27 | 1084.4363 | 546.7846 | -537.6518 | 0 | 0 | 829.6 | 0 | 0
6881 | 1401.9869 | 135.36 | 593.0856 | 593.0856 | 0 | 0 | 0 | 832.138 | 0 | 0
6882 | 1511.5332 | 9.14 | 0 | 0 | 0 | 0 | 0 | 901.83 | 0 | 634.5647
6883 | 1511.2516 | 0 | 0 | 0 | 0 | 0 | 0 | 901.83 | 0 | 634.2723
6884 | 1042.651 | 0 | 0 | 0 | 0 | 0 | 0 | 457.763 | 0 | 608.7379
6885 | 1417.1352 | 0 | 0 | 0 | 0 | 0 | 0 | 0 | 0 | 1474.9212
6886 | 1734.126 | 0 | 0 | 0 | 0 | 0 | 0 | 0 | 0 | 1804.8381
6887 | 1786.9578 | 0 | 0 | 0 | 0 | 0 | 0 | 0 | 0 | 1859.8244
6888 | 1498.7138 | 0 | 0 | 0 | 0 | 0 | 0 | 901.83 | 0 | 621.223
6889 | 1306.0331 | 0 | 0 | 0 | 0 | 0 | 0 | 901.83 | 0 | 420.6851
6890 | 1539.8915 | 0 | 0 | 0 | 0 | 0 | 0 | 901.83 | 0 | 664.0801
6891 | 1354.9802 | 0 | 0 | 0 | 0 | 0 | 0 | 901.83 | 0 | 471.628
6892 | 1587.2847 | 0 | 0 | 0 | 0 | 0 | 0 | 901.83 | 0 | 713.4057
6893 | 1386.8347 | 0 | 0 | 0 | 0 | 0 | 0 | 901.83 | 0 | 504.7819
6894 | 1682.8481 | 0 | 0 | 0 | 0 | 0 | 0 | 901.83 | 0 | 812.8654
6895 | 1314.5969 | 83.6 | 339.517 | 339.517 | 0 | 0 | 0 | 901.83 | 0 | 90.0813
6896 | 1491.5815 | 236.77 | 1101.6789 | 613.8002 | -487.8787 | 0 | 0 | 901.83 | 0 | 0
6897 | 1238.8415 | 361.64 | 1674.0249 | 350.7543 | -1323.2707 | 0 | 0 | 901.83 | 0 | 0
6898 | 1931.0148 | 566.73 | 2587.7406 | 1071.1519 | -1516.5887 | 0 | 0 | 901.83 | 0 | 0
6899 | 1849.8422 | 498.25 | 2255.1624 | 986.6689 | -1268.4936 | 0 | 0 | 901.83 | 0 | 0
6900 | 1624.0727 | 848.19 | 3751.7755 | 1441.046 | -2310.7295 | 0 | 0 | 239.486 | 0 | 0
6901 | 1805.6859 | 681.81 | 3047.4246 | 940.7123 | -2106.7123 | 0 | 0 | 901.83 | 0 | 0
6902 | 1579.4376 | 655.97 | 2951.0144 | 705.2387 | -2245.7757 | 0 | 0 | 901.83 | 0 | 0
6903 | 1451.8731 | 500.53 | 2293.921 | 959.9865 | -1333.9345 | 0 | 0 | 529.498 | 0 | 0
6904 | 1128.7455 | 150.11 | 674.6149 | 674.6149 | 0 | 0 | 0 | 480.561 | 0 | 0
6905 | 1228.0848 | 29.39 | 105.9178 | 105.9178 | 0 | 0 | 0 | 901.83 | 0 | 233.6409
6906 | 1434.2978 | 1.96 | 0 | 0 | 0 | 0 | 0 | 901.83 | 0 | 554.1803
6907 | 1492.2516 | 0 | 0 | 0 | 0 | 0 | 0 | 901.83 | 0 | 614.4975
6908 | 1240.7703 | 0 | 0 | 0 | 0 | 0 | 0 | 350.574 | 0 | 926.4953
6909 | 1418.6891 | 0 | 0 | 0 | 0 | 0 | 0 | 0 | 0 | 1476.5386
6910 | 1613.7006 | 0 | 0 | 0 | 0 | 0 | 0 | 0 | 0 | 1679.5026
6911 | 1366.6343 | 0 | 0 | 0 | 0 | 0 | 0 | 0 | 0 | 1422.361
6912 | 1386.8347 | 0 | 0 | 0 | 0 | 0 | 0 | 901.83 | 0 | 504.7819
6913 | 1509.5909 | 0 | 0 | 0 | 0 | 0 | 0 | 901.83 | 0 | 632.5435
6914 | 1275.7325 | 0 | 0 | 0 | 0 | 0 | 0 | 901.83 | 0 | 389.1496
6915 | 1501.8215 | 0 | 0 | 0 | 0 | 0 | 0 | 901.83 | 0 | 624.4577
6916 | 1306.0331 | 0 | 0 | 0 | 0 | 0 | 0 | 901.83 | 0 | 420.6851
6917 | 1323.1257 | 0 | 0 | 0 | 0 | 0 | 0 | 901.83 | 0 | 438.4751
6918 | 1096.2598 | 0 | 0 | 0 | 0 | 0 | 0 | 901.83 | 0 | 202.3582
6919 | 1443.5696 | 52.2 | 212.0354 | 212.0354 | 0 | 0 | 0 | 901.83 | 0 | 351.795
6920 | 1285.1606 | 182.11 | 836.4234 | 398.962 | -437.4614 | 0 | 0 | 901.83 | 0 | 0
6921 | 1191.5872 | 350.95 | 1616.0329 | 301.5724 | -1314.4605 | 0 | 0 | 901.83 | 0 | 0
6922 | 1744.2447 | 358.61 | 1624.1145 | 876.766 | -747.3485 | 0 | 0 | 901.83 | 0 | 0
6923 | 1620.4415 | 509.44 | 2274.3721 | 747.9147 | -1526.4574 | 0 | 0 | 901.83 | 0 | 0
6924 | 1876.2766 | 699.5 | 3066.9184 | 1014.1808 | -2052.7376 | 0 | 0 | 901.83 | 0 | 0
6925 | 1620.8484 | 803.71 | 3499.7868 | 1189.0573 | -2310.7295 | 0 | 0 | 478.378 | 0 | 0
6926 | 1712.8476 | 568.45 | 2539.3778 | 844.0887 | -1695.2891 | 0 | 0 | 901.83 | 0 | 0
6927 | 1534.4519 | 488.51 | 2227.5381 | 658.4183 | -1569.1198 | 0 | 0 | 901.83 | 0 | 0
6928 | 1664.7066 | 72.95 | 308.7423 | 308.7423 | 0 | 0 | 0 | 901.83 | 0 | 485.2414
6929 | 1575.5306 | 21.55 | 70.0183 | 70.0183 | 0 | 0 | 0 | 901.83 | 0 | 631.1531
6930 | 1789.0993 | 1.96 | 0 | 0 | 0 | 0 | 0 | 901.83 | 0 | 923.449
6931 | 1655.2046 | 0 | 0 | 0 | 0 | 0 | 0 | 901.83 | 0 | 784.0952
6932 | 1494.8291 | 0 | 0 | 0 | 0 | 0 | 0 | 901.83 | 0 | 617.1796
6933 | 1709.264 | 0 | 0 | 0 | 0 | 0 | 0 | 901.83 | 0 | 840.3586
6934 | 1697.6099 | 0 | 0 | 0 | 0 | 0 | 0 | 901.83 | 0 | 828.2294
6935 | 1894.9522 | 0 | 0 | 0 | 0 | 0 | 0 | 745.085 | 0 | 1196.7549
6936 | 1490.1674 | 0 | 0 | 0 | 0 | 0 | 0 | 901.83 | 0 | 612.3285
6937 | 1436.5587 | 0 | 0 | 0 | 0 | 0 | 0 | 901.83 | 0 | 556.5335
6938 | 1714.7026 | 0 | 0 | 0 | 0 | 0 | 0 | 901.83 | 0 | 846.0194
6939 | 1420.243 | 0 | 0 | 0 | 0 | 0 | 0 | 901.83 | 0 | 539.5522
6940 | 1859.99 | 0 | 0 | 0 | 0 | 0 | 0 | 901.83 | 0 | 997.2307
6941 | 1577.9614 | 0 | 0 | 0 | 0 | 0 | 0 | 901.83 | 0 | 703.7025
6942 | 1522.7988 | 0 | 0 | 0 | 0 | 0 | 0 | 901.83 | 0 | 646.2901
6943 | 1380.6823 | 95 | 390.5879 | 390.5879 | 0 | 0 | 0 | 901.83 | 0 | 107.7901
6944 | 1445.3682 | 272.3 | 1277.3474 | 565.7017 | -711.6457 | 0 | 0 | 901.83 | 0 | 0
6945 | 1443.6317 | 489.94 | 2284.4561 | 563.8949 | -1720.5612 | 0 | 0 | 901.83 | 0 | 0
6946 | 1751.3527 | 701.95 | 3202.3661 | 891.6366 | -2310.7295 | 0 | 0 | 894.65 | 0 | 0
6947 | 1975.004 | 636.98 | 2876.679 | 1116.9346 | -1759.7444 | 0 | 0 | 901.83 | 0 | 0
6948 | 1647.8616 | 820.64 | 3657.121 | 1673.5056 | -1983.6154 | 0 | 0 | 39.923 | 0 | 0
6949 | 1546.6392 | 747.1 | 3337.6015 | 1609.706 | -1727.8956 | 0 | 0 | 0 | 0 | 0
6950 | 1415.4066 | 673.12 | 3038.9673 | 1473.1228 | -1565.8445 | 0 | 0 | 0 | 0 | 0
6951 | 1594.654 | 537.83 | 2473.0262 | 1659.6789 | -813.3473 | 0 | 0 | 0 | 0 | 0
6952 | 1899.5274 | 183.75 | 839.1377 | 839.1377 | 0 | 0 | 0 | 901.83 | 0 | 199.2432
6953 | 1653.7527 | 58.02 | 232.8894 | 232.8894 | 0 | 0 | 0 | 901.83 | 0 | 549.6946
6954 | 1424.522 | 1.96 | 0 | 0 | 0 | 0 | 0 | 901.83 | 0 | 544.0057
6955 | 1615.5546 | 0 | 0 | 0 | 0 | 0 | 0 | 0 | 0 | 1681.4322
6956 | 1257.086 | 0 | 0 | 0 | 0 | 0 | 0 | 0 | 0 | 1308.3459
6957 | 1328.5643 | 0 | 0 | 0 | 0 | 0 | 0 | 0 | 0 | 1382.7386
6958 | 1113.3524 | 0 | 0 | 0 | 0 | 0 | 0 | 0 | 0 | 1158.7509
6959 | 1417.1352 | 0 | 0 | 0 | 0 | 0 | 0 | 0 | 0 | 1474.9212
6960 | 1232.224 | 0 | 0 | 0 | 0 | 0 | 0 | 901.83 | 0 | 343.8664
6961 | 896.5867 | 0 | 0 | 0 | 0 | 0 | 0 | 896.587 | 0 | 0
6962 | 1312.2486 | 0 | 0 | 0 | 0 | 0 | 0 | 901.83 | 0 | 427.1546
6963 | 996.8117 | 0 | 0 | 0 | 0 | 0 | 0 | 901.83 | 0 | 98.8551
6964 | 1216.6852 | 0 | 0 | 0 | 0 | 0 | 0 | 901.83 | 0 | 327.6938
6965 | 1229.1162 | 0 | 0 | 0 | 0 | 0 | 0 | 901.83 | 0 | 340.6317
6966 | 891.925 | 0 | 0 | 0 | 0 | 0 | 0 | 891.925 | 0 | 0
6967 | 1020.5365 | 56.27 | 231.6998 | 123.5475 | -108.1523 | 0 | 0 | 901.83 | 0 | 0
6968 | 782.7914 | 200 | 926.5921 | 0 | -926.5921 | 0 | 0 | 782.791 | 0 | 0
6969 | 1064.2324 | 202.01 | 919.8167 | 169.0242 | -750.7924 | 0 | 0 | 901.83 | 0 | 0
6970 | 1233.7118 | 443.74 | 2029.8676 | 345.4151 | -1684.4525 | 0 | 0 | 901.83 | 0 | 0
6971 | 1280.4233 | 520.17 | 2352.7748 | 394.0318 | -1958.743 | 0 | 0 | 901.83 | 0 | 0
6972 | 1104.2739 | 515.44 | 2324.2888 | 210.699 | -2113.5897 | 0 | 0 | 901.83 | 0 | 0
6973 | 1300.3109 | 663.35 | 2980.332 | 1108.5782 | -1871.7538 | 0 | 0 | 235.166 | 0 | 0
6974 | 1092.2168 | 361.71 | 1641.6714 | 1136.7531 | -504.9183 | 0 | 0 | 0 | 0 | 0
6975 | 1134.3734 | 409.07 | 1883.856 | 1180.6291 | -703.2269 | 0 | 0 | 0 | 0 | 0
6976 | 1436.7588 | 208.34 | 958.7032 | 958.7032 | 0 | 0 | 0 | 515.617 | 0 | 0
6977 | 1263.9143 | 104.13 | 457.31 | 457.31 | 0 | 0 | 0 | 824.521 | 0 | 0
6978 | 1435.7711 | 4.89 | 0 | 0 | 0 | 0 | 0 | 901.83 | 0 | 555.7134
6979 | 1114.3042 | 0 | 0 | 0 | 0 | 0 | 0 | 0 | 0 | 1159.7417
6980 | 986.7115 | 0 | 0 | 0 | 0 | 0 | 0 | 0 | 0 | 1026.9459
6981 | 1394.604 | 0 | 0 | 0 | 0 | 0 | 0 | 0 | 0 | 1451.4715
6982 | 1505.7062 | 0 | 0 | 0 | 0 | 0 | 0 | 0 | 0 | 1567.1039
6983 | 1400.0426 | 0 | 0 | 0 | 0 | 0 | 0 | 0 | 0 | 1457.1323
6984 | 1386.8347 | 0 | 0 | 0 | 0 | 0 | 0 | 901.83 | 0 | 504.7819
6985 | 1262.5245 | 0 | 0 | 0 | 0 | 0 | 0 | 901.83 | 0 | 375.403
6986 | 1246.9858 | 0 | 0 | 0 | 0 | 0 | 0 | 901.83 | 0 | 359.2304
6987 | 1582.6231 | 0 | 0 | 0 | 0 | 0 | 0 | 901.83 | 0 | 708.5536
6988 | 1398.4887 | 0 | 0 | 0 | 0 | 0 | 0 | 901.83 | 0 | 516.9112
6989 | 1537.5607 | 0 | 0 | 0 | 0 | 0 | 0 | 901.83 | 0 | 661.6541
6990 | 1553.8764 | 0 | 0 | 0 | 0 | 0 | 0 | 901.83 | 0 | 678.6354
6991 | 1107.5098 | 106.02 | 433.4627 | 433.4627 | 0 | 0 | 0 | 691.03 | 0 | 0
6992 | 198.9214 | 268.81 | 1262.2666 | 207.0324 | -1055.2342 | 0 | 0 | 0 | 0 | 0
6993 | 298.2132 | 541.94 | 2533.0696 | 310.3732 | -2222.6965 | 0 | 0 | 0 | 0 | 0
6994 | 304.1927 | 481.41 | 2202.6282 | 316.596 | -1886.0322 | 0 | 0 | 0 | 0 | 0
6995 | 345.2975 | 496.87 | 2245.9703 | 359.3771 | -1886.5932 | 0 | 0 | 0 | 0 | 0
6996 | 302.5368 | 724.97 | 3232.1937 | 314.8735 | -2310.7295 | 0 | 606.5907 | 0 | 0 | 0
6997 | 291.076 | 317.85 | 1427.5784 | 302.9451 | -1124.6332 | 0 | 0 | 0 | 0 | 0
6998 | 306.2603 | 535.89 | 2424.6935 | 318.7483 | -2105.9452 | 0 | 0 | 0 | 0 | 0
6999 | 275.21 | 556.99 | 2556.0364 | 286.4322 | -1.5195 | 0 | 2268.0847 | 0 | 0 | 0
7000 | 224.034 | 387.61 | 1818.3724 | 233.1694 | 0 | 0 | 1585.203 | 0 | 0 | 0
7001 | 243.4565 | 65.22 | 273.767 | 253.3844 | 0 | 0 | 20.3826 | 0 | 0 | 0
7002 | 289.9125 | 3.91 | 0 | 0 | 0 | 0 | 0 | 0 | 0 | 301.7347
7003 | 248.7805 | 0 | 0 | 0 | 0 | 0 | 0 | 0 | 0 | 258.9245
7004 | 309.2214 | 0 | 0 | 0 | 0 | 0 | 0 | 0 | 0 | 321.83
7005 | 289.7979 | 0 | 0 | 0 | 0 | 0 | 0 | 0 | 0 | 301.615
7006 | 230.7506 | 0 | 0 | 0 | 0 | 0 | 0 | 0 | 0 | 240.1603
7007 | 296.7904 | 0 | 0 | 0 | 0 | 0 | 0 | 0 | 0 | 308.8921
7008 | 163.157 | 0 | 0 | 0 | 0 | 0 | 0 | 0 | 0 | 169.81
7009 | 222.2043 | 0 | 0 | 0 | 0 | 0 | 0 | 0 | 0 | 231.2648
7010 | 219.8735 | 0 | 0 | 0 | 0 | 0 | 0 | 0 | 0 | 228.8398
7011 | 215.2119 | 0 | 0 | 0 | 0 | 0 | 0 | 0 | 0 | 223.9877
7012 | 131.3026 | 0 | 0 | 0 | 0 | 0 | 0 | 0 | 0 | 136.6571
7013 | 144.5105 | 0 | 0 | 0 | 0 | 0 | 0 | 0 | 0 | 150.4037
7014 | 197.3423 | 0 | 0 | 0 | 0 | 0 | 0 | 0 | 0 | 205.389
7015 | 135.9137 | 66.28 | 276.5958 | 141.4561 | -135.1397 | 0 | 0 | 0 | 0 | 0
7016 | 163.4921 | 233.01 | 1088.7899 | 170.1587 | -918.6312 | 0 | 0 | 0 | 0 | 0
7017 | 970.3841 | 393.39 | 1834.8801 | 1009.9531 | -824.927 | 0 | 0 | 0 | 0 | 0
7018 | 1153.9649 | 485.7 | 2228.8131 | 1201.019 | -1027.7941 | 0 | 0 | 0 | 0 | 0
7019 | 1330.2706 | 754.1 | 3409.4901 | 1384.5152 | -520.6673 | 0 | 1504.3076 | 0 | 0 | 0
7020 | 1342.4171 | 822.77 | 3694.4402 | 1397.1565 | 0 | 0 | 2297.2837 | 0 | 0 | 0
7021 | 1361.5307 | 616.38 | 2793.9289 | 1417.0488 | 0 | 0 | 1376.88 | 0 | 0 | 0
7022 | 1355.7183 | 265.9 | 1201.7371 | 1201.7371 | 0 | 0 | 0 | 201.064 | 0 | 0
7023 | 1394.876 | 198.79 | 896.4492 | 896.4492 | 0 | 0 | 0 | 533.549 | 0 | 0
7024 | 1538.6163 | 110.19 | 485.614 | 485.614 | 0 | 0 | 0 | 901.83 | 0 | 177.1392
7025 | 1416.4175 | 39.2 | 151.7244 | 151.7244 | 0 | 0 | 0 | 901.83 | 0 | 383.8468
7026 | 1352.2386 | 1.96 | 0 | 0 | 0 | 0 | 0 | 901.83 | 0 | 468.7752
7027 | 1554.2017 | 0 | 0 | 0 | 0 | 0 | 0 | 0 | 0 | 1617.5774
7028 | 1215.1313 | 0 | 0 | 0 | 0 | 0 | 0 | 0 | 0 | 1264.6801
7029 | 895.0328 | 0 | 0 | 0 | 0 | 0 | 0 | 0 | 0 | 931.5296
7030 | 1180.946 | 0 | 0 | 0 | 0 | 0 | 0 | 0 | 0 | 1229.1012
7031 | 1267.9631 | 0 | 0 | 0 | 0 | 0 | 0 | 0 | 0 | 1319.6665
7032 | 849.9704 | 0 | 0 | 0 | 0 | 0 | 0 | 849.97 | 0 | 0
7033 | 1104.8061 | 0 | 0 | 0 | 0 | 0 | 0 | 901.83 | 0 | 211.2527
7034 | 738.0913 | 0 | 0 | 0 | 0 | 0 | 0 | 738.091 | 0 | 0
7035 | 1162.2995 | 0 | 0 | 0 | 0 | 0 | 0 | 901.83 | 0 | 271.0911
7036 | 1122.6757 | 0 | 0 | 0 | 0 | 0 | 0 | 901.83 | 0 | 229.8514
7037 | 1184.8307 | 0 | 0 | 0 | 0 | 0 | 0 | 901.83 | 0 | 294.5409
7038 | 1024.0045 | 0 | 0 | 0 | 0 | 0 | 0 | 901.83 | 0 | 127.1569
7039 | 1256.0216 | 53.72 | 219.199 | 219.199 | 0 | 0 | 0 | 901.83 | 0 | 149.4358
7040 | 1353.606 | 259.63 | 1215.0757 | 470.198 | -744.8777 | 0 | 0 | 901.83 | 0 | 0
7041 | 1534.3568 | 211.41 | 964.6648 | 726.1937 | -238.4711 | 0 | 0 | 836.615 | 0 | 0
7042 | 1602.1427 | 505.97 | 2313.2815 | 1667.4733 | -645.8082 | 0 | 0 | 0 | 0 | 0
7043 | 1628.6013 | 747.3 | 3362.6145 | 1695.0101 | -1667.6044 | 0 | 0 | 0 | 0 | 0
7044 | 1636.1784 | 852.02 | 3799.5076 | 1702.8971 | -2096.6105 | 0 | 0 | 0 | 0 | 0
7045 | 1876.1804 | 868.28 | 3877.1392 | 1952.6846 | -1924.4546 | 0 | 0 | 0 | 0 | 0
7046 | 1679.1101 | 762.81 | 3452.8499 | 1747.5787 | -1705.2711 | 0 | 0 | 0 | 0 | 0
7047 | 1605.5447 | 499.11 | 2302.9664 | 1671.0129 | -631.9534 | 0 | 0 | 0 | 0 | 0
7048 | 1427.7269 | 253.76 | 1177.3434 | 1177.3434 | 0 | 0 | 0 | 296.511 | 0 | 0
7049 | 1587.1934 | 167.6 | 724.951 | 724.951 | 0 | 0 | 0 | 890.645 | 0 | 0
7050 | 1493.7656 | 7.48 | 0 | 0 | 0 | 0 | 0 | 901.83 | 0 | 616.0733
7051 | 1428.0124 | 0 | 0 | 0 | 0 | 0 | 0 | 0 | 0 | 1486.2418
7052 | 1214.3544 | 0 | 0 | 0 | 0 | 0 | 0 | 0 | 0 | 1263.8715
7053 | 1286.6096 | 0 | 0 | 0 | 0 | 0 | 0 | 0 | 0 | 1339.0738
7054 | 1485.5058 | 0 | 0 | 0 | 0 | 0 | 0 | 0 | 0 | 1546.0802
7055 | 1588.0616 | 0 | 0 | 0 | 0 | 0 | 0 | 0 | 0 | 1652.8181
7056 | 1464.5285 | 0 | 0 | 0 | 0 | 0 | 0 | 901.83 | 0 | 585.6441
7057 | 943.9799 | 0 | 0 | 0 | 0 | 0 | 0 | 901.83 | 0 | 43.8687
7058 | 1055.082 | 0 | 0 | 0 | 0 | 0 | 0 | 901.83 | 0 | 159.5011
7059 | 1517.3603 | 0 | 0 | 0 | 0 | 0 | 0 | 901.83 | 0 | 640.6293
7060 | 1184.8307 | 0 | 0 | 0 | 0 | 0 | 0 | 901.83 | 0 | 294.5409
7061 | 1555.4302 | 0 | 0 | 0 | 0 | 0 | 0 | 901.83 | 0 | 680.2517
7062 | 1419.4661 | 0 | 0 | 0 | 0 | 0 | 0 | 901.83 | 0 | 538.7435
7063 | 1509.6793 | 122.01 | 493.6581 | 493.6581 | 0 | 0 | 0 | 901.83 | 0 | 138.978
7064 | 1222.5996 | 331.66 | 1565.7644 | 333.85 | -1231.9144 | 0 | 0 | 901.83 | 0 | 0
7065 | 1098.0623 | 457.55 | 2131.1955 | 204.2348 | -1926.9608 | 0 | 0 | 901.83 | 0 | 0
7066 | 1450.0124 | 587.93 | 2684.1144 | 570.5361 | -2113.5783 | 0 | 0 | 901.83 | 0 | 0
7067 | 1367.1296 | 628.25 | 2829.0447 | 518.3152 | -2310.7295 | 0 | 0 | 869.122 | 0 | 0
7068 | 1547.1005 | 718.56 | 3207.9759 | 1576.4438 | -1631.5321 | 0 | 0 | 32.421 | 0 | 0
7069 | 1876.2222 | 766.01 | 3413.9893 | 1952.7294 | -1461.26 | 0 | 0 | 0 | 0 | 0
7070 | 1289.5668 | 641.05 | 2892.7558 | 1342.1514 | -1550.6044 | 0 | 0 | 0 | 0 | 0
7071 | 1309.7799 | 94.97 | 405.5657 | 405.5657 | 0 | 0 | 0 | 901.83 | 0 | 19.0192
7072 | 1430.0072 | 43.13 | 168.3831 | 168.3831 | 0 | 0 | 0 | 901.83 | 0 | 381.3313
7073 | 1378.6088 | 15.67 | 43.2266 | 43.2266 | 0 | 0 | 0 | 901.83 | 0 | 452.9939
7074 | 911.5146 | 0.98 | 0 | 0 | 0 | 0 | 0 | 901.83 | 0 | 10.0799
7075 | 1308.9971 | 0 | 0 | 0 | 0 | 0 | 0 | 0 | 0 | 1362.3737
7076 | 978.1652 | 0 | 0 | 0 | 0 | 0 | 0 | 0 | 0 | 1018.0514
7077 | 1111.0216 | 0 | 0 | 0 | 0 | 0 | 0 | 0 | 0 | 1156.3259
7078 | 1313.0255 | 0 | 0 | 0 | 0 | 0 | 0 | 0 | 0 | 1366.567
7079 | 1476.9595 | 0 | 0 | 0 | 0 | 0 | 0 | 0 | 0 | 1537.1847
7080 | 1488.6136 | 0 | 0 | 0 | 0 | 0 | 0 | 901.83 | 0 | 610.7112
7081 | 1055.859 | 0 | 0 | 0 | 0 | 0 | 0 | 901.83 | 0 | 160.3098
7082 | 1290.4943 | 0 | 0 | 0 | 0 | 0 | 0 | 901.83 | 0 | 404.5135
7083 | 1036.4355 | 0 | 0 | 0 | 0 | 0 | 0 | 901.83 | 0 | 140.0948
7084 | 1038.7663 | 0 | 0 | 0 | 0 | 0 | 0 | 901.83 | 0 | 142.5209
7085 | 936.9874 | 0 | 0 | 0 | 0 | 0 | 0 | 901.83 | 0 | 36.5916
7086 | 1198.0387 | 0 | 0 | 0 | 0 | 0 | 0 | 901.83 | 0 | 308.2875
7087 | 1205.407 | 126.2 | 509.5945 | 315.9559 | -193.6386 | 0 | 0 | 901.83 | 0 | 0
7088 | 1106.8931 | 306.86 | 1448.8581 | 213.4259 | -1235.4322 | 0 | 0 | 901.83 | 0 | 0
7089 | 1442.5236 | 553.5 | 2587.4429 | 1494.0101 | -1093.4328 | 0 | 0 | 7.048 | 0 | 0
7090 | 1737.0055 | 665.29 | 3033.8186 | 1807.8345 | -1225.9841 | 0 | 0 | 0 | 0 | 0
7091 | 1443.4841 | 659.55 | 2962.7012 | 1502.3446 | -1460.3566 | 0 | 0 | 0 | 0 | 0
7092 | 1588.2695 | 472.06 | 2117.2803 | 1653.0335 | -464.2468 | 0 | 0 | 0 | 0 | 0
7093 | 1786.2343 | 802.33 | 3505.1166 | 1859.0709 | -1646.0457 | 0 | 0 | 0 | 0 | 0
7094 | 1390.1667 | 791.57 | 3477.202 | 1446.8536 | -2030.3484 | 0 | 0 | 0 | 0 | 0
7095 | 1677.3843 | 562.62 | 2531.3513 | 1745.7823 | -785.569 | 0 | 0 | 0 | 0 | 0
7096 | 1676.6695 | 361.54 | 1673.7762 | 1673.7762 | 0 | 0 | 0 | 68.471 | 0 | 0
7097 | 1553.3917 | 121.01 | 521.6581 | 521.6581 | 0 | 0 | 0 | 901.83 | 0 | 156.4725
7098 | 1585.9659 | 4.22 | 0 | 0 | 0 | 0 | 0 | 901.83 | 0 | 712.0329
7099 | 1572.7909 | 0 | 0 | 0 | 0 | 0 | 0 | 333.444 | 0 | 1289.8836
7100 | 1489.3905 | 0 | 0 | 0 | 0 | 0 | 0 | 0 | 0 | 1550.1225
7101 | 1698.3869 | 0 | 0 | 0 | 0 | 0 | 0 | 0 | 0 | 1767.6418
7102 | 1112.5755 | 0 | 0 | 0 | 0 | 0 | 0 | 0 | 0 | 1157.9422
7103 | 1168.515 | 0 | 0 | 0 | 0 | 0 | 0 | 0 | 0 | 1216.1633
7104 | 371.3765 | 0 | 0 | 0 | 0 | 0 | 0 | 371.376 | 0 | 0
7105 | 116.5407 | 0 | 0 | 0 | 0 | 0 | 0 | 116.541 | 0 | 0
7106 | 122.7562 | 0 | 0 | 0 | 0 | 0 | 0 | 122.756 | 0 | 0
7107 | 114.9869 | 0 | 0 | 0 | 0 | 0 | 0 | 114.987 | 0 | 0
7108 | 121.2024 | 0 | 0 | 0 | 0 | 0 | 0 | 121.202 | 0 | 0
7109 | 123.5332 | 0 | 0 | 0 | 0 | 0 | 0 | 123.533 | 0 | 0
7110 | 101.7789 | 0 | 0 | 0 | 0 | 0 | 0 | 101.779 | 0 | 0
7111 | 87.8474 | 83.05 | 335.6557 | 0 | -335.6557 | 0 | 0 | 87.847 | 0 | 0
7112 | 176.3999 | 236.06 | 1098.006 | 0 | -1098.006 | 0 | 0 | 176.4 | 0 | 0
7113 | 1266.3005 | 155.49 | 695.0745 | 379.3319 | -315.7425 | 0 | 0 | 901.83 | 0 | 0
7114 | 1548.0484 | 47.11 | 182.4867 | 182.4867 | 0 | 0 | 0 | 901.83 | 0 | 490.082
7115 | 1673.0266 | 147.66 | 642.7296 | 642.7296 | 0 | 0 | 0 | 901.83 | 0 | 159.9143
7116 | 1771.9988 | 556.23 | 2465.3275 | 905.6517 | -1559.6758 | 0 | 0 | 901.83 | 0 | 0
7117 | 1494.0026 | 755.85 | 3308.9999 | 998.2704 | -2310.7295 | 0 | 0 | 534.844 | 0 | 0
7118 | 1420.6499 | 540.58 | 2419.1202 | 539.9758 | -1879.1444 | 0 | 0 | 901.83 | 0 | 0
7119 | 1712.2377 | 540.75 | 2467.841 | 843.4538 | -1624.3872 | 0 | 0 | 901.83 | 0 | 0
7120 | 1677.291 | 247.34 | 1143.6055 | 807.0818 | -336.5237 | 0 | 0 | 901.83 | 0 | 0
7121 | 1676.9667 | 8.81 | 12.7068 | 12.7068 | 0 | 0 | 0 | 901.83 | 0 | 794.0378
7122 | 1398.5489 | 0.98 | 0 | 0 | 0 | 0 | 0 | 901.83 | 0 | 516.9736
7123 | 1443.0422 | 0 | 0 | 0 | 0 | 0 | 0 | 901.83 | 0 | 563.2809
7124 | 1379.0653 | 0 | 0 | 0 | 0 | 0 | 0 | 901.83 | 0 | 496.6962
7125 | 1510.3678 | 0 | 0 | 0 | 0 | 0 | 0 | 901.83 | 0 | 633.3522
7126 | 1776.0807 | 0 | 0 | 0 | 0 | 0 | 0 | 901.83 | 0 | 909.9002
7127 | 1299.0406 | 0 | 0 | 0 | 0 | 0 | 0 | 901.83 | 0 | 413.408
7128 | 1407.035 | 0 | 0 | 0 | 0 | 0 | 0 | 901.83 | 0 | 525.8056
7129 | 1057.4129 | 0 | 0 | 0 | 0 | 0 | 0 | 901.83 | 0 | 161.9272
7130 | 1358.0879 | 0 | 0 | 0 | 0 | 0 | 0 | 901.83 | 0 | 474.8627
7131 | 1203.4772 | 0 | 0 | 0 | 0 | 0 | 0 | 901.83 | 0 | 313.9472
7132 | 1147.5377 | 0 | 0 | 0 | 0 | 0 | 0 | 901.83 | 0 | 255.7272
7133 | 1421.0199 | 0 | 0 | 0 | 0 | 0 | 0 | 901.83 | 0 | 540.3609
7134 | 1152.9763 | 0 | 0 | 0 | 0 | 0 | 0 | 901.83 | 0 | 261.3869
7135 | 1150.6454 | 31.36 | 114.9933 | 114.9933 | 0 | 0 | 0 | 901.83 | 0 | 143.9675
7136 | 1557.2327 | 91.31 | 401.0248 | 401.0248 | 0 | 0 | 0 | 901.83 | 0 | 281.1034
7137 | 1562.9559 | 34.32 | 126.5231 | 126.5231 | 0 | 0 | 0 | 901.83 | 0 | 561.5615
7138 | 1484.153 | 194.89 | 872.9234 | 606.0683 | -266.8552 | 0 | 0 | 901.83 | 0 | 0
7139 | 1538.7348 | 679.17 | 3032.6654 | 721.9359 | -2310.7295 | 0 | 0 | 845.084 | 0 | 0
7140 | 1370.921 | 657.2 | 2943.5957 | 632.8662 | -2310.7295 | 0 | 0 | 762.851 | 0 | 0
7141 | 1755.5239 | 166.42 | 730.822 | 730.822 | 0 | 0 | 0 | 901.83 | 0 | 157.6829
7142 | 1535.2541 | 260.15 | 1174.8059 | 659.254 | -515.5519 | 0 | 0 | 901.83 | 0 | 0
7143 | 1077.4462 | 56.91 | 229.1624 | 182.7781 | -46.3843 | 0 | 0 | 901.83 | 0 | 0
7144 | 1517.8449 | 76.51 | 326.4344 | 326.4344 | 0 | 0 | 0 | 901.83 | 0 | 314.6997
7145 | 1251.0074 | 98.36 | 428.8 | 363.4164 | -65.3837 | 0 | 0 | 901.83 | 0 | 0
7146 | 1642.0142 | 3.91 | 0 | 0 | 0 | 0 | 0 | 901.83 | 0 | 770.3663
7147 | 1603.6198 | 0 | 0 | 0 | 0 | 0 | 0 | 901.83 | 0 | 730.4067
7148 | 1352.6494 | 0 | 0 | 0 | 0 | 0 | 0 | 901.83 | 0 | 469.203
7149 | 1404.7042 | 0 | 0 | 0 | 0 | 0 | 0 | 901.83 | 0 | 523.3796
7150 | 1233.7778 | 0 | 0 | 0 | 0 | 0 | 0 | 901.83 | 0 | 345.4838
7151 | 1466.0823 | 0 | 0 | 0 | 0 | 0 | 0 | 901.83 | 0 | 587.2614
7152 | 1573.2998 | 0 | 0 | 0 | 0 | 0 | 0 | 901.83 | 0 | 698.8504
7153 | 1475.4056 | 0 | 0 | 0 | 0 | 0 | 0 | 901.83 | 0 | 596.9646
7154 | 1317.6872 | 0 | 0 | 0 | 0 | 0 | 0 | 901.83 | 0 | 432.8143
7155 | 1793.9503 | 0 | 0 | 0 | 0 | 0 | 0 | 901.83 | 0 | 928.4978
7156 | 1639.3396 | 0 | 0 | 0 | 0 | 0 | 0 | 901.83 | 0 | 767.5833
7157 | 1427.2354 | 0 | 0 | 0 | 0 | 0 | 0 | 901.83 | 0 | 546.8304
7158 | 1366.6343 | 0 | 0 | 0 | 0 | 0 | 0 | 901.83 | 0 | 483.7572
7159 | 1260.9775 | 76.77 | 303.8371 | 303.8371 | 0 | 0 | 0 | 901.83 | 0 | 69.9558
7160 | 331.6128 | 347.36 | 1641.5256 | 345.1341 | -1296.3916 | 0 | 0 | 0 | 0 | 0
7161 | 268.4554 | 386.29 | 1800.4689 | 279.4017 | -1521.0672 | 0 | 0 | 0 | 0 | 0
7162 | 276.049 | 472.4 | 2180.2994 | 287.3054 | -1892.994 | 0 | 0 | 0 | 0 | 0
7163 | 261.2493 | 669.06 | 3057.235 | 271.9019 | -2310.7295 | 0 | 474.6036 | 0 | 0 | 0
7164 | 324.2289 | 815.69 | 3697.2326 | 337.45 | -2310.7295 | 0 | 1049.0531 | 0 | 0 | 0
7165 | 205.8624 | 876.13 | 3979.5475 | 214.2574 | -2310.7295 | 0 | 1454.5605 | 0 | 0 | 0
7166 | 205.1622 | 581.37 | 2677.9395 | 213.5278 | -950.7413 | 0 | 1513.6704 | 0 | 0 | 0
7167 | 333.7513 | 566.08 | 2647.4083 | 347.3613 | 0 | 0 | 2300.047 | 0 | 0 | 0
7168 | 381.8331 | 288.03 | 1358.0638 | 397.4029 | 0 | 0 | 960.6609 | 0 | 0 | 0
7169 | 308.0162 | 163.65 | 706.1181 | 320.5759 | 0 | 0 | 385.5422 | 0 | 0 | 0
7170 | 338.7742 | 8.27 | 0 | 0 | 0 | 0 | 0 | 0 | 0 | 352.5881
7171 | 273.5706 | 0 | 0 | 0 | 0 | 0 | 0 | 0 | 0 | 284.7263
7172 | 258.7204 | 0 | 0 | 0 | 0 | 0 | 0 | 0 | 0 | 269.2698
7173 | 300.6751 | 0 | 0 | 0 | 0 | 0 | 0 | 0 | 0 | 312.9356
7174 | 283.5824 | 0 | 0 | 0 | 0 | 0 | 0 | 0 | 0 | 295.1456
7175 | 236.1892 | 0 | 0 | 0 | 0 | 0 | 0 | 0 | 0 | 245.82
7176 | 135.1872 | 0 | 0 | 0 | 0 | 0 | 0 | 0 | 0 | 140.6995
7177 | 138.295 | 0 | 0 | 0 | 0 | 0 | 0 | 0 | 0 | 143.9342
7178 | 120.4254 | 0 | 0 | 0 | 0 | 0 | 0 | 0 | 0 | 125.3355
7179 | 114.9869 | 0 | 0 | 0 | 0 | 0 | 0 | 0 | 0 | 119.6758
7180 | 111.8791 | 0 | 0 | 0 | 0 | 0 | 0 | 0 | 0 | 116.4411
7181 | 98.6711 | 0 | 0 | 0 | 0 | 0 | 0 | 0 | 0 | 102.6945
7182 | 96.3403 | 0 | 0 | 0 | 0 | 0 | 0 | 0 | 0 | 100.2684
7183 | 79.4371 | 140.73 | 555.6145 | 82.6762 | -472.9383 | 0 | 0 | 0 | 0 | 0
7184 | 86.9093 | 365.24 | 1723.6752 | 90.4539 | -1633.2213 | 0 | 0 | 0 | 0 | 0
7185 | 86.5519 | 639.01 | 2987.5685 | 90.0813 | -797.9719 | 0 | 2099.5153 | 0 | 0 | 0
7186 | 85.5428 | 820.55 | 3739.9919 | 89.0312 | 0 | 0 | 3650.9607 | 0 | 0 | 0
7187 | 82.0117 | 525.36 | 2388.6067 | 85.3562 | 0 | 0 | 2303.2505 | 0 | 0 | 0
7188 | 89.4741 | 555.48 | 2506.7151 | 93.1225 | 0 | 0 | 2413.5926 | 0 | 0 | 0
7189 | 85.7196 | 644.5 | 2914.3811 | 89.2154 | 0 | 0 | 2825.1657 | 0 | 0 | 0
7190 | 90.0355 | 732.28 | 3330.6564 | 93.7074 | 0 | 0 | 3236.949 | 0 | 0 | 0
7191 | 84.2988 | 115.75 | 503.1656 | 87.7364 | 0 | 0 | 415.4292 | 0 | 0 | 0
7192 | 95.4148 | 233.41 | 1082.2143 | 99.3057 | 0 | 0 | 982.9086 | 0 | 0 | 0
7193 | 85.638 | 30.37 | 110.2641 | 89.13 | 0 | 0 | 21.134 | 0 | 0 | 0
7194 | 92.1604 | 1.96 | 0 | 0 | 0 | 0 | 0 | 0 | 0 | 95.918
7195 | 99.1266 | 0 | 0 | 0 | 0 | 0 | 0 | 0 | 0 | 103.1691
7196 | 101.7789 | 0 | 0 | 0 | 0 | 0 | 0 | 0 | 0 | 105.9292
7197 | 100.225 | 0 | 0 | 0 | 0 | 0 | 0 | 0 | 0 | 104.3119
7198 | 107.9944 | 0 | 0 | 0 | 0 | 0 | 0 | 0 | 0 | 112.3976
7199 | 98.6711 | 0 | 0 | 0 | 0 | 0 | 0 | 0 | 0 | 102.6945
7200 | 104.1097 | 0 | 0 | 0 | 0 | 0 | 0 | 0 | 0 | 108.3553
7201 | 94.0095 | 0 | 0 | 0 | 0 | 0 | 0 | 0 | 0 | 97.8434
7202 | 100.225 | 0 | 0 | 0 | 0 | 0 | 0 | 0 | 0 | 104.3119
7203 | 97.1173 | 0 | 0 | 0 | 0 | 0 | 0 | 0 | 0 | 101.0771
7204 | 98.6711 | 0 | 0 | 0 | 0 | 0 | 0 | 0 | 0 | 102.6945
7205 | 93.2326 | 0 | 0 | 0 | 0 | 0 | 0 | 0 | 0 | 97.0347
7206 | 98.6711 | 0 | 0 | 0 | 0 | 0 | 0 | 0 | 0 | 102.6945
7207 | 88.0252 | 101.11 | 406.0695 | 91.6144 | -314.4551 | 0 | 0 | 0 | 0 | 0
7208 | 138.2668 | 339.4 | 1590.8991 | 143.9051 | -1175.0745 | 0 | 271.9196 | 0 | 0 | 0
7209 | 851.5291 | 558.92 | 2578.2268 | 886.2516 | 0 | 0 | 1691.9752 | 0 | 0 | 0
7210 | 1151.9371 | 803.56 | 3594.9763 | 1198.9093 | 0 | 0 | 2396.067 | 0 | 0 | 0
7211 | 1368.5727 | 924.84 | 4053.3791 | 1424.379 | 0 | 0 | 2629.0001 | 0 | 0 | 0
7212 | 1597.6423 | 779.49 | 3433.787 | 1662.7887 | 0 | 0 | 1770.9983 | 0 | 0 | 0
7213 | 1506.7813 | 680.43 | 3024.6275 | 1568.2237 | 0 | 0 | 1456.4037 | 0 | 0 | 0
7214 | 1412.897 | 599.57 | 2700.9313 | 1470.5104 | 0 | 0 | 1230.4209 | 0 | 0 | 0
7215 | 1414.7093 | 396.22 | 1812.2349 | 1472.3963 | 0 | 0 | 339.8386 | 0 | 0 | 0
7216 | 1584.3586 | 224.19 | 1031.2287 | 1031.2287 | 0 | 0 | 0 | 593.532 | 0 | 0
7217 | 1584.5198 | 83.9 | 361.2942 | 361.2942 | 0 | 0 | 0 | 901.83 | 0 | 349.2337
7218 | 1715.024 | 2.94 | 0 | 0 | 0 | 0 | 0 | 901.83 | 0 | 846.3534
7219 | 1680.964 | 0 | 0 | 0 | 0 | 0 | 0 | 901.83 | 0 | 810.9046
7220 | 1793.1733 | 0 | 0 | 0 | 0 | 0 | 0 | 901.83 | 0 | 927.6902
7221 | 1675.8557 | 0 | 0 | 0 | 0 | 0 | 0 | 901.83 | 0 | 805.5883
7222 | 1509.5909 | 0 | 0 | 0 | 0 | 0 | 0 | 785.896 | 0 | 753.205
7223 | 1940.7916 | 0 | 0 | 0 | 0 | 0 | 0 | 0 | 0 | 2019.9313
7224 | 1651.7706 | 0 | 0 | 0 | 0 | 0 | 0 | 901.83 | 0 | 780.5212
7225 | 1884.852 | 0 | 0 | 0 | 0 | 0 | 0 | 901.83 | 0 | 1023.1065
7226 | 1574.8537 | 0 | 0 | 0 | 0 | 0 | 0 | 901.83 | 0 | 700.4678
7227 | 1236.1086 | 0 | 0 | 0 | 0 | 0 | 0 | 901.83 | 0 | 347.9098
7228 | 1240.7703 | 0 | 0 | 0 | 0 | 0 | 0 | 901.83 | 0 | 352.7619
7229 | 1692.1714 | 0 | 0 | 0 | 0 | 0 | 0 | 901.83 | 0 | 822.5696
7230 | 1647.1089 | 0 | 0 | 0 | 0 | 0 | 0 | 901.83 | 0 | 775.6691
7231 | 1061.519 | 137.66 | 544.1764 | 166.2006 | -377.9758 | 0 | 0 | 901.83 | 0 | 0
7232 | 1120.1186 | 381.55 | 1796.5473 | 227.1901 | -1569.3571 | 0 | 0 | 901.83 | 0 | 0
7233 | 1674.4572 | 564.2 | 2631.0036 | 804.1323 | -1826.8713 | 0 | 0 | 901.83 | 0 | 0
7234 | 2076.6159 | 775.49 | 3534.4343 | 1223.7048 | -2310.7295 | 0 | 0 | 900.855 | 0 | 0
7235 | 1845.2748 | 883.27 | 3965.5115 | 1664.9483 | -2300.5632 | 0 | 0 | 245.558 | 0 | 0
7236 | 2071.6969 | 711.6 | 3194.4375 | 2156.1742 | -1038.2633 | 0 | 0 | 0 | 0 | 0
7237 | 1651.0189 | 743.83 | 3341.1651 | 1718.3423 | -1622.8229 | 0 | 0 | 0 | 0 | 0
7238 | 1496.2674 | 682.98 | 3104.0804 | 1557.28 | -1546.8004 | 0 | 0 | 0 | 0 | 0
7239 | 1315.4865 | 58.87 | 238.0257 | 238.0257 | 0 | 0 | 0 | 901.83 | 0 | 192.499
7240 | 1605.1611 | 248.35 | 1157.375 | 943.1446 | -214.2304 | 0 | 0 | 698.967 | 0 | 0
7241 | 1758.8346 | 130.18 | 562.5471 | 562.5471 | 0 | 0 | 0 | 901.83 | 0 | 329.4027
7242 | 1473.3059 | 5.96 | 0 | 0 | 0 | 0 | 0 | 901.83 | 0 | 594.779
7243 | 1812.4967 | 0 | 0 | 0 | 0 | 0 | 0 | 901.83 | 0 | 947.8011
7244 | 1695.2791 | 0 | 0 | 0 | 0 | 0 | 0 | 901.83 | 0 | 825.8033
7245 | 1998.285 | 0 | 0 | 0 | 0 | 0 | 0 | 901.83 | 0 | 1141.1649
7246 | 1626.9086 | 0 | 0 | 0 | 0 | 0 | 0 | 901.83 | 0 | 754.6454
7247 | 1615.2545 | 0 | 0 | 0 | 0 | 0 | 0 | 723.689 | 0 | 927.9202
7248 | 1388.3885 | 0 | 0 | 0 | 0 | 0 | 0 | 901.83 | 0 | 506.3993
7249 | 1436.5587 | 0 | 0 | 0 | 0 | 0 | 0 | 901.83 | 0 | 556.5335
7250 | 1567.0843 | 0 | 0 | 0 | 0 | 0 | 0 | 901.83 | 0 | 692.382
7251 | 991.3731 | 0 | 0 | 0 | 0 | 0 | 0 | 901.83 | 0 | 93.1943
7252 | 1218.2391 | 0 | 0 | 0 | 0 | 0 | 0 | 901.83 | 0 | 329.3111
7253 | 1230.6701 | 0 | 0 | 0 | 0 | 0 | 0 | 901.83 | 0 | 342.249
7254 | 1351.8724 | 0 | 0 | 0 | 0 | 0 | 0 | 901.83 | 0 | 468.3943
7255 | 1256.2333 | 44.27 | 176.1546 | 176.1546 | 0 | 0 | 0 | 901.83 | 0 | 192.6998
7256 | 631.5235 | 124.52 | 564.8733 | 0 | -564.8733 | 0 | 0 | 631.524 | 0 | 0
7257 | 1426.3624 | 204.61 | 936.3796 | 545.9218 | -390.4578 | 0 | 0 | 901.83 | 0 | 0
7258 | 1434.29 | 608.15 | 2793.7832 | 554.172 | -2239.6112 | 0 | 0 | 901.83 | 0 | 0
7259 | 1329.046 | 591.66 | 2686.4572 | 444.6365 | -2241.8207 | 0 | 0 | 901.83 | 0 | 0
7260 | 1071.6104 | 579.78 | 2621.7938 | 311.0642 | -2310.7295 | 0 | 0 | 772.734 | 0 | 0
7261 | 1688.5431 | 485.84 | 2203.466 | 818.7926 | -1384.6734 | 0 | 0 | 901.83 | 0 | 0
7262 | 1314.6289 | 196.59 | 878.6363 | 429.6316 | -449.0046 | 0 | 0 | 901.83 | 0 | 0
7263 | 1623.5803 | 188.41 | 855.1532 | 751.1817 | -103.9715 | 0 | 0 | 901.83 | 0 | 0
7264 | 1596.3166 | 81.44 | 349.9414 | 349.9414 | 0 | 0 | 0 | 901.83 | 0 | 372.8645
7265 | 1509.3432 | 63.11 | 264.6841 | 264.6841 | 0 | 0 | 0 | 901.83 | 0 | 367.6013
7266 | 1577.5497 | 1.96 | 0 | 0 | 0 | 0 | 0 | 901.83 | 0 | 703.2737
7267 | 1551.363 | 0 | 0 | 0 | 0 | 0 | 0 | 579.479 | 0 | 1011.5143
7268 | 1267.9631 | 0 | 0 | 0 | 0 | 0 | 0 | 0 | 0 | 1319.6665
7269 | 1587.2847 | 0 | 0 | 0 | 0 | 0 | 0 | 0 | 0 | 1652.0094
7270 | 1797.835 | 0 | 0 | 0 | 0 | 0 | 0 | 0 | 0 | 1871.1449
7271 | 1567.0843 | 0 | 0 | 0 | 0 | 0 | 0 | 0 | 0 | 1630.9847
7272 | 1323.9027 | 0 | 0 | 0 | 0 | 0 | 0 | 901.83 | 0 | 439.2838
7273 | 1209.6927 | 0 | 0 | 0 | 0 | 0 | 0 | 901.83 | 0 | 320.4167
7274 | 1199.5926 | 0 | 0 | 0 | 0 | 0 | 0 | 901.83 | 0 | 309.9048
7275 | 1285.8327 | 0 | 0 | 0 | 0 | 0 | 0 | 901.83 | 0 | 399.6614
7276 | 1353.4263 | 0 | 0 | 0 | 0 | 0 | 0 | 901.83 | 0 | 470.0117
7277 | 1157.6379 | 0 | 0 | 0 | 0 | 0 | 0 | 901.83 | 0 | 266.239
7278 | 1076.0594 | 0 | 0 | 0 | 0 | 0 | 0 | 901.83 | 0 | 181.3345
7279 | 1040.5708 | 122.71 | 490.6472 | 144.3984 | -346.2487 | 0 | 0 | 901.83 | 0 | 0
7280 | 680.187 | 346 | 1629.1165 | 0 | -1629.1165 | 0 | 0 | 680.187 | 0 | 0
7281 | 1145.7167 | 562.58 | 2613.7434 | 303.0138 | -2310.7295 | 0 | 0 | 854.575 | 0 | 0
7282 | 1580.9303 | 700.01 | 3175.8659 | 865.1363 | -2310.7295 | 0 | 0 | 749.69 | 0 | 0
7283 | 1460.9439 | 632.81 | 2825.3416 | 581.9129 | -2243.4287 | 0 | 0 | 901.83 | 0 | 0
7284 | 1561.3107 | 586.59 | 2609.4262 | 725.0447 | -1884.3815 | 0 | 0 | 864.672 | 0 | 0
7285 | 1658.8698 | 646.63 | 2874.894 | 1726.5134 | -1148.3806 | 0 | 0 | 0 | 0 | 0
7286 | 1697.236 | 335.97 | 1513.686 | 1513.686 | 0 | 0 | 0 | 242.855 | 0 | 0
7287 | 1609.0448 | 522.66 | 2395.0241 | 1674.6567 | -720.3674 | 0 | 0 | 0 | 0 | 0
7288 | 1884.7238 | 52.98 | 213.3957 | 213.3957 | 0 | 0 | 0 | 901.83 | 0 | 809.5786
7289 | 1429.3409 | 95.01 | 409.0378 | 409.0378 | 0 | 0 | 0 | 901.83 | 0 | 139.9834
7290 | 1778.5902 | 4.26 | 0 | 0 | 0 | 0 | 0 | 901.83 | 0 | 912.5115
7291 | 1691.5158 | 0 | 0 | 0 | 0 | 0 | 0 | 743.259 | 0 | 986.9239
7292 | 1294.379 | 0 | 0 | 0 | 0 | 0 | 0 | 0 | 0 | 1347.1596
7293 | 1858.4361 | 0 | 0 | 0 | 0 | 0 | 0 | 0 | 0 | 1934.2171
7294 | 1860.7669 | 0 | 0 | 0 | 0 | 0 | 0 | 0 | 0 | 1936.6431
7295 | 1745.7801 | 0 | 0 | 0 | 0 | 0 | 0 | 0 | 0 | 1816.9673
7296 | 1270.2939 | 0 | 0 | 0 | 0 | 0 | 0 | 901.83 | 0 | 383.4888
7297 | 979.2 | 0 | 0 | 0 | 0 | 0 | 0 | 801.568 | 0 | 184.8753
7298 | 1126.4 | 0 | 0 | 0 | 0 | 0 | 0 | 801.568 | 0 | 338.0776
7299 | 942.4 | 0 | 0 | 0 | 0 | 0 | 0 | 801.568 | 0 | 146.5747
7300 | 1153.6 | 0 | 0 | 0 | 0 | 0 | 0 | 801.568 | 0 | 366.3867
7301 | 813.6 | 0 | 0 | 0 | 0 | 0 | 0 | 801.568 | 0 | 12.5226
7302 | 752.8 | 0 | 0 | 0 | 0 | 0 | 0 | 752.8 | 0 | 0
7303 | 972.165 | 83.85 | 343.9195 | 343.9195 | 0 | 0 | 0 | 641.72 | 0 | 0
7304 | 714.13 | 118.74 | 532.4167 | 532.4167 | 0 | 0 | 0 | 202.573 | 0 | 0
7305 | 999.303 | 360.31 | 1666.6906 | 1040.0514 | -626.6392 | 0 | 0 | 0 | 0 | 0
7306 | 1215.461 | 671.32 | 3028.5554 | 1265.0236 | -1763.5317 | 0 | 0 | 0 | 0 | 0
7307 | 1450.762 | 927.84 | 4013.3279 | 1509.9205 | -2310.7295 | 0 | 192.678 | 0 | 0 | 0
7308 | 1203.09 | 831.32 | 3566.9825 | 1252.1492 | -2310.7295 | 0 | 4.1038 | 0 | 0 | 0
7309 | 1458.605 | 662.5 | 2862.0966 | 1518.0822 | -1344.0144 | 0 | 0 | 0 | 0 | 0
7310 | 1394.271 | 597.71 | 2593.1495 | 1451.1249 | -1142.0246 | 0 | 0 | 0 | 0 | 0
7311 | 1158.39 | 477.03 | 2135.6521 | 1205.6254 | -930.0267 | 0 | 0 | 0 | 0 | 0
7312 | 1214.189 | 361.53 | 1663.2789 | 1263.6997 | -399.5792 | 0 | 0 | 0 | 0 | 0
7313 | 1159.956 | 154.49 | 655.5759 | 655.5759 | 0 | 0 | 0 | 530.065 | 0 | 0
7314 | 1375.523 | 2.94 | 0 | 0 | 0 | 0 | 0 | 801.568 | 0 | 597.359
7315 | 1310.4 | 0 | 0 | 0 | 0 | 0 | 0 | 0 | 0 | 1363.8339
7316 | 1376 | 0 | 0 | 0 | 0 | 0 | 0 | 0 | 0 | 1432.1089
7317 | 1444 | 0 | 0 | 0 | 0 | 0 | 0 | 0 | 0 | 1502.8817
7318 | 890.4 | 0 | 0 | 0 | 0 | 0 | 0 | 0 | 0 | 926.7077
7319 | 1152 | 0 | 0 | 0 | 0 | 0 | 0 | 0 | 0 | 1198.9749
7320 | 1338.4 | 0 | 0 | 0 | 0 | 0 | 0 | 801.568 | 0 | 558.7223
7321 | 1149.6 | 0 | 0 | 0 | 0 | 0 | 0 | 801.568 | 0 | 362.2236
7322 | 1115.2 | 0 | 0 | 0 | 0 | 0 | 0 | 801.568 | 0 | 326.4209
7323 | 995.2 | 0 | 0 | 0 | 0 | 0 | 0 | 801.568 | 0 | 201.5277
7324 | 1403.2 | 0 | 0 | 0 | 0 | 0 | 0 | 801.568 | 0 | 626.1646
7325 | 927.2 | 0 | 0 | 0 | 0 | 0 | 0 | 801.568 | 0 | 130.7549
7326 | 899.2 | 0 | 0 | 0 | 0 | 0 | 0 | 801.568 | 0 | 101.6131
7327 | 729.6 | 81.05 | 332.0619 | 332.0619 | 0 | 0 | 0 | 410.548 | 0 | 0
7328 | 1140.583 | 292.1 | 1349.7647 | 1187.0923 | -162.6724 | 0 | 0 | 0 | 0 | 0
7329 | 1125.237 | 460.31 | 2087.9627 | 1171.1206 | -916.8421 | 0 | 0 | 0 | 0 | 0
7330 | 1053.168 | 646.62 | 2855.5449 | 1096.1128 | -1759.4321 | 0 | 0 | 0 | 0 | 0
7331 | 1214.887 | 736.09 | 3200.1628 | 1264.4262 | -1935.7366 | 0 | 0 | 0 | 0 | 0
7332 | 1367.312 | 821.74 | 3541.2649 | 1423.0666 | -2118.1983 | 0 | 0 | 0 | 0 | 0
7333 | 1412.702 | 629.21 | 2757.612 | 1470.3075 | -1287.3046 | 0 | 0 | 0 | 0 | 0
7334 | 992.147 | 456.85 | 2038.4155 | 1032.6036 | -1005.8119 | 0 | 0 | 0 | 0 | 0
7335 | 979.152 | 311.56 | 1408.8184 | 1019.0787 | -389.7397 | 0 | 0 | 0 | 0 | 0
7336 | 1263.475 | 275.25 | 1267.9315 | 1267.9315 | 0 | 0 | 0 | 45.22 | 0 | 0
7337 | 1350.183 | 172.84 | 728.2357 | 728.2357 | 0 | 0 | 0 | 650.479 | 0 | 0
7338 | 1374.738 | 1.96 | 0 | 0 | 0 | 0 | 0 | 40.039 | 0 | 1389.1237
7339 | 1219.2 | 0 | 0 | 0 | 0 | 0 | 0 | 0 | 0 | 1268.9151
7340 | 1216 | 0 | 0 | 0 | 0 | 0 | 0 | 0 | 0 | 1265.5846
7341 | 1084.8 | 0 | 0 | 0 | 0 | 0 | 0 | 0 | 0 | 1129.0347
7342 | 1232 | 0 | 0 | 0 | 0 | 0 | 0 | 0 | 0 | 1282.237
7343 | 838.4 | 0 | 0 | 0 | 0 | 0 | 0 | 0 | 0 | 872.5873
7344 | 932 | 0 | 0 | 0 | 0 | 0 | 0 | 0 | 0 | 970.004
7345 | 870.547 | 0 | 0 | 0 | 0 | 0 | 0 | 801.568 | 0 | 71.7917
7346 | 870.2682 | 0 | 0 | 0 | 0 | 0 | 0 | 801.568 | 0 | 71.5014
7347 | 862.4134 | 0 | 0 | 0 | 0 | 0 | 0 | 801.568 | 0 | 63.3271
7348 | 826.5843 | 0 | 0 | 0 | 0 | 0 | 0 | 801.568 | 0 | 26.0361
7349 | 819.3456 | 0 | 0 | 0 | 0 | 0 | 0 | 801.568 | 0 | 18.5029
7350 | 813.6014 | 0 | 0 | 0 | 0 | 0 | 0 | 801.568 | 0 | 12.5247
7351 | 903.9083 | 92.31 | 377.8998 | 377.8998 | 0 | 0 | 0 | 0 | 0 | 562.8677
7352 | 791.2837 | 315.48 | 1475.528 | 823.549 | -651.979 | 0 | 0 | 0 | 0 | 0
7353 | 1005.2559 | 518.88 | 2368.5051 | 1046.2471 | -1322.258 | 0 | 0 | 0 | 0 | 0
7354 | 1195.4363 | 637.77 | 2821.5958 | 1244.1831 | -1577.4128 | 0 | 0 | 0 | 0 | 0
7355 | 1226.7781 | 933.73 | 3943.7645 | 1276.8031 | -2310.7295 | 0 | 356.2319 | 0 | 0 | 0
7356 | 1217.1598 | 884.58 | 3719.5073 | 1266.7919 | -2310.7295 | 0 | 141.9859 | 0 | 0 | 0
7357 | 1234.1608 | 775.12 | 3272.5311 | 1284.4861 | -1988.045 | 0 | 0 | 0 | 0 | 0
7358 | 1231.0896 | 685.1 | 2947.5049 | 1281.2889 | -1666.216 | 0 | 0 | 0 | 0 | 0
7359 | 1249.2235 | 479.27 | 2136.5316 | 1300.1623 | -766.0128 | 0 | 70.3565 | 0 | 0 | 0
7360 | 1250.9173 | 352.17 | 1613.3799 | 1301.9254 | 0 | 0 | 311.4545 | 0 | 0 | 0
7361 | 1257.5245 | 146.74 | 616.2596 | 616.2596 | 0 | 0 | 0 | 0 | 0 | 692.5433
7362 | 1230.4932 | 2.94 | 0 | 0 | 0 | 0 | 0 | 0 | 0 | 1280.6686
7363 | 1196.9072 | 0 | 0 | 0 | 0 | 0 | 0 | 0 | 0 | 1245.713
7364 | 1113.5542 | 0 | 0 | 0 | 0 | 0 | 0 | 0 | 0 | 1158.9612
7365 | 1185.424 | 0 | 0 | 0 | 0 | 0 | 0 | 0 | 0 | 1233.7618
7366 | 1185.7689 | 0 | 0 | 0 | 0 | 0 | 0 | 0 | 0 | 1234.1209
7367 | 1162.3773 | 0 | 0 | 0 | 0 | 0 | 0 | 0 | 0 | 1209.775
7368 | 889.2698 | 0 | 0 | 0 | 0 | 0 | 0 | 0 | 0 | 925.5316
7369 | 85.6 | 0 | 0 | 0 | 0 | 0 | 0 | 0 | 0 | 89.0905
7370 | 91.2 | 0 | 0 | 0 | 0 | 0 | 0 | 0 | 0 | 94.9188
7371 | 84 | 0 | 0 | 0 | 0 | 0 | 0 | 0 | 0 | 87.4253
7372 | 87.2 | 0 | 0 | 0 | 0 | 0 | 0 | 0 | 0 | 90.7557
7373 | 81.6 | 0 | 0 | 0 | 0 | 0 | 0 | 0 | 0 | 84.9274
7374 | 85.6 | 0 | 0 | 0 | 0 | 0 | 0 | 0 | 0 | 89.0905
7375 | 65.492 | 19.59 | 60.4993 | 60.4993 | 0 | 0 | 0 | 0 | 0 | 7.6632
7376 | 93.277 | 34.3 | 128.8908 | 97.0805 | -31.8103 | 0 | 0 | 0 | 0 | 0
7377 | 618.406 | 351.42 | 1604.601 | 643.6226 | -960.9784 | 0 | 0 | 0 | 0 | 0
7378 | 770.837 | 545.52 | 2432.2277 | 802.2693 | -1629.9585 | 0 | 0 | 0 | 0 | 0
7379 | 1352.587 | 685.08 | 2986.458 | 1407.7412 | -1578.7169 | 0 | 0 | 0 | 0 | 0
7380 | 1093.259 | 793.87 | 3409.6181 | 1137.8386 | -2271.7795 | 0 | 0 | 0 | 0 | 0
7381 | 1179.255 | 775.79 | 3352.0205 | 1227.3412 | -2124.6792 | 0 | 0 | 0 | 0 | 0
7382 | 1555.276 | 644.34 | 2846.7244 | 1618.6952 | -1228.0292 | 0 | 0 | 0 | 0 | 0
7383 | 1278.067 | 559.79 | 2530.2772 | 1330.1835 | -774.2838 | 0 | 425.8099 | 0 | 0 | 0
7384 | 1480.787 | 296.88 | 1370.5584 | 1370.5584 | 0 | 0 | 0 | 163.926 | 0 | 0
7385 | 1756.931 | 152.64 | 650.3793 | 650.3793 | 0 | 0 | 0 | 801.568 | 0 | 343.9403
7386 | 1617.657 | 3.15 | 0 | 0 | 0 | 0 | 0 | 801.568 | 0 | 849.3665
7387 | 1474.4 | 0 | 0 | 0 | 0 | 0 | 0 | 0 | 0 | 1534.5213
7388 | 1431.2 | 0 | 0 | 0 | 0 | 0 | 0 | 0 | 0 | 1489.5597
7389 | 1365.6 | 0 | 0 | 0 | 0 | 0 | 0 | 0 | 0 | 1421.2848
7390 | 1100.8 | 0 | 0 | 0 | 0 | 0 | 0 | 0 | 0 | 1145.6871
7391 | 1292.8 | 0 | 0 | 0 | 0 | 0 | 0 | 0 | 0 | 1345.5162
7392 | 1215.2 | 0 | 0 | 0 | 0 | 0 | 0 | 801.568 | 0 | 430.4986
7393 | 949.6 | 0 | 0 | 0 | 0 | 0 | 0 | 801.568 | 0 | 154.0683
7394 | 1412.8 | 0 | 0 | 0 | 0 | 0 | 0 | 801.568 | 0 | 636.1561
7395 | 1319.2 | 0 | 0 | 0 | 0 | 0 | 0 | 801.568 | 0 | 538.7394
7396 | 1212.8 | 0 | 0 | 0 | 0 | 0 | 0 | 801.568 | 0 | 428.0007
7397 | 1012 | 0 | 0 | 0 | 0 | 0 | 0 | 801.568 | 0 | 219.0127
7398 | 1101.6 | 0 | 0 | 0 | 0 | 0 | 0 | 801.568 | 0 | 312.2663
7399 | 1240.205 | 128.12 | 508.6359 | 508.6359 | 0 | 0 | 0 | 727.05 | 0 | 25.4439
7400 | 972.841 | 339.25 | 1578.8657 | 1012.5103 | -566.3553 | 0 | 0 | 0 | 0 | 0
7401 | 1091.276 | 613.4 | 2797.4873 | 1135.7747 | -1661.7126 | 0 | 0 | 0 | 0 | 0
7402 | 1317.246 | 668.43 | 2963.1987 | 1370.9591 | -1592.2397 | 0 | 0 | 0 | 0 | 0
7403 | 1461.008 | 804.34 | 3465.6244 | 1520.5832 | -1945.0411 | 0 | 0 | 0 | 0 | 0
7404 | 1485.364 | 800.33 | 3417.8985 | 1545.9324 | -1871.9661 | 0 | 0 | 0 | 0 | 0
7405 | 1859.342 | 742.79 | 3175.1613 | 1935.16 | -1240.0012 | 0 | 0 | 0 | 0 | 0
7406 | 1111.595 | 786.91 | 3384.3678 | 1156.9223 | -2227.4455 | 0 | 0 | 0 | 0 | 0
7407 | 1623.432 | 601.18 | 2686.5238 | 1689.6304 | -996.8935 | 0 | 0 | 0 | 0 | 0
7408 | 1529.712 | 236.96 | 1080.5574 | 1080.5574 | 0 | 0 | 0 | 491.49 | 0 | 0
7409 | 1351.591 | 114.64 | 488.9288 | 488.9288 | 0 | 0 | 0 | 801.568 | 0 | 83.5223
7410 | 1119.86 | 3.15 | 0 | 0 | 0 | 0 | 0 | 801.568 | 0 | 331.2709
7411 | 915.2 | 0 | 0 | 0 | 0 | 0 | 0 | 0 | 0 | 952.5189
7412 | 1072.8 | 0 | 0 | 0 | 0 | 0 | 0 | 0 | 0 | 1116.5453
7413 | 1204 | 0 | 0 | 0 | 0 | 0 | 0 | 0 | 0 | 1253.0953
7414 | 921.6 | 0 | 0 | 0 | 0 | 0 | 0 | 0 | 0 | 959.1799
7415 | 1499.2 | 0 | 0 | 0 | 0 | 0 | 0 | 0 | 0 | 1560.3326
7416 | 1340 | 0 | 0 | 0 | 0 | 0 | 0 | 801.568 | 0 | 560.3875
7417 | 1268 | 0 | 0 | 0 | 0 | 0 | 0 | 801.568 | 0 | 485.4516
7418 | 1223.2 | 0 | 0 | 0 | 0 | 0 | 0 | 801.568 | 0 | 438.8248
7419 | 1244.8 | 0 | 0 | 0 | 0 | 0 | 0 | 801.568 | 0 | 461.3056
7420 | 1196 | 0 | 0 | 0 | 0 | 0 | 0 | 801.568 | 0 | 410.5157
7421 | 920 | 0 | 0 | 0 | 0 | 0 | 0 | 801.568 | 0 | 123.2613
7422 | 1409.6 | 0 | 0 | 0 | 0 | 0 | 0 | 801.568 | 0 | 632.8256
7423 | 1301.174 | 48.48 | 193.5002 | 193.5002 | 0 | 0 | 0 | 801.568 | 0 | 326.4782
7424 | 900.704 | 145.41 | 661.2461 | 103.1784 | -558.0676 | 0 | 0 | 801.568 | 0 | 0
7425 | 1025.232 | 73.26 | 307.6078 | 232.7853 | -74.8225 | 0 | 0 | 801.568 | 0 | 0
7426 | 1161.734 | 343.28 | 1554.8175 | 374.8524 | -1179.9651 | 0 | 0 | 801.568 | 0 | 0
7427 | 1161.093 | 510.05 | 2277.5038 | 374.1853 | -1903.3185 | 0 | 0 | 801.568 | 0 | 0
7428 | 1382.406 | 466.93 | 2075.2319 | 604.5238 | -1470.7082 | 0 | 0 | 801.568 | 0 | 0
7429 | 1308.312 | 467.01 | 2073.0879 | 527.4074 | -1545.6805 | 0 | 0 | 801.568 | 0 | 0
7430 | 1078.045 | 437.25 | 1948.9024 | 287.7508 | -1661.1516 | 0 | 0 | 801.568 | 0 | 0
7431 | 1313.362 | 346.46 | 1564.2584 | 532.6633 | -1031.5951 | 0 | 0 | 801.568 | 0 | 0
7432 | 1419.024 | 140.59 | 625.6026 | 625.6026 | 0 | 0 | 0 | 801.568 | 0 | 17.0313
7433 | 1209.14 | 79.89 | 338.3826 | 338.3826 | 0 | 0 | 0 | 801.568 | 0 | 85.81
7434 | 1214.131 | 0.98 | 0 | 0 | 0 | 0 | 0 | 801.568 | 0 | 429.386
7435 | 1495.2 | 0 | 0 | 0 | 0 | 0 | 0 | 0 | 0 | 1556.1695
7436 | 1044.8 | 0 | 0 | 0 | 0 | 0 | 0 | 0 | 0 | 1087.4036
7437 | 1540.8 | 0 | 0 | 0 | 0 | 0 | 0 | 0 | 0 | 1603.6289
7438 | 1288 | 0 | 0 | 0 | 0 | 0 | 0 | 0 | 0 | 1340.5205
7439 | 1128.8 | 0 | 0 | 0 | 0 | 0 | 0 | 0 | 0 | 1174.8288
7440 | 1216 | 0 | 0 | 0 | 0 | 0 | 0 | 801.568 | 0 | 431.3312
7441 | 784.8 | 0 | 0 | 0 | 0 | 0 | 0 | 784.8 | 0 | 0
7442 | 1167.2 | 0 | 0 | 0 | 0 | 0 | 0 | 801.568 | 0 | 380.5413
7443 | 1024 | 0 | 0 | 0 | 0 | 0 | 0 | 801.568 | 0 | 231.5021
7444 | 1230.4 | 0 | 0 | 0 | 0 | 0 | 0 | 801.568 | 0 | 446.3184
7445 | 1207.2 | 0 | 0 | 0 | 0 | 0 | 0 | 801.568 | 0 | 422.1724
7446 | 961.6 | 0 | 0 | 0 | 0 | 0 | 0 | 801.568 | 0 | 166.5576
7447 | 1106.751 | 104.12 | 426.833 | 317.6274 | -109.2056 | 0 | 0 | 801.568 | 0 | 0
7448 | 981.304 | 347.9 | 1640.5244 | 187.0651 | -1453.4594 | 0 | 0 | 801.568 | 0 | 0
7449 | 1087.115 | 588.28 | 2750.3568 | 1067.6424 | -1682.7144 | 0 | 0 | 61.303 | 0 | 0
7450 | 1162.094 | 780.12 | 3543.438 | 1209.4805 | -2310.7295 | 0 | 23.2281 | 0 | 0 | 0
7451 | 1710.031 | 734.77 | 3311.8538 | 1779.7606 | -1532.0932 | 0 | 0 | 0 | 0 | 0
7452 | 1447.547 | 765.88 | 3431.031 | 1506.5733 | -1924.4577 | 0 | 0 | 0 | 0 | 0
7453 | 1355.19 | 563.09 | 2533.871 | 1410.4503 | -1123.4207 | 0 | 0 | 0 | 0 | 0
7454 | 1224.544 | 610.74 | 2773.7066 | 1274.477 | -1499.2296 | 0 | 0 | 0 | 0 | 0
7455 | 1435.996 | 359.68 | 1655.3503 | 1494.5513 | -160.799 | 0 | 0 | 0 | 0 | 0
7456 | 1576.816 | 336.78 | 1581.4031 | 1581.4031 | 0 | 0 | 0 | 57.371 | 0 | 0
7457 | 1545.343 | 161.88 | 692.0937 | 692.0937 | 0 | 0 | 0 | 801.568 | 0 | 82.0101
7458 | 1644.762 | 1.96 | 0 | 0 | 0 | 0 | 0 | 801.568 | 0 | 877.5767
7459 | 1521.6 | 0 | 0 | 0 | 0 | 0 | 0 | 801.568 | 0 | 749.3926
7460 | 1470.4 | 0 | 0 | 0 | 0 | 0 | 0 | 801.568 | 0 | 696.1048
7461 | 1567.2 | 0 | 0 | 0 | 0 | 0 | 0 | 580.376 | 0 | 1027.0635
7462 | 1155.2 | 0 | 0 | 0 | 0 | 0 | 0 | 0 | 0 | 1202.3054
7463 | 1411.2 | 0 | 0 | 0 | 0 | 0 | 0 | 0 | 0 | 1468.7442
7464 | 1588.8 | 0 | 0 | 0 | 0 | 0 | 0 | 801.568 | 0 | 819.3328
7465 | 1478.4 | 0 | 0 | 0 | 0 | 0 | 0 | 801.568 | 0 | 704.431
7466 | 1609.6 | 0 | 0 | 0 | 0 | 0 | 0 | 801.568 | 0 | 840.981
7467 | 1016 | 0 | 0 | 0 | 0 | 0 | 0 | 801.568 | 0 | 223.1758
7468 | 1200 | 0 | 0 | 0 | 0 | 0 | 0 | 801.568 | 0 | 414.6788
7469 | 1240 | 0 | 0 | 0 | 0 | 0 | 0 | 801.568 | 0 | 456.3099
7470 | 1102.4 | 0 | 0 | 0 | 0 | 0 | 0 | 801.568 | 0 | 313.099
7471 | 1127.493 | 55.02 | 223.2976 | 223.2976 | 0 | 0 | 0 | 801.568 | 0 | 115.9176
7472 | 1108.431 | 91.14 | 399.8529 | 319.3759 | -80.477 | 0 | 0 | 801.568 | 0 | 0
7473 | 1506.879 | 227.17 | 1030.6761 | 734.0713 | -296.6047 | 0 | 0 | 801.568 | 0 | 0
7474 | 1545.101 | 316.88 | 1418.0948 | 773.8519 | -644.2429 | 0 | 0 | 801.568 | 0 | 0
7475 | 1717.536 | 757.06 | 3248.8899 | 953.3182 | -2295.5716 | 0 | 0 | 801.568 | 0 | 0
7476 | 1743.337 | 897.05 | 3769.704 | 1458.9744 | -2310.7295 | 0 | 0 | 341.524 | 0 | 0
7477 | 1659.288 | 881.42 | 3748.4971 | 1437.7676 | -2310.7295 | 0 | 0 | 277.851 | 0 | 0
7478 | 1711.846 | 824.31 | 3579.0701 | 1268.3406 | -2310.7295 | 0 | 0 | 493.199 | 0 | 0
7479 | 1778.711 | 300.73 | 1356.3882 | 1016.9878 | -339.4004 | 0 | 0 | 801.568 | 0 | 0
7480 | 1671.964 | 311.63 | 1436.4427 | 905.888 | -530.5547 | 0 | 0 | 801.568 | 0 | 0
7481 | 1740.399 | 7.83 | 7.9838 | 7.9838 | 0 | 0 | 0 | 801.568 | 0 | 969.1297
7482 | 1561.823 | 0 | 0 | 0 | 0 | 0 | 0 | 801.568 | 0 | 791.2558
7483 | 1636 | 0 | 0 | 0 | 0 | 0 | 0 | 801.568 | 0 | 868.4575
7484 | 1423.2 | 0 | 0 | 0 | 0 | 0 | 0 | 801.568 | 0 | 646.9802
7485 | 1198.4 | 0 | 0 | 0 | 0 | 0 | 0 | 801.568 | 0 | 413.0135
7486 | 1556.8 | 0 | 0 | 0 | 0 | 0 | 0 | 752.535 | 0 | 837.0603
7487 | 1191.2 | 0 | 0 | 0 | 0 | 0 | 0 | 0 | 0 | 1239.7733
7488 | 1529.6 | 0 | 0 | 0 | 0 | 0 | 0 | 801.568 | 0 | 757.7188
7489 | 1598.4 | 0 | 0 | 0 | 0 | 0 | 0 | 801.568 | 0 | 829.3243
7490 | 1415.2 | 0 | 0 | 0 | 0 | 0 | 0 | 801.568 | 0 | 638.6539
7491 | 1582.4 | 0 | 0 | 0 | 0 | 0 | 0 | 801.568 | 0 | 812.6718
7492 | 1364.8 | 0 | 0 | 0 | 0 | 0 | 0 | 801.568 | 0 | 586.1988
7493 | 1329.6 | 0 | 0 | 0 | 0 | 0 | 0 | 801.568 | 0 | 549.5635
7494 | 1695.2 | 0 | 0 | 0 | 0 | 0 | 0 | 801.568 | 0 | 930.0714
7495 | 1435.98 | 55.23 | 214.2449 | 214.2449 | 0 | 0 | 0 | 801.568 | 0 | 446.0363
7496 | 1870.081 | 281.17 | 1327.4473 | 1112.0846 | -215.3627 | 0 | 0 | 801.568 | 0 | 0
7497 | 1222.75 | 476.72 | 2222.0137 | 438.3565 | -1783.6572 | 0 | 0 | 801.568 | 0 | 0
7498 | 1723.893 | 679.54 | 3064.97 | 959.9345 | -2105.0356 | 0 | 0 | 801.568 | 0 | 0
7499 | 1512.119 | 625.15 | 2780.1542 | 739.526 | -2040.6282 | 0 | 0 | 801.568 | 0 | 0
7500 | 1701.586 | 783.23 | 3418.396 | 1107.6665 | -2310.7295 | 0 | 0 | 637.317 | 0 | 0
7501 | 1506.384 | 628.5 | 2766.3722 | 733.5561 | -2032.8161 | 0 | 0 | 801.568 | 0 | 0
7502 | 1400.986 | 425.31 | 1901.5054 | 623.8603 | -1277.6451 | 0 | 0 | 801.568 | 0 | 0
7503 | 1718.665 | 451.34 | 2049.3801 | 1692.6122 | -356.7679 | 0 | 0 | 92.367 | 0 | 0
7504 | 1537.608 | 46.07 | 181.601 | 181.601 | 0 | 0 | 0 | 801.568 | 0 | 584.4534
7505 | 1343.34 | 39.2 | 150.4308 | 150.4308 | 0 | 0 | 0 | 801.568 | 0 | 413.433
7506 | 1522.828 | 0.98 | 0 | 0 | 0 | 0 | 0 | 801.568 | 0 | 750.6707
7507 | 1356.8 | 0 | 0 | 0 | 0 | 0 | 0 | 801.568 | 0 | 577.8726
7508 | 1599.2 | 0 | 0 | 0 | 0 | 0 | 0 | 801.568 | 0 | 830.1569
7509 | 1412.8 | 0 | 0 | 0 | 0 | 0 | 0 | 801.568 | 0 | 636.1561
7510 | 1264.8 | 0 | 0 | 0 | 0 | 0 | 0 | 801.568 | 0 | 482.1211
7511 | 1524 | 0 | 0 | 0 | 0 | 0 | 0 | 801.568 | 0 | 751.8905
7512 | 828.8 | 0 | 0 | 0 | 0 | 0 | 0 | 801.568 | 0 | 28.3424
7513 | 1140 | 0 | 0 | 0 | 0 | 0 | 0 | 801.568 | 0 | 352.2322
7514 | 1248.8 | 0 | 0 | 0 | 0 | 0 | 0 | 801.568 | 0 | 465.4687
7515 | 1267.2 | 0 | 0 | 0 | 0 | 0 | 0 | 801.568 | 0 | 484.619
7516 | 1367.2 | 0 | 0 | 0 | 0 | 0 | 0 | 801.568 | 0 | 588.6967
7517 | 1266.4 | 0 | 0 | 0 | 0 | 0 | 0 | 801.568 | 0 | 483.7864
7518 | 1180 | 0 | 0 | 0 | 0 | 0 | 0 | 801.568 | 0 | 393.8632
7519 | 1235.738 | 95.7 | 385.5672 | 385.5672 | 0 | 0 | 0 | 801.568 | 0 | 66.3068
7520 | 932.415 | 276.36 | 1316.0508 | 970.4359 | -345.6149 | 0 | 0 | 0 | 0 | 0
7521 | 1225.774 | 470.92 | 2241.0412 | 1275.7571 | -965.284 | 0 | 0 | 0 | 0 | 0
7522 | 1183.594 | 623.96 | 2909.7913 | 1231.8572 | -1677.9341 | 0 | 0 | 0 | 0 | 0
7523 | 1167.775 | 747.37 | 3429.3856 | 1215.3931 | -2213.9924 | 0 | 0 | 0 | 0 | 0
7524 | 1149.101 | 613.69 | 2808.6579 | 1195.9577 | -1612.7003 | 0 | 0 | 0 | 0 | 0
7525 | 1061.564 | 581.27 | 2661.541 | 1104.8512 | -1556.6898 | 0 | 0 | 0 | 0 | 0
7526 | 1207.035 | 462.95 | 2135.573 | 1256.254 | -879.319 | 0 | 0 | 0 | 0 | 0
7527 | 1229.373 | 258.06 | 1190.1782 | 1190.1782 | 0 | 0 | 0 | 85.825 | 0 | 0
7528 | 1219.569 | 159.94 | 733.0503 | 733.0503 | 0 | 0 | 0 | 515.239 | 0 | 0
7529 | 850.341 | 60.24 | 252.5726 | 252.5726 | 0 | 0 | 0 | 607.664 | 0 | 0
7530 | 1029.964 | 0.98 | 0 | 0 | 0 | 0 | 0 | 801.568 | 0 | 237.7093
7531 | 1183.2 | 0 | 0 | 0 | 0 | 0 | 0 | 0 | 0 | 1231.4471
7532 | 1294.4 | 0 | 0 | 0 | 0 | 0 | 0 | 0 | 0 | 1347.1815
7533 | 1021.6 | 0 | 0 | 0 | 0 | 0 | 0 | 0 | 0 | 1063.2576
7534 | 1191.2 | 0 | 0 | 0 | 0 | 0 | 0 | 0 | 0 | 1239.7733
7535 | 1176 | 0 | 0 | 0 | 0 | 0 | 0 | 0 | 0 | 1223.9535
7536 | 173.6 | 0 | 0 | 0 | 0 | 0 | 0 | 173.6 | 0 | 0
7537 | 89.6 | 0 | 0 | 0 | 0 | 0 | 0 | 89.6 | 0 | 0
7538 | 171.2 | 0 | 0 | 0 | 0 | 0 | 0 | 171.2 | 0 | 0
7539 | 109.6 | 0 | 0 | 0 | 0 | 0 | 0 | 109.6 | 0 | 0
7540 | 114.4 | 0 | 0 | 0 | 0 | 0 | 0 | 114.4 | 0 | 0
7541 | 85.6 | 0 | 0 | 0 | 0 | 0 | 0 | 85.6 | 0 | 0
7542 | 88.8 | 0 | 0 | 0 | 0 | 0 | 0 | 88.8 | 0 | 0
7543 | 85.749 | 54.76 | 213.3894 | 0 | -213.3894 | 0 | 0 | 85.749 | 0 | 0
7544 | 209.928 | 43.12 | 172.8033 | 0 | -172.8033 | 0 | 0 | 209.928 | 0 | 0
7545 | 856.951 | 130.08 | 581.6714 | 57.6413 | -524.0301 | 0 | 0 | 801.568 | 0 | 0
7546 | 1343.987 | 159.45 | 711.8435 | 564.5371 | -147.3063 | 0 | 0 | 801.568 | 0 | 0
7547 | 1233.607 | 253.77 | 1146.0462 | 449.6562 | -696.39 | 0 | 0 | 801.568 | 0 | 0
7548 | 1009.939 | 423.35 | 1919.3183 | 629.8459 | -1289.4725 | 0 | 0 | 404.771 | 0 | 0
7549 | 1251.764 | 353.01 | 1598.3782 | 1302.8069 | -295.5712 | 0 | 0 | 0 | 0 | 0
7550 | 1114.082 | 529.05 | 2417.5902 | 1159.5107 | -1258.0795 | 0 | 0 | 0 | 0 | 0
7551 | 1131.027 | 617.02 | 2878.4337 | 1177.1467 | -1701.2871 | 0 | 0 | 0 | 0 | 0
7552 | 1306.039 | 424.41 | 2019.3224 | 1359.2951 | -660.0273 | 0 | 0 | 0 | 0 | 0
7553 | 1317.887 | 190.12 | 805.5821 | 805.5821 | 0 | 0 | 0 | 543.867 | 0 | 0
7554 | 1482.151 | 5.56 | 0 | 0 | 0 | 0 | 0 | 801.568 | 0 | 708.335
7555 | 1344.8 | 0 | 0 | 0 | 0 | 0 | 0 | 0 | 0 | 1399.6366
7556 | 1447.2 | 0 | 0 | 0 | 0 | 0 | 0 | 0 | 0 | 1506.2122
7557 | 1483.2 | 0 | 0 | 0 | 0 | 0 | 0 | 0 | 0 | 1543.6801
7558 | 1075.2 | 0 | 0 | 0 | 0 | 0 | 0 | 0 | 0 | 1119.0432
7559 | 1232.8 | 0 | 0 | 0 | 0 | 0 | 0 | 0 | 0 | 1283.0696
7560 | 1115.2 | 0 | 0 | 0 | 0 | 0 | 0 | 801.568 | 0 | 326.4209
7561 | 1131.2 | 0 | 0 | 0 | 0 | 0 | 0 | 801.568 | 0 | 343.0733
7562 | 1402.4 | 0 | 0 | 0 | 0 | 0 | 0 | 801.568 | 0 | 625.332
7563 | 878.4 | 0 | 0 | 0 | 0 | 0 | 0 | 801.568 | 0 | 79.965
7564 | 985.6 | 0 | 0 | 0 | 0 | 0 | 0 | 801.568 | 0 | 191.5362
7565 | 1147.2 | 0 | 0 | 0 | 0 | 0 | 0 | 801.568 | 0 | 359.7258
7566 | 1303.2 | 0 | 0 | 0 | 0 | 0 | 0 | 801.568 | 0 | 522.0869
7567 | 1182.365 | 133.03 | 515.0409 | 515.0409 | 0 | 0 | 0 | 687.503 | 0 | 0
7568 | 1335.808 | 384.58 | 1813.2549 | 1390.278 | -422.9769 | 0 | 0 | 0 | 0 | 0
7569 | 1230.58 | 620.64 | 2900.8968 | 1280.7591 | -1620.1377 | 0 | 0 | 0 | 0 | 0
7570 | 1363.817 | 805.14 | 3655.2445 | 1419.4291 | -2235.8154 | 0 | 0 | 0 | 0 | 0
7571 | 1384.068 | 923.8 | 4107.0967 | 1440.5069 | -2310.7295 | 0 | 355.8603 | 0 | 0 | 0
7572 | 1456.248 | 971.75 | 4270.9088 | 1515.6302 | -2310.7295 | 0 | 444.5491 | 0 | 0 | 0
7573 | 1474.147 | 892.81 | 3953.4656 | 1534.258 | -2310.7295 | 0 | 108.4781 | 0 | 0 | 0
7574 | 1408.803 | 329.96 | 1494.1548 | 1466.2495 | -27.9053 | 0 | 0 | 0 | 0 | 0
7575 | 1416.215 | 79.49 | 331.8985 | 331.8985 | 0 | 0 | 0 | 801.568 | 0 | 307.8118
7576 | 1598.239 | 172.02 | 779.7375 | 779.7375 | 0 | 0 | 0 | 801.568 | 0 | 49.4192
7577 | 1617.779 | 134.19 | 570.6704 | 570.6704 | 0 | 0 | 0 | 801.568 | 0 | 278.8231
7578 | 1347.526 | 1.96 | 0 | 0 | 0 | 0 | 0 | 801.568 | 0 | 568.2204
7579 | 1315.2 | 0 | 0 | 0 | 0 | 0 | 0 | 0 | 0 | 1368.8296
7580 | 1236.8 | 0 | 0 | 0 | 0 | 0 | 0 | 0 | 0 | 1287.2327
7581 | 1147.2 | 0 | 0 | 0 | 0 | 0 | 0 | 0 | 0 | 1193.9791
7582 | 1199.2 | 0 | 0 | 0 | 0 | 0 | 0 | 0 | 0 | 1248.0995
7583 | 1183.2 | 0 | 0 | 0 | 0 | 0 | 0 | 0 | 0 | 1231.4471
7584 | 1420 | 0 | 0 | 0 | 0 | 0 | 0 | 801.568 | 0 | 643.6497
7585 | 1430.4 | 0 | 0 | 0 | 0 | 0 | 0 | 801.568 | 0 | 654.4738
7586 | 1165.6 | 0 | 0 | 0 | 0 | 0 | 0 | 801.568 | 0 | 378.8761
7587 | 1365.6 | 0 | 0 | 0 | 0 | 0 | 0 | 801.568 | 0 | 587.0314
7588 | 876.8 | 0 | 0 | 0 | 0 | 0 | 0 | 801.568 | 0 | 78.2997
7589 | 816 | 0 | 0 | 0 | 0 | 0 | 0 | 801.568 | 0 | 15.0205
7590 | 768 | 0 | 0 | 0 | 0 | 0 | 0 | 768 | 0 | 0
7591 | 1244.499 | 110.44 | 432.2242 | 432.2242 | 0 | 0 | 0 | 801.568 | 0 | 28.7681
7592 | 1277.595 | 387.72 | 1818.1174 | 495.4379 | -1322.6795 | 0 | 0 | 801.568 | 0 | 0
7593 | 1546.546 | 525.92 | 2418.4156 | 775.3558 | -1643.0598 | 0 | 0 | 801.568 | 0 | 0
7594 | 1572.208 | 802.49 | 3510.4413 | 1199.7117 | -2310.7295 | 0 | 0 | 419.5 | 0 | 0
7595 | 1429.627 | 917.02 | 3866.6055 | 1487.9226 | -2310.7295 | 0 | 67.9534 | 0 | 0 | 0
7596 | 1773.524 | 430.94 | 1895.216 | 1011.5903 | -883.6257 | 0 | 0 | 801.568 | 0 | 0
7597 | 1456.594 | 237.98 | 1043.7961 | 681.7359 | -362.0602 | 0 | 0 | 801.568 | 0 | 0
7598 | 1568.38 | 365.39 | 1622.7303 | 798.0812 | -824.6491 | 0 | 0 | 801.568 | 0 | 0
7599 | 1614.354 | 556.63 | 2500.6983 | 1224.12 | -1276.5783 | 0 | 0 | 438.194 | 0 | 0
7600 | 1835.767 | 378.08 | 1746.5327 | 1746.5327 | 0 | 0 | 0 | 157.662 | 0 | 0
7601 | 1488.288 | 74.2 | 302.4039 | 302.4039 | 0 | 0 | 0 | 801.568 | 0 | 412.3183
7602 | 1561.284 | 3.61 | 0 | 0 | 0 | 0 | 0 | 801.568 | 0 | 790.6948
7603 | 1532 | 0 | 0 | 0 | 0 | 0 | 0 | 0 | 0 | 1594.47
7604 | 1440.8 | 0 | 0 | 0 | 0 | 0 | 0 | 0 | 0 | 1499.5512
7605 | 1496.8 | 0 | 0 | 0 | 0 | 0 | 0 | 0 | 0 | 1557.8347
7606 | 967.2 | 0 | 0 | 0 | 0 | 0 | 0 | 0 | 0 | 1006.6393
7607 | 1389.6 | 0 | 0 | 0 | 0 | 0 | 0 | 0 | 0 | 1446.2634
7608 | 994.4 | 0 | 0 | 0 | 0 | 0 | 0 | 801.568 | 0 | 200.6951
7609 | 1131.2 | 0 | 0 | 0 | 0 | 0 | 0 | 801.568 | 0 | 343.0733
7610 | 1332.8 | 0 | 0 | 0 | 0 | 0 | 0 | 801.568 | 0 | 552.8939
7611 | 1132.8 | 0 | 0 | 0 | 0 | 0 | 0 | 801.568 | 0 | 344.7386
7612 | 1163.2 | 0 | 0 | 0 | 0 | 0 | 0 | 801.568 | 0 | 376.3782
7613 | 1312.8 | 0 | 0 | 0 | 0 | 0 | 0 | 801.568 | 0 | 532.0784
7614 | 1239.2 | 0 | 0 | 0 | 0 | 0 | 0 | 801.568 | 0 | 455.4772
7615 | 1053.267 | 98.81 | 390.9033 | 390.9033 | 0 | 0 | 0 | 677.679 | 0 | 0
7616 | 1323.515 | 296.05 | 1386.6769 | 1377.4837 | -9.1932 | 0 | 0 | 0 | 0 | 0
7617 | 1381.943 | 538.46 | 2476.9842 | 1438.2942 | -1038.69 | 0 | 0 | 0 | 0 | 0
7618 | 1401.676 | 810.9 | 3557.1648 | 1458.8319 | -2098.333 | 0 | 0 | 0 | 0 | 0
7619 | 1376.532 | 931.89 | 3974.9514 | 1432.6626 | -2310.7295 | 0 | 231.5593 | 0 | 0 | 0
7620 | 1661.105 | 980.4 | 4130.3976 | 1728.8395 | -2310.7295 | 0 | 90.8286 | 0 | 0 | 0
7621 | 1751.024 | 949.99 | 4034.3215 | 1822.4251 | -2211.8963 | 0 | 0 | 0 | 0 | 0
7622 | 1832.523 | 845.61 | 3661.8441 | 1907.2474 | -1754.5967 | 0 | 0 | 0 | 0 | 0
7623 | 1589.617 | 532.77 | 2393.7065 | 1654.4365 | -739.27 | 0 | 0 | 0 | 0 | 0
7624 | 1620.881 | 346.91 | 1594.3962 | 1594.3962 | 0 | 0 | 0 | 88.952 | 0 | 0
7625 | 1347.911 | 134.05 | 565.4801 | 565.4801 | 0 | 0 | 0 | 801.568 | 0 | 3.1411
7626 | 1547.415 | 1.96 | 0 | 0 | 0 | 0 | 0 | 801.568 | 0 | 776.2602
7627 | 1665.6 | 0 | 0 | 0 | 0 | 0 | 0 | 0 | 0 | 1733.5178
7628 | 1189.6 | 0 | 0 | 0 | 0 | 0 | 0 | 0 | 0 | 1238.1081
7629 | 890.4 | 0 | 0 | 0 | 0 | 0 | 0 | 0 | 0 | 926.7077
7630 | 993.6 | 0 | 0 | 0 | 0 | 0 | 0 | 0 | 0 | 1034.1158
7631 | 1250.4 | 0 | 0 | 0 | 0 | 0 | 0 | 0 | 0 | 1301.3873
7632 | 1127.2 | 0 | 0 | 0 | 0 | 0 | 0 | 801.568 | 0 | 338.9102
7633 | 1052 | 0 | 0 | 0 | 0 | 0 | 0 | 801.568 | 0 | 260.6438
7634 | 1386.4 | 0 | 0 | 0 | 0 | 0 | 0 | 801.568 | 0 | 608.6796
7635 | 1046.4 | 0 | 0 | 0 | 0 | 0 | 0 | 801.568 | 0 | 254.8155
7636 | 1260 | 0 | 0 | 0 | 0 | 0 | 0 | 801.568 | 0 | 477.1254
7637 | 1321.6 | 0 | 0 | 0 | 0 | 0 | 0 | 801.568 | 0 | 541.2372
7638 | 721.6 | 0 | 0 | 0 | 0 | 0 | 0 | 721.6 | 0 | 0
7639 | 904.057 | 63.03 | 251.4069 | 106.6682 | -144.7387 | 0 | 0 | 801.568 | 0 | 0
7640 | 979.12 | 370.98 | 1715.7643 | 676.0449 | -1039.7194 | 0 | 0 | 329.562 | 0 | 0
7641 | 1105.275 | 502.81 | 2299.2393 | 1150.3446 | -1148.8948 | 0 | 0 | 0 | 0 | 0
7642 | 1633.544 | 464.19 | 2084.933 | 1700.1547 | -384.7783 | 0 | 0 | 0 | 0 | 0
7643 | 1559.029 | 854.61 | 3738.7044 | 1622.6012 | -2116.1032 | 0 | 0 | 0 | 0 | 0
7644 | 1491.985 | 602.12 | 2673.6234 | 1552.8234 | -1120.8 | 0 | 0 | 0 | 0 | 0
7645 | 1664.025 | 566.3 | 2518.9546 | 1731.8786 | -787.076 | 0 | 0 | 0 | 0 | 0
7646 | 1509.416 | 529.96 | 2384.0044 | 1570.9651 | -813.0392 | 0 | 0 | 0 | 0 | 0
7647 | 1181.19 | 552.72 | 2531.3149 | 1229.3551 | -1301.9597 | 0 | 0 | 0 | 0 | 0
7648 | 1646.173 | 430.77 | 2017.1368 | 1713.2987 | -303.8381 | 0 | 0 | 0 | 0 | 0
7649 | 1321.611 | 184.74 | 777.2969 | 777.2969 | 0 | 0 | 0 | 574.768 | 0 | 0
7650 | 1456.398 | 4.24 | 0 | 0 | 0 | 0 | 0 | 801.568 | 0 | 681.5319
7651 | 1341.6 | 0 | 0 | 0 | 0 | 0 | 0 | 0 | 0 | 1396.3061
7652 | 1266.4 | 0 | 0 | 0 | 0 | 0 | 0 | 0 | 0 | 1318.0397
7653 | 1124.8 | 0 | 0 | 0 | 0 | 0 | 0 | 0 | 0 | 1170.6657
7654 | 1446.4 | 0 | 0 | 0 | 0 | 0 | 0 | 0 | 0 | 1505.3796
7655 | 1150.4 | 0 | 0 | 0 | 0 | 0 | 0 | 0 | 0 | 1197.3096
7656 | 1467.2 | 0 | 0 | 0 | 0 | 0 | 0 | 801.568 | 0 | 692.7743
7657 | 1057.6 | 0 | 0 | 0 | 0 | 0 | 0 | 801.568 | 0 | 266.4722
7658 | 1108 | 0 | 0 | 0 | 0 | 0 | 0 | 801.568 | 0 | 318.9273
7659 | 1446.4 | 0 | 0 | 0 | 0 | 0 | 0 | 801.568 | 0 | 671.1262
7660 | 1334.4 | 0 | 0 | 0 | 0 | 0 | 0 | 801.568 | 0 | 554.5592
7661 | 826.4 | 0 | 0 | 0 | 0 | 0 | 0 | 801.568 | 0 | 25.8446
7662 | 1045.6 | 0 | 0 | 0 | 0 | 0 | 0 | 801.568 | 0 | 253.9828
7663 | 960.752 | 134.64 | 512.0539 | 512.0539 | 0 | 0 | 0 | 468.76 | 0 | 0
7664 | 891.267 | 385.89 | 1809.6309 | 927.61 | -882.0209 | 0 | 0 | 0 | 0 | 0
7665 | 1021.024 | 623 | 2891.3289 | 1062.6581 | -1828.6708 | 0 | 0 | 0 | 0 | 0
7666 | 1278.022 | 809.37 | 3647.9716 | 1330.1367 | -2310.7295 | 0 | 7.1054 | 0 | 0 | 0
7667 | 1410.682 | 935.24 | 4145.7158 | 1468.2061 | -2310.7295 | 0 | 366.7801 | 0 | 0 | 0
7668 | 1375.315 | 847.32 | 3772.3454 | 1431.397 | -2310.7295 | 0 | 30.219 | 0 | 0 | 0
7669 | 1500.064 | 853.11 | 3799.5503 | 1561.2318 | -2238.3185 | 0 | 0 | 0 | 0 | 0
7670 | 1347.201 | 524.92 | 2389.074 | 1402.1355 | -712.1838 | 0 | 274.7547 | 0 | 0 | 0
7671 | 1165.374 | 647.39 | 2975.202 | 1212.8942 | 0 | 0 | 1762.3078 | 0 | 0 | 0
7672 | 1265.572 | 374.17 | 1754.808 | 1317.178 | 0 | 0 | 437.63 | 0 | 0 | 0
7673 | 1012.197 | 60.47 | 240.7275 | 240.7275 | 0 | 0 | 0 | 0 | 0 | 812.7436
7674 | 1011.616 | 0.98 | 0 | 0 | 0 | 0 | 0 | 0 | 0 | 1052.8665
7675 | 971.2 | 0 | 0 | 0 | 0 | 0 | 0 | 0 | 0 | 1010.8024
7676 | 1312 | 0 | 0 | 0 | 0 | 0 | 0 | 0 | 0 | 1365.4992
7677 | 1095.2 | 0 | 0 | 0 | 0 | 0 | 0 | 0 | 0 | 1139.8587
7678 | 1071.2 | 0 | 0 | 0 | 0 | 0 | 0 | 0 | 0 | 1114.8801
7679 | 1172 | 0 | 0 | 0 | 0 | 0 | 0 | 0 | 0 | 1219.7904
7680 | 1040 | 0 | 0 | 0 | 0 | 0 | 0 | 0 | 0 | 1082.4079
7681 | 1044 | 0 | 0 | 0 | 0 | 0 | 0 | 801.568 | 0 | 252.3176
7682 | 1136.8 | 0 | 0 | 0 | 0 | 0 | 0 | 801.568 | 0 | 348.9017
7683 | 1080.8 | 0 | 0 | 0 | 0 | 0 | 0 | 801.568 | 0 | 290.6182
7684 | 1034.4 | 0 | 0 | 0 | 0 | 0 | 0 | 801.568 | 0 | 242.3261
7685 | 1055.2 | 0 | 0 | 0 | 0 | 0 | 0 | 801.568 | 0 | 263.9743
7686 | 1076 | 0 | 0 | 0 | 0 | 0 | 0 | 384.873 | 0 | 719.3089
7687 | 886.193 | 139.28 | 522.7145 | 522.7145 | 0 | 0 | 0 | 0 | 0 | 399.6146
7688 | 293.458 | 392 | 1825.6162 | 305.4243 | -1520.1919 | 0 | 0 | 0 | 0 | 0
7689 | 141.382 | 624.3 | 2859.4551 | 147.1471 | -2310.7295 | 0 | 401.5785 | 0 | 0 | 0
7690 | 225.957 | 810.13 | 3555.2529 | 235.1718 | -2310.7295 | 0 | 1009.3516 | 0 | 0 | 0
7691 | 173.99 | 929.74 | 3978.6794 | 181.0848 | -2310.7295 | 0 | 1486.8652 | 0 | 0 | 0
7692 | 186.914 | 623.61 | 2745.5723 | 194.5358 | -2310.7295 | 0 | 240.307 | 0 | 0 | 0
7693 | 144.11 | 809.19 | 3523.834 | 149.9863 | -1830.2716 | 0 | 1543.5761 | 0 | 0 | 0
7694 | 135.505 | 755.01 | 3342.7919 | 141.0305 | 0 | 0 | 3201.7614 | 0 | 0 | 0
7695 | 194.577 | 667.13 | 3021.2574 | 202.5112 | 0 | 0 | 2818.7462 | 0 | 0 | 0
7696 | 215.288 | 293.06 | 1357.2198 | 224.0668 | 0 | 0 | 1133.153 | 0 | 0 | 0
7697 | 184.122 | 193.22 | 805.7278 | 191.6299 | 0 | 0 | 614.0979 | 0 | 0 | 0
7698 | 203.03 | 5.61 | 0 | 0 | 0 | 0 | 0 | 0 | 0 | 211.3089
7699 | 140 | 0 | 0 | 0 | 0 | 0 | 0 | 0 | 0 | 145.7088
7700 | 197.6 | 0 | 0 | 0 | 0 | 0 | 0 | 0 | 0 | 205.6575
7701 | 199.2 | 0 | 0 | 0 | 0 | 0 | 0 | 0 | 0 | 207.3227
7702 | 108.8 | 0 | 0 | 0 | 0 | 0 | 0 | 0 | 0 | 113.2365
7703 | 98.4 | 0 | 0 | 0 | 0 | 0 | 0 | 0 | 0 | 102.4124
7704 | 102.4 | 0 | 0 | 0 | 0 | 0 | 0 | 0 | 0 | 106.5755
7705 | 92.8 | 0 | 0 | 0 | 0 | 0 | 0 | 0 | 0 | 96.5841
7706 | 99.2 | 0 | 0 | 0 | 0 | 0 | 0 | 0 | 0 | 103.2451
7707 | 94.4 | 0 | 0 | 0 | 0 | 0 | 0 | 0 | 0 | 98.2493
7708 | 98.4 | 0 | 0 | 0 | 0 | 0 | 0 | 0 | 0 | 102.4124
7709 | 92.8 | 0 | 0 | 0 | 0 | 0 | 0 | 0 | 0 | 96.5841
7710 | 93.6 | 0 | 0 | 0 | 0 | 0 | 0 | 0 | 0 | 97.4167
7711 | 80.485 | 126.51 | 479.4817 | 83.7669 | -395.7148 | 0 | 0 | 0 | 0 | 0
7712 | 100.984 | 376.18 | 1752.537 | 105.1008 | -1481.4157 | 0 | 166.0206 | 0 | 0 | 0
7713 | 679.251 | 610.68 | 2803.3698 | 706.9487 | 0 | 0 | 2096.4211 | 0 | 0 | 0
7714 | 1271.683 | 795.57 | 3513.7384 | 1323.5382 | 0 | 0 | 2190.2003 | 0 | 0 | 0
7715 | 1286.429 | 881.81 | 3811.8013 | 1338.8854 | 0 | 0 | 2472.9158 | 0 | 0 | 0
7716 | 1324.926 | 623.57 | 2729.4965 | 1378.9522 | 0 | 0 | 1350.5442 | 0 | 0 | 0
7717 | 1133.191 | 389.92 | 1725.7453 | 1179.3989 | 0 | 0 | 546.3464 | 0 | 0 | 0
7718 | 1217.422 | 419.19 | 1867.7676 | 1267.0646 | 0 | 0 | 600.7031 | 0 | 0 | 0
7719 | 1214.924 | 125.91 | 545.9915 | 545.9915 | 0 | 0 | 0 | 690.324 | 0 | 0
7720 | 1286.664 | 55.89 | 225.8225 | 225.8225 | 0 | 0 | 0 | 801.568 | 0 | 279.0541
7721 | 1421.989 | 7.83 | 7.8256 | 7.8256 | 0 | 0 | 0 | 801.568 | 0 | 637.8942
7722 | 1335.966 | 0 | 0 | 0 | 0 | 0 | 0 | 801.568 | 0 | 556.189
7723 | 1252.8 | 0 | 0 | 0 | 0 | 0 | 0 | 0 | 0 | 1303.8852
7724 | 1186.4 | 0 | 0 | 0 | 0 | 0 | 0 | 0 | 0 | 1234.7776
7725 | 1470.4 | 0 | 0 | 0 | 0 | 0 | 0 | 0 | 0 | 1530.3582
7726 | 1188.8 | 0 | 0 | 0 | 0 | 0 | 0 | 0 | 0 | 1237.2755
7727 | 779.2 | 0 | 0 | 0 | 0 | 0 | 0 | 0 | 0 | 810.9733
7728 | 1133.6 | 0 | 0 | 0 | 0 | 0 | 0 | 801.568 | 0 | 345.5712
7729 | 877.6 | 0 | 0 | 0 | 0 | 0 | 0 | 801.568 | 0 | 79.1323
7730 | 888 | 0 | 0 | 0 | 0 | 0 | 0 | 801.568 | 0 | 89.9564
7731 | 992 | 0 | 0 | 0 | 0 | 0 | 0 | 801.568 | 0 | 198.1972
7732 | 1028 | 0 | 0 | 0 | 0 | 0 | 0 | 801.568 | 0 | 235.6652
7733 | 1020 | 0 | 0 | 0 | 0 | 0 | 0 | 801.568 | 0 | 227.339
7734 | 988.8 | 0 | 0 | 0 | 0 | 0 | 0 | 801.568 | 0 | 194.8667
7735 | 1027.129 | 117.48 | 447.0313 | 447.0313 | 0 | 0 | 0 | 543.507 | 0 | 56.3112
7736 | 958.726 | 364.69 | 1679.7315 | 997.8198 | -681.9118 | 0 | 0 | 0 | 0 | 0
7737 | 1015.72 | 596.79 | 2699.7781 | 1057.1378 | -1642.6403 | 0 | 0 | 0 | 0 | 0
7738 | 1081.252 | 779.99 | 3362.8633 | 1125.342 | -2237.5213 | 0 | 0 | 0 | 0 | 0
7739 | 1456.647 | 894.58 | 3759.8509 | 1516.0444 | -2243.8065 | 0 | 0 | 0 | 0 | 0
7740 | 1355.634 | 554.75 | 2434.7048 | 1410.9124 | -1023.7924 | 0 | 0 | 0 | 0 | 0
7741 | 1091.508 | 604.52 | 2643.3462 | 1136.0162 | -1507.33 | 0 | 0 | 0 | 0 | 0
7742 | 1198.058 | 435.42 | 1945.3513 | 1246.911 | -698.4403 | 0 | 0 | 0 | 0 | 0
7743 | 1592.282 | 120.78 | 523.4733 | 523.4733 | 0 | 0 | 0 | 801.568 | 0 | 299.4835
7744 | 1106.455 | 40.19 | 153.7821 | 153.7821 | 0 | 0 | 0 | 801.568 | 0 | 163.5373
7745 | 1246.387 | 10.77 | 20.7448 | 20.7448 | 0 | 0 | 0 | 801.568 | 0 | 442.2125
7746 | 1322.503 | 0 | 0 | 0 | 0 | 0 | 0 | 801.568 | 0 | 542.1771
7747 | 1121.6 | 0 | 0 | 0 | 0 | 0 | 0 | 0 | 0 | 1167.3353
7748 | 1195.2 | 0 | 0 | 0 | 0 | 0 | 0 | 0 | 0 | 1243.9364
7749 | 1380 | 0 | 0 | 0 | 0 | 0 | 0 | 0 | 0 | 1436.272
7750 | 1388 | 0 | 0 | 0 | 0 | 0 | 0 | 0 | 0 | 1444.5982
7751 | 1431.2 | 0 | 0 | 0 | 0 | 0 | 0 | 0 | 0 | 1489.5597
7752 | 1104 | 0 | 0 | 0 | 0 | 0 | 0 | 801.568 | 0 | 314.7642
7753 | 1285.6 | 0 | 0 | 0 | 0 | 0 | 0 | 801.568 | 0 | 503.7693
7754 | 1016 | 0 | 0 | 0 | 0 | 0 | 0 | 801.568 | 0 | 223.1758
7755 | 1193.6 | 0 | 0 | 0 | 0 | 0 | 0 | 801.568 | 0 | 408.0178
7756 | 1489.6 | 0 | 0 | 0 | 0 | 0 | 0 | 801.568 | 0 | 716.0877
7757 | 1088.8 | 0 | 0 | 0 | 0 | 0 | 0 | 801.568 | 0 | 298.9444
7758 | 1126.4 | 0 | 0 | 0 | 0 | 0 | 0 | 801.568 | 0 | 338.0776
7759 | 799.087 | 64.69 | 244.747 | 0 | -244.747 | 0 | 0 | 799.087 | 0 | 0
7760 | 933.699 | 308.85 | 1446.508 | 137.5189 | -1308.9891 | 0 | 0 | 801.568 | 0 | 0
7761 | 1028.874 | 602.87 | 2805.7073 | 494.9778 | -2310.7295 | 0 | 0 | 553.29 | 0 | 0
7762 | 1429.183 | 472.01 | 2141.7292 | 653.2071 | -1488.5221 | 0 | 0 | 801.568 | 0 | 0
7763 | 1309.361 | 513.96 | 2299.4454 | 528.4992 | -1770.9462 | 0 | 0 | 801.568 | 0 | 0
7764 | 1273.22 | 350.39 | 1562.6858 | 490.8845 | -1071.8013 | 0 | 0 | 801.568 | 0 | 0
7765 | 1283.758 | 733.54 | 3238.198 | 927.4685 | -2310.7295 | 0 | 0 | 392.627 | 0 | 0
7766 | 1017.049 | 585.26 | 2637.0932 | 866.1938 | -1770.8994 | 0 | 0 | 184.793 | 0 | 0
7767 | 1569.862 | 353.69 | 1615.7113 | 1615.7113 | 0 | 0 | 0 | 17.453 | 0 | 0
7768 | 1212.909 | 32.34 | 117.8961 | 117.8961 | 0 | 0 | 0 | 801.568 | 0 | 310.2181
7769 | 1407.813 | 94.44 | 400.1506 | 400.1506 | 0 | 0 | 0 | 801.568 | 0 | 230.8162
7770 | 1339.188 | 1.96 | 0 | 0 | 0 | 0 | 0 | 801.568 | 0 | 559.5424
7771 | 1444 | 0 | 0 | 0 | 0 | 0 | 0 | 801.568 | 0 | 668.6283
7772 | 1498.4 | 0 | 0 | 0 | 0 | 0 | 0 | 1.572 | 0 | 1557.8638
7773 | 1683.2 | 0 | 0 | 0 | 0 | 0 | 0 | 0 | 0 | 1751.8355
7774 | 1572 | 0 | 0 | 0 | 0 | 0 | 0 | 0 | 0 | 1636.1011
7775 | 1266.4 | 0 | 0 | 0 | 0 | 0 | 0 | 0 | 0 | 1318.0397
7776 | 1252.8 | 0 | 0 | 0 | 0 | 0 | 0 | 801.568 | 0 | 469.6318
7777 | 1118.4 | 0 | 0 | 0 | 0 | 0 | 0 | 801.568 | 0 | 329.7514
7778 | 1283.2 | 0 | 0 | 0 | 0 | 0 | 0 | 801.568 | 0 | 501.2714
7779 | 1369.6 | 0 | 0 | 0 | 0 | 0 | 0 | 801.568 | 0 | 591.1945
7780 | 1394.4 | 0 | 0 | 0 | 0 | 0 | 0 | 801.568 | 0 | 617.0058
7781 | 1285.6 | 0 | 0 | 0 | 0 | 0 | 0 | 801.568 | 0 | 503.7693
7782 | 1056 | 0 | 0 | 0 | 0 | 0 | 0 | 801.568 | 0 | 264.8069
7783 | 1040.324 | 63.84 | 243.0588 | 243.0588 | 0 | 0 | 0 | 801.568 | 0 | 5.4329
7784 | 869.633 | 359.38 | 1661.9675 | 70.8405 | -1591.1271 | 0 | 0 | 801.568 | 0 | 0
7785 | 1098.227 | 594.32 | 2718.5007 | 407.7711 | -2310.7295 | 0 | 0 | 706.432 | 0 | 0
7786 | 1314.622 | 782.4 | 3473.5707 | 1162.8412 | -2310.7295 | 0 | 0 | 197.34 | 0 | 0
7787 | 1099.177 | 803.6 | 3538.9512 | 1143.9979 | -2310.7295 | 0 | 84.2238 | 0 | 0 | 0
7788 | 1346.221 | 536.56 | 2379.2324 | 1011.0043 | -1368.2281 | 0 | 0 | 374.826 | 0 | 0
7789 | 1404.829 | 373.71 | 1671.117 | 1462.1134 | -209.0036 | 0 | 0 | 0 | 0 | 0
7790 | 1166.196 | 610.85 | 2740.8003 | 1213.7497 | -1527.0506 | 0 | 0 | 0 | 0 | 0
7791 | 1431.156 | 537.16 | 2455.2986 | 1489.514 | -965.7847 | 0 | 0 | 0 | 0 | 0
7792 | 1408.691 | 120.59 | 533.1566 | 533.1566 | 0 | 0 | 0 | 801.568 | 0 | 98.7229
7793 | 1490.436 | 51.15 | 205.6055 | 205.6055 | 0 | 0 | 0 | 801.568 | 0 | 511.3524
7794 | 1393.933 | 0.98 | 0 | 0 | 0 | 0 | 0 | 801.568 | 0 | 616.5197
7795 | 1680.8 | 0 | 0 | 0 | 0 | 0 | 0 | 801.568 | 0 | 915.0843
7796 | 1324.8 | 0 | 0 | 0 | 0 | 0 | 0 | 801.568 | 0 | 544.5677
7797 | 1534.4 | 0 | 0 | 0 | 0 | 0 | 0 | 11.064 | 0 | 1585.4528
7798 | 1571.2 | 0 | 0 | 0 | 0 | 0 | 0 | 0 | 0 | 1635.2685
7799 | 1176.8 | 0 | 0 | 0 | 0 | 0 | 0 | 0 | 0 | 1224.7861
7800 | 1416.8 | 0 | 0 | 0 | 0 | 0 | 0 | 801.568 | 0 | 640.3192
7801 | 1240 | 0 | 0 | 0 | 0 | 0 | 0 | 801.568 | 0 | 456.3099
7802 | 1348.8 | 0 | 0 | 0 | 0 | 0 | 0 | 801.568 | 0 | 569.5464
7803 | 1515.2 | 0 | 0 | 0 | 0 | 0 | 0 | 801.568 | 0 | 742.7316
7804 | 1366.4 | 0 | 0 | 0 | 0 | 0 | 0 | 801.568 | 0 | 587.864
7805 | 1381.6 | 0 | 0 | 0 | 0 | 0 | 0 | 801.568 | 0 | 603.6838
7806 | 1362.4 | 0 | 0 | 0 | 0 | 0 | 0 | 801.568 | 0 | 583.7009
7807 | 679.439 | 71.28 | 274.0334 | 274.0334 | 0 | 0 | 0 | 416.142 | 0 | 0
7808 | 1137.376 | 376.76 | 1764.9524 | 1183.7545 | -581.1979 | 0 | 0 | 0 | 0 | 0
7809 | 882.651 | 612.48 | 2843.6156 | 918.6427 | -1924.9729 | 0 | 0 | 0 | 0 | 0
7810 | 432.662 | 631.13 | 2847.5924 | 450.3056 | -2310.7295 | 0 | 86.5572 | 0 | 0 | 0
7811 | 389.328 | 804.02 | 3513.3252 | 405.2046 | -2310.7295 | 0 | 797.3911 | 0 | 0 | 0
7812 | 396.46 | 966.5 | 4104.0067 | 412.6274 | -2310.7295 | 0 | 1380.6497 | 0 | 0 | 0
7813 | 851.215 | 627.74 | 2742.1721 | 885.9248 | -1856.2473 | 0 | 0 | 0 | 0 | 0
7814 | 1358.284 | 715.37 | 3127.1023 | 1413.6705 | -1298.7739 | 0 | 414.658 | 0 | 0 | 0
7815 | 1653.136 | 569.12 | 2546.4686 | 1720.5456 | 0 | 0 | 825.923 | 0 | 0 | 0
7816 | 1480.775 | 340.36 | 1560.3971 | 1541.1563 | 0 | 0 | 19.2408 | 0 | 0 | 0
7817 | 1522.428 | 169.07 | 705.1107 | 705.1107 | 0 | 0 | 0 | 801.568 | 0 | 45.1437
7818 | 1682.404 | 1.96 | 0 | 0 | 0 | 0 | 0 | 801.568 | 0 | 916.7537
7819 | 1758.4 | 0 | 0 | 0 | 0 | 0 | 0 | 801.568 | 0 | 995.8485
7820 | 1597.6 | 0 | 0 | 0 | 0 | 0 | 0 | 801.568 | 0 | 828.4916
7821 | 1777.6 | 0 | 0 | 0 | 0 | 0 | 0 | 623.938 | 0 | 1200.7046
7822 | 1849.6 | 0 | 0 | 0 | 0 | 0 | 0 | 0 | 0 | 1925.0208
7823 | 1356 | 0 | 0 | 0 | 0 | 0 | 0 | 0 | 0 | 1411.2933
7824 | 1280.8 | 0 | 0 | 0 | 0 | 0 | 0 | 801.568 | 0 | 498.7735
7825 | 1248.8 | 0 | 0 | 0 | 0 | 0 | 0 | 801.568 | 0 | 465.4687
7826 | 1583.2 | 0 | 0 | 0 | 0 | 0 | 0 | 801.568 | 0 | 813.5044
7827 | 1660 | 0 | 0 | 0 | 0 | 0 | 0 | 801.568 | 0 | 893.4361
7828 | 981.6 | 0 | 0 | 0 | 0 | 0 | 0 | 801.568 | 0 | 187.3731
7829 | 1345.6 | 0 | 0 | 0 | 0 | 0 | 0 | 801.568 | 0 | 566.2159
7830 | 1347.2 | 0 | 0 | 0 | 0 | 0 | 0 | 801.568 | 0 | 567.8811
7831 | 1080.957 | 108.86 | 410.9507 | 410.9507 | 0 | 0 | 0 | 686.107 | 0 | 0
7832 | 1190.482 | 356.7 | 1654.4573 | 1239.026 | -415.4313 | 0 | 0 | 0 | 0 | 0
7833 | 1061.094 | 591.64 | 2714.4208 | 1104.362 | -1610.0588 | 0 | 0 | 0 | 0 | 0
7834 | 1659.705 | 785.14 | 3456.6695 | 1727.3824 | -1729.2871 | 0 | 0 | 0 | 0 | 0
7835 | 1735.038 | 912.36 | 3903.8216 | 1805.7873 | -2098.0343 | 0 | 0 | 0 | 0 | 0
7836 | 1837.293 | 919.47 | 3914.629 | 1912.2119 | -2002.4171 | 0 | 0 | 0 | 0 | 0
7837 | 1536.804 | 581.86 | 2560.1475 | 1599.4699 | -960.6776 | 0 | 0 | 0 | 0 | 0
7838 | 1437.913 | 239.86 | 1061.864 | 1061.864 | 0 | 0 | 0 | 417.652 | 0 | 0
7839 | 1704.969 | 391.2 | 1769.0083 | 1769.0083 | 0 | 0 | 0 | 5.269 | 0 | 0
7840 | 1445.753 | 176.08 | 794.5686 | 794.5686 | 0 | 0 | 0 | 682.315 | 0 | 0
7841 | 1513.323 | 98.64 | 409.4697 | 409.4697 | 0 | 0 | 0 | 801.568 | 0 | 331.3084
7842 | 1805.698 | 0.98 | 0 | 0 | 0 | 0 | 0 | 801.568 | 0 | 1045.0752
7843 | 1423.2 | 0 | 0 | 0 | 0 | 0 | 0 | 801.568 | 0 | 646.9802
7844 | 1600 | 0 | 0 | 0 | 0 | 0 | 0 | 801.568 | 0 | 830.9895
7845 | 1737.6 | 0 | 0 | 0 | 0 | 0 | 0 | 801.568 | 0 | 974.2004
7846 | 1408 | 0 | 0 | 0 | 0 | 0 | 0 | 801.568 | 0 | 631.1604
7847 | 1577.6 | 0 | 0 | 0 | 0 | 0 | 0 | 801.568 | 0 | 807.6761
7848 | 1420.8 | 0 | 0 | 0 | 0 | 0 | 0 | 337.566 | 0 | 1127.4048
7849 | 1040 | 0 | 0 | 0 | 0 | 0 | 0 | 801.568 | 0 | 248.1545
7850 | 1061.6 | 0 | 0 | 0 | 0 | 0 | 0 | 801.568 | 0 | 270.6353
7851 | 848 | 0 | 0 | 0 | 0 | 0 | 0 | 801.568 | 0 | 48.3253
7852 | 1101.6 | 0 | 0 | 0 | 0 | 0 | 0 | 801.568 | 0 | 312.2663
7853 | 727.2 | 0 | 0 | 0 | 0 | 0 | 0 | 727.2 | 0 | 0
7854 | 904 | 0 | 0 | 0 | 0 | 0 | 0 | 801.568 | 0 | 106.6088
7855 | 917.901 | 110.21 | 414.4966 | 414.4966 | 0 | 0 | 0 | 0 | 0 | 540.8334
7856 | 910.899 | 277.58 | 1303.727 | 948.0425 | -355.6844 | 0 | 0 | 0 | 0 | 0
7857 | 920.17 | 488.17 | 2288.536 | 957.6916 | -1330.8444 | 0 | 0 | 0 | 0 | 0
7858 | 1061.386 | 662.69 | 3025.253 | 1104.6659 | -1920.587 | 0 | 0 | 0 | 0 | 0
7859 | 1019.092 | 795.05 | 3557.475 | 1060.6483 | -2310.7295 | 0 | 186.0971 | 0 | 0 | 0
7860 | 991.068 | 526.18 | 2365.4026 | 1031.4806 | -1333.922 | 0 | 0 | 0 | 0 | 0
7861 | 1143.278 | 568.94 | 2550.8586 | 1189.8972 | -1360.9614 | 0 | 0 | 0 | 0 | 0
7862 | 1101.732 | 603.96 | 2726.9153 | 1146.6571 | -1580.2582 | 0 | 0 | 0 | 0 | 0
7863 | 1117.132 | 348.72 | 1589.9208 | 1162.6851 | -427.2358 | 0 | 0 | 0 | 0 | 0
7864 | 520.632 | 232.91 | 1067.8193 | 541.8617 | -525.9576 | 0 | 0 | 0 | 0 | 0
7865 | 192.296 | 119.16 | 503.5476 | 200.1372 | -303.4104 | 0 | 0 | 0 | 0 | 0
7866 | 257.187 | 1.96 | 0 | 0 | 0 | 0 | 0 | 0 | 0 | 267.6743
7867 | 150.4 | 0 | 0 | 0 | 0 | 0 | 0 | 0 | 0 | 156.5328
7868 | 158.4 | 0 | 0 | 0 | 0 | 0 | 0 | 0 | 0 | 164.859
7869 | 125.6 | 0 | 0 | 0 | 0 | 0 | 0 | 0 | 0 | 130.7216
7870 | 120 | 0 | 0 | 0 | 0 | 0 | 0 | 0 | 0 | 124.8932
7871 | 115.2 | 0 | 0 | 0 | 0 | 0 | 0 | 0 | 0 | 119.8975
7872 | 116 | 0 | 0 | 0 | 0 | 0 | 0 | 0 | 0 | 120.7301
7873 | 107.2 | 0 | 0 | 0 | 0 | 0 | 0 | 0 | 0 | 111.5713
7874 | 117.6 | 0 | 0 | 0 | 0 | 0 | 0 | 0 | 0 | 122.3954
7875 | 96.8 | 0 | 0 | 0 | 0 | 0 | 0 | 0 | 0 | 100.7472
7876 | 103.2 | 0 | 0 | 0 | 0 | 0 | 0 | 0 | 0 | 107.4082
7877 | 96.8 | 0 | 0 | 0 | 0 | 0 | 0 | 0 | 0 | 100.7472
7878 | 101.6 | 0 | 0 | 0 | 0 | 0 | 0 | 0 | 0 | 105.7429
7879 | 87.682 | 65.93 | 255.8573 | 91.2574 | -164.5999 | 0 | 0 | 0 | 0 | 0
7880 | 158.372 | 268.55 | 1258.6124 | 164.8299 | -1093.7825 | 0 | 0 | 0 | 0 | 0
7881 | 720.376 | 495.91 | 2312.7538 | 749.7506 | -1563.0032 | 0 | 0 | 0 | 0 | 0
7882 | 958.609 | 763.61 | 3463.6448 | 997.698 | -252.073 | 0 | 2213.8738 | 0 | 0 | 0
7883 | 1110.708 | 835.07 | 3720.4305 | 1155.9991 | 0 | 0 | 2564.4313 | 0 | 0 | 0
7884 | 1168.124 | 777.04 | 3453.2506 | 1215.7564 | 0 | 0 | 2237.4942 | 0 | 0 | 0
7885 | 1171.326 | 739.34 | 3292.9845 | 1219.0889 | 0 | 0 | 2073.8956 | 0 | 0 | 0
7886 | 1171.349 | 656.01 | 2956.6002 | 1219.1129 | 0 | 0 | 1737.4873 | 0 | 0 | 0
7887 | 1266.465 | 542.99 | 2487.7063 | 1318.1074 | 0 | 0 | 1169.5989 | 0 | 0 | 0
7888 | 1231.431 | 392.08 | 1828.9852 | 1281.6448 | 0 | 0 | 547.3404 | 0 | 0 | 0
7889 | 1227.897 | 143.34 | 605.7685 | 605.7685 | 0 | 0 | 0 | 645.862 | 0 | 0
7890 | 1118.58 | 1.96 | 0 | 0 | 0 | 0 | 0 | 801.568 | 0 | 329.9387
7891 | 1358.4 | 0 | 0 | 0 | 0 | 0 | 0 | 0 | 0 | 1413.7912
7892 | 1066.4 | 0 | 0 | 0 | 0 | 0 | 0 | 0 | 0 | 1109.8844
7893 | 1076 | 0 | 0 | 0 | 0 | 0 | 0 | 0 | 0 | 1119.8758
7894 | 1006.4 | 0 | 0 | 0 | 0 | 0 | 0 | 0 | 0 | 1047.4378
7895 | 1079.2 | 0 | 0 | 0 | 0 | 0 | 0 | 0 | 0 | 1123.2063
7896 | 1528 | 0 | 0 | 0 | 0 | 0 | 0 | 801.568 | 0 | 756.0536
7897 | 1220.8 | 0 | 0 | 0 | 0 | 0 | 0 | 801.568 | 0 | 436.3269
7898 | 923.2 | 0 | 0 | 0 | 0 | 0 | 0 | 801.568 | 0 | 126.5918
7899 | 1218.4 | 0 | 0 | 0 | 0 | 0 | 0 | 801.568 | 0 | 433.8291
7900 | 1200.8 | 0 | 0 | 0 | 0 | 0 | 0 | 801.568 | 0 | 415.5114
7901 | 896 | 0 | 0 | 0 | 0 | 0 | 0 | 801.568 | 0 | 98.2826
7902 | 1284 | 0 | 0 | 0 | 0 | 0 | 0 | 801.568 | 0 | 502.104
7903 | 1092.491 | 85.42 | 326.5187 | 302.7859 | -23.7328 | 0 | 0 | 801.568 | 0 | 0
7904 | 1306.162 | 326.51 | 1537.9038 | 525.1697 | -1012.7341 | 0 | 0 | 801.568 | 0 | 0
7905 | 1409.71 | 476.59 | 2233.1365 | 694.0909 | -1539.0456 | 0 | 0 | 742.813 | 0 | 0
7906 | 984.961 | 437.73 | 2001.9102 | 1025.1246 | -976.7857 | 0 | 0 | 0 | 0 | 0
7907 | 1372.328 | 625.86 | 2813.6911 | 1428.2871 | -1385.404 | 0 | 0 | 0 | 0 | 0
7908 | 1453.632 | 681.93 | 3034.7053 | 1512.9065 | -1521.7988 | 0 | 0 | 0 | 0 | 0
7909 | 1182.818 | 696.11 | 3096.5701 | 1231.0495 | -1865.5206 | 0 | 0 | 0 | 0 | 0
7910 | 1278.412 | 513.5 | 2313.3419 | 1330.5415 | -982.8003 | 0 | 0 | 0 | 0 | 0
7911 | 1247.998 | 385.39 | 1756.7511 | 1298.8874 | -457.8637 | 0 | 0 | 0 | 0 | 0
7912 | 1086.354 | 96.5 | 417.7262 | 417.7262 | 0 | 0 | 0 | 684.994 | 0 | 0
7913 | 1467.39 | 100.6 | 427.3305 | 427.3305 | 0 | 0 | 0 | 801.568 | 0 | 265.6416
7914 | 1410.488 | 1.96 | 0 | 0 | 0 | 0 | 0 | 801.568 | 0 | 633.7498
7915 | 1142.4 | 0 | 0 | 0 | 0 | 0 | 0 | 0 | 0 | 1188.9834
7916 | 984.8 | 0 | 0 | 0 | 0 | 0 | 0 | 0 | 0 | 1024.957
7917 | 1211.2 | 0 | 0 | 0 | 0 | 0 | 0 | 0 | 0 | 1260.5889
7918 | 1125.6 | 0 | 0 | 0 | 0 | 0 | 0 | 0 | 0 | 1171.4984
7919 | 1388.8 | 0 | 0 | 0 | 0 | 0 | 0 | 0 | 0 | 1445.4308
7920 | 985.6 | 0 | 0 | 0 | 0 | 0 | 0 | 801.568 | 0 | 191.5362
7921 | 1293.6 | 0 | 0 | 0 | 0 | 0 | 0 | 801.568 | 0 | 512.0955
7922 | 1131.2 | 0 | 0 | 0 | 0 | 0 | 0 | 801.568 | 0 | 343.0733
7923 | 1264.8 | 0 | 0 | 0 | 0 | 0 | 0 | 801.568 | 0 | 482.1211
7924 | 774.4 | 0 | 0 | 0 | 0 | 0 | 0 | 774.4 | 0 | 0
7925 | 1108.8 | 0 | 0 | 0 | 0 | 0 | 0 | 801.568 | 0 | 319.7599
7926 | 734.4 | 0 | 0 | 0 | 0 | 0 | 0 | 734.4 | 0 | 0
7927 | 812.644 | 96.12 | 362.284 | 362.284 | 0 | 0 | 0 | 464.554 | 0 | 0
7928 | 1161.248 | 291.99 | 1368.7849 | 1208.6 | -160.1849 | 0 | 0 | 0 | 0 | 0
7929 | 1243.412 | 497.21 | 2319.3159 | 1294.1144 | -1025.2016 | 0 | 0 | 0 | 0 | 0
7930 | 1326.775 | 660.35 | 3001.7814 | 1380.8766 | -1620.9047 | 0 | 0 | 0 | 0 | 0
7931 | 1621.135 | 674.42 | 3024.7305 | 1687.2397 | -1337.4908 | 0 | 0 | 0 | 0 | 0
7932 | 1251.306 | 746.52 | 3317.2876 | 1302.3302 | -2014.9574 | 0 | 0 | 0 | 0 | 0
7933 | 1349.218 | 744.64 | 3299.9722 | 1404.2348 | -1895.7375 | 0 | 0 | 0 | 0 | 0
7934 | 1331.273 | 572.41 | 2571.9072 | 1385.558 | -1186.3492 | 0 | 0 | 0 | 0 | 0
7935 | 1282.735 | 456.68 | 2084.8851 | 1335.0408 | -749.8443 | 0 | 0 | 0 | 0 | 0
7936 | 1437.172 | 163.39 | 734.3669 | 734.3669 | 0 | 0 | 0 | 731.577 | 0 | 0
7937 | 1620.088 | 34.3 | 126.8082 | 126.8082 | 0 | 0 | 0 | 801.568 | 0 | 725.0884
7938 | 1488.651 | 0.98 | 0 | 0 | 0 | 0 | 0 | 801.568 | 0 | 715.1
7939 | 1304.8 | 0 | 0 | 0 | 0 | 0 | 0 | 689.27 | 0 | 640.6293
7940 | 1217.6 | 0 | 0 | 0 | 0 | 0 | 0 | 0 | 0 | 1267.2498
7941 | 1169.6 | 0 | 0 | 0 | 0 | 0 | 0 | 0 | 0 | 1217.2925
7942 | 1280 | 0 | 0 | 0 | 0 | 0 | 0 | 0 | 0 | 1332.1943
7943 | 1238.4 | 0 | 0 | 0 | 0 | 0 | 0 | 0 | 0 | 1288.898
7944 | 1456 | 0 | 0 | 0 | 0 | 0 | 0 | 801.568 | 0 | 681.1176
7945 | 1352 | 0 | 0 | 0 | 0 | 0 | 0 | 801.568 | 0 | 572.8769
7946 | 1226.4 | 0 | 0 | 0 | 0 | 0 | 0 | 801.568 | 0 | 442.1553
7947 | 1184 | 0 | 0 | 0 | 0 | 0 | 0 | 801.568 | 0 | 398.0264
7948 | 1292 | 0 | 0 | 0 | 0 | 0 | 0 | 801.568 | 0 | 510.4302
7949 | 1500 | 0 | 0 | 0 | 0 | 0 | 0 | 801.568 | 0 | 726.9118
7950 | 1428.8 | 0 | 0 | 0 | 0 | 0 | 0 | 801.568 | 0 | 652.8085
7951 | 1297.339 | 100.63 | 370.8569 | 370.8569 | 0 | 0 | 0 | 801.568 | 0 | 145.1301
7952 | 1310.033 | 290.99 | 1366.5576 | 529.1996 | -837.358 | 0 | 0 | 801.568 | 0 | 0
7953 | 994.134 | 485.44 | 2268.3793 | 200.4182 | -2067.961 | 0 | 0 | 801.568 | 0 | 0
7954 | 1147.17 | 589.71 | 2683.4639 | 372.7344 | -2310.7295 | 0 | 0 | 789.039 | 0 | 0
7955 | 1266.559 | 668.44 | 2976.2948 | 665.5653 | -2310.7295 | 0 | 0 | 627.071 | 0 | 0
7956 | 1524.5 | 787.11 | 3456.8818 | 1146.1523 | -2310.7295 | 0 | 0 | 423.254 | 0 | 0
7957 | 1553.979 | 698.75 | 3082.4978 | 1242.5553 | -1839.9425 | 0 | 0 | 360.106 | 0 | 0
7958 | 1388.914 | 527.29 | 2361.4809 | 1445.5495 | -915.9315 | 0 | 0 | 0 | 0 | 0
7959 | 1652.723 | 276.03 | 1247.9143 | 1247.9143 | 0 | 0 | 0 | 453.701 | 0 | 0
7960 | 1570.274 | 285.47 | 1320.0463 | 1320.0463 | 0 | 0 | 0 | 301.946 | 0 | 0
7961 | 1459.662 | 166.4 | 706.0213 | 706.0213 | 0 | 0 | 0 | 781.302 | 0 | 0
7962 | 1449.583 | 1.96 | 0 | 0 | 0 | 0 | 0 | 801.568 | 0 | 674.439
7963 | 1372.8 | 0 | 0 | 0 | 0 | 0 | 0 | 801.568 | 0 | 594.525
7964 | 1579.2 | 0 | 0 | 0 | 0 | 0 | 0 | 801.568 | 0 | 809.3413
7965 | 1569.6 | 0 | 0 | 0 | 0 | 0 | 0 | 801.568 | 0 | 799.3499
7966 | 1548.8 | 0 | 0 | 0 | 0 | 0 | 0 | 801.568 | 0 | 777.7017
7967 | 1433.6 | 0 | 0 | 0 | 0 | 0 | 0 | 801.568 | 0 | 657.8042
7968 | 1310.4 | 0 | 0 | 0 | 0 | 0 | 0 | 801.568 | 0 | 529.5805
7969 | 1088 | 0 | 0 | 0 | 0 | 0 | 0 | 801.568 | 0 | 298.1118
7970 | 1392 | 0 | 0 | 0 | 0 | 0 | 0 | 801.568 | 0 | 614.5079
7971 | 1436.8 | 0 | 0 | 0 | 0 | 0 | 0 | 801.568 | 0 | 661.1347
7972 | 1538.4 | 0 | 0 | 0 | 0 | 0 | 0 | 801.568 | 0 | 766.8776
7973 | 1468 | 0 | 0 | 0 | 0 | 0 | 0 | 801.568 | 0 | 693.607
7974 | 1324 | 0 | 0 | 0 | 0 | 0 | 0 | 801.568 | 0 | 543.7351
7975 | 916 | 11.75 | 24.3698 | 24.3698 | 0 | 0 | 0 | 801.568 | 0 | 94.7284
7976 | 1538.833 | 91.68 | 405.7114 | 405.7114 | 0 | 0 | 0 | 801.568 | 0 | 361.6169
7977 | 1337.062 | 222.19 | 1023.0388 | 557.3297 | -465.7091 | 0 | 0 | 801.568 | 0 | 0
7978 | 1341.153 | 392.25 | 1801.7865 | 561.5875 | -1240.199 | 0 | 0 | 801.568 | 0 | 0
7979 | 1403.197 | 419.54 | 1908.6931 | 626.1615 | -1282.5315 | 0 | 0 | 801.568 | 0 | 0
7980 | 1495.022 | 546.54 | 2468.3874 | 721.7308 | -1746.6566 | 0 | 0 | 801.568 | 0 | 0
7981 | 1415.791 | 412.68 | 1873.5471 | 639.269 | -1234.278 | 0 | 0 | 801.568 | 0 | 0
7982 | 1603.039 | 402.26 | 1837.5882 | 834.1524 | -1003.4358 | 0 | 0 | 801.568 | 0 | 0
7983 | 1305.477 | 384.97 | 1777.6957 | 524.4568 | -1253.2389 | 0 | 0 | 801.568 | 0 | 0
7984 | 1797.5 | 105.05 | 464.1344 | 464.1344 | 0 | 0 | 0 | 801.568 | 0 | 572.4085
7985 | 1690.399 | 8.81 | 12.6579 | 12.6579 | 0 | 0 | 0 | 801.568 | 0 | 912.4168
7986 | 1741.499 | 0.98 | 0 | 0 | 0 | 0 | 0 | 801.568 | 0 | 978.2584
7987 | 1718.4 | 0 | 0 | 0 | 0 | 0 | 0 | 801.568 | 0 | 954.2175
7988 | 1222.4 | 0 | 0 | 0 | 0 | 0 | 0 | 801.568 | 0 | 437.9922
7989 | 1288 | 0 | 0 | 0 | 0 | 0 | 0 | 801.568 | 0 | 506.2671
7990 | 1320.8 | 0 | 0 | 0 | 0 | 0 | 0 | 801.568 | 0 | 540.4046
7991 | 1376 | 0 | 0 | 0 | 0 | 0 | 0 | 801.568 | 0 | 597.8555
7992 | 1328.8 | 0 | 0 | 0 | 0 | 0 | 0 | 801.568 | 0 | 548.7308
7993 | 1398.4 | 0 | 0 | 0 | 0 | 0 | 0 | 801.568 | 0 | 621.1689
7994 | 1504 | 0 | 0 | 0 | 0 | 0 | 0 | 801.568 | 0 | 731.0749
7995 | 1284 | 0 | 0 | 0 | 0 | 0 | 0 | 801.568 | 0 | 502.104
7996 | 1360.8 | 0 | 0 | 0 | 0 | 0 | 0 | 801.568 | 0 | 582.0357
7997 | 1429.6 | 0 | 0 | 0 | 0 | 0 | 0 | 801.568 | 0 | 653.6411
7998 | 1222.4 | 0 | 0 | 0 | 0 | 0 | 0 | 801.568 | 0 | 437.9922
7999 | 1190.56 | 41.64 | 150.9772 | 150.9772 | 0 | 0 | 0 | 801.568 | 0 | 253.8767
8000 | 1232.152 | 232.13 | 1089.2447 | 1089.2447 | 0 | 0 | 0 | 185.583 | 0 | 0
8001 | 1245.954 | 374.31 | 1758.3175 | 1296.76 | -461.5574 | 0 | 0 | 0 | 0 | 0
8002 | 1352.375 | 574.57 | 2648.0879 | 1407.5205 | -1240.5674 | 0 | 0 | 0 | 0 | 0
8003 | 1036.347 | 716.75 | 3257.2796 | 1078.6059 | -2178.6737 | 0 | 0 | 0 | 0 | 0
8004 | 1453.973 | 658.75 | 2992.9535 | 1513.2614 | -1479.6921 | 0 | 0 | 0 | 0 | 0
8005 | 1380.768 | 679.22 | 3090.9603 | 1437.0713 | -1653.889 | 0 | 0 | 0 | 0 | 0
8006 | 1648.157 | 536.4 | 2463.7914 | 1715.3636 | -748.4278 | 0 | 0 | 0 | 0 | 0
8007 | 1281.294 | 408.96 | 1896.363 | 1333.5411 | -562.8219 | 0 | 0 | 0 | 0 | 0
8008 | 1404.316 | 146.09 | 661.8414 | 661.8414 | 0 | 0 | 0 | 768.405 | 0 | 0
8009 | 1308.225 | 63.76 | 267.1612 | 267.1612 | 0 | 0 | 0 | 801.568 | 0 | 260.1557
8010 | 1254.291 | 1.96 | 0 | 0 | 0 | 0 | 0 | 801.568 | 0 | 471.1836
8011 | 1336 | 0 | 0 | 0 | 0 | 0 | 0 | 801.568 | 0 | 556.2244
8012 | 854.4 | 0 | 0 | 0 | 0 | 0 | 0 | 801.568 | 0 | 54.9863
8013 | 1313.6 | 0 | 0 | 0 | 0 | 0 | 0 | 801.568 | 0 | 532.911
8014 | 1232 | 0 | 0 | 0 | 0 | 0 | 0 | 801.568 | 0 | 447.9836
8015 | 1172.8 | 0 | 0 | 0 | 0 | 0 | 0 | 801.568 | 0 | 386.3697
8016 | 1341.6 | 0 | 0 | 0 | 0 | 0 | 0 | 458.435 | 0 | 919.1776
8017 | 1092 | 0 | 0 | 0 | 0 | 0 | 0 | 767.916 | 0 | 337.2991
8018 | 1248 | 0 | 0 | 0 | 0 | 0 | 0 | 767.916 | 0 | 499.6603
8019 | 1142.4 | 0 | 0 | 0 | 0 | 0 | 0 | 767.916 | 0 | 389.7543
8020 | 1088.8 | 0 | 0 | 0 | 0 | 0 | 0 | 767.916 | 0 | 333.9686
8021 | 978.4 | 0 | 0 | 0 | 0 | 0 | 0 | 767.916 | 0 | 219.0669
8022 | 1040.8 | 0 | 0 | 0 | 0 | 0 | 0 | 767.916 | 0 | 284.0113
8023 | 858.4 | 32.66 | 115.291 | 115.291 | 0 | 0 | 0 | 0 | 0 | 778.1118
8024 | 1146.178 | 117.95 | 531.9493 | 531.9493 | 0 | 0 | 0 | 0 | 0 | 660.9661
8025 | 1191.895 | 194.12 | 891.2463 | 891.2463 | 0 | 0 | 0 | 0 | 0 | 349.2503
8026 | 1166.901 | 400.97 | 1846.4036 | 1214.4835 | -631.9201 | 0 | 0 | 0 | 0 | 0
8027 | 1126.266 | 571.69 | 2610.3005 | 1172.1915 | -1438.1089 | 0 | 0 | 0 | 0 | 0
8028 | 1448.14 | 612.78 | 2785.2842 | 1507.1905 | -1278.0937 | 0 | 0 | 0 | 0 | 0
8029 | 920.542 | 591.4 | 2692.5468 | 958.0788 | -1734.4681 | 0 | 0 | 0 | 0 | 0
8030 | 997.387 | 513.27 | 2356.1563 | 1038.0572 | -1318.0991 | 0 | 0 | 0 | 0 | 0
8031 | 860.713 | 410.99 | 1908.0623 | 895.8101 | -1012.2522 | 0 | 0 | 0 | 0 | 0
8032 | 234.947 | 192.64 | 887.3059 | 244.5274 | -642.7785 | 0 | 0 | 0 | 0 | 0
8033 | 183.063 | 154.71 | 664.4767 | 190.5277 | -473.9489 | 0 | 0 | 0 | 0 | 0
8034 | 137.552 | 2.94 | 0 | 0 | 0 | 0 | 0 | 0 | 0 | 143.1609
8035 | 148 | 0 | 0 | 0 | 0 | 0 | 0 | 0 | 0 | 154.035
8036 | 100.8 | 0 | 0 | 0 | 0 | 0 | 0 | 0 | 0 | 104.9103
8037 | 96 | 0 | 0 | 0 | 0 | 0 | 0 | 0 | 0 | 99.9146
8038 | 102.4 | 0 | 0 | 0 | 0 | 0 | 0 | 0 | 0 | 106.5755
8039 | 91.2 | 0 | 0 | 0 | 0 | 0 | 0 | 0 | 0 | 94.9188
8040 | 100 | 0 | 0 | 0 | 0 | 0 | 0 | 0 | 0 | 104.0777
8041 | 89.6 | 0 | 0 | 0 | 0 | 0 | 0 | 0 | 0 | 93.2536
8042 | 96 | 0 | 0 | 0 | 0 | 0 | 0 | 0 | 0 | 99.9146
8043 | 89.6 | 0 | 0 | 0 | 0 | 0 | 0 | 0 | 0 | 93.2536
8044 | 89.6 | 0 | 0 | 0 | 0 | 0 | 0 | 0 | 0 | 93.2536
8045 | 91.2 | 0 | 0 | 0 | 0 | 0 | 0 | 0 | 0 | 94.9188
8046 | 92 | 0 | 0 | 0 | 0 | 0 | 0 | 0 | 0 | 95.7515
8047 | 72.8 | 51.18 | 190.1968 | 75.7686 | -114.4282 | 0 | 0 | 0 | 0 | 0
8048 | 89.61 | 235.03 | 1095.249 | 93.264 | -1001.985 | 0 | 0 | 0 | 0 | 0
8049 | 636.197 | 483.61 | 2274.6687 | 662.1391 | -1612.5296 | 0 | 0 | 0 | 0 | 0
8050 | 1258.648 | 772.15 | 3542.1756 | 1309.9716 | -2232.2039 | 0 | 0 | 0 | 0 | 0
8051 | 1251.361 | 895.29 | 4031.6258 | 1302.3864 | -636.0635 | 0 | 2093.1759 | 0 | 0 | 0
8052 | 1077.291 | 947.58 | 4221.247 | 1121.2195 | 0 | 0 | 3100.0276 | 0 | 0 | 0
8053 | 1356.354 | 780.71 | 3515.7055 | 1411.6618 | 0 | 0 | 2104.0437 | 0 | 0 | 0
8054 | 1104.063 | 792.86 | 3587.3692 | 1149.0831 | 0 | 0 | 2438.2861 | 0 | 0 | 0
8055 | 1125.992 | 546.94 | 2528.1759 | 1171.9063 | 0 | 0 | 1356.2695 | 0 | 0 | 0
8056 | 1050.113 | 137.56 | 617.4367 | 617.4367 | 0 | 0 | 0 | 456.867 | 0 | 0
8057 | 951.408 | 90.75 | 374.5423 | 374.5423 | 0 | 0 | 0 | 138.4 | 0 | 471.6176
8058 | 1136.61 | 1.96 | 0 | 0 | 0 | 0 | 0 | 0 | 0 | 1182.9573
8059 | 1047.2 | 0 | 0 | 0 | 0 | 0 | 0 | 0 | 0 | 1089.9015
8060 | 1128.8 | 0 | 0 | 0 | 0 | 0 | 0 | 0 | 0 | 1174.8288
8061 | 778.4 | 0 | 0 | 0 | 0 | 0 | 0 | 0 | 0 | 810.1407
8062 | 1089.6 | 0 | 0 | 0 | 0 | 0 | 0 | 0 | 0 | 1134.0304
8063 | 952.8 | 0 | 0 | 0 | 0 | 0 | 0 | 0 | 0 | 991.6521
8064 | 999.2 | 0 | 0 | 0 | 0 | 0 | 0 | 0 | 0 | 1039.9442
8065 | 960 | 0 | 0 | 0 | 0 | 0 | 0 | 767.916 | 0 | 199.9166
8066 | 1305.6 | 0 | 0 | 0 | 0 | 0 | 0 | 767.916 | 0 | 559.609
8067 | 1168.8 | 0 | 0 | 0 | 0 | 0 | 0 | 767.916 | 0 | 417.2308
8068 | 1358.4 | 0 | 0 | 0 | 0 | 0 | 0 | 767.916 | 0 | 614.562
8069 | 1282.4 | 0 | 0 | 0 | 0 | 0 | 0 | 767.916 | 0 | 535.463
8070 | 1162.4 | 0 | 0 | 0 | 0 | 0 | 0 | 767.916 | 0 | 410.5698
8071 | 1039.2 | 112.19 | 398.0857 | 398.0857 | 0 | 0 | 0 | 0 | 0 | 683.4896
8072 | 1081.05 | 362.36 | 1702.5776 | 1125.1318 | -577.4459 | 0 | 0 | 0 | 0 | 0
8073 | 811.981 | 597.57 | 2805.5491 | 845.091 | -1960.4582 | 0 | 0 | 0 | 0 | 0
8074 | 1146.669 | 786.7 | 3553.3639 | 1193.4265 | -2310.7295 | 0 | 49.2079 | 0 | 0 | 0
8075 | 1380.393 | 913.49 | 4026.1503 | 1436.682 | -2310.7295 | 0 | 278.7388 | 0 | 0 | 0
8076 | 1173.817 | 968.94 | 4214.0345 | 1221.6825 | -2310.7295 | 0 | 681.6224 | 0 | 0 | 0
8077 | 1141.587 | 944.63 | 4116.4825 | 1188.1373 | -2310.7295 | 0 | 617.6157 | 0 | 0 | 0
8078 | 1217.119 | 844.32 | 3738.7044 | 1266.7492 | -812.5584 | 0 | 1659.3968 | 0 | 0 | 0
8079 | 1621.666 | 678.3 | 3083.6385 | 1687.7923 | 0 | 0 | 1395.8461 | 0 | 0 | 0
8080 | 617.579 | 458.62 | 2143.8358 | 642.7619 | 0 | 0 | 1501.0739 | 0 | 0 | 0
8081 | 1446.565 | 209.28 | 884.5198 | 884.5198 | 0 | 0 | 0 | 596.7 | 0 | 0
8082 | 1314.233 | 5.5 | 0 | 0 | 0 | 0 | 0 | 56.11 | 0 | 1309.4252
8083 | 1122.4 | 0 | 0 | 0 | 0 | 0 | 0 | 0 | 0 | 1168.1679
8084 | 976.8 | 0 | 0 | 0 | 0 | 0 | 0 | 0 | 0 | 1016.6308
8085 | 1206.4 | 0 | 0 | 0 | 0 | 0 | 0 | 0 | 0 | 1255.5931
8086 | 1304 | 0 | 0 | 0 | 0 | 0 | 0 | 0 | 0 | 1357.1729
8087 | 1134.4 | 0 | 0 | 0 | 0 | 0 | 0 | 0 | 0 | 1180.6572
8088 | 949.6 | 0 | 0 | 0 | 0 | 0 | 0 | 0 | 0 | 988.3216
8089 | 1222.4 | 0 | 0 | 0 | 0 | 0 | 0 | 767.916 | 0 | 473.0164
8090 | 851.2 | 0 | 0 | 0 | 0 | 0 | 0 | 767.916 | 0 | 86.6801
8091 | 1256.8 | 0 | 0 | 0 | 0 | 0 | 0 | 767.916 | 0 | 508.8191
8092 | 1092.8 | 0 | 0 | 0 | 0 | 0 | 0 | 767.916 | 0 | 338.1317
8093 | 1028.8 | 0 | 0 | 0 | 0 | 0 | 0 | 767.916 | 0 | 271.522
8094 | 1088.8 | 0 | 0 | 0 | 0 | 0 | 0 | 767.916 | 0 | 333.9686
8095 | 1353.6 | 105.13 | 380.9899 | 380.9899 | 0 | 0 | 0 | 0 | 0 | 1027.8056
8096 | 697.26 | 300.53 | 1424.6829 | 725.692 | -698.9909 | 0 | 0 | 0 | 0 | 0
8097 | 894.813 | 593.81 | 2809.502 | 931.3006 | -1878.2014 | 0 | 0 | 0 | 0 | 0
8098 | 1264.732 | 788.49 | 3577.868 | 1316.3037 | -2261.5643 | 0 | 0 | 0 | 0 | 0
8099 | 1241.914 | 915.74 | 4008.198 | 1292.5563 | -2310.7295 | 0 | 404.9121 | 0 | 0 | 0
8100 | 1308.586 | 972.72 | 4149.2544 | 1361.9459 | -2310.7295 | 0 | 476.579 | 0 | 0 | 0
8101 | 1086.618 | 947.83 | 4019.5445 | 1130.9268 | -2310.7295 | 0 | 577.8882 | 0 | 0 | 0
8102 | 1312.456 | 846.4 | 3659.9738 | 1365.9737 | -822.4374 | 0 | 1471.5626 | 0 | 0 | 0
8103 | 1471.833 | 681.53 | 3054.9161 | 1531.8496 | 0 | 0 | 1523.0665 | 0 | 0 | 0
8104 | 1659.084 | 444.82 | 2064.03 | 1726.7361 | 0 | 0 | 337.2939 | 0 | 0 | 0
8105 | 1382.135 | 174 | 740.6636 | 740.6636 | 0 | 0 | 0 | 670.49 | 0 | 0
8106 | 1357.739 | 3.91 | 0 | 0 | 0 | 0 | 0 | 461.503 | 0 | 932.7816
8107 | 1292 | 0 | 0 | 0 | 0 | 0 | 0 | 0 | 0 | 1344.6836
8108 | 1217.6 | 0 | 0 | 0 | 0 | 0 | 0 | 0 | 0 | 1267.2498
8109 | 1288 | 0 | 0 | 0 | 0 | 0 | 0 | 0 | 0 | 1340.5205
8110 | 1356 | 0 | 0 | 0 | 0 | 0 | 0 | 0 | 0 | 1411.2933
8111 | 968.8 | 0 | 0 | 0 | 0 | 0 | 0 | 0 | 0 | 1008.3046
8112 | 1264 | 0 | 0 | 0 | 0 | 0 | 0 | 0 | 0 | 1315.5419
8113 | 1316.8 | 0 | 0 | 0 | 0 | 0 | 0 | 767.916 | 0 | 571.2657
8114 | 1169.6 | 0 | 0 | 0 | 0 | 0 | 0 | 767.916 | 0 | 418.0634
8115 | 1160.8 | 0 | 0 | 0 | 0 | 0 | 0 | 767.916 | 0 | 408.9045
8116 | 1196 | 0 | 0 | 0 | 0 | 0 | 0 | 767.916 | 0 | 445.5399
8117 | 840 | 0 | 0 | 0 | 0 | 0 | 0 | 767.916 | 0 | 75.0234
8118 | 1152.8 | 0 | 0 | 0 | 0 | 0 | 0 | 767.916 | 0 | 400.5783
8119 | 706.4 | 100.89 | 359.042 | 359.042 | 0 | 0 | 0 | 0 | 0 | 376.1628
8120 | 959.437 | 346.95 | 1643.7425 | 998.5598 | -645.1827 | 0 | 0 | 0 | 0 | 0
8121 | 900.079 | 581.47 | 2756.998 | 936.7813 | -1820.2166 | 0 | 0 | 0 | 0 | 0
8122 | 1146.42 | 766.82 | 3480.8384 | 1193.1673 | -2287.6711 | 0 | 0 | 0 | 0 | 0
8123 | 1422.593 | 892.33 | 3920.6936 | 1480.6018 | -2310.7295 | 0 | 129.3623 | 0 | 0 | 0
8124 | 1547.461 | 949.31 | 4113.7806 | 1610.5615 | -2310.7295 | 0 | 192.4896 | 0 | 0 | 0
8125 | 1494.729 | 893.54 | 3899.9551 | 1555.6803 | -2310.7295 | 0 | 33.5453 | 0 | 0 | 0
8126 | 1257.696 | 828.67 | 3674.6904 | 1308.9808 | -908.1225 | 0 | 1457.5871 | 0 | 0 | 0
8127 | 1228.071 | 554.73 | 2538.2183 | 1278.1478 | 0 | 0 | 1260.0705 | 0 | 0 | 0
8128 | 1769.154 | 422.01 | 1976.4414 | 1841.2944 | 0 | 0 | 135.1469 | 0 | 0 | 0
8129 | 1953.371 | 181.6 | 776.5069 | 776.5069 | 0 | 0 | 0 | 767.916 | 0 | 457.2861
8130 | 1544.713 | 3.91 | 0 | 0 | 0 | 0 | 0 | 767.916 | 0 | 808.4723
8131 | 1589.6 | 0 | 0 | 0 | 0 | 0 | 0 | 767.916 | 0 | 855.1896
8132 | 1320 | 0 | 0 | 0 | 0 | 0 | 0 | 767.916 | 0 | 574.5962
8133 | 1744 | 0 | 0 | 0 | 0 | 0 | 0 | 767.916 | 0 | 1015.8856
8134 | 1516.8 | 0 | 0 | 0 | 0 | 0 | 0 | 410.84 | 0 | 1151.0575
8135 | 1599.2 | 0 | 0 | 0 | 0 | 0 | 0 | 0 | 0 | 1664.4102
8136 | 1542.4 | 0 | 0 | 0 | 0 | 0 | 0 | 767.916 | 0 | 806.065
8137 | 1434.4 | 0 | 0 | 0 | 0 | 0 | 0 | 767.916 | 0 | 693.6611
8138 | 1324 | 0 | 0 | 0 | 0 | 0 | 0 | 767.916 | 0 | 578.7593
8139 | 1325.6 | 0 | 0 | 0 | 0 | 0 | 0 | 767.916 | 0 | 580.4246
8140 | 1516.8 | 0 | 0 | 0 | 0 | 0 | 0 | 767.916 | 0 | 779.4211
8141 | 1291.2 | 0 | 0 | 0 | 0 | 0 | 0 | 767.916 | 0 | 544.6218
8142 | 1542.4 | 0 | 0 | 0 | 0 | 0 | 0 | 767.916 | 0 | 806.065
8143 | 1000.8 | 103.27 | 362.7336 | 362.7336 | 0 | 0 | 0 | 652.278 | 0 | 0
8144 | 828.43 | 349.15 | 1649.5157 | 862.2107 | -787.305 | 0 | 0 | 0 | 0 | 0
8145 | 1062.166 | 583.77 | 2765.8685 | 1105.4777 | -1660.3908 | 0 | 0 | 0 | 0 | 0
8146 | 1354.15 | 770.94 | 3507.448 | 1409.3679 | -2098.0801 | 0 | 0 | 0 | 0 | 0
8147 | 1544.599 | 894.11 | 3931.2512 | 1607.5828 | -2310.7295 | 0 | 12.9389 | 0 | 0 | 0
8148 | 1620.767 | 950.48 | 4107.5703 | 1686.8577 | -2310.7295 | 0 | 109.983 | 0 | 0 | 0
8149 | 936.447 | 904.46 | 3908.9214 | 974.6323 | -2310.7295 | 0 | 623.5596 | 0 | 0 | 0
8150 | 1379.589 | 559.44 | 2496.4603 | 1435.8442 | -1060.6161 | 0 | 0 | 0 | 0 | 0
8151 | 1282.753 | 527.73 | 2394.6838 | 1335.0596 | -54.8011 | 0 | 1004.8232 | 0 | 0 | 0
8152 | 1281.053 | 350.61 | 1626.0503 | 1333.2902 | 0 | 0 | 292.7601 | 0 | 0 | 0
8153 | 1015.736 | 174.98 | 745.0099 | 745.0099 | 0 | 0 | 0 | 299.915 | 0 | 0
8154 | 1172.039 | 4.6 | 0 | 0 | 0 | 0 | 0 | 767.916 | 0 | 420.6018
8155 | 1207.2 | 0 | 0 | 0 | 0 | 0 | 0 | 363.244 | 0 | 878.3698
8156 | 1226.4 | 0 | 0 | 0 | 0 | 0 | 0 | 0 | 0 | 1276.4087
8157 | 1287.2 | 0 | 0 | 0 | 0 | 0 | 0 | 0 | 0 | 1339.6879
8158 | 1448.8 | 0 | 0 | 0 | 0 | 0 | 0 | 0 | 0 | 1507.8774
8159 | 1248.8 | 0 | 0 | 0 | 0 | 0 | 0 | 0 | 0 | 1299.7221
8160 | 1272.8 | 0 | 0 | 0 | 0 | 0 | 0 | 767.916 | 0 | 525.4716
8161 | 1412 | 0 | 0 | 0 | 0 | 0 | 0 | 767.916 | 0 | 670.3477
8162 | 1366.4 | 0 | 0 | 0 | 0 | 0 | 0 | 767.916 | 0 | 622.8883
8163 | 1345.6 | 0 | 0 | 0 | 0 | 0 | 0 | 767.916 | 0 | 601.2401
8164 | 1445.6 | 0 | 0 | 0 | 0 | 0 | 0 | 767.916 | 0 | 705.3178
8165 | 1436 | 0 | 0 | 0 | 0 | 0 | 0 | 767.916 | 0 | 695.3263
8166 | 1366.4 | 0 | 0 | 0 | 0 | 0 | 0 | 767.916 | 0 | 622.8883
8167 | 1041.6 | 37.71 | 135.0772 | 135.0772 | 0 | 0 | 0 | 767.916 | 0 | 149.7667
8168 | 1319.128 | 221.91 | 1041.088 | 573.6876 | -467.4004 | 0 | 0 | 767.916 | 0 | 0
8169 | 889.005 | 398.78 | 1883.8986 | 126.0256 | -1757.873 | 0 | 0 | 767.916 | 0 | 0
8170 | 1469.341 | 480.48 | 2215.8398 | 730.0269 | -1485.813 | 0 | 0 | 767.916 | 0 | 0
8171 | 1714.76 | 640.26 | 2893.5146 | 985.4533 | -1908.0613 | 0 | 0 | 767.916 | 0 | 0
8172 | 1647.544 | 652.97 | 2924.5807 | 915.4964 | -2009.0843 | 0 | 0 | 767.916 | 0 | 0
8173 | 1465.729 | 439.97 | 1979.1974 | 726.2665 | -1252.9308 | 0 | 0 | 767.916 | 0 | 0
8174 | 1506.159 | 300.74 | 1355.338 | 768.3462 | -586.9919 | 0 | 0 | 767.916 | 0 | 0
8175 | 1621.22 | 255.6 | 1158.5292 | 925.7345 | -232.7947 | 0 | 0 | 731.755 | 0 | 0
8176 | 1662.845 | 330.02 | 1536.1428 | 1536.1428 | 0 | 0 | 0 | 186.887 | 0 | 0
8177 | 1580.403 | 85.58 | 364.7246 | 364.7246 | 0 | 0 | 0 | 767.916 | 0 | 480.892
8178 | 1155.725 | 2.94 | 0 | 0 | 0 | 0 | 0 | 767.916 | 0 | 403.6226
8179 | 1545.6 | 0 | 0 | 0 | 0 | 0 | 0 | 767.916 | 0 | 809.3955
8180 | 1300 | 0 | 0 | 0 | 0 | 0 | 0 | 767.916 | 0 | 553.7807
8181 | 1517.6 | 0 | 0 | 0 | 0 | 0 | 0 | 767.916 | 0 | 780.2537
8182 | 1541.6 | 0 | 0 | 0 | 0 | 0 | 0 | 767.916 | 0 | 805.2324
8183 | 1264.8 | 0 | 0 | 0 | 0 | 0 | 0 | 767.916 | 0 | 517.1453
8184 | 1515.2 | 0 | 0 | 0 | 0 | 0 | 0 | 767.916 | 0 | 777.7558
8185 | 1142.4 | 0 | 0 | 0 | 0 | 0 | 0 | 767.916 | 0 | 389.7543
8186 | 1111.2 | 0 | 0 | 0 | 0 | 0 | 0 | 767.916 | 0 | 357.282
8187 | 1584.8 | 0 | 0 | 0 | 0 | 0 | 0 | 767.916 | 0 | 850.1939
8188 | 1384 | 0 | 0 | 0 | 0 | 0 | 0 | 767.916 | 0 | 641.2059
8189 | 1290.4 | 0 | 0 | 0 | 0 | 0 | 0 | 767.916 | 0 | 543.7892
8190 | 1424 | 0 | 0 | 0 | 0 | 0 | 0 | 767.916 | 0 | 682.837
8191 | 1168.8 | 85.77 | 293.4803 | 293.4803 | 0 | 0 | 0 | 767.916 | 0 | 123.7504
8192 | 1085.638 | 243.67 | 1139.8171 | 1129.9068 | -9.9103 | 0 | 0 | 0 | 0 | 0
8193 | 1060.777 | 492.06 | 2319.1765 | 1104.0321 | -1215.1444 | 0 | 0 | 0 | 0 | 0
8194 | 1138.269 | 616.22 | 2808.5362 | 1184.684 | -1623.8522 | 0 | 0 | 0 | 0 | 0
8195 | 1033.825 | 757.41 | 3367.6175 | 1075.9811 | -2291.6365 | 0 | 0 | 0 | 0 | 0
8196 | 1090.429 | 813.17 | 3569.0953 | 1134.8942 | -2310.7295 | 0 | 123.4715 | 0 | 0 | 0
8197 | 1135.24 | 719.85 | 3183.4729 | 1181.5314 | -2001.9414 | 0 | 0 | 0 | 0 | 0
8198 | 1171.847 | 530.58 | 2390.5009 | 1219.6312 | -1170.8697 | 0 | 0 | 0 | 0 | 0
8199 | 1104.482 | 256.09 | 1162.8152 | 1149.5192 | -13.2959 | 0 | 0 | 0 | 0 | 0
8200 | 224.458 | 175.92 | 800.7497 | 233.6107 | -567.139 | 0 | 0 | 0 | 0 | 0
8201 | 183.44 | 85.9 | 369.5268 | 190.9201 | -178.6067 | 0 | 0 | 0 | 0 | 0
8202 | 160.064 | 2.94 | 0 | 0 | 0 | 0 | 0 | 0 | 0 | 166.5909
8203 | 206.4 | 0 | 0 | 0 | 0 | 0 | 0 | 0 | 0 | 214.8163
8204 | 149.6 | 0 | 0 | 0 | 0 | 0 | 0 | 0 | 0 | 155.7002
8205 | 116 | 0 | 0 | 0 | 0 | 0 | 0 | 0 | 0 | 120.7301
8206 | 109.6 | 0 | 0 | 0 | 0 | 0 | 0 | 0 | 0 | 114.0691
8207 | 99.2 | 0 | 0 | 0 | 0 | 0 | 0 | 0 | 0 | 103.2451
8208 | 108.8 | 0 | 0 | 0 | 0 | 0 | 0 | 0 | 0 | 113.2365
8209 | 100.8 | 0 | 0 | 0 | 0 | 0 | 0 | 0 | 0 | 104.9103
8210 | 109.6 | 0 | 0 | 0 | 0 | 0 | 0 | 0 | 0 | 114.0691
8211 | 100 | 0 | 0 | 0 | 0 | 0 | 0 | 0 | 0 | 104.0777
8212 | 104 | 0 | 0 | 0 | 0 | 0 | 0 | 0 | 0 | 108.2408
8213 | 93.6 | 0 | 0 | 0 | 0 | 0 | 0 | 0 | 0 | 97.4167
8214 | 101.6 | 0 | 0 | 0 | 0 | 0 | 0 | 0 | 0 | 105.7429
8215 | 93.6 | 60.06 | 213.2437 | 97.4167 | -115.827 | 0 | 0 | 0 | 0 | 0
8216 | 100.012 | 103.92 | 466.8415 | 104.0902 | -362.7513 | 0 | 0 | 0 | 0 | 0
8217 | 218.574 | 360.99 | 1684.4004 | 227.4867 | -1456.9137 | 0 | 0 | 0 | 0 | 0
8218 | 955.563 | 592.93 | 2678.5411 | 994.5278 | -1080.8155 | 0 | 603.1978 | 0 | 0 | 0
8219 | 1162.174 | 506.07 | 2253.7657 | 1209.5637 | 0 | 0 | 1044.202 | 0 | 0 | 0
8220 | 1591.079 | 506.03 | 2242.2069 | 1655.9581 | 0 | 0 | 586.2488 | 0 | 0 | 0
8221 | 1379.816 | 617.47 | 2726.9466 | 1436.0805 | 0 | 0 | 1290.8661 | 0 | 0 | 0
8222 | 1610.809 | 601.56 | 2683.4702 | 1676.4926 | 0 | 0 | 1006.9776 | 0 | 0 | 0
8223 | 1808.052 | 294.51 | 1337.2577 | 1337.2577 | 0 | 0 | 0 | 523.187 | 0 | 0
8224 | 2055.558 | 289.04 | 1336.2138 | 1336.2138 | 0 | 0 | 0 | 767.916 | 0 | 3.9341
8225 | 1608.955 | 108.6 | 463.2289 | 463.2289 | 0 | 0 | 0 | 767.916 | 0 | 412.1039
8226 | 1527.332 | 1.96 | 0 | 0 | 0 | 0 | 0 | 767.916 | 0 | 790.3825
8227 | 1779.2 | 0 | 0 | 0 | 0 | 0 | 0 | 767.916 | 0 | 1052.5209
8228 | 1836.8 | 0 | 0 | 0 | 0 | 0 | 0 | 767.916 | 0 | 1112.4697
8229 | 1579.2 | 0 | 0 | 0 | 0 | 0 | 0 | 767.916 | 0 | 844.3656
8230 | 1553.6 | 0 | 0 | 0 | 0 | 0 | 0 | 767.916 | 0 | 817.7217
8231 | 1396 | 0 | 0 | 0 | 0 | 0 | 0 | 767.916 | 0 | 653.6953
8232 | 1387.2 | 0 | 0 | 0 | 0 | 0 | 0 | 767.916 | 0 | 644.5364
8233 | 1321.6 | 0 | 0 | 0 | 0 | 0 | 0 | 767.916 | 0 | 576.2615
8234 | 1526.4 | 0 | 0 | 0 | 0 | 0 | 0 | 767.916 | 0 | 789.4125
8235 | 1572 | 0 | 0 | 0 | 0 | 0 | 0 | 767.916 | 0 | 836.872
8236 | 1433.6 | 0 | 0 | 0 | 0 | 0 | 0 | 767.916 | 0 | 692.8285
8237 | 1316 | 0 | 0 | 0 | 0 | 0 | 0 | 767.916 | 0 | 570.4331
8238 | 1384.8 | 0 | 0 | 0 | 0 | 0 | 0 | 767.916 | 0 | 642.0386
8239 | 1184.8 | 31.38 | 105.5774 | 105.5774 | 0 | 0 | 0 | 767.916 | 0 | 328.3058
8240 | 1308.643 | 156.67 | 721.1324 | 562.7761 | -158.3563 | 0 | 0 | 767.916 | 0 | 0
8241 | 1418.787 | 465.11 | 2187.4079 | 677.4104 | -1509.9975 | 0 | 0 | 767.916 | 0 | 0
8242 | 1582.275 | 730.82 | 3323.498 | 1012.7684 | -2310.7295 | 0 | 0 | 609.186 | 0 | 0
8243 | 1549.679 | 872.74 | 3849.0902 | 1538.3607 | -2310.7295 | 0 | 0 | 71.59 | 0 | 0
8244 | 1523.622 | 601.51 | 2683.8959 | 786.5213 | -1897.3746 | 0 | 0 | 767.916 | 0 | 0
8245 | 1514.182 | 365.97 | 1632.0608 | 776.6953 | -855.3655 | 0 | 0 | 767.916 | 0 | 0
8246 | 1331.149 | 221.47 | 990.1451 | 586.1988 | -403.9463 | 0 | 0 | 767.916 | 0 | 0
8247 | 1245.736 | 39.23 | 147.2439 | 147.2439 | 0 | 0 | 0 | 767.916 | 0 | 350.0601
8248 | 1236.827 | 50.98 | 204.4762 | 204.4762 | 0 | 0 | 0 | 767.916 | 0 | 283.5544
8249 | 1300.328 | 66.5 | 277.9863 | 277.9863 | 0 | 0 | 0 | 767.916 | 0 | 276.1358
8250 | 1367.211 | 2.94 | 0 | 0 | 0 | 0 | 0 | 767.916 | 0 | 623.7323
8251 | 1213.6 | 0 | 0 | 0 | 0 | 0 | 0 | 767.916 | 0 | 463.8576
8252 | 1144.8 | 0 | 0 | 0 | 0 | 0 | 0 | 767.916 | 0 | 392.2521
8253 | 1432 | 0 | 0 | 0 | 0 | 0 | 0 | 767.916 | 0 | 691.1632
8254 | 1488.8 | 0 | 0 | 0 | 0 | 0 | 0 | 767.916 | 0 | 750.2793
8255 | 1432.8 | 0 | 0 | 0 | 0 | 0 | 0 | 767.916 | 0 | 691.9958
8256 | 1107.2 | 0 | 0 | 0 | 0 | 0 | 0 | 767.916 | 0 | 353.1189
8257 | 1325.6 | 0 | 0 | 0 | 0 | 0 | 0 | 767.916 | 0 | 580.4246
8258 | 1274.4 | 0 | 0 | 0 | 0 | 0 | 0 | 767.916 | 0 | 527.1368
8259 | 1459.2 | 0 | 0 | 0 | 0 | 0 | 0 | 767.916 | 0 | 719.4723
8260 | 1384.8 | 0 | 0 | 0 | 0 | 0 | 0 | 767.916 | 0 | 642.0386
8261 | 1256 | 0 | 0 | 0 | 0 | 0 | 0 | 767.916 | 0 | 507.9865
8262 | 1425.6 | 0 | 0 | 0 | 0 | 0 | 0 | 767.916 | 0 | 684.5022
8263 | 991.2 | 57.91 | 199.2192 | 199.2192 | 0 | 0 | 0 | 767.916 | 0 | 33.1696
8264 | 982.402 | 226.07 | 1047.6938 | 223.2321 | -824.4617 | 0 | 0 | 767.916 | 0 | 0
8265 | 1106.567 | 526.87 | 2460.2163 | 352.4601 | -2107.7562 | 0 | 0 | 767.916 | 0 | 0
8266 | 1162.384 | 476.21 | 2160.8472 | 410.5531 | -1750.2941 | 0 | 0 | 767.916 | 0 | 0
8267 | 957.501 | 501.36 | 2243.9304 | 197.3146 | -2046.6158 | 0 | 0 | 767.916 | 0 | 0
8268 | 1301.609 | 616.41 | 2733.1267 | 555.4553 | -2177.6714 | 0 | 0 | 767.916 | 0 | 0
8269 | 1278.001 | 532.39 | 2376.8407 | 530.8846 | -1845.9561 | 0 | 0 | 767.916 | 0 | 0
8270 | 1638.085 | 396.68 | 1791.5078 | 905.6507 | -885.8572 | 0 | 0 | 767.916 | 0 | 0
8271 | 1340.07 | 34.32 | 125.5395 | 125.5395 | 0 | 0 | 0 | 767.916 | 0 | 469.9451
8272 | 1262.195 | 96.5 | 420.2272 | 420.2272 | 0 | 0 | 0 | 767.916 | 0 | 94.2059
8273 | 1317.571 | 8.81 | 12.531 | 12.531 | 0 | 0 | 0 | 767.916 | 0 | 559.5372
8274 | 1073.537 | 0.98 | 0 | 0 | 0 | 0 | 0 | 767.916 | 0 | 318.0832
8275 | 968 | 0 | 0 | 0 | 0 | 0 | 0 | 767.916 | 0 | 208.2428
8276 | 1704.8 | 0 | 0 | 0 | 0 | 0 | 0 | 767.916 | 0 | 975.0871
8277 | 1280 | 0 | 0 | 0 | 0 | 0 | 0 | 290.828 | 0 | 1029.5073
8278 | 953.6 | 0 | 0 | 0 | 0 | 0 | 0 | 0 | 0 | 992.4848
8279 | 1074.4 | 0 | 0 | 0 | 0 | 0 | 0 | 0 | 0 | 1118.2106
8280 | 1128 | 0 | 0 | 0 | 0 | 0 | 0 | 767.916 | 0 | 374.7671
8281 | 1326.4 | 0 | 0 | 0 | 0 | 0 | 0 | 767.916 | 0 | 581.2572
8282 | 1213.6 | 0 | 0 | 0 | 0 | 0 | 0 | 767.916 | 0 | 463.8576
8283 | 932 | 0 | 0 | 0 | 0 | 0 | 0 | 767.916 | 0 | 170.7748
8284 | 1318.4 | 0 | 0 | 0 | 0 | 0 | 0 | 767.916 | 0 | 572.931
8285 | 1150.4 | 0 | 0 | 0 | 0 | 0 | 0 | 767.916 | 0 | 398.0805
8286 | 1121.6 | 0 | 0 | 0 | 0 | 0 | 0 | 767.916 | 0 | 368.1061
8287 | 1252.8 | 68.6 | 232.9321 | 232.9321 | 0 | 0 | 0 | 767.916 | 0 | 271.7229
8288 | 1217.408 | 233.01 | 1068.9371 | 467.8208 | -601.1162 | 0 | 0 | 767.916 | 0 | 0
8289 | 1302.102 | 513.36 | 2360.8731 | 555.9674 | -1804.9057 | 0 | 0 | 767.916 | 0 | 0
8290 | 1274.013 | 414.65 | 1864.0281 | 526.734 | -1337.2941 | 0 | 0 | 767.916 | 0 | 0
8291 | 1359.024 | 381.27 | 1713.5183 | 615.2115 | -1098.3068 | 0 | 0 | 767.916 | 0 | 0
8292 | 1360.939 | 722.65 | 3136.5068 | 825.7773 | -2310.7295 | 0 | 0 | 567.516 | 0 | 0
8293 | 1309.39 | 448.95 | 1998.662 | 563.5536 | -1435.1084 | 0 | 0 | 767.916 | 0 | 0
8294 | 1346.761 | 484.61 | 2176.4558 | 602.4474 | -1574.0084 | 0 | 0 | 767.916 | 0 | 0
8295 | 1666.961 | 261.88 | 1190.1293 | 935.7052 | -254.4241 | 0 | 0 | 767.916 | 0 | 0
8296 | 1629.508 | 95.6 | 417.3619 | 417.3619 | 0 | 0 | 0 | 767.916 | 0 | 479.3631
8297 | 1510.972 | 9.79 | 16.7628 | 16.7628 | 0 | 0 | 0 | 767.916 | 0 | 756.5927
8298 | 1715.055 | 0.98 | 0 | 0 | 0 | 0 | 0 | 767.916 | 0 | 985.7603
8299 | 1569.6 | 0 | 0 | 0 | 0 | 0 | 0 | 767.916 | 0 | 834.3741
8300 | 1138.4 | 0 | 0 | 0 | 0 | 0 | 0 | 767.916 | 0 | 385.5911
8301 | 1421.6 | 0 | 0 | 0 | 0 | 0 | 0 | 767.916 | 0 | 680.3391
8302 | 1424.8 | 0 | 0 | 0 | 0 | 0 | 0 | 767.916 | 0 | 683.6696
8303 | 1243.2 | 0 | 0 | 0 | 0 | 0 | 0 | 767.916 | 0 | 494.6646
8304 | 1226.4 | 0 | 0 | 0 | 0 | 0 | 0 | 767.916 | 0 | 477.1795
8305 | 871.2 | 0 | 0 | 0 | 0 | 0 | 0 | 767.916 | 0 | 107.4956
8306 | 1341.6 | 0 | 0 | 0 | 0 | 0 | 0 | 767.916 | 0 | 597.077
8307 | 1340 | 0 | 0 | 0 | 0 | 0 | 0 | 767.916 | 0 | 595.4118
8308 | 1356 | 0 | 0 | 0 | 0 | 0 | 0 | 767.916 | 0 | 612.0642
8309 | 1612 | 0 | 0 | 0 | 0 | 0 | 0 | 767.916 | 0 | 878.503
8310 | 1690.4 | 0 | 0 | 0 | 0 | 0 | 0 | 767.916 | 0 | 960.0999
8311 | 1544.8 | 74.93 | 249.5668 | 249.5668 | 0 | 0 | 0 | 767.916 | 0 | 558.995
8312 | 1215.149 | 309.6 | 1424.6767 | 465.4697 | -959.207 | 0 | 0 | 767.916 | 0 | 0
8313 | 1492.134 | 543.38 | 2510.0539 | 753.7482 | -1756.3056 | 0 | 0 | 767.916 | 0 | 0
8314 | 1882.658 | 634.12 | 2830.277 | 1160.1966 | -1670.0804 | 0 | 0 | 767.916 | 0 | 0
8315 | 1450.765 | 581.55 | 2566.7773 | 710.6934 | -1856.0839 | 0 | 0 | 767.916 | 0 | 0
8316 | 1737.05 | 438.67 | 1934.5751 | 1008.6522 | -925.9229 | 0 | 0 | 767.916 | 0 | 0
8317 | 1360.505 | 569.12 | 2476.8687 | 616.7518 | -1860.1169 | 0 | 0 | 767.916 | 0 | 0
8318 | 1346.552 | 600.16 | 2622.182 | 602.2299 | -2019.9521 | 0 | 0 | 767.916 | 0 | 0
8319 | 1602.583 | 201.37 | 896.5158 | 868.701 | -27.8148 | 0 | 0 | 767.916 | 0 | 0
8320 | 1371.928 | 125.3 | 552.6639 | 552.6639 | 0 | 0 | 0 | 767.916 | 0 | 75.9777
8321 | 1617.23 | 59.24 | 243.6354 | 243.6354 | 0 | 0 | 0 | 767.916 | 0 | 640.3098
8322 | 1416.264 | 2.94 | 0 | 0 | 0 | 0 | 0 | 767.916 | 0 | 674.7856
8323 | 1540.8 | 0 | 0 | 0 | 0 | 0 | 0 | 767.916 | 0 | 804.3997
8324 | 1249.6 | 0 | 0 | 0 | 0 | 0 | 0 | 570.936 | 0 | 706.3377
8325 | 1344 | 0 | 0 | 0 | 0 | 0 | 0 | 0 | 0 | 1398.804
8326 | 1529.6 | 0 | 0 | 0 | 0 | 0 | 0 | 0 | 0 | 1591.9722
8327 | 1204 | 0 | 0 | 0 | 0 | 0 | 0 | 0 | 0 | 1253.0953
8328 | 1254.4 | 0 | 0 | 0 | 0 | 0 | 0 | 767.916 | 0 | 506.3213
8329 | 1176.8 | 0 | 0 | 0 | 0 | 0 | 0 | 767.916 | 0 | 425.557
8330 | 1458.4 | 0 | 0 | 0 | 0 | 0 | 0 | 767.916 | 0 | 718.6397
8331 | 1106.4 | 0 | 0 | 0 | 0 | 0 | 0 | 767.916 | 0 | 352.2863
8332 | 1453.6 | 0 | 0 | 0 | 0 | 0 | 0 | 767.916 | 0 | 713.644
8333 | 1477.6 | 0 | 0 | 0 | 0 | 0 | 0 | 767.916 | 0 | 738.6226
8334 | 1080 | 0 | 0 | 0 | 0 | 0 | 0 | 767.916 | 0 | 324.8098
8335 | 1225.6 | 66.12 | 221.1848 | 221.1848 | 0 | 0 | 0 | 767.916 | 0 | 255.162
8336 | 918.666 | 238.97 | 1103.2328 | 956.1263 | -147.1065 | 0 | 0 | 0 | 0 | 0
8337 | 1374.39 | 543.91 | 2551.3987 | 1430.4332 | -1120.9655 | 0 | 0 | 0 | 0 | 0
8338 | 1560.354 | 637.58 | 2914.4779 | 1623.9802 | -1290.4977 | 0 | 0 | 0 | 0 | 0
8339 | 1797.136 | 656.57 | 2945.3869 | 1870.4174 | -1074.9694 | 0 | 0 | 0 | 0 | 0
8340 | 1185.147 | 689.88 | 3063.1789 | 1233.4735 | -1829.7054 | 0 | 0 | 0 | 0 | 0
8341 | 1448.412 | 626.36 | 2789.0903 | 1507.4736 | -1281.6167 | 0 | 0 | 0 | 0 | 0
8342 | 1481.714 | 581.63 | 2614.9454 | 1542.1335 | -1072.8119 | 0 | 0 | 0 | 0 | 0
8343 | 915.477 | 459.11 | 2097.209 | 952.8072 | -1144.4017 | 0 | 0 | 0 | 0 | 0
8344 | 1225.411 | 307.24 | 1428.6348 | 1275.3793 | -153.2554 | 0 | 0 | 0 | 0 | 0
8345 | 1517.155 | 100.11 | 432.1815 | 432.1815 | 0 | 0 | 0 | 767.916 | 0 | 347.609
8346 | 1563.602 | 3.91 | 0 | 0 | 0 | 0 | 0 | 767.916 | 0 | 828.1315
8347 | 1392 | 0 | 0 | 0 | 0 | 0 | 0 | 767.916 | 0 | 649.5321
8348 | 1641.6 | 0 | 0 | 0 | 0 | 0 | 0 | 767.916 | 0 | 909.31
8349 | 1546.4 | 0 | 0 | 0 | 0 | 0 | 0 | 767.916 | 0 | 810.2281
8350 | 1494.4 | 0 | 0 | 0 | 0 | 0 | 0 | 767.916 | 0 | 756.1077
8351 | 1361.6 | 0 | 0 | 0 | 0 | 0 | 0 | 767.916 | 0 | 617.8925
8352 | 1280.8 | 0 | 0 | 0 | 0 | 0 | 0 | 767.916 | 0 | 533.7978
8353 | 1408 | 0 | 0 | 0 | 0 | 0 | 0 | 767.916 | 0 | 666.1846
8354 | 1036.8 | 0 | 0 | 0 | 0 | 0 | 0 | 767.916 | 0 | 279.8482
8355 | 1119.2 | 0 | 0 | 0 | 0 | 0 | 0 | 767.916 | 0 | 365.6082
8356 | 1168 | 0 | 0 | 0 | 0 | 0 | 0 | 767.916 | 0 | 416.3981
8357 | 1204.8 | 0 | 0 | 0 | 0 | 0 | 0 | 767.916 | 0 | 454.6987
8358 | 1127.2 | 0 | 0 | 0 | 0 | 0 | 0 | 767.916 | 0 | 373.9344
8359 | 1190.4 | 81.32 | 266.1714 | 266.1714 | 0 | 0 | 0 | 760.367 | 0 | 181.3959
8360 | 210.344 | 321.55 | 1473.3486 | 218.9212 | -1254.4275 | 0 | 0 | 0 | 0 | 0
8361 | 101.182 | 556.12 | 2590.8973 | 105.3079 | -2310.7295 | 0 | 174.8599 | 0 | 0 | 0
8362 | 0 | 529.89 | 2417.1292 | 0.0010408 | -2310.7295 | 0 | 106.3986 | 0 | 0 | 0
8363 | 0 | 333.11 | 1499.3576 | 0 | -1499.3576 | 0 | 0 | 0 | 0 | 0
8364 | 0 | 452.11 | 2030.8761 | 0 | -2030.8761 | 0 | 0 | 0 | 0 | 0
8365 | 0 | 454.25 | 2045.7196 | 0 | -2045.7196 | 0 | 0 | 0 | 0 | 0
8366 | 0 | 689.65 | 3100.6801 | -0.0010408 | -1141.5427 | 0 | 1959.1385 | 0 | 0 | 0
8367 | 0 | 498.07 | 2281.6991 | 0 | 0 | 0 | 2281.6991 | 0 | 0 | 0
8368 | 0 | 266.17 | 1229.5862 | 0 | 0 | 0 | 1229.5862 | 0 | 0 | 0
8369 | 0 | 97.58 | 420.5436 | 0 | 0 | 0 | 420.5436 | 0 | 0 | 0
8370 | 0 | 3.91 | 0 | 0 | 0 | 0 | 0 | 0 | 0 | 0
8371 | 0 | 0 | 0 | 0 | 0 | 0 | 0 | 0 | 0 | 0
8372 | 0 | 0 | 0 | 0 | 0 | 0 | 0 | 0 | 0 | 0
8373 | 137.6 | 0 | 0 | 0 | 0 | 0 | 0 | 0 | 0 | 143.2109
8374 | 224 | 0 | 0 | 0 | 0 | 0 | 0 | 0 | 0 | 233.134
8375 | 279.2 | 0 | 0 | 0 | 0 | 0 | 0 | 0 | 0 | 290.5849
8376 | 275.2 | 0 | 0 | 0 | 0 | 0 | 0 | 0 | 0 | 286.4218
8377 | 272 | 0 | 0 | 0 | 0 | 0 | 0 | 0 | 0 | 283.0913
8378 | 291.2 | 0 | 0 | 0 | 0 | 0 | 0 | 0 | 0 | 303.0742
8379 | 199.2 | 0 | 0 | 0 | 0 | 0 | 0 | 0 | 0 | 207.3227
8380 | 207.2 | 0 | 0 | 0 | 0 | 0 | 0 | 0 | 0 | 215.649
8381 | 285.6 | 0 | 0 | 0 | 0 | 0 | 0 | 0 | 0 | 297.2459
8382 | 264 | 0 | 0 | 0 | 0 | 0 | 0 | 0 | 0 | 274.7651
8383 | 318.4 | 52.93 | 177.0413 | 177.0413 | 0 | 0 | 0 | 0 | 0 | 154.342
8384 | 138.494 | 323.49 | 1485.9045 | 144.1413 | -1341.7632 | 0 | 0 | 0 | 0 | 0
8385 | 740.535 | 559.43 | 2612.7109 | 770.7316 | -1650.6272 | 0 | 191.352 | 0 | 0 | 0
8386 | 1328.616 | 648.88 | 2929.9355 | 1382.7927 | 0 | 0 | 1547.1428 | 0 | 0 | 0
8387 | 1321.969 | 852.48 | 3741.7164 | 1375.8747 | 0 | 0 | 2365.8418 | 0 | 0 | 0
8388 | 1360.73 | 842.42 | 3680.3918 | 1416.2162 | 0 | 0 | 2264.1756 | 0 | 0 | 0
8389 | 1345.146 | 660.2 | 2938.1556 | 1399.9967 | 0 | 0 | 1538.1588 | 0 | 0 | 0
8390 | 1049.667 | 540.38 | 2431.1838 | 1092.4691 | 0 | 0 | 1338.7148 | 0 | 0 | 0
8391 | 978.516 | 479.21 | 2198.5546 | 1018.4167 | 0 | 0 | 1180.1378 | 0 | 0 | 0
8392 | 1113.713 | 151.87 | 681.0812 | 681.0812 | 0 | 0 | 0 | 459.316 | 0 | 0
8393 | 1271.929 | 33.31 | 123.153 | 123.153 | 0 | 0 | 0 | 767.916 | 0 | 401.411
8394 | 1081.973 | 1.96 | 0 | 0 | 0 | 0 | 0 | 767.916 | 0 | 326.8632
8395 | 1176.8 | 0 | 0 | 0 | 0 | 0 | 0 | 0 | 0 | 1224.7861
8396 | 942.4 | 0 | 0 | 0 | 0 | 0 | 0 | 0 | 0 | 980.8281
8397 | 892.8 | 0 | 0 | 0 | 0 | 0 | 0 | 0 | 0 | 929.2055
8398 | 998.4 | 0 | 0 | 0 | 0 | 0 | 0 | 0 | 0 | 1039.1116
8399 | 1292 | 0 | 0 | 0 | 0 | 0 | 0 | 0 | 0 | 1344.6836
8400 | 1080.8 | 0 | 0 | 0 | 0 | 0 | 0 | 767.916 | 0 | 325.6424
8401 | 1272.8 | 0 | 0 | 0 | 0 | 0 | 0 | 767.916 | 0 | 525.4716
8402 | 1246.4 | 0 | 0 | 0 | 0 | 0 | 0 | 767.916 | 0 | 497.995
8403 | 1290.4 | 0 | 0 | 0 | 0 | 0 | 0 | 767.916 | 0 | 543.7892
8404 | 856 | 0 | 0 | 0 | 0 | 0 | 0 | 767.916 | 0 | 91.6758
8405 | 1009.6 | 0 | 0 | 0 | 0 | 0 | 0 | 767.916 | 0 | 251.5391
8406 | 1304.8 | 0 | 0 | 0 | 0 | 0 | 0 | 767.916 | 0 | 558.7764
8407 | 1032.8 | 61.69 | 202.2427 | 202.2427 | 0 | 0 | 0 | 642.965 | 0 | 203.4885
8408 | 1361.032 | 275.11 | 1271.7866 | 1271.7866 | 0 | 0 | 0 | 0 | 0 | 144.744
8409 | 1132.013 | 420.5 | 1972.3251 | 1178.1729 | -794.1522 | 0 | 0 | 0 | 0 | 0
8410 | 1598.971 | 593.45 | 2716.3879 | 1664.1719 | -1052.216 | 0 | 0 | 0 | 0 | 0
8411 | 1537.183 | 859.91 | 3853.1337 | 1599.8644 | -2253.2693 | 0 | 0 | 0 | 0 | 0
8412 | 1425.846 | 940.51 | 4175.0876 | 1483.9874 | -2310.7295 | 0 | 380.3706 | 0 | 0 | 0
8413 | 1392.659 | 892.95 | 3969.4873 | 1449.4472 | -2310.7295 | 0 | 209.3106 | 0 | 0 | 0
8414 | 1295.781 | 487.18 | 2223.5561 | 1348.6188 | -874.9373 | 0 | 0 | 0 | 0 | 0
8415 | 1618.778 | 555.6 | 2538.8126 | 1684.7866 | -854.0261 | 0 | 0 | 0 | 0 | 0
8416 | 1607.397 | 350.06 | 1627.6594 | 1627.6594 | 0 | 0 | 0 | 43.508 | 0 | 0
8417 | 1627.259 | 46.07 | 182.4138 | 182.4138 | 0 | 0 | 0 | 767.916 | 0 | 711.9694
8418 | 1365.124 | 2.94 | 0 | 0 | 0 | 0 | 0 | 767.916 | 0 | 621.5602
8419 | 1428 | 0 | 0 | 0 | 0 | 0 | 0 | 767.916 | 0 | 687.0001
8420 | 1173.6 | 0 | 0 | 0 | 0 | 0 | 0 | 767.916 | 0 | 422.2265
8421 | 1508 | 0 | 0 | 0 | 0 | 0 | 0 | 767.916 | 0 | 770.2623
8422 | 1451.2 | 0 | 0 | 0 | 0 | 0 | 0 | 30.461 | 0 | 1478.6722
8423 | 1724 | 0 | 0 | 0 | 0 | 0 | 0 | 0 | 0 | 1794.2992
8424 | 1598.4 | 0 | 0 | 0 | 0 | 0 | 0 | 767.916 | 0 | 864.3485
8425 | 1463.2 | 0 | 0 | 0 | 0 | 0 | 0 | 767.916 | 0 | 723.6355
8426 | 1581.6 | 0 | 0 | 0 | 0 | 0 | 0 | 767.916 | 0 | 846.8634
8427 | 1542.4 | 0 | 0 | 0 | 0 | 0 | 0 | 767.916 | 0 | 806.065
8428 | 1321.6 | 0 | 0 | 0 | 0 | 0 | 0 | 767.916 | 0 | 576.2615
8429 | 1266.4 | 0 | 0 | 0 | 0 | 0 | 0 | 767.916 | 0 | 518.8106
8430 | 1100 | 0 | 0 | 0 | 0 | 0 | 0 | 767.916 | 0 | 345.6253
8431 | 1120 | 66.76 | 218.125 | 218.125 | 0 | 0 | 0 | 767.916 | 0 | 148.3159
8432 | 977.25 | 253.67 | 1179.7351 | 217.8689 | -961.8661 | 0 | 0 | 767.916 | 0 | 0
8433 | 1164.458 | 446.58 | 2104.919 | 412.7107 | -1692.2084 | 0 | 0 | 767.916 | 0 | 0
8434 | 1811.107 | 594.87 | 2722.4296 | 1085.729 | -1636.7006 | 0 | 0 | 767.916 | 0 | 0
8435 | 1589.091 | 731.6 | 3274.2182 | 963.4887 | -2310.7295 | 0 | 0 | 663.351 | 0 | 0
8436 | 1463.659 | 720.34 | 3206.7436 | 896.0141 | -2310.7295 | 0 | 0 | 602.75 | 0 | 0
8437 | 1438.004 | 638.71 | 2851.4901 | 697.412 | -2154.078 | 0 | 0 | 767.916 | 0 | 0
8438 | 1439.024 | 509.14 | 2296.27 | 769.1996 | -1527.0704 | 0 | 0 | 699.96 | 0 | 0
8439 | 1791.185 | 237.81 | 1072.7557 | 1072.7557 | 0 | 0 | 0 | 760.459 | 0 | 0
8440 | 1612.223 | 143.15 | 639.2867 | 639.2867 | 0 | 0 | 0 | 767.916 | 0 | 239.4474
8441 | 1277.059 | 24.49 | 82.7376 | 82.7376 | 0 | 0 | 0 | 767.916 | 0 | 447.1656
8442 | 1399.92 | 1.96 | 0 | 0 | 0 | 0 | 0 | 767.916 | 0 | 657.7751
8443 | 1373.6 | 0 | 0 | 0 | 0 | 0 | 0 | 767.916 | 0 | 630.3819
8444 | 1170.4 | 0 | 0 | 0 | 0 | 0 | 0 | 123.049 | 0 | 1090.0586
8445 | 1194.4 | 0 | 0 | 0 | 0 | 0 | 0 | 0 | 0 | 1243.1038
8446 | 1397.6 | 0 | 0 | 0 | 0 | 0 | 0 | 0 | 0 | 1454.5896
8447 | 1476 | 0 | 0 | 0 | 0 | 0 | 0 | 0 | 0 | 1536.1865
8448 | 1419.2 | 0 | 0 | 0 | 0 | 0 | 0 | 767.916 | 0 | 677.8413
8449 | 1497.6 | 0 | 0 | 0 | 0 | 0 | 0 | 767.916 | 0 | 759.4382
8450 | 1310.4 | 0 | 0 | 0 | 0 | 0 | 0 | 767.916 | 0 | 564.6048
8451 | 1341.6 | 0 | 0 | 0 | 0 | 0 | 0 | 767.916 | 0 | 597.077
8452 | 1416 | 0 | 0 | 0 | 0 | 0 | 0 | 767.916 | 0 | 674.5108
8453 | 957.6 | 0 | 0 | 0 | 0 | 0 | 0 | 767.916 | 0 | 197.4187
8454 | 1168 | 0 | 0 | 0 | 0 | 0 | 0 | 767.916 | 0 | 416.3981
8455 | 1116.8 | 70.85 | 233.1933 | 233.1933 | 0 | 0 | 0 | 767.916 | 0 | 129.917
8456 | 1100.114 | 267.27 | 1241.6072 | 345.744 | -895.8632 | 0 | 0 | 767.916 | 0 | 0
8457 | 1505.134 | 451.1 | 2130.2359 | 767.2783 | -1362.9576 | 0 | 0 | 767.916 | 0 | 0
8458 | 1372.623 | 595.54 | 2734.4443 | 629.365 | -2105.0793 | 0 | 0 | 767.916 | 0 | 0
8459 | 1730.814 | 676.3 | 3043.3385 | 1002.1619 | -2041.1767 | 0 | 0 | 767.916 | 0 | 0
8460 | 1451.75 | 672.88 | 3008.1926 | 711.7186 | -2296.474 | 0 | 0 | 767.916 | 0 | 0
8461 | 1419.609 | 485.51 | 2184.5249 | 678.267 | -1506.258 | 0 | 0 | 767.916 | 0 | 0
8462 | 1566.858 | 594.47 | 2672.1361 | 941.7646 | -1730.3716 | 0 | 0 | 661.991 | 0 | 0
8463 | 1497.729 | 440.64 | 2011.8486 | 1558.8016 | -453.047 | 0 | 0 | 0 | 0 | 0
8464 | 1156.838 | 303.14 | 1406.1654 | 1204.0101 | -202.1553 | 0 | 0 | 0 | 0 | 0
8465 | 1305.359 | 102.76 | 447.6079 | 447.6079 | 0 | 0 | 0 | 767.916 | 0 | 111.7492
8466 | 1419.829 | 4.89 | 0 | 0 | 0 | 0 | 0 | 767.916 | 0 | 678.4959
8467 | 1196 | 0 | 0 | 0 | 0 | 0 | 0 | 717.4 | 0 | 498.1158
8468 | 1183.2 | 0 | 0 | 0 | 0 | 0 | 0 | 0 | 0 | 1231.4471
8469 | 1408.8 | 0 | 0 | 0 | 0 | 0 | 0 | 0 | 0 | 1466.2463
8470 | 1412 | 0 | 0 | 0 | 0 | 0 | 0 | 0 | 0 | 1469.5768
8471 | 1347.2 | 0 | 0 | 0 | 0 | 0 | 0 | 0 | 0 | 1402.1345
8472 | 1276 | 0 | 0 | 0 | 0 | 0 | 0 | 767.916 | 0 | 528.802
8473 | 1184 | 0 | 0 | 0 | 0 | 0 | 0 | 767.916 | 0 | 433.0506
8474 | 1453.6 | 0 | 0 | 0 | 0 | 0 | 0 | 767.916 | 0 | 713.644
8475 | 1312.8 | 0 | 0 | 0 | 0 | 0 | 0 | 767.916 | 0 | 567.1026
8476 | 1127.2 | 0 | 0 | 0 | 0 | 0 | 0 | 767.916 | 0 | 373.9344
8477 | 1457.6 | 0 | 0 | 0 | 0 | 0 | 0 | 767.916 | 0 | 717.8071
8478 | 1394.4 | 0 | 0 | 0 | 0 | 0 | 0 | 767.916 | 0 | 652.03
8479 | 1288.8 | 23.71 | 70.3461 | 70.3461 | 0 | 0 | 0 | 767.916 | 0 | 471.7768
8480 | 1161.104 | 129.81 | 597.5537 | 409.2199 | -188.3338 | 0 | 0 | 767.916 | 0 | 0
8481 | 829.113 | 369.2 | 1759.9931 | 63.6924 | -1696.3007 | 0 | 0 | 767.916 | 0 | 0
8482 | 1028.635 | 464.6 | 2172.6975 | 271.3492 | -1901.3483 | 0 | 0 | 767.916 | 0 | 0
8483 | 1605.522 | 693.3 | 3201.1037 | 890.3741 | -2310.7295 | 0 | 0 | 750.032 | 0 | 0
8484 | 1388.834 | 730.33 | 3352.6158 | 1041.8863 | -2310.7295 | 0 | 0 | 387.769 | 0 | 0
8485 | 1422.415 | 605.67 | 2790.5724 | 681.1874 | -2109.385 | 0 | 0 | 767.916 | 0 | 0
8486 | 1624.992 | 608.7 | 2827.6542 | 968.6416 | -1859.0126 | 0 | 0 | 694.301 | 0 | 0
8487 | 1558.054 | 391.85 | 1839.1307 | 1621.5864 | -217.5442 | 0 | 0 | 0 | 0 | 0
8488 | 1796.174 | 67.67 | 287.7789 | 287.7789 | 0 | 0 | 0 | 767.916 | 0 | 782.4071
8489 | 1733.951 | 53.03 | 219.7944 | 219.7944 | 0 | 0 | 0 | 767.916 | 0 | 785.6324
8490 | 1379.821 | 2.94 | 0 | 0 | 0 | 0 | 0 | 767.916 | 0 | 636.8565
8491 | 1425.6 | 0 | 0 | 0 | 0 | 0 | 0 | 351.166 | 0 | 1118.246
8492 | 1449.6 | 0 | 0 | 0 | 0 | 0 | 0 | 0 | 0 | 1508.71
8493 | 1551.2 | 0 | 0 | 0 | 0 | 0 | 0 | 0 | 0 | 1614.453
8494 | 1432.8 | 0 | 0 | 0 | 0 | 0 | 0 | 0 | 0 | 1491.225
8495 | 1576.8 | 0 | 0 | 0 | 0 | 0 | 0 | 0 | 0 | 1641.0968
8496 | 1746.4 | 0 | 0 | 0 | 0 | 0 | 0 | 767.916 | 0 | 1018.3834
8497 | 704 | 0 | 0 | 0 | 0 | 0 | 0 | 704 | 0 | 0
8498 | 883.2 | 0 | 0 | 0 | 0 | 0 | 0 | 767.916 | 0 | 119.9849
8499 | 1075.2 | 0 | 0 | 0 | 0 | 0 | 0 | 767.916 | 0 | 319.8141
8500 | 876.8 | 0 | 0 | 0 | 0 | 0 | 0 | 767.916 | 0 | 113.3239
8501 | 927.2 | 0 | 0 | 0 | 0 | 0 | 0 | 767.916 | 0 | 165.7791
8502 | 720.8 | 0 | 0 | 0 | 0 | 0 | 0 | 720.8 | 0 | 0
8503 | 638.4 | 49.89 | 161.7232 | 161.7232 | 0 | 0 | 0 | 483.013 | 0 | 0
8504 | 622.722 | 247.18 | 1168.7403 | 648.1146 | -520.6257 | 0 | 0 | 0 | 0 | 0
8505 | 603.316 | 547.64 | 2667.8794 | 627.9173 | -2039.9621 | 0 | 0 | 0 | 0 | 0
8506 | 1098.458 | 740.78 | 3507.4969 | 1143.2506 | -2310.7295 | 0 | 53.5167 | 0 | 0 | 0
8507 | 979.053 | 763.01 | 3534.7319 | 1018.9756 | -2310.7295 | 0 | 205.0268 | 0 | 0 | 0
8508 | 716.923 | 797.18 | 3648.9853 | 746.1579 | -2310.7295 | 0 | 592.0979 | 0 | 0 | 0
8509 | 680.172 | 770.89 | 3521.946 | 707.9072 | -2310.7295 | 0 | 503.3092 | 0 | 0 | 0
8510 | 780.334 | 676.96 | 3118.5784 | 812.1535 | -789.8747 | 0 | 1516.5502 | 0 | 0 | 0
8511 | 882.579 | 501.56 | 2342.3379 | 918.5677 | 0 | 0 | 1423.7702 | 0 | 0 | 0
8512 | 842.753 | 451.72 | 2159.9844 | 877.1178 | 0 | 0 | 1282.8667 | 0 | 0 | 0
8513 | 490.41 | 208.07 | 922.0148 | 510.4073 | 0 | 0 | 411.6074 | 0 | 0 | 0
8514 | 678.563 | 8.66 | 0 | 0 | 0 | 0 | 0 | 0 | 0 | 706.2326
8515 | 853.6 | 0 | 0 | 0 | 0 | 0 | 0 | 0 | 0 | 888.4071
8516 | 705.6 | 0 | 0 | 0 | 0 | 0 | 0 | 0 | 0 | 734.3721
8517 | 828.8 | 0 | 0 | 0 | 0 | 0 | 0 | 0 | 0 | 862.5958
8518 | 820 | 0 | 0 | 0 | 0 | 0 | 0 | 0 | 0 | 853.437
8519 | 755.2 | 0 | 0 | 0 | 0 | 0 | 0 | 0 | 0 | 785.9946
8520 | 697.6 | 0 | 0 | 0 | 0 | 0 | 0 | 0 | 0 | 726.0459
8521 | 1381.6 | 0 | 0 | 0 | 0 | 0 | 0 | 767.916 | 0 | 638.7081
8522 | 1472 | 0 | 0 | 0 | 0 | 0 | 0 | 767.916 | 0 | 732.7943
8523 | 1526.4 | 0 | 0 | 0 | 0 | 0 | 0 | 767.916 | 0 | 789.4125
8524 | 1505.6 | 0 | 0 | 0 | 0 | 0 | 0 | 767.916 | 0 | 767.7644
8525 | 1336.8 | 0 | 0 | 0 | 0 | 0 | 0 | 767.916 | 0 | 592.0813
8526 | 1504 | 0 | 0 | 0 | 0 | 0 | 0 | 471.954 | 0 | 1074.1295
8527 | 1156.8 | 16.65 | 40.0335 | 40.0335 | 0 | 0 | 0 | 0 | 0 | 1163.9371
8528 | 151.282 | 92.09 | 419.4445 | 157.4508 | -261.9937 | 0 | 0 | 0 | 0 | 0
8529 | 203.767 | 276.79 | 1335.6486 | 212.076 | -1123.5727 | 0 | 0 | 0 | 0 | 0
8530 | 271.406 | 441.18 | 2116.1813 | 282.4731 | -1833.7082 | 0 | 0 | 0 | 0 | 0
8531 | 225.678 | 633.7 | 3001.4358 | 234.8815 | -2310.7295 | 0 | 455.8248 | 0 | 0 | 0
8532 | 210.894 | 642.07 | 3010.6998 | 219.4936 | -2310.7295 | 0 | 480.4767 | 0 | 0 | 0
8533 | 235.761 | 515.84 | 2409.9166 | 245.3746 | -2164.542 | 0 | 0 | 0 | 0 | 0
8534 | 236.032 | 340.14 | 1582.3388 | 245.6566 | -1336.6821 | 0 | 0 | 0 | 0 | 0
8535 | 258.885 | 255 | 1183.7244 | 269.4415 | -914.2829 | 0 | 0 | 0 | 0 | 0
8536 | 263.906 | 127.75 | 578.9217 | 274.6672 | -304.2544 | 0 | 0 | 0 | 0 | 0
8537 | 505.286 | 60.13 | 254.2181 | 254.2181 | 0 | 0 | 0 | 0 | 0 | 271.6719
8538 | 457.786 | 4.89 | 0 | 0 | 0 | 0 | 0 | 0 | 0 | 476.453
8539 | 296 | 0 | 0 | 0 | 0 | 0 | 0 | 0 | 0 | 308.0699
8540 | 264.8 | 0 | 0 | 0 | 0 | 0 | 0 | 0 | 0 | 275.5977
8541 | 239.2 | 0 | 0 | 0 | 0 | 0 | 0 | 0 | 0 | 248.9538
8542 | 282.4 | 0 | 0 | 0 | 0 | 0 | 0 | 0 | 0 | 293.9154
8543 | 237.6 | 0 | 0 | 0 | 0 | 0 | 0 | 0 | 0 | 247.2886
8544 | 223.2 | 0 | 0 | 0 | 0 | 0 | 0 | 0 | 0 | 232.3014
8545 | 259.2 | 0 | 0 | 0 | 0 | 0 | 0 | 0 | 0 | 269.7693
8546 | 218.4 | 0 | 0 | 0 | 0 | 0 | 0 | 0 | 0 | 227.3057
8547 | 200 | 0 | 0 | 0 | 0 | 0 | 0 | 0 | 0 | 208.1554
8548 | 210.4 | 0 | 0 | 0 | 0 | 0 | 0 | 0 | 0 | 218.9794
8549 | 123.2 | 0 | 0 | 0 | 0 | 0 | 0 | 0 | 0 | 128.2237
8550 | 180 | 0 | 0 | 0 | 0 | 0 | 0 | 0 | 0 | 187.3398
8551 | 153.6 | 27.04 | 80.8319 | 80.8319 | 0 | 0 | 0 | 0 | 0 | 79.0314
8552 | 243.992 | 184.91 | 868.8675 | 253.9412 | -614.9263 | 0 | 0 | 0 | 0 | 0
8553 | 437.884 | 326.66 | 1575.9276 | 455.7395 | -1120.1881 | 0 | 0 | 0 | 0 | 0
8554 | 969.506 | 436.8 | 2078.7466 | 1009.0393 | -1069.7073 | 0 | 0 | 0 | 0 | 0
8555 | 1470.638 | 524.69 | 2466.3964 | 1530.6059 | -935.7905 | 0 | 0 | 0 | 0 | 0
8556 | 1520.337 | 639.45 | 2972.1234 | 1582.3315 | -379.9907 | 0 | 1009.8012 | 0 | 0 | 0
8557 | 1436.091 | 646.24 | 2989.317 | 1494.6502 | 0 | 0 | 1494.6668 | 0 | 0 | 0
8558 | 1653.246 | 503.83 | 2338.4527 | 1720.6601 | 0 | 0 | 617.7926 | 0 | 0 | 0
8559 | 1597.991 | 424.73 | 1989.8039 | 1663.1519 | 0 | 0 | 326.652 | 0 | 0 | 0
8560 | 1630.98 | 73.56 | 315.9913 | 315.9913 | 0 | 0 | 0 | 767.916 | 0 | 582.2647
8561 | 1716.665 | 137.19 | 612.4524 | 612.4524 | 0 | 0 | 0 | 767.916 | 0 | 374.9825
8562 | 1572.735 | 9.08 | 0 | 0 | 0 | 0 | 0 | 767.916 | 0 | 837.6369
8563 | 1589.6 | 0 | 0 | 0 | 0 | 0 | 0 | 767.916 | 0 | 855.1896
8564 | 1557.6 | 0 | 0 | 0 | 0 | 0 | 0 | 268.04 | 0 | 1342.1441
8565 | 1602.4 | 0 | 0 | 0 | 0 | 0 | 0 | 0 | 0 | 1667.7407
8566 | 1444 | 0 | 0 | 0 | 0 | 0 | 0 | 0 | 0 | 1502.8817
8567 | 1375.2 | 0 | 0 | 0 | 0 | 0 | 0 | 0 | 0 | 1431.2762
8568 | 1093.6 | 0 | 0 | 0 | 0 | 0 | 0 | 767.916 | 0 | 338.9643
8569 | 1228 | 0 | 0 | 0 | 0 | 0 | 0 | 767.916 | 0 | 478.8448
8570 | 1288 | 0 | 0 | 0 | 0 | 0 | 0 | 767.916 | 0 | 541.2914
8571 | 1141.6 | 0 | 0 | 0 | 0 | 0 | 0 | 767.916 | 0 | 388.9216
8572 | 1294.4 | 0 | 0 | 0 | 0 | 0 | 0 | 767.916 | 0 | 547.9523
8573 | 1065.6 | 0 | 0 | 0 | 0 | 0 | 0 | 767.916 | 0 | 309.8226
8574 | 829.6 | 0 | 0 | 0 | 0 | 0 | 0 | 767.916 | 0 | 64.1993
8575 | 1029.6 | 74.81 | 220.5531 | 220.5531 | 0 | 0 | 0 | 767.916 | 0 | 51.8015
8576 | 822.307 | 308.38 | 1419.2126 | 855.838 | -563.3746 | 0 | 0 | 0 | 0 | 0
8577 | 592.193 | 545.42 | 2599.1787 | 616.3407 | -1982.838 | 0 | 0 | 0 | 0 | 0
8578 | 240.544 | 733.07 | 3404.8399 | 250.3537 | -2310.7295 | 0 | 843.7567 | 0 | 0 | 0
8579 | 160.732 | 636.27 | 2938.1556 | 167.2861 | -2310.7295 | 0 | 460.1399 | 0 | 0 | 0
8580 | 234.455 | 607.99 | 2794.6095 | 244.0164 | -2310.7295 | 0 | 239.8637 | 0 | 0 | 0
8581 | 799.112 | 800.44 | 3637.9603 | 831.6983 | -2310.7295 | 0 | 495.5326 | 0 | 0 | 0
8582 | 1280.093 | 635.65 | 2933.6625 | 1332.2911 | -804.2509 | 0 | 797.1205 | 0 | 0 | 0
8583 | 1234.242 | 429.79 | 2014.0831 | 1284.5704 | 0 | 0 | 729.5127 | 0 | 0 | 0
8584 | 1396.75 | 206.02 | 960.0562 | 960.0562 | 0 | 0 | 0 | 474.308 | 0 | 0
8585 | 1167.432 | 109.53 | 473.7262 | 473.7262 | 0 | 0 | 0 | 712.266 | 0 | 0
8586 | 1508.661 | 12.86 | 5.1664 | 5.1664 | 0 | 0 | 0 | 767.916 | 0 | 765.7827
8587 | 1127.2 | 0 | 0 | 0 | 0 | 0 | 0 | 0 | 0 | 1173.1636
8588 | 1019.2 | 0 | 0 | 0 | 0 | 0 | 0 | 0 | 0 | 1060.7597
8589 | 1018.4 | 0 | 0 | 0 | 0 | 0 | 0 | 0 | 0 | 1059.9271
8590 | 1072 | 0 | 0 | 0 | 0 | 0 | 0 | 0 | 0 | 1115.7127
8591 | 1246.4 | 0 | 0 | 0 | 0 | 0 | 0 | 0 | 0 | 1297.2242
8592 | 1248 | 0 | 0 | 0 | 0 | 0 | 0 | 767.916 | 0 | 499.6603
8593 | 1350.4 | 0 | 0 | 0 | 0 | 0 | 0 | 767.916 | 0 | 606.2358
8594 | 1180.8 | 0 | 0 | 0 | 0 | 0 | 0 | 767.916 | 0 | 429.7201
8595 | 1263.2 | 0 | 0 | 0 | 0 | 0 | 0 | 767.916 | 0 | 515.4801
8596 | 924 | 0 | 0 | 0 | 0 | 0 | 0 | 767.916 | 0 | 162.4486
8597 | 1158.4 | 0 | 0 | 0 | 0 | 0 | 0 | 767.916 | 0 | 406.4067
8598 | 944.8 | 0 | 0 | 0 | 0 | 0 | 0 | 767.916 | 0 | 184.0968
8599 | 1162.4 | 66.24 | 195.9647 | 195.9647 | 0 | 0 | 0 | 767.916 | 0 | 214.604
8600 | 1102.325 | 281.69 | 1294.8325 | 348.0451 | -946.7874 | 0 | 0 | 767.916 | 0 | 0
8601 | 1299.188 | 407.08 | 1924.8188 | 552.9356 | -1371.8833 | 0 | 0 | 767.916 | 0 | 0
8602 | 1255.151 | 603.92 | 2795.4526 | 507.1018 | -2288.3507 | 0 | 0 | 767.916 | 0 | 0
8603 | 1741.645 | 624.67 | 2847.5924 | 1677.5646 | -1170.0277 | 0 | 0 | 129.806 | 0 | 0
8604 | 1714.976 | 729.44 | 3286.3058 | 1784.9072 | -1501.3986 | 0 | 0 | 0 | 0 | 0
8605 | 1914.011 | 932.68 | 4176.4052 | 1992.0582 | -2184.3469 | 0 | 0 | 0 | 0 | 0
8606 | 1870.71 | 637.72 | 2895.8032 | 1946.9916 | -948.8117 | 0 | 0 | 0 | 0 | 0
8607 | 1783.81 | 436.5 | 2007.6407 | 1856.5481 | -151.0927 | 0 | 0 | 0 | 0 | 0
8608 | 2019.637 | 332.48 | 1552.0855 | 1552.0855 | 0 | 0 | 0 | 528.361 | 0 | 0
8609 | 1410.31 | 67.73 | 284.7316 | 284.7316 | 0 | 0 | 0 | 767.916 | 0 | 383.8572
8610 | 1651.085 | 5.87 | 0 | 0 | 0 | 0 | 0 | 767.916 | 0 | 919.1818
8611 | 1632 | 0 | 0 | 0 | 0 | 0 | 0 | 767.916 | 0 | 899.3186
8612 | 1364.8 | 0 | 0 | 0 | 0 | 0 | 0 | 767.916 | 0 | 621.223
8613 | 1691.2 | 0 | 0 | 0 | 0 | 0 | 0 | 767.916 | 0 | 960.9326
8614 | 1349.6 | 0 | 0 | 0 | 0 | 0 | 0 | 767.916 | 0 | 605.4032
8615 | 1433.6 | 0 | 0 | 0 | 0 | 0 | 0 | 767.916 | 0 | 692.8285
8616 | 1556 | 0 | 0 | 0 | 0 | 0 | 0 | 767.916 | 0 | 820.2195
8617 | 1457.6 | 0 | 0 | 0 | 0 | 0 | 0 | 767.916 | 0 | 717.8071
8618 | 1494.4 | 0 | 0 | 0 | 0 | 0 | 0 | 767.916 | 0 | 756.1077
8619 | 1759.2 | 0 | 0 | 0 | 0 | 0 | 0 | 767.916 | 0 | 1031.7054
8620 | 1729.6 | 0 | 0 | 0 | 0 | 0 | 0 | 767.916 | 0 | 1000.8984
8621 | 1414.4 | 0 | 0 | 0 | 0 | 0 | 0 | 767.916 | 0 | 672.8455
8622 | 1408.8 | 0 | 0 | 0 | 0 | 0 | 0 | 767.916 | 0 | 667.0172
8623 | 1471.2 | 56.27 | 165.3909 | 165.3909 | 0 | 0 | 0 | 767.916 | 0 | 566.5708
8624 | 1645.752 | 247.81 | 1134.7423 | 913.6313 | -221.1109 | 0 | 0 | 767.916 | 0 | 0
8625 | 1196.191 | 461.73 | 2175.3692 | 445.7387 | -1729.6305 | 0 | 0 | 767.916 | 0 | 0
8626 | 1139.333 | 582.02 | 2673.1249 | 386.5612 | -2286.5637 | 0 | 0 | 767.916 | 0 | 0
8627 | 1201.095 | 702.42 | 3150.5615 | 839.8319 | -2310.7295 | 0 | 0 | 394.168 | 0 | 0
8628 | 1464.687 | 776.49 | 3432.3538 | 1121.6243 | -2310.7295 | 0 | 0 | 387.007 | 0 | 0
8629 | 1491.287 | 528.51 | 2351.6206 | 928.6726 | -1422.948 | 0 | 0 | 598.999 | 0 | 0
8630 | 1221.935 | 643.19 | 2835.5652 | 1271.7616 | -1563.8036 | 0 | 0 | 0 | 0 | 0
8631 | 1440.758 | 328.34 | 1481.3262 | 1481.3262 | 0 | 0 | 0 | 17.469 | 0 | 0
8632 | 1143.128 | 397.39 | 1830.8492 | 1189.7411 | -641.1081 | 0 | 0 | 0 | 0 | 0
8633 | 1279.819 | 160.67 | 706.0692 | 706.0692 | 0 | 0 | 0 | 601.413 | 0 | 0
8634 | 1197.79 | 12.35 | 6.3508 | 6.3508 | 0 | 0 | 0 | 767.916 | 0 | 441.0521
8635 | 973.6 | 0 | 0 | 0 | 0 | 0 | 0 | 0 | 0 | 1013.3003
8636 | 1392 | 0 | 0 | 0 | 0 | 0 | 0 | 0 | 0 | 1448.7613
8637 | 827.2 | 0 | 0 | 0 | 0 | 0 | 0 | 0 | 0 | 860.9306
8638 | 1307.2 | 0 | 0 | 0 | 0 | 0 | 0 | 0 | 0 | 1360.5034
8639 | 978.4 | 0 | 0 | 0 | 0 | 0 | 0 | 0 | 0 | 1018.296
8640 | 1164.8 | 0 | 0 | 0 | 0 | 0 | 0 | 767.916 | 0 | 413.0677
8641 | 1192 | 0 | 0 | 0 | 0 | 0 | 0 | 767.916 | 0 | 441.3768
8642 | 1257.6 | 0 | 0 | 0 | 0 | 0 | 0 | 767.916 | 0 | 509.6517
8643 | 1376.8 | 0 | 0 | 0 | 0 | 0 | 0 | 767.916 | 0 | 633.7123
8644 | 1199.2 | 0 | 0 | 0 | 0 | 0 | 0 | 767.916 | 0 | 448.8704
8645 | 1092.8 | 0 | 0 | 0 | 0 | 0 | 0 | 767.916 | 0 | 338.1317
8646 | 1172.8 | 0 | 0 | 0 | 0 | 0 | 0 | 767.916 | 0 | 421.3939
8647 | 1270.4 | 54.68 | 163.2833 | 163.2833 | 0 | 0 | 0 | 767.916 | 0 | 359.6893
8648 | 1082.229 | 284.49 | 1286.8674 | 1126.3588 | -160.5086 | 0 | 0 | 0 | 0 | 0
8649 | 1267.43 | 526.46 | 2434.3467 | 1319.1117 | -1115.235 | 0 | 0 | 0 | 0 | 0
8650 | 1460.39 | 723.24 | 3220.9804 | 1519.94 | -1701.0404 | 0 | 0 | 0 | 0 | 0
8651 | 1254.555 | 746.92 | 3258.5243 | 1305.7117 | -1952.8126 | 0 | 0 | 0 | 0 | 0
8652 | 1447.708 | 913.06 | 3871.263 | 1506.7419 | -2310.7295 | 0 | 53.7915 | 0 | 0 | 0
8653 | 1292.068 | 714.55 | 3086.0427 | 1344.7544 | -1741.2883 | 0 | 0 | 0 | 0 | 0
8654 | 1332.407 | 650.88 | 2838.8072 | 1386.7383 | -1452.0689 | 0 | 0 | 0 | 0 | 0
8655 | 1699.676 | 502.92 | 2246.8269 | 1768.9833 | -477.8435 | 0 | 0 | 0 | 0 | 0
8656 | 1738.895 | 387.32 | 1772.9425 | 1772.9425 | 0 | 0 | 0 | 35.415 | 0 | 0
8657 | 1656.8 | 159.55 | 699.8527 | 699.8527 | 0 | 0 | 0 | 767.916 | 0 | 225.2761
8658 | 1844.457 | 14.14 | 11.0135 | 11.0135 | 0 | 0 | 0 | 767.916 | 0 | 1109.4254
8659 | 1589.6 | 0 | 0 | 0 | 0 | 0 | 0 | 767.916 | 0 | 855.1896
8660 | 1539.2 | 0 | 0 | 0 | 0 | 0 | 0 | 767.916 | 0 | 802.7345
8661 | 1721.6 | 0 | 0 | 0 | 0 | 0 | 0 | 648.753 | 0 | 1116.5943
8662 | 1580 | 0 | 0 | 0 | 0 | 0 | 0 | 0 | 0 | 1644.4273
8663 | 1633.6 | 0 | 0 | 0 | 0 | 0 | 0 | 0 | 0 | 1700.213
8664 | 1402.4 | 0 | 0 | 0 | 0 | 0 | 0 | 767.916 | 0 | 660.3562
8665 | 1166.4 | 0 | 0 | 0 | 0 | 0 | 0 | 767.916 | 0 | 414.7329
8666 | 950.4 | 0 | 0 | 0 | 0 | 0 | 0 | 767.916 | 0 | 189.9251
8667 | 1228.8 | 0 | 0 | 0 | 0 | 0 | 0 | 767.916 | 0 | 479.6774
8668 | 1433.6 | 0 | 0 | 0 | 0 | 0 | 0 | 767.916 | 0 | 692.8285
8669 | 1112.8 | 0 | 0 | 0 | 0 | 0 | 0 | 767.916 | 0 | 358.9473
8670 | 1390.4 | 0 | 0 | 0 | 0 | 0 | 0 | 767.916 | 0 | 647.8669
8671 | 1300 | 46.7 | 136.0608 | 136.0608 | 0 | 0 | 0 | 767.916 | 0 | 417.7199
8672 | 1239.89 | 230.23 | 1049.3694 | 1049.3694 | 0 | 0 | 0 | 231.634 | 0 | 0
8673 | 1372.872 | 450.55 | 2097.0268 | 1428.8533 | -668.1735 | 0 | 0 | 0 | 0 | 0
8674 | 1438.053 | 726.67 | 3253.8252 | 1496.6922 | -1757.1331 | 0 | 0 | 0 | 0 | 0
8675 | 1474.877 | 768.95 | 3380.0933 | 1535.0178 | -1845.0756 | 0 | 0 | 0 | 0 | 0
8676 | 1655.249 | 806.67 | 3510.5807 | 1722.7447 | -1787.836 | 0 | 0 | 0 | 0 | 0
8677 | 1465.832 | 918.93 | 3973.5796 | 1525.6039 | -2310.7295 | 0 | 137.2462 | 0 | 0 | 0
8678 | 1372.877 | 845.68 | 3708.3002 | 1428.8585 | -2279.4417 | 0 | 0 | 0 | 0 | 0
8679 | 1501.38 | 595.16 | 2696.202 | 1562.6015 | -1133.6006 | 0 | 0 | 0 | 0 | 0
8680 | 1727.807 | 326.7 | 1509.3387 | 1509.3387 | 0 | 0 | 0 | 277.603 | 0 | 0
8681 | 1880.42 | 196.69 | 866.5424 | 866.5424 | 0 | 0 | 0 | 767.916 | 0 | 291.3249
8682 | 1581.08 | 15.03 | 13.9579 | 13.9579 | 0 | 0 | 0 | 767.916 | 0 | 832.3644
8683 | 1718.4 | 0 | 0 | 0 | 0 | 0 | 0 | 767.916 | 0 | 989.2417
8684 | 1398.4 | 0 | 0 | 0 | 0 | 0 | 0 | 767.916 | 0 | 656.1931
8685 | 1615.2 | 0 | 0 | 0 | 0 | 0 | 0 | 767.916 | 0 | 881.8335
8686 | 1388 | 0 | 0 | 0 | 0 | 0 | 0 | 767.916 | 0 | 645.369
8687 | 1260 | 0 | 0 | 0 | 0 | 0 | 0 | 767.916 | 0 | 512.1496
8688 | 1138.4 | 0 | 0 | 0 | 0 | 0 | 0 | 337.662 | 0 | 833.3895
8689 | 1516 | 0 | 0 | 0 | 0 | 0 | 0 | 767.916 | 0 | 778.5885
8690 | 1427.2 | 0 | 0 | 0 | 0 | 0 | 0 | 767.916 | 0 | 686.1675
8691 | 1350.4 | 0 | 0 | 0 | 0 | 0 | 0 | 767.916 | 0 | 606.2358
8692 | 1424.8 | 0 | 0 | 0 | 0 | 0 | 0 | 767.916 | 0 | 683.6696
8693 | 1365.6 | 0 | 0 | 0 | 0 | 0 | 0 | 767.916 | 0 | 622.0556
8694 | 1286.4 | 0 | 0 | 0 | 0 | 0 | 0 | 767.916 | 0 | 539.6261
8695 | 1076.8 | 34.35 | 94.2913 | 94.2913 | 0 | 0 | 0 | 0 | 0 | 1026.4172
8696 | 900.697 | 205.48 | 935.2191 | 935.2191 | 0 | 0 | 0 | 0 | 0 | 2.2054
8697 | 1097.2 | 432.49 | 2021.9327 | 1141.9403 | -879.9924 | 0 | 0 | 0 | 0 | 0
8698 | 1366.655 | 723.64 | 3293.0875 | 1422.3828 | -1870.7047 | 0 | 0 | 0 | 0 | 0
8699 | 1227.291 | 778.47 | 3491.7843 | 1277.336 | -2214.4483 | 0 | 0 | 0 | 0 | 0
8700 | 1383.572 | 926.88 | 4091.1114 | 1439.9907 | -2310.7295 | 0 | 340.3913 | 0 | 0 | 0
8701 | 1468.257 | 763.02 | 3403.8074 | 1528.1278 | -1875.6796 | 0 | 0 | 0 | 0 | 0
8702 | 1027.48 | 624.11 | 2814.759 | 1069.3773 | -1745.3816 | 0 | 0 | 0 | 0 | 0
8703 | 1438.064 | 297.18 | 1354.5242 | 1354.5242 | 0 | 0 | 0 | 0 | 0 | 142.1795
8704 | 621.669 | 231.91 | 1064.6689 | 647.0187 | -417.6502 | 0 | 0 | 0 | 0 | 0
8705 | 592.386 | 111.31 | 488.3575 | 488.3575 | 0 | 0 | 0 | 0 | 0 | 128.1842
8706 | 255.342 | 7.83 | 0 | 0 | 0 | 0 | 0 | 0 | 0 | 265.754
8707 | 254.4 | 0 | 0 | 0 | 0 | 0 | 0 | 0 | 0 | 264.7736
8708 | 272 | 0 | 0 | 0 | 0 | 0 | 0 | 0 | 0 | 283.0913
8709 | 180 | 0 | 0 | 0 | 0 | 0 | 0 | 0 | 0 | 187.3398
8710 | 245.6 | 0 | 0 | 0 | 0 | 0 | 0 | 0 | 0 | 255.6148
8711 | 105.6 | 0 | 0 | 0 | 0 | 0 | 0 | 0 | 0 | 109.906
8712 | 99.2 | 0 | 0 | 0 | 0 | 0 | 0 | 0 | 0 | 103.2451
8713 | 91.2 | 0 | 0 | 0 | 0 | 0 | 0 | 91.2 | 0 | 0
8714 | 98.4 | 0 | 0 | 0 | 0 | 0 | 0 | 98.4 | 0 | 0
8715 | 89.6 | 0 | 0 | 0 | 0 | 0 | 0 | 89.6 | 0 | 0
8716 | 95.2 | 0 | 0 | 0 | 0 | 0 | 0 | 95.2 | 0 | 0
8717 | 91.2 | 0 | 0 | 0 | 0 | 0 | 0 | 91.2 | 0 | 0
8718 | 96.8 | 0 | 0 | 0 | 0 | 0 | 0 | 7.418 | 0 | 93.0267
8719 | 77.6 | 17.63 | 38.6555 | 38.6555 | 0 | 0 | 0 | 0 | 0 | 42.1088
8720 | 94.05 | 173.11 | 793.9077 | 97.8851 | -696.0226 | 0 | 0 | 0 | 0 | 0
8721 | 825.915 | 401.95 | 1906.5803 | 859.5932 | -1046.9871 | 0 | 0 | 0 | 0 | 0
8722 | 1285.579 | 455.66 | 2106.9839 | 1338.0008 | -768.9831 | 0 | 0 | 0 | 0 | 0
8723 | 1403.535 | 247.62 | 1119.0661 | 1119.0661 | 0 | 0 | 0 | 0 | 0 | 341.7006
8724 | 1280.109 | 334.47 | 1513.4123 | 1332.3077 | -181.1045 | 0 | 0 | 0 | 0 | 0
8725 | 1122.521 | 491.87 | 2221.1884 | 1168.2938 | -1052.8946 | 0 | 0 | 0 | 0 | 0
8726 | 1380.964 | 307.57 | 1391.9776 | 1391.9776 | 0 | 0 | 0 | 43.523 | 0 | 0
8727 | 1395.618 | 297.17 | 1354.4877 | 1354.4877 | 0 | 0 | 0 | 94.198 | 0 | 0
8728 | 1382.822 | 125.62 | 559.1417 | 559.1417 | 0 | 0 | 0 | 767.916 | 0 | 80.8382
8729 | 1035.196 | 61.03 | 255.2921 | 255.2921 | 0 | 0 | 0 | 767.916 | 0 | 22.8856
8730 | 1041.064 | 6.85 | 0 | 0 | 0 | 0 | 0 | 767.916 | 0 | 284.2861
8731 | 1022.4 | 0 | 0 | 0 | 0 | 0 | 0 | 0 | 0 | 1064.0902
8732 | 1182.4 | 0 | 0 | 0 | 0 | 0 | 0 | 0 | 0 | 1230.6145
8733 | 1686.4 | 0 | 0 | 0 | 0 | 0 | 0 | 0 | 0 | 1755.166
8734 | 897.6 | 0 | 0 | 0 | 0 | 0 | 0 | 0 | 0 | 934.2012
8735 | 1217.6 | 0 | 0 | 0 | 0 | 0 | 0 | 0 | 0 | 1267.2498
8736 | 1290.4 | 0 | 0 | 0 | 0 | 0 | 0 | 767.916 | 0 | 543.7892
8737 | 1120 | 0 | 0 | 0 | 0 | 0 | 0 | 767.916 | 0 | 366.4409
8738 | 1036.8 | 0 | 0 | 0 | 0 | 0 | 0 | 767.916 | 0 | 279.8482
8739 | 1090.4 | 0 | 0 | 0 | 0 | 0 | 0 | 767.916 | 0 | 335.6339
8740 | 1088 | 0 | 0 | 0 | 0 | 0 | 0 | 767.916 | 0 | 333.136
8741 | 1287.2 | 0 | 0 | 0 | 0 | 0 | 0 | 767.916 | 0 | 540.4587
8742 | 1304.8 | 0 | 0 | 0 | 0 | 0 | 0 | 767.916 | 0 | 558.7764
8743 | 1274.4 | 31.55 | 81.0255 | 81.0255 | 0 | 0 | 0 | 767.916 | 0 | 446.1102
8744 | 1022.55 | 173.95 | 802.85 | 265.0172 | -537.8329 | 0 | 0 | 767.916 | 0 | 0
8745 | 1026.462 | 426.19 | 2039.6727 | 536.0406 | -1503.6321 | 0 | 0 | 511.423 | 0 | 0
8746 | 1278.239 | 612.41 | 2864.7798 | 1330.3615 | -1534.4183 | 0 | 0 | 0 | 0 | 0
8747 | 1288.464 | 578.91 | 2668.0677 | 1341.0034 | -1327.0643 | 0 | 0 | 0 | 0 | 0
8748 | 1351.624 | 594.51 | 2724.7849 | 1406.7389 | -1318.046 | 0 | 0 | 0 | 0 | 0
8749 | 1146.697 | 414.4 | 1904.7776 | 1193.4556 | -711.322 | 0 | 0 | 0 | 0 | 0
8750 | 1487.273 | 393.74 | 1822.4949 | 1547.9192 | -274.5757 | 0 | 0 | 0 | 0 | 0
8751 | 1161.038 | 453.65 | 2131.6993 | 1208.3814 | -923.3178 | 0 | 0 | 0 | 0 | 0
8752 | 1604.111 | 362.16 | 1732.654 | 1669.5215 | -63.1325 | 0 | 0 | 0 | 0 | 0
8753 | 1704.867 | 64.06 | 274.8046 | 274.8046 | 0 | 0 | 0 | 767.916 | 0 | 700.3512
8754 | 1368.022 | 7.83 | 0 | 0 | 0 | 0 | 0 | 767.916 | 0 | 624.5764
8755 | 1372.8 | 0 | 0 | 0 | 0 | 0 | 0 | 0 | 0 | 1428.7784
8756 | 1204.8 | 0 | 0 | 0 | 0 | 0 | 0 | 0 | 0 | 1253.9279
8757 | 1449.6 | 0 | 0 | 0 | 0 | 0 | 0 | 0 | 0 | 1508.71
8758 | 1340 | 0 | 0 | 0 | 0 | 0 | 0 | 0 | 0 | 1394.6409
8759 | 1208 | 0 | 0 | 0 | 0 | 0 | 0 | 0 | 0 | 1257.2584
8760 | 1216 | 0 | 0 | 0 | 0 | 0 | 0 | 767.916 | 0 | 466.3554

## Load Duration
Rank | Load (kW) | Net Load (kW)
1 | 2428 | 1161.066
2 | 2418.5558 | 1161.066
3 | 2414.4 | 1161.066
4 | 2405.0087 | 1161.066
5 | 2390.381 | 1161.066
6 | 2389.6 | 1161.066
7 | 2387.844 | 1161.066
8 | 2381.0831 | 1161.066
9 | 2380.3051 | 1161.066
10 | 2379.2 | 1161.066
11 | 2378.556 | 1161.066
12 | 2369.9456 | 1161.066
13 | 2352 | 1161.066
14 | 2342.8514 | 1161.066
15 | 2335.268 | 1161.066
16 | 2330.4 | 1161.066
17 | 2326.1845 | 1161.066
18 | 2321.3354 | 1161.066
19 | 2297.304 | 1161.066
20 | 2295.2 | 1161.066
21 | 2288.3681 | 1161.066
22 | 2286.452 | 1161.066
23 | 2286.2723 | 1161.066
24 | 2279.797 | 1161.066
25 | 2277.5584 | 1161.066
26 | 2270.9292 | 1161.066
27 | 2261.298 | 1161.066
28 | 2256.255 | 1161.066
29 | 2252.5022 | 1161.066
30 | 2247.4788 | 1161.066
31 | 2215.2 | 1161.066
32 | 2208.8 | 1161.066
33 | 2206.5835 | 1161.066
34 | 2200.2084 | 1161.066
35 | 2188.553 | 1161.066
36 | 2181.431 | 1161.066
37 | 2180.0402 | 1161.066
38 | 2172.9459 | 1161.066
39 | 2172.8 | 1161.066
40 | 2168.745 | 1161.066
41 | 2164.3484 | 1161.066
42 | 2160.3092 | 1161.066
43 | 2156.812 | 1161.066
44 | 2156.8 | 1161.066
45 | 2148.4226 | 1161.066
46 | 2148.4107 | 1161.066
47 | 2138.256 | 1161.066
48 | 2137.608 | 1161.066
49 | 2133.191 | 1161.066
50 | 2129.6 | 1161.066
51 | 2121.3165 | 1161.066
52 | 2117.631 | 1161.066
53 | 2116.262 | 1161.066
54 | 2112.8 | 1161.066
55 | 2098.686 | 1161.066
56 | 2095.805 | 1161.066
57 | 2091.005 | 1161.066
58 | 2089.833 | 1161.066
59 | 2088.377 | 1161.066
60 | 2087.6529 | 1161.066
61 | 2076.6159 | 1161.066
62 | 2075.2 | 1161.066
63 | 2071.826 | 1161.066
64 | 2071.6969 | 1161.066
65 | 2067.1281 | 1161.066
66 | 2067.103 | 1161.066
67 | 2057.6 | 1161.066
68 | 2057.6 | 1161.066
69 | 2055.558 | 1161.066
70 | 2055.2559 | 1161.066
71 | 2055.2 | 1161.066
72 | 2055.08 | 1161.066
73 | 2051.354 | 1161.066
74 | 2049.5965 | 1161.066
75 | 2047.677 | 1161.066
76 | 2043.3748 | 1161.066
77 | 2041.861 | 1161.066
78 | 2040.8 | 1161.066
79 | 2035.7422 | 1161.066
80 | 2033.628 | 1161.066
81 | 2032.8619 | 1161.066
82 | 2028.8 | 1161.066
83 | 2027.2 | 1161.066
84 | 2026.099 | 1161.066
85 | 2025.649 | 1161.066
86 | 2020.9085 | 1161.066
87 | 2019.637 | 1161.066
88 | 2017.7698 | 1161.066
89 | 2013.4594 | 1161.066
90 | 2012.075 | 1161.066
91 | 2008.054 | 1161.066
92 | 2004 | 1161.066
93 | 2003.2 | 1161.066
94 | 2003.2 | 1161.066
95 | 2001.861 | 1161.066
96 | 2000 | 1161.066
97 | 1998.4 | 1161.066
98 | 1998.285 | 1161.066
99 | 1998.015 | 1161.066
100 | 1998.0095 | 1161.066
101 | 1996.523 | 1161.066
102 | 1996.205 | 1161.066
103 | 1995.8376 | 1161.066
104 | 1992.2206 | 1161.066
105 | 1991.36 | 1161.066
106 | 1988.333 | 1161.066
107 | 1976.8 | 1161.066
108 | 1975.004 | 1161.066
109 | 1973.613 | 1161.066
110 | 1972.895 | 1161.066
111 | 1972.144 | 1161.066
112 | 1969.563 | 1161.066
113 | 1969.1108 | 1161.066
114 | 1967.7386 | 1161.066
115 | 1965.9362 | 1161.066
116 | 1962.7917 | 1161.066
117 | 1959.966 | 1161.066
118 | 1956.792 | 1161.066
119 | 1956 | 1161.066
120 | 1955.911 | 1161.066
121 | 1954.45 | 1161.066
122 | 1953.371 | 1161.066
123 | 1953.342 | 1161.066
124 | 1952.3423 | 1161.066
125 | 1951.2 | 1161.066
126 | 1950.329 | 1161.066
127 | 1950.1673 | 1161.066
128 | 1950.1113 | 1161.066
129 | 1948.3917 | 1161.066
130 | 1948.007 | 1161.066
131 | 1945.9424 | 1161.066
132 | 1945.081 | 1161.066
133 | 1943.684 | 1161.066
134 | 1940.862 | 1161.066
135 | 1940.8 | 1161.066
136 | 1940.7916 | 1161.066
137 | 1940.668 | 1161.066
138 | 1937.529 | 1161.066
139 | 1936.4576 | 1161.066
140 | 1936.1236 | 1161.066
141 | 1935.979 | 1161.066
142 | 1933.3126 | 1161.066
143 | 1931.97 | 1161.066
144 | 1931.9585 | 1161.066
145 | 1931.914 | 1161.066
146 | 1931.871 | 1161.066
147 | 1931.0148 | 1161.066
148 | 1925.6 | 1161.066
149 | 1925.128 | 1161.066
150 | 1924.839 | 1161.066
151 | 1924 | 1161.066
152 | 1921.03 | 1161.066
153 | 1920 | 1161.066
154 | 1918.198 | 1161.066
155 | 1917.6398 | 1161.066
156 | 1916.994 | 1161.066
157 | 1916.271 | 1161.066
158 | 1916.0218 | 1161.066
159 | 1916 | 1161.066
160 | 1916 | 1161.066
161 | 1915.2 | 1161.066
162 | 1914.4 | 1161.066
163 | 1914.011 | 1161.066
164 | 1913.6 | 1161.066
165 | 1909.872 | 1161.066
166 | 1908.6882 | 1161.066
167 | 1907.596 | 1161.066
168 | 1906.9535 | 1161.066
169 | 1905.103 | 1161.066
170 | 1904.871 | 1161.066
171 | 1904.751 | 1161.066
172 | 1903.518 | 1161.066
173 | 1902.457 | 1161.066
174 | 1902.362 | 1161.066
175 | 1901.1918 | 1161.066
176 | 1900.996 | 1161.066
177 | 1900.383 | 1161.066
178 | 1900.048 | 1155.643
179 | 1899.5274 | 1155.299
180 | 1899.267 | 1154.691
181 | 1896.8 | 1141.144
182 | 1895.8186 | 1137.956
183 | 1895.057 | 1135.566
184 | 1894.9522 | 1134.769
185 | 1894.24 | 1126.676
186 | 1892.738 | 1123.163
187 | 1892.5228 | 1123.023
188 | 1891.8794 | 1118.034
189 | 1889.882 | 1117.237
190 | 1889.88 | 1115.644
191 | 1889.839 | 1114.05
192 | 1889.422 | 1113.253
193 | 1888 | 1113.058
194 | 1887.87 | 1107.325
195 | 1886.909 | 1106.878
196 | 1884.852 | 1105.284
197 | 1884.7238 | 1098.909
198 | 1884.636 | 1080.58
199 | 1882.658 | 1078.987
200 | 1880.8 | 1073.408
201 | 1880.6562 | 1071.815
202 | 1880.42 | 1070.151
203 | 1880.17 | 1069.424
204 | 1876.2766 | 1069.424
205 | 1876.2222 | 1066.547
206 | 1876.1804 | 1055.808
207 | 1874.444 | 1051.892
208 | 1873.143 | 1051.487
209 | 1870.71 | 1051.487
210 | 1870.3575 | 1051.487
211 | 1870.1756 | 1051.487
212 | 1870.081 | 1051.487
213 | 1870.011 | 1051.487
214 | 1869.6654 | 1051.487
215 | 1869.297 | 1051.487
216 | 1867.076 | 1051.487
217 | 1866.297 | 1051.487
218 | 1865.857 | 1051.487
219 | 1864.668 | 1051.487
220 | 1863.8394 | 1051.487
221 | 1863.569 | 1051.487
222 | 1862.9184 | 1051.487
223 | 1862.026 | 1051.487
224 | 1860.7669 | 1051.487
225 | 1860.7669 | 1051.487
226 | 1859.99 | 1051.487
227 | 1859.743 | 1051.487
228 | 1859.685 | 1051.487
229 | 1859.342 | 1051.487
230 | 1859.284 | 1051.487
231 | 1858.4361 | 1051.487
232 | 1857.995 | 1051.487
233 | 1857.415 | 1051.487
234 | 1857.159 | 1051.487
235 | 1857.119 | 1051.487
236 | 1854.487 | 1051.487
237 | 1853.049 | 1051.487
238 | 1852.086 | 1051.487
239 | 1851.263 | 1051.487
240 | 1851.2 | 1051.487
241 | 1851.164 | 1051.487
242 | 1850.4 | 1051.487
243 | 1849.9352 | 1051.487
244 | 1849.8422 | 1051.487
245 | 1849.735 | 1051.487
246 | 1849.6 | 1051.487
247 | 1849.1134 | 1051.487
248 | 1849.064 | 1051.487
249 | 1847.2 | 1051.487
250 | 1846.4 | 1051.487
251 | 1845.8412 | 1051.487
252 | 1845.6 | 1051.487
253 | 1845.2748 | 1051.487
254 | 1844.8819 | 1051.487
255 | 1844.457 | 1051.487
256 | 1843.247 | 1051.487
257 | 1843.2025 | 1051.487
258 | 1842.5401 | 1051.487
259 | 1842.4 | 1051.487
260 | 1842.205 | 1051.487
261 | 1841.9829 | 1051.487
262 | 1840 | 1051.487
263 | 1839.549 | 1051.487
264 | 1839.255 | 1051.487
265 | 1838.59 | 1051.487
266 | 1838.4211 | 1051.487
267 | 1838.145 | 1051.487
268 | 1837.293 | 1051.487
269 | 1836.8 | 1051.487
270 | 1836.767 | 1051.487
271 | 1835.767 | 1051.487
272 | 1835.337 | 1051.487
273 | 1835.2336 | 1051.487
274 | 1835.131 | 1051.487
275 | 1834.925 | 1051.487
276 | 1832.8 | 1051.487
277 | 1832.523 | 1051.487
278 | 1832.1434 | 1051.487
279 | 1832.064 | 1051.487
280 | 1831.647 | 1051.487
281 | 1831.384 | 1051.487
282 | 1830.4 | 1051.487
283 | 1830.371 | 1051.487
284 | 1829.581 | 1051.487
285 | 1829.403 | 1051.487
286 | 1829.242 | 1051.487
287 | 1829.06 | 1051.487
288 | 1828.904 | 1051.487
289 | 1828.8 | 1051.487
290 | 1827.8498 | 1051.487
291 | 1826.7294 | 1051.487
292 | 1825.6709 | 1051.487
293 | 1825.482 | 1051.487
294 | 1825.298 | 1051.487
295 | 1824.8 | 1051.487
296 | 1824.781 | 1051.487
297 | 1824.597 | 1051.487
298 | 1823.532 | 1051.487
299 | 1823.2803 | 1051.487
300 | 1823.205 | 1051.487
301 | 1822.657 | 1051.487
302 | 1822.4 | 1051.487
303 | 1822.304 | 1051.487
304 | 1821.112 | 1051.487
305 | 1820.422 | 1051.487
306 | 1820 | 1051.487
307 | 1819.6715 | 1051.487
308 | 1818.1981 | 1051.487
309 | 1818.0358 | 1051.487
310 | 1817.6831 | 1051.487
311 | 1816.85 | 1051.487
312 | 1814.753 | 1051.487
313 | 1814.4 | 1051.487
314 | 1812.7762 | 1051.487
315 | 1812.4967 | 1051.487
316 | 1812 | 1051.487
317 | 1811.107 | 1051.487
318 | 1811.042 | 1051.487
319 | 1808.8 | 1051.487
320 | 1808.052 | 1051.487
321 | 1807.6941 | 1051.487
322 | 1807.633 | 1051.487
323 | 1806.403 | 1051.487
324 | 1805.698 | 1051.487
325 | 1805.6859 | 1051.487
326 | 1804.9518 | 1051.487
327 | 1804.4341 | 1051.487
328 | 1803.338 | 1051.487
329 | 1802.673 | 1051.487
330 | 1801.945 | 1051.487
331 | 1801.825 | 1051.487
332 | 1799.841 | 1051.487
333 | 1799.821 | 1051.487
334 | 1799.3766 | 1051.487
335 | 1798.4 | 1051.487
336 | 1798.158 | 1051.487
337 | 1797.835 | 1051.487
338 | 1797.6 | 1051.487
339 | 1797.5 | 1051.487
340 | 1797.136 | 1051.487
341 | 1796.832 | 1051.487
342 | 1796.545 | 1051.487
343 | 1796.174 | 1051.487
344 | 1796.019 | 1051.487
345 | 1796.006 | 1051.487
346 | 1795.9293 | 1051.487
347 | 1793.9503 | 1051.487
348 | 1793.298 | 1051.487
349 | 1793.1733 | 1051.487
350 | 1792.2 | 1051.487
351 | 1791.4047 | 1051.487
352 | 1791.185 | 1051.487
353 | 1790.369 | 1051.487
354 | 1789.8428 | 1051.487
355 | 1789.557 | 1051.487
356 | 1789.0993 | 1051.487
357 | 1788.7211 | 1051.487
358 | 1788.565 | 1051.487
359 | 1788 | 1051.487
360 | 1787.689 | 1051.487
361 | 1787.216 | 1051.487
362 | 1786.9578 | 1051.487
363 | 1786.904 | 1051.487
364 | 1786.454 | 1051.487
365 | 1786.4 | 1051.487
366 | 1786.2343 | 1051.487
367 | 1786.232 | 1051.487
368 | 1785.6 | 1051.487
369 | 1785.434 | 1051.487
370 | 1784.8 | 1051.487
371 | 1784.662 | 1051.487
372 | 1783.81 | 1051.487
373 | 1783.629 | 1051.487
374 | 1783.2 | 1051.487
375 | 1782.499 | 1051.487
376 | 1782.3192 | 1051.487
377 | 1782.2292 | 1051.487
378 | 1780.7354 | 1051.487
379 | 1780.377 | 1051.487
380 | 1780 | 1051.487
381 | 1779.2506 | 1051.487
382 | 1779.2 | 1051.487
383 | 1779.002 | 1051.487
384 | 1778.9231 | 1051.487
385 | 1778.711 | 1051.487
386 | 1778.5902 | 1051.487
387 | 1778.4 | 1051.487
388 | 1777.8576 | 1051.487
389 | 1777.6 | 1051.487
390 | 1776.413 | 1051.487
391 | 1776.0807 | 1051.487
392 | 1775.2 | 1051.487
393 | 1775.2 | 1051.487
394 | 1773.524 | 1051.487
395 | 1773.4518 | 1051.487
396 | 1773.255 | 1051.487
397 | 1772.851 | 1051.487
398 | 1772.4797 | 1051.487
399 | 1772.2558 | 1051.487
400 | 1772.0822 | 1051.487
401 | 1771.9988 | 1051.487
402 | 1771.2 | 1051.487
403 | 1771.2 | 1051.487
404 | 1770.4 | 1051.487
405 | 1769.154 | 1051.487
406 | 1768.6143 | 1051.487
407 | 1766.78 | 1051.487
408 | 1766.438 | 1051.487
409 | 1766.248 | 1051.487
410 | 1765.9551 | 1051.487
411 | 1765.931 | 1051.487
412 | 1765.6 | 1051.487
413 | 1764.8544 | 1051.487
414 | 1764.8 | 1051.487
415 | 1764.516 | 1051.487
416 | 1763.69 | 1051.487
417 | 1763.437 | 1051.487
418 | 1763.2 | 1051.487
419 | 1763.062 | 1051.487
420 | 1762.864 | 1051.487
421 | 1762.66 | 1051.487
422 | 1762.4 | 1051.2
423 | 1761.6 | 1044.604
424 | 1760.002 | 1042.494
425 | 1760 | 1038.439
426 | 1759.2 | 1031.063
427 | 1759.2 | 1028.224
428 | 1759.08 | 1026.604
429 | 1758.8346 | 1024.032
430 | 1758.4 | 1021.174
431 | 1757.0441 | 1020.73
432 | 1756.931 | 1020
433 | 1756 | 1018.61
434 | 1755.972 | 1014.4
435 | 1755.8808 | 1012.734
436 | 1755.8511 | 1007.057
437 | 1755.7039 | 1003.14
438 | 1755.5448 | 996.612
439 | 1755.5239 | 992.803
440 | 1754.8452 | 982.425
441 | 1754.7479 | 982.4
442 | 1753.4948 | 981.529
443 | 1753.2821 | 971.747
444 | 1753.1561 | 965.218
445 | 1751.451 | 962.596
446 | 1751.3527 | 962.156
447 | 1751.2 | 960.474
448 | 1751.14 | 957.833
449 | 1751.024 | 955.076
450 | 1750.511 | 953.6
451 | 1750.4 | 949.6
452 | 1750.351 | 949.6
453 | 1749.963 | 946.428
454 | 1749.959 | 945.906
455 | 1749.6223 | 945.906
456 | 1749.1697 | 942.4
457 | 1749.1418 | 940.991
458 | 1748.8 | 937.6
459 | 1748 | 936.687
460 | 1748 | 936.661
461 | 1747.764 | 928.886
462 | 1747.615 | 926.732
463 | 1746.4 | 925.308
464 | 1746.298 | 918.457
465 | 1745.7801 | 918.457
466 | 1745.6 | 918.457
467 | 1745.249 | 918.457
468 | 1744.6384 | 918.457
469 | 1744.337 | 918.457
470 | 1744.2447 | 918.457
471 | 1744 | 918.457
472 | 1744 | 918.457
473 | 1743.702 | 918.457
474 | 1743.6635 | 918.457
475 | 1743.6133 | 918.457
476 | 1743.462 | 918.457
477 | 1743.337 | 918.457
478 | 1742.4091 | 918.457
479 | 1742.4 | 918.457
480 | 1742.288 | 918.457
481 | 1741.9777 | 918.457
482 | 1741.725 | 918.457
483 | 1741.645 | 918.457
484 | 1741.499 | 918.457
485 | 1740.9657 | 918.457
486 | 1740.8 | 918.457
487 | 1740.399 | 918.457
488 | 1740.14 | 918.457
489 | 1739.825 | 918.457
490 | 1738.997 | 918.457
491 | 1738.895 | 918.457
492 | 1738.664 | 918.457
493 | 1738.4 | 918.457
494 | 1738.3935 | 918.457
495 | 1737.954 | 918.457
496 | 1737.8885 | 918.457
497 | 1737.852 | 918.457
498 | 1737.845 | 918.457
499 | 1737.6 | 918.457
500 | 1737.0911 | 918.457
501 | 1737.05 | 918.457
502 | 1737.0055 | 918.457
503 | 1736.8 | 918.457
504 | 1736.2529 | 918.457
505 | 1735.3911 | 918.457
506 | 1735.168 | 918.457
507 | 1735.038 | 918.457
508 | 1734.369 | 918.457
509 | 1734.126 | 918.457
510 | 1734.0288 | 918.457
511 | 1733.951 | 918.457
512 | 1733.837 | 918.457
513 | 1733.618 | 918.457
514 | 1732.8 | 918.457
515 | 1731.7952 | 918.457
516 | 1731.41 | 918.457
517 | 1730.896 | 918.457
518 | 1730.86 | 918.457
519 | 1730.814 | 918.457
520 | 1729.6 | 918.457
521 | 1729.544 | 918.457
522 | 1729.469 | 918.457
523 | 1728.951 | 918.457
524 | 1728.8 | 918.457
525 | 1728.169 | 918.457
526 | 1727.807 | 918.457
527 | 1727.6442 | 918.457
528 | 1727.174 | 918.457
529 | 1727.078 | 918.457
530 | 1726.744 | 918.457
531 | 1726.4389 | 918.457
532 | 1726.438 | 918.457
533 | 1726.378 | 918.457
534 | 1726.1516 | 918.457
535 | 1726.047 | 918.457
536 | 1725.917 | 918.457
537 | 1725.6 | 918.457
538 | 1725.6 | 918.457
539 | 1725.6 | 918.457
540 | 1724.6753 | 918.457
541 | 1724.16 | 918.457
542 | 1724.006 | 918.457
543 | 1724 | 918.457
544 | 1724 | 918.457
545 | 1723.9854 | 918.457
546 | 1723.893 | 918.457
547 | 1723.786 | 918.457
548 | 1723.1676 | 918.457
549 | 1722.687 | 918.457
550 | 1722.516 | 918.457
551 | 1722.0755 | 918.457
552 | 1721.903 | 918.457
553 | 1721.6 | 918.457
554 | 1718.8879 | 918.457
555 | 1718.738 | 918.457
556 | 1718.709 | 918.457
557 | 1718.665 | 918.457
558 | 1718.45 | 918.457
559 | 1718.4 | 918.457
560 | 1718.4 | 918.457
561 | 1718.381 | 918.457
562 | 1718.3751 | 918.457
563 | 1718.2943 | 918.457
564 | 1717.6 | 918.457
565 | 1717.571 | 918.457
566 | 1717.536 | 918.457
567 | 1717.427 | 918.457
568 | 1717.3001 | 918.457
569 | 1717.244 | 918.457
570 | 1717.081 | 918.457
571 | 1716.665 | 918.457
572 | 1716.587 | 918.457
573 | 1715.3512 | 918.457
574 | 1715.266 | 918.457
575 | 1715.058 | 918.457
576 | 1715.055 | 918.457
577 | 1715.024 | 918.457
578 | 1714.976 | 918.457
579 | 1714.76 | 918.457
580 | 1714.7026 | 918.457
581 | 1714.1715 | 918.457
582 | 1714.12 | 918.457
583 | 1713.845 | 918.457
584 | 1713.488 | 918.457
585 | 1713.281 | 918.457
586 | 1712.8476 | 918.457
587 | 1712.774 | 918.457
588 | 1712.2377 | 918.457
589 | 1711.846 | 918.457
590 | 1711.478 | 918.457
591 | 1711.452 | 918.457
592 | 1711.2 | 918.457
593 | 1711.2 | 918.457
594 | 1710.5644 | 918.457
595 | 1710.5127 | 918.457
596 | 1710.031 | 918.457
597 | 1709.965 | 918.457
598 | 1709.264 | 918.457
599 | 1708.9138 | 918.457
600 | 1708.3705 | 918.457
601 | 1708.11 | 918.457
602 | 1708 | 918.457
603 | 1707.886 | 918.457
604 | 1707.2 | 918.457
605 | 1706.823 | 918.457
606 | 1706.4 | 918.457
607 | 1706.4 | 918.457
608 | 1706.4 | 918.457
609 | 1705.6 | 918.457
610 | 1705.486 | 918.457
611 | 1704.969 | 918.457
612 | 1704.867 | 918.457
613 | 1704.8 | 918.457
614 | 1704.5439 | 918.457
615 | 1704.422 | 918.457
616 | 1704.336 | 918.457
617 | 1704 | 918.457
618 | 1703.789 | 918.457
619 | 1703.5397 | 918.457
620 | 1703.159 | 918.457
621 | 1702.904 | 918.457
622 | 1702.841 | 918.457
623 | 1702.6602 | 918.457
624 | 1702.4 | 918.457
625 | 1702.4 | 918.457
626 | 1701.8192 | 918.457
627 | 1701.6 | 918.457
628 | 1701.586 | 918.457
629 | 1701.5656 | 918.457
630 | 1701.3564 | 918.457
631 | 1701.0862 | 918.457
632 | 1700.8 | 918.457
633 | 1700.6594 | 918.457
634 | 1700.6118 | 918.457
635 | 1700.5223 | 918.457
636 | 1700.494 | 918.457
637 | 1700.252 | 918.457
638 | 1700.026 | 918.457
639 | 1700 | 918.457
640 | 1699.7626 | 918.457
641 | 1699.676 | 918.457
642 | 1699.22 | 918.457
643 | 1698.6327 | 918.457
644 | 1698.4 | 918.457
645 | 1698.4 | 918.457
646 | 1698.3869 | 918.457
647 | 1698.036 | 918.457
648 | 1697.6099 | 918.457
649 | 1697.557 | 918.457
650 | 1697.546 | 918.457
651 | 1697.236 | 918.457
652 | 1696.775 | 918.457
653 | 1696.1792 | 918.457
654 | 1696 | 918.457
655 | 1696 | 918.457
656 | 1695.2791 | 918.457
657 | 1695.2 | 918.457
658 | 1695.2 | 918.457
659 | 1694.447 | 918.457
660 | 1693.969 | 918.457
661 | 1693.945 | 918.457
662 | 1693.6 | 918.457
663 | 1693.5468 | 918.457
664 | 1693.54 | 918.457
665 | 1693.198 | 918.457
666 | 1692.649 | 918.457
667 | 1692.1714 | 918.457
668 | 1692 | 918.457
669 | 1691.5158 | 918.457
670 | 1691.2 | 918.457
671 | 1691.064 | 918.457
672 | 1691.038 | 918.457
673 | 1690.754 | 918.457
674 | 1690.4544 | 918.457
675 | 1690.426 | 918.457
676 | 1690.4 | 918.457
677 | 1690.399 | 918.457
678 | 1689.979 | 918.457
679 | 1689.6706 | 918.457
680 | 1689.2072 | 918.457
681 | 1688.8665 | 918.457
682 | 1688.8 | 918.457
683 | 1688.8 | 918.457
684 | 1688.7539 | 918.457
685 | 1688.6062 | 918.457
686 | 1688.5431 | 918.457
687 | 1688.519 | 918.411
688 | 1688 | 917.398
689 | 1687.8042 | 915.666
690 | 1687.35 | 914.839
691 | 1687.2 | 914.334
692 | 1687.1831 | 912.465
693 | 1686.4 | 912
694 | 1686.4 | 908.453
695 | 1686.0651 | 904
696 | 1685.6 | 901.83
697 | 1685.3849 | 901.83
698 | 1685.353 | 901.83
699 | 1685.1478 | 901.83
700 | 1685.004 | 901.83
701 | 1684.8217 | 901.83
702 | 1684.745 | 901.83
703 | 1684.7296 | 901.83
704 | 1684 | 901.83
705 | 1684 | 901.83
706 | 1683.9117 | 901.83
707 | 1683.2 | 901.83
708 | 1682.8481 | 901.83
709 | 1682.404 | 901.83
710 | 1682.4 | 901.83
711 | 1682.4 | 901.83
712 | 1681.4818 | 901.83
713 | 1681.412 | 901.83
714 | 1681.075 | 901.83
715 | 1680.964 | 901.83
716 | 1680.912 | 901.83
717 | 1680.833 | 901.83
718 | 1680.8 | 901.83
719 | 1680.8 | 901.83
720 | 1680.6373 | 901.83
721 | 1680.269 | 901.83
722 | 1679.1101 | 901.83
723 | 1678.349 | 901.83
724 | 1677.954 | 901.83
725 | 1677.484 | 901.83
726 | 1677.3843 | 901.83
727 | 1677.291 | 901.83
728 | 1676.9667 | 901.83
729 | 1676.943 | 901.83
730 | 1676.8 | 901.83
731 | 1676.6695 | 901.83
732 | 1675.929 | 901.83
733 | 1675.8559 | 901.83
734 | 1675.8557 | 901.83
735 | 1675.433 | 901.83
736 | 1675.2 | 901.83
737 | 1674.824 | 901.83
738 | 1674.4572 | 901.83
739 | 1674.2622 | 901.83
740 | 1673.787 | 901.83
741 | 1673.4272 | 901.83
742 | 1673.221 | 901.83
743 | 1673.0266 | 901.83
744 | 1672.8606 | 901.83
745 | 1672.28 | 901.83
746 | 1672.005 | 901.83
747 | 1671.964 | 901.83
748 | 1671.8876 | 901.83
749 | 1671.8207 | 901.83
750 | 1671.773 | 901.83
751 | 1671.657 | 901.83
752 | 1670.927 | 901.83
753 | 1668.96 | 901.83
754 | 1668.8448 | 901.83
755 | 1668.8 | 901.83
756 | 1668.541 | 901.83
757 | 1668.373 | 901.83
758 | 1667.2764 | 901.83
759 | 1667.2 | 901.83
760 | 1666.961 | 901.83
761 | 1666.4 | 901.83
762 | 1666.1761 | 901.83
763 | 1665.9839 | 901.83
764 | 1665.983 | 901.83
765 | 1665.6 | 901.83
766 | 1664.717 | 901.83
767 | 1664.7066 | 901.83
768 | 1664.469 | 901.83
769 | 1664.4276 | 901.83
770 | 1664.173 | 901.83
771 | 1664.025 | 901.83
772 | 1664 | 901.83
773 | 1663.649 | 901.83
774 | 1663.536 | 901.83
775 | 1663.509 | 901.83
776 | 1663.487 | 901.83
777 | 1663.2 | 901.83
778 | 1662.845 | 901.83
779 | 1662.323 | 901.83
780 | 1661.8303 | 901.83
781 | 1661.6 | 901.83
782 | 1661.6 | 901.83
783 | 1661.6 | 901.83
784 | 1661.105 | 901.83
785 | 1660.8 | 901.83
786 | 1660.7151 | 901.83
787 | 1660.537 | 901.83
788 | 1660.1947 | 901.83
789 | 1660.1947 | 901.83
790 | 1660.1947 | 901.83
791 | 1660.1588 | 901.83
792 | 1660 | 901.83
793 | 1660 | 901.83
794 | 1659.929 | 901.83
795 | 1659.705 | 901.83
796 | 1659.288 | 901.83
797 | 1659.2 | 901.83
798 | 1659.084 | 901.83
799 | 1658.966 | 901.83
800 | 1658.8698 | 901.83
801 | 1658.613 | 901.83
802 | 1658.559 | 901.83
803 | 1657.388 | 901.83
804 | 1657.048 | 901.83
805 | 1656.929 | 901.83
806 | 1656.806 | 901.83
807 | 1656.8 | 901.83
808 | 1656.7966 | 901.83
809 | 1656.662 | 901.83
810 | 1656.625 | 901.83
811 | 1656.3215 | 901.83
812 | 1656 | 901.83
813 | 1655.249 | 901.83
814 | 1655.2046 | 901.83
815 | 1655.173 | 901.83
816 | 1655.1368 | 901.83
817 | 1654.093 | 901.83
818 | 1653.7527 | 901.83
819 | 1653.652 | 901.83
820 | 1653.6 | 901.83
821 | 1653.6 | 901.83
822 | 1653.5431 | 901.83
823 | 1653.246 | 901.83
824 | 1653.202 | 901.83
825 | 1653.136 | 901.83
826 | 1652.92 | 901.83
827 | 1652.8342 | 901.83
828 | 1652.807 | 901.83
829 | 1652.723 | 901.83
830 | 1652.685 | 901.83
831 | 1652.6215 | 901.83
832 | 1652.5475 | 901.83
833 | 1652.4707 | 901.83
834 | 1652.413 | 901.83
835 | 1651.7706 | 901.83
836 | 1651.22 | 901.83
837 | 1651.085 | 901.83
838 | 1651.0189 | 901.83
839 | 1650.484 | 901.83
840 | 1650.4 | 901.83
841 | 1649.699 | 901.83
842 | 1648.641 | 901.83
843 | 1648.157 | 901.83
844 | 1648.072 | 901.83
845 | 1648 | 901.83
846 | 1647.9272 | 901.83
847 | 1647.8616 | 901.83
848 | 1647.588 | 901.83
849 | 1647.544 | 901.83
850 | 1647.2 | 901.83
851 | 1647.2 | 901.83
852 | 1647.1089 | 901.83
853 | 1647.1089 | 901.83
854 | 1646.336 | 901.83
855 | 1646.173 | 901.83
856 | 1645.765 | 901.83
857 | 1645.752 | 901.83
858 | 1645.6 | 901.83
859 | 1645.065 | 901.83
860 | 1644.823 | 901.83
861 | 1644.797 | 901.83
862 | 1644.762 | 901.83
863 | 1644.1407 | 901.83
864 | 1643.977 | 901.83
865 | 1643.7 | 901.83
866 | 1643.485 | 901.83
867 | 1643.2243 | 901.83
868 | 1643.0203 | 901.83
869 | 1642.84 | 901.83
870 | 1642.4999 | 901.83
871 | 1642.4 | 901.83
872 | 1642.3118 | 901.83
873 | 1642.0142 | 901.83
874 | 1641.988 | 901.83
875 | 1641.6575 | 901.83
876 | 1641.6 | 901.83
877 | 1641.378 | 901.83
878 | 1641.186 | 901.83
879 | 1640.8 | 901.83
880 | 1640.668 | 901.83
881 | 1640 | 901.83
882 | 1639.9322 | 901.83
883 | 1639.3396 | 901.83
884 | 1638.9311 | 901.83
885 | 1638.7226 | 901.83
886 | 1638.605 | 901.83
887 | 1638.537 | 901.83
888 | 1638.403 | 901.83
889 | 1638.3992 | 901.83
890 | 1638.085 | 901.83
891 | 1638.025 | 901.83
892 | 1637.9753 | 901.83
893 | 1637.6 | 901.83
894 | 1637.5824 | 901.83
895 | 1637.2954 | 901.83
896 | 1637.1595 | 901.83
897 | 1637.0923 | 901.83
898 | 1636.944 | 901.83
899 | 1636.7689 | 901.83
900 | 1636.574 | 901.83
901 | 1636.4498 | 901.83
902 | 1636.443 | 901.83
903 | 1636.4299 | 901.83
904 | 1636.1784 | 901.83
905 | 1636 | 901.83
906 | 1636 | 901.83
907 | 1636 | 901.83
908 | 1635.7965 | 901.83
909 | 1635.582 | 901.83
910 | 1635.438 | 901.83
911 | 1635.414 | 901.83
912 | 1635.2 | 901.83
913 | 1634.626 | 901.83
914 | 1634.4 | 901.83
915 | 1634.4 | 901.83
916 | 1634.3255 | 901.83
917 | 1634.306 | 901.83
918 | 1634.053 | 901.83
919 | 1633.953 | 901.83
920 | 1633.6 | 901.83
921 | 1633.544 | 901.83
922 | 1633.042 | 901.83
923 | 1633.019 | 901.83
924 | 1632.9415 | 901.83
925 | 1632.862 | 901.83
926 | 1632.697 | 901.83
927 | 1632.597 | 901.83
928 | 1632.0301 | 901.83
929 | 1632 | 901.83
930 | 1632 | 901.83
931 | 1631.553 | 901.83
932 | 1631.387 | 901.83
933 | 1631.193 | 901.83
934 | 1630.98 | 901.83
935 | 1630.578 | 901.83
936 | 1629.851 | 901.83
937 | 1629.663 | 901.83
938 | 1629.66 | 901.83
939 | 1629.6 | 901.83
940 | 1629.559 | 901.83
941 | 1629.508 | 901.83
942 | 1629.2201 | 901.83
943 | 1628.8 | 901.83
944 | 1628.7921 | 901.83
945 | 1628.745 | 901.83
946 | 1628.6735 | 901.83
947 | 1628.6013 | 901.83
948 | 1628.348 | 901.83
949 | 1628.2678 | 901.83
950 | 1628 | 901.83
951 | 1627.857 | 901.83
952 | 1627.7258 | 901.83
953 | 1627.697 | 901.83
954 | 1627.379 | 901.83
955 | 1627.268 | 901.83
956 | 1627.259 | 901.83
957 | 1627.187 | 901.83
958 | 1626.909 | 901.83
959 | 1626.9086 | 901.83
960 | 1626.609 | 901.83
961 | 1626.5602 | 901.83
962 | 1626.32 | 901.83
963 | 1625.792 | 901.83
964 | 1625.6 | 901.83
965 | 1625.599 | 901.83
966 | 1625.402 | 901.83
967 | 1625.359 | 901.83
968 | 1625.121 | 901.83
969 | 1625.028 | 901.83
970 | 1624.992 | 901.83
971 | 1624.8 | 901.83
972 | 1624.8 | 901.83
973 | 1624.376 | 901.83
974 | 1624.258 | 901.83
975 | 1624.0727 | 901.83
976 | 1624 | 901.83
977 | 1624 | 901.83
978 | 1624 | 901.83
979 | 1623.7979 | 901.83
980 | 1623.593 | 901.83
981 | 1623.5803 | 901.83
982 | 1623.5477 | 901.83
983 | 1623.4698 | 901.83
984 | 1623.432 | 901.83
985 | 1623.3211 | 901.83
986 | 1623.245 | 901.83
987 | 1623.038 | 901.83
988 | 1622.9691 | 901.83
989 | 1622.4644 | 901.83
990 | 1622.4 | 901.83
991 | 1622.4 | 901.83
992 | 1622.4 | 901.83
993 | 1622.298 | 901.83
994 | 1622.297 | 901.83
995 | 1621.666 | 901.83
996 | 1621.6 | 901.83
997 | 1621.58 | 901.83
998 | 1621.22 | 901.83
999 | 1621.135 | 901.83
1000 | 1620.881 | 901.83
1001 | 1620.8484 | 901.83
1002 | 1620.767 | 901.83
1003 | 1620.676 | 901.83
1004 | 1620.5808 | 901.83
1005 | 1620.4415 | 901.83
1006 | 1620.387 | 901.83
1007 | 1620.241 | 901.83
1008 | 1620.088 | 901.83
1009 | 1620 | 901.83
1010 | 1619.476 | 901.83
1011 | 1619.2759 | 901.83
1012 | 1619.2 | 901.83
1013 | 1618.778 | 901.83
1014 | 1617.9573 | 901.83
1015 | 1617.9401 | 901.83
1016 | 1617.779 | 901.83
1017 | 1617.657 | 901.83
1018 | 1617.6 | 901.83
1019 | 1617.23 | 901.83
1020 | 1616.8 | 901.83
1021 | 1616.673 | 901.83
1022 | 1616.357 | 901.83
1023 | 1616.041 | 901.83
1024 | 1616.0319 | 901.83
1025 | 1616 | 901.83
1026 | 1615.953 | 901.83
1027 | 1615.8908 | 901.83
1028 | 1615.5546 | 901.83
1029 | 1615.2725 | 901.83
1030 | 1615.258 | 901.83
1031 | 1615.2545 | 901.83
1032 | 1615.2 | 901.83
1033 | 1615.0866 | 901.83
1034 | 1615.041 | 901.83
1035 | 1614.836 | 901.83
1036 | 1614.825 | 901.83
1037 | 1614.354 | 901.479
1038 | 1614.236 | 900.855
1039 | 1614.058 | 899.687
1040 | 1613.967 | 899.265
1041 | 1613.9387 | 896.587
1042 | 1613.7006 | 895.824
1043 | 1613.6 | 894.839
1044 | 1613.6 | 894.65
1045 | 1613.5784 | 892.183
1046 | 1612.9237 | 891.925
1047 | 1612.774 | 890.645
1048 | 1612.223 | 887.729
1049 | 1612.0778 | 887.085
1050 | 1612 | 880
1051 | 1612 | 879.253
1052 | 1611.558 | 878.921
1053 | 1611.083 | 877.881
1054 | 1610.935 | 876.8
1055 | 1610.809 | 876.589
1056 | 1610.3071 | 876.577
1057 | 1610.257 | 872.759
1058 | 1610.0698 | 869.122
1059 | 1610.063 | 865.072
1060 | 1609.8915 | 864.672
1061 | 1609.75 | 862.445
1062 | 1609.7142 | 861.586
1063 | 1609.6674 | 861.4
1064 | 1609.6 | 859.698
1065 | 1609.349 | 859.698
1066 | 1609.172 | 859.698
1067 | 1609.0448 | 859.698
1068 | 1608.955 | 859.698
1069 | 1608.8247 | 859.698
1070 | 1608.786 | 859.698
1071 | 1608.759 | 859.698
1072 | 1608.7589 | 859.698
1073 | 1608.326 | 859.698
1074 | 1608.296 | 859.698
1075 | 1608.087 | 859.698
1076 | 1607.9571 | 859.698
1077 | 1607.7798 | 859.698
1078 | 1607.6891 | 859.698
1079 | 1607.655 | 859.698
1080 | 1607.397 | 859.698
1081 | 1607.2 | 859.698
1082 | 1606.824 | 859.698
1083 | 1606.752 | 859.698
1084 | 1606.691 | 859.698
1085 | 1606.679 | 859.698
1086 | 1606.507 | 859.698
1087 | 1606.5008 | 859.698
1088 | 1605.867 | 859.698
1089 | 1605.764 | 859.698
1090 | 1605.5447 | 859.698
1091 | 1605.522 | 859.698
1092 | 1605.2895 | 859.698
1093 | 1605.2708 | 859.698
1094 | 1605.1611 | 859.698
1095 | 1604.899 | 859.698
1096 | 1604.627 | 859.698
1097 | 1604.417 | 859.698
1098 | 1604.172 | 859.698
1099 | 1604.111 | 859.698
1100 | 1603.942 | 859.698
1101 | 1603.774 | 859.698
1102 | 1603.6198 | 859.698
1103 | 1603.4885 | 859.698
1104 | 1603.456 | 859.698
1105 | 1603.4336 | 859.698
1106 | 1603.201 | 859.698
1107 | 1603.2 | 859.698
1108 | 1603.2 | 859.698
1109 | 1603.039 | 859.698
1110 | 1602.996 | 859.698
1111 | 1602.9466 | 859.698
1112 | 1602.9128 | 859.698
1113 | 1602.881 | 859.698
1114 | 1602.583 | 859.698
1115 | 1602.436 | 859.698
1116 | 1602.4 | 859.698
1117 | 1602.301 | 859.698
1118 | 1602.265 | 859.698
1119 | 1602.1427 | 859.698
1120 | 1602.0439 | 859.698
1121 | 1601.832 | 859.698
1122 | 1601.6 | 859.698
1123 | 1601.6 | 859.698
1124 | 1601.6 | 859.698
1125 | 1601.467 | 859.698
1126 | 1601.404 | 859.698
1127 | 1601.327 | 859.698
1128 | 1601.2271 | 859.698
1129 | 1601.1342 | 859.698
1130 | 1601.039 | 859.698
1131 | 1600.8 | 859.698
1132 | 1600.536 | 859.698
1133 | 1600.335 | 859.698
1134 | 1600 | 859.698
1135 | 1600 | 859.698
1136 | 1599.883 | 859.698
1137 | 1599.831 | 859.698
1138 | 1599.7157 | 859.698
1139 | 1599.6753 | 859.698
1140 | 1599.518 | 859.698
1141 | 1599.501 | 859.698
1142 | 1599.2 | 859.698
1143 | 1599.2 | 859.698
1144 | 1598.971 | 859.698
1145 | 1598.4 | 859.698
1146 | 1598.4 | 859.698
1147 | 1598.3855 | 859.698
1148 | 1598.239 | 859.698
1149 | 1597.991 | 859.698
1150 | 1597.92 | 859.698
1151 | 1597.6423 | 859.698
1152 | 1597.6 | 859.698
1153 | 1597.596 | 859.698
1154 | 1597.5495 | 859.698
1155 | 1597.412 | 859.698
1156 | 1596.3166 | 859.698
1157 | 1595.5861 | 859.698
1158 | 1595.3702 | 859.698
1159 | 1595.194 | 859.698
1160 | 1595.175 | 859.698
1161 | 1595.0541 | 859.698
1162 | 1594.663 | 859.698
1163 | 1594.654 | 859.698
1164 | 1594.407 | 859.698
1165 | 1593.999 | 859.698
1166 | 1593.7705 | 859.698
1167 | 1593.6599 | 859.698
1168 | 1593.632 | 859.698
1169 | 1593.5002 | 859.698
1170 | 1593.282 | 859.698
1171 | 1593.236 | 859.698
1172 | 1593.166 | 859.698
1173 | 1593.084 | 859.698
1174 | 1593.023 | 859.698
1175 | 1592.847 | 859.698
1176 | 1592.548 | 859.698
1177 | 1592.421 | 859.698
1178 | 1592.395 | 859.698
1179 | 1592.282 | 859.698
1180 | 1592.239 | 859.698
1181 | 1592.0899 | 859.698
1182 | 1591.6166 | 859.698
1183 | 1591.2 | 859.698
1184 | 1591.079 | 859.698
1185 | 1590.8468 | 859.698
1186 | 1590.8052 | 859.698
1187 | 1590.4 | 859.698
1188 | 1589.617 | 859.698
1189 | 1589.6 | 859.698
1190 | 1589.6 | 859.698
1191 | 1589.6 | 859.698
1192 | 1589.6 | 859.698
1193 | 1589.6 | 859.698
1194 | 1589.517 | 859.698
1195 | 1589.396 | 859.698
1196 | 1589.091 | 859.698
1197 | 1588.8 | 859.698
1198 | 1588.775 | 859.698
1199 | 1588.6233 | 859.698
1200 | 1588.328 | 859.698
1201 | 1588.2695 | 859.698
1202 | 1588.2052 | 859.698
1203 | 1588.152 | 859.698
1204 | 1588.0616 | 859.698
1205 | 1587.901 | 859.698
1206 | 1587.586 | 859.698
1207 | 1587.4332 | 859.698
1208 | 1587.2847 | 859.698
1209 | 1587.2847 | 859.698
1210 | 1587.2 | 859.698
1211 | 1587.2 | 859.698
1212 | 1587.2 | 859.698
1213 | 1587.1934 | 859.698
1214 | 1586.6892 | 859.698
1215 | 1586.458 | 859.698
1216 | 1585.9659 | 859.698
1217 | 1585.9435 | 859.698
1218 | 1585.7722 | 859.698
1219 | 1585.6 | 859.698
1220 | 1585.6 | 859.698
1221 | 1585.4113 | 859.698
1222 | 1584.9707 | 859.698
1223 | 1584.9543 | 859.698
1224 | 1584.8 | 859.698
1225 | 1584.5198 | 859.698
1226 | 1584.409 | 859.698
1227 | 1584.3586 | 859.698
1228 | 1584.287 | 859.698
1229 | 1584.1702 | 859.698
1230 | 1584.014 | 859.698
1231 | 1583.2 | 859.698
1232 | 1583.2 | 859.698
1233 | 1583.009 | 859.698
1234 | 1582.693 | 859.698
1235 | 1582.6231 | 859.698
1236 | 1582.537 | 859.698
1237 | 1582.4 | 859.698
1238 | 1582.275 | 859.698
1239 | 1582.1499 | 859.698
1240 | 1581.6 | 859.698
1241 | 1581.445 | 859.698
1242 | 1581.08 | 859.698
1243 | 1580.9303 | 859.698
1244 | 1580.825 | 859.698
1245 | 1580.8 | 858.615
1246 | 1580.8 | 858.498
1247 | 1580.7302 | 855.627
1248 | 1580.699 | 855.543
1249 | 1580.662 | 855.409
1250 | 1580.4767 | 854.575
1251 | 1580.403 | 851.847
1252 | 1580.373 | 851.27
1253 | 1580.043 | 849.97
1254 | 1580 | 845.084
1255 | 1579.999 | 844.215
1256 | 1579.901 | 841.31
1257 | 1579.897 | 839.217
1258 | 1579.4376 | 838.843
1259 | 1579.2 | 836.615
1260 | 1579.2 | 835.985
1261 | 1578.9248 | 832.138
1262 | 1578.746 | 831.898
1263 | 1578.4 | 831.898
1264 | 1578.4 | 831.898
1265 | 1577.9614 | 831.898
1266 | 1577.8526 | 831.898
1267 | 1577.6 | 831.898
1268 | 1577.6 | 831.898
1269 | 1577.5497 | 831.898
1270 | 1576.944 | 831.898
1271 | 1576.816 | 831.898
1272 | 1576.8 | 831.898
1273 | 1576.8 | 831.898
1274 | 1576.5504 | 831.898
1275 | 1576.4513 | 831.898
1276 | 1576 | 831.898
1277 | 1575.959 | 831.898
1278 | 1575.5306 | 831.898
1279 | 1575.2 | 831.898
1280 | 1574.8582 | 831.898
1281 | 1574.8537 | 831.898
1282 | 1574.613 | 831.898
1283 | 1574.4 | 831.898
1284 | 1574.4 | 831.898
1285 | 1574.2258 | 831.898
1286 | 1573.75 | 831.898
1287 | 1573.2998 | 831.898
1288 | 1572.945 | 831.898
1289 | 1572.7909 | 831.898
1290 | 1572.735 | 831.898
1291 | 1572.208 | 831.898
1292 | 1572.128 | 831.898
1293 | 1572 | 831.898
1294 | 1572 | 831.898
1295 | 1571.8691 | 831.898
1296 | 1571.8691 | 831.898
1297 | 1571.813 | 831.898
1298 | 1571.3059 | 831.898
1299 | 1571.2 | 831.898
1300 | 1571.2 | 831.898
1301 | 1571.0512 | 831.898
1302 | 1570.841 | 831.898
1303 | 1570.749 | 831.898
1304 | 1570.4 | 831.898
1305 | 1570.274 | 831.898
1306 | 1570.042 | 831.898
1307 | 1569.9972 | 831.898
1308 | 1569.862 | 831.898
1309 | 1569.698 | 831.898
1310 | 1569.6 | 831.898
1311 | 1569.6 | 831.898
1312 | 1569.6 | 831.898
1313 | 1569.6 | 831.898
1314 | 1569.14 | 831.898
1315 | 1568.995 | 831.898
1316 | 1568.8 | 831.898
1317 | 1568.8 | 831.898
1318 | 1568.5977 | 831.898
1319 | 1568.4882 | 831.898
1320 | 1568.38 | 831.898
1321 | 1568 | 831.898
1322 | 1568 | 831.898
1323 | 1567.968 | 831.898
1324 | 1567.5485 | 831.898
1325 | 1567.2 | 831.898
1326 | 1567.2 | 831.898
1327 | 1567.16 | 831.898
1328 | 1567.117 | 831.898
1329 | 1567.0843 | 831.898
1330 | 1567.0843 | 831.898
1331 | 1566.858 | 831.898
1332 | 1566.4 | 831.898
1333 | 1566.4 | 831.898
1334 | 1566.318 | 831.898
1335 | 1566.1442 | 831.898
1336 | 1566.084 | 831.898
1337 | 1566.0129 | 831.898
1338 | 1565.6 | 831.898
1339 | 1565.3264 | 831.898
1340 | 1565.3264 | 831.898
1341 | 1565.3264 | 831.898
1342 | 1565.032 | 831.898
1343 | 1564.8337 | 831.898
1344 | 1564.8 | 831.898
1345 | 1564.005 | 831.898
1346 | 1564 | 831.898
1347 | 1564 | 831.898
1348 | 1563.935 | 831.898
1349 | 1563.6281 | 831.898
1350 | 1563.602 | 831.898
1351 | 1563.4947 | 831.898
1352 | 1563.398 | 831.898
1353 | 1562.9559 | 831.898
1354 | 1562.899 | 831.898
1355 | 1562.6978 | 831.898
1356 | 1562.4 | 831.898
1357 | 1562.161 | 831.898
1358 | 1561.9623 | 831.898
1359 | 1561.8691 | 831.898
1360 | 1561.823 | 831.898
1361 | 1561.3107 | 831.898
1362 | 1561.284 | 831.898
1363 | 1561.218 | 831.898
1364 | 1560.8 | 831.898
1365 | 1560.4337 | 831.898
1366 | 1560.409 | 831.898
1367 | 1560.354 | 831.898
1368 | 1560.347 | 831.898
1369 | 1559.6016 | 831.898
1370 | 1559.5597 | 831.898
1371 | 1559.029 | 831.898
1372 | 1559.024 | 831.898
1373 | 1558.9445 | 831.898
1374 | 1558.583 | 831.898
1375 | 1558.4 | 831.898
1376 | 1558.331 | 831.898
1377 | 1558.054 | 831.898
1378 | 1557.9659 | 831.898
1379 | 1557.9215 | 831.898
1380 | 1557.6541 | 831.898
1381 | 1557.6 | 831.898
1382 | 1557.6 | 831.898
1383 | 1557.5416 | 831.898
1384 | 1557.38 | 831.898
1385 | 1557.2327 | 831.898
1386 | 1557.127 | 831.898
1387 | 1556.917 | 831.898
1388 | 1556.8 | 831.898
1389 | 1556.8 | 831.898
1390 | 1556.628 | 831.898
1391 | 1556.4 | 831.898
1392 | 1556.2421 | 831.898
1393 | 1556.164 | 831.898
1394 | 1556.11 | 831.898
1395 | 1556.0846 | 831.898
1396 | 1556 | 831.898
1397 | 1556 | 831.898
1398 | 1555.5125 | 831.898
1399 | 1555.4302 | 831.898
1400 | 1555.276 | 831.898
1401 | 1555.2 | 831.898
1402 | 1555.098 | 831.898
1403 | 1554.491 | 831.898
1404 | 1554.4 | 831.898
1405 | 1554.4 | 831.898
1406 | 1554.3395 | 831.898
1407 | 1554.326 | 831.898
1408 | 1554.2017 | 831.898
1409 | 1554.1529 | 831.898
1410 | 1554.145 | 831.898
1411 | 1554.022 | 831.898
1412 | 1553.989 | 831.898
1413 | 1553.979 | 831.898
1414 | 1553.8764 | 831.898
1415 | 1553.6 | 831.517
1416 | 1553.6 | 830.097
1417 | 1553.3917 | 829.6
1418 | 1553.305 | 828.216
1419 | 1553.0947 | 824.521
1420 | 1552.9578 | 815.003
1421 | 1552.301 | 810.926
1422 | 1552.2695 | 808.711
1423 | 1552.097 | 808.641
1424 | 1551.8563 | 803.134
1425 | 1551.5661 | 802.291
1426 | 1551.507 | 801.751
1427 | 1551.4233 | 801.568
1428 | 1551.363 | 801.568
1429 | 1551.2 | 801.568
1430 | 1551.2 | 801.568
1431 | 1551.141 | 801.568
1432 | 1551.0702 | 801.568
1433 | 1550.943 | 801.568
1434 | 1550.847 | 801.568
1435 | 1550.773 | 801.568
1436 | 1550.7356 | 801.568
1437 | 1550.416 | 801.568
1438 | 1550.4 | 801.568
1439 | 1550.4 | 801.568
1440 | 1549.679 | 801.568
1441 | 1549.6 | 801.568
1442 | 1548.9698 | 801.568
1443 | 1548.9034 | 801.568
1444 | 1548.8 | 801.568
1445 | 1548.8 | 801.568
1446 | 1548.768 | 801.568
1447 | 1548.5916 | 801.568
1448 | 1548.0484 | 801.568
1449 | 1548 | 801.568
1450 | 1547.9905 | 801.568
1451 | 1547.887 | 801.568
1452 | 1547.5341 | 801.568
1453 | 1547.522 | 801.568
1454 | 1547.461 | 801.568
1455 | 1547.415 | 801.568
1456 | 1547.1005 | 801.568
1457 | 1546.8023 | 801.568
1458 | 1546.6392 | 801.568
1459 | 1546.546 | 801.568
1460 | 1546.5163 | 801.568
1461 | 1546.4283 | 801.568
1462 | 1546.4 | 801.568
1463 | 1546.4 | 801.568
1464 | 1546.4 | 801.568
1465 | 1546.268 | 801.568
1466 | 1546.2679 | 801.568
1467 | 1546.263 | 801.568
1468 | 1546.02 | 801.568
1469 | 1545.6 | 801.568
1470 | 1545.6 | 801.568
1471 | 1545.343 | 801.568
1472 | 1545.3275 | 801.568
1473 | 1545.1075 | 801.568
1474 | 1545.101 | 801.568
1475 | 1544.9103 | 801.568
1476 | 1544.8 | 801.568
1477 | 1544.8 | 801.568
1478 | 1544.713 | 801.568
1479 | 1544.646 | 801.568
1480 | 1544.619 | 801.568
1481 | 1544.599 | 801.568
1482 | 1544.327 | 801.568
1483 | 1544.0628 | 801.568
1484 | 1544.0628 | 801.568
1485 | 1544 | 801.568
1486 | 1543.7762 | 801.568
1487 | 1543.6956 | 801.568
1488 | 1543.6519 | 801.568
1489 | 1543.534 | 801.568
1490 | 1543.2 | 801.568
1491 | 1542.9749 | 801.568
1492 | 1542.9506 | 801.568
1493 | 1542.7756 | 801.568
1494 | 1542.7437 | 801.568
1495 | 1542.4 | 801.568
1496 | 1542.4 | 801.568
1497 | 1542.4 | 801.568
1498 | 1542.1992 | 801.568
1499 | 1542.1261 | 801.568
1500 | 1542.057 | 801.568
1501 | 1541.713 | 801.568
1502 | 1541.6 | 801.568
1503 | 1541.5026 | 801.568
1504 | 1540.824 | 801.568
1505 | 1540.8 | 801.568
1506 | 1540.8 | 801.568
1507 | 1540.8 | 801.568
1508 | 1540.681 | 801.568
1509 | 1540.524 | 801.568
1510 | 1540.0611 | 801.568
1511 | 1540.045 | 801.568
1512 | 1539.8915 | 801.568
1513 | 1539.86 | 801.568
1514 | 1539.824 | 801.568
1515 | 1539.811 | 801.568
1516 | 1539.509 | 801.568
1517 | 1539.2 | 801.568
1518 | 1539.2 | 801.568
1519 | 1539.01 | 801.568
1520 | 1538.833 | 801.568
1521 | 1538.7348 | 801.568
1522 | 1538.6406 | 801.568
1523 | 1538.6163 | 801.568
1524 | 1538.464 | 801.568
1525 | 1538.4 | 801.568
1526 | 1538.349 | 801.568
1527 | 1538.188 | 801.568
1528 | 1538.105 | 801.568
1529 | 1537.608 | 801.568
1530 | 1537.6 | 801.568
1531 | 1537.6 | 801.568
1532 | 1537.5607 | 801.568
1533 | 1537.5301 | 801.568
1534 | 1537.528 | 801.568
1535 | 1537.3752 | 801.568
1536 | 1537.263 | 801.568
1537 | 1537.183 | 801.568
1538 | 1537.052 | 801.568
1539 | 1536.9168 | 801.568
1540 | 1536.8077 | 801.568
1541 | 1536.804 | 801.568
1542 | 1536.8 | 801.568
1543 | 1536.6216 | 801.568
1544 | 1536.546 | 801.568
1545 | 1536.423 | 801.568
1546 | 1536.183 | 801.568
1547 | 1536 | 801.568
1548 | 1535.971 | 801.568
1549 | 1535.8845 | 801.568
1550 | 1535.856 | 801.568
1551 | 1535.769 | 801.568
1552 | 1535.5758 | 801.568
1553 | 1535.5124 | 801.568
1554 | 1535.2541 | 801.568
1555 | 1535.2298 | 801.568
1556 | 1534.8067 | 801.568
1557 | 1534.4519 | 801.568
1558 | 1534.4 | 801.568
1559 | 1534.4 | 801.568
1560 | 1534.4 | 801.568
1561 | 1534.3568 | 801.568
1562 | 1534.321 | 801.568
1563 | 1534.229 | 801.568
1564 | 1534.199 | 801.568
1565 | 1534.0547 | 801.568
1566 | 1533.6 | 801.568
1567 | 1533.5207 | 801.568
1568 | 1533.1581 | 801.568
1569 | 1533.0237 | 801.568
1570 | 1532.8 | 801.568
1571 | 1532.8 | 801.568
1572 | 1532.198 | 801.568
1573 | 1532 | 801.568
1574 | 1532 | 801.568
1575 | 1532 | 801.568
1576 | 1532 | 801.568
1577 | 1531.3527 | 801.568
1578 | 1531.346 | 801.568
1579 | 1531.2 | 801.568
1580 | 1531.2 | 801.568
1581 | 1531.2 | 801.568
1582 | 1531.013 | 801.568
1583 | 1530.9776 | 801.568
1584 | 1530.86 | 801.568
1585 | 1530.718 | 801.568
1586 | 1530.064 | 801.568
1587 | 1529.9046 | 801.568
1588 | 1529.712 | 801.568
1589 | 1529.6 | 801.568
1590 | 1529.6 | 801.568
1591 | 1529.6 | 801.568
1592 | 1529.6 | 801.568
1593 | 1529.519 | 801.568
1594 | 1528.8197 | 801.568
1595 | 1528.819 | 801.568
1596 | 1528.475 | 801.568
1597 | 1528.3529 | 801.568
1598 | 1528.29 | 801.568
1599 | 1528.207 | 801.568
1600 | 1528.0967 | 801.568
1601 | 1528.006 | 801.568
1602 | 1528 | 801.568
1603 | 1527.881 | 801.568
1604 | 1527.7062 | 801.568
1605 | 1527.7062 | 801.568
1606 | 1527.332 | 801.568
1607 | 1527.327 | 801.568
1608 | 1527.2199 | 801.568
1609 | 1526.8884 | 801.568
1610 | 1526.8884 | 801.568
1611 | 1526.8378 | 801.568
1612 | 1526.73 | 801.568
1613 | 1526.413 | 801.568
1614 | 1526.4 | 801.568
1615 | 1526.4 | 801.568
1616 | 1526.204 | 801.568
1617 | 1526.041 | 801.568
1618 | 1525.9328 | 801.568
1619 | 1525.6 | 801.568
1620 | 1525.6 | 801.568
1621 | 1525.559 | 801.568
1622 | 1525.4623 | 801.568
1623 | 1525.3618 | 801.568
1624 | 1525.3581 | 801.568
1625 | 1525.044 | 801.568
1626 | 1524.5 | 801.568
1627 | 1524 | 801.568
1628 | 1524 | 801.568
1629 | 1524 | 801.568
1630 | 1523.695 | 801.568
1631 | 1523.623 | 801.568
1632 | 1523.622 | 801.568
1633 | 1523.5696 | 801.568
1634 | 1522.957 | 801.568
1635 | 1522.874 | 801.568
1636 | 1522.828 | 801.568
1637 | 1522.7988 | 801.568
1638 | 1522.665 | 801.568
1639 | 1522.428 | 801.568
1640 | 1522.4 | 801.568
1641 | 1522.3454 | 801.568
1642 | 1522.0625 | 801.568
1643 | 1521.983 | 801.568
1644 | 1521.9814 | 801.568
1645 | 1521.9814 | 801.568
1646 | 1521.9772 | 801.568
1647 | 1521.6 | 801.568
1648 | 1521.6 | 801.568
1649 | 1521.6 | 801.568
1650 | 1521.1636 | 801.568
1651 | 1520.8 | 801.568
1652 | 1520.7915 | 801.568
1653 | 1520.4757 | 801.568
1654 | 1520.337 | 801.568
1655 | 1520.142 | 801.568
1656 | 1520.027 | 801.568
1657 | 1519.8933 | 801.568
1658 | 1519.876 | 801.568
1659 | 1519.6659 | 801.568
1660 | 1519.5135 | 801.568
1661 | 1519.235 | 801.568
1662 | 1519.2 | 801.568
1663 | 1519.172 | 801.568
1664 | 1519.101 | 801.568
1665 | 1518.9141 | 801.568
1666 | 1518.9095 | 801.568
1667 | 1518.8139 | 801.568
1668 | 1518.8139 | 801.568
1669 | 1518.7101 | 801.568
1670 | 1518.4 | 801.568
1671 | 1518.4 | 801.568
1672 | 1518.4 | 801.568
1673 | 1517.919 | 801.568
1674 | 1517.8449 | 801.568
1675 | 1517.6 | 801.568
1676 | 1517.6 | 801.568
1677 | 1517.6 | 801.568
1678 | 1517.3603 | 801.568
1679 | 1517.328 | 801.568
1680 | 1517.155 | 801.568
1681 | 1517.038 | 801.568
1682 | 1516.8 | 801.568
1683 | 1516.8 | 801.568
1684 | 1516.4783 | 801.568
1685 | 1516.32 | 801.568
1686 | 1516 | 801.568
1687 | 1515.751 | 801.568
1688 | 1515.3156 | 801.568
1689 | 1515.2 | 801.568
1690 | 1515.2 | 801.568
1691 | 1515.2 | 801.568
1692 | 1515.135 | 801.568
1693 | 1514.83 | 801.568
1694 | 1514.752 | 801.568
1695 | 1514.737 | 801.568
1696 | 1514.4 | 801.568
1697 | 1514.4 | 801.568
1698 | 1514.373 | 801.568
1699 | 1514.242 | 801.568
1700 | 1514.182 | 801.568
1701 | 1513.8031 | 801.568
1702 | 1513.6533 | 801.568
1703 | 1513.4915 | 801.568
1704 | 1513.4756 | 801.568
1705 | 1513.323 | 801.568
1706 | 1512.8 | 801.568
1707 | 1512.8 | 801.568
1708 | 1512.8 | 801.568
1709 | 1512.8 | 801.568
1710 | 1512.557 | 801.568
1711 | 1512.4939 | 801.568
1712 | 1512.119 | 801.568
1713 | 1512.0147 | 801.568
1714 | 1511.9217 | 801.568
1715 | 1511.5332 | 801.568
1716 | 1511.5071 | 801.568
1717 | 1511.408 | 801.568
1718 | 1511.2516 | 801.568
1719 | 1510.972 | 801.568
1720 | 1510.8356 | 801.568
1721 | 1510.7833 | 801.568
1722 | 1510.4219 | 801.568
1723 | 1510.4 | 801.568
1724 | 1510.4 | 801.568
1725 | 1510.3678 | 801.568
1726 | 1510.044 | 801.568
1727 | 1509.998 | 801.568
1728 | 1509.994 | 801.568
1729 | 1509.8552 | 801.568
1730 | 1509.6793 | 801.568
1731 | 1509.6 | 801.568
1732 | 1509.5909 | 801.568
1733 | 1509.5909 | 801.568
1734 | 1509.5259 | 801.568
1735 | 1509.416 | 801.568
1736 | 1509.3432 | 801.568
1737 | 1509.312 | 801.568
1738 | 1509.175 | 801.568
1739 | 1509.1443 | 801.568
1740 | 1508.8 | 801.568
1741 | 1508.661 | 801.568
1742 | 1508.577 | 801.568
1743 | 1508.5094 | 799.412
1744 | 1508.333 | 799.087
1745 | 1508 | 795.996
1746 | 1508 | 792.692
1747 | 1508 | 792.418
1748 | 1508 | 792
1749 | 1507.763 | 791.475
1750 | 1507.2 | 789.232
1751 | 1507.155 | 789.039
1752 | 1507.149 | 785.896
1753 | 1506.995 | 784.8
1754 | 1506.9156 | 784.8
1755 | 1506.879 | 782.791
1756 | 1506.7813 | 781.302
1757 | 1506.4 | 779.923
1758 | 1506.384 | 778.611
1759 | 1506.159 | 777.771
1760 | 1505.9819 | 776.318
1761 | 1505.7062 | 774.4
1762 | 1505.6 | 772.734
1763 | 1505.134 | 772.056
1764 | 1505.096 | 772.056
1765 | 1504.309 | 772.056
1766 | 1504 | 772.056
1767 | 1504 | 772.056
1768 | 1504 | 772.056
1769 | 1504 | 772.056
1770 | 1503.829 | 772.056
1771 | 1503.6577 | 772.056
1772 | 1503.542 | 772.056
1773 | 1503.503 | 772.056
1774 | 1503.303 | 772.056
1775 | 1503.2 | 772.056
1776 | 1503.2 | 772.056
1777 | 1503.1713 | 772.056
1778 | 1503.1713 | 772.056
1779 | 1503.121 | 772.056
1780 | 1502.9147 | 772.056
1781 | 1502.4 | 772.056
1782 | 1502.098 | 772.056
1783 | 1502.036 | 772.056
1784 | 1502.032 | 772.056
1785 | 1501.8804 | 772.056
1786 | 1501.8215 | 772.056
1787 | 1501.802 | 772.056
1788 | 1501.38 | 772.056
1789 | 1501.2835 | 772.056
1790 | 1500.8 | 772.056
1791 | 1500.8 | 772.056
1792 | 1500.5405 | 772.056
1793 | 1500.2676 | 772.056
1794 | 1500.0918 | 772.056
1795 | 1500.064 | 772.056
1796 | 1500 | 772.056
1797 | 1500 | 772.056
1798 | 1500 | 772.056
1799 | 1499.82 | 772.056
1800 | 1499.779 | 772.056
1801 | 1499.733 | 772.056
1802 | 1499.6906 | 772.056
1803 | 1499.2 | 772.056
1804 | 1499.0822 | 772.056
1805 | 1498.899 | 772.056
1806 | 1498.823 | 772.056
1807 | 1498.7138 | 772.056
1808 | 1498.4 | 772.056
1809 | 1498.2644 | 772.056
1810 | 1498.248 | 772.056
1811 | 1497.729 | 772.056
1812 | 1497.656 | 772.056
1813 | 1497.6 | 772.056
1814 | 1497.6 | 772.056
1815 | 1497.6 | 772.056
1816 | 1497.593 | 772.056
1817 | 1497.353 | 772.056
1818 | 1497.263 | 772.056
1819 | 1497.0151 | 772.056
1820 | 1496.8 | 772.056
1821 | 1496.668 | 772.056
1822 | 1496.6287 | 772.056
1823 | 1496.27 | 772.056
1824 | 1496.2674 | 772.056
1825 | 1496 | 772.056
1826 | 1495.9604 | 772.056
1827 | 1495.2 | 772.056
1828 | 1495.022 | 772.056
1829 | 1494.969 | 772.056
1830 | 1494.9623 | 772.056
1831 | 1494.8291 | 772.056
1832 | 1494.782 | 772.056
1833 | 1494.729 | 772.056
1834 | 1494.49 | 772.056
1835 | 1494.4 | 772.056
1836 | 1494.4 | 772.056
1837 | 1494.4 | 772.056
1838 | 1494.4 | 772.056
1839 | 1494.4 | 772.056
1840 | 1494.3067 | 772.056
1841 | 1494.1654 | 772.056
1842 | 1494.1654 | 772.056
1843 | 1494.0026 | 772.056
1844 | 1494.002 | 772.056
1845 | 1493.8665 | 772.056
1846 | 1493.831 | 772.056
1847 | 1493.7656 | 772.056
1848 | 1493.6 | 772.056
1849 | 1493.6 | 772.056
1850 | 1493.401 | 772.056
1851 | 1493.3574 | 772.056
1852 | 1493.2586 | 772.056
1853 | 1493.2053 | 772.056
1854 | 1493.196 | 772.056
1855 | 1493.1455 | 772.056
1856 | 1493.09 | 772.056
1857 | 1493.0687 | 772.056
1858 | 1493.053 | 772.056
1859 | 1493.014 | 772.056
1860 | 1492.8 | 772.056
1861 | 1492.56 | 772.056
1862 | 1492.5396 | 772.056
1863 | 1492.397 | 772.056
1864 | 1492.2516 | 772.056
1865 | 1492.205 | 772.056
1866 | 1492.134 | 772.056
1867 | 1492 | 772.056
1868 | 1492 | 772.056
1869 | 1491.985 | 772.056
1870 | 1491.966 | 772.056
1871 | 1491.899 | 772.056
1872 | 1491.7748 | 772.056
1873 | 1491.7217 | 772.056
1874 | 1491.7217 | 772.056
1875 | 1491.7213 | 772.056
1876 | 1491.7106 | 772.056
1877 | 1491.6931 | 772.056
1878 | 1491.5815 | 772.056
1879 | 1491.3363 | 772.056
1880 | 1491.287 | 772.056
1881 | 1491.2 | 772.056
1882 | 1490.9918 | 772.056
1883 | 1490.9597 | 772.056
1884 | 1490.5497 | 772.056
1885 | 1490.4715 | 772.056
1886 | 1490.436 | 772.056
1887 | 1490.4 | 772.056
1888 | 1490.4 | 772.056
1889 | 1490.238 | 772.056
1890 | 1490.1674 | 772.056
1891 | 1490.1332 | 772.056
1892 | 1489.7845 | 772.056
1893 | 1489.6 | 772.056
1894 | 1489.5089 | 772.056
1895 | 1489.3905 | 772.056
1896 | 1489.362 | 772.056
1897 | 1489.1425 | 772.056
1898 | 1489.129 | 772.056
1899 | 1488.8 | 772.056
1900 | 1488.8 | 772.056
1901 | 1488.8 | 772.056
1902 | 1488.8 | 772.056
1903 | 1488.8 | 772.056
1904 | 1488.8 | 772.056
1905 | 1488.651 | 772.056
1906 | 1488.6136 | 772.056
1907 | 1488.5872 | 772.056
1908 | 1488.4238 | 772.056
1909 | 1488.288 | 772.056
1910 | 1488.271 | 772.056
1911 | 1488.1212 | 772.056
1912 | 1488 | 772.056
1913 | 1488 | 772.056
1914 | 1488 | 772.056
1915 | 1487.9546 | 772.056
1916 | 1487.923 | 772.056
1917 | 1487.855 | 772.056
1918 | 1487.8366 | 772.056
1919 | 1487.795 | 772.056
1920 | 1487.5921 | 772.056
1921 | 1487.386 | 769.6
1922 | 1487.273 | 768.405
1923 | 1486.7248 | 768
1924 | 1486.483 | 767.916
1925 | 1486.419 | 767.916
1926 | 1486.3518 | 767.916
1927 | 1486.331 | 767.916
1928 | 1485.876 | 767.916
1929 | 1485.795 | 767.916
1930 | 1485.6 | 767.916
1931 | 1485.5058 | 767.916
1932 | 1485.5058 | 767.916
1933 | 1485.364 | 767.916
1934 | 1485.342 | 767.916
1935 | 1484.496 | 767.916
1936 | 1484.2371 | 767.916
1937 | 1484.153 | 767.916
1938 | 1484 | 767.916
1939 | 1484 | 767.916
1940 | 1483.656 | 767.916
1941 | 1483.589 | 767.916
1942 | 1483.2 | 767.916
1943 | 1483.2 | 767.916
1944 | 1483.009 | 767.916
1945 | 1483.009 | 767.916
1946 | 1482.886 | 767.916
1947 | 1482.4 | 767.916
1948 | 1482.2121 | 767.916
1949 | 1482.151 | 767.916
1950 | 1482.0911 | 767.916
1951 | 1481.714 | 767.916
1952 | 1481.469 | 767.916
1953 | 1481.371 | 767.916
1954 | 1480.9778 | 767.916
1955 | 1480.8333 | 767.916
1956 | 1480.8 | 767.916
1957 | 1480.8 | 767.916
1958 | 1480.787 | 767.916
1959 | 1480.775 | 767.916
1960 | 1480.7011 | 767.916
1961 | 1480.6329 | 767.916
1962 | 1480.4755 | 767.916
1963 | 1480.0672 | 767.916
1964 | 1479.7011 | 767.916
1965 | 1479.6564 | 767.916
1966 | 1479.4543 | 767.916
1967 | 1479.406 | 767.916
1968 | 1479.2732 | 767.916
1969 | 1479.2 | 767.916
1970 | 1479.2 | 767.916
1971 | 1479.054 | 767.916
1972 | 1478.554 | 767.916
1973 | 1478.4 | 767.916
1974 | 1478.389 | 767.916
1975 | 1478.2277 | 767.916
1976 | 1478.101 | 767.916
1977 | 1477.914 | 767.916
1978 | 1477.846 | 767.916
1979 | 1477.6 | 767.916
1980 | 1477.6 | 767.916
1981 | 1477.577 | 767.916
1982 | 1476.9595 | 767.916
1983 | 1476.872 | 767.916
1984 | 1476.864 | 767.916
1985 | 1476.806 | 767.916
1986 | 1476.6339 | 767.916
1987 | 1476.616 | 767.916
1988 | 1476.183 | 767.916
1989 | 1476 | 767.916
1990 | 1476 | 767.916
1991 | 1475.707 | 767.916
1992 | 1475.6089 | 767.916
1993 | 1475.4056 | 767.916
1994 | 1475.2 | 767.916
1995 | 1475.2 | 767.916
1996 | 1475.2 | 767.916
1997 | 1475.0421 | 767.916
1998 | 1475.0401 | 767.916
1999 | 1474.906 | 767.916
2000 | 1474.877 | 767.916
2001 | 1474.584 | 767.916
2002 | 1474.4 | 767.916
2003 | 1474.147 | 767.916
2004 | 1473.9411 | 767.916
2005 | 1473.887 | 767.916
2006 | 1473.8341 | 767.916
2007 | 1473.5876 | 767.916
2008 | 1473.3059 | 767.916
2009 | 1473.083 | 767.916
2010 | 1472.9116 | 767.916
2011 | 1472.893 | 767.916
2012 | 1472.8 | 767.916
2013 | 1472.8 | 767.916
2014 | 1472.679 | 767.916
2015 | 1472.454 | 767.916
2016 | 1472.409 | 767.916
2017 | 1472 | 767.916
2018 | 1472 | 767.916
2019 | 1472 | 767.916
2020 | 1472 | 767.916
2021 | 1471.9558 | 767.916
2022 | 1471.92 | 767.916
2023 | 1471.9052 | 767.916
2024 | 1471.8526 | 767.916
2025 | 1471.8474 | 767.916
2026 | 1471.833 | 767.916
2027 | 1471.768 | 767.916
2028 | 1471.2 | 767.916
2029 | 1471.2 | 767.916
2030 | 1471.04 | 767.916
2031 | 1470.638 | 767.916
2032 | 1470.4 | 767.916
2033 | 1470.4 | 767.916
2034 | 1470.4 | 767.916
2035 | 1470.4 | 767.916
2036 | 1470.4 | 767.916
2037 | 1470.3045 | 767.916
2038 | 1470.149 | 767.916
2039 | 1470.106 | 767.916
2040 | 1469.7754 | 767.916
2041 | 1469.7754 | 767.916
2042 | 1469.6 | 767.916
2043 | 1469.6 | 767.916
2044 | 1469.4619 | 767.916
2045 | 1469.4619 | 767.916
2046 | 1469.4209 | 767.916
2047 | 1469.341 | 767.916
2048 | 1469.1901 | 767.916
2049 | 1468.8335 | 767.916
2050 | 1468.8 | 767.916
2051 | 1468.701 | 767.916
2052 | 1468.257 | 767.916
2053 | 1468.154 | 767.916
2054 | 1468.113 | 767.916
2055 | 1468.0047 | 767.916
2056 | 1468 | 767.916
2057 | 1467.4236 | 767.916
2058 | 1467.39 | 767.916
2059 | 1467.239 | 767.916
2060 | 1467.2 | 767.916
2061 | 1467.0712 | 767.916
2062 | 1466.806 | 767.916
2063 | 1466.4 | 767.916
2064 | 1466.4 | 767.916
2065 | 1466.4 | 767.916
2066 | 1466.4 | 767.916
2067 | 1466.369 | 767.916
2068 | 1466.2743 | 767.916
2069 | 1466.1104 | 767.916
2070 | 1466.0823 | 767.916
2071 | 1465.9979 | 767.916
2072 | 1465.832 | 767.916
2073 | 1465.729 | 767.916
2074 | 1465.6696 | 767.916
2075 | 1465.6 | 767.916
2076 | 1465.6 | 767.916
2077 | 1465.4775 | 767.916
2078 | 1465.448 | 767.916
2079 | 1464.8 | 767.916
2080 | 1464.7333 | 767.916
2081 | 1464.687 | 767.916
2082 | 1464.5285 | 767.916
2083 | 1464.5285 | 767.916
2084 | 1464.006 | 767.916
2085 | 1464 | 767.916
2086 | 1464 | 767.916
2087 | 1463.9441 | 767.916
2088 | 1463.8837 | 767.916
2089 | 1463.7515 | 767.916
2090 | 1463.702 | 767.916
2091 | 1463.659 | 767.916
2092 | 1463.2 | 767.916
2093 | 1463.2 | 767.916
2094 | 1463.2 | 767.916
2095 | 1463.195 | 767.916
2096 | 1462.838 | 767.916
2097 | 1462.819 | 767.916
2098 | 1462.4025 | 767.916
2099 | 1462.4 | 767.916
2100 | 1462.36 | 767.916
2101 | 1462.071 | 767.916
2102 | 1461.828 | 767.916
2103 | 1461.6 | 767.916
2104 | 1461.6 | 767.916
2105 | 1461.4939 | 767.916
2106 | 1461.4783 | 767.916
2107 | 1461.462 | 767.916
2108 | 1461.298 | 767.916
2109 | 1461.244 | 767.916
2110 | 1461.008 | 767.916
2111 | 1460.9439 | 767.916
2112 | 1460.8 | 767.916
2113 | 1460.8 | 767.916
2114 | 1460.6961 | 767.916
2115 | 1460.6438 | 767.916
2116 | 1460.39 | 767.916
2117 | 1460.1058 | 767.916
2118 | 1460 | 767.916
2119 | 1460 | 767.916
2120 | 1459.9884 | 767.916
2121 | 1459.8264 | 767.916
2122 | 1459.662 | 767.916
2123 | 1459.4151 | 767.916
2124 | 1459.2 | 767.916
2125 | 1459.2 | 767.916
2126 | 1459.2 | 767.916
2127 | 1459.2 | 767.916
2128 | 1459.2 | 767.916
2129 | 1459.2 | 767.916
2130 | 1459.2 | 767.916
2131 | 1459.1023 | 767.916
2132 | 1458.87 | 767.916
2133 | 1458.823 | 767.916
2134 | 1458.605 | 767.916
2135 | 1458.486 | 767.916
2136 | 1458.461 | 767.916
2137 | 1458.4473 | 767.916
2138 | 1458.4 | 767.916
2139 | 1458.4 | 767.916
2140 | 1458.3055 | 767.916
2141 | 1458.236 | 767.916
2142 | 1458.112 | 767.916
2143 | 1457.6 | 767.916
2144 | 1457.6 | 767.916
2145 | 1457.6 | 767.916
2146 | 1457.536 | 767.916
2147 | 1457.5078 | 767.916
2148 | 1457.42 | 767.916
2149 | 1457.305 | 767.916
2150 | 1457.0651 | 767.916
2151 | 1456.8 | 767.916
2152 | 1456.702 | 767.916
2153 | 1456.677 | 767.916
2154 | 1456.6718 | 767.916
2155 | 1456.647 | 767.916
2156 | 1456.594 | 767.916
2157 | 1456.5445 | 767.916
2158 | 1456.398 | 767.916
2159 | 1456.248 | 767.916
2160 | 1456.1419 | 767.916
2161 | 1456.088 | 767.916
2162 | 1456 | 767.916
2163 | 1455.9617 | 767.916
2164 | 1455.678 | 767.916
2165 | 1455.5941 | 767.916
2166 | 1455.515 | 767.916
2167 | 1455.5 | 767.916
2168 | 1455.483 | 767.916
2169 | 1455.323 | 767.916
2170 | 1454.847 | 767.916
2171 | 1454.836 | 767.916
2172 | 1454.312 | 767.916
2173 | 1454.101 | 767.916
2174 | 1453.973 | 767.916
2175 | 1453.859 | 767.916
2176 | 1453.632 | 767.916
2177 | 1453.6 | 767.916
2178 | 1453.6 | 767.916
2179 | 1453.6 | 767.916
2180 | 1453.2837 | 767.916
2181 | 1453.1366 | 767.916
2182 | 1453.0225 | 767.916
2183 | 1452.7272 | 767.916
2184 | 1452.682 | 767.916
2185 | 1452.636 | 767.916
2186 | 1452.169 | 767.916
2187 | 1451.9165 | 767.916
2188 | 1451.9165 | 767.916
2189 | 1451.8731 | 767.916
2190 | 1451.78 | 767.916
2191 | 1451.75 | 767.916
2192 | 1451.2 | 767.916
2193 | 1450.922 | 767.916
2194 | 1450.7679 | 767.916
2195 | 1450.765 | 767.916
2196 | 1450.762 | 767.916
2197 | 1450.739 | 767.916
2198 | 1450.6684 | 767.916
2199 | 1450.4455 | 767.916
2200 | 1450.0124 | 767.916
2201 | 1449.6 | 767.916
2202 | 1449.6 | 767.916
2203 | 1449.6 | 767.916
2204 | 1449.583 | 767.916
2205 | 1449.3753 | 767.916
2206 | 1449.081 | 767.916
2207 | 1448.9237 | 767.916
2208 | 1448.8 | 767.916
2209 | 1448.8 | 767.916
2210 | 1448.694 | 767.916
2211 | 1448.549 | 767.916
2212 | 1448.412 | 767.916
2213 | 1448.2039 | 767.916
2214 | 1448.199 | 767.916
2215 | 1448.14 | 767.916
2216 | 1447.9459 | 767.916
2217 | 1447.708 | 767.916
2218 | 1447.5589 | 767.916
2219 | 1447.547 | 767.916
2220 | 1447.357 | 767.916
2221 | 1447.2 | 767.916
2222 | 1447.2 | 767.916
2223 | 1447.2 | 767.916
2224 | 1446.565 | 767.916
2225 | 1446.5205 | 767.916
2226 | 1446.4 | 767.916
2227 | 1446.4 | 767.916
2228 | 1446.4 | 767.916
2229 | 1446.4 | 767.916
2230 | 1446.2015 | 767.916
2231 | 1446.081 | 767.916
2232 | 1445.9232 | 767.916
2233 | 1445.882 | 767.916
2234 | 1445.753 | 767.916
2235 | 1445.6 | 767.916
2236 | 1445.488 | 767.916
2237 | 1445.428 | 767.916
2238 | 1445.3682 | 767.916
2239 | 1445.2968 | 767.916
2240 | 1445.1054 | 767.916
2241 | 1444.8 | 767.916
2242 | 1444.8 | 767.916
2243 | 1444.5613 | 767.916
2244 | 1444 | 767.916
2245 | 1444 | 767.916
2246 | 1444 | 767.916
2247 | 1444 | 767.916
2248 | 1444 | 767.916
2249 | 1444 | 767.916
2250 | 1444 | 767.916
2251 | 1443.7099 | 767.916
2252 | 1443.6317 | 767.916
2253 | 1443.606 | 767.916
2254 | 1443.602 | 767.916
2255 | 1443.5696 | 767.916
2256 | 1443.5337 | 767.916
2257 | 1443.4841 | 767.916
2258 | 1443.3311 | 767.916
2259 | 1443.0903 | 767.916
2260 | 1443.0721 | 767.916
2261 | 1443.0422 | 767.916
2262 | 1442.884 | 767.916
2263 | 1442.5236 | 767.916
2264 | 1442.4 | 767.916
2265 | 1441.9686 | 767.916
2266 | 1441.807 | 767.916
2267 | 1441.6 | 767.916
2268 | 1441.5708 | 767.916
2269 | 1441.5264 | 766.557
2270 | 1441.2678 | 765.397
2271 | 1441.0183 | 763.974
2272 | 1440.8 | 762.851
2273 | 1440.8 | 760.539
2274 | 1440.8 | 760.459
2275 | 1440.7739 | 760.367
2276 | 1440.7666 | 760
2277 | 1440.758 | 758.128
2278 | 1440.601 | 754.857
2279 | 1440.062 | 752.8
2280 | 1440 | 752.535
2281 | 1440 | 751.896
2282 | 1439.8744 | 751.249
2283 | 1439.865 | 751.215
2284 | 1439.8057 | 750.032
2285 | 1439.505 | 749.69
2286 | 1439.2 | 745.839
2287 | 1439.1789 | 745.307
2288 | 1439.024 | 745.085
2289 | 1438.896 | 745.043
2290 | 1438.5628 | 743.259
2291 | 1438.3833 | 742.813
2292 | 1438.064 | 742.376
2293 | 1438.053 | 741.907
2294 | 1438.004 | 741.772
2295 | 1437.9908 | 741.6
2296 | 1437.913 | 741.339
2297 | 1437.6 | 738.4
2298 | 1437.172 | 738.091
2299 | 1436.8198 | 734.47
2300 | 1436.8 | 734.4
2301 | 1436.8 | 733.963
2302 | 1436.8 | 733.593
2303 | 1436.7719 | 732.789
2304 | 1436.7588 | 731.755
2305 | 1436.5587 | 731.577
2306 | 1436.5587 | 729.968
2307 | 1436.28 | 729.916
2308 | 1436.12 | 728.8
2309 | 1436.091 | 727.2
2310 | 1436 | 727.193
2311 | 1436 | 727.121
2312 | 1436 | 727.05
2313 | 1436 | 725.637
2314 | 1435.996 | 725.6
2315 | 1435.98 | 723.937
2316 | 1435.791 | 723.689
2317 | 1435.7711 | 721.6
2318 | 1435.638 | 720.8
2319 | 1435.4445 | 718.044
2320 | 1435.047 | 717.6
2321 | 1435.033 | 717.4
2322 | 1434.9975 | 716.643
2323 | 1434.587 | 716.419
2324 | 1434.4 | 713.904
2325 | 1434.4 | 712.292
2326 | 1434.3988 | 712.266
2327 | 1434.3111 | 710.865
2328 | 1434.2978 | 706.432
2329 | 1434.29 | 705.879
2330 | 1434.147 | 705.601
2331 | 1434.101 | 704
2332 | 1434.037 | 703.373
2333 | 1433.9206 | 701.33
2334 | 1433.6019 | 700.8
2335 | 1433.6 | 700.517
2336 | 1433.6 | 700.377
2337 | 1433.6 | 699.96
2338 | 1433.6 | 698.967
2339 | 1433.6 | 698.504
2340 | 1433.3713 | 694.301
2341 | 1433.37 | 693.648
2342 | 1433.2991 | 692.702
2343 | 1432.8 | 691.03
2344 | 1432.8 | 690.324
2345 | 1432.8 | 689.27
2346 | 1432.8 | 687.503
2347 | 1432.0201 | 687.378
2348 | 1432.0081 | 686.107
2349 | 1432 | 685.363
2350 | 1431.852 | 684.994
2351 | 1431.814 | 682.315
2352 | 1431.431 | 681.789
2353 | 1431.3986 | 681.598
2354 | 1431.2113 | 681.174
2355 | 1431.2023 | 680.885
2356 | 1431.2023 | 680.187
2357 | 1431.2 | 678.424
2358 | 1431.2 | 678.07
2359 | 1431.18 | 677.679
2360 | 1431.156 | 677.6
2361 | 1430.954 | 676.689
2362 | 1430.445 | 675.863
2363 | 1430.4144 | 675.343
2364 | 1430.4064 | 671.438
2365 | 1430.4 | 670.49
2366 | 1430.4 | 668.614
2367 | 1430.203 | 667.151
2368 | 1430.0072 | 666.674
2369 | 1429.627 | 663.351
2370 | 1429.6 | 661.991
2371 | 1429.6 | 657.997
2372 | 1429.6 | 656.8
2373 | 1429.5663 | 654.541
2374 | 1429.4651 | 652.504
2375 | 1429.4511 | 652.278
2376 | 1429.443 | 650.479
2377 | 1429.3409 | 649.031
2378 | 1429.183 | 648.753
2379 | 1429.0673 | 645.862
2380 | 1428.8 | 644.252
2381 | 1428.7283 | 642.965
2382 | 1428.5228 | 641.72
2383 | 1428.3799 | 639.589
2384 | 1428.0237 | 638.081
2385 | 1428.0124 | 637.317
2386 | 1428 | 635.2
2387 | 1428 | 634.606
2388 | 1428 | 634.606
2389 | 1428 | 634.606
2390 | 1428 | 634.606
2391 | 1427.931 | 634.606
2392 | 1427.898 | 634.606
2393 | 1427.7269 | 634.606
2394 | 1427.338 | 634.606
2395 | 1427.2354 | 634.606
2396 | 1427.2 | 634.606
2397 | 1427.2 | 634.606
2398 | 1427.1132 | 634.606
2399 | 1426.651 | 634.606
2400 | 1426.3624 | 634.606
2401 | 1426.323 | 634.606
2402 | 1426.2953 | 634.606
2403 | 1426.2825 | 634.606
2404 | 1426.2447 | 634.606
2405 | 1425.846 | 634.606
2406 | 1425.732 | 634.606
2407 | 1425.6 | 634.606
2408 | 1425.6 | 634.606
2409 | 1425.4775 | 634.606
2410 | 1425.4723 | 634.606
2411 | 1425.388 | 634.606
2412 | 1425.043 | 634.606
2413 | 1424.9425 | 634.606
2414 | 1424.881 | 634.606
2415 | 1424.8 | 634.606
2416 | 1424.8 | 634.606
2417 | 1424.8 | 634.606
2418 | 1424.6399 | 634.606
2419 | 1424.522 | 634.606
2420 | 1424.1277 | 634.606
2421 | 1424.117 | 634.606
2422 | 1424 | 634.606
2423 | 1424 | 634.606
2424 | 1423.9667 | 634.606
2425 | 1423.8829 | 634.606
2426 | 1423.8418 | 634.606
2427 | 1423.6773 | 634.606
2428 | 1423.45 | 634.606
2429 | 1423.39 | 634.606
2430 | 1423.3507 | 634.606
2431 | 1423.2 | 634.606
2432 | 1423.2 | 634.606
2433 | 1423.2 | 634.606
2434 | 1423.2 | 634.606
2435 | 1422.7357 | 634.606
2436 | 1422.6934 | 634.606
2437 | 1422.593 | 634.606
2438 | 1422.494 | 634.606
2439 | 1422.415 | 634.606
2440 | 1422.4 | 634.606
2441 | 1422.4 | 634.606
2442 | 1422.4 | 634.606
2443 | 1421.989 | 634.606
2444 | 1421.8944 | 634.606
2445 | 1421.717 | 634.606
2446 | 1421.665 | 634.606
2447 | 1421.6486 | 634.606
2448 | 1421.6 | 634.606
2449 | 1421.6 | 634.606
2450 | 1421.6 | 634.606
2451 | 1421.245 | 634.606
2452 | 1421.187 | 634.606
2453 | 1421.0247 | 634.606
2454 | 1421.0199 | 634.606
2455 | 1421.0199 | 634.606
2456 | 1420.868 | 634.606
2457 | 1420.8 | 634.606
2458 | 1420.6499 | 634.606
2459 | 1420.356 | 634.606
2460 | 1420.243 | 634.606
2461 | 1420.2091 | 634.606
2462 | 1420.1043 | 634.606
2463 | 1420.083 | 634.606
2464 | 1420 | 634.606
2465 | 1420 | 634.606
2466 | 1419.829 | 634.606
2467 | 1419.609 | 634.606
2468 | 1419.53 | 634.606
2469 | 1419.4661 | 634.606
2470 | 1419.2 | 634.606
2471 | 1419.024 | 634.606
2472 | 1419.01 | 634.606
2473 | 1418.787 | 634.606
2474 | 1418.6891 | 634.606
2475 | 1418.6527 | 634.606
2476 | 1418.5776 | 634.606
2477 | 1418.435 | 634.606
2478 | 1418.4 | 634.606
2479 | 1418.0826 | 634.606
2480 | 1418.0826 | 634.606
2481 | 1417.9132 | 634.606
2482 | 1417.6642 | 634.606
2483 | 1417.562 | 634.606
2484 | 1417.3471 | 634.606
2485 | 1417.335 | 634.606
2486 | 1417.2992 | 634.606
2487 | 1417.2834 | 634.606
2488 | 1417.1352 | 634.606
2489 | 1417.1352 | 634.606
2490 | 1416.8 | 634.606
2491 | 1416.8 | 634.606
2492 | 1416.8 | 634.606
2493 | 1416.8 | 634.606
2494 | 1416.4814 | 634.606
2495 | 1416.4175 | 634.606
2496 | 1416.264 | 634.606
2497 | 1416.215 | 634.606
2498 | 1416.2125 | 634.606
2499 | 1416.1869 | 634.606
2500 | 1416 | 634.606
2501 | 1416 | 634.606
2502 | 1416 | 634.606
2503 | 1415.902 | 634.606
2504 | 1415.791 | 634.606
2505 | 1415.659 | 634.606
2506 | 1415.654 | 634.606
2507 | 1415.472 | 634.606
2508 | 1415.4066 | 634.606
2509 | 1415.3466 | 634.606
2510 | 1415.2 | 634.606
2511 | 1415.2 | 634.606
2512 | 1414.8457 | 634.606
2513 | 1414.8044 | 634.606
2514 | 1414.8031 | 634.606
2515 | 1414.7093 | 634.606
2516 | 1414.405 | 634.606
2517 | 1414.4 | 634.606
2518 | 1414.4 | 634.606
2519 | 1414.4 | 634.606
2520 | 1414.2487 | 634.606
2521 | 1414.2467 | 634.606
2522 | 1413.981 | 634.606
2523 | 1413.61 | 634.606
2524 | 1413.6 | 634.606
2525 | 1413.2101 | 634.606
2526 | 1413.067 | 634.606
2527 | 1412.9376 | 634.606
2528 | 1412.897 | 634.606
2529 | 1412.8828 | 634.606
2530 | 1412.8 | 634.606
2531 | 1412.8 | 634.606
2532 | 1412.702 | 634.606
2533 | 1412 | 634.606
2534 | 1412 | 634.606
2535 | 1411.917 | 634.606
2536 | 1411.614 | 634.606
2537 | 1411.611 | 634.606
2538 | 1411.5744 | 634.606
2539 | 1411.5744 | 634.606
2540 | 1411.5744 | 634.606
2541 | 1411.2891 | 634.606
2542 | 1411.2 | 634.606
2543 | 1411.2 | 634.606
2544 | 1411.199 | 634.606
2545 | 1411.0786 | 634.606
2546 | 1411.0387 | 634.606
2547 | 1410.943 | 634.606
2548 | 1410.7274 | 634.606
2549 | 1410.682 | 634.606
2550 | 1410.488 | 634.606
2551 | 1410.4 | 634.606
2552 | 1410.3765 | 634.606
2553 | 1410.31 | 634.606
2554 | 1410.099 | 634.606
2555 | 1409.846 | 634.606
2556 | 1409.776 | 634.606
2557 | 1409.71 | 634.606
2558 | 1409.6953 | 634.606
2559 | 1409.602 | 634.606
2560 | 1409.6 | 634.606
2561 | 1409.584 | 634.606
2562 | 1409.4378 | 634.606
2563 | 1409.196 | 634.606
2564 | 1409.122 | 634.606
2565 | 1408.9952 | 634.606
2566 | 1408.8984 | 634.606
2567 | 1408.803 | 634.606
2568 | 1408.8 | 634.606
2569 | 1408.8 | 634.606
2570 | 1408.8 | 634.606
2571 | 1408.691 | 634.606
2572 | 1408.5208 | 634.606
2573 | 1408.483 | 634.606
2574 | 1408.437 | 634.606
2575 | 1408.436 | 634.606
2576 | 1408.139 | 634.606
2577 | 1408.1145 | 634.606
2578 | 1408.1115 | 634.606
2579 | 1408.003 | 634.606
2580 | 1408 | 634.606
2581 | 1408 | 634.606
2582 | 1408 | 634.606
2583 | 1408 | 634.606
2584 | 1408 | 634.606
2585 | 1408 | 634.606
2586 | 1408 | 634.606
2587 | 1407.813 | 634.606
2588 | 1407.738 | 634.606
2589 | 1407.71 | 634.606
2590 | 1407.4852 | 634.606
2591 | 1407.3079 | 634.606
2592 | 1407.2 | 634.606
2593 | 1407.2 | 634.606
2594 | 1407.2 | 634.606
2595 | 1407.035 | 634.606
2596 | 1407.007 | 634.606
2597 | 1406.8437 | 634.606
2598 | 1406.6674 | 634.606
2599 | 1406.455 | 634.606
2600 | 1405.725 | 634.606
2601 | 1405.7108 | 634.606
2602 | 1405.7098 | 634.606
2603 | 1405.6574 | 634.606
2604 | 1405.6336 | 634.606
2605 | 1405.6 | 634.606
2606 | 1405.495 | 634.606
2607 | 1405.356 | 634.606
2608 | 1404.929 | 634.606
2609 | 1404.902 | 634.606
2610 | 1404.8432 | 634.606
2611 | 1404.829 | 634.606
2612 | 1404.8 | 634.606
2613 | 1404.8 | 634.606
2614 | 1404.7042 | 634.606
2615 | 1404.3944 | 634.606
2616 | 1404.339 | 634.606
2617 | 1404.316 | 634.606
2618 | 1404.2924 | 634.606
2619 | 1404.2291 | 634.606
2620 | 1403.753 | 634.606
2621 | 1403.535 | 634.606
2622 | 1403.2 | 634.606
2623 | 1403.2 | 634.606
2624 | 1403.197 | 634.606
2625 | 1403.1504 | 634.606
2626 | 1403.041 | 634.606
2627 | 1402.9586 | 634.606
2628 | 1402.9448 | 634.606
2629 | 1402.913 | 634.606
2630 | 1402.659 | 634.606
2631 | 1402.5233 | 634.606
2632 | 1402.5233 | 634.606
2633 | 1402.4 | 634.606
2634 | 1402.4 | 634.606
2635 | 1402.3734 | 634.606
2636 | 1402.2623 | 634.606
2637 | 1401.9869 | 634.606
2638 | 1401.945 | 634.606
2639 | 1401.7604 | 634.606
2640 | 1401.7369 | 634.606
2641 | 1401.676 | 634.606
2642 | 1401.6253 | 634.606
2643 | 1401.399 | 634.606
2644 | 1401.019 | 634.606
2645 | 1400.986 | 634.606
2646 | 1400.8 | 634.606
2647 | 1400.8 | 634.606
2648 | 1400.707 | 634.606
2649 | 1400.2571 | 634.606
2650 | 1400.201 | 634.606
2651 | 1400.192 | 634.606
2652 | 1400.1248 | 634.606
2653 | 1400.0426 | 634.606
2654 | 1400 | 634.606
2655 | 1400 | 634.606
2656 | 1400 | 634.606
2657 | 1399.92 | 634.606
2658 | 1399.808 | 634.606
2659 | 1399.7203 | 634.606
2660 | 1399.4642 | 634.606
2661 | 1399.3357 | 634.606
2662 | 1399.3069 | 634.606
2663 | 1398.5489 | 634.606
2664 | 1398.4887 | 634.606
2665 | 1398.4 | 634.606
2666 | 1398.4 | 634.606
2667 | 1398.4 | 634.606
2668 | 1398.4 | 634.606
2669 | 1398.008 | 634.606
2670 | 1397.6 | 634.606
2671 | 1397.6 | 634.606
2672 | 1397.6 | 634.606
2673 | 1397.5799 | 634.606
2674 | 1397.4561 | 634.606
2675 | 1397.369 | 634.606
2676 | 1396.8 | 634.606
2677 | 1396.8 | 634.606
2678 | 1396.8 | 634.606
2679 | 1396.8 | 634.606
2680 | 1396.75 | 634.606
2681 | 1396.2434 | 634.606
2682 | 1396.16 | 634.606
2683 | 1396 | 634.606
2684 | 1396 | 634.606
2685 | 1396 | 634.606
2686 | 1395.96 | 634.606
2687 | 1395.618 | 634.606
2688 | 1395.5694 | 634.606
2689 | 1395.4795 | 634.606
2690 | 1395.381 | 634.606
2691 | 1395.2815 | 634.606
2692 | 1395.2 | 634.606
2693 | 1395.2 | 634.606
2694 | 1395.2 | 634.606
2695 | 1395.182 | 634.606
2696 | 1395.164 | 634.606
2697 | 1395.108 | 634.606
2698 | 1394.876 | 634.606
2699 | 1394.604 | 634.606
2700 | 1394.5459 | 634.606
2701 | 1394.5459 | 633.923
2702 | 1394.4908 | 632.634
2703 | 1394.4 | 632.146
2704 | 1394.4 | 631.524
2705 | 1394.4 | 631.184
2706 | 1394.4 | 630.723
2707 | 1394.3683 | 627.071
2708 | 1394.3631 | 625.914
2709 | 1394.271 | 624.676
2710 | 1394.1765 | 623.938
2711 | 1394.158 | 622.667
2712 | 1394.069 | 621.961
2713 | 1393.933 | 616.604
2714 | 1393.785 | 615.826
2715 | 1393.734 | 615.735
2716 | 1393.713 | 612.221
2717 | 1393.6 | 611.597
2718 | 1393.0749 | 609.869
2719 | 1393.0749 | 609.186
2720 | 1393.065 | 607.664
2721 | 1392.8 | 607.144
2722 | 1392.8 | 606.012
2723 | 1392.7643 | 605.997
2724 | 1392.7643 | 605.163
2725 | 1392.659 | 602.75
2726 | 1392.639 | 602.4
2727 | 1392.377 | 601.413
2728 | 1392.1637 | 598.999
2729 | 1392.1637 | 596.7
2730 | 1392.0499 | 594.4
2731 | 1392 | 593.855
2732 | 1392 | 593.745
2733 | 1392 | 593.532
2734 | 1392 | 592.8
2735 | 1392 | 589.995
2736 | 1391.9465 | 589.088
2737 | 1391.9465 | 587.619
2738 | 1391.9206 | 586.918
2739 | 1391.7281 | 586.26
2740 | 1391.679 | 586.172
2741 | 1391.4963 | 583.093
2742 | 1391.3668 | 581.232
2743 | 1391.3668 | 580.8
2744 | 1391.3492 | 580.376
2745 | 1391.303 | 579.479
2746 | 1391.249 | 575.114
2747 | 1390.4 | 574.768
2748 | 1390.1667 | 574.556
2749 | 1389.6814 | 570.936
2750 | 1389.6 | 567.936
2751 | 1389.6 | 567.516
2752 | 1389.518 | 564.78
2753 | 1389.4705 | 564.78
2754 | 1388.914 | 564.78
2755 | 1388.834 | 564.78
2756 | 1388.8 | 564.78
2757 | 1388.8 | 564.78
2758 | 1388.6752 | 564.78
2759 | 1388.6465 | 564.78
2760 | 1388.3885 | 564.78
2761 | 1388.3388 | 564.78
2762 | 1388 | 564.78
2763 | 1388 | 564.78
2764 | 1388 | 564.78
2765 | 1387.7571 | 564.78
2766 | 1387.754 | 564.78
2767 | 1387.724 | 564.78
2768 | 1387.644 | 564.78
2769 | 1387.3227 | 564.78
2770 | 1387.202 | 564.78
2771 | 1387.2 | 564.78
2772 | 1386.8347 | 564.78
2773 | 1386.8347 | 564.78
2774 | 1386.8347 | 564.78
2775 | 1386.66 | 564.78
2776 | 1386.5855 | 564.78
2777 | 1386.4 | 564.78
2778 | 1386.4 | 564.78
2779 | 1386.4 | 564.78
2780 | 1386.4 | 564.78
2781 | 1386.2658 | 564.78
2782 | 1386.1353 | 564.78
2783 | 1386.057 | 564.78
2784 | 1385.6 | 564.78
2785 | 1385.6 | 564.78
2786 | 1385.46 | 564.78
2787 | 1385.337 | 564.78
2788 | 1384.9171 | 564.78
2789 | 1384.8 | 564.78
2790 | 1384.8 | 564.78
2791 | 1384.8 | 564.78
2792 | 1384.773 | 564.78
2793 | 1384.7712 | 564.78
2794 | 1384.7626 | 564.78
2795 | 1384.49 | 564.78
2796 | 1384.2118 | 564.78
2797 | 1384.1314 | 564.78
2798 | 1384.068 | 564.78
2799 | 1384.0595 | 564.78
2800 | 1384 | 564.78
2801 | 1384 | 564.78
2802 | 1384 | 564.78
2803 | 1383.5979 | 564.78
2804 | 1383.572 | 564.78
2805 | 1383.4399 | 564.78
2806 | 1383.414 | 564.78
2807 | 1383.408 | 564.78
2808 | 1383.398 | 564.78
2809 | 1383.033 | 564.78
2810 | 1382.822 | 564.78
2811 | 1382.7776 | 564.78
2812 | 1382.406 | 564.78
2813 | 1382.4 | 564.78
2814 | 1382.4 | 564.78
2815 | 1382.264 | 564.78
2816 | 1382.173 | 564.78
2817 | 1382.135 | 564.78
2818 | 1381.943 | 564.78
2819 | 1381.8306 | 564.78
2820 | 1381.741 | 564.78
2821 | 1381.6 | 564.78
2822 | 1381.6 | 564.78
2823 | 1381.448 | 564.78
2824 | 1380.964 | 564.78
2825 | 1380.935 | 564.78
2826 | 1380.8 | 564.78
2827 | 1380.8 | 564.78
2828 | 1380.8 | 564.78
2829 | 1380.768 | 564.78
2830 | 1380.6823 | 564.78
2831 | 1380.4794 | 564.78
2832 | 1380.393 | 564.78
2833 | 1380.315 | 564.78
2834 | 1380.276 | 564.78
2835 | 1380.2104 | 564.78
2836 | 1380 | 564.78
2837 | 1380 | 564.78
2838 | 1379.9864 | 564.78
2839 | 1379.821 | 564.78
2840 | 1379.816 | 564.78
2841 | 1379.6333 | 564.78
2842 | 1379.589 | 564.78
2843 | 1379.4135 | 564.78
2844 | 1379.2 | 564.78
2845 | 1379.1589 | 564.78
2846 | 1379.1 | 564.78
2847 | 1379.0653 | 564.78
2848 | 1378.996 | 564.78
2849 | 1378.71 | 564.78
2850 | 1378.6088 | 564.78
2851 | 1378.581 | 564.78
2852 | 1378.4 | 564.78
2853 | 1378.4 | 564.78
2854 | 1378.1088 | 564.78
2855 | 1378.0269 | 564.78
2856 | 1377.861 | 564.78
2857 | 1377.713 | 564.78
2858 | 1377.6534 | 564.78
2859 | 1377.629 | 564.78
2860 | 1377.6 | 564.78
2861 | 1377.6 | 564.78
2862 | 1377.594 | 564.78
2863 | 1377.5454 | 564.78
2864 | 1377.423 | 564.78
2865 | 1377.2255 | 564.78
2866 | 1376.8 | 564.78
2867 | 1376.8 | 564.78
2868 | 1376.8 | 564.78
2869 | 1376.8 | 564.78
2870 | 1376.6976 | 564.78
2871 | 1376.542 | 564.78
2872 | 1376.532 | 564.78
2873 | 1376.376 | 564.78
2874 | 1376.3664 | 564.78
2875 | 1376.1579 | 564.78
2876 | 1376 | 564.78
2877 | 1376 | 564.78
2878 | 1376 | 564.78
2879 | 1375.817 | 564.78
2880 | 1375.5899 | 564.78
2881 | 1375.523 | 564.78
2882 | 1375.3968 | 564.78
2883 | 1375.315 | 564.78
2884 | 1375.2 | 564.78
2885 | 1375.2 | 564.78
2886 | 1375.182 | 564.78
2887 | 1375.012 | 564.78
2888 | 1374.738 | 564.78
2889 | 1374.694 | 564.78
2890 | 1374.539 | 564.78
2891 | 1374.5232 | 564.78
2892 | 1374.39 | 564.78
2893 | 1374.2539 | 564.78
2894 | 1373.6 | 564.78
2895 | 1373.6 | 564.421
2896 | 1373.544 | 563.166
2897 | 1373.2187 | 562.696
2898 | 1373.1364 | 560.458
2899 | 1372.937 | 559.009
2900 | 1372.877 | 557.383
2901 | 1372.872 | 554.83
2902 | 1372.8 | 554.83
2903 | 1372.8 | 554.83
2904 | 1372.623 | 554.83
2905 | 1372.3889 | 554.83
2906 | 1372.3889 | 554.83
2907 | 1372.3541 | 554.83
2908 | 1372.328 | 554.83
2909 | 1372.2356 | 554.83
2910 | 1372 | 554.83
2911 | 1371.9495 | 554.83
2912 | 1371.928 | 554.83
2913 | 1371.782 | 554.83
2914 | 1371.7788 | 554.83
2915 | 1371.731 | 554.83
2916 | 1371.4446 | 554.83
2917 | 1371.414 | 554.83
2918 | 1371.2114 | 554.83
2919 | 1371.2 | 554.83
2920 | 1371.137 | 554.83
2921 | 1371.0223 | 554.83
2922 | 1370.921 | 554.83
2923 | 1370.3069 | 554.83
2924 | 1370.109 | 554.83
2925 | 1369.8509 | 554.83
2926 | 1369.757 | 554.83
2927 | 1369.6 | 554.83
2928 | 1369.6 | 554.83
2929 | 1369.6 | 554.83
2930 | 1369.5383 | 554.83
2931 | 1368.8 | 554.83
2932 | 1368.8 | 554.83
2933 | 1368.8 | 554.83
2934 | 1368.8 | 554.83
2935 | 1368.6657 | 554.83
2936 | 1368.5727 | 554.83
2937 | 1368.5009 | 554.83
2938 | 1368.496 | 554.83
2939 | 1368.332 | 554.83
2940 | 1368.2571 | 554.83
2941 | 1368.2013 | 554.83
2942 | 1368.022 | 554.83
2943 | 1368 | 554.83
2944 | 1368 | 554.83
2945 | 1367.8348 | 554.83
2946 | 1367.5967 | 554.83
2947 | 1367.56 | 554.83
2948 | 1367.4141 | 554.83
2949 | 1367.4116 | 554.83
2950 | 1367.312 | 554.83
2951 | 1367.211 | 554.83
2952 | 1367.2 | 554.83
2953 | 1367.2 | 554.83
2954 | 1367.166 | 554.83
2955 | 1367.1296 | 554.83
2956 | 1366.848 | 554.83
2957 | 1366.6633 | 554.83
2958 | 1366.655 | 554.83
2959 | 1366.6343 | 554.83
2960 | 1366.6343 | 554.83
2961 | 1366.4 | 554.83
2962 | 1366.4 | 554.83
2963 | 1366.4 | 554.83
2964 | 1366.0648 | 554.83
2965 | 1366.055 | 554.83
2966 | 1365.6 | 554.83
2967 | 1365.6 | 554.83
2968 | 1365.6 | 554.83
2969 | 1365.5684 | 554.83
2970 | 1365.4821 | 554.83
2971 | 1365.2484 | 554.83
2972 | 1365.124 | 554.83
2973 | 1365.056 | 554.83
2974 | 1365.0331 | 554.83
2975 | 1364.9581 | 554.83
2976 | 1364.8 | 554.83
2977 | 1364.8 | 554.83
2978 | 1364.8 | 554.83
2979 | 1364.7797 | 554.83
2980 | 1364.7042 | 554.83
2981 | 1364.2726 | 554.83
2982 | 1364.1007 | 554.83
2983 | 1364 | 554.83
2984 | 1364 | 554.83
2985 | 1363.969 | 554.83
2986 | 1363.817 | 554.83
2987 | 1363.693 | 554.83
2988 | 1363.6541 | 554.83
2989 | 1363.4758 | 554.83
2990 | 1363.3224 | 554.83
2991 | 1363.3224 | 554.83
2992 | 1363.2866 | 554.83
2993 | 1363.2 | 554.83
2994 | 1362.6896 | 554.83
2995 | 1362.6789 | 554.83
2996 | 1362.5046 | 554.83
2997 | 1362.4 | 554.83
2998 | 1362.4 | 554.83
2999 | 1362.4 | 554.83
3000 | 1362.4 | 554.83
3001 | 1362.4 | 554.83
3002 | 1362.378 | 554.83
3003 | 1362.282 | 554.83
3004 | 1362.2406 | 554.83
3005 | 1361.861 | 554.83
3006 | 1361.769 | 554.83
3007 | 1361.6 | 554.83
3008 | 1361.6 | 554.83
3009 | 1361.6 | 554.83
3010 | 1361.6 | 554.83
3011 | 1361.5313 | 554.83
3012 | 1361.5307 | 554.83
3013 | 1361.436 | 554.83
3014 | 1361.4245 | 554.83
3015 | 1361.338 | 554.83
3016 | 1361.338 | 554.83
3017 | 1361.037 | 554.83
3018 | 1361.032 | 554.83
3019 | 1361.0005 | 554.83
3020 | 1360.959 | 554.83
3021 | 1360.953 | 554.83
3022 | 1360.939 | 554.83
3023 | 1360.8689 | 554.83
3024 | 1360.865 | 554.83
3025 | 1360.8 | 554.83
3026 | 1360.8 | 554.83
3027 | 1360.8 | 554.83
3028 | 1360.7414 | 554.83
3029 | 1360.73 | 554.83
3030 | 1360.6473 | 554.83
3031 | 1360.505 | 554.83
3032 | 1360.451 | 554.83
3033 | 1359.178 | 554.83
3034 | 1359.024 | 554.83
3035 | 1358.4 | 554.83
3036 | 1358.4 | 554.83
3037 | 1358.4 | 554.83
3038 | 1358.4 | 554.83
3039 | 1358.284 | 554.83
3040 | 1358.0879 | 554.83
3041 | 1358.071 | 554.83
3042 | 1357.844 | 554.83
3043 | 1357.8284 | 554.83
3044 | 1357.739 | 554.83
3045 | 1357.6 | 554.83
3046 | 1357.6 | 554.83
3047 | 1357.1939 | 554.83
3048 | 1357.1007 | 554.83
3049 | 1357.0867 | 554.83
3050 | 1357.077 | 554.83
3051 | 1356.959 | 554.83
3052 | 1356.8 | 554.83
3053 | 1356.8 | 554.83
3054 | 1356.8 | 554.83
3055 | 1356.489 | 554.83
3056 | 1356.354 | 554.83
3057 | 1356.3038 | 554.83
3058 | 1356.1404 | 554.83
3059 | 1356.1138 | 554.83
3060 | 1356 | 554.83
3061 | 1356 | 554.83
3062 | 1356 | 554.83
3063 | 1356 | 554.83
3064 | 1355.7571 | 554.83
3065 | 1355.743 | 554.83
3066 | 1355.7183 | 554.83
3067 | 1355.6593 | 554.83
3068 | 1355.634 | 554.83
3069 | 1355.5716 | 554.83
3070 | 1355.5069 | 554.83
3071 | 1355.5069 | 554.83
3072 | 1355.422 | 554.83
3073 | 1355.3308 | 554.83
3074 | 1355.19 | 554.83
3075 | 1355.1441 | 554.83
3076 | 1355.1218 | 554.83
3077 | 1354.983 | 554.83
3078 | 1354.9802 | 554.83
3079 | 1354.9627 | 554.83
3080 | 1354.9452 | 554.83
3081 | 1354.534 | 554.83
3082 | 1354.4 | 554.83
3083 | 1354.304 | 554.83
3084 | 1354.15 | 554.83
3085 | 1354.034 | 554.83
3086 | 1353.885 | 554.83
3087 | 1353.651 | 554.83
3088 | 1353.643 | 554.83
3089 | 1353.618 | 554.83
3090 | 1353.606 | 554.83
3091 | 1353.6 | 554.83
3092 | 1353.5085 | 554.83
3093 | 1353.4263 | 554.83
3094 | 1353.2033 | 554.83
3095 | 1353.1162 | 554.83
3096 | 1353.11 | 554.83
3097 | 1353.09 | 554.83
3098 | 1352.8 | 554.83
3099 | 1352.8 | 554.83
3100 | 1352.7826 | 554.83
3101 | 1352.7545 | 554.83
3102 | 1352.6494 | 554.83
3103 | 1352.587 | 554.83
3104 | 1352.5624 | 554.83
3105 | 1352.422 | 554.83
3106 | 1352.375 | 554.83
3107 | 1352.3591 | 554.83
3108 | 1352.3193 | 554.83
3109 | 1352.3193 | 554.83
3110 | 1352.296 | 554.83
3111 | 1352.2386 | 554.83
3112 | 1352 | 554.83
3113 | 1352 | 554.83
3114 | 1351.8858 | 554.83
3115 | 1351.8724 | 554.83
3116 | 1351.624 | 554.83
3117 | 1351.591 | 554.83
3118 | 1351.5224 | 554.83
3119 | 1351.25 | 554.83
3120 | 1351.2 | 554.83
3121 | 1351.2 | 554.83
3122 | 1351.1431 | 554.83
3123 | 1351.055 | 554.83
3124 | 1350.9121 | 554.83
3125 | 1350.4 | 554.83
3126 | 1350.4 | 554.83
3127 | 1350.4 | 554.83
3128 | 1350.4 | 554.83
3129 | 1350.247 | 554.83
3130 | 1350.2371 | 554.83
3131 | 1350.183 | 554.83
3132 | 1349.9434 | 554.83
3133 | 1349.7673 | 554.83
3134 | 1349.6792 | 554.83
3135 | 1349.631 | 554.83
3136 | 1349.6 | 554.83
3137 | 1349.218 | 554.83
3138 | 1349.1318 | 554.83
3139 | 1349.1184 | 554.83
3140 | 1349.0361 | 554.83
3141 | 1349.006 | 554.83
3142 | 1348.9437 | 554.83
3143 | 1348.873 | 554.83
3144 | 1348.8 | 554.83
3145 | 1348.8 | 554.83
3146 | 1348.8 | 554.83
3147 | 1348.658 | 554.83
3148 | 1348.064 | 554.83
3149 | 1348 | 554.83
3150 | 1347.911 | 554.83
3151 | 1347.852 | 554.83
3152 | 1347.8468 | 554.83
3153 | 1347.7837 | 554.83
3154 | 1347.642 | 554.83
3155 | 1347.5913 | 554.83
3156 | 1347.526 | 554.83
3157 | 1347.201 | 554.83
3158 | 1347.2 | 554.83
3159 | 1347.2 | 554.83
3160 | 1347.2 | 554.83
3161 | 1347.2 | 554.83
3162 | 1347.2 | 554.83
3163 | 1347.2 | 554.83
3164 | 1347.1615 | 554.83
3165 | 1347.1392 | 554.83
3166 | 1347.0834 | 554.83
3167 | 1346.8708 | 554.83
3168 | 1346.761 | 554.83
3169 | 1346.552 | 554.83
3170 | 1346.4339 | 554.83
3171 | 1346.4 | 554.83
3172 | 1346.4 | 554.83
3173 | 1346.221 | 554.83
3174 | 1345.6 | 554.83
3175 | 1345.6 | 554.83
3176 | 1345.6 | 554.83
3177 | 1345.6 | 554.83
3178 | 1345.6 | 554.83
3179 | 1345.6 | 554.83
3180 | 1345.557 | 554.83
3181 | 1345.486 | 554.83
3182 | 1345.155 | 554.83
3183 | 1345.1535 | 554.83
3184 | 1345.1473 | 554.83
3185 | 1345.1473 | 554.83
3186 | 1345.146 | 554.83
3187 | 1344.8 | 554.83
3188 | 1344.8 | 554.83
3189 | 1344.8 | 554.83
3190 | 1344.8 | 554.83
3191 | 1344.8 | 554.83
3192 | 1344.7616 | 554.83
3193 | 1344.335 | 554.83
3194 | 1344 | 554.83
3195 | 1344 | 554.83
3196 | 1343.987 | 554.83
3197 | 1343.3802 | 554.83
3198 | 1343.34 | 554.83
3199 | 1343.2 | 554.83
3200 | 1343.063 | 554.83
3201 | 1343.015 | 554.83
3202 | 1342.5492 | 554.83
3203 | 1342.539 | 554.83
3204 | 1342.5199 | 554.83
3205 | 1342.4171 | 554.83
3206 | 1342.0133 | 554.83
3207 | 1341.9598 | 554.83
3208 | 1341.9598 | 554.83
3209 | 1341.872 | 554.83
3210 | 1341.667 | 554.83
3211 | 1341.6 | 554.83
3212 | 1341.6 | 554.83
3213 | 1341.6 | 554.83
3214 | 1341.6 | 554.83
3215 | 1341.6 | 554.83
3216 | 1341.317 | 554.83
3217 | 1341.1629 | 554.83
3218 | 1341.1629 | 554.83
3219 | 1341.153 | 554.83
3220 | 1340.908 | 554.83
3221 | 1340.7248 | 554.83
3222 | 1340.366 | 554.83
3223 | 1340.366 | 553.676
3224 | 1340.192 | 553.29
3225 | 1340.07 | 552.94
3226 | 1340 | 550.017
3227 | 1340 | 549.886
3228 | 1340 | 547.872
3229 | 1339.573 | 546.962
3230 | 1339.5691 | 545.774
3231 | 1339.5691 | 545.395
3232 | 1339.569 | 543.889
3233 | 1339.387 | 543.867
3234 | 1339.324 | 543.507
3235 | 1339.2413 | 542.825
3236 | 1339.2361 | 537.628
3237 | 1339.1925 | 537.58
3238 | 1339.188 | 535.011
3239 | 1339.0123 | 534.844
3240 | 1338.908 | 533.549
3241 | 1338.8744 | 531.54
3242 | 1338.785 | 530.553
3243 | 1338.6645 | 530.065
3244 | 1338.6464 | 529.638
3245 | 1338.632 | 529.498
3246 | 1338.4 | 528.361
3247 | 1338.4 | 526.646
3248 | 1338.234 | 524.352
3249 | 1338.153 | 523.187
3250 | 1338.141 | 521.671
3251 | 1338.014 | 521.32
3252 | 1337.9229 | 517.062
3253 | 1337.8875 | 516.868
3254 | 1337.607 | 515.617
3255 | 1337.6 | 515.423
3256 | 1337.6 | 515.239
3257 | 1337.6 | 512.779
3258 | 1337.421 | 512.685
3259 | 1337.3169 | 511.423
3260 | 1337.162 | 508.733
3261 | 1337.062 | 505.963
3262 | 1336.8 | 504.807
3263 | 1336.8 | 504.544
3264 | 1336.7828 | 504
3265 | 1336.752 | 504
3266 | 1336.4734 | 502.711
3267 | 1336.4693 | 502.04
3268 | 1336.4483 | 501.6
3269 | 1336.3816 | 501.484
3270 | 1336 | 498.4
3271 | 1335.966 | 498.4
3272 | 1335.878 | 498.4
3273 | 1335.808 | 496.461
3274 | 1335.797 | 496.461
3275 | 1335.6922 | 496.461
3276 | 1335.484 | 495.605
3277 | 1335.2 | 493.932
3278 | 1335.2 | 493.199
3279 | 1335.156 | 491.49
3280 | 1335.092 | 491.282
3281 | 1335.092 | 489.979
3282 | 1334.6984 | 487.2
3283 | 1334.591 | 486.031
3284 | 1334.4 | 485.628
3285 | 1334.4 | 485.6
3286 | 1334.239 | 485.305
3287 | 1334.168 | 484.8
3288 | 1333.7106 | 484.404
3289 | 1333.6 | 484.238
3290 | 1333.6 | 483.711
3291 | 1333.6 | 483.013
3292 | 1333.194 | 482.52
3293 | 1333.0199 | 482.1
3294 | 1332.948 | 481.794
3295 | 1332.8 | 480.561
3296 | 1332.8 | 478.93
3297 | 1332.8 | 478.378
3298 | 1332.8 | 477.618
3299 | 1332.7466 | 477.609
3300 | 1332.407 | 477.6
3301 | 1332.3971 | 477.022
3302 | 1332.189 | 475.742
3303 | 1332.16 | 474.308
3304 | 1332.0267 | 473.48
3305 | 1332 | 471.954
3306 | 1331.8493 | 470.753
3307 | 1331.6386 | 468.76
3308 | 1331.5524 | 467.764
3309 | 1331.4271 | 465.383
3310 | 1331.4199 | 464.554
3311 | 1331.273 | 463.177
3312 | 1331.2 | 461.503
3313 | 1331.2 | 459.316
3314 | 1331.149 | 458.435
3315 | 1330.6818 | 458.349
3316 | 1330.5557 | 457.763
3317 | 1330.2779 | 456.867
3318 | 1330.2706 | 455.032
3319 | 1330.2572 | 453.701
3320 | 1329.9719 | 452.842
3321 | 1329.8202 | 451.282
3322 | 1329.8202 | 450.4
3323 | 1329.6 | 450.19
3324 | 1329.6 | 449.618
3325 | 1329.4033 | 448.648
3326 | 1329.2874 | 448.439
3327 | 1329.2253 | 448.326
3328 | 1329.0847 | 447.28
3329 | 1329.046 | 445.238
3330 | 1328.98 | 445.08
3331 | 1328.8758 | 443.319
3332 | 1328.8 | 442.977
3333 | 1328.8 | 442.969
3334 | 1328.616 | 442.79
3335 | 1328.5643 | 441.961
3336 | 1328.4127 | 441.708
3337 | 1328.349 | 440.81
3338 | 1328.345 | 440.366
3339 | 1328.1557 | 438.829
3340 | 1327.845 | 438.194
3341 | 1327.7543 | 437.232
3342 | 1327.615 | 433.45
3343 | 1327.6136 | 432.797
3344 | 1327.605 | 432.614
3345 | 1327.2 | 431.237
3346 | 1327.158 | 431.2
3347 | 1327.1344 | 427.651
3348 | 1327.1212 | 426.642
3349 | 1326.8189 | 426.642
3350 | 1326.775 | 426.119
3351 | 1326.4 | 426.089
3352 | 1326.4 | 423.254
3353 | 1326.022 | 421.6
3354 | 1325.832 | 421.488
3355 | 1325.723 | 420.763
3356 | 1325.7023 | 420.755
3357 | 1325.6 | 419.96
3358 | 1325.6 | 419.5
3359 | 1325.6 | 417.652
3360 | 1325.4565 | 416.8
3361 | 1324.926 | 416.142
3362 | 1324.8 | 414.633
3363 | 1324.8 | 410.84
3364 | 1324.8 | 410.548
3365 | 1324.6715 | 410.4
3366 | 1324.0666 | 409.844
3367 | 1324 | 409.327
3368 | 1324 | 408.804
3369 | 1324 | 406.461
3370 | 1324 | 404.771
3371 | 1324 | 404.119
3372 | 1324 | 403.725
3373 | 1323.9027 | 403.341
3374 | 1323.515 | 403.296
3375 | 1323.308 | 403.19
3376 | 1323.29 | 399.101
3377 | 1323.1257 | 398.426
3378 | 1322.503 | 398.111
3379 | 1322.4 | 397.789
3380 | 1322.0172 | 397.6
3381 | 1321.969 | 396.644
3382 | 1321.6131 | 394.661
3383 | 1321.611 | 394.4
3384 | 1321.6 | 394.168
3385 | 1321.6 | 392.627
3386 | 1321.6 | 392.567
3387 | 1321.6 | 392.558
3388 | 1321.3359 | 390.995
3389 | 1320.9939 | 390.923
3390 | 1320.8 | 390.4
3391 | 1320.8 | 390.105
3392 | 1320.8 | 390.068
3393 | 1320.7953 | 389.83
3394 | 1320.769 | 388.469
3395 | 1320.721 | 387.769
3396 | 1320.5876 | 387.007
3397 | 1320.5663 | 386.834
3398 | 1320.2584 | 386.571
3399 | 1320 | 385.581
3400 | 1319.2 | 384.873
3401 | 1319.2 | 384.587
3402 | 1319.1596 | 384.114
3403 | 1319.128 | 384
3404 | 1318.85 | 382.453
3405 | 1318.7874 | 382.4
3406 | 1318.43 | 382.4
3407 | 1318.4 | 381.6
3408 | 1318.4 | 380
3409 | 1318.4 | 378.4
3410 | 1318.0519 | 375.69
3411 | 1317.887 | 375.384
3412 | 1317.8249 | 374.826
3413 | 1317.8249 | 373.028
3414 | 1317.715 | 372.715
3415 | 1317.6872 | 371.376
3416 | 1317.571 | 370.66
3417 | 1317.507 | 369.731
3418 | 1317.272 | 369.659
3419 | 1317.246 | 369.099
3420 | 1317.153 | 367.2
3421 | 1316.9102 | 367.088
3422 | 1316.835 | 366.221
3423 | 1316.8 | 365.57
3424 | 1316.533 | 365.235
3425 | 1316 | 364.254
3426 | 1315.8883 | 363.262
3427 | 1315.8883 | 363.244
3428 | 1315.8453 | 362.299
3429 | 1315.8048 | 361.6
3430 | 1315.4865 | 360.106
3431 | 1315.4265 | 357.948
3432 | 1315.27 | 357.6
3433 | 1315.264 | 357.212
3434 | 1315.2 | 356.356
3435 | 1315.1216 | 354.674
3436 | 1315.1098 | 354.4
3437 | 1315.0705 | 354.4
3438 | 1314.638 | 353.151
3439 | 1314.6289 | 351.166
3440 | 1314.622 | 350.625
3441 | 1314.5969 | 350.574
3442 | 1314.4 | 347.493
3443 | 1314.3991 | 347.373
3444 | 1314.3743 | 344.184
3445 | 1314.233 | 342.957
3446 | 1314.143 | 341.647
3447 | 1314.0022 | 341.524
3448 | 1313.9909 | 340.424
3449 | 1313.727 | 338.032
3450 | 1313.6387 | 337.662
3451 | 1313.6 | 337.566
3452 | 1313.6 | 336.877
3453 | 1313.6 | 335.16
3454 | 1313.6 | 333.444
3455 | 1313.406 | 333.309
3456 | 1313.362 | 333.261
3457 | 1313.2718 | 332.712
3458 | 1313.251 | 332.249
3459 | 1313.0255 | 329.562
3460 | 1312.8 | 326.181
3461 | 1312.8 | 324.91
3462 | 1312.8 | 322.304
3463 | 1312.8 | 321.684
3464 | 1312.5904 | 320.282
3465 | 1312.509 | 319.488
3466 | 1312.456 | 319.185
3467 | 1312.2971 | 317.634
3468 | 1312.2486 | 316.266
3469 | 1312.2486 | 313.423
3470 | 1312 | 312.297
3471 | 1311.495 | 312
3472 | 1311.4301 | 308.877
3473 | 1311.2 | 308.8
3474 | 1311.2 | 307.599
3475 | 1310.4 | 305.6
3476 | 1310.4 | 305.29
3477 | 1310.4 | 305.171
3478 | 1310.4 | 304.411
3479 | 1310.1635 | 302.659
3480 | 1310.148 | 301.958
3481 | 1310.033 | 301.946
3482 | 1309.9178 | 299.915
3483 | 1309.9178 | 299.469
3484 | 1309.8432 | 297.374
3485 | 1309.7799 | 296.511
3486 | 1309.4418 | 296.183
3487 | 1309.39 | 295.068
3488 | 1309.361 | 293.615
3489 | 1309.2256 | 291.758
3490 | 1308.9971 | 290.828
3491 | 1308.846 | 289.996
3492 | 1308.643 | 285.583
3493 | 1308.586 | 284.8
3494 | 1308.4901 | 284.522
3495 | 1308.312 | 283.692
3496 | 1308.225 | 281.323
3497 | 1308 | 280.8
3498 | 1307.932 | 280.632
3499 | 1307.6936 | 278.98
3500 | 1307.693 | 277.851
3501 | 1307.476 | 277.603
3502 | 1307.3767 | 277.369
3503 | 1307.2764 | 276.281
3504 | 1307.2 | 274.144
3505 | 1306.7683 | 272.035
3506 | 1306.7255 | 270.314
3507 | 1306.374 | 269.456
3508 | 1306.2835 | 268.354
3509 | 1306.162 | 268.04
3510 | 1306.0833 | 266.798
3511 | 1306.039 | 266.766
3512 | 1306.0331 | 266.193
3513 | 1306.0331 | 264.806
3514 | 1305.6 | 264.316
3515 | 1305.6 | 262.843
3516 | 1305.6 | 262.604
3517 | 1305.6 | 259.256
3518 | 1305.548 | 258.444
3519 | 1305.53 | 256.278
3520 | 1305.495 | 252.466
3521 | 1305.477 | 251.309
3522 | 1305.359 | 245.902
3523 | 1305.329 | 245.558
3524 | 1305.3029 | 242.855
3525 | 1304.8 | 240.266
3526 | 1304.8 | 239.787
3527 | 1304.8 | 239.486
3528 | 1304.669 | 238.832
3529 | 1304.5051 | 238.306
3530 | 1304.4387 | 238.272
3531 | 1304 | 237.722
3532 | 1304 | 235.166
3533 | 1304 | 234.4
3534 | 1304 | 233.557
3535 | 1304 | 233.488
3536 | 1303.888 | 233.337
3537 | 1303.802 | 231.634
3538 | 1303.577 | 230.4
3539 | 1303.2 | 228.698
3540 | 1303.2 | 228.655
3541 | 1303.011 | 227.428
3542 | 1302.91 | 223.758
3543 | 1302.813 | 223.2
3544 | 1302.803 | 222.755
3545 | 1302.6298 | 222.332
3546 | 1302.6059 | 221.795
3547 | 1302.5098 | 221.36
3548 | 1302.4 | 221.024
3549 | 1302.3903 | 220.204
3550 | 1302.102 | 219.96
3551 | 1302.0681 | 219.327
3552 | 1301.9392 | 218.503
3553 | 1301.865 | 215.681
3554 | 1301.6783 | 213.932
3555 | 1301.609 | 210.022
3556 | 1301.431 | 209.928
3557 | 1301.2096 | 209.01
3558 | 1301.174 | 208.869
3559 | 1301.099 | 208.811
3560 | 1300.99 | 207.095
3561 | 1300.8 | 203.598
3562 | 1300.4519 | 203.213
3563 | 1300.328 | 202.573
3564 | 1300.3109 | 201.064
3565 | 1300.307 | 198.804
3566 | 1300.2516 | 198.56
3567 | 1300 | 198.388
3568 | 1300 | 197.34
3569 | 1300 | 197.237
3570 | 1300 | 197.15
3571 | 1300 | 194.111
3572 | 1300 | 193.574
3573 | 1299.8671 | 192.855
3574 | 1299.5317 | 191.841
3575 | 1299.5317 | 191.059
3576 | 1299.4648 | 190.226
3577 | 1299.258 | 190.102
3578 | 1299.2 | 189.226
3579 | 1299.2 | 186.887
3580 | 1299.188 | 186.465
3581 | 1299.0474 | 185.583
3582 | 1299.0406 | 184.793
3583 | 1298.9278 | 183.55
3584 | 1298.7306 | 182.392
3585 | 1298.4857 | 181.636
3586 | 1298.407 | 180.79
3587 | 1298.4 | 180.623
3588 | 1298.3816 | 177.809
3589 | 1298.1928 | 176.4
3590 | 1298.188 | 174.774
3591 | 1298.1309 | 173.6
3592 | 1297.88 | 173.422
3593 | 1297.7951 | 171.2
3594 | 1297.339 | 171.039
3595 | 1296.981 | 169.788
3596 | 1296.8027 | 163.926
3597 | 1296.8011 | 160.107
3598 | 1296.8 | 160.053
3599 | 1296.7098 | 159.054
3600 | 1296.6671 | 158.981
3601 | 1296.4209 | 157.662
3602 | 1296.3319 | 157.401
3603 | 1296.2238 | 156.165
3604 | 1296.1408 | 155.341
3605 | 1296.0874 | 154.855
3606 | 1295.9329 | 153.772
3607 | 1295.9295 | 152.324
3608 | 1295.9036 | 149.631
3609 | 1295.781 | 149.244
3610 | 1295.7403 | 146.823
3611 | 1295.2535 | 145.629
3612 | 1295.2 | 144.415
3613 | 1295.2 | 143.563
3614 | 1295.1505 | 143.432
3615 | 1295.145 | 139.664
3616 | 1294.5152 | 138.942
3617 | 1294.4 | 138.4
3618 | 1294.4 | 138.199
3619 | 1294.4 | 136.986
3620 | 1294.4 | 135.685
3621 | 1294.379 | 134.32
3622 | 1294.3433 | 133.645
3623 | 1294.28 | 131.803
3624 | 1294.1465 | 131.355
3625 | 1293.998 | 131.339
3626 | 1293.6 | 129.806
3627 | 1293.522 | 129.603
3628 | 1293.3496 | 128.299
3629 | 1293.304 | 127.2
3630 | 1293.095 | 126.4
3631 | 1293.0716 | 124.8
3632 | 1292.9603 | 123.576
3633 | 1292.903 | 123.533
3634 | 1292.8316 | 123.118
3635 | 1292.8 | 123.049
3636 | 1292.8 | 122.756
3637 | 1292.8 | 122.654
3638 | 1292.068 | 122.611
3639 | 1292 | 122.008
3640 | 1292 | 121.574
3641 | 1292 | 121.202
3642 | 1292 | 120
3643 | 1292 | 119.403
3644 | 1291.5998 | 119.067
3645 | 1291.2 | 118.404
3646 | 1291.1281 | 118.4
3647 | 1290.5356 | 118.052
3648 | 1290.4943 | 118.027
3649 | 1290.4 | 116.95
3650 | 1290.4 | 116.941
3651 | 1290.4 | 116.8
3652 | 1290.4 | 116.541
3653 | 1290.4 | 116.132
3654 | 1290.1975 | 114.987
3655 | 1290.1975 | 114.4
3656 | 1290.0993 | 114.4
3657 | 1289.5668 | 113.678
3658 | 1289.506 | 113.6
3659 | 1289.4335 | 112.861
3660 | 1289.3666 | 112.861
3661 | 1289.3435 | 112.656
3662 | 1289.3338 | 112.463
3663 | 1289.2178 | 111.97
3664 | 1288.8 | 111.2
3665 | 1288.8 | 110.4
3666 | 1288.7009 | 110.4
3667 | 1288.464 | 109.6
3668 | 1288.2412 | 109.292
3669 | 1288.141 | 108.377
3670 | 1288.1255 | 107.254
3671 | 1288.096 | 107.217
3672 | 1288.0652 | 107.217
3673 | 1288 | 107.217
3674 | 1288 | 106.4
3675 | 1288 | 106.336
3676 | 1288 | 105.986
3677 | 1287.992 | 105.179
3678 | 1287.915 | 104.887
3679 | 1287.7714 | 104.887
3680 | 1287.5099 | 104.8
3681 | 1287.4348 | 104.11
3682 | 1287.314 | 103.333
3683 | 1287.2 | 101.993
3684 | 1287.2 | 101.779
3685 | 1287.2 | 101.779
3686 | 1287.2 | 101.002
3687 | 1287.2 | 100.766
3688 | 1286.7441 | 100.419
3689 | 1286.664 | 100.245
3690 | 1286.6096 | 99.536
3691 | 1286.45 | 99.448
3692 | 1286.4464 | 98.671
3693 | 1286.429 | 98.655
3694 | 1286.4 | 98.43
3695 | 1286.4 | 98.4
3696 | 1286.4 | 98.015
3697 | 1286.247 | 95.2
3698 | 1285.8327 | 94.971
3699 | 1285.8327 | 94.198
3700 | 1285.689 | 93.197
3701 | 1285.6 | 92.911
3702 | 1285.6 | 92.367
3703 | 1285.6 | 92
3704 | 1285.579 | 92
3705 | 1285.3627 | 91.642
3706 | 1285.355 | 91.642
3707 | 1285.1606 | 91.2
3708 | 1284.5469 | 91.2
3709 | 1284.4951 | 90.455
3710 | 1284.4902 | 89.86
3711 | 1284.095 | 89.6
3712 | 1284.0444 | 89.6
3713 | 1284 | 89.367
3714 | 1284 | 88.952
3715 | 1284 | 88.8
3716 | 1283.8 | 88.262
3717 | 1283.7869 | 88
3718 | 1283.7711 | 88
3719 | 1283.758 | 87.847
3720 | 1283.562 | 87.658
3721 | 1283.4824 | 87.658
3722 | 1283.48 | 86.153
3723 | 1283.2 | 85.825
3724 | 1283.2 | 85.749
3725 | 1283.014 | 85.6
3726 | 1282.839 | 84.8
3727 | 1282.753 | 84.774
3728 | 1282.735 | 84.585
3729 | 1282.7249 | 84.47
3730 | 1282.4 | 84.359
3731 | 1282.3573 | 84.283
3732 | 1282.1932 | 84.097
3733 | 1282.017 | 83.849
3734 | 1282.0114 | 82.378
3735 | 1281.661 | 82.378
3736 | 1281.6469 | 82.378
3737 | 1281.6 | 82.378
3738 | 1281.582 | 81.643
3739 | 1281.294 | 80.952
3740 | 1281.246 | 78.948
3741 | 1281.053 | 78.701
3742 | 1280.998 | 75.696
3743 | 1280.894 | 75.536
3744 | 1280.8 | 75.184
3745 | 1280.8 | 74.979
3746 | 1280.8 | 74.761
3747 | 1280.783 | 74.513
3748 | 1280.5994 | 71.894
3749 | 1280.4233 | 71.59
3750 | 1280.109 | 70.895
3751 | 1280.093 | 70.54
3752 | 1280 | 69.573
3753 | 1280 | 68.471
3754 | 1280 | 67.212
3755 | 1279.819 | 66.193
3756 | 1279.8048 | 65.923
3757 | 1279.245 | 64.942
3758 | 1279.1002 | 64.587
3759 | 1278.8742 | 61.676
3760 | 1278.5809 | 61.303
3761 | 1278.412 | 61.089
3762 | 1278.2681 | 60.888
3763 | 1278.239 | 60.803
3764 | 1278.237 | 59.566
3765 | 1278.067 | 57.371
3766 | 1278.022 | 56.478
3767 | 1278.001 | 56.11
3768 | 1277.6 | 55.836
3769 | 1277.6 | 55.045
3770 | 1277.5983 | 53.057
3771 | 1277.595 | 50.765
3772 | 1277.5 | 49.034
3773 | 1277.059 | 45.425
3774 | 1276.9675 | 45.22
3775 | 1276.8627 | 43.523
3776 | 1276.8 | 43.508
3777 | 1276.6757 | 42.49
3778 | 1276.497 | 40.039
3779 | 1276.219 | 39.923
3780 | 1276.1272 | 39.768
3781 | 1276 | 39.429
3782 | 1276 | 39.299
3783 | 1276 | 36.681
3784 | 1275.9643 | 35.415
3785 | 1275.894 | 32.74
3786 | 1275.7325 | 32.421
3787 | 1275.6932 | 30.461
3788 | 1275.614 | 29.094
3789 | 1275.5441 | 29.028
3790 | 1275.3917 | 24.068
3791 | 1275.2 | 21.515
3792 | 1275.0212 | 21.123
3793 | 1274.9556 | 21.106
3794 | 1274.8271 | 19.24
3795 | 1274.6729 | 18.096
3796 | 1274.6562 | 17.469
3797 | 1274.438 | 17.453
3798 | 1274.4 | 15.031
3799 | 1274.4 | 11.064
3800 | 1274.4 | 11.03
3801 | 1274.4 | 10.836
3802 | 1274.4 | 9.986
3803 | 1274.4 | 8.162
3804 | 1274.3118 | 7.418
3805 | 1274.3118 | 7.048
3806 | 1274.12 | 5.269
3807 | 1274.013 | 4.103
3808 | 1273.679 | 2.615
3809 | 1273.643 | 1.77
3810 | 1273.3611 | 1.572
3811 | 1273.3423 | 0
3812 | 1273.22 | 0
3813 | 1272.8 | 0
3814 | 1272.8 | 0
3815 | 1272.8 | 0
3816 | 1272.8 | 0
3817 | 1272.5121 | 0
3818 | 1272.4496 | 0
3819 | 1272 | 0
3820 | 1272 | 0
3821 | 1271.929 | 0
3822 | 1271.7255 | 0
3823 | 1271.683 | 0
3824 | 1271.2 | 0
3825 | 1271.2 | 0
3826 | 1270.9311 | 0
3827 | 1270.9077 | 0
3828 | 1270.866 | 0
3829 | 1270.8584 | 0
3830 | 1270.7349 | 0
3831 | 1270.68 | 0
3832 | 1270.5584 | 0
3833 | 1270.539 | 0
3834 | 1270.4 | 0
3835 | 1270.4 | 0
3836 | 1270.4 | 0
3837 | 1270.4 | 0
3838 | 1270.332 | 0
3839 | 1270.2939 | 0
3840 | 1270.2431 | 0
3841 | 1270.1677 | 0
3842 | 1270.075 | 0
3843 | 1269.6825 | 0
3844 | 1269.4808 | 0
3845 | 1269.4781 | 0
3846 | 1269.4429 | 0
3847 | 1269.1333 | 0
3848 | 1268.8 | 0
3849 | 1268.8 | 0
3850 | 1268.8 | 0
3851 | 1268.8 | 0
3852 | 1268.772 | 0
3853 | 1268.6028 | 0
3854 | 1268.3941 | 0
3855 | 1268.221 | 0
3856 | 1268.157 | 0
3857 | 1268.07 | 0
3858 | 1268 | 0
3859 | 1268 | 0
3860 | 1268 | 0
3861 | 1267.9631 | 0
3862 | 1267.9631 | 0
3863 | 1267.883 | 0
3864 | 1267.674 | 0
3865 | 1267.651 | 0
3866 | 1267.6269 | 0
3867 | 1267.43 | 0
3868 | 1267.3981 | 0
3869 | 1267.2 | 0
3870 | 1267.2 | 0
3871 | 1267.0966 | 0
3872 | 1267.0523 | 0
3873 | 1267.0523 | 0
3874 | 1266.8185 | 0
3875 | 1266.559 | 0
3876 | 1266.465 | 0
3877 | 1266.4219 | 0
3878 | 1266.4092 | 0
3879 | 1266.4092 | 0
3880 | 1266.4 | 0
3881 | 1266.4 | 0
3882 | 1266.4 | 0
3883 | 1266.4 | 0
3884 | 1266.3005 | 0
3885 | 1265.9984 | 0
3886 | 1265.787 | 0
3887 | 1265.6 | 0
3888 | 1265.6 | 0
3889 | 1265.597 | 0
3890 | 1265.5835 | 0
3891 | 1265.572 | 0
3892 | 1265.5332 | 0
3893 | 1265.4585 | 0
3894 | 1265.2017 | 0
3895 | 1265.0944 | 0
3896 | 1264.8 | 0
3897 | 1264.8 | 0
3898 | 1264.8 | 0
3899 | 1264.732 | 0
3900 | 1264.5447 | 0
3901 | 1264.538 | 0
3902 | 1264.4646 | 0
3903 | 1264 | 0
3904 | 1263.9143 | 0
3905 | 1263.8647 | 0
3906 | 1263.8647 | 0
3907 | 1263.8647 | 0
3908 | 1263.6571 | 0
3909 | 1263.475 | 0
3910 | 1263.2609 | 0
3911 | 1263.257 | 0
3912 | 1263.2 | 0
3913 | 1262.5245 | 0
3914 | 1262.5245 | 0
3915 | 1262.4 | 0
3916 | 1262.4 | 0
3917 | 1262.4 | 0
3918 | 1262.2861 | 0
3919 | 1262.195 | 0
3920 | 1262.1523 | 0
3921 | 1262.025 | 0
3922 | 1261.7184 | 0
3923 | 1261.705 | 0
3924 | 1261.6 | 0
3925 | 1261.322 | 0
3926 | 1261.111 | 0
3927 | 1260.9775 | 0
3928 | 1260.8348 | 0
3929 | 1260.6772 | 0
3930 | 1260.412 | 0
3931 | 1260.2759 | 0
3932 | 1260 | 0
3933 | 1260 | 0
3934 | 1260 | 0
3935 | 1259.8074 | 0
3936 | 1259.699 | 0
3937 | 1259.2103 | 0
3938 | 1259.2 | 0
3939 | 1259.1168 | 0
3940 | 1258.89 | 0
3941 | 1258.648 | 0
3942 | 1258.4261 | 0
3943 | 1258.4261 | 0
3944 | 1258.4 | 0
3945 | 1258.4 | 0
3946 | 1258.144 | 0
3947 | 1257.977 | 0
3948 | 1257.8224 | 0
3949 | 1257.696 | 0
3950 | 1257.6 | 0
3951 | 1257.6 | 0
3952 | 1257.5245 | 0
3953 | 1257.4896 | 0
3954 | 1257.452 | 0
3955 | 1257.345 | 0
3956 | 1257.086 | 0
3957 | 1257.086 | 0
3958 | 1257.0037 | 0
3959 | 1256.8 | 0
3960 | 1256.8 | 0
3961 | 1256.603 | 0
3962 | 1256.2682 | 0
3963 | 1256.2682 | 0
3964 | 1256.2682 | 0
3965 | 1256.2333 | 0
3966 | 1256.0216 | 0
3967 | 1256 | 0
3968 | 1256 | 0
3969 | 1255.783 | 0
3970 | 1255.664 | 0
3971 | 1255.5327 | 0
3972 | 1255.5094 | 0
3973 | 1255.3689 | 0
3974 | 1255.265 | 0
3975 | 1255.2 | 0
3976 | 1255.151 | 0
3977 | 1255.099 | 0
3978 | 1254.993 | 0
3979 | 1254.9727 | 0
3980 | 1254.9727 | 0
3981 | 1254.555 | 0
3982 | 1254.4 | 0
3983 | 1254.4 | 0
3984 | 1254.4 | 0
3985 | 1254.291 | 0
3986 | 1254.203 | 0
3987 | 1253.8934 | 0
3988 | 1253.3755 | 0
3989 | 1253.158 | 0
3990 | 1253.0838 | 0
3991 | 1252.9154 | 0
3992 | 1252.9006 | 0
3993 | 1252.8 | 0
3994 | 1252.8 | 0
3995 | 1252.8 | 0
3996 | 1252.8 | 0
3997 | 1252.5906 | 0
3998 | 1252.525 | 0
3999 | 1252.2468 | 0
4000 | 1251.764 | 0
4001 | 1251.649 | 0
4002 | 1251.5192 | 0
4003 | 1251.5192 | 0
4004 | 1251.5192 | 0
4005 | 1251.361 | 0
4006 | 1251.306 | 0
4007 | 1251.2 | 0
4008 | 1251.1195 | 0
4009 | 1251.1145 | 0
4010 | 1251.0074 | 0
4011 | 1250.9173 | 0
4012 | 1250.7879 | 0
4013 | 1250.4936 | 0
4014 | 1250.4619 | 0
4015 | 1250.4 | 0
4016 | 1250.4 | 0
4017 | 1250.4 | 0
4018 | 1250.3824 | 0
4019 | 1250.2042 | 0
4020 | 1250.1114 | 0
4021 | 1249.9334 | 0
4022 | 1249.8858 | 0
4023 | 1249.6 | 0
4024 | 1249.3245 | 0
4025 | 1249.2235 | 0
4026 | 1249.168 | 0
4027 | 1248.913 | 0
4028 | 1248.913 | 0
4029 | 1248.8063 | 0
4030 | 1248.8 | 0
4031 | 1248.8 | 0
4032 | 1248.8 | 0
4033 | 1248.8 | 0
4034 | 1248.8 | 0
4035 | 1248.8 | 0
4036 | 1248.417 | 0
4037 | 1248.3052 | 0
4038 | 1248.0084 | 0
4039 | 1248 | 0
4040 | 1248 | 0
4041 | 1247.998 | 0
4042 | 1247.462 | 0
4043 | 1247.32 | 0
4044 | 1247.2 | 0
4045 | 1247.1906 | 0
4046 | 1247.034 | 0
4047 | 1247.0319 | 0
4048 | 1246.9858 | 0
4049 | 1246.7915 | 0
4050 | 1246.7064 | 0
4051 | 1246.7064 | 0
4052 | 1246.6844 | 0
4053 | 1246.649 | 0
4054 | 1246.4 | 0
4055 | 1246.4 | 0
4056 | 1246.4 | 0
4057 | 1246.387 | 0
4058 | 1246.3728 | 0
4059 | 1246.3699 | 0
4060 | 1245.954 | 0
4061 | 1245.736 | 0
4062 | 1245.6 | 0
4063 | 1245.6 | 0
4064 | 1245.0055 | 0
4065 | 1244.8 | 0
4066 | 1244.8 | 0
4067 | 1244.8 | 0
4068 | 1244.4999 | 0
4069 | 1244.499 | 0
4070 | 1244.374 | 0
4071 | 1244.187 | 0
4072 | 1244 | 0
4073 | 1243.9425 | 0
4074 | 1243.9425 | 0
4075 | 1243.9425 | 0
4076 | 1243.8855 | 0
4077 | 1243.5472 | 0
4078 | 1243.412 | 0
4079 | 1243.3736 | 0
4080 | 1243.2 | 0
4081 | 1243.2 | 0
4082 | 1243.0288 | 0
4083 | 1242.7375 | 0
4084 | 1242.4 | 0
4085 | 1242.3884 | 0
4086 | 1242.3487 | 0
4087 | 1241.914 | 0
4088 | 1241.663 | 0
4089 | 1241.662 | 0
4090 | 1241.6 | 0
4091 | 1241.5596 | 0
4092 | 1241.5501 | 0
4093 | 1241.5078 | 0
4094 | 1241.291 | 0
4095 | 1241.187 | 0
4096 | 1241.158 | 0
4097 | 1240.9649 | 0
4098 | 1240.8 | 0
4099 | 1240.7703 | 0
4100 | 1240.7703 | 0
4101 | 1240.471 | 0
4102 | 1240.205 | 0
4103 | 1240.0867 | 0
4104 | 1240.0192 | 0
4105 | 1240 | 0
4106 | 1240 | 0
4107 | 1240 | 0
4108 | 1239.89 | 0
4109 | 1239.8562 | 0
4110 | 1239.8362 | 0
4111 | 1239.767 | 0
4112 | 1239.5337 | 0
4113 | 1239.472 | 0
4114 | 1239.3475 | 0
4115 | 1239.2694 | 0
4116 | 1239.2 | 0
4117 | 1239.2 | 0
4118 | 1239.2 | 0
4119 | 1239.2 | 0
4120 | 1239.039 | 0
4121 | 1239.0123 | 0
4122 | 1238.9154 | 0
4123 | 1238.8415 | 0
4124 | 1238.812 | 0
4125 | 1238.6166 | 0
4126 | 1238.6157 | 0
4127 | 1238.61 | 0
4128 | 1238.5577 | 0
4129 | 1238.4395 | 0
4130 | 1238.4 | 0
4131 | 1238.4 | 0
4132 | 1238.1945 | 0
4133 | 1238.191 | 0
4134 | 1238.1 | 0
4135 | 1238.0554 | 0
4136 | 1237.7156 | 0
4137 | 1237.7056 | 0
4138 | 1237.7056 | 0
4139 | 1237.7056 | 0
4140 | 1237.6625 | 0
4141 | 1237.5674 | 0
4142 | 1237.532 | 0
4143 | 1237.1447 | 0
4144 | 1237.1447 | 0
4145 | 1237.0149 | 0
4146 | 1237.0149 | 0
4147 | 1236.892 | 0
4148 | 1236.8333 | 0
4149 | 1236.827 | 0
4150 | 1236.8 | 0
4151 | 1236.8 | 0
4152 | 1236.8 | 0
4153 | 1236.5588 | 0
4154 | 1236.4091 | 0
4155 | 1236.3242 | 0
4156 | 1236.1086 | 0
4157 | 1236.1086 | 0
4158 | 1235.9792 | 0
4159 | 1235.738 | 0
4160 | 1235.6617 | 0
4161 | 1235.312 | 0
4162 | 1235.2 | 0
4163 | 1234.863 | 0
4164 | 1234.4 | 0
4165 | 1234.4 | 0
4166 | 1234.242 | 0
4167 | 1234.1608 | 0
4168 | 1234.0498 | 0
4169 | 1234.046 | 0
4170 | 1233.7922 | 0
4171 | 1233.7778 | 0
4172 | 1233.7118 | 0
4173 | 1233.607 | 0
4174 | 1233.6 | 0
4175 | 1233.6 | 0
4176 | 1233.4671 | 0
4177 | 1233.4671 | 0
4178 | 1233.429 | 0
4179 | 1233.2875 | 0
4180 | 1233.2875 | 0
4181 | 1233.0561 | 0
4182 | 1232.8708 | 0
4183 | 1232.8 | 0
4184 | 1232.8 | 0
4185 | 1232.8 | 0
4186 | 1232.7184 | 0
4187 | 1232.4093 | 0
4188 | 1232.224 | 0
4189 | 1232.1801 | 0
4190 | 1232.152 | 0
4191 | 1232.0808 | 0
4192 | 1232 | 0
4193 | 1232 | 0
4194 | 1231.998 | 0
4195 | 1231.9892 | 0
4196 | 1231.626 | 0
4197 | 1231.447 | 0
4198 | 1231.431 | 0
4199 | 1231.2495 | 0
4200 | 1231.0896 | 0
4201 | 1231.0111 | 0
4202 | 1230.7987 | 0
4203 | 1230.7987 | 0
4204 | 1230.7481 | 0
4205 | 1230.6701 | 0
4206 | 1230.58 | 0
4207 | 1230.4932 | 0
4208 | 1230.4 | 0
4209 | 1230.4 | 0
4210 | 1230.108 | 0
4211 | 1230.108 | 0
4212 | 1230.0597 | 0
4213 | 1229.933 | 0
4214 | 1229.6 | 0
4215 | 1229.5985 | 0
4216 | 1229.4174 | 0
4217 | 1229.373 | 0
4218 | 1229.2948 | 0
4219 | 1229.1162 | 0
4220 | 1228.928 | 0
4221 | 1228.803 | 0
4222 | 1228.8 | 0
4223 | 1228.6313 | 0
4224 | 1228.3805 | 0
4225 | 1228.3805 | 0
4226 | 1228.3184 | 0
4227 | 1228.2872 | 0
4228 | 1228.1419 | 0
4229 | 1228.0848 | 0
4230 | 1228.071 | 0
4231 | 1228.0489 | 0
4232 | 1228 | 0
4233 | 1228 | 0
4234 | 1227.897 | 0
4235 | 1227.421 | 0
4236 | 1227.347 | 0
4237 | 1227.3453 | 0
4238 | 1227.291 | 0
4239 | 1227.2 | 0
4240 | 1226.996 | 0
4241 | 1226.957 | 0
4242 | 1226.9442 | 0
4243 | 1226.8474 | 0
4244 | 1226.7781 | 0
4245 | 1226.4 | 0
4246 | 1226.4 | 0
4247 | 1226.4 | 0
4248 | 1226.4 | 0
4249 | 1226.4 | 0
4250 | 1226.4 | 0
4251 | 1226.0084 | 0
4252 | 1225.8163 | 0
4253 | 1225.774 | 0
4254 | 1225.6264 | 0
4255 | 1225.6 | 0
4256 | 1225.6 | 0
4257 | 1225.6 | 0
4258 | 1225.6 | 0
4259 | 1225.411 | 0
4260 | 1225.3763 | 0
4261 | 1225.2732 | 0
4262 | 1225.2315 | 0
4263 | 1224.946 | 0
4264 | 1224.9167 | 0
4265 | 1224.801 | 0
4266 | 1224.8 | 0
4267 | 1224.544 | 0
4268 | 1224.436 | 0
4269 | 1224.246 | 0
4270 | 1223.9724 | 0
4271 | 1223.3853 | 0
4272 | 1223.2 | 0
4273 | 1223.2 | 0
4274 | 1223.2 | 0
4275 | 1222.75 | 0
4276 | 1222.7384 | 0
4277 | 1222.683 | 0
4278 | 1222.5996 | 0
4279 | 1222.5105 | 0
4280 | 1222.4 | 0
4281 | 1222.4 | 0
4282 | 1222.4 | 0
4283 | 1222.4 | 0
4284 | 1222.4 | 0
4285 | 1222.398 | 0
4286 | 1222.285 | 0
4287 | 1222.1238 | 0
4288 | 1221.935 | 0
4289 | 1221.8379 | 0
4290 | 1221.6987 | 0
4291 | 1221.6297 | 0
4292 | 1221.6 | 0
4293 | 1221.3717 | 0
4294 | 1221.1291 | 0
4295 | 1220.8328 | 0
4296 | 1220.8 | 0
4297 | 1220.8 | 0
4298 | 1220.5699 | 0
4299 | 1220.12 | 0
4300 | 1220.0359 | 0
4301 | 1220 | 0
4302 | 1220 | 0
4303 | 1220 | 0
4304 | 1220 | 0
4305 | 1219.8369 | 0
4306 | 1219.569 | 0
4307 | 1219.223 | 0
4308 | 1219.2 | 0
4309 | 1219.2 | 0
4310 | 1219.0571 | 0
4311 | 1218.7567 | 0
4312 | 1218.646 | 0
4313 | 1218.5665 | 0
4314 | 1218.473 | 0
4315 | 1218.4 | 0
4316 | 1218.2391 | 0
4317 | 1218.137 | 0
4318 | 1218.0211 | 0
4319 | 1217.803 | 0
4320 | 1217.7058 | 0
4321 | 1217.6 | 0
4322 | 1217.6 | 0
4323 | 1217.6 | 0
4324 | 1217.598 | 0
4325 | 1217.422 | 0
4326 | 1217.408 | 0
4327 | 1217.2856 | 0
4328 | 1217.2856 | 0
4329 | 1217.1598 | 0
4330 | 1217.119 | 0
4331 | 1216.9309 | 0
4332 | 1216.8483 | 0
4333 | 1216.8397 | 0
4334 | 1216.8 | 0
4335 | 1216.6852 | 0
4336 | 1216.588 | 0
4337 | 1216.436 | 0
4338 | 1216.2944 | 0
4339 | 1216.2944 | 0
4340 | 1216 | 0
4341 | 1216 | 0
4342 | 1216 | 0
4343 | 1216 | 0
4344 | 1215.9093 | 0
4345 | 1215.698 | 0
4346 | 1215.644 | 0
4347 | 1215.6037 | 0
4348 | 1215.6037 | 0
4349 | 1215.461 | 0
4350 | 1215.2952 | 0
4351 | 1215.2 | 0
4352 | 1215.149 | 0
4353 | 1215.1313 | 0
4354 | 1215.0892 | 0
4355 | 1215.0791 | 0
4356 | 1214.924 | 0
4357 | 1214.887 | 0
4358 | 1214.49 | 0
4359 | 1214.4 | 0
4360 | 1214.4 | 0
4361 | 1214.4 | 0
4362 | 1214.3544 | 0
4363 | 1214.3435 | 0
4364 | 1214.229 | 0
4365 | 1214.189 | 0
4366 | 1214.131 | 0
4367 | 1213.9294 | 0
4368 | 1213.91 | 0
4369 | 1213.663 | 0
4370 | 1213.608 | 0
4371 | 1213.6 | 0
4372 | 1213.6 | 0
4373 | 1212.985 | 0
4374 | 1212.909 | 0
4375 | 1212.8409 | 0
4376 | 1212.8063 | 0
4377 | 1212.806 | 0
4378 | 1212.8 | 0
4379 | 1212.8 | 0
4380 | 1212.52 | 0
4381 | 1212.443 | 0
4382 | 1212.067 | 0
4383 | 1212 | 0
4384 | 1212 | 0
4385 | 1212 | 0
4386 | 1212 | 0
4387 | 1211.7488 | 0
4388 | 1211.742 | 0
4389 | 1211.6653 | 0
4390 | 1211.4596 | 0
4391 | 1211.392 | 0
4392 | 1211.3632 | 0
4393 | 1211.2 | 0
4394 | 1211.2 | 0
4395 | 1211.2 | 0
4396 | 1211.2 | 0
4397 | 1211.064 | 0
4398 | 1210.9693 | 0
4399 | 1210.7689 | 0
4400 | 1210.6659 | 0
4401 | 1210.4 | 0
4402 | 1210.4 | 0
4403 | 1209.862 | 0
4404 | 1209.6927 | 0
4405 | 1209.6763 | 0
4406 | 1209.6 | 0
4407 | 1209.5909 | 0
4408 | 1209.1949 | 0
4409 | 1209.14 | 0
4410 | 1209.033 | 0
4411 | 1208.997 | 0
4412 | 1208.9158 | 0
4413 | 1208.8 | 0
4414 | 1208.7526 | 0
4415 | 1208.6635 | 0
4416 | 1208.6278 | 0
4417 | 1208.3058 | 0
4418 | 1208.0826 | 0
4419 | 1208 | 0
4420 | 1207.7239 | 0
4421 | 1207.4389 | 0
4422 | 1207.3155 | 0
4423 | 1207.2 | 0
4424 | 1207.2 | 0
4425 | 1207.2 | 0
4426 | 1207.2 | 0
4427 | 1207.142 | 0
4428 | 1207.035 | 0
4429 | 1206.9883 | 0
4430 | 1206.845 | 0
4431 | 1206.68 | 0
4432 | 1206.6721 | 0
4433 | 1206.6248 | 0
4434 | 1206.4888 | 0
4435 | 1206.4888 | 0
4436 | 1206.4 | 0
4437 | 1206.4 | 0
4438 | 1206.4 | 0
4439 | 1206.253 | 0
4440 | 1206.2528 | 0
4441 | 1206.214 | 0
4442 | 1205.8909 | 0
4443 | 1205.6919 | 0
4444 | 1205.541 | 0
4445 | 1205.407 | 0
4446 | 1205.397 | 0
4447 | 1204.9136 | 0
4448 | 1204.8 | 0
4449 | 1204.8 | 0
4450 | 1204.8 | 0
4451 | 1204.7818 | 0
4452 | 1204.6634 | 0
4453 | 1204.4444 | 0
4454 | 1204 | 0
4455 | 1204 | 0
4456 | 1204 | 0
4457 | 1204 | 0
4458 | 1203.916 | 0
4459 | 1203.862 | 0
4460 | 1203.8265 | 0
4461 | 1203.6531 | 0
4462 | 1203.4772 | 0
4463 | 1203.4772 | 0
4464 | 1203.2 | 0
4465 | 1203.2 | 0
4466 | 1203.199 | 0
4467 | 1203.114 | 0
4468 | 1203.09 | 0
4469 | 1203.0278 | 0
4470 | 1202.7821 | 0
4471 | 1202.5043 | 0
4472 | 1202.4 | 0
4473 | 1202.4 | 0
4474 | 1202.3589 | 0
4475 | 1202.344 | 0
4476 | 1201.79 | 0
4477 | 1201.79 | 0
4478 | 1201.671 | 0
4479 | 1201.6 | 0
4480 | 1201.6 | 0
4481 | 1201.4218 | 0
4482 | 1201.1464 | 0
4483 | 1201.14 | 0
4484 | 1201.115 | 0
4485 | 1201.095 | 0
4486 | 1200.8854 | 0
4487 | 1200.8 | 0
4488 | 1200.8 | 0
4489 | 1200.8 | 0
4490 | 1200.8 | 0
4491 | 1200.7723 | 0
4492 | 1200.7083 | 0
4493 | 1200.592 | 0
4494 | 1200.589 | 0
4495 | 1200.4086 | 0
4496 | 1200.3686 | 0
4497 | 1200.2556 | 0
4498 | 1200.195 | 0
4499 | 1200.115 | 0
4500 | 1200.1137 | 0
4501 | 1200 | 0
4502 | 1199.6331 | 0
4503 | 1199.5926 | 0
4504 | 1199.3168 | 0
4505 | 1199.3168 | 0
4506 | 1199.225 | 0
4507 | 1199.2 | 0
4508 | 1199.2 | 0
4509 | 1199.2 | 0
4510 | 1199.0566 | 0
4511 | 1198.9713 | 0
4512 | 1198.8976 | 0
4513 | 1198.8156 | 0
4514 | 1198.4 | 0
4515 | 1198.4 | 0
4516 | 1198.38 | 0
4517 | 1198.3366 | 0
4518 | 1198.1621 | 0
4519 | 1198.1208 | 0
4520 | 1198.058 | 0
4521 | 1198.0387 | 0
4522 | 1198.0387 | 0
4523 | 1197.79 | 0
4524 | 1197.303 | 0
4525 | 1197.2617 | 0
4526 | 1196.9072 | 0
4527 | 1196.8 | 0
4528 | 1196.8 | 0
4529 | 1196.4829 | 0
4530 | 1196.4679 | 0
4531 | 1196.422 | 0
4532 | 1196.191 | 0
4533 | 1196.1437 | 0
4534 | 1196.1292 | 0
4535 | 1196 | 0
4536 | 1196 | 0
4537 | 1196 | 0
4538 | 1195.968 | 0
4539 | 1195.6673 | 0
4540 | 1195.5738 | 0
4541 | 1195.5738 | 0
4542 | 1195.4363 | 0
4543 | 1195.22 | 0
4544 | 1195.2 | 0
4545 | 1195.2 | 0
4546 | 1195.2 | 0
4547 | 1194.744 | 0
4548 | 1194.5136 | 0
4549 | 1194.461 | 0
4550 | 1194.4 | 0
4551 | 1194.4 | 0
4552 | 1194.4 | 0
4553 | 1193.8661 | 0
4554 | 1193.7386 | 0
4555 | 1193.708 | 0
4556 | 1193.6 | 0
4557 | 1193.6 | 0
4558 | 1193.2138 | 0
4559 | 1193.172 | 0
4560 | 1193.029 | 0
4561 | 1192.8111 | 0
4562 | 1192.7735 | 0
4563 | 1192.6799 | 0
4564 | 1192.4164 | 0
4565 | 1192.407 | 0
4566 | 1192.262 | 0
4567 | 1192 | 0
4568 | 1192 | 0
4569 | 1192 | 0
4570 | 1192 | 0
4571 | 1191.895 | 0
4572 | 1191.8232 | 0
4573 | 1191.5872 | 0
4574 | 1191.5782 | 0
4575 | 1191.2752 | 0
4576 | 1191.2 | 0
4577 | 1191.2 | 0
4578 | 1191.158 | 0
4579 | 1191.082 | 0
4580 | 1190.5629 | 0
4581 | 1190.56 | 0
4582 | 1190.482 | 0
4583 | 1190.4 | 0
4584 | 1190.4 | 0
4585 | 1190.0714 | 0
4586 | 1189.8149 | 0
4587 | 1189.7541 | 0
4588 | 1189.61 | 0
4589 | 1189.6 | 0
4590 | 1189.6 | 0
4591 | 1189.6 | 0
4592 | 1189.6 | 0
4593 | 1189.6 | 0
4594 | 1189.3358 | 0
4595 | 1189.1388 | 0
4596 | 1188.8 | 0
4597 | 1188.8 | 0
4598 | 1188.667 | 0
4599 | 1188.5309 | 0
4600 | 1188.3885 | 0
4601 | 1188.218 | 0
4602 | 1188 | 0
4603 | 1187.9385 | 0
4604 | 1187.8648 | 0
4605 | 1187.8648 | 0
4606 | 1187.464 | 0
4607 | 1187.2856 | 0
4608 | 1187.2 | 0
4609 | 1187.1293 | 0
4610 | 1187.0499 | 0
4611 | 1186.9605 | 0
4612 | 1186.715 | 0
4613 | 1186.5863 | 0
4614 | 1186.4 | 0
4615 | 1186.3938 | 0
4616 | 1186.13 | 0
4617 | 1186.075 | 0
4618 | 1185.9043 | 0
4619 | 1185.808 | 0
4620 | 1185.7689 | 0
4621 | 1185.424 | 0
4622 | 1185.2801 | 0
4623 | 1185.2757 | 0
4624 | 1185.2136 | 0
4625 | 1185.147 | 0
4626 | 1185.0608 | 0
4627 | 1184.9728 | 0
4628 | 1184.9728 | 0
4629 | 1184.9728 | 0
4630 | 1184.8307 | 0
4631 | 1184.8307 | 0
4632 | 1184.8307 | 0
4633 | 1184.8 | 0
4634 | 1184.8 | 0
4635 | 1184.4607 | 0
4636 | 1184.2177 | 0
4637 | 1184.1872 | 0
4638 | 1184.1872 | 0
4639 | 1184 | 0
4640 | 1184 | 0
4641 | 1183.914 | 0
4642 | 1183.594 | 0
4643 | 1183.4517 | 0
4644 | 1183.22 | 0
4645 | 1183.2 | 0
4646 | 1183.2 | 0
4647 | 1183.2 | 0
4648 | 1182.9589 | 0
4649 | 1182.912 | 0
4650 | 1182.818 | 0
4651 | 1182.7428 | 0
4652 | 1182.657 | 0
4653 | 1182.509 | 0
4654 | 1182.4 | 0
4655 | 1182.4 | 0
4656 | 1182.4 | 0
4657 | 1182.4 | 0
4658 | 1182.365 | 0
4659 | 1182.361 | 0
4660 | 1181.9806 | 0
4661 | 1181.9806 | 0
4662 | 1181.7602 | 0
4663 | 1181.647 | 0
4664 | 1181.6 | 0
4665 | 1181.242 | 0
4666 | 1181.19 | 0
4667 | 1181.115 | 0
4668 | 1181.0885 | 0
4669 | 1180.946 | 0
4670 | 1180.8 | 0
4671 | 1180.8 | 0
4672 | 1180.8 | 0
4673 | 1180.8 | 0
4674 | 1180.5096 | 0
4675 | 1180.5096 | 0
4676 | 1180.3883 | 0
4677 | 1180.2871 | 0
4678 | 1180 | 0
4679 | 1179.9083 | 0
4680 | 1179.7741 | 0
4681 | 1179.725 | 0
4682 | 1179.3922 | 0
4683 | 1179.3631 | 0
4684 | 1179.3466 | 0
4685 | 1179.255 | 0
4686 | 1179.2 | 0
4687 | 1179.2 | 0
4688 | 1179.2 | 0
4689 | 1179.0386 | 0
4690 | 1178.9974 | 0
4691 | 1178.5865 | 0
4692 | 1178.5 | 0
4693 | 1178.4929 | 0
4694 | 1178.4 | 0
4695 | 1178.4 | 0
4696 | 1178.36 | 0
4697 | 1178.3067 | 0
4698 | 1178.106 | 0
4699 | 1178.0217 | 0
4700 | 1177.8008 | 0
4701 | 1177.8001 | 0
4702 | 1177.6161 | 0
4703 | 1177.5675 | 0
4704 | 1177.554 | 0
4705 | 1177.4916 | 0
4706 | 1177.0613 | 0
4707 | 1176.84 | 0
4708 | 1176.832 | 0
4709 | 1176.8108 | 0
4710 | 1176.8 | 0
4711 | 1176.8 | 0
4712 | 1176.8 | 0
4713 | 1176.8 | 0
4714 | 1176.7039 | 0
4715 | 1176.207 | 0
4716 | 1176.0394 | 0
4717 | 1176 | 0
4718 | 1175.793 | 0
4719 | 1175.544 | 0
4720 | 1175.372 | 0
4721 | 1175.229 | 0
4722 | 1175.2 | 0
4723 | 1175.2 | 0
4724 | 1175.0536 | 0
4725 | 1175.0134 | 0
4726 | 1174.9733 | 0
4727 | 1174.7929 | 0
4728 | 1174.6209 | 0
4729 | 1174.6132 | 0
4730 | 1174.6132 | 0
4731 | 1174.5986 | 0
4732 | 1174.1449 | 0
4733 | 1173.9536 | 0
4734 | 1173.817 | 0
4735 | 1173.8164 | 0
4736 | 1173.7765 | 0
4737 | 1173.6 | 0
4738 | 1173.32 | 0
4739 | 1173.122 | 0
4740 | 1172.832 | 0
4741 | 1172.8 | 0
4742 | 1172.8 | 0
4743 | 1172.3997 | 0
4744 | 1172.2624 | 0
4745 | 1172.039 | 0
4746 | 1172 | 0
4747 | 1172 | 0
4748 | 1171.973 | 0
4749 | 1171.9502 | 0
4750 | 1171.847 | 0
4751 | 1171.6916 | 0
4752 | 1171.349 | 0
4753 | 1171.326 | 0
4754 | 1171.2 | 0
4755 | 1171.09 | 0
4756 | 1171.084 | 0
4757 | 1170.7092 | 0
4758 | 1170.6288 | 0
4759 | 1170.5985 | 0
4760 | 1170.4 | 0
4761 | 1170.3146 | 0
4762 | 1170.2123 | 0
4763 | 1170.2102 | 0
4764 | 1169.848 | 0
4765 | 1169.6 | 0
4766 | 1169.6 | 0
4767 | 1169.6 | 0
4768 | 1169.6 | 0
4769 | 1169.1854 | 0
4770 | 1169.049 | 0
4771 | 1168.8 | 0
4772 | 1168.8 | 0
4773 | 1168.8 | 0
4774 | 1168.6743 | 0
4775 | 1168.515 | 0
4776 | 1168.446 | 0
4777 | 1168.1969 | 0
4778 | 1168.124 | 0
4779 | 1168.045 | 0
4780 | 1168 | 0
4781 | 1168 | 0
4782 | 1168 | 0
4783 | 1167.9465 | 0
4784 | 1167.854 | 0
4785 | 1167.775 | 0
4786 | 1167.7466 | 0
4787 | 1167.432 | 0
4788 | 1167.329 | 0
4789 | 1167.2 | 0
4790 | 1167.2 | 0
4791 | 1167.2 | 0
4792 | 1167.2 | 0
4793 | 1166.9312 | 0
4794 | 1166.901 | 0
4795 | 1166.426 | 0
4796 | 1166.42 | 0
4797 | 1166.4 | 0
4798 | 1166.299 | 0
4799 | 1166.2254 | 0
4800 | 1166.196 | 0
4801 | 1165.9822 | 0
4802 | 1165.8744 | 0
4803 | 1165.8744 | 0
4804 | 1165.6 | 0
4805 | 1165.6 | 0
4806 | 1165.6 | 0
4807 | 1165.6 | 0
4808 | 1165.4076 | 0
4809 | 1165.374 | 0
4810 | 1165.2976 | 0
4811 | 1165.2105 | 0
4812 | 1165.1837 | 0
4813 | 1165.131 | 0
4814 | 1165.0637 | 0
4815 | 1165.0506 | 0
4816 | 1164.8 | 0
4817 | 1164.8 | 0
4818 | 1164.6709 | 0
4819 | 1164.5561 | 0
4820 | 1164.4744 | 0
4821 | 1164.458 | 0
4822 | 1164.3879 | 0
4823 | 1164.3282 | 0
4824 | 1164.3282 | 0
4825 | 1164.3282 | 0
4826 | 1163.9011 | 0
4827 | 1163.639 | 0
4828 | 1163.5669 | 0
4829 | 1163.2 | 0
4830 | 1163.2 | 0
4831 | 1163.1117 | 0
4832 | 1162.8571 | 0
4833 | 1162.8571 | 0
4834 | 1162.7946 | 0
4835 | 1162.7327 | 0
4836 | 1162.6599 | 0
4837 | 1162.556 | 0
4838 | 1162.5522 | 0
4839 | 1162.4 | 0
4840 | 1162.4 | 0
4841 | 1162.384 | 0
4842 | 1162.3773 | 0
4843 | 1162.2995 | 0
4844 | 1162.2995 | 0
4845 | 1162.25 | 0
4846 | 1162.174 | 0
4847 | 1162.1216 | 0
4848 | 1162.094 | 0
4849 | 1161.964 | 0
4850 | 1161.734 | 0
4851 | 1161.6 | 0
4852 | 1161.3384 | 0
4853 | 1161.248 | 0
4854 | 1161.104 | 0
4855 | 1161.093 | 0
4856 | 1161.083 | 0
4857 | 1161.0661 | 0
4858 | 1161.038 | 0
4859 | 1160.8 | 0
4860 | 1160.599 | 0
4861 | 1160.5057 | 0
4862 | 1160.349 | 0
4863 | 1160.2693 | 0
4864 | 1159.956 | 0
4865 | 1159.838 | 0
4866 | 1159.81 | 0
4867 | 1159.54 | 0
4868 | 1159.2 | 0
4869 | 1159.2 | 0
4870 | 1158.633 | 0
4871 | 1158.511 | 0
4872 | 1158.444 | 0
4873 | 1158.4 | 0
4874 | 1158.4 | 0
4875 | 1158.39 | 0
4876 | 1158.2769 | 0
4877 | 1158.2769 | 0
4878 | 1157.6379 | 0
4879 | 1157.6 | 0
4880 | 1157.2293 | 0
4881 | 1157.201 | 0
4882 | 1157.0817 | 0
4883 | 1156.956 | 0
4884 | 1156.8955 | 0
4885 | 1156.8955 | 0
4886 | 1156.838 | 0
4887 | 1156.8 | 0
4888 | 1156.517 | 0
4889 | 1156.3257 | 0
4890 | 1156 | 0
4891 | 1156 | 0
4892 | 1155.725 | 0
4893 | 1155.7145 | 0
4894 | 1155.5019 | 0
4895 | 1155.338 | 0
4896 | 1155.2987 | 0
4897 | 1155.2 | 0
4898 | 1155.2 | 0
4899 | 1154.806 | 0
4900 | 1154.7758 | 0
4901 | 1154.691 | 0
4902 | 1154.1328 | 0
4903 | 1154.1328 | 0
4904 | 1154.0047 | 0
4905 | 1153.9649 | 0
4906 | 1153.6 | 0
4907 | 1153.519 | 0
4908 | 1153.41 | 0
4909 | 1153.367 | 0
4910 | 1153.1952 | 0
4911 | 1152.9763 | 0
4912 | 1152.8 | 0
4913 | 1152.8 | 0
4914 | 1152.8 | 0
4915 | 1152.652 | 0
4916 | 1152 | 0
4917 | 1152 | 0
4918 | 1151.9371 | 0
4919 | 1151.8243 | 0
4920 | 1151.8243 | 0
4921 | 1151.437 | 0
4922 | 1151.05 | 0
4923 | 1150.936 | 0
4924 | 1150.8718 | 0
4925 | 1150.6454 | 0
4926 | 1150.5013 | 0
4927 | 1150.4507 | 0
4928 | 1150.4 | 0
4929 | 1150.4 | 0
4930 | 1150.4 | 0
4931 | 1150.3401 | 0
4932 | 1150.1519 | 0
4933 | 1149.785 | 0
4934 | 1149.6178 | 0
4935 | 1149.6 | 0
4936 | 1149.6 | 0
4937 | 1149.6 | 0
4938 | 1149.254 | 0
4939 | 1149.101 | 0
4940 | 1148.4205 | 0
4941 | 1148.1467 | 0
4942 | 1148.1467 | 0
4943 | 1148.1467 | 0
4944 | 1148 | 0
4945 | 1148 | 0
4946 | 1148 | 0
4947 | 1147.9167 | 0
4948 | 1147.7987 | 0
4949 | 1147.683 | 0
4950 | 1147.5377 | 0
4951 | 1147.534 | 0
4952 | 1147.519 | 0
4953 | 1147.4112 | 0
4954 | 1147.4094 | 0
4955 | 1147.38 | 0
4956 | 1147.369 | 0
4957 | 1147.2 | 0
4958 | 1147.2 | 0
4959 | 1147.2 | 0
4960 | 1147.17 | 0
4961 | 1147.0671 | 0
4962 | 1147.015 | 0
4963 | 1146.697 | 0
4964 | 1146.669 | 0
4965 | 1146.5832 | 0
4966 | 1146.42 | 0
4967 | 1146.4 | 0
4968 | 1146.4 | 0
4969 | 1146.178 | 0
4970 | 1146.147 | 0
4971 | 1145.9282 | 0
4972 | 1145.8446 | 0
4973 | 1145.7167 | 0
4974 | 1145.6 | 0
4975 | 1145.6 | 0
4976 | 1145.6 | 0
4977 | 1145.5301 | 0
4978 | 1145.1539 | 0
4979 | 1144.8 | 0
4980 | 1144.8 | 0
4981 | 1144.8 | 0
4982 | 1144.4632 | 0
4983 | 1144.3567 | 0
4984 | 1144.1924 | 0
4985 | 1144.168 | 0
4986 | 1144 | 0
4987 | 1143.986 | 0
4988 | 1143.3262 | 0
4989 | 1143.278 | 0
4990 | 1143.2188 | 0
4991 | 1143.193 | 0
4992 | 1143.128 | 0
4993 | 1142.5534 | 0
4994 | 1142.4 | 0
4995 | 1142.4 | 0
4996 | 1142.4 | 0
4997 | 1142.4 | 0
4998 | 1142.288 | 0
4999 | 1142.233 | 0
5000 | 1141.8157 | 0
5001 | 1141.7005 | 0
5002 | 1141.6 | 0
5003 | 1141.587 | 0
5004 | 1141.3284 | 0
5005 | 1141.3222 | 0
5006 | 1141.1439 | 0
5007 | 1141.0098 | 0
5008 | 1141.0098 | 0
5009 | 1140.835 | 0
5010 | 1140.8 | 0
5011 | 1140.583 | 0
5012 | 1140.384 | 0
5013 | 1140.3677 | 0
5014 | 1140.2509 | 0
5015 | 1140.056 | 0
5016 | 1140 | 0
5017 | 1140 | 0
5018 | 1140 | 0
5019 | 1139.749 | 0
5020 | 1139.5362 | 0
5021 | 1139.46 | 0
5022 | 1139.333 | 0
5023 | 1139.3205 | 0
5024 | 1139.2 | 0
5025 | 1139.2 | 0
5026 | 1138.585 | 0
5027 | 1138.4192 | 0
5028 | 1138.4 | 0
5029 | 1138.4 | 0
5030 | 1138.269 | 0
5031 | 1138.2471 | 0
5032 | 1138.22 | 0
5033 | 1137.9564 | 0
5034 | 1137.6 | 0
5035 | 1137.6 | 0
5036 | 1137.5314 | 0
5037 | 1137.376 | 0
5038 | 1137.1705 | 0
5039 | 1137.1139 | 0
5040 | 1137.052 | 0
5041 | 1136.8 | 0
5042 | 1136.61 | 0
5043 | 1136.3975 | 0
5044 | 1136.175 | 0
5045 | 1136.1375 | 0
5046 | 1135.9657 | 0
5047 | 1135.9 | 0
5048 | 1135.797 | 0
5049 | 1135.5657 | 0
5050 | 1135.24 | 0
5051 | 1135.205 | 0
5052 | 1135.2 | 0
5053 | 1135.0278 | 0
5054 | 1134.7688 | 0
5055 | 1134.4 | 0
5056 | 1134.4 | 0
5057 | 1134.3734 | 0
5058 | 1134.3301 | 0
5059 | 1134.3297 | 0
5060 | 1134.203 | 0
5061 | 1134.1783 | 0
5062 | 1133.6 | 0
5063 | 1133.5528 | 0
5064 | 1133.4363 | 0
5065 | 1133.4123 | 0
5066 | 1133.191 | 0
5067 | 1133.1751 | 0
5068 | 1132.8406 | 0
5069 | 1132.8 | 0
5070 | 1132.7008 | 0
5071 | 1132.6778 | 0
5072 | 1132.464 | 0
5073 | 1132.1777 | 0
5074 | 1132.013 | 0
5075 | 1132 | 0
5076 | 1132 | 0
5077 | 1131.4817 | 0
5078 | 1131.45 | 0
5079 | 1131.3953 | 0
5080 | 1131.3791 | 0
5081 | 1131.3402 | 0
5082 | 1131.2 | 0
5083 | 1131.2 | 0
5084 | 1131.2 | 0
5085 | 1131.2 | 0
5086 | 1131.076 | 0
5087 | 1131.027 | 0
5088 | 1130.671 | 0
5089 | 1130.656 | 0
5090 | 1130.4682 | 0
5091 | 1130.4 | 0
5092 | 1130.342 | 0
5093 | 1130.2855 | 0
5094 | 1129.8233 | 0
5095 | 1129.6 | 0
5096 | 1129.0885 | 0
5097 | 1128.9285 | 0
5098 | 1128.8 | 0
5099 | 1128.8 | 0
5100 | 1128.8 | 0
5101 | 1128.8 | 0
5102 | 1128.7455 | 0
5103 | 1128.6053 | 0
5104 | 1128.5775 | 0
5105 | 1128 | 0
5106 | 1128 | 0
5107 | 1128 | 0
5108 | 1127.7874 | 0
5109 | 1127.5968 | 0
5110 | 1127.5522 | 0
5111 | 1127.5522 | 0
5112 | 1127.549 | 0
5113 | 1127.493 | 0
5114 | 1127.2 | 0
5115 | 1127.2 | 0
5116 | 1127.2 | 0
5117 | 1127.2 | 0
5118 | 1127.2 | 0
5119 | 1127.015 | 0
5120 | 1126.9881 | 0
5121 | 1126.9766 | 0
5122 | 1126.9696 | 0
5123 | 1126.8 | 0
5124 | 1126.6764 | 0
5125 | 1126.5055 | 0
5126 | 1126.5055 | 0
5127 | 1126.43 | 0
5128 | 1126.4 | 0
5129 | 1126.4 | 0
5130 | 1126.266 | 0
5131 | 1125.992 | 0
5132 | 1125.8148 | 0
5133 | 1125.6 | 0
5134 | 1125.5 | 0
5135 | 1125.488 | 0
5136 | 1125.3411 | 0
5137 | 1125.237 | 0
5138 | 1125.2328 | 0
5139 | 1124.8 | 0
5140 | 1124.637 | 0
5141 | 1124.2295 | 0
5142 | 1124.1761 | 0
5143 | 1124 | 0
5144 | 1123.8746 | 0
5145 | 1123.8746 | 0
5146 | 1123.8746 | 0
5147 | 1123.825 | 0
5148 | 1123.7505 | 0
5149 | 1123.4907 | 0
5150 | 1123.1632 | 0
5151 | 1122.8155 | 0
5152 | 1122.777 | 0
5153 | 1122.775 | 0
5154 | 1122.711 | 0
5155 | 1122.6757 | 0
5156 | 1122.6445 | 0
5157 | 1122.6312 | 0
5158 | 1122.521 | 0
5159 | 1122.4035 | 0
5160 | 1122.4 | 0
5161 | 1122.4 | 0
5162 | 1122.4 | 0
5163 | 1122.3613 | 0
5164 | 1121.8987 | 0
5165 | 1121.6603 | 0
5166 | 1121.6 | 0
5167 | 1121.6 | 0
5168 | 1121.6 | 0
5169 | 1121.6 | 0
5170 | 1121.6 | 0
5171 | 1121.586 | 0
5172 | 1121.5161 | 0
5173 | 1121.2717 | 0
5174 | 1121.1221 | 0
5175 | 1120.8 | 0
5176 | 1120.197 | 0
5177 | 1120.1603 | 0
5178 | 1120.1186 | 0
5179 | 1120 | 0
5180 | 1120 | 0
5181 | 1120 | 0
5182 | 1119.86 | 0
5183 | 1119.4615 | 0
5184 | 1119.4615 | 0
5185 | 1119.408 | 0
5186 | 1119.2978 | 0
5187 | 1119.2 | 0
5188 | 1119.0192 | 0
5189 | 1118.7913 | 0
5190 | 1118.7892 | 0
5191 | 1118.7189 | 0
5192 | 1118.58 | 0
5193 | 1118.4 | 0
5194 | 1118.4 | 0
5195 | 1118.4 | 0
5196 | 1118.4 | 0
5197 | 1118.1698 | 0
5198 | 1118.0342 | 0
5199 | 1117.6 | 0
5200 | 1117.5266 | 0
5201 | 1117.404 | 0
5202 | 1117.2373 | 0
5203 | 1117.2373 | 0
5204 | 1117.132 | 0
5205 | 1117.045 | 0
5206 | 1117.0011 | 0
5207 | 1116.8 | 0
5208 | 1116.4602 | 0
5209 | 1116.444 | 0
5210 | 1116.4404 | 0
5211 | 1115.6435 | 0
5212 | 1115.5132 | 0
5213 | 1115.506 | 0
5214 | 1115.4545 | 0
5215 | 1115.2 | 0
5216 | 1115.2 | 0
5217 | 1115.1485 | 0
5218 | 1114.978 | 0
5219 | 1114.9063 | 0
5220 | 1114.771 | 0
5221 | 1114.766 | 0
5222 | 1114.3042 | 0
5223 | 1114.1294 | 0
5224 | 1114.082 | 0
5225 | 1114.0731 | 0
5226 | 1114.0731 | 0
5227 | 1114.0497 | 0
5228 | 1114.0497 | 0
5229 | 1113.8843 | 0
5230 | 1113.713 | 0
5231 | 1113.621 | 0
5232 | 1113.6 | 0
5233 | 1113.5773 | 0
5234 | 1113.5542 | 0
5235 | 1113.3524 | 0
5236 | 1113.2529 | 0
5237 | 1113.0665 | 0
5238 | 1113.0576 | 0
5239 | 1112.8 | 0
5240 | 1112.6918 | 0
5241 | 1112.5755 | 0
5242 | 1112.4017 | 0
5243 | 1112.084 | 0
5244 | 1112.0011 | 0
5245 | 1112 | 0
5246 | 1111.595 | 0
5247 | 1111.3104 | 0
5248 | 1111.2 | 0
5249 | 1111.2 | 0
5250 | 1111.2 | 0
5251 | 1111.0216 | 0
5252 | 1110.796 | 0
5253 | 1110.708 | 0
5254 | 1110.6197 | 0
5255 | 1110.6197 | 0
5256 | 1110.192 | 0
5257 | 1109.9109 | 0
5258 | 1109.8997 | 0
5259 | 1109.7952 | 0
5260 | 1109.748 | 0
5261 | 1109.6 | 0
5262 | 1109.6 | 0
5263 | 1109.6 | 0
5264 | 1109.428 | 0
5265 | 1109.3055 | 0
5266 | 1109.1642 | 0
5267 | 1108.8 | 0
5268 | 1108.431 | 0
5269 | 1108 | 0
5270 | 1108 | 0
5271 | 1107.6746 | 0
5272 | 1107.5098 | 0
5273 | 1107.3417 | 0
5274 | 1107.2 | 0
5275 | 1106.8931 | 0
5276 | 1106.8777 | 0
5277 | 1106.751 | 0
5278 | 1106.567 | 0
5279 | 1106.5238 | 0
5280 | 1106.5238 | 0
5281 | 1106.455 | 0
5282 | 1106.4 | 0
5283 | 1106.227 | 0
5284 | 1105.904 | 0
5285 | 1105.7849 | 0
5286 | 1105.6 | 0
5287 | 1105.581 | 0
5288 | 1105.284 | 0
5289 | 1105.284 | 0
5290 | 1105.275 | 0
5291 | 1105.1884 | 0
5292 | 1105.1745 | 0
5293 | 1105.0942 | 0
5294 | 1104.938 | 0
5295 | 1104.8061 | 0
5296 | 1104.482 | 0
5297 | 1104.2739 | 0
5298 | 1104.242 | 0
5299 | 1104.063 | 0
5300 | 1104.0155 | 0
5301 | 1104 | 0
5302 | 1104 | 0
5303 | 1103.6522 | 0
5304 | 1103.5739 | 0
5305 | 1103.419 | 0
5306 | 1103.3684 | 0
5307 | 1103.2 | 0
5308 | 1103.2 | 0
5309 | 1102.819 | 0
5310 | 1102.5551 | 0
5311 | 1102.5445 | 0
5312 | 1102.4753 | 0
5313 | 1102.4 | 0
5314 | 1102.4 | 0
5315 | 1102.325 | 0
5316 | 1102.0699 | 0
5317 | 1101.8888 | 0
5318 | 1101.8299 | 0
5319 | 1101.732 | 0
5320 | 1101.6408 | 0
5321 | 1101.6 | 0
5322 | 1101.6 | 0
5323 | 1101.4945 | 0
5324 | 1100.807 | 0
5325 | 1100.8 | 0
5326 | 1100.388 | 0
5327 | 1100.2595 | 0
5328 | 1100.2595 | 0
5329 | 1100.227 | 0
5330 | 1100.114 | 0
5331 | 1100.0177 | 0
5332 | 1100 | 0
5333 | 1099.9253 | 0
5334 | 1099.6024 | 0
5335 | 1099.177 | 0
5336 | 1098.997 | 0
5337 | 1098.9089 | 0
5338 | 1098.8781 | 0
5339 | 1098.8669 | 0
5340 | 1098.458 | 0
5341 | 1098.4 | 0
5342 | 1098.227 | 0
5343 | 1098.1261 | 0
5344 | 1098.0768 | 0
5345 | 1098.0623 | 0
5346 | 1097.92 | 0
5347 | 1097.3959 | 0
5348 | 1097.2 | 0
5349 | 1096.806 | 0
5350 | 1096.7099 | 0
5351 | 1096.2598 | 0
5352 | 1095.8283 | 0
5353 | 1095.822 | 0
5354 | 1095.2 | 0
5355 | 1095.1893 | 0
5356 | 1095.157 | 0
5357 | 1094.9209 | 0
5358 | 1094.6009 | 0
5359 | 1094.5292 | 0
5360 | 1094.4 | 0
5361 | 1094.398 | 0
5362 | 1094.2419 | 0
5363 | 1094.152 | 0
5364 | 1094.1275 | 0
5365 | 1093.9 | 0
5366 | 1093.7182 | 0
5367 | 1093.6 | 0
5368 | 1093.3526 | 0
5369 | 1093.259 | 0
5370 | 1093.0432 | 0
5371 | 1093.028 | 0
5372 | 1092.9827 | 0
5373 | 1092.8 | 0
5374 | 1092.8 | 0
5375 | 1092.7 | 0
5376 | 1092.6207 | 0
5377 | 1092.491 | 0
5378 | 1092.2168 | 0
5379 | 1092 | 0
5380 | 1092 | 0
5381 | 1091.61 | 0
5382 | 1091.5981 | 0
5383 | 1091.508 | 0
5384 | 1091.276 | 0
5385 | 1091.2 | 0
5386 | 1090.8972 | 0
5387 | 1090.7762 | 0
5388 | 1090.5899 | 0
5389 | 1090.429 | 0
5390 | 1090.4 | 0
5391 | 1089.986 | 0
5392 | 1089.836 | 0
5393 | 1089.7222 | 0
5394 | 1089.6 | 0
5395 | 1089.6 | 0
5396 | 1089.279 | 0
5397 | 1089.2673 | 0
5398 | 1088.8 | 0
5399 | 1088.8 | 0
5400 | 1088.8 | 0
5401 | 1088.8 | 0
5402 | 1088.8 | 0
5403 | 1088.675 | 0
5404 | 1088.5696 | 0
5405 | 1088.323 | 0
5406 | 1088.1963 | 0
5407 | 1088 | 0
5408 | 1088 | 0
5409 | 1087.883 | 0
5410 | 1087.8341 | 0
5411 | 1087.8341 | 0
5412 | 1087.8272 | 0
5413 | 1087.4829 | 0
5414 | 1087.344 | 0
5415 | 1087.2 | 0
5416 | 1087.115 | 0
5417 | 1087.0664 | 0
5418 | 1086.631 | 0
5419 | 1086.618 | 0
5420 | 1086.4 | 0
5421 | 1086.4 | 0
5422 | 1086.354 | 0
5423 | 1086.2248 | 0
5424 | 1085.9861 | 0
5425 | 1085.7551 | 0
5426 | 1085.7551 | 0
5427 | 1085.638 | 0
5428 | 1085.6 | 0
5429 | 1085.6 | 0
5430 | 1084.892 | 0
5431 | 1084.8 | 0
5432 | 1084.8 | 0
5433 | 1084.3737 | 0
5434 | 1084.0897 | 0
5435 | 1083.978 | 0
5436 | 1083.813 | 0
5437 | 1083.6514 | 0
5438 | 1083.6407 | 0
5439 | 1083.2 | 0
5440 | 1083.2 | 0
5441 | 1083.1262 | 0
5442 | 1082.9924 | 0
5443 | 1082.942 | 0
5444 | 1082.8362 | 0
5445 | 1082.752 | 0
5446 | 1082.4 | 0
5447 | 1082.4 | 0
5448 | 1082.229 | 0
5449 | 1082.1742 | 0
5450 | 1081.973 | 0
5451 | 1081.9499 | 0
5452 | 1081.611 | 0
5453 | 1081.511 | 0
5454 | 1081.3773 | 0
5455 | 1081.276 | 0
5456 | 1081.252 | 0
5457 | 1081.2144 | 0
5458 | 1081.1711 | 0
5459 | 1081.05 | 0
5460 | 1080.957 | 0
5461 | 1080.8 | 0
5462 | 1080.8 | 0
5463 | 1080.5804 | 0
5464 | 1080.559 | 0
5465 | 1080.396 | 0
5466 | 1080.054 | 0
5467 | 1080 | 0
5468 | 1079.7616 | 0
5469 | 1079.591 | 0
5470 | 1079.2074 | 0
5471 | 1079.2 | 0
5472 | 1078.9867 | 0
5473 | 1078.8483 | 0
5474 | 1078.4 | 0
5475 | 1078.2723 | 0
5476 | 1078.1882 | 0
5477 | 1078.088 | 0
5478 | 1078.045 | 0
5479 | 1077.8998 | 0
5480 | 1077.866 | 0
5481 | 1077.8269 | 0
5482 | 1077.6 | 0
5483 | 1077.6 | 0
5484 | 1077.5727 | 0
5485 | 1077.5368 | 0
5486 | 1077.4669 | 0
5487 | 1077.4462 | 0
5488 | 1077.3961 | 0
5489 | 1077.291 | 0
5490 | 1076.9383 | 0
5491 | 1076.9171 | 0
5492 | 1076.8 | 0
5493 | 1076.8 | 0
5494 | 1076.722 | 0
5495 | 1076.3005 | 0
5496 | 1076.0855 | 0
5497 | 1076.0855 | 0
5498 | 1076.0855 | 0
5499 | 1076.0594 | 0
5500 | 1076 | 0
5501 | 1076 | 0
5502 | 1076 | 0
5503 | 1075.8529 | 0
5504 | 1075.5123 | 0
5505 | 1075.3302 | 0
5506 | 1075.3302 | 0
5507 | 1075.2 | 0
5508 | 1075.2 | 0
5509 | 1074.5947 | 0
5510 | 1074.5947 | 0
5511 | 1074.4 | 0
5512 | 1074.33 | 0
5513 | 1074.0238 | 0
5514 | 1073.9732 | 0
5515 | 1073.6523 | 0
5516 | 1073.6 | 0
5517 | 1073.6 | 0
5518 | 1073.6 | 0
5519 | 1073.6 | 0
5520 | 1073.537 | 0
5521 | 1073.4084 | 0
5522 | 1073.3228 | 0
5523 | 1072.8488 | 0
5524 | 1072.8 | 0
5525 | 1072.8 | 0
5526 | 1072.8 | 0
5527 | 1072.5339 | 0
5528 | 1072.2006 | 0
5529 | 1072.122 | 0
5530 | 1072 | 0
5531 | 1072 | 0
5532 | 1071.8147 | 0
5533 | 1071.6526 | 0
5534 | 1071.6104 | 0
5535 | 1071.458 | 0
5536 | 1071.4449 | 0
5537 | 1071.439 | 0
5538 | 1071.3572 | 0
5539 | 1071.282 | 0
5540 | 1071.2507 | 0
5541 | 1071.2 | 0
5542 | 1071.05 | 0
5543 | 1070.4841 | 0
5544 | 1070.4651 | 0
5545 | 1070.4 | 0
5546 | 1070.4 | 0
5547 | 1070.4 | 0
5548 | 1070.1512 | 0
5549 | 1069.6 | 0
5550 | 1069.4461 | 0
5551 | 1069.424 | 0
5552 | 1069.424 | 0
5553 | 1069.3668 | 0
5554 | 1068.8 | 0
5555 | 1068.7106 | 0
5556 | 1068.5028 | 0
5557 | 1068.0858 | 0
5558 | 1067.9509 | 0
5559 | 1067.8206 | 0
5560 | 1067.6514 | 0
5561 | 1067.464 | 0
5562 | 1067.315 | 0
5563 | 1067.268 | 0
5564 | 1067.2395 | 0
5565 | 1067.2 | 0
5566 | 1066.826 | 0
5567 | 1066.4502 | 0
5568 | 1066.4 | 0
5569 | 1066.2364 | 0
5570 | 1066.076 | 0
5571 | 1065.6 | 0
5572 | 1065.5889 | 0
5573 | 1065.211 | 0
5574 | 1064.8 | 0
5575 | 1064.8 | 0
5576 | 1064.339 | 0
5577 | 1064.2324 | 0
5578 | 1064 | 0
5579 | 1064 | 0
5580 | 1063.922 | 0
5581 | 1062.6763 | 0
5582 | 1062.5736 | 0
5583 | 1062.166 | 0
5584 | 1061.6 | 0
5585 | 1061.5812 | 0
5586 | 1061.564 | 0
5587 | 1061.519 | 0
5588 | 1061.386 | 0
5589 | 1061.094 | 0
5590 | 1060.8905 | 0
5591 | 1060.777 | 0
5592 | 1060.1998 | 0
5593 | 1060.1419 | 0
5594 | 1059.8843 | 0
5595 | 1059.7836 | 0
5596 | 1059.5877 | 0
5597 | 1059.333 | 0
5598 | 1058.8184 | 0
5599 | 1058.51 | 0
5600 | 1058.1277 | 0
5601 | 1057.9646 | 0
5602 | 1057.6778 | 0
5603 | 1057.6 | 0
5604 | 1057.6 | 0
5605 | 1057.6 | 0
5606 | 1057.4129 | 0
5607 | 1057.156 | 0
5608 | 1056.4835 | 0
5609 | 1056 | 0
5610 | 1056 | 0
5611 | 1056 | 0
5612 | 1056 | 0
5613 | 1055.859 | 0
5614 | 1055.456 | 0
5615 | 1055.365 | 0
5616 | 1055.2 | 0
5617 | 1055.169 | 0
5618 | 1055.099 | 0
5619 | 1055.082 | 0
5620 | 1054.9635 | 0
5621 | 1054.7357 | 0
5622 | 1054.7357 | 0
5623 | 1054.7081 | 0
5624 | 1054.4 | 0
5625 | 1054.4 | 0
5626 | 1054.4 | 0
5627 | 1054.2475 | 0
5628 | 1054.0186 | 0
5629 | 1053.7961 | 0
5630 | 1053.719 | 0
5631 | 1053.6 | 0
5632 | 1053.267 | 0
5633 | 1053.168 | 0
5634 | 1052.302 | 0
5635 | 1052 | 0
5636 | 1051.8925 | 0
5637 | 1051.3962 | 0
5638 | 1051.2209 | 0
5639 | 1051.2 | 0
5640 | 1051.2 | 0
5641 | 1051.2 | 0
5642 | 1051.1298 | 0
5643 | 1051.0647 | 0
5644 | 1051.0551 | 0
5645 | 1050.9114 | 0
5646 | 1050.829 | 0
5647 | 1050.4 | 0
5648 | 1050.3472 | 0
5649 | 1050.3226 | 0
5650 | 1050.3226 | 0
5651 | 1050.3226 | 0
5652 | 1050.113 | 0
5653 | 1049.8395 | 0
5654 | 1049.667 | 0
5655 | 1049.6 | 0
5656 | 1049.5751 | 0
5657 | 1049.4094 | 0
5658 | 1049.2758 | 0
5659 | 1049.2511 | 0
5660 | 1049.1048 | 0
5661 | 1048.5359 | 0
5662 | 1048.2088 | 0
5663 | 1048.116 | 0
5664 | 1048 | 0
5665 | 1048 | 0
5666 | 1047.8219 | 0
5667 | 1047.7675 | 0
5668 | 1047.7675 | 0
5669 | 1047.2 | 0
5670 | 1047.146 | 0
5671 | 1047.104 | 0
5672 | 1046.5357 | 0
5673 | 1046.5245 | 0
5674 | 1046.4 | 0
5675 | 1046.4 | 0
5676 | 1046.3142 | 0
5677 | 1046.053 | 0
5678 | 1045.7588 | 0
5679 | 1045.7035 | 0
5680 | 1045.6 | 0
5681 | 1045.6 | 0
5682 | 1045.1739 | 0
5683 | 1044.9992 | 0
5684 | 1044.814 | 0
5685 | 1044.8 | 0
5686 | 1044.8 | 0
5687 | 1044.668 | 0
5688 | 1044.091 | 0
5689 | 1044.046 | 0
5690 | 1044 | 0
5691 | 1044 | 0
5692 | 1044 | 0
5693 | 1043.7397 | 0
5694 | 1043.557 | 0
5695 | 1043.2 | 0
5696 | 1043.0311 | 0
5697 | 1042.9674 | 0
5698 | 1042.9327 | 0
5699 | 1042.651 | 0
5700 | 1042.494 | 0
5701 | 1042.2318 | 0
5702 | 1041.9355 | 0
5703 | 1041.8741 | 0
5704 | 1041.8558 | 0
5705 | 1041.693 | 0
5706 | 1041.6 | 0
5707 | 1041.4963 | 0
5708 | 1041.064 | 0
5709 | 1040.947 | 0
5710 | 1040.8 | 0
5711 | 1040.75 | 0
5712 | 1040.5708 | 0
5713 | 1040.3999 | 0
5714 | 1040.324 | 0
5715 | 1040.17 | 0
5716 | 1040.17 | 0
5717 | 1040.0298 | 0
5718 | 1040.0253 | 0
5719 | 1040.0253 | 0
5720 | 1040.0253 | 0
5721 | 1040 | 0
5722 | 1040 | 0
5723 | 1039.8662 | 0
5724 | 1039.674 | 0
5725 | 1039.5433 | 0
5726 | 1039.4979 | 0
5727 | 1039.4793 | 0
5728 | 1039.2 | 0
5729 | 1038.7663 | 0
5730 | 1038.644 | 0
5731 | 1038.439 | 0
5732 | 1038.0979 | 0
5733 | 1038.0979 | 0
5734 | 1038.061 | 0
5735 | 1037.8187 | 0
5736 | 1037.81 | 0
5737 | 1037.6411 | 0
5738 | 1037.6 | 0
5739 | 1037.4685 | 0
5740 | 1037.0083 | 0
5741 | 1036.9885 | 0
5742 | 1036.9712 | 0
5743 | 1036.8 | 0
5744 | 1036.8 | 0
5745 | 1036.7165 | 0
5746 | 1036.4355 | 0
5747 | 1036.3477 | 0
5748 | 1036.347 | 0
5749 | 1035.63 | 0
5750 | 1035.6122 | 0
5751 | 1035.489 | 0
5752 | 1035.3352 | 0
5753 | 1035.2371 | 0
5754 | 1035.196 | 0
5755 | 1034.934 | 0
5756 | 1034.8766 | 0
5757 | 1034.4 | 0
5758 | 1034.163 | 0
5759 | 1034.1411 | 0
5760 | 1034.1178 | 0
5761 | 1034.0283 | 0
5762 | 1033.825 | 0
5763 | 1033.754 | 0
5764 | 1033.564 | 0
5765 | 1033.486 | 0
5766 | 1033.4007 | 0
5767 | 1033.3278 | 0
5768 | 1032.9192 | 0
5769 | 1032.8 | 0
5770 | 1032.8 | 0
5771 | 1032.7373 | 0
5772 | 1032.5724 | 0
5773 | 1032.5448 | 0
5774 | 1032 | 0
5775 | 1031.9346 | 0
5776 | 1031.8818 | 0
5777 | 1031.53 | 0
5778 | 1031.203 | 0
5779 | 1031.2 | 0
5780 | 1031.199 | 0
5781 | 1031.1911 | 0
5782 | 1031.1911 | 0
5783 | 1030.8817 | 0
5784 | 1030.5004 | 0
5785 | 1030.4 | 0
5786 | 1030.094 | 0
5787 | 1029.977 | 0
5788 | 1029.964 | 0
5789 | 1029.6 | 0
5790 | 1029.466 | 0
5791 | 1029.119 | 0
5792 | 1029.119 | 0
5793 | 1028.874 | 0
5794 | 1028.83 | 0
5795 | 1028.8 | 0
5796 | 1028.635 | 0
5797 | 1028.4225 | 0
5798 | 1028.257 | 0
5799 | 1028 | 0
5800 | 1028 | 0
5801 | 1027.9858 | 0
5802 | 1027.7377 | 0
5803 | 1027.48 | 0
5804 | 1027.129 | 0
5805 | 1027.0912 | 0
5806 | 1026.622 | 0
5807 | 1026.462 | 0
5808 | 1026.4 | 0
5809 | 1026.4 | 0
5810 | 1026.3765 | 0
5811 | 1025.9707 | 0
5812 | 1025.3149 | 0
5813 | 1025.232 | 0
5814 | 1025.0301 | 0
5815 | 1024.9954 | 0
5816 | 1024.991 | 0
5817 | 1024.287 | 0
5818 | 1024.0045 | 0
5819 | 1024 | 0
5820 | 1023.3432 | 0
5821 | 1023.2276 | 0
5822 | 1023.2024 | 0
5823 | 1022.9029 | 0
5824 | 1022.571 | 0
5825 | 1022.55 | 0
5826 | 1022.4 | 0
5827 | 1022.2874 | 0
5828 | 1022.2122 | 0
5829 | 1021.6373 | 0
5830 | 1021.6 | 0
5831 | 1021.5215 | 0
5832 | 1021.1849 | 0
5833 | 1021.024 | 0
5834 | 1020.8968 | 0
5835 | 1020.8968 | 0
5836 | 1020.8308 | 0
5837 | 1020.8308 | 0
5838 | 1020.8 | 0
5839 | 1020.5365 | 0
5840 | 1020.516 | 0
5841 | 1020 | 0
5842 | 1020 | 0
5843 | 1019.8339 | 0
5844 | 1019.831 | 0
5845 | 1019.4494 | 0
5846 | 1019.4307 | 0
5847 | 1019.2 | 0
5848 | 1019.2 | 0
5849 | 1019.092 | 0
5850 | 1018.6952 | 0
5851 | 1018.4 | 0
5852 | 1018.275 | 0
5853 | 1018.1982 | 0
5854 | 1018.0681 | 0
5855 | 1017.97 | 0
5856 | 1017.789 | 0
5857 | 1017.622 | 0
5858 | 1017.2747 | 0
5859 | 1017.1236 | 0
5860 | 1017.049 | 0
5861 | 1016.8 | 0
5862 | 1016.1898 | 0
5863 | 1016.173 | 0
5864 | 1016 | 0
5865 | 1016 | 0
5866 | 1016 | 0
5867 | 1016 | 0
5868 | 1015.996 | 0
5869 | 1015.996 | 0
5870 | 1015.736 | 0
5871 | 1015.72 | 0
5872 | 1015.4608 | 0
5873 | 1015.0755 | 0
5874 | 1015.0176 | 0
5875 | 1014.4 | 0
5876 | 1014.4 | 0
5877 | 1014.359 | 0
5878 | 1014.0104 | 0
5879 | 1013.9043 | 0
5880 | 1013.2333 | 0
5881 | 1012.9324 | 0
5882 | 1012.811 | 0
5883 | 1012.5426 | 0
5884 | 1012.197 | 0
5885 | 1012 | 0
5886 | 1011.616 | 0
5887 | 1011.485 | 0
5888 | 1010.9393 | 0
5889 | 1010.911 | 0
5890 | 1010.871 | 0
5891 | 1010.5833 | 0
5892 | 1010.4706 | 0
5893 | 1010.4 | 0
5894 | 1009.939 | 0
5895 | 1009.8492 | 0
5896 | 1009.7099 | 0
5897 | 1009.6 | 0
5898 | 1009.0892 | 0
5899 | 1008.8 | 0
5900 | 1008.77 | 0
5901 | 1008.407 | 0
5902 | 1008.3985 | 0
5903 | 1008.3985 | 0
5904 | 1008.2725 | 0
5905 | 1008 | 0
5906 | 1007.9081 | 0
5907 | 1007.2 | 0
5908 | 1007.057 | 0
5909 | 1007.0171 | 0
5910 | 1006.9788 | 0
5911 | 1006.9269 | 0
5912 | 1006.925 | 0
5913 | 1006.4 | 0
5914 | 1006.4 | 0
5915 | 1005.6358 | 0
5916 | 1005.3405 | 0
5917 | 1005.2559 | 0
5918 | 1004.7203 | 0
5919 | 1004.4362 | 0
5920 | 1004.3509 | 0
5921 | 1004.2544 | 0
5922 | 1004 | 0
5923 | 1003.9848 | 0
5924 | 1003.5637 | 0
5925 | 1003.5499 | 0
5926 | 1003.5325 | 0
5927 | 1003.501 | 0
5928 | 1003.211 | 0
5929 | 1003.197 | 0
5930 | 1003.1398 | 0
5931 | 1002.649 | 0
5932 | 1002.5404 | 0
5933 | 1002.4448 | 0
5934 | 1002.3878 | 0
5935 | 1002.061 | 0
5936 | 1001.7782 | 0
5937 | 1001.4733 | 0
5938 | 1001.0427 | 0
5939 | 1001.0427 | 0
5940 | 1001.0427 | 0
5941 | 1000.8 | 0
5942 | 1000.6964 | 0
5943 | 1000.3072 | 0
5944 | 1000.1103 | 0
5945 | 1000 | 0
5946 | 999.966 | 0
5947 | 999.303 | 0
5948 | 999.2 | 0
5949 | 999.188 | 0
5950 | 999.0366 | 0
5951 | 998.7939 | 0
5952 | 998.7617 | 0
5953 | 998.7289 | 0
5954 | 998.4 | 0
5955 | 998.236 | 0
5956 | 998.1356 | 0
5957 | 997.74 | 0
5958 | 997.6 | 0
5959 | 997.558 | 0
5960 | 997.388 | 0
5961 | 997.387 | 0
5962 | 996.949 | 0
5963 | 996.848 | 0
5964 | 996.8117 | 0
5965 | 996.8 | 0
5966 | 996.612 | 0
5967 | 996 | 0
5968 | 995.2755 | 0
5969 | 995.2 | 0
5970 | 995.2 | 0
5971 | 994.822 | 0
5972 | 994.4167 | 0
5973 | 994.4 | 0
5974 | 994.134 | 0
5975 | 994.1031 | 0
5976 | 993.966 | 0
5977 | 993.9174 | 0
5978 | 993.8319 | 0
5979 | 993.6875 | 0
5980 | 993.6 | 0
5981 | 993.5084 | 0
5982 | 993.2035 | 0
5983 | 992.8 | 0
5984 | 992.7355 | 0
5985 | 992.2165 | 0
5986 | 992.147 | 0
5987 | 992 | 0
5988 | 991.3731 | 0
5989 | 991.2 | 0
5990 | 991.14 | 0
5991 | 991.1314 | 0
5992 | 991.078 | 0
5993 | 991.068 | 0
5994 | 990.4614 | 0
5995 | 990.0065 | 0
5996 | 989.602 | 0
5997 | 989.561 | 0
5998 | 989.2744 | 0
5999 | 989.2744 | 0
6000 | 988.9209 | 0
6001 | 988.8 | 0
6002 | 988.8 | 0
6003 | 988.5389 | 0
6004 | 988.449 | 0
6005 | 988.3687 | 0
6006 | 988.3687 | 0
6007 | 987.833 | 0
6008 | 987.823 | 0
6009 | 987.594 | 0
6010 | 986.9251 | 0
6011 | 986.7115 | 0
6012 | 985.6059 | 0
6013 | 985.6 | 0
6014 | 985.6 | 0
6015 | 985.1178 | 0
6016 | 984.961 | 0
6017 | 984.8613 | 0
6018 | 984.8 | 0
6019 | 983.6487 | 0
6020 | 983.2 | 0
6021 | 983.0315 | 0
6022 | 982.8432 | 0
6023 | 982.8432 | 0
6024 | 982.402 | 0
6025 | 982.4 | 0
6026 | 981.6 | 0
6027 | 981.3959 | 0
6028 | 981.304 | 0
6029 | 980.994 | 0
6030 | 980.8 | 0
6031 | 980.4482 | 0
6032 | 980.197 | 0
6033 | 979.933 | 0
6034 | 979.2 | 0
6035 | 979.152 | 0
6036 | 979.12 | 0
6037 | 979.053 | 0
6038 | 978.9424 | 0
6039 | 978.516 | 0
6040 | 978.4 | 0
6041 | 978.4 | 0
6042 | 978.1652 | 0
6043 | 977.329 | 0
6044 | 977.25 | 0
6045 | 976.907 | 0
6046 | 976.828 | 0
6047 | 976.8 | 0
6048 | 976.8 | 0
6049 | 976.5554 | 0
6050 | 976.1213 | 0
6051 | 976.035 | 0
6052 | 976.002 | 0
6053 | 975.9364 | 0
6054 | 975.8383 | 0
6055 | 975.5698 | 0
6056 | 975.2784 | 0
6057 | 975.268 | 0
6058 | 974.5728 | 0
6059 | 974.555 | 0
6060 | 974.019 | 0
6061 | 973.8643 | 0
6062 | 973.8643 | 0
6063 | 973.6 | 0
6064 | 973.1736 | 0
6065 | 973.1736 | 0
6066 | 973.1736 | 0
6067 | 972.841 | 0
6068 | 972.737 | 0
6069 | 972.383 | 0
6070 | 972.3574 | 0
6071 | 972.165 | 0
6072 | 972 | 0
6073 | 971.536 | 0
6074 | 971.201 | 0
6075 | 971.2 | 0
6076 | 971.1397 | 0
6077 | 970.887 | 0
6078 | 970.8864 | 0
6079 | 970.741 | 0
6080 | 970.4 | 0
6081 | 970.3841 | 0
6082 | 970.1509 | 0
6083 | 969.7735 | 0
6084 | 969.506 | 0
6085 | 969.134 | 0
6086 | 969.0295 | 0
6087 | 968.9779 | 0
6088 | 968.8011 | 0
6089 | 968.8 | 0
6090 | 968.3737 | 0
6091 | 968.3388 | 0
6092 | 968 | 0
6093 | 967.693 | 0
6094 | 967.4928 | 0
6095 | 967.4233 | 0
6096 | 967.2088 | 0
6097 | 967.2 | 0
6098 | 967.2 | 0
6099 | 966.9575 | 0
6100 | 966.9575 | 0
6101 | 966.93 | 0
6102 | 966.5111 | 0
6103 | 966.2668 | 0
6104 | 966.192 | 0
6105 | 966.144 | 0
6106 | 965.839 | 0
6107 | 965.4739 | 0
6108 | 965.107 | 0
6109 | 964.8 | 0
6110 | 964.8 | 0
6111 | 964.4063 | 0
6112 | 964.1947 | 0
6113 | 964 | 0
6114 | 963.4036 | 0
6115 | 963.2 | 0
6116 | 963.2 | 0
6117 | 962.7957 | 0
6118 | 962.5079 | 0
6119 | 962.443 | 0
6120 | 962.4338 | 0
6121 | 962.0602 | 0
6122 | 961.6 | 0
6123 | 961.6 | 0
6124 | 961.5296 | 0
6125 | 961.4501 | 0
6126 | 961.3246 | 0
6127 | 961.0472 | 0
6128 | 961.001 | 0
6129 | 960.8 | 0
6130 | 960.752 | 0
6131 | 960.7413 | 0
6132 | 960.2503 | 0
6133 | 960 | 0
6134 | 960 | 0
6135 | 959.8536 | 0
6136 | 959.437 | 0
6137 | 958.726 | 0
6138 | 958.609 | 0
6139 | 958.182 | 0
6140 | 957.674 | 0
6141 | 957.647 | 0
6142 | 957.6 | 0
6143 | 957.6 | 0
6144 | 957.501 | 0
6145 | 956.9115 | 0
6146 | 956.861 | 0
6147 | 956.4739 | 0
6148 | 956.176 | 0
6149 | 956.176 | 0
6150 | 955.9065 | 0
6151 | 955.563 | 0
6152 | 955.4405 | 0
6153 | 955.36 | 0
6154 | 955.2158 | 0
6155 | 954.794 | 0
6156 | 954.5252 | 0
6157 | 954.5088 | 0
6158 | 954.4075 | 0
6159 | 954.4 | 0
6160 | 953.993 | 0
6161 | 953.6 | 0
6162 | 953.6 | 0
6163 | 953.4016 | 0
6164 | 952.8174 | 0
6165 | 952.8 | 0
6166 | 952.1242 | 0
6167 | 951.6977 | 0
6168 | 951.408 | 0
6169 | 951.2 | 0
6170 | 951.0801 | 0
6171 | 951.0274 | 0
6172 | 950.4987 | 0
6173 | 950.4 | 0
6174 | 950.4 | 0
6175 | 950.4 | 0
6176 | 949.841 | 0
6177 | 949.7888 | 0
6178 | 949.6904 | 0
6179 | 949.6 | 0
6180 | 949.6 | 0
6181 | 949.6 | 0
6182 | 949.6 | 0
6183 | 949.5925 | 0
6184 | 949.208 | 0
6185 | 948.6415 | 0
6186 | 948.631 | 0
6187 | 948.3591 | 0
6188 | 947.273 | 0
6189 | 946.9489 | 0
6190 | 946.4 | 0
6191 | 946.1464 | 0
6192 | 945.9468 | 0
6193 | 945.9063 | 0
6194 | 945.9063 | 0
6195 | 945.8787 | 0
6196 | 945.2549 | 0
6197 | 945.1432 | 0
6198 | 944.8 | 0
6199 | 944.397 | 0
6200 | 944.3424 | 0
6201 | 944.1649 | 0
6202 | 943.9799 | 0
6203 | 943.5293 | 0
6204 | 943.4742 | 0
6205 | 943.2 | 0
6206 | 943.2 | 0
6207 | 943.2 | 0
6208 | 942.426 | 0
6209 | 942.4 | 0
6210 | 942.4 | 0
6211 | 942.4 | 0
6212 | 942.4 | 0
6213 | 942.1656 | 0
6214 | 941.4022 | 0
6215 | 940.8 | 0
6216 | 939.5312 | 0
6217 | 939.3301 | 0
6218 | 939.3183 | 0
6219 | 939.259 | 0
6220 | 938.7295 | 0
6221 | 938.571 | 0
6222 | 937.788 | 0
6223 | 937.6 | 0
6224 | 936.9874 | 0
6225 | 936.9532 | 0
6226 | 936.672 | 0
6227 | 936.447 | 0
6228 | 936.0094 | 0
6229 | 936 | 0
6230 | 935.942 | 0
6231 | 935.4336 | 0
6232 | 935.0749 | 0
6233 | 934.4 | 0
6234 | 934.389 | 0
6235 | 934.3477 | 0
6236 | 934.1267 | 0
6237 | 934.1104 | 0
6238 | 933.8677 | 0
6239 | 933.853 | 0
6240 | 933.7278 | 0
6241 | 933.699 | 0
6242 | 933.6 | 0
6243 | 933.17 | 0
6244 | 933.114 | 0
6245 | 933.1028 | 0
6246 | 932.616 | 0
6247 | 932.4233 | 0
6248 | 932.415 | 0
6249 | 932 | 0
6250 | 932 | 0
6251 | 931.0419 | 0
6252 | 930.985 | 0
6253 | 930.64 | 0
6254 | 930.6139 | 0
6255 | 930.0798 | 0
6256 | 930.0669 | 0
6257 | 929.6605 | 0
6258 | 929.5402 | 0
6259 | 928.89 | 0
6260 | 928.5379 | 0
6261 | 928.2792 | 0
6262 | 927.5885 | 0
6263 | 927.2 | 0
6264 | 927.2 | 0
6265 | 926.8978 | 0
6266 | 926.8872 | 0
6267 | 926.8434 | 0
6268 | 926.6013 | 0
6269 | 925.5164 | 0
6270 | 925.2842 | 0
6271 | 924.9656 | 0
6272 | 924.647 | 0
6273 | 924 | 0
6274 | 923.2 | 0
6275 | 923.2 | 0
6276 | 923.0026 | 0
6277 | 923.0026 | 0
6278 | 922.415 | 0
6279 | 921.625 | 0
6280 | 921.6 | 0
6281 | 921.6 | 0
6282 | 920.542 | 0
6283 | 920.17 | 0
6284 | 920.1355 | 0
6285 | 920 | 0
6286 | 919.991 | 0
6287 | 919.3003 | 0
6288 | 918.666 | 0
6289 | 918.6645 | 0
6290 | 918.6096 | 0
6291 | 918.411 | 0
6292 | 918.4 | 0
6293 | 918.03 | 0
6294 | 917.901 | 0
6295 | 916.9976 | 0
6296 | 916.0101 | 0
6297 | 916 | 0
6298 | 915.603 | 0
6299 | 915.477 | 0
6300 | 915.255 | 0
6301 | 915.2 | 0
6302 | 914.8386 | 0
6303 | 914.3338 | 0
6304 | 914.2514 | 0
6305 | 914.0068 | 0
6306 | 913.5158 | 0
6307 | 912.0448 | 0
6308 | 912 | 0
6309 | 911.7028 | 0
6310 | 911.7028 | 0
6311 | 911.6949 | 0
6312 | 911.5146 | 0
6313 | 911.1879 | 0
6314 | 910.899 | 0
6315 | 910.3214 | 0
6316 | 909.1027 | 0
6317 | 908.4526 | 0
6318 | 908.0488 | 0
6319 | 907.915 | 0
6320 | 907.5587 | 0
6321 | 906.4 | 0
6322 | 906.4 | 0
6323 | 906.2351 | 0
6324 | 906.1606 | 0
6325 | 906.1606 | 0
6326 | 906.1208 | 0
6327 | 905.877 | 0
6328 | 905.6 | 0
6329 | 905.5732 | 0
6330 | 905.477 | 0
6331 | 905.4251 | 0
6332 | 905.259 | 0
6333 | 905.101 | 0
6334 | 904.8 | 0
6335 | 904.3835 | 0
6336 | 904.057 | 0
6337 | 904 | 0
6338 | 904 | 0
6339 | 903.9083 | 0
6340 | 903.8122 | 0
6341 | 903.735 | 0
6342 | 903.2 | 0
6343 | 902.483 | 0
6344 | 902.102 | 0
6345 | 901.6 | 0
6346 | 900.704 | 0
6347 | 900.697 | 0
6348 | 900.2029 | 0
6349 | 900.079 | 0
6350 | 899.6868 | 0
6351 | 899.541 | 0
6352 | 899.2 | 0
6353 | 898.8077 | 0
6354 | 898.5931 | 0
6355 | 898.574 | 0
6356 | 898.4 | 0
6357 | 898.155 | 0
6358 | 898.0699 | 0
6359 | 897.95 | 0
6360 | 897.6 | 0
6361 | 896.5867 | 0
6362 | 896 | 0
6363 | 895.8243 | 0
6364 | 895.1263 | 0
6365 | 895.1263 | 0
6366 | 895.0328 | 0
6367 | 894.9055 | 0
6368 | 894.813 | 0
6369 | 894.4 | 0
6370 | 893.7415 | 0
6371 | 892.9213 | 0
6372 | 892.8 | 0
6373 | 892.8 | 0
6374 | 891.925 | 0
6375 | 891.6729 | 0
6376 | 891.6729 | 0
6377 | 891.524 | 0
6378 | 891.267 | 0
6379 | 890.7147 | 0
6380 | 890.4 | 0
6381 | 890.4 | 0
6382 | 889.7008 | 0
6383 | 889.368 | 0
6384 | 889.2698 | 0
6385 | 889.2437 | 0
6386 | 889.005 | 0
6387 | 888.9102 | 0
6388 | 888.252 | 0
6389 | 888.082 | 0
6390 | 888.077 | 0
6391 | 888.0562 | 0
6392 | 888 | 0
6393 | 887.264 | 0
6394 | 887.0799 | 0
6395 | 886.366 | 0
6396 | 886.201 | 0
6397 | 886.193 | 0
6398 | 885.9086 | 0
6399 | 885.4685 | 0
6400 | 884.928 | 0
6401 | 883.3154 | 0
6402 | 883.2 | 0
6403 | 882.8525 | 0
6404 | 882.8417 | 0
6405 | 882.8235 | 0
6406 | 882.694 | 0
6407 | 882.651 | 0
6408 | 882.624 | 0
6409 | 882.579 | 0
6410 | 882.1064 | 0
6411 | 881.612 | 0
6412 | 881.4527 | 0
6413 | 881.3451 | 0
6414 | 880.938 | 0
6415 | 880.8 | 0
6416 | 880.622 | 0
6417 | 880 | 0
6418 | 879.9313 | 0
6419 | 879.7304 | 0
6420 | 879.2406 | 0
6421 | 879.0094 | 0
6422 | 878.5446 | 0
6423 | 878.4 | 0
6424 | 877.8811 | 0
6425 | 877.6 | 0
6426 | 877.3751 | 0
6427 | 876.805 | 0
6428 | 876.8 | 0
6429 | 876.8 | 0
6430 | 876.8 | 0
6431 | 876.5771 | 0
6432 | 876.383 | 0
6433 | 876.0043 | 0
6434 | 875.7872 | 0
6435 | 875.2 | 0
6436 | 874.7245 | 0
6437 | 874.2602 | 0
6438 | 874.205 | 0
6439 | 873.0622 | 0
6440 | 873.013 | 0
6441 | 872.9741 | 0
6442 | 872.0645 | 0
6443 | 871.996 | 0
6444 | 871.6431 | 0
6445 | 871.2 | 0
6446 | 870.547 | 0
6447 | 870.304 | 0
6448 | 870.2682 | 0
6449 | 870.2617 | 0
6450 | 869.633 | 0
6451 | 869.487 | 0
6452 | 866.892 | 0
6453 | 866.164 | 0
6454 | 866.1271 | 0
6455 | 864.861 | 0
6456 | 864.8 | 0
6457 | 864.1732 | 0
6458 | 863.605 | 0
6459 | 863.52 | 0
6460 | 863.2 | 0
6461 | 862.4134 | 0
6462 | 861.9735 | 0
6463 | 861.226 | 0
6464 | 860.9694 | 0
6465 | 860.8 | 0
6466 | 860.8 | 0
6467 | 860.713 | 0
6468 | 860.5921 | 0
6469 | 860.551 | 0
6470 | 859.624 | 0
6471 | 859.4179 | 0
6472 | 858.742 | 0
6473 | 858.4429 | 0
6474 | 858.4 | 0
6475 | 858.2665 | 0
6476 | 858.247 | 0
6477 | 857.2624 | 0
6478 | 857.0857 | 0
6479 | 856.951 | 0
6480 | 856.555 | 0
6481 | 856.2803 | 0
6482 | 856 | 0
6483 | 855.7574 | 0
6484 | 855.543 | 0
6485 | 855.4501 | 0
6486 | 855.4089 | 0
6487 | 855.2 | 0
6488 | 855.171 | 0
6489 | 854.4 | 0
6490 | 853.6 | 0
6491 | 853.2232 | 0
6492 | 852.8 | 0
6493 | 852.6441 | 0
6494 | 851.9365 | 0
6495 | 851.5291 | 0
6496 | 851.215 | 0
6497 | 851.2 | 0
6498 | 850.4 | 0
6499 | 850.341 | 0
6500 | 849.9704 | 0
6501 | 848.8505 | 0
6502 | 848.7901 | 0
6503 | 848.4842 | 0
6504 | 848.1616 | 0
6505 | 848.1598 | 0
6506 | 848 | 0
6507 | 847.2718 | 0
6508 | 846.3463 | 0
6509 | 846.0043 | 0
6510 | 845.6 | 0
6511 | 845.369 | 0
6512 | 845.333 | 0
6513 | 845.2702 | 0
6514 | 844.8066 | 0
6515 | 844.7064 | 0
6516 | 843.9182 | 0
6517 | 843.7136 | 0
6518 | 843.2 | 0
6519 | 842.753 | 0
6520 | 842.1704 | 0
6521 | 842.0808 | 0
6522 | 840.5623 | 0
6523 | 840 | 0
6524 | 840 | 0
6525 | 839.555 | 0
6526 | 839.44 | 0
6527 | 838.4 | 0
6528 | 838.4 | 0
6529 | 837.4805 | 0
6530 | 837.0277 | 0
6531 | 836.8 | 0
6532 | 836.64 | 0
6533 | 836 | 0
6534 | 835.9855 | 0
6535 | 835.7275 | 0
6536 | 835.519 | 0
6537 | 833.8618 | 0
6538 | 833.363 | 0
6539 | 832.2691 | 0
6540 | 831.2 | 0
6541 | 831.19 | 0
6542 | 831.1376 | 0
6543 | 830.0973 | 0
6544 | 829.986 | 0
6545 | 829.6 | 0
6546 | 829.113 | 0
6547 | 828.8 | 0
6548 | 828.8 | 0
6549 | 828.8 | 0
6550 | 828.4586 | 0
6551 | 828.43 | 0
6552 | 828.2161 | 0
6553 | 827.5326 | 0
6554 | 827.2 | 0
6555 | 826.7486 | 0
6556 | 826.6632 | 0
6557 | 826.5843 | 0
6558 | 826.4 | 0
6559 | 825.915 | 0
6560 | 825.6 | 0
6561 | 824.194 | 0
6562 | 823.7824 | 0
6563 | 823.5547 | 0
6564 | 823.2952 | 0
6565 | 823.2952 | 0
6566 | 822.6911 | 0
6567 | 822.307 | 0
6568 | 822.233 | 0
6569 | 821.2232 | 0
6570 | 820.8 | 0
6571 | 820.686 | 0
6572 | 820.5325 | 0
6573 | 820.5103 | 0
6574 | 820 | 0
6575 | 819.4309 | 0
6576 | 819.3456 | 0
6577 | 818.6338 | 0
6578 | 818.4 | 0
6579 | 817.356 | 0
6580 | 817.3512 | 0
6581 | 816.4272 | 0
6582 | 816 | 0
6583 | 815.6977 | 0
6584 | 815.3764 | 0
6585 | 815.3764 | 0
6586 | 814.7659 | 0
6587 | 813.6256 | 0
6588 | 813.6256 | 0
6589 | 813.6014 | 0
6590 | 813.6 | 0
6591 | 812.644 | 0
6592 | 812.402 | 0
6593 | 812.063 | 0
6594 | 812 | 0
6595 | 811.981 | 0
6596 | 811.5093 | 0
6597 | 810.397 | 0
6598 | 809.4815 | 0
6599 | 809.242 | 0
6600 | 808.8 | 0
6601 | 807.601 | 0
6602 | 806.8654 | 0
6603 | 806.512 | 0
6604 | 806.1299 | 0
6605 | 806.027 | 0
6606 | 805.6 | 0
6607 | 804.961 | 0
6608 | 804.6468 | 0
6609 | 803.82 | 0
6610 | 803.013 | 0
6611 | 802.622 | 0
6612 | 802.2911 | 0
6613 | 802.242 | 0
6614 | 802.2369 | 0
6615 | 801.8299 | 0
6616 | 800.5026 | 0
6617 | 799.5406 | 0
6618 | 799.2 | 0
6619 | 799.112 | 0
6620 | 799.087 | 0
6621 | 798.5303 | 0
6622 | 798.4 | 0
6623 | 797.7399 | 0
6624 | 797.6 | 0
6625 | 797.6 | 0
6626 | 797.587 | 0
6627 | 796.5663 | 0
6628 | 795.2945 | 0
6629 | 793.1348 | 0
6630 | 792 | 0
6631 | 791.3395 | 0
6632 | 791.2837 | 0
6633 | 790.3815 | 0
6634 | 789.213 | 0
6635 | 788.801 | 0
6636 | 787.8808 | 0
6637 | 785.5354 | 0
6638 | 785.1463 | 0
6639 | 784.8 | 0
6640 | 784.8 | 0
6641 | 784.747 | 0
6642 | 784.7098 | 0
6643 | 782.7914 | 0
6644 | 782.6071 | 0
6645 | 782.5933 | 0
6646 | 782.5449 | 0
6647 | 781.83 | 0
6648 | 781.8035 | 0
6649 | 780.4728 | 0
6650 | 780.334 | 0
6651 | 780 | 0
6652 | 779.6512 | 0
6653 | 779.2 | 0
6654 | 779.2 | 0
6655 | 778.4 | 0
6656 | 777.6212 | 0
6657 | 777.272 | 0
6658 | 776.4017 | 0
6659 | 776.1206 | 0
6660 | 774.9473 | 0
6661 | 774.4 | 0
6662 | 773.4902 | 0
6663 | 772.296 | 0
6664 | 771.604 | 0
6665 | 771.2136 | 0
6666 | 770.837 | 0
6667 | 770.8032 | 0
6668 | 770.8032 | 0
6669 | 769.6 | 0
6670 | 768.029 | 0
6671 | 768 | 0
6672 | 767.602 | 0
6673 | 764 | 0
6674 | 762.515 | 0
6675 | 761.9789 | 0
6676 | 761.6585 | 0
6677 | 760 | 0
6678 | 759.7922 | 0
6679 | 759.475 | 0
6680 | 759.2 | 0
6681 | 758.1283 | 0
6682 | 758.1283 | 0
6683 | 756.9896 | 0
6684 | 756.9896 | 0
6685 | 756.627 | 0
6686 | 756.271 | 0
6687 | 755.2 | 0
6688 | 754.857 | 0
6689 | 754.4 | 0
6690 | 753.773 | 0
6691 | 752.979 | 0
6692 | 752.8 | 0
6693 | 752.1548 | 0
6694 | 750.2304 | 0
6695 | 750.082 | 0
6696 | 747.1449 | 0
6697 | 746.5353 | 0
6698 | 745.043 | 0
6699 | 743.1759 | 0
6700 | 741.7717 | 0
6701 | 741.6 | 0
6702 | 741.6 | 0
6703 | 740.535 | 0
6704 | 740.237 | 0
6705 | 739.3182 | 0
6706 | 739.0318 | 0
6707 | 738.4 | 0
6708 | 738.0913 | 0
6709 | 736.9597 | 0
6710 | 734.6806 | 0
6711 | 734.4698 | 0
6712 | 734.4 | 0
6713 | 733.5934 | 0
6714 | 730.0529 | 0
6715 | 729.6 | 0
6716 | 729.5043 | 0
6717 | 728.8 | 0
6718 | 728.4592 | 0
6719 | 727.5949 | 0
6720 | 727.2 | 0
6721 | 726.714 | 0
6722 | 725.6 | 0
6723 | 724.5973 | 0
6724 | 723.729 | 0
6725 | 723.2 | 0
6726 | 721.6 | 0
6727 | 720.8 | 0
6728 | 720.5879 | 0
6729 | 720.376 | 0
6730 | 717.6 | 0
6731 | 716.923 | 0
6732 | 716.419 | 0
6733 | 716.3965 | 0
6734 | 716.2392 | 0
6735 | 715.847 | 0
6736 | 715.8188 | 0
6737 | 715.661 | 0
6738 | 715.5485 | 0
6739 | 714.1672 | 0
6740 | 714.13 | 0
6741 | 713.6 | 0
6742 | 713.0577 | 0
6743 | 712.7858 | 0
6744 | 711.9834 | 0
6745 | 709.9428 | 0
6746 | 709.607 | 0
6747 | 708.8 | 0
6748 | 708.5433 | 0
6749 | 707.951 | 0
6750 | 706.4 | 0
6751 | 706.0992 | 0
6752 | 705.6 | 0
6753 | 704.9694 | 0
6754 | 704.9694 | 0
6755 | 704.878 | 0
6756 | 704 | 0
6757 | 700.8 | 0
6758 | 700.377 | 0
6759 | 699.2 | 0
6760 | 697.6 | 0
6761 | 697.26 | 0
6762 | 692.7019 | 0
6763 | 691.8841 | 0
6764 | 691.327 | 0
6765 | 690.747 | 0
6766 | 689.9172 | 0
6767 | 689.6 | 0
6768 | 689.6 | 0
6769 | 688.6006 | 0
6770 | 686.5273 | 0
6771 | 686.4 | 0
6772 | 686.4 | 0
6773 | 683.53 | 0
6774 | 682.6487 | 0
6775 | 680.187 | 0
6776 | 680.172 | 0
6777 | 679.439 | 0
6778 | 679.251 | 0
6779 | 678.563 | 0
6780 | 677.6 | 0
6781 | 676.8 | 0
6782 | 675.2074 | 0
6783 | 674.8497 | 0
6784 | 674.256 | 0
6785 | 673.7052 | 0
6786 | 672.9677 | 0
6787 | 672.0078 | 0
6788 | 671.56 | 0
6789 | 671.4383 | 0
6790 | 671.3979 | 0
6791 | 668.8 | 0
6792 | 668.5877 | 0
6793 | 667.766 | 0
6794 | 666.613 | 0
6795 | 664.4379 | 0
6796 | 663.439 | 0
6797 | 662.3137 | 0
6798 | 662.126 | 0
6799 | 660.137 | 0
6800 | 658.296 | 0
6801 | 657.357 | 0
6802 | 657.248 | 0
6803 | 656.8 | 0
6804 | 652.0056 | 0
6805 | 650.269 | 0
6806 | 649.4642 | 0
6807 | 646.748 | 0
6808 | 644.2323 | 0
6809 | 642.919 | 0
6810 | 641.0608 | 0
6811 | 639.7638 | 0
6812 | 639.3445 | 0
6813 | 638.4 | 0
6814 | 637.627 | 0
6815 | 636.197 | 0
6816 | 635.2 | 0
6817 | 632.529 | 0
6818 | 631.5235 | 0
6819 | 627.109 | 0
6820 | 626.4 | 0
6821 | 625.816 | 0
6822 | 624.6762 | 0
6823 | 624.5034 | 0
6824 | 622.722 | 0
6825 | 622.3062 | 0
6826 | 621.669 | 0
6827 | 619.025 | 0
6828 | 618.959 | 0
6829 | 618.406 | 0
6830 | 617.579 | 0
6831 | 615.896 | 0
6832 | 615.8259 | 0
6833 | 615.277 | 0
6834 | 612.699 | 0
6835 | 609.2833 | 0
6836 | 609.1832 | 0
6837 | 607.8018 | 0
6838 | 606.677 | 0
6839 | 606.4 | 0
6840 | 606.0119 | 0
6841 | 603.316 | 0
6842 | 602.4 | 0
6843 | 602.2764 | 0
6844 | 601.179 | 0
6845 | 596.8 | 0
6846 | 596.201 | 0
6847 | 596 | 0
6848 | 594.4 | 0
6849 | 594.4 | 0
6850 | 593.7445 | 0
6851 | 593.572 | 0
6852 | 593.521 | 0
6853 | 592.8 | 0
6854 | 592.386 | 0
6855 | 592.271 | 0
6856 | 592.193 | 0
6857 | 587.2298 | 0
6858 | 586.4 | 0
6859 | 585.8407 | 0
6860 | 584.9195 | 0
6861 | 583.859 | 0
6862 | 583.145 | 0
6863 | 580.8 | 0
6864 | 576.8 | 0
6865 | 574.5564 | 0
6866 | 571.13 | 0
6867 | 567.8021 | 0
6868 | 565.025 | 0
6869 | 563.4848 | 0
6870 | 561.581 | 0
6871 | 559.198 | 0
6872 | 558.473 | 0
6873 | 557.6649 | 0
6874 | 556.7111 | 0
6875 | 552.934 | 0
6876 | 551.2 | 0
6877 | 551.1658 | 0
6878 | 550.7832 | 0
6879 | 546.3104 | 0
6880 | 545.507 | 0
6881 | 544.574 | 0
6882 | 537.6301 | 0
6883 | 536.721 | 0
6884 | 534.4 | 0
6885 | 533.643 | 0
6886 | 532.414 | 0
6887 | 531.2024 | 0
6888 | 526.4 | 0
6889 | 524.3525 | 0
6890 | 520.8758 | 0
6891 | 520.632 | 0
6892 | 516.8685 | 0
6893 | 512.7793 | 0
6894 | 511.4393 | 0
6895 | 511.2727 | 0
6896 | 506.2713 | 0
6897 | 505.6 | 0
6898 | 505.6 | 0
6899 | 505.286 | 0
6900 | 504 | 0
6901 | 504 | 0
6902 | 503.248 | 0
6903 | 503.2 | 0
6904 | 502.0396 | 0
6905 | 502.0396 | 0
6906 | 501.6 | 0
6907 | 500.197 | 0
6908 | 498.735 | 0
6909 | 498.4 | 0
6910 | 498.4 | 0
6911 | 498.4 | 0
6912 | 497.6 | 0
6913 | 496.7951 | 0
6914 | 496.4614 | 0
6915 | 496.4614 | 0
6916 | 496.4614 | 0
6917 | 495.6645 | 0
6918 | 495.6049 | 0
6919 | 490.41 | 0
6920 | 489.888 | 0
6921 | 487.2 | 0
6922 | 485.7777 | 0
6923 | 485.6 | 0
6924 | 485.3049 | 0
6925 | 484.8 | 0
6926 | 483.7112 | 0
6927 | 482.5196 | 0
6928 | 481.147 | 0
6929 | 480.8 | 0
6930 | 479.2755 | 0
6931 | 478.9298 | 0
6932 | 478.6691 | 0
6933 | 477.6 | 0
6934 | 475.7423 | 0
6935 | 472 | 0
6936 | 472 | 0
6937 | 470.5752 | 0
6938 | 470.1641 | 0
6939 | 469.188 | 0
6940 | 467.2 | 0
6941 | 465.3827 | 0
6942 | 460.316 | 0
6943 | 458.959 | 0
6944 | 457.786 | 0
6945 | 455.687 | 0
6946 | 453.9145 | 0
6947 | 452.8416 | 0
6948 | 451.698 | 0
6949 | 451.248 | 0
6950 | 450.4 | 0
6951 | 448.6481 | 0
6952 | 445.515 | 0
6953 | 442.969 | 0
6954 | 442.7905 | 0
6955 | 440.8103 | 0
6956 | 437.884 | 0
6957 | 436.2411 | 0
6958 | 433.4498 | 0
6959 | 433.137 | 0
6960 | 432.662 | 0
6961 | 431.2 | 0
6962 | 426.0894 | 0
6963 | 424 | 0
6964 | 423.3979 | 0
6965 | 423.123 | 0
6966 | 422.9472 | 0
6967 | 421.6 | 0
6968 | 419.9601 | 0
6969 | 416.8 | 0
6970 | 415.99 | 0
6971 | 414.3719 | 0
6972 | 413.609 | 0
6973 | 413.157 | 0
6974 | 412.0002 | 0
6975 | 410.829 | 0
6976 | 410.4 | 0
6977 | 408.8037 | 0
6978 | 408.03 | 0
6979 | 407.546 | 0
6980 | 406.4615 | 0
6981 | 406.4429 | 0
6982 | 403.1901 | 0
6983 | 402.4 | 0
6984 | 400.8348 | 0
6985 | 399.101 | 0
6986 | 397.7894 | 0
6987 | 397.6 | 0
6988 | 396.46 | 0
6989 | 395.2318 | 0
6990 | 394.4 | 0
6991 | 393.167 | 0
6992 | 392.5583 | 0
6993 | 390.9227 | 0
6994 | 390.4 | 0
6995 | 390.1049 | 0
6996 | 389.912 | 0
6997 | 389.328 | 0
6998 | 388.4692 | 0
6999 | 387.2 | 0
7000 | 386.8335 | 0
7001 | 385.6939 | 0
7002 | 385.522 | 0
7003 | 384.0224 | 0
7004 | 384 | 0
7005 | 382.4 | 0
7006 | 382.4 | 0
7007 | 381.8331 | 0
7008 | 381.6 | 0
7009 | 380.8 | 0
7010 | 380 | 0
7011 | 378.6719 | 0
7012 | 378.4 | 0
7013 | 378.4 | 0
7014 | 378.0493 | 0
7015 | 376.9281 | 0
7016 | 375.588 | 0
7017 | 375.3839 | 0
7018 | 375.337 | 0
7019 | 371.3765 | 0
7020 | 369.6591 | 0
7021 | 369.6 | 0
7022 | 368.8 | 0
7023 | 368.1624 | 0
7024 | 367.3655 | 0
7025 | 367.2 | 0
7026 | 365.57 | 0
7027 | 364.7608 | 0
7028 | 364.693 | 0
7029 | 364.5171 | 0
7030 | 364.5053 | 0
7031 | 362.2986 | 0
7032 | 361.6 | 0
7033 | 357.9482 | 0
7034 | 357.6 | 0
7035 | 355.547 | 0
7036 | 354.6912 | 0
7037 | 354.4 | 0
7038 | 354.4 | 0
7039 | 353.747 | 0
7040 | 352 | 0
7041 | 348.83 | 0
7042 | 345.786 | 0
7043 | 345.2975 | 0
7044 | 344.9167 | 0
7045 | 344.1836 | 0
7046 | 343.658 | 0
7047 | 342.4 | 0
7048 | 341.8528 | 0
7049 | 341.456 | 0
7050 | 341.0682 | 0
7051 | 339.258 | 0
7052 | 338.7742 | 0
7053 | 337.397 | 0
7054 | 335.666 | 0
7055 | 335.2 | 0
7056 | 334.3604 | 0
7057 | 333.8962 | 0
7058 | 333.853 | 0
7059 | 333.7513 | 0
7060 | 332.224 | 0
7061 | 332.0389 | 0
7062 | 331.6128 | 0
7063 | 331.2 | 0
7064 | 330.448 | 0
7065 | 329.9117 | 0
7066 | 329.489 | 0
7067 | 329.02 | 0
7068 | 328.2074 | 0
7069 | 325.6 | 0
7070 | 324.8 | 0
7071 | 324.56 | 0
7072 | 324.3335 | 0
7073 | 324.2289 | 0
7074 | 323.0428 | 0
7075 | 322.859 | 0
7076 | 322.6469 | 0
7077 | 320.018 | 0
7078 | 318.7732 | 0
7079 | 318.4 | 0
7080 | 318.4 | 0
7081 | 317.159 | 0
7082 | 316 | 0
7083 | 315.607 | 0
7084 | 315.351 | 0
7085 | 315.114 | 0
7086 | 314.692 | 0
7087 | 313.792 | 0
7088 | 313.222 | 0
7089 | 311.517 | 0
7090 | 311.492 | 0
7091 | 309.6 | 0
7092 | 309.2214 | 0
7093 | 308.8 | 0
7094 | 308.0162 | 0
7095 | 307.5989 | 0
7096 | 307.348 | 0
7097 | 307.065 | 0
7098 | 306.2691 | 0
7099 | 306.2603 | 0
7100 | 305.8684 | 0
7101 | 305.6 | 0
7102 | 305.6 | 0
7103 | 304.539 | 0
7104 | 304.4113 | 0
7105 | 304.1927 | 0
7106 | 303.9311 | 0
7107 | 303.4149 | 0
7108 | 303.4149 | 0
7109 | 303.3544 | 0
7110 | 302.7034 | 0
7111 | 302.5368 | 0
7112 | 302.4 | 0
7113 | 302.112 | 0
7114 | 301.357 | 0
7115 | 301.2237 | 0
7116 | 300.6751 | 0
7117 | 299.716 | 0
7118 | 299.592 | 0
7119 | 299.2 | 0
7120 | 298.518 | 0
7121 | 298.5079 | 0
7122 | 298.4 | 0
7123 | 298.368 | 0
7124 | 298.2132 | 0
7125 | 297.305 | 0
7126 | 296.8 | 0
7127 | 296.8 | 0
7128 | 296.8 | 0
7129 | 296.7904 | 0
7130 | 296.104 | 0
7131 | 296 | 0
7132 | 296 | 0
7133 | 295.6455 | 0
7134 | 295.44 | 0
7135 | 294.906 | 0
7136 | 293.6009 | 0
7137 | 293.6 | 0
7138 | 293.458 | 0
7139 | 292.8 | 0
7140 | 292.731 | 0
7141 | 292.6697 | 0
7142 | 292 | 0
7143 | 292 | 0
7144 | 291.2 | 0
7145 | 291.2 | 0
7146 | 291.076 | 0
7147 | 290.153 | 0
7148 | 289.9125 | 0
7149 | 289.7979 | 0
7150 | 288.999 | 0
7151 | 288.8 | 0
7152 | 288.152 | 0
7153 | 287.755 | 0
7154 | 287.6502 | 0
7155 | 287.4671 | 0
7156 | 287.4345 | 0
7157 | 287.2 | 0
7158 | 287.2 | 0
7159 | 287.073 | 0
7160 | 286.4047 | 0
7161 | 286.349 | 0
7162 | 285.6 | 0
7163 | 285.1363 | 0
7164 | 285.122 | 0
7165 | 284.8 | 0
7166 | 284.3594 | 0
7167 | 284.243 | 0
7168 | 284.013 | 0
7169 | 283.6922 | 0
7170 | 283.5824 | 0
7171 | 283.379 | 0
7172 | 282.8055 | 0
7173 | 282.4089 | 0
7174 | 282.4 | 0
7175 | 282.1513 | 0
7176 | 281.969 | 0
7177 | 281.7887 | 0
7178 | 281.691 | 0
7179 | 281.379 | 0
7180 | 281.28 | 0
7181 | 281.168 | 0
7182 | 280.8 | 0
7183 | 280.4747 | 0
7184 | 280.4042 | 0
7185 | 280.1859 | 0
7186 | 279.8454 | 0
7187 | 279.7078 | 0
7188 | 279.4598 | 0
7189 | 279.2 | 0
7190 | 279.2 | 0
7191 | 278.9208 | 0
7192 | 278.114 | 0
7193 | 276.424 | 0
7194 | 276.33 | 0
7195 | 276.252 | 0
7196 | 276.049 | 0
7197 | 276 | 0
7198 | 275.21 | 0
7199 | 275.2 | 0
7200 | 274.8922 | 0
7201 | 274.4 | 0
7202 | 274.291 | 0
7203 | 273.5706 | 0
7204 | 273.494 | 0
7205 | 273.0489 | 0
7206 | 272.738 | 0
7207 | 272 | 0
7208 | 272 | 0
7209 | 271.406 | 0
7210 | 270.4 | 0
7211 | 270.3306 | 0
7212 | 269.8053 | 0
7213 | 269.6 | 0
7214 | 269.3482 | 0
7215 | 269.159 | 0
7216 | 269.004 | 0
7217 | 268.4554 | 0
7218 | 268.3642 | 0
7219 | 268 | 0
7220 | 268 | 0
7221 | 267.984 | 0
7222 | 267.282 | 0
7223 | 267.096 | 0
7224 | 266.4 | 0
7225 | 265.6099 | 0
7226 | 264.8 | 0
7227 | 264.437 | 0
7228 | 264 | 0
7229 | 263.906 | 0
7230 | 262.5234 | 0
7231 | 261.8282 | 0
7232 | 261.6 | 0
7233 | 261.3999 | 0
7234 | 261.2493 | 0
7235 | 260.8 | 0
7236 | 260.5825 | 0
7237 | 260.2743 | 0
7238 | 259.577 | 0
7239 | 259.2 | 0
7240 | 258.885 | 0
7241 | 258.7204 | 0
7242 | 258.151 | 0
7243 | 257.376 | 0
7244 | 257.187 | 0
7245 | 256.8 | 0
7246 | 256.165 | 0
7247 | 256.129 | 0
7248 | 255.553 | 0
7249 | 255.342 | 0
7250 | 255.2 | 0
7251 | 254.785 | 0
7252 | 254.4 | 0
7253 | 251.848 | 0
7254 | 251.672 | 0
7255 | 251.6319 | 0
7256 | 251.4089 | 0
7257 | 250.683 | 0
7258 | 249.9566 | 0
7259 | 248.7805 | 0
7260 | 248.715 | 0
7261 | 247.8433 | 0
7262 | 247.4402 | 0
7263 | 246.5742 | 0
7264 | 246.4 | 0
7265 | 246.146 | 0
7266 | 245.6 | 0
7267 | 244.5879 | 0
7268 | 244.417 | 0
7269 | 243.992 | 0
7270 | 243.8114 | 0
7271 | 243.7133 | 0
7272 | 243.4565 | 0
7273 | 243.2 | 0
7274 | 243.2 | 0
7275 | 242.4 | 0
7276 | 241.5452 | 0
7277 | 241.0487 | 0
7278 | 240.544 | 0
7279 | 239.297 | 0
7280 | 239.2 | 0
7281 | 238.4 | 0
7282 | 237.6 | 0
7283 | 237.6 | 0
7284 | 237.6 | 0
7285 | 237.5953 | 0
7286 | 236.4577 | 0
7287 | 236.2455 | 0
7288 | 236.1892 | 0
7289 | 236.1892 | 0
7290 | 236.032 | 0
7291 | 236 | 0
7292 | 235.767 | 0
7293 | 235.761 | 0
7294 | 235.535 | 0
7295 | 235.4123 | 0
7296 | 235.207 | 0
7297 | 235.0545 | 0
7298 | 234.947 | 0
7299 | 234.8325 | 0
7300 | 234.8325 | 0
7301 | 234.813 | 0
7302 | 234.455 | 0
7303 | 234.4 | 0
7304 | 234.4 | 0
7305 | 234.3197 | 0
7306 | 233.76 | 0
7307 | 233.4883 | 0
7308 | 233.438 | 0
7309 | 233.034 | 0
7310 | 232.2637 | 0
7311 | 231.2 | 0
7312 | 231.095 | 0
7313 | 230.7506 | 0
7314 | 230.7506 | 0
7315 | 230.684 | 0
7316 | 230.659 | 0
7317 | 230.4 | 0
7318 | 230.4 | 0
7319 | 229.93 | 0
7320 | 229.1968 | 0
7321 | 228.8 | 0
7322 | 228.6164 | 0
7323 | 228.4266 | 0
7324 | 228.211 | 0
7325 | 227.9257 | 0
7326 | 227.8445 | 0
7327 | 227.812 | 0
7328 | 227.6429 | 0
7329 | 227.2 | 0
7330 | 227.0213 | 0
7331 | 226.7086 | 0
7332 | 226.4 | 0
7333 | 226.3163 | 0
7334 | 226.1197 | 0
7335 | 225.957 | 0
7336 | 225.678 | 0
7337 | 225.6 | 0
7338 | 225.1445 | 0
7339 | 224.739 | 0
7340 | 224.5351 | 0
7341 | 224.458 | 0
7342 | 224.034 | 0
7343 | 224.0097 | 0
7344 | 224 | 0
7345 | 223.7816 | 0
7346 | 223.7582 | 0
7347 | 223.5096 | 0
7348 | 223.2 | 0
7349 | 223.2 | 0
7350 | 222.3318 | 0
7351 | 222.2043 | 0
7352 | 221.6323 | 0
7353 | 221.6 | 0
7354 | 221.19 | 0
7355 | 220.4508 | 0
7356 | 220.236 | 0
7357 | 220 | 0
7358 | 219.8735 | 0
7359 | 219.6375 | 0
7360 | 218.574 | 0
7361 | 218.4 | 0
7362 | 217.414 | 0
7363 | 216.663 | 0
7364 | 216.305 | 0
7365 | 216.0103 | 0
7366 | 215.288 | 0
7367 | 215.2119 | 0
7368 | 213.658 | 0
7369 | 212.04 | 0
7370 | 211.973 | 0
7371 | 211.252 | 0
7372 | 211.1465 | 0
7373 | 210.894 | 0
7374 | 210.6517 | 0
7375 | 210.4 | 0
7376 | 210.344 | 0
7377 | 210.0695 | 0
7378 | 209.928 | 0
7379 | 209.7018 | 0
7380 | 209.6 | 0
7381 | 209.471 | 0
7382 | 209.159 | 0
7383 | 207.884 | 0
7384 | 207.7449 | 0
7385 | 207.6748 | 0
7386 | 207.2309 | 0
7387 | 207.2 | 0
7388 | 207.0754 | 0
7389 | 206.5145 | 0
7390 | 206.4 | 0
7391 | 206.3667 | 0
7392 | 205.8624 | 0
7393 | 205.306 | 0
7394 | 205.1622 | 0
7395 | 205.1331 | 0
7396 | 205.13 | 0
7397 | 204.826 | 0
7398 | 204.693 | 0
7399 | 204.599 | 0
7400 | 204 | 0
7401 | 204 | 0
7402 | 203.7794 | 0
7403 | 203.767 | 0
7404 | 203.5578 | 0
7405 | 203.5454 | 0
7406 | 203.2065 | 0
7407 | 203.2 | 0
7408 | 203.03 | 0
7409 | 202.7269 | 0
7410 | 202.713 | 0
7411 | 202.4179 | 0
7412 | 201.4499 | 0
7413 | 200.9569 | 0
7414 | 200.8 | 0
7415 | 200 | 0
7416 | 199.8194 | 0
7417 | 199.5505 | 0
7418 | 199.3876 | 0
7419 | 199.2 | 0
7420 | 199.2 | 0
7421 | 199.0353 | 0
7422 | 198.9214 | 0
7423 | 198.7923 | 0
7424 | 198.151 | 0
7425 | 198.1192 | 0
7426 | 197.9358 | 0
7427 | 197.6 | 0
7428 | 197.3423 | 0
7429 | 197.097 | 0
7430 | 197.082 | 0
7431 | 197.058 | 0
7432 | 196.406 | 0
7433 | 195.7169 | 0
7434 | 195.463 | 0
7435 | 195.2 | 0
7436 | 195.0115 | 0
7437 | 194.8402 | 0
7438 | 194.696 | 0
7439 | 194.577 | 0
7440 | 193.991 | 0
7441 | 193.831 | 0
7442 | 193.6 | 0
7443 | 193.3915 | 0
7444 | 193.0078 | 0
7445 | 192.8 | 0
7446 | 192.7008 | 0
7447 | 192.296 | 0
7448 | 192 | 0
7449 | 191.45 | 0
7450 | 191.3722 | 0
7451 | 191.2 | 0
7452 | 189.7642 | 0
7453 | 189.5525 | 0
7454 | 188.5567 | 0
7455 | 187.2 | 0
7456 | 186.914 | 0
7457 | 186.6658 | 0
7458 | 186.4652 | 0
7459 | 186.389 | 0
7460 | 186.0829 | 0
7461 | 185.868 | 0
7462 | 185.6882 | 0
7463 | 185.42 | 0
7464 | 185.3969 | 0
7465 | 185.2027 | 0
7466 | 184.122 | 0
7467 | 183.582 | 0
7468 | 183.44 | 0
7469 | 183.1445 | 0
7470 | 183.063 | 0
7471 | 182.8679 | 0
7472 | 182.0764 | 0
7473 | 182.026 | 0
7474 | 182.01 | 0
7475 | 181.7586 | 0
7476 | 181.6734 | 0
7477 | 181.6499 | 0
7478 | 181.636 | 0
7479 | 181.6015 | 0
7480 | 181.355 | 0
7481 | 181.302 | 0
7482 | 181.165 | 0
7483 | 181.0159 | 0
7484 | 180.5099 | 0
7485 | 180 | 0
7486 | 180 | 0
7487 | 178.8941 | 0
7488 | 178.8871 | 0
7489 | 178.704 | 0
7490 | 177.796 | 0
7491 | 176.7969 | 0
7492 | 176.3999 | 0
7493 | 175.9232 | 0
7494 | 174.4073 | 0
7495 | 173.99 | 0
7496 | 173.6 | 0
7497 | 173.54 | 0
7498 | 172.671 | 0
7499 | 171.9803 | 0
7500 | 171.8487 | 0
7501 | 171.2 | 0
7502 | 170.769 | 0
7503 | 170.644 | 0
7504 | 170.605 | 0
7505 | 169.6 | 0
7506 | 169.2818 | 0
7507 | 168.6547 | 0
7508 | 168.473 | 0
7509 | 168.345 | 0
7510 | 168.3081 | 0
7511 | 168 | 0
7512 | 167.4831 | 0
7513 | 167.046 | 0
7514 | 164.8 | 0
7515 | 164.7109 | 0
7516 | 163.4921 | 0
7517 | 163.2 | 0
7518 | 163.157 | 0
7519 | 162.5652 | 0
7520 | 160.8 | 0
7521 | 160.732 | 0
7522 | 160.3938 | 0
7523 | 160.064 | 0
7524 | 159.9664 | 0
7525 | 159.6078 | 0
7526 | 159.508 | 0
7527 | 158.4 | 0
7528 | 158.372 | 0
7529 | 157.4013 | 0
7530 | 156.96 | 0
7531 | 156.897 | 0
7532 | 156.1646 | 0
7533 | 155.6841 | 0
7534 | 155.4039 | 0
7535 | 155.4039 | 0
7536 | 154.285 | 0
7537 | 153.6 | 0
7538 | 152.6909 | 0
7539 | 152.29 | 0
7540 | 152.1164 | 0
7541 | 151.282 | 0
7542 | 151.211 | 0
7543 | 150.5308 | 0
7544 | 150.4 | 0
7545 | 149.6 | 0
7546 | 149.362 | 0
7547 | 148.8 | 0
7548 | 148.8 | 0
7549 | 148 | 0
7550 | 147.3263 | 0
7551 | 147.249 | 0
7552 | 147.1628 | 0
7553 | 145.633 | 0
7554 | 145.6072 | 0
7555 | 144.5105 | 0
7556 | 144.11 | 0
7557 | 142.4 | 0
7558 | 142.371 | 0
7559 | 141.4846 | 0
7560 | 141.382 | 0
7561 | 140.8 | 0
7562 | 140 | 0
7563 | 139.948 | 0
7564 | 139.8489 | 0
7565 | 139.2 | 0
7566 | 138.7688 | 0
7567 | 138.494 | 0
7568 | 138.479 | 0
7569 | 138.4 | 0
7570 | 138.295 | 0
7571 | 138.2778 | 0
7572 | 138.2668 | 0
7573 | 137.6387 | 0
7574 | 137.6 | 0
7575 | 137.552 | 0
7576 | 137.5422 | 0
7577 | 136.8 | 0
7578 | 136.8 | 0
7579 | 136.2679 | 0
7580 | 136.0712 | 0
7581 | 135.9137 | 0
7582 | 135.7598 | 0
7583 | 135.505 | 0
7584 | 135.46 | 0
7585 | 135.2 | 0
7586 | 135.1872 | 0
7587 | 134.638 | 0
7588 | 132.8 | 0
7589 | 132.6113 | 0
7590 | 132.4947 | 0
7591 | 132.424 | 0
7592 | 131.3026 | 0
7593 | 130.6101 | 0
7594 | 130.5488 | 0
7595 | 129.9866 | 0
7596 | 129.537 | 0
7597 | 128.8 | 0
7598 | 128.716 | 0
7599 | 127.2 | 0
7600 | 127.2 | 0
7601 | 127.2 | 0
7602 | 126.773 | 0
7603 | 126.647 | 0
7604 | 126.4653 | 0
7605 | 126.4 | 0
7606 | 125.6 | 0
7607 | 124.8 | 0
7608 | 124.5833 | 0
7609 | 124 | 0
7610 | 123.5332 | 0
7611 | 123.2 | 0
7612 | 123.1185 | 0
7613 | 122.7562 | 0
7614 | 122.6745 | 0
7615 | 122.023 | 0
7616 | 121.2024 | 0
7617 | 120.4254 | 0
7618 | 120 | 0
7619 | 120 | 0
7620 | 120 | 0
7621 | 119.9634 | 0
7622 | 119.641 | 0
7623 | 119.5695 | 0
7624 | 119.4032 | 0
7625 | 118.7976 | 0
7626 | 118.4 | 0
7627 | 118.4 | 0
7628 | 118.4 | 0
7629 | 117.6 | 0
7630 | 117.6 | 0
7631 | 117.348 | 0
7632 | 116.9497 | 0
7633 | 116.8 | 0
7634 | 116.5407 | 0
7635 | 116.1318 | 0
7636 | 116 | 0
7637 | 116 | 0
7638 | 116 | 0
7639 | 115.4766 | 0
7640 | 115.2 | 0
7641 | 115.2 | 0
7642 | 115.054 | 0
7643 | 114.9869 | 0
7644 | 114.9869 | 0
7645 | 114.4 | 0
7646 | 114.4 | 0
7647 | 113.6784 | 0
7648 | 113.6 | 0
7649 | 112.8605 | 0
7650 | 112.8605 | 0
7651 | 112.7164 | 0
7652 | 112.656 | 0
7653 | 112.5998 | 0
7654 | 111.8791 | 0
7655 | 111.2 | 0
7656 | 111.2 | 0
7657 | 110.407 | 0
7658 | 110.4 | 0
7659 | 110.4 | 0
7660 | 110.4 | 0
7661 | 110.4 | 0
7662 | 110.4 | 0
7663 | 110.328 | 0
7664 | 110.259 | 0
7665 | 110.145 | 0
7666 | 109.8187 | 0
7667 | 109.6 | 0
7668 | 109.6 | 0
7669 | 109.6 | 0
7670 | 108.8 | 0
7671 | 108.8 | 0
7672 | 108.8 | 0
7673 | 108.8 | 0
7674 | 108.4667 | 0
7675 | 108.3768 | 0
7676 | 108.1214 | 0
7677 | 108 | 0
7678 | 108 | 0
7679 | 108 | 0
7680 | 107.9944 | 0
7681 | 107.2175 | 0
7682 | 107.2175 | 0
7683 | 107.2175 | 0
7684 | 107.2 | 0
7685 | 107.2 | 0
7686 | 107.2 | 0
7687 | 107.1357 | 0
7688 | 106.6504 | 0
7689 | 106.6504 | 0
7690 | 106.4 | 0
7691 | 106.4 | 0
7692 | 106.3653 | 0
7693 | 106.186 | 0
7694 | 106.102 | 0
7695 | 105.9861 | 0
7696 | 105.9149 | 0
7697 | 105.6 | 0
7698 | 105.6 | 0
7699 | 105.6 | 0
7700 | 105.5001 | 0
7701 | 105.3492 | 0
7702 | 105.232 | 0
7703 | 105.1892 | 0
7704 | 105.1892 | 0
7705 | 105.1794 | 0
7706 | 104.8867 | 0
7707 | 104.8867 | 0
7708 | 104.8 | 0
7709 | 104.8 | 0
7710 | 104.8 | 0
7711 | 104.8 | 0
7712 | 104.269 | 0
7713 | 104.1097 | 0
7714 | 104.1097 | 0
7715 | 104 | 0
7716 | 104 | 0
7717 | 103.8644 | 0
7718 | 103.3328 | 0
7719 | 103.2926 | 0
7720 | 103.221 | 0
7721 | 103.2 | 0
7722 | 103.2 | 0
7723 | 103.2 | 0
7724 | 103.2 | 0
7725 | 102.491 | 0
7726 | 102.4 | 0
7727 | 102.4 | 0
7728 | 102.4 | 0
7729 | 102.2287 | 0
7730 | 102.2287 | 0
7731 | 102.2287 | 0
7732 | 102.2212 | 0
7733 | 102.069 | 0
7734 | 101.7789 | 0
7735 | 101.7789 | 0
7736 | 101.7789 | 0
7737 | 101.6 | 0
7738 | 101.6 | 0
7739 | 101.6 | 0
7740 | 101.6 | 0
7741 | 101.6 | 0
7742 | 101.6 | 0
7743 | 101.6 | 0
7744 | 101.6 | 0
7745 | 101.6 | 0
7746 | 101.4733 | 0
7747 | 101.2048 | 0
7748 | 101.182 | 0
7749 | 101.002 | 0
7750 | 100.984 | 0
7751 | 100.8 | 0
7752 | 100.8 | 0
7753 | 100.8 | 0
7754 | 100.7662 | 0
7755 | 100.7662 | 0
7756 | 100.7662 | 0
7757 | 100.5931 | 0
7758 | 100.5931 | 0
7759 | 100.5931 | 0
7760 | 100.5931 | 0
7761 | 100.2454 | 0
7762 | 100.225 | 0
7763 | 100.225 | 0
7764 | 100.0307 | 0
7765 | 100.0307 | 0
7766 | 100.012 | 0
7767 | 100 | 0
7768 | 100 | 0
7769 | 100 | 0
7770 | 100 | 0
7771 | 100 | 0
7772 | 100 | 0
7773 | 100 | 0
7774 | 99.7752 | 0
7775 | 99.5365 | 0
7776 | 99.4481 | 0
7777 | 99.261 | 0
7778 | 99.2 | 0
7779 | 99.2 | 0
7780 | 99.2 | 0
7781 | 99.2 | 0
7782 | 99.2 | 0
7783 | 99.2 | 0
7784 | 99.1266 | 0
7785 | 98.9574 | 0
7786 | 98.9574 | 0
7787 | 98.9574 | 0
7788 | 98.846 | 0
7789 | 98.6711 | 0
7790 | 98.6711 | 0
7791 | 98.6711 | 0
7792 | 98.6711 | 0
7793 | 98.6711 | 0
7794 | 98.5597 | 0
7795 | 98.4 | 0
7796 | 98.4 | 0
7797 | 98.4 | 0
7798 | 98.4 | 0
7799 | 98.4 | 0
7800 | 98.4 | 0
7801 | 98.4 | 0
7802 | 98.4 | 0
7803 | 98.247 | 0
7804 | 97.636 | 0
7805 | 97.6 | 0
7806 | 97.6 | 0
7807 | 97.3218 | 0
7808 | 97.2562 | 0
7809 | 97.2204 | 0
7810 | 97.1173 | 0
7811 | 96.821 | 0
7812 | 96.805 | 0
7813 | 96.8 | 0
7814 | 96.8 | 0
7815 | 96.8 | 0
7816 | 96.8 | 0
7817 | 96.8 | 0
7818 | 96.8 | 0
7819 | 96.8 | 0
7820 | 96.8 | 0
7821 | 96.5407 | 0
7822 | 96.5039 | 0
7823 | 96.4444 | 0
7824 | 96.4285 | 0
7825 | 96.4235 | 0
7826 | 96.3403 | 0
7827 | 96.007 | 0
7828 | 96 | 0
7829 | 96 | 0
7830 | 96 | 0
7831 | 96 | 0
7832 | 96 | 0
7833 | 95.6861 | 0
7834 | 95.6336 | 0
7835 | 95.6266 | 0
7836 | 95.6176 | 0
7837 | 95.4148 | 0
7838 | 95.362 | 0
7839 | 95.215 | 0
7840 | 95.2 | 0
7841 | 95.2 | 0
7842 | 95.2 | 0
7843 | 95.2 | 0
7844 | 95.06 | 0
7845 | 94.9911 | 0
7846 | 94.896 | 0
7847 | 94.8821 | 0
7848 | 94.8683 | 0
7849 | 94.8683 | 0
7850 | 94.8683 | 0
7851 | 94.8446 | 0
7852 | 94.8297 | 0
7853 | 94.8297 | 0
7854 | 94.791 | 0
7855 | 94.436 | 0
7856 | 94.4 | 0
7857 | 94.4 | 0
7858 | 94.4 | 0
7859 | 94.4 | 0
7860 | 94.4 | 0
7861 | 94.4 | 0
7862 | 94.4 | 0
7863 | 94.4 | 0
7864 | 94.4 | 0
7865 | 94.1466 | 0
7866 | 94.1466 | 0
7867 | 94.05 | 0
7868 | 94.0328 | 0
7869 | 94.0328 | 0
7870 | 94.0328 | 0
7871 | 94.0328 | 0
7872 | 94.0328 | 0
7873 | 94.0095 | 0
7874 | 93.6 | 0
7875 | 93.6 | 0
7876 | 93.6 | 0
7877 | 93.6 | 0
7878 | 93.6 | 0
7879 | 93.6 | 0
7880 | 93.6 | 0
7881 | 93.6 | 0
7882 | 93.6 | 0
7883 | 93.6 | 0
7884 | 93.6 | 0
7885 | 93.6 | 0
7886 | 93.6 | 0
7887 | 93.6 | 0
7888 | 93.6 | 0
7889 | 93.6 | 0
7890 | 93.6 | 0
7891 | 93.411 | 0
7892 | 93.411 | 0
7893 | 93.277 | 0
7894 | 93.2359 | 0
7895 | 93.2359 | 0
7896 | 93.2359 | 0
7897 | 93.2359 | 0
7898 | 93.2359 | 0
7899 | 93.2359 | 0
7900 | 93.2359 | 0
7901 | 93.2359 | 0
7902 | 93.2359 | 0
7903 | 93.2359 | 0
7904 | 93.2326 | 0
7905 | 93.2326 | 0
7906 | 93.2326 | 0
7907 | 92.8447 | 0
7908 | 92.8 | 0
7909 | 92.8 | 0
7910 | 92.8 | 0
7911 | 92.8 | 0
7912 | 92.8 | 0
7913 | 92.8 | 0
7914 | 92.8 | 0
7915 | 92.8 | 0
7916 | 92.8 | 0
7917 | 92.8 | 0
7918 | 92.8 | 0
7919 | 92.8 | 0
7920 | 92.708 | 0
7921 | 92.6755 | 0
7922 | 92.6755 | 0
7923 | 92.439 | 0
7924 | 92.439 | 0
7925 | 92.439 | 0
7926 | 92.439 | 0
7927 | 92.439 | 0
7928 | 92.439 | 0
7929 | 92.4148 | 0
7930 | 92.4148 | 0
7931 | 92.1604 | 0
7932 | 92.13 | 0
7933 | 92 | 0
7934 | 92 | 0
7935 | 92 | 0
7936 | 92 | 0
7937 | 92 | 0
7938 | 91.951 | 0
7939 | 91.94 | 0
7940 | 91.94 | 0
7941 | 91.689 | 0
7942 | 91.6762 | 0
7943 | 91.6421 | 0
7944 | 91.6421 | 0
7945 | 91.5969 | 0
7946 | 91.5969 | 0
7947 | 91.2045 | 0
7948 | 91.2045 | 0
7949 | 91.2 | 0
7950 | 91.2 | 0
7951 | 91.2 | 0
7952 | 91.2 | 0
7953 | 91.2 | 0
7954 | 91.2 | 0
7955 | 91.2 | 0
7956 | 91.2 | 0
7957 | 91.2 | 0
7958 | 91.2 | 0
7959 | 91.2 | 0
7960 | 91.2 | 0
7961 | 91.2 | 0
7962 | 91.2 | 0
7963 | 91.2 | 0
7964 | 91.2 | 0
7965 | 91.1703 | 0
7966 | 90.8526 | 0
7967 | 90.8453 | 0
7968 | 90.8453 | 0
7969 | 90.8453 | 0
7970 | 90.8453 | 0
7971 | 90.8453 | 0
7972 | 90.8453 | 0
7973 | 90.638 | 0
7974 | 90.469 | 0
7975 | 90.469 | 0
7976 | 90.455 | 0
7977 | 90.4 | 0
7978 | 90.4 | 0
7979 | 90.4 | 0
7980 | 90.4 | 0
7981 | 90.4 | 0
7982 | 90.093 | 0
7983 | 90.0484 | 0
7984 | 90.0484 | 0
7985 | 90.0355 | 0
7986 | 90.0212 | 0
7987 | 89.7711 | 0
7988 | 89.7426 | 0
7989 | 89.69 | 0
7990 | 89.626 | 0
7991 | 89.61 | 0
7992 | 89.6 | 0
7993 | 89.6 | 0
7994 | 89.6 | 0
7995 | 89.6 | 0
7996 | 89.6 | 0
7997 | 89.6 | 0
7998 | 89.6 | 0
7999 | 89.6 | 0
8000 | 89.6 | 0
8001 | 89.6 | 0
8002 | 89.6 | 0
8003 | 89.489 | 0
8004 | 89.4741 | 0
8005 | 89.332 | 0
8006 | 89.2515 | 0
8007 | 89.172 | 0
8008 | 89.1435 | 0
8009 | 89.1435 | 0
8010 | 89.121 | 0
8011 | 88.9979 | 0
8012 | 88.9979 | 0
8013 | 88.9845 | 0
8014 | 88.8 | 0
8015 | 88.8 | 0
8016 | 88.8 | 0
8017 | 88.8 | 0
8018 | 88.8 | 0
8019 | 88.8 | 0
8020 | 88.6732 | 0
8021 | 88.652 | 0
8022 | 88.61 | 0
8023 | 88.4546 | 0
8024 | 88.4546 | 0
8025 | 88.4546 | 0
8026 | 88.4546 | 0
8027 | 88.4546 | 0
8028 | 88.3635 | 0
8029 | 88.3256 | 0
8030 | 88.3256 | 0
8031 | 88.3256 | 0
8032 | 88.3256 | 0
8033 | 88.3072 | 0
8034 | 88.307 | 0
8035 | 88.2653 | 0
8036 | 88.264 | 0
8037 | 88.2624 | 0
8038 | 88.2624 | 0
8039 | 88.262 | 0
8040 | 88.18 | 0
8041 | 88.082 | 0
8042 | 88.0252 | 0
8043 | 88 | 0
8044 | 88 | 0
8045 | 88 | 0
8046 | 88 | 0
8047 | 88 | 0
8048 | 88 | 0
8049 | 88 | 0
8050 | 88 | 0
8051 | 87.9635 | 0
8052 | 87.886 | 0
8053 | 87.8474 | 0
8054 | 87.814 | 0
8055 | 87.738 | 0
8056 | 87.682 | 0
8057 | 87.6577 | 0
8058 | 87.6577 | 0
8059 | 87.6577 | 0
8060 | 87.6577 | 0
8061 | 87.6577 | 0
8062 | 87.6577 | 0
8063 | 87.6577 | 0
8064 | 87.642 | 0
8065 | 87.5078 | 0
8066 | 87.356 | 0
8067 | 87.3011 | 0
8068 | 87.2 | 0
8069 | 87.2 | 0
8070 | 87.2 | 0
8071 | 87.2 | 0
8072 | 87.2 | 0
8073 | 87.2 | 0
8074 | 87.2 | 0
8075 | 87.2 | 0
8076 | 87.2 | 0
8077 | 87.2 | 0
8078 | 87.2 | 0
8079 | 87.2 | 0
8080 | 87.2 | 0
8081 | 87.2 | 0
8082 | 87.2 | 0
8083 | 87.2 | 0
8084 | 87.089 | 0
8085 | 87.0262 | 0
8086 | 86.9093 | 0
8087 | 86.8608 | 0
8088 | 86.8608 | 0
8089 | 86.8608 | 0
8090 | 86.8608 | 0
8091 | 86.8608 | 0
8092 | 86.8608 | 0
8093 | 86.8608 | 0
8094 | 86.8608 | 0
8095 | 86.8608 | 0
8096 | 86.8608 | 0
8097 | 86.8608 | 0
8098 | 86.8608 | 0
8099 | 86.801 | 0
8100 | 86.7914 | 0
8101 | 86.787 | 0
8102 | 86.785 | 0
8103 | 86.7502 | 0
8104 | 86.74 | 0
8105 | 86.69 | 0
8106 | 86.69 | 0
8107 | 86.655 | 0
8108 | 86.617 | 0
8109 | 86.5519 | 0
8110 | 86.4494 | 0
8111 | 86.437 | 0
8112 | 86.4 | 0
8113 | 86.4 | 0
8114 | 86.4 | 0
8115 | 86.4 | 0
8116 | 86.4 | 0
8117 | 86.4 | 0
8118 | 86.4 | 0
8119 | 86.4 | 0
8120 | 86.4 | 0
8121 | 86.4 | 0
8122 | 86.4 | 0
8123 | 86.3179 | 0
8124 | 86.2801 | 0
8125 | 86.0639 | 0
8126 | 86.0639 | 0
8127 | 86.0639 | 0
8128 | 86.0639 | 0
8129 | 86.0639 | 0
8130 | 86.0558 | 0
8131 | 86.0558 | 0
8132 | 86.0558 | 0
8133 | 86.02 | 0
8134 | 85.97 | 0
8135 | 85.8721 | 0
8136 | 85.749 | 0
8137 | 85.7196 | 0
8138 | 85.6854 | 0
8139 | 85.6448 | 0
8140 | 85.6448 | 0
8141 | 85.638 | 0
8142 | 85.6 | 0
8143 | 85.6 | 0
8144 | 85.6 | 0
8145 | 85.6 | 0
8146 | 85.6 | 0
8147 | 85.6 | 0
8148 | 85.6 | 0
8149 | 85.6 | 0
8150 | 85.5428 | 0
8151 | 85.467 | 0
8152 | 85.3392 | 0
8153 | 85.3203 | 0
8154 | 85.3203 | 0
8155 | 85.2782 | 0
8156 | 85.267 | 0
8157 | 85.267 | 0
8158 | 85.1346 | 0
8159 | 84.9541 | 0
8160 | 84.8 | 0
8161 | 84.8 | 0
8162 | 84.8 | 0
8163 | 84.8 | 0
8164 | 84.8 | 0
8165 | 84.741 | 0
8166 | 84.5848 | 0
8167 | 84.557 | 0
8168 | 84.507 | 0
8169 | 84.4702 | 0
8170 | 84.4702 | 0
8171 | 84.4702 | 0
8172 | 84.462 | 0
8173 | 84.446 | 0
8174 | 84.4114 | 0
8175 | 84.323 | 0
8176 | 84.2988 | 0
8177 | 84.2832 | 0
8178 | 84.2281 | 0
8179 | 84.1783 | 0
8180 | 84.042 | 0
8181 | 84 | 0
8182 | 84 | 0
8183 | 84 | 0
8184 | 83.995 | 0
8185 | 83.8493 | 0
8186 | 83.8493 | 0
8187 | 83.7151 | 0
8188 | 83.6733 | 0
8189 | 83.5728 | 0
8190 | 83.419 | 0
8191 | 83.4186 | 0
8192 | 83.4186 | 0
8193 | 83.4186 | 0
8194 | 83.396 | 0
8195 | 83.254 | 0
8196 | 83.2 | 0
8197 | 83.2 | 0
8198 | 83.0716 | 0
8199 | 82.933 | 0
8200 | 82.9302 | 0
8201 | 82.892 | 0
8202 | 82.8821 | 0
8203 | 82.8764 | 0
8204 | 82.775 | 0
8205 | 82.665 | 0
8206 | 82.654 | 0
8207 | 82.638 | 0
8208 | 82.6104 | 0
8209 | 82.6008 | 0
8210 | 82.453 | 0
8211 | 82.403 | 0
8212 | 82.4 | 0
8213 | 82.3874 | 0
8214 | 82.3782 | 0
8215 | 82.3782 | 0
8216 | 82.3782 | 0
8217 | 82.3782 | 0
8218 | 82.3435 | 0
8219 | 82.3325 | 0
8220 | 82.3166 | 0
8221 | 82.1914 | 0
8222 | 82.0825 | 0
8223 | 82.0795 | 0
8224 | 82.0705 | 0
8225 | 82.0117 | 0
8226 | 81.8383 | 0
8227 | 81.795 | 0
8228 | 81.783 | 0
8229 | 81.6427 | 0
8230 | 81.6 | 0
8231 | 81.6 | 0
8232 | 81.6 | 0
8233 | 81.6 | 0
8234 | 81.6 | 0
8235 | 81.6 | 0
8236 | 81.515 | 0
8237 | 81.5007 | 0
8238 | 81.5007 | 0
8239 | 81.435 | 0
8240 | 81.362 | 0
8241 | 81.2826 | 0
8242 | 81.253 | 0
8243 | 81.1985 | 0
8244 | 81.1979 | 0
8245 | 81.184 | 0
8246 | 81.1182 | 0
8247 | 81.102 | 0
8248 | 81.0455 | 0
8249 | 80.9652 | 0
8250 | 80.9652 | 0
8251 | 80.9369 | 0
8252 | 80.8682 | 0
8253 | 80.819 | 0
8254 | 80.81 | 0
8255 | 80.81 | 0
8256 | 80.81 | 0
8257 | 80.8 | 0
8258 | 80.7865 | 0
8259 | 80.774 | 0
8260 | 80.761 | 0
8261 | 80.6148 | 0
8262 | 80.579 | 0
8263 | 80.506 | 0
8264 | 80.485 | 0
8265 | 80.475 | 0
8266 | 80.4598 | 0
8267 | 80.4469 | 0
8268 | 80.2656 | 0
8269 | 80.1929 | 0
8270 | 80.162 | 0
8271 | 80.1193 | 0
8272 | 80.078 | 0
8273 | 80 | 0
8274 | 80 | 0
8275 | 80 | 0
8276 | 80 | 0
8277 | 79.923 | 0
8278 | 79.796 | 0
8279 | 79.7665 | 0
8280 | 79.6888 | 0
8281 | 79.6888 | 0
8282 | 79.6888 | 0
8283 | 79.66 | 0
8284 | 79.653 | 0
8285 | 79.4856 | 0
8286 | 79.4371 | 0
8287 | 79.4286 | 0
8288 | 79.4286 | 0
8289 | 79.3551 | 0
8290 | 79.3501 | 0
8291 | 79.3432 | 0
8292 | 79.281 | 0
8293 | 79.24 | 0
8294 | 79.2 | 0
8295 | 79.2 | 0
8296 | 79.067 | 0
8297 | 79.057 | 0
8298 | 78.9726 | 0
8299 | 78.9318 | 0
8300 | 78.901 | 0
8301 | 78.853 | 0
8302 | 78.8376 | 0
8303 | 78.7595 | 0
8304 | 78.738 | 0
8305 | 78.738 | 0
8306 | 78.738 | 0
8307 | 78.738 | 0
8308 | 78.7006 | 0
8309 | 78.5941 | 0
8310 | 78.5463 | 0
8311 | 78.5117 | 0
8312 | 78.42 | 0
8313 | 78.4 | 0
8314 | 78.4 | 0
8315 | 78.3215 | 0
8316 | 78.115 | 0
8317 | 78.0473 | 0
8318 | 77.6938 | 0
8319 | 77.625 | 0
8320 | 77.6 | 0
8321 | 77.379 | 0
8322 | 77.3566 | 0
8323 | 77.3566 | 0
8324 | 77.3566 | 0
8325 | 77.076 | 0
8326 | 76.9871 | 0
8327 | 76.876 | 0
8328 | 76.8 | 0
8329 | 76.8 | 0
8330 | 76.8 | 0
8331 | 76.8 | 0
8332 | 76.7762 | 0
8333 | 76.614 | 0
8334 | 76.5013 | 0
8335 | 76.2014 | 0
8336 | 76.02 | 0
8337 | 76 | 0
8338 | 76 | 0
8339 | 75.9752 | 0
8340 | 75.749 | 0
8341 | 75.7243 | 0
8342 | 75.611 | 0
8343 | 75.453 | 0
8344 | 75.3169 | 0
8345 | 75.2845 | 0
8346 | 75.2 | 0
8347 | 75.163 | 0
8348 | 75.1595 | 0
8349 | 74.961 | 0
8350 | 74.903 | 0
8351 | 74.8706 | 0
8352 | 74.6694 | 0
8353 | 74.649 | 0
8354 | 74.6116 | 0
8355 | 74.5939 | 0
8356 | 74.5939 | 0
8357 | 74.479 | 0
8358 | 74.454 | 0
8359 | 74.3586 | 0
8360 | 74.1644 | 0
8361 | 73.9979 | 0
8362 | 73.9032 | 0
8363 | 73.28 | 0
8364 | 73.0629 | 0
8365 | 73.0251 | 0
8366 | 72.995 | 0
8367 | 72.9207 | 0
8368 | 72.8 | 0
8369 | 72.8 | 0
8370 | 72.8 | 0
8371 | 72.771 | 0
8372 | 72.4879 | 0
8373 | 72 | 0
8374 | 71.8311 | 0
8375 | 71.5652 | 0
8376 | 71.47 | 0
8377 | 71.433 | 0
8378 | 70.538 | 0
8379 | 70.4498 | 0
8380 | 70.3334 | 0
8381 | 69.874 | 0
8382 | 69.845 | 0
8383 | 69.75 | 0
8384 | 69.556 | 0
8385 | 69.059 | 0
8386 | 68.887 | 0
8387 | 68.8 | 0
8388 | 68.6977 | 0
8389 | 68.404 | 0
8390 | 67.2 | 0
8391 | 66.9963 | 0
8392 | 66.9323 | 0
8393 | 66.865 | 0
8394 | 66.3057 | 0
8395 | 66.072 | 0
8396 | 65.492 | 0
8397 | 65.31 | 0
8398 | 64.271 | 0
8399 | 64.133 | 0
8400 | 63.569 | 0
8401 | 62.387 | 0
8402 | 62.252 | 0
8403 | 60.615 | 0
8404 | 60.338 | 0
8405 | 60.106 | 0
8406 | 59.935 | 0
8407 | 59.771 | 0
8408 | 59.139 | 0
8409 | 57.64 | 0
8410 | 57.444 | 0
8411 | 56.963 | 0
8412 | 44.716 | 0
8413 | 39.491 | 0
8414 | 37.99 | 0
8415 | 0 | 0
8416 | 0 | 0
8417 | 0 | 0
8418 | 0 | 0
8419 | 0 | 0
8420 | 0 | 0
8421 | 0 | 0
8422 | 0 | 0
8423 | 0 | 0
8424 | 0 | 0
8425 | 0 | 0
8426 | 0 | 0
8427 | 0 | 0
8428 | 0 | 0
8429 | 0 | 0
8430 | 0 | 0
8431 | 0 | 0
8432 | 0 | 0
8433 | 0 | 0
8434 | 0 | 0
8435 | 0 | 0
8436 | 0 | 0
8437 | 0 | 0
8438 | 0 | 0
8439 | 0 | 0
8440 | 0 | 0
8441 | 0 | 0
8442 | 0 | 0
8443 | 0 | 0
8444 | 0 | 0
8445 | 0 | 0
8446 | 0 | 0
8447 | 0 | 0
8448 | 0 | 0
8449 | 0 | 0
8450 | 0 | 0
8451 | 0 | 0
8452 | 0 | 0
8453 | 0 | 0
8454 | 0 | 0
8455 | 0 | 0
8456 | 0 | 0
8457 | 0 | 0
8458 | 0 | 0
8459 | 0 | 0
8460 | 0 | 0
8461 | 0 | 0
8462 | 0 | 0
8463 | 0 | 0
8464 | 0 | 0
8465 | 0 | 0
8466 | 0 | 0
8467 | 0 | 0
8468 | 0 | 0
8469 | 0 | 0
8470 | 0 | 0
8471 | 0 | 0
8472 | 0 | 0
8473 | 0 | 0
8474 | 0 | 0
8475 | 0 | 0
8476 | 0 | 0
8477 | 0 | 0
8478 | 0 | 0
8479 | 0 | 0
8480 | 0 | 0
8481 | 0 | 0
8482 | 0 | 0
8483 | 0 | 0
8484 | 0 | 0
8485 | 0 | 0
8486 | 0 | 0
8487 | 0 | 0
8488 | 0 | 0
8489 | 0 | 0
8490 | 0 | 0
8491 | 0 | 0
8492 | 0 | 0
8493 | 0 | 0
8494 | 0 | 0
8495 | 0 | 0
8496 | 0 | 0
8497 | 0 | 0
8498 | 0 | 0
8499 | 0 | 0
8500 | 0 | 0
8501 | 0 | 0
8502 | 0 | 0
8503 | 0 | 0
8504 | 0 | 0
8505 | 0 | 0
8506 | 0 | 0
8507 | 0 | 0
8508 | 0 | 0
8509 | 0 | 0
8510 | 0 | 0
8511 | 0 | 0
8512 | 0 | 0
8513 | 0 | 0
8514 | 0 | 0
8515 | 0 | 0
8516 | 0 | 0
8517 | 0 | 0
8518 | 0 | 0
8519 | 0 | 0
8520 | 0 | 0
8521 | 0 | 0
8522 | 0 | 0
8523 | 0 | 0
8524 | 0 | 0
8525 | 0 | 0
8526 | 0 | 0
8527 | 0 | 0
8528 | 0 | 0
8529 | 0 | 0
8530 | 0 | 0
8531 | 0 | 0
8532 | 0 | 0
8533 | 0 | 0
8534 | 0 | 0
8535 | 0 | 0
8536 | 0 | 0
8537 | 0 | 0
8538 | 0 | 0
8539 | 0 | 0
8540 | 0 | 0
8541 | 0 | 0
8542 | 0 | 0
8543 | 0 | 0
8544 | 0 | 0
8545 | 0 | 0
8546 | 0 | 0
8547 | 0 | 0
8548 | 0 | 0
8549 | 0 | 0
8550 | 0 | 0
8551 | 0 | 0
8552 | 0 | 0
8553 | 0 | 0
8554 | 0 | 0
8555 | 0 | 0
8556 | 0 | 0
8557 | 0 | 0
8558 | 0 | 0
8559 | 0 | 0
8560 | 0 | 0
8561 | 0 | 0
8562 | 0 | 0
8563 | 0 | 0
8564 | 0 | 0
8565 | 0 | 0
8566 | 0 | 0
8567 | 0 | 0
8568 | 0 | 0
8569 | 0 | 0
8570 | 0 | 0
8571 | 0 | 0
8572 | 0 | 0
8573 | 0 | 0
8574 | 0 | 0
8575 | 0 | 0
8576 | 0 | 0
8577 | 0 | 0
8578 | 0 | 0
8579 | 0 | 0
8580 | 0 | 0
8581 | 0 | 0
8582 | 0 | 0
8583 | 0 | 0
8584 | 0 | 0
8585 | 0 | 0
8586 | 0 | 0
8587 | 0 | 0
8588 | 0 | 0
8589 | 0 | 0
8590 | 0 | 0
8591 | 0 | 0
8592 | 0 | 0
8593 | 0 | 0
8594 | 0 | 0
8595 | 0 | 0
8596 | 0 | 0
8597 | 0 | 0
8598 | 0 | 0
8599 | 0 | 0
8600 | 0 | 0
8601 | 0 | 0
8602 | 0 | 0
8603 | 0 | 0
8604 | 0 | 0
8605 | 0 | 0
8606 | 0 | 0
8607 | 0 | 0
8608 | 0 | 0
8609 | 0 | 0
8610 | 0 | 0
8611 | 0 | 0
8612 | 0 | 0
8613 | 0 | 0
8614 | 0 | 0
8615 | 0 | 0
8616 | 0 | 0
8617 | 0 | 0
8618 | 0 | 0
8619 | 0 | 0
8620 | 0 | 0
8621 | 0 | 0
8622 | 0 | 0
8623 | 0 | 0
8624 | 0 | 0
8625 | 0 | 0
8626 | 0 | 0
8627 | 0 | 0
8628 | 0 | 0
8629 | 0 | 0
8630 | 0 | 0
8631 | 0 | 0
8632 | 0 | 0
8633 | 0 | 0
8634 | 0 | 0
8635 | 0 | 0
8636 | 0 | 0
8637 | 0 | 0
8638 | 0 | 0
8639 | 0 | 0
8640 | 0 | 0
8641 | 0 | 0
8642 | 0 | 0
8643 | 0 | 0
8644 | 0 | 0
8645 | 0 | 0
8646 | 0 | 0
8647 | 0 | 0
8648 | 0 | 0
8649 | 0 | 0
8650 | 0 | 0
8651 | 0 | 0
8652 | 0 | 0
8653 | 0 | 0
8654 | 0 | 0
8655 | 0 | 0
8656 | 0 | 0
8657 | 0 | 0
8658 | 0 | 0
8659 | 0 | 0
8660 | 0 | 0
8661 | 0 | 0
8662 | 0 | 0
8663 | 0 | 0
8664 | 0 | 0
8665 | 0 | 0
8666 | 0 | 0
8667 | 0 | 0
8668 | 0 | 0
8669 | 0 | 0
8670 | 0 | 0
8671 | 0 | 0
8672 | 0 | 0
8673 | 0 | 0
8674 | 0 | 0
8675 | 0 | 0
8676 | 0 | 0
8677 | 0 | 0
8678 | 0 | 0
8679 | 0 | 0
8680 | 0 | 0
8681 | 0 | 0
8682 | 0 | 0
8683 | 0 | 0
8684 | 0 | 0
8685 | 0 | 0
8686 | 0 | 0
8687 | 0 | 0
8688 | 0 | 0
8689 | 0 | 0
8690 | 0 | 0
8691 | 0 | 0
8692 | 0 | 0
8693 | 0 | 0
8694 | 0 | 0
8695 | 0 | 0
8696 | 0 | 0
8697 | 0 | 0
8698 | 0 | 0
8699 | 0 | 0
8700 | 0 | 0
8701 | 0 | 0
8702 | 0 | 0
8703 | 0 | 0
8704 | 0 | 0
8705 | 0 | 0
8706 | 0 | 0
8707 | 0 | 0
8708 | 0 | 0
8709 | 0 | 0
8710 | 0 | 0
8711 | 0 | 0
8712 | 0 | 0
8713 | 0 | 0
8714 | 0 | 0
8715 | 0 | 0
8716 | 0 | 0
8717 | 0 | 0
8718 | 0 | 0
8719 | 0 | 0
8720 | 0 | 0
8721 | 0 | 0
8722 | 0 | 0
8723 | 0 | 0
8724 | 0 | 0
8725 | 0 | 0
8726 | 0 | 0
8727 | 0 | 0
8728 | 0 | 0
8729 | 0 | 0
8730 | 0 | 0
8731 | 0 | 0
8732 | 0 | 0
8733 | 0 | 0
8734 | 0 | 0
8735 | 0 | 0
8736 | 0 | 0
8737 | 0 | 0
8738 | 0 | 0
8739 | 0 | 0
8740 | 0 | 0
8741 | 0 | 0
8742 | 0 | 0
8743 | 0 | 0
8744 | 0 | 0
8745 | 0 | 0
8746 | 0 | 0
8747 | 0 | 0
8748 | 0 | 0
8749 | 0 | 0
8750 | 0 | 0
8751 | 0 | 0
8752 | 0 | 0
8753 | 0 | 0
8754 | 0 | 0
8755 | 0 | 0
8756 | 0 | 0
8757 | 0 | 0
8758 | 0 | 0
8759 | 0 | 0
8760 | 0 | 0