## Cover
Investment Case Workbook - Factory A Vietnam DPPA Grid CfD E2E
Grid-connected DPPA with CfD (ND57/2025) · prepared 2026-09-12 · REopt dispatch + proforma_vietnam financial engine
REopt run UUID: 3c7f58d2-b360-4045-9af4-bd57507e9fb3
Model validation status |  | Live tie-out of every Excel-derived metric against the engine
Colour legend
Hardcoded input / engine output | Case file terms, REopt dispatch results, 8760-h settlement totals, tie-out references
Live Excel formula (white) | Everything derivable is a formula - trace with Excel's formula auditing tools
PASS / REVIEW check cell | Excel-vs-engine tie-out at stated tolerances
Contents
Executive Summary | Headline KPIs for both counterparties
Assumptions | Every case input & contract term with unit, source and named cell
Model Basis | Methodology, settlement math, simplifications register
Pro Forma (Audit) | Full cash flow rebuilt with live formulas + engine tie-out
FX Sensitivity | USD returns under VND depreciation (editable)
Buyer Analysis | Offtaker savings vs business-as-usual
Developer Returns | Sources & uses, coverage, equity cash flow
Technical Results | System sizing, year-1 energy balance, bill comparison
Battery SOH | State of health replayed from the solved dispatch; drives the battery derate
Dispatch Profile | 8760-h dispatch incl. original PV generation; chart shows the peak-load week
Load Duration | Load and net-load duration curves
Year 1 BAU vs DPPA | Side-by-side year-1 buyer/seller position
Monthly / Hourly Settlement | ND57 fee chain, VND-native (full configuration on Assumptions)
Prepared for investment and lending review. Figures are model outputs, not offers; REopt sizing is optimizer output and may shift with solver versions.
Regenerate offline anytime: python -m proforma_vietnam.rebuild_report --case-dir <case>.

## Executive Summary
Investment & PPA Negotiation Summary - Factory A Vietnam DPPA Grid CfD E2E
Grid-connected DPPA with CfD (ND57/2025) · prepared 2026-09-12 · REopt dispatch + proforma_vietnam financial model
Project & System
PV Size (kW) | 5996.297
Battery Power (kW) | 2011.12
Battery Energy (kWh) | 12330.71
Total Investment (USD) | 4518797.36
Contract Terms
CfD Strike Price (VND/kWh) | 2000
CfD Strike Escalation (per year) | 4%
Annual Contract Volume (kWh) | 7664883.239
Transmission Loss Factor k | 1.026
Distribution Loss Factor K_pp | 1.0273
DPPA Service Fee (VND/kWh) | 360
Settlement Adder C_CL (VND/kWh) | 163.3
Analysis Period (Years) | 20
Developer (Seller) Returns
Equity IRR | 15.06%
Project IRR | 12.24%
NPV (USD) | 986352.6773 | At owner discount rate
Minimum DSCR (debt years) | 1.0665 | Lender covenant view
Average DSCR | 1.2418
Simple Payback (Years) | 10.4586
Equity Investment (USD) | 1355639.208
Debt Principal (USD) | 3163158.152
Buyer (Offtaker) Outcome
Year 1 BAU Cost (USD) | 731030.93
Year 1 Cost With Project (USD) | 796739.5419
Year 1 Buyer Savings (USD) | -65708.6119
Year 1 Savings (% of BAU) | -8.988%
First 10 Years Buyer Savings (USD) | -812136.2638 | Cumulative, years 1-10
First 10 Years Savings (% of BAU) | -9.253%
Lifetime Buyer Savings (USD) | -2078855.6505 | Sum over analysis period
Lifetime Savings (% of BAU) | -9.55%
Model Basis & Conventions
• Buyer settlement quantity Q_Khc = min(hourly load, loss-adjusted generation Q_adj); excess generation is sold by the generator at FMP and never billed to the buyer.
• PV degradation, O&M escalation and battery replacement (REopt schedule) are applied across the analysis period.
• PV straight-line depreciation over 20 years (Circular 45/2013/TT-BTC permits 7-20 years for generating equipment).
• Vietnam CIT: 4-year exemption + 9-year 50% reduction from first profitable year; 5-year tax-loss carryforward.
• All USD figures at the fixed contract exchange rate (see Assumptions); FX drift between VND revenue and USD reporting is quantified on the FX Sensitivity sheet.

## Assumptions
Assumptions & Model Inputs
Shaded cells are hardcoded inputs (case file or engine output); named cells drive every formula on the Pro Forma (Audit) sheet.
Project & Run
Case name | Factory A Vietnam DPPA Grid CfD E2E |  | case.json
Financing structure | Grid DPPA with CfD (ND57/2025) |  | proforma_vietnam.structures
REopt run UUID | 3c7f58d2-b360-4045-9af4-bd57507e9fb3 |  | REopt API
Report prepared | 2026-09-12
Analysis period | 20 | years | proforma_vietnam.defaults replacement policy (PROJECT_YEARS) unless case.json financial.analysis_years overrides
Tariff year | 2025 |  | case.json tariff.year
Voltage level | 22-110kV |  | case.json tariff.voltage_level
TOU schedule | decision_963 |  | case.json tariff.tou_schedule
Site & Load Profile (case.json)
Latitude | 10.8231 | deg | case.json site.latitude
Longitude | 106.6297 | deg | case.json site.longitude
Load profile file | Sample Load Profile/Emivest_clean.csv |  | case.json load_profile.path (8760 hourly kW)
Load year | 2025 |  | case.json load_profile.year
PV Technology (case.json)
PV minimum size | 0 | kW | case.json technologies.pv.min_kw
PV maximum size | 10000 | kW | case.json technologies.pv.max_kw
PV installed cost | 480 | USD/kW | case.json technologies.pv.installed_cost_per_kw
PV O&M cost | 6 | USD/kW/yr | case.json technologies.pv.om_cost_per_kw
PV degradation (case input) | 0.5% | per year | case.json technologies.pv.degradation_fraction
PVWatts tilt | 10 |  | case.json technologies.pv.pvwatts (production factor inputs)
PVWatts azimuth | 180 |  | case.json technologies.pv.pvwatts (production factor inputs)
PVWatts array_type | 1 |  | case.json technologies.pv.pvwatts (production factor inputs)
PVWatts module_type | 0 |  | case.json technologies.pv.pvwatts (production factor inputs)
PVWatts losses | 14 |  | case.json technologies.pv.pvwatts (production factor inputs)
PVWatts dc_ac_ratio | 1.2 |  | case.json technologies.pv.pvwatts (production factor inputs)
Storage Technology (case.json)
Storage minimum power | 0 | kW | case.json technologies.storage.min_kw
Storage maximum power | 5000 | kW | case.json technologies.storage.max_kw
Storage minimum energy | 0 | kWh | case.json technologies.storage.min_kwh
Storage maximum energy | 20000 | kWh | case.json technologies.storage.max_kwh
Storage cost per kW | 80 | USD/kW | case.json technologies.storage.installed_cost_per_kw
Storage cost per kWh | 120 | USD/kWh | case.json technologies.storage.installed_cost_per_kwh
Storage fixed cost | 0 | USD | case.json technologies.storage.installed_cost_constant
O&M (fraction of installed cost) | 1% | per year | case.json technologies.storage.om_cost_fraction_of_installed_cost
Currency & FX
Model currency | USD |  | EVN tariff converted VND→USD before REopt; see Model Basis
Contract exchange rate | 26300 | VND per USD | case.json tariff.exchange_rate_vnd_per_usd
FX treatment | Held flat over the analysis period |  | Simplification - see FX Sensitivity sheet
Capital Costs
PV capex | 2878222.56 | USD | REopt PV size_kw × installed_cost_per_kw
BESS capex | 1640574.8 | USD | REopt ElectricStorage initial_capital_cost
Other capex | 0 | USD | case.json (developer overrides)
Total investment |  | USD | Formula: PV + BESS + Other
Operating Costs
Year-1 O&M | 52383.5213 | USD/yr | REopt Financial.year_one_om_costs_before_tax
O&M escalation | 3% | per year | vietnam_defaults.json / case.json financial.om_escalation_rate
Replacement Policy
Battery replacement | Not scheduled inside the 20 year horizon |  | Client direction 2026-09-12: capacity fade is carried on the Battery SOH sheet and derates the battery's savings; REopt sent replace_cost 0. Opt in per case with technologies.storage.replacement
Battery cycle life (EFC to 80 percent) | 8000 | cycles | proforma_vietnam.defaults BESS_CYCLE_LIFE_EFC unless case.json technologies.storage.cycle_life_efc overrides (sets the SOH cycle fade: (1 - 0.80) / cycle life per kWh discharged)
PV inverter replacement year | 11 | year | proforma_vietnam.defaults replacement policy
PV inverter replacement fraction of PV capex | 10% | fraction | proforma_vietnam.defaults replacement policy
PV inverter replacement cost | 287822.256 | USD | Engine: fraction x solved PV capex (none booked when the run has no PV)
Tariff & Escalation
EVN energy escalation | 4% | per year | case.json tariff.evn_energy_escalation_rate
EVN capacity (demand) escalation | 4% | per year | case.json tariff.evn_capacity_escalation_rate
PV degradation | 0.5% | per year | REopt PV.degradation_fraction
Tariff currency fed to REopt | USD |  | case.json tariff.currency
Two-component tariff pilot | FALSE | yes/no | case.json tariff.two_component_pilot_enabled
Contract Terms
ESCO energy price (fraction of EVN tariff) | 90% | fraction | case.json esco_contract.esco_energy_discount_fraction
Demand savings share to ESCO | 80% | fraction | case.json esco_contract.demand_savings_esco_share
Grid charging enabled | FALSE | yes/no | case.json esco_contract.grid_charging_enabled
CfD strike price | 2000 | VND/kWh | case.json dppa.cfd_strike_per_kwh_vnd
CfD strike escalation | 4% | per year | case.json dppa.cfd_strike_escalation_rate
DPPA fee / FMP escalation | 4% | per year | case.json dppa.fee_escalation_rate
Annual CfD contract volume | 7664883.239 | kWh/yr | case.json dppa.cfd_contract_volume_kwh_per_hour
Transmission loss factor k (price-only) | 1.026 | ratio | ND57; CFMP = FMP × k
Distribution loss factor K_pp | 1.0273 | ratio | ND57 by voltage; Q_adj = Q_meter / K_pp
DPPA system service fee | 360 | VND/kWh | 2025 EVN published fee
Settlement adder C_CL | 163.3 | VND/kWh | 2025 EVN published adder
Allocation fraction δ | 1 | fraction | case.json dppa.allocation_fraction_delta
FMP / CFMP price series | DPPA DOC/fmp_cfmp_vn.json |  | case.json dppa.fmp_series_path (8760-hour VND/kWh)
Financing
Debt fraction | 70% | of total capex | vietnam_defaults.json / case.json financial.debt_fraction
Debt interest rate | 8.5% | per year | vietnam_defaults.json / case.json financial.debt_interest_rate_fraction
Debt term | 10 | years | vietnam_defaults.json / case.json financial.debt_term_years
Debt principal |  | USD | Formula: total investment × debt fraction
Equity investment |  | USD | Formula: total investment − debt
Annual debt payment (level) |  | USD/yr | Standard annuity over the debt term
Owner discount rate | 10% | per year | case.json financial.owner_discount_rate_fraction
Tax & Depreciation (Vietnam)
CIT regime | RE producer - Law 67/2025 preferential (10% / 15y) |  | proforma_vietnam.cash_flow (structure-dependent; explicit override wins)
CIT standard rate | 20% | of taxable income | Law 67/2025/QH15; vietnam_defaults.json
CIT preferential rate (RE producer) | 10% | of taxable income | Law 67/2025/QH15 + Decree 320/2025/NĐ-CP (first-15-year window)
CIT preferential-rate period | 15 | years (from year 1) | Law 67/2025/QH15
CIT holiday | 4 | years | Law 67/2025 (from first profitable year); Circular 78/2014 Art. 18 shape
CIT reduced-rate period | 9 | years | Law 67/2025; Circular 78/2014 Art. 18 shape
CIT reduction during period | 50% | of applicable base rate | Law 67/2025 (50% of base rate)
Tax-loss carryforward limit | 5 | years | Law 67/2025; Circular 78/2014 Art. 9 shape
Incentive clock cap | 4 | year (latest start) | Law 67/2025; Circular 78/2014 Art. 18 shape
PV depreciation (straight-line) | 20 | years | Circular 45/2013/TT-BTC (7–20 yr band)
BESS depreciation (straight-line) | 8 | years | Circular 45/2013/TT-BTC
Year-1 Engine Outputs (hardcoded - dispatch × tariff, not derivable in-sheet)
Year-1 BAU EVN bill | 731030.93 | USD | REopt ElectricTariff.year_one_bill_before_tax_bau
Year-1 optimized EVN bill | 148205.4593 | USD | REopt ElectricTariff.year_one_bill_before_tax
Year-1 BAU demand charge | 0 | USD | REopt year_one_demand_cost_before_tax_bau
Year-1 optimized demand charge | 0 | USD | REopt year_one_demand_cost_before_tax
Year-1 demand savings base | 0 | USD | max(BAU − optimized demand charge, 0)
Year-1 served-energy retail value | 582825.4506 | USD | Σ project-served kWh × EVN TOU rate (8760 h)
Year-1 battery energy revenue base | 0 | USD | Battery-served kWh x TOU rate x ESCO discount (inside the served series (PV-charged storage))
Year-1 battery served-energy retail value | 309908.3742 | USD | Battery-served kWh x EVN TOU rate
Year-1 battery net energy value outside served | 0 | USD | Discharge at retail minus grid charging (direct ownership / battery-only cases)
Year-1 battery demand relief | 0 | USD | PV-only counterfactual demand charge minus solved (counterfactual)
Battery share of matched energy | 41.04% | fraction | Battery-served kWh / project-served kWh
Year-1 C_DN (spot energy) | 368036.0859 | USD | settle_dppa_year_one: Σ Q_Khc × CFMP × K_pp
Year-1 C_DPPA (system fee) | 87465.9004 | USD | Σ Q_Khc × f_dppa
Year-1 C_CL (settlement adder) | 39675.5043 | USD | Σ Q_Khc × f_cl
Year-1 C_BL (retail shortfall) | 170438.0364 | USD | Σ shortfall × EVN TOU rate
Year-1 CfD strike leg | 464712.3272 | USD | Σ P_c × min(Q_c, Q_Khc)
Year-1 CfD market offset | 333813.0723 | USD | Σ FMP × min(Q_c, Q_Khc)
Year-1 generator FMP revenue | 437116.5955 | USD | Σ Q_re_meter × FMP
Year-1 matched-energy retail value | 560592.8897 | USD | Σ Q_Khc × EVN TOU rate (degradation repurchase)
Other Assumptions (assumptions.json echo)
dppa_regulatory_source | NLDC/EVN 2025 announcements (EVN notice 08/05/2025, provisional); NSMO CD7 worked example |  | assumptions.json
dppa_regulatory_vintage_year | 2025 |  | assumptions.json
rate_vintage_source | EVN retail electricity tariff, Decision 1279/QD-BCT dated 2025-05-09 |  | assumptions.json
rate_vintage_year | 2025 |  | assumptions.json
tariff_category | manufacturing |  | assumptions.json

## Model Basis
Model Basis, Conventions & Simplifications
1. Model architecture
• REopt (NLR optimization engine) selects PV/BESS sizing and hourly dispatch against the EVN time-of-use tariff over an 8760-hour year.
• proforma_vietnam post-processes the REopt run: an hourly ND57/2025 DPPA settlement layer (when applicable) and a 20-year developer cash flow with Vietnam tax and debt.
• This workbook is generated from that engine. The Pro Forma (Audit) sheet re-derives the full cash flow with live Excel formulas from the named inputs on the Assumptions sheet; the Checks block ties every metric back to the engine (PASS/REVIEW).
2. Currency & FX
• All money flows are computed in USD at the fixed contract rate (26,300 VND/USD).
• Underlying revenue is VND-denominated (EVN tariff, FMP market, DPPA fees). Holding FX flat for the analysis period is a simplification: the FX Sensitivity sheet quantifies USD-reported returns under 0-3%/yr VND depreciation.
• Sheets that show VND amounts (Hourly/Monthly Settlement, DPPA fee inputs) are VND-native regulatory quantities, not conversions.
• Debt is assumed VND-denominated (local bank), so DSCR is FX-neutral.
3. Settlement math - ND57/2025 grid DPPA with CfD
• Q_adj[h] = Q_re_meter[h] / K_pp × delta - quantity conversion generator→customer uses K_pp only (CD7 Ví dụ 1); k is price-only.
• Q_Khc[h] = min(load[h], Q_adj[h]) - the buyer settles only matched consumption; surplus stays with the generator at FMP and is never billed to the buyer.
• C_DN = Q_Khc × CFMP × K_pp with CFMP = FMP × k; C_DPPA = Q_Khc × f_dppa; C_CL = Q_Khc × f_cl; C_BL = shortfall × EVN TOU retail.
• CfD settles on min(Q_c, Q_Khc) per CD7 Ví dụ 4: CfD[h] = (P_c − FMP[h]) × Q_cfd[h]. The strike leg escalates at the contracted strike escalation; the market legs at the fee escalation.
• Curtailed PV from the self-consumption REopt run is credited as grid export at FMP (the generator does not curtail under DPPA).
• Year-1 settlement is computed hourly; later years scale the year-1 totals by the escalation and degradation factors shown on the Pro Forma (Audit) sheet.
4. Multi-year mechanics
• PV degradation compounds on generation-linked terms; energy lost to degradation is repurchased from EVN at retail (added to the buyer's residual bill / C_BL).
• O&M escalates at its own rate. Battery: no scheduled replacement inside the horizon (client direction 2026-09-12); capacity fade is carried by the Battery SOH curve and derates the battery's savings each year. The PV inverter is booked in year 11 at 10 percent of the solved PV capex.
• Battery state of health: REopt.jl v0.57.0's daily fade recurrence (calendar fade on the average stored energy, cycle fade on the energy discharged) replayed over the horizon on the solved year-1 dispatch, with the hours-per-time-step factor removed so 15 minute and hourly solves age alike. Cycle life 8,000 EFC to 80 percent sets the cycle coefficient. The battery's share of energy revenue, retail repurchase, demand relief and grid arbitrage is multiplied by the year's average SOH; energy delivered is assumed to scale with capacity (the battery treated as capacity-bound every day), an upper bound on the loss. The optimiser does not see the curve. See the Battery SOH sheet.
• Debt: level-payment annuity over the debt term (interest + principal split per the Debt Schedule block).
• CIT regime: renewable-energy producer (Law 67/2025/QH15 + Decree 320/2025/NĐ-CP) - 10% preferential base rate for the first 15 years counted from the first revenue-generating year, then 20%. The 4-year exemption and 9-year 50%-reduction periods count from the first profitable year, no later than year 4; the 50% reduction applies to the then-applicable base rate. Tax losses carry forward at most 5 consecutive years, consumed FIFO - the carryforward schedule is fully visible on the Pro Forma sheet.
• Straight-line depreciation: PV over the configured life within the 7-20y band of Circular 45/2013/TT-BTC; BESS over its own life.
• Battery replacement is CAPITALIZED, not expensed (VAS / Circular 45/2013): each replacement battery is a fixed asset depreciated straight-line over the 8-year BESS class life from its in-service (replacement) year, with each replacement year carrying its own schedule. The replacement cash outflow is unchanged - only the CIT deduction timing shifts from a single full deduction to the depreciation stream.
5. Simplifications register (disclosed for audit)
• Fixed FX over the analysis period - quantified on the FX Sensitivity sheet.
• Battery replacement depreciation is truncated at the analysis horizon: charges beyond the final year are simply not taken and the undepreciated remainder is not written off (no terminal disposal/salvage of the replaced or residual battery is modelled).
• VAT is out of scope (pass-through assumed for both parties).
• No working-capital, DSRA, or terminal/residual value is modelled.
• A single dispatch year (8760 h) is escalated; no re-dispatch in later years.
• REopt sizing is optimizer output and can vary slightly between solver versions; the financial post-processing is deterministic given results.json.
6. How to validate this workbook
• 1) Assumptions sheet: confirm every shaded input against the case file / contract term sheet.
• 2) Pro Forma (Audit): trace any line - formulas reference named cells (e.g. ESC_ENERGY, DEBT_RATE) and prior rows only.
• 3) Checks block: every metric shows Excel vs engine with PASS/REVIEW at stated tolerances (amounts $1, rates 5 bp, DSCR 0.005, payback 0.05 yr).
• 4) FX Sensitivity: rate cells are editable; Excel recomputes IRR/NPV live.
• 5) Technical sheets (Technical Results, Dispatch Profile, Load Duration, Settlement) are engine output for record. The Dispatch sheet's PV production factor (kWh/kW, PVWatts-derived) is the hourly solar-resource signal - REopt does not persist raw irradiance.
7. Key references
• ND57/2025 (DPPA decree) Art. 14-18 - settlement chain and eligibility.
• NSMO/CD7 simulation examples - k price-only conversion (Ví dụ 1), CfD cap on matched volume (Ví dụ 4).
• Law 67/2025/QH15 + Decree 320/2025/NĐ-CP - CIT rates, RE-producer preferential incentive, holiday & loss carryforward (legacy Circular 78/2014 Art. 9, 18 shape kept for the standard regime).
• Circular 45/2013/TT-BTC - fixed-asset depreciation bands.
• EVN retail tariff (current & QĐ963 TOU structures) as configured in the case file.

## Pro Forma (Audit)
Pro Forma (Audit) - every white cell is a live Excel formula
Shaded cells are hardcoded engine outputs (REopt dispatch / 8760-h settlement / tie-out reference). All other cells derive from the named cells on the Assumptions sheet. Currency: USD at the fixed contract FX rate.
TIMELINE & INDEXATION
Year | index | 0 | 1 | 2 | 3 | 4 | 5 | 6 | 7 | 8 | 9 | 10 | 11 | 12 | 13 | 14 | 15 | 16 | 17 | 18 | 19 | 20
EVN energy escalation factor | index
EVN capacity escalation factor | index
O&M escalation factor | index
PV degradation factor | index
Battery SOH factor (year average) | index | 1 | 0.99163 | 0.98172 | 0.97352 | 0.9659 | 0.95861 | 0.95152 | 0.9446 | 0.93779 | 0.93108 | 0.92444 | 0.91787 | 0.91136 | 0.90489 | 0.89847 | 0.89208 | 0.88573 | 0.8794 | 0.8731 | 0.86683 | 0.86058
Generation factor (PV degradation, battery SOH) | index
DPPA fee / FMP escalation factor | index
CfD strike escalation factor | index
REVENUE (USD)
Generator FMP market revenue | USD
CfD strike leg (P_c × Q_cfd) | USD
CfD market offset (FMP × Q_cfd) | USD
CfD net settlement (to generator) | USD
Generator revenue (FMP + CfD net) | USD
Demand charge savings (total) | USD
ESCO share of demand savings | USD
Total developer revenue | USD
OPERATING COSTS (USD)
O&M | USD
Equipment replacement (engine schedule) | USD |  | 0 | 0 | 0 | 0 | 0 | 0 | 0 | 0 | 0 | 0 | 287822.256 | 0 | 0 | 0 | 0 | 0 | 0 | 0 | 0 | 0
EBITDA | USD
DEBT SCHEDULE (USD)
Opening debt balance | USD
Interest | USD
Principal repayment | USD
Debt service | USD
Closing debt balance | USD
DEPRECIATION & VIETNAM CIT (USD)
PV depreciation (straight-line) | USD
BESS depreciation (straight-line) | USD
Replacement depreciation (in-service yr 11) | USD
Total depreciation | USD
Taxable income before loss relief (EBT) | USD
New tax loss arising | USD
Assessable income (pre-relief) | USD
Loss vintage aged 1y - available | USD | 1: 0
Loss vintage aged 2y - available | USD | 1: 0
Loss vintage aged 3y - available | USD | 1: 0
Loss vintage aged 4y - available | USD | 1: 0
Loss vintage aged 5y - available | USD | 1: 0
Loss vintage aged 5y - utilised | USD
Loss vintage aged 4y - utilised | USD
Loss vintage aged 3y - utilised | USD
Loss vintage aged 2y - utilised | USD
Loss vintage aged 1y - utilised | USD
Loss relief utilised (FIFO, ≤5y old) | USD
Taxable income after loss relief | USD
Profitable-to-date flag (starts CIT clock) | 0/1
CIT clock start year (first profit, capped) |  | 1: Circular 78/2014 Art. 18
Applicable base CIT rate (preferential window) | %
Applicable CIT rate | %
CIT payable | USD
CASH FLOW & COVERAGE (USD)
Cash available for debt service (CFADS) | USD
Project cash flow (unlevered, post-tax) | USD
Equity cash flow | USD
Cumulative equity cash flow | USD
DSCR (debt years) | x
OFFTAKER (BUYER) POSITION (USD)
BAU EVN bill (energy + demand) | USD
C_DN spot energy (Q_Khc × CFMP × K_pp) | USD
C_DPPA system service fee | USD
C_CL settlement adder | USD
C_BL retail shortfall (incl. degradation repurchase) | USD
Buyer cost with project | USD
Buyer savings vs BAU | USD
Buyer savings (% of BAU) | %
RETURN METRICS (Excel formulas)
Equity IRR
Project IRR (unlevered)
Equity NPV @ owner discount rate
Minimum DSCR (debt years) |  | 1: MIN ignores the blank non-debt years
Average DSCR (debt years)
First year cumulative equity CF ≥ 0
Simple equity payback |  | 1: years
ROI (cumulative equity CF / equity)
Buyer savings, years 1-10 (% of BAU)
CHECKS - EXCEL vs ENGINE (per-year tie-out)
Equity cash flow (engine) | USD | -1355639.208 | 32040.7701 | 49940.5278 | 68784.1517 | 88402.1072 | 108778.0245 | 129920.0536 | 151845.3755 | 164424.5075 | 174948.8452 | 196403.9529 | 414617.929 | 727345.12 | 753148.6803 | 779881.8743 | 807576.9727 | 801721.2672 | 757656.8129 | 783582.8288 | 803242.8009 | 831060.5154
CFADS (engine) | USD |  | 514130.4449 | 532030.2026 | 550873.8265 | 570491.782 | 590867.6993 | 612009.7285 | 633935.0504 | 646514.1824 | 657038.52 | 678493.6277 | 414617.929 | 727345.12 | 753148.6803 | 779881.8743 | 807576.9727 | 801721.2672 | 757656.8129 | 783582.8288 | 803242.8009 | 831060.5154
CIT (engine) | USD |  | 0 | 0 | 0 | 0 | 0 | 0 | 0 | 10151.2337 | 23186.9126 | 26148.1635 | 27502.6987 | 28813.4847 | 30171.5669 | 31578.5771 | 33036.2138 | 69092.4841 | 144441.9757 | 150923.4797 | 164832.9182 | 171787.3468
Max ¦Excel − engine¦ this year | USD
Check |  | 0: Excel; 1: Engine; 2: Delta; 3: Status
Per-year cash flow tie-out (max delta, all years) |  | 1: 0
Equity IRR |  | 1: 15.06%
Project IRR |  | 1: 12.24%
Equity NPV |  | 1: 986352.6773
Minimum DSCR |  | 1: 1.0665
Average DSCR |  | 1: 1.2418
Simple equity payback |  | 1: 10.4586
ROI |  | 1: 636.3%
Buyer savings, years 1-10 (% of BAU) |  | 1: -9.253%

## FX Sensitivity
FX Sensitivity - VND depreciation vs USD returns
Cash flows are VND-denominated (EVN tariff / DPPA settlement) but reported in USD at the fixed contract rate. Each scenario deflates the year-t USD equity cash flow by (1+d)^t. Debt is assumed VND-denominated, so DSCR is unchanged. The rate cells are editable; engine columns validate the default scenarios.
VND depreciation (per year) | Equity IRR (USD) | Equity NPV (USD) | Equity IRR (engine) | Equity NPV (engine) | Status
0% |  |  | 15.06% | 986352.6773
1% |  |  | 13.92% | 711041.819
2% |  |  | 12.81% | 474526.5445
3% |  |  | 11.71% | 270731.6955
Helper - FX-adjusted equity cash flow per scenario (USD): CF_t / (1 + d)^t
| 0 | 1 | 2 | 3 | 4 | 5 | 6 | 7 | 8 | 9 | 10 | 11 | 12 | 13 | 14 | 15 | 16 | 17 | 18 | 19 | 20

## Buyer Analysis
Buyer Analysis - Cost vs Business-As-Usual
Annual electricity cost with the project compared against the EVN-only baseline (USD)
Year 1 Snapshot
| Year 1 BAU Cost (USD) | 731030.93
| Year 1 Cost With Project (USD) | 796739.5419
| Year 1 Savings (USD) | -65708.6119
| Year 1 Savings (% of BAU) | -8.988%
| of which C_DN spot energy (USD) | 366771.5547
| of which C_DPPA + C_CL fees (USD) | 126704.5609
| of which C_BL retail shortfall (USD) | 172364.1715
| of which CfD payment, net (USD) | 130899.2549 | Positive = buyer pays generator
| First 10 Years Savings (USD) | -812136.2638 | Cumulative, years 1-10
| First 10 Years Savings (% of BAU) | -9.253%
| Lifetime Savings (USD) | -2078855.6505 | Cumulative over analysis period
| Lifetime Savings (% of BAU) | -9.55%
Year | BAU Cost (USD) | Cost With Project (USD) | Savings (USD) | Savings (% of BAU) | Cumulative Savings (USD)
1 | 731030.93 | 796739.5419 | -65708.6119 | -8.988% | -65708.6119
2 | 760272.1672 | 829086.4082 | -68814.241 | -9.051% | -134522.8529
3 | 790683.0539 | 862695.3988 | -72012.3449 | -9.108% | -206535.1978
4 | 822310.376 | 897648.0906 | -75337.7146 | -9.162% | -281872.9124
5 | 855202.7911 | 934005.3892 | -78802.5981 | -9.214% | -360675.5105
6 | 889410.9027 | 971826.8713 | -82415.9686 | -9.266% | -443091.4791
7 | 924987.3388 | 1011173.1963 | -86185.8574 | -9.318% | -529277.3365
8 | 961986.8324 | 1052106.8709 | -90120.0385 | -9.368% | -619397.375
9 | 1000466.3057 | 1094692.6075 | -94226.3018 | -9.418% | -713623.6768
10 | 1040484.9579 | 1138997.5449 | -98512.587 | -9.468% | -812136.2638
11 | 1082104.3562 | 1185091.415 | -102987.0588 | -9.517% | -915123.3225
12 | 1125388.5305 | 1233046.6868 | -107658.1564 | -9.566% | -1022781.4789
13 | 1170404.0717 | 1282938.7006 | -112534.6289 | -9.615% | -1135316.1078
14 | 1217220.2346 | 1334845.7983 | -117625.5637 | -9.663% | -1252941.6715
15 | 1265909.044 | 1388849.4553 | -122940.4113 | -9.712% | -1375882.0828
16 | 1316545.4057 | 1445034.413 | -128489.0073 | -9.76% | -1504371.0902
17 | 1369207.2219 | 1503488.8159 | -134281.594 | -9.807% | -1638652.6841
18 | 1423975.5108 | 1564304.3519 | -140328.8411 | -9.855% | -1778981.5253
19 | 1480934.5312 | 1627576.398 | -146641.8668 | -9.902% | -1925623.392
20 | 1540171.9125 | 1693404.171 | -153232.2585 | -9.949% | -2078855.6505

## Developer Returns
Developer Returns - Financing & Cash Flow
Seller/ESCO investment case: sources & uses, return metrics and annual equity cash flow (USD)
Sources & Uses
| Total Investment (USD) | 4518797.36
| Debt Principal (USD) | 3163158.152
| Equity Investment (USD) | 1355639.208
Return Metrics
| Equity IRR | 15.06%
| Project IRR | 12.24%
| NPV (USD) | 986352.6773 | At owner discount rate
| Minimum DSCR (debt years) | 1.0665
| Average DSCR | 1.2418
| Simple Payback (Years) | 10.4586
| ROI (cumulative equity CF / equity) | 636.3%
Year | Revenue (USD) | O&M + Replacement (USD) | CIT (USD) | CFADS (USD) | Debt Service (USD) | DSCR | Equity Cash Flow (USD) | Cumulative Equity CF (USD)
1 | 566513.9662 | 52383.5213 | 0 | 514130.4449 | 482089.6748 | 1.0665 | 32040.7701 | -1323598.4379
2 | 585985.2296 | 53955.0269 | 0 | 532030.2026 | 482089.6748 | 1.1036 | 49940.5278 | -1273657.9102
3 | 606447.5043 | 55573.6777 | 0 | 550873.8265 | 482089.6748 | 1.1427 | 68784.1517 | -1204873.7585
4 | 627732.6701 | 57240.8881 | 0 | 570491.782 | 482089.6748 | 1.1834 | 88402.1072 | -1116471.6513
5 | 649825.8141 | 58958.1147 | 0 | 590867.6993 | 482089.6748 | 1.2256 | 108778.0245 | -1007693.6268
6 | 672736.5866 | 60726.8582 | 0 | 612009.7285 | 482089.6748 | 1.2695 | 129920.0536 | -877773.5732
7 | 696483.7143 | 62548.6639 | 0 | 633935.0504 | 482089.6748 | 1.315 | 151845.3755 | -725928.1976
8 | 721090.5399 | 64425.1238 | 10151.2337 | 646514.1824 | 482089.6748 | 1.3411 | 164424.5075 | -561503.6901
9 | 746583.3102 | 66357.8775 | 23186.9126 | 657038.52 | 482089.6748 | 1.3629 | 174948.8452 | -386554.8449
10 | 772990.405 | 68348.6139 | 26148.1635 | 678493.6277 | 482089.6748 | 1.4074 | 196403.9529 | -190150.892
11 | 800341.956 | 358221.3283 | 27502.6987 | 414617.929 | 0 |  | 414617.929 | 224467.037
12 | 828669.6492 | 72511.0445 | 28813.4847 | 727345.12 | 0 |  | 727345.12 | 951812.157
13 | 858006.623 | 74686.3758 | 30171.5669 | 753148.6803 | 0 |  | 753148.6803 | 1704960.8374
14 | 888387.4185 | 76926.9671 | 31578.5771 | 779881.8743 | 0 |  | 779881.8743 | 2484842.7117
15 | 919847.9626 | 79234.7761 | 33036.2138 | 807576.9727 | 0 |  | 807576.9727 | 3292419.6844
16 | 952425.5707 | 81611.8194 | 69092.4841 | 801721.2672 | 0 |  | 801721.2672 | 4094140.9517
17 | 986158.9626 | 84060.1739 | 144441.9757 | 757656.8129 | 0 |  | 757656.8129 | 4851797.7645
18 | 1021088.2877 | 86581.9792 | 150923.4797 | 783582.8288 | 0 |  | 783582.8288 | 5635380.5934
19 | 1057255.1577 | 89179.4385 | 164832.9182 | 803242.8009 | 0 |  | 803242.8009 | 6438623.3943
20 | 1094702.6839 | 91854.8217 | 171787.3468 | 831060.5154 | 0 |  | 831060.5154 | 7269683.9097

## Technical Results
Metric | Value
System Sizing
PV Size (kW) | 5996.297
Battery Power (kW) | 2011.12
Battery Energy (kWh) | 12330.71
Annual Energy Balance (Year 1)
PV to Load (kWh) | 3915831.4835
PV to Storage (kWh) | 3029670.4351
PV to Grid (kWh) | 0
Storage to Load (kWh) | 2725990.0272
Grid to Load (kWh) | 2958491.084
PV Curtailed (kWh) | 1497539.5633
Grid to Storage (kWh) | 0
Year-1 Utility Bill Comparison
BAU Utility Bill (USD) | 731030.93
Optimized Utility Bill (USD) | 148205.4593
Utility Bill Savings (USD) | 582825.4707
BAU Demand Charge (USD) | 0
Optimized Demand Charge (USD) | 0
Demand Charge Savings (USD) | 0
Solar Resource (Year 1)
Annual POA Irradiation (kWh/m²) | 1929.6822
Performance Ratio (Year 1) | 72.97%

## Battery SOH
Battery state of health
Method: REopt.jl v0.57.0 daily fade recurrence replayed over the horizon on the solved year-1 dispatch. SOH[d] = SOH[d-1] - (k_cal x a x Eavg[d-1] x d^(a-1) + k_cyc x E_discharged[d-1]), SOH in kWh, with the hours-per-time-step factor removed (h = 1) so 15 minute and hourly solves age alike.
Cycle fade: k_cyc = (1 - 0.80) / cycle life = 2.500e-05 kWh lost per kWh discharged (cycle life 8,000 EFC to 80 percent).
Calendar fade: k_cal = 1.16e-03, exponent a = 0.428 (NREL laboratory defaults, no chemistry or temperature calibration).
Use: the year-average SOH multiplies the battery's share of the savings on the Pro Forma (Audit) sheet (row 'Battery SOH factor'). Energy delivered is assumed to scale with capacity, the battery treated as capacity-bound every day: an upper bound on the loss. The optimiser does not see this curve; no battery replacement is scheduled unless the case opts in.
Energy attribution: inside the served series (PV-charged storage). Demand attribution: counterfactual.
Nominal capacity (kWh) | 12330.71
SOH end of year 10 | 92.12%
SOH end of year 20 | 85.75%
First year below 80 percent | Not within the 20 year horizon
Equivalent full cycles, year 1 | 221.0732
Equivalent full cycles, cumulative | 4421.4648
Average daily discharge, year 1 (kWh) | 7468.4658
Value lost to fade over the horizon (USD) | 589983.1951
Year | SOH end of year | SOH year average (derate factor) | Usable capacity (kWh) | EFC in year | Cumulative EFC | Calendar fade (kWh) | Cycle fade (kWh) | Value lost to fade (USD) | End of life (80 percent)
0 | 100% | 100% | 12330.71 | 0 | 0 | 0 | 0 | 0 | 80%
1 | 98.62% | 99.16% | 12160.6389 | 221.0732 | 221.0732 | 102.1635 | 67.9077 | 1926.1351 | 80%
2 | 97.75% | 98.17% | 12053.7666 | 221.0732 | 442.1465 | 38.7225 | 68.1498 | 4374.7338 | 80%
3 | 96.97% | 97.35% | 11957.0297 | 221.0732 | 663.2197 | 28.5871 | 68.1498 | 6589.3757 | 80%
4 | 96.23% | 96.59% | 11865.3679 | 221.0732 | 884.293 | 23.5121 | 68.1498 | 8825.0698 | 80%
5 | 95.51% | 95.86% | 11776.8789 | 221.0732 | 1105.3662 | 20.3393 | 68.1498 | 11141.8435 | 80%
6 | 94.81% | 95.15% | 11690.6064 | 221.0732 | 1326.4394 | 18.1227 | 68.1498 | 13569.7835 | 80%
7 | 94.12% | 94.46% | 11605.9912 | 221.0732 | 1547.5127 | 16.4655 | 68.1498 | 16128.9574 | 80%
8 | 93.45% | 93.78% | 11522.6734 | 221.0732 | 1768.5859 | 15.1681 | 68.1498 | 18835.1956 | 80%
9 | 92.78% | 93.11% | 11440.4055 | 221.0732 | 1989.6592 | 14.1181 | 68.1498 | 21702.352 | 80%
10 | 92.12% | 92.44% | 11359.0092 | 221.0732 | 2210.7324 | 13.2466 | 68.1498 | 24743.3593 | 80%
11 | 91.47% | 91.79% | 11278.3509 | 221.0732 | 2431.8057 | 12.5086 | 68.1498 | 27970.7882 | 80%
12 | 90.82% | 91.14% | 11198.3274 | 221.0732 | 2652.8789 | 11.8737 | 68.1498 | 31397.1719 | 80%
13 | 90.17% | 90.49% | 11118.8574 | 221.0732 | 2873.9521 | 11.3202 | 68.1498 | 35035.213 | 80%
14 | 89.53% | 89.85% | 11039.8753 | 221.0732 | 3095.0254 | 10.8324 | 68.1498 | 38897.9245 | 80%
15 | 88.89% | 89.21% | 10961.3273 | 221.0732 | 3316.0986 | 10.3982 | 68.1498 | 42998.7325 | 80%
16 | 88.26% | 88.57% | 10883.1687 | 221.0732 | 3537.1719 | 10.0088 | 68.1498 | 47351.5572 | 80%
17 | 87.63% | 87.94% | 10805.3619 | 221.0732 | 3758.2451 | 9.6571 | 68.1498 | 51970.8795 | 80%
18 | 87% | 87.31% | 10727.8748 | 221.0732 | 3979.3183 | 9.3373 | 68.1498 | 56871.799 | 80%
19 | 86.38% | 86.68% | 10650.68 | 221.0732 | 4200.3916 | 9.0451 | 68.1498 | 62070.0871 | 80%
20 | 85.75% | 86.06% | 10573.7536 | 221.0732 | 4421.4648 | 8.7767 | 68.1498 | 67582.2364 | 80%

## Dispatch Profile
Hour | Load (kW) | PV Irradiation (W/m²) | PV Generation Total (kW) | PV to Load (kW) | PV to Storage (kW) | PV to Grid (kW) | PV Curtailed (kW) | Grid to Load (kW) | Grid to Storage (kW) | Storage to Load (kW)
1 | 1020 | 0 | 0 | 0 | 0 | 0 | 0 | 1020 | 0 | 0
2 | 1078.4 | 0 | 0 | 0 | 0 | 0 | 0 | 1078.4 | 0 | 0
3 | 906.4 | 0 | 0 | 0 | 0 | 0 | 0 | 810.13 | 0 | 100.1956
4 | 860.8 | 0 | 0 | 0 | 0 | 0 | 0 | 0 | 0 | 895.9007
5 | 996.8 | 0 | 0 | 0 | 0 | 0 | 0 | 0 | 0 | 1037.4463
6 | 983.2 | 0 | 0 | 0 | 0 | 0 | 0 | 0 | 0 | 1023.2917
7 | 586.4 | 11.75 | 17.587 | 17.587 | 0 | 0 | 0 | 0 | 0 | 592.7245
8 | 104.269 | 120.27 | 544.1878 | 108.5208 | -435.6671 | 0 | 0 | 0 | 0 | 0
9 | 89.172 | 270.88 | 1273.4518 | 92.8081 | -1180.6437 | 0 | 0 | 0 | 0 | 0
10 | 105.232 | 505.48 | 2362.5893 | 109.523 | -2093.1229 | 0 | 159.9435 | 0 | 0 | 0
11 | 89.626 | 573.07 | 2636.3855 | 93.2796 | -2093.1229 | 0 | 449.983 | 0 | 0 | 0
12 | 119.641 | 477.66 | 2176.8482 | 124.5196 | -2052.3286 | 0 | 0 | 0 | 0 | 0
13 | 82.892 | 358.27 | 1624.6245 | 86.2721 | -1538.3524 | 0 | 0 | 0 | 0 | 0
14 | 87.738 | 333.19 | 1511.2412 | 91.3157 | -1419.9255 | 0 | 0 | 0 | 0 | 0
15 | 106.186 | 229.93 | 1039.8297 | 110.5159 | -17.6745 | 0 | 911.6393 | 0 | 0 | 0
16 | 98.846 | 202.24 | 925.8698 | 102.8766 | 0 | 0 | 822.9932 | 0 | 0 | 0
17 | 88.262 | 121.2 | 537.1959 | 91.861 | 0 | 0 | 445.3349 | 0 | 0 | 0
18 | 94.791 | 11.75 | 8.9767 | 8.9767 | 0 | 0 | 0 | 0 | 0 | 89.6796
19 | 90.4 | 0 | 0 | 0 | 0 | 0 | 0 | 0 | 0 | 94.0862
20 | 96 | 0 | 0 | 0 | 0 | 0 | 0 | 0 | 0 | 99.9146
21 | 87.2 | 0 | 0 | 0 | 0 | 0 | 0 | 0 | 0 | 90.7557
22 | 92 | 0 | 0 | 0 | 0 | 0 | 0 | 0 | 0 | 95.7515
23 | 88 | 0 | 0 | 0 | 0 | 0 | 0 | 0 | 0 | 91.5884
24 | 91.2 | 0 | 0 | 0 | 0 | 0 | 0 | 0 | 0 | 94.9188
25 | 86.4 | 0 | 0 | 0 | 0 | 0 | 0 | 0 | 0 | 89.9231
26 | 93.6 | 0 | 0 | 0 | 0 | 0 | 0 | 0 | 0 | 97.4167
27 | 86.4 | 0 | 0 | 0 | 0 | 0 | 0 | 0 | 0 | 89.9231
28 | 89.6 | 0 | 0 | 0 | 0 | 0 | 0 | 0 | 0 | 93.2536
29 | 83.2 | 0 | 0 | 0 | 0 | 0 | 0 | 0 | 0 | 86.5926
30 | 92 | 0 | 0 | 0 | 0 | 0 | 0 | 0 | 0 | 95.7515
31 | 76.8 | 17.05 | 28.56 | 28.56 | 0 | 0 | 0 | 0 | 0 | 51.3717
32 | 84.462 | 28.41 | 103.8622 | 87.9061 | -15.9561 | 0 | 0 | 0 | 0 | 0
33 | 178.704 | 104.38 | 464.0418 | 185.991 | -278.0508 | 0 | 0 | 0 | 0 | 0
34 | 122.023 | 121.1 | 535.5775 | 126.9987 | -408.5788 | 0 | 0 | 0 | 0 | 0
35 | 151.211 | 155.66 | 691.3974 | 157.3769 | -534.0205 | 0 | 0 | 0 | 0 | 0
36 | 234.813 | 203.34 | 909.0269 | 244.389 | -166.67 | 0 | 497.968 | 0 | 0 | 0
37 | 410.829 | 266.08 | 1198.4264 | 427.5813 | 0 | 0 | 770.8451 | 0 | 0 | 0
38 | 797.587 | 196.09 | 873.4449 | 830.11 | 0 | 0 | 43.3348 | 0 | 0 | 0
39 | 1144.168 | 132.09 | 578.6667 | 578.6667 | 0 | 0 | 0 | 588.173 | 0 | 0
40 | 1195.968 | 35.28 | 131.3845 | 131.3845 | 0 | 0 | 0 | 1069.731 | 0 | 0
41 | 1539.811 | 39.2 | 151.2561 | 151.2561 | 0 | 0 | 0 | 1394.481 | 0 | 0
42 | 1385.46 | 5.87 | 0 | 0 | 0 | 0 | 0 | 1385.46 | 0 | 0
43 | 1622.4 | 0 | 0 | 0 | 0 | 0 | 0 | 0 | 0 | 1688.5563
44 | 953.6 | 0 | 0 | 0 | 0 | 0 | 0 | 0 | 0 | 992.4848
45 | 1364 | 0 | 0 | 0 | 0 | 0 | 0 | 0 | 0 | 1419.6195
46 | 1566.4 | 0 | 0 | 0 | 0 | 0 | 0 | 0 | 0 | 1630.2728
47 | 1546.4 | 0 | 0 | 0 | 0 | 0 | 0 | 0 | 0 | 1609.4572
48 | 1576 | 0 | 0 | 0 | 0 | 0 | 0 | 1576 | 0 | 0
49 | 1492 | 0 | 0 | 0 | 0 | 0 | 0 | 1492 | 0 | 0
50 | 1759.2 | 0 | 0 | 0 | 0 | 0 | 0 | 1759.2 | 0 | 0
51 | 1702.4 | 0 | 0 | 0 | 0 | 0 | 0 | 1702.4 | 0 | 0
52 | 1202.4 | 0 | 0 | 0 | 0 | 0 | 0 | 1202.4 | 0 | 0
53 | 1508.8 | 0 | 0 | 0 | 0 | 0 | 0 | 1508.8 | 0 | 0
54 | 1304 | 0 | 0 | 0 | 0 | 0 | 0 | 1304 | 0 | 0
55 | 1408 | 33.28 | 81.19 | 0 | -81.19 | 0 | 0 | 1408 | 0 | 0
56 | 1348.873 | 132.21 | 591.1633 | 0 | -591.1633 | 0 | 0 | 1348.873 | 0 | 0
57 | 1465.448 | 278.69 | 1298.7021 | 0 | -1298.7021 | 0 | 0 | 1465.448 | 0 | 0
58 | 1762.864 | 382.05 | 1759.3197 | 0 | -1759.3197 | 0 | 0 | 1762.864 | 0 | 0
59 | 1691.064 | 277.02 | 1250.0062 | 0 | -1250.0062 | 0 | 0 | 1691.064 | 0 | 0
60 | 1680.269 | 533.11 | 2412.0106 | 1161.2644 | -1250.7462 | 0 | 0 | 564.502 | 0 | 0
61 | 1623.593 | 450.13 | 2032.6308 | 1689.7979 | -342.8329 | 0 | 0 | 0 | 0 | 0
62 | 1593.084 | 499.13 | 2262.0607 | 1658.0449 | -604.0159 | 0 | 0 | 0 | 0 | 0
63 | 1600.536 | 137.97 | 603.4851 | 603.4851 | 0 | 0 | 0 | 1020.695 | 0 | 0
64 | 2071.826 | 199.75 | 909.0145 | 909.0145 | 0 | 0 | 0 | 1198.426 | 0 | 0
65 | 1766.78 | 172.64 | 768.725 | 768.725 | 0 | 0 | 0 | 1028.173 | 0 | 0
66 | 1972.144 | 24.34 | 46.2729 | 46.2729 | 0 | 0 | 0 | 1927.684 | 0 | 0
67 | 1702.4 | 0 | 0 | 0 | 0 | 0 | 0 | 0 | 0 | 1771.8184
68 | 1880.8 | 0 | 0 | 0 | 0 | 0 | 0 | 0 | 0 | 1957.493
69 | 1820 | 0 | 0 | 0 | 0 | 0 | 0 | 0 | 0 | 1894.2138
70 | 1544 | 0 | 0 | 0 | 0 | 0 | 0 | 0 | 0 | 1606.9594
71 | 1548 | 0 | 0 | 0 | 0 | 0 | 0 | 0 | 0 | 1611.1225
72 | 1748 | 0 | 0 | 0 | 0 | 0 | 0 | 1748 | 0 | 0
73 | 1668.8 | 0 | 0 | 0 | 0 | 0 | 0 | 1668.8 | 0 | 0
74 | 1640 | 0 | 0 | 0 | 0 | 0 | 0 | 1640 | 0 | 0
75 | 1404.8 | 0 | 0 | 0 | 0 | 0 | 0 | 1404.8 | 0 | 0
76 | 1329.6 | 0 | 0 | 0 | 0 | 0 | 0 | 1329.6 | 0 | 0
77 | 1424 | 0 | 0 | 0 | 0 | 0 | 0 | 1424 | 0 | 0
78 | 1144.8 | 0 | 0 | 0 | 0 | 0 | 0 | 1144.8 | 0 | 0
79 | 1503.2 | 53.12 | 129.1542 | 129.1542 | 0 | 0 | 0 | 1379.106 | 0 | 0
80 | 1213.663 | 213.5 | 963.5751 | 963.5751 | 0 | 0 | 0 | 287.84 | 0 | 0
81 | 1603.942 | 491.73 | 2326.6711 | 1669.3456 | -657.3255 | 0 | 0 | 0 | 0 | 0
82 | 1563.398 | 634.77 | 2944.0734 | 1627.1484 | -1316.9251 | 0 | 0 | 0 | 0 | 0
83 | 1507.155 | 796.52 | 3637.1975 | 1568.6119 | -2068.5855 | 0 | 0 | 0 | 0 | 0
84 | 1580.699 | 787.57 | 3562.9453 | 1645.1548 | -1917.7905 | 0 | 0 | 0 | 0 | 0
85 | 1729.469 | 763.71 | 3461.8963 | 1799.9912 | -1661.9051 | 0 | 0 | 0 | 0 | 0
86 | 1487.795 | 798.76 | 3633.6838 | 1548.4625 | -2085.2213 | 0 | 0 | 0 | 0 | 0
87 | 1353.09 | 576.57 | 2658.9859 | 1408.2647 | -1123.0814 | 0 | 127.6398 | 0 | 0 | 0
88 | 1713.845 | 504.54 | 2374.1617 | 1783.7301 | 0 | 0 | 590.4316 | 0 | 0 | 0
89 | 1749.959 | 265.01 | 1176.7855 | 1176.7855 | 0 | 0 | 0 | 619.279 | 0 | 0
90 | 1614.836 | 38 | 86.9288 | 86.9288 | 0 | 0 | 0 | 1531.313 | 0 | 0
91 | 1603.201 | 0 | 0 | 0 | 0 | 0 | 0 | 0 | 0 | 1668.5744
92 | 1192 | 0 | 0 | 0 | 0 | 0 | 0 | 0 | 0 | 1240.6059
93 | 1322.4 | 0 | 0 | 0 | 0 | 0 | 0 | 0 | 0 | 1376.3232
94 | 1403.2 | 0 | 0 | 0 | 0 | 0 | 0 | 0 | 0 | 1460.418
95 | 1576.8 | 0 | 0 | 0 | 0 | 0 | 0 | 0 | 0 | 1641.0968
96 | 1240.8 | 0 | 0 | 0 | 0 | 0 | 0 | 1240.8 | 0 | 0
97 | 1476 | 0 | 0 | 0 | 0 | 0 | 0 | 1476 | 0 | 0
98 | 1014.4 | 0 | 0 | 0 | 0 | 0 | 0 | 1014.4 | 0 | 0
99 | 1200.8 | 0 | 0 | 0 | 0 | 0 | 0 | 1200.8 | 0 | 0
100 | 1056 | 0 | 0 | 0 | 0 | 0 | 0 | 1056 | 0 | 0
101 | 1512.8 | 0 | 0 | 0 | 0 | 0 | 0 | 1512.8 | 0 | 0
102 | 1194.4 | 0 | 0 | 0 | 0 | 0 | 0 | 225.213 | 0 | 1008.7073
103 | 1352.8 | 52.8 | 126.0297 | 126.0297 | 0 | 0 | 0 | 0 | 0 | 1281.9331
104 | 1276.497 | 282.7 | 1274.0513 | 1274.0513 | 0 | 0 | 0 | 0 | 0 | 54.4972
105 | 1178.106 | 524.59 | 2490.8016 | 1226.1454 | -1264.6562 | 0 | 0 | 0 | 0 | 0
106 | 1381.448 | 729.17 | 3386.5222 | 1437.779 | -1948.7432 | 0 | 0 | 0 | 0 | 0
107 | 1214.49 | 872.15 | 3972.6908 | 1264.013 | -2093.1229 | 0 | 615.5549 | 0 | 0 | 0
108 | 1201.671 | 950.07 | 4274.4422 | 1250.6702 | -2093.1229 | 0 | 930.6491 | 0 | 0 | 0
109 | 1248.417 | 949.58 | 4258.7858 | 1299.3224 | -2093.1229 | 0 | 866.3405 | 0 | 0 | 0
110 | 1246.649 | 870.91 | 3935.9993 | 1297.4833 | -1338.0684 | 0 | 1300.4475 | 0 | 0 | 0
111 | 987.594 | 726.63 | 3336.3037 | 1027.8649 | 0 | 0 | 2308.4388 | 0 | 0 | 0
112 | 489.888 | 520.09 | 2439.9649 | 509.8641 | 0 | 0 | 1930.1008 | 0 | 0 | 0
113 | 193.991 | 277.32 | 1227.1237 | 201.9013 | 0 | 0 | 1025.2224 | 0 | 0 | 0
114 | 170.644 | 43.35 | 94.9698 | 94.9698 | 0 | 0 | 0 | 0 | 0 | 82.6325
115 | 118.4 | 0 | 0 | 0 | 0 | 0 | 0 | 0 | 0 | 123.228
116 | 127.2 | 0 | 0 | 0 | 0 | 0 | 0 | 0 | 0 | 132.3868
117 | 100.8 | 0 | 0 | 0 | 0 | 0 | 0 | 0 | 0 | 104.9103
118 | 94.4 | 0 | 0 | 0 | 0 | 0 | 0 | 0 | 0 | 98.2493
119 | 94.4 | 0 | 0 | 0 | 0 | 0 | 0 | 0 | 0 | 98.2493
120 | 99.2 | 0 | 0 | 0 | 0 | 0 | 0 | 0 | 0 | 103.2451
121 | 92.8 | 0 | 0 | 0 | 0 | 0 | 0 | 0 | 0 | 96.5841
122 | 91.2 | 0 | 0 | 0 | 0 | 0 | 0 | 0 | 0 | 94.9188
123 | 85.6 | 0 | 0 | 0 | 0 | 0 | 0 | 0 | 0 | 89.0905
124 | 93.6 | 0 | 0 | 0 | 0 | 0 | 0 | 0 | 0 | 97.4167
125 | 89.6 | 0 | 0 | 0 | 0 | 0 | 0 | 0 | 0 | 93.2536
126 | 93.6 | 0 | 0 | 0 | 0 | 0 | 0 | 0 | 0 | 97.4167
127 | 81.6 | 59.95 | 147.7851 | 84.9274 | -62.8577 | 0 | 0 | 0 | 0 | 0
128 | 95.06 | 231.48 | 1036.4482 | 98.9362 | -937.512 | 0 | 0 | 0 | 0 | 0
129 | 615.277 | 482.79 | 2277.5256 | 640.366 | -459.2802 | 0 | 1177.8794 | 0 | 0 | 0
130 | 1487.855 | 454.39 | 2085.9196 | 1548.525 | 0 | 0 | 537.3947 | 0 | 0 | 0
131 | 1570.749 | 865.42 | 3913.6507 | 1634.7991 | 0 | 0 | 2278.8516 | 0 | 0 | 0
132 | 1374.539 | 929.6 | 4163.4267 | 1430.5883 | 0 | 0 | 2732.8384 | 0 | 0 | 0
133 | 1744.337 | 768.74 | 3451.3064 | 1815.4655 | 0 | 0 | 1635.8409 | 0 | 0 | 0
134 | 1288.096 | 442.06 | 1995.4532 | 1340.6204 | 0 | 0 | 654.8328 | 0 | 0 | 0
135 | 1540.824 | 681.24 | 3129.3057 | 1603.6539 | 0 | 0 | 1525.6518 | 0 | 0 | 0
136 | 1378.996 | 392.63 | 1835.7065 | 1435.227 | 0 | 0 | 400.4795 | 0 | 0 | 0
137 | 1206.845 | 184.22 | 810.6631 | 810.6631 | 0 | 0 | 0 | 427.943 | 0 | 0
138 | 1353.643 | 38.87 | 89.4173 | 89.4173 | 0 | 0 | 0 | 794.974 | 0 | 492.0324
139 | 1672.005 | 0 | 0 | 0 | 0 | 0 | 0 | 0 | 0 | 1740.184
140 | 1202.4 | 0 | 0 | 0 | 0 | 0 | 0 | 0 | 0 | 1251.43
141 | 1490.4 | 0 | 0 | 0 | 0 | 0 | 0 | 0 | 0 | 1551.1737
142 | 825.6 | 0 | 0 | 0 | 0 | 0 | 0 | 0 | 0 | 859.2653
143 | 1327.2 | 0 | 0 | 0 | 0 | 0 | 0 | 0 | 0 | 1381.319
144 | 1368.8 | 0 | 0 | 0 | 0 | 0 | 0 | 0 | 0 | 1424.6153
145 | 1056 | 0 | 0 | 0 | 0 | 0 | 0 | 1056 | 0 | 0
146 | 1168.8 | 0 | 0 | 0 | 0 | 0 | 0 | 1168.8 | 0 | 0
147 | 1128 | 0 | 0 | 0 | 0 | 0 | 0 | 1128 | 0 | 0
148 | 982.4 | 0 | 0 | 0 | 0 | 0 | 0 | 982.4 | 0 | 0
149 | 904 | 0 | 0 | 0 | 0 | 0 | 0 | 904 | 0 | 0
150 | 892.8 | 0 | 0 | 0 | 0 | 0 | 0 | 892.8 | 0 | 0
151 | 1122.4 | 56.74 | 136.0316 | 136.0316 | 0 | 0 | 0 | 0 | 0 | 1032.1363
152 | 820.686 | 302.44 | 1359.1983 | 854.1509 | -505.0473 | 0 | 0 | 0 | 0 | 0
153 | 1276.219 | 548.14 | 2590.1781 | 1328.2591 | -1261.919 | 0 | 0 | 0 | 0 | 0
154 | 1102.819 | 756.42 | 3466.3394 | 1147.7884 | -2093.1229 | 0 | 225.4281 | 0 | 0 | 0
155 | 1394.158 | 904.1 | 4037.5885 | 1451.0063 | -2093.1229 | 0 | 493.4593 | 0 | 0 | 0
156 | 1343.063 | 978.5 | 4307.6742 | 1397.8288 | -2093.1229 | 0 | 816.7225 | 0 | 0 | 0
157 | 1117.045 | 976.48 | 4284.3785 | 1162.5945 | -2093.1229 | 0 | 1028.6611 | 0 | 0 | 0
158 | 1320.721 | 893.64 | 3948.8435 | 1374.5758 | -691.3797 | 0 | 1882.888 | 0 | 0 | 0
159 | 965.839 | 743.6 | 3346.1859 | 1005.2228 | 0 | 0 | 2340.963 | 0 | 0 | 0
160 | 1201.115 | 536.56 | 2477.5983 | 1250.0926 | 0 | 0 | 1227.5057 | 0 | 0 | 0
161 | 1181.242 | 289.74 | 1275.2024 | 1229.4093 | 0 | 0 | 45.7931 | 0 | 0 | 0
162 | 1081.511 | 49.78 | 122.6899 | 122.6899 | 0 | 0 | 0 | 963.628 | 0 | 0
163 | 1008 | 0 | 0 | 0 | 0 | 0 | 0 | 0 | 0 | 1049.103
164 | 1229.6 | 0 | 0 | 0 | 0 | 0 | 0 | 0 | 0 | 1279.7391
165 | 845.6 | 0 | 0 | 0 | 0 | 0 | 0 | 0 | 0 | 880.0809
166 | 1182.4 | 0 | 0 | 0 | 0 | 0 | 0 | 0 | 0 | 1230.6145
167 | 1105.6 | 0 | 0 | 0 | 0 | 0 | 0 | 0 | 0 | 1150.6828
168 | 876.8 | 0 | 0 | 0 | 0 | 0 | 0 | 876.8 | 0 | 0
169 | 1152.8 | 0 | 0 | 0 | 0 | 0 | 0 | 1152.8 | 0 | 0
170 | 1130.4 | 0 | 0 | 0 | 0 | 0 | 0 | 1130.4 | 0 | 0
171 | 1128.8 | 0 | 0 | 0 | 0 | 0 | 0 | 1128.8 | 0 | 0
172 | 1064.8 | 0 | 0 | 0 | 0 | 0 | 0 | 1064.8 | 0 | 0
173 | 1179.2 | 0 | 0 | 0 | 0 | 0 | 0 | 1179.2 | 0 | 0
174 | 769.6 | 0 | 0 | 0 | 0 | 0 | 0 | 769.6 | 0 | 0
175 | 1032.8 | 53.85 | 123.6974 | 123.6974 | 0 | 0 | 0 | 913.949 | 0 | 0
176 | 1022.571 | 223.67 | 993.0884 | 993.0884 | 0 | 0 | 0 | 68.391 | 0 | 0
177 | 1349.006 | 243.7 | 1112.4811 | 1112.4811 | 0 | 0 | 0 | 280.111 | 0 | 0
178 | 1477.914 | 188.21 | 831.9147 | 831.9147 | 0 | 0 | 0 | 678.593 | 0 | 0
179 | 1484.496 | 153.65 | 663.694 | 663.694 | 0 | 0 | 0 | 846.805 | 0 | 0
180 | 1349.631 | 240.6 | 1058.113 | 1058.113 | 0 | 0 | 0 | 332.974 | 0 | 0
181 | 1462.071 | 334.34 | 1483.1486 | 1483.1486 | 0 | 0 | 0 | 37.031 | 0 | 0
182 | 1295.145 | 645.92 | 2896.3371 | 1347.9569 | -1548.3803 | 0 | 0 | 0 | 0 | 0
183 | 1332.189 | 643.72 | 2939.469 | 1386.5114 | -1552.9576 | 0 | 0 | 0 | 0 | 0
184 | 1434.587 | 246.14 | 1124.7373 | 1124.7373 | 0 | 0 | 0 | 353.916 | 0 | 0
185 | 1105.581 | 157.18 | 698.4487 | 698.4487 | 0 | 0 | 0 | 434.497 | 0 | 0
186 | 1217.803 | 15.26 | 24.6924 | 24.6924 | 0 | 0 | 0 | 1194.078 | 0 | 0
187 | 1003.211 | 0 | 0 | 0 | 0 | 0 | 0 | 0 | 0 | 1044.1187
188 | 1195.2 | 0 | 0 | 0 | 0 | 0 | 0 | 0 | 0 | 1243.9364
189 | 1054.4 | 0 | 0 | 0 | 0 | 0 | 0 | 0 | 0 | 1097.3951
190 | 1257.6 | 0 | 0 | 0 | 0 | 0 | 0 | 0 | 0 | 1308.8809
191 | 1286.4 | 0 | 0 | 0 | 0 | 0 | 0 | 0 | 0 | 1338.8553
192 | 1148 | 0 | 0 | 0 | 0 | 0 | 0 | 1148 | 0 | 0
193 | 1193.6 | 0 | 0 | 0 | 0 | 0 | 0 | 1193.6 | 0 | 0
194 | 937.6 | 0 | 0 | 0 | 0 | 0 | 0 | 937.6 | 0 | 0
195 | 1222.4 | 0 | 0 | 0 | 0 | 0 | 0 | 1222.4 | 0 | 0
196 | 1073.6 | 0 | 0 | 0 | 0 | 0 | 0 | 1073.6 | 0 | 0
197 | 942.4 | 0 | 0 | 0 | 0 | 0 | 0 | 942.4 | 0 | 0
198 | 1051.2 | 0 | 0 | 0 | 0 | 0 | 0 | 1051.2 | 0 | 0
199 | 951.2 | 50.52 | 112.5683 | 112.5683 | 0 | 0 | 0 | 20.639 | 0 | 855.938
200 | 1114.771 | 251.16 | 1120.6783 | 1120.6783 | 0 | 0 | 0 | 0 | 0 | 39.5495
201 | 1167.854 | 534.22 | 2506.0864 | 1215.4753 | -1290.6111 | 0 | 0 | 0 | 0 | 0
202 | 1664.173 | 736.26 | 3347.2766 | 1732.0326 | -1615.244 | 0 | 0 | 0 | 0 | 0
203 | 1338.632 | 879.42 | 3894.4806 | 1393.2161 | -2093.1229 | 0 | 408.1417 | 0 | 0 | 0
204 | 1317.153 | 957.52 | 4168.9792 | 1370.8612 | -2093.1229 | 0 | 704.9951 | 0 | 0 | 0
205 | 1355.422 | 953.81 | 4139.3036 | 1410.6907 | -2093.1229 | 0 | 635.49 | 0 | 0 | 0
206 | 1226.996 | 674.24 | 2990.8449 | 1277.029 | -1645.6138 | 0 | 68.2021 | 0 | 0 | 0
207 | 1258.144 | 534.86 | 2404.8386 | 1309.4471 | 0 | 0 | 1095.3916 | 0 | 0 | 0
208 | 1216.588 | 276.81 | 1261.2914 | 1261.2914 | 0 | 0 | 0 | 4.713 | 0 | 0
209 | 1274.12 | 227.69 | 1009.8126 | 1009.8126 | 0 | 0 | 0 | 303.871 | 0 | 0
210 | 1113.621 | 41.65 | 103.7061 | 103.7061 | 0 | 0 | 0 | 782.512 | 0 | 240.9044
211 | 1163.2 | 0 | 0 | 0 | 0 | 0 | 0 | 0 | 0 | 1210.6316
212 | 1064 | 0 | 0 | 0 | 0 | 0 | 0 | 0 | 0 | 1107.3865
213 | 1449.6 | 0 | 0 | 0 | 0 | 0 | 0 | 0 | 0 | 1508.71
214 | 1246.4 | 0 | 0 | 0 | 0 | 0 | 0 | 0 | 0 | 1297.2242
215 | 1491.2 | 0 | 0 | 0 | 0 | 0 | 0 | 0 | 0 | 1552.0064
216 | 1336.8 | 0 | 0 | 0 | 0 | 0 | 0 | 0 | 0 | 1391.3104
217 | 1711.2 | 0 | 0 | 0 | 0 | 0 | 0 | 1711.2 | 0 | 0
218 | 1122.4 | 0 | 0 | 0 | 0 | 0 | 0 | 1122.4 | 0 | 0
219 | 1392 | 0 | 0 | 0 | 0 | 0 | 0 | 1392 | 0 | 0
220 | 1262.4 | 0 | 0 | 0 | 0 | 0 | 0 | 1262.4 | 0 | 0
221 | 1117.6 | 0 | 0 | 0 | 0 | 0 | 0 | 1117.6 | 0 | 0
222 | 1514.4 | 0 | 0 | 0 | 0 | 0 | 0 | 1514.4 | 0 | 0
223 | 1350.4 | 47.44 | 100.078 | 100.078 | 0 | 0 | 0 | 0 | 0 | 1305.387
224 | 1353.11 | 288.76 | 1289.69 | 1289.69 | 0 | 0 | 0 | 0 | 0 | 118.5955
225 | 1445.428 | 534.75 | 2524.0638 | 1504.3679 | -1019.6959 | 0 | 0 | 0 | 0 | 0
226 | 1336.752 | 734.82 | 3372.8693 | 1391.2605 | -1981.6088 | 0 | 0 | 0 | 0 | 0
227 | 1366.848 | 874.29 | 3918.4122 | 1422.5837 | -2093.1229 | 0 | 402.7057 | 0 | 0 | 0
228 | 1423.45 | 954.03 | 4213.5734 | 1481.4927 | -2093.1229 | 0 | 638.9579 | 0 | 0 | 0
229 | 1626.909 | 542.36 | 2420.7407 | 1693.2491 | -727.4915 | 0 | 0 | 0 | 0 | 0
230 | 1552.301 | 666.6 | 2986.2519 | 1615.5989 | -1370.6531 | 0 | 0 | 0 | 0 | 0
231 | 1372.937 | 710.42 | 3223.7832 | 1428.921 | -1545.1424 | 0 | 249.7198 | 0 | 0 | 0
232 | 1588.328 | 518.45 | 2412.1844 | 1653.0949 | 0 | 0 | 759.0895 | 0 | 0 | 0
233 | 1609.75 | 207.82 | 922.5362 | 922.5362 | 0 | 0 | 0 | 723.358 | 0 | 0
234 | 1634.626 | 42.19 | 107.5674 | 107.5674 | 0 | 0 | 0 | 1531.273 | 0 | 0
235 | 1760.002 | 0 | 0 | 0 | 0 | 0 | 0 | 0 | 0 | 1831.7692
236 | 1500 | 0 | 0 | 0 | 0 | 0 | 0 | 0 | 0 | 1561.1652
237 | 1500 | 0 | 0 | 0 | 0 | 0 | 0 | 0 | 0 | 1561.1652
238 | 1466.4 | 0 | 0 | 0 | 0 | 0 | 0 | 0 | 0 | 1526.1951
239 | 1682.4 | 0 | 0 | 0 | 0 | 0 | 0 | 0 | 0 | 1751.0029
240 | 1397.6 | 0 | 0 | 0 | 0 | 0 | 0 | 1397.6 | 0 | 0
241 | 1472.8 | 0 | 0 | 0 | 0 | 0 | 0 | 1472.8 | 0 | 0
242 | 1350.4 | 0 | 0 | 0 | 0 | 0 | 0 | 1350.4 | 0 | 0
243 | 1287.2 | 0 | 0 | 0 | 0 | 0 | 0 | 1287.2 | 0 | 0
244 | 1179.2 | 0 | 0 | 0 | 0 | 0 | 0 | 1179.2 | 0 | 0
245 | 1111.2 | 0 | 0 | 0 | 0 | 0 | 0 | 1111.2 | 0 | 0
246 | 1189.6 | 0 | 0 | 0 | 0 | 0 | 0 | 1189.6 | 0 | 0
247 | 1056 | 39.39 | 78.51 | 78.51 | 0 | 0 | 0 | 980.566 | 0 | 0
248 | 1007.057 | 218.76 | 980.8385 | 980.8385 | 0 | 0 | 0 | 64.647 | 0 | 0
249 | 1526.413 | 231.29 | 1058.7239 | 1058.7239 | 0 | 0 | 0 | 509.169 | 0 | 0
250 | 1751.451 | 590.39 | 2693.2545 | 1822.8696 | -870.385 | 0 | 0 | 0 | 0 | 0
251 | 1601.404 | 863.35 | 3830.7642 | 1666.7031 | -2093.1229 | 0 | 70.9383 | 0 | 0 | 0
252 | 1468.113 | 804.31 | 3533.2644 | 1527.9779 | -2005.2865 | 0 | 0 | 0 | 0 | 0
253 | 1613.967 | 632.07 | 2785.4236 | 1679.7794 | -1105.6442 | 0 | 0 | 0 | 0 | 0
254 | 1643.485 | 354.16 | 1569.201 | 1569.201 | 0 | 0 | 0 | 135.764 | 0 | 0
255 | 1670.927 | 646.87 | 2897.9025 | 1739.062 | -1158.8404 | 0 | 0 | 0 | 0 | 0
256 | 1625.599 | 202.23 | 904.3434 | 904.3434 | 0 | 0 | 0 | 756.687 | 0 | 0
257 | 1615.953 | 102.83 | 441.867 | 441.867 | 0 | 0 | 0 | 1191.398 | 0 | 0
258 | 1849.735 | 20.67 | 46.8974 | 46.8974 | 0 | 0 | 0 | 1804.675 | 0 | 0
259 | 1528.006 | 0 | 0 | 0 | 0 | 0 | 0 | 0 | 0 | 1590.3132
260 | 1338.4 | 0 | 0 | 0 | 0 | 0 | 0 | 0 | 0 | 1392.9757
261 | 1358.4 | 0 | 0 | 0 | 0 | 0 | 0 | 0 | 0 | 1413.7912
262 | 1418.4 | 0 | 0 | 0 | 0 | 0 | 0 | 0 | 0 | 1476.2378
263 | 1347.2 | 0 | 0 | 0 | 0 | 0 | 0 | 0 | 0 | 1402.1345
264 | 1475.2 | 0 | 0 | 0 | 0 | 0 | 0 | 1475.2 | 0 | 0
265 | 1247.2 | 0 | 0 | 0 | 0 | 0 | 0 | 1247.2 | 0 | 0
266 | 1436 | 0 | 0 | 0 | 0 | 0 | 0 | 1436 | 0 | 0
267 | 1268.8 | 0 | 0 | 0 | 0 | 0 | 0 | 1268.8 | 0 | 0
268 | 1268.8 | 0 | 0 | 0 | 0 | 0 | 0 | 1268.8 | 0 | 0
269 | 1345.6 | 0 | 0 | 0 | 0 | 0 | 0 | 1345.6 | 0 | 0
270 | 1118.4 | 0 | 0 | 0 | 0 | 0 | 0 | 1118.4 | 0 | 0
271 | 1312.8 | 19.09 | 30.2158 | 30.2158 | 0 | 0 | 0 | 1283.768 | 0 | 0
272 | 1080.054 | 274.64 | 1217.9919 | 1124.0951 | -93.8968 | 0 | 0 | 0 | 0 | 0
273 | 1017.97 | 438.49 | 2037.7639 | 1059.4796 | -978.2844 | 0 | 0 | 0 | 0 | 0
274 | 1165.131 | 295.04 | 1318.5258 | 1212.6413 | -105.8845 | 0 | 0 | 0 | 0 | 0
275 | 1340.908 | 321.34 | 1415.2639 | 1395.5859 | -19.678 | 0 | 0 | 0 | 0 | 0
276 | 1421.717 | 712.67 | 3081.839 | 1479.6901 | -1602.1489 | 0 | 0 | 0 | 0 | 0
277 | 1076.722 | 568.89 | 2470.7146 | 1120.6273 | -1350.0873 | 0 | 0 | 0 | 0 | 0
278 | 1233.429 | 706.63 | 3071.4114 | 1283.7243 | -1787.6871 | 0 | 0 | 0 | 0 | 0
279 | 966.192 | 208.75 | 912.0369 | 912.0369 | 0 | 0 | 0 | 89.888 | 0 | 0
280 | 1205.397 | 230.16 | 1030.1879 | 1030.1879 | 0 | 0 | 0 | 215.571 | 0 | 0
281 | 1237.532 | 9.79 | 16.232 | 16.232 | 0 | 0 | 0 | 1221.936 | 0 | 0
282 | 859.624 | 8.41 | 1.0377 | 1.0377 | 0 | 0 | 0 | 858.627 | 0 | 0
283 | 1175.2 | 0 | 0 | 0 | 0 | 0 | 0 | 273.147 | 0 | 938.8358
284 | 1189.6 | 0 | 0 | 0 | 0 | 0 | 0 | 0 | 0 | 1238.1081
285 | 1346.4 | 0 | 0 | 0 | 0 | 0 | 0 | 0 | 0 | 1401.3019
286 | 1161.6 | 0 | 0 | 0 | 0 | 0 | 0 | 0 | 0 | 1208.9663
287 | 1086.4 | 0 | 0 | 0 | 0 | 0 | 0 | 0 | 0 | 1130.6999
288 | 136.8 | 0 | 0 | 0 | 0 | 0 | 0 | 0 | 0 | 142.3783
289 | 106.4 | 0 | 0 | 0 | 0 | 0 | 0 | 106.4 | 0 | 0
290 | 88 | 0 | 0 | 0 | 0 | 0 | 0 | 88 | 0 | 0
291 | 92 | 0 | 0 | 0 | 0 | 0 | 0 | 92 | 0 | 0
292 | 88 | 0 | 0 | 0 | 0 | 0 | 0 | 88 | 0 | 0
293 | 92 | 0 | 0 | 0 | 0 | 0 | 0 | 92 | 0 | 0
294 | 84.8 | 0 | 0 | 0 | 0 | 0 | 0 | 84.8 | 0 | 0
295 | 82.4 | 45.81 | 100.486 | 85.76 | -14.726 | 0 | 0 | 0 | 0 | 0
296 | 81.362 | 279.68 | 1235.4832 | 84.6797 | -1150.8036 | 0 | 0 | 0 | 0 | 0
297 | 804.961 | 524.59 | 2435.0305 | 837.7847 | -1597.2458 | 0 | 0 | 0 | 0 | 0
298 | 971.201 | 727.41 | 3243.0553 | 1010.8035 | -2093.1229 | 0 | 139.129 | 0 | 0 | 0
299 | 1378.581 | 872.3 | 3755.6191 | 1434.7951 | -2093.1229 | 0 | 227.7011 | 0 | 0 | 0
300 | 1301.865 | 951.32 | 4020.8049 | 1354.9498 | -2093.1229 | 0 | 572.7322 | 0 | 0 | 0
301 | 1411.199 | 911.94 | 3867.5099 | 1468.7432 | -1788.6946 | 0 | 610.0721 | 0 | 0 | 0
302 | 1430.445 | 651.43 | 2830.2104 | 1488.774 | 0 | 0 | 1341.4364 | 0 | 0 | 0
303 | 1147.683 | 392.72 | 1734.6991 | 1194.4818 | 0 | 0 | 540.2173 | 0 | 0 | 0
304 | 1193.172 | 225.94 | 1004.8055 | 1004.8055 | 0 | 0 | 0 | 227.734 | 0 | 0
305 | 1254.203 | 147.29 | 640.4285 | 640.4285 | 0 | 0 | 0 | 638.866 | 0 | 0
306 | 1409.776 | 32.57 | 82.5149 | 82.5149 | 0 | 0 | 0 | 1330.494 | 0 | 0
307 | 1164.8 | 0 | 0 | 0 | 0 | 0 | 0 | 0 | 0 | 1212.2968
308 | 1167.2 | 0 | 0 | 0 | 0 | 0 | 0 | 0 | 0 | 1214.7947
309 | 1375.2 | 0 | 0 | 0 | 0 | 0 | 0 | 0 | 0 | 1431.2762
310 | 1362.4 | 0 | 0 | 0 | 0 | 0 | 0 | 0 | 0 | 1417.9543
311 | 1214.4 | 0 | 0 | 0 | 0 | 0 | 0 | 0 | 0 | 1263.9193
312 | 949.6 | 0 | 0 | 0 | 0 | 0 | 0 | 949.6 | 0 | 0
313 | 1832.8 | 0 | 0 | 0 | 0 | 0 | 0 | 1832.8 | 0 | 0
314 | 1784.8 | 0 | 0 | 0 | 0 | 0 | 0 | 1784.8 | 0 | 0
315 | 1888 | 0 | 0 | 0 | 0 | 0 | 0 | 1888 | 0 | 0
316 | 2028.8 | 0 | 0 | 0 | 0 | 0 | 0 | 2028.8 | 0 | 0
317 | 2156.8 | 0 | 0 | 0 | 0 | 0 | 0 | 2156.8 | 0 | 0
318 | 2129.6 | 0 | 0 | 0 | 0 | 0 | 0 | 2129.6 | 0 | 0
319 | 1976.8 | 49.36 | 106.3029 | 0 | -106.3029 | 0 | 0 | 1976.8 | 0 | 0
320 | 1127.549 | 293.77 | 1305.514 | 365.1295 | -940.3845 | 0 | 0 | 776.725 | 0 | 0
321 | 1638.403 | 544.43 | 2524.8964 | 1705.2118 | -819.6846 | 0 | 0 | 0 | 0 | 0
322 | 1940.862 | 730.38 | 3220.3768 | 2020.0041 | -1200.3726 | 0 | 0 | 0 | 0 | 0
323 | 2188.553 | 903.85 | 3786.0317 | 2277.7952 | -1508.2365 | 0 | 0 | 0 | 0 | 0
324 | 2025.649 | 789.39 | 3317.4157 | 2108.2485 | -1209.1672 | 0 | 0 | 0 | 0 | 0
325 | 1943.684 | 665.04 | 2823.5483 | 2022.9412 | -800.6071 | 0 | 0 | 0 | 0 | 0
326 | 2335.268 | 678.67 | 2885.0104 | 2430.4927 | -454.5176 | 0 | 0 | 0 | 0 | 0
327 | 2168.745 | 433.48 | 1895.3576 | 1895.3576 | 0 | 0 | 0 | 347.646 | 0 | 0
328 | 1973.613 | 513.85 | 2293.3975 | 2054.0906 | -239.3068 | 0 | 0 | 0 | 0 | 0
329 | 2279.797 | 303.55 | 1322.9574 | 1322.9574 | 0 | 0 | 0 | 1008.672 | 0 | 0
330 | 1609.172 | 63.35 | 178.0363 | 178.0363 | 0 | 0 | 0 | 1438.111 | 0 | 0
331 | 2156.812 | 0 | 0 | 0 | 0 | 0 | 0 | 495.385 | 0 | 1729.1747
332 | 2172.8 | 0 | 0 | 0 | 0 | 0 | 0 | 161.684 | 0 | 2093.1229
333 | 2000 | 0 | 0 | 0 | 0 | 0 | 0 | 0 | 0 | 2081.5536
334 | 1667.2 | 0 | 0 | 0 | 0 | 0 | 0 | 0 | 0 | 1735.1831
335 | 2352 | 0 | 0 | 0 | 0 | 0 | 0 | 340.884 | 0 | 2093.1229
336 | 2075.2 | 0 | 0 | 0 | 0 | 0 | 0 | 2075.2 | 0 | 0
337 | 1518.4 | 0 | 0 | 0 | 0 | 0 | 0 | 1518.4 | 0 | 0
338 | 1494.4 | 0 | 0 | 0 | 0 | 0 | 0 | 1494.4 | 0 | 0
339 | 1260 | 0 | 0 | 0 | 0 | 0 | 0 | 1260 | 0 | 0
340 | 1234.4 | 0 | 0 | 0 | 0 | 0 | 0 | 1234.4 | 0 | 0
341 | 1272 | 0 | 0 | 0 | 0 | 0 | 0 | 1272 | 0 | 0
342 | 1414.4 | 0 | 0 | 0 | 0 | 0 | 0 | 1414.4 | 0 | 0
343 | 1373.6 | 34.39 | 69.1138 | 0 | -69.1138 | 0 | 0 | 1373.6 | 0 | 0
344 | 996.612 | 237.33 | 1048.4525 | 0 | -1048.4525 | 0 | 0 | 996.612 | 0 | 0
345 | 1176.84 | 221.71 | 994.1198 | 0 | -994.1198 | 0 | 0 | 1176.84 | 0 | 0
346 | 1297.88 | 399.42 | 1757.8387 | 1006.3208 | -751.5179 | 0 | 0 | 330.986 | 0 | 0
347 | 1357.844 | 537.12 | 2312.0638 | 1413.2125 | -898.8513 | 0 | 0 | 0 | 0 | 0
348 | 1435.047 | 662.41 | 2804.7561 | 1493.5636 | -1311.1925 | 0 | 0 | 0 | 0 | 0
349 | 1435.033 | 558.37 | 2391.5448 | 1493.549 | -897.9957 | 0 | 0 | 0 | 0 | 0
350 | 1087.883 | 609.01 | 2632.2962 | 1132.2434 | -1500.0529 | 0 | 0 | 0 | 0 | 0
351 | 1211.392 | 398.02 | 1766.5209 | 1260.7887 | -505.7322 | 0 | 0 | 0 | 0 | 0
352 | 1440.601 | 115.06 | 493.5436 | 493.5436 | 0 | 0 | 0 | 966.394 | 0 | 0
353 | 1275.894 | 25.47 | 85.8308 | 85.8308 | 0 | 0 | 0 | 1193.426 | 0 | 0
354 | 1244.187 | 3.91 | 0 | 0 | 0 | 0 | 0 | 1244.187 | 0 | 0
355 | 798.4 | 0 | 0 | 0 | 0 | 0 | 0 | 0 | 0 | 830.9562
356 | 1210.4 | 0 | 0 | 0 | 0 | 0 | 0 | 0 | 0 | 1259.7562
357 | 1458.4 | 0 | 0 | 0 | 0 | 0 | 0 | 0 | 0 | 1517.8689
358 | 1131.2 | 0 | 0 | 0 | 0 | 0 | 0 | 0 | 0 | 1177.3267
359 | 1050.4 | 0 | 0 | 0 | 0 | 0 | 0 | 0 | 0 | 1093.2319
360 | 949.6 | 0 | 0 | 0 | 0 | 0 | 0 | 949.6 | 0 | 0
361 | 1194.4 | 0 | 0 | 0 | 0 | 0 | 0 | 1194.4 | 0 | 0
362 | 1084.8 | 0 | 0 | 0 | 0 | 0 | 0 | 1084.8 | 0 | 0
363 | 1221.6 | 0 | 0 | 0 | 0 | 0 | 0 | 1221.6 | 0 | 0
364 | 1077.6 | 0 | 0 | 0 | 0 | 0 | 0 | 1077.6 | 0 | 0
365 | 1200.8 | 0 | 0 | 0 | 0 | 0 | 0 | 1200.8 | 0 | 0
366 | 1140 | 0 | 0 | 0 | 0 | 0 | 0 | 1140 | 0 | 0
367 | 1037.6 | 11.89 | 11.3028 | 11.3028 | 0 | 0 | 0 | 1026.74 | 0 | 0
368 | 866.892 | 129.2 | 570.3977 | 570.3977 | 0 | 0 | 0 | 318.842 | 0 | 0
369 | 1066.826 | 340.25 | 1568.4579 | 1110.3277 | -458.1302 | 0 | 0 | 0 | 0 | 0
370 | 1366.055 | 562.96 | 2534.2207 | 1421.7583 | -1112.4624 | 0 | 0 | 0 | 0 | 0
371 | 1574.613 | 770.93 | 3371.202 | 1638.8207 | -1732.3813 | 0 | 0 | 0 | 0 | 0
372 | 1515.751 | 699.2 | 3036.3154 | 1577.5585 | -1458.7569 | 0 | 0 | 0 | 0 | 0
373 | 1570.042 | 422.53 | 1852.2923 | 1634.0633 | -218.229 | 0 | 0 | 0 | 0 | 0
374 | 1584.014 | 793.05 | 3446.4741 | 1648.605 | -1797.8691 | 0 | 0 | 0 | 0 | 0
375 | 1443.606 | 481.16 | 2149.5163 | 1502.4716 | -647.0447 | 0 | 0 | 0 | 0 | 0
376 | 1857.159 | 430.66 | 1970.2873 | 1932.888 | -37.3993 | 0 | 0 | 0 | 0 | 0
377 | 2051.354 | 144.93 | 640.6262 | 640.6262 | 0 | 0 | 0 | 1435.827 | 0 | 0
378 | 1864.668 | 26.75 | 71.4878 | 71.4878 | 0 | 0 | 0 | 1795.981 | 0 | 0
379 | 1687.2 | 0 | 0 | 0 | 0 | 0 | 0 | 0 | 0 | 1755.9986
380 | 1437.6 | 0 | 0 | 0 | 0 | 0 | 0 | 0 | 0 | 1496.2207
381 | 1798.4 | 0 | 0 | 0 | 0 | 0 | 0 | 0 | 0 | 1871.733
382 | 1439.2 | 0 | 0 | 0 | 0 | 0 | 0 | 0 | 0 | 1497.886
383 | 1318.4 | 0 | 0 | 0 | 0 | 0 | 0 | 0 | 0 | 1372.1601
384 | 1333.6 | 0 | 0 | 0 | 0 | 0 | 0 | 1333.6 | 0 | 0
385 | 1427.2 | 0 | 0 | 0 | 0 | 0 | 0 | 1427.2 | 0 | 0
386 | 1464.8 | 0 | 0 | 0 | 0 | 0 | 0 | 1464.8 | 0 | 0
387 | 1109.6 | 0 | 0 | 0 | 0 | 0 | 0 | 1109.6 | 0 | 0
388 | 1159.2 | 0 | 0 | 0 | 0 | 0 | 0 | 1159.2 | 0 | 0
389 | 1433.6 | 0 | 0 | 0 | 0 | 0 | 0 | 1433.6 | 0 | 0
390 | 1189.6 | 0 | 0 | 0 | 0 | 0 | 0 | 1189.6 | 0 | 0
391 | 1440 | 34.43 | 64.9695 | 64.9695 | 0 | 0 | 0 | 1377.576 | 0 | 0
392 | 1042.494 | 226.37 | 1002.1067 | 1002.1067 | 0 | 0 | 0 | 79.649 | 0 | 0
393 | 1260.412 | 511.56 | 2403.7958 | 1311.8076 | -1091.9882 | 0 | 0 | 0 | 0 | 0
394 | 1528.29 | 689.89 | 3159.3227 | 1590.6088 | -1568.7139 | 0 | 0 | 0 | 0 | 0
395 | 1634.053 | 832.88 | 3731.8009 | 1700.6844 | -2031.1165 | 0 | 0 | 0 | 0 | 0
396 | 1747.764 | 947.37 | 4183.2982 | 1819.0312 | -2093.1229 | 0 | 271.1442 | 0 | 0 | 0
397 | 1461.828 | 534.8 | 2371.5775 | 1521.4367 | -850.1408 | 0 | 0 | 0 | 0 | 0
398 | 1421.187 | 618.7 | 2756.3058 | 1479.1384 | -1277.1674 | 0 | 0 | 0 | 0 | 0
399 | 1580.373 | 605.48 | 2737.8372 | 1644.8155 | -1093.0217 | 0 | 0 | 0 | 0 | 0
400 | 1462.36 | 87.1 | 366.1276 | 366.1276 | 0 | 0 | 0 | 1110.577 | 0 | 0
401 | 1717.244 | 32.33 | 117.3351 | 117.3351 | 0 | 0 | 0 | 1604.506 | 0 | 0
402 | 1611.558 | 14.71 | 29.0699 | 29.0699 | 0 | 0 | 0 | 1583.627 | 0 | 0
403 | 1616.357 | 0 | 0 | 0 | 0 | 0 | 0 | 0 | 0 | 1682.2669
404 | 1480.8 | 0 | 0 | 0 | 0 | 0 | 0 | 0 | 0 | 1541.1823
405 | 1845.6 | 0 | 0 | 0 | 0 | 0 | 0 | 0 | 0 | 1920.8576
406 | 1497.6 | 0 | 0 | 0 | 0 | 0 | 0 | 0 | 0 | 1558.6673
407 | 1532 | 0 | 0 | 0 | 0 | 0 | 0 | 0 | 0 | 1594.47
408 | 1503.2 | 0 | 0 | 0 | 0 | 0 | 0 | 1503.2 | 0 | 0
409 | 1740.8 | 0 | 0 | 0 | 0 | 0 | 0 | 1740.8 | 0 | 0
410 | 1453.6 | 0 | 0 | 0 | 0 | 0 | 0 | 1453.6 | 0 | 0
411 | 1256 | 0 | 0 | 0 | 0 | 0 | 0 | 1256 | 0 | 0
412 | 1274.4 | 0 | 0 | 0 | 0 | 0 | 0 | 1274.4 | 0 | 0
413 | 1436.8 | 0 | 0 | 0 | 0 | 0 | 0 | 1436.8 | 0 | 0
414 | 1512.8 | 0 | 0 | 0 | 0 | 0 | 0 | 1512.8 | 0 | 0
415 | 1361.6 | 31.79 | 59.0391 | 59.0391 | 0 | 0 | 0 | 743.515 | 0 | 584.2484
416 | 1307.476 | 282.57 | 1252.1471 | 1252.1471 | 0 | 0 | 0 | 0 | 0 | 108.6436
417 | 1117.404 | 531.66 | 2492.3014 | 1162.9682 | -1329.3332 | 0 | 0 | 0 | 0 | 0
418 | 1558.331 | 725.51 | 3297.3162 | 1621.8747 | -1675.4414 | 0 | 0 | 0 | 0 | 0
419 | 1635.582 | 887.31 | 3921.4825 | 1702.2758 | -2093.1229 | 0 | 126.0839 | 0 | 0 | 0
420 | 1614.236 | 972.14 | 4226.4364 | 1680.0594 | -2093.1229 | 0 | 453.2541 | 0 | 0 | 0
421 | 1599.883 | 875.32 | 3799.9198 | 1665.1211 | -2093.1229 | 0 | 41.6758 | 0 | 0 | 0
422 | 1534.321 | 821.25 | 3593.3953 | 1596.8857 | -1546.6953 | 0 | 449.8144 | 0 | 0 | 0
423 | 1869.297 | 702.38 | 3139.9851 | 1945.5209 | 0 | 0 | 1194.4641 | 0 | 0 | 0
424 | 1731.41 | 548.21 | 2518.6663 | 1802.0113 | 0 | 0 | 716.655 | 0 | 0 | 0
425 | 1852.086 | 301.42 | 1341.5936 | 1341.5936 | 0 | 0 | 0 | 563.055 | 0 | 0
426 | 1824.781 | 43.96 | 127.1392 | 127.1392 | 0 | 0 | 0 | 1702.623 | 0 | 0
427 | 1772.851 | 0 | 0 | 0 | 0 | 0 | 0 | 0 | 0 | 1845.1422
428 | 1725.6 | 0 | 0 | 0 | 0 | 0 | 0 | 0 | 0 | 1795.9644
429 | 1548.8 | 0 | 0 | 0 | 0 | 0 | 0 | 0 | 0 | 1611.9551
430 | 1660 | 0 | 0 | 0 | 0 | 0 | 0 | 0 | 0 | 1727.6895
431 | 1914.4 | 0 | 0 | 0 | 0 | 0 | 0 | 0 | 0 | 1992.4631
432 | 1842.4 | 0 | 0 | 0 | 0 | 0 | 0 | 1842.4 | 0 | 0
433 | 1708 | 0 | 0 | 0 | 0 | 0 | 0 | 1708 | 0 | 0
434 | 1356.8 | 0 | 0 | 0 | 0 | 0 | 0 | 1356.8 | 0 | 0
435 | 1073.6 | 0 | 0 | 0 | 0 | 0 | 0 | 1073.6 | 0 | 0
436 | 1288.8 | 0 | 0 | 0 | 0 | 0 | 0 | 1288.8 | 0 | 0
437 | 1396.8 | 0 | 0 | 0 | 0 | 0 | 0 | 1396.8 | 0 | 0
438 | 1372 | 0 | 0 | 0 | 0 | 0 | 0 | 1372 | 0 | 0
439 | 1415.2 | 47.67 | 91.9474 | 91.9474 | 0 | 0 | 0 | 597.648 | 0 | 758.9417
440 | 1131.076 | 288.38 | 1278.0687 | 1177.1977 | -100.871 | 0 | 0 | 0 | 0 | 0
441 | 1241.663 | 537.33 | 2512.712 | 1292.294 | -1220.418 | 0 | 0 | 0 | 0 | 0
442 | 856.555 | 749.24 | 3365.0916 | 891.4815 | -2093.1229 | 0 | 380.4872 | 0 | 0 | 0
443 | 1284.095 | 904.69 | 3916.8354 | 1336.4563 | -2093.1229 | 0 | 487.2563 | 0 | 0 | 0
444 | 1493.401 | 985.72 | 4160.1233 | 1554.2971 | -2093.1229 | 0 | 512.7033 | 0 | 0 | 0
445 | 1383.033 | 972.52 | 4073.0092 | 1439.4287 | -2093.1229 | 0 | 540.4577 | 0 | 0 | 0
446 | 1395.108 | 734.89 | 3136.435 | 1451.996 | -1137.057 | 0 | 547.382 | 0 | 0 | 0
447 | 1147.015 | 538.33 | 2357.0847 | 1193.7866 | 0 | 0 | 1163.2981 | 0 | 0 | 0
448 | 1254.993 | 336.97 | 1513.2437 | 1306.1676 | 0 | 0 | 207.0761 | 0 | 0 | 0
449 | 1593.632 | 106.79 | 460.3179 | 460.3179 | 0 | 0 | 0 | 1151.349 | 0 | 0
450 | 1540.045 | 22.7 | 62.9555 | 62.9555 | 0 | 0 | 0 | 1479.556 | 0 | 0
451 | 1594.407 | 0 | 0 | 0 | 0 | 0 | 0 | 1594.407 | 0 | 0
452 | 1601.6 | 0 | 0 | 0 | 0 | 0 | 0 | 1601.6 | 0 | 0
453 | 1628.8 | 0 | 0 | 0 | 0 | 0 | 0 | 1166.186 | 0 | 481.4779
454 | 1475.2 | 0 | 0 | 0 | 0 | 0 | 0 | 0 | 0 | 1535.3539
455 | 1756 | 0 | 0 | 0 | 0 | 0 | 0 | 0 | 0 | 1827.604
456 | 1347.2 | 0 | 0 | 0 | 0 | 0 | 0 | 0 | 0 | 1402.1345
457 | 1464 | 0 | 0 | 0 | 0 | 0 | 0 | 1464 | 0 | 0
458 | 1484 | 0 | 0 | 0 | 0 | 0 | 0 | 1484 | 0 | 0
459 | 1376.8 | 0 | 0 | 0 | 0 | 0 | 0 | 1376.8 | 0 | 0
460 | 1298.4 | 0 | 0 | 0 | 0 | 0 | 0 | 1298.4 | 0 | 0
461 | 1472 | 0 | 0 | 0 | 0 | 0 | 0 | 1472 | 0 | 0
462 | 1540.8 | 0 | 0 | 0 | 0 | 0 | 0 | 1540.8 | 0 | 0
463 | 1121.6 | 41.47 | 75.8289 | 75.8289 | 0 | 0 | 0 | 0 | 0 | 1091.5063
464 | 1325.723 | 277.07 | 1220.1984 | 1220.1984 | 0 | 0 | 0 | 0 | 0 | 159.5833
465 | 1431.814 | 525.68 | 2438.3818 | 1490.1988 | -948.183 | 0 | 0 | 0 | 0 | 0
466 | 1750.511 | 729.16 | 3239.0618 | 1821.8912 | -1417.1706 | 0 | 0 | 0 | 0 | 0
467 | 1780.377 | 626.87 | 2718.4694 | 1852.9751 | -865.4944 | 0 | 0 | 0 | 0 | 0
468 | 1557.127 | 577.21 | 2470.3004 | 1620.6216 | -849.6787 | 0 | 0 | 0 | 0 | 0
469 | 1473.887 | 578.18 | 2460.9937 | 1533.9874 | -927.0064 | 0 | 0 | 0 | 0 | 0
470 | 1373.544 | 768.56 | 3231.5422 | 1429.5527 | -1801.9895 | 0 | 0 | 0 | 0 | 0
471 | 1430.954 | 439.18 | 1910.9724 | 1489.3037 | -421.6686 | 0 | 0 | 0 | 0 | 0
472 | 1796.545 | 398.27 | 1783.3471 | 1783.3471 | 0 | 0 | 0 | 83.068 | 0 | 0
473 | 1678.349 | 258.76 | 1146.8278 | 1146.8278 | 0 | 0 | 0 | 576.453 | 0 | 0
474 | 1629.66 | 50.79 | 154.2244 | 154.2244 | 0 | 0 | 0 | 1481.478 | 0 | 0
475 | 1404.8 | 0 | 0 | 0 | 0 | 0 | 0 | 0 | 0 | 1462.0832
476 | 1388.8 | 0 | 0 | 0 | 0 | 0 | 0 | 0 | 0 | 1445.4308
477 | 1344.8 | 0 | 0 | 0 | 0 | 0 | 0 | 0 | 0 | 1399.6366
478 | 1680.8 | 0 | 0 | 0 | 0 | 0 | 0 | 0 | 0 | 1749.3376
479 | 1447.2 | 0 | 0 | 0 | 0 | 0 | 0 | 0 | 0 | 1506.2122
480 | 1506.4 | 0 | 0 | 0 | 0 | 0 | 0 | 1506.4 | 0 | 0
481 | 1360.8 | 0 | 0 | 0 | 0 | 0 | 0 | 1360.8 | 0 | 0
482 | 1408 | 0 | 0 | 0 | 0 | 0 | 0 | 1408 | 0 | 0
483 | 1103.2 | 0 | 0 | 0 | 0 | 0 | 0 | 1103.2 | 0 | 0
484 | 1368 | 0 | 0 | 0 | 0 | 0 | 0 | 1368 | 0 | 0
485 | 1242.4 | 0 | 0 | 0 | 0 | 0 | 0 | 1242.4 | 0 | 0
486 | 1268.8 | 0 | 0 | 0 | 0 | 0 | 0 | 1268.8 | 0 | 0
487 | 1385.6 | 10.77 | 6.1042 | 6.1042 | 0 | 0 | 0 | 193.46 | 0 | 1234.6475
488 | 1391.679 | 116.92 | 513.6192 | 513.6192 | 0 | 0 | 0 | 0 | 0 | 934.808
489 | 1424.117 | 406.32 | 1868.9323 | 1482.1879 | -386.7443 | 0 | 0 | 0 | 0 | 0
490 | 1612.774 | 698.41 | 3097.6869 | 1678.5378 | -1419.1491 | 0 | 0 | 0 | 0 | 0
491 | 1401.019 | 848.07 | 3673.5174 | 1458.1481 | -2093.1229 | 0 | 122.2465 | 0 | 0 | 0
492 | 1755.972 | 956.11 | 4095.4525 | 1827.5739 | -2093.1229 | 0 | 174.7558 | 0 | 0 | 0
493 | 1074.33 | 967.68 | 4148.2438 | 1118.1367 | -2093.1229 | 0 | 936.9843 | 0 | 0 | 0
494 | 1159.81 | 896.44 | 3889.0061 | 1207.1023 | -2093.1229 | 0 | 588.781 | 0 | 0 | 0
495 | 1567.968 | 537.28 | 2390.8371 | 1631.9037 | -652.4536 | 0 | 106.4798 | 0 | 0 | 0
496 | 1342.539 | 456.45 | 2079.9893 | 1397.2834 | 0 | 0 | 682.7059 | 0 | 0 | 0
497 | 1562.161 | 291.72 | 1294.6961 | 1294.6961 | 0 | 0 | 0 | 318.19 | 0 | 0
498 | 1560.409 | 64.28 | 193.3326 | 193.3326 | 0 | 0 | 0 | 1374.651 | 0 | 0
499 | 918.411 | 0 | 0 | 0 | 0 | 0 | 0 | 0 | 0 | 955.8609
500 | 1270.4 | 0 | 0 | 0 | 0 | 0 | 0 | 0 | 0 | 1322.2028
501 | 1204 | 0 | 0 | 0 | 0 | 0 | 0 | 0 | 0 | 1253.0953
502 | 1369.6 | 0 | 0 | 0 | 0 | 0 | 0 | 0 | 0 | 1425.4479
503 | 1345.6 | 0 | 0 | 0 | 0 | 0 | 0 | 0 | 0 | 1400.4693
504 | 1280 | 0 | 0 | 0 | 0 | 0 | 0 | 1280 | 0 | 0
505 | 2330.4 | 0 | 0 | 0 | 0 | 0 | 0 | 2330.4 | 0 | 0
506 | 2057.6 | 0 | 0 | 0 | 0 | 0 | 0 | 2057.6 | 0 | 0
507 | 2428 | 0 | 0 | 0 | 0 | 0 | 0 | 2428 | 0 | 0
508 | 2208.8 | 0 | 0 | 0 | 0 | 0 | 0 | 2208.8 | 0 | 0
509 | 2004 | 0 | 0 | 0 | 0 | 0 | 0 | 2004 | 0 | 0
510 | 2379.2 | 0 | 0 | 0 | 0 | 0 | 0 | 2379.2 | 0 | 0
511 | 2040.8 | 42.25 | 75.2471 | 75.2471 | 0 | 0 | 0 | 1968.501 | 0 | 0
512 | 1723.786 | 242.61 | 1076.2038 | 1076.2038 | 0 | 0 | 0 | 473.845 | 0 | 224.7068
513 | 1825.298 | 475.76 | 2215.2955 | 1899.7278 | -315.5677 | 0 | 0 | 0 | 0 | 0
514 | 2095.805 | 733.6 | 3287.2415 | 2181.2652 | -1105.9763 | 0 | 0 | 0 | 0 | 0
515 | 2297.304 | 878.74 | 3810.1485 | 2390.9807 | -1419.1678 | 0 | 0 | 0 | 0 | 0
516 | 2286.452 | 952.14 | 4053.6768 | 2379.6862 | -1673.9906 | 0 | 0 | 0 | 0 | 0
517 | 2261.298 | 941.52 | 4004.0817 | 2353.5065 | -1650.5752 | 0 | 0 | 0 | 0 | 0
518 | 2390.381 | 744.71 | 3224.7491 | 2487.8531 | -736.896 | 0 | 0 | 0 | 0 | 0
519 | 2181.431 | 512.33 | 2270.3536 | 2270.3536 | 0 | 0 | 0 | 0 | 0 | 0.029142
520 | 1853.049 | 519.28 | 2351.2803 | 1928.6104 | -422.6699 | 0 | 0 | 0 | 0 | 0
521 | 2387.844 | 237.65 | 1052.4699 | 1052.4699 | 0 | 0 | 0 | 1376.609 | 0 | 0
522 | 2256.255 | 55.79 | 173.3112 | 173.3112 | 0 | 0 | 0 | 2089.734 | 0 | 0
523 | 2414.4 | 0 | 0 | 0 | 0 | 0 | 0 | 993.689 | 0 | 1478.643
524 | 1896.8 | 0 | 0 | 0 | 0 | 0 | 0 | 0 | 0 | 1974.1454
525 | 2389.6 | 0 | 0 | 0 | 0 | 0 | 0 | 378.484 | 0 | 2093.1229
526 | 2215.2 | 0 | 0 | 0 | 0 | 0 | 0 | 204.084 | 0 | 2093.1229
527 | 2295.2 | 0 | 0 | 0 | 0 | 0 | 0 | 284.084 | 0 | 2093.1229
528 | 1956 | 0 | 0 | 0 | 0 | 0 | 0 | 1956 | 0 | 0
529 | 1812 | 0 | 0 | 0 | 0 | 0 | 0 | 1812 | 0 | 0
530 | 1850.4 | 0 | 0 | 0 | 0 | 0 | 0 | 1850.4 | 0 | 0
531 | 1248.8 | 0 | 0 | 0 | 0 | 0 | 0 | 1248.8 | 0 | 0
532 | 1303.2 | 0 | 0 | 0 | 0 | 0 | 0 | 1303.2 | 0 | 0
533 | 1569.6 | 0 | 0 | 0 | 0 | 0 | 0 | 1569.6 | 0 | 0
534 | 1165.6 | 0 | 0 | 0 | 0 | 0 | 0 | 1165.6 | 0 | 0
535 | 1127.2 | 30.2 | 52.1918 | 52.1918 | 0 | 0 | 0 | 1077.053 | 0 | 0
536 | 845.369 | 223.22 | 998.2153 | 879.8404 | -118.3748 | 0 | 0 | 0 | 0 | 0
537 | 1178.36 | 421.39 | 1961.2627 | 1226.4097 | -734.8529 | 0 | 0 | 0 | 0 | 0
538 | 1572.128 | 655.92 | 2938.1191 | 1636.2343 | -1301.8848 | 0 | 0 | 0 | 0 | 0
539 | 1408.437 | 900.3 | 3884.1551 | 1465.8675 | -2093.1229 | 0 | 325.1647 | 0 | 0 | 0
540 | 1438.896 | 988.28 | 4168.4276 | 1497.5685 | -2093.1229 | 0 | 577.7362 | 0 | 0 | 0
541 | 1516.32 | 994.09 | 4166.0349 | 1578.1496 | -2093.1229 | 0 | 494.7624 | 0 | 0 | 0
542 | 1377.594 | 550.04 | 2388.1217 | 1433.7679 | -954.3538 | 0 | 0 | 0 | 0 | 0
543 | 1550.943 | 629.08 | 2745.4224 | 1614.1855 | -1131.2369 | 0 | 0 | 0 | 0 | 0
544 | 1543.534 | 528.13 | 2373.3041 | 1606.4733 | -310.7655 | 0 | 456.0653 | 0 | 0 | 0
545 | 1201.14 | 290.26 | 1292.8914 | 1250.1186 | 0 | 0 | 42.7728 | 0 | 0 | 0
546 | 1293.095 | 65.15 | 210.6376 | 210.6376 | 0 | 0 | 0 | 1023.067 | 0 | 70.4002
547 | 1413.61 | 0 | 0 | 0 | 0 | 0 | 0 | 0 | 0 | 1471.2525
548 | 1265.6 | 0 | 0 | 0 | 0 | 0 | 0 | 0 | 0 | 1317.2071
549 | 1180.8 | 0 | 0 | 0 | 0 | 0 | 0 | 0 | 0 | 1228.9492
550 | 1695.2 | 0 | 0 | 0 | 0 | 0 | 0 | 0 | 0 | 1764.3248
551 | 1346.4 | 0 | 0 | 0 | 0 | 0 | 0 | 0 | 0 | 1401.3019
552 | 1211.2 | 0 | 0 | 0 | 0 | 0 | 0 | 0 | 0 | 1260.5889
553 | 1408 | 0 | 0 | 0 | 0 | 0 | 0 | 1408 | 0 | 0
554 | 1139.2 | 0 | 0 | 0 | 0 | 0 | 0 | 1139.2 | 0 | 0
555 | 1446.4 | 0 | 0 | 0 | 0 | 0 | 0 | 1446.4 | 0 | 0
556 | 1142.4 | 0 | 0 | 0 | 0 | 0 | 0 | 1142.4 | 0 | 0
557 | 880 | 0 | 0 | 0 | 0 | 0 | 0 | 880 | 0 | 0
558 | 1145.6 | 0 | 0 | 0 | 0 | 0 | 0 | 1145.6 | 0 | 0
559 | 943.2 | 18.04 | 24.6508 | 24.6508 | 0 | 0 | 0 | 0 | 0 | 957.0099
560 | 1274.438 | 236.93 | 1065.284 | 1065.284 | 0 | 0 | 0 | 0 | 0 | 261.1215
561 | 1429.443 | 544.5 | 2565.5991 | 1487.7311 | -1077.868 | 0 | 0 | 0 | 0 | 0
562 | 1547.522 | 765.42 | 3449.8254 | 1610.625 | -1839.2004 | 0 | 0 | 0 | 0 | 0
563 | 1405.725 | 917.17 | 3961.5316 | 1463.046 | -2093.1229 | 0 | 405.3628 | 0 | 0 | 0
564 | 1431.852 | 1012.26 | 4242.3738 | 1490.2373 | -2093.1229 | 0 | 659.0136 | 0 | 0 | 0
565 | 1367.56 | 1019.86 | 4241.4985 | 1423.3237 | -2093.1229 | 0 | 725.0519 | 0 | 0 | 0
566 | 1673.787 | 943.36 | 3974.6215 | 1742.0387 | -1634.3994 | 0 | 598.1833 | 0 | 0 | 0
567 | 1642.84 | 797.16 | 3445.0763 | 1709.8297 | 0 | 0 | 1735.2466 | 0 | 0 | 0
568 | 1902.457 | 583.86 | 2616.286 | 1980.0331 | 0 | 0 | 636.2529 | 0 | 0 | 0
569 | 1899.267 | 327.08 | 1454.5699 | 1454.5699 | 0 | 0 | 0 | 501.686 | 0 | 0
570 | 1621.58 | 74.14 | 232.2483 | 232.2483 | 0 | 0 | 0 | 1398.431 | 0 | 0
571 | 1806.403 | 0 | 0 | 0 | 0 | 0 | 0 | 0 | 0 | 1880.0623
572 | 1360.8 | 0 | 0 | 0 | 0 | 0 | 0 | 0 | 0 | 1416.2891
573 | 1477.6 | 0 | 0 | 0 | 0 | 0 | 0 | 0 | 0 | 1537.8518
574 | 1830.4 | 0 | 0 | 0 | 0 | 0 | 0 | 0 | 0 | 1905.0378
575 | 1500.8 | 0 | 0 | 0 | 0 | 0 | 0 | 0 | 0 | 1561.9978
576 | 1522.4 | 0 | 0 | 0 | 0 | 0 | 0 | 1136.74 | 0 | 401.386
577 | 1083.2 | 0 | 0 | 0 | 0 | 0 | 0 | 1083.2 | 0 | 0
578 | 1204 | 0 | 0 | 0 | 0 | 0 | 0 | 1204 | 0 | 0
579 | 1488.8 | 0 | 0 | 0 | 0 | 0 | 0 | 1488.8 | 0 | 0
580 | 1076 | 0 | 0 | 0 | 0 | 0 | 0 | 1076 | 0 | 0
581 | 1073.6 | 0 | 0 | 0 | 0 | 0 | 0 | 1073.6 | 0 | 0
582 | 912 | 0 | 0 | 0 | 0 | 0 | 0 | 912 | 0 | 0
583 | 964.8 | 33.07 | 58.5541 | 58.5541 | 0 | 0 | 0 | 0 | 0 | 945.5873
584 | 1236.892 | 270.68 | 1203.3846 | 1203.3846 | 0 | 0 | 0 | 0 | 0 | 83.9439
585 | 902.102 | 530.08 | 2436.8051 | 938.8868 | -1497.9182 | 0 | 0 | 0 | 0 | 0
586 | 1643.977 | 748.13 | 3288.1355 | 1711.0131 | -1577.1224 | 0 | 0 | 0 | 0 | 0
587 | 1404.929 | 901.78 | 3824.3062 | 1462.2165 | -2093.1229 | 0 | 268.9669 | 0 | 0 | 0
588 | 1257.977 | 993.06 | 4107.385 | 1309.2722 | -2093.1229 | 0 | 704.9899 | 0 | 0 | 0
589 | 1143.986 | 996.99 | 4077.2785 | 1190.6341 | -2093.1229 | 0 | 793.5215 | 0 | 0 | 0
590 | 1063.922 | 911.29 | 3770.7416 | 1107.3053 | -1476.4283 | 0 | 1187.008 | 0 | 0 | 0
591 | 1565.032 | 765.44 | 3255.3479 | 1628.849 | 0 | 0 | 1626.4989 | 0 | 0 | 0
592 | 1529.519 | 554 | 2454.2006 | 1591.8879 | 0 | 0 | 862.3127 | 0 | 0 | 0
593 | 1548.768 | 276.08 | 1224.8517 | 1224.8517 | 0 | 0 | 0 | 371.905 | 0 | 0
594 | 954.794 | 57.88 | 183.4629 | 183.4629 | 0 | 0 | 0 | 778.519 | 0 | 0
595 | 979.933 | 0 | 0 | 0 | 0 | 0 | 0 | 0 | 0 | 1019.8915
596 | 1248.8 | 0 | 0 | 0 | 0 | 0 | 0 | 0 | 0 | 1299.7221
597 | 1226.4 | 0 | 0 | 0 | 0 | 0 | 0 | 0 | 0 | 1276.4087
598 | 1332 | 0 | 0 | 0 | 0 | 0 | 0 | 0 | 0 | 1386.3147
599 | 1236.8 | 0 | 0 | 0 | 0 | 0 | 0 | 0 | 0 | 1287.2327
600 | 1285.6 | 0 | 0 | 0 | 0 | 0 | 0 | 1285.6 | 0 | 0
601 | 1532.8 | 0 | 0 | 0 | 0 | 0 | 0 | 1532.8 | 0 | 0
602 | 1344.8 | 0 | 0 | 0 | 0 | 0 | 0 | 1344.8 | 0 | 0
603 | 1204.8 | 0 | 0 | 0 | 0 | 0 | 0 | 1204.8 | 0 | 0
604 | 1120.8 | 0 | 0 | 0 | 0 | 0 | 0 | 1120.8 | 0 | 0
605 | 1085.6 | 0 | 0 | 0 | 0 | 0 | 0 | 145.433 | 0 | 978.504
606 | 1070.4 | 0 | 0 | 0 | 0 | 0 | 0 | 0 | 0 | 1114.0475
607 | 1341.6 | 24.56 | 38.8439 | 38.8439 | 0 | 0 | 0 | 0 | 0 | 1357.4623
608 | 915.255 | 209.46 | 940.0036 | 940.0036 | 0 | 0 | 0 | 0 | 0 | 12.5726
609 | 1043.557 | 285.87 | 1311.4922 | 1086.1099 | -225.3823 | 0 | 0 | 0 | 0 | 0
610 | 1135.797 | 541.42 | 2401.6549 | 1182.1112 | -1219.5437 | 0 | 0 | 0 | 0 | 0
611 | 1052.302 | 820.06 | 3462.2439 | 1095.2115 | -2093.1229 | 0 | 273.9096 | 0 | 0 | 0
612 | 1010.911 | 838.81 | 3469.4336 | 1052.1327 | -2093.1229 | 0 | 324.178 | 0 | 0 | 0
613 | 907.915 | 864.12 | 3535.4522 | 944.9358 | -2093.1229 | 0 | 497.3935 | 0 | 0 | 0
614 | 1041.693 | 730.19 | 3055.0296 | 1084.1699 | -1970.8597 | 0 | 0 | 0 | 0 | 0
615 | 1029.977 | 555.48 | 2409.3244 | 1071.9772 | -1135.6831 | 0 | 201.664 | 0 | 0 | 0
616 | 1033.486 | 307.94 | 1375.4063 | 1075.6282 | 0 | 0 | 299.7781 | 0 | 0 | 0
617 | 1376.376 | 275.51 | 1227.1903 | 1227.1903 | 0 | 0 | 0 | 0 | 0 | 205.3099
618 | 1168.446 | 70.96 | 226.9174 | 226.9174 | 0 | 0 | 0 | 0 | 0 | 989.174
619 | 1198.4 | 0 | 0 | 0 | 0 | 0 | 0 | 0 | 0 | 1247.2669
620 | 1109.6 | 0 | 0 | 0 | 0 | 0 | 0 | 0 | 0 | 1154.8459
621 | 1098.4 | 0 | 0 | 0 | 0 | 0 | 0 | 0 | 0 | 1143.1892
622 | 1179.2 | 0 | 0 | 0 | 0 | 0 | 0 | 0 | 0 | 1227.284
623 | 1169.6 | 0 | 0 | 0 | 0 | 0 | 0 | 0 | 0 | 1217.2925
624 | 497.6 | 0 | 0 | 0 | 0 | 0 | 0 | 0 | 0 | 517.8905
625 | 369.6 | 0 | 0 | 0 | 0 | 0 | 0 | 369.6 | 0 | 0
626 | 342.4 | 0 | 0 | 0 | 0 | 0 | 0 | 124.249 | 0 | 227.0465
627 | 378.4 | 0 | 0 | 0 | 0 | 0 | 0 | 0 | 0 | 393.8299
628 | 387.2 | 0 | 0 | 0 | 0 | 0 | 0 | 0 | 0 | 402.9888
629 | 368.8 | 0 | 0 | 0 | 0 | 0 | 0 | 0 | 0 | 383.8385
630 | 325.6 | 0 | 0 | 0 | 0 | 0 | 0 | 0 | 0 | 338.8769
631 | 335.2 | 37.26 | 65.546 | 65.546 | 0 | 0 | 0 | 0 | 0 | 283.3223
632 | 281.28 | 276.08 | 1223.4727 | 292.7497 | -930.723 | 0 | 0 | 0 | 0 | 0
633 | 812.402 | 514.96 | 2405.6244 | 845.5291 | -1560.0953 | 0 | 0 | 0 | 0 | 0
634 | 1193.029 | 741.39 | 3318.7947 | 1241.6769 | -2077.1178 | 0 | 0 | 0 | 0 | 0
635 | 997.388 | 780.25 | 3389.2386 | 1038.0572 | -2093.1229 | 0 | 258.0585 | 0 | 0 | 0
636 | 1238.61 | 970.09 | 4086.3322 | 1289.1155 | -2093.1229 | 0 | 704.0938 | 0 | 0 | 0
637 | 1158.511 | 963.97 | 4046.841 | 1205.7514 | -2076.6557 | 0 | 764.4339 | 0 | 0 | 0
638 | 1234.863 | 906.88 | 3855.7033 | 1285.2168 | 0 | 0 | 2570.4866 | 0 | 0 | 0
639 | 1047.104 | 541.27 | 2398.5544 | 1089.8015 | 0 | 0 | 1308.7529 | 0 | 0 | 0
640 | 1281.661 | 459.77 | 2088.4862 | 1333.923 | 0 | 0 | 754.5632 | 0 | 0 | 0
641 | 1055.169 | 280.95 | 1254.4191 | 1098.1954 | 0 | 0 | 156.2237 | 0 | 0 | 0
642 | 1044.091 | 62.59 | 204.216 | 204.216 | 0 | 0 | 0 | 0 | 0 | 882.4497
643 | 1088.323 | 0 | 0 | 0 | 0 | 0 | 0 | 0 | 0 | 1132.7013
644 | 898.4 | 0 | 0 | 0 | 0 | 0 | 0 | 0 | 0 | 935.0339
645 | 270.4 | 0 | 0 | 0 | 0 | 0 | 0 | 0 | 0 | 281.426
646 | 91.2 | 0 | 0 | 0 | 0 | 0 | 0 | 0 | 0 | 94.9188
647 | 94.4 | 0 | 0 | 0 | 0 | 0 | 0 | 0 | 0 | 98.2493
648 | 91.2 | 0 | 0 | 0 | 0 | 0 | 0 | 0 | 0 | 94.9188
649 | 96 | 0 | 0 | 0 | 0 | 0 | 0 | 0 | 0 | 99.9146
650 | 88 | 0 | 0 | 0 | 0 | 0 | 0 | 0 | 0 | 91.5884
651 | 94.4 | 0 | 0 | 0 | 0 | 0 | 0 | 0 | 0 | 98.2493
652 | 85.6 | 0 | 0 | 0 | 0 | 0 | 0 | 0 | 0 | 89.0905
653 | 95.2 | 0 | 0 | 0 | 0 | 0 | 0 | 0 | 0 | 99.082
654 | 88 | 0 | 0 | 0 | 0 | 0 | 0 | 0 | 0 | 91.5884
655 | 93.6 | 33.47 | 58.0982 | 58.0982 | 0 | 0 | 0 | 0 | 0 | 39.3185
656 | 77.076 | 267.48 | 1185.6363 | 80.2189 | -1105.4174 | 0 | 0 | 0 | 0 | 0
657 | 83.396 | 374.02 | 1719.8816 | 86.7966 | -1633.0849 | 0 | 0 | 0 | 0 | 0
658 | 78.901 | 737.64 | 3225.1144 | 82.1183 | -1856.1047 | 0 | 1286.8914 | 0 | 0 | 0
659 | 86.02 | 892.64 | 3735.3687 | 89.5276 | 0 | 0 | 3645.8411 | 0 | 0 | 0
660 | 80.475 | 981.44 | 4010.0474 | 83.7565 | 0 | 0 | 3926.2909 | 0 | 0 | 0
661 | 88.61 | 987.83 | 4016.4274 | 92.2232 | 0 | 0 | 3924.2041 | 0 | 0 | 0
662 | 80.761 | 912.69 | 3765.3983 | 84.0542 | 0 | 0 | 3681.3441 | 0 | 0 | 0
663 | 95.362 | 767.22 | 3293.484 | 99.2506 | 0 | 0 | 3194.2335 | 0 | 0 | 0
664 | 84.557 | 417.68 | 1877.501 | 88.005 | 0 | 0 | 1789.496 | 0 | 0 | 0
665 | 90.093 | 312.19 | 1394.8824 | 93.7667 | 0 | 0 | 1301.1157 | 0 | 0 | 0
666 | 80.774 | 72.29 | 235.6485 | 84.0677 | 0 | 0 | 151.5808 | 0 | 0 | 0
667 | 96.805 | 0 | 0 | 0 | 0 | 0 | 0 | 0 | 0 | 100.7524
668 | 86.4 | 0 | 0 | 0 | 0 | 0 | 0 | 0 | 0 | 89.9231
669 | 93.6 | 0 | 0 | 0 | 0 | 0 | 0 | 0 | 0 | 97.4167
670 | 87.2 | 0 | 0 | 0 | 0 | 0 | 0 | 0 | 0 | 90.7557
671 | 92.8 | 0 | 0 | 0 | 0 | 0 | 0 | 0 | 0 | 96.5841
672 | 87.2 | 0 | 0 | 0 | 0 | 0 | 0 | 0 | 0 | 90.7557
673 | 93.6 | 0 | 0 | 0 | 0 | 0 | 0 | 0 | 0 | 97.4167
674 | 88 | 0 | 0 | 0 | 0 | 0 | 0 | 0 | 0 | 91.5884
675 | 92.8 | 0 | 0 | 0 | 0 | 0 | 0 | 0 | 0 | 96.5841
676 | 87.2 | 0 | 0 | 0 | 0 | 0 | 0 | 0 | 0 | 90.7557
677 | 93.6 | 0 | 0 | 0 | 0 | 0 | 0 | 0 | 0 | 97.4167
678 | 83.2 | 0 | 0 | 0 | 0 | 0 | 0 | 0 | 0 | 86.5926
679 | 84.8 | 30.91 | 54.6023 | 54.6023 | 0 | 0 | 0 | 0 | 0 | 33.6556
680 | 79.796 | 261.14 | 1153.826 | 83.0498 | -1070.7761 | 0 | 0 | 0 | 0 | 0
681 | 84.042 | 514.37 | 2372.1166 | 87.4679 | -220.3991 | 0 | 2064.2496 | 0 | 0 | 0
682 | 80.506 | 718.13 | 3166.6029 | 83.7888 | 0 | 0 | 3082.8142 | 0 | 0 | 0
683 | 81.184 | 846.67 | 3599.0311 | 84.4944 | 0 | 0 | 3514.5367 | 0 | 0 | 0
684 | 80.078 | 938.94 | 3901.2092 | 83.3433 | 0 | 0 | 3817.8659 | 0 | 0 | 0
685 | 81.515 | 906.31 | 3757.7475 | 84.8389 | 0 | 0 | 3672.9086 | 0 | 0 | 0
686 | 74.649 | 581.33 | 2491.6717 | 77.6929 | 0 | 0 | 2413.9787 | 0 | 0 | 0
687 | 88.307 | 487.37 | 2132.3071 | 91.9079 | 0 | 0 | 2040.3992 | 0 | 0 | 0
688 | 79.067 | 261.89 | 1171.1487 | 82.2911 | 0 | 0 | 1088.8576 | 0 | 0 | 0
689 | 84.323 | 61.57 | 250.9688 | 87.7614 | 0 | 0 | 163.2073 | 0 | 0 | 0
690 | 79.24 | 53.16 | 176.7229 | 82.4712 | 0 | 0 | 94.2517 | 0 | 0 | 0
691 | 95.215 | 0 | 0 | 0 | 0 | 0 | 0 | 0 | 0 | 99.0976
692 | 89.6 | 0 | 0 | 0 | 0 | 0 | 0 | 0 | 0 | 93.2536
693 | 93.6 | 0 | 0 | 0 | 0 | 0 | 0 | 0 | 0 | 97.4167
694 | 87.2 | 0 | 0 | 0 | 0 | 0 | 0 | 0 | 0 | 90.7557
695 | 96.8 | 0 | 0 | 0 | 0 | 0 | 0 | 0 | 0 | 100.7472
696 | 87.2 | 0 | 0 | 0 | 0 | 0 | 0 | 0 | 0 | 90.7557
697 | 93.6 | 0 | 0 | 0 | 0 | 0 | 0 | 0 | 0 | 97.4167
698 | 88.8 | 0 | 0 | 0 | 0 | 0 | 0 | 0 | 0 | 92.421
699 | 87.2 | 0 | 0 | 0 | 0 | 0 | 0 | 0 | 0 | 90.7557
700 | 87.2 | 0 | 0 | 0 | 0 | 0 | 0 | 0 | 0 | 90.7557
701 | 93.6 | 0 | 0 | 0 | 0 | 0 | 0 | 0 | 0 | 97.4167
702 | 84 | 0 | 0 | 0 | 0 | 0 | 0 | 0 | 0 | 87.4253
703 | 87.2 | 4.89 | 0 | 0 | 0 | 0 | 0 | 0 | 0 | 90.7557
704 | 76.02 | 61.95 | 254.7343 | 79.1199 | -175.6144 | 0 | 0 | 0 | 0 | 0
705 | 84.507 | 452.81 | 2121.6037 | 87.9529 | -1180.9705 | 0 | 852.6803 | 0 | 0 | 0
706 | 72.771 | 630.48 | 2871.7103 | 75.7384 | 0 | 0 | 2795.9719 | 0 | 0 | 0
707 | 81.102 | 885.69 | 3921.5304 | 84.4091 | 0 | 0 | 3837.1213 | 0 | 0 | 0
708 | 75.163 | 935.02 | 4065.0577 | 78.2279 | 0 | 0 | 3986.8298 | 0 | 0 | 0
709 | 86.617 | 992.8 | 4262.672 | 90.149 | 0 | 0 | 4172.5231 | 0 | 0 | 0
710 | 78.42 | 833.11 | 3606.9941 | 81.6177 | 0 | 0 | 3525.3764 | 0 | 0 | 0
711 | 78.853 | 670.66 | 2963.0103 | 82.0684 | 0 | 0 | 2880.942 | 0 | 0 | 0
712 | 79.653 | 542.49 | 2465.3536 | 82.901 | 0 | 0 | 2382.4526 | 0 | 0 | 0
713 | 88.652 | 233.88 | 1047.1578 | 92.2669 | 0 | 0 | 954.8909 | 0 | 0 | 0
714 | 82.665 | 74.21 | 244.0018 | 86.0358 | 0 | 0 | 157.966 | 0 | 0 | 0
715 | 97.636 | 0 | 0 | 0 | 0 | 0 | 0 | 0 | 0 | 101.6173
716 | 88.8 | 0 | 0 | 0 | 0 | 0 | 0 | 0 | 0 | 92.421
717 | 94.4 | 0 | 0 | 0 | 0 | 0 | 0 | 0 | 0 | 98.2493
718 | 87.2 | 0 | 0 | 0 | 0 | 0 | 0 | 0 | 0 | 90.7557
719 | 91.2 | 0 | 0 | 0 | 0 | 0 | 0 | 0 | 0 | 94.9188
720 | 84.8 | 0 | 0 | 0 | 0 | 0 | 0 | 0 | 0 | 88.2579
721 | 93.6 | 0 | 0 | 0 | 0 | 0 | 0 | 0 | 0 | 97.4167
722 | 81.6 | 0 | 0 | 0 | 0 | 0 | 0 | 0 | 0 | 84.9274
723 | 92.8 | 0 | 0 | 0 | 0 | 0 | 0 | 0 | 0 | 96.5841
724 | 80 | 0 | 0 | 0 | 0 | 0 | 0 | 0 | 0 | 83.2621
725 | 90.4 | 0 | 0 | 0 | 0 | 0 | 0 | 0 | 0 | 94.0862
726 | 80 | 0 | 0 | 0 | 0 | 0 | 0 | 0 | 0 | 83.2621
727 | 86.4 | 13.11 | 13.5634 | 13.5634 | 0 | 0 | 0 | 0 | 0 | 76.3597
728 | 75.453 | 138.53 | 614.8483 | 78.5297 | -536.3185 | 0 | 0 | 0 | 0 | 0
729 | 85.467 | 379.57 | 1745.8042 | 88.9521 | -779.2514 | 0 | 877.6007 | 0 | 0 | 0
730 | 74.454 | 608.48 | 2694.2318 | 77.49 | 0 | 0 | 2616.7418 | 0 | 0 | 0
731 | 80.579 | 882.91 | 3743.1163 | 83.8648 | 0 | 0 | 3659.2515 | 0 | 0 | 0
732 | 73.28 | 818.78 | 3423.7237 | 76.2681 | 0 | 0 | 3347.4556 | 0 | 0 | 0
733 | 82.654 | 871.42 | 3600.0688 | 86.0244 | 0 | 0 | 3514.0444 | 0 | 0 | 0
734 | 74.961 | 498.71 | 2152.7844 | 78.0177 | 0 | 0 | 2074.7667 | 0 | 0 | 0
735 | 86.787 | 372.83 | 1648.0701 | 90.3259 | 0 | 0 | 1557.7442 | 0 | 0 | 0
736 | 81.253 | 356.51 | 1603.7871 | 84.5662 | 0 | 0 | 1519.2208 | 0 | 0 | 0
737 | 87.089 | 156.94 | 690.2702 | 90.6402 | 0 | 0 | 599.63 | 0 | 0 | 0
738 | 79.66 | 68.92 | 227.3077 | 82.9083 | 0 | 0 | 144.3995 | 0 | 0 | 0
739 | 96.821 | 0 | 0 | 0 | 0 | 0 | 0 | 0 | 0 | 100.769
740 | 88 | 0 | 0 | 0 | 0 | 0 | 0 | 0 | 0 | 91.5884
741 | 91.2 | 0 | 0 | 0 | 0 | 0 | 0 | 0 | 0 | 94.9188
742 | 86.4 | 0 | 0 | 0 | 0 | 0 | 0 | 0 | 0 | 89.9231
743 | 92.8 | 0 | 0 | 0 | 0 | 0 | 0 | 0 | 0 | 96.5841
744 | 88 | 0 | 0 | 0 | 0 | 0 | 0 | 0 | 0 | 91.5884
745 | 94.4 | 0 | 0 | 0 | 0 | 0 | 0 | 0 | 0 | 98.2493
746 | 87.2 | 0 | 0 | 0 | 0 | 0 | 0 | 0 | 0 | 90.7557
747 | 93.6 | 0 | 0 | 0 | 0 | 0 | 0 | 0 | 0 | 97.4167
748 | 80 | 0 | 0 | 0 | 0 | 0 | 0 | 0 | 0 | 83.2621
749 | 88.8 | 0 | 0 | 0 | 0 | 0 | 0 | 0 | 0 | 92.421
750 | 86.4 | 0 | 0 | 0 | 0 | 0 | 0 | 0 | 0 | 89.9231
751 | 88.8 | 31.54 | 56.3768 | 56.3768 | 0 | 0 | 0 | 0 | 0 | 36.0442
752 | 79.281 | 246.98 | 1088.7233 | 82.5138 | -1006.2095 | 0 | 0 | 0 | 0 | 0
753 | 84.741 | 499.19 | 2295.3885 | 88.1965 | -277.4482 | 0 | 1929.7438 | 0 | 0 | 0
754 | 75.611 | 714.96 | 3161.1815 | 78.6942 | 0 | 0 | 3082.4874 | 0 | 0 | 0
755 | 86.655 | 869.28 | 3724.708 | 90.1885 | 0 | 0 | 3634.5195 | 0 | 0 | 0
756 | 74.903 | 937.72 | 3940.2925 | 77.9573 | 0 | 0 | 3862.3352 | 0 | 0 | 0
757 | 87.642 | 940.93 | 3919.7257 | 91.2158 | 0 | 0 | 3828.5099 | 0 | 0 | 0
758 | 82.638 | 759.19 | 3220.4673 | 86.0077 | 0 | 0 | 3134.4596 | 0 | 0 | 0
759 | 89.332 | 735.19 | 3194.8455 | 92.9747 | 0 | 0 | 3101.8708 | 0 | 0 | 0
760 | 81.435 | 548.96 | 2477.3641 | 84.7557 | 0 | 0 | 2392.6085 | 0 | 0 | 0
761 | 83.254 | 313.13 | 1400.795 | 86.6488 | 0 | 0 | 1314.1462 | 0 | 0 | 0
762 | 82.933 | 72.52 | 240.6495 | 86.3147 | 0 | 0 | 154.3347 | 0 | 0 | 0
763 | 96.007 | 0 | 0 | 0 | 0 | 0 | 0 | 0 | 0 | 99.9219
764 | 91.2 | 0 | 0 | 0 | 0 | 0 | 0 | 0 | 0 | 94.9188
765 | 93.6 | 0 | 0 | 0 | 0 | 0 | 0 | 0 | 0 | 97.4167
766 | 88.8 | 0 | 0 | 0 | 0 | 0 | 0 | 0 | 0 | 92.421
767 | 97.6 | 0 | 0 | 0 | 0 | 0 | 0 | 0 | 0 | 101.5798
768 | 90.4 | 0 | 0 | 0 | 0 | 0 | 0 | 0 | 0 | 94.0862
769 | 92.8 | 0 | 0 | 0 | 0 | 0 | 0 | 0 | 0 | 96.5841
770 | 86.4 | 0 | 0 | 0 | 0 | 0 | 0 | 0 | 0 | 89.9231
771 | 91.2 | 0 | 0 | 0 | 0 | 0 | 0 | 0 | 0 | 94.9188
772 | 87.2 | 0 | 0 | 0 | 0 | 0 | 0 | 0 | 0 | 90.7557
773 | 92.8 | 0 | 0 | 0 | 0 | 0 | 0 | 0 | 0 | 96.5841
774 | 85.6 | 0 | 0 | 0 | 0 | 0 | 0 | 0 | 0 | 89.0905
775 | 76.8 | 34.75 | 64.2919 | 64.2919 | 0 | 0 | 0 | 0 | 0 | 15.6398
776 | 82.775 | 231 | 1016.4622 | 86.1503 | -930.3119 | 0 | 0 | 0 | 0 | 0
777 | 646.748 | 469.86 | 2163.4336 | 673.1203 | -353.7871 | 0 | 1136.5262 | 0 | 0 | 0
778 | 552.934 | 745.6 | 3288.8068 | 575.4809 | 0 | 0 | 2713.3259 | 0 | 0 | 0
779 | 876.383 | 715.32 | 3053.5121 | 912.1191 | 0 | 0 | 2141.393 | 0 | 0 | 0
780 | 949.841 | 819.63 | 3403.4983 | 988.5725 | 0 | 0 | 2414.9258 | 0 | 0 | 0
781 | 1244.374 | 814.07 | 3360.457 | 1295.1156 | 0 | 0 | 2065.3414 | 0 | 0 | 0
782 | 1169.848 | 765.59 | 3214.4828 | 1217.5507 | 0 | 0 | 1996.9322 | 0 | 0 | 0
783 | 1381.741 | 732.82 | 3167.6937 | 1438.084 | 0 | 0 | 1729.6097 | 0 | 0 | 0
784 | 889.368 | 464.44 | 2085.0922 | 925.6336 | 0 | 0 | 1159.4587 | 0 | 0 | 0
785 | 1360.953 | 225.64 | 1001.1534 | 1001.1534 | 0 | 0 | 0 | 0 | 0 | 415.2949
786 | 1095.157 | 62.35 | 212.2924 | 212.2924 | 0 | 0 | 0 | 0 | 0 | 927.5215
787 | 1127.015 | 0 | 0 | 0 | 0 | 0 | 0 | 0 | 0 | 1172.9711
788 | 1211.2 | 0 | 0 | 0 | 0 | 0 | 0 | 0 | 0 | 1260.5889
789 | 1118.4 | 0 | 0 | 0 | 0 | 0 | 0 | 0 | 0 | 1164.0048
790 | 1337.6 | 0 | 0 | 0 | 0 | 0 | 0 | 0 | 0 | 1392.143
791 | 1112 | 0 | 0 | 0 | 0 | 0 | 0 | 0 | 0 | 1157.3438
792 | 163.2 | 0 | 0 | 0 | 0 | 0 | 0 | 0 | 0 | 169.8548
793 | 108.8 | 0 | 0 | 0 | 0 | 0 | 0 | 0 | 0 | 113.2365
794 | 94.4 | 0 | 0 | 0 | 0 | 0 | 0 | 0 | 0 | 98.2493
795 | 105.6 | 0 | 0 | 0 | 0 | 0 | 0 | 0 | 0 | 109.906
796 | 101.6 | 0 | 0 | 0 | 0 | 0 | 0 | 0 | 0 | 105.7429
797 | 105.6 | 0 | 0 | 0 | 0 | 0 | 0 | 0 | 0 | 109.906
798 | 95.2 | 0 | 0 | 0 | 0 | 0 | 0 | 0 | 0 | 99.082
799 | 87.2 | 35.69 | 68.4717 | 68.4717 | 0 | 0 | 0 | 0 | 0 | 22.2841
800 | 82.403 | 270.2 | 1184.3228 | 85.7631 | -1098.5597 | 0 | 0 | 0 | 0 | 0
801 | 835.519 | 515.91 | 2375.3191 | 869.5888 | -1505.7303 | 0 | 0 | 0 | 0 | 0
802 | 1039.674 | 737.97 | 3251.8696 | 1082.0675 | -2093.1229 | 0 | 76.6792 | 0 | 0 | 0
803 | 891.524 | 890.23 | 3771.365 | 927.8775 | -2093.1229 | 0 | 750.3647 | 0 | 0 | 0
804 | 1352.422 | 946.64 | 3919.7017 | 1407.5694 | -2093.1229 | 0 | 419.0095 | 0 | 0 | 0
805 | 1341.667 | 968.5 | 3998.2169 | 1396.3759 | -373.5202 | 0 | 2228.3208 | 0 | 0 | 0
806 | 1194.461 | 857.72 | 3606.2749 | 1243.1673 | 0 | 0 | 2363.1076 | 0 | 0 | 0
807 | 1481.371 | 628.4 | 2722.1267 | 1541.7766 | 0 | 0 | 1180.3502 | 0 | 0 | 0
808 | 1646.336 | 167.53 | 722.5062 | 722.5062 | 0 | 0 | 0 | 952.137 | 0 | 0
809 | 1713.488 | 165.47 | 723.0453 | 723.0453 | 0 | 0 | 0 | 1018.771 | 0 | 0
810 | 1434.101 | 39.27 | 123.6141 | 123.6141 | 0 | 0 | 0 | 1315.33 | 0 | 0
811 | 1539.509 | 0 | 0 | 0 | 0 | 0 | 0 | 0 | 0 | 1602.2852
812 | 1661.6 | 0 | 0 | 0 | 0 | 0 | 0 | 0 | 0 | 1729.3547
813 | 1616 | 0 | 0 | 0 | 0 | 0 | 0 | 0 | 0 | 1681.8953
814 | 1728.8 | 0 | 0 | 0 | 0 | 0 | 0 | 0 | 0 | 1799.2949
815 | 1469.6 | 0 | 0 | 0 | 0 | 0 | 0 | 0 | 0 | 1529.5256
816 | 1761.6 | 0 | 0 | 0 | 0 | 0 | 0 | 1761.6 | 0 | 0
817 | 1354.4 | 0 | 0 | 0 | 0 | 0 | 0 | 1354.4 | 0 | 0
818 | 1331.2 | 0 | 0 | 0 | 0 | 0 | 0 | 1331.2 | 0 | 0
819 | 1416.8 | 0 | 0 | 0 | 0 | 0 | 0 | 1416.8 | 0 | 0
820 | 1299.2 | 0 | 0 | 0 | 0 | 0 | 0 | 1299.2 | 0 | 0
821 | 1488 | 0 | 0 | 0 | 0 | 0 | 0 | 1488 | 0 | 0
822 | 1488.8 | 0 | 0 | 0 | 0 | 0 | 0 | 1488.8 | 0 | 0
823 | 1292.8 | 34.28 | 66.9906 | 66.9906 | 0 | 0 | 0 | 493.15 | 0 | 765.2665
824 | 1289.506 | 263.66 | 1146.1679 | 1146.1679 | 0 | 0 | 0 | 0 | 0 | 195.92
825 | 1526.73 | 485.55 | 2188.0313 | 1588.9852 | -599.0461 | 0 | 0 | 0 | 0 | 0
826 | 1083.978 | 589.42 | 2544.2465 | 1128.1791 | -1416.0674 | 0 | 0 | 0 | 0 | 0
827 | 1402.913 | 650.37 | 2743.4502 | 1460.1193 | -1283.3309 | 0 | 0 | 0 | 0 | 0
828 | 1305.329 | 872.38 | 3578.8775 | 1358.5551 | -2093.1229 | 0 | 127.1996 | 0 | 0 | 0
829 | 1517.919 | 801.76 | 3311.7132 | 1579.8149 | -1731.8984 | 0 | 0 | 0 | 0 | 0
830 | 1335.878 | 748.45 | 3137.6766 | 1390.3508 | -1747.3258 | 0 | 0 | 0 | 0 | 0
831 | 1360.865 | 568.31 | 2456.8025 | 1416.3567 | -1040.4458 | 0 | 0 | 0 | 0 | 0
832 | 1604.627 | 472.85 | 2112.6572 | 1670.0585 | -442.5987 | 0 | 0 | 0 | 0 | 0
833 | 1501.802 | 272.93 | 1212.4571 | 1212.4571 | 0 | 0 | 0 | 336.848 | 0 | 0
834 | 1303.802 | 60.41 | 202.1948 | 202.1948 | 0 | 0 | 0 | 1109.529 | 0 | 0
835 | 1407.738 | 0 | 0 | 0 | 0 | 0 | 0 | 0 | 0 | 1465.141
836 | 1397.6 | 0 | 0 | 0 | 0 | 0 | 0 | 0 | 0 | 1454.5896
837 | 1207.2 | 0 | 0 | 0 | 0 | 0 | 0 | 0 | 0 | 1256.4257
838 | 1357.6 | 0 | 0 | 0 | 0 | 0 | 0 | 0 | 0 | 1412.9586
839 | 1300.8 | 0 | 0 | 0 | 0 | 0 | 0 | 0 | 0 | 1353.8425
840 | 1248.8 | 0 | 0 | 0 | 0 | 0 | 0 | 1248.8 | 0 | 0
841 | 1178.4 | 0 | 0 | 0 | 0 | 0 | 0 | 1178.4 | 0 | 0
842 | 1225.6 | 0 | 0 | 0 | 0 | 0 | 0 | 1225.6 | 0 | 0
843 | 1224.8 | 0 | 0 | 0 | 0 | 0 | 0 | 1224.8 | 0 | 0
844 | 903.2 | 0 | 0 | 0 | 0 | 0 | 0 | 903.2 | 0 | 0
845 | 1121.6 | 0 | 0 | 0 | 0 | 0 | 0 | 1121.6 | 0 | 0
846 | 1310.4 | 0 | 0 | 0 | 0 | 0 | 0 | 1310.4 | 0 | 0
847 | 1152 | 5.87 | 0 | 0 | 0 | 0 | 0 | 1152 | 0 | 0
848 | 933.17 | 57.87 | 233.9271 | 233.9271 | 0 | 0 | 0 | 687.687 | 0 | 21.5659
849 | 1215.698 | 261.6 | 1162.5258 | 1162.5258 | 0 | 0 | 0 | 0 | 0 | 102.7444
850 | 1139.46 | 373.8 | 1623.1081 | 1185.9235 | -437.1845 | 0 | 0 | 0 | 0 | 0
851 | 1551.141 | 486.79 | 2068.7947 | 1614.3916 | -454.4031 | 0 | 0 | 0 | 0 | 0
852 | 1338.153 | 591.12 | 2470.5887 | 1392.7186 | -1077.8701 | 0 | 0 | 0 | 0 | 0
853 | 1140.835 | 976.35 | 3927.7844 | 1187.3546 | -2093.1229 | 0 | 647.307 | 0 | 0 | 0
854 | 1315.264 | 714.68 | 2985.9522 | 1368.8962 | -1617.0559 | 0 | 0 | 0 | 0 | 0
855 | 1361.037 | 555.05 | 2388.3673 | 1416.5357 | -971.8316 | 0 | 0 | 0 | 0 | 0
856 | 1270.539 | 377 | 1676.3604 | 1322.3475 | -354.0129 | 0 | 0 | 0 | 0 | 0
857 | 1377.713 | 246.62 | 1089.7006 | 1089.7006 | 0 | 0 | 0 | 0 | 0 | 344.1911
858 | 1430.203 | 70.44 | 234.9824 | 234.9824 | 0 | 0 | 0 | 0 | 0 | 1253.5397
859 | 1135.9 | 0 | 0 | 0 | 0 | 0 | 0 | 0 | 0 | 1182.2184
860 | 1324 | 0 | 0 | 0 | 0 | 0 | 0 | 0 | 0 | 1377.9885
861 | 1216.8 | 0 | 0 | 0 | 0 | 0 | 0 | 0 | 0 | 1266.4172
862 | 1368.8 | 0 | 0 | 0 | 0 | 0 | 0 | 0 | 0 | 1424.6153
863 | 1304 | 0 | 0 | 0 | 0 | 0 | 0 | 0 | 0 | 1357.1729
864 | 504 | 0 | 0 | 0 | 0 | 0 | 0 | 0 | 0 | 524.5515
865 | 308.8 | 0 | 0 | 0 | 0 | 0 | 0 | 308.8 | 0 | 0
866 | 223.2 | 0 | 0 | 0 | 0 | 0 | 0 | 223.2 | 0 | 0
867 | 305.6 | 0 | 0 | 0 | 0 | 0 | 0 | 305.6 | 0 | 0
868 | 234.4 | 0 | 0 | 0 | 0 | 0 | 0 | 234.4 | 0 | 0
869 | 284.8 | 0 | 0 | 0 | 0 | 0 | 0 | 284.8 | 0 | 0
870 | 280.8 | 0 | 0 | 0 | 0 | 0 | 0 | 280.8 | 0 | 0
871 | 279.2 | 30.51 | 61.5463 | 61.5463 | 0 | 0 | 0 | 0 | 0 | 229.0385
872 | 207.884 | 261.96 | 1156.6912 | 216.3608 | -940.3304 | 0 | 0 | 0 | 0 | 0
873 | 1383.408 | 517.78 | 2375.7094 | 1439.8189 | -935.8904 | 0 | 0 | 0 | 0 | 0
874 | 1305.53 | 736.83 | 3204.355 | 1358.7653 | -1845.5897 | 0 | 0 | 0 | 0 | 0
875 | 1615.041 | 829.29 | 3477.1926 | 1680.8972 | -1796.2954 | 0 | 0 | 0 | 0 | 0
876 | 1779.002 | 861.64 | 3575.826 | 1851.544 | -1724.282 | 0 | 0 | 0 | 0 | 0
877 | 1624.258 | 831.04 | 3472.9056 | 1690.49 | -1782.4156 | 0 | 0 | 0 | 0 | 0
878 | 1539.01 | 770.61 | 3267.0348 | 1601.7659 | -1665.2689 | 0 | 0 | 0 | 0 | 0
879 | 1787.689 | 537.56 | 2344.6422 | 1860.5863 | -140.764 | 0 | 343.2919 | 0 | 0 | 0
880 | 1354.304 | 407.35 | 1820.3623 | 1409.5282 | 0 | 0 | 410.8341 | 0 | 0 | 0
881 | 1620.241 | 171.76 | 752.0851 | 752.0851 | 0 | 0 | 0 | 597.732 | 0 | 312.1186
882 | 1300.99 | 56.77 | 185.5851 | 185.5851 | 0 | 0 | 0 | 0 | 0 | 1168.4551
883 | 1394.069 | 0 | 0 | 0 | 0 | 0 | 0 | 0 | 0 | 1450.9147
884 | 1272 | 0 | 0 | 0 | 0 | 0 | 0 | 0 | 0 | 1323.8681
885 | 1471.2 | 0 | 0 | 0 | 0 | 0 | 0 | 0 | 0 | 1531.1908
886 | 1444 | 0 | 0 | 0 | 0 | 0 | 0 | 0 | 0 | 1502.8817
887 | 1357.6 | 0 | 0 | 0 | 0 | 0 | 0 | 0 | 0 | 1412.9586
888 | 576.8 | 0 | 0 | 0 | 0 | 0 | 0 | 0 | 0 | 600.3201
889 | 498.4 | 0 | 0 | 0 | 0 | 0 | 0 | 498.4 | 0 | 0
890 | 498.4 | 0 | 0 | 0 | 0 | 0 | 0 | 498.4 | 0 | 0
891 | 504 | 0 | 0 | 0 | 0 | 0 | 0 | 504 | 0 | 0
892 | 421.6 | 0 | 0 | 0 | 0 | 0 | 0 | 421.6 | 0 | 0
893 | 485.6 | 0 | 0 | 0 | 0 | 0 | 0 | 485.6 | 0 | 0
894 | 467.2 | 0 | 0 | 0 | 0 | 0 | 0 | 467.2 | 0 | 0
895 | 472 | 29.23 | 61.7982 | 61.7982 | 0 | 0 | 0 | 0 | 0 | 429.4484
896 | 385.522 | 254.82 | 1152.0868 | 401.2424 | -750.8445 | 0 | 0 | 0 | 0 | 0
897 | 1044.814 | 512.13 | 2408.1192 | 1087.4182 | -1320.701 | 0 | 0 | 0 | 0 | 0
898 | 1692.649 | 738.73 | 3325.0789 | 1761.6698 | -1563.4091 | 0 | 0 | 0 | 0 | 0
899 | 1873.143 | 903.12 | 3924.456 | 1949.5238 | -1974.9322 | 0 | 0 | 0 | 0 | 0
900 | 1814.753 | 999.36 | 4256.1953 | 1888.7518 | -2093.1229 | 0 | 274.3207 | 0 | 0 | 0
901 | 1605.764 | 969.82 | 4126.298 | 1671.2419 | -2093.1229 | 0 | 361.9333 | 0 | 0 | 0
902 | 1656.929 | 939.51 | 4028.8761 | 1724.4933 | -1034.7049 | 0 | 1269.678 | 0 | 0 | 0
903 | 1959.966 | 789.59 | 3462.2918 | 2039.8871 | 0 | 0 | 1422.4047 | 0 | 0 | 0
904 | 1925.128 | 572.86 | 2591.7798 | 2003.6285 | 0 | 0 | 588.1513 | 0 | 0 | 0
905 | 1644.797 | 316.01 | 1419.3417 | 1419.3417 | 0 | 0 | 0 | 281.064 | 0 | 0
906 | 1796.832 | 69.43 | 237.423 | 237.423 | 0 | 0 | 0 | 1112.621 | 0 | 474.6868
907 | 1564.005 | 0 | 0 | 0 | 0 | 0 | 0 | 0 | 0 | 1627.7801
908 | 1423.2 | 0 | 0 | 0 | 0 | 0 | 0 | 0 | 0 | 1481.2335
909 | 1762.4 | 0 | 0 | 0 | 0 | 0 | 0 | 0 | 0 | 1834.265
910 | 1525.6 | 0 | 0 | 0 | 0 | 0 | 0 | 0 | 0 | 1587.8091
911 | 1706.4 | 0 | 0 | 0 | 0 | 0 | 0 | 0 | 0 | 1775.9815
912 | 526.4 | 0 | 0 | 0 | 0 | 0 | 0 | 0 | 0 | 547.8649
913 | 477.6 | 0 | 0 | 0 | 0 | 0 | 0 | 477.6 | 0 | 0
914 | 487.2 | 0 | 0 | 0 | 0 | 0 | 0 | 487.2 | 0 | 0
915 | 450.4 | 0 | 0 | 0 | 0 | 0 | 0 | 450.4 | 0 | 0
916 | 410.4 | 0 | 0 | 0 | 0 | 0 | 0 | 410.4 | 0 | 0
917 | 498.4 | 0 | 0 | 0 | 0 | 0 | 0 | 498.4 | 0 | 0
918 | 480.8 | 0 | 0 | 0 | 0 | 0 | 0 | 480.8 | 0 | 0
919 | 402.4 | 12.68 | 16.2736 | 16.2736 | 0 | 0 | 0 | 0 | 0 | 402.535
920 | 183.582 | 260.62 | 1182.6971 | 191.0679 | -991.6292 | 0 | 0 | 0 | 0 | 0
921 | 1361.436 | 523.11 | 2433.9325 | 1416.951 | -1016.9815 | 0 | 0 | 0 | 0 | 0
922 | 1498.899 | 749.82 | 3272.7549 | 1560.0193 | -1712.7356 | 0 | 0 | 0 | 0 | 0
923 | 1608.087 | 919.71 | 3795.7515 | 1673.6586 | -2093.1229 | 0 | 28.97 | 0 | 0 | 0
924 | 1399.808 | 1018.64 | 4084.4921 | 1456.8877 | -2093.1229 | 0 | 534.4816 | 0 | 0 | 0
925 | 1724.006 | 1031.69 | 4124.8472 | 1794.3054 | -2093.1229 | 0 | 237.4189 | 0 | 0 | 0
926 | 1255.265 | 959.58 | 3919.7611 | 1306.4507 | -830.1215 | 0 | 1783.1889 | 0 | 0 | 0
927 | 1125.5 | 808.74 | 3439.4519 | 1171.3943 | 0 | 0 | 2268.0577 | 0 | 0 | 0
928 | 1614.058 | 596.08 | 2656.0541 | 1679.8741 | 0 | 0 | 976.1799 | 0 | 0 | 0
929 | 1453.859 | 339.87 | 1519.1979 | 1513.1427 | 0 | 0 | 6.0552 | 0 | 0 | 0
930 | 1370.109 | 67.82 | 232.1827 | 232.1827 | 0 | 0 | 0 | 1147.023 | 0 | 0
931 | 1452.169 | 0 | 0 | 0 | 0 | 0 | 0 | 0 | 0 | 1511.3838
932 | 1032 | 0 | 0 | 0 | 0 | 0 | 0 | 0 | 0 | 1074.0817
933 | 1212.8 | 0 | 0 | 0 | 0 | 0 | 0 | 0 | 0 | 1262.2541
934 | 1396.8 | 0 | 0 | 0 | 0 | 0 | 0 | 0 | 0 | 1453.757
935 | 964 | 0 | 0 | 0 | 0 | 0 | 0 | 0 | 0 | 1003.3088
936 | 1384.8 | 0 | 0 | 0 | 0 | 0 | 0 | 1384.8 | 0 | 0
937 | 1120 | 0 | 0 | 0 | 0 | 0 | 0 | 1120 | 0 | 0
938 | 1568.8 | 0 | 0 | 0 | 0 | 0 | 0 | 1568.8 | 0 | 0
939 | 1411.2 | 0 | 0 | 0 | 0 | 0 | 0 | 1411.2 | 0 | 0
940 | 1482.4 | 0 | 0 | 0 | 0 | 0 | 0 | 1482.4 | 0 | 0
941 | 1182.4 | 0 | 0 | 0 | 0 | 0 | 0 | 124.723 | 0 | 1100.8057
942 | 1132 | 0 | 0 | 0 | 0 | 0 | 0 | 0 | 0 | 1178.1593
943 | 1137.6 | 19.83 | 35.5821 | 35.5821 | 0 | 0 | 0 | 0 | 0 | 1148.4056
944 | 182.01 | 204.43 | 909.9137 | 189.4318 | -720.4819 | 0 | 0 | 0 | 0 | 0
945 | 481.147 | 396.23 | 1797.1384 | 500.7666 | -1296.3718 | 0 | 0 | 0 | 0 | 0
946 | 455.687 | 596.65 | 2593.9499 | 474.2674 | -2093.1229 | 0 | 26.5596 | 0 | 0 | 0
947 | 498.735 | 762.24 | 3219.4421 | 519.0718 | -2093.1229 | 0 | 607.2475 | 0 | 0 | 0
948 | 415.99 | 892.34 | 3689.4434 | 432.9517 | -2093.1229 | 0 | 1163.3689 | 0 | 0 | 0
949 | 320.018 | 906.97 | 3759.7146 | 333.0673 | -2093.1229 | 0 | 1333.5244 | 0 | 0 | 0
950 | 335.666 | 768.52 | 3257.7344 | 349.3544 | -441.4923 | 0 | 2466.8877 | 0 | 0 | 0
951 | 408.03 | 521.02 | 2270.8761 | 424.6682 | 0 | 0 | 1846.2079 | 0 | 0 | 0
952 | 329.489 | 460.16 | 2061.4853 | 342.9245 | 0 | 0 | 1718.5608 | 0 | 0 | 0
953 | 413.609 | 270.86 | 1209.111 | 430.4746 | 0 | 0 | 778.6363 | 0 | 0 | 0
954 | 285.122 | 82.77 | 280.2312 | 280.2312 | 0 | 0 | 0 | 0 | 0 | 16.5171
955 | 304.539 | 0 | 0 | 0 | 0 | 0 | 0 | 0 | 0 | 316.9571
956 | 261.6 | 0 | 0 | 0 | 0 | 0 | 0 | 0 | 0 | 272.2672
957 | 204 | 0 | 0 | 0 | 0 | 0 | 0 | 0 | 0 | 212.3185
958 | 331.2 | 0 | 0 | 0 | 0 | 0 | 0 | 0 | 0 | 344.7053
959 | 296.8 | 0 | 0 | 0 | 0 | 0 | 0 | 0 | 0 | 308.9026
960 | 302.4 | 0 | 0 | 0 | 0 | 0 | 0 | 0 | 0 | 314.7309
961 | 324.8 | 0 | 0 | 0 | 0 | 0 | 0 | 0 | 0 | 338.0443
962 | 296.8 | 0 | 0 | 0 | 0 | 0 | 0 | 0 | 0 | 308.9026
963 | 296.8 | 0 | 0 | 0 | 0 | 0 | 0 | 0 | 0 | 308.9026
964 | 316 | 0 | 0 | 0 | 0 | 0 | 0 | 0 | 0 | 328.8855
965 | 227.2 | 0 | 0 | 0 | 0 | 0 | 0 | 0 | 0 | 236.4645
966 | 276 | 0 | 0 | 0 | 0 | 0 | 0 | 0 | 0 | 287.2544
967 | 256.8 | 29.15 | 61.8034 | 61.8034 | 0 | 0 | 0 | 0 | 0 | 205.4681
968 | 246.146 | 259.03 | 1150.1499 | 256.183 | -893.9669 | 0 | 0 | 0 | 0 | 0
969 | 460.316 | 518.3 | 2381.2432 | 479.0862 | -1902.157 | 0 | 0 | 0 | 0 | 0
970 | 1172.832 | 730.62 | 3222.7997 | 1220.6563 | -1433.2215 | 0 | 568.9219 | 0 | 0 | 0
971 | 1566.318 | 874.27 | 3709.3753 | 1630.1874 | 0 | 0 | 2079.1879 | 0 | 0 | 0
972 | 1214.229 | 972.42 | 3991.9806 | 1263.7414 | 0 | 0 | 2728.2392 | 0 | 0 | 0
973 | 1567.117 | 982.82 | 3957.6818 | 1631.019 | 0 | 0 | 2326.6628 | 0 | 0 | 0
974 | 1509.312 | 845.02 | 3447.9551 | 1570.8569 | 0 | 0 | 1877.0982 | 0 | 0 | 0
975 | 1604.899 | 675.52 | 2860.4553 | 1670.3416 | 0 | 0 | 1190.1137 | 0 | 0 | 0
976 | 1215.644 | 487.04 | 2150.8953 | 1265.2141 | 0 | 0 | 885.6813 | 0 | 0 | 0
977 | 1300.307 | 241.46 | 1070.1413 | 1070.1413 | 0 | 0 | 0 | 272.093 | 0 | 0
978 | 1151.05 | 63.09 | 217.2278 | 217.2278 | 0 | 0 | 0 | 942.333 | 0 | 0
979 | 1456.677 | 0 | 0 | 0 | 0 | 0 | 0 | 0 | 0 | 1516.0756
980 | 1494.4 | 0 | 0 | 0 | 0 | 0 | 0 | 0 | 0 | 1555.3368
981 | 1808.8 | 0 | 0 | 0 | 0 | 0 | 0 | 0 | 0 | 1882.5571
982 | 1650.4 | 0 | 0 | 0 | 0 | 0 | 0 | 0 | 0 | 1717.698
983 | 1209.6 | 0 | 0 | 0 | 0 | 0 | 0 | 0 | 0 | 1258.9236
984 | 1028 | 0 | 0 | 0 | 0 | 0 | 0 | 917.358 | 0 | 115.1536
985 | 1335.2 | 0 | 0 | 0 | 0 | 0 | 0 | 1335.2 | 0 | 0
986 | 1325.6 | 0 | 0 | 0 | 0 | 0 | 0 | 1325.6 | 0 | 0
987 | 1358.4 | 0 | 0 | 0 | 0 | 0 | 0 | 1358.4 | 0 | 0
988 | 1510.4 | 0 | 0 | 0 | 0 | 0 | 0 | 1510.4 | 0 | 0
989 | 1220.8 | 0 | 0 | 0 | 0 | 0 | 0 | 1220.8 | 0 | 0
990 | 1460.8 | 0 | 0 | 0 | 0 | 0 | 0 | 1460.8 | 0 | 0
991 | 1494.4 | 24.35 | 48.9061 | 48.9061 | 0 | 0 | 0 | 0 | 0 | 1506.4307
992 | 1213.91 | 244.21 | 1083.4289 | 1083.4289 | 0 | 0 | 0 | 0 | 0 | 179.9805
993 | 1285.355 | 496.32 | 2278.2209 | 1337.7677 | -940.4532 | 0 | 0 | 0 | 0 | 0
994 | 1854.487 | 711.27 | 3138.4614 | 1930.107 | -1208.3543 | 0 | 0 | 0 | 0 | 0
995 | 1700.494 | 776.71 | 3331.4828 | 1769.8347 | -1561.6481 | 0 | 0 | 0 | 0 | 0
996 | 1593.166 | 875.74 | 3662.3884 | 1658.1302 | -2004.2582 | 0 | 0 | 0 | 0 | 0
997 | 1302.813 | 670.01 | 2822.8406 | 1355.9375 | -1466.9031 | 0 | 0 | 0 | 0 | 0
998 | 1470.149 | 726.56 | 3037.2864 | 1530.097 | -1507.1895 | 0 | 0 | 0 | 0 | 0
999 | 1044.668 | 690.15 | 2933.9945 | 1087.2662 | -1846.7283 | 0 | 0 | 0 | 0 | 0
1000 | 1161.083 | 495.27 | 2194.4883 | 1208.4272 | -295.3017 | 0 | 690.7594 | 0 | 0 | 0
1001 | 1434.037 | 265.81 | 1187.3327 | 1187.3327 | 0 | 0 | 0 | 293.223 | 0 | 0
1002 | 1519.101 | 47.93 | 160.8448 | 160.8448 | 0 | 0 | 0 | 1364.558 | 0 | 0
1003 | 1470.4 | 0 | 0 | 0 | 0 | 0 | 0 | 0 | 0 | 1530.3582
1004 | 1118.4 | 0 | 0 | 0 | 0 | 0 | 0 | 0 | 0 | 1164.0048
1005 | 1686.4 | 0 | 0 | 0 | 0 | 0 | 0 | 0 | 0 | 1755.166
1006 | 1632 | 0 | 0 | 0 | 0 | 0 | 0 | 0 | 0 | 1698.5477
1007 | 1343.2 | 0 | 0 | 0 | 0 | 0 | 0 | 0 | 0 | 1397.9714
1008 | 1206.4 | 0 | 0 | 0 | 0 | 0 | 0 | 520.06 | 0 | 714.3267
1009 | 1653.6 | 0 | 0 | 0 | 0 | 0 | 0 | 1653.6 | 0 | 0
1010 | 1780 | 0 | 0 | 0 | 0 | 0 | 0 | 1780 | 0 | 0
1011 | 1225.6 | 0 | 0 | 0 | 0 | 0 | 0 | 1225.6 | 0 | 0
1012 | 1333.6 | 0 | 0 | 0 | 0 | 0 | 0 | 1333.6 | 0 | 0
1013 | 1466.4 | 0 | 0 | 0 | 0 | 0 | 0 | 1466.4 | 0 | 0
1014 | 1376 | 0 | 0 | 0 | 0 | 0 | 0 | 1376 | 0 | 0
1015 | 1212 | 17.86 | 31.5522 | 31.5522 | 0 | 0 | 0 | 0 | 0 | 1229.8693
1016 | 1119.408 | 206.28 | 923.142 | 923.142 | 0 | 0 | 0 | 0 | 0 | 241.9119
1017 | 1135.205 | 424.03 | 1963.5774 | 1181.495 | -782.0824 | 0 | 0 | 0 | 0 | 0
1018 | 1502.098 | 615.75 | 2750.4535 | 1563.3487 | -1187.1048 | 0 | 0 | 0 | 0 | 0
1019 | 1740.14 | 688.35 | 2976.2324 | 1811.0973 | -1165.135 | 0 | 0 | 0 | 0 | 0
1020 | 1403.041 | 787.7 | 3314.8012 | 1460.2525 | -1854.5487 | 0 | 0 | 0 | 0 | 0
1021 | 1200.195 | 790.73 | 3291.3015 | 1249.1351 | -2042.1664 | 0 | 0 | 0 | 0 | 0
1022 | 1044.046 | 752.27 | 3155.4729 | 1086.6188 | -2068.854 | 0 | 0 | 0 | 0 | 0
1023 | 1298.188 | 661.08 | 2855.7843 | 1351.1239 | -1504.6604 | 0 | 0 | 0 | 0 | 0
1024 | 1559.024 | 461.17 | 2065.2987 | 1622.596 | -226.2846 | 0 | 216.4181 | 0 | 0 | 0
1025 | 1238.191 | 245.1 | 1095.8297 | 1095.8297 | 0 | 0 | 0 | 0 | 0 | 192.8507
1026 | 1380.315 | 57.47 | 197.4759 | 197.4759 | 0 | 0 | 0 | 0 | 0 | 1239.1239
1027 | 886.366 | 0 | 0 | 0 | 0 | 0 | 0 | 0 | 0 | 922.5092
1028 | 1113.6 | 0 | 0 | 0 | 0 | 0 | 0 | 0 | 0 | 1159.009
1029 | 1129.6 | 0 | 0 | 0 | 0 | 0 | 0 | 0 | 0 | 1175.6615
1030 | 1440.8 | 0 | 0 | 0 | 0 | 0 | 0 | 0 | 0 | 1499.5512
1031 | 1332.8 | 0 | 0 | 0 | 0 | 0 | 0 | 0 | 0 | 1387.1473
1032 | 138.4 | 0 | 0 | 0 | 0 | 0 | 0 | 0 | 0 | 144.0435
1033 | 97.6 | 0 | 0 | 0 | 0 | 0 | 0 | 0 | 0 | 101.5798
1034 | 94.4 | 0 | 0 | 0 | 0 | 0 | 0 | 0 | 0 | 98.2493
1035 | 103.2 | 0 | 0 | 0 | 0 | 0 | 0 | 0 | 0 | 107.4082
1036 | 92.8 | 0 | 0 | 0 | 0 | 0 | 0 | 0 | 0 | 96.5841
1037 | 98.4 | 0 | 0 | 0 | 0 | 0 | 0 | 0 | 0 | 102.4124
1038 | 89.6 | 0 | 0 | 0 | 0 | 0 | 0 | 0 | 0 | 93.2536
1039 | 84.8 | 21.63 | 42.9934 | 42.9934 | 0 | 0 | 0 | 0 | 0 | 45.2644
1040 | 86.437 | 212.69 | 948.7877 | 89.9616 | -858.8261 | 0 | 0 | 0 | 0 | 0
1041 | 660.137 | 439.94 | 2034.3877 | 687.0553 | -1347.3324 | 0 | 0 | 0 | 0 | 0
1042 | 1046.053 | 652.88 | 2919.8785 | 1088.7077 | -1831.1708 | 0 | 0 | 0 | 0 | 0
1043 | 1011.485 | 762.49 | 3304.0916 | 1052.7301 | -2093.1229 | 0 | 158.2387 | 0 | 0 | 0
1044 | 1077.866 | 855.52 | 3622.8608 | 1121.8179 | -2093.1229 | 0 | 407.92 | 0 | 0 | 0
1045 | 1280.894 | 824.72 | 3488.7234 | 1333.1247 | -1085.373 | 0 | 1070.2256 | 0 | 0 | 0
1046 | 1305.495 | 796.25 | 3410.4059 | 1358.7289 | 0 | 0 | 2051.677 | 0 | 0 | 0
1047 | 1222.683 | 641.77 | 2821.8394 | 1272.5401 | 0 | 0 | 1549.2993 | 0 | 0 | 0
1048 | 1378.71 | 516.09 | 2332.9917 | 1434.9294 | 0 | 0 | 898.0624 | 0 | 0 | 0
1049 | 1442.884 | 291.87 | 1315.851 | 1315.851 | 0 | 0 | 0 | 0 | 0 | 185.8692
1050 | 1317.715 | 64.92 | 226.1441 | 226.1441 | 0 | 0 | 0 | 0 | 0 | 1145.303
1051 | 1407.2 | 0 | 0 | 0 | 0 | 0 | 0 | 0 | 0 | 1464.5811
1052 | 1616.8 | 0 | 0 | 0 | 0 | 0 | 0 | 0 | 0 | 1682.7279
1053 | 1705.6 | 0 | 0 | 0 | 0 | 0 | 0 | 0 | 0 | 1775.1489
1054 | 1624 | 0 | 0 | 0 | 0 | 0 | 0 | 0 | 0 | 1690.2215
1055 | 1382.4 | 0 | 0 | 0 | 0 | 0 | 0 | 0 | 0 | 1438.7698
1056 | 136.8 | 0 | 0 | 0 | 0 | 0 | 0 | 0 | 0 | 142.3783
1057 | 104.8 | 0 | 0 | 0 | 0 | 0 | 0 | 104.8 | 0 | 0
1058 | 96.8 | 0 | 0 | 0 | 0 | 0 | 0 | 96.8 | 0 | 0
1059 | 100 | 0 | 0 | 0 | 0 | 0 | 0 | 100 | 0 | 0
1060 | 98.4 | 0 | 0 | 0 | 0 | 0 | 0 | 98.4 | 0 | 0
1061 | 101.6 | 0 | 0 | 0 | 0 | 0 | 0 | 52.494 | 0 | 51.1084
1062 | 95.2 | 0 | 0 | 0 | 0 | 0 | 0 | 0 | 0 | 99.082
1063 | 92.8 | 20.2 | 39.6172 | 39.6172 | 0 | 0 | 0 | 0 | 0 | 56.9669
1064 | 85.97 | 217.98 | 972.8515 | 89.4756 | -883.376 | 0 | 0 | 0 | 0 | 0
1065 | 932.616 | 468.34 | 2160.2145 | 970.6451 | -1189.5694 | 0 | 0 | 0 | 0 | 0
1066 | 1383.414 | 687.6 | 3073.2161 | 1439.8252 | -1633.3909 | 0 | 0 | 0 | 0 | 0
1067 | 1261.111 | 861.93 | 3743.4941 | 1312.534 | -2093.1229 | 0 | 337.8372 | 0 | 0 | 0
1068 | 1457.305 | 948.48 | 4053.2209 | 1516.7292 | -2093.1229 | 0 | 443.3688 | 0 | 0 | 0
1069 | 1348.064 | 952.84 | 4071.0182 | 1403.0337 | -2093.1229 | 0 | 574.8616 | 0 | 0 | 0
1070 | 1417.335 | 866.52 | 3751.3311 | 1475.1294 | -845.1337 | 0 | 1431.0681 | 0 | 0 | 0
1071 | 1553.989 | 726.8 | 3223.2014 | 1617.3557 | 0 | 0 | 1605.8457 | 0 | 0 | 0
1072 | 1478.554 | 528.49 | 2411.177 | 1538.8447 | 0 | 0 | 872.3323 | 0 | 0 | 0
1073 | 1282.839 | 291.5 | 1322.7711 | 1322.7711 | 0 | 0 | 0 | 11.893 | 0 | 0
1074 | 1716.587 | 63.24 | 222.211 | 222.211 | 0 | 0 | 0 | 367.483 | 0 | 1181.9061
1075 | 1229.933 | 0 | 0 | 0 | 0 | 0 | 0 | 0 | 0 | 1280.0857
1076 | 828.8 | 0 | 0 | 0 | 0 | 0 | 0 | 0 | 0 | 862.5958
1077 | 1254.4 | 0 | 0 | 0 | 0 | 0 | 0 | 0 | 0 | 1305.5504
1078 | 1271.2 | 0 | 0 | 0 | 0 | 0 | 0 | 0 | 0 | 1323.0355
1079 | 1333.6 | 0 | 0 | 0 | 0 | 0 | 0 | 0 | 0 | 1387.9799
1080 | 1302.4 | 0 | 0 | 0 | 0 | 0 | 0 | 0 | 0 | 1355.5077
1081 | 1362.4 | 0 | 0 | 0 | 0 | 0 | 0 | 1362.4 | 0 | 0
1082 | 933.6 | 0 | 0 | 0 | 0 | 0 | 0 | 933.6 | 0 | 0
1083 | 1361.6 | 0 | 0 | 0 | 0 | 0 | 0 | 1361.6 | 0 | 0
1084 | 1337.6 | 0 | 0 | 0 | 0 | 0 | 0 | 1337.6 | 0 | 0
1085 | 996 | 0 | 0 | 0 | 0 | 0 | 0 | 996 | 0 | 0
1086 | 1271.2 | 0 | 0 | 0 | 0 | 0 | 0 | 1271.2 | 0 | 0
1087 | 1043.2 | 22.88 | 50.2425 | 50.2425 | 0 | 0 | 0 | 0 | 0 | 1035.4959
1088 | 860.551 | 239.86 | 1073.4926 | 895.6415 | -177.8511 | 0 | 0 | 0 | 0 | 0
1089 | 1094.398 | 492.38 | 2274.7613 | 1139.024 | -1135.7373 | 0 | 0 | 0 | 0 | 0
1090 | 1122.775 | 711.32 | 3168.8573 | 1168.5582 | -2000.2991 | 0 | 0 | 0 | 0 | 0
1091 | 1142.288 | 863.37 | 3723.2385 | 1188.8658 | -2093.1229 | 0 | 441.2498 | 0 | 0 | 0
1092 | 987.833 | 954.13 | 4031.1429 | 1028.1137 | -2093.1229 | 0 | 909.9064 | 0 | 0 | 0
1093 | 1098.997 | 964.5 | 4067.2527 | 1143.8106 | -2093.1229 | 0 | 830.3192 | 0 | 0 | 0
1094 | 1323.29 | 891.46 | 3817.5183 | 1377.2495 | -1237.5814 | 0 | 1202.6873 | 0 | 0 | 0
1095 | 1200.589 | 742.9 | 3275.1716 | 1249.5452 | 0 | 0 | 2025.6264 | 0 | 0 | 0
1096 | 1175.229 | 443.57 | 2016.045 | 1223.1511 | 0 | 0 | 792.8939 | 0 | 0 | 0
1097 | 1183.22 | 290.78 | 1321.1881 | 1231.4679 | 0 | 0 | 89.7202 | 0 | 0 | 0
1098 | 1286.45 | 58.84 | 210.5304 | 210.5304 | 0 | 0 | 0 | 1084.168 | 0 | 0
1099 | 1205.541 | 0 | 0 | 0 | 0 | 0 | 0 | 0 | 0 | 1254.6991
1100 | 1044 | 0 | 0 | 0 | 0 | 0 | 0 | 0 | 0 | 1086.571
1101 | 1465.6 | 0 | 0 | 0 | 0 | 0 | 0 | 0 | 0 | 1525.3625
1102 | 1054.4 | 0 | 0 | 0 | 0 | 0 | 0 | 0 | 0 | 1097.3951
1103 | 1262.4 | 0 | 0 | 0 | 0 | 0 | 0 | 0 | 0 | 1313.8766
1104 | 936 | 0 | 0 | 0 | 0 | 0 | 0 | 936 | 0 | 0
1105 | 1169.6 | 0 | 0 | 0 | 0 | 0 | 0 | 1169.6 | 0 | 0
1106 | 1276 | 0 | 0 | 0 | 0 | 0 | 0 | 1276 | 0 | 0
1107 | 1006.4 | 0 | 0 | 0 | 0 | 0 | 0 | 1006.4 | 0 | 0
1108 | 1429.6 | 0 | 0 | 0 | 0 | 0 | 0 | 1429.6 | 0 | 0
1109 | 1362.4 | 0 | 0 | 0 | 0 | 0 | 0 | 321.227 | 0 | 1083.6287
1110 | 1094.4 | 0 | 0 | 0 | 0 | 0 | 0 | 0 | 0 | 1139.0261
1111 | 1244 | 28.46 | 63.1294 | 63.1294 | 0 | 0 | 0 | 0 | 0 | 1231.597
1112 | 182.026 | 249.35 | 1106.2448 | 189.4484 | -916.7963 | 0 | 0 | 0 | 0 | 0
1113 | 152.29 | 505.37 | 2318.4927 | 158.4999 | -2093.1229 | 0 | 66.8699 | 0 | 0 | 0
1114 | 181.165 | 723.41 | 3183.1461 | 188.5513 | -2093.1229 | 0 | 901.4719 | 0 | 0 | 0
1115 | 170.605 | 878.59 | 3722.6806 | 177.5607 | -2093.1229 | 0 | 1451.9971 | 0 | 0 | 0
1116 | 185.42 | 971.68 | 4012.002 | 192.9798 | -2093.1229 | 0 | 1725.8993 | 0 | 0 | 0
1117 | 195.463 | 985.06 | 4042.2241 | 203.4344 | -1541.5497 | 0 | 2297.24 | 0 | 0 | 0
1118 | 197.058 | 912.62 | 3823.0594 | 205.0934 | 0 | 0 | 3617.966 | 0 | 0 | 0
1119 | 129.537 | 690.53 | 3002.9939 | 134.8191 | 0 | 0 | 2868.1748 | 0 | 0 | 0
1120 | 177.796 | 504.78 | 2275.7802 | 185.046 | 0 | 0 | 2090.7343 | 0 | 0 | 0
1121 | 117.348 | 307.43 | 1388.2984 | 122.1331 | 0 | 0 | 1266.1653 | 0 | 0 | 0
1122 | 99.261 | 72.69 | 261.0612 | 103.3085 | 0 | 0 | 157.7526 | 0 | 0 | 0
1123 | 110.145 | 0 | 0 | 0 | 0 | 0 | 0 | 0 | 0 | 114.6364
1124 | 108 | 0 | 0 | 0 | 0 | 0 | 0 | 0 | 0 | 112.4039
1125 | 100 | 0 | 0 | 0 | 0 | 0 | 0 | 0 | 0 | 104.0777
1126 | 91.2 | 0 | 0 | 0 | 0 | 0 | 0 | 0 | 0 | 94.9188
1127 | 100 | 0 | 0 | 0 | 0 | 0 | 0 | 0 | 0 | 104.0777
1128 | 93.6 | 0 | 0 | 0 | 0 | 0 | 0 | 0 | 0 | 97.4167
1129 | 98.4 | 0 | 0 | 0 | 0 | 0 | 0 | 0 | 0 | 102.4124
1130 | 90.4 | 0 | 0 | 0 | 0 | 0 | 0 | 0 | 0 | 94.0862
1131 | 96.8 | 0 | 0 | 0 | 0 | 0 | 0 | 0 | 0 | 100.7472
1132 | 91.2 | 0 | 0 | 0 | 0 | 0 | 0 | 0 | 0 | 94.9188
1133 | 96.8 | 0 | 0 | 0 | 0 | 0 | 0 | 0 | 0 | 100.7472
1134 | 89.6 | 0 | 0 | 0 | 0 | 0 | 0 | 0 | 0 | 93.2536
1135 | 92.8 | 52.38 | 125.628 | 96.5841 | -29.0439 | 0 | 0 | 0 | 0 | 0
1136 | 86.74 | 296.87 | 1312.2239 | 90.277 | -1221.9469 | 0 | 0 | 0 | 0 | 0
1137 | 858.247 | 562.2 | 2593.2661 | 893.2436 | -99.722 | 0 | 1600.3005 | 0 | 0 | 0
1138 | 1207.142 | 781.64 | 3451.4084 | 1256.3654 | 0 | 0 | 2195.043 | 0 | 0 | 0
1139 | 1636.944 | 937.76 | 3995.4287 | 1703.6933 | 0 | 0 | 2291.7353 | 0 | 0 | 0
1140 | 1392.639 | 1032.72 | 4307.5483 | 1449.4264 | 0 | 0 | 2858.1219 | 0 | 0 | 0
1141 | 1733.618 | 1041.05 | 4328.9185 | 1804.3094 | 0 | 0 | 2524.6091 | 0 | 0 | 0
1142 | 1461.298 | 683.26 | 2933.5022 | 1520.885 | 0 | 0 | 1412.6172 | 0 | 0 | 0
1143 | 1523.695 | 400.31 | 1748.376 | 1585.8264 | 0 | 0 | 162.5496 | 0 | 0 | 0
1144 | 1550.416 | 521.12 | 2350.4341 | 1613.637 | 0 | 0 | 736.7971 | 0 | 0 | 0
1145 | 1733.837 | 332.61 | 1493.1015 | 1493.1015 | 0 | 0 | 0 | 299.234 | 0 | 0
1146 | 1717.427 | 87.99 | 301.5422 | 301.5422 | 0 | 0 | 0 | 1427.699 | 0 | 0
1147 | 1575.959 | 0 | 0 | 0 | 0 | 0 | 0 | 0 | 0 | 1640.2216
1148 | 1707.2 | 0 | 0 | 0 | 0 | 0 | 0 | 0 | 0 | 1776.8141
1149 | 1400 | 0 | 0 | 0 | 0 | 0 | 0 | 0 | 0 | 1457.0875
1150 | 1287.2 | 0 | 0 | 0 | 0 | 0 | 0 | 0 | 0 | 1339.6879
1151 | 1057.6 | 0 | 0 | 0 | 0 | 0 | 0 | 0 | 0 | 1100.7255
1152 | 1536.8 | 0 | 0 | 0 | 0 | 0 | 0 | 393.438 | 0 | 1189.9846
1153 | 997.6 | 0 | 0 | 0 | 0 | 0 | 0 | 997.6 | 0 | 0
1154 | 1274.4 | 0 | 0 | 0 | 0 | 0 | 0 | 1274.4 | 0 | 0
1155 | 1188.8 | 0 | 0 | 0 | 0 | 0 | 0 | 1188.8 | 0 | 0
1156 | 1111.2 | 0 | 0 | 0 | 0 | 0 | 0 | 1111.2 | 0 | 0
1157 | 1072.8 | 0 | 0 | 0 | 0 | 0 | 0 | 1072.8 | 0 | 0
1158 | 1068.8 | 0 | 0 | 0 | 0 | 0 | 0 | 1068.8 | 0 | 0
1159 | 1287.2 | 44.08 | 112.0532 | 112.0532 | 0 | 0 | 0 | 0 | 0 | 1227.6347
1160 | 1071.05 | 280.99 | 1247.5833 | 1114.724 | -132.8593 | 0 | 0 | 0 | 0 | 0
1161 | 1356.959 | 545.73 | 2506.2186 | 1412.2914 | -1093.9272 | 0 | 0 | 0 | 0 | 0
1162 | 1375.012 | 770.57 | 3386.0133 | 1431.0806 | -1954.9327 | 0 | 0 | 0 | 0 | 0
1163 | 1335.484 | 933.17 | 3964.6196 | 1389.9397 | -2093.1229 | 0 | 481.557 | 0 | 0 | 0
1164 | 1194.744 | 955.48 | 4017.591 | 1243.4618 | -2093.1229 | 0 | 681.0063 | 0 | 0 | 0
1165 | 1239.472 | 597.13 | 2560.7127 | 1290.0137 | -1270.699 | 0 | 0 | 0 | 0 | 0
1166 | 1494.782 | 626.66 | 2711.2319 | 1555.7344 | -1155.4975 | 0 | 0 | 0 | 0 | 0
1167 | 1663.536 | 575.81 | 2542.2378 | 1731.3697 | -810.8682 | 0 | 0 | 0 | 0 | 0
1168 | 1380.276 | 413.86 | 1873.6334 | 1436.5603 | -225.808 | 0 | 211.2652 | 0 | 0 | 0
1169 | 1448.549 | 340.36 | 1540.7608 | 1507.6162 | 0 | 0 | 33.1446 | 0 | 0 | 0
1170 | 1689.979 | 87.15 | 305.0735 | 305.0735 | 0 | 0 | 0 | 0 | 0 | 1453.8174
1171 | 1823.205 | 0 | 0 | 0 | 0 | 0 | 0 | 0 | 0 | 1897.5495
1172 | 855.2 | 0 | 0 | 0 | 0 | 0 | 0 | 0 | 0 | 890.0723
1173 | 1082.4 | 0 | 0 | 0 | 0 | 0 | 0 | 0 | 0 | 1126.5368
1174 | 1165.6 | 0 | 0 | 0 | 0 | 0 | 0 | 0 | 0 | 1213.1294
1175 | 1396.8 | 0 | 0 | 0 | 0 | 0 | 0 | 0 | 0 | 1453.757
1176 | 754.4 | 0 | 0 | 0 | 0 | 0 | 0 | 0 | 0 | 785.162
1177 | 602.4 | 0 | 0 | 0 | 0 | 0 | 0 | 602.4 | 0 | 0
1178 | 580.8 | 0 | 0 | 0 | 0 | 0 | 0 | 580.8 | 0 | 0
1179 | 700.8 | 0 | 0 | 0 | 0 | 0 | 0 | 700.8 | 0 | 0
1180 | 725.6 | 0 | 0 | 0 | 0 | 0 | 0 | 725.6 | 0 | 0
1181 | 505.6 | 0 | 0 | 0 | 0 | 0 | 0 | 505.6 | 0 | 0
1182 | 723.2 | 0 | 0 | 0 | 0 | 0 | 0 | 429.608 | 0 | 305.5637
1183 | 676.8 | 37.51 | 97.8299 | 97.8299 | 0 | 0 | 0 | 0 | 0 | 606.5678
1184 | 771.604 | 266.87 | 1185.7861 | 803.0675 | -382.7186 | 0 | 0 | 0 | 0 | 0
1185 | 658.296 | 529.04 | 2415.5722 | 685.1392 | -1730.433 | 0 | 0 | 0 | 0 | 0
1186 | 829.986 | 755.16 | 3298.8451 | 863.8302 | -2093.1229 | 0 | 341.8921 | 0 | 0 | 0
1187 | 571.13 | 921.88 | 3867.2632 | 594.4178 | -2093.1229 | 0 | 1179.7226 | 0 | 0 | 0
1188 | 704.878 | 1017.48 | 4149.5157 | 733.6207 | -2093.1229 | 0 | 1322.7721 | 0 | 0 | 0
1189 | 802.622 | 1020.79 | 4156.4837 | 835.3504 | -2093.1229 | 0 | 1228.0105 | 0 | 0 | 0
1190 | 845.333 | 932.84 | 3885.6486 | 879.803 | -345.1955 | 0 | 2660.6501 | 0 | 0 | 0
1191 | 810.397 | 782.15 | 3379.4231 | 843.4424 | 0 | 0 | 2535.9807 | 0 | 0 | 0
1192 | 948.631 | 570.43 | 2568.4238 | 987.3131 | 0 | 0 | 1581.1106 | 0 | 0 | 0
1193 | 863.605 | 290.05 | 1306.893 | 898.82 | 0 | 0 | 408.073 | 0 | 0 | 0
1194 | 870.304 | 75.83 | 267.1226 | 267.1226 | 0 | 0 | 0 | 0 | 0 | 638.6696
1195 | 797.6 | 0 | 0 | 0 | 0 | 0 | 0 | 0 | 0 | 830.1236
1196 | 838.4 | 0 | 0 | 0 | 0 | 0 | 0 | 0 | 0 | 872.5873
1197 | 759.2 | 0 | 0 | 0 | 0 | 0 | 0 | 0 | 0 | 790.1577
1198 | 689.6 | 0 | 0 | 0 | 0 | 0 | 0 | 0 | 0 | 717.7197
1199 | 551.2 | 0 | 0 | 0 | 0 | 0 | 0 | 0 | 0 | 573.6762
1200 | 689.6 | 0 | 0 | 0 | 0 | 0 | 0 | 0 | 0 | 717.7197
1201 | 1026.4 | 0 | 0 | 0 | 0 | 0 | 0 | 1026.4 | 0 | 0
1202 | 1103.2 | 0 | 0 | 0 | 0 | 0 | 0 | 560.7 | 0 | 564.6214
1203 | 797.6 | 0 | 0 | 0 | 0 | 0 | 0 | 0 | 0 | 830.1236
1204 | 818.4 | 0 | 0 | 0 | 0 | 0 | 0 | 0 | 0 | 851.7717
1205 | 779.2 | 0 | 0 | 0 | 0 | 0 | 0 | 0 | 0 | 810.9733
1206 | 741.6 | 0 | 0 | 0 | 0 | 0 | 0 | 0 | 0 | 771.8401
1207 | 836.8 | 40.5 | 108.7487 | 108.7487 | 0 | 0 | 0 | 0 | 0 | 762.1733
1208 | 625.816 | 271.67 | 1210.0466 | 651.3348 | -558.7119 | 0 | 0 | 0 | 0 | 0
1209 | 296.104 | 533.8 | 2448.978 | 308.1782 | -2093.1229 | 0 | 47.6769 | 0 | 0 | 0
1210 | 281.168 | 761.17 | 3336.6752 | 292.6321 | -2093.1229 | 0 | 950.9203 | 0 | 0 | 0
1211 | 221.19 | 931.04 | 3923.3236 | 230.2094 | -2093.1229 | 0 | 1599.9914 | 0 | 0 | 0
1212 | 299.592 | 1025.95 | 4240.0539 | 311.8084 | -2093.1229 | 0 | 1835.1226 | 0 | 0 | 0
1213 | 888.252 | 1032.8 | 4268.6024 | 924.4731 | -1899.6341 | 0 | 1444.4952 | 0 | 0 | 0
1214 | 1121.586 | 950.77 | 4017.1715 | 1167.3207 | 0 | 0 | 2849.8509 | 0 | 0 | 0
1215 | 839.555 | 803.08 | 3505.7713 | 873.7894 | 0 | 0 | 2631.9819 | 0 | 0 | 0
1216 | 1363.969 | 588.21 | 2666.6669 | 1419.5873 | 0 | 0 | 1247.0796 | 0 | 0 | 0
1217 | 1384.49 | 331.72 | 1502.0189 | 1440.9451 | 0 | 0 | 61.0738 | 0 | 0 | 0
1218 | 1247.034 | 81.71 | 287.3064 | 287.3064 | 0 | 0 | 0 | 0 | 0 | 1010.5776
1219 | 1191.158 | 0 | 0 | 0 | 0 | 0 | 0 | 0 | 0 | 1239.7296
1220 | 1089.6 | 0 | 0 | 0 | 0 | 0 | 0 | 0 | 0 | 1134.0304
1221 | 1178.4 | 0 | 0 | 0 | 0 | 0 | 0 | 0 | 0 | 1226.4514
1222 | 1048 | 0 | 0 | 0 | 0 | 0 | 0 | 0 | 0 | 1090.7341
1223 | 1239.2 | 0 | 0 | 0 | 0 | 0 | 0 | 0 | 0 | 1289.7306
1224 | 1102.4 | 0 | 0 | 0 | 0 | 0 | 0 | 0 | 0 | 1147.3523
1225 | 1004 | 0 | 0 | 0 | 0 | 0 | 0 | 1004 | 0 | 0
1226 | 894.4 | 0 | 0 | 0 | 0 | 0 | 0 | 894.4 | 0 | 0
1227 | 741.6 | 0 | 0 | 0 | 0 | 0 | 0 | 741.6 | 0 | 0
1228 | 812 | 0 | 0 | 0 | 0 | 0 | 0 | 812 | 0 | 0
1229 | 906.4 | 0 | 0 | 0 | 0 | 0 | 0 | 906.4 | 0 | 0
1230 | 1295.2 | 0 | 0 | 0 | 0 | 0 | 0 | 738.561 | 0 | 579.337
1231 | 1083.2 | 43.49 | 113.1564 | 113.1564 | 0 | 0 | 0 | 0 | 0 | 1014.213
1232 | 928.89 | 280.31 | 1251.7329 | 966.7672 | -284.9657 | 0 | 0 | 0 | 0 | 0
1233 | 1047.146 | 542.81 | 2510.1933 | 1089.8453 | -1420.3481 | 0 | 0 | 0 | 0 | 0
1234 | 1458.486 | 770.57 | 3423.9517 | 1517.9584 | -1905.9933 | 0 | 0 | 0 | 0 | 0
1235 | 1341.872 | 940.15 | 4034.9501 | 1396.5882 | -2093.1229 | 0 | 545.239 | 0 | 0 | 0
1236 | 1455.678 | 1030.73 | 4338.375 | 1515.0359 | -2093.1229 | 0 | 730.2163 | 0 | 0 | 0
1237 | 1622.4 | 1037.56 | 4362.9779 | 1688.5563 | -2093.1229 | 0 | 581.2988 | 0 | 0 | 0
1238 | 1434.147 | 957.32 | 4094.4752 | 1492.6259 | -940.1618 | 0 | 1661.6876 | 0 | 0 | 0
1239 | 1627.379 | 773.32 | 3408.901 | 1693.7383 | 0 | 0 | 1715.1627 | 0 | 0 | 0
1240 | 1212.806 | 589.47 | 2689.309 | 1262.2603 | 0 | 0 | 1427.0486 | 0 | 0 | 0
1241 | 1458.823 | 334.13 | 1519.2937 | 1518.3091 | 0 | 0 | 0.98457 | 0 | 0 | 0
1242 | 1503.121 | 82.8 | 293.1473 | 293.1473 | 0 | 0 | 0 | 1197.969 | 0 | 24.4478
1243 | 1519.235 | 0 | 0 | 0 | 0 | 0 | 0 | 0 | 0 | 1581.1845
1244 | 1223.2 | 0 | 0 | 0 | 0 | 0 | 0 | 0 | 0 | 1273.0782
1245 | 1371.2 | 0 | 0 | 0 | 0 | 0 | 0 | 0 | 0 | 1427.1131
1246 | 1432.8 | 0 | 0 | 0 | 0 | 0 | 0 | 0 | 0 | 1491.225
1247 | 1228 | 0 | 0 | 0 | 0 | 0 | 0 | 0 | 0 | 1278.0739
1248 | 1250.4 | 0 | 0 | 0 | 0 | 0 | 0 | 0 | 0 | 1301.3873
1249 | 1195.2 | 0 | 0 | 0 | 0 | 0 | 0 | 1195.2 | 0 | 0
1250 | 1082.4 | 0 | 0 | 0 | 0 | 0 | 0 | 1082.4 | 0 | 0
1251 | 1088.8 | 0 | 0 | 0 | 0 | 0 | 0 | 1088.8 | 0 | 0
1252 | 1428 | 0 | 0 | 0 | 0 | 0 | 0 | 1428 | 0 | 0
1253 | 942.4 | 0 | 0 | 0 | 0 | 0 | 0 | 942.4 | 0 | 0
1254 | 957.6 | 0 | 0 | 0 | 0 | 0 | 0 | 957.6 | 0 | 0
1255 | 1361.6 | 40.54 | 109.037 | 109.037 | 0 | 0 | 0 | 0 | 0 | 1308.0847
1256 | 1216.436 | 273.09 | 1218.478 | 1218.478 | 0 | 0 | 0 | 0 | 0 | 47.5604
1257 | 1066.076 | 534.16 | 2451.0106 | 1109.5472 | -1341.4635 | 0 | 0 | 0 | 0 | 0
1258 | 1100.807 | 759.98 | 3331.2424 | 1145.6933 | -2093.1229 | 0 | 92.4262 | 0 | 0 | 0
1259 | 1411.611 | 926.82 | 3912.638 | 1469.172 | -2093.1229 | 0 | 350.3432 | 0 | 0 | 0
1260 | 1365.056 | 1016.5 | 4155.3555 | 1420.7176 | -2093.1229 | 0 | 641.515 | 0 | 0 | 0
1261 | 1239.767 | 1022.1 | 4102.433 | 1290.3207 | -2093.1229 | 0 | 718.9894 | 0 | 0 | 0
1262 | 1146.147 | 880.6 | 3635.2429 | 1192.8832 | -1116.8836 | 0 | 1325.4761 | 0 | 0 | 0
1263 | 1181.115 | 595.4 | 2585.6996 | 1229.2771 | 0 | 0 | 1356.4225 | 0 | 0 | 0
1264 | 1267.883 | 450.46 | 2023.294 | 1319.5832 | 0 | 0 | 703.7108 | 0 | 0 | 0
1265 | 1187.464 | 319.28 | 1440.1728 | 1235.885 | 0 | 0 | 204.2878 | 0 | 0 | 0
1266 | 1008.407 | 76.93 | 273.947 | 273.947 | 0 | 0 | 0 | 745.193 | 0 | 0
1267 | 1409.602 | 0 | 0 | 0 | 0 | 0 | 0 | 0 | 0 | 1467.081
1268 | 946.4 | 0 | 0 | 0 | 0 | 0 | 0 | 0 | 0 | 984.9912
1269 | 1150.4 | 0 | 0 | 0 | 0 | 0 | 0 | 0 | 0 | 1197.3096
1270 | 1396 | 0 | 0 | 0 | 0 | 0 | 0 | 0 | 0 | 1452.9244
1271 | 1171.2 | 0 | 0 | 0 | 0 | 0 | 0 | 0 | 0 | 1218.9578
1272 | 1109.6 | 0 | 0 | 0 | 0 | 0 | 0 | 1109.6 | 0 | 0
1273 | 1380.8 | 0 | 0 | 0 | 0 | 0 | 0 | 1380.8 | 0 | 0
1274 | 1206.4 | 0 | 0 | 0 | 0 | 0 | 0 | 1206.4 | 0 | 0
1275 | 1380.8 | 0 | 0 | 0 | 0 | 0 | 0 | 1380.8 | 0 | 0
1276 | 1010.4 | 0 | 0 | 0 | 0 | 0 | 0 | 614.444 | 0 | 412.1018
1277 | 960 | 0 | 0 | 0 | 0 | 0 | 0 | 0 | 0 | 999.1457
1278 | 1000 | 0 | 0 | 0 | 0 | 0 | 0 | 0 | 0 | 1040.7768
1279 | 1016 | 35.87 | 98.5616 | 98.5616 | 0 | 0 | 0 | 0 | 0 | 958.8677
1280 | 231.095 | 263.88 | 1176.5159 | 240.5183 | -935.9976 | 0 | 0 | 0 | 0 | 0
1281 | 181.355 | 523.62 | 2388.7566 | 188.749 | -2093.1229 | 0 | 106.8847 | 0 | 0 | 0
1282 | 156.897 | 750.6 | 3275.1476 | 163.2948 | -2093.1229 | 0 | 1018.73 | 0 | 0 | 0
1283 | 202.713 | 918 | 3865.1349 | 210.9779 | -2093.1229 | 0 | 1561.0341 | 0 | 0 | 0
1284 | 193.831 | 1012.53 | 4190.5358 | 201.7338 | -2093.1229 | 0 | 1895.6792 | 0 | 0 | 0
1285 | 194.696 | 682.43 | 2898.7122 | 202.6351 | -1522.3494 | 0 | 1173.7277 | 0 | 0 | 0
1286 | 147.249 | 677.73 | 2916.2753 | 153.2533 | 0 | 0 | 2763.022 | 0 | 0 | 0
1287 | 149.362 | 733.89 | 3233.8267 | 155.4525 | 0 | 0 | 3078.3742 | 0 | 0 | 0
1288 | 167.046 | 495.68 | 2257.9715 | 173.8576 | 0 | 0 | 2084.1139 | 0 | 0 | 0
1289 | 135.46 | 325.79 | 1483.3515 | 140.9836 | 0 | 0 | 1342.3679 | 0 | 0 | 0
1290 | 134.638 | 81.02 | 289.5493 | 140.1281 | 0 | 0 | 149.4212 | 0 | 0 | 0
1291 | 106.102 | 0 | 0 | 0 | 0 | 0 | 0 | 0 | 0 | 110.4285
1292 | 0 | 0 | 0 | 0 | 0 | 0 | 0 | 0 | 0 | 0
1293 | 0 | 0 | 0 | 0 | 0 | 0 | 0 | 0 | 0 | 0
1294 | 85.6 | 0 | 0 | 0 | 0 | 0 | 0 | 0 | 0 | 89.0905
1295 | 87.2 | 0 | 0 | 0 | 0 | 0 | 0 | 0 | 0 | 90.7557
1296 | 90.4 | 0 | 0 | 0 | 0 | 0 | 0 | 0 | 0 | 94.0862
1297 | 84.8 | 0 | 0 | 0 | 0 | 0 | 0 | 0 | 0 | 88.2579
1298 | 87.2 | 0 | 0 | 0 | 0 | 0 | 0 | 0 | 0 | 90.7557
1299 | 80.8 | 0 | 0 | 0 | 0 | 0 | 0 | 0 | 0 | 84.0948
1300 | 86.4 | 0 | 0 | 0 | 0 | 0 | 0 | 0 | 0 | 89.9231
1301 | 81.6 | 0 | 0 | 0 | 0 | 0 | 0 | 0 | 0 | 84.9274
1302 | 86.4 | 0 | 0 | 0 | 0 | 0 | 0 | 0 | 0 | 89.9231
1303 | 68.8 | 46.8 | 131.2773 | 71.6054 | -59.6719 | 0 | 0 | 0 | 0 | 0
1304 | 94.436 | 281.42 | 1247.2055 | 98.2868 | -955.5559 | 0 | 193.3628 | 0 | 0 | 0
1305 | 767.602 | 543.57 | 2480.7519 | 798.9023 | 0 | 0 | 1681.8495 | 0 | 0 | 0
1306 | 1311.495 | 769.07 | 3363.3826 | 1364.9736 | 0 | 0 | 1998.4091 | 0 | 0 | 0
1307 | 1454.312 | 934.48 | 3953.9225 | 1513.6142 | 0 | 0 | 2440.3083 | 0 | 0 | 0
1308 | 1278.237 | 1025.82 | 4260.5072 | 1330.3594 | 0 | 0 | 2930.1478 | 0 | 0 | 0
1309 | 1477.846 | 1030.3 | 4276.3853 | 1538.1078 | 0 | 0 | 2738.2775 | 0 | 0 | 0
1310 | 1606.507 | 952.25 | 4023.5213 | 1672.0152 | 0 | 0 | 2351.5061 | 0 | 0 | 0
1311 | 1514.242 | 760.91 | 3327.8973 | 1575.9879 | 0 | 0 | 1751.9094 | 0 | 0 | 0
1312 | 1656.625 | 559.99 | 2534.2925 | 1724.1769 | 0 | 0 | 810.1157 | 0 | 0 | 0
1313 | 1550.847 | 323.88 | 1459.1566 | 1459.1566 | 0 | 0 | 0 | 148.859 | 0 | 0
1314 | 1602.881 | 77.23 | 278.744 | 278.744 | 0 | 0 | 0 | 1335.058 | 0 | 0
1315 | 1592.239 | 0 | 0 | 0 | 0 | 0 | 0 | 0 | 0 | 1657.1654
1316 | 1521.6 | 0 | 0 | 0 | 0 | 0 | 0 | 0 | 0 | 1583.646
1317 | 1444 | 0 | 0 | 0 | 0 | 0 | 0 | 0 | 0 | 1502.8817
1318 | 1625.6 | 0 | 0 | 0 | 0 | 0 | 0 | 0 | 0 | 1691.8868
1319 | 1578.4 | 0 | 0 | 0 | 0 | 0 | 0 | 0 | 0 | 1642.7621
1320 | 1232.8 | 0 | 0 | 0 | 0 | 0 | 0 | 1232.8 | 0 | 0
1321 | 1146.4 | 0 | 0 | 0 | 0 | 0 | 0 | 1146.4 | 0 | 0
1322 | 1488 | 0 | 0 | 0 | 0 | 0 | 0 | 1488 | 0 | 0
1323 | 1347.2 | 0 | 0 | 0 | 0 | 0 | 0 | 1347.2 | 0 | 0
1324 | 1243.2 | 0 | 0 | 0 | 0 | 0 | 0 | 1243.2 | 0 | 0
1325 | 1531.2 | 0 | 0 | 0 | 0 | 0 | 0 | 1531.2 | 0 | 0
1326 | 1331.2 | 0 | 0 | 0 | 0 | 0 | 0 | 1331.2 | 0 | 0
1327 | 1144.8 | 61.03 | 161.8283 | 0 | -161.8283 | 0 | 0 | 1144.8 | 0 | 0
1328 | 1010.871 | 305.62 | 1355.4505 | 0 | -1355.4505 | 0 | 0 | 1010.871 | 0 | 0
1329 | 1203.916 | 566.07 | 2621.2567 | 754.4019 | -1866.8549 | 0 | 0 | 479.071 | 0 | 0
1330 | 1503.542 | 789.79 | 3534.2292 | 1564.8516 | -1969.3776 | 0 | 0 | 0 | 0 | 0
1331 | 1515.135 | 748.89 | 3308.1985 | 1576.9173 | -1731.2812 | 0 | 0 | 0 | 0 | 0
1332 | 1556.164 | 111.22 | 452.0791 | 452.0791 | 0 | 0 | 0 | 1121.797 | 0 | 0
1333 | 1211.064 | 299.42 | 1292.0037 | 1260.4473 | -31.5564 | 0 | 0 | 0 | 0 | 0
1334 | 1410.099 | 270.48 | 1169.242 | 1169.242 | 0 | 0 | 0 | 286.667 | 0 | 0
1335 | 1317.507 | 185.89 | 797.7596 | 797.7596 | 0 | 0 | 0 | 551.003 | 0 | 0
1336 | 1520.142 | 111.94 | 471.6748 | 471.6748 | 0 | 0 | 0 | 1066.947 | 0 | 0
1337 | 1602.996 | 37.24 | 136.883 | 136.883 | 0 | 0 | 0 | 1471.476 | 0 | 0
1338 | 1509.998 | 4.89 | 0 | 0 | 0 | 0 | 0 | 1509.998 | 0 | 0
1339 | 1268.157 | 0 | 0 | 0 | 0 | 0 | 0 | 0 | 0 | 1319.8684
1340 | 1219.2 | 0 | 0 | 0 | 0 | 0 | 0 | 0 | 0 | 1268.9151
1341 | 1537.6 | 0 | 0 | 0 | 0 | 0 | 0 | 0 | 0 | 1600.2984
1342 | 1788 | 0 | 0 | 0 | 0 | 0 | 0 | 0 | 0 | 1860.9089
1343 | 1920 | 0 | 0 | 0 | 0 | 0 | 0 | 0 | 0 | 1998.2914
1344 | 1416 | 0 | 0 | 0 | 0 | 0 | 0 | 1416 | 0 | 0
1345 | 1318.4 | 0 | 0 | 0 | 0 | 0 | 0 | 1318.4 | 0 | 0
1346 | 1386.4 | 0 | 0 | 0 | 0 | 0 | 0 | 1386.4 | 0 | 0
1347 | 1447.2 | 0 | 0 | 0 | 0 | 0 | 0 | 1447.2 | 0 | 0
1348 | 1560.8 | 0 | 0 | 0 | 0 | 0 | 0 | 1560.8 | 0 | 0
1349 | 1575.2 | 0 | 0 | 0 | 0 | 0 | 0 | 1575.2 | 0 | 0
1350 | 1132 | 0 | 0 | 0 | 0 | 0 | 0 | 1132 | 0 | 0
1351 | 1085.6 | 59.12 | 156.5391 | 156.5391 | 0 | 0 | 0 | 935.194 | 0 | 0
1352 | 972.737 | 299.7 | 1329.7391 | 1012.4021 | -317.337 | 0 | 0 | 0 | 0 | 0
1353 | 1002.649 | 542.28 | 2505.0134 | 1043.5338 | -1461.4796 | 0 | 0 | 0 | 0 | 0
1354 | 1224.946 | 777.35 | 3471.7244 | 1274.8954 | -2093.1229 | 0 | 103.7061 | 0 | 0 | 0
1355 | 1629.851 | 939.11 | 4087.8434 | 1696.3101 | -2093.1229 | 0 | 298.4105 | 0 | 0 | 0
1356 | 1267.651 | 827.52 | 3591.4043 | 1319.3417 | -2093.1229 | 0 | 178.9397 | 0 | 0 | 0
1357 | 1387.724 | 634.65 | 2746.5142 | 1444.3109 | -1302.2033 | 0 | 0 | 0 | 0 | 0
1358 | 1508.577 | 538.5 | 2354.1705 | 1570.0919 | -784.0786 | 0 | 0 | 0 | 0 | 0
1359 | 1492.205 | 379.76 | 1677.4106 | 1553.0523 | -124.3583 | 0 | 0 | 0 | 0 | 0
1360 | 1115.506 | 190.58 | 832.8556 | 832.8556 | 0 | 0 | 0 | 315.281 | 0 | 0
1361 | 1715.058 | 309.52 | 1389.5702 | 1389.5702 | 0 | 0 | 0 | 379.93 | 0 | 0
1362 | 1580.662 | 50.54 | 174.4082 | 174.4082 | 0 | 0 | 0 | 1413.087 | 0 | 0
1363 | 1152.8 | 0 | 0 | 0 | 0 | 0 | 0 | 0 | 0 | 1199.8075
1364 | 1612 | 0 | 0 | 0 | 0 | 0 | 0 | 0 | 0 | 1677.7322
1365 | 1400.8 | 0 | 0 | 0 | 0 | 0 | 0 | 0 | 0 | 1457.9201
1366 | 1607.2 | 0 | 0 | 0 | 0 | 0 | 0 | 0 | 0 | 1672.7365
1367 | 1369.6 | 0 | 0 | 0 | 0 | 0 | 0 | 0 | 0 | 1425.4479
1368 | 1172 | 0 | 0 | 0 | 0 | 0 | 0 | 254.025 | 0 | 955.4071
1369 | 1296.8 | 0 | 0 | 0 | 0 | 0 | 0 | 1296.8 | 0 | 0
1370 | 1394.4 | 0 | 0 | 0 | 0 | 0 | 0 | 1394.4 | 0 | 0
1371 | 1192 | 0 | 0 | 0 | 0 | 0 | 0 | 1192 | 0 | 0
1372 | 1368.8 | 0 | 0 | 0 | 0 | 0 | 0 | 1368.8 | 0 | 0
1373 | 1286.4 | 0 | 0 | 0 | 0 | 0 | 0 | 1286.4 | 0 | 0
1374 | 717.6 | 0 | 0 | 0 | 0 | 0 | 0 | 717.6 | 0 | 0
1375 | 961.6 | 60.56 | 162.7098 | 162.7098 | 0 | 0 | 0 | 0 | 0 | 838.1011
1376 | 858.742 | 300.98 | 1336.3168 | 893.7587 | -442.5581 | 0 | 0 | 0 | 0 | 0
1377 | 924.647 | 560.52 | 2576.9987 | 962.3511 | -1614.6476 | 0 | 0 | 0 | 0 | 0
1378 | 1261.322 | 780.12 | 3422.7943 | 1312.7547 | -2093.1229 | 0 | 16.9168 | 0 | 0 | 0
1379 | 921.625 | 942.29 | 3960.5127 | 959.2059 | -2093.1229 | 0 | 908.1839 | 0 | 0 | 0
1380 | 1166.42 | 1030.25 | 4218.4973 | 1213.9829 | -2093.1229 | 0 | 911.3916 | 0 | 0 | 0
1381 | 1425.732 | 1007.97 | 4115.1388 | 1483.8688 | -2093.1229 | 0 | 538.1472 | 0 | 0 | 0
1382 | 1270.075 | 642.08 | 2719.351 | 1321.8646 | -401.1414 | 0 | 996.345 | 0 | 0 | 0
1383 | 1409.846 | 397.26 | 1721.3449 | 1467.335 | 0 | 0 | 254.0099 | 0 | 0 | 0
1384 | 1503.303 | 198.31 | 860.0074 | 860.0074 | 0 | 0 | 0 | 676.99 | 0 | 0
1385 | 1426.651 | 150.75 | 656.2046 | 656.2046 | 0 | 0 | 0 | 796.156 | 0 | 0
1386 | 1530.718 | 72 | 252.1323 | 252.1323 | 0 | 0 | 0 | 1288.464 | 0 | 0
1387 | 1079.591 | 0 | 0 | 0 | 0 | 0 | 0 | 0 | 0 | 1123.6133
1388 | 1292 | 0 | 0 | 0 | 0 | 0 | 0 | 0 | 0 | 1344.6836
1389 | 1392.8 | 0 | 0 | 0 | 0 | 0 | 0 | 0 | 0 | 1449.5939
1390 | 1493.6 | 0 | 0 | 0 | 0 | 0 | 0 | 0 | 0 | 1554.5042
1391 | 1524 | 0 | 0 | 0 | 0 | 0 | 0 | 0 | 0 | 1586.1438
1392 | 1385.6 | 0 | 0 | 0 | 0 | 0 | 0 | 1385.6 | 0 | 0
1393 | 1531.2 | 0 | 0 | 0 | 0 | 0 | 0 | 1531.2 | 0 | 0
1394 | 1497.6 | 0 | 0 | 0 | 0 | 0 | 0 | 1497.6 | 0 | 0
1395 | 1485.6 | 0 | 0 | 0 | 0 | 0 | 0 | 1485.6 | 0 | 0
1396 | 1413.6 | 0 | 0 | 0 | 0 | 0 | 0 | 1413.6 | 0 | 0
1397 | 1488.8 | 0 | 0 | 0 | 0 | 0 | 0 | 1488.8 | 0 | 0
1398 | 1299.2 | 0 | 0 | 0 | 0 | 0 | 0 | 1299.2 | 0 | 0
1399 | 1104 | 23.73 | 59.675 | 59.675 | 0 | 0 | 0 | 260.238 | 0 | 818.4929
1400 | 1358.071 | 291.96 | 1290.1448 | 1290.1448 | 0 | 0 | 0 | 0 | 0 | 123.3039
1401 | 1671.657 | 271.18 | 1212.2479 | 1212.2479 | 0 | 0 | 0 | 0 | 0 | 527.5739
1402 | 1400.192 | 774.18 | 3319.6336 | 1457.2873 | -1862.3462 | 0 | 0 | 0 | 0 | 0
1403 | 1499.733 | 938.68 | 3857.1604 | 1560.8873 | -2093.1229 | 0 | 203.1503 | 0 | 0 | 0
1404 | 1335.797 | 766.33 | 3183.17 | 1390.2665 | -1792.9035 | 0 | 0 | 0 | 0 | 0
1405 | 1593.236 | 693.17 | 2895.6419 | 1658.2031 | -1237.4389 | 0 | 0 | 0 | 0 | 0
1406 | 1620.676 | 772.16 | 3204.5351 | 1686.762 | -1517.7731 | 0 | 0 | 0 | 0 | 0
1407 | 1525.559 | 604.12 | 2574.8214 | 1587.7664 | -987.055 | 0 | 0 | 0 | 0 | 0
1408 | 1514.83 | 319.48 | 1397.9766 | 1397.9766 | 0 | 0 | 0 | 171.625 | 0 | 0
1409 | 1822.304 | 230.12 | 1013.1046 | 1013.1046 | 0 | 0 | 0 | 848.892 | 0 | 0
1410 | 1605.867 | 80.83 | 277.8021 | 277.8021 | 0 | 0 | 0 | 1338.949 | 0 | 0
1411 | 1954.45 | 0 | 0 | 0 | 0 | 0 | 0 | 0 | 0 | 2034.1462
1412 | 1688.8 | 0 | 0 | 0 | 0 | 0 | 0 | 0 | 0 | 1757.6638
1413 | 1488.8 | 0 | 0 | 0 | 0 | 0 | 0 | 0 | 0 | 1549.5085
1414 | 1700 | 0 | 0 | 0 | 0 | 0 | 0 | 0 | 0 | 1769.3205
1415 | 1531.2 | 0 | 0 | 0 | 0 | 0 | 0 | 0 | 0 | 1593.6374
1416 | 1661.6 | 0 | 0 | 0 | 0 | 0 | 0 | 1123.106 | 0 | 560.4521
1417 | 677.6 | 0 | 0 | 0 | 0 | 0 | 0 | 677.6 | 0 | 0
1418 | 501.6 | 0 | 0 | 0 | 0 | 0 | 0 | 501.6 | 0 | 0
1419 | 592.8 | 0 | 0 | 0 | 0 | 0 | 0 | 592.8 | 0 | 0
1420 | 738.4 | 0 | 0 | 0 | 0 | 0 | 0 | 738.4 | 0 | 0
1421 | 784.8 | 0 | 0 | 0 | 0 | 0 | 0 | 784.8 | 0 | 0
1422 | 656.8 | 0 | 0 | 0 | 0 | 0 | 0 | 656.8 | 0 | 0
1423 | 596 | 52.01 | 152.8755 | 152.8755 | 0 | 0 | 0 | 0 | 0 | 467.4274
1424 | 458.959 | 273.92 | 1224.2876 | 477.6739 | -746.6137 | 0 | 0 | 0 | 0 | 0
1425 | 545.507 | 530.28 | 2430.0775 | 567.751 | -1862.3264 | 0 | 0 | 0 | 0 | 0
1426 | 657.357 | 702.67 | 3091.589 | 684.1619 | -2093.1229 | 0 | 314.3042 | 0 | 0 | 0
1427 | 784.747 | 903.07 | 3807.2406 | 816.7454 | -2093.1229 | 0 | 897.3723 | 0 | 0 | 0
1428 | 756.627 | 968.22 | 3972.2526 | 787.4788 | -2093.1229 | 0 | 1091.651 | 0 | 0 | 0
1429 | 915.603 | 830.53 | 3407.8633 | 952.9384 | -1942.5287 | 0 | 512.3963 | 0 | 0 | 0
1430 | 833.363 | 724.63 | 3022.5116 | 867.3449 | 0 | 0 | 2155.1667 | 0 | 0 | 0
1431 | 642.919 | 523.75 | 2254.2299 | 669.1352 | 0 | 0 | 1585.0947 | 0 | 0 | 0
1432 | 667.766 | 449.28 | 1993.7027 | 694.9954 | 0 | 0 | 1298.7073 | 0 | 0 | 0
1433 | 671.56 | 258.69 | 1150.5579 | 698.9441 | 0 | 0 | 451.6139 | 0 | 0 | 0
1434 | 759.475 | 61.27 | 217.5161 | 217.5161 | 0 | 0 | 0 | 550.481 | 0 | 0
1435 | 768.029 | 0 | 0 | 0 | 0 | 0 | 0 | 0 | 0 | 799.3468
1436 | 534.4 | 0 | 0 | 0 | 0 | 0 | 0 | 0 | 0 | 556.1911
1437 | 708.8 | 0 | 0 | 0 | 0 | 0 | 0 | 0 | 0 | 737.7026
1438 | 805.6 | 0 | 0 | 0 | 0 | 0 | 0 | 0 | 0 | 838.4498
1439 | 713.6 | 0 | 0 | 0 | 0 | 0 | 0 | 0 | 0 | 742.6983
1440 | 728.8 | 0 | 0 | 0 | 0 | 0 | 0 | 728.8 | 0 | 0
1441 | 1704 | 0 | 0 | 0 | 0 | 0 | 0 | 1704 | 0 | 0
1442 | 1666.4 | 0 | 0 | 0 | 0 | 0 | 0 | 1666.4 | 0 | 0
1443 | 1551.2 | 0 | 0 | 0 | 0 | 0 | 0 | 1551.2 | 0 | 0
1444 | 1624 | 0 | 0 | 0 | 0 | 0 | 0 | 231.693 | 0 | 1449.0808
1445 | 1580.8 | 0 | 0 | 0 | 0 | 0 | 0 | 0 | 0 | 1645.26
1446 | 1460 | 0 | 0 | 0 | 0 | 0 | 0 | 0 | 0 | 1519.5341
1447 | 1464 | 27.5 | 79.8047 | 79.8047 | 0 | 0 | 0 | 0 | 0 | 1443.8925
1448 | 110.259 | 184.92 | 827.0751 | 114.755 | -712.3201 | 0 | 0 | 0 | 0 | 0
1449 | 89.69 | 441.59 | 2020.3445 | 93.3473 | -1926.9972 | 0 | 0 | 0 | 0 | 0
1450 | 0 | 604.12 | 2678.7857 | -0.0010408 | -2093.1229 | 0 | 585.6638 | 0 | 0 | 0
1451 | 0 | 806.34 | 3472.3717 | 0 | -2093.1229 | 0 | 1379.2489 | 0 | 0 | 0
1452 | 0 | 807.44 | 3431.2735 | 0 | -2093.1229 | 0 | 1338.1507 | 0 | 0 | 0
1453 | 0 | 619.36 | 2645.5547 | 0.0010408 | -1912.1516 | 0 | 733.4021 | 0 | 0 | 0
1454 | 87.814 | 646.51 | 2778.6544 | 91.3948 | 0 | 0 | 2687.2597 | 0 | 0 | 0
1455 | 71.433 | 478.07 | 2094.836 | 74.3458 | 0 | 0 | 2020.4902 | 0 | 0 | 0
1456 | 76.614 | 549.13 | 2476.1527 | 79.7381 | 0 | 0 | 2396.4146 | 0 | 0 | 0
1457 | 71.47 | 308.59 | 1388.1371 | 74.3843 | 0 | 0 | 1313.7528 | 0 | 0 | 0
1458 | 83.419 | 75.39 | 274.355 | 86.8206 | 0 | 0 | 187.5344 | 0 | 0 | 0
1459 | 77.625 | 0 | 0 | 0 | 0 | 0 | 0 | 0 | 0 | 80.7903
1460 | 86.4 | 0 | 0 | 0 | 0 | 0 | 0 | 0 | 0 | 89.9231
1461 | 79.2 | 0 | 0 | 0 | 0 | 0 | 0 | 0 | 0 | 82.4295
1462 | 86.4 | 0 | 0 | 0 | 0 | 0 | 0 | 0 | 0 | 89.9231
1463 | 79.2 | 0 | 0 | 0 | 0 | 0 | 0 | 0 | 0 | 82.4295
1464 | 84 | 0 | 0 | 0 | 0 | 0 | 0 | 0 | 0 | 87.4253
1465 | 75.2 | 0 | 0 | 0 | 0 | 0 | 0 | 0 | 0 | 78.2664
1466 | 81.6 | 0 | 0 | 0 | 0 | 0 | 0 | 0 | 0 | 84.9274
1467 | 76 | 0 | 0 | 0 | 0 | 0 | 0 | 0 | 0 | 79.099
1468 | 80 | 0 | 0 | 0 | 0 | 0 | 0 | 0 | 0 | 83.2621
1469 | 76.8 | 0 | 0 | 0 | 0 | 0 | 0 | 0 | 0 | 79.9317
1470 | 81.6 | 0 | 0 | 0 | 0 | 0 | 0 | 0 | 0 | 84.9274
1471 | 67.2 | 24.11 | 68.8495 | 68.8495 | 0 | 0 | 0 | 0 | 0 | 1.0907
1472 | 79.057 | 122.97 | 540.7158 | 82.2807 | -458.4351 | 0 | 0 | 0 | 0 | 0
1473 | 544.574 | 314.68 | 1419.8391 | 566.78 | -659.381 | 0 | 193.6782 | 0 | 0 | 0
1474 | 1505.096 | 457.58 | 2018.5574 | 1566.469 | 0 | 0 | 452.0885 | 0 | 0 | 0
1475 | 1673.221 | 716.95 | 3070.0137 | 1741.4496 | 0 | 0 | 1328.5641 | 0 | 0 | 0
1476 | 1557.38 | 969.39 | 4028.7085 | 1620.885 | 0 | 0 | 2407.8236 | 0 | 0 | 0
1477 | 1552.097 | 986.59 | 4083.1006 | 1615.3865 | 0 | 0 | 2467.714 | 0 | 0 | 0
1478 | 1601.467 | 904.05 | 3806.2331 | 1666.7697 | 0 | 0 | 2139.4634 | 0 | 0 | 0
1479 | 1699.22 | 754.19 | 3274.8479 | 1768.5087 | 0 | 0 | 1506.3391 | 0 | 0 | 0
1480 | 1209.033 | 409.02 | 1836.0604 | 1258.3335 | 0 | 0 | 577.7269 | 0 | 0 | 0
1481 | 1602.265 | 304.39 | 1371.1849 | 1371.1849 | 0 | 0 | 0 | 284.802 | 0 | 0
1482 | 1255.783 | 72.03 | 261.6367 | 261.6367 | 0 | 0 | 0 | 1004.397 | 0 | 0
1483 | 1313.251 | 0 | 0 | 0 | 0 | 0 | 0 | 0 | 0 | 1366.8012
1484 | 1345.6 | 0 | 0 | 0 | 0 | 0 | 0 | 0 | 0 | 1400.4693
1485 | 1182.4 | 0 | 0 | 0 | 0 | 0 | 0 | 0 | 0 | 1230.6145
1486 | 1305.6 | 0 | 0 | 0 | 0 | 0 | 0 | 0 | 0 | 1358.8382
1487 | 1395.2 | 0 | 0 | 0 | 0 | 0 | 0 | 0 | 0 | 1452.0918
1488 | 1414.4 | 0 | 0 | 0 | 0 | 0 | 0 | 1414.4 | 0 | 0
1489 | 1534.4 | 0 | 0 | 0 | 0 | 0 | 0 | 1534.4 | 0 | 0
1490 | 1493.6 | 0 | 0 | 0 | 0 | 0 | 0 | 1493.6 | 0 | 0
1491 | 1685.6 | 0 | 0 | 0 | 0 | 0 | 0 | 1685.6 | 0 | 0
1492 | 1434.4 | 0 | 0 | 0 | 0 | 0 | 0 | 1434.4 | 0 | 0
1493 | 1459.2 | 0 | 0 | 0 | 0 | 0 | 0 | 1459.2 | 0 | 0
1494 | 1717.6 | 0 | 0 | 0 | 0 | 0 | 0 | 1717.6 | 0 | 0
1495 | 1190.4 | 37.12 | 114.9788 | 114.9788 | 0 | 0 | 0 | 1079.926 | 0 | 0
1496 | 1580.043 | 237.98 | 1066.459 | 1066.459 | 0 | 0 | 0 | 555.367 | 0 | 0
1497 | 1502.036 | 441.96 | 2004.7661 | 1563.2842 | -441.4819 | 0 | 0 | 0 | 0 | 0
1498 | 1441.807 | 603.63 | 2652.8162 | 1500.5993 | -1152.2169 | 0 | 0 | 0 | 0 | 0
1499 | 1867.076 | 856.76 | 3628.5267 | 1943.2094 | -1685.3174 | 0 | 0 | 0 | 0 | 0
1500 | 1969.563 | 978.72 | 4071.7915 | 2049.8755 | -2021.916 | 0 | 0 | 0 | 0 | 0
1501 | 1991.36 | 600.79 | 2572.6868 | 2072.5613 | -500.1255 | 0 | 0 | 0 | 0 | 0
1502 | 1801.825 | 264.04 | 1129.1866 | 1129.1866 | 0 | 0 | 0 | 58.608 | 0 | 685.1132
1503 | 1593.282 | 705.82 | 3092.9503 | 1658.2509 | -1434.6994 | 0 | 0 | 0 | 0 | 0
1504 | 1359.178 | 556.71 | 2518.7746 | 1414.6009 | -1104.1736 | 0 | 0 | 0 | 0 | 0
1505 | 1889.839 | 309.29 | 1397.2689 | 1397.2689 | 0 | 0 | 0 | 547.314 | 0 | 0
1506 | 1338.014 | 73.96 | 271.0443 | 271.0443 | 0 | 0 | 0 | 1077.589 | 0 | 0
1507 | 1353.885 | 0 | 0 | 0 | 0 | 0 | 0 | 0 | 0 | 1409.0921
1508 | 1158.4 | 0 | 0 | 0 | 0 | 0 | 0 | 0 | 0 | 1205.6358
1509 | 1659.2 | 0 | 0 | 0 | 0 | 0 | 0 | 0 | 0 | 1726.8569
1510 | 1568 | 0 | 0 | 0 | 0 | 0 | 0 | 0 | 0 | 1631.938
1511 | 1603.2 | 0 | 0 | 0 | 0 | 0 | 0 | 0 | 0 | 1668.5734
1512 | 1517.6 | 0 | 0 | 0 | 0 | 0 | 0 | 1517.6 | 0 | 0
1513 | 1664 | 0 | 0 | 0 | 0 | 0 | 0 | 1664 | 0 | 0
1514 | 1617.6 | 0 | 0 | 0 | 0 | 0 | 0 | 1617.6 | 0 | 0
1515 | 1648 | 0 | 0 | 0 | 0 | 0 | 0 | 1648 | 0 | 0
1516 | 1176.8 | 0 | 0 | 0 | 0 | 0 | 0 | 1176.8 | 0 | 0
1517 | 1515.2 | 0 | 0 | 0 | 0 | 0 | 0 | 1515.2 | 0 | 0
1518 | 1512.8 | 0 | 0 | 0 | 0 | 0 | 0 | 1512.8 | 0 | 0
1519 | 1321.6 | 39.15 | 121.2453 | 121.2453 | 0 | 0 | 0 | 1036.004 | 0 | 175.9964
1520 | 1341.317 | 257.9 | 1161.3268 | 1161.3268 | 0 | 0 | 0 | 0 | 0 | 234.6848
1521 | 1629.663 | 489.01 | 2246.423 | 1696.1154 | -550.3076 | 0 | 0 | 0 | 0 | 0
1522 | 1448.199 | 607.25 | 2704.2462 | 1507.2519 | -1196.9943 | 0 | 0 | 0 | 0 | 0
1523 | 1859.743 | 885.03 | 3816.6014 | 1935.5774 | -1881.024 | 0 | 0 | 0 | 0 | 0
1524 | 1762.66 | 948.96 | 4027.3951 | 1834.5356 | -2093.1229 | 0 | 99.7366 | 0 | 0 | 0
1525 | 1573.75 | 705.55 | 3021.6123 | 1637.9225 | -1383.6898 | 0 | 0 | 0 | 0 | 0
1526 | 1726.047 | 666.89 | 2883.7687 | 1796.4297 | -1087.3391 | 0 | 0 | 0 | 0 | 0
1527 | 1828.904 | 516.59 | 2275.8281 | 1903.4808 | -372.3473 | 0 | 0 | 0 | 0 | 0
1528 | 1697.557 | 477.19 | 2163.8239 | 1766.7779 | -397.0459 | 0 | 0 | 0 | 0 | 0
1529 | 1829.581 | 314.92 | 1425.3501 | 1425.3501 | 0 | 0 | 0 | 460.075 | 0 | 0
1530 | 1704.422 | 79.39 | 288.8895 | 288.8895 | 0 | 0 | 0 | 1426.851 | 0 | 0
1531 | 1675.433 | 0 | 0 | 0 | 0 | 0 | 0 | 0 | 0 | 1743.7518
1532 | 1698.4 | 0 | 0 | 0 | 0 | 0 | 0 | 0 | 0 | 1767.6553
1533 | 1537.6 | 0 | 0 | 0 | 0 | 0 | 0 | 0 | 0 | 1600.2984
1534 | 1532 | 0 | 0 | 0 | 0 | 0 | 0 | 0 | 0 | 1594.47
1535 | 1324 | 0 | 0 | 0 | 0 | 0 | 0 | 0 | 0 | 1377.9885
1536 | 382.4 | 0 | 0 | 0 | 0 | 0 | 0 | 382.4 | 0 | 0
1537 | 394.4 | 0 | 0 | 0 | 0 | 0 | 0 | 394.4 | 0 | 0
1538 | 378.4 | 0 | 0 | 0 | 0 | 0 | 0 | 378.4 | 0 | 0
1539 | 357.6 | 0 | 0 | 0 | 0 | 0 | 0 | 357.6 | 0 | 0
1540 | 367.2 | 0 | 0 | 0 | 0 | 0 | 0 | 367.2 | 0 | 0
1541 | 380 | 0 | 0 | 0 | 0 | 0 | 0 | 380 | 0 | 0
1542 | 397.6 | 0 | 0 | 0 | 0 | 0 | 0 | 397.6 | 0 | 0
1543 | 354.4 | 48.5 | 152.99 | 0 | -152.99 | 0 | 0 | 354.4 | 0 | 0
1544 | 442.969 | 277.11 | 1248.825 | 0 | -1248.825 | 0 | 0 | 442.969 | 0 | 0
1545 | 1680.912 | 294.74 | 1334.8712 | 0 | -1334.8712 | 0 | 0 | 1680.912 | 0 | 0
1546 | 1829.403 | 418.69 | 1857.797 | 2.2928 | -1855.5042 | 0 | 0 | 1827.2 | 0 | 0
1547 | 1851.263 | 556.09 | 2426.7855 | 1926.7516 | -500.0339 | 0 | 0 | 0 | 0 | 0
1548 | 1924.839 | 742.64 | 3183.7758 | 2003.3278 | -1180.448 | 0 | 0 | 0 | 0 | 0
1549 | 1677.954 | 435.71 | 1878.5615 | 1746.3756 | -132.1859 | 0 | 0 | 0 | 0 | 0
1550 | 1718.738 | 171.19 | 722.2002 | 722.2002 | 0 | 0 | 0 | 1024.833 | 0 | 0
1551 | 1907.596 | 428.38 | 1883.0889 | 1883.0889 | 0 | 0 | 0 | 98.285 | 0 | 0
1552 | 1688.519 | 432.42 | 1948.4424 | 1757.3714 | -191.071 | 0 | 0 | 0 | 0 | 0
1553 | 2091.005 | 296.29 | 1335.8433 | 1335.8433 | 0 | 0 | 0 | 807.499 | 0 | 0
1554 | 1608.296 | 63.85 | 234.1019 | 234.1019 | 0 | 0 | 0 | 1383.366 | 0 | 0
1555 | 1773.255 | 0 | 0 | 0 | 0 | 0 | 0 | 0 | 0 | 1845.5627
1556 | 1601.6 | 0 | 0 | 0 | 0 | 0 | 0 | 0 | 0 | 1666.9081
1557 | 1201.6 | 0 | 0 | 0 | 0 | 0 | 0 | 0 | 0 | 1250.5974
1558 | 1380.8 | 0 | 0 | 0 | 0 | 0 | 0 | 0 | 0 | 1437.1046
1559 | 1320.8 | 0 | 0 | 0 | 0 | 0 | 0 | 0 | 0 | 1374.658
1560 | 361.6 | 0 | 0 | 0 | 0 | 0 | 0 | 361.6 | 0 | 0
1561 | 110.4 | 0 | 0 | 0 | 0 | 0 | 0 | 110.4 | 0 | 0
1562 | 116.8 | 0 | 0 | 0 | 0 | 0 | 0 | 116.8 | 0 | 0
1563 | 111.2 | 0 | 0 | 0 | 0 | 0 | 0 | 111.2 | 0 | 0
1564 | 113.6 | 0 | 0 | 0 | 0 | 0 | 0 | 113.6 | 0 | 0
1565 | 110.4 | 0 | 0 | 0 | 0 | 0 | 0 | 110.4 | 0 | 0
1566 | 114.4 | 0 | 0 | 0 | 0 | 0 | 0 | 114.4 | 0 | 0
1567 | 98.4 | 44.29 | 140.2416 | 102.4124 | -37.8291 | 0 | 0 | 0 | 0 | 0
1568 | 220.236 | 267.1 | 1188.1248 | 229.2165 | -958.9082 | 0 | 0 | 0 | 0 | 0
1569 | 1212.985 | 512.7 | 2300.9535 | 1262.4466 | -1038.5069 | 0 | 0 | 0 | 0 | 0
1570 | 1238.812 | 727.34 | 3123.0818 | 1289.3268 | -1833.755 | 0 | 0 | 0 | 0 | 0
1571 | 1664.717 | 783.38 | 3264.2642 | 1732.5988 | -1531.6654 | 0 | 0 | 0 | 0 | 0
1572 | 1556.917 | 859.52 | 3482.1935 | 1620.4031 | -1861.7904 | 0 | 0 | 0 | 0 | 0
1573 | 1408.483 | 853.19 | 3425.9125 | 1465.9164 | -1959.9961 | 0 | 0 | 0 | 0 | 0
1574 | 1587.586 | 741.62 | 3049.7768 | 1652.3227 | -1397.4541 | 0 | 0 | 0 | 0 | 0
1575 | 1726.378 | 628.86 | 2688.3202 | 1796.7742 | -210.9332 | 0 | 680.6129 | 0 | 0 | 0
1576 | 1711.478 | 456.89 | 2028.577 | 1781.2666 | 0 | 0 | 247.3104 | 0 | 0 | 0
1577 | 1544.327 | 230.59 | 1023.1845 | 1023.1845 | 0 | 0 | 0 | 376.576 | 0 | 192.1846
1578 | 1402.659 | 57.95 | 207.2322 | 207.2322 | 0 | 0 | 0 | 0 | 0 | 1252.6227
1579 | 1439.865 | 0 | 0 | 0 | 0 | 0 | 0 | 0 | 0 | 1498.5781
1580 | 1459.2 | 0 | 0 | 0 | 0 | 0 | 0 | 0 | 0 | 1518.7015
1581 | 1510.4 | 0 | 0 | 0 | 0 | 0 | 0 | 0 | 0 | 1571.9893
1582 | 1384 | 0 | 0 | 0 | 0 | 0 | 0 | 0 | 0 | 1440.4351
1583 | 1400 | 0 | 0 | 0 | 0 | 0 | 0 | 0 | 0 | 1457.0875
1584 | 472 | 0 | 0 | 0 | 0 | 0 | 0 | 0 | 0 | 491.2466
1585 | 416.8 | 0 | 0 | 0 | 0 | 0 | 0 | 416.8 | 0 | 0
1586 | 390.4 | 0 | 0 | 0 | 0 | 0 | 0 | 390.4 | 0 | 0
1587 | 431.2 | 0 | 0 | 0 | 0 | 0 | 0 | 431.2 | 0 | 0
1588 | 381.6 | 0 | 0 | 0 | 0 | 0 | 0 | 381.6 | 0 | 0
1589 | 384 | 0 | 0 | 0 | 0 | 0 | 0 | 384 | 0 | 0
1590 | 484.8 | 0 | 0 | 0 | 0 | 0 | 0 | 484.8 | 0 | 0
1591 | 424 | 41.62 | 131.9788 | 131.9788 | 0 | 0 | 0 | 0 | 0 | 309.3105
1592 | 433.137 | 261.43 | 1162.8495 | 450.7989 | -712.0506 | 0 | 0 | 0 | 0 | 0
1593 | 1644.823 | 505.61 | 2249.3247 | 1711.8936 | -537.4311 | 0 | 0 | 0 | 0 | 0
1594 | 1786.904 | 713.87 | 3004.1752 | 1859.7682 | -1144.4069 | 0 | 0 | 0 | 0 | 0
1595 | 1792.2 | 849.2 | 3447.9124 | 1865.2802 | -1582.6323 | 0 | 0 | 0 | 0 | 0
1596 | 1606.691 | 938.82 | 3745.6953 | 1672.2067 | -2073.4886 | 0 | 0 | 0 | 0 | 0
1597 | 1894.24 | 951.03 | 3783.7118 | 1971.481 | -1812.2307 | 0 | 0 | 0 | 0 | 0
1598 | 1829.242 | 828.76 | 3381.0175 | 1903.8326 | -1477.1849 | 0 | 0 | 0 | 0 | 0
1599 | 1903.518 | 737.68 | 3089.088 | 1981.1374 | -1107.9506 | 0 | 0 | 0 | 0 | 0
1600 | 1476.616 | 530.46 | 2312.8735 | 1536.8277 | -383.4596 | 0 | 392.5862 | 0 | 0 | 0
1601 | 1535.769 | 288.12 | 1264.9851 | 1264.9851 | 0 | 0 | 0 | 320.345 | 0 | 0
1602 | 1485.795 | 62.78 | 220.1836 | 220.1836 | 0 | 0 | 0 | 1274.238 | 0 | 0
1603 | 1357.077 | 0 | 0 | 0 | 0 | 0 | 0 | 0 | 0 | 1412.4142
1604 | 1589.6 | 0 | 0 | 0 | 0 | 0 | 0 | 0 | 0 | 1654.4188
1605 | 1525.6 | 0 | 0 | 0 | 0 | 0 | 0 | 0 | 0 | 1587.8091
1606 | 1258.4 | 0 | 0 | 0 | 0 | 0 | 0 | 0 | 0 | 1309.7135
1607 | 1140 | 0 | 0 | 0 | 0 | 0 | 0 | 0 | 0 | 1186.4855
1608 | 1290.4 | 0 | 0 | 0 | 0 | 0 | 0 | 1290.4 | 0 | 0
1609 | 1470.4 | 0 | 0 | 0 | 0 | 0 | 0 | 1470.4 | 0 | 0
1610 | 904.8 | 0 | 0 | 0 | 0 | 0 | 0 | 904.8 | 0 | 0
1611 | 1167.2 | 0 | 0 | 0 | 0 | 0 | 0 | 1167.2 | 0 | 0
1612 | 1140.8 | 0 | 0 | 0 | 0 | 0 | 0 | 1140.8 | 0 | 0
1613 | 1201.6 | 0 | 0 | 0 | 0 | 0 | 0 | 827.424 | 0 | 389.4337
1614 | 1211.2 | 0 | 0 | 0 | 0 | 0 | 0 | 0 | 0 | 1260.5889
1615 | 1014.4 | 38.37 | 124.4707 | 124.4707 | 0 | 0 | 0 | 0 | 0 | 931.2933
1616 | 337.397 | 254.93 | 1141.8445 | 351.155 | -790.6896 | 0 | 0 | 0 | 0 | 0
1617 | 274.291 | 498.77 | 2239.6288 | 285.4757 | -1954.1531 | 0 | 0 | 0 | 0 | 0
1618 | 264.437 | 708.02 | 3051.9531 | 275.2189 | -2093.1229 | 0 | 683.6113 | 0 | 0 | 0
1619 | 281.379 | 858.28 | 3570.7532 | 292.8527 | -2093.1229 | 0 | 1184.7776 | 0 | 0 | 0
1620 | 297.305 | 945.55 | 3853.9517 | 309.4271 | -2093.1229 | 0 | 1451.4017 | 0 | 0 | 0
1621 | 288.999 | 876.2 | 3595.3853 | 300.7824 | -1806.6262 | 0 | 1487.9767 | 0 | 0 | 0
1622 | 276.252 | 666.32 | 2803.503 | 287.5167 | 0 | 0 | 2515.9863 | 0 | 0 | 0
1623 | 267.096 | 316.18 | 1355.9303 | 277.9873 | 0 | 0 | 1077.9429 | 0 | 0 | 0
1624 | 204.599 | 300.06 | 1316.7752 | 212.9419 | 0 | 0 | 1103.8333 | 0 | 0 | 0
1625 | 286.349 | 213.92 | 938.8764 | 298.0254 | 0 | 0 | 640.851 | 0 | 0 | 0
1626 | 229.93 | 52.13 | 182.0537 | 182.0537 | 0 | 0 | 0 | 0 | 0 | 57.2521
1627 | 205.13 | 0 | 0 | 0 | 0 | 0 | 0 | 0 | 0 | 213.4945
1628 | 299.2 | 0 | 0 | 0 | 0 | 0 | 0 | 0 | 0 | 311.4004
1629 | 287.2 | 0 | 0 | 0 | 0 | 0 | 0 | 0 | 0 | 298.9111
1630 | 292 | 0 | 0 | 0 | 0 | 0 | 0 | 0 | 0 | 303.9068
1631 | 230.4 | 0 | 0 | 0 | 0 | 0 | 0 | 0 | 0 | 239.795
1632 | 164.8 | 0 | 0 | 0 | 0 | 0 | 0 | 0 | 0 | 171.52
1633 | 195.2 | 0 | 0 | 0 | 0 | 0 | 0 | 0 | 0 | 203.1596
1634 | 238.4 | 0 | 0 | 0 | 0 | 0 | 0 | 0 | 0 | 248.1212
1635 | 187.2 | 0 | 0 | 0 | 0 | 0 | 0 | 0 | 0 | 194.8334
1636 | 148.8 | 0 | 0 | 0 | 0 | 0 | 0 | 0 | 0 | 154.8676
1637 | 132.8 | 0 | 0 | 0 | 0 | 0 | 0 | 0 | 0 | 138.2152
1638 | 192.8 | 0 | 0 | 0 | 0 | 0 | 0 | 0 | 0 | 200.6618
1639 | 120 | 42.19 | 135.1626 | 124.8932 | -10.2693 | 0 | 0 | 0 | 0 | 0
1640 | 191.45 | 262.62 | 1174.5062 | 199.2567 | -975.2495 | 0 | 0 | 0 | 0 | 0
1641 | 866.164 | 508.37 | 2273.9276 | 901.4834 | -1372.4443 | 0 | 0 | 0 | 0 | 0
1642 | 1455.515 | 722.12 | 3079.2963 | 1514.8662 | -687.0626 | 0 | 877.3676 | 0 | 0 | 0
1643 | 1743.462 | 881.33 | 3606.3769 | 1814.5548 | 0 | 0 | 1791.8221 | 0 | 0 | 0
1644 | 1648.641 | 969.33 | 3862.4902 | 1715.8673 | 0 | 0 | 2146.623 | 0 | 0 | 0
1645 | 1680.833 | 974.64 | 3866.8802 | 1749.372 | 0 | 0 | 2117.5083 | 0 | 0 | 0
1646 | 1635.438 | 895.83 | 3630.8893 | 1702.1259 | 0 | 0 | 1928.7634 | 0 | 0 | 0
1647 | 1660.537 | 741.54 | 3117.6844 | 1728.2484 | 0 | 0 | 1389.436 | 0 | 0 | 0
1648 | 1717.571 | 535.72 | 2351.6154 | 1787.608 | 0 | 0 | 564.0074 | 0 | 0 | 0
1649 | 1588.152 | 291.88 | 1290.9972 | 1290.9972 | 0 | 0 | 0 | 347.735 | 0 | 0
1650 | 1863.569 | 64.09 | 227.9967 | 227.9967 | 0 | 0 | 0 | 1644.505 | 0 | 0
1651 | 1540.524 | 0 | 0 | 0 | 0 | 0 | 0 | 0 | 0 | 1603.3416
1652 | 1230.4 | 0 | 0 | 0 | 0 | 0 | 0 | 0 | 0 | 1280.5718
1653 | 1436 | 0 | 0 | 0 | 0 | 0 | 0 | 0 | 0 | 1494.5555
1654 | 1564.8 | 0 | 0 | 0 | 0 | 0 | 0 | 0 | 0 | 1628.6075
1655 | 1647.2 | 0 | 0 | 0 | 0 | 0 | 0 | 0 | 0 | 1714.3675
1656 | 1421.6 | 0 | 0 | 0 | 0 | 0 | 0 | 745.793 | 0 | 703.3642
1657 | 1376.8 | 0 | 0 | 0 | 0 | 0 | 0 | 1376.8 | 0 | 0
1658 | 1502.4 | 0 | 0 | 0 | 0 | 0 | 0 | 1502.4 | 0 | 0
1659 | 1624 | 0 | 0 | 0 | 0 | 0 | 0 | 1624 | 0 | 0
1660 | 1292.8 | 0 | 0 | 0 | 0 | 0 | 0 | 1292.8 | 0 | 0
1661 | 1245.6 | 0 | 0 | 0 | 0 | 0 | 0 | 1245.6 | 0 | 0
1662 | 1281.6 | 0 | 0 | 0 | 0 | 0 | 0 | 1281.6 | 0 | 0
1663 | 1044.8 | 28.68 | 86.934 | 86.934 | 0 | 0 | 0 | 0 | 0 | 1000.4696
1664 | 1268.07 | 248.83 | 1125.2473 | 1125.2473 | 0 | 0 | 0 | 0 | 0 | 194.5305
1665 | 1664.469 | 434.67 | 1987.1968 | 1732.3407 | -254.8561 | 0 | 0 | 0 | 0 | 0
1666 | 1354.034 | 703.1 | 3120.3591 | 1409.2472 | -1711.112 | 0 | 0 | 0 | 0 | 0
1667 | 1675.929 | 325.75 | 1424.66 | 1424.66 | 0 | 0 | 0 | 0 | 0 | 319.608
1668 | 1404.339 | 939.84 | 4027.7729 | 1461.6034 | -2093.1229 | 0 | 473.0466 | 0 | 0 | 0
1669 | 1405.495 | 956.67 | 4107.9908 | 1462.8055 | -2093.1229 | 0 | 552.0624 | 0 | 0 | 0
1670 | 1385.337 | 810.84 | 3534.9495 | 1441.8266 | -2093.1229 | 0 | 0 | 0 | 0 | 0
1671 | 1426.323 | 758.6 | 3371.6641 | 1484.4839 | -1887.1802 | 0 | 0 | 0 | 0 | 0
1672 | 1546.268 | 554.91 | 2538.2985 | 1609.3199 | -928.9786 | 0 | 0 | 0 | 0 | 0
1673 | 1512.557 | 315.26 | 1428.7857 | 1428.7857 | 0 | 0 | 0 | 139.75 | 0 | 0
1674 | 1715.266 | 79.85 | 282.6594 | 282.6594 | 0 | 0 | 0 | 1443.681 | 0 | 0
1675 | 1546.02 | 0 | 0 | 0 | 0 | 0 | 0 | 0 | 0 | 1609.0617
1676 | 1220 | 0 | 0 | 0 | 0 | 0 | 0 | 0 | 0 | 1269.7477
1677 | 1550.4 | 0 | 0 | 0 | 0 | 0 | 0 | 0 | 0 | 1613.6203
1678 | 1778.4 | 0 | 0 | 0 | 0 | 0 | 0 | 0 | 0 | 1850.9174
1679 | 1676.8 | 0 | 0 | 0 | 0 | 0 | 0 | 0 | 0 | 1745.1745
1680 | 1480.8 | 0 | 0 | 0 | 0 | 0 | 0 | 1218.16 | 0 | 273.3496
1681 | 1334.4 | 0 | 0 | 0 | 0 | 0 | 0 | 1334.4 | 0 | 0
1682 | 1472 | 0 | 0 | 0 | 0 | 0 | 0 | 1472 | 0 | 0
1683 | 1444.8 | 0 | 0 | 0 | 0 | 0 | 0 | 1444.8 | 0 | 0
1684 | 230.4 | 0 | 0 | 0 | 0 | 0 | 0 | 230.4 | 0 | 0
1685 | 354.4 | 0 | 0 | 0 | 0 | 0 | 0 | 354.4 | 0 | 0
1686 | 880.8 | 0 | 0 | 0 | 0 | 0 | 0 | 880.8 | 0 | 0
1687 | 1391.249 | 57.95 | 191.0419 | 191.0419 | 0 | 0 | 0 | 0 | 0 | 1256.9378
1688 | 1367.166 | 290.94 | 1309.5668 | 1309.5668 | 0 | 0 | 0 | 0 | 0 | 113.3479
1689 | 1114.978 | 544.83 | 2496.9536 | 1160.4432 | -1336.5104 | 0 | 0 | 0 | 0 | 0
1690 | 991.078 | 769.84 | 3396.8904 | 1031.491 | -2093.1229 | 0 | 272.2766 | 0 | 0 | 0
1691 | 1722.516 | 935.81 | 3985.5767 | 1792.7547 | -2093.1229 | 0 | 99.6991 | 0 | 0 | 0
1692 | 1259.699 | 1025.3 | 4271.5041 | 1311.0644 | -2093.1229 | 0 | 867.3168 | 0 | 0 | 0
1693 | 1018.275 | 1030.87 | 4278.1245 | 1059.797 | -2093.1229 | 0 | 1125.2046 | 0 | 0 | 0
1694 | 905.101 | 923.13 | 3901.0052 | 942.0081 | -1121.8356 | 0 | 1837.1615 | 0 | 0 | 0
1695 | 1153.41 | 803.51 | 3491.1525 | 1200.4424 | 0 | 0 | 2290.7102 | 0 | 0 | 0
1696 | 1638.025 | 588.8 | 2653.5656 | 1704.8184 | 0 | 0 | 948.7471 | 0 | 0 | 0
1697 | 1603.774 | 336.68 | 1506.5275 | 1506.5275 | 0 | 0 | 0 | 156.271 | 0 | 0
1698 | 1509.175 | 89.24 | 301.9377 | 301.9377 | 0 | 0 | 0 | 781.452 | 0 | 455.4595
1699 | 994.822 | 0 | 0 | 0 | 0 | 0 | 0 | 0 | 0 | 1035.3877
1700 | 1233.6 | 0 | 0 | 0 | 0 | 0 | 0 | 0 | 0 | 1283.9023
1701 | 1465.6 | 0 | 0 | 0 | 0 | 0 | 0 | 0 | 0 | 1525.3625
1702 | 1463.2 | 0 | 0 | 0 | 0 | 0 | 0 | 0 | 0 | 1522.8646
1703 | 1261.6 | 0 | 0 | 0 | 0 | 0 | 0 | 0 | 0 | 1313.044
1704 | 1423.2 | 0 | 0 | 0 | 0 | 0 | 0 | 0 | 0 | 1481.2335
1705 | 1556.8 | 0 | 0 | 0 | 0 | 0 | 0 | 1556.8 | 0 | 0
1706 | 1232.8 | 0 | 0 | 0 | 0 | 0 | 0 | 1232.8 | 0 | 0
1707 | 1564 | 0 | 0 | 0 | 0 | 0 | 0 | 1564 | 0 | 0
1708 | 1275.2 | 0 | 0 | 0 | 0 | 0 | 0 | 1275.2 | 0 | 0
1709 | 1312.8 | 0 | 0 | 0 | 0 | 0 | 0 | 1312.8 | 0 | 0
1710 | 1168 | 0 | 0 | 0 | 0 | 0 | 0 | 1168 | 0 | 0
1711 | 1272.8 | 65.14 | 209.7987 | 209.7987 | 0 | 0 | 0 | 0 | 0 | 1114.902
1712 | 922.415 | 304.54 | 1364.9611 | 960.0281 | -404.9329 | 0 | 0 | 0 | 0 | 0
1713 | 1110.192 | 559.02 | 2551.3467 | 1155.4621 | -1395.8846 | 0 | 0 | 0 | 0 | 0
1714 | 1567.16 | 769.48 | 3377.7682 | 1631.0638 | -1746.7045 | 0 | 0 | 0 | 0 | 0
1715 | 1212.443 | 916.93 | 3881.0556 | 1261.8825 | -2093.1229 | 0 | 526.0502 | 0 | 0 | 0
1716 | 1091.61 | 1001.3 | 4144.4481 | 1136.1213 | -2093.1229 | 0 | 915.204 | 0 | 0 | 0
1717 | 971.536 | 1004.36 | 4165.3636 | 1011.1511 | -2093.1229 | 0 | 1061.0896 | 0 | 0 | 0
1718 | 1055.456 | 809.98 | 3448.7346 | 1098.4941 | -1003.9479 | 0 | 1346.2927 | 0 | 0 | 0
1719 | 957.674 | 779.29 | 3393.9877 | 996.7249 | 0 | 0 | 2397.2628 | 0 | 0 | 0
1720 | 997.558 | 568.54 | 2564.5927 | 1038.2352 | 0 | 0 | 1526.3575 | 0 | 0 | 0
1721 | 1166.299 | 321.19 | 1441.4436 | 1213.8569 | 0 | 0 | 227.5867 | 0 | 0 | 0
1722 | 1040.947 | 82.11 | 286.4134 | 286.4134 | 0 | 0 | 0 | 0 | 0 | 796.98
1723 | 1287.915 | 0 | 0 | 0 | 0 | 0 | 0 | 0 | 0 | 1340.432
1724 | 1227.2 | 0 | 0 | 0 | 0 | 0 | 0 | 0 | 0 | 1277.2413
1725 | 1147.2 | 0 | 0 | 0 | 0 | 0 | 0 | 0 | 0 | 1193.9791
1726 | 1378.4 | 0 | 0 | 0 | 0 | 0 | 0 | 0 | 0 | 1434.6067
1727 | 1175.2 | 0 | 0 | 0 | 0 | 0 | 0 | 0 | 0 | 1223.1209
1728 | 160.8 | 0 | 0 | 0 | 0 | 0 | 0 | 0 | 0 | 167.3569
1729 | 104.8 | 0 | 0 | 0 | 0 | 0 | 0 | 0 | 0 | 109.0734
1730 | 106.4 | 0 | 0 | 0 | 0 | 0 | 0 | 0 | 0 | 110.7387
1731 | 102.4 | 0 | 0 | 0 | 0 | 0 | 0 | 0 | 0 | 106.5755
1732 | 108 | 0 | 0 | 0 | 0 | 0 | 0 | 0 | 0 | 112.4039
1733 | 101.6 | 0 | 0 | 0 | 0 | 0 | 0 | 0 | 0 | 105.7429
1734 | 104 | 0 | 0 | 0 | 0 | 0 | 0 | 0 | 0 | 108.2408
1735 | 86.785 | 69.55 | 222.4806 | 90.3238 | -132.1568 | 0 | 0 | 0 | 0 | 0
1736 | 102.491 | 313.03 | 1406.9595 | 106.6703 | -1300.2893 | 0 | 0 | 0 | 0 | 0
1737 | 1053.719 | 570.49 | 2610.9801 | 1096.6863 | -1514.2938 | 0 | 0 | 0 | 0 | 0
1738 | 1351.25 | 792.48 | 3490.9007 | 1406.3496 | -2084.551 | 0 | 0 | 0 | 0 | 0
1739 | 1014.359 | 951.51 | 4058.7797 | 1055.7213 | -2093.1229 | 0 | 909.9355 | 0 | 0 | 0
1740 | 1130.671 | 584.14 | 2513.8215 | 1176.7761 | -1337.0454 | 0 | 0 | 0 | 0 | 0
1741 | 1327.615 | 711.91 | 3035.4276 | 1381.7509 | -537.9338 | 0 | 1115.7429 | 0 | 0 | 0
1742 | 1312.509 | 960.03 | 4092.7788 | 1366.0289 | 0 | 0 | 2726.7499 | 0 | 0 | 0
1743 | 1182.509 | 808.98 | 3550.2697 | 1230.7279 | 0 | 0 | 2319.5418 | 0 | 0 | 0
1744 | 1270.68 | 593.39 | 2696.8702 | 1322.4943 | 0 | 0 | 1374.3759 | 0 | 0 | 0
1745 | 1403.753 | 339.53 | 1529.817 | 1460.9935 | 0 | 0 | 68.8234 | 0 | 0 | 0
1746 | 1739.825 | 90.05 | 305.2172 | 305.2172 | 0 | 0 | 0 | 418.883 | 0 | 1069.5886
1747 | 1588.775 | 0 | 0 | 0 | 0 | 0 | 0 | 0 | 0 | 1653.5601
1748 | 1500.8 | 0 | 0 | 0 | 0 | 0 | 0 | 0 | 0 | 1561.9978
1749 | 1536 | 0 | 0 | 0 | 0 | 0 | 0 | 0 | 0 | 1598.6332
1750 | 1589.6 | 0 | 0 | 0 | 0 | 0 | 0 | 0 | 0 | 1654.4188
1751 | 1916 | 0 | 0 | 0 | 0 | 0 | 0 | 0 | 0 | 1994.1283
1752 | 192 | 0 | 0 | 0 | 0 | 0 | 0 | 0 | 0 | 199.8291
1753 | 107.2 | 0 | 0 | 0 | 0 | 0 | 0 | 107.2 | 0 | 0
1754 | 116 | 0 | 0 | 0 | 0 | 0 | 0 | 116 | 0 | 0
1755 | 110.4 | 0 | 0 | 0 | 0 | 0 | 0 | 110.4 | 0 | 0
1756 | 110.4 | 0 | 0 | 0 | 0 | 0 | 0 | 110.4 | 0 | 0
1757 | 108 | 0 | 0 | 0 | 0 | 0 | 0 | 108 | 0 | 0
1758 | 110.4 | 0 | 0 | 0 | 0 | 0 | 0 | 110.4 | 0 | 0
1759 | 103.221 | 74.32 | 233.466 | 107.43 | -126.036 | 0 | 0 | 0 | 0 | 0
1760 | 126.773 | 324.47 | 1465.7291 | 131.9424 | -1333.7867 | 0 | 0 | 0 | 0 | 0
1761 | 999.966 | 574.05 | 2655.8802 | 1040.7414 | -1615.1388 | 0 | 0 | 0 | 0 | 0
1762 | 1972.895 | 799.4 | 3574.3085 | 2053.3433 | -1520.9652 | 0 | 0 | 0 | 0 | 0
1763 | 1497.263 | 951.9 | 4130.9992 | 1558.3166 | -2093.1229 | 0 | 479.5598 | 0 | 0 | 0
1764 | 1447.357 | 976.32 | 4171.9059 | 1506.3756 | -2093.1229 | 0 | 572.4075 | 0 | 0 | 0
1765 | 1492.397 | 1037.67 | 4410.6424 | 1553.2522 | -2048.665 | 0 | 808.7252 | 0 | 0 | 0
1766 | 1665.983 | 946.85 | 4071.1983 | 1733.9164 | 0 | 0 | 2337.2818 | 0 | 0 | 0
1767 | 1335.156 | 779.82 | 3429.7561 | 1389.5994 | 0 | 0 | 2040.1567 | 0 | 0 | 0
1768 | 1587.901 | 568.67 | 2579.6787 | 1652.6505 | 0 | 0 | 927.0282 | 0 | 0 | 0
1769 | 1409.122 | 313.01 | 1407.967 | 1407.967 | 0 | 0 | 0 | 56.318 | 0 | 0
1770 | 1956.792 | 74.87 | 268.2446 | 268.2446 | 0 | 0 | 0 | 1699.057 | 0 | 0
1771 | 1705.486 | 0 | 0 | 0 | 0 | 0 | 0 | 0 | 0 | 1775.0303
1772 | 1647.2 | 0 | 0 | 0 | 0 | 0 | 0 | 0 | 0 | 1714.3675
1773 | 1580.8 | 0 | 0 | 0 | 0 | 0 | 0 | 0 | 0 | 1645.26
1774 | 1783.2 | 0 | 0 | 0 | 0 | 0 | 0 | 0 | 0 | 1855.9132
1775 | 1466.4 | 0 | 0 | 0 | 0 | 0 | 0 | 0 | 0 | 1526.1951
1776 | 1642.4 | 0 | 0 | 0 | 0 | 0 | 0 | 1642.4 | 0 | 0
1777 | 1504 | 0 | 0 | 0 | 0 | 0 | 0 | 1504 | 0 | 0
1778 | 1396 | 0 | 0 | 0 | 0 | 0 | 0 | 1396 | 0 | 0
1779 | 1258.4 | 0 | 0 | 0 | 0 | 0 | 0 | 1258.4 | 0 | 0
1780 | 1348.8 | 0 | 0 | 0 | 0 | 0 | 0 | 1348.8 | 0 | 0
1781 | 1135.2 | 0 | 0 | 0 | 0 | 0 | 0 | 1135.2 | 0 | 0
1782 | 1196.8 | 0 | 0 | 0 | 0 | 0 | 0 | 1042.668 | 0 | 160.417
1783 | 1208.997 | 59.67 | 203.322 | 203.322 | 0 | 0 | 0 | 0 | 0 | 1054.974
1784 | 230.659 | 295.75 | 1334.6557 | 240.0645 | -1094.5912 | 0 | 0 | 0 | 0 | 0
1785 | 288.152 | 529.96 | 2420.7167 | 299.9009 | -2093.1229 | 0 | 27.693 | 0 | 0 | 0
1786 | 332.224 | 764.06 | 3359.1196 | 345.771 | -2093.1229 | 0 | 920.2257 | 0 | 0 | 0
1787 | 287.755 | 922.48 | 3939.7534 | 299.4887 | -2093.1229 | 0 | 1547.1418 | 0 | 0 | 0
1788 | 233.034 | 1008.35 | 4246.0321 | 242.5364 | -2093.1229 | 0 | 1910.3729 | 0 | 0 | 0
1789 | 257.376 | 1007.76 | 4248.0523 | 267.871 | -1363.7548 | 0 | 2616.4265 | 0 | 0 | 0
1790 | 254.785 | 920.68 | 3945.7909 | 265.1743 | 0 | 0 | 3680.6166 | 0 | 0 | 0
1791 | 276.33 | 769.08 | 3381.2278 | 287.5979 | 0 | 0 | 3093.6299 | 0 | 0 | 0
1792 | 204.693 | 553.91 | 2507.8558 | 213.0397 | 0 | 0 | 2294.816 | 0 | 0 | 0
1793 | 301.357 | 286.02 | 1284.0833 | 313.6454 | 0 | 0 | 970.438 | 0 | 0 | 0
1794 | 228.211 | 70.33 | 252.8703 | 237.5167 | 0 | 0 | 15.3535 | 0 | 0 | 0
1795 | 216.305 | 0 | 0 | 0 | 0 | 0 | 0 | 0 | 0 | 225.1252
1796 | 242.4 | 0 | 0 | 0 | 0 | 0 | 0 | 0 | 0 | 252.2843
1797 | 200.8 | 0 | 0 | 0 | 0 | 0 | 0 | 0 | 0 | 208.988
1798 | 296 | 0 | 0 | 0 | 0 | 0 | 0 | 0 | 0 | 308.0699
1799 | 268 | 0 | 0 | 0 | 0 | 0 | 0 | 0 | 0 | 278.9282
1800 | 291.2 | 0 | 0 | 0 | 0 | 0 | 0 | 0 | 0 | 303.0742
1801 | 237.6 | 0 | 0 | 0 | 0 | 0 | 0 | 0 | 0 | 247.2886
1802 | 191.2 | 0 | 0 | 0 | 0 | 0 | 0 | 0 | 0 | 198.9965
1803 | 243.2 | 0 | 0 | 0 | 0 | 0 | 0 | 0 | 0 | 253.1169
1804 | 204 | 0 | 0 | 0 | 0 | 0 | 0 | 0 | 0 | 212.3185
1805 | 236 | 0 | 0 | 0 | 0 | 0 | 0 | 0 | 0 | 245.6233
1806 | 293.6 | 0 | 0 | 0 | 0 | 0 | 0 | 0 | 0 | 305.5721
1807 | 169.6 | 63.27 | 211.3037 | 176.5157 | -34.788 | 0 | 0 | 0 | 0 | 0
1808 | 205.306 | 309.06 | 1392.2086 | 213.6777 | -1178.5309 | 0 | 0 | 0 | 0 | 0
1809 | 1200.592 | 567.37 | 2604.7136 | 1249.5483 | -1355.1653 | 0 | 0 | 0 | 0 | 0
1810 | 1832.064 | 637.16 | 2826.475 | 1906.7697 | -814.0238 | 0 | 105.6815 | 0 | 0 | 0
1811 | 1718.381 | 926.37 | 3994.9666 | 1788.4511 | 0 | 0 | 2206.5155 | 0 | 0 | 0
1812 | 1345.557 | 1010.3 | 4277.7519 | 1400.4245 | 0 | 0 | 2877.3274 | 0 | 0 | 0
1813 | 1408.003 | 999.85 | 4223.9531 | 1465.4168 | 0 | 0 | 2758.5362 | 0 | 0 | 0
1814 | 1247.32 | 771.27 | 3316.5997 | 1298.1817 | 0 | 0 | 2018.418 | 0 | 0 | 0
1815 | 1222.285 | 654.14 | 2873.0061 | 1272.1259 | 0 | 0 | 1600.8802 | 0 | 0 | 0
1816 | 1327.605 | 532.35 | 2402.3626 | 1381.7405 | 0 | 0 | 1020.6222 | 0 | 0 | 0
1817 | 1517.328 | 312.76 | 1401.6589 | 1401.6589 | 0 | 0 | 0 | 170.585 | 0 | 0
1818 | 1493.831 | 75.92 | 269.6715 | 269.6715 | 0 | 0 | 0 | 657.047 | 0 | 601.2339
1819 | 1418.435 | 0 | 0 | 0 | 0 | 0 | 0 | 0 | 0 | 1476.2742
1820 | 1030.4 | 0 | 0 | 0 | 0 | 0 | 0 | 0 | 0 | 1072.4164
1821 | 1524 | 0 | 0 | 0 | 0 | 0 | 0 | 0 | 0 | 1586.1438
1822 | 1386.4 | 0 | 0 | 0 | 0 | 0 | 0 | 0 | 0 | 1442.9329
1823 | 1324 | 0 | 0 | 0 | 0 | 0 | 0 | 0 | 0 | 1377.9885
1824 | 1220 | 0 | 0 | 0 | 0 | 0 | 0 | 0 | 0 | 1269.7477
1825 | 1348.8 | 0 | 0 | 0 | 0 | 0 | 0 | 1348.8 | 0 | 0
1826 | 1544.8 | 0 | 0 | 0 | 0 | 0 | 0 | 1544.8 | 0 | 0
1827 | 1356 | 0 | 0 | 0 | 0 | 0 | 0 | 1356 | 0 | 0
1828 | 1223.2 | 0 | 0 | 0 | 0 | 0 | 0 | 1223.2 | 0 | 0
1829 | 995.2 | 0 | 0 | 0 | 0 | 0 | 0 | 995.2 | 0 | 0
1830 | 1268 | 0 | 0 | 0 | 0 | 0 | 0 | 1268 | 0 | 0
1831 | 1071.282 | 59.74 | 209.5469 | 209.5469 | 0 | 0 | 0 | 0 | 0 | 905.4186
1832 | 1080.559 | 282.66 | 1278.8004 | 1124.6207 | -154.1796 | 0 | 0 | 0 | 0 | 0
1833 | 1433.37 | 535.52 | 2441.5062 | 1491.8182 | -949.688 | 0 | 0 | 0 | 0 | 0
1834 | 1536.183 | 756.16 | 3309.3205 | 1598.8236 | -1710.4969 | 0 | 0 | 0 | 0 | 0
1835 | 1523.623 | 904.66 | 3813.5789 | 1585.7515 | -2093.1229 | 0 | 134.7046 | 0 | 0 | 0
1836 | 1417.562 | 974.9 | 4020.9724 | 1475.3646 | -2093.1229 | 0 | 452.485 | 0 | 0 | 0
1837 | 1857.995 | 991.16 | 4071.9112 | 1933.757 | -2093.1229 | 0 | 45.0313 | 0 | 0 | 0
1838 | 1821.112 | 654.07 | 2783.4035 | 1895.3711 | -888.0324 | 0 | 0 | 0 | 0 | 0
1839 | 2055.08 | 680.85 | 2952.307 | 2138.8796 | -813.4274 | 0 | 0 | 0 | 0 | 0
1840 | 1685.353 | 531.67 | 2386.2504 | 1754.0763 | -35.6456 | 0 | 596.5285 | 0 | 0 | 0
1841 | 1935.979 | 298.41 | 1338.439 | 1338.439 | 0 | 0 | 0 | 649.979 | 0 | 0
1842 | 1652.92 | 69.09 | 250.9573 | 250.9573 | 0 | 0 | 0 | 854.945 | 0 | 579.5566
1843 | 1211.742 | 0 | 0 | 0 | 0 | 0 | 0 | 0 | 0 | 1261.153
1844 | 1214.4 | 0 | 0 | 0 | 0 | 0 | 0 | 0 | 0 | 1263.9193
1845 | 1048 | 0 | 0 | 0 | 0 | 0 | 0 | 0 | 0 | 1090.7341
1846 | 1320.8 | 0 | 0 | 0 | 0 | 0 | 0 | 0 | 0 | 1374.658
1847 | 1692 | 0 | 0 | 0 | 0 | 0 | 0 | 0 | 0 | 1760.9943
1848 | 1456.8 | 0 | 0 | 0 | 0 | 0 | 0 | 0 | 0 | 1516.2036
1849 | 1660.8 | 0 | 0 | 0 | 0 | 0 | 0 | 1660.8 | 0 | 0
1850 | 1558.4 | 0 | 0 | 0 | 0 | 0 | 0 | 1558.4 | 0 | 0
1851 | 1351.2 | 0 | 0 | 0 | 0 | 0 | 0 | 1351.2 | 0 | 0
1852 | 954.4 | 0 | 0 | 0 | 0 | 0 | 0 | 954.4 | 0 | 0
1853 | 1149.6 | 0 | 0 | 0 | 0 | 0 | 0 | 1149.6 | 0 | 0
1854 | 950.4 | 0 | 0 | 0 | 0 | 0 | 0 | 950.4 | 0 | 0
1855 | 1003.501 | 44.82 | 159.4834 | 159.4834 | 0 | 0 | 0 | 0 | 0 | 884.9371
1856 | 1142.233 | 297.05 | 1346.3842 | 1188.8096 | -157.5746 | 0 | 0 | 0 | 0 | 0
1857 | 1496.27 | 521.14 | 2389.075 | 1557.2831 | -831.7919 | 0 | 0 | 0 | 0 | 0
1858 | 1685.004 | 690.23 | 3069.9304 | 1753.7131 | -1316.2173 | 0 | 0 | 0 | 0 | 0
1859 | 1751.14 | 951.85 | 4105.2743 | 1822.5448 | -2093.1229 | 0 | 189.6066 | 0 | 0 | 0
1860 | 1623.245 | 1036.65 | 4404.6756 | 1689.4347 | -2093.1229 | 0 | 622.1181 | 0 | 0 | 0
1861 | 1835.131 | 1042.22 | 4423.4086 | 1909.9618 | -2093.1229 | 0 | 420.324 | 0 | 0 | 0
1862 | 1759.08 | 874.6 | 3773.0854 | 1830.8096 | -1942.2758 | 0 | 0 | 0 | 0 | 0
1863 | 1738.997 | 809.89 | 3570.9988 | 1809.9077 | -303.6092 | 0 | 1457.482 | 0 | 0 | 0
1864 | 1558.583 | 592.86 | 2699.3951 | 1622.137 | 0 | 0 | 1077.2581 | 0 | 0 | 0
1865 | 1589.517 | 336.2 | 1512.6077 | 1512.6077 | 0 | 0 | 0 | 136.172 | 0 | 0
1866 | 1636.574 | 87.84 | 298.6696 | 298.6696 | 0 | 0 | 0 | 1349.606 | 0 | 0
1867 | 1446.081 | 0 | 0 | 0 | 0 | 0 | 0 | 0 | 0 | 1505.0475
1868 | 1508 | 0 | 0 | 0 | 0 | 0 | 0 | 0 | 0 | 1569.4914
1869 | 1304 | 0 | 0 | 0 | 0 | 0 | 0 | 0 | 0 | 1357.1729
1870 | 1274.4 | 0 | 0 | 0 | 0 | 0 | 0 | 0 | 0 | 1326.3659
1871 | 1512.8 | 0 | 0 | 0 | 0 | 0 | 0 | 0 | 0 | 1574.4871
1872 | 1444 | 0 | 0 | 0 | 0 | 0 | 0 | 129.477 | 0 | 1368.125
1873 | 1532 | 0 | 0 | 0 | 0 | 0 | 0 | 1532 | 0 | 0
1874 | 1208.8 | 0 | 0 | 0 | 0 | 0 | 0 | 1208.8 | 0 | 0
1875 | 1256.8 | 0 | 0 | 0 | 0 | 0 | 0 | 1256.8 | 0 | 0
1876 | 1124 | 0 | 0 | 0 | 0 | 0 | 0 | 1124 | 0 | 0
1877 | 1070.4 | 0 | 0 | 0 | 0 | 0 | 0 | 1070.4 | 0 | 0
1878 | 1064 | 0 | 0 | 0 | 0 | 0 | 0 | 1064 | 0 | 0
1879 | 1158.633 | 74.71 | 253.8652 | 253.8652 | 0 | 0 | 0 | 0 | 0 | 952.0131
1880 | 1337.607 | 290 | 1312.6974 | 1312.6974 | 0 | 0 | 0 | 0 | 0 | 79.4529
1881 | 1602.436 | 478.16 | 2189.4884 | 1667.7782 | -521.7102 | 0 | 0 | 0 | 0 | 0
1882 | 1659.929 | 693.22 | 3088.4052 | 1727.6156 | -1360.7896 | 0 | 0 | 0 | 0 | 0
1883 | 0 | 814.36 | 3546.8757 | 0 | -2093.1229 | 0 | 1453.7529 | 0 | 0 | 0
1884 | 1537.528 | 1054.68 | 4520.6504 | 1600.2235 | -2093.1229 | 0 | 827.3041 | 0 | 0 | 0
1885 | 1283.8 | 1042.49 | 4465.8265 | 1336.1492 | -2093.1229 | 0 | 1036.5544 | 0 | 0 | 0
1886 | 1608.326 | 926.54 | 4024.7869 | 1673.9084 | -2093.1229 | 0 | 257.7557 | 0 | 0 | 0
1887 | 1597.92 | 716.22 | 3179.6324 | 1663.0781 | -575.8472 | 0 | 940.7071 | 0 | 0 | 0
1888 | 1735.168 | 604.39 | 2763.8973 | 1805.9226 | 0 | 0 | 957.9747 | 0 | 0 | 0
1889 | 1535.971 | 346.09 | 1556.897 | 1556.897 | 0 | 0 | 0 | 40.072 | 0 | 0
1890 | 1401.399 | 91.51 | 299.6292 | 299.6292 | 0 | 0 | 0 | 486.034 | 0 | 653.0614
1891 | 1316.835 | 0 | 0 | 0 | 0 | 0 | 0 | 0 | 0 | 1370.5313
1892 | 1148 | 0 | 0 | 0 | 0 | 0 | 0 | 0 | 0 | 1194.8118
1893 | 1382.4 | 0 | 0 | 0 | 0 | 0 | 0 | 0 | 0 | 1438.7698
1894 | 1640.8 | 0 | 0 | 0 | 0 | 0 | 0 | 0 | 0 | 1707.7066
1895 | 1377.6 | 0 | 0 | 0 | 0 | 0 | 0 | 0 | 0 | 1433.7741
1896 | 1239.2 | 0 | 0 | 0 | 0 | 0 | 0 | 0 | 0 | 1289.7306
1897 | 950.4 | 0 | 0 | 0 | 0 | 0 | 0 | 950.4 | 0 | 0
1898 | 1244.8 | 0 | 0 | 0 | 0 | 0 | 0 | 1244.8 | 0 | 0
1899 | 963.2 | 0 | 0 | 0 | 0 | 0 | 0 | 963.2 | 0 | 0
1900 | 860.8 | 0 | 0 | 0 | 0 | 0 | 0 | 860.8 | 0 | 0
1901 | 976.8 | 0 | 0 | 0 | 0 | 0 | 0 | 976.8 | 0 | 0
1902 | 1053.6 | 0 | 0 | 0 | 0 | 0 | 0 | 1053.6 | 0 | 0
1903 | 880.938 | 81.18 | 273.0894 | 273.0894 | 0 | 0 | 0 | 0 | 0 | 643.7704
1904 | 756.271 | 326.87 | 1477.3254 | 787.1093 | -690.2161 | 0 | 0 | 0 | 0 | 0
1905 | 1395.164 | 586.1 | 2684.9137 | 1452.0543 | -1232.8594 | 0 | 0 | 0 | 0 | 0
1906 | 1631.193 | 807.84 | 3563.6468 | 1697.7078 | -1865.939 | 0 | 0 | 0 | 0 | 0
1907 | 1633.019 | 968.24 | 4145.0601 | 1699.6072 | -2093.1229 | 0 | 352.33 | 0 | 0 | 0
1908 | 1231.998 | 1052.76 | 4428.3491 | 1282.2339 | -2093.1229 | 0 | 1052.9924 | 0 | 0 | 0
1909 | 1467.239 | 1052.83 | 4435.3348 | 1527.0673 | -2093.1229 | 0 | 815.1447 | 0 | 0 | 0
1910 | 1286.247 | 893.98 | 3843.7583 | 1338.696 | -762.4533 | 0 | 1742.609 | 0 | 0 | 0
1911 | 1439.505 | 812.47 | 3584.8859 | 1498.2034 | 0 | 0 | 2086.6825 | 0 | 0 | 0
1912 | 1449.081 | 597.24 | 2723.5724 | 1508.1699 | 0 | 0 | 1215.4025 | 0 | 0 | 0
1913 | 1125.488 | 340.5 | 1529.1936 | 1171.3818 | 0 | 0 | 357.8118 | 0 | 0 | 0
1914 | 1313.406 | 89.91 | 294.3764 | 294.3764 | 0 | 0 | 0 | 0 | 0 | 1072.5861
1915 | 1105.904 | 0 | 0 | 0 | 0 | 0 | 0 | 0 | 0 | 1150.9992
1916 | 1031.2 | 0 | 0 | 0 | 0 | 0 | 0 | 0 | 0 | 1073.249
1917 | 1051.2 | 0 | 0 | 0 | 0 | 0 | 0 | 0 | 0 | 1094.0646
1918 | 1335.2 | 0 | 0 | 0 | 0 | 0 | 0 | 0 | 0 | 1389.6452
1919 | 1077.6 | 0 | 0 | 0 | 0 | 0 | 0 | 0 | 0 | 1121.5411
1920 | 1121.6 | 0 | 0 | 0 | 0 | 0 | 0 | 0 | 0 | 1167.3353
1921 | 1212 | 0 | 0 | 0 | 0 | 0 | 0 | 1212 | 0 | 0
1922 | 1262.4 | 0 | 0 | 0 | 0 | 0 | 0 | 1262.4 | 0 | 0
1923 | 1207.2 | 0 | 0 | 0 | 0 | 0 | 0 | 1207.2 | 0 | 0
1924 | 970.4 | 0 | 0 | 0 | 0 | 0 | 0 | 970.4 | 0 | 0
1925 | 967.2 | 0 | 0 | 0 | 0 | 0 | 0 | 875.755 | 0 | 95.1738
1926 | 1076.8 | 0 | 0 | 0 | 0 | 0 | 0 | 0 | 0 | 1120.7085
1927 | 691.327 | 80.93 | 272.6637 | 272.6637 | 0 | 0 | 0 | 0 | 0 | 446.8534
1928 | 897.95 | 325.77 | 1470.2742 | 934.5655 | -535.7086 | 0 | 0 | 0 | 0 | 0
1929 | 500.197 | 579.74 | 2649.7813 | 520.5924 | -2093.1229 | 0 | 36.066 | 0 | 0 | 0
1930 | 375.337 | 789.08 | 3463.8686 | 390.641 | -2093.1229 | 0 | 980.1047 | 0 | 0 | 0
1931 | 375.588 | 928.97 | 3943.854 | 390.9022 | -2093.1229 | 0 | 1459.8289 | 0 | 0 | 0
1932 | 389.912 | 1005.69 | 4185.0311 | 405.8103 | -2093.1229 | 0 | 1686.098 | 0 | 0 | 0
1933 | 750.082 | 790.41 | 3340.8852 | 780.6679 | -1922.6384 | 0 | 637.5788 | 0 | 0 | 0
1934 | 1316.533 | 919.67 | 3893.3836 | 1370.217 | 0 | 0 | 2523.1666 | 0 | 0 | 0
1935 | 1499.779 | 766.3 | 3335.1099 | 1560.9352 | 0 | 0 | 1774.1747 | 0 | 0 | 0
1936 | 1507.149 | 554.55 | 2499.5087 | 1568.6057 | 0 | 0 | 930.903 | 0 | 0 | 0
1937 | 1397.369 | 309.13 | 1381.8768 | 1381.8768 | 0 | 0 | 0 | 69.633 | 0 | 0
1938 | 997.74 | 75.26 | 262.4995 | 262.4995 | 0 | 0 | 0 | 745.525 | 0 | 0
1939 | 884.928 | 0 | 0 | 0 | 0 | 0 | 0 | 0 | 0 | 921.0125
1940 | 686.4 | 0 | 0 | 0 | 0 | 0 | 0 | 0 | 0 | 714.3892
1941 | 1051.2 | 0 | 0 | 0 | 0 | 0 | 0 | 0 | 0 | 1094.0646
1942 | 1072.8 | 0 | 0 | 0 | 0 | 0 | 0 | 0 | 0 | 1116.5453
1943 | 1167.2 | 0 | 0 | 0 | 0 | 0 | 0 | 0 | 0 | 1214.7947
1944 | 1155.2 | 0 | 0 | 0 | 0 | 0 | 0 | 1155.2 | 0 | 0
1945 | 943.2 | 0 | 0 | 0 | 0 | 0 | 0 | 943.2 | 0 | 0
1946 | 1432.8 | 0 | 0 | 0 | 0 | 0 | 0 | 1432.8 | 0 | 0
1947 | 1044 | 0 | 0 | 0 | 0 | 0 | 0 | 423.981 | 0 | 645.3014
1948 | 1157.6 | 0 | 0 | 0 | 0 | 0 | 0 | 0 | 0 | 1204.8032
1949 | 960.8 | 0 | 0 | 0 | 0 | 0 | 0 | 0 | 0 | 999.9783
1950 | 852.8 | 0 | 0 | 0 | 0 | 0 | 0 | 0 | 0 | 887.5744
1951 | 1154.806 | 75.41 | 268.2019 | 268.2019 | 0 | 0 | 0 | 0 | 0 | 933.6934
1952 | 248.715 | 309.7 | 1395.9023 | 258.8568 | -1137.0455 | 0 | 0 | 0 | 0 | 0
1953 | 294.906 | 559.94 | 2539.3174 | 306.9303 | -2093.1229 | 0 | 139.2643 | 0 | 0 | 0
1954 | 233.76 | 767.08 | 3348.9616 | 243.2909 | -2093.1229 | 0 | 1012.5478 | 0 | 0 | 0
1955 | 233.438 | 904.7 | 3823.2811 | 242.9569 | -2093.1229 | 0 | 1487.2013 | 0 | 0 | 0
1956 | 273.494 | 991.08 | 4107.4038 | 284.6462 | -2093.1229 | 0 | 1729.6347 | 0 | 0 | 0
1957 | 185.868 | 988.46 | 4095.4952 | 193.4471 | -1321.3015 | 0 | 2580.7466 | 0 | 0 | 0
1958 | 251.672 | 900.77 | 3800.9085 | 261.9344 | 0 | 0 | 3538.9741 | 0 | 0 | 0
1959 | 290.153 | 750.96 | 3263.6346 | 301.9845 | 0 | 0 | 2961.6501 | 0 | 0 | 0
1960 | 251.848 | 541.75 | 2437.5731 | 262.1176 | 0 | 0 | 2175.4556 | 0 | 0 | 0
1961 | 267.282 | 303.04 | 1352.3271 | 278.1809 | 0 | 0 | 1074.1462 | 0 | 0 | 0
1962 | 269.159 | 73.43 | 254.957 | 254.957 | 0 | 0 | 0 | 0 | 0 | 25.1774
1963 | 186.389 | 0 | 0 | 0 | 0 | 0 | 0 | 0 | 0 | 193.9893
1964 | 352 | 0 | 0 | 0 | 0 | 0 | 0 | 0 | 0 | 366.3534
1965 | 209.6 | 0 | 0 | 0 | 0 | 0 | 0 | 0 | 0 | 218.1468
1966 | 269.6 | 0 | 0 | 0 | 0 | 0 | 0 | 0 | 0 | 280.5934
1967 | 288.8 | 0 | 0 | 0 | 0 | 0 | 0 | 0 | 0 | 300.5763
1968 | 246.4 | 0 | 0 | 0 | 0 | 0 | 0 | 0 | 0 | 256.4474
1969 | 255.2 | 0 | 0 | 0 | 0 | 0 | 0 | 0 | 0 | 265.6062
1970 | 220 | 0 | 0 | 0 | 0 | 0 | 0 | 0 | 0 | 228.9709
1971 | 287.2 | 0 | 0 | 0 | 0 | 0 | 0 | 0 | 0 | 298.9111
1972 | 292.8 | 0 | 0 | 0 | 0 | 0 | 0 | 0 | 0 | 304.7394
1973 | 234.4 | 0 | 0 | 0 | 0 | 0 | 0 | 0 | 0 | 243.9581
1974 | 231.2 | 0 | 0 | 0 | 0 | 0 | 0 | 0 | 0 | 240.6276
1975 | 217.414 | 67.14 | 247.4967 | 226.2794 | -21.2173 | 0 | 0 | 0 | 0 | 0
1976 | 235.207 | 292.68 | 1330.5124 | 244.798 | -1085.7144 | 0 | 0 | 0 | 0 | 0
1977 | 822.233 | 536.68 | 2456.1968 | 855.761 | -1600.4358 | 0 | 0 | 0 | 0 | 0
1978 | 1224.436 | 431.7 | 1912.7531 | 1274.3646 | -638.3885 | 0 | 0 | 0 | 0 | 0
1979 | 1183.914 | 893.29 | 3859.7863 | 1232.1902 | -242.3157 | 0 | 2385.2804 | 0 | 0 | 0
1980 | 1080.396 | 983.15 | 4176.451 | 1124.4511 | 0 | 0 | 3051.9999 | 0 | 0 | 0
1981 | 1034.163 | 989.98 | 4190.362 | 1076.3329 | 0 | 0 | 3114.0291 | 0 | 0 | 0
1982 | 1287.314 | 912.1 | 3909.9809 | 1339.8065 | 0 | 0 | 2570.1744 | 0 | 0 | 0
1983 | 930.64 | 765.57 | 3362.5677 | 968.5885 | 0 | 0 | 2393.9792 | 0 | 0 | 0
1984 | 1303.577 | 554.14 | 2512.3821 | 1356.7327 | 0 | 0 | 1155.6494 | 0 | 0 | 0
1985 | 1377.861 | 309.69 | 1386.5239 | 1386.5239 | 0 | 0 | 0 | 45.66 | 0 | 0
1986 | 1489.129 | 75.07 | 257.8951 | 257.8951 | 0 | 0 | 0 | 1241.338 | 0 | 0
1987 | 1582.537 | 0 | 0 | 0 | 0 | 0 | 0 | 0 | 0 | 1647.0678
1988 | 1236.8 | 0 | 0 | 0 | 0 | 0 | 0 | 0 | 0 | 1287.2327
1989 | 1488.8 | 0 | 0 | 0 | 0 | 0 | 0 | 0 | 0 | 1549.5085
1990 | 1436.8 | 0 | 0 | 0 | 0 | 0 | 0 | 0 | 0 | 1495.3881
1991 | 1529.6 | 0 | 0 | 0 | 0 | 0 | 0 | 0 | 0 | 1591.9722
1992 | 1294.4 | 0 | 0 | 0 | 0 | 0 | 0 | 725.223 | 0 | 592.3862
1993 | 1304 | 0 | 0 | 0 | 0 | 0 | 0 | 1304 | 0 | 0
1994 | 1234.4 | 0 | 0 | 0 | 0 | 0 | 0 | 1234.4 | 0 | 0
1995 | 1701.6 | 0 | 0 | 0 | 0 | 0 | 0 | 1701.6 | 0 | 0
1996 | 1300 | 0 | 0 | 0 | 0 | 0 | 0 | 1300 | 0 | 0
1997 | 1364.8 | 0 | 0 | 0 | 0 | 0 | 0 | 1364.8 | 0 | 0
1998 | 1507.2 | 0 | 0 | 0 | 0 | 0 | 0 | 1507.2 | 0 | 0
1999 | 1696 | 72.9 | 262.5536 | 262.5536 | 0 | 0 | 0 | 0 | 0 | 1502.6038
2000 | 1387.644 | 304.37 | 1378.231 | 1378.231 | 0 | 0 | 0 | 0 | 0 | 65.9967
2001 | 1583.009 | 551.4 | 2520.0453 | 1647.559 | -872.4863 | 0 | 0 | 0 | 0 | 0
2002 | 2116.262 | 758.88 | 3355.378 | 2202.5564 | -1152.8216 | 0 | 0 | 0 | 0 | 0
2003 | 2008.054 | 900.35 | 3881.3252 | 2089.936 | -1791.3892 | 0 | 0 | 0 | 0 | 0
2004 | 1681.412 | 980.96 | 4173.5909 | 1749.9746 | -2093.1229 | 0 | 330.4935 | 0 | 0 | 0
2005 | 1625.792 | 662.02 | 2855.4721 | 1692.0866 | -1163.3855 | 0 | 0 | 0 | 0 | 0
2006 | 1544.619 | 875.81 | 3792.6635 | 1607.6026 | -2093.1229 | 0 | 91.9381 | 0 | 0 | 0
2007 | 1606.752 | 750.07 | 3325.6659 | 1672.2702 | -1653.3957 | 0 | 0 | 0 | 0 | 0
2008 | 1395.182 | 543.7 | 2480.7643 | 1452.073 | -11.1124 | 0 | 1017.5789 | 0 | 0 | 0
2009 | 1443.602 | 305.47 | 1374.633 | 1374.633 | 0 | 0 | 0 | 122.826 | 0 | 0
2010 | 1556.4 | 74.49 | 259.8372 | 259.8372 | 0 | 0 | 0 | 1306.743 | 0 | 0
2011 | 1556.11 | 0 | 0 | 0 | 0 | 0 | 0 | 0 | 0 | 1619.5632
2012 | 1073.6 | 0 | 0 | 0 | 0 | 0 | 0 | 0 | 0 | 1117.378
2013 | 1459.2 | 0 | 0 | 0 | 0 | 0 | 0 | 0 | 0 | 1518.7015
2014 | 1785.6 | 0 | 0 | 0 | 0 | 0 | 0 | 0 | 0 | 1858.411
2015 | 1840 | 0 | 0 | 0 | 0 | 0 | 0 | 0 | 0 | 1915.0293
2016 | 1543.2 | 0 | 0 | 0 | 0 | 0 | 0 | 1240.169 | 0 | 315.3876
2017 | 1344.8 | 0 | 0 | 0 | 0 | 0 | 0 | 1344.8 | 0 | 0
2018 | 1585.6 | 0 | 0 | 0 | 0 | 0 | 0 | 1585.6 | 0 | 0
2019 | 1395.2 | 0 | 0 | 0 | 0 | 0 | 0 | 1395.2 | 0 | 0
2020 | 1634.4 | 0 | 0 | 0 | 0 | 0 | 0 | 1634.4 | 0 | 0
2021 | 1428 | 0 | 0 | 0 | 0 | 0 | 0 | 1428 | 0 | 0
2022 | 1732.8 | 0 | 0 | 0 | 0 | 0 | 0 | 1732.8 | 0 | 0
2023 | 1353.618 | 72.27 | 263.4893 | 263.4893 | 0 | 0 | 0 | 0 | 0 | 1145.3249
2024 | 1535.856 | 299.43 | 1356.1228 | 1356.1228 | 0 | 0 | 0 | 0 | 0 | 242.3605
2025 | 1275.614 | 538.51 | 2447.9403 | 1327.6294 | -1120.3109 | 0 | 0 | 0 | 0 | 0
2026 | 1988.333 | 753.92 | 3308.2766 | 2069.4108 | -1238.8658 | 0 | 0 | 0 | 0 | 0
2027 | 1904.751 | 922.08 | 3932.7437 | 1982.4206 | -1950.3231 | 0 | 0 | 0 | 0 | 0
2028 | 1672.28 | 997.28 | 4192.2572 | 1740.4702 | -2093.1229 | 0 | 358.6642 | 0 | 0 | 0
2029 | 1859.284 | 647.48 | 2792.1939 | 1935.0996 | -857.0943 | 0 | 0 | 0 | 0 | 0
2030 | 1626.32 | 531.34 | 2316.7109 | 1692.6361 | -624.0747 | 0 | 0 | 0 | 0 | 0
2031 | 1494.969 | 759.29 | 3362.448 | 1555.929 | -1806.519 | 0 | 0 | 0 | 0 | 0
2032 | 1162.25 | 549.81 | 2507.2313 | 1209.6428 | -1140.5259 | 0 | 157.0626 | 0 | 0 | 0
2033 | 1264.538 | 306.07 | 1374.6569 | 1316.1018 | 0 | 0 | 58.5551 | 0 | 0 | 0
2034 | 1476.872 | 75.51 | 265.2586 | 265.2586 | 0 | 0 | 0 | 1222.006 | 0 | 0
2035 | 1536.546 | 0 | 0 | 0 | 0 | 0 | 0 | 0 | 0 | 1599.2014
2036 | 1277.6 | 0 | 0 | 0 | 0 | 0 | 0 | 0 | 0 | 1329.6964
2037 | 1460.8 | 0 | 0 | 0 | 0 | 0 | 0 | 0 | 0 | 1520.3667
2038 | 1661.6 | 0 | 0 | 0 | 0 | 0 | 0 | 0 | 0 | 1729.3547
2039 | 1407.2 | 0 | 0 | 0 | 0 | 0 | 0 | 0 | 0 | 1464.5811
2040 | 1428 | 0 | 0 | 0 | 0 | 0 | 0 | 1428 | 0 | 0
2041 | 1554.4 | 0 | 0 | 0 | 0 | 0 | 0 | 1554.4 | 0 | 0
2042 | 1313.6 | 0 | 0 | 0 | 0 | 0 | 0 | 1313.6 | 0 | 0
2043 | 1546.4 | 0 | 0 | 0 | 0 | 0 | 0 | 1546.4 | 0 | 0
2044 | 1344.8 | 0 | 0 | 0 | 0 | 0 | 0 | 1344.8 | 0 | 0
2045 | 1362.4 | 0 | 0 | 0 | 0 | 0 | 0 | 1362.4 | 0 | 0
2046 | 1128.8 | 0 | 0 | 0 | 0 | 0 | 0 | 1128.8 | 0 | 0
2047 | 1486.419 | 75.78 | 273.1258 | 273.1258 | 0 | 0 | 0 | 493.901 | 0 | 759.8649
2048 | 1323.308 | 187.22 | 836.5972 | 836.5972 | 0 | 0 | 0 | 0 | 0 | 540.6711
2049 | 1226.957 | 470.56 | 2117.3043 | 1276.9884 | -840.3159 | 0 | 0 | 0 | 0 | 0
2050 | 1796.019 | 757.77 | 3273.6905 | 1869.2549 | -1404.4357 | 0 | 0 | 0 | 0 | 0
2051 | 1668.541 | 882.73 | 3689.4132 | 1736.5788 | -1952.8345 | 0 | 0 | 0 | 0 | 0
2052 | 1931.97 | 963.57 | 3937.4928 | 2010.7495 | -1926.7432 | 0 | 0 | 0 | 0 | 0
2053 | 1668.96 | 764.32 | 3183.1159 | 1737.0148 | -1446.1011 | 0 | 0 | 0 | 0 | 0
2054 | 1763.69 | 584.26 | 2488.1039 | 1835.6076 | -652.4963 | 0 | 0 | 0 | 0 | 0
2055 | 1579.999 | 668.07 | 2896.3548 | 1644.4263 | -1251.9285 | 0 | 0 | 0 | 0 | 0
2056 | 1714.12 | 504.59 | 2262.5707 | 1784.0163 | -478.5544 | 0 | 0 | 0 | 0 | 0
2057 | 1622.297 | 271.09 | 1214.9581 | 1214.9581 | 0 | 0 | 0 | 454.94 | 0 | 0
2058 | 1842.205 | 54.54 | 194.9333 | 194.9333 | 0 | 0 | 0 | 1654.909 | 0 | 0
2059 | 1704.336 | 0 | 0 | 0 | 0 | 0 | 0 | 0 | 0 | 1773.8334
2060 | 1539.2 | 0 | 0 | 0 | 0 | 0 | 0 | 0 | 0 | 1601.9636
2061 | 1760 | 0 | 0 | 0 | 0 | 0 | 0 | 0 | 0 | 1831.7672
2062 | 1748 | 0 | 0 | 0 | 0 | 0 | 0 | 0 | 0 | 1819.2778
2063 | 1951.2 | 0 | 0 | 0 | 0 | 0 | 0 | 0 | 0 | 2030.7637
2064 | 1534.4 | 0 | 0 | 0 | 0 | 0 | 0 | 1534.4 | 0 | 0
2065 | 1479.2 | 0 | 0 | 0 | 0 | 0 | 0 | 1479.2 | 0 | 0
2066 | 1765.6 | 0 | 0 | 0 | 0 | 0 | 0 | 1765.6 | 0 | 0
2067 | 1462.4 | 0 | 0 | 0 | 0 | 0 | 0 | 1462.4 | 0 | 0
2068 | 1915.2 | 0 | 0 | 0 | 0 | 0 | 0 | 1915.2 | 0 | 0
2069 | 1624.8 | 0 | 0 | 0 | 0 | 0 | 0 | 1624.8 | 0 | 0
2070 | 1568 | 0 | 0 | 0 | 0 | 0 | 0 | 1568 | 0 | 0
2071 | 1421.665 | 60.78 | 224.3394 | 224.3394 | 0 | 0 | 0 | 813.648 | 0 | 408.4705
2072 | 1488.271 | 282.88 | 1282.8781 | 1282.8781 | 0 | 0 | 0 | 0 | 0 | 266.0798
2073 | 1486.483 | 515.37 | 2323.3552 | 1547.097 | -776.2582 | 0 | 0 | 0 | 0 | 0
2074 | 1803.338 | 724.33 | 3135.8178 | 1876.8723 | -1258.9455 | 0 | 0 | 0 | 0 | 0
2075 | 2033.628 | 885.45 | 3701.1719 | 2116.5528 | -1584.6191 | 0 | 0 | 0 | 0 | 0
2076 | 1696.775 | 878.64 | 3639.2967 | 1765.964 | -1873.3327 | 0 | 0 | 0 | 0 | 0
2077 | 1592.548 | 922.45 | 3814.1909 | 1657.487 | -2093.1229 | 0 | 63.5811 | 0 | 0 | 0
2078 | 1457.42 | 709.01 | 3016.2877 | 1516.8489 | -1499.4388 | 0 | 0 | 0 | 0 | 0
2079 | 1641.988 | 727.04 | 3149.1835 | 1708.943 | -1440.2405 | 0 | 0 | 0 | 0 | 0
2080 | 1955.911 | 521.94 | 2340.5467 | 2035.6668 | -304.8799 | 0 | 0 | 0 | 0 | 0
2081 | 1702.841 | 283.66 | 1263.7133 | 1263.7133 | 0 | 0 | 0 | 488.639 | 0 | 0
2082 | 1466.806 | 62.55 | 222.2048 | 222.2048 | 0 | 0 | 0 | 910.169 | 0 | 357.1301
2083 | 1663.509 | 0 | 0 | 0 | 0 | 0 | 0 | 0 | 0 | 1731.3416
2084 | 1294.4 | 0 | 0 | 0 | 0 | 0 | 0 | 0 | 0 | 1347.1815
2085 | 1368 | 0 | 0 | 0 | 0 | 0 | 0 | 0 | 0 | 1423.7827
2086 | 1146.4 | 0 | 0 | 0 | 0 | 0 | 0 | 0 | 0 | 1193.1465
2087 | 1459.2 | 0 | 0 | 0 | 0 | 0 | 0 | 0 | 0 | 1518.7015
2088 | 1268.8 | 0 | 0 | 0 | 0 | 0 | 0 | 0 | 0 | 1320.5376
2089 | 923.2 | 0 | 0 | 0 | 0 | 0 | 0 | 923.2 | 0 | 0
2090 | 1351.2 | 0 | 0 | 0 | 0 | 0 | 0 | 1351.2 | 0 | 0
2091 | 1026.4 | 0 | 0 | 0 | 0 | 0 | 0 | 1026.4 | 0 | 0
2092 | 1252.8 | 0 | 0 | 0 | 0 | 0 | 0 | 1252.8 | 0 | 0
2093 | 1265.6 | 0 | 0 | 0 | 0 | 0 | 0 | 1265.6 | 0 | 0
2094 | 918.4 | 0 | 0 | 0 | 0 | 0 | 0 | 918.4 | 0 | 0
2095 | 1050.829 | 67.97 | 253.3438 | 253.3438 | 0 | 0 | 0 | 0 | 0 | 840.3346
2096 | 806.027 | 303.92 | 1376.3118 | 838.8942 | -537.4176 | 0 | 0 | 0 | 0 | 0
2097 | 1095.822 | 457.81 | 2082.8556 | 1140.5061 | -942.3495 | 0 | 0 | 0 | 0 | 0
2098 | 1270.332 | 776.77 | 3418.8602 | 1322.131 | -2093.1229 | 0 | 3.6063 | 0 | 0 | 0
2099 | 1318.43 | 938.77 | 4025.1408 | 1372.1913 | -2093.1229 | 0 | 559.8266 | 0 | 0 | 0
2100 | 1137.052 | 1023.34 | 4329.8479 | 1183.4163 | -2093.1229 | 0 | 1053.3088 | 0 | 0 | 0
2101 | 1338.908 | 1024.82 | 4347.1592 | 1393.5033 | -2093.1229 | 0 | 860.533 | 0 | 0 | 0
2102 | 1124.637 | 933.59 | 4023.1133 | 1170.4961 | -978.5789 | 0 | 1874.0383 | 0 | 0 | 0
2103 | 1168.045 | 782.7 | 3460.2529 | 1215.6741 | 0 | 0 | 2244.5788 | 0 | 0 | 0
2104 | 1479.406 | 568.7 | 2589.1227 | 1539.7314 | 0 | 0 | 1049.3913 | 0 | 0 | 0
2105 | 1301.431 | 318.95 | 1424.276 | 1354.4992 | 0 | 0 | 69.7768 | 0 | 0 | 0
2106 | 1478.389 | 78.07 | 258.1824 | 258.1824 | 0 | 0 | 0 | 1230.322 | 0 | 0
2107 | 1147.38 | 0 | 0 | 0 | 0 | 0 | 0 | 0 | 0 | 1194.1665
2108 | 1016 | 0 | 0 | 0 | 0 | 0 | 0 | 0 | 0 | 1057.4292
2109 | 1436 | 0 | 0 | 0 | 0 | 0 | 0 | 0 | 0 | 1494.5555
2110 | 1550.4 | 0 | 0 | 0 | 0 | 0 | 0 | 0 | 0 | 1613.6203
2111 | 1441.6 | 0 | 0 | 0 | 0 | 0 | 0 | 0 | 0 | 1500.3838
2112 | 1428 | 0 | 0 | 0 | 0 | 0 | 0 | 1428 | 0 | 0
2113 | 1300 | 0 | 0 | 0 | 0 | 0 | 0 | 1300 | 0 | 0
2114 | 1284 | 0 | 0 | 0 | 0 | 0 | 0 | 1284 | 0 | 0
2115 | 1629.6 | 0 | 0 | 0 | 0 | 0 | 0 | 1629.6 | 0 | 0
2116 | 1440 | 0 | 0 | 0 | 0 | 0 | 0 | 1440 | 0 | 0
2117 | 1583.2 | 0 | 0 | 0 | 0 | 0 | 0 | 1266.652 | 0 | 329.4558
2118 | 1600 | 0 | 0 | 0 | 0 | 0 | 0 | 0 | 0 | 1665.2429
2119 | 1140.384 | 85.2 | 309.5832 | 309.5832 | 0 | 0 | 0 | 0 | 0 | 877.302
2120 | 204.826 | 321.34 | 1448.1597 | 213.1781 | -1234.9816 | 0 | 0 | 0 | 0 | 0
2121 | 307.065 | 567.78 | 2565.2942 | 319.5861 | -2093.1229 | 0 | 152.5852 | 0 | 0 | 0
2122 | 313.222 | 773.7 | 3366.5726 | 325.9931 | -2093.1229 | 0 | 947.4566 | 0 | 0 | 0
2123 | 355.547 | 917.13 | 3880.7319 | 370.0451 | -2093.1229 | 0 | 1417.564 | 0 | 0 | 0
2124 | 311.517 | 997.11 | 4156.6273 | 324.2197 | -2093.1229 | 0 | 1739.2848 | 0 | 0 | 0
2125 | 299.716 | 668.68 | 2846.3642 | 311.9375 | -1223.3655 | 0 | 1311.0613 | 0 | 0 | 0
2126 | 315.351 | 915.01 | 3878.0811 | 328.21 | 0 | 0 | 3549.8711 | 0 | 0 | 0
2127 | 283.379 | 761.48 | 3317.1992 | 294.9343 | 0 | 0 | 3022.2649 | 0 | 0 | 0
2128 | 230.684 | 549.51 | 2469.3647 | 240.0906 | 0 | 0 | 2229.2742 | 0 | 0 | 0
2129 | 250.683 | 304.05 | 1344.897 | 260.905 | 0 | 0 | 1083.9919 | 0 | 0 | 0
2130 | 298.518 | 72.87 | 246.2197 | 246.2197 | 0 | 0 | 0 | 0 | 0 | 64.4709
2131 | 256.165 | 0 | 0 | 0 | 0 | 0 | 0 | 0 | 0 | 266.6106
2132 | 318.4 | 0 | 0 | 0 | 0 | 0 | 0 | 0 | 0 | 331.3833
2133 | 298.4 | 0 | 0 | 0 | 0 | 0 | 0 | 0 | 0 | 310.5678
2134 | 237.6 | 0 | 0 | 0 | 0 | 0 | 0 | 0 | 0 | 247.2886
2135 | 305.6 | 0 | 0 | 0 | 0 | 0 | 0 | 0 | 0 | 318.0614
2136 | 168 | 0 | 0 | 0 | 0 | 0 | 0 | 0 | 0 | 174.8505
2137 | 228.8 | 0 | 0 | 0 | 0 | 0 | 0 | 0 | 0 | 238.1297
2138 | 226.4 | 0 | 0 | 0 | 0 | 0 | 0 | 0 | 0 | 235.6319
2139 | 221.6 | 0 | 0 | 0 | 0 | 0 | 0 | 0 | 0 | 230.6361
2140 | 135.2 | 0 | 0 | 0 | 0 | 0 | 0 | 0 | 0 | 140.713
2141 | 148.8 | 0 | 0 | 0 | 0 | 0 | 0 | 0 | 0 | 154.8676
2142 | 203.2 | 0 | 0 | 0 | 0 | 0 | 0 | 0 | 0 | 211.4858
2143 | 139.948 | 84.65 | 313.3727 | 145.6546 | -167.7181 | 0 | 0 | 0 | 0 | 0
2144 | 168.345 | 315.71 | 1415.7739 | 175.2096 | -1240.5643 | 0 | 0 | 0 | 0 | 0
2145 | 999.188 | 559.15 | 2494.6754 | 1039.9317 | -1454.7437 | 0 | 0 | 0 | 0 | 0
2146 | 1188.218 | 687.78 | 2966.9913 | 1236.6697 | -391.8452 | 0 | 1338.4764 | 0 | 0 | 0
2147 | 1369.757 | 525.43 | 2245.4936 | 1425.6113 | 0 | 0 | 819.8823 | 0 | 0 | 0
2148 | 1382.264 | 599.82 | 2529.736 | 1438.6283 | 0 | 0 | 1091.1077 | 0 | 0 | 0
2149 | 1401.945 | 780.61 | 3255.581 | 1459.1118 | 0 | 0 | 1796.4692 | 0 | 0 | 0
2150 | 1395.96 | 638.1 | 2705.6315 | 1452.8828 | 0 | 0 | 1252.7487 | 0 | 0 | 0
2151 | 1436.28 | 550.68 | 2390.3094 | 1494.8469 | 0 | 0 | 895.4625 | 0 | 0 | 0
2152 | 1584.287 | 433.63 | 1939.6999 | 1648.8891 | 0 | 0 | 290.8107 | 0 | 0 | 0
2153 | 1458.461 | 289.6 | 1284.5683 | 1284.5683 | 0 | 0 | 0 | 224.221 | 0 | 0
2154 | 1392.377 | 67.8 | 236.2719 | 236.2719 | 0 | 0 | 0 | 732.902 | 0 | 450.0943
2155 | 1600.335 | 0 | 0 | 0 | 0 | 0 | 0 | 0 | 0 | 1665.5915
2156 | 1251.2 | 0 | 0 | 0 | 0 | 0 | 0 | 0 | 0 | 1302.2199
2157 | 921.6 | 0 | 0 | 0 | 0 | 0 | 0 | 0 | 0 | 959.1799
2158 | 1216 | 0 | 0 | 0 | 0 | 0 | 0 | 0 | 0 | 1265.5846
2159 | 1305.6 | 0 | 0 | 0 | 0 | 0 | 0 | 0 | 0 | 1358.8382
2160 | 875.2 | 0 | 0 | 0 | 0 | 0 | 0 | 0 | 0 | 910.8878
2161 | 1137.6 | 0 | 0 | 0 | 0 | 0 | 0 | 1137.6 | 0 | 0
2162 | 760 | 0 | 0 | 0 | 0 | 0 | 0 | 760 | 0 | 0
2163 | 1196.8 | 0 | 0 | 0 | 0 | 0 | 0 | 1196.8 | 0 | 0
2164 | 1156 | 0 | 0 | 0 | 0 | 0 | 0 | 1156 | 0 | 0
2165 | 1220 | 0 | 0 | 0 | 0 | 0 | 0 | 1220 | 0 | 0
2166 | 1054.4 | 0 | 0 | 0 | 0 | 0 | 0 | 1054.4 | 0 | 0
2167 | 1293.304 | 75.61 | 287.4626 | 287.4626 | 0 | 0 | 0 | 0 | 0 | 1058.5782
2168 | 1393.785 | 243.93 | 1101.0461 | 1101.0461 | 0 | 0 | 0 | 0 | 0 | 349.573
2169 | 1579.901 | 551.03 | 2466.6129 | 1644.3243 | -822.2886 | 0 | 0 | 0 | 0 | 0
2170 | 1649.699 | 753.44 | 3226.763 | 1716.9684 | -1509.7945 | 0 | 0 | 0 | 0 | 0
2171 | 1676.943 | 911.3 | 3778.1592 | 1745.3234 | -2032.8359 | 0 | 0 | 0 | 0 | 0
2172 | 1684.745 | 991.31 | 4047.6267 | 1753.4435 | -2093.1229 | 0 | 201.0604 | 0 | 0 | 0
2173 | 1931.871 | 988.55 | 4063.9898 | 2010.6465 | -2053.3433 | 0 | 0 | 0 | 0 | 0
2174 | 1728.951 | 432.11 | 1846.1642 | 1799.4521 | -46.7121 | 0 | 0 | 0 | 0 | 0
2175 | 1653.202 | 722.21 | 3124.6461 | 1720.6143 | -1404.0318 | 0 | 0 | 0 | 0 | 0
2176 | 1470.106 | 438.37 | 1940.6834 | 1530.0522 | -410.6312 | 0 | 0 | 0 | 0 | 0
2177 | 1634.306 | 276.88 | 1230.5239 | 1230.5239 | 0 | 0 | 0 | 451.993 | 0 | 0
2178 | 1538.105 | 60.12 | 209.7925 | 209.7925 | 0 | 0 | 0 | 1336.532 | 0 | 0
2179 | 1470.4 | 0 | 0 | 0 | 0 | 0 | 0 | 0 | 0 | 1530.3582
2180 | 1250.4 | 0 | 0 | 0 | 0 | 0 | 0 | 0 | 0 | 1301.3873
2181 | 1324.8 | 0 | 0 | 0 | 0 | 0 | 0 | 0 | 0 | 1378.8211
2182 | 1529.6 | 0 | 0 | 0 | 0 | 0 | 0 | 0 | 0 | 1591.9722
2183 | 1635.2 | 0 | 0 | 0 | 0 | 0 | 0 | 0 | 0 | 1701.8782
2184 | 1508 | 0 | 0 | 0 | 0 | 0 | 0 | 1508 | 0 | 0
2185 | 972 | 0 | 0 | 0 | 0 | 0 | 0 | 972 | 0 | 0
2186 | 1086.4 | 0 | 0 | 0 | 0 | 0 | 0 | 1086.4 | 0 | 0
2187 | 1562.4 | 0 | 0 | 0 | 0 | 0 | 0 | 1562.4 | 0 | 0
2188 | 1220 | 0 | 0 | 0 | 0 | 0 | 0 | 1220 | 0 | 0
2189 | 1601.6 | 0 | 0 | 0 | 0 | 0 | 0 | 1601.6 | 0 | 0
2190 | 1461.6 | 0 | 0 | 0 | 0 | 0 | 0 | 1461.6 | 0 | 0
2191 | 1554.491 | 52.85 | 206.5723 | 206.5723 | 0 | 0 | 0 | 485.215 | 0 | 906.3053
2192 | 1258.89 | 195.35 | 871.7172 | 871.7172 | 0 | 0 | 0 | 0 | 0 | 438.5063
2193 | 1130.656 | 420.19 | 1854.325 | 1176.7605 | -677.5644 | 0 | 0 | 0 | 0 | 0
2194 | 1493.053 | 605.43 | 2588.6315 | 1553.9349 | -1034.6966 | 0 | 0 | 0 | 0 | 0
2195 | 1407.71 | 720.63 | 3015.556 | 1465.1119 | -1550.4441 | 0 | 0 | 0 | 0 | 0
2196 | 1593.023 | 791.25 | 3273.6666 | 1657.9814 | -1615.6852 | 0 | 0 | 0 | 0 | 0
2197 | 1931.914 | 755.94 | 3141.2017 | 2010.6913 | -1130.5105 | 0 | 0 | 0 | 0 | 0
2198 | 1327.845 | 629.47 | 2658.7341 | 1381.9903 | -1276.7438 | 0 | 0 | 0 | 0 | 0
2199 | 1348.658 | 773.75 | 3353.771 | 1403.6519 | -1950.1191 | 0 | 0 | 0 | 0 | 0
2200 | 1472.454 | 485.18 | 2144.965 | 1532.496 | -612.469 | 0 | 0 | 0 | 0 | 0
2201 | 1419.53 | 312.83 | 1372.4807 | 1372.4807 | 0 | 0 | 0 | 100.822 | 0 | 0
2202 | 938.571 | 40.11 | 143.0475 | 143.0475 | 0 | 0 | 0 | 273.605 | 0 | 549.0337
2203 | 1347.852 | 0 | 0 | 0 | 0 | 0 | 0 | 0 | 0 | 1402.8131
2204 | 1007.2 | 0 | 0 | 0 | 0 | 0 | 0 | 0 | 0 | 1048.2704
2205 | 1144 | 0 | 0 | 0 | 0 | 0 | 0 | 0 | 0 | 1190.6487
2206 | 1352 | 0 | 0 | 0 | 0 | 0 | 0 | 0 | 0 | 1407.1302
2207 | 1520.8 | 0 | 0 | 0 | 0 | 0 | 0 | 0 | 0 | 1582.8133
2208 | 1532.8 | 0 | 0 | 0 | 0 | 0 | 0 | 0 | 0 | 1595.3027
2209 | 1087.2 | 0 | 0 | 0 | 0 | 0 | 0 | 1087.2 | 0 | 0
2210 | 1328.8 | 0 | 0 | 0 | 0 | 0 | 0 | 1328.8 | 0 | 0
2211 | 1067.2 | 0 | 0 | 0 | 0 | 0 | 0 | 1067.2 | 0 | 0
2212 | 1069.6 | 0 | 0 | 0 | 0 | 0 | 0 | 1069.6 | 0 | 0
2213 | 964.8 | 0 | 0 | 0 | 0 | 0 | 0 | 964.8 | 0 | 0
2214 | 1233.6 | 0 | 0 | 0 | 0 | 0 | 0 | 1233.6 | 0 | 0
2215 | 1241.187 | 94.83 | 335.6547 | 335.6547 | 0 | 0 | 0 | 0 | 0 | 956.1439
2216 | 1139.749 | 332.6 | 1497.5935 | 1186.2243 | -311.3692 | 0 | 0 | 0 | 0 | 0
2217 | 1485.342 | 576.05 | 2607.3041 | 1545.9095 | -1061.3946 | 0 | 0 | 0 | 0 | 0
2218 | 1788.565 | 784.99 | 3433.8099 | 1861.4969 | -1572.313 | 0 | 0 | 0 | 0 | 0
2219 | 1486.331 | 935.09 | 3993.318 | 1546.9388 | -2093.1229 | 0 | 353.2563 | 0 | 0 | 0
2220 | 1635.414 | 1012.44 | 4273.6689 | 1702.1009 | -2093.1229 | 0 | 478.4451 | 0 | 0 | 0
2221 | 1839.255 | 719.66 | 3054.8672 | 1914.2539 | -1140.6133 | 0 | 0 | 0 | 0 | 0
2222 | 1431.431 | 920.7 | 3952.3332 | 1489.8002 | -2093.1229 | 0 | 369.4102 | 0 | 0 | 0
2223 | 1727.174 | 768.04 | 3378.7039 | 1797.6026 | -465.7799 | 0 | 1115.3214 | 0 | 0 | 0
2224 | 1726.438 | 559.03 | 2532.6918 | 1796.8366 | 0 | 0 | 735.8552 | 0 | 0 | 0
2225 | 1599.501 | 312.42 | 1378.5307 | 1378.5307 | 0 | 0 | 0 | 274.98 | 0 | 0
2226 | 1633.042 | 77.24 | 244.313 | 244.313 | 0 | 0 | 0 | 1398.301 | 0 | 0
2227 | 1619.476 | 0 | 0 | 0 | 0 | 0 | 0 | 0 | 0 | 1685.513
2228 | 1533.6 | 0 | 0 | 0 | 0 | 0 | 0 | 0 | 0 | 1596.1353
2229 | 1748.8 | 0 | 0 | 0 | 0 | 0 | 0 | 0 | 0 | 1820.1105
2230 | 1145.6 | 0 | 0 | 0 | 0 | 0 | 0 | 0 | 0 | 1192.3139
2231 | 1203.2 | 0 | 0 | 0 | 0 | 0 | 0 | 0 | 0 | 1252.2626
2232 | 382.4 | 0 | 0 | 0 | 0 | 0 | 0 | 382.4 | 0 | 0
2233 | 120 | 0 | 0 | 0 | 0 | 0 | 0 | 120 | 0 | 0
2234 | 126.4 | 0 | 0 | 0 | 0 | 0 | 0 | 126.4 | 0 | 0
2235 | 118.4 | 0 | 0 | 0 | 0 | 0 | 0 | 118.4 | 0 | 0
2236 | 124.8 | 0 | 0 | 0 | 0 | 0 | 0 | 124.8 | 0 | 0
2237 | 127.2 | 0 | 0 | 0 | 0 | 0 | 0 | 127.2 | 0 | 0
2238 | 104.8 | 0 | 0 | 0 | 0 | 0 | 0 | 104.8 | 0 | 0
2239 | 90.455 | 50.03 | 195.2331 | 94.1435 | -101.0896 | 0 | 0 | 0 | 0 | 0
2240 | 181.636 | 194.46 | 871.1843 | 189.0425 | -682.1418 | 0 | 0 | 0 | 0 | 0
2241 | 1303.888 | 212.59 | 936.238 | 936.238 | 0 | 0 | 0 | 404.331 | 0 | 0
2242 | 1593.999 | 518.73 | 2257.8872 | 1658.9972 | -598.89 | 0 | 0 | 0 | 0 | 0
2243 | 1722.687 | 611.28 | 2610.008 | 1792.9327 | -817.0754 | 0 | 0 | 0 | 0 | 0
2244 | 1824.597 | 610.08 | 2581.2503 | 1898.9982 | -682.2521 | 0 | 0 | 0 | 0 | 0
2245 | 1538.349 | 766.06 | 3196.596 | 1601.0779 | -1595.5181 | 0 | 0 | 0 | 0 | 0
2246 | 1462.819 | 716.29 | 3016.4313 | 1522.4681 | -1493.9633 | 0 | 0 | 0 | 0 | 0
2247 | 1763.062 | 529.02 | 2283.8993 | 1834.954 | -448.9453 | 0 | 0 | 0 | 0 | 0
2248 | 1727.078 | 450.78 | 1994.4468 | 1797.5027 | -196.9441 | 0 | 0 | 0 | 0 | 0
2249 | 1726.744 | 70.39 | 286.887 | 286.887 | 0 | 0 | 0 | 1451.097 | 0 | 0
2250 | 1440.062 | 19.59 | 55.4182 | 55.4182 | 0 | 0 | 0 | 1386.815 | 0 | 0
2251 | 1485.876 | 0 | 0 | 0 | 0 | 0 | 0 | 0 | 0 | 1546.4653
2252 | 1420 | 0 | 0 | 0 | 0 | 0 | 0 | 0 | 0 | 1477.903
2253 | 1555.2 | 0 | 0 | 0 | 0 | 0 | 0 | 0 | 0 | 1618.6161
2254 | 1828.8 | 0 | 0 | 0 | 0 | 0 | 0 | 0 | 0 | 1903.3726
2255 | 1337.6 | 0 | 0 | 0 | 0 | 0 | 0 | 0 | 0 | 1392.143
2256 | 1448.8 | 0 | 0 | 0 | 0 | 0 | 0 | 1448.8 | 0 | 0
2257 | 1088.8 | 0 | 0 | 0 | 0 | 0 | 0 | 1088.8 | 0 | 0
2258 | 1398.4 | 0 | 0 | 0 | 0 | 0 | 0 | 1398.4 | 0 | 0
2259 | 1239.2 | 0 | 0 | 0 | 0 | 0 | 0 | 1239.2 | 0 | 0
2260 | 1181.6 | 0 | 0 | 0 | 0 | 0 | 0 | 1181.6 | 0 | 0
2261 | 1463.2 | 0 | 0 | 0 | 0 | 0 | 0 | 1463.2 | 0 | 0
2262 | 1187.2 | 0 | 0 | 0 | 0 | 0 | 0 | 1187.2 | 0 | 0
2263 | 1184.8 | 83.53 | 326.4147 | 326.4147 | 0 | 0 | 0 | 871.174 | 0 | 0
2264 | 1603.456 | 280.9 | 1274.6144 | 1274.6144 | 0 | 0 | 0 | 378.78 | 0 | 0
2265 | 1609.349 | 445.01 | 1992.4371 | 1674.9731 | -317.464 | 0 | 0 | 0 | 0 | 0
2266 | 1528.207 | 610.18 | 2657.6485 | 1590.5224 | -1067.1261 | 0 | 0 | 0 | 0 | 0
2267 | 1584.409 | 710.29 | 3019.129 | 1649.0161 | -1370.1129 | 0 | 0 | 0 | 0 | 0
2268 | 1411.614 | 748.29 | 3132.1897 | 1469.1751 | -1663.0146 | 0 | 0 | 0 | 0 | 0
2269 | 1807.633 | 779.54 | 3244.5967 | 1881.3425 | -1363.2542 | 0 | 0 | 0 | 0 | 0
2270 | 1580.825 | 752.37 | 3162.0568 | 1645.286 | -1516.7709 | 0 | 0 | 0 | 0 | 0
2271 | 1109.428 | 584.53 | 2521.8802 | 1154.6669 | -1367.2133 | 0 | 0 | 0 | 0 | 0
2272 | 1562.899 | 440.64 | 1956.4834 | 1626.629 | -329.8544 | 0 | 0 | 0 | 0 | 0
2273 | 1288.141 | 243.19 | 1084.0523 | 1084.0523 | 0 | 0 | 0 | 246.561 | 0 | 0
2274 | 1690.754 | 60.78 | 220.2076 | 220.2076 | 0 | 0 | 0 | 1479.174 | 0 | 0
2275 | 1651.22 | 0 | 0 | 0 | 0 | 0 | 0 | 0 | 0 | 1718.5515
2276 | 1392.8 | 0 | 0 | 0 | 0 | 0 | 0 | 0 | 0 | 1449.5939
2277 | 1446.4 | 0 | 0 | 0 | 0 | 0 | 0 | 0 | 0 | 1505.3796
2278 | 1270.4 | 0 | 0 | 0 | 0 | 0 | 0 | 0 | 0 | 1322.2028
2279 | 1509.6 | 0 | 0 | 0 | 0 | 0 | 0 | 0 | 0 | 1571.1566
2280 | 1620 | 0 | 0 | 0 | 0 | 0 | 0 | 1620 | 0 | 0
2281 | 1519.2 | 0 | 0 | 0 | 0 | 0 | 0 | 1519.2 | 0 | 0
2282 | 1356.8 | 0 | 0 | 0 | 0 | 0 | 0 | 1356.8 | 0 | 0
2283 | 1847.2 | 0 | 0 | 0 | 0 | 0 | 0 | 1847.2 | 0 | 0
2284 | 1688 | 0 | 0 | 0 | 0 | 0 | 0 | 1688 | 0 | 0
2285 | 1469.6 | 0 | 0 | 0 | 0 | 0 | 0 | 1469.6 | 0 | 0
2286 | 1407.2 | 0 | 0 | 0 | 0 | 0 | 0 | 1407.2 | 0 | 0
2287 | 1298.407 | 34.3 | 124.6632 | 124.6632 | 0 | 0 | 0 | 497.959 | 0 | 708.4245
2288 | 341.456 | 118.01 | 516.1129 | 355.3795 | -160.7334 | 0 | 0 | 0 | 0 | 0
2289 | 276.424 | 344.97 | 1540.587 | 287.6957 | -1252.8913 | 0 | 0 | 0 | 0 | 0
2290 | 284.243 | 599.75 | 2590.5861 | 295.8325 | -2093.1229 | 0 | 201.6307 | 0 | 0 | 0
2291 | 269.004 | 912.23 | 3809.2254 | 279.9721 | -2093.1229 | 0 | 1436.1304 | 0 | 0 | 0
2292 | 333.853 | 858.81 | 3509.2371 | 347.4665 | -2093.1229 | 0 | 1068.6478 | 0 | 0 | 0
2293 | 211.973 | 746.35 | 3076.8443 | 220.6166 | -2093.1229 | 0 | 763.1048 | 0 | 0 | 0
2294 | 211.252 | 821.02 | 3349.8192 | 219.8651 | -1044.7224 | 0 | 2085.2317 | 0 | 0 | 0
2295 | 343.658 | 607.31 | 2580.8777 | 357.6713 | 0 | 0 | 2223.2064 | 0 | 0 | 0
2296 | 393.167 | 313.99 | 1373.2176 | 409.1991 | 0 | 0 | 964.0185 | 0 | 0 | 0
2297 | 317.159 | 253.68 | 1121.3371 | 330.0917 | 0 | 0 | 791.2454 | 0 | 0 | 0
2298 | 348.83 | 62.6 | 223.1883 | 223.1883 | 0 | 0 | 0 | 0 | 0 | 139.8658
2299 | 281.691 | 0 | 0 | 0 | 0 | 0 | 0 | 0 | 0 | 293.1775
2300 | 266.4 | 0 | 0 | 0 | 0 | 0 | 0 | 0 | 0 | 277.2629
2301 | 309.6 | 0 | 0 | 0 | 0 | 0 | 0 | 0 | 0 | 322.2245
2302 | 292 | 0 | 0 | 0 | 0 | 0 | 0 | 0 | 0 | 303.9068
2303 | 243.2 | 0 | 0 | 0 | 0 | 0 | 0 | 0 | 0 | 253.1169
2304 | 139.2 | 0 | 0 | 0 | 0 | 0 | 0 | 0 | 0 | 144.8761
2305 | 142.4 | 0 | 0 | 0 | 0 | 0 | 0 | 0 | 0 | 148.2066
2306 | 124 | 0 | 0 | 0 | 0 | 0 | 0 | 0 | 0 | 129.0563
2307 | 118.4 | 0 | 0 | 0 | 0 | 0 | 0 | 0 | 0 | 123.228
2308 | 115.2 | 0 | 0 | 0 | 0 | 0 | 0 | 0 | 0 | 119.8975
2309 | 101.6 | 0 | 0 | 0 | 0 | 0 | 0 | 0 | 0 | 105.7429
2310 | 99.2 | 0 | 0 | 0 | 0 | 0 | 0 | 0 | 0 | 103.2451
2311 | 81.795 | 79.16 | 313.6599 | 85.1303 | -228.5296 | 0 | 0 | 0 | 0 | 0
2312 | 89.489 | 265.15 | 1202.0472 | 93.1381 | -1108.9092 | 0 | 0 | 0 | 0 | 0
2313 | 89.121 | 559 | 2526.9478 | 92.7561 | -1404.5106 | 0 | 1029.6811 | 0 | 0 | 0
2314 | 88.082 | 761.4 | 3331.7763 | 91.6737 | 0 | 0 | 3240.1026 | 0 | 0 | 0
2315 | 84.446 | 900.54 | 3844.6399 | 87.8894 | 0 | 0 | 3756.7504 | 0 | 0 | 0
2316 | 92.13 | 590.69 | 2533.334 | 95.8868 | 0 | 0 | 2437.4472 | 0 | 0 | 0
2317 | 88.264 | 194.27 | 827.3749 | 91.8631 | 0 | 0 | 735.5118 | 0 | 0 | 0
2318 | 92.708 | 236.6 | 1019.5148 | 96.4883 | 0 | 0 | 923.0264 | 0 | 0 | 0
2319 | 86.801 | 226.85 | 984.9214 | 90.3405 | 0 | 0 | 894.581 | 0 | 0 | 0
2320 | 98.247 | 46.09 | 173.1186 | 102.2532 | 0 | 0 | 70.8655 | 0 | 0 | 0
2321 | 88.18 | 112.12 | 481.838 | 91.7757 | 0 | 0 | 390.0623 | 0 | 0 | 0
2322 | 94.896 | 28.42 | 93.6137 | 93.6137 | 0 | 0 | 0 | 0 | 0 | 5.1518
2323 | 102.069 | 0 | 0 | 0 | 0 | 0 | 0 | 0 | 0 | 106.231
2324 | 104.8 | 0 | 0 | 0 | 0 | 0 | 0 | 0 | 0 | 109.0734
2325 | 103.2 | 0 | 0 | 0 | 0 | 0 | 0 | 0 | 0 | 107.4082
2326 | 111.2 | 0 | 0 | 0 | 0 | 0 | 0 | 0 | 0 | 115.7344
2327 | 101.6 | 0 | 0 | 0 | 0 | 0 | 0 | 0 | 0 | 105.7429
2328 | 107.2 | 0 | 0 | 0 | 0 | 0 | 0 | 0 | 0 | 111.5713
2329 | 96.8 | 0 | 0 | 0 | 0 | 0 | 0 | 0 | 0 | 100.7472
2330 | 103.2 | 0 | 0 | 0 | 0 | 0 | 0 | 0 | 0 | 107.4082
2331 | 100 | 0 | 0 | 0 | 0 | 0 | 0 | 0 | 0 | 104.0777
2332 | 101.6 | 0 | 0 | 0 | 0 | 0 | 0 | 0 | 0 | 105.7429
2333 | 96 | 0 | 0 | 0 | 0 | 0 | 0 | 0 | 0 | 99.9146
2334 | 101.6 | 0 | 0 | 0 | 0 | 0 | 0 | 0 | 0 | 105.7429
2335 | 90.638 | 79.4 | 316.6761 | 94.3339 | -222.3422 | 0 | 0 | 0 | 0 | 0
2336 | 142.371 | 270.3 | 1225.2233 | 148.1764 | -1077.0468 | 0 | 0 | 0 | 0 | 0
2337 | 876.805 | 489.22 | 2190.5437 | 912.5593 | -130.171 | 0 | 1147.8134 | 0 | 0 | 0
2338 | 1186.13 | 558.68 | 2438.028 | 1234.4966 | 0 | 0 | 1203.5314 | 0 | 0 | 0
2339 | 1409.196 | 607.38 | 2612.3643 | 1466.6585 | 0 | 0 | 1145.7058 | 0 | 0 | 0
2340 | 1645.065 | 985.6 | 4159.0492 | 1712.1455 | 0 | 0 | 2446.9037 | 0 | 0 | 0
2341 | 1551.507 | 508.85 | 2187.437 | 1614.7725 | 0 | 0 | 572.6645 | 0 | 0 | 0
2342 | 1454.836 | 642.64 | 2765.4147 | 1514.1595 | 0 | 0 | 1251.2552 | 0 | 0 | 0
2343 | 1456.702 | 402.07 | 1766.2513 | 1516.1016 | 0 | 0 | 250.1497 | 0 | 0 | 0
2344 | 1631.387 | 192.85 | 845.6634 | 845.6634 | 0 | 0 | 0 | 818.856 | 0 | 0
2345 | 1631.553 | 217.44 | 972.6299 | 972.6299 | 0 | 0 | 0 | 697.03 | 0 | 0
2346 | 1765.931 | 52.23 | 191.5581 | 191.5581 | 0 | 0 | 0 | 1581.878 | 0 | 0
2347 | 1730.86 | 0 | 0 | 0 | 0 | 0 | 0 | 0 | 0 | 1801.4389
2348 | 1846.4 | 0 | 0 | 0 | 0 | 0 | 0 | 0 | 0 | 1921.6903
2349 | 1725.6 | 0 | 0 | 0 | 0 | 0 | 0 | 0 | 0 | 1795.9644
2350 | 1554.4 | 0 | 0 | 0 | 0 | 0 | 0 | 0 | 0 | 1617.7834
2351 | 1998.4 | 0 | 0 | 0 | 0 | 0 | 0 | 0 | 0 | 2079.8883
2352 | 1700.8 | 0 | 0 | 0 | 0 | 0 | 0 | 1700.8 | 0 | 0
2353 | 1940.8 | 0 | 0 | 0 | 0 | 0 | 0 | 1940.8 | 0 | 0
2354 | 1621.6 | 0 | 0 | 0 | 0 | 0 | 0 | 1621.6 | 0 | 0
2355 | 1272.8 | 0 | 0 | 0 | 0 | 0 | 0 | 1272.8 | 0 | 0
2356 | 1277.6 | 0 | 0 | 0 | 0 | 0 | 0 | 1277.6 | 0 | 0
2357 | 1742.4 | 0 | 0 | 0 | 0 | 0 | 0 | 1742.4 | 0 | 0
2358 | 1696 | 0 | 0 | 0 | 0 | 0 | 0 | 1696 | 0 | 0
2359 | 1093.028 | 97.44 | 376.0576 | 376.0576 | 0 | 0 | 0 | 236.506 | 0 | 515.3906
2360 | 1153.367 | 332.82 | 1490.4996 | 1200.3976 | -290.102 | 0 | 0 | 0 | 0 | 0
2361 | 1724.16 | 579.52 | 2538.7065 | 1794.4657 | -744.2408 | 0 | 0 | 0 | 0 | 0
2362 | 2138.256 | 789.18 | 3263.3765 | 2225.4472 | -1037.9292 | 0 | 0 | 0 | 0 | 0
2363 | 1900.048 | 943.98 | 3760.5961 | 1977.5259 | -1783.0703 | 0 | 0 | 0 | 0 | 0
2364 | 2133.191 | 1016.44 | 4010.3118 | 2220.1757 | -1790.1361 | 0 | 0 | 0 | 0 | 0
2365 | 1700.026 | 1008.05 | 4029.1998 | 1769.3476 | -2093.1229 | 0 | 166.7293 | 0 | 0 | 0
2366 | 1540.681 | 917.65 | 3792.6219 | 1603.505 | -2093.1229 | 0 | 95.994 | 0 | 0 | 0
2367 | 1354.534 | 758.21 | 3258.9875 | 1409.7686 | -999.1135 | 0 | 850.1054 | 0 | 0 | 0
2368 | 1652.807 | 544.14 | 2433.5786 | 1720.2032 | 0 | 0 | 713.3755 | 0 | 0 | 0
2369 | 1811.042 | 298.25 | 1308.9975 | 1308.9975 | 0 | 0 | 0 | 553.33 | 0 | 0
2370 | 1517.038 | 71.12 | 236.2657 | 236.2657 | 0 | 0 | 0 | 1290.029 | 0 | 0
2371 | 1866.297 | 0 | 0 | 0 | 0 | 0 | 0 | 0 | 0 | 1942.3986
2372 | 1745.6 | 0 | 0 | 0 | 0 | 0 | 0 | 0 | 0 | 1816.78
2373 | 2057.6 | 0 | 0 | 0 | 0 | 0 | 0 | 46.484 | 0 | 2093.1229
2374 | 1675.2 | 0 | 0 | 0 | 0 | 0 | 0 | 0 | 0 | 1743.5093
2375 | 1663.2 | 0 | 0 | 0 | 0 | 0 | 0 | 0 | 0 | 1731.02
2376 | 1429.6 | 0 | 0 | 0 | 0 | 0 | 0 | 1429.6 | 0 | 0
2377 | 1479.2 | 0 | 0 | 0 | 0 | 0 | 0 | 1479.2 | 0 | 0
2378 | 1613.6 | 0 | 0 | 0 | 0 | 0 | 0 | 1613.6 | 0 | 0
2379 | 1020.8 | 0 | 0 | 0 | 0 | 0 | 0 | 1020.8 | 0 | 0
2380 | 1254.4 | 0 | 0 | 0 | 0 | 0 | 0 | 1254.4 | 0 | 0
2381 | 1267.2 | 0 | 0 | 0 | 0 | 0 | 0 | 1267.2 | 0 | 0
2382 | 1392 | 0 | 0 | 0 | 0 | 0 | 0 | 1392 | 0 | 0
2383 | 1293.522 | 104.26 | 388.2722 | 388.2722 | 0 | 0 | 0 | 531.016 | 0 | 405.3264
2384 | 650.269 | 340.09 | 1539.8313 | 676.7849 | -863.0465 | 0 | 0 | 0 | 0 | 0
2385 | 1468.701 | 582.57 | 2639.6535 | 1528.5899 | -1111.0636 | 0 | 0 | 0 | 0 | 0
2386 | 1476.864 | 785.28 | 3441.9644 | 1537.0858 | -1904.8786 | 0 | 0 | 0 | 0 | 0
2387 | 1368.496 | 906.82 | 3886.5717 | 1424.2978 | -2093.1229 | 0 | 369.151 | 0 | 0 | 0
2388 | 1103.419 | 980.41 | 4158.1801 | 1148.4129 | -2093.1229 | 0 | 916.6444 | 0 | 0 | 0
2389 | 1738.664 | 975.3 | 4145.5878 | 1809.5601 | -2093.1229 | 0 | 242.9048 | 0 | 0 | 0
2390 | 1353.651 | 882.48 | 3808.296 | 1408.8485 | -672.4802 | 0 | 1726.9672 | 0 | 0 | 0
2391 | 1671.773 | 734.34 | 3242.8398 | 1739.9425 | 0 | 0 | 1502.8973 | 0 | 0 | 0
2392 | 1643.7 | 527.6 | 2393.8293 | 1710.7248 | 0 | 0 | 683.1045 | 0 | 0 | 0
2393 | 1554.145 | 290.62 | 1287.1776 | 1287.1776 | 0 | 0 | 0 | 317.398 | 0 | 0
2394 | 1624.376 | 67.8 | 234.0114 | 234.0114 | 0 | 0 | 0 | 1399.533 | 0 | 0
2395 | 1597.412 | 0 | 0 | 0 | 0 | 0 | 0 | 0 | 0 | 1662.5493
2396 | 1305.6 | 0 | 0 | 0 | 0 | 0 | 0 | 0 | 0 | 1358.8382
2397 | 1634.4 | 0 | 0 | 0 | 0 | 0 | 0 | 0 | 0 | 1701.0456
2398 | 1851.2 | 0 | 0 | 0 | 0 | 0 | 0 | 0 | 0 | 1926.686
2399 | 1613.6 | 0 | 0 | 0 | 0 | 0 | 0 | 0 | 0 | 1679.3974
2400 | 1363.2 | 0 | 0 | 0 | 0 | 0 | 0 | 1363.2 | 0 | 0
2401 | 1245.6 | 0 | 0 | 0 | 0 | 0 | 0 | 1245.6 | 0 | 0
2402 | 1235.2 | 0 | 0 | 0 | 0 | 0 | 0 | 1235.2 | 0 | 0
2403 | 1324 | 0 | 0 | 0 | 0 | 0 | 0 | 1324 | 0 | 0
2404 | 1393.6 | 0 | 0 | 0 | 0 | 0 | 0 | 1393.6 | 0 | 0
2405 | 1192 | 0 | 0 | 0 | 0 | 0 | 0 | 1192 | 0 | 0
2406 | 1108 | 0 | 0 | 0 | 0 | 0 | 0 | 1108 | 0 | 0
2407 | 1071.458 | 97.02 | 383.1089 | 0 | -383.1089 | 0 | 0 | 1071.458 | 0 | 0
2408 | 700.377 | 328.02 | 1487.7831 | 0 | -1487.7831 | 0 | 0 | 700.377 | 0 | 0
2409 | 1179.725 | 386.24 | 1720.685 | 249.546 | -1471.139 | 0 | 0 | 939.956 | 0 | 0
2410 | 1627.857 | 368.74 | 1598.0493 | 1598.0493 | 0 | 0 | 0 | 92.418 | 0 | 0
2411 | 1504.309 | 581.29 | 2443.1673 | 1565.6499 | -877.5174 | 0 | 0 | 0 | 0 | 0
2412 | 1607.655 | 621.67 | 2565.7198 | 1673.21 | -892.5098 | 0 | 0 | 0 | 0 | 0
2413 | 1708.11 | 987.25 | 3975.2813 | 1777.7612 | -2093.1229 | 0 | 104.3972 | 0 | 0 | 0
2414 | 1747.615 | 685.98 | 2847.9587 | 1818.8771 | -1029.0816 | 0 | 0 | 0 | 0 | 0
2415 | 1656.806 | 468.88 | 2006.9663 | 1724.3652 | -282.6011 | 0 | 0 | 0 | 0 | 0
2416 | 1940.668 | 274.14 | 1195.3915 | 1195.3915 | 0 | 0 | 0 | 792.111 | 0 | 0
2417 | 1471.768 | 282.34 | 1235.9089 | 1235.9089 | 0 | 0 | 0 | 284.281 | 0 | 0
2418 | 1831.384 | 62.93 | 218.3071 | 218.3071 | 0 | 0 | 0 | 1621.63 | 0 | 0
2419 | 1741.725 | 0 | 0 | 0 | 0 | 0 | 0 | 0 | 0 | 1812.747
2420 | 1332.8 | 0 | 0 | 0 | 0 | 0 | 0 | 0 | 0 | 1387.1473
2421 | 1913.6 | 0 | 0 | 0 | 0 | 0 | 0 | 0 | 0 | 1991.6305
2422 | 1916 | 0 | 0 | 0 | 0 | 0 | 0 | 0 | 0 | 1994.1283
2423 | 1797.6 | 0 | 0 | 0 | 0 | 0 | 0 | 0 | 0 | 1870.9004
2424 | 1308 | 0 | 0 | 0 | 0 | 0 | 0 | 1308 | 0 | 0
2425 | 1379.2 | 0 | 0 | 0 | 0 | 0 | 0 | 1379.2 | 0 | 0
2426 | 1590.4 | 0 | 0 | 0 | 0 | 0 | 0 | 1590.4 | 0 | 0
2427 | 1549.6 | 0 | 0 | 0 | 0 | 0 | 0 | 1549.6 | 0 | 0
2428 | 934.4 | 0 | 0 | 0 | 0 | 0 | 0 | 934.4 | 0 | 0
2429 | 1459.2 | 0 | 0 | 0 | 0 | 0 | 0 | 1459.2 | 0 | 0
2430 | 1591.2 | 0 | 0 | 0 | 0 | 0 | 0 | 1591.2 | 0 | 0
2431 | 966.93 | 95.97 | 374.3903 | 374.3903 | 0 | 0 | 0 | 607.208 | 0 | 0
2432 | 1477.577 | 321.15 | 1438.4815 | 1438.4815 | 0 | 0 | 0 | 95.454 | 0 | 0
2433 | 1354.983 | 553.21 | 2434.659 | 1410.2349 | -1024.4241 | 0 | 0 | 0 | 0 | 0
2434 | 1698.036 | 751.57 | 3169.8887 | 1767.2765 | -1402.6122 | 0 | 0 | 0 | 0 | 0
2435 | 1687.35 | 905.08 | 3688.7305 | 1756.1547 | -1932.5758 | 0 | 0 | 0 | 0 | 0
2436 | 1799.841 | 973.93 | 3907.4685 | 1873.2327 | -2034.2357 | 0 | 0 | 0 | 0 | 0
2437 | 1492.56 | 966.45 | 3908.146 | 1553.4208 | -2093.1229 | 0 | 261.6024 | 0 | 0 | 0
2438 | 1614.825 | 872.66 | 3633.4257 | 1680.6724 | -1952.7533 | 0 | 0 | 0 | 0 | 0
2439 | 1802.673 | 721.65 | 3115.148 | 1876.1802 | -391.1125 | 0 | 847.8553 | 0 | 0 | 0
2440 | 1703.159 | 399.91 | 1767.8583 | 1767.8583 | 0 | 0 | 0 | 4.564 | 0 | 0
2441 | 1953.342 | 159.24 | 695.4689 | 695.4689 | 0 | 0 | 0 | 1285.121 | 0 | 0
2442 | 1610.257 | 35.22 | 122.2403 | 122.2403 | 0 | 0 | 0 | 1492.806 | 0 | 0
2443 | 1843.247 | 0 | 0 | 0 | 0 | 0 | 0 | 0 | 0 | 1918.4087
2444 | 1636 | 0 | 0 | 0 | 0 | 0 | 0 | 0 | 0 | 1702.7108
2445 | 1706.4 | 0 | 0 | 0 | 0 | 0 | 0 | 0 | 0 | 1775.9815
2446 | 2003.2 | 0 | 0 | 0 | 0 | 0 | 0 | 0 | 0 | 2084.8841
2447 | 1822.4 | 0 | 0 | 0 | 0 | 0 | 0 | 0 | 0 | 1896.7116
2448 | 1698.4 | 0 | 0 | 0 | 0 | 0 | 0 | 1698.4 | 0 | 0
2449 | 1377.6 | 0 | 0 | 0 | 0 | 0 | 0 | 1377.6 | 0 | 0
2450 | 1225.6 | 0 | 0 | 0 | 0 | 0 | 0 | 1225.6 | 0 | 0
2451 | 1188 | 0 | 0 | 0 | 0 | 0 | 0 | 1188 | 0 | 0
2452 | 1199.2 | 0 | 0 | 0 | 0 | 0 | 0 | 1199.2 | 0 | 0
2453 | 1212 | 0 | 0 | 0 | 0 | 0 | 0 | 1212 | 0 | 0
2454 | 1070.4 | 0 | 0 | 0 | 0 | 0 | 0 | 1070.4 | 0 | 0
2455 | 974.019 | 58.68 | 235.1032 | 235.1032 | 0 | 0 | 0 | 408.516 | 0 | 353.4592
2456 | 196.406 | 205.62 | 918.2066 | 204.4148 | -713.7918 | 0 | 0 | 0 | 0 | 0
2457 | 173.54 | 542.78 | 2381.6928 | 180.6154 | -2093.1229 | 0 | 107.9546 | 0 | 0 | 0
2458 | 0 | 745.51 | 3129.9052 | 0 | -2093.1229 | 0 | 1036.7823 | 0 | 0 | 0
2459 | 0 | 891.18 | 3636.1484 | -0.0010408 | -2093.1229 | 0 | 1543.0265 | 0 | 0 | 0
2460 | 0 | 721.5 | 2972.9456 | -0.0010408 | -2093.1229 | 0 | 879.8238 | 0 | 0 | 0
2461 | 0 | 795.66 | 3284.5854 | 0 | -1744.5542 | 0 | 1540.0312 | 0 | 0 | 0
2462 | 267.984 | 534.78 | 2276.6441 | 278.9115 | 0 | 0 | 1997.7325 | 0 | 0 | 0
2463 | 256.129 | 721.8 | 3148.6256 | 266.5731 | 0 | 0 | 2882.0525 | 0 | 0 | 0
2464 | 126.647 | 513.79 | 2311.381 | 131.8113 | 0 | 0 | 2179.5698 | 0 | 0 | 0
2465 | 227.812 | 278.45 | 1231.1536 | 237.1014 | 0 | 0 | 994.0522 | 0 | 0 | 0
2466 | 353.747 | 61.88 | 218.1333 | 218.1333 | 0 | 0 | 0 | 0 | 0 | 150.0384
2467 | 216.663 | 0 | 0 | 0 | 0 | 0 | 0 | 0 | 0 | 225.4978
2468 | 193.6 | 0 | 0 | 0 | 0 | 0 | 0 | 0 | 0 | 201.4944
2469 | 127.2 | 0 | 0 | 0 | 0 | 0 | 0 | 0 | 0 | 132.3868
2470 | 117.6 | 0 | 0 | 0 | 0 | 0 | 0 | 0 | 0 | 122.3954
2471 | 128.8 | 0 | 0 | 0 | 0 | 0 | 0 | 0 | 0 | 134.0521
2472 | 140.8 | 0 | 0 | 0 | 0 | 0 | 0 | 0 | 0 | 146.5414
2473 | 108.8 | 0 | 0 | 0 | 0 | 0 | 0 | 0 | 0 | 113.2365
2474 | 100 | 0 | 0 | 0 | 0 | 0 | 0 | 0 | 0 | 104.0777
2475 | 89.6 | 0 | 0 | 0 | 0 | 0 | 0 | 0 | 0 | 93.2536
2476 | 99.2 | 0 | 0 | 0 | 0 | 0 | 0 | 0 | 0 | 103.2451
2477 | 91.2 | 0 | 0 | 0 | 0 | 0 | 0 | 0 | 0 | 94.9188
2478 | 98.4 | 0 | 0 | 0 | 0 | 0 | 0 | 0 | 0 | 102.4124
2479 | 64.271 | 92.42 | 368.7607 | 66.8918 | -301.869 | 0 | 0 | 0 | 0 | 0
2480 | 44.716 | 317.64 | 1434.1228 | 46.5394 | -1387.5834 | 0 | 0 | 0 | 0 | 0
2481 | 503.248 | 463.77 | 2064.5608 | 523.7688 | -228.6732 | 0 | 1312.1188 | 0 | 0 | 0
2482 | 593.572 | 619.03 | 2671.0745 | 617.776 | 0 | 0 | 2053.2986 | 0 | 0 | 0
2483 | 451.248 | 468.83 | 2009.9232 | 469.6484 | 0 | 0 | 1540.2747 | 0 | 0 | 0
2484 | 445.515 | 977.16 | 4099.8186 | 463.6817 | 0 | 0 | 3636.1369 | 0 | 0 | 0
2485 | 1718.709 | 653.08 | 2786.8152 | 1788.7924 | 0 | 0 | 998.0227 | 0 | 0 | 0
2486 | 1825.482 | 674.33 | 2905.8717 | 1899.9193 | 0 | 0 | 1005.9524 | 0 | 0 | 0
2487 | 1311.2 | 499.71 | 2197.8646 | 1364.6665 | 0 | 0 | 833.198 | 0 | 0 | 0
2488 | 1571.2 | 442.18 | 1988.2937 | 1635.2685 | 0 | 0 | 353.0252 | 0 | 0 | 0
2489 | 1255.2 | 273.76 | 1217.3987 | 1217.3987 | 0 | 0 | 0 | 85.498 | 0 | 0
2490 | 1663.487 | 59.72 | 210.0204 | 210.0204 | 0 | 0 | 0 | 1461.695 | 0 | 0
2491 | 1610.935 | 0 | 0 | 0 | 0 | 0 | 0 | 0 | 0 | 1676.6238
2492 | 1180.8 | 0 | 0 | 0 | 0 | 0 | 0 | 0 | 0 | 1228.9492
2493 | 1295.2 | 0 | 0 | 0 | 0 | 0 | 0 | 0 | 0 | 1348.0141
2494 | 1408 | 0 | 0 | 0 | 0 | 0 | 0 | 0 | 0 | 1465.4137
2495 | 1508 | 0 | 0 | 0 | 0 | 0 | 0 | 0 | 0 | 1569.4914
2496 | 1367.2 | 0 | 0 | 0 | 0 | 0 | 0 | 1367.2 | 0 | 0
2497 | 1770.4 | 0 | 0 | 0 | 0 | 0 | 0 | 1770.4 | 0 | 0
2498 | 1622.4 | 0 | 0 | 0 | 0 | 0 | 0 | 1622.4 | 0 | 0
2499 | 1314.4 | 0 | 0 | 0 | 0 | 0 | 0 | 1314.4 | 0 | 0
2500 | 1200.8 | 0 | 0 | 0 | 0 | 0 | 0 | 1200.8 | 0 | 0
2501 | 1348 | 0 | 0 | 0 | 0 | 0 | 0 | 1348 | 0 | 0
2502 | 1156 | 0 | 0 | 0 | 0 | 0 | 0 | 1156 | 0 | 0
2503 | 1375.182 | 102.64 | 403.1667 | 403.1667 | 0 | 0 | 0 | 987.811 | 0 | 0
2504 | 1228.928 | 331.06 | 1496.0282 | 1279.0397 | -216.9884 | 0 | 0 | 0 | 0 | 0
2505 | 1763.437 | 565.97 | 2547.041 | 1835.3443 | -711.6967 | 0 | 0 | 0 | 0 | 0
2506 | 1786.454 | 111.22 | 461.9248 | 461.9248 | 0 | 0 | 0 | 1342.627 | 0 | 0
2507 | 1601.327 | 903.17 | 3827.5566 | 1666.624 | -2093.1229 | 0 | 67.8097 | 0 | 0 | 0
2508 | 1886.909 | 975.44 | 4065.2918 | 1963.8511 | -2093.1229 | 0 | 8.3179 | 0 | 0 | 0
2509 | 1830.371 | 452.51 | 1928.5708 | 1905.0077 | -23.5632 | 0 | 0 | 0 | 0 | 0
2510 | 1393.734 | 892.15 | 3775.4241 | 1450.565 | -2093.1229 | 0 | 231.7362 | 0 | 0 | 0
2511 | 1534.199 | 504.69 | 2190.5677 | 1596.7587 | -593.809 | 0 | 0 | 0 | 0 | 0
2512 | 1641.378 | 404.03 | 1796.3828 | 1708.3081 | -88.0747 | 0 | 0 | 0 | 0 | 0
2513 | 1522.665 | 231.4 | 1028.965 | 1028.965 | 0 | 0 | 0 | 534.014 | 0 | 0
2514 | 1554.326 | 64.93 | 226.7499 | 226.7499 | 0 | 0 | 0 | 750.893 | 0 | 609.4445
2515 | 1267.674 | 0 | 0 | 0 | 0 | 0 | 0 | 0 | 0 | 1319.3657
2516 | 1214.4 | 0 | 0 | 0 | 0 | 0 | 0 | 0 | 0 | 1263.9193
2517 | 1422.4 | 0 | 0 | 0 | 0 | 0 | 0 | 0 | 0 | 1480.4009
2518 | 1226.4 | 0 | 0 | 0 | 0 | 0 | 0 | 0 | 0 | 1276.4087
2519 | 1222.4 | 0 | 0 | 0 | 0 | 0 | 0 | 0 | 0 | 1272.2456
2520 | 1440.8 | 0 | 0 | 0 | 0 | 0 | 0 | 0 | 0 | 1499.5512
2521 | 1159.2 | 0 | 0 | 0 | 0 | 0 | 0 | 1159.2 | 0 | 0
2522 | 1145.6 | 0 | 0 | 0 | 0 | 0 | 0 | 1145.6 | 0 | 0
2523 | 1368.8 | 0 | 0 | 0 | 0 | 0 | 0 | 1368.8 | 0 | 0
2524 | 864.8 | 0 | 0 | 0 | 0 | 0 | 0 | 864.8 | 0 | 0
2525 | 943.2 | 0 | 0 | 0 | 0 | 0 | 0 | 943.2 | 0 | 0
2526 | 1092 | 0 | 0 | 0 | 0 | 0 | 0 | 1092 | 0 | 0
2527 | 1156.517 | 91.39 | 370.5956 | 370.5956 | 0 | 0 | 0 | 0 | 0 | 833.0804
2528 | 715.847 | 332.81 | 1498.0785 | 745.0369 | -753.0416 | 0 | 0 | 0 | 0 | 0
2529 | 1374.694 | 473.93 | 2094.8787 | 1430.7496 | -664.129 | 0 | 0 | 0 | 0 | 0
2530 | 1474.584 | 654.37 | 2793.7946 | 1534.7128 | -1259.0818 | 0 | 0 | 0 | 0 | 0
2531 | 1171.084 | 907.03 | 3775.4001 | 1218.836 | -2093.1229 | 0 | 463.4413 | 0 | 0 | 0
2532 | 1452.682 | 972.61 | 3995.9563 | 1511.9177 | -2093.1229 | 0 | 390.9158 | 0 | 0 | 0
2533 | 1536.423 | 804.98 | 3332.4424 | 1599.0734 | -1733.369 | 0 | 0 | 0 | 0 | 0
2534 | 1489.362 | 723.63 | 3061.14 | 1550.0934 | -1511.0466 | 0 | 0 | 0 | 0 | 0
2535 | 1094.152 | 590.88 | 2572.3454 | 1138.768 | -723.9237 | 0 | 709.6537 | 0 | 0 | 0
2536 | 1400.201 | 416.34 | 1862.1079 | 1457.2967 | 0 | 0 | 404.8112 | 0 | 0 | 0
2537 | 1681.075 | 221.86 | 989.9411 | 989.9411 | 0 | 0 | 0 | 729.919 | 0 | 0
2538 | 1647.588 | 53.62 | 195.1852 | 195.1852 | 0 | 0 | 0 | 1460.05 | 0 | 0
2539 | 1122.777 | 0 | 0 | 0 | 0 | 0 | 0 | 0 | 0 | 1168.5602
2540 | 1656 | 0 | 0 | 0 | 0 | 0 | 0 | 0 | 0 | 1723.5264
2541 | 1400.8 | 0 | 0 | 0 | 0 | 0 | 0 | 0 | 0 | 1457.9201
2542 | 1624.8 | 0 | 0 | 0 | 0 | 0 | 0 | 0 | 0 | 1691.0541
2543 | 1046.4 | 0 | 0 | 0 | 0 | 0 | 0 | 0 | 0 | 1089.0688
2544 | 1645.6 | 0 | 0 | 0 | 0 | 0 | 0 | 1645.6 | 0 | 0
2545 | 1430.4 | 0 | 0 | 0 | 0 | 0 | 0 | 1430.4 | 0 | 0
2546 | 1149.6 | 0 | 0 | 0 | 0 | 0 | 0 | 1149.6 | 0 | 0
2547 | 1410.4 | 0 | 0 | 0 | 0 | 0 | 0 | 1410.4 | 0 | 0
2548 | 1274.4 | 0 | 0 | 0 | 0 | 0 | 0 | 1274.4 | 0 | 0
2549 | 1276.8 | 0 | 0 | 0 | 0 | 0 | 0 | 1276.8 | 0 | 0
2550 | 1566.4 | 0 | 0 | 0 | 0 | 0 | 0 | 1566.4 | 0 | 0
2551 | 1491.966 | 36.26 | 134.4132 | 134.4132 | 0 | 0 | 0 | 42.583 | 0 | 1374.071
2552 | 1493.014 | 124.33 | 542.3706 | 542.3706 | 0 | 0 | 0 | 0 | 0 | 1011.5237
2553 | 1539.824 | 426.25 | 1898.9555 | 1602.6131 | -296.3425 | 0 | 0 | 0 | 0 | 0
2554 | 1782.499 | 755.01 | 3275.9209 | 1855.1836 | -1420.7373 | 0 | 0 | 0 | 0 | 0
2555 | 1835.337 | 904.09 | 3813.6331 | 1910.1762 | -1903.4569 | 0 | 0 | 0 | 0 | 0
2556 | 1632.697 | 974.69 | 4049.2816 | 1699.2731 | -2093.1229 | 0 | 256.8856 | 0 | 0 | 0
2557 | 1766.248 | 966.17 | 4009.4063 | 1838.2699 | -2093.1229 | 0 | 78.0135 | 0 | 0 | 0
2558 | 1904.871 | 878.42 | 3703.7208 | 1982.5455 | -1721.1753 | 0 | 0 | 0 | 0 | 0
2559 | 1996.523 | 725.12 | 3139.9486 | 2077.9348 | -1062.0138 | 0 | 0 | 0 | 0 | 0
2560 | 1909.872 | 447.53 | 1979.9894 | 1979.9894 | 0 | 0 | 0 | 7.457 | 0 | 0
2561 | 1550.773 | 64.95 | 260.3108 | 260.3108 | 0 | 0 | 0 | 1300.661 | 0 | 0
2562 | 1749.963 | 17.63 | 46.7049 | 46.7049 | 0 | 0 | 0 | 1705.088 | 0 | 0
2563 | 2041.861 | 0 | 0 | 0 | 0 | 0 | 0 | 30.745 | 0 | 2093.1229
2564 | 1636 | 0 | 0 | 0 | 0 | 0 | 0 | 0 | 0 | 1702.7108
2565 | 1492.8 | 0 | 0 | 0 | 0 | 0 | 0 | 0 | 0 | 1553.6716
2566 | 1684 | 0 | 0 | 0 | 0 | 0 | 0 | 0 | 0 | 1752.6681
2567 | 1725.6 | 0 | 0 | 0 | 0 | 0 | 0 | 0 | 0 | 1795.9644
2568 | 1603.2 | 0 | 0 | 0 | 0 | 0 | 0 | 1302.533 | 0 | 312.9272
2569 | 792 | 0 | 0 | 0 | 0 | 0 | 0 | 792 | 0 | 0
2570 | 863.2 | 0 | 0 | 0 | 0 | 0 | 0 | 863.2 | 0 | 0
2571 | 843.2 | 0 | 0 | 0 | 0 | 0 | 0 | 843.2 | 0 | 0
2572 | 594.4 | 0 | 0 | 0 | 0 | 0 | 0 | 594.4 | 0 | 0
2573 | 836 | 0 | 0 | 0 | 0 | 0 | 0 | 836 | 0 | 0
2574 | 635.2 | 0 | 0 | 0 | 0 | 0 | 0 | 635.2 | 0 | 0
2575 | 612.699 | 36.26 | 134.5631 | 134.5631 | 0 | 0 | 0 | 0 | 0 | 503.1198
2576 | 532.414 | 123.36 | 536.153 | 536.153 | 0 | 0 | 0 | 0 | 0 | 17.9711
2577 | 903.735 | 497.07 | 2196.2274 | 940.5864 | -1255.641 | 0 | 0 | 0 | 0 | 0
2578 | 888.082 | 491.79 | 2123.5583 | 924.2951 | -1199.2632 | 0 | 0 | 0 | 0 | 0
2579 | 1104.242 | 917.69 | 3852.5904 | 1149.2684 | -2093.1229 | 0 | 610.1991 | 0 | 0 | 0
2580 | 873.013 | 984.98 | 4090.4339 | 908.6106 | -2093.1229 | 0 | 1088.7004 | 0 | 0 | 0
2581 | 777.272 | 977.02 | 4066.4971 | 808.9667 | -2093.1229 | 0 | 1164.4075 | 0 | 0 | 0
2582 | 991.14 | 895.3 | 3791.2189 | 1031.5555 | -2093.1229 | 0 | 666.5405 | 0 | 0 | 0
2583 | 976.907 | 738.94 | 3215.2447 | 1016.7421 | -3.4418 | 0 | 2195.0607 | 0 | 0 | 0
2584 | 874.205 | 525.47 | 2359.1891 | 909.8523 | 0 | 0 | 1449.3368 | 0 | 0 | 0
2585 | 861.226 | 285.86 | 1249.6826 | 896.344 | 0 | 0 | 353.3385 | 0 | 0 | 0
2586 | 364.693 | 66.53 | 226.0609 | 226.0609 | 0 | 0 | 0 | 0 | 0 | 153.5031
2587 | 407.546 | 0 | 0 | 0 | 0 | 0 | 0 | 0 | 0 | 424.1644
2588 | 380.8 | 0 | 0 | 0 | 0 | 0 | 0 | 0 | 0 | 396.3278
2589 | 503.2 | 0 | 0 | 0 | 0 | 0 | 0 | 0 | 0 | 523.7189
2590 | 686.4 | 0 | 0 | 0 | 0 | 0 | 0 | 0 | 0 | 714.3892
2591 | 699.2 | 0 | 0 | 0 | 0 | 0 | 0 | 0 | 0 | 727.7111
2592 | 0 | 0 | 0 | 0 | 0 | 0 | 0 | 0 | 0 | 0
2593 | 0 | 0 | 0 | 0 | 0 | 0 | 0 | 0 | 0 | 0
2594 | 0 | 0 | 0 | 0 | 0 | 0 | 0 | 0 | 0 | 0
2595 | 0 | 0 | 0 | 0 | 0 | 0 | 0 | 0 | 0 | 0
2596 | 0 | 0 | 0 | 0 | 0 | 0 | 0 | 0 | 0 | 0
2597 | 0 | 0 | 0 | 0 | 0 | 0 | 0 | 0 | 0 | 0
2598 | 0 | 0 | 0 | 0 | 0 | 0 | 0 | 0 | 0 | 0
2599 | 1576.944 | 111.5 | 423.183 | 423.183 | 0 | 0 | 0 | 0 | 0 | 1218.0638
2600 | 1498.248 | 343.51 | 1539.567 | 1539.567 | 0 | 0 | 0 | 0 | 0 | 19.7748
2601 | 1510.044 | 579.45 | 2582.5991 | 1571.6188 | -1010.9804 | 0 | 0 | 0 | 0 | 0
2602 | 1902.362 | 776.59 | 3355.0241 | 1979.9342 | -1375.0899 | 0 | 0 | 0 | 0 | 0
2603 | 1884.636 | 928.47 | 3924.48 | 1961.4854 | -1962.9945 | 0 | 0 | 0 | 0 | 0
2604 | 1594.663 | 994.81 | 4173.8605 | 1659.6882 | -300.211 | 0 | 2213.9612 | 0 | 0 | 0
2605 | 1945.081 | 983.44 | 4150.3306 | 2024.3952 | 0 | 0 | 2125.9354 | 0 | 0 | 0
2606 | 1916.271 | 883.7 | 3787.699 | 1994.4104 | 0 | 0 | 1793.2886 | 0 | 0 | 0
2607 | 2098.686 | 729.05 | 3200.4271 | 2184.2637 | 0 | 0 | 1016.1635 | 0 | 0 | 0
2608 | 1693.969 | 457.6 | 2041.2537 | 1763.0436 | 0 | 0 | 278.21 | 0 | 0 | 0
2609 | 2117.631 | 188.13 | 830.0497 | 830.0497 | 0 | 0 | 0 | 1320.102 | 0 | 0
2610 | 2089.833 | 45.69 | 166.1153 | 166.1153 | 0 | 0 | 0 | 777.788 | 0 | 1199.4297
2611 | 1694.447 | 0 | 0 | 0 | 0 | 0 | 0 | 0 | 0 | 1763.5411
2612 | 1517.6 | 0 | 0 | 0 | 0 | 0 | 0 | 0 | 0 | 1579.4829
2613 | 1688.8 | 0 | 0 | 0 | 0 | 0 | 0 | 0 | 0 | 1757.6638
2614 | 1653.6 | 0 | 0 | 0 | 0 | 0 | 0 | 0 | 0 | 1721.0285
2615 | 1461.6 | 0 | 0 | 0 | 0 | 0 | 0 | 0 | 0 | 1521.1994
2616 | 0 | 0 | 0 | 0 | 0 | 0 | 0 | 0 | 0 | 0
2617 | 0 | 0 | 0 | 0 | 0 | 0 | 0 | 0 | 0 | 0
2618 | 0 | 0 | 0 | 0 | 0 | 0 | 0 | 0 | 0 | 0
2619 | 0 | 0 | 0 | 0 | 0 | 0 | 0 | 0 | 0 | 0
2620 | 0 | 0 | 0 | 0 | 0 | 0 | 0 | 0 | 0 | 0
2621 | 0 | 0 | 0 | 0 | 0 | 0 | 0 | 0 | 0 | 0
2622 | 0 | 0 | 0 | 0 | 0 | 0 | 0 | 0 | 0 | 0
2623 | 601.179 | 114.55 | 435.8825 | 435.8825 | 0 | 0 | 0 | 0 | 0 | 189.8106
2624 | 322.859 | 344.71 | 1548.6394 | 336.0242 | -1212.6153 | 0 | 0 | 0 | 0 | 0
2625 | 345.786 | 580.41 | 2596.9358 | 359.885 | -2093.1229 | 0 | 143.928 | 0 | 0 | 0
2626 | 329.02 | 777.06 | 3361.3146 | 342.4364 | -2093.1229 | 0 | 925.7553 | 0 | 0 | 0
2627 | 281.969 | 913.22 | 3854.2754 | 293.4658 | -2093.1229 | 0 | 1467.6868 | 0 | 0 | 0
2628 | 315.114 | 982.14 | 4103.428 | 327.9633 | -2093.1229 | 0 | 1682.3418 | 0 | 0 | 0
2629 | 313.792 | 972.7 | 4086.0689 | 326.5885 | -1245.7307 | 0 | 2513.7497 | 0 | 0 | 0
2630 | 298.368 | 859.73 | 3673.7631 | 310.5345 | 0 | 0 | 3363.2286 | 0 | 0 | 0
2631 | 287.073 | 709.76 | 3116.3293 | 298.7789 | 0 | 0 | 2817.5503 | 0 | 0 | 0
2632 | 258.151 | 508.01 | 2295.4301 | 268.6776 | 0 | 0 | 2026.7525 | 0 | 0 | 0
2633 | 315.607 | 276.11 | 1214.2566 | 328.4764 | 0 | 0 | 885.7802 | 0 | 0 | 0
2634 | 311.492 | 62.49 | 212.8805 | 212.8805 | 0 | 0 | 0 | 0 | 0 | 111.3132
2635 | 272.738 | 0 | 0 | 0 | 0 | 0 | 0 | 0 | 0 | 283.8594
2636 | 274.4 | 0 | 0 | 0 | 0 | 0 | 0 | 0 | 0 | 285.5892
2637 | 260.8 | 0 | 0 | 0 | 0 | 0 | 0 | 0 | 0 | 271.4346
2638 | 225.6 | 0 | 0 | 0 | 0 | 0 | 0 | 0 | 0 | 234.7992
2639 | 268 | 0 | 0 | 0 | 0 | 0 | 0 | 0 | 0 | 278.9282
2640 | 0 | 0 | 0 | 0 | 0 | 0 | 0 | 0 | 0 | 0
2641 | 0 | 0 | 0 | 0 | 0 | 0 | 0 | 0 | 0 | 0
2642 | 0 | 0 | 0 | 0 | 0 | 0 | 0 | 0 | 0 | 0
2643 | 0 | 0 | 0 | 0 | 0 | 0 | 0 | 0 | 0 | 0
2644 | 0 | 0 | 0 | 0 | 0 | 0 | 0 | 0 | 0 | 0
2645 | 0 | 0 | 0 | 0 | 0 | 0 | 0 | 0 | 0 | 0
2646 | 0 | 0 | 0 | 0 | 0 | 0 | 0 | 0 | 0 | 0
2647 | 39.491 | 99.63 | 401.4037 | 41.1013 | -360.3024 | 0 | 0 | 0 | 0 | 0
2648 | 37.99 | 326.79 | 1459.1025 | 39.5391 | -1271.1111 | 0 | 148.4522 | 0 | 0 | 0
2649 | 302.112 | 563.69 | 2469.0837 | 314.4312 | 0 | 0 | 2154.6525 | 0 | 0 | 0
2650 | 565.025 | 763.87 | 3195.2649 | 588.0649 | 0 | 0 | 2607.2 | 0 | 0 | 0
2651 | 324.56 | 469.1 | 1969.6878 | 337.7945 | 0 | 0 | 1631.8933 | 0 | 0 | 0
2652 | 314.692 | 982.14 | 3983.4837 | 327.5241 | 0 | 0 | 3655.9595 | 0 | 0 | 0
2653 | 593.521 | 434.09 | 1826.1178 | 617.7229 | 0 | 0 | 1208.3949 | 0 | 0 | 0
2654 | 606.677 | 866.61 | 3640.4717 | 631.4153 | 0 | 0 | 3009.0564 | 0 | 0 | 0
2655 | 413.157 | 384.17 | 1653.9109 | 430.0042 | 0 | 0 | 1223.9067 | 0 | 0 | 0
2656 | 615.896 | 502.17 | 2241.5782 | 641.0103 | 0 | 0 | 1600.568 | 0 | 0 | 0
2657 | 592.271 | 269.87 | 1180.5209 | 616.4219 | 0 | 0 | 564.0989 | 0 | 0 | 0
2658 | 583.145 | 57.22 | 199.5929 | 199.5929 | 0 | 0 | 0 | 0 | 0 | 407.3309
2659 | 752.979 | 0 | 0 | 0 | 0 | 0 | 0 | 0 | 0 | 783.6831
2660 | 606.4 | 0 | 0 | 0 | 0 | 0 | 0 | 0 | 0 | 631.127
2661 | 505.6 | 0 | 0 | 0 | 0 | 0 | 0 | 0 | 0 | 526.2167
2662 | 594.4 | 0 | 0 | 0 | 0 | 0 | 0 | 0 | 0 | 618.6377
2663 | 668.8 | 0 | 0 | 0 | 0 | 0 | 0 | 0 | 0 | 696.0715
2664 | 0 | 0 | 0 | 0 | 0 | 0 | 0 | 0 | 0 | 0
2665 | 0 | 0 | 0 | 0 | 0 | 0 | 0 | 0 | 0 | 0
2666 | 0 | 0 | 0 | 0 | 0 | 0 | 0 | 0 | 0 | 0
2667 | 0 | 0 | 0 | 0 | 0 | 0 | 0 | 0 | 0 | 0
2668 | 0 | 0 | 0 | 0 | 0 | 0 | 0 | 0 | 0 | 0
2669 | 0 | 0 | 0 | 0 | 0 | 0 | 0 | 0 | 0 | 0
2670 | 0 | 0 | 0 | 0 | 0 | 0 | 0 | 0 | 0 | 0
2671 | 1652.413 | 114.55 | 436.1885 | 436.1885 | 0 | 0 | 0 | 0 | 0 | 1283.6046
2672 | 1082.942 | 348.14 | 1547.7277 | 1127.1009 | -420.6268 | 0 | 0 | 0 | 0 | 0
2673 | 1038.061 | 588.11 | 2597.8538 | 1080.3898 | -1517.464 | 0 | 0 | 0 | 0 | 0
2674 | 1455.5 | 789.28 | 3357.2431 | 1514.8506 | -1842.3924 | 0 | 0 | 0 | 0 | 0
2675 | 1822.657 | 917.6 | 3795.4163 | 1896.9791 | -1724.6265 | 0 | 173.8108 | 0 | 0 | 0
2676 | 1569.698 | 984.07 | 4033.1693 | 1633.7053 | 0 | 0 | 2399.4641 | 0 | 0 | 0
2677 | 1627.187 | 974.24 | 4016.4399 | 1693.5385 | 0 | 0 | 2322.9014 | 0 | 0 | 0
2678 | 1849.064 | 884.51 | 3721.925 | 1924.4629 | 0 | 0 | 1797.4621 | 0 | 0 | 0
2679 | 1544.646 | 729.17 | 3153.6682 | 1607.6317 | 0 | 0 | 1546.0365 | 0 | 0 | 0
2680 | 1277.5 | 520.66 | 2323.7632 | 1329.5924 | 0 | 0 | 994.1708 | 0 | 0 | 0
2681 | 1415.472 | 281.88 | 1221.2423 | 1221.2423 | 0 | 0 | 0 | 242.077 | 0 | 0
2682 | 1528.819 | 45.52 | 163.7943 | 163.7943 | 0 | 0 | 0 | 1371.442 | 0 | 0
2683 | 1597.596 | 0 | 0 | 0 | 0 | 0 | 0 | 0 | 0 | 1662.7408
2684 | 1565.6 | 0 | 0 | 0 | 0 | 0 | 0 | 0 | 0 | 1629.4401
2685 | 1574.4 | 0 | 0 | 0 | 0 | 0 | 0 | 0 | 0 | 1638.599
2686 | 2055.2 | 0 | 0 | 0 | 0 | 0 | 0 | 44.084 | 0 | 2093.1229
2687 | 2027.2 | 0 | 0 | 0 | 0 | 0 | 0 | 16.084 | 0 | 2093.1229
2688 | 0 | 0 | 0 | 0 | 0 | 0 | 0 | 0 | 0 | 0
2689 | 0 | 0 | 0 | 0 | 0 | 0 | 0 | 0 | 0 | 0
2690 | 0 | 0 | 0 | 0 | 0 | 0 | 0 | 0 | 0 | 0
2691 | 0 | 0 | 0 | 0 | 0 | 0 | 0 | 0 | 0 | 0
2692 | 0 | 0 | 0 | 0 | 0 | 0 | 0 | 0 | 0 | 0
2693 | 0 | 0 | 0 | 0 | 0 | 0 | 0 | 0 | 0 | 0
2694 | 0 | 0 | 0 | 0 | 0 | 0 | 0 | 0 | 0 | 0
2695 | 1539.86 | 78.14 | 320.0763 | 320.0763 | 0 | 0 | 0 | 641.293 | 0 | 615.1313
2696 | 753.773 | 350.76 | 1561.262 | 784.5094 | -776.7525 | 0 | 0 | 0 | 0 | 0
2697 | 1086.631 | 586.52 | 2584.1405 | 1130.9403 | -1453.2002 | 0 | 0 | 0 | 0 | 0
2698 | 1522.957 | 786.68 | 3332.4538 | 1585.0583 | -1747.3955 | 0 | 0 | 0 | 0 | 0
2699 | 1186.075 | 930.62 | 3828.1384 | 1234.4393 | -2093.1229 | 0 | 500.5762 | 0 | 0 | 0
2700 | 1273.679 | 998.5 | 4056.873 | 1325.6155 | -2093.1229 | 0 | 638.1346 | 0 | 0 | 0
2701 | 1087.344 | 990.03 | 4052.6631 | 1131.6814 | -2093.1229 | 0 | 827.8588 | 0 | 0 | 0
2702 | 1231.626 | 898.87 | 3762.6163 | 1281.8478 | -574.1206 | 0 | 1906.6479 | 0 | 0 | 0
2703 | 1034.934 | 742.55 | 3210.8131 | 1077.1353 | 0 | 0 | 2133.6778 | 0 | 0 | 0
2704 | 806.512 | 532.68 | 2383.1447 | 839.399 | 0 | 0 | 1543.7457 | 0 | 0 | 0
2705 | 1209.862 | 196.76 | 861.1637 | 861.1637 | 0 | 0 | 0 | 0 | 0 | 398.0326
2706 | 1026.622 | 54.7 | 195.7795 | 195.7795 | 0 | 0 | 0 | 0 | 0 | 872.7049
2707 | 1116.444 | 0 | 0 | 0 | 0 | 0 | 0 | 0 | 0 | 1161.969
2708 | 1189.6 | 0 | 0 | 0 | 0 | 0 | 0 | 0 | 0 | 1238.1081
2709 | 1585.6 | 0 | 0 | 0 | 0 | 0 | 0 | 0 | 0 | 1650.2557
2710 | 1313.6 | 0 | 0 | 0 | 0 | 0 | 0 | 0 | 0 | 1367.1644
2711 | 1244.8 | 0 | 0 | 0 | 0 | 0 | 0 | 0 | 0 | 1295.559
2712 | 0 | 0 | 0 | 0 | 0 | 0 | 0 | 0 | 0 | 0
2713 | 0 | 0 | 0 | 0 | 0 | 0 | 0 | 0 | 0 | 0
2714 | 0 | 0 | 0 | 0 | 0 | 0 | 0 | 0 | 0 | 0
2715 | 0 | 0 | 0 | 0 | 0 | 0 | 0 | 0 | 0 | 0
2716 | 0 | 0 | 0 | 0 | 0 | 0 | 0 | 0 | 0 | 0
2717 | 0 | 0 | 0 | 0 | 0 | 0 | 0 | 0 | 0 | 0
2718 | 0 | 0 | 0 | 0 | 0 | 0 | 0 | 0 | 0 | 0
2719 | 726.714 | 123.18 | 452.1384 | 452.1384 | 0 | 0 | 0 | 0 | 0 | 304.2086
2720 | 674.256 | 29.4 | 101.4809 | 101.4809 | 0 | 0 | 0 | 0 | 0 | 600.2691
2721 | 632.529 | 593.95 | 2668.9815 | 658.3215 | -2010.66 | 0 | 0 | 0 | 0 | 0
2722 | 561.581 | 791.32 | 3449.2977 | 584.4794 | -2093.1229 | 0 | 771.6954 | 0 | 0 | 0
2723 | 451.698 | 913.68 | 3898.8227 | 470.1168 | -2093.1229 | 0 | 1335.5831 | 0 | 0 | 0
2724 | 423.123 | 980.08 | 4139.7532 | 440.3756 | -2093.1229 | 0 | 1606.2548 | 0 | 0 | 0
2725 | 1088.675 | 971.88 | 4106.6305 | 1133.0677 | -1601.6556 | 0 | 1371.9072 | 0 | 0 | 0
2726 | 1337.162 | 889.65 | 3817.6265 | 1391.6872 | 0 | 0 | 2425.9393 | 0 | 0 | 0
2727 | 1171.09 | 735.59 | 3232.8859 | 1218.8433 | 0 | 0 | 2014.0426 | 0 | 0 | 0
2728 | 1325.832 | 526.33 | 2380.9497 | 1379.8952 | 0 | 0 | 1001.0545 | 0 | 0 | 0
2729 | 1450.922 | 288.5 | 1256.3976 | 1256.3976 | 0 | 0 | 0 | 243.749 | 0 | 0
2730 | 1693.945 | 67.16 | 214.3501 | 214.3501 | 0 | 0 | 0 | 803.035 | 0 | 712.8894
2731 | 1224.801 | 0 | 0 | 0 | 0 | 0 | 0 | 0 | 0 | 1274.7445
2732 | 1521.6 | 0 | 0 | 0 | 0 | 0 | 0 | 0 | 0 | 1583.646
2733 | 1564 | 0 | 0 | 0 | 0 | 0 | 0 | 0 | 0 | 1627.7749
2734 | 1750.4 | 0 | 0 | 0 | 0 | 0 | 0 | 0 | 0 | 1821.7757
2735 | 1775.2 | 0 | 0 | 0 | 0 | 0 | 0 | 0 | 0 | 1847.587
2736 | 0 | 0 | 0 | 0 | 0 | 0 | 0 | 0 | 0 | 0
2737 | 0 | 0 | 0 | 0 | 0 | 0 | 0 | 0 | 0 | 0
2738 | 0 | 0 | 0 | 0 | 0 | 0 | 0 | 0 | 0 | 0
2739 | 0 | 0 | 0 | 0 | 0 | 0 | 0 | 0 | 0 | 0
2740 | 0 | 0 | 0 | 0 | 0 | 0 | 0 | 0 | 0 | 0
2741 | 0 | 0 | 0 | 0 | 0 | 0 | 0 | 0 | 0 | 0
2742 | 0 | 0 | 0 | 0 | 0 | 0 | 0 | 0 | 0 | 0
2743 | 1263.257 | 114.17 | 451.0289 | 451.0289 | 0 | 0 | 0 | 0 | 0 | 863.7396
2744 | 953.993 | 341.64 | 1530.9504 | 992.8938 | -538.0566 | 0 | 0 | 0 | 0 | 0
2745 | 1386.66 | 572.9 | 2543.365 | 1443.2035 | -1100.1614 | 0 | 0 | 0 | 0 | 0
2746 | 1396.16 | 771.71 | 3294.605 | 1453.0909 | -1841.514 | 0 | 0 | 0 | 0 | 0
2747 | 1632.597 | 923.27 | 3841.7913 | 1699.168 | -2093.1229 | 0 | 49.5004 | 0 | 0 | 0
2748 | 1604.417 | 991.5 | 4095.5129 | 1669.84 | -2093.1229 | 0 | 332.55 | 0 | 0 | 0
2749 | 1737.845 | 979.89 | 4080.5465 | 1808.7087 | -2093.1229 | 0 | 178.7149 | 0 | 0 | 0
2750 | 1592.395 | 881.65 | 3741.4313 | 1657.3278 | -1071.7357 | 0 | 1012.3677 | 0 | 0 | 0
2751 | 1657.388 | 728.22 | 3176.2801 | 1724.971 | 0 | 0 | 1451.3091 | 0 | 0 | 0
2752 | 1478.101 | 519.37 | 2332.386 | 1538.3732 | 0 | 0 | 794.0128 | 0 | 0 | 0
2753 | 1658.613 | 225.3 | 991.6011 | 991.6011 | 0 | 0 | 0 | 705.862 | 0 | 0
2754 | 1608.759 | 54.45 | 195.2757 | 195.2757 | 0 | 0 | 0 | 290.528 | 0 | 1176.7095
2755 | 1122.711 | 0 | 0 | 0 | 0 | 0 | 0 | 0 | 0 | 1168.4916
2756 | 1280.8 | 0 | 0 | 0 | 0 | 0 | 0 | 0 | 0 | 1333.0269
2757 | 1492 | 0 | 0 | 0 | 0 | 0 | 0 | 0 | 0 | 1552.839
2758 | 1771.2 | 0 | 0 | 0 | 0 | 0 | 0 | 0 | 0 | 1843.4239
2759 | 1771.2 | 0 | 0 | 0 | 0 | 0 | 0 | 0 | 0 | 1843.4239
2760 | 0 | 0 | 0 | 0 | 0 | 0 | 0 | 0 | 0 | 0
2761 | 0 | 0 | 0 | 0 | 0 | 0 | 0 | 0 | 0 | 0
2762 | 0 | 0 | 0 | 0 | 0 | 0 | 0 | 0 | 0 | 0
2763 | 0 | 0 | 0 | 0 | 0 | 0 | 0 | 0 | 0 | 0
2764 | 0 | 0 | 0 | 0 | 0 | 0 | 0 | 0 | 0 | 0
2765 | 0 | 0 | 0 | 0 | 0 | 0 | 0 | 0 | 0 | 0
2766 | 0 | 0 | 0 | 0 | 0 | 0 | 0 | 0 | 0 | 0
2767 | 1162.556 | 96.1 | 395.72 | 395.72 | 0 | 0 | 0 | 0 | 0 | 814.2413
2768 | 970.887 | 317.45 | 1419.5394 | 1010.4767 | -409.0627 | 0 | 0 | 0 | 0 | 0
2769 | 1196.422 | 541.59 | 2385.7591 | 1245.2083 | -1140.5509 | 0 | 0 | 0 | 0 | 0
2770 | 1332.16 | 736.83 | 3141.922 | 1386.4812 | -1755.4407 | 0 | 0 | 0 | 0 | 0
2771 | 1301.099 | 896.59 | 3720.6907 | 1354.1536 | -2093.1229 | 0 | 273.4141 | 0 | 0 | 0
2772 | 1262.025 | 964.82 | 3958.7257 | 1313.4863 | -2093.1229 | 0 | 552.1165 | 0 | 0 | 0
2773 | 1431.18 | 956.75 | 3949.7073 | 1489.5389 | -2093.1229 | 0 | 367.0455 | 0 | 0 | 0
2774 | 1472.893 | 727.5 | 3056.9477 | 1532.9518 | -1246.4156 | 0 | 277.5804 | 0 | 0 | 0
2775 | 1483.656 | 542.76 | 2341.9736 | 1544.1547 | 0 | 0 | 797.8189 | 0 | 0 | 0
2776 | 1473.083 | 335.35 | 1476.4678 | 1476.4678 | 0 | 0 | 0 | 0 | 0 | 56.6828
2777 | 1294.28 | 101.42 | 426.5103 | 426.5103 | 0 | 0 | 0 | 0 | 0 | 920.5463
2778 | 1058.51 | 26.46 | 83.9896 | 83.9896 | 0 | 0 | 0 | 0 | 0 | 1017.683
2779 | 1464.006 | 0 | 0 | 0 | 0 | 0 | 0 | 0 | 0 | 1523.7035
2780 | 1241.6 | 0 | 0 | 0 | 0 | 0 | 0 | 0 | 0 | 1292.2285
2781 | 1408.8 | 0 | 0 | 0 | 0 | 0 | 0 | 0 | 0 | 1466.2463
2782 | 1203.2 | 0 | 0 | 0 | 0 | 0 | 0 | 0 | 0 | 1252.2626
2783 | 1300 | 0 | 0 | 0 | 0 | 0 | 0 | 0 | 0 | 1353.0098
2784 | 0 | 0 | 0 | 0 | 0 | 0 | 0 | 0 | 0 | 0
2785 | 0 | 0 | 0 | 0 | 0 | 0 | 0 | 0 | 0 | 0
2786 | 0 | 0 | 0 | 0 | 0 | 0 | 0 | 0 | 0 | 0
2787 | 0 | 0 | 0 | 0 | 0 | 0 | 0 | 0 | 0 | 0
2788 | 0 | 0 | 0 | 0 | 0 | 0 | 0 | 0 | 0 | 0
2789 | 0 | 0 | 0 | 0 | 0 | 0 | 0 | 0 | 0 | 0
2790 | 0 | 0 | 0 | 0 | 0 | 0 | 0 | 0 | 0 | 0
2791 | 1083.813 | 123.83 | 463.64 | 463.64 | 0 | 0 | 0 | 0 | 0 | 664.3674
2792 | 1008.77 | 354.17 | 1588.9529 | 1049.9044 | -539.0485 | 0 | 0 | 0 | 0 | 0
2793 | 934.389 | 585.77 | 2620.8612 | 972.4904 | -1648.3708 | 0 | 0 | 0 | 0 | 0
2794 | 1123.825 | 777.96 | 3364.2163 | 1169.6499 | -2093.1229 | 0 | 101.4435 | 0 | 0 | 0
2795 | 930.985 | 916.76 | 3873.0198 | 968.9465 | -2093.1229 | 0 | 810.9504 | 0 | 0 | 0
2796 | 972.383 | 981.56 | 4104.6447 | 1012.0326 | -2093.1229 | 0 | 999.4892 | 0 | 0 | 0
2797 | 958.182 | 970.67 | 4076.5166 | 997.2536 | -2093.1229 | 0 | 986.1402 | 0 | 0 | 0
2798 | 1202.344 | 877.37 | 3744.6691 | 1251.3707 | -64.5677 | 0 | 2428.7307 | 0 | 0 | 0
2799 | 871.996 | 724.54 | 3168.1558 | 907.5532 | 0 | 0 | 2260.6026 | 0 | 0 | 0
2800 | 905.877 | 517.97 | 2329.5978 | 942.8158 | 0 | 0 | 1386.782 | 0 | 0 | 0
2801 | 1065.211 | 282.14 | 1220.5106 | 1108.6469 | 0 | 0 | 111.8637 | 0 | 0 | 0
2802 | 1003.197 | 66.28 | 214.3261 | 214.3261 | 0 | 0 | 0 | 0 | 0 | 829.778
2803 | 1253.158 | 0 | 0 | 0 | 0 | 0 | 0 | 0 | 0 | 1304.2578
2804 | 1226.4 | 0 | 0 | 0 | 0 | 0 | 0 | 0 | 0 | 1276.4087
2805 | 1049.6 | 0 | 0 | 0 | 0 | 0 | 0 | 0 | 0 | 1092.3993
2806 | 1300 | 0 | 0 | 0 | 0 | 0 | 0 | 0 | 0 | 1353.0098
2807 | 1016.8 | 0 | 0 | 0 | 0 | 0 | 0 | 0 | 0 | 1058.2618
2808 | 0 | 0 | 0 | 0 | 0 | 0 | 0 | 0 | 0 | 0
2809 | 0 | 0 | 0 | 0 | 0 | 0 | 0 | 0 | 0 | 0
2810 | 0 | 0 | 0 | 0 | 0 | 0 | 0 | 0 | 0 | 0
2811 | 0 | 0 | 0 | 0 | 0 | 0 | 0 | 0 | 0 | 0
2812 | 0 | 0 | 0 | 0 | 0 | 0 | 0 | 0 | 0 | 0
2813 | 0 | 0 | 0 | 0 | 0 | 0 | 0 | 0 | 0 | 0
2814 | 0 | 0 | 0 | 0 | 0 | 0 | 0 | 0 | 0 | 0
2815 | 976.828 | 76.03 | 313.0969 | 313.0969 | 0 | 0 | 0 | 0 | 0 | 703.563
2816 | 949.208 | 321.53 | 1454.5334 | 987.9137 | -466.6198 | 0 | 0 | 0 | 0 | 0
2817 | 1320.769 | 541.02 | 2431.7021 | 1374.6257 | -1057.0764 | 0 | 0 | 0 | 0 | 0
2818 | 1344.335 | 733.31 | 3207.4909 | 1399.1527 | -1808.3382 | 0 | 0 | 0 | 0 | 0
2819 | 1328.345 | 872.21 | 3729.3614 | 1382.5106 | -2093.1229 | 0 | 253.7279 | 0 | 0 | 0
2820 | 1413.067 | 811.5 | 3429.4803 | 1470.6873 | -1958.7929 | 0 | 0 | 0 | 0 | 0
2821 | 1334.168 | 655.27 | 2793.1056 | 1388.5711 | -1093.7024 | 0 | 310.8322 | 0 | 0 | 0
2822 | 1503.829 | 644.3 | 2762.7514 | 1565.1503 | 0 | 0 | 1197.601 | 0 | 0 | 0
2823 | 1371.782 | 308.43 | 1343.7219 | 1343.7219 | 0 | 0 | 0 | 80.706 | 0 | 0
2824 | 1502.032 | 176.62 | 766.836 | 766.836 | 0 | 0 | 0 | 765.24 | 0 | 0
2825 | 1377.423 | 158.02 | 691.7991 | 691.7991 | 0 | 0 | 0 | 256.999 | 0 | 474.3122
2826 | 1514.373 | 38.94 | 138.8198 | 138.8198 | 0 | 0 | 0 | 0 | 0 | 1437.3044
2827 | 1132.464 | 0 | 0 | 0 | 0 | 0 | 0 | 0 | 0 | 1178.6423
2828 | 1019.2 | 0 | 0 | 0 | 0 | 0 | 0 | 0 | 0 | 1060.7597
2829 | 1064.8 | 0 | 0 | 0 | 0 | 0 | 0 | 0 | 0 | 1108.2191
2830 | 1386.4 | 0 | 0 | 0 | 0 | 0 | 0 | 0 | 0 | 1442.9329
2831 | 1148 | 0 | 0 | 0 | 0 | 0 | 0 | 0 | 0 | 1194.8118
2832 | 0 | 0 | 0 | 0 | 0 | 0 | 0 | 0 | 0 | 0
2833 | 0 | 0 | 0 | 0 | 0 | 0 | 0 | 0 | 0 | 0
2834 | 0 | 0 | 0 | 0 | 0 | 0 | 0 | 0 | 0 | 0
2835 | 0 | 0 | 0 | 0 | 0 | 0 | 0 | 0 | 0 | 0
2836 | 0 | 0 | 0 | 0 | 0 | 0 | 0 | 0 | 0 | 0
2837 | 0 | 0 | 0 | 0 | 0 | 0 | 0 | 0 | 0 | 0
2838 | 0 | 0 | 0 | 0 | 0 | 0 | 0 | 0 | 0 | 0
2839 | 989.561 | 98.34 | 411.6699 | 411.6699 | 0 | 0 | 0 | 0 | 0 | 618.2422
2840 | 970.741 | 283.07 | 1289.1738 | 1010.3247 | -278.8491 | 0 | 0 | 0 | 0 | 0
2841 | 1081.276 | 588.58 | 2663.6507 | 1125.367 | -1538.2837 | 0 | 0 | 0 | 0 | 0
2842 | 1571.813 | 374.37 | 1639.3692 | 1635.9065 | -3.4627 | 0 | 0 | 0 | 0 | 0
2843 | 1519.172 | 703.24 | 2997.3206 | 1581.119 | -1416.2016 | 0 | 0 | 0 | 0 | 0
2844 | 1461.244 | 855.84 | 3574.3085 | 1520.8288 | -2053.4797 | 0 | 0 | 0 | 0 | 0
2845 | 1711.452 | 961.54 | 4070.8683 | 1781.2395 | -2093.1229 | 0 | 196.5059 | 0 | 0 | 0
2846 | 1173.122 | 877.33 | 3772.6546 | 1220.9582 | -2093.1229 | 0 | 458.5735 | 0 | 0 | 0
2847 | 1493.09 | 53.01 | 201.5475 | 201.5475 | 0 | 0 | 0 | 1299.439 | 0 | 0
2848 | 1648.072 | 166.78 | 728.9642 | 728.9642 | 0 | 0 | 0 | 947.668 | 0 | 0
2849 | 1134.203 | 26.45 | 89.5183 | 89.5183 | 0 | 0 | 0 | 555.632 | 0 | 512.644
2850 | 1182.912 | 8.81 | 10.8595 | 10.8595 | 0 | 0 | 0 | 0 | 0 | 1220.2879
2851 | 1420.356 | 0 | 0 | 0 | 0 | 0 | 0 | 0 | 0 | 1478.2736
2852 | 1311.2 | 0 | 0 | 0 | 0 | 0 | 0 | 0 | 0 | 1364.6665
2853 | 1405.6 | 0 | 0 | 0 | 0 | 0 | 0 | 0 | 0 | 1462.9159
2854 | 1212 | 0 | 0 | 0 | 0 | 0 | 0 | 0 | 0 | 1261.4215
2855 | 1395.2 | 0 | 0 | 0 | 0 | 0 | 0 | 0 | 0 | 1452.0918
2856 | 0 | 0 | 0 | 0 | 0 | 0 | 0 | 0 | 0 | 0
2857 | 0 | 0 | 0 | 0 | 0 | 0 | 0 | 0 | 0 | 0
2858 | 0 | 0 | 0 | 0 | 0 | 0 | 0 | 0 | 0 | 0
2859 | 0 | 0 | 0 | 0 | 0 | 0 | 0 | 0 | 0 | 0
2860 | 0 | 0 | 0 | 0 | 0 | 0 | 0 | 0 | 0 | 0
2861 | 0 | 0 | 0 | 0 | 0 | 0 | 0 | 0 | 0 | 0
2862 | 0 | 0 | 0 | 0 | 0 | 0 | 0 | 0 | 0 | 0
2863 | 1384.773 | 125.89 | 461.3847 | 461.3847 | 0 | 0 | 0 | 0 | 0 | 979.8549
2864 | 330.448 | 103.18 | 442.7787 | 343.9226 | -98.8561 | 0 | 0 | 0 | 0 | 0
2865 | 66.072 | 463.43 | 2050.7757 | 68.7662 | -1982.0095 | 0 | 0 | 0 | 0 | 0
2866 | 69.845 | 504.21 | 2179.6364 | 72.6931 | -2093.1229 | 0 | 13.8205 | 0 | 0 | 0
2867 | 66.865 | 416.15 | 1786.3924 | 69.5915 | -1716.8009 | 0 | 0 | 0 | 0 | 0
2868 | 69.874 | 187.15 | 789.4302 | 72.7232 | -716.707 | 0 | 0 | 0 | 0 | 0
2869 | 62.387 | 84.7 | 335.5704 | 64.9309 | -270.6394 | 0 | 0 | 0 | 0 | 0
2870 | 65.31 | 151.41 | 633.5989 | 67.9731 | -565.6258 | 0 | 0 | 0 | 0 | 0
2871 | 60.338 | 248.74 | 1071.8377 | 62.7984 | -1009.0393 | 0 | 0 | 0 | 0 | 0
2872 | 69.75 | 256.24 | 1121.9314 | 72.5942 | -1049.3372 | 0 | 0 | 0 | 0 | 0
2873 | 62.252 | 140.12 | 607.3349 | 64.7904 | -542.5445 | 0 | 0 | 0 | 0 | 0
2874 | 69.556 | 35.17 | 122.7679 | 72.3923 | -50.3757 | 0 | 0 | 0 | 0 | 0
2875 | 70.538 | 0 | 0 | 0 | 0 | 0 | 0 | 0 | 0 | 73.4143
2876 | 76.8 | 0 | 0 | 0 | 0 | 0 | 0 | 0 | 0 | 79.9317
2877 | 72.8 | 0 | 0 | 0 | 0 | 0 | 0 | 0 | 0 | 75.7686
2878 | 78.4 | 0 | 0 | 0 | 0 | 0 | 0 | 0 | 0 | 81.5969
2879 | 72 | 0 | 0 | 0 | 0 | 0 | 0 | 0 | 0 | 74.9359
2880 | 0 | 0 | 0 | 0 | 0 | 0 | 0 | 0 | 0 | 0
2881 | 0 | 0 | 0 | 0 | 0 | 0 | 0 | 0 | 0 | 0
2882 | 0 | 0 | 0 | 0 | 0 | 0 | 0 | 0 | 0 | 0
2883 | 0 | 0 | 0 | 0 | 0 | 0 | 0 | 0 | 0 | 0
2884 | 0 | 0 | 0 | 0 | 0 | 0 | 0 | 0 | 0 | 0
2885 | 0 | 0 | 0 | 0 | 0 | 0 | 0 | 0 | 0 | 0
2886 | 0 | 0 | 0 | 0 | 0 | 0 | 0 | 0 | 0 | 0
2887 | 59.935 | 90.56 | 377.215 | 62.379 | -314.836 | 0 | 0 | 0 | 0 | 0
2888 | 60.615 | 363.45 | 1622.0767 | 63.0867 | -850.1252 | 0 | 708.8647 | 0 | 0 | 0
2889 | 57.444 | 594.9 | 2628.3569 | 59.7864 | 0 | 0 | 2568.5705 | 0 | 0 | 0
2890 | 63.569 | 786.27 | 3321.0313 | 66.1611 | 0 | 0 | 3254.8702 | 0 | 0 | 0
2891 | 57.64 | 922.68 | 3768.6965 | 59.9904 | 0 | 0 | 3708.7061 | 0 | 0 | 0
2892 | 64.133 | 983.94 | 3989.8938 | 66.7481 | 0 | 0 | 3923.1457 | 0 | 0 | 0
2893 | 56.963 | 234.04 | 987.0925 | 59.2858 | 0 | 0 | 927.8067 | 0 | 0 | 0
2894 | 68.404 | 359.06 | 1530.3572 | 71.1933 | 0 | 0 | 1459.1639 | 0 | 0 | 0
2895 | 60.106 | 171.8 | 726.5829 | 62.5569 | 0 | 0 | 664.026 | 0 | 0 | 0
2896 | 68.887 | 62.78 | 245.5546 | 71.696 | 0 | 0 | 173.8586 | 0 | 0 | 0
2897 | 59.771 | 32.34 | 113.5342 | 62.2083 | 0 | 0 | 51.3259 | 0 | 0 | 0
2898 | 69.059 | 10.77 | 18.2708 | 18.2708 | 0 | 0 | 0 | 0 | 0 | 53.6042
2899 | 74.479 | 0 | 0 | 0 | 0 | 0 | 0 | 0 | 0 | 77.516
2900 | 85.6 | 0 | 0 | 0 | 0 | 0 | 0 | 0 | 0 | 89.0905
2901 | 76 | 0 | 0 | 0 | 0 | 0 | 0 | 0 | 0 | 79.099
2902 | 78.4 | 0 | 0 | 0 | 0 | 0 | 0 | 0 | 0 | 81.5969
2903 | 72.8 | 0 | 0 | 0 | 0 | 0 | 0 | 0 | 0 | 75.7686
2904 | 0 | 0 | 0 | 0 | 0 | 0 | 0 | 0 | 0 | 0
2905 | 0 | 0 | 0 | 0 | 0 | 0 | 0 | 0 | 0 | 0
2906 | 0 | 0 | 0 | 0 | 0 | 0 | 0 | 0 | 0 | 0
2907 | 0 | 0 | 0 | 0 | 0 | 0 | 0 | 0 | 0 | 0
2908 | 0 | 0 | 0 | 0 | 0 | 0 | 0 | 0 | 0 | 0
2909 | 0 | 0 | 0 | 0 | 0 | 0 | 0 | 0 | 0 | 0
2910 | 0 | 0 | 0 | 0 | 0 | 0 | 0 | 0 | 0 | 0
2911 | 59.139 | 126.72 | 467.5076 | 61.5505 | -405.9571 | 0 | 0 | 0 | 0 | 0
2912 | 159.508 | 356.06 | 1596.8503 | 166.0133 | -102.273 | 0 | 1328.5641 | 0 | 0 | 0
2913 | 1257.452 | 584.33 | 2606.92 | 1308.7269 | 0 | 0 | 1298.1932 | 0 | 0 | 0
2914 | 1452.636 | 775.12 | 3332.0823 | 1511.8698 | 0 | 0 | 1820.2125 | 0 | 0 | 0
2915 | 1793.298 | 903.67 | 3766.8793 | 1866.4229 | 0 | 0 | 1900.4563 | 0 | 0 | 0
2916 | 1328.98 | 964.37 | 3970.5135 | 1383.1715 | 0 | 0 | 2587.342 | 0 | 0 | 0
2917 | 1338.234 | 951.21 | 3928.1737 | 1392.8029 | 0 | 0 | 2535.3708 | 0 | 0 | 0
2918 | 1057.156 | 651.13 | 2759.7237 | 1100.2634 | 0 | 0 | 1659.4603 | 0 | 0 | 0
2919 | 1280.998 | 292.48 | 1271.4306 | 1271.4306 | 0 | 0 | 0 | 0 | 0 | 61.8024
2920 | 1089.986 | 453.37 | 2015.6495 | 1134.4332 | -68.7787 | 0 | 812.4377 | 0 | 0 | 0
2921 | 1851.164 | 219.29 | 970.5722 | 970.5722 | 0 | 0 | 0 | 918.618 | 0 | 0
2922 | 1796.006 | 55.03 | 200.5639 | 200.5639 | 0 | 0 | 0 | 1603.3 | 0 | 0
2923 | 1783.629 | 0 | 0 | 0 | 0 | 0 | 0 | 0 | 0 | 1856.3597
2924 | 1345.6 | 0 | 0 | 0 | 0 | 0 | 0 | 0 | 0 | 1400.4693
2925 | 1422.4 | 0 | 0 | 0 | 0 | 0 | 0 | 0 | 0 | 1480.4009
2926 | 1416.8 | 0 | 0 | 0 | 0 | 0 | 0 | 0 | 0 | 1474.5726
2927 | 1570.4 | 0 | 0 | 0 | 0 | 0 | 0 | 0 | 0 | 1634.4359
2928 | 0 | 0 | 0 | 0 | 0 | 0 | 0 | 0 | 0 | 0
2929 | 0 | 0 | 0 | 0 | 0 | 0 | 0 | 0 | 0 | 0
2930 | 0 | 0 | 0 | 0 | 0 | 0 | 0 | 0 | 0 | 0
2931 | 0 | 0 | 0 | 0 | 0 | 0 | 0 | 0 | 0 | 0
2932 | 0 | 0 | 0 | 0 | 0 | 0 | 0 | 0 | 0 | 0
2933 | 0 | 0 | 0 | 0 | 0 | 0 | 0 | 0 | 0 | 0
2934 | 0 | 0 | 0 | 0 | 0 | 0 | 0 | 0 | 0 | 0
2935 | 1555.098 | 127.12 | 468.5983 | 468.5983 | 0 | 0 | 0 | 1104.859 | 0 | 0
2936 | 1292.903 | 358.07 | 1611.085 | 1345.6234 | -265.4616 | 0 | 0 | 0 | 0 | 0
2937 | 1616.041 | 585.45 | 2624.6216 | 1681.938 | -942.6836 | 0 | 0 | 0 | 0 | 0
2938 | 1859.685 | 775.99 | 3353.0456 | 1935.517 | -1417.5286 | 0 | 0 | 0 | 0 | 0
2939 | 1608.786 | 732.37 | 3096.3495 | 1674.3871 | -1421.9623 | 0 | 0 | 0 | 0 | 0
2940 | 1823.532 | 968.12 | 4042.9797 | 1897.8898 | -2093.1229 | 0 | 51.967 | 0 | 0 | 0
2941 | 1798.158 | 498.71 | 2143.9575 | 1871.4811 | -272.4764 | 0 | 0 | 0 | 0 | 0
2942 | 1525.044 | 281.78 | 1221.3682 | 1221.3682 | 0 | 0 | 0 | 351.528 | 0 | 0
2943 | 1520.027 | 443.07 | 1939.5146 | 1582.0088 | -357.5058 | 0 | 0 | 0 | 0 | 0
2944 | 1553.305 | 118.9 | 507.1133 | 507.1133 | 0 | 0 | 0 | 1066.06 | 0 | 0
2945 | 1531.346 | 13.71 | 32.7761 | 32.7761 | 0 | 0 | 0 | 1499.854 | 0 | 0
2946 | 1537.263 | 5.87 | 0 | 0 | 0 | 0 | 0 | 1537.263 | 0 | 0
2947 | 1394.4 | 0 | 0 | 0 | 0 | 0 | 0 | 0 | 0 | 1451.2592
2948 | 1347.2 | 0 | 0 | 0 | 0 | 0 | 0 | 0 | 0 | 1402.1345
2949 | 1466.4 | 0 | 0 | 0 | 0 | 0 | 0 | 0 | 0 | 1526.1951
2950 | 1319.2 | 0 | 0 | 0 | 0 | 0 | 0 | 0 | 0 | 1372.9927
2951 | 1240 | 0 | 0 | 0 | 0 | 0 | 0 | 0 | 0 | 1290.5632
2952 | 0 | 0 | 0 | 0 | 0 | 0 | 0 | 0 | 0 | 0
2953 | 0 | 0 | 0 | 0 | 0 | 0 | 0 | 0 | 0 | 0
2954 | 0 | 0 | 0 | 0 | 0 | 0 | 0 | 0 | 0 | 0
2955 | 0 | 0 | 0 | 0 | 0 | 0 | 0 | 0 | 0 | 0
2956 | 0 | 0 | 0 | 0 | 0 | 0 | 0 | 0 | 0 | 0
2957 | 0 | 0 | 0 | 0 | 0 | 0 | 0 | 0 | 0 | 0
2958 | 0 | 0 | 0 | 0 | 0 | 0 | 0 | 0 | 0 | 0
2959 | 1206.214 | 130.55 | 472.2681 | 472.2681 | 0 | 0 | 0 | 752.449 | 0 | 0
2960 | 1033.754 | 294.32 | 1332.5086 | 1075.9072 | -256.6014 | 0 | 0 | 0 | 0 | 0
2961 | 1422.494 | 589.65 | 2667.6983 | 1480.4987 | -1187.1995 | 0 | 0 | 0 | 0 | 0
2962 | 1530.86 | 653.53 | 2848.4146 | 1593.2836 | -1255.131 | 0 | 0 | 0 | 0 | 0
2963 | 1656.662 | 908.3 | 3909.957 | 1724.2143 | -2093.1229 | 0 | 92.6198 | 0 | 0 | 0
2964 | 1345.486 | 813.12 | 3457.3273 | 1400.3506 | -2056.9767 | 0 | 0 | 0 | 0 | 0
2965 | 1497.656 | 216.08 | 927.1115 | 927.1115 | 0 | 0 | 0 | 606.868 | 0 | 0
2966 | 1691.038 | 74.3 | 293.7103 | 293.7103 | 0 | 0 | 0 | 1408.835 | 0 | 0
2967 | 1889.882 | 132.3 | 559.9046 | 559.9046 | 0 | 0 | 0 | 1351.914 | 0 | 0
2968 | 1787.216 | 255.4 | 1133.6599 | 1133.6599 | 0 | 0 | 0 | 697.972 | 0 | 0
2969 | 1100.388 | 151.86 | 667.2441 | 667.2441 | 0 | 0 | 0 | 459.286 | 0 | 0
2970 | 1874.444 | 38.93 | 140.3071 | 140.3071 | 0 | 0 | 0 | 1739.634 | 0 | 0
2971 | 1314.638 | 0 | 0 | 0 | 0 | 0 | 0 | 1230.461 | 0 | 87.6095
2972 | 1416 | 0 | 0 | 0 | 0 | 0 | 0 | 0 | 0 | 1473.7399
2973 | 988.8 | 0 | 0 | 0 | 0 | 0 | 0 | 0 | 0 | 1029.1201
2974 | 963.2 | 0 | 0 | 0 | 0 | 0 | 0 | 0 | 0 | 1002.4762
2975 | 1384 | 0 | 0 | 0 | 0 | 0 | 0 | 0 | 0 | 1440.4351
2976 | 0 | 0 | 0 | 0 | 0 | 0 | 0 | 0 | 0 | 0
2977 | 0 | 0 | 0 | 0 | 0 | 0 | 0 | 0 | 0 | 0
2978 | 0 | 0 | 0 | 0 | 0 | 0 | 0 | 0 | 0 | 0
2979 | 0 | 0 | 0 | 0 | 0 | 0 | 0 | 0 | 0 | 0
2980 | 0 | 0 | 0 | 0 | 0 | 0 | 0 | 0 | 0 | 0
2981 | 0 | 0 | 0 | 0 | 0 | 0 | 0 | 0 | 0 | 0
2982 | 0 | 0 | 0 | 0 | 0 | 0 | 0 | 0 | 0 | 0
2983 | 1212.52 | 132.77 | 473.4077 | 473.4077 | 0 | 0 | 0 | 0 | 0 | 788.5549
2984 | 1002.061 | 367.38 | 1664.2479 | 1042.9218 | -621.3261 | 0 | 0 | 0 | 0 | 0
2985 | 965.107 | 262.56 | 1165.3026 | 1004.461 | -160.8416 | 0 | 0 | 0 | 0 | 0
2986 | 1411.917 | 787.42 | 3481.1923 | 1469.4904 | -2011.7019 | 0 | 0 | 0 | 0 | 0
2987 | 1427.898 | 504.63 | 2184.4625 | 1486.1231 | -698.3394 | 0 | 0 | 0 | 0 | 0
2988 | 1337.421 | 398.64 | 1716.9799 | 1391.9567 | -325.0231 | 0 | 0 | 0 | 0 | 0
2989 | 1072.122 | 540.58 | 2323.4207 | 1115.8397 | -1207.581 | 0 | 0 | 0 | 0 | 0
2990 | 1193.708 | 684.42 | 2951.4494 | 1242.3836 | -1709.0658 | 0 | 0 | 0 | 0 | 0
2991 | 980.197 | 646.88 | 2835.5048 | 1020.1663 | -1815.3385 | 0 | 0 | 0 | 0 | 0
2992 | 1206.253 | 474.81 | 2135.905 | 1255.4401 | -880.4649 | 0 | 0 | 0 | 0 | 0
2993 | 1386.057 | 158.75 | 697.0332 | 697.0332 | 0 | 0 | 0 | 431.466 | 0 | 296.483
2994 | 1219.223 | 40.79 | 147.8809 | 147.8809 | 0 | 0 | 0 | 0 | 0 | 1121.0582
2995 | 1409.584 | 0 | 0 | 0 | 0 | 0 | 0 | 0 | 0 | 1467.0623
2996 | 1578.4 | 0 | 0 | 0 | 0 | 0 | 0 | 0 | 0 | 1642.7621
2997 | 1444.8 | 0 | 0 | 0 | 0 | 0 | 0 | 0 | 0 | 1503.7143
2998 | 1684 | 0 | 0 | 0 | 0 | 0 | 0 | 0 | 0 | 1752.6681
2999 | 1376.8 | 0 | 0 | 0 | 0 | 0 | 0 | 0 | 0 | 1432.9415
3000 | 0 | 0 | 0 | 0 | 0 | 0 | 0 | 0 | 0 | 0
3001 | 0 | 0 | 0 | 0 | 0 | 0 | 0 | 0 | 0 | 0
3002 | 0 | 0 | 0 | 0 | 0 | 0 | 0 | 0 | 0 | 0
3003 | 0 | 0 | 0 | 0 | 0 | 0 | 0 | 0 | 0 | 0
3004 | 0 | 0 | 0 | 0 | 0 | 0 | 0 | 0 | 0 | 0
3005 | 0 | 0 | 0 | 0 | 0 | 0 | 0 | 0 | 0 | 0
3006 | 0 | 0 | 0 | 0 | 0 | 0 | 0 | 0 | 0 | 0
3007 | 781.83 | 72.02 | 298.244 | 298.244 | 0 | 0 | 0 | 0 | 0 | 515.4666
3008 | 709.607 | 362.62 | 1633.5471 | 738.5425 | -895.0046 | 0 | 0 | 0 | 0 | 0
3009 | 1534.229 | 590.3 | 2661.6722 | 1596.7899 | -1064.8822 | 0 | 0 | 0 | 0 | 0
3010 | 1020.516 | 780.43 | 3403.5878 | 1062.1283 | -2093.1229 | 0 | 248.3366 | 0 | 0 | 0
3011 | 1287.992 | 628.49 | 2684.9023 | 1340.5122 | -1344.3901 | 0 | 0 | 0 | 0 | 0
3012 | 1475.707 | 972.31 | 4080.2405 | 1535.8816 | -2093.1229 | 0 | 451.2361 | 0 | 0 | 0
3013 | 1238.1 | 958.47 | 4041.1448 | 1288.5857 | -2093.1229 | 0 | 659.4362 | 0 | 0 | 0
3014 | 1241.662 | 598.85 | 2573.6703 | 1292.293 | -1247.192 | 0 | 34.1854 | 0 | 0 | 0
3015 | 1191.082 | 440.55 | 1930.8137 | 1239.6505 | 0 | 0 | 691.1632 | 0 | 0 | 0
3016 | 1159.838 | 365.2 | 1631.0409 | 1207.1325 | 0 | 0 | 423.9084 | 0 | 0 | 0
3017 | 1030.094 | 179.51 | 794.2511 | 794.2511 | 0 | 0 | 0 | 0 | 0 | 277.8468
3018 | 1147.534 | 46.15 | 170.3606 | 170.3606 | 0 | 0 | 0 | 0 | 0 | 1023.9662
3019 | 1455.483 | 0 | 0 | 0 | 0 | 0 | 0 | 0 | 0 | 1514.8329
3020 | 1283.2 | 0 | 0 | 0 | 0 | 0 | 0 | 0 | 0 | 1335.5248
3021 | 1238.4 | 0 | 0 | 0 | 0 | 0 | 0 | 0 | 0 | 1288.898
3022 | 1134.4 | 0 | 0 | 0 | 0 | 0 | 0 | 0 | 0 | 1180.6572
3023 | 1165.6 | 0 | 0 | 0 | 0 | 0 | 0 | 0 | 0 | 1213.1294
3024 | 0 | 0 | 0 | 0 | 0 | 0 | 0 | 0 | 0 | 0
3025 | 0 | 0 | 0 | 0 | 0 | 0 | 0 | 0 | 0 | 0
3026 | 0 | 0 | 0 | 0 | 0 | 0 | 0 | 0 | 0 | 0
3027 | 0 | 0 | 0 | 0 | 0 | 0 | 0 | 0 | 0 | 0
3028 | 0 | 0 | 0 | 0 | 0 | 0 | 0 | 0 | 0 | 0
3029 | 0 | 0 | 0 | 0 | 0 | 0 | 0 | 0 | 0 | 0
3030 | 0 | 0 | 0 | 0 | 0 | 0 | 0 | 0 | 0 | 0
3031 | 1273.643 | 128.72 | 481.4727 | 481.4727 | 0 | 0 | 0 | 0 | 0 | 844.1054
3032 | 802.242 | 356.92 | 1608.9743 | 834.9549 | -774.0195 | 0 | 0 | 0 | 0 | 0
3033 | 1200.115 | 415.4 | 1846.4036 | 1249.0518 | -597.3518 | 0 | 0 | 0 | 0 | 0
3034 | 1471.92 | 774.65 | 3346.8207 | 1531.9402 | -1814.8806 | 0 | 0 | 0 | 0 | 0
3035 | 1380.935 | 895.25 | 3731.9331 | 1437.2441 | -2093.1229 | 0 | 201.5662 | 0 | 0 | 0
3036 | 1423.39 | 957.41 | 3903.8289 | 1481.4302 | -2093.1229 | 0 | 329.2758 | 0 | 0 | 0
3037 | 1393.065 | 758.23 | 3113.1455 | 1449.8697 | -1663.2758 | 0 | 0 | 0 | 0 | 0
3038 | 1542.057 | 767.84 | 3171.8016 | 1604.9371 | -622.9705 | 0 | 943.894 | 0 | 0 | 0
3039 | 1458.87 | 611.72 | 2611.2132 | 1518.358 | 0 | 0 | 1092.8552 | 0 | 0 | 0
3040 | 2088.377 | 79.04 | 320.5738 | 320.5738 | 0 | 0 | 0 | 1780.363 | 0 | 0
3041 | 1746.298 | 78.5 | 323.3319 | 323.3319 | 0 | 0 | 0 | 1435.634 | 0 | 0
3042 | 1528.475 | 21.55 | 64.064 | 64.064 | 0 | 0 | 0 | 1466.921 | 0 | 0
3043 | 1628.348 | 0 | 0 | 0 | 0 | 0 | 0 | 0 | 0 | 1694.7468
3044 | 1763.2 | 0 | 0 | 0 | 0 | 0 | 0 | 0 | 0 | 1835.0976
3045 | 1925.6 | 0 | 0 | 0 | 0 | 0 | 0 | 0 | 0 | 2004.1198
3046 | 2003.2 | 0 | 0 | 0 | 0 | 0 | 0 | 0 | 0 | 2084.8841
3047 | 1744 | 0 | 0 | 0 | 0 | 0 | 0 | 0 | 0 | 1815.1147
3048 | 0 | 0 | 0 | 0 | 0 | 0 | 0 | 0 | 0 | 0
3049 | 0 | 0 | 0 | 0 | 0 | 0 | 0 | 0 | 0 | 0
3050 | 0 | 0 | 0 | 0 | 0 | 0 | 0 | 0 | 0 | 0
3051 | 0 | 0 | 0 | 0 | 0 | 0 | 0 | 0 | 0 | 0
3052 | 0 | 0 | 0 | 0 | 0 | 0 | 0 | 0 | 0 | 0
3053 | 0 | 0 | 0 | 0 | 0 | 0 | 0 | 0 | 0 | 0
3054 | 0 | 0 | 0 | 0 | 0 | 0 | 0 | 0 | 0 | 0
3055 | 1371.414 | 75.2 | 311.9989 | 0 | -311.9989 | 0 | 0 | 1371.414 | 0 | 0
3056 | 1360.451 | 212.16 | 948.4942 | 0 | -948.4942 | 0 | 0 | 1360.451 | 0 | 0
3057 | 1498.823 | 338.6 | 1495.7826 | 0 | -1495.7826 | 0 | 0 | 1498.823 | 0 | 0
3058 | 2067.103 | 592.58 | 2536.0317 | 1046.6114 | -1489.4203 | 0 | 0 | 1061.496 | 0 | 0
3059 | 1900.996 | 880.73 | 3675.3284 | 1978.5125 | -1696.8159 | 0 | 0 | 0 | 0 | 0
3060 | 2047.677 | 941.6 | 3911.0123 | 2131.1747 | -1779.8376 | 0 | 0 | 0 | 0 | 0
3061 | 1737.954 | 817.86 | 3414.2735 | 1808.8222 | -1605.4513 | 0 | 0 | 0 | 0 | 0
3062 | 1834.925 | 712.11 | 3034.3358 | 1909.7474 | -1124.5885 | 0 | 0 | 0 | 0 | 0
3063 | 1799.821 | 245.16 | 1067.5029 | 1067.5029 | 0 | 0 | 0 | 774.142 | 0 | 0
3064 | 1674.824 | 50.57 | 193.8905 | 193.8905 | 0 | 0 | 0 | 1488.53 | 0 | 0
3065 | 1838.59 | 80.77 | 335.7806 | 335.7806 | 0 | 0 | 0 | 1515.965 | 0 | 0
3066 | 1892.738 | 22.53 | 68.6757 | 68.6757 | 0 | 0 | 0 | 1826.753 | 0 | 0
3067 | 1857.119 | 0 | 0 | 0 | 0 | 0 | 0 | 0 | 0 | 1932.8464
3068 | 1924 | 0 | 0 | 0 | 0 | 0 | 0 | 0 | 0 | 2002.4546
3069 | 1824.8 | 0 | 0 | 0 | 0 | 0 | 0 | 0 | 0 | 1899.2095
3070 | 2112.8 | 0 | 0 | 0 | 0 | 0 | 0 | 101.684 | 0 | 2093.1229
3071 | 1693.6 | 0 | 0 | 0 | 0 | 0 | 0 | 0 | 0 | 1762.6596
3072 | 0 | 0 | 0 | 0 | 0 | 0 | 0 | 0 | 0 | 0
3073 | 0 | 0 | 0 | 0 | 0 | 0 | 0 | 0 | 0 | 0
3074 | 0 | 0 | 0 | 0 | 0 | 0 | 0 | 0 | 0 | 0
3075 | 0 | 0 | 0 | 0 | 0 | 0 | 0 | 0 | 0 | 0
3076 | 0 | 0 | 0 | 0 | 0 | 0 | 0 | 0 | 0 | 0
3077 | 0 | 0 | 0 | 0 | 0 | 0 | 0 | 0 | 0 | 0
3078 | 0 | 0 | 0 | 0 | 0 | 0 | 0 | 0 | 0 | 0
3079 | 1151.437 | 128.43 | 484.9083 | 484.9083 | 0 | 0 | 0 | 685.527 | 0 | 0
3080 | 1016.173 | 352.73 | 1597.0595 | 1057.6093 | -539.4502 | 0 | 0 | 0 | 0 | 0
3081 | 1393.713 | 577.1 | 2620.3034 | 1450.5441 | -1169.7592 | 0 | 0 | 0 | 0 | 0
3082 | 1742.288 | 764.97 | 3364.9844 | 1813.3329 | -1551.6514 | 0 | 0 | 0 | 0 | 0
3083 | 1918.198 | 561.06 | 2426.8636 | 1996.416 | -430.4476 | 0 | 0 | 0 | 0 | 0
3084 | 1389.518 | 955.99 | 4046.8711 | 1446.1781 | -2093.1229 | 0 | 507.5702 | 0 | 0 | 0
3085 | 1454.847 | 941.51 | 3990.0437 | 1514.17 | -2093.1229 | 0 | 382.7509 | 0 | 0 | 0
3086 | 1572.945 | 852.24 | 3667.2811 | 1637.0847 | -2030.1965 | 0 | 0 | 0 | 0 | 0
3087 | 1407.007 | 278.82 | 1220.2161 | 1220.2161 | 0 | 0 | 0 | 234.598 | 0 | 0
3088 | 1270.866 | 67.96 | 273.1737 | 273.1737 | 0 | 0 | 0 | 1008.395 | 0 | 0
3089 | 1921.03 | 34.3 | 124.123 | 124.123 | 0 | 0 | 0 | 1801.77 | 0 | 0
3090 | 1338.785 | 10.77 | 18.786 | 18.786 | 0 | 0 | 0 | 649.827 | 0 | 698.2655
3091 | 1455.323 | 0 | 0 | 0 | 0 | 0 | 0 | 0 | 0 | 1514.6664
3092 | 1472 | 0 | 0 | 0 | 0 | 0 | 0 | 0 | 0 | 1532.0234
3093 | 1682.4 | 0 | 0 | 0 | 0 | 0 | 0 | 0 | 0 | 1751.0029
3094 | 1751.2 | 0 | 0 | 0 | 0 | 0 | 0 | 0 | 0 | 1822.6083
3095 | 1388 | 0 | 0 | 0 | 0 | 0 | 0 | 0 | 0 | 1444.5982
3096 | 0 | 0 | 0 | 0 | 0 | 0 | 0 | 0 | 0 | 0
3097 | 0 | 0 | 0 | 0 | 0 | 0 | 0 | 0 | 0 | 0
3098 | 0 | 0 | 0 | 0 | 0 | 0 | 0 | 0 | 0 | 0
3099 | 0 | 0 | 0 | 0 | 0 | 0 | 0 | 0 | 0 | 0
3100 | 0 | 0 | 0 | 0 | 0 | 0 | 0 | 0 | 0 | 0
3101 | 0 | 0 | 0 | 0 | 0 | 0 | 0 | 0 | 0 | 0
3102 | 0 | 0 | 0 | 0 | 0 | 0 | 0 | 0 | 0 | 0
3103 | 596.8 | 128.37 | 481.5924 | 481.5924 | 0 | 0 | 0 | 0 | 0 | 139.5432
3104 | 559.198 | 212.02 | 948.7825 | 582.0003 | -366.7822 | 0 | 0 | 0 | 0 | 0
3105 | 533.643 | 436.27 | 1932.403 | 555.4033 | -1376.9997 | 0 | 0 | 0 | 0 | 0
3106 | 918.03 | 503 | 2182.076 | 955.4643 | -1226.6117 | 0 | 0 | 0 | 0 | 0
3107 | 967.693 | 594.24 | 2543.1433 | 1007.1524 | -1535.9909 | 0 | 0 | 0 | 0 | 0
3108 | 627.109 | 796.48 | 3352.8416 | 652.6805 | -2093.1229 | 0 | 607.0383 | 0 | 0 | 0
3109 | 812.063 | 777.83 | 3291.493 | 845.1753 | -2093.1229 | 0 | 353.1949 | 0 | 0 | 0
3110 | 905.477 | 699.2 | 3001.5545 | 942.3994 | -2059.155 | 0 | 0 | 0 | 0 | 0
3111 | 596.201 | 514.38 | 2256.275 | 620.5122 | -79.0522 | 0 | 1556.7107 | 0 | 0 | 0
3112 | 817.356 | 31.38 | 108.0295 | 108.0295 | 0 | 0 | 0 | 0 | 0 | 742.6556
3113 | 855.171 | 14.69 | 36.8289 | 36.8289 | 0 | 0 | 0 | 0 | 0 | 853.2132
3114 | 864.861 | 5.87 | 0 | 0 | 0 | 0 | 0 | 0 | 0 | 900.1273
3115 | 824.194 | 0 | 0 | 0 | 0 | 0 | 0 | 0 | 0 | 857.802
3116 | 626.4 | 0 | 0 | 0 | 0 | 0 | 0 | 0 | 0 | 651.9426
3117 | 780 | 0 | 0 | 0 | 0 | 0 | 0 | 0 | 0 | 811.8059
3118 | 831.2 | 0 | 0 | 0 | 0 | 0 | 0 | 0 | 0 | 865.0937
3119 | 764 | 0 | 0 | 0 | 0 | 0 | 0 | 0 | 0 | 795.1535
3120 | 0 | 0 | 0 | 0 | 0 | 0 | 0 | 0 | 0 | 0
3121 | 0 | 0 | 0 | 0 | 0 | 0 | 0 | 0 | 0 | 0
3122 | 0 | 0 | 0 | 0 | 0 | 0 | 0 | 0 | 0 | 0
3123 | 0 | 0 | 0 | 0 | 0 | 0 | 0 | 0 | 0 | 0
3124 | 0 | 0 | 0 | 0 | 0 | 0 | 0 | 0 | 0 | 0
3125 | 0 | 0 | 0 | 0 | 0 | 0 | 0 | 0 | 0 | 0
3126 | 0 | 0 | 0 | 0 | 0 | 0 | 0 | 0 | 0 | 0
3127 | 1606.824 | 85.52 | 358.9868 | 358.9868 | 0 | 0 | 0 | 0 | 0 | 1313.3583
3128 | 1031.203 | 292.88 | 1327.5857 | 1073.2522 | -254.3336 | 0 | 0 | 0 | 0 | 0
3129 | 1251.649 | 427.28 | 1912.4055 | 1302.6872 | -609.7183 | 0 | 0 | 0 | 0 | 0
3130 | 1182.361 | 623.89 | 2733.4899 | 1230.5739 | -1502.916 | 0 | 0 | 0 | 0 | 0
3131 | 1327.158 | 739.57 | 3188.8308 | 1381.2752 | -1807.5556 | 0 | 0 | 0 | 0 | 0
3132 | 662.126 | 776.07 | 3323.8549 | 689.1243 | -2093.1229 | 0 | 541.6078 | 0 | 0 | 0
3133 | 803.013 | 795.79 | 3414.4473 | 835.7563 | -2093.1229 | 0 | 485.5682 | 0 | 0 | 0
3134 | 839.44 | 679.3 | 2948.6674 | 873.6697 | -309.9412 | 0 | 1765.0565 | 0 | 0 | 0
3135 | 881.612 | 614.63 | 2710.9977 | 917.5613 | 0 | 0 | 1793.4364 | 0 | 0 | 0
3136 | 723.729 | 394.34 | 1770.9223 | 753.2403 | 0 | 0 | 1017.682 | 0 | 0 | 0
3137 | 1037.81 | 177.47 | 785.0049 | 785.0049 | 0 | 0 | 0 | 283.561 | 0 | 0
3138 | 1280.783 | 46.03 | 170.2284 | 170.2284 | 0 | 0 | 0 | 1117.224 | 0 | 0
3139 | 1299.258 | 0 | 0 | 0 | 0 | 0 | 0 | 530.552 | 0 | 800.0514
3140 | 1091.2 | 0 | 0 | 0 | 0 | 0 | 0 | 0 | 0 | 1135.6956
3141 | 1475.2 | 0 | 0 | 0 | 0 | 0 | 0 | 0 | 0 | 1535.3539
3142 | 901.6 | 0 | 0 | 0 | 0 | 0 | 0 | 0 | 0 | 938.3644
3143 | 1424.8 | 0 | 0 | 0 | 0 | 0 | 0 | 0 | 0 | 1482.8988
3144 | 0 | 0 | 0 | 0 | 0 | 0 | 0 | 0 | 0 | 0
3145 | 0 | 0 | 0 | 0 | 0 | 0 | 0 | 0 | 0 | 0
3146 | 0 | 0 | 0 | 0 | 0 | 0 | 0 | 0 | 0 | 0
3147 | 0 | 0 | 0 | 0 | 0 | 0 | 0 | 0 | 0 | 0
3148 | 0 | 0 | 0 | 0 | 0 | 0 | 0 | 0 | 0 | 0
3149 | 0 | 0 | 0 | 0 | 0 | 0 | 0 | 0 | 0 | 0
3150 | 0 | 0 | 0 | 0 | 0 | 0 | 0 | 0 | 0 | 0
3151 | 1360.959 | 108.71 | 453.2958 | 453.2958 | 0 | 0 | 0 | 0 | 0 | 963.1588
3152 | 1089.279 | 295.6 | 1343.4045 | 1133.6963 | -209.7082 | 0 | 0 | 0 | 0 | 0
3153 | 1352.296 | 576.63 | 2623.7879 | 1407.4383 | -1216.3496 | 0 | 0 | 0 | 0 | 0
3154 | 1592.847 | 761.21 | 3371.3883 | 1657.7982 | -1713.5901 | 0 | 0 | 0 | 0 | 0
3155 | 1626.609 | 673.47 | 2925.7068 | 1692.9369 | -1232.7699 | 0 | 0 | 0 | 0 | 0
3156 | 1541.713 | 638.31 | 2772.3817 | 1604.5791 | -1167.8026 | 0 | 0 | 0 | 0 | 0
3157 | 1622.298 | 706.56 | 3065.0731 | 1688.4501 | -1376.623 | 0 | 0 | 0 | 0 | 0
3158 | 1448.694 | 496.42 | 2188.0251 | 1507.7671 | -680.258 | 0 | 0 | 0 | 0 | 0
3159 | 1620.387 | 385.68 | 1718.8148 | 1686.4612 | -32.3536 | 0 | 0 | 0 | 0 | 0
3160 | 1509.994 | 251.99 | 1131.4232 | 1131.4232 | 0 | 0 | 0 | 422.899 | 0 | 0
3161 | 1315.27 | 190.5 | 854.0823 | 854.0823 | 0 | 0 | 0 | 494.65 | 0 | 0
3162 | 1693.54 | 49.29 | 185.3873 | 185.3873 | 0 | 0 | 0 | 1203.205 | 0 | 324.942
3163 | 1887.87 | 0 | 0 | 0 | 0 | 0 | 0 | 0 | 0 | 1964.8513
3164 | 1574.4 | 0 | 0 | 0 | 0 | 0 | 0 | 0 | 0 | 1638.599
3165 | 1738.4 | 0 | 0 | 0 | 0 | 0 | 0 | 0 | 0 | 1809.2864
3166 | 1488 | 0 | 0 | 0 | 0 | 0 | 0 | 0 | 0 | 1548.6759
3167 | 1567.2 | 0 | 0 | 0 | 0 | 0 | 0 | 0 | 0 | 1631.1054
3168 | 0 | 0 | 0 | 0 | 0 | 0 | 0 | 0 | 0 | 0
3169 | 0 | 0 | 0 | 0 | 0 | 0 | 0 | 0 | 0 | 0
3170 | 0 | 0 | 0 | 0 | 0 | 0 | 0 | 0 | 0 | 0
3171 | 0 | 0 | 0 | 0 | 0 | 0 | 0 | 0 | 0 | 0
3172 | 0 | 0 | 0 | 0 | 0 | 0 | 0 | 0 | 0 | 0
3173 | 0 | 0 | 0 | 0 | 0 | 0 | 0 | 0 | 0 | 0
3174 | 0 | 0 | 0 | 0 | 0 | 0 | 0 | 0 | 0 | 0
3175 | 1222.398 | 109.4 | 457.5473 | 457.5473 | 0 | 0 | 0 | 0 | 0 | 814.6961
3176 | 1224.246 | 289.21 | 1309.9154 | 1274.1668 | -35.7486 | 0 | 0 | 0 | 0 | 0
3177 | 1405.356 | 582.37 | 2639.1924 | 1462.6619 | -1176.5305 | 0 | 0 | 0 | 0 | 0
3178 | 1702.904 | 768.03 | 3384.6634 | 1772.343 | -1612.3204 | 0 | 0 | 0 | 0 | 0
3179 | 1163.639 | 754.55 | 3244.7819 | 1211.0885 | -2033.6935 | 0 | 0 | 0 | 0 | 0
3180 | 1654.093 | 744.09 | 3183.0202 | 1721.5416 | -1461.4785 | 0 | 0 | 0 | 0 | 0
3181 | 1527.881 | 817.98 | 3472.6715 | 1590.1831 | -1882.4884 | 0 | 0 | 0 | 0 | 0
3182 | 1582.693 | 846.62 | 3660.4213 | 1647.2301 | -2013.1912 | 0 | 0 | 0 | 0 | 0
3183 | 1693.198 | 607.43 | 2652.2219 | 1762.2412 | -615.3843 | 0 | 274.5965 | 0 | 0 | 0
3184 | 1547.887 | 312.74 | 1387.4054 | 1387.4054 | 0 | 0 | 0 | 214.839 | 0 | 0
3185 | 1494.49 | 197.75 | 872.1491 | 872.1491 | 0 | 0 | 0 | 656.511 | 0 | 0
3186 | 1557.6 | 51.69 | 191.8995 | 191.8995 | 0 | 0 | 0 | 205.594 | 0 | 1215.237
3187 | 1736.8 | 0 | 0 | 0 | 0 | 0 | 0 | 0 | 0 | 1807.6211
3188 | 1518.4 | 0 | 0 | 0 | 0 | 0 | 0 | 0 | 0 | 1580.3155
3189 | 1556 | 0 | 0 | 0 | 0 | 0 | 0 | 0 | 0 | 1619.4487
3190 | 1313.6 | 0 | 0 | 0 | 0 | 0 | 0 | 0 | 0 | 1367.1644
3191 | 1468.8 | 0 | 0 | 0 | 0 | 0 | 0 | 0 | 0 | 1528.693
3192 | 0 | 0 | 0 | 0 | 0 | 0 | 0 | 0 | 0 | 0
3193 | 0 | 0 | 0 | 0 | 0 | 0 | 0 | 0 | 0 | 0
3194 | 0 | 0 | 0 | 0 | 0 | 0 | 0 | 0 | 0 | 0
3195 | 0 | 0 | 0 | 0 | 0 | 0 | 0 | 0 | 0 | 0
3196 | 0 | 0 | 0 | 0 | 0 | 0 | 0 | 0 | 0 | 0
3197 | 0 | 0 | 0 | 0 | 0 | 0 | 0 | 0 | 0 | 0
3198 | 0 | 0 | 0 | 0 | 0 | 0 | 0 | 0 | 0 | 0
3199 | 1067.464 | 120.17 | 497.3144 | 497.3144 | 0 | 0 | 0 | 0 | 0 | 613.6774
3200 | 1283.562 | 309.03 | 1400.6993 | 1335.9015 | -64.7977 | 0 | 0 | 0 | 0 | 0
3201 | 1599.831 | 447.34 | 1999.5248 | 1665.067 | -334.4578 | 0 | 0 | 0 | 0 | 0
3202 | 1734.369 | 748.59 | 3292.2965 | 1805.091 | -1487.2055 | 0 | 0 | 0 | 0 | 0
3203 | 1623.038 | 889.39 | 3840.7786 | 1689.2203 | -2093.1229 | 0 | 58.4355 | 0 | 0 | 0
3204 | 1636.443 | 949.59 | 4069.9805 | 1703.1719 | -2093.1229 | 0 | 273.6858 | 0 | 0 | 0
3205 | 1725.917 | 939.27 | 4027.3045 | 1796.2933 | -2093.1229 | 0 | 137.8884 | 0 | 0 | 0
3206 | 2012.075 | 853.26 | 3702.0899 | 2094.121 | -1607.9689 | 0 | 0 | 0 | 0 | 0
3207 | 1948.007 | 704.95 | 3117.5584 | 2027.4394 | -1057.0389 | 0 | 33.08 | 0 | 0 | 0
3208 | 1556.628 | 505.8 | 2290.1294 | 1620.1023 | 0 | 0 | 670.0271 | 0 | 0 | 0
3209 | 1721.903 | 277.05 | 1182.9011 | 1182.9011 | 0 | 0 | 0 | 585.347 | 0 | 0
3210 | 1737.852 | 66.48 | 196.3602 | 196.3602 | 0 | 0 | 0 | 1549.185 | 0 | 0
3211 | 1568.995 | 0 | 0 | 0 | 0 | 0 | 0 | 0 | 0 | 1632.9736
3212 | 1459.2 | 0 | 0 | 0 | 0 | 0 | 0 | 0 | 0 | 1518.7015
3213 | 1577.6 | 0 | 0 | 0 | 0 | 0 | 0 | 0 | 0 | 1641.9295
3214 | 1764.8 | 0 | 0 | 0 | 0 | 0 | 0 | 0 | 0 | 1836.7629
3215 | 1724 | 0 | 0 | 0 | 0 | 0 | 0 | 0 | 0 | 1794.2992
3216 | 0 | 0 | 0 | 0 | 0 | 0 | 0 | 0 | 0 | 0
3217 | 0 | 0 | 0 | 0 | 0 | 0 | 0 | 0 | 0 | 0
3218 | 0 | 0 | 0 | 0 | 0 | 0 | 0 | 0 | 0 | 0
3219 | 0 | 0 | 0 | 0 | 0 | 0 | 0 | 0 | 0 | 0
3220 | 0 | 0 | 0 | 0 | 0 | 0 | 0 | 0 | 0 | 0
3221 | 0 | 0 | 0 | 0 | 0 | 0 | 0 | 0 | 0 | 0
3222 | 0 | 0 | 0 | 0 | 0 | 0 | 0 | 0 | 0 | 0
3223 | 1482.886 | 43.13 | 167.3871 | 0 | -167.3871 | 0 | 0 | 1482.886 | 0 | 0
3224 | 905.259 | 120.25 | 524.8793 | 0 | -524.8793 | 0 | 0 | 905.259 | 0 | 0
3225 | 1293.998 | 288.91 | 1289.8815 | 0 | -1289.8815 | 0 | 0 | 1293.998 | 0 | 0
3226 | 1538.464 | 435.37 | 1919.3371 | 0 | -1919.3371 | 0 | 0 | 1538.464 | 0 | 0
3227 | 1566.084 | 603.42 | 2615.1952 | 522.0724 | -2093.1229 | 0 | 0 | 1064.466 | 0 | 0
3228 | 1519.876 | 682.88 | 2936.6506 | 843.5277 | -2093.1229 | 0 | 0 | 709.397 | 0 | 0
3229 | 2001.861 | 508.1 | 2208.0048 | 2017.1066 | -190.8982 | 0 | 0 | 63.784 | 0 | 0
3230 | 1474.906 | 121.78 | 510.2554 | 510.2554 | 0 | 0 | 0 | 984.642 | 0 | 0
3231 | 1790.369 | 462.77 | 2042.615 | 1863.3745 | -179.2405 | 0 | 0 | 0 | 0 | 0
3232 | 1829.06 | 229.02 | 1015.5026 | 1015.5026 | 0 | 0 | 0 | 853.344 | 0 | 0
3233 | 1677.484 | 27.43 | 93.9915 | 93.9915 | 0 | 0 | 0 | 1587.175 | 0 | 0
3234 | 2026.099 | 9.79 | 15.0632 | 15.0632 | 0 | 0 | 0 | 2011.626 | 0 | 0
3235 | 1587.2 | 0 | 0 | 0 | 0 | 0 | 0 | 0 | 0 | 1651.9209
3236 | 1344 | 0 | 0 | 0 | 0 | 0 | 0 | 0 | 0 | 1398.804
3237 | 1775.2 | 0 | 0 | 0 | 0 | 0 | 0 | 0 | 0 | 1847.587
3238 | 1706.4 | 0 | 0 | 0 | 0 | 0 | 0 | 0 | 0 | 1775.9815
3239 | 1422.4 | 0 | 0 | 0 | 0 | 0 | 0 | 0 | 0 | 1480.4009
3240 | 0 | 0 | 0 | 0 | 0 | 0 | 0 | 0 | 0 | 0
3241 | 0 | 0 | 0 | 0 | 0 | 0 | 0 | 0 | 0 | 0
3242 | 0 | 0 | 0 | 0 | 0 | 0 | 0 | 0 | 0 | 0
3243 | 0 | 0 | 0 | 0 | 0 | 0 | 0 | 0 | 0 | 0
3244 | 0 | 0 | 0 | 0 | 0 | 0 | 0 | 0 | 0 | 0
3245 | 0 | 0 | 0 | 0 | 0 | 0 | 0 | 0 | 0 | 0
3246 | 0 | 0 | 0 | 0 | 0 | 0 | 0 | 0 | 0 | 0
3247 | 1055.099 | 79.42 | 332.5428 | 332.5428 | 0 | 0 | 0 | 735.585 | 0 | 0
3248 | 1425.043 | 222.58 | 1003.4983 | 1003.4983 | 0 | 0 | 0 | 460.861 | 0 | 0
3249 | 1508.333 | 449.72 | 2015.6068 | 1569.838 | -445.7689 | 0 | 0 | 0 | 0 | 0
3250 | 1700.252 | 643.82 | 2819.225 | 1769.5828 | -1049.6421 | 0 | 0 | 0 | 0 | 0
3251 | 1839.549 | 724.3 | 3123.7594 | 1914.5599 | -1209.1995 | 0 | 0 | 0 | 0 | 0
3252 | 1816.85 | 742.05 | 3185.2391 | 1890.9353 | -1294.3038 | 0 | 0 | 0 | 0 | 0
3253 | 1707.886 | 803.24 | 3436.4597 | 1777.5281 | -1658.9316 | 0 | 0 | 0 | 0 | 0
3254 | 1728.169 | 673.76 | 2916.3825 | 1798.6382 | -1117.7443 | 0 | 0 | 0 | 0 | 0
3255 | 1703.789 | 550.6 | 2417.635 | 1773.2641 | -644.3709 | 0 | 0 | 0 | 0 | 0
3256 | 1569.14 | 458.58 | 2054.1999 | 1633.1245 | -421.0754 | 0 | 0 | 0 | 0 | 0
3257 | 1690.426 | 219.28 | 971.7723 | 971.7723 | 0 | 0 | 0 | 756.727 | 0 | 0
3258 | 1602.301 | 57.19 | 210.4222 | 210.4222 | 0 | 0 | 0 | 1400.123 | 0 | 0
3259 | 1476.806 | 0 | 0 | 0 | 0 | 0 | 0 | 0 | 0 | 1537.0254
3260 | 1332.8 | 0 | 0 | 0 | 0 | 0 | 0 | 0 | 0 | 1387.1473
3261 | 1378.4 | 0 | 0 | 0 | 0 | 0 | 0 | 0 | 0 | 1434.6067
3262 | 1814.4 | 0 | 0 | 0 | 0 | 0 | 0 | 0 | 0 | 1888.3854
3263 | 1490.4 | 0 | 0 | 0 | 0 | 0 | 0 | 0 | 0 | 1551.1737
3264 | 0 | 0 | 0 | 0 | 0 | 0 | 0 | 0 | 0 | 0
3265 | 0 | 0 | 0 | 0 | 0 | 0 | 0 | 0 | 0 | 0
3266 | 0 | 0 | 0 | 0 | 0 | 0 | 0 | 0 | 0 | 0
3267 | 0 | 0 | 0 | 0 | 0 | 0 | 0 | 0 | 0 | 0
3268 | 0 | 0 | 0 | 0 | 0 | 0 | 0 | 0 | 0 | 0
3269 | 0 | 0 | 0 | 0 | 0 | 0 | 0 | 0 | 0 | 0
3270 | 0 | 0 | 0 | 0 | 0 | 0 | 0 | 0 | 0 | 0
3271 | 1106.227 | 89.01 | 374.3185 | 374.3185 | 0 | 0 | 0 | 746.574 | 0 | 0
3272 | 998.236 | 244.02 | 1102.3949 | 1038.9409 | -63.4541 | 0 | 0 | 0 | 0 | 0
3273 | 1435.791 | 572.73 | 2593.7584 | 1494.338 | -1099.4204 | 0 | 0 | 0 | 0 | 0
3274 | 1831.647 | 591.11 | 2594.3214 | 1906.3357 | -687.9857 | 0 | 0 | 0 | 0 | 0
3275 | 1511.408 | 745.36 | 3218.0506 | 1573.0384 | -1645.0122 | 0 | 0 | 0 | 0 | 0
3276 | 1131.45 | 690.92 | 2990.2693 | 1177.5869 | -1812.6824 | 0 | 0 | 0 | 0 | 0
3277 | 1343.015 | 295.76 | 1297.3293 | 1297.3293 | 0 | 0 | 0 | 96.514 | 0 | 0
3278 | 1463.195 | 653.73 | 2867.2068 | 1522.8594 | -1344.3474 | 0 | 0 | 0 | 0 | 0
3279 | 1538.188 | 583.09 | 2596.1511 | 1600.9104 | -995.2407 | 0 | 0 | 0 | 0 | 0
3280 | 1937.529 | 132.69 | 577.6769 | 577.6769 | 0 | 0 | 0 | 1382.485 | 0 | 0
3281 | 1784.662 | 130.28 | 573.1017 | 573.1017 | 0 | 0 | 0 | 1234.014 | 0 | 0
3282 | 1641.186 | 42.66 | 159.4293 | 159.4293 | 0 | 0 | 0 | 1488.003 | 0 | 0
3283 | 1082.752 | 0 | 0 | 0 | 0 | 0 | 0 | 0 | 0 | 1126.9032
3284 | 1290.4 | 0 | 0 | 0 | 0 | 0 | 0 | 0 | 0 | 1343.0184
3285 | 1324.8 | 0 | 0 | 0 | 0 | 0 | 0 | 0 | 0 | 1378.8211
3286 | 1139.2 | 0 | 0 | 0 | 0 | 0 | 0 | 0 | 0 | 1185.6529
3287 | 1259.2 | 0 | 0 | 0 | 0 | 0 | 0 | 0 | 0 | 1310.5461
3288 | 0 | 0 | 0 | 0 | 0 | 0 | 0 | 0 | 0 | 0
3289 | 0 | 0 | 0 | 0 | 0 | 0 | 0 | 0 | 0 | 0
3290 | 0 | 0 | 0 | 0 | 0 | 0 | 0 | 0 | 0 | 0
3291 | 0 | 0 | 0 | 0 | 0 | 0 | 0 | 0 | 0 | 0
3292 | 0 | 0 | 0 | 0 | 0 | 0 | 0 | 0 | 0 | 0
3293 | 0 | 0 | 0 | 0 | 0 | 0 | 0 | 0 | 0 | 0
3294 | 0 | 0 | 0 | 0 | 0 | 0 | 0 | 0 | 0 | 0
3295 | 1182.657 | 120.9 | 500.5585 | 500.5585 | 0 | 0 | 0 | 194.997 | 0 | 527.3741
3296 | 936.672 | 307.86 | 1403.2356 | 974.8665 | -428.3692 | 0 | 0 | 0 | 0 | 0
3297 | 1006.925 | 330.42 | 1482.8301 | 1047.9842 | -434.8459 | 0 | 0 | 0 | 0 | 0
3298 | 980.994 | 346.88 | 1530.531 | 1020.9958 | -509.5352 | 0 | 0 | 0 | 0 | 0
3299 | 1100.227 | 438.16 | 1907.6564 | 1145.0907 | -762.5657 | 0 | 0 | 0 | 0 | 0
3300 | 1192.407 | 783.26 | 3284.2014 | 1241.0295 | -2043.1718 | 0 | 0 | 0 | 0 | 0
3301 | 1178.5 | 782.88 | 3291.6856 | 1226.5555 | -2065.1301 | 0 | 0 | 0 | 0 | 0
3302 | 1218.473 | 846.41 | 3609.033 | 1268.1574 | -2093.1229 | 0 | 247.7528 | 0 | 0 | 0
3303 | 1017.622 | 701.04 | 3072.9164 | 1059.1174 | -2013.799 | 0 | 0 | 0 | 0 | 0
3304 | 339.258 | 502.96 | 2274.3356 | 353.0919 | -480.2977 | 0 | 1440.9461 | 0 | 0 | 0
3305 | 224.739 | 275.97 | 1184.4061 | 233.9031 | 0 | 0 | 950.5029 | 0 | 0 | 0
3306 | 209.471 | 68.88 | 242.9881 | 218.0126 | 0 | 0 | 24.9755 | 0 | 0 | 0
3307 | 115.054 | 0 | 0 | 0 | 0 | 0 | 0 | 0 | 0 | 119.7455
3308 | 0 | 0 | 0 | 0 | 0 | 0 | 0 | 0 | 0 | 0
3309 | 0 | 0 | 0 | 0 | 0 | 0 | 0 | 0 | 0 | 0
3310 | 0 | 0 | 0 | 0 | 0 | 0 | 0 | 0 | 0 | 0
3311 | 0 | 0 | 0 | 0 | 0 | 0 | 0 | 0 | 0 | 0
3312 | 0 | 0 | 0 | 0 | 0 | 0 | 0 | 0 | 0 | 0
3313 | 0 | 0 | 0 | 0 | 0 | 0 | 0 | 0 | 0 | 0
3314 | 0 | 0 | 0 | 0 | 0 | 0 | 0 | 0 | 0 | 0
3315 | 0 | 0 | 0 | 0 | 0 | 0 | 0 | 0 | 0 | 0
3316 | 0 | 0 | 0 | 0 | 0 | 0 | 0 | 0 | 0 | 0
3317 | 0 | 0 | 0 | 0 | 0 | 0 | 0 | 0 | 0 | 0
3318 | 0 | 0 | 0 | 0 | 0 | 0 | 0 | 0 | 0 | 0
3319 | 79.923 | 79.57 | 333.9697 | 83.182 | -133.2642 | 0 | 117.5235 | 0 | 0 | 0
3320 | 156.96 | 353.68 | 1597.9348 | 163.3603 | 0 | 0 | 1434.5745 | 0 | 0 | 0
3321 | 637.627 | 573.54 | 2617.7555 | 663.6274 | 0 | 0 | 1954.1282 | 0 | 0 | 0
3322 | 1024.991 | 755.9 | 3363.0235 | 1066.7868 | 0 | 0 | 2296.2367 | 0 | 0 | 0
3323 | 1410.943 | 644.42 | 2812.947 | 1468.4767 | 0 | 0 | 1344.4703 | 0 | 0 | 0
3324 | 1071.439 | 687.46 | 2978.9967 | 1115.1288 | 0 | 0 | 1863.8678 | 0 | 0 | 0
3325 | 1560.347 | 929.12 | 4020.0316 | 1623.9729 | 0 | 0 | 2396.0586 | 0 | 0 | 0
3326 | 1408.139 | 676.19 | 2949.3689 | 1465.5584 | 0 | 0 | 1483.8105 | 0 | 0 | 0
3327 | 996.949 | 59.37 | 233.7418 | 233.7418 | 0 | 0 | 0 | 772.365 | 0 | 0
3328 | 1328.349 | 130.69 | 568.389 | 568.389 | 0 | 0 | 0 | 782.229 | 0 | 0
3329 | 1340.192 | 252.92 | 1131.1537 | 1131.1537 | 0 | 0 | 0 | 253.356 | 0 | 0
3330 | 1479.054 | 67.49 | 204.7021 | 204.7021 | 0 | 0 | 0 | 840.477 | 0 | 459.9151
3331 | 1458.236 | 0 | 0 | 0 | 0 | 0 | 0 | 0 | 0 | 1517.6982
3332 | 1057.6 | 0 | 0 | 0 | 0 | 0 | 0 | 0 | 0 | 1100.7255
3333 | 1518.4 | 0 | 0 | 0 | 0 | 0 | 0 | 0 | 0 | 1580.3155
3334 | 1292 | 0 | 0 | 0 | 0 | 0 | 0 | 0 | 0 | 1344.6836
3335 | 1396.8 | 0 | 0 | 0 | 0 | 0 | 0 | 0 | 0 | 1453.757
3336 | 0 | 0 | 0 | 0 | 0 | 0 | 0 | 0 | 0 | 0
3337 | 0 | 0 | 0 | 0 | 0 | 0 | 0 | 0 | 0 | 0
3338 | 0 | 0 | 0 | 0 | 0 | 0 | 0 | 0 | 0 | 0
3339 | 0 | 0 | 0 | 0 | 0 | 0 | 0 | 0 | 0 | 0
3340 | 0 | 0 | 0 | 0 | 0 | 0 | 0 | 0 | 0 | 0
3341 | 0 | 0 | 0 | 0 | 0 | 0 | 0 | 0 | 0 | 0
3342 | 0 | 0 | 0 | 0 | 0 | 0 | 0 | 0 | 0 | 0
3343 | 1413.981 | 131.85 | 475.3623 | 475.3623 | 0 | 0 | 0 | 0 | 0 | 996.2763
3344 | 1218.646 | 357.25 | 1617.237 | 1268.3385 | -348.8986 | 0 | 0 | 0 | 0 | 0
3345 | 1283.48 | 577.34 | 2638.1964 | 1335.8162 | -1302.3802 | 0 | 0 | 0 | 0 | 0
3346 | 1235.312 | 759.75 | 3375.9094 | 1285.6841 | -2090.2253 | 0 | 0 | 0 | 0 | 0
3347 | 1227.421 | 709.16 | 3071.1897 | 1277.4713 | -1793.7184 | 0 | 0 | 0 | 0 | 0
3348 | 1268.221 | 940.13 | 4053.7361 | 1319.9339 | -2093.1229 | 0 | 640.6793 | 0 | 0 | 0
3349 | 1361.861 | 416.77 | 1817.1182 | 1417.3933 | -399.7249 | 0 | 0 | 0 | 0 | 0
3350 | 1362.378 | 643.03 | 2797.5487 | 1417.9314 | -1379.6173 | 0 | 0 | 0 | 0 | 0
3351 | 1092.7 | 135.64 | 576.3697 | 576.3697 | 0 | 0 | 0 | 538.912 | 0 | 0
3352 | 1161.964 | 37.26 | 134.5329 | 134.5329 | 0 | 0 | 0 | 174.69 | 0 | 892.999
3353 | 1302.91 | 92.01 | 388.8061 | 388.8061 | 0 | 0 | 0 | 0 | 0 | 967.2324
3354 | 1031.53 | 35.22 | 125.2804 | 125.2804 | 0 | 0 | 0 | 0 | 0 | 948.3121
3355 | 1155.338 | 0 | 0 | 0 | 0 | 0 | 0 | 0 | 0 | 1202.449
3356 | 992.8 | 0 | 0 | 0 | 0 | 0 | 0 | 0 | 0 | 1033.2832
3357 | 1484 | 0 | 0 | 0 | 0 | 0 | 0 | 0 | 0 | 1544.5128
3358 | 1380 | 0 | 0 | 0 | 0 | 0 | 0 | 0 | 0 | 1436.272
3359 | 799.2 | 0 | 0 | 0 | 0 | 0 | 0 | 0 | 0 | 831.7888
3360 | 0 | 0 | 0 | 0 | 0 | 0 | 0 | 0 | 0 | 0
3361 | 0 | 0 | 0 | 0 | 0 | 0 | 0 | 0 | 0 | 0
3362 | 0 | 0 | 0 | 0 | 0 | 0 | 0 | 0 | 0 | 0
3363 | 0 | 0 | 0 | 0 | 0 | 0 | 0 | 0 | 0 | 0
3364 | 0 | 0 | 0 | 0 | 0 | 0 | 0 | 0 | 0 | 0
3365 | 0 | 0 | 0 | 0 | 0 | 0 | 0 | 0 | 0 | 0
3366 | 0 | 0 | 0 | 0 | 0 | 0 | 0 | 0 | 0 | 0
3367 | 1303.011 | 132.88 | 480.8368 | 480.8368 | 0 | 0 | 0 | 0 | 0 | 875.3068
3368 | 993.966 | 355.12 | 1603.6861 | 1034.4967 | -569.1894 | 0 | 0 | 0 | 0 | 0
3369 | 1093.9 | 575.27 | 2625.3709 | 1138.5057 | -1486.8652 | 0 | 0 | 0 | 0 | 0
3370 | 1363.693 | 756.9 | 3369.9249 | 1419.3 | -1950.6249 | 0 | 0 | 0 | 0 | 0
3371 | 1239.039 | 884.85 | 3876.2701 | 1289.562 | -2093.1229 | 0 | 493.5853 | 0 | 0 | 0
3372 | 1503.503 | 943.34 | 4108.0272 | 1564.811 | -2093.1229 | 0 | 450.0933 | 0 | 0 | 0
3373 | 1361.769 | 933.1 | 4066.9529 | 1417.2976 | -2093.1229 | 0 | 556.5325 | 0 | 0 | 0
3374 | 1532.198 | 844.9 | 3720.6303 | 1594.6761 | -544.7904 | 0 | 1581.1637 | 0 | 0 | 0
3375 | 1256.603 | 697.9 | 3127.7164 | 1307.8432 | 0 | 0 | 1819.8732 | 0 | 0 | 0
3376 | 1138.22 | 501.21 | 2293.5536 | 1184.633 | 0 | 0 | 1108.9206 | 0 | 0 | 0
3377 | 1339.573 | 127.97 | 555.6707 | 555.6707 | 0 | 0 | 0 | 805.673 | 0 | 0
3378 | 1110.796 | 19.59 | 56.6828 | 56.6828 | 0 | 0 | 0 | 139.684 | 0 | 954.028
3379 | 989.602 | 0 | 0 | 0 | 0 | 0 | 0 | 0 | 0 | 1029.9548
3380 | 1045.6 | 0 | 0 | 0 | 0 | 0 | 0 | 0 | 0 | 1088.2362
3381 | 1416.8 | 0 | 0 | 0 | 0 | 0 | 0 | 0 | 0 | 1474.5726
3382 | 1268 | 0 | 0 | 0 | 0 | 0 | 0 | 0 | 0 | 1319.705
3383 | 1352.8 | 0 | 0 | 0 | 0 | 0 | 0 | 0 | 0 | 1407.9628
3384 | 0 | 0 | 0 | 0 | 0 | 0 | 0 | 0 | 0 | 0
3385 | 0 | 0 | 0 | 0 | 0 | 0 | 0 | 0 | 0 | 0
3386 | 0 | 0 | 0 | 0 | 0 | 0 | 0 | 0 | 0 | 0
3387 | 0 | 0 | 0 | 0 | 0 | 0 | 0 | 0 | 0 | 0
3388 | 0 | 0 | 0 | 0 | 0 | 0 | 0 | 0 | 0 | 0
3389 | 0 | 0 | 0 | 0 | 0 | 0 | 0 | 0 | 0 | 0
3390 | 0 | 0 | 0 | 0 | 0 | 0 | 0 | 0 | 0 | 0
3391 | 1304.669 | 110.07 | 460.7436 | 460.7436 | 0 | 0 | 0 | 0 | 0 | 897.1257
3392 | 935.942 | 287.3 | 1304.5367 | 974.1067 | -330.43 | 0 | 0 | 0 | 0 | 0
3393 | 898.574 | 451.13 | 2030.5076 | 935.215 | -1095.2927 | 0 | 0 | 0 | 0 | 0
3394 | 1261.705 | 561.14 | 2477.6639 | 1313.1533 | -1164.5106 | 0 | 0 | 0 | 0 | 0
3395 | 1281.246 | 626.85 | 2730.3842 | 1333.4911 | -1396.8931 | 0 | 0 | 0 | 0 | 0
3396 | 1130.342 | 601.16 | 2608.5509 | 1176.4337 | -1432.1172 | 0 | 0 | 0 | 0 | 0
3397 | 1247.462 | 674.01 | 2915.6331 | 1298.3295 | -1617.3036 | 0 | 0 | 0 | 0 | 0
3398 | 1339.387 | 404.71 | 1770.4841 | 1394.0029 | -376.4812 | 0 | 0 | 0 | 0 | 0
3399 | 1391.303 | 353.62 | 1558.456 | 1448.0359 | -110.4202 | 0 | 0 | 0 | 0 | 0
3400 | 1345.155 | 414.57 | 1861.1431 | 1400.0061 | -461.137 | 0 | 0 | 0 | 0 | 0
3401 | 1198.38 | 224.87 | 998.2819 | 998.2819 | 0 | 0 | 0 | 0 | 0 | 248.9642
3402 | 1181.647 | 64.74 | 237.6874 | 237.6874 | 0 | 0 | 0 | 0 | 0 | 992.1434
3403 | 1283.014 | 0 | 0 | 0 | 0 | 0 | 0 | 0 | 0 | 1335.3312
3404 | 1180.8 | 0 | 0 | 0 | 0 | 0 | 0 | 0 | 0 | 1228.9492
3405 | 1619.2 | 0 | 0 | 0 | 0 | 0 | 0 | 0 | 0 | 1685.2258
3406 | 1483.2 | 0 | 0 | 0 | 0 | 0 | 0 | 0 | 0 | 1543.6801
3407 | 1326.4 | 0 | 0 | 0 | 0 | 0 | 0 | 0 | 0 | 1380.4863
3408 | 0 | 0 | 0 | 0 | 0 | 0 | 0 | 0 | 0 | 0
3409 | 0 | 0 | 0 | 0 | 0 | 0 | 0 | 0 | 0 | 0
3410 | 0 | 0 | 0 | 0 | 0 | 0 | 0 | 0 | 0 | 0
3411 | 0 | 0 | 0 | 0 | 0 | 0 | 0 | 0 | 0 | 0
3412 | 0 | 0 | 0 | 0 | 0 | 0 | 0 | 0 | 0 | 0
3413 | 0 | 0 | 0 | 0 | 0 | 0 | 0 | 0 | 0 | 0
3414 | 0 | 0 | 0 | 0 | 0 | 0 | 0 | 0 | 0 | 0
3415 | 619.025 | 77.29 | 323.8481 | 323.8481 | 0 | 0 | 0 | 0 | 0 | 320.4187
3416 | 887.264 | 212.41 | 957.1525 | 923.4438 | -33.7087 | 0 | 0 | 0 | 0 | 0
3417 | 690.747 | 573.62 | 2614.2055 | 718.9134 | -1895.292 | 0 | 0 | 0 | 0 | 0
3418 | 307.348 | 755.98 | 3349.7588 | 319.8796 | -2093.1229 | 0 | 936.7564 | 0 | 0 | 0
3419 | 235.767 | 884.75 | 3832.9468 | 245.3798 | -2093.1229 | 0 | 1494.4441 | 0 | 0 | 0
3420 | 197.082 | 943.17 | 4037.2169 | 205.1184 | -2093.1229 | 0 | 1738.9757 | 0 | 0 | 0
3421 | 683.53 | 796.75 | 3392.9688 | 711.4022 | -2093.1229 | 0 | 588.4438 | 0 | 0 | 0
3422 | 1150.936 | 747.47 | 3208.0664 | 1197.8675 | -529.3453 | 0 | 1480.8536 | 0 | 0 | 0
3423 | 1786.232 | 89.1 | 364.0773 | 364.0773 | 0 | 0 | 0 | 1436.419 | 0 | 0
3424 | 1729.544 | 73.82 | 299.9644 | 299.9644 | 0 | 0 | 0 | 1441.332 | 0 | 0
3425 | 1610.063 | 236.88 | 1050.5029 | 1050.5029 | 0 | 0 | 0 | 600.718 | 0 | 0
3426 | 1527.327 | 53.31 | 201.0437 | 201.0437 | 0 | 0 | 0 | 1058.918 | 0 | 286.4655
3427 | 1637.6 | 0 | 0 | 0 | 0 | 0 | 0 | 0 | 0 | 1704.3761
3428 | 1442.4 | 0 | 0 | 0 | 0 | 0 | 0 | 0 | 0 | 1501.2164
3429 | 1472.8 | 0 | 0 | 0 | 0 | 0 | 0 | 0 | 0 | 1532.8561
3430 | 1553.6 | 0 | 0 | 0 | 0 | 0 | 0 | 0 | 0 | 1616.9508
3431 | 1444 | 0 | 0 | 0 | 0 | 0 | 0 | 0 | 0 | 1502.8817
3432 | 0 | 0 | 0 | 0 | 0 | 0 | 0 | 0 | 0 | 0
3433 | 0 | 0 | 0 | 0 | 0 | 0 | 0 | 0 | 0 | 0
3434 | 0 | 0 | 0 | 0 | 0 | 0 | 0 | 0 | 0 | 0
3435 | 0 | 0 | 0 | 0 | 0 | 0 | 0 | 0 | 0 | 0
3436 | 0 | 0 | 0 | 0 | 0 | 0 | 0 | 0 | 0 | 0
3437 | 0 | 0 | 0 | 0 | 0 | 0 | 0 | 0 | 0 | 0
3438 | 0 | 0 | 0 | 0 | 0 | 0 | 0 | 0 | 0 | 0
3439 | 1362.282 | 130.56 | 472.4544 | 472.4544 | 0 | 0 | 0 | 0 | 0 | 945.3771
3440 | 1064.339 | 351.77 | 1593.0837 | 1107.7393 | -485.3444 | 0 | 0 | 0 | 0 | 0
3441 | 1658.966 | 571.84 | 2622.157 | 1726.6133 | -895.5437 | 0 | 0 | 0 | 0 | 0
3442 | 1820.422 | 753.64 | 3367.323 | 1894.653 | -1472.67 | 0 | 0 | 0 | 0 | 0
3443 | 1766.438 | 872.89 | 3824.9963 | 1838.4677 | -1986.5286 | 0 | 0 | 0 | 0 | 0
3444 | 1632.862 | 931.33 | 4043.7592 | 1699.4449 | -2093.1229 | 0 | 251.1915 | 0 | 0 | 0
3445 | 1633.953 | 702.82 | 3048.7568 | 1700.5804 | -1348.1765 | 0 | 0 | 0 | 0 | 0
3446 | 1730.896 | 652.58 | 2854.2492 | 1801.4764 | -1052.7728 | 0 | 0 | 0 | 0 | 0
3447 | 1836.767 | 606.71 | 2693.8301 | 1911.6645 | -782.1656 | 0 | 0 | 0 | 0 | 0
3448 | 1998.015 | 357.52 | 1615.2825 | 1615.2825 | 0 | 0 | 0 | 446.018 | 0 | 0
3449 | 1627.268 | 34.3 | 125.9881 | 125.9881 | 0 | 0 | 0 | 1506.216 | 0 | 0
3450 | 1652.685 | 64.25 | 239.744 | 239.744 | 0 | 0 | 0 | 461.771 | 0 | 999.7317
3451 | 1494.002 | 0 | 0 | 0 | 0 | 0 | 0 | 0 | 0 | 1554.9226
3452 | 1398.4 | 0 | 0 | 0 | 0 | 0 | 0 | 0 | 0 | 1455.4223
3453 | 1210.4 | 0 | 0 | 0 | 0 | 0 | 0 | 0 | 0 | 1259.7562
3454 | 1628 | 0 | 0 | 0 | 0 | 0 | 0 | 0 | 0 | 1694.3846
3455 | 1786.4 | 0 | 0 | 0 | 0 | 0 | 0 | 0 | 0 | 1859.2437
3456 | 0 | 0 | 0 | 0 | 0 | 0 | 0 | 0 | 0 | 0
3457 | 0 | 0 | 0 | 0 | 0 | 0 | 0 | 0 | 0 | 0
3458 | 0 | 0 | 0 | 0 | 0 | 0 | 0 | 0 | 0 | 0
3459 | 0 | 0 | 0 | 0 | 0 | 0 | 0 | 0 | 0 | 0
3460 | 0 | 0 | 0 | 0 | 0 | 0 | 0 | 0 | 0 | 0
3461 | 0 | 0 | 0 | 0 | 0 | 0 | 0 | 0 | 0 | 0
3462 | 0 | 0 | 0 | 0 | 0 | 0 | 0 | 0 | 0 | 0
3463 | 1177.554 | 105.62 | 445.1413 | 445.1413 | 0 | 0 | 0 | 0 | 0 | 780.4296
3464 | 1356.489 | 281.72 | 1283.5369 | 1283.5369 | 0 | 0 | 0 | 0 | 0 | 128.2653
3465 | 1166.426 | 452.56 | 2040.0537 | 1213.9891 | -826.0645 | 0 | 0 | 0 | 0 | 0
3466 | 975.268 | 618.9 | 2726.7686 | 1015.0363 | -1711.7323 | 0 | 0 | 0 | 0 | 0
3467 | 1314.143 | 688.36 | 2987.7507 | 1367.7295 | -1620.0211 | 0 | 0 | 0 | 0 | 0
3468 | 1169.049 | 785.92 | 3376.3705 | 1216.718 | -2093.1229 | 0 | 66.5296 | 0 | 0 | 0
3469 | 1078.088 | 918.95 | 3970.4302 | 1122.049 | -2093.1229 | 0 | 755.2584 | 0 | 0 | 0
3470 | 944.397 | 650.53 | 2830.1385 | 982.9065 | -1847.2321 | 0 | 0 | 0 | 0 | 0
3471 | 1126.43 | 545.79 | 2409.5762 | 1172.3622 | -639.5417 | 0 | 597.6723 | 0 | 0 | 0
3472 | 898.155 | 211.71 | 938.7859 | 934.7789 | 0 | 0 | 4.007 | 0 | 0 | 0
3473 | 1152.652 | 84.9 | 357.7514 | 357.7514 | 0 | 0 | 0 | 0 | 0 | 841.902
3474 | 869.487 | 11.75 | 23.6194 | 23.6194 | 0 | 0 | 0 | 0 | 0 | 881.3225
3475 | 1185.808 | 0 | 0 | 0 | 0 | 0 | 0 | 0 | 0 | 1234.1614
3476 | 980.8 | 0 | 0 | 0 | 0 | 0 | 0 | 0 | 0 | 1020.7939
3477 | 808.8 | 0 | 0 | 0 | 0 | 0 | 0 | 0 | 0 | 841.7803
3478 | 850.4 | 0 | 0 | 0 | 0 | 0 | 0 | 0 | 0 | 885.0766
3479 | 840 | 0 | 0 | 0 | 0 | 0 | 0 | 0 | 0 | 874.2525
3480 | 0 | 0 | 0 | 0 | 0 | 0 | 0 | 0 | 0 | 0
3481 | 0 | 0 | 0 | 0 | 0 | 0 | 0 | 0 | 0 | 0
3482 | 0 | 0 | 0 | 0 | 0 | 0 | 0 | 0 | 0 | 0
3483 | 0 | 0 | 0 | 0 | 0 | 0 | 0 | 0 | 0 | 0
3484 | 0 | 0 | 0 | 0 | 0 | 0 | 0 | 0 | 0 | 0
3485 | 0 | 0 | 0 | 0 | 0 | 0 | 0 | 0 | 0 | 0
3486 | 0 | 0 | 0 | 0 | 0 | 0 | 0 | 0 | 0 | 0
3487 | 1097.92 | 127.87 | 475.9264 | 475.9264 | 0 | 0 | 0 | 0 | 0 | 666.7632
3488 | 961.001 | 347.38 | 1564.8839 | 1000.1875 | -564.6963 | 0 | 0 | 0 | 0 | 0
3489 | 988.449 | 564.66 | 2561.8877 | 1028.7548 | -1533.1329 | 0 | 0 | 0 | 0 | 0
3490 | 1114.766 | 746.76 | 3289.9527 | 1160.2226 | -2093.1229 | 0 | 36.6072 | 0 | 0 | 0
3491 | 1334.239 | 872.49 | 3761.6629 | 1388.6439 | -2093.1229 | 0 | 279.8961 | 0 | 0 | 0
3492 | 1375.817 | 933.01 | 3988.2993 | 1431.9184 | -1779.9989 | 0 | 776.382 | 0 | 0 | 0
3493 | 1313.727 | 921.54 | 3946.4986 | 1367.2966 | 0 | 0 | 2579.2021 | 0 | 0 | 0
3494 | 1220.12 | 712.38 | 3070.2957 | 1269.8726 | 0 | 0 | 1800.4231 | 0 | 0 | 0
3495 | 1436.12 | 698.58 | 3098.5028 | 1494.6804 | 0 | 0 | 1603.8225 | 0 | 0 | 0
3496 | 1317.272 | 426.23 | 1911.0379 | 1370.9861 | 0 | 0 | 540.0518 | 0 | 0 | 0
3497 | 1561.218 | 278.03 | 1193.4494 | 1193.4494 | 0 | 0 | 0 | 0 | 0 | 431.4301
3498 | 1522.874 | 58.68 | 221.6594 | 221.6594 | 0 | 0 | 0 | 0 | 0 | 1363.3125
3499 | 1531.013 | 0 | 0 | 0 | 0 | 0 | 0 | 0 | 0 | 1593.4428
3500 | 820.8 | 0 | 0 | 0 | 0 | 0 | 0 | 0 | 0 | 854.2696
3501 | 1276 | 0 | 0 | 0 | 0 | 0 | 0 | 0 | 0 | 1328.0312
3502 | 1128 | 0 | 0 | 0 | 0 | 0 | 0 | 0 | 0 | 1173.9962
3503 | 905.6 | 0 | 0 | 0 | 0 | 0 | 0 | 0 | 0 | 942.5275
3504 | 0 | 0 | 0 | 0 | 0 | 0 | 0 | 0 | 0 | 0
3505 | 0 | 0 | 0 | 0 | 0 | 0 | 0 | 0 | 0 | 0
3506 | 0 | 0 | 0 | 0 | 0 | 0 | 0 | 0 | 0 | 0
3507 | 0 | 0 | 0 | 0 | 0 | 0 | 0 | 0 | 0 | 0
3508 | 0 | 0 | 0 | 0 | 0 | 0 | 0 | 0 | 0 | 0
3509 | 0 | 0 | 0 | 0 | 0 | 0 | 0 | 0 | 0 | 0
3510 | 0 | 0 | 0 | 0 | 0 | 0 | 0 | 0 | 0 | 0
3511 | 803.82 | 131.16 | 467.8906 | 467.8906 | 0 | 0 | 0 | 0 | 0 | 368.7066
3512 | 740.237 | 355.63 | 1607.0739 | 770.4215 | -836.6524 | 0 | 0 | 0 | 0 | 0
3513 | 558.473 | 575.2 | 2633.4296 | 581.2457 | -2052.1839 | 0 | 0 | 0 | 0 | 0
3514 | 1199.225 | 755.83 | 3362.1535 | 1248.1245 | -2093.1229 | 0 | 20.9061 | 0 | 0 | 0
3515 | 1228.803 | 884.63 | 3851.0615 | 1278.9086 | -2093.1229 | 0 | 479.03 | 0 | 0 | 0
3516 | 1419.01 | 943.3 | 4055.164 | 1476.8727 | -1890.06 | 0 | 688.2313 | 0 | 0 | 0
3517 | 1282.017 | 933.35 | 4001.971 | 1334.2935 | 0 | 0 | 2667.6774 | 0 | 0 | 0
3518 | 1153.519 | 846.74 | 3670.7948 | 1200.5558 | 0 | 0 | 2470.239 | 0 | 0 | 0
3519 | 1350.247 | 700.04 | 3094.9829 | 1405.3057 | 0 | 0 | 1689.6772 | 0 | 0 | 0
3520 | 1241.158 | 503.61 | 2281.5669 | 1291.7684 | 0 | 0 | 989.7985 | 0 | 0 | 0
3521 | 1171.973 | 183.93 | 808.3672 | 808.3672 | 0 | 0 | 0 | 395.277 | 0 | 0
3522 | 1371.137 | 52.15 | 197.0981 | 197.0981 | 0 | 0 | 0 | 424.54 | 0 | 788.098
3523 | 1506.995 | 0 | 0 | 0 | 0 | 0 | 0 | 0 | 0 | 1568.4454
3524 | 1457.6 | 0 | 0 | 0 | 0 | 0 | 0 | 0 | 0 | 1517.0363
3525 | 1496 | 0 | 0 | 0 | 0 | 0 | 0 | 0 | 0 | 1557.0021
3526 | 1008.8 | 0 | 0 | 0 | 0 | 0 | 0 | 0 | 0 | 1049.9356
3527 | 940.8 | 0 | 0 | 0 | 0 | 0 | 0 | 0 | 0 | 979.1628
3528 | 0 | 0 | 0 | 0 | 0 | 0 | 0 | 0 | 0 | 0
3529 | 0 | 0 | 0 | 0 | 0 | 0 | 0 | 0 | 0 | 0
3530 | 0 | 0 | 0 | 0 | 0 | 0 | 0 | 0 | 0 | 0
3531 | 0 | 0 | 0 | 0 | 0 | 0 | 0 | 0 | 0 | 0
3532 | 0 | 0 | 0 | 0 | 0 | 0 | 0 | 0 | 0 | 0
3533 | 0 | 0 | 0 | 0 | 0 | 0 | 0 | 0 | 0 | 0
3534 | 0 | 0 | 0 | 0 | 0 | 0 | 0 | 0 | 0 | 0
3535 | 1415.654 | 128.99 | 467.5013 | 467.5013 | 0 | 0 | 0 | 0 | 0 | 1005.8785
3536 | 996.848 | 347.99 | 1566.239 | 1037.4963 | -528.7427 | 0 | 0 | 0 | 0 | 0
3537 | 1420.083 | 564.92 | 2569.1076 | 1477.9894 | -1091.1181 | 0 | 0 | 0 | 0 | 0
3538 | 1718.45 | 745.49 | 3285.4316 | 1788.5229 | -1496.9087 | 0 | 0 | 0 | 0 | 0
3539 | 1514.737 | 648.36 | 2792.9256 | 1576.5031 | -1216.4224 | 0 | 0 | 0 | 0 | 0
3540 | 1481.469 | 774.46 | 3299.6839 | 1541.8786 | -1757.8054 | 0 | 0 | 0 | 0 | 0
3541 | 1629.559 | 781.05 | 3330.9853 | 1696.0072 | -1634.9781 | 0 | 0 | 0 | 0 | 0
3542 | 1581.445 | 714.48 | 3081.5694 | 1645.9313 | -1435.6381 | 0 | 0 | 0 | 0 | 0
3543 | 1376.542 | 384.33 | 1692.3114 | 1432.673 | -259.6384 | 0 | 0 | 0 | 0 | 0
3544 | 1606.679 | 225.19 | 994.7078 | 994.7078 | 0 | 0 | 0 | 650.943 | 0 | 0
3545 | 1530.064 | 89.74 | 377.9342 | 377.9342 | 0 | 0 | 0 | 1166.937 | 0 | 0
3546 | 1776.413 | 29.4 | 99.8084 | 99.8084 | 0 | 0 | 0 | 1680.515 | 0 | 0
3547 | 1785.434 | 0 | 0 | 0 | 0 | 0 | 0 | 0 | 0 | 1858.2383
3548 | 1460 | 0 | 0 | 0 | 0 | 0 | 0 | 0 | 0 | 1519.5341
3549 | 1711.2 | 0 | 0 | 0 | 0 | 0 | 0 | 0 | 0 | 1780.9772
3550 | 1587.2 | 0 | 0 | 0 | 0 | 0 | 0 | 0 | 0 | 1651.9209
3551 | 1569.6 | 0 | 0 | 0 | 0 | 0 | 0 | 0 | 0 | 1633.6033
3552 | 0 | 0 | 0 | 0 | 0 | 0 | 0 | 0 | 0 | 0
3553 | 0 | 0 | 0 | 0 | 0 | 0 | 0 | 0 | 0 | 0
3554 | 0 | 0 | 0 | 0 | 0 | 0 | 0 | 0 | 0 | 0
3555 | 0 | 0 | 0 | 0 | 0 | 0 | 0 | 0 | 0 | 0
3556 | 0 | 0 | 0 | 0 | 0 | 0 | 0 | 0 | 0 | 0
3557 | 0 | 0 | 0 | 0 | 0 | 0 | 0 | 0 | 0 | 0
3558 | 0 | 0 | 0 | 0 | 0 | 0 | 0 | 0 | 0 | 0
3559 | 1421.245 | 88.56 | 372.7178 | 0 | -372.7178 | 0 | 0 | 1421.245 | 0 | 0
3560 | 1472.409 | 307.1 | 1389.9532 | 0 | -1389.9532 | 0 | 0 | 1472.409 | 0 | 0
3561 | 1472.679 | 483.84 | 2162.1389 | 821.8192 | -1340.3196 | 0 | 0 | 683.058 | 0 | 0
3562 | 1255.664 | 571.51 | 2496.0544 | 1306.866 | -1189.1884 | 0 | 0 | 0 | 0 | 0
3563 | 1306.374 | 706.91 | 3032.2792 | 1359.6437 | -1672.6355 | 0 | 0 | 0 | 0 | 0
3564 | 1147.369 | 733.13 | 3133.2513 | 1194.155 | -1939.0962 | 0 | 0 | 0 | 0 | 0
3565 | 1451.78 | 701.56 | 3004.63 | 1510.9789 | -1493.651 | 0 | 0 | 0 | 0 | 0
3566 | 1625.359 | 148.25 | 627.8486 | 627.8486 | 0 | 0 | 0 | 1022.109 | 0 | 0
3567 | 1496.668 | 63.74 | 249.8114 | 249.8114 | 0 | 0 | 0 | 1256.644 | 0 | 0
3568 | 1406.455 | 27.45 | 91.12 | 91.12 | 0 | 0 | 0 | 1318.905 | 0 | 0
3569 | 1189.61 | 100.06 | 425.2874 | 425.2874 | 0 | 0 | 0 | 780.985 | 0 | 0
3570 | 1307.693 | 52.79 | 200.9178 | 200.9178 | 0 | 0 | 0 | 1114.647 | 0 | 0
3571 | 1408 | 0 | 0 | 0 | 0 | 0 | 0 | 0 | 0 | 1465.4137
3572 | 1389.6 | 0 | 0 | 0 | 0 | 0 | 0 | 0 | 0 | 1446.2634
3573 | 1545.6 | 0 | 0 | 0 | 0 | 0 | 0 | 0 | 0 | 1608.6246
3574 | 1364 | 0 | 0 | 0 | 0 | 0 | 0 | 0 | 0 | 1419.6195
3575 | 1421.6 | 0 | 0 | 0 | 0 | 0 | 0 | 0 | 0 | 1479.5683
3576 | 0 | 0 | 0 | 0 | 0 | 0 | 0 | 0 | 0 | 0
3577 | 0 | 0 | 0 | 0 | 0 | 0 | 0 | 0 | 0 | 0
3578 | 0 | 0 | 0 | 0 | 0 | 0 | 0 | 0 | 0 | 0
3579 | 0 | 0 | 0 | 0 | 0 | 0 | 0 | 0 | 0 | 0
3580 | 0 | 0 | 0 | 0 | 0 | 0 | 0 | 0 | 0 | 0
3581 | 0 | 0 | 0 | 0 | 0 | 0 | 0 | 0 | 0 | 0
3582 | 0 | 0 | 0 | 0 | 0 | 0 | 0 | 0 | 0 | 0
3583 | 1709.965 | 97.1 | 408.5882 | 0 | -408.5882 | 0 | 0 | 1709.965 | 0 | 0
3584 | 1408.436 | 260.19 | 1173.2479 | 0 | -1173.2479 | 0 | 0 | 1408.436 | 0 | 0
3585 | 1450.739 | 431.83 | 1919.4328 | 799.761 | -1119.6718 | 0 | 0 | 682.313 | 0 | 0
3586 | 1655.173 | 581.84 | 2519.0264 | 1722.6656 | -796.3608 | 0 | 0 | 0 | 0 | 0
3587 | 1645.765 | 576.6 | 2470.3368 | 1712.874 | -757.4628 | 0 | 0 | 0 | 0 | 0
3588 | 1950.329 | 703.61 | 2980.7775 | 2029.8572 | -950.9203 | 0 | 0 | 0 | 0 | 0
3589 | 1604.172 | 566.6 | 2430.1857 | 1669.585 | -760.6007 | 0 | 0 | 0 | 0 | 0
3590 | 1638.537 | 76.81 | 303.9766 | 303.9766 | 0 | 0 | 0 | 1346.47 | 0 | 0
3591 | 1750.351 | 184.26 | 794.3052 | 794.3052 | 0 | 0 | 0 | 987.166 | 0 | 0
3592 | 1625.121 | 402.57 | 1803.5361 | 1691.3882 | -112.1479 | 0 | 0 | 0 | 0 | 0
3593 | 1456.088 | 217.81 | 969.4513 | 969.4513 | 0 | 0 | 0 | 524.619 | 0 | 0
3594 | 1657.048 | 63.44 | 239.0425 | 239.0425 | 0 | 0 | 0 | 1427.371 | 0 | 0
3595 | 1497.593 | 0 | 0 | 0 | 0 | 0 | 0 | 0 | 0 | 1558.66
3596 | 1270.4 | 0 | 0 | 0 | 0 | 0 | 0 | 0 | 0 | 1322.2028
3597 | 1587.2 | 0 | 0 | 0 | 0 | 0 | 0 | 0 | 0 | 1651.9209
3598 | 1514.4 | 0 | 0 | 0 | 0 | 0 | 0 | 0 | 0 | 1576.1524
3599 | 1600.8 | 0 | 0 | 0 | 0 | 0 | 0 | 0 | 0 | 1666.0755
3600 | 0 | 0 | 0 | 0 | 0 | 0 | 0 | 0 | 0 | 0
3601 | 0 | 0 | 0 | 0 | 0 | 0 | 0 | 0 | 0 | 0
3602 | 0 | 0 | 0 | 0 | 0 | 0 | 0 | 0 | 0 | 0
3603 | 0 | 0 | 0 | 0 | 0 | 0 | 0 | 0 | 0 | 0
3604 | 0 | 0 | 0 | 0 | 0 | 0 | 0 | 0 | 0 | 0
3605 | 0 | 0 | 0 | 0 | 0 | 0 | 0 | 0 | 0 | 0
3606 | 0 | 0 | 0 | 0 | 0 | 0 | 0 | 0 | 0 | 0
3607 | 1586.458 | 128.71 | 461.3493 | 461.3493 | 0 | 0 | 0 | 1143.184 | 0 | 0
3608 | 1339.324 | 346.37 | 1549.7853 | 1393.9373 | -155.848 | 0 | 0 | 0 | 0 | 0
3609 | 1167.329 | 562.88 | 2522.9304 | 1214.9289 | -1308.0014 | 0 | 0 | 0 | 0 | 0
3610 | 1838.145 | 744.48 | 3180.0706 | 1913.0987 | -1266.9719 | 0 | 0 | 0 | 0 | 0
3611 | 1601.039 | 871.84 | 3612.8828 | 1666.3242 | -1946.5586 | 0 | 0 | 0 | 0 | 0
3612 | 1499.82 | 932.79 | 3835.5258 | 1560.9779 | -2093.1229 | 0 | 181.4251 | 0 | 0 | 0
3613 | 1916.994 | 811.62 | 3355.2344 | 1995.1629 | -1360.0715 | 0 | 0 | 0 | 0 | 0
3614 | 1203.199 | 774.04 | 3234.7686 | 1252.2616 | -1982.507 | 0 | 0 | 0 | 0 | 0
3615 | 1339.569 | 179.35 | 775.0935 | 775.0935 | 0 | 0 | 0 | 594.843 | 0 | 0
3616 | 1487.923 | 29.41 | 100.5037 | 100.5037 | 0 | 0 | 0 | 1391.357 | 0 | 0
3617 | 1570.841 | 110.02 | 473.39 | 473.39 | 0 | 0 | 0 | 1115.998 | 0 | 0
3618 | 1493.196 | 44.62 | 168.4841 | 168.4841 | 0 | 0 | 0 | 1331.313 | 0 | 0
3619 | 1175.793 | 0 | 0 | 0 | 0 | 0 | 0 | 0 | 0 | 1223.7381
3620 | 1504 | 0 | 0 | 0 | 0 | 0 | 0 | 0 | 0 | 1565.3283
3621 | 1400 | 0 | 0 | 0 | 0 | 0 | 0 | 0 | 0 | 1457.0875
3622 | 1072 | 0 | 0 | 0 | 0 | 0 | 0 | 0 | 0 | 1115.7127
3623 | 1568.8 | 0 | 0 | 0 | 0 | 0 | 0 | 0 | 0 | 1632.7706
3624 | 0 | 0 | 0 | 0 | 0 | 0 | 0 | 0 | 0 | 0
3625 | 1048.116 | 0 | 0 | 0 | 0 | 0 | 0 | 1048.116 | 0 | 0
3626 | 1148.1467 | 0 | 0 | 0 | 0 | 0 | 0 | 1148.147 | 0 | 0
3627 | 1165.0637 | 0 | 0 | 0 | 0 | 0 | 0 | 1165.064 | 0 | 0
3628 | 1257.0037 | 0 | 0 | 0 | 0 | 0 | 0 | 1257.004 | 0 | 0
3629 | 1164.3282 | 0 | 0 | 0 | 0 | 0 | 0 | 1164.328 | 0 | 0
3630 | 1084.892 | 0 | 0 | 0 | 0 | 0 | 0 | 420.105 | 0 | 691.8949
3631 | 1136.1375 | 127.17 | 463.6036 | 463.6036 | 0 | 0 | 0 | 0 | 0 | 718.8614
3632 | 857.2624 | 343.49 | 1546.5829 | 892.2184 | -654.3645 | 0 | 0 | 0 | 0 | 0
3633 | 1126.9766 | 558.77 | 2545.3206 | 1172.9315 | -1372.3891 | 0 | 0 | 0 | 0 | 0
3634 | 1088.1963 | 474.39 | 2094.0866 | 1132.5691 | -961.5175 | 0 | 0 | 0 | 0 | 0
3635 | 1073.6523 | 647.43 | 2806.1653 | 1117.4331 | -1688.7322 | 0 | 0 | 0 | 0 | 0
3636 | 1056.4835 | 568.89 | 2466.3308 | 1099.563 | -1366.7679 | 0 | 0 | 0 | 0 | 0
3637 | 976.002 | 408.27 | 1781.3197 | 1015.8002 | -765.5194 | 0 | 0 | 0 | 0 | 0
3638 | 1109.748 | 140.46 | 596.3193 | 596.3193 | 0 | 0 | 0 | 0 | 0 | 558.6807
3639 | 1130.2855 | 551.75 | 2436.2836 | 1176.3754 | -1259.9082 | 0 | 0 | 0 | 0 | 0
3640 | 1121.2717 | 253.22 | 1130.9081 | 1130.9081 | 0 | 0 | 0 | 0 | 0 | 36.0858
3641 | 781.8035 | 84.92 | 358.7589 | 358.7589 | 0 | 0 | 0 | 0 | 0 | 454.9246
3642 | 946.9489 | 32.34 | 114.1097 | 114.1097 | 0 | 0 | 0 | 0 | 0 | 871.4528
3643 | 1087.8341 | 0 | 0 | 0 | 0 | 0 | 0 | 0 | 0 | 1132.1924
3644 | 1190.0714 | 0 | 0 | 0 | 0 | 0 | 0 | 0 | 0 | 1238.5983
3645 | 939.259 | 0 | 0 | 0 | 0 | 0 | 0 | 0 | 0 | 977.559
3646 | 1095.1893 | 0 | 0 | 0 | 0 | 0 | 0 | 0 | 0 | 1139.8473
3647 | 1081.2144 | 0 | 0 | 0 | 0 | 0 | 0 | 0 | 0 | 1125.3024
3648 | 159.6078 | 0 | 0 | 0 | 0 | 0 | 0 | 0 | 0 | 166.1163
3649 | 82.3782 | 0 | 0 | 0 | 0 | 0 | 0 | 82.378 | 0 | 0
3650 | 157.4013 | 0 | 0 | 0 | 0 | 0 | 0 | 157.401 | 0 | 0
3651 | 100.7662 | 0 | 0 | 0 | 0 | 0 | 0 | 100.766 | 0 | 0
3652 | 105.1794 | 0 | 0 | 0 | 0 | 0 | 0 | 105.179 | 0 | 0
3653 | 78.7006 | 0 | 0 | 0 | 0 | 0 | 0 | 78.701 | 0 | 0
3654 | 81.6427 | 0 | 0 | 0 | 0 | 0 | 0 | 81.643 | 0 | 0
3655 | 78.8376 | 43.13 | 168.2926 | 82.0528 | -86.2398 | 0 | 0 | 0 | 0 | 0
3656 | 193.0078 | 343.31 | 1549.905 | 200.8782 | -1349.0268 | 0 | 0 | 0 | 0 | 0
3657 | 787.8808 | 216.58 | 964.9125 | 820.0083 | -144.9042 | 0 | 0 | 0 | 0 | 0
3658 | 1235.6617 | 495.58 | 2197.8947 | 1286.0483 | -911.8464 | 0 | 0 | 0 | 0 | 0
3659 | 1134.1783 | 370.76 | 1634.5181 | 1180.4261 | -454.092 | 0 | 0 | 0 | 0 | 0
3660 | 928.5379 | 923.05 | 4005.7542 | 966.3998 | -2093.1229 | 0 | 946.2316 | 0 | 0 | 0
3661 | 1150.8718 | 774.81 | 3353.8429 | 1197.7998 | -2093.1229 | 0 | 62.9202 | 0 | 0 | 0
3662 | 1024.287 | 639.27 | 2807.0468 | 1066.0541 | -1740.9927 | 0 | 0 | 0 | 0 | 0
3663 | 1039.8662 | 626.09 | 2781.886 | 1082.2684 | -1699.6176 | 0 | 0 | 0 | 0 | 0
3664 | 1200.7723 | 191.13 | 850.8746 | 850.8746 | 0 | 0 | 0 | 383.234 | 0 | 0
3665 | 1211.6653 | 143.24 | 635.0737 | 635.0737 | 0 | 0 | 0 | 601.473 | 0 | 0
3666 | 1362.6896 | 49.7 | 192.1576 | 192.1576 | 0 | 0 | 0 | 506.251 | 0 | 699.2043
3667 | 1236.4091 | 0 | 0 | 0 | 0 | 0 | 0 | 0 | 0 | 1286.8258
3668 | 1330.5557 | 0 | 0 | 0 | 0 | 0 | 0 | 0 | 0 | 1384.8118
3669 | 1363.6541 | 0 | 0 | 0 | 0 | 0 | 0 | 0 | 0 | 1419.2594
3670 | 988.5389 | 0 | 0 | 0 | 0 | 0 | 0 | 0 | 0 | 1028.8485
3671 | 1133.4363 | 0 | 0 | 0 | 0 | 0 | 0 | 0 | 0 | 1179.6539
3672 | 1025.3149 | 0 | 0 | 0 | 0 | 0 | 0 | 0 | 0 | 1067.1241
3673 | 1040.0253 | 0 | 0 | 0 | 0 | 0 | 0 | 1040.025 | 0 | 0
3674 | 1289.3666 | 0 | 0 | 0 | 0 | 0 | 0 | 1289.367 | 0 | 0
3675 | 807.601 | 0 | 0 | 0 | 0 | 0 | 0 | 807.601 | 0 | 0
3676 | 906.1606 | 0 | 0 | 0 | 0 | 0 | 0 | 906.161 | 0 | 0
3677 | 1054.7357 | 0 | 0 | 0 | 0 | 0 | 0 | 1054.736 | 0 | 0
3678 | 1198.1621 | 0 | 0 | 0 | 0 | 0 | 0 | 1198.162 | 0 | 0
3679 | 1087.0664 | 126.98 | 453.3801 | 453.3801 | 0 | 0 | 0 | 0 | 0 | 678.013
3680 | 1228.1419 | 344.9 | 1547.7163 | 1278.2217 | -269.4946 | 0 | 0 | 0 | 0 | 0
3681 | 1131.3953 | 560.91 | 2553.193 | 1177.5297 | -1375.6634 | 0 | 0 | 0 | 0 | 0
3682 | 1253.8934 | 740.76 | 3281.054 | 1305.0238 | -1976.0303 | 0 | 0 | 0 | 0 | 0
3683 | 1272.5121 | 860.99 | 3740.0762 | 1324.401 | -2093.1229 | 0 | 322.5523 | 0 | 0 | 0
3684 | 1338.8744 | 919.74 | 3965.0338 | 1393.469 | -2093.1229 | 0 | 478.442 | 0 | 0 | 0
3685 | 1355.3308 | 780.56 | 3334.0015 | 1410.5971 | -1923.4044 | 0 | 0 | 0 | 0 | 0
3686 | 1295.2535 | 241.6 | 1051.8101 | 1051.8101 | 0 | 0 | 0 | 284.652 | 0 | 0
3687 | 1302.0681 | 259.66 | 1143.0383 | 1143.0383 | 0 | 0 | 0 | 203.813 | 0 | 0
3688 | 1469.4209 | 189.18 | 834.5823 | 834.5823 | 0 | 0 | 0 | 667.537 | 0 | 0
3689 | 1487.386 | 117.08 | 507.5025 | 507.5025 | 0 | 0 | 0 | 999.767 | 0 | 0
3690 | 1238.9154 | 48.62 | 185.9931 | 185.9931 | 0 | 0 | 0 | 1060.209 | 0 | 0
3691 | 1209.1949 | 0 | 0 | 0 | 0 | 0 | 0 | 0 | 0 | 1258.5021
3692 | 1137.1139 | 0 | 0 | 0 | 0 | 0 | 0 | 0 | 0 | 1183.4819
3693 | 1054.7357 | 0 | 0 | 0 | 0 | 0 | 0 | 0 | 0 | 1097.7448
3694 | 1102.5445 | 0 | 0 | 0 | 0 | 0 | 0 | 0 | 0 | 1147.5022
3695 | 1087.8341 | 0 | 0 | 0 | 0 | 0 | 0 | 0 | 0 | 1132.1924
3696 | 1305.548 | 0 | 0 | 0 | 0 | 0 | 0 | 208.299 | 0 | 1141.9913
3697 | 1315.1098 | 0 | 0 | 0 | 0 | 0 | 0 | 1315.11 | 0 | 0
3698 | 1071.6526 | 0 | 0 | 0 | 0 | 0 | 0 | 1071.653 | 0 | 0
3699 | 1255.5327 | 0 | 0 | 0 | 0 | 0 | 0 | 1255.533 | 0 | 0
3700 | 806.1299 | 0 | 0 | 0 | 0 | 0 | 0 | 806.13 | 0 | 0
3701 | 750.2304 | 0 | 0 | 0 | 0 | 0 | 0 | 750.23 | 0 | 0
3702 | 706.0992 | 0 | 0 | 0 | 0 | 0 | 0 | 706.099 | 0 | 0
3703 | 1144.1924 | 34.29 | 127.2537 | 127.2537 | 0 | 0 | 0 | 0 | 0 | 1063.5958
3704 | 1174.6209 | 93.42 | 401.3683 | 401.3683 | 0 | 0 | 0 | 0 | 0 | 821.15
3705 | 1421.8944 | 235.41 | 1055.3664 | 1055.3664 | 0 | 0 | 0 | 0 | 0 | 424.5089
3706 | 1445.488 | 528.04 | 2354.9854 | 1504.4304 | -850.5551 | 0 | 0 | 0 | 0 | 0
3707 | 1314.3991 | 700.66 | 3077.4552 | 1367.996 | -1709.4592 | 0 | 0 | 0 | 0 | 0
3708 | 1630.578 | 639.12 | 2806.9084 | 1697.0677 | -1109.8407 | 0 | 0 | 0 | 0 | 0
3709 | 1339.1925 | 911.23 | 4012.284 | 1393.8 | -2093.1229 | 0 | 525.3612 | 0 | 0 | 0
3710 | 1441.9686 | 832.37 | 3705.3153 | 1500.7668 | -2093.1229 | 0 | 111.4256 | 0 | 0 | 0
3711 | 1484.2371 | 690.27 | 3131.4882 | 1544.7594 | -1586.7287 | 0 | 0 | 0 | 0 | 0
3712 | 1687.8042 | 499.34 | 2315.284 | 1756.6272 | -558.6567 | 0 | 0 | 0 | 0 | 0
3713 | 1368.332 | 280.26 | 1223.7901 | 1223.7901 | 0 | 0 | 0 | 0 | 0 | 200.3381
3714 | 1435.4445 | 78.14 | 282.7676 | 282.7676 | 0 | 0 | 0 | 0 | 0 | 1211.2102
3715 | 1408.5208 | 0 | 0 | 0 | 0 | 0 | 0 | 0 | 0 | 1465.956
3716 | 1324.6715 | 0 | 0 | 0 | 0 | 0 | 0 | 0 | 0 | 1378.6879
3717 | 1376.1579 | 0 | 0 | 0 | 0 | 0 | 0 | 0 | 0 | 1432.2733
3718 | 889.2437 | 0 | 0 | 0 | 0 | 0 | 0 | 0 | 0 | 925.5045
3719 | 1277.5983 | 0 | 0 | 0 | 0 | 0 | 0 | 0 | 0 | 1329.6943
3720 | 914.2514 | 0 | 0 | 0 | 0 | 0 | 0 | 0 | 0 | 951.5312
3721 | 1040.0253 | 0 | 0 | 0 | 0 | 0 | 0 | 1040.025 | 0 | 0
3722 | 1225.3763 | 0 | 0 | 0 | 0 | 0 | 0 | 1225.376 | 0 | 0
3723 | 1041.4963 | 0 | 0 | 0 | 0 | 0 | 0 | 1041.496 | 0 | 0
3724 | 1069.4461 | 0 | 0 | 0 | 0 | 0 | 0 | 1069.446 | 0 | 0
3725 | 1206.9883 | 0 | 0 | 0 | 0 | 0 | 0 | 1206.988 | 0 | 0
3726 | 1139.3205 | 0 | 0 | 0 | 0 | 0 | 0 | 1139.32 | 0 | 0
3727 | 968.3737 | 108.89 | 454.6332 | 454.6332 | 0 | 0 | 0 | 0 | 0 | 553.228
3728 | 1216.8397 | 291.36 | 1321.518 | 1266.4588 | -55.0592 | 0 | 0 | 0 | 0 | 0
3729 | 1270.5584 | 559.93 | 2541.452 | 1322.3673 | -1219.0848 | 0 | 0 | 0 | 0 | 0
3730 | 1288.7009 | 740.58 | 3264.744 | 1341.2501 | -1923.4939 | 0 | 0 | 0 | 0 | 0
3731 | 1265.5835 | 718.71 | 3090.8875 | 1317.1905 | -1773.697 | 0 | 0 | 0 | 0 | 0
3732 | 1527.2199 | 750.15 | 3211.3824 | 1589.4951 | -1621.8872 | 0 | 0 | 0 | 0 | 0
3733 | 1609.8915 | 654.22 | 2828.7949 | 1675.5372 | -1153.2577 | 0 | 0 | 0 | 0 | 0
3734 | 1684.8217 | 741.13 | 3208.6066 | 1753.5236 | -1455.083 | 0 | 0 | 0 | 0 | 0
3735 | 1461.4939 | 648.48 | 2855.9342 | 1521.089 | -1334.8452 | 0 | 0 | 0 | 0 | 0
3736 | 1490.238 | 492.84 | 2267.8651 | 1551.0041 | -294.4274 | 0 | 422.4336 | 0 | 0 | 0
3737 | 1239.2694 | 256.74 | 1152.5479 | 1152.5479 | 0 | 0 | 0 | 131.877 | 0 | 0
3738 | 1422.6934 | 54.26 | 210.7875 | 210.7875 | 0 | 0 | 0 | 1220.164 | 0 | 0
3739 | 1531.3527 | 0 | 0 | 0 | 0 | 0 | 0 | 0 | 0 | 1593.7967
3740 | 1093.7182 | 0 | 0 | 0 | 0 | 0 | 0 | 0 | 0 | 1138.3163
3741 | 818.6338 | 0 | 0 | 0 | 0 | 0 | 0 | 0 | 0 | 852.0153
3742 | 913.5158 | 0 | 0 | 0 | 0 | 0 | 0 | 0 | 0 | 950.7663
3743 | 1149.6178 | 0 | 0 | 0 | 0 | 0 | 0 | 0 | 0 | 1196.4957
3744 | 1036.3477 | 0 | 0 | 0 | 0 | 0 | 0 | 1036.348 | 0 | 0
3745 | 967.2088 | 0 | 0 | 0 | 0 | 0 | 0 | 967.209 | 0 | 0
3746 | 1274.6562 | 0 | 0 | 0 | 0 | 0 | 0 | 1274.656 | 0 | 0
3747 | 962.0602 | 0 | 0 | 0 | 0 | 0 | 0 | 962.06 | 0 | 0
3748 | 1158.444 | 0 | 0 | 0 | 0 | 0 | 0 | 1158.444 | 0 | 0
3749 | 1215.0791 | 0 | 0 | 0 | 0 | 0 | 0 | 1215.079 | 0 | 0
3750 | 663.439 | 0 | 0 | 0 | 0 | 0 | 0 | 663.439 | 0 | 0
3751 | 831.19 | 102.83 | 431.044 | 431.044 | 0 | 0 | 0 | 417.034 | 0 | 0
3752 | 900.2029 | 276.02 | 1250.9658 | 936.9104 | -314.0554 | 0 | 0 | 0 | 0 | 0
3753 | 1016.1898 | 457.32 | 2051.2191 | 1057.627 | -993.5921 | 0 | 0 | 0 | 0 | 0
3754 | 1501.8804 | 460.94 | 2033.146 | 1563.1219 | -470.0242 | 0 | 0 | 0 | 0 | 0
3755 | 1433.3713 | 860.19 | 3715.264 | 1491.8193 | -2093.1229 | 0 | 130.3219 | 0 | 0 | 0
3756 | 1371.731 | 522.16 | 2267.1095 | 1427.6658 | -839.4437 | 0 | 0 | 0 | 0 | 0
3757 | 1529.9046 | 252.45 | 1099.6192 | 1099.6192 | 0 | 0 | 0 | 473.368 | 0 | 0
3758 | 1387.7571 | 88.02 | 360.2576 | 360.2576 | 0 | 0 | 0 | 1041.614 | 0 | 0
3759 | 1085.9861 | 142.92 | 614.6328 | 614.6328 | 0 | 0 | 0 | 495.434 | 0 | 0
3760 | 1513.4915 | 119.23 | 513.0135 | 513.0135 | 0 | 0 | 0 | 1020.578 | 0 | 0
3761 | 1215.0892 | 78.8 | 330.0178 | 330.0178 | 0 | 0 | 0 | 898.001 | 0 | 0
3762 | 1339.0123 | 19.59 | 57.9838 | 57.9838 | 0 | 0 | 0 | 1206.349 | 0 | 80.0888
3763 | 1233.4671 | 0 | 0 | 0 | 0 | 0 | 0 | 0 | 0 | 1283.7638
3764 | 1164.3282 | 0 | 0 | 0 | 0 | 0 | 0 | 0 | 0 | 1211.8056
3765 | 1034.1411 | 0 | 0 | 0 | 0 | 0 | 0 | 0 | 0 | 1076.31
3766 | 1329.8202 | 0 | 0 | 0 | 0 | 0 | 0 | 0 | 0 | 1384.0458
3767 | 1057.6778 | 0 | 0 | 0 | 0 | 0 | 0 | 0 | 0 | 1100.8067
3768 | 1348.9437 | 0 | 0 | 0 | 0 | 0 | 0 | 0 | 0 | 1403.9496
3769 | 972.3574 | 0 | 0 | 0 | 0 | 0 | 0 | 972.357 | 0 | 0
3770 | 1018.6952 | 0 | 0 | 0 | 0 | 0 | 0 | 1018.695 | 0 | 0
3771 | 1329.8202 | 0 | 0 | 0 | 0 | 0 | 0 | 1329.82 | 0 | 0
3772 | 1226.8474 | 0 | 0 | 0 | 0 | 0 | 0 | 1226.847 | 0 | 0
3773 | 759.7922 | 0 | 0 | 0 | 0 | 0 | 0 | 759.792 | 0 | 0
3774 | 961.3246 | 0 | 0 | 0 | 0 | 0 | 0 | 961.325 | 0 | 0
3775 | 883.3154 | 55.97 | 226.906 | 226.906 | 0 | 0 | 0 | 0 | 0 | 692.4288
3776 | 819.4309 | 342.89 | 1505.5502 | 852.8448 | -652.7055 | 0 | 0 | 0 | 0 | 0
3777 | 938.7295 | 436.58 | 1904.1844 | 977.0084 | -927.176 | 0 | 0 | 0 | 0 | 0
3778 | 1175.0134 | 738.05 | 3103.995 | 1222.9263 | -1881.0688 | 0 | 0 | 0 | 0 | 0
3779 | 1296.981 | 505.07 | 2138.3332 | 1349.8677 | -788.4654 | 0 | 0 | 0 | 0 | 0
3780 | 1264.4646 | 917.77 | 3732.263 | 1316.0248 | -2093.1229 | 0 | 323.1154 | 0 | 0 | 0
3781 | 1379.1589 | 909.81 | 3746.5102 | 1435.3956 | -2093.1229 | 0 | 217.9917 | 0 | 0 | 0
3782 | 1238.6166 | 465.71 | 2001.0963 | 1289.1238 | -711.9725 | 0 | 0 | 0 | 0 | 0
3783 | 1071.4449 | 615.89 | 2652.6955 | 1115.1351 | -1537.5604 | 0 | 0 | 0 | 0 | 0
3784 | 1163.5669 | 474.52 | 2102.2713 | 1211.0125 | -145.6421 | 0 | 745.6167 | 0 | 0 | 0
3785 | 930.6139 | 200.3 | 885.1016 | 885.1016 | 0 | 0 | 0 | 80.19 | 0 | 0
3786 | 930.0798 | 75.56 | 233.7002 | 233.7002 | 0 | 0 | 0 | 705.536 | 0 | 0
3787 | 892.9213 | 0 | 0 | 0 | 0 | 0 | 0 | 0 | 0 | 929.3315
3788 | 1206.2528 | 0 | 0 | 0 | 0 | 0 | 0 | 0 | 0 | 1255.4401
3789 | 1006.9269 | 0 | 0 | 0 | 0 | 0 | 0 | 0 | 0 | 1047.9863
3790 | 984.8613 | 0 | 0 | 0 | 0 | 0 | 0 | 0 | 0 | 1025.0205
3791 | 1077.5368 | 0 | 0 | 0 | 0 | 0 | 0 | 0 | 0 | 1121.4755
3792 | 956.176 | 0 | 0 | 0 | 0 | 0 | 0 | 956.176 | 0 | 0
3793 | 959.8536 | 0 | 0 | 0 | 0 | 0 | 0 | 959.854 | 0 | 0
3794 | 1045.1739 | 0 | 0 | 0 | 0 | 0 | 0 | 1045.174 | 0 | 0
3795 | 993.6875 | 0 | 0 | 0 | 0 | 0 | 0 | 114.348 | 0 | 915.1956
3796 | 951.0274 | 0 | 0 | 0 | 0 | 0 | 0 | 0 | 0 | 989.8068
3797 | 970.1509 | 0 | 0 | 0 | 0 | 0 | 0 | 0 | 0 | 1009.7106
3798 | 989.2744 | 0 | 0 | 0 | 0 | 0 | 0 | 0 | 0 | 1029.6134
3799 | 814.7659 | 121.82 | 439.4149 | 439.4149 | 0 | 0 | 0 | 0 | 0 | 408.5746
3800 | 269.8053 | 295.28 | 1332.3535 | 280.8078 | -1051.5457 | 0 | 0 | 0 | 0 | 0
3801 | 129.9866 | 549.81 | 2484.9972 | 135.2864 | -2093.1229 | 0 | 256.5879 | 0 | 0 | 0
3802 | 207.7449 | 727.04 | 3190.4856 | 216.2151 | -2093.1229 | 0 | 881.1477 | 0 | 0 | 0
3803 | 159.9664 | 654.13 | 2801.0977 | 166.4889 | -2093.1229 | 0 | 541.486 | 0 | 0 | 0
3804 | 171.8487 | 777.03 | 3272.629 | 178.8554 | -2093.1229 | 0 | 1000.6507 | 0 | 0 | 0
3805 | 132.4947 | 745.97 | 3148.1396 | 137.8977 | -1406.8003 | 0 | 1603.4415 | 0 | 0 | 0
3806 | 124.5833 | 796.66 | 3408.4451 | 129.6631 | 0 | 0 | 3278.782 | 0 | 0 | 0
3807 | 178.8941 | 587.55 | 2550.7233 | 186.1898 | 0 | 0 | 2364.5335 | 0 | 0 | 0
3808 | 197.9358 | 441.13 | 1958.0425 | 206.0072 | 0 | 0 | 1752.0353 | 0 | 0 | 0
3809 | 169.2818 | 163.02 | 715.7901 | 176.1848 | 0 | 0 | 539.6053 | 0 | 0 | 0
3810 | 186.6658 | 55.15 | 212.587 | 194.2776 | 0 | 0 | 18.3093 | 0 | 0 | 0
3811 | 128.716 | 0 | 0 | 0 | 0 | 0 | 0 | 0 | 0 | 133.9646
3812 | 181.6734 | 0 | 0 | 0 | 0 | 0 | 0 | 0 | 0 | 189.081
3813 | 183.1445 | 0 | 0 | 0 | 0 | 0 | 0 | 0 | 0 | 190.612
3814 | 100.0307 | 0 | 0 | 0 | 0 | 0 | 0 | 0 | 0 | 104.1099
3815 | 90.469 | 0 | 0 | 0 | 0 | 0 | 0 | 0 | 0 | 94.158
3816 | 94.1466 | 0 | 0 | 0 | 0 | 0 | 0 | 0 | 0 | 97.986
3817 | 85.3203 | 0 | 0 | 0 | 0 | 0 | 0 | 0 | 0 | 88.7991
3818 | 91.2045 | 0 | 0 | 0 | 0 | 0 | 0 | 0 | 0 | 94.923
3819 | 86.7914 | 0 | 0 | 0 | 0 | 0 | 0 | 0 | 0 | 90.3301
3820 | 90.469 | 0 | 0 | 0 | 0 | 0 | 0 | 0 | 0 | 94.158
3821 | 85.3203 | 0 | 0 | 0 | 0 | 0 | 0 | 0 | 0 | 88.7991
3822 | 86.0558 | 0 | 0 | 0 | 0 | 0 | 0 | 0 | 0 | 89.5651
3823 | 73.9979 | 31.35 | 113.8402 | 77.0154 | -36.8248 | 0 | 0 | 0 | 0 | 0
3824 | 92.8447 | 86.15 | 366.062 | 96.6309 | -269.4311 | 0 | 0 | 0 | 0 | 0
3825 | 624.5034 | 215.31 | 955.1802 | 649.9682 | -305.212 | 0 | 0 | 0 | 0 | 0
3826 | 1169.1854 | 340.87 | 1502.5226 | 1216.8617 | -285.661 | 0 | 0 | 0 | 0 | 0
3827 | 1182.7428 | 648.57 | 2802.1958 | 1230.9715 | -612.4951 | 0 | 958.7292 | 0 | 0 | 0
3828 | 1218.137 | 678.22 | 2911.8562 | 1267.8087 | 0 | 0 | 1644.0474 | 0 | 0 | 0
3829 | 1041.8558 | 673.51 | 2896.1217 | 1084.3395 | 0 | 0 | 1811.7822 | 0 | 0 | 0
3830 | 1119.2978 | 338.48 | 1478.1476 | 1164.9394 | 0 | 0 | 313.2082 | 0 | 0 | 0
3831 | 1117.0011 | 508.52 | 2235.0421 | 1162.5498 | 0 | 0 | 1072.4924 | 0 | 0 | 0
3832 | 1182.9589 | 367.03 | 1638.6802 | 1231.1963 | 0 | 0 | 407.4839 | 0 | 0 | 0
3833 | 1307.3767 | 195.25 | 866.4404 | 866.4404 | 0 | 0 | 0 | 0 | 0 | 494.2462
3834 | 1228.2872 | 61.82 | 239.2579 | 239.2579 | 0 | 0 | 0 | 0 | 0 | 1039.1147
3835 | 1151.8243 | 0 | 0 | 0 | 0 | 0 | 0 | 0 | 0 | 1198.7917
3836 | 1090.7762 | 0 | 0 | 0 | 0 | 0 | 0 | 0 | 0 | 1135.2543
3837 | 1351.8858 | 0 | 0 | 0 | 0 | 0 | 0 | 0 | 0 | 1407.0116
3838 | 1092.9827 | 0 | 0 | 0 | 0 | 0 | 0 | 0 | 0 | 1137.5513
3839 | 716.3965 | 0 | 0 | 0 | 0 | 0 | 0 | 0 | 0 | 745.6083
3840 | 1042.2318 | 0 | 0 | 0 | 0 | 0 | 0 | 0 | 0 | 1084.7309
3841 | 806.8654 | 0 | 0 | 0 | 0 | 0 | 0 | 806.865 | 0 | 0
3842 | 816.4272 | 0 | 0 | 0 | 0 | 0 | 0 | 816.427 | 0 | 0
3843 | 912.0448 | 0 | 0 | 0 | 0 | 0 | 0 | 912.045 | 0 | 0
3844 | 945.1432 | 0 | 0 | 0 | 0 | 0 | 0 | 945.143 | 0 | 0
3845 | 937.788 | 0 | 0 | 0 | 0 | 0 | 0 | 937.788 | 0 | 0
3846 | 909.1027 | 0 | 0 | 0 | 0 | 0 | 0 | 7.785 | 0 | 938.0709
3847 | 944.3424 | 103.23 | 431.0741 | 431.0741 | 0 | 0 | 0 | 0 | 0 | 551.7761
3848 | 881.4527 | 290.46 | 1322.4537 | 917.3958 | -405.0578 | 0 | 0 | 0 | 0 | 0
3849 | 933.853 | 451.09 | 2044.3417 | 971.9325 | -1072.4091 | 0 | 0 | 0 | 0 | 0
3850 | 994.1031 | 611.95 | 2717.7981 | 1034.6404 | -1683.1578 | 0 | 0 | 0 | 0 | 0
3851 | 1339.2413 | 689.53 | 3016.065 | 1393.851 | -1622.214 | 0 | 0 | 0 | 0 | 0
3852 | 1246.3699 | 762.05 | 3295.475 | 1297.193 | -1998.2821 | 0 | 0 | 0 | 0 | 0
3853 | 1003.5325 | 752.34 | 3250.2928 | 1044.4528 | -2093.1229 | 0 | 112.7172 | 0 | 0 | 0
3854 | 1101.4945 | 705.98 | 3067.8311 | 1146.4094 | -1921.4218 | 0 | 0 | 0 | 0 | 0
3855 | 1463.9441 | 548.95 | 2423.2531 | 1523.6389 | -35.171 | 0 | 864.4432 | 0 | 0 | 0
3856 | 1017.2747 | 369.07 | 1654.5697 | 1058.7552 | 0 | 0 | 595.8145 | 0 | 0 | 0
3857 | 1145.9282 | 59.52 | 239.9594 | 239.9594 | 0 | 0 | 0 | 120.078 | 0 | 827.7204
3858 | 1215.9093 | 12.73 | 28.0802 | 28.0802 | 0 | 0 | 0 | 0 | 0 | 1237.4097
3859 | 1031.199 | 0 | 0 | 0 | 0 | 0 | 0 | 0 | 0 | 1073.248
3860 | 1098.8669 | 0 | 0 | 0 | 0 | 0 | 0 | 0 | 0 | 1143.6753
3861 | 1268.772 | 0 | 0 | 0 | 0 | 0 | 0 | 0 | 0 | 1320.5085
3862 | 1276.1272 | 0 | 0 | 0 | 0 | 0 | 0 | 0 | 0 | 1328.1634
3863 | 1315.8453 | 0 | 0 | 0 | 0 | 0 | 0 | 0 | 0 | 1369.5009
3864 | 1015.0176 | 0 | 0 | 0 | 0 | 0 | 0 | 0 | 0 | 1056.4072
3865 | 1181.9806 | 0 | 0 | 0 | 0 | 0 | 0 | 1181.981 | 0 | 0
3866 | 934.1104 | 0 | 0 | 0 | 0 | 0 | 0 | 934.11 | 0 | 0
3867 | 1097.3959 | 0 | 0 | 0 | 0 | 0 | 0 | 1097.396 | 0 | 0
3868 | 1369.5383 | 0 | 0 | 0 | 0 | 0 | 0 | 1369.538 | 0 | 0
3869 | 1001.0427 | 0 | 0 | 0 | 0 | 0 | 0 | 1001.043 | 0 | 0
3870 | 1035.6122 | 0 | 0 | 0 | 0 | 0 | 0 | 1035.612 | 0 | 0
3871 | 734.6806 | 98.27 | 410.243 | 410.243 | 0 | 0 | 0 | 0 | 0 | 354.3959
3872 | 858.4429 | 262.71 | 1192.8312 | 893.4476 | -299.3836 | 0 | 0 | 0 | 0 | 0
3873 | 945.9468 | 408.02 | 1843.963 | 984.5186 | -859.4443 | 0 | 0 | 0 | 0 | 0
3874 | 1313.9909 | 539.21 | 2393.9375 | 1367.5713 | -1026.3662 | 0 | 0 | 0 | 0 | 0
3875 | 1203.8265 | 645.5 | 2821.0598 | 1252.9152 | -1568.1446 | 0 | 0 | 0 | 0 | 0
3876 | 1170.5985 | 755.74 | 3263.4545 | 1218.3312 | -2045.1233 | 0 | 0 | 0 | 0 | 0
3877 | 1180.2871 | 740.27 | 3197.4474 | 1228.4153 | -1969.0321 | 0 | 0 | 0 | 0 | 0
3878 | 935.0749 | 675.89 | 2941.8795 | 973.2044 | -1968.6751 | 0 | 0 | 0 | 0 | 0
3879 | 1443.3311 | 583.12 | 2573.3404 | 1502.1854 | -1071.155 | 0 | 0 | 0 | 0 | 0
3880 | 1115.1485 | 154.88 | 675.1529 | 675.1529 | 0 | 0 | 0 | 466.447 | 0 | 0
3881 | 1294.3433 | 91.12 | 385.7837 | 385.7837 | 0 | 0 | 0 | 923.674 | 0 | 0
3882 | 1231.2495 | 55.13 | 214.2481 | 214.2481 | 0 | 0 | 0 | 1025.396 | 0 | 0
3883 | 1327.6136 | 0 | 0 | 0 | 0 | 0 | 0 | 0 | 0 | 1381.7498
3884 | 1377.629 | 0 | 0 | 0 | 0 | 0 | 0 | 0 | 0 | 1433.8043
3885 | 1547.5341 | 0 | 0 | 0 | 0 | 0 | 0 | 0 | 0 | 1610.6375
3886 | 1445.2968 | 0 | 0 | 0 | 0 | 0 | 0 | 0 | 0 | 1504.2316
3887 | 1164.3282 | 0 | 0 | 0 | 0 | 0 | 0 | 0 | 0 | 1211.8056
3888 | 1151.8243 | 0 | 0 | 0 | 0 | 0 | 0 | 1151.824 | 0 | 0
3889 | 1028.257 | 0 | 0 | 0 | 0 | 0 | 0 | 1028.257 | 0 | 0
3890 | 1179.7741 | 0 | 0 | 0 | 0 | 0 | 0 | 1179.774 | 0 | 0
3891 | 1259.2103 | 0 | 0 | 0 | 0 | 0 | 0 | 1259.21 | 0 | 0
3892 | 1282.0114 | 0 | 0 | 0 | 0 | 0 | 0 | 1282.011 | 0 | 0
3893 | 1181.9806 | 0 | 0 | 0 | 0 | 0 | 0 | 1181.981 | 0 | 0
3894 | 970.8864 | 0 | 0 | 0 | 0 | 0 | 0 | 970.886 | 0 | 0
3895 | 956.4739 | 106.56 | 442.4248 | 0 | -442.4248 | 0 | 0 | 956.474 | 0 | 0
3896 | 799.5406 | 280.31 | 1277.1518 | 0 | -1277.1518 | 0 | 0 | 799.541 | 0 | 0
3897 | 1009.7099 | 324.48 | 1466.4784 | 0 | -1466.4784 | 0 | 0 | 1009.71 | 0 | 0
3898 | 1208.6635 | 540.8 | 2409.0361 | 660.4853 | -1748.5508 | 0 | 0 | 574.056 | 0 | 0
3899 | 1010.5833 | 392.88 | 1739.7479 | 1051.7924 | -687.9555 | 0 | 0 | 0 | 0 | 0
3900 | 1237.7156 | 344.57 | 1519.0179 | 1288.1861 | -230.8318 | 0 | 0 | 0 | 0 | 0
3901 | 1291.5998 | 675.07 | 2941.8857 | 1344.2673 | -1597.6184 | 0 | 0 | 0 | 0 | 0
3902 | 1072.2006 | 69.21 | 276.1233 | 276.1233 | 0 | 0 | 0 | 806.895 | 0 | 0
3903 | 1315.8048 | 51.04 | 196.1625 | 196.1625 | 0 | 0 | 0 | 1127.327 | 0 | 0
3904 | 1295.1505 | 59.61 | 238.8864 | 238.8864 | 0 | 0 | 0 | 1065.623 | 0 | 0
3905 | 1370.3069 | 33.32 | 121.8448 | 121.8448 | 0 | 0 | 0 | 1253.236 | 0 | 0
3906 | 1281.582 | 24.49 | 80.2428 | 80.2428 | 0 | 0 | 0 | 1204.483 | 0 | 0
3907 | 1545.3275 | 0 | 0 | 0 | 0 | 0 | 0 | 0 | 0 | 1608.3415
3908 | 1218.0211 | 0 | 0 | 0 | 0 | 0 | 0 | 0 | 0 | 1267.688
3909 | 1410.7274 | 0 | 0 | 0 | 0 | 0 | 0 | 0 | 0 | 1468.2519
3910 | 1444.5613 | 0 | 0 | 0 | 0 | 0 | 0 | 0 | 0 | 1503.4656
3911 | 1081.9499 | 0 | 0 | 0 | 0 | 0 | 0 | 0 | 0 | 1126.0685
3912 | 1302.6059 | 0 | 0 | 0 | 0 | 0 | 0 | 1302.606 | 0 | 0
3913 | 1140.056 | 0 | 0 | 0 | 0 | 0 | 0 | 1140.056 | 0 | 0
3914 | 1240.0867 | 0 | 0 | 0 | 0 | 0 | 0 | 1240.087 | 0 | 0
3915 | 1393.0749 | 0 | 0 | 0 | 0 | 0 | 0 | 1393.075 | 0 | 0
3916 | 1256.2682 | 0 | 0 | 0 | 0 | 0 | 0 | 1256.268 | 0 | 0
3917 | 1270.2431 | 0 | 0 | 0 | 0 | 0 | 0 | 1270.243 | 0 | 0
3918 | 1252.5906 | 0 | 0 | 0 | 0 | 0 | 0 | 1252.591 | 0 | 0
3919 | 624.6762 | 57.97 | 236.554 | 236.554 | 0 | 0 | 0 | 397.39 | 0 | 0
3920 | 1045.7035 | 162.14 | 722.9079 | 722.9079 | 0 | 0 | 0 | 351.119 | 0 | 0
3921 | 811.5093 | 356.2 | 1599.6625 | 844.6008 | -755.0617 | 0 | 0 | 0 | 0 | 0
3922 | 397.7894 | 464.72 | 2063.2661 | 414.0106 | -1649.2555 | 0 | 0 | 0 | 0 | 0
3923 | 357.9482 | 490.4 | 2167.2116 | 372.544 | -1794.6676 | 0 | 0 | 0 | 0 | 0
3924 | 364.5053 | 610.54 | 2683.4504 | 379.3673 | -2093.1229 | 0 | 210.9603 | 0 | 0 | 0
3925 | 782.6071 | 631.74 | 2781.0284 | 814.5192 | -1966.5092 | 0 | 0 | 0 | 0 | 0
3926 | 1248.8063 | 245.32 | 1083.7463 | 1083.7463 | 0 | 0 | 0 | 207.52 | 0 | 0
3927 | 1519.8933 | 182.17 | 802.2328 | 802.2328 | 0 | 0 | 0 | 749.091 | 0 | 0
3928 | 1361.4245 | 82.28 | 345.5483 | 345.5483 | 0 | 0 | 0 | 1029.414 | 0 | 0
3929 | 1399.7203 | 158.95 | 711.832 | 711.832 | 0 | 0 | 0 | 715.777 | 0 | 0
3930 | 1546.8023 | 78.39 | 298.7352 | 298.7352 | 0 | 0 | 0 | 1259.771 | 0 | 0
3931 | 1616.673 | 0 | 0 | 0 | 0 | 0 | 0 | 0 | 0 | 1682.5957
3932 | 1468.8335 | 0 | 0 | 0 | 0 | 0 | 0 | 0 | 0 | 1528.7273
3933 | 1634.3255 | 0 | 0 | 0 | 0 | 0 | 0 | 0 | 0 | 1700.9675
3934 | 1700.5223 | 0 | 0 | 0 | 0 | 0 | 0 | 0 | 0 | 1769.8638
3935 | 1246.7064 | 0 | 0 | 0 | 0 | 0 | 0 | 0 | 0 | 1297.5427
3936 | 1177.5675 | 0 | 0 | 0 | 0 | 0 | 0 | 1177.568 | 0 | 0
3937 | 1148.1467 | 0 | 0 | 0 | 0 | 0 | 0 | 1148.147 | 0 | 0
3938 | 1455.5941 | 0 | 0 | 0 | 0 | 0 | 0 | 1455.594 | 0 | 0
3939 | 1526.204 | 0 | 0 | 0 | 0 | 0 | 0 | 1526.204 | 0 | 0
3940 | 902.483 | 0 | 0 | 0 | 0 | 0 | 0 | 902.483 | 0 | 0
3941 | 1237.1447 | 0 | 0 | 0 | 0 | 0 | 0 | 1237.145 | 0 | 0
3942 | 1238.6157 | 0 | 0 | 0 | 0 | 0 | 0 | 1238.616 | 0 | 0
3943 | 993.8319 | 64.22 | 266.0434 | 0 | -266.0434 | 0 | 0 | 993.832 | 0 | 0
3944 | 1094.5292 | 179.86 | 815.5267 | 479.3912 | -336.1355 | 0 | 0 | 633.92 | 0 | 0
3945 | 975.5698 | 296.84 | 1350.8513 | 1015.3496 | -335.5017 | 0 | 0 | 0 | 0 | 0
3946 | 1525.9328 | 449.35 | 2025.3568 | 1588.1546 | -437.2022 | 0 | 0 | 0 | 0 | 0
3947 | 1595.194 | 578.31 | 2576.3867 | 1660.2409 | -916.1459 | 0 | 0 | 0 | 0 | 0
3948 | 1689.2072 | 533.38 | 2368.1356 | 1758.0874 | -610.0482 | 0 | 0 | 0 | 0 | 0
3949 | 1412.9376 | 512.79 | 2277.5194 | 1470.552 | -806.9673 | 0 | 0 | 0 | 0 | 0
3950 | 1322.0172 | 588.91 | 2621.1495 | 1375.9246 | -1245.2249 | 0 | 0 | 0 | 0 | 0
3951 | 1567.5485 | 560.65 | 2525.7665 | 1631.4686 | -894.2979 | 0 | 0 | 0 | 0 | 0
3952 | 1329.2253 | 400.9 | 1834.825 | 1383.4265 | -451.3984 | 0 | 0 | 0 | 0 | 0
3953 | 1391.3492 | 144.34 | 644.5062 | 644.5062 | 0 | 0 | 0 | 772.094 | 0 | 0
3954 | 1660.1588 | 51.65 | 203.4667 | 203.4667 | 0 | 0 | 0 | 1464.664 | 0 | 0
3955 | 1308.4901 | 0 | 0 | 0 | 0 | 0 | 0 | 0 | 0 | 1361.846
3956 | 1471.04 | 0 | 0 | 0 | 0 | 0 | 0 | 0 | 0 | 1531.0243
3957 | 1597.5495 | 0 | 0 | 0 | 0 | 0 | 0 | 0 | 0 | 1662.6919
3958 | 1294.5152 | 0 | 0 | 0 | 0 | 0 | 0 | 0 | 0 | 1347.3012
3959 | 1450.4455 | 0 | 0 | 0 | 0 | 0 | 0 | 0 | 0 | 1509.5895
3960 | 1306.2835 | 0 | 0 | 0 | 0 | 0 | 0 | 1306.284 | 0 | 0
3961 | 956.176 | 0 | 0 | 0 | 0 | 0 | 0 | 956.176 | 0 | 0
3962 | 976.035 | 0 | 0 | 0 | 0 | 0 | 0 | 976.035 | 0 | 0
3963 | 779.6512 | 0 | 0 | 0 | 0 | 0 | 0 | 779.651 | 0 | 0
3964 | 1012.811 | 0 | 0 | 0 | 0 | 0 | 0 | 1012.811 | 0 | 0
3965 | 668.5877 | 0 | 0 | 0 | 0 | 0 | 0 | 668.588 | 0 | 0
3966 | 831.1376 | 0 | 0 | 0 | 0 | 0 | 0 | 831.138 | 0 | 0
3967 | 843.9182 | 55.91 | 228.1591 | 228.1591 | 0 | 0 | 0 | 624.698 | 0 | 0
3968 | 837.4805 | 155 | 696.3015 | 696.3015 | 0 | 0 | 0 | 168.459 | 0 | 0
3969 | 846.0043 | 286.97 | 1303.7811 | 880.5024 | -423.2787 | 0 | 0 | 0 | 0 | 0
3970 | 975.8383 | 412.96 | 1861.4064 | 1015.6295 | -845.7769 | 0 | 0 | 0 | 0 | 0
3971 | 936.9532 | 625.9 | 2783.0434 | 975.1589 | -1807.8845 | 0 | 0 | 0 | 0 | 0
3972 | 911.1879 | 534.32 | 2371.667 | 948.3433 | -1423.3237 | 0 | 0 | 0 | 0 | 0
3973 | 1051.1298 | 479.88 | 2131.8512 | 1093.9917 | -1037.8595 | 0 | 0 | 0 | 0 | 0
3974 | 1012.9324 | 430 | 1917.0765 | 1054.2372 | -862.8393 | 0 | 0 | 0 | 0 | 0
3975 | 1027.0912 | 465.07 | 2088.3904 | 1068.9725 | -1019.418 | 0 | 0 | 0 | 0 | 0
3976 | 478.6691 | 237.27 | 1069.3857 | 498.1876 | -571.1981 | 0 | 0 | 0 | 0 | 0
3977 | 176.7969 | 172.93 | 777.3541 | 184.0062 | -593.3479 | 0 | 0 | 0 | 0 | 0
3978 | 236.4577 | 41.04 | 155.6097 | 155.6097 | 0 | 0 | 0 | 0 | 0 | 90.4893
3979 | 138.2778 | 0 | 0 | 0 | 0 | 0 | 0 | 0 | 0 | 143.9165
3980 | 145.633 | 0 | 0 | 0 | 0 | 0 | 0 | 0 | 0 | 151.5714
3981 | 115.4766 | 0 | 0 | 0 | 0 | 0 | 0 | 0 | 0 | 120.1858
3982 | 110.328 | 0 | 0 | 0 | 0 | 0 | 0 | 0 | 0 | 114.8268
3983 | 105.9149 | 0 | 0 | 0 | 0 | 0 | 0 | 0 | 0 | 110.2339
3984 | 106.6504 | 0 | 0 | 0 | 0 | 0 | 0 | 0 | 0 | 110.9988
3985 | 98.5597 | 0 | 0 | 0 | 0 | 0 | 0 | 0 | 0 | 102.579
3986 | 108.1214 | 0 | 0 | 0 | 0 | 0 | 0 | 0 | 0 | 112.5298
3987 | 88.9979 | 0 | 0 | 0 | 0 | 0 | 0 | 0 | 0 | 92.6271
3988 | 94.8821 | 0 | 0 | 0 | 0 | 0 | 0 | 0 | 0 | 98.751
3989 | 88.9979 | 0 | 0 | 0 | 0 | 0 | 0 | 0 | 0 | 92.6271
3990 | 93.411 | 0 | 0 | 0 | 0 | 0 | 0 | 0 | 0 | 97.22
3991 | 80.6148 | 34.3 | 127.8834 | 83.9022 | -43.9811 | 0 | 0 | 0 | 0 | 0
3992 | 145.6072 | 93.19 | 402.4715 | 151.5444 | -250.9271 | 0 | 0 | 0 | 0 | 0
3993 | 662.3137 | 264.57 | 1196.2553 | 689.321 | -506.9343 | 0 | 0 | 0 | 0 | 0
3994 | 881.3451 | 498.6 | 2238.2498 | 917.2834 | -1320.9664 | 0 | 0 | 0 | 0 | 0
3995 | 1021.1849 | 477.88 | 2131.9293 | 1062.8256 | -1069.1036 | 0 | 0 | 0 | 0 | 0
3996 | 1073.9732 | 645.45 | 2855.0048 | 1117.7662 | -654.9546 | 0 | 1082.284 | 0 | 0 | 0
3997 | 1076.9171 | 381.48 | 1702.7868 | 1120.8302 | 0 | 0 | 581.9566 | 0 | 0 | 0
3998 | 1076.9383 | 65.42 | 262.1946 | 262.1946 | 0 | 0 | 0 | 825.017 | 0 | 0
3999 | 1164.3879 | 46.13 | 176.4231 | 176.4231 | 0 | 0 | 0 | 994.877 | 0 | 0
4000 | 1132.1777 | 29.41 | 102.9505 | 102.9505 | 0 | 0 | 0 | 1033.261 | 0 | 0
4001 | 1128.9285 | 107.28 | 470.4155 | 470.4155 | 0 | 0 | 0 | 676.944 | 0 | 0
4002 | 1028.4225 | 51.69 | 204.2753 | 204.2753 | 0 | 0 | 0 | 832.15 | 0 | 0
4003 | 1248.913 | 0 | 0 | 0 | 0 | 0 | 0 | 0 | 0 | 1299.8397
4004 | 980.4482 | 0 | 0 | 0 | 0 | 0 | 0 | 0 | 0 | 1020.4275
4005 | 989.2744 | 0 | 0 | 0 | 0 | 0 | 0 | 0 | 0 | 1029.6134
4006 | 925.2842 | 0 | 0 | 0 | 0 | 0 | 0 | 0 | 0 | 963.0141
4007 | 992.2165 | 0 | 0 | 0 | 0 | 0 | 0 | 0 | 0 | 1032.6754
4008 | 1404.8432 | 0 | 0 | 0 | 0 | 0 | 0 | 1404.843 | 0 | 0
4009 | 1122.4035 | 0 | 0 | 0 | 0 | 0 | 0 | 1122.404 | 0 | 0
4010 | 848.7901 | 0 | 0 | 0 | 0 | 0 | 0 | 848.79 | 0 | 0
4011 | 1120.197 | 0 | 0 | 0 | 0 | 0 | 0 | 1120.197 | 0 | 0
4012 | 1104.0155 | 0 | 0 | 0 | 0 | 0 | 0 | 1104.016 | 0 | 0
4013 | 823.7824 | 0 | 0 | 0 | 0 | 0 | 0 | 823.782 | 0 | 0
4014 | 1180.5096 | 0 | 0 | 0 | 0 | 0 | 0 | 1180.51 | 0 | 0
4015 | 1004.4362 | 44.11 | 173.5745 | 173.5745 | 0 | 0 | 0 | 486.886 | 0 | 365.0795
4016 | 1200.8854 | 123.2 | 544.8113 | 544.8113 | 0 | 0 | 0 | 0 | 0 | 705.042
4017 | 1296.0874 | 298.65 | 1357.6455 | 1348.9373 | -8.7082 | 0 | 0 | 0 | 0 | 0
4018 | 905.5732 | 418.47 | 1887.8317 | 942.4994 | -945.3324 | 0 | 0 | 0 | 0 | 0
4019 | 1261.7184 | 642.86 | 2864.0408 | 1313.1668 | -1550.874 | 0 | 0 | 0 | 0 | 0
4020 | 1336.4693 | 725.12 | 3201.7406 | 1390.9659 | -1810.7747 | 0 | 0 | 0 | 0 | 0
4021 | 1087.4829 | 704.67 | 3107.6346 | 1131.8271 | -1975.8075 | 0 | 0 | 0 | 0 | 0
4022 | 1175.372 | 464.56 | 2071.7744 | 1223.2999 | -848.4745 | 0 | 0 | 0 | 0 | 0
4023 | 1147.4094 | 143.9 | 626.9192 | 626.9192 | 0 | 0 | 0 | 545.053 | 0 | 0
4024 | 998.7939 | 82.3 | 346.97 | 346.97 | 0 | 0 | 0 | 665.418 | 0 | 0
4025 | 1349.1184 | 67.1 | 279.5953 | 279.5953 | 0 | 0 | 0 | 1080.477 | 0 | 0
4026 | 1296.8027 | 21.55 | 67.8243 | 67.8243 | 0 | 0 | 0 | 940.711 | 0 | 302.788
4027 | 1050.3226 | 0 | 0 | 0 | 0 | 0 | 0 | 0 | 0 | 1093.1518
4028 | 905.4251 | 0 | 0 | 0 | 0 | 0 | 0 | 0 | 0 | 942.3453
4029 | 1113.5773 | 0 | 0 | 0 | 0 | 0 | 0 | 0 | 0 | 1158.9851
4030 | 1034.8766 | 0 | 0 | 0 | 0 | 0 | 0 | 0 | 0 | 1077.076
4031 | 1276.8627 | 0 | 0 | 0 | 0 | 0 | 0 | 0 | 0 | 1328.9294
4032 | 906.1606 | 0 | 0 | 0 | 0 | 0 | 0 | 0 | 0 | 943.1113
4033 | 1189.3358 | 0 | 0 | 0 | 0 | 0 | 0 | 1189.336 | 0 | 0
4034 | 1040.0253 | 0 | 0 | 0 | 0 | 0 | 0 | 1040.025 | 0 | 0
4035 | 1162.8571 | 0 | 0 | 0 | 0 | 0 | 0 | 1162.857 | 0 | 0
4036 | 711.9834 | 0 | 0 | 0 | 0 | 0 | 0 | 711.983 | 0 | 0
4037 | 1019.4307 | 0 | 0 | 0 | 0 | 0 | 0 | 1019.431 | 0 | 0
4038 | 675.2074 | 0 | 0 | 0 | 0 | 0 | 0 | 675.207 | 0 | 0
4039 | 747.1449 | 63.21 | 261.0487 | 261.0487 | 0 | 0 | 0 | 0 | 0 | 516.5625
4040 | 1067.6514 | 179.14 | 810.1656 | 810.1656 | 0 | 0 | 0 | 0 | 0 | 301.0207
4041 | 1143.193 | 397.11 | 1813.6035 | 1189.8087 | -623.7948 | 0 | 0 | 0 | 0 | 0
4042 | 1219.8369 | 465.15 | 2095.9153 | 1269.578 | -826.3372 | 0 | 0 | 0 | 0 | 0
4043 | 1490.4715 | 506.41 | 2262.3844 | 1551.2476 | -711.1368 | 0 | 0 | 0 | 0 | 0
4044 | 1150.4507 | 612.18 | 2718.7328 | 1197.3617 | -1521.3711 | 0 | 0 | 0 | 0 | 0
4045 | 1240.471 | 677.58 | 3000.7749 | 1291.0534 | -1709.7215 | 0 | 0 | 0 | 0 | 0
4046 | 1223.9724 | 674.03 | 2999.8091 | 1273.8817 | -1725.9274 | 0 | 0 | 0 | 0 | 0
4047 | 1179.3466 | 459.1 | 2066.6122 | 1227.437 | -839.1752 | 0 | 0 | 0 | 0 | 0
4048 | 1321.3359 | 426.35 | 1946.9197 | 1375.2158 | -571.7039 | 0 | 0 | 0 | 0 | 0
4049 | 1489.5089 | 74.66 | 312.8565 | 312.8565 | 0 | 0 | 0 | 1014.776 | 0 | 181.2346
4050 | 1368.6657 | 18.61 | 54.4108 | 54.4108 | 0 | 0 | 0 | 0 | 0 | 1370.065
4051 | 1199.6331 | 0 | 0 | 0 | 0 | 0 | 0 | 0 | 0 | 1248.5502
4052 | 1119.4615 | 0 | 0 | 0 | 0 | 0 | 0 | 0 | 0 | 1165.109
4053 | 1075.3302 | 0 | 0 | 0 | 0 | 0 | 0 | 0 | 0 | 1119.1785
4054 | 1176.832 | 0 | 0 | 0 | 0 | 0 | 0 | 0 | 0 | 1224.8194
4055 | 1138.585 | 0 | 0 | 0 | 0 | 0 | 0 | 0 | 0 | 1185.0128
4056 | 1338.6464 | 0 | 0 | 0 | 0 | 0 | 0 | 0 | 0 | 1393.2317
4057 | 1243.0288 | 0 | 0 | 0 | 0 | 0 | 0 | 1243.029 | 0 | 0
4058 | 1127.5522 | 0 | 0 | 0 | 0 | 0 | 0 | 1127.552 | 0 | 0
4059 | 1088.5696 | 0 | 0 | 0 | 0 | 0 | 0 | 1088.57 | 0 | 0
4060 | 1187.8648 | 0 | 0 | 0 | 0 | 0 | 0 | 1187.865 | 0 | 0
4061 | 1379.1 | 0 | 0 | 0 | 0 | 0 | 0 | 1379.1 | 0 | 0
4062 | 1313.6387 | 0 | 0 | 0 | 0 | 0 | 0 | 1313.639 | 0 | 0
4063 | 1192.7735 | 95.03 | 396.4569 | 396.4569 | 0 | 0 | 0 | 0 | 0 | 844.9536
4064 | 1204.4444 | 294.23 | 1343.8177 | 1253.5574 | -90.2603 | 0 | 0 | 0 | 0 | 0
4065 | 914.0068 | 327.48 | 1487.3814 | 951.2773 | -536.1041 | 0 | 0 | 0 | 0 | 0
4066 | 1054.7081 | 707.1 | 3217.9726 | 1097.7146 | -2093.1229 | 0 | 27.1351 | 0 | 0 | 0
4067 | 1164.4744 | 684.59 | 3049.5666 | 1211.9575 | -1837.609 | 0 | 0 | 0 | 0 | 0
4068 | 1401.6253 | 751.21 | 3325.0425 | 1458.7788 | -1866.2637 | 0 | 0 | 0 | 0 | 0
4069 | 1428.7283 | 738.84 | 3276.6287 | 1486.9869 | -1789.6417 | 0 | 0 | 0 | 0 | 0
4070 | 1276.9675 | 690.89 | 3081.125 | 1329.0376 | -1752.0874 | 0 | 0 | 0 | 0 | 0
4071 | 1519.5135 | 600.39 | 2708.7257 | 1581.4749 | -865.7483 | 0 | 261.5025 | 0 | 0 | 0
4072 | 1443.7099 | 497.67 | 2314.3733 | 1502.5799 | 0 | 0 | 811.7934 | 0 | 0 | 0
4073 | 1342.0133 | 248.99 | 1126.7398 | 1126.7398 | 0 | 0 | 0 | 259.418 | 0 | 0
4074 | 1332.7466 | 67.7 | 268.1603 | 268.1603 | 0 | 0 | 0 | 1075.093 | 0 | 0
4075 | 1262.1523 | 0 | 0 | 0 | 0 | 0 | 0 | 0 | 0 | 1313.6185
4076 | 1451.9165 | 0 | 0 | 0 | 0 | 0 | 0 | 0 | 0 | 1511.1205
4077 | 1443.0903 | 0 | 0 | 0 | 0 | 0 | 0 | 0 | 0 | 1501.9346
4078 | 1423.9667 | 0 | 0 | 0 | 0 | 0 | 0 | 0 | 0 | 1482.0318
4079 | 1318.0519 | 0 | 0 | 0 | 0 | 0 | 0 | 0 | 0 | 1371.7979
4080 | 1204.7818 | 0 | 0 | 0 | 0 | 0 | 0 | 1204.782 | 0 | 0
4081 | 1000.3072 | 0 | 0 | 0 | 0 | 0 | 0 | 1000.307 | 0 | 0
4082 | 1279.8048 | 0 | 0 | 0 | 0 | 0 | 0 | 1279.805 | 0 | 0
4083 | 1320.9939 | 0 | 0 | 0 | 0 | 0 | 0 | 1320.994 | 0 | 0
4084 | 1414.405 | 0 | 0 | 0 | 0 | 0 | 0 | 1414.405 | 0 | 0
4085 | 1349.6792 | 0 | 0 | 0 | 0 | 0 | 0 | 1349.679 | 0 | 0
4086 | 1217.2856 | 0 | 0 | 0 | 0 | 0 | 0 | 1217.286 | 0 | 0
4087 | 842.1704 | 74.49 | 310.5126 | 310.5126 | 0 | 0 | 0 | 543.824 | 0 | 0
4088 | 1414.8031 | 208.21 | 947.0132 | 947.0132 | 0 | 0 | 0 | 504.893 | 0 | 0
4089 | 1229.2948 | 538.32 | 2506.5121 | 1279.4217 | -1227.0904 | 0 | 0 | 0 | 0 | 0
4090 | 1233.0561 | 716.79 | 3279.8062 | 1283.3361 | -1996.4701 | 0 | 0 | 0 | 0 | 0
4091 | 1290.0993 | 646.22 | 2889.8968 | 1342.7051 | -1547.1917 | 0 | 0 | 0 | 0 | 0
4092 | 1374.5232 | 332.65 | 1484.4433 | 1430.5716 | -53.8716 | 0 | 0 | 0 | 0 | 0
4093 | 1301.6783 | 711.06 | 3164.5818 | 1354.7563 | -1809.8255 | 0 | 0 | 0 | 0 | 0
4094 | 1473.8341 | 144.25 | 623.6511 | 623.6511 | 0 | 0 | 0 | 874.617 | 0 | 0
4095 | 1200.2556 | 282.11 | 1267.8451 | 1249.1986 | -18.6466 | 0 | 0 | 0 | 0 | 0
4096 | 1652.6215 | 44.13 | 168.7776 | 168.7776 | 0 | 0 | 0 | 1490.456 | 0 | 0
4097 | 1554.1529 | 35.28 | 131.319 | 131.319 | 0 | 0 | 0 | 1427.979 | 0 | 0
4098 | 1601.1342 | 13.71 | 33.0998 | 33.0998 | 0 | 0 | 0 | 1569.331 | 0 | 0
4099 | 1579.897 | 0 | 0 | 0 | 0 | 0 | 0 | 0 | 0 | 1644.3201
4100 | 1123.8746 | 0 | 0 | 0 | 0 | 0 | 0 | 0 | 0 | 1169.703
4101 | 1184.1872 | 0 | 0 | 0 | 0 | 0 | 0 | 0 | 0 | 1232.4743
4102 | 1214.3435 | 0 | 0 | 0 | 0 | 0 | 0 | 0 | 0 | 1263.8611
4103 | 1265.0944 | 0 | 0 | 0 | 0 | 0 | 0 | 0 | 0 | 1316.6805
4104 | 1221.6987 | 0 | 0 | 0 | 0 | 0 | 0 | 1221.699 | 0 | 0
4105 | 1285.689 | 0 | 0 | 0 | 0 | 0 | 0 | 1285.689 | 0 | 0
4106 | 1382.7776 | 0 | 0 | 0 | 0 | 0 | 0 | 1382.778 | 0 | 0
4107 | 1180.5096 | 0 | 0 | 0 | 0 | 0 | 0 | 1180.51 | 0 | 0
4108 | 1251.1195 | 0 | 0 | 0 | 0 | 0 | 0 | 1251.12 | 0 | 0
4109 | 1314.3743 | 0 | 0 | 0 | 0 | 0 | 0 | 1314.374 | 0 | 0
4110 | 1123.8746 | 0 | 0 | 0 | 0 | 0 | 0 | 1123.875 | 0 | 0
4111 | 1094.6009 | 113.88 | 406.8906 | 406.8906 | 0 | 0 | 0 | 703.652 | 0 | 0
4112 | 1132.8406 | 228.03 | 1041.1494 | 1041.1494 | 0 | 0 | 0 | 132.483 | 0 | 0
4113 | 1145.5301 | 290.25 | 1319.7008 | 1192.241 | -127.4598 | 0 | 0 | 0 | 0 | 0
4114 | 1243.3736 | 553.1 | 2498.7053 | 1294.0748 | -1204.6304 | 0 | 0 | 0 | 0 | 0
4115 | 952.8174 | 651.45 | 2910.2253 | 991.6709 | -1918.5544 | 0 | 0 | 0 | 0 | 0
4116 | 1336.7828 | 584.5 | 2604.4856 | 1391.2927 | -1213.1929 | 0 | 0 | 0 | 0 | 0
4117 | 1269.4781 | 655.05 | 2911.4836 | 1321.2432 | -1590.2403 | 0 | 0 | 0 | 0 | 0
4118 | 1515.3156 | 645.25 | 2880.8493 | 1577.1057 | -1303.7436 | 0 | 0 | 0 | 0 | 0
4119 | 1178.0217 | 547.26 | 2467.8004 | 1226.058 | -1241.7425 | 0 | 0 | 0 | 0 | 0
4120 | 1291.1281 | 189.27 | 846.3711 | 846.3711 | 0 | 0 | 0 | 477.917 | 0 | 0
4121 | 1202.7821 | 212.95 | 964.1871 | 964.1871 | 0 | 0 | 0 | 276.372 | 0 | 0
4122 | 1153.1952 | 34.3 | 125.2741 | 125.2741 | 0 | 0 | 0 | 1032.829 | 0 | 0
4123 | 1228.3184 | 0 | 0 | 0 | 0 | 0 | 0 | 0 | 0 | 1278.4049
4124 | 785.5354 | 0 | 0 | 0 | 0 | 0 | 0 | 0 | 0 | 817.5666
4125 | 1207.7239 | 0 | 0 | 0 | 0 | 0 | 0 | 0 | 0 | 1256.9711
4126 | 1132.7008 | 0 | 0 | 0 | 0 | 0 | 0 | 0 | 0 | 1178.8889
4127 | 1078.2723 | 0 | 0 | 0 | 0 | 0 | 0 | 0 | 0 | 1122.2405
4128 | 1233.4671 | 0 | 0 | 0 | 0 | 0 | 0 | 1233.467 | 0 | 0
4129 | 1003.9848 | 0 | 0 | 0 | 0 | 0 | 0 | 1003.985 | 0 | 0
4130 | 1147.4112 | 0 | 0 | 0 | 0 | 0 | 0 | 1147.411 | 0 | 0
4131 | 1050.3226 | 0 | 0 | 0 | 0 | 0 | 0 | 1050.323 | 0 | 0
4132 | 1001.0427 | 0 | 0 | 0 | 0 | 0 | 0 | 386.378 | 0 | 639.7291
4133 | 899.541 | 0 | 0 | 0 | 0 | 0 | 0 | 0 | 0 | 936.2214
4134 | 956.9115 | 0 | 0 | 0 | 0 | 0 | 0 | 0 | 0 | 995.9318
4135 | 789.213 | 47.02 | 187.1566 | 187.1566 | 0 | 0 | 0 | 0 | 0 | 634.2379
4136 | 1053.7961 | 132.98 | 592.278 | 592.278 | 0 | 0 | 0 | 0 | 0 | 504.4884
4137 | 1095.8283 | 336.35 | 1535.6995 | 1140.5124 | -395.1871 | 0 | 0 | 0 | 0 | 0
4138 | 1072.8488 | 453.14 | 2045.6967 | 1116.5963 | -929.1004 | 0 | 0 | 0 | 0 | 0
4139 | 1035.489 | 461.37 | 2064.1528 | 1077.7129 | -986.4399 | 0 | 0 | 0 | 0 | 0
4140 | 1331.4199 | 129.49 | 551.4192 | 551.4192 | 0 | 0 | 0 | 0 | 0 | 834.2919
4141 | 846.3463 | 142.01 | 608.7025 | 608.7025 | 0 | 0 | 0 | 0 | 0 | 272.1558
4142 | 916.9976 | 281.56 | 1250.9294 | 954.3902 | -296.5392 | 0 | 0 | 0 | 0 | 0
4143 | 791.3395 | 50.06 | 192.3793 | 192.3793 | 0 | 0 | 0 | 0 | 0 | 631.229
4144 | 216.0103 | 29.42 | 101.943 | 101.943 | 0 | 0 | 0 | 0 | 0 | 122.8751
4145 | 168.3081 | 40.18 | 153.8705 | 153.8705 | 0 | 0 | 0 | 0 | 0 | 21.3005
4146 | 126.4653 | 9.79 | 16.2018 | 16.2018 | 0 | 0 | 0 | 0 | 0 | 115.4201
4147 | 136.0712 | 0 | 0 | 0 | 0 | 0 | 0 | 0 | 0 | 141.6195
4148 | 92.6755 | 0 | 0 | 0 | 0 | 0 | 0 | 0 | 0 | 96.455
4149 | 88.2624 | 0 | 0 | 0 | 0 | 0 | 0 | 0 | 0 | 91.861
4150 | 94.1466 | 0 | 0 | 0 | 0 | 0 | 0 | 0 | 0 | 97.986
4151 | 83.8493 | 0 | 0 | 0 | 0 | 0 | 0 | 0 | 0 | 87.2681
4152 | 91.94 | 0 | 0 | 0 | 0 | 0 | 0 | 0 | 0 | 95.689
4153 | 82.3782 | 0 | 0 | 0 | 0 | 0 | 0 | 82.378 | 0 | 0
4154 | 88.2624 | 0 | 0 | 0 | 0 | 0 | 0 | 88.262 | 0 | 0
4155 | 82.3782 | 0 | 0 | 0 | 0 | 0 | 0 | 82.378 | 0 | 0
4156 | 82.3782 | 0 | 0 | 0 | 0 | 0 | 0 | 82.378 | 0 | 0
4157 | 83.8493 | 0 | 0 | 0 | 0 | 0 | 0 | 83.849 | 0 | 0
4158 | 84.5848 | 0 | 0 | 0 | 0 | 0 | 0 | 84.585 | 0 | 0
4159 | 66.9323 | 34.3 | 127.8834 | 69.6623 | -58.2211 | 0 | 0 | 0 | 0 | 0
4160 | 82.3874 | 152.88 | 685.2027 | 85.7465 | -599.4562 | 0 | 0 | 0 | 0 | 0
4161 | 584.9195 | 304.43 | 1382.0746 | 608.7712 | -773.3034 | 0 | 0 | 0 | 0 | 0
4162 | 1157.201 | 359.65 | 1619.0178 | 1204.3879 | -414.6299 | 0 | 0 | 0 | 0 | 0
4163 | 1150.5013 | 533.13 | 2383.6359 | 1197.4147 | -1186.2212 | 0 | 0 | 0 | 0 | 0
4164 | 990.4614 | 653.68 | 2899.0838 | 1030.8488 | -1868.2349 | 0 | 0 | 0 | 0 | 0
4165 | 1247.0319 | 765.86 | 3383.734 | 1297.8809 | -2085.853 | 0 | 0 | 0 | 0 | 0
4166 | 1015.0755 | 814.55 | 3661.7587 | 1056.4665 | -2093.1229 | 0 | 512.1694 | 0 | 0 | 0
4167 | 1035.2371 | 558.23 | 2514.9008 | 1077.4506 | -1437.4501 | 0 | 0 | 0 | 0 | 0
4168 | 965.4739 | 406.47 | 1857.5326 | 1004.8429 | -314.3437 | 0 | 538.346 | 0 | 0 | 0
4169 | 874.7245 | 183.01 | 825.2642 | 825.2642 | 0 | 0 | 0 | 81.793 | 0 | 0
4170 | 1044.9992 | 46.73 | 182.1797 | 182.1797 | 0 | 0 | 0 | 869.957 | 0 | 0
4171 | 962.7957 | 0 | 0 | 0 | 0 | 0 | 0 | 0 | 0 | 1002.0557
4172 | 1037.8187 | 0 | 0 | 0 | 0 | 0 | 0 | 0 | 0 | 1080.1379
4173 | 715.661 | 0 | 0 | 0 | 0 | 0 | 0 | 0 | 0 | 744.8434
4174 | 1001.7782 | 0 | 0 | 0 | 0 | 0 | 0 | 0 | 0 | 1042.6273
4175 | 876.0043 | 0 | 0 | 0 | 0 | 0 | 0 | 0 | 0 | 911.7246
4176 | 918.6645 | 0 | 0 | 0 | 0 | 0 | 0 | 918.664 | 0 | 0
4177 | 882.624 | 0 | 0 | 0 | 0 | 0 | 0 | 882.624 | 0 | 0
4178 | 1200.3686 | 0 | 0 | 0 | 0 | 0 | 0 | 1200.369 | 0 | 0
4179 | 1074.5947 | 0 | 0 | 0 | 0 | 0 | 0 | 1074.595 | 0 | 0
4180 | 1248.913 | 0 | 0 | 0 | 0 | 0 | 0 | 1248.913 | 0 | 0
4181 | 1179.0386 | 0 | 0 | 0 | 0 | 0 | 0 | 1179.039 | 0 | 0
4182 | 1068.7106 | 0 | 0 | 0 | 0 | 0 | 0 | 1068.711 | 0 | 0
4183 | 955.4405 | 78.36 | 327.2962 | 327.2962 | 0 | 0 | 0 | 640.968 | 0 | 0
4184 | 993.9174 | 221.3 | 1005.4226 | 1005.4226 | 0 | 0 | 0 | 27.886 | 0 | 0
4185 | 746.5353 | 276.12 | 1243.4941 | 776.9763 | -466.5178 | 0 | 0 | 0 | 0 | 0
4186 | 1054.2475 | 80.22 | 328.6867 | 328.6867 | 0 | 0 | 0 | 738.438 | 0 | 0
4187 | 1269.1333 | 448.84 | 1979.4856 | 1320.8842 | -658.6015 | 0 | 0 | 0 | 0 | 0
4188 | 1079.2074 | 454.76 | 1995.346 | 1123.2146 | -872.1314 | 0 | 0 | 0 | 0 | 0
4189 | 1049.5751 | 293.41 | 1284.3165 | 1092.3733 | -191.9432 | 0 | 0 | 0 | 0 | 0
4190 | 1119.0192 | 210.2 | 914.0518 | 914.0518 | 0 | 0 | 0 | 240.779 | 0 | 0
4191 | 1490.9597 | 211.52 | 926.1404 | 926.1404 | 0 | 0 | 0 | 601.105 | 0 | 0
4192 | 567.8021 | 239.37 | 1065.1466 | 590.9551 | -474.1914 | 0 | 0 | 0 | 0 | 0
4193 | 1329.9719 | 244.93 | 1095.4332 | 1095.4332 | 0 | 0 | 0 | 277.457 | 0 | 0
4194 | 1208.3058 | 67.16 | 266.2536 | 266.2536 | 0 | 0 | 0 | 930.253 | 0 | 23.1375
4195 | 1031.9346 | 0 | 0 | 0 | 0 | 0 | 0 | 0 | 0 | 1074.014
4196 | 898.0699 | 0 | 0 | 0 | 0 | 0 | 0 | 0 | 0 | 934.6904
4197 | 1109.1642 | 0 | 0 | 0 | 0 | 0 | 0 | 0 | 0 | 1154.3922
4198 | 1198.8976 | 0 | 0 | 0 | 0 | 0 | 0 | 0 | 0 | 1247.7852
4199 | 1042.9674 | 0 | 0 | 0 | 0 | 0 | 0 | 0 | 0 | 1085.4958
4200 | 873.0622 | 0 | 0 | 0 | 0 | 0 | 0 | 0 | 0 | 908.6627
4201 | 1123.8746 | 0 | 0 | 0 | 0 | 0 | 0 | 1123.875 | 0 | 0
4202 | 782.5933 | 0 | 0 | 0 | 0 | 0 | 0 | 782.593 | 0 | 0
4203 | 1155.5019 | 0 | 0 | 0 | 0 | 0 | 0 | 1155.502 | 0 | 0
4204 | 1004.7203 | 0 | 0 | 0 | 0 | 0 | 0 | 1004.72 | 0 | 0
4205 | 945.8787 | 0 | 0 | 0 | 0 | 0 | 0 | 945.879 | 0 | 0
4206 | 1001.0427 | 0 | 0 | 0 | 0 | 0 | 0 | 1001.043 | 0 | 0
4207 | 1244.4999 | 106.82 | 379.4454 | 379.4454 | 0 | 0 | 0 | 0 | 0 | 915.8014
4208 | 641.0608 | 235.99 | 1068.7196 | 667.2004 | -401.5192 | 0 | 0 | 0 | 0 | 0
4209 | 822.6911 | 527.05 | 2406.3498 | 856.2377 | -1550.1121 | 0 | 0 | 0 | 0 | 0
4210 | 1162.7946 | 707.42 | 3153.8659 | 1210.209 | -1943.6569 | 0 | 0 | 0 | 0 | 0
4211 | 1141.8157 | 655.65 | 2859.6404 | 1188.3756 | -1671.2648 | 0 | 0 | 0 | 0 | 0
4212 | 1203.114 | 681.89 | 2955.1431 | 1252.1731 | -1702.97 | 0 | 0 | 0 | 0 | 0
4213 | 999.0366 | 666.38 | 2887.6123 | 1039.7735 | -1847.8388 | 0 | 0 | 0 | 0 | 0
4214 | 1206.6721 | 620.59 | 2708.8454 | 1255.8762 | -1452.9692 | 0 | 0 | 0 | 0 | 0
4215 | 1353.2033 | 483.38 | 2135.4252 | 1408.3823 | -260.5064 | 0 | 466.5365 | 0 | 0 | 0
4216 | 1525.3618 | 486.75 | 2183.7797 | 1587.5614 | 0 | 0 | 596.2184 | 0 | 0 | 0
4217 | 1270.7349 | 179.62 | 798.5089 | 798.5089 | 0 | 0 | 0 | 0 | 0 | 524.0426
4218 | 1248.3052 | 63.34 | 251.1134 | 251.1134 | 0 | 0 | 0 | 0 | 0 | 1048.0945
4219 | 1187.8648 | 0 | 0 | 0 | 0 | 0 | 0 | 0 | 0 | 1236.3023
4220 | 1119.4615 | 0 | 0 | 0 | 0 | 0 | 0 | 0 | 0 | 1165.109
4221 | 1184.1872 | 0 | 0 | 0 | 0 | 0 | 0 | 0 | 0 | 1232.4743
4222 | 1246.7064 | 0 | 0 | 0 | 0 | 0 | 0 | 0 | 0 | 1297.5427
4223 | 890.7147 | 0 | 0 | 0 | 0 | 0 | 0 | 0 | 0 | 927.0355
4224 | 1162.1216 | 0 | 0 | 0 | 0 | 0 | 0 | 0 | 0 | 1209.5096
4225 | 1210.6659 | 0 | 0 | 0 | 0 | 0 | 0 | 1210.666 | 0 | 0
4226 | 1075.3302 | 0 | 0 | 0 | 0 | 0 | 0 | 1075.33 | 0 | 0
4227 | 1067.2395 | 0 | 0 | 0 | 0 | 0 | 0 | 1067.24 | 0 | 0
4228 | 1099.6024 | 0 | 0 | 0 | 0 | 0 | 0 | 1099.602 | 0 | 0
4229 | 772.296 | 0 | 0 | 0 | 0 | 0 | 0 | 772.296 | 0 | 0
4230 | 1059.8843 | 0 | 0 | 0 | 0 | 0 | 0 | 262.514 | 0 | 829.8852
4231 | 649.4642 | 100.95 | 413.7868 | 413.7868 | 0 | 0 | 0 | 0 | 0 | 262.1613
4232 | 882.1064 | 311.87 | 1401.2988 | 918.0765 | -483.2223 | 0 | 0 | 0 | 0 | 0
4233 | 827.5326 | 523.57 | 2411.0385 | 861.2761 | -1549.7624 | 0 | 0 | 0 | 0 | 0
4234 | 1054.0186 | 704.64 | 3165.9004 | 1096.9975 | -2068.9029 | 0 | 0 | 0 | 0 | 0
4235 | 1307.932 | 833.54 | 3666.3163 | 1361.2653 | -2093.1229 | 0 | 211.9282 | 0 | 0 | 0
4236 | 1422.7357 | 897.42 | 3890.7931 | 1480.7496 | -2093.1229 | 0 | 316.9207 | 0 | 0 | 0
4237 | 1374.2539 | 892.27 | 3847.1763 | 1430.2906 | -2093.1229 | 0 | 323.7628 | 0 | 0 | 0
4238 | 1156.3257 | 809.96 | 3519.5626 | 1203.4773 | -449.5812 | 0 | 1866.5041 | 0 | 0 | 0
4239 | 1129.0885 | 672.44 | 2969.1083 | 1175.1286 | 0 | 0 | 1793.9797 | 0 | 0 | 0
4240 | 1626.5602 | 487.8 | 2210.2352 | 1692.8859 | 0 | 0 | 517.3493 | 0 | 0 | 0
4241 | 1795.9293 | 268.1 | 1197.7665 | 1197.7665 | 0 | 0 | 0 | 645.091 | 0 | 0
4242 | 1420.2091 | 46.76 | 180.9026 | 180.9026 | 0 | 0 | 0 | 964.847 | 0 | 293.0276
4243 | 1461.4783 | 0 | 0 | 0 | 0 | 0 | 0 | 0 | 0 | 1521.0724
4244 | 1213.608 | 0 | 0 | 0 | 0 | 0 | 0 | 0 | 0 | 1263.095
4245 | 1603.4336 | 0 | 0 | 0 | 0 | 0 | 0 | 0 | 0 | 1668.8169
4246 | 1394.5459 | 0 | 0 | 0 | 0 | 0 | 0 | 0 | 0 | 1451.4111
4247 | 1470.3045 | 0 | 0 | 0 | 0 | 0 | 0 | 0 | 0 | 1530.2583
4248 | 1418.0826 | 0 | 0 | 0 | 0 | 0 | 0 | 0 | 0 | 1475.9079
4249 | 1318.7874 | 0 | 0 | 0 | 0 | 0 | 0 | 1318.787 | 0 | 0
4250 | 1217.2856 | 0 | 0 | 0 | 0 | 0 | 0 | 1217.286 | 0 | 0
4251 | 1218.7567 | 0 | 0 | 0 | 0 | 0 | 0 | 1218.757 | 0 | 0
4252 | 1394.5459 | 0 | 0 | 0 | 0 | 0 | 0 | 1394.546 | 0 | 0
4253 | 1187.1293 | 0 | 0 | 0 | 0 | 0 | 0 | 1187.129 | 0 | 0
4254 | 1418.0826 | 0 | 0 | 0 | 0 | 0 | 0 | 1418.083 | 0 | 0
4255 | 920.1355 | 106.25 | 429.0894 | 429.0894 | 0 | 0 | 0 | 0 | 0 | 528.5668
4256 | 761.6585 | 313.95 | 1408.4759 | 792.716 | -615.76 | 0 | 0 | 0 | 0 | 0
4257 | 976.5554 | 527.78 | 2424.9621 | 1016.3758 | -1408.5863 | 0 | 0 | 0 | 0 | 0
4258 | 1245.0055 | 708.65 | 3174.6617 | 1295.7734 | -1878.8883 | 0 | 0 | 0 | 0 | 0
4259 | 1420.1043 | 835.6 | 3669.5719 | 1478.0113 | -2093.1229 | 0 | 98.4377 | 0 | 0 | 0
4260 | 1490.1332 | 900.98 | 3926.4116 | 1550.8958 | -2093.1229 | 0 | 282.3929 | 0 | 0 | 0
4261 | 860.9694 | 895.98 | 3909.5739 | 896.0766 | -2093.1229 | 0 | 920.3745 | 0 | 0 | 0
4262 | 1268.3941 | 816.9 | 3605.0041 | 1320.1161 | -648.2343 | 0 | 1636.6538 | 0 | 0 | 0
4263 | 1179.3631 | 680.79 | 3059.7901 | 1227.4536 | 0 | 0 | 1832.3365 | 0 | 0 | 0
4264 | 1177.8001 | 494.37 | 2266.3789 | 1225.8279 | 0 | 0 | 1040.5509 | 0 | 0 | 0
4265 | 933.8677 | 272.08 | 1220.9061 | 971.9481 | 0 | 0 | 248.958 | 0 | 0 | 0
4266 | 1077.5727 | 29.39 | 102.555 | 102.555 | 0 | 0 | 0 | 0 | 0 | 1018.9579
4267 | 1109.8997 | 0 | 0 | 0 | 0 | 0 | 0 | 0 | 0 | 1155.1582
4268 | 1127.5522 | 0 | 0 | 0 | 0 | 0 | 0 | 0 | 0 | 1173.53
4269 | 1183.4517 | 0 | 0 | 0 | 0 | 0 | 0 | 0 | 0 | 1231.7094
4270 | 1332.0267 | 0 | 0 | 0 | 0 | 0 | 0 | 0 | 0 | 1386.3428
4271 | 1148.1467 | 0 | 0 | 0 | 0 | 0 | 0 | 0 | 0 | 1194.9648
4272 | 1170.2123 | 0 | 0 | 0 | 0 | 0 | 0 | 0 | 0 | 1217.9295
4273 | 1298.1928 | 0 | 0 | 0 | 0 | 0 | 0 | 1298.193 | 0 | 0
4274 | 1256.2682 | 0 | 0 | 0 | 0 | 0 | 0 | 1256.268 | 0 | 0
4275 | 1237.1447 | 0 | 0 | 0 | 0 | 0 | 0 | 1237.145 | 0 | 0
4276 | 1329.0847 | 0 | 0 | 0 | 0 | 0 | 0 | 1329.085 | 0 | 0
4277 | 1320.2584 | 0 | 0 | 0 | 0 | 0 | 0 | 1320.258 | 0 | 0
4278 | 1256.2682 | 0 | 0 | 0 | 0 | 0 | 0 | 547.513 | 0 | 737.6568
4279 | 957.647 | 106.65 | 380.789 | 380.789 | 0 | 0 | 0 | 0 | 0 | 615.9078
4280 | 1212.8063 | 314.24 | 1408.3323 | 1262.2603 | -146.072 | 0 | 0 | 0 | 0 | 0
4281 | 817.3512 | 528.81 | 2430.5208 | 850.68 | -1579.8409 | 0 | 0 | 0 | 0 | 0
4282 | 1350.9121 | 709.68 | 3180.3641 | 1405.9979 | -1774.3662 | 0 | 0 | 0 | 0 | 0
4283 | 1576.5504 | 848.41 | 3721.032 | 1640.8367 | -2080.1954 | 0 | 0 | 0 | 0 | 0
4284 | 1514.752 | 912.78 | 3960.7521 | 1576.5187 | -2093.1229 | 0 | 291.1105 | 0 | 0 | 0
4285 | 1347.5913 | 777.03 | 3346.2879 | 1402.5425 | -1943.7454 | 0 | 0 | 0 | 0 | 0
4286 | 1384.7626 | 777.64 | 3341.4909 | 1441.2292 | -1213.4947 | 0 | 686.767 | 0 | 0 | 0
4287 | 1490.5497 | 602.48 | 2659.7956 | 1551.3298 | 0 | 0 | 1108.4658 | 0 | 0 | 0
4288 | 1528.8197 | 325.07 | 1456.4401 | 1456.4401 | 0 | 0 | 0 | 129.441 | 0 | 0
4289 | 1453.0225 | 47.74 | 186.1429 | 186.1429 | 0 | 0 | 0 | 1274.172 | 0 | 0
4290 | 1062.5736 | 5.87 | 0 | 0 | 0 | 0 | 0 | 1062.574 | 0 | 0
4291 | 1421.0247 | 0 | 0 | 0 | 0 | 0 | 0 | 0 | 0 | 1478.9698
4292 | 1195.22 | 0 | 0 | 0 | 0 | 0 | 0 | 0 | 0 | 1243.9572
4293 | 1395.2815 | 0 | 0 | 0 | 0 | 0 | 0 | 0 | 0 | 1452.1761
4294 | 1417.3471 | 0 | 0 | 0 | 0 | 0 | 0 | 0 | 0 | 1475.1419
4295 | 1162.8571 | 0 | 0 | 0 | 0 | 0 | 0 | 0 | 0 | 1210.2746
4296 | 1393.0749 | 0 | 0 | 0 | 0 | 0 | 0 | 1393.075 | 0 | 0
4297 | 1050.3226 | 0 | 0 | 0 | 0 | 0 | 0 | 1050.323 | 0 | 0
4298 | 1021.6373 | 0 | 0 | 0 | 0 | 0 | 0 | 1021.637 | 0 | 0
4299 | 1457.0651 | 0 | 0 | 0 | 0 | 0 | 0 | 1457.065 | 0 | 0
4300 | 1272.4496 | 0 | 0 | 0 | 0 | 0 | 0 | 1272.45 | 0 | 0
4301 | 1186.3938 | 0 | 0 | 0 | 0 | 0 | 0 | 680.084 | 0 | 526.9547
4302 | 1309.2256 | 0 | 0 | 0 | 0 | 0 | 0 | 0 | 0 | 1362.612
4303 | 1074.5947 | 36.26 | 136.3438 | 136.3438 | 0 | 0 | 0 | 0 | 0 | 982.0697
4304 | 998.1356 | 321.32 | 1438.5471 | 1038.8357 | -399.7114 | 0 | 0 | 0 | 0 | 0
4305 | 975.2784 | 536.19 | 2470.6719 | 1015.0467 | -1455.6252 | 0 | 0 | 0 | 0 | 0
4306 | 1046.5245 | 720.01 | 3233.629 | 1089.1979 | -2093.1229 | 0 | 51.3082 | 0 | 0 | 0
4307 | 950.4987 | 846.9 | 3731.9092 | 989.2563 | -2093.1229 | 0 | 649.5301 | 0 | 0 | 0
4308 | 1002.5404 | 910.74 | 3976.5937 | 1043.4193 | -2093.1229 | 0 | 840.0515 | 0 | 0 | 0
4309 | 1043.7397 | 906.98 | 3966.4128 | 1086.3004 | -2093.1229 | 0 | 786.9896 | 0 | 0 | 0
4310 | 1077.3961 | 835.51 | 3690.3728 | 1121.3288 | -603.0105 | 0 | 1966.0336 | 0 | 0 | 0
4311 | 1015.4608 | 698.92 | 3142.2633 | 1056.8682 | 0 | 0 | 2085.3951 | 0 | 0 | 0
4312 | 206.3667 | 511.52 | 2350.8119 | 214.7809 | 0 | 0 | 2136.031 | 0 | 0 | 0
4313 | 168.6547 | 241.03 | 1083.7765 | 175.5322 | 0 | 0 | 908.2443 | 0 | 0 | 0
4314 | 147.1628 | 5.87 | 0 | 0 | 0 | 0 | 0 | 0 | 0 | 153.1638
4315 | 189.7642 | 0 | 0 | 0 | 0 | 0 | 0 | 0 | 0 | 197.502
4316 | 137.5422 | 0 | 0 | 0 | 0 | 0 | 0 | 0 | 0 | 143.1505
4317 | 106.6504 | 0 | 0 | 0 | 0 | 0 | 0 | 0 | 0 | 110.9988
4318 | 100.7662 | 0 | 0 | 0 | 0 | 0 | 0 | 0 | 0 | 104.8749
4319 | 91.2045 | 0 | 0 | 0 | 0 | 0 | 0 | 0 | 0 | 94.923
4320 | 100.0307 | 0 | 0 | 0 | 0 | 0 | 0 | 0 | 0 | 104.1099
4321 | 92.6755 | 0 | 0 | 0 | 0 | 0 | 0 | 0 | 0 | 96.455
4322 | 100.7662 | 0 | 0 | 0 | 0 | 0 | 0 | 0 | 0 | 104.8749
4323 | 91.94 | 0 | 0 | 0 | 0 | 0 | 0 | 0 | 0 | 95.689
4324 | 95.6176 | 0 | 0 | 0 | 0 | 0 | 0 | 0 | 0 | 99.517
4325 | 86.0558 | 0 | 0 | 0 | 0 | 0 | 0 | 0 | 0 | 89.5651
4326 | 93.411 | 0 | 0 | 0 | 0 | 0 | 0 | 0 | 0 | 97.22
4327 | 86.0558 | 107.55 | 373.4848 | 89.564 | -283.9208 | 0 | 0 | 0 | 0 | 0
4328 | 91.951 | 318.51 | 1427.5388 | 95.7005 | -1331.8383 | 0 | 0 | 0 | 0 | 0
4329 | 200.9569 | 534.62 | 2468.376 | 209.1524 | -44.7253 | 0 | 2214.4983 | 0 | 0 | 0
4330 | 878.5446 | 716.82 | 3227.3208 | 914.3682 | 0 | 0 | 2312.9526 | 0 | 0 | 0
4331 | 1068.5028 | 847.59 | 3738.1455 | 1112.0731 | 0 | 0 | 2626.0724 | 0 | 0 | 0
4332 | 1462.838 | 911.81 | 3980.888 | 1522.4878 | 0 | 0 | 2458.4001 | 0 | 0 | 0
4333 | 1268.6028 | 906.34 | 3966.2921 | 1320.3315 | 0 | 0 | 2645.9606 | 0 | 0 | 0
4334 | 1480.9778 | 824.44 | 3641.653 | 1541.3675 | 0 | 0 | 2100.2855 | 0 | 0 | 0
4335 | 1662.323 | 540.9 | 2404.1496 | 1730.1072 | 0 | 0 | 674.0424 | 0 | 0 | 0
4336 | 1889.88 | 423.43 | 1912.7823 | 1912.7823 | 0 | 0 | 0 | 52.039 | 0 | 0
4337 | 1479.2732 | 15.67 | 41.86 | 41.86 | 0 | 0 | 0 | 1439.053 | 0 | 0
4338 | 1404.2291 | 30.37 | 106.7462 | 106.7462 | 0 | 0 | 0 | 1301.665 | 0 | 0
4339 | 1635.7965 | 0 | 0 | 0 | 0 | 0 | 0 | 0 | 0 | 1702.4985
4340 | 1688.7539 | 0 | 0 | 0 | 0 | 0 | 0 | 0 | 0 | 1757.616
4341 | 1451.9165 | 0 | 0 | 0 | 0 | 0 | 0 | 0 | 0 | 1511.1205
4342 | 1428.3799 | 0 | 0 | 0 | 0 | 0 | 0 | 0 | 0 | 1486.6248
4343 | 1283.4824 | 0 | 0 | 0 | 0 | 0 | 0 | 0 | 0 | 1335.8183
4344 | 1275.3917 | 0 | 0 | 0 | 0 | 0 | 0 | 1275.392 | 0 | 0
4345 | 1141.0098 | 0 | 0 | 0 | 0 | 0 | 0 | 1141.01 | 0 | 0
4346 | 1317.8249 | 0 | 0 | 0 | 0 | 0 | 0 | 1317.825 | 0 | 0
4347 | 1357.1939 | 0 | 0 | 0 | 0 | 0 | 0 | 1357.194 | 0 | 0
4348 | 1237.7056 | 0 | 0 | 0 | 0 | 0 | 0 | 1237.706 | 0 | 0
4349 | 1136.175 | 0 | 0 | 0 | 0 | 0 | 0 | 1136.175 | 0 | 0
4350 | 1195.5738 | 0 | 0 | 0 | 0 | 0 | 0 | 1195.574 | 0 | 0
4351 | 1022.9029 | 84.42 | 349.2066 | 349.2066 | 0 | 0 | 0 | 319.469 | 0 | 382.9122
4352 | 1129.8233 | 224.13 | 1024.677 | 1024.677 | 0 | 0 | 0 | 0 | 0 | 151.2165
4353 | 1224.9167 | 375.28 | 1714.1011 | 1274.8641 | -439.2369 | 0 | 0 | 0 | 0 | 0
4354 | 1366.0648 | 547.51 | 2463.297 | 1421.7688 | -1041.5282 | 0 | 0 | 0 | 0 | 0
4355 | 1337.9229 | 848.09 | 3795.2363 | 1392.4792 | -2093.1229 | 0 | 309.6342 | 0 | 0 | 0
4356 | 1315.4265 | 911.03 | 4036.4852 | 1369.0649 | -2093.1229 | 0 | 574.2975 | 0 | 0 | 0
4357 | 1307.2764 | 734.96 | 3230.7085 | 1360.5825 | -1870.126 | 0 | 0 | 0 | 0 | 0
4358 | 1149.254 | 577.88 | 2564.7904 | 1196.1169 | -1368.6735 | 0 | 0 | 0 | 0 | 0
4359 | 1075.5123 | 268.57 | 1199.3797 | 1119.369 | -80.0108 | 0 | 0 | 0 | 0 | 0
4360 | 1067.8206 | 307.5 | 1393.4919 | 1111.3633 | -282.1286 | 0 | 0 | 0 | 0 | 0
4361 | 1122.6445 | 15.67 | 42.6573 | 42.6573 | 0 | 0 | 0 | 1081.658 | 0 | 0
4362 | 1180.3883 | 45.86 | 178.8575 | 178.8575 | 0 | 0 | 0 | 539.65 | 0 | 488.0077
4363 | 1047.7675 | 0 | 0 | 0 | 0 | 0 | 0 | 0 | 0 | 1090.4916
4364 | 988.3687 | 0 | 0 | 0 | 0 | 0 | 0 | 0 | 0 | 1028.6715
4365 | 1236.3242 | 0 | 0 | 0 | 0 | 0 | 0 | 0 | 0 | 1286.7373
4366 | 1285.3627 | 0 | 0 | 0 | 0 | 0 | 0 | 0 | 0 | 1337.776
4367 | 1237.0149 | 0 | 0 | 0 | 0 | 0 | 0 | 0 | 0 | 1287.4565
4368 | 955.9065 | 0 | 0 | 0 | 0 | 0 | 0 | 0 | 0 | 994.8858
4369 | 1144.4632 | 0 | 0 | 0 | 0 | 0 | 0 | 1144.463 | 0 | 0
4370 | 1100.2595 | 0 | 0 | 0 | 0 | 0 | 0 | 1100.259 | 0 | 0
4371 | 1259.8074 | 0 | 0 | 0 | 0 | 0 | 0 | 1259.807 | 0 | 0
4372 | 1195.5738 | 0 | 0 | 0 | 0 | 0 | 0 | 1195.574 | 0 | 0
4373 | 1084.3737 | 0 | 0 | 0 | 0 | 0 | 0 | 1084.374 | 0 | 0
4374 | 1230.7987 | 0 | 0 | 0 | 0 | 0 | 0 | 1230.799 | 0 | 0
4375 | 855.7574 | 55.75 | 227.4212 | 227.4212 | 0 | 0 | 0 | 0 | 0 | 663.2308
4376 | 848.1616 | 197.27 | 897.6273 | 882.7463 | -14.881 | 0 | 0 | 0 | 0 | 0
4377 | 955.36 | 318.02 | 1446.5528 | 994.3165 | -452.2363 | 0 | 0 | 0 | 0 | 0
4378 | 1003.5499 | 167.49 | 735.6138 | 735.6138 | 0 | 0 | 0 | 0 | 0 | 308.8578
4379 | 826.6632 | 552.84 | 2455.5255 | 860.3717 | -1595.1538 | 0 | 0 | 0 | 0 | 0
4380 | 1123.7505 | 740.25 | 3242.8752 | 1169.5729 | -2073.3023 | 0 | 0 | 0 | 0 | 0
4381 | 1103.3684 | 779.66 | 3400.9859 | 1148.3598 | -2093.1229 | 0 | 159.5032 | 0 | 0 | 0
4382 | 1414.2487 | 677.27 | 2977.3949 | 1471.9165 | -1505.4784 | 0 | 0 | 0 | 0 | 0
4383 | 1156.956 | 479.36 | 2137.716 | 1204.133 | -933.583 | 0 | 0 | 0 | 0 | 0
4384 | 1089.7222 | 422.09 | 1910.5279 | 1134.1574 | -776.3706 | 0 | 0 | 0 | 0 | 0
4385 | 1137.5314 | 46.42 | 182.5512 | 182.5512 | 0 | 0 | 0 | 962.132 | 0 | 0
4386 | 926.8434 | 5.87 | 0 | 0 | 0 | 0 | 0 | 296.612 | 0 | 655.9298
4387 | 835.7275 | 0 | 0 | 0 | 0 | 0 | 0 | 0 | 0 | 869.8063
4388 | 1471.8474 | 0 | 0 | 0 | 0 | 0 | 0 | 0 | 0 | 1531.8642
4389 | 1105.0942 | 0 | 0 | 0 | 0 | 0 | 0 | 0 | 0 | 1150.1562
4390 | 823.2952 | 0 | 0 | 0 | 0 | 0 | 0 | 0 | 0 | 856.8663
4391 | 927.5885 | 0 | 0 | 0 | 0 | 0 | 0 | 0 | 0 | 965.4121
4392 | 973.8643 | 0 | 0 | 0 | 0 | 0 | 0 | 0 | 0 | 1013.5751
4393 | 1145.1539 | 0 | 0 | 0 | 0 | 0 | 0 | 1145.154 | 0 | 0
4394 | 1047.7675 | 0 | 0 | 0 | 0 | 0 | 0 | 1047.767 | 0 | 0
4395 | 804.6468 | 0 | 0 | 0 | 0 | 0 | 0 | 804.647 | 0 | 0
4396 | 1138.2471 | 0 | 0 | 0 | 0 | 0 | 0 | 1138.247 | 0 | 0
4397 | 993.2035 | 0 | 0 | 0 | 0 | 0 | 0 | 993.203 | 0 | 0
4398 | 968.3388 | 0 | 0 | 0 | 0 | 0 | 0 | 968.339 | 0 | 0
4399 | 1081.611 | 105.86 | 359.2376 | 359.2376 | 0 | 0 | 0 | 0 | 0 | 766.478
4400 | 1051.0551 | 319.03 | 1433.5045 | 1093.9137 | -339.5909 | 0 | 0 | 0 | 0 | 0
4401 | 1124.1761 | 272.56 | 1235.1949 | 1170.0163 | -65.1786 | 0 | 0 | 0 | 0 | 0
4402 | 1099.9253 | 548.3 | 2463.603 | 1144.7775 | -1318.8255 | 0 | 0 | 0 | 0 | 0
4403 | 1173.32 | 623.67 | 2767.3454 | 1221.1642 | -1546.1811 | 0 | 0 | 0 | 0 | 0
4404 | 1174.9733 | 798.5 | 3490.0431 | 1222.8846 | -2093.1229 | 0 | 174.0356 | 0 | 0 | 0
4405 | 1130.4682 | 460.67 | 2046.1942 | 1176.5649 | -869.6294 | 0 | 0 | 0 | 0 | 0
4406 | 1162.7327 | 830.02 | 3696.0034 | 1210.1445 | -2093.1229 | 0 | 392.7361 | 0 | 0 | 0
4407 | 1439.1789 | 415.36 | 1863.9969 | 1497.8641 | -366.1328 | 0 | 0 | 0 | 0 | 0
4408 | 1406.8437 | 233.3 | 1048.7824 | 1048.7824 | 0 | 0 | 0 | 399.152 | 0 | 0
4409 | 1304.5051 | 104.49 | 453.8713 | 453.8713 | 0 | 0 | 0 | 868.416 | 0 | 0
4410 | 1480.7011 | 5.87 | 0 | 0 | 0 | 0 | 0 | 1480.701 | 0 | 0
4411 | 1355.1218 | 0 | 0 | 0 | 0 | 0 | 0 | 0 | 0 | 1410.3795
4412 | 982.8432 | 0 | 0 | 0 | 0 | 0 | 0 | 0 | 0 | 1022.9202
4413 | 1227.3453 | 0 | 0 | 0 | 0 | 0 | 0 | 0 | 0 | 1277.3922
4414 | 1230.108 | 0 | 0 | 0 | 0 | 0 | 0 | 0 | 0 | 1280.2679
4415 | 1073.3228 | 0 | 0 | 0 | 0 | 0 | 0 | 0 | 0 | 1117.0897
4416 | 1058.8184 | 0 | 0 | 0 | 0 | 0 | 0 | 1058.818 | 0 | 0
4417 | 752.1548 | 0 | 0 | 0 | 0 | 0 | 0 | 752.155 | 0 | 0
4418 | 1158.2769 | 0 | 0 | 0 | 0 | 0 | 0 | 1158.277 | 0 | 0
4419 | 1156.8955 | 0 | 0 | 0 | 0 | 0 | 0 | 1156.896 | 0 | 0
4420 | 1170.7092 | 0 | 0 | 0 | 0 | 0 | 0 | 1170.709 | 0 | 0
4421 | 1391.7281 | 0 | 0 | 0 | 0 | 0 | 0 | 1391.728 | 0 | 0
4422 | 1459.4151 | 0 | 0 | 0 | 0 | 0 | 0 | 1459.415 | 0 | 0
4423 | 1333.7106 | 76.7 | 318.3497 | 318.3497 | 0 | 0 | 0 | 1027.834 | 0 | 0
4424 | 1049.1048 | 229.79 | 1049.2498 | 1049.2498 | 0 | 0 | 0 | 40.964 | 0 | 0
4425 | 1288.2412 | 534.43 | 2491.323 | 1340.7713 | -1150.5517 | 0 | 0 | 0 | 0 | 0
4426 | 1625.402 | 417.12 | 1882.7715 | 1691.6807 | -191.0908 | 0 | 0 | 0 | 0 | 0
4427 | 1252.525 | 325.21 | 1452.939 | 1303.599 | -149.34 | 0 | 0 | 0 | 0 | 0
4428 | 1499.6906 | 475.39 | 2119.1215 | 1560.8436 | -558.2779 | 0 | 0 | 0 | 0 | 0
4429 | 1174.5986 | 389.54 | 1735.3642 | 1222.4943 | -512.8698 | 0 | 0 | 0 | 0 | 0
4430 | 1162.5522 | 729.09 | 3232.3103 | 1209.9582 | -2022.3521 | 0 | 0 | 0 | 0 | 0
4431 | 1383.5979 | 645.07 | 2888.6864 | 1440.0167 | -1448.6697 | 0 | 0 | 0 | 0 | 0
4432 | 1184.4607 | 29.42 | 102.1824 | 102.1824 | 0 | 0 | 0 | 1086.281 | 0 | 0
4433 | 1396.2434 | 184.82 | 833.2875 | 833.2875 | 0 | 0 | 0 | 595.604 | 0 | 0
4434 | 1222.7384 | 27.43 | 94.5192 | 94.5192 | 0 | 0 | 0 | 131.086 | 0 | 1041.6469
4435 | 1330.2572 | 0 | 0 | 0 | 0 | 0 | 0 | 0 | 0 | 1384.5006
4436 | 1078.8483 | 0 | 0 | 0 | 0 | 0 | 0 | 0 | 0 | 1122.84
4437 | 1160.349 | 0 | 0 | 0 | 0 | 0 | 0 | 0 | 0 | 1207.6643
4438 | 1320.5876 | 0 | 0 | 0 | 0 | 0 | 0 | 0 | 0 | 1374.4373
4439 | 1039.4793 | 0 | 0 | 0 | 0 | 0 | 0 | 0 | 0 | 1081.8656
4440 | 1082.9924 | 0 | 0 | 0 | 0 | 0 | 0 | 0 | 0 | 1127.1529
4441 | 1015.996 | 0 | 0 | 0 | 0 | 0 | 0 | 1015.996 | 0 | 0
4442 | 1259.1168 | 0 | 0 | 0 | 0 | 0 | 0 | 1259.117 | 0 | 0
4443 | 955.2158 | 0 | 0 | 0 | 0 | 0 | 0 | 955.216 | 0 | 0
4444 | 1254.9727 | 0 | 0 | 0 | 0 | 0 | 0 | 1254.973 | 0 | 0
4445 | 1275.6932 | 0 | 0 | 0 | 0 | 0 | 0 | 1275.693 | 0 | 0
4446 | 932.4233 | 0 | 0 | 0 | 0 | 0 | 0 | 932.423 | 0 | 0
4447 | 1058.1277 | 97.7 | 396.1269 | 396.1269 | 0 | 0 | 0 | 0 | 0 | 705.1471
4448 | 793.1348 | 316.68 | 1427.646 | 825.4755 | -602.1706 | 0 | 0 | 0 | 0 | 0
4449 | 1186.5863 | 533.87 | 2491.1378 | 1234.9712 | -1256.1666 | 0 | 0 | 0 | 0 | 0
4450 | 1347.1392 | 717.62 | 3279.2545 | 1402.071 | -1877.1835 | 0 | 0 | 0 | 0 | 0
4451 | 1551.5661 | 846.1 | 3800.1956 | 1614.8339 | -2093.1229 | 0 | 92.2388 | 0 | 0 | 0
4452 | 1023.2024 | 911.95 | 4063.8525 | 1064.9249 | -2093.1229 | 0 | 905.8047 | 0 | 0 | 0
4453 | 1250.4936 | 627.66 | 2791.6121 | 1301.4851 | -1490.127 | 0 | 0 | 0 | 0 | 0
4454 | 1279.245 | 716.18 | 3192.512 | 1331.4085 | -1418.9441 | 0 | 442.1594 | 0 | 0 | 0
4455 | 790.3815 | 527.54 | 2383.2758 | 822.6102 | 0 | 0 | 1560.6656 | 0 | 0 | 0
4456 | 1057.9646 | 420.19 | 1925.7712 | 1101.1054 | 0 | 0 | 824.6657 | 0 | 0 | 0
4457 | 1309.8432 | 129.49 | 573.8698 | 573.8698 | 0 | 0 | 0 | 758.457 | 0 | 0
4458 | 1349.9434 | 56.85 | 228.3214 | 228.3214 | 0 | 0 | 0 | 1130.568 | 0 | 0
4459 | 1201.79 | 0 | 0 | 0 | 0 | 0 | 0 | 0 | 0 | 1250.7951
4460 | 1417.2834 | 0 | 0 | 0 | 0 | 0 | 0 | 0 | 0 | 1475.0753
4461 | 1335.092 | 0 | 0 | 0 | 0 | 0 | 0 | 0 | 0 | 1389.5328
4462 | 1290.1975 | 0 | 0 | 0 | 0 | 0 | 0 | 0 | 0 | 1342.8081
4463 | 1175.544 | 0 | 0 | 0 | 0 | 0 | 0 | 0 | 0 | 1223.4789
4464 | 1105.7849 | 0 | 0 | 0 | 0 | 0 | 0 | 1105.785 | 0 | 0
4465 | 1215.6037 | 0 | 0 | 0 | 0 | 0 | 0 | 1215.604 | 0 | 0
4466 | 895.1263 | 0 | 0 | 0 | 0 | 0 | 0 | 895.126 | 0 | 0
4467 | 966.2668 | 0 | 0 | 0 | 0 | 0 | 0 | 966.267 | 0 | 0
4468 | 1008.3985 | 0 | 0 | 0 | 0 | 0 | 0 | 832.258 | 0 | 183.3235
4469 | 1040.17 | 0 | 0 | 0 | 0 | 0 | 0 | 0 | 0 | 1082.5848
4470 | 973.1736 | 0 | 0 | 0 | 0 | 0 | 0 | 0 | 0 | 1012.8569
4471 | 1027.7377 | 72.08 | 297.9442 | 297.9442 | 0 | 0 | 0 | 0 | 0 | 771.7016
4472 | 181.6015 | 214.53 | 978.7455 | 189.0061 | -789.7393 | 0 | 0 | 0 | 0 | 0
4473 | 87.356 | 359.1 | 1639.6814 | 90.9181 | -1548.7633 | 0 | 0 | 0 | 0 | 0
4474 | 0 | 429.06 | 1931.1499 | 0 | -1931.1499 | 0 | 0 | 0 | 0 | 0
4475 | 0 | 604.77 | 2687.6666 | 0 | -2093.1229 | 0 | 594.5437 | 0 | 0 | 0
4476 | 0 | 724.96 | 3188.2667 | -0.0010408 | -2093.1229 | 0 | 1095.1449 | 0 | 0 | 0
4477 | 0 | 749.98 | 3292.6691 | 0 | -2093.1229 | 0 | 1199.5463 | 0 | 0 | 0
4478 | 0 | 703.14 | 3108.1508 | 0 | -281.8174 | 0 | 2826.3335 | 0 | 0 | 0
4479 | 0 | 450.3 | 2023.7738 | 0 | 0 | 0 | 2023.7738 | 0 | 0 | 0
4480 | 0 | 393.31 | 1792.4195 | 0 | 0 | 0 | 1792.4195 | 0 | 0 | 0
4481 | 0 | 283.01 | 1284.7245 | 0 | 0 | 0 | 1284.7245 | 0 | 0 | 0
4482 | 0 | 88.79 | 350.0642 | 0 | 0 | 0 | 350.0642 | 0 | 0 | 0
4483 | 0 | 0 | 0 | 0 | 0 | 0 | 0 | 0 | 0 | 0
4484 | 0 | 0 | 0 | 0 | 0 | 0 | 0 | 0 | 0 | 0
4485 | 118.7976 | 0 | 0 | 0 | 0 | 0 | 0 | 0 | 0 | 123.6422
4486 | 193.3915 | 0 | 0 | 0 | 0 | 0 | 0 | 0 | 0 | 201.2769
4487 | 241.0487 | 0 | 0 | 0 | 0 | 0 | 0 | 0 | 0 | 250.8782
4488 | 237.5953 | 0 | 0 | 0 | 0 | 0 | 0 | 0 | 0 | 247.2834
4489 | 234.8325 | 0 | 0 | 0 | 0 | 0 | 0 | 0 | 0 | 244.4087
4490 | 251.4089 | 0 | 0 | 0 | 0 | 0 | 0 | 0 | 0 | 261.6607
4491 | 171.9803 | 0 | 0 | 0 | 0 | 0 | 0 | 0 | 0 | 178.9928
4492 | 178.8871 | 0 | 0 | 0 | 0 | 0 | 0 | 0 | 0 | 186.1814
4493 | 246.5742 | 0 | 0 | 0 | 0 | 0 | 0 | 0 | 0 | 256.6285
4494 | 227.9257 | 0 | 0 | 0 | 0 | 0 | 0 | 0 | 0 | 237.2201
4495 | 274.8922 | 81.17 | 335.1811 | 286.1012 | -49.0799 | 0 | 0 | 0 | 0 | 0
4496 | 119.5695 | 298.22 | 1358.707 | 124.4457 | -1234.2614 | 0 | 0 | 0 | 0 | 0
4497 | 639.3445 | 421.31 | 1919.1747 | 665.4144 | -1151.8579 | 0 | 101.9025 | 0 | 0 | 0
4498 | 1147.0671 | 715.45 | 3226.7692 | 1193.8407 | 0 | 0 | 2032.9285 | 0 | 0 | 0
4499 | 1141.3284 | 835.73 | 3695.1583 | 1187.8687 | 0 | 0 | 2507.2896 | 0 | 0 | 0
4500 | 1174.7929 | 662.16 | 2901.0925 | 1222.6973 | 0 | 0 | 1678.3952 | 0 | 0 | 0
4501 | 1161.3384 | 897.35 | 3927.3525 | 1208.6936 | 0 | 0 | 2718.6589 | 0 | 0 | 0
4502 | 906.2351 | 469.01 | 2078.0285 | 943.1884 | 0 | 0 | 1134.8401 | 0 | 0 | 0
4503 | 844.8066 | 147.96 | 643.5581 | 643.5581 | 0 | 0 | 0 | 0 | 0 | 235.6964
4504 | 961.5296 | 387.24 | 1759.8047 | 1000.7371 | -262.3049 | 0 | 496.7628 | 0 | 0 | 0
4505 | 1098.1261 | 14.69 | 38.2028 | 38.2028 | 0 | 0 | 0 | 1061.42 | 0 | 0
4506 | 934.1267 | 16.64 | 46.4051 | 46.4051 | 0 | 0 | 0 | 889.539 | 0 | 0
4507 | 1015.996 | 0 | 0 | 0 | 0 | 0 | 0 | 0 | 0 | 1057.4251
4508 | 813.6256 | 0 | 0 | 0 | 0 | 0 | 0 | 0 | 0 | 846.8031
4509 | 770.8032 | 0 | 0 | 0 | 0 | 0 | 0 | 0 | 0 | 802.2339
4510 | 861.9735 | 0 | 0 | 0 | 0 | 0 | 0 | 0 | 0 | 897.1225
4511 | 1115.4545 | 0 | 0 | 0 | 0 | 0 | 0 | 0 | 0 | 1160.9397
4512 | 933.114 | 0 | 0 | 0 | 0 | 0 | 0 | 182.999 | 0 | 780.7023
4513 | 1098.8781 | 0 | 0 | 0 | 0 | 0 | 0 | 1098.878 | 0 | 0
4514 | 1076.0855 | 0 | 0 | 0 | 0 | 0 | 0 | 1076.086 | 0 | 0
4515 | 1114.0731 | 0 | 0 | 0 | 0 | 0 | 0 | 1114.073 | 0 | 0
4516 | 739.0318 | 0 | 0 | 0 | 0 | 0 | 0 | 739.032 | 0 | 0
4517 | 871.6431 | 0 | 0 | 0 | 0 | 0 | 0 | 871.643 | 0 | 0
4518 | 1126.5055 | 0 | 0 | 0 | 0 | 0 | 0 | 1126.505 | 0 | 0
4519 | 891.6729 | 75.94 | 314.2116 | 314.2116 | 0 | 0 | 0 | 0 | 0 | 613.821
4520 | 1175.0536 | 224.52 | 1024.2097 | 1024.2097 | 0 | 0 | 0 | 0 | 0 | 198.7592
4521 | 977.329 | 359.72 | 1636.7672 | 1017.1813 | -619.5859 | 0 | 0 | 0 | 0 | 0
4522 | 1380.4794 | 386.39 | 1730.4652 | 1436.7705 | -293.6947 | 0 | 0 | 0 | 0 | 0
4523 | 1327.1344 | 630.45 | 2774.816 | 1381.2503 | -1393.5658 | 0 | 0 | 0 | 0 | 0
4524 | 1231.0111 | 271.25 | 1194.9356 | 1194.9356 | 0 | 0 | 0 | 0 | 0 | 86.2721
4525 | 1202.3589 | 781.74 | 3391.4992 | 1251.3863 | -2093.1229 | 0 | 46.99 | 0 | 0 | 0
4526 | 1118.7189 | 628.84 | 2765.8643 | 1164.3368 | -1601.5276 | 0 | 0 | 0 | 0 | 0
4527 | 1397.5799 | 589.58 | 2624.633 | 1454.5688 | -1170.0642 | 0 | 0 | 0 | 0 | 0
4528 | 1387.754 | 316.76 | 1432.4076 | 1432.4076 | 0 | 0 | 0 | 11.467 | 0 | 0
4529 | 1404.902 | 18.61 | 55.6451 | 55.6451 | 0 | 0 | 0 | 1351.437 | 0 | 0
4530 | 1178.5865 | 38.23 | 143.725 | 143.725 | 0 | 0 | 0 | 1040.492 | 0 | 0
4531 | 1232.8708 | 0 | 0 | 0 | 0 | 0 | 0 | 0 | 0 | 1283.1435
4532 | 1013.2333 | 0 | 0 | 0 | 0 | 0 | 0 | 0 | 0 | 1054.5494
4533 | 1301.9392 | 0 | 0 | 0 | 0 | 0 | 0 | 0 | 0 | 1355.0279
4534 | 1252.9006 | 0 | 0 | 0 | 0 | 0 | 0 | 0 | 0 | 1303.9903
4535 | 1488.4238 | 0 | 0 | 0 | 0 | 0 | 0 | 0 | 0 | 1549.1172
4536 | 1379.9864 | 0 | 0 | 0 | 0 | 0 | 0 | 1379.986 | 0 | 0
4537 | 1263.2609 | 0 | 0 | 0 | 0 | 0 | 0 | 1263.261 | 0 | 0
4538 | 1365.4821 | 0 | 0 | 0 | 0 | 0 | 0 | 1365.482 | 0 | 0
4539 | 1331.6386 | 0 | 0 | 0 | 0 | 0 | 0 | 1331.639 | 0 | 0
4540 | 1141.0098 | 0 | 0 | 0 | 0 | 0 | 0 | 1141.01 | 0 | 0
4541 | 1093.3526 | 0 | 0 | 0 | 0 | 0 | 0 | 1093.353 | 0 | 0
4542 | 949.6904 | 0 | 0 | 0 | 0 | 0 | 0 | 949.69 | 0 | 0
4543 | 966.9575 | 103.6 | 342.5623 | 342.5623 | 0 | 0 | 0 | 637.816 | 0 | 0
4544 | 843.7136 | 253.68 | 1157.2376 | 878.118 | -279.1197 | 0 | 0 | 0 | 0 | 0
4545 | 1005.3405 | 440.11 | 2003.7826 | 1046.3356 | -957.447 | 0 | 0 | 0 | 0 | 0
4546 | 1563.6281 | 722.53 | 3255.2334 | 1627.3877 | -1627.8457 | 0 | 0 | 0 | 0 | 0
4547 | 1371.9495 | 848.08 | 3740.0762 | 1427.8927 | -2093.1229 | 0 | 219.0606 | 0 | 0 | 0
4548 | 1263.6571 | 664.31 | 2896.2716 | 1315.1849 | -1581.0867 | 0 | 0 | 0 | 0 | 0
4549 | 1241.5078 | 202.73 | 882.9003 | 882.9003 | 0 | 0 | 0 | 393.198 | 0 | 0
4550 | 1242.3884 | 95.77 | 397.4404 | 397.4404 | 0 | 0 | 0 | 860.519 | 0 | 0
4551 | 1546.4283 | 95.6 | 399.6656 | 399.6656 | 0 | 0 | 0 | 1162.422 | 0 | 0
4552 | 1391.9206 | 54.66 | 215.8904 | 215.8904 | 0 | 0 | 0 | 1184.488 | 0 | 0
4553 | 1102.5551 | 35.28 | 130.6352 | 130.6352 | 0 | 0 | 0 | 977.038 | 0 | 0
4554 | 1208.6278 | 33.32 | 120.8852 | 120.8852 | 0 | 0 | 0 | 725.795 | 0 | 381.6362
4555 | 1185.9043 | 0 | 0 | 0 | 0 | 0 | 0 | 0 | 0 | 1234.2614
4556 | 1010.4706 | 0 | 0 | 0 | 0 | 0 | 0 | 0 | 0 | 1051.6748
4557 | 1031.1911 | 0 | 0 | 0 | 0 | 0 | 0 | 0 | 0 | 1073.2397
4558 | 1206.6248 | 0 | 0 | 0 | 0 | 0 | 0 | 0 | 0 | 1255.8273
4559 | 1274.3118 | 0 | 0 | 0 | 0 | 0 | 0 | 0 | 0 | 1326.2744
4560 | 1225.2732 | 0 | 0 | 0 | 0 | 0 | 0 | 0 | 0 | 1275.2357
4561 | 1292.9603 | 0 | 0 | 0 | 0 | 0 | 0 | 1292.96 | 0 | 0
4562 | 1131.3402 | 0 | 0 | 0 | 0 | 0 | 0 | 1131.34 | 0 | 0
4563 | 1158.2769 | 0 | 0 | 0 | 0 | 0 | 0 | 1158.277 | 0 | 0
4564 | 1222.5105 | 0 | 0 | 0 | 0 | 0 | 0 | 1222.511 | 0 | 0
4565 | 826.7486 | 0 | 0 | 0 | 0 | 0 | 0 | 826.749 | 0 | 0
4566 | 1008.3985 | 0 | 0 | 0 | 0 | 0 | 0 | 1008.399 | 0 | 0
4567 | 964.1947 | 94.99 | 383.1151 | 383.1151 | 0 | 0 | 0 | 0 | 0 | 620.3956
4568 | 949.7888 | 269.72 | 1225.6011 | 988.5183 | -237.0827 | 0 | 0 | 0 | 0 | 0
4569 | 1299.4648 | 414.56 | 1877.9745 | 1352.453 | -525.5215 | 0 | 0 | 0 | 0 | 0
4570 | 1185.0608 | 489.96 | 2181.5608 | 1233.384 | -948.1768 | 0 | 0 | 0 | 0 | 0
4571 | 1494.3067 | 627.89 | 2750.2319 | 1555.24 | -1194.9918 | 0 | 0 | 0 | 0 | 0
4572 | 1253.3755 | 757.22 | 3270.6504 | 1304.4847 | -1966.1658 | 0 | 0 | 0 | 0 | 0
4573 | 1225.6264 | 735.66 | 3185.7366 | 1275.6031 | -1910.1335 | 0 | 0 | 0 | 0 | 0
4574 | 1352.7545 | 587.3 | 2575.8174 | 1407.916 | -1167.9014 | 0 | 0 | 0 | 0 | 0
4575 | 1293.0716 | 591.73 | 2617.0718 | 1345.7993 | -1271.2724 | 0 | 0 | 0 | 0 | 0
4576 | 998.7617 | 378.78 | 1710.7675 | 1039.4883 | -671.2792 | 0 | 0 | 0 | 0 | 0
4577 | 1126.9881 | 162.34 | 725.9595 | 725.9595 | 0 | 0 | 0 | 429.471 | 0 | 0
4578 | 1225.8163 | 35.28 | 130.2334 | 130.2334 | 0 | 0 | 0 | 1100.685 | 0 | 0
4579 | 1032.5724 | 0 | 0 | 0 | 0 | 0 | 0 | 0 | 0 | 1074.677
4580 | 1021.5215 | 0 | 0 | 0 | 0 | 0 | 0 | 0 | 0 | 1063.1754
4581 | 1216.2944 | 0 | 0 | 0 | 0 | 0 | 0 | 0 | 0 | 1265.8906
4582 | 1219.0571 | 0 | 0 | 0 | 0 | 0 | 0 | 0 | 0 | 1268.7662
4583 | 1163.1117 | 0 | 0 | 0 | 0 | 0 | 0 | 0 | 0 | 1210.54
4584 | 1101.6408 | 0 | 0 | 0 | 0 | 0 | 0 | 1101.641 | 0 | 0
4585 | 1022.2122 | 0 | 0 | 0 | 0 | 0 | 0 | 1022.212 | 0 | 0
4586 | 1254.9727 | 0 | 0 | 0 | 0 | 0 | 0 | 1254.973 | 0 | 0
4587 | 1133.4123 | 0 | 0 | 0 | 0 | 0 | 0 | 1133.412 | 0 | 0
4588 | 973.1736 | 0 | 0 | 0 | 0 | 0 | 0 | 973.174 | 0 | 0
4589 | 1258.4261 | 0 | 0 | 0 | 0 | 0 | 0 | 1258.426 | 0 | 0
4590 | 1203.862 | 0 | 0 | 0 | 0 | 0 | 0 | 1203.862 | 0 | 0
4591 | 1112.6918 | 52.72 | 211.8189 | 211.8189 | 0 | 0 | 0 | 909.171 | 0 | 0
4592 | 1002.4448 | 101.99 | 443.0961 | 443.0961 | 0 | 0 | 0 | 576.709 | 0 | 0
4593 | 715.8188 | 207.53 | 927.381 | 745.0078 | -182.3732 | 0 | 0 | 0 | 0 | 0
4594 | 888.077 | 472.76 | 2100.4905 | 924.2899 | -1176.2006 | 0 | 0 | 0 | 0 | 0
4595 | 1386.1353 | 589.68 | 2587.4679 | 1442.6571 | -1144.8108 | 0 | 0 | 0 | 0 | 0
4596 | 1199.0566 | 619.05 | 2706.7888 | 1247.9507 | -1458.8381 | 0 | 0 | 0 | 0 | 0
4597 | 1228.0489 | 469.8 | 2070.0416 | 1278.1249 | -791.9167 | 0 | 0 | 0 | 0 | 0
4598 | 1402.9448 | 566.28 | 2495.4965 | 1460.1516 | -1035.345 | 0 | 0 | 0 | 0 | 0
4599 | 1345.1535 | 370.99 | 1655.9498 | 1400.0051 | -255.9447 | 0 | 0 | 0 | 0 | 0
4600 | 1550.7356 | 32.36 | 115.1588 | 115.1588 | 0 | 0 | 0 | 1440.089 | 0 | 0
4601 | 1497.0151 | 16.65 | 46.7767 | 46.7767 | 0 | 0 | 0 | 1452.071 | 0 | 0
4602 | 1191.2752 | 9.79 | 16.3704 | 16.3704 | 0 | 0 | 0 | 558.449 | 0 | 642.2613
4603 | 1230.7987 | 0 | 0 | 0 | 0 | 0 | 0 | 0 | 0 | 1280.987
4604 | 1251.5192 | 0 | 0 | 0 | 0 | 0 | 0 | 0 | 0 | 1302.5519
4605 | 1339.2361 | 0 | 0 | 0 | 0 | 0 | 0 | 0 | 0 | 1393.8457
4606 | 1237.0149 | 0 | 0 | 0 | 0 | 0 | 0 | 0 | 0 | 1287.4565
4607 | 1361.338 | 0 | 0 | 0 | 0 | 0 | 0 | 0 | 0 | 1416.849
4608 | 1507.763 | 0 | 0 | 0 | 0 | 0 | 0 | 0 | 0 | 1569.2447
4609 | 607.8018 | 0 | 0 | 0 | 0 | 0 | 0 | 607.802 | 0 | 0
4610 | 762.515 | 0 | 0 | 0 | 0 | 0 | 0 | 762.515 | 0 | 0
4611 | 928.2792 | 0 | 0 | 0 | 0 | 0 | 0 | 928.279 | 0 | 0
4612 | 756.9896 | 0 | 0 | 0 | 0 | 0 | 0 | 756.99 | 0 | 0
4613 | 800.5026 | 0 | 0 | 0 | 0 | 0 | 0 | 800.503 | 0 | 0
4614 | 622.3062 | 0 | 0 | 0 | 0 | 0 | 0 | 622.306 | 0 | 0
4615 | 551.1658 | 46.92 | 185.5497 | 185.5497 | 0 | 0 | 0 | 0 | 0 | 388.0911
4616 | 537.6301 | 318.19 | 1428.3537 | 559.5528 | -868.8009 | 0 | 0 | 0 | 0 | 0
4617 | 520.8758 | 536.61 | 2494.8731 | 542.1157 | -1952.7575 | 0 | 0 | 0 | 0 | 0
4618 | 948.3591 | 721.75 | 3276.3643 | 987.029 | -2093.1229 | 0 | 196.2124 | 0 | 0 | 0
4619 | 845.2702 | 854.48 | 3808.3386 | 879.7374 | -2093.1229 | 0 | 835.4784 | 0 | 0 | 0
4620 | 618.959 | 922.7 | 4074.8191 | 644.1971 | -2093.1229 | 0 | 1337.4991 | 0 | 0 | 0
4621 | 587.2298 | 525.16 | 2326.5514 | 611.1754 | -1715.376 | 0 | 0 | 0 | 0 | 0
4622 | 673.7052 | 850.13 | 3789.7254 | 701.1765 | -14.5344 | 0 | 3074.0144 | 0 | 0 | 0
4623 | 761.9789 | 485.35 | 2177.6516 | 793.0501 | 0 | 0 | 1384.6016 | 0 | 0 | 0
4624 | 727.5949 | 29.42 | 102.1949 | 102.1949 | 0 | 0 | 0 | 629.404 | 0 | 0
4625 | 423.3979 | 21.55 | 68.915 | 68.915 | 0 | 0 | 0 | 357.182 | 0 | 0
4626 | 585.8407 | 10.77 | 20.6636 | 20.6636 | 0 | 0 | 0 | 565.987 | 0 | 0
4627 | 736.9597 | 0 | 0 | 0 | 0 | 0 | 0 | 0 | 0 | 767.0109
4628 | 609.1832 | 0 | 0 | 0 | 0 | 0 | 0 | 0 | 0 | 634.0235
4629 | 715.5485 | 0 | 0 | 0 | 0 | 0 | 0 | 0 | 0 | 744.7268
4630 | 707.951 | 0 | 0 | 0 | 0 | 0 | 0 | 0 | 0 | 736.819
4631 | 652.0056 | 0 | 0 | 0 | 0 | 0 | 0 | 0 | 0 | 678.5927
4632 | 602.2764 | 0 | 0 | 0 | 0 | 0 | 0 | 602.276 | 0 | 0
4633 | 1192.8111 | 0 | 0 | 0 | 0 | 0 | 0 | 1192.811 | 0 | 0
4634 | 1270.8584 | 0 | 0 | 0 | 0 | 0 | 0 | 1089.342 | 0 | 188.9187
4635 | 1317.8249 | 0 | 0 | 0 | 0 | 0 | 0 | 0 | 0 | 1371.5617
4636 | 1299.8671 | 0 | 0 | 0 | 0 | 0 | 0 | 0 | 0 | 1352.8714
4637 | 1154.1328 | 0 | 0 | 0 | 0 | 0 | 0 | 0 | 0 | 1201.1948
4638 | 1298.4857 | 0 | 0 | 0 | 0 | 0 | 0 | 0 | 0 | 1351.4341
4639 | 998.7289 | 101.39 | 334.4495 | 334.4495 | 0 | 0 | 0 | 0 | 0 | 705.0045
4640 | 130.6101 | 318.23 | 1422.9448 | 135.9359 | -1287.009 | 0 | 0 | 0 | 0 | 0
4641 | 175.9232 | 536.49 | 2474.3844 | 183.0966 | -2093.1229 | 0 | 198.1649 | 0 | 0 | 0
4642 | 234.3197 | 722.37 | 3247.259 | 243.8748 | -2093.1229 | 0 | 910.2613 | 0 | 0 | 0
4643 | 194.8402 | 507.75 | 2247.7063 | 202.786 | -2044.9203 | 0 | 0 | 0 | 0 | 0
4644 | 182.0764 | 406.52 | 1799.1232 | 189.5015 | -1609.6217 | 0 | 0 | 0 | 0 | 0
4645 | 203.5454 | 390.82 | 1730.9336 | 211.846 | -1519.0876 | 0 | 0 | 0 | 0 | 0
4646 | 203.7794 | 588.73 | 2608.2689 | 212.0885 | -183.9511 | 0 | 2212.2294 | 0 | 0 | 0
4647 | 223.5096 | 593.41 | 2654.8842 | 232.623 | 0 | 0 | 2422.2612 | 0 | 0 | 0
4648 | 227.8445 | 453.63 | 2063.3858 | 237.1358 | 0 | 0 | 1826.25 | 0 | 0 | 0
4649 | 436.2411 | 20.57 | 64.1483 | 64.1483 | 0 | 0 | 0 | 0 | 0 | 389.8812
4650 | 395.2318 | 67.63 | 273.7732 | 273.7732 | 0 | 0 | 0 | 0 | 0 | 137.5751
4651 | 255.553 | 0 | 0 | 0 | 0 | 0 | 0 | 0 | 0 | 265.9736
4652 | 228.6164 | 0 | 0 | 0 | 0 | 0 | 0 | 0 | 0 | 237.9382
4653 | 206.5145 | 0 | 0 | 0 | 0 | 0 | 0 | 0 | 0 | 214.935
4654 | 243.8114 | 0 | 0 | 0 | 0 | 0 | 0 | 0 | 0 | 253.7528
4655 | 205.1331 | 0 | 0 | 0 | 0 | 0 | 0 | 0 | 0 | 213.4977
4656 | 192.7008 | 0 | 0 | 0 | 0 | 0 | 0 | 0 | 0 | 200.5587
4657 | 223.7816 | 0 | 0 | 0 | 0 | 0 | 0 | 0 | 0 | 232.9071
4658 | 188.5567 | 0 | 0 | 0 | 0 | 0 | 0 | 0 | 0 | 196.2457
4659 | 172.671 | 0 | 0 | 0 | 0 | 0 | 0 | 0 | 0 | 179.712
4660 | 181.6499 | 0 | 0 | 0 | 0 | 0 | 0 | 0 | 0 | 189.0571
4661 | 106.3653 | 0 | 0 | 0 | 0 | 0 | 0 | 0 | 0 | 110.7022
4662 | 155.4039 | 0 | 0 | 0 | 0 | 0 | 0 | 0 | 0 | 161.7409
4663 | 132.6113 | 100.53 | 343.09 | 138.0185 | -205.0715 | 0 | 0 | 0 | 0 | 0
4664 | 210.6517 | 313.29 | 1399.0142 | 219.2417 | -1179.7725 | 0 | 0 | 0 | 0 | 0
4665 | 378.0493 | 530.49 | 2439.7317 | 393.4657 | -1936.5567 | 0 | 109.7093 | 0 | 0 | 0
4666 | 837.0277 | 715.66 | 3200.2117 | 871.1593 | 0 | 0 | 2329.0524 | 0 | 0 | 0
4667 | 1269.6825 | 566.89 | 2488.6732 | 1321.4566 | 0 | 0 | 1167.2166 | 0 | 0 | 0
4668 | 1312.5904 | 784.48 | 3388.9628 | 1366.1132 | 0 | 0 | 2022.8496 | 0 | 0 | 0
4669 | 1239.8562 | 763.38 | 3307.2754 | 1290.4134 | 0 | 0 | 2016.862 | 0 | 0 | 0
4670 | 1427.338 | 837.46 | 3683.3996 | 1485.5403 | 0 | 0 | 2197.8594 | 0 | 0 | 0
4671 | 1379.6333 | 704.34 | 3155.4489 | 1435.89 | 0 | 0 | 1719.5589 | 0 | 0 | 0
4672 | 1408.1145 | 443.87 | 2006.5406 | 1465.5324 | 0 | 0 | 541.0083 | 0 | 0 | 0
4673 | 1482.0911 | 301.48 | 1336.0171 | 1336.0171 | 0 | 0 | 0 | 41.959 | 0 | 162.8399
4674 | 1357.8284 | 94.64 | 326.6187 | 326.6187 | 0 | 0 | 0 | 0 | 0 | 1086.5783
4675 | 1372.3889 | 0 | 0 | 0 | 0 | 0 | 0 | 0 | 0 | 1428.3506
4676 | 1344.7616 | 0 | 0 | 0 | 0 | 0 | 0 | 0 | 0 | 1399.5971
4677 | 1383.4399 | 0 | 0 | 0 | 0 | 0 | 0 | 0 | 0 | 1439.8522
4678 | 1246.6844 | 0 | 0 | 0 | 0 | 0 | 0 | 0 | 0 | 1297.5198
4679 | 1187.2856 | 0 | 0 | 0 | 0 | 0 | 0 | 0 | 0 | 1235.6997
4680 | 944.1649 | 0 | 0 | 0 | 0 | 0 | 0 | 0 | 0 | 982.665
4681 | 1060.1998 | 0 | 0 | 0 | 0 | 0 | 0 | 1060.2 | 0 | 0
4682 | 1112.0011 | 0 | 0 | 0 | 0 | 0 | 0 | 1112.001 | 0 | 0
4683 | 985.6059 | 0 | 0 | 0 | 0 | 0 | 0 | 985.606 | 0 | 0
4684 | 1117.5266 | 0 | 0 | 0 | 0 | 0 | 0 | 1117.527 | 0 | 0
4685 | 919.991 | 0 | 0 | 0 | 0 | 0 | 0 | 919.991 | 0 | 0
4686 | 716.2392 | 0 | 0 | 0 | 0 | 0 | 0 | 716.239 | 0 | 0
4687 | 888.9102 | 55.77 | 226.1025 | 226.1025 | 0 | 0 | 0 | 0 | 0 | 699.0544
4688 | 709.9428 | 272.52 | 1242.2046 | 738.8912 | -503.3134 | 0 | 0 | 0 | 0 | 0
4689 | 511.2727 | 535.68 | 2477.5202 | 532.1211 | -1945.3992 | 0 | 0 | 0 | 0 | 0
4690 | 207.6748 | 721.43 | 3255.6476 | 216.1433 | -2093.1229 | 0 | 946.3815 | 0 | 0 | 0
4691 | 138.7688 | 849.15 | 3763.5821 | 144.4276 | -2093.1229 | 0 | 1526.0317 | 0 | 0 | 0
4692 | 202.4179 | 917.34 | 4025.4166 | 210.672 | -2093.1229 | 0 | 1721.6217 | 0 | 0 | 0
4693 | 689.9172 | 915.92 | 4021.3867 | 718.0496 | -2093.1229 | 0 | 1210.2142 | 0 | 0 | 0
4694 | 1105.1745 | 645.64 | 2847.3176 | 1150.2395 | -9.6345 | 0 | 1687.4437 | 0 | 0 | 0
4695 | 1065.5889 | 502.08 | 2244.15 | 1109.0403 | 0 | 0 | 1135.1097 | 0 | 0 | 0
4696 | 1205.8909 | 338.18 | 1529.2831 | 1255.0623 | 0 | 0 | 274.2207 | 0 | 0 | 0
4697 | 1007.9081 | 137.76 | 609.8536 | 609.8536 | 0 | 0 | 0 | 0 | 0 | 439.1537
4698 | 1302.5098 | 40.19 | 152.4915 | 152.4915 | 0 | 0 | 0 | 0 | 0 | 1203.1307
4699 | 973.1736 | 0 | 0 | 0 | 0 | 0 | 0 | 0 | 0 | 1012.8569
4700 | 879.9313 | 0 | 0 | 0 | 0 | 0 | 0 | 0 | 0 | 915.8118
4701 | 879.2406 | 0 | 0 | 0 | 0 | 0 | 0 | 0 | 0 | 915.0936
4702 | 925.5164 | 0 | 0 | 0 | 0 | 0 | 0 | 0 | 0 | 963.2556
4703 | 1076.0855 | 0 | 0 | 0 | 0 | 0 | 0 | 0 | 0 | 1119.9653
4704 | 1077.4669 | 0 | 0 | 0 | 0 | 0 | 0 | 0 | 0 | 1121.4026
4705 | 1165.8744 | 0 | 0 | 0 | 0 | 0 | 0 | 1165.874 | 0 | 0
4706 | 1019.4494 | 0 | 0 | 0 | 0 | 0 | 0 | 1019.449 | 0 | 0
4707 | 1090.5899 | 0 | 0 | 0 | 0 | 0 | 0 | 1090.59 | 0 | 0
4708 | 797.7399 | 0 | 0 | 0 | 0 | 0 | 0 | 797.74 | 0 | 0
4709 | 1000.1103 | 0 | 0 | 0 | 0 | 0 | 0 | 1000.11 | 0 | 0
4710 | 815.6977 | 0 | 0 | 0 | 0 | 0 | 0 | 303.297 | 0 | 533.294
4711 | 1003.5637 | 100.09 | 338.497 | 338.497 | 0 | 0 | 0 | 0 | 0 | 705.9891
4712 | 951.6977 | 306.25 | 1392.5916 | 990.5042 | -402.0875 | 0 | 0 | 0 | 0 | 0
4713 | 1121.6603 | 421.71 | 1913.6159 | 1167.3977 | -746.2182 | 0 | 0 | 0 | 0 | 0
4714 | 1083.6407 | 585.03 | 2591.8693 | 1127.8284 | -1464.0409 | 0 | 0 | 0 | 0 | 0
4715 | 1503.6577 | 647.93 | 2818.5297 | 1564.9724 | -1253.5574 | 0 | 0 | 0 | 0 | 0
4716 | 1480.6329 | 758.01 | 3239.7456 | 1541.0085 | -1698.7371 | 0 | 0 | 0 | 0 | 0
4717 | 1652.4707 | 710.88 | 3040.9198 | 1719.8524 | -1321.0674 | 0 | 0 | 0 | 0 | 0
4718 | 1615.0866 | 753.05 | 3218.698 | 1680.944 | -1537.754 | 0 | 0 | 0 | 0 | 0
4719 | 1540.0611 | 707.97 | 3117.4689 | 1602.8597 | -1514.6092 | 0 | 0 | 0 | 0 | 0
4720 | 1743.6635 | 362.49 | 1617.8553 | 1617.8553 | 0 | 0 | 0 | 189.195 | 0 | 0
4721 | 1217.598 | 139.71 | 613.8231 | 613.8231 | 0 | 0 | 0 | 627.824 | 0 | 0
4722 | 1425.4723 | 26.45 | 89.4225 | 89.4225 | 0 | 0 | 0 | 1339.553 | 0 | 0
4723 | 1408.9952 | 0 | 0 | 0 | 0 | 0 | 0 | 0 | 0 | 1466.4493
4724 | 1178.3067 | 0 | 0 | 0 | 0 | 0 | 0 | 0 | 0 | 1226.3546
4725 | 1460.1058 | 0 | 0 | 0 | 0 | 0 | 0 | 0 | 0 | 1519.6444
4726 | 1165.1837 | 0 | 0 | 0 | 0 | 0 | 0 | 0 | 0 | 1212.6965
4727 | 1237.7056 | 0 | 0 | 0 | 0 | 0 | 0 | 0 | 0 | 1288.1757
4728 | 1343.3802 | 0 | 0 | 0 | 0 | 0 | 0 | 1094.184 | 0 | 259.3574
4729 | 1258.4261 | 0 | 0 | 0 | 0 | 0 | 0 | 1258.426 | 0 | 0
4730 | 1290.1975 | 0 | 0 | 0 | 0 | 0 | 0 | 1290.198 | 0 | 0
4731 | 1518.8139 | 0 | 0 | 0 | 0 | 0 | 0 | 1518.814 | 0 | 0
4732 | 1493.2586 | 0 | 0 | 0 | 0 | 0 | 0 | 1493.259 | 0 | 0
4733 | 1221.1291 | 0 | 0 | 0 | 0 | 0 | 0 | 1221.129 | 0 | 0
4734 | 1216.2944 | 0 | 0 | 0 | 0 | 0 | 0 | 1216.294 | 0 | 0
4735 | 1270.1677 | 82.09 | 334.7731 | 334.7731 | 0 | 0 | 0 | 0 | 0 | 987.1882
4736 | 1420.868 | 245.85 | 1122.177 | 1122.177 | 0 | 0 | 0 | 0 | 0 | 356.6295
4737 | 1032.7373 | 408.81 | 1866.5333 | 1074.8487 | -791.6846 | 0 | 0 | 0 | 0 | 0
4738 | 983.6487 | 547.94 | 2460.0113 | 1023.7591 | -1436.2522 | 0 | 0 | 0 | 0 | 0
4739 | 1036.9712 | 625.51 | 2771.4762 | 1079.2554 | -1692.2208 | 0 | 0 | 0 | 0 | 0
4740 | 1264.5447 | 631.45 | 2781.4 | 1316.108 | -1465.292 | 0 | 0 | 0 | 0 | 0
4741 | 1287.5099 | 738.42 | 3229.2702 | 1340.0105 | -1889.2597 | 0 | 0 | 0 | 0 | 0
4742 | 1054.9635 | 680.13 | 2989.3816 | 1097.981 | -1891.4005 | 0 | 0 | 0 | 0 | 0
4743 | 1243.8855 | 236.97 | 1049.664 | 1049.664 | 0 | 0 | 0 | 0 | 0 | 244.9437
4744 | 986.9251 | 193.62 | 860.6901 | 860.6901 | 0 | 0 | 0 | 0 | 0 | 166.4785
4745 | 1104.938 | 236.51 | 1068.0483 | 1068.0483 | 0 | 0 | 0 | 0 | 0 | 81.9456
4746 | 1034.1178 | 5.87 | 0 | 0 | 0 | 0 | 0 | 0 | 0 | 1076.286
4747 | 840.5623 | 0 | 0 | 0 | 0 | 0 | 0 | 0 | 0 | 874.8374
4748 | 1201.79 | 0 | 0 | 0 | 0 | 0 | 0 | 0 | 0 | 1250.7951
4749 | 714.1672 | 0 | 0 | 0 | 0 | 0 | 0 | 0 | 0 | 743.2884
4750 | 1128.5775 | 0 | 0 | 0 | 0 | 0 | 0 | 0 | 0 | 1174.5978
4751 | 844.7064 | 0 | 0 | 0 | 0 | 0 | 0 | 0 | 0 | 879.1504
4752 | 1005.6358 | 0 | 0 | 0 | 0 | 0 | 0 | 0 | 0 | 1046.6426
4753 | 1029.119 | 0 | 0 | 0 | 0 | 0 | 0 | 1029.119 | 0 | 0
4754 | 1085.7551 | 0 | 0 | 0 | 0 | 0 | 0 | 1085.755 | 0 | 0
4755 | 1188.667 | 0 | 0 | 0 | 0 | 0 | 0 | 1188.667 | 0 | 0
4756 | 1035.3352 | 0 | 0 | 0 | 0 | 0 | 0 | 1035.335 | 0 | 0
4757 | 943.4742 | 0 | 0 | 0 | 0 | 0 | 0 | 943.474 | 0 | 0
4758 | 1012.5426 | 0 | 0 | 0 | 0 | 0 | 0 | 1012.543 | 0 | 0
4759 | 1096.806 | 12.73 | 29.6101 | 29.6101 | 0 | 0 | 0 | 0 | 0 | 1111.9201
4760 | 934.3477 | 34.3 | 127.5472 | 127.5472 | 0 | 0 | 0 | 0 | 0 | 844.9005
4761 | 1094.2419 | 429.02 | 1958.0248 | 1138.8617 | -819.1631 | 0 | 0 | 0 | 0 | 0
4762 | 1260.8348 | 602.89 | 2697.35 | 1312.2478 | -1385.1022 | 0 | 0 | 0 | 0 | 0
4763 | 1083.1262 | 596.29 | 2640.3976 | 1127.2924 | -1513.1052 | 0 | 0 | 0 | 0 | 0
4764 | 1249.8858 | 691.6 | 3035.0373 | 1300.8513 | -1734.186 | 0 | 0 | 0 | 0 | 0
4765 | 1115.5132 | 729.3 | 3197.4776 | 1161 | -2036.4775 | 0 | 0 | 0 | 0 | 0
4766 | 1150.3401 | 639.18 | 2831.6071 | 1197.2472 | -1634.3599 | 0 | 0 | 0 | 0 | 0
4767 | 1467.4236 | 534.82 | 2404.9646 | 1527.2598 | -877.7048 | 0 | 0 | 0 | 0 | 0
4768 | 1501.2835 | 483.77 | 2219.4336 | 1562.5015 | -656.9321 | 0 | 0 | 0 | 0 | 0
4769 | 1430.4064 | 271.4 | 1243.1767 | 1243.1767 | 0 | 0 | 0 | 235.937 | 0 | 0
4770 | 1592.421 | 88.93 | 354.7051 | 354.7051 | 0 | 0 | 0 | 880.763 | 0 | 385.9721
4771 | 1372.3889 | 0 | 0 | 0 | 0 | 0 | 0 | 0 | 0 | 1428.3506
4772 | 1328.8758 | 0 | 0 | 0 | 0 | 0 | 0 | 0 | 0 | 1383.0633
4773 | 1486.3518 | 0 | 0 | 0 | 0 | 0 | 0 | 0 | 0 | 1546.9607
4774 | 1364.1007 | 0 | 0 | 0 | 0 | 0 | 0 | 0 | 0 | 1419.7247
4775 | 1410.3765 | 0 | 0 | 0 | 0 | 0 | 0 | 0 | 0 | 1467.8877
4776 | 1210.7689 | 0 | 0 | 0 | 0 | 0 | 0 | 0 | 0 | 1260.1403
4777 | 1007.0171 | 0 | 0 | 0 | 0 | 0 | 0 | 1007.017 | 0 | 0
4778 | 820.5325 | 0 | 0 | 0 | 0 | 0 | 0 | 820.532 | 0 | 0
4779 | 1060.8905 | 0 | 0 | 0 | 0 | 0 | 0 | 1060.89 | 0 | 0
4780 | 1237.7056 | 0 | 0 | 0 | 0 | 0 | 0 | 1237.706 | 0 | 0
4781 | 960.7413 | 0 | 0 | 0 | 0 | 0 | 0 | 960.741 | 0 | 0
4782 | 1200.4086 | 0 | 0 | 0 | 0 | 0 | 0 | 1200.409 | 0 | 0
4783 | 1122.3613 | 99.82 | 328.0695 | 328.0695 | 0 | 0 | 0 | 0 | 0 | 840.0578
4784 | 1070.4651 | 317.85 | 1435.3936 | 1114.1151 | -321.2784 | 0 | 0 | 0 | 0 | 0
4785 | 1185.2757 | 538.67 | 2522.9064 | 1233.6078 | -1289.2987 | 0 | 0 | 0 | 0 | 0
4786 | 1241.5501 | 520.03 | 2352.1618 | 1292.1764 | -1059.9854 | 0 | 0 | 0 | 0 | 0
4787 | 1273.3423 | 652.21 | 2904.5041 | 1325.2648 | -1579.2393 | 0 | 0 | 0 | 0 | 0
4788 | 1429.0673 | 929.29 | 4122.3399 | 1487.3398 | -2093.1229 | 0 | 541.8773 | 0 | 0 | 0
4789 | 1265.5332 | 658.53 | 2911.4003 | 1317.1374 | -1594.2629 | 0 | 0 | 0 | 0 | 0
4790 | 1185.2801 | 679.89 | 3012.5336 | 1233.6119 | -1778.9217 | 0 | 0 | 0 | 0 | 0
4791 | 1296.2238 | 669.75 | 2979.6982 | 1349.0809 | -1114.7281 | 0 | 515.8891 | 0 | 0 | 0
4792 | 1491.7106 | 386.56 | 1757.1913 | 1552.5382 | 0 | 0 | 204.6531 | 0 | 0 | 0
4793 | 1623.4698 | 167.8 | 752.1631 | 752.1631 | 0 | 0 | 0 | 900.775 | 0 | 0
4794 | 1365.0331 | 9.79 | 16.3579 | 16.3579 | 0 | 0 | 0 | 1349.316 | 0 | 0
4795 | 1483.589 | 0 | 0 | 0 | 0 | 0 | 0 | 0 | 0 | 1544.085
4796 | 1207.3155 | 0 | 0 | 0 | 0 | 0 | 0 | 0 | 0 | 1256.5454
4797 | 1394.4908 | 0 | 0 | 0 | 0 | 0 | 0 | 0 | 0 | 1451.3539
4798 | 1198.3366 | 0 | 0 | 0 | 0 | 0 | 0 | 0 | 0 | 1247.2013
4799 | 1087.8272 | 0 | 0 | 0 | 0 | 0 | 0 | 0 | 0 | 1132.1851
4800 | 982.8432 | 0 | 0 | 0 | 0 | 0 | 0 | 982.843 | 0 | 0
4801 | 1308.846 | 0 | 0 | 0 | 0 | 0 | 0 | 1308.846 | 0 | 0
4802 | 1232.1801 | 0 | 0 | 0 | 0 | 0 | 0 | 1232.18 | 0 | 0
4803 | 1165.8744 | 0 | 0 | 0 | 0 | 0 | 0 | 1165.874 | 0 | 0
4804 | 1230.108 | 0 | 0 | 0 | 0 | 0 | 0 | 1230.108 | 0 | 0
4805 | 1178.9974 | 0 | 0 | 0 | 0 | 0 | 0 | 95.927 | 0 | 1127.2341
4806 | 1110.6197 | 0 | 0 | 0 | 0 | 0 | 0 | 0 | 0 | 1155.9075
4807 | 929.6605 | 39.21 | 149.9249 | 149.9249 | 0 | 0 | 0 | 0 | 0 | 817.6436
4808 | 777.6212 | 312.3 | 1404.9987 | 809.3309 | -595.6678 | 0 | 0 | 0 | 0 | 0
4809 | 947.273 | 400.15 | 1828.4273 | 985.8998 | -842.5275 | 0 | 0 | 0 | 0 | 0
4810 | 1179.9083 | 338.99 | 1522.7418 | 1228.0209 | -294.7209 | 0 | 0 | 0 | 0 | 0
4811 | 1059.5877 | 594.8 | 2641.5904 | 1102.7936 | -1538.7968 | 0 | 0 | 0 | 0 | 0
4812 | 1194.5136 | 552.01 | 2443.0476 | 1243.2225 | -1199.8252 | 0 | 0 | 0 | 0 | 0
4813 | 1267.6269 | 696.77 | 3062.4587 | 1319.3168 | -1743.1419 | 0 | 0 | 0 | 0 | 0
4814 | 887.0799 | 662.28 | 2927.83 | 923.2523 | -2004.5777 | 0 | 0 | 0 | 0 | 0
4815 | 1241.5596 | 609.05 | 2724.4237 | 1292.1868 | -1432.2369 | 0 | 0 | 0 | 0 | 0
4816 | 536.721 | 390.93 | 1777.5541 | 558.6068 | -1179.3417 | 0 | 39.6057 | 0 | 0 | 0
4817 | 511.4393 | 196.5 | 887.41 | 532.2938 | 0 | 0 | 355.1162 | 0 | 0 | 0
4818 | 220.4508 | 59.13 | 238.0475 | 229.4403 | 0 | 0 | 8.6072 | 0 | 0 | 0
4819 | 219.6375 | 0 | 0 | 0 | 0 | 0 | 0 | 0 | 0 | 228.5931
4820 | 234.8325 | 0 | 0 | 0 | 0 | 0 | 0 | 0 | 0 | 244.4087
4821 | 155.4039 | 0 | 0 | 0 | 0 | 0 | 0 | 0 | 0 | 161.7409
4822 | 212.04 | 0 | 0 | 0 | 0 | 0 | 0 | 0 | 0 | 220.6863
4823 | 91.1703 | 0 | 0 | 0 | 0 | 0 | 0 | 0 | 0 | 94.8876
4824 | 85.6448 | 0 | 0 | 0 | 0 | 0 | 0 | 0 | 0 | 89.1373
4825 | 78.738 | 0 | 0 | 0 | 0 | 0 | 0 | 0 | 0 | 81.9487
4826 | 84.9541 | 0 | 0 | 0 | 0 | 0 | 0 | 0 | 0 | 88.4182
4827 | 77.3566 | 0 | 0 | 0 | 0 | 0 | 0 | 0 | 0 | 80.5114
4828 | 82.1914 | 0 | 0 | 0 | 0 | 0 | 0 | 0 | 0 | 85.5425
4829 | 78.738 | 0 | 0 | 0 | 0 | 0 | 0 | 0 | 0 | 81.9487
4830 | 83.5728 | 0 | 0 | 0 | 0 | 0 | 0 | 0 | 0 | 86.9808
4831 | 66.9963 | 71.86 | 295.2882 | 69.7289 | -225.5592 | 0 | 0 | 0 | 0 | 0
4832 | 81.1985 | 220.74 | 1010.3341 | 84.51 | -925.824 | 0 | 0 | 0 | 0 | 0
4833 | 713.0577 | 338.95 | 1550.1506 | 742.1342 | -567.8156 | 0 | 240.2009 | 0 | 0 | 0
4834 | 1109.9109 | 596.18 | 2689.1237 | 1155.1696 | 0 | 0 | 1533.9541 | 0 | 0 | 0
4835 | 1211.7488 | 745.4 | 3309.2841 | 1261.1602 | 0 | 0 | 2048.1238 | 0 | 0 | 0
4836 | 1105.1884 | 926.97 | 4125.9795 | 1150.254 | 0 | 0 | 2975.7255 | 0 | 0 | 0
4837 | 969.134 | 733.96 | 3241.0226 | 1008.6522 | 0 | 0 | 2232.3705 | 0 | 0 | 0
4838 | 1192.262 | 524.59 | 2337.7283 | 1240.8786 | 0 | 0 | 1096.8497 | 0 | 0 | 0
4839 | 1204.9136 | 546.24 | 2450.7348 | 1254.0465 | 0 | 0 | 1196.6883 | 0 | 0 | 0
4840 | 1193.8661 | 432.42 | 1965.8078 | 1242.548 | 0 | 0 | 723.2597 | 0 | 0 | 0
4841 | 893.7415 | 163.68 | 732.8734 | 732.8734 | 0 | 0 | 0 | 189.581 | 0 | 0
4842 | 898.8077 | 25.47 | 85.7527 | 85.7527 | 0 | 0 | 0 | 816.414 | 0 | 0
4843 | 882.694 | 0 | 0 | 0 | 0 | 0 | 0 | 0 | 0 | 918.6874
4844 | 1020.8308 | 0 | 0 | 0 | 0 | 0 | 0 | 0 | 0 | 1062.4572
4845 | 1455.9617 | 0 | 0 | 0 | 0 | 0 | 0 | 0 | 0 | 1515.3315
4846 | 774.9473 | 0 | 0 | 0 | 0 | 0 | 0 | 0 | 0 | 806.5469
4847 | 1051.2209 | 0 | 0 | 0 | 0 | 0 | 0 | 0 | 0 | 1094.0864
4848 | 1114.0731 | 0 | 0 | 0 | 0 | 0 | 0 | 1114.073 | 0 | 0
4849 | 966.9575 | 0 | 0 | 0 | 0 | 0 | 0 | 966.957 | 0 | 0
4850 | 895.1263 | 0 | 0 | 0 | 0 | 0 | 0 | 895.126 | 0 | 0
4851 | 941.4022 | 0 | 0 | 0 | 0 | 0 | 0 | 941.402 | 0 | 0
4852 | 939.3301 | 0 | 0 | 0 | 0 | 0 | 0 | 939.33 | 0 | 0
4853 | 1111.3104 | 0 | 0 | 0 | 0 | 0 | 0 | 1111.31 | 0 | 0
4854 | 1126.5055 | 0 | 0 | 0 | 0 | 0 | 0 | 1126.505 | 0 | 0
4855 | 1100.2595 | 97.79 | 338.2327 | 338.2327 | 0 | 0 | 0 | 65.409 | 0 | 738.8152
4856 | 882.8235 | 200.67 | 913.1942 | 913.1942 | 0 | 0 | 0 | 0 | 0 | 5.6285
4857 | 886.201 | 348.05 | 1589.3005 | 922.3374 | -666.9631 | 0 | 0 | 0 | 0 | 0
4858 | 1103.5739 | 412.36 | 1856.6396 | 1148.5742 | -708.0654 | 0 | 0 | 0 | 0 | 0
4859 | 1112.4017 | 584.12 | 2602.3146 | 1157.7611 | -1444.5534 | 0 | 0 | 0 | 0 | 0
4860 | 1166.9312 | 595.95 | 2643.5096 | 1214.5147 | -1428.9949 | 0 | 0 | 0 | 0 | 0
4861 | 990.0065 | 750.35 | 3312.0609 | 1030.3753 | -2093.1229 | 0 | 188.5627 | 0 | 0 | 0
4862 | 1284.0444 | 367.96 | 1643.4355 | 1336.4042 | -307.0312 | 0 | 0 | 0 | 0 | 0
4863 | 1002.3878 | 274.51 | 1229.4145 | 1043.2622 | -186.1523 | 0 | 0 | 0 | 0 | 0
4864 | 1384.9171 | 204.9 | 919.9457 | 919.9457 | 0 | 0 | 0 | 204.05 | 0 | 309.0732
4865 | 1471.9052 | 79.26 | 336.1282 | 336.1282 | 0 | 0 | 0 | 0 | 0 | 1195.7963
4866 | 1181.0885 | 58.08 | 233.9271 | 233.9271 | 0 | 0 | 0 | 0 | 0 | 995.3219
4867 | 1185.2136 | 0 | 0 | 0 | 0 | 0 | 0 | 0 | 0 | 1233.5432
4868 | 1040.17 | 0 | 0 | 0 | 0 | 0 | 0 | 0 | 0 | 1082.5848
4869 | 1251.5192 | 0 | 0 | 0 | 0 | 0 | 0 | 0 | 0 | 1302.5519
4870 | 1156.8955 | 0 | 0 | 0 | 0 | 0 | 0 | 0 | 0 | 1204.0705
4871 | 1042.9327 | 0 | 0 | 0 | 0 | 0 | 0 | 0 | 0 | 1085.4605
4872 | 1049.8395 | 0 | 0 | 0 | 0 | 0 | 0 | 0 | 0 | 1092.6491
4873 | 880.622 | 0 | 0 | 0 | 0 | 0 | 0 | 880.622 | 0 | 0
4874 | 931.0419 | 0 | 0 | 0 | 0 | 0 | 0 | 931.042 | 0 | 0
4875 | 782.5449 | 0 | 0 | 0 | 0 | 0 | 0 | 782.545 | 0 | 0
4876 | 743.1759 | 0 | 0 | 0 | 0 | 0 | 0 | 743.176 | 0 | 0
4877 | 860.5921 | 0 | 0 | 0 | 0 | 0 | 0 | 860.592 | 0 | 0
4878 | 848.8505 | 0 | 0 | 0 | 0 | 0 | 0 | 848.851 | 0 | 0
4879 | 506.2713 | 72.38 | 295.8096 | 295.8096 | 0 | 0 | 0 | 0 | 0 | 231.1066
4880 | 90.0212 | 196.43 | 895.0316 | 93.6918 | -801.3398 | 0 | 0 | 0 | 0 | 0
4881 | 76.9871 | 441.29 | 2030.9458 | 80.1263 | -1950.8195 | 0 | 0 | 0 | 0 | 0
4882 | 90.8526 | 572.73 | 2592.7623 | 94.5567 | -2093.1229 | 0 | 405.0828 | 0 | 0 | 0
4883 | 77.379 | 688.37 | 3075.3684 | 80.5332 | -2093.1229 | 0 | 901.7124 | 0 | 0 | 0
4884 | 103.2926 | 750.7 | 3329.1796 | 107.5039 | -2093.1229 | 0 | 1128.5528 | 0 | 0 | 0
4885 | 71.5652 | 710.93 | 3154.0522 | 74.4832 | -1799.3105 | 0 | 1280.2585 | 0 | 0 | 0
4886 | 75.749 | 649.69 | 2901.9501 | 78.8378 | 0 | 0 | 2823.1123 | 0 | 0 | 0
4887 | 91.6762 | 600.16 | 2711.9334 | 95.4143 | 0 | 0 | 2616.5191 | 0 | 0 | 0
4888 | 85.3392 | 398.12 | 1823.0361 | 88.8189 | 0 | 0 | 1734.2172 | 0 | 0 | 0
4889 | 76.2014 | 267.55 | 1222.2248 | 79.3082 | 0 | 0 | 1142.9165 | 0 | 0 | 0
4890 | 81.8383 | 88.51 | 352.534 | 85.1751 | 0 | 0 | 267.3589 | 0 | 0 | 0
4891 | 78.0473 | 0 | 0 | 0 | 0 | 0 | 0 | 0 | 0 | 81.2295
4892 | 82.8821 | 0 | 0 | 0 | 0 | 0 | 0 | 0 | 0 | 86.2617
4893 | 75.2845 | 0 | 0 | 0 | 0 | 0 | 0 | 0 | 0 | 78.3549
4894 | 79.4286 | 0 | 0 | 0 | 0 | 0 | 0 | 0 | 0 | 82.6679
4895 | 75.9752 | 0 | 0 | 0 | 0 | 0 | 0 | 0 | 0 | 79.073
4896 | 78.738 | 0 | 0 | 0 | 0 | 0 | 0 | 0 | 0 | 81.9487
4897 | 74.5939 | 0 | 0 | 0 | 0 | 0 | 0 | 0 | 0 | 77.6357
4898 | 80.81 | 0 | 0 | 0 | 0 | 0 | 0 | 0 | 0 | 84.1052
4899 | 74.5939 | 0 | 0 | 0 | 0 | 0 | 0 | 0 | 0 | 77.6357
4900 | 77.3566 | 0 | 0 | 0 | 0 | 0 | 0 | 0 | 0 | 80.5114
4901 | 71.8311 | 0 | 0 | 0 | 0 | 0 | 0 | 0 | 0 | 74.76
4902 | 79.4286 | 0 | 0 | 0 | 0 | 0 | 0 | 0 | 0 | 82.6679
4903 | 66.3057 | 42.13 | 163.0637 | 69.0097 | -94.054 | 0 | 0 | 0 | 0 | 0
4904 | 72.9207 | 129.94 | 577.4917 | 75.8945 | -501.5972 | 0 | 0 | 0 | 0 | 0
4905 | 154.285 | 362.47 | 1658.917 | 160.5752 | -480.3487 | 0 | 1017.9931 | 0 | 0 | 0
4906 | 105.3492 | 576.18 | 2604.6719 | 109.6458 | 0 | 0 | 2495.0261 | 0 | 0 | 0
4907 | 130.5488 | 663.59 | 2967.2734 | 135.8724 | 0 | 0 | 2831.401 | 0 | 0 | 0
4908 | 202.7269 | 625.23 | 2788.7458 | 210.9936 | 0 | 0 | 2577.7522 | 0 | 0 | 0
4909 | 354.6912 | 464.85 | 2080.8105 | 369.1542 | 0 | 0 | 1711.6563 | 0 | 0 | 0
4910 | 688.6006 | 549.88 | 2471.9073 | 716.6789 | 0 | 0 | 1755.2284 | 0 | 0 | 0
4911 | 987.823 | 458.34 | 2078.604 | 1028.1033 | 0 | 0 | 1050.5008 | 0 | 0 | 0
4912 | 1032.5448 | 412.68 | 1897.3663 | 1074.6489 | 0 | 0 | 822.7174 | 0 | 0 | 0
4913 | 1329.4033 | 191.54 | 870.9803 | 870.9803 | 0 | 0 | 0 | 492.548 | 0 | 0
4914 | 1196.1437 | 18.61 | 55.2798 | 55.2798 | 0 | 0 | 0 | 1143.03 | 0 | 0
4915 | 1400.707 | 0 | 0 | 0 | 0 | 0 | 0 | 0 | 0 | 1457.8233
4916 | 823.2952 | 0 | 0 | 0 | 0 | 0 | 0 | 0 | 0 | 856.8663
4917 | 1177.6161 | 0 | 0 | 0 | 0 | 0 | 0 | 0 | 0 | 1225.6354
4918 | 1352.3591 | 0 | 0 | 0 | 0 | 0 | 0 | 0 | 0 | 1407.5039
4919 | 1335.092 | 0 | 0 | 0 | 0 | 0 | 0 | 0 | 0 | 1389.5328
4920 | 1360.6473 | 0 | 0 | 0 | 0 | 0 | 0 | 1360.647 | 0 | 0
4921 | 1288.1255 | 0 | 0 | 0 | 0 | 0 | 0 | 1288.125 | 0 | 0
4922 | 1518.8139 | 0 | 0 | 0 | 0 | 0 | 0 | 1518.814 | 0 | 0
4923 | 1469.7754 | 0 | 0 | 0 | 0 | 0 | 0 | 1469.775 | 0 | 0
4924 | 1038.0979 | 0 | 0 | 0 | 0 | 0 | 0 | 1038.098 | 0 | 0
4925 | 1302.6298 | 0 | 0 | 0 | 0 | 0 | 0 | 1302.63 | 0 | 0
4926 | 1125.8148 | 0 | 0 | 0 | 0 | 0 | 0 | 1125.815 | 0 | 0
4927 | 1215.6037 | 6.85 | 4.1371 | 4.1371 | 0 | 0 | 0 | 97.246 | 0 | 1159.8229
4928 | 1164.5561 | 17.63 | 51.7776 | 51.7776 | 0 | 0 | 0 | 0 | 0 | 1160.2653
4929 | 1265.2017 | 138.91 | 613.6493 | 613.6493 | 0 | 0 | 0 | 0 | 0 | 703.1436
4930 | 1521.9772 | 485.18 | 2197.3972 | 1584.0383 | -613.3589 | 0 | 0 | 0 | 0 | 0
4931 | 1459.9884 | 750.17 | 3344.4582 | 1519.5216 | -1824.9365 | 0 | 0 | 0 | 0 | 0
4932 | 1450.6684 | 807.57 | 3573.9068 | 1509.8216 | -2064.0852 | 0 | 0 | 0 | 0 | 0
4933 | 1401.7369 | 755.13 | 3348.7097 | 1458.8953 | -1889.8144 | 0 | 0 | 0 | 0 | 0
4934 | 1375.3968 | 845.43 | 3806.6775 | 1431.4813 | -2093.1229 | 0 | 282.0734 | 0 | 0 | 0
4935 | 1381.8306 | 709.37 | 3238.4384 | 1438.1776 | -1800.2608 | 0 | 0 | 0 | 0 | 0
4936 | 1788.7211 | 435.37 | 1993.4092 | 1861.6593 | -131.7499 | 0 | 0 | 0 | 0 | 0
4937 | 1525.3581 | 303.27 | 1364.0494 | 1364.0494 | 0 | 0 | 0 | 214.751 | 0 | 0
4938 | 1702.6602 | 95.1 | 341.3696 | 341.3696 | 0 | 0 | 0 | 1374.666 | 0 | 0
4939 | 1469.7754 | 0 | 0 | 0 | 0 | 0 | 0 | 0 | 0 | 1529.7077
4940 | 1623.7979 | 0 | 0 | 0 | 0 | 0 | 0 | 0 | 0 | 1690.0113
4941 | 1571.3059 | 0 | 0 | 0 | 0 | 0 | 0 | 0 | 0 | 1635.3788
4942 | 1333.0199 | 0 | 0 | 0 | 0 | 0 | 0 | 0 | 0 | 1387.3763
4943 | 1336.4734 | 0 | 0 | 0 | 0 | 0 | 0 | 0 | 0 | 1390.9701
4944 | 1509.1443 | 0 | 0 | 0 | 0 | 0 | 0 | 475.474 | 0 | 1075.8197
4945 | 1440.7666 | 0 | 0 | 0 | 0 | 0 | 0 | 1440.767 | 0 | 0
4946 | 1415.902 | 0 | 0 | 0 | 0 | 0 | 0 | 1415.902 | 0 | 0
4947 | 1212.8409 | 0 | 0 | 0 | 0 | 0 | 0 | 1212.841 | 0 | 0
4948 | 1147.9167 | 0 | 0 | 0 | 0 | 0 | 0 | 1147.917 | 0 | 0
4949 | 1229.4174 | 0 | 0 | 0 | 0 | 0 | 0 | 1229.417 | 0 | 0
4950 | 988.3687 | 0 | 0 | 0 | 0 | 0 | 0 | 988.369 | 0 | 0
4951 | 1297.7951 | 98.75 | 327.8239 | 327.8239 | 0 | 0 | 0 | 0 | 0 | 1022.891
4952 | 1047.8219 | 319.17 | 1433.1632 | 1090.5488 | -342.6144 | 0 | 0 | 0 | 0 | 0
4953 | 1384.7712 | 543.83 | 2516.2205 | 1441.2386 | -1074.9819 | 0 | 0 | 0 | 0 | 0
4954 | 1349.7673 | 733.06 | 3304.2894 | 1404.8062 | -1899.4832 | 0 | 0 | 0 | 0 | 0
4955 | 1301.2096 | 865.37 | 3828.8097 | 1354.2681 | -2093.1229 | 0 | 381.4187 | 0 | 0 | 0
4956 | 1364.7042 | 933.3 | 4103.6736 | 1420.3523 | -2093.1229 | 0 | 590.1985 | 0 | 0 | 0
4957 | 1493.1455 | 932.37 | 4106.4983 | 1554.0307 | -2093.1229 | 0 | 459.3448 | 0 | 0 | 0
4958 | 1284.4951 | 847.15 | 3769.5843 | 1336.8726 | -1234.3894 | 0 | 1198.3223 | 0 | 0 | 0
4959 | 1168.1969 | 710.99 | 3218.7823 | 1215.8323 | 0 | 0 | 2002.95 | 0 | 0 | 0
4960 | 1479.6564 | 523.31 | 2415.8896 | 1539.9916 | 0 | 0 | 875.898 | 0 | 0 | 0
4961 | 1510.8356 | 188.46 | 848.6494 | 848.6494 | 0 | 0 | 0 | 695.435 | 0 | 0
4962 | 1394.1765 | 92.01 | 359.4718 | 359.4718 | 0 | 0 | 0 | 1048.788 | 0 | 0
4963 | 1384.1314 | 0 | 0 | 0 | 0 | 0 | 0 | 0 | 0 | 1440.5714
4964 | 1029.119 | 0 | 0 | 0 | 0 | 0 | 0 | 0 | 0 | 1071.0832
4965 | 1141.7005 | 0 | 0 | 0 | 0 | 0 | 0 | 0 | 0 | 1188.2549
4966 | 1211.4596 | 0 | 0 | 0 | 0 | 0 | 0 | 0 | 0 | 1260.8595
4967 | 1361.338 | 0 | 0 | 0 | 0 | 0 | 0 | 0 | 0 | 1416.849
4968 | 1071.2507 | 0 | 0 | 0 | 0 | 0 | 0 | 1071.251 | 0 | 0
4969 | 1274.3118 | 0 | 0 | 0 | 0 | 0 | 0 | 1274.312 | 0 | 0
4970 | 875.7872 | 0 | 0 | 0 | 0 | 0 | 0 | 875.787 | 0 | 0
4971 | 1036.7165 | 0 | 0 | 0 | 0 | 0 | 0 | 1036.717 | 0 | 0
4972 | 911.7028 | 0 | 0 | 0 | 0 | 0 | 0 | 911.703 | 0 | 0
4973 | 1306.0833 | 0 | 0 | 0 | 0 | 0 | 0 | 807.301 | 0 | 519.1207
4974 | 1031.1911 | 0 | 0 | 0 | 0 | 0 | 0 | 0 | 0 | 1073.2397
4975 | 1167.9465 | 34.3 | 127.0736 | 127.0736 | 0 | 0 | 0 | 0 | 0 | 1088.4985
4976 | 1102.0699 | 108 | 473.3297 | 473.3297 | 0 | 0 | 0 | 0 | 0 | 673.6792
4977 | 1017.1236 | 280.13 | 1270.5314 | 1058.5991 | -211.9323 | 0 | 0 | 0 | 0 | 0
4978 | 1192.6799 | 333.51 | 1495.1404 | 1241.3137 | -253.8267 | 0 | 0 | 0 | 0 | 0
4979 | 1048.5359 | 687.02 | 3033.0713 | 1091.2919 | -1941.7793 | 0 | 0 | 0 | 0 | 0
4980 | 1037.4685 | 750.19 | 3287.9617 | 1079.7726 | -2093.1229 | 0 | 115.0662 | 0 | 0 | 0
4981 | 1077.8269 | 717.87 | 3152.5826 | 1121.7763 | -2030.8064 | 0 | 0 | 0 | 0 | 0
4982 | 1076.3005 | 715.23 | 3157.6804 | 1120.1891 | -2037.4913 | 0 | 0 | 0 | 0 | 0
4983 | 852.6441 | 276.8 | 1234.7276 | 887.4121 | -347.3155 | 0 | 0 | 0 | 0 | 0
4984 | 422.9472 | 303.69 | 1373.5954 | 440.1934 | -933.4019 | 0 | 0 | 0 | 0 | 0
4985 | 167.4831 | 91.7 | 393.2731 | 174.3124 | -218.9607 | 0 | 0 | 0 | 0 | 0
4986 | 147.3263 | 71.04 | 287.1389 | 153.3345 | -133.8043 | 0 | 0 | 0 | 0 | 0
4987 | 102.2212 | 0 | 0 | 0 | 0 | 0 | 0 | 0 | 0 | 106.3892
4988 | 109.8187 | 0 | 0 | 0 | 0 | 0 | 0 | 0 | 0 | 114.2971
4989 | 87.0262 | 0 | 0 | 0 | 0 | 0 | 0 | 0 | 0 | 90.5746
4990 | 81.5007 | 0 | 0 | 0 | 0 | 0 | 0 | 0 | 0 | 84.8243
4991 | 81.5007 | 0 | 0 | 0 | 0 | 0 | 0 | 0 | 0 | 84.8243
4992 | 85.6448 | 0 | 0 | 0 | 0 | 0 | 0 | 0 | 0 | 89.1373
4993 | 80.1193 | 0 | 0 | 0 | 0 | 0 | 0 | 0 | 0 | 83.386
4994 | 78.738 | 0 | 0 | 0 | 0 | 0 | 0 | 0 | 0 | 81.9487
4995 | 73.9032 | 0 | 0 | 0 | 0 | 0 | 0 | 0 | 0 | 76.9165
4996 | 80.81 | 0 | 0 | 0 | 0 | 0 | 0 | 0 | 0 | 84.1052
4997 | 77.3566 | 0 | 0 | 0 | 0 | 0 | 0 | 0 | 0 | 80.5114
4998 | 80.81 | 0 | 0 | 0 | 0 | 0 | 0 | 0 | 0 | 84.1052
4999 | 70.4498 | 37.24 | 141.171 | 73.3227 | -67.8482 | 0 | 0 | 0 | 0 | 0
5000 | 82.0705 | 116.12 | 513.1154 | 85.4176 | -427.6979 | 0 | 0 | 0 | 0 | 0
5001 | 531.2024 | 368.2 | 1677.0619 | 552.8627 | -1124.1992 | 0 | 0 | 0 | 0 | 0
5002 | 1284.5469 | 509.29 | 2288.8586 | 1336.9267 | -189.4484 | 0 | 762.4835 | 0 | 0 | 0
5003 | 1356.1138 | 367.36 | 1640.9824 | 1411.412 | 0 | 0 | 229.5704 | 0 | 0 | 0
5004 | 1186.715 | 624.2 | 2765.09 | 1235.1054 | 0 | 0 | 1529.9846 | 0 | 0 | 0
5005 | 1505.9819 | 459.35 | 2044.222 | 1567.3911 | 0 | 0 | 476.8308 | 0 | 0 | 0
5006 | 1112.084 | 119.23 | 507.4245 | 507.4245 | 0 | 0 | 0 | 624.54 | 0 | 0
5007 | 1330.2779 | 79.42 | 327.1224 | 327.1224 | 0 | 0 | 0 | 1015.972 | 0 | 0
5008 | 1190.5629 | 225.5 | 1014.543 | 1014.543 | 0 | 0 | 0 | 147.847 | 0 | 70.6916
5009 | 1041.9355 | 87.83 | 376.0399 | 376.0399 | 0 | 0 | 0 | 0 | 0 | 708.3829
5010 | 1168.6743 | 48.75 | 192.1638 | 192.1638 | 0 | 0 | 0 | 0 | 0 | 1024.166
5011 | 1443.5337 | 0 | 0 | 0 | 0 | 0 | 0 | 0 | 0 | 1502.3967
5012 | 1038.0979 | 0 | 0 | 0 | 0 | 0 | 0 | 0 | 0 | 1080.4283
5013 | 1286.7441 | 0 | 0 | 0 | 0 | 0 | 0 | 0 | 0 | 1339.2133
5014 | 712.7858 | 0 | 0 | 0 | 0 | 0 | 0 | 0 | 0 | 741.8511
5015 | 1145.8446 | 0 | 0 | 0 | 0 | 0 | 0 | 0 | 0 | 1192.5689
5016 | 1181.7602 | 0 | 0 | 0 | 0 | 0 | 0 | 0 | 0 | 1229.9484
5017 | 911.7028 | 0 | 0 | 0 | 0 | 0 | 0 | 911.703 | 0 | 0
5018 | 1009.0892 | 0 | 0 | 0 | 0 | 0 | 0 | 1009.089 | 0 | 0
5019 | 973.8643 | 0 | 0 | 0 | 0 | 0 | 0 | 973.864 | 0 | 0
5020 | 848.1598 | 0 | 0 | 0 | 0 | 0 | 0 | 848.16 | 0 | 0
5021 | 780.4728 | 0 | 0 | 0 | 0 | 0 | 0 | 780.473 | 0 | 0
5022 | 770.8032 | 0 | 0 | 0 | 0 | 0 | 0 | 770.803 | 0 | 0
5023 | 969.0295 | 46.87 | 185.8255 | 185.8255 | 0 | 0 | 0 | 0 | 0 | 822.7184
5024 | 708.5433 | 158.44 | 717.6427 | 717.6427 | 0 | 0 | 0 | 0 | 0 | 19.7925
5025 | 1101.8299 | 441.37 | 2039.4302 | 1146.7591 | -892.6711 | 0 | 0 | 0 | 0 | 0
5026 | 952.1242 | 573.48 | 2610.7636 | 990.9486 | -1619.815 | 0 | 0 | 0 | 0 | 0
5027 | 1203.6531 | 717.55 | 3226.7692 | 1252.7341 | -1974.0351 | 0 | 0 | 0 | 0 | 0
5028 | 1159.54 | 742.37 | 3321.4924 | 1206.8213 | -2093.1229 | 0 | 21.5482 | 0 | 0 | 0
5029 | 964.4063 | 671.6 | 3009.1698 | 1003.7314 | -2005.4385 | 0 | 0 | 0 | 0 | 0
5030 | 1140.2509 | 243.02 | 1083.9087 | 1083.9087 | 0 | 0 | 0 | 0 | 0 | 102.8381
5031 | 833.8618 | 511.18 | 2321.1362 | 867.8632 | -1453.2731 | 0 | 0 | 0 | 0 | 0
5032 | 1036.9885 | 541.06 | 2531.4627 | 1079.2741 | -906.9287 | 0 | 545.2598 | 0 | 0 | 0
5033 | 1019.831 | 233.16 | 1065.9854 | 1061.4164 | 0 | 0 | 4.569 | 0 | 0 | 0
5034 | 933.7278 | 86.59 | 345.2069 | 345.2069 | 0 | 0 | 0 | 0 | 0 | 626.5955
5035 | 870.2617 | 0 | 0 | 0 | 0 | 0 | 0 | 0 | 0 | 905.7485
5036 | 1061.5812 | 0 | 0 | 0 | 0 | 0 | 0 | 0 | 0 | 1104.8689
5037 | 730.0529 | 0 | 0 | 0 | 0 | 0 | 0 | 0 | 0 | 759.8222
5038 | 1020.8308 | 0 | 0 | 0 | 0 | 0 | 0 | 0 | 0 | 1062.4572
5039 | 954.5252 | 0 | 0 | 0 | 0 | 0 | 0 | 0 | 0 | 993.4475
5040 | 756.9896 | 0 | 0 | 0 | 0 | 0 | 0 | 0 | 0 | 787.8576
5041 | 995.2755 | 0 | 0 | 0 | 0 | 0 | 0 | 995.276 | 0 | 0
5042 | 975.9364 | 0 | 0 | 0 | 0 | 0 | 0 | 975.936 | 0 | 0
5043 | 974.555 | 0 | 0 | 0 | 0 | 0 | 0 | 974.555 | 0 | 0
5044 | 919.3003 | 0 | 0 | 0 | 0 | 0 | 0 | 337.082 | 0 | 605.959
5045 | 1018.0681 | 0 | 0 | 0 | 0 | 0 | 0 | 0 | 0 | 1059.5815
5046 | 664.4379 | 0 | 0 | 0 | 0 | 0 | 0 | 0 | 0 | 691.5317
5047 | 891.6729 | 58.4 | 237.5615 | 237.5615 | 0 | 0 | 0 | 0 | 0 | 690.4711
5048 | 882.8417 | 195.94 | 894.6174 | 894.6174 | 0 | 0 | 0 | 0 | 0 | 24.2241
5049 | 1164.6709 | 546.64 | 2563.8246 | 1212.1625 | -1351.662 | 0 | 0 | 0 | 0 | 0
5050 | 1275.9643 | 738.34 | 3389.3167 | 1327.9937 | -2061.323 | 0 | 0 | 0 | 0 | 0
5051 | 1281.6469 | 446.69 | 2002.5232 | 1333.9085 | -668.6148 | 0 | 0 | 0 | 0 | 0
5052 | 1165.2105 | 941.41 | 4207.0144 | 1212.7246 | -2093.1229 | 0 | 901.167 | 0 | 0 | 0
5053 | 1262.2861 | 490.79 | 2187.6233 | 1313.758 | -873.8653 | 0 | 0 | 0 | 0 | 0
5054 | 1118.1698 | 580.28 | 2589.7951 | 1163.7654 | -1426.0297 | 0 | 0 | 0 | 0 | 0
5055 | 1150.1519 | 593.1 | 2668.712 | 1197.0515 | -1471.6605 | 0 | 0 | 0 | 0 | 0
5056 | 1238.5577 | 374.02 | 1706.6595 | 1289.0614 | -417.5982 | 0 | 0 | 0 | 0 | 0
5057 | 954.5088 | 129.05 | 571.9443 | 571.9443 | 0 | 0 | 0 | 404.972 | 0 | 0
5058 | 1051.3962 | 42.1 | 161.7378 | 161.7378 | 0 | 0 | 0 | 76.08 | 0 | 853.3485
5059 | 866.1271 | 0 | 0 | 0 | 0 | 0 | 0 | 0 | 0 | 901.4449
5060 | 1031.8818 | 0 | 0 | 0 | 0 | 0 | 0 | 0 | 0 | 1073.9588
5061 | 910.3214 | 0 | 0 | 0 | 0 | 0 | 0 | 0 | 0 | 947.441
5062 | 1085.7551 | 0 | 0 | 0 | 0 | 0 | 0 | 0 | 0 | 1130.0286
5063 | 1110.6197 | 0 | 0 | 0 | 0 | 0 | 0 | 0 | 0 | 1155.9075
5064 | 991.1314 | 0 | 0 | 0 | 0 | 0 | 0 | 0 | 0 | 1031.5461
5065 | 1030.5004 | 0 | 0 | 0 | 0 | 0 | 0 | 1030.5 | 0 | 0
5066 | 809.4815 | 0 | 0 | 0 | 0 | 0 | 0 | 809.482 | 0 | 0
5067 | 1055.365 | 0 | 0 | 0 | 0 | 0 | 0 | 1055.365 | 0 | 0
5068 | 926.8978 | 0 | 0 | 0 | 0 | 0 | 0 | 926.898 | 0 | 0
5069 | 813.6256 | 0 | 0 | 0 | 0 | 0 | 0 | 813.626 | 0 | 0
5070 | 907.5587 | 0 | 0 | 0 | 0 | 0 | 0 | 907.559 | 0 | 0
5071 | 821.2232 | 80 | 324.0698 | 324.0698 | 0 | 0 | 0 | 0 | 0 | 530.64
5072 | 962.443 | 257.14 | 1179.2615 | 1001.6883 | -177.5732 | 0 | 0 | 0 | 0 | 0
5073 | 1008.2725 | 538.38 | 2514.6135 | 1049.3871 | -1465.2264 | 0 | 0 | 0 | 0 | 0
5074 | 1436.7719 | 730.72 | 3344.9806 | 1495.359 | -1849.6217 | 0 | 0 | 0 | 0 | 0
5075 | 1155.7145 | 864.71 | 3896.6694 | 1202.8403 | -2093.1229 | 0 | 600.7062 | 0 | 0 | 0
5076 | 1137.1705 | 75.73 | 305.2297 | 305.2297 | 0 | 0 | 0 | 0 | 0 | 878.3115
5077 | 1170.2102 | 365.14 | 1626.8736 | 1217.9274 | -408.9462 | 0 | 0 | 0 | 0 | 0
5078 | 1059.333 | 729.51 | 3259.587 | 1102.5282 | -2093.1229 | 0 | 63.936 | 0 | 0 | 0
5079 | 1086.2248 | 553.92 | 2505.4089 | 1130.5178 | -1374.8911 | 0 | 0 | 0 | 0 | 0
5080 | 1050.3472 | 67.64 | 276.8966 | 276.8966 | 0 | 0 | 0 | 784.299 | 0 | 0
5081 | 1100.0177 | 115.16 | 506.5669 | 506.5669 | 0 | 0 | 0 | 613.297 | 0 | 0
5082 | 961.4501 | 67.58 | 273.6473 | 273.6473 | 0 | 0 | 0 | 698.524 | 0 | 0
5083 | 1004.2544 | 0 | 0 | 0 | 0 | 0 | 0 | 0 | 0 | 1045.2043
5084 | 918.6096 | 0 | 0 | 0 | 0 | 0 | 0 | 0 | 0 | 956.068
5085 | 1251.5192 | 0 | 0 | 0 | 0 | 0 | 0 | 0 | 0 | 1302.5519
5086 | 1076.0855 | 0 | 0 | 0 | 0 | 0 | 0 | 0 | 0 | 1119.9653
5087 | 1287.4348 | 0 | 0 | 0 | 0 | 0 | 0 | 0 | 0 | 1339.9325
5088 | 1154.1328 | 0 | 0 | 0 | 0 | 0 | 0 | 747.429 | 0 | 423.2881
5089 | 1704.5439 | 0 | 0 | 0 | 0 | 0 | 0 | 1704.544 | 0 | 0
5090 | 1118.0342 | 0 | 0 | 0 | 0 | 0 | 0 | 1118.034 | 0 | 0
5091 | 1386.5855 | 0 | 0 | 0 | 0 | 0 | 0 | 1386.586 | 0 | 0
5092 | 1257.4896 | 0 | 0 | 0 | 0 | 0 | 0 | 1257.49 | 0 | 0
5093 | 1113.2529 | 0 | 0 | 0 | 0 | 0 | 0 | 1113.253 | 0 | 0
5094 | 1508.5094 | 0 | 0 | 0 | 0 | 0 | 0 | 1508.509 | 0 | 0
5095 | 1345.1473 | 41.16 | 158.8902 | 158.8902 | 0 | 0 | 0 | 0 | 0 | 1241.1086
5096 | 1347.8468 | 208.34 | 955.4799 | 955.4799 | 0 | 0 | 0 | 0 | 0 | 447.3279
5097 | 1439.8057 | 394.94 | 1820.9191 | 1498.5156 | -322.4035 | 0 | 0 | 0 | 0 | 0
5098 | 1331.5524 | 512.84 | 2328.9556 | 1385.8484 | -943.1072 | 0 | 0 | 0 | 0 | 0
5099 | 1361.5313 | 571.36 | 2563.9869 | 1417.0509 | -1146.936 | 0 | 0 | 0 | 0 | 0
5100 | 1417.9132 | 757.82 | 3359.8211 | 1475.7309 | -1884.0901 | 0 | 0 | 0 | 0 | 0
5101 | 1620.5808 | 790.48 | 3497.4961 | 1686.6631 | -1810.833 | 0 | 0 | 0 | 0 | 0
5102 | 1546.263 | 706.79 | 3148.5892 | 1609.3146 | -1539.2745 | 0 | 0 | 0 | 0 | 0
5103 | 1367.5967 | 563.35 | 2541.2366 | 1423.3632 | -1117.8734 | 0 | 0 | 0 | 0 | 0
5104 | 1582.1499 | 343.02 | 1563.8587 | 1563.8587 | 0 | 0 | 0 | 79.562 | 0 | 0
5105 | 1603.4885 | 133.9 | 595.648 | 595.648 | 0 | 0 | 0 | 1031.177 | 0 | 0
5106 | 1628.2678 | 62.77 | 253.3011 | 253.3011 | 0 | 0 | 0 | 1384.89 | 0 | 0
5107 | 1753.1561 | 0 | 0 | 0 | 0 | 0 | 0 | 0 | 0 | 1824.6441
5108 | 1494.1654 | 0 | 0 | 0 | 0 | 0 | 0 | 0 | 0 | 1555.0923
5109 | 1494.1654 | 0 | 0 | 0 | 0 | 0 | 0 | 0 | 0 | 1555.0923
5110 | 1460.6961 | 0 | 0 | 0 | 0 | 0 | 0 | 0 | 0 | 1520.2585
5111 | 1675.8559 | 0 | 0 | 0 | 0 | 0 | 0 | 0 | 0 | 1744.192
5112 | 1392.1637 | 0 | 0 | 0 | 0 | 0 | 0 | 1392.164 | 0 | 0
5113 | 1467.0712 | 0 | 0 | 0 | 0 | 0 | 0 | 1467.071 | 0 | 0
5114 | 1345.1473 | 0 | 0 | 0 | 0 | 0 | 0 | 1345.147 | 0 | 0
5115 | 1282.1932 | 0 | 0 | 0 | 0 | 0 | 0 | 1282.193 | 0 | 0
5116 | 1174.6132 | 0 | 0 | 0 | 0 | 0 | 0 | 1174.613 | 0 | 0
5117 | 1106.8777 | 0 | 0 | 0 | 0 | 0 | 0 | 1106.878 | 0 | 0
5118 | 1184.9728 | 0 | 0 | 0 | 0 | 0 | 0 | 1184.973 | 0 | 0
5119 | 1051.8925 | 74.92 | 305.2473 | 0 | -305.2473 | 0 | 0 | 1051.892 | 0 | 0
5120 | 1003.1398 | 237.13 | 1089.8931 | 860.6121 | -229.281 | 0 | 0 | 176.246 | 0 | 0
5121 | 1520.4757 | 270.6 | 1235.9505 | 1235.9505 | 0 | 0 | 0 | 332.949 | 0 | 0
5122 | 1744.6384 | 451.91 | 2055.1106 | 1815.7787 | -239.3318 | 0 | 0 | 0 | 0 | 0
5123 | 1595.175 | 645.35 | 2902.6276 | 1660.2211 | -1242.4065 | 0 | 0 | 0 | 0 | 0
5124 | 1462.4025 | 703.61 | 3146.8386 | 1522.0341 | -1624.8045 | 0 | 0 | 0 | 0 | 0
5125 | 1607.6891 | 727.57 | 3249.3936 | 1673.2454 | -1576.1482 | 0 | 0 | 0 | 0 | 0
5126 | 1637.0923 | 609.12 | 2739.7741 | 1703.8474 | -1035.9268 | 0 | 0 | 0 | 0 | 0
5127 | 1664.4276 | 404.93 | 1838.5249 | 1732.298 | -106.2269 | 0 | 0 | 0 | 0 | 0
5128 | 1619.2759 | 157.28 | 701.6626 | 701.6626 | 0 | 0 | 0 | 945.104 | 0 | 0
5129 | 1609.6674 | 164.04 | 742.7733 | 742.7733 | 0 | 0 | 0 | 895.995 | 0 | 0
5130 | 1842.5401 | 65.25 | 264.5571 | 264.5571 | 0 | 0 | 0 | 1588.349 | 0 | 0
5131 | 1522.0625 | 0 | 0 | 0 | 0 | 0 | 0 | 0 | 0 | 1584.1268
5132 | 1333.194 | 0 | 0 | 0 | 0 | 0 | 0 | 0 | 0 | 1387.5574
5133 | 1353.1162 | 0 | 0 | 0 | 0 | 0 | 0 | 0 | 0 | 1408.2917
5134 | 1412.8828 | 0 | 0 | 0 | 0 | 0 | 0 | 0 | 0 | 1470.4958
5135 | 1341.9598 | 0 | 0 | 0 | 0 | 0 | 0 | 0 | 0 | 1396.6808
5136 | 1469.4619 | 0 | 0 | 0 | 0 | 0 | 0 | 1469.462 | 0 | 0
5137 | 1242.3487 | 0 | 0 | 0 | 0 | 0 | 0 | 1242.349 | 0 | 0
5138 | 1430.4144 | 0 | 0 | 0 | 0 | 0 | 0 | 1430.414 | 0 | 0
5139 | 1263.8647 | 0 | 0 | 0 | 0 | 0 | 0 | 1263.865 | 0 | 0
5140 | 1263.8647 | 0 | 0 | 0 | 0 | 0 | 0 | 1263.865 | 0 | 0
5141 | 1340.366 | 0 | 0 | 0 | 0 | 0 | 0 | 1340.366 | 0 | 0
5142 | 1114.0497 | 0 | 0 | 0 | 0 | 0 | 0 | 1114.05 | 0 | 0
5143 | 1307.6936 | 47.82 | 189.8304 | 189.8304 | 0 | 0 | 0 | 1125.3 | 0 | 0
5144 | 1075.8529 | 154.39 | 696.3557 | 696.3557 | 0 | 0 | 0 | 406.78 | 0 | 0
5145 | 1014.0104 | 334.3 | 1529.5537 | 1055.3591 | -474.1946 | 0 | 0 | 0 | 0 | 0
5146 | 1160.599 | 502.89 | 2274.1733 | 1207.9245 | -1066.2488 | 0 | 0 | 0 | 0 | 0
5147 | 1335.6922 | 593.48 | 2651.0947 | 1390.1572 | -1260.9375 | 0 | 0 | 0 | 0 | 0
5148 | 1416.1869 | 727.01 | 3215.4299 | 1473.9346 | -1741.4954 | 0 | 0 | 0 | 0 | 0
5149 | 1072.5339 | 668.25 | 2962.9739 | 1116.2685 | -1846.7054 | 0 | 0 | 0 | 0 | 0
5150 | 1228.6313 | 130.93 | 563.0519 | 563.0519 | 0 | 0 | 0 | 687.639 | 0 | 0
5151 | 962.4338 | 52.03 | 202.5424 | 202.5424 | 0 | 0 | 0 | 767.826 | 0 | 0
5152 | 1200.7083 | 76.88 | 321.7249 | 321.7249 | 0 | 0 | 0 | 891.588 | 0 | 0
5153 | 1232.7184 | 138.16 | 617.3544 | 617.3544 | 0 | 0 | 0 | 639.551 | 0 | 0
5154 | 856.2803 | 45.89 | 179.3675 | 179.3675 | 0 | 0 | 0 | 683.941 | 0 | 0
5155 | 1170.6288 | 0 | 0 | 0 | 0 | 0 | 0 | 555.809 | 0 | 639.8904
5156 | 1184.9728 | 0 | 0 | 0 | 0 | 0 | 0 | 0 | 0 | 1233.2924
5157 | 1341.1629 | 0 | 0 | 0 | 0 | 0 | 0 | 0 | 0 | 1395.8513
5158 | 1157.0817 | 0 | 0 | 0 | 0 | 0 | 0 | 0 | 0 | 1204.2641
5159 | 1082.1742 | 0 | 0 | 0 | 0 | 0 | 0 | 0 | 0 | 1126.3016
5160 | 136.2679 | 0 | 0 | 0 | 0 | 0 | 0 | 0 | 0 | 141.8246
5161 | 105.9861 | 0 | 0 | 0 | 0 | 0 | 0 | 105.986 | 0 | 0
5162 | 87.6577 | 0 | 0 | 0 | 0 | 0 | 0 | 87.658 | 0 | 0
5163 | 91.6421 | 0 | 0 | 0 | 0 | 0 | 0 | 91.642 | 0 | 0
5164 | 87.6577 | 0 | 0 | 0 | 0 | 0 | 0 | 87.658 | 0 | 0
5165 | 91.6421 | 0 | 0 | 0 | 0 | 0 | 0 | 91.642 | 0 | 0
5166 | 84.4702 | 0 | 0 | 0 | 0 | 0 | 0 | 84.47 | 0 | 0
5167 | 82.0795 | 80.53 | 324.9992 | 85.4259 | -239.5733 | 0 | 0 | 0 | 0 | 0
5168 | 81.0455 | 257.82 | 1177.7024 | 84.3498 | -1093.3527 | 0 | 0 | 0 | 0 | 0
5169 | 801.8299 | 342.58 | 1556.5722 | 834.525 | -722.0472 | 0 | 0 | 0 | 0 | 0
5170 | 967.4233 | 509.29 | 2273.0638 | 1006.8714 | -1266.1924 | 0 | 0 | 0 | 0 | 0
5171 | 1373.2187 | 573.92 | 2529.022 | 1429.2145 | -1099.8076 | 0 | 0 | 0 | 0 | 0
5172 | 1296.8011 | 713.9 | 3101.1412 | 1349.6804 | -1751.4608 | 0 | 0 | 0 | 0 | 0
5173 | 1405.7098 | 651.13 | 2832.6322 | 1463.0293 | -1369.6029 | 0 | 0 | 0 | 0 | 0
5174 | 1424.881 | 509.1 | 2234.3042 | 1482.9831 | -751.3212 | 0 | 0 | 0 | 0 | 0
5175 | 1143.2188 | 726.93 | 3225.3059 | 1189.8358 | -2035.4701 | 0 | 0 | 0 | 0 | 0
5176 | 1188.5309 | 533.35 | 2424.9267 | 1236.9955 | -502.0093 | 0 | 685.9219 | 0 | 0 | 0
5177 | 1249.3245 | 308.69 | 1365.3024 | 1300.2674 | 0 | 0 | 65.035 | 0 | 0 | 0
5178 | 1404.2924 | 5.87 | 0 | 0 | 0 | 0 | 0 | 1404.292 | 0 | 0
5179 | 1160.2693 | 0 | 0 | 0 | 0 | 0 | 0 | 0 | 0 | 1207.581
5180 | 1162.6599 | 0 | 0 | 0 | 0 | 0 | 0 | 0 | 0 | 1210.0695
5181 | 1369.8509 | 0 | 0 | 0 | 0 | 0 | 0 | 0 | 0 | 1425.7091
5182 | 1357.1007 | 0 | 0 | 0 | 0 | 0 | 0 | 0 | 0 | 1412.4392
5183 | 1209.6763 | 0 | 0 | 0 | 0 | 0 | 0 | 0 | 0 | 1259.0027
5184 | 945.9063 | 0 | 0 | 0 | 0 | 0 | 0 | 945.906 | 0 | 0
5185 | 1825.6709 | 0 | 0 | 0 | 0 | 0 | 0 | 1825.671 | 0 | 0
5186 | 1777.8576 | 0 | 0 | 0 | 0 | 0 | 0 | 1777.858 | 0 | 0
5187 | 1880.6562 | 0 | 0 | 0 | 0 | 0 | 0 | 1880.656 | 0 | 0
5188 | 2020.9085 | 0 | 0 | 0 | 0 | 0 | 0 | 2020.909 | 0 | 0
5189 | 2148.4107 | 0 | 0 | 0 | 0 | 0 | 0 | 2148.411 | 0 | 0
5190 | 2121.3165 | 0 | 0 | 0 | 0 | 0 | 0 | 2121.316 | 0 | 0
5191 | 1969.1108 | 80.87 | 326.6842 | 0 | -326.6842 | 0 | 0 | 1969.111 | 0 | 0
5192 | 1123.1632 | 260.07 | 1188.0946 | 0 | -1188.0946 | 0 | 0 | 1123.163 | 0 | 0
5193 | 1632.0301 | 373.01 | 1694.4512 | 617.9893 | -1076.4619 | 0 | 0 | 1038.252 | 0 | 0
5194 | 1933.3126 | 525.17 | 2342.2432 | 2012.1463 | -330.0969 | 0 | 0 | 0 | 0 | 0
5195 | 2180.0402 | 667.52 | 2926.4146 | 2268.935 | -657.4795 | 0 | 0 | 0 | 0 | 0
5196 | 2017.7698 | 804.21 | 3470.7283 | 2100.0471 | -1370.6812 | 0 | 0 | 0 | 0 | 0
5197 | 1936.1236 | 781.9 | 3375.3151 | 2015.0719 | -1360.2432 | 0 | 0 | 0 | 0 | 0
5198 | 2326.1845 | 742.66 | 3223.6875 | 2421.0394 | -802.6481 | 0 | 0 | 0 | 0 | 0
5199 | 2160.3092 | 540.14 | 2386.2805 | 2248.3995 | -137.8811 | 0 | 0 | 0 | 0 | 0
5200 | 1965.9362 | 64.92 | 262.6202 | 262.6202 | 0 | 0 | 0 | 1713.606 | 0 | 0
5201 | 2270.9292 | 88.89 | 378.7866 | 378.7866 | 0 | 0 | 0 | 1906.984 | 0 | 0
5202 | 1602.9128 | 27.43 | 93.9676 | 93.9676 | 0 | 0 | 0 | 1512.626 | 0 | 0
5203 | 2148.4226 | 0 | 0 | 0 | 0 | 0 | 0 | 472.731 | 0 | 1744.0203
5204 | 2164.3484 | 0 | 0 | 0 | 0 | 0 | 0 | 153.233 | 0 | 2093.1229
5205 | 1992.2206 | 0 | 0 | 0 | 0 | 0 | 0 | 0 | 0 | 2073.4574
5206 | 1660.7151 | 0 | 0 | 0 | 0 | 0 | 0 | 0 | 0 | 1728.4336
5207 | 2342.8514 | 0 | 0 | 0 | 0 | 0 | 0 | 331.736 | 0 | 2093.1229
5208 | 2067.1281 | 0 | 0 | 0 | 0 | 0 | 0 | 2067.128 | 0 | 0
5209 | 1512.4939 | 0 | 0 | 0 | 0 | 0 | 0 | 1512.494 | 0 | 0
5210 | 1488.5872 | 0 | 0 | 0 | 0 | 0 | 0 | 1488.587 | 0 | 0
5211 | 1255.099 | 0 | 0 | 0 | 0 | 0 | 0 | 1255.099 | 0 | 0
5212 | 1229.5985 | 0 | 0 | 0 | 0 | 0 | 0 | 1229.599 | 0 | 0
5213 | 1267.0523 | 0 | 0 | 0 | 0 | 0 | 0 | 1267.052 | 0 | 0
5214 | 1408.8984 | 0 | 0 | 0 | 0 | 0 | 0 | 1408.898 | 0 | 0
5215 | 1368.2571 | 5.87 | 0 | 0 | 0 | 0 | 0 | 1368.257 | 0 | 0
5216 | 992.7355 | 14.69 | 38.7117 | 38.7117 | 0 | 0 | 0 | 955.54 | 0 | 0
5217 | 1172.2624 | 116.61 | 509.4217 | 509.4217 | 0 | 0 | 0 | 682.8 | 0 | 0
5218 | 1292.8316 | 276.61 | 1242.5106 | 1242.5106 | 0 | 0 | 0 | 99.001 | 0 | 0
5219 | 1352.5624 | 623.44 | 2768.5683 | 1407.7151 | -1360.8531 | 0 | 0 | 0 | 0 | 0
5220 | 1429.4651 | 727.18 | 3193.4238 | 1487.754 | -1705.6698 | 0 | 0 | 0 | 0 | 0
5221 | 1429.4511 | 796.74 | 3482.3736 | 1487.7394 | -1994.6342 | 0 | 0 | 0 | 0 | 0
5222 | 1083.6514 | 667.64 | 2950.0038 | 1127.8388 | -1822.1649 | 0 | 0 | 0 | 0 | 0
5223 | 1206.68 | 458.88 | 2059.9075 | 1255.8845 | -804.023 | 0 | 0 | 0 | 0 | 0
5224 | 1434.9975 | 174.01 | 774.4514 | 774.4514 | 0 | 0 | 0 | 690.888 | 0 | 0
5225 | 1270.9311 | 156.66 | 702.4067 | 702.4067 | 0 | 0 | 0 | 596.045 | 0 | 0
5226 | 1239.3475 | 70.29 | 281.7903 | 281.7903 | 0 | 0 | 0 | 968.598 | 0 | 0
5227 | 795.2945 | 0 | 0 | 0 | 0 | 0 | 0 | 0 | 0 | 827.7235
5228 | 1205.6919 | 0 | 0 | 0 | 0 | 0 | 0 | 0 | 0 | 1254.8563
5229 | 1452.7272 | 0 | 0 | 0 | 0 | 0 | 0 | 0 | 0 | 1511.9645
5230 | 1126.8 | 0 | 0 | 0 | 0 | 0 | 0 | 0 | 0 | 1172.7473
5231 | 1046.3142 | 0 | 0 | 0 | 0 | 0 | 0 | 0 | 0 | 1088.9793
5232 | 945.9063 | 0 | 0 | 0 | 0 | 0 | 0 | 817.22 | 0 | 133.9334
5233 | 1189.7541 | 0 | 0 | 0 | 0 | 0 | 0 | 1189.754 | 0 | 0
5234 | 1080.5804 | 0 | 0 | 0 | 0 | 0 | 0 | 1080.58 | 0 | 0
5235 | 1216.8483 | 0 | 0 | 0 | 0 | 0 | 0 | 1216.848 | 0 | 0
5236 | 1073.4084 | 0 | 0 | 0 | 0 | 0 | 0 | 1073.408 | 0 | 0
5237 | 1196.1292 | 0 | 0 | 0 | 0 | 0 | 0 | 1196.129 | 0 | 0
5238 | 1135.5657 | 0 | 0 | 0 | 0 | 0 | 0 | 1135.566 | 0 | 0
5239 | 1033.564 | 41.15 | 158.374 | 158.374 | 0 | 0 | 0 | 0 | 0 | 917.3355
5240 | 863.52 | 320.18 | 1443.495 | 898.7316 | -544.7634 | 0 | 0 | 0 | 0 | 0
5241 | 1062.6763 | 547.08 | 2527.3016 | 1106.0096 | -1421.2921 | 0 | 0 | 0 | 0 | 0
5242 | 1360.7414 | 740.38 | 3326.5537 | 1416.2277 | -1910.326 | 0 | 0 | 0 | 0 | 0
5243 | 1568.4882 | 878 | 3871.7074 | 1632.4459 | -2093.1229 | 0 | 146.1386 | 0 | 0 | 0
5244 | 1509.8552 | 752.62 | 3287.5298 | 1571.422 | -1716.1077 | 0 | 0 | 0 | 0 | 0
5245 | 1563.935 | 654.92 | 2879.6202 | 1627.7073 | -1251.9129 | 0 | 0 | 0 | 0 | 0
5246 | 1577.8526 | 873.63 | 3881.4272 | 1642.1928 | -1893.3125 | 0 | 345.9219 | 0 | 0 | 0
5247 | 1437.9908 | 217.34 | 962.6759 | 962.6759 | 0 | 0 | 0 | 513.032 | 0 | 0
5248 | 1849.9352 | 34.32 | 123.8535 | 123.8535 | 0 | 0 | 0 | 1730.934 | 0 | 0
5249 | 2043.3748 | 16.65 | 46.7475 | 46.7475 | 0 | 0 | 0 | 1998.459 | 0 | 0
5250 | 1857.415 | 45.87 | 178.0176 | 178.0176 | 0 | 0 | 0 | 1686.372 | 0 | 0
5251 | 1680.6373 | 0 | 0 | 0 | 0 | 0 | 0 | 0 | 0 | 1749.168
5252 | 1432.0081 | 0 | 0 | 0 | 0 | 0 | 0 | 0 | 0 | 1490.4007
5253 | 1791.4047 | 0 | 0 | 0 | 0 | 0 | 0 | 0 | 0 | 1864.4528
5254 | 1433.6019 | 0 | 0 | 0 | 0 | 0 | 0 | 0 | 0 | 1492.0597
5255 | 1313.2718 | 0 | 0 | 0 | 0 | 0 | 0 | 0 | 0 | 1366.823
5256 | 1328.4127 | 0 | 0 | 0 | 0 | 0 | 0 | 1328.413 | 0 | 0
5257 | 1421.6486 | 0 | 0 | 0 | 0 | 0 | 0 | 1421.649 | 0 | 0
5258 | 1459.1023 | 0 | 0 | 0 | 0 | 0 | 0 | 1459.102 | 0 | 0
5259 | 1105.284 | 0 | 0 | 0 | 0 | 0 | 0 | 1105.284 | 0 | 0
5260 | 1154.691 | 0 | 0 | 0 | 0 | 0 | 0 | 1154.691 | 0 | 0
5261 | 1428.0237 | 0 | 0 | 0 | 0 | 0 | 0 | 1428.024 | 0 | 0
5262 | 1184.9728 | 0 | 0 | 0 | 0 | 0 | 0 | 1184.973 | 0 | 0
5263 | 1434.3988 | 83.8 | 335.8462 | 0 | -335.8462 | 0 | 0 | 1434.399 | 0 | 0
5264 | 1038.439 | 260.69 | 1191.7581 | 0 | -1191.7581 | 0 | 0 | 1038.439 | 0 | 0
5265 | 1255.5094 | 383.54 | 1747.0989 | 0 | -1747.0989 | 0 | 0 | 1255.509 | 0 | 0
5266 | 1522.3454 | 530.42 | 2373.8682 | 1507.1041 | -866.7641 | 0 | 0 | 74.289 | 0 | 0
5267 | 1627.697 | 682.48 | 3004.2532 | 1694.0693 | -1310.1839 | 0 | 0 | 0 | 0 | 0
5268 | 1740.9657 | 754.96 | 3290.0599 | 1811.956 | -1478.1039 | 0 | 0 | 0 | 0 | 0
5269 | 1456.1419 | 745.2 | 3243.1812 | 1515.5188 | -1727.6624 | 0 | 0 | 0 | 0 | 0
5270 | 1415.659 | 378.85 | 1677.8175 | 1473.385 | -204.4325 | 0 | 0 | 0 | 0 | 0
5271 | 1574.2258 | 270.78 | 1202.8028 | 1202.8028 | 0 | 0 | 0 | 418.547 | 0 | 0
5272 | 1456.6718 | 31.38 | 110.4399 | 110.4399 | 0 | 0 | 0 | 1350.559 | 0 | 0
5273 | 1710.5644 | 144.38 | 640.7282 | 640.7282 | 0 | 0 | 0 | 1094.939 | 0 | 0
5274 | 1605.2895 | 41.11 | 155.7418 | 155.7418 | 0 | 0 | 0 | 1455.65 | 0 | 0
5275 | 1610.0698 | 0 | 0 | 0 | 0 | 0 | 0 | 0 | 0 | 1675.7235
5276 | 1475.0401 | 0 | 0 | 0 | 0 | 0 | 0 | 0 | 0 | 1535.1874
5277 | 1838.4211 | 0 | 0 | 0 | 0 | 0 | 0 | 0 | 0 | 1913.3859
5278 | 1491.7748 | 0 | 0 | 0 | 0 | 0 | 0 | 0 | 0 | 1552.6048
5279 | 1526.041 | 0 | 0 | 0 | 0 | 0 | 0 | 0 | 0 | 1588.2681
5280 | 1497.353 | 0 | 0 | 0 | 0 | 0 | 0 | 1497.353 | 0 | 0
5281 | 1734.0288 | 0 | 0 | 0 | 0 | 0 | 0 | 1734.029 | 0 | 0
5282 | 1447.9459 | 0 | 0 | 0 | 0 | 0 | 0 | 1447.946 | 0 | 0
5283 | 1251.1145 | 0 | 0 | 0 | 0 | 0 | 0 | 1251.115 | 0 | 0
5284 | 1269.4429 | 0 | 0 | 0 | 0 | 0 | 0 | 1269.443 | 0 | 0
5285 | 1431.2113 | 0 | 0 | 0 | 0 | 0 | 0 | 1431.211 | 0 | 0
5286 | 1506.9156 | 0 | 0 | 0 | 0 | 0 | 0 | 1506.916 | 0 | 0
5287 | 1356.3038 | 79.91 | 321.9175 | 0 | -321.9175 | 0 | 0 | 1356.304 | 0 | 0
5288 | 1302.3903 | 253.36 | 1154.617 | 577.2762 | -577.3407 | 0 | 0 | 747.732 | 0 | 0
5289 | 1113.0576 | 409.38 | 1855.602 | 1158.4449 | -697.157 | 0 | 0 | 0 | 0 | 0
5290 | 1552.2695 | 546.97 | 2426.186 | 1615.5666 | -810.6194 | 0 | 0 | 0 | 0 | 0
5291 | 1629.2201 | 586.66 | 2562.584 | 1695.6554 | -866.9286 | 0 | 0 | 0 | 0 | 0
5292 | 1607.9571 | 958.05 | 4098.4031 | 1673.5243 | -2093.1229 | 0 | 331.7559 | 0 | 0 | 0
5293 | 1593.6599 | 754.25 | 3218.8125 | 1658.6443 | -1560.1681 | 0 | 0 | 0 | 0 | 0
5294 | 1528.3529 | 516.47 | 2248.9115 | 1590.6743 | -658.2372 | 0 | 0 | 0 | 0 | 0
5295 | 1862.026 | 609.51 | 2667.2372 | 1937.9534 | -729.2837 | 0 | 0 | 0 | 0 | 0
5296 | 1724.6753 | 244.02 | 1087.0747 | 1087.0747 | 0 | 0 | 0 | 680.191 | 0 | 0
5297 | 1844.8819 | 207.55 | 933.5997 | 933.5997 | 0 | 0 | 0 | 947.86 | 0 | 0
5298 | 1817.6831 | 5.87 | 0 | 0 | 0 | 0 | 0 | 1817.683 | 0 | 0
5299 | 1765.9551 | 0 | 0 | 0 | 0 | 0 | 0 | 0 | 0 | 1837.965
5300 | 1718.8879 | 0 | 0 | 0 | 0 | 0 | 0 | 0 | 0 | 1788.9787
5301 | 1542.7756 | 0 | 0 | 0 | 0 | 0 | 0 | 0 | 0 | 1605.6855
5302 | 1653.5431 | 0 | 0 | 0 | 0 | 0 | 0 | 0 | 0 | 1720.9692
5303 | 1906.9535 | 0 | 0 | 0 | 0 | 0 | 0 | 0 | 0 | 1984.7135
5304 | 1835.2336 | 0 | 0 | 0 | 0 | 0 | 0 | 1835.234 | 0 | 0
5305 | 1701.3564 | 0 | 0 | 0 | 0 | 0 | 0 | 1701.356 | 0 | 0
5306 | 1351.5224 | 0 | 0 | 0 | 0 | 0 | 0 | 1351.522 | 0 | 0
5307 | 1069.424 | 0 | 0 | 0 | 0 | 0 | 0 | 1069.424 | 0 | 0
5308 | 1283.7869 | 0 | 0 | 0 | 0 | 0 | 0 | 1283.787 | 0 | 0
5309 | 1391.3668 | 0 | 0 | 0 | 0 | 0 | 0 | 1391.367 | 0 | 0
5310 | 1366.6633 | 0 | 0 | 0 | 0 | 0 | 0 | 1366.663 | 0 | 0
5311 | 1409.6953 | 51.77 | 207.5194 | 207.5194 | 0 | 0 | 0 | 1210.306 | 0 | 0
5312 | 1126.6764 | 169.7 | 768.6178 | 768.6178 | 0 | 0 | 0 | 388.173 | 0 | 0
5313 | 1236.8333 | 332.23 | 1512.9439 | 1287.2681 | -225.6758 | 0 | 0 | 0 | 0 | 0
5314 | 853.2232 | 573.23 | 2559.9154 | 888.0157 | -1671.8997 | 0 | 0 | 0 | 0 | 0
5315 | 1279.1002 | 624.73 | 2752.2884 | 1331.2576 | -1421.0308 | 0 | 0 | 0 | 0 | 0
5316 | 1487.5921 | 779.12 | 3374.6563 | 1548.2512 | -1826.4051 | 0 | 0 | 0 | 0 | 0
5317 | 1377.6534 | 734.39 | 3194.1013 | 1433.8293 | -1760.272 | 0 | 0 | 0 | 0 | 0
5318 | 1389.6814 | 711 | 3117.1088 | 1446.3477 | -1670.7611 | 0 | 0 | 0 | 0 | 0
5319 | 1142.5534 | 360.51 | 1615.45 | 1189.1426 | -426.3074 | 0 | 0 | 0 | 0 | 0
5320 | 1250.1114 | 246 | 1109.2245 | 1109.2245 | 0 | 0 | 0 | 184.345 | 0 | 0
5321 | 1587.4332 | 67.43 | 281.2918 | 281.2918 | 0 | 0 | 0 | 1317.162 | 0 | 0
5322 | 1534.0547 | 43.01 | 165.3721 | 165.3721 | 0 | 0 | 0 | 1375.162 | 0 | 0
5323 | 1588.2052 | 0 | 0 | 0 | 0 | 0 | 0 | 1588.205 | 0 | 0
5324 | 1595.3702 | 0 | 0 | 0 | 0 | 0 | 0 | 1595.37 | 0 | 0
5325 | 1622.4644 | 0 | 0 | 0 | 0 | 0 | 0 | 1622.464 | 0 | 0
5326 | 1469.4619 | 0 | 0 | 0 | 0 | 0 | 0 | 1469.462 | 0 | 0
5327 | 1749.1697 | 0 | 0 | 0 | 0 | 0 | 0 | 621.153 | 0 | 1174.0139
5328 | 1341.9598 | 0 | 0 | 0 | 0 | 0 | 0 | 0 | 0 | 1396.6808
5329 | 1458.3055 | 0 | 0 | 0 | 0 | 0 | 0 | 1458.305 | 0 | 0
5330 | 1478.2277 | 0 | 0 | 0 | 0 | 0 | 0 | 1478.228 | 0 | 0
5331 | 1371.4446 | 0 | 0 | 0 | 0 | 0 | 0 | 1371.445 | 0 | 0
5332 | 1293.3496 | 0 | 0 | 0 | 0 | 0 | 0 | 1293.35 | 0 | 0
5333 | 1466.2743 | 0 | 0 | 0 | 0 | 0 | 0 | 1466.274 | 0 | 0
5334 | 1534.8067 | 0 | 0 | 0 | 0 | 0 | 0 | 1534.807 | 0 | 0
5335 | 1117.2373 | 76.38 | 310.6802 | 310.6802 | 0 | 0 | 0 | 0 | 0 | 852.1141
5336 | 1320.5663 | 328.19 | 1489.7138 | 1374.4144 | -115.2993 | 0 | 0 | 0 | 0 | 0
5337 | 1426.2447 | 414.22 | 1899.147 | 1484.4027 | -414.7443 | 0 | 0 | 0 | 0 | 0
5338 | 1743.702 | 435.2 | 1964.1529 | 1814.8046 | -149.3483 | 0 | 0 | 0 | 0 | 0
5339 | 1773.4518 | 719.47 | 3192.2841 | 1845.7666 | -1346.5175 | 0 | 0 | 0 | 0 | 0
5340 | 1551.0702 | 734.95 | 3246.8864 | 1614.3177 | -1632.5687 | 0 | 0 | 0 | 0 | 0
5341 | 1468.154 | 758.93 | 3350.785 | 1528.0206 | -1822.7644 | 0 | 0 | 0 | 0 | 0
5342 | 1368.2013 | 353.5 | 1580.4497 | 1423.9918 | -156.4579 | 0 | 0 | 0 | 0 | 0
5343 | 1425.388 | 115.06 | 492.3436 | 492.3436 | 0 | 0 | 0 | 952.334 | 0 | 0
5344 | 1789.557 | 272.52 | 1236.244 | 1236.244 | 0 | 0 | 0 | 601.747 | 0 | 0
5345 | 1671.8207 | 15.67 | 42.6156 | 42.6156 | 0 | 0 | 0 | 1630.875 | 0 | 0
5346 | 1623.3211 | 5.87 | 0 | 0 | 0 | 0 | 0 | 1623.321 | 0 | 0
5347 | 1399.3357 | 0 | 0 | 0 | 0 | 0 | 0 | 0 | 0 | 1456.3964
5348 | 1383.398 | 0 | 0 | 0 | 0 | 0 | 0 | 0 | 0 | 1439.8085
5349 | 1339.5691 | 0 | 0 | 0 | 0 | 0 | 0 | 0 | 0 | 1394.1923
5350 | 1674.2622 | 0 | 0 | 0 | 0 | 0 | 0 | 0 | 0 | 1742.533
5351 | 1441.5708 | 0 | 0 | 0 | 0 | 0 | 0 | 0 | 0 | 1500.3536
5352 | 1500.5405 | 0 | 0 | 0 | 0 | 0 | 0 | 1500.541 | 0 | 0
5353 | 1355.5069 | 0 | 0 | 0 | 0 | 0 | 0 | 1355.507 | 0 | 0
5354 | 1402.5233 | 0 | 0 | 0 | 0 | 0 | 0 | 1402.523 | 0 | 0
5355 | 1098.9089 | 0 | 0 | 0 | 0 | 0 | 0 | 1098.909 | 0 | 0
5356 | 1362.6789 | 0 | 0 | 0 | 0 | 0 | 0 | 1362.679 | 0 | 0
5357 | 1237.5674 | 0 | 0 | 0 | 0 | 0 | 0 | 1237.567 | 0 | 0
5358 | 1263.8647 | 0 | 0 | 0 | 0 | 0 | 0 | 1263.865 | 0 | 0
5359 | 1380.2104 | 58.55 | 237.855 | 0 | -237.855 | 0 | 0 | 1380.21 | 0 | 0
5360 | 1386.2658 | 26.45 | 92.0734 | 0 | -92.0734 | 0 | 0 | 1386.266 | 0 | 0
5361 | 1418.5776 | 124.29 | 545.0871 | 0 | -545.0871 | 0 | 0 | 1418.578 | 0 | 0
5362 | 1606.5008 | 506.45 | 2278.965 | 185.8421 | -2093.1229 | 0 | 0 | 1427.94 | 0 | 0
5363 | 1395.5694 | 234.15 | 1035.524 | 0 | -1035.524 | 0 | 0 | 1395.569 | 0 | 0
5364 | 1749.1418 | 657.52 | 2892.3197 | 799.1969 | -2093.1229 | 0 | 0 | 981.256 | 0 | 0
5365 | 1070.1512 | 391.87 | 1737.3375 | 0 | -1737.3375 | 0 | 0 | 1070.151 | 0 | 0
5366 | 1155.2987 | 223.16 | 981.6118 | 892.412 | -89.1998 | 0 | 0 | 297.85 | 0 | 0
5367 | 1561.8691 | 61.21 | 242.7185 | 242.7185 | 0 | 0 | 0 | 1328.66 | 0 | 0
5368 | 1337.3169 | 408.01 | 1852.2559 | 1391.8485 | -460.4074 | 0 | 0 | 0 | 0 | 0
5369 | 1556.0846 | 225.36 | 1020.9417 | 1020.9417 | 0 | 0 | 0 | 575.143 | 0 | 0
5370 | 1554.3395 | 47.74 | 186.0826 | 186.0826 | 0 | 0 | 0 | 1375.547 | 0 | 0
5371 | 914.8386 | 0 | 0 | 0 | 0 | 0 | 0 | 0 | 0 | 952.1432
5372 | 1265.4585 | 0 | 0 | 0 | 0 | 0 | 0 | 0 | 0 | 1317.0604
5373 | 1199.3168 | 0 | 0 | 0 | 0 | 0 | 0 | 0 | 0 | 1248.2213
5374 | 1364.2726 | 0 | 0 | 0 | 0 | 0 | 0 | 0 | 0 | 1419.9037
5375 | 1340.366 | 0 | 0 | 0 | 0 | 0 | 0 | 0 | 0 | 1395.0218
5376 | 1275.0212 | 0 | 0 | 0 | 0 | 0 | 0 | 1275.021 | 0 | 0
5377 | 2321.3354 | 0 | 0 | 0 | 0 | 0 | 0 | 2321.335 | 0 | 0
5378 | 2049.5965 | 0 | 0 | 0 | 0 | 0 | 0 | 2049.597 | 0 | 0
5379 | 2418.5558 | 0 | 0 | 0 | 0 | 0 | 0 | 2418.556 | 0 | 0
5380 | 2200.2084 | 0 | 0 | 0 | 0 | 0 | 0 | 2200.208 | 0 | 0
5381 | 1996.205 | 0 | 0 | 0 | 0 | 0 | 0 | 1996.205 | 0 | 0
5382 | 2369.9456 | 0 | 0 | 0 | 0 | 0 | 0 | 2369.946 | 0 | 0
5383 | 2032.8619 | 38.23 | 145.2841 | 0 | -145.2841 | 0 | 0 | 2032.862 | 0 | 0
5384 | 1717.081 | 125.59 | 560.0482 | 0 | -560.0482 | 0 | 0 | 1717.081 | 0 | 0
5385 | 1818.1981 | 359.33 | 1649.1254 | 0 | -1649.1254 | 0 | 0 | 1818.198 | 0 | 0
5386 | 2087.6529 | 504.96 | 2283.7672 | 368.9137 | -1914.8534 | 0 | 0 | 1733.192 | 0 | 0
5387 | 2288.3681 | 703.06 | 3131.5662 | 2381.6803 | -749.8859 | 0 | 0 | 0 | 0 | 0
5388 | 2277.5584 | 798.67 | 3527.0874 | 2370.4295 | -1156.6579 | 0 | 0 | 0 | 0 | 0
5389 | 2252.5022 | 694.75 | 3080.1123 | 2344.3528 | -735.7595 | 0 | 0 | 0 | 0 | 0
5390 | 2381.0831 | 585.55 | 2613.7798 | 2478.1759 | -135.6038 | 0 | 0 | 0 | 0 | 0
5391 | 2172.9459 | 267.19 | 1200.2311 | 1200.2311 | 0 | 0 | 0 | 1019.739 | 0 | 0
5392 | 1845.8412 | 42.17 | 160.953 | 160.953 | 0 | 0 | 0 | 1691.195 | 0 | 0
5393 | 2378.556 | 14.69 | 38.5743 | 38.5743 | 0 | 0 | 0 | 2341.493 | 0 | 0
5394 | 2247.4788 | 10.77 | 20.5491 | 20.5491 | 0 | 0 | 0 | 2227.735 | 0 | 0
5395 | 2405.0087 | 0 | 0 | 0 | 0 | 0 | 0 | 976.919 | 0 | 1486.3219
5396 | 1889.422 | 0 | 0 | 0 | 0 | 0 | 0 | 0 | 0 | 1966.4666
5397 | 2380.3051 | 0 | 0 | 0 | 0 | 0 | 0 | 369.19 | 0 | 2093.1229
5398 | 2206.5835 | 0 | 0 | 0 | 0 | 0 | 0 | 195.468 | 0 | 2093.1229
5399 | 2286.2723 | 0 | 0 | 0 | 0 | 0 | 0 | 275.157 | 0 | 2093.1229
5400 | 1948.3917 | 0 | 0 | 0 | 0 | 0 | 0 | 1948.392 | 0 | 0
5401 | 1804.9518 | 0 | 0 | 0 | 0 | 0 | 0 | 1804.952 | 0 | 0
5402 | 1843.2025 | 0 | 0 | 0 | 0 | 0 | 0 | 1843.202 | 0 | 0
5403 | 1243.9425 | 0 | 0 | 0 | 0 | 0 | 0 | 1243.943 | 0 | 0
5404 | 1298.1309 | 0 | 0 | 0 | 0 | 0 | 0 | 1298.131 | 0 | 0
5405 | 1563.4947 | 0 | 0 | 0 | 0 | 0 | 0 | 1563.495 | 0 | 0
5406 | 1161.0661 | 0 | 0 | 0 | 0 | 0 | 0 | 1161.066 | 0 | 0
5407 | 1122.8155 | 68.38 | 279.1332 | 279.1332 | 0 | 0 | 0 | 854.618 | 0 | 0
5408 | 842.0808 | 327.46 | 1484.2695 | 876.4184 | -607.8511 | 0 | 0 | 0 | 0 | 0
5409 | 1173.7765 | 414.83 | 1889.3908 | 1221.6388 | -667.752 | 0 | 0 | 0 | 0 | 0
5410 | 1566.0129 | 574.26 | 2560.9468 | 1629.87 | -931.0768 | 0 | 0 | 0 | 0 | 0
5411 | 1402.9586 | 574.75 | 2537.1474 | 1460.1672 | -1076.9802 | 0 | 0 | 0 | 0 | 0
5412 | 1433.2991 | 661.1 | 2896.8648 | 1491.7443 | -1405.1205 | 0 | 0 | 0 | 0 | 0
5413 | 1510.4219 | 797.89 | 3476.845 | 1572.0122 | -1904.8328 | 0 | 0 | 0 | 0 | 0
5414 | 1372.2356 | 738.5 | 3252.2776 | 1428.1914 | -1824.0862 | 0 | 0 | 0 | 0 | 0
5415 | 1544.9103 | 581.99 | 2605.5951 | 1607.9065 | -997.6886 | 0 | 0 | 0 | 0 | 0
5416 | 1537.5301 | 446.43 | 2034.2555 | 1600.2255 | -434.0299 | 0 | 0 | 0 | 0 | 0
5417 | 1196.4679 | 312.36 | 1414.017 | 1245.2561 | -168.7609 | 0 | 0 | 0 | 0 | 0
5418 | 1288.0652 | 91.04 | 334.5629 | 334.5629 | 0 | 0 | 0 | 966.61 | 0 | 0
5419 | 1408.1115 | 0 | 0 | 0 | 0 | 0 | 0 | 0 | 0 | 1465.5293
5420 | 1260.6772 | 0 | 0 | 0 | 0 | 0 | 0 | 0 | 0 | 1312.0834
5421 | 1176.207 | 0 | 0 | 0 | 0 | 0 | 0 | 0 | 0 | 1224.1689
5422 | 1688.6062 | 0 | 0 | 0 | 0 | 0 | 0 | 0 | 0 | 1757.4619
5423 | 1341.1629 | 0 | 0 | 0 | 0 | 0 | 0 | 0 | 0 | 1395.8513
5424 | 1206.4888 | 0 | 0 | 0 | 0 | 0 | 0 | 1206.489 | 0 | 0
5425 | 1402.5233 | 0 | 0 | 0 | 0 | 0 | 0 | 1402.523 | 0 | 0
5426 | 1134.7688 | 0 | 0 | 0 | 0 | 0 | 0 | 1134.769 | 0 | 0
5427 | 1440.7739 | 0 | 0 | 0 | 0 | 0 | 0 | 1440.774 | 0 | 0
5428 | 1137.9564 | 0 | 0 | 0 | 0 | 0 | 0 | 1137.956 | 0 | 0
5429 | 876.5771 | 0 | 0 | 0 | 0 | 0 | 0 | 876.577 | 0 | 0
5430 | 1141.1439 | 0 | 0 | 0 | 0 | 0 | 0 | 1141.144 | 0 | 0
5431 | 939.5312 | 80.72 | 325.7184 | 325.7184 | 0 | 0 | 0 | 137.157 | 0 | 509.3739
5432 | 1269.4808 | 257.76 | 1177.9241 | 1177.9241 | 0 | 0 | 0 | 0 | 0 | 143.3212
5433 | 1423.8829 | 448.88 | 2043.7474 | 1481.9433 | -561.804 | 0 | 0 | 0 | 0 | 0
5434 | 1541.5026 | 630.62 | 2809.0732 | 1604.3605 | -1204.7127 | 0 | 0 | 0 | 0 | 0
5435 | 1400.2571 | 875.05 | 3857.7172 | 1457.3539 | -2093.1229 | 0 | 307.2404 | 0 | 0 | 0
5436 | 1426.2825 | 779.67 | 3388.8733 | 1484.4422 | -1904.4311 | 0 | 0 | 0 | 0 | 0
5437 | 1362.2406 | 685.67 | 2998.5799 | 1417.7878 | -1580.7922 | 0 | 0 | 0 | 0 | 0
5438 | 1667.2764 | 704.59 | 3092.6204 | 1735.2632 | -1357.3572 | 0 | 0 | 0 | 0 | 0
5439 | 1636.4498 | 561.77 | 2502.8423 | 1703.1792 | -799.6632 | 0 | 0 | 0 | 0 | 0
5440 | 1895.057 | 397.35 | 1799.5603 | 1799.5603 | 0 | 0 | 0 | 166.002 | 0 | 0
5441 | 1891.8794 | 87.49 | 373.3839 | 373.3839 | 0 | 0 | 0 | 1533.125 | 0 | 0
5442 | 1615.2725 | 17.62 | 49.949 | 49.949 | 0 | 0 | 0 | 1567.28 | 0 | 0
5443 | 1799.3766 | 0 | 0 | 0 | 0 | 0 | 0 | 0 | 0 | 1872.7498
5444 | 1355.5069 | 0 | 0 | 0 | 0 | 0 | 0 | 0 | 0 | 1410.7802
5445 | 1471.8526 | 0 | 0 | 0 | 0 | 0 | 0 | 0 | 0 | 1531.8704
5446 | 1823.2803 | 0 | 0 | 0 | 0 | 0 | 0 | 0 | 0 | 1897.6275
5447 | 1494.9623 | 0 | 0 | 0 | 0 | 0 | 0 | 0 | 0 | 1555.9218
5448 | 1516.4783 | 0 | 0 | 0 | 0 | 0 | 0 | 857.509 | 0 | 685.8407
5449 | 1078.9867 | 0 | 0 | 0 | 0 | 0 | 0 | 1078.987 | 0 | 0
5450 | 1199.3168 | 0 | 0 | 0 | 0 | 0 | 0 | 1199.317 | 0 | 0
5451 | 1483.009 | 0 | 0 | 0 | 0 | 0 | 0 | 1483.009 | 0 | 0
5452 | 1071.8147 | 0 | 0 | 0 | 0 | 0 | 0 | 1071.815 | 0 | 0
5453 | 1069.424 | 0 | 0 | 0 | 0 | 0 | 0 | 1069.424 | 0 | 0
5454 | 908.4526 | 0 | 0 | 0 | 0 | 0 | 0 | 908.453 | 0 | 0
5455 | 961.0472 | 80.56 | 325.5508 | 325.5508 | 0 | 0 | 0 | 0 | 0 | 674.6846
5456 | 1232.0808 | 257.24 | 1179.6393 | 1179.6393 | 0 | 0 | 0 | 0 | 0 | 102.682
5457 | 898.5931 | 444.41 | 2033.6924 | 935.2347 | -1098.4577 | 0 | 0 | 0 | 0 | 0
5458 | 1637.5824 | 581.82 | 2615.291 | 1704.3573 | -910.9336 | 0 | 0 | 0 | 0 | 0
5459 | 1399.4642 | 639.05 | 2838.8571 | 1456.5297 | -1382.3275 | 0 | 0 | 0 | 0 | 0
5460 | 1253.0838 | 962.85 | 4261.5147 | 1304.1807 | -2093.1229 | 0 | 864.2111 | 0 | 0 | 0
5461 | 1139.5362 | 758.09 | 3334.0847 | 1186.0016 | -2093.1229 | 0 | 54.9603 | 0 | 0 | 0
5462 | 1059.7836 | 883.33 | 3937.702 | 1102.9976 | -2093.1229 | 0 | 741.5816 | 0 | 0 | 0
5463 | 1558.9445 | 738.23 | 3339.2054 | 1622.5127 | -1159.7511 | 0 | 556.9415 | 0 | 0 | 0
5464 | 1523.5696 | 461.71 | 2098.1342 | 1585.6963 | 0 | 0 | 512.4379 | 0 | 0 | 0
5465 | 1542.7437 | 307.27 | 1369.962 | 1369.962 | 0 | 0 | 0 | 226.456 | 0 | 0
5466 | 951.0801 | 71.57 | 277.4482 | 277.4482 | 0 | 0 | 0 | 684.502 | 0 | 0
5467 | 976.1213 | 0 | 0 | 0 | 0 | 0 | 0 | 0 | 0 | 1015.9241
5468 | 1243.9425 | 0 | 0 | 0 | 0 | 0 | 0 | 0 | 0 | 1294.667
5469 | 1221.6297 | 0 | 0 | 0 | 0 | 0 | 0 | 0 | 0 | 1271.4442
5470 | 1326.8189 | 0 | 0 | 0 | 0 | 0 | 0 | 0 | 0 | 1380.9224
5471 | 1231.9892 | 0 | 0 | 0 | 0 | 0 | 0 | 0 | 0 | 1282.2256
5472 | 1280.5994 | 0 | 0 | 0 | 0 | 0 | 0 | 1280.599 | 0 | 0
5473 | 1526.8378 | 0 | 0 | 0 | 0 | 0 | 0 | 1526.838 | 0 | 0
5474 | 1339.5691 | 0 | 0 | 0 | 0 | 0 | 0 | 1339.569 | 0 | 0
5475 | 1200.1137 | 0 | 0 | 0 | 0 | 0 | 0 | 1200.114 | 0 | 0
5476 | 1116.4404 | 0 | 0 | 0 | 0 | 0 | 0 | 1072.376 | 0 | 45.8618
5477 | 1081.3773 | 0 | 0 | 0 | 0 | 0 | 0 | 0 | 0 | 1125.4721
5478 | 1066.2364 | 0 | 0 | 0 | 0 | 0 | 0 | 0 | 0 | 1109.7137
5479 | 1336.3816 | 46.91 | 184.9502 | 184.9502 | 0 | 0 | 0 | 0 | 0 | 1205.9252
5480 | 911.6949 | 260.37 | 1191.8185 | 948.871 | -242.9475 | 0 | 0 | 0 | 0 | 0
5481 | 1039.4979 | 562.21 | 2600.8159 | 1081.8854 | -1518.9305 | 0 | 0 | 0 | 0 | 0
5482 | 1131.3791 | 647.47 | 2884.8969 | 1177.514 | -1707.3829 | 0 | 0 | 0 | 0 | 0
5483 | 1048.2088 | 890.17 | 3928.2757 | 1090.9506 | -2093.1229 | 0 | 744.2022 | 0 | 0 | 0
5484 | 1006.9788 | 960.1 | 4202.2706 | 1048.0393 | -2093.1229 | 0 | 1061.1084 | 0 | 0 | 0
5485 | 904.3835 | 957.1 | 4201.7314 | 941.2608 | -2093.1229 | 0 | 1167.3477 | 0 | 0 | 0
5486 | 1037.6411 | 875.17 | 3888.2089 | 1079.9527 | -1082.208 | 0 | 1726.0482 | 0 | 0 | 0
5487 | 1025.9707 | 729.64 | 3303.258 | 1067.8068 | 0 | 0 | 2235.4512 | 0 | 0 | 0
5488 | 1029.466 | 531.49 | 2458.626 | 1071.4443 | 0 | 0 | 1387.1817 | 0 | 0 | 0
5489 | 1371.0223 | 302.36 | 1358.7247 | 1358.7247 | 0 | 0 | 0 | 0 | 0 | 68.2031
5490 | 1163.9011 | 83.43 | 290.1426 | 290.1426 | 0 | 0 | 0 | 0 | 0 | 921.2186
5491 | 1193.7386 | 0 | 0 | 0 | 0 | 0 | 0 | 0 | 0 | 1242.4158
5492 | 1105.284 | 0 | 0 | 0 | 0 | 0 | 0 | 0 | 0 | 1150.3539
5493 | 1094.1275 | 0 | 0 | 0 | 0 | 0 | 0 | 0 | 0 | 1138.743
5494 | 1174.6132 | 0 | 0 | 0 | 0 | 0 | 0 | 0 | 0 | 1222.51
5495 | 1165.0506 | 0 | 0 | 0 | 0 | 0 | 0 | 0 | 0 | 1212.558
5496 | 495.6645 | 0 | 0 | 0 | 0 | 0 | 0 | 0 | 0 | 515.8756
5497 | 368.1624 | 0 | 0 | 0 | 0 | 0 | 0 | 182.186 | 0 | 193.5595
5498 | 341.0682 | 0 | 0 | 0 | 0 | 0 | 0 | 0 | 0 | 354.9757
5499 | 376.9281 | 0 | 0 | 0 | 0 | 0 | 0 | 0 | 0 | 392.2979
5500 | 385.6939 | 0 | 0 | 0 | 0 | 0 | 0 | 0 | 0 | 401.4214
5501 | 367.3655 | 0 | 0 | 0 | 0 | 0 | 0 | 0 | 0 | 382.345
5502 | 324.3335 | 0 | 0 | 0 | 0 | 0 | 0 | 0 | 0 | 337.5593
5503 | 333.8962 | 39.21 | 149.3921 | 149.3921 | 0 | 0 | 0 | 0 | 0 | 198.1191
5504 | 280.1859 | 325.45 | 1484.6889 | 291.6111 | -1193.0778 | 0 | 0 | 0 | 0 | 0
5505 | 809.242 | 556.88 | 2596.5643 | 842.2403 | -1754.324 | 0 | 0 | 0 | 0 | 0
5506 | 1188.3885 | 754.33 | 3437.6295 | 1236.8467 | -2093.1229 | 0 | 107.66 | 0 | 0 | 0
5507 | 993.5084 | 902.56 | 4039.339 | 1034.0201 | -2093.1229 | 0 | 912.1961 | 0 | 0 | 0
5508 | 1233.7922 | 834.24 | 3656.5174 | 1284.101 | -2093.1229 | 0 | 279.2935 | 0 | 0 | 0
5509 | 1154.0047 | 606.22 | 2681.1846 | 1201.0616 | -1480.123 | 0 | 0 | 0 | 0 | 0
5510 | 1230.0597 | 690.96 | 3059.8806 | 1280.2179 | -123.944 | 0 | 1655.7187 | 0 | 0 | 0
5511 | 1043.0311 | 587.05 | 2629.1781 | 1085.5625 | 0 | 0 | 1543.6156 | 0 | 0 | 0
5512 | 1276.6757 | 437.07 | 1990.0506 | 1328.7337 | 0 | 0 | 661.3169 | 0 | 0 | 0
5513 | 1051.0647 | 307.68 | 1378.3808 | 1093.9241 | 0 | 0 | 284.4568 | 0 | 0 | 0
5514 | 1040.0298 | 83.95 | 281.5499 | 281.5499 | 0 | 0 | 0 | 0 | 0 | 800.8892
5515 | 1084.0897 | 0 | 0 | 0 | 0 | 0 | 0 | 0 | 0 | 1128.2957
5516 | 894.9055 | 0 | 0 | 0 | 0 | 0 | 0 | 0 | 0 | 931.3964
5517 | 269.3482 | 0 | 0 | 0 | 0 | 0 | 0 | 0 | 0 | 280.3311
5518 | 90.8453 | 0 | 0 | 0 | 0 | 0 | 0 | 0 | 0 | 94.5494
5519 | 94.0328 | 0 | 0 | 0 | 0 | 0 | 0 | 0 | 0 | 97.8674
5520 | 90.8453 | 0 | 0 | 0 | 0 | 0 | 0 | 0 | 0 | 94.5494
5521 | 95.6266 | 0 | 0 | 0 | 0 | 0 | 0 | 0 | 0 | 99.5264
5522 | 87.6577 | 0 | 0 | 0 | 0 | 0 | 0 | 0 | 0 | 91.2324
5523 | 94.0328 | 0 | 0 | 0 | 0 | 0 | 0 | 0 | 0 | 97.8674
5524 | 85.267 | 0 | 0 | 0 | 0 | 0 | 0 | 0 | 0 | 88.7439
5525 | 94.8297 | 0 | 0 | 0 | 0 | 0 | 0 | 0 | 0 | 98.6969
5526 | 87.6577 | 0 | 0 | 0 | 0 | 0 | 0 | 0 | 0 | 91.2324
5527 | 93.2359 | 101.54 | 360.5938 | 97.0379 | -263.5559 | 0 | 0 | 0 | 0 | 0
5528 | 76.7762 | 330.45 | 1506.2101 | 79.9067 | -1426.3034 | 0 | 0 | 0 | 0 | 0
5529 | 83.0716 | 562.97 | 2617.7014 | 86.4584 | -2093.1229 | 0 | 438.1202 | 0 | 0 | 0
5530 | 78.5941 | 758.69 | 3440.7415 | 81.7988 | -663.2184 | 0 | 2695.7243 | 0 | 0 | 0
5531 | 85.6854 | 898.37 | 3993.8696 | 89.179 | 0 | 0 | 3904.6906 | 0 | 0 | 0
5532 | 80.162 | 969.29 | 4250.5886 | 83.4307 | 0 | 0 | 4167.1579 | 0 | 0 | 0
5533 | 88.2653 | 964.85 | 4222.011 | 91.8652 | 0 | 0 | 4130.1458 | 0 | 0 | 0
5534 | 80.4469 | 889.47 | 3925.8059 | 83.7274 | 0 | 0 | 3842.0785 | 0 | 0 | 0
5535 | 94.9911 | 602.56 | 2677.7366 | 98.8644 | 0 | 0 | 2578.8721 | 0 | 0 | 0
5536 | 84.2281 | 539.03 | 2479.5112 | 87.6636 | 0 | 0 | 2391.8477 | 0 | 0 | 0
5537 | 89.7426 | 304.16 | 1357.736 | 93.4024 | 0 | 0 | 1264.3336 | 0 | 0 | 0
5538 | 80.4598 | 74.48 | 281.7185 | 83.7409 | 0 | 0 | 197.9776 | 0 | 0 | 0
5539 | 96.4285 | 0 | 0 | 0 | 0 | 0 | 0 | 0 | 0 | 100.36
5540 | 86.0639 | 0 | 0 | 0 | 0 | 0 | 0 | 0 | 0 | 89.5734
5541 | 93.2359 | 0 | 0 | 0 | 0 | 0 | 0 | 0 | 0 | 97.0379
5542 | 86.8608 | 0 | 0 | 0 | 0 | 0 | 0 | 0 | 0 | 90.4029
5543 | 92.439 | 0 | 0 | 0 | 0 | 0 | 0 | 0 | 0 | 96.2084
5544 | 86.8608 | 0 | 0 | 0 | 0 | 0 | 0 | 0 | 0 | 90.4029
5545 | 93.2359 | 0 | 0 | 0 | 0 | 0 | 0 | 0 | 0 | 97.0379
5546 | 87.6577 | 0 | 0 | 0 | 0 | 0 | 0 | 0 | 0 | 91.2324
5547 | 92.439 | 0 | 0 | 0 | 0 | 0 | 0 | 0 | 0 | 96.2084
5548 | 86.8608 | 0 | 0 | 0 | 0 | 0 | 0 | 0 | 0 | 90.4029
5549 | 93.2359 | 0 | 0 | 0 | 0 | 0 | 0 | 0 | 0 | 97.0379
5550 | 82.8764 | 0 | 0 | 0 | 0 | 0 | 0 | 0 | 0 | 86.2554
5551 | 84.4702 | 99.86 | 367.7772 | 87.9144 | -279.8628 | 0 | 0 | 0 | 0 | 0
5552 | 79.4856 | 325.77 | 1487.6697 | 82.7272 | -968.9809 | 0 | 435.9616 | 0 | 0 | 0
5553 | 83.7151 | 556.99 | 2593.6262 | 87.1286 | 0 | 0 | 2506.4975 | 0 | 0 | 0
5554 | 80.1929 | 753.53 | 3430.2119 | 83.463 | 0 | 0 | 3346.7489 | 0 | 0 | 0
5555 | 80.8682 | 906.94 | 4056.0456 | 84.1666 | 0 | 0 | 3971.879 | 0 | 0 | 0
5556 | 79.7665 | 973.35 | 4310.1918 | 83.0186 | 0 | 0 | 4227.1732 | 0 | 0 | 0
5557 | 81.1979 | 967.79 | 4277.4042 | 84.509 | 0 | 0 | 4192.8952 | 0 | 0 | 0
5558 | 74.3586 | 882.58 | 3935.4112 | 77.3901 | 0 | 0 | 3858.0211 | 0 | 0 | 0
5559 | 87.9635 | 565.25 | 2531.6968 | 91.5509 | 0 | 0 | 2440.1459 | 0 | 0 | 0
5560 | 78.7595 | 470.46 | 2146.0151 | 81.9716 | 0 | 0 | 2064.0436 | 0 | 0 | 0
5561 | 83.995 | 272.65 | 1237.9051 | 87.42 | 0 | 0 | 1150.4851 | 0 | 0 | 0
5562 | 78.9318 | 81.19 | 284.0384 | 82.1506 | 0 | 0 | 201.8878 | 0 | 0 | 0
5563 | 94.8446 | 0 | 0 | 0 | 0 | 0 | 0 | 0 | 0 | 98.7125
5564 | 89.2515 | 0 | 0 | 0 | 0 | 0 | 0 | 0 | 0 | 92.8904
5565 | 93.2359 | 0 | 0 | 0 | 0 | 0 | 0 | 0 | 0 | 97.0379
5566 | 86.8608 | 0 | 0 | 0 | 0 | 0 | 0 | 0 | 0 | 90.4029
5567 | 96.4235 | 0 | 0 | 0 | 0 | 0 | 0 | 0 | 0 | 100.3548
5568 | 86.8608 | 0 | 0 | 0 | 0 | 0 | 0 | 0 | 0 | 90.4029
5569 | 93.2359 | 0 | 0 | 0 | 0 | 0 | 0 | 0 | 0 | 97.0379
5570 | 88.4546 | 0 | 0 | 0 | 0 | 0 | 0 | 0 | 0 | 92.0619
5571 | 86.8608 | 0 | 0 | 0 | 0 | 0 | 0 | 0 | 0 | 90.4029
5572 | 86.8608 | 0 | 0 | 0 | 0 | 0 | 0 | 0 | 0 | 90.4029
5573 | 93.2359 | 0 | 0 | 0 | 0 | 0 | 0 | 0 | 0 | 97.0379
5574 | 83.6733 | 0 | 0 | 0 | 0 | 0 | 0 | 0 | 0 | 87.0849
5575 | 86.8608 | 90.61 | 363.7234 | 90.4029 | -273.3205 | 0 | 0 | 0 | 0 | 0
5576 | 75.7243 | 330.8 | 1512.1342 | 78.8118 | -977.38 | 0 | 455.9425 | 0 | 0 | 0
5577 | 84.1783 | 563.33 | 2622.1507 | 87.6105 | 0 | 0 | 2534.5402 | 0 | 0 | 0
5578 | 72.4879 | 760.79 | 3464.1444 | 75.4438 | 0 | 0 | 3388.7005 | 0 | 0 | 0
5579 | 80.7865 | 753.93 | 3341.7667 | 84.0812 | 0 | 0 | 3257.6855 | 0 | 0 | 0
5580 | 74.8706 | 834.66 | 3659.0787 | 77.924 | 0 | 0 | 3581.1547 | 0 | 0 | 0
5581 | 86.2801 | 964.77 | 4273.1828 | 89.7982 | 0 | 0 | 4183.3846 | 0 | 0 | 0
5582 | 78.115 | 560.62 | 2490.43 | 81.3003 | 0 | 0 | 2409.1298 | 0 | 0 | 0
5583 | 78.5463 | 609.23 | 2733.9874 | 81.7489 | 0 | 0 | 2652.2386 | 0 | 0 | 0
5584 | 79.3432 | 532.43 | 2466.6129 | 82.5784 | 0 | 0 | 2384.0345 | 0 | 0 | 0
5585 | 88.3072 | 298.37 | 1338.1871 | 91.9079 | 0 | 0 | 1246.2792 | 0 | 0 | 0
5586 | 82.3435 | 78.67 | 275.1699 | 85.7007 | 0 | 0 | 189.4693 | 0 | 0 | 0
5587 | 97.2562 | 0 | 0 | 0 | 0 | 0 | 0 | 0 | 0 | 101.2218
5588 | 88.4546 | 0 | 0 | 0 | 0 | 0 | 0 | 0 | 0 | 92.0619
5589 | 94.0328 | 0 | 0 | 0 | 0 | 0 | 0 | 0 | 0 | 97.8674
5590 | 86.8608 | 0 | 0 | 0 | 0 | 0 | 0 | 0 | 0 | 90.4029
5591 | 90.8453 | 0 | 0 | 0 | 0 | 0 | 0 | 0 | 0 | 94.5494
5592 | 84.4702 | 0 | 0 | 0 | 0 | 0 | 0 | 0 | 0 | 87.9144
5593 | 93.2359 | 0 | 0 | 0 | 0 | 0 | 0 | 0 | 0 | 97.0379
5594 | 81.2826 | 0 | 0 | 0 | 0 | 0 | 0 | 0 | 0 | 84.5975
5595 | 92.439 | 0 | 0 | 0 | 0 | 0 | 0 | 0 | 0 | 96.2084
5596 | 79.6888 | 0 | 0 | 0 | 0 | 0 | 0 | 0 | 0 | 82.9385
5597 | 90.0484 | 0 | 0 | 0 | 0 | 0 | 0 | 0 | 0 | 93.7199
5598 | 79.6888 | 0 | 0 | 0 | 0 | 0 | 0 | 0 | 0 | 82.9385
5599 | 86.0639 | 80.59 | 327.572 | 89.5734 | -237.9986 | 0 | 0 | 0 | 0 | 0
5600 | 75.1595 | 257.01 | 1182.8532 | 78.2248 | -987.8044 | 0 | 116.8241 | 0 | 0 | 0
5601 | 85.1346 | 455.96 | 2098.6202 | 88.6065 | 0 | 0 | 2010.0137 | 0 | 0 | 0
5602 | 74.1644 | 598.89 | 2711.8189 | 77.1882 | 0 | 0 | 2634.6307 | 0 | 0 | 0
5603 | 80.2656 | 733.19 | 3278.1451 | 83.5379 | 0 | 0 | 3194.6071 | 0 | 0 | 0
5604 | 72.995 | 741.51 | 3297.5972 | 75.9715 | 0 | 0 | 3221.6257 | 0 | 0 | 0
5605 | 82.3325 | 783.36 | 3476.3235 | 85.6903 | 0 | 0 | 3390.6333 | 0 | 0 | 0
5606 | 74.6694 | 667.2 | 2983.4751 | 77.7138 | 0 | 0 | 2905.7614 | 0 | 0 | 0
5607 | 86.4494 | 607.72 | 2745.1289 | 89.9752 | 0 | 0 | 2655.1538 | 0 | 0 | 0
5608 | 80.9369 | 457.67 | 2099.7235 | 84.2374 | 0 | 0 | 2015.4861 | 0 | 0 | 0
5609 | 86.7502 | 269.65 | 1229.2167 | 90.2874 | 0 | 0 | 1138.9293 | 0 | 0 | 0
5610 | 79.3501 | 76.82 | 273.1258 | 82.5867 | 0 | 0 | 190.5392 | 0 | 0 | 0
5611 | 96.4444 | 0 | 0 | 0 | 0 | 0 | 0 | 0 | 0 | 100.3767
5612 | 87.6577 | 0 | 0 | 0 | 0 | 0 | 0 | 0 | 0 | 91.2324
5613 | 90.8453 | 0 | 0 | 0 | 0 | 0 | 0 | 0 | 0 | 94.5494
5614 | 86.0639 | 0 | 0 | 0 | 0 | 0 | 0 | 0 | 0 | 89.5734
5615 | 92.439 | 0 | 0 | 0 | 0 | 0 | 0 | 0 | 0 | 96.2084
5616 | 87.6577 | 0 | 0 | 0 | 0 | 0 | 0 | 0 | 0 | 91.2324
5617 | 94.0328 | 0 | 0 | 0 | 0 | 0 | 0 | 0 | 0 | 97.8674
5618 | 86.8608 | 0 | 0 | 0 | 0 | 0 | 0 | 0 | 0 | 90.4029
5619 | 93.2359 | 0 | 0 | 0 | 0 | 0 | 0 | 0 | 0 | 97.0379
5620 | 79.6888 | 0 | 0 | 0 | 0 | 0 | 0 | 0 | 0 | 82.9385
5621 | 88.4546 | 0 | 0 | 0 | 0 | 0 | 0 | 0 | 0 | 92.0619
5622 | 86.0639 | 0 | 0 | 0 | 0 | 0 | 0 | 0 | 0 | 89.5734
5623 | 88.4546 | 94.48 | 376.0275 | 92.0609 | -283.9666 | 0 | 0 | 0 | 0 | 0
5624 | 78.9726 | 285.56 | 1313.657 | 82.1933 | -954.742 | 0 | 276.7217 | 0 | 0 | 0
5625 | 84.4114 | 451.44 | 2069.2745 | 87.8541 | 0 | 0 | 1981.4205 | 0 | 0 | 0
5626 | 75.3169 | 617.48 | 2778.5098 | 78.3882 | 0 | 0 | 2700.1216 | 0 | 0 | 0
5627 | 86.3179 | 719.78 | 3193.9275 | 89.8378 | 0 | 0 | 3104.0897 | 0 | 0 | 0
5628 | 74.6116 | 781.18 | 3442.006 | 77.6534 | 0 | 0 | 3364.3526 | 0 | 0 | 0
5629 | 87.3011 | 736.47 | 3250.3168 | 90.8609 | 0 | 0 | 3159.4559 | 0 | 0 | 0
5630 | 82.3166 | 277.28 | 1230.9319 | 85.6736 | 0 | 0 | 1145.2583 | 0 | 0 | 0
5631 | 88.9845 | 405.72 | 1825.6682 | 92.6125 | 0 | 0 | 1733.0557 | 0 | 0 | 0
5632 | 81.1182 | 347.19 | 1581.5478 | 84.4268 | 0 | 0 | 1497.121 | 0 | 0 | 0
5633 | 82.9302 | 125.32 | 553.7099 | 86.3116 | 0 | 0 | 467.3983 | 0 | 0 | 0
5634 | 82.6104 | 41.96 | 158.146 | 85.9786 | 0 | 0 | 72.1675 | 0 | 0 | 0
5635 | 95.6336 | 0 | 0 | 0 | 0 | 0 | 0 | 0 | 0 | 99.5336
5636 | 90.8453 | 0 | 0 | 0 | 0 | 0 | 0 | 0 | 0 | 94.5494
5637 | 93.2359 | 0 | 0 | 0 | 0 | 0 | 0 | 0 | 0 | 97.0379
5638 | 88.4546 | 0 | 0 | 0 | 0 | 0 | 0 | 0 | 0 | 92.0619
5639 | 97.2204 | 0 | 0 | 0 | 0 | 0 | 0 | 0 | 0 | 101.1843
5640 | 90.0484 | 0 | 0 | 0 | 0 | 0 | 0 | 0 | 0 | 93.7199
5641 | 92.439 | 0 | 0 | 0 | 0 | 0 | 0 | 0 | 0 | 96.2084
5642 | 86.0639 | 0 | 0 | 0 | 0 | 0 | 0 | 0 | 0 | 89.5734
5643 | 90.8453 | 0 | 0 | 0 | 0 | 0 | 0 | 0 | 0 | 94.5494
5644 | 86.8608 | 0 | 0 | 0 | 0 | 0 | 0 | 0 | 0 | 90.4029
5645 | 92.439 | 0 | 0 | 0 | 0 | 0 | 0 | 0 | 0 | 96.2084
5646 | 85.267 | 0 | 0 | 0 | 0 | 0 | 0 | 0 | 0 | 88.7439
5647 | 76.5013 | 70.27 | 287.0244 | 79.6205 | -207.4039 | 0 | 0 | 0 | 0 | 0
5648 | 82.453 | 254.6 | 1169.83 | 85.8162 | -1054.3631 | 0 | 29.6507 | 0 | 0 | 0
5649 | 644.2323 | 465.2 | 2135.8155 | 670.5028 | 0 | 0 | 1465.3128 | 0 | 0 | 0
5650 | 550.7832 | 607.23 | 2739.7981 | 573.2422 | 0 | 0 | 2166.5559 | 0 | 0 | 0
5651 | 872.9741 | 670.53 | 2987.9723 | 908.5711 | 0 | 0 | 2079.4013 | 0 | 0 | 0
5652 | 946.1464 | 481.86 | 2145.0732 | 984.7268 | 0 | 0 | 1160.3464 | 0 | 0 | 0
5653 | 1239.5337 | 244.98 | 1078.3978 | 1078.3978 | 0 | 0 | 0 | 111.028 | 0 | 96.1241
5654 | 1165.2976 | 297.22 | 1319.7914 | 1212.8151 | -106.9762 | 0 | 0 | 0 | 0 | 0
5655 | 1376.3664 | 51.05 | 196.175 | 196.175 | 0 | 0 | 0 | 1016.737 | 0 | 178.1185
5656 | 885.9086 | 31.38 | 110.5419 | 110.5419 | 0 | 0 | 0 | 0 | 0 | 811.4916
5657 | 1355.6593 | 12.73 | 29.4238 | 29.4238 | 0 | 0 | 0 | 0 | 0 | 1381.5146
5658 | 1090.8972 | 21.55 | 66.6847 | 66.6847 | 0 | 0 | 0 | 0 | 0 | 1068.6956
5659 | 1122.6312 | 0 | 0 | 0 | 0 | 0 | 0 | 0 | 0 | 1168.4083
5660 | 1206.4888 | 0 | 0 | 0 | 0 | 0 | 0 | 0 | 0 | 1255.6858
5661 | 1114.0497 | 0 | 0 | 0 | 0 | 0 | 0 | 0 | 0 | 1159.4774
5662 | 1332.3971 | 0 | 0 | 0 | 0 | 0 | 0 | 0 | 0 | 1386.7279
5663 | 1107.6746 | 0 | 0 | 0 | 0 | 0 | 0 | 0 | 0 | 1152.8424
5664 | 162.5652 | 0 | 0 | 0 | 0 | 0 | 0 | 0 | 0 | 169.1939
5665 | 108.3768 | 0 | 0 | 0 | 0 | 0 | 0 | 108.377 | 0 | 0
5666 | 94.0328 | 0 | 0 | 0 | 0 | 0 | 0 | 94.033 | 0 | 0
5667 | 105.1892 | 0 | 0 | 0 | 0 | 0 | 0 | 105.189 | 0 | 0
5668 | 101.2048 | 0 | 0 | 0 | 0 | 0 | 0 | 101.205 | 0 | 0
5669 | 105.1892 | 0 | 0 | 0 | 0 | 0 | 0 | 105.189 | 0 | 0
5670 | 94.8297 | 0 | 0 | 0 | 0 | 0 | 0 | 94.83 | 0 | 0
5671 | 86.8608 | 41.16 | 158.4166 | 90.4029 | -68.0137 | 0 | 0 | 0 | 0 | 0
5672 | 82.0825 | 338.39 | 1541.1146 | 85.4301 | -1455.6845 | 0 | 0 | 0 | 0 | 0
5673 | 832.2691 | 574.99 | 2660.4794 | 866.2063 | -1794.2732 | 0 | 0 | 0 | 0 | 0
5674 | 1035.63 | 773.15 | 3498.0602 | 1077.8597 | -2093.1229 | 0 | 327.0776 | 0 | 0 | 0
5675 | 888.0562 | 905.16 | 4022.8261 | 924.2681 | -2093.1229 | 0 | 1005.4351 | 0 | 0 | 0
5676 | 1347.1615 | 975.26 | 4295.7833 | 1402.0939 | -2093.1229 | 0 | 800.5666 | 0 | 0 | 0
5677 | 1336.4483 | 968.49 | 4268.5358 | 1390.9441 | -1233.4985 | 0 | 1644.0932 | 0 | 0 | 0
5678 | 1189.8149 | 886.98 | 3946.9607 | 1238.3318 | 0 | 0 | 2708.6289 | 0 | 0 | 0
5679 | 1475.6089 | 539.89 | 2420.417 | 1535.7796 | 0 | 0 | 884.6374 | 0 | 0 | 0
5680 | 1639.9322 | 532.94 | 2464.8561 | 1706.8032 | 0 | 0 | 758.0529 | 0 | 0 | 0
5681 | 1706.823 | 220.52 | 1000.0439 | 1000.0439 | 0 | 0 | 0 | 745.96 | 0 | 0
5682 | 1428.5228 | 34.29 | 123.2779 | 123.2779 | 0 | 0 | 0 | 1310.075 | 0 | 0
5683 | 1533.5207 | 0 | 0 | 0 | 0 | 0 | 0 | 0 | 0 | 1596.0531
5684 | 1655.1368 | 0 | 0 | 0 | 0 | 0 | 0 | 0 | 0 | 1722.6282
5685 | 1609.7142 | 0 | 0 | 0 | 0 | 0 | 0 | 0 | 0 | 1675.353
5686 | 1722.0755 | 0 | 0 | 0 | 0 | 0 | 0 | 0 | 0 | 1792.2957
5687 | 1463.8837 | 0 | 0 | 0 | 0 | 0 | 0 | 0 | 0 | 1523.5765
5688 | 1754.7479 | 0 | 0 | 0 | 0 | 0 | 0 | 1754.748 | 0 | 0
5689 | 1349.1318 | 0 | 0 | 0 | 0 | 0 | 0 | 1349.132 | 0 | 0
5690 | 1326.022 | 0 | 0 | 0 | 0 | 0 | 0 | 1326.022 | 0 | 0
5691 | 1411.2891 | 0 | 0 | 0 | 0 | 0 | 0 | 1411.289 | 0 | 0
5692 | 1294.1465 | 0 | 0 | 0 | 0 | 0 | 0 | 1294.146 | 0 | 0
5693 | 1482.2121 | 0 | 0 | 0 | 0 | 0 | 0 | 1482.212 | 0 | 0
5694 | 1483.009 | 0 | 0 | 0 | 0 | 0 | 0 | 1483.009 | 0 | 0
5695 | 1287.7714 | 77.24 | 314.7996 | 314.7996 | 0 | 0 | 0 | 801.913 | 0 | 190.8712
5696 | 1284.4902 | 249.61 | 1142.1151 | 1142.1151 | 0 | 0 | 0 | 0 | 0 | 194.7533
5697 | 1520.7915 | 414.87 | 1886.819 | 1582.805 | -304.014 | 0 | 0 | 0 | 0 | 0
5698 | 1079.7616 | 549.34 | 2459.0693 | 1123.7912 | -1335.2781 | 0 | 0 | 0 | 0 | 0
5699 | 1397.4561 | 670.39 | 2964.2634 | 1454.4398 | -1509.8237 | 0 | 0 | 0 | 0 | 0
5700 | 1300.2516 | 816.77 | 3570.1236 | 1353.2711 | -2093.1229 | 0 | 123.7296 | 0 | 0 | 0
5701 | 1512.0147 | 760.19 | 3333.0835 | 1573.6701 | -1759.4134 | 0 | 0 | 0 | 0 | 0
5702 | 1330.6818 | 654.22 | 2892.2719 | 1384.9429 | -1507.3289 | 0 | 0 | 0 | 0 | 0
5703 | 1355.5716 | 577.62 | 2579.0491 | 1410.8468 | -1168.2022 | 0 | 0 | 0 | 0 | 0
5704 | 1598.3855 | 255.92 | 1152.6978 | 1152.6978 | 0 | 0 | 0 | 490.849 | 0 | 0
5705 | 1495.9604 | 125.31 | 553.1645 | 553.1645 | 0 | 0 | 0 | 964.469 | 0 | 0
5706 | 1298.7306 | 45.02 | 171.0569 | 171.0569 | 0 | 0 | 0 | 447.486 | 0 | 714.8992
5707 | 1402.2623 | 0 | 0 | 0 | 0 | 0 | 0 | 0 | 0 | 1459.4417
5708 | 1392.1637 | 0 | 0 | 0 | 0 | 0 | 0 | 0 | 0 | 1448.932
5709 | 1202.5043 | 0 | 0 | 0 | 0 | 0 | 0 | 0 | 0 | 1251.5383
5710 | 1352.3193 | 0 | 0 | 0 | 0 | 0 | 0 | 0 | 0 | 1407.4622
5711 | 1295.7403 | 0 | 0 | 0 | 0 | 0 | 0 | 0 | 0 | 1348.5761
5712 | 1243.9425 | 0 | 0 | 0 | 0 | 0 | 0 | 0 | 0 | 1294.667
5713 | 1173.8164 | 0 | 0 | 0 | 0 | 0 | 0 | 1173.816 | 0 | 0
5714 | 1220.8328 | 0 | 0 | 0 | 0 | 0 | 0 | 1220.833 | 0 | 0
5715 | 1220.0359 | 0 | 0 | 0 | 0 | 0 | 0 | 1220.036 | 0 | 0
5716 | 899.6868 | 0 | 0 | 0 | 0 | 0 | 0 | 899.687 | 0 | 0
5717 | 1117.2373 | 0 | 0 | 0 | 0 | 0 | 0 | 1117.237 | 0 | 0
5718 | 1305.3029 | 0 | 0 | 0 | 0 | 0 | 0 | 1305.303 | 0 | 0
5719 | 1147.519 | 97.42 | 387.6727 | 387.6727 | 0 | 0 | 0 | 0 | 0 | 806.6384
5720 | 929.5402 | 298.44 | 1375.0285 | 967.4437 | -407.5848 | 0 | 0 | 0 | 0 | 0
5721 | 1210.9693 | 393.85 | 1801.1319 | 1260.3484 | -540.7835 | 0 | 0 | 0 | 0 | 0
5722 | 1135.0278 | 559.41 | 2516.2923 | 1181.3108 | -1334.9815 | 0 | 0 | 0 | 0 | 0
5723 | 1545.1075 | 916.28 | 4079.4787 | 1608.1115 | -2093.1229 | 0 | 378.2443 | 0 | 0 | 0
5724 | 1332.948 | 386.41 | 1710.4022 | 1387.3013 | -323.1008 | 0 | 0 | 0 | 0 | 0
5725 | 1136.3975 | 981.7 | 4302.769 | 1182.7356 | -2093.1229 | 0 | 1026.9105 | 0 | 0 | 0
5726 | 1310.148 | 610.95 | 2690.9222 | 1363.5716 | -1327.3505 | 0 | 0 | 0 | 0 | 0
5727 | 1355.743 | 738.32 | 3312.9185 | 1411.0259 | -1901.8926 | 0 | 0 | 0 | 0 | 0
5728 | 1265.597 | 471.25 | 2135.827 | 1317.204 | -808.899 | 0 | 9.724 | 0 | 0 | 0
5729 | 1372.3541 | 20.57 | 63.9984 | 63.9984 | 0 | 0 | 0 | 3.933 | 0 | 1360.2224
5730 | 1424.6399 | 57.39 | 216.0163 | 216.0163 | 0 | 0 | 0 | 0 | 0 | 1266.7159
5731 | 1131.4817 | 0 | 0 | 0 | 0 | 0 | 0 | 0 | 0 | 1177.6202
5732 | 1318.85 | 0 | 0 | 0 | 0 | 0 | 0 | 0 | 0 | 1372.6285
5733 | 1212.067 | 0 | 0 | 0 | 0 | 0 | 0 | 0 | 0 | 1261.4912
5734 | 1363.4758 | 0 | 0 | 0 | 0 | 0 | 0 | 0 | 0 | 1419.0742
5735 | 1298.9278 | 0 | 0 | 0 | 0 | 0 | 0 | 0 | 0 | 1351.8941
5736 | 502.0396 | 0 | 0 | 0 | 0 | 0 | 0 | 0 | 0 | 522.5116
5737 | 307.5989 | 0 | 0 | 0 | 0 | 0 | 0 | 307.599 | 0 | 0
5738 | 222.3318 | 0 | 0 | 0 | 0 | 0 | 0 | 222.332 | 0 | 0
5739 | 304.4113 | 0 | 0 | 0 | 0 | 0 | 0 | 304.411 | 0 | 0
5740 | 233.4883 | 0 | 0 | 0 | 0 | 0 | 0 | 233.488 | 0 | 0
5741 | 283.6922 | 0 | 0 | 0 | 0 | 0 | 0 | 283.692 | 0 | 0
5742 | 279.7078 | 0 | 0 | 0 | 0 | 0 | 0 | 279.708 | 0 | 0
5743 | 278.114 | 105.44 | 383.2536 | 289.4546 | -93.799 | 0 | 0 | 0 | 0 | 0
5744 | 207.0754 | 338.97 | 1548.2804 | 215.5199 | -1332.7605 | 0 | 0 | 0 | 0 | 0
5745 | 1378.0269 | 364.27 | 1649.677 | 1434.2185 | -215.4585 | 0 | 0 | 0 | 0 | 0
5746 | 1300.4519 | 774.36 | 3446.3117 | 1353.4803 | -2092.8314 | 0 | 0 | 0 | 0 | 0
5747 | 1608.7589 | 915.67 | 3984.9886 | 1674.358 | -2093.1229 | 0 | 217.5078 | 0 | 0 | 0
5748 | 1772.0822 | 984.34 | 4236.6297 | 1844.3418 | -2093.1229 | 0 | 299.165 | 0 | 0 | 0
5749 | 1617.9401 | 836.25 | 3581.6783 | 1683.9144 | -1897.7639 | 0 | 0 | 0 | 0 | 0
5750 | 1533.0237 | 554.44 | 2427.8648 | 1595.5358 | -832.329 | 0 | 0 | 0 | 0 | 0
5751 | 1780.7354 | 582.69 | 2574.4499 | 1853.3477 | -179.6485 | 0 | 541.4537 | 0 | 0 | 0
5752 | 1349.0361 | 73.47 | 301.4214 | 301.4214 | 0 | 0 | 0 | 1059.424 | 0 | 0
5753 | 1613.9387 | 90.32 | 385.3882 | 385.3882 | 0 | 0 | 0 | 1243.65 | 0 | 0
5754 | 1295.9295 | 23.51 | 74.3125 | 74.3125 | 0 | 0 | 0 | 1224.529 | 0 | 0
5755 | 1388.6465 | 0 | 0 | 0 | 0 | 0 | 0 | 0 | 0 | 1445.2705
5756 | 1267.0523 | 0 | 0 | 0 | 0 | 0 | 0 | 0 | 0 | 1318.7183
5757 | 1465.4775 | 0 | 0 | 0 | 0 | 0 | 0 | 0 | 0 | 1525.2345
5758 | 1438.3833 | 0 | 0 | 0 | 0 | 0 | 0 | 0 | 0 | 1497.0356
5759 | 1352.3193 | 0 | 0 | 0 | 0 | 0 | 0 | 0 | 0 | 1407.4622
5760 | 574.5564 | 0 | 0 | 0 | 0 | 0 | 0 | 574.556 | 0 | 0
5761 | 496.4614 | 0 | 0 | 0 | 0 | 0 | 0 | 496.461 | 0 | 0
5762 | 496.4614 | 0 | 0 | 0 | 0 | 0 | 0 | 496.461 | 0 | 0
5763 | 502.0396 | 0 | 0 | 0 | 0 | 0 | 0 | 502.04 | 0 | 0
5764 | 419.9601 | 0 | 0 | 0 | 0 | 0 | 0 | 419.96 | 0 | 0
5765 | 483.7112 | 0 | 0 | 0 | 0 | 0 | 0 | 483.711 | 0 | 0
5766 | 465.3827 | 0 | 0 | 0 | 0 | 0 | 0 | 465.383 | 0 | 0
5767 | 470.1641 | 78.53 | 319.8786 | 319.8786 | 0 | 0 | 0 | 162.818 | 0 | 0
5768 | 384.0224 | 250.94 | 1147.625 | 399.6812 | -747.9438 | 0 | 0 | 0 | 0 | 0
5769 | 1040.75 | 397.61 | 1810.0545 | 1083.1884 | -726.866 | 0 | 0 | 0 | 0 | 0
5770 | 1686.0651 | 512.75 | 2300.125 | 1754.8173 | -545.3077 | 0 | 0 | 0 | 0 | 0
5771 | 1865.857 | 713.26 | 3152.2891 | 1941.9407 | -1210.3485 | 0 | 0 | 0 | 0 | 0
5772 | 1807.6941 | 610.58 | 2698.4772 | 1881.406 | -817.0712 | 0 | 0 | 0 | 0 | 0
5773 | 1599.518 | 980.3 | 4324.2298 | 1664.7412 | -2093.1229 | 0 | 566.3658 | 0 | 0 | 0
5774 | 1650.484 | 502.31 | 2237.9084 | 1717.7854 | -520.123 | 0 | 0 | 0 | 0 | 0
5775 | 1952.3423 | 490.41 | 2205.1979 | 2031.9522 | -173.2456 | 0 | 0 | 0 | 0 | 0
5776 | 1917.6398 | 186.47 | 832.9576 | 832.9576 | 0 | 0 | 0 | 1117.317 | 0 | 0
5777 | 1638.3992 | 32.34 | 117.9471 | 117.9471 | 0 | 0 | 0 | 1525.073 | 0 | 0
5778 | 1789.8428 | 34.26 | 122.2101 | 122.2101 | 0 | 0 | 0 | 1672.42 | 0 | 0
5779 | 1557.9215 | 0 | 0 | 0 | 0 | 0 | 0 | 0 | 0 | 1621.448
5780 | 1417.6642 | 0 | 0 | 0 | 0 | 0 | 0 | 0 | 0 | 1475.4718
5781 | 1755.5448 | 0 | 0 | 0 | 0 | 0 | 0 | 0 | 0 | 1827.1305
5782 | 1519.6659 | 0 | 0 | 0 | 0 | 0 | 0 | 0 | 0 | 1581.6331
5783 | 1699.7626 | 0 | 0 | 0 | 0 | 0 | 0 | 0 | 0 | 1769.0739
5784 | 524.3525 | 0 | 0 | 0 | 0 | 0 | 0 | 524.352 | 0 | 0
5785 | 475.7423 | 0 | 0 | 0 | 0 | 0 | 0 | 475.742 | 0 | 0
5786 | 485.3049 | 0 | 0 | 0 | 0 | 0 | 0 | 485.305 | 0 | 0
5787 | 448.6481 | 0 | 0 | 0 | 0 | 0 | 0 | 448.648 | 0 | 0
5788 | 408.8037 | 0 | 0 | 0 | 0 | 0 | 0 | 408.804 | 0 | 0
5789 | 496.4614 | 0 | 0 | 0 | 0 | 0 | 0 | 496.461 | 0 | 0
5790 | 478.9298 | 0 | 0 | 0 | 0 | 0 | 0 | 478.93 | 0 | 0
5791 | 400.8348 | 64.89 | 264.4603 | 264.4603 | 0 | 0 | 0 | 146.735 | 0 | 0
5792 | 182.8679 | 212.8 | 965.308 | 190.3248 | -774.9832 | 0 | 0 | 0 | 0 | 0
5793 | 1356.1404 | 390.21 | 1760.6092 | 1411.4401 | -349.1692 | 0 | 0 | 0 | 0 | 0
5794 | 1493.0687 | 563.25 | 2484.5538 | 1553.9516 | -930.6022 | 0 | 0 | 0 | 0 | 0
5795 | 1601.832 | 690.08 | 2985.9345 | 1667.1496 | -1318.7849 | 0 | 0 | 0 | 0 | 0
5796 | 1394.3631 | 739.92 | 3175.1831 | 1451.2207 | -1723.9625 | 0 | 0 | 0 | 0 | 0
5797 | 1717.3001 | 726.27 | 3127.0513 | 1787.327 | -1339.7243 | 0 | 0 | 0 | 0 | 0
5798 | 1250.3824 | 747.47 | 3237.2623 | 1301.3686 | -1935.8938 | 0 | 0 | 0 | 0 | 0
5799 | 1121.1221 | 612.04 | 2705.9728 | 1166.8378 | -1539.1351 | 0 | 0 | 0 | 0 | 0
5800 | 1607.7798 | 257.03 | 1153.0943 | 1153.0943 | 0 | 0 | 0 | 499.863 | 0 | 0
5801 | 1448.2039 | 70.27 | 292.4156 | 292.4156 | 0 | 0 | 0 | 1167.245 | 0 | 0
5802 | 1364.7797 | 18.61 | 52.8153 | 52.8153 | 0 | 0 | 0 | 1314.034 | 0 | 0
5803 | 1446.5205 | 0 | 0 | 0 | 0 | 0 | 0 | 0 | 0 | 1505.5044
5804 | 1027.9858 | 0 | 0 | 0 | 0 | 0 | 0 | 0 | 0 | 1069.904
5805 | 1208.0826 | 0 | 0 | 0 | 0 | 0 | 0 | 0 | 0 | 1257.3448
5806 | 1391.3668 | 0 | 0 | 0 | 0 | 0 | 0 | 0 | 0 | 1448.1025
5807 | 960.2503 | 0 | 0 | 0 | 0 | 0 | 0 | 0 | 0 | 999.4059
5808 | 1379.4135 | 0 | 0 | 0 | 0 | 0 | 0 | 1379.414 | 0 | 0
5809 | 1115.6435 | 0 | 0 | 0 | 0 | 0 | 0 | 1115.644 | 0 | 0
5810 | 1562.6978 | 0 | 0 | 0 | 0 | 0 | 0 | 1562.698 | 0 | 0
5811 | 1405.7108 | 0 | 0 | 0 | 0 | 0 | 0 | 1405.711 | 0 | 0
5812 | 1476.6339 | 0 | 0 | 0 | 0 | 0 | 0 | 1476.634 | 0 | 0
5813 | 1177.8008 | 0 | 0 | 0 | 0 | 0 | 0 | 202.988 | 0 | 1014.5617
5814 | 1127.5968 | 0 | 0 | 0 | 0 | 0 | 0 | 0 | 0 | 1173.5768
5815 | 1133.1751 | 82.89 | 336.5664 | 336.5664 | 0 | 0 | 0 | 0 | 0 | 842.8158
5816 | 181.302 | 350.1 | 1587.3282 | 188.696 | -1398.6323 | 0 | 0 | 0 | 0 | 0
5817 | 479.2755 | 390.48 | 1757.1664 | 498.8183 | -1258.3481 | 0 | 0 | 0 | 0 | 0
5818 | 453.9145 | 789.12 | 3460.0729 | 472.4232 | -2093.1229 | 0 | 894.5268 | 0 | 0 | 0
5819 | 496.7951 | 927.72 | 3958.4853 | 517.0517 | -2093.1229 | 0 | 1348.3107 | 0 | 0 | 0
5820 | 414.3719 | 997.29 | 4200.928 | 431.2688 | -2093.1229 | 0 | 1676.5363 | 0 | 0 | 0
5821 | 318.7732 | 989.49 | 4178.214 | 331.7715 | -1894.4885 | 0 | 1951.954 | 0 | 0 | 0
5822 | 334.3604 | 898.49 | 3854.3961 | 347.9952 | 0 | 0 | 3506.401 | 0 | 0 | 0
5823 | 406.4429 | 746.79 | 3284.1295 | 423.0164 | 0 | 0 | 2861.1131 | 0 | 0 | 0
5824 | 328.2074 | 537.32 | 2439.0958 | 341.5902 | 0 | 0 | 2097.5056 | 0 | 0 | 0
5825 | 412.0002 | 295.9 | 1302.3896 | 428.8 | 0 | 0 | 873.5895 | 0 | 0 | 0
5826 | 284.013 | 69.31 | 214.4937 | 214.4937 | 0 | 0 | 0 | 0 | 0 | 81.1005
5827 | 303.3544 | 0 | 0 | 0 | 0 | 0 | 0 | 0 | 0 | 315.7238
5828 | 260.5825 | 0 | 0 | 0 | 0 | 0 | 0 | 0 | 0 | 271.2077
5829 | 203.2065 | 0 | 0 | 0 | 0 | 0 | 0 | 0 | 0 | 211.4921
5830 | 329.9117 | 0 | 0 | 0 | 0 | 0 | 0 | 0 | 0 | 343.3648
5831 | 295.6455 | 0 | 0 | 0 | 0 | 0 | 0 | 0 | 0 | 307.7015
5832 | 301.2237 | 0 | 0 | 0 | 0 | 0 | 0 | 0 | 0 | 313.5069
5833 | 332.0389 | 0 | 0 | 0 | 0 | 0 | 0 | 0 | 0 | 345.5785
5834 | 303.4149 | 0 | 0 | 0 | 0 | 0 | 0 | 0 | 0 | 315.7873
5835 | 303.4149 | 0 | 0 | 0 | 0 | 0 | 0 | 0 | 0 | 315.7873
5836 | 323.0428 | 0 | 0 | 0 | 0 | 0 | 0 | 0 | 0 | 336.2157
5837 | 232.2637 | 0 | 0 | 0 | 0 | 0 | 0 | 0 | 0 | 241.735
5838 | 282.1513 | 0 | 0 | 0 | 0 | 0 | 0 | 0 | 0 | 293.6562
5839 | 262.5234 | 62.41 | 253.1273 | 253.1273 | 0 | 0 | 0 | 0 | 0 | 20.1005
5840 | 251.6319 | 238.53 | 1093.9043 | 261.8927 | -832.0115 | 0 | 0 | 0 | 0 | 0
5841 | 470.5752 | 383.66 | 1750.8832 | 489.7646 | -1261.1186 | 0 | 0 | 0 | 0 | 0
5842 | 1198.9713 | 453.8 | 2039.9038 | 1247.8612 | -792.0426 | 0 | 0 | 0 | 0 | 0
5843 | 1601.2271 | 624.73 | 2771.3388 | 1666.5199 | -1104.8189 | 0 | 0 | 0 | 0 | 0
5844 | 1241.291 | 706.99 | 3113.6128 | 1291.9058 | -142.1285 | 0 | 1679.5785 | 0 | 0 | 0
5845 | 1602.0439 | 762.51 | 3352.6251 | 1667.3692 | 0 | 0 | 1685.256 | 0 | 0 | 0
5846 | 1542.9506 | 735.07 | 3251.5522 | 1605.8676 | 0 | 0 | 1645.6846 | 0 | 0 | 0
5847 | 1640.668 | 511.13 | 2297.7271 | 1707.5692 | 0 | 0 | 590.1579 | 0 | 0 | 0
5848 | 1242.7375 | 449.53 | 2054.1218 | 1293.4129 | 0 | 0 | 760.709 | 0 | 0 | 0
5849 | 1329.2874 | 250.85 | 1138.4391 | 1138.4391 | 0 | 0 | 0 | 235.452 | 0 | 0
5850 | 1176.7039 | 61.02 | 218.2769 | 218.2769 | 0 | 0 | 0 | 966.979 | 0 | 0
5851 | 1489.1425 | 0 | 0 | 0 | 0 | 0 | 0 | 0 | 0 | 1549.8644
5852 | 1527.7062 | 0 | 0 | 0 | 0 | 0 | 0 | 0 | 0 | 1590.001
5853 | 1849.1134 | 0 | 0 | 0 | 0 | 0 | 0 | 0 | 0 | 1924.5139
5854 | 1687.1831 | 0 | 0 | 0 | 0 | 0 | 0 | 0 | 0 | 1755.9809
5855 | 1236.5588 | 0 | 0 | 0 | 0 | 0 | 0 | 0 | 0 | 1286.9819
5856 | 1050.9114 | 0 | 0 | 0 | 0 | 0 | 0 | 631.308 | 0 | 436.7141
5857 | 1364.9581 | 0 | 0 | 0 | 0 | 0 | 0 | 1364.958 | 0 | 0
5858 | 1355.1441 | 0 | 0 | 0 | 0 | 0 | 0 | 1355.144 | 0 | 0
5859 | 1388.6752 | 0 | 0 | 0 | 0 | 0 | 0 | 1388.675 | 0 | 0
5860 | 1544.0628 | 0 | 0 | 0 | 0 | 0 | 0 | 1544.063 | 0 | 0
5861 | 1248.0084 | 0 | 0 | 0 | 0 | 0 | 0 | 1248.008 | 0 | 0
5862 | 1493.3574 | 0 | 0 | 0 | 0 | 0 | 0 | 1493.357 | 0 | 0
5863 | 1527.7062 | 108.62 | 401.9022 | 401.9022 | 0 | 0 | 0 | 0 | 0 | 1188.0998
5864 | 1240.9649 | 345.18 | 1587.2262 | 1291.5676 | -295.6587 | 0 | 0 | 0 | 0 | 0
5865 | 1314.0022 | 463.38 | 2121.7838 | 1367.5828 | -754.201 | 0 | 0 | 0 | 0 | 0
5866 | 1895.8186 | 783.88 | 3560.2716 | 1973.1244 | -1587.1471 | 0 | 0 | 0 | 0 | 0
5867 | 1738.3935 | 727.37 | 3227.6091 | 1809.2801 | -1418.329 | 0 | 0 | 0 | 0 | 0
5868 | 1628.6735 | 832.62 | 3659.8042 | 1695.0861 | -1964.7181 | 0 | 0 | 0 | 0 | 0
5869 | 1331.8493 | 981.99 | 4346.5243 | 1386.1575 | -2093.1229 | 0 | 867.2439 | 0 | 0 | 0
5870 | 1502.9147 | 879.52 | 3923.2747 | 1564.198 | -2093.1229 | 0 | 265.9539 | 0 | 0 | 0
5871 | 1067.9509 | 727.61 | 3300.0565 | 1111.4986 | -624.5379 | 0 | 1564.02 | 0 | 0 | 0
5872 | 1186.9605 | 519.07 | 2401.5529 | 1235.3604 | 0 | 0 | 1166.1925 | 0 | 0 | 0
5873 | 1465.9979 | 282.56 | 1262.5986 | 1262.5986 | 0 | 0 | 0 | 252.867 | 0 | 0
5874 | 1552.9578 | 63.25 | 214.2054 | 214.2054 | 0 | 0 | 0 | 1347.144 | 0 | 0
5875 | 1503.1713 | 0 | 0 | 0 | 0 | 0 | 0 | 0 | 0 | 1564.4655
5876 | 1143.3262 | 0 | 0 | 0 | 0 | 0 | 0 | 0 | 0 | 1189.9472
5877 | 1723.9854 | 0 | 0 | 0 | 0 | 0 | 0 | 0 | 0 | 1794.2836
5878 | 1668.373 | 0 | 0 | 0 | 0 | 0 | 0 | 0 | 0 | 1736.4039
5879 | 1373.1364 | 0 | 0 | 0 | 0 | 0 | 0 | 0 | 0 | 1429.1281
5880 | 1233.2875 | 0 | 0 | 0 | 0 | 0 | 0 | 140.635 | 0 | 1137.2068
5881 | 1690.4544 | 0 | 0 | 0 | 0 | 0 | 0 | 1690.454 | 0 | 0
5882 | 1819.6715 | 0 | 0 | 0 | 0 | 0 | 0 | 1819.672 | 0 | 0
5883 | 1252.9154 | 0 | 0 | 0 | 0 | 0 | 0 | 1252.915 | 0 | 0
5884 | 1363.3224 | 0 | 0 | 0 | 0 | 0 | 0 | 1363.322 | 0 | 0
5885 | 1499.0822 | 0 | 0 | 0 | 0 | 0 | 0 | 1499.082 | 0 | 0
5886 | 1406.6674 | 0 | 0 | 0 | 0 | 0 | 0 | 1406.667 | 0 | 0
5887 | 1239.0123 | 111.44 | 408.815 | 408.815 | 0 | 0 | 0 | 0 | 0 | 880.7199
5888 | 1144.3567 | 348.18 | 1598.2054 | 1191.0202 | -407.1852 | 0 | 0 | 0 | 0 | 0
5889 | 1160.5057 | 587.26 | 2715.1171 | 1207.8277 | -1507.2894 | 0 | 0 | 0 | 0 | 0
5890 | 1535.5758 | 783.72 | 3530.7395 | 1598.1919 | -1932.5477 | 0 | 0 | 0 | 0 | 0
5891 | 1778.9231 | 921.05 | 4068.9731 | 1851.4618 | -2093.1229 | 0 | 124.3884 | 0 | 0 | 0
5892 | 1434.3111 | 986.85 | 4311.2774 | 1492.7966 | -2093.1229 | 0 | 725.3579 | 0 | 0 | 0
5893 | 1226.9442 | 977.6 | 4270.5632 | 1276.9748 | -2093.1229 | 0 | 900.4655 | 0 | 0 | 0
5894 | 1067.315 | 893.36 | 3936.4551 | 1110.8377 | -704.4456 | 0 | 2121.1718 | 0 | 0 | 0
5895 | 1327.1212 | 737.88 | 3314.3932 | 1381.2367 | 0 | 0 | 1933.1565 | 0 | 0 | 0
5896 | 1593.7705 | 528.93 | 2434.6465 | 1658.7599 | 0 | 0 | 775.8866 | 0 | 0 | 0
5897 | 1265.787 | 191.95 | 863.3108 | 863.3108 | 0 | 0 | 0 | 0 | 0 | 454.0909
5898 | 1411.0786 | 44.37 | 161.5764 | 161.5764 | 0 | 0 | 0 | 0 | 0 | 1307.0418
5899 | 906.1208 | 0 | 0 | 0 | 0 | 0 | 0 | 0 | 0 | 943.0697
5900 | 1138.4192 | 0 | 0 | 0 | 0 | 0 | 0 | 0 | 0 | 1184.8401
5901 | 1154.7758 | 0 | 0 | 0 | 0 | 0 | 0 | 0 | 0 | 1201.8641
5902 | 1472.9116 | 0 | 0 | 0 | 0 | 0 | 0 | 0 | 0 | 1532.9726
5903 | 1362.5046 | 0 | 0 | 0 | 0 | 0 | 0 | 0 | 0 | 1418.0636
5904 | 141.4846 | 0 | 0 | 0 | 0 | 0 | 0 | 0 | 0 | 147.2543
5905 | 99.7752 | 0 | 0 | 0 | 0 | 0 | 0 | 0 | 0 | 103.8435
5906 | 96.5039 | 0 | 0 | 0 | 0 | 0 | 0 | 0 | 0 | 100.4391
5907 | 105.5001 | 0 | 0 | 0 | 0 | 0 | 0 | 0 | 0 | 109.802
5908 | 94.8683 | 0 | 0 | 0 | 0 | 0 | 0 | 0 | 0 | 98.7364
5909 | 100.5931 | 0 | 0 | 0 | 0 | 0 | 0 | 0 | 0 | 104.6949
5910 | 91.5969 | 0 | 0 | 0 | 0 | 0 | 0 | 0 | 0 | 95.332
5911 | 86.69 | 110.2 | 407.3403 | 90.2249 | -317.1153 | 0 | 0 | 0 | 0 | 0
5912 | 88.3635 | 345.12 | 1581.6498 | 91.9672 | -1489.6826 | 0 | 0 | 0 | 0 | 0
5913 | 674.8497 | 581.8 | 2686.7549 | 702.3682 | -1984.3867 | 0 | 0 | 0 | 0 | 0
5914 | 1069.3668 | 495.28 | 2222.4311 | 1112.9713 | -1109.4597 | 0 | 0 | 0 | 0 | 0
5915 | 1034.0283 | 919.62 | 4067.8584 | 1076.1923 | -2093.1229 | 0 | 898.5432 | 0 | 0 | 0
5916 | 1101.8888 | 984.29 | 4311.8956 | 1146.8205 | -2093.1229 | 0 | 1071.9522 | 0 | 0 | 0
5917 | 1309.4418 | 972.92 | 4257.6649 | 1362.8368 | -708.8325 | 0 | 2185.9955 | 0 | 0 | 0
5918 | 1334.591 | 865.21 | 3817.0812 | 1389.0113 | 0 | 0 | 2428.0698 | 0 | 0 | 0
5919 | 1249.9334 | 625.86 | 2786.5029 | 1300.9013 | 0 | 0 | 1485.6017 | 0 | 0 | 0
5920 | 1409.4378 | 502.66 | 2306.7631 | 1466.9093 | 0 | 0 | 839.8538 | 0 | 0 | 0
5921 | 1475.0421 | 269.46 | 1204.1767 | 1204.1767 | 0 | 0 | 0 | 289.907 | 0 | 29.2843
5922 | 1347.0834 | 44.76 | 161.8876 | 161.8876 | 0 | 0 | 0 | 0 | 0 | 1240.1251
5923 | 1438.5628 | 0 | 0 | 0 | 0 | 0 | 0 | 0 | 0 | 1497.223
5924 | 1652.8342 | 0 | 0 | 0 | 0 | 0 | 0 | 0 | 0 | 1720.2313
5925 | 1743.6133 | 0 | 0 | 0 | 0 | 0 | 0 | 0 | 0 | 1814.7119
5926 | 1660.1947 | 0 | 0 | 0 | 0 | 0 | 0 | 0 | 0 | 1727.8924
5927 | 1413.2101 | 0 | 0 | 0 | 0 | 0 | 0 | 0 | 0 | 1470.8362
5928 | 139.8489 | 0 | 0 | 0 | 0 | 0 | 0 | 0 | 0 | 145.5516
5929 | 107.1357 | 0 | 0 | 0 | 0 | 0 | 0 | 107.136 | 0 | 0
5930 | 98.9574 | 0 | 0 | 0 | 0 | 0 | 0 | 98.957 | 0 | 0
5931 | 102.2287 | 0 | 0 | 0 | 0 | 0 | 0 | 102.229 | 0 | 0
5932 | 100.5931 | 0 | 0 | 0 | 0 | 0 | 0 | 100.593 | 0 | 0
5933 | 103.8644 | 0 | 0 | 0 | 0 | 0 | 0 | 103.864 | 0 | 0
5934 | 97.3218 | 0 | 0 | 0 | 0 | 0 | 0 | 97.322 | 0 | 0
5935 | 94.8683 | 8.81 | 12.4362 | 12.4362 | 0 | 0 | 0 | 0 | 0 | 86.3002
5936 | 87.886 | 273.56 | 1253.0286 | 91.4697 | -1161.5589 | 0 | 0 | 0 | 0 | 0
5937 | 953.4016 | 244.18 | 1100.6922 | 992.2787 | -108.4136 | 0 | 0 | 0 | 0 | 0
5938 | 1414.2467 | 781.05 | 3498.5754 | 1471.9155 | -2026.6599 | 0 | 0 | 0 | 0 | 0
5939 | 1289.2178 | 917.33 | 4036.2875 | 1341.7871 | -2093.1229 | 0 | 601.3775 | 0 | 0 | 0
5940 | 1489.7845 | 797.3 | 3476.1612 | 1550.5326 | -1925.6286 | 0 | 0 | 0 | 0 | 0
5941 | 1378.1088 | 713.49 | 3130.7263 | 1434.3039 | -1696.4225 | 0 | 0 | 0 | 0 | 0
5942 | 1448.9237 | 797.91 | 3485.2576 | 1508.0054 | -1819.0301 | 0 | 158.222 | 0 | 0 | 0
5943 | 1588.6233 | 522.79 | 2342.6814 | 1653.402 | 0 | 0 | 689.2794 | 0 | 0 | 0
5944 | 1511.5071 | 195.94 | 877.3603 | 877.3603 | 0 | 0 | 0 | 668.521 | 0 | 0
5945 | 1311.4301 | 106.6 | 465.5884 | 465.5884 | 0 | 0 | 0 | 864.083 | 0 | 0
5946 | 1754.8452 | 24.5 | 77.4119 | 77.4119 | 0 | 0 | 0 | 468.596 | 0 | 1261.2862
5947 | 1257.345 | 0 | 0 | 0 | 0 | 0 | 0 | 0 | 0 | 1308.6155
5948 | 847.2718 | 0 | 0 | 0 | 0 | 0 | 0 | 0 | 0 | 881.821
5949 | 1282.3573 | 0 | 0 | 0 | 0 | 0 | 0 | 0 | 0 | 1334.6474
5950 | 1299.5317 | 0 | 0 | 0 | 0 | 0 | 0 | 0 | 0 | 1352.5227
5951 | 1363.3224 | 0 | 0 | 0 | 0 | 0 | 0 | 0 | 0 | 1418.9139
5952 | 1331.4271 | 0 | 0 | 0 | 0 | 0 | 0 | 0 | 0 | 1385.7183
5953 | 1392.7643 | 0 | 0 | 0 | 0 | 0 | 0 | 1392.764 | 0 | 0
5954 | 954.4075 | 0 | 0 | 0 | 0 | 0 | 0 | 954.407 | 0 | 0
5955 | 1391.9465 | 0 | 0 | 0 | 0 | 0 | 0 | 1391.946 | 0 | 0
5956 | 1367.4116 | 0 | 0 | 0 | 0 | 0 | 0 | 1367.412 | 0 | 0
5957 | 1018.1982 | 0 | 0 | 0 | 0 | 0 | 0 | 1018.198 | 0 | 0
5958 | 1299.5317 | 0 | 0 | 0 | 0 | 0 | 0 | 1299.532 | 0 | 0
5959 | 1066.4502 | 78.34 | 321.3055 | 321.3055 | 0 | 0 | 0 | 0 | 0 | 788.6309
5960 | 879.7304 | 354.39 | 1619.4195 | 915.6026 | -703.817 | 0 | 0 | 0 | 0 | 0
5961 | 1118.7892 | 593.73 | 2728.5494 | 1164.4107 | -1564.1387 | 0 | 0 | 0 | 0 | 0
5962 | 1147.7987 | 791.72 | 3546.1378 | 1194.6015 | -2093.1229 | 0 | 258.4134 | 0 | 0 | 0
5963 | 1167.7466 | 922.28 | 4051.3017 | 1215.3629 | -2093.1229 | 0 | 742.8159 | 0 | 0 | 0
5964 | 1009.8492 | 987.45 | 4300.7416 | 1051.0264 | -2093.1229 | 0 | 1156.5924 | 0 | 0 | 0
5965 | 1123.4907 | 977.24 | 4260.4115 | 1169.3034 | -2093.1229 | 0 | 997.9853 | 0 | 0 | 0
5966 | 1352.7826 | 601.79 | 2653.5177 | 1407.9452 | -190.3903 | 0 | 1055.1822 | 0 | 0 | 0
5967 | 1227.347 | 111.46 | 473.6658 | 473.6658 | 0 | 0 | 0 | 772.239 | 0 | 0
5968 | 1201.4218 | 36.28 | 132.8604 | 132.8604 | 0 | 0 | 0 | 1073.767 | 0 | 0
5969 | 1209.5909 | 13.71 | 33.8128 | 33.8128 | 0 | 0 | 0 | 1177.103 | 0 | 0
5970 | 1315.1216 | 4.89 | 0 | 0 | 0 | 0 | 0 | 1315.122 | 0 | 0
5971 | 1232.4093 | 0 | 0 | 0 | 0 | 0 | 0 | 0 | 0 | 1282.6627
5972 | 1067.268 | 0 | 0 | 0 | 0 | 0 | 0 | 0 | 0 | 1110.7878
5973 | 1498.2644 | 0 | 0 | 0 | 0 | 0 | 0 | 0 | 0 | 1559.3584
5974 | 1077.8998 | 0 | 0 | 0 | 0 | 0 | 0 | 0 | 0 | 1121.8533
5975 | 1290.5356 | 0 | 0 | 0 | 0 | 0 | 0 | 0 | 0 | 1343.1599
5976 | 956.861 | 0 | 0 | 0 | 0 | 0 | 0 | 956.861 | 0 | 0
5977 | 1195.6673 | 0 | 0 | 0 | 0 | 0 | 0 | 1195.667 | 0 | 0
5978 | 1304.4387 | 0 | 0 | 0 | 0 | 0 | 0 | 1304.439 | 0 | 0
5979 | 1028.83 | 0 | 0 | 0 | 0 | 0 | 0 | 1028.83 | 0 | 0
5980 | 1461.462 | 0 | 0 | 0 | 0 | 0 | 0 | 1461.462 | 0 | 0
5981 | 1392.7643 | 0 | 0 | 0 | 0 | 0 | 0 | 437.632 | 0 | 994.0803
5982 | 1118.7913 | 0 | 0 | 0 | 0 | 0 | 0 | 0 | 0 | 1164.4117
5983 | 1271.7255 | 43.12 | 167.7399 | 167.7399 | 0 | 0 | 0 | 0 | 0 | 1155.842
5984 | 186.0829 | 150 | 674.0018 | 193.6709 | -480.331 | 0 | 0 | 0 | 0 | 0
5985 | 155.6841 | 396.97 | 1808.2258 | 162.0333 | -1646.1925 | 0 | 0 | 0 | 0 | 0
5986 | 185.2027 | 506.51 | 2267.2063 | 192.755 | -2074.4513 | 0 | 0 | 0 | 0 | 0
5987 | 174.4073 | 686.72 | 3023.2068 | 181.5188 | -2093.1229 | 0 | 748.5652 | 0 | 0 | 0
5988 | 189.5525 | 538.19 | 2375.1994 | 197.2813 | -2093.1229 | 0 | 84.7952 | 0 | 0 | 0
5989 | 199.8194 | 263.85 | 1162.8682 | 207.968 | -954.9002 | 0 | 0 | 0 | 0 | 0
5990 | 201.4499 | 546.76 | 2420.4534 | 209.6645 | -1488.7157 | 0 | 722.0732 | 0 | 0 | 0
5991 | 132.424 | 401.76 | 1799.1648 | 137.8238 | 0 | 0 | 1661.341 | 0 | 0 | 0
5992 | 181.7586 | 55.68 | 221.8926 | 189.1695 | 0 | 0 | 32.7231 | 0 | 0 | 0
5993 | 119.9634 | 144.99 | 646.2454 | 124.8557 | 0 | 0 | 521.3896 | 0 | 0 | 0
5994 | 101.4733 | 31.32 | 106.9076 | 105.6107 | 0 | 0 | 1.2968 | 0 | 0 | 0
5995 | 112.5998 | 0 | 0 | 0 | 0 | 0 | 0 | 0 | 0 | 117.1915
5996 | 110.407 | 0 | 0 | 0 | 0 | 0 | 0 | 0 | 0 | 114.909
5997 | 102.2287 | 0 | 0 | 0 | 0 | 0 | 0 | 0 | 0 | 106.3976
5998 | 93.2326 | 0 | 0 | 0 | 0 | 0 | 0 | 0 | 0 | 97.0347
5999 | 102.2287 | 0 | 0 | 0 | 0 | 0 | 0 | 0 | 0 | 106.3976
6000 | 95.6861 | 0 | 0 | 0 | 0 | 0 | 0 | 0 | 0 | 99.5878
6001 | 100.5931 | 0 | 0 | 0 | 0 | 0 | 0 | 0 | 0 | 104.6949
6002 | 92.4148 | 0 | 0 | 0 | 0 | 0 | 0 | 0 | 0 | 96.1834
6003 | 98.9574 | 0 | 0 | 0 | 0 | 0 | 0 | 0 | 0 | 102.9921
6004 | 93.2326 | 0 | 0 | 0 | 0 | 0 | 0 | 0 | 0 | 97.0347
6005 | 98.9574 | 0 | 0 | 0 | 0 | 0 | 0 | 0 | 0 | 102.9921
6006 | 91.5969 | 0 | 0 | 0 | 0 | 0 | 0 | 0 | 0 | 95.332
6007 | 94.8683 | 78.23 | 322.9905 | 98.7364 | -224.2541 | 0 | 0 | 0 | 0 | 0
6008 | 88.6732 | 272.44 | 1258.5625 | 92.2888 | -1156.5632 | 0 | 9.7104 | 0 | 0 | 0
6009 | 877.3751 | 601.38 | 2803.809 | 913.1526 | 0 | 0 | 1890.6564 | 0 | 0 | 0
6010 | 1234.046 | 335.97 | 1515.9476 | 1284.3664 | 0 | 0 | 231.5812 | 0 | 0 | 0
6011 | 1673.4272 | 652.41 | 2913.613 | 1741.664 | 0 | 0 | 1171.949 | 0 | 0 | 0
6012 | 1423.6773 | 470.67 | 2104.4309 | 1481.731 | 0 | 0 | 622.6999 | 0 | 0 | 0
6013 | 1772.2558 | 191.29 | 839.1398 | 839.1398 | 0 | 0 | 0 | 965.993 | 0 | 0
6014 | 1493.8665 | 150.52 | 654.0824 | 654.0824 | 0 | 0 | 0 | 865.411 | 0 | 0
6015 | 1557.6541 | 48.09 | 184.8295 | 184.8295 | 0 | 0 | 0 | 1380.066 | 0 | 0
6016 | 1584.9707 | 54.7 | 218.6193 | 218.6193 | 0 | 0 | 0 | 1374.917 | 0 | 0
6017 | 1772.4797 | 48.73 | 194.7658 | 194.7658 | 0 | 0 | 0 | 1585.345 | 0 | 0
6018 | 1755.7039 | 12.73 | 26.9957 | 26.9957 | 0 | 0 | 0 | 1729.766 | 0 | 0
6019 | 1611.083 | 0 | 0 | 0 | 0 | 0 | 0 | 0 | 0 | 1676.7778
6020 | 1745.249 | 0 | 0 | 0 | 0 | 0 | 0 | 0 | 0 | 1816.4147
6021 | 1431.2023 | 0 | 0 | 0 | 0 | 0 | 0 | 0 | 0 | 1489.5618
6022 | 1315.8883 | 0 | 0 | 0 | 0 | 0 | 0 | 0 | 0 | 1369.5457
6023 | 1081.1711 | 0 | 0 | 0 | 0 | 0 | 0 | 0 | 0 | 1125.2577
6024 | 1571.0512 | 0 | 0 | 0 | 0 | 0 | 0 | 583.813 | 0 | 1027.4944
6025 | 1019.8339 | 0 | 0 | 0 | 0 | 0 | 0 | 1019.834 | 0 | 0
6026 | 1302.803 | 0 | 0 | 0 | 0 | 0 | 0 | 1302.803 | 0 | 0
6027 | 1215.2952 | 0 | 0 | 0 | 0 | 0 | 0 | 1215.295 | 0 | 0
6028 | 1135.9657 | 0 | 0 | 0 | 0 | 0 | 0 | 1135.966 | 0 | 0
6029 | 1096.7099 | 0 | 0 | 0 | 0 | 0 | 0 | 1096.71 | 0 | 0
6030 | 1092.6207 | 0 | 0 | 0 | 0 | 0 | 0 | 1092.621 | 0 | 0
6031 | 1315.8883 | 101.12 | 411.4055 | 411.4055 | 0 | 0 | 0 | 0 | 0 | 958.1402
6032 | 1094.9209 | 192.44 | 880.5867 | 880.5867 | 0 | 0 | 0 | 0 | 0 | 258.9817
6033 | 1387.202 | 313.48 | 1433.7866 | 1433.7866 | 0 | 0 | 0 | 0 | 0 | 9.981
6034 | 1405.6574 | 801.79 | 3644.5734 | 1462.9752 | -2093.1229 | 0 | 88.4754 | 0 | 0 | 0
6035 | 1365.2484 | 770.6 | 3418.5969 | 1420.9184 | -1997.6784 | 0 | 0 | 0 | 0 | 0
6036 | 1221.3717 | 990.64 | 4377.4822 | 1271.1746 | -2093.1229 | 0 | 1013.1848 | 0 | 0 | 0
6037 | 1267.0966 | 981.45 | 4344.8091 | 1318.7641 | -2093.1229 | 0 | 932.9221 | 0 | 0 | 0
6038 | 1528.0967 | 896.97 | 4015.4386 | 1590.4079 | -2093.1229 | 0 | 331.9079 | 0 | 0 | 0
6039 | 1700.6118 | 742.35 | 3391.0798 | 1769.9575 | -460.6686 | 0 | 1160.4536 | 0 | 0 | 0
6040 | 1411.0387 | 385.22 | 1771.6175 | 1468.5756 | 0 | 0 | 303.0419 | 0 | 0 | 0
6041 | 1480.8333 | 76.39 | 324.6932 | 324.6932 | 0 | 0 | 0 | 1168.861 | 0 | 0
6042 | 1727.6442 | 17.63 | 47.4667 | 47.4667 | 0 | 0 | 0 | 62.892 | 0 | 1685.1685
6043 | 1863.8394 | 0 | 0 | 0 | 0 | 0 | 0 | 0 | 0 | 1939.8404
6044 | 874.2602 | 0 | 0 | 0 | 0 | 0 | 0 | 0 | 0 | 909.9095
6045 | 1106.5238 | 0 | 0 | 0 | 0 | 0 | 0 | 0 | 0 | 1151.6445
6046 | 1191.5782 | 0 | 0 | 0 | 0 | 0 | 0 | 0 | 0 | 1240.1667
6047 | 1427.931 | 0 | 0 | 0 | 0 | 0 | 0 | 0 | 0 | 1486.1574
6048 | 771.2136 | 0 | 0 | 0 | 0 | 0 | 0 | 0 | 0 | 802.6616
6049 | 615.8259 | 0 | 0 | 0 | 0 | 0 | 0 | 615.826 | 0 | 0
6050 | 593.7445 | 0 | 0 | 0 | 0 | 0 | 0 | 593.745 | 0 | 0
6051 | 716.419 | 0 | 0 | 0 | 0 | 0 | 0 | 716.419 | 0 | 0
6052 | 741.7717 | 0 | 0 | 0 | 0 | 0 | 0 | 741.772 | 0 | 0
6053 | 516.8685 | 0 | 0 | 0 | 0 | 0 | 0 | 516.868 | 0 | 0
6054 | 739.3182 | 0 | 0 | 0 | 0 | 0 | 0 | 739.318 | 0 | 0
6055 | 691.8841 | 54.02 | 218.8046 | 218.8046 | 0 | 0 | 0 | 0 | 0 | 501.2922
6056 | 788.801 | 176.85 | 805.6507 | 805.6507 | 0 | 0 | 0 | 0 | 0 | 15.315
6057 | 672.9677 | 250.47 | 1139.2842 | 700.4084 | -438.8758 | 0 | 0 | 0 | 0 | 0
6058 | 848.4842 | 330.02 | 1493.5397 | 883.0825 | -610.4572 | 0 | 0 | 0 | 0 | 0
6059 | 583.859 | 630.74 | 2834.3839 | 607.6669 | -2093.1229 | 0 | 133.5941 | 0 | 0 | 0
6060 | 720.5879 | 570.5 | 2559.1775 | 749.9713 | -1809.2062 | 0 | 0 | 0 | 0 | 0
6061 | 820.5103 | 758.8 | 3385.725 | 853.9678 | -2093.1229 | 0 | 438.6343 | 0 | 0 | 0
6062 | 864.1732 | 653.25 | 2937.4364 | 899.4122 | -2038.0241 | 0 | 0 | 0 | 0 | 0
6063 | 828.4586 | 734.79 | 3375.8428 | 862.2399 | -1748.0283 | 0 | 765.5746 | 0 | 0 | 0
6064 | 969.7735 | 393.05 | 1812.4285 | 1009.3172 | 0 | 0 | 803.1112 | 0 | 0 | 0
6065 | 882.8525 | 277.37 | 1241.4615 | 918.8529 | 0 | 0 | 322.6085 | 0 | 0 | 0
6066 | 889.7008 | 56.34 | 178.462 | 178.462 | 0 | 0 | 0 | 0 | 0 | 747.5182
6067 | 815.3764 | 0 | 0 | 0 | 0 | 0 | 0 | 0 | 0 | 848.6244
6068 | 857.0857 | 0 | 0 | 0 | 0 | 0 | 0 | 0 | 0 | 892.0352
6069 | 776.1206 | 0 | 0 | 0 | 0 | 0 | 0 | 0 | 0 | 807.7687
6070 | 704.9694 | 0 | 0 | 0 | 0 | 0 | 0 | 0 | 0 | 733.7154
6071 | 563.4848 | 0 | 0 | 0 | 0 | 0 | 0 | 0 | 0 | 586.4621
6072 | 704.9694 | 0 | 0 | 0 | 0 | 0 | 0 | 0 | 0 | 733.7154
6073 | 1049.2758 | 0 | 0 | 0 | 0 | 0 | 0 | 1049.276 | 0 | 0
6074 | 1127.7874 | 0 | 0 | 0 | 0 | 0 | 0 | 782.877 | 0 | 358.9754
6075 | 815.3764 | 0 | 0 | 0 | 0 | 0 | 0 | 0 | 0 | 848.6244
6076 | 836.64 | 0 | 0 | 0 | 0 | 0 | 0 | 0 | 0 | 870.7555
6077 | 796.5663 | 0 | 0 | 0 | 0 | 0 | 0 | 0 | 0 | 829.0474
6078 | 758.1283 | 0 | 0 | 0 | 0 | 0 | 0 | 0 | 0 | 789.042
6079 | 855.4501 | 50.94 | 204.4616 | 204.4616 | 0 | 0 | 0 | 0 | 0 | 685.8709
6080 | 639.7638 | 168.22 | 764.1258 | 665.8515 | -98.2743 | 0 | 0 | 0 | 0 | 0
6081 | 302.7034 | 386.95 | 1779.4973 | 315.0473 | -1464.45 | 0 | 0 | 0 | 0 | 0
6082 | 287.4345 | 437.19 | 1985.5357 | 299.1546 | -1686.381 | 0 | 0 | 0 | 0 | 0
6083 | 226.1197 | 651.52 | 2927.9674 | 235.3394 | -2093.1229 | 0 | 599.5051 | 0 | 0 | 0
6084 | 306.2691 | 608.57 | 2725.5145 | 318.7566 | -2093.1229 | 0 | 313.635 | 0 | 0 | 0
6085 | 908.0488 | 739.28 | 3297.6576 | 945.0753 | -2093.1229 | 0 | 259.4594 | 0 | 0 | 0
6086 | 1146.5832 | 676.06 | 3035.182 | 1193.337 | -1302.3636 | 0 | 539.4814 | 0 | 0 | 0
6087 | 858.2665 | 48.09 | 185.2312 | 185.2312 | 0 | 0 | 0 | 680.292 | 0 | 0
6088 | 1394.3683 | 27.45 | 94.3818 | 94.3818 | 0 | 0 | 0 | 1303.684 | 0 | 0
6089 | 1415.3466 | 14.69 | 38.6701 | 38.6701 | 0 | 0 | 0 | 1378.192 | 0 | 0
6090 | 1274.8271 | 4.89 | 0 | 0 | 0 | 0 | 0 | 1274.827 | 0 | 0
6091 | 1217.7058 | 0 | 0 | 0 | 0 | 0 | 0 | 0 | 0 | 1267.3601
6092 | 1113.8843 | 0 | 0 | 0 | 0 | 0 | 0 | 0 | 0 | 1159.3046
6093 | 1204.6634 | 0 | 0 | 0 | 0 | 0 | 0 | 0 | 0 | 1253.7853
6094 | 1071.3572 | 0 | 0 | 0 | 0 | 0 | 0 | 0 | 0 | 1115.0435
6095 | 1266.8185 | 0 | 0 | 0 | 0 | 0 | 0 | 0 | 0 | 1318.4758
6096 | 1126.9696 | 0 | 0 | 0 | 0 | 0 | 0 | 1126.97 | 0 | 0
6097 | 1026.3765 | 0 | 0 | 0 | 0 | 0 | 0 | 1026.377 | 0 | 0
6098 | 914.3338 | 0 | 0 | 0 | 0 | 0 | 0 | 914.334 | 0 | 0
6099 | 758.1283 | 0 | 0 | 0 | 0 | 0 | 0 | 758.128 | 0 | 0
6100 | 830.0973 | 0 | 0 | 0 | 0 | 0 | 0 | 830.097 | 0 | 0
6101 | 926.6013 | 0 | 0 | 0 | 0 | 0 | 0 | 926.601 | 0 | 0
6102 | 1324.0666 | 0 | 0 | 0 | 0 | 0 | 0 | 1324.067 | 0 | 0
6103 | 1107.3417 | 80.18 | 331.1575 | 331.1575 | 0 | 0 | 0 | 789.159 | 0 | 0
6104 | 949.5925 | 253.2 | 1165.134 | 988.3133 | -176.8207 | 0 | 0 | 0 | 0 | 0
6105 | 1070.4841 | 449.31 | 2053.7138 | 1114.1349 | -939.5789 | 0 | 0 | 0 | 0 | 0
6106 | 1490.9918 | 517.2 | 2326.1018 | 1551.7899 | -774.3119 | 0 | 0 | 0 | 0 | 0
6107 | 1371.7788 | 605.9 | 2695.2278 | 1427.7157 | -1267.5121 | 0 | 0 | 0 | 0 | 0
6108 | 1488.1212 | 842.13 | 3682.7762 | 1548.8018 | -2093.1229 | 0 | 40.8515 | 0 | 0 | 0
6109 | 1658.559 | 441.86 | 1967.421 | 1726.1897 | -241.2312 | 0 | 0 | 0 | 0 | 0
6110 | 1466.1104 | 181.11 | 794.0471 | 794.0471 | 0 | 0 | 0 | 703.173 | 0 | 0
6111 | 1663.649 | 429.1 | 1937.967 | 1731.4873 | -206.4797 | 0 | 0 | 0 | 0 | 0
6112 | 1239.8362 | 257.58 | 1171.2569 | 1171.2569 | 0 | 0 | 0 | 114.468 | 0 | 0
6113 | 1491.3363 | 194.71 | 882.6974 | 882.6974 | 0 | 0 | 0 | 643.223 | 0 | 0
6114 | 1536.6216 | 38.51 | 131.6125 | 131.6125 | 0 | 0 | 0 | 1410.165 | 0 | 0
6115 | 1553.0947 | 0 | 0 | 0 | 0 | 0 | 0 | 0 | 0 | 1616.4252
6116 | 1250.4619 | 0 | 0 | 0 | 0 | 0 | 0 | 0 | 0 | 1301.4518
6117 | 1401.7604 | 0 | 0 | 0 | 0 | 0 | 0 | 0 | 0 | 1458.9193
6118 | 1464.7333 | 0 | 0 | 0 | 0 | 0 | 0 | 0 | 0 | 1524.4601
6119 | 1255.3689 | 0 | 0 | 0 | 0 | 0 | 0 | 0 | 0 | 1306.5589
6120 | 1278.2681 | 0 | 0 | 0 | 0 | 0 | 0 | 765.721 | 0 | 533.447
6121 | 1221.8379 | 0 | 0 | 0 | 0 | 0 | 0 | 1221.838 | 0 | 0
6122 | 1106.5238 | 0 | 0 | 0 | 0 | 0 | 0 | 1106.524 | 0 | 0
6123 | 1113.0665 | 0 | 0 | 0 | 0 | 0 | 0 | 1113.066 | 0 | 0
6124 | 1459.8264 | 0 | 0 | 0 | 0 | 0 | 0 | 1459.826 | 0 | 0
6125 | 963.4036 | 0 | 0 | 0 | 0 | 0 | 0 | 963.404 | 0 | 0
6126 | 978.9424 | 0 | 0 | 0 | 0 | 0 | 0 | 978.942 | 0 | 0
6127 | 1391.9465 | 123.59 | 450.8374 | 450.8374 | 0 | 0 | 0 | 0 | 0 | 997.8676
6128 | 1243.5472 | 368.63 | 1683.418 | 1294.2549 | -389.1631 | 0 | 0 | 0 | 0 | 0
6129 | 1089.836 | 609.39 | 2766.6012 | 1134.276 | -1632.3252 | 0 | 0 | 0 | 0 | 0
6130 | 1125.3411 | 647.65 | 2841.5132 | 1171.2288 | -1670.2844 | 0 | 0 | 0 | 0 | 0
6131 | 1443.0721 | 786.1 | 3380.4368 | 1501.9158 | -1878.5209 | 0 | 0 | 0 | 0 | 0
6132 | 1395.4795 | 988.97 | 4223.8032 | 1452.3822 | -2093.1229 | 0 | 678.2982 | 0 | 0 | 0
6133 | 1267.3981 | 972.74 | 4177.2128 | 1319.0784 | -2093.1229 | 0 | 765.0115 | 0 | 0 | 0
6134 | 1171.6916 | 871.37 | 3792.4834 | 1219.4688 | -1074.2981 | 0 | 1498.7165 | 0 | 0 | 0
6135 | 1207.4389 | 709.32 | 3153.9565 | 1256.6745 | 0 | 0 | 1897.282 | 0 | 0 | 0
6136 | 1296.1408 | 497.81 | 2270.2579 | 1348.9935 | 0 | 0 | 921.2644 | 0 | 0 | 0
6137 | 1213.9294 | 257.33 | 1132.2444 | 1132.2444 | 0 | 0 | 0 | 126.045 | 0 | 0
6138 | 1030.8817 | 45.53 | 142.5739 | 142.5739 | 0 | 0 | 0 | 893.894 | 0 | 0
6139 | 1441.0183 | 0 | 0 | 0 | 0 | 0 | 0 | 0 | 0 | 1499.7781
6140 | 967.4928 | 0 | 0 | 0 | 0 | 0 | 0 | 0 | 0 | 1006.9443
6141 | 1176.0394 | 0 | 0 | 0 | 0 | 0 | 0 | 0 | 0 | 1223.9941
6142 | 1427.1132 | 0 | 0 | 0 | 0 | 0 | 0 | 0 | 0 | 1485.3061
6143 | 1197.303 | 0 | 0 | 0 | 0 | 0 | 0 | 0 | 0 | 1246.1252
6144 | 1134.3301 | 0 | 0 | 0 | 0 | 0 | 0 | 1134.33 | 0 | 0
6145 | 1411.5744 | 0 | 0 | 0 | 0 | 0 | 0 | 1411.574 | 0 | 0
6146 | 1233.2875 | 0 | 0 | 0 | 0 | 0 | 0 | 1233.287 | 0 | 0
6147 | 1411.5744 | 0 | 0 | 0 | 0 | 0 | 0 | 1411.574 | 0 | 0
6148 | 1032.9192 | 0 | 0 | 0 | 0 | 0 | 0 | 514.538 | 0 | 539.5189
6149 | 981.3959 | 0 | 0 | 0 | 0 | 0 | 0 | 0 | 0 | 1021.4142
6150 | 1022.2874 | 0 | 0 | 0 | 0 | 0 | 0 | 0 | 0 | 1063.9726
6151 | 1038.644 | 107.78 | 435.895 | 435.895 | 0 | 0 | 0 | 0 | 0 | 645.1016
6152 | 236.2455 | 309.17 | 1422.4057 | 245.8794 | -1176.5264 | 0 | 0 | 0 | 0 | 0
6153 | 185.3969 | 376.83 | 1710.3241 | 192.9569 | -1517.3672 | 0 | 0 | 0 | 0 | 0
6154 | 160.3938 | 565.45 | 2524.3812 | 166.9344 | -2093.1229 | 0 | 264.324 | 0 | 0 | 0
6155 | 207.2309 | 698.15 | 3070.4935 | 215.6802 | -2093.1229 | 0 | 761.6904 | 0 | 0 | 0
6156 | 198.151 | 822.83 | 3578.4758 | 206.2299 | -2093.1229 | 0 | 1279.123 | 0 | 0 | 0
6157 | 199.0353 | 797.79 | 3476.0415 | 207.151 | -1857.5753 | 0 | 1411.3152 | 0 | 0 | 0
6158 | 150.5308 | 751.51 | 3304.4278 | 156.6692 | 0 | 0 | 3147.7586 | 0 | 0 | 0
6159 | 152.6909 | 436.93 | 1957.7251 | 158.9172 | 0 | 0 | 1798.8078 | 0 | 0 | 0
6160 | 170.769 | 374.93 | 1706.1027 | 177.7324 | 0 | 0 | 1528.3703 | 0 | 0 | 0
6161 | 138.479 | 120.33 | 528.598 | 144.1268 | 0 | 0 | 384.4713 | 0 | 0 | 0
6162 | 137.6387 | 23.52 | 70.9841 | 70.9841 | 0 | 0 | 0 | 0 | 0 | 72.2674
6163 | 108.4667 | 0 | 0 | 0 | 0 | 0 | 0 | 0 | 0 | 112.8899
6164 | 0 | 0 | 0 | 0 | 0 | 0 | 0 | 0 | 0 | 0
6165 | 0 | 0 | 0 | 0 | 0 | 0 | 0 | 0 | 0 | 0
6166 | 87.5078 | 0 | 0 | 0 | 0 | 0 | 0 | 0 | 0 | 91.0763
6167 | 89.1435 | 0 | 0 | 0 | 0 | 0 | 0 | 0 | 0 | 92.778
6168 | 92.4148 | 0 | 0 | 0 | 0 | 0 | 0 | 0 | 0 | 96.1834
6169 | 86.69 | 0 | 0 | 0 | 0 | 0 | 0 | 0 | 0 | 90.2249
6170 | 89.1435 | 0 | 0 | 0 | 0 | 0 | 0 | 0 | 0 | 92.778
6171 | 82.6008 | 0 | 0 | 0 | 0 | 0 | 0 | 0 | 0 | 85.9692
6172 | 88.3256 | 0 | 0 | 0 | 0 | 0 | 0 | 0 | 0 | 91.9277
6173 | 83.4186 | 0 | 0 | 0 | 0 | 0 | 0 | 0 | 0 | 86.8206
6174 | 88.3256 | 0 | 0 | 0 | 0 | 0 | 0 | 0 | 0 | 91.9277
6175 | 70.3334 | 102.88 | 419.6568 | 73.201 | -346.4559 | 0 | 0 | 0 | 0 | 0
6176 | 96.5407 | 301.47 | 1386.9194 | 100.4766 | -771.8245 | 0 | 514.6183 | 0 | 0 | 0
6177 | 784.7098 | 447.78 | 2032.3852 | 816.708 | 0 | 0 | 1215.6773 | 0 | 0 | 0
6178 | 1340.7248 | 584.71 | 2600.5276 | 1395.3944 | 0 | 0 | 1205.1331 | 0 | 0 | 0
6179 | 1486.7248 | 720.68 | 3154.6881 | 1547.3489 | 0 | 0 | 1607.3393 | 0 | 0 | 0
6180 | 1306.7255 | 736.08 | 3210.5851 | 1360.0091 | 0 | 0 | 1850.5761 | 0 | 0 | 0
6181 | 1510.7833 | 786.14 | 3422.1948 | 1572.3879 | 0 | 0 | 1849.8069 | 0 | 0 | 0
6182 | 1642.3118 | 712.09 | 3127.9922 | 1709.2802 | 0 | 0 | 1418.712 | 0 | 0 | 0
6183 | 1547.9905 | 577.9 | 2575.2357 | 1611.1121 | 0 | 0 | 964.1236 | 0 | 0 | 0
6184 | 1693.5468 | 430.58 | 1956.1722 | 1762.6044 | 0 | 0 | 193.5678 | 0 | 0 | 0
6185 | 1585.4113 | 231.32 | 1038.5287 | 1038.5287 | 0 | 0 | 0 | 587.571 | 0 | 0
6186 | 1638.605 | 45.69 | 143.4971 | 143.4971 | 0 | 0 | 0 | 1500.73 | 0 | 0
6187 | 1627.7258 | 0 | 0 | 0 | 0 | 0 | 0 | 0 | 0 | 1694.0994
6188 | 1555.5125 | 0 | 0 | 0 | 0 | 0 | 0 | 0 | 0 | 1618.9408
6189 | 1476.183 | 0 | 0 | 0 | 0 | 0 | 0 | 0 | 0 | 1536.377
6190 | 1661.8303 | 0 | 0 | 0 | 0 | 0 | 0 | 0 | 0 | 1729.5941
6191 | 1613.5784 | 0 | 0 | 0 | 0 | 0 | 0 | 0 | 0 | 1679.3745
6192 | 1260.2759 | 0 | 0 | 0 | 0 | 0 | 0 | 1027.527 | 0 | 242.2398
6193 | 1171.9502 | 0 | 0 | 0 | 0 | 0 | 0 | 1171.95 | 0 | 0
6194 | 1521.1636 | 0 | 0 | 0 | 0 | 0 | 0 | 1521.164 | 0 | 0
6195 | 1377.2255 | 0 | 0 | 0 | 0 | 0 | 0 | 1377.226 | 0 | 0
6196 | 1270.9077 | 0 | 0 | 0 | 0 | 0 | 0 | 1270.908 | 0 | 0
6197 | 1565.3264 | 0 | 0 | 0 | 0 | 0 | 0 | 1565.326 | 0 | 0
6198 | 1360.8689 | 0 | 0 | 0 | 0 | 0 | 0 | 1360.869 | 0 | 0
6199 | 1170.3146 | 73.81 | 304.6302 | 304.6302 | 0 | 0 | 0 | 0 | 0 | 913.4065
6200 | 1033.4007 | 246.49 | 1130.8654 | 1075.5387 | -55.3267 | 0 | 0 | 0 | 0 | 0
6201 | 1230.7481 | 436.97 | 1987.7244 | 1280.934 | -706.7905 | 0 | 0 | 0 | 0 | 0
6202 | 1537.052 | 620.04 | 2758.147 | 1599.7281 | -1158.4189 | 0 | 0 | 0 | 0 | 0
6203 | 1548.9034 | 701.81 | 3072.4251 | 1612.0633 | -1460.3618 | 0 | 0 | 0 | 0 | 0
6204 | 1590.8468 | 800.57 | 3474.3263 | 1655.7166 | -1818.6097 | 0 | 0 | 0 | 0 | 0
6205 | 1238.0554 | 792.8 | 3442.0966 | 1288.5389 | -2093.1229 | 0 | 60.4348 | 0 | 0 | 0
6206 | 1441.5264 | 708.6 | 3109.1698 | 1500.3068 | -1608.8629 | 0 | 0 | 0 | 0 | 0
6207 | 1346.8708 | 628.96 | 2802.3571 | 1401.791 | -1400.566 | 0 | 0 | 0 | 0 | 0
6208 | 1554.022 | 394.32 | 1792.1313 | 1617.39 | -174.7412 | 0 | 0 | 0 | 0 | 0
6209 | 1638.7226 | 141.81 | 629.2516 | 629.2516 | 0 | 0 | 0 | 1034.125 | 0 | 0
6210 | 1543.6519 | 25.48 | 79.1271 | 79.1271 | 0 | 0 | 0 | 1467.625 | 0 | 0
6211 | 1296.4209 | 0 | 0 | 0 | 0 | 0 | 0 | 0 | 0 | 1349.2849
6212 | 1246.3728 | 0 | 0 | 0 | 0 | 0 | 0 | 0 | 0 | 1297.1961
6213 | 1571.8691 | 0 | 0 | 0 | 0 | 0 | 0 | 0 | 0 | 1635.9648
6214 | 1827.8498 | 0 | 0 | 0 | 0 | 0 | 0 | 0 | 0 | 1902.3839
6215 | 1962.7917 | 0 | 0 | 0 | 0 | 0 | 0 | 0 | 0 | 2042.8284
6216 | 1447.5589 | 0 | 0 | 0 | 0 | 0 | 0 | 1054.249 | 0 | 409.3479
6217 | 1347.7837 | 0 | 0 | 0 | 0 | 0 | 0 | 1347.784 | 0 | 0
6218 | 1417.2992 | 0 | 0 | 0 | 0 | 0 | 0 | 1417.299 | 0 | 0
6219 | 1479.4543 | 0 | 0 | 0 | 0 | 0 | 0 | 1479.454 | 0 | 0
6220 | 1595.5861 | 0 | 0 | 0 | 0 | 0 | 0 | 1595.586 | 0 | 0
6221 | 1610.3071 | 0 | 0 | 0 | 0 | 0 | 0 | 1610.307 | 0 | 0
6222 | 1157.2293 | 0 | 0 | 0 | 0 | 0 | 0 | 1157.229 | 0 | 0
6223 | 1109.7952 | 57.6 | 234.5089 | 234.5089 | 0 | 0 | 0 | 0 | 0 | 920.54
6224 | 994.4167 | 188.66 | 860.355 | 860.355 | 0 | 0 | 0 | 0 | 0 | 174.6111
6225 | 1024.9954 | 299.55 | 1364.9548 | 1066.791 | -298.1638 | 0 | 0 | 0 | 0 | 0
6226 | 1252.2468 | 588.08 | 2645.9263 | 1303.3096 | -1342.6166 | 0 | 0 | 0 | 0 | 0
6227 | 1666.1761 | 772.1 | 3413.5657 | 1734.1173 | -1679.4484 | 0 | 0 | 0 | 0 | 0
6228 | 1295.9036 | 831.2 | 3640.478 | 1348.7458 | -2093.1229 | 0 | 198.6094 | 0 | 0 | 0
6229 | 1418.6527 | 771.92 | 3392.1414 | 1476.5011 | -1915.6402 | 0 | 0 | 0 | 0 | 0
6230 | 1542.1992 | 773.11 | 3412.2762 | 1605.0849 | -1807.1913 | 0 | 0 | 0 | 0 | 0
6231 | 1525.4623 | 605.58 | 2721.7312 | 1587.6654 | -1134.0658 | 0 | 0 | 0 | 0 | 0
6232 | 1140.3677 | 461.86 | 2117.8444 | 1186.8686 | -560.5874 | 0 | 370.3885 | 0 | 0 | 0
6233 | 1753.2821 | 266.24 | 1175.3638 | 1175.3638 | 0 | 0 | 0 | 623.968 | 0 | 0
6234 | 1615.8908 | 38.51 | 121.5513 | 121.5513 | 0 | 0 | 0 | 1499.102 | 0 | 0
6235 | 1178.4929 | 0 | 0 | 0 | 0 | 0 | 0 | 0 | 0 | 1226.5482
6236 | 1647.9272 | 0 | 0 | 0 | 0 | 0 | 0 | 0 | 0 | 1715.1242
6237 | 1432.0201 | 0 | 0 | 0 | 0 | 0 | 0 | 0 | 0 | 1490.4132
6238 | 1643.0203 | 0 | 0 | 0 | 0 | 0 | 0 | 0 | 0 | 1710.0171
6239 | 1400.1248 | 0 | 0 | 0 | 0 | 0 | 0 | 0 | 0 | 1457.2176
6240 | 1198.1208 | 0 | 0 | 0 | 0 | 0 | 0 | 981.327 | 0 | 225.6342
6241 | 1325.7023 | 0 | 0 | 0 | 0 | 0 | 0 | 1325.702 | 0 | 0
6242 | 1425.4775 | 0 | 0 | 0 | 0 | 0 | 0 | 1425.478 | 0 | 0
6243 | 1218.5665 | 0 | 0 | 0 | 0 | 0 | 0 | 1218.567 | 0 | 0
6244 | 1399.3069 | 0 | 0 | 0 | 0 | 0 | 0 | 1399.307 | 0 | 0
6245 | 1315.0705 | 0 | 0 | 0 | 0 | 0 | 0 | 1315.07 | 0 | 0
6246 | 733.5934 | 0 | 0 | 0 | 0 | 0 | 0 | 733.593 | 0 | 0
6247 | 983.0315 | 124.66 | 469.6661 | 469.6661 | 0 | 0 | 0 | 0 | 0 | 553.4508
6248 | 877.8811 | 370.51 | 1715.5582 | 913.6782 | -801.88 | 0 | 0 | 0 | 0 | 0
6249 | 945.2549 | 612.01 | 2832.6083 | 983.7995 | -1848.8088 | 0 | 0 | 0 | 0 | 0
6250 | 1289.4335 | 487.83 | 2187.9949 | 1342.013 | -845.9819 | 0 | 0 | 0 | 0 | 0
6251 | 942.1656 | 676.38 | 2985.2809 | 980.5845 | -2004.6964 | 0 | 0 | 0 | 0 | 0
6252 | 1192.4164 | 1003.58 | 4391.8439 | 1241.0389 | -2093.1229 | 0 | 1057.6821 | 0 | 0 | 0
6253 | 1457.5078 | 626.44 | 2757.2956 | 1516.9405 | -1240.3551 | 0 | 0 | 0 | 0 | 0
6254 | 1298.3816 | 413.29 | 1840.7376 | 1351.3259 | -489.4118 | 0 | 0 | 0 | 0 | 0
6255 | 1441.2678 | 178.12 | 784.1597 | 784.1597 | 0 | 0 | 0 | 687.831 | 0 | 0
6256 | 1536.8077 | 28.43 | 97.9735 | 97.9735 | 0 | 0 | 0 | 1442.673 | 0 | 0
6257 | 1458.4473 | 10.77 | 20.9696 | 20.9696 | 0 | 0 | 0 | 1438.3 | 0 | 0
6258 | 1564.8337 | 3.91 | 0 | 0 | 0 | 0 | 0 | 1564.834 | 0 | 0
6259 | 1103.6522 | 0 | 0 | 0 | 0 | 0 | 0 | 0 | 0 | 1148.6554
6260 | 1320.7953 | 0 | 0 | 0 | 0 | 0 | 0 | 0 | 0 | 1374.6528
6261 | 1423.8418 | 0 | 0 | 0 | 0 | 0 | 0 | 0 | 0 | 1481.9017
6262 | 1526.8884 | 0 | 0 | 0 | 0 | 0 | 0 | 0 | 0 | 1589.1496
6263 | 1557.9659 | 0 | 0 | 0 | 0 | 0 | 0 | 0 | 0 | 1621.4949
6264 | 1416.4814 | 0 | 0 | 0 | 0 | 0 | 0 | 1416.481 | 0 | 0
6265 | 1565.3264 | 0 | 0 | 0 | 0 | 0 | 0 | 1565.326 | 0 | 0
6266 | 1530.9776 | 0 | 0 | 0 | 0 | 0 | 0 | 1530.978 | 0 | 0
6267 | 1518.7101 | 0 | 0 | 0 | 0 | 0 | 0 | 1518.71 | 0 | 0
6268 | 1445.1054 | 0 | 0 | 0 | 0 | 0 | 0 | 1445.105 | 0 | 0
6269 | 1521.9814 | 0 | 0 | 0 | 0 | 0 | 0 | 1521.981 | 0 | 0
6270 | 1328.1557 | 0 | 0 | 0 | 0 | 0 | 0 | 1328.156 | 0 | 0
6271 | 1128.6053 | 43.14 | 167.9803 | 0 | -167.9803 | 0 | 0 | 1128.605 | 0 | 0
6272 | 1388.3388 | 140.37 | 628.6875 | 0 | -628.6875 | 0 | 0 | 1388.339 | 0 | 0
6273 | 1708.9138 | 329.52 | 1502.1563 | 549.9496 | -952.2067 | 0 | 0 | 1180.511 | 0 | 0
6274 | 1431.3986 | 587.96 | 2643.2036 | 1489.7658 | -1153.4378 | 0 | 0 | 0 | 0 | 0
6275 | 1533.1581 | 669.84 | 2972.7666 | 1595.6763 | -1377.0903 | 0 | 0 | 0 | 0 | 0
6276 | 1365.5684 | 588.85 | 2611.6451 | 1421.2515 | -1190.3937 | 0 | 0 | 0 | 0 | 0
6277 | 1628.745 | 755.61 | 3327.8068 | 1695.16 | -1632.6468 | 0 | 0 | 0 | 0 | 0
6278 | 1656.7966 | 67.55 | 270.5406 | 270.5406 | 0 | 0 | 0 | 1396.855 | 0 | 0
6279 | 1559.5597 | 45.14 | 171.4336 | 171.4336 | 0 | 0 | 0 | 1394.842 | 0 | 0
6280 | 1548.5916 | 23.53 | 76.5668 | 76.5668 | 0 | 0 | 0 | 1475.025 | 0 | 0
6281 | 1862.9184 | 37.24 | 141.4946 | 141.4946 | 0 | 0 | 0 | 1726.967 | 0 | 0
6282 | 1641.6575 | 8.81 | 9.7916 | 9.7916 | 0 | 0 | 0 | 1632.249 | 0 | 0
6283 | 1998.0095 | 0 | 0 | 0 | 0 | 0 | 0 | 0 | 0 | 2079.4824
6284 | 1726.4389 | 0 | 0 | 0 | 0 | 0 | 0 | 0 | 0 | 1796.8376
6285 | 1521.9814 | 0 | 0 | 0 | 0 | 0 | 0 | 0 | 0 | 1584.0425
6286 | 1737.8885 | 0 | 0 | 0 | 0 | 0 | 0 | 0 | 0 | 1808.7545
6287 | 1565.3264 | 0 | 0 | 0 | 0 | 0 | 0 | 0 | 0 | 1629.155
6288 | 1698.6327 | 0 | 0 | 0 | 0 | 0 | 0 | 1698.633 | 0 | 0
6289 | 692.7019 | 0 | 0 | 0 | 0 | 0 | 0 | 692.702 | 0 | 0
6290 | 512.7793 | 0 | 0 | 0 | 0 | 0 | 0 | 512.779 | 0 | 0
6291 | 606.0119 | 0 | 0 | 0 | 0 | 0 | 0 | 606.012 | 0 | 0
6292 | 754.857 | 0 | 0 | 0 | 0 | 0 | 0 | 754.857 | 0 | 0
6293 | 802.2911 | 0 | 0 | 0 | 0 | 0 | 0 | 802.291 | 0 | 0
6294 | 671.4383 | 0 | 0 | 0 | 0 | 0 | 0 | 671.438 | 0 | 0
6295 | 609.2833 | 100.1 | 413.4267 | 413.4267 | 0 | 0 | 0 | 212.054 | 0 | 0
6296 | 469.188 | 83.1 | 356.8813 | 356.8813 | 0 | 0 | 0 | 126.289 | 0 | 0
6297 | 557.6649 | 334.29 | 1522.5076 | 580.4048 | -942.1028 | 0 | 0 | 0 | 0 | 0
6298 | 672.0078 | 560.26 | 2512.227 | 699.4103 | -1812.8167 | 0 | 0 | 0 | 0 | 0
6299 | 802.2369 | 947.94 | 4185.5349 | 834.9486 | -2093.1229 | 0 | 1257.4634 | 0 | 0 | 0
6300 | 773.4902 | 1009.26 | 4408.2913 | 805.0294 | -2093.1229 | 0 | 1510.139 | 0 | 0 | 0
6301 | 936.0094 | 992.73 | 4340.0538 | 974.1764 | -2093.1229 | 0 | 1272.7545 | 0 | 0 | 0
6302 | 851.9365 | 889.39 | 3932.0297 | 886.6752 | -1796.5494 | 0 | 1248.8052 | 0 | 0 | 0
6303 | 657.248 | 609.34 | 2726.6718 | 684.0485 | 0 | 0 | 2042.6233 | 0 | 0 | 0
6304 | 682.6487 | 173.44 | 774.8177 | 710.4852 | 0 | 0 | 64.3325 | 0 | 0 | 0
6305 | 686.5273 | 64.1 | 266.11 | 266.11 | 0 | 0 | 0 | 430.844 | 0 | 0
6306 | 776.4017 | 12.73 | 25.191 | 25.191 | 0 | 0 | 0 | 752.198 | 0 | 0
6307 | 785.1463 | 0 | 0 | 0 | 0 | 0 | 0 | 0 | 0 | 817.1617
6308 | 546.3104 | 0 | 0 | 0 | 0 | 0 | 0 | 0 | 0 | 568.5868
6309 | 724.5973 | 0 | 0 | 0 | 0 | 0 | 0 | 0 | 0 | 754.1437
6310 | 823.5547 | 0 | 0 | 0 | 0 | 0 | 0 | 0 | 0 | 857.1369
6311 | 729.5043 | 0 | 0 | 0 | 0 | 0 | 0 | 0 | 0 | 759.2508
6312 | 745.043 | 0 | 0 | 0 | 0 | 0 | 0 | 745.043 | 0 | 0
6313 | 1741.9777 | 0 | 0 | 0 | 0 | 0 | 0 | 1741.978 | 0 | 0
6314 | 1703.5397 | 0 | 0 | 0 | 0 | 0 | 0 | 1703.54 | 0 | 0
6315 | 1585.7722 | 0 | 0 | 0 | 0 | 0 | 0 | 1585.772 | 0 | 0
6316 | 1660.1947 | 0 | 0 | 0 | 0 | 0 | 0 | 189.536 | 0 | 1530.6267
6317 | 1616.0319 | 0 | 0 | 0 | 0 | 0 | 0 | 0 | 0 | 1681.9286
6318 | 1492.5396 | 0 | 0 | 0 | 0 | 0 | 0 | 0 | 0 | 1553.401
6319 | 1496.6287 | 83.41 | 347.7371 | 347.7371 | 0 | 0 | 0 | 0 | 0 | 1209.9197
6320 | 112.7164 | 258.86 | 1198.7136 | 117.3122 | -1081.4014 | 0 | 0 | 0 | 0 | 0
6321 | 91.689 | 318.84 | 1460.3857 | 95.4278 | -1364.9579 | 0 | 0 | 0 | 0 | 0
6322 | 0 | 431.73 | 1955.554 | 0 | -1955.554 | 0 | 0 | 0 | 0 | 0
6323 | 0 | 584.74 | 2619.8423 | 0 | -2093.1229 | 0 | 526.7194 | 0 | 0 | 0
6324 | 0 | 604.18 | 2696.0188 | -0.0010408 | -2093.1229 | 0 | 602.897 | 0 | 0 | 0
6325 | 0 | 242.61 | 1082.2955 | 0 | -1082.2955 | 0 | 0 | 0 | 0 | 0
6326 | 89.7711 | 117.39 | 505.7457 | 93.4316 | -412.3141 | 0 | 0 | 0 | 0 | 0
6327 | 73.0251 | 141.03 | 620.8868 | 76.0027 | -544.8841 | 0 | 0 | 0 | 0 | 0
6328 | 78.3215 | 108.58 | 474.9731 | 81.5147 | -203.1846 | 0 | 190.2738 | 0 | 0 | 0
6329 | 73.0629 | 85.43 | 368.9106 | 76.0423 | 0 | 0 | 292.8683 | 0 | 0 | 0
6330 | 85.2782 | 15.67 | 36.805 | 36.805 | 0 | 0 | 0 | 0 | 0 | 51.9504
6331 | 79.3551 | 0 | 0 | 0 | 0 | 0 | 0 | 0 | 0 | 82.5908
6332 | 88.3256 | 0 | 0 | 0 | 0 | 0 | 0 | 0 | 0 | 91.9277
6333 | 80.9652 | 0 | 0 | 0 | 0 | 0 | 0 | 0 | 0 | 84.2665
6334 | 88.3256 | 0 | 0 | 0 | 0 | 0 | 0 | 0 | 0 | 91.9277
6335 | 80.9652 | 0 | 0 | 0 | 0 | 0 | 0 | 0 | 0 | 84.2665
6336 | 85.8721 | 0 | 0 | 0 | 0 | 0 | 0 | 0 | 0 | 89.3736
6337 | 76.876 | 0 | 0 | 0 | 0 | 0 | 0 | 0 | 0 | 80.0108
6338 | 83.4186 | 0 | 0 | 0 | 0 | 0 | 0 | 0 | 0 | 86.8206
6339 | 77.6938 | 0 | 0 | 0 | 0 | 0 | 0 | 0 | 0 | 80.8621
6340 | 81.783 | 0 | 0 | 0 | 0 | 0 | 0 | 0 | 0 | 85.1178
6341 | 78.5117 | 0 | 0 | 0 | 0 | 0 | 0 | 0 | 0 | 81.7135
6342 | 83.4186 | 0 | 0 | 0 | 0 | 0 | 0 | 0 | 0 | 86.8206
6343 | 68.6977 | 88.37 | 368.8086 | 71.4993 | -297.3093 | 0 | 0 | 0 | 0 | 0
6344 | 80.819 | 271.57 | 1263.3719 | 84.1145 | -901.9955 | 0 | 277.2619 | 0 | 0 | 0
6345 | 556.7111 | 424.28 | 1960.7652 | 579.4119 | 0 | 0 | 1381.3533 | 0 | 0 | 0
6346 | 1538.6406 | 428.03 | 1947.5973 | 1601.3818 | 0 | 0 | 346.2154 | 0 | 0 | 0
6347 | 1710.5127 | 513.38 | 2315.2121 | 1780.2622 | 0 | 0 | 534.9499 | 0 | 0 | 0
6348 | 1592.0899 | 698.1 | 3116.7497 | 1657.0103 | 0 | 0 | 1459.7394 | 0 | 0 | 0
6349 | 1586.6892 | 700.61 | 3128.1181 | 1651.3891 | 0 | 0 | 1476.7291 | 0 | 0 | 0
6350 | 1637.1595 | 738.18 | 3308.5888 | 1703.9181 | 0 | 0 | 1604.6707 | 0 | 0 | 0
6351 | 1737.0911 | 365.45 | 1661.8739 | 1661.8739 | 0 | 0 | 0 | 0 | 0 | 146.0501
6352 | 1235.9792 | 358.64 | 1656.6804 | 1286.3783 | -162.5381 | 0 | 207.764 | 0 | 0 | 0
6353 | 1637.9753 | 162.86 | 735.8594 | 735.8594 | 0 | 0 | 0 | 930.946 | 0 | 0
6354 | 1283.7711 | 21.56 | 59.981 | 59.981 | 0 | 0 | 0 | 1226.14 | 0 | 0
6355 | 1342.5199 | 0 | 0 | 0 | 0 | 0 | 0 | 0 | 0 | 1397.2637
6356 | 1375.5899 | 0 | 0 | 0 | 0 | 0 | 0 | 0 | 0 | 1431.6821
6357 | 1208.7526 | 0 | 0 | 0 | 0 | 0 | 0 | 0 | 0 | 1258.0421
6358 | 1334.6984 | 0 | 0 | 0 | 0 | 0 | 0 | 0 | 0 | 1389.1227
6359 | 1426.2953 | 0 | 0 | 0 | 0 | 0 | 0 | 0 | 0 | 1484.4547
6360 | 1445.9232 | 0 | 0 | 0 | 0 | 0 | 0 | 1445.923 | 0 | 0
6361 | 1568.5977 | 0 | 0 | 0 | 0 | 0 | 0 | 1568.598 | 0 | 0
6362 | 1526.8884 | 0 | 0 | 0 | 0 | 0 | 0 | 1526.888 | 0 | 0
6363 | 1723.1676 | 0 | 0 | 0 | 0 | 0 | 0 | 1723.168 | 0 | 0
6364 | 1466.369 | 0 | 0 | 0 | 0 | 0 | 0 | 1466.369 | 0 | 0
6365 | 1491.7217 | 0 | 0 | 0 | 0 | 0 | 0 | 1491.722 | 0 | 0
6366 | 1755.8808 | 0 | 0 | 0 | 0 | 0 | 0 | 1755.881 | 0 | 0
6367 | 1216.9309 | 27.43 | 96.5643 | 0 | -96.5643 | 0 | 0 | 1216.931 | 0 | 0
6368 | 1615.258 | 87.59 | 380.2135 | 0 | -380.2135 | 0 | 0 | 1615.258 | 0 | 0
6369 | 1535.5124 | 249.44 | 1136.9394 | 0 | -1136.9394 | 0 | 0 | 1535.512 | 0 | 0
6370 | 1473.9411 | 266.28 | 1200.9804 | 0 | -1200.9804 | 0 | 0 | 1473.941 | 0 | 0
6371 | 1908.6882 | 474.67 | 2140.0848 | 46.9619 | -2093.1229 | 0 | 0 | 1863.566 | 0 | 0
6372 | 2013.4594 | 527.23 | 2370.8583 | 277.7355 | -2093.1229 | 0 | 0 | 1746.605 | 0 | 0
6373 | 2035.7422 | 196.72 | 871.382 | 752.337 | -119.0451 | 0 | 0 | 1312.881 | 0 | 0
6374 | 1841.9829 | 562.42 | 2543.4618 | 1917.0932 | -626.3686 | 0 | 0 | 0 | 0 | 0
6375 | 1628.7921 | 276.6 | 1255.7149 | 1255.7149 | 0 | 0 | 0 | 422.275 | 0 | 0
6376 | 1389.4705 | 298.9 | 1378.8242 | 1378.8242 | 0 | 0 | 0 | 64.667 | 0 | 0
6377 | 1931.9585 | 130.05 | 582.2105 | 582.2105 | 0 | 0 | 0 | 1372.559 | 0 | 0
6378 | 1367.8348 | 19.59 | 52.4312 | 52.4312 | 0 | 0 | 0 | 1317.457 | 0 | 0
6379 | 1384.0595 | 0 | 0 | 0 | 0 | 0 | 0 | 0 | 0 | 1440.4975
6380 | 1184.2177 | 0 | 0 | 0 | 0 | 0 | 0 | 0 | 0 | 1232.5066
6381 | 1696.1792 | 0 | 0 | 0 | 0 | 0 | 0 | 0 | 0 | 1765.3437
6382 | 1602.9466 | 0 | 0 | 0 | 0 | 0 | 0 | 0 | 0 | 1668.31
6383 | 1638.9311 | 0 | 0 | 0 | 0 | 0 | 0 | 0 | 0 | 1705.7614
6384 | 1551.4233 | 0 | 0 | 0 | 0 | 0 | 0 | 1551.423 | 0 | 0
6385 | 1701.0862 | 0 | 0 | 0 | 0 | 0 | 0 | 1701.086 | 0 | 0
6386 | 1653.652 | 0 | 0 | 0 | 0 | 0 | 0 | 1653.652 | 0 | 0
6387 | 1684.7296 | 0 | 0 | 0 | 0 | 0 | 0 | 1684.73 | 0 | 0
6388 | 1203.0278 | 0 | 0 | 0 | 0 | 0 | 0 | 1203.028 | 0 | 0
6389 | 1548.9698 | 0 | 0 | 0 | 0 | 0 | 0 | 1548.97 | 0 | 0
6390 | 1546.5163 | 0 | 0 | 0 | 0 | 0 | 0 | 1546.516 | 0 | 0
6391 | 1351.055 | 19.59 | 60.671 | 0 | -60.671 | 0 | 0 | 1351.055 | 0 | 0
6392 | 1371.2114 | 58.53 | 242.2689 | 0 | -242.2689 | 0 | 0 | 1371.211 | 0 | 0
6393 | 1665.9839 | 192.06 | 868.0058 | 0 | -868.0058 | 0 | 0 | 1665.984 | 0 | 0
6394 | 1480.4755 | 343.08 | 1557.256 | 0 | -1557.256 | 0 | 0 | 1480.476 | 0 | 0
6395 | 1901.1918 | 462.82 | 2087.8326 | 0 | -2087.8326 | 0 | 0 | 1901.192 | 0 | 0
6396 | 1801.945 | 516.31 | 2320.5492 | 227.4264 | -2093.1229 | 0 | 0 | 1583.429 | 0 | 0
6397 | 1608.8247 | 456.76 | 2056.2804 | 271.0609 | -1785.2195 | 0 | 0 | 1348.384 | 0 | 0
6398 | 1764.516 | 294.28 | 1324.0908 | 1324.0908 | 0 | 0 | 0 | 492.303 | 0 | 0
6399 | 1869.6654 | 212.05 | 952.3857 | 952.3857 | 0 | 0 | 0 | 954.593 | 0 | 0
6400 | 1735.3911 | 238.48 | 1089.6829 | 1089.6829 | 0 | 0 | 0 | 688.401 | 0 | 0
6401 | 1870.3575 | 86.39 | 373.5691 | 373.5691 | 0 | 0 | 0 | 1511.424 | 0 | 0
6402 | 1742.4091 | 13.71 | 27.9667 | 27.9667 | 0 | 0 | 0 | 1715.538 | 0 | 0
6403 | 1712.774 | 0 | 0 | 0 | 0 | 0 | 0 | 0 | 0 | 1782.6154
6404 | 1736.2529 | 0 | 0 | 0 | 0 | 0 | 0 | 0 | 0 | 1807.0518
6405 | 1571.8691 | 0 | 0 | 0 | 0 | 0 | 0 | 0 | 0 | 1635.9648
6406 | 1566.1442 | 0 | 0 | 0 | 0 | 0 | 0 | 0 | 0 | 1630.0063
6407 | 1353.5085 | 0 | 0 | 0 | 0 | 0 | 0 | 0 | 0 | 1408.6997
6408 | 390.9227 | 0 | 0 | 0 | 0 | 0 | 0 | 390.923 | 0 | 0
6409 | 403.1901 | 0 | 0 | 0 | 0 | 0 | 0 | 403.19 | 0 | 0
6410 | 386.8335 | 0 | 0 | 0 | 0 | 0 | 0 | 386.834 | 0 | 0
6411 | 365.57 | 0 | 0 | 0 | 0 | 0 | 0 | 365.57 | 0 | 0
6412 | 375.3839 | 0 | 0 | 0 | 0 | 0 | 0 | 375.384 | 0 | 0
6413 | 388.4692 | 0 | 0 | 0 | 0 | 0 | 0 | 388.469 | 0 | 0
6414 | 406.4615 | 0 | 0 | 0 | 0 | 0 | 0 | 406.461 | 0 | 0
6415 | 362.2986 | 58.74 | 241.0876 | 0 | -241.0876 | 0 | 0 | 362.299 | 0 | 0
6416 | 452.8416 | 190.62 | 871.0761 | 0 | -871.0761 | 0 | 0 | 452.842 | 0 | 0
6417 | 1718.3751 | 332.25 | 1514.6341 | 0 | -1514.6341 | 0 | 0 | 1718.375 | 0 | 0
6418 | 1870.1756 | 592.67 | 2650.6035 | 961.7725 | -1688.831 | 0 | 0 | 946.085 | 0 | 0
6419 | 1892.5228 | 612.65 | 2708.8277 | 1969.694 | -739.1337 | 0 | 0 | 0 | 0 | 0
6420 | 1967.7386 | 430.28 | 1908.5859 | 1908.5859 | 0 | 0 | 0 | 133.93 | 0 | 0
6421 | 1715.3512 | 681.36 | 2990.9885 | 1785.2975 | -1205.691 | 0 | 0 | 0 | 0 | 0
6422 | 1757.0441 | 575.34 | 2552.5634 | 1828.6906 | -723.8727 | 0 | 0 | 0 | 0 | 0
6423 | 1950.1113 | 249.57 | 1115.3589 | 1115.3589 | 0 | 0 | 0 | 878.451 | 0 | 0
6424 | 1726.1516 | 337.35 | 1539.2974 | 1539.2974 | 0 | 0 | 0 | 247.163 | 0 | 0
6425 | 2137.608 | 238.58 | 1051.1086 | 1051.1086 | 0 | 0 | 0 | 1127.681 | 0 | 0
6426 | 1644.1407 | 28.93 | 75.5958 | 75.5958 | 0 | 0 | 0 | 1571.507 | 0 | 0
6427 | 1812.7762 | 0 | 0 | 0 | 0 | 0 | 0 | 0 | 0 | 1886.6952
6428 | 1637.2954 | 0 | 0 | 0 | 0 | 0 | 0 | 0 | 0 | 1704.0586
6429 | 1228.3805 | 0 | 0 | 0 | 0 | 0 | 0 | 0 | 0 | 1278.4694
6430 | 1411.5744 | 0 | 0 | 0 | 0 | 0 | 0 | 0 | 0 | 1469.1335
6431 | 1350.2371 | 0 | 0 | 0 | 0 | 0 | 0 | 0 | 0 | 1405.2953
6432 | 369.6591 | 0 | 0 | 0 | 0 | 0 | 0 | 369.659 | 0 | 0
6433 | 112.8605 | 0 | 0 | 0 | 0 | 0 | 0 | 112.861 | 0 | 0
6434 | 119.4032 | 0 | 0 | 0 | 0 | 0 | 0 | 119.403 | 0 | 0
6435 | 113.6784 | 0 | 0 | 0 | 0 | 0 | 0 | 113.678 | 0 | 0
6436 | 116.1318 | 0 | 0 | 0 | 0 | 0 | 0 | 116.132 | 0 | 0
6437 | 112.8605 | 0 | 0 | 0 | 0 | 0 | 0 | 112.861 | 0 | 0
6438 | 116.9497 | 0 | 0 | 0 | 0 | 0 | 0 | 116.95 | 0 | 0
6439 | 100.5931 | 62.51 | 257.4393 | 104.6949 | -152.7444 | 0 | 0 | 0 | 0 | 0
6440 | 225.1445 | 213.25 | 977.5944 | 234.3257 | -743.2687 | 0 | 0 | 0 | 0 | 0
6441 | 1240.0192 | 592.54 | 2733.058 | 1290.583 | -1442.475 | 0 | 0 | 0 | 0 | 0
6442 | 1266.4219 | 795.58 | 3570.1412 | 1318.0616 | -2093.1229 | 0 | 158.9568 | 0 | 0 | 0
6443 | 1701.8192 | 929.41 | 4080.3186 | 1771.2137 | -2093.1229 | 0 | 215.982 | 0 | 0 | 0
6444 | 1591.6166 | 992.44 | 4311.0619 | 1656.517 | -2093.1229 | 0 | 561.4221 | 0 | 0 | 0
6445 | 1439.8744 | 971.24 | 4233.1941 | 1498.5874 | -2093.1229 | 0 | 641.4838 | 0 | 0 | 0
6446 | 1622.9691 | 866.91 | 3827.694 | 1689.1485 | -119.8579 | 0 | 2018.6875 | 0 | 0 | 0
6447 | 1764.8544 | 704.99 | 3177.7434 | 1836.8191 | 0 | 0 | 1340.9243 | 0 | 0 | 0
6448 | 1749.6223 | 487.19 | 2246.6864 | 1820.966 | 0 | 0 | 425.7204 | 0 | 0 | 0
6449 | 1578.746 | 208.02 | 928.1127 | 928.1127 | 0 | 0 | 0 | 686.996 | 0 | 0
6450 | 1433.9206 | 19.59 | 50.2425 | 50.2425 | 0 | 0 | 0 | 1385.646 | 0 | 0
6451 | 1471.9558 | 0 | 0 | 0 | 0 | 0 | 0 | 0 | 0 | 1531.9776
6452 | 1491.7217 | 0 | 0 | 0 | 0 | 0 | 0 | 0 | 0 | 1552.5496
6453 | 1544.0628 | 0 | 0 | 0 | 0 | 0 | 0 | 0 | 0 | 1607.0249
6454 | 1414.8457 | 0 | 0 | 0 | 0 | 0 | 0 | 0 | 0 | 1472.5389
6455 | 1431.2023 | 0 | 0 | 0 | 0 | 0 | 0 | 0 | 0 | 1489.5618
6456 | 482.5196 | 0 | 0 | 0 | 0 | 0 | 0 | 482.52 | 0 | 0
6457 | 426.0894 | 0 | 0 | 0 | 0 | 0 | 0 | 426.089 | 0 | 0
6458 | 399.101 | 0 | 0 | 0 | 0 | 0 | 0 | 399.101 | 0 | 0
6459 | 440.8103 | 0 | 0 | 0 | 0 | 0 | 0 | 440.81 | 0 | 0
6460 | 390.1049 | 0 | 0 | 0 | 0 | 0 | 0 | 390.105 | 0 | 0
6461 | 392.5583 | 0 | 0 | 0 | 0 | 0 | 0 | 392.558 | 0 | 0
6462 | 495.6049 | 0 | 0 | 0 | 0 | 0 | 0 | 495.605 | 0 | 0
6463 | 433.4498 | 76.54 | 319.8245 | 0 | -319.8245 | 0 | 0 | 433.45 | 0 | 0
6464 | 442.7905 | 239.98 | 1111.3061 | 0 | -1111.3061 | 0 | 0 | 442.79 | 0 | 0
6465 | 1681.4818 | 608.43 | 2845.261 | 752.1382 | -2093.1229 | 0 | 0 | 958.811 | 0 | 0
6466 | 1826.7294 | 451.03 | 2050.1939 | 1137.645 | -912.5489 | 0 | 0 | 733.656 | 0 | 0
6467 | 1832.1434 | 432.09 | 1949.8818 | 1906.8519 | -43.0299 | 0 | 0 | 0 | 0 | 0
6468 | 1642.4999 | 484.52 | 2182.0583 | 1709.4759 | -472.5824 | 0 | 0 | 0 | 0 | 0
6469 | 1936.4576 | 234.78 | 1047.5356 | 1047.5356 | 0 | 0 | 0 | 929.964 | 0 | 0
6470 | 1870.011 | 483.41 | 2194.9566 | 1946.2641 | -248.6926 | 0 | 0 | 0 | 0 | 0
6471 | 1945.9424 | 576.54 | 2646.5132 | 2025.2913 | -621.222 | 0 | 0 | 0 | 0 | 0
6472 | 1509.5259 | 310.88 | 1441.4561 | 1441.4561 | 0 | 0 | 0 | 124.545 | 0 | 0
6473 | 1569.9972 | 126.16 | 564.815 | 564.815 | 0 | 0 | 0 | 1027.311 | 0 | 0
6474 | 1518.9095 | 16.65 | 38.3703 | 38.3703 | 0 | 0 | 0 | 1482.042 | 0 | 0
6475 | 1387.3227 | 0 | 0 | 0 | 0 | 0 | 0 | 0 | 0 | 1443.8936
6476 | 1625.028 | 0 | 0 | 0 | 0 | 0 | 0 | 0 | 0 | 1691.2914
6477 | 1559.6016 | 0 | 0 | 0 | 0 | 0 | 0 | 0 | 0 | 1623.1976
6478 | 1286.4464 | 0 | 0 | 0 | 0 | 0 | 0 | 0 | 0 | 1338.9031
6479 | 1165.4076 | 0 | 0 | 0 | 0 | 0 | 0 | 0 | 0 | 1212.9296
6480 | 1319.1596 | 0 | 0 | 0 | 0 | 0 | 0 | 1319.16 | 0 | 0
6481 | 1503.1713 | 0 | 0 | 0 | 0 | 0 | 0 | 1503.171 | 0 | 0
6482 | 924.9656 | 0 | 0 | 0 | 0 | 0 | 0 | 924.966 | 0 | 0
6483 | 1193.2138 | 0 | 0 | 0 | 0 | 0 | 0 | 1193.214 | 0 | 0
6484 | 1166.2254 | 0 | 0 | 0 | 0 | 0 | 0 | 1166.225 | 0 | 0
6485 | 1228.3805 | 0 | 0 | 0 | 0 | 0 | 0 | 1228.38 | 0 | 0
6486 | 1238.1945 | 0 | 0 | 0 | 0 | 0 | 0 | 1238.194 | 0 | 0
6487 | 1037.0083 | 29.39 | 105.1091 | 105.1091 | 0 | 0 | 0 | 936.017 | 0 | 0
6488 | 344.9167 | 93.16 | 406.4348 | 358.9806 | -47.4542 | 0 | 0 | 0 | 0 | 0
6489 | 280.4042 | 178.34 | 802.365 | 291.839 | -510.526 | 0 | 0 | 0 | 0 | 0
6490 | 270.3306 | 253.49 | 1143.8897 | 281.3542 | -862.5354 | 0 | 0 | 0 | 0 | 0
6491 | 287.6502 | 470.21 | 2123.8403 | 299.3794 | -1824.4609 | 0 | 0 | 0 | 0 | 0
6492 | 303.9311 | 537.85 | 2418.9547 | 316.3243 | -2093.1229 | 0 | 9.5075 | 0 | 0 | 0
6493 | 295.44 | 482.12 | 2171.0011 | 307.4871 | -1863.514 | 0 | 0 | 0 | 0 | 0
6494 | 282.4089 | 613.38 | 2764.2272 | 293.9247 | -2093.1229 | 0 | 377.1796 | 0 | 0 | 0
6495 | 273.0489 | 373.31 | 1700.8978 | 284.1831 | -1416.7147 | 0 | 0 | 0 | 0 | 0
6496 | 209.159 | 194.09 | 881.2694 | 217.6878 | -119.3854 | 0 | 544.1962 | 0 | 0 | 0
6497 | 292.731 | 65 | 272.5139 | 272.5139 | 0 | 0 | 0 | 0 | 0 | 32.1538
6498 | 235.0545 | 10.77 | 14.6906 | 14.6906 | 0 | 0 | 0 | 0 | 0 | 229.9482
6499 | 209.7018 | 0 | 0 | 0 | 0 | 0 | 0 | 0 | 0 | 218.253
6500 | 305.8684 | 0 | 0 | 0 | 0 | 0 | 0 | 0 | 0 | 318.3403
6501 | 293.6009 | 0 | 0 | 0 | 0 | 0 | 0 | 0 | 0 | 305.5731
6502 | 298.5079 | 0 | 0 | 0 | 0 | 0 | 0 | 0 | 0 | 310.6802
6503 | 235.535 | 0 | 0 | 0 | 0 | 0 | 0 | 0 | 0 | 245.1394
6504 | 168.473 | 0 | 0 | 0 | 0 | 0 | 0 | 0 | 0 | 175.3428
6505 | 199.5505 | 0 | 0 | 0 | 0 | 0 | 0 | 0 | 0 | 207.687
6506 | 243.7133 | 0 | 0 | 0 | 0 | 0 | 0 | 0 | 0 | 253.6508
6507 | 191.3722 | 0 | 0 | 0 | 0 | 0 | 0 | 0 | 0 | 199.1755
6508 | 152.1164 | 0 | 0 | 0 | 0 | 0 | 0 | 0 | 0 | 158.3188
6509 | 135.7598 | 0 | 0 | 0 | 0 | 0 | 0 | 0 | 0 | 141.2959
6510 | 197.097 | 0 | 0 | 0 | 0 | 0 | 0 | 0 | 0 | 205.134
6511 | 122.6745 | 62.59 | 258.2303 | 127.6763 | -130.554 | 0 | 0 | 0 | 0 | 0
6512 | 195.7169 | 201.94 | 928.0232 | 203.6977 | -724.3255 | 0 | 0 | 0 | 0 | 0
6513 | 885.4685 | 392.69 | 1806.342 | 921.5745 | -884.7675 | 0 | 0 | 0 | 0 | 0
6514 | 1487.9546 | 586.54 | 2658.3562 | 1548.629 | -1109.7272 | 0 | 0 | 0 | 0 | 0
6515 | 1782.3192 | 279.94 | 1251.8411 | 1251.8411 | 0 | 0 | 0 | 0 | 0 | 603.1551
6516 | 1685.3849 | 808.93 | 3592.8968 | 1754.1086 | -1161.3206 | 0 | 677.4676 | 0 | 0 | 0
6517 | 1718.2943 | 759.09 | 3383.608 | 1788.3605 | 0 | 0 | 1595.2475 | 0 | 0 | 0
6518 | 1671.8876 | 676.61 | 3042.9285 | 1740.0612 | 0 | 0 | 1302.8673 | 0 | 0 | 0
6519 | 1697.546 | 474.54 | 2162.9184 | 1766.7665 | 0 | 0 | 396.1519 | 0 | 0 | 0
6520 | 1755.8511 | 237.16 | 1081.8875 | 1081.8875 | 0 | 0 | 0 | 716.351 | 0 | 0
6521 | 1623.5477 | 59.44 | 244.9551 | 244.9551 | 0 | 0 | 0 | 1388.19 | 0 | 0
6522 | 1905.103 | 9.79 | 11.2966 | 11.2966 | 0 | 0 | 0 | 1894.249 | 0 | 0
6523 | 1574.8582 | 0 | 0 | 0 | 0 | 0 | 0 | 0 | 0 | 1639.0757
6524 | 1257.8224 | 0 | 0 | 0 | 0 | 0 | 0 | 0 | 0 | 1309.1119
6525 | 1468.0047 | 0 | 0 | 0 | 0 | 0 | 0 | 0 | 0 | 1527.8655
6526 | 1599.6753 | 0 | 0 | 0 | 0 | 0 | 0 | 0 | 0 | 1664.9046
6527 | 1683.9117 | 0 | 0 | 0 | 0 | 0 | 0 | 0 | 0 | 1752.5765
6528 | 1453.2837 | 0 | 0 | 0 | 0 | 0 | 0 | 1453.284 | 0 | 0
6529 | 1407.4852 | 0 | 0 | 0 | 0 | 0 | 0 | 1407.485 | 0 | 0
6530 | 1535.8845 | 0 | 0 | 0 | 0 | 0 | 0 | 1535.885 | 0 | 0
6531 | 1660.1947 | 0 | 0 | 0 | 0 | 0 | 0 | 1660.195 | 0 | 0
6532 | 1321.6131 | 0 | 0 | 0 | 0 | 0 | 0 | 1321.613 | 0 | 0
6533 | 1273.3611 | 0 | 0 | 0 | 0 | 0 | 0 | 1273.361 | 0 | 0
6534 | 1310.1635 | 0 | 0 | 0 | 0 | 0 | 0 | 1310.163 | 0 | 0
6535 | 1068.0858 | 5.87 | 0 | 0 | 0 | 0 | 0 | 1068.086 | 0 | 0
6536 | 1296.3319 | 15.67 | 42.8311 | 42.8311 | 0 | 0 | 0 | 1255.178 | 0 | 0
6537 | 1701.5656 | 35.31 | 129.0522 | 129.0522 | 0 | 0 | 0 | 1577.569 | 0 | 0
6538 | 1384.2118 | 558.56 | 2516.9636 | 1440.6557 | -1076.3079 | 0 | 0 | 0 | 0 | 0
6539 | 1713.281 | 726.86 | 3228.832 | 1783.1431 | -1445.6889 | 0 | 0 | 0 | 0 | 0
6540 | 1435.638 | 558.2 | 2487.6293 | 1494.1787 | -993.4506 | 0 | 0 | 0 | 0 | 0
6541 | 1436.8198 | 606.02 | 2700.2642 | 1495.4089 | -1204.8553 | 0 | 0 | 0 | 0 | 0
6542 | 1416.2125 | 617.37 | 2766.1932 | 1473.9606 | -1292.2326 | 0 | 0 | 0 | 0 | 0
6543 | 1458.112 | 601.01 | 2726.0182 | 1517.5691 | -1208.4491 | 0 | 0 | 0 | 0 | 0
6544 | 1580.7302 | 384.68 | 1774.4422 | 1645.1871 | -129.2551 | 0 | 0 | 0 | 0 | 0
6545 | 1546.2679 | 110.44 | 484.8604 | 484.8604 | 0 | 0 | 0 | 1080.404 | 0 | 0
6546 | 1753.4948 | 13.71 | 25.1067 | 25.1067 | 0 | 0 | 0 | 1729.372 | 0 | 0
6547 | 1580.4767 | 0 | 0 | 0 | 0 | 0 | 0 | 0 | 0 | 1644.9238
6548 | 1247.1906 | 0 | 0 | 0 | 0 | 0 | 0 | 0 | 0 | 1298.0474
6549 | 1584.9543 | 0 | 0 | 0 | 0 | 0 | 0 | 0 | 0 | 1649.5833
6550 | 1818.0358 | 0 | 0 | 0 | 0 | 0 | 0 | 0 | 0 | 1892.1697
6551 | 1714.1715 | 0 | 0 | 0 | 0 | 0 | 0 | 0 | 0 | 1784.0694
6552 | 1513.8031 | 0 | 0 | 0 | 0 | 0 | 0 | 1513.803 | 0 | 0
6553 | 1295.9329 | 0 | 0 | 0 | 0 | 0 | 0 | 1295.933 | 0 | 0
6554 | 1429.5663 | 0 | 0 | 0 | 0 | 0 | 0 | 1429.566 | 0 | 0
6555 | 1403.1504 | 0 | 0 | 0 | 0 | 0 | 0 | 1403.15 | 0 | 0
6556 | 223.7582 | 0 | 0 | 0 | 0 | 0 | 0 | 223.758 | 0 | 0
6557 | 344.1836 | 0 | 0 | 0 | 0 | 0 | 0 | 344.184 | 0 | 0
6558 | 855.4089 | 0 | 0 | 0 | 0 | 0 | 0 | 855.409 | 0 | 0
6559 | 1351.1431 | 85.36 | 356.4681 | 356.4681 | 0 | 0 | 0 | 841.016 | 0 | 174.4602
6560 | 1327.7543 | 345.43 | 1605.9946 | 1381.8966 | -224.098 | 0 | 0 | 0 | 0 | 0
6561 | 1082.8362 | 335.35 | 1529.8409 | 1126.9906 | -402.8504 | 0 | 0 | 0 | 0 | 0
6562 | 962.5079 | 689.07 | 3087.685 | 1001.756 | -2085.929 | 0 | 0 | 0 | 0 | 0
6563 | 1672.8606 | 853.8 | 3748.1651 | 1741.0739 | -2007.0912 | 0 | 0 | 0 | 0 | 0
6564 | 1223.3853 | 670.34 | 2929.3048 | 1273.2707 | -1656.0341 | 0 | 0 | 0 | 0 | 0
6565 | 988.9209 | 863.97 | 3720.2587 | 1029.246 | -2093.1229 | 0 | 597.8898 | 0 | 0 | 0
6566 | 879.0094 | 816.1 | 3542.5398 | 914.8522 | -2093.1229 | 0 | 534.5648 | 0 | 0 | 0
6567 | 1120.1603 | 643.98 | 2861.2172 | 1165.8376 | -268.5881 | 0 | 1426.7915 | 0 | 0 | 0
6568 | 1590.8052 | 400.48 | 1822.8987 | 1655.674 | 0 | 0 | 167.2247 | 0 | 0 | 0
6569 | 1557.5416 | 140.57 | 613.4453 | 613.4453 | 0 | 0 | 0 | 968.131 | 0 | 0
6570 | 1465.6696 | 13.71 | 23.4092 | 23.4092 | 0 | 0 | 0 | 1443.177 | 0 | 0
6571 | 966.144 | 0 | 0 | 0 | 0 | 0 | 0 | 0 | 0 | 1005.5403
6572 | 1198.0387 | 0 | 0 | 0 | 0 | 0 | 0 | 0 | 0 | 1246.8912
6573 | 1423.3507 | 0 | 0 | 0 | 0 | 0 | 0 | 0 | 0 | 1481.3907
6574 | 1421.0199 | 0 | 0 | 0 | 0 | 0 | 0 | 0 | 0 | 1478.9646
6575 | 1225.2315 | 0 | 0 | 0 | 0 | 0 | 0 | 0 | 0 | 1275.193
6576 | 1382.173 | 0 | 0 | 0 | 0 | 0 | 0 | 1382.173 | 0 | 0
6577 | 1511.9217 | 0 | 0 | 0 | 0 | 0 | 0 | 1511.922 | 0 | 0
6578 | 1197.2617 | 0 | 0 | 0 | 0 | 0 | 0 | 1197.262 | 0 | 0
6579 | 1518.9141 | 0 | 0 | 0 | 0 | 0 | 0 | 1518.914 | 0 | 0
6580 | 1238.4395 | 0 | 0 | 0 | 0 | 0 | 0 | 1238.439 | 0 | 0
6581 | 1274.9556 | 0 | 0 | 0 | 0 | 0 | 0 | 1274.956 | 0 | 0
6582 | 1134.3297 | 0 | 0 | 0 | 0 | 0 | 0 | 1134.33 | 0 | 0
6583 | 1236.1086 | 52.08 | 209.1503 | 209.1503 | 0 | 0 | 0 | 515.388 | 0 | 540.9583
6584 | 895.8243 | 186.61 | 844.7767 | 844.7767 | 0 | 0 | 0 | 0 | 0 | 87.5772
6585 | 1078.1882 | 243.36 | 1089.5153 | 1089.5153 | 0 | 0 | 0 | 0 | 0 | 32.6377
6586 | 1521.983 | 420.91 | 1864.6984 | 1584.0446 | -280.6538 | 0 | 0 | 0 | 0 | 0
6587 | 1177.4916 | 562.27 | 2451.6278 | 1225.5053 | -1226.1225 | 0 | 0 | 0 | 0 | 0
6588 | 1060.1419 | 573.52 | 2487.5762 | 1103.3712 | -1384.205 | 0 | 0 | 0 | 0 | 0
6589 | 943.5293 | 638.62 | 2759.0524 | 982.0041 | -1777.0483 | 0 | 0 | 0 | 0 | 0
6590 | 1025.0301 | 639.63 | 2785.0042 | 1066.8274 | -1718.1768 | 0 | 0 | 0 | 0 | 0
6591 | 930.0669 | 546.38 | 2425.3638 | 967.9911 | -1457.3727 | 0 | 0 | 0 | 0 | 0
6592 | 968.8011 | 249.26 | 1120.9593 | 1008.3056 | -112.6537 | 0 | 0 | 0 | 0 | 0
6593 | 1132.6778 | 26.45 | 90.3706 | 90.3706 | 0 | 0 | 0 | 1045.848 | 0 | 0
6594 | 1010.9393 | 3.91 | 0 | 0 | 0 | 0 | 0 | 1010.939 | 0 | 0
6595 | 1250.7879 | 0 | 0 | 0 | 0 | 0 | 0 | 0 | 0 | 1301.7911
6596 | 1191.8232 | 0 | 0 | 0 | 0 | 0 | 0 | 0 | 0 | 1240.4217
6597 | 1114.1294 | 0 | 0 | 0 | 0 | 0 | 0 | 0 | 0 | 1159.5596
6598 | 1338.6645 | 0 | 0 | 0 | 0 | 0 | 0 | 0 | 0 | 1393.2504
6599 | 1141.3222 | 0 | 0 | 0 | 0 | 0 | 0 | 0 | 0 | 1187.8615
6600 | 156.1646 | 0 | 0 | 0 | 0 | 0 | 0 | 156.165 | 0 | 0
6601 | 101.7789 | 0 | 0 | 0 | 0 | 0 | 0 | 101.779 | 0 | 0
6602 | 103.3328 | 0 | 0 | 0 | 0 | 0 | 0 | 103.333 | 0 | 0
6603 | 99.4481 | 0 | 0 | 0 | 0 | 0 | 0 | 99.448 | 0 | 0
6604 | 104.8867 | 0 | 0 | 0 | 0 | 0 | 0 | 104.887 | 0 | 0
6605 | 98.6711 | 0 | 0 | 0 | 0 | 0 | 0 | 98.671 | 0 | 0
6606 | 101.002 | 0 | 0 | 0 | 0 | 0 | 0 | 101.002 | 0 | 0
6607 | 84.2832 | 6.85 | 4.0112 | 0 | -4.0112 | 0 | 0 | 84.283 | 0 | 0
6608 | 99.5365 | 18.61 | 55.9157 | 0 | -55.9157 | 0 | 0 | 99.536 | 0 | 0
6609 | 1023.3432 | 42.18 | 160.0892 | 0 | -160.0892 | 0 | 0 | 1023.343 | 0 | 0
6610 | 1312.2971 | 82.5 | 340.2174 | 0 | -340.2174 | 0 | 0 | 1312.297 | 0 | 0
6611 | 985.1178 | 337.07 | 1495.1165 | 0 | -1495.1165 | 0 | 0 | 985.118 | 0 | 0
6612 | 1098.0768 | 465.77 | 2053.8398 | 237.8581 | -1815.9817 | 0 | 0 | 869.538 | 0 | 0
6613 | 1289.3435 | 565.28 | 2482.3588 | 1341.9183 | -1140.4405 | 0 | 0 | 0 | 0 | 0
6614 | 1274.6729 | 367.04 | 1622.826 | 1326.6501 | -296.1759 | 0 | 0 | 0 | 0 | 0
6615 | 1148.4205 | 108.07 | 457.5838 | 457.5838 | 0 | 0 | 0 | 708.765 | 0 | 0
6616 | 1234.0498 | 62.77 | 255.1006 | 255.1006 | 0 | 0 | 0 | 988.944 | 0 | 0
6617 | 1363.2866 | 40.18 | 154.1713 | 154.1713 | 0 | 0 | 0 | 1215.156 | 0 | 0
6618 | 1689.6706 | 3.91 | 0 | 0 | 0 | 0 | 0 | 1689.671 | 0 | 0
6619 | 1542.9749 | 0 | 0 | 0 | 0 | 0 | 0 | 0 | 0 | 1605.8926
6620 | 1457.536 | 0 | 0 | 0 | 0 | 0 | 0 | 0 | 0 | 1516.9696
6621 | 1491.7213 | 0 | 0 | 0 | 0 | 0 | 0 | 0 | 0 | 1552.5486
6622 | 1543.7762 | 0 | 0 | 0 | 0 | 0 | 0 | 0 | 0 | 1606.7262
6623 | 1860.7669 | 0 | 0 | 0 | 0 | 0 | 0 | 0 | 0 | 1936.6431
6624 | 186.4652 | 0 | 0 | 0 | 0 | 0 | 0 | 186.465 | 0 | 0
6625 | 104.1097 | 0 | 0 | 0 | 0 | 0 | 0 | 104.11 | 0 | 0
6626 | 112.656 | 0 | 0 | 0 | 0 | 0 | 0 | 112.656 | 0 | 0
6627 | 107.2175 | 0 | 0 | 0 | 0 | 0 | 0 | 107.217 | 0 | 0
6628 | 107.2175 | 0 | 0 | 0 | 0 | 0 | 0 | 107.217 | 0 | 0
6629 | 104.8867 | 0 | 0 | 0 | 0 | 0 | 0 | 104.887 | 0 | 0
6630 | 107.2175 | 0 | 0 | 0 | 0 | 0 | 0 | 107.217 | 0 | 0
6631 | 100.2454 | 125.03 | 487.2053 | 104.3337 | -382.8716 | 0 | 0 | 0 | 0 | 0
6632 | 123.1185 | 330.53 | 1526.6936 | 128.1394 | -1398.5542 | 0 | 0 | 0 | 0 | 0
6633 | 971.1397 | 408 | 1856.471 | 1010.7389 | -845.7321 | 0 | 0 | 0 | 0 | 0
6634 | 1916.0218 | 505.1 | 2250.3207 | 1994.1512 | -256.1695 | 0 | 0 | 0 | 0 | 0
6635 | 1454.101 | 682.14 | 2979.974 | 1513.3946 | -1466.5794 | 0 | 0 | 0 | 0 | 0
6636 | 1405.6336 | 721.96 | 3121.0544 | 1462.9502 | -1658.1042 | 0 | 0 | 0 | 0 | 0
6637 | 1449.3753 | 849.91 | 3638.0852 | 1508.4759 | -2093.1229 | 0 | 36.4865 | 0 | 0 | 0
6638 | 1617.9573 | 672.22 | 2927.2784 | 1683.9321 | -1243.3463 | 0 | 0 | 0 | 0 | 0
6639 | 1296.6671 | 381.45 | 1700.5554 | 1349.5409 | -351.0145 | 0 | 0 | 0 | 0 | 0
6640 | 1542.1261 | 149.56 | 658.5494 | 658.5494 | 0 | 0 | 0 | 909.378 | 0 | 0
6641 | 1368.5009 | 119.63 | 520.1969 | 520.1969 | 0 | 0 | 0 | 868.685 | 0 | 0
6642 | 1900.383 | 10.77 | 11.2851 | 11.2851 | 0 | 0 | 0 | 1889.54 | 0 | 0
6643 | 1656.3215 | 0 | 0 | 0 | 0 | 0 | 0 | 0 | 0 | 1723.8605
6644 | 1599.7157 | 0 | 0 | 0 | 0 | 0 | 0 | 0 | 0 | 1664.9473
6645 | 1535.2298 | 0 | 0 | 0 | 0 | 0 | 0 | 0 | 0 | 1597.8318
6646 | 1731.7952 | 0 | 0 | 0 | 0 | 0 | 0 | 0 | 0 | 1802.412
6647 | 1424.1277 | 0 | 0 | 0 | 0 | 0 | 0 | 0 | 0 | 1482.1994
6648 | 1595.0541 | 0 | 0 | 0 | 0 | 0 | 0 | 1595.054 | 0 | 0
6649 | 1460.6438 | 0 | 0 | 0 | 0 | 0 | 0 | 1460.644 | 0 | 0
6650 | 1355.7571 | 0 | 0 | 0 | 0 | 0 | 0 | 1355.757 | 0 | 0
6651 | 1222.1238 | 0 | 0 | 0 | 0 | 0 | 0 | 1222.124 | 0 | 0
6652 | 1309.9178 | 0 | 0 | 0 | 0 | 0 | 0 | 1309.918 | 0 | 0
6653 | 1102.4753 | 0 | 0 | 0 | 0 | 0 | 0 | 1102.475 | 0 | 0
6654 | 1162.2995 | 0 | 0 | 0 | 0 | 0 | 0 | 1162.3 | 0 | 0
6655 | 1174.1449 | 125.49 | 488.932 | 488.932 | 0 | 0 | 0 | 280.905 | 0 | 440.7315
6656 | 224.0097 | 314.26 | 1452.0096 | 233.1444 | -1218.8652 | 0 | 0 | 0 | 0 | 0
6657 | 279.8454 | 393.38 | 1791.5672 | 291.2562 | -1500.311 | 0 | 0 | 0 | 0 | 0
6658 | 322.6469 | 652.89 | 2901.1768 | 335.8035 | -2093.1229 | 0 | 472.2504 | 0 | 0 | 0
6659 | 279.4598 | 613.63 | 2692.2772 | 290.8544 | -2093.1229 | 0 | 308.2999 | 0 | 0 | 0
6660 | 226.3163 | 681.9 | 2969.5516 | 235.5434 | -2093.1229 | 0 | 640.8854 | 0 | 0 | 0
6661 | 249.9566 | 791.42 | 3435.9799 | 260.1484 | -1832.2927 | 0 | 1343.5388 | 0 | 0 | 0
6662 | 247.4402 | 804.74 | 3527.3279 | 257.5298 | 0 | 0 | 3269.798 | 0 | 0 | 0
6663 | 268.3642 | 319.8 | 1432.8093 | 279.307 | 0 | 0 | 1153.5023 | 0 | 0 | 0
6664 | 198.7923 | 280.88 | 1273.9368 | 206.8981 | 0 | 0 | 1067.0387 | 0 | 0 | 0
6665 | 292.6697 | 25.47 | 86.2627 | 86.2627 | 0 | 0 | 0 | 0 | 0 | 218.3414
6666 | 221.6323 | 2.94 | 0 | 0 | 0 | 0 | 0 | 0 | 0 | 230.6694
6667 | 210.0695 | 0 | 0 | 0 | 0 | 0 | 0 | 0 | 0 | 218.636
6668 | 235.4123 | 0 | 0 | 0 | 0 | 0 | 0 | 0 | 0 | 245.0113
6669 | 195.0115 | 0 | 0 | 0 | 0 | 0 | 0 | 0 | 0 | 202.9629
6670 | 287.4671 | 0 | 0 | 0 | 0 | 0 | 0 | 0 | 0 | 299.189
6671 | 260.2743 | 0 | 0 | 0 | 0 | 0 | 0 | 0 | 0 | 270.8871
6672 | 282.8055 | 0 | 0 | 0 | 0 | 0 | 0 | 0 | 0 | 294.3369
6673 | 230.7506 | 0 | 0 | 0 | 0 | 0 | 0 | 0 | 0 | 240.1603
6674 | 185.6882 | 0 | 0 | 0 | 0 | 0 | 0 | 0 | 0 | 193.2598
6675 | 236.1892 | 0 | 0 | 0 | 0 | 0 | 0 | 0 | 0 | 245.82
6676 | 198.1192 | 0 | 0 | 0 | 0 | 0 | 0 | 0 | 0 | 206.1977
6677 | 229.1968 | 0 | 0 | 0 | 0 | 0 | 0 | 0 | 0 | 238.5429
6678 | 285.1363 | 0 | 0 | 0 | 0 | 0 | 0 | 0 | 0 | 296.7629
6679 | 164.7109 | 128.21 | 499.6114 | 171.4274 | -328.184 | 0 | 0 | 0 | 0 | 0
6680 | 199.3876 | 349.54 | 1618.8981 | 207.5174 | -1411.3808 | 0 | 0 | 0 | 0 | 0
6681 | 1165.9822 | 430.24 | 1965.814 | 1213.527 | -752.287 | 0 | 0 | 0 | 0 | 0
6682 | 1779.2506 | 662.74 | 2958.6391 | 1851.8032 | -1106.8359 | 0 | 0 | 0 | 0 | 0
6683 | 1668.8448 | 772.77 | 3397.2141 | 1736.8951 | -186.0118 | 0 | 1474.3072 | 0 | 0 | 0
6684 | 1306.7683 | 762.96 | 3354.5506 | 1360.0538 | 0 | 0 | 1994.4968 | 0 | 0 | 0
6685 | 1367.4141 | 704.59 | 3113.2298 | 1423.1738 | 0 | 0 | 1690.056 | 0 | 0 | 0
6686 | 1211.3632 | 319.46 | 1421.29 | 1260.7585 | 0 | 0 | 160.5315 | 0 | 0 | 0
6687 | 1187.0499 | 45.13 | 170.9486 | 170.9486 | 0 | 0 | 0 | 1022.799 | 0 | 0
6688 | 1289.3338 | 71.61 | 296.7327 | 296.7327 | 0 | 0 | 0 | 1004.227 | 0 | 0
6689 | 1473.5876 | 47.05 | 186.2814 | 186.2814 | 0 | 0 | 0 | 1294.605 | 0 | 0
6690 | 1450.7679 | 7.83 | 1.0855 | 1.0855 | 0 | 0 | 0 | 1449.725 | 0 | 0
6691 | 1377.5454 | 0 | 0 | 0 | 0 | 0 | 0 | 0 | 0 | 1433.7169
6692 | 1000.6964 | 0 | 0 | 0 | 0 | 0 | 0 | 0 | 0 | 1041.5012
6693 | 1480.0672 | 0 | 0 | 0 | 0 | 0 | 0 | 0 | 0 | 1540.4194
6694 | 1346.4339 | 0 | 0 | 0 | 0 | 0 | 0 | 0 | 0 | 1401.3373
6695 | 1285.8327 | 0 | 0 | 0 | 0 | 0 | 0 | 0 | 0 | 1338.2651
6696 | 1184.8307 | 0 | 0 | 0 | 0 | 0 | 0 | 681.576 | 0 | 523.7761
6697 | 1309.9178 | 0 | 0 | 0 | 0 | 0 | 0 | 1309.918 | 0 | 0
6698 | 1500.2676 | 0 | 0 | 0 | 0 | 0 | 0 | 1500.268 | 0 | 0
6699 | 1316.9102 | 0 | 0 | 0 | 0 | 0 | 0 | 1316.91 | 0 | 0
6700 | 1187.9385 | 0 | 0 | 0 | 0 | 0 | 0 | 1187.938 | 0 | 0
6701 | 966.5111 | 0 | 0 | 0 | 0 | 0 | 0 | 966.511 | 0 | 0
6702 | 1231.447 | 0 | 0 | 0 | 0 | 0 | 0 | 1231.447 | 0 | 0
6703 | 1040.3999 | 107.79 | 433.3108 | 433.3108 | 0 | 0 | 0 | 0 | 0 | 649.5134
6704 | 1049.4094 | 288.13 | 1332.9884 | 1092.2005 | -240.7879 | 0 | 0 | 0 | 0 | 0
6705 | 1392.0499 | 477.14 | 2183.9889 | 1448.8133 | -735.1756 | 0 | 0 | 0 | 0 | 0
6706 | 1491.899 | 629.82 | 2819.2073 | 1552.7339 | -1266.4734 | 0 | 0 | 0 | 0 | 0
6707 | 1479.7011 | 653.35 | 2889.3691 | 1540.0385 | -1349.3307 | 0 | 0 | 0 | 0 | 0
6708 | 1376.6976 | 791.1 | 3470.9261 | 1432.8343 | -2038.0918 | 0 | 0 | 0 | 0 | 0
6709 | 1804.4341 | 758.97 | 3341.1547 | 1878.013 | -1463.1417 | 0 | 0 | 0 | 0 | 0
6710 | 1768.6143 | 730.18 | 3251.1026 | 1840.7334 | -1410.3691 | 0 | 0 | 0 | 0 | 0
6711 | 1995.8376 | 485.68 | 2205.9899 | 2077.2219 | -128.768 | 0 | 0 | 0 | 0 | 0
6712 | 1636.7689 | 407.44 | 1894.9673 | 1703.5102 | -191.4571 | 0 | 0 | 0 | 0 | 0
6713 | 1880.17 | 68.28 | 281.3584 | 281.3584 | 0 | 0 | 0 | 1609.835 | 0 | 0
6714 | 1605.2708 | 3.91 | 0 | 0 | 0 | 0 | 0 | 1605.271 | 0 | 0
6715 | 1176.8108 | 0 | 0 | 0 | 0 | 0 | 0 | 0 | 0 | 1224.7976
6716 | 1179.3922 | 0 | 0 | 0 | 0 | 0 | 0 | 0 | 0 | 1227.4838
6717 | 1017.789 | 0 | 0 | 0 | 0 | 0 | 0 | 0 | 0 | 1059.2912
6718 | 1282.7249 | 0 | 0 | 0 | 0 | 0 | 0 | 0 | 0 | 1335.0304
6719 | 1643.2243 | 0 | 0 | 0 | 0 | 0 | 0 | 0 | 0 | 1710.2294
6720 | 1414.8044 | 0 | 0 | 0 | 0 | 0 | 0 | 1414.804 | 0 | 0
6721 | 1612.9237 | 0 | 0 | 0 | 0 | 0 | 0 | 1612.924 | 0 | 0
6722 | 1513.4756 | 0 | 0 | 0 | 0 | 0 | 0 | 1513.476 | 0 | 0
6723 | 1312.2486 | 0 | 0 | 0 | 0 | 0 | 0 | 1312.249 | 0 | 0
6724 | 926.8872 | 0 | 0 | 0 | 0 | 0 | 0 | 926.887 | 0 | 0
6725 | 1116.4602 | 0 | 0 | 0 | 0 | 0 | 0 | 1116.46 | 0 | 0
6726 | 923.0026 | 0 | 0 | 0 | 0 | 0 | 0 | 923.003 | 0 | 0
6727 | 974.5728 | 5.87 | 0 | 0 | 0 | 0 | 0 | 974.573 | 0 | 0
6728 | 1109.3055 | 29.85 | 107.4893 | 0 | -107.4893 | 0 | 0 | 1109.306 | 0 | 0
6729 | 1453.1366 | 101.85 | 437.9516 | 0 | -437.9516 | 0 | 0 | 1453.137 | 0 | 0
6730 | 1636.4299 | 101.21 | 427.2722 | 0 | -427.2722 | 0 | 0 | 1636.43 | 0 | 0
6731 | 1700.6594 | 100.29 | 418.4214 | 0 | -418.4214 | 0 | 0 | 1700.659 | 0 | 0
6732 | 1576.4513 | 171.65 | 741.3817 | 0 | -741.3817 | 0 | 0 | 1576.451 | 0 | 0
6733 | 1782.2292 | 383.61 | 1700.7177 | 0 | -1700.7177 | 0 | 0 | 1782.229 | 0 | 0
6734 | 1708.3705 | 615.71 | 2742.0826 | 722.9777 | -2019.1049 | 0 | 0 | 1013.718 | 0 | 0
6735 | 1688.8665 | 602.67 | 2725.6466 | 1757.7325 | -967.9141 | 0 | 0 | 0 | 0 | 0
6736 | 1513.6533 | 443.45 | 2052.1662 | 1575.3749 | -476.7913 | 0 | 0 | 0 | 0 | 0
6737 | 1543.6956 | 198.97 | 858.772 | 858.772 | 0 | 0 | 0 | 718.57 | 0 | 0
6738 | 1589.396 | 22.99 | 34.1666 | 34.1666 | 0 | 0 | 0 | 1556.568 | 0 | 0
6739 | 1404.3944 | 0 | 0 | 0 | 0 | 0 | 0 | 0 | 0 | 1461.6607
6740 | 1464.5285 | 0 | 0 | 0 | 0 | 0 | 0 | 0 | 0 | 1524.2468
6741 | 1266.4092 | 0 | 0 | 0 | 0 | 0 | 0 | 0 | 0 | 1318.0491
6742 | 1237.6625 | 0 | 0 | 0 | 0 | 0 | 0 | 0 | 0 | 1288.1309
6743 | 1469.1901 | 0 | 0 | 0 | 0 | 0 | 0 | 0 | 0 | 1529.0989
6744 | 1402.3734 | 0 | 0 | 0 | 0 | 0 | 0 | 1402.373 | 0 | 0
6745 | 1487.8366 | 0 | 0 | 0 | 0 | 0 | 0 | 1487.837 | 0 | 0
6746 | 1173.9536 | 0 | 0 | 0 | 0 | 0 | 0 | 1173.954 | 0 | 0
6747 | 1220.5699 | 0 | 0 | 0 | 0 | 0 | 0 | 1220.57 | 0 | 0
6748 | 1091.5981 | 0 | 0 | 0 | 0 | 0 | 0 | 1091.598 | 0 | 0
6749 | 1039.5433 | 0 | 0 | 0 | 0 | 0 | 0 | 1039.543 | 0 | 0
6750 | 1033.3278 | 0 | 0 | 0 | 0 | 0 | 0 | 1033.328 | 0 | 0
6751 | 1125.2328 | 88.61 | 350.1173 | 233.3089 | -116.8085 | 0 | 0 | 901.064 | 0 | 0
6752 | 1299.0474 | 212.06 | 972.3114 | 972.3114 | 0 | 0 | 0 | 364.83 | 0 | 0
6753 | 1556.2421 | 323.1 | 1465.9924 | 1465.9924 | 0 | 0 | 0 | 147.686 | 0 | 0
6754 | 1612.0778 | 179.59 | 785.8323 | 785.8323 | 0 | 0 | 0 | 857.033 | 0 | 0
6755 | 0 | 447.11 | 1975.5817 | 0 | -1975.5817 | 0 | 0 | 0 | 0 | 0
6756 | 1493.2053 | 702.76 | 3044.9257 | 1554.0931 | -1490.8326 | 0 | 0 | 0 | 0 | 0
6757 | 1246.7915 | 665.37 | 2891.0365 | 1297.6311 | -1593.4053 | 0 | 0 | 0 | 0 | 0
6758 | 1561.9623 | 618.17 | 2707.4601 | 1625.6538 | -1081.8063 | 0 | 0 | 0 | 0 | 0
6759 | 1551.8563 | 327.3 | 1458.8756 | 1458.8756 | 0 | 0 | 0 | 150.139 | 0 | 0
6760 | 1685.1478 | 324.99 | 1485.9368 | 1485.9368 | 0 | 0 | 0 | 257.429 | 0 | 0
6761 | 1491.6931 | 163.89 | 710.939 | 710.939 | 0 | 0 | 0 | 808.608 | 0 | 0
6762 | 1361.0005 | 15.85 | 19.5718 | 19.5718 | 0 | 0 | 0 | 1342.195 | 0 | 0
6763 | 1278.8742 | 0 | 0 | 0 | 0 | 0 | 0 | 0 | 0 | 1331.0224
6764 | 1114.9063 | 0 | 0 | 0 | 0 | 0 | 0 | 0 | 0 | 1160.3683
6765 | 1342.5492 | 0 | 0 | 0 | 0 | 0 | 0 | 0 | 0 | 1397.2938
6766 | 1593.5002 | 0 | 0 | 0 | 0 | 0 | 0 | 0 | 0 | 1658.4778
6767 | 1337.8875 | 0 | 0 | 0 | 0 | 0 | 0 | 0 | 0 | 1392.4428
6768 | 1203.4772 | 0 | 0 | 0 | 0 | 0 | 0 | 1203.477 | 0 | 0
6769 | 923.0026 | 0 | 0 | 0 | 0 | 0 | 0 | 923.003 | 0 | 0
6770 | 1208.9158 | 0 | 0 | 0 | 0 | 0 | 0 | 1208.916 | 0 | 0
6771 | 935.4336 | 0 | 0 | 0 | 0 | 0 | 0 | 935.434 | 0 | 0
6772 | 835.9855 | 0 | 0 | 0 | 0 | 0 | 0 | 835.985 | 0 | 0
6773 | 948.6415 | 0 | 0 | 0 | 0 | 0 | 0 | 948.642 | 0 | 0
6774 | 1023.2276 | 0 | 0 | 0 | 0 | 0 | 0 | 1023.228 | 0 | 0
6775 | 855.543 | 7.83 | 8.3345 | 8.3345 | 0 | 0 | 0 | 847.535 | 0 | 0
6776 | 734.4698 | 124.84 | 555.9767 | 555.9767 | 0 | 0 | 0 | 200.276 | 0 | 0
6777 | 1354.9452 | 493.25 | 2260.358 | 1410.1953 | -850.1627 | 0 | 0 | 0 | 0 | 0
6778 | 1584.1702 | 549.98 | 2461.51 | 1648.7674 | -812.7426 | 0 | 0 | 0 | 0 | 0
6779 | 1585.9435 | 442.88 | 1961.5031 | 1650.6137 | -310.8894 | 0 | 0 | 0 | 0 | 0
6780 | 1196.4829 | 492.73 | 2171.6006 | 1245.2717 | -926.3288 | 0 | 0 | 0 | 0 | 0
6781 | 1424.9425 | 374.48 | 1656.4233 | 1483.0476 | -173.3757 | 0 | 0 | 0 | 0 | 0
6782 | 1249.168 | 402.92 | 1791.64 | 1300.1051 | -491.5349 | 0 | 0 | 0 | 0 | 0
6783 | 1398.008 | 531.78 | 2392.6907 | 1455.0143 | -937.6764 | 0 | 0 | 0 | 0 | 0
6784 | 1407.3079 | 395.43 | 1821.4354 | 1464.6935 | -356.7419 | 0 | 0 | 0 | 0 | 0
6785 | 1093.0432 | 150.67 | 655.8393 | 655.8393 | 0 | 0 | 0 | 462.9 | 0 | 0
6786 | 1275.5441 | 15.21 | 16.2975 | 16.2975 | 0 | 0 | 0 | 1259.885 | 0 | 0
6787 | 1074.0238 | 0 | 0 | 0 | 0 | 0 | 0 | 0 | 0 | 1117.8193
6788 | 1001.4733 | 0 | 0 | 0 | 0 | 0 | 0 | 0 | 0 | 1042.3099
6789 | 1020.8968 | 0 | 0 | 0 | 0 | 0 | 0 | 0 | 0 | 1062.5259
6790 | 1296.7098 | 0 | 0 | 0 | 0 | 0 | 0 | 0 | 0 | 1349.5857
6791 | 1046.5357 | 0 | 0 | 0 | 0 | 0 | 0 | 0 | 0 | 1089.2104
6792 | 1089.2673 | 0 | 0 | 0 | 0 | 0 | 0 | 1089.267 | 0 | 0
6793 | 1177.0613 | 0 | 0 | 0 | 0 | 0 | 0 | 1177.061 | 0 | 0
6794 | 1226.0084 | 0 | 0 | 0 | 0 | 0 | 0 | 1226.008 | 0 | 0
6795 | 1172.3997 | 0 | 0 | 0 | 0 | 0 | 0 | 1172.4 | 0 | 0
6796 | 942.426 | 0 | 0 | 0 | 0 | 0 | 0 | 942.426 | 0 | 0
6797 | 939.3183 | 0 | 0 | 0 | 0 | 0 | 0 | 939.318 | 0 | 0
6798 | 1045.7588 | 0 | 0 | 0 | 0 | 0 | 0 | 1045.759 | 0 | 0
6799 | 671.3979 | 66.79 | 275.1522 | 275.1522 | 0 | 0 | 0 | 407.026 | 0 | 0
6800 | 872.0645 | 177.36 | 800.9256 | 800.9256 | 0 | 0 | 0 | 102.519 | 0 | 0
6801 | 485.7777 | 290.44 | 1308.8955 | 505.5854 | -803.31 | 0 | 0 | 0 | 0 | 0
6802 | 364.5171 | 508.37 | 2264.2557 | 379.3808 | -1884.8749 | 0 | 0 | 0 | 0 | 0
6803 | 364.7608 | 627.75 | 2758.2968 | 379.6348 | -2093.1229 | 0 | 285.5392 | 0 | 0 | 0
6804 | 378.6719 | 455.85 | 2013.5805 | 394.113 | -1619.4674 | 0 | 0 | 0 | 0 | 0
6805 | 728.4592 | 268.73 | 1180.575 | 758.1632 | -422.4118 | 0 | 0 | 0 | 0 | 0
6806 | 1278.5809 | 340.68 | 1516.3795 | 1330.7174 | -185.6621 | 0 | 0 | 0 | 0 | 0
6807 | 1456.5445 | 57.9 | 228.7763 | 228.7763 | 0 | 0 | 0 | 1236.731 | 0 | 0
6808 | 1463.702 | 55.98 | 224.507 | 224.507 | 0 | 0 | 0 | 1247.991 | 0 | 0
6809 | 1357.0867 | 12.73 | 29.5497 | 29.5497 | 0 | 0 | 0 | 1328.695 | 0 | 0
6810 | 968.9779 | 1.96 | 0 | 0 | 0 | 0 | 0 | 968.978 | 0 | 0
6811 | 859.4179 | 0 | 0 | 0 | 0 | 0 | 0 | 0 | 0 | 894.4623
6812 | 666.613 | 0 | 0 | 0 | 0 | 0 | 0 | 0 | 0 | 693.7953
6813 | 1020.8968 | 0 | 0 | 0 | 0 | 0 | 0 | 0 | 0 | 1062.5259
6814 | 1041.8741 | 0 | 0 | 0 | 0 | 0 | 0 | 0 | 0 | 1084.3583
6815 | 1133.5528 | 0 | 0 | 0 | 0 | 0 | 0 | 0 | 0 | 1179.7757
6816 | 1121.8987 | 0 | 0 | 0 | 0 | 0 | 0 | 1121.899 | 0 | 0
6817 | 916.0101 | 0 | 0 | 0 | 0 | 0 | 0 | 916.01 | 0 | 0
6818 | 1391.4963 | 0 | 0 | 0 | 0 | 0 | 0 | 1391.496 | 0 | 0
6819 | 1013.9043 | 0 | 0 | 0 | 0 | 0 | 0 | 1013.904 | 0 | 0
6820 | 1124.2295 | 0 | 0 | 0 | 0 | 0 | 0 | 1124.23 | 0 | 0
6821 | 933.1028 | 0 | 0 | 0 | 0 | 0 | 0 | 933.103 | 0 | 0
6822 | 828.2161 | 0 | 0 | 0 | 0 | 0 | 0 | 520.57 | 0 | 320.1908
6823 | 1121.5161 | 29.39 | 104.4857 | 104.4857 | 0 | 0 | 0 | 0 | 0 | 1062.7622
6824 | 241.5452 | 124.11 | 548.8953 | 251.3944 | -297.5008 | 0 | 0 | 0 | 0 | 0
6825 | 286.4047 | 241.87 | 1087.6503 | 298.0837 | -789.5666 | 0 | 0 | 0 | 0 | 0
6826 | 227.0213 | 466.31 | 2090.4231 | 236.2782 | -1854.1449 | 0 | 0 | 0 | 0 | 0
6827 | 226.7086 | 630.09 | 2788.7281 | 235.9524 | -2093.1229 | 0 | 459.6528 | 0 | 0 | 0
6828 | 265.6099 | 641.32 | 2828.669 | 276.4397 | -2093.1229 | 0 | 459.1064 | 0 | 0 | 0
6829 | 180.5099 | 620.14 | 2738.7063 | 187.8696 | -2093.1229 | 0 | 457.7139 | 0 | 0 | 0
6830 | 244.417 | 387.58 | 1727.7186 | 254.3835 | -1473.3351 | 0 | 0 | 0 | 0 | 0
6831 | 281.7887 | 43.17 | 162.4934 | 162.4934 | 0 | 0 | 0 | 0 | 0 | 130.7851
6832 | 244.5879 | 32.35 | 116.4057 | 116.4057 | 0 | 0 | 0 | 0 | 0 | 138.1548
6833 | 259.577 | 100.57 | 435.3736 | 270.1617 | -165.2119 | 0 | 0 | 0 | 0 | 0
6834 | 261.3999 | 9.44 | 2.0212 | 2.0212 | 0 | 0 | 0 | 0 | 0 | 270.0379
6835 | 181.0159 | 0 | 0 | 0 | 0 | 0 | 0 | 0 | 0 | 188.3973
6836 | 341.8528 | 0 | 0 | 0 | 0 | 0 | 0 | 0 | 0 | 355.7927
6837 | 203.5578 | 0 | 0 | 0 | 0 | 0 | 0 | 0 | 0 | 211.8584
6838 | 261.8282 | 0 | 0 | 0 | 0 | 0 | 0 | 0 | 0 | 272.5045
6839 | 280.4747 | 0 | 0 | 0 | 0 | 0 | 0 | 0 | 0 | 291.9119
6840 | 239.297 | 0 | 0 | 0 | 0 | 0 | 0 | 0 | 0 | 249.0548
6841 | 247.8433 | 0 | 0 | 0 | 0 | 0 | 0 | 0 | 0 | 257.9492
6842 | 213.658 | 0 | 0 | 0 | 0 | 0 | 0 | 0 | 0 | 222.3703
6843 | 278.9208 | 0 | 0 | 0 | 0 | 0 | 0 | 0 | 0 | 290.2945
6844 | 284.3594 | 0 | 0 | 0 | 0 | 0 | 0 | 0 | 0 | 295.9542
6845 | 227.6429 | 0 | 0 | 0 | 0 | 0 | 0 | 0 | 0 | 236.9256
6846 | 224.5351 | 0 | 0 | 0 | 0 | 0 | 0 | 0 | 0 | 233.6908
6847 | 211.1465 | 63.84 | 248.5344 | 219.7559 | -28.7785 | 0 | 0 | 0 | 0 | 0
6848 | 228.4266 | 394.31 | 1823.0007 | 237.7415 | -1585.2592 | 0 | 0 | 0 | 0 | 0
6849 | 798.5303 | 287.98 | 1301.4008 | 831.0925 | -470.3083 | 0 | 0 | 0 | 0 | 0
6850 | 1189.1388 | 485.15 | 2173.808 | 1237.6283 | -936.1798 | 0 | 0 | 0 | 0 | 0
6851 | 1149.785 | 352.93 | 1563.8285 | 1196.6695 | -367.159 | 0 | 0 | 0 | 0 | 0
6852 | 1049.2511 | 496.13 | 2186.9999 | 1092.0371 | -641.2767 | 0 | 453.6861 | 0 | 0 | 0
6853 | 1004.3509 | 635.55 | 2793.8841 | 1045.3042 | 0 | 0 | 1748.5799 | 0 | 0 | 0
6854 | 1250.2042 | 666.15 | 2944.625 | 1301.1833 | 0 | 0 | 1643.4417 | 0 | 0 | 0
6855 | 903.8122 | 441.83 | 1984.9424 | 940.6666 | 0 | 0 | 1044.2759 | 0 | 0 | 0
6856 | 1265.9984 | 208.1 | 936.7897 | 936.7897 | 0 | 0 | 0 | 365.912 | 0 | 0
6857 | 1338.141 | 9.79 | 16.5317 | 16.5317 | 0 | 0 | 0 | 1322.257 | 0 | 0
6858 | 1446.2015 | 6.55 | 0 | 0 | 0 | 0 | 0 | 1446.201 | 0 | 0
6859 | 1536.9168 | 0 | 0 | 0 | 0 | 0 | 0 | 0 | 0 | 1599.5875
6860 | 1201.1464 | 0 | 0 | 0 | 0 | 0 | 0 | 0 | 0 | 1250.1249
6861 | 1445.882 | 0 | 0 | 0 | 0 | 0 | 0 | 0 | 0 | 1504.8404
6862 | 1395.381 | 0 | 0 | 0 | 0 | 0 | 0 | 0 | 0 | 1452.2802
6863 | 1485.5058 | 0 | 0 | 0 | 0 | 0 | 0 | 0 | 0 | 1546.0802
6864 | 1257.086 | 0 | 0 | 0 | 0 | 0 | 0 | 1257.086 | 0 | 0
6865 | 1266.4092 | 0 | 0 | 0 | 0 | 0 | 0 | 1266.409 | 0 | 0
6866 | 1198.8156 | 0 | 0 | 0 | 0 | 0 | 0 | 1198.816 | 0 | 0
6867 | 1652.5475 | 0 | 0 | 0 | 0 | 0 | 0 | 1652.548 | 0 | 0
6868 | 1262.5245 | 0 | 0 | 0 | 0 | 0 | 0 | 1262.525 | 0 | 0
6869 | 1325.4565 | 0 | 0 | 0 | 0 | 0 | 0 | 1325.457 | 0 | 0
6870 | 1463.7515 | 0 | 0 | 0 | 0 | 0 | 0 | 1463.752 | 0 | 0
6871 | 1647.1089 | 133.93 | 525.407 | 0 | -525.407 | 0 | 0 | 1647.109 | 0 | 0
6872 | 1347.642 | 289.23 | 1319.6831 | 0 | -1319.6831 | 0 | 0 | 1347.642 | 0 | 0
6873 | 1537.3752 | 332.34 | 1488.2452 | 0 | -1488.2452 | 0 | 0 | 1537.375 | 0 | 0
6874 | 2055.2559 | 580.22 | 2538.6159 | 1806.0433 | -732.5726 | 0 | 0 | 319.972 | 0 | 0
6875 | 1950.1673 | 604.51 | 2621.1495 | 2029.6886 | -591.461 | 0 | 0 | 0 | 0 | 0
6876 | 1632.9415 | 632.58 | 2736.8183 | 1699.5281 | -1037.2902 | 0 | 0 | 0 | 0 | 0
6877 | 1578.9248 | 605.95 | 2630.5998 | 1643.3085 | -987.2913 | 0 | 0 | 0 | 0 | 0
6878 | 1500.0918 | 588.25 | 2583.6066 | 1561.2609 | -1022.3457 | 0 | 0 | 0 | 0 | 0
6879 | 1560.4337 | 469.9 | 2102.7636 | 1624.0635 | -478.7001 | 0 | 0 | 0 | 0 | 0
6880 | 1354.9627 | 237.27 | 1071.0644 | 1071.0644 | 0 | 0 | 0 | 325.862 | 0 | 0
6881 | 1401.9869 | 135.36 | 585.7721 | 585.7721 | 0 | 0 | 0 | 839.165 | 0 | 0
6882 | 1511.5332 | 9.14 | 0 | 0 | 0 | 0 | 0 | 1511.533 | 0 | 0
6883 | 1511.2516 | 0 | 0 | 0 | 0 | 0 | 0 | 0 | 0 | 1572.876
6884 | 1042.651 | 0 | 0 | 0 | 0 | 0 | 0 | 0 | 0 | 1085.167
6885 | 1417.1352 | 0 | 0 | 0 | 0 | 0 | 0 | 0 | 0 | 1474.9212
6886 | 1734.126 | 0 | 0 | 0 | 0 | 0 | 0 | 0 | 0 | 1804.8381
6887 | 1786.9578 | 0 | 0 | 0 | 0 | 0 | 0 | 0 | 0 | 1859.8244
6888 | 1498.7138 | 0 | 0 | 0 | 0 | 0 | 0 | 1498.714 | 0 | 0
6889 | 1306.0331 | 0 | 0 | 0 | 0 | 0 | 0 | 1306.033 | 0 | 0
6890 | 1539.8915 | 0 | 0 | 0 | 0 | 0 | 0 | 1539.891 | 0 | 0
6891 | 1354.9802 | 0 | 0 | 0 | 0 | 0 | 0 | 1354.98 | 0 | 0
6892 | 1587.2847 | 0 | 0 | 0 | 0 | 0 | 0 | 1587.285 | 0 | 0
6893 | 1386.8347 | 0 | 0 | 0 | 0 | 0 | 0 | 1386.835 | 0 | 0
6894 | 1682.8481 | 0 | 0 | 0 | 0 | 0 | 0 | 1682.848 | 0 | 0
6895 | 1314.5969 | 83.6 | 335.331 | 0 | -335.331 | 0 | 0 | 1314.597 | 0 | 0
6896 | 1491.5815 | 236.77 | 1088.0936 | 0 | -1088.0936 | 0 | 0 | 1491.581 | 0 | 0
6897 | 1238.8415 | 361.64 | 1653.3832 | 418.1425 | -1235.2407 | 0 | 0 | 837.081 | 0 | 0
6898 | 1931.0148 | 566.73 | 2555.8314 | 2009.7556 | -546.0758 | 0 | 0 | 0 | 0 | 0
6899 | 1849.8422 | 498.25 | 2227.355 | 1925.2737 | -302.0813 | 0 | 0 | 0 | 0 | 0
6900 | 1624.0727 | 848.19 | 3705.514 | 1690.2975 | -2015.2166 | 0 | 0 | 0 | 0 | 0
6901 | 1805.6859 | 681.81 | 3009.8474 | 1879.3161 | -1130.5313 | 0 | 0 | 0 | 0 | 0
6902 | 1579.4376 | 655.97 | 2914.6257 | 1643.8414 | -1270.7843 | 0 | 0 | 0 | 0 | 0
6903 | 1451.8731 | 500.53 | 2265.6347 | 1511.0757 | -754.559 | 0 | 0 | 0 | 0 | 0
6904 | 1128.7455 | 150.11 | 666.297 | 666.297 | 0 | 0 | 0 | 488.554 | 0 | 0
6905 | 1228.0848 | 29.39 | 104.6116 | 104.6116 | 0 | 0 | 0 | 1127.572 | 0 | 0
6906 | 1434.2978 | 1.96 | 0 | 0 | 0 | 0 | 0 | 1434.298 | 0 | 0
6907 | 1492.2516 | 0 | 0 | 0 | 0 | 0 | 0 | 0 | 0 | 1553.1013
6908 | 1240.7703 | 0 | 0 | 0 | 0 | 0 | 0 | 0 | 0 | 1291.3646
6909 | 1418.6891 | 0 | 0 | 0 | 0 | 0 | 0 | 0 | 0 | 1476.5386
6910 | 1613.7006 | 0 | 0 | 0 | 0 | 0 | 0 | 0 | 0 | 1679.5026
6911 | 1366.6343 | 0 | 0 | 0 | 0 | 0 | 0 | 0 | 0 | 1422.361
6912 | 1386.8347 | 0 | 0 | 0 | 0 | 0 | 0 | 1386.835 | 0 | 0
6913 | 1509.5909 | 0 | 0 | 0 | 0 | 0 | 0 | 1509.591 | 0 | 0
6914 | 1275.7325 | 0 | 0 | 0 | 0 | 0 | 0 | 1275.732 | 0 | 0
6915 | 1501.8215 | 0 | 0 | 0 | 0 | 0 | 0 | 1501.822 | 0 | 0
6916 | 1306.0331 | 0 | 0 | 0 | 0 | 0 | 0 | 1306.033 | 0 | 0
6917 | 1323.1257 | 0 | 0 | 0 | 0 | 0 | 0 | 1323.126 | 0 | 0
6918 | 1096.2598 | 0 | 0 | 0 | 0 | 0 | 0 | 1096.26 | 0 | 0
6919 | 1443.5696 | 52.2 | 209.4209 | 0 | -209.4209 | 0 | 0 | 1443.57 | 0 | 0
6920 | 1285.1606 | 182.11 | 826.1103 | 0 | -826.1103 | 0 | 0 | 1285.161 | 0 | 0
6921 | 1191.5872 | 350.95 | 1596.1061 | 0 | -1596.1061 | 0 | 0 | 1191.587 | 0 | 0
6922 | 1744.2447 | 358.61 | 1604.0879 | 1026.896 | -577.1919 | 0 | 0 | 757.582 | 0 | 0
6923 | 1620.4415 | 509.44 | 2246.3273 | 1686.5184 | -559.8089 | 0 | 0 | 0 | 0 | 0
6924 | 1876.2766 | 699.5 | 3029.1018 | 1952.7856 | -1076.3162 | 0 | 0 | 0 | 0 | 0
6925 | 1620.8484 | 803.71 | 3456.631 | 1686.941 | -1769.69 | 0 | 0 | 0 | 0 | 0
6926 | 1712.8476 | 568.45 | 2508.065 | 1782.6914 | -725.3735 | 0 | 0 | 0 | 0 | 0
6927 | 1534.4519 | 488.51 | 2200.071 | 1597.022 | -603.049 | 0 | 0 | 0 | 0 | 0
6928 | 1664.7066 | 72.95 | 304.9362 | 304.9362 | 0 | 0 | 0 | 1371.718 | 0 | 0
6929 | 1575.5306 | 21.55 | 69.1555 | 69.1555 | 0 | 0 | 0 | 1509.085 | 0 | 0
6930 | 1789.0993 | 1.96 | 0 | 0 | 0 | 0 | 0 | 1789.099 | 0 | 0
6931 | 1655.2046 | 0 | 0 | 0 | 0 | 0 | 0 | 0 | 0 | 1722.699
6932 | 1494.8291 | 0 | 0 | 0 | 0 | 0 | 0 | 0 | 0 | 1555.7833
6933 | 1709.264 | 0 | 0 | 0 | 0 | 0 | 0 | 0 | 0 | 1778.9623
6934 | 1697.6099 | 0 | 0 | 0 | 0 | 0 | 0 | 0 | 0 | 1766.8331
6935 | 1894.9522 | 0 | 0 | 0 | 0 | 0 | 0 | 0 | 0 | 1972.2221
6936 | 1490.1674 | 0 | 0 | 0 | 0 | 0 | 0 | 1490.167 | 0 | 0
6937 | 1436.5587 | 0 | 0 | 0 | 0 | 0 | 0 | 1436.559 | 0 | 0
6938 | 1714.7026 | 0 | 0 | 0 | 0 | 0 | 0 | 1714.703 | 0 | 0
6939 | 1420.243 | 0 | 0 | 0 | 0 | 0 | 0 | 1420.243 | 0 | 0
6940 | 1859.99 | 0 | 0 | 0 | 0 | 0 | 0 | 1859.99 | 0 | 0
6941 | 1577.9614 | 0 | 0 | 0 | 0 | 0 | 0 | 1577.961 | 0 | 0
6942 | 1522.7988 | 0 | 0 | 0 | 0 | 0 | 0 | 1522.799 | 0 | 0
6943 | 1380.6823 | 95 | 385.7722 | 385.7722 | 0 | 0 | 0 | 1010.025 | 0 | 0
6944 | 1445.3682 | 272.3 | 1261.5974 | 1261.5974 | 0 | 0 | 0 | 233.2 | 0 | 0
6945 | 1443.6317 | 489.94 | 2256.2865 | 1502.4987 | -753.7878 | 0 | 0 | 0 | 0 | 0
6946 | 1751.3527 | 701.95 | 3162.879 | 1822.7676 | -1340.1115 | 0 | 0 | 0 | 0 | 0
6947 | 1975.004 | 636.98 | 2841.2072 | 2055.5383 | -785.6689 | 0 | 0 | 0 | 0 | 0
6948 | 1647.8616 | 820.64 | 3612.0252 | 1715.0555 | -1896.9697 | 0 | 0 | 0 | 0 | 0
6949 | 1546.6392 | 747.1 | 3296.4461 | 1609.706 | -1686.7401 | 0 | 0 | 0 | 0 | 0
6950 | 1415.4066 | 673.12 | 3001.4941 | 1473.1217 | -1528.3724 | 0 | 0 | 0 | 0 | 0
6951 | 1594.654 | 537.83 | 2442.5314 | 1659.6789 | -782.8525 | 0 | 0 | 0 | 0 | 0
6952 | 1899.5274 | 183.75 | 828.7903 | 828.7903 | 0 | 0 | 0 | 1103.209 | 0 | 0
6953 | 1653.7527 | 58.02 | 230.0179 | 230.0179 | 0 | 0 | 0 | 1432.747 | 0 | 0
6954 | 1424.522 | 1.96 | 0 | 0 | 0 | 0 | 0 | 1424.522 | 0 | 0
6955 | 1615.5546 | 0 | 0 | 0 | 0 | 0 | 0 | 0 | 0 | 1681.4322
6956 | 1257.086 | 0 | 0 | 0 | 0 | 0 | 0 | 0 | 0 | 1308.3459
6957 | 1328.5643 | 0 | 0 | 0 | 0 | 0 | 0 | 0 | 0 | 1382.7386
6958 | 1113.3524 | 0 | 0 | 0 | 0 | 0 | 0 | 0 | 0 | 1158.7509
6959 | 1417.1352 | 0 | 0 | 0 | 0 | 0 | 0 | 0 | 0 | 1474.9212
6960 | 1232.224 | 0 | 0 | 0 | 0 | 0 | 0 | 1232.224 | 0 | 0
6961 | 896.5867 | 0 | 0 | 0 | 0 | 0 | 0 | 896.587 | 0 | 0
6962 | 1312.2486 | 0 | 0 | 0 | 0 | 0 | 0 | 1312.249 | 0 | 0
6963 | 996.8117 | 0 | 0 | 0 | 0 | 0 | 0 | 996.812 | 0 | 0
6964 | 1216.6852 | 0 | 0 | 0 | 0 | 0 | 0 | 1216.685 | 0 | 0
6965 | 1229.1162 | 0 | 0 | 0 | 0 | 0 | 0 | 1229.116 | 0 | 0
6966 | 891.925 | 0 | 0 | 0 | 0 | 0 | 0 | 891.925 | 0 | 0
6967 | 1020.5365 | 56.27 | 228.8429 | 228.8429 | 0 | 0 | 0 | 800.66 | 0 | 0
6968 | 782.7914 | 200 | 915.1665 | 814.7107 | -100.4558 | 0 | 0 | 0 | 0 | 0
6969 | 1064.2324 | 202.01 | 908.4753 | 908.4753 | 0 | 0 | 0 | 191.351 | 0 | 0
6970 | 1233.7118 | 443.74 | 2004.8379 | 1284.0188 | -720.8191 | 0 | 0 | 0 | 0 | 0
6971 | 1280.4233 | 520.17 | 2323.7632 | 1332.6345 | -991.1286 | 0 | 0 | 0 | 0 | 0
6972 | 1104.2739 | 515.44 | 2295.6278 | 1149.3017 | -1146.3261 | 0 | 0 | 0 | 0 | 0
6973 | 1300.3109 | 663.35 | 2943.5822 | 1353.3335 | -1590.2487 | 0 | 0 | 0 | 0 | 0
6974 | 1092.2168 | 361.71 | 1621.4282 | 1136.7531 | -484.6752 | 0 | 0 | 0 | 0 | 0
6975 | 1134.3734 | 409.07 | 1860.6269 | 1180.6291 | -679.9978 | 0 | 0 | 0 | 0 | 0
6976 | 1436.7588 | 208.34 | 946.881 | 946.881 | 0 | 0 | 0 | 526.976 | 0 | 0
6977 | 1263.9143 | 104.13 | 451.6711 | 451.6711 | 0 | 0 | 0 | 829.939 | 0 | 0
6978 | 1435.7711 | 4.89 | 0 | 0 | 0 | 0 | 0 | 1435.771 | 0 | 0
6979 | 1114.3042 | 0 | 0 | 0 | 0 | 0 | 0 | 0 | 0 | 1159.7417
6980 | 986.7115 | 0 | 0 | 0 | 0 | 0 | 0 | 0 | 0 | 1026.9459
6981 | 1394.604 | 0 | 0 | 0 | 0 | 0 | 0 | 0 | 0 | 1451.4715
6982 | 1505.7062 | 0 | 0 | 0 | 0 | 0 | 0 | 0 | 0 | 1567.1039
6983 | 1400.0426 | 0 | 0 | 0 | 0 | 0 | 0 | 0 | 0 | 1457.1323
6984 | 1386.8347 | 0 | 0 | 0 | 0 | 0 | 0 | 1386.835 | 0 | 0
6985 | 1262.5245 | 0 | 0 | 0 | 0 | 0 | 0 | 1262.525 | 0 | 0
6986 | 1246.9858 | 0 | 0 | 0 | 0 | 0 | 0 | 1246.986 | 0 | 0
6987 | 1582.6231 | 0 | 0 | 0 | 0 | 0 | 0 | 1582.623 | 0 | 0
6988 | 1398.4887 | 0 | 0 | 0 | 0 | 0 | 0 | 1398.489 | 0 | 0
6989 | 1537.5607 | 0 | 0 | 0 | 0 | 0 | 0 | 1537.561 | 0 | 0
6990 | 1553.8764 | 0 | 0 | 0 | 0 | 0 | 0 | 1553.876 | 0 | 0
6991 | 1107.5098 | 106.02 | 428.1173 | 428.1173 | 0 | 0 | 0 | 696.166 | 0 | 0
6992 | 198.9214 | 268.81 | 1246.7018 | 207.0324 | -1039.6694 | 0 | 0 | 0 | 0 | 0
6993 | 298.2132 | 541.94 | 2501.8349 | 310.3732 | -2093.1229 | 0 | 98.3388 | 0 | 0 | 0
6994 | 304.1927 | 481.41 | 2175.4681 | 316.596 | -1858.8721 | 0 | 0 | 0 | 0 | 0
6995 | 345.2975 | 496.87 | 2218.2763 | 359.3781 | -1858.8981 | 0 | 0 | 0 | 0 | 0
6996 | 302.5368 | 724.97 | 3192.3382 | 314.8724 | -2093.1229 | 0 | 784.3429 | 0 | 0 | 0
6997 | 291.076 | 317.85 | 1409.9757 | 302.9451 | -1107.0306 | 0 | 0 | 0 | 0 | 0
6998 | 306.2603 | 535.89 | 2394.7951 | 318.7483 | -780.1215 | 0 | 1295.9253 | 0 | 0 | 0
6999 | 275.21 | 556.99 | 2524.5186 | 286.4322 | 0 | 0 | 2238.0864 | 0 | 0 | 0
7000 | 224.034 | 387.61 | 1795.9509 | 233.1694 | 0 | 0 | 1562.7815 | 0 | 0 | 0
7001 | 243.4565 | 65.22 | 270.3907 | 253.3834 | 0 | 0 | 17.0073 | 0 | 0 | 0
7002 | 289.9125 | 3.91 | 0 | 0 | 0 | 0 | 0 | 0 | 0 | 301.7347
7003 | 248.7805 | 0 | 0 | 0 | 0 | 0 | 0 | 0 | 0 | 258.9245
7004 | 309.2214 | 0 | 0 | 0 | 0 | 0 | 0 | 0 | 0 | 321.83
7005 | 289.7979 | 0 | 0 | 0 | 0 | 0 | 0 | 0 | 0 | 301.615
7006 | 230.7506 | 0 | 0 | 0 | 0 | 0 | 0 | 0 | 0 | 240.1603
7007 | 296.7904 | 0 | 0 | 0 | 0 | 0 | 0 | 0 | 0 | 308.8921
7008 | 163.157 | 0 | 0 | 0 | 0 | 0 | 0 | 0 | 0 | 169.81
7009 | 222.2043 | 0 | 0 | 0 | 0 | 0 | 0 | 0 | 0 | 231.2648
7010 | 219.8735 | 0 | 0 | 0 | 0 | 0 | 0 | 0 | 0 | 228.8398
7011 | 215.2119 | 0 | 0 | 0 | 0 | 0 | 0 | 0 | 0 | 223.9877
7012 | 131.3026 | 0 | 0 | 0 | 0 | 0 | 0 | 0 | 0 | 136.6571
7013 | 144.5105 | 0 | 0 | 0 | 0 | 0 | 0 | 0 | 0 | 150.4037
7014 | 197.3423 | 0 | 0 | 0 | 0 | 0 | 0 | 0 | 0 | 205.389
7015 | 135.9137 | 66.28 | 273.1852 | 141.4561 | -131.729 | 0 | 0 | 0 | 0 | 0
7016 | 163.4921 | 233.01 | 1075.3639 | 170.1587 | -905.2052 | 0 | 0 | 0 | 0 | 0
7017 | 970.3841 | 393.39 | 1812.2547 | 1009.9531 | -802.3015 | 0 | 0 | 0 | 0 | 0
7018 | 1153.9649 | 485.7 | 2201.3303 | 1201.02 | -1000.3104 | 0 | 0 | 0 | 0 | 0
7019 | 1330.2706 | 754.1 | 3367.4489 | 1384.5152 | -587.6122 | 0 | 1395.3216 | 0 | 0 | 0
7020 | 1342.4171 | 822.77 | 3648.8843 | 1397.1565 | 0 | 0 | 2251.7279 | 0 | 0 | 0
7021 | 1361.5307 | 616.38 | 2759.4781 | 1417.0499 | 0 | 0 | 1342.4283 | 0 | 0 | 0
7022 | 1355.7183 | 265.9 | 1186.9185 | 1186.9185 | 0 | 0 | 0 | 215.302 | 0 | 0
7023 | 1394.876 | 198.79 | 885.3951 | 885.3951 | 0 | 0 | 0 | 544.17 | 0 | 0
7024 | 1538.6163 | 110.19 | 479.6253 | 479.6253 | 0 | 0 | 0 | 1077.782 | 0 | 0
7025 | 1416.4175 | 39.2 | 149.8531 | 149.8531 | 0 | 0 | 0 | 1272.435 | 0 | 0
7026 | 1352.2386 | 1.96 | 0 | 0 | 0 | 0 | 0 | 1352.239 | 0 | 0
7027 | 1554.2017 | 0 | 0 | 0 | 0 | 0 | 0 | 0 | 0 | 1617.5774
7028 | 1215.1313 | 0 | 0 | 0 | 0 | 0 | 0 | 0 | 0 | 1264.6801
7029 | 895.0328 | 0 | 0 | 0 | 0 | 0 | 0 | 0 | 0 | 931.5296
7030 | 1180.946 | 0 | 0 | 0 | 0 | 0 | 0 | 0 | 0 | 1229.1012
7031 | 1267.9631 | 0 | 0 | 0 | 0 | 0 | 0 | 0 | 0 | 1319.6665
7032 | 849.9704 | 0 | 0 | 0 | 0 | 0 | 0 | 849.97 | 0 | 0
7033 | 1104.8061 | 0 | 0 | 0 | 0 | 0 | 0 | 1104.806 | 0 | 0
7034 | 738.0913 | 0 | 0 | 0 | 0 | 0 | 0 | 738.091 | 0 | 0
7035 | 1162.2995 | 0 | 0 | 0 | 0 | 0 | 0 | 1162.3 | 0 | 0
7036 | 1122.6757 | 0 | 0 | 0 | 0 | 0 | 0 | 1122.676 | 0 | 0
7037 | 1184.8307 | 0 | 0 | 0 | 0 | 0 | 0 | 1184.831 | 0 | 0
7038 | 1024.0045 | 0 | 0 | 0 | 0 | 0 | 0 | 1024.005 | 0 | 0
7039 | 1256.0216 | 53.72 | 216.4961 | 216.4961 | 0 | 0 | 0 | 697.395 | 0 | 364.9088
7040 | 1353.606 | 259.63 | 1200.0927 | 1200.0927 | 0 | 0 | 0 | 0 | 0 | 208.7091
7041 | 1534.3568 | 211.41 | 952.7697 | 952.7697 | 0 | 0 | 0 | 0 | 0 | 644.1534
7042 | 1602.1427 | 505.97 | 2284.7569 | 1667.4733 | -617.2837 | 0 | 0 | 0 | 0 | 0
7043 | 1628.6013 | 747.3 | 3321.151 | 1695.0101 | -1626.1409 | 0 | 0 | 0 | 0 | 0
7044 | 1636.1784 | 852.02 | 3752.656 | 1702.8961 | -2049.7599 | 0 | 0 | 0 | 0 | 0
7045 | 1876.1804 | 868.28 | 3829.3311 | 1952.6846 | -1876.6465 | 0 | 0 | 0 | 0 | 0
7046 | 1679.1101 | 762.81 | 3410.2738 | 1747.5787 | -1662.695 | 0 | 0 | 0 | 0 | 0
7047 | 1605.5447 | 499.11 | 2274.5698 | 1671.014 | -603.5558 | 0 | 0 | 0 | 0 | 0
7048 | 1427.7269 | 253.76 | 1162.8256 | 1162.8256 | 0 | 0 | 0 | 310.46 | 0 | 0
7049 | 1587.1934 | 167.6 | 716.0118 | 716.0118 | 0 | 0 | 0 | 899.234 | 0 | 0
7050 | 1493.7656 | 7.48 | 0 | 0 | 0 | 0 | 0 | 1493.766 | 0 | 0
7051 | 1428.0124 | 0 | 0 | 0 | 0 | 0 | 0 | 0 | 0 | 1486.2418
7052 | 1214.3544 | 0 | 0 | 0 | 0 | 0 | 0 | 0 | 0 | 1263.8715
7053 | 1286.6096 | 0 | 0 | 0 | 0 | 0 | 0 | 0 | 0 | 1339.0738
7054 | 1485.5058 | 0 | 0 | 0 | 0 | 0 | 0 | 0 | 0 | 1546.0802
7055 | 1588.0616 | 0 | 0 | 0 | 0 | 0 | 0 | 0 | 0 | 1652.8181
7056 | 1464.5285 | 0 | 0 | 0 | 0 | 0 | 0 | 1464.528 | 0 | 0
7057 | 943.9799 | 0 | 0 | 0 | 0 | 0 | 0 | 943.98 | 0 | 0
7058 | 1055.082 | 0 | 0 | 0 | 0 | 0 | 0 | 1055.082 | 0 | 0
7059 | 1517.3603 | 0 | 0 | 0 | 0 | 0 | 0 | 1517.36 | 0 | 0
7060 | 1184.8307 | 0 | 0 | 0 | 0 | 0 | 0 | 1184.831 | 0 | 0
7061 | 1555.4302 | 0 | 0 | 0 | 0 | 0 | 0 | 1555.43 | 0 | 0
7062 | 1419.4661 | 0 | 0 | 0 | 0 | 0 | 0 | 1419.466 | 0 | 0
7063 | 1509.6793 | 122.01 | 487.5706 | 487.5706 | 0 | 0 | 0 | 928.349 | 0 | 117.4642
7064 | 1222.5996 | 331.66 | 1546.4569 | 1272.4537 | -274.0032 | 0 | 0 | 0 | 0 | 0
7065 | 1098.0623 | 457.55 | 2104.9159 | 1142.8374 | -962.0785 | 0 | 0 | 0 | 0 | 0
7066 | 1450.0124 | 587.93 | 2651.0167 | 1509.1388 | -1141.8779 | 0 | 0 | 0 | 0 | 0
7067 | 1367.1296 | 628.25 | 2794.161 | 1422.8772 | -1371.2838 | 0 | 0 | 0 | 0 | 0
7068 | 1547.1005 | 718.56 | 3168.4191 | 1610.1858 | -1558.2333 | 0 | 0 | 0 | 0 | 0
7069 | 1876.2222 | 766.01 | 3371.892 | 1952.7283 | -1419.1637 | 0 | 0 | 0 | 0 | 0
7070 | 1289.5668 | 641.05 | 2857.0853 | 1342.1514 | -1514.9339 | 0 | 0 | 0 | 0 | 0
7071 | 1309.7799 | 94.97 | 400.5648 | 400.5648 | 0 | 0 | 0 | 924.909 | 0 | 0
7072 | 1430.0072 | 43.13 | 166.3078 | 166.3078 | 0 | 0 | 0 | 1270.216 | 0 | 0
7073 | 1378.6088 | 15.67 | 42.6937 | 42.6937 | 0 | 0 | 0 | 1337.588 | 0 | 0
7074 | 911.5146 | 0.98 | 0 | 0 | 0 | 0 | 0 | 911.515 | 0 | 0
7075 | 1308.9971 | 0 | 0 | 0 | 0 | 0 | 0 | 0 | 0 | 1362.3737
7076 | 978.1652 | 0 | 0 | 0 | 0 | 0 | 0 | 0 | 0 | 1018.0514
7077 | 1111.0216 | 0 | 0 | 0 | 0 | 0 | 0 | 0 | 0 | 1156.3259
7078 | 1313.0255 | 0 | 0 | 0 | 0 | 0 | 0 | 0 | 0 | 1366.567
7079 | 1476.9595 | 0 | 0 | 0 | 0 | 0 | 0 | 0 | 0 | 1537.1847
7080 | 1488.6136 | 0 | 0 | 0 | 0 | 0 | 0 | 862.935 | 0 | 651.1911
7081 | 1055.859 | 0 | 0 | 0 | 0 | 0 | 0 | 1055.859 | 0 | 0
7082 | 1290.4943 | 0 | 0 | 0 | 0 | 0 | 0 | 1290.494 | 0 | 0
7083 | 1036.4355 | 0 | 0 | 0 | 0 | 0 | 0 | 1036.436 | 0 | 0
7084 | 1038.7663 | 0 | 0 | 0 | 0 | 0 | 0 | 1038.766 | 0 | 0
7085 | 936.9874 | 0 | 0 | 0 | 0 | 0 | 0 | 936.987 | 0 | 0
7086 | 1198.0387 | 0 | 0 | 0 | 0 | 0 | 0 | 1198.039 | 0 | 0
7087 | 1205.407 | 126.2 | 503.3113 | 503.3113 | 0 | 0 | 0 | 0 | 0 | 751.2483
7088 | 1106.8931 | 306.86 | 1430.9921 | 1152.0285 | -278.9636 | 0 | 0 | 0 | 0 | 0
7089 | 1442.5236 | 553.5 | 2555.5379 | 1501.3455 | -1054.1924 | 0 | 0 | 0 | 0 | 0
7090 | 1737.0055 | 665.29 | 2996.4099 | 1807.8355 | -1188.5744 | 0 | 0 | 0 | 0 | 0
7091 | 1443.4841 | 659.55 | 2926.1689 | 1502.3446 | -1423.8243 | 0 | 0 | 0 | 0 | 0
7092 | 1588.2695 | 472.06 | 2091.1724 | 1653.0335 | -438.1389 | 0 | 0 | 0 | 0 | 0
7093 | 1786.2343 | 802.33 | 3461.8963 | 1859.0709 | -1602.8254 | 0 | 0 | 0 | 0 | 0
7094 | 1390.1667 | 791.57 | 3434.3251 | 1446.8536 | -1987.4715 | 0 | 0 | 0 | 0 | 0
7095 | 1677.3843 | 562.62 | 2500.1384 | 1745.7834 | -754.355 | 0 | 0 | 0 | 0 | 0
7096 | 1676.6695 | 361.54 | 1653.1376 | 1653.1376 | 0 | 0 | 0 | 88.301 | 0 | 0
7097 | 1553.3917 | 121.01 | 515.2261 | 515.2261 | 0 | 0 | 0 | 1058.352 | 0 | 0
7098 | 1585.9659 | 4.22 | 0 | 0 | 0 | 0 | 0 | 1585.966 | 0 | 0
7099 | 1572.7909 | 0 | 0 | 0 | 0 | 0 | 0 | 0 | 0 | 1636.9244
7100 | 1489.3905 | 0 | 0 | 0 | 0 | 0 | 0 | 0 | 0 | 1550.1225
7101 | 1698.3869 | 0 | 0 | 0 | 0 | 0 | 0 | 0 | 0 | 1767.6418
7102 | 1112.5755 | 0 | 0 | 0 | 0 | 0 | 0 | 0 | 0 | 1157.9422
7103 | 1168.515 | 0 | 0 | 0 | 0 | 0 | 0 | 0 | 0 | 1216.1633
7104 | 371.3765 | 0 | 0 | 0 | 0 | 0 | 0 | 371.376 | 0 | 0
7105 | 116.5407 | 0 | 0 | 0 | 0 | 0 | 0 | 116.541 | 0 | 0
7106 | 122.7562 | 0 | 0 | 0 | 0 | 0 | 0 | 122.756 | 0 | 0
7107 | 114.9869 | 0 | 0 | 0 | 0 | 0 | 0 | 114.987 | 0 | 0
7108 | 121.2024 | 0 | 0 | 0 | 0 | 0 | 0 | 121.202 | 0 | 0
7109 | 123.5332 | 0 | 0 | 0 | 0 | 0 | 0 | 123.533 | 0 | 0
7110 | 101.7789 | 0 | 0 | 0 | 0 | 0 | 0 | 101.779 | 0 | 0
7111 | 87.8474 | 83.05 | 331.5176 | 0 | -331.5176 | 0 | 0 | 87.847 | 0 | 0
7112 | 176.3999 | 236.06 | 1084.4665 | 0 | -1084.4665 | 0 | 0 | 176.4 | 0 | 0
7113 | 1266.3005 | 155.49 | 686.5037 | 0 | -686.5037 | 0 | 0 | 1266.3 | 0 | 0
7114 | 1548.0484 | 47.11 | 180.2365 | 0 | -180.2365 | 0 | 0 | 1548.048 | 0 | 0
7115 | 1673.0266 | 147.66 | 634.8041 | 0 | -634.8041 | 0 | 0 | 1673.027 | 0 | 0
7116 | 1771.9988 | 556.23 | 2434.9285 | 475.6402 | -1959.2883 | 0 | 0 | 1314.994 | 0 | 0
7117 | 1494.0026 | 755.85 | 3268.1973 | 1554.9226 | -1713.2747 | 0 | 0 | 0 | 0 | 0
7118 | 1420.6499 | 540.58 | 2389.2905 | 1478.5796 | -910.7109 | 0 | 0 | 0 | 0 | 0
7119 | 1712.2377 | 540.75 | 2437.4108 | 1782.0576 | -655.3532 | 0 | 0 | 0 | 0 | 0
7120 | 1677.291 | 247.34 | 1129.5041 | 1129.5041 | 0 | 0 | 0 | 592.04 | 0 | 0
7121 | 1676.9667 | 8.81 | 12.5507 | 12.5507 | 0 | 0 | 0 | 1664.908 | 0 | 0
7122 | 1398.5489 | 0.98 | 0 | 0 | 0 | 0 | 0 | 1398.549 | 0 | 0
7123 | 1443.0422 | 0 | 0 | 0 | 0 | 0 | 0 | 0 | 0 | 1501.8846
7124 | 1379.0653 | 0 | 0 | 0 | 0 | 0 | 0 | 0 | 0 | 1435.2988
7125 | 1510.3678 | 0 | 0 | 0 | 0 | 0 | 0 | 0 | 0 | 1571.956
7126 | 1776.0807 | 0 | 0 | 0 | 0 | 0 | 0 | 0 | 0 | 1848.5039
7127 | 1299.0406 | 0 | 0 | 0 | 0 | 0 | 0 | 0 | 0 | 1352.0117
7128 | 1407.035 | 0 | 0 | 0 | 0 | 0 | 0 | 1407.035 | 0 | 0
7129 | 1057.4129 | 0 | 0 | 0 | 0 | 0 | 0 | 1057.413 | 0 | 0
7130 | 1358.0879 | 0 | 0 | 0 | 0 | 0 | 0 | 1358.088 | 0 | 0
7131 | 1203.4772 | 0 | 0 | 0 | 0 | 0 | 0 | 1203.477 | 0 | 0
7132 | 1147.5377 | 0 | 0 | 0 | 0 | 0 | 0 | 1147.538 | 0 | 0
7133 | 1421.0199 | 0 | 0 | 0 | 0 | 0 | 0 | 1421.02 | 0 | 0
7134 | 1152.9763 | 0 | 0 | 0 | 0 | 0 | 0 | 1152.976 | 0 | 0
7135 | 1150.6454 | 31.36 | 113.5758 | 0 | -113.5758 | 0 | 0 | 1150.645 | 0 | 0
7136 | 1557.2327 | 91.31 | 396.0791 | 0 | -396.0791 | 0 | 0 | 1557.233 | 0 | 0
7137 | 1562.9559 | 34.32 | 124.9629 | 0 | -124.9629 | 0 | 0 | 1562.956 | 0 | 0
7138 | 1484.153 | 194.89 | 862.1597 | 0 | -862.1597 | 0 | 0 | 1484.153 | 0 | 0
7139 | 1538.7348 | 679.17 | 2995.2703 | 902.1474 | -2093.1229 | 0 | 0 | 671.932 | 0 | 0
7140 | 1370.921 | 657.2 | 2907.2986 | 814.1757 | -2093.1229 | 0 | 0 | 588.644 | 0 | 0
7141 | 1755.5239 | 166.42 | 721.8099 | 477.2919 | -244.518 | 0 | 0 | 1296.931 | 0 | 0
7142 | 1535.2541 | 260.15 | 1160.3194 | 1160.3194 | 0 | 0 | 0 | 420.395 | 0 | 0
7143 | 1077.4462 | 56.91 | 226.3367 | 226.3367 | 0 | 0 | 0 | 859.978 | 0 | 0
7144 | 1517.8449 | 76.51 | 322.4087 | 322.4087 | 0 | 0 | 0 | 1208.068 | 0 | 0
7145 | 1251.0074 | 98.36 | 423.5129 | 423.5129 | 0 | 0 | 0 | 844.088 | 0 | 0
7146 | 1642.0142 | 3.91 | 0 | 0 | 0 | 0 | 0 | 1642.014 | 0 | 0
7147 | 1603.6198 | 0 | 0 | 0 | 0 | 0 | 0 | 0 | 0 | 1669.0105
7148 | 1352.6494 | 0 | 0 | 0 | 0 | 0 | 0 | 0 | 0 | 1407.8057
7149 | 1404.7042 | 0 | 0 | 0 | 0 | 0 | 0 | 0 | 0 | 1461.9833
7150 | 1233.7778 | 0 | 0 | 0 | 0 | 0 | 0 | 0 | 0 | 1284.0875
7151 | 1466.0823 | 0 | 0 | 0 | 0 | 0 | 0 | 0 | 0 | 1525.8641
7152 | 1573.2998 | 0 | 0 | 0 | 0 | 0 | 0 | 1573.3 | 0 | 0
7153 | 1475.4056 | 0 | 0 | 0 | 0 | 0 | 0 | 1475.406 | 0 | 0
7154 | 1317.6872 | 0 | 0 | 0 | 0 | 0 | 0 | 1317.687 | 0 | 0
7155 | 1793.9503 | 0 | 0 | 0 | 0 | 0 | 0 | 1793.95 | 0 | 0
7156 | 1639.3396 | 0 | 0 | 0 | 0 | 0 | 0 | 1639.34 | 0 | 0
7157 | 1427.2354 | 0 | 0 | 0 | 0 | 0 | 0 | 1427.235 | 0 | 0
7158 | 1366.6343 | 0 | 0 | 0 | 0 | 0 | 0 | 1366.634 | 0 | 0
7159 | 1260.9775 | 76.77 | 300.0903 | 300.0903 | 0 | 0 | 0 | 972.644 | 0 | 0
7160 | 331.6128 | 347.36 | 1621.2846 | 345.1351 | -1276.1495 | 0 | 0 | 0 | 0 | 0
7161 | 268.4554 | 386.29 | 1778.2681 | 279.4028 | -1498.8653 | 0 | 0 | 0 | 0 | 0
7162 | 276.049 | 472.4 | 2153.414 | 287.3054 | -1866.1086 | 0 | 0 | 0 | 0 | 0
7163 | 261.2493 | 669.06 | 3019.537 | 271.9019 | -2093.1229 | 0 | 654.5123 | 0 | 0 | 0
7164 | 324.2289 | 815.69 | 3651.6434 | 337.45 | -2093.1229 | 0 | 1221.0706 | 0 | 0 | 0
7165 | 205.8624 | 876.13 | 3930.4769 | 214.2564 | -2003.4672 | 0 | 1712.7533 | 0 | 0 | 0
7166 | 205.1622 | 581.37 | 2644.9188 | 213.5278 | 0 | 0 | 2431.3909 | 0 | 0 | 0
7167 | 333.7513 | 566.08 | 2614.7633 | 347.3603 | 0 | 0 | 2267.403 | 0 | 0 | 0
7168 | 381.8331 | 288.03 | 1341.3177 | 397.4029 | 0 | 0 | 943.9148 | 0 | 0 | 0
7169 | 308.0162 | 163.65 | 697.411 | 320.5759 | 0 | 0 | 376.8351 | 0 | 0 | 0
7170 | 338.7742 | 8.27 | 0 | 0 | 0 | 0 | 0 | 0 | 0 | 352.5881
7171 | 273.5706 | 0 | 0 | 0 | 0 | 0 | 0 | 0 | 0 | 284.7263
7172 | 258.7204 | 0 | 0 | 0 | 0 | 0 | 0 | 0 | 0 | 269.2698
7173 | 300.6751 | 0 | 0 | 0 | 0 | 0 | 0 | 0 | 0 | 312.9356
7174 | 283.5824 | 0 | 0 | 0 | 0 | 0 | 0 | 0 | 0 | 295.1456
7175 | 236.1892 | 0 | 0 | 0 | 0 | 0 | 0 | 0 | 0 | 245.82
7176 | 135.1872 | 0 | 0 | 0 | 0 | 0 | 0 | 0 | 0 | 140.6995
7177 | 138.295 | 0 | 0 | 0 | 0 | 0 | 0 | 0 | 0 | 143.9342
7178 | 120.4254 | 0 | 0 | 0 | 0 | 0 | 0 | 0 | 0 | 125.3355
7179 | 114.9869 | 0 | 0 | 0 | 0 | 0 | 0 | 0 | 0 | 119.6758
7180 | 111.8791 | 0 | 0 | 0 | 0 | 0 | 0 | 0 | 0 | 116.4411
7181 | 98.6711 | 0 | 0 | 0 | 0 | 0 | 0 | 0 | 0 | 102.6945
7182 | 96.3403 | 0 | 0 | 0 | 0 | 0 | 0 | 0 | 0 | 100.2684
7183 | 79.4371 | 140.73 | 548.7631 | 82.6762 | -466.0869 | 0 | 0 | 0 | 0 | 0
7184 | 86.9093 | 365.24 | 1702.4205 | 90.4529 | -1611.9676 | 0 | 0 | 0 | 0 | 0
7185 | 86.5519 | 639.01 | 2950.7302 | 90.0824 | -826.077 | 0 | 2034.5708 | 0 | 0 | 0
7186 | 85.5428 | 820.55 | 3693.875 | 89.0312 | 0 | 0 | 3604.8439 | 0 | 0 | 0
7187 | 82.0117 | 525.36 | 2359.1527 | 85.3551 | 0 | 0 | 2273.7975 | 0 | 0 | 0
7188 | 89.4741 | 555.48 | 2475.805 | 93.1225 | 0 | 0 | 2382.6826 | 0 | 0 | 0
7189 | 85.7196 | 644.5 | 2878.4441 | 89.2143 | 0 | 0 | 2789.2298 | 0 | 0 | 0
7190 | 90.0355 | 732.28 | 3289.5863 | 93.7063 | 0 | 0 | 3195.88 | 0 | 0 | 0
7191 | 84.2988 | 115.75 | 496.9616 | 87.7364 | 0 | 0 | 409.2251 | 0 | 0 | 0
7192 | 95.4148 | 233.41 | 1068.8694 | 99.3047 | 0 | 0 | 969.5648 | 0 | 0 | 0
7193 | 85.638 | 30.37 | 108.9048 | 89.13 | 0 | 0 | 19.7748 | 0 | 0 | 0
7194 | 92.1604 | 1.96 | 0 | 0 | 0 | 0 | 0 | 0 | 0 | 95.918
7195 | 99.1266 | 0 | 0 | 0 | 0 | 0 | 0 | 0 | 0 | 103.1691
7196 | 101.7789 | 0 | 0 | 0 | 0 | 0 | 0 | 0 | 0 | 105.9292
7197 | 100.225 | 0 | 0 | 0 | 0 | 0 | 0 | 0 | 0 | 104.3119
7198 | 107.9944 | 0 | 0 | 0 | 0 | 0 | 0 | 0 | 0 | 112.3976
7199 | 98.6711 | 0 | 0 | 0 | 0 | 0 | 0 | 0 | 0 | 102.6945
7200 | 104.1097 | 0 | 0 | 0 | 0 | 0 | 0 | 0 | 0 | 108.3553
7201 | 94.0095 | 0 | 0 | 0 | 0 | 0 | 0 | 0 | 0 | 97.8434
7202 | 100.225 | 0 | 0 | 0 | 0 | 0 | 0 | 0 | 0 | 104.3119
7203 | 97.1173 | 0 | 0 | 0 | 0 | 0 | 0 | 0 | 0 | 101.0771
7204 | 98.6711 | 0 | 0 | 0 | 0 | 0 | 0 | 0 | 0 | 102.6945
7205 | 93.2326 | 0 | 0 | 0 | 0 | 0 | 0 | 0 | 0 | 97.0347
7206 | 98.6711 | 0 | 0 | 0 | 0 | 0 | 0 | 0 | 0 | 102.6945
7207 | 88.0252 | 101.11 | 401.0623 | 91.6144 | -309.4479 | 0 | 0 | 0 | 0 | 0
7208 | 138.2668 | 339.4 | 1571.2815 | 143.9051 | -1180.0816 | 0 | 247.2948 | 0 | 0 | 0
7209 | 851.5291 | 558.92 | 2546.4353 | 886.2516 | 0 | 0 | 1660.1837 | 0 | 0 | 0
7210 | 1151.9371 | 803.56 | 3550.6475 | 1198.9093 | 0 | 0 | 2351.7382 | 0 | 0 | 0
7211 | 1368.5727 | 924.84 | 4003.3979 | 1424.379 | 0 | 0 | 2579.0189 | 0 | 0 | 0
7212 | 1597.6423 | 779.49 | 3391.4461 | 1662.7898 | 0 | 0 | 1728.6564 | 0 | 0 | 0
7213 | 1506.7813 | 680.43 | 2987.3312 | 1568.2227 | 0 | 0 | 1419.1085 | 0 | 0 | 0
7214 | 1412.897 | 599.57 | 2667.6264 | 1470.5104 | 0 | 0 | 1197.116 | 0 | 0 | 0
7215 | 1414.7093 | 396.22 | 1789.8884 | 1472.3963 | 0 | 0 | 317.4921 | 0 | 0 | 0
7216 | 1584.3586 | 224.19 | 1018.5125 | 1018.5125 | 0 | 0 | 0 | 605.75 | 0 | 0
7217 | 1584.5198 | 83.9 | 356.8397 | 356.8397 | 0 | 0 | 0 | 1241.661 | 0 | 0
7218 | 1715.024 | 2.94 | 0 | 0 | 0 | 0 | 0 | 1715.024 | 0 | 0
7219 | 1680.964 | 0 | 0 | 0 | 0 | 0 | 0 | 0 | 0 | 1749.5083
7220 | 1793.1733 | 0 | 0 | 0 | 0 | 0 | 0 | 0 | 0 | 1866.2928
7221 | 1675.8557 | 0 | 0 | 0 | 0 | 0 | 0 | 0 | 0 | 1744.192
7222 | 1509.5909 | 0 | 0 | 0 | 0 | 0 | 0 | 0 | 0 | 1571.1473
7223 | 1940.7916 | 0 | 0 | 0 | 0 | 0 | 0 | 0 | 0 | 2019.9313
7224 | 1651.7706 | 0 | 0 | 0 | 0 | 0 | 0 | 1651.771 | 0 | 0
7225 | 1884.852 | 0 | 0 | 0 | 0 | 0 | 0 | 1884.852 | 0 | 0
7226 | 1574.8537 | 0 | 0 | 0 | 0 | 0 | 0 | 1574.854 | 0 | 0
7227 | 1236.1086 | 0 | 0 | 0 | 0 | 0 | 0 | 1236.109 | 0 | 0
7228 | 1240.7703 | 0 | 0 | 0 | 0 | 0 | 0 | 1240.77 | 0 | 0
7229 | 1692.1714 | 0 | 0 | 0 | 0 | 0 | 0 | 1692.171 | 0 | 0
7230 | 1647.1089 | 0 | 0 | 0 | 0 | 0 | 0 | 1647.109 | 0 | 0
7231 | 1061.519 | 137.66 | 537.4665 | 0 | -537.4665 | 0 | 0 | 1061.519 | 0 | 0
7232 | 1120.1186 | 381.55 | 1774.3943 | 620.7869 | -1153.6074 | 0 | 0 | 523.654 | 0 | 0
7233 | 1674.4572 | 564.2 | 2598.5615 | 1742.736 | -855.8256 | 0 | 0 | 0 | 0 | 0
7234 | 2076.6159 | 775.49 | 3490.8517 | 2161.2927 | -1329.559 | 0 | 0 | 0 | 0 | 0
7235 | 1845.2748 | 883.27 | 3916.6138 | 1920.5194 | -1996.0944 | 0 | 0 | 0 | 0 | 0
7236 | 2071.6969 | 711.6 | 3155.0472 | 2156.1742 | -998.873 | 0 | 0 | 0 | 0 | 0
7237 | 1651.0189 | 743.83 | 3299.966 | 1718.3423 | -1581.6237 | 0 | 0 | 0 | 0 | 0
7238 | 1496.2674 | 682.98 | 3065.8048 | 1557.28 | -1508.5248 | 0 | 0 | 0 | 0 | 0
7239 | 1315.4865 | 58.87 | 235.0907 | 235.0907 | 0 | 0 | 0 | 1089.606 | 0 | 0
7240 | 1605.1611 | 248.35 | 1143.1039 | 1143.1039 | 0 | 0 | 0 | 506.843 | 0 | 0
7241 | 1758.8346 | 130.18 | 555.6104 | 555.6104 | 0 | 0 | 0 | 1224.992 | 0 | 0
7242 | 1473.3059 | 5.96 | 0 | 0 | 0 | 0 | 0 | 1473.306 | 0 | 0
7243 | 1812.4967 | 0 | 0 | 0 | 0 | 0 | 0 | 0 | 0 | 1886.4048
7244 | 1695.2791 | 0 | 0 | 0 | 0 | 0 | 0 | 0 | 0 | 1764.407
7245 | 1998.285 | 0 | 0 | 0 | 0 | 0 | 0 | 0 | 0 | 2079.7687
7246 | 1626.9086 | 0 | 0 | 0 | 0 | 0 | 0 | 0 | 0 | 1693.2491
7247 | 1615.2545 | 0 | 0 | 0 | 0 | 0 | 0 | 0 | 0 | 1681.1189
7248 | 1388.3885 | 0 | 0 | 0 | 0 | 0 | 0 | 1388.389 | 0 | 0
7249 | 1436.5587 | 0 | 0 | 0 | 0 | 0 | 0 | 1436.559 | 0 | 0
7250 | 1567.0843 | 0 | 0 | 0 | 0 | 0 | 0 | 1567.084 | 0 | 0
7251 | 991.3731 | 0 | 0 | 0 | 0 | 0 | 0 | 991.373 | 0 | 0
7252 | 1218.2391 | 0 | 0 | 0 | 0 | 0 | 0 | 1218.239 | 0 | 0
7253 | 1230.6701 | 0 | 0 | 0 | 0 | 0 | 0 | 1230.67 | 0 | 0
7254 | 1351.8724 | 0 | 0 | 0 | 0 | 0 | 0 | 1351.872 | 0 | 0
7255 | 1256.2333 | 44.27 | 173.9825 | 0 | -173.9825 | 0 | 0 | 1256.233 | 0 | 0
7256 | 631.5235 | 124.52 | 557.9074 | 0 | -557.9074 | 0 | 0 | 631.524 | 0 | 0
7257 | 1426.3624 | 204.61 | 924.8332 | 0 | -924.8332 | 0 | 0 | 1426.362 | 0 | 0
7258 | 1434.29 | 608.15 | 2759.3335 | 666.2106 | -2093.1229 | 0 | 0 | 794.18 | 0 | 0
7259 | 1329.046 | 591.66 | 2653.3314 | 560.2085 | -2093.1229 | 0 | 0 | 790.785 | 0 | 0
7260 | 1071.6104 | 579.78 | 2589.4652 | 496.3423 | -2093.1229 | 0 | 0 | 594.714 | 0 | 0
7261 | 1688.5431 | 485.84 | 2176.2965 | 83.1737 | -2093.1229 | 0 | 0 | 1608.628 | 0 | 0
7262 | 1314.6289 | 196.59 | 867.8018 | 764.1924 | -103.6093 | 0 | 0 | 580.377 | 0 | 0
7263 | 1623.5803 | 188.41 | 844.6081 | 844.6081 | 0 | 0 | 0 | 812.063 | 0 | 0
7264 | 1596.3166 | 81.44 | 345.6264 | 345.6264 | 0 | 0 | 0 | 1264.231 | 0 | 0
7265 | 1509.3432 | 63.11 | 261.4202 | 261.4202 | 0 | 0 | 0 | 1258.165 | 0 | 0
7266 | 1577.5497 | 1.96 | 0 | 0 | 0 | 0 | 0 | 1577.55 | 0 | 0
7267 | 1551.363 | 0 | 0 | 0 | 0 | 0 | 0 | 0 | 0 | 1614.6226
7268 | 1267.9631 | 0 | 0 | 0 | 0 | 0 | 0 | 0 | 0 | 1319.6665
7269 | 1587.2847 | 0 | 0 | 0 | 0 | 0 | 0 | 0 | 0 | 1652.0094
7270 | 1797.835 | 0 | 0 | 0 | 0 | 0 | 0 | 0 | 0 | 1871.1449
7271 | 1567.0843 | 0 | 0 | 0 | 0 | 0 | 0 | 0 | 0 | 1630.9847
7272 | 1323.9027 | 0 | 0 | 0 | 0 | 0 | 0 | 1323.903 | 0 | 0
7273 | 1209.6927 | 0 | 0 | 0 | 0 | 0 | 0 | 1209.693 | 0 | 0
7274 | 1199.5926 | 0 | 0 | 0 | 0 | 0 | 0 | 1199.593 | 0 | 0
7275 | 1285.8327 | 0 | 0 | 0 | 0 | 0 | 0 | 1285.833 | 0 | 0
7276 | 1353.4263 | 0 | 0 | 0 | 0 | 0 | 0 | 1353.426 | 0 | 0
7277 | 1157.6379 | 0 | 0 | 0 | 0 | 0 | 0 | 1157.638 | 0 | 0
7278 | 1076.0594 | 0 | 0 | 0 | 0 | 0 | 0 | 1076.059 | 0 | 0
7279 | 1040.5708 | 122.71 | 484.5971 | 332.9934 | -151.6037 | 0 | 0 | 720.624 | 0 | 0
7280 | 680.187 | 346 | 1609.0284 | 707.9228 | -901.1056 | 0 | 0 | 0 | 0 | 0
7281 | 1145.7167 | 562.58 | 2581.5136 | 1192.4357 | -1389.078 | 0 | 0 | 0 | 0 | 0
7282 | 1580.9303 | 700.01 | 3136.7045 | 1645.3953 | -1491.3093 | 0 | 0 | 0 | 0 | 0
7283 | 1460.9439 | 632.81 | 2790.5026 | 1520.5166 | -1269.986 | 0 | 0 | 0 | 0 | 0
7284 | 1561.3107 | 586.59 | 2577.2506 | 1624.9763 | -952.2743 | 0 | 0 | 0 | 0 | 0
7285 | 1658.8698 | 646.63 | 2839.4441 | 1726.5124 | -1112.9318 | 0 | 0 | 0 | 0 | 0
7286 | 1697.236 | 335.97 | 1495.0207 | 1495.0207 | 0 | 0 | 0 | 260.789 | 0 | 0
7287 | 1609.0448 | 522.66 | 2365.491 | 1674.6567 | -690.8343 | 0 | 0 | 0 | 0 | 0
7288 | 1884.7238 | 52.98 | 210.7635 | 210.7635 | 0 | 0 | 0 | 1682.218 | 0 | 0
7289 | 1429.3409 | 95.01 | 403.9942 | 403.9942 | 0 | 0 | 0 | 1041.175 | 0 | 0
7290 | 1778.5902 | 4.26 | 0 | 0 | 0 | 0 | 0 | 1778.59 | 0 | 0
7291 | 1691.5158 | 0 | 0 | 0 | 0 | 0 | 0 | 0 | 0 | 1760.4906
7292 | 1294.379 | 0 | 0 | 0 | 0 | 0 | 0 | 0 | 0 | 1347.1596
7293 | 1858.4361 | 0 | 0 | 0 | 0 | 0 | 0 | 0 | 0 | 1934.2171
7294 | 1860.7669 | 0 | 0 | 0 | 0 | 0 | 0 | 0 | 0 | 1936.6431
7295 | 1745.7801 | 0 | 0 | 0 | 0 | 0 | 0 | 0 | 0 | 1816.9673
7296 | 1270.2939 | 0 | 0 | 0 | 0 | 0 | 0 | 1270.294 | 0 | 0
7297 | 979.2 | 0 | 0 | 0 | 0 | 0 | 0 | 979.2 | 0 | 0
7298 | 1126.4 | 0 | 0 | 0 | 0 | 0 | 0 | 1126.4 | 0 | 0
7299 | 942.4 | 0 | 0 | 0 | 0 | 0 | 0 | 942.4 | 0 | 0
7300 | 1153.6 | 0 | 0 | 0 | 0 | 0 | 0 | 1153.6 | 0 | 0
7301 | 813.6 | 0 | 0 | 0 | 0 | 0 | 0 | 813.6 | 0 | 0
7302 | 752.8 | 0 | 0 | 0 | 0 | 0 | 0 | 752.8 | 0 | 0
7303 | 972.165 | 83.85 | 339.6783 | 339.6783 | 0 | 0 | 0 | 645.795 | 0 | 0
7304 | 714.13 | 118.74 | 525.8514 | 525.8514 | 0 | 0 | 0 | 208.881 | 0 | 0
7305 | 999.303 | 360.31 | 1646.1394 | 1040.0514 | -606.088 | 0 | 0 | 0 | 0 | 0
7306 | 1215.461 | 671.32 | 2991.2112 | 1265.0236 | -1726.1876 | 0 | 0 | 0 | 0 | 0
7307 | 1450.762 | 927.84 | 3963.84 | 1509.9184 | -2093.1229 | 0 | 360.7988 | 0 | 0 | 0
7308 | 1203.09 | 831.32 | 3522.9982 | 1252.1471 | -2093.1229 | 0 | 177.7282 | 0 | 0 | 0
7309 | 1458.605 | 662.5 | 2826.8039 | 1518.0822 | -1308.7217 | 0 | 0 | 0 | 0 | 0
7310 | 1394.271 | 597.71 | 2561.1748 | 1451.1249 | -1110.0499 | 0 | 0 | 0 | 0 | 0
7311 | 1158.39 | 477.03 | 2109.3173 | 1205.6254 | -903.6919 | 0 | 0 | 0 | 0 | 0
7312 | 1214.189 | 361.53 | 1642.7694 | 1263.6997 | -379.0696 | 0 | 0 | 0 | 0 | 0
7313 | 1159.956 | 154.49 | 647.4922 | 647.4922 | 0 | 0 | 0 | 537.832 | 0 | 0
7314 | 1375.523 | 2.94 | 0 | 0 | 0 | 0 | 0 | 1375.523 | 0 | 0
7315 | 1310.4 | 0 | 0 | 0 | 0 | 0 | 0 | 0 | 0 | 1363.8339
7316 | 1376 | 0 | 0 | 0 | 0 | 0 | 0 | 0 | 0 | 1432.1089
7317 | 1444 | 0 | 0 | 0 | 0 | 0 | 0 | 0 | 0 | 1502.8817
7318 | 890.4 | 0 | 0 | 0 | 0 | 0 | 0 | 0 | 0 | 926.7077
7319 | 1152 | 0 | 0 | 0 | 0 | 0 | 0 | 0 | 0 | 1198.9749
7320 | 1338.4 | 0 | 0 | 0 | 0 | 0 | 0 | 1338.4 | 0 | 0
7321 | 1149.6 | 0 | 0 | 0 | 0 | 0 | 0 | 1149.6 | 0 | 0
7322 | 1115.2 | 0 | 0 | 0 | 0 | 0 | 0 | 1115.2 | 0 | 0
7323 | 995.2 | 0 | 0 | 0 | 0 | 0 | 0 | 995.2 | 0 | 0
7324 | 1403.2 | 0 | 0 | 0 | 0 | 0 | 0 | 1403.2 | 0 | 0
7325 | 927.2 | 0 | 0 | 0 | 0 | 0 | 0 | 689.485 | 0 | 247.4083
7326 | 899.2 | 0 | 0 | 0 | 0 | 0 | 0 | 0 | 0 | 935.8665
7327 | 729.6 | 81.05 | 327.9675 | 327.9675 | 0 | 0 | 0 | 0 | 0 | 431.3832
7328 | 1140.583 | 292.1 | 1333.1206 | 1187.0923 | -146.0283 | 0 | 0 | 0 | 0 | 0
7329 | 1125.237 | 460.31 | 2062.217 | 1171.1206 | -891.0964 | 0 | 0 | 0 | 0 | 0
7330 | 1053.168 | 646.62 | 2820.3344 | 1096.1128 | -1724.2216 | 0 | 0 | 0 | 0 | 0
7331 | 1214.887 | 736.09 | 3160.7017 | 1264.4262 | -1896.2755 | 0 | 0 | 0 | 0 | 0
7332 | 1367.312 | 821.74 | 3497.5981 | 1423.0666 | -2074.5315 | 0 | 0 | 0 | 0 | 0
7333 | 1412.702 | 629.21 | 2723.6077 | 1470.3075 | -1253.3003 | 0 | 0 | 0 | 0 | 0
7334 | 992.147 | 456.85 | 2013.2807 | 1032.6036 | -980.6771 | 0 | 0 | 0 | 0 | 0
7335 | 979.152 | 311.56 | 1391.4468 | 1019.0787 | -372.3681 | 0 | 0 | 0 | 0 | 0
7336 | 1263.475 | 275.25 | 1252.297 | 1252.297 | 0 | 0 | 0 | 0 | 0 | 62.6985
7337 | 1350.183 | 172.84 | 719.2559 | 719.2559 | 0 | 0 | 0 | 0 | 0 | 685.9833
7338 | 1374.738 | 1.96 | 0 | 0 | 0 | 0 | 0 | 0 | 0 | 1430.7954
7339 | 1219.2 | 0 | 0 | 0 | 0 | 0 | 0 | 0 | 0 | 1268.9151
7340 | 1216 | 0 | 0 | 0 | 0 | 0 | 0 | 0 | 0 | 1265.5846
7341 | 1084.8 | 0 | 0 | 0 | 0 | 0 | 0 | 0 | 0 | 1129.0347
7342 | 1232 | 0 | 0 | 0 | 0 | 0 | 0 | 0 | 0 | 1282.237
7343 | 838.4 | 0 | 0 | 0 | 0 | 0 | 0 | 0 | 0 | 872.5873
7344 | 932 | 0 | 0 | 0 | 0 | 0 | 0 | 0 | 0 | 970.004
7345 | 870.547 | 0 | 0 | 0 | 0 | 0 | 0 | 870.547 | 0 | 0
7346 | 870.2682 | 0 | 0 | 0 | 0 | 0 | 0 | 870.268 | 0 | 0
7347 | 862.4134 | 0 | 0 | 0 | 0 | 0 | 0 | 862.413 | 0 | 0
7348 | 826.5843 | 0 | 0 | 0 | 0 | 0 | 0 | 826.584 | 0 | 0
7349 | 819.3456 | 0 | 0 | 0 | 0 | 0 | 0 | 819.346 | 0 | 0
7350 | 813.6014 | 0 | 0 | 0 | 0 | 0 | 0 | 813.601 | 0 | 0
7351 | 903.9083 | 92.31 | 373.2392 | 373.2392 | 0 | 0 | 0 | 0 | 0 | 567.5273
7352 | 791.2837 | 315.48 | 1457.3342 | 823.55 | -633.7842 | 0 | 0 | 0 | 0 | 0
7353 | 1005.2559 | 518.88 | 2339.2999 | 1046.2471 | -1293.0528 | 0 | 0 | 0 | 0 | 0
7354 | 1195.4363 | 637.77 | 2786.8027 | 1244.182 | -1542.6206 | 0 | 0 | 0 | 0 | 0
7355 | 1226.7781 | 933.73 | 3895.1342 | 1276.801 | -2093.1229 | 0 | 525.2103 | 0 | 0 | 0
7356 | 1217.1598 | 884.58 | 3673.6434 | 1266.7908 | -2093.1229 | 0 | 313.7297 | 0 | 0 | 0
7357 | 1234.1608 | 775.12 | 3232.1781 | 1284.4861 | -1947.692 | 0 | 0 | 0 | 0 | 0
7358 | 1231.0896 | 685.1 | 2911.1599 | 1281.2889 | -1227.4422 | 0 | 402.4288 | 0 | 0 | 0
7359 | 1249.2235 | 479.27 | 2110.1864 | 1300.1623 | 0 | 0 | 810.0241 | 0 | 0 | 0
7360 | 1250.9173 | 352.17 | 1593.4855 | 1301.9254 | 0 | 0 | 291.5601 | 0 | 0 | 0
7361 | 1257.5245 | 146.74 | 608.6598 | 608.6598 | 0 | 0 | 0 | 0 | 0 | 700.142
7362 | 1230.4932 | 2.94 | 0 | 0 | 0 | 0 | 0 | 0 | 0 | 1280.6686
7363 | 1196.9072 | 0 | 0 | 0 | 0 | 0 | 0 | 0 | 0 | 1245.713
7364 | 1113.5542 | 0 | 0 | 0 | 0 | 0 | 0 | 0 | 0 | 1158.9612
7365 | 1185.424 | 0 | 0 | 0 | 0 | 0 | 0 | 0 | 0 | 1233.7618
7366 | 1185.7689 | 0 | 0 | 0 | 0 | 0 | 0 | 0 | 0 | 1234.1209
7367 | 1162.3773 | 0 | 0 | 0 | 0 | 0 | 0 | 0 | 0 | 1209.775
7368 | 889.2698 | 0 | 0 | 0 | 0 | 0 | 0 | 0 | 0 | 925.5316
7369 | 85.6 | 0 | 0 | 0 | 0 | 0 | 0 | 0 | 0 | 89.0905
7370 | 91.2 | 0 | 0 | 0 | 0 | 0 | 0 | 0 | 0 | 94.9188
7371 | 84 | 0 | 0 | 0 | 0 | 0 | 0 | 0 | 0 | 87.4253
7372 | 87.2 | 0 | 0 | 0 | 0 | 0 | 0 | 0 | 0 | 90.7557
7373 | 81.6 | 0 | 0 | 0 | 0 | 0 | 0 | 0 | 0 | 84.9274
7374 | 85.6 | 0 | 0 | 0 | 0 | 0 | 0 | 0 | 0 | 89.0905
7375 | 65.492 | 19.59 | 59.7531 | 59.7531 | 0 | 0 | 0 | 0 | 0 | 8.4095
7376 | 93.277 | 34.3 | 127.3016 | 97.0805 | -30.221 | 0 | 0 | 0 | 0 | 0
7377 | 618.406 | 351.42 | 1584.8158 | 643.6226 | -941.1932 | 0 | 0 | 0 | 0 | 0
7378 | 770.837 | 545.52 | 2402.2367 | 802.2693 | -1599.9674 | 0 | 0 | 0 | 0 | 0
7379 | 1352.587 | 685.08 | 2949.6322 | 1407.7412 | -1541.891 | 0 | 0 | 0 | 0 | 0
7380 | 1093.259 | 793.87 | 3367.5749 | 1137.8386 | -2093.1229 | 0 | 136.6134 | 0 | 0 | 0
7381 | 1179.255 | 775.79 | 3310.687 | 1227.3412 | -2083.3458 | 0 | 0 | 0 | 0 | 0
7382 | 1555.276 | 644.34 | 2811.6221 | 1618.6952 | -1192.9269 | 0 | 0 | 0 | 0 | 0
7383 | 1278.067 | 559.79 | 2499.0768 | 1330.1825 | -1126.8553 | 0 | 42.0391 | 0 | 0 | 0
7384 | 1480.787 | 296.88 | 1353.6582 | 1353.6582 | 0 | 0 | 0 | 180.164 | 0 | 0
7385 | 1756.931 | 152.64 | 642.3591 | 642.3591 | 0 | 0 | 0 | 1139.739 | 0 | 0
7386 | 1617.657 | 3.15 | 0 | 0 | 0 | 0 | 0 | 904.322 | 0 | 742.4225
7387 | 1474.4 | 0 | 0 | 0 | 0 | 0 | 0 | 0 | 0 | 1534.5213
7388 | 1431.2 | 0 | 0 | 0 | 0 | 0 | 0 | 0 | 0 | 1489.5597
7389 | 1365.6 | 0 | 0 | 0 | 0 | 0 | 0 | 0 | 0 | 1421.2848
7390 | 1100.8 | 0 | 0 | 0 | 0 | 0 | 0 | 0 | 0 | 1145.6871
7391 | 1292.8 | 0 | 0 | 0 | 0 | 0 | 0 | 0 | 0 | 1345.5162
7392 | 1215.2 | 0 | 0 | 0 | 0 | 0 | 0 | 0 | 0 | 1264.752
7393 | 949.6 | 0 | 0 | 0 | 0 | 0 | 0 | 949.6 | 0 | 0
7394 | 1412.8 | 0 | 0 | 0 | 0 | 0 | 0 | 1412.8 | 0 | 0
7395 | 1319.2 | 0 | 0 | 0 | 0 | 0 | 0 | 1319.2 | 0 | 0
7396 | 1212.8 | 0 | 0 | 0 | 0 | 0 | 0 | 1212.8 | 0 | 0
7397 | 1012 | 0 | 0 | 0 | 0 | 0 | 0 | 1012 | 0 | 0
7398 | 1101.6 | 0 | 0 | 0 | 0 | 0 | 0 | 1101.6 | 0 | 0
7399 | 1240.205 | 128.12 | 502.3642 | 502.3642 | 0 | 0 | 0 | 0 | 0 | 788.4124
7400 | 972.841 | 339.25 | 1559.3969 | 1012.5103 | -546.8866 | 0 | 0 | 0 | 0 | 0
7401 | 1091.276 | 613.4 | 2762.9918 | 1135.7747 | -1627.217 | 0 | 0 | 0 | 0 | 0
7402 | 1317.246 | 668.43 | 2926.6602 | 1370.9591 | -1555.7011 | 0 | 0 | 0 | 0 | 0
7403 | 1461.008 | 804.34 | 3422.8901 | 1520.5832 | -1902.3068 | 0 | 0 | 0 | 0 | 0
7404 | 1485.364 | 800.33 | 3375.7533 | 1545.9324 | -1829.8209 | 0 | 0 | 0 | 0 | 0
7405 | 1859.342 | 742.79 | 3136.0093 | 1935.16 | -1200.8493 | 0 | 0 | 0 | 0 | 0
7406 | 1111.595 | 786.91 | 3342.6358 | 1156.9223 | -2093.1229 | 0 | 92.5906 | 0 | 0 | 0
7407 | 1623.432 | 601.18 | 2653.3969 | 1689.6293 | -74.9318 | 0 | 888.8359 | 0 | 0 | 0
7408 | 1529.712 | 236.96 | 1067.2333 | 1067.2333 | 0 | 0 | 0 | 504.292 | 0 | 0
7409 | 1351.591 | 114.64 | 482.8996 | 482.8996 | 0 | 0 | 0 | 887.611 | 0 | 0
7410 | 1119.86 | 3.15 | 0 | 0 | 0 | 0 | 0 | 1119.86 | 0 | 0
7411 | 915.2 | 0 | 0 | 0 | 0 | 0 | 0 | 0 | 0 | 952.5189
7412 | 1072.8 | 0 | 0 | 0 | 0 | 0 | 0 | 0 | 0 | 1116.5453
7413 | 1204 | 0 | 0 | 0 | 0 | 0 | 0 | 0 | 0 | 1253.0953
7414 | 921.6 | 0 | 0 | 0 | 0 | 0 | 0 | 0 | 0 | 959.1799
7415 | 1499.2 | 0 | 0 | 0 | 0 | 0 | 0 | 0 | 0 | 1560.3326
7416 | 1340 | 0 | 0 | 0 | 0 | 0 | 0 | 1340 | 0 | 0
7417 | 1268 | 0 | 0 | 0 | 0 | 0 | 0 | 1268 | 0 | 0
7418 | 1223.2 | 0 | 0 | 0 | 0 | 0 | 0 | 1223.2 | 0 | 0
7419 | 1244.8 | 0 | 0 | 0 | 0 | 0 | 0 | 1244.8 | 0 | 0
7420 | 1196 | 0 | 0 | 0 | 0 | 0 | 0 | 1196 | 0 | 0
7421 | 920 | 0 | 0 | 0 | 0 | 0 | 0 | 920 | 0 | 0
7422 | 1409.6 | 0 | 0 | 0 | 0 | 0 | 0 | 1409.6 | 0 | 0
7423 | 1301.174 | 48.48 | 191.1137 | 191.1137 | 0 | 0 | 0 | 1117.548 | 0 | 0
7424 | 900.704 | 145.41 | 653.0926 | 653.0926 | 0 | 0 | 0 | 273.199 | 0 | 0
7425 | 1025.232 | 73.26 | 303.8142 | 303.8142 | 0 | 0 | 0 | 733.321 | 0 | 0
7426 | 1161.734 | 343.28 | 1535.6453 | 1209.1058 | -326.5396 | 0 | 0 | 0 | 0 | 0
7427 | 1161.093 | 510.05 | 2249.4205 | 1208.4386 | -1040.9818 | 0 | 0 | 0 | 0 | 0
7428 | 1382.406 | 466.93 | 2049.6423 | 1438.7761 | -610.8662 | 0 | 0 | 0 | 0 | 0
7429 | 1308.312 | 467.01 | 2047.5254 | 1361.6608 | -685.8646 | 0 | 0 | 0 | 0 | 0
7430 | 1078.045 | 437.25 | 1924.8709 | 1122.0042 | -802.8667 | 0 | 0 | 0 | 0 | 0
7431 | 1313.362 | 346.46 | 1544.9697 | 1366.9167 | -178.053 | 0 | 0 | 0 | 0 | 0
7432 | 1419.024 | 140.59 | 617.8884 | 617.8884 | 0 | 0 | 0 | 825.344 | 0 | 0
7433 | 1209.14 | 79.89 | 334.2101 | 334.2101 | 0 | 0 | 0 | 888.024 | 0 | 0
7434 | 1214.131 | 0.98 | 0 | 0 | 0 | 0 | 0 | 1214.131 | 0 | 0
7435 | 1495.2 | 0 | 0 | 0 | 0 | 0 | 0 | 0 | 0 | 1556.1695
7436 | 1044.8 | 0 | 0 | 0 | 0 | 0 | 0 | 0 | 0 | 1087.4036
7437 | 1540.8 | 0 | 0 | 0 | 0 | 0 | 0 | 0 | 0 | 1603.6289
7438 | 1288 | 0 | 0 | 0 | 0 | 0 | 0 | 0 | 0 | 1340.5205
7439 | 1128.8 | 0 | 0 | 0 | 0 | 0 | 0 | 0 | 0 | 1174.8288
7440 | 1216 | 0 | 0 | 0 | 0 | 0 | 0 | 1216 | 0 | 0
7441 | 784.8 | 0 | 0 | 0 | 0 | 0 | 0 | 784.8 | 0 | 0
7442 | 1167.2 | 0 | 0 | 0 | 0 | 0 | 0 | 1167.2 | 0 | 0
7443 | 1024 | 0 | 0 | 0 | 0 | 0 | 0 | 1024 | 0 | 0
7444 | 1230.4 | 0 | 0 | 0 | 0 | 0 | 0 | 1230.4 | 0 | 0
7445 | 1207.2 | 0 | 0 | 0 | 0 | 0 | 0 | 1207.2 | 0 | 0
7446 | 961.6 | 0 | 0 | 0 | 0 | 0 | 0 | 961.6 | 0 | 0
7447 | 1106.751 | 104.12 | 421.5698 | 421.5698 | 0 | 0 | 0 | 701.698 | 0 | 0
7448 | 981.304 | 347.9 | 1620.2959 | 1021.3184 | -598.9775 | 0 | 0 | 0 | 0 | 0
7449 | 1087.115 | 588.28 | 2716.442 | 1131.4441 | -1584.9979 | 0 | 0 | 0 | 0 | 0
7450 | 1162.094 | 780.12 | 3499.7452 | 1209.4805 | -2093.1229 | 0 | 197.1419 | 0 | 0 | 0
7451 | 1710.031 | 734.77 | 3271.0158 | 1779.7606 | -1491.2552 | 0 | 0 | 0 | 0 | 0
7452 | 1447.547 | 765.88 | 3388.7234 | 1506.5733 | -1882.1501 | 0 | 0 | 0 | 0 | 0
7453 | 1355.19 | 563.09 | 2502.6269 | 1410.4503 | -1092.1766 | 0 | 0 | 0 | 0 | 0
7454 | 1224.544 | 610.74 | 2739.5046 | 1274.477 | -1465.0276 | 0 | 0 | 0 | 0 | 0
7455 | 1435.996 | 359.68 | 1634.9386 | 1494.5513 | -140.3873 | 0 | 0 | 0 | 0 | 0
7456 | 1576.816 | 336.78 | 1561.9031 | 1561.9031 | 0 | 0 | 0 | 76.107 | 0 | 0
7457 | 1545.343 | 161.88 | 683.5603 | 683.5603 | 0 | 0 | 0 | 888.564 | 0 | 0
7458 | 1644.762 | 1.96 | 0 | 0 | 0 | 0 | 0 | 1644.762 | 0 | 0
7459 | 1521.6 | 0 | 0 | 0 | 0 | 0 | 0 | 0 | 0 | 1583.646
7460 | 1470.4 | 0 | 0 | 0 | 0 | 0 | 0 | 0 | 0 | 1530.3582
7461 | 1567.2 | 0 | 0 | 0 | 0 | 0 | 0 | 0 | 0 | 1631.1054
7462 | 1155.2 | 0 | 0 | 0 | 0 | 0 | 0 | 0 | 0 | 1202.3054
7463 | 1411.2 | 0 | 0 | 0 | 0 | 0 | 0 | 0 | 0 | 1468.7442
7464 | 1588.8 | 0 | 0 | 0 | 0 | 0 | 0 | 1588.8 | 0 | 0
7465 | 1478.4 | 0 | 0 | 0 | 0 | 0 | 0 | 1478.4 | 0 | 0
7466 | 1609.6 | 0 | 0 | 0 | 0 | 0 | 0 | 1609.6 | 0 | 0
7467 | 1016 | 0 | 0 | 0 | 0 | 0 | 0 | 1016 | 0 | 0
7468 | 1200 | 0 | 0 | 0 | 0 | 0 | 0 | 1200 | 0 | 0
7469 | 1240 | 0 | 0 | 0 | 0 | 0 | 0 | 1240 | 0 | 0
7470 | 1102.4 | 0 | 0 | 0 | 0 | 0 | 0 | 1102.4 | 0 | 0
7471 | 1127.493 | 55.02 | 220.5437 | 220.5437 | 0 | 0 | 0 | 915.59 | 0 | 0
7472 | 1108.431 | 91.14 | 394.9217 | 394.9217 | 0 | 0 | 0 | 728.982 | 0 | 0
7473 | 1506.879 | 227.17 | 1017.9671 | 1017.9671 | 0 | 0 | 0 | 528.795 | 0 | 0
7474 | 1545.101 | 316.88 | 1400.6087 | 1400.6087 | 0 | 0 | 0 | 199.367 | 0 | 0
7475 | 1717.536 | 757.06 | 3208.8283 | 1787.5716 | -1421.2567 | 0 | 0 | 0 | 0 | 0
7476 | 1743.337 | 897.05 | 3723.2208 | 1814.4247 | -1908.7961 | 0 | 0 | 0 | 0 | 0
7477 | 1659.288 | 881.42 | 3702.2751 | 1726.9484 | -1975.3267 | 0 | 0 | 0 | 0 | 0
7478 | 1711.846 | 824.31 | 3534.937 | 1781.6496 | -1753.2874 | 0 | 0 | 0 | 0 | 0
7479 | 1778.711 | 300.73 | 1339.6629 | 1339.6629 | 0 | 0 | 0 | 491.535 | 0 | 0
7480 | 1671.964 | 311.63 | 1418.7297 | 1418.7297 | 0 | 0 | 0 | 308.819 | 0 | 0
7481 | 1740.399 | 7.83 | 7.8849 | 7.8849 | 0 | 0 | 0 | 1732.823 | 0 | 0
7482 | 1561.823 | 0 | 0 | 0 | 0 | 0 | 0 | 1561.823 | 0 | 0
7483 | 1636 | 0 | 0 | 0 | 0 | 0 | 0 | 0 | 0 | 1702.7108
7484 | 1423.2 | 0 | 0 | 0 | 0 | 0 | 0 | 0 | 0 | 1481.2335
7485 | 1198.4 | 0 | 0 | 0 | 0 | 0 | 0 | 0 | 0 | 1247.2669
7486 | 1556.8 | 0 | 0 | 0 | 0 | 0 | 0 | 0 | 0 | 1620.2813
7487 | 1191.2 | 0 | 0 | 0 | 0 | 0 | 0 | 0 | 0 | 1239.7733
7488 | 1529.6 | 0 | 0 | 0 | 0 | 0 | 0 | 1529.6 | 0 | 0
7489 | 1598.4 | 0 | 0 | 0 | 0 | 0 | 0 | 1598.4 | 0 | 0
7490 | 1415.2 | 0 | 0 | 0 | 0 | 0 | 0 | 1415.2 | 0 | 0
7491 | 1582.4 | 0 | 0 | 0 | 0 | 0 | 0 | 1582.4 | 0 | 0
7492 | 1364.8 | 0 | 0 | 0 | 0 | 0 | 0 | 1364.8 | 0 | 0
7493 | 1329.6 | 0 | 0 | 0 | 0 | 0 | 0 | 1329.6 | 0 | 0
7494 | 1695.2 | 0 | 0 | 0 | 0 | 0 | 0 | 1695.2 | 0 | 0
7495 | 1435.98 | 55.23 | 211.6035 | 211.6035 | 0 | 0 | 0 | 1232.667 | 0 | 0
7496 | 1870.081 | 281.17 | 1311.078 | 1311.078 | 0 | 0 | 0 | 610.37 | 0 | 0
7497 | 1222.75 | 476.72 | 2194.6142 | 1272.6098 | -922.0044 | 0 | 0 | 0 | 0 | 0
7498 | 1723.893 | 679.54 | 3027.1763 | 1794.1878 | -1232.9885 | 0 | 0 | 0 | 0 | 0
7499 | 1512.119 | 625.15 | 2745.872 | 1573.7784 | -1172.0937 | 0 | 0 | 0 | 0 | 0
7500 | 1701.586 | 783.23 | 3376.2445 | 1770.9712 | -1605.2733 | 0 | 0 | 0 | 0 | 0
7501 | 1506.384 | 628.5 | 2732.2608 | 1567.8095 | -1164.4513 | 0 | 0 | 0 | 0 | 0
7502 | 1400.986 | 425.31 | 1878.0578 | 1458.1137 | -419.9441 | 0 | 0 | 0 | 0 | 0
7503 | 1718.665 | 451.34 | 2024.11 | 1788.7466 | -235.3633 | 0 | 0 | 0 | 0 | 0
7504 | 1537.608 | 46.07 | 179.3612 | 179.3612 | 0 | 0 | 0 | 1365.274 | 0 | 0
7505 | 1343.34 | 39.2 | 148.5761 | 148.5761 | 0 | 0 | 0 | 1200.585 | 0 | 0
7506 | 1522.828 | 0.98 | 0 | 0 | 0 | 0 | 0 | 1522.828 | 0 | 0
7507 | 1356.8 | 0 | 0 | 0 | 0 | 0 | 0 | 1356.8 | 0 | 0
7508 | 1599.2 | 0 | 0 | 0 | 0 | 0 | 0 | 1599.2 | 0 | 0
7509 | 1412.8 | 0 | 0 | 0 | 0 | 0 | 0 | 403.88 | 0 | 1050.0605
7510 | 1264.8 | 0 | 0 | 0 | 0 | 0 | 0 | 0 | 0 | 1316.3745
7511 | 1524 | 0 | 0 | 0 | 0 | 0 | 0 | 0 | 0 | 1586.1438
7512 | 828.8 | 0 | 0 | 0 | 0 | 0 | 0 | 0 | 0 | 862.5958
7513 | 1140 | 0 | 0 | 0 | 0 | 0 | 0 | 1140 | 0 | 0
7514 | 1248.8 | 0 | 0 | 0 | 0 | 0 | 0 | 1248.8 | 0 | 0
7515 | 1267.2 | 0 | 0 | 0 | 0 | 0 | 0 | 1267.2 | 0 | 0
7516 | 1367.2 | 0 | 0 | 0 | 0 | 0 | 0 | 1367.2 | 0 | 0
7517 | 1266.4 | 0 | 0 | 0 | 0 | 0 | 0 | 1266.4 | 0 | 0
7518 | 1180 | 0 | 0 | 0 | 0 | 0 | 0 | 1180 | 0 | 0
7519 | 1235.738 | 95.7 | 380.8129 | 380.8129 | 0 | 0 | 0 | 0 | 0 | 905.3145
7520 | 932.415 | 276.36 | 1299.823 | 970.4359 | -329.3871 | 0 | 0 | 0 | 0 | 0
7521 | 1225.774 | 470.92 | 2213.4075 | 1275.7571 | -937.6504 | 0 | 0 | 0 | 0 | 0
7522 | 1183.594 | 623.96 | 2873.9115 | 1231.8572 | -1642.0544 | 0 | 0 | 0 | 0 | 0
7523 | 1167.775 | 747.37 | 3387.0988 | 1215.3931 | -2093.1229 | 0 | 78.5828 | 0 | 0 | 0
7524 | 1149.101 | 613.69 | 2774.0251 | 1195.9577 | -1578.0674 | 0 | 0 | 0 | 0 | 0
7525 | 1061.564 | 581.27 | 2628.7222 | 1104.8512 | -1523.871 | 0 | 0 | 0 | 0 | 0
7526 | 1207.035 | 462.95 | 2109.2393 | 1256.254 | -852.9853 | 0 | 0 | 0 | 0 | 0
7527 | 1229.373 | 258.06 | 1175.5022 | 1175.5022 | 0 | 0 | 0 | 99.926 | 0 | 0
7528 | 1219.569 | 159.94 | 724.0112 | 724.0112 | 0 | 0 | 0 | 523.924 | 0 | 0
7529 | 850.341 | 60.24 | 249.4575 | 249.4575 | 0 | 0 | 0 | 610.657 | 0 | 0
7530 | 1029.964 | 0.98 | 0 | 0 | 0 | 0 | 0 | 1029.964 | 0 | 0
7531 | 1183.2 | 0 | 0 | 0 | 0 | 0 | 0 | 0 | 0 | 1231.4471
7532 | 1294.4 | 0 | 0 | 0 | 0 | 0 | 0 | 0 | 0 | 1347.1815
7533 | 1021.6 | 0 | 0 | 0 | 0 | 0 | 0 | 0 | 0 | 1063.2576
7534 | 1191.2 | 0 | 0 | 0 | 0 | 0 | 0 | 0 | 0 | 1239.7733
7535 | 1176 | 0 | 0 | 0 | 0 | 0 | 0 | 0 | 0 | 1223.9535
7536 | 173.6 | 0 | 0 | 0 | 0 | 0 | 0 | 173.6 | 0 | 0
7537 | 89.6 | 0 | 0 | 0 | 0 | 0 | 0 | 89.6 | 0 | 0
7538 | 171.2 | 0 | 0 | 0 | 0 | 0 | 0 | 171.2 | 0 | 0
7539 | 109.6 | 0 | 0 | 0 | 0 | 0 | 0 | 109.6 | 0 | 0
7540 | 114.4 | 0 | 0 | 0 | 0 | 0 | 0 | 114.4 | 0 | 0
7541 | 85.6 | 0 | 0 | 0 | 0 | 0 | 0 | 85.6 | 0 | 0
7542 | 88.8 | 0 | 0 | 0 | 0 | 0 | 0 | 88.8 | 0 | 0
7543 | 85.749 | 54.76 | 210.7583 | 89.2456 | -121.5128 | 0 | 0 | 0 | 0 | 0
7544 | 209.928 | 43.12 | 170.6728 | 170.6728 | 0 | 0 | 0 | 45.942 | 0 | 0
7545 | 856.951 | 130.08 | 574.4994 | 574.4994 | 0 | 0 | 0 | 304.96 | 0 | 0
7546 | 1343.987 | 159.45 | 703.0655 | 703.0655 | 0 | 0 | 0 | 668.467 | 0 | 0
7547 | 1233.607 | 253.77 | 1131.9145 | 1131.9145 | 0 | 0 | 0 | 146.04 | 0 | 0
7548 | 1009.939 | 423.35 | 1895.6511 | 1051.1211 | -844.53 | 0 | 0 | 0 | 0 | 0
7549 | 1251.764 | 353.01 | 1578.669 | 1302.8069 | -275.8621 | 0 | 0 | 0 | 0 | 0
7550 | 1114.082 | 529.05 | 2387.7793 | 1159.5107 | -1228.2686 | 0 | 0 | 0 | 0 | 0
7551 | 1131.027 | 617.02 | 2842.9401 | 1177.1467 | -1665.7934 | 0 | 0 | 0 | 0 | 0
7552 | 1306.039 | 424.41 | 1994.4218 | 1359.2951 | -635.1268 | 0 | 0 | 0 | 0 | 0
7553 | 1317.887 | 190.12 | 795.6489 | 795.6489 | 0 | 0 | 0 | 553.411 | 0 | 0
7554 | 1482.151 | 5.56 | 0 | 0 | 0 | 0 | 0 | 1482.151 | 0 | 0
7555 | 1344.8 | 0 | 0 | 0 | 0 | 0 | 0 | 0 | 0 | 1399.6366
7556 | 1447.2 | 0 | 0 | 0 | 0 | 0 | 0 | 0 | 0 | 1506.2122
7557 | 1483.2 | 0 | 0 | 0 | 0 | 0 | 0 | 0 | 0 | 1543.6801
7558 | 1075.2 | 0 | 0 | 0 | 0 | 0 | 0 | 0 | 0 | 1119.0432
7559 | 1232.8 | 0 | 0 | 0 | 0 | 0 | 0 | 0 | 0 | 1283.0696
7560 | 1115.2 | 0 | 0 | 0 | 0 | 0 | 0 | 1115.2 | 0 | 0
7561 | 1131.2 | 0 | 0 | 0 | 0 | 0 | 0 | 1131.2 | 0 | 0
7562 | 1402.4 | 0 | 0 | 0 | 0 | 0 | 0 | 1402.4 | 0 | 0
7563 | 878.4 | 0 | 0 | 0 | 0 | 0 | 0 | 878.4 | 0 | 0
7564 | 985.6 | 0 | 0 | 0 | 0 | 0 | 0 | 985.6 | 0 | 0
7565 | 1147.2 | 0 | 0 | 0 | 0 | 0 | 0 | 1147.2 | 0 | 0
7566 | 1303.2 | 0 | 0 | 0 | 0 | 0 | 0 | 1303.2 | 0 | 0
7567 | 1182.365 | 133.03 | 508.6901 | 508.6901 | 0 | 0 | 0 | 73.691 | 0 | 645.1921
7568 | 1335.808 | 384.58 | 1790.8959 | 1390.278 | -400.6179 | 0 | 0 | 0 | 0 | 0
7569 | 1230.58 | 620.64 | 2865.1263 | 1280.7591 | -1584.3672 | 0 | 0 | 0 | 0 | 0
7570 | 1363.817 | 805.14 | 3610.1726 | 1419.4291 | -2093.1229 | 0 | 97.6207 | 0 | 0 | 0
7571 | 1384.068 | 923.8 | 4056.4525 | 1440.5048 | -2093.1229 | 0 | 522.8249 | 0 | 0 | 0
7572 | 1456.248 | 971.75 | 4218.2454 | 1515.6291 | -2093.1229 | 0 | 609.4935 | 0 | 0 | 0
7573 | 1474.147 | 892.81 | 3904.7166 | 1534.258 | -2093.1229 | 0 | 277.3358 | 0 | 0 | 0
7574 | 1408.803 | 329.96 | 1475.7309 | 1466.2495 | -9.4815 | 0 | 0 | 0 | 0 | 0
7575 | 1416.215 | 79.49 | 327.8051 | 327.8051 | 0 | 0 | 0 | 1101.253 | 0 | 0
7576 | 1598.239 | 172.02 | 770.1228 | 770.1228 | 0 | 0 | 0 | 858.289 | 0 | 0
7577 | 1617.779 | 134.19 | 563.6337 | 563.6337 | 0 | 0 | 0 | 1076.228 | 0 | 0
7578 | 1347.526 | 1.96 | 0 | 0 | 0 | 0 | 0 | 1347.526 | 0 | 0
7579 | 1315.2 | 0 | 0 | 0 | 0 | 0 | 0 | 0 | 0 | 1368.8296
7580 | 1236.8 | 0 | 0 | 0 | 0 | 0 | 0 | 0 | 0 | 1287.2327
7581 | 1147.2 | 0 | 0 | 0 | 0 | 0 | 0 | 0 | 0 | 1193.9791
7582 | 1199.2 | 0 | 0 | 0 | 0 | 0 | 0 | 0 | 0 | 1248.0995
7583 | 1183.2 | 0 | 0 | 0 | 0 | 0 | 0 | 0 | 0 | 1231.4471
7584 | 1420 | 0 | 0 | 0 | 0 | 0 | 0 | 1420 | 0 | 0
7585 | 1430.4 | 0 | 0 | 0 | 0 | 0 | 0 | 1430.4 | 0 | 0
7586 | 1165.6 | 0 | 0 | 0 | 0 | 0 | 0 | 1165.6 | 0 | 0
7587 | 1365.6 | 0 | 0 | 0 | 0 | 0 | 0 | 1365.6 | 0 | 0
7588 | 876.8 | 0 | 0 | 0 | 0 | 0 | 0 | 876.8 | 0 | 0
7589 | 816 | 0 | 0 | 0 | 0 | 0 | 0 | 816 | 0 | 0
7590 | 768 | 0 | 0 | 0 | 0 | 0 | 0 | 768 | 0 | 0
7591 | 1244.499 | 110.44 | 426.8944 | 426.8944 | 0 | 0 | 0 | 834.33 | 0 | 0
7592 | 1277.595 | 387.72 | 1795.699 | 1329.6912 | -466.0078 | 0 | 0 | 0 | 0 | 0
7593 | 1546.546 | 525.92 | 2388.5952 | 1609.6092 | -778.986 | 0 | 0 | 0 | 0 | 0
7594 | 1572.208 | 802.49 | 3467.1553 | 1636.3176 | -1830.8377 | 0 | 0 | 0 | 0 | 0
7595 | 1429.627 | 917.02 | 3818.9275 | 1487.9216 | -2093.1229 | 0 | 237.8831 | 0 | 0 | 0
7596 | 1773.524 | 430.94 | 1871.8464 | 1845.8426 | -26.0038 | 0 | 0 | 0 | 0 | 0
7597 | 1456.594 | 237.98 | 1030.9258 | 1030.9258 | 0 | 0 | 0 | 466.059 | 0 | 0
7598 | 1568.38 | 365.39 | 1602.7203 | 1602.7203 | 0 | 0 | 0 | 28.453 | 0 | 0
7599 | 1614.354 | 556.63 | 2469.8632 | 1680.1822 | -789.6811 | 0 | 0 | 0 | 0 | 0
7600 | 1835.767 | 378.08 | 1724.997 | 1724.997 | 0 | 0 | 0 | 178.354 | 0 | 0
7601 | 1488.288 | 74.2 | 298.6759 | 298.6759 | 0 | 0 | 0 | 1201.314 | 0 | 0
7602 | 1561.284 | 3.61 | 0 | 0 | 0 | 0 | 0 | 1561.284 | 0 | 0
7603 | 1532 | 0 | 0 | 0 | 0 | 0 | 0 | 0 | 0 | 1594.47
7604 | 1440.8 | 0 | 0 | 0 | 0 | 0 | 0 | 0 | 0 | 1499.5512
7605 | 1496.8 | 0 | 0 | 0 | 0 | 0 | 0 | 0 | 0 | 1557.8347
7606 | 967.2 | 0 | 0 | 0 | 0 | 0 | 0 | 0 | 0 | 1006.6393
7607 | 1389.6 | 0 | 0 | 0 | 0 | 0 | 0 | 0 | 0 | 1446.2634
7608 | 994.4 | 0 | 0 | 0 | 0 | 0 | 0 | 74.58 | 0 | 957.3273
7609 | 1131.2 | 0 | 0 | 0 | 0 | 0 | 0 | 1131.2 | 0 | 0
7610 | 1332.8 | 0 | 0 | 0 | 0 | 0 | 0 | 1332.8 | 0 | 0
7611 | 1132.8 | 0 | 0 | 0 | 0 | 0 | 0 | 1132.8 | 0 | 0
7612 | 1163.2 | 0 | 0 | 0 | 0 | 0 | 0 | 1163.2 | 0 | 0
7613 | 1312.8 | 0 | 0 | 0 | 0 | 0 | 0 | 1312.8 | 0 | 0
7614 | 1239.2 | 0 | 0 | 0 | 0 | 0 | 0 | 1239.2 | 0 | 0
7615 | 1053.267 | 98.81 | 386.0834 | 386.0834 | 0 | 0 | 0 | 0 | 0 | 710.1324
7616 | 1323.515 | 296.05 | 1369.578 | 1369.578 | 0 | 0 | 0 | 0 | 0 | 7.9057
7617 | 1381.943 | 538.46 | 2446.4416 | 1438.2942 | -1008.1474 | 0 | 0 | 0 | 0 | 0
7618 | 1401.676 | 810.9 | 3513.3023 | 1458.8319 | -2054.4705 | 0 | 0 | 0 | 0 | 0
7619 | 1376.532 | 931.89 | 3925.937 | 1432.6615 | -2093.1229 | 0 | 400.1527 | 0 | 0 | 0
7620 | 1661.105 | 980.4 | 4079.4672 | 1728.8395 | -2093.1229 | 0 | 257.5048 | 0 | 0 | 0
7621 | 1751.024 | 949.99 | 3984.5754 | 1822.4251 | -2093.1229 | 0 | 69.0274 | 0 | 0 | 0
7622 | 1832.523 | 845.61 | 3616.69 | 1907.2474 | -1488.851 | 0 | 220.5916 | 0 | 0 | 0
7623 | 1589.617 | 532.77 | 2364.1901 | 1654.4365 | 0 | 0 | 709.7536 | 0 | 0 | 0
7624 | 1620.881 | 346.91 | 1574.7359 | 1574.7359 | 0 | 0 | 0 | 107.842 | 0 | 0
7625 | 1347.911 | 134.05 | 558.5068 | 558.5068 | 0 | 0 | 0 | 811.286 | 0 | 0
7626 | 1547.415 | 1.96 | 0 | 0 | 0 | 0 | 0 | 1547.415 | 0 | 0
7627 | 1665.6 | 0 | 0 | 0 | 0 | 0 | 0 | 0 | 0 | 1733.5178
7628 | 1189.6 | 0 | 0 | 0 | 0 | 0 | 0 | 0 | 0 | 1238.1081
7629 | 890.4 | 0 | 0 | 0 | 0 | 0 | 0 | 0 | 0 | 926.7077
7630 | 993.6 | 0 | 0 | 0 | 0 | 0 | 0 | 0 | 0 | 1034.1158
7631 | 1250.4 | 0 | 0 | 0 | 0 | 0 | 0 | 0 | 0 | 1301.3873
7632 | 1127.2 | 0 | 0 | 0 | 0 | 0 | 0 | 528.042 | 0 | 623.5897
7633 | 1052 | 0 | 0 | 0 | 0 | 0 | 0 | 1052 | 0 | 0
7634 | 1386.4 | 0 | 0 | 0 | 0 | 0 | 0 | 1386.4 | 0 | 0
7635 | 1046.4 | 0 | 0 | 0 | 0 | 0 | 0 | 1046.4 | 0 | 0
7636 | 1260 | 0 | 0 | 0 | 0 | 0 | 0 | 1260 | 0 | 0
7637 | 1321.6 | 0 | 0 | 0 | 0 | 0 | 0 | 1321.6 | 0 | 0
7638 | 721.6 | 0 | 0 | 0 | 0 | 0 | 0 | 721.6 | 0 | 0
7639 | 904.057 | 63.03 | 248.3064 | 248.3064 | 0 | 0 | 0 | 0 | 0 | 692.6151
7640 | 979.12 | 370.98 | 1694.6073 | 1019.0454 | -675.562 | 0 | 0 | 0 | 0 | 0
7641 | 1105.275 | 502.81 | 2270.8875 | 1150.3446 | -1120.543 | 0 | 0 | 0 | 0 | 0
7642 | 1633.544 | 464.19 | 2059.2248 | 1700.1547 | -359.0701 | 0 | 0 | 0 | 0 | 0
7643 | 1559.029 | 854.61 | 3692.6032 | 1622.6012 | -2070.002 | 0 | 0 | 0 | 0 | 0
7644 | 1491.985 | 602.12 | 2640.6558 | 1552.8234 | -1087.8324 | 0 | 0 | 0 | 0 | 0
7645 | 1664.025 | 566.3 | 2487.8937 | 1731.8786 | -756.0151 | 0 | 0 | 0 | 0 | 0
7646 | 1509.416 | 529.96 | 2354.6076 | 1570.9651 | -783.6425 | 0 | 0 | 0 | 0 | 0
7647 | 1181.19 | 552.72 | 2500.102 | 1229.3551 | -1270.7468 | 0 | 0 | 0 | 0 | 0
7648 | 1646.173 | 430.77 | 1992.2633 | 1713.2987 | -278.9646 | 0 | 0 | 0 | 0 | 0
7649 | 1321.611 | 184.74 | 767.7123 | 767.7123 | 0 | 0 | 0 | 583.977 | 0 | 0
7650 | 1456.398 | 4.24 | 0 | 0 | 0 | 0 | 0 | 1456.398 | 0 | 0
7651 | 1341.6 | 0 | 0 | 0 | 0 | 0 | 0 | 0 | 0 | 1396.3061
7652 | 1266.4 | 0 | 0 | 0 | 0 | 0 | 0 | 0 | 0 | 1318.0397
7653 | 1124.8 | 0 | 0 | 0 | 0 | 0 | 0 | 0 | 0 | 1170.6657
7654 | 1446.4 | 0 | 0 | 0 | 0 | 0 | 0 | 0 | 0 | 1505.3796
7655 | 1150.4 | 0 | 0 | 0 | 0 | 0 | 0 | 0 | 0 | 1197.3096
7656 | 1467.2 | 0 | 0 | 0 | 0 | 0 | 0 | 1467.2 | 0 | 0
7657 | 1057.6 | 0 | 0 | 0 | 0 | 0 | 0 | 1057.6 | 0 | 0
7658 | 1108 | 0 | 0 | 0 | 0 | 0 | 0 | 1108 | 0 | 0
7659 | 1446.4 | 0 | 0 | 0 | 0 | 0 | 0 | 1446.4 | 0 | 0
7660 | 1334.4 | 0 | 0 | 0 | 0 | 0 | 0 | 659.969 | 0 | 701.9321
7661 | 826.4 | 0 | 0 | 0 | 0 | 0 | 0 | 0 | 0 | 860.0979
7662 | 1045.6 | 0 | 0 | 0 | 0 | 0 | 0 | 0 | 0 | 1088.2362
7663 | 960.752 | 134.64 | 505.7395 | 505.7395 | 0 | 0 | 0 | 0 | 0 | 494.1889
7664 | 891.267 | 385.89 | 1787.3166 | 927.61 | -859.7066 | 0 | 0 | 0 | 0 | 0
7665 | 1021.024 | 623 | 2855.6761 | 1062.6581 | -1793.018 | 0 | 0 | 0 | 0 | 0
7666 | 1278.022 | 809.37 | 3602.9892 | 1330.1356 | -2093.1229 | 0 | 179.7307 | 0 | 0 | 0
7667 | 1410.682 | 935.24 | 4094.5949 | 1468.204 | -2093.1229 | 0 | 533.268 | 0 | 0 | 0
7668 | 1375.315 | 847.32 | 3725.829 | 1431.3949 | -2093.1229 | 0 | 201.3112 | 0 | 0 | 0
7669 | 1500.064 | 853.11 | 3752.6987 | 1561.2318 | -1898.7443 | 0 | 292.7226 | 0 | 0 | 0
7670 | 1347.201 | 524.92 | 2359.6148 | 1402.1355 | 0 | 0 | 957.4793 | 0 | 0 | 0
7671 | 1165.374 | 647.39 | 2938.5157 | 1212.8942 | 0 | 0 | 1725.6215 | 0 | 0 | 0
7672 | 1265.572 | 374.17 | 1733.1692 | 1317.178 | 0 | 0 | 415.9912 | 0 | 0 | 0
7673 | 1012.197 | 60.47 | 237.7592 | 237.7592 | 0 | 0 | 0 | 0 | 0 | 815.7119
7674 | 1011.616 | 0.98 | 0 | 0 | 0 | 0 | 0 | 0 | 0 | 1052.8665
7675 | 971.2 | 0 | 0 | 0 | 0 | 0 | 0 | 0 | 0 | 1010.8024
7676 | 1312 | 0 | 0 | 0 | 0 | 0 | 0 | 0 | 0 | 1365.4992
7677 | 1095.2 | 0 | 0 | 0 | 0 | 0 | 0 | 0 | 0 | 1139.8587
7678 | 1071.2 | 0 | 0 | 0 | 0 | 0 | 0 | 0 | 0 | 1114.8801
7679 | 1172 | 0 | 0 | 0 | 0 | 0 | 0 | 0 | 0 | 1219.7904
7680 | 1040 | 0 | 0 | 0 | 0 | 0 | 0 | 0 | 0 | 1082.4079
7681 | 1044 | 0 | 0 | 0 | 0 | 0 | 0 | 1044 | 0 | 0
7682 | 1136.8 | 0 | 0 | 0 | 0 | 0 | 0 | 1136.8 | 0 | 0
7683 | 1080.8 | 0 | 0 | 0 | 0 | 0 | 0 | 1080.8 | 0 | 0
7684 | 1034.4 | 0 | 0 | 0 | 0 | 0 | 0 | 1034.4 | 0 | 0
7685 | 1055.2 | 0 | 0 | 0 | 0 | 0 | 0 | 1055.2 | 0 | 0
7686 | 1076 | 0 | 0 | 0 | 0 | 0 | 0 | 572.262 | 0 | 524.2788
7687 | 886.193 | 139.28 | 516.269 | 516.269 | 0 | 0 | 0 | 0 | 0 | 406.0601
7688 | 293.458 | 392 | 1803.1042 | 305.4243 | -1497.6799 | 0 | 0 | 0 | 0 | 0
7689 | 141.382 | 624.3 | 2824.1957 | 147.1461 | -2093.1229 | 0 | 583.9268 | 0 | 0 | 0
7690 | 225.957 | 810.13 | 3511.4133 | 235.1698 | -2093.1229 | 0 | 1183.1207 | 0 | 0 | 0
7691 | 173.99 | 929.74 | 3929.6193 | 181.0848 | -2093.1229 | 0 | 1655.4117 | 0 | 0 | 0
7692 | 186.914 | 623.61 | 2711.7169 | 194.5347 | -2093.1229 | 0 | 424.0593 | 0 | 0 | 0
7693 | 144.11 | 809.19 | 3480.3826 | 149.9863 | -960.6661 | 0 | 2369.7301 | 0 | 0 | 0
7694 | 135.505 | 755.01 | 3301.573 | 141.0305 | 0 | 0 | 3160.5425 | 0 | 0 | 0
7695 | 194.577 | 667.13 | 2984.0028 | 202.5112 | 0 | 0 | 2781.4916 | 0 | 0 | 0
7696 | 215.288 | 293.06 | 1340.4841 | 224.0668 | 0 | 0 | 1116.4173 | 0 | 0 | 0
7697 | 184.122 | 193.22 | 795.7925 | 191.6299 | 0 | 0 | 604.1626 | 0 | 0 | 0
7698 | 203.03 | 5.61 | 0 | 0 | 0 | 0 | 0 | 0 | 0 | 211.3089
7699 | 140 | 0 | 0 | 0 | 0 | 0 | 0 | 0 | 0 | 145.7088
7700 | 197.6 | 0 | 0 | 0 | 0 | 0 | 0 | 0 | 0 | 205.6575
7701 | 199.2 | 0 | 0 | 0 | 0 | 0 | 0 | 0 | 0 | 207.3227
7702 | 108.8 | 0 | 0 | 0 | 0 | 0 | 0 | 0 | 0 | 113.2365
7703 | 98.4 | 0 | 0 | 0 | 0 | 0 | 0 | 0 | 0 | 102.4124
7704 | 102.4 | 0 | 0 | 0 | 0 | 0 | 0 | 0 | 0 | 106.5755
7705 | 92.8 | 0 | 0 | 0 | 0 | 0 | 0 | 0 | 0 | 96.5841
7706 | 99.2 | 0 | 0 | 0 | 0 | 0 | 0 | 0 | 0 | 103.2451
7707 | 94.4 | 0 | 0 | 0 | 0 | 0 | 0 | 0 | 0 | 98.2493
7708 | 98.4 | 0 | 0 | 0 | 0 | 0 | 0 | 0 | 0 | 102.4124
7709 | 92.8 | 0 | 0 | 0 | 0 | 0 | 0 | 0 | 0 | 96.5841
7710 | 93.6 | 0 | 0 | 0 | 0 | 0 | 0 | 0 | 0 | 97.4167
7711 | 80.485 | 126.51 | 473.5691 | 83.7669 | -389.8021 | 0 | 0 | 0 | 0 | 0
7712 | 100.984 | 376.18 | 1730.9273 | 105.1028 | -1487.3273 | 0 | 138.4972 | 0 | 0 | 0
7713 | 679.251 | 610.68 | 2768.8024 | 706.9487 | 0 | 0 | 2061.8538 | 0 | 0 | 0
7714 | 1271.683 | 795.57 | 3470.4109 | 1323.5382 | 0 | 0 | 2146.8727 | 0 | 0 | 0
7715 | 1286.429 | 881.81 | 3764.7988 | 1338.8854 | 0 | 0 | 2425.9133 | 0 | 0 | 0
7716 | 1324.926 | 623.57 | 2695.8388 | 1378.9522 | 0 | 0 | 1316.8866 | 0 | 0 | 0
7717 | 1133.191 | 389.92 | 1704.4656 | 1179.3989 | 0 | 0 | 525.0667 | 0 | 0 | 0
7718 | 1217.422 | 419.19 | 1844.7363 | 1267.0646 | 0 | 0 | 577.6717 | 0 | 0 | 0
7719 | 1214.924 | 125.91 | 539.2587 | 539.2587 | 0 | 0 | 0 | 696.793 | 0 | 0
7720 | 1286.664 | 55.89 | 223.0385 | 223.0385 | 0 | 0 | 0 | 1072.364 | 0 | 0
7721 | 1421.989 | 7.83 | 7.7288 | 7.7288 | 0 | 0 | 0 | 1414.563 | 0 | 0
7722 | 1335.966 | 0 | 0 | 0 | 0 | 0 | 0 | 662.078 | 0 | 701.367
7723 | 1252.8 | 0 | 0 | 0 | 0 | 0 | 0 | 0 | 0 | 1303.8852
7724 | 1186.4 | 0 | 0 | 0 | 0 | 0 | 0 | 0 | 0 | 1234.7776
7725 | 1470.4 | 0 | 0 | 0 | 0 | 0 | 0 | 0 | 0 | 1530.3582
7726 | 1188.8 | 0 | 0 | 0 | 0 | 0 | 0 | 0 | 0 | 1237.2755
7727 | 779.2 | 0 | 0 | 0 | 0 | 0 | 0 | 0 | 0 | 810.9733
7728 | 1133.6 | 0 | 0 | 0 | 0 | 0 | 0 | 0 | 0 | 1179.8246
7729 | 877.6 | 0 | 0 | 0 | 0 | 0 | 0 | 877.6 | 0 | 0
7730 | 888 | 0 | 0 | 0 | 0 | 0 | 0 | 888 | 0 | 0
7731 | 992 | 0 | 0 | 0 | 0 | 0 | 0 | 992 | 0 | 0
7732 | 1028 | 0 | 0 | 0 | 0 | 0 | 0 | 1028 | 0 | 0
7733 | 1020 | 0 | 0 | 0 | 0 | 0 | 0 | 1020 | 0 | 0
7734 | 988.8 | 0 | 0 | 0 | 0 | 0 | 0 | 988.8 | 0 | 0
7735 | 1027.129 | 117.48 | 441.5194 | 441.5194 | 0 | 0 | 0 | 0 | 0 | 627.4927
7736 | 958.726 | 364.69 | 1659.019 | 997.8198 | -661.1993 | 0 | 0 | 0 | 0 | 0
7737 | 1015.72 | 596.79 | 2666.4868 | 1057.1378 | -1609.349 | 0 | 0 | 0 | 0 | 0
7738 | 1081.252 | 779.99 | 3321.3966 | 1125.3409 | -2093.1229 | 0 | 102.9328 | 0 | 0 | 0
7739 | 1456.647 | 894.58 | 3713.4885 | 1516.0434 | -2093.1229 | 0 | 104.3223 | 0 | 0 | 0
7740 | 1355.634 | 554.75 | 2404.6825 | 1410.9124 | -993.7701 | 0 | 0 | 0 | 0 | 0
7741 | 1091.508 | 604.52 | 2610.7522 | 1136.0162 | -1474.736 | 0 | 0 | 0 | 0 | 0
7742 | 1198.058 | 435.42 | 1921.3635 | 1246.911 | -674.4525 | 0 | 0 | 0 | 0 | 0
7743 | 1592.282 | 120.78 | 517.0184 | 517.0184 | 0 | 0 | 0 | 1095.52 | 0 | 0
7744 | 1106.455 | 40.19 | 151.8858 | 151.8858 | 0 | 0 | 0 | 960.52 | 0 | 0
7745 | 1246.387 | 10.77 | 20.4898 | 20.4898 | 0 | 0 | 0 | 1226.7 | 0 | 0
7746 | 1322.503 | 0 | 0 | 0 | 0 | 0 | 0 | 1322.503 | 0 | 0
7747 | 1121.6 | 0 | 0 | 0 | 0 | 0 | 0 | 0 | 0 | 1167.3353
7748 | 1195.2 | 0 | 0 | 0 | 0 | 0 | 0 | 0 | 0 | 1243.9364
7749 | 1380 | 0 | 0 | 0 | 0 | 0 | 0 | 0 | 0 | 1436.272
7750 | 1388 | 0 | 0 | 0 | 0 | 0 | 0 | 0 | 0 | 1444.5982
7751 | 1431.2 | 0 | 0 | 0 | 0 | 0 | 0 | 0 | 0 | 1489.5597
7752 | 1104 | 0 | 0 | 0 | 0 | 0 | 0 | 1104 | 0 | 0
7753 | 1285.6 | 0 | 0 | 0 | 0 | 0 | 0 | 1285.6 | 0 | 0
7754 | 1016 | 0 | 0 | 0 | 0 | 0 | 0 | 1016 | 0 | 0
7755 | 1193.6 | 0 | 0 | 0 | 0 | 0 | 0 | 1193.6 | 0 | 0
7756 | 1489.6 | 0 | 0 | 0 | 0 | 0 | 0 | 1489.6 | 0 | 0
7757 | 1088.8 | 0 | 0 | 0 | 0 | 0 | 0 | 1088.8 | 0 | 0
7758 | 1126.4 | 0 | 0 | 0 | 0 | 0 | 0 | 1126.4 | 0 | 0
7759 | 799.087 | 64.69 | 241.7287 | 241.7287 | 0 | 0 | 0 | 566.829 | 0 | 0
7760 | 933.699 | 308.85 | 1428.6722 | 971.7723 | -456.9 | 0 | 0 | 0 | 0 | 0
7761 | 1028.874 | 602.87 | 2771.1109 | 1070.8282 | -1700.2827 | 0 | 0 | 0 | 0 | 0
7762 | 1429.183 | 472.01 | 2115.3195 | 1487.4605 | -627.859 | 0 | 0 | 0 | 0 | 0
7763 | 1309.361 | 513.96 | 2271.0915 | 1362.7525 | -908.339 | 0 | 0 | 0 | 0 | 0
7764 | 1273.22 | 350.39 | 1543.4168 | 1325.1378 | -218.279 | 0 | 0 | 0 | 0 | 0
7765 | 1283.758 | 733.54 | 3198.2686 | 1336.1055 | -1862.163 | 0 | 0 | 0 | 0 | 0
7766 | 1017.049 | 585.26 | 2604.5751 | 1058.521 | -1546.0542 | 0 | 0 | 0 | 0 | 0
7767 | 1569.862 | 353.69 | 1595.7887 | 1595.7887 | 0 | 0 | 0 | 36.595 | 0 | 0
7768 | 1212.909 | 32.34 | 116.4421 | 116.4421 | 0 | 0 | 0 | 1101.029 | 0 | 0
7769 | 1407.813 | 94.44 | 395.2163 | 395.2163 | 0 | 0 | 0 | 1028.081 | 0 | 0
7770 | 1339.188 | 1.96 | 0 | 0 | 0 | 0 | 0 | 1339.188 | 0 | 0
7771 | 1444 | 0 | 0 | 0 | 0 | 0 | 0 | 0 | 0 | 1502.8817
7772 | 1498.4 | 0 | 0 | 0 | 0 | 0 | 0 | 0 | 0 | 1559.4999
7773 | 1683.2 | 0 | 0 | 0 | 0 | 0 | 0 | 0 | 0 | 1751.8355
7774 | 1572 | 0 | 0 | 0 | 0 | 0 | 0 | 0 | 0 | 1636.1011
7775 | 1266.4 | 0 | 0 | 0 | 0 | 0 | 0 | 0 | 0 | 1318.0397
7776 | 1252.8 | 0 | 0 | 0 | 0 | 0 | 0 | 1089.328 | 0 | 170.1379
7777 | 1118.4 | 0 | 0 | 0 | 0 | 0 | 0 | 1118.4 | 0 | 0
7778 | 1283.2 | 0 | 0 | 0 | 0 | 0 | 0 | 1283.2 | 0 | 0
7779 | 1369.6 | 0 | 0 | 0 | 0 | 0 | 0 | 1369.6 | 0 | 0
7780 | 1394.4 | 0 | 0 | 0 | 0 | 0 | 0 | 1394.4 | 0 | 0
7781 | 1285.6 | 0 | 0 | 0 | 0 | 0 | 0 | 1285.6 | 0 | 0
7782 | 1056 | 0 | 0 | 0 | 0 | 0 | 0 | 1056 | 0 | 0
7783 | 1040.324 | 63.84 | 240.0614 | 240.0614 | 0 | 0 | 0 | 0 | 0 | 842.6837
7784 | 869.633 | 359.38 | 1641.4746 | 905.0938 | -736.3808 | 0 | 0 | 0 | 0 | 0
7785 | 1098.227 | 594.32 | 2684.9804 | 1143.0092 | -1541.9712 | 0 | 0 | 0 | 0 | 0
7786 | 1314.622 | 782.4 | 3430.7396 | 1368.2281 | -2062.5115 | 0 | 0 | 0 | 0 | 0
7787 | 1099.177 | 803.6 | 3495.3136 | 1143.9979 | -2093.1229 | 0 | 258.1928 | 0 | 0 | 0
7788 | 1346.221 | 536.56 | 2349.895 | 1401.1156 | -948.7794 | 0 | 0 | 0 | 0 | 0
7789 | 1404.829 | 373.71 | 1650.5107 | 1462.1134 | -188.3973 | 0 | 0 | 0 | 0 | 0
7790 | 1166.196 | 610.85 | 2707.0042 | 1213.7497 | -1493.2545 | 0 | 0 | 0 | 0 | 0
7791 | 1431.156 | 537.16 | 2425.0224 | 1489.514 | -935.5085 | 0 | 0 | 0 | 0 | 0
7792 | 1408.691 | 120.59 | 526.5831 | 526.5831 | 0 | 0 | 0 | 902.739 | 0 | 0
7793 | 1490.436 | 51.15 | 203.0701 | 203.0701 | 0 | 0 | 0 | 1295.322 | 0 | 0
7794 | 1393.933 | 0.98 | 0 | 0 | 0 | 0 | 0 | 1167.263 | 0 | 235.9129
7795 | 1680.8 | 0 | 0 | 0 | 0 | 0 | 0 | 0 | 0 | 1749.3376
7796 | 1324.8 | 0 | 0 | 0 | 0 | 0 | 0 | 0 | 0 | 1378.8211
7797 | 1534.4 | 0 | 0 | 0 | 0 | 0 | 0 | 0 | 0 | 1596.9679
7798 | 1571.2 | 0 | 0 | 0 | 0 | 0 | 0 | 0 | 0 | 1635.2685
7799 | 1176.8 | 0 | 0 | 0 | 0 | 0 | 0 | 0 | 0 | 1224.7861
7800 | 1416.8 | 0 | 0 | 0 | 0 | 0 | 0 | 0 | 0 | 1474.5726
7801 | 1240 | 0 | 0 | 0 | 0 | 0 | 0 | 1240 | 0 | 0
7802 | 1348.8 | 0 | 0 | 0 | 0 | 0 | 0 | 1348.8 | 0 | 0
7803 | 1515.2 | 0 | 0 | 0 | 0 | 0 | 0 | 1515.2 | 0 | 0
7804 | 1366.4 | 0 | 0 | 0 | 0 | 0 | 0 | 1366.4 | 0 | 0
7805 | 1381.6 | 0 | 0 | 0 | 0 | 0 | 0 | 1381.6 | 0 | 0
7806 | 1362.4 | 0 | 0 | 0 | 0 | 0 | 0 | 1362.4 | 0 | 0
7807 | 679.439 | 71.28 | 270.655 | 270.655 | 0 | 0 | 0 | 0 | 0 | 436.4893
7808 | 1137.376 | 376.76 | 1743.1898 | 1183.7545 | -559.4352 | 0 | 0 | 0 | 0 | 0
7809 | 882.651 | 612.48 | 2808.5518 | 918.6427 | -1889.9091 | 0 | 0 | 0 | 0 | 0
7810 | 432.662 | 631.13 | 2812.4786 | 450.3035 | -2093.1229 | 0 | 269.0522 | 0 | 0 | 0
7811 | 389.328 | 804.02 | 3470.0029 | 405.2025 | -2093.1229 | 0 | 971.6775 | 0 | 0 | 0
7812 | 396.46 | 966.5 | 4053.401 | 412.6264 | -2093.1229 | 0 | 1547.6517 | 0 | 0 | 0
7813 | 851.215 | 627.74 | 2708.3593 | 885.9248 | -1822.4345 | 0 | 0 | 0 | 0 | 0
7814 | 1358.284 | 715.37 | 3088.5426 | 1413.6705 | -279.69 | 0 | 1395.1821 | 0 | 0 | 0
7815 | 1653.136 | 569.12 | 2515.0683 | 1720.5456 | 0 | 0 | 794.5228 | 0 | 0 | 0
7816 | 1480.775 | 340.36 | 1541.1563 | 1541.1563 | 0 | 0 | 0 | 0 | 0 | 0
7817 | 1522.428 | 169.07 | 696.416 | 696.416 | 0 | 0 | 0 | 853.297 | 0 | 0
7818 | 1682.404 | 1.96 | 0 | 0 | 0 | 0 | 0 | 1682.404 | 0 | 0
7819 | 1758.4 | 0 | 0 | 0 | 0 | 0 | 0 | 0 | 0 | 1830.1019
7820 | 1597.6 | 0 | 0 | 0 | 0 | 0 | 0 | 0 | 0 | 1662.745
7821 | 1777.6 | 0 | 0 | 0 | 0 | 0 | 0 | 0 | 0 | 1850.0848
7822 | 1849.6 | 0 | 0 | 0 | 0 | 0 | 0 | 0 | 0 | 1925.0208
7823 | 1356 | 0 | 0 | 0 | 0 | 0 | 0 | 0 | 0 | 1411.2933
7824 | 1280.8 | 0 | 0 | 0 | 0 | 0 | 0 | 1280.8 | 0 | 0
7825 | 1248.8 | 0 | 0 | 0 | 0 | 0 | 0 | 1248.8 | 0 | 0
7826 | 1583.2 | 0 | 0 | 0 | 0 | 0 | 0 | 1583.2 | 0 | 0
7827 | 1660 | 0 | 0 | 0 | 0 | 0 | 0 | 1660 | 0 | 0
7828 | 981.6 | 0 | 0 | 0 | 0 | 0 | 0 | 981.6 | 0 | 0
7829 | 1345.6 | 0 | 0 | 0 | 0 | 0 | 0 | 1345.6 | 0 | 0
7830 | 1347.2 | 0 | 0 | 0 | 0 | 0 | 0 | 1347.2 | 0 | 0
7831 | 1080.957 | 108.86 | 405.8832 | 405.8832 | 0 | 0 | 0 | 690.976 | 0 | 0
7832 | 1190.482 | 356.7 | 1634.057 | 1239.026 | -395.031 | 0 | 0 | 0 | 0 | 0
7833 | 1061.094 | 591.64 | 2680.9505 | 1104.362 | -1576.5885 | 0 | 0 | 0 | 0 | 0
7834 | 1659.705 | 785.14 | 3414.0455 | 1727.3824 | -1686.6631 | 0 | 0 | 0 | 0 | 0
7835 | 1735.038 | 912.36 | 3855.6846 | 1805.7873 | -2049.8973 | 0 | 0 | 0 | 0 | 0
7836 | 1837.293 | 919.47 | 3866.3588 | 1912.2119 | -1954.1469 | 0 | 0 | 0 | 0 | 0
7837 | 1536.804 | 581.86 | 2528.5787 | 1599.4699 | -929.1087 | 0 | 0 | 0 | 0 | 0
7838 | 1437.913 | 239.86 | 1048.77 | 1048.77 | 0 | 0 | 0 | 430.233 | 0 | 0
7839 | 1704.969 | 391.2 | 1747.1947 | 1747.1947 | 0 | 0 | 0 | 26.228 | 0 | 0
7840 | 1445.753 | 176.08 | 784.7717 | 784.7717 | 0 | 0 | 0 | 691.728 | 0 | 0
7841 | 1513.323 | 98.64 | 404.4198 | 404.4198 | 0 | 0 | 0 | 1124.748 | 0 | 0
7842 | 1805.698 | 0.98 | 0 | 0 | 0 | 0 | 0 | 1805.698 | 0 | 0
7843 | 1423.2 | 0 | 0 | 0 | 0 | 0 | 0 | 1262.638 | 0 | 167.1092
7844 | 1600 | 0 | 0 | 0 | 0 | 0 | 0 | 0 | 0 | 1665.2429
7845 | 1737.6 | 0 | 0 | 0 | 0 | 0 | 0 | 0 | 0 | 1808.4538
7846 | 1408 | 0 | 0 | 0 | 0 | 0 | 0 | 0 | 0 | 1465.4137
7847 | 1577.6 | 0 | 0 | 0 | 0 | 0 | 0 | 0 | 0 | 1641.9295
7848 | 1420.8 | 0 | 0 | 0 | 0 | 0 | 0 | 0 | 0 | 1478.7357
7849 | 1040 | 0 | 0 | 0 | 0 | 0 | 0 | 1040 | 0 | 0
7850 | 1061.6 | 0 | 0 | 0 | 0 | 0 | 0 | 1061.6 | 0 | 0
7851 | 848 | 0 | 0 | 0 | 0 | 0 | 0 | 848 | 0 | 0
7852 | 1101.6 | 0 | 0 | 0 | 0 | 0 | 0 | 1101.6 | 0 | 0
7853 | 727.2 | 0 | 0 | 0 | 0 | 0 | 0 | 727.2 | 0 | 0
7854 | 904 | 0 | 0 | 0 | 0 | 0 | 0 | 904 | 0 | 0
7855 | 917.901 | 110.21 | 409.3854 | 409.3854 | 0 | 0 | 0 | 0 | 0 | 545.9447
7856 | 910.899 | 277.58 | 1287.6511 | 948.0425 | -339.6086 | 0 | 0 | 0 | 0 | 0
7857 | 920.17 | 488.17 | 2260.3164 | 957.6916 | -1302.6248 | 0 | 0 | 0 | 0 | 0
7858 | 1061.386 | 662.69 | 2987.9484 | 1104.6659 | -1883.2825 | 0 | 0 | 0 | 0 | 0
7859 | 1019.092 | 795.05 | 3513.6083 | 1060.6473 | -2093.1229 | 0 | 359.8382 | 0 | 0 | 0
7860 | 991.068 | 526.18 | 2336.2348 | 1031.4806 | -1304.7542 | 0 | 0 | 0 | 0 | 0
7861 | 1143.278 | 568.94 | 2519.4042 | 1189.8972 | -1329.507 | 0 | 0 | 0 | 0 | 0
7862 | 1101.732 | 603.96 | 2693.291 | 1146.6571 | -1546.6339 | 0 | 0 | 0 | 0 | 0
7863 | 1117.132 | 348.72 | 1570.3167 | 1162.6851 | -407.6317 | 0 | 0 | 0 | 0 | 0
7864 | 520.632 | 232.91 | 1054.6524 | 541.8617 | -512.7907 | 0 | 0 | 0 | 0 | 0
7865 | 192.296 | 119.16 | 497.3394 | 200.1383 | -110.8802 | 0 | 186.3209 | 0 | 0 | 0
7866 | 257.187 | 1.96 | 0 | 0 | 0 | 0 | 0 | 0 | 0 | 267.6743
7867 | 150.4 | 0 | 0 | 0 | 0 | 0 | 0 | 0 | 0 | 156.5328
7868 | 158.4 | 0 | 0 | 0 | 0 | 0 | 0 | 0 | 0 | 164.859
7869 | 125.6 | 0 | 0 | 0 | 0 | 0 | 0 | 0 | 0 | 130.7216
7870 | 120 | 0 | 0 | 0 | 0 | 0 | 0 | 0 | 0 | 124.8932
7871 | 115.2 | 0 | 0 | 0 | 0 | 0 | 0 | 0 | 0 | 119.8975
7872 | 116 | 0 | 0 | 0 | 0 | 0 | 0 | 0 | 0 | 120.7301
7873 | 107.2 | 0 | 0 | 0 | 0 | 0 | 0 | 0 | 0 | 111.5713
7874 | 117.6 | 0 | 0 | 0 | 0 | 0 | 0 | 0 | 0 | 122.3954
7875 | 96.8 | 0 | 0 | 0 | 0 | 0 | 0 | 0 | 0 | 100.7472
7876 | 103.2 | 0 | 0 | 0 | 0 | 0 | 0 | 0 | 0 | 107.4082
7877 | 96.8 | 0 | 0 | 0 | 0 | 0 | 0 | 0 | 0 | 100.7472
7878 | 101.6 | 0 | 0 | 0 | 0 | 0 | 0 | 0 | 0 | 105.7429
7879 | 87.682 | 65.93 | 252.7016 | 91.2574 | -161.4443 | 0 | 0 | 0 | 0 | 0
7880 | 158.372 | 268.55 | 1243.0924 | 164.8299 | -1078.2625 | 0 | 0 | 0 | 0 | 0
7881 | 720.376 | 495.91 | 2284.2355 | 749.7506 | -689.959 | 0 | 844.5258 | 0 | 0 | 0
7882 | 958.609 | 763.61 | 3420.9355 | 997.698 | 0 | 0 | 2423.2375 | 0 | 0 | 0
7883 | 1110.708 | 835.07 | 3674.5551 | 1155.9991 | 0 | 0 | 2518.556 | 0 | 0 | 0
7884 | 1168.124 | 777.04 | 3410.6693 | 1215.7564 | 0 | 0 | 2194.9129 | 0 | 0 | 0
7885 | 1171.326 | 739.34 | 3252.3796 | 1219.0889 | 0 | 0 | 2033.2907 | 0 | 0 | 0
7886 | 1171.349 | 656.01 | 2920.1428 | 1219.1129 | 0 | 0 | 1701.03 | 0 | 0 | 0
7887 | 1266.465 | 542.99 | 2457.0305 | 1318.1074 | 0 | 0 | 1138.9231 | 0 | 0 | 0
7888 | 1231.431 | 392.08 | 1806.4326 | 1281.6448 | 0 | 0 | 524.7878 | 0 | 0 | 0
7889 | 1227.897 | 143.34 | 598.2989 | 598.2989 | 0 | 0 | 0 | 653.039 | 0 | 0
7890 | 1118.58 | 1.96 | 0 | 0 | 0 | 0 | 0 | 1118.58 | 0 | 0
7891 | 1358.4 | 0 | 0 | 0 | 0 | 0 | 0 | 0 | 0 | 1413.7912
7892 | 1066.4 | 0 | 0 | 0 | 0 | 0 | 0 | 0 | 0 | 1109.8844
7893 | 1076 | 0 | 0 | 0 | 0 | 0 | 0 | 0 | 0 | 1119.8758
7894 | 1006.4 | 0 | 0 | 0 | 0 | 0 | 0 | 0 | 0 | 1047.4378
7895 | 1079.2 | 0 | 0 | 0 | 0 | 0 | 0 | 0 | 0 | 1123.2063
7896 | 1528 | 0 | 0 | 0 | 0 | 0 | 0 | 1074.002 | 0 | 472.5106
7897 | 1220.8 | 0 | 0 | 0 | 0 | 0 | 0 | 1220.8 | 0 | 0
7898 | 923.2 | 0 | 0 | 0 | 0 | 0 | 0 | 923.2 | 0 | 0
7899 | 1218.4 | 0 | 0 | 0 | 0 | 0 | 0 | 1218.4 | 0 | 0
7900 | 1200.8 | 0 | 0 | 0 | 0 | 0 | 0 | 1200.8 | 0 | 0
7901 | 896 | 0 | 0 | 0 | 0 | 0 | 0 | 896 | 0 | 0
7902 | 1284 | 0 | 0 | 0 | 0 | 0 | 0 | 1284 | 0 | 0
7903 | 1092.491 | 85.42 | 322.493 | 322.493 | 0 | 0 | 0 | 0 | 0 | 814.5463
7904 | 1306.162 | 326.51 | 1518.9398 | 1359.4231 | -159.5167 | 0 | 0 | 0 | 0 | 0
7905 | 1409.71 | 476.59 | 2205.5996 | 1467.1935 | -738.4062 | 0 | 0 | 0 | 0 | 0
7906 | 984.961 | 437.73 | 1977.2251 | 1025.1246 | -952.1005 | 0 | 0 | 0 | 0 | 0
7907 | 1372.328 | 625.86 | 2778.9958 | 1428.2871 | -1350.7087 | 0 | 0 | 0 | 0 | 0
7908 | 1453.632 | 681.93 | 2997.2852 | 1512.9065 | -1484.3788 | 0 | 0 | 0 | 0 | 0
7909 | 1182.818 | 696.11 | 3058.3871 | 1231.0495 | -1827.3376 | 0 | 0 | 0 | 0 | 0
7910 | 1278.412 | 513.5 | 2284.8173 | 1330.5415 | -954.2758 | 0 | 0 | 0 | 0 | 0
7911 | 1247.998 | 385.39 | 1735.0884 | 1298.8874 | -436.201 | 0 | 0 | 0 | 0 | 0
7912 | 1086.354 | 96.5 | 412.5754 | 412.5754 | 0 | 0 | 0 | 689.943 | 0 | 0
7913 | 1467.39 | 100.6 | 422.061 | 422.061 | 0 | 0 | 0 | 1061.865 | 0 | 0
7914 | 1410.488 | 1.96 | 0 | 0 | 0 | 0 | 0 | 315.679 | 0 | 1139.4518
7915 | 1142.4 | 0 | 0 | 0 | 0 | 0 | 0 | 0 | 0 | 1188.9834
7916 | 984.8 | 0 | 0 | 0 | 0 | 0 | 0 | 0 | 0 | 1024.957
7917 | 1211.2 | 0 | 0 | 0 | 0 | 0 | 0 | 0 | 0 | 1260.5889
7918 | 1125.6 | 0 | 0 | 0 | 0 | 0 | 0 | 0 | 0 | 1171.4984
7919 | 1388.8 | 0 | 0 | 0 | 0 | 0 | 0 | 0 | 0 | 1445.4308
7920 | 985.6 | 0 | 0 | 0 | 0 | 0 | 0 | 0 | 0 | 1025.7896
7921 | 1293.6 | 0 | 0 | 0 | 0 | 0 | 0 | 1293.6 | 0 | 0
7922 | 1131.2 | 0 | 0 | 0 | 0 | 0 | 0 | 1131.2 | 0 | 0
7923 | 1264.8 | 0 | 0 | 0 | 0 | 0 | 0 | 1264.8 | 0 | 0
7924 | 774.4 | 0 | 0 | 0 | 0 | 0 | 0 | 774.4 | 0 | 0
7925 | 1108.8 | 0 | 0 | 0 | 0 | 0 | 0 | 1108.8 | 0 | 0
7926 | 734.4 | 0 | 0 | 0 | 0 | 0 | 0 | 734.4 | 0 | 0
7927 | 812.644 | 96.12 | 357.817 | 357.817 | 0 | 0 | 0 | 0 | 0 | 487.964
7928 | 1161.248 | 291.99 | 1351.9066 | 1208.6 | -143.3066 | 0 | 0 | 0 | 0 | 0
7929 | 1243.412 | 497.21 | 2290.7175 | 1294.1144 | -996.6031 | 0 | 0 | 0 | 0 | 0
7930 | 1326.775 | 660.35 | 2964.7672 | 1380.8766 | -1583.8906 | 0 | 0 | 0 | 0 | 0
7931 | 1621.135 | 674.42 | 2987.4332 | 1687.2397 | -1300.1935 | 0 | 0 | 0 | 0 | 0
7932 | 1251.306 | 746.52 | 3276.383 | 1302.3302 | -1974.0528 | 0 | 0 | 0 | 0 | 0
7933 | 1349.218 | 744.64 | 3259.281 | 1404.2348 | -1855.0462 | 0 | 0 | 0 | 0 | 0
7934 | 1331.273 | 572.41 | 2540.1937 | 1385.558 | -1154.6357 | 0 | 0 | 0 | 0 | 0
7935 | 1282.735 | 456.68 | 2059.1758 | 1335.0408 | -724.135 | 0 | 0 | 0 | 0 | 0
7936 | 1437.172 | 163.39 | 725.3121 | 725.3121 | 0 | 0 | 0 | 740.277 | 0 | 0
7937 | 1620.088 | 34.3 | 125.245 | 125.245 | 0 | 0 | 0 | 1499.75 | 0 | 0
7938 | 1488.651 | 0.98 | 0 | 0 | 0 | 0 | 0 | 1488.651 | 0 | 0
7939 | 1304.8 | 0 | 0 | 0 | 0 | 0 | 0 | 0 | 0 | 1358.0056
7940 | 1217.6 | 0 | 0 | 0 | 0 | 0 | 0 | 0 | 0 | 1267.2498
7941 | 1169.6 | 0 | 0 | 0 | 0 | 0 | 0 | 0 | 0 | 1217.2925
7942 | 1280 | 0 | 0 | 0 | 0 | 0 | 0 | 0 | 0 | 1332.1943
7943 | 1238.4 | 0 | 0 | 0 | 0 | 0 | 0 | 0 | 0 | 1288.898
7944 | 1456 | 0 | 0 | 0 | 0 | 0 | 0 | 1351.16 | 0 | 109.115
7945 | 1352 | 0 | 0 | 0 | 0 | 0 | 0 | 1352 | 0 | 0
7946 | 1226.4 | 0 | 0 | 0 | 0 | 0 | 0 | 1226.4 | 0 | 0
7947 | 1184 | 0 | 0 | 0 | 0 | 0 | 0 | 1184 | 0 | 0
7948 | 1292 | 0 | 0 | 0 | 0 | 0 | 0 | 1292 | 0 | 0
7949 | 1500 | 0 | 0 | 0 | 0 | 0 | 0 | 1500 | 0 | 0
7950 | 1428.8 | 0 | 0 | 0 | 0 | 0 | 0 | 1428.8 | 0 | 0
7951 | 1297.339 | 100.63 | 366.2837 | 366.2837 | 0 | 0 | 0 | 0 | 0 | 983.9566
7952 | 1310.033 | 290.99 | 1349.7064 | 1349.7064 | 0 | 0 | 0 | 0 | 0 | 13.7455
7953 | 994.134 | 485.44 | 2240.4084 | 1034.6716 | -1205.7368 | 0 | 0 | 0 | 0 | 0
7954 | 1147.17 | 589.71 | 2650.3756 | 1193.9479 | -1456.4277 | 0 | 0 | 0 | 0 | 0
7955 | 1266.559 | 668.44 | 2939.595 | 1318.2052 | -1621.3897 | 0 | 0 | 0 | 0 | 0
7956 | 1524.5 | 787.11 | 3414.2558 | 1586.6642 | -1827.5916 | 0 | 0 | 0 | 0 | 0
7957 | 1553.979 | 698.75 | 3044.4876 | 1617.3453 | -1427.1423 | 0 | 0 | 0 | 0 | 0
7958 | 1388.914 | 527.29 | 2332.3621 | 1445.5495 | -886.8126 | 0 | 0 | 0 | 0 | 0
7959 | 1652.723 | 276.03 | 1232.5264 | 1232.5264 | 0 | 0 | 0 | 468.486 | 0 | 0
7960 | 1570.274 | 285.47 | 1303.7686 | 1303.7686 | 0 | 0 | 0 | 317.586 | 0 | 0
7961 | 1459.662 | 166.4 | 697.3152 | 697.3152 | 0 | 0 | 0 | 789.667 | 0 | 0
7962 | 1449.583 | 1.96 | 0 | 0 | 0 | 0 | 0 | 1449.583 | 0 | 0
7963 | 1372.8 | 0 | 0 | 0 | 0 | 0 | 0 | 0 | 0 | 1428.7784
7964 | 1579.2 | 0 | 0 | 0 | 0 | 0 | 0 | 0 | 0 | 1643.5947
7965 | 1569.6 | 0 | 0 | 0 | 0 | 0 | 0 | 0 | 0 | 1633.6033
7966 | 1548.8 | 0 | 0 | 0 | 0 | 0 | 0 | 0 | 0 | 1611.9551
7967 | 1433.6 | 0 | 0 | 0 | 0 | 0 | 0 | 0 | 0 | 1492.0576
7968 | 1310.4 | 0 | 0 | 0 | 0 | 0 | 0 | 1310.4 | 0 | 0
7969 | 1088 | 0 | 0 | 0 | 0 | 0 | 0 | 1088 | 0 | 0
7970 | 1392 | 0 | 0 | 0 | 0 | 0 | 0 | 1392 | 0 | 0
7971 | 1436.8 | 0 | 0 | 0 | 0 | 0 | 0 | 1436.8 | 0 | 0
7972 | 1538.4 | 0 | 0 | 0 | 0 | 0 | 0 | 1538.4 | 0 | 0
7973 | 1468 | 0 | 0 | 0 | 0 | 0 | 0 | 1468 | 0 | 0
7974 | 1324 | 0 | 0 | 0 | 0 | 0 | 0 | 1324 | 0 | 0
7975 | 916 | 11.75 | 24.069 | 0 | -24.069 | 0 | 0 | 916 | 0 | 0
7976 | 1538.833 | 91.68 | 400.7084 | 0 | -400.7084 | 0 | 0 | 1538.833 | 0 | 0
7977 | 1337.062 | 222.19 | 1010.4236 | 0 | -1010.4236 | 0 | 0 | 1337.062 | 0 | 0
7978 | 1341.153 | 392.25 | 1779.5691 | 0 | -1779.5691 | 0 | 0 | 1341.153 | 0 | 0
7979 | 1403.197 | 419.54 | 1885.158 | 1019.8426 | -865.3154 | 0 | 0 | 423.311 | 0 | 0
7980 | 1495.022 | 546.54 | 2437.9509 | 1555.9842 | -881.9667 | 0 | 0 | 0 | 0 | 0
7981 | 1415.791 | 412.68 | 1850.4449 | 1473.5224 | -376.9225 | 0 | 0 | 0 | 0 | 0
7982 | 1603.039 | 402.26 | 1814.9295 | 1668.4058 | -146.5237 | 0 | 0 | 0 | 0 | 0
7983 | 1305.477 | 384.97 | 1755.7759 | 1358.7102 | -397.0657 | 0 | 0 | 0 | 0 | 0
7984 | 1797.5 | 105.05 | 458.4112 | 458.4112 | 0 | 0 | 0 | 1357.049 | 0 | 0
7985 | 1690.399 | 8.81 | 12.5018 | 12.5018 | 0 | 0 | 0 | 1678.387 | 0 | 0
7986 | 1741.499 | 0.98 | 0 | 0 | 0 | 0 | 0 | 1741.499 | 0 | 0
7987 | 1718.4 | 0 | 0 | 0 | 0 | 0 | 0 | 0 | 0 | 1788.4708
7988 | 1222.4 | 0 | 0 | 0 | 0 | 0 | 0 | 0 | 0 | 1272.2456
7989 | 1288 | 0 | 0 | 0 | 0 | 0 | 0 | 0 | 0 | 1340.5205
7990 | 1320.8 | 0 | 0 | 0 | 0 | 0 | 0 | 0 | 0 | 1374.658
7991 | 1376 | 0 | 0 | 0 | 0 | 0 | 0 | 0 | 0 | 1432.1089
7992 | 1328.8 | 0 | 0 | 0 | 0 | 0 | 0 | 1328.8 | 0 | 0
7993 | 1398.4 | 0 | 0 | 0 | 0 | 0 | 0 | 1398.4 | 0 | 0
7994 | 1504 | 0 | 0 | 0 | 0 | 0 | 0 | 1504 | 0 | 0
7995 | 1284 | 0 | 0 | 0 | 0 | 0 | 0 | 1284 | 0 | 0
7996 | 1360.8 | 0 | 0 | 0 | 0 | 0 | 0 | 1360.8 | 0 | 0
7997 | 1429.6 | 0 | 0 | 0 | 0 | 0 | 0 | 1429.6 | 0 | 0
7998 | 1222.4 | 0 | 0 | 0 | 0 | 0 | 0 | 1222.4 | 0 | 0
7999 | 1190.56 | 41.64 | 149.1163 | 149.1163 | 0 | 0 | 0 | 1047.286 | 0 | 0
8000 | 1232.152 | 232.13 | 1075.8135 | 1075.8135 | 0 | 0 | 0 | 198.488 | 0 | 0
8001 | 1245.954 | 374.31 | 1736.636 | 1296.76 | -439.876 | 0 | 0 | 0 | 0 | 0
8002 | 1352.375 | 574.57 | 2615.4346 | 1407.5205 | -1207.9141 | 0 | 0 | 0 | 0 | 0
8003 | 1036.347 | 716.75 | 3217.115 | 1078.6049 | -2093.1229 | 0 | 45.3872 | 0 | 0 | 0
8004 | 1453.973 | 658.75 | 2956.0486 | 1513.2614 | -1442.7872 | 0 | 0 | 0 | 0 | 0
8005 | 1380.768 | 679.22 | 3052.8471 | 1437.0713 | -1615.7758 | 0 | 0 | 0 | 0 | 0
8006 | 1648.157 | 536.4 | 2433.4111 | 1715.3636 | -718.0475 | 0 | 0 | 0 | 0 | 0
8007 | 1281.294 | 408.96 | 1872.9798 | 1333.5411 | -539.4388 | 0 | 0 | 0 | 0 | 0
8008 | 1404.316 | 146.09 | 653.6807 | 653.6807 | 0 | 0 | 0 | 776.246 | 0 | 0
8009 | 1308.225 | 63.76 | 263.8671 | 263.8671 | 0 | 0 | 0 | 1054.696 | 0 | 0
8010 | 1254.291 | 1.96 | 0 | 0 | 0 | 0 | 0 | 1254.291 | 0 | 0
8011 | 1336 | 0 | 0 | 0 | 0 | 0 | 0 | 1336 | 0 | 0
8012 | 854.4 | 0 | 0 | 0 | 0 | 0 | 0 | 694.872 | 0 | 166.033
8013 | 1313.6 | 0 | 0 | 0 | 0 | 0 | 0 | 0 | 0 | 1367.1644
8014 | 1232 | 0 | 0 | 0 | 0 | 0 | 0 | 0 | 0 | 1282.237
8015 | 1172.8 | 0 | 0 | 0 | 0 | 0 | 0 | 0 | 0 | 1220.623
8016 | 1341.6 | 0 | 0 | 0 | 0 | 0 | 0 | 0 | 0 | 1396.3061
8017 | 1092 | 0 | 0 | 0 | 0 | 0 | 0 | 1092 | 0 | 0
8018 | 1248 | 0 | 0 | 0 | 0 | 0 | 0 | 1248 | 0 | 0
8019 | 1142.4 | 0 | 0 | 0 | 0 | 0 | 0 | 1142.4 | 0 | 0
8020 | 1088.8 | 0 | 0 | 0 | 0 | 0 | 0 | 1088.8 | 0 | 0
8021 | 978.4 | 0 | 0 | 0 | 0 | 0 | 0 | 978.4 | 0 | 0
8022 | 1040.8 | 0 | 0 | 0 | 0 | 0 | 0 | 1040.8 | 0 | 0
8023 | 858.4 | 32.66 | 113.8693 | 113.8693 | 0 | 0 | 0 | 0 | 0 | 779.5335
8024 | 1146.178 | 117.95 | 525.3893 | 525.3893 | 0 | 0 | 0 | 0 | 0 | 667.5261
8025 | 1191.895 | 194.12 | 880.2567 | 880.2567 | 0 | 0 | 0 | 0 | 0 | 360.2399
8026 | 1166.901 | 400.97 | 1823.6356 | 1214.4835 | -609.1521 | 0 | 0 | 0 | 0 | 0
8027 | 1126.266 | 571.69 | 2578.1134 | 1172.1915 | -1405.9219 | 0 | 0 | 0 | 0 | 0
8028 | 1448.14 | 612.78 | 2750.9396 | 1507.1905 | -1243.7491 | 0 | 0 | 0 | 0 | 0
8029 | 920.542 | 591.4 | 2659.346 | 958.0788 | -1701.2673 | 0 | 0 | 0 | 0 | 0
8030 | 997.387 | 513.27 | 2327.103 | 1038.0572 | -1289.0458 | 0 | 0 | 0 | 0 | 0
8031 | 860.713 | 410.99 | 1884.5345 | 895.8101 | -988.7244 | 0 | 0 | 0 | 0 | 0
8032 | 234.947 | 192.64 | 876.3653 | 244.5274 | -631.8379 | 0 | 0 | 0 | 0 | 0
8033 | 183.063 | 154.71 | 656.2826 | 190.5277 | -465.7549 | 0 | 0 | 0 | 0 | 0
8034 | 137.552 | 2.94 | 0 | 0 | 0 | 0 | 0 | 0 | 0 | 143.1609
8035 | 148 | 0 | 0 | 0 | 0 | 0 | 0 | 0 | 0 | 154.035
8036 | 100.8 | 0 | 0 | 0 | 0 | 0 | 0 | 0 | 0 | 104.9103
8037 | 96 | 0 | 0 | 0 | 0 | 0 | 0 | 0 | 0 | 99.9146
8038 | 102.4 | 0 | 0 | 0 | 0 | 0 | 0 | 0 | 0 | 106.5755
8039 | 91.2 | 0 | 0 | 0 | 0 | 0 | 0 | 0 | 0 | 94.9188
8040 | 100 | 0 | 0 | 0 | 0 | 0 | 0 | 0 | 0 | 104.0777
8041 | 89.6 | 0 | 0 | 0 | 0 | 0 | 0 | 0 | 0 | 93.2536
8042 | 96 | 0 | 0 | 0 | 0 | 0 | 0 | 0 | 0 | 99.9146
8043 | 89.6 | 0 | 0 | 0 | 0 | 0 | 0 | 0 | 0 | 93.2536
8044 | 89.6 | 0 | 0 | 0 | 0 | 0 | 0 | 0 | 0 | 93.2536
8045 | 91.2 | 0 | 0 | 0 | 0 | 0 | 0 | 0 | 0 | 94.9188
8046 | 92 | 0 | 0 | 0 | 0 | 0 | 0 | 0 | 0 | 95.7515
8047 | 72.8 | 51.18 | 187.8519 | 75.7686 | -112.0833 | 0 | 0 | 0 | 0 | 0
8048 | 89.61 | 235.03 | 1081.7438 | 93.264 | -988.4798 | 0 | 0 | 0 | 0 | 0
8049 | 636.197 | 483.61 | 2246.6208 | 662.1391 | -1584.4817 | 0 | 0 | 0 | 0 | 0
8050 | 1258.648 | 772.15 | 3498.4973 | 1309.9716 | -1343.8354 | 0 | 844.6903 | 0 | 0 | 0
8051 | 1251.361 | 895.29 | 3981.9131 | 1302.3875 | 0 | 0 | 2679.5256 | 0 | 0 | 0
8052 | 1077.291 | 947.58 | 4169.1957 | 1121.2195 | 0 | 0 | 3047.9762 | 0 | 0 | 0
8053 | 1356.354 | 780.71 | 3472.354 | 1411.6618 | 0 | 0 | 2060.6923 | 0 | 0 | 0
8054 | 1104.063 | 792.86 | 3543.1341 | 1149.0831 | 0 | 0 | 2394.051 | 0 | 0 | 0
8055 | 1125.992 | 546.94 | 2497.0015 | 1171.9063 | 0 | 0 | 1325.0952 | 0 | 0 | 0
8056 | 1050.113 | 137.56 | 609.8234 | 609.8234 | 0 | 0 | 0 | 0 | 0 | 483.1099
8057 | 951.408 | 90.75 | 369.9233 | 369.9233 | 0 | 0 | 0 | 0 | 0 | 620.2801
8058 | 1136.61 | 1.96 | 0 | 0 | 0 | 0 | 0 | 0 | 0 | 1182.9573
8059 | 1047.2 | 0 | 0 | 0 | 0 | 0 | 0 | 0 | 0 | 1089.9015
8060 | 1128.8 | 0 | 0 | 0 | 0 | 0 | 0 | 0 | 0 | 1174.8288
8061 | 778.4 | 0 | 0 | 0 | 0 | 0 | 0 | 0 | 0 | 810.1407
8062 | 1089.6 | 0 | 0 | 0 | 0 | 0 | 0 | 0 | 0 | 1134.0304
8063 | 952.8 | 0 | 0 | 0 | 0 | 0 | 0 | 0 | 0 | 991.6521
8064 | 999.2 | 0 | 0 | 0 | 0 | 0 | 0 | 0 | 0 | 1039.9442
8065 | 960 | 0 | 0 | 0 | 0 | 0 | 0 | 960 | 0 | 0
8066 | 1305.6 | 0 | 0 | 0 | 0 | 0 | 0 | 1305.6 | 0 | 0
8067 | 1168.8 | 0 | 0 | 0 | 0 | 0 | 0 | 1168.8 | 0 | 0
8068 | 1358.4 | 0 | 0 | 0 | 0 | 0 | 0 | 1358.4 | 0 | 0
8069 | 1282.4 | 0 | 0 | 0 | 0 | 0 | 0 | 1282.4 | 0 | 0
8070 | 1162.4 | 0 | 0 | 0 | 0 | 0 | 0 | 665.739 | 0 | 516.9132
8071 | 1039.2 | 112.19 | 393.1774 | 393.1774 | 0 | 0 | 0 | 0 | 0 | 688.3979
8072 | 1081.05 | 362.36 | 1681.5831 | 1125.1318 | -556.4513 | 0 | 0 | 0 | 0 | 0
8073 | 811.981 | 597.57 | 2770.9548 | 845.091 | -1925.8638 | 0 | 0 | 0 | 0 | 0
8074 | 1146.669 | 786.7 | 3509.5483 | 1193.4254 | -2093.1229 | 0 | 223 | 0 | 0 | 0
8075 | 1380.393 | 913.49 | 3976.5042 | 1436.68 | -2093.1229 | 0 | 446.7014 | 0 | 0 | 0
8076 | 1173.817 | 968.94 | 4162.0716 | 1221.6805 | -2093.1229 | 0 | 847.2683 | 0 | 0 | 0
8077 | 1141.587 | 944.63 | 4065.7227 | 1188.1362 | -2069.1538 | 0 | 808.4327 | 0 | 0 | 0
8078 | 1217.119 | 844.32 | 3692.6032 | 1266.7492 | 0 | 0 | 2425.854 | 0 | 0 | 0
8079 | 1621.666 | 678.3 | 3045.6147 | 1687.7923 | 0 | 0 | 1357.8224 | 0 | 0 | 0
8080 | 617.579 | 458.62 | 2117.4 | 642.7619 | 0 | 0 | 1474.6381 | 0 | 0 | 0
8081 | 1446.565 | 209.28 | 873.6124 | 873.6124 | 0 | 0 | 0 | 256.206 | 0 | 365.2856
8082 | 1314.233 | 5.5 | 0 | 0 | 0 | 0 | 0 | 0 | 0 | 1367.8232
8083 | 1122.4 | 0 | 0 | 0 | 0 | 0 | 0 | 0 | 0 | 1168.1679
8084 | 976.8 | 0 | 0 | 0 | 0 | 0 | 0 | 0 | 0 | 1016.6308
8085 | 1206.4 | 0 | 0 | 0 | 0 | 0 | 0 | 0 | 0 | 1255.5931
8086 | 1304 | 0 | 0 | 0 | 0 | 0 | 0 | 0 | 0 | 1357.1729
8087 | 1134.4 | 0 | 0 | 0 | 0 | 0 | 0 | 0 | 0 | 1180.6572
8088 | 949.6 | 0 | 0 | 0 | 0 | 0 | 0 | 0 | 0 | 988.3216
8089 | 1222.4 | 0 | 0 | 0 | 0 | 0 | 0 | 1222.4 | 0 | 0
8090 | 851.2 | 0 | 0 | 0 | 0 | 0 | 0 | 851.2 | 0 | 0
8091 | 1256.8 | 0 | 0 | 0 | 0 | 0 | 0 | 1256.8 | 0 | 0
8092 | 1092.8 | 0 | 0 | 0 | 0 | 0 | 0 | 1092.8 | 0 | 0
8093 | 1028.8 | 0 | 0 | 0 | 0 | 0 | 0 | 1028.8 | 0 | 0
8094 | 1088.8 | 0 | 0 | 0 | 0 | 0 | 0 | 1088.8 | 0 | 0
8095 | 1353.6 | 105.13 | 376.2918 | 376.2918 | 0 | 0 | 0 | 0 | 0 | 1032.5037
8096 | 697.26 | 300.53 | 1407.1146 | 725.692 | -681.4226 | 0 | 0 | 0 | 0 | 0
8097 | 894.813 | 593.81 | 2774.8587 | 931.3006 | -1843.5581 | 0 | 0 | 0 | 0 | 0
8098 | 1264.732 | 788.49 | 3533.7494 | 1316.3027 | -2093.1229 | 0 | 124.3239 | 0 | 0 | 0
8099 | 1241.914 | 915.74 | 3958.7735 | 1292.5553 | -2093.1229 | 0 | 573.0954 | 0 | 0 | 0
8100 | 1308.586 | 972.72 | 4098.0909 | 1361.9449 | -2093.1229 | 0 | 643.0231 | 0 | 0 | 0
8101 | 1086.618 | 947.83 | 3969.9806 | 1130.9268 | -2026.4882 | 0 | 812.5657 | 0 | 0 | 0
8102 | 1312.456 | 846.4 | 3614.8437 | 1365.9737 | 0 | 0 | 2248.8699 | 0 | 0 | 0
8103 | 1471.833 | 681.53 | 3017.2463 | 1531.8496 | 0 | 0 | 1485.3966 | 0 | 0 | 0
8104 | 1659.084 | 444.82 | 2038.5789 | 1726.7361 | 0 | 0 | 311.8427 | 0 | 0 | 0
8105 | 1382.135 | 174 | 731.5297 | 731.5297 | 0 | 0 | 0 | 438.225 | 0 | 250.8699
8106 | 1357.739 | 3.91 | 0 | 0 | 0 | 0 | 0 | 0 | 0 | 1413.1032
8107 | 1292 | 0 | 0 | 0 | 0 | 0 | 0 | 0 | 0 | 1344.6836
8108 | 1217.6 | 0 | 0 | 0 | 0 | 0 | 0 | 0 | 0 | 1267.2498
8109 | 1288 | 0 | 0 | 0 | 0 | 0 | 0 | 0 | 0 | 1340.5205
8110 | 1356 | 0 | 0 | 0 | 0 | 0 | 0 | 0 | 0 | 1411.2933
8111 | 968.8 | 0 | 0 | 0 | 0 | 0 | 0 | 0 | 0 | 1008.3046
8112 | 1264 | 0 | 0 | 0 | 0 | 0 | 0 | 0 | 0 | 1315.5419
8113 | 1316.8 | 0 | 0 | 0 | 0 | 0 | 0 | 1316.8 | 0 | 0
8114 | 1169.6 | 0 | 0 | 0 | 0 | 0 | 0 | 1169.6 | 0 | 0
8115 | 1160.8 | 0 | 0 | 0 | 0 | 0 | 0 | 1160.8 | 0 | 0
8116 | 1196 | 0 | 0 | 0 | 0 | 0 | 0 | 1196 | 0 | 0
8117 | 840 | 0 | 0 | 0 | 0 | 0 | 0 | 840 | 0 | 0
8118 | 1152.8 | 0 | 0 | 0 | 0 | 0 | 0 | 1152.8 | 0 | 0
8119 | 706.4 | 100.89 | 354.6145 | 354.6145 | 0 | 0 | 0 | 0 | 0 | 380.5902
8120 | 959.437 | 346.95 | 1623.4734 | 998.5598 | -624.9136 | 0 | 0 | 0 | 0 | 0
8121 | 900.079 | 581.47 | 2723.002 | 936.7813 | -1786.2207 | 0 | 0 | 0 | 0 | 0
8122 | 1146.42 | 766.82 | 3437.9168 | 1193.1663 | -2093.1229 | 0 | 151.6276 | 0 | 0 | 0
8123 | 1422.593 | 892.33 | 3872.3485 | 1480.6007 | -2093.1229 | 0 | 298.6249 | 0 | 0 | 0
8124 | 1547.461 | 949.31 | 4063.0552 | 1610.5615 | -2093.1229 | 0 | 359.3709 | 0 | 0 | 0
8125 | 1494.729 | 893.54 | 3851.865 | 1555.6782 | -2093.1229 | 0 | 203.0639 | 0 | 0 | 0
8126 | 1257.696 | 828.67 | 3629.3791 | 1308.9819 | -47.2117 | 0 | 2273.1856 | 0 | 0 | 0
8127 | 1228.071 | 554.73 | 2506.9201 | 1278.1478 | 0 | 0 | 1228.7723 | 0 | 0 | 0
8128 | 1769.154 | 422.01 | 1952.0705 | 1841.2944 | 0 | 0 | 110.7761 | 0 | 0 | 0
8129 | 1953.371 | 181.6 | 766.9328 | 766.9328 | 0 | 0 | 0 | 1216.486 | 0 | 0
8130 | 1544.713 | 3.91 | 0 | 0 | 0 | 0 | 0 | 1544.713 | 0 | 0
8131 | 1589.6 | 0 | 0 | 0 | 0 | 0 | 0 | 0 | 0 | 1654.4188
8132 | 1320 | 0 | 0 | 0 | 0 | 0 | 0 | 0 | 0 | 1373.8254
8133 | 1744 | 0 | 0 | 0 | 0 | 0 | 0 | 0 | 0 | 1815.1147
8134 | 1516.8 | 0 | 0 | 0 | 0 | 0 | 0 | 0 | 0 | 1578.6502
8135 | 1599.2 | 0 | 0 | 0 | 0 | 0 | 0 | 0 | 0 | 1664.4102
8136 | 1542.4 | 0 | 0 | 0 | 0 | 0 | 0 | 617.718 | 0 | 962.3876
8137 | 1434.4 | 0 | 0 | 0 | 0 | 0 | 0 | 1434.4 | 0 | 0
8138 | 1324 | 0 | 0 | 0 | 0 | 0 | 0 | 1324 | 0 | 0
8139 | 1325.6 | 0 | 0 | 0 | 0 | 0 | 0 | 1325.6 | 0 | 0
8140 | 1516.8 | 0 | 0 | 0 | 0 | 0 | 0 | 1516.8 | 0 | 0
8141 | 1291.2 | 0 | 0 | 0 | 0 | 0 | 0 | 1291.2 | 0 | 0
8142 | 1542.4 | 0 | 0 | 0 | 0 | 0 | 0 | 1542.4 | 0 | 0
8143 | 1000.8 | 103.27 | 358.2604 | 358.2604 | 0 | 0 | 0 | 0 | 0 | 683.3491
8144 | 828.43 | 349.15 | 1629.1758 | 862.2107 | -766.9651 | 0 | 0 | 0 | 0 | 0
8145 | 1062.166 | 583.77 | 2731.7633 | 1105.4777 | -1626.2856 | 0 | 0 | 0 | 0 | 0
8146 | 1354.15 | 770.94 | 3464.1985 | 1409.3679 | -2054.8306 | 0 | 0 | 0 | 0 | 0
8147 | 1544.599 | 894.11 | 3882.776 | 1607.5818 | -2093.1229 | 0 | 182.0714 | 0 | 0 | 0
8148 | 1620.767 | 950.48 | 4056.9209 | 1686.8567 | -2093.1229 | 0 | 276.9413 | 0 | 0 | 0
8149 | 936.447 | 904.46 | 3860.722 | 974.6323 | -2093.1229 | 0 | 792.9668 | 0 | 0 | 0
8150 | 1379.589 | 559.44 | 2465.6772 | 1435.8442 | -103.3876 | 0 | 926.4454 | 0 | 0 | 0
8151 | 1282.753 | 527.73 | 2365.1559 | 1335.0596 | 0 | 0 | 1030.0963 | 0 | 0 | 0
8152 | 1281.053 | 350.61 | 1605.9998 | 1333.2902 | 0 | 0 | 272.7095 | 0 | 0 | 0
8153 | 1015.736 | 174.98 | 735.824 | 735.824 | 0 | 0 | 0 | 308.741 | 0 | 0
8154 | 1172.039 | 4.6 | 0 | 0 | 0 | 0 | 0 | 1172.039 | 0 | 0
8155 | 1207.2 | 0 | 0 | 0 | 0 | 0 | 0 | 0 | 0 | 1256.4257
8156 | 1226.4 | 0 | 0 | 0 | 0 | 0 | 0 | 0 | 0 | 1276.4087
8157 | 1287.2 | 0 | 0 | 0 | 0 | 0 | 0 | 0 | 0 | 1339.6879
8158 | 1448.8 | 0 | 0 | 0 | 0 | 0 | 0 | 0 | 0 | 1507.8774
8159 | 1248.8 | 0 | 0 | 0 | 0 | 0 | 0 | 0 | 0 | 1299.7221
8160 | 1272.8 | 0 | 0 | 0 | 0 | 0 | 0 | 1272.8 | 0 | 0
8161 | 1412 | 0 | 0 | 0 | 0 | 0 | 0 | 1412 | 0 | 0
8162 | 1366.4 | 0 | 0 | 0 | 0 | 0 | 0 | 1366.4 | 0 | 0
8163 | 1345.6 | 0 | 0 | 0 | 0 | 0 | 0 | 1345.6 | 0 | 0
8164 | 1445.6 | 0 | 0 | 0 | 0 | 0 | 0 | 1445.6 | 0 | 0
8165 | 1436 | 0 | 0 | 0 | 0 | 0 | 0 | 1436 | 0 | 0
8166 | 1366.4 | 0 | 0 | 0 | 0 | 0 | 0 | 1366.4 | 0 | 0
8167 | 1041.6 | 37.71 | 133.412 | 133.412 | 0 | 0 | 0 | 913.415 | 0 | 0
8168 | 1319.128 | 221.91 | 1028.251 | 1028.251 | 0 | 0 | 0 | 331.163 | 0 | 0
8169 | 889.005 | 398.78 | 1860.6685 | 925.2558 | -935.4127 | 0 | 0 | 0 | 0 | 0
8170 | 1469.341 | 480.48 | 2188.5163 | 1529.256 | -659.2603 | 0 | 0 | 0 | 0 | 0
8171 | 1714.76 | 640.26 | 2857.8347 | 1784.6824 | -1073.1522 | 0 | 0 | 0 | 0 | 0
8172 | 1647.544 | 652.97 | 2888.5178 | 1714.7256 | -1173.7922 | 0 | 0 | 0 | 0 | 0
8173 | 1465.729 | 439.97 | 1954.7932 | 1525.4967 | -429.2965 | 0 | 0 | 0 | 0 | 0
8174 | 1506.159 | 300.74 | 1338.6253 | 1338.6253 | 0 | 0 | 0 | 219.98 | 0 | 0
8175 | 1621.22 | 255.6 | 1144.2435 | 1144.2435 | 0 | 0 | 0 | 521.807 | 0 | 0
8176 | 1662.845 | 330.02 | 1517.2007 | 1517.2007 | 0 | 0 | 0 | 205.087 | 0 | 0
8177 | 1580.403 | 85.58 | 360.2274 | 360.2274 | 0 | 0 | 0 | 1234.289 | 0 | 0
8178 | 1155.725 | 2.94 | 0 | 0 | 0 | 0 | 0 | 1155.725 | 0 | 0
8179 | 1545.6 | 0 | 0 | 0 | 0 | 0 | 0 | 1545.6 | 0 | 0
8180 | 1300 | 0 | 0 | 0 | 0 | 0 | 0 | 1300 | 0 | 0
8181 | 1517.6 | 0 | 0 | 0 | 0 | 0 | 0 | 113.703 | 0 | 1461.1434
8182 | 1541.6 | 0 | 0 | 0 | 0 | 0 | 0 | 0 | 0 | 1604.4615
8183 | 1264.8 | 0 | 0 | 0 | 0 | 0 | 0 | 0 | 0 | 1316.3745
8184 | 1515.2 | 0 | 0 | 0 | 0 | 0 | 0 | 0 | 0 | 1576.985
8185 | 1142.4 | 0 | 0 | 0 | 0 | 0 | 0 | 1142.4 | 0 | 0
8186 | 1111.2 | 0 | 0 | 0 | 0 | 0 | 0 | 1111.2 | 0 | 0
8187 | 1584.8 | 0 | 0 | 0 | 0 | 0 | 0 | 1584.8 | 0 | 0
8188 | 1384 | 0 | 0 | 0 | 0 | 0 | 0 | 1384 | 0 | 0
8189 | 1290.4 | 0 | 0 | 0 | 0 | 0 | 0 | 1290.4 | 0 | 0
8190 | 1424 | 0 | 0 | 0 | 0 | 0 | 0 | 1424 | 0 | 0
8191 | 1168.8 | 85.77 | 289.8605 | 289.8605 | 0 | 0 | 0 | 0 | 0 | 926.5994
8192 | 1085.638 | 243.67 | 1125.7625 | 1125.7625 | 0 | 0 | 0 | 0 | 0 | 4.1444
8193 | 1060.777 | 492.06 | 2290.579 | 1104.0321 | -1186.547 | 0 | 0 | 0 | 0 | 0
8194 | 1138.269 | 616.22 | 2773.9054 | 1184.684 | -1589.2214 | 0 | 0 | 0 | 0 | 0
8195 | 1033.825 | 757.41 | 3326.0916 | 1075.98 | -2093.1229 | 0 | 156.9887 | 0 | 0 | 0
8196 | 1090.429 | 813.17 | 3525.085 | 1134.8922 | -2093.1229 | 0 | 297.07 | 0 | 0 | 0
8197 | 1135.24 | 719.85 | 3144.2179 | 1181.5314 | -1962.6865 | 0 | 0 | 0 | 0 | 0
8198 | 1171.847 | 530.58 | 2361.024 | 1219.6312 | -1141.3928 | 0 | 0 | 0 | 0 | 0
8199 | 1104.482 | 256.09 | 1148.4764 | 1148.4764 | 0 | 0 | 0 | 0 | 0 | 1.0429
8200 | 224.458 | 175.92 | 790.8759 | 233.6107 | -557.2652 | 0 | 0 | 0 | 0 | 0
8201 | 183.44 | 85.9 | 364.9702 | 190.9201 | -174.0501 | 0 | 0 | 0 | 0 | 0
8202 | 160.064 | 2.94 | 0 | 0 | 0 | 0 | 0 | 0 | 0 | 166.5909
8203 | 206.4 | 0 | 0 | 0 | 0 | 0 | 0 | 0 | 0 | 214.8163
8204 | 149.6 | 0 | 0 | 0 | 0 | 0 | 0 | 0 | 0 | 155.7002
8205 | 116 | 0 | 0 | 0 | 0 | 0 | 0 | 0 | 0 | 120.7301
8206 | 109.6 | 0 | 0 | 0 | 0 | 0 | 0 | 0 | 0 | 114.0691
8207 | 99.2 | 0 | 0 | 0 | 0 | 0 | 0 | 0 | 0 | 103.2451
8208 | 108.8 | 0 | 0 | 0 | 0 | 0 | 0 | 0 | 0 | 113.2365
8209 | 100.8 | 0 | 0 | 0 | 0 | 0 | 0 | 0 | 0 | 104.9103
8210 | 109.6 | 0 | 0 | 0 | 0 | 0 | 0 | 0 | 0 | 114.0691
8211 | 100 | 0 | 0 | 0 | 0 | 0 | 0 | 0 | 0 | 104.0777
8212 | 104 | 0 | 0 | 0 | 0 | 0 | 0 | 0 | 0 | 108.2408
8213 | 93.6 | 0 | 0 | 0 | 0 | 0 | 0 | 0 | 0 | 97.4167
8214 | 101.6 | 0 | 0 | 0 | 0 | 0 | 0 | 0 | 0 | 105.7429
8215 | 93.6 | 60.06 | 210.6137 | 97.4167 | -113.197 | 0 | 0 | 0 | 0 | 0
8216 | 100.012 | 103.92 | 461.0849 | 104.0902 | -356.9948 | 0 | 0 | 0 | 0 | 0
8217 | 218.574 | 360.99 | 1663.6307 | 227.4867 | -1370.447 | 0 | 65.697 | 0 | 0 | 0
8218 | 955.563 | 592.93 | 2645.512 | 994.5278 | 0 | 0 | 1650.9842 | 0 | 0 | 0
8219 | 1162.174 | 506.07 | 2225.9749 | 1209.5637 | 0 | 0 | 1016.4112 | 0 | 0 | 0
8220 | 1591.079 | 506.03 | 2214.5586 | 1655.9581 | 0 | 0 | 558.6005 | 0 | 0 | 0
8221 | 1379.816 | 617.47 | 2693.3211 | 1436.0805 | 0 | 0 | 1257.2407 | 0 | 0 | 0
8222 | 1610.809 | 601.56 | 2650.3808 | 1676.4926 | 0 | 0 | 973.8882 | 0 | 0 | 0
8223 | 1808.052 | 294.51 | 1320.7686 | 1320.7686 | 0 | 0 | 0 | 539.03 | 0 | 0
8224 | 2055.558 | 289.04 | 1319.7372 | 1319.7372 | 0 | 0 | 0 | 787.527 | 0 | 0
8225 | 1608.955 | 108.6 | 457.5172 | 457.5172 | 0 | 0 | 0 | 1169.363 | 0 | 0
8226 | 1527.332 | 1.96 | 0 | 0 | 0 | 0 | 0 | 1527.332 | 0 | 0
8227 | 1779.2 | 0 | 0 | 0 | 0 | 0 | 0 | 0 | 0 | 1851.7501
8228 | 1836.8 | 0 | 0 | 0 | 0 | 0 | 0 | 0 | 0 | 1911.6988
8229 | 1579.2 | 0 | 0 | 0 | 0 | 0 | 0 | 0 | 0 | 1643.5947
8230 | 1553.6 | 0 | 0 | 0 | 0 | 0 | 0 | 0 | 0 | 1616.9508
8231 | 1396 | 0 | 0 | 0 | 0 | 0 | 0 | 0 | 0 | 1452.9244
8232 | 1387.2 | 0 | 0 | 0 | 0 | 0 | 0 | 1387.2 | 0 | 0
8233 | 1321.6 | 0 | 0 | 0 | 0 | 0 | 0 | 1321.6 | 0 | 0
8234 | 1526.4 | 0 | 0 | 0 | 0 | 0 | 0 | 1526.4 | 0 | 0
8235 | 1572 | 0 | 0 | 0 | 0 | 0 | 0 | 1572 | 0 | 0
8236 | 1433.6 | 0 | 0 | 0 | 0 | 0 | 0 | 1433.6 | 0 | 0
8237 | 1316 | 0 | 0 | 0 | 0 | 0 | 0 | 1316 | 0 | 0
8238 | 1384.8 | 0 | 0 | 0 | 0 | 0 | 0 | 1384.8 | 0 | 0
8239 | 1184.8 | 31.38 | 104.2754 | 0 | -104.2754 | 0 | 0 | 1184.8 | 0 | 0
8240 | 1308.643 | 156.67 | 712.24 | 0 | -712.24 | 0 | 0 | 1308.643 | 0 | 0
8241 | 1418.787 | 465.11 | 2160.4361 | 67.3133 | -2093.1229 | 0 | 0 | 1354.111 | 0 | 0
8242 | 1582.275 | 730.82 | 3282.5174 | 1189.3945 | -2093.1229 | 0 | 0 | 439.48 | 0 | 0
8243 | 1549.679 | 872.74 | 3801.6287 | 1612.8699 | -2093.1229 | 0 | 95.6359 | 0 | 0 | 0
8244 | 1523.622 | 601.51 | 2650.8012 | 557.6784 | -2093.1229 | 0 | 0 | 987.793 | 0 | 0
8245 | 1514.182 | 365.97 | 1611.9364 | 1367.0489 | -244.8875 | 0 | 0 | 200.693 | 0 | 0
8246 | 1331.149 | 221.47 | 977.9357 | 977.9357 | 0 | 0 | 0 | 391.528 | 0 | 0
8247 | 1245.736 | 39.23 | 145.4277 | 145.4277 | 0 | 0 | 0 | 1106.006 | 0 | 0
8248 | 1236.827 | 50.98 | 201.9555 | 201.9555 | 0 | 0 | 0 | 1042.784 | 0 | 0
8249 | 1300.328 | 66.5 | 274.558 | 274.558 | 0 | 0 | 0 | 1036.527 | 0 | 0
8250 | 1367.211 | 2.94 | 0 | 0 | 0 | 0 | 0 | 1367.211 | 0 | 0
8251 | 1213.6 | 0 | 0 | 0 | 0 | 0 | 0 | 0 | 0 | 1263.0867
8252 | 1144.8 | 0 | 0 | 0 | 0 | 0 | 0 | 0 | 0 | 1191.4813
8253 | 1432 | 0 | 0 | 0 | 0 | 0 | 0 | 0 | 0 | 1490.3924
8254 | 1488.8 | 0 | 0 | 0 | 0 | 0 | 0 | 0 | 0 | 1549.5085
8255 | 1432.8 | 0 | 0 | 0 | 0 | 0 | 0 | 0 | 0 | 1491.225
8256 | 1107.2 | 0 | 0 | 0 | 0 | 0 | 0 | 1107.2 | 0 | 0
8257 | 1325.6 | 0 | 0 | 0 | 0 | 0 | 0 | 1325.6 | 0 | 0
8258 | 1274.4 | 0 | 0 | 0 | 0 | 0 | 0 | 1274.4 | 0 | 0
8259 | 1459.2 | 0 | 0 | 0 | 0 | 0 | 0 | 1459.2 | 0 | 0
8260 | 1384.8 | 0 | 0 | 0 | 0 | 0 | 0 | 1384.8 | 0 | 0
8261 | 1256 | 0 | 0 | 0 | 0 | 0 | 0 | 1256 | 0 | 0
8262 | 1425.6 | 0 | 0 | 0 | 0 | 0 | 0 | 1425.6 | 0 | 0
8263 | 991.2 | 57.91 | 196.762 | 0 | -196.762 | 0 | 0 | 991.2 | 0 | 0
8264 | 982.402 | 226.07 | 1034.7746 | 0 | -1034.7746 | 0 | 0 | 982.402 | 0 | 0
8265 | 1106.567 | 526.87 | 2429.8797 | 457.9283 | -1971.9515 | 0 | 0 | 666.581 | 0 | 0
8266 | 1162.384 | 476.21 | 2134.2023 | 1209.7823 | -924.42 | 0 | 0 | 0 | 0 | 0
8267 | 957.501 | 501.36 | 2216.2613 | 996.5448 | -1219.7165 | 0 | 0 | 0 | 0 | 0
8268 | 1301.609 | 616.41 | 2699.4253 | 1354.6844 | -1344.7409 | 0 | 0 | 0 | 0 | 0
8269 | 1278.001 | 532.39 | 2347.5324 | 1330.1138 | -1017.4186 | 0 | 0 | 0 | 0 | 0
8270 | 1638.085 | 396.68 | 1769.4173 | 1704.8809 | -64.5365 | 0 | 0 | 0 | 0 | 0
8271 | 1340.07 | 34.32 | 123.9919 | 123.9919 | 0 | 0 | 0 | 1220.936 | 0 | 0
8272 | 1262.195 | 96.5 | 415.0462 | 415.0462 | 0 | 0 | 0 | 863.41 | 0 | 0
8273 | 1317.571 | 8.81 | 12.3759 | 12.3759 | 0 | 0 | 0 | 1305.68 | 0 | 0
8274 | 1073.537 | 0.98 | 0 | 0 | 0 | 0 | 0 | 1073.537 | 0 | 0
8275 | 968 | 0 | 0 | 0 | 0 | 0 | 0 | 0 | 0 | 1007.4719
8276 | 1704.8 | 0 | 0 | 0 | 0 | 0 | 0 | 0 | 0 | 1774.3163
8277 | 1280 | 0 | 0 | 0 | 0 | 0 | 0 | 0 | 0 | 1332.1943
8278 | 953.6 | 0 | 0 | 0 | 0 | 0 | 0 | 0 | 0 | 992.4848
8279 | 1074.4 | 0 | 0 | 0 | 0 | 0 | 0 | 0 | 0 | 1118.2106
8280 | 1128 | 0 | 0 | 0 | 0 | 0 | 0 | 1128 | 0 | 0
8281 | 1326.4 | 0 | 0 | 0 | 0 | 0 | 0 | 1326.4 | 0 | 0
8282 | 1213.6 | 0 | 0 | 0 | 0 | 0 | 0 | 1213.6 | 0 | 0
8283 | 932 | 0 | 0 | 0 | 0 | 0 | 0 | 932 | 0 | 0
8284 | 1318.4 | 0 | 0 | 0 | 0 | 0 | 0 | 1318.4 | 0 | 0
8285 | 1150.4 | 0 | 0 | 0 | 0 | 0 | 0 | 1150.4 | 0 | 0
8286 | 1121.6 | 0 | 0 | 0 | 0 | 0 | 0 | 1121.6 | 0 | 0
8287 | 1252.8 | 68.6 | 230.0595 | 0 | -230.0595 | 0 | 0 | 1252.8 | 0 | 0
8288 | 1217.408 | 233.01 | 1055.7557 | 0 | -1055.7557 | 0 | 0 | 1217.408 | 0 | 0
8289 | 1302.102 | 513.36 | 2331.7615 | 777.403 | -1554.3585 | 0 | 0 | 555.156 | 0 | 0
8290 | 1274.013 | 414.65 | 1841.0426 | 1325.9632 | -515.0794 | 0 | 0 | 0 | 0 | 0
8291 | 1359.024 | 381.27 | 1692.3884 | 1414.4406 | -277.9478 | 0 | 0 | 0 | 0 | 0
8292 | 1360.939 | 722.65 | 3097.8305 | 1416.4337 | -1681.3968 | 0 | 0 | 0 | 0 | 0
8293 | 1309.39 | 448.95 | 1974.0174 | 1362.7827 | -611.2347 | 0 | 0 | 0 | 0 | 0
8294 | 1346.761 | 484.61 | 2149.6183 | 1401.6776 | -747.9407 | 0 | 0 | 0 | 0 | 0
8295 | 1666.961 | 261.88 | 1175.4544 | 1175.4544 | 0 | 0 | 0 | 537.56 | 0 | 0
8296 | 1629.508 | 95.6 | 412.2153 | 412.2153 | 0 | 0 | 0 | 1233.443 | 0 | 0
8297 | 1510.972 | 9.79 | 16.5556 | 16.5556 | 0 | 0 | 0 | 1495.065 | 0 | 0
8298 | 1715.055 | 0.98 | 0 | 0 | 0 | 0 | 0 | 1715.055 | 0 | 0
8299 | 1569.6 | 0 | 0 | 0 | 0 | 0 | 0 | 0 | 0 | 1633.6033
8300 | 1138.4 | 0 | 0 | 0 | 0 | 0 | 0 | 0 | 0 | 1184.8203
8301 | 1421.6 | 0 | 0 | 0 | 0 | 0 | 0 | 0 | 0 | 1479.5683
8302 | 1424.8 | 0 | 0 | 0 | 0 | 0 | 0 | 0 | 0 | 1482.8988
8303 | 1243.2 | 0 | 0 | 0 | 0 | 0 | 0 | 0 | 0 | 1293.8937
8304 | 1226.4 | 0 | 0 | 0 | 0 | 0 | 0 | 1226.4 | 0 | 0
8305 | 871.2 | 0 | 0 | 0 | 0 | 0 | 0 | 871.2 | 0 | 0
8306 | 1341.6 | 0 | 0 | 0 | 0 | 0 | 0 | 1341.6 | 0 | 0
8307 | 1340 | 0 | 0 | 0 | 0 | 0 | 0 | 1340 | 0 | 0
8308 | 1356 | 0 | 0 | 0 | 0 | 0 | 0 | 1356 | 0 | 0
8309 | 1612 | 0 | 0 | 0 | 0 | 0 | 0 | 1612 | 0 | 0
8310 | 1690.4 | 0 | 0 | 0 | 0 | 0 | 0 | 1690.4 | 0 | 0
8311 | 1544.8 | 74.93 | 246.4903 | 246.4903 | 0 | 0 | 0 | 1307.967 | 0 | 0
8312 | 1215.149 | 309.6 | 1407.1094 | 1264.6989 | -142.4105 | 0 | 0 | 0 | 0 | 0
8313 | 1492.134 | 543.38 | 2479.1033 | 1552.9784 | -926.1248 | 0 | 0 | 0 | 0 | 0
8314 | 1882.658 | 634.12 | 2795.3776 | 1959.4268 | -835.9509 | 0 | 0 | 0 | 0 | 0
8315 | 1450.765 | 581.55 | 2535.1262 | 1509.9225 | -1025.2037 | 0 | 0 | 0 | 0 | 0
8316 | 1737.05 | 438.67 | 1910.7205 | 1807.8813 | -102.8392 | 0 | 0 | 0 | 0 | 0
8317 | 1360.505 | 569.12 | 2446.3271 | 1415.982 | -1030.3451 | 0 | 0 | 0 | 0 | 0
8318 | 1346.552 | 600.16 | 2589.8482 | 1401.4601 | -1188.3881 | 0 | 0 | 0 | 0 | 0
8319 | 1602.583 | 201.37 | 885.4617 | 885.4617 | 0 | 0 | 0 | 751.813 | 0 | 0
8320 | 1371.928 | 125.3 | 545.8489 | 545.8489 | 0 | 0 | 0 | 847.465 | 0 | 0
8321 | 1617.23 | 59.24 | 240.6318 | 240.6318 | 0 | 0 | 0 | 1386.026 | 0 | 0
8322 | 1416.264 | 2.94 | 0 | 0 | 0 | 0 | 0 | 1416.264 | 0 | 0
8323 | 1540.8 | 0 | 0 | 0 | 0 | 0 | 0 | 0 | 0 | 1603.6289
8324 | 1249.6 | 0 | 0 | 0 | 0 | 0 | 0 | 0 | 0 | 1300.5547
8325 | 1344 | 0 | 0 | 0 | 0 | 0 | 0 | 0 | 0 | 1398.804
8326 | 1529.6 | 0 | 0 | 0 | 0 | 0 | 0 | 0 | 0 | 1591.9722
8327 | 1204 | 0 | 0 | 0 | 0 | 0 | 0 | 0 | 0 | 1253.0953
8328 | 1254.4 | 0 | 0 | 0 | 0 | 0 | 0 | 1254.4 | 0 | 0
8329 | 1176.8 | 0 | 0 | 0 | 0 | 0 | 0 | 1176.8 | 0 | 0
8330 | 1458.4 | 0 | 0 | 0 | 0 | 0 | 0 | 1458.4 | 0 | 0
8331 | 1106.4 | 0 | 0 | 0 | 0 | 0 | 0 | 1106.4 | 0 | 0
8332 | 1453.6 | 0 | 0 | 0 | 0 | 0 | 0 | 1453.6 | 0 | 0
8333 | 1477.6 | 0 | 0 | 0 | 0 | 0 | 0 | 1477.6 | 0 | 0
8334 | 1080 | 0 | 0 | 0 | 0 | 0 | 0 | 1080 | 0 | 0
8335 | 1225.6 | 66.12 | 218.457 | 218.457 | 0 | 0 | 0 | 1015.702 | 0 | 0
8336 | 918.666 | 238.97 | 1089.6288 | 956.1263 | -133.5025 | 0 | 0 | 0 | 0 | 0
8337 | 1374.39 | 543.91 | 2519.9381 | 1430.4332 | -1089.5049 | 0 | 0 | 0 | 0 | 0
8338 | 1560.354 | 637.58 | 2878.5399 | 1623.9802 | -1254.5596 | 0 | 0 | 0 | 0 | 0
8339 | 1797.136 | 656.57 | 2909.0679 | 1870.4174 | -1038.6505 | 0 | 0 | 0 | 0 | 0
8340 | 1185.147 | 689.88 | 3025.408 | 1233.4735 | -1791.9345 | 0 | 0 | 0 | 0 | 0
8341 | 1448.412 | 626.36 | 2754.6989 | 1507.4736 | -1247.2253 | 0 | 0 | 0 | 0 | 0
8342 | 1481.714 | 581.63 | 2582.7011 | 1542.1335 | -1040.5676 | 0 | 0 | 0 | 0 | 0
8343 | 915.477 | 459.11 | 2071.3488 | 952.8072 | -1118.5416 | 0 | 0 | 0 | 0 | 0
8344 | 1225.411 | 307.24 | 1411.0186 | 1275.3793 | -135.6392 | 0 | 0 | 0 | 0 | 0
8345 | 1517.155 | 100.11 | 426.8527 | 426.8527 | 0 | 0 | 0 | 1107.026 | 0 | 0
8346 | 1563.602 | 3.91 | 0 | 0 | 0 | 0 | 0 | 1563.602 | 0 | 0
8347 | 1392 | 0 | 0 | 0 | 0 | 0 | 0 | 1392 | 0 | 0
8348 | 1641.6 | 0 | 0 | 0 | 0 | 0 | 0 | 621.809 | 0 | 1061.3748
8349 | 1546.4 | 0 | 0 | 0 | 0 | 0 | 0 | 0 | 0 | 1609.4572
8350 | 1494.4 | 0 | 0 | 0 | 0 | 0 | 0 | 0 | 0 | 1555.3368
8351 | 1361.6 | 0 | 0 | 0 | 0 | 0 | 0 | 0 | 0 | 1417.1217
8352 | 1280.8 | 0 | 0 | 0 | 0 | 0 | 0 | 0 | 0 | 1333.0269
8353 | 1408 | 0 | 0 | 0 | 0 | 0 | 0 | 1408 | 0 | 0
8354 | 1036.8 | 0 | 0 | 0 | 0 | 0 | 0 | 1036.8 | 0 | 0
8355 | 1119.2 | 0 | 0 | 0 | 0 | 0 | 0 | 1119.2 | 0 | 0
8356 | 1168 | 0 | 0 | 0 | 0 | 0 | 0 | 1168 | 0 | 0
8357 | 1204.8 | 0 | 0 | 0 | 0 | 0 | 0 | 1204.8 | 0 | 0
8358 | 1127.2 | 0 | 0 | 0 | 0 | 0 | 0 | 1127.2 | 0 | 0
8359 | 1190.4 | 81.32 | 262.8898 | 262.8898 | 0 | 0 | 0 | 0 | 0 | 976.0509
8360 | 210.344 | 321.55 | 1455.1818 | 218.9212 | -1236.2607 | 0 | 0 | 0 | 0 | 0
8361 | 101.182 | 556.12 | 2558.9496 | 105.3068 | -2093.1229 | 0 | 360.5199 | 0 | 0 | 0
8362 | 0 | 529.89 | 2387.3234 | -0.0010408 | -2093.1229 | 0 | 294.2016 | 0 | 0 | 0
8363 | 0 | 333.11 | 1480.8693 | 0 | -1480.8693 | 0 | 0 | 0 | 0 | 0
8364 | 0 | 452.11 | 2005.8329 | 0 | -2005.8329 | 0 | 0 | 0 | 0 | 0
8365 | 0 | 454.25 | 2020.4943 | 0 | -1921.6289 | 0 | 98.8655 | 0 | 0 | 0
8366 | 0 | 689.65 | 3062.4472 | 0 | 0 | 0 | 3062.4472 | 0 | 0 | 0
8367 | 0 | 498.07 | 2253.5638 | 0 | 0 | 0 | 2253.5638 | 0 | 0 | 0
8368 | 0 | 266.17 | 1214.4242 | 0 | 0 | 0 | 1214.4242 | 0 | 0 | 0
8369 | 0 | 97.58 | 415.3574 | 0 | 0 | 0 | 415.3574 | 0 | 0 | 0
8370 | 0 | 3.91 | 0 | 0 | 0 | 0 | 0 | 0 | 0 | 0
8371 | 0 | 0 | 0 | 0 | 0 | 0 | 0 | 0 | 0 | 0
8372 | 0 | 0 | 0 | 0 | 0 | 0 | 0 | 0 | 0 | 0
8373 | 137.6 | 0 | 0 | 0 | 0 | 0 | 0 | 0 | 0 | 143.2109
8374 | 224 | 0 | 0 | 0 | 0 | 0 | 0 | 0 | 0 | 233.134
8375 | 279.2 | 0 | 0 | 0 | 0 | 0 | 0 | 0 | 0 | 290.5849
8376 | 275.2 | 0 | 0 | 0 | 0 | 0 | 0 | 0 | 0 | 286.4218
8377 | 272 | 0 | 0 | 0 | 0 | 0 | 0 | 0 | 0 | 283.0913
8378 | 291.2 | 0 | 0 | 0 | 0 | 0 | 0 | 0 | 0 | 303.0742
8379 | 199.2 | 0 | 0 | 0 | 0 | 0 | 0 | 0 | 0 | 207.3227
8380 | 207.2 | 0 | 0 | 0 | 0 | 0 | 0 | 0 | 0 | 215.649
8381 | 285.6 | 0 | 0 | 0 | 0 | 0 | 0 | 0 | 0 | 297.2459
8382 | 264 | 0 | 0 | 0 | 0 | 0 | 0 | 0 | 0 | 274.7651
8383 | 318.4 | 52.93 | 174.8578 | 174.8578 | 0 | 0 | 0 | 0 | 0 | 156.5255
8384 | 138.494 | 323.49 | 1467.5817 | 144.1413 | -1323.4403 | 0 | 0 | 0 | 0 | 0
8385 | 740.535 | 559.43 | 2580.4947 | 770.7316 | -1671.3793 | 0 | 138.3838 | 0 | 0 | 0
8386 | 1328.616 | 648.88 | 2893.807 | 1382.7927 | 0 | 0 | 1511.0143 | 0 | 0 | 0
8387 | 1321.969 | 852.48 | 3695.5777 | 1375.8747 | 0 | 0 | 2319.7031 | 0 | 0 | 0
8388 | 1360.73 | 842.42 | 3635.0087 | 1416.2162 | 0 | 0 | 2218.7925 | 0 | 0 | 0
8389 | 1345.146 | 660.2 | 2901.9261 | 1399.9967 | 0 | 0 | 1501.9294 | 0 | 0 | 0
8390 | 1049.667 | 540.38 | 2401.2053 | 1092.4691 | 0 | 0 | 1308.7362 | 0 | 0 | 0
8391 | 978.516 | 479.21 | 2171.4455 | 1018.4167 | 0 | 0 | 1153.0287 | 0 | 0 | 0
8392 | 1113.713 | 151.87 | 672.6821 | 672.6821 | 0 | 0 | 0 | 467.386 | 0 | 0
8393 | 1271.929 | 33.31 | 121.6345 | 121.6345 | 0 | 0 | 0 | 1155.06 | 0 | 0
8394 | 1081.973 | 1.96 | 0 | 0 | 0 | 0 | 0 | 52.7 | 0 | 1071.2435
8395 | 1176.8 | 0 | 0 | 0 | 0 | 0 | 0 | 0 | 0 | 1224.7861
8396 | 942.4 | 0 | 0 | 0 | 0 | 0 | 0 | 0 | 0 | 980.828
8397 | 892.8 | 0 | 0 | 0 | 0 | 0 | 0 | 0 | 0 | 929.2055
8398 | 998.4 | 0 | 0 | 0 | 0 | 0 | 0 | 0 | 0 | 1039.1116
8399 | 1292 | 0 | 0 | 0 | 0 | 0 | 0 | 0 | 0 | 1344.6836
8400 | 1080.8 | 0 | 0 | 0 | 0 | 0 | 0 | 0 | 0 | 1124.8716
8401 | 1272.8 | 0 | 0 | 0 | 0 | 0 | 0 | 1272.8 | 0 | 0
8402 | 1246.4 | 0 | 0 | 0 | 0 | 0 | 0 | 1246.4 | 0 | 0
8403 | 1290.4 | 0 | 0 | 0 | 0 | 0 | 0 | 1290.4 | 0 | 0
8404 | 856 | 0 | 0 | 0 | 0 | 0 | 0 | 856 | 0 | 0
8405 | 1009.6 | 0 | 0 | 0 | 0 | 0 | 0 | 1009.6 | 0 | 0
8406 | 1304.8 | 0 | 0 | 0 | 0 | 0 | 0 | 1304.8 | 0 | 0
8407 | 1032.8 | 61.69 | 199.749 | 199.749 | 0 | 0 | 0 | 0 | 0 | 875.1653
8408 | 1361.032 | 275.11 | 1256.1041 | 1256.1041 | 0 | 0 | 0 | 0 | 0 | 160.4264
8409 | 1132.013 | 420.5 | 1948.0053 | 1178.1729 | -769.8324 | 0 | 0 | 0 | 0 | 0
8410 | 1598.971 | 593.45 | 2682.8936 | 1664.1719 | -1018.7217 | 0 | 0 | 0 | 0 | 0
8411 | 1537.183 | 859.91 | 3805.6222 | 1599.8644 | -2093.1229 | 0 | 112.6349 | 0 | 0 | 0
8412 | 1425.846 | 940.51 | 4123.6055 | 1483.9874 | -2093.1229 | 0 | 546.4952 | 0 | 0 | 0
8413 | 1392.659 | 892.95 | 3920.5406 | 1449.4461 | -2093.1229 | 0 | 377.9716 | 0 | 0 | 0
8414 | 1295.781 | 487.18 | 2196.1379 | 1348.6188 | -847.5191 | 0 | 0 | 0 | 0 | 0
8415 | 1618.778 | 555.6 | 2507.5071 | 1684.7866 | -822.7205 | 0 | 0 | 0 | 0 | 0
8416 | 1607.397 | 350.06 | 1607.589 | 1607.589 | 0 | 0 | 0 | 62.792 | 0 | 0
8417 | 1627.259 | 46.07 | 180.1647 | 180.1647 | 0 | 0 | 0 | 1454.153 | 0 | 0
8418 | 1365.124 | 2.94 | 0 | 0 | 0 | 0 | 0 | 1365.124 | 0 | 0
8419 | 1428 | 0 | 0 | 0 | 0 | 0 | 0 | 0 | 0 | 1486.2293
8420 | 1173.6 | 0 | 0 | 0 | 0 | 0 | 0 | 0 | 0 | 1221.4556
8421 | 1508 | 0 | 0 | 0 | 0 | 0 | 0 | 0 | 0 | 1569.4914
8422 | 1451.2 | 0 | 0 | 0 | 0 | 0 | 0 | 0 | 0 | 1510.3753
8423 | 1724 | 0 | 0 | 0 | 0 | 0 | 0 | 0 | 0 | 1794.2992
8424 | 1598.4 | 0 | 0 | 0 | 0 | 0 | 0 | 1598.4 | 0 | 0
8425 | 1463.2 | 0 | 0 | 0 | 0 | 0 | 0 | 1463.2 | 0 | 0
8426 | 1581.6 | 0 | 0 | 0 | 0 | 0 | 0 | 1581.6 | 0 | 0
8427 | 1542.4 | 0 | 0 | 0 | 0 | 0 | 0 | 1542.4 | 0 | 0
8428 | 1321.6 | 0 | 0 | 0 | 0 | 0 | 0 | 1321.6 | 0 | 0
8429 | 1266.4 | 0 | 0 | 0 | 0 | 0 | 0 | 1266.4 | 0 | 0
8430 | 1100 | 0 | 0 | 0 | 0 | 0 | 0 | 1100 | 0 | 0
8431 | 1120 | 66.76 | 215.4346 | 215.4346 | 0 | 0 | 0 | 913.006 | 0 | 0
8432 | 977.25 | 253.67 | 1165.1881 | 1017.0991 | -148.089 | 0 | 0 | 0 | 0 | 0
8433 | 1164.458 | 446.58 | 2078.9641 | 1211.9409 | -867.0233 | 0 | 0 | 0 | 0 | 0
8434 | 1811.107 | 594.87 | 2688.8593 | 1884.9581 | -803.9012 | 0 | 0 | 0 | 0 | 0
8435 | 1589.091 | 731.6 | 3233.8455 | 1653.889 | -1579.9564 | 0 | 0 | 0 | 0 | 0
8436 | 1463.659 | 720.34 | 3167.2024 | 1523.3423 | -1643.8601 | 0 | 0 | 0 | 0 | 0
8437 | 1438.004 | 638.71 | 2816.3285 | 1496.6412 | -1319.6873 | 0 | 0 | 0 | 0 | 0
8438 | 1439.024 | 509.14 | 2267.9557 | 1497.7028 | -770.2529 | 0 | 0 | 0 | 0 | 0
8439 | 1791.185 | 237.81 | 1059.5274 | 1059.5274 | 0 | 0 | 0 | 773.169 | 0 | 0
8440 | 1612.223 | 143.15 | 631.4039 | 631.4039 | 0 | 0 | 0 | 1005.557 | 0 | 0
8441 | 1277.059 | 24.49 | 81.7176 | 81.7176 | 0 | 0 | 0 | 1198.543 | 0 | 0
8442 | 1399.92 | 1.96 | 0 | 0 | 0 | 0 | 0 | 1399.92 | 0 | 0
8443 | 1373.6 | 0 | 0 | 0 | 0 | 0 | 0 | 0 | 0 | 1429.611
8444 | 1170.4 | 0 | 0 | 0 | 0 | 0 | 0 | 0 | 0 | 1218.1252
8445 | 1194.4 | 0 | 0 | 0 | 0 | 0 | 0 | 0 | 0 | 1243.1038
8446 | 1397.6 | 0 | 0 | 0 | 0 | 0 | 0 | 0 | 0 | 1454.5896
8447 | 1476 | 0 | 0 | 0 | 0 | 0 | 0 | 0 | 0 | 1536.1865
8448 | 1419.2 | 0 | 0 | 0 | 0 | 0 | 0 | 1419.2 | 0 | 0
8449 | 1497.6 | 0 | 0 | 0 | 0 | 0 | 0 | 1497.6 | 0 | 0
8450 | 1310.4 | 0 | 0 | 0 | 0 | 0 | 0 | 1310.4 | 0 | 0
8451 | 1341.6 | 0 | 0 | 0 | 0 | 0 | 0 | 1341.6 | 0 | 0
8452 | 1416 | 0 | 0 | 0 | 0 | 0 | 0 | 1416 | 0 | 0
8453 | 957.6 | 0 | 0 | 0 | 0 | 0 | 0 | 957.6 | 0 | 0
8454 | 1168 | 0 | 0 | 0 | 0 | 0 | 0 | 1168 | 0 | 0
8455 | 1116.8 | 70.85 | 230.3177 | 230.3177 | 0 | 0 | 0 | 895.506 | 0 | 0
8456 | 1100.114 | 267.27 | 1226.2963 | 1144.9731 | -81.3232 | 0 | 0 | 0 | 0 | 0
8457 | 1505.134 | 451.1 | 2103.9688 | 1566.5085 | -537.4603 | 0 | 0 | 0 | 0 | 0
8458 | 1372.623 | 595.54 | 2700.7263 | 1428.5942 | -1272.1321 | 0 | 0 | 0 | 0 | 0
8459 | 1730.814 | 676.3 | 3005.8113 | 1801.391 | -1204.4202 | 0 | 0 | 0 | 0 | 0
8460 | 1451.75 | 672.88 | 2971.0993 | 1510.9477 | -1460.1516 | 0 | 0 | 0 | 0 | 0
8461 | 1419.609 | 485.51 | 2157.5875 | 1477.4961 | -680.0914 | 0 | 0 | 0 | 0 | 0
8462 | 1566.858 | 594.47 | 2639.1862 | 1630.7494 | -1008.4367 | 0 | 0 | 0 | 0 | 0
8463 | 1497.729 | 440.64 | 1987.0406 | 1558.8016 | -428.2391 | 0 | 0 | 0 | 0 | 0
8464 | 1156.838 | 303.14 | 1388.8261 | 1204.0101 | -184.8159 | 0 | 0 | 0 | 0 | 0
8465 | 1305.359 | 102.76 | 442.0887 | 442.0887 | 0 | 0 | 0 | 880.591 | 0 | 0
8466 | 1419.829 | 4.89 | 0 | 0 | 0 | 0 | 0 | 1419.829 | 0 | 0
8467 | 1196 | 0 | 0 | 0 | 0 | 0 | 0 | 0 | 0 | 1244.769
8468 | 1183.2 | 0 | 0 | 0 | 0 | 0 | 0 | 0 | 0 | 1231.4471
8469 | 1408.8 | 0 | 0 | 0 | 0 | 0 | 0 | 0 | 0 | 1466.2463
8470 | 1412 | 0 | 0 | 0 | 0 | 0 | 0 | 0 | 0 | 1469.5768
8471 | 1347.2 | 0 | 0 | 0 | 0 | 0 | 0 | 0 | 0 | 1402.1345
8472 | 1276 | 0 | 0 | 0 | 0 | 0 | 0 | 1276 | 0 | 0
8473 | 1184 | 0 | 0 | 0 | 0 | 0 | 0 | 1184 | 0 | 0
8474 | 1453.6 | 0 | 0 | 0 | 0 | 0 | 0 | 1453.6 | 0 | 0
8475 | 1312.8 | 0 | 0 | 0 | 0 | 0 | 0 | 1312.8 | 0 | 0
8476 | 1127.2 | 0 | 0 | 0 | 0 | 0 | 0 | 1127.2 | 0 | 0
8477 | 1457.6 | 0 | 0 | 0 | 0 | 0 | 0 | 1457.6 | 0 | 0
8478 | 1394.4 | 0 | 0 | 0 | 0 | 0 | 0 | 1394.4 | 0 | 0
8479 | 1288.8 | 23.71 | 69.4791 | 69.4791 | 0 | 0 | 0 | 1222.043 | 0 | 0
8480 | 1161.104 | 129.81 | 590.186 | 590.186 | 0 | 0 | 0 | 594.041 | 0 | 0
8481 | 829.113 | 369.2 | 1738.2908 | 862.9216 | -875.3693 | 0 | 0 | 0 | 0 | 0
8482 | 1028.635 | 464.6 | 2145.9069 | 1070.5794 | -1075.3275 | 0 | 0 | 0 | 0 | 0
8483 | 1605.522 | 693.3 | 3161.6312 | 1670.99 | -1490.6411 | 0 | 0 | 0 | 0 | 0
8484 | 1388.834 | 730.33 | 3311.2751 | 1445.4662 | -1865.8089 | 0 | 0 | 0 | 0 | 0
8485 | 1422.415 | 605.67 | 2756.1622 | 1480.4165 | -1275.7457 | 0 | 0 | 0 | 0 | 0
8486 | 1624.992 | 608.7 | 2792.7871 | 1691.254 | -1101.5332 | 0 | 0 | 0 | 0 | 0
8487 | 1558.054 | 391.85 | 1816.4521 | 1621.5864 | -194.8657 | 0 | 0 | 0 | 0 | 0
8488 | 1796.174 | 67.67 | 284.2309 | 284.2309 | 0 | 0 | 0 | 1523.079 | 0 | 0
8489 | 1733.951 | 53.03 | 217.0842 | 217.0842 | 0 | 0 | 0 | 1525.372 | 0 | 0
8490 | 1379.821 | 2.94 | 0 | 0 | 0 | 0 | 0 | 1379.821 | 0 | 0
8491 | 1425.6 | 0 | 0 | 0 | 0 | 0 | 0 | 0 | 0 | 1483.7314
8492 | 1449.6 | 0 | 0 | 0 | 0 | 0 | 0 | 0 | 0 | 1508.71
8493 | 1551.2 | 0 | 0 | 0 | 0 | 0 | 0 | 0 | 0 | 1614.453
8494 | 1432.8 | 0 | 0 | 0 | 0 | 0 | 0 | 0 | 0 | 1491.225
8495 | 1576.8 | 0 | 0 | 0 | 0 | 0 | 0 | 0 | 0 | 1641.0968
8496 | 1746.4 | 0 | 0 | 0 | 0 | 0 | 0 | 1746.4 | 0 | 0
8497 | 704 | 0 | 0 | 0 | 0 | 0 | 0 | 704 | 0 | 0
8498 | 883.2 | 0 | 0 | 0 | 0 | 0 | 0 | 883.2 | 0 | 0
8499 | 1075.2 | 0 | 0 | 0 | 0 | 0 | 0 | 1075.2 | 0 | 0
8500 | 876.8 | 0 | 0 | 0 | 0 | 0 | 0 | 876.8 | 0 | 0
8501 | 927.2 | 0 | 0 | 0 | 0 | 0 | 0 | 927.2 | 0 | 0
8502 | 720.8 | 0 | 0 | 0 | 0 | 0 | 0 | 720.8 | 0 | 0
8503 | 638.4 | 49.89 | 159.7291 | 159.7291 | 0 | 0 | 0 | 133.242 | 0 | 366.0266
8504 | 622.722 | 247.18 | 1154.3287 | 648.1146 | -506.2141 | 0 | 0 | 0 | 0 | 0
8505 | 603.316 | 547.64 | 2634.9825 | 627.9173 | -2007.0652 | 0 | 0 | 0 | 0 | 0
8506 | 1098.458 | 740.78 | 3464.2464 | 1143.2486 | -2093.1229 | 0 | 227.875 | 0 | 0 | 0
8507 | 979.053 | 763.01 | 3491.1463 | 1018.9756 | -2093.1229 | 0 | 379.0478 | 0 | 0 | 0
8508 | 716.923 | 797.18 | 3603.9904 | 746.1568 | -2093.1229 | 0 | 764.7107 | 0 | 0 | 0
8509 | 680.172 | 770.89 | 3478.5175 | 707.9072 | -2038.1886 | 0 | 732.4217 | 0 | 0 | 0
8510 | 780.334 | 676.96 | 3080.1238 | 812.1535 | 0 | 0 | 2267.9702 | 0 | 0 | 0
8511 | 882.579 | 501.56 | 2313.4553 | 918.5677 | 0 | 0 | 1394.8876 | 0 | 0 | 0
8512 | 842.753 | 451.72 | 2133.351 | 877.1178 | 0 | 0 | 1256.2332 | 0 | 0 | 0
8513 | 490.41 | 208.07 | 910.6453 | 510.4073 | 0 | 0 | 400.238 | 0 | 0 | 0
8514 | 678.563 | 8.66 | 0 | 0 | 0 | 0 | 0 | 0 | 0 | 706.2326
8515 | 853.6 | 0 | 0 | 0 | 0 | 0 | 0 | 0 | 0 | 888.4071
8516 | 705.6 | 0 | 0 | 0 | 0 | 0 | 0 | 0 | 0 | 734.3721
8517 | 828.8 | 0 | 0 | 0 | 0 | 0 | 0 | 0 | 0 | 862.5958
8518 | 820 | 0 | 0 | 0 | 0 | 0 | 0 | 0 | 0 | 853.437
8519 | 755.2 | 0 | 0 | 0 | 0 | 0 | 0 | 0 | 0 | 785.9946
8520 | 697.6 | 0 | 0 | 0 | 0 | 0 | 0 | 0 | 0 | 726.0459
8521 | 1381.6 | 0 | 0 | 0 | 0 | 0 | 0 | 1381.6 | 0 | 0
8522 | 1472 | 0 | 0 | 0 | 0 | 0 | 0 | 1472 | 0 | 0
8523 | 1526.4 | 0 | 0 | 0 | 0 | 0 | 0 | 1526.4 | 0 | 0
8524 | 1505.6 | 0 | 0 | 0 | 0 | 0 | 0 | 1453.714 | 0 | 54.0017
8525 | 1336.8 | 0 | 0 | 0 | 0 | 0 | 0 | 0 | 0 | 1391.3104
8526 | 1504 | 0 | 0 | 0 | 0 | 0 | 0 | 0 | 0 | 1565.3283
8527 | 1156.8 | 16.65 | 39.5391 | 39.5391 | 0 | 0 | 0 | 0 | 0 | 1164.4315
8528 | 151.282 | 92.09 | 414.2718 | 157.4508 | -256.821 | 0 | 0 | 0 | 0 | 0
8529 | 203.767 | 276.79 | 1319.1794 | 212.076 | -1107.1034 | 0 | 0 | 0 | 0 | 0
8530 | 271.406 | 441.18 | 2090.0869 | 282.4731 | -1807.6138 | 0 | 0 | 0 | 0 | 0
8531 | 225.678 | 633.7 | 2964.4258 | 234.8804 | -2093.1229 | 0 | 636.4225 | 0 | 0 | 0
8532 | 210.894 | 642.07 | 2973.5753 | 219.4925 | -2093.1229 | 0 | 660.9599 | 0 | 0 | 0
8533 | 235.761 | 515.84 | 2380.2003 | 245.3746 | -2093.1229 | 0 | 41.7029 | 0 | 0 | 0
8534 | 236.032 | 340.14 | 1562.8273 | 245.6566 | -1317.1707 | 0 | 0 | 0 | 0 | 0
8535 | 258.885 | 255 | 1169.1285 | 269.4415 | -62.7599 | 0 | 836.9271 | 0 | 0 | 0
8536 | 263.906 | 127.75 | 571.783 | 274.6672 | 0 | 0 | 297.1158 | 0 | 0 | 0
8537 | 505.286 | 60.13 | 251.0832 | 251.0832 | 0 | 0 | 0 | 0 | 0 | 274.8067
8538 | 457.786 | 4.89 | 0 | 0 | 0 | 0 | 0 | 0 | 0 | 476.453
8539 | 296 | 0 | 0 | 0 | 0 | 0 | 0 | 0 | 0 | 308.0699
8540 | 264.8 | 0 | 0 | 0 | 0 | 0 | 0 | 0 | 0 | 275.5977
8541 | 239.2 | 0 | 0 | 0 | 0 | 0 | 0 | 0 | 0 | 248.9538
8542 | 282.4 | 0 | 0 | 0 | 0 | 0 | 0 | 0 | 0 | 293.9154
8543 | 237.6 | 0 | 0 | 0 | 0 | 0 | 0 | 0 | 0 | 247.2886
8544 | 223.2 | 0 | 0 | 0 | 0 | 0 | 0 | 0 | 0 | 232.3014
8545 | 259.2 | 0 | 0 | 0 | 0 | 0 | 0 | 0 | 0 | 269.7693
8546 | 218.4 | 0 | 0 | 0 | 0 | 0 | 0 | 0 | 0 | 227.3057
8547 | 200 | 0 | 0 | 0 | 0 | 0 | 0 | 0 | 0 | 208.1554
8548 | 210.4 | 0 | 0 | 0 | 0 | 0 | 0 | 0 | 0 | 218.9794
8549 | 123.2 | 0 | 0 | 0 | 0 | 0 | 0 | 0 | 0 | 128.2237
8550 | 180 | 0 | 0 | 0 | 0 | 0 | 0 | 0 | 0 | 187.3398
8551 | 153.6 | 27.04 | 79.8349 | 79.8349 | 0 | 0 | 0 | 0 | 0 | 80.0284
8552 | 243.992 | 184.91 | 858.1538 | 253.9412 | -604.2126 | 0 | 0 | 0 | 0 | 0
8553 | 437.884 | 326.66 | 1556.4952 | 455.7395 | -1100.7557 | 0 | 0 | 0 | 0 | 0
8554 | 969.506 | 436.8 | 2053.1144 | 1009.0393 | -1044.075 | 0 | 0 | 0 | 0 | 0
8555 | 1470.638 | 524.69 | 2435.9839 | 1530.6059 | -905.378 | 0 | 0 | 0 | 0 | 0
8556 | 1520.337 | 639.45 | 2935.4756 | 1582.3315 | -437.8923 | 0 | 915.2518 | 0 | 0 | 0
8557 | 1436.091 | 646.24 | 2952.4569 | 1494.6502 | 0 | 0 | 1457.8067 | 0 | 0 | 0
8558 | 1653.246 | 503.83 | 2309.618 | 1720.6601 | 0 | 0 | 588.9579 | 0 | 0 | 0
8559 | 1597.991 | 424.73 | 1965.2686 | 1663.1519 | 0 | 0 | 302.1167 | 0 | 0 | 0
8560 | 1630.98 | 73.56 | 312.0957 | 312.0957 | 0 | 0 | 0 | 1331.112 | 0 | 0
8561 | 1716.665 | 137.19 | 604.9005 | 604.9005 | 0 | 0 | 0 | 1135.464 | 0 | 0
8562 | 1572.735 | 9.08 | 0 | 0 | 0 | 0 | 0 | 1572.735 | 0 | 0
8563 | 1589.6 | 0 | 0 | 0 | 0 | 0 | 0 | 0 | 0 | 1654.4188
8564 | 1557.6 | 0 | 0 | 0 | 0 | 0 | 0 | 0 | 0 | 1621.1139
8565 | 1602.4 | 0 | 0 | 0 | 0 | 0 | 0 | 0 | 0 | 1667.7407
8566 | 1444 | 0 | 0 | 0 | 0 | 0 | 0 | 0 | 0 | 1502.8817
8567 | 1375.2 | 0 | 0 | 0 | 0 | 0 | 0 | 0 | 0 | 1431.2762
8568 | 1093.6 | 0 | 0 | 0 | 0 | 0 | 0 | 131.843 | 0 | 1000.9744
8569 | 1228 | 0 | 0 | 0 | 0 | 0 | 0 | 1228 | 0 | 0
8570 | 1288 | 0 | 0 | 0 | 0 | 0 | 0 | 1288 | 0 | 0
8571 | 1141.6 | 0 | 0 | 0 | 0 | 0 | 0 | 1141.6 | 0 | 0
8572 | 1294.4 | 0 | 0 | 0 | 0 | 0 | 0 | 1294.4 | 0 | 0
8573 | 1065.6 | 0 | 0 | 0 | 0 | 0 | 0 | 1065.6 | 0 | 0
8574 | 829.6 | 0 | 0 | 0 | 0 | 0 | 0 | 829.6 | 0 | 0
8575 | 1029.6 | 74.81 | 217.8335 | 217.8335 | 0 | 0 | 0 | 0 | 0 | 853.7502
8576 | 822.307 | 308.38 | 1401.7119 | 855.838 | -545.8739 | 0 | 0 | 0 | 0 | 0
8577 | 592.193 | 545.42 | 2567.129 | 616.3407 | -1950.7883 | 0 | 0 | 0 | 0 | 0
8578 | 240.544 | 733.07 | 3362.8549 | 250.3516 | -2093.1229 | 0 | 1019.3805 | 0 | 0 | 0
8579 | 160.732 | 636.27 | 2901.9261 | 167.2861 | -2093.1229 | 0 | 641.5171 | 0 | 0 | 0
8580 | 234.455 | 607.99 | 2760.1494 | 244.0153 | -2093.1229 | 0 | 423.0112 | 0 | 0 | 0
8581 | 799.112 | 800.44 | 3593.1008 | 831.6972 | -2054.8067 | 0 | 706.5969 | 0 | 0 | 0
8582 | 1280.093 | 635.65 | 2897.4882 | 1332.2911 | 0 | 0 | 1565.1972 | 0 | 0 | 0
8583 | 1234.242 | 429.79 | 1989.2471 | 1284.5704 | 0 | 0 | 704.6767 | 0 | 0 | 0
8584 | 1396.75 | 206.02 | 948.2184 | 948.2184 | 0 | 0 | 0 | 485.682 | 0 | 0
8585 | 1167.432 | 109.53 | 467.8854 | 467.8854 | 0 | 0 | 0 | 717.878 | 0 | 0
8586 | 1508.661 | 12.86 | 5.1029 | 5.1029 | 0 | 0 | 0 | 1503.758 | 0 | 0
8587 | 1127.2 | 0 | 0 | 0 | 0 | 0 | 0 | 0 | 0 | 1173.1636
8588 | 1019.2 | 0 | 0 | 0 | 0 | 0 | 0 | 0 | 0 | 1060.7597
8589 | 1018.4 | 0 | 0 | 0 | 0 | 0 | 0 | 0 | 0 | 1059.9271
8590 | 1072 | 0 | 0 | 0 | 0 | 0 | 0 | 0 | 0 | 1115.7127
8591 | 1246.4 | 0 | 0 | 0 | 0 | 0 | 0 | 0 | 0 | 1297.2242
8592 | 1248 | 0 | 0 | 0 | 0 | 0 | 0 | 1035.265 | 0 | 221.4097
8593 | 1350.4 | 0 | 0 | 0 | 0 | 0 | 0 | 1350.4 | 0 | 0
8594 | 1180.8 | 0 | 0 | 0 | 0 | 0 | 0 | 1180.8 | 0 | 0
8595 | 1263.2 | 0 | 0 | 0 | 0 | 0 | 0 | 1263.2 | 0 | 0
8596 | 924 | 0 | 0 | 0 | 0 | 0 | 0 | 924 | 0 | 0
8597 | 1158.4 | 0 | 0 | 0 | 0 | 0 | 0 | 1158.4 | 0 | 0
8598 | 944.8 | 0 | 0 | 0 | 0 | 0 | 0 | 944.8 | 0 | 0
8599 | 1162.4 | 66.24 | 193.5481 | 193.5481 | 0 | 0 | 0 | 0 | 0 | 1016.2509
8600 | 1102.325 | 281.69 | 1278.8659 | 1147.2743 | -131.5917 | 0 | 0 | 0 | 0 | 0
8601 | 1299.188 | 407.08 | 1901.0839 | 1352.1647 | -548.9192 | 0 | 0 | 0 | 0 | 0
8602 | 1255.151 | 603.92 | 2760.9831 | 1306.332 | -1454.6511 | 0 | 0 | 0 | 0 | 0
8603 | 1741.645 | 624.67 | 2812.4786 | 1812.6637 | -999.8149 | 0 | 0 | 0 | 0 | 0
8604 | 1714.976 | 729.44 | 3245.7832 | 1784.9072 | -1460.8759 | 0 | 0 | 0 | 0 | 0
8605 | 1914.011 | 932.68 | 4124.9065 | 1992.0572 | -2093.1229 | 0 | 39.7265 | 0 | 0 | 0
8606 | 1870.71 | 637.72 | 2860.0963 | 1946.9916 | -913.1047 | 0 | 0 | 0 | 0 | 0
8607 | 1783.81 | 436.5 | 1982.8859 | 1856.5481 | -126.3378 | 0 | 0 | 0 | 0 | 0
8608 | 2019.637 | 332.48 | 1532.9476 | 1532.9476 | 0 | 0 | 0 | 546.749 | 0 | 0
8609 | 1410.31 | 67.73 | 281.22 | 281.22 | 0 | 0 | 0 | 1140.108 | 0 | 0
8610 | 1651.085 | 5.87 | 0 | 0 | 0 | 0 | 0 | 1651.085 | 0 | 0
8611 | 1632 | 0 | 0 | 0 | 0 | 0 | 0 | 0 | 0 | 1698.5477
8612 | 1364.8 | 0 | 0 | 0 | 0 | 0 | 0 | 0 | 0 | 1420.4522
8613 | 1691.2 | 0 | 0 | 0 | 0 | 0 | 0 | 0 | 0 | 1760.1617
8614 | 1349.6 | 0 | 0 | 0 | 0 | 0 | 0 | 0 | 0 | 1404.6324
8615 | 1433.6 | 0 | 0 | 0 | 0 | 0 | 0 | 0 | 0 | 1492.0576
8616 | 1556 | 0 | 0 | 0 | 0 | 0 | 0 | 1556 | 0 | 0
8617 | 1457.6 | 0 | 0 | 0 | 0 | 0 | 0 | 1457.6 | 0 | 0
8618 | 1494.4 | 0 | 0 | 0 | 0 | 0 | 0 | 1494.4 | 0 | 0
8619 | 1759.2 | 0 | 0 | 0 | 0 | 0 | 0 | 1759.2 | 0 | 0
8620 | 1729.6 | 0 | 0 | 0 | 0 | 0 | 0 | 1729.6 | 0 | 0
8621 | 1414.4 | 0 | 0 | 0 | 0 | 0 | 0 | 1414.4 | 0 | 0
8622 | 1408.8 | 0 | 0 | 0 | 0 | 0 | 0 | 1408.8 | 0 | 0
8623 | 1471.2 | 56.27 | 163.351 | 163.351 | 0 | 0 | 0 | 1314.249 | 0 | 0
8624 | 1645.752 | 247.81 | 1120.7501 | 1120.7501 | 0 | 0 | 0 | 302.253 | 0 | 277.5325
8625 | 1196.191 | 461.73 | 2148.5453 | 1244.9678 | -903.5774 | 0 | 0 | 0 | 0 | 0
8626 | 1139.333 | 582.02 | 2640.1635 | 1185.7913 | -1454.3721 | 0 | 0 | 0 | 0 | 0
8627 | 1201.095 | 702.42 | 3111.7124 | 1250.0718 | -1861.6406 | 0 | 0 | 0 | 0 | 0
8628 | 1464.687 | 776.49 | 3390.0307 | 1524.4122 | -1865.6184 | 0 | 0 | 0 | 0 | 0
8629 | 1491.287 | 528.51 | 2322.6235 | 1552.0969 | -770.5266 | 0 | 0 | 0 | 0 | 0
8630 | 1221.935 | 643.19 | 2800.6003 | 1271.7616 | -1528.8387 | 0 | 0 | 0 | 0 | 0
8631 | 1440.758 | 328.34 | 1463.0605 | 1463.0605 | 0 | 0 | 0 | 0 | 0 | 36.447
8632 | 1143.128 | 397.39 | 1808.2737 | 1189.7411 | -618.5326 | 0 | 0 | 0 | 0 | 0
8633 | 1279.819 | 160.67 | 697.3631 | 697.3631 | 0 | 0 | 0 | 523.128 | 0 | 90.1833
8634 | 1197.79 | 12.35 | 6.2717 | 6.2717 | 0 | 0 | 0 | 0 | 0 | 1240.3603
8635 | 973.6 | 0 | 0 | 0 | 0 | 0 | 0 | 0 | 0 | 1013.3003
8636 | 1392 | 0 | 0 | 0 | 0 | 0 | 0 | 0 | 0 | 1448.7613
8637 | 827.2 | 0 | 0 | 0 | 0 | 0 | 0 | 0 | 0 | 860.9306
8638 | 1307.2 | 0 | 0 | 0 | 0 | 0 | 0 | 0 | 0 | 1360.5034
8639 | 978.4 | 0 | 0 | 0 | 0 | 0 | 0 | 0 | 0 | 1018.296
8640 | 1164.8 | 0 | 0 | 0 | 0 | 0 | 0 | 0 | 0 | 1212.2968
8641 | 1192 | 0 | 0 | 0 | 0 | 0 | 0 | 1192 | 0 | 0
8642 | 1257.6 | 0 | 0 | 0 | 0 | 0 | 0 | 1257.6 | 0 | 0
8643 | 1376.8 | 0 | 0 | 0 | 0 | 0 | 0 | 1376.8 | 0 | 0
8644 | 1199.2 | 0 | 0 | 0 | 0 | 0 | 0 | 1199.2 | 0 | 0
8645 | 1092.8 | 0 | 0 | 0 | 0 | 0 | 0 | 1092.8 | 0 | 0
8646 | 1172.8 | 0 | 0 | 0 | 0 | 0 | 0 | 1172.8 | 0 | 0
8647 | 1270.4 | 54.68 | 161.2704 | 161.2704 | 0 | 0 | 0 | 0 | 0 | 1160.9324
8648 | 1082.229 | 284.49 | 1270.9987 | 1126.3588 | -144.6399 | 0 | 0 | 0 | 0 | 0
8649 | 1267.43 | 526.46 | 2404.3297 | 1319.1117 | -1085.218 | 0 | 0 | 0 | 0 | 0
8650 | 1460.39 | 723.24 | 3181.2633 | 1519.94 | -1661.3233 | 0 | 0 | 0 | 0 | 0
8651 | 1254.555 | 746.92 | 3218.3441 | 1305.7117 | -1912.6324 | 0 | 0 | 0 | 0 | 0
8652 | 1447.708 | 913.06 | 3823.5267 | 1506.7398 | -2093.1229 | 0 | 223.664 | 0 | 0 | 0
8653 | 1292.068 | 714.55 | 3047.9898 | 1344.7544 | -1703.2354 | 0 | 0 | 0 | 0 | 0
8654 | 1332.407 | 650.88 | 2803.8027 | 1386.7383 | -1417.0644 | 0 | 0 | 0 | 0 | 0
8655 | 1699.676 | 502.92 | 2219.1214 | 1768.9833 | -450.138 | 0 | 0 | 0 | 0 | 0
8656 | 1738.895 | 387.32 | 1751.0809 | 1751.0809 | 0 | 0 | 0 | 56.42 | 0 | 0
8657 | 1656.8 | 159.55 | 691.2236 | 691.2236 | 0 | 0 | 0 | 992.658 | 0 | 0
8658 | 1844.457 | 14.14 | 10.8772 | 10.8772 | 0 | 0 | 0 | 1834.006 | 0 | 0
8659 | 1589.6 | 0 | 0 | 0 | 0 | 0 | 0 | 0 | 0 | 1654.4188
8660 | 1539.2 | 0 | 0 | 0 | 0 | 0 | 0 | 0 | 0 | 1601.9636
8661 | 1721.6 | 0 | 0 | 0 | 0 | 0 | 0 | 0 | 0 | 1791.8013
8662 | 1580 | 0 | 0 | 0 | 0 | 0 | 0 | 0 | 0 | 1644.4273
8663 | 1633.6 | 0 | 0 | 0 | 0 | 0 | 0 | 0 | 0 | 1700.213
8664 | 1402.4 | 0 | 0 | 0 | 0 | 0 | 0 | 1402.4 | 0 | 0
8665 | 1166.4 | 0 | 0 | 0 | 0 | 0 | 0 | 1166.4 | 0 | 0
8666 | 950.4 | 0 | 0 | 0 | 0 | 0 | 0 | 950.4 | 0 | 0
8667 | 1228.8 | 0 | 0 | 0 | 0 | 0 | 0 | 1228.8 | 0 | 0
8668 | 1433.6 | 0 | 0 | 0 | 0 | 0 | 0 | 1433.6 | 0 | 0
8669 | 1112.8 | 0 | 0 | 0 | 0 | 0 | 0 | 1112.8 | 0 | 0
8670 | 1390.4 | 0 | 0 | 0 | 0 | 0 | 0 | 1390.4 | 0 | 0
8671 | 1300 | 46.7 | 134.383 | 134.383 | 0 | 0 | 0 | 128.09 | 0 | 1085.3137
8672 | 1239.89 | 230.23 | 1036.4295 | 1036.4295 | 0 | 0 | 0 | 0 | 0 | 254.0193
8673 | 1372.872 | 450.55 | 2071.1687 | 1428.8533 | -642.3154 | 0 | 0 | 0 | 0 | 0
8674 | 1438.053 | 726.67 | 3213.7033 | 1496.6922 | -1717.0111 | 0 | 0 | 0 | 0 | 0
8675 | 1474.877 | 768.95 | 3338.4144 | 1535.0178 | -1803.3966 | 0 | 0 | 0 | 0 | 0
8676 | 1655.249 | 806.67 | 3467.2927 | 1722.7447 | -1744.548 | 0 | 0 | 0 | 0 | 0
8677 | 1465.832 | 918.93 | 3924.5819 | 1525.6029 | -2093.1229 | 0 | 305.8562 | 0 | 0 | 0
8678 | 1372.877 | 845.68 | 3662.5737 | 1428.8575 | -2093.1229 | 0 | 140.5933 | 0 | 0 | 0
8679 | 1501.38 | 595.16 | 2662.9554 | 1562.6015 | -737.3196 | 0 | 363.0344 | 0 | 0 | 0
8680 | 1727.807 | 326.7 | 1490.7275 | 1490.7275 | 0 | 0 | 0 | 295.485 | 0 | 0
8681 | 1880.42 | 196.69 | 855.8578 | 855.8578 | 0 | 0 | 0 | 1058.094 | 0 | 0
8682 | 1581.08 | 15.03 | 13.7851 | 13.7851 | 0 | 0 | 0 | 1567.835 | 0 | 0
8683 | 1718.4 | 0 | 0 | 0 | 0 | 0 | 0 | 168.061 | 0 | 1613.5569
8684 | 1398.4 | 0 | 0 | 0 | 0 | 0 | 0 | 0 | 0 | 1455.4223
8685 | 1615.2 | 0 | 0 | 0 | 0 | 0 | 0 | 0 | 0 | 1681.0627
8686 | 1388 | 0 | 0 | 0 | 0 | 0 | 0 | 0 | 0 | 1444.5982
8687 | 1260 | 0 | 0 | 0 | 0 | 0 | 0 | 0 | 0 | 1311.3788
8688 | 1138.4 | 0 | 0 | 0 | 0 | 0 | 0 | 0 | 0 | 1184.8203
8689 | 1516 | 0 | 0 | 0 | 0 | 0 | 0 | 1516 | 0 | 0
8690 | 1427.2 | 0 | 0 | 0 | 0 | 0 | 0 | 1427.2 | 0 | 0
8691 | 1350.4 | 0 | 0 | 0 | 0 | 0 | 0 | 1350.4 | 0 | 0
8692 | 1424.8 | 0 | 0 | 0 | 0 | 0 | 0 | 1424.8 | 0 | 0
8693 | 1365.6 | 0 | 0 | 0 | 0 | 0 | 0 | 1365.6 | 0 | 0
8694 | 1286.4 | 0 | 0 | 0 | 0 | 0 | 0 | 1286.4 | 0 | 0
8695 | 1076.8 | 34.35 | 93.1287 | 93.1287 | 0 | 0 | 0 | 0 | 0 | 1027.5797
8696 | 900.697 | 205.48 | 923.6873 | 923.6873 | 0 | 0 | 0 | 0 | 0 | 13.7372
8697 | 1097.2 | 432.49 | 1997.0009 | 1141.9403 | -855.0606 | 0 | 0 | 0 | 0 | 0
8698 | 1366.655 | 723.64 | 3252.4816 | 1422.3828 | -1830.0988 | 0 | 0 | 0 | 0 | 0
8699 | 1227.291 | 778.47 | 3448.7284 | 1277.336 | -2093.1229 | 0 | 78.2695 | 0 | 0 | 0
8700 | 1383.572 | 926.88 | 4040.665 | 1439.9896 | -2093.1229 | 0 | 507.5525 | 0 | 0 | 0
8701 | 1468.257 | 763.02 | 3361.836 | 1528.1278 | -1833.7082 | 0 | 0 | 0 | 0 | 0
8702 | 1027.48 | 624.11 | 2780.0512 | 1069.3773 | -1710.6738 | 0 | 0 | 0 | 0 | 0
8703 | 1438.064 | 297.18 | 1337.8218 | 1337.8218 | 0 | 0 | 0 | 0 | 0 | 158.8819
8704 | 621.669 | 231.91 | 1051.5405 | 647.0187 | -404.5218 | 0 | 0 | 0 | 0 | 0
8705 | 592.386 | 111.31 | 482.3366 | 482.3366 | 0 | 0 | 0 | 0 | 0 | 134.205
8706 | 255.342 | 7.83 | 0 | 0 | 0 | 0 | 0 | 0 | 0 | 265.754
8707 | 254.4 | 0 | 0 | 0 | 0 | 0 | 0 | 0 | 0 | 264.7736
8708 | 272 | 0 | 0 | 0 | 0 | 0 | 0 | 0 | 0 | 283.0913
8709 | 180 | 0 | 0 | 0 | 0 | 0 | 0 | 0 | 0 | 187.3398
8710 | 245.6 | 0 | 0 | 0 | 0 | 0 | 0 | 0 | 0 | 255.6148
8711 | 105.6 | 0 | 0 | 0 | 0 | 0 | 0 | 0 | 0 | 109.906
8712 | 99.2 | 0 | 0 | 0 | 0 | 0 | 0 | 0 | 0 | 103.2451
8713 | 91.2 | 0 | 0 | 0 | 0 | 0 | 0 | 0 | 0 | 94.9188
8714 | 98.4 | 0 | 0 | 0 | 0 | 0 | 0 | 0 | 0 | 102.4124
8715 | 89.6 | 0 | 0 | 0 | 0 | 0 | 0 | 0 | 0 | 93.2536
8716 | 95.2 | 0 | 0 | 0 | 0 | 0 | 0 | 0 | 0 | 99.082
8717 | 91.2 | 0 | 0 | 0 | 0 | 0 | 0 | 0 | 0 | 94.9188
8718 | 96.8 | 0 | 0 | 0 | 0 | 0 | 0 | 0 | 0 | 100.7472
8719 | 77.6 | 17.63 | 38.1788 | 38.1788 | 0 | 0 | 0 | 0 | 0 | 42.5855
8720 | 94.05 | 173.11 | 784.1181 | 97.8851 | -686.2331 | 0 | 0 | 0 | 0 | 0
8721 | 825.915 | 401.95 | 1883.0712 | 859.5932 | -1023.478 | 0 | 0 | 0 | 0 | 0
8722 | 1285.579 | 455.66 | 2081.003 | 1338.0008 | -743.0022 | 0 | 0 | 0 | 0 | 0
8723 | 1403.535 | 247.62 | 1105.2675 | 1105.2675 | 0 | 0 | 0 | 0 | 0 | 355.4992
8724 | 1280.109 | 334.47 | 1494.7511 | 1332.3077 | -162.4434 | 0 | 0 | 0 | 0 | 0
8725 | 1122.521 | 491.87 | 2193.7993 | 1168.2938 | -451.6295 | 0 | 573.876 | 0 | 0 | 0
8726 | 1380.964 | 307.57 | 1374.8131 | 1374.8131 | 0 | 0 | 0 | 60.015 | 0 | 0
8727 | 1395.618 | 297.17 | 1337.7853 | 1337.7853 | 0 | 0 | 0 | 110.246 | 0 | 0
8728 | 1382.822 | 125.62 | 552.2466 | 552.2466 | 0 | 0 | 0 | 852.212 | 0 | 0
8729 | 1035.196 | 61.03 | 252.1438 | 252.1438 | 0 | 0 | 0 | 792.931 | 0 | 0
8730 | 1041.064 | 6.85 | 0 | 0 | 0 | 0 | 0 | 1041.064 | 0 | 0
8731 | 1022.4 | 0 | 0 | 0 | 0 | 0 | 0 | 0 | 0 | 1064.0902
8732 | 1182.4 | 0 | 0 | 0 | 0 | 0 | 0 | 0 | 0 | 1230.6145
8733 | 1686.4 | 0 | 0 | 0 | 0 | 0 | 0 | 0 | 0 | 1755.166
8734 | 897.6 | 0 | 0 | 0 | 0 | 0 | 0 | 0 | 0 | 934.2012
8735 | 1217.6 | 0 | 0 | 0 | 0 | 0 | 0 | 0 | 0 | 1267.2498
8736 | 1290.4 | 0 | 0 | 0 | 0 | 0 | 0 | 1290.4 | 0 | 0
8737 | 1120 | 0 | 0 | 0 | 0 | 0 | 0 | 1120 | 0 | 0
8738 | 1036.8 | 0 | 0 | 0 | 0 | 0 | 0 | 1036.8 | 0 | 0
8739 | 1090.4 | 0 | 0 | 0 | 0 | 0 | 0 | 1090.4 | 0 | 0
8740 | 1088 | 0 | 0 | 0 | 0 | 0 | 0 | 1088 | 0 | 0
8741 | 1287.2 | 0 | 0 | 0 | 0 | 0 | 0 | 1287.2 | 0 | 0
8742 | 1304.8 | 0 | 0 | 0 | 0 | 0 | 0 | 1304.8 | 0 | 0
8743 | 1274.4 | 31.55 | 80.0264 | 80.0264 | 0 | 0 | 0 | 1197.509 | 0 | 0
8744 | 1022.55 | 173.95 | 792.9501 | 792.9501 | 0 | 0 | 0 | 260.667 | 0 | 0
8745 | 1026.462 | 426.19 | 2014.5224 | 1068.3178 | -946.2045 | 0 | 0 | 0 | 0 | 0
8746 | 1278.239 | 612.41 | 2829.4547 | 1330.3615 | -1499.0933 | 0 | 0 | 0 | 0 | 0
8747 | 1288.464 | 578.91 | 2635.1688 | 1341.0034 | -1294.1654 | 0 | 0 | 0 | 0 | 0
8748 | 1351.624 | 594.51 | 2691.1865 | 1406.7389 | -1284.4476 | 0 | 0 | 0 | 0 | 0
8749 | 1146.697 | 414.4 | 1881.2904 | 1193.4556 | -687.8348 | 0 | 0 | 0 | 0 | 0
8750 | 1487.273 | 393.74 | 1800.0224 | 1547.9192 | -252.1032 | 0 | 0 | 0 | 0 | 0
8751 | 1161.038 | 453.65 | 2105.4134 | 1208.3814 | -897.032 | 0 | 0 | 0 | 0 | 0
8752 | 1604.111 | 362.16 | 1711.2889 | 1669.5215 | -41.7674 | 0 | 0 | 0 | 0 | 0
8753 | 1704.867 | 64.06 | 271.4169 | 271.4169 | 0 | 0 | 0 | 1299.412 | 0 | 150.5713
8754 | 1368.022 | 7.83 | 0 | 0 | 0 | 0 | 0 | 0 | 0 | 1423.8056
8755 | 1372.8 | 0 | 0 | 0 | 0 | 0 | 0 | 0 | 0 | 1428.7784
8756 | 1204.8 | 0 | 0 | 0 | 0 | 0 | 0 | 0 | 0 | 1253.9279
8757 | 1449.6 | 0 | 0 | 0 | 0 | 0 | 0 | 0 | 0 | 1508.71
8758 | 1340 | 0 | 0 | 0 | 0 | 0 | 0 | 0 | 0 | 1394.6409
8759 | 1208 | 0 | 0 | 0 | 0 | 0 | 0 | 0 | 0 | 1257.2584
8760 | 1216 | 0 | 0 | 0 | 0 | 0 | 0 | 0 | 0 | 1265.5846

## Load Duration
Rank | Load (kW) | Net Load (kW)
1 | 2428 | 2428
2 | 2418.5558 | 2418.556
3 | 2414.4 | 2379.2
4 | 2405.0087 | 2369.946
5 | 2390.381 | 2341.493
6 | 2389.6 | 2330.4
7 | 2387.844 | 2321.335
8 | 2381.0831 | 2227.735
9 | 2380.3051 | 2208.8
10 | 2379.2 | 2200.208
11 | 2378.556 | 2156.8
12 | 2369.9456 | 2148.411
13 | 2352 | 2129.6
14 | 2342.8514 | 2121.316
15 | 2335.268 | 2089.734
16 | 2330.4 | 2075.2
17 | 2326.1845 | 2067.128
18 | 2321.3354 | 2057.6
19 | 2297.304 | 2049.597
20 | 2295.2 | 2032.862
21 | 2288.3681 | 2028.8
22 | 2286.452 | 2020.909
23 | 2286.2723 | 2011.626
24 | 2279.797 | 2004
25 | 2277.5584 | 1998.459
26 | 2270.9292 | 1996.205
27 | 2261.298 | 1976.8
28 | 2256.255 | 1969.111
29 | 2252.5022 | 1968.501
30 | 2247.4788 | 1956
31 | 2215.2 | 1948.392
32 | 2208.8 | 1940.8
33 | 2206.5835 | 1927.684
34 | 2200.2084 | 1915.2
35 | 2188.553 | 1906.984
36 | 2181.431 | 1901.192
37 | 2180.0402 | 1894.249
38 | 2172.9459 | 1889.54
39 | 2172.8 | 1888
40 | 2168.745 | 1884.852
41 | 2164.3484 | 1880.656
42 | 2160.3092 | 1863.566
43 | 2156.812 | 1859.99
44 | 2156.8 | 1850.4
45 | 2148.4226 | 1847.2
46 | 2148.4107 | 1843.202
47 | 2138.256 | 1842.4
48 | 2137.608 | 1835.234
49 | 2133.191 | 1834.006
50 | 2129.6 | 1832.8
51 | 2121.3165 | 1827.2
52 | 2117.631 | 1826.753
53 | 2116.262 | 1825.671
54 | 2112.8 | 1819.672
55 | 2098.686 | 1818.198
56 | 2095.805 | 1817.683
57 | 2091.005 | 1812
58 | 2089.833 | 1805.698
59 | 2088.377 | 1804.952
60 | 2087.6529 | 1804.675
61 | 2076.6159 | 1801.77
62 | 2075.2 | 1795.981
63 | 2071.826 | 1793.95
64 | 2071.6969 | 1789.099
65 | 2067.1281 | 1784.8
66 | 2067.103 | 1782.229
67 | 2057.6 | 1780.363
68 | 2057.6 | 1780
69 | 2055.558 | 1778.59
70 | 2055.2559 | 1777.858
71 | 2055.2 | 1770.4
72 | 2055.08 | 1765.6
73 | 2051.354 | 1762.864
74 | 2049.5965 | 1761.6
75 | 2047.677 | 1759.2
76 | 2043.3748 | 1759.2
77 | 2041.861 | 1755.881
78 | 2040.8 | 1754.748
79 | 2035.7422 | 1748
80 | 2033.628 | 1746.605
81 | 2032.8619 | 1746.4
82 | 2028.8 | 1742.4
83 | 2027.2 | 1741.978
84 | 2026.099 | 1741.499
85 | 2025.649 | 1740.8
86 | 2020.9085 | 1739.634
87 | 2019.637 | 1734.029
88 | 2017.7698 | 1733.192
89 | 2013.4594 | 1732.823
90 | 2012.075 | 1732.8
91 | 2008.054 | 1730.934
92 | 2004 | 1729.766
93 | 2003.2 | 1729.6
94 | 2003.2 | 1729.372
95 | 2001.861 | 1726.967
96 | 2000 | 1723.168
97 | 1998.4 | 1718.375
98 | 1998.285 | 1717.6
99 | 1998.015 | 1717.081
100 | 1998.0095 | 1715.538
101 | 1996.523 | 1715.055
102 | 1996.205 | 1715.024
103 | 1995.8376 | 1714.703
104 | 1992.2206 | 1713.606
105 | 1991.36 | 1711.2
106 | 1988.333 | 1709.965
107 | 1976.8 | 1708
108 | 1975.004 | 1705.088
109 | 1973.613 | 1704.544
110 | 1972.895 | 1704
111 | 1972.144 | 1703.54
112 | 1969.563 | 1702.623
113 | 1969.1108 | 1702.4
114 | 1967.7386 | 1701.6
115 | 1965.9362 | 1701.356
116 | 1962.7917 | 1701.086
117 | 1959.966 | 1700.8
118 | 1956.792 | 1700.659
119 | 1956 | 1699.057
120 | 1955.911 | 1698.633
121 | 1954.45 | 1698.4
122 | 1953.371 | 1696
123 | 1953.342 | 1695.2
124 | 1952.3423 | 1692.171
125 | 1951.2 | 1691.195
126 | 1950.329 | 1691.064
127 | 1950.1673 | 1690.454
128 | 1950.1113 | 1690.4
129 | 1948.3917 | 1689.671
130 | 1948.007 | 1688
131 | 1945.9424 | 1686.372
132 | 1945.081 | 1685.6
133 | 1943.684 | 1684.73
134 | 1940.862 | 1682.848
135 | 1940.8 | 1682.404
136 | 1940.7916 | 1682.218
137 | 1940.668 | 1680.912
138 | 1937.529 | 1680.515
139 | 1936.4576 | 1678.387
140 | 1936.1236 | 1673.027
141 | 1935.979 | 1672.42
142 | 1933.3126 | 1668.8
143 | 1931.97 | 1666.4
144 | 1931.9585 | 1665.984
145 | 1931.914 | 1664.908
146 | 1931.871 | 1664
147 | 1931.0148 | 1660.8
148 | 1925.6 | 1660.195
149 | 1925.128 | 1660
150 | 1924.839 | 1654.909
151 | 1924 | 1653.652
152 | 1921.03 | 1653.6
153 | 1920 | 1652.548
154 | 1918.198 | 1651.771
155 | 1917.6398 | 1651.085
156 | 1916.994 | 1648
157 | 1916.271 | 1647.109
158 | 1916.0218 | 1647.109
159 | 1916 | 1645.6
160 | 1916 | 1644.762
161 | 1915.2 | 1644.505
162 | 1914.4 | 1642.4
163 | 1914.011 | 1642.014
164 | 1913.6 | 1640
165 | 1909.872 | 1639.34
166 | 1908.6882 | 1636.43
167 | 1907.596 | 1634.4
168 | 1906.9535 | 1632.249
169 | 1905.103 | 1630.875
170 | 1904.871 | 1629.6
171 | 1904.751 | 1624.8
172 | 1903.518 | 1624
173 | 1902.457 | 1623.321
174 | 1902.362 | 1622.464
175 | 1901.1918 | 1622.4
176 | 1900.996 | 1621.63
177 | 1900.383 | 1621.6
178 | 1900.048 | 1620
179 | 1899.5274 | 1617.6
180 | 1899.267 | 1615.258
181 | 1896.8 | 1613.6
182 | 1895.8186 | 1612.924
183 | 1895.057 | 1612
184 | 1894.9522 | 1610.307
185 | 1894.24 | 1609.835
186 | 1892.738 | 1609.6
187 | 1892.5228 | 1608.628
188 | 1891.8794 | 1605.271
189 | 1889.882 | 1604.506
190 | 1889.88 | 1603.3
191 | 1889.839 | 1601.6
192 | 1889.422 | 1601.6
193 | 1888 | 1599.2
194 | 1887.87 | 1598.4
195 | 1886.909 | 1598.4
196 | 1884.852 | 1595.586
197 | 1884.7238 | 1595.37
198 | 1884.636 | 1595.054
199 | 1882.658 | 1594.407
200 | 1880.8 | 1591.2
201 | 1880.6562 | 1590.4
202 | 1880.42 | 1588.8
203 | 1880.17 | 1588.349
204 | 1876.2766 | 1588.205
205 | 1876.2222 | 1587.285
206 | 1876.1804 | 1587.175
207 | 1874.444 | 1585.966
208 | 1873.143 | 1585.772
209 | 1870.71 | 1585.6
210 | 1870.3575 | 1585.345
211 | 1870.1756 | 1584.8
212 | 1870.081 | 1583.627
213 | 1870.011 | 1583.429
214 | 1869.6654 | 1583.2
215 | 1869.297 | 1582.623
216 | 1867.076 | 1582.4
217 | 1866.297 | 1581.878
218 | 1865.857 | 1581.6
219 | 1864.668 | 1577.961
220 | 1863.8394 | 1577.569
221 | 1863.569 | 1577.55
222 | 1862.9184 | 1576.451
223 | 1862.026 | 1576
224 | 1860.7669 | 1575.2
225 | 1860.7669 | 1574.854
226 | 1859.99 | 1573.3
227 | 1859.743 | 1572.735
228 | 1859.685 | 1572
229 | 1859.342 | 1571.507
230 | 1859.284 | 1569.6
231 | 1858.4361 | 1569.331
232 | 1857.995 | 1568.8
233 | 1857.415 | 1568.598
234 | 1857.159 | 1568
235 | 1857.119 | 1567.835
236 | 1854.487 | 1567.28
237 | 1853.049 | 1567.084
238 | 1852.086 | 1566.4
239 | 1851.263 | 1565.326
240 | 1851.2 | 1565.326
241 | 1851.164 | 1564.834
242 | 1850.4 | 1564
243 | 1849.9352 | 1563.602
244 | 1849.8422 | 1563.495
245 | 1849.735 | 1562.956
246 | 1849.6 | 1562.698
247 | 1849.1134 | 1562.4
248 | 1849.064 | 1561.823
249 | 1847.2 | 1561.284
250 | 1846.4 | 1560.8
251 | 1845.8412 | 1558.4
252 | 1845.6 | 1557.233
253 | 1845.2748 | 1556.8
254 | 1844.8819 | 1556.568
255 | 1844.457 | 1556
256 | 1843.247 | 1555.43
257 | 1843.2025 | 1554.4
258 | 1842.5401 | 1553.876
259 | 1842.4 | 1551.423
260 | 1842.205 | 1551.2
261 | 1841.9829 | 1549.6
262 | 1840 | 1549.185
263 | 1839.549 | 1548.97
264 | 1839.255 | 1548.048
265 | 1838.59 | 1547.415
266 | 1838.4211 | 1546.516
267 | 1838.145 | 1546.4
268 | 1837.293 | 1545.6
269 | 1836.8 | 1544.8
270 | 1836.767 | 1544.713
271 | 1835.767 | 1544.063
272 | 1835.337 | 1542.4
273 | 1835.2336 | 1542.4
274 | 1835.131 | 1540.8
275 | 1834.925 | 1539.891
276 | 1832.8 | 1538.833
277 | 1832.523 | 1538.464
278 | 1832.1434 | 1538.4
279 | 1832.064 | 1537.561
280 | 1831.647 | 1537.375
281 | 1831.384 | 1537.263
282 | 1830.4 | 1535.885
283 | 1830.371 | 1535.512
284 | 1829.581 | 1534.807
285 | 1829.403 | 1534.4
286 | 1829.242 | 1534.4
287 | 1829.06 | 1533.125
288 | 1828.904 | 1532.8
289 | 1828.8 | 1532
290 | 1827.8498 | 1531.313
291 | 1826.7294 | 1531.273
292 | 1825.6709 | 1531.2
293 | 1825.482 | 1531.2
294 | 1825.298 | 1530.978
295 | 1824.8 | 1529.6
296 | 1824.781 | 1527.332
297 | 1824.597 | 1526.888
298 | 1823.532 | 1526.838
299 | 1823.2803 | 1526.4
300 | 1823.205 | 1526.4
301 | 1822.657 | 1526.204
302 | 1822.4 | 1525.372
303 | 1822.304 | 1525.073
304 | 1821.112 | 1523.079
305 | 1820.422 | 1522.828
306 | 1820 | 1522.799
307 | 1819.6715 | 1521.981
308 | 1818.1981 | 1521.164
309 | 1818.0358 | 1519.2
310 | 1817.6831 | 1518.914
311 | 1816.85 | 1518.814
312 | 1814.753 | 1518.814
313 | 1814.4 | 1518.71
314 | 1812.7762 | 1518.4
315 | 1812.4967 | 1517.6
316 | 1812 | 1517.36
317 | 1811.107 | 1516.8
318 | 1811.042 | 1516
319 | 1808.8 | 1515.965
320 | 1808.052 | 1515.2
321 | 1807.6941 | 1515.2
322 | 1807.633 | 1514.4
323 | 1806.403 | 1513.803
324 | 1805.698 | 1513.476
325 | 1805.6859 | 1512.8
326 | 1804.9518 | 1512.8
327 | 1804.4341 | 1512.8
328 | 1803.338 | 1512.626
329 | 1802.673 | 1512.494
330 | 1801.945 | 1511.922
331 | 1801.825 | 1511.533
332 | 1799.841 | 1511.424
333 | 1799.821 | 1510.4
334 | 1799.3766 | 1509.998
335 | 1798.4 | 1509.591
336 | 1798.158 | 1509.085
337 | 1797.835 | 1508.8
338 | 1797.6 | 1508.509
339 | 1797.5 | 1508
340 | 1797.136 | 1507.2
341 | 1796.832 | 1506.916
342 | 1796.545 | 1506.4
343 | 1796.174 | 1506.216
344 | 1796.019 | 1504
345 | 1796.006 | 1504
346 | 1795.9293 | 1503.758
347 | 1793.9503 | 1503.2
348 | 1793.298 | 1503.171
349 | 1793.1733 | 1502.4
350 | 1792.2 | 1501.822
351 | 1791.4047 | 1500.73
352 | 1791.185 | 1500.541
353 | 1790.369 | 1500.268
354 | 1789.8428 | 1500
355 | 1789.557 | 1499.854
356 | 1789.0993 | 1499.75
357 | 1788.7211 | 1499.102
358 | 1788.565 | 1499.082
359 | 1788 | 1498.823
360 | 1787.689 | 1498.714
361 | 1787.216 | 1497.6
362 | 1786.9578 | 1497.6
363 | 1786.904 | 1497.353
364 | 1786.454 | 1495.065
365 | 1786.4 | 1494.4
366 | 1786.2343 | 1494.4
367 | 1786.232 | 1493.766
368 | 1785.6 | 1493.6
369 | 1785.434 | 1493.357
370 | 1784.8 | 1493.259
371 | 1784.662 | 1492.806
372 | 1783.81 | 1492
373 | 1783.629 | 1491.722
374 | 1783.2 | 1491.581
375 | 1782.499 | 1490.456
376 | 1782.3192 | 1490.167
377 | 1782.2292 | 1489.6
378 | 1780.7354 | 1488.8
379 | 1780.377 | 1488.8
380 | 1780 | 1488.8
381 | 1779.2506 | 1488.651
382 | 1779.2 | 1488.587
383 | 1779.002 | 1488.53
384 | 1778.9231 | 1488.003
385 | 1778.711 | 1488
386 | 1778.5902 | 1488
387 | 1778.4 | 1487.837
388 | 1777.8576 | 1485.6
389 | 1777.6 | 1484.153
390 | 1776.413 | 1484
391 | 1776.0807 | 1483.009
392 | 1775.2 | 1483.009
393 | 1775.2 | 1482.886
394 | 1773.524 | 1482.4
395 | 1773.4518 | 1482.212
396 | 1773.255 | 1482.151
397 | 1772.851 | 1482.042
398 | 1772.4797 | 1481.478
399 | 1772.2558 | 1480.701
400 | 1772.0822 | 1480.476
401 | 1771.9988 | 1479.556
402 | 1771.2 | 1479.454
403 | 1771.2 | 1479.2
404 | 1770.4 | 1479.2
405 | 1769.154 | 1479.174
406 | 1768.6143 | 1478.4
407 | 1766.78 | 1478.228
408 | 1766.438 | 1477.6
409 | 1766.248 | 1476.634
410 | 1765.9551 | 1476
411 | 1765.931 | 1475.406
412 | 1765.6 | 1475.2
413 | 1764.8544 | 1475.025
414 | 1764.8 | 1473.941
415 | 1764.516 | 1473.306
416 | 1763.69 | 1472.8
417 | 1763.437 | 1472.409
418 | 1763.2 | 1472
419 | 1763.062 | 1472
420 | 1762.864 | 1472
421 | 1762.66 | 1471.476
422 | 1762.4 | 1470.4
423 | 1761.6 | 1469.775
424 | 1760.002 | 1469.6
425 | 1760 | 1469.462
426 | 1759.2 | 1469.462
427 | 1759.2 | 1468
428 | 1759.08 | 1467.625
429 | 1758.8346 | 1467.2
430 | 1758.4 | 1467.071
431 | 1757.0441 | 1466.921
432 | 1756.931 | 1466.4
433 | 1756 | 1466.369
434 | 1755.972 | 1466.274
435 | 1755.8808 | 1465.448
436 | 1755.8511 | 1464.8
437 | 1755.7039 | 1464.664
438 | 1755.5448 | 1464.528
439 | 1755.5239 | 1464
440 | 1754.8452 | 1463.752
441 | 1754.7479 | 1463.2
442 | 1753.4948 | 1463.2
443 | 1753.2821 | 1462.4
444 | 1753.1561 | 1461.695
445 | 1751.451 | 1461.6
446 | 1751.3527 | 1461.462
447 | 1751.2 | 1460.8
448 | 1751.14 | 1460.644
449 | 1751.024 | 1460.05
450 | 1750.511 | 1459.826
451 | 1750.4 | 1459.415
452 | 1750.351 | 1459.2
453 | 1749.963 | 1459.2
454 | 1749.959 | 1459.2
455 | 1749.6223 | 1459.102
456 | 1749.1697 | 1458.4
457 | 1749.1418 | 1458.305
458 | 1748.8 | 1457.6
459 | 1748 | 1457.6
460 | 1748 | 1457.065
461 | 1747.764 | 1456.398
462 | 1747.615 | 1455.65
463 | 1746.4 | 1455.594
464 | 1746.298 | 1454.153
465 | 1745.7801 | 1453.714
466 | 1745.6 | 1453.6
467 | 1745.249 | 1453.6
468 | 1744.6384 | 1453.6
469 | 1744.337 | 1453.284
470 | 1744.2447 | 1453.137
471 | 1744 | 1452.071
472 | 1744 | 1451.097
473 | 1743.702 | 1449.725
474 | 1743.6635 | 1449.583
475 | 1743.6133 | 1448.8
476 | 1743.462 | 1447.946
477 | 1743.337 | 1447.2
478 | 1742.4091 | 1446.4
479 | 1742.4 | 1446.4
480 | 1742.288 | 1446.201
481 | 1741.9777 | 1445.923
482 | 1741.725 | 1445.6
483 | 1741.645 | 1445.105
484 | 1741.499 | 1444.8
485 | 1740.9657 | 1443.681
486 | 1740.8 | 1443.57
487 | 1740.399 | 1443.177
488 | 1740.14 | 1442.673
489 | 1739.825 | 1441.332
490 | 1738.997 | 1440.774
491 | 1738.895 | 1440.767
492 | 1738.664 | 1440.089
493 | 1738.4 | 1440
494 | 1738.3935 | 1439.053
495 | 1737.954 | 1438.3
496 | 1737.8885 | 1438.111
497 | 1737.852 | 1436.8
498 | 1737.845 | 1436.8
499 | 1737.6 | 1436.559
500 | 1737.0911 | 1436.559
501 | 1737.05 | 1436.419
502 | 1737.0055 | 1436
503 | 1736.8 | 1436
504 | 1736.2529 | 1435.827
505 | 1735.3911 | 1435.771
506 | 1735.168 | 1435.634
507 | 1735.038 | 1434.4
508 | 1734.369 | 1434.4
509 | 1734.126 | 1434.399
510 | 1734.0288 | 1434.298
511 | 1733.951 | 1433.6
512 | 1733.837 | 1433.6
513 | 1733.618 | 1433.6
514 | 1732.8 | 1432.8
515 | 1731.7952 | 1432.747
516 | 1731.41 | 1431.211
517 | 1730.896 | 1430.414
518 | 1730.86 | 1430.4
519 | 1730.814 | 1430.4
520 | 1729.6 | 1429.6
521 | 1729.544 | 1429.6
522 | 1729.469 | 1429.6
523 | 1728.951 | 1429.566
524 | 1728.8 | 1428.8
525 | 1728.169 | 1428.024
526 | 1727.807 | 1428
527 | 1727.6442 | 1428
528 | 1727.174 | 1428
529 | 1727.078 | 1428
530 | 1726.744 | 1427.979
531 | 1726.4389 | 1427.94
532 | 1726.438 | 1427.699
533 | 1726.378 | 1427.371
534 | 1726.1516 | 1427.235
535 | 1726.047 | 1427.2
536 | 1725.917 | 1427.2
537 | 1725.6 | 1426.851
538 | 1725.6 | 1426.362
539 | 1725.6 | 1425.6
540 | 1724.6753 | 1425.478
541 | 1724.16 | 1424.8
542 | 1724.006 | 1424.522
543 | 1724 | 1424
544 | 1724 | 1424
545 | 1723.9854 | 1421.649
546 | 1723.893 | 1421.245
547 | 1723.786 | 1421.02
548 | 1723.1676 | 1420.243
549 | 1722.687 | 1420
550 | 1722.516 | 1419.829
551 | 1722.0755 | 1419.466
552 | 1721.903 | 1419.2
553 | 1721.6 | 1418.578
554 | 1718.8879 | 1418.083
555 | 1718.738 | 1417.299
556 | 1718.709 | 1416.8
557 | 1718.665 | 1416.481
558 | 1718.45 | 1416.264
559 | 1718.4 | 1416
560 | 1718.4 | 1416
561 | 1718.381 | 1415.902
562 | 1718.3751 | 1415.2
563 | 1718.2943 | 1414.804
564 | 1717.6 | 1414.563
565 | 1717.571 | 1414.405
566 | 1717.536 | 1414.4
567 | 1717.427 | 1414.4
568 | 1717.3001 | 1414.4
569 | 1717.244 | 1413.6
570 | 1717.081 | 1413.087
571 | 1716.665 | 1412.8
572 | 1716.587 | 1412
573 | 1715.3512 | 1411.574
574 | 1715.266 | 1411.574
575 | 1715.058 | 1411.289
576 | 1715.055 | 1411.2
577 | 1715.024 | 1410.4
578 | 1714.976 | 1410.165
579 | 1714.76 | 1409.6
580 | 1714.7026 | 1408.898
581 | 1714.1715 | 1408.835
582 | 1714.12 | 1408.8
583 | 1713.845 | 1408.436
584 | 1713.488 | 1408
585 | 1713.281 | 1408
586 | 1712.8476 | 1408
587 | 1712.774 | 1408
588 | 1712.2377 | 1407.485
589 | 1711.846 | 1407.2
590 | 1711.478 | 1407.035
591 | 1711.452 | 1406.667
592 | 1711.2 | 1405.711
593 | 1711.2 | 1404.843
594 | 1710.5644 | 1404.8
595 | 1710.5127 | 1404.292
596 | 1710.031 | 1403.2
597 | 1709.965 | 1403.15
598 | 1709.264 | 1402.523
599 | 1708.9138 | 1402.523
600 | 1708.3705 | 1402.4
601 | 1708.11 | 1402.4
602 | 1708 | 1402.373
603 | 1707.886 | 1400.123
604 | 1707.2 | 1399.92
605 | 1706.823 | 1399.533
606 | 1706.4 | 1399.307
607 | 1706.4 | 1398.549
608 | 1706.4 | 1398.489
609 | 1705.6 | 1398.431
610 | 1705.486 | 1398.4
611 | 1704.969 | 1398.4
612 | 1704.867 | 1398.301
613 | 1704.8 | 1397.6
614 | 1704.5439 | 1396.855
615 | 1704.422 | 1396.8
616 | 1704.336 | 1396
617 | 1704 | 1395.569
618 | 1703.789 | 1395.2
619 | 1703.5397 | 1394.842
620 | 1703.159 | 1394.546
621 | 1702.904 | 1394.481
622 | 1702.841 | 1394.4
623 | 1702.6602 | 1394.4
624 | 1702.4 | 1394.4
625 | 1702.4 | 1393.6
626 | 1701.8192 | 1393.075
627 | 1701.6 | 1393.075
628 | 1701.586 | 1392.764
629 | 1701.5656 | 1392.164
630 | 1701.3564 | 1392
631 | 1701.0862 | 1392
632 | 1700.8 | 1392
633 | 1700.6594 | 1392
634 | 1700.6118 | 1391.946
635 | 1700.5223 | 1391.728
636 | 1700.494 | 1391.496
637 | 1700.252 | 1391.367
638 | 1700.026 | 1391.357
639 | 1700 | 1390.4
640 | 1699.7626 | 1388.675
641 | 1699.676 | 1388.389
642 | 1699.22 | 1388.339
643 | 1698.6327 | 1388.19
644 | 1698.4 | 1387.2
645 | 1698.4 | 1386.835
646 | 1698.3869 | 1386.835
647 | 1698.036 | 1386.835
648 | 1697.6099 | 1386.815
649 | 1697.557 | 1386.586
650 | 1697.546 | 1386.4
651 | 1697.236 | 1386.4
652 | 1696.775 | 1386.266
653 | 1696.1792 | 1386.026
654 | 1696 | 1385.646
655 | 1696 | 1385.6
656 | 1695.2791 | 1385.46
657 | 1695.2 | 1384.89
658 | 1695.2 | 1384.8
659 | 1694.447 | 1384.8
660 | 1693.969 | 1384.8
661 | 1693.945 | 1384
662 | 1693.6 | 1383.366
663 | 1693.5468 | 1382.778
664 | 1693.54 | 1382.485
665 | 1693.198 | 1382.173
666 | 1692.649 | 1381.6
667 | 1692.1714 | 1381.6
668 | 1692 | 1380.8
669 | 1691.5158 | 1380.8
670 | 1691.2 | 1380.21
671 | 1691.064 | 1380.066
672 | 1691.038 | 1379.986
673 | 1690.754 | 1379.821
674 | 1690.4544 | 1379.414
675 | 1690.426 | 1379.2
676 | 1690.4 | 1379.106
677 | 1690.399 | 1379.1
678 | 1689.979 | 1378.192
679 | 1689.6706 | 1377.6
680 | 1689.2072 | 1377.576
681 | 1688.8665 | 1377.226
682 | 1688.8 | 1376.8
683 | 1688.8 | 1376.8
684 | 1688.7539 | 1376.8
685 | 1688.6062 | 1376.609
686 | 1688.5431 | 1376
687 | 1688.519 | 1375.547
688 | 1688 | 1375.523
689 | 1687.8042 | 1375.162
690 | 1687.35 | 1374.917
691 | 1687.2 | 1374.666
692 | 1687.1831 | 1374.651
693 | 1686.4 | 1373.6
694 | 1686.4 | 1372.559
695 | 1686.0651 | 1372
696 | 1685.6 | 1371.718
697 | 1685.3849 | 1371.445
698 | 1685.353 | 1371.442
699 | 1685.1478 | 1371.414
700 | 1685.004 | 1371.211
701 | 1684.8217 | 1369.6
702 | 1684.745 | 1369.538
703 | 1684.7296 | 1368.8
704 | 1684 | 1368.8
705 | 1684 | 1368.257
706 | 1683.9117 | 1368
707 | 1683.2 | 1367.412
708 | 1682.8481 | 1367.211
709 | 1682.404 | 1367.2
710 | 1682.4 | 1367.2
711 | 1682.4 | 1366.663
712 | 1681.4818 | 1366.634
713 | 1681.412 | 1366.4
714 | 1681.075 | 1366.4
715 | 1680.964 | 1366.4
716 | 1680.912 | 1365.6
717 | 1680.833 | 1365.6
718 | 1680.8 | 1365.482
719 | 1680.8 | 1365.274
720 | 1680.6373 | 1365.124
721 | 1680.269 | 1364.958
722 | 1679.1101 | 1364.8
723 | 1678.349 | 1364.8
724 | 1677.954 | 1364.558
725 | 1677.484 | 1363.322
726 | 1677.3843 | 1363.2
727 | 1677.291 | 1362.679
728 | 1676.9667 | 1362.4
729 | 1676.943 | 1362.4
730 | 1676.8 | 1362.4
731 | 1676.6695 | 1361.6
732 | 1675.929 | 1360.869
733 | 1675.8559 | 1360.8
734 | 1675.8557 | 1360.8
735 | 1675.433 | 1360.647
736 | 1675.2 | 1360.451
737 | 1674.824 | 1358.4
738 | 1674.4572 | 1358.4
739 | 1674.2622 | 1358.088
740 | 1673.787 | 1357.194
741 | 1673.4272 | 1357.049
742 | 1673.221 | 1356.8
743 | 1673.0266 | 1356.8
744 | 1672.8606 | 1356.8
745 | 1672.28 | 1356.304
746 | 1672.005 | 1356
747 | 1671.964 | 1356
748 | 1671.8876 | 1355.757
749 | 1671.8207 | 1355.507
750 | 1671.773 | 1355.144
751 | 1671.657 | 1354.98
752 | 1670.927 | 1354.4
753 | 1668.96 | 1354.111
754 | 1668.8448 | 1353.426
755 | 1668.8 | 1352.239
756 | 1668.541 | 1352
757 | 1668.373 | 1351.914
758 | 1667.2764 | 1351.872
759 | 1667.2 | 1351.522
760 | 1666.961 | 1351.437
761 | 1666.4 | 1351.2
762 | 1666.1761 | 1351.2
763 | 1665.9839 | 1351.16
764 | 1665.983 | 1351.055
765 | 1665.6 | 1350.559
766 | 1664.717 | 1350.4
767 | 1664.7066 | 1350.4
768 | 1664.469 | 1350.4
769 | 1664.4276 | 1349.679
770 | 1664.173 | 1349.606
771 | 1664.025 | 1349.316
772 | 1664 | 1349.132
773 | 1663.649 | 1348.873
774 | 1663.536 | 1348.8
775 | 1663.509 | 1348.8
776 | 1663.487 | 1348.8
777 | 1663.2 | 1348.384
778 | 1662.845 | 1348
779 | 1662.323 | 1347.784
780 | 1661.8303 | 1347.642
781 | 1661.6 | 1347.526
782 | 1661.6 | 1347.2
783 | 1661.6 | 1347.2
784 | 1661.105 | 1347.144
785 | 1660.8 | 1346.47
786 | 1660.7151 | 1345.6
787 | 1660.537 | 1345.6
788 | 1660.1947 | 1345.6
789 | 1660.1947 | 1345.147
790 | 1660.1947 | 1344.8
791 | 1660.1588 | 1344.8
792 | 1660 | 1344.8
793 | 1660 | 1342.627
794 | 1659.929 | 1342.195
795 | 1659.705 | 1341.6
796 | 1659.288 | 1341.6
797 | 1659.2 | 1341.153
798 | 1659.084 | 1340.366
799 | 1658.966 | 1340
800 | 1658.8698 | 1340
801 | 1658.613 | 1339.569
802 | 1658.559 | 1339.553
803 | 1657.388 | 1339.188
804 | 1657.048 | 1338.949
805 | 1656.929 | 1338.4
806 | 1656.806 | 1337.6
807 | 1656.8 | 1337.588
808 | 1656.7966 | 1337.062
809 | 1656.662 | 1336.532
810 | 1656.625 | 1336
811 | 1656.3215 | 1335.2
812 | 1656 | 1335.058
813 | 1655.249 | 1334.4
814 | 1655.2046 | 1333.6
815 | 1655.173 | 1333.6
816 | 1655.1368 | 1332.8
817 | 1654.093 | 1331.639
818 | 1653.7527 | 1331.313
819 | 1653.652 | 1331.2
820 | 1653.6 | 1331.2
821 | 1653.6 | 1331.112
822 | 1653.5431 | 1330.494
823 | 1653.246 | 1329.82
824 | 1653.202 | 1329.6
825 | 1653.136 | 1329.6
826 | 1652.92 | 1329.085
827 | 1652.8342 | 1328.8
828 | 1652.807 | 1328.8
829 | 1652.723 | 1328.695
830 | 1652.685 | 1328.66
831 | 1652.6215 | 1328.413
832 | 1652.5475 | 1328.156
833 | 1652.4707 | 1326.4
834 | 1652.413 | 1326.022
835 | 1651.7706 | 1325.702
836 | 1651.22 | 1325.6
837 | 1651.085 | 1325.6
838 | 1651.0189 | 1325.6
839 | 1650.484 | 1325.457
840 | 1650.4 | 1324.067
841 | 1649.699 | 1324
842 | 1648.641 | 1324
843 | 1648.157 | 1324
844 | 1648.072 | 1323.903
845 | 1648 | 1323.126
846 | 1647.9272 | 1322.503
847 | 1647.8616 | 1322.257
848 | 1647.588 | 1321.613
849 | 1647.544 | 1321.6
850 | 1647.2 | 1321.6
851 | 1647.2 | 1321.6
852 | 1647.1089 | 1320.994
853 | 1647.1089 | 1320.258
854 | 1646.336 | 1320.102
855 | 1646.173 | 1319.2
856 | 1645.765 | 1319.16
857 | 1645.752 | 1318.905
858 | 1645.6 | 1318.787
859 | 1645.065 | 1318.4
860 | 1644.823 | 1318.4
861 | 1644.797 | 1317.825
862 | 1644.762 | 1317.687
863 | 1644.1407 | 1317.457
864 | 1643.977 | 1317.162
865 | 1643.7 | 1316.91
866 | 1643.485 | 1316.8
867 | 1643.2243 | 1316
868 | 1643.0203 | 1315.33
869 | 1642.84 | 1315.122
870 | 1642.4999 | 1315.11
871 | 1642.4 | 1315.07
872 | 1642.3118 | 1314.994
873 | 1642.0142 | 1314.597
874 | 1641.988 | 1314.4
875 | 1641.6575 | 1314.374
876 | 1641.6 | 1314.249
877 | 1641.378 | 1314.034
878 | 1641.186 | 1313.639
879 | 1640.8 | 1313.6
880 | 1640.668 | 1312.881
881 | 1640 | 1312.8
882 | 1639.9322 | 1312.8
883 | 1639.3396 | 1312.8
884 | 1638.9311 | 1312.297
885 | 1638.7226 | 1312.249
886 | 1638.605 | 1312.249
887 | 1638.537 | 1310.4
888 | 1638.403 | 1310.4
889 | 1638.3992 | 1310.4
890 | 1638.085 | 1310.163
891 | 1638.025 | 1310.075
892 | 1637.9753 | 1309.918
893 | 1637.6 | 1309.918
894 | 1637.5824 | 1308.846
895 | 1637.2954 | 1308.643
896 | 1637.1595 | 1308
897 | 1637.0923 | 1307.967
898 | 1636.944 | 1306.743
899 | 1636.7689 | 1306.284
900 | 1636.574 | 1306.033
901 | 1636.4498 | 1306.033
902 | 1636.443 | 1305.68
903 | 1636.4299 | 1305.6
904 | 1636.1784 | 1305.303
905 | 1636 | 1304.8
906 | 1636 | 1304.8
907 | 1636 | 1304.439
908 | 1635.7965 | 1304
909 | 1635.582 | 1304
910 | 1635.438 | 1303.684
911 | 1635.414 | 1303.2
912 | 1635.2 | 1303.2
913 | 1634.626 | 1302.803
914 | 1634.4 | 1302.63
915 | 1634.4 | 1302.606
916 | 1634.3255 | 1302.533
917 | 1634.306 | 1301.665
918 | 1634.053 | 1300.661
919 | 1633.953 | 1300
920 | 1633.6 | 1300
921 | 1633.544 | 1300
922 | 1633.042 | 1299.532
923 | 1633.019 | 1299.439
924 | 1632.9415 | 1299.412
925 | 1632.862 | 1299.2
926 | 1632.697 | 1299.2
927 | 1632.597 | 1298.4
928 | 1632.0301 | 1298.193
929 | 1632 | 1298.131
930 | 1632 | 1296.931
931 | 1631.553 | 1296.8
932 | 1631.387 | 1295.933
933 | 1631.193 | 1295.322
934 | 1630.98 | 1294.605
935 | 1630.578 | 1294.4
936 | 1629.851 | 1294.146
937 | 1629.663 | 1293.998
938 | 1629.66 | 1293.6
939 | 1629.6 | 1293.35
940 | 1629.559 | 1292.96
941 | 1629.508 | 1292.8
942 | 1629.2201 | 1292
943 | 1628.8 | 1291.2
944 | 1628.7921 | 1290.494
945 | 1628.745 | 1290.4
946 | 1628.6735 | 1290.4
947 | 1628.6013 | 1290.4
948 | 1628.348 | 1290.4
949 | 1628.2678 | 1290.198
950 | 1628 | 1290.029
951 | 1627.857 | 1289.367
952 | 1627.7258 | 1288.8
953 | 1627.697 | 1288.464
954 | 1627.379 | 1288.125
955 | 1627.268 | 1288
956 | 1627.259 | 1287.2
957 | 1627.187 | 1287.2
958 | 1626.909 | 1286.4
959 | 1626.9086 | 1286.4
960 | 1626.609 | 1285.833
961 | 1626.5602 | 1285.689
962 | 1626.32 | 1285.6
963 | 1625.792 | 1285.6
964 | 1625.6 | 1285.6
965 | 1625.599 | 1285.161
966 | 1625.402 | 1285.121
967 | 1625.359 | 1284
968 | 1625.121 | 1284
969 | 1625.028 | 1284
970 | 1624.992 | 1283.787
971 | 1624.8 | 1283.768
972 | 1624.8 | 1283.2
973 | 1624.376 | 1282.4
974 | 1624.258 | 1282.193
975 | 1624.0727 | 1282.011
976 | 1624 | 1281.6
977 | 1624 | 1280.8
978 | 1624 | 1280.599
979 | 1623.7979 | 1280
980 | 1623.593 | 1279.805
981 | 1623.5803 | 1277.6
982 | 1623.5477 | 1276.8
983 | 1623.4698 | 1276
984 | 1623.432 | 1276
985 | 1623.3211 | 1275.732
986 | 1623.245 | 1275.693
987 | 1623.038 | 1275.392
988 | 1622.9691 | 1275.2
989 | 1622.4644 | 1275.021
990 | 1622.4 | 1274.956
991 | 1622.4 | 1274.827
992 | 1622.4 | 1274.656
993 | 1622.298 | 1274.4
994 | 1622.297 | 1274.4
995 | 1621.666 | 1274.4
996 | 1621.6 | 1274.4
997 | 1621.58 | 1274.312
998 | 1621.22 | 1274.238
999 | 1621.135 | 1274.172
1000 | 1620.881 | 1273.361
1001 | 1620.8484 | 1272.8
1002 | 1620.767 | 1272.8
1003 | 1620.676 | 1272.8
1004 | 1620.5808 | 1272.45
1005 | 1620.4415 | 1272.435
1006 | 1620.387 | 1272
1007 | 1620.241 | 1271.2
1008 | 1620.088 | 1270.908
1009 | 1620 | 1270.294
1010 | 1619.476 | 1270.243
1011 | 1619.2759 | 1270.216
1012 | 1619.2 | 1269.443
1013 | 1618.778 | 1268.8
1014 | 1617.9573 | 1268.8
1015 | 1617.9401 | 1268.8
1016 | 1617.779 | 1268
1017 | 1617.657 | 1268
1018 | 1617.6 | 1267.2
1019 | 1617.23 | 1267.2
1020 | 1616.8 | 1267.052
1021 | 1616.673 | 1266.652
1022 | 1616.357 | 1266.409
1023 | 1616.041 | 1266.4
1024 | 1616.0319 | 1266.4
1025 | 1616 | 1266.3
1026 | 1615.953 | 1265.6
1027 | 1615.8908 | 1264.8
1028 | 1615.5546 | 1264.231
1029 | 1615.2725 | 1263.865
1030 | 1615.258 | 1263.865
1031 | 1615.2545 | 1263.865
1032 | 1615.2 | 1263.261
1033 | 1615.0866 | 1263.2
1034 | 1615.041 | 1262.638
1035 | 1614.836 | 1262.525
1036 | 1614.825 | 1262.525
1037 | 1614.354 | 1262.4
1038 | 1614.236 | 1262.4
1039 | 1614.058 | 1260
1040 | 1613.967 | 1260
1041 | 1613.9387 | 1259.885
1042 | 1613.7006 | 1259.807
1043 | 1613.6 | 1259.771
1044 | 1613.6 | 1259.21
1045 | 1613.5784 | 1259.117
1046 | 1612.9237 | 1258.426
1047 | 1612.774 | 1258.426
1048 | 1612.223 | 1258.4
1049 | 1612.0778 | 1258.165
1050 | 1612 | 1257.6
1051 | 1612 | 1257.49
1052 | 1611.558 | 1257.086
1053 | 1611.083 | 1257.004
1054 | 1610.935 | 1256.8
1055 | 1610.809 | 1256.8
1056 | 1610.3071 | 1256.644
1057 | 1610.257 | 1256.268
1058 | 1610.0698 | 1256.268
1059 | 1610.063 | 1256.233
1060 | 1609.8915 | 1256
1061 | 1609.75 | 1256
1062 | 1609.7142 | 1255.533
1063 | 1609.6674 | 1255.509
1064 | 1609.6 | 1255.178
1065 | 1609.349 | 1255.099
1066 | 1609.172 | 1254.973
1067 | 1609.0448 | 1254.973
1068 | 1608.955 | 1254.4
1069 | 1608.8247 | 1254.4
1070 | 1608.786 | 1254.291
1071 | 1608.759 | 1253.236
1072 | 1608.7589 | 1252.915
1073 | 1608.326 | 1252.8
1074 | 1608.296 | 1252.8
1075 | 1608.087 | 1252.591
1076 | 1607.9571 | 1251.12
1077 | 1607.7798 | 1251.115
1078 | 1607.6891 | 1248.913
1079 | 1607.655 | 1248.8
1080 | 1607.397 | 1248.8
1081 | 1607.2 | 1248.8
1082 | 1606.824 | 1248.8
1083 | 1606.752 | 1248.008
1084 | 1606.691 | 1248
1085 | 1606.679 | 1247.991
1086 | 1606.507 | 1247.2
1087 | 1606.5008 | 1246.986
1088 | 1605.867 | 1246.4
1089 | 1605.764 | 1245.6
1090 | 1605.5447 | 1245.6
1091 | 1605.522 | 1244.8
1092 | 1605.2895 | 1244.8
1093 | 1605.2708 | 1244.187
1094 | 1605.1611 | 1243.943
1095 | 1604.899 | 1243.65
1096 | 1604.627 | 1243.2
1097 | 1604.417 | 1243.029
1098 | 1604.172 | 1242.4
1099 | 1604.111 | 1242.349
1100 | 1603.942 | 1241.661
1101 | 1603.774 | 1241.338
1102 | 1603.6198 | 1240.8
1103 | 1603.4885 | 1240.77
1104 | 1603.456 | 1240.169
1105 | 1603.4336 | 1240.087
1106 | 1603.201 | 1240
1107 | 1603.2 | 1240
1108 | 1603.2 | 1239.2
1109 | 1603.039 | 1239.2
1110 | 1602.996 | 1238.616
1111 | 1602.9466 | 1238.439
1112 | 1602.9128 | 1238.194
1113 | 1602.881 | 1237.706
1114 | 1602.583 | 1237.706
1115 | 1602.436 | 1237.567
1116 | 1602.4 | 1237.145
1117 | 1602.301 | 1237.145
1118 | 1602.265 | 1236.731
1119 | 1602.1427 | 1236.109
1120 | 1602.0439 | 1235.2
1121 | 1601.832 | 1234.4
1122 | 1601.6 | 1234.4
1123 | 1601.6 | 1234.289
1124 | 1601.6 | 1234.014
1125 | 1601.467 | 1233.6
1126 | 1601.404 | 1233.467
1127 | 1601.327 | 1233.443
1128 | 1601.2271 | 1233.287
1129 | 1601.1342 | 1232.8
1130 | 1601.039 | 1232.8
1131 | 1600.8 | 1232.667
1132 | 1600.536 | 1232.224
1133 | 1600.335 | 1232.18
1134 | 1600 | 1231.447
1135 | 1600 | 1230.799
1136 | 1599.883 | 1230.67
1137 | 1599.831 | 1230.461
1138 | 1599.7157 | 1230.4
1139 | 1599.6753 | 1230.322
1140 | 1599.518 | 1230.108
1141 | 1599.501 | 1229.599
1142 | 1599.2 | 1229.417
1143 | 1599.2 | 1229.116
1144 | 1598.971 | 1228.8
1145 | 1598.4 | 1228.38
1146 | 1598.4 | 1228
1147 | 1598.3855 | 1226.847
1148 | 1598.239 | 1226.7
1149 | 1597.991 | 1226.4
1150 | 1597.92 | 1226.4
1151 | 1597.6423 | 1226.14
1152 | 1597.6 | 1226.008
1153 | 1597.596 | 1225.6
1154 | 1597.5495 | 1225.6
1155 | 1597.412 | 1225.6
1156 | 1596.3166 | 1225.376
1157 | 1595.5861 | 1224.992
1158 | 1595.3702 | 1224.8
1159 | 1595.194 | 1224.529
1160 | 1595.175 | 1223.2
1161 | 1595.0541 | 1223.2
1162 | 1594.663 | 1222.511
1163 | 1594.654 | 1222.4
1164 | 1594.407 | 1222.4
1165 | 1593.999 | 1222.4
1166 | 1593.7705 | 1222.124
1167 | 1593.6599 | 1222.043
1168 | 1593.632 | 1222.006
1169 | 1593.5002 | 1221.936
1170 | 1593.282 | 1221.838
1171 | 1593.236 | 1221.699
1172 | 1593.166 | 1221.6
1173 | 1593.084 | 1221.129
1174 | 1593.023 | 1220.936
1175 | 1592.847 | 1220.833
1176 | 1592.548 | 1220.8
1177 | 1592.421 | 1220.8
1178 | 1592.395 | 1220.57
1179 | 1592.282 | 1220.164
1180 | 1592.239 | 1220.036
1181 | 1592.0899 | 1220
1182 | 1591.6166 | 1220
1183 | 1591.2 | 1218.757
1184 | 1591.079 | 1218.567
1185 | 1590.8468 | 1218.4
1186 | 1590.8052 | 1218.239
1187 | 1590.4 | 1218.16
1188 | 1589.617 | 1217.408
1189 | 1589.6 | 1217.286
1190 | 1589.6 | 1217.286
1191 | 1589.6 | 1216.931
1192 | 1589.6 | 1216.848
1193 | 1589.6 | 1216.685
1194 | 1589.517 | 1216.486
1195 | 1589.396 | 1216.294
1196 | 1589.091 | 1216
1197 | 1588.8 | 1215.604
1198 | 1588.775 | 1215.295
1199 | 1588.6233 | 1215.156
1200 | 1588.328 | 1215.079
1201 | 1588.2695 | 1214.131
1202 | 1588.2052 | 1213.6
1203 | 1588.152 | 1212.841
1204 | 1588.0616 | 1212.8
1205 | 1587.901 | 1212
1206 | 1587.586 | 1212
1207 | 1587.4332 | 1210.666
1208 | 1587.2847 | 1210.306
1209 | 1587.2847 | 1209.693
1210 | 1587.2 | 1208.916
1211 | 1587.2 | 1208.8
1212 | 1587.2 | 1208.068
1213 | 1587.1934 | 1207.2
1214 | 1586.6892 | 1207.2
1215 | 1586.458 | 1206.988
1216 | 1585.9659 | 1206.489
1217 | 1585.9435 | 1206.4
1218 | 1585.7722 | 1206.349
1219 | 1585.6 | 1204.8
1220 | 1585.6 | 1204.8
1221 | 1585.4113 | 1204.782
1222 | 1584.9707 | 1204.483
1223 | 1584.9543 | 1204
1224 | 1584.8 | 1203.862
1225 | 1584.5198 | 1203.477
1226 | 1584.409 | 1203.477
1227 | 1584.3586 | 1203.205
1228 | 1584.287 | 1203.028
1229 | 1584.1702 | 1202.4
1230 | 1584.014 | 1201.314
1231 | 1583.2 | 1200.8
1232 | 1583.2 | 1200.8
1233 | 1583.009 | 1200.8
1234 | 1582.693 | 1200.8
1235 | 1582.6231 | 1200.585
1236 | 1582.537 | 1200.409
1237 | 1582.4 | 1200.369
1238 | 1582.275 | 1200.114
1239 | 1582.1499 | 1200
1240 | 1581.6 | 1199.593
1241 | 1581.445 | 1199.317
1242 | 1581.08 | 1199.2
1243 | 1580.9303 | 1199.2
1244 | 1580.825 | 1198.816
1245 | 1580.8 | 1198.543
1246 | 1580.8 | 1198.426
1247 | 1580.7302 | 1198.162
1248 | 1580.699 | 1198.039
1249 | 1580.662 | 1197.969
1250 | 1580.4767 | 1197.509
1251 | 1580.403 | 1197.262
1252 | 1580.373 | 1196.8
1253 | 1580.043 | 1196.129
1254 | 1580 | 1196
1255 | 1579.999 | 1196
1256 | 1579.901 | 1195.667
1257 | 1579.897 | 1195.574
1258 | 1579.4376 | 1195.574
1259 | 1579.2 | 1195.2
1260 | 1579.2 | 1194.4
1261 | 1578.9248 | 1194.078
1262 | 1578.746 | 1193.6
1263 | 1578.4 | 1193.6
1264 | 1578.4 | 1193.426
1265 | 1577.9614 | 1193.214
1266 | 1577.8526 | 1192.811
1267 | 1577.6 | 1192
1268 | 1577.6 | 1192
1269 | 1577.5497 | 1192
1270 | 1576.944 | 1191.587
1271 | 1576.816 | 1191.398
1272 | 1576.8 | 1189.754
1273 | 1576.8 | 1189.6
1274 | 1576.5504 | 1189.6
1275 | 1576.4513 | 1189.336
1276 | 1576 | 1188.8
1277 | 1575.959 | 1188.667
1278 | 1575.5306 | 1188
1279 | 1575.2 | 1187.938
1280 | 1574.8582 | 1187.865
1281 | 1574.8537 | 1187.2
1282 | 1574.613 | 1187.129
1283 | 1574.4 | 1184.973
1284 | 1574.4 | 1184.973
1285 | 1574.2258 | 1184.831
1286 | 1573.75 | 1184.831
1287 | 1573.2998 | 1184.8
1288 | 1572.945 | 1184.488
1289 | 1572.7909 | 1184
1290 | 1572.735 | 1184
1291 | 1572.208 | 1181.981
1292 | 1572.128 | 1181.981
1293 | 1572 | 1181.6
1294 | 1572 | 1180.8
1295 | 1571.8691 | 1180.511
1296 | 1571.8691 | 1180.51
1297 | 1571.813 | 1180.51
1298 | 1571.3059 | 1180
1299 | 1571.2 | 1179.774
1300 | 1571.2 | 1179.2
1301 | 1571.0512 | 1179.2
1302 | 1570.841 | 1179.039
1303 | 1570.749 | 1178.4
1304 | 1570.4 | 1177.568
1305 | 1570.274 | 1177.103
1306 | 1570.042 | 1177.061
1307 | 1569.9972 | 1176.84
1308 | 1569.862 | 1176.8
1309 | 1569.698 | 1176.8
1310 | 1569.6 | 1174.613
1311 | 1569.6 | 1173.954
1312 | 1569.6 | 1173.816
1313 | 1569.6 | 1172.8
1314 | 1569.14 | 1172.4
1315 | 1568.995 | 1172.039
1316 | 1568.8 | 1171.95
1317 | 1568.8 | 1170.709
1318 | 1568.5977 | 1169.6
1319 | 1568.4882 | 1169.6
1320 | 1568.38 | 1169.363
1321 | 1568 | 1168.861
1322 | 1568 | 1168.8
1323 | 1567.968 | 1168.8
1324 | 1567.5485 | 1168
1325 | 1567.2 | 1168
1326 | 1567.2 | 1168
1327 | 1567.16 | 1167.263
1328 | 1567.117 | 1167.245
1329 | 1567.0843 | 1167.2
1330 | 1567.0843 | 1167.2
1331 | 1566.858 | 1166.937
1332 | 1566.4 | 1166.4
1333 | 1566.4 | 1166.225
1334 | 1566.318 | 1166.186
1335 | 1566.1442 | 1165.874
1336 | 1566.084 | 1165.874
1337 | 1566.0129 | 1165.6
1338 | 1565.6 | 1165.6
1339 | 1565.3264 | 1165.064
1340 | 1565.3264 | 1164.328
1341 | 1565.3264 | 1163.2
1342 | 1565.032 | 1162.857
1343 | 1564.8337 | 1162.422
1344 | 1564.8 | 1162.3
1345 | 1564.005 | 1162.3
1346 | 1564 | 1161.066
1347 | 1564 | 1160.8
1348 | 1563.935 | 1159.2
1349 | 1563.6281 | 1159.2
1350 | 1563.602 | 1158.444
1351 | 1563.4947 | 1158.4
1352 | 1563.398 | 1158.277
1353 | 1562.9559 | 1158.277
1354 | 1562.899 | 1157.638
1355 | 1562.6978 | 1157.229
1356 | 1562.4 | 1156.896
1357 | 1562.161 | 1156
1358 | 1561.9623 | 1156
1359 | 1561.8691 | 1155.725
1360 | 1561.823 | 1155.502
1361 | 1561.3107 | 1155.2
1362 | 1561.284 | 1155.06
1363 | 1561.218 | 1154.691
1364 | 1560.8 | 1153.6
1365 | 1560.4337 | 1152.976
1366 | 1560.409 | 1152.8
1367 | 1560.354 | 1152.8
1368 | 1560.347 | 1152
1369 | 1559.6016 | 1151.824
1370 | 1559.5597 | 1151.349
1371 | 1559.029 | 1150.645
1372 | 1559.024 | 1150.4
1373 | 1558.9445 | 1149.6
1374 | 1558.583 | 1149.6
1375 | 1558.4 | 1149.6
1376 | 1558.331 | 1148.147
1377 | 1558.054 | 1148.147
1378 | 1557.9659 | 1148
1379 | 1557.9215 | 1147.917
1380 | 1557.6541 | 1147.538
1381 | 1557.6 | 1147.411
1382 | 1557.6 | 1147.2
1383 | 1557.5416 | 1147.023
1384 | 1557.38 | 1146.4
1385 | 1557.2327 | 1145.6
1386 | 1557.127 | 1145.6
1387 | 1556.917 | 1145.154
1388 | 1556.8 | 1144.8
1389 | 1556.8 | 1144.8
1390 | 1556.628 | 1144.463
1391 | 1556.4 | 1143.184
1392 | 1556.2421 | 1143.03
1393 | 1556.164 | 1142.4
1394 | 1556.11 | 1142.4
1395 | 1556.0846 | 1142.4
1396 | 1556 | 1141.6
1397 | 1556 | 1141.144
1398 | 1555.5125 | 1141.01
1399 | 1555.4302 | 1141.01
1400 | 1555.276 | 1140.8
1401 | 1555.2 | 1140.108
1402 | 1555.098 | 1140.056
1403 | 1554.491 | 1140
1404 | 1554.4 | 1140
1405 | 1554.4 | 1139.739
1406 | 1554.3395 | 1139.32
1407 | 1554.326 | 1139.2
1408 | 1554.2017 | 1138.247
1409 | 1554.1529 | 1137.956
1410 | 1554.145 | 1137.6
1411 | 1554.022 | 1136.8
1412 | 1553.989 | 1136.74
1413 | 1553.979 | 1136.175
1414 | 1553.8764 | 1135.966
1415 | 1553.6 | 1135.566
1416 | 1553.6 | 1135.464
1417 | 1553.3917 | 1135.2
1418 | 1553.305 | 1134.769
1419 | 1553.0947 | 1134.33
1420 | 1552.9578 | 1134.33
1421 | 1552.301 | 1133.412
1422 | 1552.2695 | 1132.8
1423 | 1552.097 | 1132
1424 | 1551.8563 | 1131.34
1425 | 1551.5661 | 1131.2
1426 | 1551.507 | 1131.2
1427 | 1551.4233 | 1131.2
1428 | 1551.363 | 1130.568
1429 | 1551.2 | 1130.4
1430 | 1551.2 | 1128.8
1431 | 1551.141 | 1128.8
1432 | 1551.0702 | 1128.605
1433 | 1550.943 | 1128
1434 | 1550.847 | 1128
1435 | 1550.773 | 1127.681
1436 | 1550.7356 | 1127.572
1437 | 1550.416 | 1127.552
1438 | 1550.4 | 1127.327
1439 | 1550.4 | 1127.2
1440 | 1549.679 | 1127.2
1441 | 1549.6 | 1126.97
1442 | 1548.9698 | 1126.505
1443 | 1548.9034 | 1126.505
1444 | 1548.8 | 1126.4
1445 | 1548.8 | 1126.4
1446 | 1548.768 | 1125.815
1447 | 1548.5916 | 1125.3
1448 | 1548.0484 | 1124.748
1449 | 1548 | 1124.23
1450 | 1547.9905 | 1124
1451 | 1547.887 | 1123.875
1452 | 1547.5341 | 1123.875
1453 | 1547.522 | 1123.163
1454 | 1547.461 | 1123.106
1455 | 1547.415 | 1122.676
1456 | 1547.1005 | 1122.404
1457 | 1546.8023 | 1122.4
1458 | 1546.6392 | 1121.899
1459 | 1546.546 | 1121.797
1460 | 1546.5163 | 1121.6
1461 | 1546.4283 | 1121.6
1462 | 1546.4 | 1120.8
1463 | 1546.4 | 1120.197
1464 | 1546.4 | 1120
1465 | 1546.268 | 1120
1466 | 1546.2679 | 1119.86
1467 | 1546.263 | 1119.2
1468 | 1546.02 | 1118.58
1469 | 1545.6 | 1118.4
1470 | 1545.6 | 1118.4
1471 | 1545.343 | 1118.034
1472 | 1545.3275 | 1117.6
1473 | 1545.1075 | 1117.548
1474 | 1545.101 | 1117.527
1475 | 1544.9103 | 1117.317
1476 | 1544.8 | 1117.237
1477 | 1544.8 | 1117.224
1478 | 1544.713 | 1116.46
1479 | 1544.646 | 1115.998
1480 | 1544.619 | 1115.644
1481 | 1544.599 | 1115.2
1482 | 1544.327 | 1115.2
1483 | 1544.0628 | 1114.647
1484 | 1544.0628 | 1114.073
1485 | 1544 | 1114.073
1486 | 1543.7762 | 1114.05
1487 | 1543.6956 | 1113.253
1488 | 1543.6519 | 1113.066
1489 | 1543.534 | 1112.8
1490 | 1543.2 | 1112.621
1491 | 1542.9749 | 1112.001
1492 | 1542.9506 | 1111.31
1493 | 1542.7756 | 1111.2
1494 | 1542.7437 | 1111.2
1495 | 1542.4 | 1111.2
1496 | 1542.4 | 1110.577
1497 | 1542.4 | 1109.6
1498 | 1542.1992 | 1109.6
1499 | 1542.1261 | 1109.529
1500 | 1542.057 | 1109.306
1501 | 1541.713 | 1108.8
1502 | 1541.6 | 1108
1503 | 1541.5026 | 1108
1504 | 1540.824 | 1107.2
1505 | 1540.8 | 1107.026
1506 | 1540.8 | 1106.878
1507 | 1540.8 | 1106.524
1508 | 1540.681 | 1106.4
1509 | 1540.524 | 1106.006
1510 | 1540.0611 | 1105.785
1511 | 1540.045 | 1105.284
1512 | 1539.8915 | 1104.859
1513 | 1539.86 | 1104.806
1514 | 1539.824 | 1104.016
1515 | 1539.811 | 1104
1516 | 1539.509 | 1103.209
1517 | 1539.2 | 1103.2
1518 | 1539.2 | 1102.475
1519 | 1539.01 | 1102.4
1520 | 1538.833 | 1101.641
1521 | 1538.7348 | 1101.6
1522 | 1538.6406 | 1101.6
1523 | 1538.6163 | 1101.253
1524 | 1538.464 | 1101.029
1525 | 1538.4 | 1100.685
1526 | 1538.349 | 1100.259
1527 | 1538.188 | 1100
1528 | 1538.105 | 1099.602
1529 | 1537.608 | 1098.909
1530 | 1537.6 | 1098.878
1531 | 1537.6 | 1097.396
1532 | 1537.5607 | 1096.71
1533 | 1537.5301 | 1096.26
1534 | 1537.528 | 1095.52
1535 | 1537.3752 | 1094.939
1536 | 1537.263 | 1094.184
1537 | 1537.183 | 1093.353
1538 | 1537.052 | 1092.8
1539 | 1536.9168 | 1092.8
1540 | 1536.8077 | 1092.621
1541 | 1536.804 | 1092
1542 | 1536.8 | 1092
1543 | 1536.6216 | 1091.598
1544 | 1536.546 | 1090.59
1545 | 1536.423 | 1090.4
1546 | 1536.183 | 1089.606
1547 | 1536 | 1089.342
1548 | 1535.971 | 1089.328
1549 | 1535.8845 | 1089.267
1550 | 1535.856 | 1088.8
1551 | 1535.769 | 1088.8
1552 | 1535.5758 | 1088.8
1553 | 1535.5124 | 1088.8
1554 | 1535.2541 | 1088.8
1555 | 1535.2298 | 1088.57
1556 | 1534.8067 | 1088
1557 | 1534.4519 | 1088
1558 | 1534.4 | 1087.2
1559 | 1534.4 | 1086.4
1560 | 1534.4 | 1086.281
1561 | 1534.3568 | 1085.755
1562 | 1534.321 | 1084.8
1563 | 1534.229 | 1084.374
1564 | 1534.199 | 1084.168
1565 | 1534.0547 | 1083.2
1566 | 1533.6 | 1082.4
1567 | 1533.5207 | 1081.658
1568 | 1533.1581 | 1080.8
1569 | 1533.0237 | 1080.58
1570 | 1532.8 | 1080.477
1571 | 1532.8 | 1080.404
1572 | 1532.198 | 1080
1573 | 1532 | 1079.926
1574 | 1532 | 1078.987
1575 | 1532 | 1078.4
1576 | 1532 | 1077.782
1577 | 1531.3527 | 1077.6
1578 | 1531.346 | 1077.589
1579 | 1531.2 | 1077.053
1580 | 1531.2 | 1076.228
1581 | 1531.2 | 1076.086
1582 | 1531.013 | 1076.059
1583 | 1530.9776 | 1076
1584 | 1530.86 | 1075.33
1585 | 1530.718 | 1075.2
1586 | 1530.064 | 1075.093
1587 | 1529.9046 | 1074.595
1588 | 1529.712 | 1074.002
1589 | 1529.6 | 1073.767
1590 | 1529.6 | 1073.6
1591 | 1529.6 | 1073.6
1592 | 1529.6 | 1073.6
1593 | 1529.519 | 1073.537
1594 | 1528.8197 | 1073.408
1595 | 1528.819 | 1072.8
1596 | 1528.475 | 1072.376
1597 | 1528.3529 | 1072.364
1598 | 1528.29 | 1071.815
1599 | 1528.207 | 1071.653
1600 | 1528.0967 | 1071.458
1601 | 1528.006 | 1071.251
1602 | 1528 | 1070.4
1603 | 1527.881 | 1070.4
1604 | 1527.7062 | 1070.151
1605 | 1527.7062 | 1069.731
1606 | 1527.332 | 1069.6
1607 | 1527.327 | 1069.446
1608 | 1527.2199 | 1069.424
1609 | 1526.8884 | 1069.424
1610 | 1526.8884 | 1068.8
1611 | 1526.8378 | 1068.711
1612 | 1526.73 | 1068.086
1613 | 1526.413 | 1067.24
1614 | 1526.4 | 1067.2
1615 | 1526.4 | 1066.947
1616 | 1526.204 | 1066.06
1617 | 1526.041 | 1065.623
1618 | 1525.9328 | 1065.6
1619 | 1525.6 | 1064.8
1620 | 1525.6 | 1064.466
1621 | 1525.559 | 1064
1622 | 1525.4623 | 1062.574
1623 | 1525.3618 | 1061.865
1624 | 1525.3581 | 1061.6
1625 | 1525.044 | 1061.519
1626 | 1524.5 | 1061.496
1627 | 1524 | 1061.42
1628 | 1524 | 1060.89
1629 | 1524 | 1060.209
1630 | 1523.695 | 1060.2
1631 | 1523.623 | 1059.424
1632 | 1523.622 | 1058.918
1633 | 1523.5696 | 1058.818
1634 | 1522.957 | 1058.352
1635 | 1522.874 | 1058.094
1636 | 1522.828 | 1057.6
1637 | 1522.7988 | 1057.413
1638 | 1522.665 | 1056
1639 | 1522.428 | 1056
1640 | 1522.4 | 1056
1641 | 1522.3454 | 1055.859
1642 | 1522.0625 | 1055.365
1643 | 1521.983 | 1055.2
1644 | 1521.9814 | 1055.082
1645 | 1521.9814 | 1054.736
1646 | 1521.9772 | 1054.696
1647 | 1521.6 | 1054.4
1648 | 1521.6 | 1054.249
1649 | 1521.6 | 1053.6
1650 | 1521.1636 | 1052
1651 | 1520.8 | 1051.892
1652 | 1520.7915 | 1051.2
1653 | 1520.4757 | 1050.323
1654 | 1520.337 | 1050.323
1655 | 1520.142 | 1049.276
1656 | 1520.027 | 1048.788
1657 | 1519.8933 | 1048.116
1658 | 1519.876 | 1047.767
1659 | 1519.6659 | 1047.286
1660 | 1519.5135 | 1046.4
1661 | 1519.235 | 1045.848
1662 | 1519.2 | 1045.759
1663 | 1519.172 | 1045.174
1664 | 1519.101 | 1044
1665 | 1518.9141 | 1042.784
1666 | 1518.9095 | 1042.668
1667 | 1518.8139 | 1041.614
1668 | 1518.8139 | 1041.496
1669 | 1518.7101 | 1041.175
1670 | 1518.4 | 1041.064
1671 | 1518.4 | 1040.8
1672 | 1518.4 | 1040.492
1673 | 1517.919 | 1040.025
1674 | 1517.8449 | 1040.025
1675 | 1517.6 | 1040.025
1676 | 1517.6 | 1040
1677 | 1517.6 | 1039.543
1678 | 1517.3603 | 1038.766
1679 | 1517.328 | 1038.439
1680 | 1517.155 | 1038.252
1681 | 1517.038 | 1038.098
1682 | 1516.8 | 1036.8
1683 | 1516.8 | 1036.8
1684 | 1516.4783 | 1036.717
1685 | 1516.32 | 1036.527
1686 | 1516 | 1036.436
1687 | 1515.751 | 1036.348
1688 | 1515.3156 | 1036.004
1689 | 1515.2 | 1035.612
1690 | 1515.2 | 1035.335
1691 | 1515.2 | 1035.265
1692 | 1515.135 | 1034.4
1693 | 1514.83 | 1034.125
1694 | 1514.752 | 1033.328
1695 | 1514.737 | 1033.261
1696 | 1514.4 | 1032.829
1697 | 1514.4 | 1031.177
1698 | 1514.373 | 1030.5
1699 | 1514.242 | 1029.964
1700 | 1514.182 | 1029.414
1701 | 1513.8031 | 1029.119
1702 | 1513.6533 | 1028.83
1703 | 1513.4915 | 1028.8
1704 | 1513.4756 | 1028.257
1705 | 1513.323 | 1028.173
1706 | 1512.8 | 1028.081
1707 | 1512.8 | 1028
1708 | 1512.8 | 1027.834
1709 | 1512.8 | 1027.527
1710 | 1512.557 | 1027.311
1711 | 1512.4939 | 1026.74
1712 | 1512.119 | 1026.4
1713 | 1512.0147 | 1026.4
1714 | 1511.9217 | 1026.377
1715 | 1511.5332 | 1025.396
1716 | 1511.5071 | 1024.833
1717 | 1511.408 | 1024.005
1718 | 1511.2516 | 1024
1719 | 1510.972 | 1023.343
1720 | 1510.8356 | 1023.228
1721 | 1510.7833 | 1023.067
1722 | 1510.4219 | 1022.799
1723 | 1510.4 | 1022.212
1724 | 1510.4 | 1022.109
1725 | 1510.3678 | 1021.637
1726 | 1510.044 | 1020.8
1727 | 1509.998 | 1020.695
1728 | 1509.994 | 1020.578
1729 | 1509.8552 | 1020
1730 | 1509.6793 | 1020
1731 | 1509.6 | 1019.834
1732 | 1509.5909 | 1019.739
1733 | 1509.5909 | 1019.449
1734 | 1509.5259 | 1019.431
1735 | 1509.416 | 1018.771
1736 | 1509.3432 | 1018.695
1737 | 1509.312 | 1018.198
1738 | 1509.175 | 1016.737
1739 | 1509.1443 | 1016
1740 | 1508.8 | 1016
1741 | 1508.661 | 1015.996
1742 | 1508.577 | 1015.972
1743 | 1508.5094 | 1015.702
1744 | 1508.333 | 1014.776
1745 | 1508 | 1014.4
1746 | 1508 | 1013.904
1747 | 1508 | 1013.718
1748 | 1508 | 1012.811
1749 | 1507.763 | 1012.543
1750 | 1507.2 | 1012
1751 | 1507.155 | 1010.939
1752 | 1507.149 | 1010.871
1753 | 1506.995 | 1010.025
1754 | 1506.9156 | 1009.71
1755 | 1506.879 | 1009.6
1756 | 1506.7813 | 1009.089
1757 | 1506.4 | 1008.672
1758 | 1506.384 | 1008.399
1759 | 1506.159 | 1008.395
1760 | 1505.9819 | 1007.017
1761 | 1505.7062 | 1006.4
1762 | 1505.6 | 1005.557
1763 | 1505.134 | 1004.72
1764 | 1505.096 | 1004.397
1765 | 1504.309 | 1004.227
1766 | 1504 | 1004
1767 | 1504 | 1003.985
1768 | 1504 | 1001.043
1769 | 1504 | 1001.043
1770 | 1503.829 | 1000.307
1771 | 1503.6577 | 1000.11
1772 | 1503.542 | 999.767
1773 | 1503.503 | 997.6
1774 | 1503.303 | 996.812
1775 | 1503.2 | 996.612
1776 | 1503.2 | 996
1777 | 1503.1713 | 995.276
1778 | 1503.1713 | 995.2
1779 | 1503.121 | 995.2
1780 | 1502.9147 | 994.877
1781 | 1502.4 | 993.832
1782 | 1502.098 | 993.689
1783 | 1502.036 | 993.203
1784 | 1502.032 | 992.658
1785 | 1501.8804 | 992
1786 | 1501.8215 | 991.373
1787 | 1501.802 | 991.2
1788 | 1501.38 | 988.944
1789 | 1501.2835 | 988.8
1790 | 1500.8 | 988.369
1791 | 1500.8 | 987.811
1792 | 1500.5405 | 987.793
1793 | 1500.2676 | 987.166
1794 | 1500.0918 | 985.606
1795 | 1500.064 | 985.6
1796 | 1500 | 985.118
1797 | 1500 | 984.642
1798 | 1500 | 982.843
1799 | 1499.82 | 982.402
1800 | 1499.779 | 982.4
1801 | 1499.733 | 981.6
1802 | 1499.6906 | 981.327
1803 | 1499.2 | 981.256
1804 | 1499.0822 | 980.566
1805 | 1498.899 | 979.2
1806 | 1498.823 | 978.942
1807 | 1498.7138 | 978.4
1808 | 1498.4 | 977.038
1809 | 1498.2644 | 976.919
1810 | 1498.248 | 976.8
1811 | 1497.729 | 976.035
1812 | 1497.656 | 975.936
1813 | 1497.6 | 974.573
1814 | 1497.6 | 974.555
1815 | 1497.6 | 973.864
1816 | 1497.593 | 973.174
1817 | 1497.353 | 972.644
1818 | 1497.263 | 972.357
1819 | 1497.0151 | 972
1820 | 1496.8 | 970.886
1821 | 1496.668 | 970.4
1822 | 1496.6287 | 968.978
1823 | 1496.27 | 968.598
1824 | 1496.2674 | 968.339
1825 | 1496 | 968.131
1826 | 1495.9604 | 967.209
1827 | 1495.2 | 966.979
1828 | 1495.022 | 966.957
1829 | 1494.969 | 966.61
1830 | 1494.9623 | 966.511
1831 | 1494.8291 | 966.394
1832 | 1494.782 | 966.267
1833 | 1494.729 | 965.993
1834 | 1494.49 | 964.847
1835 | 1494.4 | 964.8
1836 | 1494.4 | 964.469
1837 | 1494.4 | 963.628
1838 | 1494.4 | 963.404
1839 | 1494.4 | 963.2
1840 | 1494.3067 | 962.132
1841 | 1494.1654 | 962.06
1842 | 1494.1654 | 961.6
1843 | 1494.0026 | 961.325
1844 | 1494.002 | 960.741
1845 | 1493.8665 | 960.52
1846 | 1493.831 | 960
1847 | 1493.7656 | 959.854
1848 | 1493.6 | 958.811
1849 | 1493.6 | 957.6
1850 | 1493.401 | 957.6
1851 | 1493.3574 | 956.861
1852 | 1493.2586 | 956.474
1853 | 1493.2053 | 956.176
1854 | 1493.196 | 956.176
1855 | 1493.1455 | 955.54
1856 | 1493.09 | 955.216
1857 | 1493.0687 | 954.593
1858 | 1493.053 | 954.407
1859 | 1493.014 | 954.4
1860 | 1492.8 | 952.334
1861 | 1492.56 | 952.137
1862 | 1492.5396 | 950.4
1863 | 1492.397 | 950.4
1864 | 1492.2516 | 950.4
1865 | 1492.205 | 949.69
1866 | 1492.134 | 949.6
1867 | 1492 | 949.6
1868 | 1492 | 949.6
1869 | 1491.985 | 948.642
1870 | 1491.966 | 947.86
1871 | 1491.899 | 947.668
1872 | 1491.7748 | 946.085
1873 | 1491.7217 | 945.906
1874 | 1491.7217 | 945.879
1875 | 1491.7213 | 945.143
1876 | 1491.7106 | 945.104
1877 | 1491.6931 | 944.8
1878 | 1491.5815 | 943.98
1879 | 1491.3363 | 943.474
1880 | 1491.287 | 943.2
1881 | 1491.2 | 943.2
1882 | 1490.9918 | 942.426
1883 | 1490.9597 | 942.4
1884 | 1490.5497 | 942.4
1885 | 1490.4715 | 942.4
1886 | 1490.436 | 942.333
1887 | 1490.4 | 941.402
1888 | 1490.4 | 940.711
1889 | 1490.238 | 939.956
1890 | 1490.1674 | 939.33
1891 | 1490.1332 | 939.318
1892 | 1489.7845 | 937.788
1893 | 1489.6 | 937.6
1894 | 1489.5089 | 936.987
1895 | 1489.3905 | 936.017
1896 | 1489.362 | 936
1897 | 1489.1425 | 935.434
1898 | 1489.129 | 935.194
1899 | 1488.8 | 934.4
1900 | 1488.8 | 934.11
1901 | 1488.8 | 933.6
1902 | 1488.8 | 933.103
1903 | 1488.8 | 932.423
1904 | 1488.8 | 932
1905 | 1488.651 | 931.042
1906 | 1488.6136 | 930.946
1907 | 1488.5872 | 930.253
1908 | 1488.4238 | 929.964
1909 | 1488.288 | 928.349
1910 | 1488.271 | 928.279
1911 | 1488.1212 | 927.2
1912 | 1488 | 926.898
1913 | 1488 | 926.887
1914 | 1488 | 926.601
1915 | 1487.9546 | 924.966
1916 | 1487.923 | 924.909
1917 | 1487.855 | 924
1918 | 1487.8366 | 923.674
1919 | 1487.795 | 923.2
1920 | 1487.5921 | 923.2
1921 | 1487.386 | 923.003
1922 | 1487.273 | 923.003
1923 | 1486.7248 | 920
1924 | 1486.483 | 919.991
1925 | 1486.419 | 918.664
1926 | 1486.3518 | 918.618
1927 | 1486.331 | 918.4
1928 | 1485.876 | 917.358
1929 | 1485.795 | 916.01
1930 | 1485.6 | 916
1931 | 1485.5058 | 915.59
1932 | 1485.5058 | 914.334
1933 | 1485.364 | 913.949
1934 | 1485.342 | 913.415
1935 | 1484.496 | 913.006
1936 | 1484.2371 | 912.045
1937 | 1484.153 | 912
1938 | 1484 | 911.703
1939 | 1484 | 911.703
1940 | 1483.656 | 911.515
1941 | 1483.589 | 910.169
1942 | 1483.2 | 909.378
1943 | 1483.2 | 909.171
1944 | 1483.009 | 908.453
1945 | 1483.009 | 907.559
1946 | 1482.886 | 906.4
1947 | 1482.4 | 906.161
1948 | 1482.2121 | 905.259
1949 | 1482.151 | 904.8
1950 | 1482.0911 | 904.322
1951 | 1481.714 | 904
1952 | 1481.469 | 904
1953 | 1481.371 | 903.2
1954 | 1480.9778 | 902.739
1955 | 1480.8333 | 902.483
1956 | 1480.8 | 901.064
1957 | 1480.8 | 900.775
1958 | 1480.787 | 899.687
1959 | 1480.775 | 899.234
1960 | 1480.7011 | 898.001
1961 | 1480.6329 | 896.587
1962 | 1480.4755 | 896
1963 | 1480.0672 | 895.995
1964 | 1479.7011 | 895.506
1965 | 1479.6564 | 895.126
1966 | 1479.4543 | 895.126
1967 | 1479.406 | 894.4
1968 | 1479.2732 | 893.894
1969 | 1479.2 | 892.8
1970 | 1479.2 | 891.925
1971 | 1479.054 | 891.588
1972 | 1478.554 | 889.539
1973 | 1478.4 | 888.564
1974 | 1478.389 | 888.024
1975 | 1478.2277 | 888
1976 | 1478.101 | 887.611
1977 | 1477.914 | 883.2
1978 | 1477.846 | 882.624
1979 | 1477.6 | 880.8
1980 | 1477.6 | 880.763
1981 | 1477.577 | 880.622
1982 | 1476.9595 | 880.591
1983 | 1476.872 | 880
1984 | 1476.864 | 878.451
1985 | 1476.806 | 878.4
1986 | 1476.6339 | 877.6
1987 | 1476.616 | 876.8
1988 | 1476.183 | 876.8
1989 | 1476 | 876.8
1990 | 1476 | 876.577
1991 | 1475.707 | 875.787
1992 | 1475.6089 | 875.755
1993 | 1475.4056 | 874.617
1994 | 1475.2 | 871.643
1995 | 1475.2 | 871.2
1996 | 1475.2 | 871.174
1997 | 1475.0421 | 870.547
1998 | 1475.0401 | 870.268
1999 | 1474.906 | 869.957
2000 | 1474.877 | 869.538
2001 | 1474.584 | 868.685
2002 | 1474.4 | 868.416
2003 | 1474.147 | 865.411
2004 | 1473.9411 | 864.8
2005 | 1473.887 | 864.083
2006 | 1473.8341 | 863.41
2007 | 1473.5876 | 863.2
2008 | 1473.3059 | 862.935
2009 | 1473.083 | 862.413
2010 | 1472.9116 | 860.8
2011 | 1472.893 | 860.592
2012 | 1472.8 | 860.519
2013 | 1472.8 | 859.978
2014 | 1472.679 | 858.627
2015 | 1472.454 | 858.289
2016 | 1472.409 | 857.509
2017 | 1472 | 857.033
2018 | 1472 | 856
2019 | 1472 | 855.409
2020 | 1472 | 854.945
2021 | 1471.9558 | 854.618
2022 | 1471.92 | 853.344
2023 | 1471.9052 | 853.297
2024 | 1471.8526 | 852.212
2025 | 1471.8474 | 851.2
2026 | 1471.833 | 849.97
2027 | 1471.768 | 848.892
2028 | 1471.2 | 848.851
2029 | 1471.2 | 848.79
2030 | 1471.04 | 848.16
2031 | 1470.638 | 848
2032 | 1470.4 | 847.535
2033 | 1470.4 | 847.465
2034 | 1470.4 | 846.805
2035 | 1470.4 | 844.088
2036 | 1470.4 | 843.2
2037 | 1470.3045 | 841.016
2038 | 1470.149 | 840.477
2039 | 1470.106 | 840
2040 | 1469.7754 | 839.165
2041 | 1469.7754 | 837.081
2042 | 1469.6 | 836
2043 | 1469.6 | 835.985
2044 | 1469.4619 | 834.33
2045 | 1469.4619 | 832.258
2046 | 1469.4209 | 832.15
2047 | 1469.341 | 831.138
2048 | 1469.1901 | 830.097
2049 | 1468.8335 | 829.939
2050 | 1468.8 | 829.6
2051 | 1468.701 | 827.424
2052 | 1468.257 | 826.749
2053 | 1468.154 | 826.584
2054 | 1468.113 | 825.344
2055 | 1468.0047 | 825.017
2056 | 1468 | 823.782
2057 | 1467.4236 | 820.532
2058 | 1467.39 | 819.346
2059 | 1467.239 | 818.856
2060 | 1467.2 | 817.22
2061 | 1467.0712 | 816.427
2062 | 1466.806 | 816.414
2063 | 1466.4 | 816
2064 | 1466.4 | 813.648
2065 | 1466.4 | 813.626
2066 | 1466.4 | 813.601
2067 | 1466.369 | 813.6
2068 | 1466.2743 | 812.063
2069 | 1466.1104 | 812
2070 | 1466.0823 | 811.286
2071 | 1465.9979 | 810.13
2072 | 1465.832 | 809.482
2073 | 1465.729 | 808.608
2074 | 1465.6696 | 807.601
2075 | 1465.6 | 807.499
2076 | 1465.6 | 807.301
2077 | 1465.4775 | 806.895
2078 | 1465.448 | 806.865
2079 | 1464.8 | 806.13
2080 | 1464.7333 | 805.673
2081 | 1464.687 | 804.647
2082 | 1464.5285 | 803.035
2083 | 1464.5285 | 802.291
2084 | 1464.006 | 801.913
2085 | 1464 | 800.66
2086 | 1464 | 800.503
2087 | 1463.9441 | 799.541
2088 | 1463.8837 | 797.74
2089 | 1463.7515 | 796.156
2090 | 1463.702 | 794.974
2091 | 1463.659 | 794.18
2092 | 1463.2 | 792.931
2093 | 1463.2 | 792.111
2094 | 1463.2 | 792
2095 | 1463.195 | 790.785
2096 | 1462.838 | 789.667
2097 | 1462.819 | 789.159
2098 | 1462.4025 | 787.527
2099 | 1462.4 | 784.8
2100 | 1462.36 | 784.8
2101 | 1462.071 | 784.299
2102 | 1461.828 | 782.877
2103 | 1461.6 | 782.593
2104 | 1461.6 | 782.545
2105 | 1461.4939 | 782.512
2106 | 1461.4783 | 782.229
2107 | 1461.462 | 781.452
2108 | 1461.298 | 780.985
2109 | 1461.244 | 780.473
2110 | 1461.008 | 779.651
2111 | 1460.9439 | 778.519
2112 | 1460.8 | 777.788
2113 | 1460.8 | 776.725
2114 | 1460.6961 | 776.246
2115 | 1460.6438 | 774.4
2116 | 1460.39 | 774.142
2117 | 1460.1058 | 773.169
2118 | 1460 | 772.365
2119 | 1460 | 772.296
2120 | 1459.9884 | 772.239
2121 | 1459.8264 | 772.094
2122 | 1459.662 | 770.803
2123 | 1459.4151 | 769.6
2124 | 1459.2 | 768
2125 | 1459.2 | 767.826
2126 | 1459.2 | 765.721
2127 | 1459.2 | 765.24
2128 | 1459.2 | 762.515
2129 | 1459.2 | 760
2130 | 1459.2 | 759.792
2131 | 1459.1023 | 758.457
2132 | 1458.87 | 758.128
2133 | 1458.823 | 757.582
2134 | 1458.605 | 756.99
2135 | 1458.486 | 756.727
2136 | 1458.461 | 756.687
2137 | 1458.4473 | 754.857
2138 | 1458.4 | 752.8
2139 | 1458.4 | 752.449
2140 | 1458.3055 | 752.198
2141 | 1458.236 | 752.155
2142 | 1458.112 | 751.813
2143 | 1457.6 | 750.893
2144 | 1457.6 | 750.23
2145 | 1457.6 | 749.091
2146 | 1457.536 | 747.732
2147 | 1457.5078 | 747.429
2148 | 1457.42 | 746.574
2149 | 1457.305 | 745.96
2150 | 1457.0651 | 745.793
2151 | 1456.8 | 745.525
2152 | 1456.702 | 745.193
2153 | 1456.677 | 745.043
2154 | 1456.6718 | 743.515
2155 | 1456.647 | 743.176
2156 | 1456.594 | 741.772
2157 | 1456.5445 | 741.6
2158 | 1456.398 | 740.277
2159 | 1456.248 | 739.318
2160 | 1456.1419 | 739.032
2161 | 1456.088 | 738.561
2162 | 1456 | 738.438
2163 | 1455.9617 | 738.4
2164 | 1455.678 | 738.091
2165 | 1455.5941 | 735.585
2166 | 1455.515 | 734.4
2167 | 1455.5 | 733.656
2168 | 1455.483 | 733.593
2169 | 1455.323 | 733.321
2170 | 1454.847 | 732.902
2171 | 1454.836 | 729.919
2172 | 1454.312 | 728.982
2173 | 1454.101 | 728.8
2174 | 1453.973 | 727.2
2175 | 1453.859 | 725.795
2176 | 1453.632 | 725.6
2177 | 1453.6 | 725.223
2178 | 1453.6 | 723.358
2179 | 1453.6 | 721.6
2180 | 1453.2837 | 720.8
2181 | 1453.1366 | 720.624
2182 | 1453.0225 | 718.57
2183 | 1452.7272 | 717.878
2184 | 1452.682 | 717.6
2185 | 1452.636 | 716.419
2186 | 1452.169 | 716.351
2187 | 1451.9165 | 716.239
2188 | 1451.9165 | 715.777
2189 | 1451.8731 | 711.983
2190 | 1451.78 | 709.397
2191 | 1451.75 | 708.765
2192 | 1451.2 | 706.099
2193 | 1450.922 | 705.862
2194 | 1450.7679 | 705.536
2195 | 1450.765 | 704
2196 | 1450.762 | 703.652
2197 | 1450.739 | 703.173
2198 | 1450.6684 | 701.698
2199 | 1450.4455 | 700.8
2200 | 1450.0124 | 700.377
2201 | 1449.6 | 698.524
2202 | 1449.6 | 697.972
2203 | 1449.6 | 697.395
2204 | 1449.583 | 697.03
2205 | 1449.3753 | 696.793
2206 | 1449.081 | 696.166
2207 | 1448.9237 | 695.435
2208 | 1448.8 | 694.872
2209 | 1448.8 | 692.702
2210 | 1448.694 | 691.728
2211 | 1448.549 | 690.976
2212 | 1448.412 | 690.888
2213 | 1448.2039 | 689.943
2214 | 1448.199 | 689.485
2215 | 1448.14 | 688.401
2216 | 1447.9459 | 687.831
2217 | 1447.708 | 687.687
2218 | 1447.5589 | 687.639
2219 | 1447.547 | 686.996
2220 | 1447.357 | 685.527
2221 | 1447.2 | 684.502
2222 | 1447.2 | 683.941
2223 | 1447.2 | 683.058
2224 | 1446.565 | 682.8
2225 | 1446.5205 | 682.313
2226 | 1446.4 | 681.576
2227 | 1446.4 | 680.292
2228 | 1446.4 | 680.191
2229 | 1446.4 | 680.084
2230 | 1446.2015 | 678.593
2231 | 1446.081 | 677.6
2232 | 1445.9232 | 676.99
2233 | 1445.882 | 676.944
2234 | 1445.753 | 675.207
2235 | 1445.6 | 671.932
2236 | 1445.488 | 671.438
2237 | 1445.428 | 668.588
2238 | 1445.3682 | 668.521
2239 | 1445.2968 | 668.467
2240 | 1445.1054 | 667.537
2241 | 1444.8 | 666.581
2242 | 1444.8 | 665.739
2243 | 1444.5613 | 665.418
2244 | 1444 | 663.439
2245 | 1444 | 662.078
2246 | 1444 | 659.969
2247 | 1444 | 657.047
2248 | 1444 | 656.8
2249 | 1444 | 656.511
2250 | 1444 | 653.039
2251 | 1443.7099 | 650.943
2252 | 1443.6317 | 649.979
2253 | 1443.606 | 649.827
2254 | 1443.602 | 645.795
2255 | 1443.5696 | 645.091
2256 | 1443.5337 | 643.223
2257 | 1443.4841 | 641.293
2258 | 1443.3311 | 640.968
2259 | 1443.0903 | 639.551
2260 | 1443.0721 | 638.866
2261 | 1443.0422 | 637.816
2262 | 1442.884 | 635.2
2263 | 1442.5236 | 633.92
2264 | 1442.4 | 631.524
2265 | 1441.9686 | 631.308
2266 | 1441.807 | 629.404
2267 | 1441.6 | 627.824
2268 | 1441.5708 | 624.698
2269 | 1441.5264 | 624.54
2270 | 1441.2678 | 623.968
2271 | 1441.0183 | 622.306
2272 | 1440.8 | 621.809
2273 | 1440.8 | 621.153
2274 | 1440.8 | 619.279
2275 | 1440.7739 | 617.718
2276 | 1440.7666 | 615.826
2277 | 1440.758 | 614.444
2278 | 1440.601 | 613.297
2279 | 1440.062 | 610.657
2280 | 1440 | 610.37
2281 | 1440 | 607.802
2282 | 1439.8744 | 607.208
2283 | 1439.865 | 606.868
2284 | 1439.8057 | 606.012
2285 | 1439.505 | 605.75
2286 | 1439.2 | 602.4
2287 | 1439.1789 | 602.276
2288 | 1439.024 | 601.747
2289 | 1438.896 | 601.473
2290 | 1438.5628 | 601.105
2291 | 1438.3833 | 600.718
2292 | 1438.064 | 597.732
2293 | 1438.053 | 597.648
2294 | 1438.004 | 596.045
2295 | 1437.9908 | 595.604
2296 | 1437.913 | 594.843
2297 | 1437.6 | 594.714
2298 | 1437.172 | 594.4
2299 | 1436.8198 | 594.041
2300 | 1436.8 | 593.745
2301 | 1436.8 | 592.8
2302 | 1436.8 | 592.04
2303 | 1436.7719 | 588.644
2304 | 1436.7588 | 588.173
2305 | 1436.5587 | 587.571
2306 | 1436.5587 | 585.347
2307 | 1436.28 | 583.977
2308 | 1436.12 | 583.813
2309 | 1436.091 | 580.8
2310 | 1436 | 580.377
2311 | 1436 | 576.709
2312 | 1436 | 576.453
2313 | 1436 | 575.143
2314 | 1435.996 | 574.556
2315 | 1435.98 | 574.056
2316 | 1435.791 | 572.262
2317 | 1435.7711 | 566.829
2318 | 1435.638 | 565.987
2319 | 1435.4445 | 564.502
2320 | 1435.047 | 563.055
2321 | 1435.033 | 560.7
2322 | 1434.9975 | 558.449
2323 | 1434.587 | 555.809
2324 | 1434.4 | 555.632
2325 | 1434.4 | 555.367
2326 | 1434.3988 | 555.156
2327 | 1434.3111 | 553.411
2328 | 1434.2978 | 553.33
2329 | 1434.29 | 551.003
2330 | 1434.147 | 550.481
2331 | 1434.101 | 547.513
2332 | 1434.037 | 547.314
2333 | 1433.9206 | 546.749
2334 | 1433.6019 | 545.053
2335 | 1433.6 | 544.17
2336 | 1433.6 | 543.824
2337 | 1433.6 | 539.65
2338 | 1433.6 | 539.03
2339 | 1433.6 | 538.912
2340 | 1433.3713 | 537.832
2341 | 1433.37 | 537.56
2342 | 1433.2991 | 534.014
2343 | 1432.8 | 531.016
2344 | 1432.8 | 530.552
2345 | 1432.8 | 528.795
2346 | 1432.8 | 528.042
2347 | 1432.0201 | 526.976
2348 | 1432.0081 | 524.619
2349 | 1432 | 524.352
2350 | 1431.852 | 523.924
2351 | 1431.814 | 523.654
2352 | 1431.431 | 523.128
2353 | 1431.3986 | 521.807
2354 | 1431.2113 | 520.57
2355 | 1431.2023 | 520.06
2356 | 1431.2023 | 516.868
2357 | 1431.2 | 515.388
2358 | 1431.2 | 514.538
2359 | 1431.18 | 513.032
2360 | 1431.156 | 512.779
2361 | 1430.954 | 509.169
2362 | 1430.445 | 506.843
2363 | 1430.4144 | 506.251
2364 | 1430.4064 | 505.6
2365 | 1430.4 | 504.893
2366 | 1430.4 | 504.292
2367 | 1430.203 | 504
2368 | 1430.0072 | 502.04
2369 | 1429.627 | 501.686
2370 | 1429.6 | 501.6
2371 | 1429.6 | 499.863
2372 | 1429.6 | 498.4
2373 | 1429.5663 | 498.4
2374 | 1429.4651 | 498.4
2375 | 1429.4511 | 497.959
2376 | 1429.443 | 496.461
2377 | 1429.3409 | 496.461
2378 | 1429.183 | 496.461
2379 | 1429.0673 | 495.605
2380 | 1428.8 | 495.434
2381 | 1428.7283 | 495.385
2382 | 1428.5228 | 494.65
2383 | 1428.3799 | 493.901
2384 | 1428.0237 | 493.15
2385 | 1428.0124 | 492.548
2386 | 1428 | 492.303
2387 | 1428 | 491.535
2388 | 1428 | 490.849
2389 | 1428 | 488.639
2390 | 1428 | 488.554
2391 | 1427.931 | 487.2
2392 | 1427.898 | 486.886
2393 | 1427.7269 | 486.034
2394 | 1427.338 | 485.682
2395 | 1427.2354 | 485.6
2396 | 1427.2 | 485.305
2397 | 1427.2 | 485.215
2398 | 1427.1132 | 484.8
2399 | 1426.651 | 483.711
2400 | 1426.3624 | 482.52
2401 | 1426.323 | 480.8
2402 | 1426.2953 | 479.071
2403 | 1426.2825 | 478.93
2404 | 1426.2447 | 477.917
2405 | 1425.846 | 477.6
2406 | 1425.732 | 475.742
2407 | 1425.6 | 475.474
2408 | 1425.6 | 473.845
2409 | 1425.4775 | 473.368
2410 | 1425.4723 | 472.731
2411 | 1425.388 | 468.596
2412 | 1425.043 | 468.486
2413 | 1424.9425 | 467.386
2414 | 1424.881 | 467.2
2415 | 1424.8 | 466.447
2416 | 1424.8 | 466.059
2417 | 1424.8 | 465.383
2418 | 1424.6399 | 462.9
2419 | 1424.522 | 461.771
2420 | 1424.1277 | 460.861
2421 | 1424.117 | 460.075
2422 | 1424 | 459.286
2423 | 1424 | 454.94
2424 | 1423.9667 | 452.842
2425 | 1423.8829 | 451.993
2426 | 1423.8418 | 450.4
2427 | 1423.6773 | 448.648
2428 | 1423.45 | 447.486
2429 | 1423.39 | 446.018
2430 | 1423.3507 | 442.969
2431 | 1423.2 | 442.79
2432 | 1423.2 | 440.81
2433 | 1423.2 | 439.48
2434 | 1423.2 | 438.225
2435 | 1422.7357 | 437.632
2436 | 1422.6934 | 434.497
2437 | 1422.593 | 433.45
2438 | 1422.494 | 431.466
2439 | 1422.415 | 431.2
2440 | 1422.4 | 430.844
2441 | 1422.4 | 430.233
2442 | 1422.4 | 429.608
2443 | 1421.989 | 429.471
2444 | 1421.8944 | 427.943
2445 | 1421.717 | 426.089
2446 | 1421.665 | 424.54
2447 | 1421.6486 | 423.981
2448 | 1421.6 | 423.311
2449 | 1421.6 | 422.899
2450 | 1421.6 | 422.275
2451 | 1421.245 | 421.6
2452 | 1421.187 | 420.395
2453 | 1421.0247 | 420.105
2454 | 1421.0199 | 419.96
2455 | 1421.0199 | 418.883
2456 | 1420.868 | 418.547
2457 | 1420.8 | 417.034
2458 | 1420.6499 | 416.8
2459 | 1420.356 | 410.4
2460 | 1420.243 | 408.804
2461 | 1420.2091 | 408.516
2462 | 1420.1043 | 407.026
2463 | 1420.083 | 406.78
2464 | 1420 | 406.461
2465 | 1420 | 404.972
2466 | 1419.829 | 404.331
2467 | 1419.609 | 403.88
2468 | 1419.53 | 403.19
2469 | 1419.4661 | 399.152
2470 | 1419.2 | 399.101
2471 | 1419.024 | 397.6
2472 | 1419.01 | 397.39
2473 | 1418.787 | 395.277
2474 | 1418.6891 | 394.4
2475 | 1418.6527 | 393.438
2476 | 1418.5776 | 393.198
2477 | 1418.435 | 392.558
2478 | 1418.4 | 391.528
2479 | 1418.0826 | 390.923
2480 | 1418.0826 | 390.4
2481 | 1417.9132 | 390.105
2482 | 1417.6642 | 388.469
2483 | 1417.562 | 388.173
2484 | 1417.3471 | 386.834
2485 | 1417.335 | 386.378
2486 | 1417.2992 | 384
2487 | 1417.2834 | 383.234
2488 | 1417.1352 | 382.4
2489 | 1417.1352 | 382.4
2490 | 1416.8 | 381.6
2491 | 1416.8 | 380
2492 | 1416.8 | 379.93
2493 | 1416.8 | 378.78
2494 | 1416.4814 | 378.484
2495 | 1416.4175 | 378.4
2496 | 1416.264 | 376.576
2497 | 1416.215 | 375.384
2498 | 1416.2125 | 371.905
2499 | 1416.1869 | 371.376
2500 | 1416 | 369.659
2501 | 1416 | 369.6
2502 | 1416 | 369.19
2503 | 1415.902 | 367.483
2504 | 1415.791 | 367.2
2505 | 1415.659 | 365.912
2506 | 1415.654 | 365.57
2507 | 1415.472 | 364.83
2508 | 1415.4066 | 362.299
2509 | 1415.3466 | 361.6
2510 | 1415.2 | 357.6
2511 | 1415.2 | 357.182
2512 | 1414.8457 | 354.4
2513 | 1414.8044 | 354.4
2514 | 1414.8031 | 353.916
2515 | 1414.7093 | 351.528
2516 | 1414.405 | 351.119
2517 | 1414.4 | 347.735
2518 | 1414.4 | 347.646
2519 | 1414.4 | 344.184
2520 | 1414.2487 | 340.884
2521 | 1414.2467 | 337.082
2522 | 1413.981 | 336.848
2523 | 1413.61 | 332.974
2524 | 1413.6 | 332.949
2525 | 1413.2101 | 331.736
2526 | 1413.067 | 331.163
2527 | 1412.9376 | 330.986
2528 | 1412.897 | 325.862
2529 | 1412.8828 | 321.227
2530 | 1412.8 | 320.345
2531 | 1412.8 | 319.972
2532 | 1412.702 | 319.469
2533 | 1412 | 318.842
2534 | 1412 | 318.19
2535 | 1411.917 | 317.586
2536 | 1411.614 | 317.398
2537 | 1411.611 | 315.679
2538 | 1411.5744 | 315.281
2539 | 1411.5744 | 310.46
2540 | 1411.5744 | 308.819
2541 | 1411.2891 | 308.8
2542 | 1411.2 | 308.741
2543 | 1411.2 | 307.599
2544 | 1411.199 | 305.6
2545 | 1411.0786 | 304.96
2546 | 1411.0387 | 304.411
2547 | 1410.943 | 303.871
2548 | 1410.7274 | 303.297
2549 | 1410.682 | 302.253
2550 | 1410.488 | 299.234
2551 | 1410.4 | 297.85
2552 | 1410.3765 | 296.612
2553 | 1410.31 | 295.485
2554 | 1410.099 | 293.223
2555 | 1409.846 | 290.528
2556 | 1409.776 | 289.907
2557 | 1409.71 | 287.84
2558 | 1409.6953 | 286.667
2559 | 1409.602 | 284.802
2560 | 1409.6 | 284.8
2561 | 1409.584 | 284.652
2562 | 1409.4378 | 284.281
2563 | 1409.196 | 284.084
2564 | 1409.122 | 283.692
2565 | 1408.9952 | 283.561
2566 | 1408.8984 | 281.064
2567 | 1408.803 | 280.905
2568 | 1408.8 | 280.8
2569 | 1408.8 | 280.111
2570 | 1408.8 | 279.708
2571 | 1408.691 | 277.457
2572 | 1408.5208 | 276.372
2573 | 1408.483 | 275.157
2574 | 1408.437 | 274.98
2575 | 1408.436 | 273.605
2576 | 1408.139 | 273.199
2577 | 1408.1145 | 273.147
2578 | 1408.1115 | 272.093
2579 | 1408.003 | 262.514
2580 | 1408 | 260.789
2581 | 1408 | 260.667
2582 | 1408 | 260.238
2583 | 1408 | 259.418
2584 | 1408 | 257.429
2585 | 1408 | 256.999
2586 | 1408 | 256.206
2587 | 1407.813 | 254.025
2588 | 1407.738 | 253.356
2589 | 1407.71 | 252.867
2590 | 1407.4852 | 247.163
2591 | 1407.3079 | 246.561
2592 | 1407.2 | 243.749
2593 | 1407.2 | 242.077
2594 | 1407.2 | 240.779
2595 | 1407.035 | 236.506
2596 | 1407.007 | 235.937
2597 | 1406.8437 | 235.452
2598 | 1406.6674 | 234.598
2599 | 1406.455 | 234.4
2600 | 1405.725 | 233.488
2601 | 1405.7108 | 233.2
2602 | 1405.7098 | 231.693
2603 | 1405.6574 | 230.4
2604 | 1405.6336 | 227.734
2605 | 1405.6 | 226.456
2606 | 1405.495 | 225.213
2607 | 1405.356 | 224.221
2608 | 1404.929 | 223.758
2609 | 1404.902 | 223.2
2610 | 1404.8432 | 222.332
2611 | 1404.829 | 219.98
2612 | 1404.8 | 215.571
2613 | 1404.8 | 215.302
2614 | 1404.7042 | 214.839
2615 | 1404.3944 | 214.751
2616 | 1404.339 | 212.054
2617 | 1404.316 | 208.881
2618 | 1404.2924 | 208.299
2619 | 1404.2291 | 207.52
2620 | 1403.753 | 205.594
2621 | 1403.535 | 205.087
2622 | 1403.2 | 204.084
2623 | 1403.2 | 204.05
2624 | 1403.197 | 203.813
2625 | 1403.1504 | 202.988
2626 | 1403.041 | 200.693
2627 | 1402.9586 | 200.276
2628 | 1402.9448 | 199.367
2629 | 1402.913 | 198.488
2630 | 1402.659 | 195.468
2631 | 1402.5233 | 194.997
2632 | 1402.5233 | 193.46
2633 | 1402.4 | 191.351
2634 | 1402.4 | 189.581
2635 | 1402.3734 | 189.536
2636 | 1402.2623 | 189.195
2637 | 1401.9869 | 186.465
2638 | 1401.945 | 184.345
2639 | 1401.7604 | 182.999
2640 | 1401.7369 | 182.186
2641 | 1401.676 | 180.164
2642 | 1401.6253 | 178.354
2643 | 1401.399 | 176.4
2644 | 1401.019 | 176.246
2645 | 1400.986 | 174.69
2646 | 1400.8 | 173.6
2647 | 1400.8 | 171.625
2648 | 1400.707 | 171.2
2649 | 1400.2571 | 170.585
2650 | 1400.201 | 168.459
2651 | 1400.192 | 168.061
2652 | 1400.1248 | 166.002
2653 | 1400.0426 | 162.818
2654 | 1400 | 161.684
2655 | 1400 | 157.401
2656 | 1400 | 156.271
2657 | 1399.92 | 156.165
2658 | 1399.808 | 153.233
2659 | 1399.7203 | 150.139
2660 | 1399.4642 | 148.859
2661 | 1399.3357 | 147.847
2662 | 1399.3069 | 147.686
2663 | 1398.5489 | 146.735
2664 | 1398.4887 | 146.04
2665 | 1398.4 | 145.433
2666 | 1398.4 | 140.635
2667 | 1398.4 | 139.75
2668 | 1398.4 | 139.684
2669 | 1398.008 | 137.157
2670 | 1397.6 | 136.172
2671 | 1397.6 | 135.764
2672 | 1397.6 | 133.93
2673 | 1397.5799 | 133.242
2674 | 1397.4561 | 132.483
2675 | 1397.369 | 131.877
2676 | 1396.8 | 131.843
2677 | 1396.8 | 131.086
2678 | 1396.8 | 129.477
2679 | 1396.8 | 129.441
2680 | 1396.75 | 128.09
2681 | 1396.2434 | 127.2
2682 | 1396.16 | 126.4
2683 | 1396 | 126.289
2684 | 1396 | 126.045
2685 | 1396 | 124.8
2686 | 1395.96 | 124.723
2687 | 1395.618 | 124.545
2688 | 1395.5694 | 124.249
2689 | 1395.4795 | 123.533
2690 | 1395.381 | 122.826
2691 | 1395.2815 | 122.756
2692 | 1395.2 | 121.202
2693 | 1395.2 | 120.078
2694 | 1395.2 | 120
2695 | 1395.182 | 119.403
2696 | 1395.164 | 118.4
2697 | 1395.108 | 116.95
2698 | 1394.876 | 116.8
2699 | 1394.604 | 116.541
2700 | 1394.5459 | 116.132
2701 | 1394.5459 | 116
2702 | 1394.4908 | 114.987
2703 | 1394.4 | 114.468
2704 | 1394.4 | 114.4
2705 | 1394.4 | 114.4
2706 | 1394.4 | 114.348
2707 | 1394.3683 | 113.703
2708 | 1394.3631 | 113.678
2709 | 1394.271 | 113.6
2710 | 1394.1765 | 112.861
2711 | 1394.158 | 112.861
2712 | 1394.069 | 112.656
2713 | 1393.933 | 111.2
2714 | 1393.785 | 111.028
2715 | 1393.734 | 110.4
2716 | 1393.713 | 110.4
2717 | 1393.6 | 110.4
2718 | 1393.0749 | 110.4
2719 | 1393.0749 | 110.4
2720 | 1393.065 | 110.246
2721 | 1392.8 | 109.6
2722 | 1392.8 | 108.377
2723 | 1392.7643 | 108
2724 | 1392.7643 | 107.842
2725 | 1392.659 | 107.217
2726 | 1392.639 | 107.217
2727 | 1392.377 | 107.217
2728 | 1392.1637 | 107.2
2729 | 1392.1637 | 107.136
2730 | 1392.0499 | 106.4
2731 | 1392 | 105.986
2732 | 1392 | 105.189
2733 | 1392 | 105.189
2734 | 1392 | 105.179
2735 | 1392 | 104.887
2736 | 1391.9465 | 104.887
2737 | 1391.9465 | 104.8
2738 | 1391.9206 | 104.8
2739 | 1391.7281 | 104.11
2740 | 1391.679 | 103.864
2741 | 1391.4963 | 103.333
2742 | 1391.3668 | 102.519
2743 | 1391.3668 | 102.229
2744 | 1391.3492 | 101.779
2745 | 1391.303 | 101.779
2746 | 1391.249 | 101.684
2747 | 1390.4 | 101.205
2748 | 1390.1667 | 101.002
2749 | 1389.6814 | 100.822
2750 | 1389.6 | 100.766
2751 | 1389.6 | 100.593
2752 | 1389.518 | 100
2753 | 1389.4705 | 99.926
2754 | 1388.914 | 99.536
2755 | 1388.834 | 99.448
2756 | 1388.8 | 99.001
2757 | 1388.8 | 98.957
2758 | 1388.6752 | 98.671
2759 | 1388.6465 | 98.4
2760 | 1388.3885 | 98.285
2761 | 1388.3388 | 97.322
2762 | 1388 | 97.246
2763 | 1388 | 96.8
2764 | 1388 | 96.514
2765 | 1387.7571 | 95.927
2766 | 1387.754 | 95.454
2767 | 1387.724 | 94.83
2768 | 1387.644 | 94.033
2769 | 1387.3227 | 92.418
2770 | 1387.202 | 92
2771 | 1387.2 | 92
2772 | 1386.8347 | 91.642
2773 | 1386.8347 | 91.642
2774 | 1386.8347 | 89.888
2775 | 1386.66 | 89.6
2776 | 1386.5855 | 88.8
2777 | 1386.4 | 88.301
2778 | 1386.4 | 88.262
2779 | 1386.4 | 88
2780 | 1386.4 | 88
2781 | 1386.2658 | 87.847
2782 | 1386.1353 | 87.658
2783 | 1386.057 | 87.658
2784 | 1385.6 | 85.6
2785 | 1385.6 | 85.498
2786 | 1385.46 | 84.8
2787 | 1385.337 | 84.585
2788 | 1384.9171 | 84.47
2789 | 1384.8 | 84.283
2790 | 1384.8 | 83.849
2791 | 1384.8 | 83.068
2792 | 1384.773 | 82.378
2793 | 1384.7712 | 82.378
2794 | 1384.7626 | 82.378
2795 | 1384.49 | 82.378
2796 | 1384.2118 | 81.793
2797 | 1384.1314 | 81.643
2798 | 1384.068 | 80.706
2799 | 1384.0595 | 80.19
2800 | 1384 | 79.649
2801 | 1384 | 79.562
2802 | 1384 | 78.701
2803 | 1383.5979 | 76.107
2804 | 1383.572 | 76.08
2805 | 1383.4399 | 74.58
2806 | 1383.414 | 74.289
2807 | 1383.408 | 73.691
2808 | 1383.398 | 69.633
2809 | 1383.033 | 68.391
2810 | 1382.822 | 65.409
2811 | 1382.7776 | 64.667
2812 | 1382.406 | 64.647
2813 | 1382.4 | 63.784
2814 | 1382.4 | 62.892
2815 | 1382.264 | 62.792
2816 | 1382.173 | 60.015
2817 | 1382.135 | 58.608
2818 | 1381.943 | 56.42
2819 | 1381.8306 | 56.318
2820 | 1381.741 | 52.7
2821 | 1381.6 | 52.494
2822 | 1381.6 | 52.039
2823 | 1381.448 | 46.484
2824 | 1380.964 | 45.942
2825 | 1380.935 | 45.66
2826 | 1380.8 | 44.084
2827 | 1380.8 | 42.583
2828 | 1380.8 | 41.959
2829 | 1380.768 | 40.964
2830 | 1380.6823 | 40.072
2831 | 1380.4794 | 37.031
2832 | 1380.393 | 36.595
2833 | 1380.315 | 30.745
2834 | 1380.276 | 28.453
2835 | 1380.2104 | 27.886
2836 | 1380 | 26.228
2837 | 1380 | 20.639
2838 | 1379.9864 | 16.084
2839 | 1379.821 | 11.893
2840 | 1379.816 | 11.467
2841 | 1379.6333 | 7.785
2842 | 1379.589 | 7.457
2843 | 1379.4135 | 4.713
2844 | 1379.2 | 4.564
2845 | 1379.1589 | 3.933
2846 | 1379.1 | 0
2847 | 1379.0653 | 0
2848 | 1378.996 | 0
2849 | 1378.71 | 0
2850 | 1378.6088 | 0
2851 | 1378.581 | 0
2852 | 1378.4 | 0
2853 | 1378.4 | 0
2854 | 1378.1088 | 0
2855 | 1378.0269 | 0
2856 | 1377.861 | 0
2857 | 1377.713 | 0
2858 | 1377.6534 | 0
2859 | 1377.629 | 0
2860 | 1377.6 | 0
2861 | 1377.6 | 0
2862 | 1377.594 | 0
2863 | 1377.5454 | 0
2864 | 1377.423 | 0
2865 | 1377.2255 | 0
2866 | 1376.8 | 0
2867 | 1376.8 | 0
2868 | 1376.8 | 0
2869 | 1376.8 | 0
2870 | 1376.6976 | 0
2871 | 1376.542 | 0
2872 | 1376.532 | 0
2873 | 1376.376 | 0
2874 | 1376.3664 | 0
2875 | 1376.1579 | 0
2876 | 1376 | 0
2877 | 1376 | 0
2878 | 1376 | 0
2879 | 1375.817 | 0
2880 | 1375.5899 | 0
2881 | 1375.523 | 0
2882 | 1375.3968 | 0
2883 | 1375.315 | 0
2884 | 1375.2 | 0
2885 | 1375.2 | 0
2886 | 1375.182 | 0
2887 | 1375.012 | 0
2888 | 1374.738 | 0
2889 | 1374.694 | 0
2890 | 1374.539 | 0
2891 | 1374.5232 | 0
2892 | 1374.39 | 0
2893 | 1374.2539 | 0
2894 | 1373.6 | 0
2895 | 1373.6 | 0
2896 | 1373.544 | 0
2897 | 1373.2187 | 0
2898 | 1373.1364 | 0
2899 | 1372.937 | 0
2900 | 1372.877 | 0
2901 | 1372.872 | 0
2902 | 1372.8 | 0
2903 | 1372.8 | 0
2904 | 1372.623 | 0
2905 | 1372.3889 | 0
2906 | 1372.3889 | 0
2907 | 1372.3541 | 0
2908 | 1372.328 | 0
2909 | 1372.2356 | 0
2910 | 1372 | 0
2911 | 1371.9495 | 0
2912 | 1371.928 | 0
2913 | 1371.782 | 0
2914 | 1371.7788 | 0
2915 | 1371.731 | 0
2916 | 1371.4446 | 0
2917 | 1371.414 | 0
2918 | 1371.2114 | 0
2919 | 1371.2 | 0
2920 | 1371.137 | 0
2921 | 1371.0223 | 0
2922 | 1370.921 | 0
2923 | 1370.3069 | 0
2924 | 1370.109 | 0
2925 | 1369.8509 | 0
2926 | 1369.757 | 0
2927 | 1369.6 | 0
2928 | 1369.6 | 0
2929 | 1369.6 | 0
2930 | 1369.5383 | 0
2931 | 1368.8 | 0
2932 | 1368.8 | 0
2933 | 1368.8 | 0
2934 | 1368.8 | 0
2935 | 1368.6657 | 0
2936 | 1368.5727 | 0
2937 | 1368.5009 | 0
2938 | 1368.496 | 0
2939 | 1368.332 | 0
2940 | 1368.2571 | 0
2941 | 1368.2013 | 0
2942 | 1368.022 | 0
2943 | 1368 | 0
2944 | 1368 | 0
2945 | 1367.8348 | 0
2946 | 1367.5967 | 0
2947 | 1367.56 | 0
2948 | 1367.4141 | 0
2949 | 1367.4116 | 0
2950 | 1367.312 | 0
2951 | 1367.211 | 0
2952 | 1367.2 | 0
2953 | 1367.2 | 0
2954 | 1367.166 | 0
2955 | 1367.1296 | 0
2956 | 1366.848 | 0
2957 | 1366.6633 | 0
2958 | 1366.655 | 0
2959 | 1366.6343 | 0
2960 | 1366.6343 | 0
2961 | 1366.4 | 0
2962 | 1366.4 | 0
2963 | 1366.4 | 0
2964 | 1366.0648 | 0
2965 | 1366.055 | 0
2966 | 1365.6 | 0
2967 | 1365.6 | 0
2968 | 1365.6 | 0
2969 | 1365.5684 | 0
2970 | 1365.4821 | 0
2971 | 1365.2484 | 0
2972 | 1365.124 | 0
2973 | 1365.056 | 0
2974 | 1365.0331 | 0
2975 | 1364.9581 | 0
2976 | 1364.8 | 0
2977 | 1364.8 | 0
2978 | 1364.8 | 0
2979 | 1364.7797 | 0
2980 | 1364.7042 | 0
2981 | 1364.2726 | 0
2982 | 1364.1007 | 0
2983 | 1364 | 0
2984 | 1364 | 0
2985 | 1363.969 | 0
2986 | 1363.817 | 0
2987 | 1363.693 | 0
2988 | 1363.6541 | 0
2989 | 1363.4758 | 0
2990 | 1363.3224 | 0
2991 | 1363.3224 | 0
2992 | 1363.2866 | 0
2993 | 1363.2 | 0
2994 | 1362.6896 | 0
2995 | 1362.6789 | 0
2996 | 1362.5046 | 0
2997 | 1362.4 | 0
2998 | 1362.4 | 0
2999 | 1362.4 | 0
3000 | 1362.4 | 0
3001 | 1362.4 | 0
3002 | 1362.378 | 0
3003 | 1362.282 | 0
3004 | 1362.2406 | 0
3005 | 1361.861 | 0
3006 | 1361.769 | 0
3007 | 1361.6 | 0
3008 | 1361.6 | 0
3009 | 1361.6 | 0
3010 | 1361.6 | 0
3011 | 1361.5313 | 0
3012 | 1361.5307 | 0
3013 | 1361.436 | 0
3014 | 1361.4245 | 0
3015 | 1361.338 | 0
3016 | 1361.338 | 0
3017 | 1361.037 | 0
3018 | 1361.032 | 0
3019 | 1361.0005 | 0
3020 | 1360.959 | 0
3021 | 1360.953 | 0
3022 | 1360.939 | 0
3023 | 1360.8689 | 0
3024 | 1360.865 | 0
3025 | 1360.8 | 0
3026 | 1360.8 | 0
3027 | 1360.8 | 0
3028 | 1360.7414 | 0
3029 | 1360.73 | 0
3030 | 1360.6473 | 0
3031 | 1360.505 | 0
3032 | 1360.451 | 0
3033 | 1359.178 | 0
3034 | 1359.024 | 0
3035 | 1358.4 | 0
3036 | 1358.4 | 0
3037 | 1358.4 | 0
3038 | 1358.4 | 0
3039 | 1358.284 | 0
3040 | 1358.0879 | 0
3041 | 1358.071 | 0
3042 | 1357.844 | 0
3043 | 1357.8284 | 0
3044 | 1357.739 | 0
3045 | 1357.6 | 0
3046 | 1357.6 | 0
3047 | 1357.1939 | 0
3048 | 1357.1007 | 0
3049 | 1357.0867 | 0
3050 | 1357.077 | 0
3051 | 1356.959 | 0
3052 | 1356.8 | 0
3053 | 1356.8 | 0
3054 | 1356.8 | 0
3055 | 1356.489 | 0
3056 | 1356.354 | 0
3057 | 1356.3038 | 0
3058 | 1356.1404 | 0
3059 | 1356.1138 | 0
3060 | 1356 | 0
3061 | 1356 | 0
3062 | 1356 | 0
3063 | 1356 | 0
3064 | 1355.7571 | 0
3065 | 1355.743 | 0
3066 | 1355.7183 | 0
3067 | 1355.6593 | 0
3068 | 1355.634 | 0
3069 | 1355.5716 | 0
3070 | 1355.5069 | 0
3071 | 1355.5069 | 0
3072 | 1355.422 | 0
3073 | 1355.3308 | 0
3074 | 1355.19 | 0
3075 | 1355.1441 | 0
3076 | 1355.1218 | 0
3077 | 1354.983 | 0
3078 | 1354.9802 | 0
3079 | 1354.9627 | 0
3080 | 1354.9452 | 0
3081 | 1354.534 | 0
3082 | 1354.4 | 0
3083 | 1354.304 | 0
3084 | 1354.15 | 0
3085 | 1354.034 | 0
3086 | 1353.885 | 0
3087 | 1353.651 | 0
3088 | 1353.643 | 0
3089 | 1353.618 | 0
3090 | 1353.606 | 0
3091 | 1353.6 | 0
3092 | 1353.5085 | 0
3093 | 1353.4263 | 0
3094 | 1353.2033 | 0
3095 | 1353.1162 | 0
3096 | 1353.11 | 0
3097 | 1353.09 | 0
3098 | 1352.8 | 0
3099 | 1352.8 | 0
3100 | 1352.7826 | 0
3101 | 1352.7545 | 0
3102 | 1352.6494 | 0
3103 | 1352.587 | 0
3104 | 1352.5624 | 0
3105 | 1352.422 | 0
3106 | 1352.375 | 0
3107 | 1352.3591 | 0
3108 | 1352.3193 | 0
3109 | 1352.3193 | 0
3110 | 1352.296 | 0
3111 | 1352.2386 | 0
3112 | 1352 | 0
3113 | 1352 | 0
3114 | 1351.8858 | 0
3115 | 1351.8724 | 0
3116 | 1351.624 | 0
3117 | 1351.591 | 0
3118 | 1351.5224 | 0
3119 | 1351.25 | 0
3120 | 1351.2 | 0
3121 | 1351.2 | 0
3122 | 1351.1431 | 0
3123 | 1351.055 | 0
3124 | 1350.9121 | 0
3125 | 1350.4 | 0
3126 | 1350.4 | 0
3127 | 1350.4 | 0
3128 | 1350.4 | 0
3129 | 1350.247 | 0
3130 | 1350.2371 | 0
3131 | 1350.183 | 0
3132 | 1349.9434 | 0
3133 | 1349.7673 | 0
3134 | 1349.6792 | 0
3135 | 1349.631 | 0
3136 | 1349.6 | 0
3137 | 1349.218 | 0
3138 | 1349.1318 | 0
3139 | 1349.1184 | 0
3140 | 1349.0361 | 0
3141 | 1349.006 | 0
3142 | 1348.9437 | 0
3143 | 1348.873 | 0
3144 | 1348.8 | 0
3145 | 1348.8 | 0
3146 | 1348.8 | 0
3147 | 1348.658 | 0
3148 | 1348.064 | 0
3149 | 1348 | 0
3150 | 1347.911 | 0
3151 | 1347.852 | 0
3152 | 1347.8468 | 0
3153 | 1347.7837 | 0
3154 | 1347.642 | 0
3155 | 1347.5913 | 0
3156 | 1347.526 | 0
3157 | 1347.201 | 0
3158 | 1347.2 | 0
3159 | 1347.2 | 0
3160 | 1347.2 | 0
3161 | 1347.2 | 0
3162 | 1347.2 | 0
3163 | 1347.2 | 0
3164 | 1347.1615 | 0
3165 | 1347.1392 | 0
3166 | 1347.0834 | 0
3167 | 1346.8708 | 0
3168 | 1346.761 | 0
3169 | 1346.552 | 0
3170 | 1346.4339 | 0
3171 | 1346.4 | 0
3172 | 1346.4 | 0
3173 | 1346.221 | 0
3174 | 1345.6 | 0
3175 | 1345.6 | 0
3176 | 1345.6 | 0
3177 | 1345.6 | 0
3178 | 1345.6 | 0
3179 | 1345.6 | 0
3180 | 1345.557 | 0
3181 | 1345.486 | 0
3182 | 1345.155 | 0
3183 | 1345.1535 | 0
3184 | 1345.1473 | 0
3185 | 1345.1473 | 0
3186 | 1345.146 | 0
3187 | 1344.8 | 0
3188 | 1344.8 | 0
3189 | 1344.8 | 0
3190 | 1344.8 | 0
3191 | 1344.8 | 0
3192 | 1344.7616 | 0
3193 | 1344.335 | 0
3194 | 1344 | 0
3195 | 1344 | 0
3196 | 1343.987 | 0
3197 | 1343.3802 | 0
3198 | 1343.34 | 0
3199 | 1343.2 | 0
3200 | 1343.063 | 0
3201 | 1343.015 | 0
3202 | 1342.5492 | 0
3203 | 1342.539 | 0
3204 | 1342.5199 | 0
3205 | 1342.4171 | 0
3206 | 1342.0133 | 0
3207 | 1341.9598 | 0
3208 | 1341.9598 | 0
3209 | 1341.872 | 0
3210 | 1341.667 | 0
3211 | 1341.6 | 0
3212 | 1341.6 | 0
3213 | 1341.6 | 0
3214 | 1341.6 | 0
3215 | 1341.6 | 0
3216 | 1341.317 | 0
3217 | 1341.1629 | 0
3218 | 1341.1629 | 0
3219 | 1341.153 | 0
3220 | 1340.908 | 0
3221 | 1340.7248 | 0
3222 | 1340.366 | 0
3223 | 1340.366 | 0
3224 | 1340.192 | 0
3225 | 1340.07 | 0
3226 | 1340 | 0
3227 | 1340 | 0
3228 | 1340 | 0
3229 | 1339.573 | 0
3230 | 1339.5691 | 0
3231 | 1339.5691 | 0
3232 | 1339.569 | 0
3233 | 1339.387 | 0
3234 | 1339.324 | 0
3235 | 1339.2413 | 0
3236 | 1339.2361 | 0
3237 | 1339.1925 | 0
3238 | 1339.188 | 0
3239 | 1339.0123 | 0
3240 | 1338.908 | 0
3241 | 1338.8744 | 0
3242 | 1338.785 | 0
3243 | 1338.6645 | 0
3244 | 1338.6464 | 0
3245 | 1338.632 | 0
3246 | 1338.4 | 0
3247 | 1338.4 | 0
3248 | 1338.234 | 0
3249 | 1338.153 | 0
3250 | 1338.141 | 0
3251 | 1338.014 | 0
3252 | 1337.9229 | 0
3253 | 1337.8875 | 0
3254 | 1337.607 | 0
3255 | 1337.6 | 0
3256 | 1337.6 | 0
3257 | 1337.6 | 0
3258 | 1337.421 | 0
3259 | 1337.3169 | 0
3260 | 1337.162 | 0
3261 | 1337.062 | 0
3262 | 1336.8 | 0
3263 | 1336.8 | 0
3264 | 1336.7828 | 0
3265 | 1336.752 | 0
3266 | 1336.4734 | 0
3267 | 1336.4693 | 0
3268 | 1336.4483 | 0
3269 | 1336.3816 | 0
3270 | 1336 | 0
3271 | 1335.966 | 0
3272 | 1335.878 | 0
3273 | 1335.808 | 0
3274 | 1335.797 | 0
3275 | 1335.6922 | 0
3276 | 1335.484 | 0
3277 | 1335.2 | 0
3278 | 1335.2 | 0
3279 | 1335.156 | 0
3280 | 1335.092 | 0
3281 | 1335.092 | 0
3282 | 1334.6984 | 0
3283 | 1334.591 | 0
3284 | 1334.4 | 0
3285 | 1334.4 | 0
3286 | 1334.239 | 0
3287 | 1334.168 | 0
3288 | 1333.7106 | 0
3289 | 1333.6 | 0
3290 | 1333.6 | 0
3291 | 1333.6 | 0
3292 | 1333.194 | 0
3293 | 1333.0199 | 0
3294 | 1332.948 | 0
3295 | 1332.8 | 0
3296 | 1332.8 | 0
3297 | 1332.8 | 0
3298 | 1332.8 | 0
3299 | 1332.7466 | 0
3300 | 1332.407 | 0
3301 | 1332.3971 | 0
3302 | 1332.189 | 0
3303 | 1332.16 | 0
3304 | 1332.0267 | 0
3305 | 1332 | 0
3306 | 1331.8493 | 0
3307 | 1331.6386 | 0
3308 | 1331.5524 | 0
3309 | 1331.4271 | 0
3310 | 1331.4199 | 0
3311 | 1331.273 | 0
3312 | 1331.2 | 0
3313 | 1331.2 | 0
3314 | 1331.149 | 0
3315 | 1330.6818 | 0
3316 | 1330.5557 | 0
3317 | 1330.2779 | 0
3318 | 1330.2706 | 0
3319 | 1330.2572 | 0
3320 | 1329.9719 | 0
3321 | 1329.8202 | 0
3322 | 1329.8202 | 0
3323 | 1329.6 | 0
3324 | 1329.6 | 0
3325 | 1329.4033 | 0
3326 | 1329.2874 | 0
3327 | 1329.2253 | 0
3328 | 1329.0847 | 0
3329 | 1329.046 | 0
3330 | 1328.98 | 0
3331 | 1328.8758 | 0
3332 | 1328.8 | 0
3333 | 1328.8 | 0
3334 | 1328.616 | 0
3335 | 1328.5643 | 0
3336 | 1328.4127 | 0
3337 | 1328.349 | 0
3338 | 1328.345 | 0
3339 | 1328.1557 | 0
3340 | 1327.845 | 0
3341 | 1327.7543 | 0
3342 | 1327.615 | 0
3343 | 1327.6136 | 0
3344 | 1327.605 | 0
3345 | 1327.2 | 0
3346 | 1327.158 | 0
3347 | 1327.1344 | 0
3348 | 1327.1212 | 0
3349 | 1326.8189 | 0
3350 | 1326.775 | 0
3351 | 1326.4 | 0
3352 | 1326.4 | 0
3353 | 1326.022 | 0
3354 | 1325.832 | 0
3355 | 1325.723 | 0
3356 | 1325.7023 | 0
3357 | 1325.6 | 0
3358 | 1325.6 | 0
3359 | 1325.6 | 0
3360 | 1325.4565 | 0
3361 | 1324.926 | 0
3362 | 1324.8 | 0
3363 | 1324.8 | 0
3364 | 1324.8 | 0
3365 | 1324.6715 | 0
3366 | 1324.0666 | 0
3367 | 1324 | 0
3368 | 1324 | 0
3369 | 1324 | 0
3370 | 1324 | 0
3371 | 1324 | 0
3372 | 1324 | 0
3373 | 1323.9027 | 0
3374 | 1323.515 | 0
3375 | 1323.308 | 0
3376 | 1323.29 | 0
3377 | 1323.1257 | 0
3378 | 1322.503 | 0
3379 | 1322.4 | 0
3380 | 1322.0172 | 0
3381 | 1321.969 | 0
3382 | 1321.6131 | 0
3383 | 1321.611 | 0
3384 | 1321.6 | 0
3385 | 1321.6 | 0
3386 | 1321.6 | 0
3387 | 1321.6 | 0
3388 | 1321.3359 | 0
3389 | 1320.9939 | 0
3390 | 1320.8 | 0
3391 | 1320.8 | 0
3392 | 1320.8 | 0
3393 | 1320.7953 | 0
3394 | 1320.769 | 0
3395 | 1320.721 | 0
3396 | 1320.5876 | 0
3397 | 1320.5663 | 0
3398 | 1320.2584 | 0
3399 | 1320 | 0
3400 | 1319.2 | 0
3401 | 1319.2 | 0
3402 | 1319.1596 | 0
3403 | 1319.128 | 0
3404 | 1318.85 | 0
3405 | 1318.7874 | 0
3406 | 1318.43 | 0
3407 | 1318.4 | 0
3408 | 1318.4 | 0
3409 | 1318.4 | 0
3410 | 1318.0519 | 0
3411 | 1317.887 | 0
3412 | 1317.8249 | 0
3413 | 1317.8249 | 0
3414 | 1317.715 | 0
3415 | 1317.6872 | 0
3416 | 1317.571 | 0
3417 | 1317.507 | 0
3418 | 1317.272 | 0
3419 | 1317.246 | 0
3420 | 1317.153 | 0
3421 | 1316.9102 | 0
3422 | 1316.835 | 0
3423 | 1316.8 | 0
3424 | 1316.533 | 0
3425 | 1316 | 0
3426 | 1315.8883 | 0
3427 | 1315.8883 | 0
3428 | 1315.8453 | 0
3429 | 1315.8048 | 0
3430 | 1315.4865 | 0
3431 | 1315.4265 | 0
3432 | 1315.27 | 0
3433 | 1315.264 | 0
3434 | 1315.2 | 0
3435 | 1315.1216 | 0
3436 | 1315.1098 | 0
3437 | 1315.0705 | 0
3438 | 1314.638 | 0
3439 | 1314.6289 | 0
3440 | 1314.622 | 0
3441 | 1314.5969 | 0
3442 | 1314.4 | 0
3443 | 1314.3991 | 0
3444 | 1314.3743 | 0
3445 | 1314.233 | 0
3446 | 1314.143 | 0
3447 | 1314.0022 | 0
3448 | 1313.9909 | 0
3449 | 1313.727 | 0
3450 | 1313.6387 | 0
3451 | 1313.6 | 0
3452 | 1313.6 | 0
3453 | 1313.6 | 0
3454 | 1313.6 | 0
3455 | 1313.406 | 0
3456 | 1313.362 | 0
3457 | 1313.2718 | 0
3458 | 1313.251 | 0
3459 | 1313.0255 | 0
3460 | 1312.8 | 0
3461 | 1312.8 | 0
3462 | 1312.8 | 0
3463 | 1312.8 | 0
3464 | 1312.5904 | 0
3465 | 1312.509 | 0
3466 | 1312.456 | 0
3467 | 1312.2971 | 0
3468 | 1312.2486 | 0
3469 | 1312.2486 | 0
3470 | 1312 | 0
3471 | 1311.495 | 0
3472 | 1311.4301 | 0
3473 | 1311.2 | 0
3474 | 1311.2 | 0
3475 | 1310.4 | 0
3476 | 1310.4 | 0
3477 | 1310.4 | 0
3478 | 1310.4 | 0
3479 | 1310.1635 | 0
3480 | 1310.148 | 0
3481 | 1310.033 | 0
3482 | 1309.9178 | 0
3483 | 1309.9178 | 0
3484 | 1309.8432 | 0
3485 | 1309.7799 | 0
3486 | 1309.4418 | 0
3487 | 1309.39 | 0
3488 | 1309.361 | 0
3489 | 1309.2256 | 0
3490 | 1308.9971 | 0
3491 | 1308.846 | 0
3492 | 1308.643 | 0
3493 | 1308.586 | 0
3494 | 1308.4901 | 0
3495 | 1308.312 | 0
3496 | 1308.225 | 0
3497 | 1308 | 0
3498 | 1307.932 | 0
3499 | 1307.6936 | 0
3500 | 1307.693 | 0
3501 | 1307.476 | 0
3502 | 1307.3767 | 0
3503 | 1307.2764 | 0
3504 | 1307.2 | 0
3505 | 1306.7683 | 0
3506 | 1306.7255 | 0
3507 | 1306.374 | 0
3508 | 1306.2835 | 0
3509 | 1306.162 | 0
3510 | 1306.0833 | 0
3511 | 1306.039 | 0
3512 | 1306.0331 | 0
3513 | 1306.0331 | 0
3514 | 1305.6 | 0
3515 | 1305.6 | 0
3516 | 1305.6 | 0
3517 | 1305.6 | 0
3518 | 1305.548 | 0
3519 | 1305.53 | 0
3520 | 1305.495 | 0
3521 | 1305.477 | 0
3522 | 1305.359 | 0
3523 | 1305.329 | 0
3524 | 1305.3029 | 0
3525 | 1304.8 | 0
3526 | 1304.8 | 0
3527 | 1304.8 | 0
3528 | 1304.669 | 0
3529 | 1304.5051 | 0
3530 | 1304.4387 | 0
3531 | 1304 | 0
3532 | 1304 | 0
3533 | 1304 | 0
3534 | 1304 | 0
3535 | 1304 | 0
3536 | 1303.888 | 0
3537 | 1303.802 | 0
3538 | 1303.577 | 0
3539 | 1303.2 | 0
3540 | 1303.2 | 0
3541 | 1303.011 | 0
3542 | 1302.91 | 0
3543 | 1302.813 | 0
3544 | 1302.803 | 0
3545 | 1302.6298 | 0
3546 | 1302.6059 | 0
3547 | 1302.5098 | 0
3548 | 1302.4 | 0
3549 | 1302.3903 | 0
3550 | 1302.102 | 0
3551 | 1302.0681 | 0
3552 | 1301.9392 | 0
3553 | 1301.865 | 0
3554 | 1301.6783 | 0
3555 | 1301.609 | 0
3556 | 1301.431 | 0
3557 | 1301.2096 | 0
3558 | 1301.174 | 0
3559 | 1301.099 | 0
3560 | 1300.99 | 0
3561 | 1300.8 | 0
3562 | 1300.4519 | 0
3563 | 1300.328 | 0
3564 | 1300.3109 | 0
3565 | 1300.307 | 0
3566 | 1300.2516 | 0
3567 | 1300 | 0
3568 | 1300 | 0
3569 | 1300 | 0
3570 | 1300 | 0
3571 | 1300 | 0
3572 | 1300 | 0
3573 | 1299.8671 | 0
3574 | 1299.5317 | 0
3575 | 1299.5317 | 0
3576 | 1299.4648 | 0
3577 | 1299.258 | 0
3578 | 1299.2 | 0
3579 | 1299.2 | 0
3580 | 1299.188 | 0
3581 | 1299.0474 | 0
3582 | 1299.0406 | 0
3583 | 1298.9278 | 0
3584 | 1298.7306 | 0
3585 | 1298.4857 | 0
3586 | 1298.407 | 0
3587 | 1298.4 | 0
3588 | 1298.3816 | 0
3589 | 1298.1928 | 0
3590 | 1298.188 | 0
3591 | 1298.1309 | 0
3592 | 1297.88 | 0
3593 | 1297.7951 | 0
3594 | 1297.339 | 0
3595 | 1296.981 | 0
3596 | 1296.8027 | 0
3597 | 1296.8011 | 0
3598 | 1296.8 | 0
3599 | 1296.7098 | 0
3600 | 1296.6671 | 0
3601 | 1296.4209 | 0
3602 | 1296.3319 | 0
3603 | 1296.2238 | 0
3604 | 1296.1408 | 0
3605 | 1296.0874 | 0
3606 | 1295.9329 | 0
3607 | 1295.9295 | 0
3608 | 1295.9036 | 0
3609 | 1295.781 | 0
3610 | 1295.7403 | 0
3611 | 1295.2535 | 0
3612 | 1295.2 | 0
3613 | 1295.2 | 0
3614 | 1295.1505 | 0
3615 | 1295.145 | 0
3616 | 1294.5152 | 0
3617 | 1294.4 | 0
3618 | 1294.4 | 0
3619 | 1294.4 | 0
3620 | 1294.4 | 0
3621 | 1294.379 | 0
3622 | 1294.3433 | 0
3623 | 1294.28 | 0
3624 | 1294.1465 | 0
3625 | 1293.998 | 0
3626 | 1293.6 | 0
3627 | 1293.522 | 0
3628 | 1293.3496 | 0
3629 | 1293.304 | 0
3630 | 1293.095 | 0
3631 | 1293.0716 | 0
3632 | 1292.9603 | 0
3633 | 1292.903 | 0
3634 | 1292.8316 | 0
3635 | 1292.8 | 0
3636 | 1292.8 | 0
3637 | 1292.8 | 0
3638 | 1292.068 | 0
3639 | 1292 | 0
3640 | 1292 | 0
3641 | 1292 | 0
3642 | 1292 | 0
3643 | 1292 | 0
3644 | 1291.5998 | 0
3645 | 1291.2 | 0
3646 | 1291.1281 | 0
3647 | 1290.5356 | 0
3648 | 1290.4943 | 0
3649 | 1290.4 | 0
3650 | 1290.4 | 0
3651 | 1290.4 | 0
3652 | 1290.4 | 0
3653 | 1290.4 | 0
3654 | 1290.1975 | 0
3655 | 1290.1975 | 0
3656 | 1290.0993 | 0
3657 | 1289.5668 | 0
3658 | 1289.506 | 0
3659 | 1289.4335 | 0
3660 | 1289.3666 | 0
3661 | 1289.3435 | 0
3662 | 1289.3338 | 0
3663 | 1289.2178 | 0
3664 | 1288.8 | 0
3665 | 1288.8 | 0
3666 | 1288.7009 | 0
3667 | 1288.464 | 0
3668 | 1288.2412 | 0
3669 | 1288.141 | 0
3670 | 1288.1255 | 0
3671 | 1288.096 | 0
3672 | 1288.0652 | 0
3673 | 1288 | 0
3674 | 1288 | 0
3675 | 1288 | 0
3676 | 1288 | 0
3677 | 1287.992 | 0
3678 | 1287.915 | 0
3679 | 1287.7714 | 0
3680 | 1287.5099 | 0
3681 | 1287.4348 | 0
3682 | 1287.314 | 0
3683 | 1287.2 | 0
3684 | 1287.2 | 0
3685 | 1287.2 | 0
3686 | 1287.2 | 0
3687 | 1287.2 | 0
3688 | 1286.7441 | 0
3689 | 1286.664 | 0
3690 | 1286.6096 | 0
3691 | 1286.45 | 0
3692 | 1286.4464 | 0
3693 | 1286.429 | 0
3694 | 1286.4 | 0
3695 | 1286.4 | 0
3696 | 1286.4 | 0
3697 | 1286.247 | 0
3698 | 1285.8327 | 0
3699 | 1285.8327 | 0
3700 | 1285.689 | 0
3701 | 1285.6 | 0
3702 | 1285.6 | 0
3703 | 1285.6 | 0
3704 | 1285.579 | 0
3705 | 1285.3627 | 0
3706 | 1285.355 | 0
3707 | 1285.1606 | 0
3708 | 1284.5469 | 0
3709 | 1284.4951 | 0
3710 | 1284.4902 | 0
3711 | 1284.095 | 0
3712 | 1284.0444 | 0
3713 | 1284 | 0
3714 | 1284 | 0
3715 | 1284 | 0
3716 | 1283.8 | 0
3717 | 1283.7869 | 0
3718 | 1283.7711 | 0
3719 | 1283.758 | 0
3720 | 1283.562 | 0
3721 | 1283.4824 | 0
3722 | 1283.48 | 0
3723 | 1283.2 | 0
3724 | 1283.2 | 0
3725 | 1283.014 | 0
3726 | 1282.839 | 0
3727 | 1282.753 | 0
3728 | 1282.735 | 0
3729 | 1282.7249 | 0
3730 | 1282.4 | 0
3731 | 1282.3573 | 0
3732 | 1282.1932 | 0
3733 | 1282.017 | 0
3734 | 1282.0114 | 0
3735 | 1281.661 | 0
3736 | 1281.6469 | 0
3737 | 1281.6 | 0
3738 | 1281.582 | 0
3739 | 1281.294 | 0
3740 | 1281.246 | 0
3741 | 1281.053 | 0
3742 | 1280.998 | 0
3743 | 1280.894 | 0
3744 | 1280.8 | 0
3745 | 1280.8 | 0
3746 | 1280.8 | 0
3747 | 1280.783 | 0
3748 | 1280.5994 | 0
3749 | 1280.4233 | 0
3750 | 1280.109 | 0
3751 | 1280.093 | 0
3752 | 1280 | 0
3753 | 1280 | 0
3754 | 1280 | 0
3755 | 1279.819 | 0
3756 | 1279.8048 | 0
3757 | 1279.245 | 0
3758 | 1279.1002 | 0
3759 | 1278.8742 | 0
3760 | 1278.5809 | 0
3761 | 1278.412 | 0
3762 | 1278.2681 | 0
3763 | 1278.239 | 0
3764 | 1278.237 | 0
3765 | 1278.067 | 0
3766 | 1278.022 | 0
3767 | 1278.001 | 0
3768 | 1277.6 | 0
3769 | 1277.6 | 0
3770 | 1277.5983 | 0
3771 | 1277.595 | 0
3772 | 1277.5 | 0
3773 | 1277.059 | 0
3774 | 1276.9675 | 0
3775 | 1276.8627 | 0
3776 | 1276.8 | 0
3777 | 1276.6757 | 0
3778 | 1276.497 | 0
3779 | 1276.219 | 0
3780 | 1276.1272 | 0
3781 | 1276 | 0
3782 | 1276 | 0
3783 | 1276 | 0
3784 | 1275.9643 | 0
3785 | 1275.894 | 0
3786 | 1275.7325 | 0
3787 | 1275.6932 | 0
3788 | 1275.614 | 0
3789 | 1275.5441 | 0
3790 | 1275.3917 | 0
3791 | 1275.2 | 0
3792 | 1275.0212 | 0
3793 | 1274.9556 | 0
3794 | 1274.8271 | 0
3795 | 1274.6729 | 0
3796 | 1274.6562 | 0
3797 | 1274.438 | 0
3798 | 1274.4 | 0
3799 | 1274.4 | 0
3800 | 1274.4 | 0
3801 | 1274.4 | 0
3802 | 1274.4 | 0
3803 | 1274.4 | 0
3804 | 1274.3118 | 0
3805 | 1274.3118 | 0
3806 | 1274.12 | 0
3807 | 1274.013 | 0
3808 | 1273.679 | 0
3809 | 1273.643 | 0
3810 | 1273.3611 | 0
3811 | 1273.3423 | 0
3812 | 1273.22 | 0
3813 | 1272.8 | 0
3814 | 1272.8 | 0
3815 | 1272.8 | 0
3816 | 1272.8 | 0
3817 | 1272.5121 | 0
3818 | 1272.4496 | 0
3819 | 1272 | 0
3820 | 1272 | 0
3821 | 1271.929 | 0
3822 | 1271.7255 | 0
3823 | 1271.683 | 0
3824 | 1271.2 | 0
3825 | 1271.2 | 0
3826 | 1270.9311 | 0
3827 | 1270.9077 | 0
3828 | 1270.866 | 0
3829 | 1270.8584 | 0
3830 | 1270.7349 | 0
3831 | 1270.68 | 0
3832 | 1270.5584 | 0
3833 | 1270.539 | 0
3834 | 1270.4 | 0
3835 | 1270.4 | 0
3836 | 1270.4 | 0
3837 | 1270.4 | 0
3838 | 1270.332 | 0
3839 | 1270.2939 | 0
3840 | 1270.2431 | 0
3841 | 1270.1677 | 0
3842 | 1270.075 | 0
3843 | 1269.6825 | 0
3844 | 1269.4808 | 0
3845 | 1269.4781 | 0
3846 | 1269.4429 | 0
3847 | 1269.1333 | 0
3848 | 1268.8 | 0
3849 | 1268.8 | 0
3850 | 1268.8 | 0
3851 | 1268.8 | 0
3852 | 1268.772 | 0
3853 | 1268.6028 | 0
3854 | 1268.3941 | 0
3855 | 1268.221 | 0
3856 | 1268.157 | 0
3857 | 1268.07 | 0
3858 | 1268 | 0
3859 | 1268 | 0
3860 | 1268 | 0
3861 | 1267.9631 | 0
3862 | 1267.9631 | 0
3863 | 1267.883 | 0
3864 | 1267.674 | 0
3865 | 1267.651 | 0
3866 | 1267.6269 | 0
3867 | 1267.43 | 0
3868 | 1267.3981 | 0
3869 | 1267.2 | 0
3870 | 1267.2 | 0
3871 | 1267.0966 | 0
3872 | 1267.0523 | 0
3873 | 1267.0523 | 0
3874 | 1266.8185 | 0
3875 | 1266.559 | 0
3876 | 1266.465 | 0
3877 | 1266.4219 | 0
3878 | 1266.4092 | 0
3879 | 1266.4092 | 0
3880 | 1266.4 | 0
3881 | 1266.4 | 0
3882 | 1266.4 | 0
3883 | 1266.4 | 0
3884 | 1266.3005 | 0
3885 | 1265.9984 | 0
3886 | 1265.787 | 0
3887 | 1265.6 | 0
3888 | 1265.6 | 0
3889 | 1265.597 | 0
3890 | 1265.5835 | 0
3891 | 1265.572 | 0
3892 | 1265.5332 | 0
3893 | 1265.4585 | 0
3894 | 1265.2017 | 0
3895 | 1265.0944 | 0
3896 | 1264.8 | 0
3897 | 1264.8 | 0
3898 | 1264.8 | 0
3899 | 1264.732 | 0
3900 | 1264.5447 | 0
3901 | 1264.538 | 0
3902 | 1264.4646 | 0
3903 | 1264 | 0
3904 | 1263.9143 | 0
3905 | 1263.8647 | 0
3906 | 1263.8647 | 0
3907 | 1263.8647 | 0
3908 | 1263.6571 | 0
3909 | 1263.475 | 0
3910 | 1263.2609 | 0
3911 | 1263.257 | 0
3912 | 1263.2 | 0
3913 | 1262.5245 | 0
3914 | 1262.5245 | 0
3915 | 1262.4 | 0
3916 | 1262.4 | 0
3917 | 1262.4 | 0
3918 | 1262.2861 | 0
3919 | 1262.195 | 0
3920 | 1262.1523 | 0
3921 | 1262.025 | 0
3922 | 1261.7184 | 0
3923 | 1261.705 | 0
3924 | 1261.6 | 0
3925 | 1261.322 | 0
3926 | 1261.111 | 0
3927 | 1260.9775 | 0
3928 | 1260.8348 | 0
3929 | 1260.6772 | 0
3930 | 1260.412 | 0
3931 | 1260.2759 | 0
3932 | 1260 | 0
3933 | 1260 | 0
3934 | 1260 | 0
3935 | 1259.8074 | 0
3936 | 1259.699 | 0
3937 | 1259.2103 | 0
3938 | 1259.2 | 0
3939 | 1259.1168 | 0
3940 | 1258.89 | 0
3941 | 1258.648 | 0
3942 | 1258.4261 | 0
3943 | 1258.4261 | 0
3944 | 1258.4 | 0
3945 | 1258.4 | 0
3946 | 1258.144 | 0
3947 | 1257.977 | 0
3948 | 1257.8224 | 0
3949 | 1257.696 | 0
3950 | 1257.6 | 0
3951 | 1257.6 | 0
3952 | 1257.5245 | 0
3953 | 1257.4896 | 0
3954 | 1257.452 | 0
3955 | 1257.345 | 0
3956 | 1257.086 | 0
3957 | 1257.086 | 0
3958 | 1257.0037 | 0
3959 | 1256.8 | 0
3960 | 1256.8 | 0
3961 | 1256.603 | 0
3962 | 1256.2682 | 0
3963 | 1256.2682 | 0
3964 | 1256.2682 | 0
3965 | 1256.2333 | 0
3966 | 1256.0216 | 0
3967 | 1256 | 0
3968 | 1256 | 0
3969 | 1255.783 | 0
3970 | 1255.664 | 0
3971 | 1255.5327 | 0
3972 | 1255.5094 | 0
3973 | 1255.3689 | 0
3974 | 1255.265 | 0
3975 | 1255.2 | 0
3976 | 1255.151 | 0
3977 | 1255.099 | 0
3978 | 1254.993 | 0
3979 | 1254.9727 | 0
3980 | 1254.9727 | 0
3981 | 1254.555 | 0
3982 | 1254.4 | 0
3983 | 1254.4 | 0
3984 | 1254.4 | 0
3985 | 1254.291 | 0
3986 | 1254.203 | 0
3987 | 1253.8934 | 0
3988 | 1253.3755 | 0
3989 | 1253.158 | 0
3990 | 1253.0838 | 0
3991 | 1252.9154 | 0
3992 | 1252.9006 | 0
3993 | 1252.8 | 0
3994 | 1252.8 | 0
3995 | 1252.8 | 0
3996 | 1252.8 | 0
3997 | 1252.5906 | 0
3998 | 1252.525 | 0
3999 | 1252.2468 | 0
4000 | 1251.764 | 0
4001 | 1251.649 | 0
4002 | 1251.5192 | 0
4003 | 1251.5192 | 0
4004 | 1251.5192 | 0
4005 | 1251.361 | 0
4006 | 1251.306 | 0
4007 | 1251.2 | 0
4008 | 1251.1195 | 0
4009 | 1251.1145 | 0
4010 | 1251.0074 | 0
4011 | 1250.9173 | 0
4012 | 1250.7879 | 0
4013 | 1250.4936 | 0
4014 | 1250.4619 | 0
4015 | 1250.4 | 0
4016 | 1250.4 | 0
4017 | 1250.4 | 0
4018 | 1250.3824 | 0
4019 | 1250.2042 | 0
4020 | 1250.1114 | 0
4021 | 1249.9334 | 0
4022 | 1249.8858 | 0
4023 | 1249.6 | 0
4024 | 1249.3245 | 0
4025 | 1249.2235 | 0
4026 | 1249.168 | 0
4027 | 1248.913 | 0
4028 | 1248.913 | 0
4029 | 1248.8063 | 0
4030 | 1248.8 | 0
4031 | 1248.8 | 0
4032 | 1248.8 | 0
4033 | 1248.8 | 0
4034 | 1248.8 | 0
4035 | 1248.8 | 0
4036 | 1248.417 | 0
4037 | 1248.3052 | 0
4038 | 1248.0084 | 0
4039 | 1248 | 0
4040 | 1248 | 0
4041 | 1247.998 | 0
4042 | 1247.462 | 0
4043 | 1247.32 | 0
4044 | 1247.2 | 0
4045 | 1247.1906 | 0
4046 | 1247.034 | 0
4047 | 1247.0319 | 0
4048 | 1246.9858 | 0
4049 | 1246.7915 | 0
4050 | 1246.7064 | 0
4051 | 1246.7064 | 0
4052 | 1246.6844 | 0
4053 | 1246.649 | 0
4054 | 1246.4 | 0
4055 | 1246.4 | 0
4056 | 1246.4 | 0
4057 | 1246.387 | 0
4058 | 1246.3728 | 0
4059 | 1246.3699 | 0
4060 | 1245.954 | 0
4061 | 1245.736 | 0
4062 | 1245.6 | 0
4063 | 1245.6 | 0
4064 | 1245.0055 | 0
4065 | 1244.8 | 0
4066 | 1244.8 | 0
4067 | 1244.8 | 0
4068 | 1244.4999 | 0
4069 | 1244.499 | 0
4070 | 1244.374 | 0
4071 | 1244.187 | 0
4072 | 1244 | 0
4073 | 1243.9425 | 0
4074 | 1243.9425 | 0
4075 | 1243.9425 | 0
4076 | 1243.8855 | 0
4077 | 1243.5472 | 0
4078 | 1243.412 | 0
4079 | 1243.3736 | 0
4080 | 1243.2 | 0
4081 | 1243.2 | 0
4082 | 1243.0288 | 0
4083 | 1242.7375 | 0
4084 | 1242.4 | 0
4085 | 1242.3884 | 0
4086 | 1242.3487 | 0
4087 | 1241.914 | 0
4088 | 1241.663 | 0
4089 | 1241.662 | 0
4090 | 1241.6 | 0
4091 | 1241.5596 | 0
4092 | 1241.5501 | 0
4093 | 1241.5078 | 0
4094 | 1241.291 | 0
4095 | 1241.187 | 0
4096 | 1241.158 | 0
4097 | 1240.9649 | 0
4098 | 1240.8 | 0
4099 | 1240.7703 | 0
4100 | 1240.7703 | 0
4101 | 1240.471 | 0
4102 | 1240.205 | 0
4103 | 1240.0867 | 0
4104 | 1240.0192 | 0
4105 | 1240 | 0
4106 | 1240 | 0
4107 | 1240 | 0
4108 | 1239.89 | 0
4109 | 1239.8562 | 0
4110 | 1239.8362 | 0
4111 | 1239.767 | 0
4112 | 1239.5337 | 0
4113 | 1239.472 | 0
4114 | 1239.3475 | 0
4115 | 1239.2694 | 0
4116 | 1239.2 | 0
4117 | 1239.2 | 0
4118 | 1239.2 | 0
4119 | 1239.2 | 0
4120 | 1239.039 | 0
4121 | 1239.0123 | 0
4122 | 1238.9154 | 0
4123 | 1238.8415 | 0
4124 | 1238.812 | 0
4125 | 1238.6166 | 0
4126 | 1238.6157 | 0
4127 | 1238.61 | 0
4128 | 1238.5577 | 0
4129 | 1238.4395 | 0
4130 | 1238.4 | 0
4131 | 1238.4 | 0
4132 | 1238.1945 | 0
4133 | 1238.191 | 0
4134 | 1238.1 | 0
4135 | 1238.0554 | 0
4136 | 1237.7156 | 0
4137 | 1237.7056 | 0
4138 | 1237.7056 | 0
4139 | 1237.7056 | 0
4140 | 1237.6625 | 0
4141 | 1237.5674 | 0
4142 | 1237.532 | 0
4143 | 1237.1447 | 0
4144 | 1237.1447 | 0
4145 | 1237.0149 | 0
4146 | 1237.0149 | 0
4147 | 1236.892 | 0
4148 | 1236.8333 | 0
4149 | 1236.827 | 0
4150 | 1236.8 | 0
4151 | 1236.8 | 0
4152 | 1236.8 | 0
4153 | 1236.5588 | 0
4154 | 1236.4091 | 0
4155 | 1236.3242 | 0
4156 | 1236.1086 | 0
4157 | 1236.1086 | 0
4158 | 1235.9792 | 0
4159 | 1235.738 | 0
4160 | 1235.6617 | 0
4161 | 1235.312 | 0
4162 | 1235.2 | 0
4163 | 1234.863 | 0
4164 | 1234.4 | 0
4165 | 1234.4 | 0
4166 | 1234.242 | 0
4167 | 1234.1608 | 0
4168 | 1234.0498 | 0
4169 | 1234.046 | 0
4170 | 1233.7922 | 0
4171 | 1233.7778 | 0
4172 | 1233.7118 | 0
4173 | 1233.607 | 0
4174 | 1233.6 | 0
4175 | 1233.6 | 0
4176 | 1233.4671 | 0
4177 | 1233.4671 | 0
4178 | 1233.429 | 0
4179 | 1233.2875 | 0
4180 | 1233.2875 | 0
4181 | 1233.0561 | 0
4182 | 1232.8708 | 0
4183 | 1232.8 | 0
4184 | 1232.8 | 0
4185 | 1232.8 | 0
4186 | 1232.7184 | 0
4187 | 1232.4093 | 0
4188 | 1232.224 | 0
4189 | 1232.1801 | 0
4190 | 1232.152 | 0
4191 | 1232.0808 | 0
4192 | 1232 | 0
4193 | 1232 | 0
4194 | 1231.998 | 0
4195 | 1231.9892 | 0
4196 | 1231.626 | 0
4197 | 1231.447 | 0
4198 | 1231.431 | 0
4199 | 1231.2495 | 0
4200 | 1231.0896 | 0
4201 | 1231.0111 | 0
4202 | 1230.7987 | 0
4203 | 1230.7987 | 0
4204 | 1230.7481 | 0
4205 | 1230.6701 | 0
4206 | 1230.58 | 0
4207 | 1230.4932 | 0
4208 | 1230.4 | 0
4209 | 1230.4 | 0
4210 | 1230.108 | 0
4211 | 1230.108 | 0
4212 | 1230.0597 | 0
4213 | 1229.933 | 0
4214 | 1229.6 | 0
4215 | 1229.5985 | 0
4216 | 1229.4174 | 0
4217 | 1229.373 | 0
4218 | 1229.2948 | 0
4219 | 1229.1162 | 0
4220 | 1228.928 | 0
4221 | 1228.803 | 0
4222 | 1228.8 | 0
4223 | 1228.6313 | 0
4224 | 1228.3805 | 0
4225 | 1228.3805 | 0
4226 | 1228.3184 | 0
4227 | 1228.2872 | 0
4228 | 1228.1419 | 0
4229 | 1228.0848 | 0
4230 | 1228.071 | 0
4231 | 1228.0489 | 0
4232 | 1228 | 0
4233 | 1228 | 0
4234 | 1227.897 | 0
4235 | 1227.421 | 0
4236 | 1227.347 | 0
4237 | 1227.3453 | 0
4238 | 1227.291 | 0
4239 | 1227.2 | 0
4240 | 1226.996 | 0
4241 | 1226.957 | 0
4242 | 1226.9442 | 0
4243 | 1226.8474 | 0
4244 | 1226.7781 | 0
4245 | 1226.4 | 0
4246 | 1226.4 | 0
4247 | 1226.4 | 0
4248 | 1226.4 | 0
4249 | 1226.4 | 0
4250 | 1226.4 | 0
4251 | 1226.0084 | 0
4252 | 1225.8163 | 0
4253 | 1225.774 | 0
4254 | 1225.6264 | 0
4255 | 1225.6 | 0
4256 | 1225.6 | 0
4257 | 1225.6 | 0
4258 | 1225.6 | 0
4259 | 1225.411 | 0
4260 | 1225.3763 | 0
4261 | 1225.2732 | 0
4262 | 1225.2315 | 0
4263 | 1224.946 | 0
4264 | 1224.9167 | 0
4265 | 1224.801 | 0
4266 | 1224.8 | 0
4267 | 1224.544 | 0
4268 | 1224.436 | 0
4269 | 1224.246 | 0
4270 | 1223.9724 | 0
4271 | 1223.3853 | 0
4272 | 1223.2 | 0
4273 | 1223.2 | 0
4274 | 1223.2 | 0
4275 | 1222.75 | 0
4276 | 1222.7384 | 0
4277 | 1222.683 | 0
4278 | 1222.5996 | 0
4279 | 1222.5105 | 0
4280 | 1222.4 | 0
4281 | 1222.4 | 0
4282 | 1222.4 | 0
4283 | 1222.4 | 0
4284 | 1222.4 | 0
4285 | 1222.398 | 0
4286 | 1222.285 | 0
4287 | 1222.1238 | 0
4288 | 1221.935 | 0
4289 | 1221.8379 | 0
4290 | 1221.6987 | 0
4291 | 1221.6297 | 0
4292 | 1221.6 | 0
4293 | 1221.3717 | 0
4294 | 1221.1291 | 0
4295 | 1220.8328 | 0
4296 | 1220.8 | 0
4297 | 1220.8 | 0
4298 | 1220.5699 | 0
4299 | 1220.12 | 0
4300 | 1220.0359 | 0
4301 | 1220 | 0
4302 | 1220 | 0
4303 | 1220 | 0
4304 | 1220 | 0
4305 | 1219.8369 | 0
4306 | 1219.569 | 0
4307 | 1219.223 | 0
4308 | 1219.2 | 0
4309 | 1219.2 | 0
4310 | 1219.0571 | 0
4311 | 1218.7567 | 0
4312 | 1218.646 | 0
4313 | 1218.5665 | 0
4314 | 1218.473 | 0
4315 | 1218.4 | 0
4316 | 1218.2391 | 0
4317 | 1218.137 | 0
4318 | 1218.0211 | 0
4319 | 1217.803 | 0
4320 | 1217.7058 | 0
4321 | 1217.6 | 0
4322 | 1217.6 | 0
4323 | 1217.6 | 0
4324 | 1217.598 | 0
4325 | 1217.422 | 0
4326 | 1217.408 | 0
4327 | 1217.2856 | 0
4328 | 1217.2856 | 0
4329 | 1217.1598 | 0
4330 | 1217.119 | 0
4331 | 1216.9309 | 0
4332 | 1216.8483 | 0
4333 | 1216.8397 | 0
4334 | 1216.8 | 0
4335 | 1216.6852 | 0
4336 | 1216.588 | 0
4337 | 1216.436 | 0
4338 | 1216.2944 | 0
4339 | 1216.2944 | 0
4340 | 1216 | 0
4341 | 1216 | 0
4342 | 1216 | 0
4343 | 1216 | 0
4344 | 1215.9093 | 0
4345 | 1215.698 | 0
4346 | 1215.644 | 0
4347 | 1215.6037 | 0
4348 | 1215.6037 | 0
4349 | 1215.461 | 0
4350 | 1215.2952 | 0
4351 | 1215.2 | 0
4352 | 1215.149 | 0
4353 | 1215.1313 | 0
4354 | 1215.0892 | 0
4355 | 1215.0791 | 0
4356 | 1214.924 | 0
4357 | 1214.887 | 0
4358 | 1214.49 | 0
4359 | 1214.4 | 0
4360 | 1214.4 | 0
4361 | 1214.4 | 0
4362 | 1214.3544 | 0
4363 | 1214.3435 | 0
4364 | 1214.229 | 0
4365 | 1214.189 | 0
4366 | 1214.131 | 0
4367 | 1213.9294 | 0
4368 | 1213.91 | 0
4369 | 1213.663 | 0
4370 | 1213.608 | 0
4371 | 1213.6 | 0
4372 | 1213.6 | 0
4373 | 1212.985 | 0
4374 | 1212.909 | 0
4375 | 1212.8409 | 0
4376 | 1212.8063 | 0
4377 | 1212.806 | 0
4378 | 1212.8 | 0
4379 | 1212.8 | 0
4380 | 1212.52 | 0
4381 | 1212.443 | 0
4382 | 1212.067 | 0
4383 | 1212 | 0
4384 | 1212 | 0
4385 | 1212 | 0
4386 | 1212 | 0
4387 | 1211.7488 | 0
4388 | 1211.742 | 0
4389 | 1211.6653 | 0
4390 | 1211.4596 | 0
4391 | 1211.392 | 0
4392 | 1211.3632 | 0
4393 | 1211.2 | 0
4394 | 1211.2 | 0
4395 | 1211.2 | 0
4396 | 1211.2 | 0
4397 | 1211.064 | 0
4398 | 1210.9693 | 0
4399 | 1210.7689 | 0
4400 | 1210.6659 | 0
4401 | 1210.4 | 0
4402 | 1210.4 | 0
4403 | 1209.862 | 0
4404 | 1209.6927 | 0
4405 | 1209.6763 | 0
4406 | 1209.6 | 0
4407 | 1209.5909 | 0
4408 | 1209.1949 | 0
4409 | 1209.14 | 0
4410 | 1209.033 | 0
4411 | 1208.997 | 0
4412 | 1208.9158 | 0
4413 | 1208.8 | 0
4414 | 1208.7526 | 0
4415 | 1208.6635 | 0
4416 | 1208.6278 | 0
4417 | 1208.3058 | 0
4418 | 1208.0826 | 0
4419 | 1208 | 0
4420 | 1207.7239 | 0
4421 | 1207.4389 | 0
4422 | 1207.3155 | 0
4423 | 1207.2 | 0
4424 | 1207.2 | 0
4425 | 1207.2 | 0
4426 | 1207.2 | 0
4427 | 1207.142 | 0
4428 | 1207.035 | 0
4429 | 1206.9883 | 0
4430 | 1206.845 | 0
4431 | 1206.68 | 0
4432 | 1206.6721 | 0
4433 | 1206.6248 | 0
4434 | 1206.4888 | 0
4435 | 1206.4888 | 0
4436 | 1206.4 | 0
4437 | 1206.4 | 0
4438 | 1206.4 | 0
4439 | 1206.253 | 0
4440 | 1206.2528 | 0
4441 | 1206.214 | 0
4442 | 1205.8909 | 0
4443 | 1205.6919 | 0
4444 | 1205.541 | 0
4445 | 1205.407 | 0
4446 | 1205.397 | 0
4447 | 1204.9136 | 0
4448 | 1204.8 | 0
4449 | 1204.8 | 0
4450 | 1204.8 | 0
4451 | 1204.7818 | 0
4452 | 1204.6634 | 0
4453 | 1204.4444 | 0
4454 | 1204 | 0
4455 | 1204 | 0
4456 | 1204 | 0
4457 | 1204 | 0
4458 | 1203.916 | 0
4459 | 1203.862 | 0
4460 | 1203.8265 | 0
4461 | 1203.6531 | 0
4462 | 1203.4772 | 0
4463 | 1203.4772 | 0
4464 | 1203.2 | 0
4465 | 1203.2 | 0
4466 | 1203.199 | 0
4467 | 1203.114 | 0
4468 | 1203.09 | 0
4469 | 1203.0278 | 0
4470 | 1202.7821 | 0
4471 | 1202.5043 | 0
4472 | 1202.4 | 0
4473 | 1202.4 | 0
4474 | 1202.3589 | 0
4475 | 1202.344 | 0
4476 | 1201.79 | 0
4477 | 1201.79 | 0
4478 | 1201.671 | 0
4479 | 1201.6 | 0
4480 | 1201.6 | 0
4481 | 1201.4218 | 0
4482 | 1201.1464 | 0
4483 | 1201.14 | 0
4484 | 1201.115 | 0
4485 | 1201.095 | 0
4486 | 1200.8854 | 0
4487 | 1200.8 | 0
4488 | 1200.8 | 0
4489 | 1200.8 | 0
4490 | 1200.8 | 0
4491 | 1200.7723 | 0
4492 | 1200.7083 | 0
4493 | 1200.592 | 0
4494 | 1200.589 | 0
4495 | 1200.4086 | 0
4496 | 1200.3686 | 0
4497 | 1200.2556 | 0
4498 | 1200.195 | 0
4499 | 1200.115 | 0
4500 | 1200.1137 | 0
4501 | 1200 | 0
4502 | 1199.6331 | 0
4503 | 1199.5926 | 0
4504 | 1199.3168 | 0
4505 | 1199.3168 | 0
4506 | 1199.225 | 0
4507 | 1199.2 | 0
4508 | 1199.2 | 0
4509 | 1199.2 | 0
4510 | 1199.0566 | 0
4511 | 1198.9713 | 0
4512 | 1198.8976 | 0
4513 | 1198.8156 | 0
4514 | 1198.4 | 0
4515 | 1198.4 | 0
4516 | 1198.38 | 0
4517 | 1198.3366 | 0
4518 | 1198.1621 | 0
4519 | 1198.1208 | 0
4520 | 1198.058 | 0
4521 | 1198.0387 | 0
4522 | 1198.0387 | 0
4523 | 1197.79 | 0
4524 | 1197.303 | 0
4525 | 1197.2617 | 0
4526 | 1196.9072 | 0
4527 | 1196.8 | 0
4528 | 1196.8 | 0
4529 | 1196.4829 | 0
4530 | 1196.4679 | 0
4531 | 1196.422 | 0
4532 | 1196.191 | 0
4533 | 1196.1437 | 0
4534 | 1196.1292 | 0
4535 | 1196 | 0
4536 | 1196 | 0
4537 | 1196 | 0
4538 | 1195.968 | 0
4539 | 1195.6673 | 0
4540 | 1195.5738 | 0
4541 | 1195.5738 | 0
4542 | 1195.4363 | 0
4543 | 1195.22 | 0
4544 | 1195.2 | 0
4545 | 1195.2 | 0
4546 | 1195.2 | 0
4547 | 1194.744 | 0
4548 | 1194.5136 | 0
4549 | 1194.461 | 0
4550 | 1194.4 | 0
4551 | 1194.4 | 0
4552 | 1194.4 | 0
4553 | 1193.8661 | 0
4554 | 1193.7386 | 0
4555 | 1193.708 | 0
4556 | 1193.6 | 0
4557 | 1193.6 | 0
4558 | 1193.2138 | 0
4559 | 1193.172 | 0
4560 | 1193.029 | 0
4561 | 1192.8111 | 0
4562 | 1192.7735 | 0
4563 | 1192.6799 | 0
4564 | 1192.4164 | 0
4565 | 1192.407 | 0
4566 | 1192.262 | 0
4567 | 1192 | 0
4568 | 1192 | 0
4569 | 1192 | 0
4570 | 1192 | 0
4571 | 1191.895 | 0
4572 | 1191.8232 | 0
4573 | 1191.5872 | 0
4574 | 1191.5782 | 0
4575 | 1191.2752 | 0
4576 | 1191.2 | 0
4577 | 1191.2 | 0
4578 | 1191.158 | 0
4579 | 1191.082 | 0
4580 | 1190.5629 | 0
4581 | 1190.56 | 0
4582 | 1190.482 | 0
4583 | 1190.4 | 0
4584 | 1190.4 | 0
4585 | 1190.0714 | 0
4586 | 1189.8149 | 0
4587 | 1189.7541 | 0
4588 | 1189.61 | 0
4589 | 1189.6 | 0
4590 | 1189.6 | 0
4591 | 1189.6 | 0
4592 | 1189.6 | 0
4593 | 1189.6 | 0
4594 | 1189.3358 | 0
4595 | 1189.1388 | 0
4596 | 1188.8 | 0
4597 | 1188.8 | 0
4598 | 1188.667 | 0
4599 | 1188.5309 | 0
4600 | 1188.3885 | 0
4601 | 1188.218 | 0
4602 | 1188 | 0
4603 | 1187.9385 | 0
4604 | 1187.8648 | 0
4605 | 1187.8648 | 0
4606 | 1187.464 | 0
4607 | 1187.2856 | 0
4608 | 1187.2 | 0
4609 | 1187.1293 | 0
4610 | 1187.0499 | 0
4611 | 1186.9605 | 0
4612 | 1186.715 | 0
4613 | 1186.5863 | 0
4614 | 1186.4 | 0
4615 | 1186.3938 | 0
4616 | 1186.13 | 0
4617 | 1186.075 | 0
4618 | 1185.9043 | 0
4619 | 1185.808 | 0
4620 | 1185.7689 | 0
4621 | 1185.424 | 0
4622 | 1185.2801 | 0
4623 | 1185.2757 | 0
4624 | 1185.2136 | 0
4625 | 1185.147 | 0
4626 | 1185.0608 | 0
4627 | 1184.9728 | 0
4628 | 1184.9728 | 0
4629 | 1184.9728 | 0
4630 | 1184.8307 | 0
4631 | 1184.8307 | 0
4632 | 1184.8307 | 0
4633 | 1184.8 | 0
4634 | 1184.8 | 0
4635 | 1184.4607 | 0
4636 | 1184.2177 | 0
4637 | 1184.1872 | 0
4638 | 1184.1872 | 0
4639 | 1184 | 0
4640 | 1184 | 0
4641 | 1183.914 | 0
4642 | 1183.594 | 0
4643 | 1183.4517 | 0
4644 | 1183.22 | 0
4645 | 1183.2 | 0
4646 | 1183.2 | 0
4647 | 1183.2 | 0
4648 | 1182.9589 | 0
4649 | 1182.912 | 0
4650 | 1182.818 | 0
4651 | 1182.7428 | 0
4652 | 1182.657 | 0
4653 | 1182.509 | 0
4654 | 1182.4 | 0
4655 | 1182.4 | 0
4656 | 1182.4 | 0
4657 | 1182.4 | 0
4658 | 1182.365 | 0
4659 | 1182.361 | 0
4660 | 1181.9806 | 0
4661 | 1181.9806 | 0
4662 | 1181.7602 | 0
4663 | 1181.647 | 0
4664 | 1181.6 | 0
4665 | 1181.242 | 0
4666 | 1181.19 | 0
4667 | 1181.115 | 0
4668 | 1181.0885 | 0
4669 | 1180.946 | 0
4670 | 1180.8 | 0
4671 | 1180.8 | 0
4672 | 1180.8 | 0
4673 | 1180.8 | 0
4674 | 1180.5096 | 0
4675 | 1180.5096 | 0
4676 | 1180.3883 | 0
4677 | 1180.2871 | 0
4678 | 1180 | 0
4679 | 1179.9083 | 0
4680 | 1179.7741 | 0
4681 | 1179.725 | 0
4682 | 1179.3922 | 0
4683 | 1179.3631 | 0
4684 | 1179.3466 | 0
4685 | 1179.255 | 0
4686 | 1179.2 | 0
4687 | 1179.2 | 0
4688 | 1179.2 | 0
4689 | 1179.0386 | 0
4690 | 1178.9974 | 0
4691 | 1178.5865 | 0
4692 | 1178.5 | 0
4693 | 1178.4929 | 0
4694 | 1178.4 | 0
4695 | 1178.4 | 0
4696 | 1178.36 | 0
4697 | 1178.3067 | 0
4698 | 1178.106 | 0
4699 | 1178.0217 | 0
4700 | 1177.8008 | 0
4701 | 1177.8001 | 0
4702 | 1177.6161 | 0
4703 | 1177.5675 | 0
4704 | 1177.554 | 0
4705 | 1177.4916 | 0
4706 | 1177.0613 | 0
4707 | 1176.84 | 0
4708 | 1176.832 | 0
4709 | 1176.8108 | 0
4710 | 1176.8 | 0
4711 | 1176.8 | 0
4712 | 1176.8 | 0
4713 | 1176.8 | 0
4714 | 1176.7039 | 0
4715 | 1176.207 | 0
4716 | 1176.0394 | 0
4717 | 1176 | 0
4718 | 1175.793 | 0
4719 | 1175.544 | 0
4720 | 1175.372 | 0
4721 | 1175.229 | 0
4722 | 1175.2 | 0
4723 | 1175.2 | 0
4724 | 1175.0536 | 0
4725 | 1175.0134 | 0
4726 | 1174.9733 | 0
4727 | 1174.7929 | 0
4728 | 1174.6209 | 0
4729 | 1174.6132 | 0
4730 | 1174.6132 | 0
4731 | 1174.5986 | 0
4732 | 1174.1449 | 0
4733 | 1173.9536 | 0
4734 | 1173.817 | 0
4735 | 1173.8164 | 0
4736 | 1173.7765 | 0
4737 | 1173.6 | 0
4738 | 1173.32 | 0
4739 | 1173.122 | 0
4740 | 1172.832 | 0
4741 | 1172.8 | 0
4742 | 1172.8 | 0
4743 | 1172.3997 | 0
4744 | 1172.2624 | 0
4745 | 1172.039 | 0
4746 | 1172 | 0
4747 | 1172 | 0
4748 | 1171.973 | 0
4749 | 1171.9502 | 0
4750 | 1171.847 | 0
4751 | 1171.6916 | 0
4752 | 1171.349 | 0
4753 | 1171.326 | 0
4754 | 1171.2 | 0
4755 | 1171.09 | 0
4756 | 1171.084 | 0
4757 | 1170.7092 | 0
4758 | 1170.6288 | 0
4759 | 1170.5985 | 0
4760 | 1170.4 | 0
4761 | 1170.3146 | 0
4762 | 1170.2123 | 0
4763 | 1170.2102 | 0
4764 | 1169.848 | 0
4765 | 1169.6 | 0
4766 | 1169.6 | 0
4767 | 1169.6 | 0
4768 | 1169.6 | 0
4769 | 1169.1854 | 0
4770 | 1169.049 | 0
4771 | 1168.8 | 0
4772 | 1168.8 | 0
4773 | 1168.8 | 0
4774 | 1168.6743 | 0
4775 | 1168.515 | 0
4776 | 1168.446 | 0
4777 | 1168.1969 | 0
4778 | 1168.124 | 0
4779 | 1168.045 | 0
4780 | 1168 | 0
4781 | 1168 | 0
4782 | 1168 | 0
4783 | 1167.9465 | 0
4784 | 1167.854 | 0
4785 | 1167.775 | 0
4786 | 1167.7466 | 0
4787 | 1167.432 | 0
4788 | 1167.329 | 0
4789 | 1167.2 | 0
4790 | 1167.2 | 0
4791 | 1167.2 | 0
4792 | 1167.2 | 0
4793 | 1166.9312 | 0
4794 | 1166.901 | 0
4795 | 1166.426 | 0
4796 | 1166.42 | 0
4797 | 1166.4 | 0
4798 | 1166.299 | 0
4799 | 1166.2254 | 0
4800 | 1166.196 | 0
4801 | 1165.9822 | 0
4802 | 1165.8744 | 0
4803 | 1165.8744 | 0
4804 | 1165.6 | 0
4805 | 1165.6 | 0
4806 | 1165.6 | 0
4807 | 1165.6 | 0
4808 | 1165.4076 | 0
4809 | 1165.374 | 0
4810 | 1165.2976 | 0
4811 | 1165.2105 | 0
4812 | 1165.1837 | 0
4813 | 1165.131 | 0
4814 | 1165.0637 | 0
4815 | 1165.0506 | 0
4816 | 1164.8 | 0
4817 | 1164.8 | 0
4818 | 1164.6709 | 0
4819 | 1164.5561 | 0
4820 | 1164.4744 | 0
4821 | 1164.458 | 0
4822 | 1164.3879 | 0
4823 | 1164.3282 | 0
4824 | 1164.3282 | 0
4825 | 1164.3282 | 0
4826 | 1163.9011 | 0
4827 | 1163.639 | 0
4828 | 1163.5669 | 0
4829 | 1163.2 | 0
4830 | 1163.2 | 0
4831 | 1163.1117 | 0
4832 | 1162.8571 | 0
4833 | 1162.8571 | 0
4834 | 1162.7946 | 0
4835 | 1162.7327 | 0
4836 | 1162.6599 | 0
4837 | 1162.556 | 0
4838 | 1162.5522 | 0
4839 | 1162.4 | 0
4840 | 1162.4 | 0
4841 | 1162.384 | 0
4842 | 1162.3773 | 0
4843 | 1162.2995 | 0
4844 | 1162.2995 | 0
4845 | 1162.25 | 0
4846 | 1162.174 | 0
4847 | 1162.1216 | 0
4848 | 1162.094 | 0
4849 | 1161.964 | 0
4850 | 1161.734 | 0
4851 | 1161.6 | 0
4852 | 1161.3384 | 0
4853 | 1161.248 | 0
4854 | 1161.104 | 0
4855 | 1161.093 | 0
4856 | 1161.083 | 0
4857 | 1161.0661 | 0
4858 | 1161.038 | 0
4859 | 1160.8 | 0
4860 | 1160.599 | 0
4861 | 1160.5057 | 0
4862 | 1160.349 | 0
4863 | 1160.2693 | 0
4864 | 1159.956 | 0
4865 | 1159.838 | 0
4866 | 1159.81 | 0
4867 | 1159.54 | 0
4868 | 1159.2 | 0
4869 | 1159.2 | 0
4870 | 1158.633 | 0
4871 | 1158.511 | 0
4872 | 1158.444 | 0
4873 | 1158.4 | 0
4874 | 1158.4 | 0
4875 | 1158.39 | 0
4876 | 1158.2769 | 0
4877 | 1158.2769 | 0
4878 | 1157.6379 | 0
4879 | 1157.6 | 0
4880 | 1157.2293 | 0
4881 | 1157.201 | 0
4882 | 1157.0817 | 0
4883 | 1156.956 | 0
4884 | 1156.8955 | 0
4885 | 1156.8955 | 0
4886 | 1156.838 | 0
4887 | 1156.8 | 0
4888 | 1156.517 | 0
4889 | 1156.3257 | 0
4890 | 1156 | 0
4891 | 1156 | 0
4892 | 1155.725 | 0
4893 | 1155.7145 | 0
4894 | 1155.5019 | 0
4895 | 1155.338 | 0
4896 | 1155.2987 | 0
4897 | 1155.2 | 0
4898 | 1155.2 | 0
4899 | 1154.806 | 0
4900 | 1154.7758 | 0
4901 | 1154.691 | 0
4902 | 1154.1328 | 0
4903 | 1154.1328 | 0
4904 | 1154.0047 | 0
4905 | 1153.9649 | 0
4906 | 1153.6 | 0
4907 | 1153.519 | 0
4908 | 1153.41 | 0
4909 | 1153.367 | 0
4910 | 1153.1952 | 0
4911 | 1152.9763 | 0
4912 | 1152.8 | 0
4913 | 1152.8 | 0
4914 | 1152.8 | 0
4915 | 1152.652 | 0
4916 | 1152 | 0
4917 | 1152 | 0
4918 | 1151.9371 | 0
4919 | 1151.8243 | 0
4920 | 1151.8243 | 0
4921 | 1151.437 | 0
4922 | 1151.05 | 0
4923 | 1150.936 | 0
4924 | 1150.8718 | 0
4925 | 1150.6454 | 0
4926 | 1150.5013 | 0
4927 | 1150.4507 | 0
4928 | 1150.4 | 0
4929 | 1150.4 | 0
4930 | 1150.4 | 0
4931 | 1150.3401 | 0
4932 | 1150.1519 | 0
4933 | 1149.785 | 0
4934 | 1149.6178 | 0
4935 | 1149.6 | 0
4936 | 1149.6 | 0
4937 | 1149.6 | 0
4938 | 1149.254 | 0
4939 | 1149.101 | 0
4940 | 1148.4205 | 0
4941 | 1148.1467 | 0
4942 | 1148.1467 | 0
4943 | 1148.1467 | 0
4944 | 1148 | 0
4945 | 1148 | 0
4946 | 1148 | 0
4947 | 1147.9167 | 0
4948 | 1147.7987 | 0
4949 | 1147.683 | 0
4950 | 1147.5377 | 0
4951 | 1147.534 | 0
4952 | 1147.519 | 0
4953 | 1147.4112 | 0
4954 | 1147.4094 | 0
4955 | 1147.38 | 0
4956 | 1147.369 | 0
4957 | 1147.2 | 0
4958 | 1147.2 | 0
4959 | 1147.2 | 0
4960 | 1147.17 | 0
4961 | 1147.0671 | 0
4962 | 1147.015 | 0
4963 | 1146.697 | 0
4964 | 1146.669 | 0
4965 | 1146.5832 | 0
4966 | 1146.42 | 0
4967 | 1146.4 | 0
4968 | 1146.4 | 0
4969 | 1146.178 | 0
4970 | 1146.147 | 0
4971 | 1145.9282 | 0
4972 | 1145.8446 | 0
4973 | 1145.7167 | 0
4974 | 1145.6 | 0
4975 | 1145.6 | 0
4976 | 1145.6 | 0
4977 | 1145.5301 | 0
4978 | 1145.1539 | 0
4979 | 1144.8 | 0
4980 | 1144.8 | 0
4981 | 1144.8 | 0
4982 | 1144.4632 | 0
4983 | 1144.3567 | 0
4984 | 1144.1924 | 0
4985 | 1144.168 | 0
4986 | 1144 | 0
4987 | 1143.986 | 0
4988 | 1143.3262 | 0
4989 | 1143.278 | 0
4990 | 1143.2188 | 0
4991 | 1143.193 | 0
4992 | 1143.128 | 0
4993 | 1142.5534 | 0
4994 | 1142.4 | 0
4995 | 1142.4 | 0
4996 | 1142.4 | 0
4997 | 1142.4 | 0
4998 | 1142.288 | 0
4999 | 1142.233 | 0
5000 | 1141.8157 | 0
5001 | 1141.7005 | 0
5002 | 1141.6 | 0
5003 | 1141.587 | 0
5004 | 1141.3284 | 0
5005 | 1141.3222 | 0
5006 | 1141.1439 | 0
5007 | 1141.0098 | 0
5008 | 1141.0098 | 0
5009 | 1140.835 | 0
5010 | 1140.8 | 0
5011 | 1140.583 | 0
5012 | 1140.384 | 0
5013 | 1140.3677 | 0
5014 | 1140.2509 | 0
5015 | 1140.056 | 0
5016 | 1140 | 0
5017 | 1140 | 0
5018 | 1140 | 0
5019 | 1139.749 | 0
5020 | 1139.5362 | 0
5021 | 1139.46 | 0
5022 | 1139.333 | 0
5023 | 1139.3205 | 0
5024 | 1139.2 | 0
5025 | 1139.2 | 0
5026 | 1138.585 | 0
5027 | 1138.4192 | 0
5028 | 1138.4 | 0
5029 | 1138.4 | 0
5030 | 1138.269 | 0
5031 | 1138.2471 | 0
5032 | 1138.22 | 0
5033 | 1137.9564 | 0
5034 | 1137.6 | 0
5035 | 1137.6 | 0
5036 | 1137.5314 | 0
5037 | 1137.376 | 0
5038 | 1137.1705 | 0
5039 | 1137.1139 | 0
5040 | 1137.052 | 0
5041 | 1136.8 | 0
5042 | 1136.61 | 0
5043 | 1136.3975 | 0
5044 | 1136.175 | 0
5045 | 1136.1375 | 0
5046 | 1135.9657 | 0
5047 | 1135.9 | 0
5048 | 1135.797 | 0
5049 | 1135.5657 | 0
5050 | 1135.24 | 0
5051 | 1135.205 | 0
5052 | 1135.2 | 0
5053 | 1135.0278 | 0
5054 | 1134.7688 | 0
5055 | 1134.4 | 0
5056 | 1134.4 | 0
5057 | 1134.3734 | 0
5058 | 1134.3301 | 0
5059 | 1134.3297 | 0
5060 | 1134.203 | 0
5061 | 1134.1783 | 0
5062 | 1133.6 | 0
5063 | 1133.5528 | 0
5064 | 1133.4363 | 0
5065 | 1133.4123 | 0
5066 | 1133.191 | 0
5067 | 1133.1751 | 0
5068 | 1132.8406 | 0
5069 | 1132.8 | 0
5070 | 1132.7008 | 0
5071 | 1132.6778 | 0
5072 | 1132.464 | 0
5073 | 1132.1777 | 0
5074 | 1132.013 | 0
5075 | 1132 | 0
5076 | 1132 | 0
5077 | 1131.4817 | 0
5078 | 1131.45 | 0
5079 | 1131.3953 | 0
5080 | 1131.3791 | 0
5081 | 1131.3402 | 0
5082 | 1131.2 | 0
5083 | 1131.2 | 0
5084 | 1131.2 | 0
5085 | 1131.2 | 0
5086 | 1131.076 | 0
5087 | 1131.027 | 0
5088 | 1130.671 | 0
5089 | 1130.656 | 0
5090 | 1130.4682 | 0
5091 | 1130.4 | 0
5092 | 1130.342 | 0
5093 | 1130.2855 | 0
5094 | 1129.8233 | 0
5095 | 1129.6 | 0
5096 | 1129.0885 | 0
5097 | 1128.9285 | 0
5098 | 1128.8 | 0
5099 | 1128.8 | 0
5100 | 1128.8 | 0
5101 | 1128.8 | 0
5102 | 1128.7455 | 0
5103 | 1128.6053 | 0
5104 | 1128.5775 | 0
5105 | 1128 | 0
5106 | 1128 | 0
5107 | 1128 | 0
5108 | 1127.7874 | 0
5109 | 1127.5968 | 0
5110 | 1127.5522 | 0
5111 | 1127.5522 | 0
5112 | 1127.549 | 0
5113 | 1127.493 | 0
5114 | 1127.2 | 0
5115 | 1127.2 | 0
5116 | 1127.2 | 0
5117 | 1127.2 | 0
5118 | 1127.2 | 0
5119 | 1127.015 | 0
5120 | 1126.9881 | 0
5121 | 1126.9766 | 0
5122 | 1126.9696 | 0
5123 | 1126.8 | 0
5124 | 1126.6764 | 0
5125 | 1126.5055 | 0
5126 | 1126.5055 | 0
5127 | 1126.43 | 0
5128 | 1126.4 | 0
5129 | 1126.4 | 0
5130 | 1126.266 | 0
5131 | 1125.992 | 0
5132 | 1125.8148 | 0
5133 | 1125.6 | 0
5134 | 1125.5 | 0
5135 | 1125.488 | 0
5136 | 1125.3411 | 0
5137 | 1125.237 | 0
5138 | 1125.2328 | 0
5139 | 1124.8 | 0
5140 | 1124.637 | 0
5141 | 1124.2295 | 0
5142 | 1124.1761 | 0
5143 | 1124 | 0
5144 | 1123.8746 | 0
5145 | 1123.8746 | 0
5146 | 1123.8746 | 0
5147 | 1123.825 | 0
5148 | 1123.7505 | 0
5149 | 1123.4907 | 0
5150 | 1123.1632 | 0
5151 | 1122.8155 | 0
5152 | 1122.777 | 0
5153 | 1122.775 | 0
5154 | 1122.711 | 0
5155 | 1122.6757 | 0
5156 | 1122.6445 | 0
5157 | 1122.6312 | 0
5158 | 1122.521 | 0
5159 | 1122.4035 | 0
5160 | 1122.4 | 0
5161 | 1122.4 | 0
5162 | 1122.4 | 0
5163 | 1122.3613 | 0
5164 | 1121.8987 | 0
5165 | 1121.6603 | 0
5166 | 1121.6 | 0
5167 | 1121.6 | 0
5168 | 1121.6 | 0
5169 | 1121.6 | 0
5170 | 1121.6 | 0
5171 | 1121.586 | 0
5172 | 1121.5161 | 0
5173 | 1121.2717 | 0
5174 | 1121.1221 | 0
5175 | 1120.8 | 0
5176 | 1120.197 | 0
5177 | 1120.1603 | 0
5178 | 1120.1186 | 0
5179 | 1120 | 0
5180 | 1120 | 0
5181 | 1120 | 0
5182 | 1119.86 | 0
5183 | 1119.4615 | 0
5184 | 1119.4615 | 0
5185 | 1119.408 | 0
5186 | 1119.2978 | 0
5187 | 1119.2 | 0
5188 | 1119.0192 | 0
5189 | 1118.7913 | 0
5190 | 1118.7892 | 0
5191 | 1118.7189 | 0
5192 | 1118.58 | 0
5193 | 1118.4 | 0
5194 | 1118.4 | 0
5195 | 1118.4 | 0
5196 | 1118.4 | 0
5197 | 1118.1698 | 0
5198 | 1118.0342 | 0
5199 | 1117.6 | 0
5200 | 1117.5266 | 0
5201 | 1117.404 | 0
5202 | 1117.2373 | 0
5203 | 1117.2373 | 0
5204 | 1117.132 | 0
5205 | 1117.045 | 0
5206 | 1117.0011 | 0
5207 | 1116.8 | 0
5208 | 1116.4602 | 0
5209 | 1116.444 | 0
5210 | 1116.4404 | 0
5211 | 1115.6435 | 0
5212 | 1115.5132 | 0
5213 | 1115.506 | 0
5214 | 1115.4545 | 0
5215 | 1115.2 | 0
5216 | 1115.2 | 0
5217 | 1115.1485 | 0
5218 | 1114.978 | 0
5219 | 1114.9063 | 0
5220 | 1114.771 | 0
5221 | 1114.766 | 0
5222 | 1114.3042 | 0
5223 | 1114.1294 | 0
5224 | 1114.082 | 0
5225 | 1114.0731 | 0
5226 | 1114.0731 | 0
5227 | 1114.0497 | 0
5228 | 1114.0497 | 0
5229 | 1113.8843 | 0
5230 | 1113.713 | 0
5231 | 1113.621 | 0
5232 | 1113.6 | 0
5233 | 1113.5773 | 0
5234 | 1113.5542 | 0
5235 | 1113.3524 | 0
5236 | 1113.2529 | 0
5237 | 1113.0665 | 0
5238 | 1113.0576 | 0
5239 | 1112.8 | 0
5240 | 1112.6918 | 0
5241 | 1112.5755 | 0
5242 | 1112.4017 | 0
5243 | 1112.084 | 0
5244 | 1112.0011 | 0
5245 | 1112 | 0
5246 | 1111.595 | 0
5247 | 1111.3104 | 0
5248 | 1111.2 | 0
5249 | 1111.2 | 0
5250 | 1111.2 | 0
5251 | 1111.0216 | 0
5252 | 1110.796 | 0
5253 | 1110.708 | 0
5254 | 1110.6197 | 0
5255 | 1110.6197 | 0
5256 | 1110.192 | 0
5257 | 1109.9109 | 0
5258 | 1109.8997 | 0
5259 | 1109.7952 | 0
5260 | 1109.748 | 0
5261 | 1109.6 | 0
5262 | 1109.6 | 0
5263 | 1109.6 | 0
5264 | 1109.428 | 0
5265 | 1109.3055 | 0
5266 | 1109.1642 | 0
5267 | 1108.8 | 0
5268 | 1108.431 | 0
5269 | 1108 | 0
5270 | 1108 | 0
5271 | 1107.6746 | 0
5272 | 1107.5098 | 0
5273 | 1107.3417 | 0
5274 | 1107.2 | 0
5275 | 1106.8931 | 0
5276 | 1106.8777 | 0
5277 | 1106.751 | 0
5278 | 1106.567 | 0
5279 | 1106.5238 | 0
5280 | 1106.5238 | 0
5281 | 1106.455 | 0
5282 | 1106.4 | 0
5283 | 1106.227 | 0
5284 | 1105.904 | 0
5285 | 1105.7849 | 0
5286 | 1105.6 | 0
5287 | 1105.581 | 0
5288 | 1105.284 | 0
5289 | 1105.284 | 0
5290 | 1105.275 | 0
5291 | 1105.1884 | 0
5292 | 1105.1745 | 0
5293 | 1105.0942 | 0
5294 | 1104.938 | 0
5295 | 1104.8061 | 0
5296 | 1104.482 | 0
5297 | 1104.2739 | 0
5298 | 1104.242 | 0
5299 | 1104.063 | 0
5300 | 1104.0155 | 0
5301 | 1104 | 0
5302 | 1104 | 0
5303 | 1103.6522 | 0
5304 | 1103.5739 | 0
5305 | 1103.419 | 0
5306 | 1103.3684 | 0
5307 | 1103.2 | 0
5308 | 1103.2 | 0
5309 | 1102.819 | 0
5310 | 1102.5551 | 0
5311 | 1102.5445 | 0
5312 | 1102.4753 | 0
5313 | 1102.4 | 0
5314 | 1102.4 | 0
5315 | 1102.325 | 0
5316 | 1102.0699 | 0
5317 | 1101.8888 | 0
5318 | 1101.8299 | 0
5319 | 1101.732 | 0
5320 | 1101.6408 | 0
5321 | 1101.6 | 0
5322 | 1101.6 | 0
5323 | 1101.4945 | 0
5324 | 1100.807 | 0
5325 | 1100.8 | 0
5326 | 1100.388 | 0
5327 | 1100.2595 | 0
5328 | 1100.2595 | 0
5329 | 1100.227 | 0
5330 | 1100.114 | 0
5331 | 1100.0177 | 0
5332 | 1100 | 0
5333 | 1099.9253 | 0
5334 | 1099.6024 | 0
5335 | 1099.177 | 0
5336 | 1098.997 | 0
5337 | 1098.9089 | 0
5338 | 1098.8781 | 0
5339 | 1098.8669 | 0
5340 | 1098.458 | 0
5341 | 1098.4 | 0
5342 | 1098.227 | 0
5343 | 1098.1261 | 0
5344 | 1098.0768 | 0
5345 | 1098.0623 | 0
5346 | 1097.92 | 0
5347 | 1097.3959 | 0
5348 | 1097.2 | 0
5349 | 1096.806 | 0
5350 | 1096.7099 | 0
5351 | 1096.2598 | 0
5352 | 1095.8283 | 0
5353 | 1095.822 | 0
5354 | 1095.2 | 0
5355 | 1095.1893 | 0
5356 | 1095.157 | 0
5357 | 1094.9209 | 0
5358 | 1094.6009 | 0
5359 | 1094.5292 | 0
5360 | 1094.4 | 0
5361 | 1094.398 | 0
5362 | 1094.2419 | 0
5363 | 1094.152 | 0
5364 | 1094.1275 | 0
5365 | 1093.9 | 0
5366 | 1093.7182 | 0
5367 | 1093.6 | 0
5368 | 1093.3526 | 0
5369 | 1093.259 | 0
5370 | 1093.0432 | 0
5371 | 1093.028 | 0
5372 | 1092.9827 | 0
5373 | 1092.8 | 0
5374 | 1092.8 | 0
5375 | 1092.7 | 0
5376 | 1092.6207 | 0
5377 | 1092.491 | 0
5378 | 1092.2168 | 0
5379 | 1092 | 0
5380 | 1092 | 0
5381 | 1091.61 | 0
5382 | 1091.5981 | 0
5383 | 1091.508 | 0
5384 | 1091.276 | 0
5385 | 1091.2 | 0
5386 | 1090.8972 | 0
5387 | 1090.7762 | 0
5388 | 1090.5899 | 0
5389 | 1090.429 | 0
5390 | 1090.4 | 0
5391 | 1089.986 | 0
5392 | 1089.836 | 0
5393 | 1089.7222 | 0
5394 | 1089.6 | 0
5395 | 1089.6 | 0
5396 | 1089.279 | 0
5397 | 1089.2673 | 0
5398 | 1088.8 | 0
5399 | 1088.8 | 0
5400 | 1088.8 | 0
5401 | 1088.8 | 0
5402 | 1088.8 | 0
5403 | 1088.675 | 0
5404 | 1088.5696 | 0
5405 | 1088.323 | 0
5406 | 1088.1963 | 0
5407 | 1088 | 0
5408 | 1088 | 0
5409 | 1087.883 | 0
5410 | 1087.8341 | 0
5411 | 1087.8341 | 0
5412 | 1087.8272 | 0
5413 | 1087.4829 | 0
5414 | 1087.344 | 0
5415 | 1087.2 | 0
5416 | 1087.115 | 0
5417 | 1087.0664 | 0
5418 | 1086.631 | 0
5419 | 1086.618 | 0
5420 | 1086.4 | 0
5421 | 1086.4 | 0
5422 | 1086.354 | 0
5423 | 1086.2248 | 0
5424 | 1085.9861 | 0
5425 | 1085.7551 | 0
5426 | 1085.7551 | 0
5427 | 1085.638 | 0
5428 | 1085.6 | 0
5429 | 1085.6 | 0
5430 | 1084.892 | 0
5431 | 1084.8 | 0
5432 | 1084.8 | 0
5433 | 1084.3737 | 0
5434 | 1084.0897 | 0
5435 | 1083.978 | 0
5436 | 1083.813 | 0
5437 | 1083.6514 | 0
5438 | 1083.6407 | 0
5439 | 1083.2 | 0
5440 | 1083.2 | 0
5441 | 1083.1262 | 0
5442 | 1082.9924 | 0
5443 | 1082.942 | 0
5444 | 1082.8362 | 0
5445 | 1082.752 | 0
5446 | 1082.4 | 0
5447 | 1082.4 | 0
5448 | 1082.229 | 0
5449 | 1082.1742 | 0
5450 | 1081.973 | 0
5451 | 1081.9499 | 0
5452 | 1081.611 | 0
5453 | 1081.511 | 0
5454 | 1081.3773 | 0
5455 | 1081.276 | 0
5456 | 1081.252 | 0
5457 | 1081.2144 | 0
5458 | 1081.1711 | 0
5459 | 1081.05 | 0
5460 | 1080.957 | 0
5461 | 1080.8 | 0
5462 | 1080.8 | 0
5463 | 1080.5804 | 0
5464 | 1080.559 | 0
5465 | 1080.396 | 0
5466 | 1080.054 | 0
5467 | 1080 | 0
5468 | 1079.7616 | 0
5469 | 1079.591 | 0
5470 | 1079.2074 | 0
5471 | 1079.2 | 0
5472 | 1078.9867 | 0
5473 | 1078.8483 | 0
5474 | 1078.4 | 0
5475 | 1078.2723 | 0
5476 | 1078.1882 | 0
5477 | 1078.088 | 0
5478 | 1078.045 | 0
5479 | 1077.8998 | 0
5480 | 1077.866 | 0
5481 | 1077.8269 | 0
5482 | 1077.6 | 0
5483 | 1077.6 | 0
5484 | 1077.5727 | 0
5485 | 1077.5368 | 0
5486 | 1077.4669 | 0
5487 | 1077.4462 | 0
5488 | 1077.3961 | 0
5489 | 1077.291 | 0
5490 | 1076.9383 | 0
5491 | 1076.9171 | 0
5492 | 1076.8 | 0
5493 | 1076.8 | 0
5494 | 1076.722 | 0
5495 | 1076.3005 | 0
5496 | 1076.0855 | 0
5497 | 1076.0855 | 0
5498 | 1076.0855 | 0
5499 | 1076.0594 | 0
5500 | 1076 | 0
5501 | 1076 | 0
5502 | 1076 | 0
5503 | 1075.8529 | 0
5504 | 1075.5123 | 0
5505 | 1075.3302 | 0
5506 | 1075.3302 | 0
5507 | 1075.2 | 0
5508 | 1075.2 | 0
5509 | 1074.5947 | 0
5510 | 1074.5947 | 0
5511 | 1074.4 | 0
5512 | 1074.33 | 0
5513 | 1074.0238 | 0
5514 | 1073.9732 | 0
5515 | 1073.6523 | 0
5516 | 1073.6 | 0
5517 | 1073.6 | 0
5518 | 1073.6 | 0
5519 | 1073.6 | 0
5520 | 1073.537 | 0
5521 | 1073.4084 | 0
5522 | 1073.3228 | 0
5523 | 1072.8488 | 0
5524 | 1072.8 | 0
5525 | 1072.8 | 0
5526 | 1072.8 | 0
5527 | 1072.5339 | 0
5528 | 1072.2006 | 0
5529 | 1072.122 | 0
5530 | 1072 | 0
5531 | 1072 | 0
5532 | 1071.8147 | 0
5533 | 1071.6526 | 0
5534 | 1071.6104 | 0
5535 | 1071.458 | 0
5536 | 1071.4449 | 0
5537 | 1071.439 | 0
5538 | 1071.3572 | 0
5539 | 1071.282 | 0
5540 | 1071.2507 | 0
5541 | 1071.2 | 0
5542 | 1071.05 | 0
5543 | 1070.4841 | 0
5544 | 1070.4651 | 0
5545 | 1070.4 | 0
5546 | 1070.4 | 0
5547 | 1070.4 | 0
5548 | 1070.1512 | 0
5549 | 1069.6 | 0
5550 | 1069.4461 | 0
5551 | 1069.424 | 0
5552 | 1069.424 | 0
5553 | 1069.3668 | 0
5554 | 1068.8 | 0
5555 | 1068.7106 | 0
5556 | 1068.5028 | 0
5557 | 1068.0858 | 0
5558 | 1067.9509 | 0
5559 | 1067.8206 | 0
5560 | 1067.6514 | 0
5561 | 1067.464 | 0
5562 | 1067.315 | 0
5563 | 1067.268 | 0
5564 | 1067.2395 | 0
5565 | 1067.2 | 0
5566 | 1066.826 | 0
5567 | 1066.4502 | 0
5568 | 1066.4 | 0
5569 | 1066.2364 | 0
5570 | 1066.076 | 0
5571 | 1065.6 | 0
5572 | 1065.5889 | 0
5573 | 1065.211 | 0
5574 | 1064.8 | 0
5575 | 1064.8 | 0
5576 | 1064.339 | 0
5577 | 1064.2324 | 0
5578 | 1064 | 0
5579 | 1064 | 0
5580 | 1063.922 | 0
5581 | 1062.6763 | 0
5582 | 1062.5736 | 0
5583 | 1062.166 | 0
5584 | 1061.6 | 0
5585 | 1061.5812 | 0
5586 | 1061.564 | 0
5587 | 1061.519 | 0
5588 | 1061.386 | 0
5589 | 1061.094 | 0
5590 | 1060.8905 | 0
5591 | 1060.777 | 0
5592 | 1060.1998 | 0
5593 | 1060.1419 | 0
5594 | 1059.8843 | 0
5595 | 1059.7836 | 0
5596 | 1059.5877 | 0
5597 | 1059.333 | 0
5598 | 1058.8184 | 0
5599 | 1058.51 | 0
5600 | 1058.1277 | 0
5601 | 1057.9646 | 0
5602 | 1057.6778 | 0
5603 | 1057.6 | 0
5604 | 1057.6 | 0
5605 | 1057.6 | 0
5606 | 1057.4129 | 0
5607 | 1057.156 | 0
5608 | 1056.4835 | 0
5609 | 1056 | 0
5610 | 1056 | 0
5611 | 1056 | 0
5612 | 1056 | 0
5613 | 1055.859 | 0
5614 | 1055.456 | 0
5615 | 1055.365 | 0
5616 | 1055.2 | 0
5617 | 1055.169 | 0
5618 | 1055.099 | 0
5619 | 1055.082 | 0
5620 | 1054.9635 | 0
5621 | 1054.7357 | 0
5622 | 1054.7357 | 0
5623 | 1054.7081 | 0
5624 | 1054.4 | 0
5625 | 1054.4 | 0
5626 | 1054.4 | 0
5627 | 1054.2475 | 0
5628 | 1054.0186 | 0
5629 | 1053.7961 | 0
5630 | 1053.719 | 0
5631 | 1053.6 | 0
5632 | 1053.267 | 0
5633 | 1053.168 | 0
5634 | 1052.302 | 0
5635 | 1052 | 0
5636 | 1051.8925 | 0
5637 | 1051.3962 | 0
5638 | 1051.2209 | 0
5639 | 1051.2 | 0
5640 | 1051.2 | 0
5641 | 1051.2 | 0
5642 | 1051.1298 | 0
5643 | 1051.0647 | 0
5644 | 1051.0551 | 0
5645 | 1050.9114 | 0
5646 | 1050.829 | 0
5647 | 1050.4 | 0
5648 | 1050.3472 | 0
5649 | 1050.3226 | 0
5650 | 1050.3226 | 0
5651 | 1050.3226 | 0
5652 | 1050.113 | 0
5653 | 1049.8395 | 0
5654 | 1049.667 | 0
5655 | 1049.6 | 0
5656 | 1049.5751 | 0
5657 | 1049.4094 | 0
5658 | 1049.2758 | 0
5659 | 1049.2511 | 0
5660 | 1049.1048 | 0
5661 | 1048.5359 | 0
5662 | 1048.2088 | 0
5663 | 1048.116 | 0
5664 | 1048 | 0
5665 | 1048 | 0
5666 | 1047.8219 | 0
5667 | 1047.7675 | 0
5668 | 1047.7675 | 0
5669 | 1047.2 | 0
5670 | 1047.146 | 0
5671 | 1047.104 | 0
5672 | 1046.5357 | 0
5673 | 1046.5245 | 0
5674 | 1046.4 | 0
5675 | 1046.4 | 0
5676 | 1046.3142 | 0
5677 | 1046.053 | 0
5678 | 1045.7588 | 0
5679 | 1045.7035 | 0
5680 | 1045.6 | 0
5681 | 1045.6 | 0
5682 | 1045.1739 | 0
5683 | 1044.9992 | 0
5684 | 1044.814 | 0
5685 | 1044.8 | 0
5686 | 1044.8 | 0
5687 | 1044.668 | 0
5688 | 1044.091 | 0
5689 | 1044.046 | 0
5690 | 1044 | 0
5691 | 1044 | 0
5692 | 1044 | 0
5693 | 1043.7397 | 0
5694 | 1043.557 | 0
5695 | 1043.2 | 0
5696 | 1043.0311 | 0
5697 | 1042.9674 | 0
5698 | 1042.9327 | 0
5699 | 1042.651 | 0
5700 | 1042.494 | 0
5701 | 1042.2318 | 0
5702 | 1041.9355 | 0
5703 | 1041.8741 | 0
5704 | 1041.8558 | 0
5705 | 1041.693 | 0
5706 | 1041.6 | 0
5707 | 1041.4963 | 0
5708 | 1041.064 | 0
5709 | 1040.947 | 0
5710 | 1040.8 | 0
5711 | 1040.75 | 0
5712 | 1040.5708 | 0
5713 | 1040.3999 | 0
5714 | 1040.324 | 0
5715 | 1040.17 | 0
5716 | 1040.17 | 0
5717 | 1040.0298 | 0
5718 | 1040.0253 | 0
5719 | 1040.0253 | 0
5720 | 1040.0253 | 0
5721 | 1040 | 0
5722 | 1040 | 0
5723 | 1039.8662 | 0
5724 | 1039.674 | 0
5725 | 1039.5433 | 0
5726 | 1039.4979 | 0
5727 | 1039.4793 | 0
5728 | 1039.2 | 0
5729 | 1038.7663 | 0
5730 | 1038.644 | 0
5731 | 1038.439 | 0
5732 | 1038.0979 | 0
5733 | 1038.0979 | 0
5734 | 1038.061 | 0
5735 | 1037.8187 | 0
5736 | 1037.81 | 0
5737 | 1037.6411 | 0
5738 | 1037.6 | 0
5739 | 1037.4685 | 0
5740 | 1037.0083 | 0
5741 | 1036.9885 | 0
5742 | 1036.9712 | 0
5743 | 1036.8 | 0
5744 | 1036.8 | 0
5745 | 1036.7165 | 0
5746 | 1036.4355 | 0
5747 | 1036.3477 | 0
5748 | 1036.347 | 0
5749 | 1035.63 | 0
5750 | 1035.6122 | 0
5751 | 1035.489 | 0
5752 | 1035.3352 | 0
5753 | 1035.2371 | 0
5754 | 1035.196 | 0
5755 | 1034.934 | 0
5756 | 1034.8766 | 0
5757 | 1034.4 | 0
5758 | 1034.163 | 0
5759 | 1034.1411 | 0
5760 | 1034.1178 | 0
5761 | 1034.0283 | 0
5762 | 1033.825 | 0
5763 | 1033.754 | 0
5764 | 1033.564 | 0
5765 | 1033.486 | 0
5766 | 1033.4007 | 0
5767 | 1033.3278 | 0
5768 | 1032.9192 | 0
5769 | 1032.8 | 0
5770 | 1032.8 | 0
5771 | 1032.7373 | 0
5772 | 1032.5724 | 0
5773 | 1032.5448 | 0
5774 | 1032 | 0
5775 | 1031.9346 | 0
5776 | 1031.8818 | 0
5777 | 1031.53 | 0
5778 | 1031.203 | 0
5779 | 1031.2 | 0
5780 | 1031.199 | 0
5781 | 1031.1911 | 0
5782 | 1031.1911 | 0
5783 | 1030.8817 | 0
5784 | 1030.5004 | 0
5785 | 1030.4 | 0
5786 | 1030.094 | 0
5787 | 1029.977 | 0
5788 | 1029.964 | 0
5789 | 1029.6 | 0
5790 | 1029.466 | 0
5791 | 1029.119 | 0
5792 | 1029.119 | 0
5793 | 1028.874 | 0
5794 | 1028.83 | 0
5795 | 1028.8 | 0
5796 | 1028.635 | 0
5797 | 1028.4225 | 0
5798 | 1028.257 | 0
5799 | 1028 | 0
5800 | 1028 | 0
5801 | 1027.9858 | 0
5802 | 1027.7377 | 0
5803 | 1027.48 | 0
5804 | 1027.129 | 0
5805 | 1027.0912 | 0
5806 | 1026.622 | 0
5807 | 1026.462 | 0
5808 | 1026.4 | 0
5809 | 1026.4 | 0
5810 | 1026.3765 | 0
5811 | 1025.9707 | 0
5812 | 1025.3149 | 0
5813 | 1025.232 | 0
5814 | 1025.0301 | 0
5815 | 1024.9954 | 0
5816 | 1024.991 | 0
5817 | 1024.287 | 0
5818 | 1024.0045 | 0
5819 | 1024 | 0
5820 | 1023.3432 | 0
5821 | 1023.2276 | 0
5822 | 1023.2024 | 0
5823 | 1022.9029 | 0
5824 | 1022.571 | 0
5825 | 1022.55 | 0
5826 | 1022.4 | 0
5827 | 1022.2874 | 0
5828 | 1022.2122 | 0
5829 | 1021.6373 | 0
5830 | 1021.6 | 0
5831 | 1021.5215 | 0
5832 | 1021.1849 | 0
5833 | 1021.024 | 0
5834 | 1020.8968 | 0
5835 | 1020.8968 | 0
5836 | 1020.8308 | 0
5837 | 1020.8308 | 0
5838 | 1020.8 | 0
5839 | 1020.5365 | 0
5840 | 1020.516 | 0
5841 | 1020 | 0
5842 | 1020 | 0
5843 | 1019.8339 | 0
5844 | 1019.831 | 0
5845 | 1019.4494 | 0
5846 | 1019.4307 | 0
5847 | 1019.2 | 0
5848 | 1019.2 | 0
5849 | 1019.092 | 0
5850 | 1018.6952 | 0
5851 | 1018.4 | 0
5852 | 1018.275 | 0
5853 | 1018.1982 | 0
5854 | 1018.0681 | 0
5855 | 1017.97 | 0
5856 | 1017.789 | 0
5857 | 1017.622 | 0
5858 | 1017.2747 | 0
5859 | 1017.1236 | 0
5860 | 1017.049 | 0
5861 | 1016.8 | 0
5862 | 1016.1898 | 0
5863 | 1016.173 | 0
5864 | 1016 | 0
5865 | 1016 | 0
5866 | 1016 | 0
5867 | 1016 | 0
5868 | 1015.996 | 0
5869 | 1015.996 | 0
5870 | 1015.736 | 0
5871 | 1015.72 | 0
5872 | 1015.4608 | 0
5873 | 1015.0755 | 0
5874 | 1015.0176 | 0
5875 | 1014.4 | 0
5876 | 1014.4 | 0
5877 | 1014.359 | 0
5878 | 1014.0104 | 0
5879 | 1013.9043 | 0
5880 | 1013.2333 | 0
5881 | 1012.9324 | 0
5882 | 1012.811 | 0
5883 | 1012.5426 | 0
5884 | 1012.197 | 0
5885 | 1012 | 0
5886 | 1011.616 | 0
5887 | 1011.485 | 0
5888 | 1010.9393 | 0
5889 | 1010.911 | 0
5890 | 1010.871 | 0
5891 | 1010.5833 | 0
5892 | 1010.4706 | 0
5893 | 1010.4 | 0
5894 | 1009.939 | 0
5895 | 1009.8492 | 0
5896 | 1009.7099 | 0
5897 | 1009.6 | 0
5898 | 1009.0892 | 0
5899 | 1008.8 | 0
5900 | 1008.77 | 0
5901 | 1008.407 | 0
5902 | 1008.3985 | 0
5903 | 1008.3985 | 0
5904 | 1008.2725 | 0
5905 | 1008 | 0
5906 | 1007.9081 | 0
5907 | 1007.2 | 0
5908 | 1007.057 | 0
5909 | 1007.0171 | 0
5910 | 1006.9788 | 0
5911 | 1006.9269 | 0
5912 | 1006.925 | 0
5913 | 1006.4 | 0
5914 | 1006.4 | 0
5915 | 1005.6358 | 0
5916 | 1005.3405 | 0
5917 | 1005.2559 | 0
5918 | 1004.7203 | 0
5919 | 1004.4362 | 0
5920 | 1004.3509 | 0
5921 | 1004.2544 | 0
5922 | 1004 | 0
5923 | 1003.9848 | 0
5924 | 1003.5637 | 0
5925 | 1003.5499 | 0
5926 | 1003.5325 | 0
5927 | 1003.501 | 0
5928 | 1003.211 | 0
5929 | 1003.197 | 0
5930 | 1003.1398 | 0
5931 | 1002.649 | 0
5932 | 1002.5404 | 0
5933 | 1002.4448 | 0
5934 | 1002.3878 | 0
5935 | 1002.061 | 0
5936 | 1001.7782 | 0
5937 | 1001.4733 | 0
5938 | 1001.0427 | 0
5939 | 1001.0427 | 0
5940 | 1001.0427 | 0
5941 | 1000.8 | 0
5942 | 1000.6964 | 0
5943 | 1000.3072 | 0
5944 | 1000.1103 | 0
5945 | 1000 | 0
5946 | 999.966 | 0
5947 | 999.303 | 0
5948 | 999.2 | 0
5949 | 999.188 | 0
5950 | 999.0366 | 0
5951 | 998.7939 | 0
5952 | 998.7617 | 0
5953 | 998.7289 | 0
5954 | 998.4 | 0
5955 | 998.236 | 0
5956 | 998.1356 | 0
5957 | 997.74 | 0
5958 | 997.6 | 0
5959 | 997.558 | 0
5960 | 997.388 | 0
5961 | 997.387 | 0
5962 | 996.949 | 0
5963 | 996.848 | 0
5964 | 996.8117 | 0
5965 | 996.8 | 0
5966 | 996.612 | 0
5967 | 996 | 0
5968 | 995.2755 | 0
5969 | 995.2 | 0
5970 | 995.2 | 0
5971 | 994.822 | 0
5972 | 994.4167 | 0
5973 | 994.4 | 0
5974 | 994.134 | 0
5975 | 994.1031 | 0
5976 | 993.966 | 0
5977 | 993.9174 | 0
5978 | 993.8319 | 0
5979 | 993.6875 | 0
5980 | 993.6 | 0
5981 | 993.5084 | 0
5982 | 993.2035 | 0
5983 | 992.8 | 0
5984 | 992.7355 | 0
5985 | 992.2165 | 0
5986 | 992.147 | 0
5987 | 992 | 0
5988 | 991.3731 | 0
5989 | 991.2 | 0
5990 | 991.14 | 0
5991 | 991.1314 | 0
5992 | 991.078 | 0
5993 | 991.068 | 0
5994 | 990.4614 | 0
5995 | 990.0065 | 0
5996 | 989.602 | 0
5997 | 989.561 | 0
5998 | 989.2744 | 0
5999 | 989.2744 | 0
6000 | 988.9209 | 0
6001 | 988.8 | 0
6002 | 988.8 | 0
6003 | 988.5389 | 0
6004 | 988.449 | 0
6005 | 988.3687 | 0
6006 | 988.3687 | 0
6007 | 987.833 | 0
6008 | 987.823 | 0
6009 | 987.594 | 0
6010 | 986.9251 | 0
6011 | 986.7115 | 0
6012 | 985.6059 | 0
6013 | 985.6 | 0
6014 | 985.6 | 0
6015 | 985.1178 | 0
6016 | 984.961 | 0
6017 | 984.8613 | 0
6018 | 984.8 | 0
6019 | 983.6487 | 0
6020 | 983.2 | 0
6021 | 983.0315 | 0
6022 | 982.8432 | 0
6023 | 982.8432 | 0
6024 | 982.402 | 0
6025 | 982.4 | 0
6026 | 981.6 | 0
6027 | 981.3959 | 0
6028 | 981.304 | 0
6029 | 980.994 | 0
6030 | 980.8 | 0
6031 | 980.4482 | 0
6032 | 980.197 | 0
6033 | 979.933 | 0
6034 | 979.2 | 0
6035 | 979.152 | 0
6036 | 979.12 | 0
6037 | 979.053 | 0
6038 | 978.9424 | 0
6039 | 978.516 | 0
6040 | 978.4 | 0
6041 | 978.4 | 0
6042 | 978.1652 | 0
6043 | 977.329 | 0
6044 | 977.25 | 0
6045 | 976.907 | 0
6046 | 976.828 | 0
6047 | 976.8 | 0
6048 | 976.8 | 0
6049 | 976.5554 | 0
6050 | 976.1213 | 0
6051 | 976.035 | 0
6052 | 976.002 | 0
6053 | 975.9364 | 0
6054 | 975.8383 | 0
6055 | 975.5698 | 0
6056 | 975.2784 | 0
6057 | 975.268 | 0
6058 | 974.5728 | 0
6059 | 974.555 | 0
6060 | 974.019 | 0
6061 | 973.8643 | 0
6062 | 973.8643 | 0
6063 | 973.6 | 0
6064 | 973.1736 | 0
6065 | 973.1736 | 0
6066 | 973.1736 | 0
6067 | 972.841 | 0
6068 | 972.737 | 0
6069 | 972.383 | 0
6070 | 972.3574 | 0
6071 | 972.165 | 0
6072 | 972 | 0
6073 | 971.536 | 0
6074 | 971.201 | 0
6075 | 971.2 | 0
6076 | 971.1397 | 0
6077 | 970.887 | 0
6078 | 970.8864 | 0
6079 | 970.741 | 0
6080 | 970.4 | 0
6081 | 970.3841 | 0
6082 | 970.1509 | 0
6083 | 969.7735 | 0
6084 | 969.506 | 0
6085 | 969.134 | 0
6086 | 969.0295 | 0
6087 | 968.9779 | 0
6088 | 968.8011 | 0
6089 | 968.8 | 0
6090 | 968.3737 | 0
6091 | 968.3388 | 0
6092 | 968 | 0
6093 | 967.693 | 0
6094 | 967.4928 | 0
6095 | 967.4233 | 0
6096 | 967.2088 | 0
6097 | 967.2 | 0
6098 | 967.2 | 0
6099 | 966.9575 | 0
6100 | 966.9575 | 0
6101 | 966.93 | 0
6102 | 966.5111 | 0
6103 | 966.2668 | 0
6104 | 966.192 | 0
6105 | 966.144 | 0
6106 | 965.839 | 0
6107 | 965.4739 | 0
6108 | 965.107 | 0
6109 | 964.8 | 0
6110 | 964.8 | 0
6111 | 964.4063 | 0
6112 | 964.1947 | 0
6113 | 964 | 0
6114 | 963.4036 | 0
6115 | 963.2 | 0
6116 | 963.2 | 0
6117 | 962.7957 | 0
6118 | 962.5079 | 0
6119 | 962.443 | 0
6120 | 962.4338 | 0
6121 | 962.0602 | 0
6122 | 961.6 | 0
6123 | 961.6 | 0
6124 | 961.5296 | 0
6125 | 961.4501 | 0
6126 | 961.3246 | 0
6127 | 961.0472 | 0
6128 | 961.001 | 0
6129 | 960.8 | 0
6130 | 960.752 | 0
6131 | 960.7413 | 0
6132 | 960.2503 | 0
6133 | 960 | 0
6134 | 960 | 0
6135 | 959.8536 | 0
6136 | 959.437 | 0
6137 | 958.726 | 0
6138 | 958.609 | 0
6139 | 958.182 | 0
6140 | 957.674 | 0
6141 | 957.647 | 0
6142 | 957.6 | 0
6143 | 957.6 | 0
6144 | 957.501 | 0
6145 | 956.9115 | 0
6146 | 956.861 | 0
6147 | 956.4739 | 0
6148 | 956.176 | 0
6149 | 956.176 | 0
6150 | 955.9065 | 0
6151 | 955.563 | 0
6152 | 955.4405 | 0
6153 | 955.36 | 0
6154 | 955.2158 | 0
6155 | 954.794 | 0
6156 | 954.5252 | 0
6157 | 954.5088 | 0
6158 | 954.4075 | 0
6159 | 954.4 | 0
6160 | 953.993 | 0
6161 | 953.6 | 0
6162 | 953.6 | 0
6163 | 953.4016 | 0
6164 | 952.8174 | 0
6165 | 952.8 | 0
6166 | 952.1242 | 0
6167 | 951.6977 | 0
6168 | 951.408 | 0
6169 | 951.2 | 0
6170 | 951.0801 | 0
6171 | 951.0274 | 0
6172 | 950.4987 | 0
6173 | 950.4 | 0
6174 | 950.4 | 0
6175 | 950.4 | 0
6176 | 949.841 | 0
6177 | 949.7888 | 0
6178 | 949.6904 | 0
6179 | 949.6 | 0
6180 | 949.6 | 0
6181 | 949.6 | 0
6182 | 949.6 | 0
6183 | 949.5925 | 0
6184 | 949.208 | 0
6185 | 948.6415 | 0
6186 | 948.631 | 0
6187 | 948.3591 | 0
6188 | 947.273 | 0
6189 | 946.9489 | 0
6190 | 946.4 | 0
6191 | 946.1464 | 0
6192 | 945.9468 | 0
6193 | 945.9063 | 0
6194 | 945.9063 | 0
6195 | 945.8787 | 0
6196 | 945.2549 | 0
6197 | 945.1432 | 0
6198 | 944.8 | 0
6199 | 944.397 | 0
6200 | 944.3424 | 0
6201 | 944.1649 | 0
6202 | 943.9799 | 0
6203 | 943.5293 | 0
6204 | 943.4742 | 0
6205 | 943.2 | 0
6206 | 943.2 | 0
6207 | 943.2 | 0
6208 | 942.426 | 0
6209 | 942.4 | 0
6210 | 942.4 | 0
6211 | 942.4 | 0
6212 | 942.4 | 0
6213 | 942.1656 | 0
6214 | 941.4022 | 0
6215 | 940.8 | 0
6216 | 939.5312 | 0
6217 | 939.3301 | 0
6218 | 939.3183 | 0
6219 | 939.259 | 0
6220 | 938.7295 | 0
6221 | 938.571 | 0
6222 | 937.788 | 0
6223 | 937.6 | 0
6224 | 936.9874 | 0
6225 | 936.9532 | 0
6226 | 936.672 | 0
6227 | 936.447 | 0
6228 | 936.0094 | 0
6229 | 936 | 0
6230 | 935.942 | 0
6231 | 935.4336 | 0
6232 | 935.0749 | 0
6233 | 934.4 | 0
6234 | 934.389 | 0
6235 | 934.3477 | 0
6236 | 934.1267 | 0
6237 | 934.1104 | 0
6238 | 933.8677 | 0
6239 | 933.853 | 0
6240 | 933.7278 | 0
6241 | 933.699 | 0
6242 | 933.6 | 0
6243 | 933.17 | 0
6244 | 933.114 | 0
6245 | 933.1028 | 0
6246 | 932.616 | 0
6247 | 932.4233 | 0
6248 | 932.415 | 0
6249 | 932 | 0
6250 | 932 | 0
6251 | 931.0419 | 0
6252 | 930.985 | 0
6253 | 930.64 | 0
6254 | 930.6139 | 0
6255 | 930.0798 | 0
6256 | 930.0669 | 0
6257 | 929.6605 | 0
6258 | 929.5402 | 0
6259 | 928.89 | 0
6260 | 928.5379 | 0
6261 | 928.2792 | 0
6262 | 927.5885 | 0
6263 | 927.2 | 0
6264 | 927.2 | 0
6265 | 926.8978 | 0
6266 | 926.8872 | 0
6267 | 926.8434 | 0
6268 | 926.6013 | 0
6269 | 925.5164 | 0
6270 | 925.2842 | 0
6271 | 924.9656 | 0
6272 | 924.647 | 0
6273 | 924 | 0
6274 | 923.2 | 0
6275 | 923.2 | 0
6276 | 923.0026 | 0
6277 | 923.0026 | 0
6278 | 922.415 | 0
6279 | 921.625 | 0
6280 | 921.6 | 0
6281 | 921.6 | 0
6282 | 920.542 | 0
6283 | 920.17 | 0
6284 | 920.1355 | 0
6285 | 920 | 0
6286 | 919.991 | 0
6287 | 919.3003 | 0
6288 | 918.666 | 0
6289 | 918.6645 | 0
6290 | 918.6096 | 0
6291 | 918.411 | 0
6292 | 918.4 | 0
6293 | 918.03 | 0
6294 | 917.901 | 0
6295 | 916.9976 | 0
6296 | 916.0101 | 0
6297 | 916 | 0
6298 | 915.603 | 0
6299 | 915.477 | 0
6300 | 915.255 | 0
6301 | 915.2 | 0
6302 | 914.8386 | 0
6303 | 914.3338 | 0
6304 | 914.2514 | 0
6305 | 914.0068 | 0
6306 | 913.5158 | 0
6307 | 912.0448 | 0
6308 | 912 | 0
6309 | 911.7028 | 0
6310 | 911.7028 | 0
6311 | 911.6949 | 0
6312 | 911.5146 | 0
6313 | 911.1879 | 0
6314 | 910.899 | 0
6315 | 910.3214 | 0
6316 | 909.1027 | 0
6317 | 908.4526 | 0
6318 | 908.0488 | 0
6319 | 907.915 | 0
6320 | 907.5587 | 0
6321 | 906.4 | 0
6322 | 906.4 | 0
6323 | 906.2351 | 0
6324 | 906.1606 | 0
6325 | 906.1606 | 0
6326 | 906.1208 | 0
6327 | 905.877 | 0
6328 | 905.6 | 0
6329 | 905.5732 | 0
6330 | 905.477 | 0
6331 | 905.4251 | 0
6332 | 905.259 | 0
6333 | 905.101 | 0
6334 | 904.8 | 0
6335 | 904.3835 | 0
6336 | 904.057 | 0
6337 | 904 | 0
6338 | 904 | 0
6339 | 903.9083 | 0
6340 | 903.8122 | 0
6341 | 903.735 | 0
6342 | 903.2 | 0
6343 | 902.483 | 0
6344 | 902.102 | 0
6345 | 901.6 | 0
6346 | 900.704 | 0
6347 | 900.697 | 0
6348 | 900.2029 | 0
6349 | 900.079 | 0
6350 | 899.6868 | 0
6351 | 899.541 | 0
6352 | 899.2 | 0
6353 | 898.8077 | 0
6354 | 898.5931 | 0
6355 | 898.574 | 0
6356 | 898.4 | 0
6357 | 898.155 | 0
6358 | 898.0699 | 0
6359 | 897.95 | 0
6360 | 897.6 | 0
6361 | 896.5867 | 0
6362 | 896 | 0
6363 | 895.8243 | 0
6364 | 895.1263 | 0
6365 | 895.1263 | 0
6366 | 895.0328 | 0
6367 | 894.9055 | 0
6368 | 894.813 | 0
6369 | 894.4 | 0
6370 | 893.7415 | 0
6371 | 892.9213 | 0
6372 | 892.8 | 0
6373 | 892.8 | 0
6374 | 891.925 | 0
6375 | 891.6729 | 0
6376 | 891.6729 | 0
6377 | 891.524 | 0
6378 | 891.267 | 0
6379 | 890.7147 | 0
6380 | 890.4 | 0
6381 | 890.4 | 0
6382 | 889.7008 | 0
6383 | 889.368 | 0
6384 | 889.2698 | 0
6385 | 889.2437 | 0
6386 | 889.005 | 0
6387 | 888.9102 | 0
6388 | 888.252 | 0
6389 | 888.082 | 0
6390 | 888.077 | 0
6391 | 888.0562 | 0
6392 | 888 | 0
6393 | 887.264 | 0
6394 | 887.0799 | 0
6395 | 886.366 | 0
6396 | 886.201 | 0
6397 | 886.193 | 0
6398 | 885.9086 | 0
6399 | 885.4685 | 0
6400 | 884.928 | 0
6401 | 883.3154 | 0
6402 | 883.2 | 0
6403 | 882.8525 | 0
6404 | 882.8417 | 0
6405 | 882.8235 | 0
6406 | 882.694 | 0
6407 | 882.651 | 0
6408 | 882.624 | 0
6409 | 882.579 | 0
6410 | 882.1064 | 0
6411 | 881.612 | 0
6412 | 881.4527 | 0
6413 | 881.3451 | 0
6414 | 880.938 | 0
6415 | 880.8 | 0
6416 | 880.622 | 0
6417 | 880 | 0
6418 | 879.9313 | 0
6419 | 879.7304 | 0
6420 | 879.2406 | 0
6421 | 879.0094 | 0
6422 | 878.5446 | 0
6423 | 878.4 | 0
6424 | 877.8811 | 0
6425 | 877.6 | 0
6426 | 877.3751 | 0
6427 | 876.805 | 0
6428 | 876.8 | 0
6429 | 876.8 | 0
6430 | 876.8 | 0
6431 | 876.5771 | 0
6432 | 876.383 | 0
6433 | 876.0043 | 0
6434 | 875.7872 | 0
6435 | 875.2 | 0
6436 | 874.7245 | 0
6437 | 874.2602 | 0
6438 | 874.205 | 0
6439 | 873.0622 | 0
6440 | 873.013 | 0
6441 | 872.9741 | 0
6442 | 872.0645 | 0
6443 | 871.996 | 0
6444 | 871.6431 | 0
6445 | 871.2 | 0
6446 | 870.547 | 0
6447 | 870.304 | 0
6448 | 870.2682 | 0
6449 | 870.2617 | 0
6450 | 869.633 | 0
6451 | 869.487 | 0
6452 | 866.892 | 0
6453 | 866.164 | 0
6454 | 866.1271 | 0
6455 | 864.861 | 0
6456 | 864.8 | 0
6457 | 864.1732 | 0
6458 | 863.605 | 0
6459 | 863.52 | 0
6460 | 863.2 | 0
6461 | 862.4134 | 0
6462 | 861.9735 | 0
6463 | 861.226 | 0
6464 | 860.9694 | 0
6465 | 860.8 | 0
6466 | 860.8 | 0
6467 | 860.713 | 0
6468 | 860.5921 | 0
6469 | 860.551 | 0
6470 | 859.624 | 0
6471 | 859.4179 | 0
6472 | 858.742 | 0
6473 | 858.4429 | 0
6474 | 858.4 | 0
6475 | 858.2665 | 0
6476 | 858.247 | 0
6477 | 857.2624 | 0
6478 | 857.0857 | 0
6479 | 856.951 | 0
6480 | 856.555 | 0
6481 | 856.2803 | 0
6482 | 856 | 0
6483 | 855.7574 | 0
6484 | 855.543 | 0
6485 | 855.4501 | 0
6486 | 855.4089 | 0
6487 | 855.2 | 0
6488 | 855.171 | 0
6489 | 854.4 | 0
6490 | 853.6 | 0
6491 | 853.2232 | 0
6492 | 852.8 | 0
6493 | 852.6441 | 0
6494 | 851.9365 | 0
6495 | 851.5291 | 0
6496 | 851.215 | 0
6497 | 851.2 | 0
6498 | 850.4 | 0
6499 | 850.341 | 0
6500 | 849.9704 | 0
6501 | 848.8505 | 0
6502 | 848.7901 | 0
6503 | 848.4842 | 0
6504 | 848.1616 | 0
6505 | 848.1598 | 0
6506 | 848 | 0
6507 | 847.2718 | 0
6508 | 846.3463 | 0
6509 | 846.0043 | 0
6510 | 845.6 | 0
6511 | 845.369 | 0
6512 | 845.333 | 0
6513 | 845.2702 | 0
6514 | 844.8066 | 0
6515 | 844.7064 | 0
6516 | 843.9182 | 0
6517 | 843.7136 | 0
6518 | 843.2 | 0
6519 | 842.753 | 0
6520 | 842.1704 | 0
6521 | 842.0808 | 0
6522 | 840.5623 | 0
6523 | 840 | 0
6524 | 840 | 0
6525 | 839.555 | 0
6526 | 839.44 | 0
6527 | 838.4 | 0
6528 | 838.4 | 0
6529 | 837.4805 | 0
6530 | 837.0277 | 0
6531 | 836.8 | 0
6532 | 836.64 | 0
6533 | 836 | 0
6534 | 835.9855 | 0
6535 | 835.7275 | 0
6536 | 835.519 | 0
6537 | 833.8618 | 0
6538 | 833.363 | 0
6539 | 832.2691 | 0
6540 | 831.2 | 0
6541 | 831.19 | 0
6542 | 831.1376 | 0
6543 | 830.0973 | 0
6544 | 829.986 | 0
6545 | 829.6 | 0
6546 | 829.113 | 0
6547 | 828.8 | 0
6548 | 828.8 | 0
6549 | 828.8 | 0
6550 | 828.4586 | 0
6551 | 828.43 | 0
6552 | 828.2161 | 0
6553 | 827.5326 | 0
6554 | 827.2 | 0
6555 | 826.7486 | 0
6556 | 826.6632 | 0
6557 | 826.5843 | 0
6558 | 826.4 | 0
6559 | 825.915 | 0
6560 | 825.6 | 0
6561 | 824.194 | 0
6562 | 823.7824 | 0
6563 | 823.5547 | 0
6564 | 823.2952 | 0
6565 | 823.2952 | 0
6566 | 822.6911 | 0
6567 | 822.307 | 0
6568 | 822.233 | 0
6569 | 821.2232 | 0
6570 | 820.8 | 0
6571 | 820.686 | 0
6572 | 820.5325 | 0
6573 | 820.5103 | 0
6574 | 820 | 0
6575 | 819.4309 | 0
6576 | 819.3456 | 0
6577 | 818.6338 | 0
6578 | 818.4 | 0
6579 | 817.356 | 0
6580 | 817.3512 | 0
6581 | 816.4272 | 0
6582 | 816 | 0
6583 | 815.6977 | 0
6584 | 815.3764 | 0
6585 | 815.3764 | 0
6586 | 814.7659 | 0
6587 | 813.6256 | 0
6588 | 813.6256 | 0
6589 | 813.6014 | 0
6590 | 813.6 | 0
6591 | 812.644 | 0
6592 | 812.402 | 0
6593 | 812.063 | 0
6594 | 812 | 0
6595 | 811.981 | 0
6596 | 811.5093 | 0
6597 | 810.397 | 0
6598 | 809.4815 | 0
6599 | 809.242 | 0
6600 | 808.8 | 0
6601 | 807.601 | 0
6602 | 806.8654 | 0
6603 | 806.512 | 0
6604 | 806.1299 | 0
6605 | 806.027 | 0
6606 | 805.6 | 0
6607 | 804.961 | 0
6608 | 804.6468 | 0
6609 | 803.82 | 0
6610 | 803.013 | 0
6611 | 802.622 | 0
6612 | 802.2911 | 0
6613 | 802.242 | 0
6614 | 802.2369 | 0
6615 | 801.8299 | 0
6616 | 800.5026 | 0
6617 | 799.5406 | 0
6618 | 799.2 | 0
6619 | 799.112 | 0
6620 | 799.087 | 0
6621 | 798.5303 | 0
6622 | 798.4 | 0
6623 | 797.7399 | 0
6624 | 797.6 | 0
6625 | 797.6 | 0
6626 | 797.587 | 0
6627 | 796.5663 | 0
6628 | 795.2945 | 0
6629 | 793.1348 | 0
6630 | 792 | 0
6631 | 791.3395 | 0
6632 | 791.2837 | 0
6633 | 790.3815 | 0
6634 | 789.213 | 0
6635 | 788.801 | 0
6636 | 787.8808 | 0
6637 | 785.5354 | 0
6638 | 785.1463 | 0
6639 | 784.8 | 0
6640 | 784.8 | 0
6641 | 784.747 | 0
6642 | 784.7098 | 0
6643 | 782.7914 | 0
6644 | 782.6071 | 0
6645 | 782.5933 | 0
6646 | 782.5449 | 0
6647 | 781.83 | 0
6648 | 781.8035 | 0
6649 | 780.4728 | 0
6650 | 780.334 | 0
6651 | 780 | 0
6652 | 779.6512 | 0
6653 | 779.2 | 0
6654 | 779.2 | 0
6655 | 778.4 | 0
6656 | 777.6212 | 0
6657 | 777.272 | 0
6658 | 776.4017 | 0
6659 | 776.1206 | 0
6660 | 774.9473 | 0
6661 | 774.4 | 0
6662 | 773.4902 | 0
6663 | 772.296 | 0
6664 | 771.604 | 0
6665 | 771.2136 | 0
6666 | 770.837 | 0
6667 | 770.8032 | 0
6668 | 770.8032 | 0
6669 | 769.6 | 0
6670 | 768.029 | 0
6671 | 768 | 0
6672 | 767.602 | 0
6673 | 764 | 0
6674 | 762.515 | 0
6675 | 761.9789 | 0
6676 | 761.6585 | 0
6677 | 760 | 0
6678 | 759.7922 | 0
6679 | 759.475 | 0
6680 | 759.2 | 0
6681 | 758.1283 | 0
6682 | 758.1283 | 0
6683 | 756.9896 | 0
6684 | 756.9896 | 0
6685 | 756.627 | 0
6686 | 756.271 | 0
6687 | 755.2 | 0
6688 | 754.857 | 0
6689 | 754.4 | 0
6690 | 753.773 | 0
6691 | 752.979 | 0
6692 | 752.8 | 0
6693 | 752.1548 | 0
6694 | 750.2304 | 0
6695 | 750.082 | 0
6696 | 747.1449 | 0
6697 | 746.5353 | 0
6698 | 745.043 | 0
6699 | 743.1759 | 0
6700 | 741.7717 | 0
6701 | 741.6 | 0
6702 | 741.6 | 0
6703 | 740.535 | 0
6704 | 740.237 | 0
6705 | 739.3182 | 0
6706 | 739.0318 | 0
6707 | 738.4 | 0
6708 | 738.0913 | 0
6709 | 736.9597 | 0
6710 | 734.6806 | 0
6711 | 734.4698 | 0
6712 | 734.4 | 0
6713 | 733.5934 | 0
6714 | 730.0529 | 0
6715 | 729.6 | 0
6716 | 729.5043 | 0
6717 | 728.8 | 0
6718 | 728.4592 | 0
6719 | 727.5949 | 0
6720 | 727.2 | 0
6721 | 726.714 | 0
6722 | 725.6 | 0
6723 | 724.5973 | 0
6724 | 723.729 | 0
6725 | 723.2 | 0
6726 | 721.6 | 0
6727 | 720.8 | 0
6728 | 720.5879 | 0
6729 | 720.376 | 0
6730 | 717.6 | 0
6731 | 716.923 | 0
6732 | 716.419 | 0
6733 | 716.3965 | 0
6734 | 716.2392 | 0
6735 | 715.847 | 0
6736 | 715.8188 | 0
6737 | 715.661 | 0
6738 | 715.5485 | 0
6739 | 714.1672 | 0
6740 | 714.13 | 0
6741 | 713.6 | 0
6742 | 713.0577 | 0
6743 | 712.7858 | 0
6744 | 711.9834 | 0
6745 | 709.9428 | 0
6746 | 709.607 | 0
6747 | 708.8 | 0
6748 | 708.5433 | 0
6749 | 707.951 | 0
6750 | 706.4 | 0
6751 | 706.0992 | 0
6752 | 705.6 | 0
6753 | 704.9694 | 0
6754 | 704.9694 | 0
6755 | 704.878 | 0
6756 | 704 | 0
6757 | 700.8 | 0
6758 | 700.377 | 0
6759 | 699.2 | 0
6760 | 697.6 | 0
6761 | 697.26 | 0
6762 | 692.7019 | 0
6763 | 691.8841 | 0
6764 | 691.327 | 0
6765 | 690.747 | 0
6766 | 689.9172 | 0
6767 | 689.6 | 0
6768 | 689.6 | 0
6769 | 688.6006 | 0
6770 | 686.5273 | 0
6771 | 686.4 | 0
6772 | 686.4 | 0
6773 | 683.53 | 0
6774 | 682.6487 | 0
6775 | 680.187 | 0
6776 | 680.172 | 0
6777 | 679.439 | 0
6778 | 679.251 | 0
6779 | 678.563 | 0
6780 | 677.6 | 0
6781 | 676.8 | 0
6782 | 675.2074 | 0
6783 | 674.8497 | 0
6784 | 674.256 | 0
6785 | 673.7052 | 0
6786 | 672.9677 | 0
6787 | 672.0078 | 0
6788 | 671.56 | 0
6789 | 671.4383 | 0
6790 | 671.3979 | 0
6791 | 668.8 | 0
6792 | 668.5877 | 0
6793 | 667.766 | 0
6794 | 666.613 | 0
6795 | 664.4379 | 0
6796 | 663.439 | 0
6797 | 662.3137 | 0
6798 | 662.126 | 0
6799 | 660.137 | 0
6800 | 658.296 | 0
6801 | 657.357 | 0
6802 | 657.248 | 0
6803 | 656.8 | 0
6804 | 652.0056 | 0
6805 | 650.269 | 0
6806 | 649.4642 | 0
6807 | 646.748 | 0
6808 | 644.2323 | 0
6809 | 642.919 | 0
6810 | 641.0608 | 0
6811 | 639.7638 | 0
6812 | 639.3445 | 0
6813 | 638.4 | 0
6814 | 637.627 | 0
6815 | 636.197 | 0
6816 | 635.2 | 0
6817 | 632.529 | 0
6818 | 631.5235 | 0
6819 | 627.109 | 0
6820 | 626.4 | 0
6821 | 625.816 | 0
6822 | 624.6762 | 0
6823 | 624.5034 | 0
6824 | 622.722 | 0
6825 | 622.3062 | 0
6826 | 621.669 | 0
6827 | 619.025 | 0
6828 | 618.959 | 0
6829 | 618.406 | 0
6830 | 617.579 | 0
6831 | 615.896 | 0
6832 | 615.8259 | 0
6833 | 615.277 | 0
6834 | 612.699 | 0
6835 | 609.2833 | 0
6836 | 609.1832 | 0
6837 | 607.8018 | 0
6838 | 606.677 | 0
6839 | 606.4 | 0
6840 | 606.0119 | 0
6841 | 603.316 | 0
6842 | 602.4 | 0
6843 | 602.2764 | 0
6844 | 601.179 | 0
6845 | 596.8 | 0
6846 | 596.201 | 0
6847 | 596 | 0
6848 | 594.4 | 0
6849 | 594.4 | 0
6850 | 593.7445 | 0
6851 | 593.572 | 0
6852 | 593.521 | 0
6853 | 592.8 | 0
6854 | 592.386 | 0
6855 | 592.271 | 0
6856 | 592.193 | 0
6857 | 587.2298 | 0
6858 | 586.4 | 0
6859 | 585.8407 | 0
6860 | 584.9195 | 0
6861 | 583.859 | 0
6862 | 583.145 | 0
6863 | 580.8 | 0
6864 | 576.8 | 0
6865 | 574.5564 | 0
6866 | 571.13 | 0
6867 | 567.8021 | 0
6868 | 565.025 | 0
6869 | 563.4848 | 0
6870 | 561.581 | 0
6871 | 559.198 | 0
6872 | 558.473 | 0
6873 | 557.6649 | 0
6874 | 556.7111 | 0
6875 | 552.934 | 0
6876 | 551.2 | 0
6877 | 551.1658 | 0
6878 | 550.7832 | 0
6879 | 546.3104 | 0
6880 | 545.507 | 0
6881 | 544.574 | 0
6882 | 537.6301 | 0
6883 | 536.721 | 0
6884 | 534.4 | 0
6885 | 533.643 | 0
6886 | 532.414 | 0
6887 | 531.2024 | 0
6888 | 526.4 | 0
6889 | 524.3525 | 0
6890 | 520.8758 | 0
6891 | 520.632 | 0
6892 | 516.8685 | 0
6893 | 512.7793 | 0
6894 | 511.4393 | 0
6895 | 511.2727 | 0
6896 | 506.2713 | 0
6897 | 505.6 | 0
6898 | 505.6 | 0
6899 | 505.286 | 0
6900 | 504 | 0
6901 | 504 | 0
6902 | 503.248 | 0
6903 | 503.2 | 0
6904 | 502.0396 | 0
6905 | 502.0396 | 0
6906 | 501.6 | 0
6907 | 500.197 | 0
6908 | 498.735 | 0
6909 | 498.4 | 0
6910 | 498.4 | 0
6911 | 498.4 | 0
6912 | 497.6 | 0
6913 | 496.7951 | 0
6914 | 496.4614 | 0
6915 | 496.4614 | 0
6916 | 496.4614 | 0
6917 | 495.6645 | 0
6918 | 495.6049 | 0
6919 | 490.41 | 0
6920 | 489.888 | 0
6921 | 487.2 | 0
6922 | 485.7777 | 0
6923 | 485.6 | 0
6924 | 485.3049 | 0
6925 | 484.8 | 0
6926 | 483.7112 | 0
6927 | 482.5196 | 0
6928 | 481.147 | 0
6929 | 480.8 | 0
6930 | 479.2755 | 0
6931 | 478.9298 | 0
6932 | 478.6691 | 0
6933 | 477.6 | 0
6934 | 475.7423 | 0
6935 | 472 | 0
6936 | 472 | 0
6937 | 470.5752 | 0
6938 | 470.1641 | 0
6939 | 469.188 | 0
6940 | 467.2 | 0
6941 | 465.3827 | 0
6942 | 460.316 | 0
6943 | 458.959 | 0
6944 | 457.786 | 0
6945 | 455.687 | 0
6946 | 453.9145 | 0
6947 | 452.8416 | 0
6948 | 451.698 | 0
6949 | 451.248 | 0
6950 | 450.4 | 0
6951 | 448.6481 | 0
6952 | 445.515 | 0
6953 | 442.969 | 0
6954 | 442.7905 | 0
6955 | 440.8103 | 0
6956 | 437.884 | 0
6957 | 436.2411 | 0
6958 | 433.4498 | 0
6959 | 433.137 | 0
6960 | 432.662 | 0
6961 | 431.2 | 0
6962 | 426.0894 | 0
6963 | 424 | 0
6964 | 423.3979 | 0
6965 | 423.123 | 0
6966 | 422.9472 | 0
6967 | 421.6 | 0
6968 | 419.9601 | 0
6969 | 416.8 | 0
6970 | 415.99 | 0
6971 | 414.3719 | 0
6972 | 413.609 | 0
6973 | 413.157 | 0
6974 | 412.0002 | 0
6975 | 410.829 | 0
6976 | 410.4 | 0
6977 | 408.8037 | 0
6978 | 408.03 | 0
6979 | 407.546 | 0
6980 | 406.4615 | 0
6981 | 406.4429 | 0
6982 | 403.1901 | 0
6983 | 402.4 | 0
6984 | 400.8348 | 0
6985 | 399.101 | 0
6986 | 397.7894 | 0
6987 | 397.6 | 0
6988 | 396.46 | 0
6989 | 395.2318 | 0
6990 | 394.4 | 0
6991 | 393.167 | 0
6992 | 392.5583 | 0
6993 | 390.9227 | 0
6994 | 390.4 | 0
6995 | 390.1049 | 0
6996 | 389.912 | 0
6997 | 389.328 | 0
6998 | 388.4692 | 0
6999 | 387.2 | 0
7000 | 386.8335 | 0
7001 | 385.6939 | 0
7002 | 385.522 | 0
7003 | 384.0224 | 0
7004 | 384 | 0
7005 | 382.4 | 0
7006 | 382.4 | 0
7007 | 381.8331 | 0
7008 | 381.6 | 0
7009 | 380.8 | 0
7010 | 380 | 0
7011 | 378.6719 | 0
7012 | 378.4 | 0
7013 | 378.4 | 0
7014 | 378.0493 | 0
7015 | 376.9281 | 0
7016 | 375.588 | 0
7017 | 375.3839 | 0
7018 | 375.337 | 0
7019 | 371.3765 | 0
7020 | 369.6591 | 0
7021 | 369.6 | 0
7022 | 368.8 | 0
7023 | 368.1624 | 0
7024 | 367.3655 | 0
7025 | 367.2 | 0
7026 | 365.57 | 0
7027 | 364.7608 | 0
7028 | 364.693 | 0
7029 | 364.5171 | 0
7030 | 364.5053 | 0
7031 | 362.2986 | 0
7032 | 361.6 | 0
7033 | 357.9482 | 0
7034 | 357.6 | 0
7035 | 355.547 | 0
7036 | 354.6912 | 0
7037 | 354.4 | 0
7038 | 354.4 | 0
7039 | 353.747 | 0
7040 | 352 | 0
7041 | 348.83 | 0
7042 | 345.786 | 0
7043 | 345.2975 | 0
7044 | 344.9167 | 0
7045 | 344.1836 | 0
7046 | 343.658 | 0
7047 | 342.4 | 0
7048 | 341.8528 | 0
7049 | 341.456 | 0
7050 | 341.0682 | 0
7051 | 339.258 | 0
7052 | 338.7742 | 0
7053 | 337.397 | 0
7054 | 335.666 | 0
7055 | 335.2 | 0
7056 | 334.3604 | 0
7057 | 333.8962 | 0
7058 | 333.853 | 0
7059 | 333.7513 | 0
7060 | 332.224 | 0
7061 | 332.0389 | 0
7062 | 331.6128 | 0
7063 | 331.2 | 0
7064 | 330.448 | 0
7065 | 329.9117 | 0
7066 | 329.489 | 0
7067 | 329.02 | 0
7068 | 328.2074 | 0
7069 | 325.6 | 0
7070 | 324.8 | 0
7071 | 324.56 | 0
7072 | 324.3335 | 0
7073 | 324.2289 | 0
7074 | 323.0428 | 0
7075 | 322.859 | 0
7076 | 322.6469 | 0
7077 | 320.018 | 0
7078 | 318.7732 | 0
7079 | 318.4 | 0
7080 | 318.4 | 0
7081 | 317.159 | 0
7082 | 316 | 0
7083 | 315.607 | 0
7084 | 315.351 | 0
7085 | 315.114 | 0
7086 | 314.692 | 0
7087 | 313.792 | 0
7088 | 313.222 | 0
7089 | 311.517 | 0
7090 | 311.492 | 0
7091 | 309.6 | 0
7092 | 309.2214 | 0
7093 | 308.8 | 0
7094 | 308.0162 | 0
7095 | 307.5989 | 0
7096 | 307.348 | 0
7097 | 307.065 | 0
7098 | 306.2691 | 0
7099 | 306.2603 | 0
7100 | 305.8684 | 0
7101 | 305.6 | 0
7102 | 305.6 | 0
7103 | 304.539 | 0
7104 | 304.4113 | 0
7105 | 304.1927 | 0
7106 | 303.9311 | 0
7107 | 303.4149 | 0
7108 | 303.4149 | 0
7109 | 303.3544 | 0
7110 | 302.7034 | 0
7111 | 302.5368 | 0
7112 | 302.4 | 0
7113 | 302.112 | 0
7114 | 301.357 | 0
7115 | 301.2237 | 0
7116 | 300.6751 | 0
7117 | 299.716 | 0
7118 | 299.592 | 0
7119 | 299.2 | 0
7120 | 298.518 | 0
7121 | 298.5079 | 0
7122 | 298.4 | 0
7123 | 298.368 | 0
7124 | 298.2132 | 0
7125 | 297.305 | 0
7126 | 296.8 | 0
7127 | 296.8 | 0
7128 | 296.8 | 0
7129 | 296.7904 | 0
7130 | 296.104 | 0
7131 | 296 | 0
7132 | 296 | 0
7133 | 295.6455 | 0
7134 | 295.44 | 0
7135 | 294.906 | 0
7136 | 293.6009 | 0
7137 | 293.6 | 0
7138 | 293.458 | 0
7139 | 292.8 | 0
7140 | 292.731 | 0
7141 | 292.6697 | 0
7142 | 292 | 0
7143 | 292 | 0
7144 | 291.2 | 0
7145 | 291.2 | 0
7146 | 291.076 | 0
7147 | 290.153 | 0
7148 | 289.9125 | 0
7149 | 289.7979 | 0
7150 | 288.999 | 0
7151 | 288.8 | 0
7152 | 288.152 | 0
7153 | 287.755 | 0
7154 | 287.6502 | 0
7155 | 287.4671 | 0
7156 | 287.4345 | 0
7157 | 287.2 | 0
7158 | 287.2 | 0
7159 | 287.073 | 0
7160 | 286.4047 | 0
7161 | 286.349 | 0
7162 | 285.6 | 0
7163 | 285.1363 | 0
7164 | 285.122 | 0
7165 | 284.8 | 0
7166 | 284.3594 | 0
7167 | 284.243 | 0
7168 | 284.013 | 0
7169 | 283.6922 | 0
7170 | 283.5824 | 0
7171 | 283.379 | 0
7172 | 282.8055 | 0
7173 | 282.4089 | 0
7174 | 282.4 | 0
7175 | 282.1513 | 0
7176 | 281.969 | 0
7177 | 281.7887 | 0
7178 | 281.691 | 0
7179 | 281.379 | 0
7180 | 281.28 | 0
7181 | 281.168 | 0
7182 | 280.8 | 0
7183 | 280.4747 | 0
7184 | 280.4042 | 0
7185 | 280.1859 | 0
7186 | 279.8454 | 0
7187 | 279.7078 | 0
7188 | 279.4598 | 0
7189 | 279.2 | 0
7190 | 279.2 | 0
7191 | 278.9208 | 0
7192 | 278.114 | 0
7193 | 276.424 | 0
7194 | 276.33 | 0
7195 | 276.252 | 0
7196 | 276.049 | 0
7197 | 276 | 0
7198 | 275.21 | 0
7199 | 275.2 | 0
7200 | 274.8922 | 0
7201 | 274.4 | 0
7202 | 274.291 | 0
7203 | 273.5706 | 0
7204 | 273.494 | 0
7205 | 273.0489 | 0
7206 | 272.738 | 0
7207 | 272 | 0
7208 | 272 | 0
7209 | 271.406 | 0
7210 | 270.4 | 0
7211 | 270.3306 | 0
7212 | 269.8053 | 0
7213 | 269.6 | 0
7214 | 269.3482 | 0
7215 | 269.159 | 0
7216 | 269.004 | 0
7217 | 268.4554 | 0
7218 | 268.3642 | 0
7219 | 268 | 0
7220 | 268 | 0
7221 | 267.984 | 0
7222 | 267.282 | 0
7223 | 267.096 | 0
7224 | 266.4 | 0
7225 | 265.6099 | 0
7226 | 264.8 | 0
7227 | 264.437 | 0
7228 | 264 | 0
7229 | 263.906 | 0
7230 | 262.5234 | 0
7231 | 261.8282 | 0
7232 | 261.6 | 0
7233 | 261.3999 | 0
7234 | 261.2493 | 0
7235 | 260.8 | 0
7236 | 260.5825 | 0
7237 | 260.2743 | 0
7238 | 259.577 | 0
7239 | 259.2 | 0
7240 | 258.885 | 0
7241 | 258.7204 | 0
7242 | 258.151 | 0
7243 | 257.376 | 0
7244 | 257.187 | 0
7245 | 256.8 | 0
7246 | 256.165 | 0
7247 | 256.129 | 0
7248 | 255.553 | 0
7249 | 255.342 | 0
7250 | 255.2 | 0
7251 | 254.785 | 0
7252 | 254.4 | 0
7253 | 251.848 | 0
7254 | 251.672 | 0
7255 | 251.6319 | 0
7256 | 251.4089 | 0
7257 | 250.683 | 0
7258 | 249.9566 | 0
7259 | 248.7805 | 0
7260 | 248.715 | 0
7261 | 247.8433 | 0
7262 | 247.4402 | 0
7263 | 246.5742 | 0
7264 | 246.4 | 0
7265 | 246.146 | 0
7266 | 245.6 | 0
7267 | 244.5879 | 0
7268 | 244.417 | 0
7269 | 243.992 | 0
7270 | 243.8114 | 0
7271 | 243.7133 | 0
7272 | 243.4565 | 0
7273 | 243.2 | 0
7274 | 243.2 | 0
7275 | 242.4 | 0
7276 | 241.5452 | 0
7277 | 241.0487 | 0
7278 | 240.544 | 0
7279 | 239.297 | 0
7280 | 239.2 | 0
7281 | 238.4 | 0
7282 | 237.6 | 0
7283 | 237.6 | 0
7284 | 237.6 | 0
7285 | 237.5953 | 0
7286 | 236.4577 | 0
7287 | 236.2455 | 0
7288 | 236.1892 | 0
7289 | 236.1892 | 0
7290 | 236.032 | 0
7291 | 236 | 0
7292 | 235.767 | 0
7293 | 235.761 | 0
7294 | 235.535 | 0
7295 | 235.4123 | 0
7296 | 235.207 | 0
7297 | 235.0545 | 0
7298 | 234.947 | 0
7299 | 234.8325 | 0
7300 | 234.8325 | 0
7301 | 234.813 | 0
7302 | 234.455 | 0
7303 | 234.4 | 0
7304 | 234.4 | 0
7305 | 234.3197 | 0
7306 | 233.76 | 0
7307 | 233.4883 | 0
7308 | 233.438 | 0
7309 | 233.034 | 0
7310 | 232.2637 | 0
7311 | 231.2 | 0
7312 | 231.095 | 0
7313 | 230.7506 | 0
7314 | 230.7506 | 0
7315 | 230.684 | 0
7316 | 230.659 | 0
7317 | 230.4 | 0
7318 | 230.4 | 0
7319 | 229.93 | 0
7320 | 229.1968 | 0
7321 | 228.8 | 0
7322 | 228.6164 | 0
7323 | 228.4266 | 0
7324 | 228.211 | 0
7325 | 227.9257 | 0
7326 | 227.8445 | 0
7327 | 227.812 | 0
7328 | 227.6429 | 0
7329 | 227.2 | 0
7330 | 227.0213 | 0
7331 | 226.7086 | 0
7332 | 226.4 | 0
7333 | 226.3163 | 0
7334 | 226.1197 | 0
7335 | 225.957 | 0
7336 | 225.678 | 0
7337 | 225.6 | 0
7338 | 225.1445 | 0
7339 | 224.739 | 0
7340 | 224.5351 | 0
7341 | 224.458 | 0
7342 | 224.034 | 0
7343 | 224.0097 | 0
7344 | 224 | 0
7345 | 223.7816 | 0
7346 | 223.7582 | 0
7347 | 223.5096 | 0
7348 | 223.2 | 0
7349 | 223.2 | 0
7350 | 222.3318 | 0
7351 | 222.2043 | 0
7352 | 221.6323 | 0
7353 | 221.6 | 0
7354 | 221.19 | 0
7355 | 220.4508 | 0
7356 | 220.236 | 0
7357 | 220 | 0
7358 | 219.8735 | 0
7359 | 219.6375 | 0
7360 | 218.574 | 0
7361 | 218.4 | 0
7362 | 217.414 | 0
7363 | 216.663 | 0
7364 | 216.305 | 0
7365 | 216.0103 | 0
7366 | 215.288 | 0
7367 | 215.2119 | 0
7368 | 213.658 | 0
7369 | 212.04 | 0
7370 | 211.973 | 0
7371 | 211.252 | 0
7372 | 211.1465 | 0
7373 | 210.894 | 0
7374 | 210.6517 | 0
7375 | 210.4 | 0
7376 | 210.344 | 0
7377 | 210.0695 | 0
7378 | 209.928 | 0
7379 | 209.7018 | 0
7380 | 209.6 | 0
7381 | 209.471 | 0
7382 | 209.159 | 0
7383 | 207.884 | 0
7384 | 207.7449 | 0
7385 | 207.6748 | 0
7386 | 207.2309 | 0
7387 | 207.2 | 0
7388 | 207.0754 | 0
7389 | 206.5145 | 0
7390 | 206.4 | 0
7391 | 206.3667 | 0
7392 | 205.8624 | 0
7393 | 205.306 | 0
7394 | 205.1622 | 0
7395 | 205.1331 | 0
7396 | 205.13 | 0
7397 | 204.826 | 0
7398 | 204.693 | 0
7399 | 204.599 | 0
7400 | 204 | 0
7401 | 204 | 0
7402 | 203.7794 | 0
7403 | 203.767 | 0
7404 | 203.5578 | 0
7405 | 203.5454 | 0
7406 | 203.2065 | 0
7407 | 203.2 | 0
7408 | 203.03 | 0
7409 | 202.7269 | 0
7410 | 202.713 | 0
7411 | 202.4179 | 0
7412 | 201.4499 | 0
7413 | 200.9569 | 0
7414 | 200.8 | 0
7415 | 200 | 0
7416 | 199.8194 | 0
7417 | 199.5505 | 0
7418 | 199.3876 | 0
7419 | 199.2 | 0
7420 | 199.2 | 0
7421 | 199.0353 | 0
7422 | 198.9214 | 0
7423 | 198.7923 | 0
7424 | 198.151 | 0
7425 | 198.1192 | 0
7426 | 197.9358 | 0
7427 | 197.6 | 0
7428 | 197.3423 | 0
7429 | 197.097 | 0
7430 | 197.082 | 0
7431 | 197.058 | 0
7432 | 196.406 | 0
7433 | 195.7169 | 0
7434 | 195.463 | 0
7435 | 195.2 | 0
7436 | 195.0115 | 0
7437 | 194.8402 | 0
7438 | 194.696 | 0
7439 | 194.577 | 0
7440 | 193.991 | 0
7441 | 193.831 | 0
7442 | 193.6 | 0
7443 | 193.3915 | 0
7444 | 193.0078 | 0
7445 | 192.8 | 0
7446 | 192.7008 | 0
7447 | 192.296 | 0
7448 | 192 | 0
7449 | 191.45 | 0
7450 | 191.3722 | 0
7451 | 191.2 | 0
7452 | 189.7642 | 0
7453 | 189.5525 | 0
7454 | 188.5567 | 0
7455 | 187.2 | 0
7456 | 186.914 | 0
7457 | 186.6658 | 0
7458 | 186.4652 | 0
7459 | 186.389 | 0
7460 | 186.0829 | 0
7461 | 185.868 | 0
7462 | 185.6882 | 0
7463 | 185.42 | 0
7464 | 185.3969 | 0
7465 | 185.2027 | 0
7466 | 184.122 | 0
7467 | 183.582 | 0
7468 | 183.44 | 0
7469 | 183.1445 | 0
7470 | 183.063 | 0
7471 | 182.8679 | 0
7472 | 182.0764 | 0
7473 | 182.026 | 0
7474 | 182.01 | 0
7475 | 181.7586 | 0
7476 | 181.6734 | 0
7477 | 181.6499 | 0
7478 | 181.636 | 0
7479 | 181.6015 | 0
7480 | 181.355 | 0
7481 | 181.302 | 0
7482 | 181.165 | 0
7483 | 181.0159 | 0
7484 | 180.5099 | 0
7485 | 180 | 0
7486 | 180 | 0
7487 | 178.8941 | 0
7488 | 178.8871 | 0
7489 | 178.704 | 0
7490 | 177.796 | 0
7491 | 176.7969 | 0
7492 | 176.3999 | 0
7493 | 175.9232 | 0
7494 | 174.4073 | 0
7495 | 173.99 | 0
7496 | 173.6 | 0
7497 | 173.54 | 0
7498 | 172.671 | 0
7499 | 171.9803 | 0
7500 | 171.8487 | 0
7501 | 171.2 | 0
7502 | 170.769 | 0
7503 | 170.644 | 0
7504 | 170.605 | 0
7505 | 169.6 | 0
7506 | 169.2818 | 0
7507 | 168.6547 | 0
7508 | 168.473 | 0
7509 | 168.345 | 0
7510 | 168.3081 | 0
7511 | 168 | 0
7512 | 167.4831 | 0
7513 | 167.046 | 0
7514 | 164.8 | 0
7515 | 164.7109 | 0
7516 | 163.4921 | 0
7517 | 163.2 | 0
7518 | 163.157 | 0
7519 | 162.5652 | 0
7520 | 160.8 | 0
7521 | 160.732 | 0
7522 | 160.3938 | 0
7523 | 160.064 | 0
7524 | 159.9664 | 0
7525 | 159.6078 | 0
7526 | 159.508 | 0
7527 | 158.4 | 0
7528 | 158.372 | 0
7529 | 157.4013 | 0
7530 | 156.96 | 0
7531 | 156.897 | 0
7532 | 156.1646 | 0
7533 | 155.6841 | 0
7534 | 155.4039 | 0
7535 | 155.4039 | 0
7536 | 154.285 | 0
7537 | 153.6 | 0
7538 | 152.6909 | 0
7539 | 152.29 | 0
7540 | 152.1164 | 0
7541 | 151.282 | 0
7542 | 151.211 | 0
7543 | 150.5308 | 0
7544 | 150.4 | 0
7545 | 149.6 | 0
7546 | 149.362 | 0
7547 | 148.8 | 0
7548 | 148.8 | 0
7549 | 148 | 0
7550 | 147.3263 | 0
7551 | 147.249 | 0
7552 | 147.1628 | 0
7553 | 145.633 | 0
7554 | 145.6072 | 0
7555 | 144.5105 | 0
7556 | 144.11 | 0
7557 | 142.4 | 0
7558 | 142.371 | 0
7559 | 141.4846 | 0
7560 | 141.382 | 0
7561 | 140.8 | 0
7562 | 140 | 0
7563 | 139.948 | 0
7564 | 139.8489 | 0
7565 | 139.2 | 0
7566 | 138.7688 | 0
7567 | 138.494 | 0
7568 | 138.479 | 0
7569 | 138.4 | 0
7570 | 138.295 | 0
7571 | 138.2778 | 0
7572 | 138.2668 | 0
7573 | 137.6387 | 0
7574 | 137.6 | 0
7575 | 137.552 | 0
7576 | 137.5422 | 0
7577 | 136.8 | 0
7578 | 136.8 | 0
7579 | 136.2679 | 0
7580 | 136.0712 | 0
7581 | 135.9137 | 0
7582 | 135.7598 | 0
7583 | 135.505 | 0
7584 | 135.46 | 0
7585 | 135.2 | 0
7586 | 135.1872 | 0
7587 | 134.638 | 0
7588 | 132.8 | 0
7589 | 132.6113 | 0
7590 | 132.4947 | 0
7591 | 132.424 | 0
7592 | 131.3026 | 0
7593 | 130.6101 | 0
7594 | 130.5488 | 0
7595 | 129.9866 | 0
7596 | 129.537 | 0
7597 | 128.8 | 0
7598 | 128.716 | 0
7599 | 127.2 | 0
7600 | 127.2 | 0
7601 | 127.2 | 0
7602 | 126.773 | 0
7603 | 126.647 | 0
7604 | 126.4653 | 0
7605 | 126.4 | 0
7606 | 125.6 | 0
7607 | 124.8 | 0
7608 | 124.5833 | 0
7609 | 124 | 0
7610 | 123.5332 | 0
7611 | 123.2 | 0
7612 | 123.1185 | 0
7613 | 122.7562 | 0
7614 | 122.6745 | 0
7615 | 122.023 | 0
7616 | 121.2024 | 0
7617 | 120.4254 | 0
7618 | 120 | 0
7619 | 120 | 0
7620 | 120 | 0
7621 | 119.9634 | 0
7622 | 119.641 | 0
7623 | 119.5695 | 0
7624 | 119.4032 | 0
7625 | 118.7976 | 0
7626 | 118.4 | 0
7627 | 118.4 | 0
7628 | 118.4 | 0
7629 | 117.6 | 0
7630 | 117.6 | 0
7631 | 117.348 | 0
7632 | 116.9497 | 0
7633 | 116.8 | 0
7634 | 116.5407 | 0
7635 | 116.1318 | 0
7636 | 116 | 0
7637 | 116 | 0
7638 | 116 | 0
7639 | 115.4766 | 0
7640 | 115.2 | 0
7641 | 115.2 | 0
7642 | 115.054 | 0
7643 | 114.9869 | 0
7644 | 114.9869 | 0
7645 | 114.4 | 0
7646 | 114.4 | 0
7647 | 113.6784 | 0
7648 | 113.6 | 0
7649 | 112.8605 | 0
7650 | 112.8605 | 0
7651 | 112.7164 | 0
7652 | 112.656 | 0
7653 | 112.5998 | 0
7654 | 111.8791 | 0
7655 | 111.2 | 0
7656 | 111.2 | 0
7657 | 110.407 | 0
7658 | 110.4 | 0
7659 | 110.4 | 0
7660 | 110.4 | 0
7661 | 110.4 | 0
7662 | 110.4 | 0
7663 | 110.328 | 0
7664 | 110.259 | 0
7665 | 110.145 | 0
7666 | 109.8187 | 0
7667 | 109.6 | 0
7668 | 109.6 | 0
7669 | 109.6 | 0
7670 | 108.8 | 0
7671 | 108.8 | 0
7672 | 108.8 | 0
7673 | 108.8 | 0
7674 | 108.4667 | 0
7675 | 108.3768 | 0
7676 | 108.1214 | 0
7677 | 108 | 0
7678 | 108 | 0
7679 | 108 | 0
7680 | 107.9944 | 0
7681 | 107.2175 | 0
7682 | 107.2175 | 0
7683 | 107.2175 | 0
7684 | 107.2 | 0
7685 | 107.2 | 0
7686 | 107.2 | 0
7687 | 107.1357 | 0
7688 | 106.6504 | 0
7689 | 106.6504 | 0
7690 | 106.4 | 0
7691 | 106.4 | 0
7692 | 106.3653 | 0
7693 | 106.186 | 0
7694 | 106.102 | 0
7695 | 105.9861 | 0
7696 | 105.9149 | 0
7697 | 105.6 | 0
7698 | 105.6 | 0
7699 | 105.6 | 0
7700 | 105.5001 | 0
7701 | 105.3492 | 0
7702 | 105.232 | 0
7703 | 105.1892 | 0
7704 | 105.1892 | 0
7705 | 105.1794 | 0
7706 | 104.8867 | 0
7707 | 104.8867 | 0
7708 | 104.8 | 0
7709 | 104.8 | 0
7710 | 104.8 | 0
7711 | 104.8 | 0
7712 | 104.269 | 0
7713 | 104.1097 | 0
7714 | 104.1097 | 0
7715 | 104 | 0
7716 | 104 | 0
7717 | 103.8644 | 0
7718 | 103.3328 | 0
7719 | 103.2926 | 0
7720 | 103.221 | 0
7721 | 103.2 | 0
7722 | 103.2 | 0
7723 | 103.2 | 0
7724 | 103.2 | 0
7725 | 102.491 | 0
7726 | 102.4 | 0
7727 | 102.4 | 0
7728 | 102.4 | 0
7729 | 102.2287 | 0
7730 | 102.2287 | 0
7731 | 102.2287 | 0
7732 | 102.2212 | 0
7733 | 102.069 | 0
7734 | 101.7789 | 0
7735 | 101.7789 | 0
7736 | 101.7789 | 0
7737 | 101.6 | 0
7738 | 101.6 | 0
7739 | 101.6 | 0
7740 | 101.6 | 0
7741 | 101.6 | 0
7742 | 101.6 | 0
7743 | 101.6 | 0
7744 | 101.6 | 0
7745 | 101.6 | 0
7746 | 101.4733 | 0
7747 | 101.2048 | 0
7748 | 101.182 | 0
7749 | 101.002 | 0
7750 | 100.984 | 0
7751 | 100.8 | 0
7752 | 100.8 | 0
7753 | 100.8 | 0
7754 | 100.7662 | 0
7755 | 100.7662 | 0
7756 | 100.7662 | 0
7757 | 100.5931 | 0
7758 | 100.5931 | 0
7759 | 100.5931 | 0
7760 | 100.5931 | 0
7761 | 100.2454 | 0
7762 | 100.225 | 0
7763 | 100.225 | 0
7764 | 100.0307 | 0
7765 | 100.0307 | 0
7766 | 100.012 | 0
7767 | 100 | 0
7768 | 100 | 0
7769 | 100 | 0
7770 | 100 | 0
7771 | 100 | 0
7772 | 100 | 0
7773 | 100 | 0
7774 | 99.7752 | 0
7775 | 99.5365 | 0
7776 | 99.4481 | 0
7777 | 99.261 | 0
7778 | 99.2 | 0
7779 | 99.2 | 0
7780 | 99.2 | 0
7781 | 99.2 | 0
7782 | 99.2 | 0
7783 | 99.2 | 0
7784 | 99.1266 | 0
7785 | 98.9574 | 0
7786 | 98.9574 | 0
7787 | 98.9574 | 0
7788 | 98.846 | 0
7789 | 98.6711 | 0
7790 | 98.6711 | 0
7791 | 98.6711 | 0
7792 | 98.6711 | 0
7793 | 98.6711 | 0
7794 | 98.5597 | 0
7795 | 98.4 | 0
7796 | 98.4 | 0
7797 | 98.4 | 0
7798 | 98.4 | 0
7799 | 98.4 | 0
7800 | 98.4 | 0
7801 | 98.4 | 0
7802 | 98.4 | 0
7803 | 98.247 | 0
7804 | 97.636 | 0
7805 | 97.6 | 0
7806 | 97.6 | 0
7807 | 97.3218 | 0
7808 | 97.2562 | 0
7809 | 97.2204 | 0
7810 | 97.1173 | 0
7811 | 96.821 | 0
7812 | 96.805 | 0
7813 | 96.8 | 0
7814 | 96.8 | 0
7815 | 96.8 | 0
7816 | 96.8 | 0
7817 | 96.8 | 0
7818 | 96.8 | 0
7819 | 96.8 | 0
7820 | 96.8 | 0
7821 | 96.5407 | 0
7822 | 96.5039 | 0
7823 | 96.4444 | 0
7824 | 96.4285 | 0
7825 | 96.4235 | 0
7826 | 96.3403 | 0
7827 | 96.007 | 0
7828 | 96 | 0
7829 | 96 | 0
7830 | 96 | 0
7831 | 96 | 0
7832 | 96 | 0
7833 | 95.6861 | 0
7834 | 95.6336 | 0
7835 | 95.6266 | 0
7836 | 95.6176 | 0
7837 | 95.4148 | 0
7838 | 95.362 | 0
7839 | 95.215 | 0
7840 | 95.2 | 0
7841 | 95.2 | 0
7842 | 95.2 | 0
7843 | 95.2 | 0
7844 | 95.06 | 0
7845 | 94.9911 | 0
7846 | 94.896 | 0
7847 | 94.8821 | 0
7848 | 94.8683 | 0
7849 | 94.8683 | 0
7850 | 94.8683 | 0
7851 | 94.8446 | 0
7852 | 94.8297 | 0
7853 | 94.8297 | 0
7854 | 94.791 | 0
7855 | 94.436 | 0
7856 | 94.4 | 0
7857 | 94.4 | 0
7858 | 94.4 | 0
7859 | 94.4 | 0
7860 | 94.4 | 0
7861 | 94.4 | 0
7862 | 94.4 | 0
7863 | 94.4 | 0
7864 | 94.4 | 0
7865 | 94.1466 | 0
7866 | 94.1466 | 0
7867 | 94.05 | 0
7868 | 94.0328 | 0
7869 | 94.0328 | 0
7870 | 94.0328 | 0
7871 | 94.0328 | 0
7872 | 94.0328 | 0
7873 | 94.0095 | 0
7874 | 93.6 | 0
7875 | 93.6 | 0
7876 | 93.6 | 0
7877 | 93.6 | 0
7878 | 93.6 | 0
7879 | 93.6 | 0
7880 | 93.6 | 0
7881 | 93.6 | 0
7882 | 93.6 | 0
7883 | 93.6 | 0
7884 | 93.6 | 0
7885 | 93.6 | 0
7886 | 93.6 | 0
7887 | 93.6 | 0
7888 | 93.6 | 0
7889 | 93.6 | 0
7890 | 93.6 | 0
7891 | 93.411 | 0
7892 | 93.411 | 0
7893 | 93.277 | 0
7894 | 93.2359 | 0
7895 | 93.2359 | 0
7896 | 93.2359 | 0
7897 | 93.2359 | 0
7898 | 93.2359 | 0
7899 | 93.2359 | 0
7900 | 93.2359 | 0
7901 | 93.2359 | 0
7902 | 93.2359 | 0
7903 | 93.2359 | 0
7904 | 93.2326 | 0
7905 | 93.2326 | 0
7906 | 93.2326 | 0
7907 | 92.8447 | 0
7908 | 92.8 | 0
7909 | 92.8 | 0
7910 | 92.8 | 0
7911 | 92.8 | 0
7912 | 92.8 | 0
7913 | 92.8 | 0
7914 | 92.8 | 0
7915 | 92.8 | 0
7916 | 92.8 | 0
7917 | 92.8 | 0
7918 | 92.8 | 0
7919 | 92.8 | 0
7920 | 92.708 | 0
7921 | 92.6755 | 0
7922 | 92.6755 | 0
7923 | 92.439 | 0
7924 | 92.439 | 0
7925 | 92.439 | 0
7926 | 92.439 | 0
7927 | 92.439 | 0
7928 | 92.439 | 0
7929 | 92.4148 | 0
7930 | 92.4148 | 0
7931 | 92.1604 | 0
7932 | 92.13 | 0
7933 | 92 | 0
7934 | 92 | 0
7935 | 92 | 0
7936 | 92 | 0
7937 | 92 | 0
7938 | 91.951 | 0
7939 | 91.94 | 0
7940 | 91.94 | 0
7941 | 91.689 | 0
7942 | 91.6762 | 0
7943 | 91.6421 | 0
7944 | 91.6421 | 0
7945 | 91.5969 | 0
7946 | 91.5969 | 0
7947 | 91.2045 | 0
7948 | 91.2045 | 0
7949 | 91.2 | 0
7950 | 91.2 | 0
7951 | 91.2 | 0
7952 | 91.2 | 0
7953 | 91.2 | 0
7954 | 91.2 | 0
7955 | 91.2 | 0
7956 | 91.2 | 0
7957 | 91.2 | 0
7958 | 91.2 | 0
7959 | 91.2 | 0
7960 | 91.2 | 0
7961 | 91.2 | 0
7962 | 91.2 | 0
7963 | 91.2 | 0
7964 | 91.2 | 0
7965 | 91.1703 | 0
7966 | 90.8526 | 0
7967 | 90.8453 | 0
7968 | 90.8453 | 0
7969 | 90.8453 | 0
7970 | 90.8453 | 0
7971 | 90.8453 | 0
7972 | 90.8453 | 0
7973 | 90.638 | 0
7974 | 90.469 | 0
7975 | 90.469 | 0
7976 | 90.455 | 0
7977 | 90.4 | 0
7978 | 90.4 | 0
7979 | 90.4 | 0
7980 | 90.4 | 0
7981 | 90.4 | 0
7982 | 90.093 | 0
7983 | 90.0484 | 0
7984 | 90.0484 | 0
7985 | 90.0355 | 0
7986 | 90.0212 | 0
7987 | 89.7711 | 0
7988 | 89.7426 | 0
7989 | 89.69 | 0
7990 | 89.626 | 0
7991 | 89.61 | 0
7992 | 89.6 | 0
7993 | 89.6 | 0
7994 | 89.6 | 0
7995 | 89.6 | 0
7996 | 89.6 | 0
7997 | 89.6 | 0
7998 | 89.6 | 0
7999 | 89.6 | 0
8000 | 89.6 | 0
8001 | 89.6 | 0
8002 | 89.6 | 0
8003 | 89.489 | 0
8004 | 89.4741 | 0
8005 | 89.332 | 0
8006 | 89.2515 | 0
8007 | 89.172 | 0
8008 | 89.1435 | 0
8009 | 89.1435 | 0
8010 | 89.121 | 0
8011 | 88.9979 | 0
8012 | 88.9979 | 0
8013 | 88.9845 | 0
8014 | 88.8 | 0
8015 | 88.8 | 0
8016 | 88.8 | 0
8017 | 88.8 | 0
8018 | 88.8 | 0
8019 | 88.8 | 0
8020 | 88.6732 | 0
8021 | 88.652 | 0
8022 | 88.61 | 0
8023 | 88.4546 | 0
8024 | 88.4546 | 0
8025 | 88.4546 | 0
8026 | 88.4546 | 0
8027 | 88.4546 | 0
8028 | 88.3635 | 0
8029 | 88.3256 | 0
8030 | 88.3256 | 0
8031 | 88.3256 | 0
8032 | 88.3256 | 0
8033 | 88.3072 | 0
8034 | 88.307 | 0
8035 | 88.2653 | 0
8036 | 88.264 | 0
8037 | 88.2624 | 0
8038 | 88.2624 | 0
8039 | 88.262 | 0
8040 | 88.18 | 0
8041 | 88.082 | 0
8042 | 88.0252 | 0
8043 | 88 | 0
8044 | 88 | 0
8045 | 88 | 0
8046 | 88 | 0
8047 | 88 | 0
8048 | 88 | 0
8049 | 88 | 0
8050 | 88 | 0
8051 | 87.9635 | 0
8052 | 87.886 | 0
8053 | 87.8474 | 0
8054 | 87.814 | 0
8055 | 87.738 | 0
8056 | 87.682 | 0
8057 | 87.6577 | 0
8058 | 87.6577 | 0
8059 | 87.6577 | 0
8060 | 87.6577 | 0
8061 | 87.6577 | 0
8062 | 87.6577 | 0
8063 | 87.6577 | 0
8064 | 87.642 | 0
8065 | 87.5078 | 0
8066 | 87.356 | 0
8067 | 87.3011 | 0
8068 | 87.2 | 0
8069 | 87.2 | 0
8070 | 87.2 | 0
8071 | 87.2 | 0
8072 | 87.2 | 0
8073 | 87.2 | 0
8074 | 87.2 | 0
8075 | 87.2 | 0
8076 | 87.2 | 0
8077 | 87.2 | 0
8078 | 87.2 | 0
8079 | 87.2 | 0
8080 | 87.2 | 0
8081 | 87.2 | 0
8082 | 87.2 | 0
8083 | 87.2 | 0
8084 | 87.089 | 0
8085 | 87.0262 | 0
8086 | 86.9093 | 0
8087 | 86.8608 | 0
8088 | 86.8608 | 0
8089 | 86.8608 | 0
8090 | 86.8608 | 0
8091 | 86.8608 | 0
8092 | 86.8608 | 0
8093 | 86.8608 | 0
8094 | 86.8608 | 0
8095 | 86.8608 | 0
8096 | 86.8608 | 0
8097 | 86.8608 | 0
8098 | 86.8608 | 0
8099 | 86.801 | 0
8100 | 86.7914 | 0
8101 | 86.787 | 0
8102 | 86.785 | 0
8103 | 86.7502 | 0
8104 | 86.74 | 0
8105 | 86.69 | 0
8106 | 86.69 | 0
8107 | 86.655 | 0
8108 | 86.617 | 0
8109 | 86.5519 | 0
8110 | 86.4494 | 0
8111 | 86.437 | 0
8112 | 86.4 | 0
8113 | 86.4 | 0
8114 | 86.4 | 0
8115 | 86.4 | 0
8116 | 86.4 | 0
8117 | 86.4 | 0
8118 | 86.4 | 0
8119 | 86.4 | 0
8120 | 86.4 | 0
8121 | 86.4 | 0
8122 | 86.4 | 0
8123 | 86.3179 | 0
8124 | 86.2801 | 0
8125 | 86.0639 | 0
8126 | 86.0639 | 0
8127 | 86.0639 | 0
8128 | 86.0639 | 0
8129 | 86.0639 | 0
8130 | 86.0558 | 0
8131 | 86.0558 | 0
8132 | 86.0558 | 0
8133 | 86.02 | 0
8134 | 85.97 | 0
8135 | 85.8721 | 0
8136 | 85.749 | 0
8137 | 85.7196 | 0
8138 | 85.6854 | 0
8139 | 85.6448 | 0
8140 | 85.6448 | 0
8141 | 85.638 | 0
8142 | 85.6 | 0
8143 | 85.6 | 0
8144 | 85.6 | 0
8145 | 85.6 | 0
8146 | 85.6 | 0
8147 | 85.6 | 0
8148 | 85.6 | 0
8149 | 85.6 | 0
8150 | 85.5428 | 0
8151 | 85.467 | 0
8152 | 85.3392 | 0
8153 | 85.3203 | 0
8154 | 85.3203 | 0
8155 | 85.2782 | 0
8156 | 85.267 | 0
8157 | 85.267 | 0
8158 | 85.1346 | 0
8159 | 84.9541 | 0
8160 | 84.8 | 0
8161 | 84.8 | 0
8162 | 84.8 | 0
8163 | 84.8 | 0
8164 | 84.8 | 0
8165 | 84.741 | 0
8166 | 84.5848 | 0
8167 | 84.557 | 0
8168 | 84.507 | 0
8169 | 84.4702 | 0
8170 | 84.4702 | 0
8171 | 84.4702 | 0
8172 | 84.462 | 0
8173 | 84.446 | 0
8174 | 84.4114 | 0
8175 | 84.323 | 0
8176 | 84.2988 | 0
8177 | 84.2832 | 0
8178 | 84.2281 | 0
8179 | 84.1783 | 0
8180 | 84.042 | 0
8181 | 84 | 0
8182 | 84 | 0
8183 | 84 | 0
8184 | 83.995 | 0
8185 | 83.8493 | 0
8186 | 83.8493 | 0
8187 | 83.7151 | 0
8188 | 83.6733 | 0
8189 | 83.5728 | 0
8190 | 83.419 | 0
8191 | 83.4186 | 0
8192 | 83.4186 | 0
8193 | 83.4186 | 0
8194 | 83.396 | 0
8195 | 83.254 | 0
8196 | 83.2 | 0
8197 | 83.2 | 0
8198 | 83.0716 | 0
8199 | 82.933 | 0
8200 | 82.9302 | 0
8201 | 82.892 | 0
8202 | 82.8821 | 0
8203 | 82.8764 | 0
8204 | 82.775 | 0
8205 | 82.665 | 0
8206 | 82.654 | 0
8207 | 82.638 | 0
8208 | 82.6104 | 0
8209 | 82.6008 | 0
8210 | 82.453 | 0
8211 | 82.403 | 0
8212 | 82.4 | 0
8213 | 82.3874 | 0
8214 | 82.3782 | 0
8215 | 82.3782 | 0
8216 | 82.3782 | 0
8217 | 82.3782 | 0
8218 | 82.3435 | 0
8219 | 82.3325 | 0
8220 | 82.3166 | 0
8221 | 82.1914 | 0
8222 | 82.0825 | 0
8223 | 82.0795 | 0
8224 | 82.0705 | 0
8225 | 82.0117 | 0
8226 | 81.8383 | 0
8227 | 81.795 | 0
8228 | 81.783 | 0
8229 | 81.6427 | 0
8230 | 81.6 | 0
8231 | 81.6 | 0
8232 | 81.6 | 0
8233 | 81.6 | 0
8234 | 81.6 | 0
8235 | 81.6 | 0
8236 | 81.515 | 0
8237 | 81.5007 | 0
8238 | 81.5007 | 0
8239 | 81.435 | 0
8240 | 81.362 | 0
8241 | 81.2826 | 0
8242 | 81.253 | 0
8243 | 81.1985 | 0
8244 | 81.1979 | 0
8245 | 81.184 | 0
8246 | 81.1182 | 0
8247 | 81.102 | 0
8248 | 81.0455 | 0
8249 | 80.9652 | 0
8250 | 80.9652 | 0
8251 | 80.9369 | 0
8252 | 80.8682 | 0
8253 | 80.819 | 0
8254 | 80.81 | 0
8255 | 80.81 | 0
8256 | 80.81 | 0
8257 | 80.8 | 0
8258 | 80.7865 | 0
8259 | 80.774 | 0
8260 | 80.761 | 0
8261 | 80.6148 | 0
8262 | 80.579 | 0
8263 | 80.506 | 0
8264 | 80.485 | 0
8265 | 80.475 | 0
8266 | 80.4598 | 0
8267 | 80.4469 | 0
8268 | 80.2656 | 0
8269 | 80.1929 | 0
8270 | 80.162 | 0
8271 | 80.1193 | 0
8272 | 80.078 | 0
8273 | 80 | 0
8274 | 80 | 0
8275 | 80 | 0
8276 | 80 | 0
8277 | 79.923 | 0
8278 | 79.796 | 0
8279 | 79.7665 | 0
8280 | 79.6888 | 0
8281 | 79.6888 | 0
8282 | 79.6888 | 0
8283 | 79.66 | 0
8284 | 79.653 | 0
8285 | 79.4856 | 0
8286 | 79.4371 | 0
8287 | 79.4286 | 0
8288 | 79.4286 | 0
8289 | 79.3551 | 0
8290 | 79.3501 | 0
8291 | 79.3432 | 0
8292 | 79.281 | 0
8293 | 79.24 | 0
8294 | 79.2 | 0
8295 | 79.2 | 0
8296 | 79.067 | 0
8297 | 79.057 | 0
8298 | 78.9726 | 0
8299 | 78.9318 | 0
8300 | 78.901 | 0
8301 | 78.853 | 0
8302 | 78.8376 | 0
8303 | 78.7595 | 0
8304 | 78.738 | 0
8305 | 78.738 | 0
8306 | 78.738 | 0
8307 | 78.738 | 0
8308 | 78.7006 | 0
8309 | 78.5941 | 0
8310 | 78.5463 | 0
8311 | 78.5117 | 0
8312 | 78.42 | 0
8313 | 78.4 | 0
8314 | 78.4 | 0
8315 | 78.3215 | 0
8316 | 78.115 | 0
8317 | 78.0473 | 0
8318 | 77.6938 | 0
8319 | 77.625 | 0
8320 | 77.6 | 0
8321 | 77.379 | 0
8322 | 77.3566 | 0
8323 | 77.3566 | 0
8324 | 77.3566 | 0
8325 | 77.076 | 0
8326 | 76.9871 | 0
8327 | 76.876 | 0
8328 | 76.8 | 0
8329 | 76.8 | 0
8330 | 76.8 | 0
8331 | 76.8 | 0
8332 | 76.7762 | 0
8333 | 76.614 | 0
8334 | 76.5013 | 0
8335 | 76.2014 | 0
8336 | 76.02 | 0
8337 | 76 | 0
8338 | 76 | 0
8339 | 75.9752 | 0
8340 | 75.749 | 0
8341 | 75.7243 | 0
8342 | 75.611 | 0
8343 | 75.453 | 0
8344 | 75.3169 | 0
8345 | 75.2845 | 0
8346 | 75.2 | 0
8347 | 75.163 | 0
8348 | 75.1595 | 0
8349 | 74.961 | 0
8350 | 74.903 | 0
8351 | 74.8706 | 0
8352 | 74.6694 | 0
8353 | 74.649 | 0
8354 | 74.6116 | 0
8355 | 74.5939 | 0
8356 | 74.5939 | 0
8357 | 74.479 | 0
8358 | 74.454 | 0
8359 | 74.3586 | 0
8360 | 74.1644 | 0
8361 | 73.9979 | 0
8362 | 73.9032 | 0
8363 | 73.28 | 0
8364 | 73.0629 | 0
8365 | 73.0251 | 0
8366 | 72.995 | 0
8367 | 72.9207 | 0
8368 | 72.8 | 0
8369 | 72.8 | 0
8370 | 72.8 | 0
8371 | 72.771 | 0
8372 | 72.4879 | 0
8373 | 72 | 0
8374 | 71.8311 | 0
8375 | 71.5652 | 0
8376 | 71.47 | 0
8377 | 71.433 | 0
8378 | 70.538 | 0
8379 | 70.4498 | 0
8380 | 70.3334 | 0
8381 | 69.874 | 0
8382 | 69.845 | 0
8383 | 69.75 | 0
8384 | 69.556 | 0
8385 | 69.059 | 0
8386 | 68.887 | 0
8387 | 68.8 | 0
8388 | 68.6977 | 0
8389 | 68.404 | 0
8390 | 67.2 | 0
8391 | 66.9963 | 0
8392 | 66.9323 | 0
8393 | 66.865 | 0
8394 | 66.3057 | 0
8395 | 66.072 | 0
8396 | 65.492 | 0
8397 | 65.31 | 0
8398 | 64.271 | 0
8399 | 64.133 | 0
8400 | 63.569 | 0
8401 | 62.387 | 0
8402 | 62.252 | 0
8403 | 60.615 | 0
8404 | 60.338 | 0
8405 | 60.106 | 0
8406 | 59.935 | 0
8407 | 59.771 | 0
8408 | 59.139 | 0
8409 | 57.64 | 0
8410 | 57.444 | 0
8411 | 56.963 | 0
8412 | 44.716 | 0
8413 | 39.491 | 0
8414 | 37.99 | 0
8415 | 0 | 0
8416 | 0 | 0
8417 | 0 | 0
8418 | 0 | 0
8419 | 0 | 0
8420 | 0 | 0
8421 | 0 | 0
8422 | 0 | 0
8423 | 0 | 0
8424 | 0 | 0
8425 | 0 | 0
8426 | 0 | 0
8427 | 0 | 0
8428 | 0 | 0
8429 | 0 | 0
8430 | 0 | 0
8431 | 0 | 0
8432 | 0 | 0
8433 | 0 | 0
8434 | 0 | 0
8435 | 0 | 0
8436 | 0 | 0
8437 | 0 | 0
8438 | 0 | 0
8439 | 0 | 0
8440 | 0 | 0
8441 | 0 | 0
8442 | 0 | 0
8443 | 0 | 0
8444 | 0 | 0
8445 | 0 | 0
8446 | 0 | 0
8447 | 0 | 0
8448 | 0 | 0
8449 | 0 | 0
8450 | 0 | 0
8451 | 0 | 0
8452 | 0 | 0
8453 | 0 | 0
8454 | 0 | 0
8455 | 0 | 0
8456 | 0 | 0
8457 | 0 | 0
8458 | 0 | 0
8459 | 0 | 0
8460 | 0 | 0
8461 | 0 | 0
8462 | 0 | 0
8463 | 0 | 0
8464 | 0 | 0
8465 | 0 | 0
8466 | 0 | 0
8467 | 0 | 0
8468 | 0 | 0
8469 | 0 | 0
8470 | 0 | 0
8471 | 0 | 0
8472 | 0 | 0
8473 | 0 | 0
8474 | 0 | 0
8475 | 0 | 0
8476 | 0 | 0
8477 | 0 | 0
8478 | 0 | 0
8479 | 0 | 0
8480 | 0 | 0
8481 | 0 | 0
8482 | 0 | 0
8483 | 0 | 0
8484 | 0 | 0
8485 | 0 | 0
8486 | 0 | 0
8487 | 0 | 0
8488 | 0 | 0
8489 | 0 | 0
8490 | 0 | 0
8491 | 0 | 0
8492 | 0 | 0
8493 | 0 | 0
8494 | 0 | 0
8495 | 0 | 0
8496 | 0 | 0
8497 | 0 | 0
8498 | 0 | 0
8499 | 0 | 0
8500 | 0 | 0
8501 | 0 | 0
8502 | 0 | 0
8503 | 0 | 0
8504 | 0 | 0
8505 | 0 | 0
8506 | 0 | 0
8507 | 0 | 0
8508 | 0 | 0
8509 | 0 | 0
8510 | 0 | 0
8511 | 0 | 0
8512 | 0 | 0
8513 | 0 | 0
8514 | 0 | 0
8515 | 0 | 0
8516 | 0 | 0
8517 | 0 | 0
8518 | 0 | 0
8519 | 0 | 0
8520 | 0 | 0
8521 | 0 | 0
8522 | 0 | 0
8523 | 0 | 0
8524 | 0 | 0
8525 | 0 | 0
8526 | 0 | 0
8527 | 0 | 0
8528 | 0 | 0
8529 | 0 | 0
8530 | 0 | 0
8531 | 0 | 0
8532 | 0 | 0
8533 | 0 | 0
8534 | 0 | 0
8535 | 0 | 0
8536 | 0 | 0
8537 | 0 | 0
8538 | 0 | 0
8539 | 0 | 0
8540 | 0 | 0
8541 | 0 | 0
8542 | 0 | 0
8543 | 0 | 0
8544 | 0 | 0
8545 | 0 | 0
8546 | 0 | 0
8547 | 0 | 0
8548 | 0 | 0
8549 | 0 | 0
8550 | 0 | 0
8551 | 0 | 0
8552 | 0 | 0
8553 | 0 | 0
8554 | 0 | 0
8555 | 0 | 0
8556 | 0 | 0
8557 | 0 | 0
8558 | 0 | 0
8559 | 0 | 0
8560 | 0 | 0
8561 | 0 | 0
8562 | 0 | 0
8563 | 0 | 0
8564 | 0 | 0
8565 | 0 | 0
8566 | 0 | 0
8567 | 0 | 0
8568 | 0 | 0
8569 | 0 | 0
8570 | 0 | 0
8571 | 0 | 0
8572 | 0 | 0
8573 | 0 | 0
8574 | 0 | 0
8575 | 0 | 0
8576 | 0 | 0
8577 | 0 | 0
8578 | 0 | 0
8579 | 0 | 0
8580 | 0 | 0
8581 | 0 | 0
8582 | 0 | 0
8583 | 0 | 0
8584 | 0 | 0
8585 | 0 | 0
8586 | 0 | 0
8587 | 0 | 0
8588 | 0 | 0
8589 | 0 | 0
8590 | 0 | 0
8591 | 0 | 0
8592 | 0 | 0
8593 | 0 | 0
8594 | 0 | 0
8595 | 0 | 0
8596 | 0 | 0
8597 | 0 | 0
8598 | 0 | 0
8599 | 0 | 0
8600 | 0 | 0
8601 | 0 | 0
8602 | 0 | 0
8603 | 0 | 0
8604 | 0 | 0
8605 | 0 | 0
8606 | 0 | 0
8607 | 0 | 0
8608 | 0 | 0
8609 | 0 | 0
8610 | 0 | 0
8611 | 0 | 0
8612 | 0 | 0
8613 | 0 | 0
8614 | 0 | 0
8615 | 0 | 0
8616 | 0 | 0
8617 | 0 | 0
8618 | 0 | 0
8619 | 0 | 0
8620 | 0 | 0
8621 | 0 | 0
8622 | 0 | 0
8623 | 0 | 0
8624 | 0 | 0
8625 | 0 | 0
8626 | 0 | 0
8627 | 0 | 0
8628 | 0 | 0
8629 | 0 | 0
8630 | 0 | 0
8631 | 0 | 0
8632 | 0 | 0
8633 | 0 | 0
8634 | 0 | 0
8635 | 0 | 0
8636 | 0 | 0
8637 | 0 | 0
8638 | 0 | 0
8639 | 0 | 0
8640 | 0 | 0
8641 | 0 | 0
8642 | 0 | 0
8643 | 0 | 0
8644 | 0 | 0
8645 | 0 | 0
8646 | 0 | 0
8647 | 0 | 0
8648 | 0 | 0
8649 | 0 | 0
8650 | 0 | 0
8651 | 0 | 0
8652 | 0 | 0
8653 | 0 | 0
8654 | 0 | 0
8655 | 0 | 0
8656 | 0 | 0
8657 | 0 | 0
8658 | 0 | 0
8659 | 0 | 0
8660 | 0 | 0
8661 | 0 | 0
8662 | 0 | 0
8663 | 0 | 0
8664 | 0 | 0
8665 | 0 | 0
8666 | 0 | 0
8667 | 0 | 0
8668 | 0 | 0
8669 | 0 | 0
8670 | 0 | 0
8671 | 0 | 0
8672 | 0 | 0
8673 | 0 | 0
8674 | 0 | 0
8675 | 0 | 0
8676 | 0 | 0
8677 | 0 | 0
8678 | 0 | 0
8679 | 0 | 0
8680 | 0 | 0
8681 | 0 | 0
8682 | 0 | 0
8683 | 0 | 0
8684 | 0 | 0
8685 | 0 | 0
8686 | 0 | 0
8687 | 0 | 0
8688 | 0 | 0
8689 | 0 | 0
8690 | 0 | 0
8691 | 0 | 0
8692 | 0 | 0
8693 | 0 | 0
8694 | 0 | 0
8695 | 0 | 0
8696 | 0 | 0
8697 | 0 | 0
8698 | 0 | 0
8699 | 0 | 0
8700 | 0 | 0
8701 | 0 | 0
8702 | 0 | 0
8703 | 0 | 0
8704 | 0 | 0
8705 | 0 | 0
8706 | 0 | 0
8707 | 0 | 0
8708 | 0 | 0
8709 | 0 | 0
8710 | 0 | 0
8711 | 0 | 0
8712 | 0 | 0
8713 | 0 | 0
8714 | 0 | 0
8715 | 0 | 0
8716 | 0 | 0
8717 | 0 | 0
8718 | 0 | 0
8719 | 0 | 0
8720 | 0 | 0
8721 | 0 | 0
8722 | 0 | 0
8723 | 0 | 0
8724 | 0 | 0
8725 | 0 | 0
8726 | 0 | 0
8727 | 0 | 0
8728 | 0 | 0
8729 | 0 | 0
8730 | 0 | 0
8731 | 0 | 0
8732 | 0 | 0
8733 | 0 | 0
8734 | 0 | 0
8735 | 0 | 0
8736 | 0 | 0
8737 | 0 | 0
8738 | 0 | 0
8739 | 0 | 0
8740 | 0 | 0
8741 | 0 | 0
8742 | 0 | 0
8743 | 0 | 0
8744 | 0 | 0
8745 | 0 | 0
8746 | 0 | 0
8747 | 0 | 0
8748 | 0 | 0
8749 | 0 | 0
8750 | 0 | 0
8751 | 0 | 0
8752 | 0 | 0
8753 | 0 | 0
8754 | 0 | 0
8755 | 0 | 0
8756 | 0 | 0
8757 | 0 | 0
8758 | 0 | 0
8759 | 0 | 0
8760 | 0 | 0

## Year 1 BAU vs DPPA
Line Item | Year 1 (USD) | Side
Buyer (Factory) - Year 1 Outflow (USD)
BAU EVN energy + demand bill | 731030.93 | bau
C_DN spot energy (Q_Khc × CFMP × K_pp) | 366771.5547 | dppa
C_DPPA system service fee | 87165.3772 | dppa
C_CL settlement adder | 39539.1836 | dppa
C_BL retail shortfall (P_evn × shortfall) | 172364.1715 | dppa
CfD payment to ESCO (positive = pay) | 130899.2549 | dppa
Optimized demand charge (kept by EVN) | 0 | dppa
ESCO demand savings share charged back | 0 | dppa
Total buyer outflow | 796739.5419 | both
Buyer savings vs BAU | -65708.6119 | delta
Buyer savings as % of BAU | -0.089885 | delta_fraction
Seller (ESCO / Generator) - Year 1 Revenue (USD)
Discount-to-EVN energy revenue (Phase 2) | 0 | bau_esco
FMP market revenue (Q_re_meter × FMP) | 435614.7113 | dppa
CfD net (from buyer) | 130899.2549 | dppa
Demand savings share (80%) | 0 | both_esco
ESCO grid arbitrage revenue | 0 | both_esco
Total ESCO / generator revenue | 566513.9662 | both_esco
System Energy Flows (kWh / yr)
PV → load | 3915831.4835 | flow
PV → storage | 3029670.4351 | flow
PV → grid (export at FMP) | 1497539.5633 | flow
Storage → load | 2725990.0272 | flow
Q_re_meter (total generator injection) | 8139361.074 | flow
Q_adj (loss-adjusted customer-side) | 7923346.8684 | flow
Q_Khc (matched consumption, settled) | 6389869.9448 | flow
EVN retail shortfall | 2950221.6813 | flow

## Monthly Settlement
Month | C_DN (VND) | C_DPPA (VND) | C_CL (VND) | C_BL (VND) | CfD Net (VND) | Generator Revenue (VND) | Customer Total (VND)
1 | 809351441.6931 | 190859442.3768 | 86575963.7226 | 456363057.0794 | 279603208.5652 | 1314692193.8221 | 1822753113.4372
2 | 774801741.0545 | 186441456.1813 | 84571916.0956 | 243246775.202 | 290940359.4391 | 1325399248.2836 | 1580002247.9726
3 | 1073289730.7293 | 221287898.0309 | 100378649.3012 | 306843204.3013 | 202120934.4509 | 1584902557.9977 | 1903920416.8137
4 | 1018056585.3097 | 200293148.0765 | 90855197.4469 | 257090871.9465 | 141217308.4247 | 1417299649.0886 | 1707513111.2044
5 | 953590404.9359 | 209959731.1169 | 95240066.9205 | 188246244.6703 | 253404197.535 | 1313865922.9964 | 1700440645.1787
6 | 556769034.6477 | 184895296.8989 | 83870561.0655 | 344424193.5237 | 475148262.0073 | 1073244888.855 | 1645107348.1431
7 | 613773882.8448 | 184573085.6718 | 83724402.4728 | 297967214.8457 | 423908216.7026 | 1124940303.9362 | 1603946802.5376
8 | 764093842.2022 | 178861575.0976 | 81133597.8151 | 472647381.8662 | 262332215.7853 | 1253896022.4521 | 1759068612.7665
9 | 570991893.8592 | 183799113.887 | 83373320.2715 | 427243115.1634 | 453306828.3765 | 1082336362.6461 | 1718714271.5576
10 | 749080217.7 | 170781382.6453 | 77468332.7388 | 569980288.0285 | 228493464.8341 | 1057226351.8877 | 1795803685.9466
11 | 885673306.9879 | 195623591.9258 | 88737034.893 | 458695767.458 | 236033366.5899 | 1184026210.4836 | 1864763067.8545
12 | 909876976.8119 | 192977458.2217 | 87536719.2433 | 459772243.1318 | 196142041.5772 | 1206987152.7645 | 1846305438.9859

## Hourly Settlement
Hour | Load (kW) | Q_re_meter (kW) | Q_re_delivered (kW) | Q_adj (kW) | Q_Khc (kW) | FMP (VND/kWh) | C_DN (VND) | C_DPPA (VND) | C_CL (VND) | C_BL (VND) | CfD Payment (VND)
1 | 1020 | 0 | 0 | 0 | 0 | 1377.55 | 0 | 0 | 0 | 1213800 | 0
2 | 1078.4 | 0 | 0 | 0 | 0 | 1316 | 0 | 0 | 0 | 1283296 | 0
3 | 906.4 | 100.1956 | 100.1956 | 97.5364 | 97.5364 | 1367.3 | 142504.2022 | 35113.1205 | 15927.7016 | 962547.6295 | 0
4 | 860.8 | 895.9007 | 895.9007 | 872.1239 | 860.8 | 1420.5 | 1301886.6283 | 309888 | 140568.64 | 0 | 285499.3675
5 | 996.8 | 1037.4463 | 1037.4463 | 1009.913 | 996.8 | 1423.7 | 1511250.9114 | 358848 | 162777.44 | 0 | 574455.84
6 | 983.2 | 1023.2917 | 1023.2917 | 996.1341 | 983.2 | 1433.15 | 1498854.0345 | 353952 | 160556.56 | 0 | 557326.92
7 | 586.4 | 610.3115 | 610.3115 | 594.1142 | 586.4 | 1460.05 | 908093.4268 | 211104 | 95759.12 | 0 | 316626.68
8 | 104.269 | 108.5208 | 108.5208 | 105.6407 | 104.269 | 1481.35 | 163091.2283 | 37536.84 | 17027.1277 | 0 | 54079.1168
9 | 89.172 | 92.8081 | 92.8081 | 90.3451 | 89.172 | 1273.8 | 119873.5393 | 32101.92 | 14561.7876 | 0 | 64756.7064
10 | 105.232 | 269.4665 | 109.523 | 262.315 | 105.232 | 1251.7 | 139185.264 | 37883.52 | 17184.3856 | 0 | 78745.1056
11 | 89.626 | 543.2626 | 93.2796 | 528.8447 | 89.626 | 1237.2 | 117193.7334 | 32265.36 | 14635.9258 | 0 | 68366.7128
12 | 119.641 | 124.5196 | 124.5196 | 121.2149 | 119.641 | 1241.95 | 156736.6262 | 43070.76 | 19537.3753 | 0 | 90693.86
13 | 82.892 | 86.2721 | 86.2721 | 83.9825 | 82.892 | 1235.6 | 107972.0863 | 29841.12 | 13536.2636 | 0 | 63362.6448
14 | 87.738 | 91.3157 | 91.3157 | 88.8922 | 87.738 | 1264.65 | 117158.1343 | 31585.68 | 14327.6154 | 0 | 64518.1383
15 | 106.186 | 1022.1552 | 110.5159 | 995.0278 | 106.186 | 1276.05 | 143198.56 | 38226.96 | 17340.1738 | 0 | 76873.3547
16 | 98.846 | 925.8698 | 102.8766 | 901.2978 | 98.846 | 1305.2 | 135970.4615 | 35584.56 | 16141.5518 | 0 | 68678.2008
17 | 88.262 | 537.1959 | 91.861 | 522.939 | 88.262 | 1500 | 139423.6023 | 31774.32 | 14413.1846 | 0 | 44131
18 | 94.791 | 98.6563 | 98.6563 | 96.038 | 94.791 | 1650.7 | 164927.7534 | 34124.76 | 15479.3703 | 0 | 33110.4963
19 | 90.4 | 94.0862 | 94.0862 | 91.5892 | 90.4 | 1716.9 | 163464.585 | 32544 | 14762.32 | 0 | 25592.24
20 | 96 | 99.9146 | 99.9146 | 97.2629 | 96 | 1581.7 | 160185.6352 | 34560 | 15676.8 | 0 | 40156.8
21 | 87.2 | 90.7557 | 90.7557 | 88.3471 | 87.2 | 1571.05 | 144321.5493 | 31392 | 14239.76 | 0 | 37404.44
22 | 92 | 95.7515 | 95.7515 | 93.2103 | 92 | 1815.6 | 176161.9858 | 33120 | 15023.6 | 0 | 16964.8
23 | 88 | 91.5884 | 91.5884 | 89.1577 | 88 | 1675.85 | 156161.3606 | 31680 | 14370.4 | 0 | 28525.2
24 | 91.2 | 94.9188 | 94.9188 | 92.3997 | 91.2 | 1500.35 | 145078.2253 | 32832 | 14892.96 | 0 | 45568.08
25 | 86.4 | 89.9231 | 89.9231 | 87.5366 | 86.4 | 1506.4 | 138118.3746 | 31104 | 14109.12 | 0 | 42647.04
26 | 93.6 | 97.4167 | 97.4167 | 94.8313 | 93.6 | 1423.5 | 142482.662 | 33696 | 15284.88 | 0 | 53960.4
27 | 86.4 | 89.9231 | 89.9231 | 87.5366 | 86.4 | 1421.05 | 131778.551 | 31104 | 14109.12 | 0 | 50021.28
28 | 89.6 | 93.2536 | 93.2536 | 90.7787 | 89.6 | 1424.3 | 137058.7214 | 32256 | 14631.68 | 0 | 51582.72
29 | 83.2 | 86.5926 | 86.5926 | 84.2945 | 83.2 | 1433.8 | 127900.0186 | 29952 | 13586.56 | 0 | 47107.84
30 | 92 | 95.7515 | 95.7515 | 93.2103 | 92 | 1443.25 | 141925.8197 | 33120 | 15023.6 | 0 | 51221
31 | 76.8 | 79.9317 | 79.9317 | 77.8103 | 76.8 | 1505.8 | 122345.756 | 27648 | 12541.44 | 0 | 37954.56
32 | 84.462 | 87.9061 | 87.9061 | 85.5731 | 84.462 | 1754.3 | 156018.6853 | 30406.32 | 13792.6446 | 0 | 20752.3134
33 | 178.704 | 185.991 | 185.991 | 181.0549 | 178.704 | 1834.75 | 345354.5737 | 64333.44 | 29182.3632 | 0 | 29530.836
34 | 122.023 | 126.9987 | 126.9987 | 123.6282 | 122.023 | 1841.6 | 237098.9804 | 43928.28 | 19926.3559 | 0 | 19328.4432
35 | 151.211 | 157.3769 | 157.3769 | 153.2002 | 151.211 | 1651.9 | 263770.436 | 54435.96 | 24692.7563 | 0 | 52636.5491
36 | 234.813 | 742.3569 | 244.389 | 722.6552 | 234.813 | 1590.1 | 393094.9234 | 84532.68 | 38344.9629 | 0 | 96249.8487
37 | 410.829 | 1198.4264 | 427.5813 | 1166.6208 | 410.829 | 1500.55 | 648500.3296 | 147898.44 | 67088.3757 | 0 | 205188.544
38 | 797.587 | 873.4449 | 830.11 | 850.2641 | 797.587 | 1617.15 | 1361281.607 | 287131.32 | 130245.9571 | 0 | 305356.1829
39 | 1144.168 | 578.6667 | 578.6667 | 563.3092 | 563.3092 | 1800.05 | 1070834.1016 | 202791.3101 | 91988.3915 | 1064714.1903 | 108729.8108
40 | 1195.968 | 131.3845 | 131.3845 | 127.8977 | 127.8977 | 1764.6 | 237899.0142 | 46043.1598 | 20885.6889 | 1957772.9223 | 29063.661
41 | 1539.811 | 151.2561 | 151.2561 | 147.2418 | 147.2418 | 1794.05 | 278231.5712 | 53007.0614 | 24044.592 | 2552579.2755 | 29273.527
42 | 1385.46 | 0 | 0 | 0 | 0 | 1692.95 | 0 | 0 | 0 | 2539548.18 | 0
43 | 1622.4 | 1688.5563 | 1688.5563 | 1643.7429 | 1622.4 | 1702.9 | 2911386.8414 | 584064 | 264937.92 | 0 | 482015.04
44 | 953.6 | 992.4848 | 992.4848 | 966.1447 | 953.6 | 1619.95 | 1628975.6023 | 343296 | 155722.88 | 0 | 362415.68
45 | 1364 | 1419.6195 | 1419.6195 | 1381.9436 | 1364 | 1665.7 | 2390498.7646 | 491040 | 222741.2 | 0 | 455985.2
46 | 1566.4 | 1630.2728 | 1630.2728 | 1587.0062 | 1566.4 | 1815.6 | 2986233.5593 | 563904 | 255793.12 | 0 | 288844.16
47 | 1546.4 | 1609.4572 | 1609.4572 | 1566.7431 | 1546.4 | 1785 | 2915074.674 | 556704 | 252527.12 | 0 | 332476
48 | 1576 | 0 | 0 | 0 | 0 | 1633.1 | 0 | 0 | 0 | 2888808 | 0
49 | 1492 | 0 | 0 | 0 | 0 | 1449.35 | 0 | 0 | 0 | 1775480 | 0
50 | 1759.2 | 0 | 0 | 0 | 0 | 1474.1 | 0 | 0 | 0 | 2093448 | 0
51 | 1702.4 | 0 | 0 | 0 | 0 | 1424.85 | 0 | 0 | 0 | 2025856 | 0
52 | 1202.4 | 0 | 0 | 0 | 0 | 1313 | 0 | 0 | 0 | 1430856 | 0
53 | 1508.8 | 0 | 0 | 0 | 0 | 1387.75 | 0 | 0 | 0 | 1795472 | 0
54 | 1304 | 0 | 0 | 0 | 0 | 1436.95 | 0 | 0 | 0 | 1551760 | 0
55 | 1408 | 0 | 0 | 0 | 0 | 1460.05 | 0 | 0 | 0 | 2580864 | 0
56 | 1348.873 | 0 | 0 | 0 | 0 | 1485.15 | 0 | 0 | 0 | 2472484.209 | 0
57 | 1465.448 | 0 | 0 | 0 | 0 | 1514.75 | 0 | 0 | 0 | 2686166.184 | 0
58 | 1762.864 | 0 | 0 | 0 | 0 | 1521.6 | 0 | 0 | 0 | 3231329.712 | 0
59 | 1691.064 | 0 | 0 | 0 | 0 | 1512.05 | 0 | 0 | 0 | 3099720.312 | 0
60 | 1680.269 | 1161.2644 | 1161.2644 | 1130.4451 | 1130.4451 | 1504.25 | 1786004.6437 | 406960.2274 | 184601.6809 | 1007827.2524 | 233305.899
61 | 1623.593 | 1689.7979 | 1689.7979 | 1644.9516 | 1623.593 | 1490.45 | 2533397.9591 | 584493.48 | 265132.7369 | 0 | 545161.94
62 | 1593.084 | 1658.0449 | 1658.0449 | 1614.0413 | 1593.084 | 1515.85 | 2543824.5511 | 573510.24 | 260150.6172 | 0 | 771291.6186
63 | 1600.536 | 603.4851 | 603.4851 | 587.4689 | 587.4689 | 1538.5 | 952194.5481 | 211488.8012 | 95933.6701 | 1856952.0086 | 261719.8805
64 | 2071.826 | 909.0145 | 909.0145 | 884.8897 | 884.8897 | 1542.5 | 1438517.2653 | 318560.2932 | 144502.4885 | 2175654.2319 | 390805.65
65 | 1766.78 | 768.725 | 768.725 | 748.3235 | 748.3235 | 1590.05 | 1252638.2276 | 269396.4535 | 122201.2246 | 1866830.7977 | 296142.5507
66 | 1972.144 | 46.2729 | 46.2729 | 45.0449 | 45.0449 | 1599.7 | 75951.6504 | 16216.156 | 7355.8285 | 3532372.6911 | 17406.6452
67 | 1702.4 | 1771.8184 | 1771.8184 | 1724.7953 | 1702.4 | 1658.4 | 2974247.3961 | 612864 | 278001.92 | 0 | 488292.9464
68 | 1880.8 | 1957.493 | 1957.493 | 1905.5422 | 1880.8 | 1576.2 | 3128355.6962 | 677088 | 307134.64 | 0 | 761146.0714
69 | 1820 | 1894.2138 | 1894.2138 | 1843.9424 | 1820 | 1509.75 | 2893813.585 | 655200 | 297206 | 0 | 880490.4708
70 | 1544 | 1606.9594 | 1606.9594 | 1564.3115 | 1544 | 1570.6 | 2551470.6334 | 555840 | 252135.2 | 0 | 662993.6
71 | 1548 | 1611.1225 | 1611.1225 | 1568.3642 | 1548 | 1468.8 | 2402678.2324 | 557280 | 252788.4 | 0 | 822297.6
72 | 1748 | 0 | 0 | 0 | 0 | 1393.5 | 0 | 0 | 0 | 3204084 | 0
73 | 1668.8 | 0 | 0 | 0 | 0 | 1281.35 | 0 | 0 | 0 | 1985872 | 0
74 | 1640 | 0 | 0 | 0 | 0 | 1307.05 | 0 | 0 | 0 | 1951600 | 0
75 | 1404.8 | 0 | 0 | 0 | 0 | 1331.35 | 0 | 0 | 0 | 1671712 | 0
76 | 1329.6 | 0 | 0 | 0 | 0 | 1313 | 0 | 0 | 0 | 1582224 | 0
77 | 1424 | 0 | 0 | 0 | 0 | 1358.25 | 0 | 0 | 0 | 1694560 | 0
78 | 1144.8 | 0 | 0 | 0 | 0 | 1433.15 | 0 | 0 | 0 | 1362312 | 0
79 | 1503.2 | 129.1542 | 129.1542 | 125.7265 | 125.7265 | 1434.05 | 190035.1616 | 45261.5308 | 20531.1333 | 2524908.9722 | 68688.7856
80 | 1213.663 | 963.5751 | 963.5751 | 938.0023 | 938.0023 | 1477.55 | 1459193.6597 | 337680.8407 | 153175.7814 | 505285.9982 | 473073.773
81 | 1603.942 | 1669.3456 | 1669.3456 | 1625.0421 | 1603.942 | 1507.15 | 2544812.6983 | 577419.12 | 261923.7286 | 0 | 790502.8147
82 | 1563.398 | 1627.1484 | 1627.1484 | 1583.9647 | 1563.398 | 1406.5 | 2310248.7828 | 562823.28 | 255302.8934 | 0 | 927876.713
83 | 1507.155 | 1568.6119 | 1568.6119 | 1526.9818 | 1507.155 | 1297.65 | 2061085.8464 | 542575.8 | 246118.4115 | 0 | 1058550.3143
84 | 1580.699 | 1645.1548 | 1645.1548 | 1601.4933 | 1580.699 | 1294.7 | 2151906.9171 | 569051.64 | 258128.1467 | 0 | 1114867.0047
85 | 1729.469 | 1799.9912 | 1799.9912 | 1752.2204 | 1729.469 | 1382.95 | 2504598.1123 | 622608.84 | 282422.2877 | 0 | 1067168.8465
86 | 1487.795 | 1548.4625 | 1548.4625 | 1507.3672 | 1487.795 | 1404.55 | 2197923.059 | 535606.2 | 242956.9235 | 0 | 885907.5328
87 | 1353.09 | 1535.9045 | 1408.2647 | 1495.1424 | 1353.09 | 1423.4 | 2024724.5927 | 487112.4 | 220959.597 | 0 | 780191.694
88 | 1713.845 | 2374.1617 | 1783.7301 | 2311.1528 | 1713.845 | 1485.8 | 2679954.7021 | 616984.2 | 279870.8885 | 0 | 881259.099
89 | 1749.959 | 1176.7855 | 1176.7855 | 1145.5543 | 1145.5543 | 1551.25 | 1868132.4047 | 412399.5332 | 187069.0105 | 1107873.8905 | 496249.7388
90 | 1614.836 | 86.9288 | 86.9288 | 84.6218 | 84.6218 | 1599.7 | 142293.3295 | 30463.8326 | 13818.7329 | 2804882.7072 | 32699.7064
91 | 1603.201 | 1668.5744 | 1668.5744 | 1624.2913 | 1603.201 | 1620.9 | 2736666.9865 | 577152.36 | 261802.7233 | 0 | 607773.4991
92 | 1192 | 1240.6059 | 1240.6059 | 1207.6809 | 1192 | 1529.9 | 1920618.8784 | 429120 | 194653.6 | 0 | 560359.2
93 | 1322.4 | 1376.3232 | 1376.3232 | 1339.7964 | 1322.4 | 1477.8 | 2052787.0871 | 476064 | 215947.92 | 0 | 690557.28
94 | 1403.2 | 1460.418 | 1460.418 | 1421.6593 | 1403.2 | 1581.6 | 2327883.0954 | 505152 | 229142.56 | 0 | 587098.88
95 | 1576.8 | 1641.0968 | 1641.0968 | 1597.543 | 1576.8 | 1547.6 | 2568208.2849 | 567648 | 257491.44 | 0 | 713344.32
96 | 1240.8 | 0 | 0 | 0 | 0 | 1393.5 | 0 | 0 | 0 | 2274386.4 | 0
97 | 1476 | 0 | 0 | 0 | 0 | 1395.35 | 0 | 0 | 0 | 2705508 | 0
98 | 1014.4 | 0 | 0 | 0 | 0 | 1334.6 | 0 | 0 | 0 | 1859395.2 | 0
99 | 1200.8 | 0 | 0 | 0 | 0 | 1343.9 | 0 | 0 | 0 | 2201066.4 | 0
100 | 1056 | 0 | 0 | 0 | 0 | 1313 | 0 | 0 | 0 | 1935648 | 0
101 | 1512.8 | 0 | 0 | 0 | 0 | 1423.7 | 0 | 0 | 0 | 2772962.4 | 0
102 | 1194.4 | 1008.7073 | 1008.7073 | 981.9368 | 981.9368 | 1391.95 | 1438353.5925 | 353497.2462 | 160350.2786 | 389445.0546 | 0
103 | 1352.8 | 1407.9628 | 1407.9628 | 1370.5963 | 1352.8 | 1456.25 | 2071237.2439 | 487008 | 220912.24 | 0 | 573667.6687
104 | 1276.497 | 1328.5485 | 1328.5485 | 1293.2895 | 1276.497 | 1436.35 | 1925596.1004 | 459538.92 | 208451.9601 | 0 | 719497.534
105 | 1178.106 | 1226.1454 | 1226.1454 | 1193.6042 | 1178.106 | 1430 | 1771846.5988 | 424118.16 | 192384.7098 | 0 | 671520.42
106 | 1381.448 | 1437.779 | 1437.779 | 1399.6211 | 1381.448 | 1462.1 | 2124827.1529 | 497321.28 | 225590.4584 | 0 | 743080.8792
107 | 1214.49 | 1879.568 | 1264.013 | 1829.6852 | 1214.49 | 1481.95 | 1902806.8572 | 437216.4 | 198326.217 | 0 | 629166.5445
108 | 1201.671 | 2181.3193 | 1250.6702 | 2123.4283 | 1201.671 | 1360.7 | 1725800.1378 | 432601.56 | 196232.8743 | 0 | 768228.2703
109 | 1248.417 | 2165.6629 | 1299.3224 | 2108.1874 | 1248.417 | 1291.9 | 1699214.0921 | 449430.12 | 203866.4961 | 0 | 884004.0777
110 | 1246.649 | 2597.9308 | 1297.4833 | 2528.9832 | 1246.649 | 1409.7 | 1857130.2656 | 448793.64 | 203577.7817 | 0 | 735896.9047
111 | 987.594 | 3336.3037 | 1027.8649 | 3247.76 | 987.594 | 1429.45 | 1489070.8993 | 355533.84 | 161274.1002 | 0 | 563471.7567
112 | 489.888 | 2439.9649 | 509.8641 | 2375.2095 | 489.888 | 1484.35 | 766711.3022 | 176359.68 | 79998.7104 | 0 | 252610.7472
113 | 193.991 | 1227.1237 | 201.9013 | 1194.5565 | 193.991 | 1540.55 | 314871.1631 | 69836.76 | 31678.7303 | 0 | 89129.165
114 | 170.644 | 177.6023 | 177.6023 | 172.8888 | 170.644 | 1564.7 | 280876.5191 | 61431.84 | 27866.1652 | 0 | 74281.3332
115 | 118.4 | 123.228 | 123.228 | 119.9576 | 118.4 | 1655.4 | 206449.8993 | 42624 | 19334.72 | 0 | 40800.64
116 | 127.2 | 132.3868 | 132.3868 | 128.8733 | 127.2 | 1529.9 | 205147.1187 | 45792 | 20771.76 | 0 | 59796.72
117 | 100.8 | 104.9103 | 104.9103 | 102.126 | 100.8 | 1499.05 | 159099.7176 | 36288 | 16460.64 | 0 | 50495.76
118 | 94.4 | 98.2493 | 98.2493 | 95.6418 | 94.4 | 1495.6 | 148368.5053 | 33984 | 15415.52 | 0 | 47615.36
119 | 94.4 | 98.2493 | 98.2493 | 95.6418 | 94.4 | 1472.6 | 146480.7614 | 33984 | 15415.52 | 0 | 49786.56
120 | 99.2 | 103.2451 | 103.2451 | 100.505 | 99.2 | 1454.85 | 152262.4775 | 35712 | 16199.36 | 0 | 54078.88
121 | 92.8 | 96.5841 | 96.5841 | 94.0208 | 92.8 | 1425.85 | 139564.331 | 33408 | 15154.24 | 0 | 53281.12
122 | 91.2 | 94.9188 | 94.9188 | 92.3997 | 91.2 | 1303.15 | 125007.981 | 32832 | 14892.96 | 0 | 63552.72
123 | 85.6 | 89.0905 | 89.0905 | 86.7261 | 85.6 | 1312.6 | 118157.1865 | 30816 | 13978.48 | 0 | 58841.44
124 | 93.6 | 97.4167 | 97.4167 | 94.8313 | 93.6 | 1311.9 | 129105.5937 | 33696 | 15284.88 | 0 | 64406.16
125 | 89.6 | 93.2536 | 93.2536 | 90.7787 | 89.6 | 1336.7 | 126028.3744 | 32256 | 14631.68 | 0 | 59431.68
126 | 93.6 | 97.4167 | 97.4167 | 94.8313 | 93.6 | 1321.1 | 130112.8719 | 33696 | 15284.88 | 0 | 63545.04
127 | 81.6 | 84.9274 | 84.9274 | 82.6735 | 81.6 | 1435.95 | 123268.8437 | 29376 | 13325.28 | 0 | 46026.48
128 | 95.06 | 98.9362 | 98.9362 | 96.3105 | 95.06 | 1476.3 | 147330.3776 | 34221.6 | 15523.298 | 0 | 49782.922
129 | 615.277 | 1818.2454 | 640.366 | 1769.9901 | 615.277 | 1507 | 974245.4959 | 221499.72 | 100474.7341 | 0 | 303331.561
130 | 1487.855 | 2085.9196 | 1548.525 | 2030.5605 | 1487.855 | 1577.65 | 2470376.7332 | 535627.8 | 242966.7215 | 0 | 628395.5592
131 | 1570.749 | 3913.6507 | 1634.7991 | 3809.7845 | 1570.749 | 1508.35 | 2499987.1987 | 565469.64 | 256503.3117 | 0 | 772258.7459
132 | 1374.539 | 4163.4267 | 1430.5883 | 4052.9316 | 1374.539 | 1443.6 | 2088100.4842 | 494834.04 | 224462.2187 | 0 | 764793.4996
133 | 1744.337 | 3451.3064 | 1815.4655 | 3359.7106 | 1744.337 | 1429.3 | 2619315.2512 | 627961.32 | 284850.2321 | 0 | 995493.1259
134 | 1288.096 | 1995.4532 | 1340.6204 | 1942.495 | 1288.096 | 1503.95 | 2038293.6251 | 463714.56 | 210346.0768 | 0 | 638960.0208
135 | 1540.824 | 3129.3057 | 1603.6539 | 3046.2556 | 1540.824 | 1526.2 | 2475124.7751 | 554696.64 | 251616.5592 | 0 | 730042.4112
136 | 1378.996 | 1835.7065 | 1435.227 | 1786.9878 | 1378.996 | 1546.6 | 2245177.6981 | 496438.56 | 225190.0468 | 0 | 625236.7864
137 | 1206.845 | 810.6631 | 810.6631 | 789.1486 | 789.1486 | 1625.3 | 1348116.1629 | 284093.4846 | 128867.9612 | 765637.5591 | 285445.3359
138 | 1353.643 | 581.4497 | 581.4497 | 566.0184 | 566.0184 | 1542.4 | 917759.2519 | 203766.6137 | 92430.8001 | 1443715.9441 | 38450.7552
139 | 1672.005 | 1740.184 | 1740.184 | 1694.0005 | 1672.005 | 1545.2 | 2722144.695 | 601921.8 | 273038.4165 | 0 | 760427.874
140 | 1202.4 | 1251.43 | 1251.43 | 1218.2177 | 1202.4 | 1501.35 | 1903473.0626 | 432864 | 196351.92 | 0 | 599576.76
141 | 1490.4 | 1551.1737 | 1551.1737 | 1510.0064 | 1490.4 | 1449.05 | 2274757.54 | 536544 | 243382.32 | 0 | 821135.88
142 | 825.6 | 859.2653 | 859.2653 | 836.4609 | 825.6 | 1477.45 | 1284275.9686 | 297216 | 134820.48 | 0 | 431417.28
143 | 1327.2 | 1381.319 | 1381.319 | 1344.6595 | 1327.2 | 1454.45 | 2038579.8185 | 477792 | 216731.76 | 0 | 724053.96
144 | 1368.8 | 1424.6153 | 1424.6153 | 1386.8068 | 1368.8 | 1438.95 | 2076967.1181 | 492768 | 223525.04 | 0 | 337337.4841
145 | 1056 | 0 | 0 | 0 | 0 | 1363.3 | 0 | 0 | 0 | 1256640 | 0
146 | 1168.8 | 0 | 0 | 0 | 0 | 1418.1 | 0 | 0 | 0 | 1390872 | 0
147 | 1128 | 0 | 0 | 0 | 0 | 1415.25 | 0 | 0 | 0 | 1342320 | 0
148 | 982.4 | 0 | 0 | 0 | 0 | 1414.15 | 0 | 0 | 0 | 1169056 | 0
149 | 904 | 0 | 0 | 0 | 0 | 1418.2 | 0 | 0 | 0 | 1075760 | 0
150 | 892.8 | 0 | 0 | 0 | 0 | 1425.1 | 0 | 0 | 0 | 1062432 | 0
151 | 1122.4 | 1168.1679 | 1168.1679 | 1137.1653 | 1122.4 | 1430.05 | 1688014.7854 | 404064 | 183287.92 | 0 | 639711.88
152 | 820.686 | 854.1509 | 854.1509 | 831.4822 | 820.686 | 1439.1 | 1241225.7057 | 295446.96 | 134018.0238 | 0 | 460322.7774
153 | 1276.219 | 1328.2591 | 1328.2591 | 1293.0078 | 1276.219 | 1443.7 | 1938340.6773 | 459438.84 | 208406.5627 | 0 | 709960.6297
154 | 1102.819 | 1373.2165 | 1147.7884 | 1336.7721 | 1102.819 | 1350.65 | 1571975.4881 | 397014.84 | 180090.3427 | 0 | 716115.5177
155 | 1394.158 | 1944.4656 | 1451.0063 | 1892.8605 | 1394.158 | 1329 | 1960508.1872 | 501896.88 | 227666.0014 | 0 | 935480.018
156 | 1343.063 | 2214.5513 | 1397.8288 | 2155.7783 | 1343.063 | 1348.7 | 1918539.791 | 483502.68 | 219322.1879 | 0 | 874736.9319
157 | 1117.045 | 2191.2556 | 1162.5945 | 2133.1009 | 1117.045 | 1251.05 | 1482364.2025 | 402136.2 | 182413.4485 | 0 | 836610.8527
158 | 1320.721 | 3257.4638 | 1374.5758 | 3171.0125 | 1320.721 | 1196.9 | 1678278.8608 | 475459.56 | 215673.7393 | 0 | 1060671.0351
159 | 965.839 | 3346.1859 | 1005.2228 | 3257.3799 | 965.839 | 1169.15 | 1193134.8941 | 347702.04 | 157721.5087 | 0 | 802467.3331
160 | 1201.115 | 2477.5983 | 1250.0926 | 2411.8442 | 1201.115 | 1288.4 | 1630372.2428 | 432401.4 | 196142.0795 | 0 | 854713.434
161 | 1181.242 | 1275.2024 | 1229.4093 | 1241.3592 | 1181.242 | 1407.4 | 1746298.208 | 425247.12 | 192896.8186 | 0 | 700004.0092
162 | 1081.511 | 122.6899 | 122.6899 | 119.4338 | 119.4338 | 1518.15 | 190158.707 | 42996.1564 | 19503.5343 | 1763487.5664 | 55554.8958
163 | 1008 | 1049.103 | 1049.103 | 1021.2604 | 1008 | 1609.65 | 1704082.0381 | 362880 | 164606.4 | 0 | 393472.8
164 | 1229.6 | 1279.7391 | 1279.7391 | 1245.7756 | 1229.6 | 1532.25 | 1983230.8192 | 442656 | 200793.68 | 0 | 575145.4
165 | 845.6 | 880.0809 | 880.0809 | 856.724 | 845.6 | 1466.05 | 1304863.8508 | 304416 | 138086.48 | 0 | 451508.12
166 | 1182.4 | 1230.6145 | 1230.6145 | 1197.9546 | 1182.4 | 1416.65 | 1767885.5799 | 425664 | 193085.92 | 0 | 689753.04
167 | 1105.6 | 1150.6828 | 1150.6828 | 1120.1443 | 1105.6 | 1314.65 | 1533907.0125 | 398016 | 180544.48 | 0 | 757722.96
168 | 876.8 | 0 | 0 | 0 | 0 | 1274.6 | 0 | 0 | 0 | 1607174.4 | 0
169 | 1152.8 | 0 | 0 | 0 | 0 | 1358.9 | 0 | 0 | 0 | 1371832 | 0
170 | 1130.4 | 0 | 0 | 0 | 0 | 1333.8 | 0 | 0 | 0 | 1345176 | 0
171 | 1128.8 | 0 | 0 | 0 | 0 | 1313.55 | 0 | 0 | 0 | 1343272 | 0
172 | 1064.8 | 0 | 0 | 0 | 0 | 1305.55 | 0 | 0 | 0 | 1267112 | 0
173 | 1179.2 | 0 | 0 | 0 | 0 | 1233.8 | 0 | 0 | 0 | 1403248 | 0
174 | 769.6 | 0 | 0 | 0 | 0 | 1283.2 | 0 | 0 | 0 | 915824 | 0
175 | 1032.8 | 123.6974 | 123.6974 | 120.4145 | 120.4145 | 1455.15 | 184821.8037 | 43349.2208 | 19663.6882 | 1672402.6177 | 0
176 | 1022.571 | 993.0884 | 993.0884 | 966.7324 | 966.7324 | 1481.35 | 1509695.6103 | 348023.6553 | 157867.397 | 102352.1981 | 262823.2942
177 | 1349.006 | 1112.4811 | 1112.4811 | 1082.9565 | 1082.9565 | 1514.75 | 1728423.6598 | 389864.3286 | 176846.7913 | 487668.7917 | 507290.5402
178 | 1477.914 | 831.9147 | 831.9147 | 809.8362 | 809.8362 | 1514 | 1291975.3465 | 291541.026 | 132246.2487 | 1224586.638 | 379938.762
179 | 1484.496 | 663.694 | 663.694 | 646.0799 | 646.0799 | 1452.1 | 990315.2365 | 232588.7702 | 105504.8505 | 1536816.6796 | 341718.1073
180 | 1349.631 | 1058.113 | 1058.113 | 1030.0313 | 1030.0313 | 1343.3 | 1457897.4689 | 370811.2571 | 168204.1064 | 585826.3054 | 652976.511
181 | 1462.071 | 1483.1486 | 1483.1486 | 1443.7866 | 1443.7866 | 1334.35 | 2025296.5806 | 519763.1786 | 235770.353 | 33515.292 | 927745.6936
182 | 1295.145 | 1347.9569 | 1347.9569 | 1312.1828 | 1295.145 | 1505.85 | 2054534.7191 | 466252.2 | 211497.1785 | 0 | 639995.9018
183 | 1332.189 | 1386.5114 | 1386.5114 | 1349.7141 | 1332.189 | 1530.9 | 2146407.0361 | 479588.04 | 217546.4637 | 0 | 624929.8599
184 | 1434.587 | 1124.7373 | 1124.7373 | 1094.8874 | 1094.8874 | 1542.5 | 1774285.2673 | 394159.458 | 178795.1097 | 622669.3975 | 483549.5925
185 | 1105.581 | 698.4487 | 698.4487 | 679.9122 | 679.9122 | 1598.05 | 1142095.7243 | 244768.3945 | 111029.6634 | 780250.8975 | 263818.2747
186 | 1217.803 | 24.6924 | 24.6924 | 24.0371 | 24.0371 | 1647.7 | 41659.0259 | 8653.3581 | 3925.2594 | 2188172.8841 | 8174.7692
187 | 1003.211 | 1044.1187 | 1044.1187 | 1016.4084 | 1003.211 | 1658.9 | 1750659.0233 | 361155.96 | 163824.3563 | 0 | 342195.2721
188 | 1195.2 | 1243.9364 | 1243.9364 | 1210.923 | 1195.2 | 1541.4 | 1937467.5088 | 430272 | 195176.16 | 0 | 548118.72
189 | 1054.4 | 1097.3951 | 1097.3951 | 1068.2708 | 1054.4 | 1508.65 | 1670898.2069 | 379584 | 172183.52 | 0 | 518079.44
190 | 1257.6 | 1308.8809 | 1308.8809 | 1274.1439 | 1257.6 | 1581.6 | 2087389.7999 | 452736 | 205366.08 | 0 | 526179.84
191 | 1286.4 | 1338.8553 | 1338.8553 | 1303.3228 | 1286.4 | 1558.6 | 2109547.4983 | 463104 | 210069.12 | 0 | 567816.96
192 | 1148 | 0 | 0 | 0 | 0 | 1451.05 | 0 | 0 | 0 | 2104284 | 0
193 | 1193.6 | 0 | 0 | 0 | 0 | 1431.3 | 0 | 0 | 0 | 1420384 | 0
194 | 937.6 | 0 | 0 | 0 | 0 | 1427.3 | 0 | 0 | 0 | 1115744 | 0
195 | 1222.4 | 0 | 0 | 0 | 0 | 1428.65 | 0 | 0 | 0 | 1454656 | 0
196 | 1073.6 | 0 | 0 | 0 | 0 | 1428.1 | 0 | 0 | 0 | 1277584 | 0
197 | 942.4 | 0 | 0 | 0 | 0 | 1431.3 | 0 | 0 | 0 | 1121456 | 0
198 | 1051.2 | 0 | 0 | 0 | 0 | 1480.75 | 0 | 0 | 0 | 1250928 | 0
199 | 951.2 | 968.5063 | 968.5063 | 942.8027 | 942.8027 | 1540.05 | 1527237.3137 | 339408.9592 | 153959.6751 | 15392.316 | 48654.8909
200 | 1114.771 | 1160.2278 | 1160.2278 | 1129.436 | 1114.771 | 1565.15 | 1833992.5882 | 401317.56 | 182042.1043 | 0 | 457950.9714
201 | 1167.854 | 1215.4753 | 1215.4753 | 1183.2173 | 1167.854 | 1600.75 | 1970467.0076 | 420427.44 | 190710.5582 | 0 | 466265.7095
202 | 1664.173 | 1732.0326 | 1732.0326 | 1686.0654 | 1664.173 | 1561.6 | 2739676.5347 | 599102.28 | 271759.4509 | 0 | 729573.4432
203 | 1338.632 | 1801.3577 | 1393.2161 | 1753.5507 | 1338.632 | 1512.05 | 2139123.9799 | 481907.52 | 218598.6056 | 0 | 653185.4844
204 | 1317.153 | 2075.8564 | 1370.8612 | 2020.7643 | 1317.153 | 1503.15 | 2083772.1898 | 474175.08 | 215091.0849 | 0 | 654427.468
205 | 1355.422 | 2046.1807 | 1410.6907 | 1991.8762 | 1355.422 | 1489.35 | 2120019.3059 | 487951.92 | 221340.4126 | 0 | 692146.2443
206 | 1226.996 | 1345.2311 | 1277.029 | 1309.5294 | 1226.996 | 1555.85 | 2008971.2172 | 441718.56 | 200368.4468 | 0 | 544970.2734
207 | 1258.144 | 2404.8386 | 1309.4471 | 2341.0155 | 1258.144 | 1621.5 | 2145784.5476 | 452931.84 | 205454.9152 | 0 | 476207.504
208 | 1216.588 | 1261.2914 | 1261.2914 | 1227.8174 | 1216.588 | 1542.5 | 1973501.9061 | 437971.68 | 198668.8204 | 0 | 542256.9075
209 | 1274.12 | 1009.8126 | 1009.8126 | 983.0128 | 983.0128 | 1598.05 | 1650727.93 | 353884.5957 | 160525.9847 | 533599.5602 | 381426.8349
210 | 1113.621 | 344.6106 | 344.6106 | 335.4648 | 335.4648 | 1651.2 | 582199.756 | 120767.3232 | 54781.3997 | 1426360.3389 | 33992.304
211 | 1163.2 | 1210.6316 | 1210.6316 | 1178.5021 | 1163.2 | 1746.15 | 2137409.1502 | 418752 | 189950.56 | 0 | 295278.32
212 | 1064 | 1107.3865 | 1107.3865 | 1077.9971 | 1064 | 1619.95 | 1815074.4729 | 383040 | 173751.2 | 0 | 404373.2
213 | 1449.6 | 1508.71 | 1508.71 | 1468.6697 | 1449.6 | 1556.55 | 2374057.5245 | 521856 | 236719.68 | 0 | 642825.12
214 | 1246.4 | 1297.2242 | 1297.2242 | 1262.7966 | 1246.4 | 1605.6 | 2102593.1006 | 448704 | 203537.12 | 0 | 491580.16
215 | 1491.2 | 1552.0064 | 1552.0064 | 1510.817 | 1491.2 | 1558.85 | 2449233.7678 | 536832 | 243512.96 | 0 | 657842.88
216 | 1336.8 | 1391.3104 | 1391.3104 | 1354.3858 | 1336.8 | 1497.85 | 2110740.6762 | 481248 | 218299.44 | 0 | 151406.7616
217 | 1711.2 | 0 | 0 | 0 | 0 | 1439.15 | 0 | 0 | 0 | 2036328 | 0
218 | 1122.4 | 0 | 0 | 0 | 0 | 1436.1 | 0 | 0 | 0 | 1335656 | 0
219 | 1392 | 0 | 0 | 0 | 0 | 1433.65 | 0 | 0 | 0 | 1656480 | 0
220 | 1262.4 | 0 | 0 | 0 | 0 | 1428.1 | 0 | 0 | 0 | 1502256 | 0
221 | 1117.6 | 0 | 0 | 0 | 0 | 1431.3 | 0 | 0 | 0 | 1329944 | 0
222 | 1514.4 | 0 | 0 | 0 | 0 | 1440.75 | 0 | 0 | 0 | 1802136 | 0
223 | 1350.4 | 1405.465 | 1405.465 | 1368.1647 | 1350.4 | 1460.05 | 2080940.5727 | 486144 | 220520.32 | 0 | 729148.48
224 | 1353.11 | 1408.2855 | 1408.2855 | 1370.9104 | 1353.11 | 1485.15 | 2118873.7402 | 487119.6 | 220962.863 | 0 | 696648.6835
225 | 1445.428 | 1504.3679 | 1504.3679 | 1464.4428 | 1445.428 | 1554.75 | 2371670.1403 | 520354.08 | 236038.3924 | 0 | 643576.817
226 | 1336.752 | 1391.2605 | 1391.2605 | 1354.3372 | 1336.752 | 1521.6 | 2145603.727 | 481230.72 | 218291.6016 | 0 | 639502.1568
227 | 1366.848 | 1825.2894 | 1422.5837 | 1776.8472 | 1366.848 | 1512.05 | 2186443.063 | 492065.28 | 223206.2784 | 0 | 666953.4816
228 | 1423.45 | 2120.4505 | 1481.4927 | 2064.1749 | 1423.45 | 1438.05 | 2165263.1159 | 512442 | 232449.385 | 0 | 799907.7275
229 | 1626.909 | 1693.2491 | 1693.2491 | 1648.3112 | 1626.909 | 1458.15 | 2507240.2259 | 585687.24 | 265674.2397 | 0 | 881540.6416
230 | 1552.301 | 1615.5989 | 1615.5989 | 1572.7217 | 1552.301 | 1515.85 | 2488461.777 | 558828.36 | 253490.7533 | 0 | 751546.5292
231 | 1372.937 | 1678.6408 | 1428.921 | 1634.0906 | 1372.937 | 1533.6 | 2221304.335 | 494257.32 | 224200.6121 | 0 | 640337.8168
232 | 1588.328 | 2412.1844 | 1653.0949 | 2348.1664 | 1588.328 | 1473.9 | 2468112.6655 | 571798.08 | 259373.9624 | 0 | 835619.3608
233 | 1609.75 | 922.5362 | 922.5362 | 898.0526 | 898.0526 | 1555.05 | 1470442.2819 | 323298.9414 | 146651.992 | 1304541.3069 | 385738.7237
234 | 1634.626 | 107.5674 | 107.5674 | 104.7126 | 104.7126 | 1564.7 | 172818.0978 | 37696.5445 | 17099.5714 | 2804331.2188 | 44001.4299
235 | 1760.002 | 1831.7692 | 1831.7692 | 1783.1551 | 1760.002 | 1615.9 | 2998756.32 | 633600.72 | 287408.3266 | 0 | 676016.7682
236 | 1500 | 1561.1652 | 1561.1652 | 1519.7327 | 1500 | 1529.9 | 2421398.5911 | 540000 | 244950 | 0 | 705150
237 | 1500 | 1561.1652 | 1561.1652 | 1519.7327 | 1500 | 1496.05 | 2366379.2133 | 540000 | 244950 | 0 | 755925
238 | 1466.4 | 1526.1951 | 1526.1951 | 1485.6907 | 1466.4 | 1535.6 | 2371179.966 | 527904 | 239463.12 | 0 | 680996.16
239 | 1682.4 | 1751.0029 | 1751.0029 | 1704.5322 | 1682.4 | 1472.6 | 2619530.9163 | 605664 | 274735.92 | 0 | 887297.76
240 | 1397.6 | 0 | 0 | 0 | 0 | 1446.15 | 0 | 0 | 0 | 2561800.8 | 0
241 | 1472.8 | 0 | 0 | 0 | 0 | 1434 | 0 | 0 | 0 | 1752632 | 0
242 | 1350.4 | 0 | 0 | 0 | 0 | 1423.5 | 0 | 0 | 0 | 1606976 | 0
243 | 1287.2 | 0 | 0 | 0 | 0 | 1406.25 | 0 | 0 | 0 | 1531768 | 0
244 | 1179.2 | 0 | 0 | 0 | 0 | 1348.6 | 0 | 0 | 0 | 1403248 | 0
245 | 1111.2 | 0 | 0 | 0 | 0 | 1321.55 | 0 | 0 | 0 | 1322328 | 0
246 | 1189.6 | 0 | 0 | 0 | 0 | 1365.85 | 0 | 0 | 0 | 1415624 | 0
247 | 1056 | 78.51 | 78.51 | 76.4263 | 76.4263 | 1415.4 | 114082.8933 | 27513.4843 | 12480.4222 | 1795558.5093 | 0
248 | 1007.057 | 980.8385 | 980.8385 | 954.8075 | 954.8075 | 1390.95 | 1398922.8768 | 343730.7143 | 155920.0712 | 95773.2606 | 0
249 | 1526.413 | 1058.7239 | 1058.7239 | 1030.626 | 1030.626 | 1504.95 | 1633919.486 | 371025.3571 | 168301.2245 | 908777.5859 | 428647.4583
250 | 1751.451 | 1822.8696 | 1822.8696 | 1774.4916 | 1751.451 | 1499.2 | 2767539.0033 | 630522.36 | 286011.9483 | 0 | 877126.6608
251 | 1601.404 | 1737.6414 | 1666.7031 | 1691.5253 | 1601.404 | 1321.65 | 2244296.8514 | 576505.44 | 261509.2732 | 0 | 1086312.4034
252 | 1468.113 | 1527.9779 | 1527.9779 | 1487.4262 | 1468.113 | 1402.1 | 2182555.7835 | 528520.68 | 239742.8529 | 0 | 877784.7627
253 | 1613.967 | 1679.7794 | 1679.7794 | 1635.199 | 1613.967 | 1440.85 | 2460486.1473 | 581028.12 | 263560.8111 | 0 | 902449.648
254 | 1643.485 | 1569.201 | 1569.201 | 1527.5553 | 1527.5553 | 1444.9 | 2339415.9254 | 549919.9036 | 249449.7785 | 212499.1626 | 818556.011
255 | 1670.927 | 1739.062 | 1739.062 | 1692.9083 | 1670.927 | 1371.5 | 2420930.6139 | 601533.72 | 272862.3791 | 0 | 1050177.6195
256 | 1625.599 | 904.3434 | 904.3434 | 880.3427 | 880.3427 | 1400.4 | 1300726.375 | 316923.3587 | 143759.9569 | 1366054.8658 | 509558.068
257 | 1615.953 | 441.867 | 441.867 | 430.1401 | 430.1401 | 1551.25 | 703025.3084 | 154850.4297 | 70241.8755 | 2173595.078 | 186335.36
258 | 1849.735 | 46.8974 | 46.8974 | 45.6528 | 45.6528 | 1564.7 | 75275.0295 | 16434.9975 | 7455.0975 | 3306882.7261 | 19183.671
259 | 1528.006 | 1590.3132 | 1590.3132 | 1548.1071 | 1528.006 | 1572.9 | 2534346.6466 | 550082.16 | 249523.3798 | 0 | 652611.3626
260 | 1338.4 | 1392.9757 | 1392.9757 | 1356.0068 | 1338.4 | 1529.9 | 2159154.7984 | 481824 | 218560.72 | 0 | 629181.84
261 | 1358.4 | 1413.7912 | 1413.7912 | 1376.2699 | 1358.4 | 1508.65 | 2157758.6266 | 489024 | 221826.72 | 0 | 667449.84
262 | 1418.4 | 1476.2378 | 1476.2378 | 1437.0593 | 1418.4 | 1495.6 | 2232251.0051 | 510624 | 231624.72 | 0 | 715440.96
263 | 1347.2 | 1402.1345 | 1402.1345 | 1364.9226 | 1347.2 | 1472.6 | 2098722.6449 | 484992 | 219997.76 | 0 | 710513.28
264 | 1475.2 | 0 | 0 | 0 | 0 | 1451.05 | 0 | 0 | 0 | 2704041.6 | 0
265 | 1247.2 | 0 | 0 | 0 | 0 | 1332.75 | 0 | 0 | 0 | 2286117.6 | 0
266 | 1436 | 0 | 0 | 0 | 0 | 1336.9 | 0 | 0 | 0 | 2632188 | 0
267 | 1268.8 | 0 | 0 | 0 | 0 | 1281.5 | 0 | 0 | 0 | 2325710.4 | 0
268 | 1268.8 | 0 | 0 | 0 | 0 | 1280.95 | 0 | 0 | 0 | 2325710.4 | 0
269 | 1345.6 | 0 | 0 | 0 | 0 | 1294.3 | 0 | 0 | 0 | 2466484.8 | 0
270 | 1118.4 | 0 | 0 | 0 | 0 | 1366 | 0 | 0 | 0 | 2050027.2 | 0
271 | 1312.8 | 30.2158 | 30.2158 | 29.4139 | 29.4139 | 1452.45 | 45032.3329 | 10589.0113 | 4803.2932 | 2352446.6844 | 15547.1347
272 | 1080.054 | 1124.0951 | 1124.0951 | 1094.2623 | 1080.054 | 1477.55 | 1681588.1295 | 388819.44 | 176372.8182 | 0 | 564274.2123
273 | 1017.97 | 1059.4796 | 1059.4796 | 1031.3615 | 1017.97 | 1514.75 | 1625105.9352 | 366469.2 | 166234.501 | 0 | 493969.9425
274 | 1165.131 | 1212.6413 | 1212.6413 | 1180.4585 | 1165.131 | 1517.8 | 1867082.3858 | 419447.16 | 190265.8923 | 0 | 561826.1682
275 | 1340.908 | 1395.5859 | 1395.5859 | 1358.5478 | 1340.908 | 1372.5 | 1953303.8419 | 482726.88 | 218970.2764 | 0 | 834544.88
276 | 1421.717 | 1479.6901 | 1479.6901 | 1440.4199 | 1421.717 | 1366.7 | 2061476.7285 | 511818.12 | 232166.3861 | 0 | 900373.3761
277 | 1076.722 | 1120.6273 | 1120.6273 | 1090.8864 | 1076.722 | 1350.9 | 1540308.3615 | 387619.92 | 175828.7026 | 0 | 698900.2502
278 | 1233.429 | 1283.7243 | 1283.7243 | 1249.6549 | 1233.429 | 1369.35 | 1791114.8481 | 444034.44 | 201418.9557 | 0 | 777861.9989
279 | 966.192 | 912.0369 | 912.0369 | 887.8319 | 887.8319 | 1388.2 | 1304310.4109 | 319619.4861 | 144982.9502 | 143634.0527 | 524348.6962
280 | 1205.397 | 1030.1879 | 1030.1879 | 1002.8473 | 1002.8473 | 1383.8 | 1463535.39 | 361025.0295 | 163764.9648 | 371273.5925 | 596535.8256
281 | 1237.532 | 16.232 | 16.232 | 15.8012 | 15.8012 | 1555.05 | 25898.8496 | 5688.4203 | 2580.3307 | 2239432.6157 | 6787.2673
282 | 859.624 | 1.0377 | 1.0377 | 1.0101 | 1.0101 | 1564.7 | 1666.7538 | 363.6416 | 164.9519 | 1573839.25 | 424.4175
283 | 1175.2 | 938.8358 | 938.8358 | 913.9196 | 913.9196 | 1572.9 | 1515680.9322 | 329011.0695 | 149243.0768 | 478926.9042 | 0
284 | 1189.6 | 1238.1081 | 1238.1081 | 1205.2494 | 1189.6 | 1529.9 | 1920956.9877 | 428256 | 194261.68 | 0 | 530219.2086
285 | 1346.4 | 1401.3019 | 1401.3019 | 1364.1121 | 1346.4 | 1509.75 | 2142421.1506 | 484704 | 219867.12 | 0 | 660072.6
286 | 1161.6 | 1208.9663 | 1208.9663 | 1176.881 | 1161.6 | 1495.6 | 1827699.5748 | 418176 | 189689.28 | 0 | 585911.04
287 | 1086.4 | 1130.6999 | 1130.6999 | 1100.6917 | 1086.4 | 1465 | 1680290.3373 | 391104 | 177409.12 | 0 | 581224
288 | 136.8 | 142.3783 | 142.3783 | 138.5996 | 136.8 | 1344.7 | 194173.7344 | 49248 | 22339.44 | 0 | 89645.04
289 | 106.4 | 0 | 0 | 0 | 0 | 1271.1 | 0 | 0 | 0 | 126616 | 0
290 | 88 | 0 | 0 | 0 | 0 | 1253.2 | 0 | 0 | 0 | 104720 | 0
291 | 92 | 0 | 0 | 0 | 0 | 1274.7 | 0 | 0 | 0 | 109480 | 0
292 | 88 | 0 | 0 | 0 | 0 | 1267 | 0 | 0 | 0 | 104720 | 0
293 | 92 | 0 | 0 | 0 | 0 | 1232.7 | 0 | 0 | 0 | 109480 | 0
294 | 84.8 | 0 | 0 | 0 | 0 | 1271.2 | 0 | 0 | 0 | 100912 | 0
295 | 82.4 | 85.76 | 85.76 | 83.484 | 82.4 | 1296.75 | 112614.593 | 29664 | 13455.92 | 0 | 57947.8
296 | 81.362 | 84.6797 | 84.6797 | 82.4323 | 81.362 | 1472.5 | 126051.6882 | 29290.32 | 13286.4146 | 0 | 42918.455
297 | 804.961 | 837.7847 | 837.7847 | 815.5504 | 804.961 | 1507 | 1276293.79 | 289785.96 | 131450.1313 | 0 | 396845.773
298 | 971.201 | 1149.9324 | 1010.8035 | 1119.4138 | 971.201 | 1508.85 | 1542705.6043 | 349632.36 | 158597.1233 | 0 | 477005.3712
299 | 1378.581 | 1662.4963 | 1434.7951 | 1618.3745 | 1378.581 | 1413.45 | 2063993.9578 | 496289.16 | 225122.2773 | 0 | 808606.6856
300 | 1301.865 | 1927.682 | 1354.9498 | 1876.5224 | 1301.865 | 1326.9 | 1829995.4612 | 468671.4 | 212594.5545 | 0 | 876285.3315
301 | 1411.199 | 2078.8153 | 1468.7432 | 2023.6447 | 1411.199 | 1319.75 | 1967083.9697 | 508031.64 | 230448.7967 | 0 | 959968.1197
302 | 1430.445 | 2830.2104 | 1488.774 | 2755.0981 | 1430.445 | 1358.55 | 2059792.9314 | 514960.2 | 233591.6685 | 0 | 917558.9453
303 | 1147.683 | 1734.6991 | 1194.4818 | 1688.6611 | 1147.683 | 1348.45 | 1634234.2969 | 413165.88 | 187416.6339 | 0 | 747772.8587
304 | 1193.172 | 1004.8055 | 1004.8055 | 978.1385 | 978.1385 | 1370.1 | 1414411.5029 | 352129.8515 | 159730.0132 | 394156.4487 | 594774.2564
305 | 1254.203 | 640.4285 | 640.4285 | 623.4318 | 623.4318 | 1521.8 | 999838.4869 | 224435.465 | 101806.4206 | 1156203.5231 | 287792.2368
306 | 1409.776 | 82.5149 | 82.5149 | 80.325 | 80.325 | 1542.4 | 130702.7654 | 28916.9878 | 13117.067 | 2436883.745 | 35482.7616
307 | 1164.8 | 1212.2968 | 1212.2968 | 1180.1231 | 1164.8 | 1545.2 | 1899977.8569 | 419328 | 190211.84 | 0 | 529751.04
308 | 1167.2 | 1214.7947 | 1214.7947 | 1182.5547 | 1167.2 | 1470.15 | 1809746.6104 | 420192 | 190603.76 | 0 | 618440.92
309 | 1375.2 | 1431.2762 | 1431.2762 | 1393.291 | 1375.2 | 1416.1 | 2051297.1608 | 495072 | 224570.16 | 0 | 802979.28
310 | 1362.4 | 1417.9543 | 1417.9543 | 1380.3226 | 1362.4 | 1477.45 | 2120075.3116 | 490464 | 222479.92 | 0 | 711922.12
311 | 1214.4 | 1263.9193 | 1263.9193 | 1230.3756 | 1214.4 | 1436.05 | 1840890.2194 | 437184 | 198311.52 | 0 | 684860.88
312 | 949.6 | 0 | 0 | 0 | 0 | 1282.6 | 0 | 0 | 0 | 1740616.8 | 0
313 | 1832.8 | 0 | 0 | 0 | 0 | 1338.7 | 0 | 0 | 0 | 2181032 | 0
314 | 1784.8 | 0 | 0 | 0 | 0 | 1298.2 | 0 | 0 | 0 | 2123912 | 0
315 | 1888 | 0 | 0 | 0 | 0 | 1288.85 | 0 | 0 | 0 | 2246720 | 0
316 | 2028.8 | 0 | 0 | 0 | 0 | 1287.75 | 0 | 0 | 0 | 2414272 | 0
317 | 2156.8 | 0 | 0 | 0 | 0 | 1294.5 | 0 | 0 | 0 | 2566592 | 0
318 | 2129.6 | 0 | 0 | 0 | 0 | 1281.1 | 0 | 0 | 0 | 2534224 | 0
319 | 1976.8 | 0 | 0 | 0 | 0 | 1278.05 | 0 | 0 | 0 | 3623474.4 | 0
320 | 1127.549 | 365.1295 | 365.1295 | 355.4391 | 355.4391 | 1339.4 | 501292.6592 | 127958.0906 | 58043.2116 | 1415277.3726 | 0
321 | 1638.403 | 1705.2118 | 1705.2118 | 1659.9564 | 1638.403 | 1431.5 | 2465815.9874 | 589825.08 | 267551.2099 | 0 | 863823.243
322 | 1940.862 | 2020.0041 | 2020.0041 | 1966.3943 | 1940.862 | 1408.55 | 2885545.5464 | 698710.32 | 316942.7646 | 0 | 1147922.8299
323 | 2188.553 | 2277.7952 | 2277.7952 | 2217.3437 | 2188.553 | 1408 | 3266342.194 | 787879.08 | 357390.7049 | 0 | 1295623.376
324 | 2025.649 | 2108.2485 | 2108.2485 | 2052.2967 | 2025.649 | 1447.75 | 3113032.522 | 729233.64 | 330788.4817 | 0 | 1118664.6602
325 | 1943.684 | 2022.9412 | 2022.9412 | 1969.2534 | 1943.684 | 1307.8 | 2699551.4972 | 699726.24 | 317403.5972 | 0 | 1345418.0648
326 | 2335.268 | 2430.4927 | 2430.4927 | 2365.9888 | 2335.268 | 1291.9 | 3202303.4378 | 840696.48 | 381349.2644 | 0 | 1653603.2708
327 | 2168.745 | 1895.3576 | 1895.3576 | 1845.0558 | 1845.0558 | 1268.65 | 2478097.2035 | 664220.0954 | 301297.6155 | 593322.2658 | 1302611.8731
328 | 1973.613 | 2054.0906 | 2054.0906 | 1999.5762 | 1973.613 | 1411.95 | 2934524.8107 | 710500.68 | 322291.0029 | 0 | 1160583.1246
329 | 2279.797 | 1322.9574 | 1322.9574 | 1287.8468 | 1287.8468 | 1480.4 | 2003939.652 | 463624.8599 | 210305.3879 | 1818244.6559 | 645971.916
330 | 1609.172 | 178.0363 | 178.0363 | 173.3113 | 173.3113 | 1518.15 | 276510.7318 | 62392.0796 | 28301.7405 | 2631932.6041 | 80615.4324
331 | 2156.812 | 1729.1747 | 1729.1747 | 1683.2833 | 1683.2833 | 1529.15 | 2706224.3071 | 605981.9925 | 274880.1649 | 1609050.4806 | 498265.7121
332 | 2172.8 | 2093.1229 | 2093.1229 | 2037.5725 | 2037.5725 | 1492.25 | 3207140.52 | 733526.1078 | 332735.5928 | 459502.9712 | 911920.5233
333 | 2000 | 2081.5536 | 2081.5536 | 2026.3103 | 2000 | 1473.65 | 3107260.7319 | 720000 | 326600 | 0 | 945326.179
334 | 1667.2 | 1735.1831 | 1735.1831 | 1689.1323 | 1667.2 | 1460.2 | 2568424.3441 | 600192 | 272253.76 | 0 | 899954.56
335 | 2352 | 2093.1229 | 2093.1229 | 2037.5725 | 2037.5725 | 1434.6 | 3086771.4669 | 733526.1078 | 332735.5928 | 1068424.5712 | 1015460.0962
336 | 2075.2 | 0 | 0 | 0 | 0 | 1401.15 | 0 | 0 | 0 | 3803841.6 | 0
337 | 1518.4 | 0 | 0 | 0 | 0 | 1381.7 | 0 | 0 | 0 | 1806896 | 0
338 | 1494.4 | 0 | 0 | 0 | 0 | 1336.2 | 0 | 0 | 0 | 1778336 | 0
339 | 1260 | 0 | 0 | 0 | 0 | 1333.75 | 0 | 0 | 0 | 1499400 | 0
340 | 1234.4 | 0 | 0 | 0 | 0 | 1340.9 | 0 | 0 | 0 | 1468936 | 0
341 | 1272 | 0 | 0 | 0 | 0 | 1344.1 | 0 | 0 | 0 | 1513680 | 0
342 | 1414.4 | 0 | 0 | 0 | 0 | 1240.75 | 0 | 0 | 0 | 1683136 | 0
343 | 1373.6 | 0 | 0 | 0 | 0 | 1408.8 | 0 | 0 | 0 | 2517808.8 | 0
344 | 996.612 | 0 | 0 | 0 | 0 | 1485.15 | 0 | 0 | 0 | 1826789.796 | 0
345 | 1176.84 | 0 | 0 | 0 | 0 | 1596.25 | 0 | 0 | 0 | 2157147.72 | 0
346 | 1297.88 | 1006.3208 | 1006.3208 | 979.6136 | 979.6136 | 1551.6 | 1602940.8927 | 352660.9069 | 159970.9058 | 583382.2556 | 99455.12
347 | 1357.844 | 1413.2125 | 1413.2125 | 1375.7066 | 1357.844 | 1501.35 | 2152294.7028 | 488823.84 | 221735.9252 | 0 | 677088.9106
348 | 1435.047 | 1493.5636 | 1493.5636 | 1453.9253 | 1435.047 | 1460.6 | 2211053.2883 | 516616.92 | 234343.1751 | 0 | 774064.3518
349 | 1435.033 | 1493.549 | 1493.549 | 1453.9111 | 1435.033 | 1428.4 | 2164400.8355 | 516611.88 | 234340.8889 | 0 | 820264.8628
350 | 1087.883 | 1132.2434 | 1132.2434 | 1102.1943 | 1087.883 | 1501.35 | 1724430.6134 | 391637.88 | 177651.2939 | 0 | 542472.858
351 | 1211.392 | 1260.7887 | 1260.7887 | 1227.328 | 1211.392 | 1530.9 | 1953567.8507 | 436101.12 | 197820.3136 | 0 | 568263.9872
352 | 1440.601 | 493.5436 | 493.5436 | 480.4453 | 480.4453 | 1546.3 | 782832.4321 | 172960.2942 | 78456.7112 | 1759965.4684 | 210422.8841
353 | 1275.894 | 85.8308 | 85.8308 | 83.5529 | 83.5529 | 1555.05 | 136809.8017 | 30079.0362 | 13644.1851 | 2185561.2758 | 35888.3322
354 | 1244.187 | 0 | 0 | 0 | 0 | 1564.7 | 0 | 0 | 0 | 2280594.771 | 0
355 | 798.4 | 830.9562 | 830.9562 | 808.9031 | 798.4 | 1647.9 | 1389137.1774 | 287424 | 130378.72 | 0 | 281116.64
356 | 1210.4 | 1259.7562 | 1259.7562 | 1226.323 | 1210.4 | 1533.7 | 1961721.6071 | 435744 | 197658.32 | 0 | 564409.52
357 | 1458.4 | 1517.8689 | 1517.8689 | 1477.5855 | 1458.4 | 1491.35 | 2294091.9144 | 525024 | 238156.72 | 0 | 741815.16
358 | 1131.2 | 1177.3267 | 1177.3267 | 1146.0811 | 1131.2 | 1495.6 | 1782880.578 | 407232 | 184724.96 | 0 | 570577.28
359 | 1050.4 | 1093.2319 | 1093.2319 | 1064.2182 | 1050.4 | 1472.6 | 1635637.7407 | 378144 | 171530.32 | 0 | 553980.96
360 | 949.6 | 0 | 0 | 0 | 0 | 1428.85 | 0 | 0 | 0 | 1740616.8 | 0
361 | 1194.4 | 0 | 0 | 0 | 0 | 1257.1 | 0 | 0 | 0 | 1421336 | 0
362 | 1084.8 | 0 | 0 | 0 | 0 | 1378.4 | 0 | 0 | 0 | 1290912 | 0
363 | 1221.6 | 0 | 0 | 0 | 0 | 1309.2 | 0 | 0 | 0 | 1453704 | 0
364 | 1077.6 | 0 | 0 | 0 | 0 | 1247.6 | 0 | 0 | 0 | 1282344 | 0
365 | 1200.8 | 0 | 0 | 0 | 0 | 1241.3 | 0 | 0 | 0 | 1428952 | 0
366 | 1140 | 0 | 0 | 0 | 0 | 1250.25 | 0 | 0 | 0 | 1356600 | 0
367 | 1037.6 | 11.3028 | 11.3028 | 11.0029 | 11.0029 | 1373.05 | 15924.4405 | 3961.0314 | 1796.7678 | 1881752.5487 | 6659.4629
368 | 866.892 | 570.3977 | 570.3977 | 555.2597 | 555.2597 | 1481.35 | 866197.809 | 199893.4837 | 90673.9053 | 571222.0481 | 278003.6611
369 | 1066.826 | 1110.3277 | 1110.3277 | 1080.8603 | 1066.826 | 1514.75 | 1705546.3324 | 384057.36 | 174212.6858 | 0 | 517677.3165
370 | 1366.055 | 1421.7583 | 1421.7583 | 1384.0257 | 1366.055 | 1472.3 | 2124952.3381 | 491779.8 | 223076.7815 | 0 | 720867.2235
371 | 1574.613 | 1638.8207 | 1638.8207 | 1595.3273 | 1574.613 | 1139.65 | 1902521.2841 | 566860.68 | 257134.3029 | 0 | 1354718.2945
372 | 1515.751 | 1577.5585 | 1577.5585 | 1535.6909 | 1515.751 | 1241.85 | 1995243.5608 | 545670.36 | 247522.1383 | 0 | 1149166.6206
373 | 1570.042 | 1634.0633 | 1634.0633 | 1590.6961 | 1570.042 | 1292.05 | 2144444.8856 | 565215.12 | 256387.8586 | 0 | 1111511.2339
374 | 1584.014 | 1648.605 | 1648.605 | 1604.8519 | 1584.014 | 1361.2 | 2281670.7334 | 570245.04 | 258669.4862 | 0 | 1011868.1432
375 | 1443.606 | 1502.4716 | 1502.4716 | 1462.5968 | 1443.606 | 1530.9 | 2331612.0627 | 519698.16 | 235740.8598 | 0 | 677195.5746
376 | 1857.159 | 1932.888 | 1932.888 | 1881.5902 | 1857.159 | 1520.3 | 2978457.8115 | 668577.24 | 303274.0647 | 0 | 888173.6643
377 | 2051.354 | 640.6262 | 640.6262 | 623.6243 | 623.6243 | 1547.45 | 1017332.6447 | 224504.7648 | 101837.8558 | 2617028.4546 | 272439.6255
378 | 1864.668 | 71.4878 | 71.4878 | 69.5906 | 69.5906 | 1560.9 | 114611.8998 | 25052.6115 | 11364.1429 | 3290376.8973 | 29498.2989
379 | 1687.2 | 1755.9986 | 1755.9986 | 1709.3954 | 1687.2 | 1572.9 | 2801762.8636 | 607392 | 275519.76 | 0 | 720603.12
380 | 1437.6 | 1496.2207 | 1496.2207 | 1456.5118 | 1437.6 | 1529.9 | 2322638.0724 | 517536 | 234760.08 | 0 | 675815.76
381 | 1798.4 | 1871.733 | 1871.733 | 1822.0582 | 1798.4 | 1549.75 | 2932943.197 | 647424 | 293678.72 | 0 | 808650.3508
382 | 1439.2 | 1497.886 | 1497.886 | 1458.1329 | 1439.2 | 1537.1 | 2325719.6094 | 518112 | 235021.36 | 0 | 666205.68
383 | 1318.4 | 1372.1601 | 1372.1601 | 1335.7437 | 1318.4 | 1446.6 | 2011009.1987 | 474624 | 215294.72 | 0 | 729602.56
384 | 1333.6 | 0 | 0 | 0 | 0 | 1224.85 | 0 | 0 | 0 | 2444488.8 | 0
385 | 1427.2 | 0 | 0 | 0 | 0 | 1242.4 | 0 | 0 | 0 | 1698368 | 0
386 | 1464.8 | 0 | 0 | 0 | 0 | 1219.95 | 0 | 0 | 0 | 1743112 | 0
387 | 1109.6 | 0 | 0 | 0 | 0 | 1218.65 | 0 | 0 | 0 | 1320424 | 0
388 | 1159.2 | 0 | 0 | 0 | 0 | 1228.1 | 0 | 0 | 0 | 1379448 | 0
389 | 1433.6 | 0 | 0 | 0 | 0 | 1241.3 | 0 | 0 | 0 | 1705984 | 0
390 | 1189.6 | 0 | 0 | 0 | 0 | 1250.25 | 0 | 0 | 0 | 1415624 | 0
391 | 1440 | 64.9695 | 64.9695 | 63.2452 | 63.2452 | 1381.7 | 92075.3308 | 22768.2708 | 10327.9406 | 2523591.5544 | 37749.6882
392 | 1042.494 | 1002.1067 | 1002.1067 | 975.5114 | 975.5114 | 1477.55 | 1518136.1264 | 351184.0915 | 159301.0059 | 122779.1696 | 491991.165
393 | 1260.412 | 1311.8076 | 1311.8076 | 1276.9929 | 1260.412 | 1514.75 | 2009739.5836 | 453748.32 | 205825.2796 | 0 | 611614.923
394 | 1528.29 | 1590.6088 | 1590.6088 | 1548.3949 | 1528.29 | 1517.8 | 2443903.4241 | 550184.4 | 249569.757 | 0 | 736941.438
395 | 1634.053 | 1700.6844 | 1700.6844 | 1655.5492 | 1634.053 | 1329.15 | 2295759.2626 | 588259.08 | 266840.8549 | 0 | 1096204.455
396 | 1747.764 | 2090.1754 | 1819.0312 | 2034.7033 | 1747.764 | 1300.7 | 2401984.4684 | 629195.04 | 285409.8612 | 0 | 1222211.3652
397 | 1461.828 | 1521.4367 | 1521.4367 | 1481.0586 | 1461.828 | 1317.55 | 2027887.2099 | 526258.08 | 238716.5124 | 0 | 997624.5186
398 | 1421.187 | 1479.1384 | 1479.1384 | 1439.8829 | 1421.187 | 1309.65 | 1960490.371 | 511627.32 | 232079.8371 | 0 | 981116.4454
399 | 1580.373 | 1644.8155 | 1644.8155 | 1601.163 | 1580.373 | 1327.35 | 2205803.8551 | 568934.28 | 258074.9109 | 0 | 1063037.8984
400 | 1462.36 | 366.1276 | 366.1276 | 356.4108 | 356.4108 | 1346.3 | 505125.5077 | 128307.8722 | 58201.8765 | 2027204.9638 | 224910.7146
401 | 1717.244 | 117.3351 | 117.3351 | 114.2211 | 114.2211 | 1540.55 | 185253.4991 | 41119.5905 | 18652.3031 | 2938341.0038 | 50660.3354
402 | 1611.558 | 29.0699 | 29.0699 | 28.2984 | 28.2984 | 1564.7 | 46682.429 | 10187.4371 | 4621.1347 | 2902114.7802 | 11891.5254
403 | 1616.357 | 1682.2669 | 1682.2669 | 1637.6204 | 1616.357 | 1655.9 | 2823889.7794 | 581888.52 | 263951.0981 | 0 | 556188.4437
404 | 1480.8 | 1541.1823 | 1541.1823 | 1500.2801 | 1480.8 | 1571.4 | 2455274.1539 | 533088 | 241814.64 | 0 | 634670.88
405 | 1845.6 | 1920.8576 | 1920.8576 | 1869.8791 | 1845.6 | 1531.35 | 2974769.312 | 664416 | 301386.48 | 0 | 841696.806
406 | 1497.6 | 1558.6673 | 1558.6673 | 1517.3011 | 1497.6 | 1580.1 | 2487806.8315 | 539136 | 244558.08 | 0 | 628842.24
407 | 1532 | 1594.47 | 1594.47 | 1552.1537 | 1532 | 1468.8 | 2369520.8058 | 551520 | 250175.6 | 0 | 813798.4
408 | 1503.2 | 0 | 0 | 0 | 0 | 1303.2 | 0 | 0 | 0 | 2755365.6 | 0
409 | 1740.8 | 0 | 0 | 0 | 0 | 1395.35 | 0 | 0 | 0 | 2071552 | 0
410 | 1453.6 | 0 | 0 | 0 | 0 | 1318.8 | 0 | 0 | 0 | 1729784 | 0
411 | 1256 | 0 | 0 | 0 | 0 | 1343.4 | 0 | 0 | 0 | 1494640 | 0
412 | 1274.4 | 0 | 0 | 0 | 0 | 1383.1 | 0 | 0 | 0 | 1516536 | 0
413 | 1436.8 | 0 | 0 | 0 | 0 | 1402.3 | 0 | 0 | 0 | 1709792 | 0
414 | 1512.8 | 0 | 0 | 0 | 0 | 1433.15 | 0 | 0 | 0 | 1800232 | 0
415 | 1361.6 | 643.2875 | 643.2875 | 626.215 | 626.215 | 1456.25 | 957931.5665 | 225437.3944 | 102260.9069 | 1347960.7336 | 30167.7938
416 | 1307.476 | 1360.7907 | 1360.7907 | 1324.676 | 1307.476 | 1485.15 | 2041584.1945 | 470691.36 | 213510.8308 | 0 | 671543.5678
417 | 1117.404 | 1162.9682 | 1162.9682 | 1132.1036 | 1117.404 | 1549.75 | 1824362.3284 | 402265.44 | 182472.0732 | 0 | 503111.151
418 | 1558.331 | 1621.8747 | 1621.8747 | 1578.8311 | 1558.331 | 1521.6 | 2497719.5055 | 560999.16 | 254475.4523 | 0 | 745505.5504
419 | 1635.582 | 1828.3597 | 1702.2758 | 1779.836 | 1635.582 | 1475.25 | 2552330.3101 | 588809.52 | 267090.5406 | 0 | 858271.6545
420 | 1614.236 | 2133.3135 | 1680.0594 | 2076.6965 | 1614.236 | 1433.5 | 2443183.6025 | 581124.96 | 263604.7388 | 0 | 914464.694
421 | 1599.883 | 1706.7969 | 1665.1211 | 1661.4995 | 1599.883 | 1385.75 | 2331679.2063 | 575957.88 | 261260.8939 | 0 | 982728.1327
422 | 1534.321 | 2046.7001 | 1596.8857 | 1992.3817 | 1534.321 | 1484.15 | 2402907.8905 | 552355.56 | 250554.6193 | 0 | 791479.4879
423 | 1869.297 | 3139.9851 | 1945.5209 | 3056.6516 | 1869.297 | 1512.5 | 2979139.7478 | 672946.92 | 305256.2001 | 0 | 911282.2875
424 | 1731.41 | 2518.6663 | 1802.0113 | 2451.8223 | 1731.41 | 1538.7 | 2803887.0877 | 623307.6 | 282739.253 | 0 | 798699.433
425 | 1852.086 | 1341.5936 | 1341.5936 | 1305.9884 | 1305.9884 | 1555.05 | 2134403.1948 | 470155.8201 | 213267.9039 | 1000996.9207 | 560958.6989
426 | 1824.781 | 127.1392 | 127.1392 | 123.765 | 123.765 | 1604.7 | 209111.3255 | 44555.4022 | 20210.8255 | 3117962.3167 | 47228.8628
427 | 1772.851 | 1845.1422 | 1845.1422 | 1796.1731 | 1772.851 | 1655.9 | 3095730.1195 | 638226.36 | 289506.5683 | 0 | 475900.9671
428 | 1725.6 | 1795.9644 | 1795.9644 | 1748.3005 | 1725.6 | 1576.2 | 2869088.6805 | 621216 | 281790.48 | 0 | 731309.28
429 | 1548.8 | 1611.9551 | 1611.9551 | 1569.1747 | 1548.8 | 1513.55 | 2465339.7227 | 557568 | 252919.04 | 0 | 753413.76
430 | 1660 | 1727.6895 | 1727.6895 | 1681.8375 | 1660 | 1578.6 | 2749468.6341 | 597600 | 271078 | 0 | 699524
431 | 1914.4 | 1992.4631 | 1992.4631 | 1939.5842 | 1914.4 | 1554.1 | 3131936.3803 | 689184 | 312621.52 | 0 | 800837.7377
432 | 1842.4 | 0 | 0 | 0 | 0 | 1454.85 | 0 | 0 | 0 | 3377119.2 | 0
433 | 1708 | 0 | 0 | 0 | 0 | 1481.9 | 0 | 0 | 0 | 3130764 | 0
434 | 1356.8 | 0 | 0 | 0 | 0 | 1431.1 | 0 | 0 | 0 | 2487014.4 | 0
435 | 1073.6 | 0 | 0 | 0 | 0 | 1421.05 | 0 | 0 | 0 | 1967908.8 | 0
436 | 1288.8 | 0 | 0 | 0 | 0 | 1424.3 | 0 | 0 | 0 | 2362370.4 | 0
437 | 1396.8 | 0 | 0 | 0 | 0 | 1431.3 | 0 | 0 | 0 | 2560334.4 | 0
438 | 1372 | 0 | 0 | 0 | 0 | 1440.75 | 0 | 0 | 0 | 2514876 | 0
439 | 1415.2 | 850.8891 | 850.8891 | 828.307 | 828.307 | 1460.05 | 1271638.4209 | 298190.5253 | 135262.5355 | 1075774.842 | 46654.3798
440 | 1131.076 | 1177.1977 | 1177.1977 | 1145.9555 | 1131.076 | 1485.15 | 1765848.2987 | 407187.36 | 184704.7108 | 0 | 582334.4786
441 | 1241.663 | 1292.294 | 1292.294 | 1257.9973 | 1241.663 | 1514.75 | 1978526.1756 | 446998.68 | 202763.5679 | 0 | 602516.9708
442 | 856.555 | 1271.9687 | 891.4815 | 1238.2113 | 856.555 | 1521.6 | 1371944.2753 | 308359.8 | 139875.4315 | 0 | 409775.912
443 | 1284.095 | 1823.7126 | 1336.4563 | 1775.3122 | 1284.095 | 1493.65 | 2027610.4021 | 462274.2 | 209692.7135 | 0 | 650201.5032
444 | 1493.401 | 2067.0004 | 1554.2971 | 2012.1433 | 1493.401 | 1485.85 | 2349097.1363 | 537624.36 | 243872.3833 | 0 | 767832.1242
445 | 1383.033 | 1979.8863 | 1439.4287 | 1927.3412 | 1383.033 | 1479.75 | 2163126.3183 | 497891.88 | 225849.2889 | 0 | 719522.9183
446 | 1395.108 | 1999.378 | 1451.996 | 1946.3156 | 1395.108 | 1515.85 | 2237539.9152 | 502238.88 | 227821.1364 | 0 | 675441.5382
447 | 1147.015 | 2357.0847 | 1193.7866 | 2294.5289 | 1147.015 | 1538.5 | 1861355.8974 | 412925.4 | 187307.5495 | 0 | 529347.4225
448 | 1254.993 | 1513.2437 | 1306.1676 | 1473.083 | 1254.993 | 1542.5 | 2040106.5441 | 451797.48 | 204940.3569 | 0 | 574159.2975
449 | 1593.632 | 460.3179 | 460.3179 | 448.1013 | 448.1013 | 1595.05 | 751512.4464 | 161316.4668 | 73174.9418 | 2099757.779 | 175169.2215
450 | 1540.045 | 62.9555 | 62.9555 | 61.2847 | 61.2847 | 1564.7 | 101013.5212 | 22062.507 | 10007.7983 | 2710567.5538 | 25752.348
451 | 1594.407 | 0 | 0 | 0 | 0 | 1657.4 | 0 | 0 | 0 | 2922548.031 | 0
452 | 1601.6 | 0 | 0 | 0 | 0 | 1575.2 | 0 | 0 | 0 | 2935732.8 | 0
453 | 1628.8 | 481.4779 | 481.4779 | 468.6998 | 468.6998 | 1555.05 | 766508.4354 | 168731.9115 | 76538.6698 | 2126463.7508 | 37856.346
454 | 1475.2 | 1535.3539 | 1535.3539 | 1494.6065 | 1475.2 | 1581.6 | 2448301.2975 | 531072 | 240900.16 | 0 | 617223.68
455 | 1756 | 1827.604 | 1827.604 | 1779.1004 | 1756 | 1558.85 | 2878711.6119 | 632160 | 286754.8 | 0 | 774659.4
456 | 1347.2 | 1402.1345 | 1402.1345 | 1364.9226 | 1347.2 | 1571.35 | 2229265.982 | 484992 | 219997.76 | 0 | 577477.28
457 | 1464 | 0 | 0 | 0 | 0 | 1426.35 | 0 | 0 | 0 | 1742160 | 0
458 | 1484 | 0 | 0 | 0 | 0 | 1516.95 | 0 | 0 | 0 | 1765960 | 0
459 | 1376.8 | 0 | 0 | 0 | 0 | 1510.2 | 0 | 0 | 0 | 1638392 | 0
460 | 1298.4 | 0 | 0 | 0 | 0 | 1497 | 0 | 0 | 0 | 1545096 | 0
461 | 1472 | 0 | 0 | 0 | 0 | 1510.75 | 0 | 0 | 0 | 1751680 | 0
462 | 1540.8 | 0 | 0 | 0 | 0 | 1520.7 | 0 | 0 | 0 | 1833552 | 0
463 | 1121.6 | 1167.3353 | 1167.3353 | 1136.3548 | 1121.6 | 1485.95 | 1759046.4693 | 403776 | 183157.28 | 0 | 576558.48
464 | 1325.723 | 1379.7817 | 1379.7817 | 1343.1631 | 1325.723 | 1468.7 | 2052210.8041 | 477260.28 | 216490.5659 | 0 | 704356.6299
465 | 1431.814 | 1490.1988 | 1490.1988 | 1450.6497 | 1431.814 | 1498.2 | 2260802.4271 | 515453.04 | 233815.2262 | 0 | 718484.2652
466 | 1750.511 | 1821.8912 | 1821.8912 | 1773.5392 | 1750.511 | 1340.6 | 2474444.0551 | 630183.96 | 285858.4463 | 0 | 1154286.9534
467 | 1780.377 | 1852.9751 | 1852.9751 | 1803.7981 | 1780.377 | 1302.15 | 2457821.1447 | 640935.72 | 290735.5641 | 0 | 1242436.0895
468 | 1557.127 | 1620.6216 | 1620.6216 | 1577.6112 | 1557.127 | 1254.95 | 2075028.5559 | 560565.72 | 254278.8391 | 0 | 1160137.4714
469 | 1473.887 | 1533.9874 | 1533.9874 | 1493.2762 | 1473.887 | 302.25 | 472103.6562 | 530599.32 | 240685.7471 | 0 | 2502291.6543
470 | 1373.544 | 1429.5527 | 1429.5527 | 1391.6132 | 1373.544 | 812.05 | 1181734.8303 | 494475.84 | 224299.7352 | 0 | 1631701.5948
471 | 1430.954 | 1489.3037 | 1489.3037 | 1449.7784 | 1430.954 | 1348.45 | 2036998.5716 | 515143.44 | 233674.7882 | 0 | 932338.0787
472 | 1796.545 | 1783.3471 | 1783.3471 | 1736.018 | 1736.018 | 1344.1 | 2456901.0551 | 624966.4936 | 283491.7455 | 110945.922 | 1099188.0473
473 | 1678.349 | 1146.8278 | 1146.8278 | 1116.3916 | 1116.3916 | 1366.25 | 1602948.4053 | 401900.9764 | 182306.7485 | 1030067.912 | 682990.4738
474 | 1629.66 | 154.2244 | 154.2244 | 150.1314 | 150.1314 | 1364.65 | 215405.934 | 54047.288 | 24516.4504 | 2711976.0051 | 92080.0048
475 | 1404.8 | 1462.0832 | 1462.0832 | 1423.2803 | 1404.8 | 1455.9 | 2152675.9944 | 505728 | 229403.84 | 0 | 764351.68
476 | 1388.8 | 1445.4308 | 1445.4308 | 1407.0699 | 1388.8 | 1295.95 | 1896682.0078 | 499968 | 226791.04 | 0 | 977784.64
477 | 1344.8 | 1399.6366 | 1399.6366 | 1362.491 | 1344.8 | 811.55 | 1147003.6253 | 484128 | 219605.84 | 0 | 1598227.56
478 | 1680.8 | 1749.3376 | 1749.3376 | 1702.9112 | 1680.8 | 1517.45 | 2679342.7711 | 605088 | 274474.64 | 0 | 811070.04
479 | 1447.2 | 1506.2122 | 1506.2122 | 1466.2381 | 1447.2 | 1454.45 | 2213658.2322 | 520992 | 236327.76 | 0 | 789519.96
480 | 1506.4 | 0 | 0 | 0 | 0 | 1361.3 | 0 | 0 | 0 | 2761231.2 | 0
481 | 1360.8 | 0 | 0 | 0 | 0 | 784.65 | 0 | 0 | 0 | 1619352 | 0
482 | 1408 | 0 | 0 | 0 | 0 | 1347.15 | 0 | 0 | 0 | 1675520 | 0
483 | 1103.2 | 0 | 0 | 0 | 0 | 1317.35 | 0 | 0 | 0 | 1312808 | 0
484 | 1368 | 0 | 0 | 0 | 0 | 1271.8 | 0 | 0 | 0 | 1627920 | 0
485 | 1242.4 | 0 | 0 | 0 | 0 | 1218.5 | 0 | 0 | 0 | 1478456 | 0
486 | 1268.8 | 0 | 0 | 0 | 0 | 1215.6 | 0 | 0 | 0 | 1509872 | 0
487 | 1385.6 | 1240.7516 | 1240.7516 | 1207.8228 | 1207.8228 | 1239.55 | 1573818.9401 | 434816.1987 | 197237.459 | 325865.6552 | 4361.9412
488 | 1391.679 | 1448.4272 | 1448.4272 | 1409.9867 | 1391.679 | 1275.9 | 1869742.0258 | 501004.44 | 227261.1807 | 0 | 962829.9772
489 | 1424.117 | 1482.1879 | 1482.1879 | 1442.8515 | 1424.117 | 1251.5 | 1881179.7641 | 512682.12 | 232558.3061 | 0 | 1065951.5745
490 | 1612.774 | 1678.5378 | 1678.5378 | 1633.9903 | 1612.774 | 276.75 | 472689.0306 | 580598.64 | 263365.9942 | 0 | 2779212.7955
491 | 1401.019 | 1580.3946 | 1458.1481 | 1538.4518 | 1401.019 | 1219.55 | 1819791.427 | 504366.84 | 228786.4027 | 0 | 1093425.2785
492 | 1755.972 | 2002.3297 | 1827.5739 | 1949.1889 | 1755.972 | 1264.25 | 2364569.8791 | 632149.92 | 286750.2276 | 0 | 1291956.399
493 | 1074.33 | 2055.121 | 1118.1367 | 2000.5792 | 1074.33 | 1170.55 | 1337262.2294 | 386758.8 | 175438.089 | 0 | 891103.0185
494 | 1159.81 | 1795.8833 | 1207.1023 | 1748.2215 | 1159.81 | 280.9 | 346319.5844 | 417531.6 | 189396.973 | 0 | 1993829.371
495 | 1567.968 | 1738.3835 | 1631.9037 | 1692.2477 | 1567.968 | 295.65 | 492511.37 | 564468.48 | 256049.1744 | 0 | 2672366.2608
496 | 1342.539 | 2079.9893 | 1397.2834 | 2024.7875 | 1342.539 | 308.9 | 438157.319 | 483314.04 | 219236.6187 | 0 | 2270367.7029
497 | 1562.161 | 1294.6961 | 1294.6961 | 1260.3356 | 1260.3356 | 719.4 | 952935.3808 | 453720.8226 | 205812.8065 | 553245.9246 | 1558045.8318
498 | 1560.409 | 193.3326 | 193.3326 | 188.2017 | 188.2017 | 1415.85 | 279458.0877 | 67752.6024 | 30733.3333 | 2515256.0298 | 106127.7878
499 | 918.411 | 955.8609 | 955.8609 | 930.4928 | 918.411 | 1516.55 | 1461620.7457 | 330627.96 | 149976.5163 | 0 | 444005.7979
500 | 1270.4 | 1322.2028 | 1322.2028 | 1287.1123 | 1270.4 | 1393.45 | 1860821.7037 | 457344 | 207456.32 | 0 | 770561.12
501 | 1204 | 1253.0953 | 1253.0953 | 1219.8388 | 1204 | 1183.65 | 1499233.7535 | 433440 | 196613.2 | 0 | 982885.4
502 | 1369.6 | 1425.4479 | 1425.4479 | 1387.6173 | 1369.6 | 1384.4 | 1992538.4533 | 493056 | 223655.68 | 0 | 843125.76
503 | 1345.6 | 1400.4693 | 1400.4693 | 1363.3016 | 1345.6 | 1363.65 | 1928109.7394 | 484416 | 219736.48 | 0 | 856272.56
504 | 1280 | 0 | 0 | 0 | 0 | 1183.65 | 0 | 0 | 0 | 2346240 | 0
505 | 2330.4 | 0 | 0 | 0 | 0 | 741.4 | 0 | 0 | 0 | 2773176 | 0
506 | 2057.6 | 0 | 0 | 0 | 0 | 1217.1 | 0 | 0 | 0 | 2448544 | 0
507 | 2428 | 0 | 0 | 0 | 0 | 1253.2 | 0 | 0 | 0 | 2889320 | 0
508 | 2208.8 | 0 | 0 | 0 | 0 | 1243.15 | 0 | 0 | 0 | 2628472 | 0
509 | 2004 | 0 | 0 | 0 | 0 | 1217.3 | 0 | 0 | 0 | 2384760 | 0
510 | 2379.2 | 0 | 0 | 0 | 0 | 1250.75 | 0 | 0 | 0 | 2831248 | 0
511 | 2040.8 | 75.2471 | 75.2471 | 73.2501 | 73.2501 | 1331.9 | 102829.9817 | 26370.0374 | 11961.742 | 3606518.9597 | 0
512 | 1723.786 | 1300.9106 | 1300.9106 | 1266.3852 | 1266.3852 | 1477.55 | 1973378.9243 | 455898.6604 | 206800.6979 | 838415.7256 | 437900.3491
513 | 1825.298 | 1899.7278 | 1899.7278 | 1849.3101 | 1825.298 | 1515.95 | 2920859.657 | 657107.28 | 298071.1634 | 0 | 883535.4969
514 | 2095.805 | 2181.2652 | 2181.2652 | 2123.3756 | 2095.805 | 1512.8 | 3348900.6936 | 754489.8 | 342244.9565 | 0 | 1021076.196
515 | 2297.304 | 2390.9807 | 2390.9807 | 2327.5254 | 2297.304 | 1309.65 | 3191870.6815 | 827029.44 | 375149.7432 | 0 | 1585943.8164
516 | 2286.452 | 2379.6862 | 2379.6862 | 2316.5306 | 2286.452 | 1311.85 | 3183997.4921 | 823122.72 | 373377.6116 | 0 | 1573421.9438
517 | 2261.298 | 2353.5065 | 2353.5065 | 2291.0457 | 2261.298 | 1369.9 | 3279771.904 | 814067.28 | 369269.9634 | 0 | 1424843.8698
518 | 2390.381 | 2487.8531 | 2487.8531 | 2421.8268 | 2390.381 | 1331.15 | 3371597.3869 | 860537.16 | 390349.2173 | 0 | 1598806.3318
519 | 2181.431 | 2270.3828 | 2270.3828 | 2210.128 | 2181.431 | 1371.5 | 3156126.1609 | 785315.16 | 356227.6823 | 0 | 1340903.493
520 | 1853.049 | 1928.6104 | 1928.6104 | 1877.4261 | 1853.049 | 816.8 | 1592348.1189 | 667097.64 | 302602.9017 | 0 | 2192527.5768
521 | 2387.844 | 1052.4699 | 1052.4699 | 1024.5379 | 1024.5379 | 1456.25 | 1568849.6451 | 368833.6593 | 167307.046 | 2498940.0032 | 537783.975
522 | 2256.255 | 173.3112 | 173.3112 | 168.7116 | 168.7116 | 1557.1 | 276528.4547 | 60736.1788 | 27550.6056 | 3826467.0379 | 72132.4656
523 | 2414.4 | 1478.643 | 1478.643 | 1439.4007 | 1439.4007 | 1607.9 | 2440368.4494 | 518184.2371 | 235054.1275 | 3313047.7621 | 364427.1504
524 | 1896.8 | 1974.1454 | 1974.1454 | 1921.7527 | 1896.8 | 1434.9 | 2872262.7848 | 682848 | 309747.44 | 0 | 1014921.2953
525 | 2389.6 | 2093.1229 | 2093.1229 | 2037.5725 | 2037.5725 | 1364.25 | 2929549.0905 | 733526.1078 | 332735.5928 | 1196189.3712 | 1141808.9072
526 | 2215.2 | 2093.1229 | 2093.1229 | 2037.5725 | 2037.5725 | 1496.8 | 3210725.4513 | 733526.1078 | 332735.5928 | 603578.1712 | 903748.7096
527 | 2295.2 | 2093.1229 | 2093.1229 | 2037.5725 | 2037.5725 | 1347.6 | 2895001.1976 | 733526.1078 | 332735.5928 | 875418.1712 | 1171712.3572
528 | 1956 | 0 | 0 | 0 | 0 | 1208.85 | 0 | 0 | 0 | 3585348 | 0
529 | 1812 | 0 | 0 | 0 | 0 | 1232.9 | 0 | 0 | 0 | 2156280 | 0
530 | 1850.4 | 0 | 0 | 0 | 0 | 1218.8 | 0 | 0 | 0 | 2201976 | 0
531 | 1248.8 | 0 | 0 | 0 | 0 | 1216.35 | 0 | 0 | 0 | 1486072 | 0
532 | 1303.2 | 0 | 0 | 0 | 0 | 1210.95 | 0 | 0 | 0 | 1550808 | 0
533 | 1569.6 | 0 | 0 | 0 | 0 | 1214.15 | 0 | 0 | 0 | 1867824 | 0
534 | 1165.6 | 0 | 0 | 0 | 0 | 1228.45 | 0 | 0 | 0 | 1387064 | 0
535 | 1127.2 | 52.1918 | 52.1918 | 50.8067 | 50.8067 | 1248.9 | 66850.5465 | 18290.4088 | 8296.7326 | 1973028.9353 | 36838.4506
536 | 845.369 | 879.8404 | 879.8404 | 856.49 | 845.369 | 1441.6 | 1283909.4375 | 304332.84 | 138048.7577 | 0 | 472054.0496
537 | 1178.36 | 1226.4097 | 1226.4097 | 1193.8615 | 1178.36 | 1515.95 | 1883170.352 | 424209.6 | 192426.188 | 0 | 570385.158
538 | 1572.128 | 1636.2343 | 1636.2343 | 1592.8096 | 1572.128 | 1514 | 2509150.6758 | 565966.08 | 256728.5024 | 0 | 764054.208
539 | 1408.437 | 1791.0322 | 1465.8675 | 1743.4992 | 1408.437 | 1394.15 | 2076134.6913 | 507037.32 | 229997.7621 | 0 | 853301.5565
540 | 1438.896 | 2075.3048 | 1497.5685 | 2020.2273 | 1438.896 | 1344.85 | 2041520.4845 | 518002.56 | 234971.7168 | 0 | 942692.7144
541 | 1516.32 | 2072.912 | 1578.1496 | 2017.8981 | 1516.32 | 1367.05 | 2180370.7659 | 545875.2 | 247615.056 | 0 | 959754.744
542 | 1377.594 | 1433.7679 | 1433.7679 | 1395.7164 | 1377.594 | 1411.65 | 2055237.1058 | 495933.84 | 224961.1002 | 0 | 810507.4299
543 | 1550.943 | 1614.1855 | 1614.1855 | 1571.3459 | 1550.943 | 1421.3 | 2330380.3085 | 558339.48 | 253268.9919 | 0 | 897530.7141
544 | 1543.534 | 2062.5386 | 1606.4733 | 2007.7999 | 1543.534 | 1338.3 | 2178171.8223 | 555672.24 | 252059.1022 | 0 | 1021356.4478
545 | 1201.14 | 1292.8914 | 1250.1186 | 1258.5788 | 1201.14 | 1437.85 | 1821009.0837 | 432410.4 | 196146.162 | 0 | 675220.851
546 | 1293.095 | 281.0378 | 281.0378 | 273.5792 | 273.5792 | 1557.1 | 448426.4612 | 98488.5279 | 44675.4906 | 1868772.3803 | 87668.0689
547 | 1413.61 | 1471.2525 | 1471.2525 | 1432.2062 | 1413.61 | 1640.4 | 2444173.3833 | 508899.6 | 230842.513 | 0 | 508334.156
548 | 1265.6 | 1317.2071 | 1317.2071 | 1282.2492 | 1265.6 | 1498.95 | 2002466.2299 | 455616 | 206672.48 | 0 | 634128.88
549 | 1180.8 | 1228.9492 | 1228.9492 | 1196.3336 | 1180.8 | 1385.2 | 1723579.2555 | 425088 | 192824.64 | 0 | 725955.84
550 | 1695.2 | 1764.3248 | 1764.3248 | 1717.5006 | 1695.2 | 1555.6 | 2775674.7893 | 610272 | 276826.16 | 0 | 753346.88
551 | 1346.4 | 1401.3019 | 1401.3019 | 1364.1121 | 1346.4 | 1465 | 2080438.2797 | 484704 | 219867.12 | 0 | 720324
552 | 1211.2 | 1260.5889 | 1260.5889 | 1227.1335 | 1211.2 | 1337.65 | 1707309.2862 | 436032 | 197788.96 | 0 | 12200.487
553 | 1408 | 0 | 0 | 0 | 0 | 1404.6 | 0 | 0 | 0 | 1675520 | 0
554 | 1139.2 | 0 | 0 | 0 | 0 | 1290.6 | 0 | 0 | 0 | 1355648 | 0
555 | 1446.4 | 0 | 0 | 0 | 0 | 1218.65 | 0 | 0 | 0 | 1721216 | 0
556 | 1142.4 | 0 | 0 | 0 | 0 | 1215.8 | 0 | 0 | 0 | 1359456 | 0
557 | 880 | 0 | 0 | 0 | 0 | 1239.65 | 0 | 0 | 0 | 1047200 | 0
558 | 1145.6 | 0 | 0 | 0 | 0 | 1296.75 | 0 | 0 | 0 | 1363264 | 0
559 | 943.2 | 981.6607 | 981.6607 | 955.6079 | 943.2 | 1433.75 | 1425832.2425 | 339552 | 154024.56 | 0 | 534087
560 | 1274.438 | 1326.4055 | 1326.4055 | 1291.2034 | 1274.438 | 1477.55 | 1982891.4634 | 458797.68 | 208115.7254 | 0 | 665830.1331
561 | 1429.443 | 1487.7311 | 1487.7311 | 1448.2475 | 1429.443 | 1507.15 | 2269500.7563 | 514599.48 | 233428.0419 | 0 | 704500.9825
562 | 1547.522 | 1610.625 | 1610.625 | 1567.8799 | 1547.522 | 1517.8 | 2475739.9233 | 557107.92 | 252710.3426 | 0 | 746215.1084
563 | 1405.725 | 1868.4087 | 1463.046 | 1818.8222 | 1405.725 | 1475.25 | 2189766.6917 | 506061 | 229554.8925 | 0 | 737654.1938
564 | 1431.852 | 2149.2509 | 1490.2373 | 2092.211 | 1431.852 | 1504.25 | 2275040.7307 | 515466.72 | 233821.4316 | 0 | 709840.629
565 | 1367.56 | 2148.3756 | 1423.3237 | 2091.3589 | 1367.56 | 1490.45 | 2149154.1246 | 492321.6 | 223322.548 | 0 | 696840.198
566 | 1673.787 | 2340.222 | 1742.0387 | 2278.1138 | 1673.787 | 1510.85 | 2668408.4403 | 602563.32 | 273329.4171 | 0 | 818732.9111
567 | 1642.84 | 3445.0763 | 1709.8297 | 3353.6459 | 1642.84 | 1530.9 | 2652603.9674 | 591422.4 | 268275.772 | 0 | 770656.244
568 | 1902.457 | 2616.286 | 1980.0331 | 2546.8512 | 1902.457 | 1538.7 | 3085689.9157 | 684884.52 | 310671.2281 | 0 | 877603.4141
569 | 1899.267 | 1454.5699 | 1454.5699 | 1415.9664 | 1415.9664 | 1555.05 | 2319613.8208 | 509747.8968 | 231227.3099 | 885890.0363 | 608197.2606
570 | 1621.58 | 232.2483 | 232.2483 | 226.0846 | 226.0846 | 1564.7 | 372597.2809 | 81390.4406 | 36919.6082 | 2557943.1464 | 95003.7897
571 | 1806.403 | 1880.0623 | 1880.0623 | 1830.1665 | 1806.403 | 1612.9 | 3077407.6338 | 650305.08 | 294985.6099 | 0 | 695232.7613
572 | 1360.8 | 1416.2891 | 1416.2891 | 1378.7015 | 1360.8 | 1571.2 | 2257798.1352 | 489888 | 222218.64 | 0 | 583511.04
573 | 1477.6 | 1537.8518 | 1537.8518 | 1497.038 | 1477.6 | 1555.05 | 2421753.5067 | 531936 | 241292.08 | 0 | 657458.12
574 | 1830.4 | 1905.0378 | 1905.0378 | 1854.4792 | 1830.4 | 1578.6 | 3044880.0706 | 658944 | 298904.32 | 0 | 756835.6642
575 | 1500.8 | 1561.9978 | 1561.9978 | 1520.5432 | 1500.8 | 1554.1 | 2459392.0651 | 540288 | 245080.64 | 0 | 669206.72
576 | 1522.4 | 401.386 | 401.386 | 390.7334 | 390.7334 | 1484.85 | 611547.4259 | 140664.0287 | 63806.7664 | 2074344.8539 | 0
577 | 1083.2 | 0 | 0 | 0 | 0 | 1416.7 | 0 | 0 | 0 | 1289008 | 0
578 | 1204 | 0 | 0 | 0 | 0 | 1431.1 | 0 | 0 | 0 | 1432760 | 0
579 | 1488.8 | 0 | 0 | 0 | 0 | 1428.65 | 0 | 0 | 0 | 1771672 | 0
580 | 1076 | 0 | 0 | 0 | 0 | 1424.3 | 0 | 0 | 0 | 1280440 | 0
581 | 1073.6 | 0 | 0 | 0 | 0 | 1423.7 | 0 | 0 | 0 | 1277584 | 0
582 | 912 | 0 | 0 | 0 | 0 | 1433.15 | 0 | 0 | 0 | 1085280 | 0
583 | 964.8 | 1004.1415 | 1004.1415 | 977.4921 | 964.8 | 1460.05 | 1484214.4464 | 347328 | 157551.84 | 0 | 70844.6797
584 | 1236.892 | 1287.3285 | 1287.3285 | 1253.1635 | 1236.892 | 1490.15 | 1941009.9681 | 445281.12 | 201984.4636 | 0 | 630629.3862
585 | 902.102 | 938.8868 | 938.8868 | 913.9693 | 902.102 | 1514.75 | 1440490.305 | 324756.72 | 147313.2566 | 0 | 437744.9955
586 | 1643.977 | 1711.0131 | 1711.0131 | 1665.6038 | 1643.977 | 1514 | 2623443.8447 | 591831.72 | 268461.4441 | 0 | 798972.822
587 | 1404.929 | 1731.1834 | 1462.2165 | 1685.2387 | 1404.929 | 1402.15 | 2083457.916 | 505774.44 | 229424.9057 | 0 | 839936.8026
588 | 1257.977 | 2014.2622 | 1309.2722 | 1960.8047 | 1257.977 | 1466.85 | 1949916.3795 | 452871.72 | 205427.6441 | 0 | 670690.4375
589 | 1143.986 | 1984.1556 | 1190.6341 | 1931.4972 | 1143.986 | 1453.65 | 1751689.567 | 411834.96 | 186812.9138 | 0 | 625016.7511
590 | 1063.922 | 2294.3133 | 1107.3053 | 2233.4235 | 1063.922 | 1474.65 | 1657838.25 | 383011.92 | 173738.4626 | 0 | 558931.4227
591 | 1565.032 | 3255.3479 | 1628.849 | 3168.9527 | 1565.032 | 1493.5 | 2467102.843 | 563411.52 | 255569.7256 | 0 | 792688.708
592 | 1529.519 | 2454.2006 | 1591.8879 | 2389.0674 | 1529.519 | 1493.3 | 2409109.1577 | 550626.84 | 249770.4527 | 0 | 775007.2773
593 | 1548.768 | 1224.8517 | 1224.8517 | 1192.3448 | 1192.3448 | 1532.85 | 1925499.0628 | 429244.129 | 194709.9063 | 653323.7203 | 537698.0587
594 | 954.794 | 183.4629 | 183.4629 | 178.5939 | 178.5939 | 1564.7 | 294370.5067 | 64293.8123 | 29164.3876 | 1422774.7409 | 75047.4612
595 | 979.933 | 1019.8915 | 1019.8915 | 992.8242 | 979.933 | 1602.9 | 1658014.1249 | 352775.88 | 160023.0589 | 0 | 389131.3943
596 | 1248.8 | 1299.7221 | 1299.7221 | 1265.2281 | 1248.8 | 1563.7 | 2059743.4362 | 449568 | 203929.04 | 0 | 544851.44
597 | 1226.4 | 1276.4087 | 1276.4087 | 1242.5335 | 1226.4 | 1555.05 | 2009154.7485 | 441504 | 200271.12 | 0 | 545686.68
598 | 1332 | 1386.3147 | 1386.3147 | 1349.5227 | 1332 | 1577.1 | 2212309.5852 | 479520 | 217515.6 | 0 | 563302.8
599 | 1236.8 | 1287.2327 | 1287.2327 | 1253.0703 | 1236.8 | 1532.6 | 1996773.8783 | 445248 | 201969.44 | 0 | 578080.32
600 | 1285.6 | 0 | 0 | 0 | 0 | 1451.05 | 0 | 0 | 0 | 2356504.8 | 0
601 | 1532.8 | 0 | 0 | 0 | 0 | 1250.4 | 0 | 0 | 0 | 2809622.4 | 0
602 | 1344.8 | 0 | 0 | 0 | 0 | 1405.1 | 0 | 0 | 0 | 2465018.4 | 0
603 | 1204.8 | 0 | 0 | 0 | 0 | 1402.35 | 0 | 0 | 0 | 2208398.4 | 0
604 | 1120.8 | 0 | 0 | 0 | 0 | 1228.1 | 0 | 0 | 0 | 2054426.4 | 0
605 | 1085.6 | 978.504 | 978.504 | 952.535 | 952.535 | 1313.8 | 1317223.0334 | 342912.6118 | 155548.9709 | 243908.0849 | 0
606 | 1070.4 | 1114.0475 | 1114.0475 | 1084.4813 | 1070.4 | 1414.75 | 1592684.0612 | 385344 | 174796.32 | 0 | 440394.1873
607 | 1341.6 | 1396.3061 | 1396.3061 | 1359.2489 | 1341.6 | 1398.1 | 1970733.6193 | 482976 | 219083.28 | 0 | 807509.04
608 | 915.255 | 952.5762 | 952.5762 | 927.2953 | 915.255 | 1481.35 | 1425498.411 | 329491.8 | 149461.1415 | 0 | 474697.0058
609 | 1043.557 | 1086.1099 | 1086.1099 | 1057.2851 | 1043.557 | 1544.75 | 1697171.8685 | 375680.52 | 170412.8581 | 0 | 475079.3243
610 | 1135.797 | 1182.1112 | 1182.1112 | 1150.7386 | 1135.797 | 1512.8 | 1809385.424 | 408886.92 | 185475.6501 | 0 | 553360.2984
611 | 1052.302 | 1369.1211 | 1095.2115 | 1332.7853 | 1052.302 | 1362.15 | 1514020.7512 | 378828.72 | 171840.9166 | 0 | 671210.8307
612 | 1010.911 | 1376.3107 | 1052.1327 | 1339.7842 | 1010.911 | 1417.35 | 1511232.6951 | 363927.96 | 165081.7663 | 0 | 589007.2942
613 | 907.915 | 1442.3293 | 944.9358 | 1404.0507 | 907.915 | 1453.05 | 1386879.5213 | 326849.4 | 148262.5195 | 0 | 496584.1092
614 | 1041.693 | 1084.1699 | 1084.1699 | 1055.3966 | 1041.693 | 1474.95 | 1620138.5612 | 375009.48 | 170108.4669 | 0 | 546940.9097
615 | 1029.977 | 1273.6412 | 1071.9772 | 1239.8395 | 1029.977 | 1493.5 | 1619986.1279 | 370791.72 | 168195.2441 | 0 | 521683.3505
616 | 1033.486 | 1375.4063 | 1075.6282 | 1338.9038 | 1033.486 | 1501.3 | 1633553.9731 | 372054.96 | 168768.2638 | 0 | 515399.4682
617 | 1376.376 | 1432.5002 | 1432.5002 | 1394.4824 | 1376.376 | 1551.25 | 2247223.5763 | 495495.36 | 224762.2008 | 0 | 617648.73
618 | 1168.446 | 1216.0915 | 1216.0915 | 1183.8171 | 1168.446 | 1564.7 | 1925419.3872 | 420640.56 | 190807.2318 | 0 | 508624.5438
619 | 1198.4 | 1247.2669 | 1247.2669 | 1214.1651 | 1198.4 | 1572.9 | 1986358.2356 | 431424 | 195698.72 | 0 | 511836.64
620 | 1109.6 | 1154.8459 | 1154.8459 | 1124.1969 | 1109.6 | 1533.7 | 1793647.7194 | 399456 | 181197.68 | 0 | 517406.48
621 | 1098.4 | 1143.1892 | 1143.1892 | 1112.8496 | 1098.4 | 1539.75 | 1780081.2465 | 395424 | 179368.72 | 0 | 505538.6
622 | 1179.2 | 1227.284 | 1227.284 | 1194.7125 | 1179.2 | 1495.6 | 1854458.5117 | 424512 | 192563.36 | 0 | 594788.48
623 | 1169.6 | 1217.2925 | 1217.2925 | 1184.9863 | 1169.6 | 1472.6 | 1812930.7628 | 421056 | 190995.68 | 0 | 616847.04
624 | 497.6 | 517.8905 | 517.8905 | 504.146 | 497.6 | 1428.85 | 747182.3209 | 179136 | 81258.08 | 0 | 284204.24
625 | 369.6 | 0 | 0 | 0 | 0 | 1395.25 | 0 | 0 | 0 | 439824 | 0
626 | 342.4 | 227.0465 | 227.0465 | 221.0208 | 221.0208 | 1386.3 | 322804.2196 | 79567.4909 | 36092.6979 | 144441.2385 | 0
627 | 378.4 | 393.8299 | 393.8299 | 383.3779 | 378.4 | 1311.7 | 522616.0466 | 136224 | 61792.72 | 0 | 0
628 | 387.2 | 402.9888 | 402.9888 | 392.2937 | 387.2 | 1374.3 | 560557.5084 | 139392 | 63229.76 | 0 | 0
629 | 368.8 | 383.8385 | 383.8385 | 373.6516 | 368.8 | 1384.85 | 537780.426 | 132768 | 60225.04 | 0 | 51094.9741
630 | 325.6 | 338.8769 | 338.8769 | 329.8833 | 325.6 | 1383.5 | 474085.9309 | 117216 | 53170.48 | 0 | 200732.4
631 | 335.2 | 348.8684 | 348.8684 | 339.6096 | 335.2 | 1316.75 | 464214.8424 | 120672 | 54738.16 | 0 | 229025.4
632 | 281.28 | 292.7497 | 292.7497 | 284.9803 | 281.28 | 1472.5 | 435049.0489 | 101260.8 | 45933.024 | 0 | 148375.2
633 | 812.402 | 845.5291 | 845.5291 | 823.0893 | 812.402 | 1537 | 1311495.9886 | 292464.72 | 132665.2466 | 0 | 376142.126
634 | 1193.029 | 1241.6769 | 1241.6769 | 1208.7235 | 1193.029 | 1508.85 | 1891082.5368 | 429490.44 | 194821.6357 | 0 | 585956.1934
635 | 997.388 | 1296.1158 | 1038.0572 | 1261.7176 | 997.388 | 1409.65 | 1485153.2185 | 359059.68 | 162873.4604 | 0 | 588808.0058
636 | 1238.61 | 1993.2093 | 1289.1155 | 1940.3106 | 1238.61 | 1459.95 | 1909154.6486 | 445899.6 | 202265.013 | 0 | 668911.3305
637 | 1158.511 | 1970.1853 | 1205.7514 | 1917.8976 | 1158.511 | 1464.05 | 1785327.9357 | 417063.96 | 189184.8463 | 0 | 620903.9705
638 | 1234.863 | 3855.7033 | 1285.2168 | 3753.3751 | 1234.863 | 1503.95 | 1958992.0141 | 444550.68 | 201653.1279 | 0 | 612553.7911
639 | 1047.104 | 2398.5544 | 1089.8015 | 2334.8981 | 1047.104 | 1522.4 | 1680485.7777 | 376957.44 | 170992.0832 | 0 | 500096.8704
640 | 1281.661 | 2088.4862 | 1333.923 | 2033.0589 | 1281.661 | 1532.8 | 2069553.1109 | 461397.96 | 209295.2413 | 0 | 598792.0192
641 | 1055.169 | 1254.4191 | 1098.1954 | 1221.1275 | 1055.169 | 1544 | 1713848.9747 | 379860.84 | 172309.0977 | 0 | 481157.064
642 | 1044.091 | 1086.6657 | 1086.6657 | 1057.8262 | 1044.091 | 1546.2 | 1700187.9579 | 375872.76 | 170500.0603 | 0 | 473808.4958
643 | 1088.323 | 1132.7013 | 1132.7013 | 1102.64 | 1088.323 | 1605.2 | 1843324.7948 | 391796.28 | 177723.1459 | 0 | 429669.9204
644 | 898.4 | 935.0339 | 935.0339 | 910.2186 | 898.4 | 1508.95 | 1431695.3623 | 323424 | 146708.72 | 0 | 441159.32
645 | 270.4 | 281.426 | 281.426 | 273.9572 | 270.4 | 1492.6 | 425083.343 | 97344 | 44156.32 | 0 | 137200.96
646 | 91.2 | 94.9188 | 94.9188 | 92.3997 | 91.2 | 1481.25 | 142093.853 | 32832 | 14892.96 | 0 | 47310
647 | 94.4 | 98.2493 | 98.2493 | 95.6418 | 94.4 | 1462.05 | 145413.5578 | 33984 | 15415.52 | 0 | 50782.48
648 | 91.2 | 94.9188 | 94.9188 | 92.3997 | 91.2 | 1438.95 | 137885.9869 | 32832 | 14892.96 | 0 | 51167.76
649 | 96 | 99.9146 | 99.9146 | 97.2629 | 96 | 1420.85 | 143760.1162 | 34560 | 15676.8 | 0 | 55598.4
650 | 88 | 91.5884 | 91.5884 | 89.1577 | 88 | 1425.7 | 132130.8286 | 31680 | 14370.4 | 0 | 50538.4
651 | 94.4 | 98.2493 | 98.2493 | 95.6418 | 94.4 | 1422.85 | 141643.2349 | 33984 | 15415.52 | 0 | 54482.96
652 | 85.6 | 89.0905 | 89.0905 | 86.7261 | 85.6 | 1414.15 | 127608.2232 | 30816 | 13978.48 | 0 | 50148.76
653 | 95.2 | 99.082 | 99.082 | 96.4524 | 95.2 | 1414.4 | 142040.0322 | 34272 | 15546.16 | 0 | 55749.12
654 | 88 | 91.5884 | 91.5884 | 89.1577 | 88 | 1425.1 | 132252.1038 | 31680 | 14370.4 | 0 | 50591.2
655 | 93.6 | 97.4167 | 97.4167 | 94.8313 | 93.6 | 1426.25 | 140738.1748 | 33696 | 15284.88 | 0 | 53703
656 | 77.076 | 80.2189 | 80.2189 | 78.0899 | 77.076 | 1472.9 | 119442.9416 | 27747.36 | 12586.5108 | 0 | 40626.7596
657 | 83.396 | 86.7966 | 86.7966 | 84.4931 | 83.396 | 1453.7 | 127561.7706 | 30022.56 | 13618.5668 | 0 | 45559.2348
658 | 78.901 | 1369.0097 | 82.1183 | 1332.6769 | 78.901 | 1458.15 | 121243.1973 | 28404.36 | 12884.5333 | 0 | 42752.5069
659 | 86.02 | 3735.3687 | 89.5276 | 3636.2341 | 86.02 | 1475.55 | 133688.1758 | 30967.2 | 14047.066 | 0 | 45113.189
660 | 80.475 | 4010.0474 | 83.7565 | 3903.6229 | 80.475 | 1473.75 | 125050.3458 | 28971 | 13141.5675 | 0 | 42349.9688
661 | 88.61 | 4016.4274 | 92.2232 | 3909.8336 | 88.61 | 1456.75 | 136216.3372 | 31899.6 | 14470.013 | 0 | 48137.3825
662 | 80.761 | 3765.3983 | 84.0542 | 3665.4666 | 80.761 | 1462.3 | 124774.4591 | 29073.96 | 13188.2713 | 0 | 43425.1897
663 | 95.362 | 3293.484 | 99.2506 | 3206.0768 | 95.362 | 1462.85 | 147331.3181 | 34330.32 | 15572.6146 | 0 | 51223.6983
664 | 84.557 | 1877.501 | 88.005 | 1827.6731 | 84.557 | 1229.9 | 109728.8264 | 30440.52 | 13808.1581 | 0 | 65117.3457
665 | 90.093 | 1394.8824 | 93.7667 | 1357.8629 | 90.093 | 1462 | 138521.4297 | 32433.48 | 14712.1869 | 0 | 48470.034
666 | 80.774 | 235.6485 | 84.0677 | 229.3945 | 80.774 | 1514.35 | 128861.2528 | 29078.64 | 13190.3942 | 0 | 39227.8931
667 | 96.805 | 100.7524 | 100.7524 | 98.0785 | 96.805 | 1606.65 | 163894.1215 | 34849.8 | 15808.2565 | 0 | 38078.2467
668 | 86.4 | 89.9231 | 89.9231 | 87.5366 | 86.4 | 1563.75 | 142685.5988 | 31104 | 14109.12 | 0 | 37692
669 | 93.6 | 97.4167 | 97.4167 | 94.8313 | 93.6 | 1545.15 | 152747.6504 | 33696 | 15284.88 | 0 | 42573.96
670 | 87.2 | 90.7557 | 90.7557 | 88.3471 | 87.2 | 1490.2 | 137378.0039 | 31392 | 14239.76 | 0 | 44454.56
671 | 92.8 | 96.5841 | 96.5841 | 94.0208 | 92.8 | 1513.7 | 148509.5035 | 33408 | 15154.24 | 0 | 45128.64
672 | 87.2 | 90.7557 | 90.7557 | 88.3471 | 87.2 | 1427.15 | 131348.451 | 31392 | 14239.76 | 0 | 49952.52
673 | 93.6 | 97.4167 | 97.4167 | 94.8313 | 93.6 | 1481.4 | 146178.1363 | 33696 | 15284.88 | 0 | 48540.96
674 | 88 | 91.5884 | 91.5884 | 89.1577 | 88 | 1431.1 | 133116.5199 | 31680 | 14370.4 | 0 | 50063.2
675 | 92.8 | 96.5841 | 96.5841 | 94.0208 | 92.8 | 1421.05 | 139252.2204 | 33408 | 15154.24 | 0 | 53726.56
676 | 87.2 | 90.7557 | 90.7557 | 88.3471 | 87.2 | 1420.5 | 130647.9275 | 31392 | 14239.76 | 0 | 50532.4
677 | 93.6 | 97.4167 | 97.4167 | 94.8313 | 93.6 | 1423.7 | 140642.4472 | 33696 | 15284.88 | 0 | 53941.68
678 | 83.2 | 86.5926 | 86.5926 | 84.2945 | 83.2 | 1433.15 | 125904.7467 | 29952 | 13586.56 | 0 | 47161.92
679 | 84.8 | 88.2579 | 88.2579 | 85.9156 | 84.8 | 1460.05 | 130465.7168 | 30528 | 13847.84 | 0 | 45787.76
680 | 79.796 | 83.0498 | 83.0498 | 80.8457 | 79.796 | 1485.15 | 124695.6754 | 28726.56 | 13030.6868 | 0 | 41082.9706
681 | 84.042 | 2151.7176 | 87.4679 | 2094.6121 | 84.042 | 1514.75 | 133954.6395 | 30255.12 | 13724.0586 | 0 | 40781.3805
682 | 80.506 | 3166.6029 | 83.7888 | 3082.563 | 80.506 | 1517.8 | 128756.77 | 28982.16 | 13146.6298 | 0 | 38819.9932
683 | 81.184 | 3599.0311 | 84.4944 | 3503.5148 | 81.184 | 1512.05 | 129620.6501 | 29226.24 | 13257.3472 | 0 | 39613.7328
684 | 80.078 | 3901.2092 | 83.3433 | 3797.6733 | 80.078 | 1504.25 | 127065.2404 | 28828.08 | 13076.7374 | 0 | 39698.6685
685 | 81.515 | 3757.7475 | 84.8389 | 3658.0189 | 81.515 | 1494.25 | 128193.494 | 29345.4 | 13311.3995 | 0 | 41226.2112
686 | 74.649 | 2491.6717 | 77.6929 | 2425.5441 | 74.649 | 1512.05 | 119180.171 | 26873.64 | 12190.1817 | 0 | 36424.9795
687 | 88.307 | 2132.3071 | 91.9079 | 2075.7168 | 88.307 | 1538.5 | 143263.0536 | 31790.52 | 14420.5331 | 0 | 40753.6805
688 | 79.067 | 1171.1487 | 82.2911 | 1140.067 | 79.067 | 1542.5 | 128599.9931 | 28464.12 | 12911.6411 | 0 | 36173.1525
689 | 84.323 | 250.9688 | 87.7614 | 244.3082 | 84.323 | 1555.05 | 138174.6147 | 30356.28 | 13769.9459 | 0 | 37519.5189
690 | 79.24 | 176.7229 | 82.4712 | 172.0327 | 79.24 | 1564.7 | 130579.196 | 28526.4 | 12939.892 | 0 | 34493.172
691 | 95.215 | 99.0976 | 99.0976 | 96.4676 | 95.215 | 1572.9 | 157944.1676 | 34277.4 | 15548.6095 | 0 | 40666.3265
692 | 89.6 | 93.2536 | 93.2536 | 90.7787 | 89.6 | 1533.7 | 145017.8128 | 32256 | 14631.68 | 0 | 41780.48
693 | 93.6 | 97.4167 | 97.4167 | 94.8313 | 93.6 | 1513.55 | 149130.2317 | 33696 | 15284.88 | 0 | 45531.72
694 | 87.2 | 90.7557 | 90.7557 | 88.3471 | 87.2 | 1495.6 | 137282.2483 | 31392 | 14239.76 | 0 | 43983.68
695 | 96.8 | 100.7472 | 100.7472 | 98.0734 | 96.8 | 1515.1 | 154570.8357 | 34848 | 15807.44 | 0 | 46938.32
696 | 87.2 | 90.7557 | 90.7557 | 88.3471 | 87.2 | 1541.35 | 141436.3954 | 31392 | 14239.76 | 0 | 39994.28
697 | 93.6 | 97.4167 | 97.4167 | 94.8313 | 93.6 | 1523.9 | 150210.791 | 33696 | 15284.88 | 0 | 44562.96
698 | 88.8 | 92.421 | 92.421 | 89.9682 | 88.8 | 1503.6 | 140575.372 | 31968 | 14501.04 | 0 | 44080.32
699 | 87.2 | 90.7557 | 90.7557 | 88.3471 | 87.2 | 1463.65 | 134548.1637 | 31392 | 14239.76 | 0 | 46769.72
700 | 87.2 | 90.7557 | 90.7557 | 88.3471 | 87.2 | 1428.1 | 131296.3616 | 31392 | 14239.76 | 0 | 49869.68
701 | 93.6 | 97.4167 | 97.4167 | 94.8313 | 93.6 | 1431.3 | 141157.8453 | 33696 | 15284.88 | 0 | 53230.32
702 | 84 | 87.4253 | 87.4253 | 85.105 | 84 | 1445.75 | 127813.6667 | 30240 | 13717.2 | 0 | 46557
703 | 87.2 | 90.7557 | 90.7557 | 88.3471 | 87.2 | 1531.55 | 140335.3744 | 31392 | 14239.76 | 0 | 40848.84
704 | 76.02 | 79.1199 | 79.1199 | 77.0201 | 76.02 | 1485.15 | 118649.5815 | 27367.2 | 12414.066 | 0 | 39138.897
705 | 84.507 | 940.6333 | 87.9529 | 915.6694 | 84.507 | 1556.25 | 138322.5596 | 30422.52 | 13799.9931 | 0 | 37499.9812
706 | 72.771 | 2871.7103 | 75.7384 | 2795.4967 | 72.771 | 1594.1 | 122164.7269 | 26197.56 | 11883.5043 | 0 | 29537.7489
707 | 81.102 | 3921.5304 | 84.4091 | 3817.4551 | 81.102 | 1519.65 | 129310.9644 | 29196.72 | 13243.9566 | 0 | 38957.3457
708 | 75.163 | 4065.0577 | 78.2279 | 3957.1733 | 75.163 | 1541.85 | 122424.1616 | 27058.68 | 12274.1179 | 0 | 34435.9285
709 | 86.617 | 4262.672 | 90.149 | 4149.5431 | 86.617 | 1498.05 | 136638.5045 | 31182.12 | 14144.5561 | 0 | 43477.4031
710 | 78.42 | 3606.9941 | 81.6177 | 3511.2665 | 78.42 | 1562.9 | 129081.4842 | 28231.2 | 12805.986 | 0 | 34277.382
711 | 78.853 | 2963.0103 | 82.0684 | 2884.3737 | 78.853 | 1625 | 134858.9635 | 28387.08 | 12876.6949 | 0 | 29569.875
712 | 79.653 | 2465.3536 | 82.901 | 2399.9244 | 79.653 | 1588.8 | 133190.3811 | 28675.08 | 13007.3349 | 0 | 32753.3136
713 | 88.652 | 1047.1578 | 92.2669 | 1019.3668 | 88.652 | 1555.05 | 145116.1975 | 31914.72 | 14476.8716 | 0 | 39445.7074
714 | 82.665 | 244.0018 | 86.0358 | 237.5261 | 82.665 | 1564.7 | 136127.8729 | 29759.4 | 13499.1945 | 0 | 35984.0745
715 | 97.636 | 101.6173 | 101.6173 | 98.9204 | 97.636 | 1614.4 | 166291.6424 | 35148.96 | 15943.9588 | 0 | 37648.4416
716 | 88.8 | 92.421 | 92.421 | 89.9682 | 88.8 | 1575.2 | 147580.8014 | 31968 | 14501.04 | 0 | 37722.24
717 | 94.4 | 98.2493 | 98.2493 | 95.6418 | 94.4 | 1555.05 | 154496.6743 | 33984 | 15415.52 | 0 | 42003.28
718 | 87.2 | 90.7557 | 90.7557 | 88.3471 | 87.2 | 1568.1 | 143905.9215 | 31392 | 14239.76 | 0 | 37661.68
719 | 91.2 | 94.9188 | 94.9188 | 92.3997 | 91.2 | 1624.25 | 156035.2493 | 32832 | 14892.96 | 0 | 34268.4
720 | 84.8 | 88.2579 | 88.2579 | 85.9156 | 84.8 | 1541.35 | 137611.602 | 30528 | 13847.84 | 0 | 38893.52
721 | 93.6 | 97.4167 | 97.4167 | 94.8313 | 93.6 | 1482.15 | 146369.0007 | 33696 | 15284.88 | 0 | 48470.76
722 | 81.6 | 84.9274 | 84.9274 | 82.6735 | 81.6 | 1431.1 | 123194.5543 | 29376 | 13325.28 | 0 | 46422.24
723 | 92.8 | 96.5841 | 96.5841 | 94.0208 | 92.8 | 1428.65 | 139858.7853 | 33408 | 15154.24 | 0 | 53021.28
724 | 80 | 83.2621 | 83.2621 | 81.0524 | 80 | 1428.1 | 120622.2523 | 28800 | 13064 | 0 | 45752
725 | 90.4 | 94.0862 | 94.0862 | 91.5892 | 90.4 | 1431.3 | 136599.1289 | 32544 | 14762.32 | 0 | 51410.48
726 | 80 | 83.2621 | 83.2621 | 81.0524 | 80 | 1483.25 | 125204.2083 | 28800 | 13064 | 0 | 41340
727 | 86.4 | 89.9231 | 89.9231 | 87.5366 | 86.4 | 1546.55 | 140784.8523 | 31104 | 14109.12 | 0 | 39178.08
728 | 75.453 | 78.5297 | 78.5297 | 76.4456 | 75.453 | 1570.65 | 124720.1578 | 27163.08 | 12321.4749 | 0 | 32395.7455
729 | 85.467 | 966.5528 | 88.9521 | 940.901 | 85.467 | 1599.75 | 144020.4513 | 30768.12 | 13956.7611 | 0 | 34208.1667
730 | 74.454 | 2694.2318 | 77.49 | 2622.7284 | 74.454 | 1605.6 | 126040.968 | 26803.44 | 12158.3382 | 0 | 29364.6576
731 | 80.579 | 3743.1163 | 83.8648 | 3643.776 | 80.579 | 1519.65 | 129659.5614 | 29008.44 | 13158.5507 | 0 | 38706.1226
732 | 73.28 | 3423.7237 | 76.2681 | 3332.86 | 73.28 | 1511.85 | 117635.9831 | 26380.8 | 11966.624 | 0 | 35771.632
733 | 82.654 | 3600.0688 | 86.0244 | 3504.5249 | 82.654 | 1498.05 | 131055.7399 | 29755.44 | 13497.3982 | 0 | 41488.1753
734 | 74.961 | 2152.7844 | 78.0177 | 2095.6506 | 74.961 | 1561.15 | 123895.3192 | 26985.96 | 12241.1313 | 0 | 32896.6349
735 | 86.787 | 1648.0701 | 90.3259 | 1604.3312 | 86.787 | 1624 | 149365.6563 | 31243.32 | 14172.3171 | 0 | 32631.912
736 | 81.253 | 1603.7871 | 84.5662 | 1561.2234 | 81.253 | 1632.05 | 140137.4019 | 29251.08 | 13268.6149 | 0 | 29897.0414
737 | 87.089 | 690.2702 | 90.6402 | 671.9508 | 87.089 | 1555.05 | 142592.4133 | 31352.04 | 14221.6337 | 0 | 38750.2505
738 | 79.66 | 227.3077 | 82.9083 | 221.2751 | 79.66 | 1606.2 | 134631.4288 | 28677.6 | 13008.478 | 0 | 31370.108
739 | 96.821 | 100.769 | 100.769 | 98.0947 | 96.821 | 1658.4 | 169196.3482 | 34855.56 | 15810.8693 | 0 | 33074.0536
740 | 88 | 91.5884 | 91.5884 | 89.1577 | 88 | 1618.2 | 150038.2065 | 31680 | 14370.4 | 0 | 33598.4
741 | 91.2 | 94.9188 | 94.9188 | 92.3997 | 91.2 | 1556.55 | 149318.7303 | 32832 | 14892.96 | 0 | 40442.64
742 | 86.4 | 89.9231 | 89.9231 | 87.5366 | 86.4 | 1582.1 | 143803.2731 | 31104 | 14109.12 | 0 | 36106.56
743 | 92.8 | 96.5841 | 96.5841 | 94.0208 | 92.8 | 1588.85 | 155375.1104 | 33408 | 15154.24 | 0 | 38154.72
744 | 88 | 91.5884 | 91.5884 | 89.1577 | 88 | 1650.1 | 153149.1458 | 31680 | 14370.4 | 0 | 30791.2
745 | 94.4 | 98.2493 | 98.2493 | 95.6418 | 94.4 | 1648.85 | 164505.4763 | 33984 | 15415.52 | 0 | 33148.56
746 | 87.2 | 90.7557 | 90.7557 | 88.3471 | 87.2 | 1496.6 | 138091.5802 | 31392 | 14239.76 | 0 | 43896.48
747 | 93.6 | 97.4167 | 97.4167 | 94.8313 | 93.6 | 1448.95 | 143541.169 | 33696 | 15284.88 | 0 | 51578.28
748 | 80 | 83.2621 | 83.2621 | 81.0524 | 80 | 1447.7 | 122560.3025 | 28800 | 13064 | 0 | 44184
749 | 88.8 | 92.421 | 92.421 | 89.9682 | 88.8 | 1471.45 | 138326.7521 | 31968 | 14501.04 | 0 | 46935.24
750 | 86.4 | 89.9231 | 89.9231 | 87.5366 | 86.4 | 1519.5 | 138882.1374 | 31104 | 14109.12 | 0 | 41515.2
751 | 88.8 | 92.421 | 92.421 | 89.9682 | 88.8 | 1552.95 | 145619.0221 | 31968 | 14501.04 | 0 | 39698.04
752 | 79.281 | 82.5138 | 82.5138 | 80.324 | 79.281 | 1540.95 | 128813.3655 | 28541.16 | 12946.5873 | 0 | 36393.943
753 | 84.741 | 2017.9403 | 88.1965 | 1964.3852 | 84.741 | 1572.5 | 140718.1427 | 30506.76 | 13838.2053 | 0 | 36226.7775
754 | 75.611 | 3161.1815 | 78.6942 | 3077.2855 | 75.611 | 1555.75 | 124590.5176 | 27219.96 | 12347.2763 | 0 | 33590.1867
755 | 86.655 | 3724.708 | 90.1885 | 3625.8563 | 86.655 | 1532.9 | 140901.7466 | 31195.8 | 14150.7615 | 0 | 40476.5505
756 | 74.903 | 3940.2925 | 77.9573 | 3835.7193 | 74.903 | 1526.95 | 121293.2508 | 26965.08 | 12231.6599 | 0 | 35432.8641
757 | 87.642 | 3919.7257 | 91.2158 | 3815.6983 | 87.642 | 1515.1 | 140573.8518 | 31551.12 | 14311.9386 | 0 | 42497.6058
758 | 82.638 | 3220.4673 | 86.0077 | 3134.9979 | 82.638 | 1526.6 | 133663.2753 | 29749.68 | 13494.7854 | 0 | 39120.8292
759 | 89.332 | 3194.8455 | 92.9747 | 3110.056 | 89.332 | 1541.65 | 145770.0364 | 32159.52 | 14587.9156 | 0 | 40945.3222
760 | 81.435 | 2477.3641 | 84.7557 | 2411.6162 | 81.435 | 1554.8 | 134007.0746 | 29316.6 | 13298.3355 | 0 | 36254.862
761 | 83.254 | 1400.795 | 86.6488 | 1363.6187 | 83.254 | 1602.35 | 140826.0267 | 29971.44 | 13595.3782 | 0 | 33105.9531
762 | 82.933 | 240.6495 | 86.3147 | 234.2627 | 82.933 | 1645.65 | 144258.775 | 29855.88 | 13542.9589 | 0 | 29387.3085
763 | 96.007 | 99.9219 | 99.9219 | 97.27 | 96.007 | 1782.4 | 180934.9371 | 34562.52 | 15677.9431 | 0 | 20891.1232
764 | 91.2 | 94.9188 | 94.9188 | 92.3997 | 91.2 | 1634.05 | 157444.4167 | 32832 | 14892.96 | 0 | 33374.64
765 | 93.6 | 97.4167 | 97.4167 | 94.8313 | 93.6 | 1731.75 | 170786.1094 | 33696 | 15284.88 | 0 | 25108.2
766 | 88.8 | 92.421 | 92.421 | 89.9682 | 88.8 | 1836.55 | 171755.077 | 31968 | 14501.04 | 0 | 14514.36
767 | 97.6 | 101.5798 | 101.5798 | 98.8839 | 97.6 | 1812.5 | 186815.5889 | 35136 | 15938.08 | 0 | 18300
768 | 90.4 | 94.0862 | 94.0862 | 91.5892 | 90.4 | 1798.7 | 171537.7124 | 32544 | 14762.32 | 0 | 18197.52
769 | 92.8 | 96.5841 | 96.5841 | 94.0208 | 92.8 | 1773.85 | 173857.5597 | 33408 | 15154.24 | 0 | 20986.72
770 | 86.4 | 89.9231 | 89.9231 | 87.5366 | 86.4 | 1540.4 | 140565.5392 | 31104 | 14109.12 | 0 | 39709.44
771 | 91.2 | 94.9188 | 94.9188 | 92.3997 | 91.2 | 1531.45 | 147642.6361 | 32832 | 14892.96 | 0 | 42731.76
772 | 87.2 | 90.7557 | 90.7557 | 88.3471 | 87.2 | 1529.7 | 141097.7067 | 31392 | 14239.76 | 0 | 41010.16
773 | 92.8 | 96.5841 | 96.5841 | 94.0208 | 92.8 | 1530.6 | 150167.1783 | 33408 | 15154.24 | 0 | 43560.32
774 | 85.6 | 89.0905 | 89.0905 | 86.7261 | 85.6 | 1539.15 | 139357.0649 | 30816 | 13978.48 | 0 | 39448.76
775 | 76.8 | 79.9317 | 79.9317 | 77.8103 | 76.8 | 1782.95 | 145038.3805 | 27648 | 12541.44 | 0 | 16669.44
776 | 82.775 | 86.1503 | 86.1503 | 83.8639 | 82.775 | 1765.2 | 154556.2974 | 29799 | 13517.1575 | 0 | 19435.57
777 | 646.748 | 1809.6465 | 673.1203 | 1761.6195 | 646.748 | 1609.4 | 1102607.1728 | 232829.28 | 105613.9484 | 0 | 252619.7688
778 | 552.934 | 3288.8068 | 575.4809 | 3201.5237 | 552.934 | 1595.75 | 937750.1824 | 199056.24 | 90294.1222 | 0 | 223523.5695
779 | 876.383 | 3053.5121 | 912.1191 | 2972.4736 | 876.383 | 1555.95 | 1459628.3995 | 315497.88 | 143113.3439 | 0 | 389157.8711
780 | 949.841 | 3403.4983 | 988.5725 | 3313.1713 | 949.841 | 1548.8 | 1570142.1137 | 341942.76 | 155109.0353 | 0 | 428568.2592
781 | 1244.374 | 3360.457 | 1295.1156 | 3271.2723 | 1244.374 | 1515.1 | 2005592.92 | 447974.64 | 203206.2742 | 0 | 603396.9526
782 | 1169.848 | 3214.4828 | 1217.5507 | 3129.1722 | 1169.848 | 1548.45 | 1927341.9883 | 421145.28 | 191036.1784 | 0 | 528244.8644
783 | 1381.741 | 3167.6937 | 1438.084 | 3083.6248 | 1381.741 | 1588.7 | 2330296.4715 | 497426.76 | 225638.3053 | 0 | 568310.0733
784 | 889.368 | 2085.0922 | 925.6336 | 2029.755 | 889.368 | 1556.7 | 1466648.3352 | 320172.48 | 145233.7944 | 0 | 394256.8344
785 | 1360.953 | 1416.4483 | 1416.4483 | 1378.8565 | 1360.953 | 1593.2 | 2294210.0632 | 489943.08 | 222243.6249 | 0 | 553635.6804
786 | 1095.157 | 1139.814 | 1139.814 | 1109.5639 | 1095.157 | 1626.5 | 1885921.9927 | 394256.52 | 178839.1381 | 0 | 409041.1395
787 | 1127.015 | 1172.9711 | 1172.9711 | 1141.841 | 1127.015 | 1782.4 | 2124911.8698 | 405725.4 | 184041.5495 | 0 | 245238.464
788 | 1211.2 | 1260.5889 | 1260.5889 | 1227.1335 | 1211.2 | 1749.55 | 2240950.6381 | 436032 | 197788.96 | 0 | 303345.04
789 | 1118.4 | 1164.0048 | 1164.0048 | 1133.1127 | 1118.4 | 1729.6 | 2037216.1029 | 402624 | 182634.72 | 0 | 302415.36
790 | 1337.6 | 1392.143 | 1392.143 | 1355.1963 | 1337.6 | 1835.55 | 2583874.352 | 481536 | 218430.08 | 0 | 219968.32
791 | 1112 | 1157.3438 | 1157.3438 | 1126.6285 | 1112 | 1810.35 | 2125512.4494 | 400320 | 181589.6 | 0 | 210890.8
792 | 163.2 | 169.8548 | 169.8548 | 165.3469 | 163.2 | 1790.85 | 309234.1373 | 58752 | 26650.56 | 0 | 34133.28
793 | 108.8 | 113.2365 | 113.2365 | 110.2313 | 108.8 | 1766.5 | 203663.2579 | 39168 | 17767.04 | 0 | 25404.8
794 | 94.4 | 98.2493 | 98.2493 | 95.6418 | 94.4 | 1602.6 | 160128.682 | 33984 | 15415.52 | 0 | 37514.56
795 | 105.6 | 109.906 | 109.906 | 106.9892 | 105.6 | 1506.8 | 168474.8624 | 38016 | 17244.48 | 0 | 52081.92
796 | 101.6 | 105.7429 | 105.7429 | 102.9366 | 101.6 | 1484.75 | 159691.2443 | 36576 | 16591.28 | 0 | 52349.4
797 | 105.6 | 109.906 | 109.906 | 106.9892 | 105.6 | 1484.7 | 166122.1212 | 38016 | 17244.48 | 0 | 54415.68
798 | 95.2 | 99.082 | 99.082 | 96.4524 | 95.2 | 1491.45 | 150597.3374 | 34272 | 15546.16 | 0 | 48413.96
799 | 87.2 | 90.7557 | 90.7557 | 88.3471 | 87.2 | 1519.5 | 140485.0149 | 31392 | 14239.76 | 0 | 41899.6
800 | 82.403 | 85.7631 | 85.7631 | 83.487 | 82.403 | 1519.9 | 132735.7841 | 29665.08 | 13456.4099 | 0 | 39561.6803
801 | 835.519 | 869.5888 | 869.5888 | 846.5104 | 835.519 | 1504.85 | 1335754.975 | 300786.84 | 136440.2527 | 0 | 413707.2328
802 | 1039.674 | 1158.7468 | 1082.0675 | 1127.9943 | 1039.674 | 1502 | 1663899.9595 | 374282.64 | 169778.7642 | 0 | 517757.652
803 | 891.524 | 1678.2422 | 927.8775 | 1633.7025 | 891.524 | 1338 | 1278682.3551 | 320948.64 | 145585.8692 | 0 | 590188.888
804 | 1352.422 | 1826.5789 | 1407.5694 | 1778.1025 | 1352.422 | 1403.55 | 2032589.6376 | 486871.92 | 220850.5126 | 0 | 806652.1019
805 | 1341.667 | 3624.6967 | 1396.3759 | 3528.4992 | 1341.667 | 1484.65 | 2127858.908 | 483000.12 | 219094.2211 | 0 | 691428.0884
806 | 1194.461 | 3606.2749 | 1243.1673 | 3510.5664 | 1194.461 | 1494.45 | 1911344.4468 | 430005.96 | 195055.4813 | 0 | 603859.7585
807 | 1481.371 | 2722.1267 | 1541.7766 | 2649.883 | 1481.371 | 1508.55 | 2382070.9909 | 533293.56 | 241907.8843 | 0 | 728019.778
808 | 1646.336 | 722.5062 | 722.5062 | 703.3313 | 703.3313 | 1516.9 | 1132976.2177 | 253199.2638 | 114853.9994 | 1728527.6367 | 328002.1943
809 | 1713.488 | 723.0453 | 723.0453 | 703.8561 | 703.8561 | 1528 | 1138784.5392 | 253388.1969 | 114939.7015 | 1850655.268 | 320705.592
810 | 1434.101 | 123.6141 | 123.6141 | 120.3334 | 120.3334 | 1536.9 | 195539.2051 | 43320.0419 | 19650.4523 | 2408135.9197 | 53794.6222
811 | 1539.509 | 1602.2852 | 1602.2852 | 1559.7615 | 1539.509 | 1585.95 | 2580257.3284 | 554223.24 | 251401.8197 | 0 | 637433.7015
812 | 1661.6 | 1729.3547 | 1729.3547 | 1683.4586 | 1661.6 | 1559.35 | 2737217.192 | 598176 | 271339.28 | 0 | 732184.04
813 | 1616 | 1681.8953 | 1681.8953 | 1637.2587 | 1616 | 1539.25 | 2618615.5885 | 581760 | 263892.8 | 0 | 744572
814 | 1728.8 | 1799.2949 | 1799.2949 | 1751.5426 | 1728.8 | 1800.55 | 3283473.4202 | 622368 | 282313.04 | 0 | 344809.16
815 | 1469.6 | 1529.5256 | 1529.5256 | 1488.9328 | 1469.6 | 1783.85 | 2775986.0682 | 529056 | 239985.68 | 0 | 317654.04
816 | 1761.6 | 0 | 0 | 0 | 0 | 1771.1 | 0 | 0 | 0 | 3229012.8 | 0
817 | 1354.4 | 0 | 0 | 0 | 0 | 1598.25 | 0 | 0 | 0 | 1611736 | 0
818 | 1331.2 | 0 | 0 | 0 | 0 | 1752.1 | 0 | 0 | 0 | 1584128 | 0
819 | 1416.8 | 0 | 0 | 0 | 0 | 1747.8 | 0 | 0 | 0 | 1685992 | 0
820 | 1299.2 | 0 | 0 | 0 | 0 | 1746.6 | 0 | 0 | 0 | 1546048 | 0
821 | 1488 | 0 | 0 | 0 | 0 | 1747.3 | 0 | 0 | 0 | 1770720 | 0
822 | 1488.8 | 0 | 0 | 0 | 0 | 1748.75 | 0 | 0 | 0 | 1771672 | 0
823 | 1292.8 | 832.2572 | 832.2572 | 810.1695 | 810.1695 | 1750.75 | 1503446.1029 | 291661.0241 | 132300.6812 | 884661.6857 | 15690.786
824 | 1289.506 | 1342.0879 | 1342.0879 | 1306.4696 | 1289.506 | 1594.2 | 2184534.6204 | 464222.16 | 210576.3298 | 0 | 476816.2174
825 | 1526.73 | 1588.9852 | 1588.9852 | 1546.8144 | 1526.73 | 1516.9 | 2464833.7087 | 549622.8 | 249315.009 | 0 | 737563.263
826 | 1083.978 | 1128.1791 | 1128.1791 | 1098.2379 | 1083.978 | 1466.35 | 1700672.976 | 390232.08 | 177013.6074 | 0 | 578464.8597
827 | 1402.913 | 1460.1193 | 1460.1193 | 1421.3685 | 1402.913 | 1465.5 | 2209957.1735 | 505048.68 | 229095.6929 | 0 | 749856.9985
828 | 1305.329 | 1485.7547 | 1358.5551 | 1446.3235 | 1305.329 | 1467.95 | 2053872.679 | 469918.44 | 213160.2257 | 0 | 694500.2944
829 | 1517.919 | 1579.8149 | 1579.8149 | 1537.8874 | 1517.919 | 1461.4 | 2375236.7524 | 546450.84 | 247876.1727 | 0 | 817551.1734
830 | 1335.878 | 1390.3508 | 1390.3508 | 1353.4517 | 1335.878 | 1467.95 | 2098153.9111 | 480916.08 | 218148.8774 | 0 | 710753.8899
831 | 1360.865 | 1416.3567 | 1416.3567 | 1378.7674 | 1360.865 | 1460.4 | 2119221.7601 | 489911.4 | 222229.2545 | 0 | 734322.754
832 | 1604.627 | 1670.0585 | 1670.0585 | 1625.7361 | 1604.627 | 1490.55 | 2535586.5198 | 577665.72 | 262035.5891 | 0 | 817477.2252
833 | 1501.802 | 1212.4571 | 1212.4571 | 1180.2791 | 1180.2791 | 1508.4 | 1883229.4496 | 424900.4898 | 192739.5833 | 589351.4055 | 560114.7836
834 | 1303.802 | 202.1948 | 202.1948 | 196.8287 | 196.8287 | 1588.3 | 330597.2998 | 70858.3282 | 32142.125 | 2029082.0783 | 78225.8819
835 | 1407.738 | 1465.141 | 1465.141 | 1426.257 | 1407.738 | 1847.5 | 2748126.5765 | 506785.68 | 229883.6154 | 0 | 214680.045
836 | 1397.6 | 1454.5896 | 1454.5896 | 1415.9856 | 1397.6 | 1825.6 | 2695977.5317 | 503136 | 228228.08 | 0 | 243741.44
837 | 1207.2 | 1256.4257 | 1256.4257 | 1223.0809 | 1207.2 | 1799.75 | 2293971.7539 | 434592 | 197135.76 | 0 | 241741.8
838 | 1357.6 | 1412.9586 | 1412.9586 | 1375.4594 | 1357.6 | 1793.35 | 2571721.4212 | 488736 | 221696.08 | 0 | 280548.04
839 | 1300.8 | 1353.8425 | 1353.8425 | 1317.9122 | 1300.8 | 1657.4 | 2281583.1678 | 468288 | 212420.64 | 0 | 445654.08
840 | 1248.8 | 0 | 0 | 0 | 0 | 1506.9 | 0 | 0 | 0 | 2289050.4 | 0
841 | 1178.4 | 0 | 0 | 0 | 0 | 1460.9 | 0 | 0 | 0 | 1402296 | 0
842 | 1225.6 | 0 | 0 | 0 | 0 | 1458.9 | 0 | 0 | 0 | 1458464 | 0
843 | 1224.8 | 0 | 0 | 0 | 0 | 1448.95 | 0 | 0 | 0 | 1457512 | 0
844 | 903.2 | 0 | 0 | 0 | 0 | 1447.7 | 0 | 0 | 0 | 1074808 | 0
845 | 1121.6 | 0 | 0 | 0 | 0 | 1449.6 | 0 | 0 | 0 | 1334704 | 0
846 | 1310.4 | 0 | 0 | 0 | 0 | 1462.65 | 0 | 0 | 0 | 1559376 | 0
847 | 1152 | 0 | 0 | 0 | 0 | 1476.95 | 0 | 0 | 0 | 2111616 | 0
848 | 933.17 | 255.493 | 255.493 | 248.7124 | 248.7124 | 1516.7 | 399091.5252 | 89536.4512 | 40614.7291 | 1254610.8461 | 106241.9058
849 | 1215.698 | 1265.2703 | 1265.2703 | 1231.6907 | 1215.698 | 1580.45 | 2042908.7641 | 437651.28 | 198523.4834 | 0 | 458336.9779
850 | 1139.46 | 1185.9235 | 1185.9235 | 1154.4498 | 1139.46 | 1578.8 | 1916180.1279 | 410205.6 | 186073.818 | 0 | 479940.552
851 | 1551.141 | 1614.3916 | 1614.3916 | 1571.5465 | 1551.141 | 1527.95 | 2519398.3944 | 558410.76 | 253301.3253 | 0 | 732216.109
852 | 1338.153 | 1392.7186 | 1392.7186 | 1355.7566 | 1338.153 | 1483.7 | 2117059.0165 | 481735.08 | 218520.3849 | 0 | 690888.3939
853 | 1140.835 | 1834.6616 | 1187.3546 | 1785.9706 | 1140.835 | 1474.9 | 1796609.9473 | 410700.6 | 186298.3555 | 0 | 599052.4585
854 | 1315.264 | 1368.8962 | 1368.8962 | 1332.5665 | 1315.264 | 1503.6 | 2114835.0243 | 473495.04 | 214782.6112 | 0 | 652897.0496
855 | 1361.037 | 1416.5357 | 1416.5357 | 1378.9416 | 1361.037 | 1540.7 | 2235340.7909 | 489973.32 | 222257.3421 | 0 | 625124.2941
856 | 1270.539 | 1322.3475 | 1322.3475 | 1287.2531 | 1270.539 | 1551.75 | 2088687.2569 | 457394.04 | 207479.0187 | 0 | 569519.1068
857 | 1377.713 | 1433.8917 | 1433.8917 | 1395.837 | 1377.713 | 1566.4 | 2277066.0681 | 495976.68 | 224980.5329 | 0 | 444012.4704
858 | 1430.203 | 1488.5221 | 1488.5221 | 1449.0175 | 1430.203 | 1580.65 | 2384435.0574 | 514873.08 | 233552.1499 | 0 | 92600.0283
859 | 1135.9 | 1182.2184 | 1182.2184 | 1150.8429 | 1135.9 | 1584.45 | 1901871.29 | 408924 | 185492.47 | 0 | 472023.245
860 | 1324 | 1377.9885 | 1377.9885 | 1341.4174 | 1324 | 1547.1 | 2161849.1327 | 476640 | 216209.2 | 0 | 599639.6
861 | 1216.8 | 1266.4172 | 1266.4172 | 1232.8072 | 1216.8 | 1512.65 | 1939393.8639 | 438048 | 198703.44 | 0 | 593007.48
862 | 1368.8 | 1424.6153 | 1424.6153 | 1386.8068 | 1368.8 | 1514.55 | 2185681.0817 | 492768 | 223525.04 | 0 | 664483.96
863 | 1304 | 1357.1729 | 1357.1729 | 1321.1543 | 1304 | 1494.35 | 2058449.2858 | 469440 | 212943.2 | 0 | 659367.6
864 | 504 | 524.5515 | 524.5515 | 510.6302 | 504 | 1475.75 | 785134.9478 | 181440 | 82303.2 | 0 | 249560.8245
865 | 308.8 | 0 | 0 | 0 | 0 | 1459.95 | 0 | 0 | 0 | 367472 | 0
866 | 223.2 | 0 | 0 | 0 | 0 | 1414.9 | 0 | 0 | 0 | 265608 | 0
867 | 305.6 | 0 | 0 | 0 | 0 | 1390.7 | 0 | 0 | 0 | 363664 | 0
868 | 234.4 | 0 | 0 | 0 | 0 | 1407.5 | 0 | 0 | 0 | 278936 | 0
869 | 284.8 | 0 | 0 | 0 | 0 | 1396.6 | 0 | 0 | 0 | 338912 | 0
870 | 280.8 | 0 | 0 | 0 | 0 | 1454.75 | 0 | 0 | 0 | 334152 | 0
871 | 279.2 | 290.5849 | 290.5849 | 282.8729 | 279.2 | 1469.05 | 430831.2776 | 100512 | 45593.36 | 0 | 148241.24
872 | 207.884 | 216.3608 | 216.3608 | 210.6187 | 207.884 | 1492.95 | 325920.421 | 74838.24 | 33947.4572 | 0 | 105407.5822
873 | 1383.408 | 1439.8189 | 1439.8189 | 1401.6069 | 1383.408 | 1453.4 | 2115426.6848 | 498026.88 | 225910.5264 | 0 | 756170.8128
874 | 1305.53 | 1358.7653 | 1358.7653 | 1322.7044 | 1305.53 | 1358.75 | 1876427.6023 | 469990.8 | 213193.049 | 0 | 837171.1125
875 | 1615.041 | 1680.8972 | 1680.8972 | 1636.2871 | 1615.041 | 345.9 | 597487.4894 | 581414.76 | 263736.1953 | 0 | 2671439.3181
876 | 1779.002 | 1851.544 | 1851.544 | 1802.405 | 1779.002 | 1228.95 | 2336997.5195 | 640440.72 | 290511.0266 | 0 | 1371699.4921
877 | 1624.258 | 1690.49 | 1690.49 | 1645.6253 | 1624.258 | 1307.1 | 2270348.9637 | 584732.88 | 265241.3314 | 0 | 1125448.3682
878 | 1539.01 | 1601.7659 | 1601.7659 | 1559.2559 | 1539.01 | 1228.6 | 2027673.4823 | 554043.6 | 251320.333 | 0 | 1187192.314
879 | 1787.689 | 2203.8782 | 1860.5863 | 2145.3884 | 1787.689 | 1344.6 | 2558976.7377 | 643568.04 | 291929.6137 | 0 | 1171651.3706
880 | 1354.304 | 1820.3623 | 1409.5282 | 1772.0509 | 1354.304 | 859.2 | 1230057.8538 | 487549.44 | 221157.8432 | 0 | 1544990.0032
881 | 1620.241 | 1064.2036 | 1064.2036 | 1035.9603 | 1035.9603 | 1368.35 | 1490524.5669 | 372945.6913 | 169172.3094 | 1070986.6079 | 446418.6375
882 | 1300.99 | 1354.0402 | 1354.0402 | 1318.1047 | 1300.99 | 1393.6 | 1903580.5897 | 468356.4 | 212451.667 | 0 | 217234.3104
883 | 1394.069 | 1450.9147 | 1450.9147 | 1412.4082 | 1394.069 | 1516.7 | 2217384.7474 | 501864.84 | 227651.4677 | 0 | 673753.5477
884 | 1272 | 1323.8681 | 1323.8681 | 1288.7333 | 1272 | 1419.05 | 1892204.0522 | 457920 | 207717.6 | 0 | 738968.4
885 | 1471.2 | 1531.1908 | 1531.1908 | 1490.5538 | 1471.2 | 1409.6 | 2170726.8075 | 529632 | 240246.96 | 0 | 868596.48
886 | 1444 | 1502.8817 | 1502.8817 | 1462.996 | 1444 | 1535.45 | 2319480.1729 | 519840 | 235805.2 | 0 | 670810.2
887 | 1357.6 | 1412.9586 | 1412.9586 | 1375.4594 | 1357.6 | 1515.25 | 2156677.55 | 488736 | 221696.08 | 0 | 658096.6
888 | 576.8 | 600.3201 | 600.3201 | 584.3879 | 576.8 | 1481.75 | 896841.3239 | 207648 | 94191.44 | 0 | 298926.6
889 | 498.4 | 0 | 0 | 0 | 0 | 1459.95 | 0 | 0 | 0 | 593096 | 0
890 | 498.4 | 0 | 0 | 0 | 0 | 1451 | 0 | 0 | 0 | 593096 | 0
891 | 504 | 0 | 0 | 0 | 0 | 1454 | 0 | 0 | 0 | 599760 | 0
892 | 421.6 | 0 | 0 | 0 | 0 | 1445.8 | 0 | 0 | 0 | 501704 | 0
893 | 485.6 | 0 | 0 | 0 | 0 | 1470.5 | 0 | 0 | 0 | 577864 | 0
894 | 467.2 | 0 | 0 | 0 | 0 | 1454.75 | 0 | 0 | 0 | 555968 | 0
895 | 472 | 491.2466 | 491.2466 | 478.2092 | 472 | 1469.05 | 735236.5944 | 169920 | 77077.6 | 0 | 250608.4
896 | 385.522 | 401.2424 | 401.2424 | 390.5936 | 385.522 | 1641.85 | 672206.8115 | 138787.92 | 62955.7426 | 0 | 138074.7043
897 | 1044.814 | 1087.4182 | 1087.4182 | 1058.5587 | 1044.814 | 1556.45 | 1728106.6787 | 376133.04 | 170618.1262 | 0 | 463427.2497
898 | 1692.649 | 1761.6698 | 1761.6698 | 1714.916 | 1692.649 | 1438.45 | 2601455.4613 | 609353.64 | 276409.5817 | 0 | 950507.046
899 | 1873.143 | 1949.5238 | 1949.5238 | 1897.7845 | 1873.143 | 1282 | 2568226.541 | 674331.48 | 305884.2519 | 0 | 1344916.674
900 | 1814.753 | 2163.0724 | 1888.7518 | 2105.6657 | 1814.753 | 1281.9 | 2495452.3622 | 653311.08 | 296349.1649 | 0 | 1303174.1293
901 | 1605.764 | 2033.1752 | 1671.2419 | 1979.2158 | 1605.764 | 1317.1 | 2267043.3585 | 578075.04 | 262221.2612 | 0 | 1096576.2356
902 | 1656.929 | 2994.1712 | 1724.4933 | 2914.7075 | 1656.929 | 1306 | 2318809.3365 | 596494.44 | 270576.5057 | 0 | 1149908.726
903 | 1959.966 | 3462.2918 | 2039.8871 | 3370.4045 | 1959.966 | 1344.6 | 2808061.2013 | 705587.76 | 320062.4478 | 0 | 1284561.7164
904 | 1925.128 | 2591.7798 | 2003.6285 | 2522.9954 | 1925.128 | 1513.45 | 3088053.0329 | 693046.08 | 314373.4024 | 0 | 936671.0284
905 | 1644.797 | 1419.3417 | 1419.3417 | 1381.6731 | 1381.6731 | 1569.45 | 2293921.8154 | 497402.3177 | 225627.218 | 482306.1 | 574260.7012
906 | 1796.832 | 712.1099 | 712.1099 | 693.2109 | 693.2109 | 1582.25 | 1159180.4769 | 249555.9173 | 113201.3369 | 2022937.5103 | 93205.038
907 | 1564.005 | 1627.7801 | 1627.7801 | 1584.5797 | 1564.005 | 1615.45 | 2672780.827 | 563041.8 | 255402.0165 | 0 | 601438.1227
908 | 1423.2 | 1481.2335 | 1481.2335 | 1441.9224 | 1423.2 | 1464.6 | 2208328.3125 | 512352 | 232408.56 | 0 | 761981.28
909 | 1762.4 | 1834.265 | 1834.265 | 1785.5846 | 1762.4 | 1459.95 | 2725895.8204 | 634464 | 287799.92 | 0 | 951784.12
910 | 1525.6 | 1587.8091 | 1587.8091 | 1545.6695 | 1525.6 | 1826.55 | 2952320.8296 | 549216 | 249130.48 | 0 | 264615.32
911 | 1706.4 | 1775.9815 | 1775.9815 | 1728.8479 | 1706.4 | 1547.2 | 2805076.8164 | 614304 | 278655.12 | 0 | 772657.92
912 | 526.4 | 547.8649 | 547.8649 | 533.3249 | 526.4 | 1481.75 | 830289.8468 | 189504 | 85961.12 | 0 | 0
913 | 477.6 | 0 | 0 | 0 | 0 | 1459.95 | 0 | 0 | 0 | 568344 | 0
914 | 487.2 | 0 | 0 | 0 | 0 | 1332.75 | 0 | 0 | 0 | 579768 | 0
915 | 450.4 | 0 | 0 | 0 | 0 | 1165.95 | 0 | 0 | 0 | 535976 | 0
916 | 410.4 | 0 | 0 | 0 | 0 | 1159.7 | 0 | 0 | 0 | 488376 | 0
917 | 498.4 | 0 | 0 | 0 | 0 | 1166.6 | 0 | 0 | 0 | 593096 | 0
918 | 480.8 | 0 | 0 | 0 | 0 | 1192.2 | 0 | 0 | 0 | 572152 | 0
919 | 402.4 | 418.8086 | 418.8086 | 407.6936 | 402.4 | 1124 | 482003.8882 | 144864 | 65711.92 | 0 | 128878.872
920 | 183.582 | 191.0679 | 191.0679 | 185.997 | 183.582 | 1211.85 | 236652.8297 | 66089.52 | 29978.9406 | 0 | 144690.1533
921 | 1361.436 | 1416.951 | 1416.951 | 1379.3459 | 1361.436 | 1319.7 | 1919489.8113 | 490116.96 | 222322.4988 | 0 | 926184.9108
922 | 1498.899 | 1560.0193 | 1560.0193 | 1518.6172 | 1498.899 | 1364.45 | 2190659.4215 | 539603.64 | 244770.2067 | 0 | 952625.2595
923 | 1608.087 | 1702.6286 | 1673.6586 | 1657.4418 | 1608.087 | 345.9 | 597638.1649 | 578911.32 | 262600.6071 | 0 | 2659936.7067
924 | 1399.808 | 1991.3692 | 1456.8877 | 1938.5194 | 1399.808 | 339.95 | 512008.6902 | 503930.88 | 228588.6464 | 0 | 2323751.2704
925 | 1724.006 | 2031.7243 | 1794.3054 | 1977.8035 | 1724.006 | 328.1 | 608433.9322 | 620642.16 | 281530.1798 | 0 | 2882365.6314
926 | 1255.265 | 3089.6396 | 1306.4507 | 3007.6422 | 1255.265 | 339.6 | 459634.8508 | 451895.4 | 204984.7745 | 0 | 2084242.006
927 | 1125.5 | 3439.4519 | 1171.3943 | 3348.1708 | 1125.5 | 355.6 | 428469.9781 | 405180 | 183794.15 | 0 | 1850772.2
928 | 1614.058 | 2656.0541 | 1679.8741 | 2585.5638 | 1614.058 | 1350 | 2318071.0324 | 581060.88 | 263575.6714 | 0 | 1049137.7
929 | 1453.859 | 1519.1979 | 1513.1427 | 1478.8793 | 1453.859 | 1369.35 | 2113159.4476 | 523389.24 | 237415.1747 | 0 | 900329.1837
930 | 1370.109 | 232.1827 | 232.1827 | 226.0207 | 226.0207 | 1568.6 | 375922.085 | 81367.4623 | 36909.185 | 2097113.8015 | 94125.8718
931 | 1452.169 | 1511.3838 | 1511.3838 | 1471.2725 | 1452.169 | 1615.45 | 2484986.0303 | 522780.84 | 237139.1977 | 0 | 558431.5889
932 | 1032 | 1074.0817 | 1074.0817 | 1045.5761 | 1032 | 1535.85 | 1682573.9356 | 371520 | 168525.6 | 0 | 479002.8
933 | 1212.8 | 1262.2541 | 1262.2541 | 1228.7546 | 1212.8 | 1475.9 | 1901638.4837 | 436608 | 198050.24 | 0 | 635628.48
934 | 1396.8 | 1453.757 | 1453.757 | 1415.1751 | 1396.8 | 1776.55 | 2642318.0981 | 502848 | 228097.44 | 0 | 312114.96
935 | 964 | 1003.3088 | 1003.3088 | 976.6816 | 964 | 1681.35 | 1726109.2856 | 347040 | 157421.2 | 0 | 307178.6
936 | 1384.8 | 0 | 0 | 0 | 0 | 1538.7 | 0 | 0 | 0 | 2538338.4 | 0
937 | 1120 | 0 | 0 | 0 | 0 | 1616.9 | 0 | 0 | 0 | 2052960 | 0
938 | 1568.8 | 0 | 0 | 0 | 0 | 1264.75 | 0 | 0 | 0 | 2875610.4 | 0
939 | 1411.2 | 0 | 0 | 0 | 0 | 261.95 | 0 | 0 | 0 | 2586729.6 | 0
940 | 1482.4 | 0 | 0 | 0 | 0 | 260.7 | 0 | 0 | 0 | 2717239.2 | 0
941 | 1182.4 | 1100.8057 | 1100.8057 | 1071.5909 | 1071.5909 | 262.6 | 301934.4591 | 385772.7218 | 174990.793 | 203113.0916 | 0
942 | 1132 | 1178.1593 | 1178.1593 | 1146.8916 | 1132 | 269.65 | 326582.0369 | 407520 | 184855.6 | 0 | 1646431.4857
943 | 1137.6 | 1183.9877 | 1183.9877 | 1152.5653 | 1137.6 | 283.95 | 344956.8488 | 409536 | 185770.08 | 0 | 1952178.48
944 | 182.01 | 189.4318 | 189.4318 | 184.4044 | 182.01 | 1275.4 | 246690.6676 | 65523.6 | 29722.233 | 0 | 131884.446
945 | 481.147 | 500.7666 | 500.7666 | 487.4766 | 481.147 | 1369.7 | 702071.6758 | 173212.92 | 78571.3051 | 0 | 303266.9541
946 | 455.687 | 500.827 | 474.2674 | 487.5353 | 455.687 | 1387.2 | 676353.9268 | 164047.32 | 74413.6871 | 0 | 279244.9936
947 | 498.735 | 1126.3193 | 519.0718 | 1096.4274 | 498.735 | 345.9 | 185173.1603 | 179544.6 | 81443.4255 | 0 | 824957.5635
948 | 415.99 | 1596.3205 | 432.9517 | 1553.9551 | 415.99 | 339.95 | 152330.1096 | 149756.4 | 67931.167 | 0 | 690564.1995
949 | 320.018 | 1666.5917 | 333.0673 | 1622.3613 | 320.018 | 1168.15 | 402586.71 | 115206.48 | 52258.9394 | 0 | 266206.9733
950 | 335.666 | 2816.2421 | 349.3544 | 2741.5006 | 335.666 | 1275.7 | 460491.9998 | 120839.76 | 54814.2578 | 0 | 243122.8838
951 | 408.03 | 2270.8761 | 424.6682 | 2210.6083 | 408.03 | 1291.7 | 564949.4956 | 146890.8 | 66631.299 | 0 | 289007.649
952 | 329.489 | 2061.4853 | 342.9245 | 2006.7746 | 329.489 | 769.2 | 271156.0089 | 118616.04 | 53805.5537 | 0 | 405535.0612
953 | 413.609 | 1209.111 | 430.4746 | 1177.0218 | 413.609 | 384.35 | 169125.3097 | 148899.24 | 67542.3497 | 0 | 668247.3808
954 | 285.122 | 296.7484 | 296.7484 | 288.8728 | 285.122 | 766.6 | 231599.9379 | 102643.92 | 46560.4226 | 0 | 351669.4748
955 | 304.539 | 316.9571 | 316.9571 | 308.5453 | 304.539 | 1459 | 471018.2154 | 109634.04 | 49731.2187 | 0 | 164755.599
956 | 261.6 | 272.2672 | 272.2672 | 265.0414 | 261.6 | 1414.05 | 392949.7927 | 94176 | 42719.28 | 0 | 153284.52
957 | 204 | 212.3185 | 212.3185 | 206.6836 | 204 | 1487.65 | 322296.4469 | 73440 | 33313.2 | 0 | 104519.4
958 | 331.2 | 344.7053 | 344.7053 | 335.557 | 331.2 | 1536.65 | 541221.1942 | 119232 | 54084.96 | 0 | 153461.52
959 | 296.8 | 308.9026 | 308.9026 | 300.7044 | 296.8 | 1806.35 | 571448.7102 | 106848 | 48467.44 | 0 | 57475.32
960 | 302.4 | 314.7309 | 314.7309 | 306.3781 | 302.4 | 1798.7 | 579566.4767 | 108864 | 49381.92 | 0 | 60873.12
961 | 324.8 | 338.0443 | 338.0443 | 329.0728 | 324.8 | 897.55 | 310672.4667 | 116928 | 53039.84 | 0 | 358075.76
962 | 296.8 | 308.9026 | 308.9026 | 300.7044 | 296.8 | 731.45 | 231118.5295 | 106848 | 48467.44 | 0 | 376505.64
963 | 296.8 | 308.9026 | 308.9026 | 300.7044 | 296.8 | 255.75 | 81288.2468 | 106848 | 48467.44 | 0 | 517693.4
964 | 316 | 328.8855 | 328.8855 | 320.157 | 316 | 254.05 | 86108.9172 | 113760 | 51602.8 | 0 | 551720.2
965 | 227.2 | 236.4645 | 236.4645 | 230.1888 | 227.2 | 254 | 62004.4248 | 81792 | 37101.76 | 0 | 396691.2
966 | 276 | 287.2544 | 287.2544 | 279.6308 | 276 | 258.35 | 76598.7367 | 99360 | 45070.8 | 0 | 480695.4
967 | 256.8 | 267.2715 | 267.2715 | 260.1782 | 256.8 | 268.45 | 73776.1986 | 92448 | 41935.44 | 0 | 444662.04
968 | 246.146 | 256.183 | 256.183 | 249.3841 | 246.146 | 288 | 75328.6422 | 88612.56 | 40195.6418 | 0 | 421401.952
969 | 460.316 | 479.0862 | 479.0862 | 466.3715 | 460.316 | 311.85 | 152964.653 | 165713.76 | 75169.6028 | 0 | 777082.4554
970 | 1172.832 | 1789.5782 | 1220.6563 | 1742.0838 | 1172.832 | 316.9 | 398471.1422 | 422219.52 | 191523.4656 | 0 | 1973993.5392
971 | 1566.318 | 3709.3753 | 1630.1874 | 3610.9305 | 1566.318 | 317.5 | 534163.7748 | 563874.48 | 255779.7294 | 0 | 2635330.035
972 | 1214.229 | 3991.9806 | 1263.7414 | 3886.0356 | 1214.229 | 314.55 | 411583.2856 | 437122.44 | 198283.5957 | 0 | 2046522.2681
973 | 1567.117 | 3957.6818 | 1631.019 | 3852.6471 | 1567.117 | 305.65 | 517750.2449 | 564162.12 | 255910.2061 | 0 | 2655244.6889
974 | 1509.312 | 3447.9551 | 1570.8569 | 3356.4482 | 1509.312 | 312.4 | 509499.7492 | 543352.32 | 246470.6496 | 0 | 2547114.9312
975 | 1604.899 | 2860.4553 | 1670.3416 | 2784.5404 | 1604.899 | 322.5 | 560053.4721 | 577763.64 | 262080.0067 | 0 | 2692218.0725
976 | 1215.644 | 2150.8953 | 1265.2141 | 2093.8118 | 1215.644 | 334.85 | 440055.4538 | 437631.84 | 198514.6652 | 0 | 2024229.6066
977 | 1300.307 | 1070.1413 | 1070.1413 | 1041.7403 | 1041.7403 | 345.95 | 387659.3315 | 375026.5094 | 170116.1916 | 473952.7541 | 1663367.2637
978 | 1151.05 | 217.2278 | 217.2278 | 211.4627 | 211.4627 | 349.9 | 79062.6838 | 76126.5728 | 34531.8593 | 1722263.5167 | 336839.8633
979 | 1456.677 | 1516.0756 | 1516.0756 | 1475.8398 | 1456.677 | 354.05 | 549777.0926 | 524403.72 | 237875.3541 | 0 | 2397617.5082
980 | 1494.4 | 1555.3368 | 1555.3368 | 1514.059 | 1494.4 | 327.45 | 521942.0945 | 537984 | 244035.52 | 0 | 2499458.72
981 | 1808.8 | 1882.5571 | 1882.5571 | 1832.595 | 1808.8 | 311.25 | 600802.4808 | 651168 | 295377.04 | 0 | 3033000.0663
982 | 1650.4 | 1717.698 | 1717.698 | 1672.1113 | 1650.4 | 1423.35 | 2513738.8843 | 594144 | 269510.32 | 0 | 951703.16
983 | 1209.6 | 1258.9236 | 1258.9236 | 1225.5125 | 1209.6 | 1335.6 | 1730792.5687 | 435456 | 197527.68 | 0 | 803658.24
984 | 1028 | 115.1536 | 115.1536 | 112.0975 | 112.0975 | 1218.95 | 146682.1055 | 40355.1041 | 18305.5236 | 1678849.2614 | 0
985 | 1335.2 | 0 | 0 | 0 | 0 | 652.6 | 0 | 0 | 0 | 1588888 | 0
986 | 1325.6 | 0 | 0 | 0 | 0 | 253.1 | 0 | 0 | 0 | 1577464 | 0
987 | 1358.4 | 0 | 0 | 0 | 0 | 248.8 | 0 | 0 | 0 | 1616496 | 0
988 | 1510.4 | 0 | 0 | 0 | 0 | 247.6 | 0 | 0 | 0 | 1797376 | 0
989 | 1220.8 | 0 | 0 | 0 | 0 | 248.3 | 0 | 0 | 0 | 1452752 | 0
990 | 1460.8 | 0 | 0 | 0 | 0 | 249.75 | 0 | 0 | 0 | 1738352 | 0
991 | 1494.4 | 1555.3368 | 1555.3368 | 1514.059 | 1494.4 | 251.8 | 403511.4881 | 537984 | 244035.52 | 0 | 623273.5086
992 | 1213.91 | 1263.4094 | 1263.4094 | 1229.8792 | 1213.91 | 1310.35 | 1696014.5739 | 437007.6 | 198231.503 | 0 | 837173.0315
993 | 1285.355 | 1337.7677 | 1337.7677 | 1302.264 | 1285.355 | 1275.05 | 1754393.8288 | 462727.8 | 209898.4715 | 0 | 931818.1073
994 | 1854.487 | 1930.107 | 1930.107 | 1878.883 | 1854.487 | 1278.8 | 2552075.168 | 667615.32 | 302837.7271 | 0 | 1337456.0244
995 | 1700.494 | 1769.8347 | 1769.8347 | 1722.8642 | 1700.494 | 1260.05 | 2305885.194 | 612177.84 | 277690.6702 | 0 | 1258280.5353
996 | 1593.166 | 1658.1302 | 1658.1302 | 1614.1243 | 1593.166 | 738.5 | 1263713.0229 | 573539.76 | 260164.0078 | 0 | 2009778.909
997 | 1302.813 | 1355.9375 | 1355.9375 | 1319.9517 | 1302.813 | 282.5 | 396993.9793 | 469012.68 | 212749.3629 | 0 | 2237581.3275
998 | 1470.149 | 1530.097 | 1530.097 | 1489.489 | 1470.149 | 289.05 | 458182.0847 | 529253.64 | 240075.3317 | 0 | 2515351.4315
999 | 1044.668 | 1087.2662 | 1087.2662 | 1058.4108 | 1044.668 | 298.65 | 335031.5053 | 376080.48 | 170594.2844 | 0 | 1777345.9018
1000 | 1161.083 | 1899.1866 | 1208.4272 | 1848.7832 | 1161.083 | 308.5 | 384754.8802 | 417989.88 | 189604.8539 | 0 | 1963971.8945
1001 | 1434.037 | 1187.3327 | 1187.3327 | 1155.8216 | 1155.8216 | 320.4 | 396061.5719 | 416095.7663 | 188745.6629 | 509968.8775 | 1874032.1756
1002 | 1519.101 | 160.8448 | 160.8448 | 156.576 | 156.576 | 833.75 | 138759.1351 | 56367.3728 | 25568.8666 | 2497508.2599 | 176277.5212
1003 | 1470.4 | 1530.3582 | 1530.3582 | 1489.7433 | 1470.4 | 1512.15 | 2355580.1137 | 529344 | 240116.32 | 0 | 717334.64
1004 | 1118.4 | 1164.0048 | 1164.0048 | 1133.1127 | 1118.4 | 1743.45 | 2074117.4195 | 402624 | 182634.72 | 0 | 286925.52
1005 | 1686.4 | 1755.166 | 1755.166 | 1708.5848 | 1686.4 | 1509.85 | 2716369.4217 | 607104 | 275389.12 | 0 | 826588.96
1006 | 1632 | 1698.5477 | 1698.5477 | 1653.4692 | 1632 | 1388.35 | 2411755.0839 | 587520 | 266505.6 | 0 | 998212.8
1007 | 1343.2 | 1397.9714 | 1397.9714 | 1360.87 | 1343.2 | 1266.9 | 1813091.7158 | 483552 | 219344.56 | 0 | 984699.92
1008 | 1206.4 | 714.3267 | 714.3267 | 695.3689 | 695.3689 | 956.05 | 709306.896 | 250332.8047 | 113553.7417 | 936720.0028 | 0
1009 | 1653.6 | 0 | 0 | 0 | 0 | 1123.85 | 0 | 0 | 0 | 1967784 | 0
1010 | 1780 | 0 | 0 | 0 | 0 | 1064.9 | 0 | 0 | 0 | 2118200 | 0
1011 | 1225.6 | 0 | 0 | 0 | 0 | 1159.95 | 0 | 0 | 0 | 1458464 | 0
1012 | 1333.6 | 0 | 0 | 0 | 0 | 1158.7 | 0 | 0 | 0 | 1586984 | 0
1013 | 1466.4 | 0 | 0 | 0 | 0 | 1111.1 | 0 | 0 | 0 | 1745016 | 0
1014 | 1376 | 0 | 0 | 0 | 0 | 1118.15 | 0 | 0 | 0 | 1637440 | 0
1015 | 1212 | 1261.4215 | 1261.4215 | 1227.944 | 1212 | 1181.95 | 1527092.7138 | 436320 | 197919.6 | 0 | 524183.5346
1016 | 1119.408 | 1165.0539 | 1165.0539 | 1134.134 | 1119.408 | 1153.9 | 1369921.6116 | 402986.88 | 182799.3264 | 0 | 947131.1088
1017 | 1135.205 | 1181.495 | 1181.495 | 1150.1388 | 1135.205 | 1234.95 | 1494525.7472 | 408673.8 | 185378.9765 | 0 | 868488.5853
1018 | 1502.098 | 1563.3487 | 1563.3487 | 1521.8583 | 1502.098 | 1263.95 | 2040523.8838 | 540755.28 | 245292.6034 | 0 | 1105619.2329
1019 | 1740.14 | 1811.0973 | 1811.0973 | 1763.0318 | 1740.14 | 1144.9 | 2128988.1904 | 626450.4 | 284164.862 | 0 | 1487993.714
1020 | 1403.041 | 1460.2525 | 1460.2525 | 1421.4982 | 1403.041 | 1138.95 | 1712487.2107 | 505094.76 | 229116.5953 | 0 | 1208088.453
1021 | 1200.195 | 1249.1351 | 1249.1351 | 1215.9837 | 1200.195 | 1174.15 | 1533180.5988 | 432070.2 | 195991.8435 | 0 | 991181.0407
1022 | 1044.046 | 1086.6188 | 1086.6188 | 1057.7806 | 1044.046 | 1138.6 | 1289013.7414 | 375856.56 | 170492.7118 | 0 | 899341.2244
1023 | 1298.188 | 1351.1239 | 1351.1239 | 1315.2659 | 1298.188 | 755.1 | 1060155.6081 | 467347.68 | 211994.1004 | 0 | 1616114.2412
1024 | 1559.024 | 1839.0141 | 1622.596 | 1790.2077 | 1559.024 | 369.7 | 619964.2995 | 561248.64 | 254588.6192 | 0 | 2541676.8272
1025 | 1238.191 | 1288.6805 | 1288.6805 | 1254.4796 | 1238.191 | 384.35 | 508604.3752 | 445748.76 | 202196.5903 | 0 | 2000483.2892
1026 | 1380.315 | 1436.5998 | 1436.5998 | 1398.4732 | 1380.315 | 1190.65 | 1741858.1135 | 496913.4 | 225405.4395 | 0 | 1117157.9453
1027 | 886.366 | 922.5092 | 922.5092 | 898.0263 | 886.366 | 1274.4 | 1197326.5995 | 319091.76 | 144743.5678 | 0 | 643147.1696
1028 | 1113.6 | 1159.009 | 1159.009 | 1128.2496 | 1113.6 | 1325.6 | 1568657.2996 | 400896 | 181850.88 | 0 | 751011.84
1029 | 1129.6 | 1175.6615 | 1175.6615 | 1144.4601 | 1129.6 | 1262.6 | 1518226.5186 | 406656 | 184463.68 | 0 | 832967.04
1030 | 1440.8 | 1499.5512 | 1499.5512 | 1459.7539 | 1440.8 | 1312.55 | 2014886.4294 | 518688 | 235282.64 | 0 | 990477.96
1031 | 1332.8 | 1387.1473 | 1387.1473 | 1350.3332 | 1332.8 | 1224.9 | 1741349.983 | 479808 | 217646.24 | 0 | 1033053.28
1032 | 138.4 | 144.0435 | 144.0435 | 140.2207 | 138.4 | 1250.25 | 184862.6124 | 49824 | 22600.72 | 0 | 103765.4
1033 | 97.6 | 101.5798 | 101.5798 | 98.8839 | 97.6 | 1336.45 | 140019.4748 | 35136 | 15938.08 | 0 | 64762.48
1034 | 94.4 | 98.2493 | 98.2493 | 95.6418 | 94.4 | 1283.4 | 129896.3329 | 33984 | 15415.52 | 0 | 67647.04
1035 | 103.2 | 107.4082 | 107.4082 | 104.5576 | 103.2 | 1278.95 | 141678.8982 | 37152 | 16852.56 | 0 | 74412.36
1036 | 92.8 | 96.5841 | 96.5841 | 94.0208 | 92.8 | 1278.2 | 127529.4843 | 33408 | 15154.24 | 0 | 66983.04
1037 | 98.4 | 102.4124 | 102.4124 | 99.6945 | 98.4 | 1311.6 | 138468.341 | 35424 | 16068.72 | 0 | 67738.56
1038 | 89.6 | 93.2536 | 93.2536 | 90.7787 | 89.6 | 1324.95 | 127358.5018 | 32256 | 14631.68 | 0 | 60484.48
1039 | 84.8 | 88.2579 | 88.2579 | 85.9156 | 84.8 | 1332.95 | 121094.3965 | 30528 | 13847.84 | 0 | 56565.84
1040 | 86.437 | 89.9616 | 89.9616 | 87.5741 | 86.437 | 1369.45 | 126526.4705 | 31117.32 | 14115.1621 | 0 | 54502.8503
1041 | 660.137 | 687.0553 | 687.0553 | 668.8212 | 660.137 | 1356.4 | 961807.9551 | 237649.32 | 107800.3721 | 0 | 424864.1732
1042 | 1046.053 | 1088.7077 | 1088.7077 | 1059.814 | 1046.053 | 1314.4 | 1496533.4787 | 376579.08 | 170820.4549 | 0 | 717173.9368
1043 | 1011.485 | 1210.9688 | 1052.7301 | 1178.8303 | 1011.485 | 1288.45 | 1394616.8017 | 364134.6 | 165175.5005 | 0 | 719722.1517
1044 | 1077.866 | 1529.7379 | 1121.8179 | 1489.1395 | 1077.866 | 1324.95 | 1531706.0714 | 388031.76 | 176015.5178 | 0 | 727613.4433
1045 | 1280.894 | 2403.3503 | 1333.1247 | 2339.5667 | 1280.894 | 1313.1 | 1831974.0539 | 461121.84 | 209169.9902 | 0 | 879846.0886
1046 | 1305.495 | 3410.4059 | 1358.7289 | 3319.8956 | 1305.495 | 1300.15 | 1846608.7595 | 469978.2 | 213187.3335 | 0 | 913650.6757
1047 | 1222.683 | 2821.8394 | 1272.5401 | 2746.9493 | 1222.683 | 823.7 | 1089807.5841 | 440165.88 | 199664.1339 | 0 | 1438242.0129
1048 | 1378.71 | 2332.9917 | 1434.9294 | 2271.0754 | 1378.71 | 837.8 | 1241933.9757 | 496335.6 | 225143.343 | 0 | 1602336.762
1049 | 1442.884 | 1501.7202 | 1501.7202 | 1461.8653 | 1442.884 | 1426.35 | 2196695.0525 | 519438.24 | 235622.9572 | 0 | 709336.5818
1050 | 1317.715 | 1371.4472 | 1371.4472 | 1335.0497 | 1317.715 | 1627.65 | 2276567.3515 | 474377.4 | 215182.8595 | 0 | 148037.0512
1051 | 1407.2 | 1464.5811 | 1464.5811 | 1425.7119 | 1407.2 | 1540.45 | 2301786.0168 | 506592 | 229795.76 | 0 | 646678.76
1052 | 1616.8 | 1682.7279 | 1682.7279 | 1638.0692 | 1616.8 | 1363.9 | 2343120.1465 | 582048 | 264023.44 | 0 | 1028446.48
1053 | 1705.6 | 1775.1489 | 1775.1489 | 1728.0374 | 1705.6 | 1363.15 | 2470216.253 | 614016 | 278524.48 | 0 | 1086211.36
1054 | 1624 | 1690.2215 | 1690.2215 | 1645.364 | 1624 | 1476.55 | 2549162.4412 | 584640 | 265199.2 | 0 | 850082.8
1055 | 1382.4 | 1438.7698 | 1438.7698 | 1400.5857 | 1382.4 | 1516.4 | 2234300.3076 | 497664 | 225745.92 | 0 | 668528.64
1056 | 136.8 | 142.3783 | 142.3783 | 138.5996 | 136.8 | 1431.75 | 209290.081 | 49248 | 22339.44 | 0 | 77736.6
1057 | 104.8 | 0 | 0 | 0 | 0 | 1507.9 | 0 | 0 | 0 | 124712 | 0
1058 | 96.8 | 0 | 0 | 0 | 0 | 1434.9 | 0 | 0 | 0 | 115192 | 0
1059 | 100 | 0 | 0 | 0 | 0 | 1430.95 | 0 | 0 | 0 | 119000 | 0
1060 | 98.4 | 0 | 0 | 0 | 0 | 1429.7 | 0 | 0 | 0 | 117096 | 0
1061 | 101.6 | 51.1084 | 51.1084 | 49.752 | 49.752 | 1431.6 | 76728.4732 | 17910.7188 | 8124.501 | 61699.1241 | 0
1062 | 95.2 | 99.082 | 99.082 | 96.4524 | 95.2 | 1438.65 | 147301.6542 | 34272 | 15546.16 | 0 | 0
1063 | 92.8 | 96.5841 | 96.5841 | 94.0208 | 92.8 | 1440.75 | 143089.1625 | 33408 | 15154.24 | 0 | 51898.4
1064 | 85.97 | 89.4756 | 89.4756 | 87.1009 | 85.97 | 1476.85 | 135623.8631 | 30949.2 | 14038.901 | 0 | 44975.2055
1065 | 932.616 | 970.6451 | 970.6451 | 944.8847 | 932.616 | 1401 | 1403120.7268 | 335741.76 | 152296.1928 | 0 | 558636.984
1066 | 1383.414 | 1439.8252 | 1439.8252 | 1401.613 | 1383.414 | 1331.9 | 1992938.8351 | 498029.04 | 225911.5062 | 0 | 924258.8934
1067 | 1261.111 | 1650.3712 | 1312.534 | 1606.5713 | 1261.111 | 1330.9 | 1802713.6312 | 453999.96 | 205939.4263 | 0 | 843809.3701
1068 | 1457.305 | 1960.0981 | 1516.7292 | 1908.0781 | 1457.305 | 1325.45 | 2075040.225 | 524629.8 | 237977.9065 | 0 | 983025.0877
1069 | 1348.064 | 1977.8953 | 1403.0337 | 1925.4031 | 1348.064 | 1389.7 | 2027191.123 | 485303.04 | 220138.8512 | 0 | 822723.4592
1070 | 1417.335 | 2906.1975 | 1475.1294 | 2829.0686 | 1417.335 | 1325.1 | 2031980.5653 | 510240.6 | 231450.8055 | 0 | 956559.3915
1071 | 1553.989 | 3223.2014 | 1617.3557 | 3137.6594 | 1553.989 | 1340.6 | 2250569.1164 | 559436.04 | 253766.4037 | 0 | 1024700.3466
1072 | 1478.554 | 2411.177 | 1538.8447 | 2347.1856 | 1478.554 | 1450 | 2298741.8435 | 532279.44 | 241447.8682 | 0 | 813204.7
1073 | 1282.839 | 1322.7711 | 1322.7711 | 1287.6655 | 1282.839 | 1518.35 | 2070067.2375 | 461822.04 | 209487.6087 | 0 | 598707.8077
1074 | 1716.587 | 1404.1172 | 1404.1172 | 1366.8527 | 1366.8527 | 1572.6 | 2274853.6278 | 492066.9617 | 223207.0412 | 641063.0245 | 89247.9584
1075 | 1229.933 | 1280.0857 | 1280.0857 | 1246.1129 | 1229.933 | 1630.3 | 2123167.2245 | 442775.88 | 200848.0589 | 0 | 454706.2301
1076 | 828.8 | 862.5958 | 862.5958 | 839.703 | 828.8 | 1581.1 | 1388057.9911 | 298368 | 135343.04 | 0 | 347184.32
1077 | 1254.4 | 1305.5504 | 1305.5504 | 1270.9018 | 1254.4 | 1555.65 | 2068208.5304 | 451584 | 204843.52 | 0 | 557392.64
1078 | 1271.2 | 1323.0355 | 1323.0355 | 1287.9228 | 1271.2 | 1712.05 | 2307039.9155 | 457632 | 207586.96 | 0 | 366042.04
1079 | 1333.6 | 1387.9799 | 1387.9799 | 1351.1437 | 1333.6 | 1764.7 | 2500863.1194 | 480096 | 217776.88 | 0 | 313796.08
1080 | 1302.4 | 1355.5077 | 1355.5077 | 1319.5333 | 1302.4 | 1622.05 | 2249423.4434 | 468864 | 212681.92 | 0 | 453356.6942
1081 | 1362.4 | 0 | 0 | 0 | 0 | 1384.4 | 0 | 0 | 0 | 1621256 | 0
1082 | 933.6 | 0 | 0 | 0 | 0 | 1499 | 0 | 0 | 0 | 1110984 | 0
1083 | 1361.6 | 0 | 0 | 0 | 0 | 1495.05 | 0 | 0 | 0 | 1620304 | 0
1084 | 1337.6 | 0 | 0 | 0 | 0 | 1493.75 | 0 | 0 | 0 | 1591744 | 0
1085 | 996 | 0 | 0 | 0 | 0 | 1494.45 | 0 | 0 | 0 | 1185240 | 0
1086 | 1271.2 | 0 | 0 | 0 | 0 | 1478.5 | 0 | 0 | 0 | 1512728 | 0
1087 | 1043.2 | 1085.7384 | 1085.7384 | 1056.9234 | 1043.2 | 1492.8 | 1651315.8651 | 375552 | 170354.56 | 0 | 529111.04
1088 | 860.551 | 895.6415 | 895.6415 | 871.8717 | 860.551 | 1539.7 | 1406735.3796 | 309798.36 | 140527.9783 | 0 | 396111.6253
1089 | 1094.398 | 1139.024 | 1139.024 | 1108.795 | 1094.398 | 1571.25 | 1828003.8626 | 393983.28 | 178715.1934 | 0 | 469223.1425
1090 | 1122.775 | 1168.5582 | 1168.5582 | 1137.5453 | 1122.775 | 1471.2 | 1763163.2411 | 404199 | 183349.1575 | 0 | 593723.42
1091 | 1142.288 | 1630.1156 | 1188.8658 | 1586.8532 | 1142.288 | 1369.2 | 1669775.7408 | 411223.68 | 186535.6304 | 0 | 720555.2704
1092 | 987.833 | 1938.0201 | 1028.1137 | 1886.5861 | 987.833 | 1401.55 | 1477074.5218 | 355619.88 | 161313.1289 | 0 | 591168.6589
1093 | 1098.997 | 1974.1298 | 1143.8106 | 1921.7375 | 1098.997 | 1451.45 | 1703939.4028 | 395638.92 | 179466.2101 | 0 | 602854.8043
1094 | 1323.29 | 2579.9368 | 1377.2495 | 2511.4667 | 1323.29 | 1359.95 | 1925548.9754 | 476384.4 | 216093.257 | 0 | 846971.7645
1095 | 1200.589 | 3275.1716 | 1249.5452 | 3188.2503 | 1200.589 | 1244.65 | 1592352.2412 | 432212.04 | 196056.1837 | 0 | 906864.9012
1096 | 1175.229 | 2016.045 | 1223.1511 | 1962.5403 | 1175.229 | 1393 | 1740407.9777 | 423082.44 | 191914.8957 | 0 | 713364.003
1097 | 1183.22 | 1321.1881 | 1231.4679 | 1286.1245 | 1183.22 | 1445.95 | 1815356.3699 | 425959.2 | 193219.826 | 0 | 655563.041
1098 | 1286.45 | 210.5304 | 210.5304 | 204.943 | 204.943 | 1518.9 | 329147.6443 | 73779.4976 | 33467.1999 | 1982402.2413 | 95180.3429
1099 | 1205.541 | 1254.6991 | 1254.6991 | 1221.4001 | 1205.541 | 1608.45 | 2049707.2127 | 433994.76 | 196864.8453 | 0 | 472029.5785
1100 | 1044 | 1086.571 | 1086.571 | 1057.734 | 1044 | 1574.1 | 1741262.7765 | 375840 | 170485.2 | 0 | 444639.6
1101 | 1465.6 | 1525.3625 | 1525.3625 | 1484.8802 | 1465.6 | 1431.6 | 2219793.6638 | 527616 | 239332.48 | 0 | 833047.04
1102 | 1054.4 | 1097.3951 | 1097.3951 | 1068.2708 | 1054.4 | 1537.55 | 1714532.3135 | 379584 | 172183.52 | 0 | 487607.28
1103 | 1262.4 | 1313.8766 | 1313.8766 | 1279.0071 | 1262.4 | 1494.35 | 1996387.1104 | 454464 | 206149.92 | 0 | 638332.56
1104 | 936 | 0 | 0 | 0 | 0 | 1351.3 | 0 | 0 | 0 | 1715688 | 0
1105 | 1169.6 | 0 | 0 | 0 | 0 | 1360.4 | 0 | 0 | 0 | 2143876.8 | 0
1106 | 1276 | 0 | 0 | 0 | 0 | 1247.95 | 0 | 0 | 0 | 2338908 | 0
1107 | 1006.4 | 0 | 0 | 0 | 0 | 1246.95 | 0 | 0 | 0 | 1844731.2 | 0
1108 | 1429.6 | 0 | 0 | 0 | 0 | 1245.7 | 0 | 0 | 0 | 2620456.8 | 0
1109 | 1362.4 | 1083.6287 | 1083.6287 | 1054.8698 | 1054.8698 | 1247.6 | 1393993.3018 | 379753.1213 | 172260.2353 | 563702.8908 | 0
1110 | 1094.4 | 1139.0261 | 1139.0261 | 1108.797 | 1094.4 | 1254.65 | 1452708.7662 | 393984 | 178715.52 | 0 | 668442.5509
1111 | 1244 | 1294.7263 | 1294.7263 | 1260.365 | 1244 | 1268.95 | 1673346.0814 | 447840 | 203145.2 | 0 | 909426.2
1112 | 182.026 | 189.4484 | 189.4484 | 184.4206 | 182.026 | 1369.45 | 264185.3747 | 65529.36 | 29724.8458 | 0 | 114776.4943
1113 | 152.29 | 225.3698 | 158.4999 | 219.3886 | 152.29 | 1363.2 | 220502.0202 | 54824.4 | 24868.957 | 0 | 96978.272
1114 | 181.165 | 1090.0232 | 188.5513 | 1061.0946 | 181.165 | 1370.2 | 265328.5094 | 65219.4 | 29584.2445 | 0 | 114097.717
1115 | 170.605 | 1629.5578 | 177.5607 | 1586.3102 | 170.605 | 1287.9 | 234478.1776 | 61417.8 | 27859.7965 | 0 | 121487.8205
1116 | 185.42 | 1918.8791 | 192.9798 | 1867.9531 | 185.42 | 1324.95 | 262038.2763 | 66751.2 | 30279.086 | 0 | 125167.771
1117 | 195.463 | 2500.6744 | 203.4344 | 2434.3079 | 195.463 | 1313.1 | 272784.2699 | 70366.68 | 31919.1079 | 0 | 134263.5347
1118 | 197.058 | 3823.0594 | 205.0934 | 3721.5975 | 197.058 | 1318.7 | 276782.8142 | 70940.88 | 32179.5714 | 0 | 134255.6154
1119 | 129.537 | 3002.9939 | 134.8191 | 2923.2961 | 129.537 | 1266.65 | 174999.1795 | 46633.32 | 21153.3921 | 0 | 94995.9589
1120 | 177.796 | 2275.7802 | 185.046 | 2215.3823 | 177.796 | 1115.75 | 210415.3647 | 64006.56 | 29034.0868 | 0 | 157216.113
1121 | 117.348 | 1388.2984 | 122.1331 | 1351.4537 | 117.348 | 1310.45 | 162422.1249 | 42245.28 | 19162.9284 | 0 | 80917.3134
1122 | 99.261 | 261.0612 | 103.3085 | 254.1327 | 99.261 | 1323.65 | 138783.1808 | 35733.96 | 16209.3213 | 0 | 67135.1773
1123 | 110.145 | 114.6364 | 114.6364 | 111.594 | 110.145 | 1484.4 | 172213.4903 | 39652.2 | 17986.6785 | 0 | 56790.762
1124 | 108 | 112.4039 | 112.4039 | 109.4208 | 108 | 1450.6 | 165104.908 | 38880 | 17636.4 | 0 | 59335.2
1125 | 100 | 104.0777 | 104.0777 | 101.3155 | 100 | 1368.9 | 144028.0745 | 36000 | 16330 | 0 | 63110
1126 | 91.2 | 94.9188 | 94.9188 | 92.3997 | 91.2 | 1350.85 | 129431.5705 | 32832 | 14892.96 | 0 | 59202.48
1127 | 100 | 104.0777 | 104.0777 | 101.3155 | 100 | 1292.85 | 136326.2097 | 36000 | 16330 | 0 | 70715
1128 | 93.6 | 97.4167 | 97.4167 | 94.8313 | 93.6 | 1313.5 | 129840.0209 | 33696 | 15284.88 | 0 | 64256.4
1129 | 98.4 | 102.4124 | 102.4124 | 99.6945 | 98.4 | 1472.55 | 153515.8934 | 35424 | 16068.72 | 0 | 51901.08
1130 | 90.4 | 94.0862 | 94.0862 | 91.5892 | 90.4 | 1446.75 | 138536.8091 | 32544 | 14762.32 | 0 | 50013.8
1131 | 96.8 | 100.7472 | 100.7472 | 98.0734 | 96.8 | 1380.05 | 141559.7981 | 34848 | 15807.44 | 0 | 60011.16
1132 | 91.2 | 94.9188 | 94.9188 | 92.3997 | 91.2 | 1441.05 | 139315.4374 | 32832 | 14892.96 | 0 | 50976.24
1133 | 96.8 | 100.7472 | 100.7472 | 98.0734 | 96.8 | 1441 | 147907.0133 | 34848 | 15807.44 | 0 | 54111.2
1134 | 89.6 | 93.2536 | 93.2536 | 90.7787 | 89.6 | 1445.35 | 137091.731 | 32256 | 14631.68 | 0 | 49696.64
1135 | 92.8 | 96.5841 | 96.5841 | 94.0208 | 92.8 | 1455.45 | 142722.2965 | 33408 | 15154.24 | 0 | 50534.24
1136 | 86.74 | 90.277 | 90.277 | 87.8811 | 86.74 | 1474.05 | 135058.0328 | 31226.4 | 14164.642 | 0 | 45620.903
1137 | 858.247 | 2493.544 | 893.2436 | 2427.3667 | 858.247 | 1498.85 | 1361154.0265 | 308968.92 | 140151.7351 | 0 | 430110.4841
1138 | 1207.142 | 3451.4084 | 1256.3654 | 3359.8099 | 1207.142 | 1503.9 | 1932647.5302 | 434571.12 | 197126.2886 | 0 | 598863.1462
1139 | 1636.944 | 3995.4287 | 1703.6933 | 3889.3922 | 1636.944 | 1379.1 | 2410203.3032 | 589299.84 | 267312.9552 | 0 | 1016378.5296
1140 | 1392.639 | 4307.5483 | 1449.4264 | 4193.2283 | 1392.639 | 1376.15 | 2043284.2514 | 501350.04 | 227417.9487 | 0 | 868797.8402
1141 | 1733.618 | 4328.9185 | 1804.3094 | 4214.0314 | 1733.618 | 1492.65 | 2747205.5991 | 624102.48 | 283099.8194 | 0 | 879551.0923
1142 | 1461.298 | 2933.5022 | 1520.885 | 2855.6487 | 1461.298 | 1374 | 2141787.7862 | 526067.28 | 238629.9634 | 0 | 914772.548
1143 | 1523.695 | 1748.376 | 1585.8264 | 1701.975 | 1523.695 | 1384.1 | 2241874.1487 | 548530.2 | 248819.3935 | 0 | 938443.7505
1144 | 1550.416 | 2350.4341 | 1613.637 | 2288.0549 | 1550.416 | 1426.9 | 2340589.004 | 558149.76 | 253182.9328 | 0 | 888543.4096
1145 | 1733.837 | 1493.1015 | 1493.1015 | 1453.4754 | 1453.4754 | 1493.3 | 2287205.2457 | 523251.1475 | 237352.5344 | 513902.7947 | 710949.7566
1146 | 1717.427 | 301.5422 | 301.5422 | 293.5394 | 293.5394 | 1607.4 | 498310.7434 | 105674.1889 | 47934.9863 | 2609985.9456 | 111249.099
1147 | 1575.959 | 1640.2216 | 1640.2216 | 1596.691 | 1575.959 | 1622.05 | 2696336.4552 | 567345.24 | 257354.1047 | 0 | 595633.704
1148 | 1707.2 | 1776.8141 | 1776.8141 | 1729.6585 | 1707.2 | 1577.5 | 2842755.2973 | 614592 | 278785.76 | 0 | 721292
1149 | 1400 | 1457.0875 | 1457.0875 | 1418.4172 | 1400 | 1521.3 | 2241949.3791 | 504000 | 228620 | 0 | 670180
1150 | 1287.2 | 1339.6879 | 1339.6879 | 1304.1333 | 1287.2 | 1550.55 | 2096475.1517 | 463392 | 210199.76 | 0 | 578532.04
1151 | 1057.6 | 1100.7255 | 1100.7255 | 1071.5129 | 1057.6 | 1517.95 | 1692811.3545 | 380736 | 172706.08 | 0 | 509816.08
1152 | 1536.8 | 1189.9846 | 1189.9846 | 1158.4031 | 1158.4031 | 1503.05 | 1842249.2068 | 417025.1133 | 189167.225 | 693601.5316 | 0
1153 | 997.6 | 0 | 0 | 0 | 0 | 1639.6 | 0 | 0 | 0 | 1187144 | 0
1154 | 1274.4 | 0 | 0 | 0 | 0 | 1517.1 | 0 | 0 | 0 | 1516536 | 0
1155 | 1188.8 | 0 | 0 | 0 | 0 | 1512.8 | 0 | 0 | 0 | 1414672 | 0
1156 | 1111.2 | 0 | 0 | 0 | 0 | 1511.6 | 0 | 0 | 0 | 1322328 | 0
1157 | 1072.8 | 0 | 0 | 0 | 0 | 1481.4 | 0 | 0 | 0 | 1276632 | 0
1158 | 1068.8 | 0 | 0 | 0 | 0 | 1482.85 | 0 | 0 | 0 | 1271872 | 0
1159 | 1287.2 | 1339.6879 | 1339.6879 | 1304.1333 | 1287.2 | 1483.65 | 2027752.9407 | 463392 | 210199.76 | 0 | 614855.6386
1160 | 1071.05 | 1114.724 | 1114.724 | 1085.1398 | 1071.05 | 1494.95 | 1699214.5328 | 385578 | 174902.465 | 0 | 540933.8025
1161 | 1356.959 | 1412.2914 | 1412.2914 | 1374.81 | 1356.959 | 1464.05 | 2116424.5954 | 488505.24 | 221591.4047 | 0 | 727262.176
1162 | 1375.012 | 1431.0806 | 1431.0806 | 1393.1005 | 1375.012 | 1467.3 | 2151840.0342 | 495004.32 | 224539.4596 | 0 | 732468.8924
1163 | 1335.484 | 1871.4967 | 1389.9397 | 1821.8282 | 1335.484 | 1473.5 | 2100922.3773 | 480774.24 | 218084.5372 | 0 | 703132.326
1164 | 1194.744 | 1924.4681 | 1243.4618 | 1873.3938 | 1194.744 | 1475.95 | 1879385.5388 | 430107.84 | 195101.6952 | 0 | 626105.5932
1165 | 1239.472 | 1290.0137 | 1290.0137 | 1255.7774 | 1239.472 | 1469.4 | 1941981.6795 | 446209.92 | 202405.7776 | 0 | 657663.8432
1166 | 1494.782 | 1555.7344 | 1555.7344 | 1514.4461 | 1494.782 | 1413.25 | 2254031.3509 | 538121.52 | 244097.9006 | 0 | 877063.3385
1167 | 1663.536 | 1731.3697 | 1731.3697 | 1685.4201 | 1663.536 | 1328.9 | 2349319.8334 | 598872.96 | 271655.4288 | 0 | 1116399.0096
1168 | 1380.276 | 1647.8255 | 1436.5603 | 1604.0931 | 1380.276 | 1495.5 | 2182984.9054 | 496899.36 | 225399.0708 | 0 | 696349.242
1169 | 1448.549 | 1540.7608 | 1507.6162 | 1499.8698 | 1448.549 | 1568.95 | 2392952.0219 | 521477.64 | 236548.0517 | 0 | 624110.3982
1170 | 1689.979 | 1758.8909 | 1758.8909 | 1712.2109 | 1689.979 | 1840.75 | 3273635.4379 | 608392.44 | 275973.5707 | 0 | 121802.044
1171 | 1823.205 | 1897.5495 | 1897.5495 | 1847.1895 | 1823.205 | 1855.35 | 3563648.2126 | 656353.8 | 297729.3765 | 0 | 259791.834
1172 | 855.2 | 890.0723 | 890.0723 | 866.4503 | 855.2 | 1828.45 | 1656460.3979 | 307872 | 139654.16 | 0 | 146709.56
1173 | 1082.4 | 1126.5368 | 1126.5368 | 1096.6391 | 1082.4 | 1809.75 | 2077132.4347 | 389664 | 176755.92 | 0 | 205926.6
1174 | 1165.6 | 1213.1294 | 1213.1294 | 1180.9336 | 1165.6 | 1798.35 | 2224745.1177 | 419616 | 190342.48 | 0 | 235043.24
1175 | 1396.8 | 1453.757 | 1453.757 | 1415.1751 | 1396.8 | 1781.9 | 2641219.9866 | 502848 | 228097.44 | 0 | 304642.08
1176 | 754.4 | 785.162 | 785.162 | 764.3242 | 754.4 | 1766.05 | 1414630.3377 | 271584 | 123193.52 | 0 | 176491.88
1177 | 602.4 | 0 | 0 | 0 | 0 | 1773.85 | 0 | 0 | 0 | 716856 | 0
1178 | 580.8 | 0 | 0 | 0 | 0 | 1532.9 | 0 | 0 | 0 | 691152 | 0
1179 | 700.8 | 0 | 0 | 0 | 0 | 1528.95 | 0 | 0 | 0 | 833952 | 0
1180 | 725.6 | 0 | 0 | 0 | 0 | 1524.7 | 0 | 0 | 0 | 863464 | 0
1181 | 505.6 | 0 | 0 | 0 | 0 | 1526.6 | 0 | 0 | 0 | 601664 | 0
1182 | 723.2 | 305.5637 | 305.5637 | 297.4542 | 297.4542 | 1535.15 | 484012.4562 | 107083.5283 | 48574.2782 | 506637.4482 | 0
1183 | 676.8 | 704.3977 | 704.3977 | 685.7034 | 676.8 | 1623.8 | 1158359.797 | 243648 | 110521.44 | 0 | 254612.16
1184 | 771.604 | 803.0675 | 803.0675 | 781.7546 | 771.604 | 1765.2 | 1431239.3129 | 277777.44 | 126002.9332 | 0 | 181172.6192
1185 | 658.296 | 685.1392 | 685.1392 | 666.956 | 658.296 | 1813.4 | 1256189.7097 | 236986.56 | 107499.7368 | 0 | 122838.0336
1186 | 829.986 | 1205.7222 | 863.8302 | 1173.723 | 829.986 | 1595.45 | 1397114.0742 | 298794.96 | 135536.7138 | 0 | 335770.8363
1187 | 571.13 | 1774.1404 | 594.4178 | 1727.0557 | 571.13 | 1532.9 | 928285.0155 | 205606.8 | 93265.529 | 0 | 266774.823
1188 | 704.878 | 2056.3928 | 733.6207 | 2001.8173 | 704.878 | 1526.95 | 1135011.8059 | 253756.08 | 115106.5774 | 0 | 333442.5379
1189 | 802.622 | 2063.3608 | 835.3504 | 2008.6003 | 802.622 | 1515.1 | 1280103.4921 | 288943.92 | 131068.1726 | 0 | 389191.4078
1190 | 845.333 | 3540.4531 | 879.803 | 3446.4914 | 845.333 | 1557.6 | 1388290.3613 | 304319.88 | 138042.8789 | 0 | 373975.3192
1191 | 810.397 | 3379.4231 | 843.4424 | 3289.735 | 810.397 | 1762.95 | 1503828.5445 | 291742.92 | 132337.8301 | 0 | 192104.6088
1192 | 948.631 | 2568.4238 | 987.3131 | 2500.2592 | 948.631 | 1793.7 | 1788698.485 | 341507.16 | 154911.4423 | 0 | 195702.5753
1193 | 863.605 | 1306.893 | 898.82 | 1272.2088 | 863.605 | 1888.35 | 1711838.1596 | 310897.8 | 141026.6965 | 0 | 96421.4982
1194 | 870.304 | 905.7922 | 905.7922 | 881.753 | 870.304 | 1898.6 | 1739616.1241 | 313309.44 | 142120.6432 | 0 | 88248.8256
1195 | 797.6 | 830.1236 | 830.1236 | 808.0925 | 797.6 | 1902.4 | 1594289.3937 | 287136 | 130248.08 | 0 | 77845.76
1196 | 838.4 | 872.5873 | 872.5873 | 849.4293 | 838.4 | 1853.95 | 1634424.1864 | 301824 | 136910.72 | 0 | 122448.32
1197 | 759.2 | 790.1577 | 790.1577 | 769.1874 | 759.2 | 1735.1 | 1381584.6378 | 273312 | 123977.36 | 0 | 201112.08
1198 | 689.6 | 717.7197 | 717.7197 | 698.6718 | 689.6 | 1836.55 | 1328645.8882 | 248256 | 112611.68 | 0 | 112715.12
1199 | 551.2 | 573.6762 | 573.6762 | 558.4511 | 551.2 | 1816.35 | 1052780.463 | 198432 | 90010.96 | 0 | 101227.88
1200 | 689.6 | 717.7197 | 717.7197 | 698.6718 | 689.6 | 1798.7 | 1303661.1216 | 248256 | 112611.68 | 0 | 138816.48
1201 | 1026.4 | 0 | 0 | 0 | 0 | 1723.85 | 0 | 0 | 0 | 1221416 | 0
1202 | 1103.2 | 564.6214 | 564.6214 | 549.6367 | 549.6367 | 1759.85 | 1019847.4196 | 197869.1997 | 89755.6675 | 658740.3675 | 0
1203 | 797.6 | 830.1236 | 830.1236 | 808.0925 | 797.6 | 1755.9 | 1476301.3011 | 287136 | 130248.08 | 0 | 23127.0104
1204 | 818.4 | 851.7717 | 851.7717 | 829.1662 | 818.4 | 1754.65 | 1513701.4297 | 294624 | 133644.72 | 0 | 200794.44
1205 | 779.2 | 810.9733 | 810.9733 | 789.4505 | 779.2 | 1642.05 | 1349624.8958 | 280512 | 127243.36 | 0 | 278914.64
1206 | 741.6 | 771.8401 | 771.8401 | 751.3559 | 741.6 | 1604.15 | 1253896.5085 | 266976 | 121103.28 | 0 | 293562.36
1207 | 836.8 | 870.922 | 870.922 | 847.8082 | 836.8 | 1772.85 | 1561228.279 | 301248 | 136649.44 | 0 | 190079.12
1208 | 625.816 | 651.3348 | 651.3348 | 634.0487 | 625.816 | 1806.85 | 1191408.1519 | 225293.76 | 102195.7528 | 0 | 120876.3604
1209 | 296.104 | 355.8551 | 308.1782 | 346.4109 | 296.104 | 1838.4 | 573917.473 | 106597.44 | 48353.7832 | 0 | 47850.4064
1210 | 281.168 | 1243.5524 | 292.6321 | 1210.5492 | 281.168 | 1840.85 | 547918.5652 | 101220.48 | 45914.7344 | 0 | 44747.8872
1211 | 221.19 | 1830.2008 | 230.2094 | 1781.6283 | 221.19 | 1494.9 | 351192.5119 | 79628.4 | 36120.327 | 0 | 111723.069
1212 | 299.592 | 2146.931 | 311.8084 | 2089.9526 | 299.592 | 1341.45 | 425716.1149 | 107853.12 | 48923.3736 | 0 | 197296.3116
1213 | 888.252 | 2368.9683 | 924.4731 | 2306.0971 | 888.252 | 1452.4 | 1362308.0209 | 319770.72 | 145051.5516 | 0 | 486406.7952
1214 | 1121.586 | 4017.1715 | 1167.3207 | 3910.558 | 1121.586 | 1565.1 | 1857939.246 | 403770.96 | 183154.9938 | 0 | 487777.7514
1215 | 839.555 | 3505.7713 | 873.7894 | 3412.73 | 839.555 | 1622.6 | 1441298.9191 | 302239.8 | 137099.3315 | 0 | 316848.057
1216 | 1363.969 | 2666.6669 | 1419.5873 | 2595.895 | 1363.969 | 1747.65 | 2519787.3784 | 491028.84 | 222736.1377 | 0 | 344197.5771
1217 | 1384.49 | 1502.0189 | 1440.9451 | 1462.1561 | 1384.49 | 1718.85 | 2508911.8595 | 498416.4 | 226087.217 | 0 | 389249.3635
1218 | 1247.034 | 1297.884 | 1297.884 | 1263.4389 | 1247.034 | 1843.6 | 2424532.0797 | 448932.24 | 203640.6522 | 0 | 87239.7636
1219 | 1191.158 | 1239.7296 | 1239.7296 | 1206.8279 | 1191.158 | 1907.4 | 2396493.842 | 428816.88 | 194516.1014 | 0 | 110301.2308
1220 | 1089.6 | 1134.0304 | 1134.0304 | 1103.9338 | 1089.6 | 1869.05 | 2150451.7291 | 392256 | 177931.68 | 0 | 142683.12
1221 | 1178.4 | 1226.4514 | 1226.4514 | 1193.902 | 1178.4 | 1735.1 | 2153143.3013 | 424224 | 192432.72 | 0 | 312158.16
1222 | 1048 | 1090.7341 | 1090.7341 | 1061.7866 | 1048 | 1836.55 | 2027272.6705 | 377280 | 171138.4 | 0 | 171295.6
1223 | 1239.2 | 1289.7306 | 1289.7306 | 1255.5019 | 1239.2 | 1811.35 | 2370490.3876 | 446112 | 202361.36 | 0 | 233775.08
1224 | 1102.4 | 1147.3523 | 1147.3523 | 1116.9022 | 1102.4 | 1783.65 | 2076377.2436 | 396864 | 180021.92 | 0 | 238504.24
1225 | 1004 | 0 | 0 | 0 | 0 | 1768.8 | 0 | 0 | 0 | 1194760 | 0
1226 | 894.4 | 0 | 0 | 0 | 0 | 1718.2 | 0 | 0 | 0 | 1064336 | 0
1227 | 741.6 | 0 | 0 | 0 | 0 | 1750.85 | 0 | 0 | 0 | 882504 | 0
1228 | 812 | 0 | 0 | 0 | 0 | 1603.55 | 0 | 0 | 0 | 966280 | 0
1229 | 906.4 | 0 | 0 | 0 | 0 | 1528.1 | 0 | 0 | 0 | 1078616 | 0
1230 | 1295.2 | 579.337 | 579.337 | 563.9617 | 563.9617 | 1535.15 | 914685.0453 | 203026.1999 | 92094.9401 | 870173.6168 | 0
1231 | 1083.2 | 1127.3694 | 1127.3694 | 1097.4497 | 1083.2 | 1663.4 | 1899814.0035 | 389952 | 176886.56 | 0 | 364605.12
1232 | 928.89 | 966.7672 | 966.7672 | 941.1097 | 928.89 | 1801.8 | 1763412.1445 | 334400.4 | 151687.737 | 0 | 184105.998
1233 | 1047.146 | 1089.8453 | 1089.8453 | 1060.9214 | 1047.146 | 1848.4 | 2040574.1951 | 376972.56 | 170998.9418 | 0 | 158747.3336
1234 | 1458.486 | 1517.9584 | 1517.9584 | 1477.6726 | 1458.486 | 1820.9 | 2807533.0747 | 525054.96 | 238170.7638 | 0 | 261214.8426
1235 | 1341.872 | 1941.8272 | 1396.5882 | 1890.2922 | 1341.872 | 1470.2 | 2095322.9932 | 483073.92 | 219127.6976 | 0 | 710923.7856
1236 | 1455.678 | 2245.2522 | 1515.0359 | 2185.6644 | 1455.678 | 1401.55 | 2164604.5902 | 524044.08 | 237712.2174 | 0 | 871150.4991
1237 | 1622.4 | 2269.8551 | 1688.5563 | 2209.6144 | 1622.4 | 1306.1 | 2245923.0598 | 584064 | 264937.92 | 0 | 1125783.36
1238 | 1434.147 | 3154.3135 | 1492.6259 | 3070.5997 | 1434.147 | 1362.9 | 2078657.9152 | 516292.92 | 234196.2051 | 0 | 913695.0537
1239 | 1627.379 | 3408.901 | 1693.7383 | 3318.4306 | 1627.379 | 1542.6 | 2663102.4026 | 585856.44 | 265750.9907 | 0 | 744363.1546
1240 | 1212.806 | 2689.309 | 1262.2603 | 2617.9362 | 1212.806 | 1617.05 | 2076806.1631 | 436610.16 | 198051.2198 | 0 | 464444.0577
1241 | 1458.823 | 1519.2937 | 1518.3091 | 1478.9725 | 1458.823 | 1767.35 | 2722904.6904 | 525176.28 | 238225.7959 | 0 | 332156.9641
1242 | 1503.121 | 317.5951 | 317.5951 | 309.1663 | 309.1663 | 1782.1 | 581730.6924 | 111299.8747 | 50486.8598 | 2188518.9309 | 60026.2204
1243 | 1519.235 | 1581.1845 | 1581.1845 | 1539.2208 | 1519.235 | 1897.4 | 3043663.4359 | 546924.6 | 248091.0755 | 0 | 155873.511
1244 | 1223.2 | 1273.0782 | 1273.0782 | 1239.2914 | 1223.2 | 1769.05 | 2285762.8438 | 440352 | 199748.56 | 0 | 282498.04
1245 | 1371.2 | 1427.1131 | 1427.1131 | 1389.2383 | 1371.2 | 1735.1 | 2506275.121 | 493632 | 223916.96 | 0 | 363230.88
1246 | 1432.8 | 1491.225 | 1491.225 | 1451.6487 | 1432.8 | 1836.55 | 2769143.7768 | 515808 | 233976.24 | 0 | 234191.16
1247 | 1228 | 1278.0739 | 1278.0739 | 1244.1545 | 1228 | 1806.35 | 2341784.1514 | 442080 | 200532.4 | 0 | 237802.2
1248 | 1250.4 | 1301.3873 | 1301.3873 | 1266.8492 | 1250.4 | 1788.7 | 2364221.9358 | 450144 | 204190.32 | 0 | 1786.5415
1249 | 1195.2 | 0 | 0 | 0 | 0 | 1773.85 | 0 | 0 | 0 | 1422288 | 0
1250 | 1082.4 | 0 | 0 | 0 | 0 | 1764.9 | 0 | 0 | 0 | 1288056 | 0
1251 | 1088.8 | 0 | 0 | 0 | 0 | 1760.95 | 0 | 0 | 0 | 1295672 | 0
1252 | 1428 | 0 | 0 | 0 | 0 | 1759.7 | 0 | 0 | 0 | 1699320 | 0
1253 | 942.4 | 0 | 0 | 0 | 0 | 1756.55 | 0 | 0 | 0 | 1121456 | 0
1254 | 957.6 | 0 | 0 | 0 | 0 | 1763.6 | 0 | 0 | 0 | 1139544 | 0
1255 | 1361.6 | 1417.1217 | 1417.1217 | 1379.512 | 1361.6 | 1661.9 | 2388956.5347 | 490176 | 222349.28 | 0 | 460356.96
1256 | 1216.436 | 1266.0384 | 1266.0384 | 1232.4384 | 1216.436 | 1571 | 2013063.8951 | 437916.96 | 198643.9988 | 0 | 521851.044
1257 | 1066.076 | 1109.5472 | 1109.5472 | 1080.1004 | 1066.076 | 1587.1 | 1784561.4963 | 383787.36 | 174090.2108 | 0 | 440182.7804
1258 | 1100.807 | 1238.1195 | 1145.6933 | 1205.2605 | 1100.807 | 1539.9 | 1793854.1497 | 396290.52 | 179761.7831 | 0 | 506481.3007
1259 | 1411.611 | 1819.5151 | 1469.172 | 1771.2262 | 1411.611 | 1342.45 | 2010091.3176 | 508179.96 | 230516.0763 | 0 | 928204.813
1260 | 1365.056 | 2062.2326 | 1420.7176 | 2007.5021 | 1365.056 | 1336.5 | 1929046.5475 | 491420.16 | 222913.6448 | 0 | 905714.656
1261 | 1239.767 | 2009.3101 | 1290.3207 | 1955.9842 | 1239.767 | 1307.2 | 1709459.7317 | 446316.12 | 202453.9511 | 0 | 858910.5776
1262 | 1146.147 | 2518.3593 | 1192.8832 | 2451.5234 | 1146.147 | 1336.65 | 1622272.6193 | 412612.92 | 187165.8051 | 0 | 760296.6124
1263 | 1181.115 | 2585.6996 | 1229.2771 | 2517.0766 | 1181.115 | 1370.1 | 1710716.6351 | 425201.4 | 192876.0795 | 0 | 743984.3385
1264 | 1267.883 | 2023.294 | 1319.5832 | 1969.5969 | 1267.883 | 1408 | 1882221.2461 | 456437.88 | 207045.2939 | 0 | 750586.736
1265 | 1187.464 | 1440.1728 | 1235.885 | 1401.9514 | 1187.464 | 1594.4 | 1994555.4286 | 427487.04 | 193912.8712 | 0 | 481635.3984
1266 | 1008.407 | 273.947 | 273.947 | 266.6766 | 266.6766 | 1641.1 | 461899.5034 | 96003.5826 | 43548.2918 | 1359591.7898 | 92392.7037
1267 | 1409.602 | 1467.081 | 1467.081 | 1428.1455 | 1409.602 | 1664.55 | 2476110.0116 | 507456.72 | 230188.0066 | 0 | 472850.9909
1268 | 946.4 | 984.9912 | 984.9912 | 958.85 | 946.4 | 1633.55 | 1631962.9717 | 340704 | 154547.12 | 0 | 346808.28
1269 | 1150.4 | 1197.3096 | 1197.3096 | 1165.5337 | 1150.4 | 1727.1 | 2092031.1448 | 414144 | 187860.32 | 0 | 313944.16
1270 | 1396 | 1452.9244 | 1452.9244 | 1414.3646 | 1396 | 1831.55 | 2686696.6018 | 502560 | 227966.8 | 0 | 235156.2
1271 | 1171.2 | 1218.9578 | 1218.9578 | 1186.6073 | 1171.2 | 1806.35 | 2229873.0818 | 421632 | 191256.96 | 0 | 226802.88
1272 | 1109.6 | 0 | 0 | 0 | 0 | 1793.7 | 0 | 0 | 0 | 2033896.8 | 0
1273 | 1380.8 | 0 | 0 | 0 | 0 | 1658.5 | 0 | 0 | 0 | 2531006.4 | 0
1274 | 1206.4 | 0 | 0 | 0 | 0 | 1762 | 0 | 0 | 0 | 2211331.2 | 0
1275 | 1380.8 | 0 | 0 | 0 | 0 | 1765.25 | 0 | 0 | 0 | 2531006.4 | 0
1276 | 1010.4 | 412.1018 | 412.1018 | 401.1649 | 401.1649 | 1764 | 750024.2175 | 144419.349 | 65510.2214 | 1116728.0145 | 0
1277 | 960 | 999.1457 | 999.1457 | 972.6289 | 960 | 1756.55 | 1787476.1448 | 345600 | 156768 | 0 | 28350.2394
1278 | 1000 | 1040.7768 | 1040.7768 | 1013.1551 | 1000 | 1758.55 | 1863228.7914 | 360000 | 163300 | 0 | 241450
1279 | 1016 | 1057.4292 | 1057.4292 | 1029.3656 | 1016 | 1785.1 | 1917783.0795 | 365760 | 165912.8 | 0 | 218338.4
1280 | 231.095 | 240.5183 | 240.5183 | 234.1351 | 231.095 | 1801.8 | 439823.8207 | 83194.2 | 37737.8135 | 0 | 45803.029
1281 | 181.355 | 295.6337 | 188.749 | 287.7877 | 181.355 | 1753.35 | 336052.8715 | 65287.8 | 29615.2715 | 0 | 44731.2108
1282 | 156.897 | 1182.0248 | 163.2948 | 1150.6545 | 156.897 | 1611.55 | 268287.7104 | 56482.92 | 25621.2801 | 0 | 60946.6397
1283 | 202.713 | 1772.012 | 210.9779 | 1724.9838 | 202.713 | 1560.75 | 337224.633 | 72976.68 | 33103.0329 | 0 | 89041.6853
1284 | 193.831 | 2097.4129 | 201.7338 | 2041.7487 | 193.831 | 1532.95 | 315743.0581 | 69779.16 | 31652.6023 | 0 | 90528.7686
1285 | 194.696 | 1376.3628 | 202.6351 | 1339.8349 | 194.696 | 1514.15 | 311329.2599 | 70090.56 | 31793.8568 | 0 | 94593.0516
1286 | 147.249 | 2916.2753 | 153.2533 | 2838.879 | 147.249 | 1525.65 | 237770.2693 | 53009.64 | 24045.7617 | 0 | 69847.5632
1287 | 149.362 | 3233.8267 | 155.4525 | 3148.0027 | 149.362 | 1542.6 | 243846.2094 | 53770.32 | 24390.8146 | 0 | 68318.1788
1288 | 167.046 | 2257.9715 | 173.8576 | 2198.0462 | 167.046 | 1556.7 | 274577.6823 | 60136.56 | 27278.6118 | 0 | 74051.4918
1289 | 135.46 | 1483.3515 | 140.9836 | 1443.9842 | 135.46 | 1633.2 | 233328.5534 | 48765.6 | 22120.618 | 0 | 49686.728
1290 | 134.638 | 289.5493 | 140.1281 | 281.8648 | 134.638 | 1774.05 | 252449.584 | 48469.68 | 21986.3854 | 0 | 30421.4561
1291 | 106.102 | 110.4285 | 110.4285 | 107.4978 | 106.102 | 1894.5 | 212622.1317 | 38196.72 | 17326.4566 | 0 | 11193.761
1292 | 0 | 0 | 0 | 0 | 0 | 1861.15 | 0 | 0 | 0 | 0 | 0
1293 | 0 | 0 | 0 | 0 | 0 | 1841.7 | 0 | 0 | 0 | 0 | 0
1294 | 85.6 | 89.0905 | 89.0905 | 86.7261 | 85.6 | 1836.55 | 166056.3269 | 30816 | 13978.48 | 0 | 13991.32
1295 | 87.2 | 90.7557 | 90.7557 | 88.3471 | 87.2 | 1801.3 | 166400.068 | 31392 | 14239.76 | 0 | 17326.64
1296 | 90.4 | 94.0862 | 94.0862 | 91.5892 | 90.4 | 1667.65 | 159638.3283 | 32544 | 14762.32 | 0 | 30044.44
1297 | 84.8 | 88.2579 | 88.2579 | 85.9156 | 84.8 | 1492.35 | 134025.2533 | 30528 | 13847.84 | 0 | 43048.72
1298 | 87.2 | 90.7557 | 90.7557 | 88.3471 | 87.2 | 1515.45 | 139792.0541 | 31392 | 14239.76 | 0 | 42252.76
1299 | 80.8 | 84.0948 | 84.0948 | 81.8629 | 80.8 | 1470.15 | 125657.281 | 29088 | 13194.64 | 0 | 42811.88
1300 | 86.4 | 89.9231 | 89.9231 | 87.5366 | 86.4 | 1449.75 | 132523.3688 | 31104 | 14109.12 | 0 | 47541.6
1301 | 81.6 | 84.9274 | 84.9274 | 82.6735 | 81.6 | 1467.2 | 126817.7132 | 29376 | 13325.28 | 0 | 43476.48
1302 | 86.4 | 89.9231 | 89.9231 | 87.5366 | 86.4 | 1471.55 | 134766.6411 | 31104 | 14109.12 | 0 | 45658.08
1303 | 68.8 | 71.6054 | 71.6054 | 69.7051 | 68.8 | 1508.35 | 109967.4523 | 24768 | 11235.04 | 0 | 33825.52
1304 | 94.436 | 291.6496 | 98.2868 | 283.9094 | 94.436 | 1502.4 | 150056.1924 | 33996.96 | 15421.3988 | 0 | 46991.3536
1305 | 767.602 | 2480.7519 | 798.9023 | 2414.9141 | 767.602 | 1544.95 | 1255895.137 | 276336.72 | 125349.4066 | 0 | 349297.2901
1306 | 1311.495 | 3363.3826 | 1364.9736 | 3274.1203 | 1311.495 | 1525.75 | 2125553.7982 | 472138.2 | 214167.1335 | 0 | 621976.5038
1307 | 1454.312 | 3953.9225 | 1513.6142 | 3848.9875 | 1454.312 | 1503.55 | 2331778.5641 | 523552.32 | 237489.1496 | 0 | 721993.1924
1308 | 1278.237 | 4260.5072 | 1330.3594 | 4147.4357 | 1278.237 | 1437.9 | 1950150.7593 | 460165.32 | 208736.1021 | 0 | 718497.0177
1309 | 1477.846 | 4276.3853 | 1538.1078 | 4162.8924 | 1477.846 | 1491.7 | 2327185.7563 | 532024.56 | 241332.2518 | 0 | 751189.1218
1310 | 1606.507 | 4023.5213 | 1672.0152 | 3916.7392 | 1606.507 | 1436.7 | 2448713.8192 | 578342.52 | 262342.5931 | 0 | 904945.3931
1311 | 1514.242 | 3327.8973 | 1575.9879 | 3239.5767 | 1514.242 | 1513.85 | 2431951.4618 | 545127.12 | 247275.7186 | 0 | 736148.7483
1312 | 1656.625 | 2534.2925 | 1724.1769 | 2467.0338 | 1656.625 | 1530.55 | 2684289.9498 | 596385 | 270526.8625 | 0 | 777702.6063
1313 | 1550.847 | 1459.1566 | 1459.1566 | 1420.4314 | 1420.4314 | 1474.6 | 2214383.5182 | 511355.2877 | 231956.4402 | 239051.8776 | 720427.9546
1314 | 1602.881 | 278.744 | 278.744 | 271.3463 | 271.3463 | 1545.6 | 444190.5801 | 97684.6501 | 44310.8427 | 2440703.1962 | 119025.9904
1315 | 1592.239 | 1657.1654 | 1657.1654 | 1613.1851 | 1592.239 | 1670.1 | 2810655.645 | 573206.04 | 260012.6287 | 0 | 525279.6461
1316 | 1521.6 | 1583.646 | 1583.646 | 1541.6169 | 1521.6 | 1544.85 | 2484459.564 | 547776 | 248477.28 | 0 | 692556.24
1317 | 1444 | 1502.8817 | 1502.8817 | 1462.996 | 1444 | 1523.35 | 2318302.2736 | 519840 | 235805.2 | 0 | 688282.6
1318 | 1625.6 | 1691.8868 | 1691.8868 | 1646.985 | 1625.6 | 1537.65 | 2633570.1342 | 585216 | 265460.48 | 0 | 751596.16
1319 | 1578.4 | 1642.7621 | 1642.7621 | 1599.1641 | 1578.4 | 1528.95 | 2554247.0206 | 568224 | 257752.72 | 0 | 743505.32
1320 | 1232.8 | 0 | 0 | 0 | 0 | 1501.85 | 0 | 0 | 0 | 2259722.4 | 0
1321 | 1146.4 | 0 | 0 | 0 | 0 | 1462.2 | 0 | 0 | 0 | 1364216 | 0
1322 | 1488 | 0 | 0 | 0 | 0 | 1485 | 0 | 0 | 0 | 1770720 | 0
1323 | 1347.2 | 0 | 0 | 0 | 0 | 1444.5 | 0 | 0 | 0 | 1603168 | 0
1324 | 1243.2 | 0 | 0 | 0 | 0 | 1443.3 | 0 | 0 | 0 | 1479408 | 0
1325 | 1531.2 | 0 | 0 | 0 | 0 | 1435.3 | 0 | 0 | 0 | 1822128 | 0
1326 | 1331.2 | 0 | 0 | 0 | 0 | 1445.45 | 0 | 0 | 0 | 1584128 | 0
1327 | 1144.8 | 0 | 0 | 0 | 0 | 1447.45 | 0 | 0 | 0 | 2098418.4 | 0
1328 | 1010.871 | 0 | 0 | 0 | 0 | 1453.2 | 0 | 0 | 0 | 1852926.543 | 0
1329 | 1203.916 | 754.4019 | 754.4019 | 734.3804 | 734.3804 | 1410.05 | 1104420.8994 | 264376.9587 | 119924.326 | 860658.6801 | 393641.7777
1330 | 1503.542 | 1564.8516 | 1564.8516 | 1523.3213 | 1503.542 | 1350.6 | 2162159.6875 | 541275.12 | 245528.4086 | 0 | 976400.1748
1331 | 1515.135 | 1576.9173 | 1576.9173 | 1535.0668 | 1515.135 | 1454.5 | 2342096.6858 | 545448.6 | 247421.5455 | 0 | 716120.9445
1332 | 1556.164 | 452.0791 | 452.0791 | 440.0812 | 440.0812 | 1475.95 | 691621.5111 | 158429.2178 | 71865.2535 | 2045779.8445 | 0
1333 | 1211.064 | 1260.4473 | 1260.4473 | 1226.9957 | 1211.064 | 1326.7 | 1712435.9556 | 435983.04 | 197766.7512 | 0 | 253238.2295
1334 | 1410.099 | 1169.242 | 1169.242 | 1138.2109 | 1138.2109 | 1264 | 1534691.8842 | 409755.9277 | 185869.8417 | 498370.8683 | 808687.36
1335 | 1317.507 | 797.7596 | 797.7596 | 776.5875 | 776.5875 | 1273.65 | 1053399.0136 | 279571.4895 | 126816.734 | 991505.4968 | 544523.5308
1336 | 1520.142 | 471.6748 | 471.6748 | 459.1568 | 459.1568 | 1223.1 | 596322.467 | 165296.4645 | 74980.3129 | 1944785.7878 | 344354.7098
1337 | 1602.996 | 136.883 | 136.883 | 133.2502 | 133.2502 | 1364.7 | 192641.3396 | 47970.0593 | 21759.7519 | 2694044.1163 | 81719.9096
1338 | 1509.998 | 0 | 0 | 0 | 0 | 1465.4 | 0 | 0 | 0 | 2767826.334 | 0
1339 | 1268.157 | 1319.8684 | 1319.8684 | 1284.8398 | 1268.157 | 1586.25 | 2127733.9891 | 456536.52 | 207090.0381 | 0 | 524699.9588
1340 | 1219.2 | 1268.9151 | 1268.9151 | 1235.2388 | 1219.2 | 1582.6 | 2052030.5571 | 438912 | 199095.36 | 0 | 508894.08
1341 | 1537.6 | 1600.2984 | 1600.2984 | 1557.8274 | 1537.6 | 1549.85 | 2536909.9889 | 553536 | 251090.08 | 0 | 692150.64
1342 | 1788 | 1860.9089 | 1860.9089 | 1811.5214 | 1788 | 1538.45 | 2925790.1668 | 643680 | 291980.4 | 0 | 825251.4
1343 | 1920 | 1998.2914 | 1998.2914 | 1945.2579 | 1920 | 1468.6 | 2993477.1578 | 691200 | 313536 | 0 | 954395.9942
1344 | 1416 | 0 | 0 | 0 | 0 | 1444.05 | 0 | 0 | 0 | 2595528 | 0
1345 | 1318.4 | 0 | 0 | 0 | 0 | 1413.5 | 0 | 0 | 0 | 1568896 | 0
1346 | 1386.4 | 0 | 0 | 0 | 0 | 1280.4 | 0 | 0 | 0 | 1649816 | 0
1347 | 1447.2 | 0 | 0 | 0 | 0 | 1362 | 0 | 0 | 0 | 1722168 | 0
1348 | 1560.8 | 0 | 0 | 0 | 0 | 1275.2 | 0 | 0 | 0 | 1857352 | 0
1349 | 1575.2 | 0 | 0 | 0 | 0 | 1276.6 | 0 | 0 | 0 | 1874488 | 0
1350 | 1132 | 0 | 0 | 0 | 0 | 1266.2 | 0 | 0 | 0 | 1347080 | 0
1351 | 1085.6 | 156.5391 | 156.5391 | 152.3846 | 152.3846 | 1384.45 | 222931.1207 | 54858.4606 | 24884.4072 | 1710583.805 | 90549.2516
1352 | 972.737 | 1012.4021 | 1012.4021 | 985.5335 | 972.737 | 1500.85 | 1541956.9933 | 350185.32 | 158847.9521 | 0 | 485541.6736
1353 | 1002.649 | 1043.5338 | 1043.5338 | 1015.839 | 1002.649 | 1580.85 | 1676726.6498 | 360953.64 | 163732.5817 | 0 | 420260.3284
1354 | 1224.946 | 1378.6015 | 1274.8954 | 1342.0142 | 1224.946 | 1560.1 | 2027729.6104 | 440980.56 | 200033.6818 | 0 | 538853.7454
1355 | 1629.851 | 1994.7205 | 1696.3101 | 1941.7817 | 1629.851 | 1532.9 | 2651669.7385 | 586746.36 | 266154.6683 | 0 | 761303.4021
1356 | 1267.651 | 1498.2815 | 1319.3417 | 1458.5179 | 1267.651 | 1526.95 | 2047672.8597 | 456354.36 | 207007.4083 | 0 | 599662.3055
1357 | 1387.724 | 1444.3109 | 1444.3109 | 1405.9797 | 1387.724 | 1519.45 | 2225180.8412 | 499580.64 | 226615.3292 | 0 | 666870.7682
1358 | 1508.577 | 1570.0919 | 1570.0919 | 1528.4225 | 1508.577 | 1530.95 | 2440401.5831 | 543087.72 | 246350.6241 | 0 | 707598.0419
1359 | 1492.205 | 1553.0523 | 1553.0523 | 1511.8352 | 1492.205 | 1588.7 | 2507499.5328 | 537193.8 | 243677.0765 | 0 | 613743.9165
1360 | 1115.506 | 832.8556 | 832.8556 | 810.7521 | 810.7521 | 1567.05 | 1341589.6166 | 291870.7472 | 132395.8139 | 558613.9435 | 338848.7505
1361 | 1715.058 | 1389.5702 | 1389.5702 | 1352.6918 | 1352.6918 | 1608.75 | 2297080.7511 | 486969.0487 | 220894.5712 | 664217.2412 | 510896.9888
1362 | 1580.662 | 174.4082 | 174.4082 | 169.7795 | 169.7795 | 1623.65 | 291027.7711 | 61120.6104 | 27724.988 | 2586147.6713 | 61681.8832
1363 | 1152.8 | 1199.8075 | 1199.8075 | 1167.9653 | 1152.8 | 1643.3 | 1998998.0924 | 415008 | 188252.24 | 0 | 411203.76
1364 | 1612 | 1677.7322 | 1677.7322 | 1633.2061 | 1612 | 1611.15 | 2746385.6329 | 580320 | 263239.6 | 0 | 626826.2
1365 | 1400.8 | 1457.9201 | 1457.9201 | 1419.2277 | 1400.8 | 1593.3 | 2357990.7277 | 504288 | 228750.64 | 0 | 569705.36
1366 | 1607.2 | 1672.7365 | 1672.7365 | 1628.3429 | 1607.2 | 1591.55 | 2704740.6877 | 578592 | 262455.76 | 0 | 656460.84
1367 | 1369.6 | 1425.4479 | 1425.4479 | 1387.6173 | 1369.6 | 1665.35 | 2423528.7661 | 493056 | 223655.68 | 0 | 458336.64
1368 | 1172 | 955.4071 | 955.4071 | 930.0511 | 930.0511 | 1552.85 | 1534881.4656 | 334818.3938 | 151877.3436 | 443492.345 | 59670.3789
1369 | 1296.8 | 0 | 0 | 0 | 0 | 1411.4 | 0 | 0 | 0 | 1543192 | 0
1370 | 1394.4 | 0 | 0 | 0 | 0 | 1499 | 0 | 0 | 0 | 1659336 | 0
1371 | 1192 | 0 | 0 | 0 | 0 | 1472 | 0 | 0 | 0 | 1418480 | 0
1372 | 1368.8 | 0 | 0 | 0 | 0 | 1447.7 | 0 | 0 | 0 | 1628872 | 0
1373 | 1286.4 | 0 | 0 | 0 | 0 | 1448.65 | 0 | 0 | 0 | 1530816 | 0
1374 | 717.6 | 0 | 0 | 0 | 0 | 1456.65 | 0 | 0 | 0 | 853944 | 0
1375 | 961.6 | 1000.811 | 1000.811 | 974.25 | 961.6 | 1482.95 | 1511605.8945 | 346176 | 157029.28 | 0 | 497195.28
1376 | 858.742 | 893.7587 | 893.7587 | 870.0389 | 858.742 | 1539.75 | 1399441.3425 | 309147.12 | 140232.5686 | 0 | 395236.0055
1377 | 924.647 | 962.3511 | 962.3511 | 936.8109 | 924.647 | 1598.5 | 1566117.6644 | 332872.92 | 150994.8551 | 0 | 371245.7705
1378 | 1261.322 | 1329.6715 | 1312.7547 | 1294.3827 | 1261.322 | 1606 | 2150033.7937 | 454075.92 | 205973.8826 | 0 | 496960.868
1379 | 921.625 | 1867.3898 | 959.2059 | 1817.8303 | 921.625 | 1605 | 1578782.0424 | 331785 | 150501.3625 | 0 | 364041.875
1380 | 1166.42 | 2125.3745 | 1213.9829 | 2068.9682 | 1166.42 | 1584.85 | 1963962.7473 | 419911.2 | 190476.386 | 0 | 484239.263
1381 | 1425.732 | 2022.016 | 1483.8688 | 1968.3527 | 1425.732 | 1428.15 | 2154769.3213 | 513263.52 | 232822.0356 | 0 | 815304.8442
1382 | 1270.075 | 2318.2096 | 1321.8646 | 2256.6856 | 1270.075 | 1564.25 | 2108110.9048 | 457227 | 207403.2475 | 0 | 553435.1812
1383 | 1409.846 | 1721.3449 | 1467.335 | 1675.6613 | 1409.846 | 1614.7 | 2415054.0471 | 507544.56 | 230227.8518 | 0 | 543213.6638
1384 | 1503.303 | 860.0074 | 860.0074 | 837.1833 | 837.1833 | 1584.55 | 1405290.3648 | 301385.9761 | 136712.0275 | 1220997.4706 | 335752.5647
1385 | 1426.651 | 656.2046 | 656.2046 | 638.7893 | 638.7893 | 1638.8 | 1107886.1569 | 229964.131 | 104314.285 | 1444150.5825 | 222733.6188
1386 | 1530.718 | 252.1323 | 252.1323 | 245.4409 | 245.4409 | 1640.7 | 426836.7454 | 88358.7191 | 40080.4967 | 2355912.9492 | 85130.3862
1387 | 1079.591 | 1123.6133 | 1123.6133 | 1093.7932 | 1079.591 | 1644.5 | 1879171.9284 | 388652.76 | 176297.2103 | 0 | 383794.6005
1388 | 1292 | 1344.6836 | 1344.6836 | 1308.9964 | 1292 | 1611.15 | 2202709.1219 | 465120 | 210983.6 | 0 | 502394.2
1389 | 1392.8 | 1449.5939 | 1449.5939 | 1411.1225 | 1392.8 | 1590.5 | 2339640.8913 | 501408 | 227444.24 | 0 | 570351.6
1390 | 1493.6 | 1554.5042 | 1554.5042 | 1513.2485 | 1493.6 | 1593.05 | 2515883.1057 | 537696 | 243904.88 | 0 | 607820.52
1391 | 1524 | 1586.1438 | 1586.1438 | 1544.0484 | 1524 | 1566.45 | 2533266.7719 | 548640 | 248869.2 | 0 | 660730.2
1392 | 1385.6 | 0 | 0 | 0 | 0 | 1497.6 | 0 | 0 | 0 | 2539804.8 | 0
1393 | 1531.2 | 0 | 0 | 0 | 0 | 1483.7 | 0 | 0 | 0 | 1822128 | 0
1394 | 1497.6 | 0 | 0 | 0 | 0 | 1451.95 | 0 | 0 | 0 | 1782144 | 0
1395 | 1485.6 | 0 | 0 | 0 | 0 | 1259 | 0 | 0 | 0 | 1767864 | 0
1396 | 1413.6 | 0 | 0 | 0 | 0 | 1159.7 | 0 | 0 | 0 | 1682184 | 0
1397 | 1488.8 | 0 | 0 | 0 | 0 | 1148.65 | 0 | 0 | 0 | 1771672 | 0
1398 | 1299.2 | 0 | 0 | 0 | 0 | 1227.25 | 0 | 0 | 0 | 1546048 | 0
1399 | 1104 | 878.1679 | 878.1679 | 854.8618 | 854.8618 | 1384.95 | 1257682.8068 | 307750.252 | 139598.9338 | 456670.3003 | 189827.1868
1400 | 1358.071 | 1413.4488 | 1413.4488 | 1375.9366 | 1358.071 | 1449.9 | 2092193.0525 | 488905.56 | 221772.9943 | 0 | 747074.8571
1401 | 1671.657 | 1739.8218 | 1739.8218 | 1693.6479 | 1671.657 | 1482.4 | 2630530.9454 | 601796.52 | 272981.5881 | 0 | 865249.6632
1402 | 1400.192 | 1457.2873 | 1457.2873 | 1418.6117 | 1400.192 | 1343.45 | 1995122.4467 | 504069.12 | 228651.3536 | 0 | 919296.0576
1403 | 1499.733 | 1764.0376 | 1560.8873 | 1717.221 | 1499.733 | 1263.45 | 2015090.4532 | 539903.88 | 244906.3989 | 0 | 1104628.3411
1404 | 1335.797 | 1390.2665 | 1390.2665 | 1353.3696 | 1335.797 | 1338.95 | 1895935.0894 | 480886.92 | 218135.6501 | 0 | 883028.6068
1405 | 1593.236 | 1658.2031 | 1658.2031 | 1614.1952 | 1593.236 | 1307.2 | 2199614.3046 | 573564.96 | 260175.4388 | 0 | 1103793.9008
1406 | 1620.676 | 1686.762 | 1686.762 | 1641.9962 | 1620.676 | 1318.7 | 2266499.5076 | 583443.36 | 264656.3908 | 0 | 1104166.5588
1407 | 1525.559 | 1587.7664 | 1587.7664 | 1545.6279 | 1525.559 | 1313.2 | 2121863.9479 | 549201.24 | 249123.7847 | 0 | 1047753.9212
1408 | 1514.83 | 1397.9766 | 1397.9766 | 1360.8751 | 1360.8751 | 1366.25 | 1969030.3262 | 489915.0201 | 222230.8966 | 282199.4124 | 832561.8112
1409 | 1822.304 | 1013.1046 | 1013.1046 | 986.2174 | 986.2174 | 1527.35 | 1593445.415 | 355038.2552 | 161049.2974 | 1532546.7826 | 449979.3428
1410 | 1605.867 | 277.8021 | 277.8021 | 270.4293 | 270.4293 | 1581.6 | 451916.3428 | 97354.5642 | 44161.112 | 2447857.2218 | 109226.2488
1411 | 1954.45 | 2034.1462 | 2034.1462 | 1980.1611 | 1954.45 | 1643.3 | 3389250.9935 | 703602 | 319161.685 | 0 | 608042.9478
1412 | 1688.8 | 1757.6638 | 1757.6638 | 1711.0164 | 1688.8 | 1611.15 | 2872953.337 | 607968 | 275781.04 | 0 | 656689.88
1413 | 1488.8 | 1549.5085 | 1549.5085 | 1508.3854 | 1488.8 | 1570.25 | 2464900.8316 | 535968 | 243121.04 | 0 | 639811.8
1414 | 1700 | 1769.3205 | 1769.3205 | 1722.3637 | 1700 | 1593.05 | 2864202.8109 | 612000 | 277610 | 0 | 691815
1415 | 1531.2 | 1593.6374 | 1593.6374 | 1551.3432 | 1531.2 | 1568.05 | 2547693.9984 | 551232 | 250044.96 | 0 | 661401.84
1416 | 1661.6 | 560.4521 | 560.4521 | 545.578 | 545.578 | 1535.8 | 890034.963 | 196408.0679 | 89092.8819 | 2045668.3876 | 0
1417 | 677.6 | 0 | 0 | 0 | 0 | 1518.9 | 0 | 0 | 0 | 806344 | 0
1418 | 501.6 | 0 | 0 | 0 | 0 | 1520.9 | 0 | 0 | 0 | 596904 | 0
1419 | 592.8 | 0 | 0 | 0 | 0 | 1493.85 | 0 | 0 | 0 | 705432 | 0
1420 | 738.4 | 0 | 0 | 0 | 0 | 1469.55 | 0 | 0 | 0 | 878696 | 0
1421 | 784.8 | 0 | 0 | 0 | 0 | 1493.3 | 0 | 0 | 0 | 933912 | 0
1422 | 656.8 | 0 | 0 | 0 | 0 | 1511.1 | 0 | 0 | 0 | 781592 | 0
1423 | 596 | 620.303 | 620.303 | 603.8405 | 596 | 1541 | 976608.2423 | 214560 | 97326.8 | 0 | 65939.94
1424 | 458.959 | 477.6739 | 477.6739 | 464.9967 | 458.959 | 1562.85 | 759530.3938 | 165225.24 | 74948.0047 | 0 | 200633.9268
1425 | 545.507 | 567.751 | 567.751 | 552.6832 | 545.507 | 1596.45 | 923153.0576 | 196382.52 | 89081.2931 | 0 | 220139.3499
1426 | 657.357 | 998.4661 | 684.1619 | 971.9673 | 657.357 | 1555.95 | 1085188.9891 | 236648.52 | 107346.3981 | 0 | 291899.3759
1427 | 784.747 | 1714.1177 | 816.7454 | 1668.626 | 784.747 | 1316.9 | 1102327.0799 | 282508.92 | 128149.1851 | 0 | 536060.6757
1428 | 756.627 | 1879.1298 | 787.4788 | 1829.2587 | 756.627 | 1353.95 | 1089047.1359 | 272385.72 | 123557.1891 | 0 | 488818.8734
1429 | 915.603 | 1465.3346 | 952.9384 | 1426.4454 | 915.603 | 1342.1 | 1301124.9911 | 329617.08 | 149517.9699 | 0 | 602375.2137
1430 | 833.363 | 3022.5116 | 867.3449 | 2942.2958 | 833.363 | 1439.1 | 1273133.2866 | 300010.68 | 136088.1779 | 0 | 467433.3067
1431 | 642.919 | 2254.2299 | 669.1352 | 2194.4039 | 642.919 | 1540.6 | 1051079.2601 | 231450.84 | 104988.6727 | 0 | 295356.9886
1432 | 667.766 | 1993.7027 | 694.9954 | 1940.7909 | 667.766 | 1555.75 | 1101021.7071 | 240395.76 | 109046.1878 | 0 | 296655.0455
1433 | 671.56 | 1150.5579 | 698.9441 | 1120.0227 | 671.56 | 1602.75 | 1138936.2884 | 241761.6 | 109665.748 | 0 | 266777.21
1434 | 759.475 | 217.5161 | 217.5161 | 211.7433 | 211.7433 | 1626.5 | 364151.2263 | 76227.6047 | 34577.6884 | 1003992.1213 | 76344.894
1435 | 768.029 | 799.3468 | 799.3468 | 778.1325 | 768.029 | 1642.45 | 1333250.9741 | 276490.44 | 125419.1357 | 0 | 274608.7689
1436 | 534.4 | 556.1911 | 556.1911 | 541.4301 | 534.4 | 1611.15 | 908970.9061 | 192384 | 87267.52 | 0 | 207801.44
1437 | 708.8 | 737.7026 | 737.7026 | 718.1244 | 708.8 | 1588.45 | 1186456.9549 | 255168 | 115747.04 | 0 | 291706.64
1438 | 805.6 | 838.4498 | 838.4498 | 816.1978 | 805.6 | 1589.85 | 1352351.5331 | 290016 | 131554.48 | 0 | 330416.84
1439 | 713.6 | 742.6983 | 742.6983 | 722.9875 | 713.6 | 1564.4 | 1184021.9322 | 256896 | 116530.88 | 0 | 310844.16
1440 | 728.8 | 0 | 0 | 0 | 0 | 1544.7 | 0 | 0 | 0 | 1335890.4 | 0
1441 | 1704 | 0 | 0 | 0 | 0 | 1379.75 | 0 | 0 | 0 | 3123432 | 0
1442 | 1666.4 | 0 | 0 | 0 | 0 | 1464.25 | 0 | 0 | 0 | 3054511.2 | 0
1443 | 1551.2 | 0 | 0 | 0 | 0 | 1368.25 | 0 | 0 | 0 | 2843349.6 | 0
1444 | 1624 | 1449.0808 | 1449.0808 | 1410.623 | 1410.623 | 1227.35 | 1836680.2062 | 507824.28 | 230354.7359 | 391120.0413 | 118369.2073
1445 | 1580.8 | 1645.26 | 1645.26 | 1601.5957 | 1580.8 | 1367.25 | 2293519.0487 | 569088 | 258144.64 | 0 | 1000251.2
1446 | 1460 | 1519.5341 | 1519.5341 | 1479.2065 | 1460 | 1373.85 | 2125695.0499 | 525600 | 238418 | 0 | 914179
1447 | 1464 | 1523.6972 | 1523.6972 | 1483.2591 | 1464 | 1569.25 | 2433801.2676 | 527040 | 239071.2 | 0 | 630618
1448 | 110.259 | 114.755 | 114.755 | 111.7095 | 110.259 | 1496.4 | 174568.2798 | 39693.24 | 18005.2947 | 0 | 55526.4324
1449 | 89.69 | 93.3473 | 93.3473 | 90.8699 | 89.69 | 1562 | 148519.7361 | 32288.4 | 14646.377 | 0 | 39284.22
1450 | 0 | 585.6628 | -0.0010408 | 570.1196 | 0 | 1396.3 | 0 | 0 | 0 | 0 | 0
1451 | 0 | 1379.2489 | 0 | 1342.6443 | 0 | 346.75 | 0 | 0 | 0 | 0 | 0
1452 | 0 | 1338.1507 | 0 | 1302.6369 | 0 | 337.7 | 0 | 0 | 0 | 0 | 0
1453 | 0 | 733.4031 | 0.0010408 | 713.939 | 0 | 760.6 | 0 | 0 | 0 | 0 | 0
1454 | 87.814 | 2778.6544 | 91.3948 | 2704.9105 | 87.814 | 1218.9 | 113724.6497 | 31613.04 | 14340.0262 | 0 | 68591.5154
1455 | 71.433 | 2094.836 | 74.3458 | 2039.2402 | 71.433 | 1240.35 | 93856.5416 | 25715.88 | 11665.0089 | 0 | 54264.0785
1456 | 76.614 | 2476.1527 | 79.7381 | 2410.4369 | 76.614 | 1375.2 | 111384.587 | 27581.04 | 12511.0662 | 0 | 47868.4272
1457 | 71.47 | 1388.1371 | 74.3843 | 1351.2967 | 71.47 | 1579.55 | 118966.8599 | 25729.2 | 11671.051 | 0 | 30049.5615
1458 | 83.419 | 274.355 | 86.8206 | 267.0738 | 83.419 | 1412.4 | 124027.9648 | 30030.84 | 13622.3227 | 0 | 49017.0044
1459 | 77.625 | 80.7903 | 80.7903 | 78.6462 | 77.625 | 1409.9 | 115198.8463 | 27945 | 12676.1625 | 0 | 45806.5125
1460 | 86.4 | 89.9231 | 89.9231 | 87.5366 | 86.4 | 1422.85 | 129532.6352 | 31104 | 14109.12 | 0 | 49865.76
1461 | 79.2 | 82.4295 | 82.4295 | 80.2419 | 79.2 | 1614.45 | 134793.7741 | 28512 | 12933.36 | 0 | 30535.56
1462 | 86.4 | 89.9231 | 89.9231 | 87.5366 | 86.4 | 1726.3 | 157378.324 | 31104 | 14109.12 | 0 | 23647.68
1463 | 79.2 | 82.4295 | 82.4295 | 80.2419 | 79.2 | 1701.05 | 142550.2097 | 28512 | 12933.36 | 0 | 23676.84
1464 | 84 | 87.4253 | 87.4253 | 85.105 | 84 | 1487.7 | 132248.4243 | 30240 | 13717.2 | 0 | 43033.2
1465 | 75.2 | 78.2664 | 78.2664 | 76.1893 | 75.2 | 1422.25 | 113074.8381 | 27072 | 12280.16 | 0 | 43446.8
1466 | 81.6 | 84.9274 | 84.9274 | 82.6735 | 81.6 | 1464.7 | 126460.8119 | 29376 | 13325.28 | 0 | 43680.48
1467 | 76 | 79.099 | 79.099 | 76.9998 | 76 | 1461.15 | 117706.0016 | 27360 | 12410.8 | 0 | 40952.6
1468 | 80 | 83.2621 | 83.2621 | 81.0524 | 80 | 1459.25 | 123832.3993 | 28800 | 13064 | 0 | 43260
1469 | 76.8 | 79.9317 | 79.9317 | 77.8103 | 76.8 | 1458.9 | 118753.1435 | 27648 | 12541.44 | 0 | 41556.48
1470 | 81.6 | 84.9274 | 84.9274 | 82.6735 | 81.6 | 1462.3 | 126348.5076 | 29376 | 13325.28 | 0 | 43876.32
1471 | 67.2 | 69.9402 | 69.9402 | 68.084 | 67.2 | 1469.9 | 104846.0568 | 24192 | 10973.76 | 0 | 35622.72
1472 | 79.057 | 82.2807 | 82.2807 | 80.097 | 79.057 | 1490.1 | 124911.9001 | 28460.52 | 12910.0081 | 0 | 40311.1643
1473 | 544.574 | 760.4581 | 566.78 | 740.276 | 544.574 | 1531.45 | 884655.2349 | 196046.64 | 88928.9342 | 0 | 255160.1477
1474 | 1505.096 | 2018.5574 | 1566.469 | 1964.986 | 1505.096 | 1542.2 | 2464355.8312 | 541834.56 | 245782.1768 | 0 | 689032.9488
1475 | 1673.221 | 3070.0137 | 1741.4496 | 2988.5372 | 1673.221 | 1450.45 | 2577336.4145 | 602359.56 | 273236.9893 | 0 | 919518.6006
1476 | 1557.38 | 4028.7085 | 1620.885 | 3921.7888 | 1557.38 | 1495.5 | 2471166.8835 | 560656.8 | 254320.154 | 0 | 785698.21
1477 | 1552.097 | 4083.1006 | 1615.3865 | 3974.7373 | 1552.097 | 1396.35 | 2298103.2342 | 558754.92 | 253457.4401 | 0 | 936923.3541
1478 | 1601.467 | 3806.2331 | 1666.7697 | 3705.2178 | 1601.467 | 1419.05 | 2414229.9348 | 576528.12 | 261519.5611 | 0 | 930372.2536
1479 | 1699.22 | 3274.8479 | 1768.5087 | 3187.9352 | 1699.22 | 1324.65 | 2383227.7665 | 611719.2 | 277482.626 | 0 | 1147568.227
1480 | 1209.033 | 1836.0604 | 1258.3335 | 1787.3323 | 1209.033 | 1563.25 | 1998733.5084 | 435251.88 | 197435.0889 | 0 | 528045.1628
1481 | 1602.265 | 1371.1849 | 1371.1849 | 1334.7944 | 1334.7944 | 1563.2 | 2203825.2195 | 480525.9898 | 217971.9282 | 490273.5801 | 562830.3408
1482 | 1255.783 | 261.6367 | 261.6367 | 254.693 | 254.693 | 1548.4 | 415312.7027 | 91689.4869 | 41591.37 | 1834997.9349 | 111032.634
1483 | 1313.251 | 1366.8012 | 1366.8012 | 1330.527 | 1313.251 | 1543.05 | 2130478.483 | 472770.36 | 214453.8883 | 0 | 600090.0445
1484 | 1345.6 | 1400.4693 | 1400.4693 | 1363.3016 | 1345.6 | 1525.2 | 2158876.39 | 484416 | 219736.48 | 0 | 638890.88
1485 | 1182.4 | 1230.6145 | 1230.6145 | 1197.9546 | 1182.4 | 1430.9 | 1778919.5572 | 425664 | 193085.92 | 0 | 672903.84
1486 | 1305.6 | 1358.8382 | 1358.8382 | 1322.7754 | 1305.6 | 1512.9 | 2079084.8725 | 470016 | 213204.48 | 0 | 635957.76
1487 | 1395.2 | 1452.0918 | 1452.0918 | 1413.5541 | 1395.2 | 1497.15 | 2205569.6767 | 502272 | 227836.16 | 0 | 701576.32
1488 | 1414.4 | 0 | 0 | 0 | 0 | 1432.95 | 0 | 0 | 0 | 2592595.2 | 0
1489 | 1534.4 | 0 | 0 | 0 | 0 | 860.2 | 0 | 0 | 0 | 1825936 | 0
1490 | 1493.6 | 0 | 0 | 0 | 0 | 1367.55 | 0 | 0 | 0 | 1777384 | 0
1491 | 1685.6 | 0 | 0 | 0 | 0 | 1363.3 | 0 | 0 | 0 | 2005864 | 0
1492 | 1434.4 | 0 | 0 | 0 | 0 | 1274.6 | 0 | 0 | 0 | 1706936 | 0
1493 | 1459.2 | 0 | 0 | 0 | 0 | 1058.8 | 0 | 0 | 0 | 1736448 | 0
1494 | 1717.6 | 0 | 0 | 0 | 0 | 1307.6 | 0 | 0 | 0 | 2043944 | 0
1495 | 1190.4 | 114.9788 | 114.9788 | 111.9273 | 111.9273 | 1355.75 | 160750.7589 | 40293.8285 | 18277.7283 | 1976840.4565 | 69609.924
1496 | 1580.043 | 1066.459 | 1066.459 | 1038.1558 | 1038.1558 | 1453.9 | 1601966.6921 | 373736.0739 | 169530.8358 | 993279.3093 | 547287.2214
1497 | 1502.036 | 1563.2842 | 1563.2842 | 1521.7955 | 1502.036 | 1302.25 | 2079732.8093 | 540732.96 | 245282.4788 | 0 | 1048045.619
1498 | 1441.807 | 1500.5993 | 1500.5993 | 1460.7742 | 1441.807 | 1245.55 | 1912350.8052 | 519050.52 | 235447.0831 | 0 | 1087771.2911
1499 | 1867.076 | 1943.2094 | 1943.2094 | 1891.6377 | 1867.076 | 1315.8 | 2612384.1234 | 672147.36 | 304893.5108 | 0 | 1277453.3992
1500 | 1969.563 | 2049.8755 | 2049.8755 | 1995.4729 | 1969.563 | 1282.35 | 2691434.3665 | 709042.68 | 321629.6379 | 0 | 1413456.8869
1501 | 1991.36 | 2072.5613 | 2072.5613 | 2017.5566 | 1991.36 | 724.25 | 1536185.2776 | 716889.6 | 325189.088 | 0 | 2540477.52
1502 | 1801.825 | 1814.2998 | 1814.2998 | 1766.1493 | 1766.1493 | 282 | 529711.072 | 635813.7378 | 288412.1761 | 65393.6101 | 2190955.092
1503 | 1593.282 | 1658.2509 | 1658.2509 | 1614.2419 | 1593.282 | 295.55 | 501047.3963 | 573581.52 | 260182.9506 | 0 | 2715669.5049
1504 | 1359.178 | 1414.6009 | 1414.6009 | 1377.0582 | 1359.178 | 301.3 | 434691.2474 | 489304.08 | 221953.7674 | 0 | 2308835.6686
1505 | 1889.839 | 1397.2689 | 1397.2689 | 1360.1861 | 1360.1861 | 310.05 | 444935.2022 | 489666.9998 | 222118.3918 | 970853.7465 | 2218975.3279
1506 | 1338.014 | 271.0443 | 271.0443 | 263.8509 | 263.8509 | 1368 | 380743.385 | 94986.3343 | 43086.8566 | 1968940.91 | 160974.192
1507 | 1353.885 | 1409.0921 | 1409.0921 | 1371.6956 | 1353.885 | 1517 | 2166523.2557 | 487398.6 | 221089.4205 | 0 | 653926.455
1508 | 1158.4 | 1205.6358 | 1205.6358 | 1173.6389 | 1158.4 | 1503.75 | 1842528.7539 | 417024 | 189166.72 | 0 | 574856
1509 | 1659.2 | 1726.8569 | 1726.8569 | 1681.027 | 1659.2 | 1487.05 | 2607723.2651 | 597312 | 270947.36 | 0 | 851086.64
1510 | 1568 | 1631.938 | 1631.938 | 1588.6273 | 1568 | 1480.15 | 2453700.9734 | 564480 | 256054.4 | 0 | 815124.8
1511 | 1603.2 | 1668.5734 | 1668.5734 | 1624.2903 | 1603.2 | 1467.85 | 2492454.1052 | 577152 | 261802.56 | 0 | 853142.88
1512 | 1517.6 | 0 | 0 | 0 | 0 | 633.75 | 0 | 0 | 0 | 2781760.8 | 0
1513 | 1664 | 0 | 0 | 0 | 0 | 1476.7 | 0 | 0 | 0 | 1980160 | 0
1514 | 1617.6 | 0 | 0 | 0 | 0 | 1065.4 | 0 | 0 | 0 | 1924944 | 0
1515 | 1648 | 0 | 0 | 0 | 0 | 911.7 | 0 | 0 | 0 | 1961120 | 0
1516 | 1176.8 | 0 | 0 | 0 | 0 | 260.85 | 0 | 0 | 0 | 1400392 | 0
1517 | 1515.2 | 0 | 0 | 0 | 0 | 510.7 | 0 | 0 | 0 | 1803088 | 0
1518 | 1512.8 | 0 | 0 | 0 | 0 | 1235.05 | 0 | 0 | 0 | 1800232 | 0
1519 | 1321.6 | 297.2417 | 297.2417 | 289.3531 | 289.3531 | 1535.9 | 470284.1765 | 104167.1004 | 47251.3542 | 1892108.6471 | 0
1520 | 1341.317 | 1396.0116 | 1396.0116 | 1358.9622 | 1341.317 | 1673.3 | 2371454.9819 | 482874.12 | 219037.0661 | 0 | 335195.5068
1521 | 1629.663 | 1696.1154 | 1696.1154 | 1651.1015 | 1629.663 | 1790.65 | 3085752.22 | 586678.68 | 266123.9679 | 0 | 341169.949
1522 | 1448.199 | 1507.2519 | 1507.2519 | 1467.2503 | 1448.199 | 1748.25 | 2686727.4281 | 521351.64 | 236490.8967 | 0 | 364584.0982
1523 | 1859.743 | 1935.5774 | 1935.5774 | 1884.2082 | 1859.743 | 1540.15 | 3039232.3307 | 669507.48 | 303696.0319 | 0 | 855202.8185
1524 | 1762.66 | 1934.2722 | 1834.5356 | 1882.9377 | 1762.66 | 1531.1 | 2857381.9557 | 634557.6 | 287842.378 | 0 | 826511.274
1525 | 1573.75 | 1637.9225 | 1637.9225 | 1594.4529 | 1573.75 | 1517.5 | 2525475.143 | 566550 | 256993.375 | 0 | 759334.375
1526 | 1726.047 | 1796.4297 | 1796.4297 | 1748.7534 | 1726.047 | 1541.65 | 2813407.8539 | 621376.92 | 281863.4751 | 0 | 791133.6424
1527 | 1828.904 | 1903.4808 | 1903.4808 | 1852.9635 | 1828.904 | 1716.35 | 3315623.4033 | 658405.44 | 298660.0232 | 0 | 518768.6196
1528 | 1697.557 | 1766.7779 | 1766.7779 | 1719.8886 | 1697.557 | 1775.2 | 3173683.5126 | 611120.52 | 277211.0581 | 0 | 381610.8136
1529 | 1829.581 | 1425.3501 | 1425.3501 | 1387.522 | 1387.522 | 1890.7 | 2757840.7873 | 499507.9378 | 226582.3507 | 810294.0564 | 146399.699
1530 | 1704.422 | 288.8895 | 288.8895 | 281.2225 | 281.2225 | 1886.35 | 557151.0115 | 101240.0952 | 45923.6321 | 2608724.708 | 30853.1337
1531 | 1675.433 | 1743.7518 | 1743.7518 | 1697.4736 | 1675.433 | 1883.85 | 3314263.2769 | 603155.88 | 273598.2089 | 0 | 194601.543
1532 | 1698.4 | 1767.6553 | 1767.6553 | 1720.7427 | 1698.4 | 1865.55 | 3329603.8685 | 611424 | 277348.72 | 0 | 228349.88
1533 | 1537.6 | 1600.2984 | 1600.2984 | 1557.8274 | 1537.6 | 1850.4 | 2987780.7518 | 553536 | 251090.08 | 0 | 230024.96
1534 | 1532 | 1594.47 | 1594.47 | 1552.1537 | 1532 | 1836.3 | 2958176.1586 | 551520 | 250175.6 | 0 | 250788.4
1535 | 1324 | 1377.9885 | 1377.9885 | 1341.4174 | 1324 | 1816.05 | 2531629.7093 | 476640 | 216209.2 | 0 | 243549.8
1536 | 382.4 | 0 | 0 | 0 | 0 | 1798.85 | 0 | 0 | 0 | 700939.2 | 0
1537 | 394.4 | 0 | 0 | 0 | 0 | 1783.2 | 0 | 0 | 0 | 469336 | 0
1538 | 378.4 | 0 | 0 | 0 | 0 | 1770.4 | 0 | 0 | 0 | 450296 | 0
1539 | 357.6 | 0 | 0 | 0 | 0 | 1690.2 | 0 | 0 | 0 | 425544 | 0
1540 | 367.2 | 0 | 0 | 0 | 0 | 1633.85 | 0 | 0 | 0 | 436968 | 0
1541 | 380 | 0 | 0 | 0 | 0 | 1667.2 | 0 | 0 | 0 | 452200 | 0
1542 | 397.6 | 0 | 0 | 0 | 0 | 1673.05 | 0 | 0 | 0 | 473144 | 0
1543 | 354.4 | 0 | 0 | 0 | 0 | 1685.7 | 0 | 0 | 0 | 649615.2 | 0
1544 | 442.969 | 0 | 0 | 0 | 0 | 1726.8 | 0 | 0 | 0 | 811962.177 | 0
1545 | 1680.912 | 0 | 0 | 0 | 0 | 1838.15 | 0 | 0 | 0 | 3081111.696 | 0
1546 | 1829.403 | 2.2928 | 2.2928 | 2.232 | 2.232 | 1848.25 | 4351.9195 | 803.5131 | 364.4825 | 3349204.4782 | 0
1547 | 1851.263 | 1926.7516 | 1926.7516 | 1875.6166 | 1851.263 | 1748.25 | 3417598.7434 | 666454.68 | 302311.2479 | 0 | 121972.1197
1548 | 1924.839 | 2003.3278 | 2003.3278 | 1950.1605 | 1924.839 | 1611.5 | 3272903.3097 | 692942.04 | 314326.2087 | 0 | 629605.431
1549 | 1677.954 | 1746.3756 | 1746.3756 | 1700.0277 | 1677.954 | 1517.5 | 2681882.3048 | 604063.44 | 274009.8882 | 0 | 809612.805
1550 | 1718.738 | 722.2002 | 722.2002 | 703.0334 | 703.0334 | 1653.55 | 1227622.0745 | 253092.0314 | 114805.3576 | 1861786.4941 | 235123.8357
1551 | 1907.596 | 1883.0889 | 1883.0889 | 1833.1127 | 1833.1127 | 1773.35 | 3430356.8164 | 659920.5892 | 299347.3117 | 136527.8013 | 401074.6271
1552 | 1688.519 | 1757.3714 | 1757.3714 | 1710.7317 | 1688.519 | 1876.2 | 3336204.8036 | 607866.84 | 275735.1527 | 0 | 209038.6522
1553 | 2091.005 | 1335.8433 | 1335.8433 | 1300.3907 | 1300.3907 | 1890.7 | 2587479.0543 | 468140.6545 | 212353.8024 | 1449195.9991 | 137206.3667
1554 | 1608.296 | 234.1019 | 234.1019 | 227.889 | 227.889 | 1886.35 | 451934.5078 | 82040.0352 | 37214.2715 | 2530286.0554 | 25001.8635
1555 | 1773.255 | 1845.5627 | 1845.5627 | 1796.5824 | 1773.255 | 1883.85 | 3514581.0843 | 638371.8 | 289572.5415 | 0 | 205963.5683
1556 | 1601.6 | 1666.9081 | 1666.9081 | 1622.6693 | 1601.6 | 1865.55 | 3149137.0581 | 576576 | 261541.28 | 0 | 215335.12
1557 | 1201.6 | 1250.5974 | 1250.5974 | 1217.4072 | 1201.6 | 1850.4 | 2339574.108 | 432576 | 196221.28 | 0 | 179759.36
1558 | 1380.8 | 1437.1046 | 1437.1046 | 1398.9646 | 1380.8 | 1836.3 | 2667722.1713 | 497088 | 225484.64 | 0 | 226036.96
1559 | 1320.8 | 1374.658 | 1374.658 | 1338.1753 | 1320.8 | 1816.05 | 2527906.3059 | 475488 | 215686.64 | 0 | 242961.16
1560 | 361.6 | 0 | 0 | 0 | 0 | 1798.85 | 0 | 0 | 0 | 662812.8 | 0
1561 | 110.4 | 0 | 0 | 0 | 0 | 1783.2 | 0 | 0 | 0 | 131376 | 0
1562 | 116.8 | 0 | 0 | 0 | 0 | 1709 | 0 | 0 | 0 | 138992 | 0
1563 | 111.2 | 0 | 0 | 0 | 0 | 1668.7 | 0 | 0 | 0 | 132328 | 0
1564 | 113.6 | 0 | 0 | 0 | 0 | 1659.85 | 0 | 0 | 0 | 135184 | 0
1565 | 110.4 | 0 | 0 | 0 | 0 | 1635.2 | 0 | 0 | 0 | 131376 | 0
1566 | 114.4 | 0 | 0 | 0 | 0 | 1667.05 | 0 | 0 | 0 | 136136 | 0
1567 | 98.4 | 102.4124 | 102.4124 | 99.6945 | 98.4 | 1773.8 | 183722.4334 | 35424 | 16068.72 | 0 | 22258.08
1568 | 220.236 | 229.2165 | 229.2165 | 223.1332 | 220.236 | 1788.4 | 415386.4062 | 79284.96 | 35964.5388 | 0 | 46601.9376
1569 | 1212.985 | 1262.4466 | 1262.4466 | 1228.942 | 1212.985 | 1847.15 | 2362391.0438 | 436674.6 | 198080.4505 | 0 | 185404.7573
1570 | 1238.812 | 1289.3268 | 1289.3268 | 1255.1088 | 1238.812 | 1857.25 | 2427312.8114 | 445972.32 | 202297.9996 | 0 | 176840.413
1571 | 1664.717 | 1732.5988 | 1732.5988 | 1686.6166 | 1664.717 | 1799.25 | 3163564.0306 | 599298.12 | 271848.2861 | 0 | 334191.9377
1572 | 1556.917 | 1620.4031 | 1620.4031 | 1577.3985 | 1556.917 | 1711.7 | 2819736.3846 | 560490.12 | 254244.5461 | 0 | 448859.1711
1573 | 1408.483 | 1465.9164 | 1465.9164 | 1427.0118 | 1408.483 | 1555.95 | 2309830.2886 | 507053.88 | 230005.2739 | 0 | 625436.8761
1574 | 1587.586 | 1652.3227 | 1652.3227 | 1608.4709 | 1587.586 | 1578.35 | 2650432.1926 | 571530.96 | 259252.7938 | 0 | 669405.6369
1575 | 1726.378 | 2477.387 | 1796.7742 | 2411.6385 | 1726.378 | 1716.35 | 3131888.8056 | 621496.08 | 281917.5274 | 0 | 489687.1197
1576 | 1711.478 | 2028.577 | 1781.2666 | 1974.7397 | 1711.478 | 1753.7 | 3167070.5381 | 616132.08 | 279484.3574 | 0 | 421537.0314
1577 | 1544.327 | 1215.3692 | 1215.3692 | 1183.1139 | 1183.1139 | 1890.7 | 2353171.4754 | 425921.0207 | 193202.5074 | 662103.5273 | 105092.7151
1578 | 1402.659 | 1459.8549 | 1459.8549 | 1421.1112 | 1402.659 | 1886.35 | 2781276.6934 | 504957.24 | 229054.2147 | 0 | 38951.4918
1579 | 1439.865 | 1498.5781 | 1498.5781 | 1458.8066 | 1439.865 | 1883.85 | 2848502.8099 | 518351.4 | 235129.9545 | 0 | 167240.3198
1580 | 1459.2 | 1518.7015 | 1518.7015 | 1478.396 | 1459.2 | 1865.55 | 2862071.7542 | 525312 | 238287.36 | 0 | 196189.44
1581 | 1510.4 | 1571.9893 | 1571.9893 | 1530.2695 | 1510.4 | 1850.4 | 2934258.8525 | 543744 | 246648.32 | 0 | 225955.84
1582 | 1384 | 1440.4351 | 1440.4351 | 1402.2067 | 1384 | 1836.3 | 2666403.1096 | 498240 | 226007.2 | 0 | 226560.8
1583 | 1400 | 1457.0875 | 1457.0875 | 1418.4172 | 1400 | 1816.05 | 2674077.4623 | 504000 | 228620 | 0 | 257530
1584 | 472 | 491.2466 | 491.2466 | 478.2092 | 472 | 1798.85 | 893786.8176 | 169920 | 77077.6 | 0 | 94942.8
1585 | 416.8 | 0 | 0 | 0 | 0 | 1661.85 | 0 | 0 | 0 | 495992 | 0
1586 | 390.4 | 0 | 0 | 0 | 0 | 1760.4 | 0 | 0 | 0 | 464576 | 0
1587 | 431.2 | 0 | 0 | 0 | 0 | 1668.7 | 0 | 0 | 0 | 513128 | 0
1588 | 381.6 | 0 | 0 | 0 | 0 | 1663.35 | 0 | 0 | 0 | 454104 | 0
1589 | 384 | 0 | 0 | 0 | 0 | 1660.2 | 0 | 0 | 0 | 456960 | 0
1590 | 484.8 | 0 | 0 | 0 | 0 | 1662.55 | 0 | 0 | 0 | 576912 | 0
1591 | 424 | 441.2894 | 441.2894 | 429.5778 | 424 | 1685.7 | 751942.4508 | 152640 | 69239.2 | 0 | 133263.2
1592 | 433.137 | 450.7989 | 450.7989 | 438.835 | 433.137 | 1705.3 | 779140.08 | 155929.32 | 70731.2721 | 0 | 127645.4739
1593 | 1644.823 | 1711.8936 | 1711.8936 | 1666.4609 | 1644.823 | 1847.15 | 3205339.2993 | 592136.28 | 268599.5959 | 0 | 251411.1955
1594 | 1786.904 | 1859.7682 | 1859.7682 | 1810.411 | 1786.904 | 1805.75 | 3412697.008 | 643285.44 | 291801.4232 | 0 | 347106.102
1595 | 1792.2 | 1865.2802 | 1865.2802 | 1815.7767 | 1792.2 | 1718.25 | 3265244.9072 | 645192 | 292666.26 | 0 | 504952.35
1596 | 1606.691 | 1672.2067 | 1672.2067 | 1627.8273 | 1606.691 | 1611.5 | 2745784.8534 | 578408.76 | 262372.6403 | 0 | 624199.4535
1597 | 1894.24 | 1971.481 | 1971.481 | 1919.159 | 1894.24 | 1517.5 | 3046860.4851 | 681926.4 | 309329.392 | 0 | 913970.8
1598 | 1829.242 | 1903.8326 | 1903.8326 | 1853.3059 | 1829.242 | 1541.9 | 2995254.1788 | 658527.12 | 298715.2186 | 0 | 837975.7602
1599 | 1903.518 | 1981.1374 | 1981.1374 | 1928.5591 | 1903.518 | 1716.35 | 3464934.0142 | 685266.48 | 310844.4894 | 0 | 539932.8807
1600 | 1476.616 | 1929.4139 | 1536.8277 | 1878.2083 | 1476.616 | 1776.2 | 2774103.1115 | 531581.76 | 241131.3928 | 0 | 330466.6608
1601 | 1535.769 | 1264.9851 | 1264.9851 | 1231.4131 | 1231.4131 | 1886.2 | 2451846.7955 | 443308.7082 | 201089.7557 | 557884.4042 | 135277.7016
1602 | 1485.795 | 220.1836 | 220.1836 | 214.3401 | 214.3401 | 1886.35 | 426581.5194 | 77162.4227 | 35001.7323 | 2330576.8997 | 23515.4352
1603 | 1357.077 | 1412.4142 | 1412.4142 | 1374.9295 | 1357.077 | 1883.85 | 2695907.8805 | 488547.72 | 221610.6741 | 0 | 157624.4936
1604 | 1589.6 | 1654.4188 | 1654.4188 | 1610.5114 | 1589.6 | 1865.55 | 3130780.0555 | 572256 | 259581.68 | 0 | 213721.72
1605 | 1525.6 | 1587.8091 | 1587.8091 | 1545.6695 | 1525.6 | 1798.9 | 2895259.6368 | 549216 | 249130.48 | 0 | 306798.16
1606 | 1258.4 | 1309.7135 | 1309.7135 | 1274.9544 | 1258.4 | 1836.3 | 2441453.3864 | 453024 | 205496.72 | 0 | 206000.08
1607 | 1140 | 1186.4855 | 1186.4855 | 1154.9969 | 1140 | 1796.6 | 2163545.8573 | 410400 | 186162 | 0 | 231876
1608 | 1290.4 | 0 | 0 | 0 | 0 | 1667.35 | 0 | 0 | 0 | 2365303.2 | 0
1609 | 1470.4 | 0 | 0 | 0 | 0 | 1504.05 | 0 | 0 | 0 | 2695243.2 | 0
1610 | 904.8 | 0 | 0 | 0 | 0 | 1532.45 | 0 | 0 | 0 | 1658498.4 | 0
1611 | 1167.2 | 0 | 0 | 0 | 0 | 1495 | 0 | 0 | 0 | 2139477.6 | 0
1612 | 1140.8 | 0 | 0 | 0 | 0 | 1454.25 | 0 | 0 | 0 | 2091086.4 | 0
1613 | 1201.6 | 389.4337 | 389.4337 | 379.0983 | 379.0983 | 1454.6 | 582059.5169 | 136475.4022 | 61906.7588 | 1507645.5439 | 0
1614 | 1211.2 | 1260.5889 | 1260.5889 | 1227.1335 | 1211.2 | 1533.1 | 1958912.009 | 436032 | 197788.96 | 0 | 161232.2425
1615 | 1014.4 | 1055.764 | 1055.764 | 1027.7446 | 1014.4 | 1587.35 | 1705058.2735 | 365184 | 165651.52 | 0 | 418592.16
1616 | 337.397 | 351.155 | 351.155 | 341.8355 | 337.397 | 1648.3 | 589461.2632 | 121462.92 | 55096.9301 | 0 | 118662.5249
1617 | 274.291 | 285.4757 | 285.4757 | 277.8993 | 274.291 | 1734.65 | 505385.6312 | 98744.76 | 44791.7203 | 0 | 72783.1168
1618 | 264.437 | 958.8302 | 275.2189 | 933.3834 | 264.437 | 1655.8 | 465971.8187 | 95197.32 | 43182.5621 | 0 | 91019.2154
1619 | 281.379 | 1477.6304 | 292.8527 | 1438.4149 | 281.379 | 1540.15 | 459916.2867 | 101296.44 | 45949.1907 | 0 | 129392.1331
1620 | 297.305 | 1760.8289 | 309.4271 | 1714.0974 | 297.305 | 1531.1 | 482547.7612 | 107029.8 | 48549.9065 | 0 | 139406.3145
1621 | 288.999 | 1788.7591 | 300.7824 | 1741.2864 | 288.999 | 1517.5 | 465207.8587 | 104039.64 | 47193.5367 | 0 | 139442.0175
1622 | 276.252 | 2803.503 | 287.5167 | 2729.0995 | 276.252 | 1539.3 | 451671.6345 | 99450.72 | 45111.9516 | 0 | 127269.2964
1623 | 267.096 | 1355.9303 | 277.9873 | 1319.9446 | 267.096 | 1560.75 | 442367.1557 | 96154.56 | 43616.7768 | 0 | 117321.918
1624 | 204.599 | 1316.7752 | 212.9419 | 1281.8287 | 204.599 | 1608.55 | 348955.9378 | 73655.64 | 33411.0167 | 0 | 80090.2786
1625 | 286.349 | 938.8764 | 298.0254 | 913.9592 | 286.349 | 1759.2 | 533733.3267 | 103085.64 | 46760.7917 | 0 | 68952.8392
1626 | 229.93 | 239.3058 | 239.3058 | 232.9548 | 229.93 | 1754.85 | 427280.3744 | 82774.8 | 37547.569 | 0 | 56367.3395
1627 | 205.13 | 213.4945 | 213.4945 | 207.8285 | 205.13 | 1752.35 | 380009.0919 | 73846.8 | 33497.729 | 0 | 50800.4445
1628 | 299.2 | 311.4004 | 311.4004 | 303.136 | 299.2 | 1718.55 | 543415.8122 | 107712 | 48859.36 | 0 | 84209.84
1629 | 287.2 | 298.9111 | 298.9111 | 290.9782 | 287.2 | 1677.45 | 508808.9055 | 103392 | 46899.76 | 0 | 92636.36
1630 | 292 | 303.9068 | 303.9068 | 295.8413 | 292 | 1733.3 | 534785.3217 | 105120 | 47683.6 | 0 | 77876.4
1631 | 230.4 | 239.795 | 239.795 | 233.4309 | 230.4 | 1709.55 | 415878.2285 | 82944 | 37624.32 | 0 | 66919.68
1632 | 164.8 | 171.52 | 171.52 | 166.968 | 164.8 | 1597.4 | 277655.585 | 59328 | 26911.84 | 0 | 66348.48
1633 | 195.2 | 203.1596 | 203.1596 | 197.7679 | 195.2 | 1505.35 | 309936.3283 | 70272 | 31876.16 | 0 | 96555.68
1634 | 238.4 | 248.1212 | 248.1212 | 241.5362 | 238.4 | 1536.4 | 387275.4872 | 85824 | 38930.72 | 0 | 110522.24
1635 | 187.2 | 194.8334 | 194.8334 | 189.6626 | 187.2 | 1466.35 | 290315.6813 | 67392 | 30569.76 | 0 | 99899.28
1636 | 148.8 | 154.8676 | 154.8676 | 150.7575 | 148.8 | 1459.25 | 229570.5509 | 53568 | 24299.04 | 0 | 80463.6
1637 | 132.8 | 138.2152 | 138.2152 | 134.547 | 132.8 | 1458.9 | 204739.1711 | 47808 | 21686.24 | 0 | 71858.08
1638 | 192.8 | 200.6618 | 200.6618 | 195.3363 | 192.8 | 1462.3 | 297744.0582 | 69408 | 31484.24 | 0 | 103668.56
1639 | 120 | 124.8932 | 124.8932 | 121.5786 | 120 | 1469.9 | 186237.3321 | 43200 | 19596 | 0 | 63612
1640 | 191.45 | 199.2567 | 199.2567 | 193.9686 | 191.45 | 1528.8 | 309927.5723 | 68922 | 31263.785 | 0 | 90211.24
1641 | 866.164 | 901.4834 | 901.4834 | 877.5585 | 866.164 | 1684.95 | 1550234.6983 | 311819.04 | 141444.5812 | 0 | 272884.9682
1642 | 1455.515 | 2392.2338 | 1514.8662 | 2328.7452 | 1455.515 | 1612.4 | 2494418.5972 | 523985.4 | 237685.5995 | 0 | 564157.614
1643 | 1743.462 | 3606.3769 | 1814.5548 | 3510.6657 | 1743.462 | 1536.15 | 2839336.8279 | 627646.32 | 284707.3446 | 0 | 808704.8487
1644 | 1648.641 | 3862.4902 | 1715.8673 | 3759.9819 | 1648.641 | 1442.5 | 2521308.4694 | 593510.76 | 269223.0753 | 0 | 919117.3575
1645 | 1680.833 | 3866.8802 | 1749.372 | 3764.2553 | 1680.833 | 1428.05 | 2541929.9041 | 605099.88 | 274480.0289 | 0 | 961352.4343
1646 | 1635.438 | 3630.8893 | 1702.1259 | 3534.5275 | 1635.438 | 1429.3 | 2476783.5205 | 588757.68 | 267067.0254 | 0 | 933344.4666
1647 | 1660.537 | 3117.6844 | 1728.2484 | 3034.9427 | 1660.537 | 1555.55 | 2738356.3656 | 597793.32 | 271165.6921 | 0 | 738025.6697
1648 | 1717.571 | 2351.6154 | 1787.608 | 2289.2048 | 1717.571 | 1565.85 | 2837888.2256 | 618325.56 | 280479.3443 | 0 | 745683.4497
1649 | 1588.152 | 1290.9972 | 1290.9972 | 1256.7349 | 1256.7349 | 1676.9 | 2223242.6361 | 452424.5514 | 205224.8034 | 607487.6085 | 391977.1656
1650 | 1863.569 | 227.9967 | 227.9967 | 221.9458 | 221.9458 | 1652.55 | 386730.9205 | 79900.4947 | 36243.7522 | 3009095.2915 | 74442.5523
1651 | 1540.524 | 1603.3416 | 1603.3416 | 1560.7898 | 1540.524 | 1615.4 | 2619589.0002 | 554588.64 | 251567.5692 | 0 | 592485.5304
1652 | 1230.4 | 1280.5718 | 1280.5718 | 1246.5861 | 1230.4 | 1561.65 | 2021694.1049 | 442944 | 200924.32 | 0 | 539345.84
1653 | 1436 | 1494.5555 | 1494.5555 | 1454.8908 | 1436 | 1518.7 | 2291759.8777 | 516960 | 234498.8 | 0 | 691146.8
1654 | 1564.8 | 1628.6075 | 1628.6075 | 1585.3852 | 1564.8 | 1581.1 | 2603806.2465 | 563328 | 255531.84 | 0 | 655494.72
1655 | 1647.2 | 1714.3675 | 1714.3675 | 1668.8692 | 1647.2 | 1567.95 | 2722670.5216 | 592992 | 268987.76 | 0 | 711672.76
1656 | 1421.6 | 703.3642 | 703.3642 | 684.6973 | 684.6973 | 1552.5 | 1120804.5842 | 246491.042 | 111811.0754 | 1350742.578 | 0
1657 | 1376.8 | 0 | 0 | 0 | 0 | 1534.7 | 0 | 0 | 0 | 1638392 | 0
1658 | 1502.4 | 0 | 0 | 0 | 0 | 1534.85 | 0 | 0 | 0 | 1787856 | 0
1659 | 1624 | 0 | 0 | 0 | 0 | 1457.7 | 0 | 0 | 0 | 1932560 | 0
1660 | 1292.8 | 0 | 0 | 0 | 0 | 1289.6 | 0 | 0 | 0 | 1538432 | 0
1661 | 1245.6 | 0 | 0 | 0 | 0 | 1453.2 | 0 | 0 | 0 | 1482264 | 0
1662 | 1281.6 | 0 | 0 | 0 | 0 | 1452 | 0 | 0 | 0 | 1525104 | 0
1663 | 1044.8 | 1087.4036 | 1087.4036 | 1058.5445 | 1044.8 | 1450.15 | 1597123.7978 | 376128 | 170615.84 | 0 | 310968.7672
1664 | 1268.07 | 1319.7778 | 1319.7778 | 1284.7516 | 1268.07 | 1453.9 | 1948662.3351 | 456505.2 | 207075.831 | 0 | 692493.027
1665 | 1664.469 | 1732.3407 | 1732.3407 | 1686.3653 | 1664.469 | 1467.65 | 2584302.8274 | 599208.84 | 271807.7877 | 0 | 886080.0721
1666 | 1354.034 | 1409.2472 | 1409.2472 | 1371.8465 | 1354.034 | 1475.95 | 2122103.9815 | 487452.24 | 221113.7522 | 0 | 709581.5177
1667 | 1675.929 | 1744.268 | 1744.268 | 1697.9761 | 1675.929 | 1482.2 | 2643340.1896 | 603334.44 | 273679.2057 | 0 | 867796.0362
1668 | 1404.339 | 1934.65 | 1461.6034 | 1883.3055 | 1404.339 | 1476.75 | 2206472.9633 | 505562.04 | 229328.5587 | 0 | 734820.3818
1669 | 1405.495 | 2014.8679 | 1462.8055 | 1961.3944 | 1405.495 | 1361 | 2028506.831 | 505978.2 | 229517.3335 | 0 | 898111.305
1670 | 1385.337 | 1441.8266 | 1441.8266 | 1403.5613 | 1385.337 | 1221.05 | 1796403.1757 | 498721.32 | 226225.5321 | 0 | 1079108.2562
1671 | 1426.323 | 1484.4839 | 1484.4839 | 1445.0865 | 1426.323 | 1084.6 | 1642900.2223 | 513476.28 | 232918.5459 | 0 | 1305656.0742
1672 | 1546.268 | 1609.3199 | 1609.3199 | 1566.6094 | 1546.268 | 1231.3 | 2015951.8613 | 556656.48 | 252505.5644 | 0 | 1188616.2116
1673 | 1512.557 | 1428.7857 | 1428.7857 | 1390.8665 | 1390.8665 | 1503.45 | 2208799.1103 | 500711.9308 | 227128.4953 | 223058.7332 | 666697.3264
1674 | 1715.266 | 282.6594 | 282.6594 | 275.1577 | 275.1577 | 1517.8 | 438910.0249 | 99056.7864 | 44933.2589 | 2639718.4407 | 128082.4462
1675 | 1546.02 | 1609.0617 | 1609.0617 | 1566.3581 | 1546.02 | 1631.25 | 2649890.359 | 556567.2 | 252465.066 | 0 | 570094.875
1676 | 1220 | 1269.7477 | 1269.7477 | 1236.0493 | 1220 | 1605.9 | 2063438.7673 | 439200 | 199226 | 0 | 480802
1677 | 1550.4 | 1613.6203 | 1613.6203 | 1570.7957 | 1550.4 | 1559.95 | 2549957.4201 | 558144 | 253180.32 | 0 | 682253.52
1678 | 1778.4 | 1850.9174 | 1850.9174 | 1801.7951 | 1778.4 | 1553.05 | 2913407.8643 | 640224 | 290412.72 | 0 | 794855.88
1679 | 1676.8 | 1745.1745 | 1745.1745 | 1698.8585 | 1676.8 | 1540.75 | 2722145.3709 | 603648 | 273821.44 | 0 | 770070.4
1680 | 1480.8 | 273.3496 | 273.3496 | 266.0951 | 266.0951 | 1480.5 | 415349.1645 | 95794.2242 | 43453.3245 | 2226554.1419 | 0
1681 | 1334.4 | 0 | 0 | 0 | 0 | 1504.05 | 0 | 0 | 0 | 1587936 | 0
1682 | 1472 | 0 | 0 | 0 | 0 | 1280.9 | 0 | 0 | 0 | 1751680 | 0
1683 | 1444.8 | 0 | 0 | 0 | 0 | 1277.7 | 0 | 0 | 0 | 1719312 | 0
1684 | 230.4 | 0 | 0 | 0 | 0 | 1199.9 | 0 | 0 | 0 | 274176 | 0
1685 | 354.4 | 0 | 0 | 0 | 0 | 1195.25 | 0 | 0 | 0 | 421736 | 0
1686 | 880.8 | 0 | 0 | 0 | 0 | 1156.05 | 0 | 0 | 0 | 1048152 | 0
1687 | 1391.249 | 1447.9797 | 1447.9797 | 1409.5511 | 1391.249 | 1383.4 | 2029659.7743 | 500849.64 | 227190.9617 | 0 | 237268.2966
1688 | 1367.166 | 1422.9146 | 1422.9146 | 1385.1513 | 1367.166 | 1606.95 | 2318904.8071 | 492179.76 | 223258.2078 | 0 | 537364.5963
1689 | 1114.978 | 1160.4432 | 1160.4432 | 1129.6457 | 1114.978 | 1738.15 | 2047808.7377 | 401392.08 | 182075.9074 | 0 | 291956.9893
1690 | 991.078 | 1303.7676 | 1031.491 | 1269.1663 | 991.078 | 1697.25 | 1778350.4047 | 356788.08 | 161843.0374 | 0 | 300048.8645
1691 | 1722.516 | 1892.4538 | 1792.7547 | 1842.2291 | 1722.516 | 1540.15 | 2804027.9633 | 620105.76 | 281286.8628 | 0 | 792098.9826
1692 | 1259.699 | 2178.3812 | 1311.0644 | 2120.5682 | 1259.699 | 1531.1 | 2039593.1679 | 453491.64 | 205708.8467 | 0 | 590672.8611
1693 | 1018.275 | 2185.0016 | 1059.797 | 2127.0128 | 1018.275 | 1517.5 | 1633890.7867 | 366579 | 166284.3075 | 0 | 491317.6875
1694 | 905.101 | 2779.1696 | 942.0081 | 2705.412 | 905.101 | 1575.75 | 1507100.0264 | 325836.36 | 147802.9933 | 0 | 383989.0993
1695 | 1153.41 | 3491.1525 | 1200.4424 | 3398.4992 | 1153.41 | 1706.85 | 2075917.2481 | 415227.6 | 188351.853 | 0 | 338122.1415
1696 | 1638.025 | 2653.5656 | 1704.8184 | 2583.1414 | 1638.025 | 1753.7 | 3031490.0054 | 589689 | 267489.4825 | 0 | 403445.5575
1697 | 1603.774 | 1506.5275 | 1506.5275 | 1466.5451 | 1466.5451 | 1783.2 | 2758473.949 | 527956.24 | 239486.8167 | 251540.5531 | 306927.012
1698 | 1509.175 | 757.3972 | 757.3972 | 737.2963 | 737.2963 | 1751.35 | 1360025.4435 | 265426.6685 | 120400.486 | 1414853.6548 | 70551.205
1699 | 994.822 | 1035.3877 | 1035.3877 | 1007.909 | 994.822 | 1774.85 | 1855556.4418 | 358135.92 | 162454.4326 | 0 | 223984.1733
1700 | 1233.6 | 1283.9023 | 1283.9023 | 1249.8282 | 1233.6 | 1762.55 | 2288401.4826 | 444096 | 201446.88 | 0 | 292918.32
1701 | 1465.6 | 1525.3625 | 1525.3625 | 1484.8802 | 1465.6 | 1764.4 | 2721227.3241 | 527616 | 239332.48 | 0 | 345295.36
1702 | 1463.2 | 1522.8646 | 1522.8646 | 1482.4486 | 1463.2 | 1836.3 | 2832696.8719 | 526752 | 238940.56 | 0 | 239525.84
1703 | 1261.6 | 1313.044 | 1313.044 | 1278.1965 | 1261.6 | 1806 | 2402833.8729 | 454176 | 206019.28 | 0 | 244750.4
1704 | 1423.2 | 1481.2335 | 1481.2335 | 1441.9224 | 1423.2 | 1667.35 | 2499908.6681 | 512352 | 232408.56 | 0 | 205898.3746
1705 | 1556.8 | 0 | 0 | 0 | 0 | 1623.2 | 0 | 0 | 0 | 1852592 | 0
1706 | 1232.8 | 0 | 0 | 0 | 0 | 1580.4 | 0 | 0 | 0 | 1467032 | 0
1707 | 1564 | 0 | 0 | 0 | 0 | 1534.7 | 0 | 0 | 0 | 1861160 | 0
1708 | 1275.2 | 0 | 0 | 0 | 0 | 1532.85 | 0 | 0 | 0 | 1517488 | 0
1709 | 1312.8 | 0 | 0 | 0 | 0 | 1533.2 | 0 | 0 | 0 | 1562232 | 0
1710 | 1168 | 0 | 0 | 0 | 0 | 1539.05 | 0 | 0 | 0 | 1389920 | 0
1711 | 1272.8 | 1324.7007 | 1324.7007 | 1289.5439 | 1272.8 | 1651.2 | 2214411.4497 | 458208 | 207848.24 | 0 | 443952.64
1712 | 922.415 | 960.0281 | 960.0281 | 934.5495 | 922.415 | 1648.3 | 1605032.6176 | 332069.4 | 150630.3695 | 0 | 324413.3555
1713 | 1110.192 | 1155.4621 | 1155.4621 | 1124.7967 | 1110.192 | 1740.65 | 2042222.63 | 399669.12 | 181294.3536 | 0 | 287928.2952
1714 | 1567.16 | 1631.0638 | 1631.0638 | 1587.7762 | 1567.16 | 1719.75 | 2853083.7097 | 564177.6 | 255917.228 | 0 | 439196.59
1715 | 1212.443 | 1787.9328 | 1261.8825 | 1740.482 | 1212.443 | 1579.45 | 2026709.8578 | 436479.48 | 197991.9419 | 0 | 509892.9036
1716 | 1091.61 | 2051.3253 | 1136.1213 | 1996.8842 | 1091.61 | 1531.1 | 1766444.0677 | 392979.6 | 178259.913 | 0 | 511855.929
1717 | 971.536 | 2072.2407 | 1011.1511 | 2017.2446 | 971.536 | 1590.4 | 1631767.9344 | 349752.96 | 158651.8288 | 0 | 397941.1456
1718 | 1055.456 | 2444.7868 | 1098.4941 | 2379.9035 | 1055.456 | 1578.6 | 1759744.091 | 379964.16 | 172355.9648 | 0 | 444769.1584
1719 | 957.674 | 3393.9877 | 996.7249 | 3303.9131 | 957.674 | 1639.35 | 1656678.8231 | 344762.64 | 156388.1642 | 0 | 345385.1281
1720 | 997.558 | 2564.5927 | 1038.2352 | 2496.5298 | 997.558 | 1645.35 | 1731032.8588 | 359120.88 | 162901.2214 | 0 | 353783.9447
1721 | 1166.299 | 1441.4436 | 1213.8569 | 1403.1885 | 1166.299 | 1692.2 | 2079344.8033 | 419867.64 | 190456.6267 | 0 | 358986.8322
1722 | 1040.947 | 1083.3935 | 1083.3935 | 1054.6408 | 1040.947 | 1726.35 | 1892604.8721 | 374740.92 | 169986.6451 | 0 | 284855.1465
1723 | 1287.915 | 1340.432 | 1340.432 | 1304.8577 | 1287.915 | 1780.85 | 2411686.7946 | 463649.4 | 210316.5195 | 0 | 282246.5723
1724 | 1227.2 | 1277.2413 | 1277.2413 | 1243.344 | 1227.2 | 1865.45 | 2413343.5389 | 441792 | 200401.76 | 0 | 165119.76
1725 | 1147.2 | 1193.9791 | 1193.9791 | 1162.2916 | 1147.2 | 1820.4 | 2198959.6585 | 412992 | 187337.76 | 0 | 206037.12
1726 | 1378.4 | 1434.6067 | 1434.6067 | 1396.5331 | 1378.4 | 1836.3 | 2669817.7663 | 496224 | 225092.72 | 0 | 225644.08
1727 | 1175.2 | 1223.1209 | 1223.1209 | 1190.6599 | 1175.2 | 1806.6 | 2239146.5208 | 423072 | 191910.16 | 0 | 227283.68
1728 | 160.8 | 167.3569 | 167.3569 | 162.9153 | 160.8 | 1691.35 | 286546.1508 | 57888 | 26258.64 | 0 | 49630.92
1729 | 104.8 | 109.0734 | 109.0734 | 106.1787 | 104.8 | 1768.25 | 195546.8469 | 37728 | 17113.84 | 0 | 24287.4
1730 | 106.4 | 110.7387 | 110.7387 | 107.7997 | 106.4 | 1667.9 | 187242.4607 | 38304 | 17375.12 | 0 | 35335.44
1731 | 102.4 | 106.5755 | 106.5755 | 103.7471 | 102.4 | 1611.7 | 174164.2557 | 36864 | 16721.92 | 0 | 39761.92
1732 | 108 | 112.4039 | 112.4039 | 109.4208 | 108 | 1559 | 177731.9795 | 38880 | 17636.4 | 0 | 47628
1733 | 101.6 | 105.7429 | 105.7429 | 102.9366 | 101.6 | 1527.5 | 163770.4807 | 36576 | 16591.28 | 0 | 48006
1734 | 104 | 108.2408 | 108.2408 | 105.3681 | 104 | 1574.7 | 172682.7784 | 37440 | 16983.2 | 0 | 44231.2
1735 | 86.785 | 90.3238 | 90.3238 | 87.9267 | 86.785 | 1722.3 | 157630.2288 | 31242.6 | 14171.9905 | 0 | 24100.1945
1736 | 102.491 | 106.6703 | 106.6703 | 103.8393 | 102.491 | 1741.9 | 188514.8622 | 36896.76 | 16736.7803 | 0 | 26452.9271
1737 | 1053.719 | 1096.6863 | 1096.6863 | 1067.5808 | 1053.719 | 1837.15 | 2046129.1877 | 379338.84 | 172072.3127 | 0 | 171598.1391
1738 | 1351.25 | 1406.3496 | 1406.3496 | 1369.0259 | 1351.25 | 1754.25 | 2510353.1984 | 486450 | 220659.125 | 0 | 332069.6875
1739 | 1014.359 | 1965.6568 | 1055.7213 | 1913.4894 | 1014.359 | 1613.05 | 1731675.2307 | 365169.24 | 165644.8247 | 0 | 392506.215
1740 | 1130.671 | 1176.7761 | 1176.7761 | 1145.5451 | 1130.671 | 1645.35 | 1969508.1355 | 407041.56 | 184638.5743 | 0 | 400992.4702
1741 | 1327.615 | 2497.4938 | 1381.7509 | 2431.2117 | 1327.615 | 1673.1 | 2351998.651 | 477941.4 | 216799.5295 | 0 | 433997.3435
1742 | 1312.509 | 4092.7788 | 1366.0289 | 3984.1586 | 1312.509 | 1782.5 | 2480676.9519 | 472503.24 | 214332.7197 | 0 | 285470.7075
1743 | 1182.509 | 3550.2697 | 1230.7279 | 3456.0475 | 1182.509 | 1773.35 | 2216686.8874 | 425703.24 | 193103.7197 | 0 | 268015.6649
1744 | 1270.68 | 2696.8702 | 1322.4943 | 2625.2967 | 1270.68 | 1782.2 | 2390060.0577 | 457444.8 | 207502.044 | 0 | 276754.104
1745 | 1403.753 | 1529.817 | 1460.9935 | 1489.2165 | 1403.753 | 1809.2 | 2676190.1049 | 505351.08 | 229232.8649 | 0 | 267836.0724
1746 | 1739.825 | 1374.8058 | 1374.8058 | 1338.3192 | 1338.3192 | 1856.3 | 2613890.0576 | 481794.9059 | 218547.5226 | 735960.1626 | 41215.8903
1747 | 1588.775 | 1653.5601 | 1653.5601 | 1609.6756 | 1588.775 | 1883.35 | 3145831.5082 | 571959 | 259446.9575 | 0 | 185330.6037
1748 | 1500.8 | 1561.9978 | 1561.9978 | 1520.5432 | 1500.8 | 1865.55 | 2946858.6269 | 540288 | 245080.64 | 0 | 201782.56
1749 | 1536 | 1598.6332 | 1598.6332 | 1556.2063 | 1536 | 1850.4 | 2986108.5074 | 552960 | 250828.8 | 0 | 229785.6
1750 | 1589.6 | 1654.4188 | 1654.4188 | 1610.5114 | 1589.6 | 1836.3 | 3070394.9238 | 572256 | 259581.68 | 0 | 260217.52
1751 | 1916 | 1994.1283 | 1994.1283 | 1941.2053 | 1916 | 1816.05 | 3669078.6344 | 689760 | 312882.8 | 0 | 330374.7519
1752 | 192 | 199.8291 | 199.8291 | 194.5258 | 192 | 1798.85 | 364499.8681 | 69120 | 31353.6 | 0 | 20568.7944
1753 | 107.2 | 0 | 0 | 0 | 0 | 1783.05 | 0 | 0 | 0 | 127568 | 0
1754 | 116 | 0 | 0 | 0 | 0 | 1765.4 | 0 | 0 | 0 | 138040 | 0
1755 | 110.4 | 0 | 0 | 0 | 0 | 1690.2 | 0 | 0 | 0 | 131376 | 0
1756 | 110.4 | 0 | 0 | 0 | 0 | 1666.85 | 0 | 0 | 0 | 131376 | 0
1757 | 108 | 0 | 0 | 0 | 0 | 1667.2 | 0 | 0 | 0 | 128520 | 0
1758 | 110.4 | 0 | 0 | 0 | 0 | 1673.05 | 0 | 0 | 0 | 131376 | 0
1759 | 103.221 | 107.43 | 107.43 | 104.5789 | 103.221 | 1783.65 | 194162.1436 | 37159.56 | 16855.9893 | 0 | 22331.8633
1760 | 126.773 | 131.9424 | 131.9424 | 128.4407 | 126.773 | 1726.8 | 231153.158 | 45638.28 | 20702.0309 | 0 | 34634.3836
1761 | 999.966 | 1040.7414 | 1040.7414 | 1013.1207 | 999.966 | 1832.7 | 1934852.8187 | 359987.76 | 163294.4478 | 0 | 167294.3118
1762 | 1972.895 | 2053.3433 | 2053.3433 | 1998.8487 | 1972.895 | 1796.3 | 3750582.1136 | 710242.2 | 322173.7535 | 0 | 401878.7115
1763 | 1497.263 | 2037.8763 | 1558.3166 | 1983.7922 | 1497.263 | 1686.25 | 2668672.8375 | 539014.68 | 244503.0479 | 0 | 469766.2663
1764 | 1447.357 | 2078.783 | 1506.3756 | 2023.6133 | 1447.357 | 1667.7 | 2545173.8163 | 521048.52 | 236353.3981 | 0 | 480956.7311
1765 | 1492.397 | 2361.9774 | 1553.2522 | 2299.2918 | 1492.397 | 1673.1 | 2631286.8641 | 537262.92 | 243708.4301 | 0 | 487864.5793
1766 | 1665.983 | 4071.1983 | 1733.9164 | 3963.1509 | 1665.983 | 1624.9 | 2858014.4876 | 599753.88 | 272055.0239 | 0 | 624910.2233
1767 | 1335.156 | 3429.7561 | 1389.5994 | 3338.7322 | 1335.156 | 1716.35 | 2416460.0696 | 480656.16 | 218030.9748 | 0 | 378716.9994
1768 | 1587.901 | 2579.6787 | 1652.6505 | 2511.2155 | 1587.901 | 1747.7 | 2920624.9363 | 571644.36 | 259304.2333 | 0 | 400627.4223
1769 | 1409.122 | 1407.967 | 1407.967 | 1370.6003 | 1370.6003 | 1781.7 | 2567235.7802 | 493416.1196 | 223819.0342 | 70610.2171 | 288831.6385
1770 | 1956.792 | 268.2446 | 268.2446 | 261.1255 | 261.1255 | 1804.85 | 495934.7984 | 94005.1948 | 42641.8009 | 3108156.619 | 49192.4363
1771 | 1705.486 | 1775.0303 | 1775.0303 | 1727.9219 | 1705.486 | 1868.9 | 3353902.7637 | 613974.96 | 278505.8638 | 0 | 214457.8374
1772 | 1647.2 | 1714.3675 | 1714.3675 | 1668.8692 | 1647.2 | 1814 | 3145582.7086 | 592992 | 268987.76 | 0 | 306379.2
1773 | 1580.8 | 1645.26 | 1645.26 | 1601.5957 | 1580.8 | 1789.45 | 2975317.8303 | 569088 | 258144.64 | 0 | 332837.44
1774 | 1783.2 | 1855.9132 | 1855.9132 | 1806.6583 | 1783.2 | 1836.25 | 3448923.5761 | 641952 | 291196.56 | 0 | 291999
1775 | 1466.4 | 1526.1951 | 1526.1951 | 1485.6907 | 1466.4 | 1816 | 2809292.6726 | 527904 | 239463.12 | 0 | 269817.6
1776 | 1642.4 | 0 | 0 | 0 | 0 | 1798.85 | 0 | 0 | 0 | 3010519.2 | 0
1777 | 1504 | 0 | 0 | 0 | 0 | 1778.15 | 0 | 0 | 0 | 2756832 | 0
1778 | 1396 | 0 | 0 | 0 | 0 | 1755.5 | 0 | 0 | 0 | 2558868 | 0
1779 | 1258.4 | 0 | 0 | 0 | 0 | 1668.7 | 0 | 0 | 0 | 2306647.2 | 0
1780 | 1348.8 | 0 | 0 | 0 | 0 | 1666.85 | 0 | 0 | 0 | 2472350.4 | 0
1781 | 1135.2 | 0 | 0 | 0 | 0 | 1667.2 | 0 | 0 | 0 | 2080821.6 | 0
1782 | 1196.8 | 160.417 | 160.417 | 156.1596 | 156.1596 | 1673.05 | 275429.4464 | 56217.4663 | 25500.8674 | 1907493.8005 | 0
1783 | 1208.997 | 1258.296 | 1258.296 | 1224.9015 | 1208.997 | 1783.65 | 2272278.9347 | 435238.92 | 197429.2101 | 0 | 41337.1291
1784 | 230.659 | 240.0645 | 240.0645 | 233.6934 | 230.659 | 1741.9 | 423726.3689 | 83037.24 | 37666.6147 | 0 | 59533.0879
1785 | 288.152 | 327.5939 | 299.9009 | 318.8997 | 288.152 | 1838.15 | 560205.9718 | 103734.72 | 47055.2216 | 0 | 46637.4012
1786 | 332.224 | 1265.9967 | 345.771 | 1232.3979 | 332.224 | 1749.75 | 615201.8946 | 119600.64 | 54252.1792 | 0 | 83139.056
1787 | 287.755 | 1846.6305 | 299.4887 | 1797.6219 | 287.755 | 1695.75 | 515177.2212 | 103591.8 | 46990.3915 | 0 | 87549.4587
1788 | 233.034 | 2152.9092 | 242.5364 | 2095.7722 | 233.034 | 1642.25 | 404026.7812 | 83892.24 | 38054.4522 | 0 | 83367.9135
1789 | 257.376 | 2884.2974 | 267.871 | 2807.7498 | 257.376 | 1638.15 | 445022.4743 | 92655.36 | 42029.5008 | 0 | 93131.5056
1790 | 254.785 | 3945.7909 | 265.1743 | 3841.0718 | 254.785 | 1625 | 437648.0476 | 91722.6 | 41606.3905 | 0 | 95544.375
1791 | 276.33 | 3381.2278 | 287.5979 | 3291.4918 | 276.33 | 1744.85 | 509984.4516 | 99478.8 | 45124.689 | 0 | 70505.5995
1792 | 204.693 | 2507.8558 | 213.0397 | 2441.2986 | 204.693 | 1828.7 | 393975.7451 | 73689.48 | 33426.3669 | 0 | 35063.9109
1793 | 301.357 | 1284.0833 | 313.6454 | 1250.0045 | 301.357 | 1885.7 | 597201.1858 | 108488.52 | 49211.5981 | 0 | 34445.1051
1794 | 228.211 | 252.8703 | 237.5167 | 246.1592 | 228.211 | 1886.25 | 452289.7892 | 82155.96 | 37266.8563 | 0 | 25959.0012
1795 | 216.305 | 225.1252 | 225.1252 | 219.1505 | 216.305 | 1883.85 | 428205.6992 | 77869.8 | 35322.6065 | 0 | 25123.8258
1796 | 242.4 | 252.2843 | 252.2843 | 245.5888 | 242.4 | 1865.55 | 475574.2602 | 87264 | 39583.92 | 0 | 32590.68
1797 | 200.8 | 208.988 | 208.988 | 203.4416 | 200.8 | 1850.35 | 390375.2402 | 72288 | 32790.64 | 0 | 30049.72
1798 | 296 | 308.0699 | 308.0699 | 299.8939 | 296 | 1836.3 | 571472.3542 | 106560 | 48336.8 | 0 | 48455.2
1799 | 268 | 278.9282 | 278.9282 | 271.5256 | 268 | 1816.05 | 513126.2169 | 96480 | 43764.4 | 0 | 49298.6
1800 | 291.2 | 303.0742 | 303.0742 | 295.0308 | 291.2 | 1798.8 | 552656.2184 | 104832 | 47552.96 | 0 | 58589.44
1801 | 237.6 | 247.2886 | 247.2886 | 240.7257 | 237.6 | 1769.65 | 443880.0991 | 85536 | 38800.08 | 0 | 54731.16
1802 | 191.2 | 198.9965 | 198.9965 | 193.7153 | 191.2 | 1769.35 | 357635.8044 | 68832 | 31222.96 | 0 | 44100.28
1803 | 243.2 | 253.1169 | 253.1169 | 246.3993 | 243.2 | 1752.4 | 450670.2155 | 87552 | 39714.56 | 0 | 60216.32
1804 | 204 | 212.3185 | 212.3185 | 206.6836 | 204 | 1671.85 | 360399.4706 | 73440 | 33313.2 | 0 | 66942.6
1805 | 236 | 245.6233 | 245.6233 | 239.1046 | 236 | 1708.1 | 425762.6254 | 84960 | 38538.8 | 0 | 68888.4
1806 | 293.6 | 305.5721 | 305.5721 | 297.4624 | 293.6 | 1748.1 | 541438.4922 | 105696 | 47944.88 | 0 | 73957.84
1807 | 169.6 | 176.5157 | 176.5157 | 171.8311 | 169.6 | 1784.9 | 319329.1436 | 61056 | 27695.68 | 0 | 36480.96
1808 | 205.306 | 213.6777 | 213.6777 | 208.0068 | 205.306 | 1791.75 | 388151.2891 | 73910.16 | 33526.4698 | 0 | 42754.9745
1809 | 1200.592 | 1249.5483 | 1249.5483 | 1216.386 | 1200.592 | 1835.45 | 2330188.514 | 432213.12 | 196056.6736 | 0 | 197557.4136
1810 | 1832.064 | 2012.4512 | 1906.7697 | 1959.0419 | 1832.064 | 1724.2 | 3347456.5524 | 659543.04 | 299176.0512 | 0 | 505283.2512
1811 | 1718.381 | 3994.9666 | 1788.4511 | 3888.9423 | 1718.381 | 1621.85 | 2949230.8695 | 618617.16 | 280611.6173 | 0 | 649805.7752
1812 | 1345.557 | 4277.7519 | 1400.4245 | 4164.2227 | 1345.557 | 1664.3 | 2367722.13 | 484400.52 | 219729.4581 | 0 | 451703.4849
1813 | 1408.003 | 4223.9531 | 1465.4168 | 4111.8517 | 1408.003 | 1659.85 | 2473762.6795 | 506881.08 | 229926.8899 | 0 | 478932.2205
1814 | 1247.32 | 3316.5997 | 1298.1817 | 3228.5789 | 1247.32 | 1632.1 | 2154103.1652 | 449035.2 | 203687.356 | 0 | 458889.028
1815 | 1222.285 | 2873.0061 | 1272.1259 | 2796.758 | 1222.285 | 1651.2 | 2129992.6908 | 440022.6 | 199599.1405 | 0 | 426333.008
1816 | 1327.605 | 2402.3626 | 1381.7405 | 2338.6052 | 1327.605 | 1683.9 | 2357404.3524 | 477937.8 | 216797.8965 | 0 | 419655.9405
1817 | 1517.328 | 1401.6589 | 1401.6589 | 1364.4596 | 1364.4596 | 1817.85 | 2611215.5294 | 491205.4556 | 222816.2525 | 280207.7793 | 239921.9691
1818 | 1493.831 | 870.9054 | 870.9054 | 847.792 | 847.792 | 1803.05 | 1609993.2876 | 305205.1252 | 138444.436 | 1184189.4604 | 49910.2812
1819 | 1418.435 | 1476.2742 | 1476.2742 | 1437.0947 | 1418.435 | 1839.75 | 2744112.1528 | 510636.6 | 231630.4355 | 0 | 227304.2088
1820 | 1030.4 | 1072.4164 | 1072.4164 | 1043.9551 | 1030.4 | 1779.85 | 1928808.6693 | 370944 | 168264.32 | 0 | 226842.56
1821 | 1524 | 1586.1438 | 1586.1438 | 1544.0484 | 1524 | 1742.25 | 2792028.0361 | 548640 | 248869.2 | 0 | 392811
1822 | 1386.4 | 1442.9329 | 1442.9329 | 1404.6383 | 1386.4 | 1823.8 | 2662791.4102 | 499104 | 226399.12 | 0 | 244283.68
1823 | 1324 | 1377.9885 | 1377.9885 | 1341.4174 | 1324 | 1810.65 | 2525880.7744 | 476640 | 216209.2 | 0 | 250699.4
1824 | 1220 | 1269.7477 | 1269.7477 | 1236.0493 | 1220 | 1795.75 | 2308708.9233 | 439200 | 199226 | 0 | 113528.686
1825 | 1348.8 | 0 | 0 | 0 | 0 | 1720.9 | 0 | 0 | 0 | 1605072 | 0
1826 | 1544.8 | 0 | 0 | 0 | 0 | 1757.65 | 0 | 0 | 0 | 1838312 | 0
1827 | 1356 | 0 | 0 | 0 | 0 | 1706.9 | 0 | 0 | 0 | 1613640 | 0
1828 | 1223.2 | 0 | 0 | 0 | 0 | 1667.6 | 0 | 0 | 0 | 1455608 | 0
1829 | 995.2 | 0 | 0 | 0 | 0 | 1665.8 | 0 | 0 | 0 | 1184288 | 0
1830 | 1268 | 0 | 0 | 0 | 0 | 1636.1 | 0 | 0 | 0 | 1508920 | 0
1831 | 1071.282 | 1114.9654 | 1114.9654 | 1085.3749 | 1071.282 | 1658.25 | 1877103.6954 | 385661.52 | 174940.3506 | 0 | 366110.6235
1832 | 1080.559 | 1124.6207 | 1124.6207 | 1094.7739 | 1080.559 | 1666.5 | 1903499.0808 | 389001.24 | 176455.2847 | 0 | 360366.4265
1833 | 1433.37 | 1491.8182 | 1491.8182 | 1452.2262 | 1433.37 | 1651.75 | 2509869.0954 | 516013.2 | 234069.321 | 0 | 499171.1025
1834 | 1536.183 | 1598.8236 | 1598.8236 | 1556.3917 | 1536.183 | 1565.2 | 2551295.4779 | 553025.88 | 250858.6839 | 0 | 667932.3684
1835 | 1523.623 | 1720.4561 | 1585.7515 | 1674.7961 | 1523.623 | 1555.1 | 2516238.3336 | 548504.28 | 248807.6359 | 0 | 677859.8727
1836 | 1417.562 | 1927.8496 | 1475.3646 | 1876.6855 | 1417.562 | 1549.65 | 2333774.1407 | 510322.32 | 231487.8746 | 0 | 638399.0467
1837 | 1857.995 | 1978.7883 | 1933.757 | 1926.2724 | 1857.995 | 1395.95 | 2754375.316 | 668878.2 | 303410.5835 | 0 | 1122321.8798
1838 | 1821.112 | 1895.3711 | 1895.3711 | 1845.069 | 1821.112 | 731.5 | 1414658.4157 | 655600.32 | 297387.5896 | 0 | 2310080.572
1839 | 2055.08 | 2138.8796 | 2138.8796 | 2082.1149 | 2055.08 | 1416.75 | 3082765.5213 | 739828.8 | 335594.564 | 0 | 1198625.41
1840 | 1685.353 | 2350.6048 | 1754.0763 | 2288.221 | 1685.353 | 1350.3 | 2403769.8486 | 606727.08 | 275218.1449 | 0 | 1094973.8441
1841 | 1935.979 | 1338.439 | 1338.439 | 1302.9175 | 1302.9175 | 1576.35 | 2165869.8223 | 469050.3057 | 212766.4303 | 1160401.7003 | 532849.6004
1842 | 1652.92 | 830.5139 | 830.5139 | 808.4725 | 808.4725 | 1588.1 | 1350382.5983 | 291050.0915 | 132023.5554 | 1547872.3106 | 97137.9651
1843 | 1211.742 | 1261.153 | 1261.153 | 1227.6826 | 1211.742 | 1767.15 | 2253887.5958 | 436227.12 | 197877.4686 | 0 | 282154.1247
1844 | 1214.4 | 1263.9193 | 1263.9193 | 1230.3756 | 1214.4 | 1811.25 | 2321117.6166 | 437184 | 198311.52 | 0 | 229218
1845 | 1048 | 1090.7341 | 1090.7341 | 1061.7866 | 1048 | 1792.65 | 1983231.7004 | 377280 | 171138.4 | 0 | 217302.8
1846 | 1320.8 | 1374.658 | 1374.658 | 1338.1753 | 1320.8 | 1776.85 | 2474489.0651 | 475488 | 215686.64 | 0 | 294736.52
1847 | 1692 | 1760.9943 | 1760.9943 | 1714.2585 | 1692 | 1769 | 3156726.8267 | 609120 | 276303.6 | 0 | 390852
1848 | 1456.8 | 1516.2036 | 1516.2036 | 1475.9644 | 1456.8 | 1704.35 | 2620970.2111 | 524448 | 237895.44 | 0 | 228496.3547
1849 | 1660.8 | 0 | 0 | 0 | 0 | 1680.2 | 0 | 0 | 0 | 1976352 | 0
1850 | 1558.4 | 0 | 0 | 0 | 0 | 1639.4 | 0 | 0 | 0 | 1854496 | 0
1851 | 1351.2 | 0 | 0 | 0 | 0 | 1570.35 | 0 | 0 | 0 | 1607928 | 0
1852 | 954.4 | 0 | 0 | 0 | 0 | 1527.15 | 0 | 0 | 0 | 1135736 | 0
1853 | 1149.6 | 0 | 0 | 0 | 0 | 1491.05 | 0 | 0 | 0 | 1368024 | 0
1854 | 950.4 | 0 | 0 | 0 | 0 | 1533.35 | 0 | 0 | 0 | 1130976 | 0
1855 | 1003.501 | 1044.4206 | 1044.4206 | 1016.7022 | 1003.501 | 1657.2 | 1755673.9841 | 361260.36 | 163871.7133 | 0 | 344000.1428
1856 | 1142.233 | 1188.8096 | 1188.8096 | 1157.2592 | 1142.233 | 1705.3 | 2058137.6208 | 411203.88 | 186526.6489 | 0 | 336616.0651
1857 | 1496.27 | 1557.2831 | 1557.2831 | 1515.9536 | 1496.27 | 1786.2 | 2818476.4883 | 538657.2 | 244340.891 | 0 | 319902.526
1858 | 1685.004 | 1753.7131 | 1753.7131 | 1707.1705 | 1685.004 | 1725.75 | 3069760.075 | 606601.44 | 275161.1532 | 0 | 462112.347
1859 | 1751.14 | 2012.1515 | 1822.5448 | 1958.7501 | 1751.14 | 1613.05 | 2980502.079 | 630410.4 | 285961.162 | 0 | 677603.623
1860 | 1623.245 | 2311.5528 | 1689.4347 | 2250.2054 | 1623.245 | 1667.7 | 2853565.2947 | 584368.2 | 265075.9085 | 0 | 539404.3135
1861 | 1835.131 | 2330.2857 | 1909.9618 | 2268.4412 | 1835.131 | 1590.4 | 3080817.8998 | 660647.16 | 299676.8923 | 0 | 751669.6576
1862 | 1759.08 | 1830.8096 | 1830.8096 | 1782.221 | 1759.08 | 1685.4 | 3126620.4496 | 633268.8 | 287257.764 | 0 | 553406.568
1863 | 1738.997 | 3267.3897 | 1809.9077 | 3180.6749 | 1738.997 | 1706.85 | 3124110.6465 | 626038.92 | 283978.2101 | 0 | 509786.9706
1864 | 1558.583 | 2699.3951 | 1622.137 | 2627.7546 | 1558.583 | 1747.7 | 2863479.4216 | 561089.88 | 254516.6039 | 0 | 393230.4909
1865 | 1589.517 | 1512.6077 | 1512.6077 | 1472.464 | 1472.464 | 1829.75 | 2829787.1116 | 530087.0269 | 240453.3653 | 214558.2158 | 241998.117
1866 | 1636.574 | 298.6696 | 298.6696 | 290.7431 | 290.7431 | 1871.9 | 571379.1558 | 104667.518 | 47478.3491 | 2466908.0296 | 35953.3146
1867 | 1446.081 | 1505.0475 | 1505.0475 | 1465.1044 | 1446.081 | 1883.75 | 2862513.9613 | 520589.16 | 236145.0273 | 0 | 168106.9163
1868 | 1508 | 1569.4914 | 1569.4914 | 1527.838 | 1508 | 1860.45 | 2951216.7533 | 542880 | 246256.4 | 0 | 210441.4
1869 | 1304 | 1357.1729 | 1357.1729 | 1321.1543 | 1304 | 1840.95 | 2522747.9188 | 469440 | 212943.2 | 0 | 207401.2
1870 | 1274.4 | 1326.3659 | 1326.3659 | 1291.1649 | 1274.4 | 1836.3 | 2459683.941 | 458784 | 208109.52 | 0 | 208619.28
1871 | 1512.8 | 1574.4871 | 1574.4871 | 1532.7011 | 1512.8 | 1816.05 | 2895591.1132 | 544608 | 247040.24 | 0 | 278279.56
1872 | 1444 | 1368.125 | 1368.125 | 1331.8157 | 1331.8157 | 1793.75 | 2517847.4939 | 479453.6664 | 217485.5104 | 205633.7484 | 9084.075
1873 | 1532 | 0 | 0 | 0 | 0 | 1638.25 | 0 | 0 | 0 | 1823080 | 0
1874 | 1208.8 | 0 | 0 | 0 | 0 | 1709 | 0 | 0 | 0 | 1438472 | 0
1875 | 1256.8 | 0 | 0 | 0 | 0 | 1665.2 | 0 | 0 | 0 | 1495592 | 0
1876 | 1124 | 0 | 0 | 0 | 0 | 1654.85 | 0 | 0 | 0 | 1337560 | 0
1877 | 1070.4 | 0 | 0 | 0 | 0 | 1610.2 | 0 | 0 | 0 | 1273776 | 0
1878 | 1064 | 0 | 0 | 0 | 0 | 1638.55 | 0 | 0 | 0 | 1266160 | 0
1879 | 1158.633 | 1205.8783 | 1205.8783 | 1173.875 | 1158.633 | 1685.7 | 2065785.5727 | 417107.88 | 189204.7689 | 0 | 364158.3519
1880 | 1337.607 | 1392.1503 | 1392.1503 | 1355.2034 | 1337.607 | 1693.3 | 2393558.022 | 481538.52 | 218431.2231 | 0 | 410244.0669
1881 | 1602.436 | 1667.7782 | 1667.7782 | 1623.5163 | 1602.436 | 1734.65 | 2931974.4191 | 576876.96 | 261677.7988 | 0 | 425206.3926
1882 | 1659.929 | 1727.6156 | 1727.6156 | 1681.7656 | 1659.929 | 1687.75 | 2959334.9247 | 597574.44 | 271066.4057 | 0 | 518312.8302
1883 | 0 | 1453.7529 | 0 | 1415.1711 | 0 | 1625.85 | 0 | 0 | 0 | 0 | 0
1884 | 1537.528 | 2427.5276 | 1600.2235 | 2363.1023 | 1537.528 | 1573.95 | 2558338.5988 | 553510.08 | 251078.3224 | 0 | 655063.8044
1885 | 1283.8 | 2372.7036 | 1336.1492 | 2309.7333 | 1283.8 | 1517.5 | 2059853.1361 | 462168 | 209644.54 | 0 | 619433.5
1886 | 1608.326 | 1931.664 | 1673.9084 | 1880.3987 | 1608.326 | 1539.3 | 2620002.3475 | 578997.36 | 262639.6358 | 0 | 740955.7882
1887 | 1597.92 | 2603.7852 | 1663.0781 | 2534.6822 | 1597.92 | 1560.75 | 2627620.5648 | 575251.2 | 260940.336 | 0 | 701886.36
1888 | 1735.168 | 2763.8973 | 1805.9226 | 2690.5449 | 1735.168 | 1612.45 | 2940443.2822 | 624660.48 | 283352.9344 | 0 | 672464.3584
1889 | 1535.971 | 1556.897 | 1556.897 | 1515.5778 | 1515.5778 | 1759.2 | 2802982.9557 | 545607.9963 | 247493.8494 | 37380.795 | 352301.7176
1890 | 1401.399 | 952.6906 | 952.6906 | 927.4068 | 927.4068 | 1777.35 | 1734045.2072 | 333866.4332 | 151445.5237 | 868827.7779 | 62690.8925
1891 | 1316.835 | 1370.5313 | 1370.5313 | 1334.1582 | 1316.835 | 1777.35 | 2463232.8292 | 474060.6 | 215039.1555 | 0 | 293193.3127
1892 | 1148 | 1194.8118 | 1194.8118 | 1163.1021 | 1148 | 1758.05 | 2128602.005 | 413280 | 187468.4 | 0 | 277758.6
1893 | 1382.4 | 1438.7698 | 1438.7698 | 1400.5857 | 1382.4 | 1718.9 | 2504032.8897 | 497664 | 225745.92 | 0 | 388592.64
1894 | 1640.8 | 1707.7066 | 1707.7066 | 1662.385 | 1640.8 | 1821.85 | 3150901.5542 | 590688 | 267942.64 | 0 | 292308.52
1895 | 1377.6 | 1433.7741 | 1433.7741 | 1395.7225 | 1377.6 | 1797.15 | 2616855.5431 | 495936 | 224962.08 | 0 | 279446.16
1896 | 1239.2 | 1289.7306 | 1289.7306 | 1255.5019 | 1239.2 | 1713.85 | 2246267.1621 | 446112 | 202361.36 | 0 | 178411.3773
1897 | 950.4 | 0 | 0 | 0 | 0 | 1472.8 | 0 | 0 | 0 | 1130976 | 0
1898 | 1244.8 | 0 | 0 | 0 | 0 | 1459.8 | 0 | 0 | 0 | 1481312 | 0
1899 | 963.2 | 0 | 0 | 0 | 0 | 1366.4 | 0 | 0 | 0 | 1146208 | 0
1900 | 860.8 | 0 | 0 | 0 | 0 | 1149.85 | 0 | 0 | 0 | 1024352 | 0
1901 | 976.8 | 0 | 0 | 0 | 0 | 1150.2 | 0 | 0 | 0 | 1162392 | 0
1902 | 1053.6 | 0 | 0 | 0 | 0 | 1162.55 | 0 | 0 | 0 | 1253784 | 0
1903 | 880.938 | 916.8598 | 916.8598 | 892.5269 | 880.938 | 1473.1 | 1371209.6718 | 317137.68 | 143857.1754 | 0 | 464166.2322
1904 | 756.271 | 787.1093 | 787.1093 | 766.2199 | 756.271 | 1330.8 | 1061679.152 | 272257.56 | 123499.0543 | 0 | 506096.5532
1905 | 1395.164 | 1452.0543 | 1452.0543 | 1413.5176 | 1395.164 | 1536.95 | 2262494.3537 | 502259.04 | 227830.2812 | 0 | 646030.6902
1906 | 1631.193 | 1697.7078 | 1697.7078 | 1652.6516 | 1631.193 | 1614.55 | 2777730.4247 | 587229.48 | 266373.8169 | 0 | 628743.3418
1907 | 1633.019 | 2051.9372 | 1699.6072 | 1997.4799 | 1633.019 | 1540.15 | 2657008.4993 | 587886.84 | 266672.0027 | 0 | 750943.7871
1908 | 1231.998 | 2335.2263 | 1282.2339 | 2273.2506 | 1231.998 | 1531.1 | 1993988.0007 | 443519.28 | 201185.2734 | 0 | 577683.8622
1909 | 1467.239 | 2342.212 | 1527.0673 | 2280.0509 | 1467.239 | 1517.5 | 2356475.3723 | 528206.04 | 239600.1287 | 0 | 707942.8175
1910 | 1286.247 | 3081.305 | 1338.696 | 2999.5289 | 1286.247 | 1539.3 | 2092836.3657 | 463048.92 | 210044.1351 | 0 | 592573.9929
1911 | 1439.505 | 3584.8859 | 1498.2034 | 3489.745 | 1439.505 | 1560.75 | 2372674.9754 | 518221.8 | 235071.1665 | 0 | 632302.5713
1912 | 1449.081 | 2723.5724 | 1508.1699 | 2651.2902 | 1449.081 | 1569.6 | 2400791.8988 | 521669.16 | 236634.9273 | 0 | 623684.4624
1913 | 1125.488 | 1529.1936 | 1171.3818 | 1488.6096 | 1125.488 | 1652.9 | 1963626.9922 | 405175.68 | 183792.1904 | 0 | 390656.8848
1914 | 1313.406 | 1366.9625 | 1366.9625 | 1330.684 | 1313.406 | 1675.5 | 2321117.0214 | 472826.16 | 214479.1998 | 0 | 399869.019
1915 | 1105.904 | 1150.9992 | 1150.9992 | 1120.4523 | 1105.904 | 1688.9 | 1966005.0208 | 398125.44 | 180594.1232 | 0 | 344046.7344
1916 | 1031.2 | 1073.249 | 1073.249 | 1044.7656 | 1031.2 | 1728.05 | 1877450.7699 | 371232 | 168394.96 | 0 | 280434.84
1917 | 1051.2 | 1094.0646 | 1094.0646 | 1065.0287 | 1051.2 | 1655.45 | 1834305.8547 | 378432 | 171660.96 | 0 | 362190.96
1918 | 1335.2 | 1389.6452 | 1389.6452 | 1352.7647 | 1335.2 | 1775.35 | 2500462.7513 | 480672 | 218038.16 | 0 | 299952.68
1919 | 1077.6 | 1121.5411 | 1121.5411 | 1091.776 | 1077.6 | 1707.05 | 1944240.2634 | 387936 | 175972.08 | 0 | 315682.92
1920 | 1121.6 | 1167.3353 | 1167.3353 | 1136.3548 | 1121.6 | 1603.9 | 1902891.4424 | 403776 | 183157.28 | 0 | 444265.76
1921 | 1212 | 0 | 0 | 0 | 0 | 1604.35 | 0 | 0 | 0 | 1442280 | 0
1922 | 1262.4 | 0 | 0 | 0 | 0 | 1498.85 | 0 | 0 | 0 | 1502256 | 0
1923 | 1207.2 | 0 | 0 | 0 | 0 | 1456.1 | 0 | 0 | 0 | 1436568 | 0
1924 | 970.4 | 0 | 0 | 0 | 0 | 1324.55 | 0 | 0 | 0 | 1154776 | 0
1925 | 967.2 | 95.1738 | 95.1738 | 92.648 | 92.648 | 1195.2 | 116890.6472 | 33353.27 | 15129.4139 | 1040716.9131 | 0
1926 | 1076.8 | 1120.7085 | 1120.7085 | 1090.9655 | 1076.8 | 1330.75 | 1511751.6048 | 387648 | 175841.44 | 0 | 0
1927 | 691.327 | 719.5171 | 719.5171 | 700.4215 | 691.327 | 1501.05 | 1094723.3258 | 248877.72 | 112893.6991 | 0 | 344937.6067
1928 | 897.95 | 934.5655 | 934.5655 | 909.7627 | 897.95 | 1495.3 | 1416012.3025 | 323262 | 146635.235 | 0 | 453195.365
1929 | 500.197 | 556.6584 | 520.5924 | 541.885 | 500.197 | 1645.8 | 868186.3639 | 180070.92 | 81682.1701 | 0 | 177169.7774
1930 | 375.337 | 1370.7457 | 390.641 | 1334.3669 | 375.337 | 1609.8 | 637519.0753 | 135121.32 | 61292.5321 | 0 | 146456.4974
1931 | 375.588 | 1850.7312 | 390.9022 | 1801.6138 | 375.588 | 1542.75 | 611998.6001 | 135211.68 | 61333.5204 | 0 | 171737.613
1932 | 389.912 | 2091.9083 | 405.8103 | 2036.3902 | 389.912 | 1536.3 | 632126.5778 | 140368.32 | 63672.6296 | 0 | 180802.1944
1933 | 750.082 | 1418.2468 | 780.6679 | 1380.6073 | 750.082 | 1520.1 | 1203638.119 | 270029.52 | 122488.3906 | 0 | 359964.3518
1934 | 1316.533 | 3893.3836 | 1370.217 | 3790.0553 | 1316.533 | 1539.3 | 2140737.4523 | 473951.88 | 214989.8389 | 0 | 606526.7531
1935 | 1499.779 | 3335.1099 | 1560.9352 | 3246.5979 | 1499.779 | 1560.75 | 2469547.3735 | 539920.44 | 244913.9107 | 0 | 658777.9257
1936 | 1507.149 | 2499.5087 | 1568.6057 | 2433.1731 | 1507.149 | 1606.05 | 2550967.778 | 542573.64 | 246117.4317 | 0 | 593741.3486
1937 | 1397.369 | 1381.8768 | 1381.8768 | 1345.2026 | 1345.2026 | 1721.2 | 2435925.9324 | 484272.9212 | 219671.5779 | 95621.0863 | 362043.5464
1938 | 997.74 | 262.4995 | 262.4995 | 255.5329 | 255.5329 | 1754.85 | 472128.7866 | 91991.8529 | 41728.5266 | 1360465.5689 | 60472.6214
1939 | 884.928 | 921.0125 | 921.0125 | 896.5694 | 884.928 | 1780.85 | 1658829.5793 | 318574.08 | 144508.7424 | 0 | 193931.9712
1940 | 686.4 | 714.3892 | 714.3892 | 695.4297 | 686.4 | 1804.6 | 1306324.7552 | 247104 | 112089.12 | 0 | 134122.56
1941 | 1051.2 | 1094.0646 | 1094.0646 | 1065.0287 | 1051.2 | 1747.4 | 1935246.9861 | 378432 | 171660.96 | 0 | 265533.12
1942 | 1072.8 | 1116.5453 | 1116.5453 | 1086.9128 | 1072.8 | 1836.25 | 2077928.6509 | 386208 | 175188.24 | 0 | 175671
1943 | 1167.2 | 1214.7947 | 1214.7947 | 1182.5547 | 1167.2 | 1764.05 | 2177436.9449 | 420192 | 190603.76 | 0 | 275400.84
1944 | 1155.2 | 0 | 0 | 0 | 0 | 1695.85 | 0 | 0 | 0 | 2117481.6 | 0
1945 | 943.2 | 0 | 0 | 0 | 0 | 1656.7 | 0 | 0 | 0 | 1728885.6 | 0
1946 | 1432.8 | 0 | 0 | 0 | 0 | 1615.4 | 0 | 0 | 0 | 2626322.4 | 0
1947 | 1044 | 645.3014 | 645.3014 | 628.1754 | 628.1754 | 1611.7 | 1072427.6392 | 226143.1582 | 102581.0493 | 762206.4193 | 0
1948 | 1157.6 | 1204.8032 | 1204.8032 | 1172.8284 | 1157.6 | 1482.2 | 1815586.3744 | 416736 | 189036.08 | 0 | 276782.223
1949 | 960.8 | 999.9783 | 999.9783 | 973.4395 | 960.8 | 1457.2 | 1481338.0566 | 345888 | 156898.64 | 0 | 521522.24
1950 | 852.8 | 887.5744 | 887.5744 | 864.0187 | 852.8 | 1463.05 | 1318660.9744 | 307008 | 139262.24 | 0 | 457910.96
1951 | 1154.806 | 1201.8953 | 1201.8953 | 1169.9976 | 1154.806 | 1576.25 | 1923424.8526 | 415730.16 | 188579.8198 | 0 | 489349.0425
1952 | 248.715 | 258.8568 | 258.8568 | 251.9869 | 248.715 | 1543.4 | 405336.8546 | 89537.4 | 40615.1595 | 0 | 113563.269
1953 | 294.906 | 446.1945 | 306.9303 | 434.3528 | 294.906 | 1559.5 | 485875.168 | 106166.16 | 48158.1498 | 0 | 129906.093
1954 | 233.76 | 1255.8387 | 243.2909 | 1222.5095 | 233.76 | 1541.65 | 380790.4803 | 84153.6 | 38173.008 | 0 | 107143.896
1955 | 233.438 | 1730.1582 | 242.9569 | 1684.2407 | 233.438 | 1280.75 | 315757.7298 | 84037.68 | 38120.4254 | 0 | 167900.2815
1956 | 273.494 | 2014.2809 | 284.6462 | 1960.823 | 273.494 | 1335.7 | 386217.7016 | 98457.84 | 44661.5702 | 0 | 181682.0642
1957 | 185.868 | 2774.1937 | 193.4471 | 2700.5681 | 185.868 | 1264.6 | 248484.4973 | 66912.48 | 30352.2444 | 0 | 136687.3272
1958 | 251.672 | 3800.9085 | 261.9344 | 3700.0345 | 251.672 | 812.9 | 216218.6507 | 90601.92 | 41098.0376 | 0 | 298759.8312
1959 | 290.153 | 3263.6346 | 301.9845 | 3177.0195 | 290.153 | 1140.35 | 349437.5347 | 104455.08 | 47381.9849 | 0 | 249430.0265
1960 | 251.848 | 2437.5731 | 262.1176 | 2372.8813 | 251.848 | 1310.2 | 348364.8073 | 90665.28 | 41126.7784 | 0 | 173724.7504
1961 | 267.282 | 1352.3271 | 278.1809 | 1316.4371 | 267.282 | 1678 | 472418.0217 | 96221.52 | 43647.1506 | 0 | 86064.804
1962 | 269.159 | 280.1344 | 280.1344 | 272.6998 | 269.159 | 1759.85 | 498129.5511 | 96897.24 | 43953.6647 | 0 | 64638.5339
1963 | 186.389 | 193.9893 | 193.9893 | 188.841 | 186.389 | 1822.9 | 357246.1717 | 67100.04 | 30437.3237 | 0 | 33009.4919
1964 | 352 | 366.3534 | 366.3534 | 356.6306 | 352 | 1856.1 | 687776.7077 | 126720 | 57481.6 | 0 | 50652.8
1965 | 209.6 | 218.1468 | 218.1468 | 212.3573 | 209.6 | 1798.9 | 396999.4257 | 75456 | 34227.68 | 0 | 42150.56
1966 | 269.6 | 280.5934 | 280.5934 | 273.1466 | 269.6 | 1836.3 | 521633.9565 | 97056 | 44025.68 | 0 | 44133.52
1967 | 288.8 | 300.5763 | 300.5763 | 292.5992 | 288.8 | 1816.05 | 554423.4142 | 103968 | 47161.04 | 0 | 53124.76
1968 | 246.4 | 256.4474 | 256.4474 | 249.6414 | 246.4 | 1779.95 | 463960.8413 | 88704 | 40237.12 | 0 | 54220.32
1969 | 255.2 | 265.6062 | 265.6062 | 258.5572 | 255.2 | 1682.05 | 454070.136 | 91872 | 41674.16 | 0 | 81140.84
1970 | 220 | 228.9709 | 228.9709 | 222.8941 | 220 | 1677.3 | 390460.2482 | 79200 | 35926 | 0 | 70994
1971 | 287.2 | 298.9111 | 298.9111 | 290.9782 | 287.2 | 1670.25 | 506831.1131 | 103392 | 46899.76 | 0 | 94704.2
1972 | 292.8 | 304.7394 | 304.7394 | 296.6518 | 292.8 | 1664.85 | 514660.9567 | 105408 | 47814.24 | 0 | 98131.92
1973 | 234.4 | 243.9581 | 243.9581 | 237.4836 | 234.4 | 1639.5 | 405755.3098 | 84384 | 38277.52 | 0 | 84501.2
1974 | 231.2 | 240.6276 | 240.6276 | 234.2415 | 231.2 | 1642.9 | 400616.0861 | 83232 | 37754.96 | 0 | 82561.52
1975 | 217.414 | 226.2794 | 226.2794 | 220.2741 | 217.414 | 1682.5 | 385955.0671 | 78269.04 | 35503.7062 | 0 | 69028.945
1976 | 235.207 | 244.798 | 244.798 | 238.3012 | 235.207 | 1702.7 | 422782.1584 | 84674.52 | 38409.3031 | 0 | 69927.0411
1977 | 822.233 | 855.761 | 855.761 | 833.0496 | 822.233 | 1826.05 | 1582473.778 | 296003.88 | 134270.6489 | 0 | 143027.4304
1978 | 1224.436 | 1274.3646 | 1274.3646 | 1240.5436 | 1224.436 | 1746.7 | 2259660.6064 | 440796.96 | 199950.3988 | 0 | 310149.6388
1979 | 1183.914 | 3617.4706 | 1232.1902 | 3521.4649 | 1183.914 | 1672.75 | 2093771.1514 | 426209.04 | 193333.1562 | 0 | 387435.8565
1980 | 1080.396 | 4176.451 | 1124.4511 | 4065.6102 | 1080.396 | 1683.3 | 1921755.9114 | 388942.56 | 176428.6668 | 0 | 342161.4132
1981 | 1034.163 | 4190.362 | 1076.3329 | 4079.1521 | 1034.163 | 1669.35 | 1823898.8251 | 372298.68 | 168878.8179 | 0 | 341945.996
1982 | 1287.314 | 3909.9809 | 1339.8065 | 3806.2121 | 1287.314 | 1692.05 | 2304811.5968 | 463433.04 | 210218.3762 | 0 | 396428.3463
1983 | 930.64 | 3362.5677 | 968.5885 | 3273.327 | 930.64 | 1736.15 | 1704350.7699 | 335030.4 | 151973.512 | 0 | 245549.364
1984 | 1303.577 | 2512.3821 | 1356.7327 | 2445.7048 | 1303.577 | 1775.85 | 2437962.8441 | 469287.72 | 212874.1241 | 0 | 292196.7845
1985 | 1377.861 | 1386.5239 | 1386.5239 | 1349.7263 | 1349.7263 | 1874.3 | 2657491.7451 | 485901.4668 | 220410.3043 | 51570.9111 | 163780.1865
1986 | 1489.129 | 257.8951 | 257.8951 | 251.0507 | 251.0507 | 1854.55 | 488887.0803 | 90378.2615 | 40996.5836 | 2269397.4755 | 35249.6621
1987 | 1582.537 | 1647.0678 | 1647.0678 | 1603.3555 | 1582.537 | 1849.15 | 3069746.7651 | 569713.32 | 258428.2921 | 0 | 238725.7064
1988 | 1236.8 | 1287.2327 | 1287.2327 | 1253.0703 | 1236.8 | 1789.25 | 2324208.1146 | 445248 | 201969.44 | 0 | 260655.6
1989 | 1488.8 | 1549.5085 | 1549.5085 | 1508.3854 | 1488.8 | 1780.2 | 2784320.9675 | 535968 | 243121.04 | 0 | 327238.24
1990 | 1436.8 | 1495.3881 | 1495.3881 | 1455.7013 | 1436.8 | 1823.8 | 2754394.9638 | 517248 | 234629.44 | 0 | 253164.16
1991 | 1529.6 | 1591.9722 | 1591.9722 | 1549.7221 | 1529.6 | 1810.65 | 2920836.7422 | 550656 | 249783.68 | 0 | 289629.76
1992 | 1294.4 | 592.3862 | 592.3862 | 576.6646 | 576.6646 | 1786.3 | 1087598.1253 | 207599.2581 | 94169.3301 | 1315608.9777 | 0
1993 | 1304 | 0 | 0 | 0 | 0 | 1713 | 0 | 0 | 0 | 1551760 | 0
1994 | 1234.4 | 0 | 0 | 0 | 0 | 1763.1 | 0 | 0 | 0 | 1468936 | 0
1995 | 1701.6 | 0 | 0 | 0 | 0 | 1712.35 | 0 | 0 | 0 | 2024904 | 0
1996 | 1300 | 0 | 0 | 0 | 0 | 1667.6 | 0 | 0 | 0 | 1547000 | 0
1997 | 1364.8 | 0 | 0 | 0 | 0 | 1665.8 | 0 | 0 | 0 | 1624112 | 0
1998 | 1507.2 | 0 | 0 | 0 | 0 | 1664.6 | 0 | 0 | 0 | 1793568 | 0
1999 | 1696 | 1765.1574 | 1765.1574 | 1718.3111 | 1696 | 1741.4 | 3118521.9036 | 610560 | 276956.8 | 0 | 256823.9352
2000 | 1387.644 | 1444.2277 | 1444.2277 | 1405.8987 | 1387.644 | 1663 | 2439356.1792 | 499551.84 | 226602.2652 | 0 | 467636.028
2001 | 1583.009 | 1647.559 | 1647.559 | 1603.8337 | 1583.009 | 1529.45 | 2568260.6744 | 569883.24 | 258505.3697 | 0 | 744884.8849
2002 | 2116.262 | 2202.5564 | 2202.5564 | 2144.1017 | 2116.262 | 1503.9 | 3382057.6616 | 761854.32 | 345585.5846 | 0 | 1049877.5782
2003 | 2008.054 | 2089.936 | 2089.936 | 2034.4702 | 2008.054 | 1562.6 | 3336577.3471 | 722899.44 | 327915.2182 | 0 | 878322.8196
2004 | 1681.412 | 2080.4681 | 1749.9746 | 2025.2536 | 1681.412 | 1549.65 | 2775776.7927 | 605308.32 | 274574.5796 | 0 | 757223.8942
2005 | 1625.792 | 1692.0866 | 1692.0866 | 1647.1795 | 1625.792 | 1468.15 | 2544543.7733 | 585285.12 | 265491.8336 | 0 | 864677.4752
2006 | 1544.619 | 1699.5406 | 1607.6026 | 1654.4357 | 1544.619 | 1475.4 | 2422039.5455 | 556062.84 | 252236.2827 | 0 | 810307.1274
2007 | 1606.752 | 1672.2702 | 1672.2702 | 1627.8891 | 1606.752 | 1550.75 | 2651601.3276 | 578430.72 | 262382.6016 | 0 | 721833.336
2008 | 1395.182 | 2469.652 | 1452.073 | 2404.1088 | 1395.182 | 1583.95 | 2342100.902 | 502265.52 | 227833.2206 | 0 | 580465.4711
2009 | 1443.602 | 1374.633 | 1374.633 | 1338.151 | 1338.151 | 1709.05 | 2412780.311 | 481734.3597 | 218520.0582 | 193291.6844 | 375840.7724
2010 | 1556.4 | 259.8372 | 259.8372 | 252.9413 | 252.9413 | 1821.35 | 485398.0808 | 91058.8586 | 41305.31 | 2389239.8449 | 43621.8638
2011 | 1556.11 | 1619.5632 | 1619.5632 | 1576.5809 | 1556.11 | 1832.6 | 3002903.3956 | 560199.6 | 254112.763 | 0 | 260492.814
2012 | 1073.6 | 1117.378 | 1117.378 | 1087.7234 | 1073.6 | 1816.75 | 2057251.8908 | 386496 | 175318.88 | 0 | 196737.2
2013 | 1459.2 | 1518.7015 | 1518.7015 | 1478.396 | 1459.2 | 1802.65 | 2780308.8379 | 525312 | 238287.36 | 0 | 287973.12
2014 | 1785.6 | 1858.411 | 1858.411 | 1809.0898 | 1785.6 | 1795.75 | 3389334.3347 | 642816 | 291588.48 | 0 | 364708.8
2015 | 1840 | 1915.0293 | 1915.0293 | 1864.2055 | 1840 | 1731.9 | 3370979.0186 | 662400 | 300472 | 0 | 481508.4043
2016 | 1543.2 | 315.3876 | 315.3876 | 307.0174 | 307.0174 | 1667.75 | 542518.1764 | 110526.27 | 50135.9441 | 2265922.6753 | 0
2017 | 1344.8 | 0 | 0 | 0 | 0 | 1698.75 | 0 | 0 | 0 | 1600312 | 0
2018 | 1585.6 | 0 | 0 | 0 | 0 | 1615.4 | 0 | 0 | 0 | 1886864 | 0
2019 | 1395.2 | 0 | 0 | 0 | 0 | 1560.85 | 0 | 0 | 0 | 1660288 | 0
2020 | 1634.4 | 0 | 0 | 0 | 0 | 1504.95 | 0 | 0 | 0 | 1944936 | 0
2021 | 1428 | 0 | 0 | 0 | 0 | 1482.55 | 0 | 0 | 0 | 1699320 | 0
2022 | 1732.8 | 0 | 0 | 0 | 0 | 1541.05 | 0 | 0 | 0 | 2062032 | 0
2023 | 1353.618 | 1408.8142 | 1408.8142 | 1371.425 | 1353.618 | 1682.2 | 2402444.4027 | 487302.48 | 221045.8194 | 0 | 136351.1366
2024 | 1535.856 | 1598.4833 | 1598.4833 | 1556.0604 | 1535.856 | 1698.3 | 2753226.9985 | 552908.16 | 250805.2848 | 0 | 463367.7552
2025 | 1275.614 | 1327.6294 | 1327.6294 | 1292.3949 | 1275.614 | 1740.65 | 2341470.4508 | 459221.04 | 208307.7662 | 0 | 330830.4909
2026 | 1988.333 | 2069.4108 | 2069.4108 | 2014.4898 | 1988.333 | 1754.25 | 3689667.9411 | 715799.88 | 324694.7789 | 0 | 488632.8347
2027 | 1904.751 | 1982.4206 | 1982.4206 | 1929.8083 | 1904.751 | 1643.3 | 3314116.3093 | 685710.36 | 311045.8383 | 0 | 679424.6817
2028 | 1672.28 | 2099.1344 | 1740.4702 | 2043.4245 | 1672.28 | 1559.05 | 2755232.7301 | 602020.8 | 273083.324 | 0 | 737391.866
2029 | 1859.284 | 1935.0996 | 1935.0996 | 1883.7431 | 1859.284 | 1517.5 | 2977015.0534 | 669342.24 | 303621.0772 | 0 | 897104.53
2030 | 1626.32 | 1692.6361 | 1692.6361 | 1647.7145 | 1626.32 | 1619.7 | 2785145.656 | 585475.2 | 265578.056 | 0 | 618489.496
2031 | 1494.969 | 1555.929 | 1555.929 | 1514.6355 | 1494.969 | 1763.85 | 2785655.7878 | 538188.84 | 244128.4377 | 0 | 353036.9293
2032 | 1162.25 | 1366.7054 | 1209.6428 | 1330.4338 | 1162.25 | 1772.7 | 2174235.6436 | 418410 | 189795.425 | 0 | 264179.425
2033 | 1264.538 | 1374.6569 | 1316.1018 | 1338.1743 | 1264.538 | 1839.2 | 2447892.6704 | 455233.68 | 206499.0554 | 0 | 203337.7104
2034 | 1476.872 | 265.2586 | 265.2586 | 258.2188 | 258.2188 | 1886.35 | 512607.1859 | 92958.7677 | 42167.1299 | 2233791.3173 | 28329.4218
2035 | 1536.546 | 1599.2014 | 1599.2014 | 1556.7595 | 1536.546 | 1883.85 | 3041583.524 | 553156.56 | 250917.9618 | 0 | 178469.8179
2036 | 1277.6 | 1329.6964 | 1329.6964 | 1294.407 | 1277.6 | 1865.55 | 2509601.6194 | 459936 | 208632.08 | 0 | 171773.32
2037 | 1460.8 | 1520.3667 | 1520.3667 | 1480.017 | 1460.8 | 1850.4 | 2846911.2429 | 525888 | 238548.64 | 0 | 218535.68
2038 | 1661.6 | 1729.3547 | 1729.3547 | 1683.4586 | 1661.6 | 1836.3 | 3215817.8837 | 598176 | 271339.28 | 0 | 272003.92
2039 | 1407.2 | 1464.5811 | 1464.5811 | 1425.7119 | 1407.2 | 1816.05 | 2699699.0076 | 506592 | 229795.76 | 0 | 258854.44
2040 | 1428 | 0 | 0 | 0 | 0 | 1798.85 | 0 | 0 | 0 | 2617524 | 0
2041 | 1554.4 | 0 | 0 | 0 | 0 | 1726.7 | 0 | 0 | 0 | 1849736 | 0
2042 | 1313.6 | 0 | 0 | 0 | 0 | 1672.4 | 0 | 0 | 0 | 1563184 | 0
2043 | 1546.4 | 0 | 0 | 0 | 0 | 1668.7 | 0 | 0 | 0 | 1840216 | 0
2044 | 1344.8 | 0 | 0 | 0 | 0 | 1659.85 | 0 | 0 | 0 | 1600312 | 0
2045 | 1362.4 | 0 | 0 | 0 | 0 | 1659.2 | 0 | 0 | 0 | 1621256 | 0
2046 | 1128.8 | 0 | 0 | 0 | 0 | 1668.55 | 0 | 0 | 0 | 1343272 | 0
2047 | 1486.419 | 1032.9907 | 1032.9907 | 1005.5757 | 1005.5757 | 1685.7 | 1790269.6502 | 362007.2631 | 164210.5169 | 881385.7122 | 153758.3887
2048 | 1323.308 | 1377.2683 | 1377.2683 | 1340.7163 | 1323.308 | 1670.8 | 2335154.1266 | 476390.88 | 216096.1964 | 0 | 435632.9936
2049 | 1226.957 | 1276.9884 | 1276.9884 | 1243.0978 | 1226.957 | 1732.15 | 2241654.4219 | 441704.52 | 200362.0781 | 0 | 328640.4324
2050 | 1796.019 | 1869.2549 | 1869.2549 | 1819.6459 | 1796.019 | 1655.9 | 3139243.2989 | 646566.84 | 293289.9027 | 0 | 618010.1379
2051 | 1668.541 | 1736.5788 | 1736.5788 | 1690.4909 | 1668.541 | 1540.15 | 2715279.7734 | 600674.76 | 272472.7453 | 0 | 767278.5789
2052 | 1931.97 | 2010.7495 | 2010.7495 | 1957.3853 | 1931.97 | 1531.1 | 3120715.4048 | 695509.2 | 315490.701 | 0 | 905900.733
2053 | 1668.96 | 1737.0148 | 1737.0148 | 1690.9154 | 1668.96 | 1517.5 | 2673308.6175 | 600825.6 | 272541.168 | 0 | 805273.2
2054 | 1763.69 | 1835.6076 | 1835.6076 | 1786.8916 | 1763.69 | 1567.25 | 2925121.5428 | 634928.4 | 288010.577 | 0 | 763236.8475
2055 | 1579.999 | 1644.4263 | 1644.4263 | 1600.7841 | 1579.999 | 1563.35 | 2607412.2056 | 568799.64 | 258013.8367 | 0 | 689906.5633
2056 | 1714.12 | 1784.0163 | 1784.0163 | 1736.6695 | 1714.12 | 1594.95 | 2881618.906 | 617083.2 | 279915.796 | 0 | 694304.306
2057 | 1622.297 | 1214.9581 | 1214.9581 | 1182.7138 | 1182.7138 | 1759.2 | 2191157.8876 | 425776.95 | 193137.1554 | 805756.0971 | 274926.176
2058 | 1842.205 | 194.9333 | 194.9333 | 189.7599 | 189.7599 | 1867.45 | 373454.4211 | 68313.5661 | 30987.7926 | 3028931.8574 | 24280.9067
2059 | 1704.336 | 1773.8334 | 1773.8334 | 1726.7568 | 1704.336 | 1864.95 | 3343800.8768 | 613560.96 | 278318.0688 | 0 | 171544.6965
2060 | 1539.2 | 1601.9636 | 1601.9636 | 1559.4484 | 1539.2 | 1846.65 | 2994994.2964 | 554112 | 251351.36 | 0 | 236036.32
2061 | 1760 | 1831.7672 | 1831.7672 | 1783.1531 | 1760 | 1840.95 | 3415176.3052 | 633600 | 287408 | 0 | 279928
2062 | 1748 | 1819.2778 | 1819.2778 | 1770.9952 | 1748 | 1836.3 | 3385147.7126 | 629280 | 285448.4 | 0 | 286147.6
2063 | 1951.2 | 2030.7637 | 2030.7637 | 1976.8683 | 1951.2 | 1816.05 | 3746757.8298 | 702432 | 318630.96 | 0 | 330374.7519
2064 | 1534.4 | 0 | 0 | 0 | 0 | 1789.4 | 0 | 0 | 0 | 2812555.2 | 0
2065 | 1479.2 | 0 | 0 | 0 | 0 | 1722.25 | 0 | 0 | 0 | 1760248 | 0
2066 | 1765.6 | 0 | 0 | 0 | 0 | 1668.9 | 0 | 0 | 0 | 2101064 | 0
2067 | 1462.4 | 0 | 0 | 0 | 0 | 1661.7 | 0 | 0 | 0 | 1740256 | 0
2068 | 1915.2 | 0 | 0 | 0 | 0 | 1659.85 | 0 | 0 | 0 | 2279088 | 0
2069 | 1624.8 | 0 | 0 | 0 | 0 | 1657.7 | 0 | 0 | 0 | 1933512 | 0
2070 | 1568 | 0 | 0 | 0 | 0 | 1667.05 | 0 | 0 | 0 | 1865920 | 0
2071 | 1421.665 | 632.81 | 632.81 | 616.0156 | 616.0156 | 1727.75 | 1125915.2543 | 221765.5986 | 100595.3396 | 1476755.439 | 57394.656
2072 | 1488.271 | 1548.9579 | 1548.9579 | 1507.8494 | 1488.271 | 1695.8 | 2665687.1539 | 535777.56 | 243034.6543 | 0 | 366727.0932
2073 | 1486.483 | 1547.097 | 1547.097 | 1506.0379 | 1486.483 | 1734.65 | 2722470.3101 | 535133.88 | 242742.6739 | 0 | 394438.264
2074 | 1803.338 | 1876.8723 | 1876.8723 | 1827.0612 | 1803.338 | 1744.75 | 3324212.8203 | 649201.68 | 294485.0954 | 0 | 460302.0245
2075 | 2033.628 | 2116.5528 | 2116.5528 | 2060.3807 | 2033.628 | 1740.75 | 3741906.6386 | 732106.08 | 332091.4524 | 0 | 527218.059
2076 | 1696.775 | 1765.964 | 1765.964 | 1719.0963 | 1696.775 | 1709.2 | 3059431.0498 | 610839 | 277083.3575 | 0 | 493422.17
2077 | 1592.548 | 1721.0681 | 1657.487 | 1675.3918 | 1592.548 | 1673.1 | 2811410.7215 | 573317.28 | 260063.0884 | 0 | 520603.9412
2078 | 1457.42 | 1516.8489 | 1516.8489 | 1476.5926 | 1457.42 | 1748.4 | 2698462.7586 | 524671.2 | 237996.686 | 0 | 366686.872
2079 | 1641.988 | 1708.943 | 1708.943 | 1663.5886 | 1641.988 | 1769.85 | 3072985.4939 | 591115.68 | 268136.6404 | 0 | 377903.5382
2080 | 1955.911 | 2035.6668 | 2035.6668 | 1981.6413 | 1955.911 | 1706.2 | 3526718.0809 | 704127.96 | 319400.2663 | 0 | 574646.6518
2081 | 1702.841 | 1263.7133 | 1263.7133 | 1230.175 | 1230.175 | 1826.25 | 2370957.9581 | 442863.001 | 200887.578 | 866396.7728 | 206334.5537
2082 | 1466.806 | 579.3349 | 579.3349 | 563.9596 | 563.9596 | 1886.35 | 1121056.2916 | 203025.4705 | 92094.6092 | 1654917.3775 | 23731.2565
2083 | 1663.509 | 1731.3416 | 1731.3416 | 1685.3927 | 1663.509 | 1883.85 | 3298235.9058 | 598863.24 | 271651.0197 | 0 | 193216.5704
2084 | 1294.4 | 1347.1815 | 1347.1815 | 1311.428 | 1294.4 | 1865.55 | 2545822.1726 | 465984 | 211375.52 | 0 | 174032.08
2085 | 1368 | 1423.7827 | 1423.7827 | 1385.9962 | 1368 | 1850.4 | 2668445.676 | 492480 | 223394.4 | 0 | 204652.8
2086 | 1146.4 | 1193.1465 | 1193.1465 | 1161.4811 | 1146.4 | 1836.3 | 2219308.3286 | 412704 | 187207.12 | 0 | 187665.68
2087 | 1459.2 | 1518.7015 | 1518.7015 | 1478.396 | 1459.2 | 1816.05 | 2800161.5616 | 525312 | 238287.36 | 0 | 268419.84
2088 | 1268.8 | 1320.5376 | 1320.5376 | 1285.4912 | 1268.8 | 1798.85 | 2414184.2657 | 456768 | 207195.04 | 0 | 74258.1432
2089 | 923.2 | 0 | 0 | 0 | 0 | 1778.2 | 0 | 0 | 0 | 1098608 | 0
2090 | 1351.2 | 0 | 0 | 0 | 0 | 1718.9 | 0 | 0 | 0 | 1607928 | 0
2091 | 1026.4 | 0 | 0 | 0 | 0 | 1668.7 | 0 | 0 | 0 | 1221416 | 0
2092 | 1252.8 | 0 | 0 | 0 | 0 | 1666.85 | 0 | 0 | 0 | 1490832 | 0
2093 | 1265.6 | 0 | 0 | 0 | 0 | 1663.7 | 0 | 0 | 0 | 1506064 | 0
2094 | 918.4 | 0 | 0 | 0 | 0 | 1669.55 | 0 | 0 | 0 | 1092896 | 0
2095 | 1050.829 | 1093.6784 | 1093.6784 | 1064.6528 | 1050.829 | 1779.7 | 1974522.3327 | 378298.44 | 171600.3757 | 0 | 231497.6287
2096 | 806.027 | 838.8942 | 838.8942 | 816.6304 | 806.027 | 1701.8 | 1447330.4809 | 290169.72 | 131624.2091 | 0 | 240357.2514
2097 | 1095.822 | 1140.5061 | 1140.5061 | 1110.2377 | 1095.822 | 1786.2 | 2065567.616 | 394495.92 | 178947.7326 | 0 | 234286.7436
2098 | 1270.332 | 1325.7373 | 1322.131 | 1290.553 | 1270.332 | 1754.25 | 2355628.6959 | 457319.52 | 207445.2156 | 0 | 312184.089
2099 | 1318.43 | 1932.0179 | 1372.1913 | 1880.7432 | 1318.43 | 1752.75 | 2438005.3444 | 474634.8 | 215299.619 | 0 | 325981.8175
2100 | 1137.052 | 2236.7251 | 1183.4163 | 2177.3636 | 1137.052 | 1743.7 | 2088301.7672 | 409338.72 | 185680.5916 | 0 | 291426.4276
2101 | 1338.908 | 2254.0363 | 1393.5033 | 2194.2154 | 1338.908 | 1726.6 | 2430505.2635 | 482006.88 | 218643.6764 | 0 | 366057.4472
2102 | 1124.637 | 3044.5344 | 1170.4961 | 2963.7341 | 1124.637 | 1850.4 | 2189704.91 | 404869.32 | 183653.2221 | 0 | 168245.6952
2103 | 1168.045 | 3460.2529 | 1215.6741 | 3368.4197 | 1168.045 | 1876.35 | 2304725.2768 | 420496.2 | 190741.7485 | 0 | 144428.7643
2104 | 1479.406 | 2589.1227 | 1539.7314 | 2520.4088 | 1479.406 | 1885.2 | 2929278.4152 | 532586.16 | 241586.9998 | 0 | 169835.8088
2105 | 1301.431 | 1424.276 | 1354.4992 | 1386.4765 | 1301.431 | 1890.7 | 2585142.1346 | 468515.16 | 212523.6823 | 0 | 142246.4083
2106 | 1478.389 | 258.1824 | 258.1824 | 251.3304 | 251.3304 | 1886.35 | 499159.0418 | 90478.9286 | 41042.2473 | 2249198.4922 | 27573.6494
2107 | 1147.38 | 1194.1665 | 1194.1665 | 1162.4739 | 1147.38 | 1883.85 | 2275937.7697 | 413056.8 | 187367.154 | 0 | 133268.187
2108 | 1016 | 1057.4292 | 1057.4292 | 1029.3656 | 1016 | 1865.55 | 1997834.5353 | 365760 | 165912.8 | 0 | 136601.2
2109 | 1436 | 1494.5555 | 1494.5555 | 1454.8908 | 1436 | 1850.4 | 2805225.0545 | 516960 | 234498.8 | 0 | 214825.6
2110 | 1550.4 | 1613.6203 | 1613.6203 | 1570.7957 | 1550.4 | 1836.3 | 3007509.3258 | 558144 | 253180.32 | 0 | 253800.48
2111 | 1441.6 | 1500.3838 | 1500.3838 | 1460.5645 | 1441.6 | 1816.05 | 2768923.6277 | 518976 | 235413.28 | 0 | 265182.32
2112 | 1428 | 0 | 0 | 0 | 0 | 1798.85 | 0 | 0 | 0 | 2617524 | 0
2113 | 1300 | 0 | 0 | 0 | 0 | 1731.7 | 0 | 0 | 0 | 2382900 | 0
2114 | 1284 | 0 | 0 | 0 | 0 | 1775.4 | 0 | 0 | 0 | 2353572 | 0
2115 | 1629.6 | 0 | 0 | 0 | 0 | 1761.75 | 0 | 0 | 0 | 2987056.8 | 0
2116 | 1440 | 0 | 0 | 0 | 0 | 1666.85 | 0 | 0 | 0 | 2639520 | 0
2117 | 1583.2 | 329.4558 | 329.4558 | 320.7122 | 320.7122 | 1709.25 | 579669.4872 | 115456.4045 | 52372.3079 | 2314140.0738 | 0
2118 | 1600 | 1665.2429 | 1665.2429 | 1621.0482 | 1600 | 1766.6 | 2988477.7939 | 576000 | 261280 | 0 | 156982.7394
2119 | 1140.384 | 1186.8852 | 1186.8852 | 1155.3859 | 1140.384 | 1788.2 | 2152454.612 | 410538.24 | 186224.7072 | 0 | 241533.3312
2120 | 204.826 | 213.1781 | 213.1781 | 207.5205 | 204.826 | 1789.4 | 386818.3237 | 73737.36 | 33448.0858 | 0 | 43136.3556
2121 | 307.065 | 472.1713 | 319.5861 | 459.6401 | 307.065 | 1842.15 | 596960.9293 | 110543.4 | 50143.7145 | 0 | 48470.2102
2122 | 313.222 | 1273.4497 | 325.9931 | 1239.6531 | 313.222 | 1843.3 | 611463.249 | 112759.92 | 51149.1526 | 0 | 49081.8874
2123 | 355.547 | 1787.6091 | 370.0451 | 1740.1669 | 355.547 | 1752.75 | 660211.6854 | 127996.92 | 58060.8251 | 0 | 87908.9958
2124 | 311.517 | 2063.5044 | 324.2197 | 2008.7402 | 311.517 | 1740.2 | 572443.0581 | 112146.12 | 50870.7261 | 0 | 80932.1166
2125 | 299.716 | 1622.9988 | 311.9375 | 1579.9253 | 299.716 | 1726.6 | 546331.3235 | 107897.76 | 48943.6228 | 0 | 81942.3544
2126 | 315.351 | 3878.0811 | 328.21 | 3775.1589 | 315.351 | 1751.9 | 583959.2859 | 113526.36 | 51496.8183 | 0 | 78238.5831
2127 | 283.379 | 3317.1992 | 294.9343 | 3229.1625 | 283.379 | 1857.45 | 555656.0695 | 102016.44 | 46275.7907 | 0 | 40395.6764
2128 | 230.684 | 2469.3647 | 240.0906 | 2403.8291 | 230.684 | 1778.7 | 432853.6365 | 83046.24 | 37670.6972 | 0 | 51050.3692
2129 | 250.683 | 1344.897 | 260.905 | 1309.2041 | 250.683 | 1881.25 | 496797.4715 | 90245.88 | 40936.5339 | 0 | 29768.6063
2130 | 298.518 | 310.6906 | 310.6906 | 302.445 | 298.518 | 1886.35 | 592807.7361 | 107466.48 | 48747.9894 | 0 | 33926.5707
2131 | 256.165 | 266.6106 | 266.6106 | 259.5349 | 256.165 | 1883.85 | 507613.3004 | 92219.4 | 41831.7445 | 0 | 29753.5648
2132 | 318.4 | 331.3833 | 331.3833 | 322.5886 | 318.4 | 1865.55 | 626105.7164 | 114624 | 51994.72 | 0 | 42808.88
2133 | 298.4 | 310.5678 | 310.5678 | 302.3255 | 298.4 | 1850.4 | 582574.0639 | 107424 | 48728.72 | 0 | 44640.64
2134 | 237.6 | 247.2886 | 247.2886 | 240.7257 | 237.6 | 1836.3 | 460170.9306 | 85536 | 38800.08 | 0 | 38895.12
2135 | 305.6 | 318.0614 | 318.0614 | 309.6202 | 305.6 | 1816.05 | 586413.417 | 110016 | 49904.48 | 0 | 56215.12
2136 | 168 | 174.8505 | 174.8505 | 170.2101 | 168 | 1789.4 | 317711.6946 | 60480 | 27434.4 | 0 | 35380.8
2137 | 228.8 | 238.1297 | 238.1297 | 231.8099 | 228.8 | 1720.6 | 416502.7066 | 82368 | 37363.04 | 0 | 63926.72
2138 | 226.4 | 235.6319 | 235.6319 | 229.3783 | 226.4 | 1677.3 | 402080.4445 | 81504 | 36971.12 | 0 | 73059.28
2139 | 221.6 | 230.6361 | 230.6361 | 224.5152 | 221.6 | 1673.75 | 392672.6488 | 79776 | 36187.28 | 0 | 72297
2140 | 135.2 | 140.713 | 140.713 | 136.9786 | 135.2 | 1671.85 | 239303.5846 | 48672 | 22078.16 | 0 | 44365.88
2141 | 148.8 | 154.8676 | 154.8676 | 150.7575 | 148.8 | 1664.5 | 262452.6934 | 53568 | 24299.04 | 0 | 49922.4
2142 | 203.2 | 211.4858 | 211.4858 | 205.8731 | 203.2 | 1671.4 | 359284.9247 | 73152 | 33182.56 | 0 | 66771.52
2143 | 139.948 | 145.6546 | 145.6546 | 141.789 | 139.948 | 1724.55 | 255044.8943 | 50381.28 | 22853.5084 | 0 | 38548.6766
2144 | 168.345 | 175.2096 | 175.2096 | 170.5596 | 168.345 | 1695.7 | 301460.2252 | 60604.2 | 27490.7385 | 0 | 51227.3835
2145 | 999.188 | 1039.9317 | 1039.9317 | 1012.3325 | 999.188 | 1734.95 | 1833204.7002 | 359707.68 | 163167.4004 | 0 | 264834.7794
2146 | 1188.218 | 2575.1461 | 1236.6697 | 2506.8032 | 1188.218 | 1695.7 | 2130743.6559 | 427758.48 | 194035.9994 | 0 | 361574.7374
2147 | 1369.757 | 2245.4936 | 1425.6113 | 2185.8994 | 1369.757 | 1586.85 | 2290999.4897 | 493112.52 | 223681.3181 | 0 | 565915.1045
2148 | 1382.264 | 2529.736 | 1438.6283 | 2462.5982 | 1382.264 | 1555.65 | 2259417.7211 | 497615.04 | 225723.7112 | 0 | 614209.0084
2149 | 1401.945 | 3255.581 | 1459.1118 | 3169.1797 | 1401.945 | 1518.95 | 2239444.4118 | 504700.2 | 228937.6185 | 0 | 674405.6423
2150 | 1395.96 | 2705.6315 | 1452.8828 | 2633.8255 | 1395.96 | 1598.25 | 2348517.3729 | 502545.6 | 227960.268 | 0 | 560826.93
2151 | 1436.28 | 2390.3094 | 1494.8469 | 2326.8719 | 1436.28 | 1658.7 | 2512102.5902 | 517060.8 | 234544.524 | 0 | 490202.364
2152 | 1584.287 | 1939.6999 | 1648.8891 | 1888.2213 | 1584.287 | 1591.2 | 2656117.2161 | 570343.32 | 258714.0671 | 0 | 647656.5256
2153 | 1458.461 | 1284.5683 | 1284.5683 | 1250.4766 | 1250.4766 | 1771.3 | 2329543.8401 | 450171.578 | 204202.8297 | 381235.3949 | 276071.7745
2154 | 1392.377 | 686.3663 | 686.3663 | 668.1505 | 668.1505 | 1803.05 | 1265603.2698 | 240534.176 | 109108.9748 | 1327507.1947 | 43728.8085
2155 | 1600.335 | 1665.5915 | 1665.5915 | 1621.3876 | 1600.335 | 1755.65 | 2956215.9106 | 576120.6 | 261334.7055 | 0 | 391041.8572
2156 | 1251.2 | 1302.2199 | 1302.2199 | 1267.6597 | 1251.2 | 1734.3 | 2285813.9126 | 450432 | 204320.96 | 0 | 332443.84
2157 | 921.6 | 959.1799 | 959.1799 | 933.7238 | 921.6 | 1722.7 | 1671172.7325 | 331776 | 150497.28 | 0 | 255559.68
2158 | 1216 | 1265.5846 | 1265.5846 | 1231.9967 | 1216 | 1823.8 | 2336365.1121 | 437760 | 198572.8 | 0 | 214259.2
2159 | 1305.6 | 1358.8382 | 1358.8382 | 1322.7754 | 1305.6 | 1810.65 | 2496469.1005 | 470016 | 213204.48 | 0 | 247215.36
2160 | 875.2 | 910.8878 | 910.8878 | 886.7134 | 875.2 | 1734.8 | 1605748.9503 | 315072 | 142920.16 | 0 | 115738.584
2161 | 1137.6 | 0 | 0 | 0 | 0 | 1721 | 0 | 0 | 0 | 1353744 | 0
2162 | 760 | 0 | 0 | 0 | 0 | 1758.65 | 0 | 0 | 0 | 904400 | 0
2163 | 1196.8 | 0 | 0 | 0 | 0 | 1670.3 | 0 | 0 | 0 | 1424192 | 0
2164 | 1156 | 0 | 0 | 0 | 0 | 1667.6 | 0 | 0 | 0 | 1375640 | 0
2165 | 1220 | 0 | 0 | 0 | 0 | 1665.8 | 0 | 0 | 0 | 1451800 | 0
2166 | 1054.4 | 0 | 0 | 0 | 0 | 1706.65 | 0 | 0 | 0 | 1254736 | 0
2167 | 1293.304 | 1346.0408 | 1346.0408 | 1310.3176 | 1293.304 | 1746.85 | 2385812.3165 | 465589.44 | 211196.5432 | 0 | 327399.9076
2168 | 1393.785 | 1450.6191 | 1450.6191 | 1412.1204 | 1393.785 | 1666.5 | 2451195.4482 | 501762.6 | 227605.0905 | 0 | 464827.2975
2169 | 1579.901 | 1644.3243 | 1644.3243 | 1600.6848 | 1579.901 | 1670.75 | 2779754.0502 | 568764.36 | 257997.8333 | 0 | 520182.4042
2170 | 1649.699 | 1716.9684 | 1716.9684 | 1671.401 | 1649.699 | 1537.75 | 2680605.8108 | 593891.64 | 269395.8467 | 0 | 762573.3627
2171 | 1676.943 | 1745.3234 | 1745.3234 | 1699.0034 | 1676.943 | 1596.45 | 2840542.5754 | 603699.48 | 273844.7919 | 0 | 676730.3476
2172 | 1684.745 | 1954.5039 | 1753.4435 | 1902.6324 | 1684.745 | 1622.85 | 2904537.4583 | 606508.2 | 275118.8585 | 0 | 635401.5768
2173 | 1931.871 | 2010.6465 | 2010.6465 | 1957.285 | 1931.871 | 1493.5 | 3065450.6717 | 695473.56 | 315474.5343 | 0 | 978492.6615
2174 | 1728.951 | 1799.4521 | 1799.4521 | 1751.6956 | 1728.951 | 1475.4 | 2703966.9774 | 622422.36 | 282337.6983 | 0 | 907007.6946
2175 | 1653.202 | 1720.6143 | 1720.6143 | 1674.9501 | 1653.202 | 1488.95 | 2597723.826 | 595152.72 | 269967.8866 | 0 | 844868.8821
2176 | 1470.106 | 1530.0522 | 1530.0522 | 1489.4455 | 1470.106 | 1522.65 | 2353032.583 | 529238.16 | 240068.3098 | 0 | 701755.0991
2177 | 1634.306 | 1230.5239 | 1230.5239 | 1197.8665 | 1197.8665 | 1684.05 | 2121489.9816 | 431231.9394 | 195611.5992 | 799993.6064 | 365348.4666
2178 | 1538.105 | 209.7925 | 209.7925 | 204.2247 | 204.2247 | 1779.3 | 381996.4261 | 73520.8999 | 33349.8971 | 2445002.5497 | 43510.1222
2179 | 1470.4 | 1530.3582 | 1530.3582 | 1489.7433 | 1470.4 | 1832.6 | 2834729.3217 | 529344 | 240116.32 | 0 | 246144.96
2180 | 1250.4 | 1301.3873 | 1301.3873 | 1266.8492 | 1250.4 | 1816.75 | 2391302.0374 | 450144 | 204190.32 | 0 | 229135.8
2181 | 1324.8 | 1378.8211 | 1378.8211 | 1342.2279 | 1324.8 | 1802.65 | 2517372.0355 | 476928 | 216339.84 | 0 | 261449.28
2182 | 1529.6 | 1591.9722 | 1591.9722 | 1549.7221 | 1529.6 | 1790.75 | 2889372.5848 | 550656 | 249783.68 | 0 | 320068.8
2183 | 1635.2 | 1701.8782 | 1701.8782 | 1656.7113 | 1635.2 | 1722.5 | 2973378.4305 | 588672 | 267028.16 | 0 | 453768
2184 | 1508 | 0 | 0 | 0 | 0 | 1751.85 | 0 | 0 | 0 | 2764164 | 0
2185 | 972 | 0 | 0 | 0 | 0 | 1740.9 | 0 | 0 | 0 | 1156680 | 0
2186 | 1086.4 | 0 | 0 | 0 | 0 | 1686.4 | 0 | 0 | 0 | 1292816 | 0
2187 | 1562.4 | 0 | 0 | 0 | 0 | 1682.05 | 0 | 0 | 0 | 1859256 | 0
2188 | 1220 | 0 | 0 | 0 | 0 | 1674.3 | 0 | 0 | 0 | 1451800 | 0
2189 | 1601.6 | 0 | 0 | 0 | 0 | 1667.9 | 0 | 0 | 0 | 1905904 | 0
2190 | 1461.6 | 0 | 0 | 0 | 0 | 1662.8 | 0 | 0 | 0 | 1739304 | 0
2191 | 1554.491 | 1112.8776 | 1112.8776 | 1083.3425 | 1083.3425 | 1714.05 | 1947746.4165 | 390003.2929 | 176909.827 | 863615.2365 | 178025.6072
2192 | 1258.89 | 1310.2235 | 1310.2235 | 1275.4509 | 1258.89 | 1716.4 | 2264528.0959 | 453200.4 | 205576.737 | 0 | 357021.204
2193 | 1130.656 | 1176.7605 | 1176.7605 | 1145.5299 | 1130.656 | 1775.45 | 2102468.2172 | 407036.16 | 184636.1248 | 0 | 253888.8048
2194 | 1493.053 | 1553.9349 | 1553.9349 | 1512.6943 | 1493.053 | 1807.65 | 2834347.1751 | 537499.08 | 243815.5549 | 0 | 287188.7445
2195 | 1407.71 | 1465.1119 | 1465.1119 | 1426.2286 | 1407.71 | 1775 | 2627259.4037 | 506775.6 | 229879.043 | 0 | 316734.75
2196 | 1593.023 | 1657.9814 | 1657.9814 | 1613.9794 | 1593.023 | 1758.65 | 2944848.4312 | 573488.28 | 260140.6559 | 0 | 384476.1011
2197 | 1931.914 | 2010.6913 | 2010.6913 | 1957.3286 | 1931.914 | 1741 | 3542169.3727 | 695489.04 | 315481.5562 | 0 | 500365.726
2198 | 1327.845 | 1381.9903 | 1381.9903 | 1345.313 | 1327.845 | 1774 | 2482575.2257 | 478024.2 | 216837.0885 | 0 | 300092.97
2199 | 1348.658 | 1403.6519 | 1403.6519 | 1366.3998 | 1348.658 | 1793.05 | 2549877.0298 | 485516.88 | 220235.8514 | 0 | 279104.7731
2200 | 1472.454 | 1532.496 | 1532.496 | 1491.8243 | 1472.454 | 1799.45 | 2789934.6942 | 530083.44 | 240451.7382 | 0 | 295300.6497
2201 | 1419.53 | 1372.4807 | 1372.4807 | 1336.0558 | 1336.0558 | 1898.8 | 2667136.2443 | 480980.086 | 218177.9112 | 153008.2189 | 130522.4976
2202 | 938.571 | 692.0812 | 692.0812 | 673.7137 | 673.7137 | 1893.5 | 1342163.3895 | 242536.9406 | 110017.4511 | 485483.3872 | 14316.2625
2203 | 1347.852 | 1402.8131 | 1402.8131 | 1365.5832 | 1347.852 | 1894.45 | 2687952.1352 | 485226.72 | 220104.2316 | 0 | 142265.7786
2204 | 1007.2 | 1048.2704 | 1048.2704 | 1020.4499 | 1007.2 | 1886 | 2000244.1399 | 362592 | 164475.76 | 0 | 114820.8
2205 | 1144 | 1190.6487 | 1190.6487 | 1159.0495 | 1144 | 1871.55 | 2253845.0118 | 411840 | 186815.2 | 0 | 146946.8
2206 | 1352 | 1407.1302 | 1407.1302 | 1369.7858 | 1352 | 1857.7 | 2654402.3908 | 486720 | 220781.6 | 0 | 192389.6
2207 | 1520.8 | 1582.8133 | 1582.8133 | 1540.8063 | 1520.8 | 1835.65 | 2946093.574 | 547488 | 248346.64 | 0 | 249943.48
2208 | 1532.8 | 1595.3027 | 1595.3027 | 1552.9642 | 1532.8 | 1816.15 | 2935482.2572 | 551808 | 250306.24 | 0 | 149987.9555
2209 | 1087.2 | 0 | 0 | 0 | 0 | 1797.8 | 0 | 0 | 0 | 1293768 | 0
2210 | 1328.8 | 0 | 0 | 0 | 0 | 1788.4 | 0 | 0 | 0 | 1581272 | 0
2211 | 1067.2 | 0 | 0 | 0 | 0 | 1784.05 | 0 | 0 | 0 | 1269968 | 0
2212 | 1069.6 | 0 | 0 | 0 | 0 | 1776.2 | 0 | 0 | 0 | 1272824 | 0
2213 | 964.8 | 0 | 0 | 0 | 0 | 1782.9 | 0 | 0 | 0 | 1148112 | 0
2214 | 1233.6 | 0 | 0 | 0 | 0 | 1788.2 | 0 | 0 | 0 | 1467984 | 0
2215 | 1241.187 | 1291.7986 | 1291.7986 | 1257.515 | 1241.187 | 1793.55 | 2339672.7691 | 446827.32 | 202685.8371 | 0 | 256243.0562
2216 | 1139.749 | 1186.2243 | 1186.2243 | 1154.7426 | 1139.749 | 1806.6 | 2166565.0334 | 410309.64 | 186121.0117 | 0 | 220427.4566
2217 | 1485.342 | 1545.9095 | 1545.9095 | 1504.8819 | 1485.342 | 1854.05 | 2895083.8525 | 534723.12 | 242556.3486 | 0 | 216785.6649
2218 | 1788.565 | 1861.4969 | 1861.4969 | 1812.0938 | 1788.565 | 1874.65 | 3527765.8664 | 643883.4 | 292072.6645 | 0 | 224196.6227
2219 | 1486.331 | 1900.1951 | 1546.9388 | 1849.765 | 1486.331 | 1839 | 2873419.4414 | 535079.16 | 242717.8523 | 0 | 239299.291
2220 | 1635.414 | 2180.546 | 1702.1009 | 2122.6755 | 1635.414 | 1764.45 | 3038050.0637 | 588749.04 | 267063.1062 | 0 | 385221.7677
2221 | 1839.255 | 1914.2539 | 1914.2539 | 1863.4507 | 1839.255 | 1754 | 3398405.0345 | 662131.8 | 300350.3415 | 0 | 452456.73
2222 | 1431.431 | 1859.2104 | 1489.8002 | 1809.8679 | 1431.431 | 1776.9 | 2689403.2612 | 515315.16 | 233752.6823 | 0 | 319352.2561
2223 | 1727.174 | 2912.924 | 1797.6026 | 2835.6166 | 1727.174 | 1795.95 | 3275202.2896 | 621782.64 | 282047.5142 | 0 | 352429.8547
2224 | 1726.438 | 2532.6918 | 1796.8366 | 2465.4756 | 1726.438 | 1819.85 | 3306248.4728 | 621517.68 | 281927.3254 | 0 | 311017.8057
2225 | 1599.501 | 1378.5307 | 1378.5307 | 1341.9453 | 1341.9453 | 1904.7 | 2687869.8285 | 483100.2955 | 219139.6618 | 472099.6618 | 123454.7649
2226 | 1633.042 | 244.313 | 244.313 | 237.8291 | 237.8291 | 1893.5 | 472933.6565 | 85618.4586 | 38837.4842 | 2557425.3341 | 24450.909
2227 | 1619.476 | 1685.513 | 1685.513 | 1640.7804 | 1619.476 | 1894.45 | 3218163.222 | 583011.36 | 264460.4308 | 0 | 170935.6918
2228 | 1533.6 | 1596.1353 | 1596.1353 | 1553.7747 | 1533.6 | 1886 | 3037189.7931 | 552096 | 250436.88 | 0 | 174830.4
2229 | 1748.8 | 1820.1105 | 1820.1105 | 1771.8057 | 1748.8 | 1871.55 | 3440663.7663 | 629568 | 285579.04 | 0 | 224633.36
2230 | 1145.6 | 1192.3139 | 1192.3139 | 1160.6705 | 1145.6 | 1857.7 | 2247277.0946 | 412416 | 187076.48 | 0 | 163018.88
2231 | 1203.2 | 1252.2626 | 1252.2626 | 1219.0283 | 1203.2 | 1835.65 | 2329465.685 | 433152 | 196482.56 | 0 | 197745.92
2232 | 382.4 | 0 | 0 | 0 | 0 | 1816.15 | 0 | 0 | 0 | 700939.2 | 0
2233 | 120 | 0 | 0 | 0 | 0 | 1797.8 | 0 | 0 | 0 | 142800 | 0
2234 | 126.4 | 0 | 0 | 0 | 0 | 1788.4 | 0 | 0 | 0 | 150416 | 0
2235 | 118.4 | 0 | 0 | 0 | 0 | 1784.05 | 0 | 0 | 0 | 140896 | 0
2236 | 124.8 | 0 | 0 | 0 | 0 | 1782.1 | 0 | 0 | 0 | 148512 | 0
2237 | 127.2 | 0 | 0 | 0 | 0 | 1782.9 | 0 | 0 | 0 | 151368 | 0
2238 | 104.8 | 0 | 0 | 0 | 0 | 1788.2 | 0 | 0 | 0 | 124712 | 0
2239 | 90.455 | 94.1435 | 94.1435 | 91.6449 | 90.455 | 1792.65 | 170404.5339 | 32563.8 | 14771.3015 | 0 | 0
2240 | 181.636 | 189.0425 | 189.0425 | 184.0254 | 181.636 | 1713.5 | 327034.5913 | 65388.96 | 29661.1588 | 0 | 0
2241 | 1303.888 | 936.238 | 936.238 | 911.3908 | 911.3908 | 1804.45 | 1729035.0596 | 328100.6889 | 148830.118 | 719447.3632 | 0
2242 | 1593.999 | 1658.9972 | 1658.9972 | 1614.9683 | 1593.999 | 1812.3 | 3043841.4617 | 573839.64 | 260300.0367 | 0 | 227213.6655
2243 | 1722.687 | 1792.9327 | 1792.9327 | 1745.3492 | 1722.687 | 1730.5 | 3145365.5932 | 620167.32 | 281314.7871 | 0 | 464264.1465
2244 | 1824.597 | 1898.9982 | 1898.9982 | 1848.5998 | 1824.597 | 1681.3 | 3235793.8233 | 656854.92 | 297956.6901 | 0 | 581499.0639
2245 | 1538.349 | 1601.0779 | 1601.0779 | 1558.5862 | 1538.349 | 1538.5 | 2500063.3469 | 553805.64 | 251212.3917 | 0 | 709948.0635
2246 | 1462.819 | 1522.4681 | 1522.4681 | 1482.0626 | 1462.819 | 1732.4 | 2677689.3577 | 526614.84 | 238878.3427 | 0 | 391450.3644
2247 | 1763.062 | 1834.954 | 1834.954 | 1786.2553 | 1763.062 | 1751.45 | 3250790.6336 | 634702.32 | 287908.0246 | 0 | 438209.0601
2248 | 1727.078 | 1797.5027 | 1797.5027 | 1749.798 | 1727.078 | 1792.25 | 3257697.0803 | 621748.08 | 282031.8374 | 0 | 358800.4545
2249 | 1726.744 | 286.887 | 286.887 | 279.2732 | 279.2732 | 1898.8 | 556650.3788 | 100538.3434 | 45605.3097 | 2653214.0201 | 27282.8116
2250 | 1440.062 | 55.4182 | 55.4182 | 53.9475 | 53.9475 | 1893.5 | 107128.1602 | 19421.0899 | 8809.6222 | 2540747.9299 | 5546.2005
2251 | 1485.876 | 1546.4653 | 1546.4653 | 1505.4229 | 1485.876 | 1894.45 | 2949802.7876 | 534915.36 | 242643.5508 | 0 | 156834.2118
2252 | 1420 | 1477.903 | 1477.903 | 1438.6803 | 1420 | 1886 | 2810350.5019 | 511200 | 231886 | 0 | 161880
2253 | 1555.2 | 1618.6161 | 1618.6161 | 1575.6589 | 1555.2 | 1871.55 | 3061858.903 | 559872 | 253964.16 | 0 | 199765.44
2254 | 1828.8 | 1903.3726 | 1903.3726 | 1852.8581 | 1828.8 | 1857.7 | 3587782.2817 | 658368 | 298643.04 | 0 | 255571.2269
2255 | 1337.6 | 1392.143 | 1392.143 | 1355.1963 | 1337.6 | 1835.65 | 2589994.1798 | 481536 | 218430.08 | 0 | 219834.56
2256 | 1448.8 | 0 | 0 | 0 | 0 | 1816.15 | 0 | 0 | 0 | 2655650.4 | 0
2257 | 1088.8 | 0 | 0 | 0 | 0 | 1797.8 | 0 | 0 | 0 | 1295672 | 0
2258 | 1398.4 | 0 | 0 | 0 | 0 | 1778.4 | 0 | 0 | 0 | 1664096 | 0
2259 | 1239.2 | 0 | 0 | 0 | 0 | 1773.15 | 0 | 0 | 0 | 1474648 | 0
2260 | 1181.6 | 0 | 0 | 0 | 0 | 1680.1 | 0 | 0 | 0 | 1406104 | 0
2261 | 1463.2 | 0 | 0 | 0 | 0 | 1680.9 | 0 | 0 | 0 | 1741208 | 0
2262 | 1187.2 | 0 | 0 | 0 | 0 | 1686.2 | 0 | 0 | 0 | 1412768 | 0
2263 | 1184.8 | 326.4147 | 326.4147 | 317.7518 | 317.7518 | 1718.7 | 574389.3536 | 114390.6463 | 51888.8682 | 1589299.3591 | 86285.3994
2264 | 1603.456 | 1274.6144 | 1274.6144 | 1240.7868 | 1240.7868 | 1807.5 | 2358120.4625 | 446683.2443 | 202620.4828 | 664772.6623 | 230572.8425
2265 | 1609.349 | 1674.9731 | 1674.9731 | 1630.5202 | 1609.349 | 1849.05 | 3124231.8848 | 579365.64 | 262806.6917 | 0 | 242931.2316
2266 | 1528.207 | 1590.5224 | 1590.5224 | 1548.3108 | 1528.207 | 1812.3 | 2910158.7374 | 550154.52 | 249556.2031 | 0 | 286844.4539
2267 | 1584.409 | 1649.0161 | 1649.0161 | 1605.2521 | 1584.409 | 1754.5 | 2937157.5725 | 570387.24 | 258733.9897 | 0 | 388972.4095
2268 | 1411.614 | 1469.1751 | 1469.1751 | 1430.184 | 1411.614 | 1716.45 | 2554882.7341 | 508181.04 | 230516.5662 | 0 | 400263.1497
2269 | 1807.633 | 1881.3425 | 1881.3425 | 1831.4127 | 1807.633 | 1441.3 | 2745876.777 | 650747.88 | 295186.4689 | 0 | 1009924.5571
2270 | 1580.825 | 1645.286 | 1645.286 | 1601.621 | 1580.825 | 1742.8 | 2906713.4829 | 569097 | 258148.7225 | 0 | 406588.19
2271 | 1109.428 | 1154.6669 | 1154.6669 | 1124.0227 | 1109.428 | 1782.95 | 2085410.8581 | 399394.08 | 181169.5924 | 0 | 240801.3474
2272 | 1562.899 | 1626.629 | 1626.629 | 1583.4592 | 1562.899 | 1802.35 | 2965786.4405 | 562643.64 | 255221.4067 | 0 | 308906.9874
2273 | 1288.141 | 1084.0523 | 1084.0523 | 1055.2821 | 1055.2821 | 1853.7 | 2052717.5546 | 379901.5688 | 172327.5727 | 426830.2987 | 149036.6878
2274 | 1690.754 | 220.2076 | 220.2076 | 214.3634 | 214.3634 | 1887.6 | 424806.0378 | 77170.8116 | 35005.5376 | 2706224.0331 | 23259.3816
2275 | 1651.22 | 1718.5515 | 1718.5515 | 1672.942 | 1651.22 | 1843.45 | 3210103.3152 | 594439.2 | 269644.226 | 0 | 258498.491
2276 | 1392.8 | 1449.5939 | 1449.5939 | 1411.1225 | 1392.8 | 1886 | 2762842.8742 | 501408 | 227444.24 | 0 | 158779.2
2277 | 1446.4 | 1505.3796 | 1505.3796 | 1465.4276 | 1446.4 | 1871.55 | 2849930.9851 | 520704 | 236197.12 | 0 | 185790.08
2278 | 1270.4 | 1322.2028 | 1322.2028 | 1287.1123 | 1270.4 | 1857.7 | 2488558.6546 | 457344 | 207456.32 | 0 | 180777.92
2279 | 1509.6 | 1571.1566 | 1571.1566 | 1529.459 | 1509.6 | 1835.65 | 2921675.1287 | 543456 | 246517.68 | 0 | 248102.76
2280 | 1620 | 0 | 0 | 0 | 0 | 1816.15 | 0 | 0 | 0 | 2969460 | 0
2281 | 1519.2 | 0 | 0 | 0 | 0 | 1791.9 | 0 | 0 | 0 | 2784693.6 | 0
2282 | 1356.8 | 0 | 0 | 0 | 0 | 1788.4 | 0 | 0 | 0 | 2487014.4 | 0
2283 | 1847.2 | 0 | 0 | 0 | 0 | 1784.05 | 0 | 0 | 0 | 3385917.6 | 0
2284 | 1688 | 0 | 0 | 0 | 0 | 1782.1 | 0 | 0 | 0 | 3094104 | 0
2285 | 1469.6 | 0 | 0 | 0 | 0 | 1782.9 | 0 | 0 | 0 | 2693776.8 | 0
2286 | 1407.2 | 0 | 0 | 0 | 0 | 1788.2 | 0 | 0 | 0 | 2579397.6 | 0
2287 | 1298.407 | 833.0877 | 833.0877 | 810.978 | 810.978 | 1798.55 | 1535161.0282 | 291952.0833 | 132432.7089 | 893457.3402 | 40545.8415
2288 | 341.456 | 355.3795 | 355.3795 | 345.9479 | 341.456 | 1818.4 | 653230.7568 | 122924.16 | 55759.7648 | 0 | 62008.4096
2289 | 276.424 | 287.6957 | 287.6957 | 280.0604 | 276.424 | 1859.95 | 539578.8015 | 99512.64 | 45140.0392 | 0 | 38713.1812
2290 | 284.243 | 497.4632 | 295.8325 | 484.2608 | 284.243 | 1874.65 | 560685.1743 | 102327.48 | 46416.8819 | 0 | 35629.8601
2291 | 269.004 | 1716.1025 | 279.9721 | 1670.5581 | 269.004 | 1792.5 | 509547.415 | 96841.44 | 43928.3532 | 0 | 55818.33
2292 | 333.853 | 1416.1142 | 347.4665 | 1378.5313 | 333.853 | 1754.35 | 618049.3078 | 120187.08 | 54518.1949 | 0 | 82010.9894
2293 | 211.973 | 983.7214 | 220.6166 | 957.614 | 211.973 | 1676 | 373631.9878 | 76310.28 | 34615.1909 | 0 | 68679.252
2294 | 211.252 | 2305.0968 | 219.8651 | 2243.9208 | 211.252 | 1669.9 | 370352.4916 | 76050.72 | 34497.4516 | 0 | 69734.2852
2295 | 343.658 | 2580.8777 | 357.6713 | 2512.3826 | 343.658 | 1771.95 | 641737.1075 | 123716.88 | 56119.3514 | 0 | 78371.2069
2296 | 393.167 | 1373.2176 | 409.1991 | 1336.7731 | 393.167 | 1819.85 | 753113.4365 | 141540.12 | 64204.1711 | 0 | 70829.0351
2297 | 317.159 | 1121.3371 | 330.0917 | 1091.5774 | 317.159 | 1904.7 | 633508.3952 | 114177.24 | 51792.0647 | 0 | 30225.2527
2298 | 348.83 | 363.0542 | 363.0542 | 353.4189 | 348.83 | 1893.5 | 693818.9217 | 125578.8 | 56963.939 | 0 | 37150.395
2299 | 281.691 | 293.1775 | 293.1775 | 285.3967 | 281.691 | 1894.45 | 559481.1127 | 101408.76 | 46000.1403 | 0 | 29732.4851
2300 | 266.4 | 277.2629 | 277.2629 | 269.9045 | 266.4 | 1880.1 | 525180.5767 | 95904 | 43503.12 | 0 | 31941.36
2301 | 309.6 | 322.2245 | 322.2245 | 313.6728 | 309.6 | 1787.05 | 579721.4562 | 111456 | 50557.68 | 0 | 65929.32
2302 | 292 | 303.9068 | 303.9068 | 295.8413 | 292 | 1857.7 | 568536.0259 | 105120 | 47683.6 | 0 | 41551.6
2303 | 243.2 | 253.1169 | 253.1169 | 246.3993 | 243.2 | 1835.65 | 469503.2183 | 87552 | 39714.56 | 0 | 39969.92
2304 | 139.2 | 144.8761 | 144.8761 | 141.0312 | 139.2 | 1816.15 | 265829.9664 | 50112 | 22731.36 | 0 | 25591.92
2305 | 142.4 | 148.2066 | 148.2066 | 144.2733 | 142.4 | 1798.2 | 269788.4979 | 51264 | 23253.92 | 0 | 28736.32
2306 | 124 | 129.0563 | 129.0563 | 125.6312 | 124 | 1796.5 | 234425.1951 | 44640 | 20249.2 | 0 | 25234
2307 | 118.4 | 123.228 | 123.228 | 119.9576 | 118.4 | 1792.9 | 223339.9047 | 42624 | 19334.72 | 0 | 24520.64
2308 | 115.2 | 119.8975 | 119.8975 | 116.7155 | 115.2 | 1790.7 | 217184.8601 | 41472 | 18812.16 | 0 | 24111.36
2309 | 101.6 | 105.7429 | 105.7429 | 102.9366 | 101.6 | 1777.9 | 190246.1433 | 36576 | 16591.28 | 0 | 22565.36
2310 | 99.2 | 103.2451 | 103.2451 | 100.505 | 99.2 | 1785.55 | 186591.6895 | 35712 | 16199.36 | 0 | 21273.44
2311 | 81.795 | 85.1303 | 85.1303 | 82.871 | 81.795 | 1762.2 | 151672.2774 | 29446.2 | 13357.1235 | 0 | 19450.851
2312 | 89.489 | 93.1381 | 93.1381 | 90.6662 | 89.489 | 1695.65 | 159818.4083 | 32216.04 | 14613.5537 | 0 | 27235.9771
2313 | 89.121 | 1122.4372 | 92.7561 | 1092.6483 | 89.121 | 1740.35 | 163579.1353 | 32083.56 | 14553.4593 | 0 | 23140.2677
2314 | 88.082 | 3331.7763 | 91.6737 | 3243.3528 | 88.082 | 1709.25 | 159216.2168 | 31709.52 | 14383.7906 | 0 | 25609.8415
2315 | 84.446 | 3844.6399 | 87.8894 | 3742.6052 | 84.446 | 1445.85 | 129324.5636 | 30400.56 | 13790.0318 | 0 | 46795.7509
2316 | 92.13 | 2533.334 | 95.8868 | 2466.1007 | 92.13 | 1578.35 | 153561.1071 | 33166.8 | 15044.829 | 0 | 38846.6145
2317 | 88.264 | 827.3749 | 91.8631 | 805.4168 | 88.264 | 1429.15 | 132646.467 | 31775.04 | 14413.5112 | 0 | 50385.5044
2318 | 92.708 | 1019.5148 | 96.4883 | 992.4574 | 92.708 | 1591.15 | 155604.534 | 33374.88 | 15139.2164 | 0 | 37903.6658
2319 | 86.801 | 984.9214 | 90.3405 | 958.7821 | 86.801 | 1540.75 | 141250.3563 | 31248.36 | 14174.6033 | 0 | 39863.3593
2320 | 98.247 | 173.1186 | 102.2532 | 168.5242 | 98.247 | 1740.3 | 180153.3617 | 35368.92 | 16043.7351 | 0 | 25514.7459
2321 | 88.18 | 481.838 | 91.7757 | 469.0503 | 88.18 | 1828.1 | 169476.6603 | 31744.8 | 14399.794 | 0 | 15158.142
2322 | 94.896 | 98.7656 | 98.7656 | 96.1444 | 94.896 | 1813.6 | 180800.0279 | 34162.56 | 15496.5168 | 0 | 17688.6144
2323 | 102.069 | 106.231 | 106.231 | 103.4117 | 102.069 | 1869 | 200344.305 | 36744.84 | 16667.8677 | 0 | 13371.039
2324 | 104.8 | 109.0734 | 109.0734 | 106.1787 | 104.8 | 1852.2 | 203903.5988 | 37728 | 17113.84 | 0 | 15489.44
2325 | 103.2 | 107.4082 | 107.4082 | 104.5576 | 103.2 | 1797.2 | 194272.5495 | 37152 | 16852.56 | 0 | 20928.96
2326 | 111.2 | 115.7344 | 115.7344 | 112.6629 | 111.2 | 1842.65 | 214469.6246 | 40032 | 18158.96 | 0 | 17497.32
2327 | 101.6 | 105.7429 | 105.7429 | 102.9366 | 101.6 | 1827.2 | 195051.7177 | 36576 | 16591.28 | 0 | 17556.48
2328 | 107.2 | 111.5713 | 111.5713 | 108.6102 | 107.2 | 1809.75 | 204254.1928 | 38592 | 17505.76 | 0 | 20394.8
2329 | 96.8 | 100.7472 | 100.7472 | 98.0734 | 96.8 | 1778.3 | 181622.3314 | 34848 | 15807.44 | 0 | 21460.56
2330 | 103.2 | 107.4082 | 107.4082 | 104.5576 | 103.2 | 1780.5 | 193951.3506 | 37152 | 16852.56 | 0 | 22652.4
2331 | 100 | 104.0777 | 104.0777 | 101.3155 | 100 | 1776.15 | 187442.3188 | 36000 | 16330 | 0 | 22385
2332 | 101.6 | 105.7429 | 105.7429 | 102.9366 | 101.6 | 1773.9 | 190295.302 | 36576 | 16591.28 | 0 | 22971.76
2333 | 96 | 99.9146 | 99.9146 | 97.2629 | 96 | 1737.85 | 176228.6092 | 34560 | 15676.8 | 0 | 25166.4
2334 | 101.6 | 105.7429 | 105.7429 | 102.9366 | 101.6 | 1709.25 | 183353.1151 | 36576 | 16591.28 | 0 | 29540.2
2335 | 90.638 | 94.3339 | 94.3339 | 91.8304 | 90.638 | 1713.25 | 163812.1734 | 32629.68 | 14801.1854 | 0 | 25990.4465
2336 | 142.371 | 148.1764 | 148.1764 | 144.2439 | 142.371 | 1493.3 | 224104.754 | 51253.56 | 23249.1843 | 0 | 72139.3857
2337 | 876.805 | 2060.3727 | 912.5593 | 2005.6916 | 876.805 | 1376.85 | 1273610.8949 | 315649.8 | 143182.2565 | 0 | 546381.0358
2338 | 1186.13 | 2438.028 | 1234.4966 | 2373.324 | 1186.13 | 1248.4 | 1562416.1004 | 427006.8 | 193695.029 | 0 | 891495.308
2339 | 1409.196 | 2612.3643 | 1466.6585 | 2543.0336 | 1409.196 | 1330.55 | 1982823.5095 | 507310.56 | 230121.7068 | 0 | 943386.2622
2340 | 1645.065 | 4159.0492 | 1712.1455 | 4048.6703 | 1645.065 | 1397.2 | 2435031.1515 | 592223.4 | 268639.1145 | 0 | 991645.182
2341 | 1551.507 | 2187.437 | 1614.7725 | 2129.3836 | 1551.507 | 742.65 | 1219554.5227 | 558542.52 | 253361.0931 | 0 | 1950787.3265
2342 | 1454.836 | 2765.4147 | 1514.1595 | 2692.0221 | 1454.836 | 301.3 | 463632.3836 | 523740.96 | 237574.7188 | 0 | 2471329.9132
2343 | 1456.702 | 1766.2513 | 1516.1016 | 1719.376 | 1456.702 | 1239.25 | 1903526.92 | 524412.72 | 237879.4366 | 0 | 1108186.0465
2344 | 1631.387 | 845.6634 | 845.6634 | 823.22 | 823.22 | 1096.15 | 950019.1426 | 296359.1866 | 134431.8199 | 1481370.1792 | 718277.8449
2345 | 1631.553 | 972.6299 | 972.6299 | 946.8168 | 946.8168 | 1559.75 | 1551156.0119 | 340854.0427 | 154615.181 | 1255121.4818 | 402388.5
2346 | 1765.931 | 191.5581 | 191.5581 | 186.4742 | 186.4742 | 1715.7 | 336057.9314 | 67130.7278 | 30451.244 | 2895144.2341 | 51177.1273
2347 | 1730.86 | 1801.4389 | 1801.4389 | 1753.6297 | 1730.86 | 1844.05 | 3351854.143 | 623109.6 | 282649.438 | 0 | 193600.8526
2348 | 1846.4 | 1921.6903 | 1921.6903 | 1870.6897 | 1846.4 | 1844.15 | 3582903.5624 | 664704 | 301517.12 | 0 | 279907.0675
2349 | 1725.6 | 1795.9644 | 1795.9644 | 1748.3005 | 1725.6 | 1828.65 | 3315843.4057 | 621216 | 281790.48 | 0 | 295681.56
2350 | 1554.4 | 1617.7834 | 1617.7834 | 1574.8484 | 1554.4 | 1821.45 | 2975840.7544 | 559584 | 253833.52 | 0 | 277538.12
2351 | 1998.4 | 2079.8883 | 2079.8883 | 2024.6892 | 1998.4 | 1806 | 3794810.9918 | 719424 | 326338.72 | 0 | 348424.582
2352 | 1700.8 | 0 | 0 | 0 | 0 | 1789.85 | 0 | 0 | 0 | 3117566.4 | 0
2353 | 1940.8 | 0 | 0 | 0 | 0 | 1791.9 | 0 | 0 | 0 | 2309552 | 0
2354 | 1621.6 | 0 | 0 | 0 | 0 | 1703.9 | 0 | 0 | 0 | 1929704 | 0
2355 | 1272.8 | 0 | 0 | 0 | 0 | 1682.05 | 0 | 0 | 0 | 1514632 | 0
2356 | 1277.6 | 0 | 0 | 0 | 0 | 1697.6 | 0 | 0 | 0 | 1520344 | 0
2357 | 1742.4 | 0 | 0 | 0 | 0 | 1680.9 | 0 | 0 | 0 | 2073456 | 0
2358 | 1696 | 0 | 0 | 0 | 0 | 1731.3 | 0 | 0 | 0 | 2018240 | 0
2359 | 1093.028 | 891.4482 | 891.4482 | 867.7897 | 867.7897 | 1798.55 | 1643129.8056 | 312404.2815 | 141710.0532 | 412861.8575 | 71190.214
2360 | 1153.367 | 1200.3976 | 1200.3976 | 1168.5397 | 1153.367 | 1716.4 | 2081664.1407 | 415212.12 | 188344.8311 | 0 | 327094.8812
2361 | 1724.16 | 1794.4657 | 1794.4657 | 1746.8416 | 1724.16 | 1826.45 | 3311932.734 | 620697.6 | 281555.328 | 0 | 299227.968
2362 | 2138.256 | 2225.4472 | 2225.4472 | 2166.3851 | 2138.256 | 1868.75 | 4224045.8346 | 769772.16 | 349177.2048 | 0 | 280646.1
2363 | 1900.048 | 1977.5259 | 1977.5259 | 1925.0434 | 1900.048 | 1727 | 3470749.6522 | 684017.28 | 310277.8384 | 0 | 518713.104
2364 | 2133.191 | 2220.1757 | 2220.1757 | 2161.2534 | 2133.191 | 1719.95 | 3874602.9446 | 767948.76 | 348350.0903 | 0 | 597400.1396
2365 | 1700.026 | 1936.0769 | 1769.3476 | 1884.6945 | 1700.026 | 1706 | 3051639.3927 | 612009.36 | 277614.2458 | 0 | 499807.644
2366 | 1540.681 | 1699.499 | 1603.505 | 1654.3952 | 1540.681 | 1742.8 | 2829473.142 | 554645.16 | 251593.2073 | 0 | 396263.1532
2367 | 1354.534 | 2259.874 | 1409.7686 | 2199.8982 | 1354.534 | 1858.55 | 2654092.3451 | 487632.24 | 221195.4022 | 0 | 191598.8343
2368 | 1652.807 | 2433.5786 | 1720.2032 | 2368.9928 | 1652.807 | 1904.35 | 3306583.2645 | 595010.52 | 269903.3831 | 0 | 158090.9896
2369 | 1811.042 | 1308.9975 | 1308.9975 | 1274.2574 | 1274.2574 | 1904.7 | 2540606.7183 | 458732.6579 | 208086.2307 | 983926.2026 | 117227.7676
2370 | 1517.038 | 236.2657 | 236.2657 | 229.9953 | 229.9953 | 1893.5 | 456016.9878 | 82798.321 | 37558.2384 | 2359149.2027 | 23645.556
2371 | 1866.297 | 1942.3986 | 1942.3986 | 1890.8484 | 1866.297 | 1894.45 | 3704048.8162 | 671866.92 | 304766.3001 | 0 | 130188.642
2372 | 1745.6 | 1816.78 | 1816.78 | 1768.5636 | 1745.6 | 1886 | 3455994.8611 | 628416 | 285056.48 | 0 | 198998.4
2373 | 2057.6 | 2093.1229 | 2093.1229 | 2037.5725 | 2037.5725 | 1871.55 | 4001402.9303 | 733526.1078 | 332735.5928 | 68053.3712 | 230696.5854
2374 | 1675.2 | 1743.5093 | 1743.5093 | 1697.2375 | 1675.2 | 1857.7 | 3266259.0077 | 603072 | 273560.16 | 0 | 238380.96
2375 | 1663.2 | 1731.02 | 1731.02 | 1685.0796 | 1663.2 | 1835.65 | 3208107.555 | 598752 | 271600.56 | 0 | 273346.92
2376 | 1429.6 | 0 | 0 | 0 | 0 | 1816.15 | 0 | 0 | 0 | 2620456.8 | 0
2377 | 1479.2 | 0 | 0 | 0 | 0 | 1797.3 | 0 | 0 | 0 | 1760248 | 0
2378 | 1613.6 | 0 | 0 | 0 | 0 | 1788.4 | 0 | 0 | 0 | 1920184 | 0
2379 | 1020.8 | 0 | 0 | 0 | 0 | 1784.05 | 0 | 0 | 0 | 1214752 | 0
2380 | 1254.4 | 0 | 0 | 0 | 0 | 1782.1 | 0 | 0 | 0 | 1492736 | 0
2381 | 1267.2 | 0 | 0 | 0 | 0 | 1782.9 | 0 | 0 | 0 | 1507968 | 0
2382 | 1392 | 0 | 0 | 0 | 0 | 1788.2 | 0 | 0 | 0 | 1656480 | 0
2383 | 1293.522 | 793.5985 | 793.5985 | 772.5369 | 772.5369 | 1798.55 | 1460138.2723 | 278113.2756 | 126155.272 | 954965.7311 | 73502.4572
2384 | 650.269 | 676.7849 | 676.7849 | 658.8234 | 650.269 | 1806.6 | 1239080.5837 | 234096.84 | 106188.9277 | 0 | 125762.0246
2385 | 1468.701 | 1528.5899 | 1528.5899 | 1488.022 | 1468.701 | 1855.45 | 2872147.8359 | 528732.36 | 239838.8733 | 0 | 212300.7295
2386 | 1476.864 | 1537.0858 | 1537.0858 | 1496.2924 | 1476.864 | 1772.65 | 2768950.5442 | 531671.04 | 241171.8912 | 0 | 335765.0304
2387 | 1368.496 | 1793.4489 | 1424.2978 | 1745.8517 | 1368.496 | 1664.5 | 2417151.8318 | 492658.56 | 223475.3968 | 0 | 459130.408
2388 | 1103.419 | 2065.0573 | 1148.4129 | 2010.2518 | 1103.419 | 1521.6 | 1774667.606 | 397230.84 | 180188.3227 | 0 | 527875.6496
2389 | 1738.664 | 2052.4649 | 1809.5601 | 1997.9936 | 1738.664 | 1441.3 | 2644049.225 | 625919.04 | 283923.8312 | 0 | 971391.5768
2390 | 1353.651 | 3135.8157 | 1408.8485 | 3052.5929 | 1353.651 | 1464.2 | 2097572.7375 | 487314.36 | 221051.2083 | 0 | 725286.2058
2391 | 1671.773 | 3242.8398 | 1739.9425 | 3156.7766 | 1671.773 | 1622.95 | 2876100.0397 | 601838.28 | 273000.5309 | 0 | 630342.0096
2392 | 1643.7 | 2393.8293 | 1710.7248 | 2330.2984 | 1643.7 | 1757.85 | 3050163.5095 | 591732 | 268416.21 | 0 | 398021.955
2393 | 1554.145 | 1287.1776 | 1287.1776 | 1253.0166 | 1253.0166 | 1848.7 | 2439692.2135 | 451085.9708 | 204617.6084 | 551968.3836 | 183010.3618
2394 | 1624.376 | 234.0114 | 234.0114 | 227.8008 | 227.8008 | 1860 | 445693.9197 | 82008.3032 | 37199.8775 | 2559922.2643 | 30786.7
2395 | 1597.412 | 1662.5493 | 1662.5493 | 1618.4262 | 1597.412 | 1894.45 | 3183816.3673 | 575068.32 | 260857.3796 | 0 | 168606.8366
2396 | 1305.6 | 1358.8382 | 1358.8382 | 1322.7754 | 1305.6 | 1886 | 2589916.8686 | 470016 | 213204.48 | 0 | 148838.4
2397 | 1634.4 | 1701.0456 | 1701.0456 | 1655.9008 | 1634.4 | 1865.65 | 3198686.1642 | 588384 | 266897.52 | 0 | 219581.64
2398 | 1851.2 | 1926.686 | 1926.686 | 1875.5528 | 1851.2 | 1857.7 | 3606313.1755 | 666432 | 302300.96 | 0 | 255571.2269
2399 | 1613.6 | 1679.3974 | 1679.3974 | 1634.8271 | 1613.6 | 1835.65 | 3116116.7005 | 580896 | 263500.88 | 0 | 265195.16
2400 | 1363.2 | 0 | 0 | 0 | 0 | 1816.15 | 0 | 0 | 0 | 2498745.6 | 0
2401 | 1245.6 | 0 | 0 | 0 | 0 | 1786 | 0 | 0 | 0 | 1482264 | 0
2402 | 1235.2 | 0 | 0 | 0 | 0 | 1686.4 | 0 | 0 | 0 | 1469888 | 0
2403 | 1324 | 0 | 0 | 0 | 0 | 1682.05 | 0 | 0 | 0 | 1575560 | 0
2404 | 1393.6 | 0 | 0 | 0 | 0 | 1674.3 | 0 | 0 | 0 | 1658384 | 0
2405 | 1192 | 0 | 0 | 0 | 0 | 1680.9 | 0 | 0 | 0 | 1418480 | 0
2406 | 1108 | 0 | 0 | 0 | 0 | 1686.2 | 0 | 0 | 0 | 1318520 | 0
2407 | 1071.458 | 0 | 0 | 0 | 0 | 1696.55 | 0 | 0 | 0 | 1963982.514 | 0
2408 | 700.377 | 0 | 0 | 0 | 0 | 1685.8 | 0 | 0 | 0 | 1283791.041 | 0
2409 | 1179.725 | 249.546 | 249.546 | 242.9232 | 242.9232 | 1752.15 | 450086.7964 | 87452.3505 | 39669.3579 | 1717157.707 | 0
2410 | 1627.857 | 1598.0493 | 1598.0493 | 1555.6379 | 1555.6379 | 1724.65 | 2841494.6617 | 560029.6519 | 254035.6727 | 132377.5699 | 160108.8659
2411 | 1504.309 | 1565.6499 | 1565.6499 | 1524.0984 | 1504.309 | 1727 | 2755707.0057 | 541551.24 | 245653.6597 | 0 | 410676.357
2412 | 1607.655 | 1673.21 | 1673.21 | 1628.8039 | 1607.655 | 1623.95 | 2757092.3376 | 578755.8 | 262530.0615 | 0 | 604558.6628
2413 | 1708.11 | 1882.1584 | 1777.7612 | 1832.207 | 1708.11 | 1441.3 | 2596595.512 | 614919.6 | 278934.363 | 0 | 954321.057
2414 | 1747.615 | 1818.8771 | 1818.8771 | 1770.6051 | 1747.615 | 1464.2 | 2702838.4674 | 629141.4 | 285385.5295 | 0 | 936372.117
2415 | 1656.806 | 1724.3652 | 1724.3652 | 1678.6015 | 1656.806 | 1580.45 | 2767683.8083 | 596450.16 | 270556.4198 | 0 | 695112.9573
2416 | 1940.668 | 1195.3915 | 1195.3915 | 1163.6664 | 1163.6664 | 1684.05 | 2064467.3708 | 418919.916 | 190026.7286 | 1424243.8716 | 354917.3773
2417 | 1471.768 | 1235.9089 | 1235.9089 | 1203.1086 | 1203.1086 | 1847.8 | 2339626.3624 | 433119.0827 | 196467.6284 | 492452.7477 | 176766.4498
2418 | 1831.384 | 218.3071 | 218.3071 | 212.5133 | 212.5133 | 1860 | 416402.5318 | 76504.8039 | 34703.4291 | 2967389.9121 | 28720.72
2419 | 1741.725 | 1812.747 | 1812.747 | 1764.6376 | 1741.725 | 1894.45 | 3471538.474 | 627021 | 284423.6925 | 0 | 146991.6743
2420 | 1332.8 | 1387.1473 | 1387.1473 | 1350.3332 | 1332.8 | 1880.1 | 2633555.4384 | 479808 | 217646.24 | 0 | 159802.72
2421 | 1913.6 | 1991.6305 | 1991.6305 | 1938.7737 | 1913.6 | 1838.05 | 3694956.154 | 688896 | 312490.88 | 0 | 290862.6859
2422 | 1916 | 1994.1283 | 1994.1283 | 1941.2053 | 1916 | 1857.7 | 3736210.5339 | 689760 | 312882.8 | 0 | 255571.2269
2423 | 1797.6 | 1870.9004 | 1870.9004 | 1821.2477 | 1797.6 | 1835.65 | 3472130.1098 | 647136 | 293548.08 | 0 | 295173.093
2424 | 1308 | 0 | 0 | 0 | 0 | 1816.15 | 0 | 0 | 0 | 2397564 | 0
2425 | 1379.2 | 0 | 0 | 0 | 0 | 1786 | 0 | 0 | 0 | 1641248 | 0
2426 | 1590.4 | 0 | 0 | 0 | 0 | 1686.4 | 0 | 0 | 0 | 1892576 | 0
2427 | 1549.6 | 0 | 0 | 0 | 0 | 1676.25 | 0 | 0 | 0 | 1844024 | 0
2428 | 934.4 | 0 | 0 | 0 | 0 | 1667.1 | 0 | 0 | 0 | 1111936 | 0
2429 | 1459.2 | 0 | 0 | 0 | 0 | 1675.1 | 0 | 0 | 0 | 1736448 | 0
2430 | 1591.2 | 0 | 0 | 0 | 0 | 1683.3 | 0 | 0 | 0 | 1893528 | 0
2431 | 966.93 | 374.3903 | 374.3903 | 364.4542 | 364.4542 | 1714.05 | 658731.6693 | 131203.5102 | 59515.37 | 1104338.1507 | 100603.7869
2432 | 1477.577 | 1438.4815 | 1438.4815 | 1400.305 | 1400.305 | 1689.5 | 2502955.0295 | 504109.81 | 228669.8111 | 141639.5249 | 419724.585
2433 | 1354.983 | 1410.2349 | 1410.2349 | 1372.808 | 1354.983 | 1713.45 | 2455284.9414 | 487793.88 | 221268.7239 | 0 | 388270.3786
2434 | 1698.036 | 1767.2765 | 1767.2765 | 1720.3739 | 1698.036 | 1719.65 | 3093336.8947 | 611292.96 | 277289.2788 | 0 | 476044.3926
2435 | 1687.35 | 1756.1547 | 1756.1547 | 1709.5473 | 1687.35 | 1629.35 | 2912639.975 | 607446 | 275544.255 | 0 | 625416.2775
2436 | 1799.841 | 1873.2327 | 1873.2327 | 1823.5182 | 1799.841 | 1591.45 | 3029360.4263 | 647942.76 | 293914.0353 | 0 | 735325.0406
2437 | 1492.56 | 1815.0231 | 1553.4208 | 1766.8534 | 1492.56 | 1441.3 | 2271435.0449 | 537321.6 | 243735.048 | 0 | 833893.272
2438 | 1614.825 | 1680.6724 | 1680.6724 | 1636.0683 | 1614.825 | 1464.2 | 2494857.7902 | 581337 | 263700.9225 | 0 | 865223.235
2439 | 1802.673 | 2724.0355 | 1876.1802 | 2651.7411 | 1802.673 | 1483.25 | 2827774.2306 | 648962.28 | 294376.5009 | 0 | 931531.2728
2440 | 1703.159 | 1767.8583 | 1767.8583 | 1720.9403 | 1703.159 | 1691.85 | 3038499.4504 | 613137.24 | 278125.8647 | 0 | 511927.1298
2441 | 1953.342 | 695.4689 | 695.4689 | 677.0115 | 677.0115 | 1837.7 | 1308202.1872 | 243724.1558 | 110555.9851 | 2339513.7261 | 106070.5158
2442 | 1610.257 | 122.2403 | 122.2403 | 118.9961 | 118.9961 | 1837.5 | 230090.5725 | 42838.5906 | 19432.0607 | 2733481.2574 | 18666.7
2443 | 1843.247 | 1918.4087 | 1918.4087 | 1867.4952 | 1843.247 | 1888.55 | 3666693.4315 | 663568.92 | 301002.2351 | 0 | 131402.7821
2444 | 1636 | 1702.7108 | 1702.7108 | 1657.5218 | 1636 | 1829.1 | 3148116.4889 | 588960 | 267158.8 | 0 | 279592.4
2445 | 1706.4 | 1775.9815 | 1775.9815 | 1728.8479 | 1706.4 | 1820.5 | 3267679.6463 | 614304 | 278655.12 | 0 | 306298.8
2446 | 2003.2 | 2084.8841 | 2084.8841 | 2029.5524 | 2003.2 | 1857.7 | 3913056.1646 | 721152 | 327122.56 | 0 | 255571.2269
2447 | 1822.4 | 1896.7116 | 1896.7116 | 1846.3739 | 1822.4 | 1835.65 | 3527532.3075 | 656064 | 297597.92 | 0 | 295173.093
2448 | 1698.4 | 0 | 0 | 0 | 0 | 1815.15 | 0 | 0 | 0 | 3113167.2 | 0
2449 | 1377.6 | 0 | 0 | 0 | 0 | 1791.9 | 0 | 0 | 0 | 2525140.8 | 0
2450 | 1225.6 | 0 | 0 | 0 | 0 | 1686.4 | 0 | 0 | 0 | 2246524.8 | 0
2451 | 1188 | 0 | 0 | 0 | 0 | 1682.05 | 0 | 0 | 0 | 2177604 | 0
2452 | 1199.2 | 0 | 0 | 0 | 0 | 1677.2 | 0 | 0 | 0 | 2198133.6 | 0
2453 | 1212 | 0 | 0 | 0 | 0 | 1632.9 | 0 | 0 | 0 | 2221596 | 0
2454 | 1070.4 | 0 | 0 | 0 | 0 | 1641.7 | 0 | 0 | 0 | 1962043.2 | 0
2455 | 974.019 | 588.5624 | 588.5624 | 572.9423 | 572.9423 | 1693.65 | 1023327.9388 | 206259.2185 | 93561.4733 | 735173.6393 | 67682.2118
2456 | 196.406 | 204.4148 | 204.4148 | 198.9897 | 196.406 | 1633.25 | 338294.9876 | 70706.16 | 32073.0998 | 0 | 72031.9005
2457 | 173.54 | 288.5699 | 180.6154 | 280.9114 | 173.54 | 1709.95 | 313205.0763 | 62474.4 | 28339.082 | 0 | 50335.277
2458 | 0 | 1036.7823 | 0 | 1009.2667 | 0 | 1529.8 | 0 | 0 | 0 | 0 | 0
2459 | 0 | 1543.0255 | -0.0010408 | 1502.0744 | 0 | 1462.3 | 0 | 0 | 0 | 0 | 0
2460 | 0 | 879.8227 | -0.0010408 | 856.4727 | 0 | 1451.75 | 0 | 0 | 0 | 0 | 0
2461 | 0 | 1540.0312 | 0 | 1499.1596 | 0 | 1441.3 | 0 | 0 | 0 | 0 | 0
2462 | 267.984 | 2276.6441 | 278.9115 | 2216.2232 | 267.984 | 1464.2 | 414633.7979 | 96474.24 | 43761.7872 | 0 | 143585.8272
2463 | 256.129 | 3148.6256 | 266.5731 | 3065.0628 | 256.129 | 1553.1 | 419804.8061 | 92206.44 | 41825.8657 | 0 | 114464.0501
2464 | 126.647 | 2311.381 | 131.8113 | 2250.0382 | 126.647 | 1629.35 | 217577.3506 | 45592.92 | 20681.4551 | 0 | 46941.7105
2465 | 227.812 | 1231.1536 | 237.1014 | 1198.4795 | 227.812 | 1778.7 | 426119.8839 | 82012.32 | 37201.6996 | 0 | 50414.7956
2466 | 353.747 | 368.1717 | 368.1717 | 358.4006 | 353.747 | 1833.7 | 682893.3387 | 127348.92 | 57766.8851 | 0 | 58828.1261
2467 | 216.663 | 225.4978 | 225.4978 | 219.5132 | 216.663 | 1837.55 | 418448.7715 | 77998.68 | 35381.0679 | 0 | 35196.9043
2468 | 193.6 | 201.4944 | 201.4944 | 196.1468 | 193.6 | 1784 | 363134.6997 | 69696 | 31614.88 | 0 | 41817.6
2469 | 127.2 | 132.3868 | 132.3868 | 128.8733 | 127.2 | 1814.65 | 242345.9159 | 45792 | 20771.76 | 0 | 23576.52
2470 | 117.6 | 122.3954 | 122.3954 | 119.147 | 117.6 | 1857.7 | 229254.9947 | 42336 | 19204.08 | 0 | 16734.48
2471 | 128.8 | 134.0521 | 134.0521 | 130.4944 | 128.8 | 1835.65 | 248699.1897 | 46368 | 21033.04 | 0 | 21168.28
2472 | 140.8 | 146.5414 | 146.5414 | 142.6522 | 140.8 | 1816.15 | 269126.6088 | 50688 | 22992.64 | 0 | 25886.08
2473 | 108.8 | 113.2365 | 113.2365 | 110.2313 | 108.8 | 1792.3 | 205312.8967 | 39168 | 17767.04 | 0 | 22597.76
2474 | 100 | 104.0777 | 104.0777 | 101.3155 | 100 | 1694.5 | 178839.9132 | 36000 | 16330 | 0 | 30550
2475 | 89.6 | 93.2536 | 93.2536 | 90.7787 | 89.6 | 1685.1 | 159500.7818 | 32256 | 14631.68 | 0 | 28215.04
2476 | 99.2 | 103.2451 | 103.2451 | 100.505 | 99.2 | 1682.9 | 176219.8413 | 35712 | 16199.36 | 0 | 31456.32
2477 | 91.2 | 94.9188 | 94.9188 | 92.3997 | 91.2 | 1681.9 | 161760.4629 | 32832 | 14892.96 | 0 | 29010.72
2478 | 98.4 | 102.4124 | 102.4124 | 99.6945 | 98.4 | 1686.55 | 175014.79 | 35424 | 16068.72 | 0 | 30843.48
2479 | 64.271 | 66.8918 | 66.8918 | 65.1165 | 64.271 | 1738.8 | 117819.7619 | 23137.56 | 10495.4543 | 0 | 16787.5852
2480 | 44.716 | 46.5394 | 46.5394 | 45.3042 | 44.716 | 1660.65 | 78337.2382 | 16097.76 | 7302.1228 | 0 | 15174.3746
2481 | 503.248 | 1835.8876 | 523.7688 | 1787.1641 | 503.248 | 1695.25 | 898841.1659 | 181169.28 | 82180.3984 | 0 | 153364.828
2482 | 593.572 | 2671.0745 | 617.776 | 2600.1857 | 593.572 | 1638.95 | 1027347.2935 | 213685.92 | 96930.3076 | 0 | 214309.1706
2483 | 451.248 | 2009.9232 | 469.6484 | 1956.5809 | 451.248 | 1445.85 | 690104.5884 | 162449.28 | 73688.7984 | 0 | 250059.0792
2484 | 445.515 | 4099.8186 | 463.6817 | 3991.0116 | 445.515 | 1438.65 | 677164.8164 | 160385.4 | 72752.5995 | 0 | 250089.8453
2485 | 1718.709 | 2786.8152 | 1788.7924 | 2712.8546 | 1718.709 | 1429.15 | 2590734.7216 | 618735.24 | 280665.1797 | 0 | 981125.0326
2486 | 1825.482 | 2905.8717 | 1899.9193 | 2828.7515 | 1825.482 | 1553.8 | 2999539.6798 | 657173.52 | 298101.2106 | 0 | 814530.0684
2487 | 1311.2 | 2197.8646 | 1364.6665 | 2139.5344 | 1311.2 | 1730.6 | 2396216.0654 | 472032 | 214118.96 | 0 | 353237.28
2488 | 1571.2 | 1988.2937 | 1635.2685 | 1935.5255 | 1571.2 | 1743.8 | 2887540.0603 | 565632 | 256576.96 | 0 | 402541.44
2489 | 1255.2 | 1217.3987 | 1217.3987 | 1185.0896 | 1185.0896 | 1828.1 | 2275527.8853 | 426632.2556 | 193525.1315 | 128512.3652 | 196656.0066
2490 | 1663.487 | 210.0204 | 210.0204 | 204.4466 | 204.4466 | 1813.6 | 389668.4048 | 73600.7771 | 33386.1303 | 2674421.0478 | 36787.904
2491 | 1610.935 | 1676.6238 | 1676.6238 | 1632.1271 | 1610.935 | 1829.6 | 3091590.6383 | 579936.6 | 263065.6855 | 0 | 274503.324
2492 | 1180.8 | 1228.9492 | 1228.9492 | 1196.3336 | 1180.8 | 1753.2 | 2172749.3439 | 425088 | 192824.64 | 0 | 291421.44
2493 | 1295.2 | 1348.0141 | 1348.0141 | 1312.2385 | 1295.2 | 1771.7 | 2408657.8838 | 466272 | 211506.16 | 0 | 295694.16
2494 | 1408 | 1465.4137 | 1465.4137 | 1426.5224 | 1408 | 1842.65 | 2720244.1841 | 506880 | 229926.4 | 0 | 221548.8
2495 | 1508 | 1569.4914 | 1569.4914 | 1527.838 | 1508 | 1827.2 | 2895103.1886 | 542880 | 246256.4 | 0 | 260582.4
2496 | 1367.2 | 0 | 0 | 0 | 0 | 1809.75 | 0 | 0 | 0 | 2506077.6 | 0
2497 | 1770.4 | 0 | 0 | 0 | 0 | 1728.2 | 0 | 0 | 0 | 2106776 | 0
2498 | 1622.4 | 0 | 0 | 0 | 0 | 1768.7 | 0 | 0 | 0 | 1930656 | 0
2499 | 1314.4 | 0 | 0 | 0 | 0 | 1674.15 | 0 | 0 | 0 | 1564136 | 0
2500 | 1200.8 | 0 | 0 | 0 | 0 | 1666.1 | 0 | 0 | 0 | 1428952 | 0
2501 | 1348 | 0 | 0 | 0 | 0 | 1667.7 | 0 | 0 | 0 | 1604120 | 0
2502 | 1156 | 0 | 0 | 0 | 0 | 1669.6 | 0 | 0 | 0 | 1375640 | 0
2503 | 1375.182 | 403.1667 | 403.1667 | 392.4669 | 392.4669 | 1685.65 | 699619.2852 | 141288.0917 | 64089.8483 | 1801316.7389 | 119095.8984
2504 | 1228.928 | 1279.0397 | 1279.0397 | 1245.0947 | 1228.928 | 1605.65 | 2088870.8419 | 442414.08 | 200683.9424 | 0 | 484627.7568
2505 | 1763.437 | 1835.3443 | 1835.3443 | 1786.6353 | 1763.437 | 1499.05 | 2803494.845 | 634837.32 | 287969.2621 | 0 | 883393.7652
2506 | 1786.454 | 461.9248 | 461.9248 | 449.6656 | 449.6656 | 1510.4 | 721280.5711 | 161879.619 | 73430.3938 | 2450333.1219 | 212525.568
2507 | 1601.327 | 1734.4337 | 1666.624 | 1688.4028 | 1601.327 | 1539.9 | 2620210.4527 | 576477.72 | 261496.6991 | 0 | 736770.5527
2508 | 1886.909 | 1972.169 | 1963.8511 | 1919.8287 | 1886.909 | 1536.9 | 3082053.3509 | 679287.24 | 308132.2397 | 0 | 873827.5579
2509 | 1830.371 | 1905.0077 | 1905.0077 | 1854.4498 | 1830.371 | 1457.3 | 2837239.0267 | 658933.56 | 298899.5843 | 0 | 983544.4359
2510 | 1393.734 | 1682.3012 | 1450.565 | 1637.6538 | 1393.734 | 1395.6 | 2060908.0558 | 501744.24 | 227596.7622 | 0 | 842372.8296
2511 | 1534.199 | 1596.7587 | 1596.7587 | 1554.3816 | 1534.199 | 1572.3 | 2552464.4553 | 552311.64 | 250534.6967 | 0 | 656176.9123
2512 | 1641.378 | 1708.3081 | 1708.3081 | 1662.9706 | 1641.378 | 1638.15 | 2838054.4929 | 590896.08 | 268037.0274 | 0 | 593932.6293
2513 | 1522.665 | 1028.965 | 1028.965 | 1001.6568 | 1001.6568 | 1726.25 | 1822041.2205 | 360596.4649 | 163570.5631 | 955007.9448 | 264699.5513
2514 | 1554.326 | 836.1944 | 836.1944 | 814.0023 | 814.0023 | 1830.8 | 1561706.8955 | 293040.8198 | 132926.5719 | 1357013.3838 | 36053.4744
2515 | 1267.674 | 1319.3657 | 1319.3657 | 1284.3504 | 1267.674 | 1849.95 | 2462960.9768 | 456362.64 | 207011.1642 | 0 | 190214.4837
2516 | 1214.4 | 1263.9193 | 1263.9193 | 1230.3756 | 1214.4 | 1844.15 | 2357670.9688 | 437184 | 198311.52 | 0 | 189264.24
2517 | 1422.4 | 1480.4009 | 1480.4009 | 1441.1119 | 1422.4 | 1828.65 | 2736750.8324 | 512064 | 232277.92 | 0 | 243728.24
2518 | 1226.4 | 1276.4087 | 1276.4087 | 1242.5335 | 1226.4 | 1815.55 | 2339796.1973 | 441504 | 200271.12 | 0 | 226209.48
2519 | 1222.4 | 1272.2456 | 1272.2456 | 1238.4808 | 1222.4 | 1800.1 | 2313183.3614 | 440064 | 199617.92 | 0 | 244357.76
2520 | 1440.8 | 1499.5512 | 1499.5512 | 1459.7539 | 1440.8 | 1750.45 | 2652868.0376 | 518688 | 235282.64 | 0 | 7150.8552
2521 | 1159.2 | 0 | 0 | 0 | 0 | 1746.8 | 0 | 0 | 0 | 1379448 | 0
2522 | 1145.6 | 0 | 0 | 0 | 0 | 1683.5 | 0 | 0 | 0 | 1363264 | 0
2523 | 1368.8 | 0 | 0 | 0 | 0 | 1655.05 | 0 | 0 | 0 | 1628872 | 0
2524 | 864.8 | 0 | 0 | 0 | 0 | 1632.1 | 0 | 0 | 0 | 1029112 | 0
2525 | 943.2 | 0 | 0 | 0 | 0 | 1636.4 | 0 | 0 | 0 | 1122408 | 0
2526 | 1092 | 0 | 0 | 0 | 0 | 1676.1 | 0 | 0 | 0 | 1299480 | 0
2527 | 1156.517 | 1203.6761 | 1203.6761 | 1171.7311 | 1156.517 | 1696.55 | 2065647.4806 | 416346.12 | 188859.2261 | 0 | 350945.0836
2528 | 715.847 | 745.0369 | 745.0369 | 725.2641 | 715.847 | 1713.5 | 1292132.6752 | 257704.92 | 116897.8151 | 0 | 205090.1655
2529 | 1374.694 | 1430.7496 | 1430.7496 | 1392.7783 | 1374.694 | 1757.95 | 2541833.7651 | 494889.84 | 224487.5302 | 0 | 332744.6827
2530 | 1474.584 | 1534.7128 | 1534.7128 | 1493.9824 | 1474.584 | 1748.65 | 2721326.4899 | 530850.24 | 240799.5672 | 0 | 370636.6884
2531 | 1171.084 | 1682.2773 | 1218.836 | 1637.6305 | 1171.084 | 1629.35 | 2017924.7757 | 421590.24 | 191238.0172 | 0 | 434062.2846
2532 | 1452.682 | 1902.8335 | 1511.9177 | 1852.3333 | 1452.682 | 1591.45 | 2434544.8189 | 522965.52 | 237222.9706 | 0 | 593493.2311
2533 | 1536.423 | 1599.0734 | 1599.0734 | 1556.6349 | 1536.423 | 1441.3 | 2324355.6006 | 553112.28 | 250897.8759 | 0 | 858399.5301
2534 | 1489.362 | 1550.0934 | 1550.0934 | 1508.9548 | 1489.362 | 1723.9 | 2700697.4251 | 536170.32 | 243212.8146 | 0 | 411212.8482
2535 | 1094.152 | 1848.4217 | 1138.768 | 1799.3656 | 1094.152 | 1772.55 | 2042932.3731 | 393894.72 | 178675.0216 | 0 | 248864.8724
2536 | 1400.201 | 1862.1079 | 1457.2967 | 1812.6886 | 1400.201 | 1799.45 | 2650958.7108 | 504072.36 | 228652.8233 | 0 | 280810.3106
2537 | 1681.075 | 989.9411 | 989.9411 | 963.6686 | 963.6686 | 1853.2 | 1872929.0318 | 346920.6941 | 157367.0815 | 1315005.9409 | 136563.1956
2538 | 1647.588 | 195.1852 | 195.1852 | 190.0051 | 190.0051 | 1893.5 | 377127.253 | 68401.8322 | 31027.8311 | 2671749.4749 | 19534.23
2539 | 1122.777 | 1168.5602 | 1168.5602 | 1137.5473 | 1122.777 | 1894.45 | 2228521.0348 | 404199.72 | 183349.4841 | 0 | 118509.1124
2540 | 1656 | 1723.5264 | 1723.5264 | 1677.7849 | 1656 | 1886 | 3273512.707 | 596160 | 270424.8 | 0 | 188784
2541 | 1400.8 | 1457.9201 | 1457.9201 | 1419.2277 | 1400.8 | 1871.55 | 2744172.7042 | 504288 | 228750.64 | 0 | 179932.76
2542 | 1624.8 | 1691.0541 | 1691.0541 | 1646.1745 | 1624.8 | 1857.7 | 3161243.7818 | 584928 | 265329.84 | 0 | 231209.04
2543 | 1046.4 | 1089.0688 | 1089.0688 | 1060.1655 | 1046.4 | 1835.65 | 2019026.0279 | 376704 | 170877.12 | 0 | 171975.84
2544 | 1645.6 | 0 | 0 | 0 | 0 | 1816.15 | 0 | 0 | 0 | 3016384.8 | 0
2545 | 1430.4 | 0 | 0 | 0 | 0 | 1797.3 | 0 | 0 | 0 | 1702176 | 0
2546 | 1149.6 | 0 | 0 | 0 | 0 | 1782 | 0 | 0 | 0 | 1368024 | 0
2547 | 1410.4 | 0 | 0 | 0 | 0 | 1699.55 | 0 | 0 | 0 | 1678376 | 0
2548 | 1274.4 | 0 | 0 | 0 | 0 | 1680.1 | 0 | 0 | 0 | 1516536 | 0
2549 | 1276.8 | 0 | 0 | 0 | 0 | 1701.9 | 0 | 0 | 0 | 1519392 | 0
2550 | 1566.4 | 0 | 0 | 0 | 0 | 1782.3 | 0 | 0 | 0 | 1864016 | 0
2551 | 1491.966 | 1508.4842 | 1508.4842 | 1468.4498 | 1468.4498 | 1798.05 | 2778868.0063 | 528641.9434 | 239797.8593 | 43105.116 | 81917.1805
2552 | 1493.014 | 1553.8943 | 1553.8943 | 1512.6548 | 1493.014 | 1716.4 | 2704969.5291 | 537485.04 | 243809.1862 | 0 | 423418.7704
2553 | 1539.824 | 1602.6131 | 1602.6131 | 1560.0806 | 1539.824 | 1757.95 | 2857860.24 | 554336.64 | 251453.2592 | 0 | 372714.3992
2554 | 1782.499 | 1855.1836 | 1855.1836 | 1805.948 | 1782.499 | 1738.55 | 3272978.533 | 641699.64 | 291082.0867 | 0 | 466034.3635
2555 | 1835.337 | 1910.1762 | 1910.1762 | 1859.4811 | 1835.337 | 1656.7 | 3214226.7482 | 660721.32 | 299710.5321 | 0 | 630071.1921
2556 | 1632.697 | 1956.1587 | 1699.2731 | 1904.2433 | 1632.697 | 1646.15 | 2831734.5592 | 587770.92 | 266619.4201 | 0 | 577729.8334
2557 | 1766.248 | 1916.2834 | 1838.2699 | 1865.4263 | 1766.248 | 1635.7 | 3037659.0851 | 635849.28 | 288428.2984 | 0 | 643444.1464
2558 | 1904.871 | 1982.5455 | 1982.5455 | 1929.9299 | 1904.871 | 1732.4 | 3479018.5622 | 685753.56 | 311065.4343 | 0 | 509743.4796
2559 | 1996.523 | 2077.9348 | 2077.9348 | 2022.7875 | 1996.523 | 1765.35 | 3713492.3024 | 718748.28 | 326032.2059 | 0 | 468484.122
2560 | 1909.872 | 1979.9894 | 1979.9894 | 1927.4415 | 1909.872 | 1775.35 | 3572088.6309 | 687553.92 | 311882.0976 | 0 | 417991.8774
2561 | 1550.773 | 260.3108 | 260.3108 | 253.4023 | 253.4023 | 1892.9 | 504751.3217 | 91224.8134 | 41380.589 | 2378080.5673 | 26198.802
2562 | 1749.963 | 46.7049 | 46.7049 | 45.4653 | 45.4653 | 1893 | 90438.246 | 16367.5214 | 7424.4896 | 3124344.2161 | 4696.23
2563 | 2041.861 | 2093.1229 | 2093.1229 | 2037.5725 | 2037.5725 | 1894.45 | 4053132.8753 | 733526.1078 | 332735.5928 | 14572.2492 | 166244.8387
2564 | 1636 | 1702.7108 | 1702.7108 | 1657.5218 | 1636 | 1881.5 | 3224086.3044 | 588960 | 267158.8 | 0 | 193866
2565 | 1492.8 | 1553.6716 | 1553.6716 | 1512.438 | 1492.8 | 1871.55 | 2925312.4083 | 537408 | 243774.24 | 0 | 191750.16
2566 | 1684 | 1752.6681 | 1752.6681 | 1706.1533 | 1684 | 1857.7 | 3277740.7137 | 606240 | 274997.2 | 0 | 239633.2
2567 | 1725.6 | 1795.9644 | 1795.9644 | 1748.3005 | 1725.6 | 1835.65 | 3326689.1961 | 621216 | 281790.48 | 0 | 283602.36
2568 | 1603.2 | 312.9272 | 312.9272 | 304.6223 | 304.6223 | 1816.15 | 581172.8861 | 109664.0344 | 49744.8245 | 2380292.8914 | 0
2569 | 792 | 0 | 0 | 0 | 0 | 1746.8 | 0 | 0 | 0 | 942480 | 0
2570 | 863.2 | 0 | 0 | 0 | 0 | 1749 | 0 | 0 | 0 | 1027208 | 0
2571 | 843.2 | 0 | 0 | 0 | 0 | 1682.05 | 0 | 0 | 0 | 1003408 | 0
2572 | 594.4 | 0 | 0 | 0 | 0 | 1680.1 | 0 | 0 | 0 | 707336 | 0
2573 | 836 | 0 | 0 | 0 | 0 | 1698.4 | 0 | 0 | 0 | 994840 | 0
2574 | 635.2 | 0 | 0 | 0 | 0 | 1748.8 | 0 | 0 | 0 | 755888 | 0
2575 | 612.699 | 637.6829 | 637.6829 | 620.7591 | 612.699 | 1792.15 | 1158106.8382 | 220571.64 | 100053.7467 | 0 | 26282.8404
2576 | 532.414 | 554.1241 | 554.1241 | 539.418 | 532.414 | 1713.5 | 964163.238 | 191669.04 | 86943.2062 | 0 | 144348.441
2577 | 903.735 | 940.5864 | 940.5864 | 915.6238 | 903.735 | 1775.45 | 1691012.6177 | 325344.6 | 147579.9255 | 0 | 202933.6942
2578 | 888.082 | 924.2951 | 924.2951 | 899.7648 | 888.082 | 1772.65 | 1665207.2176 | 319709.52 | 145023.7906 | 0 | 201905.4427
2579 | 1104.242 | 1759.4675 | 1149.2684 | 1712.7722 | 1104.242 | 1768.1 | 2063521.1839 | 397527.12 | 180322.7186 | 0 | 256073.7198
2580 | 873.013 | 1997.311 | 908.6106 | 1944.3035 | 873.013 | 1719.95 | 1582726.0411 | 314284.68 | 142563.0229 | 0 | 244487.2906
2581 | 777.272 | 1973.3742 | 808.9667 | 1921.0019 | 777.272 | 1706 | 1395064.5633 | 279817.92 | 126928.5176 | 0 | 228517.968
2582 | 991.14 | 1698.096 | 1031.5555 | 1653.0295 | 991.14 | 1732.4 | 1807321.0472 | 356810.4 | 161853.162 | 0 | 265229.064
2583 | 976.907 | 3211.8028 | 1016.7421 | 3126.5633 | 976.907 | 1795.95 | 1850414.6726 | 351686.52 | 159528.9131 | 0 | 199337.8733
2584 | 874.205 | 2359.1891 | 909.8523 | 2296.5775 | 874.205 | 1847.45 | 1698533.0358 | 314713.8 | 142757.6765 | 0 | 133359.9727
2585 | 861.226 | 1249.6826 | 896.344 | 1216.5167 | 861.226 | 1898.3 | 1715180.6309 | 310041.36 | 140638.2058 | 0 | 87586.6842
2586 | 364.693 | 379.564 | 379.564 | 369.4906 | 364.693 | 1893.5 | 725633.591 | 131289.48 | 59554.3669 | 0 | 38839.8045
2587 | 407.546 | 424.1644 | 424.1644 | 412.9073 | 407.546 | 1894.45 | 809910.7583 | 146716.56 | 66552.2618 | 0 | 43016.4803
2588 | 380.8 | 396.3278 | 396.3278 | 385.8095 | 380.8 | 1848 | 737412.5837 | 137088 | 62184.64 | 0 | 57881.6
2589 | 503.2 | 523.7189 | 523.7189 | 509.8197 | 503.2 | 1814.65 | 955615.7797 | 181152 | 82172.56 | 0 | 93268.12
2590 | 686.4 | 714.3892 | 714.3892 | 695.4297 | 686.4 | 1857.7 | 1334856.522 | 247104 | 112089.12 | 0 | 97674.72
2591 | 699.2 | 727.7111 | 727.7111 | 708.3981 | 699.2 | 1829.75 | 1341884.3985 | 251712 | 114179.36 | 0 | 119038.8
2592 | 0 | 0 | 0 | 0 | 0 | 1759.25 | 0 | 0 | 0 | 0 | 0
2593 | 0 | 0 | 0 | 0 | 0 | 1730.8 | 0 | 0 | 0 | 0 | 0
2594 | 0 | 0 | 0 | 0 | 0 | 1731.5 | 0 | 0 | 0 | 0 | 0
2595 | 0 | 0 | 0 | 0 | 0 | 1676.25 | 0 | 0 | 0 | 0 | 0
2596 | 0 | 0 | 0 | 0 | 0 | 1639.1 | 0 | 0 | 0 | 0 | 0
2597 | 0 | 0 | 0 | 0 | 0 | 1632.9 | 0 | 0 | 0 | 0 | 0
2598 | 0 | 0 | 0 | 0 | 0 | 1641.7 | 0 | 0 | 0 | 0 | 0
2599 | 1576.944 | 1641.2467 | 1641.2467 | 1597.6889 | 1576.944 | 1605.55 | 2665979.1991 | 567699.84 | 257514.9552 | 0 | 622025.5608
2600 | 1498.248 | 1559.3417 | 1559.3417 | 1517.9577 | 1498.248 | 1403.7 | 2216029.058 | 539369.28 | 244663.8984 | 0 | 893405.2824
2601 | 1510.044 | 1571.6188 | 1571.6188 | 1529.9088 | 1510.044 | 1445.25 | 2298224.6857 | 543615.84 | 246590.1852 | 0 | 837696.909
2602 | 1902.362 | 1979.9342 | 1979.9342 | 1927.3878 | 1902.362 | 1459.95 | 2930864.2639 | 684850.32 | 310655.7146 | 0 | 1027370.5981
2603 | 1884.636 | 1961.4854 | 1961.4854 | 1909.4287 | 1884.636 | 1462.3 | 2907352.0789 | 678468.96 | 307761.0588 | 0 | 1013368.7772
2604 | 1594.663 | 3873.6495 | 1659.6882 | 3770.8449 | 1594.663 | 1451.75 | 2438173.4388 | 574078.68 | 260408.4679 | 0 | 874273.9898
2605 | 1945.081 | 4150.3306 | 2024.3952 | 4040.1831 | 1945.081 | 1441.3 | 2952022.5963 | 700229.16 | 317631.7273 | 0 | 1086716.7547
2606 | 1916.271 | 3787.699 | 1994.4104 | 3687.1755 | 1916.271 | 1464.2 | 2960456.9534 | 689857.56 | 312927.0543 | 0 | 1026738.0018
2607 | 2098.686 | 3200.4271 | 2184.2637 | 3115.4896 | 2098.686 | 1483.25 | 3292503.9614 | 755526.96 | 342715.4238 | 0 | 1084495.9905
2608 | 1693.969 | 2041.2537 | 1763.0436 | 1987.0799 | 1693.969 | 1489.65 | 2665085.8143 | 609828.84 | 276625.1377 | 0 | 864517.0791
2609 | 2117.631 | 830.0497 | 830.0497 | 808.0206 | 808.0206 | 1622.35 | 1379305.5394 | 290887.4193 | 131949.7655 | 2400515.8462 | 294572.2871
2610 | 2089.833 | 1365.5449 | 1365.5449 | 1329.3041 | 1329.3041 | 1708.35 | 2392101.6661 | 478549.4863 | 217075.3642 | 1394049.4215 | 45527.1483
2611 | 1694.447 | 1763.5411 | 1763.5411 | 1716.7377 | 1694.447 | 1734.45 | 3086985.8193 | 610000.92 | 276703.1951 | 0 | 449960.4009
2612 | 1517.6 | 1579.4829 | 1579.4829 | 1537.5642 | 1517.6 | 1753.4 | 2802421.2051 | 546336 | 247824.08 | 0 | 374240.16
2613 | 1688.8 | 1757.6638 | 1757.6638 | 1711.0164 | 1688.8 | 1766.55 | 3138063.8511 | 607968 | 275781.04 | 0 | 394250.36
2614 | 1653.6 | 1721.0285 | 1721.0285 | 1675.3533 | 1653.6 | 1857.7 | 3230261.1581 | 595296 | 270032.88 | 0 | 235307.28
2615 | 1461.6 | 1521.1994 | 1521.1994 | 1480.8276 | 1461.6 | 1829.75 | 2816262.6343 | 526176 | 238679.28 | 0 | 248837.4
2616 | 0 | 0 | 0 | 0 | 0 | 1776.75 | 0 | 0 | 0 | 0 | 0
2617 | 0 | 0 | 0 | 0 | 0 | 1763.8 | 0 | 0 | 0 | 0 | 0
2618 | 0 | 0 | 0 | 0 | 0 | 1686.4 | 0 | 0 | 0 | 0 | 0
2619 | 0 | 0 | 0 | 0 | 0 | 1682.05 | 0 | 0 | 0 | 0 | 0
2620 | 0 | 0 | 0 | 0 | 0 | 1680.1 | 0 | 0 | 0 | 0 | 0
2621 | 0 | 0 | 0 | 0 | 0 | 1680.9 | 0 | 0 | 0 | 0 | 0
2622 | 0 | 0 | 0 | 0 | 0 | 1703.7 | 0 | 0 | 0 | 0 | 0
2623 | 601.179 | 625.6932 | 625.6932 | 609.0876 | 601.179 | 1786.75 | 1130515.4098 | 216424.44 | 98172.5307 | 0 | 108116.6837
2624 | 322.859 | 336.0242 | 336.0242 | 327.1063 | 322.859 | 1761.5 | 600808.8509 | 116229.24 | 52722.8747 | 0 | 77001.8715
2625 | 345.786 | 503.813 | 359.885 | 490.4421 | 345.786 | 1848.15 | 672912.7295 | 124482.96 | 56466.8538 | 0 | 52507.6041
2626 | 329.02 | 1268.1917 | 342.4364 | 1234.5346 | 329.02 | 1835.25 | 637109.72 | 118447.2 | 53728.966 | 0 | 54206.045
2627 | 281.969 | 1761.1525 | 293.4658 | 1714.4125 | 281.969 | 1751.6 | 520877.4697 | 101508.84 | 46045.5377 | 0 | 70041.0996
2628 | 315.114 | 2010.3051 | 327.9633 | 1956.9527 | 315.114 | 1711.45 | 567710.6448 | 113441.04 | 51458.1162 | 0 | 90926.1447
2629 | 313.792 | 2840.3382 | 326.5885 | 2764.9571 | 313.792 | 1721 | 568312.439 | 112965.12 | 51242.2336 | 0 | 87547.968
2630 | 298.368 | 3673.7631 | 310.5345 | 3576.2634 | 298.368 | 1776.9 | 558514.6676 | 107412.48 | 48723.4944 | 0 | 66565.9008
2631 | 287.073 | 3116.3293 | 298.7789 | 3033.6236 | 287.073 | 1858.55 | 562371.6746 | 103346.28 | 46879.0209 | 0 | 40606.4759
2632 | 258.151 | 2295.4301 | 268.6776 | 2234.5106 | 258.151 | 1864.95 | 506445.8254 | 92934.36 | 42156.0583 | 0 | 34863.2925
2633 | 315.607 | 1214.2566 | 328.4764 | 1182.0309 | 315.607 | 1892.9 | 626452.5354 | 113618.52 | 51538.6231 | 0 | 33801.5097
2634 | 311.492 | 324.1936 | 324.1936 | 315.5897 | 311.492 | 1881.7 | 615321.5119 | 112137.12 | 50866.6436 | 0 | 36849.5036
2635 | 272.738 | 283.8594 | 283.8594 | 276.3259 | 272.738 | 1855.05 | 530568.3161 | 98185.68 | 44538.1154 | 0 | 39533.3731
2636 | 274.4 | 285.5892 | 285.5892 | 278.0098 | 274.4 | 1874.2 | 539743.3076 | 98784 | 44809.52 | 0 | 34519.52
2637 | 260.8 | 271.4346 | 271.4346 | 264.2309 | 260.8 | 1865.65 | 509990.7714 | 93888 | 42588.64 | 0 | 35038.48
2638 | 225.6 | 234.7992 | 234.7992 | 228.5678 | 225.6 | 1857.7 | 439618.5489 | 81216 | 36840.48 | 0 | 32102.88
2639 | 268 | 278.9282 | 278.9282 | 271.5256 | 268 | 1835.65 | 516504.6968 | 96480 | 43764.4 | 0 | 44045.8
2640 | 0 | 0 | 0 | 0 | 0 | 1816.15 | 0 | 0 | 0 | 0 | 0
2641 | 0 | 0 | 0 | 0 | 0 | 1792.3 | 0 | 0 | 0 | 0 | 0
2642 | 0 | 0 | 0 | 0 | 0 | 1784.7 | 0 | 0 | 0 | 0 | 0
2643 | 0 | 0 | 0 | 0 | 0 | 1781.1 | 0 | 0 | 0 | 0 | 0
2644 | 0 | 0 | 0 | 0 | 0 | 1778.9 | 0 | 0 | 0 | 0 | 0
2645 | 0 | 0 | 0 | 0 | 0 | 1777.9 | 0 | 0 | 0 | 0 | 0
2646 | 0 | 0 | 0 | 0 | 0 | 1779.65 | 0 | 0 | 0 | 0 | 0
2647 | 39.491 | 41.1013 | 41.1013 | 40.0105 | 39.491 | 1756.3 | 72844.0543 | 14216.76 | 6448.8803 | 0 | 9623.9567
2648 | 37.99 | 187.9913 | 39.5391 | 183.0022 | 37.99 | 1708.65 | 68367.9585 | 13676.4 | 6203.767 | 0 | 11068.3865
2649 | 302.112 | 2469.0837 | 314.4312 | 2403.5556 | 302.112 | 1740.35 | 553462.457 | 108760.32 | 49334.8896 | 0 | 78443.3808
2650 | 565.025 | 3195.2649 | 588.0649 | 3110.4643 | 565.025 | 1754.35 | 1045620.7091 | 203409 | 92268.5825 | 0 | 138798.3913
2651 | 324.56 | 1969.6878 | 337.7945 | 1917.4133 | 324.56 | 1738.35 | 596794.2237 | 116841.6 | 53000.648 | 0 | 84921.124
2652 | 314.692 | 3983.4837 | 327.5241 | 3877.7642 | 314.692 | 1710.35 | 567804.0011 | 113289.12 | 51389.2036 | 0 | 91150.5378
2653 | 593.521 | 1826.1178 | 617.7229 | 1777.6536 | 593.521 | 1700.85 | 1061541.0084 | 213667.56 | 96921.9793 | 0 | 177551.8072
2654 | 606.677 | 3640.4717 | 631.4153 | 3543.8556 | 606.677 | 1740.75 | 1112839.8187 | 218403.72 | 99070.3541 | 0 | 157281.0122
2655 | 413.157 | 1653.9109 | 430.0042 | 1610.017 | 413.157 | 1783.6 | 777216.8599 | 148736.52 | 67468.5381 | 0 | 89407.1748
2656 | 615.896 | 2241.5782 | 641.0103 | 2182.088 | 615.896 | 1788.3 | 1157823.0759 | 221722.56 | 100575.8168 | 0 | 130385.1832
2657 | 592.271 | 1180.5209 | 616.4219 | 1149.1905 | 592.271 | 1882 | 1171280.3461 | 213217.56 | 96717.8543 | 0 | 69887.978
2658 | 583.145 | 606.9238 | 606.9238 | 590.8164 | 583.145 | 1864.6 | 1142455.1729 | 209932.2 | 95227.5785 | 0 | 78957.833
2659 | 752.979 | 783.6831 | 783.6831 | 762.8845 | 752.979 | 1829.6 | 1445000.3678 | 271072.44 | 122961.4707 | 0 | 128307.6216
2660 | 606.4 | 631.127 | 631.127 | 614.3773 | 606.4 | 1858.1 | 1183246.6072 | 218304 | 99025.12 | 0 | 86048.16
2661 | 505.6 | 526.2167 | 526.2167 | 512.2512 | 505.6 | 1848.2 | 980032.9009 | 182016 | 82564.48 | 0 | 76750.08
2662 | 594.4 | 618.6377 | 618.6377 | 602.2194 | 594.4 | 1842.65 | 1149913.677 | 213984 | 97065.52 | 0 | 93528.84
2663 | 668.8 | 696.0715 | 696.0715 | 677.5982 | 668.8 | 1827.2 | 1286382.0341 | 240768 | 109215.04 | 0 | 115568.64
2664 | 0 | 0 | 0 | 0 | 0 | 1809.75 | 0 | 0 | 0 | 0 | 0
2665 | 0 | 0 | 0 | 0 | 0 | 1778.3 | 0 | 0 | 0 | 0 | 0
2666 | 0 | 0 | 0 | 0 | 0 | 1768.7 | 0 | 0 | 0 | 0 | 0
2667 | 0 | 0 | 0 | 0 | 0 | 1764.35 | 0 | 0 | 0 | 0 | 0
2668 | 0 | 0 | 0 | 0 | 0 | 1762.1 | 0 | 0 | 0 | 0 | 0
2669 | 0 | 0 | 0 | 0 | 0 | 1705.6 | 0 | 0 | 0 | 0 | 0
2670 | 0 | 0 | 0 | 0 | 0 | 1714.7 | 0 | 0 | 0 | 0 | 0
2671 | 1652.413 | 1719.7931 | 1719.7931 | 1674.1507 | 1652.413 | 1703.15 | 2957364.3299 | 594868.68 | 269839.0429 | 0 | 490518.799
2672 | 1082.942 | 1127.1009 | 1127.1009 | 1097.1883 | 1082.942 | 1670.75 | 1909284.6175 | 389859.12 | 176844.4286 | 0 | 356558.6535
2673 | 1038.061 | 1080.3898 | 1080.3898 | 1051.7168 | 1038.061 | 1609.9 | 1762750.8284 | 373701.96 | 169515.3613 | 0 | 404947.5961
2674 | 1455.5 | 1514.8506 | 1514.8506 | 1474.6473 | 1455.5 | 1612.9 | 2475973.0795 | 523980 | 237683.15 | 0 | 563424.05
2675 | 1822.657 | 2070.7899 | 1896.9791 | 2015.8322 | 1822.657 | 1648.4 | 3165750.8704 | 656156.52 | 297639.8881 | 0 | 640846.2012
2676 | 1569.698 | 4033.1693 | 1633.7053 | 3926.1312 | 1569.698 | 1661.9 | 2757899.258 | 565091.28 | 256331.6834 | 0 | 530714.8938
2677 | 1627.187 | 4016.4399 | 1693.5385 | 3909.8457 | 1627.187 | 1632.15 | 2805603.5263 | 585787.32 | 265719.6371 | 0 | 598560.7379
2678 | 1849.064 | 3721.925 | 1924.4629 | 3623.1472 | 1849.064 | 1623.8 | 3174277.1958 | 665663.04 | 301952.1512 | 0 | 695617.8768
2679 | 1544.646 | 3153.6682 | 1607.6317 | 3069.9715 | 1544.646 | 1577.9 | 2571962.8929 | 556072.56 | 252240.6918 | 0 | 651995.0766
2680 | 1277.5 | 2323.7632 | 1329.5924 | 2262.0918 | 1277.5 | 1553.15 | 2090190.0305 | 459900 | 208615.75 | 0 | 570850.875
2681 | 1415.472 | 1221.2423 | 1221.2423 | 1188.8312 | 1188.8312 | 1592.7 | 1991418.3711 | 427979.2251 | 194136.1318 | 415432.6215 | 467428.0698
2682 | 1528.819 | 163.7943 | 163.7943 | 159.4473 | 159.4473 | 1695.2 | 283412.0768 | 57401.0342 | 26037.7469 | 2510058.2946 | 46915.1208
2683 | 1597.596 | 1662.7408 | 1662.7408 | 1618.6126 | 1597.596 | 1765.45 | 2955528.338 | 575134.56 | 260887.4268 | 0 | 324014.1719
2684 | 1565.6 | 1629.4401 | 1629.4401 | 1586.1957 | 1565.6 | 1787.25 | 2936883.464 | 563616 | 255662.48 | 0 | 333081.4
2685 | 1574.4 | 1638.599 | 1638.599 | 1595.1115 | 1574.4 | 1771.75 | 2925918.7827 | 566784 | 257099.52 | 0 | 359356.8
2686 | 2055.2 | 2093.1229 | 2093.1229 | 2037.5725 | 2037.5725 | 1809.65 | 3869608.5075 | 733526.1078 | 332735.5928 | 59898.1712 | 341869.1711
2687 | 2027.2 | 2093.1229 | 2093.1229 | 2037.5725 | 2027.2 | 1800.1 | 3831263.2116 | 729792 | 331041.76 | 0 | 359020.9997
2688 | 0 | 0 | 0 | 0 | 0 | 1789.85 | 0 | 0 | 0 | 0 | 0
2689 | 0 | 0 | 0 | 0 | 0 | 1791.9 | 0 | 0 | 0 | 0 | 0
2690 | 0 | 0 | 0 | 0 | 0 | 1776.6 | 0 | 0 | 0 | 0 | 0
2691 | 0 | 0 | 0 | 0 | 0 | 1682.05 | 0 | 0 | 0 | 0 | 0
2692 | 0 | 0 | 0 | 0 | 0 | 1680.1 | 0 | 0 | 0 | 0 | 0
2693 | 0 | 0 | 0 | 0 | 0 | 1680.9 | 0 | 0 | 0 | 0 | 0
2694 | 0 | 0 | 0 | 0 | 0 | 1703.7 | 0 | 0 | 0 | 0 | 0
2695 | 1539.86 | 935.2077 | 935.2077 | 910.3878 | 910.3878 | 1696.55 | 1623779.6547 | 327739.6004 | 148666.3243 | 1153822.5815 | 91272.2979
2696 | 753.773 | 784.5094 | 784.5094 | 763.689 | 753.773 | 1693 | 1340459.4146 | 271358.28 | 123091.1309 | 0 | 231408.311
2697 | 1086.631 | 1130.9403 | 1130.9403 | 1100.9258 | 1086.631 | 1747.85 | 1992110.1491 | 391187.16 | 177446.8423 | 0 | 273994.0066
2698 | 1522.957 | 1585.0583 | 1585.0583 | 1542.9917 | 1522.957 | 1769.75 | 2833764.8299 | 548264.52 | 248698.8781 | 0 | 350660.8493
2699 | 1186.075 | 1735.0155 | 1234.4393 | 1688.9691 | 1186.075 | 1769.2 | 2209947.5927 | 426987 | 193686.0475 | 0 | 273746.11
2700 | 1273.679 | 1963.7501 | 1325.6155 | 1911.6333 | 1273.679 | 1751.35 | 2339870.9669 | 458524.44 | 207991.7807 | 0 | 316700.2834
2701 | 1087.344 | 1959.5402 | 1131.6814 | 1907.5351 | 1087.344 | 1713 | 1952426.5694 | 391443.84 | 177563.2752 | 0 | 312067.728
2702 | 1231.626 | 3188.4957 | 1281.8478 | 3103.8747 | 1231.626 | 1753.5 | 2271633.1045 | 443385.36 | 201124.5258 | 0 | 303595.809
2703 | 1034.934 | 3210.8131 | 1077.1353 | 3125.5998 | 1034.934 | 1793.05 | 1951300.1453 | 372576.24 | 169004.7222 | 0 | 214179.5913
2704 | 806.512 | 2383.1447 | 839.399 | 2319.8973 | 806.512 | 1847.45 | 1564001.627 | 290344.32 | 131703.4096 | 0 | 123033.4056
2705 | 1209.862 | 1259.1963 | 1259.1963 | 1225.7779 | 1209.862 | 1865.3 | 2366179.4768 | 435550.32 | 197570.4646 | 0 | 109006.3791
2706 | 1026.622 | 1068.4844 | 1068.4844 | 1040.1274 | 1026.622 | 1881.7 | 2027445.2424 | 369583.92 | 167647.3726 | 0 | 114354.2218
2707 | 1116.444 | 1161.969 | 1161.969 | 1131.131 | 1116.444 | 1882.65 | 2209710.6129 | 401919.84 | 182315.3052 | 0 | 131014.7034
2708 | 1189.6 | 1238.1081 | 1238.1081 | 1205.2494 | 1189.6 | 1874.2 | 2339129.011 | 428256 | 194261.68 | 0 | 149651.68
2709 | 1585.6 | 1650.2557 | 1650.2557 | 1606.4588 | 1585.6 | 1859.75 | 3092585.8747 | 570816 | 258928.48 | 0 | 222380.4
2710 | 1313.6 | 1367.1644 | 1367.1644 | 1330.8806 | 1313.6 | 1857.7 | 2561612.768 | 472896 | 214510.88 | 0 | 186925.28
2711 | 1244.8 | 1295.559 | 1295.559 | 1261.1755 | 1244.8 | 1835.65 | 2403897.4729 | 448128 | 203275.84 | 0 | 204582.88
2712 | 0 | 0 | 0 | 0 | 0 | 1816.15 | 0 | 0 | 0 | 0 | 0
2713 | 0 | 0 | 0 | 0 | 0 | 1797.8 | 0 | 0 | 0 | 0 | 0
2714 | 0 | 0 | 0 | 0 | 0 | 1788.4 | 0 | 0 | 0 | 0 | 0
2715 | 0 | 0 | 0 | 0 | 0 | 1772.25 | 0 | 0 | 0 | 0 | 0
2716 | 0 | 0 | 0 | 0 | 0 | 1770.3 | 0 | 0 | 0 | 0 | 0
2717 | 0 | 0 | 0 | 0 | 0 | 1771.1 | 0 | 0 | 0 | 0 | 0
2718 | 0 | 0 | 0 | 0 | 0 | 1776.4 | 0 | 0 | 0 | 0 | 0
2719 | 726.714 | 756.3471 | 756.3471 | 736.274 | 726.714 | 1786.75 | 1364969.1882 | 261617.04 | 118672.3962 | 0 | 154971.7605
2720 | 674.256 | 701.75 | 701.75 | 683.1259 | 674.256 | 1689.5 | 1196723.0236 | 242732.16 | 110106.0048 | 0 | 209356.488
2721 | 632.529 | 658.3215 | 658.3215 | 640.85 | 632.529 | 1765.35 | 1173302.055 | 227710.44 | 103291.9857 | 0 | 148422.9298
2722 | 561.581 | 1356.1748 | 584.4794 | 1320.1827 | 561.581 | 1769.75 | 1045696.084 | 202169.16 | 91706.1773 | 0 | 129304.0252
2723 | 451.698 | 1805.6999 | 470.1168 | 1757.7776 | 451.698 | 1730.5 | 822824.6947 | 162611.28 | 73762.2834 | 0 | 121732.611
2724 | 423.123 | 2046.6303 | 440.3756 | 1992.3139 | 423.123 | 1661.3 | 738051.712 | 152324.28 | 69095.9859 | 0 | 143311.7601
2725 | 1088.675 | 2504.9749 | 1133.0677 | 2438.4942 | 1088.675 | 1650.85 | 1883859.0231 | 391923 | 177780.6275 | 0 | 380110.8763
2726 | 1337.162 | 3817.6265 | 1391.6872 | 3716.3088 | 1337.162 | 1732.9 | 2435641.9291 | 481378.32 | 218358.5546 | 0 | 357155.9702
2727 | 1171.09 | 3232.8859 | 1218.8433 | 3147.0868 | 1171.09 | 1795.95 | 2211346.2207 | 421592.4 | 191238.997 | 0 | 238960.9145
2728 | 1325.832 | 2380.9497 | 1379.8952 | 2317.7606 | 1325.832 | 1837.35 | 2559115.0396 | 477299.52 | 216508.3656 | 0 | 215646.5748
2729 | 1450.922 | 1256.3976 | 1256.3976 | 1223.0535 | 1223.0535 | 1865.3 | 2394576.9725 | 440299.2727 | 199724.6423 | 417682.8957 | 159035.3061
2730 | 1693.945 | 927.2395 | 927.2395 | 902.6311 | 902.6311 | 1887.6 | 1788507.9614 | 324947.1827 | 147399.6526 | 1450478.4465 | 22640.6196
2731 | 1224.801 | 1274.7445 | 1274.7445 | 1240.9134 | 1224.801 | 1888.55 | 2423593.2103 | 440928.36 | 200010.0033 | 0 | 136504.0715
2732 | 1521.6 | 1583.646 | 1583.646 | 1541.6169 | 1521.6 | 1880.1 | 2998045.4061 | 547776 | 248477.28 | 0 | 182439.84
2733 | 1564 | 1627.7749 | 1627.7749 | 1584.5746 | 1564 | 1865.65 | 3058781.6134 | 563040 | 255401.2 | 0 | 210123.4
2734 | 1750.4 | 1821.7757 | 1821.7757 | 1773.4268 | 1750.4 | 1857.7 | 3411196.2778 | 630144 | 285840.32 | 0 | 249081.92
2735 | 1775.2 | 1847.587 | 1847.587 | 1798.553 | 1775.2 | 1835.65 | 3422069.117 | 639072 | 289890.16 | 0 | 291754.12
2736 | 0 | 0 | 0 | 0 | 0 | 1816.15 | 0 | 0 | 0 | 0 | 0
2737 | 0 | 0 | 0 | 0 | 0 | 1797.8 | 0 | 0 | 0 | 0 | 0
2738 | 0 | 0 | 0 | 0 | 0 | 1776.6 | 0 | 0 | 0 | 0 | 0
2739 | 0 | 0 | 0 | 0 | 0 | 1682.05 | 0 | 0 | 0 | 0 | 0
2740 | 0 | 0 | 0 | 0 | 0 | 1680.1 | 0 | 0 | 0 | 0 | 0
2741 | 0 | 0 | 0 | 0 | 0 | 1680.9 | 0 | 0 | 0 | 0 | 0
2742 | 0 | 0 | 0 | 0 | 0 | 1703.7 | 0 | 0 | 0 | 0 | 0
2743 | 1263.257 | 1314.7686 | 1314.7686 | 1279.8753 | 1263.257 | 1731.55 | 2300810.9685 | 454772.52 | 206289.8681 | 0 | 188257.2738
2744 | 953.993 | 992.8938 | 992.8938 | 966.5429 | 953.993 | 1716.4 | 1724227.4067 | 343437.48 | 155787.0569 | 0 | 270552.4148
2745 | 1386.66 | 1443.2035 | 1443.2035 | 1404.9017 | 1386.66 | 1757.95 | 2569435.9467 | 499197.6 | 226441.578 | 0 | 335641.053
2746 | 1396.16 | 1453.0909 | 1453.0909 | 1414.5267 | 1396.16 | 1766.85 | 2605469.8698 | 502617.6 | 227992.928 | 0 | 325514.704
2747 | 1632.597 | 1748.6684 | 1699.168 | 1702.2597 | 1632.597 | 1670.1 | 2875615.325 | 587734.92 | 266603.0901 | 0 | 538593.7503
2748 | 1604.417 | 2002.39 | 1669.84 | 1949.2477 | 1604.417 | 1521.6 | 2569672.0692 | 577590.12 | 262001.2961 | 0 | 767553.0928
2749 | 1737.845 | 1987.4237 | 1808.7087 | 1934.6785 | 1737.845 | 1441.3 | 2631607.2893 | 625624.2 | 283790.0885 | 0 | 970934.0015
2750 | 1592.395 | 2669.6955 | 1657.3278 | 2598.8432 | 1592.395 | 1697.25 | 2850189.6409 | 573262.2 | 260038.1035 | 0 | 482097.5863
2751 | 1657.388 | 3176.2801 | 1724.971 | 3091.9833 | 1657.388 | 1790.15 | 3131051.5473 | 596659.68 | 270651.4604 | 0 | 347802.8718
2752 | 1478.101 | 2332.386 | 1538.3732 | 2270.4857 | 1478.101 | 1792.25 | 2786632.819 | 532116.36 | 241373.8933 | 0 | 307075.4828
2753 | 1658.613 | 991.6011 | 991.6011 | 965.2846 | 965.2846 | 1865.3 | 1890673.8931 | 347502.4478 | 157630.9714 | 1270870.9991 | 125517.2316
2754 | 1608.759 | 1371.9853 | 1371.9853 | 1335.5735 | 1335.5735 | 1887.6 | 2648565.1392 | 480806.4717 | 218099.1579 | 500748.9619 | 20625.8496
2755 | 1122.711 | 1168.4916 | 1168.4916 | 1137.4804 | 1122.711 | 1882.65 | 2225174.2665 | 404175.96 | 183338.7063 | 0 | 131750.1358
2756 | 1280.8 | 1333.0269 | 1333.0269 | 1297.6491 | 1280.8 | 1880.1 | 2538333.0713 | 461088 | 209154.64 | 0 | 153567.92
2757 | 1492 | 1552.839 | 1552.839 | 1511.6275 | 1492 | 1865.65 | 2933375.8223 | 537120 | 243643.6 | 0 | 200450.2
2758 | 1771.2 | 1843.4239 | 1843.4239 | 1794.5004 | 1771.2 | 1857.7 | 3469425.8106 | 637632 | 289236.96 | 0 | 252041.76
2759 | 1771.2 | 1843.4239 | 1843.4239 | 1794.5004 | 1771.2 | 1835.65 | 3427852.4715 | 637632 | 289236.96 | 0 | 291096.72
2760 | 0 | 0 | 0 | 0 | 0 | 1816.15 | 0 | 0 | 0 | 0 | 0
2761 | 0 | 0 | 0 | 0 | 0 | 1797.8 | 0 | 0 | 0 | 0 | 0
2762 | 0 | 0 | 0 | 0 | 0 | 1776.6 | 0 | 0 | 0 | 0 | 0
2763 | 0 | 0 | 0 | 0 | 0 | 1772.25 | 0 | 0 | 0 | 0 | 0
2764 | 0 | 0 | 0 | 0 | 0 | 1715.1 | 0 | 0 | 0 | 0 | 0
2765 | 0 | 0 | 0 | 0 | 0 | 1698.4 | 0 | 0 | 0 | 0 | 0
2766 | 0 | 0 | 0 | 0 | 0 | 1748.8 | 0 | 0 | 0 | 0 | 0
2767 | 1162.556 | 1209.9613 | 1209.9613 | 1177.8496 | 1162.556 | 1741.65 | 2130741.6675 | 418520.16 | 189845.3948 | 0 | 270592.9481
2768 | 970.887 | 1010.4767 | 1010.4767 | 983.6592 | 970.887 | 1716.4 | 1756176.3682 | 349519.32 | 158545.8471 | 0 | 275343.5532
2769 | 1196.422 | 1245.2083 | 1245.2083 | 1212.1611 | 1196.422 | 1775.45 | 2233741.8679 | 430711.92 | 195375.7126 | 0 | 268656.5601
2770 | 1332.16 | 1386.4812 | 1386.4812 | 1349.6848 | 1332.16 | 1769.75 | 2484368.1817 | 479577.6 | 217541.728 | 0 | 306729.84
2771 | 1301.099 | 1627.5678 | 1354.1536 | 1584.373 | 1301.099 | 1727 | 2370070.6577 | 468395.64 | 212469.4667 | 0 | 355200.027
2772 | 1262.025 | 1865.6028 | 1313.4863 | 1816.0907 | 1262.025 | 1716.45 | 2280708.1882 | 454329 | 206088.6825 | 0 | 357847.1887
2773 | 1431.18 | 1856.5845 | 1489.5389 | 1807.3117 | 1431.18 | 1670.85 | 2517869.837 | 515224.8 | 233711.694 | 0 | 471072.897
2774 | 1472.893 | 1810.5322 | 1532.9518 | 1762.4817 | 1472.893 | 1763.9 | 2735790.6332 | 530241.48 | 240523.4269 | 0 | 347750.0373
2775 | 1483.656 | 2341.9736 | 1544.1547 | 2279.8189 | 1483.656 | 1790.15 | 2794965.7739 | 534116.16 | 242281.0248 | 0 | 311345.2116
2776 | 1473.083 | 1533.1506 | 1533.1506 | 1492.4616 | 1473.083 | 1819.85 | 2815805.7191 | 530309.88 | 240554.4539 | 0 | 249952.1801
2777 | 1294.28 | 1347.0566 | 1347.0566 | 1311.3064 | 1294.28 | 1847.8 | 2513092.9664 | 465940.8 | 211355.924 | 0 | 61001.9122
2778 | 1058.51 | 1101.6726 | 1101.6726 | 1072.4349 | 1058.51 | 1842.5 | 2050297.8499 | 381063.6 | 172854.683 | 0 | 145944.855
2779 | 1464.006 | 1523.7035 | 1523.7035 | 1483.2652 | 1464.006 | 1882.65 | 2896376.8216 | 527042.16 | 239072.1798 | 0 | 171801.1041
2780 | 1241.6 | 1292.2285 | 1292.2285 | 1257.9334 | 1241.6 | 1874.2 | 2449114.1754 | 446976 | 202753.28 | 0 | 156193.28
2781 | 1408.8 | 1466.2463 | 1466.2463 | 1427.333 | 1408.8 | 1865.65 | 2768172.5196 | 507168 | 230057.04 | 0 | 189272.28
2782 | 1203.2 | 1252.2626 | 1252.2626 | 1219.0283 | 1203.2 | 1857.7 | 2351423.9924 | 433152 | 196482.56 | 0 | 171215.36
2783 | 1300 | 1353.0098 | 1353.0098 | 1317.1017 | 1300 | 1835.65 | 2513377.8948 | 468000 | 212290 | 0 | 213655
2784 | 0 | 0 | 0 | 0 | 0 | 1816.15 | 0 | 0 | 0 | 0 | 0
2785 | 0 | 0 | 0 | 0 | 0 | 1797.8 | 0 | 0 | 0 | 0 | 0
2786 | 0 | 0 | 0 | 0 | 0 | 1788.4 | 0 | 0 | 0 | 0 | 0
2787 | 0 | 0 | 0 | 0 | 0 | 1772.25 | 0 | 0 | 0 | 0 | 0
2788 | 0 | 0 | 0 | 0 | 0 | 1770.3 | 0 | 0 | 0 | 0 | 0
2789 | 0 | 0 | 0 | 0 | 0 | 1771.1 | 0 | 0 | 0 | 0 | 0
2790 | 0 | 0 | 0 | 0 | 0 | 1776.4 | 0 | 0 | 0 | 0 | 0
2791 | 1083.813 | 1128.0074 | 1128.0074 | 1098.0707 | 1083.813 | 1759.15 | 2003920.6512 | 390172.68 | 176986.6629 | 0 | 261036.361
2792 | 1008.77 | 1049.9044 | 1049.9044 | 1022.0405 | 1008.77 | 1713.5 | 1821103.2704 | 363157.2 | 164732.141 | 0 | 289012.605
2793 | 934.389 | 972.4904 | 972.4904 | 946.681 | 934.389 | 1775.45 | 1744476.023 | 336380.04 | 152585.7237 | 0 | 209817.0499
2794 | 1123.825 | 1271.0934 | 1169.6499 | 1237.3593 | 1123.825 | 1769.75 | 2093237.2215 | 404577 | 183520.6225 | 0 | 258760.7062
2795 | 930.985 | 1779.8969 | 968.9465 | 1732.6594 | 930.985 | 1727 | 1692040.4563 | 335154.6 | 152029.8505 | 0 | 254158.905
2796 | 972.383 | 2011.5218 | 1012.0326 | 1958.1371 | 972.383 | 1716.45 | 1754164.7972 | 350057.88 | 158790.1439 | 0 | 275719.1996
2797 | 958.182 | 1983.3938 | 997.2536 | 1930.7556 | 958.182 | 1723.4 | 1733048.3209 | 344945.52 | 156471.1206 | 0 | 265033.1412
2798 | 1202.344 | 3680.1014 | 1251.3707 | 3582.4335 | 1202.344 | 1822 | 2305720.7188 | 432843.84 | 196342.7752 | 0 | 214017.232
2799 | 871.996 | 3168.1558 | 907.5532 | 3084.0747 | 871.996 | 1886.15 | 1733828.7938 | 313918.56 | 142396.9468 | 0 | 99276.7446
2800 | 905.877 | 2329.5978 | 942.8158 | 2267.7715 | 905.877 | 1904.35 | 1816884.2054 | 326115.72 | 147929.7141 | 0 | 86647.1351
2801 | 1065.211 | 1220.5106 | 1108.6469 | 1188.1189 | 1065.211 | 1904.7 | 2130629.0813 | 383475.96 | 173948.9563 | 0 | 101514.6083
2802 | 1003.197 | 1044.1042 | 1044.1042 | 1016.3942 | 1003.197 | 1887.6 | 1988525.9484 | 361150.92 | 163822.0701 | 0 | 112759.3428
2803 | 1253.158 | 1304.2578 | 1304.2578 | 1269.6435 | 1253.158 | 1882.65 | 2475937.2607 | 451136.88 | 204640.7014 | 0 | 147058.0913
2804 | 1226.4 | 1276.4087 | 1276.4087 | 1242.5335 | 1226.4 | 1874.2 | 2412947.1822 | 441504 | 200271.12 | 0 | 154281.12
2805 | 1049.6 | 1092.3993 | 1092.3993 | 1063.4076 | 1049.6 | 1865.65 | 2055506.459 | 377856 | 171399.68 | 0 | 141013.76
2806 | 1300 | 1353.0098 | 1353.0098 | 1317.1017 | 1300 | 1857.7 | 2537238.9938 | 468000 | 212290 | 0 | 184990
2807 | 1016.8 | 1058.2618 | 1058.2618 | 1030.1762 | 1016.8 | 1835.65 | 1960319.3662 | 366048 | 166043.44 | 0 | 167111.08
2808 | 0 | 0 | 0 | 0 | 0 | 1816.15 | 0 | 0 | 0 | 0 | 0
2809 | 0 | 0 | 0 | 0 | 0 | 1798.2 | 0 | 0 | 0 | 0 | 0
2810 | 0 | 0 | 0 | 0 | 0 | 1796.5 | 0 | 0 | 0 | 0 | 0
2811 | 0 | 0 | 0 | 0 | 0 | 1792.9 | 0 | 0 | 0 | 0 | 0
2812 | 0 | 0 | 0 | 0 | 0 | 1790.7 | 0 | 0 | 0 | 0 | 0
2813 | 0 | 0 | 0 | 0 | 0 | 1777.9 | 0 | 0 | 0 | 0 | 0
2814 | 0 | 0 | 0 | 0 | 0 | 1779.65 | 0 | 0 | 0 | 0 | 0
2815 | 976.828 | 1016.6599 | 1016.6599 | 989.6783 | 976.828 | 1728.7 | 1772182.7012 | 351658.08 | 159516.0124 | 0 | 265013.4364
2816 | 949.208 | 987.9137 | 987.9137 | 961.695 | 949.208 | 1702.75 | 1698665.6765 | 341714.88 | 155005.6664 | 0 | 282152.078
2817 | 1320.769 | 1374.6257 | 1374.6257 | 1338.1439 | 1320.769 | 1740.25 | 2415493.7015 | 475476.84 | 215681.5777 | 0 | 343069.7478
2818 | 1344.335 | 1399.1527 | 1399.1527 | 1362.0199 | 1344.335 | 1733.75 | 2454800.2061 | 483960.6 | 219529.9055 | 0 | 357929.1938
2819 | 1328.345 | 1636.2385 | 1382.5106 | 1592.8136 | 1328.345 | 1710.55 | 2396261.5678 | 478204.2 | 216918.7385 | 0 | 384489.4603
2820 | 1413.067 | 1470.6873 | 1470.6873 | 1431.6561 | 1413.067 | 1703.35 | 2537188.9958 | 508704.12 | 230753.8411 | 0 | 419186.3256
2821 | 1334.168 | 1699.4032 | 1388.5711 | 1654.302 | 1334.168 | 1697.35 | 2385640.2946 | 480300.48 | 217869.6344 | 0 | 403785.9452
2822 | 1503.829 | 2762.7514 | 1565.1503 | 2689.4294 | 1503.829 | 1778.75 | 2821605.2561 | 541378.44 | 245575.2757 | 0 | 332722.1663
2823 | 1371.782 | 1343.7219 | 1343.7219 | 1308.0603 | 1308.0603 | 1874.7 | 2587797.129 | 470901.7049 | 213606.2456 | 116801.8918 | 158219.1919
2824 | 1502.032 | 766.836 | 766.836 | 746.4846 | 746.4846 | 1851.8 | 1457957.4571 | 268734.4579 | 121900.936 | 1384918.3745 | 106794.6984
2825 | 1377.423 | 1166.1113 | 1166.1113 | 1135.1633 | 1135.1633 | 1887.9 | 2255841.9453 | 408658.8023 | 185372.1734 | 444061.9573 | 72875.8737
2826 | 1514.373 | 1576.1243 | 1576.1243 | 1534.2948 | 1514.373 | 1837 | 2925273.1768 | 545174.28 | 247297.1109 | 0 | 203229.541
2827 | 1132.464 | 1178.6423 | 1178.6423 | 1147.3617 | 1132.464 | 1858.1 | 2204404.3172 | 407687.04 | 184931.3712 | 0 | 160696.6416
2828 | 1019.2 | 1060.7597 | 1060.7597 | 1032.6077 | 1019.2 | 1858.1 | 1984029.095 | 366912 | 166435.36 | 0 | 144624.48
2829 | 1064.8 | 1108.2191 | 1108.2191 | 1078.8076 | 1064.8 | 1848.2 | 2062960.1613 | 383328 | 173881.84 | 0 | 161636.64
2830 | 1386.4 | 1442.9329 | 1442.9329 | 1404.6383 | 1386.4 | 1842.65 | 2680161.3136 | 499104 | 226399.12 | 0 | 218150.04
2831 | 1148 | 1194.8118 | 1194.8118 | 1163.1021 | 1148 | 1827.2 | 2203165.5291 | 413280 | 187468.4 | 0 | 198374.4
2832 | 0 | 0 | 0 | 0 | 0 | 1809.75 | 0 | 0 | 0 | 0 | 0
2833 | 0 | 0 | 0 | 0 | 0 | 1784.2 | 0 | 0 | 0 | 0 | 0
2834 | 0 | 0 | 0 | 0 | 0 | 1780.5 | 0 | 0 | 0 | 0 | 0
2835 | 0 | 0 | 0 | 0 | 0 | 1776.15 | 0 | 0 | 0 | 0 | 0
2836 | 0 | 0 | 0 | 0 | 0 | 1773.9 | 0 | 0 | 0 | 0 | 0
2837 | 0 | 0 | 0 | 0 | 0 | 1772.6 | 0 | 0 | 0 | 0 | 0
2838 | 0 | 0 | 0 | 0 | 0 | 1765.7 | 0 | 0 | 0 | 0 | 0
2839 | 989.561 | 1029.9121 | 1029.9121 | 1002.5788 | 989.561 | 1758.35 | 1834476.1065 | 356241.96 | 161595.3113 | 0 | 239127.4157
2840 | 970.741 | 1010.3247 | 1010.3247 | 983.5112 | 970.741 | 1669.65 | 1714994.057 | 349466.76 | 158522.0053 | 0 | 320684.2893
2841 | 1081.276 | 1125.367 | 1125.367 | 1095.5003 | 1081.276 | 1658.95 | 1895004.8831 | 389259.36 | 176572.3708 | 0 | 368769.1798
2842 | 1571.813 | 1635.9065 | 1635.9065 | 1592.4904 | 1571.813 | 1652.9 | 2745320.714 | 565852.68 | 256677.0629 | 0 | 545576.2923
2843 | 1519.172 | 1581.119 | 1581.119 | 1539.1569 | 1519.172 | 1664.9 | 2672571.7858 | 546901.92 | 248080.7876 | 0 | 509074.5372
2844 | 1461.244 | 1520.8288 | 1520.8288 | 1480.4669 | 1461.244 | 1661.9 | 2572726.7013 | 526047.84 | 238621.1452 | 0 | 494046.5964
2845 | 1711.452 | 1977.7455 | 1781.2395 | 1925.2572 | 1711.452 | 1652.15 | 2994096.2366 | 616122.72 | 279480.1116 | 0 | 595328.5782
2846 | 1173.122 | 1679.5317 | 1220.9582 | 1634.9578 | 1173.122 | 1663.8 | 2064099.6724 | 422323.92 | 191570.8226 | 0 | 394403.6164
2847 | 1493.09 | 201.5475 | 201.5475 | 196.1985 | 196.1985 | 1673.45 | 347631.2176 | 70631.4625 | 32039.2162 | 2377202.1069 | 61847.9169
2848 | 1648.072 | 728.9642 | 728.9642 | 709.6179 | 709.6179 | 1678.15 | 1258641.913 | 255462.4497 | 115880.6057 | 1720186.3362 | 220474.3307
2849 | 1134.203 | 602.1622 | 602.1622 | 586.1812 | 586.1812 | 1717.15 | 1062017.5394 | 211025.2219 | 95723.3854 | 1004524.0107 | 23794.1905
2850 | 1182.912 | 1231.1474 | 1231.1474 | 1198.4734 | 1182.912 | 1757.2 | 2197699.9607 | 425848.32 | 193169.5296 | 0 | 103938.5524
2851 | 1420.356 | 1478.2736 | 1478.2736 | 1439.041 | 1420.356 | 1839.05 | 2754948.4949 | 511328.16 | 231944.1348 | 0 | 228606.2982
2852 | 1311.2 | 1364.6665 | 1364.6665 | 1328.449 | 1311.2 | 1839.15 | 2541676.2483 | 472032 | 214118.96 | 0 | 210906.52
2853 | 1405.6 | 1462.9159 | 1462.9159 | 1424.0909 | 1405.6 | 1828.65 | 2707032.4448 | 506016 | 229534.48 | 0 | 240849.56
2854 | 1212 | 1261.4215 | 1261.4215 | 1227.944 | 1212 | 1821.45 | 2324815.2372 | 436320 | 197919.6 | 0 | 216402.6
2855 | 1395.2 | 1452.0918 | 1452.0918 | 1413.5541 | 1395.2 | 1806 | 2653714.015 | 502272 | 227836.16 | 0 | 270668.8
2856 | 0 | 0 | 0 | 0 | 0 | 1789.85 | 0 | 0 | 0 | 0 | 0
2857 | 0 | 0 | 0 | 0 | 0 | 1797.8 | 0 | 0 | 0 | 0 | 0
2858 | 0 | 0 | 0 | 0 | 0 | 1788.4 | 0 | 0 | 0 | 0 | 0
2859 | 0 | 0 | 0 | 0 | 0 | 1784.05 | 0 | 0 | 0 | 0 | 0
2860 | 0 | 0 | 0 | 0 | 0 | 1782.1 | 0 | 0 | 0 | 0 | 0
2861 | 0 | 0 | 0 | 0 | 0 | 1782.9 | 0 | 0 | 0 | 0 | 0
2862 | 0 | 0 | 0 | 0 | 0 | 1783.2 | 0 | 0 | 0 | 0 | 0
2863 | 1384.773 | 1441.2396 | 1441.2396 | 1402.9899 | 1384.773 | 1741.65 | 2549595.4701 | 498518.28 | 226133.4309 | 0 | 357756.1045
2864 | 330.448 | 343.9226 | 343.9226 | 334.7951 | 330.448 | 1693 | 590952.7211 | 118961.28 | 53962.1584 | 0 | 101447.536
2865 | 66.072 | 68.7662 | 68.7662 | 66.9412 | 66.072 | 1709.95 | 119276.7749 | 23785.92 | 10789.5576 | 0 | 19164.1836
2866 | 69.845 | 86.5135 | 72.6931 | 84.2175 | 69.845 | 1724.65 | 127071.3621 | 25144.2 | 11405.6885 | 0 | 19231.8207
2867 | 66.865 | 69.5915 | 69.5915 | 67.7446 | 66.865 | 1690 | 119786.8763 | 24071.4 | 10919.0545 | 0 | 20728.15
2868 | 69.874 | 72.7232 | 72.7232 | 70.7932 | 69.874 | 1716.45 | 127050.3552 | 25154.64 | 11410.4242 | 0 | 19812.7727
2869 | 62.387 | 64.9309 | 64.9309 | 63.2077 | 62.387 | 1706 | 112446.4994 | 22459.32 | 10187.7971 | 0 | 18341.778
2870 | 65.31 | 67.9731 | 67.9731 | 66.1692 | 65.31 | 1732.4 | 119102.7901 | 23511.6 | 10665.123 | 0 | 17476.956
2871 | 60.338 | 62.7984 | 62.7984 | 61.1318 | 60.338 | 1751.45 | 110838.9608 | 21721.68 | 9853.1954 | 0 | 14997.0099
2872 | 69.75 | 72.5942 | 72.5942 | 70.6676 | 69.75 | 1777.85 | 130206.5036 | 25110 | 11390.175 | 0 | 15494.9625
2873 | 62.252 | 64.7904 | 64.7904 | 63.0709 | 62.252 | 1816.2 | 119031.3532 | 22410.72 | 10165.7516 | 0 | 11441.9176
2874 | 69.556 | 72.3923 | 72.3923 | 70.471 | 69.556 | 1854.1 | 136538.2002 | 25040.16 | 11358.4948 | 0 | 10148.2204
2875 | 70.538 | 73.4143 | 73.4143 | 71.4659 | 70.538 | 1792.45 | 133344.1343 | 25393.68 | 11518.8554 | 0 | 14640.1619
2876 | 76.8 | 79.9317 | 79.9317 | 77.8103 | 76.8 | 1819 | 147148.301 | 27648 | 12541.44 | 0 | 13900.8
2877 | 72.8 | 75.7686 | 75.7686 | 73.7577 | 72.8 | 1833.05 | 140196.9135 | 26208 | 11888.24 | 0 | 12153.96
2878 | 78.4 | 81.5969 | 81.5969 | 79.4314 | 78.4 | 1857.7 | 152845.4171 | 28224 | 12802.72 | 0 | 11156.32
2879 | 72 | 74.9359 | 74.9359 | 72.9472 | 72 | 1835.65 | 139095.7145 | 25920 | 11757.6 | 0 | 11833.2
2880 | 0 | 0 | 0 | 0 | 0 | 1816.15 | 0 | 0 | 0 | 0 | 0
2881 | 0 | 0 | 0 | 0 | 0 | 1793.3 | 0 | 0 | 0 | 0 | 0
2882 | 0 | 0 | 0 | 0 | 0 | 1788.4 | 0 | 0 | 0 | 0 | 0
2883 | 0 | 0 | 0 | 0 | 0 | 1784.05 | 0 | 0 | 0 | 0 | 0
2884 | 0 | 0 | 0 | 0 | 0 | 1782.1 | 0 | 0 | 0 | 0 | 0
2885 | 0 | 0 | 0 | 0 | 0 | 1782.9 | 0 | 0 | 0 | 0 | 0
2886 | 0 | 0 | 0 | 0 | 0 | 1776.4 | 0 | 0 | 0 | 0 | 0
2887 | 59.935 | 62.379 | 62.379 | 60.7235 | 59.935 | 1738.75 | 109990.4524 | 21576.6 | 9787.3855 | 0 | 15658.0187
2888 | 60.615 | 771.9514 | 63.0867 | 751.4643 | 60.615 | 1668.4 | 106874.4366 | 21821.4 | 9898.4295 | 0 | 20099.934
2889 | 57.444 | 2628.3569 | 59.7864 | 2558.6017 | 57.444 | 1617.9 | 98367.5509 | 20679.84 | 9380.6052 | 0 | 21949.3524
2890 | 63.569 | 3321.0313 | 66.1611 | 3232.893 | 63.569 | 1637.75 | 110129.8006 | 22884.84 | 10380.8177 | 0 | 23027.8702
2891 | 57.64 | 3768.6965 | 59.9904 | 3668.6773 | 57.64 | 1613.2 | 98575.9454 | 20750.4 | 9412.612 | 0 | 22295.152
2892 | 64.133 | 3989.8938 | 66.7481 | 3884.0042 | 64.133 | 1662.8 | 112720.2265 | 23087.88 | 10472.9189 | 0 | 21625.6476
2893 | 56.963 | 987.0925 | 59.2858 | 960.8956 | 56.963 | 1669 | 100247.4336 | 20506.68 | 9302.0579 | 0 | 18854.753
2894 | 68.404 | 1530.3572 | 71.1933 | 1489.7423 | 68.404 | 1710.4 | 123831.4567 | 24625.44 | 11170.3732 | 0 | 19809.7984
2895 | 60.106 | 726.5829 | 62.5569 | 707.2998 | 60.106 | 1691.05 | 107353.2741 | 21638.16 | 9815.3098 | 0 | 18569.7487
2896 | 68.887 | 245.5546 | 71.696 | 239.0377 | 68.887 | 1719.2 | 124755.7256 | 24799.32 | 11249.2471 | 0 | 19343.4696
2897 | 59.771 | 113.5342 | 62.2083 | 110.521 | 59.771 | 1684.4 | 106286.8717 | 21517.56 | 9760.6043 | 0 | 18863.7276
2898 | 69.059 | 71.875 | 71.875 | 69.9675 | 69.059 | 1681 | 122456.0719 | 24861.24 | 11277.3347 | 0 | 22029.821
2899 | 74.479 | 77.516 | 77.516 | 75.4588 | 74.479 | 1681.95 | 131801.199 | 26812.44 | 12162.4207 | 0 | 23688.0459
2900 | 85.6 | 89.0905 | 89.0905 | 86.7261 | 85.6 | 1771 | 159419.4994 | 30816 | 13978.48 | 0 | 19602.4
2901 | 76 | 79.099 | 79.099 | 76.9998 | 76 | 1766.65 | 141038.7185 | 27360 | 12410.8 | 0 | 17734.6
2902 | 78.4 | 81.5969 | 81.5969 | 79.4314 | 78.4 | 1818.3 | 149951.2565 | 28224 | 12802.72 | 0 | 14245.28
2903 | 72.8 | 75.7686 | 75.7686 | 73.7577 | 72.8 | 1830.65 | 140628.1617 | 26208 | 11888.24 | 0 | 12328.68
2904 | 0 | 0 | 0 | 0 | 0 | 1816.15 | 0 | 0 | 0 | 0 | 0
2905 | 0 | 0 | 0 | 0 | 0 | 1777.05 | 0 | 0 | 0 | 0 | 0
2906 | 0 | 0 | 0 | 0 | 0 | 1749.7 | 0 | 0 | 0 | 0 | 0
2907 | 0 | 0 | 0 | 0 | 0 | 1705.25 | 0 | 0 | 0 | 0 | 0
2908 | 0 | 0 | 0 | 0 | 0 | 1699.1 | 0 | 0 | 0 | 0 | 0
2909 | 0 | 0 | 0 | 0 | 0 | 1645.35 | 0 | 0 | 0 | 0 | 0
2910 | 0 | 0 | 0 | 0 | 0 | 1591 | 0 | 0 | 0 | 0 | 0
2911 | 59.139 | 61.5505 | 61.5505 | 59.917 | 59.139 | 1471.7 | 91570.0701 | 21290.04 | 9657.3987 | 0 | 31243.1337
2912 | 159.508 | 1494.5773 | 166.0133 | 1454.9121 | 159.508 | 841.6 | 140892.9826 | 57422.88 | 26047.6564 | 0 | 184774.0672
2913 | 1257.452 | 2606.92 | 1308.7269 | 2537.7338 | 1257.452 | 363.7 | 481410.8619 | 452682.72 | 205341.9116 | 0 | 2057568.7076
2914 | 1452.636 | 3332.0823 | 1511.8698 | 3243.6506 | 1452.636 | 1353.45 | 2081338.3186 | 522948.96 | 237215.4588 | 0 | 939201.8058
2915 | 1793.298 | 3766.8793 | 1866.4229 | 3666.9084 | 1793.298 | 1432.8 | 2714500.196 | 645587.28 | 292845.5634 | 0 | 1017158.6256
2916 | 1328.98 | 3970.5135 | 1383.1715 | 3865.1382 | 1328.98 | 1429.15 | 2009421.7392 | 478432.8 | 217022.434 | 0 | 758648.233
2917 | 1338.234 | 3928.1737 | 1392.8029 | 3823.9221 | 1338.234 | 1427.9 | 2020297.2145 | 481764.24 | 218533.6122 | 0 | 765603.6714
2918 | 1057.156 | 2759.7237 | 1100.2634 | 2686.4822 | 1057.156 | 1449.05 | 1625562.7837 | 380576.16 | 172633.5748 | 0 | 582440.0982
2919 | 1280.998 | 1333.233 | 1333.233 | 1297.8497 | 1280.998 | 412.85 | 560759.3548 | 461159.28 | 209186.9734 | 0 | 2033135.9757
2920 | 1089.986 | 1946.8708 | 1134.4332 | 1895.2019 | 1089.986 | 411.15 | 472892.8441 | 392394.96 | 177994.7138 | 0 | 1731824.2561
2921 | 1851.164 | 970.5722 | 970.5722 | 944.8138 | 944.8138 | 398.4 | 396041.3048 | 340132.9599 | 154288.0899 | 1661339.9579 | 1460766.5072
2922 | 1796.006 | 200.5639 | 200.5639 | 195.2411 | 195.2411 | 1461.15 | 300066.6099 | 70286.7871 | 31882.8676 | 2934202.107 | 101559.2149
2923 | 1783.629 | 1856.3597 | 1856.3597 | 1807.0929 | 1783.629 | 1458.3 | 2728166.1304 | 642106.44 | 291266.6157 | 0 | 966191.8293
2924 | 1345.6 | 1400.4693 | 1400.4693 | 1363.3016 | 1345.6 | 1590 | 2247529.0343 | 484416 | 219736.48 | 0 | 551696
2925 | 1422.4 | 1480.4009 | 1480.4009 | 1441.1119 | 1422.4 | 1660.65 | 2478196.3571 | 512064 | 232277.92 | 0 | 482691.44
2926 | 1416.8 | 1474.5726 | 1474.5726 | 1435.4382 | 1416.8 | 1784 | 2651651.4627 | 510048 | 231363.44 | 0 | 306028.8
2927 | 1570.4 | 1634.4359 | 1634.4359 | 1591.0588 | 1570.4 | 1773.25 | 2928704.499 | 565344 | 256446.32 | 0 | 356088.2
2928 | 0 | 0 | 0 | 0 | 0 | 1748.7 | 0 | 0 | 0 | 0 | 0
2929 | 0 | 0 | 0 | 0 | 0 | 1775.5 | 0 | 0 | 0 | 0 | 0
2930 | 0 | 0 | 0 | 0 | 0 | 1661.75 | 0 | 0 | 0 | 0 | 0
2931 | 0 | 0 | 0 | 0 | 0 | 1520.55 | 0 | 0 | 0 | 0 | 0
2932 | 0 | 0 | 0 | 0 | 0 | 1382.8 | 0 | 0 | 0 | 0 | 0
2933 | 0 | 0 | 0 | 0 | 0 | 1379.45 | 0 | 0 | 0 | 0 | 0
2934 | 0 | 0 | 0 | 0 | 0 | 1561.85 | 0 | 0 | 0 | 0 | 0
2935 | 1555.098 | 468.5983 | 468.5983 | 456.162 | 456.162 | 1700.6 | 817161.2644 | 164218.3053 | 74491.2479 | 2014349.7629 | 0
2936 | 1292.903 | 1345.6234 | 1345.6234 | 1309.9113 | 1292.903 | 1726.4 | 2345160.3858 | 465445.08 | 211131.0599 | 0 | 224433.5328
2937 | 1616.041 | 1681.938 | 1681.938 | 1637.3003 | 1616.041 | 1788.7 | 3030024.7244 | 581774.76 | 263899.4953 | 0 | 341469.4633
2938 | 1859.685 | 1935.517 | 1935.517 | 1884.1494 | 1859.685 | 1797.4 | 3521620.0856 | 669486.6 | 303686.5605 | 0 | 376772.181
2939 | 1608.786 | 1674.3871 | 1674.3871 | 1629.9498 | 1608.786 | 1794.45 | 3050603.2218 | 579162.96 | 262714.7538 | 0 | 330685.9623
2940 | 1823.532 | 1949.8568 | 1897.8898 | 1898.1087 | 1823.532 | 1778.3 | 3421588.56 | 656471.52 | 297782.7756 | 0 | 404277.0444
2941 | 1798.158 | 1871.4811 | 1871.4811 | 1821.813 | 1798.158 | 1711.6 | 3242191.1883 | 647336.88 | 293639.2014 | 0 | 518588.7672
2942 | 1525.044 | 1221.3682 | 1221.3682 | 1188.9538 | 1188.9538 | 1788.4 | 2239756.8012 | 428023.3581 | 194156.1511 | 616053.3868 | 242862.6304
2943 | 1520.027 | 1582.0088 | 1582.0088 | 1540.0232 | 1520.027 | 1821.15 | 2917658.7461 | 547209.72 | 248220.4091 | 0 | 271856.8289
2944 | 1553.305 | 507.1133 | 507.1133 | 493.6548 | 493.6548 | 1836.15 | 952920.2172 | 177715.7202 | 80613.8253 | 1942338.8562 | 78081.7344
2945 | 1531.346 | 32.7761 | 32.7761 | 31.9063 | 31.9063 | 1906.2 | 63825.599 | 11486.2615 | 5210.2958 | 2748473.0034 | 2889.04
2946 | 1537.263 | 0 | 0 | 0 | 0 | 1876.95 | 0 | 0 | 0 | 2817803.079 | 0
2947 | 1394.4 | 1451.2592 | 1451.2592 | 1412.7435 | 1394.4 | 1868.9 | 2745532.4733 | 501984 | 227705.52 | 0 | 182805.84
2948 | 1347.2 | 1402.1345 | 1402.1345 | 1364.9226 | 1347.2 | 1874.7 | 2661945.5828 | 484992 | 219997.76 | 0 | 168804.16
2949 | 1466.4 | 1526.1951 | 1526.1951 | 1485.6907 | 1466.4 | 1874.25 | 2890030.3448 | 527904 | 239463.12 | 0 | 184399.8
2950 | 1319.2 | 1372.9927 | 1372.9927 | 1336.5543 | 1319.2 | 1876 | 2604339.9702 | 474912 | 215425.36 | 0 | 163580.8
2951 | 1240 | 1290.5632 | 1290.5632 | 1256.3124 | 1240 | 1865.25 | 2437379.5219 | 446400 | 202492 | 0 | 167090
2952 | 0 | 0 | 0 | 0 | 0 | 1847.5 | 0 | 0 | 0 | 0 | 0
2953 | 0 | 0 | 0 | 0 | 0 | 1827.05 | 0 | 0 | 0 | 0 | 0
2954 | 0 | 0 | 0 | 0 | 0 | 1790.5 | 0 | 0 | 0 | 0 | 0
2955 | 0 | 0 | 0 | 0 | 0 | 1733.25 | 0 | 0 | 0 | 0 | 0
2956 | 0 | 0 | 0 | 0 | 0 | 1715.8 | 0 | 0 | 0 | 0 | 0
2957 | 0 | 0 | 0 | 0 | 0 | 1712.45 | 0 | 0 | 0 | 0 | 0
2958 | 0 | 0 | 0 | 0 | 0 | 1745.6 | 0 | 0 | 0 | 0 | 0
2959 | 1206.214 | 472.2681 | 472.2681 | 459.7343 | 459.7343 | 1758.1 | 849451.2416 | 165504.3639 | 75074.6184 | 1368297.2091 | 107355.22
2960 | 1033.754 | 1075.9072 | 1075.9072 | 1047.3532 | 1033.754 | 1727.1 | 1875707.7701 | 372151.44 | 168812.0282 | 0 | 282111.4666
2961 | 1422.494 | 1480.4987 | 1480.4987 | 1441.2071 | 1422.494 | 1809.55 | 2708433.2594 | 512097.84 | 232293.2702 | 0 | 270913.9823
2962 | 1530.86 | 1593.2836 | 1593.2836 | 1550.9987 | 1530.86 | 1797.4 | 2906731.9913 | 551109.6 | 249989.438 | 0 | 310152.236
2963 | 1656.662 | 1816.8341 | 1724.2143 | 1768.6163 | 1656.662 | 1770.8 | 3101645.3775 | 596398.32 | 270532.9046 | 0 | 379706.9304
2964 | 1345.486 | 1400.3506 | 1400.3506 | 1363.1861 | 1345.486 | 1707.55 | 2420916.895 | 484374.96 | 219717.8638 | 0 | 393487.3807
2965 | 1497.656 | 927.1115 | 927.1115 | 902.5064 | 902.5064 | 1560.7 | 1481786.8187 | 324902.3202 | 147379.3025 | 1090909.1345 | 382729.1425
2966 | 1691.038 | 293.7103 | 293.7103 | 285.9154 | 285.9154 | 1797.7 | 542161.7836 | 102929.5517 | 46689.9883 | 2575589.6868 | 55836.0138
2967 | 1889.882 | 559.9046 | 559.9046 | 545.045 | 545.045 | 1841.85 | 1058632.5377 | 196216.2169 | 89005.8561 | 2465086.1352 | 83211.097
2968 | 1787.216 | 1133.6599 | 1133.6599 | 1103.5732 | 1103.5732 | 1918.95 | 2228667.687 | 397286.3384 | 180213.4974 | 1253117.3215 | 86344.4291
2969 | 1100.388 | 667.2441 | 667.2441 | 649.5358 | 649.5358 | 1907.4 | 1301844.9655 | 233832.8842 | 106069.1944 | 826412.1019 | 58062.3298
2970 | 1874.444 | 140.3071 | 140.3071 | 136.5834 | 136.5834 | 1836.15 | 263531.0253 | 49170.0402 | 22304.0766 | 3185498.3972 | 21603.6225
2971 | 1314.638 | 87.6095 | 87.6095 | 85.2844 | 85.2844 | 1846.55 | 165448.9152 | 30702.3698 | 13926.9361 | 2253405.221 | 0
2972 | 1416 | 1473.7399 | 1473.7399 | 1434.6277 | 1416 | 1874.7 | 2790526.726 | 509760 | 231232.8 | 0 | 113661.5095
2973 | 988.8 | 1029.1201 | 1029.1201 | 1001.8078 | 988.8 | 1873.05 | 1942584.8089 | 355968 | 161471.04 | 0 | 125528.16
2974 | 963.2 | 1002.4762 | 1002.4762 | 975.871 | 963.2 | 1876 | 1895915.4195 | 346752 | 157290.56 | 0 | 119436.8
2975 | 1384 | 1440.4351 | 1440.4351 | 1402.2067 | 1384 | 1864.05 | 2711636.7655 | 498240 | 226007.2 | 0 | 188154.8
2976 | 0 | 0 | 0 | 0 | 0 | 1848.7 | 0 | 0 | 0 | 0 | 0
2977 | 0 | 0 | 0 | 0 | 0 | 1821 | 0 | 0 | 0 | 0 | 0
2978 | 0 | 0 | 0 | 0 | 0 | 1813.8 | 0 | 0 | 0 | 0 | 0
2979 | 0 | 0 | 0 | 0 | 0 | 1806.2 | 0 | 0 | 0 | 0 | 0
2980 | 0 | 0 | 0 | 0 | 0 | 1802.05 | 0 | 0 | 0 | 0 | 0
2981 | 0 | 0 | 0 | 0 | 0 | 1799.8 | 0 | 0 | 0 | 0 | 0
2982 | 0 | 0 | 0 | 0 | 0 | 1800.35 | 0 | 0 | 0 | 0 | 0
2983 | 1212.52 | 1261.9627 | 1261.9627 | 1228.4709 | 1212.52 | 1801.75 | 2298561.5906 | 436507.2 | 198004.516 | 0 | 240382.09
2984 | 1002.061 | 1042.9218 | 1042.9218 | 1015.2433 | 1002.061 | 1799.55 | 1899872.9951 | 360741.96 | 163636.5613 | 0 | 200863.1274
2985 | 965.107 | 1004.461 | 1004.461 | 977.8031 | 965.107 | 1840.1 | 1871496.7635 | 347438.52 | 157601.9731 | 0 | 154320.6093
2986 | 1411.917 | 1469.4904 | 1469.4904 | 1430.491 | 1411.917 | 1852.75 | 2768360.301 | 508290.12 | 230566.0461 | 0 | 207904.7783
2987 | 1427.898 | 1486.1231 | 1486.1231 | 1446.6822 | 1427.898 | 1792.6 | 2712512.3769 | 514043.28 | 233175.7434 | 0 | 296146.0452
2988 | 1337.421 | 1391.9567 | 1391.9567 | 1355.015 | 1337.421 | 1775.35 | 2512100.0361 | 481471.56 | 218400.8493 | 0 | 300451.6277
2989 | 1072.122 | 1115.8397 | 1115.8397 | 1086.2259 | 1072.122 | 1756.45 | 1980641.7015 | 385963.92 | 175077.5226 | 0 | 261115.3131
2990 | 1193.708 | 1242.3836 | 1242.3836 | 1209.4114 | 1193.708 | 1832.95 | 2306188.51 | 429734.88 | 194932.5164 | 0 | 199408.9214
2991 | 980.197 | 1020.1663 | 1020.1663 | 993.0916 | 980.197 | 1911.15 | 1976308.3801 | 352870.92 | 160066.1701 | 0 | 87090.5034
2992 | 1206.253 | 1255.4401 | 1255.4401 | 1222.1214 | 1206.253 | 1908 | 2420143.468 | 434251.08 | 196981.1149 | 0 | 110975.276
2993 | 1386.057 | 993.5162 | 993.5162 | 967.1488 | 967.1488 | 1888 | 1918961.1358 | 348173.5617 | 157935.3962 | 767858.7625 | 73361.904
2994 | 1219.223 | 1268.939 | 1268.939 | 1235.2621 | 1219.223 | 1810.35 | 2328962.3066 | 438920.28 | 199099.1159 | 0 | 48787.8418
2995 | 1409.584 | 1467.0623 | 1467.0623 | 1428.1273 | 1409.584 | 1763.25 | 2614873.8335 | 507450.24 | 230185.0672 | 0 | 333719.012
2996 | 1578.4 | 1642.7621 | 1642.7621 | 1599.1641 | 1578.4 | 1810.7 | 3003178.3452 | 568224 | 257752.72 | 0 | 298791.12
2997 | 1444.8 | 1503.7143 | 1503.7143 | 1463.8066 | 1444.8 | 1833.95 | 2782271.3122 | 520128 | 235935.84 | 0 | 239909.04
2998 | 1684 | 1752.6681 | 1752.6681 | 1706.1533 | 1684 | 1862.2 | 3288162.5376 | 606240 | 274997.2 | 0 | 232055.2
2999 | 1376.8 | 1432.9415 | 1432.9415 | 1394.912 | 1376.8 | 1854.3 | 2686112.9846 | 495648 | 224831.44 | 0 | 200599.76
3000 | 0 | 0 | 0 | 0 | 0 | 1837.05 | 0 | 0 | 0 | 0 | 0
3001 | 0 | 0 | 0 | 0 | 0 | 1762.4 | 0 | 0 | 0 | 0 | 0
3002 | 0 | 0 | 0 | 0 | 0 | 1808.65 | 0 | 0 | 0 | 0 | 0
3003 | 0 | 0 | 0 | 0 | 0 | 1801.25 | 0 | 0 | 0 | 0 | 0
3004 | 0 | 0 | 0 | 0 | 0 | 1794.35 | 0 | 0 | 0 | 0 | 0
3005 | 0 | 0 | 0 | 0 | 0 | 1749.2 | 0 | 0 | 0 | 0 | 0
3006 | 0 | 0 | 0 | 0 | 0 | 1761.1 | 0 | 0 | 0 | 0 | 0
3007 | 781.83 | 813.7105 | 813.7105 | 792.1151 | 781.83 | 1716.25 | 1412020.628 | 281458.8 | 127672.839 | 0 | 221844.2625
3008 | 709.607 | 738.5425 | 738.5425 | 718.942 | 709.607 | 1683.1 | 1259697.6006 | 255458.52 | 115878.8231 | 0 | 224874.4583
3009 | 1534.229 | 1596.7899 | 1596.7899 | 1554.412 | 1534.229 | 1569.25 | 2551121.0427 | 552322.44 | 250539.5957 | 0 | 660869.1417
3010 | 1020.516 | 1310.465 | 1062.1283 | 1275.6859 | 1020.516 | 1571.95 | 1699984.6407 | 367385.76 | 166650.2628 | 0 | 436831.8738
3011 | 1287.992 | 1340.5122 | 1340.5122 | 1304.9357 | 1287.992 | 1541.35 | 2095515.114 | 463677.12 | 210329.0936 | 0 | 590737.5308
3012 | 1475.707 | 1987.1177 | 1535.8816 | 1934.3806 | 1475.707 | 1501.65 | 2346657.7656 | 531254.52 | 240982.9531 | 0 | 735418.5834
3013 | 1238.1 | 1948.0219 | 1288.5857 | 1896.3225 | 1238.1 | 1419.85 | 1859255.4051 | 445716 | 202181.73 | 0 | 718283.715
3014 | 1241.662 | 1326.4783 | 1292.293 | 1291.2743 | 1241.662 | 1477.15 | 1942546.8649 | 446998.32 | 202763.4046 | 0 | 649202.9767
3015 | 1191.082 | 1930.8137 | 1239.6505 | 1879.571 | 1191.082 | 1641.7 | 2074298.1723 | 428789.52 | 194503.6906 | 0 | 426764.6806
3016 | 1159.838 | 1631.0409 | 1207.1325 | 1587.7539 | 1159.838 | 1751.5 | 2158270.8984 | 417541.68 | 189401.5454 | 0 | 288219.743
3017 | 1030.094 | 1072.0979 | 1072.0979 | 1043.645 | 1030.094 | 1770.8 | 1932018.6588 | 370833.84 | 168214.3502 | 0 | 177421.1988
3018 | 1147.534 | 1194.3268 | 1194.3268 | 1162.63 | 1147.534 | 1773.7 | 2152201.5195 | 413112.24 | 187392.3022 | 0 | 259686.9442
3019 | 1455.483 | 1514.8329 | 1514.8329 | 1474.6301 | 1455.483 | 1821.2 | 2797869.406 | 523973.88 | 237680.3739 | 0 | 260240.3604
3020 | 1283.2 | 1335.5248 | 1335.5248 | 1300.0807 | 1283.2 | 1814.5 | 2456168.3502 | 461952 | 209546.56 | 0 | 238033.6
3021 | 1238.4 | 1288.898 | 1288.898 | 1254.6913 | 1238.4 | 1796.55 | 2345354.1668 | 445824 | 202230.72 | 0 | 251952.48
3022 | 1134.4 | 1180.6572 | 1180.6572 | 1149.3232 | 1134.4 | 1842 | 2202637.4065 | 408384 | 185247.52 | 0 | 179235.2
3023 | 1165.6 | 1213.1294 | 1213.1294 | 1180.9336 | 1165.6 | 1817.3 | 2233546.0238 | 419616 | 190342.48 | 0 | 212955.12
3024 | 0 | 0 | 0 | 0 | 0 | 1731.5 | 0 | 0 | 0 | 0 | 0
3025 | 0 | 0 | 0 | 0 | 0 | 1755.9 | 0 | 0 | 0 | 0 | 0
3026 | 0 | 0 | 0 | 0 | 0 | 1720.85 | 0 | 0 | 0 | 0 | 0
3027 | 0 | 0 | 0 | 0 | 0 | 1704.9 | 0 | 0 | 0 | 0 | 0
3028 | 0 | 0 | 0 | 0 | 0 | 1699.1 | 0 | 0 | 0 | 0 | 0
3029 | 0 | 0 | 0 | 0 | 0 | 1696.45 | 0 | 0 | 0 | 0 | 0
3030 | 0 | 0 | 0 | 0 | 0 | 1704.75 | 0 | 0 | 0 | 0 | 0
3031 | 1273.643 | 1325.5781 | 1325.5781 | 1290.398 | 1273.643 | 1738.15 | 2329225.8916 | 458511.48 | 207985.9019 | 0 | 333503.4195
3032 | 802.242 | 834.9549 | 834.9549 | 812.7956 | 802.242 | 1755.95 | 1485716.3815 | 288807.12 | 131006.1186 | 0 | 195787.1601
3033 | 1200.115 | 1249.0518 | 1249.0518 | 1215.9027 | 1200.115 | 1847.05 | 2343921.0893 | 432041.4 | 195978.7795 | 0 | 183557.5893
3034 | 1471.92 | 1531.9402 | 1531.9402 | 1491.2833 | 1471.92 | 1826.25 | 2848625.6312 | 529891.2 | 240364.536 | 0 | 255746.1
3035 | 1380.935 | 1638.8103 | 1437.2441 | 1595.3171 | 1380.935 | 1770.8 | 2584394.2566 | 497136.6 | 225506.6855 | 0 | 316510.302
3036 | 1423.39 | 1810.706 | 1481.4302 | 1762.6508 | 1423.39 | 1668.8 | 2510971.3608 | 512420.4 | 232439.587 | 0 | 471426.768
3037 | 1393.065 | 1449.8697 | 1449.8697 | 1411.391 | 1393.065 | 1635.85 | 2399434.7871 | 501503.4 | 227487.5145 | 0 | 507284.6198
3038 | 1542.057 | 2548.8311 | 1604.9371 | 2481.1866 | 1542.057 | 1758.95 | 2861762.6511 | 555140.52 | 251817.9081 | 0 | 371712.8399
3039 | 1458.87 | 2611.2132 | 1518.358 | 2541.913 | 1458.87 | 1821.15 | 2805277.3978 | 525193.2 | 238233.471 | 0 | 260918.8995
3040 | 2088.377 | 320.5738 | 320.5738 | 312.066 | 312.066 | 1819.45 | 599052.1013 | 112343.7487 | 50960.3727 | 3255978.1204 | 54390.6875
3041 | 1746.298 | 323.3319 | 323.3319 | 314.7508 | 314.7508 | 1836.25 | 608744.3755 | 113310.2987 | 51398.8105 | 2624025.9629 | 49754.1275
3042 | 1528.475 | 64.064 | 64.064 | 62.3638 | 62.3638 | 1826.95 | 120155.9588 | 22450.9506 | 10184.0007 | 2687381.918 | 10418.1291
3043 | 1628.348 | 1694.7468 | 1694.7468 | 1649.7692 | 1628.348 | 1805.75 | 3091332.7827 | 586205.28 | 265909.2284 | 0 | 197013.9832
3044 | 1763.2 | 1835.0976 | 1835.0976 | 1786.3952 | 1763.2 | 1852.35 | 3428577.6019 | 634752 | 287930.56 | 0 | 260336.48
3045 | 1925.6 | 2004.1198 | 2004.1198 | 1950.9315 | 1925.6 | 1824.25 | 3682815.8784 | 693216 | 314450.48 | 0 | 315647.5273
3046 | 2003.2 | 2084.8841 | 2084.8841 | 2029.5524 | 2003.2 | 1876 | 3942989.3362 | 721152 | 327122.56 | 0 | 222704.372
3047 | 1744 | 1815.1147 | 1815.1147 | 1766.9426 | 1744 | 1865.25 | 3420468.9841 | 627840 | 284795.2 | 0 | 235004
3048 | 0 | 0 | 0 | 0 | 0 | 1847.5 | 0 | 0 | 0 | 0 | 0
3049 | 0 | 0 | 0 | 0 | 0 | 1827.05 | 0 | 0 | 0 | 0 | 0
3050 | 0 | 0 | 0 | 0 | 0 | 1791.7 | 0 | 0 | 0 | 0 | 0
3051 | 0 | 0 | 0 | 0 | 0 | 1742.1 | 0 | 0 | 0 | 0 | 0
3052 | 0 | 0 | 0 | 0 | 0 | 1715.8 | 0 | 0 | 0 | 0 | 0
3053 | 0 | 0 | 0 | 0 | 0 | 1754.15 | 0 | 0 | 0 | 0 | 0
3054 | 0 | 0 | 0 | 0 | 0 | 1795.55 | 0 | 0 | 0 | 0 | 0
3055 | 1371.414 | 0 | 0 | 0 | 0 | 1780.15 | 0 | 0 | 0 | 2513801.862 | 0
3056 | 1360.451 | 0 | 0 | 0 | 0 | 1763.95 | 0 | 0 | 0 | 2493706.683 | 0
3057 | 1498.823 | 0 | 0 | 0 | 0 | 1870.3 | 0 | 0 | 0 | 2747342.559 | 0
3058 | 2067.103 | 1046.6114 | 1046.6114 | 1018.8349 | 1018.8349 | 1818.25 | 1959772.6296 | 366780.5612 | 166375.7379 | 1921475.4414 | 185173.2417
3059 | 1900.996 | 1978.5125 | 1978.5125 | 1926.0039 | 1900.996 | 1743.7 | 3519158.3344 | 684358.56 | 310432.6468 | 0 | 487225.2748
3060 | 2047.677 | 2131.1747 | 2131.1747 | 2074.6145 | 2047.677 | 1658.95 | 3601732.0797 | 737163.72 | 334385.6541 | 0 | 698360.2409
3061 | 1737.954 | 1808.8222 | 1808.8222 | 1760.817 | 1737.954 | 1666.05 | 3047616.9577 | 625663.44 | 283807.8882 | 0 | 580389.7383
3062 | 1834.925 | 1909.7474 | 1909.7474 | 1859.0637 | 1834.925 | 1817.7 | 3526857.9967 | 660573 | 299643.2525 | 0 | 334506.8275
3063 | 1799.821 | 1067.5029 | 1067.5029 | 1039.172 | 1039.172 | 1850.7 | 2032756.0157 | 374101.904 | 169696.7803 | 1394269.6985 | 149770.8922
3064 | 1674.824 | 193.8905 | 193.8905 | 188.7447 | 188.7447 | 1828.15 | 364447.8833 | 67948.1008 | 30822.0135 | 2723983.312 | 31311.5855
3065 | 1838.59 | 335.7806 | 335.7806 | 326.8692 | 326.8692 | 1885.05 | 648188.6498 | 117672.9043 | 53377.7369 | 2770984.2658 | 36271.323
3066 | 1892.738 | 68.6757 | 68.6757 | 66.853 | 66.853 | 1836.15 | 129211.7637 | 24067.0952 | 10917.1018 | 3346847.1276 | 10574.2236
3067 | 1857.119 | 1932.8464 | 1932.8464 | 1881.5497 | 1857.119 | 1846.55 | 3614806.6703 | 668562.84 | 303267.5327 | 0 | 158333.6997
3068 | 1924 | 2002.4546 | 2002.4546 | 1949.3105 | 1924 | 1873.5 | 3787168.429 | 692640 | 314189.2 | 0 | 227194.3795
3069 | 1824.8 | 1899.2095 | 1899.2095 | 1848.8055 | 1824.8 | 1832.25 | 3508981.0344 | 656928 | 297989.84 | 0 | 301279.5033
3070 | 2112.8 | 2093.1229 | 2093.1229 | 2037.5725 | 2037.5725 | 1876 | 4010064.1492 | 733526.1078 | 332735.5928 | 255622.9712 | 222704.372
3071 | 1693.6 | 1762.6596 | 1762.6596 | 1715.8796 | 1693.6 | 1865.25 | 3326605.8243 | 609696 | 276564.88 | 0 | 228212.6
3072 | 0 | 0 | 0 | 0 | 0 | 1848.7 | 0 | 0 | 0 | 0 | 0
3073 | 0 | 0 | 0 | 0 | 0 | 1827.05 | 0 | 0 | 0 | 0 | 0
3074 | 0 | 0 | 0 | 0 | 0 | 1812.85 | 0 | 0 | 0 | 0 | 0
3075 | 0 | 0 | 0 | 0 | 0 | 1805.25 | 0 | 0 | 0 | 0 | 0
3076 | 0 | 0 | 0 | 0 | 0 | 1777.45 | 0 | 0 | 0 | 0 | 0
3077 | 0 | 0 | 0 | 0 | 0 | 1754.15 | 0 | 0 | 0 | 0 | 0
3078 | 0 | 0 | 0 | 0 | 0 | 1774.4 | 0 | 0 | 0 | 0 | 0
3079 | 1151.437 | 484.9083 | 484.9083 | 472.0391 | 472.0391 | 1770.1 | 879887.4186 | 169934.0808 | 77083.9872 | 1245336.3261 | 104760.3722
3080 | 1016.173 | 1057.6093 | 1057.6093 | 1029.5409 | 1016.173 | 1743.1 | 1867148.1756 | 365822.28 | 165941.0509 | 0 | 261054.8437
3081 | 1393.713 | 1450.5441 | 1450.5441 | 1412.0475 | 1393.713 | 1809.55 | 2659646.4084 | 501736.68 | 227593.3329 | 0 | 265432.6409
3082 | 1742.288 | 1813.3329 | 1813.3329 | 1765.2081 | 1742.288 | 1789.05 | 3290296.1965 | 627223.68 | 284515.6304 | 0 | 367535.6536
3083 | 1918.198 | 1996.416 | 1996.416 | 1943.4322 | 1918.198 | 1732.05 | 3516443.0458 | 690551.28 | 313241.7334 | 0 | 513981.1541
3084 | 1389.518 | 1953.7483 | 1446.1781 | 1901.8969 | 1389.518 | 1605.95 | 2355262.9411 | 500226.48 | 226908.2894 | 0 | 547539.5679
3085 | 1454.847 | 1896.9208 | 1514.17 | 1846.5776 | 1454.847 | 1603.2 | 2460174.6012 | 523744.92 | 237576.5151 | 0 | 577283.2896
3086 | 1572.945 | 1637.0847 | 1637.0847 | 1593.6373 | 1572.945 | 1552.95 | 2579636.0241 | 566260.2 | 256861.9185 | 0 | 703185.0622
3087 | 1407.007 | 1220.2161 | 1220.2161 | 1187.8322 | 1187.8322 | 1592.25 | 1996021.3763 | 427619.5956 | 193972.9999 | 401747.3903 | 467551.4305
3088 | 1270.866 | 273.1737 | 273.1737 | 265.9238 | 265.9238 | 1769.4 | 496655.2196 | 95732.5838 | 43425.3637 | 1842058.972 | 59196.6342
3089 | 1921.03 | 124.123 | 124.123 | 120.8289 | 120.8289 | 1815.4 | 230942.1006 | 43498.3977 | 19731.3565 | 3299768.6483 | 21531.9286
3090 | 1338.785 | 717.0515 | 717.0515 | 698.0213 | 698.0213 | 1807 | 1329346.9922 | 251287.6832 | 113986.8852 | 1174519.785 | 3407.222
3091 | 1455.323 | 1514.6664 | 1514.6664 | 1474.468 | 1455.323 | 1788.9 | 2740785.8191 | 523916.28 | 237654.2459 | 0 | 307218.6853
3092 | 1472 | 1532.0234 | 1532.0234 | 1491.3644 | 1472 | 1852.35 | 2868887.9746 | 529920 | 240377.6 | 0 | 217340.8
3093 | 1682.4 | 1751.0029 | 1751.0029 | 1704.5322 | 1682.4 | 1873.05 | 3309192.2845 | 605664 | 274735.92 | 0 | 213580.68
3094 | 1751.2 | 1822.6083 | 1822.6083 | 1774.2373 | 1751.2 | 1876 | 3448847.6153 | 630432 | 285970.96 | 0 | 217148.8
3095 | 1388 | 1444.5982 | 1444.5982 | 1406.2593 | 1388 | 1865.25 | 2724923.7698 | 499680 | 226660.4 | 0 | 187033
3096 | 0 | 0 | 0 | 0 | 0 | 1848.7 | 0 | 0 | 0 | 0 | 0
3097 | 0 | 0 | 0 | 0 | 0 | 1777.05 | 0 | 0 | 0 | 0 | 0
3098 | 0 | 0 | 0 | 0 | 0 | 1812.85 | 0 | 0 | 0 | 0 | 0
3099 | 0 | 0 | 0 | 0 | 0 | 1804.05 | 0 | 0 | 0 | 0 | 0
3100 | 0 | 0 | 0 | 0 | 0 | 1764.3 | 0 | 0 | 0 | 0 | 0
3101 | 0 | 0 | 0 | 0 | 0 | 1712.45 | 0 | 0 | 0 | 0 | 0
3102 | 0 | 0 | 0 | 0 | 0 | 1724.75 | 0 | 0 | 0 | 0 | 0
3103 | 596.8 | 621.1356 | 621.1356 | 604.651 | 596.8 | 1721.3 | 1082310.3246 | 214848 | 97457.44 | 0 | 151117.2714
3104 | 559.198 | 582.0003 | 582.0003 | 566.5543 | 559.198 | 1726.4 | 1018601.1984 | 201311.28 | 91317.0334 | 0 | 152996.5728
3105 | 533.643 | 555.4033 | 555.4033 | 540.6632 | 533.643 | 1772 | 998291.0847 | 192111.48 | 87143.9019 | 0 | 121670.604
3106 | 918.03 | 955.4643 | 955.4643 | 930.1068 | 918.03 | 1726.65 | 1676419.4742 | 330490.8 | 149914.299 | 0 | 250943.5005
3107 | 967.693 | 1007.1524 | 1007.1524 | 980.4231 | 967.693 | 1522.7 | 1562068.0006 | 348369.48 | 158024.2669 | 0 | 461879.8689
3108 | 627.109 | 1259.7188 | 652.6805 | 1226.2865 | 627.109 | 1480.05 | 980709.8251 | 225759.24 | 102406.8997 | 0 | 326065.3246
3109 | 812.063 | 1198.3702 | 845.1753 | 1166.5661 | 812.063 | 1477.3 | 1261070.2197 | 292342.68 | 132609.8879 | 0 | 424465.3301
3110 | 905.477 | 942.3994 | 942.3994 | 917.3887 | 905.477 | 1678.35 | 1606076.3656 | 325971.72 | 147864.3941 | 0 | 291246.6771
3111 | 596.201 | 2177.2228 | 620.5122 | 2119.4405 | 596.201 | 1700 | 1071427.7376 | 214632.36 | 97359.6233 | 0 | 178860.3
3112 | 817.356 | 850.6852 | 850.6852 | 828.1084 | 817.356 | 1658.25 | 1430808.144 | 294248.16 | 133474.2348 | 0 | 279331.413
3113 | 855.171 | 890.0421 | 890.0421 | 866.4209 | 855.171 | 1827.05 | 1644340.4526 | 307861.56 | 139649.4243 | 0 | 147901.8244
3114 | 864.861 | 900.1273 | 900.1273 | 876.2384 | 864.861 | 1822.65 | 1659695.2061 | 311349.96 | 141231.8013 | 0 | 153383.0983
3115 | 824.194 | 857.802 | 857.802 | 835.0364 | 824.194 | 1826.9 | 1583724.7462 | 296709.84 | 134590.8802 | 0 | 142667.9814
3116 | 626.4 | 651.9426 | 651.9426 | 634.6404 | 626.4 | 1873.5 | 1233032.6933 | 225504 | 102291.12 | 0 | 79239.6
3117 | 780 | 811.8059 | 811.8059 | 790.261 | 780 | 1832.25 | 1499337.8474 | 280800 | 127374 | 0 | 130845
3118 | 831.2 | 865.0937 | 865.0937 | 842.1346 | 831.2 | 1876 | 1639762.2677 | 299232 | 135734.96 | 0 | 103068.8
3119 | 764 | 795.1535 | 795.1535 | 774.0505 | 764 | 1865.25 | 1503219.7498 | 275040 | 124761.2 | 0 | 102949
3120 | 0 | 0 | 0 | 0 | 0 | 1847.5 | 0 | 0 | 0 | 0 | 0
3121 | 0 | 0 | 0 | 0 | 0 | 1777.05 | 0 | 0 | 0 | 0 | 0
3122 | 0 | 0 | 0 | 0 | 0 | 1712.15 | 0 | 0 | 0 | 0 | 0
3123 | 0 | 0 | 0 | 0 | 0 | 1704.55 | 0 | 0 | 0 | 0 | 0
3124 | 0 | 0 | 0 | 0 | 0 | 1699.1 | 0 | 0 | 0 | 0 | 0
3125 | 0 | 0 | 0 | 0 | 0 | 1674.8 | 0 | 0 | 0 | 0 | 0
3126 | 0 | 0 | 0 | 0 | 0 | 1646 | 0 | 0 | 0 | 0 | 0
3127 | 1606.824 | 1672.3451 | 1672.3451 | 1627.962 | 1606.824 | 1680 | 2842611.8946 | 578456.64 | 262394.3592 | 0 | 514183.68
3128 | 1031.203 | 1073.2522 | 1073.2522 | 1044.7686 | 1031.203 | 1575.05 | 1711851.1101 | 371233.08 | 168395.4499 | 0 | 438209.7149
3129 | 1251.649 | 1302.6872 | 1302.6872 | 1268.1146 | 1251.649 | 1721.6 | 2277346.4206 | 450593.64 | 204394.2817 | 0 | 348459.0816
3130 | 1182.361 | 1230.5739 | 1230.5739 | 1197.9151 | 1182.361 | 1696.45 | 2125140.5099 | 425649.96 | 193079.5513 | 0 | 358905.6815
3131 | 1327.158 | 1381.2752 | 1381.2752 | 1344.617 | 1327.158 | 1305.6 | 1841694.4088 | 477776.88 | 216724.9014 | 0 | 921578.5152
3132 | 662.126 | 1230.7321 | 689.1243 | 1198.0691 | 662.126 | 1300.95 | 912322.3005 | 238365.36 | 108125.1758 | 0 | 462859.1803
3133 | 803.013 | 1321.3244 | 835.7563 | 1286.2572 | 803.013 | 1522.2 | 1288658.3849 | 289084.68 | 131132.0229 | 0 | 383679.6114
3134 | 839.44 | 2638.7262 | 873.6697 | 2568.6958 | 839.44 | 1615.5 | 1433071.8856 | 302198.4 | 137080.552 | 0 | 322764.68
3135 | 881.612 | 2710.9977 | 917.5613 | 2639.0493 | 881.612 | 1770.75 | 1651228.7737 | 317380.32 | 143967.2396 | 0 | 202109.551
3136 | 723.729 | 1770.9223 | 753.2403 | 1723.923 | 723.729 | 1819.45 | 1390918.8188 | 260542.44 | 118184.9457 | 0 | 130669.2709
3137 | 1037.81 | 785.0049 | 785.0049 | 764.1713 | 764.1713 | 1851.55 | 1490531.3866 | 275101.6517 | 124789.1659 | 501579.8203 | 109509.3383
3138 | 1280.783 | 170.2284 | 170.2284 | 165.7106 | 165.7106 | 1826.95 | 319494.0995 | 59655.8312 | 27060.5479 | 2043927.6317 | 27682.4624
3139 | 1299.258 | 800.0514 | 800.0514 | 778.8184 | 778.8184 | 1822.4 | 1495103.5644 | 280374.6379 | 127181.051 | 953965.7161 | 68275.4784
3140 | 1091.2 | 1135.6956 | 1135.6956 | 1105.5549 | 1091.2 | 1870.2 | 2148923.0178 | 392832 | 178192.96 | 0 | 141637.76
3141 | 1475.2 | 1535.3539 | 1535.3539 | 1494.6065 | 1475.2 | 1824.25 | 2827063.115 | 531072 | 240900.16 | 0 | 259266.4
3142 | 901.6 | 938.3644 | 938.3644 | 913.4607 | 901.6 | 1876 | 1775399.5962 | 324576 | 147231.28 | 0 | 111798.4
3143 | 1424.8 | 1482.8988 | 1482.8988 | 1443.5434 | 1424.8 | 1865.25 | 2796247.4475 | 512928 | 232669.84 | 0 | 191991.8
3144 | 0 | 0 | 0 | 0 | 0 | 1848.7 | 0 | 0 | 0 | 0 | 0
3145 | 0 | 0 | 0 | 0 | 0 | 1821 | 0 | 0 | 0 | 0 | 0
3146 | 0 | 0 | 0 | 0 | 0 | 1813.8 | 0 | 0 | 0 | 0 | 0
3147 | 0 | 0 | 0 | 0 | 0 | 1806.2 | 0 | 0 | 0 | 0 | 0
3148 | 0 | 0 | 0 | 0 | 0 | 1802.05 | 0 | 0 | 0 | 0 | 0
3149 | 0 | 0 | 0 | 0 | 0 | 1799.8 | 0 | 0 | 0 | 0 | 0
3150 | 0 | 0 | 0 | 0 | 0 | 1800.35 | 0 | 0 | 0 | 0 | 0
3151 | 1360.959 | 1416.4545 | 1416.4545 | 1378.8626 | 1360.959 | 1751.75 | 2514364.555 | 489945.24 | 222244.6047 | 0 | 337858.0718
3152 | 1089.279 | 1133.6963 | 1133.6963 | 1103.6086 | 1089.279 | 1721.2 | 1980710.1969 | 392140.44 | 177879.2607 | 0 | 303690.9852
3153 | 1352.296 | 1407.4383 | 1407.4383 | 1370.0856 | 1352.296 | 1761.75 | 2518655.4239 | 486826.56 | 220829.9368 | 0 | 322184.522
3154 | 1592.847 | 1657.7982 | 1657.7982 | 1613.8011 | 1592.847 | 1766.05 | 2981693.3832 | 573424.92 | 260111.9151 | 0 | 372646.5556
3155 | 1626.609 | 1692.9369 | 1692.9369 | 1648.0073 | 1626.609 | 1622.7 | 2798896.3729 | 585579.24 | 265625.2497 | 0 | 613719.5757
3156 | 1541.713 | 1604.5791 | 1604.5791 | 1561.9945 | 1541.713 | 1448.25 | 2363797.8061 | 555016.68 | 251761.7329 | 0 | 850640.1478
3157 | 1622.298 | 1688.4501 | 1688.4501 | 1643.6396 | 1622.298 | 1514.75 | 2596088.195 | 584027.28 | 264921.2634 | 0 | 787220.1045
3158 | 1448.694 | 1507.7671 | 1507.7671 | 1467.7518 | 1448.694 | 1721 | 2636563.8929 | 521529.84 | 236571.7302 | 0 | 404185.626
3159 | 1620.387 | 1686.4612 | 1686.4612 | 1641.7034 | 1620.387 | 1812 | 3108786.3597 | 583339.32 | 264609.1971 | 0 | 303658.54
3160 | 1509.994 | 1131.4232 | 1131.4232 | 1101.3959 | 1101.3959 | 1807.65 | 2102194.8402 | 396502.5211 | 179857.9491 | 748960.3322 | 204510.5593
3161 | 1315.27 | 854.0823 | 854.0823 | 831.4154 | 831.4154 | 1836.8 | 1607893.9504 | 299309.5349 | 135770.1307 | 886905.5281 | 130984.1568
3162 | 1693.54 | 510.3293 | 510.3293 | 496.7854 | 496.7854 | 1800.8 | 943839.8143 | 178842.754 | 81125.0604 | 2193651.1308 | 34703.0304
3163 | 1887.87 | 1964.8513 | 1964.8513 | 1912.7052 | 1887.87 | 1755.25 | 3488390.3952 | 679633.2 | 308289.171 | 0 | 427194.9715
3164 | 1574.4 | 1638.599 | 1638.599 | 1595.1115 | 1574.4 | 1850.6 | 3063193.2386 | 566784 | 257099.52 | 0 | 235215.36
3165 | 1738.4 | 1809.2864 | 1809.2864 | 1761.2689 | 1738.4 | 1813.1 | 3312342.5835 | 625824 | 283880.72 | 0 | 324906.96
3166 | 1488 | 1548.6759 | 1548.6759 | 1507.5749 | 1488 | 1862.2 | 2910369.7821 | 535680 | 242990.4 | 0 | 205046.4
3167 | 1567.2 | 1631.1054 | 1631.1054 | 1587.8167 | 1567.2 | 1854.3 | 3057084.0566 | 564192 | 255923.76 | 0 | 228341.04
3168 | 0 | 0 | 0 | 0 | 0 | 1837.05 | 0 | 0 | 0 | 0 | 0
3169 | 0 | 0 | 0 | 0 | 0 | 1770.75 | 0 | 0 | 0 | 0 | 0
3170 | 0 | 0 | 0 | 0 | 0 | 1808.65 | 0 | 0 | 0 | 0 | 0
3171 | 0 | 0 | 0 | 0 | 0 | 1801.25 | 0 | 0 | 0 | 0 | 0
3172 | 0 | 0 | 0 | 0 | 0 | 1795.55 | 0 | 0 | 0 | 0 | 0
3173 | 0 | 0 | 0 | 0 | 0 | 1791.5 | 0 | 0 | 0 | 0 | 0
3174 | 0 | 0 | 0 | 0 | 0 | 1787.25 | 0 | 0 | 0 | 0 | 0
3175 | 1222.398 | 1272.2435 | 1272.2435 | 1238.4788 | 1222.398 | 1779.4 | 2295560.6959 | 440063.28 | 199617.5934 | 0 | 94850.7202
3176 | 1224.246 | 1274.1668 | 1274.1668 | 1240.3511 | 1224.246 | 1691.45 | 2193901.5114 | 440728.56 | 199919.3718 | 0 | 377741.1033
3177 | 1405.356 | 1462.6619 | 1462.6619 | 1423.8437 | 1405.356 | 1598.7 | 2375488.4148 | 505928.16 | 229494.6348 | 0 | 563969.3628
3178 | 1702.904 | 1772.343 | 1772.343 | 1725.3059 | 1702.904 | 1552.25 | 2794927.4418 | 613045.44 | 278084.2232 | 0 | 762475.266
3179 | 1163.639 | 1211.0885 | 1211.0885 | 1178.9468 | 1163.639 | 1498.85 | 1841256.8736 | 418910.04 | 190022.2487 | 0 | 583157.6849
3180 | 1654.093 | 1721.5416 | 1721.5416 | 1675.8528 | 1654.093 | 1463.15 | 2564146.9182 | 595473.48 | 270113.3869 | 0 | 887999.827
3181 | 1527.881 | 1590.1831 | 1590.1831 | 1547.9805 | 1527.881 | 1426.25 | 2314156.7959 | 550037.16 | 249502.9673 | 0 | 876621.7237
3182 | 1582.693 | 1647.2301 | 1647.2301 | 1603.5136 | 1582.693 | 1524.25 | 2561794.5296 | 569769.48 | 258453.7669 | 0 | 752966.1948
3183 | 1693.198 | 2036.8377 | 1762.2412 | 1982.7811 | 1693.198 | 1347 | 2415881.658 | 609551.28 | 276499.2334 | 0 | 1105658.294
3184 | 1547.887 | 1387.4054 | 1387.4054 | 1350.5844 | 1350.5844 | 1477.8 | 2115407.1838 | 486210.3981 | 220550.4389 | 361655.594 | 680830.2606
3185 | 1494.49 | 872.1491 | 872.1491 | 849.0027 | 849.0027 | 1662.5 | 1496238.9958 | 305640.9846 | 138642.1466 | 1183178.157 | 276607.2375
3186 | 1557.6 | 1407.1365 | 1407.1365 | 1369.7918 | 1369.7918 | 1761.7 | 2551187.2125 | 493125.0604 | 223687.0066 | 344252.3676 | 42973.1156
3187 | 1736.8 | 1807.6211 | 1807.6211 | 1759.6479 | 1736.8 | 1826.2 | 3348511.9283 | 625248 | 283619.44 | 0 | 301855.84
3188 | 1518.4 | 1580.3155 | 1580.3155 | 1538.3748 | 1518.4 | 1836.85 | 2942784.7519 | 546624 | 247954.72 | 0 | 247726.96
3189 | 1556 | 1619.4487 | 1619.4487 | 1576.4694 | 1556 | 1838.85 | 3020337.6231 | 560160 | 254094.8 | 0 | 250749.4
3190 | 1313.6 | 1367.1644 | 1367.1644 | 1330.8806 | 1313.6 | 1844.4 | 2553437.5402 | 472896 | 214510.88 | 0 | 204396.16
3191 | 1468.8 | 1528.693 | 1528.693 | 1488.1223 | 1468.8 | 1839.65 | 2846640.9191 | 528768 | 239855.04 | 0 | 235522.08
3192 | 0 | 0 | 0 | 0 | 0 | 1822.3 | 0 | 0 | 0 | 0 | 0
3193 | 0 | 0 | 0 | 0 | 0 | 1785.05 | 0 | 0 | 0 | 0 | 0
3194 | 0 | 0 | 0 | 0 | 0 | 1712.5 | 0 | 0 | 0 | 0 | 0
3195 | 0 | 0 | 0 | 0 | 0 | 1704.55 | 0 | 0 | 0 | 0 | 0
3196 | 0 | 0 | 0 | 0 | 0 | 1678.15 | 0 | 0 | 0 | 0 | 0
3197 | 0 | 0 | 0 | 0 | 0 | 1695.75 | 0 | 0 | 0 | 0 | 0
3198 | 0 | 0 | 0 | 0 | 0 | 1696.4 | 0 | 0 | 0 | 0 | 0
3199 | 1067.464 | 1110.9918 | 1110.9918 | 1081.5066 | 1067.464 | 1700.95 | 1907510.2127 | 384287.04 | 174316.8712 | 0 | 295213.4876
3200 | 1283.562 | 1335.9015 | 1335.9015 | 1300.4474 | 1283.562 | 1676 | 2263144.2227 | 462082.32 | 209605.6746 | 0 | 415874.088
3201 | 1599.831 | 1665.067 | 1665.067 | 1620.877 | 1599.831 | 1780.7 | 3005070.1228 | 575939.16 | 261252.4023 | 0 | 350842.9383
3202 | 1734.369 | 1805.091 | 1805.091 | 1757.1849 | 1734.369 | 1789.05 | 3281141.2431 | 624372.84 | 283222.4577 | 0 | 365865.1406
3203 | 1623.038 | 1747.6557 | 1689.2203 | 1701.2739 | 1623.038 | 1794.1 | 3088427.9656 | 584293.68 | 265042.1054 | 0 | 334183.5242
3204 | 1636.443 | 1976.8577 | 1703.1719 | 1924.393 | 1636.443 | 1707.55 | 2954987.3034 | 589119.48 | 267231.1419 | 0 | 478577.7554
3205 | 1725.917 | 1934.1817 | 1796.2933 | 1882.8495 | 1725.917 | 1686.4 | 3071357.4109 | 621330.12 | 281842.2461 | 0 | 541247.5712
3206 | 2012.075 | 2094.121 | 2094.121 | 2038.5441 | 2012.075 | 1758.95 | 3735379.5531 | 724347 | 328571.8475 | 0 | 485010.6788
3207 | 1948.007 | 2060.5195 | 2027.4394 | 2005.8344 | 1948.007 | 1829.85 | 3758638.682 | 701282.52 | 318109.5431 | 0 | 331453.3911
3208 | 1556.628 | 2290.1294 | 1620.1023 | 2229.3506 | 1556.628 | 1876.95 | 3075927.3307 | 560386.08 | 254197.3524 | 0 | 191543.0754
3209 | 1721.903 | 1182.9011 | 1182.9011 | 1151.5076 | 1151.5076 | 1907.4 | 2307829.2473 | 414542.7211 | 188041.1843 | 1045534.8443 | 102933.8822
3210 | 1737.852 | 196.3602 | 196.3602 | 191.1489 | 191.1489 | 1876.95 | 377217.3728 | 68813.619 | 31214.6222 | 2835106.7059 | 22705.6782
3211 | 1568.995 | 1632.9736 | 1632.9736 | 1589.6354 | 1568.995 | 1867.7 | 3087610.6179 | 564838.2 | 256216.8835 | 0 | 207578.0385
3212 | 1459.2 | 1518.7015 | 1518.7015 | 1478.396 | 1459.2 | 1873.5 | 2875241.6152 | 525312 | 238287.36 | 0 | 184588.8
3213 | 1577.6 | 1641.9295 | 1641.9295 | 1598.3536 | 1577.6 | 1873.05 | 3100150.9289 | 567936 | 257622.08 | 0 | 200276.32
3214 | 1764.8 | 1836.7629 | 1836.7629 | 1788.0162 | 1764.8 | 1876 | 3469663.9253 | 635328 | 288191.84 | 0 | 218835.2
3215 | 1724 | 1794.2992 | 1794.2992 | 1746.6795 | 1724 | 1865.25 | 3375434.6476 | 620640 | 281529.2 | 0 | 232309
3216 | 0 | 0 | 0 | 0 | 0 | 1848.7 | 0 | 0 | 0 | 0 | 0
3217 | 0 | 0 | 0 | 0 | 0 | 1827.05 | 0 | 0 | 0 | 0 | 0
3218 | 0 | 0 | 0 | 0 | 0 | 1812.85 | 0 | 0 | 0 | 0 | 0
3219 | 0 | 0 | 0 | 0 | 0 | 1805.25 | 0 | 0 | 0 | 0 | 0
3220 | 0 | 0 | 0 | 0 | 0 | 1799.8 | 0 | 0 | 0 | 0 | 0
3221 | 0 | 0 | 0 | 0 | 0 | 1796.45 | 0 | 0 | 0 | 0 | 0
3222 | 0 | 0 | 0 | 0 | 0 | 1796.75 | 0 | 0 | 0 | 0 | 0
3223 | 1482.886 | 0 | 0 | 0 | 0 | 1801.3 | 0 | 0 | 0 | 2718130.038 | 0
3224 | 905.259 | 0 | 0 | 0 | 0 | 1827.1 | 0 | 0 | 0 | 1659339.747 | 0
3225 | 1293.998 | 0 | 0 | 0 | 0 | 1872.7 | 0 | 0 | 0 | 2371898.334 | 0
3226 | 1538.464 | 0 | 0 | 0 | 0 | 1868.25 | 0 | 0 | 0 | 2820004.512 | 0
3227 | 1566.084 | 522.0724 | 522.0724 | 508.2169 | 508.2169 | 1794.8 | 964010.0959 | 182958.0686 | 82991.8128 | 1939070.4726 | 104286.0991
3228 | 1519.876 | 843.5277 | 843.5277 | 821.141 | 821.141 | 1789.95 | 1549072.7486 | 295610.7486 | 134092.3201 | 1280781.3129 | 172480.6604
3229 | 2001.861 | 2017.1066 | 2017.1066 | 1963.5737 | 1963.5737 | 1754.6 | 3617679.5964 | 706886.5307 | 320651.5846 | 70180.6277 | 109519.3206
3230 | 1474.906 | 510.2554 | 510.2554 | 496.7135 | 496.7135 | 1809.7 | 946675.8672 | 178816.8578 | 81113.3135 | 1793026.8639 | 91248.2791
3231 | 1790.369 | 1863.3745 | 1863.3745 | 1813.9216 | 1790.369 | 1837.85 | 3462590.0288 | 644532.84 | 292367.2577 | 0 | 290308.3334
3232 | 1829.06 | 1015.5026 | 1015.5026 | 988.5517 | 988.5517 | 1857 | 1929415.4168 | 355878.6066 | 161430.4902 | 1540651.7413 | 136463.327
3233 | 1677.484 | 93.9915 | 93.9915 | 91.497 | 91.497 | 1901.9 | 182510.1057 | 32938.9301 | 14941.4647 | 2907114.1198 | 8664.7806
3234 | 2026.099 | 15.0632 | 15.0632 | 14.6634 | 14.6634 | 1857 | 28613.6797 | 5278.822 | 2394.5323 | 3686961.4651 | 2024.165
3235 | 1587.2 | 1651.9209 | 1651.9209 | 1608.0798 | 1587.2 | 1847.75 | 3081295.9425 | 571392 | 259189.76 | 0 | 241651.2
3236 | 1344 | 1398.804 | 1398.804 | 1361.6805 | 1344 | 1874.7 | 2645641.933 | 483840 | 219475.2 | 0 | 168403.2
3237 | 1775.2 | 1847.587 | 1847.587 | 1798.553 | 1775.2 | 1874.25 | 3492700.9275 | 639072 | 289890.16 | 0 | 223231.4
3238 | 1706.4 | 1775.9815 | 1775.9815 | 1728.8479 | 1706.4 | 1876 | 3357008.8001 | 614304 | 278655.12 | 0 | 211593.6
3239 | 1422.4 | 1480.4009 | 1480.4009 | 1441.1119 | 1422.4 | 1865.25 | 2789075.7917 | 512064 | 232277.92 | 0 | 191668.4
3240 | 0 | 0 | 0 | 0 | 0 | 1848.7 | 0 | 0 | 0 | 0 | 0
3241 | 0 | 0 | 0 | 0 | 0 | 1785.05 | 0 | 0 | 0 | 0 | 0
3242 | 0 | 0 | 0 | 0 | 0 | 1812.85 | 0 | 0 | 0 | 0 | 0
3243 | 0 | 0 | 0 | 0 | 0 | 1805.25 | 0 | 0 | 0 | 0 | 0
3244 | 0 | 0 | 0 | 0 | 0 | 1799.8 | 0 | 0 | 0 | 0 | 0
3245 | 0 | 0 | 0 | 0 | 0 | 1796.45 | 0 | 0 | 0 | 0 | 0
3246 | 0 | 0 | 0 | 0 | 0 | 1796.75 | 0 | 0 | 0 | 0 | 0
3247 | 1055.099 | 332.5428 | 332.5428 | 323.7173 | 323.7173 | 1800.1 | 614344.2677 | 116538.211 | 52863.0274 | 1340622.7425 | 0
3248 | 1425.043 | 1003.4983 | 1003.4983 | 976.866 | 976.866 | 1726.75 | 1777934.1261 | 351671.7433 | 159522.2102 | 821508.5261 | 86682.2778
3249 | 1508.333 | 1569.838 | 1569.838 | 1528.1753 | 1508.333 | 1830.7 | 2909845.0783 | 542999.88 | 246310.7789 | 0 | 255360.7769
3250 | 1700.252 | 1769.5828 | 1769.5828 | 1722.6191 | 1700.252 | 1846.2 | 3319151.3498 | 612090.72 | 277651.1516 | 0 | 261498.7576
3251 | 1839.549 | 1914.5599 | 1914.5599 | 1863.7485 | 1839.549 | 1711.7 | 3339963.5798 | 662237.64 | 300398.3517 | 0 | 530341.9767
3252 | 1816.85 | 1890.9353 | 1890.9353 | 1840.7509 | 1816.85 | 1604.7 | 3082549.8553 | 654066 | 296691.605 | 0 | 718200.805
3253 | 1707.886 | 1777.5281 | 1777.5281 | 1730.3535 | 1707.886 | 1483.7 | 2673294.6601 | 614838.96 | 278897.7838 | 0 | 881781.5418
3254 | 1728.169 | 1798.6382 | 1798.6382 | 1750.9033 | 1728.169 | 1767.45 | 3227257.0258 | 622140.84 | 282209.9977 | 0 | 401885.701
3255 | 1703.789 | 1773.2641 | 1773.2641 | 1726.2026 | 1703.789 | 1821.15 | 3272986.9227 | 613364.04 | 278228.7437 | 0 | 304722.6626
3256 | 1569.14 | 1633.1245 | 1633.1245 | 1589.7823 | 1569.14 | 1820.15 | 3007514.474 | 564890.4 | 256240.562 | 0 | 282209.829
3257 | 1690.426 | 971.7723 | 971.7723 | 945.9819 | 945.9819 | 1864.2 | 1854368.9654 | 340553.5003 | 154478.8517 | 1364565.9522 | 124011.7452
3258 | 1602.301 | 210.4222 | 210.4222 | 204.8377 | 204.8377 | 1785.8 | 385262.8568 | 73741.5651 | 33449.9933 | 2561550.2641 | 42355.4796
3259 | 1476.806 | 1537.0254 | 1537.0254 | 1496.2336 | 1476.806 | 1768.2 | 2745320.6784 | 531650.16 | 241162.4198 | 0 | 342323.6308
3260 | 1332.8 | 1387.1473 | 1387.1473 | 1350.3332 | 1332.8 | 1774.35 | 2486396.1269 | 479808 | 217646.24 | 0 | 300746.32
3261 | 1378.4 | 1434.6067 | 1434.6067 | 1396.5331 | 1378.4 | 1772.3 | 2564644.8489 | 496224 | 225092.72 | 0 | 313861.68
3262 | 1814.4 | 1888.3854 | 1888.3854 | 1838.2687 | 1814.4 | 1876 | 3571549.0332 | 653184 | 296291.52 | 0 | 222704.372
3263 | 1490.4 | 1551.1737 | 1551.1737 | 1510.0064 | 1490.4 | 1865.25 | 2925319.0906 | 536544 | 243382.32 | 0 | 200831.4
3264 | 0 | 0 | 0 | 0 | 0 | 1848.7 | 0 | 0 | 0 | 0 | 0
3265 | 0 | 0 | 0 | 0 | 0 | 1726.35 | 0 | 0 | 0 | 0 | 0
3266 | 0 | 0 | 0 | 0 | 0 | 1707.5 | 0 | 0 | 0 | 0 | 0
3267 | 0 | 0 | 0 | 0 | 0 | 1704.55 | 0 | 0 | 0 | 0 | 0
3268 | 0 | 0 | 0 | 0 | 0 | 1598.3 | 0 | 0 | 0 | 0 | 0
3269 | 0 | 0 | 0 | 0 | 0 | 1594.95 | 0 | 0 | 0 | 0 | 0
3270 | 0 | 0 | 0 | 0 | 0 | 1675.1 | 0 | 0 | 0 | 0 | 0
3271 | 1106.227 | 374.3185 | 374.3185 | 364.3843 | 364.3843 | 1680 | 644035.8905 | 131178.3434 | 59503.9541 | 1359797.6925 | 112561.6
3272 | 998.236 | 1038.9409 | 1038.9409 | 1011.3679 | 998.236 | 1625.6 | 1709010.9859 | 359364.96 | 163011.9388 | 0 | 373739.5584
3273 | 1435.791 | 1494.338 | 1494.338 | 1454.679 | 1435.791 | 1772 | 2684103.8002 | 516884.76 | 234464.6703 | 0 | 327360.348
3274 | 1831.647 | 1906.3357 | 1906.3357 | 1855.7426 | 1831.647 | 1722.4 | 3336126.6772 | 659392.92 | 299107.9551 | 0 | 508465.2072
3275 | 1511.408 | 1573.0384 | 1573.0384 | 1531.2908 | 1511.408 | 1065.9 | 1706954.5066 | 544106.88 | 246812.9264 | 0 | 1411806.2128
3276 | 1131.45 | 1177.5869 | 1177.5869 | 1146.3344 | 1131.45 | 381.65 | 456584.7218 | 407322 | 184765.785 | 0 | 1831082.1075
3277 | 1343.015 | 1297.3293 | 1297.3293 | 1262.8989 | 1262.8989 | 718.95 | 956566.1992 | 454643.6043 | 206231.3905 | 146852.8097 | 1561761.3623
3278 | 1463.195 | 1522.8594 | 1522.8594 | 1482.4435 | 1463.195 | 1580.45 | 2440274.5929 | 526750.2 | 238939.7435 | 0 | 613883.4622
3279 | 1538.188 | 1600.9104 | 1600.9104 | 1558.4231 | 1538.188 | 1695.75 | 2755583.7266 | 553747.68 | 251186.1004 | 0 | 467993.699
3280 | 1937.529 | 577.6769 | 577.6769 | 562.3457 | 562.3457 | 1819.45 | 1078268.0853 | 202444.4463 | 91831.0502 | 2520711.0181 | 98012.4702
3281 | 1784.662 | 573.1017 | 573.1017 | 557.8919 | 557.8919 | 1807.05 | 1058749.3614 | 200841.0675 | 91103.7398 | 2248669.6775 | 103914.3802
3282 | 1641.186 | 159.4293 | 159.4293 | 155.1981 | 155.1981 | 1735.4 | 283412.0598 | 55871.332 | 25343.857 | 2723815.7391 | 39642.1074
3283 | 1082.752 | 1126.9032 | 1126.9032 | 1096.9958 | 1082.752 | 1717.8 | 1954224.3531 | 389790.72 | 176813.4016 | 0 | 305552.6144
3284 | 1290.4 | 1343.0184 | 1343.0184 | 1307.3754 | 1290.4 | 1774.35 | 2409510.9379 | 464544 | 210722.32 | 0 | 291178.76
3285 | 1324.8 | 1378.8211 | 1378.8211 | 1342.2279 | 1324.8 | 1773.9 | 2473033.8775 | 476928 | 216339.84 | 0 | 299537.28
3286 | 1139.2 | 1185.6529 | 1185.6529 | 1154.1863 | 1139.2 | 1873.6 | 2240543.2063 | 410112 | 186031.36 | 0 | 143994.88
3287 | 1259.2 | 1310.5461 | 1310.5461 | 1275.765 | 1259.2 | 1822.05 | 2413576.4974 | 453312 | 205627.36 | 0 | 224074.64
3288 | 0 | 0 | 0 | 0 | 0 | 1748.7 | 0 | 0 | 0 | 0 | 0
3289 | 0 | 0 | 0 | 0 | 0 | 1734.7 | 0 | 0 | 0 | 0 | 0
3290 | 0 | 0 | 0 | 0 | 0 | 1712.15 | 0 | 0 | 0 | 0 | 0
3291 | 0 | 0 | 0 | 0 | 0 | 1704.55 | 0 | 0 | 0 | 0 | 0
3292 | 0 | 0 | 0 | 0 | 0 | 1657.2 | 0 | 0 | 0 | 0 | 0
3293 | 0 | 0 | 0 | 0 | 0 | 1653.85 | 0 | 0 | 0 | 0 | 0
3294 | 0 | 0 | 0 | 0 | 0 | 1675.1 | 0 | 0 | 0 | 0 | 0
3295 | 1182.657 | 1027.9326 | 1027.9326 | 1000.6518 | 1000.6518 | 1700.6 | 1786238.185 | 360234.6469 | 163406.4384 | 333615.5372 | 190578.2796
3296 | 936.672 | 974.8665 | 974.8665 | 948.9941 | 936.672 | 1655.05 | 1627919.4404 | 337201.92 | 152958.5376 | 0 | 323105.0064
3297 | 1006.925 | 1047.9842 | 1047.9842 | 1020.1712 | 1006.925 | 1772.35 | 1874102.8251 | 362493 | 164430.8525 | 0 | 229226.4763
3298 | 980.994 | 1020.9958 | 1020.9958 | 993.8991 | 980.994 | 1789.4 | 1851400.3931 | 353157.84 | 160196.3202 | 0 | 206597.3364
3299 | 1100.227 | 1145.0907 | 1145.0907 | 1114.7006 | 1100.227 | 1770.8 | 2065354.6504 | 396081.72 | 179667.0691 | 0 | 252172.0284
3300 | 1192.407 | 1241.0295 | 1241.0295 | 1208.0933 | 1192.407 | 1605.9 | 2024786.7647 | 429266.52 | 194720.0631 | 0 | 469927.5987
3301 | 1178.5 | 1226.5555 | 1226.5555 | 1194.0033 | 1178.5 | 1582.8 | 1965593.4238 | 424260 | 192449.05 | 0 | 491670.2
3302 | 1218.473 | 1515.9101 | 1268.1574 | 1475.6787 | 1218.473 | 1817.7 | 2333433.3178 | 438650.28 | 198976.6409 | 0 | 222127.6279
3303 | 1017.622 | 1059.1174 | 1059.1174 | 1031.009 | 1017.622 | 1919.45 | 2054266.9984 | 366343.92 | 166177.6726 | 0 | 81969.4521
3304 | 339.258 | 1794.038 | 353.0919 | 1746.4252 | 339.258 | 1920.15 | 683567.6277 | 122132.88 | 55400.8314 | 0 | 27089.7513
3305 | 224.739 | 1184.4061 | 233.9031 | 1152.9726 | 224.739 | 1907.4 | 449513.6627 | 80906.04 | 36699.8787 | 0 | 20810.8314
3306 | 209.471 | 242.9881 | 218.0126 | 236.5393 | 209.471 | 1836.15 | 404088.191 | 75409.56 | 34206.6143 | 0 | 34321.8233
3307 | 115.054 | 119.7455 | 119.7455 | 116.5676 | 115.054 | 1768.55 | 214025.3972 | 41419.44 | 18788.3182 | 0 | 26629.2483
3308 | 0 | 0 | 0 | 0 | 0 | 1774.35 | 0 | 0 | 0 | 0 | 0
3309 | 0 | 0 | 0 | 0 | 0 | 1701.3 | 0 | 0 | 0 | 0 | 0
3310 | 0 | 0 | 0 | 0 | 0 | 1876 | 0 | 0 | 0 | 0 | 0
3311 | 0 | 0 | 0 | 0 | 0 | 1864.05 | 0 | 0 | 0 | 0 | 0
3312 | 0 | 0 | 0 | 0 | 0 | 1805.5 | 0 | 0 | 0 | 0 | 0
3313 | 0 | 0 | 0 | 0 | 0 | 1728.65 | 0 | 0 | 0 | 0 | 0
3314 | 0 | 0 | 0 | 0 | 0 | 1713.8 | 0 | 0 | 0 | 0 | 0
3315 | 0 | 0 | 0 | 0 | 0 | 1705.5 | 0 | 0 | 0 | 0 | 0
3316 | 0 | 0 | 0 | 0 | 0 | 1701.35 | 0 | 0 | 0 | 0 | 0
3317 | 0 | 0 | 0 | 0 | 0 | 1648.7 | 0 | 0 | 0 | 0 | 0
3318 | 0 | 0 | 0 | 0 | 0 | 1598.85 | 0 | 0 | 0 | 0 | 0
3319 | 79.923 | 200.7055 | 83.182 | 195.3789 | 79.923 | 1629.7 | 135580.0855 | 28772.28 | 13051.4259 | 0 | 29595.4869
3320 | 156.96 | 1597.9348 | 163.3603 | 1555.5265 | 156.96 | 1505.95 | 246067.5457 | 56505.6 | 25631.568 | 0 | 77546.088
3321 | 637.627 | 2617.7555 | 663.6274 | 2548.2817 | 637.627 | 1761.75 | 1172578.0818 | 229545.72 | 104124.4891 | 0 | 151914.6328
3322 | 1024.991 | 3363.0235 | 1066.7868 | 3273.7707 | 1024.991 | 1754.4 | 1885621.426 | 368996.76 | 167381.0303 | 0 | 251737.7896
3323 | 1410.943 | 2812.947 | 1468.4767 | 2738.2929 | 1410.943 | 1491.1 | 2212474.0466 | 507939.48 | 230406.9919 | 0 | 718028.8927
3324 | 1071.439 | 2978.9967 | 1115.1288 | 2899.9357 | 1071.439 | 1105.45 | 1247445.6781 | 385718.04 | 174965.9887 | 0 | 958455.7574
3325 | 1560.347 | 4020.0316 | 1623.9729 | 3913.3421 | 1560.347 | 716.05 | 1173031.4474 | 561724.92 | 254804.6651 | 0 | 2003407.5307
3326 | 1408.139 | 2949.3689 | 1465.5584 | 2871.0942 | 1408.139 | 1721 | 2533731.3064 | 506930.04 | 229949.0987 | 0 | 392870.781
3327 | 996.949 | 233.7418 | 233.7418 | 227.5384 | 227.5384 | 1807 | 428431.9885 | 81913.8366 | 37157.0264 | 1410329.5657 | 42392.836
3328 | 1328.349 | 568.389 | 568.389 | 553.3043 | 553.3043 | 1807.65 | 1042055.0621 | 199189.5435 | 90354.5902 | 1420656.9579 | 102739.3285
3329 | 1340.192 | 1131.1537 | 1131.1537 | 1101.1335 | 1101.1335 | 1788 | 2050550.4084 | 396408.0545 | 179815.0981 | 438194.2586 | 225349.216
3330 | 1479.054 | 664.6172 | 664.6172 | 646.9786 | 646.9786 | 1701.6 | 1150160.8288 | 232912.2909 | 105651.6031 | 1525194.234 | 57400.8208
3331 | 1458.236 | 1517.6982 | 1517.6982 | 1477.4193 | 1458.236 | 1654.85 | 2524593.1587 | 524964.96 | 238129.9388 | 0 | 503310.1554
3332 | 1057.6 | 1100.7255 | 1100.7255 | 1071.5129 | 1057.6 | 1752.65 | 1943078.9619 | 380736 | 172706.08 | 0 | 261597.36
3333 | 1518.4 | 1580.3155 | 1580.3155 | 1538.3748 | 1518.4 | 1754.75 | 2786801.4755 | 546624 | 247954.72 | 0 | 372387.6
3334 | 1292 | 1344.6836 | 1344.6836 | 1308.9964 | 1292 | 1839.85 | 2483332.0788 | 465120 | 210983.6 | 0 | 206913.8
3335 | 1396.8 | 1453.757 | 1453.757 | 1415.1751 | 1396.8 | 1831.95 | 2674053.5626 | 502848 | 228097.44 | 0 | 234732.24
3336 | 0 | 0 | 0 | 0 | 0 | 1745.05 | 0 | 0 | 0 | 0 | 0
3337 | 0 | 0 | 0 | 0 | 0 | 1641.3 | 0 | 0 | 0 | 0 | 0
3338 | 0 | 0 | 0 | 0 | 0 | 1707.95 | 0 | 0 | 0 | 0 | 0
3339 | 0 | 0 | 0 | 0 | 0 | 1700.55 | 0 | 0 | 0 | 0 | 0
3340 | 0 | 0 | 0 | 0 | 0 | 1694.85 | 0 | 0 | 0 | 0 | 0
3341 | 0 | 0 | 0 | 0 | 0 | 1690.8 | 0 | 0 | 0 | 0 | 0
3342 | 0 | 0 | 0 | 0 | 0 | 1636.15 | 0 | 0 | 0 | 0 | 0
3343 | 1413.981 | 1471.6386 | 1471.6386 | 1432.5821 | 1413.981 | 1678.7 | 2480604.9036 | 509033.16 | 230903.0973 | 0 | 396920.2041
3344 | 1218.646 | 1268.3385 | 1268.3385 | 1234.6775 | 1218.646 | 1231.2 | 1568203.5642 | 438712.56 | 199004.8918 | 0 | 936895.0448
3345 | 1283.48 | 1335.8162 | 1335.8162 | 1300.3644 | 1283.48 | 669.2 | 898003.6632 | 462052.8 | 209592.284 | 0 | 1708055.184
3346 | 1235.312 | 1285.6841 | 1285.6841 | 1251.5627 | 1235.312 | 1059.65 | 1367415.9127 | 444712.32 | 201726.4496 | 0 | 1161625.6392
3347 | 1227.421 | 1277.4713 | 1277.4713 | 1243.5679 | 1227.421 | 694.3 | 888541.3447 | 441871.56 | 200437.8493 | 0 | 1602643.5997
3348 | 1268.221 | 1960.6132 | 1319.9339 | 1908.5796 | 1268.221 | 1074.35 | 1424575.1718 | 456559.56 | 207100.4893 | 0 | 1173928.7686
3349 | 1361.861 | 1417.3933 | 1417.3933 | 1379.7765 | 1361.861 | 1075.95 | 1532706.7569 | 490269.96 | 222391.9013 | 0 | 1258427.6571
3350 | 1362.378 | 1417.9314 | 1417.9314 | 1380.3003 | 1362.378 | 1088.35 | 1552148.1934 | 490456.08 | 222476.3274 | 0 | 1242011.9037
3351 | 1092.7 | 576.3697 | 576.3697 | 561.0732 | 561.0732 | 1092.55 | 638177.1242 | 201986.338 | 91623.2472 | 974471.9955 | 491499.4212
3352 | 1161.964 | 1027.5319 | 1027.5319 | 1000.2617 | 1000.2617 | 1365.5 | 1426536.3637 | 360094.2236 | 163342.7409 | 296400.2569 | 80215.3935
3353 | 1302.91 | 1356.0385 | 1356.0385 | 1320.05 | 1302.91 | 1226.7 | 1669470.3113 | 469047.6 | 212765.203 | 0 | 697907.1165
3354 | 1031.53 | 1073.5925 | 1073.5925 | 1045.0999 | 1031.53 | 1371.4 | 1475076.1637 | 371350.8 | 168448.849 | 0 | 648419.758
3355 | 1155.338 | 1202.449 | 1202.449 | 1170.5366 | 1155.338 | 1706.1 | 2055728.4634 | 415921.68 | 188666.6954 | 0 | 339553.8382
3356 | 992.8 | 1033.2832 | 1033.2832 | 1005.8604 | 992.8 | 1736.85 | 1800216.1717 | 357408 | 162124.24 | 0 | 261255.32
3357 | 1484 | 1544.5128 | 1544.5128 | 1503.5222 | 1484 | 1738.5 | 2691473.0326 | 534240 | 242337.2 | 0 | 388066
3358 | 1380 | 1436.272 | 1436.272 | 1398.1541 | 1380 | 1760.4 | 2536311.3706 | 496800 | 225354 | 0 | 330648
3359 | 799.2 | 831.7888 | 831.7888 | 809.7136 | 799.2 | 1747.65 | 1459009.5095 | 287712 | 130509.36 | 0 | 201678.12
3360 | 0 | 0 | 0 | 0 | 0 | 1672.4 | 0 | 0 | 0 | 0 | 0
3361 | 0 | 0 | 0 | 0 | 0 | 1592.7 | 0 | 0 | 0 | 0 | 0
3362 | 0 | 0 | 0 | 0 | 0 | 1712.15 | 0 | 0 | 0 | 0 | 0
3363 | 0 | 0 | 0 | 0 | 0 | 1583.4 | 0 | 0 | 0 | 0 | 0
3364 | 0 | 0 | 0 | 0 | 0 | 1547.75 | 0 | 0 | 0 | 0 | 0
3365 | 0 | 0 | 0 | 0 | 0 | 1012.45 | 0 | 0 | 0 | 0 | 0
3366 | 0 | 0 | 0 | 0 | 0 | 1012.75 | 0 | 0 | 0 | 0 | 0
3367 | 1303.011 | 1356.1436 | 1356.1436 | 1320.1523 | 1303.011 | 1062.2 | 1431965.5744 | 469083.96 | 212781.6963 | 0 | 1221963.7158
3368 | 993.966 | 1034.4967 | 1034.4967 | 1007.0418 | 993.966 | 998.2 | 1029379.5093 | 357827.76 | 162314.6478 | 0 | 995755.1388
3369 | 1093.9 | 1138.5057 | 1138.5057 | 1108.2904 | 1093.9 | 1772.35 | 2013377.9794 | 393804 | 178633.87 | 0 | 249026.335
3370 | 1363.693 | 1419.3 | 1419.3 | 1381.6326 | 1363.693 | 1777.05 | 2522963.8656 | 490929.48 | 222691.0669 | 0 | 304035.3544
3371 | 1239.039 | 1783.1473 | 1289.562 | 1735.8235 | 1239.039 | 1471.2 | 1911007.8792 | 446054.04 | 202335.0687 | 0 | 655203.8232
3372 | 1503.503 | 2014.9043 | 1564.811 | 1961.4299 | 1503.503 | 1106.65 | 1751045.2782 | 541261.08 | 245522.0399 | 0 | 1343154.405
3373 | 1361.769 | 1973.8301 | 1417.2976 | 1921.4457 | 1361.769 | 1059 | 1512243.3101 | 490236.84 | 222376.8777 | 0 | 1281424.629
3374 | 1532.198 | 3175.8398 | 1594.6761 | 3091.5548 | 1532.198 | 1311.6 | 2098385.0114 | 551591.28 | 250207.9334 | 0 | 1054765.1032
3375 | 1256.603 | 3127.7164 | 1307.8432 | 3044.7085 | 1256.603 | 1750.75 | 2297836.1193 | 452377.08 | 205203.2699 | 0 | 313208.2977
3376 | 1138.22 | 2293.5536 | 1184.633 | 2232.6839 | 1138.22 | 1836.15 | 2183483.3422 | 409759.2 | 185871.326 | 0 | 186497.347
3377 | 1339.573 | 555.6707 | 555.6707 | 540.9235 | 540.9235 | 1844.25 | 1042540.1299 | 194732.4714 | 88332.8127 | 1463924.4754 | 81328.7562
3378 | 1110.796 | 1010.7108 | 1010.7108 | 983.8871 | 983.8871 | 1786.15 | 1840075.4736 | 354199.3627 | 160668.7665 | 232623.9793 | 11390.9341
3379 | 989.602 | 1029.9548 | 1029.9548 | 1002.6204 | 989.602 | 1813.9 | 1879178.1351 | 356256.72 | 161602.0066 | 0 | 184164.9322
3380 | 1045.6 | 1088.2362 | 1088.2362 | 1059.355 | 1045.6 | 1819.2 | 1994643.9968 | 376416 | 170746.48 | 0 | 189044.48
3381 | 1416.8 | 1474.5726 | 1474.5726 | 1435.4382 | 1416.8 | 1760.95 | 2613673.1067 | 510048 | 231363.44 | 0 | 338686.04
3382 | 1268 | 1319.705 | 1319.705 | 1284.6807 | 1268 | 1832.8 | 2423887.8819 | 456480 | 207064.4 | 0 | 212009.6
3383 | 1352.8 | 1407.9628 | 1407.9628 | 1370.5963 | 1352.8 | 1773.25 | 2503108.8952 | 487008 | 220912.24 | 0 | 306747.4
3384 | 0 | 0 | 0 | 0 | 0 | 1677.6 | 0 | 0 | 0 | 0 | 0
3385 | 0 | 0 | 0 | 0 | 0 | 1503.4 | 0 | 0 | 0 | 0 | 0
3386 | 0 | 0 | 0 | 0 | 0 | 1398.85 | 0 | 0 | 0 | 0 | 0
3387 | 0 | 0 | 0 | 0 | 0 | 1437.75 | 0 | 0 | 0 | 0 | 0
3388 | 0 | 0 | 0 | 0 | 0 | 1432.8 | 0 | 0 | 0 | 0 | 0
3389 | 0 | 0 | 0 | 0 | 0 | 1428.95 | 0 | 0 | 0 | 0 | 0
3390 | 0 | 0 | 0 | 0 | 0 | 1508.25 | 0 | 0 | 0 | 0 | 0
3391 | 1304.669 | 1357.8692 | 1357.8692 | 1321.8321 | 1304.669 | 1595.55 | 2169133.3803 | 469680.84 | 213052.4477 | 0 | 359386.5854
3392 | 935.942 | 974.1067 | 974.1067 | 948.2545 | 935.942 | 1676 | 1633093.0021 | 336939.12 | 152839.3286 | 0 | 303245.208
3393 | 898.574 | 935.215 | 935.215 | 910.3949 | 898.574 | 1780.7 | 1670821.7485 | 323486.64 | 146737.1342 | 0 | 197057.2782
3394 | 1261.705 | 1313.1533 | 1313.1533 | 1278.3029 | 1261.705 | 1797.05 | 2379140.4762 | 454213.8 | 206036.4265 | 0 | 256063.0298
3395 | 1281.246 | 1333.4911 | 1333.4911 | 1298.101 | 1281.246 | 1418.7 | 1914575.4643 | 461248.56 | 209227.4718 | 0 | 744788.2998
3396 | 1130.342 | 1176.4337 | 1176.4337 | 1145.2118 | 1130.342 | 1106.65 | 1319590.4929 | 406923.12 | 184584.8486 | 0 | 1009791.0257
3397 | 1247.462 | 1298.3295 | 1298.3295 | 1263.8725 | 1247.462 | 1059 | 1383427.4134 | 449086.32 | 203710.5446 | 0 | 1173861.742
3398 | 1339.387 | 1394.0029 | 1394.0029 | 1357.0068 | 1339.387 | 1357 | 1901494.2978 | 482179.32 | 218721.8971 | 0 | 861225.841
3399 | 1391.303 | 1448.0359 | 1448.0359 | 1409.6058 | 1391.303 | 1679.65 | 2445162.4222 | 500869.08 | 227199.7799 | 0 | 445703.916
3400 | 1345.155 | 1400.0061 | 1400.0061 | 1362.8507 | 1345.155 | 1827.8 | 2567421.2436 | 484255.8 | 219663.8115 | 0 | 231635.691
3401 | 1198.38 | 1247.2461 | 1247.2461 | 1214.1449 | 1198.38 | 1844.25 | 2304832.3036 | 431416.8 | 195695.454 | 0 | 146109.8538
3402 | 1181.647 | 1229.8308 | 1229.8308 | 1197.1917 | 1181.647 | 1822.65 | 2253715.9566 | 425392.92 | 192962.9551 | 0 | 200313.6327
3403 | 1283.014 | 1335.3312 | 1335.3312 | 1299.8922 | 1283.014 | 1776.55 | 2388361.9664 | 461885.04 | 209516.1862 | 0 | 286689.4783
3404 | 1180.8 | 1228.9492 | 1228.9492 | 1196.3336 | 1180.8 | 1790.7 | 2216647.2314 | 425088 | 192824.64 | 0 | 247141.44
3405 | 1619.2 | 1685.2258 | 1685.2258 | 1640.5008 | 1619.2 | 1824.25 | 3091501.6223 | 582912 | 264415.36 | 0 | 284574.4
3406 | 1483.2 | 1543.6801 | 1543.6801 | 1502.7117 | 1483.2 | 1876 | 2900581.1006 | 533952 | 242206.56 | 0 | 183916.8
3407 | 1326.4 | 1380.4863 | 1380.4863 | 1343.849 | 1326.4 | 1865.25 | 2578577.7474 | 477504 | 216601.12 | 0 | 178732.4
3408 | 0 | 0 | 0 | 0 | 0 | 1847.5 | 0 | 0 | 0 | 0 | 0
3409 | 0 | 0 | 0 | 0 | 0 | 1654.1 | 0 | 0 | 0 | 0 | 0
3410 | 0 | 0 | 0 | 0 | 0 | 1700.5 | 0 | 0 | 0 | 0 | 0
3411 | 0 | 0 | 0 | 0 | 0 | 1704.55 | 0 | 0 | 0 | 0 | 0
3412 | 0 | 0 | 0 | 0 | 0 | 1675.8 | 0 | 0 | 0 | 0 | 0
3413 | 0 | 0 | 0 | 0 | 0 | 1672.45 | 0 | 0 | 0 | 0 | 0
3414 | 0 | 0 | 0 | 0 | 0 | 1696.05 | 0 | 0 | 0 | 0 | 0
3415 | 619.025 | 644.2669 | 644.2669 | 627.1684 | 619.025 | 1608.35 | 1036826.0411 | 222849 | 101086.7825 | 0 | 242441.1413
3416 | 887.264 | 923.4438 | 923.4438 | 898.9361 | 887.264 | 1273.55 | 1176368.2377 | 319415.04 | 144890.2112 | 0 | 644552.9328
3417 | 690.747 | 718.9134 | 718.9134 | 699.8339 | 690.747 | 1705.7 | 1229095.0704 | 248668.92 | 112798.9851 | 0 | 203286.8421
3418 | 307.348 | 1256.636 | 319.8796 | 1223.2855 | 307.348 | 1726.65 | 556308.3457 | 110645.28 | 50189.9284 | 0 | 84013.5758
3419 | 235.767 | 1739.8239 | 245.3798 | 1693.6499 | 235.767 | 1296.35 | 321343.4436 | 84876.12 | 38500.7511 | 0 | 165897.4495
3420 | 197.082 | 1944.094 | 205.1184 | 1892.4988 | 197.082 | 721.7 | 149434.7177 | 70949.52 | 32183.4906 | 0 | 251929.9206
3421 | 683.53 | 1299.8459 | 711.4022 | 1265.3487 | 683.53 | 378.9 | 270197.325 | 246070.8 | 111620.449 | 0 | 1108070.483
3422 | 1150.936 | 2678.7211 | 1197.8675 | 2607.6293 | 1150.936 | 1081.15 | 1297667.0666 | 414336.96 | 187947.8488 | 0 | 1057537.5436
3423 | 1786.232 | 364.0773 | 364.0773 | 354.4148 | 354.4148 | 1595.55 | 589669.4278 | 127589.3426 | 57875.9435 | 2624520.8532 | 138374.883
3424 | 1729.544 | 299.9644 | 299.9644 | 292.0035 | 292.0035 | 1836.15 | 559033.7212 | 105121.2494 | 47684.1667 | 2635011.7905 | 46186.5296
3425 | 1610.063 | 1050.5029 | 1050.5029 | 1022.6231 | 1022.6231 | 1864.2 | 1988012.1515 | 368144.3086 | 166994.3489 | 1076777.3745 | 134058.9082
3426 | 1527.327 | 487.5092 | 487.5092 | 474.571 | 474.571 | 1826.6 | 906444.623 | 170845.5557 | 77497.4424 | 1929701.7698 | 32759.595
3427 | 1637.6 | 1704.3761 | 1704.3761 | 1659.1429 | 1637.6 | 1768.2 | 3028023.4912 | 589536 | 267420.08 | 0 | 379595.68
3428 | 1442.4 | 1501.2164 | 1501.2164 | 1461.375 | 1442.4 | 1790.7 | 2703055.581 | 519264 | 235543.92 | 0 | 301894.32
3429 | 1472.8 | 1532.8561 | 1532.8561 | 1492.1749 | 1472.8 | 1822.7 | 2806236.0198 | 530208 | 240508.24 | 0 | 261127.44
3430 | 1553.6 | 1616.9508 | 1616.9508 | 1574.0378 | 1553.6 | 1873.6 | 3034255.7242 | 559296 | 253702.88 | 0 | 196375.04
3431 | 1444 | 1502.8817 | 1502.8817 | 1462.996 | 1444 | 1781.25 | 2681165.254 | 519840 | 235805.2 | 0 | 315875
3432 | 0 | 0 | 0 | 0 | 0 | 1697.6 | 0 | 0 | 0 | 0 | 0
3433 | 0 | 0 | 0 | 0 | 0 | 1475.95 | 0 | 0 | 0 | 0 | 0
3434 | 0 | 0 | 0 | 0 | 0 | 1570.65 | 0 | 0 | 0 | 0 | 0
3435 | 0 | 0 | 0 | 0 | 0 | 1583.4 | 0 | 0 | 0 | 0 | 0
3436 | 0 | 0 | 0 | 0 | 0 | 1598.3 | 0 | 0 | 0 | 0 | 0
3437 | 0 | 0 | 0 | 0 | 0 | 1594.95 | 0 | 0 | 0 | 0 | 0
3438 | 0 | 0 | 0 | 0 | 0 | 1574.9 | 0 | 0 | 0 | 0 | 0
3439 | 1362.282 | 1417.8315 | 1417.8315 | 1380.203 | 1362.282 | 1579.45 | 2258309.3751 | 490421.52 | 222460.6506 | 0 | 423497.6349
3440 | 1064.339 | 1107.7393 | 1107.7393 | 1078.3405 | 1064.339 | 1227.55 | 1374024.9168 | 383162.04 | 173806.5587 | 0 | 822148.6606
3441 | 1658.966 | 1726.6133 | 1726.6133 | 1680.7899 | 1658.966 | 1511.75 | 2630164.3457 | 597227.76 | 270909.1478 | 0 | 809990.1495
3442 | 1820.422 | 1894.653 | 1894.653 | 1844.3699 | 1820.422 | 1584.8 | 3031752.9123 | 655351.92 | 297274.9126 | 0 | 755839.2144
3443 | 1766.438 | 1838.4677 | 1838.4677 | 1789.6757 | 1766.438 | 1085.35 | 2025174.0074 | 635917.68 | 288459.3254 | 0 | 1615672.5167
3444 | 1632.862 | 1950.6364 | 1699.4449 | 1898.8675 | 1632.862 | 381.65 | 656025.3364 | 587830.32 | 266646.3646 | 0 | 2642542.2177
3445 | 1633.953 | 1700.5804 | 1700.5804 | 1655.4479 | 1633.953 | 378.9 | 649726.9505 | 588223.08 | 266824.5249 | 0 | 2648801.2083
3446 | 1730.896 | 1801.4764 | 1801.4764 | 1753.6662 | 1730.896 | 1311.6 | 2392257.9754 | 623122.56 | 282655.3168 | 0 | 1191548.8064
3447 | 1836.767 | 1911.6645 | 1911.6645 | 1860.9299 | 1836.767 | 1690.15 | 3271858.4746 | 661236.12 | 299944.0511 | 0 | 569122.2549
3448 | 1998.015 | 1615.2825 | 1615.2825 | 1572.4137 | 1572.4137 | 1807.8 | 2991186.6061 | 566068.9482 | 256775.1645 | 780127.1006 | 291743.0708
3449 | 1627.268 | 125.9881 | 125.9881 | 122.6445 | 122.6445 | 1906.2 | 245692.776 | 44152.0044 | 20027.8398 | 2757974.9551 | 11105.3572
3450 | 1652.685 | 1239.4757 | 1239.4757 | 1206.5806 | 1206.5806 | 1826.6 | 2316673.8541 | 434369.0325 | 197034.6195 | 817709.2812 | 39065.6328
3451 | 1494.002 | 1554.9226 | 1554.9226 | 1513.6558 | 1494.002 | 1776.55 | 2787769.5444 | 537840.72 | 243970.5266 | 0 | 333834.7469
3452 | 1398.4 | 1455.4223 | 1455.4223 | 1416.7962 | 1398.4 | 1832.7 | 2691815.6402 | 503424 | 228358.72 | 0 | 233952.32
3453 | 1210.4 | 1259.7562 | 1259.7562 | 1226.323 | 1210.4 | 1752.6 | 2224998.3369 | 435744 | 197658.32 | 0 | 299452.96
3454 | 1628 | 1694.3846 | 1694.3846 | 1649.4166 | 1628 | 1832.8 | 3124639.6804 | 586080 | 265852.4 | 0 | 272201.6
3455 | 1786.4 | 1859.2437 | 1859.2437 | 1809.9004 | 1786.4 | 1772.9 | 3320378.1983 | 643104 | 291719.12 | 0 | 405691.44
3456 | 0 | 0 | 0 | 0 | 0 | 1697.6 | 0 | 0 | 0 | 0 | 0
3457 | 0 | 0 | 0 | 0 | 0 | 1624.8 | 0 | 0 | 0 | 0 | 0
3458 | 0 | 0 | 0 | 0 | 0 | 1560.8 | 0 | 0 | 0 | 0 | 0
3459 | 0 | 0 | 0 | 0 | 0 | 1391.25 | 0 | 0 | 0 | 0 | 0
3460 | 0 | 0 | 0 | 0 | 0 | 1537.9 | 0 | 0 | 0 | 0 | 0
3461 | 0 | 0 | 0 | 0 | 0 | 1554.25 | 0 | 0 | 0 | 0 | 0
3462 | 0 | 0 | 0 | 0 | 0 | 1554.55 | 0 | 0 | 0 | 0 | 0
3463 | 1177.554 | 1225.5709 | 1225.5709 | 1193.0449 | 1177.554 | 1310.65 | 1617569.4999 | 423919.44 | 192294.5682 | 0 | 595747.9889
3464 | 1356.489 | 1411.8023 | 1411.8023 | 1374.3338 | 1356.489 | 318.1 | 451787.4165 | 488336.04 | 221514.6537 | 0 | 2281478.8491
3465 | 1166.426 | 1213.9891 | 1213.9891 | 1181.7705 | 1166.426 | 363.7 | 445393.1824 | 419913.36 | 190477.3658 | 0 | 1908622.8638
3466 | 975.268 | 1015.0363 | 1015.0363 | 988.0978 | 975.268 | 380.4 | 390066.4279 | 351096.48 | 159261.2644 | 0 | 1579544.0528
3467 | 1314.143 | 1367.7295 | 1367.7295 | 1331.4307 | 1314.143 | 385.8 | 534046.2344 | 473091.48 | 214599.5519 | 0 | 2121289.6306
3468 | 1169.049 | 1283.2476 | 1216.718 | 1249.1909 | 1169.049 | 381.65 | 468857.9882 | 420857.64 | 190905.7017 | 0 | 1891930.4492
3469 | 1078.088 | 1877.3074 | 1122.049 | 1827.4847 | 1078.088 | 378.9 | 428416.4437 | 388111.68 | 176051.7704 | 0 | 1747688.4568
3470 | 944.397 | 982.9065 | 982.9065 | 956.8207 | 944.397 | 401.05 | 398871.3527 | 339982.92 | 154220.0301 | 0 | 1510043.5832
3471 | 1126.43 | 1770.0345 | 1172.3622 | 1723.0588 | 1126.43 | 412.85 | 489194.9286 | 405514.8 | 183946.019 | 0 | 1787813.3745
3472 | 898.155 | 938.7859 | 934.7789 | 913.871 | 898.155 | 863.15 | 813746.047 | 323335.8 | 146668.7115 | 0 | 1021067.5117
3473 | 1152.652 | 1199.6535 | 1199.6535 | 1167.8153 | 1152.652 | 1724.3 | 2084548.8436 | 414954.72 | 188228.0716 | 0 | 317786.1564
3474 | 869.487 | 904.9419 | 904.9419 | 880.9252 | 869.487 | 1765.8 | 1613575.0053 | 313015.32 | 141987.2271 | 0 | 203633.8554
3475 | 1185.808 | 1234.1614 | 1234.1614 | 1201.4075 | 1185.808 | 1706.15 | 2121537.1345 | 426890.88 | 193642.4464 | 0 | 348449.6808
3476 | 980.8 | 1020.7939 | 1020.7939 | 993.7026 | 980.8 | 1774 | 1825245.0245 | 353088 | 160164.64 | 0 | 221660.8
3477 | 808.8 | 841.7803 | 841.7803 | 819.4399 | 808.8 | 1773.55 | 1507380.5137 | 291168 | 132077.04 | 0 | 183152.76
3478 | 850.4 | 885.0766 | 885.0766 | 861.5871 | 850.4 | 1874.8 | 1675727.9608 | 306144 | 138870.32 | 0 | 106470.08
3479 | 840 | 874.2525 | 874.2525 | 851.0503 | 840 | 1813.7 | 1601366.6407 | 302400 | 137172 | 0 | 156492
3480 | 0 | 0 | 0 | 0 | 0 | 1748 | 0 | 0 | 0 | 0 | 0
3481 | 0 | 0 | 0 | 0 | 0 | 1611 | 0 | 0 | 0 | 0 | 0
3482 | 0 | 0 | 0 | 0 | 0 | 1591.95 | 0 | 0 | 0 | 0 | 0
3483 | 0 | 0 | 0 | 0 | 0 | 1554.15 | 0 | 0 | 0 | 0 | 0
3484 | 0 | 0 | 0 | 0 | 0 | 1516.1 | 0 | 0 | 0 | 0 | 0
3485 | 0 | 0 | 0 | 0 | 0 | 1513.85 | 0 | 0 | 0 | 0 | 0
3486 | 0 | 0 | 0 | 0 | 0 | 1538.45 | 0 | 0 | 0 | 0 | 0
3487 | 1097.92 | 1142.6897 | 1142.6897 | 1112.3633 | 1097.92 | 1236.85 | 1421432.6962 | 395251.2 | 179290.336 | 0 | 837877.648
3488 | 961.001 | 1000.1875 | 1000.1875 | 973.6431 | 961.001 | 312.9 | 315245.6661 | 345960.36 | 156931.4633 | 0 | 1621304.7871
3489 | 988.449 | 1028.7548 | 1028.7548 | 1001.4522 | 988.449 | 353.45 | 365696.1192 | 355841.64 | 161413.7217 | 0 | 1627530.7009
3490 | 1114.766 | 1196.8298 | 1160.2226 | 1165.0666 | 1114.766 | 369.4 | 432587.0528 | 401315.76 | 182041.2878 | 0 | 1817737.4396
3491 | 1334.239 | 1668.5401 | 1388.6439 | 1624.2579 | 1334.239 | 375.6 | 528921.4842 | 480326.04 | 217881.2287 | 0 | 2167337.8316
3492 | 1375.817 | 2208.3004 | 1431.9184 | 2149.6933 | 1375.817 | 371.35 | 538506.8106 | 495294.12 | 224670.9161 | 0 | 2240724.3571
3493 | 1313.727 | 3946.4986 | 1367.2966 | 3841.7607 | 1313.727 | 371.45 | 512105.5047 | 472941.72 | 214531.6191 | 0 | 2139470.1058
3494 | 1220.12 | 3070.2957 | 1269.8726 | 2988.8117 | 1220.12 | 395.1 | 505597.7648 | 439243.2 | 199245.596 | 0 | 1958170.588
3495 | 1436.12 | 3098.5028 | 1494.6804 | 3016.2703 | 1436.12 | 403.35 | 608056.805 | 517003.2 | 234518.396 | 0 | 2292980.998
3496 | 1317.272 | 1911.0379 | 1370.9861 | 1860.32 | 1317.272 | 399 | 551394.5568 | 474217.92 | 215110.5176 | 0 | 2108952.472
3497 | 1561.218 | 1624.8795 | 1624.8795 | 1581.756 | 1561.218 | 1347.15 | 2204067.63 | 562038.48 | 254946.8994 | 0 | 1019241.1713
3498 | 1522.874 | 1584.9719 | 1584.9719 | 1542.9076 | 1522.874 | 732.85 | 1172016.0349 | 548234.64 | 248685.3242 | 0 | 1929709.7891
3499 | 1531.013 | 1593.4428 | 1593.4428 | 1551.1537 | 1531.013 | 907.25 | 1458013.087 | 551164.68 | 250014.4229 | 0 | 1673014.4557
3500 | 820.8 | 854.2696 | 854.2696 | 831.5977 | 820.8 | 1366.9 | 1182729.8034 | 295488 | 134036.64 | 0 | 519648.48
3501 | 1276 | 1328.0312 | 1328.0312 | 1292.786 | 1276 | 1389.35 | 1868567.9806 | 459360 | 208370.8 | 0 | 779189.4
3502 | 1128 | 1173.9962 | 1173.9962 | 1142.839 | 1128 | 1761.5 | 2092012.318 | 406080 | 184202.4 | 0 | 269028
3503 | 905.6 | 942.5275 | 942.5275 | 917.5133 | 905.6 | 1753.6 | 1673897.8535 | 326016 | 147884.48 | 0 | 223139.84
3504 | 0 | 0 | 0 | 0 | 0 | 1660.95 | 0 | 0 | 0 | 0 | 0
3505 | 0 | 0 | 0 | 0 | 0 | 1325.4 | 0 | 0 | 0 | 0 | 0
3506 | 0 | 0 | 0 | 0 | 0 | 1502.7 | 0 | 0 | 0 | 0 | 0
3507 | 0 | 0 | 0 | 0 | 0 | 791.75 | 0 | 0 | 0 | 0 | 0
3508 | 0 | 0 | 0 | 0 | 0 | 286.55 | 0 | 0 | 0 | 0 | 0
3509 | 0 | 0 | 0 | 0 | 0 | 282.5 | 0 | 0 | 0 | 0 | 0
3510 | 0 | 0 | 0 | 0 | 0 | 278.25 | 0 | 0 | 0 | 0 | 0
3511 | 803.82 | 836.5972 | 836.5972 | 814.3944 | 803.82 | 270.4 | 227917.6785 | 289375.2 | 131263.806 | 0 | 1390287.072
3512 | 740.237 | 770.4215 | 770.4215 | 749.9749 | 740.237 | 274.45 | 212847.9537 | 266485.32 | 120880.7021 | 0 | 1277315.9553
3513 | 558.473 | 581.2457 | 581.2457 | 565.8198 | 558.473 | 291.95 | 171085.9343 | 201050.28 | 91198.6409 | 0 | 953899.8077
3514 | 1199.225 | 1269.0306 | 1248.1245 | 1235.3512 | 1199.225 | 305.15 | 385282.3379 | 431721 | 195833.4425 | 0 | 2032506.4912
3515 | 1228.803 | 1757.9386 | 1278.9086 | 1711.2839 | 1228.803 | 317.05 | 409279.0906 | 442369.08 | 200663.5299 | 0 | 2068014.0089
3516 | 1419.01 | 2165.104 | 1476.8727 | 2107.6433 | 1419.01 | 319.85 | 477768.6089 | 510843.6 | 231724.333 | 0 | 2384149.6515
3517 | 1282.017 | 4001.971 | 1334.2935 | 3895.7609 | 1282.017 | 321.45 | 434085.3037 | 461526.12 | 209353.3761 | 0 | 2151929.6354
3518 | 1153.519 | 3670.7948 | 1200.5558 | 3573.3739 | 1153.519 | 333.85 | 404796.7759 | 415266.84 | 188369.6527 | 0 | 1921935.6819
3519 | 1350.247 | 3094.9829 | 1405.3057 | 3012.8438 | 1350.247 | 338.05 | 477680.3571 | 486088.92 | 220495.3351 | 0 | 2244043.0016
3520 | 1241.158 | 2281.5669 | 1291.7684 | 2221.0154 | 1241.158 | 334.5 | 434123.0927 | 446816.88 | 202681.1014 | 0 | 2067148.649
3521 | 1171.973 | 808.3672 | 808.3672 | 786.9135 | 786.9135 | 324.95 | 268218.8893 | 283288.8773 | 128502.9824 | 705813.9752 | 1272433.307
3522 | 1371.137 | 985.1962 | 985.1962 | 959.0496 | 959.0496 | 315.85 | 317038.7379 | 345257.8633 | 156612.803 | 755356.1668 | 880288.3635
3523 | 1506.995 | 1568.4454 | 1568.4454 | 1526.8197 | 1506.995 | 318.4 | 502388.4922 | 542518.2 | 246092.2835 | 0 | 2534162.792
3524 | 1457.6 | 1517.0363 | 1517.0363 | 1476.7749 | 1457.6 | 1431.35 | 2187805.868 | 524736 | 238026.08 | 0 | 828864.24
3525 | 1496 | 1557.0021 | 1557.0021 | 1515.6801 | 1496 | 1433.35 | 2253585.924 | 538560 | 244296.8 | 0 | 847708.4
3526 | 1008.8 | 1049.9356 | 1049.9356 | 1022.0709 | 1008.8 | 1688.65 | 1789378.6929 | 363168 | 164737.04 | 0 | 314089.88
3527 | 940.8 | 979.1628 | 979.1628 | 953.1764 | 940.8 | 1738.95 | 1716226.9243 | 338688 | 153632.64 | 0 | 245595.84
3528 | 0 | 0 | 0 | 0 | 0 | 1672.4 | 0 | 0 | 0 | 0 | 0
3529 | 0 | 0 | 0 | 0 | 0 | 1411.4 | 0 | 0 | 0 | 0 | 0
3530 | 0 | 0 | 0 | 0 | 0 | 303.85 | 0 | 0 | 0 | 0 | 0
3531 | 0 | 0 | 0 | 0 | 0 | 296.25 | 0 | 0 | 0 | 0 | 0
3532 | 0 | 0 | 0 | 0 | 0 | 290.8 | 0 | 0 | 0 | 0 | 0
3533 | 0 | 0 | 0 | 0 | 0 | 287.45 | 0 | 0 | 0 | 0 | 0
3534 | 0 | 0 | 0 | 0 | 0 | 287.75 | 0 | 0 | 0 | 0 | 0
3535 | 1415.654 | 1473.3798 | 1473.3798 | 1434.2771 | 1415.654 | 292.3 | 434010.184 | 509635.44 | 231176.2982 | 0 | 2417512.3358
3536 | 996.848 | 1037.4963 | 1037.4963 | 1009.9617 | 996.848 | 318.1 | 331012.0672 | 358865.28 | 162785.2784 | 0 | 1676598.6512
3537 | 1420.083 | 1477.9894 | 1477.9894 | 1438.7644 | 1420.083 | 363.7 | 541014.4627 | 511229.88 | 231899.5539 | 0 | 2323681.8129
3538 | 1718.45 | 1788.5229 | 1788.5229 | 1741.0565 | 1718.45 | 380.4 | 687374.9935 | 618642 | 280622.885 | 0 | 2783201.62
3539 | 1514.737 | 1576.5031 | 1576.5031 | 1534.6636 | 1514.737 | 385.8 | 614901.9701 | 545305.32 | 247356.5521 | 0 | 2445088.4654
3540 | 1481.469 | 1541.8786 | 1541.8786 | 1500.9579 | 1481.469 | 381.65 | 594754.8623 | 533328.84 | 241923.8877 | 0 | 2397535.3561
3541 | 1629.559 | 1696.0072 | 1696.0072 | 1650.9961 | 1629.559 | 378.9 | 647385.9191 | 586641.24 | 266106.9847 | 0 | 2641678.0949
3542 | 1581.445 | 1645.9313 | 1645.9313 | 1602.2491 | 1581.445 | 1054.8 | 1749632.2051 | 569320.2 | 258249.9685 | 0 | 1494781.814
3543 | 1376.542 | 1432.673 | 1432.673 | 1394.6506 | 1376.542 | 1666.1 | 2404219.8222 | 495555.12 | 224789.3086 | 0 | 459627.3738
3544 | 1606.679 | 994.7078 | 994.7078 | 968.3088 | 968.3088 | 1798.5 | 1828524.5498 | 348591.1843 | 158124.8344 | 1170132.4937 | 188351.5205
3545 | 1530.064 | 377.9342 | 377.9342 | 367.904 | 367.904 | 1864.2 | 720117.5069 | 132445.4357 | 60078.7213 | 2130239.3017 | 48229.7774
3546 | 1776.413 | 99.8084 | 99.8084 | 97.1596 | 97.1596 | 1821.95 | 186214.7622 | 34977.4387 | 15866.1549 | 3078071.5701 | 16699.6656
3547 | 1785.434 | 1858.2383 | 1858.2383 | 1808.9216 | 1785.434 | 1584.65 | 2974706.2881 | 642756.24 | 291561.3722 | 0 | 741580.0119
3548 | 1460 | 1519.5341 | 1519.5341 | 1479.2065 | 1460 | 1672.45 | 2567727.425 | 525600 | 238418 | 0 | 478223
3549 | 1711.2 | 1780.9772 | 1780.9772 | 1733.7111 | 1711.2 | 1823.9 | 3272980.0683 | 616032 | 279438.96 | 0 | 301342.32
3550 | 1587.2 | 1651.9209 | 1651.9209 | 1608.0798 | 1587.2 | 1876 | 3121454.0741 | 571392 | 259189.76 | 0 | 196812.8
3551 | 1569.6 | 1633.6033 | 1633.6033 | 1590.2483 | 1569.6 | 1865.25 | 3074159.1196 | 565056 | 256315.68 | 0 | 211503.6
3552 | 0 | 0 | 0 | 0 | 0 | 1848.7 | 0 | 0 | 0 | 0 | 0
3553 | 0 | 0 | 0 | 0 | 0 | 1824.65 | 0 | 0 | 0 | 0 | 0
3554 | 0 | 0 | 0 | 0 | 0 | 1769.65 | 0 | 0 | 0 | 0 | 0
3555 | 0 | 0 | 0 | 0 | 0 | 1699.9 | 0 | 0 | 0 | 0 | 0
3556 | 0 | 0 | 0 | 0 | 0 | 1689.8 | 0 | 0 | 0 | 0 | 0
3557 | 0 | 0 | 0 | 0 | 0 | 1640.7 | 0 | 0 | 0 | 0 | 0
3558 | 0 | 0 | 0 | 0 | 0 | 1670.45 | 0 | 0 | 0 | 0 | 0
3559 | 1421.245 | 0 | 0 | 0 | 0 | 1562.3 | 0 | 0 | 0 | 2605142.085 | 0
3560 | 1472.409 | 0 | 0 | 0 | 0 | 1060.1 | 0 | 0 | 0 | 2698925.697 | 0
3561 | 1472.679 | 821.8192 | 821.8192 | 800.0086 | 800.0086 | 1402.95 | 1175182.8848 | 288003.0882 | 130641.4009 | 1233004.8828 | 274425.0768
3562 | 1255.664 | 1306.866 | 1306.866 | 1272.1824 | 1255.664 | 1679.4 | 2216166.4831 | 452039.04 | 205049.9312 | 0 | 402565.8784
3563 | 1306.374 | 1359.6437 | 1359.6437 | 1323.5595 | 1306.374 | 1326 | 1829170.7848 | 470294.64 | 213330.8742 | 0 | 880496.076
3564 | 1147.369 | 1194.155 | 1194.155 | 1162.4628 | 1147.369 | 752.65 | 910519.2606 | 413052.84 | 187365.3577 | 0 | 1431170.7222
3565 | 1451.78 | 1510.9789 | 1510.9789 | 1470.8784 | 1451.78 | 378.9 | 577324.1731 | 522640.8 | 237075.674 | 0 | 2353480.558
3566 | 1625.359 | 627.8486 | 627.8486 | 611.1858 | 611.1858 | 1387.25 | 892591.1046 | 220026.9027 | 99806.6478 | 1858979.4005 | 361523.7255
3567 | 1496.668 | 249.8114 | 249.8114 | 243.1816 | 243.1816 | 1583.35 | 404065.6621 | 87545.3582 | 39711.5472 | 2297640.6621 | 97809.8375
3568 | 1406.455 | 91.12 | 91.12 | 88.7017 | 88.7017 | 1777.4 | 164962.6424 | 31932.6238 | 14484.993 | 2415441.7386 | 19060.5702
3569 | 1189.61 | 425.2874 | 425.2874 | 414.0005 | 414.0005 | 1864.2 | 806526.0039 | 149040.1875 | 67606.2851 | 1421692.1751 | 54272.6058
3570 | 1307.693 | 200.9178 | 200.9178 | 195.5855 | 195.5855 | 1764.85 | 361612.2476 | 70410.7973 | 31939.12 | 2038492.9594 | 44397.9661
3571 | 1408 | 1465.4137 | 1465.4137 | 1426.5224 | 1408 | 1797.4 | 2643053.518 | 506880 | 229926.4 | 0 | 285260.8
3572 | 1389.6 | 1446.2634 | 1446.2634 | 1407.8804 | 1389.6 | 1872.3 | 2711616.5803 | 500256 | 226921.68 | 0 | 177451.92
3573 | 1545.6 | 1608.6246 | 1608.6246 | 1565.9326 | 1545.6 | 1832.25 | 2946917.4026 | 556416 | 252396.48 | 0 | 259274.4
3574 | 1364 | 1419.6195 | 1419.6195 | 1381.9436 | 1364 | 1876 | 2657472.4774 | 491040 | 222741.2 | 0 | 169136
3575 | 1421.6 | 1479.5683 | 1479.5683 | 1440.3014 | 1421.6 | 1865.25 | 2762215.4405 | 511776 | 232147.28 | 0 | 191560.6
3576 | 0 | 0 | 0 | 0 | 0 | 1848.7 | 0 | 0 | 0 | 0 | 0
3577 | 0 | 0 | 0 | 0 | 0 | 1813.85 | 0 | 0 | 0 | 0 | 0
3578 | 0 | 0 | 0 | 0 | 0 | 1707.5 | 0 | 0 | 0 | 0 | 0
3579 | 0 | 0 | 0 | 0 | 0 | 1649.5 | 0 | 0 | 0 | 0 | 0
3580 | 0 | 0 | 0 | 0 | 0 | 1511.3 | 0 | 0 | 0 | 0 | 0
3581 | 0 | 0 | 0 | 0 | 0 | 1594.95 | 0 | 0 | 0 | 0 | 0
3582 | 0 | 0 | 0 | 0 | 0 | 1586.75 | 0 | 0 | 0 | 0 | 0
3583 | 1709.965 | 0 | 0 | 0 | 0 | 1595.55 | 0 | 0 | 0 | 3134365.845 | 0
3584 | 1408.436 | 0 | 0 | 0 | 0 | 1339.6 | 0 | 0 | 0 | 2581663.188 | 0
3585 | 1450.739 | 799.761 | 799.761 | 778.5358 | 778.5358 | 1751.05 | 1423482.403 | 280272.8766 | 127134.891 | 1232148.5238 | 1923.6366
3586 | 1655.173 | 1722.6656 | 1722.6656 | 1676.947 | 1655.173 | 1788.7 | 3102660.4228 | 595862.28 | 270289.7509 | 0 | 149466.6471
3587 | 1645.765 | 1712.874 | 1712.874 | 1667.4153 | 1645.765 | 1784.8 | 3097591.8205 | 592475.4 | 268753.4245 | 0 | 354168.628
3588 | 1950.329 | 2029.8572 | 2029.8572 | 1975.9859 | 1950.329 | 1564.35 | 3216192.0189 | 702118.44 | 318488.7257 | 0 | 849660.8289
3589 | 1604.172 | 1669.585 | 1669.585 | 1625.2751 | 1604.172 | 1166.6 | 1970565.9894 | 577501.92 | 261961.2876 | 0 | 1336916.9448
3590 | 1638.537 | 303.9766 | 303.9766 | 295.9092 | 295.9092 | 1853.85 | 574070.056 | 106527.3061 | 48321.9697 | 2461036.7874 | 41748.1859
3591 | 1750.351 | 794.3052 | 794.3052 | 773.2248 | 773.2248 | 1920.65 | 1558678.2154 | 278360.9312 | 126267.6113 | 1791072.3081 | 59228.8237
3592 | 1625.121 | 1691.3882 | 1691.3882 | 1646.4997 | 1625.121 | 1920.15 | 3271204.6997 | 585043.56 | 265382.2593 | 0 | 129765.9118
3593 | 1456.088 | 969.4513 | 969.4513 | 943.7226 | 943.7226 | 1907.4 | 1888964.5726 | 339740.1394 | 154109.9021 | 939165.7611 | 84359.8038
3594 | 1657.048 | 239.0425 | 239.0425 | 232.6984 | 232.6984 | 1826.6 | 446077.2198 | 83771.4363 | 37999.6543 | 2610832.7542 | 38951.3622
3595 | 1497.593 | 1558.66 | 1558.66 | 1517.2941 | 1497.593 | 1776.55 | 2784567.6216 | 539133.48 | 244556.9369 | 0 | 334637.1558
3596 | 1270.4 | 1322.2028 | 1322.2028 | 1287.1123 | 1270.4 | 1861.5 | 2471734.6847 | 457344 | 207456.32 | 0 | 175950.4
3597 | 1587.2 | 1651.9209 | 1651.9209 | 1608.0798 | 1587.2 | 1873.05 | 3104072.2758 | 571392 | 259189.76 | 0 | 201495.04
3598 | 1514.4 | 1576.1524 | 1576.1524 | 1534.3222 | 1514.4 | 1876 | 2969130.6925 | 545184 | 247301.52 | 0 | 187785.6
3599 | 1600.8 | 1666.0755 | 1666.0755 | 1621.8588 | 1600.8 | 1865.25 | 3132821.3337 | 576288 | 261410.64 | 0 | 215707.8
3600 | 0 | 0 | 0 | 0 | 0 | 1848.7 | 0 | 0 | 0 | 0 | 0
3601 | 0 | 0 | 0 | 0 | 0 | 1710.55 | 0 | 0 | 0 | 0 | 0
3602 | 0 | 0 | 0 | 0 | 0 | 1720.5 | 0 | 0 | 0 | 0 | 0
3603 | 0 | 0 | 0 | 0 | 0 | 1704.55 | 0 | 0 | 0 | 0 | 0
3604 | 0 | 0 | 0 | 0 | 0 | 1699.1 | 0 | 0 | 0 | 0 | 0
3605 | 0 | 0 | 0 | 0 | 0 | 1695.75 | 0 | 0 | 0 | 0 | 0
3606 | 0 | 0 | 0 | 0 | 0 | 1696.05 | 0 | 0 | 0 | 0 | 0
3607 | 1586.458 | 461.3493 | 461.3493 | 449.1053 | 449.1053 | 1361.75 | 640918.2363 | 161677.9201 | 73338.901 | 2084767.4376 | 276706.2668
3608 | 1339.324 | 1393.9373 | 1393.9373 | 1356.943 | 1339.324 | 1062.1 | 1486981.4053 | 482156.64 | 218711.6092 | 0 | 1256151.9796
3609 | 1167.329 | 1214.9289 | 1214.9289 | 1182.6854 | 1167.329 | 1541.95 | 1883361.4969 | 420238.44 | 190624.8257 | 0 | 534695.0485
3610 | 1838.145 | 1913.0987 | 1913.0987 | 1862.3261 | 1838.145 | 1738.3 | 3359346.4401 | 661732.2 | 300169.0785 | 0 | 481042.5465
3611 | 1601.039 | 1666.3242 | 1666.3242 | 1622.1009 | 1601.039 | 1527.8 | 2582411.6764 | 576374.04 | 261449.6687 | 0 | 756010.6158
3612 | 1499.82 | 1742.4029 | 1560.9779 | 1696.1605 | 1499.82 | 1278.15 | 2017490.0045 | 539935.2 | 244920.606 | 0 | 1082645.067
3613 | 1916.994 | 1995.1629 | 1995.1629 | 1942.2123 | 1916.994 | 1166.6 | 2349022.0713 | 690117.84 | 313045.1202 | 0 | 1597622.7996
3614 | 1203.199 | 1252.2616 | 1252.2616 | 1219.0273 | 1203.199 | 1754.7 | 2223003.2393 | 433151.64 | 196482.3967 | 0 | 295144.7147
3615 | 1339.569 | 775.0935 | 775.0935 | 754.523 | 754.523 | 1821.15 | 1453436.9811 | 271628.2721 | 123213.6023 | 1072389.358 | 130269.1533
3616 | 1487.923 | 100.5037 | 100.5037 | 97.8363 | 97.8363 | 1819.45 | 188127.7211 | 35221.0823 | 15976.6743 | 2548028.8483 | 17052.2253
3617 | 1570.841 | 473.39 | 473.39 | 460.8265 | 460.8265 | 1874.75 | 909741.3876 | 165897.5492 | 75252.9716 | 2034656.5319 | 55717.9635
3618 | 1493.196 | 168.4841 | 168.4841 | 164.0126 | 164.0126 | 1727.05 | 297914.9505 | 59044.5339 | 26783.2566 | 2436393.1827 | 43215.6276
3619 | 1175.793 | 1223.7381 | 1223.7381 | 1191.2607 | 1175.793 | 1713.55 | 2110732.3087 | 423285.48 | 192006.9969 | 0 | 336805.9049
3620 | 1504 | 1565.3283 | 1565.3283 | 1523.7853 | 1504 | 1790.7 | 2815045.5009 | 541440 | 245603.2 | 0 | 314787.2
3621 | 1400 | 1457.0875 | 1457.0875 | 1418.4172 | 1400 | 1822.7 | 2665135.558 | 504000 | 228620 | 0 | 248220
3622 | 1072 | 1115.7127 | 1115.7127 | 1086.1023 | 1072 | 1874.8 | 2099675.0952 | 385920 | 175057.6 | 0 | 134214.4
3623 | 1568.8 | 1632.7706 | 1632.7706 | 1589.4378 | 1568.8 | 1859.05 | 3060523.5688 | 564768 | 256185.04 | 0 | 221122.36
3624 | 0 | 0 | 0 | 0 | 0 | 1756.35 | 0 | 0 | 0 | 0 | 0
3625 | 1048.116 | 0 | 0 | 0 | 0 | 1017.55 | 0 | 0 | 0 | 1921196.6445 | 0
3626 | 1148.1467 | 0 | 0 | 0 | 0 | 1524.35 | 0 | 0 | 0 | 2104552.9561 | 0
3627 | 1165.0637 | 0 | 0 | 0 | 0 | 1437.25 | 0 | 0 | 0 | 2135561.7438 | 0
3628 | 1257.0037 | 0 | 0 | 0 | 0 | 1231 | 0 | 0 | 0 | 2304087.7656 | 0
3629 | 1164.3282 | 0 | 0 | 0 | 0 | 1227.65 | 0 | 0 | 0 | 2134213.5356 | 0
3630 | 1084.892 | 691.8949 | 691.8949 | 673.5324 | 673.5324 | 1075.45 | 755415.3725 | 242471.6529 | 109987.8359 | 754022.22 | 0
3631 | 1136.1375 | 1182.465 | 1182.465 | 1151.083 | 1136.1375 | 1023.8 | 1214333.6416 | 409009.5097 | 185531.2582 | 0 | 1027343.118
3632 | 857.2624 | 892.2184 | 892.2184 | 868.5394 | 857.2624 | 318.2 | 284867.4837 | 308614.4491 | 139990.9431 | 0 | 1441743.2316
3633 | 1126.9766 | 1172.9315 | 1172.9315 | 1141.8025 | 1126.9766 | 1106.7 | 1303100.5133 | 405711.585 | 184035.2829 | 0 | 1006728.2191
3634 | 1088.1963 | 1132.5691 | 1132.5691 | 1102.5114 | 1088.1963 | 1076.9 | 1234181.3875 | 391750.6799 | 177702.4612 | 0 | 1004513.7276
3635 | 1073.6523 | 1117.4331 | 1117.4331 | 1087.7771 | 1073.6523 | 385.8 | 437542.1797 | 386514.8438 | 175327.4278 | 0 | 1733089.0584
3636 | 1056.4835 | 1099.563 | 1099.563 | 1070.3812 | 1056.4835 | 381.65 | 423973.5793 | 380334.0488 | 172523.7505 | 0 | 1709759.263
3637 | 976.002 | 1015.8002 | 1015.8002 | 988.8414 | 976.002 | 378.9 | 387262.3549 | 351360.702 | 159381.1185 | 0 | 1582196.7613
3638 | 1109.748 | 1155 | 1155 | 1124.3469 | 1109.748 | 401.05 | 467167.8325 | 399509.276 | 181221.8466 | 0 | 1774431.547
3639 | 1130.2855 | 1176.3754 | 1176.3754 | 1145.1551 | 1130.2855 | 412.85 | 490751.646 | 406902.7966 | 184575.6297 | 0 | 1793931.8377
3640 | 1121.2717 | 1166.9939 | 1166.9939 | 1136.0225 | 1121.2717 | 411.15 | 484991.8252 | 403657.8293 | 183103.6764 | 0 | 1781532.6168
3641 | 781.8035 | 813.6835 | 813.6835 | 792.0887 | 781.8035 | 969.15 | 793569.5858 | 281449.268 | 127668.5152 | 0 | 805922.1609
3642 | 946.9489 | 985.5625 | 985.5625 | 959.4063 | 946.9489 | 940.4 | 934363.079 | 340901.6076 | 154636.757 | 0 | 1003387.0649
3643 | 1087.8341 | 1132.1924 | 1132.1924 | 1102.1446 | 1087.8341 | 359.9 | 408712.1577 | 391620.272 | 177643.3067 | 0 | 1784156.5434
3644 | 1190.0714 | 1238.5983 | 1238.5983 | 1205.7266 | 1190.0714 | 365.8 | 453740.076 | 428425.6932 | 194338.6547 | 0 | 1944814.0282
3645 | 939.259 | 977.559 | 977.559 | 951.6151 | 939.259 | 365.25 | 358324.9176 | 338133.2574 | 153381.0026 | 0 | 1535453.6502
3646 | 1095.1893 | 1139.8473 | 1139.8473 | 1109.5964 | 1095.1893 | 367 | 421029.9062 | 394268.1444 | 178844.4111 | 0 | 1788443.637
3647 | 1081.2144 | 1125.3024 | 1125.3024 | 1095.4375 | 1081.2144 | 356.25 | 406068.047 | 389237.1872 | 176562.313 | 0 | 1777245.5125
3648 | 159.6078 | 166.1163 | 166.1163 | 161.7077 | 159.6078 | 339.7 | 56909.9271 | 57458.8229 | 26063.9605 | 0 | 264996.8991
3649 | 82.3782 | 0 | 0 | 0 | 0 | 1072.9 | 0 | 0 | 0 | 98030.1065 | 0
3650 | 157.4013 | 0 | 0 | 0 | 0 | 349.15 | 0 | 0 | 0 | 187307.5249 | 0
3651 | 100.7662 | 0 | 0 | 0 | 0 | 337.6 | 0 | 0 | 0 | 119911.8267 | 0
3652 | 105.1794 | 0 | 0 | 0 | 0 | 327.35 | 0 | 0 | 0 | 125163.4395 | 0
3653 | 78.7006 | 0 | 0 | 0 | 0 | 320.65 | 0 | 0 | 0 | 93653.7624 | 0
3654 | 81.6427 | 0 | 0 | 0 | 0 | 315.7 | 0 | 0 | 0 | 97154.8376 | 0
3655 | 78.8376 | 82.0528 | 82.0528 | 79.8751 | 78.8376 | 314.55 | 25916.7467 | 28381.5473 | 12874.1852 | 0 | 132875.8216
3656 | 193.0078 | 200.8782 | 200.8782 | 195.547 | 193.0078 | 339.6 | 68421.1252 | 69482.8098 | 31518.1745 | 0 | 320470.1593
3657 | 787.8808 | 820.0083 | 820.0083 | 798.2457 | 787.8808 | 384.4 | 316191.2611 | 283637.0723 | 128660.9275 | 0 | 1272900.1499
3658 | 1235.6617 | 1286.0483 | 1286.0483 | 1251.9173 | 1235.6617 | 401.7 | 519998.5935 | 444838.1972 | 201783.5489 | 0 | 1974956.9763
3659 | 1134.1783 | 1180.4261 | 1180.4261 | 1149.0983 | 1134.1783 | 408.5 | 488314.7652 | 408304.183 | 185211.3141 | 0 | 1805044.287
3660 | 928.5379 | 1912.6313 | 966.3998 | 1861.8712 | 928.5379 | 407.55 | 398206.9479 | 334273.6529 | 151630.2431 | 0 | 1478650.2182
3661 | 1150.8718 | 1260.72 | 1197.7998 | 1227.2612 | 1150.8718 | 412.3 | 497510.7891 | 414313.8595 | 187937.3702 | 0 | 1827239.2077
3662 | 1024.287 | 1066.0541 | 1066.0541 | 1037.7616 | 1024.287 | 440.25 | 473820.3966 | 368743.32 | 167266.0671 | 0 | 1597631.6483
3663 | 1039.8662 | 1082.2684 | 1082.2684 | 1053.5456 | 1039.8662 | 451.75 | 494659.9459 | 374351.8439 | 169810.1558 | 0 | 1609972.8952
3664 | 1200.7723 | 850.8746 | 850.8746 | 828.2928 | 828.2928 | 442.4 | 384856.2342 | 298185.419 | 135260.2192 | 682754.807 | 1245432.0384
3665 | 1211.6653 | 635.0737 | 635.0737 | 618.2192 | 618.2192 | 1408 | 909559.3905 | 222558.899 | 100955.1895 | 1087786.8003 | 353300.864
3666 | 1362.6896 | 891.3618 | 891.3618 | 867.7056 | 867.7056 | 1756.7 | 1601025.977 | 312374.0084 | 141696.321 | 907305.7859 | 54272.2011
3667 | 1236.4091 | 1286.8258 | 1286.8258 | 1252.6741 | 1236.4091 | 1770.65 | 2291938.8184 | 445107.2872 | 201905.6111 | 0 | 283570.4041
3668 | 1330.5557 | 1384.8118 | 1384.8118 | 1348.0597 | 1330.5557 | 1800.95 | 2509571.0614 | 479000.0491 | 217279.7445 | 0 | 264847.1105
3669 | 1363.6541 | 1419.2594 | 1419.2594 | 1381.5931 | 1363.6541 | 1844.25 | 2630193.6701 | 490915.4731 | 222684.7132 | 0 | 212389.1105
3670 | 988.5389 | 1028.8485 | 1028.8485 | 1001.5434 | 988.5389 | 1903.6 | 1967745.0137 | 355873.9999 | 161428.4005 | 0 | 95295.1489
3671 | 1133.4363 | 1179.6539 | 1179.6539 | 1148.3465 | 1133.4363 | 1902.5 | 2265098.516 | 408037.0788 | 185090.1527 | 0 | 110510.01
3672 | 1025.3149 | 1067.1241 | 1067.1241 | 1038.8032 | 1025.3149 | 1835.3 | 1974964.6705 | 369113.36 | 167433.9214 | 0 | 168869.3622
3673 | 1040.0253 | 0 | 0 | 0 | 0 | 1692.8 | 0 | 0 | 0 | 1237630.0939 | 0
3674 | 1289.3666 | 0 | 0 | 0 | 0 | 1658.85 | 0 | 0 | 0 | 1534346.2195 | 0
3675 | 807.601 | 0 | 0 | 0 | 0 | 1379.95 | 0 | 0 | 0 | 961045.1507 | 0
3676 | 906.1606 | 0 | 0 | 0 | 0 | 1078.35 | 0 | 0 | 0 | 1078331.171 | 0
3677 | 1054.7357 | 0 | 0 | 0 | 0 | 1069.6 | 0 | 0 | 0 | 1255135.4699 | 0
3678 | 1198.1621 | 0 | 0 | 0 | 0 | 1005.55 | 0 | 0 | 0 | 1425812.8871 | 0
3679 | 1087.0664 | 1131.3931 | 1131.3931 | 1101.3665 | 1087.0664 | 293.2 | 334142.2661 | 391343.9004 | 177517.9415 | 0 | 1855404.2488
3680 | 1228.1419 | 1278.2217 | 1278.2217 | 1244.2984 | 1228.1419 | 299.9 | 386975.8038 | 442131.079 | 200555.57 | 0 | 2087962.5141
3681 | 1131.3953 | 1177.5297 | 1177.5297 | 1146.2787 | 1131.3953 | 318.8 | 379466.2397 | 407302.2943 | 184756.8463 | 0 | 1902101.7145
3682 | 1253.8934 | 1305.0238 | 1305.0238 | 1270.3892 | 1253.8934 | 332.85 | 439680.842 | 451401.61 | 204760.7859 | 0 | 2090428.3168
3683 | 1272.5121 | 1646.9533 | 1324.401 | 1603.2441 | 1272.5121 | 345.9 | 463999.8273 | 458104.3668 | 207801.2308 | 0 | 2104862.3142
3684 | 1338.8744 | 1871.911 | 1393.469 | 1822.2315 | 1338.8744 | 348.15 | 492596.7422 | 481994.7923 | 218638.1933 | 0 | 2211619.7156
3685 | 1355.3308 | 1410.5971 | 1410.5971 | 1373.1606 | 1355.3308 | 355.15 | 508934.6675 | 487919.075 | 221325.5138 | 0 | 2229315.8072
3686 | 1295.2535 | 1051.8101 | 1051.8101 | 1023.8956 | 1023.8956 | 371.1 | 401576.3435 | 368602.4168 | 167202.1518 | 497399.0082 | 1610017.7912
3687 | 1302.0681 | 1143.0383 | 1143.0383 | 1112.7027 | 1112.7027 | 375.7 | 442327.3773 | 400572.9732 | 181704.3514 | 347106.7392 | 1744719.1048
3688 | 1469.4209 | 834.5823 | 834.5823 | 812.4329 | 812.4329 | 366.25 | 314302.2538 | 292475.844 | 132670.2926 | 1204259.0939 | 1281307.6475
3689 | 1487.386 | 507.5025 | 507.5025 | 494.0337 | 494.0337 | 348.95 | 181226.4786 | 177852.1314 | 80675.703 | 1820814.8164 | 787403.9065
3690 | 1238.9154 | 185.9931 | 185.9931 | 181.0569 | 181.0569 | 334.85 | 63512.6336 | 65180.4852 | 29566.5923 | 1939054.652 | 291038.2473
3691 | 1209.1949 | 1258.5021 | 1258.5021 | 1225.1021 | 1209.1949 | 1291.45 | 1627265.8218 | 435310.1608 | 197461.5257 | 0 | 856775.04
3692 | 1137.1139 | 1183.4819 | 1183.4819 | 1152.0729 | 1137.1139 | 1675.35 | 1986796.3008 | 409361.0148 | 185690.7048 | 0 | 369164.0374
3693 | 1054.7357 | 1097.7448 | 1097.7448 | 1068.6112 | 1054.7357 | 1766.25 | 1945118.2057 | 379704.848 | 172238.338 | 0 | 246544.4673
3694 | 1102.5445 | 1147.5022 | 1147.5022 | 1117.0481 | 1102.5445 | 1787.75 | 2060646.7802 | 396916.0164 | 180045.5152 | 0 | 234014.964
3695 | 1087.8341 | 1132.1924 | 1132.1924 | 1102.1446 | 1087.8341 | 1795.15 | 2041980.8341 | 391620.272 | 177643.3067 | 0 | 222842.7949
3696 | 1305.548 | 1141.9913 | 1141.9913 | 1111.6835 | 1111.6835 | 1773.9 | 2062369.0646 | 400206.0489 | 181537.9105 | 355353.7051 | 32815.2496
3697 | 1315.1098 | 0 | 0 | 0 | 0 | 1637.5 | 0 | 0 | 0 | 1564980.6275 | 0
3698 | 1071.6526 | 0 | 0 | 0 | 0 | 1103 | 0 | 0 | 0 | 1275266.6523 | 0
3699 | 1255.5327 | 0 | 0 | 0 | 0 | 1038.05 | 0 | 0 | 0 | 1494083.8547 | 0
3700 | 806.1299 | 0 | 0 | 0 | 0 | 968.4 | 0 | 0 | 0 | 959294.6131 | 0
3701 | 750.2304 | 0 | 0 | 0 | 0 | 977.5 | 0 | 0 | 0 | 892774.1837 | 0
3702 | 706.0992 | 0 | 0 | 0 | 0 | 990.4 | 0 | 0 | 0 | 840258.0554 | 0
3703 | 1144.1924 | 1190.8495 | 1190.8495 | 1159.245 | 1144.1924 | 668.95 | 803935.9789 | 411909.2608 | 186846.6175 | 0 | 1522977.282
3704 | 1174.6209 | 1222.5183 | 1222.5183 | 1190.0733 | 1174.6209 | 344.9 | 424601.3452 | 422863.5071 | 191815.5853 | 0 | 1944114.9738
3705 | 1421.8944 | 1479.8753 | 1479.8753 | 1440.6002 | 1421.8944 | 399.9 | 596152.7948 | 511881.9858 | 232195.3563 | 0 | 2275172.5894
3706 | 1445.488 | 1504.4304 | 1504.4304 | 1464.5036 | 1445.488 | 421.4 | 641213.5848 | 520375.6973 | 236048.1982 | 0 | 2281847.3568
3707 | 1314.3991 | 1367.996 | 1367.996 | 1331.6901 | 1314.3991 | 427.1 | 593102.9522 | 473183.667 | 214641.3689 | 0 | 2067418.3051
3708 | 1630.578 | 1697.0677 | 1697.0677 | 1652.0285 | 1630.578 | 420.5 | 723922.0748 | 587008.0728 | 266273.3841 | 0 | 2575497.9194
3709 | 1339.1925 | 1919.1612 | 1393.8 | 1868.2277 | 1339.1925 | 422.45 | 595155.3077 | 482109.3126 | 218690.141 | 0 | 2112643.1836
3710 | 1441.9686 | 1612.1924 | 1500.7668 | 1569.4057 | 1441.9686 | 811.15 | 1231773.0132 | 519108.6906 | 235473.4699 | 0 | 1714284.3523
3711 | 1484.2371 | 1544.7594 | 1544.7594 | 1503.7624 | 1484.2371 | 1692.6 | 2641276.7106 | 534325.3492 | 242375.9153 | 0 | 456254.4538
3712 | 1687.8042 | 1756.6272 | 1756.6272 | 1710.0073 | 1687.8042 | 1872.1 | 3318882.5838 | 607609.5102 | 275618.425 | 0 | 215870.1565
3713 | 1368.332 | 1424.1282 | 1424.1282 | 1386.3326 | 1368.332 | 1904.75 | 2731098.9098 | 492599.5196 | 223448.6154 | 0 | 109539.5002
3714 | 1435.4445 | 1493.9778 | 1493.9778 | 1454.3285 | 1435.4445 | 1814.05 | 2733415.2792 | 516760.0279 | 234408.0904 | 0 | 120415.0836
3715 | 1408.5208 | 1465.956 | 1465.956 | 1427.0503 | 1408.5208 | 1707.3 | 2525393.4583 | 507067.4923 | 230011.4486 | 0 | 412274.0417
3716 | 1324.6715 | 1378.6879 | 1378.6879 | 1342.0983 | 1324.6715 | 1775.5 | 2462273.4427 | 476881.7515 | 216318.8612 | 0 | 297388.7589
3717 | 1376.1579 | 1432.2733 | 1432.2733 | 1394.2616 | 1376.1579 | 1797.4 | 2589250.9081 | 495416.8555 | 224726.5903 | 0 | 278809.597
3718 | 889.2437 | 925.5045 | 925.5045 | 900.9421 | 889.2437 | 1874.55 | 1748092.9616 | 320127.7276 | 145213.4942 | 0 | 111555.6206
3719 | 1277.5983 | 1329.6943 | 1329.6943 | 1294.405 | 1277.5983 | 1819.75 | 2446604.5919 | 459935.3704 | 208631.7944 | 0 | 230287.0395
3720 | 914.2514 | 951.5312 | 951.5312 | 926.2781 | 914.2514 | 1821.85 | 1750137.9987 | 329130.4925 | 149297.2484 | 0 | 162873.8157
3721 | 1040.0253 | 0 | 0 | 0 | 0 | 1684.55 | 0 | 0 | 0 | 1237630.0939 | 0
3722 | 1225.3763 | 0 | 0 | 0 | 0 | 1314 | 0 | 0 | 0 | 1458197.8339 | 0
3723 | 1041.4963 | 0 | 0 | 0 | 0 | 1042.1 | 0 | 0 | 0 | 1239380.6315 | 0
3724 | 1069.4461 | 0 | 0 | 0 | 0 | 319.7 | 0 | 0 | 0 | 1272640.8459 | 0
3725 | 1206.9883 | 0 | 0 | 0 | 0 | 313.5 | 0 | 0 | 0 | 1436316.1139 | 0
3726 | 1139.3205 | 0 | 0 | 0 | 0 | 310.6 | 0 | 0 | 0 | 1355791.3831 | 0
3727 | 968.3737 | 1007.8612 | 1007.8612 | 981.1131 | 968.3737 | 313.5 | 315987.5333 | 348614.5278 | 158135.4233 | 0 | 1633162.2251
3728 | 1216.8397 | 1266.4588 | 1266.4588 | 1232.8477 | 1216.8397 | 344.9 | 438396.7694 | 438062.2927 | 198709.9233 | 0 | 2013990.2289
3729 | 1270.5584 | 1322.3673 | 1322.3673 | 1287.2724 | 1270.5584 | 399.75 | 532756.6718 | 457401.0258 | 207482.1875 | 0 | 2033211.0876
3730 | 1288.7009 | 1341.2501 | 1341.2501 | 1305.654 | 1288.7009 | 421.4 | 572358.6516 | 463932.3334 | 210444.8612 | 0 | 2034343.2818
3731 | 1265.5835 | 1317.1905 | 1317.1905 | 1282.2329 | 1265.5835 | 427.1 | 572305.9614 | 455610.0715 | 206669.7908 | 0 | 1990636.3375
3732 | 1527.2199 | 1589.4951 | 1589.4951 | 1547.3108 | 1527.2199 | 420.5 | 679596.4681 | 549799.182 | 249395.0178 | 0 | 2412243.911
3733 | 1609.8915 | 1675.5372 | 1675.5372 | 1631.0693 | 1609.8915 | 422.45 | 717046.4544 | 579560.9328 | 262895.2787 | 0 | 2539683.5471
3734 | 1684.8217 | 1753.5236 | 1753.5236 | 1706.9861 | 1684.8217 | 776.2 | 1378753.1192 | 606535.798 | 275131.3772 | 0 | 2061884.7487
3735 | 1461.4939 | 1521.089 | 1521.089 | 1480.7202 | 1461.4939 | 463.9 | 714705.3908 | 526137.7979 | 238661.9511 | 0 | 2245000.7537
3736 | 1490.238 | 1973.4377 | 1551.0041 | 1921.0637 | 1490.238 | 862.6 | 1351321.7118 | 536485.6814 | 243355.8661 | 0 | 1694996.7057
3737 | 1239.2694 | 1152.5479 | 1152.5479 | 1121.9599 | 1121.9599 | 1860.8 | 2177832.1746 | 403905.5647 | 183216.052 | 215028.2808 | 150763.7616
3738 | 1422.6934 | 210.7875 | 210.7875 | 205.1933 | 205.1933 | 1737.85 | 371633.7644 | 73869.5874 | 33508.0656 | 2231677.6186 | 51927.1963
3739 | 1531.3527 | 1593.7967 | 1593.7967 | 1551.4982 | 1531.3527 | 1718.85 | 2741822.1305 | 551286.9551 | 250069.8882 | 0 | 430539.7984
3740 | 1093.7182 | 1138.3163 | 1138.3163 | 1108.106 | 1093.7182 | 1804.65 | 2057907.2634 | 393738.57 | 178604.1902 | 0 | 213657.8113
3741 | 818.6338 | 852.0153 | 852.0153 | 829.4032 | 818.6338 | 1847.9 | 1579308.8288 | 294708.1562 | 133682.8942 | 0 | 124514.196
3742 | 913.5158 | 950.7663 | 950.7663 | 925.5334 | 913.5158 | 1913.55 | 1826984.9426 | 328865.7053 | 149177.138 | 0 | 78973.4451
3743 | 1149.6178 | 1196.4957 | 1196.4957 | 1164.7414 | 1149.6178 | 1824.7 | 2205838.3159 | 413862.3972 | 187732.5818 | 0 | 201527.9951
3744 | 1036.3477 | 0 | 0 | 0 | 0 | 1722 | 0 | 0 | 0 | 1899625.3139 | 0
3745 | 967.2088 | 0 | 0 | 0 | 0 | 1121.35 | 0 | 0 | 0 | 1150978.482 | 0
3746 | 1274.6562 | 0 | 0 | 0 | 0 | 1053.05 | 0 | 0 | 0 | 1516840.8435 | 0
3747 | 962.0602 | 0 | 0 | 0 | 0 | 651.8 | 0 | 0 | 0 | 1144851.6004 | 0
3748 | 1158.444 | 0 | 0 | 0 | 0 | 319.7 | 0 | 0 | 0 | 1378548.3719 | 0
3749 | 1215.0791 | 0 | 0 | 0 | 0 | 313.8 | 0 | 0 | 0 | 1445944.0707 | 0
3750 | 663.439 | 0 | 0 | 0 | 0 | 310.75 | 0 | 0 | 0 | 789492.4645 | 0
3751 | 831.19 | 431.044 | 431.044 | 419.6043 | 419.6043 | 313.65 | 137866.5753 | 151057.5415 | 68521.3793 | 754436.645 | 683074.6173
3752 | 900.2029 | 936.9104 | 936.9104 | 912.0453 | 900.2029 | 344.9 | 324993.8601 | 324073.0569 | 147003.1394 | 0 | 1489925.8792
3753 | 1016.1898 | 1057.627 | 1057.627 | 1029.5581 | 1016.1898 | 399.75 | 426680.5829 | 365828.3438 | 165943.8015 | 0 | 1626156.4472
3754 | 1501.8804 | 1563.1219 | 1563.1219 | 1521.6374 | 1501.8804 | 421.25 | 664258.0261 | 540676.9321 | 245257.0639 | 0 | 2371093.05
3755 | 1433.3713 | 1622.1412 | 1491.8193 | 1579.0904 | 1433.3713 | 427.1 | 644454.7096 | 516013.659 | 234069.5292 | 0 | 2254549.6784
3756 | 1371.731 | 1427.6658 | 1427.6658 | 1389.7763 | 1371.731 | 420.5 | 606084.2452 | 493823.1676 | 224003.6757 | 0 | 2166649.1145
3757 | 1529.9046 | 1099.6192 | 1099.6192 | 1070.4359 | 1070.4359 | 422.45 | 473164.7237 | 385356.9229 | 174802.182 | 842206.129 | 1630136.0517
3758 | 1387.7571 | 360.2576 | 360.2576 | 350.6966 | 350.6966 | 451.55 | 166715.5534 | 126250.762 | 57268.7484 | 1900931.9365 | 524213.8114
3759 | 1085.9861 | 614.6328 | 614.6328 | 598.3208 | 598.3208 | 463.6 | 292415.8266 | 215395.4869 | 97705.7861 | 893890.4914 | 887398.5212
3760 | 1513.4915 | 513.0135 | 513.0135 | 499.3984 | 499.3984 | 816.55 | 430104.3774 | 179783.4078 | 81551.7514 | 1858832.6781 | 570528.2271
3761 | 1215.0892 | 330.0178 | 330.0178 | 321.2593 | 321.2593 | 1243.75 | 420423.2054 | 115653.3619 | 52461.65 | 1638390.0702 | 234532.0312
3762 | 1339.0123 | 138.0726 | 138.0726 | 134.4082 | 134.4082 | 1111.8 | 157273.5096 | 48386.9523 | 21948.8592 | 2208039.3741 | 48397.1298
3763 | 1233.4671 | 1283.7638 | 1283.7638 | 1249.6934 | 1233.4671 | 1100 | 1429833.1455 | 444048.1384 | 201425.1694 | 0 | 1110120.3
3764 | 1164.3282 | 1211.8056 | 1211.8056 | 1179.6449 | 1164.3282 | 1108.6 | 1360981.2528 | 419158.1412 | 190134.7902 | 0 | 1037881.9792
3765 | 1034.1411 | 1076.31 | 1076.31 | 1047.7453 | 1034.1411 | 1386.75 | 1514569.7121 | 372290.8064 | 168875.2464 | 0 | 634186.9683
3766 | 1329.8202 | 1384.0458 | 1384.0458 | 1347.314 | 1329.8202 | 1819.6 | 2551900.3656 | 478735.2619 | 217159.6341 | 0 | 239899.528
3767 | 1057.6778 | 1100.8067 | 1100.8067 | 1071.5919 | 1057.6778 | 1752.65 | 1959261.1624 | 380763.9968 | 172718.7797 | 0 | 261616.5962
3768 | 1348.9437 | 1403.9496 | 1403.9496 | 1366.6896 | 1348.9437 | 1313.5 | 1877577.0947 | 485619.7291 | 220282.5049 | 0 | 0
3769 | 972.3574 | 0 | 0 | 0 | 0 | 1075.45 | 0 | 0 | 0 | 1157105.3637 | 0
3770 | 1018.6952 | 0 | 0 | 0 | 0 | 1037.1 | 0 | 0 | 0 | 1212247.2987 | 0
3771 | 1329.8202 | 0 | 0 | 0 | 0 | 991.15 | 0 | 0 | 0 | 1582486.0047 | 0
3772 | 1226.8474 | 0 | 0 | 0 | 0 | 968.4 | 0 | 0 | 0 | 1459948.3715 | 0
3773 | 759.7922 | 0 | 0 | 0 | 0 | 993.45 | 0 | 0 | 0 | 904152.6783 | 0
3774 | 961.3246 | 0 | 0 | 0 | 0 | 1029.45 | 0 | 0 | 0 | 1143976.3316 | 0
3775 | 883.3154 | 919.3348 | 919.3348 | 894.9361 | 883.3154 | 993.45 | 923272.4462 | 317993.5427 | 144245.4042 | 0 | 734341.6376
3776 | 819.4309 | 852.8448 | 852.8448 | 830.2107 | 819.4309 | 345.2 | 296739.0468 | 294995.1193 | 133813.0638 | 0 | 1355994.2316
3777 | 938.7295 | 977.0084 | 977.0084 | 951.0791 | 938.7295 | 399.9 | 394139.4236 | 337942.6106 | 153294.5231 | 0 | 1502060.2729
3778 | 1175.0134 | 1222.9263 | 1222.9263 | 1190.4705 | 1175.0134 | 421.25 | 520047.7448 | 423004.8373 | 191879.6943 | 0 | 1855051.7737
3779 | 1296.981 | 1349.8677 | 1349.8677 | 1314.043 | 1296.981 | 427.1 | 583278.8007 | 466913.1751 | 211797.0042 | 0 | 2040021.4149
3780 | 1264.4646 | 1639.1402 | 1316.0248 | 1595.6383 | 1264.4646 | 420.5 | 558432.0439 | 455207.2639 | 206487.0728 | 0 | 1997221.8704
3781 | 1379.1589 | 1653.3874 | 1435.3956 | 1609.5074 | 1379.1589 | 422.45 | 609794.624 | 496497.1874 | 225216.6409 | 0 | 2175692.0501
3782 | 1238.6166 | 1289.1238 | 1289.1238 | 1254.9112 | 1238.6166 | 451.55 | 590795.674 | 445901.9796 | 202266.0924 | 0 | 1917935.8898
3783 | 1071.4449 | 1115.1351 | 1115.1351 | 1085.54 | 1071.4449 | 463.6 | 525935.8287 | 385720.1514 | 174966.9465 | 0 | 1646167.8906
3784 | 1163.5669 | 1956.6291 | 1211.0125 | 1904.7013 | 1163.5669 | 457.05 | 562818.6389 | 418884.0865 | 190010.4759 | 0 | 1795325.5592
3785 | 930.6139 | 885.1016 | 885.1016 | 861.6115 | 861.6115 | 1153.75 | 1050661.245 | 310180.1222 | 140701.1499 | 126481.5444 | 703866.745
3786 | 930.0798 | 233.7002 | 233.7002 | 227.4979 | 227.4979 | 752.45 | 181133.1619 | 81899.2472 | 37150.4085 | 1287832.5305 | 273976.9506
3787 | 892.9213 | 929.3315 | 929.3315 | 904.6675 | 892.9213 | 1369.8 | 1291933.348 | 321451.6636 | 145814.0463 | 0 | 562718.8142
3788 | 1206.2528 | 1255.4401 | 1255.4401 | 1222.1214 | 1206.2528 | 1727.45 | 2203038.2295 | 434251.012 | 196981.084 | 0 | 328764.2036
3789 | 1006.9269 | 1047.9863 | 1047.9863 | 1020.1733 | 1006.9269 | 1722 | 1834868.8479 | 362493.68 | 164431.161 | 0 | 279925.6751
3790 | 984.8613 | 1025.0205 | 1025.0205 | 997.817 | 984.8613 | 1819.6 | 1890463.0717 | 354550.0639 | 160827.8484 | 0 | 177668.9244
3791 | 1077.5368 | 1121.4755 | 1121.4755 | 1091.7122 | 1077.5368 | 1742.75 | 1991171.9516 | 387913.2512 | 175961.7609 | 0 | 277196.3441
3792 | 956.176 | 0 | 0 | 0 | 0 | 1515.85 | 0 | 0 | 0 | 1752670.6232 | 0
3793 | 959.8536 | 0 | 0 | 0 | 0 | 880.95 | 0 | 0 | 0 | 1759411.6642 | 0
3794 | 1045.1739 | 0 | 0 | 0 | 0 | 687.7 | 0 | 0 | 0 | 1915803.8119 | 0
3795 | 993.6875 | 915.1956 | 915.1956 | 890.9068 | 890.9068 | 327.25 | 307072.1253 | 320726.4594 | 145485.0856 | 188397.0177 | 0
3796 | 951.0274 | 989.8068 | 989.8068 | 963.5379 | 951.0274 | 319.4 | 319832.2387 | 342369.8526 | 155302.7692 | 0 | 980917.4826
3797 | 970.1509 | 1009.7106 | 1009.7106 | 982.9135 | 970.1509 | 313.5 | 319982.5648 | 349254.3199 | 158425.6401 | 0 | 1636159.4735
3798 | 989.2744 | 1029.6134 | 1029.6134 | 1002.288 | 989.2744 | 310.45 | 323712.319 | 356138.7871 | 161548.5109 | 0 | 1671427.8867
3799 | 814.7659 | 847.9895 | 847.9895 | 825.4844 | 814.7659 | 313.5 | 268955.966 | 293315.7065 | 133051.2635 | 0 | 1374102.6082
3800 | 269.8053 | 280.8078 | 280.8078 | 273.3553 | 269.8053 | 344.9 | 97740.7871 | 97129.9035 | 44059.2035 | 0 | 446554.2555
3801 | 129.9866 | 391.8743 | 135.2864 | 381.4742 | 129.9866 | 399.75 | 54566.5356 | 46795.1803 | 21226.8137 | 0 | 208011.0757
3802 | 207.7449 | 1097.3628 | 216.2151 | 1068.2394 | 207.7449 | 421.25 | 91922.9441 | 74788.1523 | 33924.7369 | 0 | 327977.2097
3803 | 159.9664 | 707.9749 | 166.4889 | 689.1856 | 159.9664 | 427.1 | 72016.4171 | 57587.9067 | 26122.5143 | 0 | 251611.1622
3804 | 171.8487 | 1179.5061 | 178.8554 | 1148.2026 | 171.8487 | 420.5 | 76009.0715 | 61865.5439 | 28062.8981 | 0 | 271435.0739
3805 | 132.4947 | 1741.3393 | 137.8977 | 1695.1251 | 132.4947 | 422.45 | 58623.6964 | 47698.1047 | 21636.3903 | 0 | 209017.0695
3806 | 124.5833 | 3408.4451 | 129.6631 | 3317.9868 | 124.5833 | 451.55 | 59240.3606 | 44849.9873 | 20344.4526 | 0 | 192911.0079
3807 | 178.8941 | 2550.7233 | 186.1898 | 2483.0285 | 178.8941 | 463.6 | 87459.9796 | 64401.8743 | 29213.4058 | 0 | 274852.8882
3808 | 197.9358 | 1958.0425 | 206.0072 | 1906.0771 | 197.9358 | 1605.15 | 335552.8059 | 71256.884 | 32322.9143 | 0 | 78154.9462
3809 | 169.2818 | 715.7901 | 176.1848 | 696.7934 | 169.2818 | 1647.35 | 292832.8938 | 60941.4366 | 27643.7128 | 0 | 59697.2156
3810 | 186.6658 | 212.587 | 194.2776 | 206.945 | 186.6658 | 952.4 | 186964.3358 | 67199.6821 | 30482.5225 | 0 | 195551.0749
3811 | 128.716 | 133.9646 | 133.9646 | 130.4093 | 128.716 | 880.6 | 119068.6966 | 46337.7604 | 21019.323 | 0 | 144084.6904
3812 | 181.6734 | 189.081 | 189.081 | 184.0629 | 181.6734 | 1398.1 | 266775.8342 | 65402.439 | 29667.273 | 0 | 109348.9787
3813 | 183.1445 | 190.612 | 190.612 | 185.5533 | 183.1445 | 1611.4 | 309634.2805 | 65932.0134 | 29907.4938 | 0 | 71169.7584
3814 | 100.0307 | 104.1099 | 104.1099 | 101.3469 | 100.0307 | 1753.55 | 184463.1562 | 36011.0595 | 16335.0167 | 0 | 24652.5712
3815 | 90.469 | 94.158 | 94.158 | 91.6591 | 90.469 | 966.75 | 92398.6542 | 32568.8259 | 14773.5813 | 0 | 93477.0537
3816 | 94.1466 | 97.986 | 97.986 | 95.3855 | 94.1466 | 383.2 | 38102.2382 | 33892.7619 | 15374.1334 | 0 | 152216.1595
3817 | 85.3203 | 88.7991 | 88.7991 | 86.4424 | 85.3203 | 721.75 | 64866.0644 | 30715.3155 | 13932.8084 | 0 | 109060.29
3818 | 91.2045 | 94.923 | 94.923 | 92.4038 | 91.2045 | 998.15 | 95868.593 | 32833.6131 | 14893.6917 | 0 | 91372.7274
3819 | 86.7914 | 90.3301 | 90.3301 | 87.9327 | 86.7914 | 986.6 | 90356.4701 | 31244.8899 | 14173.0292 | 0 | 87953.9994
3820 | 90.469 | 94.158 | 94.158 | 91.6591 | 90.469 | 976.35 | 93132.5336 | 32568.8259 | 14773.5813 | 0 | 92608.5517
3821 | 85.3203 | 88.7991 | 88.7991 | 86.4424 | 85.3203 | 969.65 | 87260.7714 | 30715.3155 | 13932.8084 | 0 | 87909.462
3822 | 86.0558 | 89.5651 | 89.5651 | 87.1881 | 86.0558 | 964.7 | 87490.2317 | 30980.1027 | 14052.9188 | 0 | 89093.6119
3823 | 73.9979 | 77.0154 | 77.0154 | 74.9715 | 73.9979 | 978.55 | 76036.8099 | 26639.2475 | 12083.8586 | 0 | 75584.2357
3824 | 92.8447 | 96.6309 | 96.6309 | 94.0664 | 92.8447 | 1013.6 | 98822.413 | 33424.0885 | 15161.5379 | 0 | 91582.0026
3825 | 624.5034 | 649.9682 | 649.9682 | 632.7184 | 624.5034 | 1103.1 | 724464.2937 | 224821.2149 | 101981.4011 | 0 | 560116.7407
3826 | 1169.1854 | 1216.8617 | 1216.8617 | 1184.5668 | 1169.1854 | 726.2 | 893239.646 | 420906.7296 | 190927.9693 | 0 | 1489308.3116
3827 | 1182.7428 | 2189.7007 | 1230.9715 | 2131.5872 | 1182.7428 | 408.5 | 510004.703 | 425787.4199 | 193141.9046 | 0 | 1882335.2187
3828 | 1218.137 | 2911.8562 | 1267.8087 | 2834.5771 | 1218.137 | 407.55 | 523162.1746 | 438529.311 | 198921.768 | 0 | 1939822.2258
3829 | 1041.8558 | 2896.1217 | 1084.3395 | 2819.2602 | 1041.8558 | 412.3 | 450643.2604 | 375068.093 | 170135.0544 | 0 | 1654154.4759
3830 | 1119.2978 | 1478.1476 | 1164.9394 | 1438.9184 | 1119.2978 | 440.25 | 520307.8128 | 402947.2069 | 182781.3303 | 0 | 1745824.7389
3831 | 1117.0011 | 2235.0421 | 1162.5498 | 2175.7253 | 1117.0011 | 1508.45 | 1784230.9381 | 402120.4086 | 182406.2853 | 0 | 549061.9079
3832 | 1182.9589 | 1638.6802 | 1231.1963 | 1595.1905 | 1182.9589 | 1576.8 | 1967799.1533 | 425865.2011 | 193177.1871 | 0 | 500628.2031
3833 | 1307.3767 | 1360.6866 | 1360.6866 | 1324.5747 | 1307.3767 | 1549.2 | 2134956.192 | 470655.6113 | 213494.6148 | 0 | 423230.8752
3834 | 1228.2872 | 1278.3726 | 1278.3726 | 1244.4453 | 1228.2872 | 1504.8 | 1953425.6698 | 442183.3744 | 200579.2918 | 0 | 608247.7224
3835 | 1151.8243 | 1198.7917 | 1198.7917 | 1166.9764 | 1151.8243 | 1494.6 | 1821543.0923 | 414656.7588 | 188092.9131 | 0 | 582131.8496
3836 | 1090.7762 | 1135.2543 | 1135.2543 | 1105.1253 | 1090.7762 | 1504.35 | 1737210.6246 | 392679.4212 | 178123.7486 | 0 | 540643.1244
3837 | 1351.8858 | 1407.0116 | 1407.0116 | 1369.6703 | 1351.8858 | 1570 | 2242380.1234 | 486678.8779 | 220762.9466 | 0 | 581310.882
3838 | 1092.9827 | 1137.5513 | 1137.5513 | 1107.3613 | 1092.9827 | 1532.3 | 1768318.8123 | 393473.7828 | 178484.0798 | 0 | 511188.0228
3839 | 716.3965 | 745.6083 | 745.6083 | 725.8203 | 716.3965 | 1284 | 976307.7603 | 257902.7351 | 116987.5462 | 0 | 512939.536
3840 | 1042.2318 | 1084.7309 | 1084.7309 | 1055.9427 | 1042.2318 | 718.05 | 794497.4936 | 375203.4656 | 170196.4609 | 0 | 1336089.1188
3841 | 806.8654 | 0 | 0 | 0 | 0 | 726.65 | 0 | 0 | 0 | 960169.8819 | 0
3842 | 816.4272 | 0 | 0 | 0 | 0 | 591.9 | 0 | 0 | 0 | 971548.3764 | 0
3843 | 912.0448 | 0 | 0 | 0 | 0 | 331 | 0 | 0 | 0 | 1085333.3215 | 0
3844 | 945.1432 | 0 | 0 | 0 | 0 | 571.95 | 0 | 0 | 0 | 1124720.4178 | 0
3845 | 937.788 | 0 | 0 | 0 | 0 | 313.8 | 0 | 0 | 0 | 1115967.7298 | 0
3846 | 909.1027 | 938.0709 | 938.0709 | 913.175 | 909.1027 | 303.2 | 291217.4151 | 327276.982 | 148456.4755 | 0 | 0
3847 | 944.3424 | 982.8503 | 982.8503 | 956.766 | 944.3424 | 292.7 | 291541.8941 | 339963.2679 | 154211.1157 | 0 | 1612275.798
3848 | 881.4527 | 917.3958 | 917.3958 | 893.0486 | 881.4527 | 299.9 | 278138.5156 | 317322.9692 | 143941.2246 | 0 | 1498556.5452
3849 | 933.853 | 971.9325 | 971.9325 | 946.138 | 933.853 | 318.8 | 313389.2396 | 336187.0714 | 152498.191 | 0 | 1569993.6234
3850 | 994.1031 | 1034.6404 | 1034.6404 | 1007.1816 | 994.1031 | 332.85 | 347262.7648 | 357877.1151 | 162337.0358 | 0 | 1657318.8165
3851 | 1339.2413 | 1393.851 | 1393.851 | 1356.8589 | 1339.2413 | 345.9 | 486803.9702 | 482126.8547 | 218698.0982 | 0 | 2215238.5381
3852 | 1246.3699 | 1297.193 | 1297.193 | 1262.7662 | 1246.3699 | 348.15 | 457088.5182 | 448693.1676 | 203532.2063 | 0 | 2058816.1358
3853 | 1003.5325 | 1157.17 | 1044.4528 | 1126.4593 | 1003.5325 | 355.15 | 377406.5713 | 361271.687 | 163876.8514 | 0 | 1650660.3734
3854 | 1101.4945 | 1146.4094 | 1146.4094 | 1115.9843 | 1101.4945 | 371.1 | 432071.822 | 396538.0326 | 179874.0576 | 0 | 1794224.4481
3855 | 1463.9441 | 2388.0821 | 1523.6389 | 2324.7037 | 1463.9441 | 375.7 | 581996.8488 | 527019.8702 | 239062.0689 | 0 | 2377884.3756
3856 | 1017.2747 | 1654.5697 | 1058.7552 | 1610.6583 | 1017.2747 | 366.25 | 394655.8156 | 366218.905 | 166120.9644 | 0 | 1661972.5999
3857 | 1145.9282 | 1067.6798 | 1067.6798 | 1039.3442 | 1039.3442 | 348.95 | 383095.6741 | 374163.9091 | 169724.9065 | 195368.5198 | 372303.5197
3858 | 1215.9093 | 1265.4899 | 1265.4899 | 1231.9045 | 1215.9093 | 334.35 | 430124.2406 | 437727.3368 | 198557.9836 | 0 | 1307247.0925
3859 | 1031.199 | 1073.248 | 1073.248 | 1044.7646 | 1031.199 | 334.5 | 365589.4961 | 371231.6576 | 168394.8047 | 0 | 1717461.9345
3860 | 1098.8669 | 1143.6753 | 1143.6753 | 1113.3228 | 1098.8669 | 598.65 | 698625.9239 | 395592.0804 | 179444.9631 | 0 | 1539897.1163
3861 | 1268.772 | 1320.5085 | 1320.5085 | 1285.4629 | 1268.772 | 357.25 | 481531.5037 | 456757.924 | 207190.4694 | 0 | 2084275.203
3862 | 1276.1272 | 1328.1634 | 1328.1634 | 1292.9146 | 1276.1272 | 372.75 | 504739.3294 | 459405.796 | 208391.5736 | 0 | 2076577.6608
3863 | 1315.8453 | 1369.5009 | 1369.5009 | 1333.1551 | 1315.8453 | 374.15 | 522710.8279 | 473704.3048 | 214877.536 | 0 | 2139366.5932
3864 | 1015.0176 | 1056.4072 | 1056.4072 | 1028.3707 | 1015.0176 | 359 | 387106.3806 | 365406.3392 | 165752.3755 | 0 | 1665643.8964
3865 | 1181.9806 | 0 | 0 | 0 | 0 | 356.45 | 0 | 0 | 0 | 1406556.9735 | 0
3866 | 934.1104 | 0 | 0 | 0 | 0 | 338.1 | 0 | 0 | 0 | 1111591.3856 | 0
3867 | 1097.3959 | 0 | 0 | 0 | 0 | 327.15 | 0 | 0 | 0 | 1305901.0615 | 0
3868 | 1369.5383 | 0 | 0 | 0 | 0 | 319.4 | 0 | 0 | 0 | 1629750.5199 | 0
3869 | 1001.0427 | 0 | 0 | 0 | 0 | 313.5 | 0 | 0 | 0 | 1191240.8475 | 0
3870 | 1035.6122 | 0 | 0 | 0 | 0 | 310.45 | 0 | 0 | 0 | 1232378.4811 | 0
3871 | 734.6806 | 764.6389 | 764.6389 | 744.3458 | 734.6806 | 313.5 | 243738.8087 | 264485.0139 | 119973.341 | 0 | 1239037.82
3872 | 858.4429 | 893.4476 | 893.4476 | 869.7359 | 858.4429 | 344.9 | 312556.3309 | 309039.4325 | 140183.7204 | 0 | 1420808.791
3873 | 945.9468 | 984.5186 | 984.5186 | 958.3901 | 945.9468 | 399.75 | 399875.6976 | 340540.835 | 154473.1065 | 0 | 1513751.3089
3874 | 1313.9909 | 1367.5713 | 1367.5713 | 1331.2767 | 1313.9909 | 421.25 | 585176.5568 | 473036.7103 | 214574.7078 | 0 | 2074463.0734
3875 | 1203.8265 | 1252.9152 | 1252.9152 | 1219.6635 | 1203.8265 | 427.1 | 545237.2765 | 433377.545 | 196584.8697 | 0 | 1893497.9154
3876 | 1170.5985 | 1218.3312 | 1218.3312 | 1185.9974 | 1170.5985 | 420.5 | 522399.1744 | 421415.4521 | 191158.7315 | 0 | 1848960.296
3877 | 1180.2871 | 1228.4153 | 1228.4153 | 1195.8138 | 1180.2871 | 422.45 | 525365.1954 | 424903.3614 | 192740.8859 | 0 | 1861961.9383
3878 | 935.0749 | 973.2044 | 973.2044 | 947.376 | 935.0749 | 451.55 | 445232.2207 | 336626.9492 | 152697.7244 | 0 | 1447916.6651
3879 | 1443.3311 | 1502.1854 | 1502.1854 | 1462.3182 | 1443.3311 | 463.6 | 708064.2459 | 519599.2086 | 235695.9743 | 0 | 2217533.9558
3880 | 1115.1485 | 675.1529 | 675.1529 | 657.2348 | 657.2348 | 457.15 | 318441.7618 | 236604.512 | 107326.4356 | 839355.9744 | 978868.8968
3881 | 1294.3433 | 385.7837 | 385.7837 | 375.5452 | 375.5452 | 1289.7 | 511875.3804 | 135196.2735 | 61326.5319 | 1684156.8783 | 257504.3487
3882 | 1231.2495 | 214.2481 | 214.2481 | 208.562 | 208.562 | 717.4 | 158057.7905 | 75082.3341 | 34058.181 | 1874586.0388 | 258229.7058
3883 | 1327.6136 | 1381.7498 | 1381.7498 | 1345.079 | 1327.6136 | 1439.5 | 2017665.7561 | 477940.9003 | 216799.3028 | 0 | 744127.4295
3884 | 1377.629 | 1433.8043 | 1433.8043 | 1395.7519 | 1377.629 | 1378.4 | 2001562.1318 | 495946.4299 | 224966.8111 | 0 | 856334.169
3885 | 1547.5341 | 1610.6375 | 1610.6375 | 1567.892 | 1547.5341 | 1395.35 | 2282792.1269 | 557112.2738 | 252712.3176 | 0 | 935716.4331
3886 | 1445.2968 | 1504.2316 | 1504.2316 | 1464.3101 | 1445.2968 | 1700.05 | 2598029.0453 | 520306.8527 | 236016.9696 | 0 | 433516.7791
3887 | 1164.3282 | 1211.8056 | 1211.8056 | 1179.6449 | 1164.3282 | 1604.15 | 1978601.7462 | 419158.1412 | 190134.7902 | 0 | 460899.2388
3888 | 1151.8243 | 0 | 0 | 0 | 0 | 383.1 | 0 | 0 | 0 | 2111293.9969 | 0
3889 | 1028.257 | 0 | 0 | 0 | 0 | 881.05 | 0 | 0 | 0 | 1223625.7931 | 0
3890 | 1179.7741 | 0 | 0 | 0 | 0 | 338.2 | 0 | 0 | 0 | 1403931.1671 | 0
3891 | 1259.2103 | 0 | 0 | 0 | 0 | 327.25 | 0 | 0 | 0 | 1498460.1987 | 0
3892 | 1282.0114 | 0 | 0 | 0 | 0 | 319.5 | 0 | 0 | 0 | 1525593.5315 | 0
3893 | 1181.9806 | 0 | 0 | 0 | 0 | 313.6 | 0 | 0 | 0 | 1406556.9735 | 0
3894 | 970.8864 | 0 | 0 | 0 | 0 | 310.6 | 0 | 0 | 0 | 1155354.8261 | 0
3895 | 956.4739 | 0 | 0 | 0 | 0 | 313.7 | 0 | 0 | 0 | 1753216.6475 | 0
3896 | 799.5406 | 0 | 0 | 0 | 0 | 345.1 | 0 | 0 | 0 | 1465557.8963 | 0
3897 | 1009.7099 | 0 | 0 | 0 | 0 | 649.35 | 0 | 0 | 0 | 1850798.2705 | 0
3898 | 1208.6635 | 660.4853 | 660.4853 | 642.9564 | 642.9564 | 670.85 | 453226.059 | 231464.2896 | 104994.7736 | 1036941.1455 | 621798.9655
3899 | 1010.5833 | 1051.7924 | 1051.7924 | 1023.8784 | 1010.5833 | 427.1 | 454783.2828 | 363810.0035 | 165028.2599 | 0 | 781550.4165
3900 | 1237.7156 | 1288.1861 | 1288.1861 | 1253.9983 | 1237.7156 | 420.5 | 547190.3754 | 445577.6153 | 202118.9572 | 0 | 1954971.787
3901 | 1291.5998 | 1344.2673 | 1344.2673 | 1308.5912 | 1291.5998 | 422.45 | 571607.3898 | 464975.9258 | 210918.2464 | 0 | 2037562.0025
3902 | 1072.2006 | 276.1233 | 276.1233 | 268.7951 | 268.7951 | 451.55 | 127662.4815 | 96766.2452 | 43894.244 | 1472642.2565 | 401790.2575
3903 | 1315.8048 | 196.1625 | 196.1625 | 190.9564 | 190.9564 | 463.8 | 93313.1928 | 68744.3192 | 31183.187 | 2061847.1095 | 283180.0356
3904 | 1295.1505 | 238.8864 | 238.8864 | 232.5465 | 232.5465 | 956.65 | 233839.8534 | 83716.7259 | 37974.8371 | 1947753.2349 | 234217.4681
3905 | 1370.3069 | 121.8448 | 121.8448 | 118.6111 | 118.6111 | 1561.75 | 194381.174 | 42699.9909 | 19369.1903 | 2294358.3722 | 50179.625
3906 | 1281.582 | 80.2428 | 80.2428 | 78.1132 | 78.1132 | 1488.7 | 122292.4202 | 28120.7695 | 12755.8935 | 2205958.2417 | 38554.5765
3907 | 1545.3275 | 1608.3415 | 1608.3415 | 1565.657 | 1545.3275 | 1496.95 | 2438211.6664 | 556317.9119 | 252351.9861 | 0 | 777377.0155
3908 | 1218.0211 | 1267.688 | 1267.688 | 1234.0442 | 1218.0211 | 1555.55 | 1997320.8153 | 438487.6072 | 198902.8507 | 0 | 541349.4335
3909 | 1410.7274 | 1468.2519 | 1468.2519 | 1429.2853 | 1410.7274 | 1637.85 | 2434320.3771 | 507861.8539 | 230371.7798 | 0 | 510894.7831
3910 | 1444.5613 | 1503.4656 | 1503.4656 | 1463.5644 | 1444.5613 | 1825.65 | 2779635.2929 | 520042.0655 | 235896.8591 | 0 | 251859.2103
3911 | 1081.9499 | 1126.0685 | 1126.0685 | 1096.1832 | 1081.9499 | 1813.7 | 2071890.5564 | 389501.9744 | 176682.4234 | 0 | 201567.2718
3912 | 1302.6059 | 0 | 0 | 0 | 0 | 1630.45 | 0 | 0 | 0 | 2387676.6715 | 0
3913 | 1140.056 | 0 | 0 | 0 | 0 | 1340.45 | 0 | 0 | 0 | 1356666.6519 | 0
3914 | 1240.0867 | 0 | 0 | 0 | 0 | 338.15 | 0 | 0 | 0 | 1475703.2099 | 0
3915 | 1393.0749 | 0 | 0 | 0 | 0 | 327.2 | 0 | 0 | 0 | 1657759.1215 | 0
3916 | 1256.2682 | 0 | 0 | 0 | 0 | 319.4 | 0 | 0 | 0 | 1494959.1235 | 0
3917 | 1270.2431 | 0 | 0 | 0 | 0 | 313.5 | 0 | 0 | 0 | 1511589.2307 | 0
3918 | 1252.5906 | 0 | 0 | 0 | 0 | 310.55 | 0 | 0 | 0 | 1490582.7795 | 0
3919 | 624.6762 | 236.554 | 236.554 | 230.276 | 230.276 | 313.65 | 75857.1298 | 82899.3529 | 37604.0676 | 722935.6434 | 374867.1732
3920 | 1045.7035 | 722.9079 | 722.9079 | 703.7224 | 703.7224 | 344.9 | 254143.451 | 253340.0518 | 114917.8624 | 626851.4258 | 1124360.7381
3921 | 811.5093 | 844.6008 | 844.6008 | 822.1855 | 811.5093 | 674.25 | 574125.4258 | 292143.3611 | 132519.4747 | 0 | 1075858.0567
3922 | 397.7894 | 414.0106 | 414.0106 | 403.023 | 397.7894 | 1010.25 | 421640.1482 | 143204.2007 | 64959.0166 | 0 | 393712.1045
3923 | 357.9482 | 372.544 | 372.544 | 362.6569 | 357.9482 | 427.25 | 161661.1226 | 128861.3399 | 58452.9356 | 0 | 562962.717
3924 | 364.5053 | 590.3276 | 379.3673 | 574.6606 | 364.5053 | 420.55 | 161500.837 | 131221.9178 | 59523.7199 | 0 | 575717.939
3925 | 782.6071 | 814.5192 | 814.5192 | 792.9023 | 782.6071 | 422.45 | 347292.9093 | 281738.548 | 127799.7358 | 0 | 1234601.7956
3926 | 1248.8063 | 1083.7463 | 1083.7463 | 1054.9843 | 1054.9843 | 451.75 | 502159.0801 | 379794.3364 | 172278.9309 | 355275.8216 | 1576767.2167
3927 | 1519.8933 | 802.2328 | 802.2328 | 780.942 | 780.942 | 463.8 | 381056.6719 | 281139.1242 | 127527.8305 | 1354497.6234 | 1158101.2388
3928 | 1361.4245 | 345.5483 | 345.5483 | 336.3776 | 336.3776 | 851.4 | 301363.4037 | 121095.9502 | 54930.4685 | 1878910.9814 | 372972.2434
3929 | 1399.7203 | 711.832 | 711.832 | 692.9404 | 692.9404 | 1223.25 | 891482.1116 | 249458.5329 | 113157.1623 | 1295527.6409 | 519585.9402
3930 | 1546.8023 | 298.7352 | 298.7352 | 290.8069 | 290.8069 | 787.1 | 241133.077 | 104690.4963 | 47488.7724 | 2302239.4155 | 340494.9912
3931 | 1616.673 | 1682.5957 | 1682.5957 | 1637.9406 | 1616.673 | 775.35 | 1319262.4993 | 582002.2706 | 264002.6967 | 0 | 1979858.5576
3932 | 1468.8335 | 1528.7273 | 1528.7273 | 1488.1557 | 1468.8335 | 1488.6 | 2300137.4408 | 528780.0431 | 239860.5029 | 0 | 751161.1962
3933 | 1634.3255 | 1700.9675 | 1700.9675 | 1655.8248 | 1634.3255 | 1749.05 | 3004452.0106 | 588357.1634 | 266885.3466 | 0 | 410133.8588
3934 | 1700.5223 | 1769.8638 | 1769.8638 | 1722.8926 | 1700.5223 | 1825.65 | 3259207.7914 | 612188.0118 | 277695.2842 | 0 | 296486.0107
3935 | 1246.7064 | 1297.5427 | 1297.5427 | 1263.1066 | 1246.7064 | 1819.75 | 2390133.527 | 448814.308 | 203587.1569 | 0 | 224718.7565
3936 | 1177.5675 | 0 | 0 | 0 | 0 | 1798.05 | 0 | 0 | 0 | 2158481.2825 | 0
3937 | 1148.1467 | 0 | 0 | 0 | 0 | 1755.55 | 0 | 0 | 0 | 1366294.6087 | 0
3938 | 1455.5941 | 0 | 0 | 0 | 0 | 1176.6 | 0 | 0 | 0 | 1732156.9707 | 0
3939 | 1526.204 | 0 | 0 | 0 | 0 | 1115.65 | 0 | 0 | 0 | 1816182.7755 | 0
3940 | 902.483 | 0 | 0 | 0 | 0 | 569 | 0 | 0 | 0 | 1073954.827 | 0
3941 | 1237.1447 | 0 | 0 | 0 | 0 | 563.1 | 0 | 0 | 0 | 1472202.1347 | 0
3942 | 1238.6157 | 0 | 0 | 0 | 0 | 1098.95 | 0 | 0 | 0 | 1473952.6723 | 0
3943 | 993.8319 | 0 | 0 | 0 | 0 | 982.25 | 0 | 0 | 0 | 1821693.826 | 0
3944 | 1094.5292 | 479.3912 | 479.3912 | 466.6684 | 466.6684 | 345.1 | 170392.1446 | 168000.6161 | 76206.9461 | 1150868.8134 | 0
3945 | 975.5698 | 1015.3496 | 1015.3496 | 988.4028 | 975.5698 | 794.1 | 813330.2445 | 351205.1396 | 159310.5536 | 0 | 0
3946 | 1525.9328 | 1588.1546 | 1588.1546 | 1546.0059 | 1525.9328 | 1065 | 1707892.6003 | 549335.8044 | 249184.8246 | 0 | 1113794.44
3947 | 1595.194 | 1660.2409 | 1660.2409 | 1616.179 | 1595.194 | 1016.1 | 1710178.1885 | 574269.8224 | 260495.1722 | 0 | 1569511.3284
3948 | 1689.2072 | 1758.0874 | 1758.0874 | 1711.4288 | 1689.2072 | 420.6 | 749110.7853 | 608114.5916 | 275847.5356 | 0 | 2667933.5358
3949 | 1412.9376 | 1470.552 | 1470.552 | 1431.5244 | 1412.9376 | 422.55 | 628345.7834 | 508657.5396 | 230732.7117 | 0 | 2228837.4707
3950 | 1322.0172 | 1375.9246 | 1375.9246 | 1339.4083 | 1322.0172 | 1245.3 | 1734677.7037 | 475926.2006 | 215885.4127 | 0 | 997726.2299
3951 | 1567.5485 | 1631.4686 | 1631.4686 | 1588.1703 | 1567.5485 | 1302.1 | 2147446.1666 | 564317.4643 | 255980.672 | 0 | 1093992.1065
3952 | 1329.2253 | 1383.4265 | 1383.4265 | 1346.7111 | 1329.2253 | 1584.55 | 2215936.5111 | 478521.1152 | 217062.4948 | 0 | 552226.5263
3953 | 1391.3492 | 644.5062 | 644.5062 | 627.4014 | 627.4014 | 1849.8 | 1219325.6339 | 225864.5001 | 102454.6468 | 1400316.2972 | 90969.381
3954 | 1660.1588 | 203.4667 | 203.4667 | 198.0668 | 198.0668 | 1813.9 | 378188.3521 | 71304.0354 | 32344.3027 | 2680014.6195 | 35582.5061
3955 | 1308.4901 | 1361.846 | 1361.846 | 1325.7034 | 1308.4901 | 1820.05 | 2503609.7392 | 471056.4328 | 213676.4319 | 0 | 235462.7755
3956 | 1471.04 | 1531.0243 | 1531.0243 | 1490.3917 | 1471.04 | 1898.6 | 2934658.0188 | 529574.4047 | 240220.8341 | 0 | 149163.456
3957 | 1597.5495 | 1662.6919 | 1662.6919 | 1618.565 | 1597.5495 | 1902.9 | 3189738.5762 | 575117.8034 | 260879.8258 | 0 | 155122.0079
3958 | 1294.5152 | 1347.3012 | 1347.3012 | 1311.5445 | 1294.5152 | 1913.55 | 2605444.8748 | 466025.476 | 211394.334 | 0 | 111910.8217
3959 | 1450.4455 | 1509.5895 | 1509.5895 | 1469.5258 | 1450.4455 | 1907.65 | 2916252.3548 | 522160.3631 | 236857.7425 | 0 | 133948.5957
3960 | 1306.2835 | 0 | 0 | 0 | 0 | 1892 | 0 | 0 | 0 | 2394417.7123 | 0
3961 | 956.176 | 0 | 0 | 0 | 0 | 1826.45 | 0 | 0 | 0 | 1752670.6232 | 0
3962 | 976.035 | 0 | 0 | 0 | 0 | 1847.1 | 0 | 0 | 0 | 1789072.2439 | 0
3963 | 779.6512 | 0 | 0 | 0 | 0 | 1783.95 | 0 | 0 | 0 | 1429100.6621 | 0
3964 | 1012.811 | 0 | 0 | 0 | 0 | 1745.45 | 0 | 0 | 0 | 1856482.6528 | 0
3965 | 668.5877 | 0 | 0 | 0 | 0 | 1728.55 | 0 | 0 | 0 | 1225521.2281 | 0
3966 | 831.1376 | 0 | 0 | 0 | 0 | 1725.5 | 0 | 0 | 0 | 1523475.2342 | 0
3967 | 843.9182 | 228.1591 | 228.1591 | 222.1039 | 222.1039 | 1407.25 | 329775.1187 | 79957.3935 | 36269.5621 | 1139785.6412 | 127089.1565
3968 | 837.4805 | 696.3015 | 696.3015 | 677.8221 | 677.8221 | 1024.85 | 728916.9374 | 244015.9445 | 110688.3437 | 292653.9937 | 638068.9244
3969 | 846.0043 | 880.5024 | 880.5024 | 857.1343 | 846.0043 | 1404.7 | 1246876.4943 | 304561.5499 | 138152.5031 | 0 | 503626.1812
3970 | 975.8383 | 1015.6295 | 1015.6295 | 988.6753 | 975.8383 | 1565.35 | 1605461.4922 | 351301.7869 | 159354.3939 | 0 | 424148.1157
3971 | 936.9532 | 975.1589 | 975.1589 | 949.2788 | 936.9532 | 1138 | 1123814.2076 | 337303.1495 | 153004.4564 | 0 | 807653.486
3972 | 911.1879 | 948.3433 | 948.3433 | 923.1748 | 911.1879 | 1309 | 1262116.4312 | 328027.6538 | 148796.9885 | 0 | 629630.8576
3973 | 1051.1298 | 1093.9917 | 1093.9917 | 1064.9578 | 1051.1298 | 1501.2 | 1658021.9719 | 378406.7287 | 171649.4967 | 0 | 524303.5452
3974 | 1012.9324 | 1054.2372 | 1054.2372 | 1026.2583 | 1012.9324 | 1861.6 | 1987506.8922 | 364655.6676 | 165411.8626 | 0 | 140189.7888
3975 | 1027.0912 | 1068.9725 | 1068.9725 | 1040.6025 | 1027.0912 | 1889.65 | 2048641.3755 | 369752.8212 | 167723.9881 | 0 | 113339.4918
3976 | 478.6691 | 498.1876 | 498.1876 | 484.966 | 478.6691 | 1913.65 | 966020.1033 | 172320.8634 | 78166.6583 | 0 | 41333.0681
3977 | 176.7969 | 184.0062 | 184.0062 | 179.1228 | 176.7969 | 1943.75 | 360266.127 | 63646.8998 | 28870.9409 | 0 | 9944.8281
3978 | 236.4577 | 246.099 | 246.099 | 239.5676 | 236.4577 | 1857.85 | 462323.3863 | 85124.7828 | 38613.5473 | 0 | 33612.4663
3979 | 138.2778 | 143.9165 | 143.9165 | 140.0971 | 138.2778 | 1802.1 | 261984.9935 | 49779.994 | 22580.7584 | 0 | 27365.1689
3980 | 145.633 | 151.5714 | 151.5714 | 147.5488 | 145.633 | 1820.6 | 278342.6543 | 52427.8661 | 23781.8626 | 0 | 26126.5533
3981 | 115.4766 | 120.1858 | 120.1858 | 116.9961 | 115.4766 | 1863.9 | 225645.9393 | 41571.5908 | 18857.3355 | 0 | 15716.3708
3982 | 110.328 | 114.8268 | 114.8268 | 111.7794 | 110.328 | 1913.55 | 221323.6492 | 39718.0804 | 18016.5626 | 0 | 9537.8556
3983 | 105.9149 | 110.2339 | 110.2339 | 107.3083 | 105.9149 | 1907.65 | 212951.2297 | 38129.3571 | 17295.9001 | 0 | 9781.2393
3984 | 106.6504 | 110.9988 | 110.9988 | 108.053 | 106.6504 | 1865.8 | 210104.4586 | 38394.1443 | 17416.0105 | 0 | 14312.43
3985 | 98.5597 | 102.579 | 102.579 | 99.8566 | 98.5597 | 1827.4 | 190159.84 | 35481.4851 | 16094.7959 | 0 | 17011.4009
3986 | 108.1214 | 112.5298 | 112.5298 | 109.5433 | 108.1214 | 1806.15 | 205939.3854 | 38923.7187 | 17656.2313 | 0 | 20959.2558
3987 | 88.9979 | 92.6271 | 92.6271 | 90.1688 | 88.9979 | 1794.6 | 168683.2867 | 32039.2515 | 14533.3605 | 0 | 18280.1729
3988 | 94.8821 | 98.751 | 98.751 | 96.1302 | 94.8821 | 1771.35 | 178020.837 | 34157.5491 | 15494.2438 | 0 | 21694.7693
3989 | 88.9979 | 92.6271 | 92.6271 | 90.1688 | 88.9979 | 1746.7 | 164642.223 | 32039.2515 | 14533.3605 | 0 | 22543.1733
3990 | 93.411 | 97.22 | 97.22 | 94.6398 | 93.411 | 1736.8 | 171981.0962 | 33627.9747 | 15254.023 | 0 | 24585.7752
3991 | 80.6148 | 83.9022 | 83.9022 | 81.6755 | 80.6148 | 1637.65 | 139904.4667 | 29021.3393 | 13164.402 | 0 | 29210.7842
3992 | 145.6072 | 151.5444 | 151.5444 | 147.5225 | 145.6072 | 1228.4 | 189026.1711 | 52418.5985 | 23777.6587 | 0 | 112350.5295
3993 | 662.3137 | 689.321 | 689.321 | 671.0268 | 662.3137 | 1665.4 | 1162658.7381 | 238432.9321 | 108155.8272 | 0 | 221609.9298
3994 | 881.3451 | 917.2834 | 917.2834 | 892.9392 | 881.3451 | 1695.8 | 1576622.0829 | 317284.244 | 143923.6585 | 0 | 268105.149
3995 | 1021.1849 | 1062.8256 | 1062.8256 | 1034.6188 | 1021.1849 | 1663.6 | 1796280.2576 | 367626.5798 | 166759.5014 | 0 | 343526.6152
3996 | 1073.9732 | 2200.0502 | 1117.7662 | 2141.6621 | 1073.9732 | 1531.55 | 1736916.5414 | 386630.3574 | 175379.826 | 0 | 503102.7526
3997 | 1076.9171 | 1702.7868 | 1120.8302 | 1657.5958 | 1076.9171 | 1230.9 | 1397131.2671 | 387690.1682 | 175860.568 | 0 | 828256.9678
3998 | 1076.9383 | 262.1946 | 262.1946 | 255.2361 | 255.2361 | 1763.35 | 475565.4951 | 91884.9853 | 41680.0503 | 1506180.1503 | 58307.9569
3999 | 1164.3879 | 176.4231 | 176.4231 | 171.7409 | 171.7409 | 1732.75 | 314435.0426 | 61826.739 | 28045.2958 | 1819521.9314 | 44306.843
4000 | 1132.1777 | 102.9505 | 102.9505 | 100.2183 | 100.2183 | 1796.4 | 189967.4911 | 36078.5763 | 16365.6431 | 1891581.5867 | 19697.282
4001 | 1128.9285 | 470.4155 | 470.4155 | 457.9309 | 457.9309 | 1824.2 | 879926.4114 | 164855.1341 | 74780.1205 | 1229938.5714 | 77713.9722
4002 | 1028.4225 | 204.2753 | 204.2753 | 198.854 | 198.854 | 1779.8 | 374311.5775 | 71587.4352 | 32472.856 | 1520599.0137 | 42270.0324
4003 | 1248.913 | 1299.8397 | 1299.8397 | 1265.3426 | 1248.913 | 1769.6 | 2334075.4813 | 449608.6696 | 203947.4882 | 0 | 287749.5485
4004 | 980.4482 | 1020.4275 | 1020.4275 | 993.3459 | 980.4482 | 1791.05 | 1853660.162 | 352961.3407 | 160107.1859 | 0 | 204864.6096
4005 | 989.2744 | 1029.6134 | 1029.6134 | 1002.288 | 989.2744 | 1805.25 | 1886377.0328 | 356138.7871 | 161548.5109 | 0 | 192661.1115
4006 | 925.2842 | 963.0141 | 963.0141 | 937.4562 | 925.2842 | 1851.6 | 1809785.9329 | 333102.3005 | 151098.9047 | 0 | 137312.1456
4007 | 992.2165 | 1032.6754 | 1032.6754 | 1005.2687 | 992.2165 | 1876 | 1975488.2115 | 357197.9359 | 162028.9526 | 0 | 123034.784
4008 | 1404.8432 | 0 | 0 | 0 | 0 | 1809.5 | 0 | 0 | 0 | 2575077.6076 | 0
4009 | 1122.4035 | 0 | 0 | 0 | 0 | 1781.9 | 0 | 0 | 0 | 1335660.2007 | 0
4010 | 848.7901 | 0 | 0 | 0 | 0 | 1757.35 | 0 | 0 | 0 | 1010060.204 | 0
4011 | 1120.197 | 0 | 0 | 0 | 0 | 1685.45 | 0 | 0 | 0 | 1333034.3943 | 0
4012 | 1104.0155 | 0 | 0 | 0 | 0 | 1569.55 | 0 | 0 | 0 | 1313778.4807 | 0
4013 | 823.7824 | 0 | 0 | 0 | 0 | 1485.15 | 0 | 0 | 0 | 980301.0646 | 0
4014 | 1180.5096 | 0 | 0 | 0 | 0 | 1450.5 | 0 | 0 | 0 | 1404806.4359 | 0
4015 | 1004.4362 | 538.654 | 538.654 | 524.3584 | 524.3584 | 1048.1 | 578211.9749 | 188769.0402 | 85627.7341 | 879982.5871 | 183244.5576
4016 | 1200.8854 | 1249.8532 | 1249.8532 | 1216.6828 | 1200.8854 | 300 | 378454.6954 | 432318.7271 | 196104.5781 | 0 | 2041504.5
4017 | 1296.0874 | 1348.9373 | 1348.9373 | 1313.1372 | 1296.0874 | 318.8 | 432189.3266 | 466591.4586 | 211651.07 | 0 | 2178981.4644
4018 | 905.5732 | 942.4994 | 942.4994 | 917.4859 | 905.5732 | 332.85 | 315821.0769 | 326006.3345 | 147880.0956 | 0 | 1509726.027
4019 | 1261.7184 | 1313.1668 | 1313.1668 | 1278.3161 | 1261.7184 | 345.9 | 457780.379 | 454218.6146 | 206038.6105 | 0 | 2087008.3624
4020 | 1336.4693 | 1390.9659 | 1390.9659 | 1354.0504 | 1336.4693 | 348.15 | 489984.8874 | 481128.9379 | 218245.4321 | 0 | 2207646.3177
4021 | 1087.4829 | 1131.8271 | 1131.8271 | 1101.789 | 1087.4829 | 355.15 | 409013.0224 | 391493.8364 | 177585.9541 | 0 | 1788746.2135
4022 | 1175.372 | 1223.2999 | 1223.2999 | 1190.8342 | 1175.372 | 371.1 | 461611.0745 | 423133.9211 | 191938.2481 | 0 | 1914563.4508
4023 | 1147.4094 | 626.9192 | 626.9192 | 610.2811 | 610.2811 | 375.7 | 241968.7922 | 219701.1936 | 99658.9026 | 984556.1328 | 956920.6104
4024 | 998.7939 | 346.97 | 346.97 | 337.7616 | 337.7616 | 366.25 | 130083.6072 | 121594.1794 | 55156.4708 | 1211672.1451 | 532692.3562
4025 | 1349.1184 | 279.5953 | 279.5953 | 272.175 | 272.175 | 348.95 | 99965.964 | 97983.004 | 44446.1793 | 1974037.1914 | 433798.5281
4026 | 1296.8027 | 370.6123 | 370.6123 | 360.7764 | 360.7764 | 1089.75 | 416211.9346 | 129879.519 | 58914.7929 | 1715736.0929 | 58015.694
4027 | 1050.3226 | 1093.1518 | 1093.1518 | 1064.1402 | 1050.3226 | 1506 | 1672752.4077 | 378116.1248 | 171517.6755 | 0 | 518859.3491
4028 | 905.4251 | 942.3453 | 942.3453 | 917.336 | 905.4251 | 1649.05 | 1579522.0043 | 325953.046 | 147855.9234 | 0 | 317758.9038
4029 | 1113.5773 | 1158.9851 | 1158.9851 | 1128.2263 | 1113.5773 | 1662.25 | 1966670.8408 | 400887.8244 | 181847.1715 | 0 | 376110.6317
4030 | 1034.8766 | 1077.076 | 1077.076 | 1048.491 | 1034.8766 | 1787.75 | 1957940.5355 | 372555.5936 | 168995.3568 | 0 | 219652.5688
4031 | 1276.8627 | 1328.9294 | 1328.9294 | 1293.6603 | 1276.8627 | 1800.1 | 2427719.1718 | 459670.5832 | 208511.684 | 0 | 255244.8599
4032 | 906.1606 | 943.1113 | 943.1113 | 918.0817 | 906.1606 | 1773.9 | 1700298.1627 | 326217.8332 | 147976.0338 | 0 | 184508.4528
4033 | 1189.3358 | 0 | 0 | 0 | 0 | 1700.35 | 0 | 0 | 0 | 1415309.6615 | 0
4034 | 1040.0253 | 0 | 0 | 0 | 0 | 1747.1 | 0 | 0 | 0 | 1237630.0939 | 0
4035 | 1162.8571 | 0 | 0 | 0 | 0 | 1595.35 | 0 | 0 | 0 | 1383799.9847 | 0
4036 | 711.9834 | 0 | 0 | 0 | 0 | 1368.4 | 0 | 0 | 0 | 847260.2058 | 0
4037 | 1019.4307 | 0 | 0 | 0 | 0 | 1243.4 | 0 | 0 | 0 | 1213122.5675 | 0
4038 | 675.2074 | 0 | 0 | 0 | 0 | 1557.65 | 0 | 0 | 0 | 803496.7654 | 0
4039 | 747.1449 | 777.6112 | 777.6112 | 756.9738 | 747.1449 | 1292.55 | 1016405.5057 | 268972.164 | 122008.7622 | 0 | 528567.6596
4040 | 1067.6514 | 1111.1864 | 1111.1864 | 1081.6961 | 1067.6514 | 594.5 | 666379.8788 | 384354.5116 | 174347.477 | 0 | 1500583.4805
4041 | 1143.193 | 1189.8087 | 1189.8087 | 1158.2319 | 1143.193 | 1110.65 | 1335434.6866 | 411549.4811 | 186683.4174 | 0 | 1016698.6946
4042 | 1219.8369 | 1269.578 | 1269.578 | 1235.8841 | 1219.8369 | 670.75 | 859662.781 | 439141.3006 | 199199.3733 | 0 | 1621468.2605
4043 | 1490.4715 | 1551.2476 | 1551.2476 | 1510.0784 | 1490.4715 | 427.1 | 671663.6849 | 536569.7515 | 243394.0012 | 0 | 2344361.8359
4044 | 1150.4507 | 1197.3617 | 1197.3617 | 1165.5843 | 1150.4507 | 420.5 | 509562.6953 | 414162.2686 | 187868.6068 | 0 | 1817136.9533
4045 | 1240.471 | 1291.0534 | 1291.0534 | 1256.7896 | 1240.471 | 672 | 874194.7839 | 446569.5744 | 202568.9208 | 0 | 1647345.488
4046 | 1223.9724 | 1273.8817 | 1273.8817 | 1240.0735 | 1223.9724 | 1035.55 | 1335710.4998 | 440630.0665 | 199874.6941 | 0 | 1180459.7954
4047 | 1179.3466 | 1227.437 | 1227.437 | 1194.8615 | 1179.3466 | 1174.5 | 1455634.5247 | 424564.7648 | 192587.2947 | 0 | 973550.123
4048 | 1321.3359 | 1375.2158 | 1375.2158 | 1338.7184 | 1321.3359 | 1167.95 | 1623541.0647 | 475680.9413 | 215774.1603 | 0 | 1099417.5755
4049 | 1489.5089 | 494.0911 | 494.0911 | 480.9782 | 480.9782 | 1783.85 | 899246.4394 | 173152.1452 | 78543.737 | 1848636.8441 | 63547.6677
4050 | 1368.6657 | 1424.4758 | 1424.4758 | 1386.671 | 1368.6657 | 1720.9 | 2481379.9088 | 492719.6668 | 223503.1155 | 0 | 82575.0842
4051 | 1199.6331 | 1248.5502 | 1248.5502 | 1215.4143 | 1199.6331 | 1628.2 | 2056478.8784 | 431867.9268 | 195900.0901 | 0 | 446023.5494
4052 | 1119.4615 | 1165.109 | 1165.109 | 1134.1877 | 1119.4615 | 1738.7 | 2044268.7872 | 403006.122 | 182808.0548 | 0 | 292515.1593
4053 | 1075.3302 | 1119.1785 | 1119.1785 | 1089.4761 | 1075.3302 | 1813.9 | 2053814.692 | 387118.8896 | 175601.4297 | 0 | 200118.913
4054 | 1176.832 | 1224.8194 | 1224.8194 | 1192.3134 | 1176.832 | 1843.6 | 2284832.946 | 423659.5236 | 192176.6672 | 0 | 184056.5248
4055 | 1138.585 | 1185.0128 | 1185.0128 | 1153.5633 | 1138.585 | 1802.15 | 2163047.4843 | 409890.5892 | 185930.9256 | 0 | 225269.0363
4056 | 1338.6464 | 1393.2317 | 1393.2317 | 1356.2561 | 1338.6464 | 1660.95 | 2345873.6585 | 481912.7083 | 218600.9591 | 0 | 453867.9263
4057 | 1243.0288 | 0 | 0 | 0 | 0 | 1694.3 | 0 | 0 | 0 | 1479204.2851 | 0
4058 | 1127.5522 | 0 | 0 | 0 | 0 | 1589.2 | 0 | 0 | 0 | 1341787.0823 | 0
4059 | 1088.5696 | 0 | 0 | 0 | 0 | 1577.75 | 0 | 0 | 0 | 1295397.8347 | 0
4060 | 1187.8648 | 0 | 0 | 0 | 0 | 1452.9 | 0 | 0 | 0 | 1413559.1239 | 0
4061 | 1379.1 | 0 | 0 | 0 | 0 | 1312.5 | 0 | 0 | 0 | 1641129.0143 | 0
4062 | 1313.6387 | 0 | 0 | 0 | 0 | 1121.25 | 0 | 0 | 0 | 1563230.0899 | 0
4063 | 1192.7735 | 1241.4105 | 1241.4105 | 1208.4641 | 1192.7735 | 1143.45 | 1434177.2541 | 429398.4553 | 194779.9104 | 0 | 1021670.1303
4064 | 1204.4444 | 1253.5574 | 1253.5574 | 1220.2886 | 1204.4444 | 933.9 | 1181733.3061 | 433599.9664 | 196685.7625 | 0 | 1284057.7484
4065 | 914.0068 | 951.2773 | 951.2773 | 926.0309 | 914.0068 | 755.4 | 724863.5374 | 329042.4507 | 149257.3117 | 0 | 1137572.8727
4066 | 1054.7081 | 1124.8497 | 1097.7146 | 1094.9968 | 1054.7081 | 776.9 | 860094.7481 | 379694.9185 | 172233.8339 | 0 | 1290013.4857
4067 | 1164.4744 | 1211.9575 | 1211.9575 | 1179.7928 | 1164.4744 | 926.1 | 1133749.4645 | 419210.7678 | 190158.6622 | 0 | 1250528.6286
4068 | 1401.6253 | 1458.7788 | 1458.7788 | 1420.0636 | 1401.6253 | 670.1 | 986042.767 | 504585.1123 | 228885.4134 | 0 | 1864021.0875
4069 | 1428.7283 | 1486.9869 | 1486.9869 | 1447.5231 | 1428.7283 | 672.05 | 1006426.5454 | 514342.1898 | 233311.3322 | 0 | 1897279.3476
4070 | 1276.9675 | 1329.0376 | 1329.0376 | 1293.7657 | 1276.9675 | 1162.45 | 1560785.2355 | 459708.3155 | 208528.7998 | 0 | 1069524.1656
4071 | 1519.5135 | 1842.9774 | 1581.4749 | 1794.0657 | 1519.5135 | 464 | 741591.8643 | 547024.874 | 248136.5609 | 0 | 2333972.7959
4072 | 1443.7099 | 2314.3733 | 1502.5799 | 2252.9511 | 1443.7099 | 1167.95 | 1775917.1088 | 519735.5741 | 235757.8312 | 0 | 1201238.8456
4073 | 1342.0133 | 1126.7398 | 1126.7398 | 1096.8367 | 1096.8367 | 1702.95 | 1960530.6217 | 394861.2097 | 179113.4321 | 449408.6368 | 314522.7781
4074 | 1332.7466 | 268.1603 | 268.1603 | 261.0435 | 261.0435 | 1516.9 | 415536.1328 | 93975.6512 | 42628.3996 | 1964431.8673 | 121739.2676
4075 | 1262.1523 | 1313.6185 | 1313.6185 | 1278.7558 | 1262.1523 | 1307.5 | 1738807.618 | 454374.8392 | 206109.4757 | 0 | 874040.26
4076 | 1451.9165 | 1511.1205 | 1511.1205 | 1471.0162 | 1451.9165 | 1646.6 | 2512477.2591 | 522689.9375 | 237097.9633 | 0 | 513107.1144
4077 | 1443.0903 | 1501.9346 | 1501.9346 | 1462.0741 | 1443.0903 | 1737.8 | 2635091.8842 | 519512.4911 | 235656.6383 | 0 | 378378.198
4078 | 1423.9667 | 1482.0318 | 1482.0318 | 1442.6995 | 1423.9667 | 1861.15 | 2785900.4222 | 512628.0235 | 232533.7673 | 0 | 197717.7807
4079 | 1318.0519 | 1371.7979 | 1371.7979 | 1335.3912 | 1318.0519 | 1842.45 | 2563673.194 | 474498.6664 | 215237.8673 | 0 | 207659.0691
4080 | 1204.7818 | 0 | 0 | 0 | 0 | 1804.1 | 0 | 0 | 0 | 2208364.9862 | 0
4081 | 1000.3072 | 0 | 0 | 0 | 0 | 1628.55 | 0 | 0 | 0 | 1190365.5787 | 0
4082 | 1279.8048 | 0 | 0 | 0 | 0 | 1598.95 | 0 | 0 | 0 | 1522967.7251 | 0
4083 | 1320.9939 | 0 | 0 | 0 | 0 | 1574.35 | 0 | 0 | 0 | 1571982.7791 | 0
4084 | 1414.405 | 0 | 0 | 0 | 0 | 1403.4 | 0 | 0 | 0 | 1683141.9167 | 0
4085 | 1349.6792 | 0 | 0 | 0 | 0 | 1124.3 | 0 | 0 | 0 | 1606118.2623 | 0
4086 | 1217.2856 | 0 | 0 | 0 | 0 | 1021.35 | 0 | 0 | 0 | 1448569.8771 | 0
4087 | 842.1704 | 310.5126 | 310.5126 | 302.2718 | 302.2718 | 1018.45 | 323360.1628 | 108817.8472 | 49360.9846 | 989634.151 | 286411.3823
4088 | 1414.8031 | 947.0132 | 947.0132 | 921.88 | 921.88 | 594.4 | 574223.929 | 331876.7991 | 150543.0036 | 903527.9972 | 1250882.7968
4089 | 1229.2948 | 1279.4217 | 1279.4217 | 1245.4666 | 1229.2948 | 1204.7 | 1550096.5035 | 442546.133 | 200743.8431 | 0 | 977657.5182
4090 | 1233.0561 | 1283.3361 | 1283.3361 | 1249.277 | 1233.0561 | 1132.15 | 1462162.7822 | 443900.1884 | 201358.0577 | 0 | 1070107.7182
4091 | 1290.0993 | 1342.7051 | 1342.7051 | 1307.0704 | 1290.0993 | 926.1 | 1255108.9511 | 464435.7599 | 210673.2211 | 0 | 1385437.3161
4092 | 1374.5232 | 1430.5716 | 1430.5716 | 1392.605 | 1374.5232 | 1131.4 | 1635346.4103 | 494828.366 | 224459.6449 | 0 | 1193910.8854
4093 | 1301.6783 | 1354.7563 | 1354.7563 | 1318.8018 | 1301.6783 | 1401.5 | 1913759.5356 | 468604.1725 | 212564.0594 | 0 | 779054.283
4094 | 1473.8341 | 623.6511 | 623.6511 | 607.0998 | 607.0998 | 1634.65 | 1042391.2429 | 218555.9231 | 99139.3951 | 1588723.9403 | 214115.9249
4095 | 1200.2556 | 1249.1986 | 1249.1986 | 1216.0455 | 1200.2556 | 1707.7 | 2157681.2619 | 432092.003 | 196001.7336 | 0 | 348252.066
4096 | 1652.6215 | 168.7776 | 168.7776 | 164.2983 | 164.2983 | 1878.15 | 325386.8558 | 59147.3894 | 26829.913 | 2728096.4439 | 19325.8974
4097 | 1554.1529 | 131.319 | 131.319 | 127.8338 | 127.8338 | 1865.75 | 251112.6228 | 46020.1814 | 20875.2656 | 2614442.7578 | 16566.8527
4098 | 1601.1342 | 33.0998 | 33.0998 | 32.2214 | 32.2214 | 1747.95 | 59530.746 | 11599.6943 | 5261.7502 | 2875817.2026 | 7839.7632
4099 | 1579.897 | 1644.3201 | 1644.3201 | 1600.6808 | 1579.897 | 1641.85 | 2744181.3124 | 568762.9106 | 257997.1759 | 0 | 565840.1012
4100 | 1123.8746 | 1169.703 | 1169.703 | 1138.6597 | 1123.8746 | 1804.65 | 2145528.7489 | 404594.8452 | 183528.7173 | 0 | 219548.8972
4101 | 1184.1872 | 1232.4743 | 1232.4743 | 1199.7652 | 1184.1872 | 1837.7 | 2298177.3384 | 426307.3956 | 193377.7714 | 0 | 192193.5501
4102 | 1214.3435 | 1263.8611 | 1263.8611 | 1230.3189 | 1214.3435 | 1861.15 | 2380899.8587 | 437163.6712 | 198302.2986 | 0 | 168611.5993
4103 | 1265.0944 | 1316.6805 | 1316.6805 | 1281.7365 | 1265.0944 | 1819.75 | 2433260.5666 | 455433.988 | 206589.9173 | 0 | 228033.1935
4104 | 1221.6987 | 0 | 0 | 0 | 0 | 1720.85 | 0 | 0 | 0 | 2239373.7739 | 0
4105 | 1285.689 | 0 | 0 | 0 | 0 | 1603.65 | 0 | 0 | 0 | 1529969.8755 | 0
4106 | 1382.7776 | 0 | 0 | 0 | 0 | 1268 | 0 | 0 | 0 | 1645505.3583 | 0
4107 | 1180.5096 | 0 | 0 | 0 | 0 | 1038.05 | 0 | 0 | 0 | 1404806.4359 | 0
4108 | 1251.1195 | 0 | 0 | 0 | 0 | 1030.3 | 0 | 0 | 0 | 1488832.2419 | 0
4109 | 1314.3743 | 0 | 0 | 0 | 0 | 858.45 | 0 | 0 | 0 | 1564105.3587 | 0
4110 | 1123.8746 | 0 | 0 | 0 | 0 | 1071.3 | 0 | 0 | 0 | 1337410.7383 | 0
4111 | 1094.6009 | 406.8906 | 406.8906 | 396.092 | 396.092 | 1227.95 | 511043.8939 | 142593.1166 | 64681.8221 | 1280366.7833 | 295203.3542
4112 | 1132.8406 | 1041.1494 | 1041.1494 | 1013.5179 | 1013.5179 | 1055.8 | 1124784.7356 | 364866.4275 | 165507.4656 | 218718.5181 | 923794.8938
4113 | 1145.5301 | 1192.241 | 1192.241 | 1160.5996 | 1145.5301 | 1603.35 | 1929904.0577 | 412390.8425 | 187065.0683 | 0 | 454374.4745
4114 | 1243.3736 | 1294.0748 | 1294.0748 | 1259.7308 | 1243.3736 | 1710.45 | 2234097.9848 | 447614.491 | 203042.9066 | 0 | 360018.8218
4115 | 952.8174 | 991.6709 | 991.6709 | 965.3525 | 952.8174 | 1684.05 | 1689005.2505 | 343014.2784 | 155595.088 | 0 | 301042.5311
4116 | 1336.7828 | 1391.2927 | 1391.2927 | 1354.3686 | 1336.7828 | 1769.6 | 2485730.6147 | 481241.8037 | 218296.6293 | 0 | 307994.7544
4117 | 1269.4781 | 1321.2432 | 1321.2432 | 1286.1782 | 1269.4781 | 1677.45 | 2231433.122 | 457012.1196 | 207305.7754 | 0 | 409470.1289
4118 | 1515.3156 | 1577.1057 | 1577.1057 | 1535.2502 | 1515.3156 | 1723.65 | 2750607.4673 | 545513.6012 | 247451.0308 | 0 | 418757.3002
4119 | 1178.0217 | 1226.058 | 1226.058 | 1193.519 | 1178.0217 | 1744.1 | 2166633.5772 | 424087.817 | 192370.9459 | 0 | 301455.7566
4120 | 1291.1281 | 846.3711 | 846.3711 | 823.9089 | 823.9089 | 1866.05 | 1627790.6676 | 296607.207 | 134544.3247 | 856412.8554 | 106537.4004
4121 | 1202.7821 | 964.1871 | 964.1871 | 938.5981 | 938.5981 | 1860.8 | 1839398.9877 | 337895.3054 | 153273.0649 | 484249.28 | 126124.3872
4122 | 1153.1952 | 125.2741 | 125.2741 | 121.9494 | 121.9494 | 1730.65 | 222964.8037 | 43901.7956 | 19914.3423 | 1890273.41 | 31708.6901
4123 | 1228.3184 | 1278.4049 | 1278.4049 | 1244.4767 | 1228.3184 | 1647.7 | 2134801.1885 | 442194.628 | 200584.3965 | 0 | 432736.4314
4124 | 785.5354 | 817.5666 | 817.5666 | 795.8688 | 785.5354 | 1650.45 | 1365337.7918 | 282792.7321 | 128277.9254 | 0 | 274583.7593
4125 | 1207.7239 | 1256.9711 | 1256.9711 | 1223.6118 | 1207.7239 | 1657.9 | 2105249.5958 | 434780.5864 | 197221.3049 | 0 | 413162.3294
4126 | 1132.7008 | 1178.8889 | 1178.8889 | 1147.6018 | 1132.7008 | 1825.65 | 2172458.2433 | 407772.2916 | 184970.0423 | 0 | 197486.3862
4127 | 1078.2723 | 1122.2405 | 1122.2405 | 1092.4568 | 1078.2723 | 1813.7 | 2064462.1974 | 388178.0384 | 176081.8713 | 0 | 200882.0736
4128 | 1233.4671 | 0 | 0 | 0 | 0 | 1649.7 | 0 | 0 | 0 | 2260945.1045 | 0
4129 | 1003.9848 | 0 | 0 | 0 | 0 | 1229.55 | 0 | 0 | 0 | 1840304.1549 | 0
4130 | 1147.4112 | 0 | 0 | 0 | 0 | 1243 | 0 | 0 | 0 | 2103204.7479 | 0
4131 | 1050.3226 | 0 | 0 | 0 | 0 | 1038.05 | 0 | 0 | 0 | 1925241.269 | 0
4132 | 1001.0427 | 639.7291 | 639.7291 | 622.751 | 622.751 | 1030.3 | 673245.2392 | 224190.3625 | 101695.2394 | 693408.7265 | 0
4133 | 899.541 | 936.2214 | 936.2214 | 911.3746 | 899.541 | 1074.35 | 1017194.8086 | 323834.7484 | 146895.04 | 0 | 0
4134 | 956.9115 | 995.9318 | 995.9318 | 969.5003 | 956.9115 | 1021.35 | 1031860.26 | 344488.1502 | 156263.6526 | 0 | 393647.2828
4135 | 789.213 | 821.3946 | 821.3946 | 799.5952 | 789.213 | 1024.4 | 853732.6505 | 284116.6681 | 128878.4775 | 0 | 769956.1705
4136 | 1053.7961 | 1096.7664 | 1096.7664 | 1067.6588 | 1053.7961 | 949.85 | 1054717.1943 | 379366.5823 | 172084.8969 | 0 | 1106643.8694
4137 | 1095.8283 | 1140.5124 | 1140.5124 | 1110.2438 | 1095.8283 | 1703.75 | 1962405.7329 | 394498.1783 | 178948.757 | 0 | 324639.045
4138 | 1072.8488 | 1116.5963 | 1116.5963 | 1086.9625 | 1072.8488 | 1842.35 | 2081097.6947 | 386225.564 | 175196.2072 | 0 | 169134.6116
4139 | 1035.489 | 1077.7129 | 1077.7129 | 1049.111 | 1035.489 | 1836.1 | 2002115.6845 | 372776.0288 | 169095.3486 | 0 | 169716.642
4140 | 1331.4199 | 1385.711 | 1385.711 | 1348.935 | 1331.4199 | 1693.6 | 2369804.854 | 479311.1741 | 217420.8742 | 0 | 407947.0659
4141 | 846.3463 | 880.8583 | 880.8583 | 857.4808 | 846.3463 | 1471.45 | 1309185.2415 | 304684.676 | 138208.3544 | 0 | 447336.3486
4142 | 916.9976 | 954.3902 | 954.3902 | 929.0612 | 916.9976 | 1684.4 | 1626789.9251 | 330119.1417 | 149745.7107 | 0 | 289404.4475
4143 | 791.3395 | 823.6083 | 823.6083 | 801.7502 | 791.3395 | 1562.6 | 1301833.1734 | 284882.2341 | 129225.7467 | 0 | 346131.9144
4144 | 216.0103 | 224.8182 | 224.8182 | 218.8516 | 216.0103 | 1262 | 287574.0842 | 77763.6985 | 35274.4777 | 0 | 159415.38
4145 | 168.3081 | 175.1711 | 175.1711 | 170.5221 | 168.3081 | 1691.7 | 299429.0495 | 60590.9245 | 27484.7166 | 0 | 51889.3564
4146 | 126.4653 | 131.6218 | 131.6218 | 128.1287 | 126.4653 | 1272.75 | 169843.7195 | 45527.5116 | 20651.7851 | 0 | 91971.6712
4147 | 136.0712 | 141.6195 | 141.6195 | 137.861 | 136.0712 | 1091.9 | 156743.6167 | 48985.6324 | 22220.4272 | 0 | 123566.0751
4148 | 92.6755 | 96.455 | 96.455 | 93.8952 | 92.6755 | 1100.5 | 107647.0863 | 33363.1875 | 15133.9125 | 0 | 83361.631
4149 | 88.2624 | 91.861 | 91.861 | 89.4231 | 88.2624 | 1372.95 | 127513.8928 | 31774.4643 | 14413.25 | 0 | 55344.6871
4150 | 94.1466 | 97.986 | 97.986 | 95.3855 | 94.1466 | 1512.65 | 149871.308 | 33892.7619 | 15374.1334 | 0 | 45882.3264
4151 | 83.8493 | 87.2681 | 87.2681 | 84.952 | 83.8493 | 1457.65 | 128900.7228 | 30185.7411 | 13692.5875 | 0 | 45475.5051
4152 | 91.94 | 95.689 | 95.689 | 93.1495 | 91.94 | 1143.85 | 110689.599 | 33098.4003 | 15013.8021 | 0 | 78714.431
4153 | 82.3782 | 0 | 0 | 0 | 0 | 771.65 | 0 | 0 | 0 | 98030.1065 | 0
4154 | 88.2624 | 0 | 0 | 0 | 0 | 1067.85 | 0 | 0 | 0 | 105032.2569 | 0
4155 | 82.3782 | 0 | 0 | 0 | 0 | 696.95 | 0 | 0 | 0 | 98030.1065 | 0
4156 | 82.3782 | 0 | 0 | 0 | 0 | 327.35 | 0 | 0 | 0 | 98030.1065 | 0
4157 | 83.8493 | 0 | 0 | 0 | 0 | 320.65 | 0 | 0 | 0 | 99780.6441 | 0
4158 | 84.5848 | 0 | 0 | 0 | 0 | 315.7 | 0 | 0 | 0 | 100655.9129 | 0
4159 | 66.9323 | 69.6623 | 69.6623 | 67.8135 | 66.9323 | 314.55 | 22129.157 | 24095.6354 | 10930.048 | 0 | 112810.5394
4160 | 82.3874 | 85.7465 | 85.7465 | 83.4708 | 82.3874 | 339.6 | 29404.4961 | 29659.4765 | 13453.8681 | 0 | 136795.3748
4161 | 584.9195 | 608.7712 | 608.7712 | 592.6147 | 584.9195 | 1103.1 | 679251.3543 | 210571.0297 | 95517.3587 | 0 | 524614.3237
4162 | 1157.201 | 1204.3879 | 1204.3879 | 1172.4241 | 1157.201 | 1110.55 | 1356015.1483 | 416592.3532 | 188970.9202 | 0 | 1029272.4126
4163 | 1150.5013 | 1197.4147 | 1197.4147 | 1165.636 | 1150.5013 | 1097.5 | 1334647.3515 | 414180.4727 | 187876.8644 | 0 | 1038327.1525
4164 | 990.4614 | 1030.8488 | 1030.8488 | 1003.4907 | 990.4614 | 407.55 | 426530.3584 | 356566.0874 | 161742.3391 | 0 | 1577259.6195
4165 | 1247.0319 | 1297.8809 | 1297.8809 | 1263.4359 | 1247.0319 | 661.8 | 868851.2731 | 448931.4761 | 203640.3057 | 0 | 1668778.0591
4166 | 1015.0755 | 1568.6359 | 1056.4665 | 1527.0051 | 1015.0755 | 1139.25 | 1224926.8863 | 365427.1912 | 165761.8342 | 0 | 873726.2633
4167 | 1035.2371 | 1077.4506 | 1077.4506 | 1048.8557 | 1035.2371 | 980.75 | 1076282.3232 | 372685.3394 | 169054.2109 | 0 | 1055165.3673
4168 | 965.4739 | 1543.1889 | 1004.8429 | 1502.2335 | 965.4739 | 631.9 | 647717.6099 | 347570.6042 | 157661.888 | 0 | 1320864.8434
4169 | 874.7245 | 825.2642 | 825.2642 | 803.3621 | 803.3621 | 1183.85 | 1004934.5615 | 289210.3639 | 131189.0345 | 130807.2808 | 632939.0157
4170 | 1044.9992 | 182.1797 | 182.1797 | 177.3447 | 177.3447 | 730.15 | 137039.2389 | 63844.093 | 28960.39 | 1590410.7722 | 217395.7803
4171 | 962.7957 | 1002.0557 | 1002.0557 | 975.4617 | 962.7957 | 360.6 | 367113.1866 | 346606.4478 | 157224.5359 | 0 | 1578407.2516
4172 | 1037.8187 | 1080.1379 | 1080.1379 | 1051.4717 | 1037.8187 | 369.95 | 405034.7751 | 373614.7424 | 169475.7984 | 0 | 1691696.4192
4173 | 715.661 | 744.8434 | 744.8434 | 725.0756 | 715.661 | 738.55 | 556491.8261 | 257637.9478 | 116867.4358 | 0 | 902770.5258
4174 | 1001.7782 | 1042.6273 | 1042.6273 | 1014.9565 | 1001.7782 | 753.95 | 796096.4906 | 360640.1696 | 163590.3881 | 0 | 1248265.4769
4175 | 876.0043 | 911.7246 | 911.7246 | 887.528 | 876.0043 | 393.5 | 364284.1763 | 315361.5579 | 143051.5067 | 0 | 1407300.426
4176 | 918.6645 | 0 | 0 | 0 | 0 | 378.5 | 0 | 0 | 0 | 1683912.0065 | 0
4177 | 882.624 | 0 | 0 | 0 | 0 | 726.55 | 0 | 0 | 0 | 1050322.5692 | 0
4178 | 1200.3686 | 0 | 0 | 0 | 0 | 1097.6 | 0 | 0 | 0 | 1428438.6935 | 0
4179 | 1074.5947 | 0 | 0 | 0 | 0 | 1086.25 | 0 | 0 | 0 | 1278767.7275 | 0
4180 | 1248.913 | 0 | 0 | 0 | 0 | 1059 | 0 | 0 | 0 | 1486206.4355 | 0
4181 | 1179.0386 | 0 | 0 | 0 | 0 | 313.6 | 0 | 0 | 0 | 1403055.8983 | 0
4182 | 1068.7106 | 0 | 0 | 0 | 0 | 303.05 | 0 | 0 | 0 | 1271765.5771 | 0
4183 | 955.4405 | 327.2962 | 327.2962 | 318.6099 | 318.6099 | 292.7 | 97820.7272 | 114699.5776 | 52029.0028 | 1167310.3991 | 525109.1391
4184 | 993.9174 | 1005.4226 | 1005.4226 | 978.7393 | 978.7393 | 299.9 | 307724.3947 | 352346.1399 | 159828.124 | 27821.4596 | 1606283.3817
4185 | 746.5353 | 776.9763 | 776.9763 | 756.3558 | 746.5353 | 318.8 | 249079.3211 | 268752.7216 | 121909.2207 | 0 | 1255075.2101
4186 | 1054.2475 | 328.6867 | 328.6867 | 319.9635 | 319.9635 | 332.85 | 111479.8197 | 115186.8647 | 52250.0417 | 1345942.5261 | 514939.2891
4187 | 1269.1333 | 1320.8842 | 1320.8842 | 1285.8286 | 1269.1333 | 345.9 | 462657.9913 | 456888.0006 | 207249.4736 | 0 | 2099273.4494
4188 | 1079.2074 | 1123.2146 | 1123.2146 | 1093.4051 | 1079.2074 | 348.15 | 397989.9265 | 388514.6492 | 176234.5617 | 0 | 1782688.0829
4189 | 1049.5751 | 1092.3733 | 1092.3733 | 1063.3823 | 1049.5751 | 355.15 | 395087.5742 | 377847.0349 | 171395.6133 | 0 | 1726393.4387
4190 | 1119.0192 | 914.0518 | 914.0518 | 889.7934 | 889.7934 | 371.1 | 348922.4168 | 320325.6147 | 145303.258 | 420170.9718 | 1399148.5417
4191 | 1490.9597 | 926.1404 | 926.1404 | 901.5612 | 901.5612 | 375.7 | 357241.8484 | 324562.0216 | 147224.9393 | 1080367.5638 | 1413649.4059
4192 | 567.8021 | 590.9551 | 590.9551 | 575.2715 | 567.8021 | 366.25 | 218417.4344 | 204408.7695 | 92722.0891 | 0 | 927646.7423
4193 | 1329.9719 | 1095.4332 | 1095.4332 | 1066.361 | 1066.361 | 348.95 | 391140.302 | 383889.9553 | 174136.7492 | 483198.7541 | 1699592.5211
4194 | 1208.3058 | 289.3911 | 289.3911 | 281.7108 | 281.7108 | 334.35 | 99297.679 | 101415.8979 | 46003.3781 | 1698448.6416 | 416752.2926
4195 | 1031.9346 | 1074.014 | 1074.014 | 1045.5103 | 1031.9346 | 673.95 | 732520.6492 | 371496.4448 | 168514.9151 | 0 | 1368396.8352
4196 | 898.0699 | 934.6904 | 934.6904 | 909.8842 | 898.0699 | 1085.7 | 1025521.3672 | 323305.174 | 146654.8192 | 0 | 821105.335
4197 | 1109.1642 | 1154.3922 | 1154.3922 | 1123.7552 | 1109.1642 | 1093.9 | 1278557.4521 | 399299.1012 | 181126.509 | 0 | 1005013.5004
4198 | 1198.8976 | 1247.7852 | 1247.7852 | 1214.6697 | 1198.8976 | 1109.35 | 1402453.9213 | 431603.1396 | 195779.9797 | 0 | 1067798.1563
4199 | 1042.9674 | 1085.4958 | 1085.4958 | 1056.6874 | 1042.9674 | 912.55 | 1004692.3585 | 375468.2528 | 170316.5714 | 0 | 1134174.4641
4200 | 873.0622 | 908.6627 | 908.6627 | 884.5473 | 873.0622 | 358.85 | 330639.828 | 314302.4091 | 142571.065 | 0 | 0
4201 | 1123.8746 | 0 | 0 | 0 | 0 | 356.45 | 0 | 0 | 0 | 1337410.7383 | 0
4202 | 782.5933 | 0 | 0 | 0 | 0 | 338.1 | 0 | 0 | 0 | 931286.0113 | 0
4203 | 1155.5019 | 0 | 0 | 0 | 0 | 327.15 | 0 | 0 | 0 | 1375047.2967 | 0
4204 | 1004.7203 | 0 | 0 | 0 | 0 | 319.4 | 0 | 0 | 0 | 1195617.1915 | 0
4205 | 945.8787 | 0 | 0 | 0 | 0 | 313.5 | 0 | 0 | 0 | 1125595.6867 | 0
4206 | 1001.0427 | 0 | 0 | 0 | 0 | 310.45 | 0 | 0 | 0 | 1191240.8475 | 0
4207 | 1244.4999 | 1295.2467 | 1295.2467 | 1260.8716 | 1244.4999 | 313.5 | 411277.9162 | 448019.9464 | 203226.8257 | 0 | 1266354.0605
4208 | 641.0608 | 667.2004 | 667.2004 | 649.4932 | 641.0608 | 344.9 | 233405.9047 | 230781.9059 | 104685.2367 | 0 | 1061019.8122
4209 | 822.6911 | 856.2377 | 856.2377 | 833.5136 | 822.6911 | 1314.2 | 1140697.5717 | 296168.7886 | 134345.4533 | 0 | 564201.4878
4210 | 1162.7946 | 1210.209 | 1210.209 | 1178.0907 | 1162.7946 | 1226.2 | 1503961.9063 | 418606.06 | 189884.36 | 0 | 899770.47
4211 | 1141.8157 | 1188.3756 | 1188.3756 | 1156.8368 | 1141.8157 | 956.1 | 1153995.4802 | 411053.6671 | 186458.5107 | 0 | 1191941.4531
4212 | 1203.114 | 1252.1731 | 1252.1731 | 1218.9411 | 1203.114 | 420.5 | 532868.1331 | 433121.0324 | 196468.5128 | 0 | 1900318.5298
4213 | 999.0366 | 1039.7735 | 1039.7735 | 1012.1785 | 999.0366 | 422.45 | 442714.4337 | 359653.1752 | 163142.6764 | 0 | 1576029.2418
4214 | 1206.6721 | 1255.8762 | 1255.8762 | 1222.5459 | 1206.6721 | 451.55 | 575262.2081 | 434401.9405 | 197049.5469 | 0 | 1868471.3467
4215 | 1353.2033 | 1874.9188 | 1408.3823 | 1825.1595 | 1353.2033 | 463.6 | 663617.282 | 487153.1779 | 220978.0943 | 0 | 2079061.5071
4216 | 1525.3618 | 2183.7797 | 1587.5614 | 2125.8234 | 1525.3618 | 812.5 | 1311063.9627 | 549130.2635 | 249091.589 | 0 | 1811367.1886
4217 | 1270.7349 | 1322.5515 | 1322.5515 | 1287.4517 | 1270.7349 | 1239.7 | 1659936.9507 | 457464.5748 | 207511.0141 | 0 | 608090.2209
4218 | 1248.3052 | 1299.2079 | 1299.2079 | 1264.7276 | 1248.3052 | 1103.7 | 1452385.0005 | 449389.8889 | 203848.2468 | 0 | 1118855.7715
4219 | 1187.8648 | 1236.3023 | 1236.3023 | 1203.4915 | 1187.8648 | 1091.9 | 1364634.2916 | 427631.3316 | 193978.3235 | 0 | 1078700.034
4220 | 1119.4615 | 1165.109 | 1165.109 | 1134.1877 | 1119.4615 | 1200.4 | 1414326.759 | 403006.122 | 182808.0548 | 0 | 895121.0156
4221 | 1184.1872 | 1232.4743 | 1232.4743 | 1199.7652 | 1184.1872 | 1248.85 | 1557555.4011 | 426307.3956 | 193377.7714 | 0 | 889502.0651
4222 | 1246.7064 | 1297.5427 | 1297.5427 | 1263.1066 | 1246.7064 | 1284.5 | 1687293.6864 | 448814.308 | 203587.1569 | 0 | 892018.143
4223 | 890.7147 | 927.0355 | 927.0355 | 902.4325 | 890.7147 | 754.1 | 711882.5981 | 320657.302 | 145453.715 | 0 | 1109741.4794
4224 | 1162.1216 | 1209.5096 | 1209.5096 | 1177.4099 | 1162.1216 | 738.45 | 912126.3057 | 418363.7796 | 189774.4589 | 0 | 1466074.5171
4225 | 1210.6659 | 0 | 0 | 0 | 0 | 1067.35 | 0 | 0 | 0 | 1440692.4579 | 0
4226 | 1075.3302 | 0 | 0 | 0 | 0 | 338.4 | 0 | 0 | 0 | 1279642.9963 | 0
4227 | 1067.2395 | 0 | 0 | 0 | 0 | 327.35 | 0 | 0 | 0 | 1270015.0395 | 0
4228 | 1099.6024 | 0 | 0 | 0 | 0 | 319.6 | 0 | 0 | 0 | 1308526.8679 | 0
4229 | 772.296 | 0 | 0 | 0 | 0 | 643.2 | 0 | 0 | 0 | 919032.248 | 0
4230 | 1059.8843 | 829.8852 | 829.8852 | 807.8605 | 807.8605 | 1021.35 | 878440.3252 | 290829.7911 | 131923.6247 | 299908.3199 | 0
4231 | 649.4642 | 675.9481 | 675.9481 | 658.0088 | 649.4642 | 669.15 | 461845.0869 | 233807.0997 | 106057.4983 | 0 | 864339.3849
4232 | 882.1064 | 918.0765 | 918.0765 | 893.7112 | 882.1064 | 345 | 322336.7628 | 317558.2988 | 144047.9728 | 0 | 1459886.068
4233 | 827.5326 | 861.2761 | 861.2761 | 838.4183 | 827.5326 | 1179.7 | 1033284.5967 | 297911.7503 | 135136.0801 | 0 | 678824.4996
4234 | 1054.0186 | 1096.9975 | 1096.9975 | 1067.8838 | 1054.0186 | 1026.2 | 1144948.7689 | 379446.6805 | 172121.2304 | 0 | 1026403.2708
4235 | 1307.932 | 1573.1934 | 1361.2653 | 1531.4418 | 1307.932 | 427.1 | 592562.4613 | 470855.5258 | 213585.2982 | 0 | 2057246.268
4236 | 1422.7357 | 1797.6703 | 1480.7496 | 1749.9611 | 1422.7357 | 420.5 | 633576.6082 | 512184.8362 | 232332.7326 | 0 | 2247210.9687
4237 | 1374.2539 | 1754.0534 | 1430.2906 | 1707.5018 | 1374.2539 | 422.45 | 613845.2388 | 494731.3878 | 224415.6545 | 0 | 2167954.169
4238 | 1156.3257 | 3069.9814 | 1203.4773 | 2988.5058 | 1156.3257 | 451.55 | 556111.9391 | 416277.2563 | 188827.9888 | 0 | 1790512.5487
4239 | 1129.0885 | 2969.1083 | 1175.1286 | 2890.3097 | 1129.0885 | 798.1 | 960092.9088 | 406471.8553 | 184380.1499 | 0 | 1357051.4525
4240 | 1626.5602 | 2210.2352 | 1692.8859 | 2151.5768 | 1626.5602 | 1425.3 | 2465865.2187 | 585561.6727 | 265617.281 | 0 | 934784.1481
4241 | 1795.9293 | 1197.7665 | 1197.7665 | 1165.9785 | 1165.9785 | 1712.7 | 2112469.9579 | 419752.2432 | 190404.2814 | 1154699.9256 | 323374.8245
4242 | 1420.2091 | 473.9302 | 473.9302 | 461.3524 | 461.3524 | 1571.9 | 766360.7709 | 166086.8471 | 75338.8392 | 1757584.4998 | 72776.1438
4243 | 1461.4783 | 1521.0724 | 1521.0724 | 1480.704 | 1461.4783 | 1658.95 | 2567181.1759 | 526132.1711 | 238659.3987 | 0 | 498437.0719
4244 | 1213.608 | 1263.095 | 1263.095 | 1229.5732 | 1213.608 | 1646.55 | 2115873.0346 | 436898.884 | 198182.1882 | 0 | 428949.7476
4245 | 1603.4336 | 1668.8169 | 1668.8169 | 1624.5274 | 1603.4336 | 1551.25 | 2638215.364 | 577236.101 | 261840.7092 | 0 | 719540.8343
4246 | 1394.5459 | 1451.4111 | 1451.4111 | 1412.8915 | 1394.5459 | 1555.15 | 2297951.8007 | 502036.5355 | 227729.3507 | 0 | 620363.7579
4247 | 1470.3045 | 1530.2583 | 1530.2583 | 1489.6461 | 1470.3045 | 1446.65 | 2258742.6241 | 529309.6175 | 240100.7237 | 0 | 813592.7184
4248 | 1418.0826 | 1475.9079 | 1475.9079 | 1436.7381 | 1418.0826 | 1261.95 | 1901099.841 | 510509.7259 | 231572.884 | 0 | 334448.8336
4249 | 1318.7874 | 0 | 0 | 0 | 0 | 1236.7 | 0 | 0 | 0 | 1569356.9727 | 0
4250 | 1217.2856 | 0 | 0 | 0 | 0 | 1127.1 | 0 | 0 | 0 | 1448569.8771 | 0
4251 | 1218.7567 | 0 | 0 | 0 | 0 | 1038.65 | 0 | 0 | 0 | 1450320.4147 | 0
4252 | 1394.5459 | 0 | 0 | 0 | 0 | 1030.9 | 0 | 0 | 0 | 1659509.6591 | 0
4253 | 1187.1293 | 0 | 0 | 0 | 0 | 1024.4 | 0 | 0 | 0 | 1412683.8551 | 0
4254 | 1418.0826 | 0 | 0 | 0 | 0 | 1021.35 | 0 | 0 | 0 | 1687518.2607 | 0
4255 | 920.1355 | 957.6562 | 957.6562 | 932.2405 | 920.1355 | 1024.7 | 997929.4874 | 331248.7901 | 150258.1317 | 0 | 897408.1805
4256 | 761.6585 | 792.716 | 792.716 | 771.6777 | 761.6585 | 345.2 | 278776.0779 | 274197.0775 | 124378.841 | 0 | 1260392.5662
4257 | 976.5554 | 1016.3758 | 1016.3758 | 989.4017 | 976.5554 | 1043.75 | 1079433.0488 | 351559.9544 | 159471.5015 | 0 | 933831.1289
4258 | 1245.0055 | 1295.7734 | 1295.7734 | 1261.3842 | 1245.0055 | 1132.45 | 1496475.546 | 448201.9876 | 203309.4016 | 0 | 1080104.5397
4259 | 1420.1043 | 1576.449 | 1478.0113 | 1534.6109 | 1420.1043 | 926.1 | 1399959.3903 | 511237.5599 | 231903.0376 | 0 | 1525050.0432
4260 | 1490.1332 | 1833.2888 | 1550.8958 | 1784.6343 | 1490.1332 | 420.5 | 666033.1415 | 536447.9495 | 243338.7504 | 0 | 2353665.3783
4261 | 860.9694 | 1816.4511 | 896.0766 | 1768.2435 | 860.9694 | 422.45 | 385732.1678 | 309948.9765 | 140596.2996 | 0 | 1358222.2443
4262 | 1268.3941 | 2956.7699 | 1320.1161 | 2878.2988 | 1268.3941 | 451.55 | 611182.7903 | 456621.8897 | 207128.7627 | 0 | 1964044.903
4263 | 1179.3631 | 3059.7901 | 1227.4536 | 2978.5849 | 1179.3631 | 463.6 | 582137.1187 | 424570.7225 | 192589.9972 | 0 | 1811973.4945
4264 | 1177.8001 | 2266.3789 | 1225.8279 | 2206.2304 | 1177.8001 | 812.5 | 1017049.3019 | 424008.0497 | 192334.7625 | 0 | 1398637.6639
4265 | 933.8677 | 1220.9061 | 971.9481 | 1188.5039 | 933.8677 | 1602.6 | 1585524.2414 | 336192.3671 | 152500.5932 | 0 | 371119.0186
4266 | 1077.5727 | 1121.513 | 1121.513 | 1091.7486 | 1077.5727 | 1540.4 | 1761282.2223 | 387926.1598 | 175967.6164 | 0 | 247589.2776
4267 | 1109.8997 | 1155.1582 | 1155.1582 | 1124.5009 | 1109.8997 | 1571.35 | 1846231.9259 | 399563.8884 | 181246.6194 | 0 | 475758.5021
4268 | 1127.5522 | 1173.53 | 1173.53 | 1142.3851 | 1127.5522 | 1678.8 | 2003874.5658 | 405918.7812 | 184129.2694 | 0 | 362169.7024
4269 | 1183.4517 | 1231.7094 | 1231.7094 | 1199.0205 | 1183.4517 | 1743 | 2189906.4216 | 426042.6084 | 193257.661 | 0 | 304147.0843
4270 | 1332.0267 | 1386.3428 | 1386.3428 | 1349.55 | 1332.0267 | 1753.65 | 2480851.5812 | 479529.6235 | 217519.9653 | 0 | 328144.7854
4271 | 1148.1467 | 1194.9648 | 1194.9648 | 1163.251 | 1148.1467 | 1556 | 1898884.7379 | 413332.8228 | 187492.361 | 0 | 509777.1481
4272 | 1170.2123 | 1217.9295 | 1217.9295 | 1185.6063 | 1170.2123 | 1431 | 1780366.0211 | 421276.4388 | 191095.6735 | 0 | 665850.628
4273 | 1298.1928 | 0 | 0 | 0 | 0 | 711.9 | 0 | 0 | 0 | 1544849.4451 | 0
4274 | 1256.2682 | 0 | 0 | 0 | 0 | 338.2 | 0 | 0 | 0 | 1494959.1235 | 0
4275 | 1237.1447 | 0 | 0 | 0 | 0 | 327.25 | 0 | 0 | 0 | 1472202.1347 | 0
4276 | 1329.0847 | 0 | 0 | 0 | 0 | 319.4 | 0 | 0 | 0 | 1581610.7359 | 0
4277 | 1320.2584 | 0 | 0 | 0 | 0 | 313.5 | 0 | 0 | 0 | 1571107.5103 | 0
4278 | 1256.2682 | 737.6568 | 737.6568 | 718.0798 | 718.0798 | 310.55 | 236348.3222 | 258508.7236 | 117262.4293 | 640444.1762 | 0
4279 | 957.647 | 996.6968 | 996.6968 | 970.245 | 957.647 | 313.5 | 317385.1488 | 344752.9374 | 156383.763 | 0 | 1615071.6655
4280 | 1212.8063 | 1262.2603 | 1262.2603 | 1228.7606 | 1212.8063 | 344.9 | 442506.5153 | 436610.2658 | 198051.2678 | 0 | 2007315.2106
4281 | 817.3512 | 850.68 | 850.68 | 828.1034 | 817.3512 | 739.25 | 640026.3063 | 294246.4335 | 133473.4516 | 0 | 1030475.2732
4282 | 1350.9121 | 1405.9979 | 1405.9979 | 1368.6834 | 1350.9121 | 670.75 | 963654.3704 | 486328.3657 | 220603.9503 | 0 | 1795699.776
4283 | 1576.5504 | 1640.8367 | 1640.8367 | 1597.2897 | 1576.5504 | 427.1 | 717789.5371 | 567558.1289 | 257450.6735 | 0 | 2479756.0581
4284 | 1514.752 | 1867.6292 | 1576.5187 | 1818.0633 | 1514.752 | 420.5 | 678214.0296 | 545310.7081 | 247358.9962 | 0 | 2392550.7319
4285 | 1347.5913 | 1402.5425 | 1402.5425 | 1365.3198 | 1347.5913 | 422.45 | 604053.3603 | 485132.8514 | 220061.6518 | 0 | 2125892.5827
4286 | 1384.7626 | 2127.9962 | 1441.2292 | 2071.5203 | 1384.7626 | 451.55 | 667008.3283 | 498514.5349 | 226131.7321 | 0 | 2144235.6433
4287 | 1490.5497 | 2659.7956 | 1551.3298 | 2589.2061 | 1490.5497 | 463.6 | 733483.9162 | 536597.8852 | 243406.7629 | 0 | 2290080.5299
4288 | 1528.8197 | 1456.4401 | 1456.4401 | 1417.787 | 1417.787 | 812.9 | 1221595.6905 | 510403.3272 | 231524.6203 | 203522.9136 | 1624720.8537
4289 | 1453.0225 | 186.1429 | 186.1429 | 181.2028 | 181.2028 | 1592.6 | 305281.6131 | 65233.0071 | 29590.4168 | 2331245.5713 | 71263.2228
4290 | 1062.5736 | 0 | 0 | 0 | 0 | 1381.9 | 0 | 0 | 0 | 1947697.3611 | 0
4291 | 1421.0247 | 1478.9698 | 1478.9698 | 1439.7188 | 1421.0247 | 1428.5 | 2149909.1355 | 511568.8747 | 232053.3257 | 0 | 812115.5886
4292 | 1195.22 | 1243.9572 | 1243.9572 | 1210.9433 | 1195.22 | 1537.7 | 1938286.6068 | 430279.2036 | 195179.4276 | 0 | 552550.206
4293 | 1395.2815 | 1452.1761 | 1452.1761 | 1413.6361 | 1395.2815 | 1551.25 | 2285803.4285 | 502301.3227 | 227849.4611 | 0 | 626132.3487
4294 | 1417.3471 | 1475.1419 | 1475.1419 | 1435.9924 | 1417.3471 | 1372.8 | 2059035.6274 | 510244.9387 | 231452.7736 | 0 | 888960.0384
4295 | 1162.8571 | 1210.2746 | 1210.2746 | 1178.1546 | 1162.8571 | 1109.55 | 1370678.7361 | 418628.5668 | 189894.5693 | 0 | 1035466.0156
4296 | 1393.0749 | 0 | 0 | 0 | 0 | 657.5 | 0 | 0 | 0 | 2553506.277 | 0
4297 | 1050.3226 | 0 | 0 | 0 | 0 | 712.2 | 0 | 0 | 0 | 1925241.269 | 0
4298 | 1021.6373 | 0 | 0 | 0 | 0 | 338.1 | 0 | 0 | 0 | 1872661.1507 | 0
4299 | 1457.0651 | 0 | 0 | 0 | 0 | 327.25 | 0 | 0 | 0 | 2670800.3888 | 0
4300 | 1272.4496 | 0 | 0 | 0 | 0 | 319.7 | 0 | 0 | 0 | 2332400.137 | 0
4301 | 1186.3938 | 526.9547 | 526.9547 | 512.9696 | 512.9696 | 313.5 | 170239.2147 | 184669.0445 | 83767.9305 | 1234386.5621 | 0
4302 | 1309.2256 | 1362.612 | 1362.612 | 1326.4491 | 1309.2256 | 310.45 | 430108.4899 | 471321.22 | 213796.5423 | 0 | 971886.6047
4303 | 1074.5947 | 1118.4135 | 1118.4135 | 1088.7315 | 1074.5947 | 313.5 | 356442.0104 | 386854.1024 | 175481.3192 | 0 | 1812304.0105
4304 | 998.1356 | 1038.8357 | 1038.8357 | 1011.2656 | 998.1356 | 344.9 | 363429.7587 | 359328.8109 | 162995.5412 | 0 | 1652013.2385
4305 | 975.2784 | 1015.0467 | 1015.0467 | 988.1079 | 975.2784 | 399.75 | 411655.042 | 351100.2176 | 159262.9598 | 0 | 1560688.6195
4306 | 1046.5245 | 1140.5061 | 1089.1979 | 1110.2377 | 1046.5245 | 670.85 | 744467.2581 | 376748.8301 | 170897.4554 | 0 | 1390988.0764
4307 | 950.4987 | 1638.7863 | 989.2563 | 1595.2938 | 950.4987 | 782.55 | 789572.3756 | 342179.5368 | 155216.4399 | 0 | 1157184.6585
4308 | 1002.5404 | 1883.4709 | 1043.4193 | 1833.4846 | 1002.5404 | 420.6 | 446802.6448 | 360914.5552 | 163714.8524 | 0 | 1583412.3567
4309 | 1043.7397 | 1873.29 | 1086.3004 | 1823.5739 | 1043.7397 | 422.45 | 466301.5931 | 375746.2794 | 170442.6873 | 0 | 1646551.5085
4310 | 1077.3961 | 3087.3624 | 1121.3288 | 3005.4254 | 1077.3961 | 451.55 | 517434.9242 | 387862.6108 | 175938.7898 | 0 | 1668294.0545
4311 | 1015.4608 | 3142.2633 | 1056.8682 | 3058.8694 | 1015.4608 | 463.6 | 502157.465 | 365565.8736 | 165824.7421 | 0 | 1560153.9117
4312 | 206.3667 | 2350.8119 | 214.7809 | 2288.4226 | 206.3667 | 457.05 | 100345.7815 | 74292.0073 | 33699.68 | 0 | 318413.4797
4313 | 168.6547 | 1083.7765 | 175.5322 | 1055.0136 | 168.6547 | 1145.95 | 204271.1268 | 60715.7055 | 27541.3186 | 0 | 144039.5786
4314 | 147.1628 | 153.1638 | 153.1638 | 149.099 | 147.1628 | 877.4 | 136822.1154 | 52978.6234 | 24031.6922 | 0 | 165205.0074
4315 | 189.7642 | 197.502 | 197.502 | 192.2604 | 189.7642 | 1092.2 | 219687.875 | 68315.0982 | 30988.4876 | 0 | 172267.7592
4316 | 137.5422 | 143.1505 | 143.1505 | 139.3514 | 137.5422 | 1437.6 | 209046.5005 | 49515.2068 | 22460.648 | 0 | 77353.6208
4317 | 106.6504 | 110.9988 | 110.9988 | 108.053 | 106.6504 | 1562.5 | 176161.8809 | 38394.1443 | 17416.0105 | 0 | 46659.375
4318 | 100.7662 | 104.8749 | 104.8749 | 102.0916 | 100.7662 | 1742.1 | 185558.3297 | 36275.8467 | 16455.1271 | 0 | 25987.5514
4319 | 91.2045 | 94.923 | 94.923 | 92.4038 | 91.2045 | 1589 | 153737.3008 | 32833.6131 | 14893.6917 | 0 | 37484.844
4320 | 100.0307 | 104.1099 | 104.1099 | 101.3469 | 100.0307 | 1430.5 | 151642.7754 | 36011.0595 | 16335.0167 | 0 | 56967.4956
4321 | 92.6755 | 96.455 | 96.455 | 93.8952 | 92.6755 | 1621.15 | 159423.5845 | 33363.1875 | 15133.9125 | 0 | 35110.1211
4322 | 100.7662 | 104.8749 | 104.8749 | 102.0916 | 100.7662 | 1499.65 | 160362.0058 | 36275.8467 | 16455.1271 | 0 | 50418.2681
4323 | 91.94 | 95.689 | 95.689 | 93.1495 | 91.94 | 1489.6 | 145467.8981 | 33098.4003 | 15013.8021 | 0 | 46926.176
4324 | 95.6176 | 99.517 | 99.517 | 96.8759 | 95.6176 | 1590.1 | 161341.3084 | 34422.3363 | 15614.3542 | 0 | 39193.6546
4325 | 86.0558 | 89.5651 | 89.5651 | 87.1881 | 86.0558 | 1729.65 | 157779.8405 | 30980.1027 | 14052.9188 | 0 | 23265.1965
4326 | 93.411 | 97.22 | 97.22 | 94.6398 | 93.411 | 1719.2 | 169758.1761 | 33627.9747 | 15254.023 | 0 | 26229.8088
4327 | 86.0558 | 89.564 | 89.564 | 87.1871 | 86.0558 | 1505.65 | 136981.3906 | 30980.1027 | 14052.9188 | 0 | 42541.7049
4328 | 91.951 | 95.7005 | 95.7005 | 93.1606 | 91.951 | 1192.25 | 116186.5205 | 33102.3721 | 15015.6038 | 0 | 74273.4203
4329 | 200.9569 | 2423.6507 | 209.1524 | 2359.3283 | 200.9569 | 1431.4 | 304268.4505 | 72344.4975 | 32816.2679 | 0 | 114264.1146
4330 | 878.5446 | 3227.3208 | 914.3682 | 3141.6695 | 878.5446 | 1367.35 | 1268391.8394 | 316276.0668 | 143466.3381 | 0 | 555811.2601
4331 | 1068.5028 | 3738.1455 | 1112.0731 | 3638.9372 | 1068.5028 | 1294.8 | 1466866.5654 | 384661.0026 | 174486.5048 | 0 | 753508.164
4332 | 1462.838 | 3980.888 | 1522.4878 | 3875.2374 | 1462.838 | 1066.55 | 1652886.8574 | 526621.6962 | 238881.4527 | 0 | 1365486.1731
4333 | 1268.6028 | 3966.2921 | 1320.3315 | 3861.0289 | 1268.6028 | 412.3 | 552351.8685 | 456697.0228 | 207162.8439 | 0 | 2014160.7307
4334 | 1480.9778 | 3641.653 | 1541.3675 | 3545.0055 | 1480.9778 | 799.75 | 1256277.687 | 533152.0109 | 241843.676 | 0 | 1777543.6141
4335 | 1662.323 | 2404.1496 | 1730.1072 | 2340.3448 | 1662.323 | 1304.4 | 2299237.511 | 598436.2883 | 271457.3497 | 0 | 1156311.8948
4336 | 1889.88 | 1912.7823 | 1912.7823 | 1862.0181 | 1862.0181 | 1295.05 | 2556350.6953 | 670326.5031 | 304067.5499 | 51071.0056 | 1267134.2309
4337 | 1479.2732 | 41.86 | 41.86 | 40.7491 | 40.7491 | 1588.7 | 68469.8658 | 14669.676 | 6654.328 | 2636814.7488 | 16179.3081
4338 | 1404.2291 | 106.7462 | 106.7462 | 103.9132 | 103.9132 | 1338.45 | 147458.4317 | 37408.7679 | 16969.0328 | 2383478.8774 | 66360.742
4339 | 1635.7965 | 1702.4985 | 1702.4985 | 1657.3151 | 1635.7965 | 1512.5 | 2615533.9076 | 588886.7378 | 267125.5675 | 0 | 797450.55
4340 | 1688.7539 | 1757.616 | 1757.616 | 1710.9698 | 1688.7539 | 1707.5 | 3037222.2061 | 607951.4166 | 275773.5176 | 0 | 493960.526
4341 | 1451.9165 | 1511.1205 | 1511.1205 | 1471.0162 | 1451.9165 | 1789.25 | 2738864.9944 | 522689.9375 | 237097.9633 | 0 | 305991.297
4342 | 1428.3799 | 1486.6248 | 1486.6248 | 1447.1705 | 1428.3799 | 1825.6 | 2747033.1525 | 514216.7467 | 233254.4298 | 0 | 249109.4462
4343 | 1283.4824 | 1335.8183 | 1335.8183 | 1300.3664 | 1283.4824 | 1837.3 | 2486673.8955 | 462053.668 | 209592.6777 | 0 | 208822.5214
4344 | 1275.3917 | 0 | 0 | 0 | 0 | 1727.6 | 0 | 0 | 0 | 2337792.9696 | 0
4345 | 1141.0098 | 0 | 0 | 0 | 0 | 1540 | 0 | 0 | 0 | 1357801.6775 | 0
4346 | 1317.8249 | 0 | 0 | 0 | 0 | 1522.15 | 0 | 0 | 0 | 1568211.6227 | 0
4347 | 1357.1939 | 0 | 0 | 0 | 0 | 1409.95 | 0 | 0 | 0 | 1615060.7112 | 0
4348 | 1237.7056 | 0 | 0 | 0 | 0 | 1306.8 | 0 | 0 | 0 | 1472869.6152 | 0
4349 | 1136.175 | 0 | 0 | 0 | 0 | 1378.1 | 0 | 0 | 0 | 1352048.2797 | 0
4350 | 1195.5738 | 0 | 0 | 0 | 0 | 1563.9 | 0 | 0 | 0 | 1422732.8708 | 0
4351 | 1022.9029 | 732.1188 | 732.1188 | 712.6888 | 712.6888 | 1458.05 | 1099753.6138 | 256567.9641 | 116382.0793 | 568622.4011 | 177844.1442
4352 | 1129.8233 | 1175.8936 | 1175.8936 | 1144.686 | 1129.8233 | 499.4 | 596261.0714 | 406736.3963 | 184500.1486 | 0 | 1444942.746
4353 | 1224.9167 | 1274.8641 | 1274.8641 | 1241.0299 | 1224.9167 | 318.8 | 411474.1486 | 440970.0062 | 200028.8945 | 0 | 2059329.9291
4354 | 1366.0648 | 1421.7688 | 1421.7688 | 1384.0358 | 1366.0648 | 332.85 | 479799.3086 | 491783.3449 | 223078.3895 | 0 | 2277435.0097
4355 | 1337.9229 | 1702.1134 | 1392.4792 | 1656.9403 | 1337.9229 | 345.9 | 490232.0777 | 481652.2552 | 218482.8146 | 0 | 2213058.3202
4356 | 1315.4265 | 1943.3624 | 1369.0649 | 1891.7866 | 1315.4265 | 348.15 | 486274.7931 | 473553.5375 | 214809.1463 | 0 | 2172887.2525
4357 | 1307.2764 | 1360.5825 | 1360.5825 | 1324.4734 | 1307.2764 | 355.15 | 494243.3001 | 470619.5123 | 213478.2399 | 0 | 2150273.6244
4358 | 1149.254 | 1196.1169 | 1196.1169 | 1164.3726 | 1149.254 | 371.1 | 452599.6484 | 413731.4357 | 187673.1762 | 0 | 1872019.8211
4359 | 1075.5123 | 1119.369 | 1119.369 | 1089.6615 | 1075.5123 | 375.7 | 428650.2686 | 387184.4129 | 175631.1517 | 0 | 1746954.1416
4360 | 1067.8206 | 1111.3633 | 1111.3633 | 1081.8683 | 1067.8206 | 366.25 | 414223.7069 | 384415.4264 | 174375.1087 | 0 | 1744550.925
4361 | 1122.6445 | 42.6573 | 42.6573 | 41.5252 | 41.5252 | 348.95 | 15346.85 | 14949.0636 | 6781.0614 | 1981691.7708 | 66183.9903
4362 | 1180.3883 | 666.8652 | 666.8652 | 649.167 | 649.167 | 334.45 | 229945.7119 | 233700.1204 | 106008.9713 | 973728.6264 | 279938.9818
4363 | 1047.7675 | 1090.4916 | 1090.4916 | 1061.5505 | 1047.7675 | 1412.95 | 1564435.7781 | 377196.2946 | 171100.4303 | 0 | 615091.6173
4364 | 988.3687 | 1028.6715 | 1028.6715 | 1001.3711 | 988.3687 | 1513.55 | 1587558.2246 | 355812.721 | 161400.6037 | 0 | 480791.9392
4365 | 1236.3242 | 1286.7373 | 1286.7373 | 1252.588 | 1236.3242 | 1523.1 | 1997820.8413 | 445076.7091 | 201891.7406 | 0 | 589602.9156
4366 | 1285.3627 | 1337.776 | 1337.776 | 1302.2721 | 1285.3627 | 1765.15 | 2401350.4661 | 462730.5896 | 209899.7369 | 0 | 301867.4416
4367 | 1237.0149 | 1287.4565 | 1287.4565 | 1253.2881 | 1237.0149 | 1778.1 | 2326657.011 | 445325.3554 | 202004.5293 | 0 | 274493.601
4368 | 955.9065 | 994.8858 | 994.8858 | 968.4821 | 955.9065 | 1703 | 1720278.6101 | 344126.3493 | 156099.5357 | 0 | 207511.524
4369 | 1144.4632 | 0 | 0 | 0 | 0 | 1728.9 | 0 | 0 | 0 | 1361911.2461 | 0
4370 | 1100.2595 | 0 | 0 | 0 | 0 | 1548.85 | 0 | 0 | 0 | 1309308.7598 | 0
4371 | 1259.8074 | 0 | 0 | 0 | 0 | 1458.85 | 0 | 0 | 0 | 1499170.8584 | 0
4372 | 1195.5738 | 0 | 0 | 0 | 0 | 1411.55 | 0 | 0 | 0 | 1422732.8708 | 0
4373 | 1084.3737 | 0 | 0 | 0 | 0 | 1406.85 | 0 | 0 | 0 | 1290404.7411 | 0
4374 | 1230.7987 | 0 | 0 | 0 | 0 | 1194.45 | 0 | 0 | 0 | 1464650.4768 | 0
4375 | 855.7574 | 890.652 | 890.652 | 867.0146 | 855.7574 | 1306.6 | 1174300.9885 | 308072.6494 | 139745.1768 | 0 | 593382.153
4376 | 848.1616 | 882.7463 | 882.7463 | 859.3187 | 848.1616 | 1336.3 | 1189649.8635 | 305338.1628 | 138504.7833 | 0 | 562924.8295
4377 | 955.36 | 994.3165 | 994.3165 | 967.9279 | 955.36 | 1531.65 | 1540871.8503 | 343929.608 | 156010.2916 | 0 | 447442.856
4378 | 1003.5499 | 1044.4716 | 1044.4716 | 1016.7518 | 1003.5499 | 1590 | 1682953.1906 | 361277.9647 | 163879.699 | 0 | 411455.4598
4379 | 826.6632 | 860.3717 | 860.3717 | 837.5379 | 826.6632 | 1593.35 | 1399647.8698 | 297598.7388 | 134994.0946 | 0 | 336162.509
4380 | 1123.7505 | 1169.5729 | 1169.5729 | 1138.5331 | 1123.7505 | 1549.4 | 1855164.1667 | 404550.1746 | 183508.4542 | 0 | 506361.9685
4381 | 1103.3684 | 1307.863 | 1148.3598 | 1273.153 | 1103.3684 | 1203.8 | 1409973.0377 | 397212.6251 | 180180.0602 | 0 | 878501.9225
4382 | 1414.2487 | 1471.9165 | 1471.9165 | 1432.8526 | 1414.2487 | 1340.65 | 2007118.4895 | 509129.5259 | 230946.8099 | 0 | 932484.8691
4383 | 1156.956 | 1204.133 | 1204.133 | 1172.1759 | 1156.956 | 1674.15 | 2049880.6864 | 416504.1517 | 188930.911 | 0 | 376994.1051
4384 | 1089.7222 | 1134.1574 | 1134.1574 | 1104.0575 | 1089.7222 | 1866.75 | 2144500.3657 | 392299.9978 | 177951.6379 | 0 | 145205.4565
4385 | 1137.5314 | 182.5512 | 182.5512 | 177.7064 | 177.7064 | 1905.4 | 356919.6275 | 63974.3037 | 29019.455 | 1759359.1458 | 16228.3462
4386 | 926.8434 | 655.9298 | 655.9298 | 638.5218 | 638.5218 | 1865.05 | 1257414.1375 | 229867.8408 | 104270.6067 | 528493.5487 | 1639.9124
4387 | 835.7275 | 869.8063 | 869.8063 | 846.7221 | 835.7275 | 1851.7 | 1631950.3442 | 300861.9094 | 136474.305 | 0 | 123938.3921
4388 | 1471.8474 | 1531.8642 | 1531.8642 | 1491.2094 | 1471.8474 | 1868.7 | 2898777.2193 | 529865.0654 | 240352.6811 | 0 | 193253.5111
4389 | 1105.0942 | 1150.1562 | 1150.1562 | 1119.6317 | 1105.0942 | 1871.3 | 2174715.5166 | 397833.9296 | 180461.8909 | 0 | 142225.5978
4390 | 823.2952 | 856.8663 | 856.8663 | 834.1256 | 823.2952 | 1887.2 | 1631007.1379 | 296386.2777 | 134444.1088 | 0 | 92867.676
4391 | 927.5885 | 965.4121 | 965.4121 | 939.7906 | 927.5885 | 1882 | 1835908.7843 | 333931.8549 | 151475.1997 | 0 | 109455.384
4392 | 973.8643 | 1013.5751 | 1013.5751 | 986.6753 | 973.8643 | 1862.45 | 1907475.9958 | 350591.1507 | 159032.0414 | 0 | 133954.9932
4393 | 1145.1539 | 0 | 0 | 0 | 0 | 1641.4 | 0 | 0 | 0 | 1362733.16 | 0
4394 | 1047.7675 | 0 | 0 | 0 | 0 | 1813.95 | 0 | 0 | 0 | 1246843.3072 | 0
4395 | 804.6468 | 0 | 0 | 0 | 0 | 1804.45 | 0 | 0 | 0 | 957529.633 | 0
4396 | 1138.2471 | 0 | 0 | 0 | 0 | 1797.55 | 0 | 0 | 0 | 1354514.0216 | 0
4397 | 993.2035 | 0 | 0 | 0 | 0 | 1792.85 | 0 | 0 | 0 | 1181912.1135 | 0
4398 | 968.3388 | 0 | 0 | 0 | 0 | 1791.35 | 0 | 0 | 0 | 1152323.215 | 0
4399 | 1081.611 | 1125.7156 | 1125.7156 | 1095.8397 | 1081.611 | 1781.35 | 2036200.0486 | 389379.9589 | 176627.0758 | 0 | 236494.2445
4400 | 1051.0551 | 1093.9137 | 1093.9137 | 1064.8818 | 1051.0551 | 1610.75 | 1785518.3735 | 378379.8508 | 171637.3045 | 0 | 409123.2136
4401 | 1124.1761 | 1170.0163 | 1170.0163 | 1138.9647 | 1124.1761 | 1678.25 | 1985968.9405 | 404703.4028 | 183577.9602 | 0 | 361703.628
4402 | 1099.9253 | 1144.7775 | 1144.7775 | 1114.3957 | 1099.9253 | 1676.3 | 1944736.359 | 395973.1238 | 179617.8087 | 0 | 356045.7225
4403 | 1173.32 | 1221.1642 | 1221.1642 | 1188.7552 | 1173.32 | 1636.35 | 2034138.2416 | 422395.2022 | 191603.157 | 0 | 426677.818
4404 | 1174.9733 | 1396.9202 | 1222.8846 | 1359.8467 | 1174.9733 | 1431.9 | 1779587.9698 | 422990.3988 | 191873.1448 | 0 | 667502.3488
4405 | 1130.4682 | 1176.5649 | 1176.5649 | 1145.3395 | 1130.4682 | 1104.5 | 1315698.5868 | 406968.5696 | 184605.4651 | 0 | 1012334.094
4406 | 1162.7327 | 1602.8806 | 1210.1445 | 1560.341 | 1162.7327 | 1644.9 | 2016819.8808 | 418583.7666 | 189874.2475 | 0 | 412886.3764
4407 | 1439.1789 | 1497.8641 | 1497.8641 | 1458.1116 | 1439.1789 | 1742.85 | 2638637.2922 | 518104.4105 | 235017.9173 | 0 | 370084.8588
4408 | 1406.8437 | 1048.7824 | 1048.7824 | 1020.9483 | 1020.9483 | 1903.45 | 2047192.354 | 367541.4002 | 166720.8629 | 707346.184 | 95156.0111
4409 | 1304.5051 | 453.8713 | 453.8713 | 441.8258 | 441.8258 | 1915.4 | 893547.3892 | 159057.293 | 72150.1554 | 1581291.0454 | 36082.9152
4410 | 1480.7011 | 0 | 0 | 0 | 0 | 1875.05 | 0 | 0 | 0 | 2714125.131 | 0
4411 | 1355.1218 | 1410.3795 | 1410.3795 | 1372.9488 | 1355.1218 | 1861.7 | 2657939.6155 | 487843.8563 | 221291.3937 | 0 | 187413.3481
4412 | 982.8432 | 1022.9202 | 1022.9202 | 995.7724 | 982.8432 | 1868.7 | 1933267.2989 | 353823.5513 | 160498.2942 | 0 | 129047.2859
4413 | 1227.3453 | 1277.3922 | 1277.3922 | 1243.4909 | 1227.3453 | 1861.3 | 2403509.8635 | 441844.3084 | 200425.4877 | 0 | 170232.7515
4414 | 1230.108 | 1280.2679 | 1280.2679 | 1246.2902 | 1230.108 | 1877.2 | 2432277.9336 | 442838.893 | 200876.6423 | 0 | 151057.2624
4415 | 1073.3228 | 1117.0897 | 1117.0897 | 1087.4427 | 1073.3228 | 1848.6 | 2095072.2643 | 386396.2044 | 175273.6116 | 0 | 162501.0704
4416 | 1058.8184 | 0 | 0 | 0 | 0 | 1644.35 | 0 | 0 | 0 | 1940814.1785 | 0
4417 | 752.1548 | 0 | 0 | 0 | 0 | 1337.2 | 0 | 0 | 0 | 895064.1806 | 0
4418 | 1158.2769 | 0 | 0 | 0 | 0 | 1594.05 | 0 | 0 | 0 | 1378349.5229 | 0
4419 | 1156.8955 | 0 | 0 | 0 | 0 | 1580.45 | 0 | 0 | 0 | 1376705.695 | 0
4420 | 1170.7092 | 0 | 0 | 0 | 0 | 1573.55 | 0 | 0 | 0 | 1393143.973 | 0
4421 | 1391.7281 | 0 | 0 | 0 | 0 | 1664.15 | 0 | 0 | 0 | 1656156.4033 | 0
4422 | 1459.4151 | 0 | 0 | 0 | 0 | 1766.15 | 0 | 0 | 0 | 1736703.9607 | 0
4423 | 1333.7106 | 318.3497 | 318.3497 | 309.9009 | 309.9009 | 1716.35 | 557788.3031 | 111564.3082 | 50606.8098 | 1876643.3008 | 84856.4504
4424 | 1049.1048 | 1049.2498 | 1049.2498 | 1021.4032 | 1021.4032 | 1639.75 | 1756411.4062 | 367705.1666 | 166795.1492 | 50776.9987 | 355207.2205
4425 | 1288.2412 | 1340.7713 | 1340.7713 | 1305.188 | 1288.2412 | 1838.75 | 2489074.9245 | 463766.8226 | 210369.7837 | 0 | 207728.8613
4426 | 1625.402 | 1691.6807 | 1691.6807 | 1646.7844 | 1625.402 | 1814.5 | 3098068.7054 | 585144.7114 | 265428.1427 | 0 | 301512.0665
4427 | 1252.525 | 1303.599 | 1303.599 | 1269.0021 | 1252.525 | 1636.35 | 2165050.3562 | 450909.0166 | 204537.34 | 0 | 455480.7163
4428 | 1499.6906 | 1560.8436 | 1560.8436 | 1519.4197 | 1499.6906 | 1304.5 | 2063363.2006 | 539888.6153 | 244899.4747 | 0 | 1043034.395
4429 | 1174.5986 | 1222.4943 | 1222.4943 | 1190.05 | 1174.5986 | 1104.25 | 1361350.6708 | 422855.5082 | 191811.9569 | 0 | 1052146.1585
4430 | 1162.5522 | 1209.9582 | 1209.9582 | 1177.8466 | 1162.5522 | 1402.45 | 1716886.6565 | 418518.8078 | 189844.7814 | 0 | 694683.0934
4431 | 1383.5979 | 1440.0167 | 1440.0167 | 1401.7994 | 1383.5979 | 1559.75 | 2275130.3969 | 498095.2289 | 225941.5302 | 0 | 609128.957
4432 | 1184.4607 | 102.1824 | 102.1824 | 99.4706 | 99.4706 | 1680.95 | 176685.0288 | 35809.4012 | 16243.5423 | 1988786.9964 | 30636.1382
4433 | 1396.2434 | 833.2875 | 833.2875 | 811.1725 | 811.1725 | 1901.9 | 1628706.6091 | 292022.1126 | 132464.475 | 1072434.925 | 76817.8917
4434 | 1222.7384 | 1136.1661 | 1136.1661 | 1106.0128 | 1106.0128 | 1617.55 | 1889213.8974 | 398164.6224 | 180611.8968 | 213958.0232 | 33969.9739
4435 | 1330.2572 | 1384.5006 | 1384.5006 | 1347.7567 | 1330.2572 | 1715 | 2413256.1042 | 478892.5931 | 217231.0012 | 0 | 379123.245
4436 | 1078.8483 | 1122.84 | 1122.84 | 1093.0404 | 1078.8483 | 1787 | 2037199.0609 | 388385.374 | 176175.921 | 0 | 229794.624
4437 | 1160.349 | 1207.6643 | 1207.6643 | 1175.6136 | 1160.349 | 1525.7 | 1872622.2269 | 417725.6263 | 189484.9855 | 0 | 550353.5127
4438 | 1320.5876 | 1374.4373 | 1374.4373 | 1337.9605 | 1320.5876 | 1219.7 | 1700528.3954 | 475411.5461 | 215651.9597 | 0 | 1030454.5261
4439 | 1039.4793 | 1081.8656 | 1081.8656 | 1053.1535 | 1039.4793 | 1246.25 | 1368967.6173 | 374212.5401 | 169746.9661 | 0 | 783507.2962
4440 | 1082.9924 | 1127.1529 | 1127.1529 | 1097.2389 | 1082.9924 | 1231.1 | 1411313.6796 | 389877.251 | 176852.653 | 0 | 359476.8969
4441 | 1015.996 | 0 | 0 | 0 | 0 | 703.55 | 0 | 0 | 0 | 1209035.2709 | 0
4442 | 1259.1168 | 0 | 0 | 0 | 0 | 1040.6 | 0 | 0 | 0 | 1498348.9456 | 0
4443 | 955.2158 | 0 | 0 | 0 | 0 | 1194.55 | 0 | 0 | 0 | 1136706.8519 | 0
4444 | 1254.9727 | 0 | 0 | 0 | 0 | 1232.7 | 0 | 0 | 0 | 1493417.4618 | 0
4445 | 1275.6932 | 0 | 0 | 0 | 0 | 1228.4 | 0 | 0 | 0 | 1518074.8771 | 0
4446 | 932.4233 | 0 | 0 | 0 | 0 | 1301.45 | 0 | 0 | 0 | 1109583.6949 | 0
4447 | 1058.1277 | 1101.274 | 1101.274 | 1072.0468 | 1058.1277 | 1233.2 | 1379145.3821 | 380925.9878 | 172792.2606 | 0 | 811372.3541
4448 | 793.1348 | 825.4755 | 825.4755 | 803.5678 | 793.1348 | 1141.9 | 958688.11 | 285528.5195 | 129518.909 | 0 | 680588.2854
4449 | 1186.5863 | 1234.9712 | 1234.9712 | 1202.1957 | 1186.5863 | 1379.3 | 1734193.7 | 427171.0741 | 193769.5456 | 0 | 736514.127
4450 | 1347.1392 | 1402.071 | 1402.071 | 1364.8608 | 1347.1392 | 1281.25 | 1825917.1024 | 484970.1278 | 219987.8385 | 0 | 968256.1563
4451 | 1551.5661 | 1707.0727 | 1614.8339 | 1661.7679 | 1551.5661 | 1123.95 | 1843246.262 | 558563.8104 | 253370.7507 | 0 | 1359249.5169
4452 | 1023.2024 | 1970.7296 | 1064.9249 | 1918.4275 | 1023.2024 | 742.75 | 803629.6271 | 368352.8816 | 167088.9599 | 0 | 1286421.279
4453 | 1250.4936 | 1301.4851 | 1301.4851 | 1266.9444 | 1250.4936 | 390.75 | 517093.5148 | 450177.6859 | 204205.6003 | 0 | 2012356.7807
4454 | 1279.245 | 1773.568 | 1331.4085 | 1726.4984 | 1279.245 | 779.15 | 1053599.6741 | 460528.2058 | 208900.7111 | 0 | 1561766.2778
4455 | 790.3815 | 2383.2758 | 822.6102 | 2320.025 | 790.3815 | 1149.25 | 960504.5712 | 284537.3536 | 129069.3051 | 0 | 672417.0932
4456 | 1057.9646 | 1925.7712 | 1101.1054 | 1874.6622 | 1057.9646 | 1235.75 | 1385163.4006 | 380867.2452 | 172765.6143 | 0 | 808549.4226
4457 | 1309.8432 | 573.8698 | 573.8698 | 558.6396 | 558.6396 | 1530.4 | 904533.4196 | 201110.2425 | 91225.8406 | 1376956.2253 | 253244.4792
4458 | 1349.9434 | 228.3214 | 228.3214 | 222.2619 | 222.2619 | 1377.6 | 323612.2101 | 80014.2923 | 36295.372 | 2067040.1858 | 133540.8992
4459 | 1201.79 | 1250.7951 | 1250.7951 | 1217.5997 | 1201.79 | 1251.8 | 1591135.7072 | 432644.3986 | 196252.3063 | 0 | 899179.275
4460 | 1417.2834 | 1475.0753 | 1475.0753 | 1435.9276 | 1417.2834 | 1482.7 | 2222646.7444 | 510222.015 | 231442.3751 | 0 | 733160.4959
4461 | 1335.092 | 1389.5328 | 1389.5328 | 1352.6553 | 1335.092 | 1261.4 | 1783745.3723 | 480633.1164 | 218020.522 | 0 | 986098.9438
4462 | 1290.1975 | 1342.8081 | 1342.8081 | 1307.1707 | 1290.1975 | 1113.6 | 1521569.852 | 464471.113 | 210689.2576 | 0 | 1143631.0959
4463 | 1175.544 | 1223.4789 | 1223.4789 | 1191.0085 | 1175.544 | 697.5 | 868203.3452 | 423195.8429 | 191966.3365 | 0 | 1531146.06
4464 | 1105.7849 | 0 | 0 | 0 | 0 | 353.45 | 0 | 0 | 0 | 2026903.7822 | 0
4465 | 1215.6037 | 0 | 0 | 0 | 0 | 1038.65 | 0 | 0 | 0 | 2228201.5344 | 0
4466 | 895.1263 | 0 | 0 | 0 | 0 | 1018.7 | 0 | 0 | 0 | 1640766.5851 | 0
4467 | 966.2668 | 0 | 0 | 0 | 0 | 1133.05 | 0 | 0 | 0 | 1771167.0158 | 0
4468 | 1008.3985 | 183.3235 | 183.3235 | 178.4582 | 178.4582 | 1126.15 | 212909.1607 | 64244.9377 | 29142.2176 | 1521280.6481 | 0
4469 | 1040.17 | 1082.5848 | 1082.5848 | 1053.8536 | 1040.17 | 1121.45 | 1234621.1528 | 374461.1863 | 169859.7548 | 0 | 0
4470 | 973.1736 | 1012.8569 | 1012.8569 | 985.9762 | 973.1736 | 1119.95 | 1153139.6108 | 350342.5045 | 158919.2527 | 0 | 832327.5286
4471 | 1027.7377 | 1069.6459 | 1069.6459 | 1041.258 | 1027.7377 | 1187.35 | 1288769.1634 | 369985.5547 | 167829.5586 | 0 | 835191.0029
4472 | 181.6015 | 189.0061 | 189.0061 | 183.99 | 181.6015 | 1032.25 | 197759.7304 | 65376.547 | 29655.5281 | 0 | 175744.3678
4473 | 87.356 | 90.9181 | 90.9181 | 88.5052 | 87.356 | 1144.05 | 105640.5264 | 31448.1505 | 14265.2305 | 0 | 74772.3457
4474 | 0 | 0 | 0 | 0 | 0 | 993.7 | 0 | 0 | 0 | 0 | 0
4475 | 0 | 594.5437 | 0 | 578.7649 | 0 | 392.45 | 0 | 0 | 0 | 0 | 0
4476 | 0 | 1095.1439 | -0.0010408 | 1066.0793 | 0 | 386 | 0 | 0 | 0 | 0 | 0
4477 | 0 | 1199.5463 | 0 | 1167.7109 | 0 | 390.75 | 0 | 0 | 0 | 0 | 0
4478 | 0 | 2826.3335 | 0 | 2751.3241 | 0 | 422.4 | 0 | 0 | 0 | 0 | 0
4479 | 0 | 2023.7738 | 0 | 1970.064 | 0 | 435.75 | 0 | 0 | 0 | 0 | 0
4480 | 0 | 1792.4195 | 0 | 1744.8497 | 0 | 1032.75 | 0 | 0 | 0 | 0 | 0
4481 | 0 | 1284.7245 | 0 | 1250.6286 | 0 | 1492.9 | 0 | 0 | 0 | 0 | 0
4482 | 0 | 350.0642 | 0 | 340.7737 | 0 | 1141.6 | 0 | 0 | 0 | 0 | 0
4483 | 0 | 0 | 0 | 0 | 0 | 1128.25 | 0 | 0 | 0 | 0 | 0
4484 | 0 | 0 | 0 | 0 | 0 | 1483.7 | 0 | 0 | 0 | 0 | 0
4485 | 118.7976 | 123.6422 | 123.6422 | 120.3608 | 118.7976 | 1525.7 | 191914.4548 | 42767.1474 | 19399.6533 | 0 | 56345.7168
4486 | 193.3915 | 201.2769 | 201.2769 | 195.9351 | 193.3915 | 1541.6 | 315573.545 | 69620.9377 | 31580.8309 | 0 | 88650.4344
4487 | 241.0487 | 250.8782 | 250.8782 | 244.22 | 241.0487 | 1497 | 381320.7473 | 86777.526 | 39363.25 | 0 | 121247.4876
4488 | 237.5953 | 247.2834 | 247.2834 | 240.7206 | 237.5953 | 1129 | 284005.943 | 85534.2949 | 38799.3065 | 0 | 206945.245
4489 | 234.8325 | 244.4087 | 244.4087 | 237.9223 | 234.8325 | 1462.45 | 363513.6256 | 84539.7101 | 38348.1518 | 0 | 126234.2254
4490 | 251.4089 | 261.6607 | 261.6607 | 254.7163 | 251.4089 | 1299.15 | 345854.522 | 90507.219 | 41055.0802 | 0 | 176199.9569
4491 | 171.9803 | 178.9928 | 178.9928 | 174.2424 | 171.9803 | 1313.7 | 238775.5085 | 61912.9053 | 28084.3818 | 0 | 118029.874
4492 | 178.8871 | 186.1814 | 186.1814 | 181.2403 | 178.8871 | 1421.25 | 268723.6458 | 64399.3674 | 29212.2686 | 0 | 103530.8513
4493 | 246.5742 | 256.6285 | 256.6285 | 249.8177 | 246.5742 | 1412.65 | 367838.6576 | 88766.6956 | 40265.5594 | 0 | 144825.2389
4494 | 227.9257 | 237.2201 | 237.2201 | 230.9244 | 227.9257 | 1360.8 | 327468.688 | 82053.248 | 37220.265 | 0 | 145690.1004
4495 | 274.8922 | 286.1012 | 286.1012 | 278.5082 | 274.8922 | 1108.4 | 321751.8055 | 98961.1901 | 44889.8954 | 0 | 245093.7072
4496 | 119.5695 | 124.4457 | 124.4457 | 121.143 | 119.5695 | 1029.4 | 130001.4835 | 43045.0096 | 19525.6946 | 0 | 116054.1286
4497 | 639.3445 | 767.3169 | 665.4144 | 746.9527 | 639.3445 | 962.3 | 649236.2554 | 230164.0228 | 104404.9581 | 0 | 663447.7957
4498 | 1147.0671 | 3226.7692 | 1193.8407 | 3141.1325 | 1147.0671 | 372.95 | 450943.3254 | 412944.1596 | 187316.0591 | 0 | 1866335.5413
4499 | 1141.3284 | 3695.1583 | 1187.8687 | 3597.0908 | 1141.3284 | 382.75 | 459980.0494 | 410878.2208 | 186378.9263 | 0 | 1845813.3403
4500 | 1174.7929 | 2901.0925 | 1222.6973 | 2824.099 | 1174.7929 | 385.35 | 477256.4137 | 422925.44 | 191843.6788 | 0 | 1896879.3382
4501 | 1161.3384 | 3927.3525 | 1208.6936 | 3823.1227 | 1161.3384 | 393.3 | 481427.3549 | 418081.8121 | 189646.5553 | 0 | 1865922.3543
4502 | 906.2351 | 2078.0285 | 943.1884 | 2022.8787 | 906.2351 | 778 | 745345.1771 | 326244.6466 | 147988.1966 | 0 | 1107419.3281
4503 | 844.8066 | 879.2545 | 879.2545 | 855.9195 | 844.8066 | 1228.9 | 1094962.3675 | 304130.3638 | 137956.9122 | 0 | 651429.9066
4504 | 961.5296 | 1497.4998 | 1000.7371 | 1457.757 | 961.5296 | 1128.55 | 1143768.0453 | 346150.6402 | 157017.7765 | 0 | 837924.9318
4505 | 1098.1261 | 38.2028 | 38.2028 | 37.1889 | 37.1889 | 1365.75 | 53582.0203 | 13387.9942 | 6072.9429 | 1944697.9596 | 22769.575
4506 | 934.1267 | 46.4051 | 46.4051 | 45.1735 | 45.1735 | 1262.05 | 60331.5555 | 16262.4774 | 7376.8405 | 1629451.0759 | 32180.5236
4507 | 1015.996 | 1057.4251 | 1057.4251 | 1029.3616 | 1015.996 | 1113.5 | 1200258.6625 | 365758.5694 | 165912.151 | 0 | 900680.454
4508 | 813.6256 | 846.8031 | 846.8031 | 824.3294 | 813.6256 | 1518.35 | 1308240.8792 | 292905.2308 | 132865.0672 | 0 | 391882.7901
4509 | 770.8032 | 802.2339 | 802.2339 | 780.943 | 770.8032 | 1667.95 | 1361495.7454 | 277489.166 | 125872.1689 | 0 | 255945.1361
4510 | 861.9735 | 897.1225 | 897.1225 | 873.3134 | 861.9735 | 1900 | 1732331.4836 | 310310.4653 | 140760.2749 | 0 | 86197.3515
4511 | 1115.4545 | 1160.9397 | 1160.9397 | 1130.129 | 1115.4545 | 1897 | 2234514.8699 | 401563.6229 | 182153.7212 | 0 | 114891.8143
4512 | 933.114 | 780.7023 | 780.7023 | 759.9829 | 759.9829 | 1874.35 | 1505275.3096 | 273593.8337 | 124105.2029 | 317349.28 | 35773.9372
4513 | 1098.8781 | 0 | 0 | 0 | 0 | 1809.85 | 0 | 0 | 0 | 1307664.9319 | 0
4514 | 1076.0855 | 0 | 0 | 0 | 0 | 1777.2 | 0 | 0 | 0 | 1280541.7748 | 0
4515 | 1114.0731 | 0 | 0 | 0 | 0 | 1612.4 | 0 | 0 | 0 | 1325747.0366 | 0
4516 | 739.0318 | 0 | 0 | 0 | 0 | 1510.85 | 0 | 0 | 0 | 879447.8174 | 0
4517 | 871.6431 | 0 | 0 | 0 | 0 | 1545.35 | 0 | 0 | 0 | 1037255.2763 | 0
4518 | 1126.5055 | 0 | 0 | 0 | 0 | 1580.15 | 0 | 0 | 0 | 1340541.4867 | 0
4519 | 891.6729 | 928.0326 | 928.0326 | 903.4031 | 891.6729 | 1363.4 | 1285738.4231 | 321002.2521 | 145610.1883 | 0 | 567638.9825
4520 | 1175.0536 | 1222.9689 | 1222.9689 | 1190.512 | 1175.0536 | 534.65 | 663498.3867 | 423019.3039 | 191886.2565 | 0 | 1721863.9135
4521 | 977.329 | 1017.1813 | 1017.1813 | 990.1859 | 977.329 | 302.05 | 311663.6089 | 351838.4222 | 159597.8176 | 0 | 1659455.6915
4522 | 1380.4794 | 1436.7705 | 1436.7705 | 1398.6394 | 1380.4794 | 312.45 | 454061.2957 | 496972.5912 | 225432.2893 | 0 | 2329627.3364
4523 | 1327.1344 | 1381.2503 | 1381.2503 | 1344.5926 | 1327.1344 | 324.8 | 453384.1684 | 477768.4013 | 216721.0554 | 0 | 2223214.8768
4524 | 1231.0111 | 1281.2077 | 1281.2077 | 1247.2051 | 1231.0111 | 327.55 | 424305.774 | 443163.9982 | 201024.1136 | 0 | 2058804.3469
4525 | 1202.3589 | 1298.3763 | 1251.3863 | 1263.9181 | 1202.3589 | 331.8 | 420239.0155 | 432849.2209 | 196345.216 | 0 | 2005775.1954
4526 | 1118.7189 | 1164.3368 | 1164.3368 | 1133.4359 | 1118.7189 | 342.7 | 404684.7521 | 402738.7871 | 182686.7887 | 0 | 1854052.7551
4527 | 1397.5799 | 1454.5688 | 1454.5688 | 1415.9654 | 1397.5799 | 342.4 | 505319.4803 | 503128.7604 | 228224.796 | 0 | 2316628.4257
4528 | 1387.754 | 1432.4076 | 1432.4076 | 1394.3923 | 1387.754 | 327.9 | 480129.9815 | 499591.4573 | 226620.236 | 0 | 2250750.2702
4529 | 1404.902 | 55.6451 | 55.6451 | 54.1683 | 54.1683 | 318.5 | 18252.6783 | 19500.6023 | 8845.6899 | 2475894.8046 | 87927.3165
4530 | 1178.5865 | 143.725 | 143.725 | 139.9106 | 139.9106 | 610.15 | 90299.6868 | 50367.8328 | 22847.4086 | 1903892.7844 | 187715.9207
4531 | 1232.8708 | 1283.1435 | 1283.1435 | 1249.0896 | 1232.8708 | 1126.45 | 1474355.5661 | 443833.4779 | 201327.7971 | 0 | 1076974.2629
4532 | 1013.2333 | 1054.5494 | 1054.5494 | 1026.5622 | 1013.2333 | 1447.8 | 1554102.1329 | 364763.9844 | 165460.9963 | 0 | 559507.2626
4533 | 1301.9392 | 1355.0279 | 1355.0279 | 1319.0662 | 1301.9392 | 1574 | 2169337.4593 | 468698.0987 | 212606.6653 | 0 | 554626.014
4534 | 1252.9006 | 1303.9903 | 1303.9903 | 1269.3831 | 1252.9006 | 1709.55 | 2266390.8175 | 451044.2178 | 204598.6688 | 0 | 363904.9807
4535 | 1488.4238 | 1549.1172 | 1549.1172 | 1508.0044 | 1488.4238 | 1812.35 | 2853007.2359 | 535832.5741 | 243059.6093 | 0 | 279302.7293
4536 | 1379.9864 | 0 | 0 | 0 | 0 | 1780.3 | 0 | 0 | 0 | 2529515.1519 | 0
4537 | 1263.2609 | 0 | 0 | 0 | 0 | 1451.4 | 0 | 0 | 0 | 1503280.4282 | 0
4538 | 1365.4821 | 0 | 0 | 0 | 0 | 1552.95 | 0 | 0 | 0 | 1624923.6776 | 0
4539 | 1331.6386 | 0 | 0 | 0 | 0 | 1494.45 | 0 | 0 | 0 | 1584649.8995 | 0
4540 | 1141.0098 | 0 | 0 | 0 | 0 | 1412.05 | 0 | 0 | 0 | 1357801.6775 | 0
4541 | 1093.3526 | 0 | 0 | 0 | 0 | 1407.85 | 0 | 0 | 0 | 1301089.6214 | 0
4542 | 949.6904 | 0 | 0 | 0 | 0 | 1485.15 | 0 | 0 | 0 | 1130131.5411 | 0
4543 | 966.9575 | 342.5623 | 342.5623 | 333.4709 | 333.4709 | 1522.45 | 537492.9898 | 120049.5231 | 54455.7976 | 1161180.8844 | 153729.5531
4544 | 843.7136 | 878.118 | 878.118 | 854.8132 | 843.7136 | 1521.55 | 1361201.9666 | 303736.8812 | 137778.4242 | 0 | 403674.4849
4545 | 1005.3405 | 1046.3356 | 1046.3356 | 1018.5664 | 1005.3405 | 1874.75 | 1994623.0917 | 361922.58 | 164172.1037 | 0 | 125918.835
4546 | 1563.6281 | 1627.3877 | 1627.3877 | 1584.1978 | 1563.6281 | 1879.5 | 3106157.5444 | 562906.1056 | 255340.464 | 0 | 188417.174
4547 | 1371.9495 | 1646.9533 | 1427.8927 | 1603.2441 | 1371.9495 | 1640.85 | 2382248.4456 | 493901.8103 | 224039.3489 | 0 | 492735.6532
4548 | 1263.6571 | 1315.1849 | 1315.1849 | 1280.2806 | 1263.6571 | 1451.8 | 1938905.4323 | 454916.5718 | 206355.2116 | 0 | 692736.7674
4549 | 1241.5078 | 882.9003 | 882.9003 | 859.4686 | 859.4686 | 1107.25 | 1003934.1591 | 309408.7059 | 140351.2269 | 700277.7555 | 740696.82
4550 | 1242.3884 | 397.4404 | 397.4404 | 386.8925 | 386.8925 | 1718.3 | 702032.9251 | 139281.3151 | 63179.5521 | 1568123.9006 | 105210.1611
4551 | 1546.4283 | 399.6656 | 399.6656 | 389.0587 | 389.0587 | 1802.25 | 739451.1064 | 140061.1203 | 63533.2804 | 2121458.5637 | 74269.7585
4552 | 1391.9206 | 215.8904 | 215.8904 | 210.1608 | 210.1608 | 1848.45 | 410270.6927 | 75657.8873 | 34319.2583 | 2166165.7153 | 30746.0093
4553 | 1102.5551 | 130.6352 | 130.6352 | 127.1682 | 127.1682 | 1898.7 | 255079.2729 | 45780.5499 | 20766.5661 | 1787884.2403 | 12435.6893
4554 | 1208.6278 | 502.5214 | 502.5214 | 489.1847 | 489.1847 | 1705.25 | 880603.5977 | 176106.5056 | 79883.8677 | 1318739.0723 | 33483.0105
4555 | 1185.9043 | 1234.2614 | 1234.2614 | 1201.5047 | 1185.9043 | 1678.6 | 2108704.4015 | 426925.5358 | 193658.1666 | 0 | 381149.5456
4556 | 1010.4706 | 1051.6748 | 1051.6748 | 1023.7639 | 1010.4706 | 1863.7 | 1992838.7691 | 363769.3994 | 165009.8415 | 0 | 137727.1365
4557 | 1031.1911 | 1073.2397 | 1073.2397 | 1044.7565 | 1031.1911 | 1786.3 | 1949344.276 | 371228.7859 | 168393.5021 | 0 | 220365.5167
4558 | 1206.6248 | 1255.8273 | 1255.8273 | 1222.4983 | 1206.6248 | 1887.2 | 2405618.4343 | 434384.9222 | 197041.8272 | 0 | 136107.2756
4559 | 1274.3118 | 1326.2744 | 1326.2744 | 1291.0758 | 1274.3118 | 1882 | 2530450.8719 | 458752.2502 | 208095.1179 | 0 | 150368.7931
4560 | 1225.2732 | 1275.2357 | 1275.2357 | 1241.3916 | 1225.2732 | 1802.45 | 2330811.6648 | 441098.3696 | 200087.1216 | 0 | 155409.8193
4561 | 1292.9603 | 0 | 0 | 0 | 0 | 1283.9 | 0 | 0 | 0 | 1538622.7237 | 0
4562 | 1131.3402 | 0 | 0 | 0 | 0 | 1248.25 | 0 | 0 | 0 | 1346294.8832 | 0
4563 | 1158.2769 | 0 | 0 | 0 | 0 | 1354.35 | 0 | 0 | 0 | 1378349.5229 | 0
4564 | 1222.5105 | 0 | 0 | 0 | 0 | 1302.55 | 0 | 0 | 0 | 1454787.5105 | 0
4565 | 826.7486 | 0 | 0 | 0 | 0 | 1332.75 | 0 | 0 | 0 | 983830.8761 | 0
4566 | 1008.3985 | 0 | 0 | 0 | 0 | 1406.35 | 0 | 0 | 0 | 1199994.2186 | 0
4567 | 964.1947 | 1003.5107 | 1003.5107 | 976.8781 | 964.1947 | 1375.55 | 1404548.5892 | 347110.1038 | 157452.9998 | 0 | 602090.9433
4568 | 949.7888 | 988.5183 | 988.5183 | 962.2836 | 949.7888 | 1237.05 | 1242379.2947 | 341923.9655 | 155100.5099 | 0 | 724640.7546
4569 | 1299.4648 | 1352.453 | 1352.453 | 1316.5596 | 1299.4648 | 1567.25 | 2152075.4194 | 467807.3237 | 212202.5999 | 0 | 562343.387
4570 | 1185.0608 | 1233.384 | 1233.384 | 1200.6506 | 1185.0608 | 1483.6 | 1855647.2645 | 426621.8768 | 193520.4236 | 0 | 611965.3811
4571 | 1494.3067 | 1555.24 | 1555.24 | 1513.9648 | 1494.3067 | 1230.05 | 1944454.6415 | 537950.4181 | 244020.2869 | 0 | 1150541.4568
4572 | 1253.3755 | 1304.4847 | 1304.4847 | 1269.8643 | 1253.3755 | 1304.3 | 1728223.086 | 451215.1624 | 204676.2111 | 0 | 871973.3013
4573 | 1225.6264 | 1275.6031 | 1275.6031 | 1241.7493 | 1225.6264 | 1309.05 | 1694300.2225 | 441225.49 | 200144.7848 | 0 | 846846.2847
4574 | 1352.7545 | 1407.916 | 1407.916 | 1370.5507 | 1352.7545 | 1670.8 | 2387575.1269 | 486991.6214 | 220904.8105 | 0 | 445326.7827
4575 | 1293.0716 | 1345.7993 | 1345.7993 | 1310.0825 | 1293.0716 | 1597.15 | 2181136.6646 | 465505.7922 | 211158.5996 | 0 | 520913.9122
4576 | 998.7617 | 1039.4883 | 1039.4883 | 1011.9009 | 998.7617 | 1525.35 | 1607693.1215 | 359554.2248 | 163097.7914 | 0 | 474062.2578
4577 | 1126.9881 | 725.9595 | 725.9595 | 706.6929 | 706.6929 | 1807.9 | 1350013.8128 | 254409.4573 | 115402.9566 | 770400.9715 | 131050.4279
4578 | 1225.8163 | 130.2334 | 130.2334 | 126.7771 | 126.7771 | 1666.95 | 223234.2439 | 45639.7619 | 20702.7031 | 2014538.8217 | 40759.6582
4579 | 1032.5724 | 1074.677 | 1074.677 | 1046.1556 | 1032.5724 | 1628.6 | 1779913.3678 | 371726.078 | 168619.0793 | 0 | 383497.2408
4580 | 1021.5215 | 1063.1754 | 1063.1754 | 1034.9593 | 1021.5215 | 1833.7 | 1980905.7078 | 367747.7389 | 166814.4605 | 0 | 169878.9423
4581 | 1216.2944 | 1265.8906 | 1265.8906 | 1232.2945 | 1216.2944 | 1791.3 | 2301323.5535 | 437865.9689 | 198620.8687 | 0 | 253840.5578
4582 | 1219.0571 | 1268.7662 | 1268.7662 | 1235.0939 | 1219.0571 | 1887.2 | 2427310.6373 | 438860.5538 | 199072.0235 | 0 | 137509.6296
4583 | 1163.1117 | 1210.54 | 1210.54 | 1178.4129 | 1163.1117 | 1882 | 2308698.7129 | 418720.2113 | 189936.1403 | 0 | 137247.1804
4584 | 1101.6408 | 0 | 0 | 0 | 0 | 1754.55 | 0 | 0 | 0 | 2019307.6414 | 0
4585 | 1022.2122 | 0 | 0 | 0 | 0 | 1305.2 | 0 | 0 | 0 | 1216432.4954 | 0
4586 | 1254.9727 | 0 | 0 | 0 | 0 | 1243.95 | 0 | 0 | 0 | 1493417.4618 | 0
4587 | 1133.4123 | 0 | 0 | 0 | 0 | 1123.75 | 0 | 0 | 0 | 1348760.6251 | 0
4588 | 973.1736 | 0 | 0 | 0 | 0 | 1002.05 | 0 | 0 | 0 | 1158076.612 | 0
4589 | 1258.4261 | 0 | 0 | 0 | 0 | 1114.6 | 0 | 0 | 0 | 1497527.0316 | 0
4590 | 1203.862 | 0 | 0 | 0 | 0 | 1351.15 | 0 | 0 | 0 | 1432595.8371 | 0
4591 | 1112.6918 | 211.8189 | 211.8189 | 206.1973 | 206.1973 | 1322.95 | 289453.9138 | 74231.0406 | 33672.0248 | 1661604.303 | 134767.4795
4592 | 1002.4448 | 443.0961 | 443.0961 | 431.3366 | 431.3366 | 1237.05 | 564935.028 | 155281.1827 | 70437.2698 | 1046841.3093 | 317682.4617
4593 | 715.8188 | 745.0078 | 745.0078 | 725.2357 | 715.8188 | 1614.75 | 1220964.8815 | 257694.7524 | 116893.203 | 0 | 275769.176
4594 | 888.077 | 924.2899 | 924.2899 | 899.7598 | 888.077 | 1633.7 | 1532634.71 | 319707.7378 | 145022.9822 | 0 | 325302.6051
4595 | 1386.1353 | 1442.6571 | 1442.6571 | 1404.3698 | 1386.1353 | 1591.45 | 2334974.737 | 499008.6929 | 226355.8876 | 0 | 566305.4542
4596 | 1199.0566 | 1247.9507 | 1247.9507 | 1214.8308 | 1199.0566 | 1339.2 | 1700161.5318 | 431660.3814 | 195805.9452 | 0 | 792336.6112
4597 | 1228.0489 | 1278.1249 | 1278.1249 | 1244.2042 | 1228.0489 | 1166.3 | 1515902.2152 | 442097.6166 | 200540.3911 | 0 | 1023824.3971
4598 | 1402.9448 | 1460.1516 | 1460.1516 | 1421.3999 | 1402.9448 | 1573.3 | 2334268.9341 | 505060.1197 | 229100.8821 | 0 | 598636.5363
4599 | 1345.1535 | 1400.0051 | 1400.0051 | 1362.8497 | 1345.1535 | 1167 | 1657197.1854 | 484255.2701 | 219663.5711 | 0 | 1120512.449
4600 | 1550.7356 | 115.1588 | 115.1588 | 112.1026 | 112.1026 | 1142.95 | 134968.8457 | 40356.9278 | 18306.3509 | 2637014.3178 | 92747.3798
4601 | 1497.0151 | 46.7767 | 46.7767 | 45.5352 | 45.5352 | 1630.3 | 78391.4696 | 16392.6881 | 7435.9055 | 2660562.5049 | 16250.9029
4602 | 1191.2752 | 658.6317 | 658.6317 | 641.1519 | 641.1519 | 1622.05 | 1097870.6556 | 230814.695 | 104700.1103 | 1008375.9472 | 5814.0049
4603 | 1230.7987 | 1280.987 | 1280.987 | 1246.9903 | 1230.7987 | 1600.7 | 2085534.7911 | 443087.5392 | 200989.431 | 0 | 491457.9289
4604 | 1251.5192 | 1302.5519 | 1302.5519 | 1267.9829 | 1251.5192 | 1743.7 | 2307575.7587 | 450546.9257 | 204373.0916 | 0 | 320764.3197
4605 | 1339.2361 | 1393.8457 | 1393.8457 | 1356.8538 | 1339.2361 | 1663.2 | 2356195.5243 | 482124.9938 | 218697.2542 | 0 | 451054.6848
4606 | 1237.0149 | 1287.4565 | 1287.4565 | 1253.2881 | 1237.0149 | 1879.7 | 2457320.278 | 445325.3554 | 202004.5293 | 0 | 148812.8896
4607 | 1361.338 | 1416.849 | 1416.849 | 1379.2466 | 1361.338 | 1882 | 2703462.281 | 490081.6724 | 222306.492 | 0 | 160637.8815
4608 | 1507.763 | 1569.2447 | 1569.2447 | 1527.5978 | 1507.763 | 1489.25 | 2377119.1931 | 542794.6681 | 246217.6925 | 0 | 310420.5705
4609 | 607.8018 | 0 | 0 | 0 | 0 | 1216.05 | 0 | 0 | 0 | 723284.1863 | 0
4610 | 762.515 | 0 | 0 | 0 | 0 | 1388.85 | 0 | 0 | 0 | 907392.8882 | 0
4611 | 928.2792 | 0 | 0 | 0 | 0 | 1391.85 | 0 | 0 | 0 | 1104652.2118 | 0
4612 | 756.9896 | 0 | 0 | 0 | 0 | 1450.05 | 0 | 0 | 0 | 900817.5775 | 0
4613 | 800.5026 | 0 | 0 | 0 | 0 | 1482.85 | 0 | 0 | 0 | 952598.1499 | 0
4614 | 622.3062 | 0 | 0 | 0 | 0 | 1471.35 | 0 | 0 | 0 | 740544.377 | 0
4615 | 551.1658 | 573.6408 | 573.6408 | 558.4167 | 551.1658 | 1445.05 | 843042.5709 | 198419.6725 | 90005.3681 | 0 | 305869.4368
4616 | 537.6301 | 559.5528 | 559.5528 | 544.7026 | 537.6301 | 1297.75 | 740038.8699 | 193546.8285 | 87794.9919 | 0 | 377550.6675
4617 | 520.8758 | 542.1157 | 542.1157 | 527.7282 | 520.8758 | 1524.25 | 841576.0508 | 187515.2931 | 85059.0205 | 0 | 247806.6686
4618 | 948.3591 | 1183.2414 | 987.029 | 1151.8389 | 948.3591 | 1421.1 | 1427390.8041 | 341409.2679 | 154867.0373 | 0 | 549005.0699
4619 | 845.2702 | 1715.2158 | 879.7374 | 1669.6949 | 845.2702 | 1230.05 | 1100901.6967 | 304297.2676 | 138032.6217 | 0 | 650815.781
4620 | 618.959 | 1981.6963 | 644.1971 | 1929.1031 | 618.959 | 1217.25 | 798156.7064 | 222825.2301 | 101076.0002 | 0 | 484490.1356
4621 | 587.2298 | 611.1754 | 611.1754 | 594.9551 | 587.2298 | 1166.3 | 724701.7555 | 211402.7342 | 95894.6291 | 0 | 489573.4985
4622 | 673.7052 | 3775.1909 | 701.1765 | 3674.9994 | 673.7052 | 1456.3 | 1036433.0003 | 242533.8608 | 110016.0541 | 0 | 366293.5003
4623 | 761.9789 | 2177.6516 | 793.0501 | 2119.8579 | 761.9789 | 1344.05 | 1083143.5873 | 274312.4 | 124431.1525 | 0 | 499820.0521
4624 | 727.5949 | 102.1949 | 102.1949 | 99.4827 | 99.4827 | 1329.15 | 139864.4196 | 35813.778 | 16245.5277 | 1151329.6633 | 64425.0797
4625 | 423.3979 | 68.915 | 68.915 | 67.0861 | 67.0861 | 1755.4 | 124355.3856 | 24150.9844 | 10955.1549 | 653119.5294 | 15840.5406
4626 | 585.8407 | 20.6636 | 20.6636 | 20.1152 | 20.1152 | 1721.95 | 36511.756 | 7241.4656 | 3284.8093 | 1036974.8357 | 5399.1749
4627 | 736.9597 | 767.0109 | 767.0109 | 746.6548 | 736.9597 | 1600.7 | 1246629.8397 | 265305.5019 | 120345.5235 | 0 | 294268.0192
4628 | 609.1832 | 634.0235 | 634.0235 | 617.1969 | 609.1832 | 1744.1 | 1124379.1198 | 219305.9538 | 99479.6174 | 0 | 155889.9297
4629 | 715.5485 | 744.7268 | 744.7268 | 724.9622 | 715.5485 | 1485.8 | 1126252.988 | 257597.4695 | 116849.0744 | 0 | 367935.0523
4630 | 707.951 | 736.819 | 736.819 | 717.2642 | 707.951 | 1734.1 | 1296583.2454 | 254862.3613 | 115608.3989 | 0 | 188244.1709
4631 | 652.0056 | 678.5927 | 678.5927 | 660.5832 | 652.0056 | 1865.3 | 1284151.3017 | 234722.0186 | 106472.5157 | 0 | 87825.1553
4632 | 602.2764 | 0 | 0 | 0 | 0 | 1404.95 | 0 | 0 | 0 | 1103972.5789 | 0
4633 | 1192.8111 | 0 | 0 | 0 | 0 | 1751.4 | 0 | 0 | 0 | 2186422.7573 | 0
4634 | 1270.8584 | 188.9187 | 188.9187 | 183.9049 | 183.9049 | 1653.95 | 322324.7 | 66205.7577 | 30031.6673 | 1992385.774 | 0
4635 | 1317.8249 | 1371.5617 | 1371.5617 | 1335.1612 | 1317.8249 | 1614.45 | 2253663.4141 | 474416.9615 | 215200.805 | 0 | 98261.273
4636 | 1299.8671 | 1352.8714 | 1352.8714 | 1316.9669 | 1299.8671 | 1582.55 | 2179738.1809 | 467952.16 | 212268.2992 | 0 | 542629.4792
4637 | 1154.1328 | 1201.1948 | 1201.1948 | 1169.3158 | 1154.1328 | 1484.75 | 1819735.7719 | 415487.8105 | 188469.8874 | 0 | 594666.9288
4638 | 1298.4857 | 1351.4341 | 1351.4341 | 1315.5678 | 1298.4857 | 1528.45 | 2104584.4043 | 467454.8675 | 212042.7218 | 0 | 612300.9521
4639 | 998.7289 | 1039.454 | 1039.454 | 1011.8674 | 998.7289 | 1537.45 | 1625183.705 | 359542.4141 | 163092.4339 | 0 | 461962.0656
4640 | 130.6101 | 135.9359 | 135.9359 | 132.3282 | 130.6101 | 1354.75 | 186920.5804 | 47019.6192 | 21328.6217 | 0 | 84276.1025
4641 | 175.9232 | 381.2615 | 183.0966 | 371.143 | 175.9232 | 1614.75 | 300807.5705 | 63332.3643 | 28728.2642 | 0 | 67774.426
4642 | 234.3197 | 1154.1361 | 243.8748 | 1123.506 | 234.3197 | 1588.1 | 393265.2152 | 84355.0903 | 38264.4062 | 0 | 96516.2825
4643 | 194.8402 | 202.786 | 202.786 | 197.4042 | 194.8402 | 1461.25 | 300806.2176 | 70142.4732 | 31817.4052 | 0 | 104970.1595
4644 | 182.0764 | 189.5015 | 189.5015 | 184.4722 | 182.0764 | 1240 | 238760.3818 | 65547.4913 | 29733.0703 | 0 | 138377.76
4645 | 203.5454 | 211.846 | 211.846 | 206.2237 | 203.5454 | 1082 | 232777.5234 | 73276.3477 | 33238.9655 | 0 | 186854.6867
4646 | 203.7794 | 2424.3178 | 212.0885 | 2359.9777 | 203.7794 | 1543.4 | 332197.7346 | 73360.5767 | 33277.1727 | 0 | 93045.6647
4647 | 223.5096 | 2654.8842 | 232.623 | 2584.425 | 223.5096 | 1558.65 | 368239.2599 | 80463.4663 | 36499.1224 | 0 | 98645.9746
4648 | 227.8445 | 2063.3858 | 237.1358 | 2008.6247 | 227.8445 | 1450.95 | 349505.2382 | 82024.0321 | 37207.0123 | 0 | 125098.0412
4649 | 436.2411 | 454.0295 | 454.0295 | 441.9798 | 436.2411 | 1682.3 | 775446.9944 | 157046.8086 | 71238.1774 | 0 | 138593.8086
4650 | 395.2318 | 411.3483 | 411.3483 | 400.4313 | 395.2318 | 1667.55 | 696234.5428 | 142283.4402 | 64541.3494 | 0 | 131394.8047
4651 | 255.553 | 265.9736 | 265.9736 | 258.9148 | 255.553 | 1628.6 | 440059.7481 | 91999.0963 | 41731.8123 | 0 | 94912.3842
4652 | 228.6164 | 237.9382 | 237.9382 | 231.6235 | 228.6164 | 1848.7 | 446274.7689 | 82301.8942 | 37333.0537 | 0 | 34589.6008
4653 | 206.5145 | 214.935 | 214.935 | 209.2307 | 206.5145 | 1791.3 | 390997.0067 | 74345.2156 | 33723.8159 | 0 | 43099.4718
4654 | 243.8114 | 253.7528 | 253.7528 | 247.0184 | 243.8114 | 1887.2 | 485800.3581 | 87772.1108 | 39814.4047 | 0 | 27501.8808
4655 | 205.1331 | 213.4977 | 213.4977 | 207.8316 | 205.1331 | 1882 | 407385.8662 | 73847.9232 | 33498.2385 | 0 | 24205.694
4656 | 192.7008 | 200.5587 | 200.5587 | 195.236 | 192.7008 | 1862.45 | 378566.9248 | 69372.2915 | 31468.0422 | 0 | 26505.9964
4657 | 223.7816 | 232.9071 | 232.9071 | 226.7259 | 223.7816 | 1850.45 | 437612.8926 | 80561.3708 | 36543.5329 | 0 | 33466.5361
4658 | 188.5567 | 196.2457 | 196.2457 | 191.0375 | 188.5567 | 1641.5 | 327340.9879 | 67880.4143 | 30791.3101 | 0 | 67597.5792
4659 | 172.671 | 179.712 | 179.712 | 174.9425 | 172.671 | 1508.2 | 275969.7155 | 62161.5515 | 28197.1705 | 0 | 84919.5862
4660 | 181.6499 | 189.0571 | 189.0571 | 184.0396 | 181.6499 | 1449.3 | 278803.0563 | 65393.9522 | 29663.4233 | 0 | 100034.5819
4661 | 106.3653 | 110.7022 | 110.7022 | 107.7642 | 106.3653 | 1491.15 | 167760.0876 | 38291.5157 | 17369.457 | 0 | 54123.8302
4662 | 155.4039 | 161.7409 | 161.7409 | 157.4484 | 155.4039 | 1487.2 | 244637.183 | 55945.3964 | 25377.4534 | 0 | 79691.109
4663 | 132.6113 | 138.0185 | 138.0185 | 134.3555 | 132.6113 | 1344.3 | 188564.2018 | 47740.0716 | 21655.4269 | 0 | 86953.2359
4664 | 210.6517 | 219.2417 | 219.2417 | 213.4232 | 210.6517 | 1327.4 | 295189.0678 | 75834.6064 | 34399.4201 | 0 | 141684.323
4665 | 378.0493 | 503.175 | 393.4657 | 489.821 | 378.0493 | 1411.1 | 563760.3665 | 136097.7441 | 61735.4489 | 0 | 222633.2265
4666 | 837.0277 | 3200.2117 | 871.1593 | 3115.2798 | 837.0277 | 1273.7 | 1125403.3234 | 301329.9859 | 136686.6297 | 0 | 607933.2465
4667 | 1269.6825 | 2488.6732 | 1321.4566 | 2422.6252 | 1269.6825 | 1048.75 | 1407364.7464 | 457085.6993 | 207339.1519 | 0 | 1207785.4762
4668 | 1312.5904 | 3388.9628 | 1366.1132 | 3299.0216 | 1312.5904 | 804.1 | 1117684.7805 | 472532.5339 | 214346.0077 | 0 | 1569726.8259
4669 | 1239.8562 | 3307.2754 | 1290.4134 | 3219.5021 | 1239.8562 | 750 | 982445.682 | 446348.2234 | 202468.5135 | 0 | 1549820.22
4670 | 1427.338 | 3683.3996 | 1485.5403 | 3585.6442 | 1427.338 | 1667.8 | 2514823.011 | 513841.6822 | 233084.2964 | 0 | 474161.6856
4671 | 1379.6333 | 3155.4489 | 1435.89 | 3071.705 | 1379.6333 | 1748.9 | 2547028.909 | 496667.9995 | 225294.1231 | 0 | 346425.9297
4672 | 1408.1145 | 2006.5406 | 1465.5324 | 1953.2881 | 1408.1145 | 1690.75 | 2515394.5209 | 506921.2366 | 229945.1054 | 0 | 435459.4234
4673 | 1482.0911 | 1498.857 | 1498.857 | 1459.0782 | 1459.0782 | 1735.5 | 2682478.9249 | 525268.1368 | 238267.4632 | 42182.7395 | 332074.989
4674 | 1357.8284 | 1413.1969 | 1413.1969 | 1375.6914 | 1357.8284 | 1284.6 | 1848713.4894 | 488818.2388 | 221733.3844 | 0 | 219577.722
4675 | 1372.3889 | 1428.3506 | 1428.3506 | 1390.443 | 1372.3889 | 1613.95 | 2355811.6301 | 494060.0116 | 224111.1108 | 0 | 529810.743
4676 | 1344.7616 | 1399.5971 | 1399.5971 | 1362.4525 | 1344.7616 | 1848.75 | 2634785.8457 | 484114.1634 | 219599.5636 | 0 | 203395.1867
4677 | 1383.4399 | 1439.8522 | 1439.8522 | 1401.6394 | 1383.4399 | 1798.65 | 2639931.6967 | 498038.351 | 225915.7298 | 0 | 278555.6166
4678 | 1246.6844 | 1297.5198 | 1297.5198 | 1263.0843 | 1246.6844 | 1900 | 2505171.7531 | 448806.402 | 203583.5707 | 0 | 124668.4
4679 | 1187.2856 | 1235.6997 | 1235.6997 | 1202.9049 | 1187.2856 | 1897 | 2378749.886 | 427422.8282 | 193883.744 | 0 | 122290.4203
4680 | 944.1649 | 982.665 | 982.665 | 956.5856 | 944.1649 | 1879.35 | 1875427.2617 | 339899.3638 | 154182.1281 | 0 | 108878.9034
4681 | 1060.1998 | 0 | 0 | 0 | 0 | 1007.05 | 0 | 0 | 0 | 1261637.7572 | 0
4682 | 1112.0011 | 0 | 0 | 0 | 0 | 1654.3 | 0 | 0 | 0 | 1323281.2959 | 0
4683 | 985.6059 | 0 | 0 | 0 | 0 | 1519.3 | 0 | 0 | 0 | 1172871.0612 | 0
4684 | 1117.5266 | 0 | 0 | 0 | 0 | 1327.55 | 0 | 0 | 0 | 1329856.6064 | 0
4685 | 919.991 | 0 | 0 | 0 | 0 | 1341.4 | 0 | 0 | 0 | 1094789.2456 | 0
4686 | 716.2392 | 0 | 0 | 0 | 0 | 1305.15 | 0 | 0 | 0 | 852324.6604 | 0
4687 | 888.9102 | 925.1569 | 925.1569 | 900.6037 | 888.9102 | 829.25 | 779779.1914 | 320007.6673 | 145159.0335 | 0 | 1040691.3825
4688 | 709.9428 | 738.8912 | 738.8912 | 719.2814 | 709.9428 | 285.05 | 214670.8572 | 255579.3948 | 115933.6532 | 0 | 1217516.3419
4689 | 511.2727 | 532.1211 | 532.1211 | 517.9989 | 511.2727 | 302.05 | 163586.4779 | 184058.1784 | 83490.8348 | 0 | 868115.5114
4690 | 207.6748 | 1162.5248 | 216.1433 | 1131.672 | 207.6748 | 312.45 | 68586.1694 | 74762.9412 | 33913.3008 | 0 | 350461.6708
4691 | 138.7688 | 1670.4592 | 144.4276 | 1626.1262 | 138.7688 | 324.8 | 47615.8642 | 49956.7525 | 22660.938 | 0 | 232465.4217
4692 | 202.4179 | 1932.2937 | 210.672 | 1881.0117 | 202.4179 | 327.55 | 70141.6042 | 72870.4328 | 33054.838 | 0 | 338533.765
4693 | 689.9172 | 1928.2638 | 718.0496 | 1877.0887 | 689.9172 | 331.8 | 242369.1921 | 248370.2088 | 112663.4864 | 0 | 1150919.9511
4694 | 1105.1745 | 2837.6831 | 1150.2395 | 2762.3726 | 1105.1745 | 342.7 | 400740.5855 | 397862.8348 | 180475.0025 | 0 | 1831605.7668
4695 | 1065.5889 | 2244.15 | 1109.0403 | 2184.5915 | 1065.5889 | 342.4 | 388395.8831 | 383611.9885 | 174010.6603 | 0 | 1766320.0894
4696 | 1205.8909 | 1529.2831 | 1255.0623 | 1488.6967 | 1205.8909 | 327.9 | 419878.5966 | 434120.7355 | 196921.9892 | 0 | 2016370.2274
4697 | 1007.9081 | 1049.0073 | 1049.0073 | 1021.1672 | 1007.9081 | 318.5 | 341826.7327 | 362846.9221 | 164591.3955 | 0 | 1694797.302
4698 | 1302.5098 | 1355.6222 | 1355.6222 | 1319.6447 | 1302.5098 | 310.55 | 430803.1429 | 468903.5424 | 212699.8569 | 0 | 2200525.2492
4699 | 973.1736 | 1012.8569 | 1012.8569 | 985.9762 | 973.1736 | 804.1 | 832466.9525 | 350342.5045 | 158919.2527 | 0 | 1163818.3363
4700 | 879.9313 | 915.8118 | 915.8118 | 891.5066 | 879.9313 | 1417.8 | 1326095.4716 | 316775.2666 | 143692.7807 | 0 | 512295.8282
4701 | 879.2406 | 915.0936 | 915.0936 | 890.8075 | 879.2406 | 1338.5 | 1252085.4702 | 316526.6204 | 143579.992 | 0 | 581617.665
4702 | 925.5164 | 963.2556 | 963.2556 | 937.6913 | 925.5164 | 1197.05 | 1176735.6888 | 333185.9162 | 151136.8337 | 0 | 743143.0722
4703 | 1076.0855 | 1119.9653 | 1119.9653 | 1090.2421 | 1076.0855 | 1109 | 1268494.5165 | 387390.789 | 175724.7662 | 0 | 958792.2028
4704 | 1077.4669 | 1121.4026 | 1121.4026 | 1091.6412 | 1077.4669 | 1121.55 | 1286705.1449 | 387888.0815 | 175950.3436 | 0 | 946500.7922
4705 | 1165.8744 | 0 | 0 | 0 | 0 | 1162.5 | 0 | 0 | 0 | 1387390.5753 | 0
4706 | 1019.4494 | 0 | 0 | 0 | 0 | 1018.45 | 0 | 0 | 0 | 1213144.8395 | 0
4707 | 1090.5899 | 0 | 0 | 0 | 0 | 469.95 | 0 | 0 | 0 | 1297801.9655 | 0
4708 | 797.7399 | 0 | 0 | 0 | 0 | 288.55 | 0 | 0 | 0 | 949310.4944 | 0
4709 | 1000.1103 | 0 | 0 | 0 | 0 | 283.85 | 0 | 0 | 0 | 1190131.2522 | 0
4710 | 815.6977 | 533.294 | 533.294 | 519.1407 | 519.1407 | 282.35 | 155912.8909 | 186890.6506 | 84775.6757 | 352902.8262 | 38684.9133
4711 | 1003.5637 | 1044.4861 | 1044.4861 | 1016.766 | 1003.5637 | 638.05 | 680158.3806 | 361282.9374 | 163881.9547 | 0 | 1366802.6279
4712 | 951.6977 | 990.5042 | 990.5042 | 964.2167 | 951.6977 | 675.5 | 683372.1076 | 342611.1615 | 155412.2296 | 0 | 1260523.565
4713 | 1121.6603 | 1167.3977 | 1167.3977 | 1136.4156 | 1121.6603 | 1417.3 | 1680226.9033 | 403797.7091 | 183167.1275 | 0 | 653591.282
4714 | 1083.6407 | 1127.8284 | 1127.8284 | 1097.8965 | 1083.6407 | 1403.2 | 1607831.7242 | 390110.6678 | 176958.5335 | 0 | 646716.352
4715 | 1503.6577 | 1564.9724 | 1564.9724 | 1523.4388 | 1503.6577 | 1381.45 | 2198271.513 | 541316.777 | 245547.3047 | 0 | 930087.0374
4716 | 1480.6329 | 1541.0085 | 1541.0085 | 1500.1109 | 1480.6329 | 1299.3 | 2034170.384 | 533027.8451 | 241787.3531 | 0 | 1037479.4751
4717 | 1652.4707 | 1719.8524 | 1719.8524 | 1674.2085 | 1652.4707 | 937 | 1640546.9445 | 594889.4671 | 269848.4722 | 0 | 1756575.61
4718 | 1615.0866 | 1680.944 | 1680.944 | 1636.3327 | 1615.0866 | 1290.7 | 2207121.1978 | 581431.1803 | 263743.6437 | 0 | 1145580.4998
4719 | 1540.0611 | 1602.8597 | 1602.8597 | 1560.3207 | 1540.0611 | 854.55 | 1392126.1726 | 554421.9863 | 251491.9732 | 0 | 1764062.9561
4720 | 1743.6635 | 1617.8553 | 1617.8553 | 1574.9183 | 1574.9183 | 903.45 | 1507068.4626 | 566970.5752 | 257184.1526 | 309309.9527 | 1667118.9581
4721 | 1217.598 | 613.8231 | 613.8231 | 597.5326 | 597.5326 | 1657.9 | 1048609.1785 | 215111.7224 | 97577.0674 | 1136579.9914 | 197330.8062
4722 | 1425.4723 | 89.4225 | 89.4225 | 87.0493 | 87.0493 | 1855.05 | 170629.5494 | 31337.7397 | 14215.1469 | 2453329.3941 | 12180.4384
4723 | 1408.9952 | 1466.4493 | 1466.4493 | 1427.5305 | 1408.9952 | 1861.7 | 2774741.4524 | 507238.2605 | 230088.9109 | 0 | 194864.0085
4724 | 1178.3067 | 1226.3546 | 1226.3546 | 1193.8078 | 1178.3067 | 1868.7 | 2326719.1108 | 424190.4278 | 192417.4913 | 0 | 154711.6755
4725 | 1460.1058 | 1519.6444 | 1519.6444 | 1479.3139 | 1460.1058 | 1871.3 | 2886455.997 | 525638.0797 | 238435.2734 | 0 | 187915.6135
4726 | 1165.1837 | 1212.6965 | 1212.6965 | 1180.5122 | 1165.1837 | 1887.2 | 2319746.6968 | 419466.1496 | 190274.5062 | 0 | 131432.7269
4727 | 1237.7056 | 1288.1757 | 1288.1757 | 1253.9882 | 1237.7056 | 1882 | 2457198.6375 | 445574.0012 | 202117.3178 | 0 | 146049.256
4728 | 1343.3802 | 259.3574 | 259.3574 | 252.4742 | 252.4742 | 1632.5 | 435381.4983 | 90890.7154 | 41229.0384 | 1999630.6753 | 0
4729 | 1258.4261 | 0 | 0 | 0 | 0 | 926.3 | 0 | 0 | 0 | 1497527.0316 | 0
4730 | 1290.1975 | 0 | 0 | 0 | 0 | 1273.95 | 0 | 0 | 0 | 1535335.0678 | 0
4731 | 1518.8139 | 0 | 0 | 0 | 0 | 1163.75 | 0 | 0 | 0 | 1807388.5517 | 0
4732 | 1493.2586 | 0 | 0 | 0 | 0 | 707.35 | 0 | 0 | 0 | 1776977.74 | 0
4733 | 1221.1291 | 0 | 0 | 0 | 0 | 283.85 | 0 | 0 | 0 | 1453143.6837 | 0
4734 | 1216.2944 | 0 | 0 | 0 | 0 | 1119.95 | 0 | 0 | 0 | 1447390.286 | 0
4735 | 1270.1677 | 1321.9614 | 1321.9614 | 1286.8772 | 1270.1677 | 1126.65 | 1515265.4895 | 457260.3731 | 207418.3859 | 0 | 966228.1524
4736 | 1420.868 | 1478.8064 | 1478.8064 | 1439.5597 | 1420.868 | 1259.05 | 1895138.0649 | 511512.4886 | 232027.7483 | 0 | 1052792.1446
4737 | 1032.7373 | 1074.8487 | 1074.8487 | 1046.3228 | 1032.7373 | 1569.15 | 1714856.5304 | 371785.4424 | 168646.0076 | 0 | 444954.7365
4738 | 983.6487 | 1023.7591 | 1023.7591 | 996.589 | 983.6487 | 1376.2 | 1431386.1989 | 354113.535 | 160629.834 | 0 | 613600.0642
4739 | 1036.9712 | 1079.2554 | 1079.2554 | 1050.6125 | 1036.9712 | 1381.45 | 1516096.1146 | 373309.6435 | 169337.4022 | 0 | 641418.412
4740 | 1264.5447 | 1316.108 | 1316.108 | 1281.1793 | 1264.5447 | 1223.6 | 1636353.487 | 455236.0823 | 206500.1451 | 0 | 981791.9616
4741 | 1287.5099 | 1340.0105 | 1340.0105 | 1304.4474 | 1287.5099 | 740.25 | 1007426.155 | 463503.5687 | 210250.3688 | 0 | 1621939.4627
4742 | 1054.9635 | 1097.981 | 1097.981 | 1068.8412 | 1054.9635 | 1363.2 | 1522437.7503 | 379786.8773 | 172275.5474 | 0 | 671800.7874
4743 | 1243.8855 | 1294.6077 | 1294.6077 | 1260.2495 | 1243.8855 | 1273.35 | 1677398.4076 | 447798.7634 | 203126.4946 | 0 | 716760.2935
4744 | 986.9251 | 1027.1686 | 1027.1686 | 999.9081 | 986.9251 | 1473.45 | 1537882.5783 | 355293.0504 | 161164.8754 | 0 | 425877.8524
4745 | 1104.938 | 1149.9938 | 1149.9938 | 1119.4736 | 1104.938 | 1798.2 | 2103748.2202 | 397777.6735 | 180436.3725 | 0 | 202540.0006
4746 | 1034.1178 | 1076.286 | 1076.286 | 1047.722 | 1034.1178 | 1875.05 | 2052503.464 | 372282.4242 | 168871.4441 | 0 | 61790.8988
4747 | 840.5623 | 874.8374 | 874.8374 | 851.6197 | 840.5623 | 1861.7 | 1656097.95 | 302602.4329 | 137263.8258 | 0 | 116249.7246
4748 | 1201.79 | 1250.7951 | 1250.7951 | 1217.5997 | 1201.79 | 1868.7 | 2376528.1332 | 432644.3986 | 196252.3063 | 0 | 157795.0265
4749 | 714.1672 | 743.2884 | 743.2884 | 723.562 | 714.1672 | 1871.3 | 1415164.0649 | 257100.1771 | 116623.497 | 0 | 91913.2929
4750 | 1128.5775 | 1174.5978 | 1174.5978 | 1143.4246 | 1128.5775 | 1824.7 | 2182328.0976 | 406287.9007 | 184296.7061 | 0 | 197839.6361
4751 | 844.7064 | 879.1504 | 879.1504 | 855.8182 | 844.7064 | 1495.9 | 1339339.0402 | 304094.3101 | 137940.5579 | 0 | 425816.2946
4752 | 1005.6358 | 1046.6426 | 1046.6426 | 1018.8653 | 1005.6358 | 827.95 | 884566.4587 | 362028.8761 | 164220.3208 | 0 | 1178655.4007
4753 | 1029.119 | 0 | 0 | 0 | 0 | 324.9 | 0 | 0 | 0 | 1224651.6338 | 0
4754 | 1085.7551 | 0 | 0 | 0 | 0 | 304.95 | 0 | 0 | 0 | 1292048.569 | 0
4755 | 1188.667 | 0 | 0 | 0 | 0 | 644.95 | 0 | 0 | 0 | 1414513.7324 | 0
4756 | 1035.3352 | 0 | 0 | 0 | 0 | 288.55 | 0 | 0 | 0 | 1232048.8583 | 0
4757 | 943.4742 | 0 | 0 | 0 | 0 | 283.85 | 0 | 0 | 0 | 1122734.3164 | 0
4758 | 1012.5426 | 0 | 0 | 0 | 0 | 282.35 | 0 | 0 | 0 | 1204925.7011 | 0
4759 | 1096.806 | 1141.5302 | 1141.5302 | 1111.2346 | 1096.806 | 289.05 | 334916.4551 | 394850.1755 | 179108.4268 | 0 | 1876580.2257
4760 | 934.3477 | 972.4477 | 972.4477 | 946.6395 | 934.3477 | 318.75 | 314813.5454 | 336365.1688 | 152578.9779 | 0 | 1570872.0555
4761 | 1094.2419 | 1138.8617 | 1138.8617 | 1108.6369 | 1094.2419 | 1281.55 | 1477290.3133 | 393927.0764 | 178689.6988 | 0 | 786158.078
4762 | 1260.8348 | 1312.2478 | 1312.2478 | 1277.4215 | 1260.8348 | 387.2 | 514330.7488 | 453900.5413 | 205894.3289 | 0 | 2033474.4251
4763 | 1083.1262 | 1127.2924 | 1127.2924 | 1097.3747 | 1083.1262 | 392.45 | 447779.2679 | 389925.4266 | 176874.506 | 0 | 1741179.2013
4764 | 1249.8858 | 1300.8513 | 1300.8513 | 1266.3274 | 1249.8858 | 386 | 508131.1205 | 449958.8772 | 204106.3462 | 0 | 2017315.6328
4765 | 1115.5132 | 1161 | 1161 | 1130.1877 | 1115.5132 | 390.75 | 458794.8227 | 401584.7578 | 182163.3082 | 0 | 1795139.6428
4766 | 1150.3401 | 1197.2472 | 1197.2472 | 1165.4729 | 1150.3401 | 422.4 | 512183.3225 | 414122.432 | 187850.5365 | 0 | 1814776.384
4767 | 1467.4236 | 1527.2598 | 1527.2598 | 1486.7272 | 1467.4236 | 435.75 | 676269.3279 | 528272.4863 | 239630.2695 | 0 | 2295417.3241
4768 | 1501.2835 | 1562.5015 | 1562.5015 | 1521.0336 | 1501.2835 | 429.45 | 680712.8422 | 540462.0557 | 245159.5936 | 0 | 2357840.7821
4769 | 1430.4064 | 1243.1767 | 1243.1767 | 1210.1834 | 1210.1834 | 1682.3 | 2146628.6822 | 435666.0332 | 197622.9534 | 403668.6554 | 371149.2126
4770 | 1592.421 | 740.6771 | 740.6771 | 721.02 | 721.02 | 1489.45 | 1133499.1532 | 259567.187 | 117742.5601 | 1597278.0186 | 170178.0577
4771 | 1372.3889 | 1428.3506 | 1428.3506 | 1390.443 | 1372.3889 | 1520.8 | 2202307.2168 | 494060.0116 | 224111.1108 | 0 | 657648.7709
4772 | 1328.8758 | 1383.0633 | 1383.0633 | 1346.3576 | 1328.8758 | 1708.7 | 2394896.0581 | 478395.3006 | 217005.4239 | 0 | 387101.5307
4773 | 1486.3518 | 1546.9607 | 1546.9607 | 1505.9052 | 1486.3518 | 1513.25 | 2374003.4612 | 535086.6358 | 242721.2434 | 0 | 723481.7221
4774 | 1364.1007 | 1419.7247 | 1419.7247 | 1382.0459 | 1364.1007 | 1546.3 | 2223401.5905 | 491076.257 | 222757.6466 | 0 | 618892.4939
4775 | 1410.3765 | 1467.8877 | 1467.8877 | 1428.9307 | 1410.3765 | 722.5 | 1073508.7003 | 507735.553 | 230314.4883 | 0 | 1801756.0247
4776 | 1210.7689 | 1260.1403 | 1260.1403 | 1226.6968 | 1210.7689 | 353.45 | 450871.369 | 435876.7993 | 197718.5592 | 0 | 555335.2116
4777 | 1007.0171 | 0 | 0 | 0 | 0 | 780.95 | 0 | 0 | 0 | 1198350.3906 | 0
4778 | 820.5325 | 0 | 0 | 0 | 0 | 761 | 0 | 0 | 0 | 976433.6514 | 0
4779 | 1060.8905 | 0 | 0 | 0 | 0 | 295.45 | 0 | 0 | 0 | 1262459.6712 | 0
4780 | 1237.7056 | 0 | 0 | 0 | 0 | 288.55 | 0 | 0 | 0 | 1472869.6152 | 0
4781 | 960.7413 | 0 | 0 | 0 | 0 | 283.85 | 0 | 0 | 0 | 1143282.1626 | 0
4782 | 1200.4086 | 0 | 0 | 0 | 0 | 1087.9 | 0 | 0 | 0 | 1428486.2685 | 0
4783 | 1122.3613 | 1168.1273 | 1168.1273 | 1137.1258 | 1122.3613 | 1119.1 | 1330310.8352 | 404050.0849 | 183281.608 | 0 | 988687.8049
4784 | 1070.4651 | 1114.1151 | 1114.1151 | 1084.5471 | 1070.4651 | 318.75 | 360821.6393 | 385367.4306 | 174806.9484 | 0 | 1799719.4242
4785 | 1185.2757 | 1233.6078 | 1233.6078 | 1200.8685 | 1185.2757 | 1191.75 | 1490908.9744 | 426699.2678 | 193555.529 | 0 | 957999.1201
4786 | 1241.5501 | 1292.1764 | 1292.1764 | 1257.8828 | 1241.5501 | 387.2 | 507310.8263 | 446958.0284 | 202745.1279 | 0 | 2002371.84
4787 | 1273.3423 | 1325.2648 | 1325.2648 | 1290.093 | 1273.3423 | 392.45 | 528209.7275 | 458403.2132 | 207936.7909 | 0 | 2046960.9321
4788 | 1429.0673 | 2029.2171 | 1487.3398 | 1975.3628 | 1429.0673 | 386 | 583125.3094 | 514464.2302 | 233366.6911 | 0 | 2306514.6319
4789 | 1265.5332 | 1317.1374 | 1317.1374 | 1282.1813 | 1265.5332 | 390.75 | 521400.6246 | 455591.957 | 206661.5738 | 0 | 2036558.9803
4790 | 1185.2801 | 1233.6119 | 1233.6119 | 1200.8725 | 1185.2801 | 422.4 | 529324.0198 | 426700.822 | 193556.234 | 0 | 1869897.728
4791 | 1296.2238 | 1864.97 | 1349.0809 | 1815.4747 | 1296.2238 | 435.75 | 597260.7565 | 466640.5511 | 211673.3389 | 0 | 2027618.0056
4792 | 1491.7106 | 1757.1913 | 1552.5382 | 1710.5564 | 1491.7106 | 429.45 | 676029.0213 | 537015.8192 | 243596.3424 | 0 | 2342806.097
4793 | 1623.4698 | 752.1631 | 752.1631 | 732.2011 | 732.2011 | 1551.95 | 1198883.7368 | 263592.4119 | 119568.4468 | 1633695.4244 | 316692.0451
4794 | 1365.0331 | 16.3579 | 16.3579 | 15.9238 | 15.9238 | 1461.95 | 24541.0193 | 5732.5534 | 2600.3499 | 2472917.4891 | 8270.9046
4795 | 1483.589 | 1544.085 | 1544.085 | 1503.1058 | 1483.589 | 1424.25 | 2234783.98 | 534092.0508 | 242270.0886 | 0 | 854176.3668
4796 | 1207.3155 | 1256.5454 | 1256.5454 | 1223.1974 | 1207.3155 | 1381.2 | 1762950.5344 | 434633.5685 | 197154.6159 | 0 | 747086.522
4797 | 1394.4908 | 1451.3539 | 1451.3539 | 1412.8357 | 1394.4908 | 1351.3 | 1994858.0295 | 502016.6902 | 227720.3486 | 0 | 904606.1859
4798 | 1198.3366 | 1247.2013 | 1247.2013 | 1214.1013 | 1198.3366 | 834.25 | 1057371.1525 | 431401.1677 | 195688.363 | 0 | 1396960.8646
4799 | 1087.8272 | 1132.1851 | 1132.1851 | 1102.1375 | 1087.8272 | 373 | 429665.4844 | 391617.7747 | 177642.1739 | 0 | 1769894.529
4800 | 982.8432 | 0 | 0 | 0 | 0 | 353.45 | 0 | 0 | 0 | 1801551.5821 | 0
4801 | 1308.846 | 0 | 0 | 0 | 0 | 324.9 | 0 | 0 | 0 | 2399114.7217 | 0
4802 | 1232.1801 | 0 | 0 | 0 | 0 | 304.95 | 0 | 0 | 0 | 2258586.1013 | 0
4803 | 1165.8744 | 0 | 0 | 0 | 0 | 295.45 | 0 | 0 | 0 | 2137047.8357 | 0
4804 | 1230.108 | 0 | 0 | 0 | 0 | 288.55 | 0 | 0 | 0 | 2254788.03 | 0
4805 | 1178.9974 | 1127.2341 | 1127.2341 | 1097.3179 | 1097.3179 | 283.85 | 329210.2712 | 395034.4593 | 179192.02 | 149718.4952 | 0
4806 | 1110.6197 | 1155.9075 | 1155.9075 | 1125.2304 | 1110.6197 | 282.35 | 331166.6895 | 399823.0996 | 181364.2004 | 0 | 1637095.6503
4807 | 929.6605 | 967.5686 | 967.5686 | 941.8898 | 929.6605 | 289.05 | 283354.2835 | 334677.7935 | 151813.5658 | 0 | 1590602.6965
4808 | 777.6212 | 809.3309 | 809.3309 | 787.8517 | 777.6212 | 318.75 | 261421.2382 | 279943.6149 | 126985.5342 | 0 | 1307375.5626
4809 | 947.273 | 985.8998 | 985.8998 | 959.7345 | 947.273 | 368.25 | 368455.9489 | 341018.2717 | 154689.6771 | 0 | 1545712.6802
4810 | 1179.9083 | 1228.0209 | 1228.0209 | 1195.4299 | 1179.9083 | 387.2 | 482934.1282 | 424766.9761 | 192679.02 | 0 | 1902955.6224
4811 | 1059.5877 | 1102.7936 | 1102.7936 | 1073.526 | 1059.5877 | 392.45 | 440479.8895 | 381451.5637 | 173030.6677 | 0 | 1703339.0818
4812 | 1194.5136 | 1243.2225 | 1243.2225 | 1210.228 | 1194.5136 | 386 | 488886.5207 | 430024.9108 | 195064.0776 | 0 | 1927943.982
4813 | 1267.6269 | 1319.3168 | 1319.3168 | 1284.3028 | 1267.6269 | 390.75 | 525412.4841 | 456345.666 | 207003.4646 | 0 | 2039928.5084
4814 | 887.0799 | 923.2523 | 923.2523 | 898.7497 | 887.0799 | 422.4 | 398063.1713 | 319348.7549 | 144860.1435 | 0 | 1399457.2102
4815 | 1241.5596 | 1292.1868 | 1292.1868 | 1257.8929 | 1241.5596 | 435.75 | 574638.3546 | 446961.4474 | 202746.6788 | 0 | 1942108.6657
4816 | 536.721 | 598.2125 | 558.6068 | 582.3362 | 536.721 | 429.45 | 244668.1142 | 193219.5479 | 87646.5338 | 0 | 842947.1138
4817 | 511.4393 | 887.41 | 532.2938 | 863.8586 | 511.4393 | 1357.3 | 734632.8554 | 184118.1643 | 83518.0451 | 0 | 328702.0673
4818 | 220.4508 | 238.0475 | 229.4403 | 231.7299 | 220.4508 | 1747.15 | 407652.6098 | 79362.2745 | 35999.6095 | 0 | 55740.9753
4819 | 219.6375 | 228.5931 | 228.5931 | 222.5264 | 219.6375 | 1786.7 | 415680.8584 | 79069.4936 | 35866.8008 | 0 | 46848.5721
4820 | 234.8325 | 244.4087 | 244.4087 | 237.9223 | 234.8325 | 1863.7 | 463276.9873 | 84539.7101 | 38348.1518 | 0 | 32007.6736
4821 | 155.4039 | 161.7409 | 161.7409 | 157.4484 | 155.4039 | 1743.4 | 286771.3469 | 55945.3964 | 25377.4534 | 0 | 39876.6353
4822 | 212.04 | 220.6863 | 220.6863 | 214.8294 | 212.04 | 1356.25 | 304622.3435 | 76334.3853 | 34626.1253 | 0 | 136500.7237
4823 | 91.1703 | 94.8876 | 94.8876 | 92.3694 | 91.1703 | 373 | 36051.6374 | 32821.2992 | 14888.106 | 0 | 148333.59
4824 | 85.6448 | 89.1373 | 89.1373 | 86.7717 | 85.6448 | 353.45 | 32185.3098 | 30832.1296 | 13985.7965 | 0 | 141018.4526
4825 | 78.738 | 81.9487 | 81.9487 | 79.7738 | 78.738 | 796.15 | 66876.6147 | 28345.6675 | 12857.9097 | 0 | 94788.6995
4826 | 84.9541 | 88.4182 | 88.4182 | 86.0716 | 84.9541 | 719.9 | 65291.4475 | 30583.4834 | 13873.0079 | 0 | 108749.6154
4827 | 77.3566 | 80.5114 | 80.5114 | 78.3746 | 77.3566 | 1218.6 | 100470.5723 | 27848.3751 | 12632.3324 | 0 | 60446.4453
4828 | 82.1914 | 85.5425 | 85.5425 | 83.2722 | 82.1914 | 1209.65 | 105900.0236 | 29588.8985 | 13421.8531 | 0 | 64959.6568
4829 | 78.738 | 81.9487 | 81.9487 | 79.7738 | 78.738 | 1201.55 | 100566.6619 | 28345.6675 | 12857.9097 | 0 | 62868.3284
4830 | 83.5728 | 86.9808 | 86.9808 | 84.6724 | 83.5728 | 1215.3 | 107816.7948 | 30086.1909 | 13647.4305 | 0 | 65579.539
4831 | 66.9963 | 69.7289 | 69.7289 | 67.8784 | 66.9963 | 1198.8 | 85054.233 | 24118.682 | 10940.5021 | 0 | 53677.4667
4832 | 81.1985 | 84.51 | 84.51 | 82.2672 | 81.1985 | 1225.4 | 105519.8058 | 29231.4696 | 13259.7194 | 0 | 62895.9708
4833 | 713.0577 | 982.3351 | 742.1342 | 956.2645 | 713.0577 | 1558.9 | 1175118.6793 | 256700.7892 | 116442.3302 | 0 | 314529.7725
4834 | 1109.9109 | 2689.1237 | 1155.1696 | 2617.7558 | 1109.9109 | 1331.95 | 1563016.8671 | 399567.9262 | 181248.4509 | 0 | 741475.9808
4835 | 1211.7488 | 3309.2841 | 1261.1602 | 3221.4575 | 1211.7488 | 1236.95 | 1586381.1195 | 436229.5662 | 197878.5782 | 0 | 924624.918
4836 | 1105.1884 | 4125.9795 | 1150.254 | 4016.4783 | 1105.1884 | 684.85 | 801965.871 | 397867.8078 | 180477.2584 | 0 | 1453488.4651
4837 | 969.134 | 3241.0226 | 1008.6522 | 3155.0077 | 969.134 | 393.3 | 403062.1804 | 348888.235 | 158259.5799 | 0 | 1557107.5753
4838 | 1192.262 | 2337.7283 | 1240.8786 | 2275.6863 | 1192.262 | 421.3 | 532453.6669 | 429214.3243 | 194696.3866 | 0 | 1882224.0383
4839 | 1204.9136 | 2450.7348 | 1254.0465 | 2385.6936 | 1204.9136 | 427.4 | 545911.4208 | 433768.901 | 196762.3932 | 0 | 1894847.1494
4840 | 1193.8661 | 1965.8078 | 1242.548 | 1913.6363 | 1193.8661 | 864.7 | 1092392.0895 | 429791.805 | 194958.3382 | 0 | 1355396.2117
4841 | 893.7415 | 732.8734 | 732.8734 | 713.4233 | 713.4233 | 1315.5 | 992173.6568 | 256832.3976 | 116502.0292 | 330523.2502 | 471412.412
4842 | 898.8077 | 85.7527 | 85.7527 | 83.4769 | 83.4769 | 1274.35 | 112514.2307 | 30051.6811 | 13631.7764 | 1494501.3481 | 58475.7796
4843 | 882.694 | 918.6874 | 918.6874 | 894.306 | 882.694 | 1433.95 | 1339017.0447 | 317769.8514 | 144143.9354 | 0 | 499648.9387
4844 | 1020.8308 | 1062.4572 | 1062.4572 | 1034.2602 | 1020.8308 | 1540.45 | 1661207.7323 | 367499.0927 | 166701.6718 | 0 | 469122.8001
4845 | 1455.9617 | 1515.3315 | 1515.3315 | 1475.1154 | 1455.9617 | 1279.05 | 1975800.9997 | 524146.2026 | 237758.5414 | 0 | 1049675.5689
4846 | 774.9473 | 806.5469 | 806.5469 | 785.1415 | 774.9473 | 845.7 | 695132.4531 | 278981.0433 | 126548.901 | 0 | 894521.3221
4847 | 1051.2209 | 1094.0864 | 1094.0864 | 1065.05 | 1051.2209 | 388 | 432369.044 | 378439.5258 | 171664.3738 | 0 | 1694568.0989
4848 | 1114.0731 | 0 | 0 | 0 | 0 | 370.35 | 0 | 0 | 0 | 2042096.0656 | 0
4849 | 966.9575 | 0 | 0 | 0 | 0 | 717.05 | 0 | 0 | 0 | 1150679.3873 | 0
4850 | 895.1263 | 0 | 0 | 0 | 0 | 333.2 | 0 | 0 | 0 | 1065200.3471 | 0
4851 | 941.4022 | 0 | 0 | 0 | 0 | 318.4 | 0 | 0 | 0 | 1120268.5749 | 0
4852 | 939.3301 | 0 | 0 | 0 | 0 | 308.05 | 0 | 0 | 0 | 1117802.8334 | 0
4853 | 1111.3104 | 0 | 0 | 0 | 0 | 297.35 | 0 | 0 | 0 | 1322459.382 | 0
4854 | 1126.5055 | 0 | 0 | 0 | 0 | 286.15 | 0 | 0 | 0 | 1340541.4867 | 0
4855 | 1100.2595 | 1077.0479 | 1077.0479 | 1048.4636 | 1048.4636 | 277.35 | 309756.2974 | 377446.8965 | 171214.1061 | 94941.8126 | 1026504.7405
4856 | 882.8235 | 918.8227 | 918.8227 | 894.4377 | 882.8235 | 285.05 | 267345.4113 | 317816.4726 | 144165.0833 | 0 | 1513998.2213
4857 | 886.201 | 922.3374 | 922.3374 | 897.8591 | 886.201 | 302.05 | 283478.3692 | 319032.3525 | 144716.6199 | 0 | 1504724.9528
4858 | 1103.5739 | 1148.5742 | 1148.5742 | 1118.0917 | 1103.5739 | 312.45 | 364794.7004 | 397286.5975 | 180213.6149 | 0 | 1862336.1046
4859 | 1112.4017 | 1157.7611 | 1157.7611 | 1127.0348 | 1112.4017 | 324.8 | 382415.4197 | 400464.6066 | 181655.1952 | 0 | 1863494.1552
4860 | 1166.9312 | 1214.5147 | 1214.5147 | 1182.2821 | 1166.9312 | 327.55 | 404678.9449 | 420095.2248 | 190559.8617 | 0 | 1951634.052
4861 | 990.0065 | 1218.938 | 1030.3753 | 1186.5881 | 990.0065 | 331.8 | 347612.6468 | 356402.3233 | 161668.0539 | 0 | 1651528.7659
4862 | 1284.0444 | 1336.4042 | 1336.4042 | 1300.9368 | 1284.0444 | 342.7 | 466106.4067 | 462255.9862 | 209684.4515 | 0 | 2128046.1212
4863 | 1002.3878 | 1043.2622 | 1043.2622 | 1015.5746 | 1002.3878 | 342.4 | 363924.2237 | 360859.6174 | 163689.932 | 0 | 1661558.0604
4864 | 1384.9171 | 1229.019 | 1229.019 | 1196.4015 | 1196.4015 | 327.9 | 417170.0439 | 430704.5314 | 195372.361 | 345549.0726 | 1445517.0732
4865 | 1471.9052 | 1531.9246 | 1531.9246 | 1491.2681 | 1471.9052 | 318.5 | 501101.8979 | 529885.8893 | 240362.127 | 0 | 862903.7625
4866 | 1181.0885 | 1229.249 | 1229.249 | 1196.6254 | 1181.0885 | 310.55 | 391749.1204 | 425191.8503 | 192871.7476 | 0 | 1995389.1216
4867 | 1185.2136 | 1233.5432 | 1233.5432 | 1200.8057 | 1185.2136 | 942.85 | 1193133.1777 | 426676.8899 | 193545.3781 | 0 | 1252948.5393
4868 | 1040.17 | 1082.5848 | 1082.5848 | 1053.8536 | 1040.17 | 1241.55 | 1375930.298 | 374461.1863 | 169859.7548 | 0 | 788916.9077
4869 | 1251.5192 | 1302.5519 | 1302.5519 | 1267.9829 | 1251.5192 | 569 | 759093.3583 | 450546.9257 | 204373.0916 | 0 | 1790923.689
4870 | 1156.8955 | 1204.0705 | 1204.0705 | 1172.1151 | 1156.8955 | 789.65 | 969928.9767 | 416482.3951 | 188921.042 | 0 | 1400248.5193
4871 | 1042.9327 | 1085.4605 | 1085.4605 | 1056.6529 | 1042.9327 | 1134.05 | 1258209.286 | 375455.7713 | 170310.9096 | 0 | 903127.5698
4872 | 1049.8395 | 1092.6491 | 1092.6491 | 1063.6508 | 1049.8395 | 304.7 | 341725.3399 | 377942.2333 | 171438.7964 | 0 | 1779792.9671
4873 | 880.622 | 0 | 0 | 0 | 0 | 324.9 | 0 | 0 | 0 | 1047940.1563 | 0
4874 | 931.0419 | 0 | 0 | 0 | 0 | 304.95 | 0 | 0 | 0 | 1107939.8672 | 0
4875 | 782.5449 | 0 | 0 | 0 | 0 | 295.45 | 0 | 0 | 0 | 931228.3898 | 0
4876 | 743.1759 | 0 | 0 | 0 | 0 | 288.55 | 0 | 0 | 0 | 884379.3005 | 0
4877 | 860.5921 | 0 | 0 | 0 | 0 | 283.85 | 0 | 0 | 0 | 1024104.6547 | 0
4878 | 848.8505 | 0 | 0 | 0 | 0 | 282.35 | 0 | 0 | 0 | 1010132.1193 | 0
4879 | 506.2713 | 526.9161 | 526.9161 | 512.9321 | 506.2713 | 289.05 | 155639.0558 | 182257.6691 | 82674.1038 | 0 | 866204.3675
4880 | 90.0212 | 93.6918 | 93.6918 | 91.2052 | 90.0212 | 675.4 | 64632.4464 | 32407.6141 | 14700.4538 | 0 | 119241.8166
4881 | 76.9871 | 80.1263 | 80.1263 | 77.9998 | 76.9871 | 1462.25 | 119680.4774 | 27715.3494 | 12571.9904 | 0 | 41399.8031
4882 | 90.8526 | 499.6395 | 94.5567 | 486.3793 | 90.8526 | 1458.75 | 140825.284 | 32706.922 | 14836.2232 | 0 | 49173.9486
4883 | 77.379 | 982.2456 | 80.5332 | 956.1773 | 77.379 | 1406.5 | 115508.4305 | 27856.4561 | 12635.998 | 0 | 45924.463
4884 | 103.2926 | 1236.0567 | 107.5039 | 1203.2524 | 103.2926 | 1200 | 131775.4117 | 37185.3509 | 16867.6884 | 0 | 82634.1132
4885 | 71.5652 | 1354.7417 | 74.4832 | 1318.7876 | 71.5652 | 390.75 | 29692.2708 | 25763.4766 | 11686.5993 | 0 | 115166.3189
4886 | 75.749 | 2901.9501 | 78.8378 | 2824.9339 | 75.749 | 1342.95 | 107900.1973 | 27269.651 | 12369.8167 | 0 | 49770.9006
4887 | 91.6762 | 2711.9334 | 95.4143 | 2639.9601 | 91.6762 | 1529.75 | 148785.8346 | 33003.4326 | 14970.7237 | 0 | 43110.7338
4888 | 85.3392 | 1823.0361 | 88.8189 | 1774.6537 | 85.3392 | 1820.55 | 164702.7888 | 30722.1036 | 13935.8876 | 0 | 15314.1153
4889 | 76.2014 | 1222.2248 | 79.3082 | 1189.7876 | 76.2014 | 1915.3 | 154727.143 | 27432.5143 | 12443.6933 | 0 | 6454.261
4890 | 81.8383 | 352.534 | 85.1751 | 343.1779 | 81.8383 | 1874.95 | 162421.5929 | 29461.7782 | 13364.1899 | 0 | 10233.876
4891 | 78.0473 | 81.2295 | 81.2295 | 79.0737 | 78.0473 | 1858.95 | 153489.1725 | 28097.0213 | 12745.121 | 0 | 11008.5294
4892 | 82.8821 | 86.2617 | 86.2617 | 83.9723 | 82.8821 | 1849.5 | 162086.4102 | 29837.5447 | 13534.6418 | 0 | 12473.741
4893 | 75.2845 | 78.3549 | 78.3549 | 76.2754 | 75.2845 | 1383.95 | 110346.5157 | 27102.4365 | 12293.9663 | 0 | 46379.0444
4894 | 79.4286 | 82.6679 | 82.6679 | 80.4739 | 79.4286 | 1337.2 | 112453.0651 | 28594.3137 | 12970.6984 | 0 | 52645.3087
4895 | 75.9752 | 79.073 | 79.073 | 76.9745 | 75.9752 | 1293.55 | 104047.4173 | 27351.0827 | 12406.755 | 0 | 53672.5388
4896 | 78.738 | 81.9487 | 81.9487 | 79.7738 | 78.738 | 353.45 | 29530.6394 | 28345.6675 | 12857.9097 | 0 | 129645.9967
4897 | 74.5939 | 77.6357 | 77.6357 | 75.5753 | 74.5939 | 324.9 | 25794.135 | 26853.7903 | 12181.1776 | 0 | 124952.178
4898 | 80.81 | 84.1052 | 84.1052 | 81.8731 | 80.81 | 304.95 | 26310.6687 | 29091.6061 | 13196.2758 | 0 | 136976.9905
4899 | 74.5939 | 77.6357 | 77.6357 | 75.5753 | 74.5939 | 295.45 | 23556.4304 | 26853.7903 | 12181.1776 | 0 | 127148.9672
4900 | 77.3566 | 80.5114 | 80.5114 | 78.3746 | 77.3566 | 288.55 | 23868.8057 | 27848.3751 | 12632.3324 | 0 | 132391.9487
4901 | 71.8311 | 74.76 | 74.76 | 72.7759 | 71.8311 | 283.85 | 21786.446 | 25859.2054 | 11730.0229 | 0 | 123272.7707
4902 | 79.4286 | 82.6679 | 82.6679 | 80.4739 | 79.4286 | 282.35 | 23979.4076 | 28594.3137 | 12970.6984 | 0 | 136430.6193
4903 | 66.3057 | 69.0097 | 69.0097 | 67.1783 | 66.3057 | 289.05 | 20457.4115 | 23870.0358 | 10827.7135 | 0 | 113445.6604
4904 | 72.9207 | 75.8945 | 75.8945 | 73.8803 | 72.9207 | 318.75 | 24752.8674 | 26251.4448 | 11907.9471 | 0 | 122596.75
4905 | 154.285 | 1178.5684 | 160.5752 | 1147.2898 | 154.285 | 368.25 | 60399.9554 | 55542.5895 | 25194.7357 | 0 | 251754.5013
4906 | 105.3492 | 2604.6719 | 109.6458 | 2535.5454 | 105.3492 | 387.2 | 43314.4036 | 37925.695 | 17203.5167 | 0 | 169907.1136
4907 | 130.5488 | 2967.2734 | 135.8724 | 2888.5236 | 130.5488 | 392.45 | 54344.0859 | 46997.5518 | 21318.6117 | 0 | 209863.6513
4908 | 202.7269 | 2788.7458 | 210.9936 | 2714.734 | 202.7269 | 386 | 83084.4403 | 72981.702 | 33105.3109 | 0 | 327201.2973
4909 | 354.6912 | 2080.8105 | 369.1542 | 2025.5869 | 354.6912 | 390.75 | 146989.3049 | 127688.8403 | 57921.0767 | 0 | 570786.8506
4910 | 688.6006 | 2471.9073 | 716.6789 | 2406.3043 | 688.6006 | 422.4 | 309339.2356 | 247896.227 | 112448.483 | 0 | 1086336.3548
4911 | 987.823 | 2078.604 | 1028.1033 | 2023.439 | 987.823 | 435.75 | 457986.1891 | 355616.2905 | 161311.5007 | 0 | 1545202.1733
4912 | 1032.5448 | 1897.3663 | 1074.6489 | 1847.0112 | 1032.5448 | 429.45 | 470829.5636 | 371716.1323 | 168614.5678 | 0 | 1621663.2545
4913 | 1329.4033 | 870.9803 | 870.9803 | 847.865 | 847.865 | 1365.4 | 1228657.5513 | 305231.3862 | 138456.3482 | 882659.8567 | 519406.1388
4914 | 1196.1437 | 55.2798 | 55.2798 | 53.8127 | 53.8127 | 1409.55 | 80464.5504 | 19372.58 | 8787.6176 | 2093892.5996 | 30672.6966
4915 | 1400.707 | 1457.8233 | 1457.8233 | 1419.1335 | 1400.707 | 1503.65 | 2234728.7131 | 504254.506 | 228735.4467 | 0 | 695240.9001
4916 | 823.2952 | 856.8663 | 856.8663 | 834.1256 | 823.2952 | 1690.6 | 1477010.3606 | 296386.2777 | 134444.1088 | 0 | 254727.473
4917 | 1177.6161 | 1225.6354 | 1225.6354 | 1193.1077 | 1177.6161 | 1406.3 | 1758965.5881 | 423941.7816 | 192304.7026 | 0 | 699150.6192
4918 | 1352.3591 | 1407.5039 | 1407.5039 | 1370.1495 | 1352.3591 | 1421.7 | 2040996.5538 | 486849.2717 | 220840.2391 | 0 | 782069.2097
4919 | 1335.092 | 1389.5328 | 1389.5328 | 1352.6553 | 1335.092 | 1302 | 1850322.2729 | 480633.1164 | 218020.522 | 0 | 931894.209
4920 | 1360.6473 | 0 | 0 | 0 | 0 | 353.45 | 0 | 0 | 0 | 2494066.4917 | 0
4921 | 1288.1255 | 0 | 0 | 0 | 0 | 324.9 | 0 | 0 | 0 | 1532869.3272 | 0
4922 | 1518.8139 | 0 | 0 | 0 | 0 | 304.95 | 0 | 0 | 0 | 1807388.5517 | 0
4923 | 1469.7754 | 0 | 0 | 0 | 0 | 295.45 | 0 | 0 | 0 | 1749032.6689 | 0
4924 | 1038.0979 | 0 | 0 | 0 | 0 | 288.55 | 0 | 0 | 0 | 1235336.5141 | 0
4925 | 1302.6298 | 0 | 0 | 0 | 0 | 283.85 | 0 | 0 | 0 | 1550129.5179 | 0
4926 | 1125.8148 | 0 | 0 | 0 | 0 | 478.9 | 0 | 0 | 0 | 1339719.5727 | 0
4927 | 1215.6037 | 1163.96 | 1163.96 | 1133.0691 | 1133.0691 | 888.05 | 1065979.7236 | 407904.8933 | 185030.1919 | 151285.7861 | 248865.5295
4928 | 1164.5561 | 1212.0429 | 1212.0429 | 1179.8759 | 1164.5561 | 318.75 | 393888.1931 | 419240.1924 | 190172.0095 | 0 | 1957909.775
4929 | 1265.2017 | 1316.7929 | 1316.7929 | 1281.8459 | 1265.2017 | 368.25 | 494995.0672 | 455472.607 | 206607.4353 | 0 | 2064491.7318
4930 | 1521.9772 | 1584.0383 | 1584.0383 | 1541.9988 | 1521.9772 | 387.2 | 625294.9984 | 547911.8068 | 248538.8835 | 0 | 2454644.8943
4931 | 1459.9884 | 1519.5216 | 1519.5216 | 1479.1944 | 1459.9884 | 392.45 | 607469.8723 | 525595.81 | 238416.0994 | 0 | 2347004.2897
4932 | 1450.6684 | 1509.8216 | 1509.8216 | 1469.7517 | 1450.6684 | 386 | 594189.2368 | 522240.6402 | 236894.1571 | 0 | 2341378.8702
4933 | 1401.7369 | 1458.8953 | 1458.8953 | 1420.1771 | 1401.7369 | 390.75 | 581463.8791 | 504625.2998 | 228903.643 | 0 | 2255745.1771
4934 | 1375.3968 | 1713.5547 | 1431.4813 | 1668.0779 | 1375.3968 | 422.4 | 617787.3466 | 495142.8656 | 224602.3054 | 0 | 2169826.069
4935 | 1381.8306 | 1438.1776 | 1438.1776 | 1400.0092 | 1381.8306 | 435.75 | 641462.2615 | 497459.0052 | 225652.9321 | 0 | 2161528.4691
4936 | 1788.7211 | 1861.6593 | 1861.6593 | 1812.2519 | 1788.7211 | 429.45 | 816725.3142 | 643939.5935 | 292098.1545 | 0 | 2809275.9126
4937 | 1525.3581 | 1364.0494 | 1364.0494 | 1327.8482 | 1327.8482 | 655.9 | 925269.9182 | 478025.3608 | 216837.6151 | 362035.6732 | 1722900.9825
4938 | 1702.6602 | 341.3696 | 341.3696 | 332.3098 | 332.3098 | 366.05 | 128914.4485 | 119631.5358 | 54266.1939 | 2511852.1537 | 524158.0884
4939 | 1469.7754 | 1529.7077 | 1529.7077 | 1489.1101 | 1469.7754 | 1378.7 | 2150548.8355 | 529119.1267 | 240014.315 | 0 | 913171.2075
4940 | 1623.7979 | 1690.0113 | 1690.0113 | 1645.1593 | 1623.7979 | 1522.6 | 2619954.9466 | 584567.2307 | 265166.191 | 0 | 775201.0998
4941 | 1571.3059 | 1635.3788 | 1635.3788 | 1591.9768 | 1571.3059 | 1291.3 | 2152081.5598 | 565670.119 | 256594.2512 | 0 | 1113584.4814
4942 | 1333.0199 | 1387.3763 | 1387.3763 | 1350.5561 | 1333.0199 | 1307.2 | 1846474.1189 | 479887.1777 | 217682.1559 | 0 | 923516.213
4943 | 1336.4734 | 1390.9701 | 1390.9701 | 1354.0545 | 1336.4734 | 1302 | 1847878.7865 | 481130.4089 | 218246.0994 | 0 | 932858.154
4944 | 1509.1443 | 1075.8197 | 1075.8197 | 1047.2681 | 1047.2681 | 817.95 | 911157.7777 | 377016.5082 | 171018.8772 | 846619.1767 | 0
4945 | 1440.7666 | 0 | 0 | 0 | 0 | 324.9 | 0 | 0 | 0 | 1714512.2873 | 0
4946 | 1415.902 | 0 | 0 | 0 | 0 | 304.95 | 0 | 0 | 0 | 1684923.3883 | 0
4947 | 1212.8409 | 0 | 0 | 0 | 0 | 295.45 | 0 | 0 | 0 | 1443280.7174 | 0
4948 | 1147.9167 | 0 | 0 | 0 | 0 | 288.55 | 0 | 0 | 0 | 1366020.8159 | 0
4949 | 1229.4174 | 0 | 0 | 0 | 0 | 283.85 | 0 | 0 | 0 | 1463006.6501 | 0
4950 | 988.3687 | 0 | 0 | 0 | 0 | 282.35 | 0 | 0 | 0 | 1176158.7166 | 0
4951 | 1297.7951 | 1350.7149 | 1350.7149 | 1314.8677 | 1297.7951 | 289.05 | 397025.802 | 467206.2212 | 211929.9331 | 0 | 1860014.8078
4952 | 1047.8219 | 1090.5488 | 1090.5488 | 1061.6062 | 1047.8219 | 318.75 | 353991.5106 | 377215.8757 | 171109.3125 | 0 | 1761650.5307
4953 | 1384.7712 | 1441.2386 | 1441.2386 | 1402.9889 | 1384.7712 | 844.3 | 1237952.0606 | 498517.6165 | 226133.1299 | 0 | 1600379.8447
4954 | 1349.7673 | 1404.8062 | 1404.8062 | 1367.5234 | 1349.7673 | 387.2 | 553453.5149 | 485916.2266 | 220416.9994 | 0 | 2176904.2176
4955 | 1301.2096 | 1735.6868 | 1354.2681 | 1689.6226 | 1301.2096 | 392.45 | 540343.728 | 468435.4661 | 212487.5323 | 0 | 2091759.5375
4956 | 1364.7042 | 2010.5508 | 1420.3523 | 1957.1918 | 1364.7042 | 386 | 558167.9105 | 491293.5116 | 222856.1957 | 0 | 2202632.5772
4957 | 1493.1455 | 2013.3754 | 1554.0307 | 1959.9415 | 1493.1455 | 390.75 | 620240.0491 | 537532.3818 | 243830.661 | 0 | 2402844.4039
4958 | 1284.4951 | 2535.1949 | 1336.8726 | 2467.9122 | 1284.4951 | 422.4 | 576697.0788 | 462418.2277 | 209758.0461 | 0 | 2026419.4335
4959 | 1168.1969 | 3218.7823 | 1215.8323 | 3133.3576 | 1168.1969 | 435.75 | 540261.0035 | 420550.8689 | 190766.5469 | 0 | 1827351.9351
4960 | 1479.6564 | 2415.8896 | 1539.9916 | 2351.7732 | 1479.6564 | 885.5 | 1391651.4438 | 532676.3213 | 241627.898 | 0 | 1649077.1113
4961 | 1510.8356 | 848.6494 | 848.6494 | 826.1267 | 826.1267 | 1450.45 | 1268230.5709 | 297405.6138 | 134906.4909 | 1255071.4909 | 438262.8277
4962 | 1394.1765 | 359.4718 | 359.4718 | 349.9316 | 349.9316 | 830.55 | 307432.0934 | 125975.3865 | 57143.835 | 1914100.9309 | 395043.7183
4963 | 1384.1314 | 1440.5714 | 1440.5714 | 1402.3394 | 1384.1314 | 352.7 | 516678.9033 | 498287.308 | 226028.6594 | 0 | 2280078.9963
4964 | 1029.119 | 1071.0832 | 1071.0832 | 1042.6572 | 1029.119 | 1288.7 | 1401816.8987 | 370482.8472 | 168055.136 | 0 | 732012.3447
4965 | 1141.7005 | 1188.2549 | 1188.2549 | 1156.7192 | 1141.7005 | 1176.3 | 1420059.0397 | 411012.1786 | 186439.691 | 0 | 940418.29
4966 | 1211.4596 | 1260.8595 | 1260.8595 | 1227.3969 | 1211.4596 | 1307.2 | 1674623.5736 | 436125.4456 | 197831.3479 | 0 | 839299.1908
4967 | 1361.338 | 1416.849 | 1416.849 | 1379.2466 | 1361.338 | 1285.1 | 1851180.0932 | 490081.6724 | 222306.492 | 0 | 973220.5212
4968 | 1071.2507 | 0 | 0 | 0 | 0 | 353.45 | 0 | 0 | 0 | 1963602.6028 | 0
4969 | 1274.3118 | 0 | 0 | 0 | 0 | 824.55 | 0 | 0 | 0 | 2335813.5404 | 0
4970 | 875.7872 | 0 | 0 | 0 | 0 | 304.95 | 0 | 0 | 0 | 1605317.9242 | 0
4971 | 1036.7165 | 0 | 0 | 0 | 0 | 295.45 | 0 | 0 | 0 | 1900301.4233 | 0
4972 | 911.7028 | 0 | 0 | 0 | 0 | 288.55 | 0 | 0 | 0 | 1671151.1514 | 0
4973 | 1306.0833 | 519.1207 | 519.1207 | 505.3435 | 505.3435 | 283.85 | 152090.339 | 181923.6778 | 82522.6016 | 1467755.9007 | 0
4974 | 1031.1911 | 1073.2397 | 1073.2397 | 1044.7565 | 1031.1911 | 282.35 | 308603.5157 | 371228.7859 | 168393.5021 | 0 | 480735.882
4975 | 1167.9465 | 1215.5721 | 1215.5721 | 1183.3115 | 1167.9465 | 289.05 | 357446.164 | 420460.7346 | 190725.661 | 0 | 1998298.0385
4976 | 1102.0699 | 1147.0089 | 1147.0089 | 1116.5679 | 1102.0699 | 318.75 | 372694.814 | 396745.1701 | 179968.0174 | 0 | 1852855.048
4977 | 1017.1236 | 1058.5991 | 1058.5991 | 1030.5044 | 1017.1236 | 1307.25 | 1407956.6426 | 366164.4841 | 166096.2785 | 0 | 704611.9582
4978 | 1192.6799 | 1241.3137 | 1241.3137 | 1208.3699 | 1192.6799 | 1316.2 | 1662665.7953 | 429364.7554 | 194764.6238 | 0 | 815554.4992
4979 | 1048.5359 | 1091.2919 | 1091.2919 | 1062.3296 | 1048.5359 | 1308 | 1451814.9074 | 377472.9136 | 171225.9077 | 0 | 725586.8227
4980 | 1037.4685 | 1194.8388 | 1079.7726 | 1163.1284 | 1037.4685 | 735.5 | 807605.9166 | 373488.669 | 169418.6101 | 0 | 1311878.9499
4981 | 1077.8269 | 1121.7763 | 1121.7763 | 1092.005 | 1077.8269 | 390.75 | 444843.3132 | 388017.6883 | 176009.1347 | 0 | 1734492.9581
4982 | 1076.3005 | 1120.1891 | 1120.1891 | 1090.4599 | 1076.3005 | 881.9 | 1005617.1519 | 387468.1804 | 175759.8718 | 0 | 1203411.5902
4983 | 852.6441 | 887.4121 | 887.4121 | 863.8607 | 852.6441 | 1356.3 | 1228202.1324 | 306951.8766 | 139236.7818 | 0 | 548847.0083
4984 | 422.9472 | 440.1934 | 440.1934 | 428.5109 | 422.9472 | 1273.45 | 572049.8414 | 152260.9908 | 69067.2772 | 0 | 307292.1428
4985 | 167.4831 | 174.3124 | 174.3124 | 169.6863 | 167.4831 | 1791.4 | 317953.4193 | 60293.9077 | 27349.9865 | 0 | 34936.9538
4986 | 147.3263 | 153.3345 | 153.3345 | 149.2651 | 147.3263 | 1673.15 | 260760.2218 | 53037.479 | 24058.3898 | 0 | 48153.6112
4987 | 102.2212 | 106.3892 | 106.3892 | 103.5657 | 102.2212 | 1659.8 | 179345.4566 | 36799.6385 | 16692.7249 | 0 | 34775.5842
4988 | 109.8187 | 114.2971 | 114.2971 | 111.2637 | 109.8187 | 1773.7 | 205720.6965 | 39534.7468 | 17933.4004 | 0 | 24851.9811
4989 | 87.0262 | 90.5746 | 90.5746 | 88.1708 | 87.0262 | 1747.3 | 160591.5398 | 31329.422 | 14211.3739 | 0 | 21991.4702
4990 | 81.5007 | 84.8243 | 84.8243 | 82.5732 | 81.5007 | 1872.2 | 161427.05 | 29340.2523 | 13309.0645 | 0 | 10415.7896
4991 | 81.5007 | 84.8243 | 84.8243 | 82.5732 | 81.5007 | 1849.5 | 159840.3825 | 29340.2523 | 13309.0645 | 0 | 12265.8555
4992 | 85.6448 | 89.1373 | 89.1373 | 86.7717 | 85.6448 | 1751.75 | 159032.6024 | 30832.1296 | 13985.7965 | 0 | 21261.3227
4993 | 80.1193 | 83.386 | 83.386 | 81.173 | 80.1193 | 1544.25 | 130843.4679 | 28842.9599 | 13083.4871 | 0 | 36514.2342
4994 | 78.738 | 81.9487 | 81.9487 | 79.7738 | 78.738 | 1279.4 | 106641.0775 | 28345.6675 | 12857.9097 | 0 | 56738.5778
4995 | 73.9032 | 76.9165 | 76.9165 | 74.8752 | 73.9032 | 1238.2 | 97005.2061 | 26605.1441 | 12068.389 | 0 | 56299.3054
4996 | 80.81 | 84.1052 | 84.1052 | 81.8731 | 80.81 | 1224.25 | 104896.884 | 29091.6061 | 13196.2758 | 0 | 62688.3575
4997 | 77.3566 | 80.5114 | 80.5114 | 78.3746 | 77.3566 | 1201.55 | 98675.9663 | 27848.3751 | 12632.3324 | 0 | 61765.3752
4998 | 80.81 | 84.1052 | 84.1052 | 81.8731 | 80.81 | 635.8 | 54542.7927 | 29091.6061 | 13196.2758 | 0 | 110241.002
4999 | 70.4498 | 73.3227 | 73.3227 | 71.3768 | 70.4498 | 638.9 | 47823.4386 | 25361.913 | 11504.4455 | 0 | 95889.1662
5000 | 82.0705 | 85.4176 | 85.4176 | 83.1507 | 82.0705 | 1235.2 | 107550.4115 | 29545.3854 | 13402.1151 | 0 | 62767.53
5001 | 531.2024 | 552.8627 | 552.8627 | 538.19 | 531.2024 | 1350.1 | 758570.2943 | 191232.8647 | 86745.3522 | 0 | 345228.4411
5002 | 1284.5469 | 2099.4102 | 1336.9267 | 2043.693 | 1284.5469 | 1311.95 | 1783474.9473 | 462436.8764 | 209766.5053 | 0 | 883832.4801
5003 | 1356.1138 | 1640.9824 | 1411.412 | 1597.4316 | 1356.1138 | 1311.75 | 1882029.6786 | 488200.9745 | 221453.3865 | 0 | 933345.3352
5004 | 1186.715 | 2765.09 | 1235.1054 | 2691.706 | 1186.715 | 1189.55 | 1496940.7746 | 427217.3845 | 193790.5525 | 0 | 961773.1369
5005 | 1505.9819 | 2044.222 | 1567.3911 | 1989.9694 | 1505.9819 | 1197.5 | 1914569.9829 | 542153.4718 | 245926.8387 | 0 | 1208550.4475
5006 | 1112.084 | 507.4245 | 507.4245 | 493.9577 | 493.9577 | 1435.35 | 755200.7186 | 177824.7762 | 80663.2943 | 1133025.4331 | 269246.0121
5007 | 1330.2779 | 327.1224 | 327.1224 | 318.4407 | 318.4407 | 1547.9 | 525191.8809 | 114638.6667 | 52001.373 | 1854697.5548 | 138976.8963
5008 | 1190.5629 | 1085.2346 | 1085.2346 | 1056.4331 | 1056.4331 | 1773.45 | 1992566.272 | 380315.9087 | 172515.5219 | 245860.0137 | 215989.8249
5009 | 1041.9355 | 1084.4228 | 1084.4228 | 1055.6428 | 1041.9355 | 1870.5 | 2064220.4038 | 375096.7883 | 170148.0709 | 0 | 45761.674
5010 | 1168.6743 | 1216.3298 | 1216.3298 | 1184.0491 | 1168.6743 | 1681.45 | 2078780.2454 | 420722.7455 | 190844.512 | 0 | 209186.0511
5011 | 1443.5337 | 1502.3967 | 1502.3967 | 1462.5239 | 1443.5337 | 1656.25 | 2526153.2842 | 519672.1248 | 235729.0499 | 0 | 496214.7025
5012 | 1038.0979 | 1080.4283 | 1080.4283 | 1051.7543 | 1038.0979 | 1728.75 | 1893095.4925 | 373715.248 | 169521.3889 | 0 | 281584.0584
5013 | 1286.7441 | 1339.2133 | 1339.2133 | 1303.6713 | 1286.7441 | 1806.15 | 2448385.2526 | 463227.8821 | 210125.3143 | 0 | 249435.3244
5014 | 712.7858 | 741.8511 | 741.8511 | 722.1628 | 712.7858 | 1900 | 1426876.8708 | 256602.8847 | 116397.9197 | 0 | 71278.5791
5015 | 1145.8446 | 1192.5689 | 1192.5689 | 1160.9188 | 1145.8446 | 1897 | 2295231.4225 | 412504.056 | 187116.4232 | 0 | 118021.9938
5016 | 1181.7602 | 1229.9484 | 1229.9484 | 1197.3062 | 1181.7602 | 1814.35 | 2264505.4794 | 425433.6587 | 192981.4346 | 0 | 219393.744
5017 | 911.7028 | 0 | 0 | 0 | 0 | 1564.05 | 0 | 0 | 0 | 1084926.2794 | 0
5018 | 1009.0892 | 0 | 0 | 0 | 0 | 1622.2 | 0 | 0 | 0 | 1200816.1325 | 0
5019 | 973.8643 | 0 | 0 | 0 | 0 | 1607.4 | 0 | 0 | 0 | 1158898.5258 | 0
5020 | 848.1598 | 0 | 0 | 0 | 0 | 1597.05 | 0 | 0 | 0 | 1009310.2054 | 0
5021 | 780.4728 | 0 | 0 | 0 | 0 | 1543.25 | 0 | 0 | 0 | 928762.6483 | 0
5022 | 770.8032 | 0 | 0 | 0 | 0 | 1487.05 | 0 | 0 | 0 | 917255.8544 | 0
5023 | 969.0295 | 1008.5439 | 1008.5439 | 981.7777 | 969.0295 | 1230.6 | 1269592.5547 | 348850.6272 | 158242.5206 | 0 | 745571.3127
5024 | 708.5433 | 737.4351 | 737.4351 | 717.864 | 708.5433 | 285.05 | 214126.2192 | 255075.5754 | 115705.1152 | 0 | 1215116.2723
5025 | 1101.8299 | 1146.7591 | 1146.7591 | 1116.3247 | 1101.8299 | 302.05 | 351785.3371 | 396658.7658 | 179928.8235 | 0 | 1870852.0872
5026 | 952.1242 | 990.9486 | 990.9486 | 964.6493 | 952.1242 | 312.45 | 313632.664 | 342764.7005 | 155481.8767 | 0 | 1606756.8562
5027 | 1203.6531 | 1252.7341 | 1252.7341 | 1219.4872 | 1203.6531 | 324.8 | 411364.9613 | 433315.1218 | 196556.5538 | 0 | 2016359.6999
5028 | 1159.54 | 1228.3695 | 1206.8213 | 1195.7693 | 1159.54 | 327.55 | 400104.9133 | 417434.3993 | 189352.8817 | 0 | 1939272.6697
5029 | 964.4063 | 1003.7314 | 1003.7314 | 977.0929 | 964.4063 | 331.8 | 337709.9612 | 347186.2517 | 157487.5414 | 0 | 1608822.5139
5030 | 1140.2509 | 1186.7468 | 1186.7468 | 1155.2512 | 1140.2509 | 342.7 | 412667.2732 | 410490.3326 | 186202.9759 | 0 | 1889737.8563
5031 | 833.8618 | 867.8632 | 867.8632 | 844.8306 | 833.8618 | 342.4 | 301467.6464 | 300190.2539 | 136169.6346 | 0 | 1382209.3467
5032 | 1036.9885 | 1624.5339 | 1079.2741 | 1581.4197 | 1036.9885 | 327.9 | 359289.8157 | 373315.86 | 169340.2221 | 0 | 1733948.4708
5033 | 1019.831 | 1065.9854 | 1061.4164 | 1037.6948 | 1019.831 | 318.5 | 345691.4787 | 367139.1773 | 166538.4101 | 0 | 1714845.8265
5034 | 933.7278 | 971.8024 | 971.8024 | 946.0113 | 933.7278 | 310.55 | 307505.2923 | 336142.0088 | 152477.7501 | 0 | 1577486.4354
5035 | 870.2617 | 905.7485 | 905.7485 | 881.7104 | 870.2617 | 1238.6 | 1144272.5708 | 313294.2197 | 142113.7391 | 0 | 662617.2748
5036 | 1061.5812 | 1104.8689 | 1104.8689 | 1075.5463 | 1061.5812 | 1562.3 | 1756296.5775 | 382169.2187 | 173356.2039 | 0 | 464654.0037
5037 | 730.0529 | 759.8222 | 759.8222 | 739.657 | 730.0529 | 1611 | 1245233.3077 | 262819.0399 | 119217.6367 | 0 | 283990.5737
5038 | 1020.8308 | 1062.4572 | 1062.4572 | 1034.2602 | 1020.8308 | 1661.15 | 1794765.2506 | 367499.0927 | 166701.6718 | 0 | 345908.521
5039 | 954.5252 | 993.4475 | 993.4475 | 967.0819 | 954.5252 | 1646.45 | 1662141.6999 | 343629.0569 | 155873.9583 | 0 | 337472.3137
5040 | 756.9896 | 787.8576 | 787.8576 | 766.9483 | 756.9896 | 1596.2 | 1281764.4143 | 272516.2419 | 123616.3953 | 0 | 305672.3847
5041 | 995.2755 | 0 | 0 | 0 | 0 | 1330.5 | 0 | 0 | 0 | 1184377.855 | 0
5042 | 975.9364 | 0 | 0 | 0 | 0 | 1225.5 | 0 | 0 | 0 | 1161364.2673 | 0
5043 | 974.555 | 0 | 0 | 0 | 0 | 841.5 | 0 | 0 | 0 | 1159720.4396 | 0
5044 | 919.3003 | 605.959 | 605.959 | 589.8772 | 589.8772 | 288.55 | 180925.6958 | 212355.7783 | 96326.9405 | 392013.509 | 0
5045 | 1018.0681 | 1059.5815 | 1059.5815 | 1031.4608 | 1018.0681 | 283.85 | 307214.5534 | 366504.5077 | 166250.517 | 0 | 1230031.6349
5046 | 664.4379 | 691.5317 | 691.5317 | 673.1788 | 664.4379 | 282.35 | 199580.3338 | 239197.6503 | 108502.7119 | 0 | 1141271.789
5047 | 891.6729 | 928.0326 | 928.0326 | 903.4031 | 891.6729 | 485.6 | 459877.1372 | 321002.2521 | 145610.1883 | 0 | 1350349.474
5048 | 882.8417 | 918.8415 | 918.8415 | 894.4559 | 882.8417 | 774.8 | 725164.7077 | 317822.9996 | 144168.044 | 0 | 1081656.7932
5049 | 1164.6709 | 1212.1625 | 1212.1625 | 1179.9924 | 1164.6709 | 1479.3 | 1821029.5437 | 419281.5301 | 190190.7607 | 0 | 606444.1465
5050 | 1275.9643 | 1327.9937 | 1327.9937 | 1292.7495 | 1275.9643 | 1498.75 | 2027455.3564 | 459347.1365 | 208364.965 | 0 | 639577.0893
5051 | 1281.6469 | 1333.9085 | 1333.9085 | 1298.5073 | 1281.6469 | 1313 | 1784879.0422 | 461392.8732 | 209292.9339 | 0 | 880491.3997
5052 | 1165.2105 | 2113.8916 | 1212.7246 | 2057.79 | 1165.2105 | 386 | 476524.1233 | 419475.7847 | 190278.8768 | 0 | 1880649.768
5053 | 1262.2861 | 1313.758 | 1313.758 | 1278.8916 | 1262.2861 | 390.75 | 521206.7857 | 454423.009 | 206131.326 | 0 | 2031333.7455
5054 | 1118.1698 | 1163.7654 | 1163.7654 | 1132.8797 | 1118.1698 | 422.4 | 500907.4484 | 402541.1132 | 182597.1216 | 0 | 1764024.6118
5055 | 1150.1519 | 1197.0515 | 1197.0515 | 1165.2824 | 1150.1519 | 1399.9 | 1707561.9733 | 414054.6757 | 187819.8015 | 0 | 690206.1414
5056 | 1238.5577 | 1289.0614 | 1289.0614 | 1254.8504 | 1238.5577 | 1718.45 | 2250098.5257 | 445880.7688 | 202256.4709 | 0 | 348715.9179
5057 | 954.5088 | 571.9443 | 571.9443 | 556.7652 | 556.7652 | 1700.4 | 1001588.8413 | 200435.4812 | 90919.7613 | 729063.8882 | 161025.4128
5058 | 1051.3962 | 1015.0863 | 1015.0863 | 988.1464 | 988.1464 | 1687.05 | 1761561.1289 | 355732.7123 | 161364.3109 | 115936.779 | 112735.8562
5059 | 866.1271 | 901.4449 | 901.4449 | 877.521 | 866.1271 | 1839.2 | 1683551.5748 | 311805.7614 | 141438.5579 | 0 | 139273.2216
5060 | 1031.8818 | 1073.9588 | 1073.9588 | 1045.4566 | 1031.8818 | 1868.7 | 2044391.7018 | 371477.4318 | 168506.2906 | 0 | 135486.0744
5061 | 910.3214 | 947.441 | 947.441 | 922.2964 | 910.3214 | 1760.6 | 1700532.5136 | 327715.6997 | 148655.4827 | 0 | 217930.8474
5062 | 1085.7551 | 1130.0286 | 1130.0286 | 1100.0383 | 1085.7551 | 1699.2 | 1953242.3793 | 390871.836 | 177303.8078 | 0 | 326595.104
5063 | 1110.6197 | 1155.9075 | 1155.9075 | 1125.2304 | 1110.6197 | 1694 | 1995568.607 | 399823.0996 | 181364.2004 | 0 | 339849.6346
5064 | 991.1314 | 1031.5461 | 1031.5461 | 1004.1695 | 991.1314 | 1559.45 | 1645082.7163 | 356807.3058 | 161851.7584 | 0 | 436642.7621
5065 | 1030.5004 | 0 | 0 | 0 | 0 | 780.95 | 0 | 0 | 0 | 1226295.4617 | 0
5066 | 809.4815 | 0 | 0 | 0 | 0 | 1003.95 | 0 | 0 | 0 | 963283.0299 | 0
5067 | 1055.365 | 0 | 0 | 0 | 0 | 1044.45 | 0 | 0 | 0 | 1255884.3595 | 0
5068 | 926.8978 | 0 | 0 | 0 | 0 | 1200.65 | 0 | 0 | 0 | 1103008.3841 | 0
5069 | 813.6256 | 0 | 0 | 0 | 0 | 1195.95 | 0 | 0 | 0 | 968214.513 | 0
5070 | 907.5587 | 0 | 0 | 0 | 0 | 1194.45 | 0 | 0 | 0 | 1079994.7964 | 0
5071 | 821.2232 | 854.7098 | 854.7098 | 832.0263 | 821.2232 | 938.05 | 818548.9079 | 295640.3391 | 134105.7427 | 0 | 872097.7649
5072 | 962.443 | 1001.6883 | 1001.6883 | 975.1041 | 962.443 | 318.75 | 325655.8805 | 346479.4748 | 157166.9395 | 0 | 1618107.2695
5073 | 1008.2725 | 1049.3871 | 1049.3871 | 1021.537 | 1008.2725 | 1288.8 | 1375861.6058 | 362978.0831 | 164650.8916 | 0 | 717083.0464
5074 | 1436.7719 | 1495.359 | 1495.359 | 1455.6729 | 1436.7719 | 387.2 | 588740.4206 | 517237.8786 | 234624.8488 | 0 | 2317225.6961
5075 | 1155.7145 | 1803.5465 | 1202.8403 | 1755.6814 | 1155.7145 | 392.45 | 479444.2637 | 416057.2103 | 188728.1734 | 0 | 1857868.8011
5076 | 1137.1705 | 1183.5412 | 1183.5412 | 1152.1306 | 1137.1705 | 386 | 465433.3007 | 409381.3703 | 185699.9382 | 0 | 1835392.38
5077 | 1170.2102 | 1217.9274 | 1217.9274 | 1185.6043 | 1170.2102 | 390.75 | 483945.3646 | 421275.6724 | 191095.3258 | 0 | 1883160.4425
5078 | 1059.333 | 1166.4641 | 1102.5282 | 1135.5068 | 1059.333 | 422.4 | 474211.4884 | 381359.8753 | 172989.0768 | 0 | 1671203.7203
5079 | 1086.2248 | 1130.5178 | 1130.5178 | 1100.5144 | 1086.2248 | 891.8 | 1027164.1293 | 391040.9154 | 177380.5041 | 0 | 1203754.2846
5080 | 1050.3472 | 276.8966 | 276.8966 | 269.5479 | 269.5479 | 1388.45 | 396234.0828 | 97037.244 | 44017.1721 | 1431205.0988 | 159128.9793
5081 | 1100.0177 | 506.5669 | 506.5669 | 493.1229 | 493.1229 | 1731.4 | 903761.3228 | 177524.2339 | 80526.965 | 1112438.262 | 127861.9266
5082 | 961.4501 | 273.6473 | 273.6473 | 266.3848 | 266.3848 | 1828.05 | 514189.8732 | 95898.5386 | 43500.6427 | 1274054.6912 | 44217.2864
5083 | 1004.2544 | 1045.2043 | 1045.2043 | 1017.4651 | 1004.2544 | 1841.7 | 1958359.2532 | 361531.5836 | 163994.7434 | 0 | 158973.4082
5084 | 918.6096 | 956.068 | 956.068 | 930.6944 | 918.6096 | 1866.2 | 1819098.6473 | 330699.4542 | 150008.9468 | 0 | 122909.9638
5085 | 1251.5192 | 1302.5519 | 1302.5519 | 1267.9829 | 1251.5192 | 1828.8 | 2427466.5947 | 450546.9257 | 204373.0916 | 0 | 214260.0528
5086 | 1076.0855 | 1119.9653 | 1119.9653 | 1090.2421 | 1076.0855 | 1772.2 | 2023658.8224 | 387390.789 | 175724.7662 | 0 | 245132.2826
5087 | 1287.4348 | 1339.9325 | 1339.9325 | 1304.3714 | 1287.4348 | 1698 | 2324091.6799 | 463476.5284 | 210238.103 | 0 | 388805.3099
5088 | 1154.1328 | 423.2881 | 423.2881 | 412.0542 | 412.0542 | 1419.35 | 622321.8246 | 148339.53 | 67288.459 | 1360229.9951 | 10452.2807
5089 | 1704.5439 | 0 | 0 | 0 | 0 | 324.9 | 0 | 0 | 0 | 2028407.2636 | 0
5090 | 1118.0342 | 0 | 0 | 0 | 0 | 304.95 | 0 | 0 | 0 | 1330460.6778 | 0
5091 | 1386.5855 | 0 | 0 | 0 | 0 | 295.45 | 0 | 0 | 0 | 1650036.764 | 0
5092 | 1257.4896 | 0 | 0 | 0 | 0 | 288.55 | 0 | 0 | 0 | 1496412.6514 | 0
5093 | 1113.2529 | 0 | 0 | 0 | 0 | 283.85 | 0 | 0 | 0 | 1324770.8963 | 0
5094 | 1508.5094 | 0 | 0 | 0 | 0 | 282.35 | 0 | 0 | 0 | 1795126.2038 | 0
5095 | 1345.1473 | 1399.9988 | 1399.9988 | 1362.8436 | 1345.1473 | 289.05 | 411796.1508 | 484253.0381 | 219662.5587 | 0 | 2301479.2596
5096 | 1347.8468 | 1402.8079 | 1402.8079 | 1365.5781 | 1347.8468 | 318.75 | 455304.5849 | 485224.8433 | 220103.3803 | 0 | 2266067.4106
5097 | 1439.8057 | 1498.5156 | 1498.5156 | 1458.7458 | 1439.8057 | 368.25 | 562443.4173 | 518330.0506 | 235120.2702 | 0 | 2349402.9444
5098 | 1331.5524 | 1385.8484 | 1385.8484 | 1349.0688 | 1331.5524 | 387.2 | 546185.5122 | 479358.8694 | 217442.5094 | 0 | 2147527.0656
5099 | 1361.5313 | 1417.0509 | 1417.0509 | 1379.4432 | 1361.5313 | 392.45 | 565108.4209 | 490151.286 | 222338.0695 | 0 | 2188729.159
5100 | 1417.9132 | 1475.7309 | 1475.7309 | 1436.5659 | 1417.9132 | 386 | 579542.6323 | 510448.7462 | 231545.2229 | 0 | 2288511.582
5101 | 1620.5808 | 1686.6631 | 1686.6631 | 1641.9 | 1620.5808 | 390.75 | 670863.2026 | 583409.0833 | 264640.8425 | 0 | 2607919.6315
5102 | 1546.263 | 1609.3146 | 1609.3146 | 1566.6043 | 1546.263 | 422.4 | 693515.0533 | 556654.6768 | 252504.7464 | 0 | 2439384.4946
5103 | 1367.5967 | 1423.3632 | 1423.3632 | 1385.5879 | 1367.5967 | 435.75 | 631196.8142 | 492334.7998 | 223328.5356 | 0 | 2139263.0848
5104 | 1582.1499 | 1563.8587 | 1563.8587 | 1522.3548 | 1522.3548 | 429.45 | 692144.2056 | 548047.7144 | 248600.5327 | 109604.4066 | 2308063.0039
5105 | 1603.4885 | 595.648 | 595.648 | 579.8398 | 579.8398 | 1535.4 | 942253.8781 | 208742.3402 | 94687.8449 | 1876348.0599 | 260056.5978
5106 | 1628.2678 | 253.3011 | 253.3011 | 246.5787 | 246.5787 | 1695.05 | 443079.4241 | 88768.3175 | 40266.2951 | 2532636.1393 | 72588.1634
5107 | 1753.1561 | 1824.6441 | 1824.6441 | 1776.219 | 1753.1561 | 1824.2 | 3384891.3505 | 631136.1935 | 286290.39 | 0 | 308204.8248
5108 | 1494.1654 | 1555.0923 | 1555.0923 | 1513.821 | 1494.1654 | 1848.7 | 2919583.0876 | 537899.5537 | 243997.2142 | 0 | 226067.1645
5109 | 1494.1654 | 1555.0923 | 1555.0923 | 1513.821 | 1494.1654 | 1756.3 | 2781341.9071 | 537899.5537 | 243997.2142 | 0 | 364128.0105
5110 | 1460.6961 | 1520.2585 | 1520.2585 | 1479.9117 | 1460.6961 | 1839.7 | 2846659.2879 | 525850.6036 | 238531.6766 | 0 | 234149.5688
5111 | 1675.8559 | 1744.192 | 1744.192 | 1697.9021 | 1675.8559 | 1770 | 3144766.6957 | 603308.1391 | 273667.2753 | 0 | 385446.8667
5112 | 1392.1637 | 0 | 0 | 0 | 0 | 1371.5 | 0 | 0 | 0 | 2551836.1226 | 0
5113 | 1467.0712 | 0 | 0 | 0 | 0 | 1228.85 | 0 | 0 | 0 | 1745814.7601 | 0
5114 | 1345.1473 | 0 | 0 | 0 | 0 | 852.4 | 0 | 0 | 0 | 1600725.3203 | 0
5115 | 1282.1932 | 0 | 0 | 0 | 0 | 296.55 | 0 | 0 | 0 | 1525809.858 | 0
5116 | 1174.6132 | 0 | 0 | 0 | 0 | 289.2 | 0 | 0 | 0 | 1397789.7639 | 0
5117 | 1106.8777 | 0 | 0 | 0 | 0 | 283.7 | 0 | 0 | 0 | 1317184.5201 | 0
5118 | 1184.9728 | 0 | 0 | 0 | 0 | 280.8 | 0 | 0 | 0 | 1410117.6249 | 0
5119 | 1051.8925 | 0 | 0 | 0 | 0 | 283.6 | 0 | 0 | 0 | 1928118.8792 | 0
5120 | 1003.1398 | 860.6121 | 860.6121 | 837.7719 | 837.7719 | 298.65 | 265351.1048 | 301597.8876 | 136808.1529 | 303119.4063 | 0
5121 | 1520.4757 | 1235.9505 | 1235.9505 | 1203.1491 | 1203.1491 | 919.35 | 1172558.2806 | 433133.6722 | 196474.2463 | 581659.6553 | 265414.1239
5122 | 1744.6384 | 1815.7787 | 1815.7787 | 1767.589 | 1744.6384 | 836.15 | 1547526.3693 | 628069.8074 | 284899.4432 | 0 | 2030496.9363
5123 | 1595.175 | 1660.2211 | 1660.2211 | 1616.1598 | 1595.175 | 351.95 | 595948.8081 | 574262.9978 | 260492.0765 | 0 | 2628928.1489
5124 | 1462.4025 | 1522.0341 | 1522.0341 | 1481.6401 | 1462.4025 | 359.3 | 558559.5408 | 526464.8849 | 238810.3214 | 0 | 2399362.9614
5125 | 1607.6891 | 1673.2454 | 1673.2454 | 1628.8384 | 1607.6891 | 377.2 | 644632.8082 | 578768.0857 | 262535.6344 | 0 | 2608957.7092
5126 | 1637.0923 | 1703.8474 | 1703.8474 | 1658.6282 | 1637.0923 | 405.85 | 705209.9764 | 589353.232 | 267337.1744 | 0 | 2609770.2118
5127 | 1664.4276 | 1732.298 | 1732.298 | 1686.3238 | 1664.4276 | 411.6 | 726320.2982 | 599193.9248 | 271801.022 | 0 | 2643776.7506
5128 | 1619.2759 | 701.6626 | 701.6626 | 683.0408 | 683.0408 | 865.1 | 626732.1346 | 245894.6988 | 111540.5676 | 1716118.8501 | 748315.6083
5129 | 1609.6674 | 742.7733 | 742.7733 | 723.0605 | 723.0605 | 1766.6 | 1353334.104 | 260301.765 | 118075.7728 | 1625150.5277 | 162912.9666
5130 | 1842.5401 | 264.5571 | 264.5571 | 257.5359 | 257.5359 | 1809.2 | 492373.4517 | 92712.9357 | 42055.6178 | 2905312.5602 | 47434.5972
5131 | 1522.0625 | 1584.1268 | 1584.1268 | 1542.0849 | 1522.0625 | 1837.65 | 2962623.5044 | 547942.4968 | 248552.8048 | 0 | 247106.7657
5132 | 1333.194 | 1387.5574 | 1387.5574 | 1350.7324 | 1333.194 | 1844.9 | 2607387.0068 | 479949.8418 | 217710.581 | 0 | 206778.3894
5133 | 1353.1162 | 1408.2917 | 1408.2917 | 1370.9164 | 1353.1162 | 1753.25 | 2517718.6602 | 487121.8356 | 220963.8771 | 0 | 333881.373
5134 | 1412.8828 | 1470.4958 | 1470.4958 | 1431.4697 | 1412.8828 | 1823.35 | 2728394.5062 | 508637.8177 | 230723.7656 | 0 | 249585.7514
5135 | 1341.9598 | 1396.6808 | 1396.6808 | 1359.6137 | 1341.9598 | 1719.3 | 2443608.2753 | 483105.519 | 219142.0313 | 0 | 376688.1088
5136 | 1469.4619 | 0 | 0 | 0 | 0 | 1523.05 | 0 | 0 | 0 | 2693523.648 | 0
5137 | 1242.3487 | 0 | 0 | 0 | 0 | 1228.85 | 0 | 0 | 0 | 2277225.2533 | 0
5138 | 1430.4144 | 0 | 0 | 0 | 0 | 1198.05 | 0 | 0 | 0 | 2621949.5365 | 0
5139 | 1263.8647 | 0 | 0 | 0 | 0 | 1085.8 | 0 | 0 | 0 | 2316664.0483 | 0
5140 | 1263.8647 | 0 | 0 | 0 | 0 | 964.6 | 0 | 0 | 0 | 2316664.0483 | 0
5141 | 1340.366 | 0 | 0 | 0 | 0 | 959.1 | 0 | 0 | 0 | 2456890.8762 | 0
5142 | 1114.0497 | 0 | 0 | 0 | 0 | 956.2 | 0 | 0 | 0 | 2042053.1771 | 0
5143 | 1307.6936 | 189.8304 | 189.8304 | 184.7924 | 184.7924 | 770.3 | 151188.0053 | 66525.2663 | 30176.5999 | 2058277.8533 | 219363.7236
5144 | 1075.8529 | 696.3557 | 696.3557 | 677.8748 | 677.8748 | 298.65 | 214961.3929 | 244034.9107 | 110696.947 | 729493.9397 | 1113329.413
5145 | 1014.0104 | 1055.3591 | 1055.3591 | 1027.3505 | 1014.0104 | 1036 | 1113887.8894 | 365043.739 | 165587.896 | 0 | 977505.64
5146 | 1160.599 | 1207.9245 | 1207.9245 | 1175.8668 | 1160.599 | 677.85 | 834063.4756 | 417815.6299 | 189525.8121 | 0 | 1534485.9308
5147 | 1335.6922 | 1390.1572 | 1390.1572 | 1353.2632 | 1335.6922 | 351.95 | 498792.7625 | 480849.2096 | 218118.5443 | 0 | 2201287.611
5148 | 1416.1869 | 1473.9346 | 1473.9346 | 1434.8171 | 1416.1869 | 359.3 | 539827.7074 | 509827.293 | 231263.3249 | 0 | 2323537.8878
5149 | 1072.5339 | 1116.2685 | 1116.2685 | 1086.6433 | 1072.5339 | 377.2 | 430242.0513 | 386112.1889 | 175144.779 | 0 | 1740507.9448
5150 | 1228.6313 | 563.0519 | 563.0519 | 548.1088 | 548.1088 | 405.85 | 236864.7362 | 197319.1781 | 89506.1716 | 1247397.7132 | 843483.8948
5151 | 962.4338 | 202.5424 | 202.5424 | 197.1671 | 197.1671 | 411.6 | 86169.0867 | 70980.15 | 32197.3847 | 1402733.8697 | 302326.5256
5152 | 1200.7083 | 321.7249 | 321.7249 | 313.1865 | 313.1865 | 738.3 | 245159.6813 | 112747.1466 | 51143.3584 | 1626827.5139 | 381452.2844
5153 | 1232.7184 | 617.3544 | 617.3544 | 600.9702 | 600.9702 | 1633.75 | 1040698.9633 | 216349.2711 | 98138.4333 | 1157994.367 | 212476.6413
5154 | 856.2803 | 179.3675 | 179.3675 | 174.6072 | 174.6072 | 1674.2 | 309839.3646 | 62858.5767 | 28513.3488 | 1249506.883 | 54915.219
5155 | 1170.6288 | 639.8904 | 639.8904 | 622.908 | 622.908 | 1675.15 | 1103726.7034 | 224246.8966 | 101720.8839 | 1003972.1531 | 121913.931
5156 | 1184.9728 | 1233.2924 | 1233.2924 | 1200.5615 | 1184.9728 | 1822.4 | 2287146.3812 | 426590.2058 | 193506.0573 | 0 | 210451.1682
5157 | 1341.1629 | 1395.8513 | 1395.8513 | 1358.8062 | 1341.1629 | 1700.3 | 2420523.6213 | 482818.6393 | 219011.8994 | 0 | 401946.5172
5158 | 1157.0817 | 1204.2641 | 1204.2641 | 1172.3036 | 1157.0817 | 1798.3 | 2207680.6209 | 416549.4142 | 188951.4426 | 0 | 233383.3801
5159 | 1082.1742 | 1126.3016 | 1126.3016 | 1096.4102 | 1082.1742 | 1699.3 | 1950742.6012 | 389582.7167 | 176719.049 | 0 | 325409.7218
5160 | 136.2679 | 141.8246 | 141.8246 | 138.0606 | 136.2679 | 1394.6 | 202087.6216 | 49056.4393 | 22252.5459 | 0 | 82496.5787
5161 | 105.9861 | 0 | 0 | 0 | 0 | 1319.6 | 0 | 0 | 0 | 126123.4998 | 0
5162 | 87.6577 | 0 | 0 | 0 | 0 | 1120.65 | 0 | 0 | 0 | 104312.669 | 0
5163 | 91.6421 | 0 | 0 | 0 | 0 | 1223.5 | 0 | 0 | 0 | 109054.1539 | 0
5164 | 87.6577 | 0 | 0 | 0 | 0 | 1183 | 0 | 0 | 0 | 104312.669 | 0
5165 | 91.6421 | 0 | 0 | 0 | 0 | 1173.65 | 0 | 0 | 0 | 109054.1539 | 0
5166 | 84.4702 | 0 | 0 | 0 | 0 | 1164.55 | 0 | 0 | 0 | 100519.481 | 0
5167 | 82.0795 | 85.4259 | 85.4259 | 83.1588 | 82.0795 | 1176.2 | 102306.9909 | 29548.6155 | 13403.5803 | 0 | 67616.6802
5168 | 81.0455 | 84.3498 | 84.3498 | 82.1112 | 81.0455 | 817.65 | 70216.3765 | 29176.389 | 13234.7342 | 0 | 95823.5557
5169 | 801.8299 | 834.525 | 834.525 | 812.3772 | 801.8299 | 1029 | 875947.2972 | 288658.775 | 130938.8277 | 0 | 778576.8626
5170 | 967.4233 | 1006.8714 | 1006.8714 | 980.1496 | 967.4233 | 665.1 | 682523.9511 | 348272.3895 | 157980.2256 | 0 | 1291413.3689
5171 | 1373.2187 | 1429.2145 | 1429.2145 | 1391.2839 | 1373.2187 | 335.3 | 487577.1016 | 494358.7363 | 224246.6157 | 0 | 2285997.1899
5172 | 1296.8011 | 1349.6804 | 1349.6804 | 1313.8606 | 1296.8011 | 343.8 | 473584.1258 | 466848.4014 | 211767.6221 | 0 | 2147761.8162
5173 | 1405.7098 | 1463.0293 | 1463.0293 | 1424.2013 | 1405.7098 | 354.95 | 532211.9978 | 506055.5413 | 229552.4164 | 0 | 2312462.9674
5174 | 1424.881 | 1482.9831 | 1482.9831 | 1443.6255 | 1424.881 | 371.45 | 562980.5647 | 512957.1514 | 232683.0634 | 0 | 2320489.9135
5175 | 1143.2188 | 1189.8358 | 1189.8358 | 1158.2582 | 1143.2188 | 360.8 | 437902.9282 | 411558.7824 | 186687.6366 | 0 | 1873964.3225
5176 | 1188.5309 | 1922.9173 | 1236.9955 | 1871.8842 | 1188.5309 | 1129.6 | 1424830.0305 | 427871.124 | 194087.096 | 0 | 1034497.2954
5177 | 1249.3245 | 1365.3024 | 1300.2674 | 1329.0681 | 1249.3245 | 1560.15 | 2069439.048 | 449756.8225 | 204014.692 | 0 | 549515.3844
5178 | 1404.2924 | 0 | 0 | 0 | 0 | 1651.65 | 0 | 0 | 0 | 2574067.9179 | 0
5179 | 1160.2693 | 1207.581 | 1207.581 | 1175.5325 | 1160.2693 | 1648.65 | 2032556.2767 | 417696.9332 | 189471.97 | 0 | 407660.5131
5180 | 1162.6599 | 1210.0695 | 1210.0695 | 1177.955 | 1162.6599 | 1655.5 | 2040282.0275 | 418557.5726 | 189862.3656 | 0 | 400536.3438
5181 | 1369.8509 | 1425.7091 | 1425.7091 | 1387.8716 | 1369.8509 | 1658.05 | 2416802.0586 | 493146.3107 | 223696.6459 | 0 | 468420.5026
5182 | 1357.1007 | 1412.4392 | 1412.4392 | 1374.9539 | 1357.1007 | 1666.9 | 2404408.4394 | 488556.2344 | 221614.5363 | 0 | 452050.2268
5183 | 1209.6763 | 1259.0027 | 1259.0027 | 1225.5895 | 1209.6763 | 1517.85 | 1950442.3553 | 435483.4784 | 197540.1445 | 0 | 583245.2834
5184 | 945.9063 | 0 | 0 | 0 | 0 | 1502.85 | 0 | 0 | 0 | 1733846.2957 | 0
5185 | 1825.6709 | 0 | 0 | 0 | 0 | 1115.95 | 0 | 0 | 0 | 2172548.4055 | 0
5186 | 1777.8576 | 0 | 0 | 0 | 0 | 1077.2 | 0 | 0 | 0 | 2115650.5868 | 0
5187 | 1880.6562 | 0 | 0 | 0 | 0 | 1163.85 | 0 | 0 | 0 | 2237980.8982 | 0
5188 | 2020.9085 | 0 | 0 | 0 | 0 | 1071.6 | 0 | 0 | 0 | 2404881.1686 | 0
5189 | 2148.4107 | 0 | 0 | 0 | 0 | 1179.3 | 0 | 0 | 0 | 2556608.6866 | 0
5190 | 2121.3165 | 0 | 0 | 0 | 0 | 1198.5 | 0 | 0 | 0 | 2524366.5898 | 0
5191 | 1969.1108 | 0 | 0 | 0 | 0 | 1091.65 | 0 | 0 | 0 | 3609380.1147 | 0
5192 | 1123.1632 | 0 | 0 | 0 | 0 | 555.25 | 0 | 0 | 0 | 2058758.0631 | 0
5193 | 1632.0301 | 617.9893 | 617.9893 | 601.5882 | 601.5882 | 294.25 | 187119.4675 | 216571.76 | 98239.3567 | 1888799.9215 | 259381.4623
5194 | 1933.3126 | 2012.1463 | 2012.1463 | 1958.745 | 1933.3126 | 302.75 | 618973.0524 | 695992.5356 | 315709.9474 | 0 | 3281314.8087
5195 | 2180.0402 | 2268.935 | 2268.935 | 2208.7187 | 2180.0402 | 312.45 | 721125.9285 | 784814.4544 | 356000.5567 | 0 | 3678926.502
5196 | 2017.7698 | 2100.0471 | 2100.0471 | 2044.313 | 2017.7698 | 313.95 | 672047.2292 | 726397.1284 | 329501.8085 | 0 | 3402060.773
5197 | 1936.1236 | 2015.0719 | 2015.0719 | 1961.593 | 1936.1236 | 315.8 | 648921.6432 | 697004.5039 | 316168.9875 | 0 | 3260819.4042
5198 | 2326.1845 | 2421.0394 | 2421.0394 | 2356.7863 | 2326.1845 | 330.6 | 817208.0241 | 837426.4099 | 379865.9243 | 0 | 3883331.5696
5199 | 2160.3092 | 2248.3995 | 2248.3995 | 2188.7282 | 2160.3092 | 342.5 | 785922.8127 | 777711.3116 | 352778.4922 | 0 | 3580712.1675
5200 | 1965.9362 | 262.6202 | 262.6202 | 255.6505 | 255.6505 | 349.25 | 95043.7598 | 92034.1623 | 41747.7186 | 3134953.7911 | 407386.9417
5201 | 2270.9292 | 378.7866 | 378.7866 | 368.7338 | 368.7338 | 340.55 | 133476.8288 | 132744.1544 | 60214.2234 | 3486724.3071 | 590686.2059
5202 | 1602.9128 | 93.9676 | 93.9676 | 91.4737 | 91.4737 | 321.7 | 31307.5781 | 32930.5411 | 14937.6594 | 2770467.7853 | 148200.6032
5203 | 2148.4226 | 1744.0203 | 1744.0203 | 1697.735 | 1697.735 | 1137.1 | 2051828.2481 | 611184.5846 | 277240.1185 | 1531436.6607 | 918739.1219
5204 | 2164.3484 | 2093.1229 | 2093.1229 | 2037.5725 | 2037.5725 | 1358.95 | 2939688.837 | 733526.1078 | 332735.5928 | 430784.5228 | 1151327.7231
5205 | 1992.2206 | 2073.4574 | 2073.4574 | 2018.429 | 1992.2206 | 1249.4 | 2647090.193 | 717199.4048 | 325329.6189 | 0 | 1348079.8518
5206 | 1660.7151 | 1728.4336 | 1728.4336 | 1682.5619 | 1660.7151 | 1254.25 | 2211870.9867 | 597857.4238 | 271194.7703 | 0 | 1238478.2112
5207 | 2342.8514 | 2093.1229 | 2093.1229 | 2037.5725 | 2037.5725 | 1246.1 | 2694863.6906 | 733526.1078 | 332735.5928 | 1037337.591 | 1354006.6617
5208 | 2067.1281 | 0 | 0 | 0 | 0 | 1062.75 | 0 | 0 | 0 | 3789045.7376 | 0
5209 | 1512.4939 | 0 | 0 | 0 | 0 | 1351.75 | 0 | 0 | 0 | 1799867.6886 | 0
5210 | 1488.5872 | 0 | 0 | 0 | 0 | 306.35 | 0 | 0 | 0 | 1771418.7787 | 0
5211 | 1255.099 | 0 | 0 | 0 | 0 | 296.55 | 0 | 0 | 0 | 1493567.76 | 0
5212 | 1229.5985 | 0 | 0 | 0 | 0 | 289.2 | 0 | 0 | 0 | 1463222.2567 | 0
5213 | 1267.0523 | 0 | 0 | 0 | 0 | 283.7 | 0 | 0 | 0 | 1507792.2156 | 0
5214 | 1408.8984 | 0 | 0 | 0 | 0 | 578.8 | 0 | 0 | 0 | 1676589.0793 | 0
5215 | 1368.2571 | 0 | 0 | 0 | 0 | 1061 | 0 | 0 | 0 | 2508015.2405 | 0
5216 | 992.7355 | 38.7117 | 38.7117 | 37.6843 | 37.6843 | 973.95 | 38792.1756 | 13566.35 | 6153.8471 | 1750608.771 | 37326.673
5217 | 1172.2624 | 509.4217 | 509.4217 | 495.902 | 495.902 | 1072.8 | 563625.1233 | 178524.7043 | 80980.7895 | 1239768.7424 | 443863.6208
5218 | 1292.8316 | 1242.5106 | 1242.5106 | 1209.535 | 1209.535 | 1113.65 | 1427069.0009 | 435432.6022 | 197517.0665 | 152682.6857 | 1034913.7826
5219 | 1352.5624 | 1407.7151 | 1407.7151 | 1370.3551 | 1352.5624 | 989.1 | 1415067.6928 | 486922.4543 | 220873.4355 | 0 | 1367304.9258
5220 | 1429.4651 | 1487.754 | 1487.754 | 1448.2698 | 1429.4651 | 359.3 | 544362.7044 | 514607.427 | 233431.6467 | 0 | 2345323.2255
5221 | 1429.4511 | 1487.7394 | 1487.7394 | 1448.2556 | 1429.4511 | 377.2 | 571677.26 | 514602.4068 | 233429.3695 | 0 | 2319713.2938
5222 | 1083.6514 | 1127.8388 | 1127.8388 | 1097.9066 | 1083.6514 | 1195.45 | 1374435.5384 | 390114.5202 | 176960.281 | 0 | 871851.412
5223 | 1206.68 | 1255.8845 | 1255.8845 | 1222.554 | 1206.68 | 1302.25 | 1663835.1962 | 434404.8108 | 197050.8489 | 0 | 841960.97
5224 | 1434.9975 | 774.4514 | 774.4514 | 753.8979 | 753.8979 | 1462.1 | 1167861.6225 | 271403.2301 | 123111.5208 | 1248455.5861 | 391466.4072
5225 | 1270.9311 | 702.4067 | 702.4067 | 683.7652 | 683.7652 | 1731.1 | 1253363.3348 | 246155.485 | 111658.863 | 1076275.0928 | 177491.4785
5226 | 1239.3475 | 281.7903 | 281.7903 | 274.3118 | 274.3118 | 1668.75 | 484801.2634 | 98752.2319 | 44795.1097 | 1768910.4575 | 87716.325
5227 | 795.2945 | 827.7235 | 827.7235 | 805.7562 | 795.2945 | 1750.15 | 1472693.6251 | 286306.0024 | 129871.5839 | 0 | 198704.2059
5228 | 1205.6919 | 1254.8563 | 1254.8563 | 1221.5531 | 1205.6919 | 1784.9 | 2278022.3159 | 434049.0797 | 196889.4853 | 0 | 259344.3251
5229 | 1452.7272 | 1511.9645 | 1511.9645 | 1471.8378 | 1452.7272 | 1780.3 | 2744094.659 | 522981.806 | 237230.3581 | 0 | 319164.1219
5230 | 1126.8 | 1172.7473 | 1172.7473 | 1141.6232 | 1126.8 | 1878.35 | 2240155.7573 | 405647.9834 | 184006.4325 | 0 | 137075.2144
5231 | 1046.3142 | 1088.9793 | 1088.9793 | 1060.0784 | 1046.3142 | 1879.2 | 2080422.7466 | 376673.1275 | 170863.1159 | 0 | 126394.7312
5232 | 945.9063 | 133.9334 | 133.9334 | 130.3789 | 130.3789 | 1859.5 | 256506.6377 | 46936.3979 | 21290.8716 | 1494861.8033 | 0
5233 | 1189.7541 | 0 | 0 | 0 | 0 | 1705.1 | 0 | 0 | 0 | 1415807.4076 | 0
5234 | 1080.5804 | 0 | 0 | 0 | 0 | 1495.75 | 0 | 0 | 0 | 1285890.72 | 0
5235 | 1216.8483 | 0 | 0 | 0 | 0 | 1225.55 | 0 | 0 | 0 | 1448049.5044 | 0
5236 | 1073.4084 | 0 | 0 | 0 | 0 | 1205.65 | 0 | 0 | 0 | 1277356.046 | 0
5237 | 1196.1292 | 0 | 0 | 0 | 0 | 1163.2 | 0 | 0 | 0 | 1423393.7825 | 0
5238 | 1135.5657 | 0 | 0 | 0 | 0 | 1196.2 | 0 | 0 | 0 | 1351323.2116 | 0
5239 | 1033.564 | 1075.7094 | 1075.7094 | 1047.1607 | 1033.564 | 1212.6 | 1328238.4327 | 372083.0512 | 168781.0063 | 0 | 663478.2006
5240 | 863.52 | 898.7316 | 898.7316 | 874.8797 | 863.52 | 1178.15 | 1079037.6451 | 310867.2132 | 141012.822 | 0 | 709683.912
5241 | 1062.6763 | 1106.0096 | 1106.0096 | 1076.6567 | 1062.6763 | 1252.8 | 1412229.1799 | 382563.486 | 173535.048 | 0 | 794031.5072
5242 | 1360.7414 | 1416.2277 | 1416.2277 | 1378.6417 | 1360.7414 | 1256.6 | 1813376.1163 | 489866.9166 | 222209.0763 | 0 | 1011574.8594
5243 | 1568.4882 | 1778.5845 | 1632.4459 | 1731.3818 | 1568.4882 | 1280.95 | 2126857.6075 | 564655.7531 | 256134.1235 | 0 | 1127821.4424
5244 | 1509.8552 | 1571.422 | 1571.422 | 1529.7174 | 1509.8552 | 1249.95 | 2002825.0937 | 543547.8576 | 246559.3476 | 0 | 1132466.8628
5245 | 1563.935 | 1627.7073 | 1627.7073 | 1584.5088 | 1563.935 | 1089.35 | 1810856.2612 | 563016.5939 | 255390.5827 | 0 | 1424197.3923
5246 | 1577.8526 | 1988.1147 | 1642.1928 | 1935.3512 | 1577.8526 | 1437.25 | 2401948.7231 | 568026.949 | 257663.3355 | 0 | 887936.5709
5247 | 1437.9908 | 962.6759 | 962.6759 | 937.127 | 937.127 | 1798.1 | 1783136.283 | 337365.709 | 153032.8341 | 918083.3704 | 182648.0274
5248 | 1849.9352 | 123.8535 | 123.8535 | 120.5665 | 120.5665 | 1818.65 | 232231.1243 | 43403.9311 | 19688.5054 | 3169932.8356 | 21106.9638
5249 | 2043.3748 | 46.7475 | 46.7475 | 45.5069 | 45.5069 | 1848.15 | 89017.3741 | 16382.4755 | 7431.2729 | 3662091.9332 | 6670.6186
5250 | 1857.415 | 178.0176 | 178.0176 | 173.2931 | 173.2931 | 1763.25 | 324137.3125 | 62385.5143 | 28298.7625 | 3086995.3998 | 39605.1972
5251 | 1680.6373 | 1749.168 | 1749.168 | 1702.746 | 1680.6373 | 1769.65 | 3154931.3371 | 605029.4179 | 274448.0665 | 0 | 387134.733
5252 | 1432.0081 | 1490.4007 | 1490.4007 | 1450.8463 | 1432.0081 | 1785.5 | 2711242.0508 | 515522.9322 | 233846.9301 | 0 | 307165.716
5253 | 1791.4047 | 1864.4528 | 1864.4528 | 1814.9712 | 1791.4047 | 1793.4 | 3408219.4671 | 644905.7046 | 292536.3932 | 0 | 370104.2183
5254 | 1433.6019 | 1492.0597 | 1492.0597 | 1452.4612 | 1433.6019 | 1870.85 | 2838235.6517 | 516096.6916 | 234107.1937 | 0 | 185149.6881
5255 | 1313.2718 | 1366.823 | 1366.823 | 1330.5483 | 1313.2718 | 1844.3 | 2561778.379 | 472777.8476 | 214457.2848 | 0 | 204476.4191
5256 | 1328.4127 | 0 | 0 | 0 | 0 | 1769.05 | 0 | 0 | 0 | 2434980.4333 | 0
5257 | 1421.6486 | 0 | 0 | 0 | 0 | 1728.6 | 0 | 0 | 0 | 1691761.8316 | 0
5258 | 1459.1023 | 0 | 0 | 0 | 0 | 1705.35 | 0 | 0 | 0 | 1736331.7906 | 0
5259 | 1105.284 | 0 | 0 | 0 | 0 | 1695.55 | 0 | 0 | 0 | 1315287.9267 | 0
5260 | 1154.691 | 0 | 0 | 0 | 0 | 1636.7 | 0 | 0 | 0 | 1374082.34 | 0
5261 | 1428.0237 | 0 | 0 | 0 | 0 | 1579.7 | 0 | 0 | 0 | 1699348.2078 | 0
5262 | 1184.9728 | 0 | 0 | 0 | 0 | 1576.8 | 0 | 0 | 0 | 1410117.6249 | 0
5263 | 1434.3988 | 0 | 0 | 0 | 0 | 1523.25 | 0 | 0 | 0 | 2629253.0187 | 0
5264 | 1038.439 | 0 | 0 | 0 | 0 | 1334.15 | 0 | 0 | 0 | 1903458.6778 | 0
5265 | 1255.5094 | 0 | 0 | 0 | 0 | 1671.3 | 0 | 0 | 0 | 2301348.6495 | 0
5266 | 1522.3454 | 1507.1041 | 1507.1041 | 1467.1064 | 1467.1064 | 1529.55 | 2378632.8993 | 528158.3037 | 239578.475 | 101253.0647 | 513835.3695
5267 | 1627.697 | 1694.0693 | 1694.0693 | 1649.1096 | 1627.697 | 1222.45 | 2111708.922 | 585970.9196 | 265802.9199 | 0 | 1265615.8016
5268 | 1740.9657 | 1811.956 | 1811.956 | 1763.8676 | 1740.9657 | 1233.3 | 2279559.4208 | 626747.6502 | 284299.698 | 0 | 1334797.8655
5269 | 1456.1419 | 1515.5188 | 1515.5188 | 1475.2978 | 1456.1419 | 1146.2 | 1768315.4002 | 524211.0858 | 237787.9731 | 0 | 1243253.9585
5270 | 1415.659 | 1473.385 | 1473.385 | 1434.2822 | 1415.659 | 1589.15 | 2381792.1936 | 509637.2353 | 231177.1126 | 0 | 581623.4948
5271 | 1574.2258 | 1202.8028 | 1202.8028 | 1170.8811 | 1170.8811 | 1564.75 | 1937437.9871 | 421517.2 | 191204.8855 | 739330.811 | 491962.6398
5272 | 1456.6718 | 110.4399 | 110.4399 | 107.5089 | 107.5089 | 1804.6 | 205140.8223 | 38703.2155 | 17556.2086 | 2473015.6015 | 20279.1982
5273 | 1710.5644 | 640.7282 | 640.7282 | 623.7236 | 623.7236 | 1786.6 | 1179714.0782 | 224540.5089 | 101854.0697 | 1992179.1371 | 128489.207
5274 | 1605.2895 | 155.7418 | 155.7418 | 151.6085 | 151.6085 | 1754.2 | 281435.4715 | 54579.0729 | 24757.6739 | 2664597.2037 | 35973.8132
5275 | 1610.0698 | 1675.7235 | 1675.7235 | 1631.2507 | 1610.0698 | 1761.7 | 3010427.4755 | 579625.1392 | 262924.4034 | 0 | 383679.6407
5276 | 1475.0401 | 1535.1874 | 1535.1874 | 1494.4444 | 1475.0401 | 1796.8 | 2810413.1881 | 531014.4392 | 240874.0498 | 0 | 299728.128
5277 | 1838.4211 | 1913.3859 | 1913.3859 | 1862.6057 | 1838.4211 | 1827.5 | 3560883.1822 | 661831.6108 | 300214.1723 | 0 | 309810.5175
5278 | 1491.7748 | 1552.6048 | 1552.6048 | 1511.3995 | 1491.7748 | 1873.35 | 2956529.4913 | 537038.9143 | 243606.8186 | 0 | 188933.2736
5279 | 1526.041 | 1588.2681 | 1588.2681 | 1546.1163 | 1526.041 | 1879.25 | 3034227.0417 | 549374.7442 | 249202.4881 | 0 | 184269.4454
5280 | 1497.353 | 0 | 0 | 0 | 0 | 1829.55 | 0 | 0 | 0 | 2744648.0105 | 0
5281 | 1734.0288 | 0 | 0 | 0 | 0 | 1748.6 | 0 | 0 | 0 | 2063494.2518 | 0
5282 | 1447.9459 | 0 | 0 | 0 | 0 | 1748.45 | 0 | 0 | 0 | 1723055.6317 | 0
5283 | 1251.1145 | 0 | 0 | 0 | 0 | 1643.05 | 0 | 0 | 0 | 1488826.2752 | 0
5284 | 1269.4429 | 0 | 0 | 0 | 0 | 1442.85 | 0 | 0 | 0 | 1510637.1057 | 0
5285 | 1431.2113 | 0 | 0 | 0 | 0 | 1406.7 | 0 | 0 | 0 | 1703141.3958 | 0
5286 | 1506.9156 | 0 | 0 | 0 | 0 | 1519.45 | 0 | 0 | 0 | 1793229.6092 | 0
5287 | 1356.3038 | 0 | 0 | 0 | 0 | 1436.75 | 0 | 0 | 0 | 2486104.7976 | 0
5288 | 1302.3903 | 577.2762 | 577.2762 | 561.9556 | 561.9556 | 1087.65 | 648155.1156 | 202304.023 | 91767.3526 | 1357216.7513 | 0
5289 | 1113.0576 | 1158.4449 | 1158.4449 | 1127.7004 | 1113.0576 | 1562.45 | 1839407.8597 | 400700.7418 | 181762.3087 | 0 | 132898.8117
5290 | 1552.2695 | 1615.5666 | 1615.5666 | 1572.6903 | 1552.2695 | 1578.8 | 2592340.0622 | 558817.033 | 253485.6152 | 0 | 653815.7028
5291 | 1629.2201 | 1695.6554 | 1695.6554 | 1650.6536 | 1629.2201 | 1410.95 | 2434157.6306 | 586519.2184 | 266051.6343 | 0 | 959692.041
5292 | 1607.9571 | 2005.2803 | 1673.5243 | 1952.0612 | 1607.9571 | 1313.3 | 2238104.8552 | 578864.5492 | 262579.3913 | 0 | 1104184.1275
5293 | 1593.6599 | 1658.6443 | 1658.6443 | 1614.6248 | 1593.6599 | 1146.2 | 1935714.867 | 573717.5676 | 260244.6633 | 0 | 1360666.8312
5294 | 1528.3529 | 1590.6743 | 1590.6743 | 1548.4587 | 1528.3529 | 1614.85 | 2609730.8343 | 550207.0541 | 249580.0331 | 0 | 588645.1302
5295 | 1862.026 | 1937.9534 | 1937.9534 | 1886.5212 | 1862.026 | 1810.6 | 3565981.5836 | 670329.3478 | 304068.8402 | 0 | 352667.718
5296 | 1724.6753 | 1087.0747 | 1087.0747 | 1058.2243 | 1058.2243 | 1842.7 | 2062007.8341 | 380960.7617 | 172808.0344 | 1221604.6262 | 160689.1858
5297 | 1844.8819 | 933.5997 | 933.5997 | 908.8225 | 908.8225 | 1821.15 | 1748013.3905 | 327176.0835 | 148410.7068 | 1715796.9864 | 156909.0397
5298 | 1817.6831 | 0 | 0 | 0 | 0 | 1790.2 | 0 | 0 | 0 | 3331813.1608 | 0
5299 | 1765.9551 | 1837.965 | 1837.965 | 1789.1864 | 1765.9551 | 1787.35 | 3341557.2149 | 635743.841 | 288380.4701 | 0 | 298183.1463
5300 | 1718.8879 | 1788.9787 | 1788.9787 | 1741.5002 | 1718.8879 | 1819.6 | 3313417.5832 | 618799.6465 | 280694.3952 | 0 | 310087.3784
5301 | 1542.7756 | 1605.6855 | 1605.6855 | 1563.0714 | 1542.7756 | 1830.3 | 2989903.8408 | 555399.2189 | 251935.2568 | 0 | 261809.0207
5302 | 1653.5431 | 1720.9692 | 1720.9692 | 1675.2956 | 1653.5431 | 1878.3 | 3282785.0242 | 595275.5059 | 270023.5837 | 0 | 201236.1831
5303 | 1906.9535 | 1984.7135 | 1984.7135 | 1932.0403 | 1906.9535 | 1879.3 | 3787382.5976 | 686503.2701 | 311405.5111 | 0 | 216777.5621
5304 | 1835.2336 | 0 | 0 | 0 | 0 | 1854.95 | 0 | 0 | 0 | 3363983.1668 | 0
5305 | 1701.3564 | 0 | 0 | 0 | 0 | 1823.6 | 0 | 0 | 0 | 3118586.2189 | 0
5306 | 1351.5224 | 0 | 0 | 0 | 0 | 1759.75 | 0 | 0 | 0 | 2477340.6215 | 0
5307 | 1069.424 | 0 | 0 | 0 | 0 | 1738.65 | 0 | 0 | 0 | 1960254.1938 | 0
5308 | 1283.7869 | 0 | 0 | 0 | 0 | 1731.3 | 0 | 0 | 0 | 2353181.4519 | 0
5309 | 1391.3668 | 0 | 0 | 0 | 0 | 1586.1 | 0 | 0 | 0 | 2550375.4269 | 0
5310 | 1366.6633 | 0 | 0 | 0 | 0 | 1522.8 | 0 | 0 | 0 | 2505093.8472 | 0
5311 | 1409.6953 | 207.5194 | 207.5194 | 202.012 | 202.012 | 1529.1 | 328337.8066 | 72724.3168 | 32988.5581 | 2213683.4575 | 91830.6799
5312 | 1126.6764 | 768.6178 | 768.6178 | 748.2191 | 748.2191 | 1420.15 | 1129465.1756 | 269358.8857 | 122184.1834 | 693712.2476 | 418816.9572
5313 | 1236.8333 | 1287.2681 | 1287.2681 | 1253.1047 | 1236.8333 | 1719.35 | 2250524.6098 | 445259.9822 | 201974.8753 | 0 | 347117.1814
5314 | 853.2232 | 888.0157 | 888.0157 | 864.4483 | 853.2232 | 1633.65 | 1475736.5139 | 307160.3681 | 139331.3558 | 0 | 312578.2461
5315 | 1279.1002 | 1331.2576 | 1331.2576 | 1295.9267 | 1279.1002 | 1534.95 | 2080454.1928 | 460476.085 | 208877.0685 | 0 | 594845.455
5316 | 1487.5921 | 1548.2512 | 1548.2512 | 1507.1615 | 1487.5921 | 1361.9 | 2148039.0139 | 535533.1542 | 242923.7891 | 0 | 949232.4552
5317 | 1377.6534 | 1433.8293 | 1433.8293 | 1395.7762 | 1377.6534 | 1191.45 | 1737581.6837 | 495955.2222 | 224970.7994 | 0 | 1113901.3332
5318 | 1389.6814 | 1446.3477 | 1446.3477 | 1407.9625 | 1389.6814 | 1747.9 | 2571846.9884 | 500285.3137 | 226934.977 | 0 | 350338.6877
5319 | 1142.5534 | 1189.1426 | 1189.1426 | 1157.5834 | 1142.5534 | 1853.7 | 2240381.5521 | 411319.2377 | 186578.9764 | 0 | 167155.568
5320 | 1250.1114 | 1109.2245 | 1109.2245 | 1079.7863 | 1079.7863 | 1842.7 | 2105566.7488 | 388723.0701 | 176329.1037 | 312205.96 | 163963.3853
5321 | 1587.4332 | 281.2918 | 281.2918 | 273.8265 | 273.8265 | 1853.8 | 536686.1748 | 98577.5235 | 44715.86 | 2407841.2111 | 38645.9232
5322 | 1534.0547 | 165.3721 | 165.3721 | 160.9833 | 160.9833 | 1821.4 | 309732.6412 | 57953.9737 | 26288.5664 | 2516839.881 | 27754.9758
5323 | 1588.2052 | 0 | 0 | 0 | 0 | 1812.35 | 0 | 0 | 0 | 2911180.1499 | 0
5324 | 1595.3702 | 0 | 0 | 0 | 0 | 1842.4 | 0 | 0 | 0 | 2924313.6334 | 0
5325 | 1622.4644 | 0 | 0 | 0 | 0 | 1855.3 | 0 | 0 | 0 | 2973977.302 | 0
5326 | 1469.4619 | 0 | 0 | 0 | 0 | 1878.35 | 0 | 0 | 0 | 2693523.648 | 0
5327 | 1749.1697 | 1174.0139 | 1174.0139 | 1142.8562 | 1142.8562 | 1879.3 | 2263259.4569 | 411428.2416 | 186628.4218 | 1111372.5214 | 137942.7466
5328 | 1341.9598 | 1396.6808 | 1396.6808 | 1359.6137 | 1341.9598 | 1857.5 | 2626809.728 | 483105.519 | 219142.0313 | 0 | 191229.2679
5329 | 1458.3055 | 0 | 0 | 0 | 0 | 1777.2 | 0 | 0 | 0 | 1735383.4926 | 0
5330 | 1478.2277 | 0 | 0 | 0 | 0 | 1784.05 | 0 | 0 | 0 | 1759090.9178 | 0
5331 | 1371.4446 | 0 | 0 | 0 | 0 | 1763.8 | 0 | 0 | 0 | 1632019.1216 | 0
5332 | 1293.3496 | 0 | 0 | 0 | 0 | 1752.9 | 0 | 0 | 0 | 1539086.0157 | 0
5333 | 1466.2743 | 0 | 0 | 0 | 0 | 1743.55 | 0 | 0 | 0 | 1744866.4634 | 0
5334 | 1534.8067 | 0 | 0 | 0 | 0 | 1734.45 | 0 | 0 | 0 | 1826420.0039 | 0
5335 | 1117.2373 | 1162.7943 | 1162.7943 | 1131.9344 | 1117.2373 | 1600.15 | 1896655.0105 | 402205.4262 | 182444.8503 | 0 | 446727.2144
5336 | 1320.5663 | 1374.4144 | 1374.4144 | 1337.9382 | 1320.5663 | 1415.35 | 1979573.2603 | 475403.8734 | 215648.4792 | 0 | 772069.0961
5337 | 1426.2447 | 1484.4027 | 1484.4027 | 1445.0075 | 1426.2447 | 1461.1 | 2200581.8111 | 513448.0744 | 232905.7515 | 0 | 768602.8916
5338 | 1743.702 | 1814.8046 | 1814.8046 | 1766.6407 | 1743.702 | 1429.55 | 2630544.6529 | 627732.7236 | 284746.5382 | 0 | 994694.8059
5339 | 1773.4518 | 1845.7666 | 1845.7666 | 1796.781 | 1773.4518 | 1207.5 | 2266777.5293 | 638442.6624 | 289604.6855 | 0 | 1405460.5832
5340 | 1551.0702 | 1614.3177 | 1614.3177 | 1571.4746 | 1551.0702 | 1124.45 | 1847174.8692 | 558385.2788 | 253289.7668 | 0 | 1358039.5302
5341 | 1468.154 | 1528.0206 | 1528.0206 | 1487.4678 | 1468.154 | 1165.05 | 1809422.2518 | 528535.4396 | 239749.548 | 0 | 1225835.1815
5342 | 1368.2013 | 1423.9918 | 1423.9918 | 1386.1999 | 1368.2013 | 1691 | 2452041.5723 | 492552.4694 | 223427.2729 | 0 | 422774.109
5343 | 1425.388 | 492.3436 | 492.3436 | 479.2771 | 479.2771 | 1802.9 | 914674.0642 | 172539.7538 | 78265.9494 | 1734221.2838 | 91191.4686
5344 | 1789.557 | 1236.244 | 1236.244 | 1203.4348 | 1203.4348 | 1791.05 | 2275809.2562 | 433236.5277 | 196520.9027 | 1074361.9044 | 242742.2298
5345 | 1671.8207 | 42.6156 | 42.6156 | 41.4847 | 41.4847 | 1787.15 | 78247.3951 | 14934.4742 | 6774.4434 | 2988405.9786 | 8524.0039
5346 | 1623.3211 | 0 | 0 | 0 | 0 | 1771.65 | 0 | 0 | 0 | 2975547.5506 | 0
5347 | 1399.3357 | 1456.3964 | 1456.3964 | 1417.7445 | 1399.3357 | 1769.15 | 2614999.0612 | 503760.8621 | 228511.5244 | 0 | 323036.6528
5348 | 1383.398 | 1439.8085 | 1439.8085 | 1401.5968 | 1383.398 | 1825.5 | 2665410.6329 | 498023.2667 | 225908.8874 | 0 | 241402.9445
5349 | 1339.5691 | 1394.1923 | 1394.1923 | 1357.1912 | 1339.5691 | 1836.05 | 2593433.5796 | 482244.8796 | 218751.6357 | 0 | 219622.3376
5350 | 1674.2622 | 1742.533 | 1742.533 | 1696.2872 | 1674.2622 | 1847.4 | 3256187.5692 | 602734.3798 | 273407.0117 | 0 | 255492.3812
5351 | 1441.5708 | 1500.3536 | 1500.3536 | 1460.5351 | 1441.5708 | 1843.55 | 2798551.238 | 518965.4894 | 235408.5123 | 0 | 225533.7523
5352 | 1500.5405 | 0 | 0 | 0 | 0 | 1823.55 | 0 | 0 | 0 | 2750490.7952 | 0
5353 | 1355.5069 | 0 | 0 | 0 | 0 | 1736.5 | 0 | 0 | 0 | 1613053.1812 | 0
5354 | 1402.5233 | 0 | 0 | 0 | 0 | 1725.3 | 0 | 0 | 0 | 1669002.7032 | 0
5355 | 1098.9089 | 0 | 0 | 0 | 0 | 1721.75 | 0 | 0 | 0 | 1307701.5505 | 0
5356 | 1362.6789 | 0 | 0 | 0 | 0 | 1712.8 | 0 | 0 | 0 | 1621587.8541 | 0
5357 | 1237.5674 | 0 | 0 | 0 | 0 | 1563.25 | 0 | 0 | 0 | 1472705.2262 | 0
5358 | 1263.8647 | 0 | 0 | 0 | 0 | 1543.5 | 0 | 0 | 0 | 1503999.0275 | 0
5359 | 1380.2104 | 0 | 0 | 0 | 0 | 1422.95 | 0 | 0 | 0 | 2529925.6815 | 0
5360 | 1386.2658 | 0 | 0 | 0 | 0 | 1081.65 | 0 | 0 | 0 | 2541025.1454 | 0
5361 | 1418.5776 | 0 | 0 | 0 | 0 | 443.25 | 0 | 0 | 0 | 2600252.7225 | 0
5362 | 1606.5008 | 185.8421 | 185.8421 | 180.91 | 180.91 | 600.75 | 115080.3156 | 65127.5985 | 29542.6023 | 2613107.8855 | 253138.3116
5363 | 1395.5694 | 0 | 0 | 0 | 0 | 610.45 | 0 | 0 | 0 | 2558078.7744 | 0
5364 | 1749.1418 | 799.1969 | 799.1969 | 777.9866 | 777.9866 | 611.95 | 503230.8307 | 280075.1897 | 127045.218 | 1780127.353 | 1079884.3531
5365 | 1070.1512 | 0 | 0 | 0 | 0 | 613.8 | 0 | 0 | 0 | 1961587.0799 | 0
5366 | 1155.2987 | 892.412 | 892.412 | 868.7279 | 868.7279 | 479.6 | 441534.3448 | 312742.0269 | 141863.2583 | 525284.3068 | 441607.782
5367 | 1561.8691 | 242.7185 | 242.7185 | 236.2769 | 236.2769 | 342.5 | 85624.1338 | 85059.6833 | 38584.0175 | 2429810.4144 | 378054.2025
5368 | 1337.3169 | 1391.8485 | 1391.8485 | 1354.9096 | 1337.3169 | 349.25 | 494796.0679 | 481434.0858 | 218383.8506 | 0 | 2207575.8809
5369 | 1556.0846 | 1020.9417 | 1020.9417 | 993.8464 | 993.8464 | 695.9 | 734548.9641 | 357784.7162 | 162295.1226 | 1030582.6283 | 1251153.54
5370 | 1554.3395 | 186.0826 | 186.0826 | 181.144 | 181.144 | 1167.1 | 224322.1092 | 65211.8525 | 29580.8209 | 2517067.2019 | 145645.8914
5371 | 914.8386 | 952.1432 | 952.1432 | 926.8738 | 914.8386 | 1433.75 | 1393891.5296 | 329341.9113 | 149393.1503 | 0 | 518027.3813
5372 | 1265.4585 | 1317.0604 | 1317.0604 | 1282.1063 | 1265.4585 | 1662.65 | 2239266.2717 | 455565.0618 | 206649.3739 | 0 | 426902.4267
5373 | 1199.3168 | 1248.2213 | 1248.2213 | 1215.0942 | 1199.3168 | 1753.9 | 2239456.0103 | 431754.0415 | 195848.4305 | 0 | 295151.8601
5374 | 1364.2726 | 1419.9037 | 1419.9037 | 1382.2202 | 1364.2726 | 1770.8 | 2566968.8356 | 491138.1522 | 222785.7229 | 0 | 312691.2902
5375 | 1340.366 | 1395.0218 | 1395.0218 | 1357.9987 | 1340.366 | 1766.1 | 2514488.7895 | 482531.7596 | 218881.7676 | 0 | 313511.6072
5376 | 1275.0212 | 0 | 0 | 0 | 0 | 1747.45 | 0 | 0 | 0 | 2337113.7936 | 0
5377 | 2321.3354 | 0 | 0 | 0 | 0 | 1696.6 | 0 | 0 | 0 | 2762389.1343 | 0
5378 | 2049.5965 | 0 | 0 | 0 | 0 | 1653.35 | 0 | 0 | 0 | 2439019.86 | 0
5379 | 2418.5558 | 0 | 0 | 0 | 0 | 1407.55 | 0 | 0 | 0 | 2878081.3663 | 0
5380 | 2200.2084 | 0 | 0 | 0 | 0 | 1218.1 | 0 | 0 | 0 | 2618247.9912 | 0
5381 | 1996.205 | 0 | 0 | 0 | 0 | 1189.25 | 0 | 0 | 0 | 2375483.9619 | 0
5382 | 2369.9456 | 0 | 0 | 0 | 0 | 1304.75 | 0 | 0 | 0 | 2820235.2509 | 0
5383 | 2032.8619 | 0 | 0 | 0 | 0 | 1628.6 | 0 | 0 | 0 | 3726235.804 | 0
5384 | 1717.081 | 0 | 0 | 0 | 0 | 1599.05 | 0 | 0 | 0 | 3147409.4052 | 0
5385 | 1818.1981 | 0 | 0 | 0 | 0 | 1670.8 | 0 | 0 | 0 | 3332757.1356 | 0
5386 | 2087.6529 | 368.9137 | 368.9137 | 359.123 | 359.123 | 1576.15 | 601417.4019 | 129284.2701 | 58644.7814 | 3168395.3845 | 148389.885
5387 | 2288.3681 | 2381.6803 | 2381.6803 | 2318.4718 | 2288.3681 | 1232.8 | 2998083.0461 | 823812.5308 | 373690.5174 | 0 | 1483929.748
5388 | 2277.5584 | 2370.4295 | 2370.4295 | 2307.5196 | 2277.5584 | 1048.55 | 2539763.1851 | 819921.0067 | 371925.2789 | 0 | 2166982.5591
5389 | 2252.5022 | 2344.3528 | 2344.3528 | 2282.135 | 2252.5022 | 775.7 | 1855411.9394 | 810900.7898 | 367833.6083 | 0 | 2757738.1986
5390 | 2381.0831 | 2478.1759 | 2478.1759 | 2412.4065 | 2381.0831 | 1405.1 | 3550776.3134 | 857189.9153 | 388830.8699 | 0 | 1416506.2767
5391 | 2172.9459 | 1200.2311 | 1200.2311 | 1168.3776 | 1168.3776 | 1086.9 | 1350952.297 | 420615.9377 | 190796.0629 | 1841373.6008 | 1029868.1411
5392 | 1845.8412 | 160.953 | 160.953 | 156.6814 | 156.6814 | 1511.6 | 251732.0454 | 56405.3053 | 25586.0732 | 3096229.8444 | 73870.5
5393 | 2378.556 | 38.5743 | 38.5743 | 37.5506 | 37.5506 | 1764.55 | 70257.954 | 13518.2049 | 6132.0079 | 4291062.8925 | 8534.827
5394 | 2247.4788 | 20.5491 | 20.5491 | 20.0037 | 20.0037 | 1764.2 | 37371.0478 | 7201.3447 | 3266.61 | 4082961.8122 | 4553.5338
5395 | 2405.0087 | 1486.3219 | 1486.3219 | 1446.8757 | 1446.8757 | 1768.1 | 2712703.88 | 520875.2582 | 236274.8046 | 3255735.7769 | 215533.4256
5396 | 1889.422 | 1966.4666 | 1966.4666 | 1914.2776 | 1889.422 | 1785.5 | 3574954.1864 | 680191.9153 | 308542.6105 | 0 | 385242.6435
5397 | 2380.3051 | 2093.1229 | 2093.1229 | 2037.5725 | 2037.5725 | 1791.85 | 3868260.9989 | 733526.1078 | 332735.5928 | 1164605.4233 | 373838.0245
5398 | 2206.5835 | 2093.1229 | 2093.1229 | 2037.5725 | 2037.5725 | 1811.45 | 3900007.362 | 733526.1078 | 332735.5928 | 574299.311 | 338636.3657
5399 | 2286.2723 | 2093.1229 | 2093.1229 | 2037.5725 | 2037.5725 | 1812.4 | 3900798.9517 | 733526.1078 | 332735.5928 | 845081.9316 | 336930.1628
5400 | 1948.3917 | 0 | 0 | 0 | 0 | 1770 | 0 | 0 | 0 | 3571402.0154 | 0
5401 | 1804.9518 | 0 | 0 | 0 | 0 | 1652 | 0 | 0 | 0 | 2147892.6837 | 0
5402 | 1843.2025 | 0 | 0 | 0 | 0 | 1412.35 | 0 | 0 | 0 | 2193410.9393 | 0
5403 | 1243.9425 | 0 | 0 | 0 | 0 | 1388.55 | 0 | 0 | 0 | 1480291.6024 | 0
5404 | 1298.1309 | 0 | 0 | 0 | 0 | 1410.75 | 0 | 0 | 0 | 1544775.7984 | 0
5405 | 1563.4947 | 0 | 0 | 0 | 0 | 1418.75 | 0 | 0 | 0 | 1860558.6954 | 0
5406 | 1161.0661 | 0 | 0 | 0 | 0 | 1386.8 | 0 | 0 | 0 | 1381668.7149 | 0
5407 | 1122.8155 | 279.1332 | 279.1332 | 271.7252 | 271.7252 | 1389.6 | 399301.5624 | 97821.0613 | 44372.7203 | 1560048.5982 | 160112.8032
5408 | 842.0808 | 876.4184 | 876.4184 | 853.1587 | 842.0808 | 1179.5 | 1051716.5541 | 303149.0718 | 137511.7873 | 0 | 690927.2595
5409 | 1173.7765 | 1221.6388 | 1221.6388 | 1189.2172 | 1173.7765 | 1264.4 | 1572991.3455 | 422559.5454 | 191677.7049 | 0 | 863429.6256
5410 | 1566.0129 | 1629.87 | 1629.87 | 1586.6141 | 1566.0129 | 1036.15 | 1718719.2996 | 563764.6328 | 255729.9015 | 0 | 1509400.6662
5411 | 1402.9586 | 1460.1672 | 1460.1672 | 1421.4151 | 1402.9586 | 939.1 | 1398083.796 | 505065.0892 | 229103.1363 | 0 | 1488398.7586
5412 | 1433.2991 | 1491.7443 | 1491.7443 | 1452.1543 | 1433.2991 | 845.95 | 1286928.8963 | 515987.6774 | 234057.7437 | 0 | 1654098.7109
5413 | 1510.4219 | 1572.0122 | 1572.0122 | 1530.2918 | 1510.4219 | 675.2 | 1080524.0555 | 543751.9006 | 246651.9038 | 0 | 2001006.9941
5414 | 1372.2356 | 1428.1914 | 1428.1914 | 1390.288 | 1372.2356 | 1183.25 | 1723156.5487 | 494004.7984 | 224086.0655 | 0 | 1120772.9363
5415 | 1544.9103 | 1607.9065 | 1607.9065 | 1565.2335 | 1544.9103 | 1562.75 | 2564536.4097 | 556167.6983 | 252283.8476 | 0 | 675512.0169
5416 | 1537.5301 | 1600.2255 | 1600.2255 | 1557.7564 | 1537.5301 | 1772.6 | 2894328.9562 | 553510.8331 | 251078.664 | 0 | 349634.322
5417 | 1196.4679 | 1245.2561 | 1245.2561 | 1212.2077 | 1196.4679 | 1796.6 | 2276859.9115 | 430728.4465 | 195383.2092 | 0 | 243361.5723
5418 | 1288.0652 | 334.5629 | 334.5629 | 325.6838 | 325.6838 | 1784.2 | 613994.9038 | 117246.1633 | 53184.1624 | 1764045.1814 | 67846.6568
5419 | 1408.1115 | 1465.5293 | 1465.5293 | 1426.6349 | 1408.1115 | 1775.15 | 2647180.4047 | 506920.1252 | 229944.6013 | 0 | 316613.7583
5420 | 1260.6772 | 1312.0834 | 1312.0834 | 1277.2614 | 1260.6772 | 1787.4 | 2389045.0299 | 453843.7834 | 205868.5828 | 0 | 268019.9302
5421 | 1176.207 | 1224.1689 | 1224.1689 | 1191.6802 | 1176.207 | 1790.3 | 2232838.7646 | 423434.5286 | 192074.607 | 0 | 246650.6079
5422 | 1688.6062 | 1757.4619 | 1757.4619 | 1710.8199 | 1688.6062 | 1835.85 | 3286268.7641 | 607898.2154 | 275749.3849 | 0 | 277184.6749
5423 | 1341.1629 | 1395.8513 | 1395.8513 | 1358.8062 | 1341.1629 | 1869.3 | 2656995.7417 | 482818.6393 | 219011.8994 | 0 | 175289.9893
5424 | 1206.4888 | 0 | 0 | 0 | 0 | 1795 | 0 | 0 | 0 | 2211493.9264 | 0
5425 | 1402.5233 | 0 | 0 | 0 | 0 | 1738.6 | 0 | 0 | 0 | 1669002.7032 | 0
5426 | 1134.7688 | 0 | 0 | 0 | 0 | 1705.35 | 0 | 0 | 0 | 1350374.9148 | 0
5427 | 1440.7739 | 0 | 0 | 0 | 0 | 1695.55 | 0 | 0 | 0 | 1714520.9589 | 0
5428 | 1137.9564 | 0 | 0 | 0 | 0 | 1680.05 | 0 | 0 | 0 | 1354168.1029 | 0
5429 | 876.5771 | 0 | 0 | 0 | 0 | 1655.7 | 0 | 0 | 0 | 1043126.6899 | 0
5430 | 1141.1439 | 0 | 0 | 0 | 0 | 1679.8 | 0 | 0 | 0 | 1357961.291 | 0
5431 | 939.5312 | 835.0922 | 835.0922 | 812.9293 | 812.9293 | 1682.6 | 1447104.9616 | 292654.5645 | 132751.3622 | 232061.2355 | 258023.7744
5432 | 1269.4808 | 1321.2453 | 1321.2453 | 1286.1802 | 1269.4808 | 1540.65 | 2074372.6708 | 457013.0876 | 207306.2145 | 0 | 583136.005
5433 | 1423.8829 | 1481.9433 | 1481.9433 | 1442.6134 | 1423.8829 | 1722.8 | 2602453.7011 | 512597.8343 | 232520.0732 | 0 | 394700.0904
5434 | 1541.5026 | 1604.3605 | 1604.3605 | 1561.7817 | 1541.5026 | 1685.15 | 2752320.1023 | 554940.9288 | 251727.3713 | 0 | 485341.9047
5435 | 1400.2571 | 1764.5944 | 1457.3539 | 1717.763 | 1400.2571 | 1551.05 | 2308716.0275 | 504092.5668 | 228661.9893 | 0 | 628645.4385
5436 | 1426.2825 | 1484.4422 | 1484.4422 | 1445.046 | 1426.2825 | 1256.45 | 1906101.9622 | 513461.7011 | 232911.9327 | 0 | 1060511.9811
5437 | 1362.2406 | 1417.7878 | 1417.7878 | 1380.1605 | 1362.2406 | 675.2 | 976317.1587 | 490406.6092 | 222453.8869 | 0 | 1804696.3217
5438 | 1667.2764 | 1735.2632 | 1735.2632 | 1689.2103 | 1667.2764 | 892.5 | 1578525.5603 | 600219.5202 | 272266.2435 | 0 | 1846508.17
5439 | 1636.4498 | 1703.1792 | 1703.1792 | 1657.9777 | 1636.4498 | 1452.25 | 2521995.5278 | 589121.9352 | 267232.2556 | 0 | 896365.3889
5440 | 1895.057 | 1799.5603 | 1799.5603 | 1751.801 | 1751.801 | 1799.6 | 3342672.3211 | 630648.3487 | 286069.0982 | 262588.2746 | 338893.2336
5441 | 1891.8794 | 373.3839 | 373.3839 | 363.4745 | 363.4745 | 1816.6 | 699031.6157 | 130850.8106 | 59355.3816 | 2801566.2131 | 64350.6584
5442 | 1615.2725 | 49.949 | 49.949 | 48.6233 | 48.6233 | 1784.2 | 91680.8346 | 17504.403 | 7940.1917 | 2871667.9347 | 10129.2204
5443 | 1799.3766 | 1872.7498 | 1872.7498 | 1823.0481 | 1799.3766 | 1775.15 | 3376281.0842 | 647775.5782 | 293838.1998 | 0 | 403831.2745
5444 | 1355.5069 | 1410.7802 | 1410.7802 | 1373.3389 | 1355.5069 | 1824.9 | 2620774.5593 | 487982.475 | 221354.2727 | 0 | 237349.2538
5445 | 1471.8526 | 1531.8704 | 1531.8704 | 1491.2154 | 1471.8526 | 1797.5 | 2808833.2135 | 529866.9202 | 240353.5224 | 0 | 298050.1426
5446 | 1823.2803 | 1897.6275 | 1897.6275 | 1847.2655 | 1823.2803 | 1865.85 | 3606069.2951 | 656380.8954 | 297741.6673 | 0 | 240933.8025
5447 | 1494.9623 | 1555.9218 | 1555.9218 | 1514.6284 | 1494.9623 | 1849.3 | 2929893.0559 | 538186.4334 | 244127.346 | 0 | 225290.7734
5448 | 1516.4783 | 685.8407 | 685.8407 | 667.6388 | 667.6388 | 1790 | 1269388.1227 | 240349.9844 | 109025.4235 | 1555922.7144 | 0
5449 | 1078.9867 | 0 | 0 | 0 | 0 | 1768.6 | 0 | 0 | 0 | 1283994.1254 | 0
5450 | 1199.3168 | 0 | 0 | 0 | 0 | 1745.35 | 0 | 0 | 0 | 1427186.9706 | 0
5451 | 1483.009 | 0 | 0 | 0 | 0 | 1723.5 | 0 | 0 | 0 | 1764780.6993 | 0
5452 | 1071.8147 | 0 | 0 | 0 | 0 | 1688.2 | 0 | 0 | 0 | 1275459.4525 | 0
5453 | 1069.424 | 0 | 0 | 0 | 0 | 1682.7 | 0 | 0 | 0 | 1272614.5612 | 0
5454 | 908.4526 | 0 | 0 | 0 | 0 | 1679.8 | 0 | 0 | 0 | 1081058.5695 | 0
5455 | 961.0472 | 1000.2354 | 1000.2354 | 973.6897 | 961.0472 | 1682.6 | 1715937.0717 | 345976.9929 | 156939.0082 | 0 | 121083.339
5456 | 1232.0808 | 1282.3213 | 1282.3213 | 1248.2892 | 1232.0808 | 1597.7 | 2090715.6848 | 443549.1031 | 201198.8015 | 0 | 495666.1227
5457 | 898.5931 | 935.2347 | 935.2347 | 910.4141 | 898.5931 | 1722.8 | 1642090.5197 | 323493.5087 | 146740.2499 | 0 | 249089.9796
5458 | 1637.5824 | 1704.3573 | 1704.3573 | 1659.1246 | 1637.5824 | 1572.15 | 2729120.9519 | 589529.6629 | 267417.2054 | 0 | 700639.4587
5459 | 1399.4642 | 1456.5297 | 1456.5297 | 1417.8742 | 1399.4642 | 1231.45 | 1829764.7171 | 503807.1214 | 228532.5081 | 0 | 1075558.2309
5460 | 1253.0838 | 2168.3918 | 1304.1807 | 2110.8439 | 1253.0838 | 845.95 | 1126965.6585 | 451110.1777 | 204628.5889 | 0 | 1446121.3905
5461 | 1139.5362 | 1240.9619 | 1186.0016 | 1208.0274 | 1139.5362 | 675.2 | 816992.0319 | 410233.0392 | 186086.2647 | 0 | 1509657.5843
5462 | 1059.7836 | 1844.5791 | 1102.9976 | 1795.625 | 1059.7836 | 1546.45 | 1740636.9284 | 381522.1126 | 173062.6694 | 0 | 480664.8726
5463 | 1558.9445 | 2179.4543 | 1622.5127 | 2121.6127 | 1558.9445 | 1810.6 | 2997345.379 | 561220.0096 | 254575.6321 | 0 | 295264.0828
5464 | 1523.5696 | 2098.1342 | 1585.6963 | 2042.4509 | 1523.5696 | 1834.6 | 2968406.1316 | 548485.0582 | 248798.9167 | 0 | 251998.4128
5465 | 1542.7437 | 1369.962 | 1369.962 | 1333.604 | 1333.604 | 1831.6 | 2590050.7135 | 480097.4252 | 217777.5265 | 383353.2059 | 216794.9604
5466 | 951.0801 | 277.4482 | 277.4482 | 270.0849 | 270.0849 | 1844.2 | 529221.3892 | 97230.554 | 44104.8596 | 1248264.2947 | 40620.7992
5467 | 976.1213 | 1015.9241 | 1015.9241 | 988.962 | 976.1213 | 1835.15 | 1903702.9105 | 351403.6821 | 159400.6147 | 0 | 160913.5469
5468 | 1243.9425 | 1294.667 | 1294.667 | 1260.3072 | 1243.9425 | 1852.4 | 2448361.5242 | 447819.3083 | 203135.814 | 0 | 183605.9164
5469 | 1221.6297 | 1271.4442 | 1271.4442 | 1237.7007 | 1221.6297 | 1860.3 | 2415758.1204 | 439786.6751 | 199492.1223 | 0 | 170661.6625
5470 | 1326.8189 | 1380.9224 | 1380.9224 | 1344.2735 | 1326.8189 | 1878.35 | 2646791.9674 | 477654.8036 | 216669.5262 | 0 | 161407.5191
5471 | 1231.9892 | 1282.2256 | 1282.2256 | 1248.196 | 1231.9892 | 1879.3 | 2459775.7604 | 443516.112 | 201183.8364 | 0 | 148701.0723
5472 | 1280.5994 | 0 | 0 | 0 | 0 | 1852.45 | 0 | 0 | 0 | 2347338.6672 | 0
5473 | 1526.8378 | 0 | 0 | 0 | 0 | 1768.6 | 0 | 0 | 0 | 2798693.7681 | 0
5474 | 1339.5691 | 0 | 0 | 0 | 0 | 1745.35 | 0 | 0 | 0 | 2455430.1786 | 0
5475 | 1200.1137 | 0 | 0 | 0 | 0 | 1735.55 | 0 | 0 | 0 | 2199808.3589 | 0
5476 | 1116.4404 | 45.8618 | 45.8618 | 44.6447 | 44.6447 | 1728.2 | 82153.3528 | 16072.0853 | 7290.4765 | 1964601.5649 | 0
5477 | 1081.3773 | 1125.4721 | 1125.4721 | 1095.6027 | 1081.3773 | 1722.7 | 1982457.1089 | 389295.837 | 176588.9172 | 0 | 0
5478 | 1066.2364 | 1109.7137 | 1109.7137 | 1080.2625 | 1066.2364 | 1719.8 | 1950881.7538 | 383845.1213 | 174116.412 | 0 | 266288.6304
5479 | 1336.3816 | 1390.8754 | 1390.8754 | 1353.9623 | 1336.3816 | 1715.55 | 2436121.049 | 481097.3609 | 218231.1084 | 0 | 380133.5754
5480 | 911.6949 | 948.871 | 948.871 | 923.6885 | 911.6949 | 1557.7 | 1508504.4526 | 328210.1706 | 148879.7802 | 0 | 403242.6624
5481 | 1039.4979 | 1081.8854 | 1081.8854 | 1053.1727 | 1039.4979 | 1722.8 | 1901566.6687 | 374219.2296 | 169750.0005 | 0 | 288148.8068
5482 | 1131.3791 | 1177.514 | 1177.514 | 1146.2635 | 1131.3791 | 1523.45 | 1830726.7398 | 407296.4663 | 184754.2026 | 0 | 539158.6625
5483 | 1048.2088 | 1835.1528 | 1090.9506 | 1786.4488 | 1048.2088 | 1471 | 1639184.7902 | 377355.1838 | 171172.5042 | 0 | 554502.4785
5484 | 1006.9788 | 2109.1477 | 1048.0393 | 2053.1721 | 1006.9788 | 1358.55 | 1456028.7981 | 362512.3838 | 164439.6452 | 0 | 645926.5795
5485 | 904.3835 | 2108.6086 | 941.2608 | 2052.6473 | 904.3835 | 1154.6 | 1109131.3983 | 325578.0488 | 147685.8205 | 0 | 764565.7845
5486 | 1037.6411 | 2806.0008 | 1079.9527 | 2731.5311 | 1037.6411 | 1670 | 1841026.524 | 373550.7996 | 169446.7933 | 0 | 342421.5663
5487 | 1025.9707 | 3303.258 | 1067.8068 | 3215.5913 | 1025.9707 | 1530.7 | 1667517.059 | 369349.4455 | 167541.0124 | 0 | 481488.0411
5488 | 1029.466 | 2458.626 | 1071.4443 | 2393.3754 | 1029.466 | 1743 | 1903032.7795 | 370607.7719 | 168111.8032 | 0 | 264572.7705
5489 | 1371.0223 | 1426.9279 | 1426.9279 | 1389.058 | 1371.0223 | 1851.6 | 2690173.9798 | 493568.024 | 223887.9398 | 0 | 203459.6648
5490 | 1163.9011 | 1211.3612 | 1211.3612 | 1179.2123 | 1163.9011 | 1819.2 | 2251737.2507 | 419004.3877 | 190065.0459 | 0 | 210433.3008
5491 | 1193.7386 | 1242.4158 | 1242.4158 | 1209.4428 | 1193.7386 | 1807.65 | 2296897.7669 | 429745.8834 | 194937.5077 | 0 | 229615.613
5492 | 1105.284 | 1150.3539 | 1150.3539 | 1119.8242 | 1105.284 | 1852.4 | 2173900.8502 | 397902.2299 | 180492.8726 | 0 | 163139.9143
5493 | 1094.1275 | 1138.743 | 1138.743 | 1108.5214 | 1094.1275 | 1860.25 | 2162229.6051 | 393885.913 | 178671.0266 | 0 | 152904.3232
5494 | 1174.6132 | 1222.51 | 1222.51 | 1190.0652 | 1174.6132 | 1878.35 | 2337901.5467 | 422860.7689 | 191814.3432 | 0 | 142891.6714
5495 | 1165.0506 | 1212.558 | 1212.558 | 1180.3774 | 1165.0506 | 1879.3 | 2317178.3256 | 419418.212 | 190252.7612 | 0 | 140621.6061
5496 | 495.6645 | 515.8756 | 515.8756 | 502.1845 | 495.6645 | 1825 | 959186.8942 | 178439.2119 | 80942.0092 | 0 | 86741.2
5497 | 368.1624 | 193.5595 | 193.5595 | 188.4225 | 188.4225 | 1777.2 | 355089.8961 | 67832.1148 | 30769.401 | 213890.3857 | 0
5498 | 341.0682 | 354.9757 | 354.9757 | 345.5548 | 341.0682 | 1784.05 | 645671.2133 | 122784.5381 | 55696.4308 | 0 | 0
5499 | 376.9281 | 392.2979 | 392.2979 | 381.8865 | 376.9281 | 1746.6 | 699815.1369 | 135694.1274 | 61552.3639 | 0 | 0
5500 | 385.6939 | 401.4214 | 401.4214 | 390.7679 | 385.6939 | 1709.8 | 701352.2489 | 138849.8048 | 62983.8142 | 0 | 4149.2796
5501 | 367.3655 | 382.345 | 382.345 | 372.1977 | 367.3655 | 1700.45 | 663206.6913 | 132251.5702 | 59990.7817 | 0 | 110044.1857
5502 | 324.3335 | 337.5593 | 337.5593 | 328.6007 | 324.3335 | 1691.35 | 581796.4834 | 116760.0631 | 52963.662 | 0 | 100105.5374
5503 | 333.8962 | 347.5112 | 347.5112 | 338.2885 | 333.8962 | 1688.2 | 596731.6673 | 120202.6202 | 54525.2441 | 0 | 104108.7728
5504 | 280.1859 | 291.6111 | 291.6111 | 283.8719 | 280.1859 | 1447.5 | 430646.0738 | 100866.9243 | 45754.3576 | 0 | 154802.7102
5505 | 809.242 | 842.2403 | 842.2403 | 819.8877 | 809.242 | 1428.95 | 1228124.876 | 291327.1154 | 132149.2165 | 0 | 462117.6368
5506 | 1188.3885 | 1344.5067 | 1236.8467 | 1308.8242 | 1188.3885 | 1113.1 | 1403501.1134 | 427819.8442 | 194063.8349 | 0 | 1053981.7216
5507 | 993.5084 | 1946.2162 | 1034.0201 | 1894.5647 | 993.5084 | 733.8 | 774700.0569 | 357663.0399 | 162239.929 | 0 | 1257980.3922
5508 | 1233.7922 | 1563.3945 | 1284.101 | 1521.9029 | 1233.7922 | 641.8 | 841384.8286 | 444165.1772 | 201478.2596 | 0 | 1675736.5104
5509 | 1154.0047 | 1201.0616 | 1201.0616 | 1169.1861 | 1154.0047 | 949 | 1163892.6415 | 415441.6999 | 188448.9711 | 0 | 1212858.9628
5510 | 1230.0597 | 2935.9366 | 1280.2179 | 2858.0185 | 1230.0597 | 1399.2 | 1828876.6154 | 442821.5042 | 200868.7546 | 0 | 739019.8882
5511 | 1043.0311 | 2629.1781 | 1085.5625 | 2559.4011 | 1043.0311 | 1759.8 | 1948097.9568 | 375491.1827 | 170326.9726 | 0 | 250536.0613
5512 | 1276.6757 | 1990.0506 | 1328.7337 | 1937.2357 | 1276.6757 | 1747.95 | 2367950.6588 | 459603.2531 | 208481.1423 | 0 | 321786.1109
5513 | 1051.0647 | 1378.3808 | 1093.9241 | 1341.7994 | 1051.0647 | 1787.15 | 1991515.6459 | 378383.2895 | 171638.8644 | 0 | 223719.1199
5514 | 1040.0298 | 1082.4391 | 1082.4391 | 1053.7117 | 1040.0298 | 1759.6 | 1946588.2997 | 374410.7219 | 169836.8636 | 0 | 250022.9716
5515 | 1084.0897 | 1128.2957 | 1128.2957 | 1098.3514 | 1084.0897 | 1769.15 | 2041343.1683 | 390272.3039 | 177031.8534 | 0 | 250262.1149
5516 | 894.9055 | 931.3964 | 931.3964 | 906.6776 | 894.9055 | 1782.7 | 1696509.9681 | 322165.9726 | 146138.0648 | 0 | 194462.8565
5517 | 269.3482 | 280.3311 | 280.3311 | 272.8913 | 269.3482 | 1803.55 | 516600.9764 | 96965.3595 | 43984.5645 | 0 | 52913.4146
5518 | 90.8453 | 94.5494 | 94.5494 | 92.0401 | 90.8453 | 1847.4 | 177860.1668 | 32704.2929 | 14835.0306 | 0 | 13862.947
5519 | 94.0328 | 97.8674 | 97.8674 | 95.27 | 94.0328 | 1843.55 | 183618.5644 | 33851.8119 | 15355.558 | 0 | 14711.4333
5520 | 90.8453 | 94.5494 | 94.5494 | 92.0401 | 90.8453 | 1816.05 | 174734.4152 | 32704.2929 | 14835.0306 | 0 | 16710.9378
5521 | 95.6266 | 99.5264 | 99.5264 | 96.885 | 95.6266 | 1774.95 | 180174.4099 | 34425.5714 | 15615.8217 | 0 | 21520.7635
5522 | 87.6577 | 91.2324 | 91.2324 | 88.8112 | 87.6577 | 1755.3 | 163413.6102 | 31556.7738 | 14314.5032 | 0 | 21449.8404
5523 | 94.0328 | 97.8674 | 97.8674 | 95.27 | 94.0328 | 1723.95 | 172149.3313 | 33851.8119 | 15355.558 | 0 | 25957.7574
5524 | 85.267 | 88.7439 | 88.7439 | 86.3887 | 85.267 | 1719.7 | 156155.8746 | 30696.1345 | 13924.1077 | 0 | 23900.3401
5525 | 94.8297 | 98.6969 | 98.6969 | 96.0775 | 94.8297 | 1718.25 | 173540.1744 | 34138.6917 | 15485.6899 | 0 | 26718.2677
5526 | 87.6577 | 91.2324 | 91.2324 | 88.8112 | 87.6577 | 1718.5 | 160076.5804 | 31556.7738 | 14314.5032 | 0 | 24675.644
5527 | 93.2359 | 97.0379 | 97.0379 | 94.4625 | 93.2359 | 1708.75 | 168773.9307 | 33564.9321 | 15225.4262 | 0 | 27154.9625
5528 | 76.7762 | 79.9067 | 79.9067 | 77.786 | 76.7762 | 1195.6 | 96961.9161 | 27639.4307 | 12537.5529 | 0 | 61758.6144
5529 | 83.0716 | 524.5786 | 86.4584 | 510.6565 | 83.0716 | 443.3 | 38861.9499 | 29905.7808 | 13565.5944 | 0 | 129317.5804
5530 | 78.5941 | 2777.5231 | 81.7988 | 2703.8092 | 78.5941 | 600.75 | 49969.7782 | 28293.8751 | 12834.4161 | 0 | 109972.791
5531 | 85.6854 | 3993.8696 | 89.179 | 3887.8745 | 85.6854 | 610.45 | 55524.6126 | 30846.7464 | 13992.4269 | 0 | 119064.1568
5532 | 80.162 | 4250.5886 | 83.4307 | 4137.7803 | 80.162 | 611.95 | 52137.9781 | 28858.3111 | 13090.4505 | 0 | 111268.8296
5533 | 88.2653 | 4222.011 | 91.8652 | 4109.9611 | 88.2653 | 613.8 | 57677.121 | 31775.5196 | 14413.7288 | 0 | 122353.4036
5534 | 80.4469 | 3925.8059 | 83.7274 | 3821.6172 | 80.4469 | 628.6 | 53872.9572 | 28960.8706 | 13136.9727 | 0 | 110324.8275
5535 | 94.9911 | 2677.7366 | 98.8644 | 2606.6709 | 94.9911 | 640.5 | 64705.7197 | 34196.7848 | 15512.0416 | 0 | 129140.3582
5536 | 84.2281 | 2479.5112 | 87.6636 | 2413.7064 | 84.2281 | 1059.95 | 94906.5945 | 30322.115 | 13754.4483 | 0 | 79178.6229
5537 | 89.7426 | 1357.736 | 93.4024 | 1321.7024 | 89.7426 | 1141.45 | 108726.1693 | 32307.323 | 14654.9607 | 0 | 77048.4782
5538 | 80.4598 | 281.7185 | 83.7409 | 274.2418 | 80.4598 | 1585.85 | 135366.5137 | 28965.5324 | 13139.0873 | 0 | 33322.4312
5539 | 96.4285 | 100.36 | 100.36 | 97.6965 | 96.4285 | 1754.2 | 180004.027 | 34714.2442 | 15746.7669 | 0 | 23702.0024
5540 | 86.0639 | 89.5734 | 89.5734 | 87.1962 | 86.0639 | 1801.3 | 164602.3477 | 30983.0143 | 14054.2395 | 0 | 17100.9026
5541 | 93.2359 | 97.0379 | 97.0379 | 94.4625 | 93.2359 | 1799.4 | 178287.9823 | 33564.9321 | 15225.4262 | 0 | 18703.1261
5542 | 86.8608 | 90.4029 | 90.4029 | 88.0037 | 86.8608 | 1819.25 | 167553.1363 | 31269.894 | 14184.3714 | 0 | 15700.0926
5543 | 92.439 | 96.2084 | 96.2084 | 93.655 | 92.439 | 1816.1 | 177635.3561 | 33278.0524 | 15095.2943 | 0 | 16999.5321
5544 | 86.8608 | 90.4029 | 90.4029 | 88.0037 | 86.8608 | 1790.9 | 164840.5083 | 31269.894 | 14184.3714 | 0 | 18162.5968
5545 | 93.2359 | 97.0379 | 97.0379 | 94.4625 | 93.2359 | 1788.6 | 177130.8516 | 33564.9321 | 15225.4262 | 0 | 19710.074
5546 | 87.6577 | 91.2324 | 91.2324 | 88.8112 | 87.6577 | 1743.3 | 162536.9811 | 31556.7738 | 14314.5032 | 0 | 22501.7329
5547 | 92.439 | 96.2084 | 96.2084 | 93.655 | 92.439 | 1285.8 | 126570.7881 | 33278.0524 | 15095.2943 | 0 | 66019.9338
5548 | 86.8608 | 90.4029 | 90.4029 | 88.0037 | 86.8608 | 964.5 | 88906.0326 | 31269.894 | 14184.3714 | 0 | 89944.3758
5549 | 93.2359 | 97.0379 | 97.0379 | 94.4625 | 93.2359 | 959 | 94918.159 | 33564.9321 | 15225.4262 | 0 | 97058.5954
5550 | 82.8764 | 86.2554 | 86.2554 | 83.9662 | 82.8764 | 1058.2 | 93061.8329 | 29835.4952 | 13533.7121 | 0 | 78052.6168
5551 | 84.4702 | 87.9144 | 87.9144 | 85.5812 | 84.4702 | 1163.1 | 104108.5481 | 30409.2548 | 13793.9758 | 0 | 70692.943
5552 | 79.4856 | 518.6888 | 82.7272 | 504.9231 | 79.4856 | 844.15 | 71267.7382 | 28614.8219 | 12980.0011 | 0 | 91873.4495
5553 | 83.7151 | 2593.6262 | 87.1286 | 2524.7928 | 83.7151 | 1627.9 | 144233.0526 | 30137.4362 | 13670.6759 | 0 | 31150.3889
5554 | 80.1929 | 3430.2119 | 83.463 | 3339.176 | 80.1929 | 1725.1 | 146572.2133 | 28869.4276 | 13095.4931 | 0 | 22045.0157
5555 | 80.8682 | 4056.0456 | 84.1666 | 3948.4003 | 80.8682 | 1460.95 | 125498.8386 | 29112.5582 | 13205.7799 | 0 | 43592.0126
5556 | 79.7665 | 4310.1918 | 83.0186 | 4195.8017 | 79.7665 | 1358.55 | 115014.649 | 28715.947 | 13025.8726 | 0 | 51166.2338
5557 | 81.1979 | 4277.4042 | 84.509 | 4163.8843 | 81.1979 | 1052.5 | 90606.0175 | 29231.2547 | 13259.6219 | 0 | 76935.0385
5558 | 74.3586 | 3935.4112 | 77.3901 | 3830.9676 | 74.3586 | 1654.85 | 130591.8337 | 26769.1092 | 12142.7654 | 0 | 25664.8834
5559 | 87.9635 | 2531.6968 | 91.5509 | 2464.507 | 87.9635 | 1810.6 | 168947.7221 | 31666.8639 | 14364.4413 | 0 | 16660.289
5560 | 78.7595 | 2146.0151 | 81.9716 | 2089.0611 | 78.7595 | 1824.6 | 152273.733 | 28353.4027 | 12861.4185 | 0 | 13814.4079
5561 | 83.995 | 1237.9051 | 87.42 | 1205.0518 | 83.995 | 1864.1 | 165832.3091 | 30238.2027 | 13716.3847 | 0 | 11414.9215
5562 | 78.9318 | 284.0384 | 82.1506 | 276.5002 | 78.9318 | 1844.2 | 153846.8986 | 28415.4404 | 12889.5595 | 0 | 12297.5712
5563 | 94.8446 | 98.7125 | 98.7125 | 96.0927 | 94.8446 | 1845.15 | 185071.4305 | 34144.0707 | 15488.1298 | 0 | 14686.6926
5564 | 89.2515 | 92.8904 | 92.8904 | 90.4251 | 89.2515 | 1852.4 | 175158.1072 | 32130.5333 | 14574.7669 | 0 | 13173.4476
5565 | 93.2359 | 97.0379 | 97.0379 | 94.4625 | 93.2359 | 1860.3 | 183788.8704 | 33564.9321 | 15225.4262 | 0 | 13025.0584
5566 | 86.8608 | 90.4029 | 90.4029 | 88.0037 | 86.8608 | 1878.35 | 172513.851 | 31269.894 | 14184.3714 | 0 | 10566.6184
5567 | 96.4235 | 100.3548 | 100.3548 | 97.6915 | 96.4235 | 1879.3 | 191515.5392 | 34712.4512 | 15745.9536 | 0 | 11638.2561
5568 | 86.8608 | 90.4029 | 90.4029 | 88.0037 | 86.8608 | 1855 | 170802.5951 | 31269.894 | 14184.3714 | 0 | 12594.8184
5569 | 93.2359 | 97.0379 | 97.0379 | 94.4625 | 93.2359 | 1823.6 | 180172.5874 | 33564.9321 | 15225.4262 | 0 | 16446.8168
5570 | 88.4546 | 92.0619 | 92.0619 | 89.6186 | 88.4546 | 1743.3 | 163760.3665 | 31843.6536 | 14444.6351 | 0 | 22706.2941
5571 | 86.8608 | 90.4029 | 90.4029 | 88.0037 | 86.8608 | 1553.1 | 143311.6049 | 31269.894 | 14184.3714 | 0 | 38818.099
5572 | 86.8608 | 90.4029 | 90.4029 | 88.0037 | 86.8608 | 1276.3 | 117506.7877 | 31269.894 | 14184.3714 | 0 | 62861.1731
5573 | 93.2359 | 97.0379 | 97.0379 | 94.4625 | 93.2359 | 1280.6 | 126651.254 | 33564.9321 | 15225.4262 | 0 | 67073.9227
5574 | 83.6733 | 87.0849 | 87.0849 | 84.7737 | 83.6733 | 1386.3 | 123100.7269 | 30122.375 | 13663.844 | 0 | 51350.1201
5575 | 86.8608 | 90.4029 | 90.4029 | 88.0037 | 86.8608 | 1402.6 | 129066.4838 | 31269.894 | 14184.3714 | 0 | 51890.652
5576 | 75.7243 | 534.7542 | 78.8118 | 520.5622 | 75.7243 | 1295.45 | 103953.2816 | 27260.7494 | 12365.7788 | 0 | 53351.5583
5577 | 84.1783 | 2622.1507 | 87.6105 | 2552.5603 | 84.1783 | 1442.8 | 128754.564 | 30304.185 | 13746.3151 | 0 | 46904.1442
5578 | 72.4879 | 3464.1444 | 75.4438 | 3372.2079 | 72.4879 | 1336.95 | 102755.6412 | 26095.6589 | 11837.2808 | 0 | 48063.1296
5579 | 80.7865 | 3341.7667 | 84.0812 | 3253.0781 | 80.7865 | 1027.25 | 87900.8135 | 29083.1531 | 13192.4414 | 0 | 78585.1032
5580 | 74.8706 | 3659.0787 | 77.924 | 3561.9688 | 74.8706 | 946.45 | 75075.0275 | 26953.4294 | 12226.3751 | 0 | 78879.9599
5581 | 86.2801 | 4273.1828 | 89.7982 | 4159.7749 | 86.2801 | 964.35 | 88122.1045 | 31060.8304 | 14089.5378 | 0 | 89355.9695
5582 | 78.115 | 2490.43 | 81.3003 | 2424.3354 | 78.115 | 1554.55 | 128671.5422 | 28121.3887 | 12756.1744 | 0 | 34796.3127
5583 | 78.5463 | 2733.9874 | 81.7489 | 2661.4289 | 78.5463 | 1562.75 | 130136.6371 | 28276.6623 | 12826.6082 | 0 | 34344.3628
5584 | 79.3432 | 2466.6129 | 82.5784 | 2401.1503 | 79.3432 | 1672.55 | 140671.8664 | 28563.5421 | 12956.7401 | 0 | 25980.9218
5585 | 88.3072 | 1338.1871 | 91.9079 | 1302.6723 | 88.3072 | 1866.6 | 174380.2424 | 31790.5808 | 14420.5607 | 0 | 11780.1763
5586 | 82.3435 | 275.1699 | 85.7007 | 267.8671 | 82.3435 | 1849.2 | 160953.746 | 29643.6444 | 13446.6865 | 0 | 12417.3933
5587 | 97.2562 | 101.2218 | 101.2218 | 98.5354 | 97.2562 | 1840.15 | 189509.5648 | 35012.2405 | 15881.9413 | 0 | 15546.3716
5588 | 88.4546 | 92.0619 | 92.0619 | 89.6186 | 88.4546 | 1852.4 | 173702.6798 | 31843.6536 | 14444.6351 | 0 | 13055.898
5589 | 94.0328 | 97.8674 | 97.8674 | 95.27 | 94.0328 | 1860.3 | 185508.9618 | 33851.8119 | 15355.558 | 0 | 13136.3837
5590 | 86.8608 | 90.4029 | 90.4029 | 88.0037 | 86.8608 | 1878.35 | 172650.4517 | 31269.894 | 14184.3714 | 0 | 10566.6184
5591 | 90.8453 | 94.5494 | 94.5494 | 92.0401 | 90.8453 | 1879.3 | 180519.7527 | 32704.2929 | 14835.0306 | 0 | 10964.9915
5592 | 84.4702 | 87.9144 | 87.9144 | 85.5812 | 84.4702 | 1860 | 166344.6612 | 30409.2548 | 13793.9758 | 0 | 11825.8
5593 | 93.2359 | 97.0379 | 97.0379 | 94.4625 | 93.2359 | 1828.6 | 180995.6931 | 33564.9321 | 15225.4262 | 0 | 15980.6371
5594 | 81.2826 | 84.5975 | 84.5975 | 82.3523 | 81.2826 | 1807.8 | 155790.6226 | 29261.7357 | 13273.4485 | 0 | 15622.5156
5595 | 92.439 | 96.2084 | 96.2084 | 93.655 | 92.439 | 1708.5 | 168247.8002 | 33278.0524 | 15095.2943 | 0 | 26945.9685
5596 | 79.6888 | 82.9385 | 82.9385 | 80.7373 | 79.6888 | 1516.65 | 128770.3477 | 28687.9762 | 13013.1848 | 0 | 38517.5925
5597 | 90.0484 | 93.7199 | 93.7199 | 91.2326 | 90.0484 | 1682.7 | 161591.4893 | 32417.4131 | 14704.8988 | 0 | 28572.2304
5598 | 79.6888 | 82.9385 | 82.9385 | 80.7373 | 79.6888 | 1679.8 | 142791.5698 | 28687.9762 | 13013.1848 | 0 | 25516.361
5599 | 86.0639 | 89.5734 | 89.5734 | 87.1962 | 86.0639 | 1708.5 | 156628.6616 | 30983.0143 | 14054.2395 | 0 | 25087.6352
5600 | 75.1595 | 195.0489 | 78.2248 | 189.8724 | 75.1595 | 1449.8 | 116179.0699 | 27057.4233 | 12273.5479 | 0 | 41352.762
5601 | 85.1346 | 2098.6202 | 88.6065 | 2042.924 | 85.1346 | 1622.8 | 146877.0784 | 30648.4408 | 13902.4733 | 0 | 32112.7552
5602 | 74.1644 | 2711.8189 | 77.1882 | 2639.8487 | 74.1644 | 1612.2 | 127166.4457 | 26699.1822 | 12111.0457 | 0 | 28760.9524
5603 | 80.2656 | 3278.1451 | 83.5379 | 3191.1449 | 80.2656 | 1535.25 | 131108.5847 | 28895.6054 | 13107.3677 | 0 | 37303.4239
5604 | 72.995 | 3297.5972 | 75.9715 | 3210.0808 | 72.995 | 1136.7 | 88238.5618 | 26278.1862 | 11920.0772 | 0 | 63016.5504
5605 | 82.3325 | 3476.3235 | 85.6903 | 3384.0638 | 82.3325 | 1111.35 | 97241.1692 | 29639.6998 | 13444.8972 | 0 | 73164.7756
5606 | 74.6694 | 2983.4751 | 77.7138 | 2904.2953 | 74.6694 | 1758.25 | 139672.0977 | 26880.9923 | 12193.5168 | 0 | 18051.333
5607 | 86.4494 | 2745.1289 | 89.9752 | 2672.2747 | 86.4494 | 1905.6 | 175107.0548 | 31121.7924 | 14117.1908 | 0 | 8160.8256
5608 | 80.9369 | 2099.7235 | 84.2374 | 2043.998 | 80.9369 | 1899.6 | 163284.1622 | 29137.3016 | 13217.0038 | 0 | 8126.0697
5609 | 86.7502 | 1229.2167 | 90.2874 | 1196.594 | 86.7502 | 1881.6 | 173390.3795 | 31230.0895 | 14166.3156 | 0 | 10271.2294
5610 | 79.3501 | 273.1258 | 82.5867 | 265.8772 | 79.3501 | 1854.15 | 156237.812 | 28566.0523 | 12957.8787 | 0 | 11573.2187
5611 | 96.4444 | 100.3767 | 100.3767 | 97.7127 | 96.4444 | 1845.15 | 189227.648 | 34719.9818 | 15749.3695 | 0 | 14934.3534
5612 | 87.6577 | 91.2324 | 91.2324 | 88.8112 | 87.6577 | 1852.4 | 172890.4317 | 31556.7738 | 14314.5032 | 0 | 12938.2773
5613 | 90.8453 | 94.5494 | 94.5494 | 92.0401 | 90.8453 | 1860.3 | 180164.0246 | 32704.2929 | 14835.0306 | 0 | 12691.0465
5614 | 86.0639 | 89.5734 | 89.5734 | 87.1962 | 86.0639 | 1878.35 | 171905.5005 | 30983.0143 | 14054.2395 | 0 | 10469.6769
5615 | 92.439 | 96.2084 | 96.2084 | 93.655 | 92.439 | 1879.3 | 184515.7985 | 33278.0524 | 15095.2943 | 0 | 11157.3873
5616 | 87.6577 | 91.2324 | 91.2324 | 88.8112 | 87.6577 | 1855 | 173062.9481 | 31556.7738 | 14314.5032 | 0 | 12710.3672
5617 | 94.0328 | 97.8674 | 97.8674 | 95.27 | 94.0328 | 1821.1 | 182780.4841 | 33851.8119 | 15355.558 | 0 | 16822.4699
5618 | 86.8608 | 90.4029 | 90.4029 | 88.0037 | 86.8608 | 1800.35 | 166886.9732 | 31269.894 | 14184.3714 | 0 | 17341.7621
5619 | 93.2359 | 97.0379 | 97.0379 | 94.4625 | 93.2359 | 1790.55 | 178098.5313 | 33564.9321 | 15225.4262 | 0 | 19528.264
5620 | 79.6888 | 82.9385 | 82.9385 | 80.7373 | 79.6888 | 1778.2 | 151277.049 | 28687.9762 | 13013.1848 | 0 | 17674.9809
5621 | 88.4546 | 92.0619 | 92.0619 | 89.6186 | 88.4546 | 1777.7 | 167842.203 | 31843.6536 | 14444.6351 | 0 | 19663.4561
5622 | 86.0639 | 89.5734 | 89.5734 | 87.1962 | 86.0639 | 1774.8 | 162966.9379 | 30983.0143 | 14054.2395 | 0 | 19381.5967
5623 | 88.4546 | 92.0609 | 92.0609 | 89.6176 | 88.4546 | 1755.1 | 165645.417 | 31843.6536 | 14444.6351 | 0 | 21662.5299
5624 | 78.9726 | 358.915 | 82.1933 | 349.3896 | 78.9726 | 1526.1 | 128475.6227 | 28430.143 | 12896.2288 | 0 | 37425.1244
5625 | 84.4114 | 2069.2745 | 87.8541 | 2014.3571 | 84.4114 | 1677.8 | 150571.3876 | 30388.0974 | 13784.3786 | 0 | 27197.3472
5626 | 75.3169 | 2778.5098 | 78.3882 | 2704.7696 | 75.3169 | 1685.15 | 135169.99 | 27114.0821 | 12299.2489 | 0 | 23713.5243
5627 | 86.3179 | 3193.9275 | 89.8378 | 3109.1624 | 86.3179 | 1604.35 | 147309.3699 | 31074.4572 | 14095.7191 | 0 | 34151.6917
5628 | 74.6116 | 3442.006 | 77.6534 | 3350.657 | 74.6116 | 1550.5 | 123121.7475 | 26860.1935 | 12184.0822 | 0 | 33537.9361
5629 | 87.3011 | 3250.3168 | 90.8609 | 3164.0551 | 87.3011 | 1528.35 | 141827.4662 | 31428.3951 | 14256.2692 | 0 | 41175.5627
5630 | 82.3166 | 1230.9319 | 85.6736 | 1198.2637 | 82.3166 | 1802.85 | 157875.555 | 29633.9622 | 13442.2945 | 0 | 16228.7101
5631 | 88.9845 | 1825.6682 | 92.6125 | 1777.216 | 88.9845 | 1905.6 | 180446.7176 | 32034.4286 | 14531.1728 | 0 | 8400.1391
5632 | 81.1182 | 1581.5478 | 84.4268 | 1539.5743 | 81.1182 | 1897.1 | 163511.1478 | 29202.5668 | 13246.6088 | 0 | 8347.067
5633 | 82.9302 | 553.7099 | 86.3116 | 539.0147 | 82.9302 | 1876.6 | 165398.2713 | 29854.8596 | 13542.496 | 0 | 10233.5824
5634 | 82.6104 | 158.146 | 85.9786 | 153.9489 | 82.6104 | 1854.2 | 162760.8768 | 29739.7491 | 13490.2806 | 0 | 12044.5984
5635 | 95.6336 | 99.5336 | 99.5336 | 96.8921 | 95.6336 | 1845.15 | 187498.3077 | 34428.0816 | 15616.9604 | 0 | 14808.8568
5636 | 90.8453 | 94.5494 | 94.5494 | 92.0401 | 90.8453 | 1852.4 | 179005.7604 | 32704.2929 | 14835.0306 | 0 | 13408.722
5637 | 93.2359 | 97.0379 | 97.0379 | 94.4625 | 93.2359 | 1860.3 | 184548.3273 | 33564.9321 | 15225.4262 | 0 | 13025.0584
5638 | 88.4546 | 92.0619 | 92.0619 | 89.6186 | 88.4546 | 1878.35 | 176406.153 | 31843.6536 | 14444.6351 | 0 | 10760.5013
5639 | 97.2204 | 101.1843 | 101.1843 | 98.4989 | 97.2204 | 1879.3 | 194111.9886 | 34999.331 | 15876.0854 | 0 | 11734.454
5640 | 90.0484 | 93.7199 | 93.7199 | 91.2326 | 90.0484 | 1855 | 178208.6237 | 32417.4131 | 14704.8988 | 0 | 13056.96
5641 | 92.439 | 96.2084 | 96.2084 | 93.655 | 92.439 | 1818.6 | 179437.5621 | 33278.0524 | 15095.2943 | 0 | 16768.4346
5642 | 86.0639 | 89.5734 | 89.5734 | 87.1962 | 86.0639 | 1777.85 | 163317.0003 | 30983.0143 | 14054.2395 | 0 | 19119.1017
5643 | 90.8453 | 94.5494 | 94.5494 | 92.0401 | 90.8453 | 1721.45 | 166667.3182 | 32704.2929 | 14835.0306 | 0 | 25304.8747
5644 | 86.8608 | 90.4029 | 90.4029 | 88.0037 | 86.8608 | 1693 | 156985.964 | 31269.894 | 14184.3714 | 0 | 26666.2708
5645 | 92.439 | 96.2084 | 96.2084 | 93.655 | 92.439 | 1666.4 | 164312.2272 | 33278.0524 | 15095.2943 | 0 | 30837.6504
5646 | 85.267 | 88.7439 | 88.7439 | 86.3887 | 85.267 | 1663.5 | 151236.3598 | 30696.1345 | 13924.1077 | 0 | 28692.3455
5647 | 76.5013 | 79.6205 | 79.6205 | 77.5074 | 76.5013 | 1708.5 | 139144.6622 | 27540.4571 | 12492.6574 | 0 | 22300.0415
5648 | 82.453 | 115.4669 | 85.8162 | 112.4025 | 82.453 | 1477 | 129361.2139 | 29683.0904 | 13464.5796 | 0 | 43122.919
5649 | 644.2323 | 2135.8155 | 670.5028 | 2079.1321 | 644.2323 | 1643.05 | 1128391.0177 | 231923.6403 | 105203.1402 | 0 | 229958.7317
5650 | 550.7832 | 2739.7981 | 573.2422 | 2667.0853 | 550.7832 | 1640.55 | 960886.9522 | 198281.9678 | 89942.9037 | 0 | 197979.0371
5651 | 872.9741 | 2987.9723 | 908.5711 | 2908.6732 | 872.9741 | 1459.55 | 1352988.3668 | 314270.683 | 142556.6737 | 0 | 471798.8628
5652 | 946.1464 | 2145.0732 | 984.7268 | 2088.1442 | 946.1464 | 1466.9 | 1472817.537 | 340612.6999 | 154505.7053 | 0 | 504390.6398
5653 | 1239.5337 | 1174.5218 | 1174.5218 | 1143.3506 | 1143.3506 | 1484.8 | 1798303.6281 | 411606.2327 | 186709.1606 | 176303.6087 | 556791.0656
5654 | 1165.2976 | 1212.8151 | 1212.8151 | 1180.6277 | 1165.2976 | 1513.45 | 1874169.5162 | 419507.1446 | 190293.102 | 0 | 566975.2553
5655 | 1376.3664 | 374.2935 | 374.2935 | 364.36 | 364.36 | 1557.05 | 604651.6722 | 131169.5897 | 59499.9833 | 1855007.8201 | 81657.3896
5656 | 885.9086 | 922.0335 | 922.0335 | 897.5633 | 885.9086 | 1546.05 | 1456040.1364 | 318927.1001 | 144668.8762 | 0 | 47155.4181
5657 | 1355.6593 | 1410.9384 | 1410.9384 | 1373.4929 | 1355.6593 | 1814.55 | 2614863.3416 | 488037.3408 | 221379.1604 | 0 | 197883.4952
5658 | 1090.8972 | 1135.3803 | 1135.3803 | 1105.2479 | 1090.8972 | 1816.7 | 2106993.8257 | 392722.9744 | 178143.5048 | 0 | 199961.4201
5659 | 1122.6312 | 1168.4083 | 1168.4083 | 1137.3994 | 1122.6312 | 1835.15 | 2191053.3804 | 404147.2435 | 183325.6802 | 0 | 185065.7203
5660 | 1206.4888 | 1255.6858 | 1255.6858 | 1222.3605 | 1206.4888 | 1851.9 | 2377761.099 | 434335.9594 | 197019.6171 | 0 | 178680.9877
5661 | 1114.0497 | 1159.4774 | 1159.4774 | 1128.7055 | 1114.0497 | 1850.3 | 2193548.6452 | 401057.9071 | 181924.3229 | 0 | 166773.2464
5662 | 1332.3971 | 1386.7279 | 1386.7279 | 1349.9249 | 1332.3971 | 1873.3 | 2655631.0521 | 479662.9618 | 217580.449 | 0 | 168814.6999
5663 | 1107.6746 | 1152.8424 | 1152.8424 | 1122.2466 | 1107.6746 | 1869.3 | 2206569.6403 | 398762.869 | 180883.2681 | 0 | 144773.0749
5664 | 162.5652 | 169.1939 | 169.1939 | 164.7036 | 162.5652 | 1847.5 | 320269.6673 | 58523.4714 | 26546.8969 | 0 | 24791.1625
5665 | 108.3768 | 0 | 0 | 0 | 0 | 1820 | 0 | 0 | 0 | 128968.3907 | 0
5666 | 94.0328 | 0 | 0 | 0 | 0 | 1772 | 0 | 0 | 0 | 111899.0449 | 0
5667 | 105.1892 | 0 | 0 | 0 | 0 | 1625.8 | 0 | 0 | 0 | 125175.2027 | 0
5668 | 101.2048 | 0 | 0 | 0 | 0 | 1494.1 | 0 | 0 | 0 | 120433.7178 | 0
5669 | 105.1892 | 0 | 0 | 0 | 0 | 1484.75 | 0 | 0 | 0 | 125175.2027 | 0
5670 | 94.8297 | 0 | 0 | 0 | 0 | 1475.65 | 0 | 0 | 0 | 112847.3419 | 0
5671 | 86.8608 | 90.4029 | 90.4029 | 88.0037 | 86.8608 | 1714.1 | 158220.1371 | 31269.894 | 14184.3714 | 0 | 24833.5075
5672 | 82.0825 | 85.4301 | 85.4301 | 83.1628 | 82.0825 | 1451.7 | 126726.8819 | 29549.6913 | 13404.0683 | 0 | 45005.5606
5673 | 832.2691 | 866.2063 | 866.2063 | 843.2176 | 832.2691 | 1465.3 | 1297669.4331 | 299616.8647 | 135909.5389 | 0 | 445014.2343
5674 | 1035.63 | 1404.9373 | 1077.8597 | 1367.651 | 1035.63 | 1466 | 1614956.2805 | 372826.787 | 169118.3731 | 0 | 553026.4008
5675 | 888.0562 | 1929.7032 | 924.2681 | 1878.4899 | 888.0562 | 1442.9 | 1359953.1544 | 319700.2411 | 145019.5816 | 0 | 494736.1231
5676 | 1347.1615 | 2202.6605 | 1402.0939 | 2144.203 | 1347.1615 | 1428.8 | 2044497.4627 | 484978.1267 | 219991.4669 | 0 | 769498.6277
5677 | 1336.4483 | 3035.0373 | 1390.9441 | 2954.4891 | 1336.4483 | 1451.25 | 2067126.8381 | 481121.3869 | 218242.0069 | 0 | 733376.003
5678 | 1189.8149 | 3946.9607 | 1238.3318 | 3842.2105 | 1189.8149 | 1467.75 | 1858049.7219 | 428333.359 | 194296.7709 | 0 | 633278.9731
5679 | 1475.6089 | 2420.417 | 1535.7796 | 2356.1804 | 1475.6089 | 1468.4 | 2302197.9437 | 531219.1997 | 240966.9314 | 0 | 784433.6849
5680 | 1639.9322 | 2464.8561 | 1706.8032 | 2399.4401 | 1639.9322 | 1476.35 | 2575873.4327 | 590375.5996 | 267800.9317 | 0 | 858750.5075
5681 | 1706.823 | 1000.0439 | 1000.0439 | 973.5033 | 973.5033 | 1721.65 | 1782208.7048 | 350461.185 | 158973.0875 | 1344175.0602 | 261582.7527
5682 | 1428.5228 | 123.2779 | 123.2779 | 120.0062 | 120.0062 | 1816.65 | 231540.4161 | 43202.2322 | 19597.0126 | 2398510.8443 | 21240.5475
5683 | 1533.5207 | 1596.0531 | 1596.0531 | 1553.6947 | 1533.5207 | 1819.15 | 2964363.6069 | 552067.4693 | 250423.9381 | 0 | 277337.2273
5684 | 1655.1368 | 1722.6282 | 1722.6282 | 1676.9106 | 1655.1368 | 1825.5 | 3220528.4841 | 595849.2656 | 270283.8474 | 0 | 288821.3802
5685 | 1609.7142 | 1675.353 | 1675.353 | 1630.89 | 1609.7142 | 1826.05 | 3135049.8952 | 579497.1192 | 262866.3321 | 0 | 280009.7503
5686 | 1722.0755 | 1792.2957 | 1792.2957 | 1744.7291 | 1722.0755 | 1837.4 | 3365804.6639 | 619947.1656 | 281214.9226 | 0 | 280009.395
5687 | 1463.8837 | 1523.5765 | 1523.5765 | 1483.1416 | 1463.8837 | 1833.55 | 2859338.0333 | 526998.1226 | 239052.204 | 0 | 243663.4375
5688 | 1754.7479 | 0 | 0 | 0 | 0 | 1816.05 | 0 | 0 | 0 | 3216452.8585 | 0
5689 | 1349.1318 | 0 | 0 | 0 | 0 | 1632.1 | 0 | 0 | 0 | 1605466.8051 | 0
5690 | 1326.022 | 0 | 0 | 0 | 0 | 1772.8 | 0 | 0 | 0 | 1577966.1931 | 0
5691 | 1411.2891 | 0 | 0 | 0 | 0 | 1766.75 | 0 | 0 | 0 | 1679433.9707 | 0
5692 | 1294.1465 | 0 | 0 | 0 | 0 | 1769.7 | 0 | 0 | 0 | 1540034.3124 | 0
5693 | 1482.2121 | 0 | 0 | 0 | 0 | 1763.25 | 0 | 0 | 0 | 1763832.4026 | 0
5694 | 1483.009 | 0 | 0 | 0 | 0 | 1763.5 | 0 | 0 | 0 | 1764780.6993 | 0
5695 | 1287.7714 | 505.6708 | 505.6708 | 492.2505 | 492.2505 | 1745.5 | 912069.3513 | 177210.1963 | 80384.5141 | 1458189.6825 | 75287.208
5696 | 1284.4902 | 1336.8684 | 1336.8684 | 1301.3887 | 1284.4902 | 1227.75 | 1670313.4464 | 462416.4677 | 209757.2477 | 0 | 828831.213
5697 | 1520.7915 | 1582.805 | 1582.805 | 1540.7982 | 1520.7915 | 294.25 | 471915.4162 | 547484.9234 | 248345.2444 | 0 | 2594089.2483
5698 | 1079.7616 | 1123.7912 | 1123.7912 | 1093.9664 | 1079.7616 | 658.15 | 751796.0364 | 388714.1882 | 176325.0748 | 0 | 1448878.1486
5699 | 1397.4561 | 1454.4398 | 1454.4398 | 1415.8397 | 1397.4561 | 1023.15 | 1511485.9646 | 503084.1841 | 228204.5757 | 0 | 1365104.8936
5700 | 1300.2516 | 1477.0007 | 1353.2711 | 1437.8019 | 1300.2516 | 1024.65 | 1409222.8467 | 468090.5908 | 212331.093 | 0 | 1268200.438
5701 | 1512.0147 | 1573.6701 | 1573.6701 | 1531.9058 | 1512.0147 | 1026.5 | 1646362.7408 | 544325.3017 | 246912.0049 | 0 | 1471945.629
5702 | 1330.6818 | 1384.9429 | 1384.9429 | 1348.1873 | 1330.6818 | 1041.3 | 1472269.1515 | 479045.453 | 217300.3402 | 0 | 1275724.6551
5703 | 1355.5716 | 1410.8468 | 1410.8468 | 1373.4037 | 1355.5716 | 894.35 | 1287896.8171 | 488005.7839 | 221364.8459 | 0 | 1498787.7639
5704 | 1598.3855 | 1152.6978 | 1152.6978 | 1122.1058 | 1122.1058 | 704.6 | 841421.3799 | 403958.0866 | 183239.8765 | 873020.6183 | 1403195.4156
5705 | 1495.9604 | 553.1645 | 553.1645 | 538.4839 | 538.4839 | 1329.95 | 763148.3271 | 193854.1875 | 87934.4134 | 1755054.5398 | 348305.391
5706 | 1298.7306 | 885.956 | 885.956 | 862.4433 | 862.4433 | 1770.7 | 1626767.4904 | 310479.5704 | 140836.9829 | 799714.6758 | 36858.8285
5707 | 1402.2623 | 1459.4417 | 1459.4417 | 1420.709 | 1402.2623 | 1766.25 | 2628629.9099 | 504814.428 | 228989.4336 | 0 | 327778.7425
5708 | 1392.1637 | 1448.932 | 1448.932 | 1410.4781 | 1392.1637 | 1816.3 | 2682982.7748 | 501178.9439 | 227340.3376 | 0 | 255740.4778
5709 | 1202.5043 | 1251.5383 | 1251.5383 | 1218.3231 | 1202.5043 | 1771.6 | 2267549.5837 | 432901.5606 | 196368.9579 | 0 | 274651.9136
5710 | 1352.3193 | 1407.4622 | 1407.4622 | 1370.109 | 1352.3193 | 1774.25 | 2556578.2633 | 486834.9559 | 220833.7453 | 0 | 305286.0143
5711 | 1295.7403 | 1348.5761 | 1348.5761 | 1312.7856 | 1295.7403 | 1742 | 2405059.9922 | 466466.4929 | 211594.3841 | 0 | 334300.92
5712 | 1243.9425 | 1294.667 | 1294.667 | 1260.3072 | 1243.9425 | 1673.35 | 2219310.9004 | 447819.3083 | 203135.814 | 0 | 181917.5914
5713 | 1173.8164 | 0 | 0 | 0 | 0 | 1795.1 | 0 | 0 | 0 | 1396841.4672 | 0
5714 | 1220.8328 | 0 | 0 | 0 | 0 | 1731.25 | 0 | 0 | 0 | 1452790.9904 | 0
5715 | 1220.0359 | 0 | 0 | 0 | 0 | 1721.45 | 0 | 0 | 0 | 1451842.6924 | 0
5716 | 899.6868 | 0 | 0 | 0 | 0 | 1667.2 | 0 | 0 | 0 | 1070627.3026 | 0
5717 | 1117.2373 | 0 | 0 | 0 | 0 | 1596.75 | 0 | 0 | 0 | 1329512.381 | 0
5718 | 1305.3029 | 0 | 0 | 0 | 0 | 1716.5 | 0 | 0 | 0 | 1553310.4712 | 0
5719 | 1147.519 | 1194.3111 | 1194.3111 | 1162.6148 | 1147.519 | 1782.6 | 2176049.212 | 413106.8573 | 187389.8605 | 0 | 249470.6306
5720 | 929.5402 | 967.4437 | 967.4437 | 941.7682 | 929.5402 | 1602.75 | 1582758.4863 | 334634.4843 | 151793.9202 | 0 | 369259.858
5721 | 1210.9693 | 1260.3484 | 1260.3484 | 1226.8995 | 1210.9693 | 1783.25 | 2294796.0165 | 435948.9412 | 197751.2836 | 0 | 262477.5307
5722 | 1135.0278 | 1181.3108 | 1181.3108 | 1149.9595 | 1135.0278 | 1773.6 | 2138495.6166 | 408610.017 | 185350.0438 | 0 | 256970.2996
5723 | 1545.1075 | 1986.3558 | 1608.1115 | 1933.639 | 1545.1075 | 1696.95 | 2785130.4619 | 556238.7011 | 252316.0552 | 0 | 468244.8288
5724 | 1332.948 | 1387.3013 | 1387.3013 | 1350.4831 | 1332.948 | 1623.45 | 2300552.6923 | 479861.2674 | 217670.4027 | 0 | 501921.5562
5725 | 1136.3975 | 2209.6461 | 1182.7356 | 2151.0033 | 1136.3975 | 1487.4 | 1792857.1669 | 409103.0914 | 185573.7078 | 0 | 582517.3462
5726 | 1310.148 | 1363.5716 | 1363.5716 | 1327.3832 | 1310.148 | 1790.8 | 2489862.2644 | 471653.2789 | 213947.1679 | 0 | 274082.961
5727 | 1355.743 | 1411.0259 | 1411.0259 | 1373.578 | 1355.743 | 1873.55 | 2692910.2724 | 488067.4631 | 221392.8242 | 0 | 171433.5759
5728 | 1265.597 | 1326.928 | 1317.204 | 1291.712 | 1265.597 | 1904.6 | 2555838.9575 | 455614.9074 | 206671.9844 | 0 | 120737.9505
5729 | 1372.3541 | 1424.2208 | 1424.2208 | 1386.4228 | 1372.3541 | 1886.6 | 2737109.1113 | 494047.4717 | 224105.4226 | 0 | 14184.9792
5730 | 1424.6399 | 1482.7323 | 1482.7323 | 1443.3813 | 1424.6399 | 1854.2 | 2797178.226 | 512870.3701 | 232643.6984 | 0 | 207712.4999
5731 | 1131.4817 | 1177.6202 | 1177.6202 | 1146.3668 | 1131.4817 | 1845.15 | 2210534.6635 | 407333.4019 | 184770.957 | 0 | 175209.9369
5732 | 1318.85 | 1372.6285 | 1372.6285 | 1336.1997 | 1318.85 | 1852.4 | 2587991.8475 | 474786.0061 | 215368.2078 | 0 | 194662.26
5733 | 1212.067 | 1261.4912 | 1261.4912 | 1228.0119 | 1212.067 | 1860.3 | 2392653.2215 | 436344.1178 | 197930.5401 | 0 | 169325.7591
5734 | 1363.4758 | 1419.0742 | 1419.0742 | 1381.4127 | 1363.4758 | 1878.35 | 2710728.2621 | 490851.2725 | 222655.5911 | 0 | 165866.8258
5735 | 1298.9278 | 1351.8941 | 1351.8941 | 1316.0156 | 1298.9278 | 1879.25 | 2580447.9104 | 467614.012 | 212114.9115 | 0 | 156845.5332
5736 | 502.0396 | 522.5116 | 522.5116 | 508.6444 | 502.0396 | 1854.95 | 986650.6487 | 180734.25 | 81983.064 | 0 | 72820.8416
5737 | 307.5989 | 0 | 0 | 0 | 0 | 1821.1 | 0 | 0 | 0 | 366042.6384 | 0
5738 | 222.3318 | 0 | 0 | 0 | 0 | 1745.5 | 0 | 0 | 0 | 264574.8604 | 0
5739 | 304.4113 | 0 | 0 | 0 | 0 | 1735.7 | 0 | 0 | 0 | 362249.4505 | 0
5740 | 233.4883 | 0 | 0 | 0 | 0 | 1762.9 | 0 | 0 | 0 | 277851.0183 | 0
5741 | 283.6922 | 0 | 0 | 0 | 0 | 1757.4 | 0 | 0 | 0 | 337593.7287 | 0
5742 | 279.7078 | 0 | 0 | 0 | 0 | 1779.8 | 0 | 0 | 0 | 332852.2438 | 0
5743 | 278.114 | 289.4546 | 289.4546 | 281.7726 | 278.114 | 1782.6 | 527685.264 | 100121.0369 | 45416.0148 | 0 | 60461.9817
5744 | 207.0754 | 215.5199 | 215.5199 | 209.8001 | 207.0754 | 1797.65 | 395233.4929 | 74547.1405 | 33815.4113 | 0 | 41901.6263
5745 | 1378.0269 | 1434.2185 | 1434.2185 | 1396.1551 | 1378.0269 | 1822.8 | 2669094.996 | 496089.697 | 225031.7986 | 0 | 244186.3731
5746 | 1300.4519 | 1353.4803 | 1353.4803 | 1317.5596 | 1300.4519 | 1810.65 | 2497251.3026 | 468162.6696 | 212363.7887 | 0 | 246240.5597
5747 | 1608.7589 | 1891.8658 | 1674.358 | 1841.6567 | 1608.7589 | 1696.95 | 2895884.1594 | 579153.222 | 262710.3365 | 0 | 487534.3998
5748 | 1772.0822 | 2143.5069 | 1844.3418 | 2086.6194 | 1772.0822 | 1623.45 | 3062516.4164 | 637949.5877 | 289381.0213 | 0 | 667277.5479
5749 | 1617.9401 | 1683.9144 | 1683.9144 | 1639.2242 | 1617.9401 | 1568.4 | 2695729.1436 | 582458.4353 | 264209.618 | 0 | 698302.904
5750 | 1533.0237 | 1595.5358 | 1595.5358 | 1553.1912 | 1533.0237 | 1882.05 | 3064249.9726 | 551888.528 | 250342.7684 | 0 | 180820.1441
5751 | 1780.7354 | 2394.8014 | 1853.3477 | 2331.2447 | 1780.7354 | 1910.6 | 3620190.4693 | 641064.7433 | 290794.0905 | 0 | 159197.7446
5752 | 1349.0361 | 301.4214 | 301.4214 | 293.4219 | 293.4219 | 1909.6 | 594505.5846 | 105631.8796 | 47915.7943 | 1934940.9299 | 25605.9808
5753 | 1613.9387 | 385.3882 | 385.3882 | 375.1602 | 375.1602 | 1886.55 | 750893.7495 | 135057.6739 | 61263.6615 | 2270681.0229 | 41086.7117
5754 | 1295.9295 | 74.3125 | 74.3125 | 72.3403 | 72.3403 | 1854.2 | 142250.6408 | 26042.5046 | 11813.1694 | 2242839.0559 | 10181.6514
5755 | 1388.6465 | 1445.2705 | 1445.2705 | 1406.9138 | 1388.6465 | 1845.15 | 2718370.1908 | 499912.7285 | 226765.9682 | 0 | 215031.8331
5756 | 1267.0523 | 1318.7183 | 1318.7183 | 1283.7203 | 1267.0523 | 1852.4 | 2488860.6791 | 456138.8215 | 206909.6377 | 0 | 187016.8752
5757 | 1465.4775 | 1525.2345 | 1525.2345 | 1484.7556 | 1465.4775 | 1860.3 | 2894078.268 | 527571.882 | 239312.4676 | 0 | 204727.1369
5758 | 1438.3833 | 1497.0356 | 1497.0356 | 1457.3051 | 1438.3833 | 1878.35 | 2862057.8878 | 517817.9704 | 234887.9849 | 0 | 174979.292
5759 | 1352.3193 | 1407.4622 | 1407.4622 | 1370.109 | 1352.3193 | 1879.3 | 2693778.6667 | 486834.9559 | 220833.7453 | 0 | 163224.9033
5760 | 574.5564 | 0 | 0 | 0 | 0 | 1859.95 | 0 | 0 | 0 | 1053161.9032 | 0
5761 | 496.4614 | 0 | 0 | 0 | 0 | 1828.55 | 0 | 0 | 0 | 590789.0252 | 0
5762 | 496.4614 | 0 | 0 | 0 | 0 | 1805.35 | 0 | 0 | 0 | 590789.0252 | 0
5763 | 502.0396 | 0 | 0 | 0 | 0 | 1795.55 | 0 | 0 | 0 | 597427.1041 | 0
5764 | 419.9601 | 0 | 0 | 0 | 0 | 1785.7 | 0 | 0 | 0 | 499752.5141 | 0
5765 | 483.7112 | 0 | 0 | 0 | 0 | 1777.7 | 0 | 0 | 0 | 575616.2734 | 0
5766 | 465.3827 | 0 | 0 | 0 | 0 | 1777.3 | 0 | 0 | 0 | 553805.4426 | 0
5767 | 470.1641 | 319.8786 | 319.8786 | 311.3892 | 311.3892 | 1782.6 | 592002.6707 | 112100.1052 | 50849.8533 | 291034.3425 | 0
5768 | 384.0224 | 399.6812 | 399.6812 | 389.0739 | 384.0224 | 1526.65 | 624729.9781 | 138248.0745 | 62710.8627 | 0 | 0
5769 | 1040.75 | 1083.1884 | 1083.1884 | 1054.4412 | 1040.75 | 1783.25 | 1968011.8349 | 374669.9896 | 169954.4703 | 0 | 51472.4895
5770 | 1686.0651 | 1754.8173 | 1754.8173 | 1708.2454 | 1686.0651 | 1604.3 | 2866597.5217 | 606983.4277 | 275334.4271 | 0 | 667175.9205
5771 | 1865.857 | 1941.9407 | 1941.9407 | 1890.4026 | 1865.857 | 1490.1 | 2946902.3964 | 671708.5222 | 304694.4491 | 0 | 951400.4843
5772 | 1807.6941 | 1881.406 | 1881.406 | 1831.4745 | 1807.6941 | 1575.5 | 3020704.6273 | 650769.8857 | 295196.4509 | 0 | 767366.103
5773 | 1599.518 | 2231.107 | 1664.7412 | 2171.8946 | 1599.518 | 1593.4 | 2701511.845 | 575826.4926 | 261201.2951 | 0 | 650364.033
5774 | 1650.484 | 1717.7854 | 1717.7854 | 1672.1964 | 1650.484 | 1882.05 | 3296380.3395 | 594174.2461 | 269524.04 | 0 | 194674.5878
5775 | 1952.3423 | 2031.9522 | 2031.9522 | 1978.0253 | 1952.3423 | 1910.6 | 3966062.287 | 702843.2244 | 318817.496 | 0 | 174539.4007
5776 | 1917.6398 | 832.9576 | 832.9576 | 810.8514 | 810.8514 | 1909.55 | 1645048.9225 | 291906.4913 | 132412.0279 | 2028743.2018 | 70799.4662
5777 | 1638.3992 | 117.9471 | 117.9471 | 114.8168 | 114.8168 | 1886.6 | 229601.5732 | 41334.0552 | 18749.5867 | 2792726.5155 | 12568.9158
5778 | 1789.8428 | 122.2101 | 122.2101 | 118.9667 | 118.9667 | 1854.2 | 233703.3828 | 42828.0132 | 19427.2627 | 3062715.9493 | 16744.2552
5779 | 1557.9215 | 1621.448 | 1621.448 | 1578.4157 | 1557.9215 | 1845.15 | 3043971.6592 | 560851.7274 | 254408.5752 | 0 | 241244.0668
5780 | 1417.6642 | 1475.4718 | 1475.4718 | 1436.3136 | 1417.6642 | 1852.4 | 2774428.3216 | 510359.0965 | 231504.5568 | 0 | 209247.2064
5781 | 1755.5448 | 1827.1305 | 1827.1305 | 1778.6394 | 1755.5448 | 1860.3 | 3446489.2585 | 631996.1154 | 286680.4601 | 0 | 245249.6037
5782 | 1519.6659 | 1581.6331 | 1581.6331 | 1539.6574 | 1519.6659 | 1878.35 | 3012154.3317 | 547079.706 | 248161.4333 | 0 | 184867.3507
5783 | 1699.7626 | 1769.0739 | 1769.0739 | 1722.1236 | 1699.7626 | 1879.3 | 3375749.2233 | 611914.532 | 277571.2308 | 0 | 205161.3445
5784 | 524.3525 | 0 | 0 | 0 | 0 | 1860 | 0 | 0 | 0 | 961138.0476 | 0
5785 | 475.7423 | 0 | 0 | 0 | 0 | 1831.1 | 0 | 0 | 0 | 566133.3034 | 0
5786 | 485.3049 | 0 | 0 | 0 | 0 | 1807.85 | 0 | 0 | 0 | 577512.8674 | 0
5787 | 448.6481 | 0 | 0 | 0 | 0 | 1695.05 | 0 | 0 | 0 | 533891.2058 | 0
5788 | 408.8037 | 0 | 0 | 0 | 0 | 1533.25 | 0 | 0 | 0 | 486476.3562 | 0
5789 | 496.4614 | 0 | 0 | 0 | 0 | 1467 | 0 | 0 | 0 | 590789.0252 | 0
5790 | 478.9298 | 0 | 0 | 0 | 0 | 1418.95 | 0 | 0 | 0 | 569926.4914 | 0
5791 | 400.8348 | 264.4603 | 264.4603 | 257.4417 | 257.4417 | 1527.65 | 417888.4022 | 92679.0153 | 42040.2311 | 262839.4961 | 117387.9496
5792 | 182.8679 | 190.3248 | 190.3248 | 185.2737 | 182.8679 | 1481.95 | 288361.53 | 65832.4506 | 29862.331 | 0 | 94734.2493
5793 | 1356.1404 | 1411.4401 | 1411.4401 | 1373.9812 | 1356.1404 | 1701.2 | 2451008.1232 | 488210.5444 | 221457.7275 | 0 | 405214.7518
5794 | 1493.0687 | 1553.9516 | 1553.9516 | 1512.7105 | 1493.0687 | 1802.1 | 2853607.4885 | 537504.7352 | 243818.1202 | 0 | 295478.2975
5795 | 1601.832 | 1667.1496 | 1667.1496 | 1622.9043 | 1601.832 | 1658.5 | 2815841.9158 | 576659.5196 | 261579.1654 | 0 | 547025.6277
5796 | 1394.3631 | 1451.2207 | 1451.2207 | 1412.706 | 1394.3631 | 1704.3 | 2520726.7721 | 501970.7322 | 227699.5016 | 0 | 412313.1391
5797 | 1717.3001 | 1787.327 | 1787.327 | 1739.8923 | 1717.3001 | 1762.15 | 3206309.1553 | 618228.0385 | 280435.1075 | 0 | 408459.805
5798 | 1250.3824 | 1301.3686 | 1301.3686 | 1266.831 | 1250.3824 | 1790.8 | 2370432.8092 | 450137.6554 | 204187.442 | 0 | 261579.9931
5799 | 1121.1221 | 1166.8378 | 1166.8378 | 1135.8705 | 1121.1221 | 1873.55 | 2216739.4116 | 403603.965 | 183079.243 | 0 | 141765.8927
5800 | 1607.7798 | 1153.0943 | 1153.0943 | 1122.4918 | 1122.4918 | 1876.8 | 2224667.5475 | 404097.051 | 183302.9123 | 889532.8393 | 133497.7952
5801 | 1448.2039 | 292.4156 | 292.4156 | 284.6551 | 284.6551 | 1876.6 | 564685.9307 | 102475.8203 | 46484.1707 | 2132785.0342 | 33908.9626
5802 | 1364.7797 | 52.8153 | 52.8153 | 51.4136 | 51.4136 | 1844.2 | 100088.0799 | 18508.8855 | 8395.8361 | 2407400.0522 | 7732.6656
5803 | 1446.5205 | 1505.5044 | 1505.5044 | 1465.5492 | 1446.5205 | 1842.65 | 2814301.3759 | 520747.3714 | 236216.7937 | 0 | 227609.922
5804 | 1027.9858 | 1069.904 | 1069.904 | 1041.5093 | 1027.9858 | 1852.4 | 2010332.9641 | 370074.8927 | 167870.0833 | 0 | 151730.706
5805 | 1208.0826 | 1257.3448 | 1257.3448 | 1223.9755 | 1208.0826 | 1860.3 | 2373211.5501 | 434909.7191 | 197279.8809 | 0 | 168769.1327
5806 | 1391.3668 | 1448.1025 | 1448.1025 | 1409.6706 | 1391.3668 | 1878.35 | 2757679.8171 | 500892.0642 | 227210.2058 | 0 | 169259.7767
5807 | 960.2503 | 999.4059 | 999.4059 | 972.8822 | 960.2503 | 1879.3 | 1902733.1464 | 345690.1131 | 156808.8763 | 0 | 115902.175
5808 | 1379.4135 | 0 | 0 | 0 | 0 | 1860 | 0 | 0 | 0 | 2528464.9858 | 0
5809 | 1115.6435 | 0 | 0 | 0 | 0 | 1718.1 | 0 | 0 | 0 | 2044974.5703 | 0
5810 | 1562.6978 | 0 | 0 | 0 | 0 | 1805.35 | 0 | 0 | 0 | 2864425.0931 | 0
5811 | 1405.7108 | 0 | 0 | 0 | 0 | 1795.55 | 0 | 0 | 0 | 2576667.9569 | 0
5812 | 1476.6339 | 0 | 0 | 0 | 0 | 1629.55 | 0 | 0 | 0 | 2706669.913 | 0
5813 | 1177.8008 | 1014.5617 | 1014.5617 | 987.6358 | 987.6358 | 1536.15 | 1607789.4608 | 355548.8854 | 161280.925 | 348572.4582 | 62496.3659
5814 | 1127.5968 | 1173.5768 | 1173.5768 | 1142.4307 | 1127.5968 | 1509.3 | 1805844.1311 | 405934.8631 | 184136.5643 | 0 | 553311.7704
5815 | 1133.1751 | 1179.3822 | 1179.3822 | 1148.0821 | 1133.1751 | 1536.05 | 1847678.9261 | 407943.0216 | 185047.4873 | 0 | 525736.5413
5816 | 181.302 | 188.696 | 188.696 | 183.6881 | 181.302 | 1279.9 | 246068.1145 | 65268.7318 | 29606.622 | 0 | 130555.5702
5817 | 479.2755 | 498.8183 | 498.8183 | 485.5799 | 479.2755 | 1489.85 | 757563.5219 | 172539.171 | 78265.6851 | 0 | 244502.1413
5818 | 453.9145 | 1366.95 | 472.4232 | 1330.6719 | 453.9145 | 1520.8 | 731994.7324 | 163409.2226 | 74124.239 | 0 | 217515.8319
5819 | 496.7951 | 1865.3624 | 517.0517 | 1815.8567 | 496.7951 | 1442.45 | 760285.1254 | 178846.2226 | 81126.6337 | 0 | 276988.0872
5820 | 414.3719 | 2107.8051 | 431.2688 | 2051.8651 | 414.3719 | 1457.3 | 640290.8623 | 149173.8902 | 67666.9341 | 0 | 224879.6395
5821 | 318.7732 | 2283.7255 | 331.7715 | 2223.1167 | 318.7732 | 1475.2 | 497832.1122 | 114758.3596 | 52055.667 | 0 | 167292.1864
5822 | 334.3604 | 3854.3961 | 347.9952 | 3752.1026 | 334.3604 | 1539 | 546140.0918 | 120369.7277 | 54601.0459 | 0 | 154140.1235
5823 | 406.4429 | 3284.1295 | 423.0164 | 3196.9705 | 406.4429 | 1748.6 | 752650.0034 | 146319.4365 | 66372.1222 | 0 | 102179.7399
5824 | 328.2074 | 2439.0958 | 341.5902 | 2374.3635 | 328.2074 | 1825.5 | 634064.5965 | 118154.6573 | 53596.2654 | 0 | 57272.1881
5825 | 412.0002 | 1302.3896 | 428.8 | 1267.8249 | 412.0002 | 1876.6 | 817971.4675 | 148320.0643 | 67279.6292 | 0 | 50840.822
5826 | 284.013 | 295.5941 | 295.5941 | 287.7492 | 284.013 | 1784.35 | 537284.8586 | 102244.6643 | 46379.3158 | 0 | 61247.3941
5827 | 303.3544 | 315.7238 | 315.7238 | 307.3447 | 303.3544 | 1840.15 | 592224.5196 | 109207.5948 | 49537.7784 | 0 | 48491.1369
5828 | 260.5825 | 271.2077 | 271.2077 | 264.01 | 260.5825 | 1852.4 | 511390.4768 | 93809.6821 | 42553.1142 | 0 | 38461.9032
5829 | 203.2065 | 211.4921 | 211.4921 | 205.8792 | 203.2065 | 1859.8 | 401137.9105 | 73154.3393 | 33183.6211 | 0 | 28489.4812
5830 | 329.9117 | 343.3648 | 343.3648 | 334.252 | 329.9117 | 1877.85 | 657419.8654 | 118768.2214 | 53874.5849 | 0 | 40298.7174
5831 | 295.6455 | 307.7015 | 307.7015 | 299.5353 | 295.6455 | 1869.3 | 585845.1332 | 106432.3917 | 48278.9154 | 0 | 38640.8711
5832 | 301.2237 | 313.5069 | 313.5069 | 305.1866 | 301.2237 | 1812.95 | 579525.9087 | 108440.55 | 49189.8384 | 0 | 56343.9024
5833 | 332.0389 | 345.5785 | 345.5785 | 336.407 | 332.0389 | 1562.9 | 552549.4769 | 119534.0169 | 54221.9582 | 0 | 145134.2188
5834 | 303.4149 | 315.7873 | 315.7873 | 307.4065 | 303.4149 | 1590.85 | 514156.2132 | 109229.3603 | 49547.6515 | 0 | 124142.2021
5835 | 303.4149 | 315.7873 | 315.7873 | 307.4065 | 303.4149 | 1577.5 | 509455.1511 | 109229.3603 | 49547.6515 | 0 | 128192.7909
5836 | 323.0428 | 336.2157 | 336.2157 | 327.2927 | 323.0428 | 1566.6 | 537149.5274 | 116295.4105 | 52752.8904 | 0 | 140006.7526
5837 | 232.2637 | 241.735 | 241.735 | 235.3195 | 232.2637 | 1554.45 | 383275.8942 | 83614.9281 | 37928.6604 | 0 | 103485.0867
5838 | 282.1513 | 293.6562 | 293.6562 | 285.8627 | 282.1513 | 1543.35 | 463231.9733 | 101574.4725 | 46075.3093 | 0 | 128844.2541
5839 | 262.5234 | 273.2278 | 273.2278 | 265.9765 | 262.5234 | 1507.35 | 420050.622 | 94508.4222 | 42870.0704 | 0 | 129331.956
5840 | 251.6319 | 261.8927 | 261.8927 | 254.9423 | 251.6319 | 1269.95 | 338918.8839 | 90587.5004 | 41091.4967 | 0 | 183703.9018
5841 | 470.5752 | 489.7646 | 489.7646 | 476.7665 | 470.5752 | 1283.55 | 641000.5668 | 169407.0829 | 76844.9351 | 0 | 337143.4587
5842 | 1198.9713 | 1247.8612 | 1247.8612 | 1214.7436 | 1198.9713 | 1366.55 | 1731785.9385 | 431629.6802 | 195792.0188 | 0 | 759488.3915
5843 | 1601.2271 | 1666.5199 | 1666.5199 | 1622.2914 | 1601.2271 | 1207.5 | 2039548.8444 | 576441.7556 | 261480.3853 | 0 | 1268972.3975
5844 | 1241.291 | 2971.4844 | 1291.9058 | 2892.6228 | 1241.291 | 1216 | 1598839.1937 | 446864.747 | 202702.8144 | 0 | 973172.1158
5845 | 1602.0439 | 3352.6251 | 1667.3692 | 3263.6483 | 1602.0439 | 1300.05 | 2205479.0533 | 576735.8065 | 261613.77 | 0 | 1121350.6327
5846 | 1542.9506 | 3251.5522 | 1605.8676 | 3165.2578 | 1542.9506 | 1444 | 2363597.417 | 555462.211 | 251963.8307 | 0 | 857880.5258
5847 | 1640.668 | 2297.7271 | 1707.5692 | 2236.7467 | 1640.668 | 1586.95 | 2758619.9276 | 590640.4685 | 267921.0792 | 0 | 677677.9042
5848 | 1242.7375 | 2054.1218 | 1293.4129 | 1999.6066 | 1242.7375 | 1607.95 | 2115638.6702 | 447385.5 | 202939.0338 | 0 | 487215.2369
5849 | 1329.2874 | 1138.4391 | 1138.4391 | 1108.2256 | 1108.2256 | 1600.55 | 1878219.4519 | 398961.2055 | 180973.2357 | 405206.3606 | 427337.2023
5850 | 1176.7039 | 218.2769 | 218.2769 | 212.484 | 212.484 | 1581.65 | 355995.5612 | 76494.2266 | 34698.6311 | 1767415.0901 | 85811.952
5851 | 1489.1425 | 1549.8644 | 1549.8644 | 1508.7319 | 1489.1425 | 1579.15 | 2491268.9582 | 536091.2964 | 243176.9686 | 0 | 626705.4107
5852 | 1527.7062 | 1590.001 | 1590.001 | 1547.8032 | 1527.7062 | 1605 | 2596803.849 | 549974.2453 | 249474.4285 | 0 | 603443.87
5853 | 1849.1134 | 1924.5139 | 1924.5139 | 1873.4383 | 1849.1134 | 1629.95 | 3196903.2121 | 665680.8182 | 301960.2156 | 0 | 664610.9101
5854 | 1687.1831 | 1755.9809 | 1755.9809 | 1709.3781 | 1687.1831 | 1645.4 | 2942251.3176 | 607385.9034 | 275516.9945 | 0 | 598275.0918
5855 | 1236.5588 | 1286.9819 | 1286.9819 | 1252.8261 | 1236.5588 | 1590.35 | 2082420.0224 | 445161.1662 | 201930.0512 | 0 | 506556.3104
5856 | 1050.9114 | 436.7141 | 436.7141 | 425.124 | 425.124 | 1571.95 | 708762.4421 | 153044.6225 | 69422.7412 | 1147068.4118 | 0
5857 | 1364.9581 | 0 | 0 | 0 | 0 | 1335.65 | 0 | 0 | 0 | 1624300.1247 | 0
5858 | 1355.1441 | 0 | 0 | 0 | 0 | 1528.85 | 0 | 0 | 0 | 1612621.5147 | 0
5859 | 1388.6752 | 0 | 0 | 0 | 0 | 1510.15 | 0 | 0 | 0 | 1652523.4345 | 0
5860 | 1544.0628 | 0 | 0 | 0 | 0 | 1515.45 | 0 | 0 | 0 | 1837434.7725 | 0
5861 | 1248.0084 | 0 | 0 | 0 | 0 | 1519.4 | 0 | 0 | 0 | 1485130.0127 | 0
5862 | 1493.3574 | 0 | 0 | 0 | 0 | 1540.05 | 0 | 0 | 0 | 1777095.2834 | 0
5863 | 1527.7062 | 1590.002 | 1590.002 | 1547.8042 | 1527.7062 | 1521.6 | 2482760.5905 | 549974.2453 | 249474.4285 | 0 | 360960.4544
5864 | 1240.9649 | 1291.5676 | 1291.5676 | 1257.2901 | 1240.9649 | 1407.45 | 1861874.2811 | 446747.3474 | 202649.5607 | 0 | 735333.2182
5865 | 1314.0022 | 1367.5828 | 1367.5828 | 1331.2879 | 1314.0022 | 1037.5 | 1448374.7661 | 473040.783 | 214576.5552 | 0 | 1264726.925
5866 | 1895.8186 | 1973.1244 | 1973.1244 | 1920.7588 | 1895.8186 | 927.2 | 1869672.8718 | 682494.7057 | 309587.1818 | 0 | 2033833.5504
5867 | 1738.3935 | 1809.2801 | 1809.2801 | 1761.2628 | 1738.3935 | 1063.45 | 1963871.7024 | 625821.6704 | 283879.6633 | 0 | 1628092.4596
5868 | 1628.6735 | 1695.0861 | 1695.0861 | 1650.0994 | 1628.6735 | 1064.45 | 1843081.3775 | 586322.4492 | 265962.3777 | 0 | 1523705.4649
5869 | 1331.8493 | 2253.4014 | 1386.1575 | 2193.5974 | 1331.8493 | 1058.5 | 1501479.6052 | 479465.7361 | 217490.9853 | 0 | 1253936.0849
5870 | 1502.9147 | 1830.1519 | 1564.198 | 1781.5806 | 1502.9147 | 1068.5 | 1707003.4308 | 541049.3086 | 245425.978 | 0 | 1399965.0859
5871 | 1067.9509 | 2675.5187 | 1111.4986 | 2604.5119 | 1067.9509 | 332.25 | 377271.3781 | 384462.3226 | 174396.3813 | 0 | 1781075.1068
5872 | 1186.9605 | 2401.5529 | 1235.3604 | 2337.817 | 1186.9605 | 327.55 | 416841.458 | 427305.7724 | 193830.6462 | 0 | 1985132.0531
5873 | 1465.9979 | 1262.5986 | 1262.5986 | 1229.0899 | 1229.0899 | 1068.1 | 1409222.9897 | 442472.3689 | 200710.3829 | 434252.3463 | 1105689.0991
5874 | 1552.9578 | 214.2054 | 214.2054 | 208.5205 | 208.5205 | 1274.6 | 283630.888 | 75067.3799 | 34051.3976 | 2464353.4925 | 146017.9422
5875 | 1503.1713 | 1564.4655 | 1564.4655 | 1522.9454 | 1503.1713 | 1414 | 2266957.279 | 541141.6824 | 245467.8798 | 0 | 880858.206
5876 | 1143.3262 | 1189.9472 | 1189.9472 | 1158.3666 | 1143.3262 | 1347.45 | 1640382.2893 | 411597.4277 | 186705.1665 | 0 | 746077.3813
5877 | 1723.9854 | 1794.2836 | 1794.2836 | 1746.6643 | 1723.9854 | 1409 | 2585873.2129 | 620634.7476 | 281526.8175 | 0 | 1018875.135
5878 | 1668.373 | 1736.4039 | 1736.4039 | 1690.3207 | 1668.373 | 1412.6 | 2507149.3912 | 600614.2721 | 272445.3073 | 0 | 980002.2873
5879 | 1373.1364 | 1429.1281 | 1429.1281 | 1391.1998 | 1373.1364 | 1339.1 | 1957820.6813 | 494329.0993 | 224233.172 | 0 | 907505.5824
5880 | 1233.2875 | 1137.2068 | 1137.2068 | 1107.026 | 1107.026 | 1208.65 | 1425742.4668 | 398529.3582 | 180777.345 | 231437.2946 | 0
5881 | 1690.4544 | 0 | 0 | 0 | 0 | 567.5 | 0 | 0 | 0 | 2011640.7182 | 0
5882 | 1819.6715 | 0 | 0 | 0 | 0 | 301.8 | 0 | 0 | 0 | 2165409.0945 | 0
5883 | 1252.9154 | 0 | 0 | 0 | 0 | 292.85 | 0 | 0 | 0 | 1490969.3177 | 0
5884 | 1363.3224 | 0 | 0 | 0 | 0 | 535.45 | 0 | 0 | 0 | 1622353.6893 | 0
5885 | 1499.0822 | 0 | 0 | 0 | 0 | 879.8 | 0 | 0 | 0 | 1783907.8061 | 0
5886 | 1406.6674 | 0 | 0 | 0 | 0 | 626.8 | 0 | 0 | 0 | 1673934.2215 | 0
5887 | 1239.0123 | 1289.5349 | 1289.5349 | 1255.3114 | 1239.0123 | 629.45 | 830102.2711 | 446044.4226 | 202330.7061 | 0 | 1487888.2677
5888 | 1144.3567 | 1191.0202 | 1191.0202 | 1159.4112 | 1144.3567 | 297.55 | 361195.7904 | 411968.3951 | 186873.4414 | 0 | 1948209.9839
5889 | 1160.5057 | 1207.8277 | 1207.8277 | 1175.7726 | 1160.5057 | 325.05 | 400441.3777 | 417782.0617 | 189510.5852 | 0 | 1943789.0674
5890 | 1535.5758 | 1598.1919 | 1598.1919 | 1555.7767 | 1535.5758 | 339.05 | 555074.6215 | 552807.2898 | 250759.529 | 0 | 2550514.6333
5891 | 1778.9231 | 1975.8502 | 1851.4618 | 1923.4122 | 1778.9231 | 346.25 | 655479.5298 | 640412.3279 | 290498.1476 | 0 | 2941894.1312
5892 | 1434.3111 | 2218.1545 | 1492.7966 | 2159.2859 | 1434.3111 | 349.85 | 533730.2411 | 516351.9906 | 234223.0002 | 0 | 2366828.4369
5893 | 1226.9442 | 2177.4404 | 1276.9748 | 2119.6523 | 1226.9442 | 361.05 | 471132.4412 | 441699.9059 | 200359.9851 | 0 | 2010900.1687
5894 | 1067.315 | 3232.0095 | 1110.8377 | 3146.2337 | 1067.315 | 385.3 | 437848.9983 | 384233.4119 | 174292.5449 | 0 | 1723393.5838
5895 | 1327.1212 | 3314.3932 | 1381.2367 | 3226.4311 | 1327.1212 | 390.7 | 551650.4242 | 477763.6277 | 216718.89 | 0 | 2135736.1278
5896 | 1593.7705 | 2434.6465 | 1658.7599 | 2370.0323 | 1593.7705 | 380.95 | 648823.33 | 573757.3926 | 260262.7284 | 0 | 2580394.1847
5897 | 1265.787 | 1317.4017 | 1317.4017 | 1282.4386 | 1265.787 | 367.55 | 496728.1812 | 455683.3247 | 206703.0192 | 0 | 2066333.9882
5898 | 1411.0786 | 1468.6183 | 1468.6183 | 1429.6419 | 1411.0786 | 342.55 | 515307.8631 | 507988.2899 | 230429.1326 | 0 | 2338791.2311
5899 | 906.1208 | 943.0697 | 943.0697 | 918.0412 | 906.1208 | 692.4 | 667412.8307 | 326203.4742 | 147969.5204 | 0 | 1184843.5079
5900 | 1138.4192 | 1184.8401 | 1184.8401 | 1153.3951 | 1138.4192 | 1129.35 | 1365008.9859 | 409830.9149 | 185903.8567 | 0 | 991164.5023
5901 | 1154.7758 | 1201.8641 | 1201.8641 | 1169.9672 | 1154.7758 | 1134.45 | 1391490.4713 | 415719.2902 | 188574.8891 | 0 | 999516.1989
5902 | 1472.9116 | 1532.9726 | 1532.9726 | 1492.2884 | 1472.9116 | 1108.2 | 1737282.1897 | 530248.1882 | 240526.4698 | 0 | 1313542.5952
5903 | 1362.5046 | 1418.0636 | 1418.0636 | 1380.429 | 1362.5046 | 1108.6 | 1606309.2221 | 490501.6556 | 222497.001 | 0 | 1214536.5995
5904 | 141.4846 | 147.2543 | 147.2543 | 143.3463 | 141.4846 | 988.8 | 148980.5334 | 50934.4456 | 23104.4305 | 0 | 143069.1984
5905 | 99.7752 | 103.8435 | 103.8435 | 101.0876 | 99.7752 | 946.05 | 100486.8377 | 35919.0888 | 16293.2978 | 0 | 0
5906 | 96.5039 | 100.4391 | 100.4391 | 97.7735 | 96.5039 | 301.8 | 31039.7287 | 34741.4138 | 15759.0913 | 0 | 0
5907 | 105.5001 | 109.802 | 109.802 | 106.8879 | 105.5001 | 292.85 | 32882.0342 | 37980.0202 | 17228.1591 | 0 | 0
5908 | 94.8683 | 98.7364 | 98.7364 | 96.116 | 94.8683 | 285.95 | 28802.3718 | 34152.5763 | 15491.9881 | 0 | 53596.6295
5909 | 100.5931 | 104.6949 | 104.6949 | 101.9163 | 100.5931 | 280.8 | 29962.2571 | 36213.5076 | 16426.8494 | 0 | 172939.4856
5910 | 91.5969 | 95.332 | 95.332 | 92.802 | 91.5969 | 277.3 | 26942.7865 | 32974.9012 | 14957.7816 | 0 | 157794.062
5911 | 86.69 | 90.2249 | 90.2249 | 87.8304 | 86.69 | 279.95 | 25666.1586 | 31208.3886 | 14156.4718 | 0 | 149111.0802
5912 | 88.3635 | 91.9672 | 91.9672 | 89.5264 | 88.3635 | 297.55 | 27820.2483 | 31810.843 | 14429.7519 | 0 | 150433.5893
5913 | 674.8497 | 702.3682 | 702.3682 | 683.7277 | 674.8497 | 325.05 | 231499.2395 | 242945.8969 | 110202.9582 | 0 | 1130339.5276
5914 | 1069.3668 | 1112.9713 | 1112.9713 | 1083.4337 | 1069.3668 | 339.05 | 385663.6135 | 384972.035 | 174627.5926 | 0 | 1776164.7267
5915 | 1034.0283 | 1974.7355 | 1076.1923 | 1922.3271 | 1034.0283 | 346.25 | 383075.0385 | 372250.2002 | 168856.8269 | 0 | 1710024.3574
5916 | 1101.8888 | 2218.7727 | 1146.8205 | 2159.8877 | 1101.8888 | 349.85 | 411638.1455 | 396679.9651 | 179938.4397 | 0 | 1818281.7901
5917 | 1309.4418 | 3548.8324 | 1362.8368 | 3454.6483 | 1309.4418 | 361.05 | 502896.8666 | 471399.0304 | 213831.8379 | 0 | 2146109.5578
5918 | 1334.591 | 3817.0812 | 1389.0113 | 3715.7779 | 1334.591 | 385.3 | 546764.111 | 480452.7751 | 217938.7172 | 0 | 2154964.1555
5919 | 1249.9334 | 2786.5029 | 1300.9013 | 2712.5507 | 1249.9334 | 847.7 | 1126811.8177 | 449976.0172 | 204114.1211 | 0 | 1440298.2349
5920 | 1409.4378 | 2306.7631 | 1466.9093 | 2245.5429 | 1409.4378 | 380.95 | 571084.9178 | 507397.612 | 230161.1945 | 0 | 2281950.2879
5921 | 1475.0421 | 1233.461 | 1233.461 | 1200.7256 | 1200.7256 | 617.05 | 792029.7171 | 432261.224 | 196078.4941 | 502822.0689 | 1564931.0075
5922 | 1347.0834 | 1402.0127 | 1402.0127 | 1364.8041 | 1347.0834 | 1112 | 1598368.1667 | 484950.0218 | 219978.7182 | 0 | 135090.552
5923 | 1438.5628 | 1497.223 | 1497.223 | 1457.4875 | 1438.5628 | 1685.9 | 2576391.0763 | 517882.6001 | 234917.3016 | 0 | 451852.5686
5924 | 1652.8342 | 1720.2313 | 1720.2313 | 1674.5773 | 1652.8342 | 1816.95 | 3183776.038 | 595020.3156 | 269907.8265 | 0 | 302551.2637
5925 | 1743.6133 | 1814.7119 | 1814.7119 | 1766.5505 | 1743.6133 | 1806.2 | 3342282.0715 | 627700.7981 | 284732.0565 | 0 | 337912.1994
5926 | 1660.1947 | 1727.8924 | 1727.8924 | 1682.0351 | 1660.1947 | 1865.25 | 3279840.1697 | 597670.0844 | 271109.7911 | 0 | 223711.233
5927 | 1413.2101 | 1470.8362 | 1470.8362 | 1431.801 | 1413.2101 | 1865.65 | 2793462.8967 | 508755.6187 | 230777.2015 | 0 | 189864.7635
5928 | 139.8489 | 145.5516 | 145.5516 | 141.6887 | 139.8489 | 1819.3 | 269999.8827 | 50345.6081 | 22837.3272 | 0 | 22015.9459
5929 | 107.1357 | 0 | 0 | 0 | 0 | 1429 | 0 | 0 | 0 | 127491.5017 | 0
5930 | 98.9574 | 0 | 0 | 0 | 0 | 900.8 | 0 | 0 | 0 | 117759.326 | 0
5931 | 102.2287 | 0 | 0 | 0 | 0 | 292.85 | 0 | 0 | 0 | 121652.1963 | 0
5932 | 100.5931 | 0 | 0 | 0 | 0 | 285.95 | 0 | 0 | 0 | 119705.7612 | 0
5933 | 103.8644 | 0 | 0 | 0 | 0 | 280.8 | 0 | 0 | 0 | 123598.6315 | 0
5934 | 97.3218 | 0 | 0 | 0 | 0 | 626.8 | 0 | 0 | 0 | 115812.8909 | 0
5935 | 94.8683 | 98.7364 | 98.7364 | 96.116 | 94.8683 | 1070.85 | 107472.527 | 34152.5763 | 15491.9881 | 0 | 88146.8506
5936 | 87.886 | 91.4697 | 91.4697 | 89.0422 | 87.886 | 505.05 | 46888.8125 | 31638.9761 | 14351.7911 | 0 | 131385.1757
5937 | 953.4016 | 992.2787 | 992.2787 | 965.9441 | 953.4016 | 1300.5 | 1312886.7603 | 343224.5588 | 155690.4735 | 0 | 666904.3858
5938 | 1414.2467 | 1471.9155 | 1471.9155 | 1432.8516 | 1414.2467 | 1360.55 | 2037389.162 | 509128.7944 | 230946.4781 | 0 | 904340.021
5939 | 1289.2178 | 1943.1646 | 1341.7871 | 1891.5941 | 1289.2178 | 1261.25 | 1722014.3793 | 464118.4224 | 210529.2733 | 0 | 952409.6793
5940 | 1489.7845 | 1550.5326 | 1550.5326 | 1509.3823 | 1489.7845 | 1513.85 | 2399452.5679 | 536322.4153 | 243281.8067 | 0 | 724258.4916
5941 | 1378.1088 | 1434.3039 | 1434.3039 | 1396.2382 | 1378.1088 | 1530.1 | 2242255.1437 | 496119.1655 | 225045.1659 | 0 | 647572.9492
5942 | 1448.9237 | 1666.2274 | 1508.0054 | 1622.0067 | 1448.9237 | 1894.3 | 2915822.9892 | 521612.518 | 236609.2338 | 0 | 153151.231
5943 | 1588.6233 | 2342.6814 | 1653.402 | 2280.5079 | 1588.6233 | 1899.7 | 3202706.85 | 571904.3945 | 259422.1878 | 0 | 159338.9188
5944 | 1511.5071 | 877.3603 | 877.3603 | 854.0756 | 854.0756 | 1889.95 | 1710982.2212 | 307467.217 | 139470.5459 | 1205071.8814 | 90733.2537
5945 | 1311.4301 | 465.5884 | 465.5884 | 453.2319 | 453.2319 | 1876.55 | 900534.8378 | 163163.4892 | 74012.7716 | 1573077.2741 | 54012.2144
5946 | 1754.8452 | 1338.6981 | 1338.6981 | 1303.1698 | 1303.1698 | 1851.55 | 2556015.2661 | 469141.125 | 212807.627 | 827921.0219 | 10799.1437
5947 | 1257.345 | 1308.6155 | 1308.6155 | 1273.8856 | 1257.345 | 1845.85 | 2457599.5002 | 452644.187 | 205324.4326 | 0 | 193819.7262
5948 | 847.2718 | 881.821 | 881.821 | 858.418 | 847.2718 | 1847.45 | 1655370.436 | 305017.8362 | 138359.4796 | 0 | 129251.3081
5949 | 1282.3573 | 1334.6474 | 1334.6474 | 1299.2266 | 1282.3573 | 1852.55 | 2514268.8366 | 461648.6168 | 209408.942 | 0 | 189083.5397
5950 | 1299.5317 | 1352.5227 | 1352.5227 | 1316.6275 | 1299.5317 | 1865.25 | 2560197.9781 | 467831.4109 | 212213.5261 | 0 | 175111.8962
5951 | 1363.3224 | 1418.9139 | 1418.9139 | 1381.2567 | 1363.3224 | 1865.65 | 2687010.3739 | 490796.0741 | 222630.5525 | 0 | 183162.3107
5952 | 1331.4271 | 1385.7183 | 1385.7183 | 1348.9421 | 1331.4271 | 1849.3 | 2606754.3028 | 479313.7427 | 217422.0394 | 0 | 195773.3151
5953 | 1392.7643 | 0 | 0 | 0 | 0 | 1782.4 | 0 | 0 | 0 | 1657389.5229 | 0
5954 | 954.4075 | 0 | 0 | 0 | 0 | 1635.25 | 0 | 0 | 0 | 1135744.9047 | 0
5955 | 1391.9465 | 0 | 0 | 0 | 0 | 1229.35 | 0 | 0 | 0 | 1656416.3052 | 0
5956 | 1367.4116 | 0 | 0 | 0 | 0 | 285.95 | 0 | 0 | 0 | 1627219.7778 | 0
5957 | 1018.1982 | 0 | 0 | 0 | 0 | 280.8 | 0 | 0 | 0 | 1211655.8747 | 0
5958 | 1299.5317 | 0 | 0 | 0 | 0 | 526.8 | 0 | 0 | 0 | 1546442.7194 | 0
5959 | 1066.4502 | 1109.9364 | 1109.9364 | 1080.4793 | 1066.4502 | 1351.95 | 1536450.3899 | 383922.0641 | 174151.3141 | 0 | 691112.9225
5960 | 879.7304 | 915.6026 | 915.6026 | 891.303 | 879.7304 | 1009.6 | 943450.1507 | 316702.9488 | 143659.9765 | 0 | 871285.0013
5961 | 1118.7892 | 1164.4107 | 1164.4107 | 1133.5078 | 1118.7892 | 1564.6 | 1854789.0788 | 402764.1286 | 182698.2839 | 0 | 487120.7306
5962 | 1147.7987 | 1453.015 | 1194.6015 | 1414.4527 | 1147.7987 | 1466.55 | 1782426.8792 | 413207.5302 | 187435.5269 | 0 | 612293.2138
5963 | 1167.7466 | 1958.1789 | 1215.3629 | 1906.2099 | 1167.7466 | 1246.25 | 1545243.4162 | 420388.7717 | 190693.0178 | 0 | 880188.9907
5964 | 1009.8492 | 2207.6187 | 1051.0264 | 2149.0297 | 1009.8492 | 1517.9 | 1621670.9254 | 363545.7098 | 164908.3734 | 0 | 486848.2964
5965 | 1123.4907 | 2167.2886 | 1169.3034 | 2109.77 | 1123.4907 | 1433.55 | 1702968.9415 | 404456.6686 | 183466.0388 | 0 | 636401.3331
5966 | 1352.7826 | 2463.1273 | 1407.9452 | 2397.7573 | 1352.7826 | 1759.35 | 2520010.0465 | 487001.7526 | 220909.4061 | 0 | 325547.1438
5967 | 1227.347 | 473.6658 | 473.6658 | 461.095 | 461.095 | 1899.65 | 929087.481 | 165994.2042 | 75296.8154 | 1404539.8289 | 44667.0895
5968 | 1201.4218 | 132.8604 | 132.8604 | 129.3343 | 129.3343 | 1889.95 | 258918.9694 | 46560.3552 | 21120.2945 | 1965136.2702 | 13739.8526
5969 | 1209.5909 | 33.8128 | 33.8128 | 32.9154 | 32.9154 | 1876.55 | 65391.3936 | 11849.5384 | 5375.0823 | 2156846.1377 | 3922.6238
5970 | 1315.1216 | 0 | 0 | 0 | 0 | 1851.55 | 0 | 0 | 0 | 2410617.8543 | 0
5971 | 1232.4093 | 1282.6627 | 1282.6627 | 1248.6215 | 1232.4093 | 1845.85 | 2405142.3084 | 443667.3592 | 201252.4438 | 0 | 189975.8473
5972 | 1067.268 | 1110.7878 | 1110.7878 | 1081.3081 | 1067.268 | 1847.45 | 2082926.2063 | 384216.4829 | 174284.8657 | 0 | 162811.7334
5973 | 1498.2644 | 1559.3584 | 1559.3584 | 1517.9739 | 1498.2644 | 1852.55 | 2935299.5737 | 539375.17 | 244666.5702 | 0 | 220919.0268
5974 | 1077.8998 | 1121.8533 | 1121.8533 | 1092.0799 | 1077.8998 | 1865.25 | 2122113.7459 | 388043.9266 | 176021.0367 | 0 | 145246.9975
5975 | 1290.5356 | 1343.1599 | 1343.1599 | 1307.5132 | 1290.5356 | 1865.65 | 2544887.2926 | 464592.8045 | 210744.4583 | 0 | 173383.4536
5976 | 956.861 | 0 | 0 | 0 | 0 | 1848.8 | 0 | 0 | 0 | 1753926.1628 | 0
5977 | 1195.6673 | 0 | 0 | 0 | 0 | 1023.4 | 0 | 0 | 0 | 2191658.1627 | 0
5978 | 1304.4387 | 0 | 0 | 0 | 0 | 1571.35 | 0 | 0 | 0 | 2391036.0931 | 0
5979 | 1028.83 | 0 | 0 | 0 | 0 | 1178.35 | 0 | 0 | 0 | 1885845.3955 | 0
5980 | 1461.462 | 0 | 0 | 0 | 0 | 998.95 | 0 | 0 | 0 | 2678859.8735 | 0
5981 | 1392.7643 | 994.0803 | 994.0803 | 967.6979 | 967.6979 | 991.9 | 1018302.3913 | 348371.2486 | 158025.0691 | 779146.6971 | 0
5982 | 1118.7913 | 1164.4117 | 1164.4117 | 1133.5089 | 1118.7913 | 988.4 | 1174118.6348 | 402764.8648 | 182698.6178 | 0 | 842623.3476
5983 | 1271.7255 | 1323.5819 | 1323.5819 | 1288.4547 | 1271.7255 | 1081.4 | 1459803.0981 | 457821.1732 | 207672.771 | 0 | 1168206.585
5984 | 186.0829 | 193.6709 | 193.6709 | 188.5309 | 186.0829 | 1009.6 | 199040.0457 | 66989.8367 | 30387.3343 | 0 | 184296.4841
5985 | 155.6841 | 162.0333 | 162.0333 | 157.7331 | 155.6841 | 1448.55 | 238914.2672 | 56046.2913 | 25423.2205 | 0 | 85851.9418
5986 | 185.2027 | 192.755 | 192.755 | 187.6394 | 185.2027 | 1425.55 | 279563.0371 | 66672.9685 | 30243.5993 | 0 | 106389.6854
5987 | 174.4073 | 930.0839 | 181.5188 | 905.4 | 174.4073 | 1186.65 | 219269.7768 | 62786.6409 | 28480.7179 | 0 | 141854.2065
5988 | 189.5525 | 282.0765 | 197.2813 | 274.5904 | 189.5525 | 1101.8 | 221891.259 | 68238.9083 | 30953.927 | 0 | 170256.0762
5989 | 199.8194 | 207.968 | 207.968 | 202.4487 | 199.8194 | 361.05 | 76762.2476 | 71934.9678 | 32630.5007 | 0 | 327493.9319
5990 | 201.4499 | 931.7377 | 209.6645 | 907.0099 | 201.4499 | 1408.8 | 301294.3605 | 72521.9652 | 32896.7692 | 0 | 119097.1829
5991 | 132.424 | 1799.1648 | 137.8238 | 1751.416 | 132.424 | 1756.9 | 246535.4141 | 47672.6538 | 21624.8455 | 0 | 32192.2837
5992 | 181.7586 | 221.8926 | 189.1695 | 216.0037 | 181.7586 | 1743.65 | 335376.9145 | 65433.0975 | 29681.18 | 0 | 46593.8182
5993 | 119.9634 | 646.2454 | 124.8557 | 629.0944 | 119.9634 | 1827.4 | 231973.4006 | 43186.8159 | 19590.0196 | 0 | 20705.679
5994 | 101.4733 | 106.9076 | 105.6107 | 104.0703 | 101.4733 | 1844 | 197843.5096 | 36530.3758 | 16570.5843 | 0 | 15829.8295
5995 | 112.5998 | 117.1915 | 117.1915 | 114.0813 | 112.5998 | 1838.35 | 219148.1409 | 40535.943 | 18387.5541 | 0 | 18201.7644
5996 | 110.407 | 114.909 | 114.909 | 111.8594 | 110.407 | 1847.4 | 215648.1238 | 39746.5327 | 18029.4689 | 0 | 16848.1082
5997 | 102.2287 | 106.3976 | 106.3976 | 103.5738 | 102.2287 | 1819.85 | 197181.9624 | 36802.3451 | 16693.9527 | 0 | 18416.5069
5998 | 93.2326 | 97.0347 | 97.0347 | 94.4595 | 93.2326 | 1857.7 | 183044.3772 | 33563.7387 | 15224.8848 | 0 | 13267.0001
5999 | 102.2287 | 106.3976 | 106.3976 | 103.5738 | 102.2287 | 1719.35 | 185692.2801 | 36802.3451 | 16693.9527 | 0 | 28690.4949
6000 | 95.6861 | 99.5878 | 99.5878 | 96.9448 | 95.6861 | 1239.8 | 125433.4994 | 34446.995 | 15625.5397 | 0 | 72740.4972
6001 | 100.5931 | 104.6949 | 104.6949 | 101.9163 | 100.5931 | 326.05 | 34835.9154 | 36213.5076 | 16426.8494 | 0 | 168387.6523
6002 | 92.4148 | 96.1834 | 96.1834 | 93.6307 | 92.4148 | 336 | 32887.7448 | 33269.32 | 15091.3332 | 0 | 153778.1901
6003 | 98.9574 | 102.9921 | 102.9921 | 100.2588 | 98.9574 | 325.8 | 34206.7767 | 35624.6701 | 16159.7462 | 0 | 165673.8094
6004 | 93.2326 | 97.0347 | 97.0347 | 94.4595 | 93.2326 | 316.55 | 31396.9803 | 33563.7387 | 15224.8848 | 0 | 156952.4332
6005 | 98.9574 | 102.9921 | 102.9921 | 100.2588 | 98.9574 | 308.3 | 32515.14 | 35624.6701 | 16159.7462 | 0 | 167405.5569
6006 | 91.5969 | 95.332 | 95.332 | 92.802 | 91.5969 | 648.05 | 63419.9143 | 32974.9012 | 14957.7816 | 0 | 123834.4936
6007 | 94.8683 | 98.7364 | 98.7364 | 96.116 | 94.8683 | 1009 | 102082.2572 | 34152.5763 | 15491.9881 | 0 | 94014.188
6008 | 88.6732 | 101.9992 | 92.2888 | 99.2922 | 88.6732 | 548.75 | 51811.9085 | 31922.3541 | 14480.3345 | 0 | 128686.6913
6009 | 877.3751 | 2803.809 | 913.1526 | 2729.3974 | 877.3751 | 1109.7 | 1034814.5799 | 315855.0228 | 143275.3478 | 0 | 781127.0188
6010 | 1234.046 | 1515.9476 | 1284.3664 | 1475.7152 | 1234.046 | 1083.6 | 1419248.5584 | 444256.5647 | 201519.7139 | 0 | 1130879.7663
6011 | 1673.4272 | 2913.613 | 1741.664 | 2836.2873 | 1673.4272 | 950.65 | 1688971.4624 | 602433.7801 | 273270.6564 | 0 | 1756010.7977
6012 | 1423.6773 | 2104.4309 | 1481.731 | 2048.5805 | 1423.6773 | 348 | 525662.0965 | 512523.8107 | 232486.4953 | 0 | 2351914.8203
6013 | 1772.2558 | 839.1398 | 839.1398 | 816.8695 | 816.8695 | 354.75 | 308147.5027 | 294073.0223 | 133394.7904 | 1751223.0305 | 1297373.4042
6014 | 1493.8665 | 654.0824 | 654.0824 | 636.7234 | 636.7234 | 365.6 | 247428.4506 | 229220.4346 | 103976.936 | 1571143.2115 | 1004590.4976
6015 | 1557.6541 | 184.8295 | 184.8295 | 179.9242 | 179.9242 | 359.45 | 68667.6967 | 64772.7105 | 29381.6212 | 2525378.9969 | 284943.8484
6016 | 1584.9707 | 218.6193 | 218.6193 | 212.8173 | 212.8173 | 346.2 | 78433.051 | 76614.2247 | 34753.0636 | 2515157.1735 | 339758.3258
6017 | 1772.4797 | 194.7658 | 194.7658 | 189.5968 | 189.5968 | 1326.95 | 267950.316 | 68254.8437 | 30961.1555 | 2901424.2971 | 123184.9763
6018 | 1755.7039 | 26.9957 | 26.9957 | 26.2792 | 26.2792 | 1590.95 | 44438.7404 | 9460.5185 | 4291.3963 | 3170035.4785 | 10376.7804
6019 | 1611.083 | 1676.7778 | 1676.7778 | 1632.277 | 1611.083 | 1830.4 | 3132295.7818 | 579989.8699 | 263089.8493 | 0 | 273239.6721
6020 | 1745.249 | 1816.4147 | 1816.4147 | 1768.208 | 1745.249 | 1817.15 | 3369263.0511 | 628289.6357 | 284999.1597 | 0 | 319118.7775
6021 | 1431.2023 | 1489.5618 | 1489.5618 | 1450.0297 | 1431.2023 | 1671.1 | 2541912.4806 | 515232.8312 | 233715.3371 | 0 | 470722.3378
6022 | 1315.8883 | 1369.5457 | 1369.5457 | 1333.1987 | 1315.8883 | 1712.65 | 2394808.0865 | 473719.7862 | 214884.5586 | 0 | 378120.4168
6023 | 1081.1711 | 1125.2577 | 1125.2577 | 1095.394 | 1081.1711 | 1369.85 | 1576254.2385 | 389221.6018 | 176555.2432 | 0 | 681299.9057
6024 | 1571.0512 | 1027.4944 | 1027.4944 | 1000.2253 | 1000.2253 | 679.85 | 724967.1291 | 360081.0931 | 163336.7847 | 1046323.9891 | 0
6025 | 1019.8339 | 0 | 0 | 0 | 0 | 1010.05 | 0 | 0 | 0 | 1213602.3101 | 0
6026 | 1302.803 | 0 | 0 | 0 | 0 | 276.3 | 0 | 0 | 0 | 1550335.5902 | 0
6027 | 1215.2952 | 0 | 0 | 0 | 0 | 270.65 | 0 | 0 | 0 | 1446201.3094 | 0
6028 | 1135.9657 | 0 | 0 | 0 | 0 | 266.45 | 0 | 0 | 0 | 1351799.2056 | 0
6029 | 1096.7099 | 0 | 0 | 0 | 0 | 263.3 | 0 | 0 | 0 | 1305084.762 | 0
6030 | 1092.6207 | 0 | 0 | 0 | 0 | 262.05 | 0 | 0 | 0 | 1300218.6746 | 0
6031 | 1315.8883 | 1369.5457 | 1369.5457 | 1333.1987 | 1315.8883 | 265.5 | 372112.7493 | 473719.7862 | 214884.5586 | 0 | 1748702.086
6032 | 1094.9209 | 1139.5684 | 1139.5684 | 1109.3248 | 1094.9209 | 276.45 | 321077.489 | 394171.5172 | 178800.5799 | 0 | 1887150.8844
6033 | 1387.202 | 1443.7676 | 1443.7676 | 1405.4508 | 1387.202 | 294.1 | 432291.8944 | 499392.734 | 226530.093 | 0 | 2366427.8918
6034 | 1405.6574 | 1551.4506 | 1462.9752 | 1510.2759 | 1405.6574 | 306.3 | 456447.3801 | 506036.6615 | 229543.8523 | 0 | 2380761.9265
6035 | 1365.2484 | 1420.9184 | 1420.9184 | 1383.208 | 1365.2484 | 320.05 | 464033.5812 | 491489.4305 | 222945.0667 | 0 | 2293549.0798
6036 | 1221.3717 | 2284.3594 | 1271.1746 | 2223.7337 | 1221.3717 | 320.45 | 415951.111 | 439693.8098 | 199449.9976 | 0 | 2051354.8287
6037 | 1267.0966 | 2251.6862 | 1318.7641 | 2191.9277 | 1267.0966 | 314.5 | 423859.2406 | 456154.7627 | 206916.8687 | 0 | 2135691.2569
6038 | 1528.0967 | 1922.3158 | 1590.4079 | 1871.2986 | 1528.0967 | 325.1 | 527110.2262 | 550114.83 | 249538.1993 | 0 | 2559409.2466
6039 | 1700.6118 | 2930.4111 | 1769.9575 | 2852.6396 | 1700.6118 | 332.25 | 600418.947 | 612220.2595 | 277709.9122 | 0 | 2836195.3828
6040 | 1411.0387 | 1771.6175 | 1468.5756 | 1724.5998 | 1411.0387 | 327.55 | 491749.0085 | 507973.9367 | 230422.6218 | 0 | 2359891.6956
6041 | 1480.8333 | 324.6932 | 324.6932 | 316.076 | 316.076 | 322.7 | 108733.6541 | 113787.3732 | 51615.2168 | 2135000.135 | 511779.4533
6042 | 1727.6442 | 1732.6352 | 1732.6352 | 1686.6521 | 1686.6521 | 1364.65 | 2454859.9147 | 607194.7392 | 275430.2803 | 75138.5629 | 300232.1011
6043 | 1863.8394 | 1939.8404 | 1939.8404 | 1888.3581 | 1863.8394 | 1829.45 | 3621524.9327 | 670982.1959 | 304364.9794 | 0 | 306308.3116
6044 | 874.2602 | 909.9095 | 909.9095 | 885.761 | 874.2602 | 1826.9 | 1694780.2625 | 314733.6553 | 142766.6831 | 0 | 151334.406
6045 | 1106.5238 | 1151.6445 | 1151.6445 | 1121.0805 | 1106.5238 | 1791.8 | 2110249.273 | 398348.5835 | 180695.3436 | 0 | 230378.2641
6046 | 1191.5782 | 1240.1667 | 1240.1667 | 1207.2534 | 1191.5782 | 1823.05 | 2306867.1414 | 428968.1344 | 194584.7121 | 0 | 210849.7271
6047 | 1427.931 | 1486.1574 | 1486.1574 | 1446.7156 | 1427.931 | 1788.4 | 2707279.9597 | 514055.1564 | 233181.1307 | 0 | 302150.1975
6048 | 771.2136 | 802.6616 | 802.6616 | 781.3594 | 771.2136 | 1306.35 | 1071809.7236 | 277636.8914 | 125939.1788 | 0 | 534952.3048
6049 | 615.8259 | 0 | 0 | 0 | 0 | 1421.95 | 0 | 0 | 0 | 732832.8305 | 0
6050 | 593.7445 | 0 | 0 | 0 | 0 | 900.8 | 0 | 0 | 0 | 706555.9561 | 0
6051 | 716.419 | 0 | 0 | 0 | 0 | 642.4 | 0 | 0 | 0 | 852538.5917 | 0
6052 | 741.7717 | 0 | 0 | 0 | 0 | 285.95 | 0 | 0 | 0 | 882708.3363 | 0
6053 | 516.8685 | 0 | 0 | 0 | 0 | 280.8 | 0 | 0 | 0 | 615073.5045 | 0
6054 | 739.3182 | 0 | 0 | 0 | 0 | 632.85 | 0 | 0 | 0 | 879788.6837 | 0
6055 | 691.8841 | 720.0968 | 720.0968 | 700.9858 | 691.8841 | 1081.4 | 796965.3815 | 249078.2716 | 112984.6716 | 0 | 635564.6424
6056 | 788.801 | 820.9658 | 820.9658 | 799.1778 | 788.801 | 996.55 | 834434.9175 | 283968.3669 | 128811.2064 | 0 | 791522.3634
6057 | 672.9677 | 700.4084 | 700.4084 | 681.82 | 672.9677 | 1225.05 | 873909.8928 | 242268.3657 | 109895.6226 | 0 | 521516.3056
6058 | 848.4842 | 883.0825 | 883.0825 | 859.6459 | 848.4842 | 1320.1 | 1190501.0338 | 305454.312 | 138557.4699 | 0 | 576884.4076
6059 | 583.859 | 741.261 | 607.6669 | 721.5883 | 583.859 | 595.75 | 371837.7417 | 210189.2336 | 95344.1718 | 0 | 819883.9756
6060 | 720.5879 | 749.9713 | 749.9713 | 730.0674 | 720.5879 | 349.85 | 270108.6359 | 259411.6341 | 117671.9996 | 0 | 1189078.0778
6061 | 820.5103 | 1292.6021 | 853.9678 | 1258.2972 | 820.5103 | 361.05 | 316060.7615 | 295383.7183 | 133989.3367 | 0 | 1344775.4031
6062 | 864.1732 | 899.4122 | 899.4122 | 875.5423 | 864.1732 | 1284.35 | 1182329.6312 | 311102.3679 | 141119.4908 | 0 | 618445.5822
6063 | 828.4586 | 1627.8145 | 862.2399 | 1584.6131 | 828.4586 | 1674.75 | 1478580.6371 | 298245.1006 | 135287.2915 | 0 | 269456.1638
6064 | 969.7735 | 1812.4285 | 1009.3172 | 1764.3276 | 969.7735 | 1889.85 | 1946060.7131 | 349118.4543 | 158364.01 | 0 | 106820.5493
6065 | 882.8525 | 1241.4615 | 918.8529 | 1208.5137 | 882.8525 | 1876.55 | 1757722.67 | 317826.8924 | 144169.8098 | 0 | 108988.1385
6066 | 889.7008 | 925.9802 | 925.9802 | 901.4051 | 889.7008 | 1851.55 | 1744788.9395 | 320292.2815 | 145288.1377 | 0 | 132076.0811
6067 | 815.3764 | 848.6244 | 848.6244 | 826.1024 | 815.3764 | 1845.85 | 1594138.4122 | 293535.5045 | 133150.9663 | 0 | 125690.2104
6068 | 857.0857 | 892.0352 | 892.0352 | 868.3611 | 857.0857 | 1847.45 | 1685111.8867 | 308550.8613 | 139962.099 | 0 | 130748.4275
6069 | 776.1206 | 807.7687 | 807.7687 | 786.331 | 776.1206 | 1852.55 | 1534047.4393 | 279403.404 | 126740.4885 | 0 | 114438.9776
6070 | 704.9694 | 733.7154 | 733.7154 | 714.243 | 704.9694 | 1865.25 | 1398673.143 | 253788.9718 | 115121.4975 | 0 | 94994.5727
6071 | 563.4848 | 586.4621 | 586.4621 | 570.8977 | 563.4848 | 1865.65 | 1118866.5006 | 202854.5262 | 92017.067 | 0 | 75704.1822
6072 | 704.9694 | 733.7154 | 733.7154 | 714.243 | 704.9694 | 1849.25 | 1389229.5171 | 253788.9718 | 115121.4975 | 0 | 106274.0767
6073 | 1049.2758 | 0 | 0 | 0 | 0 | 1556 | 0 | 0 | 0 | 1248638.1425 | 0
6074 | 1127.7874 | 358.9754 | 358.9754 | 349.4484 | 349.4484 | 1434.8 | 535234.2921 | 125801.4075 | 57064.9162 | 926223.4885 | 0
6075 | 815.3764 | 848.6244 | 848.6244 | 826.1024 | 815.3764 | 1093.35 | 953108.2617 | 293535.5045 | 133150.9663 | 0 | 0
6076 | 836.64 | 870.7555 | 870.7555 | 847.6461 | 836.64 | 997.05 | 891802.0409 | 301190.3923 | 136623.3085 | 0 | 753639.6978
6077 | 796.5663 | 829.0474 | 829.0474 | 807.0449 | 796.5663 | 985.85 | 839480.7357 | 286763.873 | 130079.2791 | 0 | 807837.4089
6078 | 758.1283 | 789.042 | 789.042 | 768.1013 | 758.1283 | 882.35 | 712901.5096 | 272926.1913 | 123802.3529 | 0 | 847321.7592
6079 | 855.4501 | 890.3325 | 890.3325 | 866.7036 | 855.4501 | 1081.4 | 986254.7132 | 307962.0238 | 139694.9958 | 0 | 785816.37
6080 | 639.7638 | 665.8515 | 665.8515 | 648.1802 | 639.7638 | 447.05 | 305671.4185 | 230314.964 | 104473.4267 | 0 | 993521.176
6081 | 302.7034 | 315.0473 | 315.0473 | 306.6861 | 302.7034 | 1313.5 | 423920.2457 | 108973.2159 | 49431.4616 | 0 | 207805.8687
6082 | 287.4345 | 299.1546 | 299.1546 | 291.2152 | 287.4345 | 784 | 238988.664 | 103476.4177 | 46938.0528 | 0 | 349519.744
6083 | 226.1197 | 834.8445 | 235.3394 | 812.6882 | 226.1197 | 346.25 | 82834.1107 | 81403.1071 | 36925.3539 | 0 | 373945.5233
6084 | 306.2691 | 632.3916 | 318.7566 | 615.6083 | 306.2691 | 349.85 | 113941.7533 | 110256.8817 | 50013.7466 | 0 | 505389.9816
6085 | 908.0488 | 1204.5347 | 945.0753 | 1172.567 | 908.0488 | 361.05 | 348210.2358 | 326897.5664 | 148284.3683 | 0 | 1488246.5734
6086 | 1146.5832 | 1732.8184 | 1193.337 | 1686.8304 | 1146.5832 | 385.3 | 471180.7798 | 412769.9502 | 187237.0357 | 0 | 1851387.885
6087 | 858.2665 | 185.2312 | 185.2312 | 180.3153 | 180.3153 | 995.7 | 191580.7033 | 64913.4985 | 29445.4842 | 1242684.5388 | 174814.4838
6088 | 1394.3683 | 94.3818 | 94.3818 | 91.877 | 91.877 | 1889.85 | 184942.3033 | 33075.706 | 15003.5078 | 2387466.5747 | 9769.4238
6089 | 1415.3466 | 38.6701 | 38.6701 | 37.6438 | 37.6438 | 1876.55 | 75125.664 | 13551.7606 | 6147.2292 | 2525329.3288 | 4486.0496
6090 | 1274.8271 | 0 | 0 | 0 | 0 | 1851.55 | 0 | 0 | 0 | 2336758.0761 | 0
6091 | 1217.7058 | 1267.3601 | 1267.3601 | 1233.7251 | 1217.7058 | 1845.85 | 2383382.8039 | 438374.0779 | 198851.3526 | 0 | 187709.3448
6092 | 1113.8843 | 1159.3046 | 1159.3046 | 1128.5373 | 1113.8843 | 1847.45 | 2187331.9442 | 400998.3523 | 181897.3081 | 0 | 169923.0042
6093 | 1204.6634 | 1253.7853 | 1253.7853 | 1220.5105 | 1204.6634 | 1852.55 | 2375706.4343 | 433678.8348 | 196721.5381 | 0 | 177627.5594
6094 | 1071.3572 | 1115.0435 | 1115.0435 | 1085.4509 | 1071.3572 | 1865.25 | 2124548.6789 | 385688.5765 | 174952.6237 | 0 | 144365.3558
6095 | 1266.8185 | 1318.4758 | 1318.4758 | 1283.4842 | 1266.8185 | 1865.6 | 2528046.8925 | 456054.6604 | 206871.4612 | 0 | 170260.4065
6096 | 1126.9696 | 0 | 0 | 0 | 0 | 1658.45 | 0 | 0 | 0 | 2065735.2585 | 0
6097 | 1026.3765 | 0 | 0 | 0 | 0 | 1190.5 | 0 | 0 | 0 | 1221388.0505 | 0
6098 | 914.3338 | 0 | 0 | 0 | 0 | 1486.8 | 0 | 0 | 0 | 1088057.2438 | 0
6099 | 758.1283 | 0 | 0 | 0 | 0 | 1094.3 | 0 | 0 | 0 | 902172.6878 | 0
6100 | 830.0973 | 0 | 0 | 0 | 0 | 998 | 0 | 0 | 0 | 987815.834 | 0
6101 | 926.6013 | 0 | 0 | 0 | 0 | 993.8 | 0 | 0 | 0 | 1102655.5073 | 0
6102 | 1324.0666 | 0 | 0 | 0 | 0 | 1302.25 | 0 | 0 | 0 | 1575639.2469 | 0
6103 | 1107.3417 | 331.1575 | 331.1575 | 322.3687 | 322.3687 | 1382.95 | 475486.307 | 116052.7476 | 52642.8158 | 1438855.38 | 61769.7902
6104 | 949.5925 | 988.3133 | 988.3133 | 962.084 | 949.5925 | 297.55 | 302073.725 | 341853.3034 | 155068.4568 | 0 | 1616633.7676
6105 | 1070.4841 | 1114.1349 | 1114.1349 | 1084.5664 | 1070.4841 | 1395.05 | 1592081.4241 | 385374.2846 | 174810.0574 | 0 | 647589.3708
6106 | 1490.9918 | 1551.7899 | 1551.7899 | 1510.6062 | 1490.9918 | 1442.05 | 2287352.7088 | 536757.0509 | 243478.9622 | 0 | 831898.8793
6107 | 1371.7788 | 1427.7157 | 1427.7157 | 1389.825 | 1371.7788 | 952.25 | 1389172.1286 | 493840.3644 | 224011.4764 | 0 | 1437281.2272
6108 | 1488.1212 | 1589.6533 | 1548.8018 | 1547.4648 | 1488.1212 | 349.85 | 555466.5593 | 535723.641 | 243010.196 | 0 | 2455623.2394
6109 | 1658.559 | 1726.1897 | 1726.1897 | 1680.3776 | 1658.559 | 361.05 | 640587.3944 | 597081.2468 | 270842.6878 | 0 | 2718295.273
6110 | 1466.1104 | 794.0471 | 794.0471 | 772.9735 | 772.9735 | 385.3 | 318232.4925 | 278270.4768 | 126226.5801 | 1270519.7718 | 1204861.6901
6111 | 1663.649 | 1731.4873 | 1731.4873 | 1685.5345 | 1663.649 | 390.7 | 695660.0599 | 598913.6357 | 271673.8797 | 0 | 2677310.3164
6112 | 1239.8362 | 1171.2569 | 1171.2569 | 1140.1724 | 1140.1724 | 737.45 | 900340.2028 | 410462.0563 | 186190.1494 | 182683.8742 | 1389630.7077
6113 | 1491.3363 | 882.6974 | 882.6974 | 859.2711 | 859.2711 | 1876.5 | 1725560.2816 | 309337.5824 | 140318.9645 | 1158575.6156 | 102441.768
6114 | 1536.6216 | 131.6125 | 131.6125 | 128.1195 | 128.1195 | 1851.55 | 252802.0357 | 46123.0369 | 20921.922 | 2581784.2724 | 18360.1475
6115 | 1553.0947 | 1616.4252 | 1616.4252 | 1573.5262 | 1553.0947 | 1845.85 | 3046070.1671 | 559114.1075 | 253620.3715 | 0 | 239409.5546
6116 | 1250.4619 | 1301.4518 | 1301.4518 | 1266.912 | 1250.4619 | 1847.45 | 2464244.3903 | 450166.2854 | 204200.4289 | 0 | 190757.9635
6117 | 1401.7604 | 1458.9193 | 1458.9193 | 1420.2004 | 1401.7604 | 1852 | 2774268.5136 | 504633.7559 | 228907.4787 | 0 | 207460.48
6118 | 1464.7333 | 1524.4601 | 1524.4601 | 1484.0018 | 1464.7333 | 1865.15 | 2921553.4606 | 527304.0006 | 239190.9536 | 0 | 197519.245
6119 | 1255.3689 | 1306.5589 | 1306.5589 | 1271.8836 | 1255.3689 | 1844.3 | 2477367.536 | 451932.7979 | 205001.7386 | 0 | 195460.9351
6120 | 1278.2681 | 533.447 | 533.447 | 519.2896 | 519.2896 | 1239.8 | 687899.4577 | 186944.2668 | 84799.9966 | 1391207.5724 | 0
6121 | 1221.8379 | 0 | 0 | 0 | 0 | 941 | 0 | 0 | 0 | 1453987.0498 | 0
6122 | 1106.5238 | 0 | 0 | 0 | 0 | 1449.8 | 0 | 0 | 0 | 1316763.3732 | 0
6123 | 1113.0665 | 0 | 0 | 0 | 0 | 1452.85 | 0 | 0 | 0 | 1324549.1136 | 0
6124 | 1459.8264 | 0 | 0 | 0 | 0 | 1175.85 | 0 | 0 | 0 | 1737193.3636 | 0
6125 | 963.4036 | 0 | 0 | 0 | 0 | 1121.2 | 0 | 0 | 0 | 1146450.2979 | 0
6126 | 978.9424 | 0 | 0 | 0 | 0 | 1117.7 | 0 | 0 | 0 | 1164941.4318 | 0
6127 | 1391.9465 | 1448.7051 | 1448.7051 | 1410.2573 | 1391.9465 | 1366.95 | 2025309.7536 | 501100.731 | 227304.8594 | 0 | 268198.596
6128 | 1243.5472 | 1294.2549 | 1294.2549 | 1259.906 | 1243.5472 | 1048.55 | 1390940.8709 | 447676.9747 | 203071.2499 | 0 | 1183172.7932
6129 | 1089.836 | 1134.276 | 1134.276 | 1104.173 | 1089.836 | 325.1 | 378649.7282 | 392340.9686 | 177970.2227 | 0 | 1825366.3164
6130 | 1125.3411 | 1171.2288 | 1171.2288 | 1140.145 | 1125.3411 | 339.05 | 408003.1916 | 405122.791 | 183768.1993 | 0 | 1869135.1339
6131 | 1443.0721 | 1501.9158 | 1501.9158 | 1462.0558 | 1443.0721 | 346.25 | 533060.9351 | 519505.9517 | 235653.672 | 0 | 2386480.32
6132 | 1395.4795 | 2130.6803 | 1452.3822 | 2074.1332 | 1395.4795 | 349.85 | 520217.1579 | 502372.62 | 227881.8024 | 0 | 2302750.4969
6133 | 1267.3981 | 2084.09 | 1319.0784 | 2028.7793 | 1267.3981 | 361.05 | 485889.4955 | 456263.3297 | 206966.1159 | 0 | 2077202.1783
6134 | 1171.6916 | 2718.1853 | 1219.4688 | 2646.0461 | 1171.6916 | 385.3 | 483002.4463 | 421808.9742 | 191337.2375 | 0 | 1891930.4184
6135 | 1207.4389 | 3153.9565 | 1256.6745 | 3070.2522 | 1207.4389 | 390.7 | 503451.9253 | 434678.0184 | 197174.7789 | 0 | 1943131.4861
6136 | 1296.1408 | 2270.2579 | 1348.9935 | 2210.0065 | 1296.1408 | 736.5 | 1014832.2858 | 466610.6772 | 211659.7877 | 0 | 1637673.8629
6137 | 1213.9294 | 1132.2444 | 1132.2444 | 1102.1953 | 1102.1953 | 1860.2 | 2171884.5069 | 396790.2977 | 179988.4878 | 204808.7349 | 148746.2214
6138 | 1030.8817 | 142.5739 | 142.5739 | 138.7901 | 138.7901 | 1851.55 | 271866.7039 | 49964.4349 | 22664.4228 | 1635203.9707 | 19889.331
6139 | 1441.0183 | 1499.7781 | 1499.7781 | 1459.9748 | 1441.0183 | 1845.85 | 2814349.372 | 518766.5927 | 235318.2905 | 0 | 222132.9247
6140 | 967.4928 | 1006.9443 | 1006.9443 | 980.2205 | 967.4928 | 1847.45 | 1893937.6446 | 348297.394 | 157991.5679 | 0 | 147591.0207
6141 | 1176.0394 | 1223.9941 | 1223.9941 | 1191.51 | 1176.0394 | 1852.45 | 2311915.5294 | 423374.1779 | 192047.2312 | 0 | 173524.5545
6142 | 1427.1132 | 1485.3061 | 1485.3061 | 1445.8869 | 1427.1132 | 1865.15 | 2821345.537 | 513760.7376 | 233047.579 | 0 | 192446.188
6143 | 1197.303 | 1246.1252 | 1246.1252 | 1213.0537 | 1197.303 | 1638.3 | 2085357.3689 | 431029.066 | 195519.5735 | 0 | 433064.481
6144 | 1134.3301 | 0 | 0 | 0 | 0 | 1091.3 | 0 | 0 | 0 | 2079226.9981 | 0
6145 | 1411.5744 | 0 | 0 | 0 | 0 | 318 | 0 | 0 | 0 | 2587415.8605 | 0
6146 | 1233.2875 | 0 | 0 | 0 | 0 | 301.8 | 0 | 0 | 0 | 2260615.9435 | 0
6147 | 1411.5744 | 0 | 0 | 0 | 0 | 292.85 | 0 | 0 | 0 | 2587415.8605 | 0
6148 | 1032.9192 | 539.5189 | 539.5189 | 525.2004 | 525.2004 | 285.95 | 160750.4263 | 189072.1357 | 85765.2216 | 930648.5146 | 0
6149 | 981.3959 | 1021.4142 | 1021.4142 | 994.3064 | 981.3959 | 280.8 | 294906.6885 | 353302.5129 | 160261.9455 | 0 | 435224.076
6150 | 1022.2874 | 1063.9726 | 1063.9726 | 1035.7353 | 1022.2874 | 277.3 | 303098.588 | 368023.451 | 166939.5265 | 0 | 1761093.8149
6151 | 1038.644 | 1080.9966 | 1080.9966 | 1052.3075 | 1038.644 | 279.95 | 310366.8604 | 373911.8263 | 169610.559 | 0 | 1786519.5468
6152 | 236.2455 | 245.8794 | 245.8794 | 239.3539 | 236.2455 | 297.55 | 74910.0532 | 85048.3794 | 38578.8899 | 0 | 402195.3002
6153 | 185.3969 | 192.9569 | 192.9569 | 187.8359 | 185.3969 | 325.05 | 64087.5815 | 66742.893 | 30275.3178 | 0 | 310530.5794
6154 | 160.3938 | 431.2584 | 166.9344 | 419.813 | 160.3938 | 339.05 | 57790.3932 | 57741.7754 | 26192.3109 | 0 | 266406.1162
6155 | 207.2309 | 977.3706 | 215.6802 | 951.4317 | 207.2309 | 346.25 | 76208.3147 | 74603.1378 | 33840.8122 | 0 | 342708.1644
6156 | 198.151 | 1485.3529 | 206.2299 | 1445.9325 | 198.151 | 349.85 | 73656.338 | 71334.3535 | 32358.0554 | 0 | 326978.8429
6157 | 199.0353 | 1618.4662 | 207.151 | 1575.513 | 199.0353 | 361.05 | 76275.3421 | 71652.6938 | 32502.4581 | 0 | 326208.8404
6158 | 150.5308 | 3304.4278 | 156.6692 | 3216.7301 | 150.5308 | 385.3 | 61658.857 | 54191.0851 | 24581.6783 | 0 | 243062.0698
6159 | 152.6909 | 1957.7251 | 158.9172 | 1905.7681 | 152.6909 | 390.7 | 63438.0862 | 54968.7187 | 24934.4216 | 0 | 245725.4416
6160 | 170.769 | 1706.1027 | 177.7324 | 1660.8237 | 170.769 | 1093.95 | 198294.7074 | 61476.8454 | 27886.5801 | 0 | 154725.266
6161 | 138.479 | 528.598 | 144.1268 | 514.5693 | 138.479 | 1860.2 | 273530.5494 | 49852.4567 | 22613.6283 | 0 | 19359.3707
6162 | 137.6387 | 143.2515 | 143.2515 | 139.4497 | 137.6387 | 1481.7 | 216588.1659 | 49549.9414 | 22476.404 | 0 | 71337.7754
6163 | 108.4667 | 112.8899 | 112.8899 | 109.8939 | 108.4667 | 1470.45 | 169223.7482 | 39048.0242 | 17712.6176 | 0 | 57438.5589
6164 | 0 | 0 | 0 | 0 | 0 | 1439.3 | 0 | 0 | 0 | 0 | 0
6165 | 0 | 0 | 0 | 0 | 0 | 1404.5 | 0 | 0 | 0 | 0 | 0
6166 | 87.5078 | 91.0763 | 91.0763 | 88.6592 | 87.5078 | 1799.8 | 166891.2402 | 31502.8074 | 14290.0235 | 0 | 17519.0612
6167 | 89.1435 | 92.778 | 92.778 | 90.3157 | 89.1435 | 1107.65 | 104671.8502 | 32091.6449 | 14557.1267 | 0 | 79546.756
6168 | 92.4148 | 96.1834 | 96.1834 | 93.6307 | 92.4148 | 340.3 | 33445.0689 | 33269.32 | 15091.3332 | 0 | 153380.8065
6169 | 86.69 | 90.2249 | 90.2249 | 87.8304 | 86.69 | 326.05 | 30248.4687 | 31208.3886 | 14156.4718 | 0 | 145114.6727
6170 | 89.1435 | 92.778 | 92.778 | 90.3157 | 89.1435 | 336 | 32107.2328 | 32091.6449 | 14557.1267 | 0 | 148333.952
6171 | 82.6008 | 85.9692 | 85.9692 | 83.6876 | 82.6008 | 325.8 | 28837.8493 | 29736.2948 | 13488.7137 | 0 | 138290.2912
6172 | 88.3256 | 91.9277 | 91.9277 | 89.4879 | 88.3256 | 316.55 | 30006.105 | 31797.2262 | 14423.5751 | 0 | 148691.7789
6173 | 83.4186 | 86.8206 | 86.8206 | 84.5164 | 83.4186 | 308.3 | 27522.7054 | 30030.7136 | 13622.2654 | 0 | 141119.3283
6174 | 88.3256 | 91.9277 | 91.9277 | 89.4879 | 88.3256 | 298.55 | 28197.5984 | 31797.2262 | 14423.5751 | 0 | 150281.6402
6175 | 70.3334 | 73.201 | 73.201 | 71.2582 | 70.3334 | 292.6 | 21968.4439 | 25320.0134 | 11485.4394 | 0 | 120086.5642
6176 | 96.5407 | 615.0949 | 100.4766 | 598.7706 | 96.5407 | 299.25 | 30880.9663 | 34754.6626 | 15765.1011 | 0 | 164191.6457
6177 | 784.7098 | 2032.3852 | 816.708 | 1978.4468 | 784.7098 | 314 | 262777.2432 | 282495.537 | 128143.1144 | 0 | 1323020.7651
6178 | 1340.7248 | 2600.5276 | 1395.3944 | 2531.511 | 1340.7248 | 327.25 | 467001.656 | 482660.9158 | 218940.3543 | 0 | 2242697.3523
6179 | 1486.7248 | 3154.6881 | 1547.3489 | 3070.9644 | 1486.7248 | 342.65 | 542789.9105 | 535220.9212 | 242782.1567 | 0 | 2464023.3158
6180 | 1306.7255 | 3210.5851 | 1360.0091 | 3125.378 | 1306.7255 | 347.95 | 485640.2748 | 470421.1919 | 213388.2795 | 0 | 2158775.9168
6181 | 1510.7833 | 3422.1948 | 1572.3879 | 3331.3716 | 1510.7833 | 354.75 | 572049.1372 | 543881.9851 | 246710.9116 | 0 | 2485616.2112
6182 | 1642.3118 | 3127.9922 | 1709.2802 | 3044.977 | 1642.3118 | 365.6 | 639092.9817 | 591232.2502 | 268189.5179 | 0 | 2684194.4157
6183 | 1547.9905 | 2575.2357 | 1611.1121 | 2506.8903 | 1547.9905 | 359.45 | 592537.0508 | 557276.5663 | 252786.8424 | 0 | 2539555.7524
6184 | 1693.5468 | 1956.1722 | 1762.6044 | 1904.2565 | 1693.5468 | 346.2 | 624034.4326 | 609676.8494 | 276556.1931 | 0 | 2800787.7045
6185 | 1585.4113 | 1038.5287 | 1038.5287 | 1010.9667 | 1010.9667 | 1517.35 | 1627406.4671 | 363948.0226 | 165090.8669 | 1052956.8813 | 471030.6839
6186 | 1638.605 | 143.4971 | 143.4971 | 139.6888 | 139.6888 | 1794.15 | 265594.6039 | 50287.9556 | 22811.1754 | 2747513.4431 | 27758.2549
6187 | 1627.7258 | 1694.0994 | 1694.0994 | 1649.139 | 1627.7258 | 1813.6 | 3127063.8491 | 585981.2916 | 265807.6248 | 0 | 303408.091
6188 | 1555.5125 | 1618.9408 | 1618.9408 | 1575.975 | 1555.5125 | 1062.7 | 1751605.5357 | 559984.4831 | 254015.1836 | 0 | 1457981.3976
6189 | 1476.183 | 1536.377 | 1536.377 | 1495.6024 | 1476.183 | 687.65 | 1080622.2697 | 531425.8631 | 241060.6762 | 0 | 1937268.6984
6190 | 1661.8303 | 1729.5941 | 1729.5941 | 1683.6916 | 1661.8303 | 1488.45 | 2630878.1603 | 598258.922 | 271376.8944 | 0 | 850109.1365
6191 | 1613.5784 | 1679.3745 | 1679.3745 | 1634.8049 | 1613.5784 | 1318.25 | 2260981.0553 | 580888.215 | 263497.3486 | 0 | 1100056.8015
6192 | 1260.2759 | 242.2398 | 242.2398 | 235.8108 | 235.8108 | 521.45 | 131010.2845 | 84891.9048 | 38507.9113 | 1877844.373 | 0
6193 | 1171.9502 | 0 | 0 | 0 | 0 | 289.15 | 0 | 0 | 0 | 1394620.7785 | 0
6194 | 1521.1636 | 0 | 0 | 0 | 0 | 276.3 | 0 | 0 | 0 | 1810184.6804 | 0
6195 | 1377.2255 | 0 | 0 | 0 | 0 | 270.65 | 0 | 0 | 0 | 1638898.389 | 0
6196 | 1270.9077 | 0 | 0 | 0 | 0 | 266.45 | 0 | 0 | 0 | 1512380.1047 | 0
6197 | 1565.3264 | 0 | 0 | 0 | 0 | 263.3 | 0 | 0 | 0 | 1862738.4303 | 0
6198 | 1360.8689 | 0 | 0 | 0 | 0 | 262.05 | 0 | 0 | 0 | 1619434.0374 | 0
6199 | 1170.3146 | 1218.0367 | 1218.0367 | 1185.7107 | 1170.3146 | 265.5 | 330980.571 | 421313.2466 | 191112.3699 | 0 | 806318.7495
6200 | 1033.4007 | 1075.5387 | 1075.5387 | 1046.9945 | 1033.4007 | 276.45 | 303020.8171 | 372024.234 | 168754.3261 | 0 | 1781116.57
6201 | 1230.7481 | 1280.934 | 1280.934 | 1246.9387 | 1230.7481 | 294.1 | 382507.6442 | 443069.321 | 200981.167 | 0 | 2099533.0132
6202 | 1537.052 | 1599.7281 | 1599.7281 | 1557.2721 | 1537.052 | 306.3 | 500338.4818 | 553338.7157 | 251000.5896 | 0 | 2603304.9521
6203 | 1548.9034 | 1612.0633 | 1612.0633 | 1569.2801 | 1548.9034 | 320.05 | 527691.7519 | 557605.2114 | 252935.9195 | 0 | 2602079.5948
6204 | 1590.8468 | 1655.7166 | 1655.7166 | 1611.7748 | 1590.8468 | 320.45 | 543332.0799 | 572704.8455 | 259785.2813 | 0 | 2671906.7312
6205 | 1238.0554 | 1348.9737 | 1288.5389 | 1313.1727 | 1238.0554 | 314.5 | 414330.6678 | 445699.9526 | 202174.4507 | 0 | 2086742.4172
6206 | 1441.5264 | 1500.3068 | 1500.3068 | 1460.4895 | 1441.5264 | 325.1 | 497577.9925 | 518949.5004 | 235401.2595 | 0 | 2414411.8974
6207 | 1346.8708 | 1401.791 | 1401.791 | 1364.5883 | 1346.8708 | 332.25 | 476011.7255 | 484873.4729 | 219943.9948 | 0 | 2246243.7067
6208 | 1554.022 | 1617.39 | 1617.39 | 1574.4654 | 1554.022 | 327.55 | 542281.6921 | 559447.9049 | 253771.7857 | 0 | 2599024.0237
6209 | 1638.7226 | 629.2516 | 629.2516 | 612.5516 | 612.5516 | 322.7 | 210831.9711 | 220518.5667 | 100029.672 | 1880971.408 | 991821.036
6210 | 1543.6519 | 79.1271 | 79.1271 | 77.0271 | 77.0271 | 688.75 | 56613.084 | 27729.7726 | 12578.533 | 2688323.1279 | 97500.6162
6211 | 1296.4209 | 1349.2849 | 1349.2849 | 1313.4756 | 1296.4209 | 1356.4 | 1872608.8666 | 466711.5157 | 211705.5292 | 0 | 834376.4764
6212 | 1246.3728 | 1297.1961 | 1297.1961 | 1262.7692 | 1246.3728 | 1419.45 | 1885541.7013 | 448694.1914 | 203532.6707 | 0 | 723581.7023
6213 | 1571.8691 | 1635.9648 | 1635.9648 | 1592.5472 | 1571.8691 | 1576.6 | 2642242.68 | 565872.8584 | 256686.216 | 0 | 665529.3346
6214 | 1827.8498 | 1902.3839 | 1902.3839 | 1851.8956 | 1827.8498 | 1661.05 | 3230198.4982 | 658025.9305 | 298487.8735 | 0 | 608755.2168
6215 | 1962.7917 | 2042.8284 | 2042.8284 | 1988.6128 | 1962.7917 | 1654.05 | 3449879.8797 | 706605.026 | 320523.891 | 0 | 621327.2379
6216 | 1447.5589 | 409.3479 | 409.3479 | 398.484 | 398.484 | 722.3 | 306177.3908 | 143454.258 | 65072.4454 | 1922954.213 | 0
6217 | 1347.7837 | 0 | 0 | 0 | 0 | 713.45 | 0 | 0 | 0 | 1603862.5566 | 0
6218 | 1417.2992 | 0 | 0 | 0 | 0 | 301.8 | 0 | 0 | 0 | 1686586.0492 | 0
6219 | 1479.4543 | 0 | 0 | 0 | 0 | 292.85 | 0 | 0 | 0 | 1760550.5849 | 0
6220 | 1595.5861 | 0 | 0 | 0 | 0 | 285.95 | 0 | 0 | 0 | 1898747.4804 | 0
6221 | 1610.3071 | 0 | 0 | 0 | 0 | 280.8 | 0 | 0 | 0 | 1916265.3966 | 0
6222 | 1157.2293 | 0 | 0 | 0 | 0 | 277.3 | 0 | 0 | 0 | 1377102.8622 | 0
6223 | 1109.7952 | 1155.0489 | 1155.0489 | 1124.3945 | 1109.7952 | 279.95 | 333118.7952 | 399526.2583 | 181229.55 | 0 | 758911.8607
6224 | 994.4167 | 1034.9661 | 1034.9661 | 1007.4987 | 994.4167 | 297.55 | 316909.0869 | 357990.0277 | 162388.2542 | 0 | 1692944.785
6225 | 1024.9954 | 1066.791 | 1066.791 | 1038.479 | 1024.9954 | 325.05 | 354968.1103 | 368998.3451 | 167381.7493 | 0 | 1716815.3753
6226 | 1252.2468 | 1303.3096 | 1303.3096 | 1268.7205 | 1252.2468 | 339.05 | 450982.8138 | 450808.8541 | 204491.9052 | 0 | 2079917.9937
6227 | 1666.1761 | 1734.1173 | 1734.1173 | 1688.0948 | 1666.1761 | 346.25 | 613487.6214 | 599823.3895 | 272086.5542 | 0 | 2755438.56
6228 | 1295.9036 | 1547.3551 | 1348.7458 | 1506.2892 | 1295.9036 | 349.85 | 482748.4674 | 466525.2956 | 211621.0577 | 0 | 2138435.3239
6229 | 1418.6527 | 1476.5011 | 1476.5011 | 1437.3156 | 1418.6527 | 361.05 | 543980.6124 | 510714.9756 | 231665.9875 | 0 | 2325100.8591
6230 | 1542.1992 | 1605.0849 | 1605.0849 | 1562.4869 | 1542.1992 | 385.3 | 632978.2255 | 555191.7138 | 251841.1302 | 0 | 2490188.7253
6231 | 1525.4623 | 1587.6654 | 1587.6654 | 1545.5297 | 1525.4623 | 1329.65 | 2154697.1461 | 549166.4338 | 249107.9962 | 0 | 1022593.6635
6232 | 1140.3677 | 1557.2571 | 1186.8686 | 1515.9283 | 1140.3677 | 1561 | 1891965.3306 | 410532.3677 | 186222.0435 | 0 | 500621.415
6233 | 1753.2821 | 1175.3638 | 1175.3638 | 1144.1703 | 1144.1703 | 1640.65 | 1995523.5048 | 411901.304 | 186843.0082 | 1116501.99 | 396907.1059
6234 | 1615.8908 | 121.5513 | 121.5513 | 118.3254 | 118.3254 | 1615.65 | 202847.2885 | 42597.1354 | 19322.5339 | 2745037.4017 | 43901.9944
6235 | 1178.4929 | 1226.5482 | 1226.5482 | 1193.9962 | 1178.4929 | 1796.75 | 2244396.4874 | 424257.4343 | 192447.8862 | 0 | 239528.6764
6236 | 1647.9272 | 1715.1242 | 1715.1242 | 1669.6057 | 1647.9272 | 1798.35 | 3147391.9025 | 593253.8032 | 269106.5168 | 0 | 332304.4796
6237 | 1432.0201 | 1490.4132 | 1490.4132 | 1450.8584 | 1432.0201 | 1718.25 | 2614928.816 | 515527.25 | 233848.8887 | 0 | 403471.635
6238 | 1643.0203 | 1710.0171 | 1710.0171 | 1664.6342 | 1643.0203 | 1805.35 | 3140430.1589 | 591487.2904 | 268305.207 | 0 | 319813.843
6239 | 1400.1248 | 1457.2176 | 1457.2176 | 1418.5438 | 1400.1248 | 1698.6 | 2521003.0376 | 504044.9186 | 228640.3756 | 0 | 421997.6069
6240 | 1198.1208 | 225.6342 | 225.6342 | 219.646 | 219.646 | 1279.25 | 298624.6366 | 79072.5443 | 35868.1847 | 1793544.37 | 0
6241 | 1325.7023 | 0 | 0 | 0 | 0 | 667.5 | 0 | 0 | 0 | 1577585.6811 | 0
6242 | 1425.4775 | 0 | 0 | 0 | 0 | 301.8 | 0 | 0 | 0 | 1696318.225 | 0
6243 | 1218.5665 | 0 | 0 | 0 | 0 | 292.85 | 0 | 0 | 0 | 1450094.1802 | 0
6244 | 1399.3069 | 0 | 0 | 0 | 0 | 285.95 | 0 | 0 | 0 | 1665175.2634 | 0
6245 | 1315.0705 | 0 | 0 | 0 | 0 | 280.8 | 0 | 0 | 0 | 1564933.8533 | 0
6246 | 733.5934 | 0 | 0 | 0 | 0 | 277.3 | 0 | 0 | 0 | 872976.1606 | 0
6247 | 983.0315 | 1023.1169 | 1023.1169 | 995.9639 | 983.0315 | 629.45 | 661143.4174 | 353891.3505 | 160529.0487 | 0 | 911111.4879
6248 | 877.8811 | 913.6782 | 913.6782 | 889.4297 | 877.8811 | 653.1 | 611628.9601 | 316037.1943 | 143357.9829 | 0 | 1182417.9189
6249 | 945.2549 | 983.7995 | 983.7995 | 957.69 | 945.2549 | 1115.95 | 1121952.2288 | 340291.7799 | 154360.1324 | 0 | 835652.6334
6250 | 1289.4335 | 1342.013 | 1342.013 | 1306.3967 | 1289.4335 | 1179.45 | 1617501.0707 | 464196.0751 | 210564.4974 | 0 | 1058044.2482
6251 | 942.1656 | 980.5845 | 980.5845 | 954.5603 | 942.1656 | 701.8 | 702824.3959 | 339179.613 | 153855.6411 | 0 | 1223119.3711
6252 | 1192.4164 | 2298.721 | 1241.0389 | 2237.7142 | 1192.4164 | 349.85 | 444302.0243 | 429269.9137 | 194721.6025 | 0 | 1967665.967
6253 | 1457.5078 | 1516.9405 | 1516.9405 | 1476.6817 | 1457.5078 | 361.05 | 560436.7447 | 524702.8109 | 238011.025 | 0 | 2388781.0976
6254 | 1298.3816 | 1351.3259 | 1351.3259 | 1315.4624 | 1298.3816 | 385.3 | 533973.2052 | 467417.3846 | 212025.7192 | 0 | 2096495.8007
6255 | 1441.2678 | 784.1597 | 784.1597 | 763.3486 | 763.3486 | 1141.7 | 928852.7676 | 274805.4862 | 124654.8219 | 1242625.8539 | 632473.5453
6256 | 1536.8077 | 97.9735 | 97.9735 | 95.3734 | 95.3734 | 1161.95 | 117772.401 | 34334.4094 | 15574.4696 | 2642149.0746 | 77157.5874
6257 | 1458.4473 | 20.9696 | 20.9696 | 20.413 | 20.413 | 1356 | 29399.1311 | 7348.6979 | 3333.451 | 2635916.7622 | 12690.02
6258 | 1564.8337 | 0 | 0 | 0 | 0 | 1534.1 | 0 | 0 | 0 | 2868340.1153 | 0
6259 | 1103.6522 | 1148.6554 | 1148.6554 | 1118.1707 | 1103.6522 | 1609.95 | 1882076.8646 | 397314.8053 | 180226.4103 | 0 | 430479.4626
6260 | 1320.7953 | 1374.6528 | 1374.6528 | 1338.1702 | 1320.7953 | 1358.45 | 1900883.3189 | 475486.2986 | 215685.8682 | 0 | 847356.0322
6261 | 1423.8418 | 1481.9017 | 1481.9017 | 1442.5728 | 1423.8418 | 739 | 1117742.7004 | 512583.0624 | 232513.3725 | 0 | 1795464.5602
6262 | 1526.8884 | 1589.1496 | 1589.1496 | 1546.9744 | 1526.8884 | 1196.65 | 1940310.5184 | 549679.8265 | 249340.8769 | 0 | 1226625.4748
6263 | 1557.9659 | 1621.4949 | 1621.4949 | 1578.4613 | 1557.9659 | 752.1 | 1243244.8448 | 560867.7395 | 254415.8385 | 0 | 1944185.7003
6264 | 1416.4814 | 0 | 0 | 0 | 0 | 340.3 | 0 | 0 | 0 | 2596410.353 | 0
6265 | 1565.3264 | 0 | 0 | 0 | 0 | 318 | 0 | 0 | 0 | 1862738.4303 | 0
6266 | 1530.9776 | 0 | 0 | 0 | 0 | 301.8 | 0 | 0 | 0 | 1821863.2916 | 0
6267 | 1518.7101 | 0 | 0 | 0 | 0 | 292.85 | 0 | 0 | 0 | 1807265.0285 | 0
6268 | 1445.1054 | 0 | 0 | 0 | 0 | 285.95 | 0 | 0 | 0 | 1719675.4474 | 0
6269 | 1521.9814 | 0 | 0 | 0 | 0 | 280.8 | 0 | 0 | 0 | 1811157.8981 | 0
6270 | 1328.1557 | 0 | 0 | 0 | 0 | 277.3 | 0 | 0 | 0 | 1580505.3342 | 0
6271 | 1128.6053 | 0 | 0 | 0 | 0 | 279.95 | 0 | 0 | 0 | 2068733.4232 | 0
6272 | 1388.3388 | 0 | 0 | 0 | 0 | 297.55 | 0 | 0 | 0 | 2544825.0626 | 0
6273 | 1708.9138 | 549.9496 | 549.9496 | 535.3542 | 535.3542 | 680.6 | 387155.5637 | 192727.5184 | 87423.3438 | 2151134.7654 | 0
6274 | 1431.3986 | 1489.7658 | 1489.7658 | 1450.2282 | 1431.3986 | 695.55 | 1058864.68 | 515303.492 | 233747.3896 | 0 | 1012001.4411
6275 | 1533.1581 | 1595.6763 | 1595.6763 | 1553.3279 | 1533.1581 | 545.75 | 891398.0436 | 551936.9142 | 250364.7169 | 0 | 2229595.0215
6276 | 1365.5684 | 1421.2515 | 1421.2515 | 1383.5322 | 1365.5684 | 599.35 | 872246.5997 | 491604.6218 | 222997.3187 | 0 | 1912682.8192
6277 | 1628.745 | 1695.16 | 1695.16 | 1650.1714 | 1628.745 | 361.05 | 625400.3405 | 586348.2108 | 265974.0634 | 0 | 2669431.6178
6278 | 1656.7966 | 270.5406 | 270.5406 | 263.3606 | 263.3606 | 385.3 | 107969.5779 | 94809.8021 | 43006.7797 | 2554168.2514 | 410510.0251
6279 | 1559.5597 | 171.4336 | 171.4336 | 166.8839 | 166.8839 | 390.7 | 69379.9043 | 60078.1953 | 27252.1369 | 2552774.7653 | 259258.23
6280 | 1548.5916 | 76.5668 | 76.5668 | 74.5348 | 74.5348 | 776.4 | 61457.9808 | 26832.5224 | 12171.5303 | 2701946.0823 | 88039.2436
6281 | 1862.9184 | 141.4946 | 141.4946 | 137.7395 | 137.7395 | 1389.05 | 203190.4239 | 49586.2038 | 22492.853 | 3162252.9181 | 81234.9667
6282 | 1641.6575 | 9.7916 | 9.7916 | 9.5318 | 9.5318 | 1672.5 | 16887.202 | 3431.4349 | 1556.537 | 2991686.5518 | 3013.655
6283 | 1998.0095 | 2079.4824 | 2079.4824 | 2024.2941 | 1998.0095 | 1835.8 | 3876225.8171 | 719283.4337 | 326274.9576 | 0 | 256447.3958
6284 | 1726.4389 | 1796.8376 | 1796.8376 | 1749.1506 | 1726.4389 | 1417.5 | 2588132.3702 | 621518.004 | 281927.4724 | 0 | 1005650.6593
6285 | 1521.9814 | 1584.0425 | 1584.0425 | 1542.0029 | 1521.9814 | 1252.55 | 2018226.478 | 547913.3137 | 248539.567 | 0 | 1137604.6985
6286 | 1737.8885 | 1808.7545 | 1808.7545 | 1760.7512 | 1737.8885 | 1353.75 | 2491554.9004 | 625639.8668 | 283797.1952 | 0 | 1123110.4554
6287 | 1565.3264 | 1629.155 | 1629.155 | 1585.9181 | 1565.3264 | 713.15 | 1184444.2576 | 563517.5083 | 255617.8031 | 0 | 2014339.7631
6288 | 1698.6327 | 0 | 0 | 0 | 0 | 340.3 | 0 | 0 | 0 | 3113593.7098 | 0
6289 | 692.7019 | 0 | 0 | 0 | 0 | 318 | 0 | 0 | 0 | 824315.2822 | 0
6290 | 512.7793 | 0 | 0 | 0 | 0 | 301.8 | 0 | 0 | 0 | 610207.4166 | 0
6291 | 606.0119 | 0 | 0 | 0 | 0 | 292.85 | 0 | 0 | 0 | 721154.2197 | 0
6292 | 754.857 | 0 | 0 | 0 | 0 | 285.95 | 0 | 0 | 0 | 898279.8175 | 0
6293 | 802.2911 | 0 | 0 | 0 | 0 | 280.8 | 0 | 0 | 0 | 954726.4366 | 0
6294 | 671.4383 | 0 | 0 | 0 | 0 | 277.3 | 0 | 0 | 0 | 799011.6253 | 0
6295 | 609.2833 | 413.4267 | 413.4267 | 402.4546 | 402.4546 | 279.95 | 119829.9438 | 144883.6578 | 65720.837 | 379116.9411 | 668248.0252
6296 | 469.188 | 356.8813 | 356.8813 | 347.4099 | 347.4099 | 297.55 | 109739.1082 | 125067.5589 | 56732.0344 | 223219.2578 | 570948.954
6297 | 557.6649 | 580.4048 | 580.4048 | 565.0012 | 557.6649 | 325.05 | 192007.1854 | 200759.3687 | 91066.6803 | 0 | 934060.846
6298 | 672.0078 | 699.4103 | 699.4103 | 680.8484 | 672.0078 | 339.05 | 241886.4733 | 241922.7917 | 109738.8663 | 0 | 1116170.0266
6299 | 802.2369 | 2092.412 | 834.9486 | 2036.8805 | 802.2369 | 346.25 | 295791.6702 | 288805.2991 | 131005.2926 | 0 | 1326699.3427
6300 | 773.4902 | 2315.1684 | 805.0294 | 2253.7251 | 773.4902 | 349.85 | 288635.9014 | 278456.4797 | 126310.9531 | 0 | 1276374.8887
6301 | 936.0094 | 2246.9309 | 974.1764 | 2187.2986 | 936.0094 | 361.05 | 359858.1457 | 336963.3758 | 152850.3313 | 0 | 1534072.5688
6302 | 851.9365 | 2135.4804 | 886.6752 | 2078.8059 | 851.9365 | 385.3 | 349066.535 | 306697.1272 | 139121.2246 | 0 | 1375621.8091
6303 | 657.248 | 2726.6718 | 684.0485 | 2654.3074 | 657.248 | 390.7 | 272784.8785 | 236609.2691 | 107328.5935 | 0 | 1057709.1576
6304 | 682.6487 | 774.8177 | 710.4852 | 754.2545 | 682.6487 | 380.95 | 276248.6752 | 245753.5478 | 111476.5399 | 0 | 1105242.4486
6305 | 686.5273 | 266.11 | 266.11 | 259.0476 | 259.0476 | 1306.5 | 358654.1972 | 93257.1216 | 42302.4665 | 783570.3673 | 173422.8515
6306 | 776.4017 | 25.191 | 25.191 | 24.5224 | 24.5224 | 1476.55 | 38331.463 | 8828.0666 | 4004.5091 | 1378194.736 | 12391.1084
6307 | 785.1463 | 817.1617 | 817.1617 | 795.4747 | 785.1463 | 1791.75 | 1487962.8233 | 282652.683 | 128214.3976 | 0 | 163506.6545
6308 | 546.3104 | 568.5868 | 568.5868 | 553.4968 | 546.3104 | 1448.55 | 837501.6478 | 196671.7322 | 89212.483 | 0 | 301262.6495
6309 | 724.5973 | 754.1437 | 754.1437 | 734.1292 | 724.5973 | 1396.1 | 1069988.8627 | 260855.0221 | 118326.7364 | 0 | 437584.1283
6310 | 823.5547 | 857.1369 | 857.1369 | 834.389 | 823.5547 | 1466.25 | 1277175.534 | 296479.6921 | 134486.4826 | 0 | 439572.3213
6311 | 729.5043 | 759.2508 | 759.2508 | 739.1007 | 729.5043 | 1237.65 | 954510.4349 | 262621.5346 | 119128.0461 | 0 | 556137.3744
6312 | 745.043 | 0 | 0 | 0 | 0 | 735.75 | 0 | 0 | 0 | 1365663.8755 | 0
6313 | 1741.9777 | 0 | 0 | 0 | 0 | 1069.95 | 0 | 0 | 0 | 3193045.0654 | 0
6314 | 1703.5397 | 0 | 0 | 0 | 0 | 1092.7 | 0 | 0 | 0 | 3122588.2023 | 0
6315 | 1585.7722 | 0 | 0 | 0 | 0 | 649.35 | 0 | 0 | 0 | 2906720.3674 | 0
6316 | 1660.1947 | 1530.6267 | 1530.6267 | 1490.0047 | 1490.0047 | 285.95 | 452291.4436 | 536401.6987 | 243317.7705 | 311958.1974 | 387198.7528
6317 | 1616.0319 | 1681.9286 | 1681.9286 | 1637.2911 | 1616.0319 | 280.8 | 480989.634 | 581771.4714 | 263898.0036 | 0 | 2778281.9823
6318 | 1492.5396 | 1553.401 | 1553.401 | 1512.1746 | 1492.5396 | 1028.3 | 1625742.7649 | 537314.2384 | 243731.7087 | 0 | 1450300.6817
6319 | 1496.6287 | 1557.6567 | 1557.6567 | 1516.3174 | 1496.6287 | 1267.9 | 2007506.9573 | 538786.3324 | 244399.4669 | 0 | 1095681.872
6320 | 112.7164 | 117.3122 | 117.3122 | 114.1988 | 112.7164 | 1137.95 | 135749.7155 | 40577.8977 | 18406.5853 | 0 | 97167.1575
6321 | 91.689 | 95.4278 | 95.4278 | 92.8952 | 91.689 | 1412.55 | 137243.0776 | 33008.0233 | 14972.8061 | 0 | 53862.6758
6322 | 0 | 0 | 0 | 0 | 0 | 1140.5 | 0 | 0 | 0 | 0 | 0
6323 | 0 | 526.7194 | 0 | 512.7406 | 0 | 346.25 | 0 | 0 | 0 | 0 | 0
6324 | 0 | 602.896 | -0.0010408 | 586.8954 | 0 | 349.85 | 0 | 0 | 0 | 0 | 0
6325 | 0 | 0 | 0 | 0 | 0 | 361.05 | 0 | 0 | 0 | 0 | 0
6326 | 89.7711 | 93.4316 | 93.4316 | 90.952 | 89.7711 | 1226.4 | 117041.7795 | 32317.6113 | 14659.6276 | 0 | 69446.9559
6327 | 73.0251 | 76.0027 | 76.0027 | 73.9857 | 73.0251 | 1505.7 | 116813.8995 | 26289.0192 | 11924.9912 | 0 | 36096.2838
6328 | 78.3215 | 271.7885 | 81.5147 | 264.5753 | 78.3215 | 1410 | 117128.8389 | 28195.7487 | 12789.9049 | 0 | 46209.6992
6329 | 73.0629 | 368.9106 | 76.0423 | 359.1199 | 73.0629 | 1822.45 | 140826.8932 | 26302.636 | 11931.168 | 0 | 12972.314
6330 | 85.2782 | 88.7554 | 88.7554 | 86.3998 | 85.2782 | 1846.5 | 166268.3611 | 30700.1483 | 13925.9284 | 0 | 13090.2021
6331 | 79.3551 | 82.5908 | 82.5908 | 80.3989 | 79.3551 | 1845.85 | 154486.4863 | 28567.8204 | 12958.6807 | 0 | 12232.5732
6332 | 88.3256 | 91.9277 | 91.9277 | 89.4879 | 88.3256 | 1668.4 | 155515.856 | 31797.2262 | 14423.5751 | 0 | 29288.7783
6333 | 80.9652 | 84.2665 | 84.2665 | 82.0301 | 80.9652 | 1592.65 | 136023.7662 | 29147.4573 | 13221.6105 | 0 | 32981.0927
6334 | 88.3256 | 91.9277 | 91.9277 | 89.4879 | 88.3256 | 1761.15 | 164168.8171 | 31797.2262 | 14423.5751 | 0 | 21096.5763
6335 | 80.9652 | 84.2665 | 84.2665 | 82.0301 | 80.9652 | 1548.2 | 132464.1134 | 29147.4573 | 13221.6105 | 0 | 36579.987
6336 | 85.8721 | 89.3736 | 89.3736 | 87.0017 | 85.8721 | 1369.35 | 124319.4297 | 30913.9699 | 14022.9202 | 0 | 54155.1768
6337 | 76.876 | 80.0108 | 80.0108 | 77.8873 | 76.876 | 723.9 | 58917.3508 | 27675.3635 | 12553.8524 | 0 | 98101.4636
6338 | 83.4186 | 86.8206 | 86.8206 | 84.5164 | 83.4186 | 336 | 29693.6694 | 30030.7136 | 13622.2654 | 0 | 138808.6318
6339 | 77.6938 | 80.8621 | 80.8621 | 78.7161 | 77.6938 | 325.8 | 26826.7949 | 27969.7823 | 12687.404 | 0 | 130075.0264
6340 | 81.783 | 85.1178 | 85.1178 | 82.8589 | 81.783 | 316.55 | 27399.4041 | 29441.8761 | 13355.1621 | 0 | 137677.573
6341 | 78.5117 | 81.7135 | 81.7135 | 79.5448 | 78.5117 | 308.3 | 25621.6938 | 28264.201 | 12820.9556 | 0 | 132818.1914
6342 | 83.4186 | 86.8206 | 86.8206 | 84.5164 | 83.4186 | 298.55 | 26352.5397 | 30030.7136 | 13622.2654 | 0 | 141932.6602
6343 | 68.6977 | 71.4993 | 71.4993 | 69.6017 | 68.6977 | 690.45 | 50096.9248 | 24731.1759 | 11218.3362 | 0 | 89963.0872
6344 | 80.819 | 361.3764 | 84.1145 | 351.7857 | 80.819 | 657.15 | 56084.9024 | 29094.83 | 13197.7381 | 0 | 108527.7567
6345 | 556.7111 | 1960.7652 | 579.4119 | 1908.7276 | 556.7111 | 1029.8 | 607021.6457 | 200416.0028 | 90910.9257 | 0 | 540121.1276
6346 | 1538.6406 | 1947.5973 | 1601.3818 | 1895.9091 | 1538.6406 | 685.15 | 1118620.2178 | 553910.6239 | 251260.0136 | 0 | 2023081.6218
6347 | 1710.5127 | 2315.2121 | 1780.2622 | 2253.7677 | 1710.5127 | 342.65 | 622094.8039 | 615784.5666 | 279326.7215 | 0 | 2834918.1985
6348 | 1592.0899 | 3116.7497 | 1657.0103 | 3034.0329 | 1592.0899 | 347.95 | 588718.7763 | 573152.3622 | 259988.2799 | 0 | 2630212.111
6349 | 1586.6892 | 3128.1181 | 1651.3891 | 3045.0996 | 1586.6892 | 354.75 | 598314.9766 | 571208.0944 | 259106.3384 | 0 | 2610500.3257
6350 | 1637.1595 | 3308.5888 | 1703.9181 | 3220.7807 | 1637.1595 | 1285.1 | 2236580.9831 | 589377.4121 | 267348.1428 | 0 | 1170405.3108
6351 | 1737.0911 | 1807.924 | 1807.924 | 1759.9427 | 1737.0911 | 1487.45 | 2745563.6216 | 625352.8082 | 283666.9822 | 0 | 890346.0607
6352 | 1235.9792 | 1494.1423 | 1286.3783 | 1454.4886 | 1235.9792 | 1483.75 | 1949298.6774 | 444952.4969 | 201835.3965 | 0 | 638074.2403
6353 | 1637.9753 | 735.8594 | 735.8594 | 716.3301 | 716.3301 | 1780.9 | 1353833.184 | 257878.8247 | 116976.7002 | 1689375.6411 | 151508.0882
6354 | 1283.7711 | 59.981 | 59.981 | 58.3891 | 58.3891 | 1755.5 | 108508.6538 | 21020.0919 | 9534.9472 | 2246125.1123 | 13781.2425
6355 | 1342.5199 | 1397.2637 | 1397.2637 | 1360.181 | 1342.5199 | 1830.45 | 2598470.5516 | 483307.1651 | 219233.5002 | 0 | 227624.2496
6356 | 1375.5899 | 1431.6821 | 1431.6821 | 1393.6861 | 1375.5899 | 1509.6 | 2196835.1316 | 495212.3557 | 224633.8269 | 0 | 674589.2757
6357 | 1208.7526 | 1258.0421 | 1258.0421 | 1224.6543 | 1208.7526 | 1466.2 | 1872343.1145 | 435150.9284 | 197389.2962 | 0 | 645232.1267
6358 | 1334.6984 | 1389.1227 | 1389.1227 | 1352.2561 | 1334.6984 | 1390.5 | 1960973.6254 | 480491.4175 | 217956.2458 | 0 | 813498.431
6359 | 1426.2953 | 1484.4547 | 1484.4547 | 1445.0581 | 1426.2953 | 1268.3 | 1915655.0216 | 513466.3188 | 232914.0274 | 0 | 1043620.0515
6360 | 1445.9232 | 0 | 0 | 0 | 0 | 1077.7 | 0 | 0 | 0 | 2650377.3118 | 0
6361 | 1568.5977 | 0 | 0 | 0 | 0 | 700.5 | 0 | 0 | 0 | 1866631.2999 | 0
6362 | 1526.8884 | 0 | 0 | 0 | 0 | 1099 | 0 | 0 | 0 | 1816997.2043 | 0
6363 | 1723.1676 | 0 | 0 | 0 | 0 | 270.65 | 0 | 0 | 0 | 2050569.4214 | 0
6364 | 1466.369 | 0 | 0 | 0 | 0 | 266.45 | 0 | 0 | 0 | 1744979.104 | 0
6365 | 1491.7217 | 0 | 0 | 0 | 0 | 263.3 | 0 | 0 | 0 | 1775148.848 | 0
6366 | 1755.8808 | 0 | 0 | 0 | 0 | 262.05 | 0 | 0 | 0 | 2089498.1234 | 0
6367 | 1216.9309 | 0 | 0 | 0 | 0 | 265.5 | 0 | 0 | 0 | 2230634.2994 | 0
6368 | 1615.258 | 0 | 0 | 0 | 0 | 276.45 | 0 | 0 | 0 | 2960767.9012 | 0
6369 | 1535.5124 | 0 | 0 | 0 | 0 | 294.1 | 0 | 0 | 0 | 2814594.2714 | 0
6370 | 1473.9411 | 0 | 0 | 0 | 0 | 306.3 | 0 | 0 | 0 | 2701733.9941 | 0
6371 | 1908.6882 | 46.9619 | 46.9619 | 45.7156 | 45.7156 | 320.05 | 15466.5787 | 16457.6111 | 7465.3553 | 3414828.8043 | 76799.8994
6372 | 2013.4594 | 277.7355 | 277.7355 | 270.3645 | 270.3645 | 320.45 | 91617.0413 | 97331.2211 | 44150.5233 | 3195092.8858 | 454090.7009
6373 | 2035.7422 | 752.337 | 752.337 | 732.3703 | 732.3703 | 314.5 | 244269.628 | 263653.3227 | 119596.0767 | 2389080.5535 | 271682.374
6374 | 1841.9829 | 1917.0932 | 1917.0932 | 1866.2146 | 1841.9829 | 325.1 | 637836.8455 | 663113.8544 | 300795.8123 | 0 | 3085137.2078
6375 | 1628.7921 | 1255.7149 | 1255.7149 | 1222.3889 | 1222.3889 | 332.25 | 432741.5071 | 440060.006 | 199616.1083 | 744936.9748 | 1967978.355
6376 | 1389.4705 | 1378.8242 | 1378.8242 | 1342.231 | 1342.231 | 327.55 | 469105.2163 | 483203.151 | 219186.3182 | 86590.0402 | 2167008.517
6377 | 1931.9585 | 582.2105 | 582.2105 | 566.759 | 566.759 | 322.7 | 193731.7134 | 204033.2356 | 92551.7427 | 2502410.7589 | 917675.9895
6378 | 1367.8348 | 52.4312 | 52.4312 | 51.0397 | 51.0397 | 1352.55 | 72835.2435 | 18374.298 | 8334.7857 | 2413685.3968 | 31900.5089
6379 | 1384.0595 | 1440.4975 | 1440.4975 | 1402.2675 | 1384.0595 | 1775.4 | 2595648.5023 | 498261.4301 | 226016.9209 | 0 | 310859.77
6380 | 1184.2177 | 1232.5066 | 1232.5066 | 1199.7966 | 1184.2177 | 1304.3 | 1633259.3476 | 426318.3655 | 193382.7475 | 0 | 823860.2414
6381 | 1696.1792 | 1765.3437 | 1765.3437 | 1718.4925 | 1696.1792 | 315.5 | 566560.4598 | 610624.5098 | 276986.0624 | 0 | 2857213.5255
6382 | 1602.9466 | 1668.31 | 1668.31 | 1624.034 | 1602.9466 | 319.1 | 543858.3434 | 577060.7713 | 261761.1777 | 0 | 2694392.9181
6383 | 1638.9311 | 1705.7614 | 1705.7614 | 1660.4914 | 1638.9311 | 312.1 | 544887.4003 | 590015.1967 | 267637.449 | 0 | 2766351.6349
6384 | 1551.4233 | 0 | 0 | 0 | 0 | 297.8 | 0 | 0 | 0 | 2843758.9144 | 0
6385 | 1701.0862 | 0 | 0 | 0 | 0 | 318 | 0 | 0 | 0 | 2024292.5471 | 0
6386 | 1653.652 | 0 | 0 | 0 | 0 | 301.8 | 0 | 0 | 0 | 1967845.9276 | 0
6387 | 1684.7296 | 0 | 0 | 0 | 0 | 292.85 | 0 | 0 | 0 | 2004828.1954 | 0
6388 | 1203.0278 | 0 | 0 | 0 | 0 | 285.95 | 0 | 0 | 0 | 1431603.0463 | 0
6389 | 1548.9698 | 0 | 0 | 0 | 0 | 280.8 | 0 | 0 | 0 | 1843274.0787 | 0
6390 | 1546.5163 | 0 | 0 | 0 | 0 | 277.3 | 0 | 0 | 0 | 1840354.4256 | 0
6391 | 1351.055 | 0 | 0 | 0 | 0 | 279.95 | 0 | 0 | 0 | 2476483.7783 | 0
6392 | 1371.2114 | 0 | 0 | 0 | 0 | 297.55 | 0 | 0 | 0 | 2513430.5329 | 0
6393 | 1665.9839 | 0 | 0 | 0 | 0 | 1115.95 | 0 | 0 | 0 | 3053748.474 | 0
6394 | 1480.4755 | 0 | 0 | 0 | 0 | 339.05 | 0 | 0 | 0 | 2713711.6612 | 0
6395 | 1901.1918 | 0 | 0 | 0 | 0 | 346.25 | 0 | 0 | 0 | 3484884.5126 | 0
6396 | 1801.945 | 227.4264 | 227.4264 | 221.3906 | 221.3906 | 349.85 | 82119.379 | 79700.6194 | 36153.0865 | 2897156.2801 | 365327.7144
6397 | 1608.8247 | 271.0609 | 271.0609 | 263.8671 | 263.8671 | 361.05 | 100894.0224 | 94992.17 | 43089.5038 | 2465307.2808 | 223429.8588
6398 | 1764.516 | 1324.0908 | 1324.0908 | 1288.9502 | 1288.9502 | 385.3 | 526352.0951 | 464022.0573 | 210485.561 | 871712.256 | 1360048.8924
6399 | 1869.6654 | 952.3857 | 952.3857 | 927.1099 | 927.1099 | 390.7 | 383970.0029 | 333759.5656 | 151397.0474 | 1727704.3132 | 1440284.8768
6400 | 1735.3911 | 1089.6829 | 1089.6829 | 1060.7633 | 1060.7633 | 776.4 | 871357.5192 | 381874.7897 | 173222.6477 | 1236592.6954 | 1252962.7292
6401 | 1870.3575 | 373.5691 | 373.5691 | 363.6548 | 363.6548 | 1446.6 | 556744.827 | 130915.7336 | 59384.8314 | 2761786.0903 | 194271.6234
6402 | 1742.4091 | 27.9667 | 27.9667 | 27.2245 | 27.2245 | 1755.2 | 50497.8606 | 9800.8171 | 4445.7595 | 3143933.3372 | 6433.5888
6403 | 1712.774 | 1782.6154 | 1782.6154 | 1735.3058 | 1712.774 | 1845.85 | 3337122.7744 | 616598.6346 | 279695.9918 | 0 | 264024.1098
6404 | 1736.2529 | 1807.0518 | 1807.0518 | 1759.0937 | 1736.2529 | 1557.95 | 2855736.0034 | 625051.0292 | 283530.0919 | 0 | 767510.5763
6405 | 1571.8691 | 1635.9648 | 1635.9648 | 1592.5472 | 1571.8691 | 1252.55 | 2075209.6113 | 565872.8584 | 256686.216 | 0 | 1174893.4841
6406 | 1566.1442 | 1630.0063 | 1630.0063 | 1586.7469 | 1566.1442 | 1265.25 | 2088828.3263 | 563811.9268 | 255751.3546 | 0 | 1150724.304
6407 | 1353.5085 | 1408.6997 | 1408.6997 | 1371.3136 | 1353.5085 | 752.1 | 1075637.6885 | 487263.0492 | 221027.9332 | 0 | 1689042.6332
6408 | 390.9227 | 0 | 0 | 0 | 0 | 340.3 | 0 | 0 | 0 | 716561.2871 | 0
6409 | 403.1901 | 0 | 0 | 0 | 0 | 318 | 0 | 0 | 0 | 479796.2622 | 0
6410 | 386.8335 | 0 | 0 | 0 | 0 | 301.8 | 0 | 0 | 0 | 460331.9108 | 0
6411 | 365.57 | 0 | 0 | 0 | 0 | 292.85 | 0 | 0 | 0 | 435028.2539 | 0
6412 | 375.3839 | 0 | 0 | 0 | 0 | 285.95 | 0 | 0 | 0 | 446706.8648 | 0
6413 | 388.4692 | 0 | 0 | 0 | 0 | 280.8 | 0 | 0 | 0 | 462278.346 | 0
6414 | 406.4615 | 0 | 0 | 0 | 0 | 277.3 | 0 | 0 | 0 | 483689.1325 | 0
6415 | 362.2986 | 0 | 0 | 0 | 0 | 635.5 | 0 | 0 | 0 | 664093.4104 | 0
6416 | 452.8416 | 0 | 0 | 0 | 0 | 693 | 0 | 0 | 0 | 830058.6735 | 0
6417 | 1718.3751 | 0 | 0 | 0 | 0 | 1077 | 0 | 0 | 0 | 3149781.5528 | 0
6418 | 1870.1756 | 961.7725 | 961.7725 | 936.2476 | 936.2476 | 339.05 | 336153.8593 | 337049.1183 | 152889.225 | 1711890.0594 | 1154066.2618
6419 | 1892.5228 | 1969.694 | 1969.694 | 1917.4194 | 1892.5228 | 346.25 | 693740.4608 | 681308.1979 | 309048.9687 | 0 | 1239546.8137
6420 | 1967.7386 | 1908.5859 | 1908.5859 | 1857.933 | 1857.933 | 349.85 | 688555.2276 | 668855.8881 | 303400.4626 | 201273.5997 | 2511284.0778
6421 | 1715.3512 | 1785.2975 | 1785.2975 | 1737.9167 | 1715.3512 | 361.05 | 655187.471 | 617526.4216 | 280116.8462 | 0 | 2811374.5214
6422 | 1757.0441 | 1828.6906 | 1828.6906 | 1780.1582 | 1757.0441 | 385.3 | 719479.5465 | 632535.89 | 286925.3079 | 0 | 2837098.9468
6423 | 1950.1113 | 1115.3589 | 1115.3589 | 1085.7578 | 1085.7578 | 390.7 | 450412.4522 | 390872.8232 | 177304.2556 | 1584359.8624 | 1686749.1718
6424 | 1726.1516 | 1539.2974 | 1539.2974 | 1498.4453 | 1498.4453 | 1346.4 | 2141373.4023 | 539440.3131 | 244696.1198 | 417385.6899 | 945438.2824
6425 | 2137.608 | 1051.1086 | 1051.1086 | 1023.2127 | 1023.2127 | 1577.8 | 1711018.9459 | 368356.5848 | 167090.6397 | 2042686.4993 | 417027.2056
6426 | 1644.1407 | 75.5958 | 75.5958 | 73.5895 | 73.5895 | 1552.8 | 120586.0689 | 26492.2239 | 12017.1671 | 2878820.2895 | 31768.1936
6427 | 1812.7762 | 1886.6952 | 1886.6952 | 1836.6233 | 1812.7762 | 1845.85 | 3525039.9355 | 652599.4244 | 296026.35 | 0 | 276853.8625
6428 | 1637.2954 | 1704.0586 | 1704.0586 | 1658.8339 | 1637.2954 | 1762.45 | 3045044.5441 | 589426.3591 | 267370.3457 | 0 | 388939.4272
6429 | 1228.3805 | 1278.4694 | 1278.4694 | 1244.5395 | 1228.3805 | 1570.1 | 2036643.4451 | 442216.9786 | 200594.535 | 0 | 528080.562
6430 | 1411.5744 | 1469.1335 | 1469.1335 | 1430.1435 | 1411.5744 | 1566.5 | 2335207.7198 | 508166.7811 | 230510.0982 | 0 | 611917.329
6431 | 1350.2371 | 1405.2953 | 1405.2953 | 1367.9996 | 1350.2371 | 1378.15 | 1966768.0769 | 486085.374 | 220493.7266 | 0 | 839644.8784
6432 | 369.6591 | 0 | 0 | 0 | 0 | 1092.25 | 0 | 0 | 0 | 677585.1501 | 0
6433 | 112.8605 | 0 | 0 | 0 | 0 | 1196.2 | 0 | 0 | 0 | 134304.0248 | 0
6434 | 119.4032 | 0 | 0 | 0 | 0 | 1210.8 | 0 | 0 | 0 | 142089.7653 | 0
6435 | 113.6784 | 0 | 0 | 0 | 0 | 1196.85 | 0 | 0 | 0 | 135277.2423 | 0
6436 | 116.1318 | 0 | 0 | 0 | 0 | 1175.85 | 0 | 0 | 0 | 138196.895 | 0
6437 | 112.8605 | 0 | 0 | 0 | 0 | 1180.25 | 0 | 0 | 0 | 134304.0248 | 0
6438 | 116.9497 | 0 | 0 | 0 | 0 | 1251.8 | 0 | 0 | 0 | 139170.1125 | 0
6439 | 100.5931 | 104.6949 | 104.6949 | 101.9163 | 100.5931 | 1254.95 | 133561.1299 | 36213.5076 | 16426.8494 | 0 | 74946.8146
6440 | 225.1445 | 234.3257 | 234.3257 | 228.1068 | 225.1445 | 995.75 | 237098.4604 | 81052.0128 | 36766.0936 | 0 | 226100.862
6441 | 1240.0192 | 1290.583 | 1290.583 | 1256.3316 | 1240.0192 | 681.55 | 894691.556 | 446406.9257 | 202495.1416 | 0 | 1634903.0506
6442 | 1266.4219 | 1477.0184 | 1318.0616 | 1437.8191 | 1266.4219 | 339.05 | 453598.3452 | 455911.8674 | 206806.6888 | 0 | 2103463.3784
6443 | 1701.8192 | 1987.1957 | 1771.2137 | 1934.4566 | 1701.8192 | 346.25 | 622014.1844 | 612654.8954 | 277907.0678 | 0 | 2814383.4259
6444 | 1591.6166 | 2217.9391 | 1656.517 | 2159.0762 | 1591.6166 | 349.85 | 589657.7767 | 572981.9674 | 259910.9869 | 0 | 2626406.0929
6445 | 1439.8744 | 2140.0713 | 1498.5874 | 2083.2749 | 1439.8744 | 361.05 | 550848.4483 | 518354.7743 | 235131.4851 | 0 | 2359882.1036
6446 | 1622.9691 | 3707.836 | 1689.1485 | 3609.4321 | 1622.9691 | 385.3 | 662018.3412 | 584268.8785 | 265030.8552 | 0 | 2620608.2171
6447 | 1764.8544 | 3177.7434 | 1836.8191 | 3093.4078 | 1764.8544 | 390.7 | 729969.4568 | 635347.5894 | 288200.726 | 0 | 2840180.2101
6448 | 1749.6223 | 2246.6864 | 1820.966 | 2187.0605 | 1749.6223 | 737.45 | 1364213.2469 | 629864.0399 | 285713.327 | 0 | 2208985.6765
6449 | 1578.746 | 928.1127 | 928.1127 | 903.4811 | 903.4811 | 1383.6 | 1320422.8025 | 325253.1961 | 147538.4637 | 1237760.5211 | 537603.7388
6450 | 1433.9206 | 50.2425 | 50.2425 | 48.9091 | 48.9091 | 1552.8 | 80035.8541 | 17607.2585 | 7986.8481 | 2538726.1172 | 21114.1008
6451 | 1471.9558 | 1531.9776 | 1531.9776 | 1491.3198 | 1471.9558 | 1796.7 | 2786461.7531 | 529904.0862 | 240370.3813 | 0 | 299248.6131
6452 | 1491.7217 | 1552.5496 | 1552.5496 | 1511.3458 | 1491.7217 | 1687.5 | 2652213.4189 | 537019.8196 | 243598.157 | 0 | 466163.0378
6453 | 1544.0628 | 1607.0249 | 1607.0249 | 1564.3754 | 1544.0628 | 1531.25 | 2490360.5992 | 555862.6202 | 252145.4608 | 0 | 723779.4534
6454 | 1414.8457 | 1472.5389 | 1472.5389 | 1433.4585 | 1414.8457 | 1377.75 | 2055662.2781 | 509344.4563 | 231044.3048 | 0 | 880387.7443
6455 | 1431.2023 | 1489.5618 | 1489.5618 | 1450.0297 | 1431.2023 | 1256.1 | 1901141.4815 | 515232.8312 | 233715.3371 | 0 | 1064671.1678
6456 | 482.5196 | 0 | 0 | 0 | 0 | 1230.2 | 0 | 0 | 0 | 884458.4924 | 0
6457 | 426.0894 | 0 | 0 | 0 | 0 | 1118.5 | 0 | 0 | 0 | 507046.3542 | 0
6458 | 399.101 | 0 | 0 | 0 | 0 | 1170.45 | 0 | 0 | 0 | 474930.1744 | 0
6459 | 440.8103 | 0 | 0 | 0 | 0 | 923.85 | 0 | 0 | 0 | 524564.2704 | 0
6460 | 390.1049 | 0 | 0 | 0 | 0 | 997.05 | 0 | 0 | 0 | 464224.7811 | 0
6461 | 392.5583 | 0 | 0 | 0 | 0 | 992.85 | 0 | 0 | 0 | 467144.4338 | 0
6462 | 495.6049 | 0 | 0 | 0 | 0 | 1176.75 | 0 | 0 | 0 | 589769.8477 | 0
6463 | 433.4498 | 0 | 0 | 0 | 0 | 1188.95 | 0 | 0 | 0 | 794513.5609 | 0
6464 | 442.7905 | 0 | 0 | 0 | 0 | 572.05 | 0 | 0 | 0 | 811634.9533 | 0
6465 | 1681.4818 | 752.1382 | 752.1382 | 732.1768 | 732.1768 | 1224.5 | 948549.5746 | 263583.6582 | 119564.4761 | 1740075.9563 | 567803.1304
6466 | 1826.7294 | 1137.645 | 1137.645 | 1107.4525 | 1107.4525 | 1248.05 | 1460097.1787 | 398682.912 | 180846.9987 | 1318434.4599 | 98209.1817
6467 | 1832.1434 | 1906.8519 | 1906.8519 | 1856.2451 | 1832.1434 | 1059.25 | 2051994.5171 | 659571.629 | 299189.0195 | 0 | 883908.0035
6468 | 1642.4999 | 1709.4759 | 1709.4759 | 1664.1073 | 1642.4999 | 794.8 | 1382432.9189 | 591299.9665 | 268220.2348 | 0 | 1979540.8879
6469 | 1936.4576 | 1047.5356 | 1047.5356 | 1019.7346 | 1019.7346 | 361.05 | 389839.2958 | 367104.4467 | 166522.6559 | 1680353.3359 | 1613365.9905
6470 | 1870.011 | 1946.2641 | 1946.2641 | 1894.6113 | 1870.011 | 741.8 | 1466542.4706 | 673203.9535 | 305372.7934 | 0 | 2352847.8176
6471 | 1945.9424 | 2025.2913 | 2025.2913 | 1971.5411 | 1945.9424 | 1119.7 | 2301923.7904 | 700539.2633 | 317772.3936 | 0 | 1713013.093
6472 | 1509.5259 | 1441.4561 | 1441.4561 | 1403.2006 | 1403.2006 | 1549.95 | 2301432.7216 | 505152.2251 | 229142.6621 | 194894.1882 | 609621.9782
6473 | 1569.9972 | 564.815 | 564.815 | 549.8251 | 549.8251 | 1821.5 | 1058330.5807 | 197937.0406 | 89786.4409 | 1869975.5147 | 94742.088
6474 | 1518.9095 | 38.3703 | 38.3703 | 37.352 | 37.352 | 1851.5 | 72866.9413 | 13446.7167 | 6099.5801 | 2715694.8302 | 5354.4645
6475 | 1387.3227 | 1443.8936 | 1443.8936 | 1405.5734 | 1387.3227 | 1845.85 | 2699229.061 | 499436.1608 | 226549.7918 | 0 | 213855.7894
6476 | 1625.028 | 1691.2914 | 1691.2914 | 1646.4055 | 1625.028 | 1629.55 | 2793431.6985 | 585010.0778 | 265367.0714 | 0 | 601991.6204
6477 | 1559.6016 | 1623.1976 | 1623.1976 | 1580.1188 | 1559.6016 | 1431.05 | 2359461.1925 | 561456.5767 | 254682.9416 | 0 | 887335.3315
6478 | 1286.4464 | 1338.9031 | 1338.9031 | 1303.3694 | 1286.4464 | 1462.4 | 1983822.9719 | 463120.7108 | 210076.7002 | 0 | 691593.3696
6479 | 1165.4076 | 1212.9296 | 1212.9296 | 1180.7391 | 1165.4076 | 1265.65 | 1560433.4991 | 419546.7342 | 190311.0603 | 0 | 855817.0674
6480 | 1319.1596 | 0 | 0 | 0 | 0 | 1239.75 | 0 | 0 | 0 | 2418019.5725 | 0
6481 | 1503.1713 | 0 | 0 | 0 | 0 | 1150 | 0 | 0 | 0 | 2755313.0662 | 0
6482 | 924.9656 | 0 | 0 | 0 | 0 | 1020.8 | 0 | 0 | 0 | 1695461.9573 | 0
6483 | 1193.2138 | 0 | 0 | 0 | 0 | 1181.85 | 0 | 0 | 0 | 2187160.9156 | 0
6484 | 1166.2254 | 0 | 0 | 0 | 0 | 834.95 | 0 | 0 | 0 | 2137691.204 | 0
6485 | 1228.3805 | 0 | 0 | 0 | 0 | 1169.8 | 0 | 0 | 0 | 2251621.4492 | 0
6486 | 1238.1945 | 0 | 0 | 0 | 0 | 1166.3 | 0 | 0 | 0 | 2269610.436 | 0
6487 | 1037.0083 | 105.1091 | 105.1091 | 102.3196 | 102.3196 | 1168.95 | 126551.6906 | 36835.0384 | 16708.7827 | 1713284.4802 | 82085.3016
6488 | 344.9167 | 358.9806 | 358.9806 | 349.4534 | 344.9167 | 572.05 | 208633.3059 | 124170.0083 | 56324.8954 | 0 | 492522.8022
6489 | 280.4042 | 291.839 | 291.839 | 284.0938 | 280.4042 | 1224.5 | 364239.6503 | 100945.5204 | 45790.0097 | 0 | 217453.302
6490 | 270.3306 | 281.3542 | 281.3542 | 273.8872 | 270.3306 | 1313.55 | 376096.8565 | 97319.0173 | 44144.9876 | 0 | 185568.0285
6491 | 287.6502 | 299.3794 | 299.3794 | 291.4341 | 287.6502 | 790.75 | 241383.9159 | 103554.0706 | 46973.277 | 0 | 347840.7625
6492 | 303.9311 | 325.8318 | 316.3243 | 317.1844 | 303.9311 | 349.85 | 113062.6489 | 109415.2121 | 49631.9559 | 0 | 501531.9784
6493 | 295.44 | 307.4871 | 307.4871 | 299.3266 | 295.44 | 635.55 | 199595.6821 | 106358.4093 | 48245.3562 | 0 | 403113.108
6494 | 282.4089 | 671.1043 | 293.9247 | 653.2936 | 282.4089 | 740.85 | 222226.5353 | 101667.2144 | 46117.3781 | 0 | 355595.2027
6495 | 273.0489 | 284.1831 | 284.1831 | 276.641 | 273.0489 | 390.7 | 113468.9066 | 98297.5917 | 44588.8798 | 0 | 439417.5396
6496 | 209.159 | 761.884 | 217.6878 | 741.664 | 209.159 | 1259.95 | 280043.7689 | 75297.2301 | 34155.6602 | 0 | 154788.0975
6497 | 292.731 | 304.6676 | 304.6676 | 296.5819 | 292.731 | 1538.9 | 477375.6641 | 105383.1472 | 47802.9665 | 0 | 134978.2477
6498 | 235.0545 | 244.6387 | 244.6387 | 238.1462 | 235.0545 | 1644.05 | 408311.7084 | 84619.6321 | 38384.4053 | 0 | 83667.4713
6499 | 209.7018 | 218.253 | 218.253 | 212.4607 | 209.7018 | 1829.5 | 404244.5992 | 75492.6505 | 34244.3051 | 0 | 35754.1581
6500 | 305.8684 | 318.3403 | 318.3403 | 309.8917 | 305.8684 | 1691 | 545772.1935 | 110112.6165 | 49948.3063 | 0 | 94513.212
6501 | 293.6009 | 305.5731 | 305.5731 | 297.4634 | 293.6009 | 1596.1 | 493960.2934 | 105696.3351 | 47945.032 | 0 | 118585.416
6502 | 298.5079 | 310.6802 | 310.6802 | 302.4349 | 298.5079 | 1586.3 | 499639.1044 | 107462.8477 | 48746.3418 | 0 | 123492.7225
6503 | 235.535 | 245.1394 | 245.1394 | 238.6335 | 235.535 | 1528.05 | 379928.9265 | 84792.6031 | 38462.8669 | 0 | 111160.7432
6504 | 168.473 | 175.3428 | 175.3428 | 170.6893 | 168.473 | 1492.95 | 265517.8591 | 60650.2647 | 27511.634 | 0 | 85424.2132
6505 | 199.5505 | 207.687 | 207.687 | 202.1751 | 199.5505 | 1635.05 | 344073.1854 | 71838.1776 | 32586.5956 | 0 | 72825.7725
6506 | 243.7133 | 253.6508 | 253.6508 | 246.9191 | 243.7133 | 1399.5 | 360040.3188 | 87736.7907 | 39798.3831 | 0 | 146349.6565
6507 | 191.3722 | 199.1755 | 199.1755 | 193.8895 | 191.3722 | 1279.8 | 258318.2074 | 68893.99 | 31251.0794 | 0 | 137826.1144
6508 | 152.1164 | 158.3188 | 158.3188 | 154.1171 | 152.1164 | 1225.55 | 196595.268 | 54761.8895 | 24840.6015 | 0 | 117806.2362
6509 | 135.7598 | 141.2959 | 141.2959 | 137.5459 | 135.7598 | 1275.3 | 182593.9026 | 48873.5143 | 22169.5691 | 0 | 98385.0994
6510 | 197.097 | 205.134 | 205.134 | 199.6898 | 197.097 | 1324.55 | 275170.7032 | 70954.9214 | 32185.9407 | 0 | 133129.1687
6511 | 122.6745 | 127.6763 | 127.6763 | 124.2878 | 122.6745 | 1260.1 | 162701.1431 | 44162.8141 | 20032.7432 | 0 | 90766.4926
6512 | 195.7169 | 203.6977 | 203.6977 | 198.2917 | 195.7169 | 1198.25 | 246763.5916 | 70458.0897 | 31960.5724 | 0 | 156916.0372
6513 | 885.4685 | 921.5745 | 921.5745 | 897.1165 | 885.4685 | 758.5 | 708965.4389 | 318768.6644 | 144597.0081 | 0 | 1099309.158
6514 | 1487.9546 | 1548.629 | 1548.629 | 1507.5293 | 1487.9546 | 327.25 | 515480.95 | 535663.6531 | 242982.9849 | 0 | 2488975.0535
6515 | 1782.3192 | 1854.9963 | 1854.9963 | 1805.7657 | 1782.3192 | 342.65 | 647796.0198 | 641634.9019 | 291052.7208 | 0 | 2953926.3947
6516 | 1685.3849 | 2431.5762 | 1754.1086 | 2367.0435 | 1685.3849 | 347.95 | 622969.831 | 606738.5503 | 275223.348 | 0 | 2784340.0613
6517 | 1718.2943 | 3383.608 | 1788.3605 | 3293.8089 | 1718.2943 | 629.25 | 1146870.471 | 618585.9613 | 280597.4652 | 0 | 2355351.9624
6518 | 1671.8876 | 3042.9285 | 1740.0612 | 2962.1708 | 1671.8876 | 914.6 | 1622166.854 | 601879.5367 | 273019.2454 | 0 | 1814666.8032
6519 | 1697.546 | 2162.9184 | 1766.7665 | 2105.5157 | 1697.546 | 1088.45 | 1962160.4204 | 611116.5571 | 277209.2605 | 0 | 1547398.049
6520 | 1755.8511 | 1081.8875 | 1081.8875 | 1053.1748 | 1053.1748 | 1385.2 | 1547745.1655 | 379142.9182 | 171983.4404 | 1288005.7628 | 625049.9456
6521 | 1623.5477 | 244.9551 | 244.9551 | 238.4542 | 238.4542 | 1710.5 | 431294.219 | 85843.5007 | 38939.5657 | 2538876.4835 | 66639.7155
6522 | 1905.103 | 11.2966 | 11.2966 | 10.9968 | 10.9968 | 1826.85 | 21157.4669 | 3958.8429 | 1795.7751 | 3471896.7637 | 1838.1604
6523 | 1574.8582 | 1639.0757 | 1639.0757 | 1595.5755 | 1574.8582 | 1830.45 | 3032798.3403 | 566948.9588 | 257174.3472 | 0 | 267017.1739
6524 | 1257.8224 | 1309.1119 | 1309.1119 | 1274.3688 | 1257.8224 | 1833.55 | 2426870.1651 | 452816.0543 | 205402.3935 | 0 | 209364.4719
6525 | 1468.0047 | 1527.8655 | 1527.8655 | 1487.3168 | 1468.0047 | 1807.7 | 2795651.1175 | 528481.6758 | 239725.1602 | 0 | 282297.2952
6526 | 1599.6753 | 1664.9046 | 1664.9046 | 1620.719 | 1599.6753 | 1846.8 | 3114975.3878 | 575883.0961 | 261226.9711 | 0 | 245070.21
6527 | 1683.9117 | 1752.5765 | 1752.5765 | 1706.0641 | 1683.9117 | 1844.45 | 3273064.036 | 606208.2286 | 274982.7881 | 0 | 261932.4721
6528 | 1453.2837 | 0 | 0 | 0 | 0 | 1830.45 | 0 | 0 | 0 | 2663869.0533 | 0
6529 | 1407.4852 | 0 | 0 | 0 | 0 | 1565.65 | 0 | 0 | 0 | 1674907.4392 | 0
6530 | 1535.8845 | 0 | 0 | 0 | 0 | 1464 | 0 | 0 | 0 | 1827702.5978 | 0
6531 | 1660.1947 | 0 | 0 | 0 | 0 | 1442 | 0 | 0 | 0 | 1975631.668 | 0
6532 | 1321.6131 | 0 | 0 | 0 | 0 | 1436.6 | 0 | 0 | 0 | 1572719.5938 | 0
6533 | 1273.3611 | 0 | 0 | 0 | 0 | 1411.8 | 0 | 0 | 0 | 1515299.7566 | 0
6534 | 1310.1635 | 0 | 0 | 0 | 0 | 1429.2 | 0 | 0 | 0 | 1559094.5483 | 0
6535 | 1068.0858 | 0 | 0 | 0 | 0 | 1375 | 0 | 0 | 0 | 1957801.3411 | 0
6536 | 1296.3319 | 42.8311 | 42.8311 | 41.6944 | 41.6944 | 1005.45 | 44019.7653 | 15009.9745 | 6808.6912 | 2299750.6554 | 0
6537 | 1701.5656 | 129.0522 | 129.0522 | 125.6272 | 125.6272 | 294.1 | 38892.4641 | 45225.7867 | 20514.9194 | 2888695.1618 | 0
6538 | 1384.2118 | 1440.6557 | 1440.6557 | 1402.4215 | 1384.2118 | 306.3 | 447889.5903 | 498316.2653 | 226041.7948 | 0 | 964120.0943
6539 | 1713.281 | 1783.1431 | 1783.1431 | 1735.8195 | 1713.281 | 320.05 | 578150.6739 | 616781.174 | 279778.7937 | 0 | 2080107.3702
6540 | 1435.638 | 1494.1787 | 1494.1787 | 1454.524 | 1435.638 | 320.45 | 485796.2906 | 516829.685 | 234439.6877 | 0 | 2245780.0506
6541 | 1436.8198 | 1495.4089 | 1495.4089 | 1455.7216 | 1436.8198 | 314.5 | 476994.0173 | 517255.1204 | 234632.6699 | 0 | 2421758.4245
6542 | 1416.2125 | 1473.9606 | 1473.9606 | 1434.8425 | 1416.2125 | 696.5 | 1041211.3905 | 509836.5036 | 231267.5029 | 0 | 1846032.342
6543 | 1458.112 | 1517.5691 | 1517.5691 | 1477.2937 | 1458.112 | 978.75 | 1507377.3539 | 524920.3128 | 238109.6863 | 0 | 1489096.8596
6544 | 1580.7302 | 1645.1871 | 1645.1871 | 1601.5247 | 1580.7302 | 782.05 | 1300055.0377 | 569062.8857 | 258133.2479 | 0 | 1925250.1035
6545 | 1546.2679 | 484.8604 | 484.8604 | 471.9925 | 471.9925 | 1417.7 | 704269.9324 | 169917.303 | 77076.3766 | 1969146.8077 | 265315.0959
6546 | 1753.4948 | 25.1067 | 25.1067 | 24.4403 | 24.4403 | 1607.85 | 41371.824 | 8798.523 | 3991.1078 | 3169356.7453 | 9251.995
6547 | 1580.4767 | 1644.9238 | 1644.9238 | 1601.2684 | 1580.4767 | 1829.05 | 3041419.2432 | 568971.6156 | 258091.8467 | 0 | 270182.4936
6548 | 1247.1906 | 1298.0474 | 1298.0474 | 1263.598 | 1247.1906 | 1826.5 | 2399336.0699 | 448988.6102 | 203666.2224 | 0 | 216387.5663
6549 | 1584.9543 | 1649.5833 | 1649.5833 | 1605.8043 | 1584.9543 | 1808.15 | 3024391.7661 | 570583.5584 | 258823.0419 | 0 | 304073.4249
6550 | 1818.0358 | 1892.1697 | 1892.1697 | 1841.9525 | 1818.0358 | 1828.1 | 3504328.0048 | 654492.9053 | 296885.254 | 0 | 308732.9157
6551 | 1714.1715 | 1784.0694 | 1784.0694 | 1736.7212 | 1714.1715 | 1821.1 | 3288774.799 | 617101.7227 | 279924.1981 | 0 | 306665.1919
6552 | 1513.8031 | 0 | 0 | 0 | 0 | 1751.35 | 0 | 0 | 0 | 2774801.1336 | 0
6553 | 1295.9329 | 0 | 0 | 0 | 0 | 1584.5 | 0 | 0 | 0 | 1542160.1343 | 0
6554 | 1429.5663 | 0 | 0 | 0 | 0 | 1379.8 | 0 | 0 | 0 | 1701183.8411 | 0
6555 | 1403.1504 | 0 | 0 | 0 | 0 | 1267.35 | 0 | 0 | 0 | 1669748.9224 | 0
6556 | 223.7582 | 0 | 0 | 0 | 0 | 1185.4 | 0 | 0 | 0 | 266272.2534 | 0
6557 | 344.1836 | 0 | 0 | 0 | 0 | 1170.25 | 0 | 0 | 0 | 409578.5008 | 0
6558 | 855.4089 | 0 | 0 | 0 | 0 | 1176.75 | 0 | 0 | 0 | 1017936.6353 | 0
6559 | 1351.1431 | 530.9283 | 530.9283 | 516.8378 | 516.8378 | 1284.95 | 704190.1072 | 186061.606 | 84399.6118 | 1529281.5958 | 239527.449
6560 | 1327.7543 | 1381.8966 | 1381.8966 | 1345.2218 | 1327.7543 | 1272.05 | 1786280.4622 | 477991.5592 | 216822.2823 | 0 | 966538.5243
6561 | 1082.8362 | 1126.9906 | 1126.9906 | 1097.0809 | 1082.8362 | 1300.05 | 1495474.0687 | 389821.0406 | 176827.1554 | 0 | 757931.0582
6562 | 962.5079 | 1001.756 | 1001.756 | 975.1699 | 962.5079 | 1238.05 | 1269292.7999 | 346502.8523 | 157177.5438 | 0 | 733382.912
6563 | 1672.8606 | 1741.0739 | 1741.0739 | 1694.8667 | 1672.8606 | 620.75 | 1105205.511 | 602229.8016 | 273178.1294 | 0 | 2307292.9274
6564 | 1223.3853 | 1273.2707 | 1273.2707 | 1239.4788 | 1223.3853 | 823.85 | 1073642.2637 | 440418.7123 | 199778.8214 | 0 | 1438884.2678
6565 | 988.9209 | 1627.1359 | 1029.246 | 1583.9526 | 988.9209 | 760.05 | 798677.7608 | 356011.5268 | 161490.7842 | 0 | 1226212.4795
6566 | 879.0094 | 1449.417 | 914.8522 | 1410.9502 | 879.0094 | 1098.3 | 1023870.2306 | 316443.386 | 143542.2359 | 0 | 792602.781
6567 | 1120.1603 | 2592.6291 | 1165.8376 | 2523.8221 | 1120.1603 | 1279.7 | 1522572.3542 | 403257.7202 | 182922.1825 | 0 | 806851.4886
6568 | 1590.8052 | 1822.8987 | 1655.674 | 1774.52 | 1590.8052 | 1437.45 | 2430117.4371 | 572689.8738 | 259778.49 | 0 | 894907.4681
6569 | 1557.5416 | 613.4453 | 613.4453 | 597.1648 | 597.1648 | 1766.55 | 1119844.8581 | 214979.3233 | 97517.0097 | 1760370.6397 | 134576.2211
6570 | 1465.6696 | 23.4092 | 23.4092 | 22.7879 | 22.7879 | 1802 | 43538.4866 | 8203.6388 | 3721.2617 | 2644802.1808 | 4355.604
6571 | 966.144 | 1005.5403 | 1005.5403 | 978.8538 | 966.144 | 1845.85 | 1881930.6214 | 347811.8377 | 157771.3142 | 0 | 148931.0966
6572 | 1198.0387 | 1246.8912 | 1246.8912 | 1213.7994 | 1198.0387 | 1847.45 | 2335682.651 | 431293.923 | 195639.7156 | 0 | 182760.7999
6573 | 1423.3507 | 1481.3907 | 1481.3907 | 1442.0754 | 1423.3507 | 1852.55 | 2783238.4958 | 512406.2689 | 232433.177 | 0 | 209873.0676
6574 | 1421.0199 | 1478.9646 | 1478.9646 | 1439.7137 | 1421.0199 | 1865.25 | 2793788.2313 | 511567.1759 | 232052.5551 | 0 | 191482.436
6575 | 1225.2315 | 1275.193 | 1275.193 | 1241.3501 | 1225.2315 | 1865.55 | 2405529.0474 | 441083.344 | 200080.3057 | 0 | 164732.3767
6576 | 1382.173 | 0 | 0 | 0 | 0 | 1818.85 | 0 | 0 | 0 | 2533523.153 | 0
6577 | 1511.9217 | 0 | 0 | 0 | 0 | 1599.95 | 0 | 0 | 0 | 1799186.823 | 0
6578 | 1197.2617 | 0 | 0 | 0 | 0 | 1679.1 | 0 | 0 | 0 | 1424741.467 | 0
6579 | 1518.9141 | 0 | 0 | 0 | 0 | 1480.45 | 0 | 0 | 0 | 1807507.8314 | 0
6580 | 1238.4395 | 0 | 0 | 0 | 0 | 1414.65 | 0 | 0 | 0 | 1473742.9574 | 0
6581 | 1274.9556 | 0 | 0 | 0 | 0 | 1415.4 | 0 | 0 | 0 | 1517197.1105 | 0
6582 | 1134.3297 | 0 | 0 | 0 | 0 | 1421.25 | 0 | 0 | 0 | 1349852.3954 | 0
6583 | 1236.1086 | 750.1087 | 750.1087 | 730.2012 | 730.2012 | 1498.5 | 1150857.1096 | 262872.4233 | 119241.852 | 927328.3929 | 187629.204
6584 | 895.8243 | 932.3539 | 932.3539 | 907.6097 | 895.8243 | 1437.05 | 1353099.4248 | 322496.7445 | 146288.1066 | 0 | 504304.1208
6585 | 1078.1882 | 1122.153 | 1122.153 | 1092.3717 | 1078.1882 | 1421.4 | 1617027.9049 | 388147.7488 | 176068.1316 | 0 | 623839.6873
6586 | 1521.983 | 1584.0446 | 1584.0446 | 1542.0049 | 1521.983 | 1261.9 | 2032527.0689 | 547913.8976 | 248539.8319 | 0 | 1123375.6523
6587 | 1177.4916 | 1225.5053 | 1225.5053 | 1192.9811 | 1177.4916 | 1162.9 | 1450399.0807 | 423896.9666 | 192284.374 | 0 | 985678.1966
6588 | 1060.1419 | 1103.3712 | 1103.3712 | 1074.0883 | 1060.1419 | 1030.7 | 1158190.0855 | 381651.0696 | 173121.1657 | 0 | 1027595.5049
6589 | 943.5293 | 982.0041 | 982.0041 | 955.9423 | 943.5293 | 983.75 | 983079.7335 | 339670.5356 | 154078.3291 | 0 | 958861.3463
6590 | 1025.0301 | 1066.8274 | 1066.8274 | 1038.5144 | 1025.0301 | 1258.25 | 1365506.978 | 369010.8292 | 167387.4122 | 0 | 760316.0025
6591 | 930.0669 | 967.9911 | 967.9911 | 942.3012 | 930.0669 | 1478.8 | 1453583.9866 | 334824.0729 | 151879.9198 | 0 | 484750.8523
6592 | 968.8011 | 1008.3056 | 1008.3056 | 981.5457 | 968.8011 | 1539.25 | 1573690.7727 | 348768.404 | 158205.2233 | 0 | 446375.0607
6593 | 1132.6778 | 90.3706 | 90.3706 | 87.9723 | 87.9723 | 1843.95 | 171272.5087 | 31670.014 | 14365.8703 | 1914945.2141 | 13252.2342
6594 | 1010.9393 | 0 | 0 | 0 | 0 | 1908.65 | 0 | 0 | 0 | 1853051.8029 | 0
6595 | 1250.7879 | 1301.7911 | 1301.7911 | 1267.2423 | 1250.7879 | 1910.95 | 2516385.3758 | 450283.6519 | 204253.6677 | 0 | 111382.6645
6596 | 1191.8232 | 1240.4217 | 1240.4217 | 1207.5016 | 1191.8232 | 1863.8 | 2344489.6561 | 429056.3408 | 194624.7235 | 0 | 162326.2926
6597 | 1114.1294 | 1159.5596 | 1159.5596 | 1128.7855 | 1114.1294 | 1845.45 | 2170939.4682 | 401086.5664 | 181937.323 | 0 | 172188.637
6598 | 1338.6645 | 1393.2504 | 1393.2504 | 1356.2743 | 1338.6645 | 1838.25 | 2601989.1495 | 481919.215 | 218603.9106 | 0 | 216528.902
6599 | 1141.3222 | 1187.8615 | 1187.8615 | 1156.3363 | 1141.3222 | 1805.7 | 2184226.0223 | 410875.9877 | 186377.9133 | 0 | 221758.8646
6600 | 156.1646 | 0 | 0 | 0 | 0 | 1607.6 | 0 | 0 | 0 | 286249.6649 | 0
6601 | 101.7789 | 0 | 0 | 0 | 0 | 1444.45 | 0 | 0 | 0 | 121116.893 | 0
6602 | 103.3328 | 0 | 0 | 0 | 0 | 1269.6 | 0 | 0 | 0 | 122966.0059 | 0
6603 | 99.4481 | 0 | 0 | 0 | 0 | 1180.45 | 0 | 0 | 0 | 118343.2237 | 0
6604 | 104.8867 | 0 | 0 | 0 | 0 | 1160.35 | 0 | 0 | 0 | 124815.1187 | 0
6605 | 98.6711 | 0 | 0 | 0 | 0 | 1179.7 | 0 | 0 | 0 | 117418.6673 | 0
6606 | 101.002 | 0 | 0 | 0 | 0 | 1185.55 | 0 | 0 | 0 | 120192.3366 | 0
6607 | 84.2832 | 0 | 0 | 0 | 0 | 1284 | 0 | 0 | 0 | 154491.1515 | 0
6608 | 99.5365 | 0 | 0 | 0 | 0 | 908.6 | 0 | 0 | 0 | 182450.3383 | 0
6609 | 1023.3432 | 0 | 0 | 0 | 0 | 1250.1 | 0 | 0 | 0 | 1875788.0013 | 0
6610 | 1312.2971 | 0 | 0 | 0 | 0 | 1128.5 | 0 | 0 | 0 | 2405440.6686 | 0
6611 | 985.1178 | 0 | 0 | 0 | 0 | 1009.7 | 0 | 0 | 0 | 1805720.9188 | 0
6612 | 1098.0768 | 237.8581 | 237.8581 | 231.5455 | 231.5455 | 984.8 | 240773.6985 | 83356.3669 | 37811.3742 | 1588352.0075 | 136069.2864
6613 | 1289.3435 | 1341.9183 | 1341.9183 | 1306.3045 | 1289.3435 | 891.95 | 1213752.0703 | 464163.6524 | 210549.7901 | 0 | 594712.596
6614 | 1274.6729 | 1326.6501 | 1326.6501 | 1291.4415 | 1274.6729 | 1134.15 | 1532564.0137 | 458882.2598 | 208154.0918 | 0 | 471070.0218
6615 | 1148.4205 | 457.5838 | 457.5838 | 445.4397 | 445.4397 | 1408.8 | 665179.7538 | 160358.3058 | 72740.3093 | 1288563.7161 | 254216
6616 | 1234.0498 | 255.1006 | 255.1006 | 248.3304 | 248.3304 | 1682.25 | 442799.7589 | 89398.9458 | 40552.3551 | 1806823.578 | 76171.9832
6617 | 1363.2866 | 154.1713 | 154.1713 | 150.0797 | 150.0797 | 1897.95 | 301059.9484 | 54028.6865 | 24508.0125 | 2223808.327 | 14784.6979
6618 | 1689.6706 | 0 | 0 | 0 | 0 | 1892.65 | 0 | 0 | 0 | 3097166.1878 | 0
6619 | 1542.9749 | 1605.8926 | 1605.8926 | 1563.2731 | 1542.9749 | 1910.95 | 3105874.9951 | 555470.9813 | 251967.809 | 0 | 137401.9191
6620 | 1457.536 | 1516.9696 | 1516.9696 | 1476.7101 | 1457.536 | 1863.3 | 2865475.1365 | 524712.9697 | 238015.6332 | 0 | 199245.1712
6621 | 1491.7213 | 1552.5486 | 1552.5486 | 1511.3448 | 1491.7213 | 1789.95 | 2815555.8047 | 537019.6705 | 243598.0894 | 0 | 313335.996
6622 | 1543.7762 | 1606.7262 | 1606.7262 | 1564.0846 | 1543.7762 | 1760.6 | 2867460.0437 | 555759.4194 | 252098.6477 | 0 | 369579.9744
6623 | 1860.7669 | 1936.6431 | 1936.6431 | 1885.2457 | 1860.7669 | 1591.2 | 3130272.592 | 669876.0995 | 303863.2418 | 0 | 734206.0264
6624 | 186.4652 | 0 | 0 | 0 | 0 | 1474.55 | 0 | 0 | 0 | 341790.6445 | 0
6625 | 104.1097 | 0 | 0 | 0 | 0 | 1208 | 0 | 0 | 0 | 123890.5623 | 0
6626 | 112.656 | 0 | 0 | 0 | 0 | 1419.8 | 0 | 0 | 0 | 134060.6831 | 0
6627 | 107.2175 | 0 | 0 | 0 | 0 | 1405.45 | 0 | 0 | 0 | 127588.7881 | 0
6628 | 107.2175 | 0 | 0 | 0 | 0 | 1373.45 | 0 | 0 | 0 | 127588.7881 | 0
6629 | 104.8867 | 0 | 0 | 0 | 0 | 1315.2 | 0 | 0 | 0 | 124815.1187 | 0
6630 | 107.2175 | 0 | 0 | 0 | 0 | 1380.05 | 0 | 0 | 0 | 127588.7881 | 0
6631 | 100.2454 | 104.3337 | 104.3337 | 101.5648 | 100.2454 | 1396.5 | 148860.8529 | 36088.3512 | 16370.0771 | 0 | 60498.111
6632 | 123.1185 | 128.1394 | 128.1394 | 124.7386 | 123.1185 | 1079.3 | 140834.1744 | 44322.6528 | 20105.2478 | 0 | 113355.1845
6633 | 971.1397 | 1010.7389 | 1010.7389 | 983.9145 | 971.1397 | 1433.9 | 1477273.1525 | 349610.2942 | 158587.114 | 0 | 549762.1877
6634 | 1916.0218 | 1994.1512 | 1994.1512 | 1941.2275 | 1916.0218 | 1422.9 | 2888676.2657 | 689767.8534 | 312886.3624 | 0 | 1105736.1894
6635 | 1454.101 | 1513.3946 | 1513.3946 | 1473.2299 | 1454.101 | 963.8 | 1482683.119 | 523476.356 | 237454.6915 | 0 | 1506739.4448
6636 | 1405.6336 | 1462.9502 | 1462.9502 | 1424.1243 | 1405.6336 | 360.8 | 537031.8717 | 506028.1115 | 229539.9739 | 0 | 2304113.6136
6637 | 1449.3753 | 1544.9624 | 1508.4759 | 1503.9599 | 1449.3753 | 342.95 | 525506.9737 | 521775.0947 | 236682.9804 | 0 | 2401687.2796
6638 | 1617.9573 | 1683.9321 | 1683.9321 | 1639.2415 | 1617.9573 | 359.25 | 616933.1869 | 582464.6107 | 264212.4193 | 0 | 2654662.9477
6639 | 1296.6671 | 1349.5409 | 1349.5409 | 1313.7248 | 1296.6671 | 1217.2 | 1672772.3841 | 466800.1531 | 211745.7361 | 0 | 1015030.9276
6640 | 1542.1261 | 658.5494 | 658.5494 | 641.0719 | 641.0719 | 1490.75 | 1013786.6636 | 230785.8809 | 104687.0399 | 1651632.4432 | 315150.381
6641 | 1368.5009 | 520.1969 | 520.1969 | 506.3912 | 506.3912 | 1722.45 | 922578.4219 | 182300.8146 | 82693.6751 | 1580247.0843 | 135677.2644
6642 | 1900.383 | 11.2851 | 11.2851 | 10.9856 | 10.9856 | 1851.15 | 21435.693 | 3954.8308 | 1793.9552 | 3463265.3971 | 1578.5542
6643 | 1656.3215 | 1723.8605 | 1723.8605 | 1678.1101 | 1656.3215 | 1909.95 | 3332837.6383 | 596275.7357 | 270477.299 | 0 | 149151.7061
6644 | 1599.7157 | 1664.9473 | 1664.9473 | 1620.7605 | 1599.7157 | 1832.8 | 3089576.7172 | 575897.657 | 261233.5761 | 0 | 267472.4674
6645 | 1535.2298 | 1597.8318 | 1597.8318 | 1555.4262 | 1535.2298 | 1601.45 | 2589161.0483 | 552682.7442 | 250703.0337 | 0 | 611865.8547
6646 | 1731.7952 | 1802.412 | 1802.412 | 1754.577 | 1731.7952 | 1507.55 | 2753016.3524 | 623446.2738 | 282802.157 | 0 | 852822.4477
6647 | 1424.1277 | 1482.1994 | 1482.1994 | 1442.8626 | 1424.1277 | 1173.1 | 1763711.408 | 512685.967 | 232560.0511 | 0 | 1177611.1836
6648 | 1595.0541 | 0 | 0 | 0 | 0 | 618.1 | 0 | 0 | 0 | 2923734.1378 | 0
6649 | 1460.6438 | 0 | 0 | 0 | 0 | 803.1 | 0 | 0 | 0 | 2677360.0487 | 0
6650 | 1355.7571 | 0 | 0 | 0 | 0 | 275.1 | 0 | 0 | 0 | 2485102.812 | 0
6651 | 1222.1238 | 0 | 0 | 0 | 0 | 271.45 | 0 | 0 | 0 | 2240152.8502 | 0
6652 | 1309.9178 | 0 | 0 | 0 | 0 | 269.95 | 0 | 0 | 0 | 2401079.2779 | 0
6653 | 1102.4753 | 0 | 0 | 0 | 0 | 270.7 | 0 | 0 | 0 | 2020837.1864 | 0
6654 | 1162.2995 | 0 | 0 | 0 | 0 | 276.55 | 0 | 0 | 0 | 2130495.0183 | 0
6655 | 1174.1449 | 929.6635 | 929.6635 | 904.9907 | 904.9907 | 838.5 | 804784.2246 | 325796.6525 | 147784.9815 | 493359.6682 | 533661.6285
6656 | 224.0097 | 233.1444 | 233.1444 | 226.9569 | 224.0097 | 313.7 | 74160.7957 | 80643.5027 | 36580.7889 | 0 | 377747.6074
6657 | 279.8454 | 291.2562 | 291.2562 | 283.5264 | 279.8454 | 350.4 | 103745.8536 | 100744.3308 | 45698.7478 | 0 | 461632.9115
6658 | 322.6469 | 808.0539 | 335.8035 | 786.6086 | 322.6469 | 362.9 | 123639.5845 | 116152.8796 | 52688.2368 | 0 | 528205.22
6659 | 279.4598 | 599.1544 | 290.8544 | 583.2532 | 279.4598 | 368.9 | 108846.7565 | 100605.5308 | 45635.7866 | 0 | 455826.8925
6660 | 226.3163 | 876.4288 | 235.5434 | 853.1688 | 226.3163 | 360.8 | 86244.5432 | 81473.8554 | 36957.4461 | 0 | 370977.6218
6661 | 249.9566 | 1603.6872 | 260.1484 | 1561.1262 | 249.9566 | 342.95 | 90490.2374 | 89984.3586 | 40817.9049 | 0 | 414190.5038
6662 | 247.4402 | 3527.3279 | 257.5298 | 3433.7145 | 247.4402 | 359.25 | 93979.8482 | 89078.4875 | 40406.9917 | 0 | 405987.5787
6663 | 268.3642 | 1432.8093 | 279.307 | 1394.7833 | 268.3642 | 376.8 | 106724.7324 | 96611.0974 | 43823.8672 | 0 | 435608.7035
6664 | 198.7923 | 1273.9368 | 206.8981 | 1240.1272 | 198.7923 | 1261.65 | 265001.1765 | 71565.2132 | 32462.7759 | 0 | 146778.2643
6665 | 292.6697 | 304.6041 | 304.6041 | 296.5201 | 292.6697 | 1694.95 | 524098.7319 | 105361.0917 | 47792.9619 | 0 | 89278.8917
6666 | 221.6323 | 230.6694 | 230.6694 | 224.5476 | 221.6323 | 1807.05 | 422733.6718 | 79787.6276 | 36192.5544 | 0 | 42763.8944
6667 | 210.0695 | 218.636 | 218.636 | 212.8335 | 210.0695 | 1910.95 | 423385.3619 | 75625.0259 | 34304.352 | 0 | 18706.6904
6668 | 235.4123 | 245.0113 | 245.0113 | 238.5089 | 235.4123 | 1666.3 | 414272.1889 | 84748.4168 | 38442.8235 | 0 | 78556.9844
6669 | 195.0115 | 202.9629 | 202.9629 | 197.5764 | 195.0115 | 1547.45 | 318740.6881 | 70204.134 | 31845.3752 | 0 | 88252.228
6670 | 287.4671 | 299.189 | 299.189 | 291.2487 | 287.4671 | 1507.55 | 457773.238 | 103488.1657 | 46943.3818 | 0 | 141563.1241
6671 | 260.2743 | 270.8871 | 270.8871 | 263.6979 | 260.2743 | 1446.7 | 398022.3559 | 93698.7446 | 42502.7917 | 0 | 144009.6042
6672 | 282.8055 | 294.3369 | 294.3369 | 286.5253 | 282.8055 | 1381.2 | 413617.3132 | 101809.9792 | 46182.1378 | 0 | 174999.734
6673 | 230.7506 | 240.1603 | 240.1603 | 233.7866 | 230.7506 | 1410.7 | 346002.4974 | 83070.2303 | 37681.5795 | 0 | 135981.352
6674 | 185.6882 | 193.2598 | 193.2598 | 188.1308 | 185.6882 | 1406.35 | 278054.4997 | 66847.7611 | 30322.8872 | 0 | 110233.6812
6675 | 236.1892 | 245.82 | 245.82 | 239.2961 | 236.1892 | 1282.4 | 322214.6051 | 85028.1145 | 38569.6975 | 0 | 169489.2264
6676 | 198.1192 | 206.1977 | 206.1977 | 200.7253 | 198.1192 | 925.85 | 195323.1181 | 71322.925 | 32352.8713 | 0 | 212809.5238
6677 | 229.1968 | 238.5429 | 238.5429 | 232.2121 | 229.1968 | 926.25 | 226236.7286 | 82510.8348 | 37427.8315 | 0 | 246100.0247
6678 | 285.1363 | 296.7629 | 296.7629 | 288.887 | 285.1363 | 1053.85 | 319929.7044 | 102649.0725 | 46562.7598 | 0 | 269781.4264
6679 | 164.7109 | 171.4274 | 171.4274 | 166.8778 | 164.7109 | 1417.95 | 247285.9126 | 59295.922 | 26897.2891 | 0 | 95869.9761
6680 | 199.3876 | 207.5174 | 207.5174 | 202.01 | 199.3876 | 635.4 | 133979.1643 | 71779.5316 | 32559.9931 | 0 | 272084.3022
6681 | 1165.9822 | 1213.527 | 1213.527 | 1181.3207 | 1165.9822 | 341.9 | 421357.7072 | 419753.5942 | 190404.8942 | 0 | 1933314.7542
6682 | 1779.2506 | 1851.8032 | 1851.8032 | 1802.6573 | 1779.2506 | 348.35 | 654440.4812 | 640530.212 | 290551.6212 | 0 | 2938698.2625
6683 | 1668.8448 | 3211.2023 | 1736.8951 | 3125.9788 | 1668.8448 | 356.1 | 626990.1805 | 600784.1136 | 272522.3493 | 0 | 2743413.901
6684 | 1306.7683 | 3354.5506 | 1360.0538 | 3265.5226 | 1306.7683 | 349.85 | 483173.0247 | 470436.5736 | 213395.2569 | 0 | 2156363.6442
6685 | 1367.4141 | 3113.2298 | 1423.1738 | 3030.6064 | 1367.4141 | 334.65 | 483567.485 | 492269.0803 | 223298.7245 | 0 | 2277223.0914
6686 | 1211.3632 | 1421.29 | 1260.7585 | 1383.5697 | 1211.3632 | 352 | 451634.5384 | 436090.7394 | 197815.6048 | 0 | 1996326.4959
6687 | 1187.0499 | 170.9486 | 170.9486 | 166.4117 | 166.4117 | 689.6 | 121287.6099 | 59908.2284 | 27175.0381 | 1870829.6563 | 210507.8976
6688 | 1289.3338 | 296.7327 | 296.7327 | 288.8576 | 288.8576 | 1495.95 | 456514.3632 | 103988.7446 | 47170.45 | 1833872.7705 | 140552.3263
6689 | 1473.5876 | 186.2814 | 186.2814 | 181.3375 | 181.3375 | 1673 | 320686.7872 | 65281.517 | 29612.4215 | 2368694.2917 | 57242.004
6690 | 1450.7679 | 1.0855 | 1.0855 | 1.0567 | 1.0567 | 1770.3 | 1974.1961 | 380.4195 | 172.5625 | 2657320.6373 | 234.294
6691 | 1377.5454 | 1433.7169 | 1433.7169 | 1395.6668 | 1377.5454 | 1880.55 | 2732405.3474 | 495916.339 | 224953.1615 | 0 | 164547.7503
6692 | 1000.6964 | 1041.5012 | 1041.5012 | 1013.8603 | 1000.6964 | 1729.4 | 1830479.5158 | 360250.6957 | 163413.7184 | 0 | 270788.3376
6693 | 1480.0672 | 1540.4194 | 1540.4194 | 1499.5375 | 1480.0672 | 1530.45 | 2395262.3804 | 532824.2046 | 241694.9795 | 0 | 694965.4598
6694 | 1346.4339 | 1401.3373 | 1401.3373 | 1364.1465 | 1346.4339 | 1493.05 | 2128351.7157 | 484716.1921 | 219872.6505 | 0 | 682574.6489
6695 | 1285.8327 | 1338.2651 | 1338.2651 | 1302.7483 | 1285.8327 | 1446.55 | 1968929.3782 | 462899.768 | 209976.4781 | 0 | 711644.1017
6696 | 1184.8307 | 523.7761 | 523.7761 | 509.8754 | 509.8754 | 1412.8 | 765205.6818 | 183555.1412 | 83262.6516 | 1237193.1267 | 0
6697 | 1309.9178 | 0 | 0 | 0 | 0 | 1110.65 | 0 | 0 | 0 | 1558802.1499 | 0
6698 | 1500.2676 | 0 | 0 | 0 | 0 | 1404.75 | 0 | 0 | 0 | 1785318.4761 | 0
6699 | 1316.9102 | 0 | 0 | 0 | 0 | 1406.4 | 0 | 0 | 0 | 1567123.1582 | 0
6700 | 1187.9385 | 0 | 0 | 0 | 0 | 1404.55 | 0 | 0 | 0 | 1413646.79 | 0
6701 | 966.5111 | 0 | 0 | 0 | 0 | 1403.55 | 0 | 0 | 0 | 1150148.2054 | 0
6702 | 1231.447 | 0 | 0 | 0 | 0 | 1392.45 | 0 | 0 | 0 | 1465421.9502 | 0
6703 | 1040.3999 | 1082.8242 | 1082.8242 | 1054.0866 | 1040.3999 | 1125 | 1245565.6889 | 374543.9496 | 169897.2971 | 0 | 884687.125
6704 | 1049.4094 | 1092.2005 | 1092.2005 | 1063.2141 | 1049.4094 | 266.95 | 296564.6556 | 377787.3948 | 171368.5599 | 0 | 1818679.0127
6705 | 1392.0499 | 1448.8133 | 1448.8133 | 1410.3626 | 1392.0499 | 275.1 | 404420.536 | 501137.946 | 227321.7405 | 0 | 2401146.7863
6706 | 1491.899 | 1552.7339 | 1552.7339 | 1511.5251 | 1491.899 | 284.7 | 448220.9089 | 537083.6515 | 243627.1119 | 0 | 2559054.3547
6707 | 1479.7011 | 1540.0385 | 1540.0385 | 1499.1667 | 1479.7011 | 300.8 | 469124.3937 | 532692.3967 | 241635.19 | 0 | 2514307.9392
6708 | 1376.6976 | 1432.8343 | 1432.8343 | 1394.8076 | 1376.6976 | 295.55 | 429694.6584 | 495611.1187 | 224814.7102 | 0 | 2346512.1425
6709 | 1804.4341 | 1878.013 | 1878.013 | 1828.1716 | 1804.4341 | 283.35 | 539271.4929 | 649596.2648 | 294664.0835 | 0 | 3097581.6261
6710 | 1768.6143 | 1840.7334 | 1840.7334 | 1791.8814 | 1768.6143 | 285 | 533322.8217 | 636701.1502 | 288814.7162 | 0 | 3033173.01
6711 | 1995.8376 | 2077.2219 | 2077.2219 | 2022.0935 | 1995.8376 | 289.5 | 613523.5153 | 718501.5526 | 325920.2876 | 0 | 3413879.1885
6712 | 1636.7689 | 1703.5102 | 1703.5102 | 1658.2999 | 1636.7689 | 295.8 | 513819.4011 | 589236.7921 | 267284.356 | 0 | 2789381.5031
6713 | 1880.17 | 281.3584 | 281.3584 | 273.8913 | 273.8913 | 879.9 | 255939.8517 | 98600.8666 | 44726.4486 | 2944308.8699 | 296152.1998
6714 | 1605.2708 | 0 | 0 | 0 | 0 | 1638.15 | 0 | 0 | 0 | 2942461.4167 | 0
6715 | 1176.8108 | 1224.7976 | 1224.7976 | 1192.2921 | 1176.8108 | 1850.05 | 2298655.8007 | 423651.8812 | 192173.2005 | 0 | 176462.7766
6716 | 1179.3922 | 1227.4838 | 1227.4838 | 1194.9071 | 1179.3922 | 1662.4 | 2073592.0812 | 424581.1772 | 192594.7396 | 0 | 398162.7392
6717 | 1017.789 | 1059.2912 | 1059.2912 | 1031.1782 | 1017.789 | 1447.05 | 1563985.2465 | 366404.0461 | 166204.9465 | 0 | 562786.4276
6718 | 1282.7249 | 1335.0304 | 1335.0304 | 1299.5994 | 1282.7249 | 1432.05 | 1951035.944 | 461780.9773 | 209468.9822 | 0 | 728523.628
6719 | 1643.2243 | 1710.2294 | 1710.2294 | 1664.8408 | 1643.2243 | 1414.2 | 2475280.166 | 591560.7311 | 268338.5205 | 0 | 962600.6192
6720 | 1414.8044 | 0 | 0 | 0 | 0 | 861.25 | 0 | 0 | 0 | 2593336.5147 | 0
6721 | 1612.9237 | 0 | 0 | 0 | 0 | 850.1 | 0 | 0 | 0 | 1919379.1602 | 0
6722 | 1513.4756 | 0 | 0 | 0 | 0 | 275.1 | 0 | 0 | 0 | 1801035.9354 | 0
6723 | 1312.2486 | 0 | 0 | 0 | 0 | 271.45 | 0 | 0 | 0 | 1561575.8197 | 0
6724 | 926.8872 | 0 | 0 | 0 | 0 | 269.95 | 0 | 0 | 0 | 1102995.8273 | 0
6725 | 1116.4602 | 0 | 0 | 0 | 0 | 270.7 | 0 | 0 | 0 | 1328587.5975 | 0
6726 | 923.0026 | 0 | 0 | 0 | 0 | 276.55 | 0 | 0 | 0 | 1098373.0451 | 0
6727 | 974.5728 | 0 | 0 | 0 | 0 | 289.5 | 0 | 0 | 0 | 1786391.9457 | 0
6728 | 1109.3055 | 0 | 0 | 0 | 0 | 313.7 | 0 | 0 | 0 | 2033357.0475 | 0
6729 | 1453.1366 | 0 | 0 | 0 | 0 | 907.9 | 0 | 0 | 0 | 2663599.4153 | 0
6730 | 1636.4299 | 0 | 0 | 0 | 0 | 809.5 | 0 | 0 | 0 | 2999576.058 | 0
6731 | 1700.6594 | 0 | 0 | 0 | 0 | 368.9 | 0 | 0 | 0 | 3117308.6949 | 0
6732 | 1576.4513 | 0 | 0 | 0 | 0 | 360.8 | 0 | 0 | 0 | 2889635.1816 | 0
6733 | 1782.2292 | 0 | 0 | 0 | 0 | 342.95 | 0 | 0 | 0 | 3266826.0796 | 0
6734 | 1708.3705 | 722.9777 | 722.9777 | 703.7902 | 703.7902 | 359.25 | 267728.5032 | 253364.4891 | 114928.9474 | 1841395.6377 | 1154743.8486
6735 | 1688.8665 | 1757.7325 | 1757.7325 | 1711.0833 | 1688.8665 | 935.8 | 1673759.6921 | 607991.9245 | 275791.8924 | 0 | 1450689.7708
6736 | 1513.6533 | 1575.3749 | 1575.3749 | 1533.5653 | 1513.6533 | 1687.75 | 2702337.8249 | 544915.1884 | 247179.5841 | 0 | 472638.2432
6737 | 1543.6956 | 858.772 | 858.772 | 835.9807 | 835.9807 | 1898.7 | 1675900.8932 | 300953.0347 | 136515.6404 | 1297241.423 | 81749.6065
6738 | 1589.396 | 34.1666 | 34.1666 | 33.2599 | 33.2599 | 1908.65 | 66915.4072 | 11973.5486 | 5431.3347 | 2852397.6105 | 2932.9745
6739 | 1404.3944 | 1461.6607 | 1461.6607 | 1422.869 | 1404.3944 | 1910.95 | 2826579.416 | 505581.9937 | 229337.6099 | 0 | 125061.2857
6740 | 1464.5285 | 1524.2468 | 1524.2468 | 1483.7941 | 1464.5285 | 1863.8 | 2879651.4579 | 527230.2496 | 239157.4993 | 0 | 199468.7136
6741 | 1266.4092 | 1318.0491 | 1318.0491 | 1283.0688 | 1266.4092 | 1812.45 | 2422098.7474 | 455907.3246 | 206804.6281 | 0 | 237515.0079
6742 | 1237.6625 | 1288.1309 | 1288.1309 | 1253.9446 | 1237.6625 | 1837.7 | 2397307.3801 | 445558.5079 | 202110.2898 | 0 | 200872.6273
6743 | 1469.1901 | 1529.0989 | 1529.0989 | 1488.5174 | 1469.1901 | 1621.2 | 2517836.3131 | 528908.436 | 239918.7433 | 0 | 556529.172
6744 | 1402.3734 | 0 | 0 | 0 | 0 | 1474.55 | 0 | 0 | 0 | 2570550.4734 | 0
6745 | 1487.8366 | 0 | 0 | 0 | 0 | 1296.6 | 0 | 0 | 0 | 1770525.573 | 0
6746 | 1173.9536 | 0 | 0 | 0 | 0 | 1184.1 | 0 | 0 | 0 | 1397004.7733 | 0
6747 | 1220.5699 | 0 | 0 | 0 | 0 | 1180.45 | 0 | 0 | 0 | 1452478.1596 | 0
6748 | 1091.5981 | 0 | 0 | 0 | 0 | 818.95 | 0 | 0 | 0 | 1299001.7914 | 0
6749 | 1039.5433 | 0 | 0 | 0 | 0 | 991.8 | 0 | 0 | 0 | 1237056.5103 | 0
6750 | 1033.3278 | 0 | 0 | 0 | 0 | 1005.55 | 0 | 0 | 0 | 1229660.0594 | 0
6751 | 1125.2328 | 233.3089 | 233.3089 | 227.117 | 227.117 | 1198.5 | 287412.763 | 81762.1065 | 37088.2 | 1646246.2734 | 0
6752 | 1299.0474 | 972.3114 | 972.3114 | 946.5068 | 946.5068 | 1222.7 | 1217675.8637 | 340742.4335 | 154564.5539 | 646207.0615 | 0
6753 | 1556.2421 | 1465.9924 | 1465.9924 | 1427.0858 | 1427.0858 | 1527.25 | 2295182.4952 | 513750.8728 | 233043.1042 | 236743.6467 | 294130.3947
6754 | 1612.0778 | 785.8323 | 785.8323 | 764.9767 | 764.9767 | 1514.75 | 1222928.0965 | 275391.6167 | 124920.6972 | 1552736.2412 | 358339.1707
6755 | 0 | 0 | 0 | 0 | 0 | 1277.9 | 0 | 0 | 0 | 0 | 0
6756 | 1493.2053 | 1554.0931 | 1554.0931 | 1512.8483 | 1493.2053 | 1089.8 | 1716628.3473 | 537553.8932 | 243840.4188 | 0 | 1359115.191
6757 | 1246.7915 | 1297.6311 | 1297.6311 | 1263.1927 | 1246.7915 | 891.95 | 1172483.0854 | 448844.9566 | 203601.0595 | 0 | 1381507.3725
6758 | 1561.9623 | 1625.6538 | 1625.6538 | 1582.5098 | 1561.9623 | 1386.1 | 2286008.323 | 562306.4446 | 255068.4511 | 0 | 958888.4718
6759 | 1551.8563 | 1458.8756 | 1458.8756 | 1420.1578 | 1420.1578 | 1725.8 | 2585542.7995 | 511256.8091 | 231911.7692 | 241403.3873 | 375910.377
6760 | 1685.1478 | 1485.9368 | 1485.9368 | 1446.5008 | 1446.5008 | 1891.25 | 2888301.5459 | 520740.3059 | 236213.5888 | 437439.9275 | 151854.6938
6761 | 1491.6931 | 710.939 | 710.939 | 692.0711 | 692.0711 | 1899.95 | 1388224.9876 | 249145.5895 | 113015.2077 | 1465707.238 | 66841.8042
6762 | 1361.0005 | 19.5718 | 19.5718 | 19.0524 | 19.0524 | 1908.65 | 38314.33 | 6858.8577 | 3111.2541 | 2459790.8756 | 1680.1092
6763 | 1278.8742 | 1331.0224 | 1331.0224 | 1295.6978 | 1278.8742 | 1910.95 | 2574799.0069 | 460394.7253 | 208840.1629 | 0 | 113883.7297
6764 | 1114.9063 | 1160.3683 | 1160.3683 | 1129.5727 | 1114.9063 | 1862.8 | 2191991.0765 | 401366.2644 | 182064.1972 | 0 | 152965.1032
6765 | 1342.5492 | 1397.2938 | 1397.2938 | 1360.2104 | 1342.5492 | 1845.95 | 2614702.5897 | 483317.7037 | 219238.2806 | 0 | 206819.6735
6766 | 1593.5002 | 1658.4778 | 1658.4778 | 1614.4627 | 1593.5002 | 1837.7 | 3089284.3126 | 573660.0752 | 260218.5841 | 0 | 258625.05
6767 | 1337.8875 | 1392.4428 | 1392.4428 | 1355.4881 | 1337.8875 | 1759.2 | 2482508.5351 | 481639.5173 | 218477.0366 | 0 | 322163.3216
6768 | 1203.4772 | 0 | 0 | 0 | 0 | 1576.7 | 0 | 0 | 0 | 2205973.7846 | 0
6769 | 923.0026 | 0 | 0 | 0 | 0 | 1466.1 | 0 | 0 | 0 | 1098373.0451 | 0
6770 | 1208.9158 | 0 | 0 | 0 | 0 | 1198.1 | 0 | 0 | 0 | 1438609.8127 | 0
6771 | 935.4336 | 0 | 0 | 0 | 0 | 1180.45 | 0 | 0 | 0 | 1113165.9481 | 0
6772 | 835.9855 | 0 | 0 | 0 | 0 | 1178.95 | 0 | 0 | 0 | 994822.7243 | 0
6773 | 948.6415 | 0 | 0 | 0 | 0 | 1179.7 | 0 | 0 | 0 | 1128883.4075 | 0
6774 | 1023.2276 | 0 | 0 | 0 | 0 | 1290.05 | 0 | 0 | 0 | 1217640.825 | 0
6775 | 855.543 | 8.3345 | 8.3345 | 8.1133 | 8.1133 | 1434.2 | 12265.4107 | 2920.8047 | 1324.9095 | 1553338.4799 | 0
6776 | 734.4698 | 555.9767 | 555.9767 | 541.2214 | 541.2214 | 1222.7 | 694676.6122 | 194839.7037 | 88381.4545 | 354224.2613 | 315610.2282
6777 | 1354.9452 | 1410.1953 | 1410.1953 | 1372.7695 | 1354.9452 | 1358.9 | 1941086.9575 | 487780.281 | 221262.5552 | 0 | 868655.2395
6778 | 1584.1702 | 1648.7674 | 1648.7674 | 1605.01 | 1584.1702 | 1091.9 | 1825362.3743 | 570301.2551 | 258694.986 | 0 | 1438584.777
6779 | 1585.9435 | 1650.6137 | 1650.6137 | 1606.8073 | 1585.9435 | 368.9 | 617389.7827 | 570939.665 | 258984.5758 | 0 | 2586832.4657
6780 | 1196.4829 | 1245.2717 | 1245.2717 | 1212.2229 | 1196.4829 | 909.8 | 1146992.6378 | 430733.8282 | 195385.6504 | 0 | 1304405.6096
6781 | 1424.9425 | 1483.0476 | 1483.0476 | 1443.6883 | 1424.9425 | 617.45 | 924098.7153 | 512979.3 | 232693.1102 | 0 | 1970053.5621
6782 | 1249.168 | 1300.1051 | 1300.1051 | 1265.601 | 1249.168 | 813.75 | 1071451.1046 | 449700.4818 | 203989.1352 | 0 | 1481825.54
6783 | 1398.008 | 1455.0143 | 1455.0143 | 1416.399 | 1398.008 | 1498.3 | 2206517.631 | 503282.8782 | 228294.7056 | 0 | 701380.6111
6784 | 1407.3079 | 1464.6935 | 1464.6935 | 1425.8213 | 1407.3079 | 1687.75 | 2504402.0956 | 506630.8602 | 229813.3874 | 0 | 439431.9058
6785 | 1093.0432 | 655.8393 | 655.8393 | 638.4336 | 638.4336 | 1827.45 | 1230025.2251 | 229836.1087 | 104256.2127 | 833299.4217 | 106343.4278
6786 | 1275.5441 | 16.2975 | 16.2975 | 15.865 | 15.865 | 1902.65 | 31815.8902 | 5711.3987 | 2590.7539 | 2308991.7712 | 1491.0126
6787 | 1074.0238 | 1117.8193 | 1117.8193 | 1088.1529 | 1074.0238 | 1910.95 | 2163268.6127 | 386648.5691 | 175388.087 | 0 | 95641.8197
6788 | 1001.4733 | 1042.3099 | 1042.3099 | 1014.6475 | 1001.4733 | 1827.8 | 1931525.3357 | 360530.3934 | 163540.5923 | 0 | 172453.6506
6789 | 1020.8968 | 1062.5259 | 1062.5259 | 1034.327 | 1020.8968 | 1801.45 | 1937428.7337 | 367522.8372 | 166712.4425 | 0 | 202699.0537
6790 | 1296.7098 | 1349.5857 | 1349.5857 | 1313.7684 | 1296.7098 | 1799.7 | 2457842.6971 | 466815.5366 | 211752.7143 | 0 | 259730.9777
6791 | 1046.5357 | 1089.2104 | 1089.2104 | 1060.3033 | 1046.5357 | 1729.2 | 1910633.8761 | 376752.8628 | 170899.2847 | 0 | 283401.8757
6792 | 1089.2673 | 0 | 0 | 0 | 0 | 1706.7 | 0 | 0 | 0 | 1996627.0159 | 0
6793 | 1177.0613 | 0 | 0 | 0 | 0 | 1582.1 | 0 | 0 | 0 | 1400702.9994 | 0
6794 | 1226.0084 | 0 | 0 | 0 | 0 | 1419.8 | 0 | 0 | 0 | 1458950.0543 | 0
6795 | 1172.3997 | 0 | 0 | 0 | 0 | 1416.15 | 0 | 0 | 0 | 1395155.6609 | 0
6796 | 942.426 | 0 | 0 | 0 | 0 | 1414.65 | 0 | 0 | 0 | 1121486.9559 | 0
6797 | 939.3183 | 0 | 0 | 0 | 0 | 1415.4 | 0 | 0 | 0 | 1117788.7302 | 0
6798 | 1045.7588 | 0 | 0 | 0 | 0 | 1421.25 | 0 | 0 | 0 | 1244452.9613 | 0
6799 | 671.3979 | 275.1522 | 275.1522 | 267.8499 | 267.8499 | 1434.2 | 404458.3129 | 96425.9467 | 43739.8808 | 739703.6221 | 146296.6428
6800 | 872.0645 | 800.9256 | 800.9256 | 779.6695 | 779.6695 | 1458.4 | 1194352.9492 | 280681.016 | 127320.0275 | 169360.1459 | 407633.0736
6801 | 485.7777 | 505.5854 | 505.5854 | 492.1675 | 485.7777 | 1495.1 | 765571.7852 | 174879.9663 | 79327.4958 | 0 | 245269.1527
6802 | 364.5171 | 379.3808 | 379.3808 | 369.3123 | 364.5171 | 1389.75 | 535973.0448 | 131226.1407 | 59525.6355 | 0 | 222446.4992
6803 | 364.7608 | 665.174 | 379.6348 | 647.5206 | 364.7608 | 368.9 | 142403.8276 | 131313.8959 | 59565.4422 | 0 | 594961.3766
6804 | 378.6719 | 394.113 | 394.113 | 383.6535 | 378.6719 | 909.8 | 363343.9087 | 136321.884 | 61837.1213 | 0 | 412828.1054
6805 | 728.4592 | 758.1632 | 758.1632 | 738.042 | 728.4592 | 891.95 | 682944.0576 | 262245.3051 | 118957.3842 | 0 | 807168.9949
6806 | 1278.5809 | 1330.7174 | 1330.7174 | 1295.4009 | 1278.5809 | 1088.25 | 1467024.8375 | 460289.1395 | 208792.268 | 0 | 1165746.1748
6807 | 1456.5445 | 228.7763 | 228.7763 | 222.7047 | 222.7047 | 1548.15 | 365123.932 | 80173.6818 | 36367.6729 | 2261628.3318 | 97141.4241
6808 | 1463.702 | 224.507 | 224.507 | 218.5487 | 218.5487 | 1693.65 | 391882.1834 | 78677.5354 | 35689.0042 | 2282365.9872 | 64631.8849
6809 | 1357.0867 | 29.5497 | 29.5497 | 28.7655 | 28.7655 | 1863.95 | 56634.8375 | 10355.5803 | 4697.4063 | 2434812.6865 | 3777.9725
6810 | 968.9779 | 0 | 0 | 0 | 0 | 1908.65 | 0 | 0 | 0 | 1776136.4463 | 0
6811 | 859.4179 | 894.4623 | 894.4623 | 870.7238 | 859.4179 | 1910.95 | 1733239.5171 | 309390.4578 | 140342.9493 | 0 | 76531.1674
6812 | 666.613 | 693.7953 | 693.7953 | 675.3824 | 666.613 | 1818.3 | 1280060.2713 | 239980.6653 | 108857.8962 | 0 | 121123.5747
6813 | 1020.8968 | 1062.5259 | 1062.5259 | 1034.327 | 1020.8968 | 1797.45 | 1932288.9987 | 367522.8372 | 166712.4425 | 0 | 206782.6408
6814 | 1041.8741 | 1084.3583 | 1084.3583 | 1055.58 | 1041.8741 | 1789.7 | 1963264.1826 | 375074.6764 | 170138.0407 | 0 | 219106.1022
6815 | 1133.5528 | 1179.7757 | 1179.7757 | 1148.4651 | 1133.5528 | 1725.1 | 2064620.7567 | 408079.0102 | 185109.1732 | 0 | 311613.6664
6816 | 1121.8987 | 0 | 0 | 0 | 0 | 1696.7 | 0 | 0 | 0 | 2056440.3776 | 0
6817 | 916.0101 | 0 | 0 | 0 | 0 | 1587.1 | 0 | 0 | 0 | 1679046.5413 | 0
6818 | 1391.4963 | 0 | 0 | 0 | 0 | 1478.6 | 0 | 0 | 0 | 2550612.6849 | 0
6819 | 1013.9043 | 0 | 0 | 0 | 0 | 1427.3 | 0 | 0 | 0 | 1858486.6296 | 0
6820 | 1124.2295 | 0 | 0 | 0 | 0 | 1414.65 | 0 | 0 | 0 | 2060712.7615 | 0
6821 | 933.1028 | 0 | 0 | 0 | 0 | 1429.7 | 0 | 0 | 0 | 1710377.3505 | 0
6822 | 828.2161 | 320.1908 | 320.1908 | 311.6931 | 311.6931 | 1444.05 | 475352.3298 | 112209.5259 | 50899.4877 | 946786.6099 | 0
6823 | 1121.5161 | 1167.2478 | 1167.2478 | 1136.2697 | 1121.5161 | 1445.35 | 1713961.5236 | 403745.7928 | 183143.5777 | 0 | 597139.5179
6824 | 241.5452 | 251.3944 | 251.3944 | 244.7226 | 241.5452 | 1458.4 | 372336.2643 | 86956.2809 | 39444.3352 | 0 | 130820.772
6825 | 286.4047 | 298.0837 | 298.0837 | 290.1727 | 286.4047 | 1538.4 | 467345.5969 | 103105.679 | 46769.8816 | 0 | 132204.3929
6826 | 227.0213 | 236.2782 | 236.2782 | 230.0075 | 227.0213 | 1518.75 | 366618.6424 | 81727.6811 | 37072.5843 | 0 | 109253.8562
6827 | 226.7086 | 695.6053 | 235.9524 | 677.1443 | 226.7086 | 1382.9 | 334216.9634 | 81615.1028 | 37021.5175 | 0 | 139901.8887
6828 | 265.6099 | 735.5461 | 276.4397 | 716.0251 | 265.6099 | 1269.8 | 358151.9125 | 95619.5689 | 43374.0989 | 0 | 193948.3589
6829 | 180.5099 | 645.5834 | 187.8696 | 628.45 | 180.5099 | 1251.95 | 239055.9344 | 64983.5756 | 29477.2719 | 0 | 135030.4549
6830 | 244.417 | 254.3835 | 254.3835 | 247.6323 | 244.417 | 1490.6 | 384987.2939 | 87990.1136 | 39913.2932 | 0 | 124506.0108
6831 | 281.7887 | 293.2784 | 293.2784 | 285.495 | 281.7887 | 1569.8 | 468645.793 | 101443.9248 | 46016.0914 | 0 | 121225.4901
6832 | 244.5879 | 254.5605 | 254.5605 | 247.8046 | 244.5879 | 1808.65 | 467995.3299 | 88051.6471 | 39941.2055 | 0 | 46801.8963
6833 | 259.577 | 270.1617 | 270.1617 | 262.9918 | 259.577 | 1898.95 | 520783.6595 | 93447.7159 | 42388.9222 | 0 | 26230.2547
6834 | 261.3999 | 272.0591 | 272.0591 | 264.8388 | 261.3999 | 1908.65 | 527242.9836 | 94103.9567 | 42686.6004 | 0 | 23878.879
6835 | 181.0159 | 188.3973 | 188.3973 | 183.3973 | 181.0159 | 1910.95 | 365482.5709 | 65165.7288 | 29559.8986 | 0 | 16119.4671
6836 | 341.8528 | 355.7927 | 355.7927 | 346.3501 | 341.8528 | 1862.8 | 672448.1767 | 123067.0079 | 55824.5622 | 0 | 46902.2041
6837 | 203.5578 | 211.8584 | 211.8584 | 206.2358 | 203.5578 | 1845.45 | 395845.1775 | 73280.8092 | 33240.9893 | 0 | 31459.8585
6838 | 261.8282 | 272.5045 | 272.5045 | 265.2724 | 261.8282 | 1837.7 | 507321.1278 | 94258.1401 | 42756.5397 | 0 | 42494.6844
6839 | 280.4747 | 291.9119 | 291.9119 | 284.1647 | 280.4747 | 1739.2 | 516470.2663 | 100970.886 | 45801.5158 | 0 | 73147.7974
6840 | 239.297 | 249.0548 | 249.0548 | 242.445 | 239.297 | 1702.6 | 431296.0996 | 86146.9055 | 39077.1935 | 0 | 71166.9158
6841 | 247.8433 | 257.9492 | 257.9492 | 251.1034 | 247.8433 | 1626.85 | 426216.9452 | 89223.5807 | 40472.8076 | 0 | 92482.6155
6842 | 213.658 | 222.3703 | 222.3703 | 216.4687 | 213.658 | 1690.85 | 381717.9967 | 76916.8799 | 34890.3514 | 0 | 66052.3706
6843 | 278.9208 | 290.2945 | 290.2945 | 282.5902 | 278.9208 | 1581.15 | 466583.9747 | 100411.4905 | 45547.7678 | 0 | 116825.98
6844 | 284.3594 | 295.9542 | 295.9542 | 288.0998 | 284.3594 | 1674.95 | 504112.4141 | 102369.3747 | 46435.8858 | 0 | 92430.893
6845 | 227.6429 | 236.9256 | 236.9256 | 230.6377 | 227.6429 | 1675.35 | 403768.9254 | 81951.4393 | 37174.0834 | 0 | 73904.2633
6846 | 224.5351 | 233.6908 | 233.6908 | 227.4888 | 224.5351 | 1678.15 | 398427.4097 | 80832.6483 | 36666.5874 | 0 | 72266.5897
6847 | 211.1465 | 219.7559 | 219.7559 | 213.9237 | 211.1465 | 1703 | 379636.3272 | 76012.757 | 34480.2311 | 0 | 62710.5245
6848 | 228.4266 | 237.7415 | 237.7415 | 231.432 | 228.4266 | 1541.8 | 371989.9979 | 82233.5844 | 37302.0676 | 0 | 104664.7932
6849 | 798.5303 | 831.0925 | 831.0925 | 809.0358 | 798.5303 | 1534.9 | 1296963.6237 | 287470.8951 | 130399.9921 | 0 | 371396.303
6850 | 1189.1388 | 1237.6283 | 1237.6283 | 1204.7823 | 1189.1388 | 1493.05 | 1883395.4353 | 428089.9853 | 194186.3739 | 0 | 602833.939
6851 | 1149.785 | 1196.6695 | 1196.6695 | 1164.9106 | 1149.785 | 1500.8 | 1834690.086 | 413922.5953 | 187759.8884 | 0 | 573972.6655
6852 | 1049.2511 | 1545.7232 | 1092.0371 | 1504.7005 | 1049.2511 | 1431.2 | 1592334.902 | 377730.4064 | 171342.7094 | 0 | 596814.0422
6853 | 1004.3509 | 2793.8841 | 1045.3042 | 2719.736 | 1004.3509 | 1243.65 | 1316490.604 | 361566.324 | 164010.502 | 0 | 759640.8032
6854 | 1250.2042 | 2944.625 | 1301.1833 | 2866.4763 | 1250.2042 | 1496.7 | 1977422.3598 | 450073.5289 | 204158.3535 | 0 | 629227.7975
6855 | 903.8122 | 1984.9424 | 940.6666 | 1932.2631 | 903.8122 | 1668.65 | 1598857.2625 | 325372.3869 | 147592.5299 | 0 | 299478.1678
6856 | 1265.9984 | 936.7897 | 936.7897 | 911.9278 | 911.9278 | 1827.1 | 1765875.6592 | 328293.9989 | 148917.8056 | 649011.5095 | 152207.328
6857 | 1338.141 | 16.5317 | 16.5317 | 16.093 | 16.093 | 1880.5 | 32038.6778 | 5793.4643 | 2627.9798 | 2423314.1081 | 1856.4325
6858 | 1446.2015 | 0 | 0 | 0 | 0 | 1880.8 | 0 | 0 | 0 | 2650887.2945 | 0
6859 | 1536.9168 | 1599.5875 | 1599.5875 | 1557.1354 | 1536.9168 | 1882.05 | 3051580.1912 | 553290.0379 | 250978.5089 | 0 | 181279.3333
6860 | 1201.1464 | 1250.1249 | 1250.1249 | 1216.9472 | 1201.1464 | 1841.9 | 2330465.5437 | 432412.7141 | 196147.2117 | 0 | 189901.1826
6861 | 1445.882 | 1504.8404 | 1504.8404 | 1464.9028 | 1445.882 | 1824.45 | 2775946.7147 | 520517.5038 | 236112.5233 | 0 | 253824.5772
6862 | 1395.381 | 1452.2802 | 1452.2802 | 1413.7374 | 1395.381 | 1815.2 | 2666480.0636 | 502337.1503 | 227865.7129 | 0 | 257866.4038
6863 | 1485.5058 | 1546.0802 | 1546.0802 | 1505.048 | 1485.5058 | 1808.85 | 2832992.6388 | 534782.0887 | 242583.0975 | 0 | 283954.4341
6864 | 1257.086 | 0 | 0 | 0 | 0 | 1713.2 | 0 | 0 | 0 | 2304238.5958 | 0
6865 | 1266.4092 | 0 | 0 | 0 | 0 | 1463 | 0 | 0 | 0 | 1507026.9896 | 0
6866 | 1198.8156 | 0 | 0 | 0 | 0 | 1477.9 | 0 | 0 | 0 | 1426590.5795 | 0
6867 | 1652.5475 | 0 | 0 | 0 | 0 | 1470.7 | 0 | 0 | 0 | 1966531.5381 | 0
6868 | 1262.5245 | 0 | 0 | 0 | 0 | 1468.85 | 0 | 0 | 0 | 1502404.2074 | 0
6869 | 1325.4565 | 0 | 0 | 0 | 0 | 1467.85 | 0 | 0 | 0 | 1577293.279 | 0
6870 | 1463.7515 | 0 | 0 | 0 | 0 | 1474.45 | 0 | 0 | 0 | 1741864.3243 | 0
6871 | 1647.1089 | 0 | 0 | 0 | 0 | 1468.5 | 0 | 0 | 0 | 3019150.6944 | 0
6872 | 1347.642 | 0 | 0 | 0 | 0 | 1287.95 | 0 | 0 | 0 | 2470227.797 | 0
6873 | 1537.3752 | 0 | 0 | 0 | 0 | 619.7 | 0 | 0 | 0 | 2818008.6793 | 0
6874 | 2055.2559 | 1806.0433 | 1806.0433 | 1758.1119 | 1758.1119 | 284.7 | 529417.7694 | 632920.2883 | 287099.6752 | 544664.9962 | 2305251.7055
6875 | 1950.1673 | 2029.6886 | 2029.6886 | 1975.8217 | 1950.1673 | 300.8 | 622546.4631 | 702060.2197 | 318462.3163 | 0 | 3313723.7664
6876 | 1632.9415 | 1699.5281 | 1699.5281 | 1654.4236 | 1632.9415 | 295.55 | 512489.6154 | 587858.9314 | 266659.343 | 0 | 2783266.2875
6877 | 1578.9248 | 1643.3085 | 1643.3085 | 1599.696 | 1578.9248 | 283.35 | 474571.7624 | 568412.9456 | 257838.4278 | 0 | 2710461.342
6878 | 1500.0918 | 1561.2609 | 1561.2609 | 1519.8259 | 1500.0918 | 285 | 451624.2144 | 540033.0642 | 244964.9983 | 0 | 2572657.5142
6879 | 1560.4337 | 1624.0635 | 1624.0635 | 1580.9617 | 1560.4337 | 1088.6 | 1795958.589 | 561756.1392 | 254818.8265 | 0 | 1422179.2924
6880 | 1354.9627 | 1071.0644 | 1071.0644 | 1042.639 | 1042.639 | 1204.8 | 1322071.7606 | 375350.0301 | 170262.9442 | 572489.4036 | 800369.5952
6881 | 1401.9869 | 585.7721 | 585.7721 | 570.226 | 570.226 | 1584.75 | 951291.9922 | 205281.3617 | 93117.9066 | 1524617.7026 | 228579.3455
6882 | 1511.5332 | 0 | 0 | 0 | 0 | 1797.65 | 0 | 0 | 0 | 2770640.4124 | 0
6883 | 1511.2516 | 1572.876 | 1572.876 | 1531.1327 | 1511.2516 | 1851.05 | 2942136.3414 | 544050.5728 | 246787.3848 | 0 | 225100.9245
6884 | 1042.651 | 1085.167 | 1085.167 | 1056.3672 | 1042.651 | 1816.4 | 1993815.7296 | 375354.374 | 170264.9147 | 0 | 191430.7236
6885 | 1417.1352 | 1474.9212 | 1474.9212 | 1435.7776 | 1417.1352 | 1724.2 | 2568489.2979 | 510168.6871 | 231418.185 | 0 | 390845.833
6886 | 1734.126 | 1804.8381 | 1804.8381 | 1756.9387 | 1734.126 | 1716.35 | 3127073.3252 | 624285.3672 | 283182.7791 | 0 | 491884.8399
6887 | 1786.9578 | 1859.8244 | 1859.8244 | 1810.4657 | 1786.9578 | 1679.75 | 3153820.551 | 643304.8138 | 291810.2114 | 0 | 572273.2406
6888 | 1498.7138 | 0 | 0 | 0 | 0 | 1493.6 | 0 | 0 | 0 | 2747142.3056 | 0
6889 | 1306.0331 | 0 | 0 | 0 | 0 | 1584.95 | 0 | 0 | 0 | 1554179.3676 | 0
6890 | 1539.8915 | 0 | 0 | 0 | 0 | 1419.8 | 0 | 0 | 0 | 1832470.8553 | 0
6891 | 1354.9802 | 0 | 0 | 0 | 0 | 1416.15 | 0 | 0 | 0 | 1612426.4225 | 0
6892 | 1587.2847 | 0 | 0 | 0 | 0 | 1401.8 | 0 | 0 | 0 | 1888868.7978 | 0
6893 | 1386.8347 | 0 | 0 | 0 | 0 | 1415.4 | 0 | 0 | 0 | 1650333.2371 | 0
6894 | 1682.8481 | 0 | 0 | 0 | 0 | 1432.4 | 0 | 0 | 0 | 2002589.239 | 0
6895 | 1314.5969 | 0 | 0 | 0 | 0 | 1457.5 | 0 | 0 | 0 | 2409656.0865 | 0
6896 | 1491.5815 | 0 | 0 | 0 | 0 | 1481.7 | 0 | 0 | 0 | 2734068.8125 | 0
6897 | 1238.8415 | 418.1425 | 418.1425 | 407.0452 | 407.0452 | 1749.4 | 752371.6576 | 146536.2759 | 66470.4829 | 1524682.6456 | 0
6898 | 1931.0148 | 2009.7556 | 2009.7556 | 1956.4178 | 1931.0148 | 1640.9 | 3351483.8892 | 695165.3208 | 315334.7136 | 0 | 665717.8941
6899 | 1849.8422 | 1925.2737 | 1925.2737 | 1874.178 | 1849.8422 | 1513.6 | 2958172.7672 | 665943.1996 | 302079.2347 | 0 | 899763.1488
6900 | 1624.0727 | 1690.2975 | 1690.2975 | 1645.4379 | 1624.0727 | 1457.65 | 2495005.8004 | 584666.1814 | 265211.0762 | 0 | 880815.8429
6901 | 1805.6859 | 1879.3161 | 1879.3161 | 1829.4401 | 1805.6859 | 788.15 | 1498913.0854 | 650046.928 | 294868.5093 | 0 | 2188220.4712
6902 | 1579.4376 | 1643.8414 | 1643.8414 | 1600.2147 | 1579.4376 | 1456.1 | 2426435.7983 | 568597.5461 | 257922.1647 | 0 | 859055.7843
6903 | 1451.8731 | 1511.0757 | 1511.0757 | 1470.9726 | 1451.8731 | 1785.8 | 2734229.5326 | 522674.3228 | 237090.8803 | 0 | 310991.1966
6904 | 1128.7455 | 666.297 | 666.297 | 648.6138 | 648.6138 | 1891.75 | 1292458.0315 | 233500.9746 | 105918.6365 | 880081.3744 | 67778.789
6905 | 1228.0848 | 104.6116 | 104.6116 | 101.8353 | 101.8353 | 1899.95 | 203358.5775 | 36660.6947 | 16629.6985 | 2064415.4324 | 9835.4152
6906 | 1434.2978 | 0 | 0 | 0 | 0 | 1908.65 | 0 | 0 | 0 | 2629067.8784 | 0
6907 | 1492.2516 | 1553.1013 | 1553.1013 | 1511.8828 | 1492.2516 | 1910.95 | 3003819.6503 | 537210.5645 | 243684.6811 | 0 | 132885.0021
6908 | 1240.7703 | 1291.3646 | 1291.3646 | 1257.0925 | 1240.7703 | 1863.8 | 2434601.5886 | 446677.299 | 202617.7859 | 0 | 168992.874
6909 | 1418.6891 | 1476.5386 | 1476.5386 | 1437.3521 | 1418.6891 | 1847.45 | 2759532.7643 | 510728.0825 | 231671.933 | 0 | 216421.0069
6910 | 1613.7006 | 1679.5026 | 1679.5026 | 1634.9295 | 1613.7006 | 1839.7 | 3126991.6498 | 580932.2167 | 263517.3083 | 0 | 258676.2065
6911 | 1366.6343 | 1422.361 | 1422.361 | 1384.6123 | 1366.6343 | 1821.7 | 2623378.0223 | 491988.3336 | 223171.3747 | 0 | 243670.8422
6912 | 1386.8347 | 0 | 0 | 0 | 0 | 1805.7 | 0 | 0 | 0 | 2542067.9189 | 0
6913 | 1509.5909 | 0 | 0 | 0 | 0 | 1719.6 | 0 | 0 | 0 | 1796413.1531 | 0
6914 | 1275.7325 | 0 | 0 | 0 | 0 | 1690 | 0 | 0 | 0 | 1518121.6667 | 0
6915 | 1501.8215 | 0 | 0 | 0 | 0 | 1682.25 | 0 | 0 | 0 | 1787167.5898 | 0
6916 | 1306.0331 | 0 | 0 | 0 | 0 | 1668.95 | 0 | 0 | 0 | 1554179.3676 | 0
6917 | 1323.1257 | 0 | 0 | 0 | 0 | 1669.7 | 0 | 0 | 0 | 1574519.6092 | 0
6918 | 1096.2598 | 0 | 0 | 0 | 0 | 1675.55 | 0 | 0 | 0 | 1304549.1299 | 0
6919 | 1443.5696 | 0 | 0 | 0 | 0 | 1688.5 | 0 | 0 | 0 | 2646063.0621 | 0
6920 | 1285.1606 | 0 | 0 | 0 | 0 | 1507.2 | 0 | 0 | 0 | 2355699.4495 | 0
6921 | 1191.5872 | 0 | 0 | 0 | 0 | 1759.4 | 0 | 0 | 0 | 2184179.2918 | 0
6922 | 1744.2447 | 1026.896 | 1026.896 | 999.6427 | 999.6427 | 1839.4 | 1940555.9027 | 359871.37 | 163241.652 | 1364855.4176 | 49522.7766
6923 | 1620.4415 | 1686.5184 | 1686.5184 | 1641.7591 | 1620.4415 | 1787.9 | 3056925.7573 | 583358.9443 | 264618.0989 | 0 | 343695.6447
6924 | 1876.2766 | 1952.7856 | 1952.7856 | 1900.9597 | 1876.2766 | 1705.45 | 3377890.0395 | 675459.5659 | 306395.9642 | 0 | 552657.0958
6925 | 1620.8484 | 1686.941 | 1686.941 | 1642.1705 | 1620.8484 | 1498.8 | 2561251.7391 | 583505.4359 | 264684.5491 | 0 | 812369.2346
6926 | 1712.8476 | 1782.6914 | 1782.6914 | 1735.3797 | 1712.8476 | 1673.25 | 3030608.0573 | 616625.145 | 279708.0172 | 0 | 559672.9615
6927 | 1534.4519 | 1597.022 | 1597.022 | 1554.6379 | 1534.4519 | 1879.8 | 3045168.9717 | 552402.697 | 250576.0011 | 0 | 184441.1227
6928 | 1664.7066 | 304.9362 | 304.9362 | 296.8433 | 296.8433 | 1892.75 | 592459.4963 | 106863.5926 | 48474.513 | 2507293.3929 | 30732.9165
6929 | 1575.5306 | 69.1555 | 69.1555 | 67.3201 | 67.3201 | 1899.95 | 134881.8146 | 24235.2384 | 10993.3734 | 2764549.8342 | 6501.9493
6930 | 1789.0993 | 0 | 0 | 0 | 0 | 1908.65 | 0 | 0 | 0 | 3279418.9289 | 0
6931 | 1655.2046 | 1722.699 | 1722.699 | 1676.9795 | 1655.2046 | 1910.95 | 3336308.8916 | 595873.67 | 270294.9175 | 0 | 126070.5784
6932 | 1494.8291 | 1555.7833 | 1555.7833 | 1514.4937 | 1494.8291 | 1863.8 | 2937389.6647 | 538138.4616 | 244105.5855 | 0 | 203595.7098
6933 | 1709.264 | 1778.9623 | 1778.9623 | 1731.7496 | 1709.264 | 1847.45 | 3327465.4574 | 615335.0393 | 279122.8109 | 0 | 260748.2229
6934 | 1697.6099 | 1766.8331 | 1766.8331 | 1719.9423 | 1697.6099 | 1839.7 | 3289854.5064 | 611139.573 | 277219.7008 | 0 | 272126.871
6935 | 1894.9522 | 1972.2221 | 1972.2221 | 1919.8804 | 1894.9522 | 1821.7 | 3635890.6224 | 682182.8003 | 309445.698 | 0 | 320227.3349
6936 | 1490.1674 | 0 | 0 | 0 | 0 | 1775.7 | 0 | 0 | 0 | 2731476.901 | 0
6937 | 1436.5587 | 0 | 0 | 0 | 0 | 1597.1 | 0 | 0 | 0 | 1709504.8482 | 0
6938 | 1714.7026 | 0 | 0 | 0 | 0 | 1674.1 | 0 | 0 | 0 | 2040496.0524 | 0
6939 | 1420.243 | 0 | 0 | 0 | 0 | 1580.45 | 0 | 0 | 0 | 1690089.1641 | 0
6940 | 1859.99 | 0 | 0 | 0 | 0 | 1501.3 | 0 | 0 | 0 | 2213388.106 | 0
6941 | 1577.9614 | 0 | 0 | 0 | 0 | 1524.4 | 0 | 0 | 0 | 1877774.1195 | 0
6942 | 1522.7988 | 0 | 0 | 0 | 0 | 1675.55 | 0 | 0 | 0 | 1812130.6136 | 0
6943 | 1380.6823 | 385.7722 | 385.7722 | 375.5341 | 375.5341 | 1788.5 | 708524.7354 | 135192.2614 | 61324.7119 | 1842436.677 | 0
6944 | 1445.3682 | 1261.5974 | 1261.5974 | 1228.1153 | 1228.1153 | 1816.7 | 2349934.662 | 442121.493 | 200551.2217 | 398224.6492 | 94303.4508
6945 | 1443.6317 | 1502.4987 | 1502.4987 | 1462.6232 | 1443.6317 | 1769.4 | 2697520.6369 | 519707.4289 | 235745.0643 | 0 | 332901.3086
6946 | 1751.3527 | 1822.7676 | 1822.7676 | 1774.3923 | 1751.3527 | 1524.75 | 2825522.2896 | 630486.9655 | 285995.893 | 0 | 832330.038
6947 | 1975.004 | 2055.5383 | 2055.5383 | 2000.9855 | 1975.004 | 1477.9 | 3090227.2964 | 711001.4576 | 322518.1612 | 0 | 1031149.5884
6948 | 1647.8616 | 1715.0555 | 1715.0555 | 1669.5388 | 1647.8616 | 1492.65 | 2601632.2802 | 593230.1767 | 269095.7996 | 0 | 836042.5838
6949 | 1546.6392 | 1609.706 | 1609.706 | 1566.9853 | 1546.6392 | 1464.8 | 2396418.451 | 556790.1059 | 252566.1786 | 0 | 827761.2907
6950 | 1415.4066 | 1473.1217 | 1473.1217 | 1434.0259 | 1415.4066 | 1531.1 | 2294686.7557 | 509546.3598 | 231135.8904 | 0 | 663683.8734
6951 | 1594.654 | 1659.6789 | 1659.6789 | 1615.6319 | 1594.654 | 1858.8 | 3137632.1969 | 574075.4263 | 260406.992 | 0 | 225165.1394
6952 | 1899.5274 | 828.7903 | 828.7903 | 806.7947 | 806.7947 | 1892.25 | 1613071.1983 | 290446.089 | 131749.5731 | 2002979.0876 | 83919.0403
6953 | 1653.7527 | 230.0179 | 230.0179 | 223.9134 | 223.9134 | 1899.95 | 449061.9394 | 80608.8117 | 36565.0526 | 2620895.5654 | 21626.1077
6954 | 1424.522 | 0 | 0 | 0 | 0 | 1908.65 | 0 | 0 | 0 | 2611148.793 | 0
6955 | 1615.5546 | 1681.4322 | 1681.4322 | 1636.8079 | 1615.5546 | 1910.95 | 3256153.0891 | 581599.6452 | 263820.0613 | 0 | 143865.1345
6956 | 1257.086 | 1308.3459 | 1308.3459 | 1273.6231 | 1257.086 | 1863.8 | 2466400.2816 | 452550.9517 | 205282.14 | 0 | 171215.1101
6957 | 1328.5643 | 1382.7386 | 1382.7386 | 1346.0415 | 1328.5643 | 1847.45 | 2581630.7575 | 478283.144 | 216954.5484 | 0 | 202672.4382
6958 | 1113.3524 | 1158.7509 | 1158.7509 | 1127.9983 | 1113.3524 | 1839.7 | 2151721.3661 | 400806.8687 | 181810.449 | 0 | 178470.3256
6959 | 1417.1352 | 1474.9212 | 1474.9212 | 1435.7776 | 1417.1352 | 1776.7 | 2650148.0333 | 510168.6871 | 231418.185 | 0 | 316446.2455
6960 | 1232.224 | 0 | 0 | 0 | 0 | 1624.05 | 0 | 0 | 0 | 2258666.5095 | 0
6961 | 896.5867 | 0 | 0 | 0 | 0 | 1581.6 | 0 | 0 | 0 | 1066938.1264 | 0
6962 | 1312.2486 | 0 | 0 | 0 | 0 | 1479.1 | 0 | 0 | 0 | 1561575.8197 | 0
6963 | 996.8117 | 0 | 0 | 0 | 0 | 1439.8 | 0 | 0 | 0 | 1186205.9065 | 0
6964 | 1216.6852 | 0 | 0 | 0 | 0 | 1414.65 | 0 | 0 | 0 | 1447855.3773 | 0
6965 | 1229.1162 | 0 | 0 | 0 | 0 | 1445.2 | 0 | 0 | 0 | 1462648.2804 | 0
6966 | 891.925 | 0 | 0 | 0 | 0 | 1472.05 | 0 | 0 | 0 | 1061390.7877 | 0
6967 | 1020.5365 | 228.8429 | 228.8429 | 222.7695 | 222.7695 | 1503.5 | 353322.2328 | 80197.0249 | 36378.2616 | 1462306.8217 | 0
6968 | 782.7914 | 814.7107 | 814.7107 | 793.0887 | 782.7914 | 1511.7 | 1247849.8238 | 281804.918 | 127829.842 | 0 | 296233.5429
6969 | 1064.2324 | 908.4753 | 908.4753 | 884.3649 | 884.3649 | 1558.9 | 1455263.554 | 318371.36 | 144416.7864 | 329697.2193 | 376572.3632
6970 | 1233.7118 | 1284.0188 | 1284.0188 | 1249.9417 | 1233.7118 | 1537.4 | 2004332.128 | 444136.2451 | 201465.1356 | 0 | 570715.075
6971 | 1280.4233 | 1332.6345 | 1332.6345 | 1297.2671 | 1280.4233 | 1519.75 | 2057348.0427 | 460952.3725 | 209093.1179 | 0 | 614923.1457
6972 | 1104.2739 | 1149.3017 | 1149.3017 | 1118.7999 | 1104.2739 | 1505.5 | 1758413.2553 | 397538.6008 | 180327.9264 | 0 | 546063.4391
6973 | 1300.3109 | 1353.3335 | 1353.3335 | 1317.4168 | 1300.3109 | 1487.65 | 2043596.5557 | 468111.9355 | 212340.7752 | 0 | 666214.306
6974 | 1092.2168 | 1136.7531 | 1136.7531 | 1106.5843 | 1092.2168 | 1654.75 | 1911992.9986 | 393198.0412 | 178359.0003 | 0 | 377087.8436
6975 | 1134.3734 | 1180.6291 | 1180.6291 | 1149.2958 | 1134.3734 | 1810.8 | 2171051.413 | 408374.4409 | 185243.1839 | 0 | 214623.3716
6976 | 1436.7588 | 946.881 | 946.881 | 921.7513 | 921.7513 | 1832.75 | 1782116.0711 | 331830.4777 | 150521.9917 | 944008.6212 | 148819.719
6977 | 1263.9143 | 451.6711 | 451.6711 | 439.684 | 439.684 | 1898.3 | 879915.8395 | 158286.2414 | 71800.3978 | 1510814.1182 | 43165.9548
6978 | 1435.7711 | 0 | 0 | 0 | 0 | 1907.5 | 0 | 0 | 0 | 2631768.3805 | 0
6979 | 1114.3042 | 1159.7417 | 1159.7417 | 1128.9628 | 1114.3042 | 1910.95 | 2244014.2036 | 401149.4983 | 181965.8697 | 0 | 99228.7712
6980 | 986.7115 | 1026.9459 | 1026.9459 | 999.6913 | 986.7115 | 1817.8 | 1891697.2768 | 355216.1363 | 161129.9863 | 0 | 179778.7442
6981 | 1394.604 | 1451.4715 | 1451.4715 | 1412.9502 | 1394.604 | 1787.45 | 2625741.1991 | 502057.4526 | 227738.8389 | 0 | 296423.0802
6982 | 1505.7062 | 1567.1039 | 1567.1039 | 1525.5138 | 1505.7062 | 1789.7 | 2838059.2513 | 542054.2302 | 245881.8216 | 0 | 316649.9718
6983 | 1400.0426 | 1457.1323 | 1457.1323 | 1418.4608 | 1400.0426 | 1717.6 | 2535313.2719 | 504015.3367 | 228626.9569 | 0 | 395372.0308
6984 | 1386.8347 | 0 | 0 | 0 | 0 | 1624.05 | 0 | 0 | 0 | 2542067.9189 | 0
6985 | 1262.5245 | 0 | 0 | 0 | 0 | 1587.1 | 0 | 0 | 0 | 2314207.4892 | 0
6986 | 1246.9858 | 0 | 0 | 0 | 0 | 1479.1 | 0 | 0 | 0 | 2285724.9347 | 0
6987 | 1582.6231 | 0 | 0 | 0 | 0 | 1465.45 | 0 | 0 | 0 | 2900948.0946 | 0
6988 | 1398.4887 | 0 | 0 | 0 | 0 | 1463.95 | 0 | 0 | 0 | 2563429.8348 | 0
6989 | 1537.5607 | 0 | 0 | 0 | 0 | 1467.2 | 0 | 0 | 0 | 2818348.6898 | 0
6990 | 1553.8764 | 0 | 0 | 0 | 0 | 1480.55 | 0 | 0 | 0 | 2848255.3715 | 0
6991 | 1107.5098 | 428.1173 | 428.1173 | 416.7553 | 416.7553 | 1584.65 | 695147.5231 | 150031.9043 | 68056.1388 | 1266153.0869 | 167099.8739
6992 | 198.9214 | 207.0324 | 207.0324 | 201.5378 | 198.9214 | 1507.7 | 315612.343 | 71611.7129 | 32483.8687 | 0 | 97928.8083
6993 | 298.2132 | 408.712 | 310.3732 | 397.865 | 298.2132 | 1544.4 | 485402.9492 | 107356.7351 | 48698.2079 | 0 | 135865.9126
6994 | 304.1927 | 316.596 | 316.596 | 308.1937 | 304.1927 | 1507.6 | 484344.2961 | 109509.3589 | 49674.662 | 0 | 149784.4676
6995 | 345.2975 | 359.3781 | 359.3781 | 349.8404 | 345.2975 | 1513.6 | 552570.5349 | 124307.1177 | 56387.0898 | 0 | 167952.4608
6996 | 302.5368 | 1099.2154 | 314.8724 | 1070.0428 | 302.5368 | 1505.5 | 482350.302 | 108913.2531 | 49404.2617 | 0 | 149604.4546
6997 | 291.076 | 302.9451 | 302.9451 | 294.9051 | 291.076 | 1328.65 | 409396.3918 | 104787.3617 | 47532.7116 | 0 | 195413.8758
6998 | 306.2603 | 1614.6736 | 318.7483 | 1571.821 | 306.2603 | 1417.8 | 458633.0857 | 110253.7045 | 50012.3054 | 0 | 178304.7411
6999 | 275.21 | 2524.5186 | 286.4322 | 2457.5193 | 275.21 | 1673.3 | 486250.1248 | 99075.5842 | 44941.7858 | 0 | 89911.0926
7000 | 224.034 | 1795.9509 | 233.1694 | 1748.2873 | 224.034 | 1782.75 | 421135.7783 | 80652.2433 | 36584.7537 | 0 | 48671.3885
7001 | 243.4565 | 270.3907 | 253.3834 | 263.2147 | 243.4565 | 1812.45 | 465025.1763 | 87644.3373 | 39756.4452 | 0 | 45660.2652
7002 | 289.9125 | 301.7347 | 301.7347 | 293.7268 | 289.9125 | 1907.15 | 581861.0925 | 104368.5144 | 47342.7178 | 0 | 26918.3793
7003 | 248.7805 | 258.9245 | 258.9245 | 252.0527 | 248.7805 | 1910.95 | 500164.3879 | 89560.9661 | 40625.8493 | 0 | 22153.859
7004 | 309.2214 | 321.83 | 321.83 | 313.2888 | 309.2214 | 1862.3 | 606129.7344 | 111319.7026 | 50495.854 | 0 | 42579.7317
7005 | 289.7979 | 301.615 | 301.615 | 293.6103 | 289.7979 | 1841.45 | 562059.9375 | 104327.2589 | 47324.0038 | 0 | 45947.4636
7006 | 230.7506 | 240.1603 | 240.1603 | 233.7866 | 230.7506 | 1837.7 | 446562.2906 | 83070.2303 | 37681.5795 | 0 | 37450.8288
7007 | 296.7904 | 308.8921 | 308.8921 | 300.6943 | 296.7904 | 1730.1 | 541146.4309 | 106844.5386 | 48465.8699 | 0 | 80103.621
7008 | 163.157 | 169.81 | 169.81 | 165.3034 | 163.157 | 1696.7 | 292333.3883 | 58736.5265 | 26643.541 | 0 | 49485.5181
7009 | 222.2043 | 231.2648 | 231.2648 | 225.1271 | 222.2043 | 1681.2 | 394389.6945 | 79993.5551 | 36285.9654 | 0 | 70838.6352
7010 | 219.8735 | 228.8398 | 228.8398 | 222.7665 | 219.8735 | 1580.85 | 366589.3288 | 79154.4619 | 35905.3434 | 0 | 92159.9797
7011 | 215.2119 | 223.9877 | 223.9877 | 218.0431 | 215.2119 | 1446 | 328305.0667 | 77476.2754 | 35144.0994 | 0 | 119227.3794
7012 | 131.3026 | 136.6571 | 136.6571 | 133.0303 | 131.3026 | 1444.8 | 200449.5988 | 47268.9189 | 21441.7068 | 0 | 72899.1772
7013 | 144.5105 | 150.4037 | 150.4037 | 146.4121 | 144.5105 | 1451.35 | 221891.0853 | 52023.7806 | 23598.5649 | 0 | 79285.6867
7014 | 197.3423 | 205.389 | 205.389 | 199.9381 | 197.3423 | 1450.5 | 302961.7182 | 71043.2272 | 32225.9972 | 0 | 108439.429
7015 | 135.9137 | 141.4561 | 141.4561 | 137.702 | 135.9137 | 1494.1 | 214176.8608 | 48928.9251 | 22194.7041 | 0 | 68758.7311
7016 | 163.4921 | 170.1587 | 170.1587 | 165.6428 | 163.4921 | 1352.15 | 232459.5241 | 58857.1461 | 26698.2555 | 0 | 105918.2922
7017 | 970.3841 | 1009.9531 | 1009.9531 | 983.1495 | 970.3841 | 1515.75 | 1551476.874 | 349338.2882 | 158463.7291 | 0 | 469908.452
7018 | 1153.9649 | 1201.02 | 1201.02 | 1169.1456 | 1153.9649 | 1557.35 | 1897077.8254 | 415427.369 | 188442.4705 | 0 | 510802.5692
7019 | 1330.2706 | 2779.8368 | 1384.5152 | 2706.0614 | 1330.2706 | 1483.95 | 2083468.234 | 478897.4304 | 217233.1955 | 0 | 686486.1638
7020 | 1342.4171 | 3648.8843 | 1397.1565 | 3552.0449 | 1342.4171 | 1494.55 | 2118185.3981 | 483270.1549 | 219216.7119 | 0 | 678524.7217
7021 | 1361.5307 | 2759.4781 | 1417.0499 | 2686.2431 | 1361.5307 | 1468.65 | 2109554.919 | 490151.0693 | 222337.9711 | 0 | 723449.3629
7022 | 1355.7183 | 1186.9185 | 1186.9185 | 1155.4183 | 1155.4183 | 1496.7 | 1827245.5019 | 415950.6014 | 188679.8145 | 367149.7931 | 561366.7276
7023 | 1394.876 | 885.3951 | 885.3951 | 861.8972 | 861.8972 | 1536.5 | 1397841.4468 | 310282.9777 | 140747.8063 | 976950.1451 | 385643.124
7024 | 1538.6163 | 479.6253 | 479.6253 | 466.8963 | 466.8963 | 1639.95 | 807440.2964 | 168082.6816 | 76244.172 | 1964462.7364 | 162279.5757
7025 | 1416.4175 | 149.8531 | 149.8531 | 145.8761 | 145.8761 | 1845.5 | 283825.8935 | 52515.3974 | 23821.5678 | 2328902.4613 | 21756.69
7026 | 1352.2386 | 0 | 0 | 0 | 0 | 1849.8 | 0 | 0 | 0 | 2478653.2933 | 0
7027 | 1554.2017 | 1617.5774 | 1617.5774 | 1574.6478 | 1554.2017 | 1881.55 | 3076723.5067 | 559512.6138 | 253801.1384 | 0 | 184095.192
7028 | 1215.1313 | 1264.6801 | 1264.6801 | 1231.1162 | 1215.1313 | 1810.9 | 2319646.1596 | 437447.2734 | 198430.9437 | 0 | 229781.2721
7029 | 895.0328 | 931.5296 | 931.5296 | 906.8073 | 895.0328 | 1782.95 | 1681362.571 | 322211.8024 | 146158.8537 | 0 | 194266.8659
7030 | 1180.946 | 1229.1012 | 1229.1012 | 1196.4815 | 1180.946 | 1823.2 | 2271055.5569 | 425140.5726 | 192848.4875 | 0 | 208791.2528
7031 | 1267.9631 | 1319.6665 | 1319.6665 | 1284.6432 | 1267.9631 | 1738.35 | 2328120.3488 | 456466.72 | 207058.376 | 0 | 331762.519
7032 | 849.9704 | 0 | 0 | 0 | 0 | 1712.3 | 0 | 0 | 0 | 1557995.688 | 0
7033 | 1104.8061 | 0 | 0 | 0 | 0 | 1573.7 | 0 | 0 | 0 | 1314719.2507 | 0
7034 | 738.0913 | 0 | 0 | 0 | 0 | 1670.3 | 0 | 0 | 0 | 878328.6136 | 0
7035 | 1162.2995 | 0 | 0 | 0 | 0 | 1660.7 | 0 | 0 | 0 | 1383136.4276 | 0
7036 | 1122.6757 | 0 | 0 | 0 | 0 | 1658.85 | 0 | 0 | 0 | 1335984.0485 | 0
7037 | 1184.8307 | 0 | 0 | 0 | 0 | 1583.75 | 0 | 0 | 0 | 1409948.5639 | 0
7038 | 1024.0045 | 0 | 0 | 0 | 0 | 1657.45 | 0 | 0 | 0 | 1218565.3812 | 0
7039 | 1256.0216 | 581.405 | 581.405 | 565.9748 | 565.9748 | 1496.5 | 893659.2362 | 203750.9301 | 92423.6858 | 1264855.7206 | 102435.061
7040 | 1353.606 | 1408.8017 | 1408.8017 | 1371.4129 | 1353.606 | 1492.45 | 2126475.2209 | 487298.1521 | 221043.8562 | 0 | 617312.763
7041 | 1534.3568 | 1596.9232 | 1596.9232 | 1554.5417 | 1534.3568 | 1490.6 | 2416971.3536 | 552368.434 | 250560.4591 | 0 | 781601.3341
7042 | 1602.1427 | 1667.4733 | 1667.4733 | 1623.2194 | 1602.1427 | 1462.7 | 2480780.8268 | 576771.363 | 261629.8988 | 0 | 860831.2593
7043 | 1628.6013 | 1695.0101 | 1695.0101 | 1650.0255 | 1628.6013 | 1445.5 | 2497080.9304 | 586296.4698 | 265950.5931 | 0 | 903059.2545
7044 | 1636.1784 | 1702.8961 | 1702.8961 | 1657.7022 | 1636.1784 | 1433.9 | 2485602.044 | 589024.2218 | 267187.9317 | 0 | 926240.5888
7045 | 1876.1804 | 1952.6846 | 1952.6846 | 1900.8614 | 1876.1804 | 1421.7 | 2830856.6233 | 675424.9534 | 306380.2636 | 0 | 1084994.894
7046 | 1679.1101 | 1747.5787 | 1747.5787 | 1701.1989 | 1679.1101 | 1423.35 | 2530335.7466 | 604479.6202 | 274198.6721 | 0 | 968258.7815
7047 | 1605.5447 | 1671.014 | 1671.014 | 1626.6662 | 1605.5447 | 1341.7 | 2277020.8717 | 577996.0895 | 262185.4484 | 0 | 1056930.0714
7048 | 1427.7269 | 1162.8256 | 1162.8256 | 1131.9648 | 1131.9648 | 1324 | 1582170.806 | 407507.3312 | 184849.8533 | 542131.825 | 738686.156
7049 | 1587.1934 | 716.0118 | 716.0118 | 697.0092 | 697.0092 | 1370.3 | 1009704.6072 | 250923.312 | 113821.6024 | 1631707.6622 | 423694.2747
7050 | 1493.7656 | 0 | 0 | 0 | 0 | 1733.65 | 0 | 0 | 0 | 2738072.3925 | 0
7051 | 1428.0124 | 1486.2418 | 1486.2418 | 1446.7977 | 1428.0124 | 1752.85 | 2647968.4936 | 514084.4554 | 233194.421 | 0 | 352933.1658
7052 | 1214.3544 | 1263.8715 | 1263.8715 | 1230.329 | 1214.3544 | 1707.4 | 2193378.6435 | 437167.5757 | 198304.0698 | 0 | 355319.9804
7053 | 1286.6096 | 1339.0738 | 1339.0738 | 1303.5355 | 1286.6096 | 1477.05 | 2009924.8037 | 463179.4661 | 210103.3523 | 0 | 672832.505
7054 | 1485.5058 | 1546.0802 | 1546.0802 | 1505.048 | 1485.5058 | 1486.35 | 2335132.6402 | 534782.0887 | 242583.0975 | 0 | 763030.0552
7055 | 1588.0616 | 1652.8181 | 1652.8181 | 1608.9532 | 1588.0616 | 1446.7 | 2429900.9047 | 571702.1911 | 259330.4661 | 0 | 878674.5065
7056 | 1464.5285 | 0 | 0 | 0 | 0 | 1494.25 | 0 | 0 | 0 | 2684480.6873 | 0
7057 | 943.9799 | 0 | 0 | 0 | 0 | 1582.1 | 0 | 0 | 0 | 1123336.0689 | 0
7058 | 1055.082 | 0 | 0 | 0 | 0 | 1584.1 | 0 | 0 | 0 | 1255547.6395 | 0
7059 | 1517.3603 | 0 | 0 | 0 | 0 | 1480.45 | 0 | 0 | 0 | 1805658.7177 | 0
7060 | 1184.8307 | 0 | 0 | 0 | 0 | 1473.45 | 0 | 0 | 0 | 1409948.5639 | 0
7061 | 1555.4302 | 0 | 0 | 0 | 0 | 1479.7 | 0 | 0 | 0 | 1850961.9832 | 0
7062 | 1419.4661 | 0 | 0 | 0 | 0 | 1580.55 | 0 | 0 | 0 | 1689164.6066 | 0
7063 | 1509.6793 | 605.0348 | 605.0348 | 588.9775 | 588.9775 | 1688.5 | 1054061.8953 | 212031.8929 | 96180.0225 | 1687646.3661 | 142723.07
7064 | 1222.5996 | 1272.4537 | 1272.4537 | 1238.6835 | 1222.5996 | 1610.2 | 2083243.4075 | 440135.8679 | 199650.5201 | 0 | 476569.3369
7065 | 1098.0623 | 1142.8374 | 1142.8374 | 1112.5072 | 1098.0623 | 1654.4 | 1924406.2063 | 395302.4172 | 179313.5687 | 0 | 379490.2272
7066 | 1450.0124 | 1509.1388 | 1509.1388 | 1469.0871 | 1450.0124 | 1671.9 | 2566052.1965 | 522004.4467 | 236787.0171 | 0 | 475748.9372
7067 | 1367.1296 | 1422.8772 | 1422.8772 | 1385.1148 | 1367.1296 | 1562.9 | 2268246.819 | 492166.6409 | 223252.2568 | 0 | 597572.0859
7068 | 1547.1005 | 1610.1858 | 1610.1858 | 1567.4523 | 1547.1005 | 1554.8 | 2557916.7219 | 556956.1764 | 252641.51 | 0 | 688768.92
7069 | 1876.2222 | 1952.7283 | 1952.7283 | 1900.904 | 1876.2222 | 1531.45 | 3052566.0852 | 675439.987 | 306387.083 | 0 | 879103.8181
7070 | 1289.5668 | 1342.1514 | 1342.1514 | 1306.5314 | 1289.5668 | 1510.1 | 2059092.4219 | 464244.0656 | 210586.2664 | 0 | 631758.3834
7071 | 1309.7799 | 400.5648 | 400.5648 | 389.934 | 389.934 | 1422.5 | 585037.8427 | 140376.2521 | 63676.2277 | 1686077.4107 | 217381.9725
7072 | 1430.0072 | 166.3078 | 166.3078 | 161.8941 | 161.8941 | 1569.45 | 268325.3839 | 58281.8713 | 26437.3044 | 2324451.2722 | 67287.2151
7073 | 1378.6088 | 42.6937 | 42.6937 | 41.5606 | 41.5606 | 1868.95 | 81997.0049 | 14961.8294 | 6786.8521 | 2450809.3191 | 5257.726
7074 | 911.5146 | 0 | 0 | 0 | 0 | 1907.15 | 0 | 0 | 0 | 1670806.1824 | 0
7075 | 1308.9971 | 1362.3737 | 1362.3737 | 1326.217 | 1308.9971 | 1910.95 | 2638711.3369 | 471238.9564 | 213759.2266 | 0 | 116566.1828
7076 | 978.1652 | 1018.0514 | 1018.0514 | 991.0329 | 978.1652 | 1862.15 | 1922832.9185 | 352139.4611 | 159734.3722 | 0 | 134840.0452
7077 | 1111.0216 | 1156.3259 | 1156.3259 | 1125.6377 | 1111.0216 | 1845.45 | 2165470.7938 | 399967.7756 | 181429.8271 | 0 | 171708.3881
7078 | 1313.0255 | 1366.567 | 1366.567 | 1330.299 | 1313.0255 | 1811.2 | 2511770.8182 | 472689.1894 | 214417.0684 | 0 | 247899.2193
7079 | 1476.9595 | 1537.1847 | 1537.1847 | 1496.3886 | 1476.9595 | 1734.2 | 2707619.8386 | 531705.4135 | 241187.4834 | 0 | 392575.7022
7080 | 1488.6136 | 651.1911 | 651.1911 | 633.9089 | 633.9089 | 1702.6 | 1139815.2827 | 228207.1984 | 103517.3208 | 1566673.661 | 0
7081 | 1055.859 | 0 | 0 | 0 | 0 | 1682.1 | 0 | 0 | 0 | 1256472.1957 | 0
7082 | 1290.4943 | 0 | 0 | 0 | 0 | 1660.25 | 0 | 0 | 0 | 1535688.2384 | 0
7083 | 1036.4355 | 0 | 0 | 0 | 0 | 1670.45 | 0 | 0 | 0 | 1233358.2843 | 0
7084 | 1038.7663 | 0 | 0 | 0 | 0 | 1668.95 | 0 | 0 | 0 | 1236131.9541 | 0
7085 | 936.9874 | 0 | 0 | 0 | 0 | 1669.7 | 0 | 0 | 0 | 1115015.061 | 0
7086 | 1198.0387 | 0 | 0 | 0 | 0 | 1675.55 | 0 | 0 | 0 | 1425666.0233 | 0
7087 | 1205.407 | 1254.5596 | 1254.5596 | 1221.2643 | 1205.407 | 1708.5 | 2179621.4543 | 433946.5063 | 196842.9569 | 0 | 332320.494
7088 | 1106.8931 | 1152.0285 | 1152.0285 | 1121.4543 | 1106.8931 | 1738.7 | 2029867.3977 | 398481.5315 | 180755.6503 | 0 | 289231.1783
7089 | 1442.5236 | 1501.3455 | 1501.3455 | 1461.5006 | 1442.5236 | 1858.4 | 2830303.3805 | 519308.51 | 235564.1102 | 0 | 204261.3473
7090 | 1737.0055 | 1807.8355 | 1807.8355 | 1759.8566 | 1737.0055 | 1871.9 | 3431852.0942 | 625321.9969 | 283653.0058 | 0 | 222510.4106
7091 | 1443.4841 | 1502.3446 | 1502.3446 | 1462.4732 | 1443.4841 | 1872.4 | 2849112.1786 | 519654.2864 | 235720.9583 | 0 | 184188.5584
7092 | 1588.2695 | 1653.0335 | 1653.0335 | 1609.1629 | 1588.2695 | 1769.8 | 2965443.5363 | 571777.0103 | 259364.4049 | 0 | 365619.5238
7093 | 1786.2343 | 1859.0709 | 1859.0709 | 1809.7322 | 1786.2343 | 1539.95 | 2903314.5343 | 643044.3451 | 291692.0599 | 0 | 821756.9517
7094 | 1390.1667 | 1446.8536 | 1446.8536 | 1408.4548 | 1390.1667 | 1567.25 | 2301524.5581 | 500460.0289 | 227014.2298 | 0 | 601594.6598
7095 | 1677.3843 | 1745.7834 | 1745.7834 | 1699.4512 | 1677.3843 | 1801.8 | 3183386.7891 | 603858.3415 | 273916.8533 | 0 | 332457.5647
7096 | 1676.6695 | 1653.1376 | 1653.1376 | 1609.2642 | 1609.2642 | 1838.75 | 3115935.1446 | 579335.1206 | 262792.8477 | 123553.8694 | 250499.7788
7097 | 1553.3917 | 515.2261 | 515.2261 | 501.5523 | 501.5523 | 1871.95 | 989195.0156 | 180558.8362 | 81903.4943 | 1928021.6646 | 61997.7124
7098 | 1585.9659 | 0 | 0 | 0 | 0 | 1908.15 | 0 | 0 | 0 | 2907075.4049 | 0
7099 | 1572.7909 | 1636.9244 | 1636.9244 | 1593.4813 | 1572.7909 | 1910.95 | 3173514.1364 | 566204.7319 | 256836.7576 | 0 | 140057.0316
7100 | 1489.3905 | 1550.1225 | 1550.1225 | 1508.9831 | 1489.3905 | 1862.8 | 2927352.0971 | 536180.5775 | 243217.4675 | 0 | 204344.308
7101 | 1698.3869 | 1767.6418 | 1767.6418 | 1720.7295 | 1698.3869 | 1845.45 | 3305303.7697 | 611419.2707 | 277346.5747 | 0 | 262485.6897
7102 | 1112.5755 | 1157.9422 | 1157.9422 | 1127.2111 | 1112.5755 | 1838.05 | 2154310.6518 | 400527.171 | 181683.5751 | 0 | 180181.5212
7103 | 1168.515 | 1216.1633 | 1216.1633 | 1183.887 | 1168.515 | 1762.7 | 2168882.107 | 420665.4086 | 190818.5034 | 0 | 277288.6095
7104 | 371.3765 | 0 | 0 | 0 | 0 | 1706.7 | 0 | 0 | 0 | 680733.0338 | 0
7105 | 116.5407 | 0 | 0 | 0 | 0 | 1561.1 | 0 | 0 | 0 | 138683.4652 | 0
7106 | 122.7562 | 0 | 0 | 0 | 0 | 1426.1 | 0 | 0 | 0 | 146079.9168 | 0
7107 | 114.9869 | 0 | 0 | 0 | 0 | 1243.85 | 0 | 0 | 0 | 136834.3525 | 0
7108 | 121.2024 | 0 | 0 | 0 | 0 | 1242.35 | 0 | 0 | 0 | 144230.8039 | 0
7109 | 123.5332 | 0 | 0 | 0 | 0 | 1447.55 | 0 | 0 | 0 | 147004.4733 | 0
7110 | 101.7789 | 0 | 0 | 0 | 0 | 1615.3 | 0 | 0 | 0 | 121116.893 | 0
7111 | 87.8474 | 0 | 0 | 0 | 0 | 1714.5 | 0 | 0 | 0 | 161024.3372 | 0
7112 | 176.3999 | 0 | 0 | 0 | 0 | 1712.7 | 0 | 0 | 0 | 323341.0704 | 0
7113 | 1266.3005 | 0 | 0 | 0 | 0 | 1829.4 | 0 | 0 | 0 | 2321128.7505 | 0
7114 | 1548.0484 | 0 | 0 | 0 | 0 | 1824.4 | 0 | 0 | 0 | 2837572.6329 | 0
7115 | 1673.0266 | 0 | 0 | 0 | 0 | 1777.9 | 0 | 0 | 0 | 3066657.8128 | 0
7116 | 1771.9988 | 475.6402 | 475.6402 | 463.017 | 463.017 | 1669.8 | 815708.1284 | 166686.1081 | 75610.6707 | 2399363.779 | 152888.2025
7117 | 1494.0026 | 1554.9226 | 1554.9226 | 1513.6558 | 1494.0026 | 1315.35 | 2073232.3027 | 537840.9331 | 243970.6233 | 0 | 873058.1488
7118 | 1420.6499 | 1478.5796 | 1478.5796 | 1439.3389 | 1420.6499 | 1331.65 | 1997064.4191 | 511433.9698 | 231992.1313 | 0 | 882605.6329
7119 | 1712.2377 | 1782.0576 | 1782.0576 | 1734.7627 | 1712.2377 | 1562.5 | 2827465.6681 | 616405.5824 | 279608.4211 | 0 | 749103.6875
7120 | 1677.291 | 1129.5041 | 1129.5041 | 1099.5276 | 1099.5276 | 1834.75 | 2129369.3715 | 395829.9482 | 179552.8626 | 1059040.3401 | 175399.3245
7121 | 1676.9667 | 12.5507 | 12.5507 | 12.2176 | 12.2176 | 1871.95 | 24116.048 | 4398.3496 | 1995.1403 | 3051484.9905 | 1510.2217
7122 | 1398.5489 | 0 | 0 | 0 | 0 | 1908.15 | 0 | 0 | 0 | 2563540.2034 | 0
7123 | 1443.0422 | 1501.8846 | 1501.8846 | 1462.0254 | 1443.0422 | 1910.95 | 2906993.8664 | 519495.2086 | 235648.7988 | 0 | 128502.8901
7124 | 1379.0653 | 1435.2988 | 1435.2988 | 1397.2068 | 1379.0653 | 1862.3 | 2709667.8002 | 496463.4976 | 225201.3588 | 0 | 189897.2505
7125 | 1510.3678 | 1571.956 | 1571.956 | 1530.2371 | 1510.3678 | 1793.45 | 2861119.0083 | 543732.4166 | 246643.0657 | 0 | 311966.474
7126 | 1776.0807 | 1848.5039 | 1848.5039 | 1799.4456 | 1776.0807 | 1754.7 | 3290648.3422 | 639389.0455 | 290033.9754 | 0 | 435672.5913
7127 | 1299.0406 | 1352.0117 | 1352.0117 | 1316.1301 | 1299.0406 | 1734.2 | 2381455.1517 | 467654.6297 | 212133.3362 | 0 | 345285.0016
7128 | 1407.035 | 0 | 0 | 0 | 0 | 1602.1 | 0 | 0 | 0 | 2579095.2393 | 0
7129 | 1057.4129 | 0 | 0 | 0 | 0 | 1717.1 | 0 | 0 | 0 | 1258321.3082 | 0
7130 | 1358.0879 | 0 | 0 | 0 | 0 | 1722.6 | 0 | 0 | 0 | 1616124.6486 | 0
7131 | 1203.4772 | 0 | 0 | 0 | 0 | 1686.35 | 0 | 0 | 0 | 1432137.918 | 0
7132 | 1147.5377 | 0 | 0 | 0 | 0 | 1674.85 | 0 | 0 | 0 | 1365569.8547 | 0
7133 | 1421.0199 | 0 | 0 | 0 | 0 | 1685.6 | 0 | 0 | 0 | 1691013.7203 | 0
7134 | 1152.9763 | 0 | 0 | 0 | 0 | 1675.55 | 0 | 0 | 0 | 1372041.7494 | 0
7135 | 1150.6454 | 0 | 0 | 0 | 0 | 1708.5 | 0 | 0 | 0 | 2109133.1025 | 0
7136 | 1557.2327 | 0 | 0 | 0 | 0 | 1722.7 | 0 | 0 | 0 | 2854407.6033 | 0
7137 | 1562.9559 | 0 | 0 | 0 | 0 | 1604.1 | 0 | 0 | 0 | 2864898.084 | 0
7138 | 1484.153 | 0 | 0 | 0 | 0 | 1421.45 | 0 | 0 | 0 | 2720452.372 | 0
7139 | 1538.7348 | 902.1474 | 902.1474 | 878.2049 | 878.2049 | 766.8 | 712721.5331 | 316153.766 | 143410.8611 | 1210751.3111 | 1083002.2896
7140 | 1370.921 | 814.1757 | 814.1757 | 792.568 | 792.568 | 360.8 | 302571.9519 | 285324.4681 | 129426.349 | 1060121.1406 | 1299177.4115
7141 | 1755.5239 | 477.2919 | 477.2919 | 464.6248 | 464.6248 | 342.95 | 168328.9198 | 167264.9439 | 75873.237 | 2366217.9109 | 0
7142 | 1535.2541 | 1160.3194 | 1160.3194 | 1129.5251 | 1129.5251 | 757.15 | 901887.2898 | 406629.0473 | 184451.4539 | 743701.2454 | 0
7143 | 1077.4462 | 226.3367 | 226.3367 | 220.3298 | 220.3298 | 1576 | 366266.7867 | 79318.741 | 35979.8622 | 1571094.3225 | 0
7144 | 1517.8449 | 322.4087 | 322.4087 | 313.8522 | 313.8522 | 1710.1 | 566523.4705 | 112986.778 | 51252.0579 | 2206918.6572 | 61017.2823
7145 | 1251.0074 | 423.5129 | 423.5129 | 412.2731 | 412.2731 | 1857.95 | 807044.7623 | 148418.3129 | 67324.1958 | 1537400.0004 | 56533.4851
7146 | 1642.0142 | 0 | 0 | 0 | 0 | 1907.65 | 0 | 0 | 0 | 3009811.9754 | 0
7147 | 1603.6198 | 1669.0105 | 1669.0105 | 1624.7159 | 1603.6198 | 1910.95 | 3222858.8854 | 577303.1384 | 261871.1181 | 0 | 142802.3458
7148 | 1352.6494 | 1407.8057 | 1407.8057 | 1370.4433 | 1352.6494 | 1862.8 | 2649198.48 | 486953.7743 | 220887.6426 | 0 | 185583.4428
7149 | 1404.7042 | 1461.9833 | 1461.9833 | 1423.1831 | 1404.7042 | 1791.45 | 2642068.7041 | 505693.5232 | 229388.2009 | 0 | 292951.0192
7150 | 1233.7778 | 1284.0875 | 1284.0875 | 1250.0085 | 1233.7778 | 1783.7 | 2312696.9552 | 444160.0192 | 201475.9198 | 0 | 266866.1448
7151 | 1466.0823 | 1525.8641 | 1525.8641 | 1485.3685 | 1466.0823 | 1760.2 | 2711094.8075 | 527789.6449 | 239411.2473 | 0 | 351566.4636
7152 | 1573.2998 | 0 | 0 | 0 | 0 | 1721.7 | 0 | 0 | 0 | 2883858.5627 | 0
7153 | 1475.4056 | 0 | 0 | 0 | 0 | 1722.6 | 0 | 0 | 0 | 2704418.4758 | 0
7154 | 1317.6872 | 0 | 0 | 0 | 0 | 1719.1 | 0 | 0 | 0 | 2415320.5551 | 0
7155 | 1793.9503 | 0 | 0 | 0 | 0 | 1692.95 | 0 | 0 | 0 | 3288310.8266 | 0
7156 | 1639.3396 | 0 | 0 | 0 | 0 | 1684.85 | 0 | 0 | 0 | 3004909.4171 | 0
7157 | 1427.2354 | 0 | 0 | 0 | 0 | 1685.6 | 0 | 0 | 0 | 2616122.5579 | 0
7158 | 1366.6343 | 0 | 0 | 0 | 0 | 1695.55 | 0 | 0 | 0 | 2505040.5986 | 0
7159 | 1260.9775 | 300.0903 | 300.0903 | 292.1261 | 292.1261 | 1737 | 531789.1396 | 105165.3824 | 47704.186 | 1775904.623 | 74166.263
7160 | 331.6128 | 345.1351 | 345.1351 | 335.9754 | 331.6128 | 1747.7 | 606634.5975 | 119380.5916 | 54152.3628 | 0 | 83665.7076
7161 | 268.4554 | 279.4028 | 279.4028 | 271.9876 | 268.4554 | 1761.9 | 496658.3871 | 96643.9619 | 43838.7749 | 0 | 63919.1355
7162 | 276.049 | 287.3054 | 287.3054 | 279.6805 | 276.049 | 1562.1 | 453138.585 | 99377.6577 | 45078.8097 | 0 | 120881.8571
7163 | 261.2493 | 926.4142 | 271.9019 | 901.8276 | 261.2493 | 1341.3 | 368807.6823 | 94049.7653 | 42662.0185 | 0 | 172084.9455
7164 | 324.2289 | 1558.5206 | 337.45 | 1517.1583 | 324.2289 | 847 | 288608.5431 | 116722.4141 | 52946.584 | 0 | 373835.9541
7165 | 205.8624 | 1927.0097 | 214.2564 | 1875.8679 | 205.8624 | 342.95 | 74244.6561 | 74110.4627 | 33617.3293 | 0 | 341124.2838
7166 | 205.1622 | 2644.9188 | 213.5278 | 2574.7241 | 205.1622 | 1225.65 | 264415.4096 | 73858.3851 | 33502.9841 | 0 | 158867.3346
7167 | 333.7513 | 2614.7633 | 347.3603 | 2545.3689 | 333.7513 | 1500.65 | 527663.2692 | 120150.4596 | 54501.5835 | 0 | 166658.7
7168 | 381.8331 | 1341.3177 | 397.4029 | 1305.7199 | 381.8331 | 1720.1 | 691130.4572 | 137459.9042 | 62353.3399 | 0 | 106875.0755
7169 | 308.0162 | 697.411 | 320.5759 | 678.9021 | 308.0162 | 1898.35 | 613581.5753 | 110885.8214 | 50299.0407 | 0 | 31309.8437
7170 | 338.7742 | 352.5881 | 352.5881 | 343.2306 | 338.7742 | 1908.65 | 677336.9169 | 121958.7056 | 55321.8239 | 0 | 30947.0049
7171 | 273.5706 | 284.7263 | 284.7263 | 277.1699 | 273.5706 | 1910.95 | 548181.0481 | 98485.4219 | 44674.0817 | 0 | 24361.4634
7172 | 258.7204 | 269.2698 | 269.2698 | 262.1235 | 258.7204 | 1863.3 | 505165.0275 | 93139.3491 | 42249.0436 | 0 | 35367.024
7173 | 300.6751 | 312.9356 | 312.9356 | 304.6304 | 300.6751 | 1845.45 | 581700.4268 | 108243.0274 | 49100.2399 | 0 | 46469.3212
7174 | 283.5824 | 295.1456 | 295.1456 | 287.3126 | 283.5824 | 1838.05 | 546101.4547 | 102089.677 | 46309.0118 | 0 | 45926.1049
7175 | 236.1892 | 245.82 | 245.82 | 239.2961 | 236.1892 | 1789.7 | 443529.621 | 85028.1145 | 38569.6975 | 0 | 49670.5467
7176 | 135.1872 | 140.6995 | 140.6995 | 136.9654 | 135.1872 | 1734.2 | 246047.1512 | 48667.4077 | 22076.0769 | 0 | 35932.7046
7177 | 138.295 | 143.9342 | 143.9342 | 140.1143 | 138.295 | 1759.2 | 256112.8629 | 49786.1986 | 22583.5729 | 0 | 33301.4351
7178 | 120.4254 | 125.3355 | 125.3355 | 122.0092 | 120.4254 | 1760.85 | 222514.8106 | 43353.1505 | 19665.4708 | 0 | 28799.6388
7179 | 114.9869 | 119.6758 | 119.6758 | 116.4997 | 114.9869 | 1736.15 | 209819.9921 | 41395.2663 | 18777.3527 | 0 | 30339.2806
7180 | 111.8791 | 116.4411 | 116.4411 | 113.3508 | 111.8791 | 1730.95 | 203501.9022 | 40276.4753 | 18269.8567 | 0 | 30101.0449
7181 | 98.6711 | 102.6945 | 102.6945 | 99.969 | 98.6711 | 1731.35 | 179555.2598 | 35521.6136 | 16112.9986 | 0 | 26507.9641
7182 | 96.3403 | 100.2684 | 100.2684 | 97.6074 | 96.3403 | 1736.15 | 175950.0417 | 34682.5204 | 15732.3766 | 0 | 25419.309
7183 | 79.4371 | 82.6762 | 82.6762 | 80.482 | 79.4371 | 1787.1 | 149305.4902 | 28597.3463 | 12972.074 | 0 | 16912.1373
7184 | 86.9093 | 90.4529 | 90.4529 | 88.0523 | 86.9093 | 1769.45 | 161249.5098 | 31287.3394 | 14192.2848 | 0 | 20036.8699
7185 | 86.5519 | 2124.6532 | 90.0824 | 2068.2661 | 86.5519 | 1844.9 | 167609.2261 | 31158.6784 | 14133.9227 | 0 | 13424.1973
7186 | 85.5428 | 3693.875 | 89.0312 | 3595.8416 | 85.5428 | 1827.35 | 164084.1551 | 30795.421 | 13969.1451 | 0 | 14768.9706
7187 | 82.0117 | 2359.1527 | 85.3551 | 2296.5421 | 82.0117 | 1777.6 | 153056.8875 | 29524.1947 | 13392.5028 | 0 | 18239.3914
7188 | 89.4741 | 2475.805 | 93.1225 | 2410.0985 | 89.4741 | 1603.55 | 150813.6484 | 32210.6916 | 14611.1276 | 0 | 35472.0241
7189 | 85.7196 | 2878.4441 | 89.2143 | 2802.0518 | 85.7196 | 1482.15 | 133871.8961 | 30859.0522 | 13998.009 | 0 | 44389.8894
7190 | 90.0355 | 3289.5863 | 93.7063 | 3202.2825 | 90.0355 | 1523.85 | 144491.8325 | 32412.7732 | 14702.7941 | 0 | 42870.3943
7191 | 84.2988 | 496.9616 | 87.7364 | 483.7725 | 84.2988 | 1618.35 | 143687.383 | 30347.555 | 13765.9881 | 0 | 32172.6232
7192 | 95.4148 | 1068.8694 | 99.3047 | 1040.5022 | 95.4148 | 1797.1 | 180282.8357 | 34349.3305 | 15581.238 | 0 | 19359.6643
7193 | 85.638 | 108.9048 | 89.13 | 106.0145 | 85.638 | 1880 | 169202.82 | 30829.684 | 13984.6872 | 0 | 10276.5613
7194 | 92.1604 | 95.918 | 95.918 | 93.3724 | 92.1604 | 1880.8 | 182108.6569 | 33177.7465 | 15049.7945 | 0 | 10985.472
7195 | 99.1266 | 103.1691 | 103.1691 | 100.431 | 99.1266 | 1882.05 | 196148.1948 | 35685.5864 | 16187.3785 | 0 | 11691.9859
7196 | 101.7789 | 105.9292 | 105.9292 | 103.1179 | 101.7789 | 1841.9 | 197102.6921 | 36640.4046 | 16620.4946 | 0 | 16091.2444
7197 | 100.225 | 104.3119 | 104.3119 | 101.5435 | 100.225 | 1829.45 | 192875.1109 | 36081.0091 | 16366.7466 | 0 | 17093.3737
7198 | 107.9944 | 112.3976 | 112.3976 | 109.4147 | 107.9944 | 1824.2 | 207598.407 | 38877.9866 | 17635.4867 | 0 | 18985.3452
7199 | 98.6711 | 102.6945 | 102.6945 | 99.969 | 98.6711 | 1804.85 | 188174.916 | 35521.6136 | 16112.9986 | 0 | 19255.6456
7200 | 104.1097 | 108.3553 | 108.3553 | 105.4796 | 104.1097 | 1747.3 | 192394.3328 | 37479.4978 | 17001.1167 | 0 | 26308.5253
7201 | 94.0095 | 97.8434 | 97.8434 | 95.2467 | 94.0095 | 1499.5 | 148889.229 | 33843.4272 | 15351.7546 | 0 | 47051.7647
7202 | 100.225 | 104.3119 | 104.3119 | 101.5435 | 100.225 | 1724.4 | 182743.7993 | 36081.0091 | 16366.7466 | 0 | 27622.01
7203 | 97.1173 | 101.0771 | 101.0771 | 98.3946 | 97.1173 | 1711.2 | 175834.7406 | 34962.2181 | 15859.2506 | 0 | 28047.3896
7204 | 98.6711 | 102.6945 | 102.6945 | 99.969 | 98.6711 | 1645 | 171669.4719 | 35521.6136 | 16112.9986 | 0 | 35028.205
7205 | 93.2326 | 97.0347 | 97.0347 | 94.4595 | 93.2326 | 1495.2 | 147606.3575 | 33563.7294 | 15224.8806 | 0 | 47063.8072
7206 | 98.6711 | 102.6945 | 102.6945 | 99.969 | 98.6711 | 1494.8 | 156359.456 | 35521.6136 | 16112.9986 | 0 | 49848.5892
7207 | 88.0252 | 91.6144 | 91.6144 | 89.183 | 88.0252 | 1231.9 | 114777.3587 | 31689.0553 | 14374.5076 | 0 | 67612.0025
7208 | 138.2668 | 391.1999 | 143.9051 | 380.8177 | 138.2668 | 1239.35 | 180258.6724 | 49776.0596 | 22578.9737 | 0 | 105172.6659
7209 | 851.5291 | 2546.4353 | 886.2516 | 2478.8543 | 851.5291 | 1183.15 | 1055665.937 | 306550.4768 | 139054.7024 | 0 | 695571.5471
7210 | 1151.9371 | 3550.6475 | 1198.9093 | 3456.4152 | 1151.9371 | 1270.4 | 1528725.956 | 414697.3582 | 188111.3294 | 0 | 840453.3125
7211 | 1368.5727 | 4003.3979 | 1424.379 | 3897.1499 | 1368.5727 | 1372.15 | 1964839.8938 | 492686.1796 | 223487.9253 | 0 | 859258.3829
7212 | 1597.6423 | 3391.4461 | 1662.7898 | 3301.439 | 1597.6423 | 1440.25 | 2405876.3546 | 575151.214 | 260894.9812 | 0 | 894280.2556
7213 | 1506.7813 | 2987.3312 | 1568.2227 | 2908.0491 | 1506.7813 | 1341.9 | 2109319.9293 | 542441.2619 | 246057.3835 | 0 | 991612.7623
7214 | 1412.897 | 2667.6264 | 1470.5104 | 2596.8291 | 1412.897 | 1129.2 | 1665418.3961 | 508642.9358 | 230726.0873 | 0 | 1230350.7459
7215 | 1414.7093 | 1789.8884 | 1472.3963 | 1742.3857 | 1414.7093 | 1261.9 | 1867635.3807 | 509295.3307 | 231022.0209 | 0 | 1044196.8989
7216 | 1584.3586 | 1018.5125 | 1018.5125 | 991.4817 | 991.4817 | 1226.25 | 1274444.8427 | 356933.4227 | 161908.9665 | 1086743.2299 | 740569.2788
7217 | 1584.5198 | 356.8397 | 356.8397 | 347.3694 | 347.3694 | 1371.45 | 499890.6448 | 125052.9695 | 56725.4164 | 2267696.7112 | 210771.043
7218 | 1715.024 | 0 | 0 | 0 | 0 | 1759.65 | 0 | 0 | 0 | 3143639.0342 | 0
7219 | 1680.964 | 1749.5083 | 1749.5083 | 1703.0773 | 1680.964 | 1799.05 | 3178756.8077 | 605147.049 | 274501.4253 | 0 | 269034.2714
7220 | 1793.1733 | 1866.2928 | 1866.2928 | 1816.7625 | 1793.1733 | 1729.9 | 3266091.0594 | 645542.3959 | 292825.2035 | 0 | 484336.0273
7221 | 1675.8557 | 1744.192 | 1744.192 | 1697.9021 | 1675.8557 | 1548.9 | 2736577.8092 | 603308.0362 | 273667.2286 | 0 | 755978.4864
7222 | 1509.5909 | 1571.1473 | 1571.1473 | 1529.4499 | 1509.5909 | 1438.2 | 2291765.9423 | 543452.7186 | 246516.1915 | 0 | 848088.1592
7223 | 1940.7916 | 2019.9313 | 2019.9313 | 1966.3234 | 1940.7916 | 1446.2 | 2963833.5325 | 698684.9674 | 316931.2644 | 0 | 994626.4614
7224 | 1651.7706 | 0 | 0 | 0 | 0 | 1307.45 | 0 | 0 | 0 | 3027695.4603 | 0
7225 | 1884.852 | 0 | 0 | 0 | 0 | 1368.8 | 0 | 0 | 0 | 2242973.9121 | 0
7226 | 1574.8537 | 0 | 0 | 0 | 0 | 1312.8 | 0 | 0 | 0 | 1874075.8947 | 0
7227 | 1236.1086 | 0 | 0 | 0 | 0 | 1243.85 | 0 | 0 | 0 | 1470969.2887 | 0
7228 | 1240.7703 | 0 | 0 | 0 | 0 | 1154.05 | 0 | 0 | 0 | 1476516.6272 | 0
7229 | 1692.1714 | 0 | 0 | 0 | 0 | 1066.5 | 0 | 0 | 0 | 2013683.916 | 0
7230 | 1647.1089 | 0 | 0 | 0 | 0 | 1248.95 | 0 | 0 | 0 | 1960059.6434 | 0
7231 | 1061.519 | 0 | 0 | 0 | 0 | 1261.9 | 0 | 0 | 0 | 1945764.294 | 0
7232 | 1120.1186 | 620.7869 | 620.7869 | 604.3116 | 604.3116 | 1426.75 | 905191.9659 | 217552.17 | 98684.0816 | 945474.2139 | 346421.6151
7233 | 1674.4572 | 1742.736 | 1742.736 | 1696.4847 | 1674.4572 | 1809.3 | 3185880.1801 | 602804.5801 | 273438.8554 | 0 | 319318.9499
7234 | 2076.6159 | 2161.2927 | 2161.2927 | 2103.9332 | 2076.6159 | 1869.9 | 4079555.3432 | 747581.7272 | 339111.3779 | 0 | 270167.7298
7235 | 1845.2748 | 1920.5194 | 1920.5194 | 1869.5499 | 1845.2748 | 1876.9 | 3638357.3501 | 664298.9266 | 301333.3742 | 0 | 227153.3274
7236 | 2071.6969 | 2156.1742 | 2156.1742 | 2098.9505 | 2071.6969 | 1864.3 | 4060094.8382 | 745810.8908 | 338308.1069 | 0 | 281129.2719
7237 | 1651.0189 | 1718.3423 | 1718.3423 | 1672.7384 | 1651.0189 | 1641.45 | 2845528.1217 | 594366.7986 | 269611.3839 | 0 | 591972.8212
7238 | 1496.2674 | 1557.28 | 1557.28 | 1515.9506 | 1496.2674 | 1531.1 | 2402484.8836 | 538656.2521 | 244340.461 | 0 | 701599.5963
7239 | 1315.4865 | 235.0907 | 235.0907 | 228.8515 | 228.8515 | 1827.8 | 438723.0925 | 82386.5343 | 37371.4473 | 1991801.9421 | 38042.424
7240 | 1605.1611 | 1143.1039 | 1143.1039 | 1112.7665 | 1112.7665 | 1862.75 | 2173217.2615 | 400595.9515 | 181714.7747 | 902559.2064 | 147433.6755
7241 | 1758.8346 | 555.6104 | 555.6104 | 540.8648 | 540.8648 | 1899.95 | 1077333.5674 | 194711.3167 | 88323.2167 | 2232538.6935 | 52238.0059
7242 | 1473.3059 | 0 | 0 | 0 | 0 | 1908.65 | 0 | 0 | 0 | 2700569.7697 | 0
7243 | 1812.4967 | 1886.4048 | 1886.4048 | 1836.3407 | 1812.4967 | 1910.95 | 3636422.1197 | 652498.8282 | 295980.7185 | 0 | 122888.0204
7244 | 1695.2791 | 1764.407 | 1764.407 | 1717.5806 | 1695.2791 | 1863.8 | 3318984.9849 | 610300.48 | 276839.0788 | 0 | 230896.9998
7245 | 1998.285 | 2079.7687 | 2079.7687 | 2024.5727 | 1998.285 | 1846.95 | 3879846.156 | 719382.6004 | 326319.9407 | 0 | 274878.2591
7246 | 1626.9086 | 1693.2491 | 1693.2491 | 1648.3112 | 1626.9086 | 1838.7 | 3145620.313 | 585687.0784 | 265674.1664 | 0 | 262420.3493
7247 | 1615.2545 | 1681.1189 | 1681.1189 | 1636.5029 | 1615.2545 | 1810.7 | 3078111.4999 | 581491.6121 | 263771.0563 | 0 | 305767.5822
7248 | 1388.3885 | 0 | 0 | 0 | 0 | 1534.85 | 0 | 0 | 0 | 2544916.1737 | 0
7249 | 1436.5587 | 0 | 0 | 0 | 0 | 1255.5 | 0 | 0 | 0 | 1709504.8482 | 0
7250 | 1567.0843 | 0 | 0 | 0 | 0 | 1247.5 | 0 | 0 | 0 | 1864830.3301 | 0
7251 | 991.3731 | 0 | 0 | 0 | 0 | 1309.15 | 0 | 0 | 0 | 1179734.0114 | 0
7252 | 1218.2391 | 0 | 0 | 0 | 0 | 1242.35 | 0 | 0 | 0 | 1449704.4909 | 0
7253 | 1230.6701 | 0 | 0 | 0 | 0 | 1469.9 | 0 | 0 | 0 | 1464497.394 | 0
7254 | 1351.8724 | 0 | 0 | 0 | 0 | 1728.95 | 0 | 0 | 0 | 1608728.1976 | 0
7255 | 1256.2333 | 0 | 0 | 0 | 0 | 1786 | 0 | 0 | 0 | 2302675.6151 | 0
7256 | 631.5235 | 0 | 0 | 0 | 0 | 1816.7 | 0 | 0 | 0 | 1157582.6074 | 0
7257 | 1426.3624 | 0 | 0 | 0 | 0 | 1846.9 | 0 | 0 | 0 | 2614522.1949 | 0
7258 | 1434.29 | 666.2106 | 666.2106 | 648.5297 | 648.5297 | 1562.1 | 1067208.8964 | 233470.7015 | 105904.9043 | 1440298.6493 | 283991.1672
7259 | 1329.046 | 560.2085 | 560.2085 | 545.3409 | 545.3409 | 1519.75 | 871292.9453 | 196322.7197 | 89054.167 | 1436531.4536 | 261899.9615
7260 | 1071.6104 | 496.3423 | 496.3423 | 483.1696 | 483.1696 | 1432.15 | 726210.4189 | 173941.0689 | 78901.6015 | 1078611.9904 | 274367.8777
7261 | 1688.5431 | 83.1737 | 83.1737 | 80.9663 | 80.9663 | 1328.15 | 112931.5149 | 29147.8656 | 13221.7957 | 2946688.2077 | 54397.2042
7262 | 1314.6289 | 764.1924 | 764.1924 | 743.9112 | 743.9112 | 1558.45 | 1218803.0046 | 267808.0288 | 121480.6975 | 1046125.6189 | 232689.7852
7263 | 1623.5803 | 844.6081 | 844.6081 | 822.1926 | 822.1926 | 1848.3 | 1593989.3511 | 295989.3444 | 134264.0554 | 1468943.6881 | 120403.6832
7264 | 1596.3166 | 345.6264 | 345.6264 | 336.4536 | 336.4536 | 1884.25 | 665228.7106 | 121123.3054 | 54942.8772 | 2309328.8493 | 37594.674
7265 | 1509.3432 | 261.4202 | 261.4202 | 254.4823 | 254.4823 | 1898.45 | 507261.1444 | 91613.6218 | 41556.9568 | 2300160.127 | 24946.9761
7266 | 1577.5497 | 0 | 0 | 0 | 0 | 1908.65 | 0 | 0 | 0 | 2891648.5414 | 0
7267 | 1551.363 | 1614.6226 | 1614.6226 | 1571.7714 | 1551.363 | 1910.95 | 3117749.2752 | 558490.6681 | 253337.5725 | 0 | 138148.8722
7268 | 1267.9631 | 1319.6665 | 1319.6665 | 1284.6432 | 1267.9631 | 1863.8 | 2486083.4162 | 456466.72 | 207058.376 | 0 | 172696.5606
7269 | 1587.2847 | 1652.0094 | 1652.0094 | 1608.166 | 1587.2847 | 1846.95 | 3082495.6595 | 571422.4934 | 259203.5922 | 0 | 242933.9239
7270 | 1797.835 | 1871.1449 | 1871.1449 | 1821.4858 | 1797.835 | 1838.2 | 3476996.0086 | 647220.5824 | 293586.4475 | 0 | 290593.2854
7271 | 1567.0843 | 1630.9847 | 1630.9847 | 1587.6992 | 1567.0843 | 1790.7 | 2957915.5252 | 564150.352 | 255904.868 | 0 | 327990.6812
7272 | 1323.9027 | 0 | 0 | 0 | 0 | 1410.75 | 0 | 0 | 0 | 2426713.5758 | 0
7273 | 1209.6927 | 0 | 0 | 0 | 0 | 1634.6 | 0 | 0 | 0 | 1439534.3701 | 0
7274 | 1199.5926 | 0 | 0 | 0 | 0 | 1428.1 | 0 | 0 | 0 | 1427515.1357 | 0
7275 | 1285.8327 | 0 | 0 | 0 | 0 | 1330.45 | 0 | 0 | 0 | 1530140.8999 | 0
7276 | 1353.4263 | 0 | 0 | 0 | 0 | 1507.1 | 0 | 0 | 0 | 1610577.3101 | 0
7277 | 1157.6379 | 0 | 0 | 0 | 0 | 1681.5 | 0 | 0 | 0 | 1377589.0891 | 0
7278 | 1076.0594 | 0 | 0 | 0 | 0 | 1706.45 | 0 | 0 | 0 | 1280510.6634 | 0
7279 | 1040.5708 | 332.9934 | 332.9934 | 324.1559 | 324.1559 | 1786 | 609461.128 | 116696.1417 | 52934.6665 | 1313188.398 | 0
7280 | 680.187 | 707.9228 | 707.9228 | 689.135 | 680.187 | 1765.7 | 1263152.2782 | 244867.3345 | 111074.5437 | 0 | 0
7281 | 1145.7167 | 1192.4357 | 1192.4357 | 1160.7891 | 1145.7167 | 1803.4 | 2175894.1294 | 412458.0278 | 187095.5443 | 0 | 149098.8842
7282 | 1580.9303 | 1645.3953 | 1645.3953 | 1601.7274 | 1580.9303 | 1753.95 | 2917487.6106 | 569134.9152 | 258165.9213 | 0 | 388987.8265
7283 | 1460.9439 | 1520.5166 | 1520.5166 | 1480.1629 | 1460.9439 | 1622.6 | 2492305.7573 | 525939.7939 | 238572.1343 | 0 | 551360.2173
7284 | 1561.3107 | 1624.9763 | 1624.9763 | 1581.8503 | 1561.3107 | 1587.15 | 2611765.3644 | 562071.848 | 254962.0355 | 0 | 644587.118
7285 | 1658.8698 | 1726.5124 | 1726.5124 | 1680.6917 | 1658.8698 | 1380.65 | 2409070.4396 | 597193.1442 | 270893.4457 | 0 | 1027421.0385
7286 | 1697.236 | 1495.0207 | 1495.0207 | 1455.3437 | 1455.3437 | 1331.65 | 2032627.6936 | 523923.7205 | 237657.621 | 443388.6887 | 938965.5833
7287 | 1609.0448 | 1674.6567 | 1674.6567 | 1630.2122 | 1609.0448 | 1435.35 | 2425044.145 | 579256.128 | 262757.0158 | 0 | 908547.1463
7288 | 1884.7238 | 210.7635 | 210.7635 | 205.17 | 205.17 | 1737.75 | 374830.3471 | 73861.1985 | 33504.2603 | 3078622.1819 | 51940.9728
7289 | 1429.3409 | 403.9942 | 403.9942 | 393.2724 | 393.2724 | 1894.45 | 784067.0815 | 141578.0567 | 64221.3796 | 1899113.6726 | 40071.2131
7290 | 1778.5902 | 0 | 0 | 0 | 0 | 1908.65 | 0 | 0 | 0 | 3260155.8219 | 0
7291 | 1691.5158 | 1760.4906 | 1760.4906 | 1713.7681 | 1691.5158 | 1910.95 | 3398778.4992 | 608945.6938 | 276224.5328 | 0 | 131907.0935
7292 | 1294.379 | 1347.1596 | 1347.1596 | 1311.4067 | 1294.379 | 1863.8 | 2535418.6545 | 465976.4432 | 211372.0922 | 0 | 176294.4198
7293 | 1858.4361 | 1934.2171 | 1934.2171 | 1882.884 | 1858.4361 | 1847.45 | 3608859.6191 | 669037.0064 | 303482.6199 | 0 | 273980.2576
7294 | 1860.7669 | 1936.6431 | 1936.6431 | 1885.2457 | 1860.7669 | 1839.7 | 3597104.3457 | 669876.0995 | 303863.2418 | 0 | 287899.2809
7295 | 1745.7801 | 1816.9673 | 1816.9673 | 1768.746 | 1745.7801 | 1821.2 | 3338286.2111 | 628480.8331 | 285085.889 | 0 | 312145.464
7296 | 1270.2939 | 0 | 0 | 0 | 0 | 1798.2 | 0 | 0 | 0 | 2328448.7664 | 0
7297 | 979.2 | 0 | 0 | 0 | 0 | 1761.45 | 0 | 0 | 0 | 1165248 | 0
7298 | 1126.4 | 0 | 0 | 0 | 0 | 1685.9 | 0 | 0 | 0 | 1340416 | 0
7299 | 942.4 | 0 | 0 | 0 | 0 | 1682.25 | 0 | 0 | 0 | 1121456 | 0
7300 | 1153.6 | 0 | 0 | 0 | 0 | 1697.35 | 0 | 0 | 0 | 1372784 | 0
7301 | 813.6 | 0 | 0 | 0 | 0 | 1717.2 | 0 | 0 | 0 | 968184 | 0
7302 | 752.8 | 0 | 0 | 0 | 0 | 1726.55 | 0 | 0 | 0 | 895832 | 0
7303 | 972.165 | 339.6783 | 339.6783 | 330.6634 | 330.6634 | 1764 | 612334.7952 | 119038.84 | 53997.3405 | 1175872.3512 | 75331.908
7304 | 714.13 | 525.8514 | 525.8514 | 511.8956 | 511.8956 | 1768.7 | 949894.279 | 184282.4245 | 83592.5553 | 370695.6119 | 114297.5889
7305 | 999.303 | 1040.0514 | 1040.0514 | 1012.449 | 999.303 | 1801.4 | 1890845.9316 | 359749.08 | 163186.1799 | 0 | 198461.5758
7306 | 1215.461 | 1265.0236 | 1265.0236 | 1231.4506 | 1215.461 | 1711.75 | 2187437.4127 | 437565.96 | 198484.7813 | 0 | 350356.6333
7307 | 1450.762 | 1870.7172 | 1509.9184 | 1821.0694 | 1450.762 | 1701.15 | 2593928.431 | 522274.32 | 236909.4346 | 0 | 433560.2237
7308 | 1203.09 | 1429.8754 | 1252.1471 | 1391.9272 | 1203.09 | 1685.7 | 2131833.3621 | 433112.4 | 196464.597 | 0 | 378131.187
7309 | 1458.605 | 1518.0822 | 1518.0822 | 1477.7932 | 1458.605 | 1596.65 | 2450418.8795 | 525097.8 | 238190.1965 | 0 | 588328.3268
7310 | 1394.271 | 1451.1249 | 1451.1249 | 1412.6128 | 1394.271 | 1558.45 | 2278678.0969 | 501937.56 | 227684.4543 | 0 | 615640.36
7311 | 1158.39 | 1205.6254 | 1205.6254 | 1173.6288 | 1158.39 | 1806.7 | 2196023.9572 | 417020.4 | 189165.087 | 0 | 223916.787
7312 | 1214.189 | 1263.6997 | 1263.6997 | 1230.1618 | 1214.189 | 1860.75 | 2369596.618 | 437108.04 | 198277.0637 | 0 | 169075.8183
7313 | 1159.956 | 647.4922 | 647.4922 | 630.3081 | 630.3081 | 1899.45 | 1255360.1475 | 226910.9272 | 102929.3178 | 970844.5436 | 61180.8541
7314 | 1375.523 | 0 | 0 | 0 | 0 | 1908.65 | 0 | 0 | 0 | 2521333.659 | 0
7315 | 1310.4 | 1363.8339 | 1363.8339 | 1327.6385 | 1310.4 | 1910.95 | 2630410.6796 | 471744 | 213988.32 | 0 | 116691.12
7316 | 1376 | 1432.1089 | 1432.1089 | 1394.1015 | 1376 | 1863.8 | 2689030.2047 | 495360 | 224700.8 | 0 | 187411.2
7317 | 1444 | 1502.8817 | 1502.8817 | 1462.996 | 1444 | 1847.45 | 2795963.8246 | 519840 | 235805.2 | 0 | 220282.2
7318 | 890.4 | 926.7077 | 926.7077 | 902.1133 | 890.4 | 1839.7 | 1717465.4842 | 320544 | 145402.32 | 0 | 142731.12
7319 | 1152 | 1198.9749 | 1198.9749 | 1167.1547 | 1152 | 1821.7 | 2203881.4239 | 414720 | 188121.6 | 0 | 205401.6
7320 | 1338.4 | 0 | 0 | 0 | 0 | 1806.65 | 0 | 0 | 0 | 2453287.2 | 0
7321 | 1149.6 | 0 | 0 | 0 | 0 | 1788.85 | 0 | 0 | 0 | 2107216.8 | 0
7322 | 1115.2 | 0 | 0 | 0 | 0 | 1631.35 | 0 | 0 | 0 | 2044161.6 | 0
7323 | 995.2 | 0 | 0 | 0 | 0 | 1563.95 | 0 | 0 | 0 | 1824201.6 | 0
7324 | 1403.2 | 0 | 0 | 0 | 0 | 1563.1 | 0 | 0 | 0 | 2572065.6 | 0
7325 | 927.2 | 247.4083 | 247.4083 | 240.8422 | 240.8422 | 1564.5 | 395015.9962 | 86703.1831 | 39329.5272 | 1258093.8929 | 42603.6585
7326 | 899.2 | 935.8665 | 935.8665 | 911.0291 | 899.2 | 1738.2 | 1638950.3704 | 323712 | 146839.36 | 0 | 235410.56
7327 | 729.6 | 759.3507 | 759.3507 | 739.198 | 729.6 | 1775.2 | 1358901.2853 | 262656 | 119143.68 | 0 | 164014.08
7328 | 1140.583 | 1187.0923 | 1187.0923 | 1155.5875 | 1140.583 | 1696.35 | 2030373.9964 | 410609.88 | 186257.2039 | 0 | 346338.028
7329 | 1125.237 | 1171.1206 | 1171.1206 | 1140.0397 | 1125.237 | 1704.8 | 2013070.71 | 405085.32 | 183751.2021 | 0 | 332169.9624
7330 | 1053.168 | 1096.1128 | 1096.1128 | 1067.0226 | 1053.168 | 1650.75 | 1823330.4643 | 379140.48 | 171982.3344 | 0 | 367818.924
7331 | 1214.887 | 1264.4262 | 1264.4262 | 1230.869 | 1214.887 | 1545.7 | 1969530.3044 | 437359.32 | 198391.0471 | 0 | 551923.1641
7332 | 1367.312 | 1423.0666 | 1423.0666 | 1385.2992 | 1367.312 | 1487 | 2131363.9458 | 492232.32 | 223282.0496 | 0 | 701431.056
7333 | 1412.702 | 1470.3075 | 1470.3075 | 1431.2863 | 1412.702 | 1448.5 | 2145503.8053 | 508572.72 | 230694.2366 | 0 | 779105.153
7334 | 992.147 | 1032.6036 | 1032.6036 | 1005.1988 | 992.147 | 1600.55 | 1669000.9954 | 357172.92 | 162017.6051 | 0 | 396313.1191
7335 | 979.152 | 1019.0787 | 1019.0787 | 992.0329 | 979.152 | 1622.6 | 1671574.5747 | 352494.72 | 159895.5216 | 0 | 369531.9648
7336 | 1263.475 | 1314.9955 | 1314.9955 | 1280.0962 | 1263.475 | 1884.75 | 2499352.4677 | 454851 | 206325.4675 | 0 | 135627.2373
7337 | 1350.183 | 1405.2391 | 1405.2391 | 1367.9449 | 1350.183 | 1900.75 | 2692236.0553 | 486065.88 | 220484.8839 | 0 | 67082.9757
7338 | 1374.738 | 1430.7954 | 1430.7954 | 1392.8229 | 1374.738 | 1913.4 | 2760030.3142 | 494905.68 | 224494.7154 | 0 | 89879.1956
7339 | 1219.2 | 1268.9151 | 1268.9151 | 1235.2388 | 1219.2 | 1913.15 | 2452657.618 | 438912 | 199095.36 | 0 | 105887.52
7340 | 1216 | 1265.5846 | 1265.5846 | 1231.9967 | 1216 | 1864.5 | 2385271.7625 | 437760 | 198572.8 | 0 | 164768
7341 | 1084.8 | 1129.0347 | 1129.0347 | 1099.0707 | 1084.8 | 1845 | 2103791.1336 | 390528 | 177147.84 | 0 | 168144
7342 | 1232 | 1282.237 | 1282.237 | 1248.2071 | 1232 | 1837.85 | 2376216.6393 | 443520 | 201185.6 | 0 | 199768.8
7343 | 838.4 | 872.5873 | 872.5873 | 849.4293 | 838.4 | 1821.1 | 1605170.8898 | 301824 | 136910.72 | 0 | 149989.76
7344 | 932 | 970.004 | 970.004 | 944.2606 | 932 | 1807.2 | 1773899.1354 | 335520 | 152195.6 | 0 | 179689.6
7345 | 870.547 | 0 | 0 | 0 | 0 | 1439.25 | 0 | 0 | 0 | 1035950.93 | 0
7346 | 870.2682 | 0 | 0 | 0 | 0 | 1791.1 | 0 | 0 | 0 | 1035619.158 | 0
7347 | 862.4134 | 0 | 0 | 0 | 0 | 1694.7 | 0 | 0 | 0 | 1026271.946 | 0
7348 | 826.5843 | 0 | 0 | 0 | 0 | 1528.75 | 0 | 0 | 0 | 983635.317 | 0
7349 | 819.3456 | 0 | 0 | 0 | 0 | 1365.05 | 0 | 0 | 0 | 975021.264 | 0
7350 | 813.6014 | 0 | 0 | 0 | 0 | 1296.25 | 0 | 0 | 0 | 968185.666 | 0
7351 | 903.9083 | 940.7665 | 940.7665 | 915.799 | 903.9083 | 1032.25 | 982972.2573 | 325406.988 | 147608.2254 | 0 | 874757.2573
7352 | 791.2837 | 823.55 | 823.55 | 801.6935 | 791.2837 | 717.85 | 598698.7209 | 284862.132 | 129216.6282 | 0 | 1014543.4984
7353 | 1005.2559 | 1046.2471 | 1046.2471 | 1018.4803 | 1005.2559 | 1517.55 | 1606522.1814 | 361892.124 | 164158.2885 | 0 | 484985.709
7354 | 1195.4363 | 1244.182 | 1244.182 | 1211.1621 | 1195.4363 | 359.6 | 452073.1225 | 430357.068 | 195214.7478 | 0 | 1960993.2144
7355 | 1226.7781 | 1802.0113 | 1276.801 | 1754.1869 | 1226.7781 | 364.85 | 471198.4527 | 441640.116 | 200332.8637 | 0 | 2005966.2102
7356 | 1217.1598 | 1580.5205 | 1266.7908 | 1538.5744 | 1217.1598 | 356.05 | 456514.7414 | 438177.528 | 198762.1953 | 0 | 2000949.8532
7357 | 1234.1608 | 1284.4861 | 1284.4861 | 1250.3966 | 1234.1608 | 341 | 441807.6521 | 444297.888 | 201538.4586 | 0 | 2047472.7672
7358 | 1231.0896 | 1683.7177 | 1281.2889 | 1639.0327 | 1231.0896 | 1030.55 | 1337632.6015 | 443192.256 | 201036.9317 | 0 | 1193479.8127
7359 | 1249.2235 | 2110.1864 | 1300.1623 | 2054.1832 | 1249.2235 | 768.3 | 1012967.6454 | 449720.46 | 203998.1976 | 0 | 1538668.585
7360 | 1250.9173 | 1593.4855 | 1301.9254 | 1551.1952 | 1250.9173 | 1536.45 | 2027182.2631 | 450330.228 | 204274.7951 | 0 | 579862.7144
7361 | 1257.5245 | 1308.8018 | 1308.8018 | 1274.0669 | 1257.5245 | 1884.2 | 2499808.4599 | 452708.82 | 205353.7509 | 0 | 82480.7502
7362 | 1230.4932 | 1280.6686 | 1280.6686 | 1246.6803 | 1230.4932 | 1860.9 | 2413195.2554 | 442977.552 | 200939.5396 | 0 | 171161.5763
7363 | 1196.9072 | 1245.713 | 1245.713 | 1212.6525 | 1196.9072 | 1860.75 | 2347460.4989 | 430886.592 | 195454.9458 | 0 | 166669.2998
7364 | 1113.5542 | 1158.9612 | 1158.9612 | 1128.203 | 1113.5542 | 736.85 | 863824.817 | 400879.512 | 181843.4009 | 0 | 1406585.7351
7365 | 1185.424 | 1233.7618 | 1233.7618 | 1201.0184 | 1185.424 | 949.5 | 1184285.7518 | 426752.64 | 193579.7392 | 0 | 1245287.912
7366 | 1185.7689 | 1234.1209 | 1234.1209 | 1201.368 | 1185.7689 | 1644.2 | 2053810.7318 | 426876.804 | 193636.0614 | 0 | 421896.5746
7367 | 1162.3773 | 1209.775 | 1209.775 | 1177.6682 | 1162.3773 | 1503.7 | 1846942.2542 | 418455.828 | 189816.2131 | 0 | 576887.7051
7368 | 889.2698 | 925.5316 | 925.5316 | 900.9685 | 889.2698 | 1303.85 | 1231786.7536 | 320137.128 | 145217.7583 | 0 | 619065.1713
7369 | 85.6 | 89.0905 | 89.0905 | 86.7261 | 85.6 | 835.85 | 75179.3411 | 30816 | 13978.48 | 0 | 0
7370 | 91.2 | 94.9188 | 94.9188 | 92.3997 | 91.2 | 828.85 | 79329.7261 | 32832 | 14892.96 | 0 | 0
7371 | 84 | 87.4253 | 87.4253 | 85.105 | 84 | 551.3 | 48575.6081 | 30240 | 13717.2 | 0 | 0
7372 | 87.2 | 90.7557 | 90.7557 | 88.3471 | 87.2 | 550.65 | 50373.6866 | 31392 | 14239.76 | 0 | 0
7373 | 81.6 | 84.9274 | 84.9274 | 82.6735 | 81.6 | 550.3 | 47136.5248 | 29376 | 13325.28 | 0 | 0
7374 | 85.6 | 89.0905 | 89.0905 | 86.7261 | 85.6 | 275.1 | 24704.8411 | 30816 | 13978.48 | 0 | 0
7375 | 65.492 | 68.1626 | 68.1626 | 66.3536 | 65.492 | 274.35 | 18862.786 | 23577.12 | 10694.8436 | 0 | 113016.2698
7376 | 93.277 | 97.0805 | 97.0805 | 94.5041 | 93.277 | 280.75 | 27465.7956 | 33579.72 | 15232.1341 | 0 | 160366.4823
7377 | 618.406 | 643.6226 | 643.6226 | 626.5412 | 618.406 | 291.5 | 189656.1114 | 222626.16 | 100985.6998 | 0 | 1056546.651
7378 | 770.837 | 802.2693 | 802.2693 | 780.9775 | 770.837 | 303.85 | 246685.551 | 277501.32 | 125877.6821 | 0 | 1307455.1775
7379 | 1352.587 | 1407.7412 | 1407.7412 | 1370.3805 | 1352.587 | 314.3 | 447958.1573 | 486931.32 | 220877.4571 | 0 | 2280055.9059
7380 | 1093.259 | 1274.452 | 1137.8386 | 1240.6287 | 1093.259 | 309.1 | 355935.0699 | 393573.24 | 178529.1947 | 0 | 1848591.6431
7381 | 1179.255 | 1227.3412 | 1227.3412 | 1194.7683 | 1179.255 | 297.25 | 368421.6163 | 424531.8 | 192572.3415 | 0 | 2007976.4512
7382 | 1555.276 | 1618.6952 | 1618.6952 | 1575.7359 | 1555.276 | 299.95 | 490876.8178 | 559899.36 | 253976.5708 | 0 | 2644046.9638
7383 | 1278.067 | 1372.2215 | 1330.1825 | 1335.8035 | 1278.067 | 307.7 | 413483.2285 | 460104.12 | 208708.3411 | 0 | 2162872.7841
7384 | 1480.787 | 1353.6582 | 1353.6582 | 1317.7329 | 1317.7329 | 312.95 | 432942.4782 | 474383.8381 | 215185.7799 | 298878.1954 | 2146028.823
7385 | 1756.931 | 642.3591 | 642.3591 | 625.3112 | 625.3112 | 321.8 | 211530.7244 | 225112.05 | 102113.3271 | 2074259.0018 | 1013025.2916
7386 | 1617.657 | 742.4225 | 742.4225 | 722.719 | 722.719 | 1432.05 | 1088222.0231 | 260178.849 | 118020.0168 | 1640421.3081 | 0
7387 | 1474.4 | 1534.5213 | 1534.5213 | 1493.7959 | 1474.4 | 1855.8 | 2880030.689 | 530784 | 240769.52 | 0 | 212608.48
7388 | 1431.2 | 1489.5597 | 1489.5597 | 1450.0276 | 1431.2 | 1355.9 | 2041965.4457 | 515232 | 233714.96 | 0 | 921835.92
7389 | 1365.6 | 1421.2848 | 1421.2848 | 1383.5647 | 1365.6 | 605.4 | 870675.5244 | 491616 | 223002.48 | 0 | 1904465.76
7390 | 1100.8 | 1145.6871 | 1145.6871 | 1115.2812 | 1100.8 | 301.15 | 348942.3673 | 396288 | 179760.64 | 0 | 1870094.08
7391 | 1292.8 | 1345.5162 | 1345.5162 | 1309.807 | 1292.8 | 288.95 | 393126.2343 | 465408 | 211114.24 | 0 | 2212045.44
7392 | 1215.2 | 1264.752 | 1264.752 | 1231.1861 | 1215.2 | 276.85 | 353776.0091 | 437472 | 198442.16 | 0 | 1172620.8065
7393 | 949.6 | 0 | 0 | 0 | 0 | 1535.75 | 0 | 0 | 0 | 1130024 | 0
7394 | 1412.8 | 0 | 0 | 0 | 0 | 1272.85 | 0 | 0 | 0 | 1681232 | 0
7395 | 1319.2 | 0 | 0 | 0 | 0 | 1264.3 | 0 | 0 | 0 | 1569848 | 0
7396 | 1212.8 | 0 | 0 | 0 | 0 | 1274.45 | 0 | 0 | 0 | 1443232 | 0
7397 | 1012 | 0 | 0 | 0 | 0 | 1320.35 | 0 | 0 | 0 | 1204280 | 0
7398 | 1101.6 | 0 | 0 | 0 | 0 | 1399.2 | 0 | 0 | 0 | 1310904 | 0
7399 | 1240.205 | 1290.7766 | 1290.7766 | 1256.5201 | 1240.205 | 1445.4 | 1882306.2794 | 446473.8 | 202525.4765 | 0 | 687817.693
7400 | 972.841 | 1012.5103 | 1012.5103 | 985.6389 | 972.841 | 1470.9 | 1496594.1533 | 350222.76 | 158864.9353 | 0 | 514730.1731
7401 | 1091.276 | 1135.7747 | 1135.7747 | 1105.6319 | 1091.276 | 1577.4 | 1805793.612 | 392859.36 | 178205.3708 | 0 | 461173.2376
7402 | 1317.246 | 1370.9591 | 1370.9591 | 1334.5746 | 1317.246 | 1511.65 | 2097619.3551 | 474208.56 | 215106.2718 | 0 | 643277.0841
7403 | 1461.008 | 1520.5832 | 1520.5832 | 1480.2278 | 1461.008 | 1482.75 | 2280262.3874 | 525962.88 | 238582.6064 | 0 | 755706.388
7404 | 1485.364 | 1545.9324 | 1545.9324 | 1504.9042 | 1485.364 | 1459.95 | 2294722.3777 | 534731.04 | 242559.9412 | 0 | 802170.8282
7405 | 1859.342 | 1935.16 | 1935.16 | 1883.8019 | 1859.342 | 1485.7 | 2936432.3285 | 669363.12 | 303630.5486 | 0 | 956259.5906
7406 | 1111.595 | 1249.5129 | 1156.9223 | 1216.3515 | 1111.595 | 1506.35 | 1769167.4544 | 400174.2 | 181523.4635 | 0 | 548738.8718
7407 | 1623.432 | 2578.4652 | 1689.6293 | 2510.0341 | 1623.432 | 1547.15 | 2653057.1336 | 584435.52 | 265106.4456 | 0 | 735171.1812
7408 | 1529.712 | 1067.2333 | 1067.2333 | 1038.9095 | 1038.9095 | 1794.4 | 1965475.9624 | 374007.4374 | 169653.9292 | 899640.8939 | 206196.24
7409 | 1351.591 | 482.8996 | 482.8996 | 470.0837 | 470.0837 | 1900.25 | 938886.9096 | 169230.1406 | 76764.6721 | 1615802.837 | 45265.6523
7410 | 1119.86 | 0 | 0 | 0 | 0 | 1913.4 | 0 | 0 | 0 | 2052703.38 | 0
7411 | 915.2 | 952.5189 | 952.5189 | 927.2396 | 915.2 | 1913.15 | 1843483.3304 | 329472 | 149452.16 | 0 | 79485.12
7412 | 1072.8 | 1116.5453 | 1116.5453 | 1086.9128 | 1072.8 | 1860.9 | 2101259.8866 | 386208 | 175188.24 | 0 | 149226.48
7413 | 1204 | 1253.0953 | 1253.0953 | 1219.8388 | 1204 | 1757.25 | 2222415.1371 | 433440 | 196613.2 | 0 | 292271
7414 | 921.6 | 959.1799 | 959.1799 | 933.7238 | 921.6 | 1837.85 | 1776375.5582 | 331776 | 150497.28 | 0 | 149437.44
7415 | 1499.2 | 1560.3326 | 1560.3326 | 1518.9222 | 1499.2 | 1821.1 | 2865442.8276 | 539712 | 244819.36 | 0 | 268206.88
7416 | 1340 | 0 | 0 | 0 | 0 | 1806.25 | 0 | 0 | 0 | 2456220 | 0
7417 | 1268 | 0 | 0 | 0 | 0 | 1632.35 | 0 | 0 | 0 | 1508920 | 0
7418 | 1223.2 | 0 | 0 | 0 | 0 | 1740.85 | 0 | 0 | 0 | 1455608 | 0
7419 | 1244.8 | 0 | 0 | 0 | 0 | 1574.8 | 0 | 0 | 0 | 1481312 | 0
7420 | 1196 | 0 | 0 | 0 | 0 | 1573.45 | 0 | 0 | 0 | 1423240 | 0
7421 | 920 | 0 | 0 | 0 | 0 | 1522.95 | 0 | 0 | 0 | 1094800 | 0
7422 | 1409.6 | 0 | 0 | 0 | 0 | 1585.85 | 0 | 0 | 0 | 1677424 | 0
7423 | 1301.174 | 191.1137 | 191.1137 | 186.0416 | 186.0416 | 1712.85 | 334425.4552 | 66974.9856 | 30380.5976 | 2044037.6405 | 0
7424 | 900.704 | 653.0926 | 653.0926 | 635.7599 | 635.7599 | 1565.85 | 1045796.9525 | 228873.5708 | 103819.5948 | 485642.5005 | 0
7425 | 1025.232 | 303.8142 | 303.8142 | 295.7511 | 295.7511 | 1576.3 | 490723.7448 | 106470.4073 | 48296.1598 | 1337138.4321 | 0
7426 | 1161.734 | 1209.1058 | 1209.1058 | 1177.0168 | 1161.734 | 1571.6 | 1920405.496 | 418224.24 | 189711.1622 | 0 | 452041.6824
7427 | 1161.093 | 1208.4386 | 1208.4386 | 1176.3673 | 1161.093 | 1515.3 | 1855759.5694 | 417993.48 | 189606.4869 | 0 | 562781.7771
7428 | 1382.406 | 1438.7761 | 1438.7761 | 1400.5918 | 1382.406 | 1505.5 | 2191325.8694 | 497666.16 | 225746.8998 | 0 | 683599.767
7429 | 1308.312 | 1361.6608 | 1361.6608 | 1325.523 | 1308.312 | 1522.7 | 2097834.1259 | 470992.32 | 213647.3496 | 0 | 624457.3176
7430 | 1078.045 | 1122.0042 | 1122.0042 | 1092.2268 | 1078.045 | 1603.45 | 1817374.9034 | 388096.2 | 176044.7485 | 0 | 427498.7447
7431 | 1313.362 | 1366.9167 | 1366.9167 | 1330.6395 | 1313.362 | 1589.2 | 2191816.7995 | 472810.32 | 214472.0146 | 0 | 539529.1096
7432 | 1419.024 | 617.8884 | 617.8884 | 601.4899 | 601.4899 | 1860.75 | 1175240.3952 | 216536.3806 | 98223.3082 | 1498539.9206 | 80854.3985
7433 | 1209.14 | 334.2101 | 334.2101 | 325.3403 | 325.3403 | 1899.25 | 649278.0341 | 117122.5179 | 53128.0755 | 1620004.7999 | 31641.948
7434 | 1214.131 | 0 | 0 | 0 | 0 | 1911.9 | 0 | 0 | 0 | 2225502.123 | 0
7435 | 1495.2 | 1556.1695 | 1556.1695 | 1514.8696 | 1495.2 | 1911.65 | 3006737.6193 | 538272 | 244166.16 | 0 | 132100.92
7436 | 1044.8 | 1087.4036 | 1087.4036 | 1058.5445 | 1044.8 | 1726.55 | 1900175.7417 | 376128 | 170615.84 | 0 | 285700.56
7437 | 1540.8 | 1603.6289 | 1603.6289 | 1561.0694 | 1540.8 | 1696.2 | 2748184.862 | 554688 | 251612.64 | 0 | 468095.04
7438 | 1288 | 1340.5205 | 1340.5205 | 1304.9438 | 1288 | 1829.65 | 2474379.3995 | 463680 | 210330.4 | 0 | 219410.8
7439 | 1128.8 | 1174.8288 | 1174.8288 | 1143.6495 | 1128.8 | 1812.9 | 2147968.6003 | 406368 | 184333.04 | 0 | 211198.48
7440 | 1216 | 0 | 0 | 0 | 0 | 1680.25 | 0 | 0 | 0 | 2228928 | 0
7441 | 784.8 | 0 | 0 | 0 | 0 | 1484.85 | 0 | 0 | 0 | 933912 | 0
7442 | 1167.2 | 0 | 0 | 0 | 0 | 1478.35 | 0 | 0 | 0 | 1388968 | 0
7443 | 1024 | 0 | 0 | 0 | 0 | 1369.8 | 0 | 0 | 0 | 1218560 | 0
7444 | 1230.4 | 0 | 0 | 0 | 0 | 1333.95 | 0 | 0 | 0 | 1464176 | 0
7445 | 1207.2 | 0 | 0 | 0 | 0 | 1070.85 | 0 | 0 | 0 | 1436568 | 0
7446 | 961.6 | 0 | 0 | 0 | 0 | 1426.7 | 0 | 0 | 0 | 1144304 | 0
7447 | 1106.751 | 421.5698 | 421.5698 | 410.3815 | 410.3815 | 1543.4 | 664903.2967 | 147737.3511 | 67015.304 | 1276445.2371 | 180885.7428
7448 | 981.304 | 1021.3184 | 1021.3184 | 994.2132 | 981.304 | 1530.85 | 1575650.8417 | 353269.44 | 160246.9432 | 0 | 460378.7716
7449 | 1087.115 | 1131.4441 | 1131.4441 | 1101.4162 | 1087.115 | 1551.8 | 1772790.9358 | 391361.4 | 177525.8795 | 0 | 487244.943
7450 | 1162.094 | 1406.6223 | 1209.4805 | 1369.2913 | 1162.094 | 1584.2 | 1935627.9612 | 418353.84 | 189769.9502 | 0 | 483198.6852
7451 | 1710.031 | 1779.7606 | 1779.7606 | 1732.5267 | 1710.031 | 1462.25 | 2635520.6266 | 615611.16 | 279248.0623 | 0 | 919569.1702
7452 | 1447.547 | 1506.5733 | 1506.5733 | 1466.5897 | 1447.547 | 1419.4 | 2170122.5015 | 521116.92 | 236384.4251 | 0 | 840445.7882
7453 | 1355.19 | 1410.4503 | 1410.4503 | 1373.0177 | 1355.19 | 1396.6 | 1994182.4294 | 487868.4 | 221302.527 | 0 | 817721.646
7454 | 1224.544 | 1274.477 | 1274.477 | 1240.6531 | 1224.544 | 1556.35 | 2003696.8892 | 440835.84 | 199968.0352 | 0 | 543268.9456
7455 | 1435.996 | 1494.5513 | 1494.5513 | 1454.8867 | 1435.996 | 1472.6 | 2222980.3154 | 516958.56 | 234498.1468 | 0 | 757344.2904
7456 | 1576.816 | 1561.9031 | 1561.9031 | 1520.451 | 1520.451 | 1734.45 | 2765978.0026 | 547362.3758 | 248289.6555 | 103316.9646 | 389761.5436
7457 | 1545.343 | 683.5603 | 683.5603 | 665.419 | 665.419 | 1899.25 | 1325879.8765 | 239550.8482 | 108662.9264 | 1612900.6504 | 64717.2662
7458 | 1644.762 | 0 | 0 | 0 | 0 | 1911.4 | 0 | 0 | 0 | 3014848.746 | 0
7459 | 1521.6 | 1583.646 | 1583.646 | 1541.6169 | 1521.6 | 1911.65 | 3063802.5264 | 547776 | 248477.28 | 0 | 134433.36
7460 | 1470.4 | 1530.3582 | 1530.3582 | 1489.7433 | 1470.4 | 1715 | 2652004.3118 | 529344 | 240116.32 | 0 | 419064
7461 | 1567.2 | 1631.1054 | 1631.1054 | 1587.8167 | 1567.2 | 1712.6 | 2816897.2001 | 564192 | 255923.76 | 0 | 450413.28
7462 | 1155.2 | 1202.3054 | 1202.3054 | 1170.3968 | 1155.2 | 1835.85 | 2224093.4582 | 415872 | 188644.16 | 0 | 189626.08
7463 | 1411.2 | 1468.7442 | 1468.7442 | 1429.7645 | 1411.2 | 1712 | 2531072.8529 | 508032 | 230448.96 | 0 | 406425.6
7464 | 1588.8 | 0 | 0 | 0 | 0 | 1527.25 | 0 | 0 | 0 | 2912270.4 | 0
7465 | 1478.4 | 0 | 0 | 0 | 0 | 1484.85 | 0 | 0 | 0 | 1759296 | 0
7466 | 1609.6 | 0 | 0 | 0 | 0 | 1251.3 | 0 | 0 | 0 | 1915424 | 0
7467 | 1016 | 0 | 0 | 0 | 0 | 1202.2 | 0 | 0 | 0 | 1209040 | 0
7468 | 1200 | 0 | 0 | 0 | 0 | 1201.35 | 0 | 0 | 0 | 1428000 | 0
7469 | 1240 | 0 | 0 | 0 | 0 | 1186.35 | 0 | 0 | 0 | 1475600 | 0
7470 | 1102.4 | 0 | 0 | 0 | 0 | 1482.2 | 0 | 0 | 0 | 1311856 | 0
7471 | 1127.493 | 220.5437 | 220.5437 | 214.6906 | 214.6906 | 1655.8 | 372766.8072 | 77288.6213 | 35058.9774 | 1673166.7724 | 0
7472 | 1108.431 | 394.9217 | 394.9217 | 384.4407 | 384.4407 | 1803.35 | 727315.2757 | 138398.6543 | 62779.1674 | 1327074.2081 | 66972.5005
7473 | 1506.879 | 1017.9671 | 1017.9671 | 990.9508 | 990.9508 | 1747.95 | 1819392.8463 | 356742.3011 | 161822.2716 | 945696.3239 | 241112.2902
7474 | 1545.101 | 1400.6087 | 1400.6087 | 1363.4373 | 1363.4373 | 1606.3 | 2300625.7592 | 490837.4371 | 222649.3152 | 332989.5157 | 518180.4597
7475 | 1717.536 | 1787.5716 | 1787.5716 | 1740.1304 | 1717.536 | 1329.2 | 2402297.4639 | 618312.96 | 280473.6288 | 0 | 1152123.1488
7476 | 1743.337 | 1814.4247 | 1814.4247 | 1766.2709 | 1743.337 | 1157.7 | 2126201.0803 | 627601.32 | 284686.9321 | 0 | 1468412.7551
7477 | 1659.288 | 1726.9484 | 1726.9484 | 1681.1162 | 1659.288 | 1133.65 | 1984942.761 | 597343.68 | 270961.7304 | 0 | 1437524.1588
7478 | 1711.846 | 1781.6496 | 1781.6496 | 1734.3656 | 1711.846 | 1517.1 | 2737189.4475 | 616264.56 | 279544.4518 | 0 | 826650.4334
7479 | 1778.711 | 1339.6629 | 1339.6629 | 1304.109 | 1304.109 | 1567.1 | 2151814.3312 | 469479.2351 | 212960.9975 | 869945.491 | 544981.2732
7480 | 1671.964 | 1418.7297 | 1418.7297 | 1381.0774 | 1381.0774 | 1612.35 | 2337301.0798 | 497187.853 | 225529.9344 | 533195.1936 | 516818.4688
7481 | 1740.399 | 7.8849 | 7.8849 | 7.6757 | 7.6757 | 1874.15 | 15092.3428 | 2763.2388 | 1253.4358 | 3176081.876 | 932.5485
7482 | 1561.823 | 0 | 0 | 0 | 0 | 1905.2 | 0 | 0 | 0 | 2862821.559 | 0
7483 | 1636 | 1702.7108 | 1702.7108 | 1657.5218 | 1636 | 1911.15 | 3292543.3522 | 588960 | 267158.8 | 0 | 145358.6
7484 | 1423.2 | 1481.2335 | 1481.2335 | 1441.9224 | 1423.2 | 1706.25 | 2557924.4861 | 512352 | 232408.56 | 0 | 418065
7485 | 1198.4 | 1247.2669 | 1247.2669 | 1214.1651 | 1198.4 | 1672.1 | 2110261.8731 | 431424 | 195698.72 | 0 | 392955.36
7486 | 1556.8 | 1620.2813 | 1620.2813 | 1577.2799 | 1556.8 | 1829.65 | 2997695.7367 | 560448 | 254225.44 | 0 | 265200.88
7487 | 1191.2 | 1239.7733 | 1239.7733 | 1206.8704 | 1191.2 | 1778.1 | 2226505.7241 | 428832 | 194522.96 | 0 | 264327.28
7488 | 1529.6 | 0 | 0 | 0 | 0 | 1652.35 | 0 | 0 | 0 | 2803756.8 | 0
7489 | 1598.4 | 0 | 0 | 0 | 0 | 1458.95 | 0 | 0 | 0 | 2929867.2 | 0
7490 | 1415.2 | 0 | 0 | 0 | 0 | 1286.3 | 0 | 0 | 0 | 2594061.6 | 0
7491 | 1582.4 | 0 | 0 | 0 | 0 | 1329.3 | 0 | 0 | 0 | 2900539.2 | 0
7492 | 1364.8 | 0 | 0 | 0 | 0 | 1268.95 | 0 | 0 | 0 | 2501678.4 | 0
7493 | 1329.6 | 0 | 0 | 0 | 0 | 1335.35 | 0 | 0 | 0 | 2437156.8 | 0
7494 | 1695.2 | 0 | 0 | 0 | 0 | 1476.7 | 0 | 0 | 0 | 3107301.6 | 0
7495 | 1435.98 | 211.6035 | 211.6035 | 205.9876 | 205.9876 | 1534.65 | 330372.9803 | 74155.5403 | 33637.777 | 2254576.0474 | 92533.9168
7496 | 1870.081 | 1311.078 | 1311.078 | 1276.2827 | 1276.2827 | 1521.35 | 2033830.5733 | 459461.7649 | 208416.9617 | 1088432.32 | 589719.2966
7497 | 1222.75 | 1272.6098 | 1272.6098 | 1238.8355 | 1222.75 | 1551.8 | 1989987.8027 | 440190 | 199675.075 | 0 | 548036.55
7498 | 1723.893 | 1794.1878 | 1794.1878 | 1746.5711 | 1723.893 | 1408.6 | 2549849.1095 | 620601.48 | 281511.7269 | 0 | 1019510.3202
7499 | 1512.119 | 1573.7784 | 1573.7784 | 1532.0111 | 1512.119 | 1165.75 | 1848182.5993 | 544362.84 | 246929.0327 | 0 | 1261485.2758
7500 | 1701.586 | 1770.9712 | 1770.9712 | 1723.9706 | 1701.586 | 1150.95 | 2061154.3361 | 612570.96 | 277868.9938 | 0 | 1444731.5933
7501 | 1506.384 | 1567.8095 | 1567.8095 | 1526.2007 | 1506.384 | 1023.15 | 1620732.803 | 542298.24 | 245992.5072 | 0 | 1471511.2104
7502 | 1400.986 | 1458.1137 | 1458.1137 | 1419.4162 | 1400.986 | 1415.85 | 2075016.6843 | 504354.96 | 228781.0138 | 0 | 818385.9719
7503 | 1718.665 | 1788.7466 | 1788.7466 | 1741.2743 | 1718.665 | 1644.7 | 2966298.1587 | 618719.4 | 280657.9945 | 0 | 610641.6745
7504 | 1537.608 | 179.3612 | 179.3612 | 174.6011 | 174.6011 | 1865.25 | 342132.3884 | 62856.3883 | 28512.3561 | 2498391.6868 | 22711.9777
7505 | 1343.34 | 148.5761 | 148.5761 | 144.633 | 144.633 | 1899.25 | 288368.319 | 52067.8666 | 23618.5628 | 2197229.9994 | 14066.715
7506 | 1522.828 | 0 | 0 | 0 | 0 | 1911.9 | 0 | 0 | 0 | 2791343.724 | 0
7507 | 1356.8 | 0 | 0 | 0 | 0 | 1911.65 | 0 | 0 | 0 | 2487014.4 | 0
7508 | 1599.2 | 0 | 0 | 0 | 0 | 1722.65 | 0 | 0 | 0 | 2931333.6 | 0
7509 | 1412.8 | 1050.0605 | 1050.0605 | 1022.1925 | 1022.1925 | 1355.85 | 1458551.9196 | 367989.2958 | 166924.0334 | 715983.5687 | 100528.6256
7510 | 1264.8 | 1316.3745 | 1316.3745 | 1281.4386 | 1264.8 | 1801.9 | 2397146.5203 | 455328 | 206541.84 | 0 | 250556.88
7511 | 1524 | 1586.1438 | 1586.1438 | 1544.0484 | 1524 | 1693.6 | 2711650.0313 | 548640 | 248869.2 | 0 | 466953.6
7512 | 828.8 | 862.5958 | 862.5958 | 839.703 | 828.8 | 1587.75 | 1380262.8473 | 298368 | 135343.04 | 0 | 341672.8
7513 | 1140 | 0 | 0 | 0 | 0 | 1739.8 | 0 | 0 | 0 | 1356600 | 0
7514 | 1248.8 | 0 | 0 | 0 | 0 | 1499.35 | 0 | 0 | 0 | 1486072 | 0
7515 | 1267.2 | 0 | 0 | 0 | 0 | 1546.4 | 0 | 0 | 0 | 1507968 | 0
7516 | 1367.2 | 0 | 0 | 0 | 0 | 1633.25 | 0 | 0 | 0 | 1626968 | 0
7517 | 1266.4 | 0 | 0 | 0 | 0 | 1779.9 | 0 | 0 | 0 | 1507016 | 0
7518 | 1180 | 0 | 0 | 0 | 0 | 1785.6 | 0 | 0 | 0 | 1404200 | 0
7519 | 1235.738 | 1286.1274 | 1286.1274 | 1251.9943 | 1235.738 | 1779.2 | 2315051.5712 | 444865.68 | 201796.0154 | 0 | 272850.9504
7520 | 932.415 | 970.4359 | 970.4359 | 944.6811 | 932.415 | 1589.05 | 1557398.3662 | 335669.4 | 152263.3695 | 0 | 383175.9443
7521 | 1225.774 | 1275.7571 | 1275.7571 | 1241.8992 | 1225.774 | 1546.45 | 1993082.3726 | 441278.64 | 200168.8942 | 0 | 555949.7977
7522 | 1183.594 | 1231.8572 | 1231.8572 | 1199.1644 | 1183.594 | 1362.55 | 1699094.1355 | 426093.84 | 193280.9002 | 0 | 754481.9953
7523 | 1167.775 | 1293.9759 | 1215.3931 | 1259.6345 | 1167.775 | 1109.35 | 1362848.7281 | 420399 | 190697.6575 | 0 | 1040078.8037
7524 | 1149.101 | 1195.9577 | 1195.9577 | 1164.2176 | 1149.101 | 1045.35 | 1264738.594 | 413676.36 | 187648.1933 | 0 | 1096989.2696
7525 | 1061.564 | 1104.8512 | 1104.8512 | 1075.529 | 1061.564 | 1035.05 | 1157169.9098 | 382163.04 | 173353.4012 | 0 | 1024356.1818
7526 | 1207.035 | 1256.254 | 1256.254 | 1222.9137 | 1207.035 | 1304.55 | 1659076.1689 | 434532.6 | 197108.8155 | 0 | 839432.4907
7527 | 1229.373 | 1175.5022 | 1175.5022 | 1144.305 | 1144.305 | 1608.65 | 1942460.592 | 411949.8139 | 186865.0128 | 155929.5733 | 432302.038
7528 | 1219.569 | 724.0112 | 724.0112 | 704.7963 | 704.7963 | 1773.7 | 1318531.5362 | 253726.6718 | 115093.2375 | 943578.3398 | 153967.2784
7529 | 850.341 | 249.4575 | 249.4575 | 242.8371 | 242.8371 | 1883.7 | 482139.7233 | 87421.348 | 39655.2948 | 1113554.6896 | 27263.1623
7530 | 1029.964 | 0 | 0 | 0 | 0 | 1860.3 | 0 | 0 | 0 | 1887924.012 | 0
7531 | 1183.2 | 1231.4471 | 1231.4471 | 1198.7652 | 1183.2 | 1880.55 | 2348138.2271 | 425952 | 193216.56 | 0 | 141333.24
7532 | 1294.4 | 1347.1815 | 1347.1815 | 1311.428 | 1294.4 | 1819.35 | 2488437.7241 | 465984 | 211375.52 | 0 | 233833.36
7533 | 1021.6 | 1063.2576 | 1063.2576 | 1035.0393 | 1021.6 | 1738.5 | 1874986.2374 | 367776 | 166827.28 | 0 | 267148.4
7534 | 1191.2 | 1239.7733 | 1239.7733 | 1206.8704 | 1191.2 | 1824.9 | 2291243.8164 | 428832 | 194522.96 | 0 | 208579.12
7535 | 1176 | 1223.9535 | 1223.9535 | 1191.4705 | 1176 | 1812.7 | 2247501.8151 | 423360 | 192040.8 | 0 | 220264.8
7536 | 173.6 | 0 | 0 | 0 | 0 | 1796.3 | 0 | 0 | 0 | 318208.8 | 0
7537 | 89.6 | 0 | 0 | 0 | 0 | 1648.85 | 0 | 0 | 0 | 106624 | 0
7538 | 171.2 | 0 | 0 | 0 | 0 | 1777.85 | 0 | 0 | 0 | 203728 | 0
7539 | 109.6 | 0 | 0 | 0 | 0 | 1740.75 | 0 | 0 | 0 | 130424 | 0
7540 | 114.4 | 0 | 0 | 0 | 0 | 1752.6 | 0 | 0 | 0 | 136136 | 0
7541 | 85.6 | 0 | 0 | 0 | 0 | 1775.15 | 0 | 0 | 0 | 101864 | 0
7542 | 88.8 | 0 | 0 | 0 | 0 | 1775.85 | 0 | 0 | 0 | 105672 | 0
7543 | 85.749 | 89.2456 | 89.2456 | 86.877 | 85.749 | 1678.55 | 151196.1845 | 30869.64 | 14002.8117 | 0 | 0
7544 | 209.928 | 170.6728 | 170.6728 | 166.1433 | 166.1433 | 1518.05 | 264914.5333 | 59811.5734 | 27131.1943 | 80257.4293 | 0
7545 | 856.951 | 574.4994 | 574.4994 | 559.2525 | 559.2525 | 1496.45 | 874823.691 | 201330.9077 | 91325.9367 | 545681.3113 | 139927.9846
7546 | 1343.987 | 703.0655 | 703.0655 | 684.4066 | 684.4066 | 1256.85 | 899624.3817 | 246386.3628 | 111763.5918 | 1209010.9406 | 490988.0578
7547 | 1233.607 | 1131.9145 | 1131.9145 | 1101.8741 | 1101.8741 | 1188.25 | 1374504.6819 | 396674.6764 | 179936.0407 | 241466.4037 | 863445.487
7548 | 1009.939 | 1051.1211 | 1051.1211 | 1023.2249 | 1009.939 | 1183.05 | 1257434.4839 | 363578.04 | 164923.0387 | 0 | 825069.6661
7549 | 1251.764 | 1302.8069 | 1302.8069 | 1268.2311 | 1251.764 | 1016.65 | 1339086.4757 | 450635.04 | 204413.0612 | 0 | 1230922.1294
7550 | 1114.082 | 1159.5107 | 1159.5107 | 1128.7379 | 1114.082 | 1019.35 | 1193600.9148 | 401069.52 | 181929.5906 | 0 | 1092524.5133
7551 | 1131.027 | 1177.1467 | 1177.1467 | 1145.9058 | 1131.027 | 1027.1 | 1219353.1333 | 407169.72 | 184696.7091 | 0 | 1100376.1683
7552 | 1306.039 | 1359.2951 | 1359.2951 | 1323.2201 | 1306.039 | 1355.45 | 1853644.0457 | 470174.04 | 213276.1687 | 0 | 841807.4374
7553 | 1317.887 | 795.6489 | 795.6489 | 774.5328 | 774.5328 | 1542.9 | 1251673.7248 | 278831.8052 | 126481.205 | 995968.2627 | 341767.7277
7554 | 1482.151 | 0 | 0 | 0 | 0 | 1846.5 | 0 | 0 | 0 | 2716782.783 | 0
7555 | 1344.8 | 1399.6366 | 1399.6366 | 1362.491 | 1344.8 | 1859.4 | 2628801.806 | 484128 | 219605.84 | 0 | 189078.88
7556 | 1447.2 | 1506.2122 | 1506.2122 | 1466.2381 | 1447.2 | 1826.35 | 2782152.5657 | 520992 | 236327.76 | 0 | 251306.28
7557 | 1483.2 | 1543.6801 | 1543.6801 | 1502.7117 | 1483.2 | 1815.35 | 2836279.3764 | 533952 | 242206.56 | 0 | 273872.88
7558 | 1075.2 | 1119.0432 | 1119.0432 | 1089.3444 | 1075.2 | 1808.05 | 2048178.7133 | 387072 | 175580.16 | 0 | 206384.64
7559 | 1232.8 | 1283.0696 | 1283.0696 | 1249.0177 | 1232.8 | 1795.95 | 2331814.8154 | 443808 | 201316.24 | 0 | 251552.84
7560 | 1115.2 | 0 | 0 | 0 | 0 | 1759.25 | 0 | 0 | 0 | 2044161.6 | 0
7561 | 1131.2 | 0 | 0 | 0 | 0 | 1661.95 | 0 | 0 | 0 | 1346128 | 0
7562 | 1402.4 | 0 | 0 | 0 | 0 | 1454.1 | 0 | 0 | 0 | 1668856 | 0
7563 | 878.4 | 0 | 0 | 0 | 0 | 1394.3 | 0 | 0 | 0 | 1045296 | 0
7564 | 985.6 | 0 | 0 | 0 | 0 | 1490.7 | 0 | 0 | 0 | 1172864 | 0
7565 | 1147.2 | 0 | 0 | 0 | 0 | 1508.35 | 0 | 0 | 0 | 1365168 | 0
7566 | 1303.2 | 0 | 0 | 0 | 0 | 1538.45 | 0 | 0 | 0 | 1550808 | 0
7567 | 1182.365 | 1153.8822 | 1153.8822 | 1123.2588 | 1123.2588 | 1779.7 | 2095553.5583 | 404373.156 | 183428.1566 | 108341.7256 | 105309.1278
7568 | 1335.808 | 1390.278 | 1390.278 | 1353.3807 | 1335.808 | 1804.75 | 2530484.6138 | 480890.88 | 218137.4464 | 0 | 260816.512
7569 | 1230.58 | 1280.7591 | 1280.7591 | 1246.7685 | 1230.58 | 1734.3 | 2243044.1097 | 443008.8 | 200953.714 | 0 | 326965.106
7570 | 1363.817 | 1517.0498 | 1419.4291 | 1476.7881 | 1363.817 | 1600.45 | 2298557.2597 | 490974.12 | 222711.3161 | 0 | 544913.0823
7571 | 1384.068 | 1963.3297 | 1440.5048 | 1911.224 | 1384.068 | 1284.75 | 1876433.2373 | 498264.48 | 226018.3044 | 0 | 989954.637
7572 | 1456.248 | 2125.1226 | 1515.6291 | 2068.723 | 1456.248 | 1153 | 1771721.166 | 524249.28 | 237805.2984 | 0 | 1233442.056
7573 | 1474.147 | 1811.5938 | 1534.258 | 1763.5151 | 1474.147 | 1148.15 | 1782696.2763 | 530692.92 | 240728.2051 | 0 | 1255752.122
7574 | 1408.803 | 1466.2495 | 1466.2495 | 1427.336 | 1408.803 | 1578.45 | 2340729.7334 | 507169.08 | 230057.5299 | 0 | 584594.5797
7575 | 1416.215 | 327.8051 | 327.8051 | 319.1054 | 319.1054 | 1672.6 | 560829.3223 | 114877.9334 | 52109.907 | 2011001.9506 | 100854.2604
7576 | 1598.239 | 770.1228 | 770.1228 | 749.6841 | 749.6841 | 1885.25 | 1485205.3866 | 269886.2937 | 122423.4216 | 1555401.0415 | 83044.575
7577 | 1617.779 | 563.6337 | 563.6337 | 548.6752 | 548.6752 | 1900.75 | 1095111.0752 | 197523.0654 | 89598.6572 | 1959667.299 | 52568.5565
7578 | 1347.526 | 0 | 0 | 0 | 0 | 1913.4 | 0 | 0 | 0 | 2470015.158 | 0
7579 | 1315.2 | 1368.8296 | 1368.8296 | 1332.5016 | 1315.2 | 1913.15 | 2645942.8079 | 473472 | 214772.16 | 0 | 114225.12
7580 | 1236.8 | 1287.2327 | 1287.2327 | 1253.0703 | 1236.8 | 1865.5 | 2426715.9752 | 445248 | 201969.44 | 0 | 166349.6
7581 | 1147.2 | 1193.9791 | 1193.9791 | 1162.2916 | 1147.2 | 1849.6 | 2228973.7823 | 412992 | 187337.76 | 0 | 172538.88
7582 | 1199.2 | 1248.0995 | 1248.0995 | 1214.9756 | 1199.2 | 1837.85 | 2315863.8918 | 431712 | 195829.36 | 0 | 194450.28
7583 | 1183.2 | 1231.4471 | 1231.4471 | 1198.7652 | 1183.2 | 1821.1 | 2264357.3146 | 425952 | 193216.56 | 0 | 211674.48
7584 | 1420 | 0 | 0 | 0 | 0 | 1807.75 | 0 | 0 | 0 | 2602860 | 0
7585 | 1430.4 | 0 | 0 | 0 | 0 | 1794.85 | 0 | 0 | 0 | 1702176 | 0
7586 | 1165.6 | 0 | 0 | 0 | 0 | 1788.35 | 0 | 0 | 0 | 1387064 | 0
7587 | 1365.6 | 0 | 0 | 0 | 0 | 1785.3 | 0 | 0 | 0 | 1625064 | 0
7588 | 876.8 | 0 | 0 | 0 | 0 | 1783.55 | 0 | 0 | 0 | 1043392 | 0
7589 | 816 | 0 | 0 | 0 | 0 | 1784.95 | 0 | 0 | 0 | 971040 | 0
7590 | 768 | 0 | 0 | 0 | 0 | 1792.2 | 0 | 0 | 0 | 913920 | 0
7591 | 1244.499 | 426.8944 | 426.8944 | 415.5648 | 415.5648 | 1806.3 | 787565.8728 | 149603.3397 | 67861.7371 | 1519436.329 | 70086.471
7592 | 1277.595 | 1329.6912 | 1329.6912 | 1294.4019 | 1277.595 | 1829.9 | 2453115.4489 | 459934.2 | 208631.2635 | 0 | 217318.9095
7593 | 1546.546 | 1609.6092 | 1609.6092 | 1566.891 | 1546.546 | 1856.7 | 3021096.0102 | 556756.56 | 252550.9618 | 0 | 221620.0418
7594 | 1572.208 | 1636.3176 | 1636.3176 | 1592.8906 | 1572.208 | 1870.1 | 3094751.6941 | 565994.88 | 256741.5664 | 0 | 204229.8192
7595 | 1429.627 | 1725.8046 | 1487.9216 | 1680.0027 | 1429.627 | 1849.15 | 2783831.0709 | 514665.72 | 233458.0891 | 0 | 215659.233
7596 | 1773.524 | 1845.8426 | 1845.8426 | 1796.855 | 1773.524 | 1689.95 | 3158692.9607 | 638468.64 | 289616.4692 | 0 | 545381.6706
7597 | 1456.594 | 1030.9258 | 1030.9258 | 1003.5656 | 1003.5656 | 1573.15 | 1663942.5165 | 361283.6272 | 163882.2676 | 830401.0002 | 413524.5967
7598 | 1568.38 | 1602.7203 | 1602.7203 | 1560.185 | 1560.185 | 1839.75 | 3024631.9183 | 561666.5864 | 254778.2043 | 15021.5041 | 241353.9673
7599 | 1614.354 | 1680.1822 | 1680.1822 | 1635.5911 | 1614.354 | 1882.15 | 3196285.1754 | 581167.44 | 263624.0082 | 0 | 190251.6189
7600 | 1835.767 | 1724.997 | 1724.997 | 1679.2165 | 1679.2165 | 1889.85 | 3333503.6135 | 604517.9427 | 274216.0557 | 286957.0525 | 178554.6921
7601 | 1488.288 | 298.6759 | 298.6759 | 290.7492 | 290.7492 | 1900.75 | 581034.3149 | 104669.7064 | 47479.3418 | 2195088.6489 | 27856.5968
7602 | 1561.284 | 0 | 0 | 0 | 0 | 1913.4 | 0 | 0 | 0 | 2861833.572 | 0
7603 | 1532 | 1594.47 | 1594.47 | 1552.1537 | 1532 | 1913.15 | 3089423.4408 | 551520 | 250175.6 | 0 | 133054.2
7604 | 1440.8 | 1499.5512 | 1499.5512 | 1459.7539 | 1440.8 | 1865.5 | 2833388.6008 | 518688 | 235282.64 | 0 | 193787.6
7605 | 1496.8 | 1557.8347 | 1557.8347 | 1516.4906 | 1496.8 | 1849.6 | 2912157.7557 | 538848 | 244427.44 | 0 | 225118.72
7606 | 967.2 | 1006.6393 | 1006.6393 | 979.9237 | 967.2 | 1837.85 | 1868387.2009 | 348192 | 157943.76 | 0 | 156831.48
7607 | 1389.6 | 1446.2634 | 1446.2634 | 1407.8804 | 1389.6 | 1821.1 | 2668762.4115 | 500256 | 226921.68 | 0 | 248599.44
7608 | 994.4 | 957.3273 | 957.3273 | 931.9204 | 931.9204 | 1807.75 | 1774198.5027 | 335491.3314 | 152182.5956 | 114525.1708 | 0
7609 | 1131.2 | 0 | 0 | 0 | 0 | 1794.85 | 0 | 0 | 0 | 1346128 | 0
7610 | 1332.8 | 0 | 0 | 0 | 0 | 1788.35 | 0 | 0 | 0 | 1586032 | 0
7611 | 1132.8 | 0 | 0 | 0 | 0 | 1785.3 | 0 | 0 | 0 | 1348032 | 0
7612 | 1163.2 | 0 | 0 | 0 | 0 | 1784.45 | 0 | 0 | 0 | 1384208 | 0
7613 | 1312.8 | 0 | 0 | 0 | 0 | 1785.85 | 0 | 0 | 0 | 1562232 | 0
7614 | 1239.2 | 0 | 0 | 0 | 0 | 1792.2 | 0 | 0 | 0 | 1474648 | 0
7615 | 1053.267 | 1096.2159 | 1096.2159 | 1067.1229 | 1053.267 | 1806.3 | 2000080.2686 | 379176.12 | 171998.5011 | 0 | 70276.4907
7616 | 1323.515 | 1377.4837 | 1377.4837 | 1340.926 | 1323.515 | 1826.75 | 2537469.1055 | 476465.4 | 216129.9995 | 0 | 222976.215
7617 | 1381.943 | 1438.2942 | 1438.2942 | 1400.1227 | 1381.943 | 1860.8 | 2701078.9499 | 497499.48 | 225671.2919 | 0 | 192366.4656
7618 | 1401.676 | 1458.8319 | 1458.8319 | 1420.1153 | 1401.676 | 1871.1 | 2756757.3181 | 504603.36 | 228893.6908 | 0 | 180676.0364
7619 | 1376.532 | 1832.8142 | 1432.6615 | 1784.1723 | 1376.532 | 1858.2 | 2694313.3297 | 495551.52 | 224787.6756 | 0 | 195192.2376
7620 | 1661.105 | 1986.3444 | 1728.8395 | 1933.6279 | 1661.105 | 1830 | 3200201.7161 | 597997.8 | 271258.4465 | 0 | 282387.85
7621 | 1751.024 | 1891.4526 | 1822.4251 | 1841.2545 | 1751.024 | 1840.45 | 3396407.3791 | 630368.64 | 285942.2192 | 0 | 279375.8792
7622 | 1832.523 | 2127.839 | 1907.2474 | 2071.3673 | 1832.523 | 1857.65 | 3584365.4009 | 659708.28 | 299251.0059 | 0 | 260859.6491
7623 | 1589.617 | 2364.1901 | 1654.4365 | 2301.4457 | 1589.617 | 1873.9 | 3130241.4745 | 572262.12 | 259584.4561 | 0 | 200450.7037
7624 | 1620.881 | 1574.7359 | 1574.7359 | 1532.9432 | 1532.9432 | 1889.85 | 3040927.9908 | 551859.5688 | 250329.6322 | 161189.9017 | 163001.1817
7625 | 1347.911 | 558.5068 | 558.5068 | 543.6844 | 543.6844 | 1900.75 | 1084077.0093 | 195726.3766 | 88783.6592 | 1474147.3955 | 52090.37
7626 | 1547.415 | 0 | 0 | 0 | 0 | 1913.4 | 0 | 0 | 0 | 2836411.695 | 0
7627 | 1665.6 | 1733.5178 | 1733.5178 | 1687.5112 | 1665.6 | 1913.15 | 3351990.3959 | 599616 | 271992.48 | 0 | 144657.36
7628 | 1189.6 | 1238.1081 | 1238.1081 | 1205.2494 | 1189.6 | 1865.5 | 2333294.0462 | 428256 | 194261.68 | 0 | 160001.2
7629 | 890.4 | 926.7077 | 926.7077 | 902.1133 | 890.4 | 1849.6 | 1730363.1386 | 320544 | 145402.32 | 0 | 133916.16
7630 | 993.6 | 1034.1158 | 1034.1158 | 1006.671 | 993.6 | 1837.85 | 1919059.8009 | 357696 | 162254.88 | 0 | 161112.24
7631 | 1250.4 | 1301.3873 | 1301.3873 | 1266.8492 | 1250.4 | 1821.1 | 2394500.5361 | 450144 | 204190.32 | 0 | 223696.56
7632 | 1127.2 | 623.5897 | 623.5897 | 607.04 | 607.04 | 1807.75 | 1155361.6644 | 218534.4036 | 99129.6337 | 953453.2615 | 15245.8095
7633 | 1052 | 0 | 0 | 0 | 0 | 1794.85 | 0 | 0 | 0 | 1251880 | 0
7634 | 1386.4 | 0 | 0 | 0 | 0 | 1788.35 | 0 | 0 | 0 | 1649816 | 0
7635 | 1046.4 | 0 | 0 | 0 | 0 | 1785.3 | 0 | 0 | 0 | 1245216 | 0
7636 | 1260 | 0 | 0 | 0 | 0 | 1784.45 | 0 | 0 | 0 | 1499400 | 0
7637 | 1321.6 | 0 | 0 | 0 | 0 | 1785.85 | 0 | 0 | 0 | 1572704 | 0
7638 | 721.6 | 0 | 0 | 0 | 0 | 1792.2 | 0 | 0 | 0 | 858704 | 0
7639 | 904.057 | 940.9215 | 940.9215 | 915.95 | 904.057 | 1806.3 | 1719339.8618 | 325460.52 | 147632.5081 | 0 | 175115.8409
7640 | 979.12 | 1019.0454 | 1019.0454 | 992.0005 | 979.12 | 1826.25 | 1880675.904 | 352483.2 | 159890.296 | 0 | 170122.1
7641 | 1105.275 | 1150.3446 | 1150.3446 | 1119.8151 | 1105.275 | 1853.6 | 2153721.5769 | 397899 | 180491.4075 | 0 | 161812.26
7642 | 1633.544 | 1700.1547 | 1700.1547 | 1655.0335 | 1633.544 | 1826 | 3139102.8807 | 588075.84 | 266757.7352 | 0 | 284236.656
7643 | 1559.029 | 1622.6012 | 1622.6012 | 1579.5383 | 1559.029 | 1625.25 | 2670995.1835 | 561250.44 | 254589.4357 | 0 | 584246.1178
7644 | 1491.985 | 1552.8234 | 1552.8234 | 1511.6123 | 1491.985 | 1359.95 | 2139321.8139 | 537114.6 | 243641.1505 | 0 | 954944.9993
7645 | 1664.025 | 1731.8786 | 1731.8786 | 1685.9155 | 1664.025 | 1414.4 | 2479466.2149 | 599049 | 271735.2825 | 0 | 974453.04
7646 | 1509.416 | 1570.9651 | 1570.9651 | 1529.2726 | 1509.416 | 1530.45 | 2431914.511 | 543389.76 | 246487.6328 | 0 | 708746.2828
7647 | 1181.19 | 1229.3551 | 1229.3551 | 1196.7287 | 1181.19 | 1644.7 | 2046548.2903 | 425228.4 | 192888.327 | 0 | 419676.807
7648 | 1646.173 | 1713.2987 | 1713.2987 | 1667.8286 | 1646.173 | 1863.25 | 3223536.9232 | 592622.28 | 268820.0509 | 0 | 225114.1577
7649 | 1321.611 | 767.7123 | 767.7123 | 747.3377 | 747.3377 | 1900.75 | 1491277.0987 | 269041.5655 | 122040.2435 | 1052642.9921 | 71602.3245
7650 | 1456.398 | 0 | 0 | 0 | 0 | 1913.4 | 0 | 0 | 0 | 2669577.534 | 0
7651 | 1341.6 | 1396.3061 | 1396.3061 | 1359.2489 | 1341.6 | 1913.15 | 2696580.6887 | 482976 | 219083.28 | 0 | 116517.96
7652 | 1266.4 | 1318.0397 | 1318.0397 | 1283.0597 | 1266.4 | 1865.5 | 2478829.5277 | 455904 | 206803.12 | 0 | 170330.8
7653 | 1124.8 | 1170.6657 | 1170.6657 | 1139.5969 | 1124.8 | 1849.6 | 2181584.564 | 404928 | 183679.84 | 0 | 169169.92
7654 | 1446.4 | 1505.3796 | 1505.3796 | 1465.4276 | 1446.4 | 1837.85 | 2786060.864 | 520704 | 236197.12 | 0 | 234533.76
7655 | 1150.4 | 1197.3096 | 1197.3096 | 1165.5337 | 1150.4 | 1821.1 | 2198168.5994 | 414144 | 187860.32 | 0 | 205806.56
7656 | 1467.2 | 0 | 0 | 0 | 0 | 1807.75 | 0 | 0 | 0 | 2689377.6 | 0
7657 | 1057.6 | 0 | 0 | 0 | 0 | 1794.85 | 0 | 0 | 0 | 1938580.8 | 0
7658 | 1108 | 0 | 0 | 0 | 0 | 1788.35 | 0 | 0 | 0 | 2030964 | 0
7659 | 1446.4 | 0 | 0 | 0 | 0 | 1785.3 | 0 | 0 | 0 | 2651251.2 | 0
7660 | 1334.4 | 701.9321 | 701.9321 | 683.3032 | 683.3032 | 1784.45 | 1280793.0579 | 245989.1654 | 111583.4187 | 1193460.366 | 0
7661 | 826.4 | 860.0979 | 860.0979 | 837.2714 | 826.4 | 1785.85 | 1549961.4995 | 297504 | 134951.12 | 0 | 54123.4144
7662 | 1045.6 | 1088.2362 | 1088.2362 | 1059.355 | 1045.6 | 1792.2 | 1967353.4912 | 376416 | 170746.48 | 0 | 217275.68
7663 | 960.752 | 999.9284 | 999.9284 | 973.3908 | 960.752 | 1806.3 | 1826044.7713 | 345870.72 | 156890.8016 | 0 | 186097.6624
7664 | 891.267 | 927.61 | 927.61 | 902.9917 | 891.267 | 1829.85 | 1713587.6417 | 320856.12 | 145543.9011 | 0 | 151649.08
7665 | 1021.024 | 1062.6581 | 1062.6581 | 1034.4557 | 1021.024 | 1859.8 | 1996210.9744 | 367568.64 | 166733.2192 | 0 | 143147.5648
7666 | 1278.022 | 1509.8663 | 1330.1356 | 1469.7953 | 1278.022 | 1863.9 | 2509692.124 | 460087.92 | 208700.9926 | 0 | 173938.7942
7667 | 1410.682 | 2001.4721 | 1468.204 | 1948.3541 | 1410.682 | 1665.75 | 2478964.939 | 507845.52 | 230364.3706 | 0 | 471520.4585
7668 | 1375.315 | 1632.7061 | 1431.3949 | 1589.375 | 1375.315 | 1738.45 | 2515071.2316 | 495113.4 | 224588.9395 | 0 | 359713.6382
7669 | 1500.064 | 1853.9544 | 1561.2318 | 1804.7515 | 1500.064 | 1582.85 | 2506374.2344 | 540023.04 | 244960.4512 | 0 | 625751.6976
7670 | 1347.201 | 2359.6148 | 1402.1355 | 2296.9919 | 1347.201 | 1740.85 | 2475521.3076 | 484992.36 | 219997.9233 | 0 | 349127.1392
7671 | 1165.374 | 2938.5157 | 1212.8942 | 2860.5291 | 1165.374 | 1877.5 | 2305090.9058 | 419534.64 | 190305.5742 | 0 | 142758.315
7672 | 1265.572 | 1733.1692 | 1317.178 | 1687.1718 | 1265.572 | 1889.85 | 2518233.3185 | 455605.92 | 206667.9076 | 0 | 139402.7558
7673 | 1012.197 | 1053.4711 | 1053.4711 | 1025.5126 | 1012.197 | 1900.75 | 2023686.3231 | 364390.92 | 165291.7701 | 0 | 26063.1493
7674 | 1011.616 | 1052.8665 | 1052.8665 | 1024.924 | 1011.616 | 1913.4 | 2033144.6774 | 364181.76 | 165196.8928 | 0 | 87605.9456
7675 | 971.2 | 1010.8024 | 1010.8024 | 983.9763 | 971.2 | 1913.15 | 1953881.7071 | 349632 | 158596.96 | 0 | 84348.72
7676 | 1312 | 1365.4992 | 1365.4992 | 1329.2595 | 1312 | 1865.5 | 2572517.6786 | 472320 | 214249.6 | 0 | 176464
7677 | 1095.2 | 1139.8587 | 1139.8587 | 1109.6075 | 1095.2 | 1849.6 | 2126079.9216 | 394272 | 178846.16 | 0 | 164718.08
7678 | 1071.2 | 1114.8801 | 1114.8801 | 1085.2918 | 1071.2 | 1837.85 | 2064702.1414 | 385632 | 174926.96 | 0 | 173695.08
7679 | 1172 | 1219.7904 | 1219.7904 | 1187.4178 | 1172 | 1821.1 | 2241073.5667 | 421920 | 191387.6 | 0 | 209670.8
7680 | 1040 | 1082.4079 | 1082.4079 | 1053.6814 | 1040 | 1807.75 | 1978168.0196 | 374400 | 169832 | 0 | 199940
7681 | 1044 | 0 | 0 | 0 | 0 | 1794.4 | 0 | 0 | 0 | 1242360 | 0
7682 | 1136.8 | 0 | 0 | 0 | 0 | 1793.1 | 0 | 0 | 0 | 1352792 | 0
7683 | 1080.8 | 0 | 0 | 0 | 0 | 1790.15 | 0 | 0 | 0 | 1286152 | 0
7684 | 1034.4 | 0 | 0 | 0 | 0 | 1788.75 | 0 | 0 | 0 | 1230936 | 0
7685 | 1055.2 | 0 | 0 | 0 | 0 | 1789.5 | 0 | 0 | 0 | 1255688 | 0
7686 | 1076 | 524.2788 | 524.2788 | 510.3647 | 510.3647 | 1793.8 | 962611.9477 | 183731.3086 | 83342.5631 | 673105.952 | 0
7687 | 886.193 | 922.3291 | 922.3291 | 897.851 | 886.193 | 1803.8 | 1681477.5122 | 319029.48 | 144715.3169 | 0 | 173871.0666
7688 | 293.458 | 305.4243 | 305.4243 | 297.3185 | 293.458 | 1826.45 | 563144.5662 | 105644.88 | 47921.6914 | 0 | 50929.6359
7689 | 141.382 | 731.0728 | 147.1461 | 711.6706 | 141.382 | 1855.45 | 275276.1689 | 50897.52 | 23087.6806 | 0 | 20436.7681
7690 | 225.957 | 1418.2905 | 235.1698 | 1380.6498 | 225.957 | 1845.05 | 437546.6164 | 81344.52 | 36898.7781 | 0 | 35012.0372
7691 | 173.99 | 1836.4964 | 181.0848 | 1787.7568 | 173.99 | 1596.35 | 291472.1676 | 62636.4 | 28412.567 | 0 | 70231.0635
7692 | 186.914 | 618.594 | 194.5347 | 602.1769 | 186.914 | 1274.4 | 251024.4008 | 67289.04 | 30523.0562 | 0 | 135624.7984
7693 | 144.11 | 2519.7165 | 149.9863 | 2452.8446 | 144.11 | 1305.95 | 198078.3597 | 51879.6 | 23533.163 | 0 | 100019.5455
7694 | 135.505 | 3301.573 | 141.0305 | 3213.951 | 135.505 | 1718.2 | 244827.5782 | 48781.8 | 22127.9665 | 0 | 38185.309
7695 | 194.577 | 2984.0028 | 202.5112 | 2904.809 | 194.577 | 1869.2 | 383098.4999 | 70047.72 | 31774.4241 | 0 | 25450.6716
7696 | 215.288 | 1340.4841 | 224.0668 | 1304.9084 | 215.288 | 1881.3 | 426683.6189 | 77503.68 | 35156.5304 | 0 | 25554.6856
7697 | 184.122 | 795.7925 | 191.6299 | 774.6726 | 184.122 | 1885.7 | 365673.3811 | 66283.92 | 30067.1226 | 0 | 21045.1446
7698 | 203.03 | 211.3089 | 211.3089 | 205.7009 | 203.03 | 1886.9 | 403225.0571 | 73090.8 | 33154.799 | 0 | 22962.693
7699 | 140 | 145.7088 | 145.7088 | 141.8417 | 140 | 1888.75 | 278186.8267 | 50400 | 22862 | 0 | 15575
7700 | 197.6 | 205.6575 | 205.6575 | 200.1995 | 197.6 | 1844.45 | 383215.864 | 71136 | 32268.08 | 0 | 30736.68
7701 | 199.2 | 207.3227 | 207.3227 | 201.8205 | 199.2 | 1829.35 | 382794.7771 | 71712 | 32529.36 | 0 | 33993.48
7702 | 108.8 | 113.2365 | 113.2365 | 110.2313 | 108.8 | 1826.9 | 208914.3422 | 39168 | 17767.04 | 0 | 18833.28
7703 | 98.4 | 102.4124 | 102.4124 | 99.6945 | 98.4 | 1813.7 | 187693.5136 | 35424 | 16068.72 | 0 | 18331.92
7704 | 102.4 | 106.5755 | 106.5755 | 103.7471 | 102.4 | 1801.4 | 194018.0753 | 36864 | 16721.92 | 0 | 20336.64
7705 | 92.8 | 96.5841 | 96.5841 | 94.0208 | 92.8 | 1781.75 | 174042.2796 | 33408 | 15154.24 | 0 | 20253.6
7706 | 99.2 | 103.2451 | 103.2451 | 100.505 | 99.2 | 1787.85 | 186631.7452 | 35712 | 16199.36 | 0 | 21045.28
7707 | 94.4 | 98.2493 | 98.2493 | 95.6418 | 94.4 | 1784.25 | 177119.525 | 33984 | 15415.52 | 0 | 20366.8
7708 | 98.4 | 102.4124 | 102.4124 | 99.6945 | 98.4 | 1783.1 | 184391.7308 | 35424 | 16068.72 | 0 | 21342.96
7709 | 92.8 | 96.5841 | 96.5841 | 94.0208 | 92.8 | 1783.25 | 174048.4443 | 33408 | 15154.24 | 0 | 20114.4
7710 | 93.6 | 97.4167 | 97.4167 | 94.8313 | 93.6 | 1782.55 | 175656.1328 | 33696 | 15284.88 | 0 | 20353.32
7711 | 80.485 | 83.7669 | 83.7669 | 81.5438 | 80.485 | 1778.25 | 150510.781 | 28974.6 | 13143.2005 | 0 | 17847.5487
7712 | 100.984 | 243.6001 | 105.1028 | 237.135 | 100.984 | 1439.75 | 153148.0581 | 36354.24 | 16490.6872 | 0 | 56576.286
7713 | 679.251 | 2768.8024 | 706.9487 | 2695.3199 | 679.251 | 1066.15 | 764717.0912 | 244530.36 | 110921.6883 | 0 | 634318.5463
7714 | 1271.683 | 3470.4109 | 1323.5382 | 3378.3081 | 1271.683 | 1043.05 | 1407882.8012 | 457805.88 | 207665.8339 | 0 | 1216937.0469
7715 | 1286.429 | 3764.7988 | 1338.8854 | 3664.8831 | 1286.429 | 1160.35 | 1586622.4742 | 463114.44 | 210073.8557 | 0 | 1080150.1098
7716 | 1324.926 | 2695.8388 | 1378.9522 | 2624.2927 | 1324.926 | 1171.3 | 1650617.5708 | 476973.36 | 216360.4158 | 0 | 1097966.1762
7717 | 1133.191 | 1704.4656 | 1179.3989 | 1659.23 | 1133.191 | 1176.35 | 1414104.4178 | 407948.76 | 185050.0903 | 0 | 933352.7671
7718 | 1217.422 | 1844.7363 | 1267.0646 | 1795.778 | 1217.422 | 1146 | 1480524.8218 | 438271.92 | 198805.0126 | 0 | 1039678.388
7719 | 1214.924 | 539.2587 | 539.2587 | 524.9471 | 524.9471 | 1098.5 | 611551.1284 | 188980.9518 | 85723.8595 | 1264727.6793 | 456837.8295
7720 | 1286.664 | 223.0385 | 223.0385 | 217.1191 | 217.1191 | 1349.5 | 309505.6382 | 78162.8931 | 35455.5568 | 1960475.7147 | 136340.897
7721 | 1421.989 | 7.7288 | 7.7288 | 7.5237 | 7.5237 | 1735.35 | 13741.2254 | 2708.5284 | 1228.6186 | 2592714.913 | 1922.153
7722 | 1335.966 | 701.367 | 701.367 | 682.7531 | 682.7531 | 1846.5 | 1325408.828 | 245791.1139 | 111493.5803 | 1197339.2566 | 9893.689
7723 | 1252.8 | 1303.8852 | 1303.8852 | 1269.2808 | 1252.8 | 1859.9 | 2450344.3938 | 451008 | 204582.24 | 0 | 175517.28
7724 | 1186.4 | 1234.7776 | 1234.7776 | 1202.0073 | 1186.4 | 1826.35 | 2281064.9244 | 427104 | 193739.12 | 0 | 206018.36
7725 | 1470.4 | 1530.3582 | 1530.3582 | 1489.7433 | 1470.4 | 1815.85 | 2810277.4804 | 529344 | 240116.32 | 0 | 270774.16
7726 | 1188.8 | 1237.2755 | 1237.2755 | 1204.4388 | 1188.8 | 1809.05 | 2262546.3243 | 427968 | 194131.04 | 0 | 227001.36
7727 | 779.2 | 810.9733 | 810.9733 | 789.4505 | 779.2 | 1796.95 | 1475220.5152 | 280512 | 127243.36 | 0 | 158216.56
7728 | 1133.6 | 1179.8246 | 1179.8246 | 1148.5127 | 1133.6 | 1777.65 | 2124009.6426 | 408096 | 185116.88 | 0 | 252055.96
7729 | 877.6 | 0 | 0 | 0 | 0 | 1660.75 | 0 | 0 | 0 | 1044344 | 0
7730 | 888 | 0 | 0 | 0 | 0 | 1347.35 | 0 | 0 | 0 | 1056720 | 0
7731 | 992 | 0 | 0 | 0 | 0 | 1022.8 | 0 | 0 | 0 | 1180480 | 0
7732 | 1028 | 0 | 0 | 0 | 0 | 1166.45 | 0 | 0 | 0 | 1223320 | 0
7733 | 1020 | 0 | 0 | 0 | 0 | 1120.4 | 0 | 0 | 0 | 1213800 | 0
7734 | 988.8 | 0 | 0 | 0 | 0 | 1520.55 | 0 | 0 | 0 | 1176672 | 0
7735 | 1027.129 | 1069.012 | 1069.012 | 1040.641 | 1027.129 | 1697.2 | 1834431.1282 | 369766.44 | 167730.1657 | 0 | 311014.6612
7736 | 958.726 | 997.8198 | 997.8198 | 971.3382 | 958.726 | 1587.6 | 1600319.901 | 345141.36 | 156559.9558 | 0 | 395378.6024
7737 | 1015.72 | 1057.1378 | 1057.1378 | 1029.0819 | 1015.72 | 1665.45 | 1778227.6605 | 365659.2 | 165867.076 | 0 | 339809.126
7738 | 1081.252 | 1228.2738 | 1125.3409 | 1195.6761 | 1081.252 | 1441.8 | 1640841.5798 | 389250.72 | 176568.4516 | 0 | 603554.8664
7739 | 1456.647 | 1620.3656 | 1516.0434 | 1577.362 | 1456.647 | 1050.25 | 1613358.1695 | 524392.92 | 237870.4551 | 0 | 1383450.4882
7740 | 1355.634 | 1410.9124 | 1410.9124 | 1373.4676 | 1355.634 | 698.7 | 1000589.3718 | 488028.24 | 221375.0322 | 0 | 1764086.5242
7741 | 1091.508 | 1136.0162 | 1136.0162 | 1105.8669 | 1091.508 | 339.7 | 392173.5495 | 392942.88 | 178243.2564 | 0 | 1812230.7324
7742 | 1198.058 | 1246.911 | 1246.911 | 1213.8186 | 1198.058 | 1056.35 | 1337133.4226 | 431300.88 | 195642.8714 | 0 | 1130547.4317
7743 | 1592.282 | 517.0184 | 517.0184 | 503.297 | 503.297 | 1064.85 | 565032.6276 | 181186.9113 | 82188.3962 | 1996109.5491 | 454345.4329
7744 | 1106.455 | 151.8858 | 151.8858 | 147.8548 | 147.8548 | 1427.35 | 222245.144 | 53227.7266 | 24144.6882 | 1757114.1739 | 81734.9072
7745 | 1246.387 | 20.4898 | 20.4898 | 19.946 | 19.946 | 1896.65 | 39786.701 | 7180.5547 | 3257.1794 | 2248066.3799 | 1989.9009
7746 | 1322.503 | 0 | 0 | 0 | 0 | 1913.4 | 0 | 0 | 0 | 2424147.999 | 0
7747 | 1121.6 | 1167.3353 | 1167.3353 | 1136.3548 | 1121.6 | 1913.15 | 2254275.8977 | 403776 | 183157.28 | 0 | 97410.96
7748 | 1195.2 | 1243.9364 | 1243.9364 | 1210.923 | 1195.2 | 1857.3 | 2335207.6477 | 430272 | 195176.16 | 0 | 170555.04
7749 | 1380 | 1436.272 | 1436.272 | 1398.1541 | 1380 | 1827.1 | 2653353.0948 | 496800 | 225354 | 0 | 238602
7750 | 1388 | 1444.5982 | 1444.5982 | 1406.2593 | 1388 | 1837.85 | 2681712.0942 | 499680 | 226660.4 | 0 | 225064.2
7751 | 1431.2 | 1489.5597 | 1489.5597 | 1450.0276 | 1431.2 | 1821.1 | 2740991.8726 | 515232 | 233714.96 | 0 | 256041.68
7752 | 1104 | 0 | 0 | 0 | 0 | 1807.25 | 0 | 0 | 0 | 2023632 | 0
7753 | 1285.6 | 0 | 0 | 0 | 0 | 1793.85 | 0 | 0 | 0 | 1529864 | 0
7754 | 1016 | 0 | 0 | 0 | 0 | 1787.35 | 0 | 0 | 0 | 1209040 | 0
7755 | 1193.6 | 0 | 0 | 0 | 0 | 1777.1 | 0 | 0 | 0 | 1420384 | 0
7756 | 1489.6 | 0 | 0 | 0 | 0 | 1776.25 | 0 | 0 | 0 | 1772624 | 0
7757 | 1088.8 | 0 | 0 | 0 | 0 | 1777.65 | 0 | 0 | 0 | 1295672 | 0
7758 | 1126.4 | 0 | 0 | 0 | 0 | 1791.2 | 0 | 0 | 0 | 1340416 | 0
7759 | 799.087 | 241.7287 | 241.7287 | 235.3134 | 235.3134 | 1805.3 | 446639.5609 | 84712.8195 | 38426.6762 | 1033397.0316 | 44227.4679
7760 | 933.699 | 971.7723 | 971.7723 | 945.9819 | 933.699 | 1826.75 | 1793729.4258 | 336131.64 | 152473.0467 | 0 | 161763.3518
7761 | 1028.874 | 1070.8282 | 1070.8282 | 1042.409 | 1028.874 | 1857.2 | 2009802.7824 | 370394.64 | 168015.1242 | 0 | 146923.2072
7762 | 1429.183 | 1487.4605 | 1487.4605 | 1447.9841 | 1429.183 | 1654.1 | 2485520.1439 | 514505.88 | 233385.5839 | 0 | 494354.3997
7763 | 1309.361 | 1362.7525 | 1362.7525 | 1326.5858 | 1309.361 | 1050.25 | 1445309.4971 | 471369.96 | 213818.6513 | 0 | 1243565.6098
7764 | 1273.22 | 1325.1378 | 1325.1378 | 1289.9694 | 1273.22 | 1040.45 | 1394648.8456 | 458359.2 | 207916.826 | 0 | 1221718.251
7765 | 1283.758 | 1336.1055 | 1336.1055 | 1300.646 | 1283.758 | 1023.15 | 1387225.3723 | 462152.88 | 209637.6814 | 0 | 1254039.0023
7766 | 1017.049 | 1058.521 | 1058.521 | 1030.4284 | 1017.049 | 1217.3 | 1306704.9392 | 366137.64 | 166084.1017 | 0 | 796044.2523
7767 | 1569.862 | 1595.7887 | 1595.7887 | 1553.4373 | 1553.4373 | 1619.7 | 2652960.3701 | 559237.4457 | 253676.3191 | 30106.3852 | 570295.9785
7768 | 1212.909 | 116.4421 | 116.4421 | 113.3518 | 113.3518 | 1885.25 | 225276.4182 | 40806.6471 | 18510.3485 | 2015488.352 | 12556.2892
7769 | 1407.813 | 395.2163 | 395.2163 | 384.7274 | 384.7274 | 1900.75 | 769723.8115 | 138501.8746 | 62825.9892 | 1875315.851 | 36860.656
7770 | 1339.188 | 0 | 0 | 0 | 0 | 1913.4 | 0 | 0 | 0 | 2454731.604 | 0
7771 | 1444 | 1502.8817 | 1502.8817 | 1462.996 | 1444 | 1913.15 | 2911839.1778 | 519840 | 235805.2 | 0 | 125411.4
7772 | 1498.4 | 1559.4999 | 1559.4999 | 1518.1117 | 1498.4 | 1865.5 | 2946720.1027 | 539424 | 244688.72 | 0 | 201534.8
7773 | 1683.2 | 1751.8355 | 1751.8355 | 1705.3427 | 1683.2 | 1849.6 | 3278513.6919 | 605952 | 274866.56 | 0 | 253153.28
7774 | 1572 | 1636.1011 | 1636.1011 | 1592.6799 | 1572 | 1837.85 | 3041834.5824 | 565920 | 256707.6 | 0 | 254899.8
7775 | 1266.4 | 1318.0397 | 1318.0397 | 1283.0597 | 1266.4 | 1821.1 | 2429865.8577 | 455904 | 206803.12 | 0 | 226558.96
7776 | 1252.8 | 170.1379 | 170.1379 | 165.6225 | 165.6225 | 1807.25 | 315596.2553 | 59624.0992 | 27046.1539 | 1992796.3615 | 0
7777 | 1118.4 | 0 | 0 | 0 | 0 | 1655.6 | 0 | 0 | 0 | 1330896 | 0
7778 | 1283.2 | 0 | 0 | 0 | 0 | 1780.15 | 0 | 0 | 0 | 1527008 | 0
7779 | 1369.6 | 0 | 0 | 0 | 0 | 1777.1 | 0 | 0 | 0 | 1629824 | 0
7780 | 1394.4 | 0 | 0 | 0 | 0 | 1776.25 | 0 | 0 | 0 | 1659336 | 0
7781 | 1285.6 | 0 | 0 | 0 | 0 | 1777.65 | 0 | 0 | 0 | 1529864 | 0
7782 | 1056 | 0 | 0 | 0 | 0 | 1790.7 | 0 | 0 | 0 | 1256640 | 0
7783 | 1040.324 | 1082.7451 | 1082.7451 | 1054.0096 | 1040.324 | 1801.7 | 1972017.7631 | 374516.64 | 169884.9092 | 0 | 55784.5662
7784 | 869.633 | 905.0938 | 905.0938 | 881.0731 | 869.633 | 1823.15 | 1669557.7642 | 313067.88 | 142011.0689 | 0 | 153794.596
7785 | 1098.227 | 1143.0092 | 1143.0092 | 1112.6743 | 1098.227 | 1853.6 | 2144810.3467 | 395361.72 | 179340.4691 | 0 | 160780.4328
7786 | 1314.622 | 1368.2281 | 1368.2281 | 1331.916 | 1314.622 | 1763 | 2441825.0379 | 473263.92 | 214677.7726 | 0 | 311565.414
7787 | 1099.177 | 1402.1907 | 1143.9979 | 1364.9773 | 1099.177 | 1292.65 | 1496806.9577 | 395703.72 | 179495.6041 | 0 | 777502.851
7788 | 1346.221 | 1401.1156 | 1401.1156 | 1363.9307 | 1346.221 | 1216.9 | 1728969.3661 | 484639.56 | 219837.8893 | 0 | 1054225.6651
7789 | 1404.829 | 1462.1134 | 1462.1134 | 1423.3097 | 1404.829 | 1398.55 | 2069253.2055 | 505738.44 | 229408.5757 | 0 | 844934.4021
7790 | 1166.196 | 1213.7497 | 1213.7497 | 1181.5375 | 1166.196 | 1578.45 | 1940200.9741 | 419830.56 | 190439.8068 | 0 | 491609.9238
7791 | 1431.156 | 1489.514 | 1489.514 | 1449.9831 | 1431.156 | 1755.1 | 2647227.3181 | 515216.16 | 233707.7748 | 0 | 350490.1044
7792 | 1408.691 | 526.5831 | 526.5831 | 512.6079 | 512.6079 | 1885.25 | 1017696.8248 | 184538.8338 | 83708.8654 | 1642520.3742 | 56783.0047
7793 | 1490.436 | 203.0701 | 203.0701 | 197.6808 | 197.6808 | 1900.75 | 395055.6579 | 71165.071 | 32281.2669 | 2369620.368 | 18939.8775
7794 | 1393.933 | 235.9129 | 235.9129 | 229.6519 | 229.6519 | 1913.4 | 462688.0029 | 82674.6756 | 37502.1515 | 2134127.2992 | 0
7795 | 1680.8 | 1749.3376 | 1749.3376 | 1702.9112 | 1680.8 | 1913.15 | 3391244.3906 | 605088 | 274474.64 | 0 | 145977.48
7796 | 1324.8 | 1378.8211 | 1378.8211 | 1342.2279 | 1324.8 | 1861.4 | 2599660.9385 | 476928 | 216339.84 | 0 | 183617.28
7797 | 1534.4 | 1596.9679 | 1596.9679 | 1554.5853 | 1534.4 | 1722.1 | 2785157.4063 | 552384 | 250567.52 | 0 | 426409.76
7798 | 1571.2 | 1635.2685 | 1635.2685 | 1591.8694 | 1571.2 | 1627.85 | 2694364.7359 | 565632 | 256576.96 | 0 | 584722.08
7799 | 1176.8 | 1224.7861 | 1224.7861 | 1192.281 | 1176.8 | 1774.75 | 2200394.6082 | 423648 | 192171.44 | 0 | 265074.2
7800 | 1416.8 | 1474.5726 | 1474.5726 | 1435.4382 | 1416.8 | 1693.9 | 2531416.933 | 510048 | 231363.44 | 0 | 122542.5435
7801 | 1240 | 0 | 0 | 0 | 0 | 1531.3 | 0 | 0 | 0 | 1475600 | 0
7802 | 1348.8 | 0 | 0 | 0 | 0 | 1417.35 | 0 | 0 | 0 | 1605072 | 0
7803 | 1515.2 | 0 | 0 | 0 | 0 | 1468.2 | 0 | 0 | 0 | 1803088 | 0
7804 | 1366.4 | 0 | 0 | 0 | 0 | 1378.45 | 0 | 0 | 0 | 1626016 | 0
7805 | 1381.6 | 0 | 0 | 0 | 0 | 1319.35 | 0 | 0 | 0 | 1644104 | 0
7806 | 1362.4 | 0 | 0 | 0 | 0 | 1514.7 | 0 | 0 | 0 | 1621256 | 0
7807 | 679.439 | 707.1443 | 707.1443 | 688.3771 | 679.439 | 1540.5 | 1100970.6818 | 244598.04 | 110952.3887 | 0 | 312202.2205
7808 | 1137.376 | 1183.7545 | 1183.7545 | 1152.3383 | 1137.376 | 1565.55 | 1874135.0896 | 409455.36 | 185733.5008 | 0 | 494133.0032
7809 | 882.651 | 918.6427 | 918.6427 | 894.2624 | 882.651 | 1623.9 | 1509182.5782 | 317754.36 | 144136.9083 | 0 | 331965.0411
7810 | 432.662 | 719.3558 | 450.3035 | 700.2645 | 432.662 | 1422 | 648091.9155 | 155758.32 | 70653.7046 | 0 | 250078.636
7811 | 389.328 | 1376.88 | 405.2025 | 1340.3384 | 389.328 | 1058 | 433595.7182 | 140158.08 | 63577.2624 | 0 | 366746.976
7812 | 396.46 | 1960.2781 | 412.6264 | 1908.2534 | 396.46 | 706.5 | 295351.3954 | 142725.6 | 64741.918 | 0 | 512821.01
7813 | 851.215 | 885.9248 | 885.9248 | 862.4129 | 851.215 | 681.4 | 610531.4338 | 306437.4 | 139003.4095 | 0 | 1122412.099
7814 | 1358.284 | 2808.8526 | 1413.6705 | 2734.3072 | 1358.284 | 1169.8 | 1670459.6002 | 488982.24 | 221807.7772 | 0 | 1127647.3768
7815 | 1653.136 | 2515.0683 | 1720.5456 | 2448.3198 | 1653.136 | 1598.35 | 2768902.9792 | 595128.96 | 269957.1088 | 0 | 663982.0744
7816 | 1480.775 | 1541.1563 | 1541.1563 | 1500.2548 | 1480.775 | 1780.75 | 2770097.3215 | 533079 | 241810.5575 | 0 | 317530.128
7817 | 1522.428 | 696.416 | 696.416 | 677.9335 | 677.9335 | 1900.25 | 1353556.9922 | 244056.0654 | 110706.543 | 1547958.3909 | 65279.991
7818 | 1682.404 | 0 | 0 | 0 | 0 | 1913.4 | 0 | 0 | 0 | 3083846.532 | 0
7819 | 1758.4 | 1830.1019 | 1830.1019 | 1781.532 | 1758.4 | 1913.15 | 3546788.0418 | 633024 | 287146.72 | 0 | 137764.1623
7820 | 1597.6 | 1662.745 | 1662.745 | 1618.6167 | 1597.6 | 1865 | 3141192.2104 | 575136 | 260888.08 | 0 | 215676
7821 | 1777.6 | 1850.0848 | 1850.0848 | 1800.9846 | 1777.6 | 1824.1 | 3416780.9236 | 639936 | 290282.08 | 0 | 312679.84
7822 | 1849.6 | 1925.0208 | 1925.0208 | 1873.9318 | 1849.6 | 1837.85 | 3576673.4219 | 665856 | 302039.68 | 0 | 291221.8865
7823 | 1356 | 1411.2933 | 1411.2933 | 1373.8384 | 1356 | 1820.6 | 2602939.0921 | 488160 | 221434.8 | 0 | 243266.4
7824 | 1280.8 | 0 | 0 | 0 | 0 | 1793.8 | 0 | 0 | 0 | 2347706.4 | 0
7825 | 1248.8 | 0 | 0 | 0 | 0 | 1615.8 | 0 | 0 | 0 | 2289050.4 | 0
7826 | 1583.2 | 0 | 0 | 0 | 0 | 1553.35 | 0 | 0 | 0 | 2902005.6 | 0
7827 | 1660 | 0 | 0 | 0 | 0 | 1544.8 | 0 | 0 | 0 | 3042780 | 0
7828 | 981.6 | 0 | 0 | 0 | 0 | 1518.65 | 0 | 0 | 0 | 1799272.8 | 0
7829 | 1345.6 | 0 | 0 | 0 | 0 | 1522.95 | 0 | 0 | 0 | 2466484.8 | 0
7830 | 1347.2 | 0 | 0 | 0 | 0 | 1582.2 | 0 | 0 | 0 | 2469417.6 | 0
7831 | 1080.957 | 405.8832 | 405.8832 | 395.1113 | 395.1113 | 1596.3 | 661957.3969 | 142240.0523 | 64521.6682 | 1257155.248 | 153978.0429
7832 | 1190.482 | 1239.026 | 1239.026 | 1206.143 | 1190.482 | 1593.45 | 1995708.9485 | 428573.52 | 194405.7106 | 0 | 483990.4571
7833 | 1061.094 | 1104.362 | 1104.362 | 1075.0528 | 1061.094 | 1596 | 1781693.6183 | 381993.84 | 173276.6502 | 0 | 428681.976
7834 | 1659.705 | 1727.3824 | 1727.3824 | 1681.5387 | 1659.705 | 1422 | 2487944.3194 | 597493.8 | 271029.8265 | 0 | 959309.49
7835 | 1735.038 | 1805.7873 | 1805.7873 | 1757.8627 | 1735.038 | 1065.75 | 1950957.0431 | 624613.68 | 283331.7054 | 0 | 1620959.2515
7836 | 1837.293 | 1912.2119 | 1912.2119 | 1861.4629 | 1837.293 | 698.75 | 1352605.7766 | 661425.48 | 300029.9469 | 0 | 2390777.5162
7837 | 1536.804 | 1599.4699 | 1599.4699 | 1557.0209 | 1536.804 | 681.45 | 1100352.7623 | 553249.44 | 250960.0932 | 0 | 2026352.9142
7838 | 1437.913 | 1048.77 | 1048.77 | 1020.9362 | 1020.9362 | 1096.1 | 1178410.5888 | 367537.0234 | 166718.8776 | 764318.5183 | 890839.5489
7839 | 1704.969 | 1747.1947 | 1747.1947 | 1700.8251 | 1700.8251 | 1490.05 | 2672650.181 | 612297.029 | 277744.7357 | 7595.8044 | 837274.1562
7840 | 1445.753 | 784.7717 | 784.7717 | 763.9443 | 763.9443 | 1651.95 | 1329005.4547 | 275019.9508 | 124752.1055 | 1249755.3327 | 256675.0413
7841 | 1513.323 | 404.4198 | 404.4198 | 393.6868 | 393.6868 | 1808.9 | 749167.4708 | 141727.2337 | 64289.048 | 2052293.2274 | 72626.0262
7842 | 1805.698 | 0 | 0 | 0 | 0 | 1913.4 | 0 | 0 | 0 | 3309844.434 | 0
7843 | 1423.2 | 167.1092 | 167.1092 | 162.6742 | 162.6742 | 1912.65 | 327338.8615 | 58562.7179 | 26564.6995 | 2310543.7615 | 0
7844 | 1600 | 1665.2429 | 1665.2429 | 1621.0482 | 1600 | 1627.6 | 2741151.0201 | 576000 | 261280 | 0 | 117864.9724
7845 | 1737.6 | 1808.4538 | 1808.4538 | 1760.4584 | 1737.6 | 1577.95 | 2883227.8512 | 625536 | 283750.08 | 0 | 733354.08
7846 | 1408 | 1465.4137 | 1465.4137 | 1426.5224 | 1408 | 1724 | 2546299.6468 | 506880 | 229926.4 | 0 | 388608
7847 | 1577.6 | 1641.9295 | 1641.9295 | 1598.3536 | 1577.6 | 1577.35 | 2616391.7035 | 567936 | 257622.08 | 0 | 666772.64
7848 | 1420.8 | 1478.7357 | 1478.7357 | 1439.4908 | 1420.8 | 1490.65 | 2231410.1231 | 511488 | 232016.64 | 0 | 723684.48
7849 | 1040 | 0 | 0 | 0 | 0 | 1626.4 | 0 | 0 | 0 | 1237600 | 0
7850 | 1061.6 | 0 | 0 | 0 | 0 | 1596.75 | 0 | 0 | 0 | 1263304 | 0
7851 | 848 | 0 | 0 | 0 | 0 | 1570.15 | 0 | 0 | 0 | 1009120 | 0
7852 | 1101.6 | 0 | 0 | 0 | 0 | 1550.85 | 0 | 0 | 0 | 1310904 | 0
7853 | 727.2 | 0 | 0 | 0 | 0 | 1551.6 | 0 | 0 | 0 | 865368 | 0
7854 | 904 | 0 | 0 | 0 | 0 | 1558.8 | 0 | 0 | 0 | 1075760 | 0
7855 | 917.901 | 955.3301 | 955.3301 | 929.9761 | 917.901 | 1568.8 | 1509420.4891 | 330444.36 | 149893.2333 | 0 | 395798.9112
7856 | 910.899 | 948.0425 | 948.0425 | 922.882 | 910.899 | 1561.15 | 1488764.8497 | 327923.64 | 148749.8067 | 0 | 399748.0261
7857 | 920.17 | 957.6916 | 957.6916 | 932.275 | 920.17 | 1590.65 | 1534439.6648 | 331261.2 | 150263.761 | 0 | 376671.5895
7858 | 1061.386 | 1104.6659 | 1104.6659 | 1075.3487 | 1061.386 | 1577.1 | 1756342.4417 | 382098.96 | 173324.3338 | 0 | 448860.1394
7859 | 1019.092 | 1420.4855 | 1060.6473 | 1382.7866 | 1019.092 | 1330.85 | 1426676.8486 | 366873.12 | 166417.7236 | 0 | 681925.4118
7860 | 991.068 | 1031.4806 | 1031.4806 | 1004.1056 | 991.068 | 1218.85 | 1269728.6017 | 356784.48 | 161841.4044 | 0 | 774172.7682
7861 | 1143.278 | 1189.8972 | 1189.8972 | 1158.318 | 1143.278 | 1306.9 | 1567364.0418 | 411580.08 | 186697.2974 | 0 | 792405.9818
7862 | 1101.732 | 1146.6571 | 1146.6571 | 1116.2254 | 1101.732 | 1561.15 | 1811609.8283 | 396623.52 | 179912.8356 | 0 | 483495.0882
7863 | 1117.132 | 1162.6851 | 1162.6851 | 1131.828 | 1117.132 | 1599.9 | 1887252.3105 | 402167.52 | 182427.6556 | 0 | 446964.5132
7864 | 520.632 | 541.8617 | 541.8617 | 527.481 | 520.632 | 1644.9 | 903319.8765 | 187427.52 | 85019.2056 | 0 | 184876.4232
7865 | 192.296 | 386.4592 | 200.1383 | 376.2027 | 192.296 | 1675.7 | 339288.6406 | 69226.56 | 31401.9368 | 0 | 62361.5928
7866 | 257.187 | 267.6743 | 267.6743 | 260.5703 | 257.187 | 1589.6 | 431382.6377 | 92587.32 | 41998.6371 | 0 | 105549.5448
7867 | 150.4 | 156.5328 | 156.5328 | 152.3785 | 150.4 | 1571.65 | 249626.5219 | 54144 | 24560.32 | 0 | 64423.84
7868 | 158.4 | 164.859 | 164.859 | 160.4838 | 158.4 | 1528.85 | 256209.1832 | 57024 | 25866.72 | 0 | 74630.16
7869 | 125.6 | 130.7216 | 130.7216 | 127.2523 | 125.6 | 1542.5 | 204602.9601 | 45216 | 20510.48 | 0 | 57462
7870 | 120 | 124.8932 | 124.8932 | 121.5786 | 120 | 1616.9 | 204130.0083 | 43200 | 19596 | 0 | 45972
7871 | 115.2 | 119.8975 | 119.8975 | 116.7155 | 115.2 | 1603.7 | 194700.9293 | 41472 | 18812.16 | 0 | 45653.76
7872 | 116 | 120.7301 | 120.7301 | 117.526 | 116 | 1553.5 | 190207.3144 | 41760 | 18942.8 | 0 | 51794
7873 | 107.2 | 111.5713 | 111.5713 | 108.6102 | 107.2 | 1350.35 | 153250.7581 | 38592 | 17505.76 | 0 | 69642.48
7874 | 117.6 | 122.3954 | 122.3954 | 119.147 | 117.6 | 1471.75 | 182933.2002 | 42336 | 19204.08 | 0 | 62122.2
7875 | 96.8 | 100.7472 | 100.7472 | 98.0734 | 96.8 | 1344.25 | 137593.9763 | 34848 | 15807.44 | 0 | 63476.6
7876 | 103.2 | 107.4082 | 107.4082 | 104.5576 | 103.2 | 1323.1 | 144276.0325 | 37152 | 16852.56 | 0 | 69856.08
7877 | 96.8 | 100.7472 | 100.7472 | 98.0734 | 96.8 | 1201.65 | 122964.6659 | 34848 | 15807.44 | 0 | 77280.28
7878 | 101.6 | 105.7429 | 105.7429 | 102.9366 | 101.6 | 1200.95 | 128873.8429 | 36576 | 16591.28 | 0 | 81183.48
7879 | 87.682 | 91.2574 | 91.2574 | 88.8355 | 87.682 | 1200.25 | 111014.8755 | 31565.52 | 14318.4706 | 0 | 70123.6795
7880 | 158.372 | 164.8299 | 164.8299 | 160.4554 | 158.372 | 1206.6 | 200535.637 | 57013.92 | 25862.1476 | 0 | 125652.3448
7881 | 720.376 | 1594.2765 | 749.7506 | 1551.9652 | 720.376 | 1277.95 | 966909.675 | 259335.36 | 117637.4008 | 0 | 520147.4908
7882 | 958.609 | 3420.9355 | 997.698 | 3330.1457 | 958.609 | 1149.9 | 1160765.954 | 345099.24 | 156540.8497 | 0 | 814913.5109
7883 | 1110.708 | 3674.5551 | 1155.9991 | 3577.0344 | 1110.708 | 1088.95 | 1275418.9622 | 399854.88 | 181378.6164 | 0 | 1011910.5234
7884 | 1168.124 | 3410.6693 | 1215.7564 | 3320.152 | 1168.124 | 1139 | 1408487.1805 | 420524.64 | 190754.6492 | 0 | 1005754.764
7885 | 1171.326 | 3252.3796 | 1219.0889 | 3166.0632 | 1171.326 | 1016.65 | 1257019.8243 | 421677.36 | 191277.5358 | 0 | 1151823.4221
7886 | 1171.349 | 2920.1428 | 1219.1129 | 2842.6438 | 1171.349 | 1019.35 | 1257070.4703 | 421685.64 | 191281.2917 | 0 | 1148683.3968
7887 | 1266.465 | 2457.0305 | 1318.1074 | 2391.8222 | 1266.465 | 1027.1 | 1366695.6737 | 455927.4 | 206813.7345 | 0 | 1232143.7985
7888 | 1231.431 | 1806.4326 | 1281.6448 | 1758.4908 | 1231.431 | 1032.35 | 1330805.7485 | 443315.16 | 201092.6823 | 0 | 1191594.2071
7889 | 1227.897 | 598.2989 | 598.2989 | 582.4203 | 582.4203 | 1112.6 | 680588.4485 | 209671.3224 | 95109.2415 | 1183158.7176 | 498925.5642
7890 | 1118.58 | 0 | 0 | 0 | 0 | 1461.55 | 0 | 0 | 0 | 2050357.14 | 0
7891 | 1358.4 | 1413.7912 | 1413.7912 | 1376.2699 | 1358.4 | 1650.9 | 2362643.2337 | 489024 | 221826.72 | 0 | 474217.44
7892 | 1066.4 | 1109.8844 | 1109.8844 | 1080.4286 | 1066.4 | 1555.45 | 1748584.1143 | 383904 | 174143.12 | 0 | 474068.12
7893 | 1076 | 1119.8758 | 1119.8758 | 1090.1549 | 1076 | 1500.25 | 1699007.5837 | 387360 | 175710.8 | 0 | 537731
7894 | 1006.4 | 1047.4378 | 1047.4378 | 1019.6393 | 1006.4 | 1530.05 | 1620681.0894 | 362304 | 164345.12 | 0 | 472957.68
7895 | 1079.2 | 1123.2063 | 1123.2063 | 1093.397 | 1079.2 | 1484.4 | 1688719.954 | 388512 | 176233.36 | 0 | 556435.52
7896 | 1528 | 472.5106 | 472.5106 | 459.9704 | 459.9704 | 1394.35 | 679048.5914 | 165589.3474 | 75113.1678 | 1957698.2397 | 57757.2066
7897 | 1220.8 | 0 | 0 | 0 | 0 | 1538.85 | 0 | 0 | 0 | 1452752 | 0
7898 | 923.2 | 0 | 0 | 0 | 0 | 1367.35 | 0 | 0 | 0 | 1098608 | 0
7899 | 1218.4 | 0 | 0 | 0 | 0 | 1468.2 | 0 | 0 | 0 | 1449896 | 0
7900 | 1200.8 | 0 | 0 | 0 | 0 | 1340.45 | 0 | 0 | 0 | 1428952 | 0
7901 | 896 | 0 | 0 | 0 | 0 | 1087 | 0 | 0 | 0 | 1066240 | 0
7902 | 1284 | 0 | 0 | 0 | 0 | 1400.15 | 0 | 0 | 0 | 1527960 | 0
7903 | 1092.491 | 1137.0393 | 1137.0393 | 1106.8629 | 1092.491 | 1527.55 | 1756335.7913 | 393296.76 | 178403.7803 | 0 | 516147.3729
7904 | 1306.162 | 1359.4231 | 1359.4231 | 1323.3447 | 1306.162 | 1593.45 | 2186889.8958 | 470218.32 | 213296.2546 | 0 | 531020.1611
7905 | 1409.71 | 1467.1935 | 1467.1935 | 1428.2549 | 1409.71 | 1836.35 | 2725969.848 | 507495.6 | 230205.643 | 0 | 230699.0415
7906 | 984.961 | 1025.1246 | 1025.1246 | 997.9183 | 984.961 | 1763 | 1829132.0804 | 354585.96 | 160844.1313 | 0 | 233435.757
7907 | 1372.328 | 1428.2871 | 1428.2871 | 1390.3812 | 1372.328 | 1558.65 | 2263737.3773 | 494038.08 | 224101.1624 | 0 | 605676.9628
7908 | 1453.632 | 1512.9065 | 1512.9065 | 1472.7547 | 1453.632 | 1496.9 | 2301081.6907 | 523307.52 | 237378.1056 | 0 | 731322.2592
7909 | 1182.818 | 1231.0495 | 1231.0495 | 1198.3781 | 1182.818 | 1381.65 | 1720155.5323 | 425814.48 | 193154.1794 | 0 | 731395.5103
7910 | 1278.412 | 1330.5415 | 1330.5415 | 1295.2297 | 1278.412 | 1474.3 | 1983897.9508 | 460228.32 | 208764.6796 | 0 | 672061.1884
7911 | 1247.998 | 1298.8874 | 1298.8874 | 1264.4156 | 1247.998 | 1638.85 | 2153163.3309 | 449279.28 | 203798.0734 | 0 | 450714.4777
7912 | 1086.354 | 412.5754 | 412.5754 | 401.6258 | 401.6258 | 1764.35 | 745565.3692 | 144585.3038 | 65585.5003 | 1255106.7099 | 91362.6833
7913 | 1467.39 | 422.061 | 422.061 | 410.8597 | 410.8597 | 1896.65 | 819660.8549 | 147909.5064 | 67093.3955 | 1936619.9666 | 40990.677
7914 | 1410.488 | 1139.4518 | 1139.4518 | 1109.2114 | 1109.2114 | 1912.9 | 2231863.7851 | 399316.0934 | 181134.2168 | 552240.0616 | 57995.3608
7915 | 1142.4 | 1188.9834 | 1188.9834 | 1157.4284 | 1142.4 | 1913.15 | 2301255.8044 | 411264 | 186553.92 | 0 | 99217.44
7916 | 984.8 | 1024.957 | 1024.957 | 997.7552 | 984.8 | 1860.9 | 1929538.4935 | 354528 | 160817.84 | 0 | 136985.68
7917 | 1211.2 | 1260.5889 | 1260.5889 | 1227.1335 | 1211.2 | 1828.6 | 2325196.2261 | 436032 | 197788.96 | 0 | 207599.68
7918 | 1125.6 | 1171.4984 | 1171.4984 | 1140.4074 | 1125.6 | 1837.85 | 2169054.3679 | 405216 | 183810.48 | 0 | 182516.04
7919 | 1388.8 | 1445.4308 | 1445.4308 | 1407.0699 | 1388.8 | 1821.1 | 2660793.3765 | 499968 | 226791.04 | 0 | 248456.32
7920 | 985.6 | 1025.7896 | 1025.7896 | 998.5657 | 985.6 | 1803.15 | 1872232.412 | 354816 | 160948.48 | 0 | 194015.36
7921 | 1293.6 | 0 | 0 | 0 | 0 | 1768.25 | 0 | 0 | 0 | 1539384 | 0
7922 | 1131.2 | 0 | 0 | 0 | 0 | 1658.35 | 0 | 0 | 0 | 1346128 | 0
7923 | 1264.8 | 0 | 0 | 0 | 0 | 1575.3 | 0 | 0 | 0 | 1505112 | 0
7924 | 774.4 | 0 | 0 | 0 | 0 | 1601.75 | 0 | 0 | 0 | 921536 | 0
7925 | 1108.8 | 0 | 0 | 0 | 0 | 1740.85 | 0 | 0 | 0 | 1319472 | 0
7926 | 734.4 | 0 | 0 | 0 | 0 | 1678.35 | 0 | 0 | 0 | 873936 | 0
7927 | 812.644 | 845.781 | 845.781 | 823.3344 | 812.644 | 1762.45 | 1500830.0597 | 292551.84 | 132704.7652 | 0 | 193043.5822
7928 | 1161.248 | 1208.6 | 1208.6 | 1176.5244 | 1161.248 | 1635 | 1988358.04 | 418049.28 | 189631.7984 | 0 | 423855.52
7929 | 1243.412 | 1294.1144 | 1294.1144 | 1259.7693 | 1243.412 | 1766.35 | 2302209.4981 | 447628.32 | 203049.1796 | 0 | 290523.2138
7930 | 1326.775 | 1380.8766 | 1380.8766 | 1344.2289 | 1326.775 | 1846.1 | 2581915.9969 | 477639 | 216662.3575 | 0 | 204190.6725
7931 | 1621.135 | 1687.2397 | 1687.2397 | 1642.4613 | 1621.135 | 1625.25 | 2779401.3191 | 583608.6 | 264731.3455 | 0 | 607520.3413
7932 | 1251.306 | 1302.3302 | 1302.3302 | 1267.7671 | 1251.306 | 1399.45 | 1846185.4136 | 450470.16 | 204338.2698 | 0 | 751471.8183
7933 | 1349.218 | 1404.2348 | 1404.2348 | 1366.9672 | 1349.218 | 1149.8 | 1633183.3676 | 485718.48 | 220327.2994 | 0 | 1147105.1436
7934 | 1331.273 | 1385.558 | 1385.558 | 1348.7861 | 1331.273 | 1399.85 | 1954884.9868 | 479258.28 | 217396.8809 | 0 | 798963.491
7935 | 1282.735 | 1335.0408 | 1335.0408 | 1299.6096 | 1282.735 | 1607.1 | 2165160.7177 | 461784.6 | 209470.6255 | 0 | 503986.5815
7936 | 1437.172 | 725.3121 | 725.3121 | 706.0628 | 706.0628 | 1651.95 | 1223180.611 | 254182.5916 | 115300.0478 | 1340123.2471 | 237227.7476
7937 | 1620.088 | 125.245 | 125.245 | 121.9211 | 121.9211 | 1795.25 | 229225.5485 | 43891.583 | 19909.7097 | 2746139.9941 | 24098.0513
7938 | 1488.651 | 0 | 0 | 0 | 0 | 1912.9 | 0 | 0 | 0 | 2728697.283 | 0
7939 | 1304.8 | 1358.0056 | 1358.0056 | 1321.9648 | 1304.8 | 1913.15 | 2624049.7621 | 469728 | 213073.84 | 0 | 113321.88
7940 | 1217.6 | 1267.2498 | 1267.2498 | 1233.6177 | 1217.6 | 1851.55 | 2372976.0415 | 438336 | 198834.08 | 0 | 180752.72
7941 | 1169.6 | 1217.2925 | 1217.2925 | 1184.9863 | 1169.6 | 1826.6 | 2241817.9994 | 421056 | 190995.68 | 0 | 202808.64
7942 | 1280 | 1332.1943 | 1332.1943 | 1296.8386 | 1280 | 1837.35 | 2461832.1741 | 460800 | 209024 | 0 | 208192
7943 | 1238.4 | 1288.898 | 1288.898 | 1254.6913 | 1238.4 | 1821.1 | 2367677.0986 | 445824 | 202230.72 | 0 | 221549.76
7944 | 1456 | 109.115 | 109.115 | 106.2192 | 106.2192 | 1803.15 | 200666.2747 | 38238.9067 | 17345.593 | 2474148.2332 | 0
7945 | 1352 | 0 | 0 | 0 | 0 | 1717.35 | 0 | 0 | 0 | 1608880 | 0
7946 | 1226.4 | 0 | 0 | 0 | 0 | 1592 | 0 | 0 | 0 | 1459416 | 0
7947 | 1184 | 0 | 0 | 0 | 0 | 1507.8 | 0 | 0 | 0 | 1408960 | 0
7948 | 1292 | 0 | 0 | 0 | 0 | 1506.95 | 0 | 0 | 0 | 1537480 | 0
7949 | 1500 | 0 | 0 | 0 | 0 | 1508.35 | 0 | 0 | 0 | 1785000 | 0
7950 | 1428.8 | 0 | 0 | 0 | 0 | 1520.55 | 0 | 0 | 0 | 1700272 | 0
7951 | 1297.339 | 1350.2403 | 1350.2403 | 1314.4057 | 1297.339 | 1540.5 | 2089793.1318 | 467042.04 | 211855.4587 | 0 | 482855.0065
7952 | 1310.033 | 1363.4519 | 1363.4519 | 1327.2667 | 1310.033 | 1646.35 | 2254033.8292 | 471611.88 | 213928.3889 | 0 | 463293.1705
7953 | 994.134 | 1034.6716 | 1034.6716 | 1007.212 | 994.134 | 1835.2 | 1907331.2299 | 357888.24 | 162342.0822 | 0 | 163833.2832
7954 | 1147.17 | 1193.9479 | 1193.9479 | 1162.2612 | 1147.17 | 1816.6 | 2185674.1978 | 412981.2 | 187332.861 | 0 | 210390.978
7955 | 1266.559 | 1318.2052 | 1318.2052 | 1283.2208 | 1266.559 | 1229.5 | 1637846.4773 | 455961.24 | 206829.0847 | 0 | 975883.7095
7956 | 1524.5 | 1586.6642 | 1586.6642 | 1544.555 | 1524.5 | 356.45 | 570896.4741 | 548820 | 248950.85 | 0 | 2505591.975
7957 | 1553.979 | 1617.3453 | 1617.3453 | 1574.4218 | 1553.979 | 338.65 | 551878.9814 | 559432.44 | 253764.7707 | 0 | 2581703.0116
7958 | 1388.914 | 1445.5495 | 1445.5495 | 1407.1854 | 1388.914 | 753.85 | 1099134.9587 | 500009.04 | 226809.6562 | 0 | 1730795.1811
7959 | 1652.723 | 1232.5264 | 1232.5264 | 1199.8158 | 1199.8158 | 1585.3 | 1998778.1957 | 431933.6912 | 195929.9216 | 830178.8812 | 480318.3957
7960 | 1570.274 | 1303.7686 | 1303.7686 | 1269.1673 | 1269.1673 | 1763.5 | 2349014.462 | 456900.225 | 207255.0187 | 551928.5963 | 289754.597
7961 | 1459.662 | 697.3152 | 697.3152 | 678.8089 | 678.8089 | 1875.3 | 1335406.6103 | 244371.1972 | 110849.4903 | 1431303.767 | 81713.5407
7962 | 1449.583 | 0 | 0 | 0 | 0 | 1912.4 | 0 | 0 | 0 | 2657085.639 | 0
7963 | 1372.8 | 1428.7784 | 1428.7784 | 1390.8594 | 1372.8 | 1913.15 | 2762191.0467 | 494208 | 224178.24 | 0 | 119227.68
7964 | 1579.2 | 1643.5947 | 1643.5947 | 1599.9746 | 1579.2 | 1843.65 | 3066211.6336 | 568512 | 257883.36 | 0 | 246907.92
7965 | 1569.6 | 1633.6033 | 1633.6033 | 1590.2483 | 1569.6 | 1621.7 | 2677266.1236 | 565056 | 256315.68 | 0 | 593779.68
7966 | 1548.8 | 1611.9551 | 1611.9551 | 1569.1747 | 1548.8 | 1726 | 2807430.8878 | 557568 | 252919.04 | 0 | 424371.2
7967 | 1433.6 | 1492.0576 | 1492.0576 | 1452.4592 | 1433.6 | 1787.15 | 2698331.965 | 516096 | 234106.88 | 0 | 305141.76
7968 | 1310.4 | 0 | 0 | 0 | 0 | 1762.75 | 0 | 0 | 0 | 2401963.2 | 0
7969 | 1088 | 0 | 0 | 0 | 0 | 1613.8 | 0 | 0 | 0 | 1294720 | 0
7970 | 1392 | 0 | 0 | 0 | 0 | 1672 | 0 | 0 | 0 | 1656480 | 0
7971 | 1436.8 | 0 | 0 | 0 | 0 | 1557.4 | 0 | 0 | 0 | 1709792 | 0
7972 | 1538.4 | 0 | 0 | 0 | 0 | 1505.7 | 0 | 0 | 0 | 1830696 | 0
7973 | 1468 | 0 | 0 | 0 | 0 | 1505.85 | 0 | 0 | 0 | 1746920 | 0
7974 | 1324 | 0 | 0 | 0 | 0 | 1513.45 | 0 | 0 | 0 | 1575560 | 0
7975 | 916 | 0 | 0 | 0 | 0 | 1528.8 | 0 | 0 | 0 | 1679028 | 0
7976 | 1538.833 | 0 | 0 | 0 | 0 | 1577.6 | 0 | 0 | 0 | 2820680.889 | 0
7977 | 1337.062 | 0 | 0 | 0 | 0 | 1608.05 | 0 | 0 | 0 | 2450834.646 | 0
7978 | 1341.153 | 0 | 0 | 0 | 0 | 1573.55 | 0 | 0 | 0 | 2458333.449 | 0
7979 | 1403.197 | 1019.8426 | 1019.8426 | 992.7765 | 992.7765 | 1050.25 | 1100757.8729 | 357399.5551 | 162120.4093 | 752300.6995 | 0
7980 | 1495.022 | 1555.9842 | 1555.9842 | 1514.6892 | 1495.022 | 1040.45 | 1636969.0406 | 538207.92 | 244137.0926 | 0 | 791003.1234
7981 | 1415.791 | 1473.5224 | 1473.5224 | 1434.4159 | 1415.791 | 1023.15 | 1518152.5518 | 509684.76 | 231198.6703 | 0 | 1383015.4383
7982 | 1603.039 | 1668.4058 | 1668.4058 | 1624.1272 | 1603.039 | 1412.3 | 2365914.002 | 577094.04 | 261776.2687 | 0 | 942106.0203
7983 | 1305.477 | 1358.7102 | 1358.7102 | 1322.6507 | 1305.477 | 1584.05 | 2163385.8518 | 469971.72 | 213184.3941 | 0 | 543013.1582
7984 | 1797.5 | 458.4112 | 458.4112 | 446.2452 | 446.2452 | 1618.2 | 756064.7534 | 160648.2708 | 72871.8406 | 2476850.0547 | 164471.0404
7985 | 1690.399 | 12.5018 | 12.5018 | 12.17 | 12.17 | 1857.75 | 23695.5795 | 4381.2071 | 1987.3642 | 3076193.7211 | 1671.2952
7986 | 1741.499 | 0 | 0 | 0 | 0 | 1692.05 | 0 | 0 | 0 | 3192167.667 | 0
7987 | 1718.4 | 1788.4708 | 1788.4708 | 1741.0058 | 1718.4 | 1886.55 | 3405438.9081 | 618624 | 280614.72 | 0 | 194952.48
7988 | 1222.4 | 1272.2456 | 1272.2456 | 1238.4808 | 1222.4 | 1566.95 | 2011596.2424 | 440064 | 199617.92 | 0 | 529360.32
7989 | 1288 | 1340.5205 | 1340.5205 | 1304.9438 | 1288 | 1401.65 | 1891984.0104 | 463680 | 210330.4 | 0 | 770674.8
7990 | 1320.8 | 1374.658 | 1374.658 | 1338.1753 | 1320.8 | 1691.5 | 2336855.0157 | 475488 | 215686.64 | 0 | 407466.8
7991 | 1376 | 1432.1089 | 1432.1089 | 1394.1015 | 1376 | 1551.1 | 2237215.0058 | 495360 | 224700.8 | 0 | 617686.4
7992 | 1328.8 | 0 | 0 | 0 | 0 | 1503.7 | 0 | 0 | 0 | 2435690.4 | 0
7993 | 1398.4 | 0 | 0 | 0 | 0 | 1364.35 | 0 | 0 | 0 | 2563267.2 | 0
7994 | 1504 | 0 | 0 | 0 | 0 | 1416.1 | 0 | 0 | 0 | 2756832 | 0
7995 | 1284 | 0 | 0 | 0 | 0 | 1486.05 | 0 | 0 | 0 | 2353572 | 0
7996 | 1360.8 | 0 | 0 | 0 | 0 | 1317.45 | 0 | 0 | 0 | 2494346.4 | 0
7997 | 1429.6 | 0 | 0 | 0 | 0 | 1239.1 | 0 | 0 | 0 | 2620456.8 | 0
7998 | 1222.4 | 0 | 0 | 0 | 0 | 1174.35 | 0 | 0 | 0 | 2240659.2 | 0
7999 | 1190.56 | 149.1163 | 149.1163 | 145.1588 | 145.1588 | 1372.05 | 208528.8767 | 52257.1645 | 23704.4304 | 1916220.4176 | 87992.7496
8000 | 1232.152 | 1075.8135 | 1075.8135 | 1047.262 | 1047.262 | 1610 | 1764100.881 | 377014.3198 | 171017.8845 | 338903.3712 | 394275.96
8001 | 1245.954 | 1296.76 | 1296.76 | 1262.3447 | 1245.954 | 1816.8 | 2375805.1084 | 448543.44 | 203464.2882 | 0 | 228258.7728
8002 | 1352.375 | 1407.5205 | 1407.5205 | 1370.1657 | 1352.375 | 1719.6 | 2441198.6776 | 486855 | 220842.8375 | 0 | 379205.95
8003 | 1036.347 | 1123.9921 | 1078.6049 | 1094.162 | 1036.347 | 1255.95 | 1368978.3437 | 373084.92 | 169235.4651 | 0 | 771093.9853
8004 | 1453.973 | 1513.2614 | 1513.2614 | 1473.1002 | 1453.973 | 1143.25 | 1746100.6236 | 523430.28 | 237433.7909 | 0 | 1245691.3677
8005 | 1380.768 | 1437.0713 | 1437.0713 | 1398.9322 | 1380.768 | 1023.15 | 1474469.7437 | 497076.48 | 225479.4144 | 0 | 1348803.2208
8006 | 1648.157 | 1715.3636 | 1715.3636 | 1669.8387 | 1648.157 | 1310.9 | 2260837.5936 | 593336.52 | 269144.0381 | 0 | 1135744.9887
8007 | 1281.294 | 1333.5411 | 1333.5411 | 1298.1496 | 1281.294 | 1619.7 | 2171628.008 | 461265.84 | 209235.3102 | 0 | 487276.1082
8008 | 1404.316 | 653.6807 | 653.6807 | 636.3324 | 636.3324 | 1784.35 | 1187962.8189 | 229079.6466 | 103913.073 | 1407714.0274 | 132468.835
8009 | 1308.225 | 263.8671 | 263.8671 | 256.8642 | 256.8642 | 1900.25 | 510906.199 | 92471.1158 | 41945.9256 | 1927144.3269 | 24734.1097
8010 | 1254.291 | 0 | 0 | 0 | 0 | 1912.4 | 0 | 0 | 0 | 2299115.403 | 0
8011 | 1336 | 0 | 0 | 0 | 0 | 1913.15 | 0 | 0 | 0 | 2448888 | 0
8012 | 854.4 | 166.033 | 166.033 | 161.6266 | 161.6266 | 1635.4 | 277895.5684 | 58185.581 | 26393.6261 | 1269853.6167 | 0
8013 | 1313.6 | 1367.1644 | 1367.1644 | 1330.8806 | 1313.6 | 1306.2 | 1801259.0694 | 472896 | 214510.88 | 0 | 672763.984
8014 | 1232 | 1282.237 | 1282.237 | 1248.2071 | 1232 | 1370.85 | 1769316.209 | 443520 | 201185.6 | 0 | 775112.8
8015 | 1172.8 | 1220.623 | 1220.623 | 1188.2284 | 1172.8 | 1221.4 | 1501837.8335 | 422208 | 191518.24 | 0 | 913142.08
8016 | 1341.6 | 1396.3061 | 1396.3061 | 1359.2489 | 1341.6 | 1208.05 | 1699125.4567 | 482976 | 219083.28 | 0 | 1062480.12
8017 | 1092 | 0 | 0 | 0 | 0 | 1634.4 | 0 | 0 | 0 | 1299480 | 0
8018 | 1248 | 0 | 0 | 0 | 0 | 1543.1 | 0 | 0 | 0 | 1485120 | 0
8019 | 1142.4 | 0 | 0 | 0 | 0 | 1580.15 | 0 | 0 | 0 | 1359456 | 0
8020 | 1088.8 | 0 | 0 | 0 | 0 | 1578.75 | 0 | 0 | 0 | 1295672 | 0
8021 | 978.4 | 0 | 0 | 0 | 0 | 1579.5 | 0 | 0 | 0 | 1164296 | 0
8022 | 1040.8 | 0 | 0 | 0 | 0 | 1583.8 | 0 | 0 | 0 | 1238552 | 0
8023 | 858.4 | 893.4028 | 893.4028 | 869.6924 | 858.4 | 1728.3 | 1558616.1361 | 309024 | 140176.72 | 0 | 233227.28
8024 | 1146.178 | 1192.9155 | 1192.9155 | 1161.2561 | 1146.178 | 1801.5 | 2169544.166 | 412624.08 | 187170.8674 | 0 | 227516.333
8025 | 1191.895 | 1240.4967 | 1240.4967 | 1207.5746 | 1191.895 | 1848.25 | 2317970.022 | 429082.2 | 194636.4535 | 0 | 180870.0663
8026 | 1166.901 | 1214.4835 | 1214.4835 | 1182.2518 | 1166.901 | 1808.05 | 2222384.1547 | 420084.36 | 190554.9333 | 0 | 223986.6469
8027 | 1126.266 | 1172.1915 | 1172.1915 | 1141.0822 | 1126.266 | 1620.1 | 1920262.881 | 405455.76 | 183919.2378 | 0 | 427868.4534
8028 | 1448.14 | 1507.1905 | 1507.1905 | 1467.1905 | 1448.14 | 1546 | 2346905.6599 | 521330.4 | 236481.262 | 0 | 657455.56
8029 | 920.542 | 958.0788 | 958.0788 | 932.6519 | 920.542 | 1377.9 | 1325485.1984 | 331395.12 | 150324.5086 | 0 | 572669.1782
8030 | 997.387 | 1038.0572 | 1038.0572 | 1010.5078 | 997.387 | 1601.65 | 1670786.9874 | 359059.32 | 162873.2971 | 0 | 397309.1115
8031 | 860.713 | 895.8101 | 895.8101 | 872.0358 | 860.713 | 1694.7 | 1526281.3604 | 309856.68 | 140554.4329 | 0 | 262775.6789
8032 | 234.947 | 244.5274 | 244.5274 | 238.0378 | 234.947 | 1837.8 | 451723.8239 | 84580.92 | 38366.8451 | 0 | 38108.4034
8033 | 183.063 | 190.5277 | 190.5277 | 185.4712 | 183.063 | 1861.1 | 356513.0365 | 65902.68 | 29894.1879 | 0 | 25427.4507
8034 | 137.552 | 143.1609 | 143.1609 | 139.3615 | 137.552 | 1759.4 | 253229.0451 | 49518.72 | 22462.2416 | 0 | 33095.0112
8035 | 148 | 154.035 | 154.035 | 149.947 | 148 | 1843.75 | 286012.4731 | 53280 | 24168.4 | 0 | 23125
8036 | 100.8 | 104.9103 | 104.9103 | 102.126 | 100.8 | 1649.6 | 174412.6727 | 36288 | 16460.64 | 0 | 35320.32
8037 | 96 | 99.9146 | 99.9146 | 97.2629 | 96 | 1673.95 | 168117.9094 | 34560 | 15676.8 | 0 | 31300.8
8038 | 102.4 | 106.5755 | 106.5755 | 103.7471 | 102.4 | 1783.9 | 190974.4955 | 36864 | 16721.92 | 0 | 22128.64
8039 | 91.2 | 94.9188 | 94.9188 | 92.3997 | 91.2 | 1789.1 | 171060.0075 | 32832 | 14892.96 | 0 | 19234.08
8040 | 100 | 104.0777 | 104.0777 | 101.3155 | 100 | 1773.4 | 185930.4465 | 36000 | 16330 | 0 | 22660
8041 | 89.6 | 93.2536 | 93.2536 | 90.7787 | 89.6 | 1566.4 | 147314.816 | 32256 | 14631.68 | 0 | 38850.56
8042 | 96 | 99.9146 | 99.9146 | 97.2629 | 96 | 1531.2 | 153947.4994 | 34560 | 15676.8 | 0 | 45004.8
8043 | 89.6 | 93.2536 | 93.2536 | 90.7787 | 89.6 | 1527.5 | 143184.1837 | 32256 | 14631.68 | 0 | 42336
8044 | 89.6 | 93.2536 | 93.2536 | 90.7787 | 89.6 | 1537.55 | 144175.5842 | 32256 | 14631.68 | 0 | 41435.52
8045 | 91.2 | 94.9188 | 94.9188 | 92.3997 | 91.2 | 1566.6 | 149614.7809 | 32832 | 14892.96 | 0 | 39526.08
8046 | 92 | 95.7515 | 95.7515 | 93.2103 | 92 | 1567.5 | 150771.4876 | 33120 | 15023.6 | 0 | 39790
8047 | 72.8 | 75.7686 | 75.7686 | 73.7577 | 72.8 | 1568.9 | 119316.3068 | 26208 | 11888.24 | 0 | 31384.08
8048 | 89.61 | 93.264 | 93.264 | 90.7888 | 89.61 | 1578.15 | 147835.0654 | 32259.6 | 14633.313 | 0 | 37801.9785
8049 | 636.197 | 662.1391 | 662.1391 | 644.5663 | 636.197 | 1547.05 | 1032072.0672 | 229030.92 | 103890.9701 | 0 | 288165.4312
8050 | 1258.648 | 2154.6619 | 1309.9716 | 2097.4784 | 1258.648 | 1417.4 | 1875785.2532 | 453113.28 | 205537.2184 | 0 | 733288.3248
8051 | 1251.361 | 3981.9131 | 1302.3875 | 3876.2353 | 1251.361 | 1213.3 | 1599796.3221 | 450489.96 | 204347.2513 | 0 | 984445.6987
8052 | 1077.291 | 4169.1957 | 1121.2195 | 4058.5475 | 1077.291 | 1145.6 | 1299142.4711 | 387824.76 | 175921.6203 | 0 | 920437.4304
8053 | 1356.354 | 3472.354 | 1411.6618 | 3380.1996 | 1356.354 | 1049.25 | 1498304.2373 | 488287.44 | 221492.6082 | 0 | 1289553.5655
8054 | 1104.063 | 3543.1341 | 1149.0831 | 3449.1013 | 1104.063 | 1020.35 | 1181595.07 | 397462.68 | 180293.4879 | 0 | 1081595.318
8055 | 1125.992 | 2497.0015 | 1171.9063 | 2430.7324 | 1125.992 | 1153.6 | 1355916.644 | 405357.12 | 183874.4936 | 0 | 953039.6288
8056 | 1050.113 | 1092.9332 | 1092.9332 | 1063.9274 | 1050.113 | 1433.15 | 1569659.1997 | 378040.68 | 171483.4529 | 0 | 324840.7615
8057 | 951.408 | 990.2034 | 990.2034 | 963.9239 | 951.408 | 1601.7 | 1589087.3682 | 342506.88 | 155364.9264 | 0 | 262370.5658
8058 | 1136.61 | 1182.9573 | 1182.9573 | 1151.5623 | 1136.61 | 1654.95 | 1962495.6278 | 409179.6 | 185608.413 | 0 | 392187.2805
8059 | 1047.2 | 1089.9015 | 1089.9015 | 1060.9761 | 1047.2 | 1779.3 | 1950139.7627 | 376992 | 171007.76 | 0 | 231117.04
8060 | 1128.8 | 1174.8288 | 1174.8288 | 1143.6495 | 1128.8 | 1719.05 | 2031288.2591 | 406368 | 184333.04 | 0 | 317136.36
8061 | 778.4 | 810.1407 | 810.1407 | 788.64 | 778.4 | 1698.45 | 1384037.2631 | 280224 | 127112.72 | 0 | 234726.52
8062 | 1089.6 | 1134.0304 | 1134.0304 | 1103.9338 | 1089.6 | 1703.25 | 1944217.841 | 392256 | 177931.68 | 0 | 323338.8
8063 | 952.8 | 991.6521 | 991.6521 | 965.3342 | 952.8 | 1675.6 | 1675843.0966 | 343008 | 155592.24 | 0 | 309088.32
8064 | 999.2 | 1039.9442 | 1039.9442 | 1012.3446 | 999.2 | 1566.1 | 1643782.05 | 359712 | 163169.36 | 0 | 433552.88
8065 | 960 | 0 | 0 | 0 | 0 | 1643.35 | 0 | 0 | 0 | 1142400 | 0
8066 | 1305.6 | 0 | 0 | 0 | 0 | 1566.8 | 0 | 0 | 0 | 1553664 | 0
8067 | 1168.8 | 0 | 0 | 0 | 0 | 1573.1 | 0 | 0 | 0 | 1390872 | 0
8068 | 1358.4 | 0 | 0 | 0 | 0 | 1572.15 | 0 | 0 | 0 | 1616496 | 0
8069 | 1282.4 | 0 | 0 | 0 | 0 | 1553.65 | 0 | 0 | 0 | 1526056 | 0
8070 | 1162.4 | 516.9132 | 516.9132 | 503.1946 | 503.1946 | 1580.7 | 827555.4115 | 181150.073 | 82171.6859 | 784454.3698 | 0
8071 | 1039.2 | 1081.5752 | 1081.5752 | 1052.8708 | 1039.2 | 1660.7 | 1794742.6615 | 374112 | 169701.36 | 0 | 352600.56
8072 | 1081.05 | 1125.1318 | 1125.1318 | 1095.2714 | 1081.05 | 1735.6 | 1952001.2148 | 389178 | 176535.465 | 0 | 285829.62
8073 | 811.981 | 845.091 | 845.091 | 822.6627 | 811.981 | 1757.45 | 1487933.0058 | 292313.16 | 132596.4973 | 0 | 196945.9915
8074 | 1146.669 | 1416.4254 | 1193.4254 | 1378.8342 | 1146.669 | 1762.75 | 2108756.8378 | 412800.84 | 187251.0477 | 0 | 272047.2202
8075 | 1380.393 | 1883.3814 | 1436.68 | 1833.3974 | 1380.393 | 1650.9 | 2381530.7323 | 496941.48 | 225418.1769 | 0 | 481895.1963
8076 | 1173.817 | 2068.9487 | 1221.6805 | 2014.04 | 1173.817 | 1616.55 | 1984495.4457 | 422574.12 | 191684.3161 | 0 | 450100.1287
8077 | 1141.587 | 1996.569 | 1188.1362 | 1943.5811 | 1141.587 | 1594.2 | 1902568.9803 | 410971.32 | 186421.1571 | 0 | 463256.0046
8078 | 1217.119 | 3692.6032 | 1266.7492 | 3594.6035 | 1217.119 | 1639.2 | 2078594.5491 | 438162.84 | 198755.5327 | 0 | 439136.5352
8079 | 1621.666 | 3045.6147 | 1687.7923 | 2964.7858 | 1621.666 | 1775.15 | 3000208.7574 | 583799.76 | 264818.0578 | 0 | 364631.6001
8080 | 617.579 | 2117.4 | 642.7619 | 2061.2054 | 617.579 | 1888.2 | 1214920.1815 | 222328.44 | 100850.6507 | 0 | 69045.3322
8081 | 1446.565 | 1238.898 | 1238.898 | 1206.0183 | 1206.0183 | 1908.65 | 2397581.2517 | 434166.6041 | 196942.7957 | 440922.0191 | 74993.8738
8082 | 1314.233 | 1367.8232 | 1367.8232 | 1331.5219 | 1314.233 | 1927.95 | 2643772.623 | 473123.88 | 214614.2489 | 0 | 30249.6881
8083 | 1122.4 | 1168.1679 | 1168.1679 | 1137.1653 | 1122.4 | 1933.9 | 2275228.2344 | 404064 | 183287.92 | 0 | 74190.64
8084 | 976.8 | 1016.6308 | 1016.6308 | 989.6499 | 976.8 | 1876.3 | 1923892.3189 | 351648 | 159511.44 | 0 | 120830.16
8085 | 1206.4 | 1255.5931 | 1255.5931 | 1222.2704 | 1206.4 | 1861.9 | 2349054.5786 | 434304 | 197005.12 | 0 | 166603.84
8086 | 1304 | 1357.1729 | 1357.1729 | 1321.1543 | 1304 | 1844.05 | 2506060.5887 | 469440 | 212943.2 | 0 | 203358.8
8087 | 1134.4 | 1180.6572 | 1180.6572 | 1149.3232 | 1134.4 | 1823.1 | 2156388.8454 | 408384 | 185247.52 | 0 | 200675.36
8088 | 949.6 | 988.3216 | 988.3216 | 962.0921 | 949.6 | 1797.35 | 1778273.4551 | 341856 | 155069.68 | 0 | 192436.44
8089 | 1222.4 | 0 | 0 | 0 | 0 | 1742.65 | 0 | 0 | 0 | 1454656 | 0
8090 | 851.2 | 0 | 0 | 0 | 0 | 1696.05 | 0 | 0 | 0 | 1012928 | 0
8091 | 1256.8 | 0 | 0 | 0 | 0 | 1693.4 | 0 | 0 | 0 | 1495592 | 0
8092 | 1092.8 | 0 | 0 | 0 | 0 | 1692.45 | 0 | 0 | 0 | 1300432 | 0
8093 | 1028.8 | 0 | 0 | 0 | 0 | 1693.95 | 0 | 0 | 0 | 1224272 | 0
8094 | 1088.8 | 0 | 0 | 0 | 0 | 1701 | 0 | 0 | 0 | 1295672 | 0
8095 | 1353.6 | 1408.7955 | 1408.7955 | 1371.4068 | 1353.6 | 1716.95 | 2419856.2113 | 487296 | 221042.88 | 0 | 383136.48
8096 | 697.26 | 725.692 | 725.692 | 706.4326 | 697.26 | 1785.4 | 1296830.0878 | 251013.6 | 113862.558 | 0 | 149631.996
8097 | 894.813 | 931.3006 | 931.3006 | 906.5844 | 894.813 | 1861.75 | 1737843.0563 | 322132.68 | 146122.9629 | 0 | 123707.8972
8098 | 1264.732 | 1440.6266 | 1316.3027 | 1402.3931 | 1264.732 | 1875.95 | 2475504.235 | 455303.52 | 206530.7356 | 0 | 156890.0046
8099 | 1241.914 | 1865.6507 | 1292.5553 | 1816.1373 | 1241.914 | 1880.9 | 2450869.8409 | 447089.04 | 202804.5562 | 0 | 147911.9574
8100 | 1308.586 | 2004.968 | 1361.9449 | 1951.7573 | 1308.586 | 1865.85 | 2556884.3729 | 471090.96 | 213692.0938 | 0 | 175546.8119
8101 | 1086.618 | 1943.4925 | 1130.9268 | 1891.9132 | 1086.618 | 1788.5 | 2034770.2998 | 391182.48 | 177444.7194 | 0 | 229819.707
8102 | 1312.456 | 3614.8437 | 1365.9737 | 3518.9077 | 1312.456 | 1857.8 | 2551675.0287 | 472484.16 | 214324.0648 | 0 | 186631.2432
8103 | 1471.833 | 3017.2463 | 1531.8496 | 2937.1702 | 1471.833 | 1888.35 | 2902649.0852 | 529859.88 | 240350.3289 | 0 | 164330.1544
8104 | 1659.084 | 2038.5789 | 1726.7361 | 1984.4761 | 1659.084 | 1899.6 | 3285689.6256 | 597270.24 | 270928.4172 | 0 | 166572.0336
8105 | 1382.135 | 982.3996 | 982.3996 | 956.3273 | 956.3273 | 1914.35 | 1907178.2651 | 344277.8181 | 156168.2436 | 780505.5645 | 58878.7221
8106 | 1357.739 | 1413.1032 | 1413.1032 | 1375.6003 | 1357.739 | 1922.25 | 2721205.4747 | 488786.04 | 221718.7787 | 0 | 27513.6258
8107 | 1292 | 1344.6836 | 1344.6836 | 1308.9964 | 1292 | 1928.2 | 2604930.3772 | 465120 | 210983.6 | 0 | 92765.6
8108 | 1217.6 | 1267.2498 | 1267.2498 | 1233.6177 | 1217.6 | 1830.75 | 2332008.4099 | 438336 | 198834.08 | 0 | 206078.8
8109 | 1288 | 1340.5205 | 1340.5205 | 1304.9438 | 1288 | 1798.2 | 2416801.2802 | 463680 | 210330.4 | 0 | 259918.4
8110 | 1356 | 1411.2933 | 1411.2933 | 1373.8384 | 1356 | 1844.05 | 2606346.6639 | 488160 | 221434.8 | 0 | 211468.2
8111 | 968.8 | 1008.3046 | 1008.3046 | 981.5447 | 968.8 | 1817.4 | 1834485.3498 | 348768 | 158205.04 | 0 | 176902.88
8112 | 1264 | 1315.5419 | 1315.5419 | 1280.6281 | 1264 | 1796.65 | 2366068.8615 | 455040 | 206411.2 | 0 | 257034.4
8113 | 1316.8 | 0 | 0 | 0 | 0 | 1742.65 | 0 | 0 | 0 | 1566992 | 0
8114 | 1169.6 | 0 | 0 | 0 | 0 | 1696.05 | 0 | 0 | 0 | 1391824 | 0
8115 | 1160.8 | 0 | 0 | 0 | 0 | 1667.1 | 0 | 0 | 0 | 1381352 | 0
8116 | 1196 | 0 | 0 | 0 | 0 | 1666.15 | 0 | 0 | 0 | 1423240 | 0
8117 | 840 | 0 | 0 | 0 | 0 | 1680.8 | 0 | 0 | 0 | 999600 | 0
8118 | 1152.8 | 0 | 0 | 0 | 0 | 1701 | 0 | 0 | 0 | 1371832 | 0
8119 | 706.4 | 735.2047 | 735.2047 | 715.6928 | 706.4 | 1716.95 | 1262270.0814 | 254304 | 115355.12 | 0 | 199946.52
8120 | 959.437 | 998.5598 | 998.5598 | 972.0585 | 959.437 | 1785.4 | 1782729.1565 | 345397.32 | 156676.0621 | 0 | 205895.1802
8121 | 900.079 | 936.7813 | 936.7813 | 911.9197 | 900.079 | 1856.05 | 1742377.0304 | 324028.44 | 146982.9007 | 0 | 129566.3721
8122 | 1146.42 | 1344.7939 | 1193.1663 | 1309.1038 | 1146.42 | 1812.25 | 2175024.3008 | 412711.2 | 187210.386 | 0 | 215240.355
8123 | 1422.593 | 1779.2256 | 1480.6007 | 1732.0059 | 1422.593 | 1660.9 | 2474250.2821 | 512133.48 | 232309.4369 | 0 | 482401.2863
8124 | 1547.461 | 1969.9324 | 1610.5615 | 1917.6514 | 1547.461 | 1750.75 | 2837147.6464 | 557085.96 | 252700.3813 | 0 | 385704.6543
8125 | 1494.729 | 1758.7421 | 1555.6782 | 1712.066 | 1494.729 | 1748.85 | 2733620.4463 | 538102.44 | 244089.2457 | 0 | 375401.1884
8126 | 1257.696 | 3582.1674 | 1308.9819 | 3487.0987 | 1257.696 | 1863.5 | 2453033.3813 | 452770.56 | 205381.7568 | 0 | 171675.504
8127 | 1228.071 | 2506.9201 | 1278.1478 | 2440.3878 | 1228.071 | 1888.35 | 2424941.2009 | 442105.56 | 200543.9943 | 0 | 137114.1272
8128 | 1769.154 | 1952.0705 | 1841.2944 | 1900.2637 | 1769.154 | 1899.6 | 3507166.1976 | 636895.44 | 288902.8482 | 0 | 177623.0616
8129 | 1953.371 | 766.9328 | 766.9328 | 746.5788 | 746.5788 | 1914.35 | 1490662.0202 | 268768.3783 | 121916.3227 | 2212050.05 | 61728.1263
8130 | 1544.713 | 0 | 0 | 0 | 0 | 1927.95 | 0 | 0 | 0 | 2831458.929 | 0
8131 | 1589.6 | 1654.4188 | 1654.4188 | 1610.5114 | 1589.6 | 1933.9 | 3215823.3385 | 572256 | 259581.68 | 0 | 105072.56
8132 | 1320 | 1373.8254 | 1373.8254 | 1337.3648 | 1320 | 1881.3 | 2601879.6451 | 475200 | 215556 | 0 | 156684
8133 | 1744 | 1815.1147 | 1815.1147 | 1766.9426 | 1744 | 1856.2 | 3380773.9515 | 627840 | 284795.2 | 0 | 250787.2
8134 | 1516.8 | 1578.6502 | 1578.6502 | 1536.7537 | 1516.8 | 1844.05 | 2920299.4035 | 546048 | 247693.44 | 0 | 236544.96
8135 | 1599.2 | 1664.4102 | 1664.4102 | 1620.2377 | 1599.2 | 1823.1 | 3043680.3791 | 575712 | 261149.36 | 0 | 282898.48
8136 | 1542.4 | 962.3876 | 962.3876 | 936.8463 | 936.8463 | 1802.35 | 1760469.5 | 337264.6771 | 152987.0049 | 1109979.8856 | 0
8137 | 1434.4 | 0 | 0 | 0 | 0 | 1766.15 | 0 | 0 | 0 | 1706936 | 0
8138 | 1324 | 0 | 0 | 0 | 0 | 1696.05 | 0 | 0 | 0 | 1575560 | 0
8139 | 1325.6 | 0 | 0 | 0 | 0 | 1680.25 | 0 | 0 | 0 | 1577464 | 0
8140 | 1516.8 | 0 | 0 | 0 | 0 | 1666.45 | 0 | 0 | 0 | 1804992 | 0
8141 | 1291.2 | 0 | 0 | 0 | 0 | 1667.65 | 0 | 0 | 0 | 1536528 | 0
8142 | 1542.4 | 0 | 0 | 0 | 0 | 1730 | 0 | 0 | 0 | 1835456 | 0
8143 | 1000.8 | 1041.6094 | 1041.6094 | 1013.9657 | 1000.8 | 1795.25 | 1869310.3416 | 360288 | 163430.64 | 0 | 139332.1702
8144 | 828.43 | 862.2107 | 862.2107 | 839.3281 | 828.43 | 1824.55 | 1575749.3103 | 298234.8 | 135282.619 | 0 | 145348.0435
8145 | 1062.166 | 1105.4777 | 1105.4777 | 1076.1389 | 1062.166 | 1856.05 | 2056285.3276 | 382379.76 | 173451.7078 | 0 | 152898.7957
8146 | 1354.15 | 1409.3679 | 1409.3679 | 1371.964 | 1354.15 | 1870.25 | 2649087.0815 | 487494 | 221132.695 | 0 | 175700.9625
8147 | 1544.599 | 1789.6532 | 1607.5818 | 1742.1567 | 1544.599 | 1791.2 | 2891739.9939 | 556055.64 | 252233.0167 | 0 | 322512.2712
8148 | 1620.767 | 1963.798 | 1686.8567 | 1911.6799 | 1620.767 | 1696.7 | 2878390.4694 | 583476.12 | 264671.2511 | 0 | 491578.6311
8149 | 936.447 | 1767.5991 | 974.6323 | 1720.688 | 936.447 | 1418.7 | 1387777.821 | 337120.92 | 152921.7951 | 0 | 544356.6411
8150 | 1379.589 | 2362.2896 | 1435.8442 | 2299.5957 | 1379.589 | 1719.35 | 2475870.9504 | 496652.04 | 225286.8837 | 0 | 387181.6529
8151 | 1282.753 | 2365.1559 | 1335.0596 | 2302.3859 | 1282.753 | 1870.6 | 2509039.2484 | 461791.08 | 209473.5649 | 0 | 165988.2382
8152 | 1281.053 | 1605.9998 | 1333.2902 | 1563.3774 | 1281.053 | 1893.9 | 2539446.5487 | 461179.08 | 209195.9549 | 0 | 135919.7233
8153 | 1015.736 | 735.824 | 735.824 | 716.2956 | 716.2956 | 1914.35 | 1431575.4788 | 257866.4237 | 116971.075 | 548874.2139 | 59224.2342
8154 | 1172.039 | 0 | 0 | 0 | 0 | 1927.95 | 0 | 0 | 0 | 2148347.487 | 0
8155 | 1207.2 | 1256.4257 | 1256.4257 | 1223.0809 | 1207.2 | 1933.9 | 2446430.9241 | 434592 | 197135.76 | 0 | 79795.92
8156 | 1226.4 | 1276.4087 | 1276.4087 | 1242.5335 | 1226.4 | 1881.3 | 2419545.7134 | 441504 | 200271.12 | 0 | 145573.68
8157 | 1287.2 | 1339.6879 | 1339.6879 | 1304.1333 | 1287.2 | 1856.2 | 2499760.135 | 463392 | 210199.76 | 0 | 185099.36
8158 | 1448.8 | 1507.8774 | 1507.8774 | 1467.8592 | 1448.8 | 1844.05 | 2791071.9633 | 521568 | 236589.04 | 0 | 225940.36
8159 | 1248.8 | 1299.7221 | 1299.7221 | 1265.2281 | 1248.8 | 1823.1 | 2378478.7718 | 449568 | 203929.04 | 0 | 220912.72
8160 | 1272.8 | 0 | 0 | 0 | 0 | 1796.65 | 0 | 0 | 0 | 2333042.4 | 0
8161 | 1412 | 0 | 0 | 0 | 0 | 1781.8 | 0 | 0 | 0 | 2588196 | 0
8162 | 1366.4 | 0 | 0 | 0 | 0 | 1761.65 | 0 | 0 | 0 | 2504611.2 | 0
8163 | 1345.6 | 0 | 0 | 0 | 0 | 1759 | 0 | 0 | 0 | 2466484.8 | 0
8164 | 1445.6 | 0 | 0 | 0 | 0 | 1758.05 | 0 | 0 | 0 | 2649784.8 | 0
8165 | 1436 | 0 | 0 | 0 | 0 | 1733.1 | 0 | 0 | 0 | 2632188 | 0
8166 | 1366.4 | 0 | 0 | 0 | 0 | 1779.3 | 0 | 0 | 0 | 2504611.2 | 0
8167 | 1041.6 | 133.412 | 133.412 | 129.8713 | 129.8713 | 1795.25 | 243053.0602 | 46753.6652 | 21207.982 | 1671198.7214 | 25669.5075
8168 | 1319.128 | 1028.251 | 1028.251 | 1000.9618 | 1000.9618 | 1824.55 | 1904925.2809 | 360346.2561 | 163457.0656 | 583198.6035 | 169531.7206
8169 | 889.005 | 925.2558 | 925.2558 | 900.7 | 889.005 | 1867.45 | 1725241.6894 | 320041.8 | 145174.5165 | 0 | 117837.6127
8170 | 1469.341 | 1529.256 | 1529.256 | 1488.6704 | 1469.341 | 1870.25 | 2839414.7818 | 528962.76 | 239943.3853 | 0 | 190646.9948
8171 | 1714.76 | 1784.6824 | 1784.6824 | 1737.3179 | 1714.76 | 1791.2 | 3200892.3178 | 617313.6 | 280020.308 | 0 | 358041.888
8172 | 1647.544 | 1714.7256 | 1714.7256 | 1669.2177 | 1647.544 | 1734.2 | 2972002.8912 | 593115.84 | 269043.9352 | 0 | 437917.1952
8173 | 1465.729 | 1525.4967 | 1525.4967 | 1485.0109 | 1465.729 | 1733.2 | 2645580.6656 | 527662.44 | 239353.5457 | 0 | 391056.4972
8174 | 1506.159 | 1338.6253 | 1338.6253 | 1303.0989 | 1303.0989 | 1768.85 | 2407348.9096 | 469115.5934 | 212796.0456 | 372209.217 | 290771.213
8175 | 1621.22 | 1144.2435 | 1144.2435 | 1113.8759 | 1113.8759 | 1876.95 | 2185090.3689 | 400995.3373 | 181895.9405 | 929961.6676 | 132311.8504
8176 | 1662.845 | 1517.2007 | 1517.2007 | 1476.935 | 1476.935 | 1893.9 | 2922387.8586 | 531696.6062 | 241183.4883 | 340772.9984 | 151271.5445
8177 | 1580.403 | 360.2274 | 360.2274 | 350.6672 | 350.6672 | 1914.35 | 700448.2171 | 126240.1847 | 57263.9504 | 2254105.7586 | 28993.6385
8178 | 1155.725 | 0 | 0 | 0 | 0 | 1922.25 | 0 | 0 | 0 | 2118443.925 | 0
8179 | 1545.6 | 0 | 0 | 0 | 0 | 1933.9 | 0 | 0 | 0 | 2833084.8 | 0
8180 | 1300 | 0 | 0 | 0 | 0 | 1875.6 | 0 | 0 | 0 | 2382900 | 0
8181 | 1517.6 | 1461.1434 | 1461.1434 | 1422.3655 | 1422.3655 | 1856.2 | 2764591.3176 | 512051.5685 | 232272.2809 | 174564.8972 | 0
8182 | 1541.6 | 1604.4615 | 1604.4615 | 1561.88 | 1541.6 | 1844.05 | 2976702.2799 | 554976 | 251743.28 | 0 | 226972.1252
8183 | 1264.8 | 1316.3745 | 1316.3745 | 1281.4386 | 1264.8 | 1811.7 | 2401115.07 | 455328 | 206541.84 | 0 | 238161.84
8184 | 1515.2 | 1576.985 | 1576.985 | 1535.1327 | 1515.2 | 1796.65 | 2846276.1244 | 545472 | 247432.16 | 0 | 308115.92
8185 | 1142.4 | 0 | 0 | 0 | 0 | 1686.1 | 0 | 0 | 0 | 1359456 | 0
8186 | 1111.2 | 0 | 0 | 0 | 0 | 1778.35 | 0 | 0 | 0 | 1322328 | 0
8187 | 1584.8 | 0 | 0 | 0 | 0 | 1762.75 | 0 | 0 | 0 | 1885912 | 0
8188 | 1384 | 0 | 0 | 0 | 0 | 1695.35 | 0 | 0 | 0 | 1646960 | 0
8189 | 1290.4 | 0 | 0 | 0 | 0 | 1696.65 | 0 | 0 | 0 | 1535576 | 0
8190 | 1424 | 0 | 0 | 0 | 0 | 1735 | 0 | 0 | 0 | 1694560 | 0
8191 | 1168.8 | 1216.4599 | 1216.4599 | 1184.1757 | 1168.8 | 1688.95 | 2064529.6995 | 420768 | 190865.04 | 0 | 363555.24
8192 | 1085.638 | 1129.9068 | 1129.9068 | 1099.9197 | 1085.638 | 1769.9 | 2004052.3935 | 390829.68 | 177284.6854 | 0 | 249805.3038
8193 | 1060.777 | 1104.0321 | 1104.0321 | 1074.7317 | 1060.777 | 1845.4 | 2044054.4639 | 381879.72 | 173224.8841 | 0 | 163996.1242
8194 | 1138.269 | 1184.684 | 1184.684 | 1153.2431 | 1138.269 | 1853.05 | 2209902.9142 | 409776.84 | 185879.3277 | 0 | 167268.6296
8195 | 1033.825 | 1232.9687 | 1075.98 | 1200.2464 | 1033.825 | 1716.4 | 1860230.0113 | 372177 | 168823.6225 | 0 | 293192.77
8196 | 1090.429 | 1431.9621 | 1134.8922 | 1393.9586 | 1090.429 | 1670.7 | 1912010.4103 | 392554.44 | 178067.0557 | 0 | 359078.2697
8197 | 1135.24 | 1181.5314 | 1181.5314 | 1150.1742 | 1135.24 | 1616.85 | 1924631.9979 | 408686.4 | 185384.692 | 0 | 434967.206
8198 | 1171.847 | 1219.6312 | 1219.6312 | 1187.2628 | 1171.847 | 1658.35 | 2029716.604 | 421864.92 | 191362.6151 | 0 | 400361.5276
8199 | 1104.482 | 1149.5192 | 1149.5192 | 1119.0116 | 1104.482 | 1768.55 | 2044281.6549 | 397613.52 | 180361.9106 | 0 | 255632.3589
8200 | 224.458 | 233.6107 | 233.6107 | 227.4108 | 224.458 | 1870.15 | 439849.3856 | 80804.88 | 36653.9914 | 0 | 29145.8713
8201 | 183.44 | 190.9201 | 190.9201 | 185.8532 | 183.44 | 1880.05 | 360807.7248 | 66038.4 | 29955.752 | 0 | 22003.628
8202 | 160.064 | 166.5909 | 166.5909 | 162.1697 | 160.064 | 1880.15 | 314975.3275 | 57623.04 | 26138.4512 | 0 | 19183.6704
8203 | 206.4 | 214.8163 | 214.8163 | 209.1152 | 206.4 | 1889.15 | 409063.8501 | 74304 | 33705.12 | 0 | 22879.44
8204 | 149.6 | 155.7002 | 155.7002 | 151.568 | 149.6 | 1690.35 | 265616.9832 | 53856 | 24429.68 | 0 | 46323.64
8205 | 116 | 120.7301 | 120.7301 | 117.526 | 116 | 1621 | 196937.1953 | 41760 | 18942.8 | 0 | 43964
8206 | 109.6 | 114.0691 | 114.0691 | 111.0418 | 109.6 | 1644.45 | 188359.8136 | 39456 | 17897.68 | 0 | 38968.28
8207 | 99.2 | 103.2451 | 103.2451 | 100.505 | 99.2 | 1603.45 | 166353.1482 | 35712 | 16199.36 | 0 | 39337.76
8208 | 108.8 | 113.2365 | 113.2365 | 110.2313 | 108.8 | 1590.2 | 180840.2508 | 39168 | 17767.04 | 0 | 44586.24
8209 | 100.8 | 104.9103 | 104.9103 | 102.126 | 100.8 | 1415.9 | 148901.232 | 36288 | 16460.64 | 0 | 58877.28
8210 | 109.6 | 114.0691 | 114.0691 | 111.0418 | 109.6 | 1566.2 | 179211.2785 | 39456 | 17897.68 | 0 | 47544.48
8211 | 100 | 104.0777 | 104.0777 | 101.3155 | 100 | 1553.55 | 162013.2933 | 36000 | 16330 | 0 | 44645
8212 | 104 | 108.2408 | 108.2408 | 105.3681 | 104 | 1561.5 | 169383.5079 | 37440 | 16983.2 | 0 | 45604
8213 | 93.6 | 97.4167 | 97.4167 | 94.8313 | 93.6 | 1519.9 | 148245.3453 | 33696 | 15284.88 | 0 | 44937.36
8214 | 101.6 | 105.7429 | 105.7429 | 102.9366 | 101.6 | 1380.3 | 146162.2162 | 36576 | 16591.28 | 0 | 62961.52
8215 | 93.6 | 97.4167 | 97.4167 | 94.8313 | 93.6 | 1327.9 | 129462.6971 | 33696 | 15284.88 | 0 | 62908.56
8216 | 100.012 | 104.0902 | 104.0902 | 101.3277 | 100.012 | 1484.75 | 155186.6256 | 36004.32 | 16331.9596 | 0 | 51531.183
8217 | 218.574 | 293.1837 | 227.4867 | 285.4028 | 218.574 | 1243.4 | 284360.868 | 78686.64 | 35693.1342 | 0 | 165373.0884
8218 | 955.563 | 2645.512 | 994.5278 | 2575.3016 | 955.563 | 663.8 | 665108.0549 | 344002.68 | 156043.4379 | 0 | 1276823.2806
8219 | 1162.174 | 2225.9749 | 1209.5637 | 2166.8987 | 1162.174 | 303.5 | 369137.4452 | 418382.64 | 189783.0142 | 0 | 1971628.191
8220 | 1591.079 | 2214.5586 | 1655.9581 | 2155.7854 | 1591.079 | 297.8 | 497852.531 | 572788.44 | 259823.2007 | 0 | 2708334.6738
8221 | 1379.816 | 2693.3211 | 1436.0805 | 2621.8419 | 1379.816 | 281.3 | 407989.7015 | 496733.76 | 225323.9528 | 0 | 2371489.7592
8222 | 1610.809 | 2650.3808 | 1676.4926 | 2580.0411 | 1610.809 | 652.4 | 1098459.2063 | 579891.24 | 263045.1097 | 0 | 2170726.2084
8223 | 1808.052 | 1320.7686 | 1320.7686 | 1285.7162 | 1285.7162 | 1255.05 | 1682494.6142 | 462857.8204 | 209957.4502 | 957441.5803 | 924596.9274
8224 | 2055.558 | 1319.7372 | 1319.7372 | 1284.7121 | 1284.7121 | 1468.6 | 1969608.2482 | 462496.3672 | 209793.491 | 1412960.4777 | 659033.7776
8225 | 1608.955 | 457.5172 | 457.5172 | 445.3749 | 445.3749 | 1691.2 | 786041.9435 | 160334.9627 | 72729.7206 | 2132842.3301 | 132764.8544
8226 | 1527.332 | 0 | 0 | 0 | 0 | 1775.25 | 0 | 0 | 0 | 2799599.556 | 0
8227 | 1779.2 | 1851.7501 | 1851.7501 | 1802.6056 | 1779.2 | 1857.6 | 3461103.3707 | 640512 | 290543.36 | 0 | 253358.08
8228 | 1836.8 | 1911.6988 | 1911.6988 | 1860.9634 | 1836.8 | 1781.2 | 3429969.0507 | 661248 | 299949.44 | 0 | 392965.4564
8229 | 1579.2 | 1643.5947 | 1643.5947 | 1599.9746 | 1579.2 | 1724.45 | 2849122.5464 | 568512 | 257883.36 | 0 | 435148.56
8230 | 1553.6 | 1616.9508 | 1616.9508 | 1574.0378 | 1553.6 | 1700.75 | 2767657.4895 | 559296 | 253702.88 | 0 | 464914.8
8231 | 1396 | 1452.9244 | 1452.9244 | 1414.3646 | 1396 | 1578.8 | 2308762.2605 | 502560 | 227966.8 | 0 | 587995.2
8232 | 1387.2 | 0 | 0 | 0 | 0 | 1277.05 | 0 | 0 | 0 | 2542737.6 | 0
8233 | 1321.6 | 0 | 0 | 0 | 0 | 1481.9 | 0 | 0 | 0 | 1572704 | 0
8234 | 1526.4 | 0 | 0 | 0 | 0 | 1435.25 | 0 | 0 | 0 | 1816416 | 0
8235 | 1572 | 0 | 0 | 0 | 0 | 1405.9 | 0 | 0 | 0 | 1870680 | 0
8236 | 1433.6 | 0 | 0 | 0 | 0 | 1478.75 | 0 | 0 | 0 | 1705984 | 0
8237 | 1316 | 0 | 0 | 0 | 0 | 1564.7 | 0 | 0 | 0 | 1566040 | 0
8238 | 1384.8 | 0 | 0 | 0 | 0 | 1593.2 | 0 | 0 | 0 | 1647912 | 0
8239 | 1184.8 | 0 | 0 | 0 | 0 | 1686.15 | 0 | 0 | 0 | 2171738.4 | 0
8240 | 1308.643 | 0 | 0 | 0 | 0 | 1785.4 | 0 | 0 | 0 | 2398742.619 | 0
8241 | 1418.787 | 67.3133 | 67.3133 | 65.5268 | 65.5268 | 1856.05 | 127070.2204 | 23589.656 | 10700.5301 | 2480525.906 | 9432.586
8242 | 1582.275 | 1189.3945 | 1189.3945 | 1157.8286 | 1157.8286 | 1773.4 | 2147206.6337 | 416818.308 | 189073.4158 | 778010.1899 | 262363.9683
8243 | 1549.679 | 1708.5059 | 1612.8699 | 1663.1631 | 1549.679 | 1670.9 | 2713933.34 | 557884.44 | 253062.5807 | 0 | 509999.3589
8244 | 1523.622 | 557.6784 | 557.6784 | 542.8779 | 542.8779 | 1513 | 863776.2486 | 195436.0469 | 88651.9624 | 1797703.9207 | 264381.5412
8245 | 1514.182 | 1367.0489 | 1367.0489 | 1330.7681 | 1330.7681 | 1468.7 | 2053424.8519 | 479076.5296 | 217314.4369 | 336197.6096 | 237596.8287
8246 | 1331.149 | 977.9357 | 977.9357 | 951.9819 | 951.9819 | 1625 | 1616929.6563 | 342713.466 | 155458.6361 | 695013.3858 | 344619.75
8247 | 1245.736 | 145.4277 | 145.4277 | 141.5682 | 141.5682 | 1818.6 | 269262.2506 | 50964.5406 | 23118.0819 | 2023939.6354 | 24790.4868
8248 | 1236.827 | 201.9555 | 201.9555 | 196.5957 | 196.5957 | 1893.9 | 389634.3393 | 70774.4389 | 32104.0719 | 1906744.0394 | 20135.7641
8249 | 1300.328 | 274.558 | 274.558 | 267.2713 | 267.2713 | 1908.65 | 533754.4004 | 96217.6825 | 43645.4099 | 1893592.8572 | 23569.0308
8250 | 1367.211 | 0 | 0 | 0 | 0 | 1927.95 | 0 | 0 | 0 | 2506097.763 | 0
8251 | 1213.6 | 1263.0867 | 1263.0867 | 1229.5651 | 1213.6 | 1933.9 | 2468407.6108 | 436896 | 198180.88 | 0 | 80218.96
8252 | 1144.8 | 1191.4813 | 1191.4813 | 1159.86 | 1144.8 | 1869.9 | 2252552.3186 | 412128 | 186945.84 | 0 | 148938.48
8253 | 1432 | 1490.3924 | 1490.3924 | 1450.8382 | 1432 | 1856.2 | 2783618.67 | 515520 | 233845.6 | 0 | 205921.6
8254 | 1488.8 | 1549.5085 | 1549.5085 | 1508.3854 | 1488.8 | 1844.05 | 2869543.9927 | 535968 | 243121.04 | 0 | 232178.36
8255 | 1432.8 | 1491.225 | 1491.225 | 1451.6487 | 1432.8 | 1823.1 | 2731012.9684 | 515808 | 233976.24 | 0 | 253462.32
8256 | 1107.2 | 0 | 0 | 0 | 0 | 1796.65 | 0 | 0 | 0 | 2029497.6 | 0
8257 | 1325.6 | 0 | 0 | 0 | 0 | 1690.65 | 0 | 0 | 0 | 1577464 | 0
8258 | 1274.4 | 0 | 0 | 0 | 0 | 1673.05 | 0 | 0 | 0 | 1516536 | 0
8259 | 1459.2 | 0 | 0 | 0 | 0 | 1667.7 | 0 | 0 | 0 | 1736448 | 0
8260 | 1384.8 | 0 | 0 | 0 | 0 | 1715.1 | 0 | 0 | 0 | 1647912 | 0
8261 | 1256 | 0 | 0 | 0 | 0 | 1726.75 | 0 | 0 | 0 | 1494640 | 0
8262 | 1425.6 | 0 | 0 | 0 | 0 | 1779.3 | 0 | 0 | 0 | 1696464 | 0
8263 | 991.2 | 0 | 0 | 0 | 0 | 1795.25 | 0 | 0 | 0 | 1816869.6 | 0
8264 | 982.402 | 0 | 0 | 0 | 0 | 1824.55 | 0 | 0 | 0 | 1800742.866 | 0
8265 | 1106.567 | 457.9283 | 457.9283 | 445.7751 | 445.7751 | 1867.45 | 868007.236 | 160479.0333 | 72795.0726 | 1211231.5663 | 59087.4885
8266 | 1162.384 | 1209.7823 | 1209.7823 | 1177.6753 | 1162.384 | 1875.95 | 2277661.3368 | 418458.24 | 189817.3072 | 0 | 99498.3961
8267 | 957.501 | 996.5448 | 996.5448 | 970.0971 | 957.501 | 1869.5 | 1870464.6219 | 344700.36 | 156359.9133 | 0 | 124953.8805
8268 | 1301.609 | 1354.6844 | 1354.6844 | 1318.7319 | 1301.609 | 1853.8 | 2523075.9168 | 468579.24 | 212552.7497 | 0 | 190295.2358
8269 | 1278.001 | 1330.1138 | 1330.1138 | 1294.8133 | 1278.001 | 1837.8 | 2453742.0479 | 460080.36 | 208697.5633 | 0 | 207291.7622
8270 | 1638.085 | 1704.8809 | 1704.8809 | 1659.6342 | 1638.085 | 1863.5 | 3183490.8314 | 589710.6 | 267499.2805 | 0 | 223598.6025
8271 | 1340.07 | 123.9919 | 123.9919 | 120.7012 | 120.7012 | 1888.35 | 238511.5164 | 43452.441 | 19710.51 | 2235102.9646 | 13009.1231
8272 | 1262.195 | 415.0462 | 415.0462 | 404.0311 | 404.0311 | 1899.6 | 803673.9255 | 145451.1868 | 65978.2744 | 1573014.4758 | 39158.7108
8273 | 1317.571 | 12.3759 | 12.3759 | 12.0474 | 12.0474 | 1914.35 | 24136.1906 | 4337.074 | 1967.345 | 2393024.7078 | 996.1095
8274 | 1073.537 | 0 | 0 | 0 | 0 | 1927.45 | 0 | 0 | 0 | 1967793.321 | 0
8275 | 968 | 1007.4719 | 1007.4719 | 980.7342 | 968 | 1933.9 | 1967264.3198 | 348480 | 158074.4 | 0 | 63984.8
8276 | 1704.8 | 1774.3163 | 1774.3163 | 1727.2269 | 1704.8 | 1820.6 | 3264106.3832 | 613728 | 278393.84 | 0 | 305841.12
8277 | 1280 | 1332.1943 | 1332.1943 | 1296.8386 | 1280 | 1798.2 | 2411699.0928 | 460800 | 209024 | 0 | 258304
8278 | 953.6 | 992.4848 | 992.4848 | 966.1447 | 953.6 | 1844.05 | 1837596.5164 | 343296 | 155722.88 | 0 | 148713.92
8279 | 1074.4 | 1118.2106 | 1118.2106 | 1088.5339 | 1074.4 | 1823.1 | 2047306.9078 | 386784 | 175449.52 | 0 | 190061.36
8280 | 1128 | 0 | 0 | 0 | 0 | 1796.65 | 0 | 0 | 0 | 2067624 | 0
8281 | 1326.4 | 0 | 0 | 0 | 0 | 1723.45 | 0 | 0 | 0 | 1578416 | 0
8282 | 1213.6 | 0 | 0 | 0 | 0 | 1774.35 | 0 | 0 | 0 | 1444184 | 0
8283 | 932 | 0 | 0 | 0 | 0 | 1765.35 | 0 | 0 | 0 | 1109080 | 0
8284 | 1318.4 | 0 | 0 | 0 | 0 | 1682.3 | 0 | 0 | 0 | 1568896 | 0
8285 | 1150.4 | 0 | 0 | 0 | 0 | 1765.9 | 0 | 0 | 0 | 1368976 | 0
8286 | 1121.6 | 0 | 0 | 0 | 0 | 1779.3 | 0 | 0 | 0 | 1334704 | 0
8287 | 1252.8 | 0 | 0 | 0 | 0 | 1795.25 | 0 | 0 | 0 | 2296382.4 | 0
8288 | 1217.408 | 0 | 0 | 0 | 0 | 1824.55 | 0 | 0 | 0 | 2231508.864 | 0
8289 | 1302.102 | 777.403 | 777.403 | 756.7712 | 756.7712 | 1866.95 | 1475926.0158 | 272437.621 | 123580.732 | 999591.4124 | 52581.493
8290 | 1274.013 | 1325.9632 | 1325.9632 | 1290.7728 | 1274.013 | 1875.95 | 2500404.5704 | 458644.68 | 208046.3229 | 0 | 133826.3805
8291 | 1359.024 | 1414.4406 | 1414.4406 | 1376.9022 | 1359.024 | 1869.5 | 2658579.5182 | 489248.64 | 221928.6192 | 0 | 177352.632
8292 | 1360.939 | 1416.4337 | 1416.4337 | 1378.8423 | 1360.939 | 1810.85 | 2578320.077 | 489938.04 | 222241.3387 | 0 | 257421.6118
8293 | 1309.39 | 1362.7827 | 1362.7827 | 1326.6152 | 1309.39 | 1780.7 | 2439692.3212 | 471380.4 | 213823.387 | 0 | 287149.227
8294 | 1346.761 | 1401.6776 | 1401.6776 | 1364.4778 | 1346.761 | 1863.5 | 2625555.555 | 484833.96 | 219926.0713 | 0 | 183832.8765
8295 | 1666.961 | 1175.4544 | 1175.4544 | 1144.2584 | 1144.2584 | 1888.35 | 2261488.542 | 411933.036 | 186857.4022 | 958113.8045 | 123328.3667
8296 | 1629.508 | 412.2153 | 412.2153 | 401.2753 | 401.2753 | 1899.6 | 797497.135 | 144459.1052 | 65528.2552 | 2251350.5532 | 38891.6468
8297 | 1510.972 | 16.5556 | 16.5556 | 16.1163 | 16.1163 | 1914.35 | 32260.9479 | 5801.8532 | 2631.7851 | 2740070.5735 | 1332.5427
8298 | 1715.055 | 0 | 0 | 0 | 0 | 1927.95 | 0 | 0 | 0 | 3143695.815 | 0
8299 | 1569.6 | 1633.6033 | 1633.6033 | 1590.2483 | 1569.6 | 1933.9 | 3188918.1328 | 565056 | 256315.68 | 0 | 103750.56
8300 | 1138.4 | 1184.8203 | 1184.8203 | 1153.3758 | 1138.4 | 1820.1 | 2178449.4306 | 409824 | 185900.72 | 0 | 204798.16
8301 | 1421.6 | 1479.5683 | 1479.5683 | 1440.3014 | 1421.6 | 1798.5 | 2676512.0574 | 511776 | 232147.28 | 0 | 286452.4
8302 | 1424.8 | 1482.8988 | 1482.8988 | 1443.5434 | 1424.8 | 1844.05 | 2749131.3975 | 512928 | 232669.84 | 0 | 222197.56
8303 | 1243.2 | 1293.8937 | 1293.8937 | 1259.5545 | 1243.2 | 1823.1 | 2371281.0058 | 447552 | 203014.56 | 0 | 219922.08
8304 | 1226.4 | 0 | 0 | 0 | 0 | 1796.65 | 0 | 0 | 0 | 2247991.2 | 0
8305 | 871.2 | 0 | 0 | 0 | 0 | 980.5 | 0 | 0 | 0 | 1036728 | 0
8306 | 1341.6 | 0 | 0 | 0 | 0 | 1604.85 | 0 | 0 | 0 | 1596504 | 0
8307 | 1340 | 0 | 0 | 0 | 0 | 1602.2 | 0 | 0 | 0 | 1594600 | 0
8308 | 1356 | 0 | 0 | 0 | 0 | 1601.25 | 0 | 0 | 0 | 1613640 | 0
8309 | 1612 | 0 | 0 | 0 | 0 | 1378.35 | 0 | 0 | 0 | 1918280 | 0
8310 | 1690.4 | 0 | 0 | 0 | 0 | 1385.45 | 0 | 0 | 0 | 2011576 | 0
8311 | 1544.8 | 246.4903 | 246.4903 | 239.9486 | 239.9486 | 1625.75 | 407486.9573 | 86381.486 | 39183.6019 | 2391792.6669 | 0
8312 | 1215.149 | 1264.6989 | 1264.6989 | 1231.1345 | 1215.149 | 1655.05 | 2099741.4741 | 437453.64 | 198433.8317 | 0 | 0
8313 | 1492.134 | 1552.9784 | 1552.9784 | 1511.7632 | 1492.134 | 1804.05 | 2817061.1844 | 537168.24 | 243665.4822 | 0 | 286952.5112
8314 | 1882.658 | 1959.4268 | 1959.4268 | 1907.4246 | 1882.658 | 1864.55 | 3681914.699 | 677756.88 | 307438.0514 | 0 | 255006.0261
8315 | 1450.765 | 1509.9225 | 1509.9225 | 1469.85 | 1450.765 | 1676.5 | 2548667.4009 | 522275.4 | 236909.9245 | 0 | 469322.4775
8316 | 1737.05 | 1807.8813 | 1807.8813 | 1759.9011 | 1737.05 | 1527.5 | 2786610.4442 | 625338 | 283660.265 | 0 | 820756.125
8317 | 1360.505 | 1415.982 | 1415.982 | 1378.4026 | 1360.505 | 1171.25 | 1669576.5235 | 489781.8 | 222170.4665 | 0 | 1127518.5188
8318 | 1346.552 | 1401.4601 | 1401.4601 | 1364.2661 | 1346.552 | 1525.15 | 2147607.9507 | 484758.72 | 219891.9416 | 0 | 639410.2172
8319 | 1602.583 | 885.4617 | 885.4617 | 861.962 | 861.962 | 1818.6 | 1643193.3779 | 310306.3208 | 140758.395 | 1357558.2887 | 150940.4004
8320 | 1371.928 | 545.8489 | 545.8489 | 531.3624 | 531.3624 | 1888.2 | 1052433.6557 | 191290.4592 | 86771.4777 | 1540756.7694 | 57347.251
8321 | 1617.23 | 240.6318 | 240.6318 | 234.2455 | 234.2455 | 1896.6 | 465402.0089 | 84328.3879 | 38252.2937 | 2535010.5481 | 23381.4284
8322 | 1416.264 | 0 | 0 | 0 | 0 | 1864.55 | 0 | 0 | 0 | 2596011.912 | 0
8323 | 1540.8 | 1603.6289 | 1603.6289 | 1561.0694 | 1540.8 | 1844.2 | 2984576.2675 | 554688 | 251612.64 | 0 | 240056.64
8324 | 1249.6 | 1300.5547 | 1300.5547 | 1266.0387 | 1249.6 | 1733.15 | 2280541.6415 | 449856 | 204059.68 | 0 | 333455.76
8325 | 1344 | 1398.804 | 1398.804 | 1361.6805 | 1344 | 1647.4 | 2326103.4625 | 483840 | 219475.2 | 0 | 473894.4
8326 | 1529.6 | 1591.9722 | 1591.9722 | 1549.7221 | 1529.6 | 1695.9 | 2716869.7293 | 550656 | 249783.68 | 0 | 465151.36
8327 | 1204 | 1253.0953 | 1253.0953 | 1219.8388 | 1204 | 1613.1 | 2034368.8897 | 433440 | 196613.2 | 0 | 465827.6
8328 | 1254.4 | 0 | 0 | 0 | 0 | 1440.55 | 0 | 0 | 0 | 2299315.2 | 0
8329 | 1176.8 | 0 | 0 | 0 | 0 | 1076.15 | 0 | 0 | 0 | 2157074.4 | 0
8330 | 1458.4 | 0 | 0 | 0 | 0 | 1380.5 | 0 | 0 | 0 | 2673247.2 | 0
8331 | 1106.4 | 0 | 0 | 0 | 0 | 1555.2 | 0 | 0 | 0 | 2028031.2 | 0
8332 | 1453.6 | 0 | 0 | 0 | 0 | 1478.75 | 0 | 0 | 0 | 2664448.8 | 0
8333 | 1477.6 | 0 | 0 | 0 | 0 | 1480.25 | 0 | 0 | 0 | 2708440.8 | 0
8334 | 1080 | 0 | 0 | 0 | 0 | 1548.55 | 0 | 0 | 0 | 1979640 | 0
8335 | 1225.6 | 218.457 | 218.457 | 212.6592 | 212.6592 | 1658.5 | 368039.8743 | 76557.3259 | 34727.2537 | 1856720.4158 | 70106.1935
8336 | 918.666 | 956.1263 | 956.1263 | 930.7512 | 918.666 | 1746.25 | 1678904.9413 | 330719.76 | 150018.1578 | 0 | 233111.4975
8337 | 1374.39 | 1430.4332 | 1430.4332 | 1392.4703 | 1374.39 | 1856.05 | 2661401.4288 | 494780.4 | 224437.887 | 0 | 197843.4405
8338 | 1560.354 | 1623.9802 | 1623.9802 | 1580.8807 | 1560.354 | 1825.4 | 2974639.6112 | 561727.44 | 254805.8082 | 0 | 272437.8084
8339 | 1797.136 | 1870.4174 | 1870.4174 | 1820.7776 | 1797.136 | 1700 | 3195228.7358 | 646968.96 | 293472.3088 | 0 | 539140.8
8340 | 1185.147 | 1233.4735 | 1233.4735 | 1200.7378 | 1185.147 | 1718.3 | 2134346.4983 | 426652.92 | 193534.5051 | 0 | 333855.9099
8341 | 1448.412 | 1507.4736 | 1507.4736 | 1467.4661 | 1448.412 | 1342.1 | 2033024.0355 | 521428.32 | 236525.6796 | 0 | 952910.2548
8342 | 1481.714 | 1542.1335 | 1542.1335 | 1501.2062 | 1481.714 | 1463.95 | 2271705.3221 | 533417.04 | 241963.8962 | 0 | 794272.7897
8343 | 915.477 | 952.8072 | 952.8072 | 927.5202 | 915.477 | 1683.95 | 1617455.8885 | 329571.72 | 149497.3941 | 0 | 289336.5059
8344 | 1225.411 | 1275.3793 | 1275.3793 | 1241.5315 | 1225.411 | 1754.15 | 2252649.7114 | 441147.96 | 200109.6163 | 0 | 301267.2943
8345 | 1517.155 | 426.8527 | 426.8527 | 415.5243 | 415.5243 | 1896.6 | 825027.9053 | 149588.7503 | 67855.1192 | 2019289.0616 | 41476.0148
8346 | 1563.602 | 0 | 0 | 0 | 0 | 1877.4 | 0 | 0 | 0 | 2866082.466 | 0
8347 | 1392 | 0 | 0 | 0 | 0 | 1818.2 | 0 | 0 | 0 | 2551536 | 0
8348 | 1641.6 | 1061.3748 | 1061.3748 | 1033.2065 | 1033.2065 | 1728.05 | 1882946.2069 | 371954.3393 | 168722.6211 | 1115185.2891 | 166294.1616
8349 | 1546.4 | 1609.4572 | 1609.4572 | 1566.7431 | 1546.4 | 1666.45 | 2707061.0389 | 556704 | 252527.12 | 0 | 515801.72
8350 | 1494.4 | 1555.3368 | 1555.3368 | 1514.059 | 1494.4 | 1658.6 | 2592969.3701 | 537984 | 244035.52 | 0 | 510188.16
8351 | 1361.6 | 1417.1217 | 1417.1217 | 1379.512 | 1361.6 | 1519.7 | 2167634.8309 | 490176 | 222349.28 | 0 | 653976.48
8352 | 1280.8 | 1333.0269 | 1333.0269 | 1297.6491 | 1280.8 | 1230.1 | 1650150.2081 | 461088 | 209154.64 | 0 | 986087.92
8353 | 1408 | 0 | 0 | 0 | 0 | 1133.65 | 0 | 0 | 0 | 1675520 | 0
8354 | 1036.8 | 0 | 0 | 0 | 0 | 1282.6 | 0 | 0 | 0 | 1233792 | 0
8355 | 1119.2 | 0 | 0 | 0 | 0 | 1227.35 | 0 | 0 | 0 | 1331848 | 0
8356 | 1168 | 0 | 0 | 0 | 0 | 1160.9 | 0 | 0 | 0 | 1389920 | 0
8357 | 1204.8 | 0 | 0 | 0 | 0 | 1152.45 | 0 | 0 | 0 | 1433712 | 0
8358 | 1127.2 | 0 | 0 | 0 | 0 | 1158 | 0 | 0 | 0 | 1341368 | 0
8359 | 1190.4 | 1238.9407 | 1238.9407 | 1206.0599 | 1190.4 | 1199.25 | 1490846.6443 | 428544 | 194392.32 | 0 | 953212.8
8360 | 210.344 | 218.9212 | 218.9212 | 213.1111 | 210.344 | 1327.3 | 291271.3536 | 75723.84 | 34349.1752 | 0 | 141498.4088
8361 | 101.182 | 465.8267 | 105.3068 | 453.4639 | 101.182 | 1646.8 | 174249.606 | 36425.52 | 16523.0206 | 0 | 35737.4824
8362 | 0 | 294.2005 | -0.0010408 | 286.3926 | 0 | 1654.45 | 0 | 0 | 0 | 0 | 0
8363 | 0 | 0 | 0 | 0 | 0 | 1374.85 | 0 | 0 | 0 | 0 | 0
8364 | 0 | 0 | 0 | 0 | 0 | 1283.75 | 0 | 0 | 0 | 0 | 0
8365 | 0 | 98.8655 | 0 | 96.2416 | 0 | 1115 | 0 | 0 | 0 | 0 | 0
8366 | 0 | 3062.4472 | 0 | 2981.1715 | 0 | 1253.8 | 0 | 0 | 0 | 0 | 0
8367 | 0 | 2253.5638 | 0 | 2193.7555 | 0 | 1614.7 | 0 | 0 | 0 | 0 | 0
8368 | 0 | 1214.4242 | 0 | 1182.194 | 0 | 1430.55 | 0 | 0 | 0 | 0 | 0
8369 | 0 | 415.3574 | 0 | 404.334 | 0 | 1625.8 | 0 | 0 | 0 | 0 | 0
8370 | 0 | 0 | 0 | 0 | 0 | 1641.2 | 0 | 0 | 0 | 0 | 0
8371 | 0 | 0 | 0 | 0 | 0 | 1690.55 | 0 | 0 | 0 | 0 | 0
8372 | 0 | 0 | 0 | 0 | 0 | 1496.15 | 0 | 0 | 0 | 0 | 0
8373 | 137.6 | 143.2109 | 143.2109 | 139.4101 | 137.6 | 1332.8 | 192530.7577 | 49536 | 22470.08 | 0 | 91806.72
8374 | 224 | 233.134 | 233.134 | 226.9468 | 224 | 1432.25 | 335712.7675 | 80640 | 36579.2 | 0 | 127176
8375 | 279.2 | 290.5849 | 290.5849 | 282.8729 | 279.2 | 1162.95 | 339917.3088 | 100512 | 45593.36 | 0 | 233704.36
8376 | 275.2 | 286.4218 | 286.4218 | 278.8203 | 275.2 | 992.5 | 286156.638 | 99072 | 44940.16 | 0 | 277264
8377 | 272 | 283.0913 | 283.0913 | 275.5782 | 272 | 1033.85 | 293697.5362 | 97920 | 44417.6 | 0 | 262792.8
8378 | 291.2 | 303.0742 | 303.0742 | 295.0308 | 291.2 | 1007.1 | 306673.6044 | 104832 | 47552.96 | 0 | 289132.48
8379 | 199.2 | 207.3227 | 207.3227 | 201.8205 | 199.2 | 1003.4 | 208908.7872 | 71712 | 32529.36 | 0 | 198522.72
8380 | 207.2 | 215.649 | 215.649 | 209.9257 | 207.2 | 1002.4 | 216859.5808 | 74592 | 33835.76 | 0 | 206702.72
8381 | 285.6 | 297.2459 | 297.2459 | 289.3571 | 285.6 | 1002.5 | 298876.4353 | 102816 | 46638.48 | 0 | 284886
8382 | 264 | 274.7651 | 274.7651 | 267.473 | 264 | 1003.4 | 276470.5672 | 95040 | 43111.2 | 0 | 263102.4
8383 | 318.4 | 331.3833 | 331.3833 | 322.5886 | 318.4 | 1004.8 | 333506.3118 | 114624 | 51994.72 | 0 | 316871.68
8384 | 138.494 | 144.1413 | 144.1413 | 140.3159 | 138.494 | 1111.65 | 160640.1339 | 49857.84 | 22616.0702 | 0 | 123031.1449
8385 | 740.535 | 909.1154 | 770.7316 | 884.988 | 740.535 | 1155.05 | 893937.5692 | 266592.6 | 120929.3655 | 0 | 625715.0483
8386 | 1328.616 | 2893.807 | 1382.7927 | 2817.007 | 1328.616 | 1163.35 | 1617315.7585 | 478301.76 | 216962.9928 | 0 | 1111586.5764
8387 | 1321.969 | 3695.5777 | 1375.8747 | 3597.4991 | 1321.969 | 1103 | 1526864.6622 | 475908.84 | 215877.5377 | 0 | 1185806.193
8388 | 1360.73 | 3635.0087 | 1416.2162 | 3538.5376 | 1360.73 | 1165.8 | 1663582.6178 | 489862.8 | 222207.209 | 0 | 1135120.966
8389 | 1345.146 | 2901.9261 | 1399.9967 | 2824.9106 | 1345.146 | 1115.3 | 1574051.6365 | 484252.56 | 219662.3418 | 0 | 1190050.6662
8390 | 1049.667 | 2401.2053 | 1092.4691 | 2337.4786 | 1049.667 | 1083.45 | 1190710.932 | 377880.12 | 171410.6211 | 0 | 962072.2889
8391 | 978.516 | 2171.4455 | 1018.4167 | 2113.8165 | 978.516 | 1034.6 | 1061983.7861 | 352265.76 | 159791.6628 | 0 | 944659.3464
8392 | 1113.713 | 672.6821 | 672.6821 | 654.8295 | 654.8295 | 1046.5 | 717802.0698 | 235738.629 | 106933.6615 | 841133.4095 | 602739.769
8393 | 1271.929 | 121.6345 | 121.6345 | 118.4064 | 118.4064 | 1099.15 | 136329.9391 | 42626.3143 | 19335.7698 | 2114406.8734 | 102969.8576
8394 | 1081.973 | 1071.2435 | 1071.2435 | 1042.8132 | 1042.8132 | 1248.45 | 1362879.2658 | 375412.7646 | 170291.4013 | 71779.849 | 181645.1257
8395 | 1176.8 | 1224.7861 | 1224.7861 | 1192.281 | 1176.8 | 1367.95 | 1688474.528 | 423648 | 192171.44 | 0 | 743796.44
8396 | 942.4 | 980.828 | 980.828 | 954.7974 | 942.4 | 1281.25 | 1269027.5724 | 339264 | 153893.92 | 0 | 677350
8397 | 892.8 | 929.2055 | 929.2055 | 904.5449 | 892.8 | 1211.45 | 1134817.8415 | 321408 | 145794.24 | 0 | 704017.44
8398 | 998.4 | 1039.1116 | 1039.1116 | 1011.5341 | 998.4 | 1175.4 | 1231979.6248 | 359424 | 163038.72 | 0 | 823280.64
8399 | 1292 | 1344.6836 | 1344.6836 | 1308.9964 | 1292 | 1078.3 | 1461397.7881 | 465120 | 210983.6 | 0 | 1190836.4
8400 | 1080.8 | 1124.8716 | 1124.8716 | 1095.0181 | 1080.8 | 1033.55 | 1171501.9805 | 389088 | 176494.64 | 0 | 1044539.16
8401 | 1272.8 | 0 | 0 | 0 | 0 | 1162.85 | 0 | 0 | 0 | 1514632 | 0
8402 | 1246.4 | 0 | 0 | 0 | 0 | 962.75 | 0 | 0 | 0 | 1483216 | 0
8403 | 1290.4 | 0 | 0 | 0 | 0 | 618.75 | 0 | 0 | 0 | 1535576 | 0
8404 | 856 | 0 | 0 | 0 | 0 | 962.45 | 0 | 0 | 0 | 1018640 | 0
8405 | 1009.6 | 0 | 0 | 0 | 0 | 963.95 | 0 | 0 | 0 | 1201424 | 0
8406 | 1304.8 | 0 | 0 | 0 | 0 | 971 | 0 | 0 | 0 | 1552712 | 0
8407 | 1032.8 | 1074.9143 | 1074.9143 | 1046.3866 | 1032.8 | 1265.65 | 1359004.9854 | 371808 | 168656.24 | 0 | 758436.68
8408 | 1361.032 | 1416.5305 | 1416.5305 | 1378.9366 | 1361.032 | 1615.95 | 2288413.3118 | 489971.52 | 222256.5256 | 0 | 522704.3396
8409 | 1132.013 | 1178.1729 | 1178.1729 | 1146.9048 | 1132.013 | 1672 | 1974209.7126 | 407524.68 | 184857.7229 | 0 | 371300.264
8410 | 1598.971 | 1664.1719 | 1664.1719 | 1620.0057 | 1598.971 | 1572.55 | 2630755.8023 | 575629.56 | 261111.9643 | 0 | 683480.154
8411 | 1537.183 | 1712.4993 | 1599.8644 | 1667.0505 | 1537.183 | 1331.8 | 2141045.1745 | 553385.88 | 251021.9839 | 0 | 1027145.6806
8412 | 1425.846 | 2030.4827 | 1483.9874 | 1976.5948 | 1425.846 | 1209.35 | 1804756.6752 | 513304.56 | 232840.6518 | 0 | 1127345.1399
8413 | 1392.659 | 1827.4177 | 1449.4461 | 1778.9191 | 1392.659 | 1198.7 | 1748695.503 | 501357.24 | 227421.2147 | 0 | 1115937.6567
8414 | 1295.781 | 1348.6188 | 1348.6188 | 1312.8272 | 1295.781 | 1320.15 | 1784452.0592 | 466481.16 | 211601.0373 | 0 | 880936.7129
8415 | 1618.778 | 1684.7866 | 1684.7866 | 1640.0733 | 1618.778 | 1631.65 | 2753547.6949 | 582760.08 | 264346.4474 | 0 | 596276.8763
8416 | 1607.397 | 1607.589 | 1607.589 | 1564.9245 | 1564.9245 | 1782.6 | 2899727.4394 | 563372.8207 | 255552.1712 | 77852.0887 | 328422.7016
8417 | 1627.259 | 180.1647 | 180.1647 | 175.3832 | 175.3832 | 1811.8 | 329982.2956 | 63137.9644 | 28640.0822 | 2661288.2782 | 31863.0128
8418 | 1365.124 | 0 | 0 | 0 | 0 | 1910.2 | 0 | 0 | 0 | 2502272.292 | 0
8419 | 1428 | 1486.2293 | 1486.2293 | 1446.7855 | 1428 | 1922.5 | 2866854.6051 | 514080 | 233192.4 | 0 | 110670
8420 | 1173.6 | 1221.4556 | 1221.4556 | 1189.0389 | 1173.6 | 1817.9 | 2233091.8226 | 422496 | 191648.88 | 0 | 213712.56
8421 | 1508 | 1569.4914 | 1569.4914 | 1527.838 | 1508 | 1713.75 | 2697799.8266 | 542880 | 246256.4 | 0 | 431665
8422 | 1451.2 | 1510.3753 | 1510.3753 | 1470.2907 | 1451.2 | 1793.5 | 2712071.1101 | 522432 | 236980.96 | 0 | 299672.8
8423 | 1724 | 1794.2992 | 1794.2992 | 1746.6795 | 1724 | 1706.1 | 3057956.0918 | 620640 | 281529.2 | 0 | 506683.6
8424 | 1598.4 | 0 | 0 | 0 | 0 | 1612.6 | 0 | 0 | 0 | 2929867.2 | 0
8425 | 1463.2 | 0 | 0 | 0 | 0 | 1304.15 | 0 | 0 | 0 | 1741208 | 0
8426 | 1581.6 | 0 | 0 | 0 | 0 | 1278.55 | 0 | 0 | 0 | 1882104 | 0
8427 | 1542.4 | 0 | 0 | 0 | 0 | 1275.95 | 0 | 0 | 0 | 1835456 | 0
8428 | 1321.6 | 0 | 0 | 0 | 0 | 1333.1 | 0 | 0 | 0 | 1572704 | 0
8429 | 1266.4 | 0 | 0 | 0 | 0 | 1386.45 | 0 | 0 | 0 | 1507016 | 0
8430 | 1100 | 0 | 0 | 0 | 0 | 1301.65 | 0 | 0 | 0 | 1309000 | 0
8431 | 1120 | 215.4346 | 215.4346 | 209.717 | 209.717 | 1564.5 | 340461.3102 | 75498.133 | 34246.792 | 1668548.673 | 0
8432 | 977.25 | 1017.0991 | 1017.0991 | 990.1059 | 977.25 | 1720.55 | 1746740.9593 | 351810 | 159584.925 | 0 | 0
8433 | 1164.458 | 1211.9409 | 1211.9409 | 1179.7766 | 1164.458 | 1777.75 | 2157130.7685 | 419204.88 | 190155.9914 | 0 | 160629.1872
8434 | 1811.107 | 1884.9581 | 1884.9581 | 1834.9324 | 1811.107 | 1711.95 | 3241630.3688 | 651998.52 | 295753.7731 | 0 | 521689.3714
8435 | 1589.091 | 1653.889 | 1653.889 | 1609.9957 | 1589.091 | 1218.7 | 2027556.7404 | 572072.76 | 259498.5603 | 0 | 1241556.7983
8436 | 1463.659 | 1523.3423 | 1523.3423 | 1482.9136 | 1463.659 | 1051.85 | 1617275.8889 | 526917.24 | 239015.5147 | 0 | 1387768.2808
8437 | 1438.004 | 1496.6412 | 1496.6412 | 1456.9212 | 1438.004 | 1209.9 | 1826292.7845 | 517681.44 | 234826.0532 | 0 | 1136166.9604
8438 | 1439.024 | 1497.7028 | 1497.7028 | 1457.9546 | 1439.024 | 1229.9 | 1856596.3831 | 518048.64 | 234992.6192 | 0 | 1108192.3824
8439 | 1791.185 | 1059.5274 | 1059.5274 | 1031.4081 | 1031.4081 | 1364.75 | 1470112.8491 | 371306.9332 | 168428.9505 | 1392670.9704 | 632493.015
8440 | 1612.223 | 631.4039 | 631.4039 | 614.6468 | 614.6468 | 1679.6 | 1074359.2035 | 221272.8404 | 100371.819 | 1828557.2132 | 190107.0972
8441 | 1277.059 | 81.7176 | 81.7176 | 79.5489 | 79.5489 | 1765.9 | 146119.6579 | 28637.6002 | 12990.3336 | 2195036.0329 | 17977.0072
8442 | 1399.92 | 0 | 0 | 0 | 0 | 1814.75 | 0 | 0 | 0 | 2566053.36 | 0
8443 | 1373.6 | 1429.611 | 1429.611 | 1391.6699 | 1373.6 | 1898.2 | 2737463.7567 | 494496 | 224308.88 | 0 | 139832.48
8444 | 1170.4 | 1218.1252 | 1218.1252 | 1185.7968 | 1170.4 | 1793.6 | 2206272.2074 | 421344 | 191126.32 | 0 | 241570.56
8445 | 1194.4 | 1243.1038 | 1243.1038 | 1210.1125 | 1194.4 | 1712.45 | 2142510.0638 | 429984 | 195045.52 | 0 | 343449.72
8446 | 1397.6 | 1454.5896 | 1454.5896 | 1415.9856 | 1397.6 | 1728.35 | 2523463.609 | 503136 | 228228.08 | 0 | 379658.04
8447 | 1476 | 1536.1865 | 1536.1865 | 1495.417 | 1476 | 1642.2 | 2532866.6129 | 531360 | 241030.8 | 0 | 528112.8
8448 | 1419.2 | 0 | 0 | 0 | 0 | 1551.35 | 0 | 0 | 0 | 2601393.6 | 0
8449 | 1497.6 | 0 | 0 | 0 | 0 | 1476.85 | 0 | 0 | 0 | 1782144 | 0
8450 | 1310.4 | 0 | 0 | 0 | 0 | 1278.65 | 0 | 0 | 0 | 1559376 | 0
8451 | 1341.6 | 0 | 0 | 0 | 0 | 1276 | 0 | 0 | 0 | 1596504 | 0
8452 | 1416 | 0 | 0 | 0 | 0 | 1275.05 | 0 | 0 | 0 | 1685040 | 0
8453 | 957.6 | 0 | 0 | 0 | 0 | 1290.15 | 0 | 0 | 0 | 1139544 | 0
8454 | 1168 | 0 | 0 | 0 | 0 | 1575.7 | 0 | 0 | 0 | 1389920 | 0
8455 | 1116.8 | 230.3177 | 230.3177 | 224.2052 | 224.2052 | 1658.5 | 389359.4883 | 80713.8556 | 36612.7017 | 1636126.3517 | 0
8456 | 1100.114 | 1144.9731 | 1144.9731 | 1114.5862 | 1100.114 | 1722.75 | 1989203.386 | 396041.04 | 179648.6162 | 0 | 217620.7335
8457 | 1505.134 | 1566.5085 | 1566.5085 | 1524.9343 | 1505.134 | 1719 | 2721724.6391 | 541848.24 | 245788.3822 | 0 | 422942.654
8458 | 1372.623 | 1428.5942 | 1428.5942 | 1390.6801 | 1372.623 | 1619.25 | 2346224.3926 | 494144.28 | 224149.3359 | 0 | 522626.2072
8459 | 1730.814 | 1801.391 | 1801.391 | 1753.5831 | 1730.814 | 1331.8 | 2422414.7885 | 623093.04 | 282641.9262 | 0 | 1156529.9148
8460 | 1451.75 | 1510.9477 | 1510.9477 | 1470.848 | 1451.75 | 1268.85 | 1937294.1383 | 522630 | 237070.775 | 0 | 1061447.0125
8461 | 1419.609 | 1477.4961 | 1477.4961 | 1438.2842 | 1419.609 | 1342 | 2001988.4028 | 511059.24 | 231822.1497 | 0 | 934102.722
8462 | 1566.858 | 1630.7494 | 1630.7494 | 1587.4702 | 1566.858 | 1333.7 | 2191997.3867 | 564068.88 | 255867.9114 | 0 | 1043997.4854
8463 | 1497.729 | 1558.8016 | 1558.8016 | 1517.4318 | 1497.729 | 1381.2 | 2167614.7878 | 539182.44 | 244579.1457 | 0 | 926794.7052
8464 | 1156.838 | 1204.0101 | 1204.0101 | 1172.0564 | 1156.838 | 1549.1 | 1869900.4032 | 416461.68 | 188911.6454 | 0 | 521618.2542
8465 | 1305.359 | 442.0887 | 442.0887 | 430.3559 | 430.3559 | 1765.9 | 792382.8872 | 154928.1184 | 70277.1159 | 1603880.7108 | 97254.504
8466 | 1419.829 | 0 | 0 | 0 | 0 | 1842.45 | 0 | 0 | 0 | 2602546.557 | 0
8467 | 1196 | 1244.769 | 1244.769 | 1211.7336 | 1196 | 1922.5 | 2403926.3291 | 430560 | 195306.8 | 0 | 92690
8468 | 1183.2 | 1231.4471 | 1231.4471 | 1198.7652 | 1183.2 | 1820.1 | 2254939.4375 | 425952 | 193216.56 | 0 | 212857.68
8469 | 1408.8 | 1466.2463 | 1466.2463 | 1427.333 | 1408.8 | 1798.2 | 2643931.0011 | 507168 | 230057.04 | 0 | 284295.84
8470 | 1412 | 1469.5768 | 1469.5768 | 1430.5751 | 1412 | 1832.65 | 2706151.5004 | 508320 | 230579.6 | 0 | 236298.2
8471 | 1347.2 | 1402.1345 | 1402.1345 | 1364.9226 | 1347.2 | 1722.75 | 2426887.7971 | 484992 | 219997.76 | 0 | 373511.2
8472 | 1276 | 0 | 0 | 0 | 0 | 1705.5 | 0 | 0 | 0 | 2338908 | 0
8473 | 1184 | 0 | 0 | 0 | 0 | 1597.75 | 0 | 0 | 0 | 1408960 | 0
8474 | 1453.6 | 0 | 0 | 0 | 0 | 1529.05 | 0 | 0 | 0 | 1729784 | 0
8475 | 1312.8 | 0 | 0 | 0 | 0 | 1352.1 | 0 | 0 | 0 | 1562232 | 0
8476 | 1127.2 | 0 | 0 | 0 | 0 | 1308.1 | 0 | 0 | 0 | 1341368 | 0
8477 | 1457.6 | 0 | 0 | 0 | 0 | 1284.6 | 0 | 0 | 0 | 1734544 | 0
8478 | 1394.4 | 0 | 0 | 0 | 0 | 1529.25 | 0 | 0 | 0 | 1659336 | 0
8479 | 1288.8 | 69.4791 | 69.4791 | 67.6352 | 67.6352 | 1638.85 | 115633.8584 | 24348.6713 | 11044.8278 | 2238395.0821 | 23579.8447
8480 | 1161.104 | 590.186 | 590.186 | 574.5228 | 574.5228 | 1686.5 | 1012077.3979 | 206828.2065 | 93819.5725 | 1075203.3474 | 173869.9215
8481 | 829.113 | 862.9216 | 862.9216 | 840.0201 | 829.113 | 1686.55 | 1462286.5517 | 298480.68 | 135394.1529 | 0 | 259885.4698
8482 | 1028.635 | 1070.5794 | 1070.5794 | 1042.1668 | 1028.635 | 1680.5 | 1808766.6191 | 370308.6 | 167976.0955 | 0 | 328648.8825
8483 | 1605.522 | 1670.99 | 1670.99 | 1626.6429 | 1605.522 | 1267.1 | 2127519.0986 | 577987.92 | 262181.7426 | 0 | 1176687.0738
8484 | 1388.834 | 1445.4662 | 1445.4662 | 1407.1043 | 1388.834 | 1051.85 | 1530440.9722 | 499980.24 | 226796.5922 | 0 | 1316822.9571
8485 | 1422.415 | 1480.4165 | 1480.4165 | 1441.1271 | 1422.415 | 1161.6 | 1725132.4304 | 512069.4 | 232280.3695 | 0 | 1192552.736
8486 | 1624.992 | 1691.254 | 1691.254 | 1646.369 | 1624.992 | 1278.2 | 2170316.0868 | 584997.12 | 265361.1936 | 0 | 1172919.2256
8487 | 1558.054 | 1621.5864 | 1621.5864 | 1578.5504 | 1558.054 | 1364.75 | 2218724.8453 | 560899.44 | 254430.2182 | 0 | 989753.8035
8488 | 1796.174 | 284.2309 | 284.2309 | 276.6876 | 276.6876 | 1494.35 | 431719.3949 | 99607.5375 | 45183.0858 | 2785218.5635 | 135057.5981
8489 | 1733.951 | 217.0842 | 217.0842 | 211.3229 | 211.3229 | 1751.65 | 386802.3096 | 76076.2393 | 34509.0274 | 2790977.3313 | 50662.9033
8490 | 1379.821 | 0 | 0 | 0 | 0 | 1812.55 | 0 | 0 | 0 | 2529211.893 | 0
8491 | 1425.6 | 1483.7314 | 1483.7314 | 1444.354 | 1425.6 | 1922.5 | 2877874.1005 | 513216 | 232800.48 | 0 | 110484
8492 | 1449.6 | 1508.71 | 1508.71 | 1468.6697 | 1449.6 | 1778.75 | 2704806.9525 | 521856 | 236719.68 | 0 | 320724
8493 | 1551.2 | 1614.453 | 1614.453 | 1571.6063 | 1551.2 | 1772.2 | 2879882.2513 | 558432 | 253310.96 | 0 | 353363.36
8494 | 1432.8 | 1491.225 | 1491.225 | 1451.6487 | 1432.8 | 1741.5 | 2605437.2325 | 515808 | 233976.24 | 0 | 370378.8
8495 | 1576.8 | 1641.0968 | 1641.0968 | 1597.543 | 1576.8 | 1705.1 | 2806020.0956 | 567648 | 257491.44 | 0 | 464998.32
8496 | 1746.4 | 0 | 0 | 0 | 0 | 1690.05 | 0 | 0 | 0 | 3201151.2 | 0
8497 | 704 | 0 | 0 | 0 | 0 | 1630.5 | 0 | 0 | 0 | 1290432 | 0
8498 | 883.2 | 0 | 0 | 0 | 0 | 1575.75 | 0 | 0 | 0 | 1618905.6 | 0
8499 | 1075.2 | 0 | 0 | 0 | 0 | 1395.9 | 0 | 0 | 0 | 1970841.6 | 0
8500 | 876.8 | 0 | 0 | 0 | 0 | 1293.1 | 0 | 0 | 0 | 1607174.4 | 0
8501 | 927.2 | 0 | 0 | 0 | 0 | 1284.6 | 0 | 0 | 0 | 1699557.6 | 0
8502 | 720.8 | 0 | 0 | 0 | 0 | 1443.5 | 0 | 0 | 0 | 1321226.4 | 0
8503 | 638.4 | 525.7557 | 525.7557 | 511.8024 | 511.8024 | 1643.95 | 877977.8184 | 184248.8688 | 83577.3341 | 232053.3763 | 53443.461
8504 | 622.722 | 648.1146 | 648.1146 | 630.914 | 622.722 | 1687.8 | 1096380.6484 | 224179.92 | 101690.5026 | 0 | 194413.8084
8505 | 603.316 | 627.9173 | 627.9173 | 611.2527 | 603.316 | 1541.95 | 969038.4496 | 217193.76 | 98521.5028 | 0 | 276348.8938
8506 | 1098.458 | 1371.1235 | 1143.2486 | 1334.7346 | 1098.458 | 1326.85 | 1519081.1147 | 395444.88 | 179378.1914 | 0 | 739427.0027
8507 | 979.053 | 1398.0234 | 1018.9756 | 1360.9206 | 979.053 | 1127.25 | 1155785.5117 | 352459.08 | 159879.3549 | 0 | 854468.5058
8508 | 716.923 | 1510.8676 | 746.1568 | 1470.77 | 716.923 | 1051.85 | 793756.0417 | 258092.28 | 117073.5259 | 0 | 679750.5425
8509 | 680.172 | 1440.3289 | 707.9072 | 1402.1034 | 680.172 | 1095.55 | 781569.1301 | 244861.92 | 111072.0876 | 0 | 615181.5654
8510 | 780.334 | 3080.1238 | 812.1535 | 2998.379 | 780.334 | 1104.35 | 901687.352 | 280920.24 | 127428.5422 | 0 | 698906.1471
8511 | 882.579 | 2313.4553 | 918.5677 | 2252.0575 | 882.579 | 1294.9 | 1191246.6832 | 317728.44 | 144125.1507 | 0 | 622306.4529
8512 | 842.753 | 2133.351 | 877.1178 | 2076.733 | 842.753 | 1392.4 | 1218303.2572 | 303391.08 | 137621.5649 | 0 | 512056.7228
8513 | 490.41 | 910.6453 | 510.4073 | 886.4773 | 490.41 | 1751.65 | 896433.5396 | 176547.6 | 80083.953 | 0 | 121793.3235
8514 | 678.563 | 706.2326 | 706.2326 | 687.4896 | 678.563 | 1877.4 | 1327311.2349 | 244282.68 | 110809.3379 | 0 | 83191.8238
8515 | 853.6 | 888.4071 | 888.4071 | 864.8292 | 853.6 | 1922.5 | 1711154.2325 | 307296 | 139392.88 | 0 | 66154
8516 | 705.6 | 734.3721 | 734.3721 | 714.8823 | 705.6 | 1830.75 | 1348412.0697 | 254016 | 115224.48 | 0 | 119422.8
8517 | 828.8 | 862.5958 | 862.5958 | 839.703 | 828.8 | 1798.5 | 1550449.327 | 298368 | 135343.04 | 0 | 167003.2
8518 | 820 | 853.437 | 853.437 | 830.7872 | 820 | 1832.65 | 1560249.1597 | 295200 | 133906 | 0 | 137227
8519 | 755.2 | 785.9946 | 785.9946 | 765.1348 | 755.2 | 1772.55 | 1389168.0853 | 271872 | 123324.16 | 0 | 171770.24
8520 | 697.6 | 726.0459 | 726.0459 | 706.777 | 697.6 | 1705.5 | 1234244.7695 | 251136 | 113918.08 | 0 | 205443.2
8521 | 1381.6 | 0 | 0 | 0 | 0 | 1669.3 | 0 | 0 | 0 | 1644104 | 0
8522 | 1472 | 0 | 0 | 0 | 0 | 1608.85 | 0 | 0 | 0 | 1751680 | 0
8523 | 1526.4 | 0 | 0 | 0 | 0 | 1665.05 | 0 | 0 | 0 | 1816416 | 0
8524 | 1505.6 | 54.0017 | 54.0017 | 52.5686 | 52.5686 | 1667.05 | 91367.3465 | 18924.6844 | 8584.4471 | 1729107.4043 | 0
8525 | 1336.8 | 1391.3104 | 1391.3104 | 1354.3858 | 1336.8 | 1669.35 | 2327143.5231 | 481248 | 218299.44 | 0 | 49738.6876
8526 | 1504 | 1565.3283 | 1565.3283 | 1523.7853 | 1504 | 1676.2 | 2630679.0343 | 541440 | 245603.2 | 0 | 486995.2
8527 | 1156.8 | 1203.9706 | 1203.9706 | 1172.0179 | 1156.8 | 1686.55 | 2039922.5881 | 416448 | 188905.44 | 0 | 362598.96
8528 | 151.282 | 157.4508 | 157.4508 | 153.2721 | 151.282 | 1763.4 | 278975.7912 | 54461.52 | 24704.3506 | 0 | 35793.3212
8529 | 203.767 | 212.076 | 212.076 | 206.4476 | 203.767 | 1845.4 | 393246.4361 | 73356.12 | 33275.1511 | 0 | 31502.3782
8530 | 271.406 | 282.4731 | 282.4731 | 274.9764 | 271.406 | 1753.75 | 499123.717 | 97706.16 | 44320.5998 | 0 | 66833.7275
8531 | 225.678 | 871.3029 | 234.8804 | 848.179 | 225.678 | 1345.8 | 318594.9479 | 81244.08 | 36853.2174 | 0 | 147638.5476
8532 | 210.894 | 880.4524 | 219.4925 | 857.0857 | 210.894 | 1243.25 | 275586.7908 | 75921.84 | 34438.9902 | 0 | 159594.0345
8533 | 235.761 | 287.0775 | 245.3746 | 279.4586 | 235.761 | 1201.9 | 297667.593 | 84873.96 | 38499.7713 | 0 | 188160.8541
8534 | 236.032 | 245.6566 | 245.6566 | 239.137 | 236.032 | 1312.8 | 323893.3694 | 84971.52 | 38544.0256 | 0 | 162201.1904
8535 | 258.885 | 1106.3686 | 269.4415 | 1077.0062 | 258.885 | 1707.4 | 461888.8912 | 93198.6 | 42275.9205 | 0 | 75749.751
8536 | 263.906 | 571.783 | 274.6672 | 556.6082 | 263.906 | 1826.7 | 500119.2511 | 95006.16 | 43095.8498 | 0 | 45734.9098
8537 | 505.286 | 525.8899 | 525.8899 | 511.9331 | 505.286 | 1840.9 | 965705.2525 | 181902.96 | 82513.2038 | 0 | 80391.0026
8538 | 457.786 | 476.453 | 476.453 | 463.8082 | 457.786 | 1886.5 | 898195.9149 | 164802.96 | 74756.4538 | 0 | 51958.711
8539 | 296 | 308.0699 | 308.0699 | 299.8939 | 296 | 1889.15 | 582669.9706 | 106560 | 48336.8 | 0 | 32811.6
8540 | 264.8 | 275.5977 | 275.5977 | 268.2835 | 264.8 | 1785.65 | 493769.1944 | 95328 | 43241.84 | 0 | 56759.88
8541 | 239.2 | 248.9538 | 248.9538 | 242.3467 | 239.2 | 1770.95 | 440446.1521 | 86112 | 39061.36 | 0 | 54788.76
8542 | 282.4 | 293.9154 | 293.9154 | 286.115 | 282.4 | 1818.05 | 532754.2617 | 101664 | 46115.92 | 0 | 51382.68
8543 | 237.6 | 247.2886 | 247.2886 | 240.7257 | 237.6 | 1762.9 | 434704.7272 | 85536 | 38800.08 | 0 | 56334.96
8544 | 223.2 | 232.3014 | 232.3014 | 226.1362 | 223.2 | 1683.5 | 390111.6165 | 80352 | 36448.56 | 0 | 70642.8
8545 | 259.2 | 269.7693 | 269.7693 | 262.6098 | 259.2 | 1421.9 | 384059.4111 | 93312 | 42327.36 | 0 | 149843.52
8546 | 218.4 | 227.3057 | 227.3057 | 221.2731 | 218.4 | 1585.75 | 360004.1126 | 78624 | 35664.72 | 0 | 90472.2
8547 | 200 | 208.1554 | 208.1554 | 202.631 | 200 | 1582.05 | 330161.6767 | 72000 | 32660 | 0 | 83590
8548 | 210.4 | 218.9794 | 218.9794 | 213.1678 | 210.4 | 1566.5 | 344769.6624 | 75744 | 34358.32 | 0 | 91208.4
8549 | 123.2 | 128.2237 | 128.2237 | 124.8207 | 123.2 | 1519.9 | 195725.2116 | 44352 | 20118.56 | 0 | 59148.32
8550 | 180 | 187.3398 | 187.3398 | 182.3679 | 180 | 1582.05 | 298429.0267 | 64800 | 29394 | 0 | 75231
8551 | 153.6 | 159.8633 | 159.8633 | 155.6206 | 153.6 | 1598 | 257274.162 | 55296 | 25082.88 | 0 | 61747.2
8552 | 243.992 | 253.9412 | 253.9412 | 247.2018 | 243.992 | 1592.7 | 406806.26 | 87837.12 | 39843.8936 | 0 | 99377.9416
8553 | 437.884 | 455.7395 | 455.7395 | 443.6444 | 437.884 | 1409.85 | 646187.3285 | 157638.24 | 71506.4572 | 0 | 258417.2426
8554 | 969.506 | 1009.0393 | 1009.0393 | 982.26 | 969.506 | 1304.25 | 1321217.5448 | 349022.16 | 158320.3298 | 0 | 674533.7995
8555 | 1470.638 | 1530.6059 | 1530.6059 | 1489.9845 | 1470.638 | 1306.4 | 2005761.7476 | 529429.68 | 240155.1854 | 0 | 1020034.5168
8556 | 1520.337 | 2497.5833 | 1582.3315 | 2431.2988 | 1520.337 | 1300.7 | 2066124.9501 | 547321.32 | 248271.0321 | 0 | 1063171.6641
8557 | 1436.091 | 2952.4569 | 1494.6502 | 2874.1003 | 1436.091 | 1188.6 | 1785141.7975 | 516992.76 | 234513.6603 | 0 | 1165244.2374
8558 | 1653.246 | 2309.618 | 1720.6601 | 2248.322 | 1653.246 | 1187.15 | 2046739.6854 | 595168.56 | 269975.0718 | 0 | 1343841.0111
8559 | 1597.991 | 1965.2686 | 1663.1519 | 1913.1115 | 1597.991 | 1259.6 | 2097440.9242 | 575276.76 | 260951.9303 | 0 | 1183152.5364
8560 | 1630.98 | 312.0957 | 312.0957 | 303.8128 | 303.8128 | 1313.5 | 415977.1812 | 109372.6105 | 49612.6314 | 2432697.465 | 201338.093
8561 | 1716.665 | 604.9005 | 604.9005 | 588.8468 | 588.8468 | 1560 | 955014.3283 | 211984.8419 | 96158.6797 | 2067290.7914 | 250112.28
8562 | 1572.735 | 0 | 0 | 0 | 0 | 1707.15 | 0 | 0 | 0 | 2882823.255 | 0
8563 | 1589.6 | 1654.4188 | 1654.4188 | 1610.5114 | 1589.6 | 1818.45 | 3014390.125 | 572256 | 259581.68 | 0 | 288591.88
8564 | 1557.6 | 1621.1139 | 1621.1139 | 1578.0905 | 1557.6 | 1716.35 | 2793585.3856 | 560736 | 254356.08 | 0 | 441813.24
8565 | 1602.4 | 1667.7407 | 1667.7407 | 1623.4798 | 1602.4 | 1711.6 | 2866297.9133 | 576864 | 261671.92 | 0 | 462132.16
8566 | 1444 | 1502.8817 | 1502.8817 | 1462.996 | 1444 | 1655.15 | 2498052.3523 | 519840 | 235805.2 | 0 | 497963.4
8567 | 1375.2 | 1431.2762 | 1431.2762 | 1393.291 | 1375.2 | 1485.4 | 2135216.4427 | 495072 | 224570.16 | 0 | 707677.92
8568 | 1093.6 | 1000.9744 | 1000.9744 | 974.4091 | 974.4091 | 1275.55 | 1299090.589 | 350787.2589 | 159120.9983 | 218477.007 | 0
8569 | 1228 | 0 | 0 | 0 | 0 | 1463.7 | 0 | 0 | 0 | 1461320 | 0
8570 | 1288 | 0 | 0 | 0 | 0 | 1254.75 | 0 | 0 | 0 | 1532720 | 0
8571 | 1141.6 | 0 | 0 | 0 | 0 | 1242.6 | 0 | 0 | 0 | 1358504 | 0
8572 | 1294.4 | 0 | 0 | 0 | 0 | 1241.15 | 0 | 0 | 0 | 1540336 | 0
8573 | 1065.6 | 0 | 0 | 0 | 0 | 1259.55 | 0 | 0 | 0 | 1268064 | 0
8574 | 829.6 | 0 | 0 | 0 | 0 | 1432.15 | 0 | 0 | 0 | 987224 | 0
8575 | 1029.6 | 1071.5838 | 1071.5838 | 1043.1445 | 1029.6 | 1658.5 | 1783988.5942 | 370656 | 168133.68 | 0 | 255898.5855
8576 | 822.307 | 855.838 | 855.838 | 833.1246 | 822.307 | 1785.4 | 1533743.0542 | 296030.52 | 134282.7331 | 0 | 176467.0822
8577 | 592.193 | 616.3407 | 616.3407 | 599.9834 | 592.193 | 1831.75 | 1134483.3576 | 213189.48 | 96705.1169 | 0 | 99636.4723
8578 | 240.544 | 1269.7321 | 250.3516 | 1236.0341 | 240.544 | 1717.15 | 433273.5218 | 86595.84 | 39280.8352 | 0 | 68037.8704
8579 | 160.732 | 808.8033 | 167.2861 | 787.3381 | 160.732 | 1229.9 | 207533.3461 | 57863.52 | 26247.5356 | 0 | 123779.7132
8580 | 234.455 | 667.0266 | 244.0153 | 649.324 | 234.455 | 1197.75 | 295079.4421 | 84403.8 | 38286.5015 | 0 | 188091.5237
8581 | 799.112 | 1538.2941 | 831.6972 | 1497.4686 | 799.112 | 1196.25 | 1001690.525 | 287680.32 | 130494.9896 | 0 | 642286.27
8582 | 1280.093 | 2897.4882 | 1332.2911 | 2820.5905 | 1280.093 | 1345.15 | 1793425.2645 | 460833.48 | 209039.1869 | 0 | 838268.901
8583 | 1234.242 | 1989.2471 | 1284.5704 | 1936.4536 | 1234.242 | 1738.5 | 2234385.5877 | 444327.12 | 201551.7186 | 0 | 322754.283
8584 | 1396.75 | 948.2184 | 948.2184 | 923.0532 | 923.0532 | 1849.05 | 1778990.0293 | 332299.1632 | 150734.5927 | 868286.1771 | 134505.507
8585 | 1167.432 | 467.8854 | 467.8854 | 455.4679 | 455.4679 | 1902.95 | 903627.2954 | 163968.4612 | 74377.9159 | 1305030.1076 | 42671.041
8586 | 1508.661 | 5.1029 | 5.1029 | 4.9675 | 4.9675 | 1916.55 | 9945.2501 | 1788.2999 | 811.1927 | 2756270.1861 | 400.1428
8587 | 1127.2 | 1173.1636 | 1173.1636 | 1142.0285 | 1127.2 | 1928.2 | 2278709.7273 | 405792 | 184071.76 | 0 | 80932.96
8588 | 1019.2 | 1060.7597 | 1060.7597 | 1032.6077 | 1019.2 | 1869.9 | 2003959.3406 | 366912 | 166435.36 | 0 | 132597.92
8589 | 1018.4 | 1059.9271 | 1059.9271 | 1031.7972 | 1018.4 | 1811.35 | 1932666.914 | 366624 | 166304.72 | 0 | 192121.16
8590 | 1072 | 1115.7127 | 1115.7127 | 1086.1023 | 1072 | 1832.65 | 2053645.2761 | 385920 | 175057.6 | 0 | 179399.2
8591 | 1246.4 | 1297.2242 | 1297.2242 | 1262.7966 | 1246.4 | 1772.55 | 2308565.977 | 448704 | 203537.12 | 0 | 283493.68
8592 | 1248 | 221.4097 | 221.4097 | 215.5336 | 215.5336 | 1705.5 | 384235.1851 | 77592.0815 | 35196.6303 | 1892510.9851 | 0
8593 | 1350.4 | 0 | 0 | 0 | 0 | 1680 | 0 | 0 | 0 | 1606976 | 0
8594 | 1180.8 | 0 | 0 | 0 | 0 | 1669.05 | 0 | 0 | 0 | 1405152 | 0
8595 | 1263.2 | 0 | 0 | 0 | 0 | 1667.7 | 0 | 0 | 0 | 1503208 | 0
8596 | 924 | 0 | 0 | 0 | 0 | 1666.75 | 0 | 0 | 0 | 1099560 | 0
8597 | 1158.4 | 0 | 0 | 0 | 0 | 1666.95 | 0 | 0 | 0 | 1378496 | 0
8598 | 944.8 | 0 | 0 | 0 | 0 | 1675 | 0 | 0 | 0 | 1124312 | 0
8599 | 1162.4 | 1209.7989 | 1209.7989 | 1177.6915 | 1162.4 | 1716.95 | 2071486.5831 | 418464 | 189819.92 | 0 | 242978.6115
8600 | 1102.325 | 1147.2743 | 1147.2743 | 1116.8262 | 1102.325 | 1775.95 | 2030005.356 | 396837 | 180009.6725 | 0 | 246975.9162
8601 | 1299.188 | 1352.1647 | 1352.1647 | 1316.279 | 1299.188 | 1856.05 | 2505612.5883 | 467707.68 | 212157.4004 | 0 | 187018.1126
8602 | 1255.151 | 1306.332 | 1306.332 | 1271.6627 | 1255.151 | 1825.4 | 2384254.1776 | 451854.36 | 204966.1583 | 0 | 219149.3646
8603 | 1741.645 | 1812.6637 | 1812.6637 | 1764.5566 | 1741.645 | 1645.9 | 2998172.6757 | 626992.2 | 284410.6285 | 0 | 616716.4945
8604 | 1714.976 | 1784.9072 | 1784.9072 | 1737.5368 | 1714.976 | 1348 | 2418674.071 | 617391.36 | 280055.5808 | 0 | 1118164.352
8605 | 1914.011 | 2031.7836 | 1992.0572 | 1977.8612 | 1914.011 | 1298.7 | 2589375.0556 | 689043.96 | 312557.9963 | 0 | 1342295.9143
8606 | 1870.71 | 1946.9916 | 1946.9916 | 1895.3195 | 1870.71 | 1493.7 | 2905622.328 | 673455.6 | 305486.943 | 0 | 947140.473
8607 | 1783.81 | 1856.5481 | 1856.5481 | 1807.2763 | 1783.81 | 1827.15 | 3392938.7686 | 642171.6 | 291296.173 | 0 | 308331.5585
8608 | 2019.637 | 1532.9476 | 1532.9476 | 1492.2641 | 1492.2641 | 1849.05 | 2857856.7384 | 537215.0596 | 243686.7201 | 966674.609 | 217449.8149
8609 | 1410.31 | 281.22 | 281.22 | 273.7565 | 273.7565 | 1902.95 | 543097.3469 | 98552.3567 | 44704.444 | 2083302.4805 | 25647.2094
8610 | 1651.085 | 0 | 0 | 0 | 0 | 1922.25 | 0 | 0 | 0 | 3026438.805 | 0
8611 | 1632 | 1698.5477 | 1698.5477 | 1653.4692 | 1632 | 1933.9 | 3288901.2416 | 587520 | 266505.6 | 0 | 107875.2
8612 | 1364.8 | 1420.4522 | 1420.4522 | 1382.7541 | 1364.8 | 1875.6 | 2675221.6612 | 491328 | 222871.84 | 0 | 169781.12
8613 | 1691.2 | 1760.1617 | 1760.1617 | 1713.448 | 1691.2 | 1811.35 | 3188389.51 | 608832 | 276172.96 | 0 | 319044.88
8614 | 1349.6 | 1404.6324 | 1404.6324 | 1367.3542 | 1349.6 | 1832.65 | 2568517.8844 | 485856 | 220389.68 | 0 | 225855.56
8615 | 1433.6 | 1492.0576 | 1492.0576 | 1452.4592 | 1433.6 | 1811.7 | 2706834.185 | 516096 | 234106.88 | 0 | 269946.88
8616 | 1556 | 0 | 0 | 0 | 0 | 1757.5 | 0 | 0 | 0 | 2852148 | 0
8617 | 1457.6 | 0 | 0 | 0 | 0 | 1677.8 | 0 | 0 | 0 | 1734544 | 0
8618 | 1494.4 | 0 | 0 | 0 | 0 | 1669.05 | 0 | 0 | 0 | 1778336 | 0
8619 | 1759.2 | 0 | 0 | 0 | 0 | 1633.65 | 0 | 0 | 0 | 2093448 | 0
8620 | 1729.6 | 0 | 0 | 0 | 0 | 1632.7 | 0 | 0 | 0 | 2058224 | 0
8621 | 1414.4 | 0 | 0 | 0 | 0 | 1668.25 | 0 | 0 | 0 | 1683136 | 0
8622 | 1408.8 | 0 | 0 | 0 | 0 | 1688.15 | 0 | 0 | 0 | 1676472 | 0
8623 | 1471.2 | 163.351 | 163.351 | 159.0157 | 159.0157 | 1756.1 | 291204.286 | 57245.6567 | 25967.2659 | 2405233.7979 | 37439.6256
8624 | 1645.752 | 1398.2826 | 1398.2826 | 1361.1729 | 1361.1729 | 1824.55 | 2586964.9704 | 490022.2525 | 222279.5384 | 521633.4471 | 184782.3609
8625 | 1196.191 | 1244.9678 | 1244.9678 | 1211.9271 | 1196.191 | 1856.05 | 2313766.71 | 430628.76 | 195337.9903 | 0 | 172191.6944
8626 | 1139.333 | 1185.7913 | 1185.7913 | 1154.3211 | 1139.333 | 1864.55 | 2219341.7093 | 410159.88 | 186053.0789 | 0 | 154322.6548
8627 | 1201.095 | 1250.0718 | 1250.0718 | 1216.8956 | 1201.095 | 1569.95 | 1974935.1131 | 432394.2 | 196138.8135 | 0 | 516530.9047
8628 | 1464.687 | 1524.4122 | 1524.4122 | 1483.9552 | 1464.687 | 1322.45 | 2033026.9997 | 527287.32 | 239183.3871 | 0 | 992398.6769
8629 | 1491.287 | 1552.0969 | 1552.0969 | 1510.9051 | 1491.287 | 1029.5 | 1606595.5865 | 536863.32 | 243527.1671 | 0 | 1447294.0335
8630 | 1221.935 | 1271.7616 | 1271.7616 | 1238.0097 | 1221.935 | 1471.55 | 1871862.9671 | 439896.6 | 199541.9855 | 0 | 645731.5508
8631 | 1440.758 | 1499.5075 | 1499.5075 | 1459.7114 | 1440.758 | 1837.8 | 2760628.985 | 518672.88 | 235275.7814 | 0 | 223003.5896
8632 | 1143.128 | 1189.7411 | 1189.7411 | 1158.166 | 1143.128 | 1888.2 | 2247744.5114 | 411526.08 | 186672.8024 | 0 | 127801.7104
8633 | 1279.819 | 787.5464 | 787.5464 | 766.6454 | 766.6454 | 1908.65 | 1524354.7198 | 275992.3366 | 125193.1905 | 940647.2464 | 59864.1214
8634 | 1197.79 | 1246.632 | 1246.632 | 1213.5471 | 1197.79 | 1922.25 | 2402675.9263 | 431204.4 | 195599.107 | 0 | 24371.9815
8635 | 973.6 | 1013.3003 | 1013.3003 | 986.4078 | 973.6 | 1922.5 | 1962017.178 | 350496 | 158988.88 | 0 | 75454
8636 | 1392 | 1448.7613 | 1448.7613 | 1410.312 | 1392 | 1869.9 | 2733126.1817 | 501120 | 227313.6 | 0 | 181099.2
8637 | 827.2 | 860.9306 | 860.9306 | 838.0819 | 827.2 | 1850.5 | 1602823.4569 | 297792 | 135081.76 | 0 | 123666.4
8638 | 1307.2 | 1360.5034 | 1360.5034 | 1324.3964 | 1307.2 | 1844.05 | 2517859.5911 | 470592 | 213465.76 | 0 | 203857.84
8639 | 978.4 | 1018.296 | 1018.296 | 991.271 | 978.4 | 1823.1 | 1865173.0196 | 352224 | 159772.72 | 0 | 173078.96
8640 | 1164.8 | 1212.2968 | 1212.2968 | 1180.1231 | 1164.8 | 1796.65 | 2187544.4366 | 419328 | 190211.84 | 0 | 236862.08
8641 | 1192 | 0 | 0 | 0 | 0 | 1677.8 | 0 | 0 | 0 | 1418480 | 0
8642 | 1257.6 | 0 | 0 | 0 | 0 | 1670.35 | 0 | 0 | 0 | 1496544 | 0
8643 | 1376.8 | 0 | 0 | 0 | 0 | 1667.4 | 0 | 0 | 0 | 1638392 | 0
8644 | 1199.2 | 0 | 0 | 0 | 0 | 1665.45 | 0 | 0 | 0 | 1427048 | 0
8645 | 1092.8 | 0 | 0 | 0 | 0 | 1668.25 | 0 | 0 | 0 | 1300432 | 0
8646 | 1172.8 | 0 | 0 | 0 | 0 | 1701 | 0 | 0 | 0 | 1395632 | 0
8647 | 1270.4 | 1322.2028 | 1322.2028 | 1287.1123 | 1270.4 | 1795.25 | 2373007.9986 | 457344 | 207456.32 | 0 | 260114.4
8648 | 1082.229 | 1126.3588 | 1126.3588 | 1096.4659 | 1082.229 | 1824.55 | 2055208.1884 | 389602.44 | 176727.9957 | 0 | 189877.078
8649 | 1267.43 | 1319.1117 | 1319.1117 | 1284.1032 | 1267.43 | 1856.05 | 2449196.0806 | 456274.8 | 206971.319 | 0 | 182446.5485
8650 | 1460.39 | 1519.94 | 1519.94 | 1479.6016 | 1460.39 | 1864.55 | 2850572.836 | 525740.4 | 238481.687 | 0 | 197809.8255
8651 | 1254.555 | 1305.7117 | 1305.7117 | 1271.0589 | 1254.555 | 1760.4 | 2317283.8237 | 451639.8 | 204868.8315 | 0 | 300591.378
8652 | 1447.708 | 1730.4038 | 1506.7398 | 1684.4798 | 1447.708 | 1504.05 | 2288282.15 | 521174.88 | 236410.7164 | 0 | 717990.7826
8653 | 1292.068 | 1344.7544 | 1344.7544 | 1309.0653 | 1292.068 | 1203.3 | 1636949.1732 | 465144.48 | 210994.7044 | 0 | 1029390.5756
8654 | 1332.407 | 1386.7383 | 1386.7383 | 1349.935 | 1332.407 | 1543.7 | 2157907.7777 | 479666.52 | 217582.0631 | 0 | 607977.3141
8655 | 1699.676 | 1768.9833 | 1768.9833 | 1722.0355 | 1699.676 | 1876.95 | 3317870.4775 | 611883.36 | 277557.0908 | 0 | 209145.1318
8656 | 1738.895 | 1751.0809 | 1751.0809 | 1704.6082 | 1704.6082 | 1893.9 | 3379272.2695 | 613658.9527 | 278362.5194 | 62847.701 | 174590.3086
8657 | 1656.8 | 691.2236 | 691.2236 | 672.8789 | 672.8789 | 1902.95 | 1340926.5145 | 242236.3982 | 109881.1218 | 1803527.4056 | 63039.4098
8658 | 1844.457 | 10.8772 | 10.8772 | 10.5885 | 10.5885 | 1916.55 | 21297.5412 | 3811.8544 | 1729.0995 | 3361480.9891 | 853.0259
8659 | 1589.6 | 1654.4188 | 1654.4188 | 1610.5114 | 1589.6 | 1922.5 | 3214158.8463 | 572256 | 259581.68 | 0 | 123194
8660 | 1539.2 | 1601.9636 | 1601.9636 | 1559.4484 | 1539.2 | 1869.9 | 3032404.8092 | 554112 | 251351.36 | 0 | 200249.92
8661 | 1721.6 | 1791.8013 | 1791.8013 | 1744.2479 | 1721.6 | 1811.35 | 3277097.5986 | 619776 | 281137.28 | 0 | 324779.84
8662 | 1580 | 1644.4273 | 1644.4273 | 1600.7851 | 1580 | 1832.65 | 3036466.3568 | 568800 | 258014 | 0 | 264413
8663 | 1633.6 | 1700.213 | 1700.213 | 1655.0902 | 1633.6 | 1811.7 | 3109805.4781 | 588096 | 266766.88 | 0 | 307606.88
8664 | 1402.4 | 0 | 0 | 0 | 0 | 1796.65 | 0 | 0 | 0 | 2570599.2 | 0
8665 | 1166.4 | 0 | 0 | 0 | 0 | 1527.55 | 0 | 0 | 0 | 2138011.2 | 0
8666 | 950.4 | 0 | 0 | 0 | 0 | 1451.3 | 0 | 0 | 0 | 1742083.2 | 0
8667 | 1228.8 | 0 | 0 | 0 | 0 | 1239.5 | 0 | 0 | 0 | 2252390.4 | 0
8668 | 1433.6 | 0 | 0 | 0 | 0 | 1238.55 | 0 | 0 | 0 | 2627788.8 | 0
8669 | 1112.8 | 0 | 0 | 0 | 0 | 1276.55 | 0 | 0 | 0 | 2039762.4 | 0
8670 | 1390.4 | 0 | 0 | 0 | 0 | 1385.45 | 0 | 0 | 0 | 2548603.2 | 0
8671 | 1300 | 1219.6967 | 1219.6967 | 1187.3266 | 1187.3266 | 1602.25 | 2000062.7965 | 427437.5924 | 193890.4412 | 206530.2589 | 50228.6655
8672 | 1239.89 | 1290.4487 | 1290.4487 | 1256.2009 | 1239.89 | 1715.45 | 2233797.3826 | 446360.4 | 202474.037 | 0 | 291205.0554
8673 | 1372.872 | 1428.8533 | 1428.8533 | 1390.9323 | 1372.872 | 1816.9 | 2626381.2641 | 494233.92 | 224189.9976 | 0 | 251372.8632
8674 | 1438.053 | 1496.6922 | 1496.6922 | 1456.9708 | 1438.053 | 1825.4 | 2763246.4014 | 517699.08 | 234834.0549 | 0 | 251084.0538
8675 | 1474.877 | 1535.0178 | 1535.0178 | 1494.2792 | 1474.877 | 1475.65 | 2292005.0482 | 530955.72 | 240847.4141 | 0 | 773351.7549
8676 | 1655.249 | 1722.7447 | 1722.7447 | 1677.024 | 1655.249 | 1466.3 | 2551443.2257 | 595889.64 | 270302.1617 | 0 | 883406.3913
8677 | 1465.832 | 1831.4591 | 1525.6029 | 1782.8532 | 1465.832 | 1308.7 | 2016461.1404 | 527699.52 | 239370.3656 | 0 | 1013329.6616
8678 | 1372.877 | 1569.4508 | 1428.8575 | 1527.7984 | 1372.877 | 1591 | 2303860.6015 | 494235.72 | 224190.8141 | 0 | 561506.693
8679 | 1501.38 | 1925.6359 | 1562.6015 | 1874.5305 | 1501.38 | 1876.95 | 2972445.7375 | 540496.8 | 245175.354 | 0 | 184744.809
8680 | 1727.807 | 1490.7275 | 1490.7275 | 1451.1644 | 1451.1644 | 1899.6 | 2905833.9009 | 522419.1851 | 236975.147 | 507085.8804 | 140647.0468
8681 | 1880.42 | 855.8578 | 855.8578 | 833.1438 | 833.1438 | 1908.65 | 1675995.195 | 299931.7743 | 136052.3854 | 1919657.2427 | 73469.7904
8682 | 1581.08 | 13.7851 | 13.7851 | 13.4192 | 13.4192 | 1922.25 | 27244.8717 | 4830.9264 | 2191.3619 | 2873522.1733 | 1007.2513
8683 | 1718.4 | 1613.5569 | 1613.5569 | 1570.7339 | 1570.7339 | 1933.9 | 3206537.7918 | 565464.2161 | 256500.8514 | 270671.8996 | 19265.506
8684 | 1398.4 | 1455.4223 | 1455.4223 | 1416.7962 | 1398.4 | 1830.75 | 2705047.4236 | 503424 | 228358.72 | 0 | 236679.2
8685 | 1615.2 | 1681.0627 | 1681.0627 | 1636.4482 | 1615.2 | 1745.2 | 2966127.5235 | 581472 | 263762.16 | 0 | 411552.96
8686 | 1388 | 1444.5982 | 1444.5982 | 1406.2593 | 1388 | 1832.65 | 2677699.8944 | 499680 | 226660.4 | 0 | 232281.8
8687 | 1260 | 1311.3788 | 1311.3788 | 1276.5755 | 1260 | 1811.7 | 2411163.9991 | 453600 | 205758 | 0 | 237258
8688 | 1138.4 | 1184.8203 | 1184.8203 | 1153.3758 | 1138.4 | 1739.55 | 2092821.4995 | 409824 | 185900.72 | 0 | 296496.28
8689 | 1516 | 0 | 0 | 0 | 0 | 1361.3 | 0 | 0 | 0 | 1804040 | 0
8690 | 1427.2 | 0 | 0 | 0 | 0 | 1439.25 | 0 | 0 | 0 | 1698368 | 0
8691 | 1350.4 | 0 | 0 | 0 | 0 | 1279.7 | 0 | 0 | 0 | 1606976 | 0
8692 | 1424.8 | 0 | 0 | 0 | 0 | 1267.45 | 0 | 0 | 0 | 1695512 | 0
8693 | 1365.6 | 0 | 0 | 0 | 0 | 1206.35 | 0 | 0 | 0 | 1625064 | 0
8694 | 1286.4 | 0 | 0 | 0 | 0 | 1274.3 | 0 | 0 | 0 | 1530816 | 0
8695 | 1076.8 | 1120.7085 | 1120.7085 | 1090.9655 | 1076.8 | 1294.8 | 1473502.102 | 387648 | 175841.44 | 0 | 759359.36
8696 | 900.697 | 937.4245 | 937.4245 | 912.5458 | 900.697 | 1319.65 | 1254795.3042 | 324250.92 | 147083.8201 | 0 | 612789.2039
8697 | 1097.2 | 1141.9403 | 1141.9403 | 1111.6338 | 1097.2 | 1397.75 | 1621924.5569 | 394992 | 179172.76 | 0 | 660788.7
8698 | 1366.655 | 1422.3828 | 1422.3828 | 1384.6335 | 1366.655 | 1320.9 | 1910150.5795 | 491995.8 | 223174.7615 | 0 | 928095.4105
8699 | 1227.291 | 1355.6055 | 1277.336 | 1319.6285 | 1227.291 | 705.55 | 916822.5502 | 441824.76 | 200416.6203 | 0 | 1588666.835
8700 | 1383.572 | 1947.5421 | 1439.9896 | 1895.8554 | 1383.572 | 697.35 | 1017707.0708 | 498085.92 | 225937.3076 | 0 | 1802310.0658
8701 | 1468.257 | 1528.1278 | 1528.1278 | 1487.5721 | 1468.257 | 325.8 | 502573.0565 | 528572.52 | 239766.3681 | 0 | 2458155.8694
8702 | 1027.48 | 1069.3773 | 1069.3773 | 1040.9966 | 1027.48 | 694.95 | 753253.2845 | 369892.8 | 167787.484 | 0 | 1340912.774
8703 | 1438.064 | 1496.7036 | 1496.7036 | 1456.9819 | 1438.064 | 1237.5 | 1879173.0734 | 517703.04 | 234835.8512 | 0 | 1096523.8
8704 | 621.669 | 647.0187 | 647.0187 | 629.8471 | 621.669 | 1287.55 | 844508.8231 | 223800.84 | 101518.5477 | 0 | 442908.0791
8705 | 592.386 | 616.5416 | 616.5416 | 600.1789 | 592.386 | 1496.15 | 933297.7553 | 213258.96 | 96736.6338 | 0 | 298473.6861
8706 | 255.342 | 265.754 | 265.754 | 258.7011 | 255.342 | 1646.4 | 443534.6217 | 91923.12 | 41697.3486 | 0 | 90288.9312
8707 | 254.4 | 264.7736 | 264.7736 | 257.7467 | 254.4 | 1700.95 | 456289.4146 | 91584 | 41543.52 | 0 | 76078.32
8708 | 272 | 283.0913 | 283.0913 | 275.5782 | 272 | 1282.15 | 368275.3394 | 97920 | 44417.6 | 0 | 195255.2
8709 | 180 | 187.3398 | 187.3398 | 182.3679 | 180 | 1244.45 | 235758.8705 | 64800 | 29394 | 0 | 135999
8710 | 245.6 | 255.6148 | 255.6148 | 248.8309 | 245.6 | 1413.25 | 364415.9094 | 88416 | 40106.48 | 0 | 144105.8
8711 | 105.6 | 109.906 | 109.906 | 106.9892 | 105.6 | 1179.55 | 131432.8946 | 38016 | 17244.48 | 0 | 86639.52
8712 | 99.2 | 103.2451 | 103.2451 | 100.505 | 99.2 | 1166.3 | 122116.8395 | 35712 | 16199.36 | 0 | 82703.04
8713 | 91.2 | 94.9188 | 94.9188 | 92.3997 | 91.2 | 1232.8 | 118616.5341 | 32832 | 14892.96 | 0 | 69968.64
8714 | 98.4 | 102.4124 | 102.4124 | 99.6945 | 98.4 | 1181 | 122432.5817 | 35424 | 16068.72 | 0 | 80589.6
8715 | 89.6 | 93.2536 | 93.2536 | 90.7787 | 89.6 | 1163.1 | 109660.869 | 32256 | 14631.68 | 0 | 74986.24
8716 | 95.2 | 99.082 | 99.082 | 96.4524 | 95.2 | 1116.5 | 111927.8752 | 34272 | 15546.16 | 0 | 84109.2
8717 | 91.2 | 94.9188 | 94.9188 | 92.3997 | 91.2 | 1003.6 | 96311.0759 | 32832 | 14892.96 | 0 | 90871.68
8718 | 96.8 | 100.7472 | 100.7472 | 98.0734 | 96.8 | 1004.5 | 102378.3638 | 34848 | 15807.44 | 0 | 96364.4
8719 | 77.6 | 80.7643 | 80.7643 | 78.6208 | 77.6 | 1005.9 | 81953.914 | 27936 | 12672.08 | 0 | 77142.16
8720 | 94.05 | 97.8851 | 97.8851 | 95.2872 | 94.05 | 1222.55 | 120284.7752 | 33858 | 15358.365 | 0 | 73119.1725
8721 | 825.915 | 859.5932 | 859.5932 | 836.78 | 825.915 | 1259.55 | 1095321.3368 | 297329.4 | 134871.9195 | 0 | 611548.7618
8722 | 1285.579 | 1338.0008 | 1338.0008 | 1302.491 | 1285.579 | 1225.35 | 1662569.1279 | 462808.44 | 209935.0507 | 0 | 995873.7724
8723 | 1403.535 | 1460.7667 | 1460.7667 | 1421.9987 | 1403.535 | 1213.3 | 1795241.3882 | 505272.6 | 229197.2655 | 0 | 1104160.9845
8724 | 1280.109 | 1332.3077 | 1332.3077 | 1296.949 | 1280.109 | 1222.3 | 1655360.0032 | 460839.24 | 209041.7997 | 0 | 995540.7693
8725 | 1122.521 | 1742.1698 | 1168.2938 | 1695.9336 | 1122.521 | 1191.1 | 1413141.7327 | 404107.56 | 183307.6793 | 0 | 908007.2369
8726 | 1380.964 | 1374.8131 | 1374.8131 | 1338.3263 | 1338.3263 | 1187.15 | 1672193.4147 | 481797.459 | 218548.6807 | 78154.9498 | 1050153.429
8727 | 1395.618 | 1337.7853 | 1337.7853 | 1302.2813 | 1302.2813 | 1194.3 | 1639575.0581 | 468821.2516 | 212662.5289 | 171086.2545 | 1012881.7265
8728 | 1382.822 | 552.2466 | 552.2466 | 537.5903 | 537.5903 | 1160.6 | 656815.6449 | 193532.4905 | 87788.488 | 1549309.7954 | 435613.3452
8729 | 1035.196 | 252.1438 | 252.1438 | 245.452 | 245.452 | 1294.6 | 333188.88 | 88362.7312 | 40082.3167 | 1447600.695 | 167141.003
8730 | 1041.064 | 0 | 0 | 0 | 0 | 1651.2 | 0 | 0 | 0 | 1908270.312 | 0
8731 | 1022.4 | 1064.0902 | 1064.0902 | 1035.8498 | 1022.4 | 1747.2 | 1870319.09 | 368064 | 166957.92 | 0 | 258462.72
8732 | 1182.4 | 1230.6145 | 1230.6145 | 1197.9546 | 1182.4 | 1632.15 | 2026716.2421 | 425664 | 193085.92 | 0 | 434945.84
8733 | 1686.4 | 1755.166 | 1755.166 | 1708.5848 | 1686.4 | 1609.35 | 2850359.8935 | 607104 | 275389.12 | 0 | 658792.16
8734 | 897.6 | 934.2012 | 934.2012 | 909.4081 | 897.6 | 1598.8 | 1508150.1737 | 323136 | 146578.08 | 0 | 360117.12
8735 | 1217.6 | 1267.2498 | 1267.2498 | 1233.6177 | 1217.6 | 1578.8 | 2017655.1706 | 438336 | 198834.08 | 0 | 512853.12
8736 | 1290.4 | 0 | 0 | 0 | 0 | 1370.85 | 0 | 0 | 0 | 2365303.2 | 0
8737 | 1120 | 0 | 0 | 0 | 0 | 1422.9 | 0 | 0 | 0 | 1332800 | 0
8738 | 1036.8 | 0 | 0 | 0 | 0 | 1205.75 | 0 | 0 | 0 | 1233792 | 0
8739 | 1090.4 | 0 | 0 | 0 | 0 | 1203.1 | 0 | 0 | 0 | 1297576 | 0
8740 | 1088 | 0 | 0 | 0 | 0 | 1221.65 | 0 | 0 | 0 | 1294720 | 0
8741 | 1287.2 | 0 | 0 | 0 | 0 | 1264.6 | 0 | 0 | 0 | 1531768 | 0
8742 | 1304.8 | 0 | 0 | 0 | 0 | 1534 | 0 | 0 | 0 | 1552712 | 0
8743 | 1274.4 | 80.0264 | 80.0264 | 77.9025 | 77.9025 | 1607.05 | 131178.6726 | 28044.9044 | 12721.4802 | 2193179.8951 | 29551.0188
8744 | 1022.55 | 792.9501 | 792.9501 | 771.9057 | 771.9057 | 1636.35 | 1324918.6881 | 277886.0452 | 126052.1977 | 459431.0367 | 270974.5248
8745 | 1026.462 | 1068.3178 | 1068.3178 | 1039.9653 | 1026.462 | 1610.75 | 1738858.9294 | 369526.32 | 167621.2446 | 0 | 399550.3335
8746 | 1278.239 | 1330.3615 | 1330.3615 | 1295.0544 | 1278.239 | 1283 | 1724879.9388 | 460166.04 | 208736.4287 | 0 | 916497.363
8747 | 1288.464 | 1341.0034 | 1341.0034 | 1305.4139 | 1288.464 | 1066.55 | 1448444.26 | 463847.04 | 210406.1712 | 0 | 1202716.7208
8748 | 1351.624 | 1406.7389 | 1406.7389 | 1369.4048 | 1351.624 | 1221.55 | 1738904.9495 | 486584.64 | 220720.1992 | 0 | 1052171.7028
8749 | 1146.697 | 1193.4556 | 1193.4556 | 1161.782 | 1146.697 | 1219.05 | 1466176.5223 | 412810.92 | 187255.6201 | 0 | 895513.0222
8750 | 1487.273 | 1547.9192 | 1547.9192 | 1506.8383 | 1487.273 | 1256.25 | 1965451.4865 | 535418.28 | 242871.6809 | 0 | 1106159.2937
8751 | 1161.038 | 1208.3814 | 1208.3814 | 1176.3116 | 1161.038 | 1483.05 | 1809353.0049 | 417973.68 | 189597.5054 | 0 | 600198.5941
8752 | 1604.111 | 1669.5215 | 1669.5215 | 1625.2133 | 1604.111 | 1694.8 | 2851777.0171 | 577479.96 | 261951.3263 | 0 | 489574.6772
8753 | 1704.867 | 421.9882 | 421.9882 | 410.7888 | 410.7888 | 1849.65 | 794840.3087 | 147883.9749 | 67081.8142 | 2372045.3055 | 38347.5192
8754 | 1368.022 | 1423.8056 | 1423.8056 | 1386.0185 | 1368.022 | 1916.55 | 2745445.7721 | 492487.92 | 223397.9926 | 0 | 0
8755 | 1372.8 | 1428.7784 | 1428.7784 | 1390.8594 | 1372.8 | 1922.5 | 2768301.5009 | 494208 | 224178.24 | 0 | 106392
8756 | 1204.8 | 1253.9279 | 1253.9279 | 1220.6493 | 1204.8 | 1830.75 | 2318841.8684 | 433728 | 196743.84 | 0 | 203912.4
8757 | 1449.6 | 1508.71 | 1508.71 | 1468.6697 | 1449.6 | 1754.25 | 2663446.9761 | 521856 | 236719.68 | 0 | 356239.2
8758 | 1340 | 1394.6409 | 1394.6409 | 1357.6279 | 1340 | 1793.5 | 2516005.6135 | 482400 | 218822 | 0 | 276710
8759 | 1208 | 1257.2584 | 1257.2584 | 1223.8914 | 1208 | 1733.4 | 2199475.5209 | 434880 | 197266.4 | 0 | 322052.8
8760 | 1216 | 1265.5846 | 1265.5846 | 1231.9967 | 1216 | 1658.6 | 2122538.8219 | 437760 | 198572.8 | 0 | 394753.3092