## Cover
Investment Case Workbook - Factory A Vietnam ESCO E2E
ESCO discount-to-EVN tariff (behind-the-meter) · prepared 2026-09-13 · REopt dispatch + proforma_vietnam financial engine
REopt run UUID: 545a30ad-3eb2-44d9-84ef-27d3811ada26
Model validation status |  | Live tie-out of every Excel-derived metric against the engine
Colour legend
Hardcoded input / engine output | Case file terms, REopt dispatch results, 8760-h settlement totals, tie-out references
Live Excel formula (white) | Everything derivable is a formula - trace with Excel's formula auditing tools
PASS / REVIEW check cell | Excel-vs-engine tie-out at stated tolerances
Contents
Executive Summary | Headline KPIs for both counterparties
Assumptions | Every case input & contract term with unit, source and named cell
Model Basis | Methodology, settlement math, simplifications register
Pro Forma (Audit) | Full cash flow rebuilt with live formulas + engine tie-out
FX Sensitivity | USD returns under VND depreciation (editable)
Buyer Analysis | Offtaker savings vs business-as-usual
Developer Returns | Sources & uses, coverage, equity cash flow
Technical Results | System sizing, year-1 energy balance, bill comparison
Battery SOH | State of health replayed from the solved dispatch; drives the battery derate
Dispatch Profile | 8760-h dispatch incl. original PV generation; chart shows the peak-load week
Load Duration | Load and net-load duration curves
Prepared for investment and lending review. Figures are model outputs, not offers; REopt sizing is optimizer output and may shift with solver versions.
Regenerate offline anytime: python -m proforma_vietnam.rebuild_report --case-dir <case>.

## Executive Summary
Investment & PPA Negotiation Summary - Factory A Vietnam ESCO E2E
ESCO discount-to-EVN tariff (behind-the-meter) · prepared 2026-09-13 · REopt dispatch + proforma_vietnam financial model
Project & System
PV Size (kW) | 3520.4981
Battery Power (kW) | 1031.2
Battery Energy (kWh) | 4079.44
Total Investment (USD) | 2261867.888
Contract Terms
ESCO Energy Price (fraction of EVN tariff) | 90%
Demand Savings Share to ESCO | 80%
Analysis Period (Years) | 20
Developer (Seller) Returns
Equity IRR | 22.19%
Project IRR | 15.65%
NPV (USD) | 1111147.8598 | At owner discount rate
Minimum DSCR (debt years) | 1.3725 | Lender covenant view
Average DSCR | 1.546
Simple Payback (Years) | 5.9464
Equity Investment (USD) | 678560.3664
Debt Principal (USD) | 1583307.5216
Buyer (Offtaker) Outcome
Year 1 BAU Cost (USD) | 727943.72
Year 1 Cost With Project (USD) | 688160.7325
Year 1 Buyer Savings (USD) | 39782.9875
Year 1 Savings (% of BAU) | 5.465%
First 10 Years Buyer Savings (USD) | 463454.4676 | Cumulative, years 1-10
First 10 Years Savings (% of BAU) | 5.303%
Lifetime Buyer Savings (USD) | 1109091.2105 | Sum over analysis period
Lifetime Savings (% of BAU) | 5.116%
Model Basis & Conventions
• ESCO is paid a discount to the time-specific EVN tariff for project-served energy.
• PV degradation, O&M escalation and battery replacement (REopt schedule) are applied across the analysis period.
• PV straight-line depreciation over 20 years (Circular 45/2013/TT-BTC permits 7-20 years for generating equipment).
• Vietnam CIT: 4-year exemption + 9-year 50% reduction from first profitable year; 5-year tax-loss carryforward.
• All USD figures at the fixed contract exchange rate (see Assumptions); FX drift between VND revenue and USD reporting is quantified on the FX Sensitivity sheet.

## Assumptions
Assumptions & Model Inputs
Shaded cells are hardcoded inputs (case file or engine output); named cells drive every formula on the Pro Forma (Audit) sheet.
Project & Run
Case name | Factory A Vietnam ESCO E2E |  | case.json
Financing structure | ESCO discount-to-EVN (behind-the-meter) |  | proforma_vietnam.structures
REopt run UUID | 545a30ad-3eb2-44d9-84ef-27d3811ada26 |  | REopt API
Report prepared | 2026-09-13
Analysis period | 20 | years | proforma_vietnam.defaults replacement policy (PROJECT_YEARS) unless case.json financial.analysis_years overrides
Tariff year | 2025 |  | case.json tariff.year
Voltage level | 22-110kV |  | case.json tariff.voltage_level
TOU schedule | current |  | case.json tariff.tou_schedule
Site & Load Profile (case.json)
Latitude | 10.8231 | deg | case.json site.latitude
Longitude | 106.6297 | deg | case.json site.longitude
Load profile file | Sample Load Profile/Emivest_clean.csv |  | case.json load_profile.path (8760 hourly kW)
Load year | 2025 |  | case.json load_profile.year
PV Technology (case.json)
PV minimum size | 0 | kW | case.json technologies.pv.min_kw
PV maximum size | 10000 | kW | case.json technologies.pv.max_kw
PV installed cost | 480 | USD/kW | case.json technologies.pv.installed_cost_per_kw
PV O&M cost | 6 | USD/kW/yr | case.json technologies.pv.om_cost_per_kw
PV degradation (case input) | 0.5% | per year | case.json technologies.pv.degradation_fraction
PVWatts tilt | 10 |  | case.json technologies.pv.pvwatts (production factor inputs)
PVWatts azimuth | 180 |  | case.json technologies.pv.pvwatts (production factor inputs)
PVWatts array_type | 1 |  | case.json technologies.pv.pvwatts (production factor inputs)
PVWatts module_type | 0 |  | case.json technologies.pv.pvwatts (production factor inputs)
PVWatts losses | 14 |  | case.json technologies.pv.pvwatts (production factor inputs)
PVWatts dc_ac_ratio | 1.2 |  | case.json technologies.pv.pvwatts (production factor inputs)
Storage Technology (case.json)
Storage minimum power | 0 | kW | case.json technologies.storage.min_kw
Storage maximum power | 5000 | kW | case.json technologies.storage.max_kw
Storage minimum energy | 0 | kWh | case.json technologies.storage.min_kwh
Storage maximum energy | 20000 | kWh | case.json technologies.storage.max_kwh
Storage cost per kW | 80 | USD/kW | case.json technologies.storage.installed_cost_per_kw
Storage cost per kWh | 120 | USD/kWh | case.json technologies.storage.installed_cost_per_kwh
Storage fixed cost | 0 | USD | case.json technologies.storage.installed_cost_constant
O&M (fraction of installed cost) | 1% | per year | case.json technologies.storage.om_cost_fraction_of_installed_cost
Currency & FX
Model currency | USD |  | EVN tariff converted VND→USD before REopt; see Model Basis
Contract exchange rate | 26300 | VND per USD | case.json tariff.exchange_rate_vnd_per_usd
FX treatment | Held flat over the analysis period |  | Simplification - see FX Sensitivity sheet
Capital Costs
PV capex | 1689839.088 | USD | REopt PV size_kw × installed_cost_per_kw
BESS capex | 572028.8 | USD | REopt ElectricStorage initial_capital_cost
Other capex | 0 | USD | case.json (developer overrides)
Total investment |  | USD | Formula: PV + BESS + Other
Operating Costs
Year-1 O&M | 26843.2777 | USD/yr | REopt Financial.year_one_om_costs_before_tax
O&M escalation | 3% | per year | vietnam_defaults.json / case.json financial.om_escalation_rate
Replacement Policy
Battery replacement | Not scheduled inside the 20 year horizon |  | Client direction 2026-09-12: capacity fade is carried on the Battery SOH sheet and derates the battery's savings; REopt sent replace_cost 0. Opt in per case with technologies.storage.replacement
Battery cycle life (EFC to 80 percent) | 8000 | cycles | proforma_vietnam.defaults BESS_CYCLE_LIFE_EFC unless case.json technologies.storage.cycle_life_efc overrides (sets the SOH cycle fade: (1 - 0.80) / cycle life per kWh discharged)
Battery ageing treatment | derate |  | case.json technologies.storage.ageing_treatment (2026-09-13): derate multiplies the battery's savings by the year's SOH; augment keeps the capacity at nominal and books the daily top-up as an operating cost (Pro Forma row 'Battery augmentation')
Augmentation price declination | 3% | per year | proforma_vietnam.defaults BESS_AUGMENTATION_PRICE_DECLINATION_RATE unless technologies.storage.augmentation_price_declination_rate; the top-up is priced at the installed USD/kWh sent to REopt times (1 - rate)^(day/365), REopt's own degradation price path
PV inverter replacement year | 11 | year | proforma_vietnam.defaults replacement policy
PV inverter replacement fraction of PV capex | 10% | fraction | proforma_vietnam.defaults replacement policy
PV inverter replacement cost | 168983.9088 | USD | Engine: fraction x solved PV capex (none booked when the run has no PV)
Tariff & Escalation
EVN energy escalation | 4% | per year | case.json tariff.evn_energy_escalation_rate
EVN capacity (demand) escalation | 4% | per year | case.json tariff.evn_capacity_escalation_rate
PV degradation | 0.5% | per year | REopt PV.degradation_fraction
Tariff currency fed to REopt | USD |  | case.json tariff.currency
Two-component tariff pilot | FALSE | yes/no | case.json tariff.two_component_pilot_enabled
Contract Terms
ESCO energy price (fraction of EVN tariff) | 90% | fraction | case.json esco_contract.esco_energy_discount_fraction
Demand savings share to ESCO | 80% | fraction | case.json esco_contract.demand_savings_esco_share
Grid charging enabled | FALSE | yes/no | case.json esco_contract.grid_charging_enabled
Financing
Debt fraction | 70% | of total capex | vietnam_defaults.json / case.json financial.debt_fraction
Debt interest rate | 8.5% | per year | vietnam_defaults.json / case.json financial.debt_interest_rate_fraction
Debt term | 10 | years | vietnam_defaults.json / case.json financial.debt_term_years
Debt principal |  | USD | Formula: total investment × debt fraction
Equity investment |  | USD | Formula: total investment − debt
Annual debt payment (level) |  | USD/yr | Standard annuity over the debt term
Owner discount rate | 10% | per year | case.json financial.owner_discount_rate_fraction
Tax & Depreciation (Vietnam)
CIT regime | Standard + holiday (conservative ESCO default) |  | proforma_vietnam.cash_flow (structure-dependent; explicit override wins)
CIT standard rate | 20% | of taxable income | Law 67/2025/QH15; vietnam_defaults.json
CIT holiday | 4 | years | Law 67/2025 (from first profitable year); Circular 78/2014 Art. 18 shape
CIT reduced-rate period | 9 | years | Law 67/2025; Circular 78/2014 Art. 18 shape
CIT reduction during period | 50% | of applicable base rate | Law 67/2025 (50% of base rate)
Tax-loss carryforward limit | 5 | years | Law 67/2025; Circular 78/2014 Art. 9 shape
Incentive clock cap | 4 | year (latest start) | Law 67/2025; Circular 78/2014 Art. 18 shape
PV depreciation (straight-line) | 20 | years | Circular 45/2013/TT-BTC (7–20 yr band)
BESS depreciation (straight-line) | 8 | years | Circular 45/2013/TT-BTC
Year-1 Engine Outputs (hardcoded - dispatch × tariff, not derivable in-sheet)
Year-1 BAU EVN bill | 727943.72 | USD | REopt ElectricTariff.year_one_bill_before_tax_bau
Year-1 optimized EVN bill | 329044.0779 | USD | REopt ElectricTariff.year_one_bill_before_tax
Year-1 BAU demand charge | 0 | USD | REopt year_one_demand_cost_before_tax_bau
Year-1 optimized demand charge | 0 | USD | REopt year_one_demand_cost_before_tax
Year-1 demand savings base | 0 | USD | max(BAU − optimized demand charge, 0)
Year-1 served-energy retail value | 398899.639 | USD | Σ project-served kWh × EVN TOU rate (8760 h)
Year-1 battery energy revenue base | 118138.2586 | USD | Battery-served kWh x TOU rate x ESCO discount (inside the served series (PV-charged storage))
Year-1 battery served-energy retail value | 131264.7317 | USD | Battery-served kWh x EVN TOU rate
Year-1 battery net energy value outside served | 0 | USD | Discharge at retail minus grid charging (direct ownership / battery-only cases)
Year-1 battery demand relief | 0 | USD | PV-only counterfactual demand charge minus solved (counterfactual)
Battery share of matched energy | 25.53% | fraction | Battery-served kWh / project-served kWh
Year-1 ESCO energy revenue base | 359009.6751 | USD | Σ served kWh × EVN TOU rate × ESCO discount
Year-1 grid arbitrage base | 0 | USD | REopt net grid arbitrage × ESCO share
Other Assumptions (assumptions.json echo)
battery_ageing_treatment | derate |  | assumptions.json
bess_augmentation_price_declination_rate | 0.03 |  | assumptions.json
rate_vintage_source | EVN retail electricity tariff, Decision 1279/QD-BCT dated 2025-05-09 |  | assumptions.json
rate_vintage_year | 2025 |  | assumptions.json
tariff_category | manufacturing |  | assumptions.json

## Model Basis
Model Basis, Conventions & Simplifications
1. Model architecture
• REopt (NLR optimization engine) selects PV/BESS sizing and hourly dispatch against the EVN time-of-use tariff over an 8760-hour year.
• proforma_vietnam post-processes the REopt run: an hourly ND57/2025 DPPA settlement layer (when applicable) and a 20-year developer cash flow with Vietnam tax and debt.
• This workbook is generated from that engine. The Pro Forma (Audit) sheet re-derives the full cash flow with live Excel formulas from the named inputs on the Assumptions sheet; the Checks block ties every metric back to the engine (PASS/REVIEW).
2. Currency & FX
• All money flows are computed in USD at the fixed contract rate (26,300 VND/USD).
• Underlying revenue is VND-denominated (EVN tariff, FMP market, DPPA fees). Holding FX flat for the analysis period is a simplification: the FX Sensitivity sheet quantifies USD-reported returns under 0-3%/yr VND depreciation.
• Sheets that show VND amounts (Hourly/Monthly Settlement, DPPA fee inputs) are VND-native regulatory quantities, not conversions.
• Debt is assumed VND-denominated (local bank), so DSCR is FX-neutral.
3. Settlement math - ESCO discount-to-EVN
• The ESCO is paid a contracted fraction of the time-specific EVN tariff for project-served energy (PV→load, plus battery→load when the battery cannot grid-charge).
• Demand-charge savings vs BAU are split between ESCO and offtaker at the contracted share.
• Year-1 revenue is computed from the 8760-hour REopt dispatch × TOU rates; later years scale by EVN escalation and PV degradation factors shown on the Pro Forma (Audit) sheet.
4. Multi-year mechanics
• PV degradation compounds on generation-linked terms; energy lost to degradation is repurchased from EVN at retail (added to the buyer's residual bill / C_BL).
• O&M escalates at its own rate. Battery: no scheduled replacement inside the horizon (client direction 2026-09-12); capacity fade is carried by the Battery SOH curve and derates the battery's savings each year. The PV inverter is booked in year 11 at 10 percent of the solved PV capex.
• Battery state of health: REopt.jl v0.57.0's daily fade recurrence (calendar fade on the average stored energy, cycle fade on the energy discharged) replayed over the horizon on the solved year-1 dispatch, with the hours-per-time-step factor removed so 15 minute and hourly solves age alike. Cycle life 8,000 EFC to 80 percent sets the cycle coefficient. Treatment: derate. The battery's share of energy revenue, retail repurchase, demand relief and grid arbitrage is multiplied by the year's average SOH; energy delivered is assumed to scale with capacity (the battery treated as capacity-bound every day), an upper bound on the loss. The cost of keeping the capacity by augmentation instead is shown on the Battery SOH sheet for comparison. The optimiser does not see the curve. See the Battery SOH sheet.
• Debt: level-payment annuity over the debt term (interest + principal split per the Debt Schedule block).
• CIT regime: standard rate with holiday (Law 67/2025; legacy Circular 78/2014 shape) - 20% base rate throughout. Conservative default for a service ESCO, whose RE-producer status is a legal question; grandfathered projects keep old-law incentives. The 4-year exemption and 9-year 50%-reduction periods count from the first profitable year, no later than year 4; the 50% reduction applies to the then-applicable base rate. Tax losses carry forward at most 5 consecutive years, consumed FIFO - the carryforward schedule is fully visible on the Pro Forma sheet.
• Straight-line depreciation: PV over the configured life within the 7-20y band of Circular 45/2013/TT-BTC; BESS over its own life.
• Battery replacement is CAPITALIZED, not expensed (VAS / Circular 45/2013): each replacement battery is a fixed asset depreciated straight-line over the 8-year BESS class life from its in-service (replacement) year, with each replacement year carrying its own schedule. The replacement cash outflow is unchanged - only the CIT deduction timing shifts from a single full deduction to the depreciation stream.
5. Simplifications register (disclosed for audit)
• Fixed FX over the analysis period - quantified on the FX Sensitivity sheet.
• Battery replacement depreciation is truncated at the analysis horizon: charges beyond the final year are simply not taken and the undepreciated remainder is not written off (no terminal disposal/salvage of the replaced or residual battery is modelled).
• VAT is out of scope (pass-through assumed for both parties).
• No working-capital, DSRA, or terminal/residual value is modelled.
• A single dispatch year (8760 h) is escalated; no re-dispatch in later years.
• REopt sizing is optimizer output and can vary slightly between solver versions; the financial post-processing is deterministic given results.json.
6. How to validate this workbook
• 1) Assumptions sheet: confirm every shaded input against the case file / contract term sheet.
• 2) Pro Forma (Audit): trace any line - formulas reference named cells (e.g. ESC_ENERGY, DEBT_RATE) and prior rows only.
• 3) Checks block: every metric shows Excel vs engine with PASS/REVIEW at stated tolerances (amounts $1, rates 5 bp, DSCR 0.005, payback 0.05 yr).
• 4) FX Sensitivity: rate cells are editable; Excel recomputes IRR/NPV live.
• 5) Technical sheets (Technical Results, Dispatch Profile, Load Duration, Settlement) are engine output for record. The Dispatch sheet's PV production factor (kWh/kW, PVWatts-derived) is the hourly solar-resource signal - REopt does not persist raw irradiance.
7. Key references
• ND57/2025 (DPPA decree) Art. 14-18 - settlement chain and eligibility.
• NSMO/CD7 simulation examples - k price-only conversion (Ví dụ 1), CfD cap on matched volume (Ví dụ 4).
• Law 67/2025/QH15 + Decree 320/2025/NĐ-CP - CIT rates, RE-producer preferential incentive, holiday & loss carryforward (legacy Circular 78/2014 Art. 9, 18 shape kept for the standard regime).
• Circular 45/2013/TT-BTC - fixed-asset depreciation bands.
• EVN retail tariff (current & QĐ963 TOU structures) as configured in the case file.

## Pro Forma (Audit)
Pro Forma (Audit) - every white cell is a live Excel formula
Shaded cells are hardcoded engine outputs (REopt dispatch / 8760-h settlement / tie-out reference). All other cells derive from the named cells on the Assumptions sheet. Currency: USD at the fixed contract FX rate.
TIMELINE & INDEXATION
Year | index | 0 | 1 | 2 | 3 | 4 | 5 | 6 | 7 | 8 | 9 | 10 | 11 | 12 | 13 | 14 | 15 | 16 | 17 | 18 | 19 | 20
EVN energy escalation factor | index
EVN capacity escalation factor | index
O&M escalation factor | index
PV degradation factor | index
Battery SOH factor (year average) | index | 1 | 0.99185 | 0.98147 | 0.97257 | 0.96417 | 0.95605 | 0.94812 | 0.94032 | 0.93262 | 0.92501 | 0.91746 | 0.90996 | 0.90252 | 0.89512 | 0.88775 | 0.88042 | 0.87311 | 0.86583 | 0.85858 | 0.85134 | 0.84413
REVENUE (USD)
ESCO energy revenue (discount-to-EVN) | USD
Demand charge savings (total) | USD
ESCO share of demand savings | USD
Grid arbitrage revenue | USD
Total developer revenue | USD
OPERATING COSTS (USD)
O&M | USD
Equipment replacement (engine schedule) | USD |  | 0 | 0 | 0 | 0 | 0 | 0 | 0 | 0 | 0 | 0 | 168983.9088 | 0 | 0 | 0 | 0 | 0 | 0 | 0 | 0 | 0
EBITDA | USD
DEBT SCHEDULE (USD)
Opening debt balance | USD
Interest | USD
Principal repayment | USD
Debt service | USD
Closing debt balance | USD
DEPRECIATION & VIETNAM CIT (USD)
PV depreciation (straight-line) | USD
BESS depreciation (straight-line) | USD
Replacement depreciation (in-service yr 11) | USD
Total depreciation | USD
Taxable income before loss relief (EBT) | USD
New tax loss arising | USD
Assessable income (pre-relief) | USD
Loss vintage aged 1y - available | USD | 1: 0
Loss vintage aged 2y - available | USD | 1: 0
Loss vintage aged 3y - available | USD | 1: 0
Loss vintage aged 4y - available | USD | 1: 0
Loss vintage aged 5y - available | USD | 1: 0
Loss vintage aged 5y - utilised | USD
Loss vintage aged 4y - utilised | USD
Loss vintage aged 3y - utilised | USD
Loss vintage aged 2y - utilised | USD
Loss vintage aged 1y - utilised | USD
Loss relief utilised (FIFO, ≤5y old) | USD
Taxable income after loss relief | USD
Profitable-to-date flag (starts CIT clock) | 0/1
CIT clock start year (first profit, capped) |  | 1: Circular 78/2014 Art. 18
Applicable CIT rate | %
CIT payable | USD
CASH FLOW & COVERAGE (USD)
Cash available for debt service (CFADS) | USD
Project cash flow (unlevered, post-tax) | USD
Equity cash flow | USD
Cumulative equity cash flow | USD
DSCR (debt years) | x
OFFTAKER (BUYER) POSITION (USD)
BAU EVN bill (energy + demand) | USD
Buyer cost with project | USD
Buyer savings vs BAU | USD
Buyer savings (% of BAU) | %
RETURN METRICS (Excel formulas)
Equity IRR
Project IRR (unlevered)
Equity NPV @ owner discount rate
Minimum DSCR (debt years) |  | 1: MIN ignores the blank non-debt years
Average DSCR (debt years)
First year cumulative equity CF ≥ 0
Simple equity payback |  | 1: years
ROI (cumulative equity CF / equity)
Buyer savings, years 1-10 (% of BAU)
CHECKS - EXCEL vs ENGINE (per-year tie-out)
Equity cash flow (engine) | USD | -678560.3664 | 89895.3163 | 100883.8912 | 112415.001 | 124391.2599 | 123930.9429 | 134238.6942 | 144842.3493 | 155743.0126 | 159792.0445 | 171292.0355 | 257531.0302 | 440672.1892 | 455308.571 | 429903.286 | 443806.3562 | 458177.5031 | 473031.8033 | 488384.8462 | 500028.1438 | 516427.5316
CFADS (engine) | USD |  | 331203.5822 | 342192.1571 | 353723.2668 | 365699.5257 | 365239.2087 | 375546.9601 | 386150.6152 | 397051.2785 | 401100.3104 | 412600.3013 | 257531.0302 | 440672.1892 | 455308.571 | 429903.286 | 443806.3562 | 458177.5031 | 473031.8033 | 488384.8462 | 500028.1438 | 516427.5316
CIT (engine) | USD |  | 0 | 0 | 0 | 0 | 12871.5673 | 15413.7886 | 18107.626 | 20963.2949 | 31142.2969 | 34356.0014 | 35655.5551 | 37228.5829 | 38854.8476 | 81072.0857 | 84547.8533 | 88140.64 | 91854.2151 | 95692.4758 | 103884.0474 | 107983.8943
Max ¦Excel − engine¦ this year | USD
Check |  | 0: Excel; 1: Engine; 2: Delta; 3: Status
Per-year cash flow tie-out (max delta, all years) |  | 1: 0
Equity IRR |  | 1: 22.19%
Project IRR |  | 1: 15.65%
Equity NPV |  | 1: 1111147.8598
Minimum DSCR |  | 1: 1.3725
Average DSCR |  | 1: 1.546
Simple equity payback |  | 1: 5.9464
ROI |  | 1: 851.9%
Buyer savings, years 1-10 (% of BAU) |  | 1: 5.303%

## FX Sensitivity
FX Sensitivity - VND depreciation vs USD returns
Cash flows are VND-denominated (EVN tariff / DPPA settlement) but reported in USD at the fixed contract rate. Each scenario deflates the year-t USD equity cash flow by (1+d)^t. Debt is assumed VND-denominated, so DSCR is unchanged. The rate cells are editable; engine columns validate the default scenarios.
VND depreciation (per year) | Equity IRR (USD) | Equity NPV (USD) | Equity IRR (engine) | Equity NPV (engine) | Status
0% |  |  | 22.19% | 1111147.8598
1% |  |  | 20.98% | 929953.9932
2% |  |  | 19.79% | 773110.5882
3% |  |  | 18.63% | 636875.9892
Helper - FX-adjusted equity cash flow per scenario (USD): CF_t / (1 + d)^t
| 0 | 1 | 2 | 3 | 4 | 5 | 6 | 7 | 8 | 9 | 10 | 11 | 12 | 13 | 14 | 15 | 16 | 17 | 18 | 19 | 20

## Buyer Analysis
Buyer Analysis - Cost vs Business-As-Usual
Annual electricity cost with the project compared against the EVN-only baseline (USD)
Year 1 Snapshot
| Year 1 BAU Cost (USD) | 727943.72
| Year 1 Cost With Project (USD) | 688160.7325
| Year 1 Savings (USD) | 39782.9875
| Year 1 Savings (% of BAU) | 5.465%
| First 10 Years Savings (USD) | 463454.4676 | Cumulative, years 1-10
| First 10 Years Savings (% of BAU) | 5.303%
| Lifetime Savings (USD) | 1109091.2105 | Cumulative over analysis period
| Lifetime Savings (% of BAU) | 5.116%
Year | BAU Cost (USD) | Cost With Project (USD) | Savings (USD) | Savings (% of BAU) | Cumulative Savings (USD)
1 | 727943.72 | 688160.7325 | 39782.9875 | 5.465% | 39782.9875
2 | 757061.4688 | 715968.0508 | 41093.418 | 5.428% | 80876.4055
3 | 787343.9276 | 744877.1131 | 42466.8144 | 5.394% | 123343.2199
4 | 818837.6847 | 774945.2479 | 43892.4368 | 5.36% | 167235.6567
5 | 851591.192 | 806221.9527 | 45369.2393 | 5.328% | 212604.896
6 | 885654.8397 | 838757.1177 | 46897.722 | 5.295% | 259502.6181
7 | 921081.0333 | 872602.0829 | 48478.9504 | 5.263% | 307981.5684
8 | 957924.2746 | 907810.0018 | 50114.2728 | 5.232% | 358095.8413
9 | 996241.2456 | 944436.0338 | 51805.2118 | 5.2% | 409901.0531
10 | 1036090.8955 | 982537.4809 | 53553.4145 | 5.169% | 463454.4676
11 | 1077534.5313 | 1022173.9029 | 55360.6284 | 5.138% | 518815.096
12 | 1120635.9125 | 1063407.2249 | 57228.6876 | 5.107% | 576043.7837
13 | 1165461.349 | 1106301.8426 | 59159.5065 | 5.076% | 635203.2901
14 | 1212079.803 | 1150924.7279 | 61155.0751 | 5.045% | 696358.3652
15 | 1260562.9951 | 1197345.5369 | 63217.4582 | 5.015% | 759575.8234
16 | 1310985.5149 | 1245636.721 | 65348.7939 | 4.985% | 824924.6173
17 | 1363424.9355 | 1295873.641 | 67551.2945 | 4.955% | 892475.9118
18 | 1417961.9329 | 1348134.6858 | 69827.2471 | 4.924% | 962303.1589
19 | 1474680.4102 | 1402501.3957 | 72179.0145 | 4.895% | 1034482.1734
20 | 1533667.6267 | 1459058.5895 | 74609.0371 | 4.865% | 1109091.2105

## Developer Returns
Developer Returns - Financing & Cash Flow
Seller/ESCO investment case: sources & uses, return metrics and annual equity cash flow (USD)
Sources & Uses
| Total Investment (USD) | 2261867.888
| Debt Principal (USD) | 1583307.5216
| Equity Investment (USD) | 678560.3664
Return Metrics
| Equity IRR | 22.19%
| Project IRR | 15.65%
| NPV (USD) | 1111147.8598 | At owner discount rate
| Minimum DSCR (debt years) | 1.3725
| Average DSCR | 1.546
| Simple Payback (Years) | 5.9464
| ROI (cumulative equity CF / equity) | 851.9%
Year | Revenue (USD) | O&M + Replacement (USD) | CIT (USD) | CFADS (USD) | Debt Service (USD) | DSCR | Equity Cash Flow (USD) | Cumulative Equity CF (USD)
1 | 358046.8599 | 26843.2777 | 0 | 331203.5822 | 241308.2658 | 1.3725 | 89895.3163 | -588665.0501
2 | 369840.7331 | 27648.576 | 0 | 342192.1571 | 241308.2658 | 1.4181 | 100883.8912 | -487781.1588
3 | 382201.3001 | 28478.0333 | 0 | 353723.2668 | 241308.2658 | 1.4659 | 112415.001 | -375366.1579
4 | 395031.9 | 29332.3743 | 0 | 365699.5257 | 241308.2658 | 1.5155 | 124391.2599 | -250974.898
5 | 408323.1216 | 30212.3455 | 12871.5673 | 365239.2087 | 241308.2658 | 1.5136 | 123930.9429 | -127043.9551
6 | 422079.4646 | 31118.7159 | 15413.7886 | 375546.9601 | 241308.2658 | 1.5563 | 134238.6942 | 7194.7391
7 | 436310.5186 | 32052.2774 | 18107.626 | 386150.6152 | 241308.2658 | 1.6002 | 144842.3493 | 152037.0884
8 | 451028.419 | 33013.8457 | 20963.2949 | 397051.2785 | 241308.2658 | 1.6454 | 155743.0126 | 307780.1011
9 | 466246.8684 | 34004.2611 | 31142.2969 | 401100.3104 | 241308.2658 | 1.6622 | 159792.0445 | 467572.1456
10 | 481980.6916 | 35024.3889 | 34356.0014 | 412600.3013 | 241308.2658 | 1.7098 | 171292.0355 | 638864.181
11 | 498245.6147 | 205059.0294 | 35655.5551 | 257531.0302 | 0 |  | 257531.0302 | 896395.2112
12 | 515058.1463 | 37157.3742 | 37228.5829 | 440672.1892 | 0 |  | 440672.1892 | 1337067.4004
13 | 532435.5139 | 38272.0954 | 38854.8476 | 455308.571 | 0 |  | 455308.571 | 1792375.9714
14 | 550395.63 | 39420.2583 | 81072.0857 | 429903.286 | 0 |  | 429903.286 | 2222279.2574
15 | 568957.0756 | 40602.866 | 84547.8533 | 443806.3562 | 0 |  | 443806.3562 | 2666085.6136
16 | 588139.0951 | 41820.952 | 88140.64 | 458177.5031 | 0 |  | 458177.5031 | 3124263.1167
17 | 607961.5989 | 43075.5806 | 91854.2151 | 473031.8033 | 0 |  | 473031.8033 | 3597294.92
18 | 628445.17 | 44367.848 | 95692.4758 | 488384.8462 | 0 |  | 488384.8462 | 4085679.7662
19 | 649611.0746 | 45698.8834 | 103884.0474 | 500028.1438 | 0 |  | 500028.1438 | 4585707.91
20 | 671481.2759 | 47069.8499 | 107983.8943 | 516427.5316 | 0 |  | 516427.5316 | 5102135.4417

## Technical Results
Metric | Value
System Sizing
PV Size (kW) | 3520.4981
Battery Power (kW) | 1031.2
Battery Energy (kWh) | 4079.44
Annual Energy Balance (Year 1)
PV to Load (kWh) | 3136628.3068
PV to Storage (kWh) | 1195436.0046
PV to Grid (kWh) | 0
Storage to Load (kWh) | 1075376.1073
Grid to Load (kWh) | 5285427.466
PV Curtailed (kWh) | 624946.9919
Grid to Storage (kWh) | 0
Year-1 Utility Bill Comparison
BAU Utility Bill (USD) | 727943.72
Optimized Utility Bill (USD) | 329044.0779
Utility Bill Savings (USD) | 398899.6421
BAU Demand Charge (USD) | 0
Optimized Demand Charge (USD) | 0
Demand Charge Savings (USD) | 0
Solar Resource (Year 1)
Annual POA Irradiation (kWh/m²) | 1929.6822
Performance Ratio (Year 1) | 72.97%

## Battery SOH
Battery state of health
Method: REopt.jl v0.57.0 daily fade recurrence replayed over the horizon on the solved year-1 dispatch. SOH[d] = SOH[d-1] - (k_cal x a x Eavg[d-1] x d^(a-1) + k_cyc x E_discharged[d-1]), SOH in kWh, with the hours-per-time-step factor removed (h = 1) so 15 minute and hourly solves age alike.
Cycle fade: k_cyc = (1 - 0.80) / cycle life = 2.500e-05 kWh lost per kWh discharged (cycle life 8,000 EFC to 80 percent).
Calendar fade: k_cal = 1.16e-03, exponent a = 0.428 (NREL laboratory defaults, no chemistry or temperature calibration).
Use: the year-average SOH multiplies the battery's share of the savings on the Pro Forma (Audit) sheet (row 'Battery SOH factor'). Energy delivered is assumed to scale with capacity, the battery treated as capacity-bound every day: an upper bound on the loss. The cost of keeping the capacity by augmentation instead is shown for comparison. The optimiser does not see this curve; no battery replacement is scheduled unless the case opts in.
Energy attribution: inside the served series (PV-charged storage). Demand attribution: counterfactual.
Nominal capacity (kWh) | 4079.44
SOH end of year 10 | 91.37%
SOH end of year 20 | 84.05%
First year below 80 percent | Not within the 20 year horizon
Equivalent full cycles, year 1 | 263.6088
Equivalent full cycles, cumulative | 5272.1751
Average daily discharge, year 1 (kWh) | 2946.2359
Ageing treatment | derate: the battery's savings are multiplied by the year-average SOH
Value lost to fade over the horizon, booked (USD) | 370995.4392
Augmentation cost over the horizon, not booked (USD) | 59724.373
Augmentation price (USD/kWh, year 1; declining 3.0 percent a year) | 120
Year | SOH end of year | SOH year average (derate factor) | Usable capacity (kWh) | EFC in year | Cumulative EFC | Calendar fade (kWh) | Cycle fade (kWh) | Value lost to fade if derated (USD) | Augmentation cost if augmented (USD) | End of life (80 percent)
0 | 100% | 100% | 4079.44 | 0 | 0 | 0 | 0 | 0 | 0 | 80%
1 | 98.62% | 99.19% | 4023.2728 | 263.6088 | 263.6088 | 29.3632 | 26.8041 | 1069.7947 | 6657.0944 | 80%
2 | 97.69% | 98.15% | 3985.3083 | 263.6088 | 527.2175 | 11.0801 | 26.8844 | 2529.7752 | 4354.0026 | 80%
3 | 96.83% | 97.26% | 3950.2456 | 263.6088 | 790.8263 | 8.1783 | 26.8844 | 3894.236 | 3899.9619 | 80%
4 | 96.01% | 96.42% | 3916.6353 | 263.6088 | 1054.435 | 6.7259 | 26.8844 | 5290.2585 | 3626.0597 | 80%
5 | 95.21% | 95.61% | 3883.9328 | 263.6088 | 1318.0438 | 5.8181 | 26.8844 | 6748.7082 | 3422.1792 | 80%
6 | 94.42% | 94.81% | 3851.8645 | 263.6088 | 1581.6525 | 5.1839 | 26.8844 | 8285.7497 | 3255.088 | 80%
7 | 93.65% | 94.03% | 3820.2704 | 263.6088 | 1845.2613 | 4.7097 | 26.8844 | 9912.6764 | 3110.7214 | 80%
8 | 92.88% | 93.26% | 3789.0474 | 263.6088 | 2108.8701 | 4.3386 | 26.8844 | 11638.7653 | 2981.9328 | 80%
9 | 92.12% | 92.5% | 3758.1248 | 263.6088 | 2372.4788 | 4.0382 | 26.8844 | 13472.396 | 2864.6338 | 80%
10 | 91.37% | 91.75% | 3727.4515 | 263.6088 | 2636.0876 | 3.7889 | 26.8844 | 15421.575 | 2756.2804 | 80%
11 | 90.62% | 91% | 3696.9893 | 263.6088 | 2899.6963 | 3.5778 | 26.8844 | 17494.2152 | 2655.1843 | 80%
12 | 89.88% | 90.25% | 3666.7087 | 263.6088 | 3163.3051 | 3.3962 | 26.8844 | 19698.3004 | 2560.1676 | 80%
13 | 89.14% | 89.51% | 3636.5865 | 263.6088 | 3426.9138 | 3.2379 | 26.8844 | 22041.992 | 2470.3734 | 80%
14 | 88.41% | 88.78% | 3606.6038 | 263.6088 | 3690.5226 | 3.0983 | 26.8844 | 24533.7024 | 2385.1565 | 80%
15 | 87.68% | 88.04% | 3576.7452 | 263.6088 | 3954.1314 | 2.9741 | 26.8844 | 27182.1515 | 2304.0169 | 80%
16 | 86.95% | 87.31% | 3546.9981 | 263.6088 | 4217.7401 | 2.8627 | 26.8844 | 29996.4107 | 2226.5567 | 80%
17 | 86.22% | 86.58% | 3517.3516 | 263.6088 | 4481.3489 | 2.7621 | 26.8844 | 32985.9418 | 2152.4524 | 80%
18 | 85.5% | 85.86% | 3487.7965 | 263.6088 | 4744.9576 | 2.6707 | 26.8844 | 36160.6309 | 2081.4359 | 80%
19 | 84.77% | 85.13% | 3458.3251 | 263.6088 | 5008.5664 | 2.5871 | 26.8844 | 39530.8202 | 2013.281 | 80%
20 | 84.05% | 84.41% | 3428.9304 | 263.6088 | 5272.1751 | 2.5103 | 26.8844 | 43107.339 | 1947.7943 | 80%

## Dispatch Profile
Hour | Load (kW) | PV Irradiation (W/m²) | PV Generation Total (kW) | PV to Load (kW) | PV to Storage (kW) | PV to Grid (kW) | PV Curtailed (kW) | Grid to Load (kW) | Grid to Storage (kW) | Storage to Load (kW)
1 | 1020 | 0 | 0 | 0 | 0 | 0 | 0 | 1020 | 0 | 0
2 | 1078.4 | 0 | 0 | 0 | 0 | 0 | 0 | 1078.4 | 0 | 0
3 | 906.4 | 0 | 0 | 0 | 0 | 0 | 0 | 906.4 | 0 | 0
4 | 860.8 | 0 | 0 | 0 | 0 | 0 | 0 | 860.8 | 0 | 0
5 | 996.8 | 0 | 0 | 0 | 0 | 0 | 0 | 996.8 | 0 | 0
6 | 983.2 | 0 | 0 | 0 | 0 | 0 | 0 | 399.56 | 0 | 606.288
7 | 586.4 | 11.75 | 10.3257 | 10.3257 | 0 | 0 | 0 | 0 | 0 | 598.8294
8 | 104.269 | 120.27 | 319.4989 | 108.3151 | -211.1838 | 0 | 0 | 0 | 0 | 0
9 | 89.172 | 270.88 | 747.6589 | 92.6323 | -655.0266 | 0 | 0 | 0 | 0 | 0
10 | 105.232 | 505.48 | 1387.1046 | 109.3155 | -1071.2155 | 0 | 206.5736 | 0 | 0 | 0
11 | 89.626 | 573.07 | 1547.8544 | 93.1039 | -1071.2155 | 0 | 383.535 | 0 | 0 | 0
12 | 119.641 | 477.66 | 1278.0539 | 124.2836 | -567.7992 | 0 | 585.9711 | 0 | 0 | 0
13 | 82.892 | 358.27 | 953.8368 | 86.1086 | 0 | 0 | 867.7282 | 0 | 0 | 0
14 | 87.738 | 333.19 | 887.2681 | 91.1427 | 0 | 0 | 796.1254 | 0 | 0 | 0
15 | 106.186 | 229.93 | 610.4962 | 110.3065 | 0 | 0 | 500.1897 | 0 | 0 | 0
16 | 98.846 | 202.24 | 543.5899 | 102.6817 | 0 | 0 | 440.9082 | 0 | 0 | 0
17 | 88.262 | 121.2 | 315.3946 | 91.687 | 0 | 0 | 223.7076 | 0 | 0 | 0
18 | 94.791 | 11.75 | 5.2699 | 5.2699 | 0 | 0 | 0 | 0 | 0 | 93.1995
19 | 90.4 | 0 | 0 | 0 | 0 | 0 | 0 | 0 | 0 | 93.9079
20 | 96 | 0 | 0 | 0 | 0 | 0 | 0 | 0 | 0 | 99.7253
21 | 87.2 | 0 | 0 | 0 | 0 | 0 | 0 | 0 | 0 | 90.5838
22 | 92 | 0 | 0 | 0 | 0 | 0 | 0 | 0 | 0 | 95.57
23 | 88 | 0 | 0 | 0 | 0 | 0 | 0 | 88 | 0 | 0
24 | 91.2 | 0 | 0 | 0 | 0 | 0 | 0 | 91.2 | 0 | 0
25 | 86.4 | 0 | 0 | 0 | 0 | 0 | 0 | 86.4 | 0 | 0
26 | 93.6 | 0 | 0 | 0 | 0 | 0 | 0 | 43.732 | 0 | 51.8031
27 | 86.4 | 0 | 0 | 0 | 0 | 0 | 0 | 0 | 0 | 89.7527
28 | 89.6 | 0 | 0 | 0 | 0 | 0 | 0 | 0 | 0 | 93.0769
29 | 83.2 | 0 | 0 | 0 | 0 | 0 | 0 | 0 | 0 | 86.4286
30 | 92 | 0 | 0 | 0 | 0 | 0 | 0 | 0 | 0 | 95.57
31 | 76.8 | 17.05 | 16.7684 | 16.7684 | 0 | 0 | 0 | 0 | 0 | 63.0118
32 | 84.462 | 28.41 | 60.9789 | 60.9789 | 0 | 0 | 0 | 0 | 0 | 26.7606
33 | 178.704 | 104.38 | 272.4442 | 185.6386 | -86.8056 | 0 | 0 | 0 | 0 | 0
34 | 122.023 | 121.1 | 314.4441 | 126.7581 | -187.686 | 0 | 0 | 0 | 0 | 0
35 | 151.211 | 155.66 | 405.9275 | 157.0787 | -248.8488 | 0 | 0 | 0 | 0 | 0
36 | 234.813 | 203.34 | 533.7005 | 243.9249 | -289.7756 | 0 | 0 | 0 | 0 | 0
37 | 410.829 | 266.08 | 703.6105 | 426.7711 | -276.8394 | 0 | 0 | 0 | 0 | 0
38 | 797.587 | 196.09 | 512.8101 | 512.8101 | 0 | 0 | 0 | 303.933 | 0 | 0
39 | 1144.168 | 132.09 | 339.7421 | 339.7421 | 0 | 0 | 0 | 817.117 | 0 | 0
40 | 1195.968 | 35.28 | 77.1375 | 77.1375 | 0 | 0 | 0 | 1121.712 | 0 | 0
41 | 1539.811 | 39.2 | 88.8043 | 88.8043 | 0 | 0 | 0 | 1454.324 | 0 | 0
42 | 1385.46 | 5.87 | 0 | 0 | 0 | 0 | 0 | 354.26 | 0 | 1071.2155
43 | 1622.4 | 0 | 0 | 0 | 0 | 0 | 0 | 591.2 | 0 | 1071.2155
44 | 953.6 | 0 | 0 | 0 | 0 | 0 | 0 | 0 | 0 | 990.6042
45 | 1364 | 0 | 0 | 0 | 0 | 0 | 0 | 1364 | 0 | 0
46 | 1566.4 | 0 | 0 | 0 | 0 | 0 | 0 | 1566.4 | 0 | 0
47 | 1546.4 | 0 | 0 | 0 | 0 | 0 | 0 | 1546.4 | 0 | 0
48 | 1576 | 0 | 0 | 0 | 0 | 0 | 0 | 1576 | 0 | 0
49 | 1492 | 0 | 0 | 0 | 0 | 0 | 0 | 1492 | 0 | 0
50 | 1759.2 | 0 | 0 | 0 | 0 | 0 | 0 | 1759.2 | 0 | 0
51 | 1702.4 | 0 | 0 | 0 | 0 | 0 | 0 | 1702.4 | 0 | 0
52 | 1202.4 | 0 | 0 | 0 | 0 | 0 | 0 | 1202.4 | 0 | 0
53 | 1508.8 | 0 | 0 | 0 | 0 | 0 | 0 | 1508.8 | 0 | 0
54 | 1304 | 0 | 0 | 0 | 0 | 0 | 0 | 1304 | 0 | 0
55 | 1408 | 33.28 | 47.6676 | 0 | -47.6676 | 0 | 0 | 1408 | 0 | 0
56 | 1348.873 | 132.21 | 347.0792 | 0 | -347.0792 | 0 | 0 | 1348.873 | 0 | 0
57 | 1465.448 | 278.69 | 762.4837 | 0 | -762.4837 | 0 | 0 | 1465.448 | 0 | 0
58 | 1762.864 | 382.05 | 1032.9178 | 0 | -1032.9178 | 0 | 0 | 1762.864 | 0 | 0
59 | 1691.064 | 277.02 | 733.8937 | 733.8937 | 0 | 0 | 0 | 0 | 0 | 1022.7916
60 | 1680.269 | 533.11 | 1416.1204 | 1416.1204 | 0 | 0 | 0 | 0 | 0 | 329.351
61 | 1623.593 | 450.13 | 1193.382 | 122.1666 | -1071.2155 | 0 | 0 | 1505.99 | 0 | 0
62 | 1593.084 | 499.13 | 1328.0828 | 256.8673 | -1071.2155 | 0 | 0 | 1345.812 | 0 | 0
63 | 1600.536 | 137.97 | 354.3134 | 0 | -354.3134 | 0 | 0 | 1600.536 | 0 | 0
64 | 2071.826 | 199.75 | 533.6932 | 229.0679 | -304.6253 | 0 | 0 | 1851.315 | 0 | 0
65 | 1766.78 | 172.64 | 451.3274 | 451.3274 | 0 | 0 | 0 | 1332.312 | 0 | 0
66 | 1972.144 | 24.34 | 27.1679 | 27.1679 | 0 | 0 | 0 | 914.791 | 0 | 1071.2155
67 | 1702.4 | 0 | 0 | 0 | 0 | 0 | 0 | 671.2 | 0 | 1071.2155
68 | 1880.8 | 0 | 0 | 0 | 0 | 0 | 0 | 849.6 | 0 | 1071.2155
69 | 1820 | 0 | 0 | 0 | 0 | 0 | 0 | 1820 | 0 | 0
70 | 1544 | 0 | 0 | 0 | 0 | 0 | 0 | 1544 | 0 | 0
71 | 1548 | 0 | 0 | 0 | 0 | 0 | 0 | 1548 | 0 | 0
72 | 1748 | 0 | 0 | 0 | 0 | 0 | 0 | 1748 | 0 | 0
73 | 1668.8 | 0 | 0 | 0 | 0 | 0 | 0 | 1668.8 | 0 | 0
74 | 1640 | 0 | 0 | 0 | 0 | 0 | 0 | 1640 | 0 | 0
75 | 1404.8 | 0 | 0 | 0 | 0 | 0 | 0 | 1404.8 | 0 | 0
76 | 1329.6 | 0 | 0 | 0 | 0 | 0 | 0 | 1329.6 | 0 | 0
77 | 1424 | 0 | 0 | 0 | 0 | 0 | 0 | 1424 | 0 | 0
78 | 1144.8 | 0 | 0 | 0 | 0 | 0 | 0 | 1144.8 | 0 | 0
79 | 1503.2 | 53.12 | 75.8276 | 0 | -75.8276 | 0 | 0 | 1503.2 | 0 | 0
80 | 1213.663 | 213.5 | 565.7268 | 0 | -565.7268 | 0 | 0 | 1213.663 | 0 | 0
81 | 1603.942 | 491.73 | 1366.0168 | 534.4983 | -831.5185 | 0 | 0 | 1089.41 | 0 | 0
82 | 1563.398 | 634.77 | 1728.5015 | 1624.0653 | -104.4362 | 0 | 0 | 0 | 0 | 0
83 | 1507.155 | 796.52 | 2135.4429 | 1565.6398 | -569.8031 | 0 | 0 | 0 | 0 | 0
84 | 1580.699 | 787.57 | 2091.8484 | 1642.0376 | -449.8108 | 0 | 0 | 0 | 0 | 0
85 | 1729.469 | 763.71 | 2032.5212 | 1796.5806 | -235.9406 | 0 | 0 | 0 | 0 | 0
86 | 1487.795 | 798.76 | 2133.3798 | 1545.5285 | -587.8513 | 0 | 0 | 0 | 0 | 0
87 | 1353.09 | 576.57 | 1561.123 | 1405.5963 | -155.5267 | 0 | 0 | 0 | 0 | 0
88 | 1713.845 | 504.54 | 1393.8994 | 1393.8994 | 0 | 0 | 0 | 372.015 | 0 | 0
89 | 1749.959 | 265.01 | 690.9049 | 690.9049 | 0 | 0 | 0 | 1084.863 | 0 | 0
90 | 1614.836 | 38 | 51.0365 | 51.0365 | 0 | 0 | 0 | 534.506 | 0 | 1071.2155
91 | 1603.201 | 0 | 0 | 0 | 0 | 0 | 0 | 572.001 | 0 | 1071.2155
92 | 1192 | 0 | 0 | 0 | 0 | 0 | 0 | 160.8 | 0 | 1071.2155
93 | 1322.4 | 0 | 0 | 0 | 0 | 0 | 0 | 1322.4 | 0 | 0
94 | 1403.2 | 0 | 0 | 0 | 0 | 0 | 0 | 1403.2 | 0 | 0
95 | 1576.8 | 0 | 0 | 0 | 0 | 0 | 0 | 1576.8 | 0 | 0
96 | 1240.8 | 0 | 0 | 0 | 0 | 0 | 0 | 1240.8 | 0 | 0
97 | 1476 | 0 | 0 | 0 | 0 | 0 | 0 | 1476 | 0 | 0
98 | 1014.4 | 0 | 0 | 0 | 0 | 0 | 0 | 1014.4 | 0 | 0
99 | 1200.8 | 0 | 0 | 0 | 0 | 0 | 0 | 1200.8 | 0 | 0
100 | 1056 | 0 | 0 | 0 | 0 | 0 | 0 | 1056 | 0 | 0
101 | 1512.8 | 0 | 0 | 0 | 0 | 0 | 0 | 1512.8 | 0 | 0
102 | 1194.4 | 0 | 0 | 0 | 0 | 0 | 0 | 1194.4 | 0 | 0
103 | 1352.8 | 52.8 | 73.9941 | 73.9941 | 0 | 0 | 0 | 1281.57 | 0 | 0
104 | 1276.497 | 282.7 | 748.0111 | 748.0111 | 0 | 0 | 0 | 556.428 | 0 | 0
105 | 1178.106 | 524.59 | 1462.3795 | 1223.8221 | -238.5574 | 0 | 0 | 0 | 0 | 0
106 | 1381.448 | 729.17 | 1988.2681 | 1435.0547 | -553.2134 | 0 | 0 | 0 | 0 | 0
107 | 1214.49 | 872.15 | 2332.4148 | 1261.618 | -1070.7968 | 0 | 0 | 0 | 0 | 0
108 | 1201.671 | 950.07 | 2509.5767 | 1248.3015 | -1071.2155 | 0 | 190.0597 | 0 | 0 | 0
109 | 1248.417 | 949.58 | 2500.3843 | 1296.8615 | -642.6576 | 0 | 560.8652 | 0 | 0 | 0
110 | 1246.649 | 870.91 | 2310.8721 | 1295.0249 | 0 | 0 | 1015.8472 | 0 | 0 | 0
111 | 987.594 | 726.63 | 1958.7837 | 1025.9173 | 0 | 0 | 932.8664 | 0 | 0 | 0
112 | 489.888 | 520.09 | 1432.5325 | 508.898 | 0 | 0 | 923.6345 | 0 | 0 | 0
113 | 193.991 | 277.32 | 720.4589 | 201.5188 | 0 | 0 | 518.9401 | 0 | 0 | 0
114 | 170.644 | 43.35 | 55.7578 | 55.7578 | 0 | 0 | 0 | 0 | 0 | 121.508
115 | 118.4 | 0 | 0 | 0 | 0 | 0 | 0 | 0 | 0 | 122.9945
116 | 127.2 | 0 | 0 | 0 | 0 | 0 | 0 | 0 | 0 | 132.136
117 | 100.8 | 0 | 0 | 0 | 0 | 0 | 0 | 0 | 0 | 104.7115
118 | 94.4 | 0 | 0 | 0 | 0 | 0 | 0 | 0 | 0 | 98.0632
119 | 94.4 | 0 | 0 | 0 | 0 | 0 | 0 | 0 | 0 | 98.0632
120 | 99.2 | 0 | 0 | 0 | 0 | 0 | 0 | 0 | 0 | 103.0494
121 | 92.8 | 0 | 0 | 0 | 0 | 0 | 0 | 0 | 0 | 96.4011
122 | 91.2 | 0 | 0 | 0 | 0 | 0 | 0 | 0 | 0 | 94.739
123 | 85.6 | 0 | 0 | 0 | 0 | 0 | 0 | 0 | 0 | 88.9217
124 | 93.6 | 0 | 0 | 0 | 0 | 0 | 0 | 0 | 0 | 97.2321
125 | 89.6 | 0 | 0 | 0 | 0 | 0 | 0 | 0 | 0 | 93.0769
126 | 93.6 | 0 | 0 | 0 | 0 | 0 | 0 | 0 | 0 | 97.2321
127 | 81.6 | 59.95 | 86.7662 | 84.7665 | -1.9997 | 0 | 0 | 0 | 0 | 0
128 | 95.06 | 231.48 | 608.511 | 98.7488 | -509.7623 | 0 | 0 | 0 | 0 | 0
129 | 615.277 | 482.79 | 1337.163 | 639.1527 | -698.0103 | 0 | 0 | 0 | 0 | 0
130 | 1487.855 | 454.39 | 1224.6687 | 1224.6687 | 0 | 0 | 0 | 0 | 0 | 320.9221
131 | 1570.749 | 865.42 | 2297.752 | 1631.7015 | -647.701 | 0 | 18.3494 | 0 | 0 | 0
132 | 1374.539 | 929.6 | 2444.398 | 1427.8776 | 0 | 0 | 1016.5203 | 0 | 0 | 0
133 | 1744.337 | 768.74 | 2026.304 | 1812.0256 | 0 | 0 | 214.2784 | 0 | 0 | 0
134 | 1288.096 | 442.06 | 1171.5546 | 1171.5546 | 0 | 0 | 0 | 0 | 0 | 166.5256
135 | 1540.824 | 681.24 | 1837.2529 | 1600.6153 | -185.3248 | 0 | 51.3128 | 0 | 0 | 0
136 | 1378.996 | 392.63 | 1077.7651 | 1077.7651 | 0 | 0 | 0 | 341.491 | 0 | 0
137 | 1206.845 | 184.22 | 475.9502 | 475.9502 | 0 | 0 | 0 | 748.674 | 0 | 0
138 | 1353.643 | 38.87 | 52.4981 | 52.4981 | 0 | 0 | 0 | 271.906 | 0 | 1071.2155
139 | 1672.005 | 0 | 0 | 0 | 0 | 0 | 0 | 640.805 | 0 | 1071.2155
140 | 1202.4 | 0 | 0 | 0 | 0 | 0 | 0 | 171.2 | 0 | 1071.2155
141 | 1490.4 | 0 | 0 | 0 | 0 | 0 | 0 | 1490.4 | 0 | 0
142 | 825.6 | 0 | 0 | 0 | 0 | 0 | 0 | 825.6 | 0 | 0
143 | 1327.2 | 0 | 0 | 0 | 0 | 0 | 0 | 1327.2 | 0 | 0
144 | 1368.8 | 0 | 0 | 0 | 0 | 0 | 0 | 1368.8 | 0 | 0
145 | 1056 | 0 | 0 | 0 | 0 | 0 | 0 | 1056 | 0 | 0
146 | 1168.8 | 0 | 0 | 0 | 0 | 0 | 0 | 1168.8 | 0 | 0
147 | 1128 | 0 | 0 | 0 | 0 | 0 | 0 | 1128 | 0 | 0
148 | 982.4 | 0 | 0 | 0 | 0 | 0 | 0 | 982.4 | 0 | 0
149 | 904 | 0 | 0 | 0 | 0 | 0 | 0 | 904 | 0 | 0
150 | 892.8 | 0 | 0 | 0 | 0 | 0 | 0 | 892.8 | 0 | 0
151 | 1122.4 | 56.74 | 79.8664 | 79.8664 | 0 | 0 | 0 | 1045.517 | 0 | 0
152 | 820.686 | 302.44 | 798.0015 | 798.0015 | 0 | 0 | 0 | 52.494 | 0 | 0
153 | 1276.219 | 548.14 | 1520.725 | 1325.7424 | -194.9826 | 0 | 0 | 0 | 0 | 0
154 | 1102.819 | 756.42 | 2035.1297 | 1145.6136 | -889.516 | 0 | 0 | 0 | 0 | 0
155 | 1394.158 | 904.1 | 2370.5171 | 1448.258 | -922.2592 | 0 | 0 | 0 | 0 | 0
156 | 1343.063 | 978.5 | 2529.0875 | 1395.1802 | -1071.2155 | 0 | 62.6919 | 0 | 0 | 0
157 | 1117.045 | 976.48 | 2515.4096 | 1160.3917 | -498.4673 | 0 | 856.5506 | 0 | 0 | 0
158 | 1320.721 | 893.64 | 2318.4138 | 1371.9712 | 0 | 0 | 946.4425 | 0 | 0 | 0
159 | 965.839 | 743.6 | 1964.5855 | 1003.3181 | 0 | 0 | 961.2673 | 0 | 0 | 0
160 | 1201.115 | 536.56 | 1454.6279 | 1247.724 | 0 | 0 | 206.9039 | 0 | 0 | 0
161 | 1181.242 | 289.74 | 748.6863 | 748.6863 | 0 | 0 | 0 | 460.523 | 0 | 0
162 | 1081.511 | 49.78 | 72.0328 | 72.0328 | 0 | 0 | 0 | 185.959 | 0 | 858.2709
163 | 1008 | 0 | 0 | 0 | 0 | 0 | 0 | 0 | 0 | 1047.1152
164 | 1229.6 | 0 | 0 | 0 | 0 | 0 | 0 | 198.4 | 0 | 1071.2155
165 | 845.6 | 0 | 0 | 0 | 0 | 0 | 0 | 845.6 | 0 | 0
166 | 1182.4 | 0 | 0 | 0 | 0 | 0 | 0 | 1182.4 | 0 | 0
167 | 1105.6 | 0 | 0 | 0 | 0 | 0 | 0 | 1105.6 | 0 | 0
168 | 876.8 | 0 | 0 | 0 | 0 | 0 | 0 | 876.8 | 0 | 0
169 | 1152.8 | 0 | 0 | 0 | 0 | 0 | 0 | 1152.8 | 0 | 0
170 | 1130.4 | 0 | 0 | 0 | 0 | 0 | 0 | 1130.4 | 0 | 0
171 | 1128.8 | 0 | 0 | 0 | 0 | 0 | 0 | 1128.8 | 0 | 0
172 | 1064.8 | 0 | 0 | 0 | 0 | 0 | 0 | 1064.8 | 0 | 0
173 | 1179.2 | 0 | 0 | 0 | 0 | 0 | 0 | 1179.2 | 0 | 0
174 | 769.6 | 0 | 0 | 0 | 0 | 0 | 0 | 769.6 | 0 | 0
175 | 1032.8 | 53.85 | 72.6239 | 0 | -72.6239 | 0 | 0 | 1032.8 | 0 | 0
176 | 1022.571 | 223.67 | 583.0541 | 0 | -583.0541 | 0 | 0 | 1022.571 | 0 | 0
177 | 1349.006 | 243.7 | 653.1506 | 0 | -653.1506 | 0 | 0 | 1349.006 | 0 | 0
178 | 1477.914 | 188.21 | 488.4273 | 0 | -488.4273 | 0 | 0 | 1477.914 | 0 | 0
179 | 1484.496 | 153.65 | 389.6629 | 389.6629 | 0 | 0 | 0 | 78.189 | 0 | 1071.2155
180 | 1349.631 | 240.6 | 621.2302 | 621.2302 | 0 | 0 | 0 | 0 | 0 | 780.7729
181 | 1462.071 | 334.34 | 870.7739 | 0 | -870.7739 | 0 | 0 | 1462.071 | 0 | 0
182 | 1295.145 | 645.92 | 1700.4746 | 629.2591 | -1071.2155 | 0 | 0 | 689.392 | 0 | 0
183 | 1332.189 | 643.72 | 1725.7975 | 654.582 | -1071.2155 | 0 | 0 | 702.059 | 0 | 0
184 | 1434.587 | 246.14 | 660.3464 | 129.4683 | -530.8781 | 0 | 0 | 1309.955 | 0 | 0
185 | 1105.581 | 157.18 | 410.0671 | 410.0671 | 0 | 0 | 0 | 710.832 | 0 | 0
186 | 1217.803 | 15.26 | 14.4976 | 14.4976 | 0 | 0 | 0 | 172.647 | 0 | 1071.2155
187 | 1003.211 | 0 | 0 | 0 | 0 | 0 | 0 | 0 | 0 | 1042.1404
188 | 1195.2 | 0 | 0 | 0 | 0 | 0 | 0 | 164 | 0 | 1071.2155
189 | 1054.4 | 0 | 0 | 0 | 0 | 0 | 0 | 1054.4 | 0 | 0
190 | 1257.6 | 0 | 0 | 0 | 0 | 0 | 0 | 1257.6 | 0 | 0
191 | 1286.4 | 0 | 0 | 0 | 0 | 0 | 0 | 1286.4 | 0 | 0
192 | 1148 | 0 | 0 | 0 | 0 | 0 | 0 | 1148 | 0 | 0
193 | 1193.6 | 0 | 0 | 0 | 0 | 0 | 0 | 1193.6 | 0 | 0
194 | 937.6 | 0 | 0 | 0 | 0 | 0 | 0 | 937.6 | 0 | 0
195 | 1222.4 | 0 | 0 | 0 | 0 | 0 | 0 | 1222.4 | 0 | 0
196 | 1073.6 | 0 | 0 | 0 | 0 | 0 | 0 | 1073.6 | 0 | 0
197 | 942.4 | 0 | 0 | 0 | 0 | 0 | 0 | 942.4 | 0 | 0
198 | 1051.2 | 0 | 0 | 0 | 0 | 0 | 0 | 1051.2 | 0 | 0
199 | 951.2 | 50.52 | 66.0898 | 66.0898 | 0 | 0 | 0 | 887.579 | 0 | 0
200 | 1114.771 | 251.16 | 657.9633 | 657.9633 | 0 | 0 | 0 | 481.386 | 0 | 0
201 | 1167.854 | 534.22 | 1471.3537 | 1213.1723 | -258.1814 | 0 | 0 | 0 | 0 | 0
202 | 1664.173 | 736.26 | 1965.2264 | 1728.7508 | -236.4756 | 0 | 0 | 0 | 0 | 0
203 | 1338.632 | 879.42 | 2286.4965 | 1390.5773 | -895.9192 | 0 | 0 | 0 | 0 | 0
204 | 1317.153 | 957.52 | 2447.6577 | 1368.2648 | -1071.2155 | 0 | 8.1775 | 0 | 0 | 0
205 | 1355.422 | 953.81 | 2430.2349 | 1408.0188 | -1022.2161 | 0 | 0 | 0 | 0 | 0
206 | 1226.996 | 674.24 | 1755.9613 | 1274.6093 | -92.4328 | 0 | 388.9191 | 0 | 0 | 0
207 | 1258.144 | 534.86 | 1411.9102 | 1306.966 | 0 | 0 | 104.9442 | 0 | 0 | 0
208 | 1216.588 | 276.81 | 740.5192 | 740.5192 | 0 | 0 | 0 | 503.731 | 0 | 0
209 | 1274.12 | 227.69 | 592.8729 | 592.8729 | 0 | 0 | 0 | 703.394 | 0 | 0
210 | 1113.621 | 41.65 | 60.8875 | 60.8875 | 0 | 0 | 0 | 23.808 | 0 | 1071.2155
211 | 1163.2 | 0 | 0 | 0 | 0 | 0 | 0 | 132 | 0 | 1071.2155
212 | 1064 | 0 | 0 | 0 | 0 | 0 | 0 | 32.8 | 0 | 1071.2155
213 | 1449.6 | 0 | 0 | 0 | 0 | 0 | 0 | 1449.6 | 0 | 0
214 | 1246.4 | 0 | 0 | 0 | 0 | 0 | 0 | 1246.4 | 0 | 0
215 | 1491.2 | 0 | 0 | 0 | 0 | 0 | 0 | 1491.2 | 0 | 0
216 | 1336.8 | 0 | 0 | 0 | 0 | 0 | 0 | 1336.8 | 0 | 0
217 | 1711.2 | 0 | 0 | 0 | 0 | 0 | 0 | 1711.2 | 0 | 0
218 | 1122.4 | 0 | 0 | 0 | 0 | 0 | 0 | 1122.4 | 0 | 0
219 | 1392 | 0 | 0 | 0 | 0 | 0 | 0 | 1392 | 0 | 0
220 | 1262.4 | 0 | 0 | 0 | 0 | 0 | 0 | 1262.4 | 0 | 0
221 | 1117.6 | 0 | 0 | 0 | 0 | 0 | 0 | 1117.6 | 0 | 0
222 | 1514.4 | 0 | 0 | 0 | 0 | 0 | 0 | 1514.4 | 0 | 0
223 | 1350.4 | 47.44 | 58.7569 | 0 | -58.7569 | 0 | 0 | 1350.4 | 0 | 0
224 | 1353.11 | 288.76 | 757.1921 | 314.1834 | -443.0087 | 0 | 0 | 1050.663 | 0 | 0
225 | 1445.428 | 534.75 | 1481.908 | 1481.908 | 0 | 0 | 0 | 18.877 | 0 | 0
226 | 1336.752 | 734.82 | 1980.2517 | 1388.6243 | -591.6274 | 0 | 0 | 0 | 0 | 0
227 | 1366.848 | 874.29 | 2300.5474 | 1419.8882 | -880.6592 | 0 | 0 | 0 | 0 | 0
228 | 1423.45 | 954.03 | 2473.8398 | 1478.6866 | -995.1531 | 0 | 0 | 0 | 0 | 0
229 | 1626.909 | 542.36 | 1421.2459 | 1421.2459 | 0 | 0 | 0 | 258.754 | 0 | 0
230 | 1552.301 | 666.6 | 1753.2645 | 1612.5377 | -140.7269 | 0 | 0 | 0 | 0 | 0
231 | 1372.937 | 710.42 | 1892.722 | 1426.2135 | -466.5085 | 0 | 0 | 0 | 0 | 0
232 | 1588.328 | 518.45 | 1416.2223 | 1416.2223 | 0 | 0 | 0 | 225.009 | 0 | 0
233 | 1609.75 | 207.82 | 541.6318 | 541.6318 | 0 | 0 | 0 | 1088.351 | 0 | 0
234 | 1634.626 | 42.19 | 63.1541 | 63.1541 | 0 | 0 | 0 | 542.631 | 0 | 1071.2155
235 | 1760.002 | 0 | 0 | 0 | 0 | 0 | 0 | 728.802 | 0 | 1071.2155
236 | 1500 | 0 | 0 | 0 | 0 | 0 | 0 | 468.8 | 0 | 1071.2155
237 | 1500 | 0 | 0 | 0 | 0 | 0 | 0 | 1500 | 0 | 0
238 | 1466.4 | 0 | 0 | 0 | 0 | 0 | 0 | 1466.4 | 0 | 0
239 | 1682.4 | 0 | 0 | 0 | 0 | 0 | 0 | 1682.4 | 0 | 0
240 | 1397.6 | 0 | 0 | 0 | 0 | 0 | 0 | 1397.6 | 0 | 0
241 | 1472.8 | 0 | 0 | 0 | 0 | 0 | 0 | 1472.8 | 0 | 0
242 | 1350.4 | 0 | 0 | 0 | 0 | 0 | 0 | 1350.4 | 0 | 0
243 | 1287.2 | 0 | 0 | 0 | 0 | 0 | 0 | 1287.2 | 0 | 0
244 | 1179.2 | 0 | 0 | 0 | 0 | 0 | 0 | 1179.2 | 0 | 0
245 | 1111.2 | 0 | 0 | 0 | 0 | 0 | 0 | 1111.2 | 0 | 0
246 | 1189.6 | 0 | 0 | 0 | 0 | 0 | 0 | 1189.6 | 0 | 0
247 | 1056 | 39.39 | 46.0938 | 0 | -46.0938 | 0 | 0 | 1056 | 0 | 0
248 | 1007.057 | 218.76 | 575.8625 | 0 | -575.8625 | 0 | 0 | 1007.057 | 0 | 0
249 | 1526.413 | 231.29 | 621.5896 | 0 | -621.5896 | 0 | 0 | 1526.413 | 0 | 0
250 | 1751.451 | 590.39 | 1581.2426 | 510.0272 | -1071.2155 | 0 | 0 | 1260.476 | 0 | 0
251 | 1601.404 | 863.35 | 2249.0881 | 1663.5461 | -585.542 | 0 | 0 | 0 | 0 | 0
252 | 1468.113 | 804.31 | 2074.4214 | 1525.0828 | -549.3386 | 0 | 0 | 0 | 0 | 0
253 | 1613.967 | 632.07 | 1635.356 | 1508.5575 | -126.7986 | 0 | 0 | 161.762 | 0 | 0
254 | 1643.485 | 354.16 | 921.2972 | 921.2972 | 0 | 0 | 0 | 756.603 | 0 | 0
255 | 1670.927 | 646.87 | 1701.3939 | 1701.3939 | 0 | 0 | 0 | 33.089 | 0 | 0
256 | 1625.599 | 202.23 | 530.9508 | 530.9508 | 0 | 0 | 0 | 1114.482 | 0 | 0
257 | 1615.953 | 102.83 | 259.4259 | 259.4259 | 0 | 0 | 0 | 1366.218 | 0 | 0
258 | 1849.735 | 20.67 | 27.5335 | 27.5335 | 0 | 0 | 0 | 792.03 | 0 | 1071.2155
259 | 1528.006 | 0 | 0 | 0 | 0 | 0 | 0 | 496.806 | 0 | 1071.2155
260 | 1338.4 | 0 | 0 | 0 | 0 | 0 | 0 | 307.2 | 0 | 1071.2155
261 | 1358.4 | 0 | 0 | 0 | 0 | 0 | 0 | 1358.4 | 0 | 0
262 | 1418.4 | 0 | 0 | 0 | 0 | 0 | 0 | 1418.4 | 0 | 0
263 | 1347.2 | 0 | 0 | 0 | 0 | 0 | 0 | 1347.2 | 0 | 0
264 | 1475.2 | 0 | 0 | 0 | 0 | 0 | 0 | 1475.2 | 0 | 0
265 | 1247.2 | 0 | 0 | 0 | 0 | 0 | 0 | 1247.2 | 0 | 0
266 | 1436 | 0 | 0 | 0 | 0 | 0 | 0 | 1436 | 0 | 0
267 | 1268.8 | 0 | 0 | 0 | 0 | 0 | 0 | 1268.8 | 0 | 0
268 | 1268.8 | 0 | 0 | 0 | 0 | 0 | 0 | 1268.8 | 0 | 0
269 | 1345.6 | 0 | 0 | 0 | 0 | 0 | 0 | 1345.6 | 0 | 0
270 | 1118.4 | 0 | 0 | 0 | 0 | 0 | 0 | 1118.4 | 0 | 0
271 | 1312.8 | 19.09 | 17.7397 | 17.7397 | 0 | 0 | 0 | 1295.723 | 0 | 0
272 | 1080.054 | 274.64 | 715.0976 | 715.0976 | 0 | 0 | 0 | 391.669 | 0 | 0
273 | 1017.97 | 438.49 | 1196.3956 | 1057.4721 | -138.9235 | 0 | 0 | 0 | 0 | 0
274 | 1165.131 | 295.04 | 774.1225 | 774.1225 | 0 | 0 | 0 | 419.926 | 0 | 0
275 | 1340.908 | 321.34 | 830.9181 | 830.9181 | 0 | 0 | 0 | 541.029 | 0 | 0
276 | 1421.717 | 712.67 | 1809.3849 | 1476.8864 | -332.4985 | 0 | 0 | 0 | 0 | 0
277 | 1076.722 | 568.89 | 1450.5859 | 1118.5039 | -332.082 | 0 | 0 | 0 | 0 | 0
278 | 1233.429 | 706.63 | 1803.2622 | 1281.2919 | -521.9703 | 0 | 0 | 0 | 0 | 0
279 | 966.192 | 208.75 | 535.4675 | 535.4675 | 0 | 0 | 0 | 450.727 | 0 | 0
280 | 1205.397 | 230.16 | 604.8358 | 604.8358 | 0 | 0 | 0 | 623.155 | 0 | 0
281 | 1237.532 | 9.79 | 9.53 | 9.53 | 0 | 0 | 0 | 1228.358 | 0 | 0
282 | 859.624 | 8.41 | 0.60874 | 0.60874 | 0 | 0 | 0 | 859.038 | 0 | 0
283 | 1175.2 | 0 | 0 | 0 | 0 | 0 | 0 | 1175.2 | 0 | 0
284 | 1189.6 | 0 | 0 | 0 | 0 | 0 | 0 | 1189.6 | 0 | 0
285 | 1346.4 | 0 | 0 | 0 | 0 | 0 | 0 | 1346.4 | 0 | 0
286 | 1161.6 | 0 | 0 | 0 | 0 | 0 | 0 | 1161.6 | 0 | 0
287 | 1086.4 | 0 | 0 | 0 | 0 | 0 | 0 | 279.08 | 0 | 838.6479
288 | 136.8 | 0 | 0 | 0 | 0 | 0 | 0 | 0 | 0 | 142.1085
289 | 106.4 | 0 | 0 | 0 | 0 | 0 | 0 | 106.4 | 0 | 0
290 | 88 | 0 | 0 | 0 | 0 | 0 | 0 | 88 | 0 | 0
291 | 92 | 0 | 0 | 0 | 0 | 0 | 0 | 92 | 0 | 0
292 | 88 | 0 | 0 | 0 | 0 | 0 | 0 | 88 | 0 | 0
293 | 92 | 0 | 0 | 0 | 0 | 0 | 0 | 0 | 0 | 95.57
294 | 84.8 | 0 | 0 | 0 | 0 | 0 | 0 | 0 | 0 | 88.0906
295 | 82.4 | 45.81 | 58.9968 | 58.9968 | 0 | 0 | 0 | 0 | 0 | 26.6007
296 | 81.362 | 279.68 | 725.3672 | 84.5192 | -640.848 | 0 | 0 | 0 | 0 | 0
297 | 804.961 | 524.59 | 1429.6353 | 836.1973 | -593.438 | 0 | 0 | 0 | 0 | 0
298 | 971.201 | 727.41 | 1904.0367 | 1008.8882 | -895.1484 | 0 | 0 | 0 | 0 | 0
299 | 1378.581 | 872.3 | 2204.969 | 1432.0765 | -772.8925 | 0 | 0 | 0 | 0 | 0
300 | 1301.865 | 951.32 | 2360.663 | 1352.3835 | -674.1136 | 0 | 334.1658 | 0 | 0 | 0
301 | 1411.199 | 911.94 | 2270.661 | 1465.9602 | 0 | 0 | 804.7007 | 0 | 0 | 0
302 | 1430.445 | 651.43 | 1661.6503 | 1485.9531 | 0 | 0 | 175.6972 | 0 | 0 | 0
303 | 1147.683 | 392.72 | 1018.4629 | 1018.4629 | 0 | 0 | 0 | 167.265 | 0 | 0
304 | 1193.172 | 225.94 | 589.9331 | 589.9331 | 0 | 0 | 0 | 625.276 | 0 | 0
305 | 1254.203 | 147.29 | 376.0037 | 376.0037 | 0 | 0 | 0 | 892.245 | 0 | 0
306 | 1409.776 | 32.57 | 48.4457 | 48.4457 | 0 | 0 | 0 | 331.94 | 0 | 1071.2155
307 | 1164.8 | 0 | 0 | 0 | 0 | 0 | 0 | 133.6 | 0 | 1071.2155
308 | 1167.2 | 0 | 0 | 0 | 0 | 0 | 0 | 136 | 0 | 1071.2155
309 | 1375.2 | 0 | 0 | 0 | 0 | 0 | 0 | 1375.2 | 0 | 0
310 | 1362.4 | 0 | 0 | 0 | 0 | 0 | 0 | 1362.4 | 0 | 0
311 | 1214.4 | 0 | 0 | 0 | 0 | 0 | 0 | 1214.4 | 0 | 0
312 | 949.6 | 0 | 0 | 0 | 0 | 0 | 0 | 949.6 | 0 | 0
313 | 1832.8 | 0 | 0 | 0 | 0 | 0 | 0 | 1832.8 | 0 | 0
314 | 1784.8 | 0 | 0 | 0 | 0 | 0 | 0 | 1784.8 | 0 | 0
315 | 1888 | 0 | 0 | 0 | 0 | 0 | 0 | 1888 | 0 | 0
316 | 2028.8 | 0 | 0 | 0 | 0 | 0 | 0 | 2028.8 | 0 | 0
317 | 2156.8 | 0 | 0 | 0 | 0 | 0 | 0 | 2156.8 | 0 | 0
318 | 2129.6 | 0 | 0 | 0 | 0 | 0 | 0 | 2129.6 | 0 | 0
319 | 1976.8 | 49.36 | 62.4114 | 0 | -62.4114 | 0 | 0 | 1976.8 | 0 | 0
320 | 1127.549 | 293.77 | 766.4831 | 0 | -766.4831 | 0 | 0 | 1127.549 | 0 | 0
321 | 1638.403 | 544.43 | 1482.3972 | 411.1818 | -1071.2155 | 0 | 0 | 1242.581 | 0 | 0
322 | 1940.862 | 730.38 | 1890.7223 | 819.5068 | -1071.2155 | 0 | 0 | 1151.968 | 0 | 0
323 | 2188.553 | 903.85 | 2222.8251 | 2222.8251 | 0 | 0 | 0 | 0 | 0 | 50.6542
324 | 2025.649 | 789.39 | 1947.6945 | 1947.6945 | 0 | 0 | 0 | 0 | 0 | 156.5593
325 | 1943.684 | 665.04 | 1657.7392 | 822.0176 | -835.7215 | 0 | 0 | 1152.373 | 0 | 0
326 | 2335.268 | 678.67 | 1693.8241 | 1693.8241 | 0 | 0 | 0 | 704.717 | 0 | 0
327 | 2168.745 | 433.48 | 1112.7874 | 1112.7874 | 0 | 0 | 0 | 1097.526 | 0 | 0
328 | 1973.613 | 513.85 | 1346.4811 | 1346.4811 | 0 | 0 | 0 | 677.43 | 0 | 0
329 | 2279.797 | 303.55 | 776.7237 | 776.7237 | 0 | 0 | 0 | 1532.088 | 0 | 0
330 | 1609.172 | 63.35 | 104.5266 | 104.5266 | 0 | 0 | 0 | 477.35 | 0 | 1071.2155
331 | 2156.812 | 0 | 0 | 0 | 0 | 0 | 0 | 1125.612 | 0 | 1071.2155
332 | 2172.8 | 0 | 0 | 0 | 0 | 0 | 0 | 1141.6 | 0 | 1071.2155
333 | 2000 | 0 | 0 | 0 | 0 | 0 | 0 | 2000 | 0 | 0
334 | 1667.2 | 0 | 0 | 0 | 0 | 0 | 0 | 1667.2 | 0 | 0
335 | 2352 | 0 | 0 | 0 | 0 | 0 | 0 | 2352 | 0 | 0
336 | 2075.2 | 0 | 0 | 0 | 0 | 0 | 0 | 2075.2 | 0 | 0
337 | 1518.4 | 0 | 0 | 0 | 0 | 0 | 0 | 1518.4 | 0 | 0
338 | 1494.4 | 0 | 0 | 0 | 0 | 0 | 0 | 1494.4 | 0 | 0
339 | 1260 | 0 | 0 | 0 | 0 | 0 | 0 | 1260 | 0 | 0
340 | 1234.4 | 0 | 0 | 0 | 0 | 0 | 0 | 1234.4 | 0 | 0
341 | 1272 | 0 | 0 | 0 | 0 | 0 | 0 | 1272 | 0 | 0
342 | 1414.4 | 0 | 0 | 0 | 0 | 0 | 0 | 1414.4 | 0 | 0
343 | 1373.6 | 34.39 | 40.5768 | 0 | -40.5768 | 0 | 0 | 1373.6 | 0 | 0
344 | 996.612 | 237.33 | 615.5593 | 0 | -615.5593 | 0 | 0 | 996.612 | 0 | 0
345 | 1176.84 | 221.71 | 583.6597 | 0 | -583.6597 | 0 | 0 | 1176.84 | 0 | 0
346 | 1297.88 | 399.42 | 1032.0484 | 0 | -1032.0484 | 0 | 0 | 1297.88 | 0 | 0
347 | 1357.844 | 537.12 | 1357.4404 | 1357.4404 | 0 | 0 | 0 | 0 | 0 | 53.0943
348 | 1435.047 | 662.41 | 1646.706 | 1490.7336 | -155.9724 | 0 | 0 | 0 | 0 | 0
349 | 1435.033 | 558.37 | 1404.1046 | 611.748 | -792.3566 | 0 | 0 | 846.137 | 0 | 0
350 | 1087.883 | 609.01 | 1545.4527 | 1130.098 | -415.3547 | 0 | 0 | 0 | 0 | 0
351 | 1211.392 | 398.02 | 1037.1458 | 1037.1458 | 0 | 0 | 0 | 212.989 | 0 | 0
352 | 1440.601 | 115.06 | 289.7652 | 289.7652 | 0 | 0 | 0 | 1161.66 | 0 | 0
353 | 1275.894 | 25.47 | 50.3924 | 50.3924 | 0 | 0 | 0 | 1227.384 | 0 | 0
354 | 1244.187 | 3.91 | 0 | 0 | 0 | 0 | 0 | 212.987 | 0 | 1071.2155
355 | 798.4 | 0 | 0 | 0 | 0 | 0 | 0 | 0 | 0 | 829.3817
356 | 1210.4 | 0 | 0 | 0 | 0 | 0 | 0 | 179.2 | 0 | 1071.2155
357 | 1458.4 | 0 | 0 | 0 | 0 | 0 | 0 | 1458.4 | 0 | 0
358 | 1131.2 | 0 | 0 | 0 | 0 | 0 | 0 | 1131.2 | 0 | 0
359 | 1050.4 | 0 | 0 | 0 | 0 | 0 | 0 | 1050.4 | 0 | 0
360 | 949.6 | 0 | 0 | 0 | 0 | 0 | 0 | 949.6 | 0 | 0
361 | 1194.4 | 0 | 0 | 0 | 0 | 0 | 0 | 1194.4 | 0 | 0
362 | 1084.8 | 0 | 0 | 0 | 0 | 0 | 0 | 1084.8 | 0 | 0
363 | 1221.6 | 0 | 0 | 0 | 0 | 0 | 0 | 1221.6 | 0 | 0
364 | 1077.6 | 0 | 0 | 0 | 0 | 0 | 0 | 1077.6 | 0 | 0
365 | 1200.8 | 0 | 0 | 0 | 0 | 0 | 0 | 1200.8 | 0 | 0
366 | 1140 | 0 | 0 | 0 | 0 | 0 | 0 | 1140 | 0 | 0
367 | 1037.6 | 11.89 | 6.6359 | 0 | -6.6359 | 0 | 0 | 1037.6 | 0 | 0
368 | 866.892 | 129.2 | 334.8878 | 0 | -334.8878 | 0 | 0 | 866.892 | 0 | 0
369 | 1066.826 | 340.25 | 920.8599 | 0 | -920.8599 | 0 | 0 | 1066.826 | 0 | 0
370 | 1366.055 | 562.96 | 1487.8717 | 416.6563 | -1071.2155 | 0 | 0 | 964.963 | 0 | 0
371 | 1574.613 | 770.93 | 1979.2731 | 1635.7155 | -343.5577 | 0 | 0 | 0 | 0 | 0
372 | 1515.751 | 699.2 | 1782.6575 | 1574.5693 | -208.0882 | 0 | 0 | 0 | 0 | 0
373 | 1570.042 | 422.53 | 1087.5029 | 1043.4264 | -44.0765 | 0 | 0 | 565.592 | 0 | 0
374 | 1584.014 | 793.05 | 2023.466 | 1645.4813 | -377.9847 | 0 | 0 | 0 | 0 | 0
375 | 1443.606 | 481.16 | 1262.0075 | 1262.0075 | 0 | 0 | 0 | 228.741 | 0 | 0
376 | 1857.159 | 430.66 | 1156.7797 | 1156.7797 | 0 | 0 | 0 | 743.591 | 0 | 0
377 | 2051.354 | 144.93 | 376.119 | 376.119 | 0 | 0 | 0 | 1689.285 | 0 | 0
378 | 1864.668 | 26.75 | 41.9719 | 41.9719 | 0 | 0 | 0 | 793.064 | 0 | 1071.2155
379 | 1687.2 | 0 | 0 | 0 | 0 | 0 | 0 | 656 | 0 | 1071.2155
380 | 1437.6 | 0 | 0 | 0 | 0 | 0 | 0 | 406.4 | 0 | 1071.2155
381 | 1798.4 | 0 | 0 | 0 | 0 | 0 | 0 | 1798.4 | 0 | 0
382 | 1439.2 | 0 | 0 | 0 | 0 | 0 | 0 | 1439.2 | 0 | 0
383 | 1318.4 | 0 | 0 | 0 | 0 | 0 | 0 | 1318.4 | 0 | 0
384 | 1333.6 | 0 | 0 | 0 | 0 | 0 | 0 | 1333.6 | 0 | 0
385 | 1427.2 | 0 | 0 | 0 | 0 | 0 | 0 | 1427.2 | 0 | 0
386 | 1464.8 | 0 | 0 | 0 | 0 | 0 | 0 | 1464.8 | 0 | 0
387 | 1109.6 | 0 | 0 | 0 | 0 | 0 | 0 | 1109.6 | 0 | 0
388 | 1159.2 | 0 | 0 | 0 | 0 | 0 | 0 | 1159.2 | 0 | 0
389 | 1433.6 | 0 | 0 | 0 | 0 | 0 | 0 | 1433.6 | 0 | 0
390 | 1189.6 | 0 | 0 | 0 | 0 | 0 | 0 | 1189.6 | 0 | 0
391 | 1440 | 34.43 | 38.1449 | 0 | -38.1449 | 0 | 0 | 1440 | 0 | 0
392 | 1042.494 | 226.37 | 588.3489 | 0 | -588.3489 | 0 | 0 | 1042.494 | 0 | 0
393 | 1260.412 | 511.56 | 1411.2973 | 340.0818 | -1071.2155 | 0 | 0 | 933.034 | 0 | 0
394 | 1528.29 | 689.89 | 1854.8763 | 1252.0724 | -602.8039 | 0 | 0 | 322.989 | 0 | 0
395 | 1634.053 | 832.88 | 2190.9857 | 1697.462 | -493.5237 | 0 | 0 | 0 | 0 | 0
396 | 1747.764 | 947.37 | 2456.0648 | 1815.5855 | -640.4792 | 0 | 0 | 0 | 0 | 0
397 | 1461.828 | 534.8 | 1392.3817 | 1392.3817 | 0 | 0 | 0 | 121.459 | 0 | 0
398 | 1421.187 | 618.7 | 1618.2604 | 1476.3358 | -141.9246 | 0 | 0 | 0 | 0 | 0
399 | 1580.373 | 605.48 | 1607.4174 | 1607.4174 | 0 | 0 | 0 | 33.001 | 0 | 0
400 | 1462.36 | 87.1 | 214.9578 | 214.9578 | 0 | 0 | 0 | 1255.432 | 0 | 0
401 | 1717.244 | 32.33 | 68.8894 | 68.8894 | 0 | 0 | 0 | 1650.928 | 0 | 0
402 | 1611.558 | 14.71 | 17.0676 | 17.0676 | 0 | 0 | 0 | 563.928 | 0 | 1071.2155
403 | 1616.357 | 0 | 0 | 0 | 0 | 0 | 0 | 585.157 | 0 | 1071.2155
404 | 1480.8 | 0 | 0 | 0 | 0 | 0 | 0 | 449.6 | 0 | 1071.2155
405 | 1845.6 | 0 | 0 | 0 | 0 | 0 | 0 | 1845.6 | 0 | 0
406 | 1497.6 | 0 | 0 | 0 | 0 | 0 | 0 | 1497.6 | 0 | 0
407 | 1532 | 0 | 0 | 0 | 0 | 0 | 0 | 1532 | 0 | 0
408 | 1503.2 | 0 | 0 | 0 | 0 | 0 | 0 | 1503.2 | 0 | 0
409 | 1740.8 | 0 | 0 | 0 | 0 | 0 | 0 | 1740.8 | 0 | 0
410 | 1453.6 | 0 | 0 | 0 | 0 | 0 | 0 | 1453.6 | 0 | 0
411 | 1256 | 0 | 0 | 0 | 0 | 0 | 0 | 1256 | 0 | 0
412 | 1274.4 | 0 | 0 | 0 | 0 | 0 | 0 | 1274.4 | 0 | 0
413 | 1436.8 | 0 | 0 | 0 | 0 | 0 | 0 | 1436.8 | 0 | 0
414 | 1512.8 | 0 | 0 | 0 | 0 | 0 | 0 | 1512.8 | 0 | 0
415 | 1361.6 | 31.79 | 34.6628 | 0 | -34.6628 | 0 | 0 | 1361.6 | 0 | 0
416 | 1307.476 | 282.57 | 735.1507 | 305.6527 | -429.498 | 0 | 0 | 1013.241 | 0 | 0
417 | 1117.404 | 531.66 | 1463.2593 | 1160.7646 | -302.4947 | 0 | 0 | 0 | 0 | 0
418 | 1558.331 | 725.51 | 1935.8937 | 1618.8016 | -317.092 | 0 | 0 | 0 | 0 | 0
419 | 1635.582 | 887.31 | 2302.3497 | 1699.0503 | -603.2994 | 0 | 0 | 0 | 0 | 0
420 | 1614.236 | 972.14 | 2481.3919 | 1676.876 | -804.5158 | 0 | 0 | 0 | 0 | 0
421 | 1599.883 | 875.32 | 2230.9786 | 1661.9661 | -569.0126 | 0 | 0 | 0 | 0 | 0
422 | 1534.321 | 821.25 | 2109.7252 | 1593.8599 | -515.8652 | 0 | 0 | 0 | 0 | 0
423 | 1869.297 | 702.38 | 1843.5232 | 1843.5232 | 0 | 0 | 0 | 94.639 | 0 | 0
424 | 1731.41 | 548.21 | 1478.7396 | 1478.7396 | 0 | 0 | 0 | 307.909 | 0 | 0
425 | 1852.086 | 301.42 | 787.6654 | 787.6654 | 0 | 0 | 0 | 1093.844 | 0 | 0
426 | 1824.781 | 43.96 | 74.6454 | 74.6454 | 0 | 0 | 0 | 721.724 | 0 | 1071.2155
427 | 1772.851 | 0 | 0 | 0 | 0 | 0 | 0 | 741.651 | 0 | 1071.2155
428 | 1725.6 | 0 | 0 | 0 | 0 | 0 | 0 | 694.4 | 0 | 1071.2155
429 | 1548.8 | 0 | 0 | 0 | 0 | 0 | 0 | 1548.8 | 0 | 0
430 | 1660 | 0 | 0 | 0 | 0 | 0 | 0 | 1660 | 0 | 0
431 | 1914.4 | 0 | 0 | 0 | 0 | 0 | 0 | 1914.4 | 0 | 0
432 | 1842.4 | 0 | 0 | 0 | 0 | 0 | 0 | 1842.4 | 0 | 0
433 | 1708 | 0 | 0 | 0 | 0 | 0 | 0 | 1708 | 0 | 0
434 | 1356.8 | 0 | 0 | 0 | 0 | 0 | 0 | 1356.8 | 0 | 0
435 | 1073.6 | 0 | 0 | 0 | 0 | 0 | 0 | 1073.6 | 0 | 0
436 | 1288.8 | 0 | 0 | 0 | 0 | 0 | 0 | 1288.8 | 0 | 0
437 | 1396.8 | 0 | 0 | 0 | 0 | 0 | 0 | 1396.8 | 0 | 0
438 | 1372 | 0 | 0 | 0 | 0 | 0 | 0 | 1372 | 0 | 0
439 | 1415.2 | 47.67 | 53.9836 | 53.9836 | 0 | 0 | 0 | 1363.233 | 0 | 0
440 | 1131.076 | 288.38 | 750.3692 | 750.3692 | 0 | 0 | 0 | 408.737 | 0 | 0
441 | 1241.663 | 537.33 | 1475.244 | 1289.8454 | -185.3986 | 0 | 0 | 0 | 0 | 0
442 | 856.555 | 749.24 | 1975.6861 | 889.7934 | -1071.2155 | 0 | 14.6773 | 0 | 0 | 0
443 | 1284.095 | 904.69 | 2299.6208 | 1333.924 | -965.6968 | 0 | 0 | 0 | 0 | 0
444 | 1493.401 | 985.72 | 2442.4585 | 1551.3521 | -891.1065 | 0 | 0 | 0 | 0 | 0
445 | 1383.033 | 972.52 | 2391.313 | 1436.7023 | -463.0233 | 0 | 491.5873 | 0 | 0 | 0
446 | 1395.108 | 734.89 | 1841.4383 | 1449.2448 | 0 | 0 | 392.1935 | 0 | 0 | 0
447 | 1147.015 | 538.33 | 1383.8728 | 1191.5246 | 0 | 0 | 192.3482 | 0 | 0 | 0
448 | 1254.993 | 336.97 | 888.443 | 888.443 | 0 | 0 | 0 | 399.738 | 0 | 0
449 | 1593.632 | 106.79 | 270.2586 | 270.2586 | 0 | 0 | 0 | 1333.469 | 0 | 0
450 | 1540.045 | 22.7 | 36.9617 | 36.9617 | 0 | 0 | 0 | 1504.464 | 0 | 0
451 | 1594.407 | 0 | 0 | 0 | 0 | 0 | 0 | 1594.407 | 0 | 0
452 | 1601.6 | 0 | 0 | 0 | 0 | 0 | 0 | 1601.6 | 0 | 0
453 | 1628.8 | 0 | 0 | 0 | 0 | 0 | 0 | 1628.8 | 0 | 0
454 | 1475.2 | 0 | 0 | 0 | 0 | 0 | 0 | 1475.2 | 0 | 0
455 | 1756 | 0 | 0 | 0 | 0 | 0 | 0 | 1756 | 0 | 0
456 | 1347.2 | 0 | 0 | 0 | 0 | 0 | 0 | 1347.2 | 0 | 0
457 | 1464 | 0 | 0 | 0 | 0 | 0 | 0 | 1464 | 0 | 0
458 | 1484 | 0 | 0 | 0 | 0 | 0 | 0 | 1484 | 0 | 0
459 | 1376.8 | 0 | 0 | 0 | 0 | 0 | 0 | 1376.8 | 0 | 0
460 | 1298.4 | 0 | 0 | 0 | 0 | 0 | 0 | 1298.4 | 0 | 0
461 | 1472 | 0 | 0 | 0 | 0 | 0 | 0 | 1472 | 0 | 0
462 | 1540.8 | 0 | 0 | 0 | 0 | 0 | 0 | 1540.8 | 0 | 0
463 | 1121.6 | 41.47 | 44.5201 | 44.5201 | 0 | 0 | 0 | 1078.743 | 0 | 0
464 | 1325.723 | 277.07 | 716.393 | 716.393 | 0 | 0 | 0 | 617.766 | 0 | 19.0361
465 | 1431.814 | 525.68 | 1431.6038 | 1431.6038 | 0 | 0 | 0 | 0 | 0 | 55.7713
466 | 1750.511 | 729.16 | 1901.6921 | 1818.4391 | -83.2529 | 0 | 0 | 0 | 0 | 0
467 | 1780.377 | 626.87 | 1596.0456 | 1596.0456 | 0 | 0 | 0 | 0 | 0 | 253.4185
468 | 1557.127 | 577.21 | 1450.3428 | 1450.3428 | 0 | 0 | 0 | 0 | 0 | 167.2081
469 | 1473.887 | 578.18 | 1444.8798 | 1444.8798 | 0 | 0 | 0 | 80.973 | 0 | 2.087
470 | 1373.544 | 768.56 | 1897.2771 | 1426.844 | -470.4331 | 0 | 0 | 0 | 0 | 0
471 | 1430.954 | 439.18 | 1121.9548 | 1121.9548 | 0 | 0 | 0 | 350.91 | 0 | 0
472 | 1796.545 | 398.27 | 1047.0248 | 1047.0248 | 0 | 0 | 0 | 788.632 | 0 | 0
473 | 1678.349 | 258.76 | 673.3169 | 673.3169 | 0 | 0 | 0 | 1030.184 | 0 | 0
474 | 1629.66 | 50.79 | 90.5474 | 90.5474 | 0 | 0 | 0 | 511.295 | 0 | 1071.2155
475 | 1404.8 | 0 | 0 | 0 | 0 | 0 | 0 | 373.6 | 0 | 1071.2155
476 | 1388.8 | 0 | 0 | 0 | 0 | 0 | 0 | 357.6 | 0 | 1071.2155
477 | 1344.8 | 0 | 0 | 0 | 0 | 0 | 0 | 1344.8 | 0 | 0
478 | 1680.8 | 0 | 0 | 0 | 0 | 0 | 0 | 1680.8 | 0 | 0
479 | 1447.2 | 0 | 0 | 0 | 0 | 0 | 0 | 1447.2 | 0 | 0
480 | 1506.4 | 0 | 0 | 0 | 0 | 0 | 0 | 1506.4 | 0 | 0
481 | 1360.8 | 0 | 0 | 0 | 0 | 0 | 0 | 1360.8 | 0 | 0
482 | 1408 | 0 | 0 | 0 | 0 | 0 | 0 | 1408 | 0 | 0
483 | 1103.2 | 0 | 0 | 0 | 0 | 0 | 0 | 1103.2 | 0 | 0
484 | 1368 | 0 | 0 | 0 | 0 | 0 | 0 | 1368 | 0 | 0
485 | 1242.4 | 0 | 0 | 0 | 0 | 0 | 0 | 1242.4 | 0 | 0
486 | 1268.8 | 0 | 0 | 0 | 0 | 0 | 0 | 1268.8 | 0 | 0
487 | 1385.6 | 10.77 | 3.5839 | 0 | -3.5839 | 0 | 0 | 1385.6 | 0 | 0
488 | 1391.679 | 116.92 | 301.5515 | 296.2162 | -5.3353 | 0 | 0 | 1106.527 | 0 | 0
489 | 1424.117 | 406.32 | 1097.2728 | 1097.2728 | 0 | 0 | 0 | 367.833 | 0 | 0
490 | 1612.774 | 698.41 | 1818.6895 | 1675.3573 | -143.3322 | 0 | 0 | 0 | 0 | 0
491 | 1401.019 | 848.07 | 2156.7664 | 1455.3852 | -701.3812 | 0 | 0 | 0 | 0 | 0
492 | 1755.972 | 956.11 | 2404.4892 | 1824.1121 | -580.3771 | 0 | 0 | 0 | 0 | 0
493 | 1074.33 | 967.68 | 2435.484 | 1116.0191 | -1071.2155 | 0 | 248.2494 | 0 | 0 | 0
494 | 1159.81 | 896.44 | 2283.2825 | 1204.8161 | -1071.2155 | 0 | 7.2509 | 0 | 0 | 0
495 | 1567.968 | 537.28 | 1403.6891 | 1403.6891 | 0 | 0 | 0 | 216.714 | 0 | 0
496 | 1342.539 | 456.45 | 1221.1867 | 1221.1867 | 0 | 0 | 0 | 166.97 | 0 | 0
497 | 1562.161 | 291.72 | 760.1319 | 760.1319 | 0 | 0 | 0 | 830.424 | 0 | 0
498 | 1560.409 | 64.28 | 113.5081 | 113.5081 | 0 | 0 | 0 | 419.941 | 0 | 1071.2155
499 | 918.411 | 0 | 0 | 0 | 0 | 0 | 0 | 0 | 0 | 954.0497
500 | 1270.4 | 0 | 0 | 0 | 0 | 0 | 0 | 239.2 | 0 | 1071.2155
501 | 1204 | 0 | 0 | 0 | 0 | 0 | 0 | 1204 | 0 | 0
502 | 1369.6 | 0 | 0 | 0 | 0 | 0 | 0 | 1369.6 | 0 | 0
503 | 1345.6 | 0 | 0 | 0 | 0 | 0 | 0 | 1345.6 | 0 | 0
504 | 1280 | 0 | 0 | 0 | 0 | 0 | 0 | 1280 | 0 | 0
505 | 2330.4 | 0 | 0 | 0 | 0 | 0 | 0 | 2330.4 | 0 | 0
506 | 2057.6 | 0 | 0 | 0 | 0 | 0 | 0 | 2057.6 | 0 | 0
507 | 2428 | 0 | 0 | 0 | 0 | 0 | 0 | 2428 | 0 | 0
508 | 2208.8 | 0 | 0 | 0 | 0 | 0 | 0 | 2208.8 | 0 | 0
509 | 2004 | 0 | 0 | 0 | 0 | 0 | 0 | 2004 | 0 | 0
510 | 2379.2 | 0 | 0 | 0 | 0 | 0 | 0 | 2379.2 | 0 | 0
511 | 2040.8 | 42.25 | 44.1783 | 0 | -44.1783 | 0 | 0 | 2040.8 | 0 | 0
512 | 1723.786 | 242.61 | 631.8519 | 0 | -631.8519 | 0 | 0 | 1723.786 | 0 | 0
513 | 1825.298 | 475.76 | 1300.6272 | 229.4117 | -1071.2155 | 0 | 0 | 1604.456 | 0 | 0
514 | 2095.805 | 733.6 | 1929.9798 | 858.7643 | -1071.2155 | 0 | 0 | 1269.12 | 0 | 0
515 | 2297.304 | 878.74 | 2236.984 | 2236.984 | 0 | 0 | 0 | 0 | 0 | 149.4663
516 | 2286.452 | 952.14 | 2379.9619 | 2375.1772 | -4.7847 | 0 | 0 | 0 | 0 | 0
517 | 2261.298 | 941.52 | 2350.8442 | 1561.7037 | -789.1405 | 0 | 0 | 757.932 | 0 | 0
518 | 2390.381 | 744.71 | 1893.2892 | 1893.2892 | 0 | 0 | 0 | 567.816 | 0 | 0
519 | 2181.431 | 512.33 | 1332.9517 | 1332.9517 | 0 | 0 | 0 | 898.272 | 0 | 0
520 | 1853.049 | 519.28 | 1380.4645 | 1380.4645 | 0 | 0 | 0 | 524.152 | 0 | 0
521 | 2387.844 | 237.65 | 617.9174 | 617.9174 | 0 | 0 | 0 | 1793.009 | 0 | 0
522 | 2256.255 | 55.79 | 101.753 | 101.753 | 0 | 0 | 0 | 1127.103 | 0 | 1071.2155
523 | 2414.4 | 0 | 0 | 0 | 0 | 0 | 0 | 1383.2 | 0 | 1071.2155
524 | 1896.8 | 0 | 0 | 0 | 0 | 0 | 0 | 865.6 | 0 | 1071.2155
525 | 2389.6 | 0 | 0 | 0 | 0 | 0 | 0 | 2389.6 | 0 | 0
526 | 2215.2 | 0 | 0 | 0 | 0 | 0 | 0 | 2215.2 | 0 | 0
527 | 2295.2 | 0 | 0 | 0 | 0 | 0 | 0 | 2295.2 | 0 | 0
528 | 1956 | 0 | 0 | 0 | 0 | 0 | 0 | 1956 | 0 | 0
529 | 1812 | 0 | 0 | 0 | 0 | 0 | 0 | 1812 | 0 | 0
530 | 1850.4 | 0 | 0 | 0 | 0 | 0 | 0 | 1850.4 | 0 | 0
531 | 1248.8 | 0 | 0 | 0 | 0 | 0 | 0 | 1248.8 | 0 | 0
532 | 1303.2 | 0 | 0 | 0 | 0 | 0 | 0 | 1303.2 | 0 | 0
533 | 1569.6 | 0 | 0 | 0 | 0 | 0 | 0 | 1569.6 | 0 | 0
534 | 1165.6 | 0 | 0 | 0 | 0 | 0 | 0 | 1165.6 | 0 | 0
535 | 1127.2 | 30.2 | 30.6427 | 0 | -30.6427 | 0 | 0 | 1127.2 | 0 | 0
536 | 845.369 | 223.22 | 586.0646 | 0 | -586.0646 | 0 | 0 | 845.369 | 0 | 0
537 | 1178.36 | 421.39 | 1151.4808 | 925.0764 | -226.4044 | 0 | 0 | 287.84 | 0 | 0
538 | 1572.128 | 655.92 | 1725.0049 | 1633.134 | -91.8709 | 0 | 0 | 0 | 0 | 0
539 | 1408.437 | 900.3 | 2280.434 | 1463.091 | -817.343 | 0 | 0 | 0 | 0 | 0
540 | 1438.896 | 988.28 | 2447.3336 | 1494.732 | -952.6016 | 0 | 0 | 0 | 0 | 0
541 | 1516.32 | 994.09 | 2445.9291 | 1575.1604 | -870.7687 | 0 | 0 | 0 | 0 | 0
542 | 1377.594 | 550.04 | 1402.0945 | 1402.0945 | 0 | 0 | 0 | 27.875 | 0 | 0
543 | 1550.943 | 629.08 | 1611.8707 | 1611.127 | -0.74378 | 0 | 0 | 0 | 0 | 0
544 | 1543.534 | 528.13 | 1393.3956 | 1393.3956 | 0 | 0 | 0 | 202.189 | 0 | 0
545 | 1201.14 | 290.26 | 759.0723 | 759.0723 | 0 | 0 | 0 | 470.423 | 0 | 0
546 | 1293.095 | 65.15 | 123.6676 | 123.6676 | 0 | 0 | 0 | 142.847 | 0 | 1071.2155
547 | 1413.61 | 0 | 0 | 0 | 0 | 0 | 0 | 382.41 | 0 | 1071.2155
548 | 1265.6 | 0 | 0 | 0 | 0 | 0 | 0 | 234.4 | 0 | 1071.2155
549 | 1180.8 | 0 | 0 | 0 | 0 | 0 | 0 | 1180.8 | 0 | 0
550 | 1695.2 | 0 | 0 | 0 | 0 | 0 | 0 | 1695.2 | 0 | 0
551 | 1346.4 | 0 | 0 | 0 | 0 | 0 | 0 | 1346.4 | 0 | 0
552 | 1211.2 | 0 | 0 | 0 | 0 | 0 | 0 | 1211.2 | 0 | 0
553 | 1408 | 0 | 0 | 0 | 0 | 0 | 0 | 1408 | 0 | 0
554 | 1139.2 | 0 | 0 | 0 | 0 | 0 | 0 | 1139.2 | 0 | 0
555 | 1446.4 | 0 | 0 | 0 | 0 | 0 | 0 | 1446.4 | 0 | 0
556 | 1142.4 | 0 | 0 | 0 | 0 | 0 | 0 | 1142.4 | 0 | 0
557 | 880 | 0 | 0 | 0 | 0 | 0 | 0 | 880 | 0 | 0
558 | 1145.6 | 0 | 0 | 0 | 0 | 0 | 0 | 1145.6 | 0 | 0
559 | 943.2 | 18.04 | 14.4726 | 14.4726 | 0 | 0 | 0 | 929.268 | 0 | 0
560 | 1274.438 | 236.93 | 625.4415 | 625.4415 | 0 | 0 | 0 | 672.36 | 0 | 0
561 | 1429.443 | 544.5 | 1506.2939 | 1484.9122 | -21.3817 | 0 | 0 | 0 | 0 | 0
562 | 1547.522 | 765.42 | 2025.4345 | 1607.5732 | -417.8613 | 0 | 0 | 0 | 0 | 0
563 | 1405.725 | 917.17 | 2325.8631 | 1460.2738 | -865.5893 | 0 | 0 | 0 | 0 | 0
564 | 1431.852 | 1012.26 | 2490.7494 | 1487.4147 | -1003.3348 | 0 | 0 | 0 | 0 | 0
565 | 1367.56 | 1019.86 | 2490.2352 | 1420.6278 | -1069.6074 | 0 | 0 | 0 | 0 | 0
566 | 1673.787 | 943.36 | 2333.5481 | 1738.7379 | -198.6673 | 0 | 396.143 | 0 | 0 | 0
567 | 1642.84 | 797.16 | 2022.6463 | 1706.59 | 0 | 0 | 316.0563 | 0 | 0 | 0
568 | 1902.457 | 583.86 | 1536.0536 | 1536.0536 | 0 | 0 | 0 | 423.783 | 0 | 0
569 | 1899.267 | 327.08 | 853.9952 | 853.9952 | 0 | 0 | 0 | 1077.173 | 0 | 0
570 | 1621.58 | 74.14 | 136.3556 | 136.3556 | 0 | 0 | 0 | 459.118 | 0 | 1071.2155
571 | 1806.403 | 0 | 0 | 0 | 0 | 0 | 0 | 775.203 | 0 | 1071.2155
572 | 1360.8 | 0 | 0 | 0 | 0 | 0 | 0 | 329.6 | 0 | 1071.2155
573 | 1477.6 | 0 | 0 | 0 | 0 | 0 | 0 | 1477.6 | 0 | 0
574 | 1830.4 | 0 | 0 | 0 | 0 | 0 | 0 | 1830.4 | 0 | 0
575 | 1500.8 | 0 | 0 | 0 | 0 | 0 | 0 | 1500.8 | 0 | 0
576 | 1522.4 | 0 | 0 | 0 | 0 | 0 | 0 | 1522.4 | 0 | 0
577 | 1083.2 | 0 | 0 | 0 | 0 | 0 | 0 | 1083.2 | 0 | 0
578 | 1204 | 0 | 0 | 0 | 0 | 0 | 0 | 1204 | 0 | 0
579 | 1488.8 | 0 | 0 | 0 | 0 | 0 | 0 | 1488.8 | 0 | 0
580 | 1076 | 0 | 0 | 0 | 0 | 0 | 0 | 1076 | 0 | 0
581 | 1073.6 | 0 | 0 | 0 | 0 | 0 | 0 | 1073.6 | 0 | 0
582 | 912 | 0 | 0 | 0 | 0 | 0 | 0 | 912 | 0 | 0
583 | 964.8 | 33.07 | 34.3772 | 34.3772 | 0 | 0 | 0 | 931.707 | 0 | 0
584 | 1236.892 | 270.68 | 706.5212 | 706.5212 | 0 | 0 | 0 | 556.763 | 0 | 0
585 | 902.102 | 530.08 | 1430.6772 | 937.1078 | -493.5694 | 0 | 0 | 0 | 0 | 0
586 | 1643.977 | 748.13 | 1930.5044 | 1707.7711 | -222.7332 | 0 | 0 | 0 | 0 | 0
587 | 1404.929 | 901.78 | 2245.2965 | 1459.4469 | -785.8496 | 0 | 0 | 0 | 0 | 0
588 | 1257.977 | 993.06 | 2411.4959 | 1306.7925 | -1071.2155 | 0 | 33.4879 | 0 | 0 | 0
589 | 1143.986 | 996.99 | 2393.8185 | 1188.3781 | -1003.073 | 0 | 202.3675 | 0 | 0 | 0
590 | 1063.922 | 911.29 | 2213.8477 | 1105.2072 | 0 | 0 | 1108.6405 | 0 | 0 | 0
591 | 1565.032 | 765.44 | 1911.2543 | 1625.7627 | 0 | 0 | 285.4916 | 0 | 0 | 0
592 | 1529.519 | 554 | 1440.8907 | 1440.8907 | 0 | 0 | 0 | 142.453 | 0 | 0
593 | 1548.768 | 276.08 | 719.1251 | 719.1251 | 0 | 0 | 0 | 856.506 | 0 | 0
594 | 954.794 | 57.88 | 107.7137 | 107.7137 | 0 | 0 | 0 | 0 | 0 | 884.1309
595 | 979.933 | 0 | 0 | 0 | 0 | 0 | 0 | 0 | 0 | 1017.9591
596 | 1248.8 | 0 | 0 | 0 | 0 | 0 | 0 | 217.6 | 0 | 1071.2155
597 | 1226.4 | 0 | 0 | 0 | 0 | 0 | 0 | 1226.4 | 0 | 0
598 | 1332 | 0 | 0 | 0 | 0 | 0 | 0 | 1332 | 0 | 0
599 | 1236.8 | 0 | 0 | 0 | 0 | 0 | 0 | 1236.8 | 0 | 0
600 | 1285.6 | 0 | 0 | 0 | 0 | 0 | 0 | 1285.6 | 0 | 0
601 | 1532.8 | 0 | 0 | 0 | 0 | 0 | 0 | 1532.8 | 0 | 0
602 | 1344.8 | 0 | 0 | 0 | 0 | 0 | 0 | 1344.8 | 0 | 0
603 | 1204.8 | 0 | 0 | 0 | 0 | 0 | 0 | 1204.8 | 0 | 0
604 | 1120.8 | 0 | 0 | 0 | 0 | 0 | 0 | 1120.8 | 0 | 0
605 | 1085.6 | 0 | 0 | 0 | 0 | 0 | 0 | 1085.6 | 0 | 0
606 | 1070.4 | 0 | 0 | 0 | 0 | 0 | 0 | 1070.4 | 0 | 0
607 | 1341.6 | 24.56 | 22.8059 | 22.8059 | 0 | 0 | 0 | 1319.646 | 0 | 0
608 | 915.255 | 209.46 | 551.8879 | 551.8879 | 0 | 0 | 0 | 383.983 | 0 | 0
609 | 1043.557 | 285.87 | 769.9932 | 769.9932 | 0 | 0 | 0 | 70.965 | 0 | 240.341
610 | 1135.797 | 541.42 | 1410.0403 | 1179.8713 | -230.169 | 0 | 0 | 0 | 0 | 0
611 | 1052.302 | 820.06 | 2032.7248 | 1093.1363 | -939.5885 | 0 | 0 | 0 | 0 | 0
612 | 1010.911 | 838.81 | 2036.9465 | 1050.1391 | -986.8074 | 0 | 0 | 0 | 0 | 0
613 | 907.915 | 864.12 | 2075.7064 | 943.1464 | -1071.2155 | 0 | 61.3445 | 0 | 0 | 0
614 | 1041.693 | 730.19 | 1793.6449 | 1082.1156 | -348.6603 | 0 | 362.869 | 0 | 0 | 0
615 | 1029.977 | 555.48 | 1414.5435 | 1069.945 | 0 | 0 | 344.5985 | 0 | 0 | 0
616 | 1033.486 | 307.94 | 807.518 | 807.518 | 0 | 0 | 0 | 256.133 | 0 | 0
617 | 1376.376 | 275.51 | 720.4984 | 720.4984 | 0 | 0 | 0 | 682.792 | 0 | 0
618 | 1168.446 | 70.96 | 133.2267 | 133.2267 | 0 | 0 | 0 | 1040.196 | 0 | 0
619 | 1198.4 | 0 | 0 | 0 | 0 | 0 | 0 | 1198.4 | 0 | 0
620 | 1109.6 | 0 | 0 | 0 | 0 | 0 | 0 | 1109.6 | 0 | 0
621 | 1098.4 | 0 | 0 | 0 | 0 | 0 | 0 | 1098.4 | 0 | 0
622 | 1179.2 | 0 | 0 | 0 | 0 | 0 | 0 | 606.955 | 0 | 594.4508
623 | 1169.6 | 0 | 0 | 0 | 0 | 0 | 0 | 138.4 | 0 | 1071.2155
624 | 497.6 | 0 | 0 | 0 | 0 | 0 | 0 | 0 | 0 | 516.9092
625 | 369.6 | 0 | 0 | 0 | 0 | 0 | 0 | 369.6 | 0 | 0
626 | 342.4 | 0 | 0 | 0 | 0 | 0 | 0 | 342.4 | 0 | 0
627 | 378.4 | 0 | 0 | 0 | 0 | 0 | 0 | 378.4 | 0 | 0
628 | 387.2 | 0 | 0 | 0 | 0 | 0 | 0 | 387.2 | 0 | 0
629 | 368.8 | 0 | 0 | 0 | 0 | 0 | 0 | 0 | 0 | 383.1112
630 | 325.6 | 0 | 0 | 0 | 0 | 0 | 0 | 0 | 0 | 338.2348
631 | 335.2 | 37.26 | 38.4825 | 38.4825 | 0 | 0 | 0 | 0 | 0 | 309.7248
632 | 281.28 | 276.08 | 718.3158 | 292.195 | -426.1208 | 0 | 0 | 0 | 0 | 0
633 | 812.402 | 514.96 | 1412.3714 | 843.9271 | -568.4443 | 0 | 0 | 0 | 0 | 0
634 | 1193.029 | 741.39 | 1948.5037 | 1239.3242 | -709.1795 | 0 | 0 | 0 | 0 | 0
635 | 997.388 | 780.25 | 1989.8627 | 1036.0914 | -953.7713 | 0 | 0 | 0 | 0 | 0
636 | 1238.61 | 970.09 | 2399.1352 | 1286.674 | -918.9246 | 0 | 193.5366 | 0 | 0 | 0
637 | 1158.511 | 963.97 | 2375.949 | 1203.4667 | 0 | 0 | 1172.4823 | 0 | 0 | 0
638 | 1234.863 | 906.88 | 2263.7301 | 1282.7815 | 0 | 0 | 980.9485 | 0 | 0 | 0
639 | 1047.104 | 541.27 | 1408.2203 | 1087.7366 | 0 | 0 | 320.4837 | 0 | 0 | 0
640 | 1281.661 | 459.77 | 1226.175 | 1226.175 | 0 | 0 | 0 | 101.29 | 0 | 0
641 | 1055.169 | 280.95 | 736.4845 | 736.4845 | 0 | 0 | 0 | 346.196 | 0 | 0
642 | 1044.091 | 62.59 | 119.8978 | 119.8978 | 0 | 0 | 0 | 0 | 0 | 964.7089
643 | 1088.323 | 0 | 0 | 0 | 0 | 0 | 0 | 57.123 | 0 | 1071.2155
644 | 898.4 | 0 | 0 | 0 | 0 | 0 | 0 | 0 | 0 | 933.2622
645 | 270.4 | 0 | 0 | 0 | 0 | 0 | 0 | 270.4 | 0 | 0
646 | 91.2 | 0 | 0 | 0 | 0 | 0 | 0 | 91.2 | 0 | 0
647 | 94.4 | 0 | 0 | 0 | 0 | 0 | 0 | 94.4 | 0 | 0
648 | 91.2 | 0 | 0 | 0 | 0 | 0 | 0 | 91.2 | 0 | 0
649 | 96 | 0 | 0 | 0 | 0 | 0 | 0 | 96 | 0 | 0
650 | 88 | 0 | 0 | 0 | 0 | 0 | 0 | 88 | 0 | 0
651 | 94.4 | 0 | 0 | 0 | 0 | 0 | 0 | 94.4 | 0 | 0
652 | 85.6 | 0 | 0 | 0 | 0 | 0 | 0 | 85.6 | 0 | 0
653 | 95.2 | 0 | 0 | 0 | 0 | 0 | 0 | 8.636 | 0 | 89.9231
654 | 88 | 0 | 0 | 0 | 0 | 0 | 0 | 0 | 0 | 91.4148
655 | 93.6 | 33.47 | 34.1102 | 34.1102 | 0 | 0 | 0 | 0 | 0 | 63.1219
656 | 77.076 | 267.48 | 696.101 | 80.0669 | -616.0341 | 0 | 0 | 0 | 0 | 0
657 | 83.396 | 374.02 | 1009.7629 | 86.6322 | -923.1307 | 0 | 0 | 0 | 0 | 0
658 | 78.901 | 737.64 | 1893.5032 | 81.9627 | -1071.2155 | 0 | 740.325 | 0 | 0 | 0
659 | 86.02 | 892.64 | 2193.0799 | 89.358 | -966.0593 | 0 | 1137.6626 | 0 | 0 | 0
660 | 80.475 | 981.44 | 2354.3471 | 83.5978 | 0 | 0 | 2270.7493 | 0 | 0 | 0
661 | 88.61 | 987.83 | 2358.093 | 92.0485 | 0 | 0 | 2266.0445 | 0 | 0 | 0
662 | 80.761 | 912.69 | 2210.7105 | 83.8949 | 0 | 0 | 2126.8156 | 0 | 0 | 0
663 | 95.362 | 767.22 | 1933.6447 | 99.0625 | 0 | 0 | 1834.5822 | 0 | 0 | 0
664 | 84.557 | 417.68 | 1102.3027 | 87.8382 | 0 | 0 | 1014.4645 | 0 | 0 | 0
665 | 90.093 | 312.19 | 818.9521 | 93.589 | 0 | 0 | 725.3631 | 0 | 0 | 0
666 | 80.774 | 72.29 | 138.3522 | 83.9084 | 0 | 0 | 54.4438 | 0 | 0 | 0
667 | 96.805 | 0 | 0 | 0 | 0 | 0 | 0 | 0 | 0 | 100.5615
668 | 86.4 | 0 | 0 | 0 | 0 | 0 | 0 | 0 | 0 | 89.7527
669 | 93.6 | 0 | 0 | 0 | 0 | 0 | 0 | 0 | 0 | 97.2321
670 | 87.2 | 0 | 0 | 0 | 0 | 0 | 0 | 0 | 0 | 90.5838
671 | 92.8 | 0 | 0 | 0 | 0 | 0 | 0 | 0 | 0 | 96.4011
672 | 87.2 | 0 | 0 | 0 | 0 | 0 | 0 | 0 | 0 | 90.5838
673 | 93.6 | 0 | 0 | 0 | 0 | 0 | 0 | 0 | 0 | 97.2321
674 | 88 | 0 | 0 | 0 | 0 | 0 | 0 | 0 | 0 | 91.4148
675 | 92.8 | 0 | 0 | 0 | 0 | 0 | 0 | 0 | 0 | 96.4011
676 | 87.2 | 0 | 0 | 0 | 0 | 0 | 0 | 0 | 0 | 90.5838
677 | 93.6 | 0 | 0 | 0 | 0 | 0 | 0 | 0 | 0 | 97.2321
678 | 83.2 | 0 | 0 | 0 | 0 | 0 | 0 | 0 | 0 | 86.4286
679 | 84.8 | 30.91 | 32.0575 | 32.0575 | 0 | 0 | 0 | 0 | 0 | 56.0331
680 | 79.796 | 261.14 | 677.4243 | 82.8925 | -594.5319 | 0 | 0 | 0 | 0 | 0
681 | 84.042 | 514.37 | 1392.6985 | 87.3032 | -719.1697 | 0 | 586.2256 | 0 | 0 | 0
682 | 80.506 | 718.13 | 1859.1509 | 83.63 | 0 | 0 | 1775.5209 | 0 | 0 | 0
683 | 81.184 | 846.67 | 2113.0348 | 84.3343 | 0 | 0 | 2028.7005 | 0 | 0 | 0
684 | 80.078 | 938.94 | 2290.4471 | 83.1854 | 0 | 0 | 2207.2617 | 0 | 0 | 0
685 | 81.515 | 906.31 | 2206.2187 | 84.6782 | 0 | 0 | 2121.5406 | 0 | 0 | 0
686 | 74.649 | 581.33 | 1462.8906 | 77.5457 | 0 | 0 | 1385.3448 | 0 | 0 | 0
687 | 88.307 | 487.37 | 1251.9031 | 91.7337 | 0 | 0 | 1160.1693 | 0 | 0 | 0
688 | 79.067 | 261.89 | 687.5953 | 82.1352 | 0 | 0 | 605.4601 | 0 | 0 | 0
689 | 84.323 | 61.57 | 147.3472 | 87.5951 | 0 | 0 | 59.752 | 0 | 0 | 0
690 | 79.24 | 53.16 | 103.7558 | 82.3149 | 0 | 0 | 21.4409 | 0 | 0 | 0
691 | 95.215 | 0 | 0 | 0 | 0 | 0 | 0 | 0 | 0 | 98.9098
692 | 89.6 | 0 | 0 | 0 | 0 | 0 | 0 | 0 | 0 | 93.0769
693 | 93.6 | 0 | 0 | 0 | 0 | 0 | 0 | 0 | 0 | 97.2321
694 | 87.2 | 0 | 0 | 0 | 0 | 0 | 0 | 0 | 0 | 90.5838
695 | 96.8 | 0 | 0 | 0 | 0 | 0 | 0 | 0 | 0 | 100.5563
696 | 87.2 | 0 | 0 | 0 | 0 | 0 | 0 | 0 | 0 | 90.5838
697 | 93.6 | 0 | 0 | 0 | 0 | 0 | 0 | 0 | 0 | 97.2321
698 | 88.8 | 0 | 0 | 0 | 0 | 0 | 0 | 0 | 0 | 92.2459
699 | 87.2 | 0 | 0 | 0 | 0 | 0 | 0 | 0 | 0 | 90.5838
700 | 87.2 | 0 | 0 | 0 | 0 | 0 | 0 | 0 | 0 | 90.5838
701 | 93.6 | 0 | 0 | 0 | 0 | 0 | 0 | 0 | 0 | 97.2321
702 | 84 | 0 | 0 | 0 | 0 | 0 | 0 | 0 | 0 | 87.2596
703 | 87.2 | 4.89 | 0 | 0 | 0 | 0 | 0 | 0 | 0 | 90.5838
704 | 76.02 | 61.95 | 149.5578 | 78.9699 | -70.5878 | 0 | 0 | 0 | 0 | 0
705 | 84.507 | 452.81 | 1245.6193 | 87.7863 | -1071.2155 | 0 | 86.6176 | 0 | 0 | 0
706 | 72.771 | 630.48 | 1686.0154 | 75.5949 | -212.2112 | 0 | 1398.2094 | 0 | 0 | 0
707 | 81.102 | 885.69 | 2302.3778 | 84.2491 | 0 | 0 | 2218.1286 | 0 | 0 | 0
708 | 75.163 | 935.02 | 2386.6446 | 78.0797 | 0 | 0 | 2308.5649 | 0 | 0 | 0
709 | 86.617 | 992.8 | 2502.6655 | 89.9782 | 0 | 0 | 2412.6874 | 0 | 0 | 0
710 | 78.42 | 833.11 | 2117.7094 | 81.4631 | 0 | 0 | 2036.2464 | 0 | 0 | 0
711 | 78.853 | 670.66 | 1739.6188 | 81.9129 | 0 | 0 | 1657.7059 | 0 | 0 | 0
712 | 79.653 | 542.49 | 1447.4383 | 82.7439 | 0 | 0 | 1364.6944 | 0 | 0 | 0
713 | 88.652 | 233.88 | 614.7989 | 92.0921 | 0 | 0 | 522.7068 | 0 | 0 | 0
714 | 82.665 | 74.21 | 143.2564 | 85.8728 | 0 | 0 | 57.3836 | 0 | 0 | 0
715 | 97.636 | 0 | 0 | 0 | 0 | 0 | 0 | 0 | 0 | 101.4247
716 | 88.8 | 0 | 0 | 0 | 0 | 0 | 0 | 0 | 0 | 92.2459
717 | 94.4 | 0 | 0 | 0 | 0 | 0 | 0 | 0 | 0 | 98.0632
718 | 87.2 | 0 | 0 | 0 | 0 | 0 | 0 | 0 | 0 | 90.5838
719 | 91.2 | 0 | 0 | 0 | 0 | 0 | 0 | 0 | 0 | 94.739
720 | 84.8 | 0 | 0 | 0 | 0 | 0 | 0 | 0 | 0 | 88.0906
721 | 93.6 | 0 | 0 | 0 | 0 | 0 | 0 | 0 | 0 | 97.2321
722 | 81.6 | 0 | 0 | 0 | 0 | 0 | 0 | 0 | 0 | 84.7665
723 | 92.8 | 0 | 0 | 0 | 0 | 0 | 0 | 0 | 0 | 96.4011
724 | 80 | 0 | 0 | 0 | 0 | 0 | 0 | 0 | 0 | 83.1044
725 | 90.4 | 0 | 0 | 0 | 0 | 0 | 0 | 0 | 0 | 93.9079
726 | 80 | 0 | 0 | 0 | 0 | 0 | 0 | 0 | 0 | 83.1044
727 | 86.4 | 13.11 | 7.9635 | 7.9635 | 0 | 0 | 0 | 0 | 0 | 81.7893
728 | 75.453 | 138.53 | 360.9847 | 78.3809 | -282.6037 | 0 | 0 | 0 | 0 | 0
729 | 85.467 | 379.57 | 1024.9824 | 88.7835 | -936.1989 | 0 | 0 | 0 | 0 | 0
730 | 74.454 | 608.48 | 1581.816 | 77.3421 | -100.4784 | 0 | 1403.9955 | 0 | 0 | 0
731 | 80.579 | 882.91 | 2197.6288 | 83.7058 | 0 | 0 | 2113.923 | 0 | 0 | 0
732 | 73.28 | 818.78 | 2010.109 | 76.1236 | 0 | 0 | 1933.9854 | 0 | 0 | 0
733 | 82.654 | 871.42 | 2113.6436 | 85.8614 | 0 | 0 | 2027.7822 | 0 | 0 | 0
734 | 74.961 | 498.71 | 1263.9262 | 77.8698 | 0 | 0 | 1186.0564 | 0 | 0 | 0
735 | 86.787 | 372.83 | 967.602 | 90.1547 | 0 | 0 | 877.4472 | 0 | 0 | 0
736 | 81.253 | 356.51 | 941.6028 | 84.406 | 0 | 0 | 857.1967 | 0 | 0 | 0
737 | 87.089 | 156.94 | 405.2658 | 90.4685 | 0 | 0 | 314.7973 | 0 | 0 | 0
738 | 79.66 | 68.92 | 133.4552 | 82.7512 | 0 | 0 | 50.7041 | 0 | 0 | 0
739 | 96.821 | 0 | 0 | 0 | 0 | 0 | 0 | 0 | 0 | 100.5781
740 | 88 | 0 | 0 | 0 | 0 | 0 | 0 | 0 | 0 | 91.4148
741 | 91.2 | 0 | 0 | 0 | 0 | 0 | 0 | 0 | 0 | 94.739
742 | 86.4 | 0 | 0 | 0 | 0 | 0 | 0 | 0 | 0 | 89.7527
743 | 92.8 | 0 | 0 | 0 | 0 | 0 | 0 | 0 | 0 | 96.4011
744 | 88 | 0 | 0 | 0 | 0 | 0 | 0 | 0 | 0 | 91.4148
745 | 94.4 | 0 | 0 | 0 | 0 | 0 | 0 | 0 | 0 | 98.0632
746 | 87.2 | 0 | 0 | 0 | 0 | 0 | 0 | 0 | 0 | 90.5838
747 | 93.6 | 0 | 0 | 0 | 0 | 0 | 0 | 0 | 0 | 97.2321
748 | 80 | 0 | 0 | 0 | 0 | 0 | 0 | 0 | 0 | 83.1044
749 | 88.8 | 0 | 0 | 0 | 0 | 0 | 0 | 0 | 0 | 92.2459
750 | 86.4 | 0 | 0 | 0 | 0 | 0 | 0 | 0 | 0 | 89.7527
751 | 88.8 | 31.54 | 33.0994 | 33.0994 | 0 | 0 | 0 | 0 | 0 | 59.1464
752 | 79.281 | 246.98 | 639.2025 | 82.3575 | -556.8451 | 0 | 0 | 0 | 0 | 0
753 | 84.741 | 499.19 | 1347.6497 | 88.0294 | -750.1666 | 0 | 509.4537 | 0 | 0 | 0
754 | 75.611 | 714.96 | 1855.968 | 78.5451 | 0 | 0 | 1777.423 | 0 | 0 | 0
755 | 86.655 | 869.28 | 2186.8211 | 90.0176 | 0 | 0 | 2096.8035 | 0 | 0 | 0
756 | 74.903 | 937.72 | 2313.3932 | 77.8096 | 0 | 0 | 2235.5837 | 0 | 0 | 0
757 | 87.642 | 940.93 | 2301.3182 | 91.0429 | 0 | 0 | 2210.2753 | 0 | 0 | 0
758 | 82.638 | 759.19 | 1890.7753 | 85.8447 | 0 | 0 | 1804.9305 | 0 | 0 | 0
759 | 89.332 | 735.19 | 1875.7323 | 92.7985 | 0 | 0 | 1782.9338 | 0 | 0 | 0
760 | 81.435 | 548.96 | 1454.4908 | 84.5951 | 0 | 0 | 1369.8957 | 0 | 0 | 0
761 | 83.254 | 313.13 | 822.4238 | 86.4847 | 0 | 0 | 735.9391 | 0 | 0 | 0
762 | 82.933 | 72.52 | 141.2878 | 86.1512 | 0 | 0 | 55.1366 | 0 | 0 | 0
763 | 96.007 | 0 | 0 | 0 | 0 | 0 | 0 | 0 | 0 | 99.7325
764 | 91.2 | 0 | 0 | 0 | 0 | 0 | 0 | 0 | 0 | 94.739
765 | 93.6 | 0 | 0 | 0 | 0 | 0 | 0 | 0 | 0 | 97.2321
766 | 88.8 | 0 | 0 | 0 | 0 | 0 | 0 | 0 | 0 | 92.2459
767 | 97.6 | 0 | 0 | 0 | 0 | 0 | 0 | 0 | 0 | 101.3873
768 | 90.4 | 0 | 0 | 0 | 0 | 0 | 0 | 0 | 0 | 93.9079
769 | 92.8 | 0 | 0 | 0 | 0 | 0 | 0 | 0 | 0 | 96.4011
770 | 86.4 | 0 | 0 | 0 | 0 | 0 | 0 | 0 | 0 | 89.7527
771 | 91.2 | 0 | 0 | 0 | 0 | 0 | 0 | 0 | 0 | 94.739
772 | 87.2 | 0 | 0 | 0 | 0 | 0 | 0 | 0 | 0 | 90.5838
773 | 92.8 | 0 | 0 | 0 | 0 | 0 | 0 | 0 | 0 | 96.4011
774 | 85.6 | 0 | 0 | 0 | 0 | 0 | 0 | 0 | 0 | 88.9217
775 | 76.8 | 34.75 | 37.747 | 37.747 | 0 | 0 | 0 | 0 | 0 | 42.0332
776 | 82.775 | 231 | 596.7777 | 85.9871 | -510.7907 | 0 | 0 | 0 | 0 | 0
777 | 646.748 | 469.86 | 1270.1777 | 671.8449 | -598.3328 | 0 | 0 | 0 | 0 | 0
778 | 552.934 | 745.6 | 1930.8981 | 574.3894 | -201.9499 | 0 | 1154.5588 | 0 | 0 | 0
779 | 876.383 | 715.32 | 1792.7537 | 910.3908 | 0 | 0 | 882.3628 | 0 | 0 | 0
780 | 949.841 | 819.63 | 1998.2344 | 986.6993 | 0 | 0 | 1011.5351 | 0 | 0 | 0
781 | 1244.374 | 814.07 | 1972.9645 | 1292.6616 | 0 | 0 | 680.3028 | 0 | 0 | 0
782 | 1169.848 | 765.59 | 1887.262 | 1215.2437 | 0 | 0 | 672.0184 | 0 | 0 | 0
783 | 1381.741 | 732.82 | 1859.7908 | 1435.3591 | 0 | 0 | 424.4317 | 0 | 0 | 0
784 | 889.368 | 464.44 | 1224.1826 | 923.8797 | 0 | 0 | 300.3029 | 0 | 0 | 0
785 | 1360.953 | 225.64 | 587.789 | 587.789 | 0 | 0 | 0 | 795.121 | 0 | 0
786 | 1095.157 | 62.35 | 124.6399 | 124.6399 | 0 | 0 | 0 | 975.173 | 0 | 0
787 | 1127.015 | 0 | 0 | 0 | 0 | 0 | 0 | 1127.015 | 0 | 0
788 | 1211.2 | 0 | 0 | 0 | 0 | 0 | 0 | 1211.2 | 0 | 0
789 | 1118.4 | 0 | 0 | 0 | 0 | 0 | 0 | 499.701 | 0 | 642.7075
790 | 1337.6 | 0 | 0 | 0 | 0 | 0 | 0 | 306.4 | 0 | 1071.2155
791 | 1112 | 0 | 0 | 0 | 0 | 0 | 0 | 80.8 | 0 | 1071.2155
792 | 163.2 | 0 | 0 | 0 | 0 | 0 | 0 | 0 | 0 | 169.5329
793 | 108.8 | 0 | 0 | 0 | 0 | 0 | 0 | 108.8 | 0 | 0
794 | 94.4 | 0 | 0 | 0 | 0 | 0 | 0 | 94.4 | 0 | 0
795 | 105.6 | 0 | 0 | 0 | 0 | 0 | 0 | 105.6 | 0 | 0
796 | 101.6 | 0 | 0 | 0 | 0 | 0 | 0 | 101.6 | 0 | 0
797 | 105.6 | 0 | 0 | 0 | 0 | 0 | 0 | 0 | 0 | 109.6978
798 | 95.2 | 0 | 0 | 0 | 0 | 0 | 0 | 0 | 0 | 98.8942
799 | 87.2 | 35.69 | 40.2007 | 40.2007 | 0 | 0 | 0 | 0 | 0 | 50.3831
800 | 82.403 | 270.2 | 695.3302 | 85.6006 | -609.7296 | 0 | 0 | 0 | 0 | 0
801 | 835.519 | 515.91 | 1394.5788 | 867.9411 | -526.6376 | 0 | 0 | 0 | 0 | 0
802 | 1039.674 | 737.97 | 1909.212 | 1080.0183 | -829.1937 | 0 | 0 | 0 | 0 | 0
803 | 891.524 | 890.23 | 2214.2134 | 926.1194 | -1071.2155 | 0 | 216.8785 | 0 | 0 | 0
804 | 1352.422 | 946.64 | 2301.3036 | 1404.9024 | -539.6643 | 0 | 356.737 | 0 | 0 | 0
805 | 1341.667 | 968.5 | 2347.4016 | 1393.7301 | 0 | 0 | 953.6716 | 0 | 0 | 0
806 | 1194.461 | 857.72 | 2117.2877 | 1240.8118 | 0 | 0 | 876.4759 | 0 | 0 | 0
807 | 1481.371 | 628.4 | 1598.1938 | 1538.8552 | 0 | 0 | 59.3386 | 0 | 0 | 0
808 | 1646.336 | 167.53 | 424.1918 | 424.1918 | 0 | 0 | 0 | 1237.99 | 0 | 0
809 | 1713.488 | 165.47 | 424.5086 | 424.5086 | 0 | 0 | 0 | 1304.837 | 0 | 0
810 | 1434.101 | 39.27 | 72.5751 | 72.5751 | 0 | 0 | 0 | 333.037 | 0 | 1071.2155
811 | 1539.509 | 0 | 0 | 0 | 0 | 0 | 0 | 508.309 | 0 | 1071.2155
812 | 1661.6 | 0 | 0 | 0 | 0 | 0 | 0 | 630.4 | 0 | 1071.2155
813 | 1616 | 0 | 0 | 0 | 0 | 0 | 0 | 1616 | 0 | 0
814 | 1728.8 | 0 | 0 | 0 | 0 | 0 | 0 | 1728.8 | 0 | 0
815 | 1469.6 | 0 | 0 | 0 | 0 | 0 | 0 | 1469.6 | 0 | 0
816 | 1761.6 | 0 | 0 | 0 | 0 | 0 | 0 | 1761.6 | 0 | 0
817 | 1354.4 | 0 | 0 | 0 | 0 | 0 | 0 | 1354.4 | 0 | 0
818 | 1331.2 | 0 | 0 | 0 | 0 | 0 | 0 | 1331.2 | 0 | 0
819 | 1416.8 | 0 | 0 | 0 | 0 | 0 | 0 | 1416.8 | 0 | 0
820 | 1299.2 | 0 | 0 | 0 | 0 | 0 | 0 | 1299.2 | 0 | 0
821 | 1488 | 0 | 0 | 0 | 0 | 0 | 0 | 1488 | 0 | 0
822 | 1488.8 | 0 | 0 | 0 | 0 | 0 | 0 | 1488.8 | 0 | 0
823 | 1292.8 | 34.28 | 39.3312 | 0 | -39.3312 | 0 | 0 | 1292.8 | 0 | 0
824 | 1289.506 | 263.66 | 672.9294 | 0 | -672.9294 | 0 | 0 | 1289.506 | 0 | 0
825 | 1526.73 | 485.55 | 1284.6192 | 537.4568 | -747.1624 | 0 | 0 | 1009.35 | 0 | 0
826 | 1083.978 | 589.42 | 1493.7576 | 1126.0415 | -367.7161 | 0 | 0 | 0 | 0 | 0
827 | 1402.913 | 650.37 | 1610.7125 | 1457.3527 | -153.3598 | 0 | 0 | 0 | 0 | 0
828 | 1305.329 | 872.38 | 2101.2018 | 1355.982 | -745.2198 | 0 | 0 | 0 | 0 | 0
829 | 1517.919 | 801.76 | 1944.3464 | 1576.8215 | -367.525 | 0 | 0 | 0 | 0 | 0
830 | 1335.878 | 748.45 | 1842.1675 | 1387.7164 | -454.4511 | 0 | 0 | 0 | 0 | 0
831 | 1360.865 | 568.31 | 1442.4188 | 1413.673 | -28.7458 | 0 | 0 | 0 | 0 | 0
832 | 1604.627 | 472.85 | 1240.3661 | 1240.3661 | 0 | 0 | 0 | 410.595 | 0 | 0
833 | 1501.802 | 272.93 | 711.8482 | 711.8482 | 0 | 0 | 0 | 816.545 | 0 | 0
834 | 1303.802 | 60.41 | 118.7115 | 118.7115 | 0 | 0 | 0 | 158.325 | 0 | 1071.2155
835 | 1407.738 | 0 | 0 | 0 | 0 | 0 | 0 | 376.538 | 0 | 1071.2155
836 | 1397.6 | 0 | 0 | 0 | 0 | 0 | 0 | 366.4 | 0 | 1071.2155
837 | 1207.2 | 0 | 0 | 0 | 0 | 0 | 0 | 1207.2 | 0 | 0
838 | 1357.6 | 0 | 0 | 0 | 0 | 0 | 0 | 1357.6 | 0 | 0
839 | 1300.8 | 0 | 0 | 0 | 0 | 0 | 0 | 1300.8 | 0 | 0
840 | 1248.8 | 0 | 0 | 0 | 0 | 0 | 0 | 1248.8 | 0 | 0
841 | 1178.4 | 0 | 0 | 0 | 0 | 0 | 0 | 1178.4 | 0 | 0
842 | 1225.6 | 0 | 0 | 0 | 0 | 0 | 0 | 1225.6 | 0 | 0
843 | 1224.8 | 0 | 0 | 0 | 0 | 0 | 0 | 1224.8 | 0 | 0
844 | 903.2 | 0 | 0 | 0 | 0 | 0 | 0 | 903.2 | 0 | 0
845 | 1121.6 | 0 | 0 | 0 | 0 | 0 | 0 | 1121.6 | 0 | 0
846 | 1310.4 | 0 | 0 | 0 | 0 | 0 | 0 | 1310.4 | 0 | 0
847 | 1152 | 5.87 | 0 | 0 | 0 | 0 | 0 | 1152 | 0 | 0
848 | 933.17 | 57.87 | 137.3414 | 0 | -137.3414 | 0 | 0 | 933.17 | 0 | 0
849 | 1215.698 | 261.6 | 682.5332 | 0 | -682.5332 | 0 | 0 | 1215.698 | 0 | 0
850 | 1139.46 | 373.8 | 952.9465 | 0 | -952.9465 | 0 | 0 | 1139.46 | 0 | 0
851 | 1551.141 | 486.79 | 1214.6141 | 1214.6141 | 0 | 0 | 0 | 0 | 0 | 396.7185
852 | 1338.153 | 591.12 | 1450.5122 | 1390.0797 | -60.4325 | 0 | 0 | 0 | 0 | 0
853 | 1140.835 | 976.35 | 2306.0499 | 1185.1048 | -1071.2155 | 0 | 49.7297 | 0 | 0 | 0
854 | 1315.264 | 714.68 | 1753.0879 | 681.8725 | -1071.2155 | 0 | 0 | 658.863 | 0 | 0
855 | 1361.037 | 555.05 | 1402.2389 | 1359.9782 | -42.2607 | 0 | 0 | 51.861 | 0 | 0
856 | 1270.539 | 377 | 984.2114 | 984.2114 | 0 | 0 | 0 | 323.093 | 0 | 0
857 | 1377.713 | 246.62 | 639.777 | 639.777 | 0 | 0 | 0 | 761.835 | 0 | 0
858 | 1430.203 | 70.44 | 137.9616 | 137.9616 | 0 | 0 | 0 | 266.195 | 0 | 1071.2155
859 | 1135.9 | 0 | 0 | 0 | 0 | 0 | 0 | 104.7 | 0 | 1071.2155
860 | 1324 | 0 | 0 | 0 | 0 | 0 | 0 | 292.8 | 0 | 1071.2155
861 | 1216.8 | 0 | 0 | 0 | 0 | 0 | 0 | 1216.8 | 0 | 0
862 | 1368.8 | 0 | 0 | 0 | 0 | 0 | 0 | 1368.8 | 0 | 0
863 | 1304 | 0 | 0 | 0 | 0 | 0 | 0 | 1304 | 0 | 0
864 | 504 | 0 | 0 | 0 | 0 | 0 | 0 | 504 | 0 | 0
865 | 308.8 | 0 | 0 | 0 | 0 | 0 | 0 | 308.8 | 0 | 0
866 | 223.2 | 0 | 0 | 0 | 0 | 0 | 0 | 223.2 | 0 | 0
867 | 305.6 | 0 | 0 | 0 | 0 | 0 | 0 | 305.6 | 0 | 0
868 | 234.4 | 0 | 0 | 0 | 0 | 0 | 0 | 234.4 | 0 | 0
869 | 284.8 | 0 | 0 | 0 | 0 | 0 | 0 | 284.8 | 0 | 0
870 | 280.8 | 0 | 0 | 0 | 0 | 0 | 0 | 280.8 | 0 | 0
871 | 279.2 | 30.51 | 36.1348 | 0 | -36.1348 | 0 | 0 | 279.2 | 0 | 0
872 | 207.884 | 261.96 | 679.1072 | 0 | -679.1072 | 0 | 0 | 207.884 | 0 | 0
873 | 1383.408 | 517.78 | 1394.8073 | 344.9798 | -1049.8275 | 0 | 0 | 1051.315 | 0 | 0
874 | 1305.53 | 736.83 | 1881.3159 | 1356.1908 | -525.1251 | 0 | 0 | 0 | 0 | 0
875 | 1615.041 | 829.29 | 2041.5017 | 1677.7123 | -363.7894 | 0 | 0 | 0 | 0 | 0
876 | 1779.002 | 861.64 | 2099.4099 | 1848.0357 | -251.3741 | 0 | 0 | 0 | 0 | 0
877 | 1624.258 | 831.04 | 2038.9847 | 1687.2869 | -351.6977 | 0 | 0 | 0 | 0 | 0
878 | 1539.01 | 770.61 | 1918.1156 | 1598.7309 | -319.3847 | 0 | 0 | 0 | 0 | 0
879 | 1787.689 | 537.56 | 1376.568 | 1376.568 | 0 | 0 | 0 | 462.543 | 0 | 0
880 | 1354.304 | 407.35 | 1068.7566 | 1068.7566 | 0 | 0 | 0 | 325.471 | 0 | 0
881 | 1620.241 | 171.76 | 441.5585 | 441.5585 | 0 | 0 | 0 | 1195.177 | 0 | 0
882 | 1300.99 | 56.77 | 108.9592 | 108.9592 | 0 | 0 | 0 | 164.901 | 0 | 1071.2155
883 | 1394.069 | 0 | 0 | 0 | 0 | 0 | 0 | 362.869 | 0 | 1071.2155
884 | 1272 | 0 | 0 | 0 | 0 | 0 | 0 | 240.8 | 0 | 1071.2155
885 | 1471.2 | 0 | 0 | 0 | 0 | 0 | 0 | 1471.2 | 0 | 0
886 | 1444 | 0 | 0 | 0 | 0 | 0 | 0 | 1444 | 0 | 0
887 | 1357.6 | 0 | 0 | 0 | 0 | 0 | 0 | 1357.6 | 0 | 0
888 | 576.8 | 0 | 0 | 0 | 0 | 0 | 0 | 576.8 | 0 | 0
889 | 498.4 | 0 | 0 | 0 | 0 | 0 | 0 | 498.4 | 0 | 0
890 | 498.4 | 0 | 0 | 0 | 0 | 0 | 0 | 498.4 | 0 | 0
891 | 504 | 0 | 0 | 0 | 0 | 0 | 0 | 504 | 0 | 0
892 | 421.6 | 0 | 0 | 0 | 0 | 0 | 0 | 421.6 | 0 | 0
893 | 485.6 | 0 | 0 | 0 | 0 | 0 | 0 | 485.6 | 0 | 0
894 | 467.2 | 0 | 0 | 0 | 0 | 0 | 0 | 467.2 | 0 | 0
895 | 472 | 29.23 | 36.2823 | 0 | -36.2823 | 0 | 0 | 472 | 0 | 0
896 | 385.522 | 254.82 | 676.4042 | 29.2403 | -647.1639 | 0 | 0 | 357.374 | 0 | 0
897 | 1044.814 | 512.13 | 1413.8351 | 1085.3577 | -328.4773 | 0 | 0 | 0 | 0 | 0
898 | 1692.649 | 738.73 | 1952.1936 | 1758.3318 | -193.8617 | 0 | 0 | 0 | 0 | 0
899 | 1873.143 | 903.12 | 2304.0959 | 1945.8298 | -358.2661 | 0 | 0 | 0 | 0 | 0
900 | 1814.753 | 999.36 | 2498.8635 | 1885.174 | -613.6895 | 0 | 0 | 0 | 0 | 0
901 | 1605.764 | 969.82 | 2422.5986 | 1668.0753 | -754.5234 | 0 | 0 | 0 | 0 | 0
902 | 1656.929 | 939.51 | 2365.402 | 1721.2257 | -644.1763 | 0 | 0 | 0 | 0 | 0
903 | 1959.966 | 789.59 | 2032.7529 | 2032.7529 | 0 | 0 | 0 | 3.147 | 0 | 0
904 | 1925.128 | 572.86 | 1521.6651 | 1521.6651 | 0 | 0 | 0 | 460.305 | 0 | 0
905 | 1644.797 | 316.01 | 833.3125 | 833.3125 | 0 | 0 | 0 | 842.613 | 0 | 0
906 | 1796.832 | 69.43 | 139.3941 | 139.3941 | 0 | 0 | 0 | 631.445 | 0 | 1071.2155
907 | 1564.005 | 0 | 0 | 0 | 0 | 0 | 0 | 532.805 | 0 | 1071.2155
908 | 1423.2 | 0 | 0 | 0 | 0 | 0 | 0 | 392 | 0 | 1071.2155
909 | 1762.4 | 0 | 0 | 0 | 0 | 0 | 0 | 1762.4 | 0 | 0
910 | 1525.6 | 0 | 0 | 0 | 0 | 0 | 0 | 1525.6 | 0 | 0
911 | 1706.4 | 0 | 0 | 0 | 0 | 0 | 0 | 1706.4 | 0 | 0
912 | 526.4 | 0 | 0 | 0 | 0 | 0 | 0 | 526.4 | 0 | 0
913 | 477.6 | 0 | 0 | 0 | 0 | 0 | 0 | 477.6 | 0 | 0
914 | 487.2 | 0 | 0 | 0 | 0 | 0 | 0 | 487.2 | 0 | 0
915 | 450.4 | 0 | 0 | 0 | 0 | 0 | 0 | 450.4 | 0 | 0
916 | 410.4 | 0 | 0 | 0 | 0 | 0 | 0 | 410.4 | 0 | 0
917 | 498.4 | 0 | 0 | 0 | 0 | 0 | 0 | 498.4 | 0 | 0
918 | 480.8 | 0 | 0 | 0 | 0 | 0 | 0 | 480.8 | 0 | 0
919 | 402.4 | 12.68 | 9.5549 | 9.5549 | 0 | 0 | 0 | 393.202 | 0 | 0
920 | 183.582 | 260.62 | 694.3755 | 190.7059 | -503.6697 | 0 | 0 | 0 | 0 | 0
921 | 1361.436 | 523.11 | 1428.9912 | 1414.2662 | -14.7251 | 0 | 0 | 0 | 0 | 0
922 | 1498.899 | 749.82 | 1921.474 | 1557.0634 | -364.4106 | 0 | 0 | 0 | 0 | 0
923 | 1608.087 | 919.71 | 2228.5312 | 1670.4884 | -558.0428 | 0 | 0 | 0 | 0 | 0
924 | 1399.808 | 1018.64 | 2398.0538 | 1454.1272 | -943.9266 | 0 | 0 | 0 | 0 | 0
925 | 1724.006 | 1031.69 | 2421.7468 | 1790.9056 | -630.8412 | 0 | 0 | 0 | 0 | 0
926 | 1255.265 | 959.58 | 2301.339 | 1303.9752 | -560.8226 | 0 | 436.5411 | 0 | 0 | 0
927 | 1125.5 | 808.74 | 2019.344 | 1169.1747 | 0 | 0 | 850.1692 | 0 | 0 | 0
928 | 1614.058 | 596.08 | 1559.4007 | 1559.4007 | 0 | 0 | 0 | 112.909 | 0 | 0
929 | 1453.859 | 339.87 | 891.9396 | 891.9396 | 0 | 0 | 0 | 595.238 | 0 | 0
930 | 1370.109 | 67.82 | 136.3172 | 136.3172 | 0 | 0 | 0 | 207.684 | 0 | 1071.2155
931 | 1452.169 | 0 | 0 | 0 | 0 | 0 | 0 | 420.969 | 0 | 1071.2155
932 | 1032 | 0 | 0 | 0 | 0 | 0 | 0 | 0.8 | 0 | 1071.2155
933 | 1212.8 | 0 | 0 | 0 | 0 | 0 | 0 | 1212.8 | 0 | 0
934 | 1396.8 | 0 | 0 | 0 | 0 | 0 | 0 | 1396.8 | 0 | 0
935 | 964 | 0 | 0 | 0 | 0 | 0 | 0 | 964 | 0 | 0
936 | 1384.8 | 0 | 0 | 0 | 0 | 0 | 0 | 1384.8 | 0 | 0
937 | 1120 | 0 | 0 | 0 | 0 | 0 | 0 | 1120 | 0 | 0
938 | 1568.8 | 0 | 0 | 0 | 0 | 0 | 0 | 1568.8 | 0 | 0
939 | 1411.2 | 0 | 0 | 0 | 0 | 0 | 0 | 1411.2 | 0 | 0
940 | 1482.4 | 0 | 0 | 0 | 0 | 0 | 0 | 1482.4 | 0 | 0
941 | 1182.4 | 0 | 0 | 0 | 0 | 0 | 0 | 1182.4 | 0 | 0
942 | 1132 | 0 | 0 | 0 | 0 | 0 | 0 | 1132 | 0 | 0
943 | 1137.6 | 19.83 | 20.8904 | 20.8904 | 0 | 0 | 0 | 1117.49 | 0 | 0
944 | 182.01 | 204.43 | 534.222 | 189.0729 | -345.1491 | 0 | 0 | 0 | 0 | 0
945 | 481.147 | 396.23 | 1055.1213 | 499.8178 | -555.3035 | 0 | 0 | 0 | 0 | 0
946 | 455.687 | 596.65 | 1522.9397 | 473.3698 | -1049.5699 | 0 | 0 | 0 | 0 | 0
947 | 498.735 | 762.24 | 1890.1728 | 518.0883 | -1071.2155 | 0 | 300.869 | 0 | 0 | 0
948 | 415.99 | 892.34 | 2166.1167 | 432.1324 | -555.2027 | 0 | 1178.7816 | 0 | 0 | 0
949 | 320.018 | 906.97 | 2207.3739 | 332.4362 | 0 | 0 | 1874.9377 | 0 | 0 | 0
950 | 335.666 | 768.52 | 1912.6546 | 348.6914 | 0 | 0 | 1563.9631 | 0 | 0 | 0
951 | 408.03 | 521.02 | 1333.2581 | 423.8635 | 0 | 0 | 909.3946 | 0 | 0 | 0
952 | 329.489 | 460.16 | 1210.3228 | 342.2747 | 0 | 0 | 868.0481 | 0 | 0 | 0
953 | 413.609 | 270.86 | 709.8838 | 429.659 | 0 | 0 | 280.2249 | 0 | 0 | 0
954 | 285.122 | 82.77 | 164.5269 | 164.5269 | 0 | 0 | 0 | 0 | 0 | 131.6592
955 | 304.539 | 0 | 0 | 0 | 0 | 0 | 0 | 0 | 0 | 316.3566
956 | 261.6 | 0 | 0 | 0 | 0 | 0 | 0 | 0 | 0 | 271.7513
957 | 204 | 0 | 0 | 0 | 0 | 0 | 0 | 0 | 0 | 211.9162
958 | 331.2 | 0 | 0 | 0 | 0 | 0 | 0 | 0 | 0 | 344.0521
959 | 296.8 | 0 | 0 | 0 | 0 | 0 | 0 | 0 | 0 | 308.3172
960 | 302.4 | 0 | 0 | 0 | 0 | 0 | 0 | 0 | 0 | 314.1346
961 | 324.8 | 0 | 0 | 0 | 0 | 0 | 0 | 324.8 | 0 | 0
962 | 296.8 | 0 | 0 | 0 | 0 | 0 | 0 | 296.8 | 0 | 0
963 | 296.8 | 0 | 0 | 0 | 0 | 0 | 0 | 71.55 | 0 | 233.9908
964 | 316 | 0 | 0 | 0 | 0 | 0 | 0 | 0 | 0 | 328.2623
965 | 227.2 | 0 | 0 | 0 | 0 | 0 | 0 | 0 | 0 | 236.0164
966 | 276 | 0 | 0 | 0 | 0 | 0 | 0 | 0 | 0 | 286.7101
967 | 256.8 | 29.15 | 36.2854 | 36.2854 | 0 | 0 | 0 | 0 | 0 | 230.4796
968 | 246.146 | 259.03 | 675.2667 | 255.6976 | -419.5691 | 0 | 0 | 0 | 0 | 0
969 | 460.316 | 518.3 | 1398.0567 | 478.1784 | -919.8782 | 0 | 0 | 0 | 0 | 0
970 | 1172.832 | 730.62 | 1892.1444 | 1218.3435 | -673.801 | 0 | 0 | 0 | 0 | 0
971 | 1566.318 | 874.27 | 2177.8188 | 1627.0986 | -550.7203 | 0 | 0 | 0 | 0 | 0
972 | 1214.229 | 972.42 | 2343.7398 | 1261.3469 | -1012.4721 | 0 | 69.9209 | 0 | 0 | 0
973 | 1567.117 | 982.82 | 2323.6026 | 1627.9286 | 0 | 0 | 695.674 | 0 | 0 | 0
974 | 1509.312 | 845.02 | 2024.3354 | 1567.8805 | 0 | 0 | 456.455 | 0 | 0 | 0
975 | 1604.899 | 675.52 | 1679.4076 | 1667.1767 | 0 | 0 | 12.2309 | 0 | 0 | 0
976 | 1215.644 | 487.04 | 1262.8168 | 1262.8168 | 0 | 0 | 0 | 0 | 0 | 0
977 | 1300.307 | 241.46 | 628.293 | 628.293 | 0 | 0 | 0 | 695.484 | 0 | 0
978 | 1151.05 | 63.09 | 127.5372 | 127.5372 | 0 | 0 | 0 | 0 | 0 | 1068.179
979 | 1456.677 | 0 | 0 | 0 | 0 | 0 | 0 | 425.477 | 0 | 1071.2155
980 | 1494.4 | 0 | 0 | 0 | 0 | 0 | 0 | 463.2 | 0 | 1071.2155
981 | 1808.8 | 0 | 0 | 0 | 0 | 0 | 0 | 1808.8 | 0 | 0
982 | 1650.4 | 0 | 0 | 0 | 0 | 0 | 0 | 1650.4 | 0 | 0
983 | 1209.6 | 0 | 0 | 0 | 0 | 0 | 0 | 1209.6 | 0 | 0
984 | 1028 | 0 | 0 | 0 | 0 | 0 | 0 | 1028 | 0 | 0
985 | 1335.2 | 0 | 0 | 0 | 0 | 0 | 0 | 1335.2 | 0 | 0
986 | 1325.6 | 0 | 0 | 0 | 0 | 0 | 0 | 1325.6 | 0 | 0
987 | 1358.4 | 0 | 0 | 0 | 0 | 0 | 0 | 1358.4 | 0 | 0
988 | 1510.4 | 0 | 0 | 0 | 0 | 0 | 0 | 1510.4 | 0 | 0
989 | 1220.8 | 0 | 0 | 0 | 0 | 0 | 0 | 1220.8 | 0 | 0
990 | 1460.8 | 0 | 0 | 0 | 0 | 0 | 0 | 1460.8 | 0 | 0
991 | 1494.4 | 24.35 | 28.7136 | 0 | -28.7136 | 0 | 0 | 1494.4 | 0 | 0
992 | 1213.91 | 244.21 | 636.0944 | 0 | -636.0944 | 0 | 0 | 1213.91 | 0 | 0
993 | 1285.355 | 496.32 | 1337.5712 | 393.6675 | -943.9037 | 0 | 0 | 906.393 | 0 | 0
994 | 1854.487 | 711.27 | 1842.6287 | 1842.6287 | 0 | 0 | 0 | 80.69 | 0 | 0
995 | 1700.494 | 776.71 | 1955.954 | 1766.4812 | -189.4728 | 0 | 0 | 0 | 0 | 0
996 | 1593.166 | 875.74 | 2150.2323 | 1654.9884 | -495.2439 | 0 | 0 | 0 | 0 | 0
997 | 1302.813 | 670.01 | 1657.3236 | 1353.3683 | -303.9553 | 0 | 0 | 0 | 0 | 0
998 | 1470.149 | 726.56 | 1783.2278 | 1527.1978 | -256.0301 | 0 | 0 | 0 | 0 | 0
999 | 1044.668 | 690.15 | 1722.5834 | 1085.2061 | -637.3774 | 0 | 0 | 0 | 0 | 0
1000 | 1161.083 | 495.27 | 1288.4108 | 1206.1385 | -82.2723 | 0 | 0 | 0 | 0 | 0
1001 | 1434.037 | 265.81 | 697.0972 | 697.0972 | 0 | 0 | 0 | 762.98 | 0 | 0
1002 | 1519.101 | 47.93 | 94.4336 | 94.4336 | 0 | 0 | 0 | 396.995 | 0 | 1071.2155
1003 | 1470.4 | 0 | 0 | 0 | 0 | 0 | 0 | 439.2 | 0 | 1071.2155
1004 | 1118.4 | 0 | 0 | 0 | 0 | 0 | 0 | 87.2 | 0 | 1071.2155
1005 | 1686.4 | 0 | 0 | 0 | 0 | 0 | 0 | 1686.4 | 0 | 0
1006 | 1632 | 0 | 0 | 0 | 0 | 0 | 0 | 1632 | 0 | 0
1007 | 1343.2 | 0 | 0 | 0 | 0 | 0 | 0 | 1343.2 | 0 | 0
1008 | 1206.4 | 0 | 0 | 0 | 0 | 0 | 0 | 1206.4 | 0 | 0
1009 | 1653.6 | 0 | 0 | 0 | 0 | 0 | 0 | 1653.6 | 0 | 0
1010 | 1780 | 0 | 0 | 0 | 0 | 0 | 0 | 1780 | 0 | 0
1011 | 1225.6 | 0 | 0 | 0 | 0 | 0 | 0 | 1225.6 | 0 | 0
1012 | 1333.6 | 0 | 0 | 0 | 0 | 0 | 0 | 1333.6 | 0 | 0
1013 | 1466.4 | 0 | 0 | 0 | 0 | 0 | 0 | 1466.4 | 0 | 0
1014 | 1376 | 0 | 0 | 0 | 0 | 0 | 0 | 1376 | 0 | 0
1015 | 1212 | 17.86 | 18.525 | 0 | -18.525 | 0 | 0 | 1212 | 0 | 0
1016 | 1119.408 | 206.28 | 541.9881 | 0 | -541.9881 | 0 | 0 | 1119.408 | 0 | 0
1017 | 1135.205 | 424.03 | 1152.8395 | 562.1253 | -590.7142 | 0 | 0 | 594.078 | 0 | 0
1018 | 1502.098 | 615.75 | 1614.8241 | 1560.3865 | -54.4375 | 0 | 0 | 0 | 0 | 0
1019 | 1740.14 | 688.35 | 1747.3818 | 1747.3818 | 0 | 0 | 0 | 0 | 0 | 60.2839
1020 | 1403.041 | 787.7 | 1946.1591 | 1457.4857 | -488.6735 | 0 | 0 | 0 | 0 | 0
1021 | 1200.195 | 790.73 | 1932.3628 | 1246.7683 | -685.5945 | 0 | 0 | 0 | 0 | 0
1022 | 1044.046 | 752.27 | 1852.6169 | 1084.5599 | -768.0569 | 0 | 0 | 0 | 0 | 0
1023 | 1298.188 | 661.08 | 1676.6651 | 1348.5639 | -328.1013 | 0 | 0 | 0 | 0 | 0
1024 | 1559.024 | 461.17 | 1212.5615 | 1212.5615 | 0 | 0 | 0 | 391.758 | 0 | 0
1025 | 1238.191 | 245.1 | 643.3744 | 643.3744 | 0 | 0 | 0 | 618.85 | 0 | 0
1026 | 1380.315 | 57.47 | 115.941 | 115.941 | 0 | 0 | 0 | 237.505 | 0 | 1071.2155
1027 | 886.366 | 0 | 0 | 0 | 0 | 0 | 0 | 0 | 0 | 920.7612
1028 | 1113.6 | 0 | 0 | 0 | 0 | 0 | 0 | 82.4 | 0 | 1071.2155
1029 | 1129.6 | 0 | 0 | 0 | 0 | 0 | 0 | 1129.6 | 0 | 0
1030 | 1440.8 | 0 | 0 | 0 | 0 | 0 | 0 | 1440.8 | 0 | 0
1031 | 1332.8 | 0 | 0 | 0 | 0 | 0 | 0 | 1332.8 | 0 | 0
1032 | 138.4 | 0 | 0 | 0 | 0 | 0 | 0 | 138.4 | 0 | 0
1033 | 97.6 | 0 | 0 | 0 | 0 | 0 | 0 | 97.6 | 0 | 0
1034 | 94.4 | 0 | 0 | 0 | 0 | 0 | 0 | 94.4 | 0 | 0
1035 | 103.2 | 0 | 0 | 0 | 0 | 0 | 0 | 103.2 | 0 | 0
1036 | 92.8 | 0 | 0 | 0 | 0 | 0 | 0 | 92.8 | 0 | 0
1037 | 98.4 | 0 | 0 | 0 | 0 | 0 | 0 | 98.4 | 0 | 0
1038 | 89.6 | 0 | 0 | 0 | 0 | 0 | 0 | 89.6 | 0 | 0
1039 | 84.8 | 21.63 | 25.2419 | 25.2419 | 0 | 0 | 0 | 60.501 | 0 | 0
1040 | 86.437 | 212.69 | 557.0445 | 89.7912 | -467.2533 | 0 | 0 | 0 | 0 | 0
1041 | 660.137 | 439.94 | 1194.4135 | 685.7535 | -508.6601 | 0 | 0 | 0 | 0 | 0
1042 | 1046.053 | 652.88 | 1714.2958 | 1086.6448 | -627.651 | 0 | 0 | 0 | 0 | 0
1043 | 1011.485 | 762.49 | 1939.8723 | 1050.7354 | -889.1369 | 0 | 0 | 0 | 0 | 0
1044 | 1077.866 | 855.52 | 2127.0254 | 1119.6923 | -1007.3331 | 0 | 0 | 0 | 0 | 0
1045 | 1280.894 | 824.72 | 2048.2716 | 1330.5988 | -76.4062 | 0 | 641.2666 | 0 | 0 | 0
1046 | 1305.495 | 796.25 | 2002.2899 | 1356.1544 | 0 | 0 | 646.1355 | 0 | 0 | 0
1047 | 1222.683 | 641.77 | 1656.7357 | 1270.1289 | 0 | 0 | 386.6068 | 0 | 0 | 0
1048 | 1378.71 | 516.09 | 1369.7274 | 1369.7274 | 0 | 0 | 0 | 60.149 | 0 | 0
1049 | 1442.884 | 291.87 | 772.5518 | 772.5518 | 0 | 0 | 0 | 699.191 | 0 | 0
1050 | 1317.715 | 64.92 | 132.7717 | 132.7717 | 0 | 0 | 0 | 158.703 | 0 | 1071.2155
1051 | 1407.2 | 0 | 0 | 0 | 0 | 0 | 0 | 376 | 0 | 1071.2155
1052 | 1616.8 | 0 | 0 | 0 | 0 | 0 | 0 | 585.6 | 0 | 1071.2155
1053 | 1705.6 | 0 | 0 | 0 | 0 | 0 | 0 | 1705.6 | 0 | 0
1054 | 1624 | 0 | 0 | 0 | 0 | 0 | 0 | 1624 | 0 | 0
1055 | 1382.4 | 0 | 0 | 0 | 0 | 0 | 0 | 1382.4 | 0 | 0
1056 | 136.8 | 0 | 0 | 0 | 0 | 0 | 0 | 136.8 | 0 | 0
1057 | 104.8 | 0 | 0 | 0 | 0 | 0 | 0 | 104.8 | 0 | 0
1058 | 96.8 | 0 | 0 | 0 | 0 | 0 | 0 | 96.8 | 0 | 0
1059 | 100 | 0 | 0 | 0 | 0 | 0 | 0 | 100 | 0 | 0
1060 | 98.4 | 0 | 0 | 0 | 0 | 0 | 0 | 98.4 | 0 | 0
1061 | 101.6 | 0 | 0 | 0 | 0 | 0 | 0 | 101.6 | 0 | 0
1062 | 95.2 | 0 | 0 | 0 | 0 | 0 | 0 | 95.2 | 0 | 0
1063 | 92.8 | 20.2 | 23.2599 | 23.2599 | 0 | 0 | 0 | 70.409 | 0 | 0
1064 | 85.97 | 217.98 | 571.1722 | 89.306 | -481.8662 | 0 | 0 | 0 | 0 | 0
1065 | 932.616 | 468.34 | 1268.2871 | 968.8059 | -299.4812 | 0 | 0 | 0 | 0 | 0
1066 | 1383.414 | 687.6 | 1804.3218 | 1437.097 | -367.2248 | 0 | 0 | 0 | 0 | 0
1067 | 1261.111 | 861.93 | 2197.8501 | 1310.0481 | -887.802 | 0 | 0 | 0 | 0 | 0
1068 | 1457.305 | 948.48 | 2379.695 | 1513.8554 | -865.8396 | 0 | 0 | 0 | 0 | 0
1069 | 1348.064 | 952.84 | 2390.1433 | 1400.3753 | -674.2248 | 0 | 315.5432 | 0 | 0 | 0
1070 | 1417.335 | 866.52 | 2202.452 | 1472.3343 | 0 | 0 | 730.1177 | 0 | 0 | 0
1071 | 1553.989 | 726.8 | 1892.3802 | 1614.2912 | 0 | 0 | 278.0891 | 0 | 0 | 0
1072 | 1478.554 | 528.49 | 1415.6312 | 1415.6312 | 0 | 0 | 0 | 115.804 | 0 | 0
1073 | 1282.839 | 291.5 | 776.6146 | 776.6146 | 0 | 0 | 0 | 535.235 | 0 | 0
1074 | 1716.587 | 63.24 | 130.4624 | 130.4624 | 0 | 0 | 0 | 559.798 | 0 | 1071.2155
1075 | 1229.933 | 0 | 0 | 0 | 0 | 0 | 0 | 198.733 | 0 | 1071.2155
1076 | 828.8 | 0 | 0 | 0 | 0 | 0 | 0 | 0 | 0 | 860.9614
1077 | 1254.4 | 0 | 0 | 0 | 0 | 0 | 0 | 1254.4 | 0 | 0
1078 | 1271.2 | 0 | 0 | 0 | 0 | 0 | 0 | 1271.2 | 0 | 0
1079 | 1333.6 | 0 | 0 | 0 | 0 | 0 | 0 | 1333.6 | 0 | 0
1080 | 1302.4 | 0 | 0 | 0 | 0 | 0 | 0 | 1302.4 | 0 | 0
1081 | 1362.4 | 0 | 0 | 0 | 0 | 0 | 0 | 1362.4 | 0 | 0
1082 | 933.6 | 0 | 0 | 0 | 0 | 0 | 0 | 933.6 | 0 | 0
1083 | 1361.6 | 0 | 0 | 0 | 0 | 0 | 0 | 1361.6 | 0 | 0
1084 | 1337.6 | 0 | 0 | 0 | 0 | 0 | 0 | 1337.6 | 0 | 0
1085 | 996 | 0 | 0 | 0 | 0 | 0 | 0 | 996 | 0 | 0
1086 | 1271.2 | 0 | 0 | 0 | 0 | 0 | 0 | 1271.2 | 0 | 0
1087 | 1043.2 | 22.88 | 29.4979 | 29.4979 | 0 | 0 | 0 | 1014.804 | 0 | 0
1088 | 860.551 | 239.86 | 630.2605 | 630.2605 | 0 | 0 | 0 | 51.434 | 0 | 210.2541
1089 | 1094.398 | 492.38 | 1335.5393 | 1136.8658 | -198.6735 | 0 | 0 | 0 | 0 | 0
1090 | 1122.775 | 711.32 | 1860.4744 | 1166.344 | -694.1304 | 0 | 0 | 0 | 0 | 0
1091 | 1142.288 | 863.37 | 2185.9579 | 1186.6142 | -999.3437 | 0 | 0 | 0 | 0 | 0
1092 | 987.833 | 954.13 | 2366.7328 | 1026.1656 | -1071.2155 | 0 | 269.3517 | 0 | 0 | 0
1093 | 1098.997 | 964.5 | 2387.9327 | 1141.6433 | -613.0766 | 0 | 633.2128 | 0 | 0 | 0
1094 | 1323.29 | 891.46 | 2241.3106 | 1374.6399 | 0 | 0 | 866.6706 | 0 | 0 | 0
1095 | 1200.589 | 742.9 | 1922.893 | 1247.1776 | 0 | 0 | 675.7155 | 0 | 0 | 0
1096 | 1175.229 | 443.57 | 1183.6443 | 1183.6443 | 0 | 0 | 0 | 35.8 | 0 | 0
1097 | 1183.22 | 290.78 | 775.6859 | 775.6859 | 0 | 0 | 0 | 436.51 | 0 | 0
1098 | 1286.45 | 58.84 | 123.6043 | 123.6043 | 0 | 0 | 0 | 136.263 | 0 | 1071.2155
1099 | 1205.541 | 0 | 0 | 0 | 0 | 0 | 0 | 174.341 | 0 | 1071.2155
1100 | 1044 | 0 | 0 | 0 | 0 | 0 | 0 | 12.8 | 0 | 1071.2155
1101 | 1465.6 | 0 | 0 | 0 | 0 | 0 | 0 | 1465.6 | 0 | 0
1102 | 1054.4 | 0 | 0 | 0 | 0 | 0 | 0 | 1054.4 | 0 | 0
1103 | 1262.4 | 0 | 0 | 0 | 0 | 0 | 0 | 1262.4 | 0 | 0
1104 | 936 | 0 | 0 | 0 | 0 | 0 | 0 | 936 | 0 | 0
1105 | 1169.6 | 0 | 0 | 0 | 0 | 0 | 0 | 1169.6 | 0 | 0
1106 | 1276 | 0 | 0 | 0 | 0 | 0 | 0 | 1276 | 0 | 0
1107 | 1006.4 | 0 | 0 | 0 | 0 | 0 | 0 | 1006.4 | 0 | 0
1108 | 1429.6 | 0 | 0 | 0 | 0 | 0 | 0 | 1429.6 | 0 | 0
1109 | 1362.4 | 0 | 0 | 0 | 0 | 0 | 0 | 1362.4 | 0 | 0
1110 | 1094.4 | 0 | 0 | 0 | 0 | 0 | 0 | 1094.4 | 0 | 0
1111 | 1244 | 28.46 | 37.0635 | 37.0635 | 0 | 0 | 0 | 1208.321 | 0 | 0
1112 | 182.026 | 249.35 | 649.4898 | 189.0895 | -460.4003 | 0 | 0 | 0 | 0 | 0
1113 | 152.29 | 505.37 | 1361.2144 | 158.1996 | -1071.2155 | 0 | 131.7994 | 0 | 0 | 0
1114 | 181.165 | 723.41 | 1868.8638 | 188.1951 | -1071.2155 | 0 | 609.4532 | 0 | 0 | 0
1115 | 170.605 | 878.59 | 2185.6306 | 177.2253 | -973.6094 | 0 | 1034.796 | 0 | 0 | 0
1116 | 185.42 | 971.68 | 2355.495 | 192.6152 | 0 | 0 | 2162.8798 | 0 | 0 | 0
1117 | 195.463 | 985.06 | 2373.2377 | 203.0479 | 0 | 0 | 2170.1899 | 0 | 0 | 0
1118 | 197.058 | 912.62 | 2244.5641 | 204.7048 | 0 | 0 | 2039.8593 | 0 | 0 | 0
1119 | 129.537 | 690.53 | 1763.0937 | 134.5637 | 0 | 0 | 1628.5301 | 0 | 0 | 0
1120 | 177.796 | 504.78 | 1336.1377 | 184.6953 | 0 | 0 | 1151.4423 | 0 | 0 | 0
1121 | 117.348 | 307.43 | 815.0867 | 121.9017 | 0 | 0 | 693.1851 | 0 | 0 | 0
1122 | 99.261 | 72.69 | 153.2715 | 103.1128 | 0 | 0 | 50.1587 | 0 | 0 | 0
1123 | 110.145 | 0 | 0 | 0 | 0 | 0 | 0 | 0 | 0 | 114.4191
1124 | 108 | 0 | 0 | 0 | 0 | 0 | 0 | 0 | 0 | 112.1909
1125 | 100 | 0 | 0 | 0 | 0 | 0 | 0 | 0 | 0 | 103.8805
1126 | 91.2 | 0 | 0 | 0 | 0 | 0 | 0 | 0 | 0 | 94.739
1127 | 100 | 0 | 0 | 0 | 0 | 0 | 0 | 0 | 0 | 103.8805
1128 | 93.6 | 0 | 0 | 0 | 0 | 0 | 0 | 0 | 0 | 97.2321
1129 | 98.4 | 0 | 0 | 0 | 0 | 0 | 0 | 0 | 0 | 102.2184
1130 | 90.4 | 0 | 0 | 0 | 0 | 0 | 0 | 0 | 0 | 93.9079
1131 | 96.8 | 0 | 0 | 0 | 0 | 0 | 0 | 0 | 0 | 100.5563
1132 | 91.2 | 0 | 0 | 0 | 0 | 0 | 0 | 0 | 0 | 94.739
1133 | 96.8 | 0 | 0 | 0 | 0 | 0 | 0 | 0 | 0 | 100.5563
1134 | 89.6 | 0 | 0 | 0 | 0 | 0 | 0 | 0 | 0 | 93.0769
1135 | 92.8 | 52.38 | 73.7583 | 73.7583 | 0 | 0 | 0 | 0 | 0 | 22.6428
1136 | 86.74 | 296.87 | 770.4223 | 90.1059 | -680.3163 | 0 | 0 | 0 | 0 | 0
1137 | 858.247 | 562.2 | 1522.5377 | 891.5511 | -630.9866 | 0 | 0 | 0 | 0 | 0
1138 | 1207.142 | 781.64 | 2026.3632 | 1253.9848 | -62.0499 | 0 | 710.3285 | 0 | 0 | 0
1139 | 1636.944 | 937.76 | 2345.7645 | 1700.4652 | 0 | 0 | 645.2993 | 0 | 0 | 0
1140 | 1392.639 | 1032.72 | 2529.0128 | 1446.68 | 0 | 0 | 1082.3327 | 0 | 0 | 0
1141 | 1733.618 | 1041.05 | 2541.5605 | 1800.8906 | 0 | 0 | 740.6699 | 0 | 0 | 0
1142 | 1461.298 | 683.26 | 1722.2946 | 1518.0033 | 0 | 0 | 204.2913 | 0 | 0 | 0
1143 | 1523.695 | 400.31 | 1026.4928 | 1026.4928 | 0 | 0 | 0 | 535.547 | 0 | 0
1144 | 1550.416 | 521.12 | 1379.968 | 1379.968 | 0 | 0 | 0 | 221.997 | 0 | 0
1145 | 1733.837 | 332.61 | 876.6182 | 876.6182 | 0 | 0 | 0 | 889.965 | 0 | 0
1146 | 1717.427 | 87.99 | 177.0383 | 177.0383 | 0 | 0 | 0 | 515.802 | 0 | 1071.2155
1147 | 1575.959 | 0 | 0 | 0 | 0 | 0 | 0 | 544.759 | 0 | 1071.2155
1148 | 1707.2 | 0 | 0 | 0 | 0 | 0 | 0 | 676 | 0 | 1071.2155
1149 | 1400 | 0 | 0 | 0 | 0 | 0 | 0 | 1400 | 0 | 0
1150 | 1287.2 | 0 | 0 | 0 | 0 | 0 | 0 | 1287.2 | 0 | 0
1151 | 1057.6 | 0 | 0 | 0 | 0 | 0 | 0 | 1057.6 | 0 | 0
1152 | 1536.8 | 0 | 0 | 0 | 0 | 0 | 0 | 1536.8 | 0 | 0
1153 | 997.6 | 0 | 0 | 0 | 0 | 0 | 0 | 997.6 | 0 | 0
1154 | 1274.4 | 0 | 0 | 0 | 0 | 0 | 0 | 1274.4 | 0 | 0
1155 | 1188.8 | 0 | 0 | 0 | 0 | 0 | 0 | 1188.8 | 0 | 0
1156 | 1111.2 | 0 | 0 | 0 | 0 | 0 | 0 | 1111.2 | 0 | 0
1157 | 1072.8 | 0 | 0 | 0 | 0 | 0 | 0 | 1072.8 | 0 | 0
1158 | 1068.8 | 0 | 0 | 0 | 0 | 0 | 0 | 1068.8 | 0 | 0
1159 | 1287.2 | 44.08 | 65.7875 | 0 | -65.7875 | 0 | 0 | 1287.2 | 0 | 0
1160 | 1071.05 | 280.99 | 732.4716 | 313.1539 | -419.3177 | 0 | 0 | 769.594 | 0 | 0
1161 | 1356.959 | 545.73 | 1471.4306 | 1409.6155 | -61.8151 | 0 | 0 | 0 | 0 | 0
1162 | 1375.012 | 770.57 | 1987.969 | 1428.369 | -559.6 | 0 | 0 | 0 | 0 | 0
1163 | 1335.484 | 933.17 | 2327.6758 | 1387.3071 | -940.3687 | 0 | 0 | 0 | 0 | 0
1164 | 1194.744 | 955.48 | 2358.7755 | 1241.1057 | -1071.2155 | 0 | 46.4543 | 0 | 0 | 0
1165 | 1239.472 | 597.13 | 1503.4247 | 1287.5694 | -215.8553 | 0 | 0 | 0 | 0 | 0
1166 | 1494.782 | 626.66 | 1591.7969 | 1552.7866 | -39.0102 | 0 | 0 | 0 | 0 | 0
1167 | 1663.536 | 575.81 | 1492.5786 | 1492.5786 | 0 | 0 | 0 | 226.713 | 0 | 0
1168 | 1380.276 | 413.86 | 1100.0329 | 1100.0329 | 0 | 0 | 0 | 321.335 | 0 | 0
1169 | 1448.549 | 340.36 | 904.5995 | 904.5995 | 0 | 0 | 0 | 577.741 | 0 | 0
1170 | 1689.979 | 87.15 | 179.1128 | 179.1128 | 0 | 0 | 0 | 486.357 | 0 | 1071.2155
1171 | 1823.205 | 0 | 0 | 0 | 0 | 0 | 0 | 792.005 | 0 | 1071.2155
1172 | 855.2 | 0 | 0 | 0 | 0 | 0 | 0 | 0 | 0 | 888.3858
1173 | 1082.4 | 0 | 0 | 0 | 0 | 0 | 0 | 1082.4 | 0 | 0
1174 | 1165.6 | 0 | 0 | 0 | 0 | 0 | 0 | 1165.6 | 0 | 0
1175 | 1396.8 | 0 | 0 | 0 | 0 | 0 | 0 | 1396.8 | 0 | 0
1176 | 754.4 | 0 | 0 | 0 | 0 | 0 | 0 | 754.4 | 0 | 0
1177 | 602.4 | 0 | 0 | 0 | 0 | 0 | 0 | 602.4 | 0 | 0
1178 | 580.8 | 0 | 0 | 0 | 0 | 0 | 0 | 580.8 | 0 | 0
1179 | 700.8 | 0 | 0 | 0 | 0 | 0 | 0 | 700.8 | 0 | 0
1180 | 725.6 | 0 | 0 | 0 | 0 | 0 | 0 | 725.6 | 0 | 0
1181 | 505.6 | 0 | 0 | 0 | 0 | 0 | 0 | 505.6 | 0 | 0
1182 | 723.2 | 0 | 0 | 0 | 0 | 0 | 0 | 723.2 | 0 | 0
1183 | 676.8 | 37.51 | 57.4366 | 57.4366 | 0 | 0 | 0 | 621.509 | 0 | 0
1184 | 771.604 | 266.87 | 696.1893 | 696.1893 | 0 | 0 | 0 | 101.421 | 0 | 0
1185 | 658.296 | 529.04 | 1418.2116 | 683.841 | -734.3706 | 0 | 0 | 0 | 0 | 0
1186 | 829.986 | 755.16 | 1936.7912 | 862.1934 | -1071.2155 | 0 | 3.3823 | 0 | 0 | 0
1187 | 571.13 | 921.88 | 2270.5176 | 593.2926 | -1071.2155 | 0 | 606.0096 | 0 | 0 | 0
1188 | 704.878 | 1017.48 | 2436.2309 | 732.2306 | -699.6392 | 0 | 1004.3611 | 0 | 0 | 0
1189 | 802.622 | 1020.79 | 2440.3217 | 833.7675 | 0 | 0 | 1606.5541 | 0 | 0 | 0
1190 | 845.333 | 932.84 | 2281.3108 | 878.1359 | 0 | 0 | 1403.1749 | 0 | 0 | 0
1191 | 810.397 | 782.15 | 1984.1005 | 841.8443 | 0 | 0 | 1142.2562 | 0 | 0 | 0
1192 | 948.631 | 570.43 | 1507.9529 | 985.4424 | 0 | 0 | 522.5105 | 0 | 0 | 0
1193 | 863.605 | 290.05 | 767.2924 | 767.2924 | 0 | 0 | 0 | 124.975 | 0 | 0
1194 | 870.304 | 75.83 | 156.8315 | 156.8315 | 0 | 0 | 0 | 0 | 0 | 747.2445
1195 | 797.6 | 0 | 0 | 0 | 0 | 0 | 0 | 0 | 0 | 828.5507
1196 | 838.4 | 0 | 0 | 0 | 0 | 0 | 0 | 0 | 0 | 870.9339
1197 | 759.2 | 0 | 0 | 0 | 0 | 0 | 0 | 759.2 | 0 | 0
1198 | 689.6 | 0 | 0 | 0 | 0 | 0 | 0 | 689.6 | 0 | 0
1199 | 551.2 | 0 | 0 | 0 | 0 | 0 | 0 | 551.2 | 0 | 0
1200 | 689.6 | 0 | 0 | 0 | 0 | 0 | 0 | 689.6 | 0 | 0
1201 | 1026.4 | 0 | 0 | 0 | 0 | 0 | 0 | 1026.4 | 0 | 0
1202 | 1103.2 | 0 | 0 | 0 | 0 | 0 | 0 | 1103.2 | 0 | 0
1203 | 797.6 | 0 | 0 | 0 | 0 | 0 | 0 | 797.6 | 0 | 0
1204 | 818.4 | 0 | 0 | 0 | 0 | 0 | 0 | 818.4 | 0 | 0
1205 | 779.2 | 0 | 0 | 0 | 0 | 0 | 0 | 779.2 | 0 | 0
1206 | 741.6 | 0 | 0 | 0 | 0 | 0 | 0 | 741.6 | 0 | 0
1207 | 836.8 | 40.5 | 63.8481 | 63.8481 | 0 | 0 | 0 | 37.069 | 0 | 766.9173
1208 | 625.816 | 271.67 | 710.4334 | 650.1006 | -60.3327 | 0 | 0 | 0 | 0 | 0
1209 | 296.104 | 533.8 | 1437.8242 | 307.5942 | -1071.2155 | 0 | 59.0145 | 0 | 0 | 0
1210 | 281.168 | 761.17 | 1959.0019 | 292.0787 | -1071.2155 | 0 | 595.7078 | 0 | 0 | 0
1211 | 221.19 | 931.04 | 2303.4301 | 229.7732 | -1071.2155 | 0 | 1002.4414 | 0 | 0 | 0
1212 | 299.592 | 1025.95 | 2489.3865 | 311.2176 | -302.4615 | 0 | 1875.7074 | 0 | 0 | 0
1213 | 888.252 | 1032.8 | 2506.1476 | 922.7204 | 0 | 0 | 1583.4272 | 0 | 0 | 0
1214 | 1121.586 | 950.77 | 2358.5293 | 1165.1089 | 0 | 0 | 1193.4204 | 0 | 0 | 0
1215 | 839.555 | 803.08 | 2058.2805 | 872.1337 | 0 | 0 | 1186.1467 | 0 | 0 | 0
1216 | 1363.969 | 588.21 | 1565.6325 | 1416.8975 | 0 | 0 | 148.735 | 0 | 0 | 0
1217 | 1384.49 | 331.72 | 881.8528 | 881.8528 | 0 | 0 | 0 | 535.579 | 0 | 0
1218 | 1247.034 | 81.71 | 168.6811 | 168.6811 | 0 | 0 | 0 | 53.454 | 0 | 1071.2155
1219 | 1191.158 | 0 | 0 | 0 | 0 | 0 | 0 | 159.958 | 0 | 1071.2155
1220 | 1089.6 | 0 | 0 | 0 | 0 | 0 | 0 | 58.4 | 0 | 1071.2155
1221 | 1178.4 | 0 | 0 | 0 | 0 | 0 | 0 | 1178.4 | 0 | 0
1222 | 1048 | 0 | 0 | 0 | 0 | 0 | 0 | 1048 | 0 | 0
1223 | 1239.2 | 0 | 0 | 0 | 0 | 0 | 0 | 1239.2 | 0 | 0
1224 | 1102.4 | 0 | 0 | 0 | 0 | 0 | 0 | 1102.4 | 0 | 0
1225 | 1004 | 0 | 0 | 0 | 0 | 0 | 0 | 1004 | 0 | 0
1226 | 894.4 | 0 | 0 | 0 | 0 | 0 | 0 | 894.4 | 0 | 0
1227 | 741.6 | 0 | 0 | 0 | 0 | 0 | 0 | 741.6 | 0 | 0
1228 | 812 | 0 | 0 | 0 | 0 | 0 | 0 | 812 | 0 | 0
1229 | 906.4 | 0 | 0 | 0 | 0 | 0 | 0 | 906.4 | 0 | 0
1230 | 1295.2 | 0 | 0 | 0 | 0 | 0 | 0 | 1295.2 | 0 | 0
1231 | 1083.2 | 43.49 | 66.4357 | 66.4357 | 0 | 0 | 0 | 1019.246 | 0 | 0
1232 | 928.89 | 280.31 | 734.9076 | 734.9076 | 0 | 0 | 0 | 221.435 | 0 | 0
1233 | 1047.146 | 542.81 | 1473.7648 | 1087.7802 | -385.9845 | 0 | 0 | 0 | 0 | 0
1234 | 1458.486 | 770.57 | 2010.243 | 1515.0822 | -495.1608 | 0 | 0 | 0 | 0 | 0
1235 | 1341.872 | 940.15 | 2368.9683 | 1393.943 | -975.0253 | 0 | 0 | 0 | 0 | 0
1236 | 1455.678 | 1030.73 | 2547.1118 | 1512.1652 | -1034.9466 | 0 | 0 | 0 | 0 | 0
1237 | 1622.4 | 1037.56 | 2561.5564 | 1685.3558 | -685.3234 | 0 | 190.8773 | 0 | 0 | 0
1238 | 1434.147 | 957.32 | 2403.9157 | 1489.7987 | 0 | 0 | 914.117 | 0 | 0 | 0
1239 | 1627.379 | 773.32 | 2001.4069 | 1690.529 | 0 | 0 | 310.8779 | 0 | 0 | 0
1240 | 1212.806 | 589.47 | 1578.9261 | 1259.8686 | 0 | 0 | 319.0575 | 0 | 0 | 0
1241 | 1458.823 | 334.13 | 891.9957 | 891.9957 | 0 | 0 | 0 | 600.148 | 0 | 0
1242 | 1503.121 | 82.8 | 172.1102 | 172.1102 | 0 | 0 | 0 | 306.24 | 0 | 1071.2155
1243 | 1519.235 | 0 | 0 | 0 | 0 | 0 | 0 | 488.035 | 0 | 1071.2155
1244 | 1223.2 | 0 | 0 | 0 | 0 | 0 | 0 | 192 | 0 | 1071.2155
1245 | 1371.2 | 0 | 0 | 0 | 0 | 0 | 0 | 1371.2 | 0 | 0
1246 | 1432.8 | 0 | 0 | 0 | 0 | 0 | 0 | 1432.8 | 0 | 0
1247 | 1228 | 0 | 0 | 0 | 0 | 0 | 0 | 1228 | 0 | 0
1248 | 1250.4 | 0 | 0 | 0 | 0 | 0 | 0 | 1250.4 | 0 | 0
1249 | 1195.2 | 0 | 0 | 0 | 0 | 0 | 0 | 1195.2 | 0 | 0
1250 | 1082.4 | 0 | 0 | 0 | 0 | 0 | 0 | 1082.4 | 0 | 0
1251 | 1088.8 | 0 | 0 | 0 | 0 | 0 | 0 | 1088.8 | 0 | 0
1252 | 1428 | 0 | 0 | 0 | 0 | 0 | 0 | 1428 | 0 | 0
1253 | 942.4 | 0 | 0 | 0 | 0 | 0 | 0 | 942.4 | 0 | 0
1254 | 957.6 | 0 | 0 | 0 | 0 | 0 | 0 | 957.6 | 0 | 0
1255 | 1361.6 | 40.54 | 64.0163 | 64.0163 | 0 | 0 | 0 | 1299.975 | 0 | 0
1256 | 1216.436 | 273.09 | 715.3833 | 715.3833 | 0 | 0 | 0 | 527.776 | 0 | 0
1257 | 1066.076 | 534.16 | 1439.0178 | 1107.4448 | -331.573 | 0 | 0 | 0 | 0 | 0
1258 | 1100.807 | 759.98 | 1955.8128 | 1143.5235 | -812.2892 | 0 | 0 | 0 | 0 | 0
1259 | 1411.611 | 926.82 | 2297.1567 | 1466.3882 | -830.7685 | 0 | 0 | 0 | 0 | 0
1260 | 1365.056 | 1016.5 | 2439.6589 | 1418.0267 | -1021.6323 | 0 | 0 | 0 | 0 | 0
1261 | 1239.767 | 1022.1 | 2408.5872 | 1287.8748 | -580.1776 | 0 | 540.5348 | 0 | 0 | 0
1262 | 1146.147 | 880.6 | 2134.295 | 1190.6229 | 0 | 0 | 943.672 | 0 | 0 | 0
1263 | 1181.115 | 595.4 | 1518.0947 | 1226.9479 | 0 | 0 | 291.1468 | 0 | 0 | 0
1264 | 1267.883 | 450.46 | 1187.9002 | 1187.9002 | 0 | 0 | 0 | 124.357 | 0 | 0
1265 | 1187.464 | 319.28 | 845.5424 | 845.5424 | 0 | 0 | 0 | 373.507 | 0 | 0
1266 | 1008.407 | 76.93 | 160.8371 | 160.8371 | 0 | 0 | 0 | 0 | 0 | 886.7009
1267 | 1409.602 | 0 | 0 | 0 | 0 | 0 | 0 | 378.402 | 0 | 1071.2155
1268 | 946.4 | 0 | 0 | 0 | 0 | 0 | 0 | 0 | 0 | 983.1248
1269 | 1150.4 | 0 | 0 | 0 | 0 | 0 | 0 | 1150.4 | 0 | 0
1270 | 1396 | 0 | 0 | 0 | 0 | 0 | 0 | 1396 | 0 | 0
1271 | 1171.2 | 0 | 0 | 0 | 0 | 0 | 0 | 1171.2 | 0 | 0
1272 | 1109.6 | 0 | 0 | 0 | 0 | 0 | 0 | 1109.6 | 0 | 0
1273 | 1380.8 | 0 | 0 | 0 | 0 | 0 | 0 | 1380.8 | 0 | 0
1274 | 1206.4 | 0 | 0 | 0 | 0 | 0 | 0 | 1206.4 | 0 | 0
1275 | 1380.8 | 0 | 0 | 0 | 0 | 0 | 0 | 1380.8 | 0 | 0
1276 | 1010.4 | 0 | 0 | 0 | 0 | 0 | 0 | 1010.4 | 0 | 0
1277 | 960 | 0 | 0 | 0 | 0 | 0 | 0 | 960 | 0 | 0
1278 | 1000 | 0 | 0 | 0 | 0 | 0 | 0 | 1000 | 0 | 0
1279 | 1016 | 35.87 | 57.8666 | 57.8666 | 0 | 0 | 0 | 697.873 | 0 | 272.6052
1280 | 231.095 | 263.88 | 690.7459 | 240.0626 | -450.6834 | 0 | 0 | 0 | 0 | 0
1281 | 181.355 | 523.62 | 1402.4674 | 188.3924 | -1071.2155 | 0 | 142.8595 | 0 | 0 | 0
1282 | 156.897 | 750.6 | 1922.8785 | 162.9853 | -1071.2155 | 0 | 688.6777 | 0 | 0 | 0
1283 | 202.713 | 918 | 2269.2669 | 210.5792 | -983.3253 | 0 | 1075.3624 | 0 | 0 | 0
1284 | 193.831 | 1012.53 | 2460.3145 | 201.3526 | 0 | 0 | 2258.962 | 0 | 0 | 0
1285 | 194.696 | 682.43 | 1701.8686 | 202.2511 | 0 | 0 | 1499.6175 | 0 | 0 | 0
1286 | 147.249 | 677.73 | 1712.1798 | 152.963 | 0 | 0 | 1559.2168 | 0 | 0 | 0
1287 | 149.362 | 733.89 | 1898.6182 | 155.158 | 0 | 0 | 1743.4603 | 0 | 0 | 0
1288 | 167.046 | 495.68 | 1325.6821 | 173.5282 | 0 | 0 | 1152.1539 | 0 | 0 | 0
1289 | 135.46 | 325.79 | 870.8934 | 140.7165 | 0 | 0 | 730.1769 | 0 | 0 | 0
1290 | 134.638 | 81.02 | 169.9983 | 139.8626 | 0 | 0 | 30.1357 | 0 | 0 | 0
1291 | 106.102 | 0 | 0 | 0 | 0 | 0 | 0 | 0 | 0 | 110.2193
1292 | 0 | 0 | 0 | 0 | 0 | 0 | 0 | 0 | 0 | 0
1293 | 0 | 0 | 0 | 0 | 0 | 0 | 0 | 0 | 0 | 0
1294 | 85.6 | 0 | 0 | 0 | 0 | 0 | 0 | 0 | 0 | 88.9217
1295 | 87.2 | 0 | 0 | 0 | 0 | 0 | 0 | 0 | 0 | 90.5838
1296 | 90.4 | 0 | 0 | 0 | 0 | 0 | 0 | 0 | 0 | 93.9079
1297 | 84.8 | 0 | 0 | 0 | 0 | 0 | 0 | 0 | 0 | 88.0906
1298 | 87.2 | 0 | 0 | 0 | 0 | 0 | 0 | 0 | 0 | 90.5838
1299 | 80.8 | 0 | 0 | 0 | 0 | 0 | 0 | 0 | 0 | 83.9354
1300 | 86.4 | 0 | 0 | 0 | 0 | 0 | 0 | 0 | 0 | 89.7527
1301 | 81.6 | 0 | 0 | 0 | 0 | 0 | 0 | 0 | 0 | 84.7665
1302 | 86.4 | 0 | 0 | 0 | 0 | 0 | 0 | 0 | 0 | 89.7527
1303 | 68.8 | 46.8 | 77.0741 | 71.4698 | -5.6044 | 0 | 0 | 0 | 0 | 0
1304 | 94.436 | 281.42 | 732.2493 | 98.1006 | -634.1487 | 0 | 0 | 0 | 0 | 0
1305 | 767.602 | 543.57 | 1456.4791 | 797.3886 | -373.55 | 0 | 285.5404 | 0 | 0 | 0
1306 | 1311.495 | 769.07 | 1974.6826 | 1362.3872 | 0 | 0 | 612.2954 | 0 | 0 | 0
1307 | 1454.312 | 934.48 | 2321.3952 | 1510.7462 | 0 | 0 | 810.6489 | 0 | 0 | 0
1308 | 1278.237 | 1025.82 | 2501.3951 | 1327.8387 | 0 | 0 | 1173.5564 | 0 | 0 | 0
1309 | 1477.846 | 1030.3 | 2510.7173 | 1535.1934 | 0 | 0 | 975.5239 | 0 | 0 | 0
1310 | 1606.507 | 952.25 | 2362.2576 | 1668.8471 | 0 | 0 | 693.4105 | 0 | 0 | 0
1311 | 1514.242 | 760.91 | 1953.8484 | 1573.0018 | 0 | 0 | 380.8466 | 0 | 0 | 0
1312 | 1656.625 | 559.99 | 1487.9143 | 1487.9143 | 0 | 0 | 0 | 224.292 | 0 | 0
1313 | 1550.847 | 323.88 | 856.6888 | 856.6888 | 0 | 0 | 0 | 726.16 | 0 | 0
1314 | 1602.881 | 77.23 | 163.6543 | 163.6543 | 0 | 0 | 0 | 414.14 | 0 | 1071.2155
1315 | 1592.239 | 0 | 0 | 0 | 0 | 0 | 0 | 561.039 | 0 | 1071.2155
1316 | 1521.6 | 0 | 0 | 0 | 0 | 0 | 0 | 490.4 | 0 | 1071.2155
1317 | 1444 | 0 | 0 | 0 | 0 | 0 | 0 | 1444 | 0 | 0
1318 | 1625.6 | 0 | 0 | 0 | 0 | 0 | 0 | 1625.6 | 0 | 0
1319 | 1578.4 | 0 | 0 | 0 | 0 | 0 | 0 | 1578.4 | 0 | 0
1320 | 1232.8 | 0 | 0 | 0 | 0 | 0 | 0 | 1232.8 | 0 | 0
1321 | 1146.4 | 0 | 0 | 0 | 0 | 0 | 0 | 1146.4 | 0 | 0
1322 | 1488 | 0 | 0 | 0 | 0 | 0 | 0 | 1488 | 0 | 0
1323 | 1347.2 | 0 | 0 | 0 | 0 | 0 | 0 | 1347.2 | 0 | 0
1324 | 1243.2 | 0 | 0 | 0 | 0 | 0 | 0 | 1243.2 | 0 | 0
1325 | 1531.2 | 0 | 0 | 0 | 0 | 0 | 0 | 1531.2 | 0 | 0
1326 | 1331.2 | 0 | 0 | 0 | 0 | 0 | 0 | 1331.2 | 0 | 0
1327 | 1144.8 | 61.03 | 95.0112 | 0 | -95.0112 | 0 | 0 | 1144.8 | 0 | 0
1328 | 1010.871 | 305.62 | 795.8013 | 0 | -795.8013 | 0 | 0 | 1010.871 | 0 | 0
1329 | 1203.916 | 566.07 | 1538.9716 | 467.7561 | -1071.2155 | 0 | 0 | 753.633 | 0 | 0
1330 | 1503.542 | 789.79 | 2074.9886 | 1003.7731 | -1071.2155 | 0 | 0 | 537.265 | 0 | 0
1331 | 1515.135 | 748.89 | 1942.2834 | 1573.9294 | -368.3539 | 0 | 0 | 0 | 0 | 0
1332 | 1556.164 | 111.22 | 265.4208 | 265.4208 | 0 | 0 | 0 | 269.458 | 0 | 1071.2155
1333 | 1211.064 | 299.42 | 758.5508 | 0 | -758.5508 | 0 | 0 | 1211.064 | 0 | 0
1334 | 1410.099 | 270.48 | 686.4765 | 78.0381 | -608.4383 | 0 | 0 | 1334.977 | 0 | 0
1335 | 1317.507 | 185.89 | 468.3742 | 468.3742 | 0 | 0 | 0 | 866.629 | 0 | 0
1336 | 1520.142 | 111.94 | 276.9256 | 276.9256 | 0 | 0 | 0 | 1253.561 | 0 | 0
1337 | 1602.996 | 37.24 | 80.3661 | 80.3661 | 0 | 0 | 0 | 1525.632 | 0 | 0
1338 | 1509.998 | 4.89 | 0 | 0 | 0 | 0 | 0 | 478.798 | 0 | 1071.2155
1339 | 1268.157 | 0 | 0 | 0 | 0 | 0 | 0 | 236.957 | 0 | 1071.2155
1340 | 1219.2 | 0 | 0 | 0 | 0 | 0 | 0 | 188 | 0 | 1071.2155
1341 | 1537.6 | 0 | 0 | 0 | 0 | 0 | 0 | 1537.6 | 0 | 0
1342 | 1788 | 0 | 0 | 0 | 0 | 0 | 0 | 1788 | 0 | 0
1343 | 1920 | 0 | 0 | 0 | 0 | 0 | 0 | 1920 | 0 | 0
1344 | 1416 | 0 | 0 | 0 | 0 | 0 | 0 | 1416 | 0 | 0
1345 | 1318.4 | 0 | 0 | 0 | 0 | 0 | 0 | 1318.4 | 0 | 0
1346 | 1386.4 | 0 | 0 | 0 | 0 | 0 | 0 | 1386.4 | 0 | 0
1347 | 1447.2 | 0 | 0 | 0 | 0 | 0 | 0 | 1447.2 | 0 | 0
1348 | 1560.8 | 0 | 0 | 0 | 0 | 0 | 0 | 1560.8 | 0 | 0
1349 | 1575.2 | 0 | 0 | 0 | 0 | 0 | 0 | 1575.2 | 0 | 0
1350 | 1132 | 0 | 0 | 0 | 0 | 0 | 0 | 1132 | 0 | 0
1351 | 1085.6 | 59.12 | 91.9062 | 0 | -91.9062 | 0 | 0 | 1085.6 | 0 | 0
1352 | 972.737 | 299.7 | 780.7054 | 160.7259 | -619.9795 | 0 | 0 | 818.015 | 0 | 0
1353 | 1002.649 | 542.28 | 1470.7231 | 1041.5565 | -429.1666 | 0 | 0 | 0 | 0 | 0
1354 | 1224.946 | 777.35 | 2038.2907 | 1272.4797 | -765.811 | 0 | 0 | 0 | 0 | 0
1355 | 1629.851 | 939.11 | 2400.0223 | 1693.097 | -706.9253 | 0 | 0 | 0 | 0 | 0
1356 | 1267.651 | 827.52 | 2108.5565 | 1316.8419 | -791.7147 | 0 | 0 | 0 | 0 | 0
1357 | 1387.724 | 634.65 | 1612.5117 | 1441.5743 | -170.9374 | 0 | 0 | 0 | 0 | 0
1358 | 1508.577 | 538.5 | 1382.1619 | 1382.1619 | 0 | 0 | 0 | 178.046 | 0 | 0
1359 | 1492.205 | 379.76 | 984.8274 | 984.8274 | 0 | 0 | 0 | 544.166 | 0 | 0
1360 | 1115.506 | 190.58 | 488.9799 | 488.9799 | 0 | 0 | 0 | 644.792 | 0 | 0
1361 | 1715.058 | 309.52 | 815.8336 | 815.8336 | 0 | 0 | 0 | 929.7 | 0 | 0
1362 | 1580.662 | 50.54 | 102.3971 | 102.3971 | 0 | 0 | 0 | 450.89 | 0 | 1071.2155
1363 | 1152.8 | 0 | 0 | 0 | 0 | 0 | 0 | 121.6 | 0 | 1071.2155
1364 | 1612 | 0 | 0 | 0 | 0 | 0 | 0 | 580.8 | 0 | 1071.2155
1365 | 1400.8 | 0 | 0 | 0 | 0 | 0 | 0 | 1400.8 | 0 | 0
1366 | 1607.2 | 0 | 0 | 0 | 0 | 0 | 0 | 1607.2 | 0 | 0
1367 | 1369.6 | 0 | 0 | 0 | 0 | 0 | 0 | 1369.6 | 0 | 0
1368 | 1172 | 0 | 0 | 0 | 0 | 0 | 0 | 1172 | 0 | 0
1369 | 1296.8 | 0 | 0 | 0 | 0 | 0 | 0 | 1296.8 | 0 | 0
1370 | 1394.4 | 0 | 0 | 0 | 0 | 0 | 0 | 1394.4 | 0 | 0
1371 | 1192 | 0 | 0 | 0 | 0 | 0 | 0 | 1192 | 0 | 0
1372 | 1368.8 | 0 | 0 | 0 | 0 | 0 | 0 | 1368.8 | 0 | 0
1373 | 1286.4 | 0 | 0 | 0 | 0 | 0 | 0 | 1286.4 | 0 | 0
1374 | 717.6 | 0 | 0 | 0 | 0 | 0 | 0 | 717.6 | 0 | 0
1375 | 961.6 | 60.56 | 95.5285 | 95.5285 | 0 | 0 | 0 | 869.64 | 0 | 0
1376 | 858.742 | 300.98 | 784.5677 | 784.5677 | 0 | 0 | 0 | 103.482 | 0 | 0
1377 | 924.647 | 560.52 | 1512.9869 | 960.5277 | -552.4592 | 0 | 0 | 0 | 0 | 0
1378 | 1261.322 | 780.12 | 2009.5636 | 1310.2673 | -699.2963 | 0 | 0 | 0 | 0 | 0
1379 | 921.625 | 942.29 | 2325.2647 | 957.3884 | -1071.2155 | 0 | 296.6608 | 0 | 0 | 0
1380 | 1166.42 | 1030.25 | 2476.7307 | 1211.6826 | -1071.2155 | 0 | 193.8327 | 0 | 0 | 0
1381 | 1425.732 | 1007.97 | 2416.0479 | 1481.0572 | -182.2541 | 0 | 752.7366 | 0 | 0 | 0
1382 | 1270.075 | 642.08 | 1596.564 | 1319.3599 | 0 | 0 | 277.204 | 0 | 0 | 0
1383 | 1409.846 | 397.26 | 1010.622 | 1010.622 | 0 | 0 | 0 | 436.976 | 0 | 0
1384 | 1503.303 | 198.31 | 504.9204 | 504.9204 | 0 | 0 | 0 | 1017.244 | 0 | 0
1385 | 1426.651 | 150.75 | 385.2657 | 385.2657 | 0 | 0 | 0 | 1055.777 | 0 | 0
1386 | 1530.718 | 72 | 148.0297 | 148.0297 | 0 | 0 | 0 | 357.018 | 0 | 1071.2155
1387 | 1079.591 | 0 | 0 | 0 | 0 | 0 | 0 | 48.391 | 0 | 1071.2155
1388 | 1292 | 0 | 0 | 0 | 0 | 0 | 0 | 260.8 | 0 | 1071.2155
1389 | 1392.8 | 0 | 0 | 0 | 0 | 0 | 0 | 1392.8 | 0 | 0
1390 | 1493.6 | 0 | 0 | 0 | 0 | 0 | 0 | 1493.6 | 0 | 0
1391 | 1524 | 0 | 0 | 0 | 0 | 0 | 0 | 1524 | 0 | 0
1392 | 1385.6 | 0 | 0 | 0 | 0 | 0 | 0 | 1385.6 | 0 | 0
1393 | 1531.2 | 0 | 0 | 0 | 0 | 0 | 0 | 1531.2 | 0 | 0
1394 | 1497.6 | 0 | 0 | 0 | 0 | 0 | 0 | 1497.6 | 0 | 0
1395 | 1485.6 | 0 | 0 | 0 | 0 | 0 | 0 | 1485.6 | 0 | 0
1396 | 1413.6 | 0 | 0 | 0 | 0 | 0 | 0 | 1413.6 | 0 | 0
1397 | 1488.8 | 0 | 0 | 0 | 0 | 0 | 0 | 1488.8 | 0 | 0
1398 | 1299.2 | 0 | 0 | 0 | 0 | 0 | 0 | 1299.2 | 0 | 0
1399 | 1104 | 23.73 | 35.0358 | 0 | -35.0358 | 0 | 0 | 1104 | 0 | 0
1400 | 1358.071 | 291.96 | 757.4601 | 0 | -757.4601 | 0 | 0 | 1358.071 | 0 | 0
1401 | 1671.657 | 271.18 | 711.7246 | 0 | -711.7246 | 0 | 0 | 1671.657 | 0 | 0
1402 | 1400.192 | 774.18 | 1948.9972 | 1307.5383 | -641.4588 | 0 | 0 | 141.497 | 0 | 0
1403 | 1499.733 | 938.68 | 2264.585 | 1557.9298 | -706.6552 | 0 | 0 | 0 | 0 | 0
1404 | 1335.797 | 766.33 | 1868.8773 | 1387.6323 | -481.245 | 0 | 0 | 0 | 0 | 0
1405 | 1593.236 | 693.17 | 1700.0663 | 1655.0611 | -45.0052 | 0 | 0 | 0 | 0 | 0
1406 | 1620.676 | 772.16 | 1881.4208 | 1683.5659 | -197.8549 | 0 | 0 | 0 | 0 | 0
1407 | 1525.559 | 604.12 | 1511.7092 | 1511.7092 | 0 | 0 | 0 | 70.32 | 0 | 0
1408 | 1514.83 | 319.48 | 820.769 | 820.769 | 0 | 0 | 0 | 724.721 | 0 | 0
1409 | 1822.304 | 230.12 | 594.8061 | 594.8061 | 0 | 0 | 0 | 1249.717 | 0 | 0
1410 | 1605.867 | 80.83 | 163.1007 | 163.1007 | 0 | 0 | 0 | 417.659 | 0 | 1071.2155
1411 | 1954.45 | 0 | 0 | 0 | 0 | 0 | 0 | 923.25 | 0 | 1071.2155
1412 | 1688.8 | 0 | 0 | 0 | 0 | 0 | 0 | 657.6 | 0 | 1071.2155
1413 | 1488.8 | 0 | 0 | 0 | 0 | 0 | 0 | 1488.8 | 0 | 0
1414 | 1700 | 0 | 0 | 0 | 0 | 0 | 0 | 1700 | 0 | 0
1415 | 1531.2 | 0 | 0 | 0 | 0 | 0 | 0 | 1531.2 | 0 | 0
1416 | 1661.6 | 0 | 0 | 0 | 0 | 0 | 0 | 1661.6 | 0 | 0
1417 | 677.6 | 0 | 0 | 0 | 0 | 0 | 0 | 677.6 | 0 | 0
1418 | 501.6 | 0 | 0 | 0 | 0 | 0 | 0 | 501.6 | 0 | 0
1419 | 592.8 | 0 | 0 | 0 | 0 | 0 | 0 | 592.8 | 0 | 0
1420 | 738.4 | 0 | 0 | 0 | 0 | 0 | 0 | 738.4 | 0 | 0
1421 | 784.8 | 0 | 0 | 0 | 0 | 0 | 0 | 784.8 | 0 | 0
1422 | 656.8 | 0 | 0 | 0 | 0 | 0 | 0 | 656.8 | 0 | 0
1423 | 596 | 52.01 | 89.7548 | 89.7548 | 0 | 0 | 0 | 509.598 | 0 | 0
1424 | 458.959 | 273.92 | 718.7937 | 476.7688 | -242.0249 | 0 | 0 | 0 | 0 | 0
1425 | 545.507 | 530.28 | 1426.7277 | 566.6753 | -860.0524 | 0 | 0 | 0 | 0 | 0
1426 | 657.357 | 702.67 | 1815.1087 | 682.8656 | -1071.2155 | 0 | 61.0277 | 0 | 0 | 0
1427 | 784.747 | 903.07 | 2235.2772 | 815.1989 | -1071.2155 | 0 | 348.8628 | 0 | 0 | 0
1428 | 756.627 | 968.22 | 2332.1572 | 785.9877 | -331.9314 | 0 | 1214.2381 | 0 | 0 | 0
1429 | 915.603 | 830.53 | 2000.7972 | 951.1327 | 0 | 0 | 1049.6644 | 0 | 0 | 0
1430 | 833.363 | 724.63 | 1774.5528 | 865.7014 | 0 | 0 | 908.8513 | 0 | 0 | 0
1431 | 642.919 | 523.75 | 1323.485 | 667.8673 | 0 | 0 | 655.6177 | 0 | 0 | 0
1432 | 667.766 | 449.28 | 1170.5273 | 693.6785 | 0 | 0 | 476.8488 | 0 | 0 | 0
1433 | 671.56 | 258.69 | 675.5056 | 675.5056 | 0 | 0 | 0 | 21.288 | 0 | 0
1434 | 759.475 | 61.27 | 127.7065 | 127.7065 | 0 | 0 | 0 | 0 | 0 | 661.2397
1435 | 768.029 | 0 | 0 | 0 | 0 | 0 | 0 | 0 | 0 | 797.8322
1436 | 534.4 | 0 | 0 | 0 | 0 | 0 | 0 | 0 | 0 | 555.1373
1437 | 708.8 | 0 | 0 | 0 | 0 | 0 | 0 | 708.8 | 0 | 0
1438 | 805.6 | 0 | 0 | 0 | 0 | 0 | 0 | 805.6 | 0 | 0
1439 | 713.6 | 0 | 0 | 0 | 0 | 0 | 0 | 713.6 | 0 | 0
1440 | 728.8 | 0 | 0 | 0 | 0 | 0 | 0 | 728.8 | 0 | 0
1441 | 1704 | 0 | 0 | 0 | 0 | 0 | 0 | 1704 | 0 | 0
1442 | 1666.4 | 0 | 0 | 0 | 0 | 0 | 0 | 1666.4 | 0 | 0
1443 | 1551.2 | 0 | 0 | 0 | 0 | 0 | 0 | 1551.2 | 0 | 0
1444 | 1624 | 0 | 0 | 0 | 0 | 0 | 0 | 1624 | 0 | 0
1445 | 1580.8 | 0 | 0 | 0 | 0 | 0 | 0 | 1580.8 | 0 | 0
1446 | 1460 | 0 | 0 | 0 | 0 | 0 | 0 | 1336.568 | 0 | 128.2217
1447 | 1464 | 27.5 | 46.8542 | 46.8542 | 0 | 0 | 0 | 387.696 | 0 | 1071.2155
1448 | 110.259 | 184.92 | 485.5862 | 114.5376 | -371.0486 | 0 | 0 | 0 | 0 | 0
1449 | 89.69 | 441.59 | 1186.1686 | 93.1704 | -1071.2155 | 0 | 21.7827 | 0 | 0 | 0
1450 | 0 | 604.12 | 1572.7473 | 0 | -1071.2155 | 0 | 501.5318 | 0 | 0 | 0
1451 | 0 | 806.34 | 2038.6709 | 0 | -1062.9611 | 0 | 975.7098 | 0 | 0 | 0
1452 | 0 | 807.44 | 2014.5416 | 0 | 0 | 0 | 2014.5416 | 0 | 0 | 0
1453 | 0 | 619.36 | 1553.2364 | 0 | 0 | 0 | 1553.2364 | 0 | 0 | 0
1454 | 87.814 | 646.51 | 1631.3816 | 91.2216 | 0 | 0 | 1540.16 | 0 | 0 | 0
1455 | 71.433 | 478.07 | 1229.9033 | 74.2049 | 0 | 0 | 1155.6983 | 0 | 0 | 0
1456 | 76.614 | 549.13 | 1453.7792 | 79.587 | 0 | 0 | 1374.1922 | 0 | 0 | 0
1457 | 71.47 | 308.59 | 814.9922 | 74.2434 | 0 | 0 | 740.7488 | 0 | 0 | 0
1458 | 83.419 | 75.39 | 161.0771 | 86.6561 | 0 | 0 | 74.421 | 0 | 0 | 0
1459 | 77.625 | 0 | 0 | 0 | 0 | 0 | 0 | 0 | 0 | 80.6372
1460 | 86.4 | 0 | 0 | 0 | 0 | 0 | 0 | 0 | 0 | 89.7527
1461 | 79.2 | 0 | 0 | 0 | 0 | 0 | 0 | 0 | 0 | 82.2733
1462 | 86.4 | 0 | 0 | 0 | 0 | 0 | 0 | 0 | 0 | 89.7527
1463 | 79.2 | 0 | 0 | 0 | 0 | 0 | 0 | 0 | 0 | 82.2733
1464 | 84 | 0 | 0 | 0 | 0 | 0 | 0 | 0 | 0 | 87.2596
1465 | 75.2 | 0 | 0 | 0 | 0 | 0 | 0 | 0 | 0 | 78.1181
1466 | 81.6 | 0 | 0 | 0 | 0 | 0 | 0 | 0 | 0 | 84.7665
1467 | 76 | 0 | 0 | 0 | 0 | 0 | 0 | 0 | 0 | 78.9492
1468 | 80 | 0 | 0 | 0 | 0 | 0 | 0 | 0 | 0 | 83.1044
1469 | 76.8 | 0 | 0 | 0 | 0 | 0 | 0 | 0 | 0 | 79.7802
1470 | 81.6 | 0 | 0 | 0 | 0 | 0 | 0 | 0 | 0 | 84.7665
1471 | 67.2 | 24.11 | 40.422 | 40.422 | 0 | 0 | 0 | 0 | 0 | 29.3857
1472 | 79.057 | 122.97 | 317.4608 | 82.1248 | -235.336 | 0 | 0 | 0 | 0 | 0
1473 | 544.574 | 314.68 | 833.6045 | 565.7061 | -267.8984 | 0 | 0 | 0 | 0 | 0
1474 | 1505.096 | 457.58 | 1185.1194 | 1185.1194 | 0 | 0 | 0 | 0 | 0 | 378.3815
1475 | 1673.221 | 716.95 | 1802.4426 | 1738.1499 | -64.2927 | 0 | 0 | 0 | 0 | 0
1476 | 1557.38 | 969.39 | 2365.3034 | 1617.8137 | -747.4896 | 0 | 0 | 0 | 0 | 0
1477 | 1552.097 | 986.59 | 2397.2373 | 1612.3257 | -253.271 | 0 | 531.6405 | 0 | 0 | 0
1478 | 1601.467 | 904.05 | 2234.6851 | 1663.6115 | 0 | 0 | 571.0736 | 0 | 0 | 0
1479 | 1699.22 | 754.19 | 1922.7029 | 1765.1578 | 0 | 0 | 157.5451 | 0 | 0 | 0
1480 | 1209.033 | 409.02 | 1077.9729 | 1077.9729 | 0 | 0 | 0 | 171.328 | 0 | 0
1481 | 1602.265 | 304.39 | 805.0394 | 805.0394 | 0 | 0 | 0 | 827.298 | 0 | 0
1482 | 1255.783 | 72.03 | 153.6101 | 153.6101 | 0 | 0 | 0 | 76.711 | 0 | 1071.2155
1483 | 1313.251 | 0 | 0 | 0 | 0 | 0 | 0 | 282.051 | 0 | 1071.2155
1484 | 1345.6 | 0 | 0 | 0 | 0 | 0 | 0 | 314.4 | 0 | 1071.2155
1485 | 1182.4 | 0 | 0 | 0 | 0 | 0 | 0 | 1182.4 | 0 | 0
1486 | 1305.6 | 0 | 0 | 0 | 0 | 0 | 0 | 1305.6 | 0 | 0
1487 | 1395.2 | 0 | 0 | 0 | 0 | 0 | 0 | 1395.2 | 0 | 0
1488 | 1414.4 | 0 | 0 | 0 | 0 | 0 | 0 | 1414.4 | 0 | 0
1489 | 1534.4 | 0 | 0 | 0 | 0 | 0 | 0 | 1534.4 | 0 | 0
1490 | 1493.6 | 0 | 0 | 0 | 0 | 0 | 0 | 1493.6 | 0 | 0
1491 | 1685.6 | 0 | 0 | 0 | 0 | 0 | 0 | 1685.6 | 0 | 0
1492 | 1434.4 | 0 | 0 | 0 | 0 | 0 | 0 | 1434.4 | 0 | 0
1493 | 1459.2 | 0 | 0 | 0 | 0 | 0 | 0 | 1459.2 | 0 | 0
1494 | 1717.6 | 0 | 0 | 0 | 0 | 0 | 0 | 1717.6 | 0 | 0
1495 | 1190.4 | 37.12 | 67.5057 | 0 | -67.5057 | 0 | 0 | 1190.4 | 0 | 0
1496 | 1580.043 | 237.98 | 626.1313 | 0 | -626.1313 | 0 | 0 | 1580.043 | 0 | 0
1497 | 1502.036 | 441.96 | 1177.0219 | 105.8064 | -1071.2155 | 0 | 0 | 1400.182 | 0 | 0
1498 | 1441.807 | 603.63 | 1557.4997 | 509.0237 | -1048.476 | 0 | 0 | 951.798 | 0 | 0
1499 | 1867.076 | 856.76 | 2130.3517 | 1939.5274 | -190.8243 | 0 | 0 | 0 | 0 | 0
1500 | 1969.563 | 978.72 | 2390.5983 | 2045.9914 | -344.6069 | 0 | 0 | 0 | 0 | 0
1501 | 1991.36 | 600.79 | 1510.4553 | 1510.4553 | 0 | 0 | 0 | 537.328 | 0 | 0
1502 | 1801.825 | 264.04 | 662.959 | 662.959 | 0 | 0 | 0 | 1163.631 | 0 | 0
1503 | 1593.282 | 705.82 | 1815.9086 | 1655.1089 | -160.7997 | 0 | 0 | 0 | 0 | 0
1504 | 1359.178 | 556.71 | 1478.803 | 1411.9206 | -66.8824 | 0 | 0 | 0 | 0 | 0
1505 | 1889.839 | 309.29 | 820.3535 | 820.3535 | 0 | 0 | 0 | 1100.13 | 0 | 0
1506 | 1338.014 | 73.96 | 159.1335 | 159.1335 | 0 | 0 | 0 | 153.625 | 0 | 1071.2155
1507 | 1353.885 | 0 | 0 | 0 | 0 | 0 | 0 | 322.685 | 0 | 1071.2155
1508 | 1158.4 | 0 | 0 | 0 | 0 | 0 | 0 | 127.2 | 0 | 1071.2155
1509 | 1659.2 | 0 | 0 | 0 | 0 | 0 | 0 | 1659.2 | 0 | 0
1510 | 1568 | 0 | 0 | 0 | 0 | 0 | 0 | 1568 | 0 | 0
1511 | 1603.2 | 0 | 0 | 0 | 0 | 0 | 0 | 1603.2 | 0 | 0
1512 | 1517.6 | 0 | 0 | 0 | 0 | 0 | 0 | 1517.6 | 0 | 0
1513 | 1664 | 0 | 0 | 0 | 0 | 0 | 0 | 1664 | 0 | 0
1514 | 1617.6 | 0 | 0 | 0 | 0 | 0 | 0 | 1617.6 | 0 | 0
1515 | 1648 | 0 | 0 | 0 | 0 | 0 | 0 | 1648 | 0 | 0
1516 | 1176.8 | 0 | 0 | 0 | 0 | 0 | 0 | 1176.8 | 0 | 0
1517 | 1515.2 | 0 | 0 | 0 | 0 | 0 | 0 | 1515.2 | 0 | 0
1518 | 1512.8 | 0 | 0 | 0 | 0 | 0 | 0 | 1512.8 | 0 | 0
1519 | 1321.6 | 39.15 | 71.1841 | 0 | -71.1841 | 0 | 0 | 1321.6 | 0 | 0
1520 | 1341.317 | 257.9 | 681.8288 | 0 | -681.8288 | 0 | 0 | 1341.317 | 0 | 0
1521 | 1629.663 | 489.01 | 1318.9018 | 247.6864 | -1071.2155 | 0 | 0 | 1391.229 | 0 | 0
1522 | 1448.199 | 607.25 | 1587.6957 | 817.0251 | -770.6705 | 0 | 0 | 661.695 | 0 | 0
1523 | 1859.743 | 885.03 | 2240.7725 | 1931.9099 | -308.8626 | 0 | 0 | 0 | 0 | 0
1524 | 1762.66 | 948.96 | 2364.5315 | 1831.0596 | -533.4719 | 0 | 0 | 0 | 0 | 0
1525 | 1573.75 | 705.55 | 1774.025 | 1634.819 | -139.2061 | 0 | 0 | 0 | 0 | 0
1526 | 1726.047 | 666.89 | 1693.0959 | 1693.0959 | 0 | 0 | 0 | 96.197 | 0 | 0
1527 | 1828.904 | 516.59 | 1336.1668 | 1336.1668 | 0 | 0 | 0 | 542.65 | 0 | 0
1528 | 1697.557 | 477.19 | 1270.4073 | 1270.4073 | 0 | 0 | 0 | 474.606 | 0 | 0
1529 | 1829.581 | 314.92 | 836.8403 | 836.8403 | 0 | 0 | 0 | 1024.001 | 0 | 0
1530 | 1704.422 | 79.39 | 169.6108 | 169.6108 | 0 | 0 | 0 | 509.947 | 0 | 1071.2155
1531 | 1675.433 | 0 | 0 | 0 | 0 | 0 | 0 | 644.233 | 0 | 1071.2155
1532 | 1698.4 | 0 | 0 | 0 | 0 | 0 | 0 | 667.2 | 0 | 1071.2155
1533 | 1537.6 | 0 | 0 | 0 | 0 | 0 | 0 | 1537.6 | 0 | 0
1534 | 1532 | 0 | 0 | 0 | 0 | 0 | 0 | 1532 | 0 | 0
1535 | 1324 | 0 | 0 | 0 | 0 | 0 | 0 | 1324 | 0 | 0
1536 | 382.4 | 0 | 0 | 0 | 0 | 0 | 0 | 382.4 | 0 | 0
1537 | 394.4 | 0 | 0 | 0 | 0 | 0 | 0 | 394.4 | 0 | 0
1538 | 378.4 | 0 | 0 | 0 | 0 | 0 | 0 | 378.4 | 0 | 0
1539 | 357.6 | 0 | 0 | 0 | 0 | 0 | 0 | 357.6 | 0 | 0
1540 | 367.2 | 0 | 0 | 0 | 0 | 0 | 0 | 367.2 | 0 | 0
1541 | 380 | 0 | 0 | 0 | 0 | 0 | 0 | 380 | 0 | 0
1542 | 397.6 | 0 | 0 | 0 | 0 | 0 | 0 | 397.6 | 0 | 0
1543 | 354.4 | 48.5 | 89.8223 | 0 | -89.8223 | 0 | 0 | 354.4 | 0 | 0
1544 | 442.969 | 277.11 | 733.1998 | 0 | -733.1998 | 0 | 0 | 442.969 | 0 | 0
1545 | 1680.912 | 294.74 | 783.719 | 0 | -783.719 | 0 | 0 | 1680.912 | 0 | 0
1546 | 1829.403 | 418.69 | 1090.7346 | 19.5191 | -1071.2155 | 0 | 0 | 1810.613 | 0 | 0
1547 | 1851.263 | 556.09 | 1424.7945 | 1424.7945 | 0 | 0 | 0 | 0 | 0 | 498.3063
1548 | 1924.839 | 742.64 | 1869.2336 | 1869.2336 | 0 | 0 | 0 | 0 | 0 | 130.2983
1549 | 1677.954 | 435.71 | 1102.926 | 31.7106 | -1071.2155 | 0 | 0 | 1647.428 | 0 | 0
1550 | 1718.738 | 171.19 | 424.0121 | 0 | -424.0121 | 0 | 0 | 1718.738 | 0 | 0
1551 | 1907.596 | 428.38 | 1105.5843 | 1002.7593 | -102.825 | 0 | 0 | 942.295 | 0 | 0
1552 | 1688.519 | 432.42 | 1143.9546 | 1143.9546 | 0 | 0 | 0 | 587.297 | 0 | 0
1553 | 2091.005 | 296.29 | 784.2893 | 784.2893 | 0 | 0 | 0 | 1336.013 | 0 | 0
1554 | 1608.296 | 63.85 | 137.4443 | 137.4443 | 0 | 0 | 0 | 444.786 | 0 | 1071.2155
1555 | 1773.255 | 0 | 0 | 0 | 0 | 0 | 0 | 742.055 | 0 | 1071.2155
1556 | 1601.6 | 0 | 0 | 0 | 0 | 0 | 0 | 570.4 | 0 | 1071.2155
1557 | 1201.6 | 0 | 0 | 0 | 0 | 0 | 0 | 1201.6 | 0 | 0
1558 | 1380.8 | 0 | 0 | 0 | 0 | 0 | 0 | 1380.8 | 0 | 0
1559 | 1320.8 | 0 | 0 | 0 | 0 | 0 | 0 | 1320.8 | 0 | 0
1560 | 361.6 | 0 | 0 | 0 | 0 | 0 | 0 | 361.6 | 0 | 0
1561 | 110.4 | 0 | 0 | 0 | 0 | 0 | 0 | 110.4 | 0 | 0
1562 | 116.8 | 0 | 0 | 0 | 0 | 0 | 0 | 116.8 | 0 | 0
1563 | 111.2 | 0 | 0 | 0 | 0 | 0 | 0 | 111.2 | 0 | 0
1564 | 113.6 | 0 | 0 | 0 | 0 | 0 | 0 | 113.6 | 0 | 0
1565 | 110.4 | 0 | 0 | 0 | 0 | 0 | 0 | 110.4 | 0 | 0
1566 | 114.4 | 0 | 0 | 0 | 0 | 0 | 0 | 114.4 | 0 | 0
1567 | 98.4 | 44.29 | 82.3377 | 0 | -82.3377 | 0 | 0 | 98.4 | 0 | 0
1568 | 220.236 | 267.1 | 697.5615 | 0 | -697.5615 | 0 | 0 | 220.236 | 0 | 0
1569 | 1212.985 | 512.7 | 1350.9168 | 404.9926 | -945.9242 | 0 | 0 | 823.121 | 0 | 0
1570 | 1238.812 | 727.34 | 1833.5984 | 1286.8838 | -546.7146 | 0 | 0 | 0 | 0 | 0
1571 | 1664.717 | 783.38 | 1916.4888 | 1729.3159 | -187.1729 | 0 | 0 | 0 | 0 | 0
1572 | 1556.917 | 859.52 | 2044.4373 | 1617.3328 | -427.1046 | 0 | 0 | 0 | 0 | 0
1573 | 1408.483 | 853.19 | 2011.394 | 1463.1388 | -548.2552 | 0 | 0 | 0 | 0 | 0
1574 | 1587.586 | 741.62 | 1790.5607 | 1649.1919 | -141.3689 | 0 | 0 | 0 | 0 | 0
1575 | 1726.378 | 628.86 | 1578.3454 | 1578.3454 | 0 | 0 | 0 | 206.992 | 0 | 0
1576 | 1711.478 | 456.89 | 1191.0021 | 1191.0021 | 0 | 0 | 0 | 564.966 | 0 | 0
1577 | 1544.327 | 230.59 | 600.7242 | 600.7242 | 0 | 0 | 0 | 966.043 | 0 | 0
1578 | 1402.659 | 57.95 | 121.6679 | 121.6679 | 0 | 0 | 0 | 254.336 | 0 | 1071.2155
1579 | 1439.865 | 0 | 0 | 0 | 0 | 0 | 0 | 408.665 | 0 | 1071.2155
1580 | 1459.2 | 0 | 0 | 0 | 0 | 0 | 0 | 428 | 0 | 1071.2155
1581 | 1510.4 | 0 | 0 | 0 | 0 | 0 | 0 | 1510.4 | 0 | 0
1582 | 1384 | 0 | 0 | 0 | 0 | 0 | 0 | 1384 | 0 | 0
1583 | 1400 | 0 | 0 | 0 | 0 | 0 | 0 | 1400 | 0 | 0
1584 | 472 | 0 | 0 | 0 | 0 | 0 | 0 | 472 | 0 | 0
1585 | 416.8 | 0 | 0 | 0 | 0 | 0 | 0 | 416.8 | 0 | 0
1586 | 390.4 | 0 | 0 | 0 | 0 | 0 | 0 | 390.4 | 0 | 0
1587 | 431.2 | 0 | 0 | 0 | 0 | 0 | 0 | 431.2 | 0 | 0
1588 | 381.6 | 0 | 0 | 0 | 0 | 0 | 0 | 381.6 | 0 | 0
1589 | 384 | 0 | 0 | 0 | 0 | 0 | 0 | 384 | 0 | 0
1590 | 484.8 | 0 | 0 | 0 | 0 | 0 | 0 | 484.8 | 0 | 0
1591 | 424 | 41.62 | 77.4865 | 0 | -77.4865 | 0 | 0 | 424 | 0 | 0
1592 | 433.137 | 261.43 | 682.7233 | 0 | -682.7233 | 0 | 0 | 433.137 | 0 | 0
1593 | 1644.823 | 505.61 | 1320.6055 | 249.39 | -1071.2155 | 0 | 0 | 1404.749 | 0 | 0
1594 | 1786.904 | 713.87 | 1763.7876 | 1049.9698 | -713.8178 | 0 | 0 | 776.157 | 0 | 0
1595 | 1792.2 | 849.2 | 2024.3115 | 1861.7459 | -162.5657 | 0 | 0 | 0 | 0 | 0
1596 | 1606.691 | 938.82 | 2199.1424 | 1669.0382 | -530.1041 | 0 | 0 | 0 | 0 | 0
1597 | 1894.24 | 951.03 | 2221.4621 | 1967.7455 | -253.7166 | 0 | 0 | 0 | 0 | 0
1598 | 1829.242 | 828.76 | 1985.0364 | 1900.2253 | -84.8111 | 0 | 0 | 0 | 0 | 0
1599 | 1903.518 | 737.68 | 1813.6409 | 1813.6409 | 0 | 0 | 0 | 157.626 | 0 | 0
1600 | 1476.616 | 530.46 | 1357.9162 | 1357.9162 | 0 | 0 | 0 | 169.425 | 0 | 0
1601 | 1535.769 | 288.12 | 742.6883 | 742.6883 | 0 | 0 | 0 | 820.824 | 0 | 0
1602 | 1485.795 | 62.78 | 129.273 | 129.273 | 0 | 0 | 0 | 330.151 | 0 | 1071.2155
1603 | 1357.077 | 0 | 0 | 0 | 0 | 0 | 0 | 325.877 | 0 | 1071.2155
1604 | 1589.6 | 0 | 0 | 0 | 0 | 0 | 0 | 558.4 | 0 | 1071.2155
1605 | 1525.6 | 0 | 0 | 0 | 0 | 0 | 0 | 1525.6 | 0 | 0
1606 | 1258.4 | 0 | 0 | 0 | 0 | 0 | 0 | 1258.4 | 0 | 0
1607 | 1140 | 0 | 0 | 0 | 0 | 0 | 0 | 1140 | 0 | 0
1608 | 1290.4 | 0 | 0 | 0 | 0 | 0 | 0 | 1290.4 | 0 | 0
1609 | 1470.4 | 0 | 0 | 0 | 0 | 0 | 0 | 1470.4 | 0 | 0
1610 | 904.8 | 0 | 0 | 0 | 0 | 0 | 0 | 904.8 | 0 | 0
1611 | 1167.2 | 0 | 0 | 0 | 0 | 0 | 0 | 1167.2 | 0 | 0
1612 | 1140.8 | 0 | 0 | 0 | 0 | 0 | 0 | 1140.8 | 0 | 0
1613 | 1201.6 | 0 | 0 | 0 | 0 | 0 | 0 | 1201.6 | 0 | 0
1614 | 1211.2 | 0 | 0 | 0 | 0 | 0 | 0 | 1211.2 | 0 | 0
1615 | 1014.4 | 38.37 | 73.0789 | 73.0789 | 0 | 0 | 0 | 944.051 | 0 | 0
1616 | 337.397 | 254.93 | 670.3906 | 350.4896 | -319.901 | 0 | 0 | 0 | 0 | 0
1617 | 274.291 | 498.77 | 1314.9128 | 284.9348 | -1029.978 | 0 | 0 | 0 | 0 | 0
1618 | 264.437 | 708.02 | 1791.8385 | 274.6984 | -1071.2155 | 0 | 445.9246 | 0 | 0 | 0
1619 | 281.379 | 858.28 | 2096.4316 | 292.2978 | -1071.2155 | 0 | 732.9183 | 0 | 0 | 0
1620 | 297.305 | 945.55 | 2262.7017 | 308.8418 | -84.1297 | 0 | 1869.7301 | 0 | 0 | 0
1621 | 288.999 | 876.2 | 2110.8938 | 300.2135 | 0 | 0 | 1810.6803 | 0 | 0 | 0
1622 | 276.252 | 666.32 | 1645.9705 | 286.9719 | 0 | 0 | 1358.9987 | 0 | 0 | 0
1623 | 267.096 | 316.18 | 796.0828 | 277.4606 | 0 | 0 | 518.6222 | 0 | 0 | 0
1624 | 204.599 | 300.06 | 773.0941 | 212.5384 | 0 | 0 | 560.5557 | 0 | 0 | 0
1625 | 286.349 | 213.92 | 551.2251 | 297.4607 | 0 | 0 | 253.7644 | 0 | 0 | 0
1626 | 229.93 | 52.13 | 106.8857 | 106.8857 | 0 | 0 | 0 | 0 | 0 | 131.9666
1627 | 205.13 | 0 | 0 | 0 | 0 | 0 | 0 | 0 | 0 | 213.09
1628 | 299.2 | 0 | 0 | 0 | 0 | 0 | 0 | 0 | 0 | 310.8104
1629 | 287.2 | 0 | 0 | 0 | 0 | 0 | 0 | 0 | 0 | 298.3447
1630 | 292 | 0 | 0 | 0 | 0 | 0 | 0 | 0 | 0 | 303.331
1631 | 230.4 | 0 | 0 | 0 | 0 | 0 | 0 | 0 | 0 | 239.3406
1632 | 164.8 | 0 | 0 | 0 | 0 | 0 | 0 | 0 | 0 | 171.195
1633 | 195.2 | 0 | 0 | 0 | 0 | 0 | 0 | 23.548 | 0 | 178.3129
1634 | 238.4 | 0 | 0 | 0 | 0 | 0 | 0 | 0 | 0 | 247.6511
1635 | 187.2 | 0 | 0 | 0 | 0 | 0 | 0 | 0 | 0 | 194.4642
1636 | 148.8 | 0 | 0 | 0 | 0 | 0 | 0 | 0 | 0 | 154.5741
1637 | 132.8 | 0 | 0 | 0 | 0 | 0 | 0 | 0 | 0 | 137.9533
1638 | 192.8 | 0 | 0 | 0 | 0 | 0 | 0 | 0 | 0 | 200.2816
1639 | 120 | 42.19 | 79.3553 | 79.3553 | 0 | 0 | 0 | 0 | 0 | 45.3012
1640 | 191.45 | 262.62 | 689.5669 | 198.8792 | -490.6877 | 0 | 0 | 0 | 0 | 0
1641 | 866.164 | 508.37 | 1335.05 | 899.7753 | -435.2748 | 0 | 0 | 0 | 0 | 0
1642 | 1455.515 | 722.12 | 1807.8922 | 1511.9959 | -295.8963 | 0 | 0 | 0 | 0 | 0
1643 | 1743.462 | 881.33 | 2117.3469 | 1811.1166 | -306.2303 | 0 | 0 | 0 | 0 | 0
1644 | 1648.641 | 969.33 | 2267.7149 | 1712.6161 | -555.0988 | 0 | 0 | 0 | 0 | 0
1645 | 1680.833 | 974.64 | 2270.2922 | 1746.0573 | -524.2349 | 0 | 0 | 0 | 0 | 0
1646 | 1635.438 | 895.83 | 2131.7395 | 1698.9008 | -432.8388 | 0 | 0 | 0 | 0 | 0
1647 | 1660.537 | 741.54 | 1830.4301 | 1724.9737 | -105.4563 | 0 | 0 | 0 | 0 | 0
1648 | 1717.571 | 535.72 | 1380.6619 | 1380.6619 | 0 | 0 | 0 | 388.484 | 0 | 0
1649 | 1588.152 | 291.88 | 757.9597 | 757.9597 | 0 | 0 | 0 | 858.506 | 0 | 0
1650 | 1863.569 | 64.09 | 133.8604 | 133.8604 | 0 | 0 | 0 | 703.509 | 0 | 1071.2155
1651 | 1540.524 | 0 | 0 | 0 | 0 | 0 | 0 | 509.324 | 0 | 1071.2155
1652 | 1230.4 | 0 | 0 | 0 | 0 | 0 | 0 | 199.2 | 0 | 1071.2155
1653 | 1436 | 0 | 0 | 0 | 0 | 0 | 0 | 1436 | 0 | 0
1654 | 1564.8 | 0 | 0 | 0 | 0 | 0 | 0 | 1564.8 | 0 | 0
1655 | 1647.2 | 0 | 0 | 0 | 0 | 0 | 0 | 1647.2 | 0 | 0
1656 | 1421.6 | 0 | 0 | 0 | 0 | 0 | 0 | 1421.6 | 0 | 0
1657 | 1376.8 | 0 | 0 | 0 | 0 | 0 | 0 | 1376.8 | 0 | 0
1658 | 1502.4 | 0 | 0 | 0 | 0 | 0 | 0 | 1502.4 | 0 | 0
1659 | 1624 | 0 | 0 | 0 | 0 | 0 | 0 | 1624 | 0 | 0
1660 | 1292.8 | 0 | 0 | 0 | 0 | 0 | 0 | 1292.8 | 0 | 0
1661 | 1245.6 | 0 | 0 | 0 | 0 | 0 | 0 | 1245.6 | 0 | 0
1662 | 1281.6 | 0 | 0 | 0 | 0 | 0 | 0 | 1281.6 | 0 | 0
1663 | 1044.8 | 28.68 | 51.0406 | 0 | -51.0406 | 0 | 0 | 1044.8 | 0 | 0
1664 | 1268.07 | 248.83 | 660.6466 | 0 | -660.6466 | 0 | 0 | 1268.07 | 0 | 0
1665 | 1664.469 | 434.67 | 1166.7076 | 712.6606 | -454.047 | 0 | 0 | 978.43 | 0 | 0
1666 | 1354.034 | 703.1 | 1832.0007 | 1406.5769 | -425.4238 | 0 | 0 | 0 | 0 | 0
1667 | 1675.929 | 325.75 | 836.4352 | 836.4352 | 0 | 0 | 0 | 0 | 0 | 904.5278
1668 | 1404.339 | 939.84 | 2364.7538 | 1458.834 | -905.9198 | 0 | 0 | 0 | 0 | 0
1669 | 1405.495 | 956.67 | 2411.8512 | 1460.0349 | -951.8163 | 0 | 0 | 0 | 0 | 0
1670 | 1385.337 | 810.84 | 2075.4114 | 1439.0947 | -636.3167 | 0 | 0 | 0 | 0 | 0
1671 | 1426.323 | 758.6 | 1979.5443 | 1481.6711 | -497.8731 | 0 | 0 | 0 | 0 | 0
1672 | 1546.268 | 554.91 | 1490.2651 | 1490.2651 | 0 | 0 | 0 | 111.672 | 0 | 0
1673 | 1512.557 | 315.26 | 838.8577 | 838.8577 | 0 | 0 | 0 | 705.035 | 0 | 0
1674 | 1715.266 | 79.85 | 165.9532 | 165.9532 | 0 | 0 | 0 | 524.312 | 0 | 1071.2155
1675 | 1546.02 | 0 | 0 | 0 | 0 | 0 | 0 | 514.82 | 0 | 1071.2155
1676 | 1220 | 0 | 0 | 0 | 0 | 0 | 0 | 188.8 | 0 | 1071.2155
1677 | 1550.4 | 0 | 0 | 0 | 0 | 0 | 0 | 1550.4 | 0 | 0
1678 | 1778.4 | 0 | 0 | 0 | 0 | 0 | 0 | 1778.4 | 0 | 0
1679 | 1676.8 | 0 | 0 | 0 | 0 | 0 | 0 | 1676.8 | 0 | 0
1680 | 1480.8 | 0 | 0 | 0 | 0 | 0 | 0 | 1480.8 | 0 | 0
1681 | 1334.4 | 0 | 0 | 0 | 0 | 0 | 0 | 1334.4 | 0 | 0
1682 | 1472 | 0 | 0 | 0 | 0 | 0 | 0 | 1472 | 0 | 0
1683 | 1444.8 | 0 | 0 | 0 | 0 | 0 | 0 | 1444.8 | 0 | 0
1684 | 230.4 | 0 | 0 | 0 | 0 | 0 | 0 | 230.4 | 0 | 0
1685 | 354.4 | 0 | 0 | 0 | 0 | 0 | 0 | 354.4 | 0 | 0
1686 | 880.8 | 0 | 0 | 0 | 0 | 0 | 0 | 880.8 | 0 | 0
1687 | 1391.249 | 57.95 | 112.1629 | 112.1629 | 0 | 0 | 0 | 1283.276 | 0 | 0
1688 | 1367.166 | 290.94 | 768.863 | 768.863 | 0 | 0 | 0 | 627.024 | 0 | 0
1689 | 1114.978 | 544.83 | 1465.9914 | 1158.2444 | -307.7469 | 0 | 0 | 0 | 0 | 0
1690 | 991.078 | 769.84 | 1994.3555 | 1029.5365 | -964.819 | 0 | 0 | 0 | 0 | 0
1691 | 1722.516 | 935.81 | 2339.9804 | 1789.3578 | -550.6226 | 0 | 0 | 0 | 0 | 0
1692 | 1259.699 | 1025.3 | 2507.8513 | 1308.5813 | -1071.2155 | 0 | 128.0545 | 0 | 0 | 0
1693 | 1018.275 | 1030.87 | 2511.7385 | 1057.7899 | -682.0366 | 0 | 771.9119 | 0 | 0 | 0
1694 | 905.101 | 923.13 | 2290.3266 | 940.2232 | 0 | 0 | 1350.1034 | 0 | 0 | 0
1695 | 1153.41 | 803.51 | 2049.6979 | 1198.1678 | 0 | 0 | 851.5301 | 0 | 0 | 0
1696 | 1638.025 | 588.8 | 1557.9402 | 1557.9402 | 0 | 0 | 0 | 138.282 | 0 | 0
1697 | 1603.774 | 336.68 | 884.5007 | 884.5007 | 0 | 0 | 0 | 752.314 | 0 | 0
1698 | 1509.175 | 89.24 | 177.271 | 177.271 | 0 | 0 | 0 | 307.326 | 0 | 1071.2155
1699 | 994.822 | 0 | 0 | 0 | 0 | 0 | 0 | 0 | 0 | 1033.4258
1700 | 1233.6 | 0 | 0 | 0 | 0 | 0 | 0 | 202.4 | 0 | 1071.2155
1701 | 1465.6 | 0 | 0 | 0 | 0 | 0 | 0 | 1465.6 | 0 | 0
1702 | 1463.2 | 0 | 0 | 0 | 0 | 0 | 0 | 1463.2 | 0 | 0
1703 | 1261.6 | 0 | 0 | 0 | 0 | 0 | 0 | 1261.6 | 0 | 0
1704 | 1423.2 | 0 | 0 | 0 | 0 | 0 | 0 | 1423.2 | 0 | 0
1705 | 1556.8 | 0 | 0 | 0 | 0 | 0 | 0 | 1556.8 | 0 | 0
1706 | 1232.8 | 0 | 0 | 0 | 0 | 0 | 0 | 1232.8 | 0 | 0
1707 | 1564 | 0 | 0 | 0 | 0 | 0 | 0 | 1564 | 0 | 0
1708 | 1275.2 | 0 | 0 | 0 | 0 | 0 | 0 | 1275.2 | 0 | 0
1709 | 1312.8 | 0 | 0 | 0 | 0 | 0 | 0 | 1312.8 | 0 | 0
1710 | 1168 | 0 | 0 | 0 | 0 | 0 | 0 | 1168 | 0 | 0
1711 | 1272.8 | 65.14 | 123.1752 | 123.1752 | 0 | 0 | 0 | 1154.226 | 0 | 0
1712 | 922.415 | 304.54 | 801.3849 | 801.3849 | 0 | 0 | 0 | 114.588 | 0 | 37.7896
1713 | 1110.192 | 559.02 | 1497.9263 | 1153.2727 | -344.6536 | 0 | 0 | 0 | 0 | 0
1714 | 1567.16 | 769.48 | 1983.1281 | 1627.9733 | -355.1549 | 0 | 0 | 0 | 0 | 0
1715 | 1212.443 | 916.93 | 2278.6141 | 1259.4915 | -1019.1225 | 0 | 0 | 0 | 0 | 0
1716 | 1091.61 | 1001.3 | 2433.2557 | 1133.9697 | -1071.2155 | 0 | 228.0706 | 0 | 0 | 0
1717 | 971.536 | 1004.36 | 2445.5354 | 1009.2362 | -786.2942 | 0 | 650.0051 | 0 | 0 | 0
1718 | 1055.456 | 809.98 | 2024.7935 | 1096.4127 | 0 | 0 | 928.3808 | 0 | 0 | 0
1719 | 957.674 | 779.29 | 1992.6509 | 994.8363 | 0 | 0 | 997.8146 | 0 | 0 | 0
1720 | 997.558 | 568.54 | 1505.7028 | 1036.268 | 0 | 0 | 469.4348 | 0 | 0 | 0
1721 | 1166.299 | 321.19 | 846.2893 | 846.2893 | 0 | 0 | 0 | 351.623 | 0 | 0
1722 | 1040.947 | 82.11 | 168.1565 | 168.1565 | 0 | 0 | 0 | 0 | 0 | 913.1842
1723 | 1287.915 | 0 | 0 | 0 | 0 | 0 | 0 | 256.715 | 0 | 1071.2155
1724 | 1227.2 | 0 | 0 | 0 | 0 | 0 | 0 | 196 | 0 | 1071.2155
1725 | 1147.2 | 0 | 0 | 0 | 0 | 0 | 0 | 1147.2 | 0 | 0
1726 | 1378.4 | 0 | 0 | 0 | 0 | 0 | 0 | 1378.4 | 0 | 0
1727 | 1175.2 | 0 | 0 | 0 | 0 | 0 | 0 | 1175.2 | 0 | 0
1728 | 160.8 | 0 | 0 | 0 | 0 | 0 | 0 | 160.8 | 0 | 0
1729 | 104.8 | 0 | 0 | 0 | 0 | 0 | 0 | 104.8 | 0 | 0
1730 | 106.4 | 0 | 0 | 0 | 0 | 0 | 0 | 106.4 | 0 | 0
1731 | 102.4 | 0 | 0 | 0 | 0 | 0 | 0 | 102.4 | 0 | 0
1732 | 108 | 0 | 0 | 0 | 0 | 0 | 0 | 108 | 0 | 0
1733 | 101.6 | 0 | 0 | 0 | 0 | 0 | 0 | 53.472 | 0 | 49.9956
1734 | 104 | 0 | 0 | 0 | 0 | 0 | 0 | 0 | 0 | 108.0357
1735 | 86.785 | 69.55 | 130.6214 | 90.1527 | -40.4687 | 0 | 0 | 0 | 0 | 0
1736 | 102.491 | 313.03 | 826.043 | 106.4681 | -719.5749 | 0 | 0 | 0 | 0 | 0
1737 | 1053.719 | 570.49 | 1532.9372 | 1094.6083 | -438.3289 | 0 | 0 | 0 | 0 | 0
1738 | 1351.25 | 792.48 | 2049.5493 | 1403.6849 | -645.8644 | 0 | 0 | 0 | 0 | 0
1739 | 1014.359 | 951.51 | 2382.9578 | 1053.7209 | -1071.2155 | 0 | 258.0214 | 0 | 0 | 0
1740 | 1130.671 | 584.14 | 1475.8954 | 1174.5464 | -301.3489 | 0 | 0 | 0 | 0 | 0
1741 | 1327.615 | 711.91 | 1782.136 | 1379.1328 | -359.6394 | 0 | 43.3639 | 0 | 0 | 0
1742 | 1312.509 | 960.03 | 2402.9195 | 1363.4406 | 0 | 0 | 1039.4789 | 0 | 0 | 0
1743 | 1182.509 | 808.98 | 2084.4064 | 1228.396 | 0 | 0 | 856.0104 | 0 | 0 | 0
1744 | 1270.68 | 593.39 | 1583.3649 | 1319.9884 | 0 | 0 | 263.3765 | 0 | 0 | 0
1745 | 1403.753 | 339.53 | 898.1745 | 898.1745 | 0 | 0 | 0 | 539.13 | 0 | 0
1746 | 1739.825 | 90.05 | 179.1969 | 179.1969 | 0 | 0 | 0 | 536.122 | 0 | 1071.2155
1747 | 1588.775 | 0 | 0 | 0 | 0 | 0 | 0 | 557.575 | 0 | 1071.2155
1748 | 1500.8 | 0 | 0 | 0 | 0 | 0 | 0 | 469.6 | 0 | 1071.2155
1749 | 1536 | 0 | 0 | 0 | 0 | 0 | 0 | 1536 | 0 | 0
1750 | 1589.6 | 0 | 0 | 0 | 0 | 0 | 0 | 1589.6 | 0 | 0
1751 | 1916 | 0 | 0 | 0 | 0 | 0 | 0 | 1916 | 0 | 0
1752 | 192 | 0 | 0 | 0 | 0 | 0 | 0 | 192 | 0 | 0
1753 | 107.2 | 0 | 0 | 0 | 0 | 0 | 0 | 107.2 | 0 | 0
1754 | 116 | 0 | 0 | 0 | 0 | 0 | 0 | 116 | 0 | 0
1755 | 110.4 | 0 | 0 | 0 | 0 | 0 | 0 | 110.4 | 0 | 0
1756 | 110.4 | 0 | 0 | 0 | 0 | 0 | 0 | 110.4 | 0 | 0
1757 | 108 | 0 | 0 | 0 | 0 | 0 | 0 | 108 | 0 | 0
1758 | 110.4 | 0 | 0 | 0 | 0 | 0 | 0 | 110.4 | 0 | 0
1759 | 103.221 | 74.32 | 137.0703 | 107.2265 | -29.8438 | 0 | 0 | 0 | 0 | 0
1760 | 126.773 | 324.47 | 860.5469 | 131.6924 | -728.8545 | 0 | 0 | 0 | 0 | 0
1761 | 999.966 | 574.05 | 1559.2989 | 1038.7694 | -520.5295 | 0 | 0 | 0 | 0 | 0
1762 | 1972.895 | 799.4 | 2098.5196 | 2049.4527 | -49.0669 | 0 | 0 | 0 | 0 | 0
1763 | 1497.263 | 951.9 | 2425.3587 | 1555.3639 | -869.9948 | 0 | 0 | 0 | 0 | 0
1764 | 1447.357 | 976.32 | 2449.3759 | 1503.5213 | -945.8546 | 0 | 0 | 0 | 0 | 0
1765 | 1492.397 | 1037.67 | 2589.5408 | 1550.3081 | -432.2955 | 0 | 606.9373 | 0 | 0 | 0
1766 | 1665.983 | 946.85 | 2390.2492 | 1730.6311 | 0 | 0 | 659.6182 | 0 | 0 | 0
1767 | 1335.156 | 779.82 | 2013.6513 | 1386.9664 | 0 | 0 | 626.6849 | 0 | 0 | 0
1768 | 1587.901 | 568.67 | 1514.5607 | 1514.5607 | 0 | 0 | 0 | 129.917 | 0 | 0
1769 | 1409.122 | 313.01 | 826.6341 | 826.6341 | 0 | 0 | 0 | 613.367 | 0 | 0
1770 | 1956.792 | 74.87 | 157.489 | 157.489 | 0 | 0 | 0 | 773.986 | 0 | 1071.2155
1771 | 1705.486 | 0 | 0 | 0 | 0 | 0 | 0 | 674.286 | 0 | 1071.2155
1772 | 1647.2 | 0 | 0 | 0 | 0 | 0 | 0 | 616 | 0 | 1071.2155
1773 | 1580.8 | 0 | 0 | 0 | 0 | 0 | 0 | 1580.8 | 0 | 0
1774 | 1783.2 | 0 | 0 | 0 | 0 | 0 | 0 | 1783.2 | 0 | 0
1775 | 1466.4 | 0 | 0 | 0 | 0 | 0 | 0 | 1466.4 | 0 | 0
1776 | 1642.4 | 0 | 0 | 0 | 0 | 0 | 0 | 1642.4 | 0 | 0
1777 | 1504 | 0 | 0 | 0 | 0 | 0 | 0 | 1504 | 0 | 0
1778 | 1396 | 0 | 0 | 0 | 0 | 0 | 0 | 1396 | 0 | 0
1779 | 1258.4 | 0 | 0 | 0 | 0 | 0 | 0 | 1258.4 | 0 | 0
1780 | 1348.8 | 0 | 0 | 0 | 0 | 0 | 0 | 1348.8 | 0 | 0
1781 | 1135.2 | 0 | 0 | 0 | 0 | 0 | 0 | 1135.2 | 0 | 0
1782 | 1196.8 | 0 | 0 | 0 | 0 | 0 | 0 | 1196.8 | 0 | 0
1783 | 1208.997 | 59.67 | 119.3732 | 119.3732 | 0 | 0 | 0 | 1094.083 | 0 | 0
1784 | 230.659 | 295.75 | 783.5922 | 239.6097 | -543.9826 | 0 | 0 | 0 | 0 | 0
1785 | 288.152 | 529.96 | 1421.2324 | 299.3337 | -1071.2155 | 0 | 50.6833 | 0 | 0 | 0
1786 | 332.224 | 764.06 | 1972.1791 | 345.1159 | -1071.2155 | 0 | 555.8478 | 0 | 0 | 0
1787 | 287.755 | 922.48 | 2313.0764 | 298.9213 | -890.0271 | 0 | 1124.128 | 0 | 0 | 0
1788 | 233.034 | 1008.35 | 2492.8966 | 242.0768 | 0 | 0 | 2250.8198 | 0 | 0 | 0
1789 | 257.376 | 1007.76 | 2494.0829 | 267.3634 | 0 | 0 | 2226.7195 | 0 | 0 | 0
1790 | 254.785 | 920.68 | 2316.6219 | 264.6719 | 0 | 0 | 2051.95 | 0 | 0 | 0
1791 | 276.33 | 769.08 | 1985.16 | 287.0529 | 0 | 0 | 1698.1071 | 0 | 0 | 0
1792 | 204.693 | 553.91 | 1472.3925 | 212.6361 | 0 | 0 | 1259.7564 | 0 | 0 | 0
1793 | 301.357 | 286.02 | 753.9001 | 313.0511 | 0 | 0 | 440.849 | 0 | 0 | 0
1794 | 228.211 | 70.33 | 148.4629 | 148.4629 | 0 | 0 | 0 | 0 | 0 | 88.6038
1795 | 216.305 | 0 | 0 | 0 | 0 | 0 | 0 | 0 | 0 | 224.6987
1796 | 242.4 | 0 | 0 | 0 | 0 | 0 | 0 | 0 | 0 | 251.8063
1797 | 200.8 | 0 | 0 | 0 | 0 | 0 | 0 | 0 | 0 | 208.592
1798 | 296 | 0 | 0 | 0 | 0 | 0 | 0 | 0 | 0 | 307.4862
1799 | 268 | 0 | 0 | 0 | 0 | 0 | 0 | 0 | 0 | 278.3997
1800 | 291.2 | 0 | 0 | 0 | 0 | 0 | 0 | 0 | 0 | 302.4999
1801 | 237.6 | 0 | 0 | 0 | 0 | 0 | 0 | 0 | 0 | 246.82
1802 | 191.2 | 0 | 0 | 0 | 0 | 0 | 0 | 0 | 0 | 198.6195
1803 | 243.2 | 0 | 0 | 0 | 0 | 0 | 0 | 0 | 0 | 252.6373
1804 | 204 | 0 | 0 | 0 | 0 | 0 | 0 | 0 | 0 | 211.9162
1805 | 236 | 0 | 0 | 0 | 0 | 0 | 0 | 0 | 0 | 245.1579
1806 | 293.6 | 0 | 0 | 0 | 0 | 0 | 0 | 0 | 0 | 304.9931
1807 | 169.6 | 63.27 | 124.0593 | 124.0593 | 0 | 0 | 0 | 0 | 0 | 52.122
1808 | 205.306 | 309.06 | 817.3825 | 213.2728 | -604.1096 | 0 | 0 | 0 | 0 | 0
1809 | 1200.592 | 567.37 | 1529.2588 | 1247.1807 | -282.0781 | 0 | 0 | 0 | 0 | 0
1810 | 1832.064 | 637.16 | 1659.4573 | 1659.4573 | 0 | 0 | 0 | 0 | 0 | 243.6994
1811 | 1718.381 | 926.37 | 2345.4934 | 1785.0623 | -560.431 | 0 | 0 | 0 | 0 | 0
1812 | 1345.557 | 1010.3 | 2511.5203 | 1397.771 | -1071.2155 | 0 | 42.5339 | 0 | 0 | 0
1813 | 1408.003 | 999.85 | 2479.9344 | 1462.6402 | -1017.2942 | 0 | 0 | 0 | 0 | 0
1814 | 1247.32 | 771.27 | 1947.2156 | 1295.7219 | -268.7949 | 0 | 382.6988 | 0 | 0 | 0
1815 | 1222.285 | 654.14 | 1686.7758 | 1269.7155 | 0 | 0 | 417.0604 | 0 | 0 | 0
1816 | 1327.605 | 532.35 | 1410.4558 | 1379.1224 | 0 | 0 | 31.3335 | 0 | 0 | 0
1817 | 1517.328 | 312.76 | 822.9307 | 822.9307 | 0 | 0 | 0 | 725.138 | 0 | 0
1818 | 1493.831 | 75.92 | 158.3273 | 158.3273 | 0 | 0 | 0 | 310.218 | 0 | 1071.2155
1819 | 1418.435 | 0 | 0 | 0 | 0 | 0 | 0 | 387.235 | 0 | 1071.2155
1820 | 1030.4 | 0 | 0 | 0 | 0 | 0 | 0 | 0 | 0 | 1070.3844
1821 | 1524 | 0 | 0 | 0 | 0 | 0 | 0 | 1524 | 0 | 0
1822 | 1386.4 | 0 | 0 | 0 | 0 | 0 | 0 | 1386.4 | 0 | 0
1823 | 1324 | 0 | 0 | 0 | 0 | 0 | 0 | 1324 | 0 | 0
1824 | 1220 | 0 | 0 | 0 | 0 | 0 | 0 | 1220 | 0 | 0
1825 | 1348.8 | 0 | 0 | 0 | 0 | 0 | 0 | 1348.8 | 0 | 0
1826 | 1544.8 | 0 | 0 | 0 | 0 | 0 | 0 | 1544.8 | 0 | 0
1827 | 1356 | 0 | 0 | 0 | 0 | 0 | 0 | 1356 | 0 | 0
1828 | 1223.2 | 0 | 0 | 0 | 0 | 0 | 0 | 1223.2 | 0 | 0
1829 | 995.2 | 0 | 0 | 0 | 0 | 0 | 0 | 995.2 | 0 | 0
1830 | 1268 | 0 | 0 | 0 | 0 | 0 | 0 | 1268 | 0 | 0
1831 | 1071.282 | 59.74 | 123.0277 | 0 | -123.0277 | 0 | 0 | 1071.282 | 0 | 0
1832 | 1080.559 | 282.66 | 750.7992 | 0 | -750.7992 | 0 | 0 | 1080.559 | 0 | 0
1833 | 1433.37 | 535.52 | 1433.4373 | 1083.9128 | -349.5246 | 0 | 0 | 389.947 | 0 | 0
1834 | 1536.183 | 756.16 | 1942.942 | 1595.7942 | -347.1478 | 0 | 0 | 0 | 0 | 0
1835 | 1523.623 | 904.66 | 2238.9982 | 1582.7468 | -656.2514 | 0 | 0 | 0 | 0 | 0
1836 | 1417.562 | 974.9 | 2360.7617 | 1472.5701 | -888.1916 | 0 | 0 | 0 | 0 | 0
1837 | 1857.995 | 991.16 | 2390.6679 | 1930.094 | -460.5738 | 0 | 0 | 0 | 0 | 0
1838 | 1821.112 | 654.07 | 1634.1697 | 1634.1697 | 0 | 0 | 0 | 247.987 | 0 | 0
1839 | 2055.08 | 680.85 | 1733.3351 | 1733.3351 | 0 | 0 | 0 | 386.494 | 0 | 0
1840 | 1685.353 | 531.67 | 1400.9965 | 1400.9965 | 0 | 0 | 0 | 336.691 | 0 | 0
1841 | 1935.979 | 298.41 | 785.8142 | 785.8142 | 0 | 0 | 0 | 1179.519 | 0 | 0
1842 | 1652.92 | 69.09 | 147.3399 | 147.3399 | 0 | 0 | 0 | 479.884 | 0 | 1071.2155
1843 | 1211.742 | 0 | 0 | 0 | 0 | 0 | 0 | 180.542 | 0 | 1071.2155
1844 | 1214.4 | 0 | 0 | 0 | 0 | 0 | 0 | 183.2 | 0 | 1071.2155
1845 | 1048 | 0 | 0 | 0 | 0 | 0 | 0 | 1048 | 0 | 0
1846 | 1320.8 | 0 | 0 | 0 | 0 | 0 | 0 | 1320.8 | 0 | 0
1847 | 1692 | 0 | 0 | 0 | 0 | 0 | 0 | 1692 | 0 | 0
1848 | 1456.8 | 0 | 0 | 0 | 0 | 0 | 0 | 1456.8 | 0 | 0
1849 | 1660.8 | 0 | 0 | 0 | 0 | 0 | 0 | 1660.8 | 0 | 0
1850 | 1558.4 | 0 | 0 | 0 | 0 | 0 | 0 | 1558.4 | 0 | 0
1851 | 1351.2 | 0 | 0 | 0 | 0 | 0 | 0 | 1351.2 | 0 | 0
1852 | 954.4 | 0 | 0 | 0 | 0 | 0 | 0 | 954.4 | 0 | 0
1853 | 1149.6 | 0 | 0 | 0 | 0 | 0 | 0 | 1149.6 | 0 | 0
1854 | 950.4 | 0 | 0 | 0 | 0 | 0 | 0 | 950.4 | 0 | 0
1855 | 1003.501 | 44.82 | 93.6347 | 0 | -93.6347 | 0 | 0 | 1003.501 | 0 | 0
1856 | 1142.233 | 297.05 | 790.4785 | 219.3177 | -571.1608 | 0 | 0 | 931.108 | 0 | 0
1857 | 1496.27 | 521.14 | 1402.6544 | 1402.6544 | 0 | 0 | 0 | 146.012 | 0 | 0
1858 | 1685.004 | 690.23 | 1802.3927 | 1750.3902 | -52.0026 | 0 | 0 | 0 | 0 | 0
1859 | 1751.14 | 951.85 | 2410.2566 | 1819.0925 | -591.164 | 0 | 0 | 0 | 0 | 0
1860 | 1623.245 | 1036.65 | 2586.0379 | 1686.2346 | -899.8033 | 0 | 0 | 0 | 0 | 0
1861 | 1835.131 | 1042.22 | 2597.0358 | 1906.3428 | -690.693 | 0 | 0 | 0 | 0 | 0
1862 | 1759.08 | 874.6 | 2215.2241 | 1827.3407 | -387.8835 | 0 | 0 | 0 | 0 | 0
1863 | 1738.997 | 809.89 | 2096.576 | 1806.4783 | -290.0977 | 0 | 0 | 0 | 0 | 0
1864 | 1558.583 | 592.86 | 1584.8473 | 1584.8473 | 0 | 0 | 0 | 32.938 | 0 | 0
1865 | 1589.517 | 336.2 | 888.07 | 888.07 | 0 | 0 | 0 | 734.621 | 0 | 0
1866 | 1636.574 | 87.84 | 175.3523 | 175.3523 | 0 | 0 | 0 | 436.572 | 0 | 1071.2155
1867 | 1446.081 | 0 | 0 | 0 | 0 | 0 | 0 | 414.881 | 0 | 1071.2155
1868 | 1508 | 0 | 0 | 0 | 0 | 0 | 0 | 476.8 | 0 | 1071.2155
1869 | 1304 | 0 | 0 | 0 | 0 | 0 | 0 | 1304 | 0 | 0
1870 | 1274.4 | 0 | 0 | 0 | 0 | 0 | 0 | 1274.4 | 0 | 0
1871 | 1512.8 | 0 | 0 | 0 | 0 | 0 | 0 | 1512.8 | 0 | 0
1872 | 1444 | 0 | 0 | 0 | 0 | 0 | 0 | 1444 | 0 | 0
1873 | 1532 | 0 | 0 | 0 | 0 | 0 | 0 | 1532 | 0 | 0
1874 | 1208.8 | 0 | 0 | 0 | 0 | 0 | 0 | 1208.8 | 0 | 0
1875 | 1256.8 | 0 | 0 | 0 | 0 | 0 | 0 | 1256.8 | 0 | 0
1876 | 1124 | 0 | 0 | 0 | 0 | 0 | 0 | 1124 | 0 | 0
1877 | 1070.4 | 0 | 0 | 0 | 0 | 0 | 0 | 1070.4 | 0 | 0
1878 | 1064 | 0 | 0 | 0 | 0 | 0 | 0 | 1064 | 0 | 0
1879 | 1158.633 | 74.71 | 149.0477 | 149.0477 | 0 | 0 | 0 | 1015.153 | 0 | 0
1880 | 1337.607 | 290 | 770.7007 | 770.7007 | 0 | 0 | 0 | 595.696 | 0 | 0
1881 | 1602.436 | 478.16 | 1285.4752 | 1285.4752 | 0 | 0 | 0 | 364.98 | 0 | 0
1882 | 1659.929 | 693.22 | 1813.2399 | 1724.3421 | -88.8978 | 0 | 0 | 0 | 0 | 0
1883 | 0 | 814.36 | 2082.4129 | 0 | -1071.2155 | 0 | 1011.1975 | 0 | 0 | 0
1884 | 1537.528 | 1054.68 | 2654.1285 | 1597.1914 | -1056.9371 | 0 | 0 | 0 | 0 | 0
1885 | 1283.8 | 1042.49 | 2621.9401 | 1333.6175 | -1071.2155 | 0 | 217.1071 | 0 | 0 | 0
1886 | 1608.326 | 926.54 | 2363.0003 | 1670.7367 | -288.1748 | 0 | 404.0888 | 0 | 0 | 0
1887 | 1597.92 | 716.22 | 1866.8007 | 1659.9269 | 0 | 0 | 206.8738 | 0 | 0 | 0
1888 | 1735.168 | 604.39 | 1622.7169 | 1622.7169 | 0 | 0 | 0 | 173.068 | 0 | 0
1889 | 1535.971 | 346.09 | 914.0723 | 914.0723 | 0 | 0 | 0 | 656.044 | 0 | 0
1890 | 1401.399 | 91.51 | 175.9154 | 175.9154 | 0 | 0 | 0 | 200.855 | 0 | 1071.2155
1891 | 1316.835 | 0 | 0 | 0 | 0 | 0 | 0 | 285.635 | 0 | 1071.2155
1892 | 1148 | 0 | 0 | 0 | 0 | 0 | 0 | 116.8 | 0 | 1071.2155
1893 | 1382.4 | 0 | 0 | 0 | 0 | 0 | 0 | 1382.4 | 0 | 0
1894 | 1640.8 | 0 | 0 | 0 | 0 | 0 | 0 | 1640.8 | 0 | 0
1895 | 1377.6 | 0 | 0 | 0 | 0 | 0 | 0 | 1377.6 | 0 | 0
1896 | 1239.2 | 0 | 0 | 0 | 0 | 0 | 0 | 1239.2 | 0 | 0
1897 | 950.4 | 0 | 0 | 0 | 0 | 0 | 0 | 950.4 | 0 | 0
1898 | 1244.8 | 0 | 0 | 0 | 0 | 0 | 0 | 1244.8 | 0 | 0
1899 | 963.2 | 0 | 0 | 0 | 0 | 0 | 0 | 963.2 | 0 | 0
1900 | 860.8 | 0 | 0 | 0 | 0 | 0 | 0 | 860.8 | 0 | 0
1901 | 976.8 | 0 | 0 | 0 | 0 | 0 | 0 | 976.8 | 0 | 0
1902 | 1053.6 | 0 | 0 | 0 | 0 | 0 | 0 | 1053.6 | 0 | 0
1903 | 880.938 | 81.18 | 160.3343 | 160.3343 | 0 | 0 | 0 | 726.593 | 0 | 0
1904 | 756.271 | 326.87 | 867.3552 | 785.6179 | -81.7373 | 0 | 0 | 0 | 0 | 0
1905 | 1395.164 | 586.1 | 1576.3457 | 1449.303 | -127.0427 | 0 | 0 | 0 | 0 | 0
1906 | 1631.193 | 807.84 | 2092.2598 | 1694.491 | -397.7687 | 0 | 0 | 0 | 0 | 0
1907 | 1633.019 | 968.24 | 2433.6152 | 1696.3879 | -737.2273 | 0 | 0 | 0 | 0 | 0
1908 | 1231.998 | 1052.76 | 2599.9371 | 1279.8054 | -1071.2155 | 0 | 248.9163 | 0 | 0 | 0
1909 | 1467.239 | 1052.83 | 2604.0383 | 1524.1748 | -1071.2155 | 0 | 8.648 | 0 | 0 | 0
1910 | 1286.247 | 893.98 | 2256.7171 | 1336.1595 | -90.2337 | 0 | 830.3239 | 0 | 0 | 0
1911 | 1439.505 | 812.47 | 2104.7296 | 1495.3646 | 0 | 0 | 609.3649 | 0 | 0 | 0
1912 | 1449.081 | 597.24 | 1599.0415 | 1505.3122 | 0 | 0 | 93.7293 | 0 | 0 | 0
1913 | 1125.488 | 340.5 | 897.8078 | 897.8078 | 0 | 0 | 0 | 261.218 | 0 | 0
1914 | 1313.406 | 89.91 | 172.8322 | 172.8322 | 0 | 0 | 0 | 115.83 | 0 | 1071.2155
1915 | 1105.904 | 0 | 0 | 0 | 0 | 0 | 0 | 74.704 | 0 | 1071.2155
1916 | 1031.2 | 0 | 0 | 0 | 0 | 0 | 0 | 0 | 0 | 1071.2155
1917 | 1051.2 | 0 | 0 | 0 | 0 | 0 | 0 | 1051.2 | 0 | 0
1918 | 1335.2 | 0 | 0 | 0 | 0 | 0 | 0 | 1335.2 | 0 | 0
1919 | 1077.6 | 0 | 0 | 0 | 0 | 0 | 0 | 1077.6 | 0 | 0
1920 | 1121.6 | 0 | 0 | 0 | 0 | 0 | 0 | 1121.6 | 0 | 0
1921 | 1212 | 0 | 0 | 0 | 0 | 0 | 0 | 1212 | 0 | 0
1922 | 1262.4 | 0 | 0 | 0 | 0 | 0 | 0 | 1262.4 | 0 | 0
1923 | 1207.2 | 0 | 0 | 0 | 0 | 0 | 0 | 1207.2 | 0 | 0
1924 | 970.4 | 0 | 0 | 0 | 0 | 0 | 0 | 970.4 | 0 | 0
1925 | 967.2 | 0 | 0 | 0 | 0 | 0 | 0 | 967.2 | 0 | 0
1926 | 1076.8 | 0 | 0 | 0 | 0 | 0 | 0 | 1076.8 | 0 | 0
1927 | 691.327 | 80.93 | 160.084 | 160.084 | 0 | 0 | 0 | 537.223 | 0 | 0
1928 | 897.95 | 325.77 | 863.2156 | 863.2156 | 0 | 0 | 0 | 66.98 | 0 | 0
1929 | 500.197 | 579.74 | 1555.7192 | 519.607 | -1036.1122 | 0 | 0 | 0 | 0 | 0
1930 | 375.337 | 789.08 | 2033.6795 | 389.9019 | -1071.2155 | 0 | 572.5622 | 0 | 0 | 0
1931 | 375.588 | 928.97 | 2315.4844 | 390.1626 | -1071.2155 | 0 | 854.1063 | 0 | 0 | 0
1932 | 389.912 | 1005.69 | 2457.0828 | 405.0435 | -397.8975 | 0 | 1654.1418 | 0 | 0 | 0
1933 | 750.082 | 790.41 | 1961.4732 | 779.1887 | 0 | 0 | 1182.2845 | 0 | 0 | 0
1934 | 1316.533 | 919.67 | 2285.8525 | 1367.6207 | 0 | 0 | 918.2317 | 0 | 0 | 0
1935 | 1499.779 | 766.3 | 1958.0836 | 1557.9775 | 0 | 0 | 400.106 | 0 | 0 | 0
1936 | 1507.149 | 554.55 | 1467.4914 | 1467.4914 | 0 | 0 | 0 | 94.476 | 0 | 0
1937 | 1397.369 | 309.13 | 811.3169 | 811.3169 | 0 | 0 | 0 | 616.359 | 0 | 0
1938 | 997.74 | 75.26 | 154.1171 | 154.1171 | 0 | 0 | 0 | 0 | 0 | 882.34
1939 | 884.928 | 0 | 0 | 0 | 0 | 0 | 0 | 0 | 0 | 919.2674
1940 | 686.4 | 0 | 0 | 0 | 0 | 0 | 0 | 0 | 0 | 713.0356
1941 | 1051.2 | 0 | 0 | 0 | 0 | 0 | 0 | 1051.2 | 0 | 0
1942 | 1072.8 | 0 | 0 | 0 | 0 | 0 | 0 | 1072.8 | 0 | 0
1943 | 1167.2 | 0 | 0 | 0 | 0 | 0 | 0 | 1167.2 | 0 | 0
1944 | 1155.2 | 0 | 0 | 0 | 0 | 0 | 0 | 1155.2 | 0 | 0
1945 | 943.2 | 0 | 0 | 0 | 0 | 0 | 0 | 943.2 | 0 | 0
1946 | 1432.8 | 0 | 0 | 0 | 0 | 0 | 0 | 1432.8 | 0 | 0
1947 | 1044 | 0 | 0 | 0 | 0 | 0 | 0 | 1044 | 0 | 0
1948 | 1157.6 | 0 | 0 | 0 | 0 | 0 | 0 | 1157.6 | 0 | 0
1949 | 960.8 | 0 | 0 | 0 | 0 | 0 | 0 | 960.8 | 0 | 0
1950 | 852.8 | 0 | 0 | 0 | 0 | 0 | 0 | 852.8 | 0 | 0
1951 | 1154.806 | 75.41 | 157.4651 | 157.4651 | 0 | 0 | 0 | 330.332 | 0 | 699.0034
1952 | 248.715 | 309.7 | 819.5505 | 258.3663 | -561.1841 | 0 | 0 | 0 | 0 | 0
1953 | 294.906 | 559.94 | 1490.8645 | 306.3498 | -1071.2155 | 0 | 113.2993 | 0 | 0 | 0
1954 | 233.76 | 767.08 | 1966.2153 | 242.831 | -1071.2155 | 0 | 652.1689 | 0 | 0 | 0
1955 | 233.438 | 904.7 | 2244.694 | 242.4955 | -872.8256 | 0 | 1129.3729 | 0 | 0 | 0
1956 | 273.494 | 991.08 | 2411.5063 | 284.1069 | 0 | 0 | 2127.3994 | 0 | 0 | 0
1957 | 185.868 | 988.46 | 2404.5141 | 193.0806 | 0 | 0 | 2211.4335 | 0 | 0 | 0
1958 | 251.672 | 900.77 | 2231.5593 | 261.4381 | 0 | 0 | 1970.1213 | 0 | 0 | 0
1959 | 290.153 | 750.96 | 1916.119 | 301.4123 | 0 | 0 | 1614.7067 | 0 | 0 | 0
1960 | 251.848 | 541.75 | 1431.1281 | 261.6209 | 0 | 0 | 1169.5072 | 0 | 0 | 0
1961 | 267.282 | 303.04 | 793.9678 | 277.6538 | 0 | 0 | 516.314 | 0 | 0 | 0
1962 | 269.159 | 73.43 | 149.6876 | 149.6876 | 0 | 0 | 0 | 0 | 0 | 129.916
1963 | 186.389 | 0 | 0 | 0 | 0 | 0 | 0 | 0 | 0 | 193.6218
1964 | 352 | 0 | 0 | 0 | 0 | 0 | 0 | 0 | 0 | 365.6593
1965 | 209.6 | 0 | 0 | 0 | 0 | 0 | 0 | 0 | 0 | 217.7335
1966 | 269.6 | 0 | 0 | 0 | 0 | 0 | 0 | 0 | 0 | 280.0618
1967 | 288.8 | 0 | 0 | 0 | 0 | 0 | 0 | 0 | 0 | 300.0068
1968 | 246.4 | 0 | 0 | 0 | 0 | 0 | 0 | 0 | 0 | 255.9615
1969 | 255.2 | 0 | 0 | 0 | 0 | 0 | 0 | 182.585 | 0 | 75.4328
1970 | 220 | 0 | 0 | 0 | 0 | 0 | 0 | 0 | 0 | 228.537
1971 | 287.2 | 0 | 0 | 0 | 0 | 0 | 0 | 0 | 0 | 298.3447
1972 | 292.8 | 0 | 0 | 0 | 0 | 0 | 0 | 0 | 0 | 304.162
1973 | 234.4 | 0 | 0 | 0 | 0 | 0 | 0 | 0 | 0 | 243.4958
1974 | 231.2 | 0 | 0 | 0 | 0 | 0 | 0 | 0 | 0 | 240.1717
1975 | 217.414 | 67.14 | 145.309 | 145.309 | 0 | 0 | 0 | 0 | 0 | 80.5416
1976 | 235.207 | 292.68 | 781.1594 | 244.3341 | -536.8252 | 0 | 0 | 0 | 0 | 0
1977 | 822.233 | 536.68 | 1442.0625 | 854.1395 | -587.923 | 0 | 0 | 0 | 0 | 0
1978 | 1224.436 | 431.7 | 1122.9999 | 1122.9999 | 0 | 0 | 0 | 0 | 0 | 148.9501
1979 | 1183.914 | 893.29 | 2266.1266 | 1229.8555 | -1036.2711 | 0 | 0 | 0 | 0 | 0
1980 | 1080.396 | 983.15 | 2452.0446 | 1122.3205 | -1071.2155 | 0 | 258.5086 | 0 | 0 | 0
1981 | 1034.163 | 989.98 | 2460.2117 | 1074.2934 | -509.969 | 0 | 875.9493 | 0 | 0 | 0
1982 | 1287.314 | 912.1 | 2295.5975 | 1337.2679 | 0 | 0 | 958.3296 | 0 | 0 | 0
1983 | 930.64 | 765.57 | 1974.2038 | 966.7533 | 0 | 0 | 1007.4505 | 0 | 0 | 0
1984 | 1303.577 | 554.14 | 1475.0498 | 1354.162 | 0 | 0 | 120.8878 | 0 | 0 | 0
1985 | 1377.861 | 309.69 | 814.0448 | 814.0448 | 0 | 0 | 0 | 594.225 | 0 | 0
1986 | 1489.129 | 75.07 | 151.4131 | 151.4131 | 0 | 0 | 0 | 312.172 | 0 | 1071.2155
1987 | 1582.537 | 0 | 0 | 0 | 0 | 0 | 0 | 551.337 | 0 | 1071.2155
1988 | 1236.8 | 0 | 0 | 0 | 0 | 0 | 0 | 205.6 | 0 | 1071.2155
1989 | 1488.8 | 0 | 0 | 0 | 0 | 0 | 0 | 1488.8 | 0 | 0
1990 | 1436.8 | 0 | 0 | 0 | 0 | 0 | 0 | 1436.8 | 0 | 0
1991 | 1529.6 | 0 | 0 | 0 | 0 | 0 | 0 | 1529.6 | 0 | 0
1992 | 1294.4 | 0 | 0 | 0 | 0 | 0 | 0 | 1294.4 | 0 | 0
1993 | 1304 | 0 | 0 | 0 | 0 | 0 | 0 | 1304 | 0 | 0
1994 | 1234.4 | 0 | 0 | 0 | 0 | 0 | 0 | 1234.4 | 0 | 0
1995 | 1701.6 | 0 | 0 | 0 | 0 | 0 | 0 | 1701.6 | 0 | 0
1996 | 1300 | 0 | 0 | 0 | 0 | 0 | 0 | 1300 | 0 | 0
1997 | 1364.8 | 0 | 0 | 0 | 0 | 0 | 0 | 1364.8 | 0 | 0
1998 | 1507.2 | 0 | 0 | 0 | 0 | 0 | 0 | 1507.2 | 0 | 0
1999 | 1696 | 72.9 | 154.1482 | 0 | -154.1482 | 0 | 0 | 1696 | 0 | 0
2000 | 1387.644 | 304.37 | 809.1759 | 0 | -809.1759 | 0 | 0 | 1387.644 | 0 | 0
2001 | 1583.009 | 551.4 | 1479.5488 | 675.6989 | -803.85 | 0 | 0 | 932.551 | 0 | 0
2002 | 2116.262 | 758.88 | 1969.9831 | 1969.9831 | 0 | 0 | 0 | 219.868 | 0 | 0
2003 | 2008.054 | 900.35 | 2278.773 | 2085.976 | -192.797 | 0 | 0 | 0 | 0 | 0
2004 | 1681.412 | 980.96 | 2450.3648 | 1746.6588 | -703.7061 | 0 | 0 | 0 | 0 | 0
2005 | 1625.792 | 662.02 | 1676.4823 | 1676.4823 | 0 | 0 | 0 | 11.935 | 0 | 0
2006 | 1544.619 | 875.81 | 2226.7185 | 1604.5576 | -622.1609 | 0 | 0 | 0 | 0 | 0
2007 | 1606.752 | 750.07 | 1952.5384 | 1669.1016 | -283.4368 | 0 | 0 | 0 | 0 | 0
2008 | 1395.182 | 543.7 | 1456.4863 | 1449.3217 | -7.1646 | 0 | 0 | 0 | 0 | 0
2009 | 1443.602 | 305.47 | 807.064 | 807.064 | 0 | 0 | 0 | 666.686 | 0 | 0
2010 | 1556.4 | 74.49 | 152.5537 | 152.5537 | 0 | 0 | 0 | 378.345 | 0 | 1071.2155
2011 | 1556.11 | 0 | 0 | 0 | 0 | 0 | 0 | 524.91 | 0 | 1071.2155
2012 | 1073.6 | 0 | 0 | 0 | 0 | 0 | 0 | 42.4 | 0 | 1071.2155
2013 | 1459.2 | 0 | 0 | 0 | 0 | 0 | 0 | 1459.2 | 0 | 0
2014 | 1785.6 | 0 | 0 | 0 | 0 | 0 | 0 | 1785.6 | 0 | 0
2015 | 1840 | 0 | 0 | 0 | 0 | 0 | 0 | 1840 | 0 | 0
2016 | 1543.2 | 0 | 0 | 0 | 0 | 0 | 0 | 1543.2 | 0 | 0
2017 | 1344.8 | 0 | 0 | 0 | 0 | 0 | 0 | 1344.8 | 0 | 0
2018 | 1585.6 | 0 | 0 | 0 | 0 | 0 | 0 | 1585.6 | 0 | 0
2019 | 1395.2 | 0 | 0 | 0 | 0 | 0 | 0 | 1395.2 | 0 | 0
2020 | 1634.4 | 0 | 0 | 0 | 0 | 0 | 0 | 1634.4 | 0 | 0
2021 | 1428 | 0 | 0 | 0 | 0 | 0 | 0 | 1428 | 0 | 0
2022 | 1732.8 | 0 | 0 | 0 | 0 | 0 | 0 | 1732.8 | 0 | 0
2023 | 1353.618 | 72.27 | 154.6978 | 0 | -154.6978 | 0 | 0 | 1353.618 | 0 | 0
2024 | 1535.856 | 299.43 | 796.1961 | 0 | -796.1961 | 0 | 0 | 1535.856 | 0 | 0
2025 | 1275.614 | 538.51 | 1437.2155 | 551.945 | -885.2704 | 0 | 0 | 744.287 | 0 | 0
2026 | 1988.333 | 753.92 | 1942.3291 | 1942.3291 | 0 | 0 | 0 | 118.56 | 0 | 0
2027 | 1904.751 | 922.08 | 2308.9607 | 1978.6644 | -330.2963 | 0 | 0 | 0 | 0 | 0
2028 | 1672.28 | 997.28 | 2461.3242 | 1737.1724 | -724.1518 | 0 | 0 | 0 | 0 | 0
2029 | 1859.284 | 647.48 | 1639.3305 | 1639.3305 | 0 | 0 | 0 | 281.191 | 0 | 0
2030 | 1626.32 | 531.34 | 1360.1694 | 1360.1694 | 0 | 0 | 0 | 316.96 | 0 | 0
2031 | 1494.969 | 759.29 | 1974.1331 | 1552.9809 | -421.1522 | 0 | 0 | 0 | 0 | 0
2032 | 1162.25 | 549.81 | 1472.0258 | 1207.3508 | -264.675 | 0 | 0 | 0 | 0 | 0
2033 | 1264.538 | 306.07 | 807.0775 | 807.0775 | 0 | 0 | 0 | 487.609 | 0 | 0
2034 | 1476.872 | 75.51 | 155.7366 | 155.7366 | 0 | 0 | 0 | 295.753 | 0 | 1071.2155
2035 | 1536.546 | 0 | 0 | 0 | 0 | 0 | 0 | 505.346 | 0 | 1071.2155
2036 | 1277.6 | 0 | 0 | 0 | 0 | 0 | 0 | 246.4 | 0 | 1071.2155
2037 | 1460.8 | 0 | 0 | 0 | 0 | 0 | 0 | 1460.8 | 0 | 0
2038 | 1661.6 | 0 | 0 | 0 | 0 | 0 | 0 | 1661.6 | 0 | 0
2039 | 1407.2 | 0 | 0 | 0 | 0 | 0 | 0 | 1407.2 | 0 | 0
2040 | 1428 | 0 | 0 | 0 | 0 | 0 | 0 | 1428 | 0 | 0
2041 | 1554.4 | 0 | 0 | 0 | 0 | 0 | 0 | 1554.4 | 0 | 0
2042 | 1313.6 | 0 | 0 | 0 | 0 | 0 | 0 | 1313.6 | 0 | 0
2043 | 1546.4 | 0 | 0 | 0 | 0 | 0 | 0 | 1546.4 | 0 | 0
2044 | 1344.8 | 0 | 0 | 0 | 0 | 0 | 0 | 1344.8 | 0 | 0
2045 | 1362.4 | 0 | 0 | 0 | 0 | 0 | 0 | 1362.4 | 0 | 0
2046 | 1128.8 | 0 | 0 | 0 | 0 | 0 | 0 | 1128.8 | 0 | 0
2047 | 1486.419 | 75.78 | 160.3551 | 0 | -160.3551 | 0 | 0 | 1486.419 | 0 | 0
2048 | 1323.308 | 187.22 | 491.176 | 0 | -491.176 | 0 | 0 | 1323.308 | 0 | 0
2049 | 1226.957 | 470.56 | 1243.0951 | 171.8796 | -1071.2155 | 0 | 0 | 1061.498 | 0 | 0
2050 | 1796.019 | 757.77 | 1922.0225 | 1000.2464 | -921.7761 | 0 | 0 | 833.137 | 0 | 0
2051 | 1668.541 | 882.73 | 2166.099 | 1733.2883 | -432.8107 | 0 | 0 | 0 | 0 | 0
2052 | 1931.97 | 963.57 | 2311.7488 | 2006.9396 | -304.8092 | 0 | 0 | 0 | 0 | 0
2053 | 1668.96 | 764.32 | 1868.8461 | 1733.7236 | -135.1225 | 0 | 0 | 0 | 0 | 0
2054 | 1763.69 | 584.26 | 1460.7953 | 1460.7953 | 0 | 0 | 0 | 357.463 | 0 | 0
2055 | 1579.999 | 668.07 | 1700.4849 | 1641.3105 | -59.1745 | 0 | 0 | 0 | 0 | 0
2056 | 1714.12 | 504.59 | 1328.383 | 1328.383 | 0 | 0 | 0 | 435.359 | 0 | 0
2057 | 1622.297 | 271.09 | 713.3161 | 713.3161 | 0 | 0 | 0 | 935.627 | 0 | 0
2058 | 1842.205 | 54.54 | 114.4482 | 114.4482 | 0 | 0 | 0 | 700.832 | 0 | 1071.2155
2059 | 1704.336 | 0 | 0 | 0 | 0 | 0 | 0 | 673.136 | 0 | 1071.2155
2060 | 1539.2 | 0 | 0 | 0 | 0 | 0 | 0 | 508 | 0 | 1071.2155
2061 | 1760 | 0 | 0 | 0 | 0 | 0 | 0 | 1760 | 0 | 0
2062 | 1748 | 0 | 0 | 0 | 0 | 0 | 0 | 1748 | 0 | 0
2063 | 1951.2 | 0 | 0 | 0 | 0 | 0 | 0 | 1951.2 | 0 | 0
2064 | 1534.4 | 0 | 0 | 0 | 0 | 0 | 0 | 1534.4 | 0 | 0
2065 | 1479.2 | 0 | 0 | 0 | 0 | 0 | 0 | 1479.2 | 0 | 0
2066 | 1765.6 | 0 | 0 | 0 | 0 | 0 | 0 | 1765.6 | 0 | 0
2067 | 1462.4 | 0 | 0 | 0 | 0 | 0 | 0 | 1462.4 | 0 | 0
2068 | 1915.2 | 0 | 0 | 0 | 0 | 0 | 0 | 1915.2 | 0 | 0
2069 | 1624.8 | 0 | 0 | 0 | 0 | 0 | 0 | 1624.8 | 0 | 0
2070 | 1568 | 0 | 0 | 0 | 0 | 0 | 0 | 1568 | 0 | 0
2071 | 1421.665 | 60.78 | 131.7121 | 0 | -131.7121 | 0 | 0 | 1421.665 | 0 | 0
2072 | 1488.271 | 282.88 | 753.1927 | 0 | -753.1927 | 0 | 0 | 1488.271 | 0 | 0
2073 | 1486.483 | 515.37 | 1364.0701 | 292.8546 | -1071.2155 | 0 | 0 | 1204.568 | 0 | 0
2074 | 1803.338 | 724.33 | 1841.0757 | 1640.4264 | -200.6493 | 0 | 0 | 224.19 | 0 | 0
2075 | 2033.628 | 885.45 | 2173.0029 | 2112.5424 | -60.4605 | 0 | 0 | 0 | 0 | 0
2076 | 1696.775 | 878.64 | 2136.6749 | 1762.6179 | -374.057 | 0 | 0 | 0 | 0 | 0
2077 | 1592.548 | 922.45 | 2239.3576 | 1654.3464 | -585.0112 | 0 | 0 | 0 | 0 | 0
2078 | 1457.42 | 709.01 | 1770.8982 | 1513.9748 | -256.9234 | 0 | 0 | 0 | 0 | 0
2079 | 1641.988 | 727.04 | 1848.9229 | 1705.7049 | -143.2179 | 0 | 0 | 0 | 0 | 0
2080 | 1955.911 | 521.94 | 1374.1631 | 1374.1631 | 0 | 0 | 0 | 633.08 | 0 | 0
2081 | 1702.841 | 283.66 | 741.9414 | 741.9414 | 0 | 0 | 0 | 988.615 | 0 | 0
2082 | 1466.806 | 62.55 | 130.4593 | 130.4593 | 0 | 0 | 0 | 310.02 | 0 | 1071.2155
2083 | 1663.509 | 0 | 0 | 0 | 0 | 0 | 0 | 632.309 | 0 | 1071.2155
2084 | 1294.4 | 0 | 0 | 0 | 0 | 0 | 0 | 263.2 | 0 | 1071.2155
2085 | 1368 | 0 | 0 | 0 | 0 | 0 | 0 | 1368 | 0 | 0
2086 | 1146.4 | 0 | 0 | 0 | 0 | 0 | 0 | 1146.4 | 0 | 0
2087 | 1459.2 | 0 | 0 | 0 | 0 | 0 | 0 | 1459.2 | 0 | 0
2088 | 1268.8 | 0 | 0 | 0 | 0 | 0 | 0 | 1268.8 | 0 | 0
2089 | 923.2 | 0 | 0 | 0 | 0 | 0 | 0 | 923.2 | 0 | 0
2090 | 1351.2 | 0 | 0 | 0 | 0 | 0 | 0 | 1351.2 | 0 | 0
2091 | 1026.4 | 0 | 0 | 0 | 0 | 0 | 0 | 1026.4 | 0 | 0
2092 | 1252.8 | 0 | 0 | 0 | 0 | 0 | 0 | 1252.8 | 0 | 0
2093 | 1265.6 | 0 | 0 | 0 | 0 | 0 | 0 | 1265.6 | 0 | 0
2094 | 918.4 | 0 | 0 | 0 | 0 | 0 | 0 | 918.4 | 0 | 0
2095 | 1050.829 | 67.97 | 148.7413 | 148.7413 | 0 | 0 | 0 | 907.644 | 0 | 0
2096 | 806.027 | 303.92 | 808.0499 | 808.0499 | 0 | 0 | 0 | 28.162 | 0 | 0
2097 | 1095.822 | 457.81 | 1222.8695 | 1138.3451 | -84.5244 | 0 | 0 | 0 | 0 | 0
2098 | 1270.332 | 776.77 | 2007.2544 | 1319.6269 | -687.6275 | 0 | 0 | 0 | 0 | 0
2099 | 1318.43 | 938.77 | 2363.2081 | 1369.5913 | -993.6167 | 0 | 0 | 0 | 0 | 0
2100 | 1137.052 | 1023.34 | 2542.1058 | 1181.175 | -1071.2155 | 0 | 289.7154 | 0 | 0 | 0
2101 | 1338.908 | 1024.82 | 2552.2695 | 1390.864 | -739.4565 | 0 | 421.949 | 0 | 0 | 0
2102 | 1124.637 | 933.59 | 2362.0187 | 1168.2783 | 0 | 0 | 1193.7404 | 0 | 0 | 0
2103 | 1168.045 | 782.7 | 2031.5562 | 1213.3707 | 0 | 0 | 818.1855 | 0 | 0 | 0
2104 | 1479.406 | 568.7 | 1520.1058 | 1520.1058 | 0 | 0 | 0 | 16.084 | 0 | 0
2105 | 1301.431 | 318.95 | 836.2098 | 836.2098 | 0 | 0 | 0 | 496.458 | 0 | 0
2106 | 1478.389 | 78.07 | 151.5824 | 151.5824 | 0 | 0 | 0 | 301.269 | 0 | 1071.2155
2107 | 1147.38 | 0 | 0 | 0 | 0 | 0 | 0 | 116.18 | 0 | 1071.2155
2108 | 1016 | 0 | 0 | 0 | 0 | 0 | 0 | 0 | 0 | 1055.4256
2109 | 1436 | 0 | 0 | 0 | 0 | 0 | 0 | 1436 | 0 | 0
2110 | 1550.4 | 0 | 0 | 0 | 0 | 0 | 0 | 1550.4 | 0 | 0
2111 | 1441.6 | 0 | 0 | 0 | 0 | 0 | 0 | 1441.6 | 0 | 0
2112 | 1428 | 0 | 0 | 0 | 0 | 0 | 0 | 1428 | 0 | 0
2113 | 1300 | 0 | 0 | 0 | 0 | 0 | 0 | 1300 | 0 | 0
2114 | 1284 | 0 | 0 | 0 | 0 | 0 | 0 | 1284 | 0 | 0
2115 | 1629.6 | 0 | 0 | 0 | 0 | 0 | 0 | 1629.6 | 0 | 0
2116 | 1440 | 0 | 0 | 0 | 0 | 0 | 0 | 1440 | 0 | 0
2117 | 1583.2 | 0 | 0 | 0 | 0 | 0 | 0 | 1583.2 | 0 | 0
2118 | 1600 | 0 | 0 | 0 | 0 | 0 | 0 | 1600 | 0 | 0
2119 | 1140.384 | 85.2 | 181.7597 | 181.7597 | 0 | 0 | 0 | 950.214 | 0 | 15.7898
2120 | 204.826 | 321.34 | 850.2316 | 212.7742 | -637.4573 | 0 | 0 | 0 | 0 | 0
2121 | 307.065 | 567.78 | 1506.1152 | 318.9806 | -1071.2155 | 0 | 115.9192 | 0 | 0 | 0
2122 | 313.222 | 773.7 | 1976.5556 | 325.3765 | -1071.2155 | 0 | 579.9637 | 0 | 0 | 0
2123 | 355.547 | 917.13 | 2278.424 | 369.3439 | -796.5513 | 0 | 1112.5287 | 0 | 0 | 0
2124 | 311.517 | 997.11 | 2440.4058 | 323.6053 | 0 | 0 | 2116.8005 | 0 | 0 | 0
2125 | 299.716 | 668.68 | 1671.1345 | 311.3464 | 0 | 0 | 1359.7881 | 0 | 0 | 0
2126 | 315.351 | 915.01 | 2276.8678 | 327.5881 | 0 | 0 | 1949.2797 | 0 | 0 | 0
2127 | 283.379 | 761.48 | 1947.5678 | 294.3755 | 0 | 0 | 1653.1923 | 0 | 0 | 0
2128 | 230.684 | 549.51 | 1449.7943 | 239.6356 | 0 | 0 | 1210.1587 | 0 | 0 | 0
2129 | 250.683 | 304.05 | 789.6059 | 260.4107 | 0 | 0 | 529.1952 | 0 | 0 | 0
2130 | 298.518 | 72.87 | 144.559 | 144.559 | 0 | 0 | 0 | 159.359 | 0 | 0
2131 | 256.165 | 0 | 0 | 0 | 0 | 0 | 0 | 71.523 | 0 | 191.807
2132 | 318.4 | 0 | 0 | 0 | 0 | 0 | 0 | 0 | 0 | 330.7554
2133 | 298.4 | 0 | 0 | 0 | 0 | 0 | 0 | 0 | 0 | 309.9793
2134 | 237.6 | 0 | 0 | 0 | 0 | 0 | 0 | 0 | 0 | 246.82
2135 | 305.6 | 0 | 0 | 0 | 0 | 0 | 0 | 0 | 0 | 317.4587
2136 | 168 | 0 | 0 | 0 | 0 | 0 | 0 | 0 | 0 | 174.5192
2137 | 228.8 | 0 | 0 | 0 | 0 | 0 | 0 | 228.8 | 0 | 0
2138 | 226.4 | 0 | 0 | 0 | 0 | 0 | 0 | 226.4 | 0 | 0
2139 | 221.6 | 0 | 0 | 0 | 0 | 0 | 0 | 221.6 | 0 | 0
2140 | 135.2 | 0 | 0 | 0 | 0 | 0 | 0 | 135.2 | 0 | 0
2141 | 148.8 | 0 | 0 | 0 | 0 | 0 | 0 | 0 | 0 | 154.5741
2142 | 203.2 | 0 | 0 | 0 | 0 | 0 | 0 | 0 | 0 | 211.0851
2143 | 139.948 | 84.65 | 183.9848 | 145.3786 | -38.6061 | 0 | 0 | 0 | 0 | 0
2144 | 168.345 | 315.71 | 831.2173 | 174.8776 | -656.3397 | 0 | 0 | 0 | 0 | 0
2145 | 999.188 | 559.15 | 1464.6544 | 1037.9612 | -426.6932 | 0 | 0 | 0 | 0 | 0
2146 | 1188.218 | 687.78 | 1741.9561 | 1234.3265 | -507.6296 | 0 | 0 | 0 | 0 | 0
2147 | 1369.757 | 525.43 | 1318.3565 | 1318.3565 | 0 | 0 | 0 | 0 | 0 | 104.5536
2148 | 1382.264 | 599.82 | 1485.2384 | 1435.9024 | -49.336 | 0 | 0 | 0 | 0 | 0
2149 | 1401.945 | 780.61 | 1911.3914 | 1456.3471 | -455.0443 | 0 | 0 | 0 | 0 | 0
2150 | 1395.96 | 638.1 | 1588.5091 | 1450.1299 | -138.3792 | 0 | 0 | 0 | 0 | 0
2151 | 1436.28 | 550.68 | 1403.3795 | 1403.3795 | 0 | 0 | 0 | 85.324 | 0 | 0
2152 | 1584.287 | 433.63 | 1138.8209 | 1138.8209 | 0 | 0 | 0 | 488.007 | 0 | 0
2153 | 1458.461 | 289.6 | 754.1858 | 754.1858 | 0 | 0 | 0 | 732.448 | 0 | 0
2154 | 1392.377 | 67.8 | 138.7178 | 138.7178 | 0 | 0 | 0 | 227.641 | 0 | 1071.2155
2155 | 1600.335 | 0 | 0 | 0 | 0 | 0 | 0 | 569.135 | 0 | 1071.2155
2156 | 1251.2 | 0 | 0 | 0 | 0 | 0 | 0 | 220 | 0 | 1071.2155
2157 | 921.6 | 0 | 0 | 0 | 0 | 0 | 0 | 921.6 | 0 | 0
2158 | 1216 | 0 | 0 | 0 | 0 | 0 | 0 | 1216 | 0 | 0
2159 | 1305.6 | 0 | 0 | 0 | 0 | 0 | 0 | 1305.6 | 0 | 0
2160 | 875.2 | 0 | 0 | 0 | 0 | 0 | 0 | 875.2 | 0 | 0
2161 | 1137.6 | 0 | 0 | 0 | 0 | 0 | 0 | 1137.6 | 0 | 0
2162 | 760 | 0 | 0 | 0 | 0 | 0 | 0 | 760 | 0 | 0
2163 | 1196.8 | 0 | 0 | 0 | 0 | 0 | 0 | 1196.8 | 0 | 0
2164 | 1156 | 0 | 0 | 0 | 0 | 0 | 0 | 1156 | 0 | 0
2165 | 1220 | 0 | 0 | 0 | 0 | 0 | 0 | 1220 | 0 | 0
2166 | 1054.4 | 0 | 0 | 0 | 0 | 0 | 0 | 1054.4 | 0 | 0
2167 | 1293.304 | 75.61 | 168.7725 | 0 | -168.7725 | 0 | 0 | 1293.304 | 0 | 0
2168 | 1393.785 | 243.93 | 646.4378 | 0 | -646.4378 | 0 | 0 | 1393.785 | 0 | 0
2169 | 1579.901 | 551.03 | 1448.178 | 466.5231 | -981.6549 | 0 | 0 | 1130.805 | 0 | 0
2170 | 1649.699 | 753.44 | 1894.4713 | 1713.7152 | -180.7562 | 0 | 0 | 0 | 0 | 0
2171 | 1676.943 | 911.3 | 2218.2024 | 1742.0164 | -476.186 | 0 | 0 | 0 | 0 | 0
2172 | 1684.745 | 991.31 | 2376.4103 | 1750.1211 | -626.2892 | 0 | 0 | 0 | 0 | 0
2173 | 1931.871 | 988.55 | 2386.0171 | 2006.8368 | -379.1804 | 0 | 0 | 0 | 0 | 0
2174 | 1728.951 | 432.11 | 1083.9055 | 1083.9055 | 0 | 0 | 0 | 685.535 | 0 | 0
2175 | 1653.202 | 722.21 | 1834.5178 | 1717.3541 | -117.1637 | 0 | 0 | 0 | 0 | 0
2176 | 1470.106 | 438.37 | 1139.3984 | 1139.3984 | 0 | 0 | 0 | 373.27 | 0 | 0
2177 | 1634.306 | 276.88 | 722.4555 | 722.4555 | 0 | 0 | 0 | 938.838 | 0 | 0
2178 | 1538.105 | 60.12 | 123.1721 | 123.1721 | 0 | 0 | 0 | 388.334 | 0 | 1071.2155
2179 | 1470.4 | 0 | 0 | 0 | 0 | 0 | 0 | 439.2 | 0 | 1071.2155
2180 | 1250.4 | 0 | 0 | 0 | 0 | 0 | 0 | 219.2 | 0 | 1071.2155
2181 | 1324.8 | 0 | 0 | 0 | 0 | 0 | 0 | 1324.8 | 0 | 0
2182 | 1529.6 | 0 | 0 | 0 | 0 | 0 | 0 | 1529.6 | 0 | 0
2183 | 1635.2 | 0 | 0 | 0 | 0 | 0 | 0 | 1635.2 | 0 | 0
2184 | 1508 | 0 | 0 | 0 | 0 | 0 | 0 | 1508 | 0 | 0
2185 | 972 | 0 | 0 | 0 | 0 | 0 | 0 | 972 | 0 | 0
2186 | 1086.4 | 0 | 0 | 0 | 0 | 0 | 0 | 1086.4 | 0 | 0
2187 | 1562.4 | 0 | 0 | 0 | 0 | 0 | 0 | 1562.4 | 0 | 0
2188 | 1220 | 0 | 0 | 0 | 0 | 0 | 0 | 1220 | 0 | 0
2189 | 1601.6 | 0 | 0 | 0 | 0 | 0 | 0 | 1601.6 | 0 | 0
2190 | 1461.6 | 0 | 0 | 0 | 0 | 0 | 0 | 1461.6 | 0 | 0
2191 | 1554.491 | 52.85 | 121.2815 | 0 | -121.2815 | 0 | 0 | 1554.491 | 0 | 0
2192 | 1258.89 | 195.35 | 511.7962 | 0 | -511.7962 | 0 | 0 | 1258.89 | 0 | 0
2193 | 1130.656 | 420.19 | 1088.6965 | 17.481 | -1071.2155 | 0 | 0 | 1113.828 | 0 | 0
2194 | 1493.053 | 605.43 | 1519.8171 | 972.6215 | -547.1956 | 0 | 0 | 556.764 | 0 | 0
2195 | 1407.71 | 720.63 | 1770.4692 | 1462.3358 | -308.1334 | 0 | 0 | 0 | 0 | 0
2196 | 1593.023 | 791.25 | 1922.009 | 1654.8399 | -267.1692 | 0 | 0 | 0 | 0 | 0
2197 | 1931.914 | 755.94 | 1844.2379 | 1844.2379 | 0 | 0 | 0 | 156.568 | 0 | 0
2198 | 1327.845 | 629.47 | 1560.9745 | 1379.3717 | -181.6028 | 0 | 0 | 0 | 0 | 0
2199 | 1348.658 | 773.75 | 1969.0388 | 1400.9923 | -568.0465 | 0 | 0 | 0 | 0 | 0
2200 | 1472.454 | 485.18 | 1259.3347 | 1259.3347 | 0 | 0 | 0 | 260.162 | 0 | 0
2201 | 1419.53 | 312.83 | 805.7998 | 805.7998 | 0 | 0 | 0 | 643.831 | 0 | 0
2202 | 938.571 | 40.11 | 83.9853 | 83.9853 | 0 | 0 | 0 | 0 | 0 | 891.0067
2203 | 1347.852 | 0 | 0 | 0 | 0 | 0 | 0 | 316.652 | 0 | 1071.2155
2204 | 1007.2 | 0 | 0 | 0 | 0 | 0 | 0 | 0 | 0 | 1046.2841
2205 | 1144 | 0 | 0 | 0 | 0 | 0 | 0 | 1144 | 0 | 0
2206 | 1352 | 0 | 0 | 0 | 0 | 0 | 0 | 1352 | 0 | 0
2207 | 1520.8 | 0 | 0 | 0 | 0 | 0 | 0 | 1520.8 | 0 | 0
2208 | 1532.8 | 0 | 0 | 0 | 0 | 0 | 0 | 1532.8 | 0 | 0
2209 | 1087.2 | 0 | 0 | 0 | 0 | 0 | 0 | 1087.2 | 0 | 0
2210 | 1328.8 | 0 | 0 | 0 | 0 | 0 | 0 | 1328.8 | 0 | 0
2211 | 1067.2 | 0 | 0 | 0 | 0 | 0 | 0 | 1067.2 | 0 | 0
2212 | 1069.6 | 0 | 0 | 0 | 0 | 0 | 0 | 1069.6 | 0 | 0
2213 | 964.8 | 0 | 0 | 0 | 0 | 0 | 0 | 964.8 | 0 | 0
2214 | 1233.6 | 0 | 0 | 0 | 0 | 0 | 0 | 1233.6 | 0 | 0
2215 | 1241.187 | 94.83 | 197.0665 | 0 | -197.0665 | 0 | 0 | 1241.187 | 0 | 0
2216 | 1139.749 | 332.6 | 879.2547 | 519.9706 | -359.2841 | 0 | 0 | 639.202 | 0 | 0
2217 | 1485.342 | 576.05 | 1530.7796 | 1530.7796 | 0 | 0 | 0 | 11.745 | 0 | 0
2218 | 1788.565 | 784.99 | 2016.0312 | 1857.9698 | -158.0614 | 0 | 0 | 0 | 0 | 0
2219 | 1486.331 | 935.09 | 2344.5252 | 1544.0077 | -800.5175 | 0 | 0 | 0 | 0 | 0
2220 | 1635.414 | 1012.44 | 2509.1228 | 1698.8758 | -810.2469 | 0 | 0 | 0 | 0 | 0
2221 | 1839.255 | 719.66 | 1793.5494 | 1793.5494 | 0 | 0 | 0 | 112.704 | 0 | 0
2222 | 1431.431 | 920.7 | 2320.4623 | 1486.9773 | -833.485 | 0 | 0 | 0 | 0 | 0
2223 | 1727.174 | 768.04 | 1983.6777 | 1794.1966 | -189.4811 | 0 | 0 | 0 | 0 | 0
2224 | 1726.438 | 559.03 | 1486.9742 | 1486.9742 | 0 | 0 | 0 | 295.01 | 0 | 0
2225 | 1599.501 | 312.42 | 809.3515 | 809.3515 | 0 | 0 | 0 | 820.383 | 0 | 0
2226 | 1633.042 | 77.24 | 143.4392 | 143.4392 | 0 | 0 | 0 | 463.761 | 0 | 1071.2155
2227 | 1619.476 | 0 | 0 | 0 | 0 | 0 | 0 | 588.276 | 0 | 1071.2155
2228 | 1533.6 | 0 | 0 | 0 | 0 | 0 | 0 | 502.4 | 0 | 1071.2155
2229 | 1748.8 | 0 | 0 | 0 | 0 | 0 | 0 | 1748.8 | 0 | 0
2230 | 1145.6 | 0 | 0 | 0 | 0 | 0 | 0 | 1145.6 | 0 | 0
2231 | 1203.2 | 0 | 0 | 0 | 0 | 0 | 0 | 1203.2 | 0 | 0
2232 | 382.4 | 0 | 0 | 0 | 0 | 0 | 0 | 382.4 | 0 | 0
2233 | 120 | 0 | 0 | 0 | 0 | 0 | 0 | 120 | 0 | 0
2234 | 126.4 | 0 | 0 | 0 | 0 | 0 | 0 | 126.4 | 0 | 0
2235 | 118.4 | 0 | 0 | 0 | 0 | 0 | 0 | 118.4 | 0 | 0
2236 | 124.8 | 0 | 0 | 0 | 0 | 0 | 0 | 124.8 | 0 | 0
2237 | 127.2 | 0 | 0 | 0 | 0 | 0 | 0 | 127.2 | 0 | 0
2238 | 104.8 | 0 | 0 | 0 | 0 | 0 | 0 | 104.8 | 0 | 0
2239 | 90.455 | 50.03 | 114.6238 | 0 | -114.6238 | 0 | 0 | 90.455 | 0 | 0
2240 | 181.636 | 194.46 | 511.4825 | 0 | -511.4825 | 0 | 0 | 181.636 | 0 | 0
2241 | 1303.888 | 212.59 | 549.6763 | 0 | -549.6763 | 0 | 0 | 1303.888 | 0 | 0
2242 | 1593.999 | 518.73 | 1325.6333 | 254.4178 | -1071.2155 | 0 | 0 | 1349.085 | 0 | 0
2243 | 1722.687 | 611.28 | 1532.3669 | 1532.3669 | 0 | 0 | 0 | 0 | 0 | 257.1686
2244 | 1824.597 | 610.08 | 1515.4832 | 1515.4832 | 0 | 0 | 0 | 0 | 0 | 379.9169
2245 | 1538.349 | 766.06 | 1876.7597 | 805.5443 | -1071.2155 | 0 | 0 | 762.896 | 0 | 0
2246 | 1462.819 | 716.29 | 1770.9834 | 803.7502 | -967.2332 | 0 | 0 | 689.094 | 0 | 0
2247 | 1763.062 | 529.02 | 1340.9048 | 1340.9048 | 0 | 0 | 0 | 472.247 | 0 | 0
2248 | 1727.078 | 450.78 | 1170.9636 | 1170.9636 | 0 | 0 | 0 | 599.856 | 0 | 0
2249 | 1726.744 | 70.39 | 168.4349 | 168.4349 | 0 | 0 | 0 | 1564.601 | 0 | 0
2250 | 1440.062 | 19.59 | 32.5364 | 32.5364 | 0 | 0 | 0 | 377.541 | 0 | 1071.2155
2251 | 1485.876 | 0 | 0 | 0 | 0 | 0 | 0 | 454.676 | 0 | 1071.2155
2252 | 1420 | 0 | 0 | 0 | 0 | 0 | 0 | 388.8 | 0 | 1071.2155
2253 | 1555.2 | 0 | 0 | 0 | 0 | 0 | 0 | 1555.2 | 0 | 0
2254 | 1828.8 | 0 | 0 | 0 | 0 | 0 | 0 | 1828.8 | 0 | 0
2255 | 1337.6 | 0 | 0 | 0 | 0 | 0 | 0 | 1337.6 | 0 | 0
2256 | 1448.8 | 0 | 0 | 0 | 0 | 0 | 0 | 1448.8 | 0 | 0
2257 | 1088.8 | 0 | 0 | 0 | 0 | 0 | 0 | 1088.8 | 0 | 0
2258 | 1398.4 | 0 | 0 | 0 | 0 | 0 | 0 | 1398.4 | 0 | 0
2259 | 1239.2 | 0 | 0 | 0 | 0 | 0 | 0 | 1239.2 | 0 | 0
2260 | 1181.6 | 0 | 0 | 0 | 0 | 0 | 0 | 1181.6 | 0 | 0
2261 | 1463.2 | 0 | 0 | 0 | 0 | 0 | 0 | 1463.2 | 0 | 0
2262 | 1187.2 | 0 | 0 | 0 | 0 | 0 | 0 | 1187.2 | 0 | 0
2263 | 1184.8 | 83.53 | 191.6418 | 0 | -191.6418 | 0 | 0 | 1184.8 | 0 | 0
2264 | 1603.456 | 280.9 | 748.3414 | 0 | -748.3414 | 0 | 0 | 1603.456 | 0 | 0
2265 | 1609.349 | 445.01 | 1169.7845 | 98.5691 | -1071.2155 | 0 | 0 | 1514.462 | 0 | 0
2266 | 1528.207 | 610.18 | 1560.3377 | 1063.9511 | -496.3866 | 0 | 0 | 504 | 0 | 0
2267 | 1584.409 | 710.29 | 1772.5676 | 1645.8916 | -126.676 | 0 | 0 | 0 | 0 | 0
2268 | 1411.614 | 748.29 | 1838.9462 | 1466.3913 | -372.5549 | 0 | 0 | 0 | 0 | 0
2269 | 1807.633 | 779.54 | 1904.9415 | 1877.7777 | -27.1637 | 0 | 0 | 0 | 0 | 0
2270 | 1580.825 | 752.37 | 1856.4822 | 1642.1685 | -214.3137 | 0 | 0 | 0 | 0 | 0
2271 | 1109.428 | 584.53 | 1480.6261 | 1152.4791 | -328.147 | 0 | 0 | 0 | 0 | 0
2272 | 1562.899 | 440.64 | 1148.675 | 1148.675 | 0 | 0 | 0 | 457.133 | 0 | 0
2273 | 1288.141 | 243.19 | 636.4601 | 636.4601 | 0 | 0 | 0 | 675.456 | 0 | 0
2274 | 1690.754 | 60.78 | 129.2865 | 129.2865 | 0 | 0 | 0 | 535.097 | 0 | 1071.2155
2275 | 1651.22 | 0 | 0 | 0 | 0 | 0 | 0 | 620.02 | 0 | 1071.2155
2276 | 1392.8 | 0 | 0 | 0 | 0 | 0 | 0 | 361.6 | 0 | 1071.2155
2277 | 1446.4 | 0 | 0 | 0 | 0 | 0 | 0 | 1446.4 | 0 | 0
2278 | 1270.4 | 0 | 0 | 0 | 0 | 0 | 0 | 1270.4 | 0 | 0
2279 | 1509.6 | 0 | 0 | 0 | 0 | 0 | 0 | 1509.6 | 0 | 0
2280 | 1620 | 0 | 0 | 0 | 0 | 0 | 0 | 1620 | 0 | 0
2281 | 1519.2 | 0 | 0 | 0 | 0 | 0 | 0 | 1519.2 | 0 | 0
2282 | 1356.8 | 0 | 0 | 0 | 0 | 0 | 0 | 1356.8 | 0 | 0
2283 | 1847.2 | 0 | 0 | 0 | 0 | 0 | 0 | 1847.2 | 0 | 0
2284 | 1688 | 0 | 0 | 0 | 0 | 0 | 0 | 1688 | 0 | 0
2285 | 1469.6 | 0 | 0 | 0 | 0 | 0 | 0 | 1469.6 | 0 | 0
2286 | 1407.2 | 0 | 0 | 0 | 0 | 0 | 0 | 1407.2 | 0 | 0
2287 | 1298.407 | 34.3 | 73.1911 | 73.1911 | 0 | 0 | 0 | 1227.95 | 0 | 0
2288 | 341.456 | 118.01 | 303.0162 | 303.0162 | 0 | 0 | 0 | 49.759 | 0 | 0
2289 | 276.424 | 344.97 | 904.4966 | 287.1506 | -617.3461 | 0 | 0 | 0 | 0 | 0
2290 | 284.243 | 599.75 | 1520.9639 | 295.273 | -1071.2155 | 0 | 154.4755 | 0 | 0 | 0
2291 | 269.004 | 912.23 | 2236.4417 | 279.4426 | -1071.2155 | 0 | 885.7836 | 0 | 0 | 0
2292 | 333.853 | 858.81 | 2060.3155 | 346.8081 | -816.6636 | 0 | 896.8438 | 0 | 0 | 0
2293 | 211.973 | 746.35 | 1806.4524 | 220.1986 | 0 | 0 | 1586.2538 | 0 | 0 | 0
2294 | 211.252 | 821.02 | 1966.7192 | 219.4496 | 0 | 0 | 1747.2696 | 0 | 0 | 0
2295 | 343.658 | 607.31 | 1515.265 | 356.9936 | 0 | 0 | 1158.2715 | 0 | 0 | 0
2296 | 393.167 | 313.99 | 806.233 | 408.4237 | 0 | 0 | 397.8092 | 0 | 0 | 0
2297 | 317.159 | 253.68 | 658.3508 | 329.4663 | 0 | 0 | 328.8845 | 0 | 0 | 0
2298 | 348.83 | 62.6 | 131.0369 | 131.0369 | 0 | 0 | 0 | 0 | 0 | 231.3294
2299 | 281.691 | 0 | 0 | 0 | 0 | 0 | 0 | 0 | 0 | 292.6219
2300 | 266.4 | 0 | 0 | 0 | 0 | 0 | 0 | 0 | 0 | 276.7376
2301 | 309.6 | 0 | 0 | 0 | 0 | 0 | 0 | 0 | 0 | 321.614
2302 | 292 | 0 | 0 | 0 | 0 | 0 | 0 | 0 | 0 | 303.331
2303 | 243.2 | 0 | 0 | 0 | 0 | 0 | 0 | 0 | 0 | 252.6373
2304 | 139.2 | 0 | 0 | 0 | 0 | 0 | 0 | 0 | 0 | 144.6016
2305 | 142.4 | 0 | 0 | 0 | 0 | 0 | 0 | 0 | 0 | 147.9258
2306 | 124 | 0 | 0 | 0 | 0 | 0 | 0 | 0 | 0 | 128.8118
2307 | 118.4 | 0 | 0 | 0 | 0 | 0 | 0 | 0 | 0 | 122.9945
2308 | 115.2 | 0 | 0 | 0 | 0 | 0 | 0 | 0 | 0 | 119.6703
2309 | 101.6 | 0 | 0 | 0 | 0 | 0 | 0 | 0 | 0 | 105.5426
2310 | 99.2 | 0 | 0 | 0 | 0 | 0 | 0 | 0 | 0 | 103.0494
2311 | 81.795 | 79.16 | 184.1541 | 84.969 | -99.1851 | 0 | 0 | 0 | 0 | 0
2312 | 89.489 | 265.15 | 705.7369 | 92.9616 | -612.7753 | 0 | 0 | 0 | 0 | 0
2313 | 89.121 | 559 | 1483.6012 | 92.5793 | -1071.2155 | 0 | 319.8064 | 0 | 0 | 0
2314 | 88.082 | 761.4 | 1956.1265 | 91.5 | -1055.6646 | 0 | 808.9619 | 0 | 0 | 0
2315 | 84.446 | 900.54 | 2257.2344 | 87.7229 | 0 | 0 | 2169.5115 | 0 | 0 | 0
2316 | 92.13 | 590.69 | 1487.3503 | 95.7051 | 0 | 0 | 1391.6452 | 0 | 0 | 0
2317 | 88.264 | 194.27 | 485.7617 | 91.6891 | 0 | 0 | 394.0727 | 0 | 0 | 0
2318 | 92.708 | 236.6 | 598.5697 | 96.3055 | 0 | 0 | 502.2642 | 0 | 0 | 0
2319 | 86.801 | 226.85 | 578.259 | 90.1693 | 0 | 0 | 488.0897 | 0 | 0 | 0
2320 | 98.247 | 46.09 | 101.6408 | 101.6408 | 0 | 0 | 0 | 0 | 0 | 0.41864
2321 | 88.18 | 112.12 | 282.8935 | 91.6018 | -0.46642 | 0 | 190.8253 | 0 | 0 | 0
2322 | 94.896 | 28.42 | 54.9621 | 54.9621 | 0 | 0 | 0 | 0 | 0 | 43.6163
2323 | 102.069 | 0 | 0 | 0 | 0 | 0 | 0 | 0 | 0 | 106.0298
2324 | 104.8 | 0 | 0 | 0 | 0 | 0 | 0 | 0 | 0 | 108.8667
2325 | 103.2 | 0 | 0 | 0 | 0 | 0 | 0 | 0 | 0 | 107.2047
2326 | 111.2 | 0 | 0 | 0 | 0 | 0 | 0 | 0 | 0 | 115.5151
2327 | 101.6 | 0 | 0 | 0 | 0 | 0 | 0 | 0 | 0 | 105.5426
2328 | 107.2 | 0 | 0 | 0 | 0 | 0 | 0 | 0 | 0 | 111.3599
2329 | 96.8 | 0 | 0 | 0 | 0 | 0 | 0 | 0 | 0 | 100.5563
2330 | 103.2 | 0 | 0 | 0 | 0 | 0 | 0 | 0 | 0 | 107.2047
2331 | 100 | 0 | 0 | 0 | 0 | 0 | 0 | 0 | 0 | 103.8805
2332 | 101.6 | 0 | 0 | 0 | 0 | 0 | 0 | 0 | 0 | 105.5426
2333 | 96 | 0 | 0 | 0 | 0 | 0 | 0 | 0 | 0 | 99.7253
2334 | 101.6 | 0 | 0 | 0 | 0 | 0 | 0 | 0 | 0 | 105.5426
2335 | 90.638 | 79.4 | 185.9242 | 94.1552 | -91.7691 | 0 | 0 | 0 | 0 | 0
2336 | 142.371 | 270.3 | 719.3432 | 147.8957 | -571.4475 | 0 | 0 | 0 | 0 | 0
2337 | 876.805 | 489.22 | 1286.0943 | 910.8292 | -375.2651 | 0 | 0 | 0 | 0 | 0
2338 | 1186.13 | 558.68 | 1431.3961 | 1232.1575 | -199.2386 | 0 | 0 | 0 | 0 | 0
2339 | 1409.196 | 607.38 | 1533.7505 | 1463.8795 | -69.871 | 0 | 0 | 0 | 0 | 0
2340 | 1645.065 | 985.6 | 2441.8279 | 1708.9013 | -162.0785 | 0 | 570.8481 | 0 | 0 | 0
2341 | 1551.507 | 508.85 | 1284.2712 | 1284.2712 | 0 | 0 | 0 | 218.057 | 0 | 100.924
2342 | 1454.836 | 642.64 | 1623.6082 | 1511.2905 | -112.3176 | 0 | 0 | 0 | 0 | 0
2343 | 1456.702 | 402.07 | 1036.9879 | 1036.9879 | 0 | 0 | 0 | 458.451 | 0 | 0
2344 | 1631.387 | 192.85 | 496.4998 | 496.4998 | 0 | 0 | 0 | 1153.434 | 0 | 0
2345 | 1631.553 | 217.44 | 571.0424 | 571.0424 | 0 | 0 | 0 | 1081.842 | 0 | 0
2346 | 1765.931 | 52.23 | 112.4662 | 112.4662 | 0 | 0 | 0 | 626.466 | 0 | 1071.2155
2347 | 1730.86 | 0 | 0 | 0 | 0 | 0 | 0 | 699.66 | 0 | 1071.2155
2348 | 1846.4 | 0 | 0 | 0 | 0 | 0 | 0 | 815.2 | 0 | 1071.2155
2349 | 1725.6 | 0 | 0 | 0 | 0 | 0 | 0 | 1725.6 | 0 | 0
2350 | 1554.4 | 0 | 0 | 0 | 0 | 0 | 0 | 1554.4 | 0 | 0
2351 | 1998.4 | 0 | 0 | 0 | 0 | 0 | 0 | 1998.4 | 0 | 0
2352 | 1700.8 | 0 | 0 | 0 | 0 | 0 | 0 | 1700.8 | 0 | 0
2353 | 1940.8 | 0 | 0 | 0 | 0 | 0 | 0 | 1940.8 | 0 | 0
2354 | 1621.6 | 0 | 0 | 0 | 0 | 0 | 0 | 1621.6 | 0 | 0
2355 | 1272.8 | 0 | 0 | 0 | 0 | 0 | 0 | 1272.8 | 0 | 0
2356 | 1277.6 | 0 | 0 | 0 | 0 | 0 | 0 | 1277.6 | 0 | 0
2357 | 1742.4 | 0 | 0 | 0 | 0 | 0 | 0 | 1742.4 | 0 | 0
2358 | 1696 | 0 | 0 | 0 | 0 | 0 | 0 | 1696 | 0 | 0
2359 | 1093.028 | 97.44 | 220.7876 | 0 | -220.7876 | 0 | 0 | 1093.028 | 0 | 0
2360 | 1153.367 | 332.82 | 875.0902 | 0 | -875.0902 | 0 | 0 | 1153.367 | 0 | 0
2361 | 1724.16 | 579.52 | 1490.5051 | 1114.7061 | -375.799 | 0 | 0 | 651.094 | 0 | 0
2362 | 2138.256 | 789.18 | 1915.9673 | 1915.9673 | 0 | 0 | 0 | 293.86 | 0 | 0
2363 | 1900.048 | 943.98 | 2207.8912 | 1973.7789 | -234.1123 | 0 | 0 | 0 | 0 | 0
2364 | 2133.191 | 1016.44 | 2354.5019 | 2215.9689 | -138.5329 | 0 | 0 | 0 | 0 | 0
2365 | 1700.026 | 1008.05 | 2365.5921 | 1765.9951 | -599.5971 | 0 | 0 | 0 | 0 | 0
2366 | 1540.681 | 917.65 | 2226.6936 | 1600.4667 | -626.2268 | 0 | 0 | 0 | 0 | 0
2367 | 1354.534 | 758.21 | 1913.3911 | 1407.0964 | -506.2947 | 0 | 0 | 0 | 0 | 0
2368 | 1652.807 | 544.14 | 1428.7835 | 1428.7835 | 0 | 0 | 0 | 277.396 | 0 | 0
2369 | 1811.042 | 298.25 | 768.5285 | 768.5285 | 0 | 0 | 0 | 1071.222 | 0 | 0
2370 | 1517.038 | 71.12 | 138.7147 | 138.7147 | 0 | 0 | 0 | 352.305 | 0 | 1071.2155
2371 | 1866.297 | 0 | 0 | 0 | 0 | 0 | 0 | 835.097 | 0 | 1071.2155
2372 | 1745.6 | 0 | 0 | 0 | 0 | 0 | 0 | 714.4 | 0 | 1071.2155
2373 | 2057.6 | 0 | 0 | 0 | 0 | 0 | 0 | 2057.6 | 0 | 0
2374 | 1675.2 | 0 | 0 | 0 | 0 | 0 | 0 | 1675.2 | 0 | 0
2375 | 1663.2 | 0 | 0 | 0 | 0 | 0 | 0 | 1663.2 | 0 | 0
2376 | 1429.6 | 0 | 0 | 0 | 0 | 0 | 0 | 1429.6 | 0 | 0
2377 | 1479.2 | 0 | 0 | 0 | 0 | 0 | 0 | 1479.2 | 0 | 0
2378 | 1613.6 | 0 | 0 | 0 | 0 | 0 | 0 | 1613.6 | 0 | 0
2379 | 1020.8 | 0 | 0 | 0 | 0 | 0 | 0 | 1020.8 | 0 | 0
2380 | 1254.4 | 0 | 0 | 0 | 0 | 0 | 0 | 1254.4 | 0 | 0
2381 | 1267.2 | 0 | 0 | 0 | 0 | 0 | 0 | 1267.2 | 0 | 0
2382 | 1392 | 0 | 0 | 0 | 0 | 0 | 0 | 1392 | 0 | 0
2383 | 1293.522 | 104.26 | 227.9595 | 227.9595 | 0 | 0 | 0 | 1074.078 | 0 | 0
2384 | 650.269 | 340.09 | 904.0531 | 675.5025 | -228.5505 | 0 | 0 | 0 | 0 | 0
2385 | 1468.701 | 582.57 | 1549.7731 | 1525.6936 | -24.0795 | 0 | 0 | 0 | 0 | 0
2386 | 1476.864 | 785.28 | 2020.8191 | 1534.1733 | -486.6457 | 0 | 0 | 0 | 0 | 0
2387 | 1368.496 | 906.82 | 2281.8531 | 1421.6001 | -860.2529 | 0 | 0 | 0 | 0 | 0
2388 | 1103.419 | 980.41 | 2441.3179 | 1146.2369 | -1071.2155 | 0 | 223.8655 | 0 | 0 | 0
2389 | 1738.664 | 975.3 | 2433.9247 | 1806.1324 | -627.7923 | 0 | 0 | 0 | 0 | 0
2390 | 1353.651 | 882.48 | 2235.8963 | 1406.178 | -277.9052 | 0 | 551.8131 | 0 | 0 | 0
2391 | 1671.773 | 734.34 | 1903.9099 | 1736.6457 | 0 | 0 | 167.2642 | 0 | 0 | 0
2392 | 1643.7 | 527.6 | 1405.4467 | 1405.4467 | 0 | 0 | 0 | 290.754 | 0 | 0
2393 | 1554.145 | 290.62 | 755.717 | 755.717 | 0 | 0 | 0 | 826.658 | 0 | 0
2394 | 1624.376 | 67.8 | 137.3913 | 137.3913 | 0 | 0 | 0 | 460.917 | 0 | 1071.2155
2395 | 1597.412 | 0 | 0 | 0 | 0 | 0 | 0 | 566.212 | 0 | 1071.2155
2396 | 1305.6 | 0 | 0 | 0 | 0 | 0 | 0 | 274.4 | 0 | 1071.2155
2397 | 1634.4 | 0 | 0 | 0 | 0 | 0 | 0 | 1634.4 | 0 | 0
2398 | 1851.2 | 0 | 0 | 0 | 0 | 0 | 0 | 1851.2 | 0 | 0
2399 | 1613.6 | 0 | 0 | 0 | 0 | 0 | 0 | 1613.6 | 0 | 0
2400 | 1363.2 | 0 | 0 | 0 | 0 | 0 | 0 | 1363.2 | 0 | 0
2401 | 1245.6 | 0 | 0 | 0 | 0 | 0 | 0 | 1245.6 | 0 | 0
2402 | 1235.2 | 0 | 0 | 0 | 0 | 0 | 0 | 1235.2 | 0 | 0
2403 | 1324 | 0 | 0 | 0 | 0 | 0 | 0 | 1324 | 0 | 0
2404 | 1393.6 | 0 | 0 | 0 | 0 | 0 | 0 | 1393.6 | 0 | 0
2405 | 1192 | 0 | 0 | 0 | 0 | 0 | 0 | 1192 | 0 | 0
2406 | 1108 | 0 | 0 | 0 | 0 | 0 | 0 | 1108 | 0 | 0
2407 | 1071.458 | 97.02 | 224.9282 | 0 | -224.9282 | 0 | 0 | 1071.458 | 0 | 0
2408 | 700.377 | 328.02 | 873.4956 | 0 | -873.4956 | 0 | 0 | 700.377 | 0 | 0
2409 | 1179.725 | 386.24 | 1010.2355 | 0 | -1010.2355 | 0 | 0 | 1179.725 | 0 | 0
2410 | 1627.857 | 368.74 | 938.2339 | 0 | -938.2339 | 0 | 0 | 1627.857 | 0 | 0
2411 | 1504.309 | 581.29 | 1434.4128 | 1434.4128 | 0 | 0 | 0 | 0 | 0 | 128.2706
2412 | 1607.655 | 621.67 | 1506.3645 | 1506.3645 | 0 | 0 | 0 | 0 | 0 | 163.6751
2413 | 1708.11 | 987.25 | 2333.9356 | 1479.4844 | -854.4512 | 0 | 0 | 283.892 | 0 | 0
2414 | 1747.615 | 685.98 | 1672.0716 | 1672.0716 | 0 | 0 | 0 | 138.004 | 0 | 0
2415 | 1656.806 | 468.88 | 1178.3141 | 1178.3141 | 0 | 0 | 0 | 522.508 | 0 | 0
2416 | 1940.668 | 274.14 | 701.829 | 701.829 | 0 | 0 | 0 | 1265.056 | 0 | 0
2417 | 1471.768 | 282.34 | 725.6165 | 725.6165 | 0 | 0 | 0 | 773.257 | 0 | 0
2418 | 1831.384 | 62.93 | 128.1708 | 128.1708 | 0 | 0 | 0 | 676.801 | 0 | 1071.2155
2419 | 1741.725 | 0 | 0 | 0 | 0 | 0 | 0 | 710.525 | 0 | 1071.2155
2420 | 1332.8 | 0 | 0 | 0 | 0 | 0 | 0 | 301.6 | 0 | 1071.2155
2421 | 1913.6 | 0 | 0 | 0 | 0 | 0 | 0 | 1913.6 | 0 | 0
2422 | 1916 | 0 | 0 | 0 | 0 | 0 | 0 | 1916 | 0 | 0
2423 | 1797.6 | 0 | 0 | 0 | 0 | 0 | 0 | 1797.6 | 0 | 0
2424 | 1308 | 0 | 0 | 0 | 0 | 0 | 0 | 1308 | 0 | 0
2425 | 1379.2 | 0 | 0 | 0 | 0 | 0 | 0 | 1379.2 | 0 | 0
2426 | 1590.4 | 0 | 0 | 0 | 0 | 0 | 0 | 1590.4 | 0 | 0
2427 | 1549.6 | 0 | 0 | 0 | 0 | 0 | 0 | 1549.6 | 0 | 0
2428 | 934.4 | 0 | 0 | 0 | 0 | 0 | 0 | 934.4 | 0 | 0
2429 | 1459.2 | 0 | 0 | 0 | 0 | 0 | 0 | 1459.2 | 0 | 0
2430 | 1591.2 | 0 | 0 | 0 | 0 | 0 | 0 | 1591.2 | 0 | 0
2431 | 966.93 | 95.97 | 219.809 | 0 | -219.809 | 0 | 0 | 966.93 | 0 | 0
2432 | 1477.577 | 321.15 | 844.5503 | 0 | -844.5503 | 0 | 0 | 1477.577 | 0 | 0
2433 | 1354.983 | 553.21 | 1429.4171 | 1051.5789 | -377.8382 | 0 | 0 | 342.686 | 0 | 0
2434 | 1698.036 | 751.57 | 1861.08 | 1763.9279 | -97.1521 | 0 | 0 | 0 | 0 | 0
2435 | 1687.35 | 905.08 | 2165.6981 | 1752.8272 | -412.8709 | 0 | 0 | 0 | 0 | 0
2436 | 1799.841 | 973.93 | 2294.1224 | 1869.6834 | -424.439 | 0 | 0 | 0 | 0 | 0
2437 | 1492.56 | 966.45 | 2294.5202 | 1550.4784 | -744.0418 | 0 | 0 | 0 | 0 | 0
2438 | 1614.825 | 872.66 | 2133.2281 | 1677.4879 | -455.7403 | 0 | 0 | 0 | 0 | 0
2439 | 1802.673 | 721.65 | 1828.9415 | 1828.9415 | 0 | 0 | 0 | 42.052 | 0 | 0
2440 | 1703.159 | 399.91 | 1037.9311 | 1037.9311 | 0 | 0 | 0 | 704 | 0 | 0
2441 | 1953.342 | 159.24 | 408.3178 | 408.3178 | 0 | 0 | 0 | 1560.277 | 0 | 0
2442 | 1610.257 | 35.22 | 71.7689 | 71.7689 | 0 | 0 | 0 | 509.969 | 0 | 1071.2155
2443 | 1843.247 | 0 | 0 | 0 | 0 | 0 | 0 | 812.047 | 0 | 1071.2155
2444 | 1636 | 0 | 0 | 0 | 0 | 0 | 0 | 604.8 | 0 | 1071.2155
2445 | 1706.4 | 0 | 0 | 0 | 0 | 0 | 0 | 1706.4 | 0 | 0
2446 | 2003.2 | 0 | 0 | 0 | 0 | 0 | 0 | 2003.2 | 0 | 0
2447 | 1822.4 | 0 | 0 | 0 | 0 | 0 | 0 | 1822.4 | 0 | 0
2448 | 1698.4 | 0 | 0 | 0 | 0 | 0 | 0 | 1698.4 | 0 | 0
2449 | 1377.6 | 0 | 0 | 0 | 0 | 0 | 0 | 1377.6 | 0 | 0
2450 | 1225.6 | 0 | 0 | 0 | 0 | 0 | 0 | 1225.6 | 0 | 0
2451 | 1188 | 0 | 0 | 0 | 0 | 0 | 0 | 1188 | 0 | 0
2452 | 1199.2 | 0 | 0 | 0 | 0 | 0 | 0 | 1199.2 | 0 | 0
2453 | 1212 | 0 | 0 | 0 | 0 | 0 | 0 | 1212 | 0 | 0
2454 | 1070.4 | 0 | 0 | 0 | 0 | 0 | 0 | 1070.4 | 0 | 0
2455 | 974.019 | 58.68 | 138.0312 | 138.0312 | 0 | 0 | 0 | 841.144 | 0 | 0
2456 | 196.406 | 205.62 | 539.0908 | 204.0275 | -335.0634 | 0 | 0 | 0 | 0 | 0
2457 | 173.54 | 542.78 | 1398.3205 | 180.2742 | -1071.2155 | 0 | 146.8309 | 0 | 0 | 0
2458 | 0 | 745.51 | 1837.6051 | 0 | -1071.2155 | 0 | 766.3896 | 0 | 0 | 0
2459 | 0 | 891.18 | 2134.8269 | 0 | -1071.2155 | 0 | 1063.6114 | 0 | 0 | 0
2460 | 0 | 721.5 | 1745.4527 | 0.0010388 | -27.7309 | 0 | 1717.7208 | 0 | 0 | 0
2461 | 0 | 795.66 | 1928.4195 | 0 | 0 | 0 | 1928.4195 | 0 | 0 | 0
2462 | 267.984 | 534.78 | 1336.6446 | 278.3831 | 0 | 0 | 1058.2616 | 0 | 0 | 0
2463 | 256.129 | 721.8 | 1848.5956 | 266.068 | 0 | 0 | 1582.5276 | 0 | 0 | 0
2464 | 126.647 | 513.79 | 1357.0395 | 131.5615 | 0 | 0 | 1225.478 | 0 | 0 | 0
2465 | 227.812 | 278.45 | 722.8253 | 236.6522 | 0 | 0 | 486.1731 | 0 | 0 | 0
2466 | 353.747 | 61.88 | 128.069 | 128.069 | 0 | 0 | 0 | 0 | 0 | 239.405
2467 | 216.663 | 0 | 0 | 0 | 0 | 0 | 0 | 0 | 0 | 225.0706
2468 | 193.6 | 0 | 0 | 0 | 0 | 0 | 0 | 0 | 0 | 201.1126
2469 | 127.2 | 0 | 0 | 0 | 0 | 0 | 0 | 0 | 0 | 132.136
2470 | 117.6 | 0 | 0 | 0 | 0 | 0 | 0 | 0 | 0 | 122.1634
2471 | 128.8 | 0 | 0 | 0 | 0 | 0 | 0 | 0 | 0 | 133.7981
2472 | 140.8 | 0 | 0 | 0 | 0 | 0 | 0 | 0 | 0 | 146.2637
2473 | 108.8 | 0 | 0 | 0 | 0 | 0 | 0 | 0 | 0 | 113.022
2474 | 100 | 0 | 0 | 0 | 0 | 0 | 0 | 0 | 0 | 103.8805
2475 | 89.6 | 0 | 0 | 0 | 0 | 0 | 0 | 0 | 0 | 93.0769
2476 | 99.2 | 0 | 0 | 0 | 0 | 0 | 0 | 0 | 0 | 103.0494
2477 | 91.2 | 0 | 0 | 0 | 0 | 0 | 0 | 0 | 0 | 94.739
2478 | 98.4 | 0 | 0 | 0 | 0 | 0 | 0 | 0 | 0 | 102.2184
2479 | 64.271 | 92.42 | 216.5035 | 66.765 | -149.7385 | 0 | 0 | 0 | 0 | 0
2480 | 44.716 | 317.64 | 841.9907 | 46.4512 | -795.5395 | 0 | 0 | 0 | 0 | 0
2481 | 503.248 | 463.77 | 1212.1283 | 522.7764 | -689.3519 | 0 | 0 | 0 | 0 | 0
2482 | 593.572 | 619.03 | 1568.2202 | 616.6054 | -379.6322 | 0 | 571.9825 | 0 | 0 | 0
2483 | 451.248 | 468.83 | 1180.05 | 468.7586 | 0 | 0 | 711.2914 | 0 | 0 | 0
2484 | 445.515 | 977.16 | 2407.0529 | 462.8031 | 0 | 0 | 1944.2498 | 0 | 0 | 0
2485 | 1718.709 | 653.08 | 1636.1725 | 1636.1725 | 0 | 0 | 0 | 143.656 | 0 | 0
2486 | 1825.482 | 674.33 | 1706.0716 | 1706.0716 | 0 | 0 | 0 | 183.141 | 0 | 0
2487 | 1311.2 | 499.71 | 1290.3929 | 1290.3929 | 0 | 0 | 0 | 69.01 | 0 | 0
2488 | 1571.2 | 442.18 | 1167.3516 | 1167.3516 | 0 | 0 | 0 | 447.455 | 0 | 0
2489 | 1255.2 | 273.76 | 714.7496 | 714.7496 | 0 | 0 | 0 | 567.15 | 0 | 0
2490 | 1663.487 | 59.72 | 123.3051 | 123.3051 | 0 | 0 | 0 | 513.588 | 0 | 1071.2155
2491 | 1610.935 | 0 | 0 | 0 | 0 | 0 | 0 | 579.735 | 0 | 1071.2155
2492 | 1180.8 | 0 | 0 | 0 | 0 | 0 | 0 | 149.6 | 0 | 1071.2155
2493 | 1295.2 | 0 | 0 | 0 | 0 | 0 | 0 | 1295.2 | 0 | 0
2494 | 1408 | 0 | 0 | 0 | 0 | 0 | 0 | 1408 | 0 | 0
2495 | 1508 | 0 | 0 | 0 | 0 | 0 | 0 | 1508 | 0 | 0
2496 | 1367.2 | 0 | 0 | 0 | 0 | 0 | 0 | 1367.2 | 0 | 0
2497 | 1770.4 | 0 | 0 | 0 | 0 | 0 | 0 | 1770.4 | 0 | 0
2498 | 1622.4 | 0 | 0 | 0 | 0 | 0 | 0 | 1622.4 | 0 | 0
2499 | 1314.4 | 0 | 0 | 0 | 0 | 0 | 0 | 1314.4 | 0 | 0
2500 | 1200.8 | 0 | 0 | 0 | 0 | 0 | 0 | 1200.8 | 0 | 0
2501 | 1348 | 0 | 0 | 0 | 0 | 0 | 0 | 1348 | 0 | 0
2502 | 1156 | 0 | 0 | 0 | 0 | 0 | 0 | 1156 | 0 | 0
2503 | 1375.182 | 102.64 | 236.7041 | 0 | -236.7041 | 0 | 0 | 1375.182 | 0 | 0
2504 | 1228.928 | 331.06 | 878.3364 | 0 | -878.3364 | 0 | 0 | 1228.928 | 0 | 0
2505 | 1763.437 | 565.97 | 1495.3989 | 813.168 | -682.2309 | 0 | 0 | 980.645 | 0 | 0
2506 | 1786.454 | 111.22 | 271.2018 | 271.2018 | 0 | 0 | 0 | 1525.383 | 0 | 0
2507 | 1601.327 | 903.17 | 2247.2048 | 1663.4661 | -583.7387 | 0 | 0 | 0 | 0 | 0
2508 | 1886.909 | 975.44 | 2386.7817 | 1960.13 | -426.6517 | 0 | 0 | 0 | 0 | 0
2509 | 1830.371 | 452.51 | 1132.2868 | 1132.2868 | 0 | 0 | 0 | 740.381 | 0 | 0
2510 | 1393.734 | 892.15 | 2216.5974 | 1447.8175 | -768.7799 | 0 | 0 | 0 | 0 | 0
2511 | 1534.199 | 504.69 | 1286.1088 | 1286.1088 | 0 | 0 | 0 | 296.133 | 0 | 0
2512 | 1641.378 | 404.03 | 1054.6777 | 1054.6777 | 0 | 0 | 0 | 626.098 | 0 | 0
2513 | 1522.665 | 231.4 | 604.1179 | 604.1179 | 0 | 0 | 0 | 941.114 | 0 | 0
2514 | 1554.326 | 64.93 | 133.128 | 133.128 | 0 | 0 | 0 | 394.971 | 0 | 1071.2155
2515 | 1267.674 | 0 | 0 | 0 | 0 | 0 | 0 | 236.474 | 0 | 1071.2155
2516 | 1214.4 | 0 | 0 | 0 | 0 | 0 | 0 | 183.2 | 0 | 1071.2155
2517 | 1422.4 | 0 | 0 | 0 | 0 | 0 | 0 | 1422.4 | 0 | 0
2518 | 1226.4 | 0 | 0 | 0 | 0 | 0 | 0 | 1226.4 | 0 | 0
2519 | 1222.4 | 0 | 0 | 0 | 0 | 0 | 0 | 1222.4 | 0 | 0
2520 | 1440.8 | 0 | 0 | 0 | 0 | 0 | 0 | 1440.8 | 0 | 0
2521 | 1159.2 | 0 | 0 | 0 | 0 | 0 | 0 | 1159.2 | 0 | 0
2522 | 1145.6 | 0 | 0 | 0 | 0 | 0 | 0 | 1145.6 | 0 | 0
2523 | 1368.8 | 0 | 0 | 0 | 0 | 0 | 0 | 1368.8 | 0 | 0
2524 | 864.8 | 0 | 0 | 0 | 0 | 0 | 0 | 864.8 | 0 | 0
2525 | 943.2 | 0 | 0 | 0 | 0 | 0 | 0 | 943.2 | 0 | 0
2526 | 1092 | 0 | 0 | 0 | 0 | 0 | 0 | 1092 | 0 | 0
2527 | 1156.517 | 91.39 | 217.5808 | 0 | -217.5808 | 0 | 0 | 1156.517 | 0 | 0
2528 | 715.847 | 332.81 | 879.5404 | 450.4164 | -429.124 | 0 | 0 | 282.256 | 0 | 0
2529 | 1374.694 | 473.93 | 1229.9282 | 1229.9282 | 0 | 0 | 0 | 190.71 | 0 | 0
2530 | 1474.584 | 654.37 | 1640.2706 | 1531.8049 | -108.4658 | 0 | 0 | 0 | 0 | 0
2531 | 1171.084 | 907.03 | 2216.5829 | 1216.5276 | -1000.0553 | 0 | 0 | 0 | 0 | 0
2532 | 1452.682 | 972.61 | 2346.074 | 1509.053 | -837.0211 | 0 | 0 | 0 | 0 | 0
2533 | 1536.423 | 804.98 | 1956.5171 | 1596.0435 | -360.4736 | 0 | 0 | 0 | 0 | 0
2534 | 1489.362 | 723.63 | 1797.2319 | 1547.1563 | -250.0756 | 0 | 0 | 0 | 0 | 0
2535 | 1094.152 | 590.88 | 1510.2549 | 1136.6103 | -373.6446 | 0 | 0 | 0 | 0 | 0
2536 | 1400.201 | 416.34 | 1093.2662 | 1093.2662 | 0 | 0 | 0 | 347.774 | 0 | 0
2537 | 1681.075 | 221.86 | 581.2061 | 581.2061 | 0 | 0 | 0 | 1121.58 | 0 | 0
2538 | 1647.588 | 53.62 | 114.5957 | 114.5957 | 0 | 0 | 0 | 506.073 | 0 | 1071.2155
2539 | 1122.777 | 0 | 0 | 0 | 0 | 0 | 0 | 91.577 | 0 | 1071.2155
2540 | 1656 | 0 | 0 | 0 | 0 | 0 | 0 | 624.8 | 0 | 1071.2155
2541 | 1400.8 | 0 | 0 | 0 | 0 | 0 | 0 | 1400.8 | 0 | 0
2542 | 1624.8 | 0 | 0 | 0 | 0 | 0 | 0 | 1624.8 | 0 | 0
2543 | 1046.4 | 0 | 0 | 0 | 0 | 0 | 0 | 1046.4 | 0 | 0
2544 | 1645.6 | 0 | 0 | 0 | 0 | 0 | 0 | 1645.6 | 0 | 0
2545 | 1430.4 | 0 | 0 | 0 | 0 | 0 | 0 | 1430.4 | 0 | 0
2546 | 1149.6 | 0 | 0 | 0 | 0 | 0 | 0 | 1149.6 | 0 | 0
2547 | 1410.4 | 0 | 0 | 0 | 0 | 0 | 0 | 1410.4 | 0 | 0
2548 | 1274.4 | 0 | 0 | 0 | 0 | 0 | 0 | 1274.4 | 0 | 0
2549 | 1276.8 | 0 | 0 | 0 | 0 | 0 | 0 | 1276.8 | 0 | 0
2550 | 1566.4 | 0 | 0 | 0 | 0 | 0 | 0 | 1566.4 | 0 | 0
2551 | 1491.966 | 36.26 | 78.9159 | 0 | -78.9159 | 0 | 0 | 1491.966 | 0 | 0
2552 | 1493.014 | 124.33 | 318.4321 | 0 | -318.4321 | 0 | 0 | 1493.014 | 0 | 0
2553 | 1539.824 | 426.25 | 1114.8993 | 43.6838 | -1071.2155 | 0 | 0 | 1497.772 | 0 | 0
2554 | 1782.499 | 755.01 | 1923.3324 | 1544.1511 | -379.1814 | 0 | 0 | 296.03 | 0 | 0
2555 | 1835.337 | 904.09 | 2239.0294 | 1906.5568 | -332.4726 | 0 | 0 | 0 | 0 | 0
2556 | 1632.697 | 974.69 | 2377.3815 | 1696.0534 | -681.3281 | 0 | 0 | 0 | 0 | 0
2557 | 1766.248 | 966.17 | 2353.97 | 1834.7868 | -519.1832 | 0 | 0 | 0 | 0 | 0
2558 | 1904.871 | 878.42 | 2174.4988 | 1978.789 | -195.7098 | 0 | 0 | 0 | 0 | 0
2559 | 1996.523 | 725.12 | 1843.5013 | 1843.5013 | 0 | 0 | 0 | 221.886 | 0 | 0
2560 | 1909.872 | 447.53 | 1162.4755 | 1162.4755 | 0 | 0 | 0 | 790.821 | 0 | 0
2561 | 1550.773 | 64.95 | 152.8321 | 152.8321 | 0 | 0 | 0 | 1403.65 | 0 | 0
2562 | 1749.963 | 17.63 | 27.4213 | 27.4213 | 0 | 0 | 0 | 692.366 | 0 | 1071.2155
2563 | 2041.861 | 0 | 0 | 0 | 0 | 0 | 0 | 1010.661 | 0 | 1071.2155
2564 | 1636 | 0 | 0 | 0 | 0 | 0 | 0 | 604.8 | 0 | 1071.2155
2565 | 1492.8 | 0 | 0 | 0 | 0 | 0 | 0 | 1492.8 | 0 | 0
2566 | 1684 | 0 | 0 | 0 | 0 | 0 | 0 | 1684 | 0 | 0
2567 | 1725.6 | 0 | 0 | 0 | 0 | 0 | 0 | 1725.6 | 0 | 0
2568 | 1603.2 | 0 | 0 | 0 | 0 | 0 | 0 | 1603.2 | 0 | 0
2569 | 792 | 0 | 0 | 0 | 0 | 0 | 0 | 792 | 0 | 0
2570 | 863.2 | 0 | 0 | 0 | 0 | 0 | 0 | 863.2 | 0 | 0
2571 | 843.2 | 0 | 0 | 0 | 0 | 0 | 0 | 843.2 | 0 | 0
2572 | 594.4 | 0 | 0 | 0 | 0 | 0 | 0 | 594.4 | 0 | 0
2573 | 836 | 0 | 0 | 0 | 0 | 0 | 0 | 836 | 0 | 0
2574 | 635.2 | 0 | 0 | 0 | 0 | 0 | 0 | 635.2 | 0 | 0
2575 | 612.699 | 36.26 | 79.0032 | 79.0032 | 0 | 0 | 0 | 536.647 | 0 | 0
2576 | 532.414 | 123.36 | 314.7817 | 314.7817 | 0 | 0 | 0 | 229.391 | 0 | 0
2577 | 903.735 | 497.07 | 1289.432 | 938.8042 | -350.6278 | 0 | 0 | 0 | 0 | 0
2578 | 888.082 | 491.79 | 1246.7672 | 922.5438 | -324.2234 | 0 | 0 | 0 | 0 | 0
2579 | 1104.242 | 917.69 | 2261.9028 | 1147.0918 | -1071.2155 | 0 | 43.5955 | 0 | 0 | 0
2580 | 873.013 | 984.98 | 2401.5431 | 906.8901 | -1071.2155 | 0 | 423.4376 | 0 | 0 | 0
2581 | 777.272 | 977.02 | 2387.4891 | 807.4328 | -759.1595 | 0 | 820.8968 | 0 | 0 | 0
2582 | 991.14 | 895.3 | 2225.8698 | 1029.6009 | 0 | 0 | 1196.2689 | 0 | 0 | 0
2583 | 976.907 | 738.94 | 1887.7087 | 1014.8156 | 0 | 0 | 872.8931 | 0 | 0 | 0
2584 | 874.205 | 525.47 | 1385.108 | 908.1283 | 0 | 0 | 476.9797 | 0 | 0 | 0
2585 | 861.226 | 285.86 | 733.7036 | 733.7036 | 0 | 0 | 0 | 154.93 | 0 | 0
2586 | 364.693 | 66.53 | 132.7229 | 132.7229 | 0 | 0 | 0 | 0 | 0 | 246.1219
2587 | 407.546 | 0 | 0 | 0 | 0 | 0 | 0 | 0 | 0 | 423.3607
2588 | 380.8 | 0 | 0 | 0 | 0 | 0 | 0 | 0 | 0 | 395.5768
2589 | 503.2 | 0 | 0 | 0 | 0 | 0 | 0 | 503.2 | 0 | 0
2590 | 686.4 | 0 | 0 | 0 | 0 | 0 | 0 | 686.4 | 0 | 0
2591 | 699.2 | 0 | 0 | 0 | 0 | 0 | 0 | 699.2 | 0 | 0
2592 | 0 | 0 | 0 | 0 | 0 | 0 | 0 | 0 | 0 | 0
2593 | 0 | 0 | 0 | 0 | 0 | 0 | 0 | 0 | 0 | 0
2594 | 0 | 0 | 0 | 0 | 0 | 0 | 0 | 0 | 0 | 0
2595 | 0 | 0 | 0 | 0 | 0 | 0 | 0 | 0 | 0 | 0
2596 | 0 | 0 | 0 | 0 | 0 | 0 | 0 | 0 | 0 | 0
2597 | 0 | 0 | 0 | 0 | 0 | 0 | 0 | 0 | 0 | 0
2598 | 0 | 0 | 0 | 0 | 0 | 0 | 0 | 0 | 0 | 0
2599 | 1576.944 | 111.5 | 248.4561 | 248.4561 | 0 | 0 | 0 | 1337.769 | 0 | 0
2600 | 1498.248 | 343.51 | 903.8983 | 903.8983 | 0 | 0 | 0 | 161.936 | 0 | 484.269
2601 | 1510.044 | 579.45 | 1516.2747 | 1516.2747 | 0 | 0 | 0 | 0 | 0 | 52.3661
2602 | 1902.362 | 776.59 | 1969.7753 | 1969.7753 | 0 | 0 | 0 | 0 | 0 | 6.4073
2603 | 1884.636 | 928.47 | 2304.1094 | 1957.7688 | -346.3406 | 0 | 0 | 0 | 0 | 0
2604 | 1594.663 | 994.81 | 2450.5238 | 1656.5435 | -793.9803 | 0 | 0 | 0 | 0 | 0
2605 | 1945.081 | 983.44 | 2436.7098 | 2020.5594 | -416.1504 | 0 | 0 | 0 | 0 | 0
2606 | 1916.271 | 883.7 | 2223.8036 | 1990.6314 | -233.1722 | 0 | 0 | 0 | 0 | 0
2607 | 2098.686 | 729.05 | 1879.0098 | 1879.0098 | 0 | 0 | 0 | 289.867 | 0 | 0
2608 | 1693.969 | 457.6 | 1198.4441 | 1198.4441 | 0 | 0 | 0 | 540.293 | 0 | 0
2609 | 2117.631 | 188.13 | 487.3324 | 487.3324 | 0 | 0 | 0 | 1648.503 | 0 | 0
2610 | 2089.833 | 45.69 | 97.5282 | 97.5282 | 0 | 0 | 0 | 964.748 | 0 | 1071.2155
2611 | 1694.447 | 0 | 0 | 0 | 0 | 0 | 0 | 663.247 | 0 | 1071.2155
2612 | 1517.6 | 0 | 0 | 0 | 0 | 0 | 0 | 486.4 | 0 | 1071.2155
2613 | 1688.8 | 0 | 0 | 0 | 0 | 0 | 0 | 1688.8 | 0 | 0
2614 | 1653.6 | 0 | 0 | 0 | 0 | 0 | 0 | 1653.6 | 0 | 0
2615 | 1461.6 | 0 | 0 | 0 | 0 | 0 | 0 | 1461.6 | 0 | 0
2616 | 0 | 0 | 0 | 0 | 0 | 0 | 0 | 0 | 0 | 0
2617 | 0 | 0 | 0 | 0 | 0 | 0 | 0 | 0 | 0 | 0
2618 | 0 | 0 | 0 | 0 | 0 | 0 | 0 | 0 | 0 | 0
2619 | 0 | 0 | 0 | 0 | 0 | 0 | 0 | 0 | 0 | 0
2620 | 0 | 0 | 0 | 0 | 0 | 0 | 0 | 0 | 0 | 0
2621 | 0 | 0 | 0 | 0 | 0 | 0 | 0 | 0 | 0 | 0
2622 | 0 | 0 | 0 | 0 | 0 | 0 | 0 | 0 | 0 | 0
2623 | 601.179 | 114.55 | 255.9116 | 255.9116 | 0 | 0 | 0 | 354.827 | 0 | 0
2624 | 322.859 | 344.71 | 909.2253 | 335.3875 | -573.8378 | 0 | 0 | 0 | 0 | 0
2625 | 345.786 | 580.41 | 1524.6922 | 359.2041 | -1071.2155 | 0 | 94.2726 | 0 | 0 | 0
2626 | 329.02 | 777.06 | 1973.4683 | 341.7875 | -1071.2155 | 0 | 560.4653 | 0 | 0 | 0
2627 | 281.969 | 913.22 | 2262.8918 | 292.9107 | -860.1719 | 0 | 1109.8091 | 0 | 0 | 0
2628 | 315.114 | 982.14 | 2409.1721 | 327.3419 | 0 | 0 | 2081.8302 | 0 | 0 | 0
2629 | 313.792 | 972.7 | 2398.9804 | 325.9686 | 0 | 0 | 2073.0117 | 0 | 0 | 0
2630 | 298.368 | 859.73 | 2156.9108 | 309.9461 | 0 | 0 | 1846.9647 | 0 | 0 | 0
2631 | 287.073 | 709.76 | 1829.6343 | 298.2128 | 0 | 0 | 1531.4215 | 0 | 0 | 0
2632 | 258.151 | 508.01 | 1347.6746 | 268.1685 | 0 | 0 | 1079.5062 | 0 | 0 | 0
2633 | 315.607 | 276.11 | 712.9047 | 327.8541 | 0 | 0 | 385.0506 | 0 | 0 | 0
2634 | 311.492 | 62.49 | 124.9848 | 124.9848 | 0 | 0 | 0 | 0 | 0 | 198.5945
2635 | 272.738 | 0 | 0 | 0 | 0 | 0 | 0 | 0 | 0 | 283.3215
2636 | 274.4 | 0 | 0 | 0 | 0 | 0 | 0 | 0 | 0 | 285.048
2637 | 260.8 | 0 | 0 | 0 | 0 | 0 | 0 | 0 | 0 | 270.9203
2638 | 225.6 | 0 | 0 | 0 | 0 | 0 | 0 | 0 | 0 | 234.3544
2639 | 268 | 0 | 0 | 0 | 0 | 0 | 0 | 0 | 0 | 278.3997
2640 | 0 | 0 | 0 | 0 | 0 | 0 | 0 | 0 | 0 | 0
2641 | 0 | 0 | 0 | 0 | 0 | 0 | 0 | 0 | 0 | 0
2642 | 0 | 0 | 0 | 0 | 0 | 0 | 0 | 0 | 0 | 0
2643 | 0 | 0 | 0 | 0 | 0 | 0 | 0 | 0 | 0 | 0
2644 | 0 | 0 | 0 | 0 | 0 | 0 | 0 | 0 | 0 | 0
2645 | 0 | 0 | 0 | 0 | 0 | 0 | 0 | 0 | 0 | 0
2646 | 0 | 0 | 0 | 0 | 0 | 0 | 0 | 0 | 0 | 0
2647 | 39.491 | 99.63 | 235.6695 | 41.0234 | -194.646 | 0 | 0 | 0 | 0 | 0
2648 | 37.99 | 326.79 | 856.6566 | 39.4642 | -817.1924 | 0 | 0 | 0 | 0 | 0
2649 | 302.112 | 563.69 | 1449.6281 | 313.8354 | -713.8542 | 0 | 421.9386 | 0 | 0 | 0
2650 | 565.025 | 763.87 | 1875.9785 | 586.9507 | 0 | 0 | 1289.0279 | 0 | 0 | 0
2651 | 324.56 | 469.1 | 1156.4276 | 337.1545 | 0 | 0 | 819.2731 | 0 | 0 | 0
2652 | 314.692 | 982.14 | 2338.7515 | 326.9035 | 0 | 0 | 2011.848 | 0 | 0 | 0
2653 | 593.521 | 434.09 | 1072.1358 | 616.5524 | 0 | 0 | 455.5834 | 0 | 0 | 0
2654 | 606.677 | 866.61 | 2137.3647 | 630.2189 | 0 | 0 | 1507.1457 | 0 | 0 | 0
2655 | 413.157 | 384.17 | 971.031 | 429.1895 | 0 | 0 | 541.8416 | 0 | 0 | 0
2656 | 615.896 | 502.17 | 1316.0576 | 639.7957 | 0 | 0 | 676.2619 | 0 | 0 | 0
2657 | 592.271 | 269.87 | 693.0978 | 615.2539 | 0 | 0 | 77.8439 | 0 | 0 | 0
2658 | 583.145 | 57.22 | 117.1834 | 117.1834 | 0 | 0 | 0 | 0 | 0 | 488.5904
2659 | 752.979 | 0 | 0 | 0 | 0 | 0 | 0 | 0 | 0 | 782.1982
2660 | 606.4 | 0 | 0 | 0 | 0 | 0 | 0 | 0 | 0 | 629.9312
2661 | 505.6 | 0 | 0 | 0 | 0 | 0 | 0 | 505.6 | 0 | 0
2662 | 594.4 | 0 | 0 | 0 | 0 | 0 | 0 | 594.4 | 0 | 0
2663 | 668.8 | 0 | 0 | 0 | 0 | 0 | 0 | 668.8 | 0 | 0
2664 | 0 | 0 | 0 | 0 | 0 | 0 | 0 | 0 | 0 | 0
2665 | 0 | 0 | 0 | 0 | 0 | 0 | 0 | 0 | 0 | 0
2666 | 0 | 0 | 0 | 0 | 0 | 0 | 0 | 0 | 0 | 0
2667 | 0 | 0 | 0 | 0 | 0 | 0 | 0 | 0 | 0 | 0
2668 | 0 | 0 | 0 | 0 | 0 | 0 | 0 | 0 | 0 | 0
2669 | 0 | 0 | 0 | 0 | 0 | 0 | 0 | 0 | 0 | 0
2670 | 0 | 0 | 0 | 0 | 0 | 0 | 0 | 0 | 0 | 0
2671 | 1652.413 | 114.55 | 256.0913 | 256.0913 | 0 | 0 | 0 | 680.495 | 0 | 753.5417
2672 | 1082.942 | 348.14 | 908.6903 | 908.6903 | 0 | 0 | 0 | 0 | 0 | 216.275
2673 | 1038.061 | 588.11 | 1525.2313 | 1078.3427 | -446.8886 | 0 | 0 | 0 | 0 | 0
2674 | 1455.5 | 789.28 | 1971.078 | 1511.9803 | -459.0977 | 0 | 0 | 0 | 0 | 0
2675 | 1822.657 | 917.6 | 2228.3349 | 1893.3847 | -334.9501 | 0 | 0 | 0 | 0 | 0
2676 | 1569.698 | 984.07 | 2367.9222 | 1630.6097 | -737.3124 | 0 | 0 | 0 | 0 | 0
2677 | 1627.187 | 974.24 | 2358.1003 | 1690.3296 | -667.7707 | 0 | 0 | 0 | 0 | 0
2678 | 1849.064 | 884.51 | 2185.1871 | 1920.8165 | -264.3706 | 0 | 0 | 0 | 0 | 0
2679 | 1544.646 | 729.17 | 1851.5562 | 1604.5856 | -246.9706 | 0 | 0 | 0 | 0 | 0
2680 | 1277.5 | 520.66 | 1364.309 | 1327.0731 | -37.236 | 0 | 0 | 0 | 0 | 0
2681 | 1415.472 | 281.88 | 717.0059 | 717.0059 | 0 | 0 | 0 | 725.25 | 0 | 0
2682 | 1528.819 | 45.52 | 96.1663 | 96.1663 | 0 | 0 | 0 | 405.045 | 0 | 1071.2155
2683 | 1597.596 | 0 | 0 | 0 | 0 | 0 | 0 | 566.396 | 0 | 1071.2155
2684 | 1565.6 | 0 | 0 | 0 | 0 | 0 | 0 | 534.4 | 0 | 1071.2155
2685 | 1574.4 | 0 | 0 | 0 | 0 | 0 | 0 | 1574.4 | 0 | 0
2686 | 2055.2 | 0 | 0 | 0 | 0 | 0 | 0 | 2055.2 | 0 | 0
2687 | 2027.2 | 0 | 0 | 0 | 0 | 0 | 0 | 2027.2 | 0 | 0
2688 | 0 | 0 | 0 | 0 | 0 | 0 | 0 | 0 | 0 | 0
2689 | 0 | 0 | 0 | 0 | 0 | 0 | 0 | 0 | 0 | 0
2690 | 0 | 0 | 0 | 0 | 0 | 0 | 0 | 0 | 0 | 0
2691 | 0 | 0 | 0 | 0 | 0 | 0 | 0 | 0 | 0 | 0
2692 | 0 | 0 | 0 | 0 | 0 | 0 | 0 | 0 | 0 | 0
2693 | 0 | 0 | 0 | 0 | 0 | 0 | 0 | 0 | 0 | 0
2694 | 0 | 0 | 0 | 0 | 0 | 0 | 0 | 0 | 0 | 0
2695 | 1539.86 | 78.14 | 187.9208 | 187.9208 | 0 | 0 | 0 | 1358.959 | 0 | 0
2696 | 753.773 | 350.76 | 916.6361 | 783.023 | -133.6131 | 0 | 0 | 0 | 0 | 0
2697 | 1086.631 | 586.52 | 1517.1795 | 1128.7974 | -388.3821 | 0 | 0 | 0 | 0 | 0
2698 | 1522.957 | 786.68 | 1956.5243 | 1582.055 | -374.4694 | 0 | 0 | 0 | 0 | 0
2699 | 1186.075 | 930.62 | 2247.5455 | 1232.1003 | -1015.4451 | 0 | 0 | 0 | 0 | 0
2700 | 1273.679 | 998.5 | 2381.8391 | 1323.1038 | -1058.7353 | 0 | 0 | 0 | 0 | 0
2701 | 1087.344 | 990.03 | 2379.3677 | 1129.5392 | -605.7956 | 0 | 644.033 | 0 | 0 | 0
2702 | 1231.626 | 898.87 | 2209.0775 | 1279.4189 | 0 | 0 | 929.6586 | 0 | 0 | 0
2703 | 1034.934 | 742.55 | 1885.1076 | 1075.0944 | 0 | 0 | 810.0132 | 0 | 0 | 0
2704 | 806.512 | 532.68 | 1399.1723 | 837.8085 | 0 | 0 | 561.3639 | 0 | 0 | 0
2705 | 1209.862 | 196.76 | 505.5998 | 505.5998 | 0 | 0 | 0 | 723.149 | 0 | 0
2706 | 1026.622 | 54.7 | 114.9437 | 114.9437 | 0 | 0 | 0 | 0 | 0 | 951.5161
2707 | 1116.444 | 0 | 0 | 0 | 0 | 0 | 0 | 85.244 | 0 | 1071.2155
2708 | 1189.6 | 0 | 0 | 0 | 0 | 0 | 0 | 158.4 | 0 | 1071.2155
2709 | 1585.6 | 0 | 0 | 0 | 0 | 0 | 0 | 1585.6 | 0 | 0
2710 | 1313.6 | 0 | 0 | 0 | 0 | 0 | 0 | 1313.6 | 0 | 0
2711 | 1244.8 | 0 | 0 | 0 | 0 | 0 | 0 | 1244.8 | 0 | 0
2712 | 0 | 0 | 0 | 0 | 0 | 0 | 0 | 0 | 0 | 0
2713 | 0 | 0 | 0 | 0 | 0 | 0 | 0 | 0 | 0 | 0
2714 | 0 | 0 | 0 | 0 | 0 | 0 | 0 | 0 | 0 | 0
2715 | 0 | 0 | 0 | 0 | 0 | 0 | 0 | 0 | 0 | 0
2716 | 0 | 0 | 0 | 0 | 0 | 0 | 0 | 0 | 0 | 0
2717 | 0 | 0 | 0 | 0 | 0 | 0 | 0 | 0 | 0 | 0
2718 | 0 | 0 | 0 | 0 | 0 | 0 | 0 | 0 | 0 | 0
2719 | 726.714 | 123.18 | 265.4562 | 265.4562 | 0 | 0 | 0 | 471.174 | 0 | 0
2720 | 674.256 | 29.4 | 59.5806 | 59.5806 | 0 | 0 | 0 | 501.672 | 0 | 119.6994
2721 | 632.529 | 593.95 | 1566.9913 | 657.0741 | -909.9171 | 0 | 0 | 0 | 0 | 0
2722 | 561.581 | 791.32 | 2025.1239 | 583.373 | -1071.2155 | 0 | 370.5354 | 0 | 0 | 0
2723 | 451.698 | 913.68 | 2289.0457 | 469.226 | -1071.2155 | 0 | 748.6043 | 0 | 0 | 0
2724 | 423.123 | 980.08 | 2430.4987 | 439.5411 | -524.0926 | 0 | 1466.865 | 0 | 0 | 0
2725 | 1088.675 | 971.88 | 2411.0523 | 1130.9208 | 0 | 0 | 1280.1316 | 0 | 0 | 0
2726 | 1337.162 | 889.65 | 2241.374 | 1389.0502 | 0 | 0 | 852.3237 | 0 | 0 | 0
2727 | 1171.09 | 735.59 | 1898.0656 | 1216.5339 | 0 | 0 | 681.5317 | 0 | 0 | 0
2728 | 1325.832 | 526.33 | 1397.8842 | 1377.2806 | 0 | 0 | 20.6037 | 0 | 0 | 0
2729 | 1450.922 | 288.5 | 737.6469 | 737.6469 | 0 | 0 | 0 | 740.83 | 0 | 0
2730 | 1693.945 | 67.16 | 125.847 | 125.847 | 0 | 0 | 0 | 541.599 | 0 | 1071.2155
2731 | 1224.801 | 0 | 0 | 0 | 0 | 0 | 0 | 193.601 | 0 | 1071.2155
2732 | 1521.6 | 0 | 0 | 0 | 0 | 0 | 0 | 490.4 | 0 | 1071.2155
2733 | 1564 | 0 | 0 | 0 | 0 | 0 | 0 | 1564 | 0 | 0
2734 | 1750.4 | 0 | 0 | 0 | 0 | 0 | 0 | 1750.4 | 0 | 0
2735 | 1775.2 | 0 | 0 | 0 | 0 | 0 | 0 | 1775.2 | 0 | 0
2736 | 0 | 0 | 0 | 0 | 0 | 0 | 0 | 0 | 0 | 0
2737 | 0 | 0 | 0 | 0 | 0 | 0 | 0 | 0 | 0 | 0
2738 | 0 | 0 | 0 | 0 | 0 | 0 | 0 | 0 | 0 | 0
2739 | 0 | 0 | 0 | 0 | 0 | 0 | 0 | 0 | 0 | 0
2740 | 0 | 0 | 0 | 0 | 0 | 0 | 0 | 0 | 0 | 0
2741 | 0 | 0 | 0 | 0 | 0 | 0 | 0 | 0 | 0 | 0
2742 | 0 | 0 | 0 | 0 | 0 | 0 | 0 | 0 | 0 | 0
2743 | 1263.257 | 114.17 | 264.8048 | 0 | -264.8048 | 0 | 0 | 1263.257 | 0 | 0
2744 | 953.993 | 341.64 | 898.8393 | 697.439 | -201.4003 | 0 | 0 | 282.607 | 0 | 0
2745 | 1386.66 | 572.9 | 1493.2403 | 1440.469 | -52.7713 | 0 | 0 | 0 | 0 | 0
2746 | 1396.16 | 771.71 | 1934.3022 | 1450.3376 | -483.9646 | 0 | 0 | 0 | 0 | 0
2747 | 1632.597 | 923.27 | 2255.5619 | 1695.9495 | -559.6124 | 0 | 0 | 0 | 0 | 0
2748 | 1604.417 | 991.5 | 2404.5245 | 1666.676 | -737.8485 | 0 | 0 | 0 | 0 | 0
2749 | 1737.845 | 979.89 | 2395.7372 | 1805.2816 | -590.4556 | 0 | 0 | 0 | 0 | 0
2750 | 1592.395 | 881.65 | 2196.6399 | 1654.1875 | -542.4524 | 0 | 0 | 0 | 0 | 0
2751 | 1657.388 | 728.22 | 1864.8322 | 1721.7025 | -143.1296 | 0 | 0 | 0 | 0 | 0
2752 | 1478.101 | 519.37 | 1369.3722 | 1369.3722 | 0 | 0 | 0 | 159.882 | 0 | 0
2753 | 1658.613 | 225.3 | 582.1815 | 582.1815 | 0 | 0 | 0 | 1098.179 | 0 | 0
2754 | 1608.759 | 54.45 | 114.6487 | 114.6487 | 0 | 0 | 0 | 467.193 | 0 | 1071.2155
2755 | 1122.711 | 0 | 0 | 0 | 0 | 0 | 0 | 91.511 | 0 | 1071.2155
2756 | 1280.8 | 0 | 0 | 0 | 0 | 0 | 0 | 249.6 | 0 | 1071.2155
2757 | 1492 | 0 | 0 | 0 | 0 | 0 | 0 | 1492 | 0 | 0
2758 | 1771.2 | 0 | 0 | 0 | 0 | 0 | 0 | 1771.2 | 0 | 0
2759 | 1771.2 | 0 | 0 | 0 | 0 | 0 | 0 | 1771.2 | 0 | 0
2760 | 0 | 0 | 0 | 0 | 0 | 0 | 0 | 0 | 0 | 0
2761 | 0 | 0 | 0 | 0 | 0 | 0 | 0 | 0 | 0 | 0
2762 | 0 | 0 | 0 | 0 | 0 | 0 | 0 | 0 | 0 | 0
2763 | 0 | 0 | 0 | 0 | 0 | 0 | 0 | 0 | 0 | 0
2764 | 0 | 0 | 0 | 0 | 0 | 0 | 0 | 0 | 0 | 0
2765 | 0 | 0 | 0 | 0 | 0 | 0 | 0 | 0 | 0 | 0
2766 | 0 | 0 | 0 | 0 | 0 | 0 | 0 | 0 | 0 | 0
2767 | 1162.556 | 96.1 | 232.3318 | 232.3318 | 0 | 0 | 0 | 938.903 | 0 | 0
2768 | 970.887 | 317.45 | 833.4289 | 833.4289 | 0 | 0 | 0 | 168.591 | 0 | 0
2769 | 1196.422 | 541.59 | 1400.7077 | 1242.8489 | -157.8588 | 0 | 0 | 0 | 0 | 0
2770 | 1332.16 | 736.83 | 1844.6596 | 1383.8541 | -460.8055 | 0 | 0 | 0 | 0 | 0
2771 | 1301.099 | 896.59 | 2184.462 | 1351.5878 | -832.8742 | 0 | 0 | 0 | 0 | 0
2772 | 1262.025 | 964.82 | 2324.2155 | 1310.9976 | -1013.2179 | 0 | 0 | 0 | 0 | 0
2773 | 1431.18 | 956.75 | 2318.9207 | 1486.7166 | -832.2041 | 0 | 0 | 0 | 0 | 0
2774 | 1472.893 | 727.5 | 1794.771 | 1530.0482 | -264.7228 | 0 | 0 | 0 | 0 | 0
2775 | 1483.656 | 542.76 | 1375.0014 | 1375.0014 | 0 | 0 | 0 | 160.018 | 0 | 0
2776 | 1473.083 | 335.35 | 866.8524 | 866.8524 | 0 | 0 | 0 | 638.612 | 0 | 0
2777 | 1294.28 | 101.42 | 250.4091 | 250.4091 | 0 | 0 | 0 | 1053.225 | 0 | 0
2778 | 1058.51 | 26.46 | 49.3121 | 49.3121 | 0 | 0 | 0 | 0 | 0 | 1050.2732
2779 | 1464.006 | 0 | 0 | 0 | 0 | 0 | 0 | 432.806 | 0 | 1071.2155
2780 | 1241.6 | 0 | 0 | 0 | 0 | 0 | 0 | 210.4 | 0 | 1071.2155
2781 | 1408.8 | 0 | 0 | 0 | 0 | 0 | 0 | 1408.8 | 0 | 0
2782 | 1203.2 | 0 | 0 | 0 | 0 | 0 | 0 | 1203.2 | 0 | 0
2783 | 1300 | 0 | 0 | 0 | 0 | 0 | 0 | 1300 | 0 | 0
2784 | 0 | 0 | 0 | 0 | 0 | 0 | 0 | 0 | 0 | 0
2785 | 0 | 0 | 0 | 0 | 0 | 0 | 0 | 0 | 0 | 0
2786 | 0 | 0 | 0 | 0 | 0 | 0 | 0 | 0 | 0 | 0
2787 | 0 | 0 | 0 | 0 | 0 | 0 | 0 | 0 | 0 | 0
2788 | 0 | 0 | 0 | 0 | 0 | 0 | 0 | 0 | 0 | 0
2789 | 0 | 0 | 0 | 0 | 0 | 0 | 0 | 0 | 0 | 0
2790 | 0 | 0 | 0 | 0 | 0 | 0 | 0 | 0 | 0 | 0
2791 | 1083.813 | 123.83 | 272.2084 | 272.2084 | 0 | 0 | 0 | 821.773 | 0 | 0
2792 | 1008.77 | 354.17 | 932.8934 | 932.8934 | 0 | 0 | 0 | 103.33 | 0 | 7.682
2793 | 934.389 | 585.77 | 1538.7389 | 970.6477 | -568.0912 | 0 | 0 | 0 | 0 | 0
2794 | 1123.825 | 777.96 | 1975.1719 | 1167.4347 | -807.7372 | 0 | 0 | 0 | 0 | 0
2795 | 930.985 | 916.76 | 2273.8968 | 967.1116 | -1071.2155 | 0 | 235.5698 | 0 | 0 | 0
2796 | 972.383 | 981.56 | 2409.8868 | 1010.1161 | -1071.2155 | 0 | 328.5552 | 0 | 0 | 0
2797 | 958.182 | 970.67 | 2393.3719 | 995.364 | -58.1803 | 0 | 1339.8275 | 0 | 0 | 0
2798 | 1202.344 | 877.37 | 2198.5409 | 1249.0007 | 0 | 0 | 949.5403 | 0 | 0 | 0
2799 | 871.996 | 724.54 | 1860.062 | 905.8336 | 0 | 0 | 954.2284 | 0 | 0 | 0
2800 | 905.877 | 517.97 | 1367.735 | 941.0293 | 0 | 0 | 426.7057 | 0 | 0 | 0
2801 | 1065.211 | 282.14 | 716.5758 | 716.5758 | 0 | 0 | 0 | 375.403 | 0 | 0
2802 | 1003.197 | 66.28 | 125.8335 | 125.8335 | 0 | 0 | 0 | 882.064 | 0 | 0
2803 | 1253.158 | 0 | 0 | 0 | 0 | 0 | 0 | 1253.158 | 0 | 0
2804 | 1226.4 | 0 | 0 | 0 | 0 | 0 | 0 | 1226.4 | 0 | 0
2805 | 1049.6 | 0 | 0 | 0 | 0 | 0 | 0 | 1049.6 | 0 | 0
2806 | 1300 | 0 | 0 | 0 | 0 | 0 | 0 | 1300 | 0 | 0
2807 | 1016.8 | 0 | 0 | 0 | 0 | 0 | 0 | 31 | 0 | 1024.0537
2808 | 0 | 0 | 0 | 0 | 0 | 0 | 0 | 0 | 0 | 0
2809 | 0 | 0 | 0 | 0 | 0 | 0 | 0 | 0 | 0 | 0
2810 | 0 | 0 | 0 | 0 | 0 | 0 | 0 | 0 | 0 | 0
2811 | 0 | 0 | 0 | 0 | 0 | 0 | 0 | 0 | 0 | 0
2812 | 0 | 0 | 0 | 0 | 0 | 0 | 0 | 0 | 0 | 0
2813 | 0 | 0 | 0 | 0 | 0 | 0 | 0 | 0 | 0 | 0
2814 | 0 | 0 | 0 | 0 | 0 | 0 | 0 | 0 | 0 | 0
2815 | 976.828 | 76.03 | 183.8227 | 183.8227 | 0 | 0 | 0 | 0 | 0 | 830.9108
2816 | 949.208 | 321.53 | 853.9744 | 853.9744 | 0 | 0 | 0 | 0 | 0 | 132.0674
2817 | 1320.769 | 541.02 | 1427.6813 | 1372.0211 | -55.6602 | 0 | 0 | 0 | 0 | 0
2818 | 1344.335 | 733.31 | 1883.1567 | 1396.5016 | -486.6551 | 0 | 0 | 0 | 0 | 0
2819 | 1328.345 | 872.21 | 2189.5532 | 1379.8911 | -809.6621 | 0 | 0 | 0 | 0 | 0
2820 | 1413.067 | 811.5 | 2013.4893 | 1467.9007 | -545.5886 | 0 | 0 | 0 | 0 | 0
2821 | 1334.168 | 655.27 | 1639.8655 | 1385.9401 | -253.9254 | 0 | 0 | 0 | 0 | 0
2822 | 1503.829 | 644.3 | 1622.0448 | 1562.1847 | -59.8601 | 0 | 0 | 0 | 0 | 0
2823 | 1371.782 | 308.43 | 788.9151 | 788.9151 | 0 | 0 | 0 | 612.337 | 0 | 0
2824 | 1502.032 | 176.62 | 450.219 | 450.219 | 0 | 0 | 0 | 1068.631 | 0 | 0
2825 | 1377.423 | 158.02 | 406.1633 | 406.1633 | 0 | 0 | 0 | 986.432 | 0 | 0
2826 | 1514.373 | 38.94 | 81.5025 | 81.5025 | 0 | 0 | 0 | 404.715 | 0 | 1071.2155
2827 | 1132.464 | 0 | 0 | 0 | 0 | 0 | 0 | 101.264 | 0 | 1071.2155
2828 | 1019.2 | 0 | 0 | 0 | 0 | 0 | 0 | 0 | 0 | 1058.7498
2829 | 1064.8 | 0 | 0 | 0 | 0 | 0 | 0 | 1064.8 | 0 | 0
2830 | 1386.4 | 0 | 0 | 0 | 0 | 0 | 0 | 1386.4 | 0 | 0
2831 | 1148 | 0 | 0 | 0 | 0 | 0 | 0 | 1148 | 0 | 0
2832 | 0 | 0 | 0 | 0 | 0 | 0 | 0 | 0 | 0 | 0
2833 | 0 | 0 | 0 | 0 | 0 | 0 | 0 | 0 | 0 | 0
2834 | 0 | 0 | 0 | 0 | 0 | 0 | 0 | 0 | 0 | 0
2835 | 0 | 0 | 0 | 0 | 0 | 0 | 0 | 0 | 0 | 0
2836 | 0 | 0 | 0 | 0 | 0 | 0 | 0 | 0 | 0 | 0
2837 | 0 | 0 | 0 | 0 | 0 | 0 | 0 | 0 | 0 | 0
2838 | 0 | 0 | 0 | 0 | 0 | 0 | 0 | 0 | 0 | 0
2839 | 989.561 | 98.34 | 241.6966 | 0 | -241.6966 | 0 | 0 | 989.561 | 0 | 0
2840 | 970.741 | 283.07 | 756.8898 | 247.3747 | -509.515 | 0 | 0 | 732.607 | 0 | 0
2841 | 1081.276 | 588.58 | 1563.8613 | 1123.2346 | -440.6267 | 0 | 0 | 0 | 0 | 0
2842 | 1571.813 | 374.37 | 962.4931 | 962.4931 | 0 | 0 | 0 | 645.274 | 0 | 0
2843 | 1519.172 | 703.24 | 1759.7633 | 1578.1231 | -181.6402 | 0 | 0 | 0 | 0 | 0
2844 | 1461.244 | 855.84 | 2098.5196 | 1517.9472 | -580.5724 | 0 | 0 | 0 | 0 | 0
2845 | 1711.452 | 961.54 | 2390.056 | 1777.8645 | -612.1915 | 0 | 0 | 0 | 0 | 0
2846 | 1173.122 | 877.33 | 2214.9707 | 1218.6447 | -996.3259 | 0 | 0 | 0 | 0 | 0
2847 | 1493.09 | 53.01 | 118.3313 | 118.3313 | 0 | 0 | 0 | 1379.179 | 0 | 0
2848 | 1648.072 | 166.78 | 427.9834 | 427.9834 | 0 | 0 | 0 | 1236.076 | 0 | 0
2849 | 1134.203 | 26.45 | 52.5573 | 52.5573 | 0 | 0 | 0 | 1083.609 | 0 | 0
2850 | 1182.912 | 8.81 | 6.3751 | 6.3751 | 0 | 0 | 0 | 145.575 | 0 | 1071.2155
2851 | 1420.356 | 0 | 0 | 0 | 0 | 0 | 0 | 389.156 | 0 | 1071.2155
2852 | 1311.2 | 0 | 0 | 0 | 0 | 0 | 0 | 280 | 0 | 1071.2155
2853 | 1405.6 | 0 | 0 | 0 | 0 | 0 | 0 | 1405.6 | 0 | 0
2854 | 1212 | 0 | 0 | 0 | 0 | 0 | 0 | 1212 | 0 | 0
2855 | 1395.2 | 0 | 0 | 0 | 0 | 0 | 0 | 1395.2 | 0 | 0
2856 | 0 | 0 | 0 | 0 | 0 | 0 | 0 | 0 | 0 | 0
2857 | 0 | 0 | 0 | 0 | 0 | 0 | 0 | 0 | 0 | 0
2858 | 0 | 0 | 0 | 0 | 0 | 0 | 0 | 0 | 0 | 0
2859 | 0 | 0 | 0 | 0 | 0 | 0 | 0 | 0 | 0 | 0
2860 | 0 | 0 | 0 | 0 | 0 | 0 | 0 | 0 | 0 | 0
2861 | 0 | 0 | 0 | 0 | 0 | 0 | 0 | 0 | 0 | 0
2862 | 0 | 0 | 0 | 0 | 0 | 0 | 0 | 0 | 0 | 0
2863 | 1384.773 | 125.89 | 270.885 | 270.885 | 0 | 0 | 0 | 1124.007 | 0 | 0
2864 | 330.448 | 103.18 | 259.9609 | 259.9609 | 0 | 0 | 0 | 80.198 | 0 | 0
2865 | 66.072 | 463.43 | 1204.035 | 68.6359 | -1071.2155 | 0 | 64.1836 | 0 | 0 | 0
2866 | 69.845 | 504.21 | 1279.6901 | 72.5553 | -1071.2155 | 0 | 135.9193 | 0 | 0 | 0
2867 | 66.865 | 416.15 | 1048.8126 | 69.4597 | -979.3529 | 0 | 0 | 0 | 0 | 0
2868 | 69.874 | 187.15 | 463.4846 | 72.5854 | -390.8991 | 0 | 0 | 0 | 0 | 0
2869 | 62.387 | 84.7 | 197.0176 | 64.8079 | -63.7577 | 0 | 68.452 | 0 | 0 | 0
2870 | 65.31 | 151.41 | 371.9939 | 67.8443 | 0 | 0 | 304.1496 | 0 | 0 | 0
2871 | 60.338 | 248.74 | 629.2892 | 62.6794 | 0 | 0 | 566.6098 | 0 | 0 | 0
2872 | 69.75 | 256.24 | 658.6988 | 72.4566 | 0 | 0 | 586.2422 | 0 | 0 | 0
2873 | 62.252 | 140.12 | 356.5739 | 64.6677 | 0 | 0 | 291.9062 | 0 | 0 | 0
2874 | 69.556 | 35.17 | 72.0785 | 72.0785 | 0 | 0 | 0 | 0 | 0 | 0.1766
2875 | 70.538 | 0 | 0 | 0 | 0 | 0 | 0 | 0 | 0 | 73.2752
2876 | 76.8 | 0 | 0 | 0 | 0 | 0 | 0 | 0 | 0 | 79.7802
2877 | 72.8 | 0 | 0 | 0 | 0 | 0 | 0 | 0 | 0 | 75.625
2878 | 78.4 | 0 | 0 | 0 | 0 | 0 | 0 | 0 | 0 | 81.4423
2879 | 72 | 0 | 0 | 0 | 0 | 0 | 0 | 0 | 0 | 74.7939
2880 | 0 | 0 | 0 | 0 | 0 | 0 | 0 | 0 | 0 | 0
2881 | 0 | 0 | 0 | 0 | 0 | 0 | 0 | 0 | 0 | 0
2882 | 0 | 0 | 0 | 0 | 0 | 0 | 0 | 0 | 0 | 0
2883 | 0 | 0 | 0 | 0 | 0 | 0 | 0 | 0 | 0 | 0
2884 | 0 | 0 | 0 | 0 | 0 | 0 | 0 | 0 | 0 | 0
2885 | 0 | 0 | 0 | 0 | 0 | 0 | 0 | 0 | 0 | 0
2886 | 0 | 0 | 0 | 0 | 0 | 0 | 0 | 0 | 0 | 0
2887 | 59.935 | 90.56 | 221.468 | 62.2608 | -159.2072 | 0 | 0 | 0 | 0 | 0
2888 | 60.615 | 363.45 | 952.3409 | 62.9682 | -269.36 | 0 | 620.0127 | 0 | 0 | 0
2889 | 57.444 | 594.9 | 1543.1403 | 59.6731 | 0 | 0 | 1483.4672 | 0 | 0 | 0
2890 | 63.569 | 786.27 | 1949.8178 | 66.0358 | 0 | 0 | 1883.782 | 0 | 0 | 0
2891 | 57.64 | 922.68 | 2212.6468 | 59.8767 | 0 | 0 | 2152.7701 | 0 | 0 | 0
2892 | 64.133 | 983.94 | 2342.5151 | 66.6217 | 0 | 0 | 2275.8934 | 0 | 0 | 0
2893 | 56.963 | 234.04 | 579.5336 | 59.1734 | 0 | 0 | 520.3602 | 0 | 0 | 0
2894 | 68.404 | 359.06 | 898.4913 | 71.0584 | 0 | 0 | 827.4329 | 0 | 0 | 0
2895 | 60.106 | 171.8 | 426.5862 | 62.4384 | 0 | 0 | 364.1478 | 0 | 0 | 0
2896 | 68.887 | 62.78 | 144.1674 | 71.5601 | 0 | 0 | 72.6073 | 0 | 0 | 0
2897 | 59.771 | 32.34 | 66.657 | 62.0904 | 0 | 0 | 4.5666 | 0 | 0 | 0
2898 | 69.059 | 10.77 | 10.7267 | 10.7267 | 0 | 0 | 0 | 0 | 0 | 61.0121
2899 | 74.479 | 0 | 0 | 0 | 0 | 0 | 0 | 0 | 0 | 77.3691
2900 | 85.6 | 0 | 0 | 0 | 0 | 0 | 0 | 0 | 0 | 88.9217
2901 | 76 | 0 | 0 | 0 | 0 | 0 | 0 | 0 | 0 | 78.9492
2902 | 78.4 | 0 | 0 | 0 | 0 | 0 | 0 | 0 | 0 | 81.4423
2903 | 72.8 | 0 | 0 | 0 | 0 | 0 | 0 | 0 | 0 | 75.625
2904 | 0 | 0 | 0 | 0 | 0 | 0 | 0 | 0 | 0 | 0
2905 | 0 | 0 | 0 | 0 | 0 | 0 | 0 | 0 | 0 | 0
2906 | 0 | 0 | 0 | 0 | 0 | 0 | 0 | 0 | 0 | 0
2907 | 0 | 0 | 0 | 0 | 0 | 0 | 0 | 0 | 0 | 0
2908 | 0 | 0 | 0 | 0 | 0 | 0 | 0 | 0 | 0 | 0
2909 | 0 | 0 | 0 | 0 | 0 | 0 | 0 | 0 | 0 | 0
2910 | 0 | 0 | 0 | 0 | 0 | 0 | 0 | 0 | 0 | 0
2911 | 59.139 | 126.72 | 274.4792 | 61.4339 | -213.0453 | 0 | 0 | 0 | 0 | 0
2912 | 159.508 | 356.06 | 937.5296 | 165.6977 | -302.5789 | 0 | 469.253 | 0 | 0 | 0
2913 | 1257.452 | 584.33 | 1530.5541 | 1306.2471 | 0 | 0 | 224.307 | 0 | 0 | 0
2914 | 1452.636 | 775.12 | 1956.3052 | 1509.0052 | 0 | 0 | 447.3 | 0 | 0 | 0
2915 | 1793.298 | 903.67 | 2211.58 | 1862.8865 | 0 | 0 | 348.6935 | 0 | 0 | 0
2916 | 1328.98 | 964.37 | 2331.1371 | 1380.5507 | 0 | 0 | 950.5863 | 0 | 0 | 0
2917 | 1338.234 | 951.21 | 2306.2785 | 1390.1638 | 0 | 0 | 916.1146 | 0 | 0 | 0
2918 | 1057.156 | 651.13 | 1620.2674 | 1098.1787 | 0 | 0 | 522.0887 | 0 | 0 | 0
2919 | 1280.998 | 292.48 | 746.4726 | 746.4726 | 0 | 0 | 0 | 518.184 | 0 | 45.9432
2920 | 1089.986 | 453.37 | 1183.4116 | 1132.2826 | -51.1289 | 0 | 0 | 0 | 0 | 0
2921 | 1851.164 | 219.29 | 569.8353 | 569.8353 | 0 | 0 | 0 | 1302.615 | 0 | 0
2922 | 1796.006 | 55.03 | 117.7537 | 117.7537 | 0 | 0 | 0 | 651.451 | 0 | 1071.2155
2923 | 1783.629 | 0 | 0 | 0 | 0 | 0 | 0 | 752.429 | 0 | 1071.2155
2924 | 1345.6 | 0 | 0 | 0 | 0 | 0 | 0 | 314.4 | 0 | 1071.2155
2925 | 1422.4 | 0 | 0 | 0 | 0 | 0 | 0 | 1422.4 | 0 | 0
2926 | 1416.8 | 0 | 0 | 0 | 0 | 0 | 0 | 1416.8 | 0 | 0
2927 | 1570.4 | 0 | 0 | 0 | 0 | 0 | 0 | 1570.4 | 0 | 0
2928 | 0 | 0 | 0 | 0 | 0 | 0 | 0 | 0 | 0 | 0
2929 | 0 | 0 | 0 | 0 | 0 | 0 | 0 | 0 | 0 | 0
2930 | 0 | 0 | 0 | 0 | 0 | 0 | 0 | 0 | 0 | 0
2931 | 0 | 0 | 0 | 0 | 0 | 0 | 0 | 0 | 0 | 0
2932 | 0 | 0 | 0 | 0 | 0 | 0 | 0 | 0 | 0 | 0
2933 | 0 | 0 | 0 | 0 | 0 | 0 | 0 | 0 | 0 | 0
2934 | 0 | 0 | 0 | 0 | 0 | 0 | 0 | 0 | 0 | 0
2935 | 1555.098 | 127.12 | 275.1202 | 0 | -275.1202 | 0 | 0 | 1555.098 | 0 | 0
2936 | 1292.903 | 358.07 | 945.8878 | 0 | -945.8878 | 0 | 0 | 1292.903 | 0 | 0
2937 | 1616.041 | 585.45 | 1540.9463 | 469.7309 | -1071.2155 | 0 | 0 | 1163.857 | 0 | 0
2938 | 1859.685 | 775.99 | 1968.6129 | 1310.473 | -658.1399 | 0 | 0 | 598.165 | 0 | 0
2939 | 1608.786 | 732.37 | 1817.9042 | 1671.2145 | -146.6896 | 0 | 0 | 0 | 0 | 0
2940 | 1823.532 | 968.12 | 2373.6813 | 1894.2937 | -479.3876 | 0 | 0 | 0 | 0 | 0
2941 | 1798.158 | 498.71 | 1258.7436 | 1258.7436 | 0 | 0 | 0 | 586.435 | 0 | 0
2942 | 1525.044 | 281.78 | 717.0796 | 717.0796 | 0 | 0 | 0 | 834.751 | 0 | 0
2943 | 1520.027 | 443.07 | 1138.7118 | 1138.7118 | 0 | 0 | 0 | 423.852 | 0 | 0
2944 | 1553.305 | 118.9 | 297.7318 | 297.7318 | 0 | 0 | 0 | 1266.695 | 0 | 0
2945 | 1531.346 | 13.71 | 19.2428 | 19.2428 | 0 | 0 | 0 | 1512.822 | 0 | 0
2946 | 1537.263 | 5.87 | 0 | 0 | 0 | 0 | 0 | 506.063 | 0 | 1071.2155
2947 | 1394.4 | 0 | 0 | 0 | 0 | 0 | 0 | 363.2 | 0 | 1071.2155
2948 | 1347.2 | 0 | 0 | 0 | 0 | 0 | 0 | 316 | 0 | 1071.2155
2949 | 1466.4 | 0 | 0 | 0 | 0 | 0 | 0 | 1466.4 | 0 | 0
2950 | 1319.2 | 0 | 0 | 0 | 0 | 0 | 0 | 1319.2 | 0 | 0
2951 | 1240 | 0 | 0 | 0 | 0 | 0 | 0 | 1240 | 0 | 0
2952 | 0 | 0 | 0 | 0 | 0 | 0 | 0 | 0 | 0 | 0
2953 | 0 | 0 | 0 | 0 | 0 | 0 | 0 | 0 | 0 | 0
2954 | 0 | 0 | 0 | 0 | 0 | 0 | 0 | 0 | 0 | 0
2955 | 0 | 0 | 0 | 0 | 0 | 0 | 0 | 0 | 0 | 0
2956 | 0 | 0 | 0 | 0 | 0 | 0 | 0 | 0 | 0 | 0
2957 | 0 | 0 | 0 | 0 | 0 | 0 | 0 | 0 | 0 | 0
2958 | 0 | 0 | 0 | 0 | 0 | 0 | 0 | 0 | 0 | 0
2959 | 1206.214 | 130.55 | 277.2746 | 0 | -277.2746 | 0 | 0 | 1206.214 | 0 | 0
2960 | 1033.754 | 294.32 | 782.3322 | 180.6191 | -601.7131 | 0 | 0 | 859.882 | 0 | 0
2961 | 1422.494 | 589.65 | 1566.2381 | 1477.6935 | -88.5446 | 0 | 0 | 0 | 0 | 0
2962 | 1530.86 | 653.53 | 1672.3385 | 1590.2646 | -82.0739 | 0 | 0 | 0 | 0 | 0
2963 | 1656.662 | 908.3 | 2295.5829 | 1720.9484 | -574.6346 | 0 | 0 | 0 | 0 | 0
2964 | 1345.486 | 813.12 | 2029.838 | 1397.6972 | -632.1407 | 0 | 0 | 0 | 0 | 0
2965 | 1497.656 | 216.08 | 544.3181 | 544.3181 | 0 | 0 | 0 | 973.671 | 0 | 0
2966 | 1691.038 | 74.3 | 172.4405 | 172.4405 | 0 | 0 | 0 | 1525.039 | 0 | 0
2967 | 1889.882 | 132.3 | 328.7266 | 328.7266 | 0 | 0 | 0 | 1573.435 | 0 | 0
2968 | 1787.216 | 255.4 | 665.5851 | 665.5851 | 0 | 0 | 0 | 1146.494 | 0 | 0
2969 | 1100.388 | 151.86 | 391.7468 | 391.7468 | 0 | 0 | 0 | 723.275 | 0 | 0
2970 | 1874.444 | 38.93 | 82.3762 | 82.3762 | 0 | 0 | 0 | 1795.145 | 0 | 0
2971 | 1314.638 | 0 | 0 | 0 | 0 | 0 | 0 | 1314.638 | 0 | 0
2972 | 1416 | 0 | 0 | 0 | 0 | 0 | 0 | 1416 | 0 | 0
2973 | 988.8 | 0 | 0 | 0 | 0 | 0 | 0 | 988.8 | 0 | 0
2974 | 963.2 | 0 | 0 | 0 | 0 | 0 | 0 | 963.2 | 0 | 0
2975 | 1384 | 0 | 0 | 0 | 0 | 0 | 0 | 1384 | 0 | 0
2976 | 0 | 0 | 0 | 0 | 0 | 0 | 0 | 0 | 0 | 0
2977 | 0 | 0 | 0 | 0 | 0 | 0 | 0 | 0 | 0 | 0
2978 | 0 | 0 | 0 | 0 | 0 | 0 | 0 | 0 | 0 | 0
2979 | 0 | 0 | 0 | 0 | 0 | 0 | 0 | 0 | 0 | 0
2980 | 0 | 0 | 0 | 0 | 0 | 0 | 0 | 0 | 0 | 0
2981 | 0 | 0 | 0 | 0 | 0 | 0 | 0 | 0 | 0 | 0
2982 | 0 | 0 | 0 | 0 | 0 | 0 | 0 | 0 | 0 | 0
2983 | 1212.52 | 132.77 | 277.9436 | 277.9436 | 0 | 0 | 0 | 944.959 | 0 | 0
2984 | 1002.061 | 367.38 | 977.0997 | 977.0997 | 0 | 0 | 0 | 61.461 | 0 | 0
2985 | 965.107 | 262.56 | 684.163 | 684.163 | 0 | 0 | 0 | 306.501 | 0 | 0
2986 | 1411.917 | 787.42 | 2043.8494 | 1466.7061 | -577.1433 | 0 | 0 | 0 | 0 | 0
2987 | 1427.898 | 504.63 | 1282.525 | 1282.525 | 0 | 0 | 0 | 0 | 0 | 200.7823
2988 | 1337.421 | 398.64 | 1008.0592 | 1008.0592 | 0 | 0 | 0 | 0 | 0 | 381.26
2989 | 1072.122 | 540.58 | 1364.1085 | 1113.7254 | -250.3831 | 0 | 0 | 0 | 0 | 0
2990 | 1193.708 | 684.42 | 1732.8312 | 1240.0295 | -492.8017 | 0 | 0 | 0 | 0 | 0
2991 | 980.197 | 646.88 | 1664.7594 | 1018.2333 | -646.5261 | 0 | 0 | 0 | 0 | 0
2992 | 1206.253 | 474.81 | 1254.016 | 1253.0613 | -0.95466 | 0 | 0 | 0 | 0 | 0
2993 | 1386.057 | 158.75 | 409.2371 | 409.2371 | 0 | 0 | 0 | 992.107 | 0 | 0
2994 | 1219.223 | 40.79 | 86.8223 | 86.8223 | 0 | 0 | 0 | 104.444 | 0 | 1071.2155
2995 | 1409.584 | 0 | 0 | 0 | 0 | 0 | 0 | 378.384 | 0 | 1071.2155
2996 | 1578.4 | 0 | 0 | 0 | 0 | 0 | 0 | 547.2 | 0 | 1071.2155
2997 | 1444.8 | 0 | 0 | 0 | 0 | 0 | 0 | 1444.8 | 0 | 0
2998 | 1684 | 0 | 0 | 0 | 0 | 0 | 0 | 1684 | 0 | 0
2999 | 1376.8 | 0 | 0 | 0 | 0 | 0 | 0 | 1376.8 | 0 | 0
3000 | 0 | 0 | 0 | 0 | 0 | 0 | 0 | 0 | 0 | 0
3001 | 0 | 0 | 0 | 0 | 0 | 0 | 0 | 0 | 0 | 0
3002 | 0 | 0 | 0 | 0 | 0 | 0 | 0 | 0 | 0 | 0
3003 | 0 | 0 | 0 | 0 | 0 | 0 | 0 | 0 | 0 | 0
3004 | 0 | 0 | 0 | 0 | 0 | 0 | 0 | 0 | 0 | 0
3005 | 0 | 0 | 0 | 0 | 0 | 0 | 0 | 0 | 0 | 0
3006 | 0 | 0 | 0 | 0 | 0 | 0 | 0 | 0 | 0 | 0
3007 | 781.83 | 72.02 | 175.103 | 152.1226 | -22.9804 | 0 | 0 | 635.391 | 0 | 0
3008 | 709.607 | 362.62 | 959.0754 | 737.1431 | -221.9323 | 0 | 0 | 0 | 0 | 0
3009 | 1534.229 | 590.3 | 1562.7 | 1562.7 | 0 | 0 | 0 | 29.904 | 0 | 0
3010 | 1020.516 | 780.43 | 1998.2874 | 1060.1169 | -938.1705 | 0 | 0 | 0 | 0 | 0
3011 | 1287.992 | 628.49 | 1576.3384 | 1337.9722 | -238.3662 | 0 | 0 | 0 | 0 | 0
3012 | 1475.707 | 972.31 | 2395.5585 | 1532.9714 | -862.5871 | 0 | 0 | 0 | 0 | 0
3013 | 1238.1 | 958.47 | 2372.6041 | 1286.1442 | -1071.2155 | 0 | 15.2445 | 0 | 0 | 0
3014 | 1241.662 | 598.85 | 1511.0329 | 1289.8444 | -221.1885 | 0 | 0 | 0 | 0 | 0
3015 | 1191.082 | 440.55 | 1133.604 | 1133.604 | 0 | 0 | 0 | 99.824 | 0 | 0
3016 | 1159.838 | 365.2 | 957.6035 | 957.6035 | 0 | 0 | 0 | 238.006 | 0 | 0
3017 | 1030.094 | 179.51 | 466.3143 | 466.3143 | 0 | 0 | 0 | 581.199 | 0 | 0
3018 | 1147.534 | 46.15 | 100.0213 | 100.0213 | 0 | 0 | 0 | 20.049 | 0 | 1071.2155
3019 | 1455.483 | 0 | 0 | 0 | 0 | 0 | 0 | 424.283 | 0 | 1071.2155
3020 | 1283.2 | 0 | 0 | 0 | 0 | 0 | 0 | 252 | 0 | 1071.2155
3021 | 1238.4 | 0 | 0 | 0 | 0 | 0 | 0 | 1238.4 | 0 | 0
3022 | 1134.4 | 0 | 0 | 0 | 0 | 0 | 0 | 1134.4 | 0 | 0
3023 | 1165.6 | 0 | 0 | 0 | 0 | 0 | 0 | 1165.6 | 0 | 0
3024 | 0 | 0 | 0 | 0 | 0 | 0 | 0 | 0 | 0 | 0
3025 | 0 | 0 | 0 | 0 | 0 | 0 | 0 | 0 | 0 | 0
3026 | 0 | 0 | 0 | 0 | 0 | 0 | 0 | 0 | 0 | 0
3027 | 0 | 0 | 0 | 0 | 0 | 0 | 0 | 0 | 0 | 0
3028 | 0 | 0 | 0 | 0 | 0 | 0 | 0 | 0 | 0 | 0
3029 | 0 | 0 | 0 | 0 | 0 | 0 | 0 | 0 | 0 | 0
3030 | 0 | 0 | 0 | 0 | 0 | 0 | 0 | 0 | 0 | 0
3031 | 1273.643 | 128.72 | 282.6785 | 0 | -282.6785 | 0 | 0 | 1273.643 | 0 | 0
3032 | 802.242 | 356.92 | 944.6485 | 315.2533 | -629.3952 | 0 | 0 | 498.766 | 0 | 0
3033 | 1200.115 | 415.4 | 1084.0457 | 1084.0457 | 0 | 0 | 0 | 156.564 | 0 | 0
3034 | 1471.92 | 774.65 | 1964.9594 | 1529.0375 | -435.9219 | 0 | 0 | 0 | 0 | 0
3035 | 1380.935 | 895.25 | 2191.0626 | 1434.5218 | -756.5407 | 0 | 0 | 0 | 0 | 0
3036 | 1423.39 | 957.41 | 2291.9856 | 1478.6243 | -813.3613 | 0 | 0 | 0 | 0 | 0
3037 | 1393.065 | 758.23 | 1827.7655 | 1447.1225 | -380.643 | 0 | 0 | 0 | 0 | 0
3038 | 1542.057 | 767.84 | 1862.2029 | 1601.8961 | -260.3068 | 0 | 0 | 0 | 0 | 0
3039 | 1458.87 | 611.72 | 1533.0753 | 1515.4811 | -17.5942 | 0 | 0 | 0 | 0 | 0
3040 | 2088.377 | 79.04 | 188.2127 | 188.2127 | 0 | 0 | 0 | 1907.195 | 0 | 0
3041 | 1746.298 | 78.5 | 189.8322 | 189.8322 | 0 | 0 | 0 | 1563.557 | 0 | 0
3042 | 1528.475 | 21.55 | 37.613 | 37.613 | 0 | 0 | 0 | 461.067 | 0 | 1071.2155
3043 | 1628.348 | 0 | 0 | 0 | 0 | 0 | 0 | 597.148 | 0 | 1071.2155
3044 | 1763.2 | 0 | 0 | 0 | 0 | 0 | 0 | 732 | 0 | 1071.2155
3045 | 1925.6 | 0 | 0 | 0 | 0 | 0 | 0 | 1925.6 | 0 | 0
3046 | 2003.2 | 0 | 0 | 0 | 0 | 0 | 0 | 2003.2 | 0 | 0
3047 | 1744 | 0 | 0 | 0 | 0 | 0 | 0 | 1744 | 0 | 0
3048 | 0 | 0 | 0 | 0 | 0 | 0 | 0 | 0 | 0 | 0
3049 | 0 | 0 | 0 | 0 | 0 | 0 | 0 | 0 | 0 | 0
3050 | 0 | 0 | 0 | 0 | 0 | 0 | 0 | 0 | 0 | 0
3051 | 0 | 0 | 0 | 0 | 0 | 0 | 0 | 0 | 0 | 0
3052 | 0 | 0 | 0 | 0 | 0 | 0 | 0 | 0 | 0 | 0
3053 | 0 | 0 | 0 | 0 | 0 | 0 | 0 | 0 | 0 | 0
3054 | 0 | 0 | 0 | 0 | 0 | 0 | 0 | 0 | 0 | 0
3055 | 1371.414 | 75.2 | 183.1787 | 0 | -183.1787 | 0 | 0 | 1371.414 | 0 | 0
3056 | 1360.451 | 212.16 | 556.8721 | 0 | -556.8721 | 0 | 0 | 1360.451 | 0 | 0
3057 | 1498.823 | 338.6 | 878.192 | 0 | -878.192 | 0 | 0 | 1498.823 | 0 | 0
3058 | 2067.103 | 592.58 | 1488.9344 | 417.719 | -1071.2155 | 0 | 0 | 1664.988 | 0 | 0
3059 | 1900.996 | 880.73 | 2157.8291 | 1974.7637 | -183.0654 | 0 | 0 | 0 | 0 | 0
3060 | 2047.677 | 941.6 | 2296.2031 | 2127.1366 | -169.0665 | 0 | 0 | 0 | 0 | 0
3061 | 1737.954 | 817.86 | 2004.5607 | 1469.7103 | -534.8504 | 0 | 0 | 323.145 | 0 | 0
3062 | 1834.925 | 712.11 | 1781.4951 | 1781.4951 | 0 | 0 | 0 | 119.978 | 0 | 0
3063 | 1799.821 | 245.16 | 626.7441 | 626.7441 | 0 | 0 | 0 | 1196.489 | 0 | 0
3064 | 1674.824 | 50.57 | 113.8353 | 113.8353 | 0 | 0 | 0 | 1565.241 | 0 | 0
3065 | 1838.59 | 80.77 | 197.1412 | 197.1412 | 0 | 0 | 0 | 1648.813 | 0 | 0
3066 | 1892.738 | 22.53 | 40.3202 | 40.3202 | 0 | 0 | 0 | 822.724 | 0 | 1071.2155
3067 | 1857.119 | 0 | 0 | 0 | 0 | 0 | 0 | 825.919 | 0 | 1071.2155
3068 | 1924 | 0 | 0 | 0 | 0 | 0 | 0 | 892.8 | 0 | 1071.2155
3069 | 1824.8 | 0 | 0 | 0 | 0 | 0 | 0 | 1824.8 | 0 | 0
3070 | 2112.8 | 0 | 0 | 0 | 0 | 0 | 0 | 2112.8 | 0 | 0
3071 | 1693.6 | 0 | 0 | 0 | 0 | 0 | 0 | 1693.6 | 0 | 0
3072 | 0 | 0 | 0 | 0 | 0 | 0 | 0 | 0 | 0 | 0
3073 | 0 | 0 | 0 | 0 | 0 | 0 | 0 | 0 | 0 | 0
3074 | 0 | 0 | 0 | 0 | 0 | 0 | 0 | 0 | 0 | 0
3075 | 0 | 0 | 0 | 0 | 0 | 0 | 0 | 0 | 0 | 0
3076 | 0 | 0 | 0 | 0 | 0 | 0 | 0 | 0 | 0 | 0
3077 | 0 | 0 | 0 | 0 | 0 | 0 | 0 | 0 | 0 | 0
3078 | 0 | 0 | 0 | 0 | 0 | 0 | 0 | 0 | 0 | 0
3079 | 1151.437 | 128.43 | 284.6959 | 0 | -284.6959 | 0 | 0 | 1151.437 | 0 | 0
3080 | 1016.173 | 352.73 | 937.6532 | 0 | -937.6532 | 0 | 0 | 1016.173 | 0 | 0
3081 | 1393.713 | 577.1 | 1538.4117 | 1001.1055 | -537.3062 | 0 | 0 | 430.004 | 0 | 0
3082 | 1742.288 | 764.97 | 1975.6228 | 1809.897 | -165.7257 | 0 | 0 | 0 | 0 | 0
3083 | 1918.198 | 561.06 | 1424.8402 | 1424.8402 | 0 | 0 | 0 | 0 | 0 | 567.793
3084 | 1389.518 | 955.99 | 2375.9667 | 1443.4379 | -932.5288 | 0 | 0 | 0 | 0 | 0
3085 | 1454.847 | 941.51 | 2342.6024 | 1511.302 | -831.3004 | 0 | 0 | 0 | 0 | 0
3086 | 1572.945 | 852.24 | 2153.1046 | 1633.9827 | -519.1219 | 0 | 0 | 0 | 0 | 0
3087 | 1407.007 | 278.82 | 716.4034 | 716.4034 | 0 | 0 | 0 | 717.365 | 0 | 0
3088 | 1270.866 | 67.96 | 160.3831 | 160.3831 | 0 | 0 | 0 | 1116.474 | 0 | 0
3089 | 1921.03 | 34.3 | 72.8742 | 72.8742 | 0 | 0 | 0 | 1850.878 | 0 | 0
3090 | 1338.785 | 10.77 | 11.03 | 11.03 | 0 | 0 | 0 | 296.967 | 0 | 1071.2155
3091 | 1455.323 | 0 | 0 | 0 | 0 | 0 | 0 | 424.123 | 0 | 1071.2155
3092 | 1472 | 0 | 0 | 0 | 0 | 0 | 0 | 440.8 | 0 | 1071.2155
3093 | 1682.4 | 0 | 0 | 0 | 0 | 0 | 0 | 1682.4 | 0 | 0
3094 | 1751.2 | 0 | 0 | 0 | 0 | 0 | 0 | 1751.2 | 0 | 0
3095 | 1388 | 0 | 0 | 0 | 0 | 0 | 0 | 1388 | 0 | 0
3096 | 0 | 0 | 0 | 0 | 0 | 0 | 0 | 0 | 0 | 0
3097 | 0 | 0 | 0 | 0 | 0 | 0 | 0 | 0 | 0 | 0
3098 | 0 | 0 | 0 | 0 | 0 | 0 | 0 | 0 | 0 | 0
3099 | 0 | 0 | 0 | 0 | 0 | 0 | 0 | 0 | 0 | 0
3100 | 0 | 0 | 0 | 0 | 0 | 0 | 0 | 0 | 0 | 0
3101 | 0 | 0 | 0 | 0 | 0 | 0 | 0 | 0 | 0 | 0
3102 | 0 | 0 | 0 | 0 | 0 | 0 | 0 | 0 | 0 | 0
3103 | 596.8 | 128.37 | 282.7491 | 282.7491 | 0 | 0 | 0 | 324.613 | 0 | 0
3104 | 559.198 | 212.02 | 557.0414 | 557.0414 | 0 | 0 | 0 | 22.965 | 0 | 0
3105 | 533.643 | 436.27 | 1134.5368 | 554.3509 | -580.186 | 0 | 0 | 0 | 0 | 0
3106 | 918.03 | 503 | 1281.1236 | 953.6539 | -327.4697 | 0 | 0 | 0 | 0 | 0
3107 | 967.693 | 594.24 | 1493.1104 | 1005.2441 | -487.8663 | 0 | 0 | 0 | 0 | 0
3108 | 627.109 | 796.48 | 1968.4934 | 651.4438 | -1071.2155 | 0 | 245.8342 | 0 | 0 | 0
3109 | 812.063 | 777.83 | 1932.475 | 843.5749 | -1071.2155 | 0 | 17.6846 | 0 | 0 | 0
3110 | 905.477 | 699.2 | 1762.2492 | 940.6148 | -38.4877 | 0 | 783.1466 | 0 | 0 | 0
3111 | 596.201 | 514.38 | 1324.6859 | 619.3364 | 0 | 0 | 705.3495 | 0 | 0 | 0
3112 | 817.356 | 31.38 | 63.4253 | 63.4253 | 0 | 0 | 0 | 756.3 | 0 | 0
3113 | 855.171 | 14.69 | 21.6227 | 21.6227 | 0 | 0 | 0 | 834.356 | 0 | 0
3114 | 864.861 | 5.87 | 0 | 0 | 0 | 0 | 0 | 0 | 0 | 898.4217
3115 | 824.194 | 0 | 0 | 0 | 0 | 0 | 0 | 0 | 0 | 856.1766
3116 | 626.4 | 0 | 0 | 0 | 0 | 0 | 0 | 0 | 0 | 650.7073
3117 | 780 | 0 | 0 | 0 | 0 | 0 | 0 | 780 | 0 | 0
3118 | 831.2 | 0 | 0 | 0 | 0 | 0 | 0 | 831.2 | 0 | 0
3119 | 764 | 0 | 0 | 0 | 0 | 0 | 0 | 764 | 0 | 0
3120 | 0 | 0 | 0 | 0 | 0 | 0 | 0 | 0 | 0 | 0
3121 | 0 | 0 | 0 | 0 | 0 | 0 | 0 | 0 | 0 | 0
3122 | 0 | 0 | 0 | 0 | 0 | 0 | 0 | 0 | 0 | 0
3123 | 0 | 0 | 0 | 0 | 0 | 0 | 0 | 0 | 0 | 0
3124 | 0 | 0 | 0 | 0 | 0 | 0 | 0 | 0 | 0 | 0
3125 | 0 | 0 | 0 | 0 | 0 | 0 | 0 | 0 | 0 | 0
3126 | 0 | 0 | 0 | 0 | 0 | 0 | 0 | 0 | 0 | 0
3127 | 1606.824 | 85.52 | 210.7652 | 210.7652 | 0 | 0 | 0 | 1077.46 | 0 | 339.1407
3128 | 1031.203 | 292.88 | 779.4422 | 779.4422 | 0 | 0 | 0 | 0 | 0 | 291.7764
3129 | 1251.649 | 427.28 | 1122.7963 | 1122.7963 | 0 | 0 | 0 | 0 | 0 | 177.4227
3130 | 1182.361 | 623.89 | 1604.865 | 1228.2422 | -376.6228 | 0 | 0 | 0 | 0 | 0
3131 | 1327.158 | 739.57 | 1872.2004 | 1378.658 | -493.5424 | 0 | 0 | 0 | 0 | 0
3132 | 662.126 | 776.07 | 1951.4757 | 687.8196 | -1071.2155 | 0 | 192.4407 | 0 | 0 | 0
3133 | 803.013 | 795.79 | 2004.6636 | 834.1737 | -1071.2155 | 0 | 99.2744 | 0 | 0 | 0
3134 | 839.44 | 679.3 | 1731.1982 | 872.0143 | -563.8445 | 0 | 295.3395 | 0 | 0 | 0
3135 | 881.612 | 614.63 | 1591.6598 | 915.8227 | 0 | 0 | 675.837 | 0 | 0 | 0
3136 | 723.729 | 394.34 | 1039.7303 | 751.8131 | 0 | 0 | 287.9172 | 0 | 0 | 0
3137 | 1037.81 | 177.47 | 460.8865 | 460.8865 | 0 | 0 | 0 | 594.14 | 0 | 0
3138 | 1280.783 | 46.03 | 99.9434 | 99.9434 | 0 | 0 | 0 | 1184.573 | 0 | 0
3139 | 1299.258 | 0 | 0 | 0 | 0 | 0 | 0 | 1299.258 | 0 | 0
3140 | 1091.2 | 0 | 0 | 0 | 0 | 0 | 0 | 1091.2 | 0 | 0
3141 | 1475.2 | 0 | 0 | 0 | 0 | 0 | 0 | 1475.2 | 0 | 0
3142 | 901.6 | 0 | 0 | 0 | 0 | 0 | 0 | 901.6 | 0 | 0
3143 | 1424.8 | 0 | 0 | 0 | 0 | 0 | 0 | 1424.8 | 0 | 0
3144 | 0 | 0 | 0 | 0 | 0 | 0 | 0 | 0 | 0 | 0
3145 | 0 | 0 | 0 | 0 | 0 | 0 | 0 | 0 | 0 | 0
3146 | 0 | 0 | 0 | 0 | 0 | 0 | 0 | 0 | 0 | 0
3147 | 0 | 0 | 0 | 0 | 0 | 0 | 0 | 0 | 0 | 0
3148 | 0 | 0 | 0 | 0 | 0 | 0 | 0 | 0 | 0 | 0
3149 | 0 | 0 | 0 | 0 | 0 | 0 | 0 | 0 | 0 | 0
3150 | 0 | 0 | 0 | 0 | 0 | 0 | 0 | 0 | 0 | 0
3151 | 1360.959 | 108.71 | 266.1355 | 266.1355 | 0 | 0 | 0 | 890.826 | 0 | 222.2408
3152 | 1089.279 | 295.6 | 788.7291 | 788.7291 | 0 | 0 | 0 | 0 | 0 | 342.8191
3153 | 1352.296 | 576.63 | 1540.4571 | 1404.7715 | -135.6856 | 0 | 0 | 0 | 0 | 0
3154 | 1592.847 | 761.21 | 1979.3822 | 1654.657 | -324.7252 | 0 | 0 | 0 | 0 | 0
3155 | 1626.609 | 673.47 | 1717.7177 | 1689.7292 | -27.9885 | 0 | 0 | 0 | 0 | 0
3156 | 1541.713 | 638.31 | 1627.699 | 1601.5388 | -26.1602 | 0 | 0 | 0 | 0 | 0
3157 | 1622.298 | 706.56 | 1799.5412 | 1685.2509 | -114.2903 | 0 | 0 | 0 | 0 | 0
3158 | 1448.694 | 496.42 | 1284.6161 | 1284.6161 | 0 | 0 | 0 | 212.065 | 0 | 0
3159 | 1620.387 | 385.68 | 1009.1365 | 1009.1365 | 0 | 0 | 0 | 648.947 | 0 | 0
3160 | 1509.994 | 251.99 | 664.272 | 664.272 | 0 | 0 | 0 | 870.536 | 0 | 0
3161 | 1315.27 | 190.5 | 501.4425 | 501.4425 | 0 | 0 | 0 | 832.559 | 0 | 0
3162 | 1693.54 | 49.29 | 108.8428 | 108.8428 | 0 | 0 | 0 | 557.563 | 0 | 1071.2155
3163 | 1887.87 | 0 | 0 | 0 | 0 | 0 | 0 | 856.67 | 0 | 1071.2155
3164 | 1574.4 | 0 | 0 | 0 | 0 | 0 | 0 | 543.2 | 0 | 1071.2155
3165 | 1738.4 | 0 | 0 | 0 | 0 | 0 | 0 | 1738.4 | 0 | 0
3166 | 1488 | 0 | 0 | 0 | 0 | 0 | 0 | 1488 | 0 | 0
3167 | 1567.2 | 0 | 0 | 0 | 0 | 0 | 0 | 1567.2 | 0 | 0
3168 | 0 | 0 | 0 | 0 | 0 | 0 | 0 | 0 | 0 | 0
3169 | 0 | 0 | 0 | 0 | 0 | 0 | 0 | 0 | 0 | 0
3170 | 0 | 0 | 0 | 0 | 0 | 0 | 0 | 0 | 0 | 0
3171 | 0 | 0 | 0 | 0 | 0 | 0 | 0 | 0 | 0 | 0
3172 | 0 | 0 | 0 | 0 | 0 | 0 | 0 | 0 | 0 | 0
3173 | 0 | 0 | 0 | 0 | 0 | 0 | 0 | 0 | 0 | 0
3174 | 0 | 0 | 0 | 0 | 0 | 0 | 0 | 0 | 0 | 0
3175 | 1222.398 | 109.4 | 268.6318 | 0 | -268.6318 | 0 | 0 | 1222.398 | 0 | 0
3176 | 1224.246 | 289.21 | 769.0666 | 0 | -769.0666 | 0 | 0 | 1224.246 | 0 | 0
3177 | 1405.356 | 582.37 | 1549.5019 | 1032.3642 | -517.1378 | 0 | 0 | 411.556 | 0 | 0
3178 | 1702.904 | 768.03 | 1987.1764 | 1768.9848 | -218.1916 | 0 | 0 | 0 | 0 | 0
3179 | 1163.639 | 754.55 | 1905.0505 | 1208.7937 | -696.2568 | 0 | 0 | 0 | 0 | 0
3180 | 1654.093 | 744.09 | 1868.79 | 1718.2797 | -150.5103 | 0 | 0 | 0 | 0 | 0
3181 | 1527.881 | 817.98 | 2038.8475 | 1587.17 | -451.6775 | 0 | 0 | 0 | 0 | 0
3182 | 1582.693 | 846.62 | 2149.0772 | 1644.109 | -504.9682 | 0 | 0 | 0 | 0 | 0
3183 | 1693.198 | 607.43 | 1557.1517 | 1557.1517 | 0 | 0 | 0 | 194.214 | 0 | 0
3184 | 1547.887 | 312.74 | 814.5621 | 814.5621 | 0 | 0 | 0 | 763.753 | 0 | 0
3185 | 1494.49 | 197.75 | 512.0497 | 512.0497 | 0 | 0 | 0 | 1001.568 | 0 | 0
3186 | 1557.6 | 51.69 | 112.6667 | 112.6667 | 0 | 0 | 0 | 417.942 | 0 | 1071.2155
3187 | 1736.8 | 0 | 0 | 0 | 0 | 0 | 0 | 705.6 | 0 | 1071.2155
3188 | 1518.4 | 0 | 0 | 0 | 0 | 0 | 0 | 487.2 | 0 | 1071.2155
3189 | 1556 | 0 | 0 | 0 | 0 | 0 | 0 | 1556 | 0 | 0
3190 | 1313.6 | 0 | 0 | 0 | 0 | 0 | 0 | 1313.6 | 0 | 0
3191 | 1468.8 | 0 | 0 | 0 | 0 | 0 | 0 | 1468.8 | 0 | 0
3192 | 0 | 0 | 0 | 0 | 0 | 0 | 0 | 0 | 0 | 0
3193 | 0 | 0 | 0 | 0 | 0 | 0 | 0 | 0 | 0 | 0
3194 | 0 | 0 | 0 | 0 | 0 | 0 | 0 | 0 | 0 | 0
3195 | 0 | 0 | 0 | 0 | 0 | 0 | 0 | 0 | 0 | 0
3196 | 0 | 0 | 0 | 0 | 0 | 0 | 0 | 0 | 0 | 0
3197 | 0 | 0 | 0 | 0 | 0 | 0 | 0 | 0 | 0 | 0
3198 | 0 | 0 | 0 | 0 | 0 | 0 | 0 | 0 | 0 | 0
3199 | 1067.464 | 120.17 | 291.98 | 0 | -291.98 | 0 | 0 | 1067.464 | 0 | 0
3200 | 1283.562 | 309.03 | 822.3677 | 0 | -822.3677 | 0 | 0 | 1283.562 | 0 | 0
3201 | 1599.831 | 447.34 | 1173.9449 | 756.6415 | -417.3034 | 0 | 0 | 871.453 | 0 | 0
3202 | 1734.369 | 748.59 | 1932.9466 | 1801.6708 | -131.2758 | 0 | 0 | 0 | 0 | 0
3203 | 1623.038 | 889.39 | 2254.9667 | 1686.0196 | -568.9471 | 0 | 0 | 0 | 0 | 0
3204 | 1636.443 | 949.59 | 2389.5345 | 1699.9448 | -689.5898 | 0 | 0 | 0 | 0 | 0
3205 | 1725.917 | 939.27 | 2364.4796 | 1792.8908 | -571.5888 | 0 | 0 | 0 | 0 | 0
3206 | 2012.075 | 853.26 | 2173.541 | 2090.1531 | -83.388 | 0 | 0 | 0 | 0 | 0
3207 | 1948.007 | 704.95 | 1830.3563 | 1830.3563 | 0 | 0 | 0 | 186.024 | 0 | 0
3208 | 1556.628 | 505.8 | 1344.5624 | 1344.5624 | 0 | 0 | 0 | 262.292 | 0 | 0
3209 | 1721.903 | 277.05 | 694.496 | 694.496 | 0 | 0 | 0 | 1053.35 | 0 | 0
3210 | 1737.852 | 66.48 | 115.2855 | 115.2855 | 0 | 0 | 0 | 595.673 | 0 | 1071.2155
3211 | 1568.995 | 0 | 0 | 0 | 0 | 0 | 0 | 537.795 | 0 | 1071.2155
3212 | 1459.2 | 0 | 0 | 0 | 0 | 0 | 0 | 428 | 0 | 1071.2155
3213 | 1577.6 | 0 | 0 | 0 | 0 | 0 | 0 | 1577.6 | 0 | 0
3214 | 1764.8 | 0 | 0 | 0 | 0 | 0 | 0 | 1764.8 | 0 | 0
3215 | 1724 | 0 | 0 | 0 | 0 | 0 | 0 | 1724 | 0 | 0
3216 | 0 | 0 | 0 | 0 | 0 | 0 | 0 | 0 | 0 | 0
3217 | 0 | 0 | 0 | 0 | 0 | 0 | 0 | 0 | 0 | 0
3218 | 0 | 0 | 0 | 0 | 0 | 0 | 0 | 0 | 0 | 0
3219 | 0 | 0 | 0 | 0 | 0 | 0 | 0 | 0 | 0 | 0
3220 | 0 | 0 | 0 | 0 | 0 | 0 | 0 | 0 | 0 | 0
3221 | 0 | 0 | 0 | 0 | 0 | 0 | 0 | 0 | 0 | 0
3222 | 0 | 0 | 0 | 0 | 0 | 0 | 0 | 0 | 0 | 0
3223 | 1482.886 | 43.13 | 98.2751 | 0 | -98.2751 | 0 | 0 | 1482.886 | 0 | 0
3224 | 905.259 | 120.25 | 308.1635 | 0 | -308.1635 | 0 | 0 | 905.259 | 0 | 0
3225 | 1293.998 | 288.91 | 757.3053 | 0 | -757.3053 | 0 | 0 | 1293.998 | 0 | 0
3226 | 1538.464 | 435.37 | 1126.8653 | 55.6498 | -1071.2155 | 0 | 0 | 1484.893 | 0 | 0
3227 | 1566.084 | 603.42 | 1535.4126 | 1535.4126 | 0 | 0 | 0 | 0 | 0 | 91.4429
3228 | 1519.876 | 682.88 | 1724.1427 | 1578.8544 | -145.2883 | 0 | 0 | 0 | 0 | 0
3229 | 2001.861 | 508.1 | 1296.3463 | 225.1308 | -1071.2155 | 0 | 0 | 1785.14 | 0 | 0
3230 | 1474.906 | 121.78 | 299.5767 | 72.8327 | -226.7441 | 0 | 0 | 1404.794 | 0 | 0
3231 | 1790.369 | 462.77 | 1199.244 | 1199.244 | 0 | 0 | 0 | 635.923 | 0 | 0
3232 | 1829.06 | 229.02 | 596.2137 | 596.2137 | 0 | 0 | 0 | 1255.118 | 0 | 0
3233 | 1677.484 | 27.43 | 55.1834 | 55.1834 | 0 | 0 | 0 | 1624.362 | 0 | 0
3234 | 2026.099 | 9.79 | 8.8433 | 8.8433 | 0 | 0 | 0 | 986.386 | 0 | 1071.2155
3235 | 1587.2 | 0 | 0 | 0 | 0 | 0 | 0 | 556 | 0 | 1071.2155
3236 | 1344 | 0 | 0 | 0 | 0 | 0 | 0 | 312.8 | 0 | 1071.2155
3237 | 1775.2 | 0 | 0 | 0 | 0 | 0 | 0 | 1775.2 | 0 | 0
3238 | 1706.4 | 0 | 0 | 0 | 0 | 0 | 0 | 1706.4 | 0 | 0
3239 | 1422.4 | 0 | 0 | 0 | 0 | 0 | 0 | 1422.4 | 0 | 0
3240 | 0 | 0 | 0 | 0 | 0 | 0 | 0 | 0 | 0 | 0
3241 | 0 | 0 | 0 | 0 | 0 | 0 | 0 | 0 | 0 | 0
3242 | 0 | 0 | 0 | 0 | 0 | 0 | 0 | 0 | 0 | 0
3243 | 0 | 0 | 0 | 0 | 0 | 0 | 0 | 0 | 0 | 0
3244 | 0 | 0 | 0 | 0 | 0 | 0 | 0 | 0 | 0 | 0
3245 | 0 | 0 | 0 | 0 | 0 | 0 | 0 | 0 | 0 | 0
3246 | 0 | 0 | 0 | 0 | 0 | 0 | 0 | 0 | 0 | 0
3247 | 1055.099 | 79.42 | 195.2402 | 0 | -195.2402 | 0 | 0 | 1055.099 | 0 | 0
3248 | 1425.043 | 222.58 | 589.1664 | 0 | -589.1664 | 0 | 0 | 1425.043 | 0 | 0
3249 | 1508.333 | 449.72 | 1183.3877 | 112.1722 | -1071.2155 | 0 | 0 | 1400.351 | 0 | 0
3250 | 1700.252 | 643.82 | 1655.2014 | 583.9859 | -1071.2155 | 0 | 0 | 1138.081 | 0 | 0
3251 | 1839.549 | 724.3 | 1833.9963 | 1833.9963 | 0 | 0 | 0 | 0 | 0 | 76.936
3252 | 1816.85 | 742.05 | 1870.0916 | 1870.0916 | 0 | 0 | 0 | 0 | 0 | 17.2608
3253 | 1707.886 | 803.24 | 2017.5874 | 1263.1533 | -754.434 | 0 | 0 | 491.918 | 0 | 0
3254 | 1728.169 | 673.76 | 1712.2432 | 1712.2432 | 0 | 0 | 0 | 79.887 | 0 | 0
3255 | 1703.789 | 550.6 | 1419.4228 | 1419.4228 | 0 | 0 | 0 | 337.389 | 0 | 0
3256 | 1569.14 | 458.58 | 1206.045 | 1206.045 | 0 | 0 | 0 | 408.147 | 0 | 0
3257 | 1690.426 | 219.28 | 570.5386 | 570.5386 | 0 | 0 | 0 | 1141.2 | 0 | 0
3258 | 1602.301 | 57.19 | 123.5409 | 123.5409 | 0 | 0 | 0 | 452.175 | 0 | 1071.2155
3259 | 1476.806 | 0 | 0 | 0 | 0 | 0 | 0 | 445.606 | 0 | 1071.2155
3260 | 1332.8 | 0 | 0 | 0 | 0 | 0 | 0 | 301.6 | 0 | 1071.2155
3261 | 1378.4 | 0 | 0 | 0 | 0 | 0 | 0 | 1378.4 | 0 | 0
3262 | 1814.4 | 0 | 0 | 0 | 0 | 0 | 0 | 1814.4 | 0 | 0
3263 | 1490.4 | 0 | 0 | 0 | 0 | 0 | 0 | 1490.4 | 0 | 0
3264 | 0 | 0 | 0 | 0 | 0 | 0 | 0 | 0 | 0 | 0
3265 | 0 | 0 | 0 | 0 | 0 | 0 | 0 | 0 | 0 | 0
3266 | 0 | 0 | 0 | 0 | 0 | 0 | 0 | 0 | 0 | 0
3267 | 0 | 0 | 0 | 0 | 0 | 0 | 0 | 0 | 0 | 0
3268 | 0 | 0 | 0 | 0 | 0 | 0 | 0 | 0 | 0 | 0
3269 | 0 | 0 | 0 | 0 | 0 | 0 | 0 | 0 | 0 | 0
3270 | 0 | 0 | 0 | 0 | 0 | 0 | 0 | 0 | 0 | 0
3271 | 1106.227 | 89.01 | 219.7675 | 0 | -219.7675 | 0 | 0 | 1106.227 | 0 | 0
3272 | 998.236 | 244.02 | 647.2294 | 0 | -647.2294 | 0 | 0 | 998.236 | 0 | 0
3273 | 1435.791 | 572.73 | 1522.8265 | 451.611 | -1071.2155 | 0 | 0 | 1001.05 | 0 | 0
3274 | 1831.647 | 591.11 | 1523.1579 | 947.8938 | -575.2641 | 0 | 0 | 919.163 | 0 | 0
3275 | 1511.408 | 745.36 | 1889.3563 | 1570.0578 | -319.2985 | 0 | 0 | 0 | 0 | 0
3276 | 1131.45 | 690.92 | 1755.6226 | 1175.3556 | -580.267 | 0 | 0 | 0 | 0 | 0
3277 | 1343.015 | 295.76 | 761.6776 | 761.6776 | 0 | 0 | 0 | 609.79 | 0 | 0
3278 | 1463.195 | 653.73 | 1683.3717 | 1519.9739 | -163.3978 | 0 | 0 | 0 | 0 | 0
3279 | 1538.188 | 583.09 | 1524.2309 | 1524.2309 | 0 | 0 | 0 | 70.895 | 0 | 0
3280 | 1937.529 | 132.69 | 339.1614 | 339.1614 | 0 | 0 | 0 | 1611.037 | 0 | 0
3281 | 1784.662 | 130.28 | 336.4751 | 336.4751 | 0 | 0 | 0 | 1460.756 | 0 | 0
3282 | 1641.186 | 42.66 | 93.6025 | 93.6025 | 0 | 0 | 0 | 519.88 | 0 | 1071.2155
3283 | 1082.752 | 0 | 0 | 0 | 0 | 0 | 0 | 51.552 | 0 | 1071.2155
3284 | 1290.4 | 0 | 0 | 0 | 0 | 0 | 0 | 259.2 | 0 | 1071.2155
3285 | 1324.8 | 0 | 0 | 0 | 0 | 0 | 0 | 1324.8 | 0 | 0
3286 | 1139.2 | 0 | 0 | 0 | 0 | 0 | 0 | 1139.2 | 0 | 0
3287 | 1259.2 | 0 | 0 | 0 | 0 | 0 | 0 | 1259.2 | 0 | 0
3288 | 0 | 0 | 0 | 0 | 0 | 0 | 0 | 0 | 0 | 0
3289 | 0 | 0 | 0 | 0 | 0 | 0 | 0 | 0 | 0 | 0
3290 | 0 | 0 | 0 | 0 | 0 | 0 | 0 | 0 | 0 | 0
3291 | 0 | 0 | 0 | 0 | 0 | 0 | 0 | 0 | 0 | 0
3292 | 0 | 0 | 0 | 0 | 0 | 0 | 0 | 0 | 0 | 0
3293 | 0 | 0 | 0 | 0 | 0 | 0 | 0 | 0 | 0 | 0
3294 | 0 | 0 | 0 | 0 | 0 | 0 | 0 | 0 | 0 | 0
3295 | 1182.657 | 120.9 | 293.8841 | 293.8841 | 0 | 0 | 0 | 899.751 | 0 | 0
3296 | 936.672 | 307.86 | 823.8563 | 823.8563 | 0 | 0 | 0 | 143.591 | 0 | 0
3297 | 1006.925 | 330.42 | 870.588 | 870.588 | 0 | 0 | 0 | 168.858 | 0 | 0
3298 | 980.994 | 346.88 | 898.5931 | 898.5931 | 0 | 0 | 0 | 115.968 | 0 | 0
3299 | 1100.227 | 438.16 | 1120.0081 | 1120.0081 | 0 | 0 | 0 | 22.057 | 0 | 0
3300 | 1192.407 | 783.26 | 1928.1941 | 1238.6781 | -689.516 | 0 | 0 | 0 | 0 | 0
3301 | 1178.5 | 782.88 | 1932.5882 | 1224.2314 | -708.3568 | 0 | 0 | 0 | 0 | 0
3302 | 1218.473 | 846.41 | 2118.9072 | 1265.7555 | -853.1516 | 0 | 0 | 0 | 0 | 0
3303 | 1017.622 | 701.04 | 1804.1462 | 1057.1106 | -747.0357 | 0 | 0 | 0 | 0 | 0
3304 | 339.258 | 502.96 | 1335.29 | 352.4228 | -578.3805 | 0 | 404.4867 | 0 | 0 | 0
3305 | 224.739 | 275.97 | 695.379 | 233.4599 | 0 | 0 | 461.9191 | 0 | 0 | 0
3306 | 209.471 | 68.88 | 142.6611 | 142.6611 | 0 | 0 | 0 | 0 | 0 | 74.9383
3307 | 115.054 | 0 | 0 | 0 | 0 | 0 | 0 | 0 | 0 | 119.5186
3308 | 0 | 0 | 0 | 0 | 0 | 0 | 0 | 0 | 0 | 0
3309 | 0 | 0 | 0 | 0 | 0 | 0 | 0 | 0 | 0 | 0
3310 | 0 | 0 | 0 | 0 | 0 | 0 | 0 | 0 | 0 | 0
3311 | 0 | 0 | 0 | 0 | 0 | 0 | 0 | 0 | 0 | 0
3312 | 0 | 0 | 0 | 0 | 0 | 0 | 0 | 0 | 0 | 0
3313 | 0 | 0 | 0 | 0 | 0 | 0 | 0 | 0 | 0 | 0
3314 | 0 | 0 | 0 | 0 | 0 | 0 | 0 | 0 | 0 | 0
3315 | 0 | 0 | 0 | 0 | 0 | 0 | 0 | 0 | 0 | 0
3316 | 0 | 0 | 0 | 0 | 0 | 0 | 0 | 0 | 0 | 0
3317 | 0 | 0 | 0 | 0 | 0 | 0 | 0 | 0 | 0 | 0
3318 | 0 | 0 | 0 | 0 | 0 | 0 | 0 | 0 | 0 | 0
3319 | 79.923 | 79.57 | 196.0775 | 83.0244 | -113.0531 | 0 | 0 | 0 | 0 | 0
3320 | 156.96 | 353.68 | 938.1674 | 163.0518 | -103.3559 | 0 | 671.7597 | 0 | 0 | 0
3321 | 637.627 | 573.54 | 1536.9158 | 662.37 | 0 | 0 | 874.5458 | 0 | 0 | 0
3322 | 1024.991 | 755.9 | 1974.4718 | 1064.7655 | 0 | 0 | 909.7063 | 0 | 0 | 0
3323 | 1410.943 | 644.42 | 1651.5146 | 1465.6943 | 0 | 0 | 185.8204 | 0 | 0 | 0
3324 | 1071.439 | 687.46 | 1749.0044 | 1113.0159 | 0 | 0 | 635.9885 | 0 | 0 | 0
3325 | 1560.347 | 929.12 | 2360.2091 | 1620.8959 | 0 | 0 | 739.3132 | 0 | 0 | 0
3326 | 1408.139 | 676.19 | 1731.6096 | 1462.7815 | 0 | 0 | 268.8281 | 0 | 0 | 0
3327 | 996.949 | 59.37 | 137.2323 | 137.2323 | 0 | 0 | 0 | 864.843 | 0 | 0
3328 | 1328.349 | 130.69 | 333.7077 | 333.7077 | 0 | 0 | 0 | 1007.107 | 0 | 0
3329 | 1340.192 | 252.92 | 664.1141 | 664.1141 | 0 | 0 | 0 | 700.886 | 0 | 0
3330 | 1479.054 | 67.49 | 120.1824 | 120.1824 | 0 | 0 | 0 | 332.161 | 0 | 1071.2155
3331 | 1458.236 | 0 | 0 | 0 | 0 | 0 | 0 | 427.036 | 0 | 1071.2155
3332 | 1057.6 | 0 | 0 | 0 | 0 | 0 | 0 | 26.4 | 0 | 1071.2155
3333 | 1518.4 | 0 | 0 | 0 | 0 | 0 | 0 | 1518.4 | 0 | 0
3334 | 1292 | 0 | 0 | 0 | 0 | 0 | 0 | 1292 | 0 | 0
3335 | 1396.8 | 0 | 0 | 0 | 0 | 0 | 0 | 1396.8 | 0 | 0
3336 | 0 | 0 | 0 | 0 | 0 | 0 | 0 | 0 | 0 | 0
3337 | 0 | 0 | 0 | 0 | 0 | 0 | 0 | 0 | 0 | 0
3338 | 0 | 0 | 0 | 0 | 0 | 0 | 0 | 0 | 0 | 0
3339 | 0 | 0 | 0 | 0 | 0 | 0 | 0 | 0 | 0 | 0
3340 | 0 | 0 | 0 | 0 | 0 | 0 | 0 | 0 | 0 | 0
3341 | 0 | 0 | 0 | 0 | 0 | 0 | 0 | 0 | 0 | 0
3342 | 0 | 0 | 0 | 0 | 0 | 0 | 0 | 0 | 0 | 0
3343 | 1413.981 | 131.85 | 279.0915 | 0 | -279.0915 | 0 | 0 | 1413.981 | 0 | 0
3344 | 1218.646 | 357.25 | 949.4997 | 510.3149 | -439.1848 | 0 | 0 | 727.394 | 0 | 0
3345 | 1283.48 | 577.34 | 1548.9171 | 1333.2851 | -215.632 | 0 | 0 | 0 | 0 | 0
3346 | 1235.312 | 759.75 | 1982.0374 | 1283.248 | -698.7894 | 0 | 0 | 0 | 0 | 0
3347 | 1227.421 | 709.16 | 1803.1324 | 1275.0508 | -528.0816 | 0 | 0 | 0 | 0 | 0
3348 | 1268.221 | 940.13 | 2379.9973 | 1317.434 | -1062.5633 | 0 | 0 | 0 | 0 | 0
3349 | 1361.861 | 416.77 | 1066.8514 | 1066.8514 | 0 | 0 | 0 | 334.862 | 0 | 0
3350 | 1362.378 | 643.03 | 1642.4739 | 1415.2447 | -227.2292 | 0 | 0 | 0 | 0 | 0
3351 | 1092.7 | 135.64 | 338.3938 | 338.3938 | 0 | 0 | 0 | 766.947 | 0 | 0
3352 | 1161.964 | 37.26 | 78.9855 | 78.9855 | 0 | 0 | 0 | 1085.929 | 0 | 0
3353 | 1302.91 | 92.01 | 228.2721 | 228.2721 | 0 | 0 | 0 | 1083.165 | 0 | 0
3354 | 1031.53 | 35.22 | 73.5536 | 73.5536 | 0 | 0 | 0 | 0 | 0 | 998.0047
3355 | 1155.338 | 0 | 0 | 0 | 0 | 0 | 0 | 124.138 | 0 | 1071.2155
3356 | 992.8 | 0 | 0 | 0 | 0 | 0 | 0 | 0 | 0 | 1031.3254
3357 | 1484 | 0 | 0 | 0 | 0 | 0 | 0 | 1484 | 0 | 0
3358 | 1380 | 0 | 0 | 0 | 0 | 0 | 0 | 1380 | 0 | 0
3359 | 799.2 | 0 | 0 | 0 | 0 | 0 | 0 | 799.2 | 0 | 0
3360 | 0 | 0 | 0 | 0 | 0 | 0 | 0 | 0 | 0 | 0
3361 | 0 | 0 | 0 | 0 | 0 | 0 | 0 | 0 | 0 | 0
3362 | 0 | 0 | 0 | 0 | 0 | 0 | 0 | 0 | 0 | 0
3363 | 0 | 0 | 0 | 0 | 0 | 0 | 0 | 0 | 0 | 0
3364 | 0 | 0 | 0 | 0 | 0 | 0 | 0 | 0 | 0 | 0
3365 | 0 | 0 | 0 | 0 | 0 | 0 | 0 | 0 | 0 | 0
3366 | 0 | 0 | 0 | 0 | 0 | 0 | 0 | 0 | 0 | 0
3367 | 1303.011 | 132.88 | 282.3056 | 282.3056 | 0 | 0 | 0 | 1031.251 | 0 | 0
3368 | 993.966 | 355.12 | 941.5435 | 941.5435 | 0 | 0 | 0 | 87.594 | 0 | 0
3369 | 1093.9 | 575.27 | 1541.3868 | 1136.3485 | -405.0383 | 0 | 0 | 0 | 0 | 0
3370 | 1363.693 | 756.9 | 1978.5231 | 1416.6108 | -561.9123 | 0 | 0 | 0 | 0 | 0
3371 | 1239.039 | 884.85 | 2275.8051 | 1287.1196 | -988.6855 | 0 | 0 | 0 | 0 | 0
3372 | 1503.503 | 943.34 | 2411.8719 | 1561.8461 | -850.0259 | 0 | 0 | 0 | 0 | 0
3373 | 1361.769 | 933.1 | 2387.7571 | 1414.6121 | -770.7786 | 0 | 202.3664 | 0 | 0 | 0
3374 | 1532.198 | 844.9 | 2184.4267 | 1591.6546 | 0 | 0 | 592.7721 | 0 | 0 | 0
3375 | 1256.603 | 697.9 | 1836.3201 | 1305.3652 | 0 | 0 | 530.9549 | 0 | 0 | 0
3376 | 1138.22 | 501.21 | 1346.5725 | 1182.3883 | 0 | 0 | 164.1841 | 0 | 0 | 0
3377 | 1339.573 | 127.97 | 326.2408 | 326.2408 | 0 | 0 | 0 | 1025.519 | 0 | 0
3378 | 1110.796 | 19.59 | 33.2791 | 33.2791 | 0 | 0 | 0 | 47.56 | 0 | 1071.2155
3379 | 989.602 | 0 | 0 | 0 | 0 | 0 | 0 | 0 | 0 | 1028.0033
3380 | 1045.6 | 0 | 0 | 0 | 0 | 0 | 0 | 14.4 | 0 | 1071.2155
3381 | 1416.8 | 0 | 0 | 0 | 0 | 0 | 0 | 1416.8 | 0 | 0
3382 | 1268 | 0 | 0 | 0 | 0 | 0 | 0 | 1268 | 0 | 0
3383 | 1352.8 | 0 | 0 | 0 | 0 | 0 | 0 | 1352.8 | 0 | 0
3384 | 0 | 0 | 0 | 0 | 0 | 0 | 0 | 0 | 0 | 0
3385 | 0 | 0 | 0 | 0 | 0 | 0 | 0 | 0 | 0 | 0
3386 | 0 | 0 | 0 | 0 | 0 | 0 | 0 | 0 | 0 | 0
3387 | 0 | 0 | 0 | 0 | 0 | 0 | 0 | 0 | 0 | 0
3388 | 0 | 0 | 0 | 0 | 0 | 0 | 0 | 0 | 0 | 0
3389 | 0 | 0 | 0 | 0 | 0 | 0 | 0 | 0 | 0 | 0
3390 | 0 | 0 | 0 | 0 | 0 | 0 | 0 | 0 | 0 | 0
3391 | 1304.669 | 110.07 | 270.5079 | 0 | -270.5079 | 0 | 0 | 1304.669 | 0 | 0
3392 | 935.942 | 287.3 | 765.9087 | 0 | -765.9087 | 0 | 0 | 935.942 | 0 | 0
3393 | 898.574 | 451.13 | 1192.1354 | 120.92 | -1071.2155 | 0 | 0 | 782.171 | 0 | 0
3394 | 1261.705 | 561.14 | 1454.6663 | 1079.2672 | -375.3991 | 0 | 0 | 222.754 | 0 | 0
3395 | 1281.246 | 626.85 | 1603.0409 | 1330.9644 | -272.0765 | 0 | 0 | 0 | 0 | 0
3396 | 1130.342 | 601.16 | 1531.5119 | 1174.2046 | -357.3073 | 0 | 0 | 0 | 0 | 0
3397 | 1247.462 | 674.01 | 1711.8038 | 1295.8695 | -415.9343 | 0 | 0 | 0 | 0 | 0
3398 | 1339.387 | 404.71 | 1039.4727 | 1039.4727 | 0 | 0 | 0 | 338.744 | 0 | 0
3399 | 1391.303 | 353.62 | 914.9875 | 914.9875 | 0 | 0 | 0 | 510.495 | 0 | 0
3400 | 1345.155 | 414.57 | 1092.699 | 1092.699 | 0 | 0 | 0 | 293.274 | 0 | 0
3401 | 1198.38 | 224.87 | 586.103 | 586.103 | 0 | 0 | 0 | 634.171 | 0 | 0
3402 | 1181.647 | 64.74 | 139.5489 | 139.5489 | 0 | 0 | 0 | 16.111 | 0 | 1071.2155
3403 | 1283.014 | 0 | 0 | 0 | 0 | 0 | 0 | 251.814 | 0 | 1071.2155
3404 | 1180.8 | 0 | 0 | 0 | 0 | 0 | 0 | 149.6 | 0 | 1071.2155
3405 | 1619.2 | 0 | 0 | 0 | 0 | 0 | 0 | 1619.2 | 0 | 0
3406 | 1483.2 | 0 | 0 | 0 | 0 | 0 | 0 | 1483.2 | 0 | 0
3407 | 1326.4 | 0 | 0 | 0 | 0 | 0 | 0 | 1326.4 | 0 | 0
3408 | 0 | 0 | 0 | 0 | 0 | 0 | 0 | 0 | 0 | 0
3409 | 0 | 0 | 0 | 0 | 0 | 0 | 0 | 0 | 0 | 0
3410 | 0 | 0 | 0 | 0 | 0 | 0 | 0 | 0 | 0 | 0
3411 | 0 | 0 | 0 | 0 | 0 | 0 | 0 | 0 | 0 | 0
3412 | 0 | 0 | 0 | 0 | 0 | 0 | 0 | 0 | 0 | 0
3413 | 0 | 0 | 0 | 0 | 0 | 0 | 0 | 0 | 0 | 0
3414 | 0 | 0 | 0 | 0 | 0 | 0 | 0 | 0 | 0 | 0
3415 | 619.025 | 77.29 | 190.1355 | 190.1355 | 0 | 0 | 0 | 435.992 | 0 | 0
3416 | 887.264 | 212.41 | 561.956 | 561.956 | 0 | 0 | 0 | 346.3 | 0 | 0
3417 | 690.747 | 573.62 | 1534.8319 | 717.5513 | -817.2807 | 0 | 0 | 0 | 0 | 0
3418 | 307.348 | 755.98 | 1966.6838 | 319.2746 | -1071.2155 | 0 | 576.1938 | 0 | 0 | 0
3419 | 235.767 | 884.75 | 2250.369 | 244.9159 | -1071.2155 | 0 | 934.2376 | 0 | 0 | 0
3420 | 197.082 | 943.17 | 2370.299 | 204.7308 | -616.729 | 0 | 1548.8392 | 0 | 0 | 0
3421 | 683.53 | 796.75 | 1992.0525 | 710.0542 | 0 | 0 | 1281.9983 | 0 | 0 | 0
3422 | 1150.936 | 747.47 | 1883.4943 | 1195.5978 | 0 | 0 | 687.8965 | 0 | 0 | 0
3423 | 1786.232 | 89.1 | 213.7538 | 213.7538 | 0 | 0 | 0 | 1580.463 | 0 | 0
3424 | 1729.544 | 73.82 | 176.1127 | 176.1127 | 0 | 0 | 0 | 1560.01 | 0 | 0
3425 | 1610.063 | 236.88 | 616.7633 | 616.7633 | 0 | 0 | 0 | 1016.339 | 0 | 0
3426 | 1527.327 | 53.31 | 118.0352 | 118.0352 | 0 | 0 | 0 | 382.501 | 0 | 1071.2155
3427 | 1637.6 | 0 | 0 | 0 | 0 | 0 | 0 | 606.4 | 0 | 1071.2155
3428 | 1442.4 | 0 | 0 | 0 | 0 | 0 | 0 | 411.2 | 0 | 1071.2155
3429 | 1472.8 | 0 | 0 | 0 | 0 | 0 | 0 | 1472.8 | 0 | 0
3430 | 1553.6 | 0 | 0 | 0 | 0 | 0 | 0 | 1553.6 | 0 | 0
3431 | 1444 | 0 | 0 | 0 | 0 | 0 | 0 | 1444 | 0 | 0
3432 | 0 | 0 | 0 | 0 | 0 | 0 | 0 | 0 | 0 | 0
3433 | 0 | 0 | 0 | 0 | 0 | 0 | 0 | 0 | 0 | 0
3434 | 0 | 0 | 0 | 0 | 0 | 0 | 0 | 0 | 0 | 0
3435 | 0 | 0 | 0 | 0 | 0 | 0 | 0 | 0 | 0 | 0
3436 | 0 | 0 | 0 | 0 | 0 | 0 | 0 | 0 | 0 | 0
3437 | 0 | 0 | 0 | 0 | 0 | 0 | 0 | 0 | 0 | 0
3438 | 0 | 0 | 0 | 0 | 0 | 0 | 0 | 0 | 0 | 0
3439 | 1362.282 | 130.56 | 277.3837 | 0 | -277.3837 | 0 | 0 | 1362.282 | 0 | 0
3440 | 1064.339 | 351.77 | 935.319 | 0 | -935.319 | 0 | 0 | 1064.339 | 0 | 0
3441 | 1658.966 | 571.84 | 1539.4993 | 468.2838 | -1071.2155 | 0 | 0 | 1208.175 | 0 | 0
3442 | 1820.422 | 753.64 | 1976.9961 | 1865.7089 | -111.2872 | 0 | 0 | 24.407 | 0 | 0
3443 | 1766.438 | 872.89 | 2245.7016 | 1834.9842 | -410.7174 | 0 | 0 | 0 | 0 | 0
3444 | 1632.862 | 931.33 | 2374.1394 | 1696.2248 | -677.9146 | 0 | 0 | 0 | 0 | 0
3445 | 1633.953 | 702.82 | 1789.9624 | 1697.3581 | -92.6042 | 0 | 0 | 0 | 0 | 0
3446 | 1730.896 | 652.58 | 1675.7645 | 1675.7645 | 0 | 0 | 0 | 117.73 | 0 | 0
3447 | 1836.767 | 606.71 | 1581.5802 | 1581.5802 | 0 | 0 | 0 | 314.267 | 0 | 0
3448 | 1998.015 | 357.52 | 948.3519 | 948.3519 | 0 | 0 | 0 | 1085.089 | 0 | 0
3449 | 1627.268 | 34.3 | 73.9691 | 73.9691 | 0 | 0 | 0 | 1556.062 | 0 | 0
3450 | 1652.685 | 64.25 | 140.757 | 140.757 | 0 | 0 | 0 | 485.986 | 0 | 1071.2155
3451 | 1494.002 | 0 | 0 | 0 | 0 | 0 | 0 | 462.802 | 0 | 1071.2155
3452 | 1398.4 | 0 | 0 | 0 | 0 | 0 | 0 | 367.2 | 0 | 1071.2155
3453 | 1210.4 | 0 | 0 | 0 | 0 | 0 | 0 | 1210.4 | 0 | 0
3454 | 1628 | 0 | 0 | 0 | 0 | 0 | 0 | 1628 | 0 | 0
3455 | 1786.4 | 0 | 0 | 0 | 0 | 0 | 0 | 1786.4 | 0 | 0
3456 | 0 | 0 | 0 | 0 | 0 | 0 | 0 | 0 | 0 | 0
3457 | 0 | 0 | 0 | 0 | 0 | 0 | 0 | 0 | 0 | 0
3458 | 0 | 0 | 0 | 0 | 0 | 0 | 0 | 0 | 0 | 0
3459 | 0 | 0 | 0 | 0 | 0 | 0 | 0 | 0 | 0 | 0
3460 | 0 | 0 | 0 | 0 | 0 | 0 | 0 | 0 | 0 | 0
3461 | 0 | 0 | 0 | 0 | 0 | 0 | 0 | 0 | 0 | 0
3462 | 0 | 0 | 0 | 0 | 0 | 0 | 0 | 0 | 0 | 0
3463 | 1177.554 | 105.62 | 261.3477 | 261.3477 | 0 | 0 | 0 | 925.969 | 0 | 0
3464 | 1356.489 | 281.72 | 753.5801 | 753.5801 | 0 | 0 | 0 | 631.059 | 0 | 0
3465 | 1166.426 | 452.56 | 1197.7408 | 1197.7408 | 0 | 0 | 0 | 13.427 | 0 | 0
3466 | 975.268 | 618.9 | 1600.9186 | 1013.113 | -587.8056 | 0 | 0 | 0 | 0 | 0
3467 | 1314.143 | 688.36 | 1754.1444 | 1365.138 | -389.0064 | 0 | 0 | 0 | 0 | 0
3468 | 1169.049 | 785.92 | 1982.3085 | 1214.4137 | -767.8949 | 0 | 0 | 0 | 0 | 0
3469 | 1078.088 | 918.95 | 2331.0872 | 1119.9229 | -1071.2155 | 0 | 139.9488 | 0 | 0 | 0
3470 | 944.397 | 650.53 | 1661.6087 | 981.0441 | -680.5646 | 0 | 0 | 0 | 0 | 0
3471 | 1126.43 | 545.79 | 1414.6911 | 1170.1408 | -79.9547 | 0 | 164.5955 | 0 | 0 | 0
3472 | 898.155 | 211.71 | 551.1732 | 551.1732 | 0 | 0 | 0 | 367.571 | 0 | 0
3473 | 1152.652 | 84.9 | 210.0401 | 210.0401 | 0 | 0 | 0 | 950.458 | 0 | 0
3474 | 869.487 | 11.75 | 13.867 | 13.867 | 0 | 0 | 0 | 856.138 | 0 | 0
3475 | 1185.808 | 0 | 0 | 0 | 0 | 0 | 0 | 1185.808 | 0 | 0
3476 | 980.8 | 0 | 0 | 0 | 0 | 0 | 0 | 980.8 | 0 | 0
3477 | 808.8 | 0 | 0 | 0 | 0 | 0 | 0 | 311.095 | 0 | 517.0183
3478 | 850.4 | 0 | 0 | 0 | 0 | 0 | 0 | 0 | 0 | 883.3996
3479 | 840 | 0 | 0 | 0 | 0 | 0 | 0 | 0 | 0 | 872.596
3480 | 0 | 0 | 0 | 0 | 0 | 0 | 0 | 0 | 0 | 0
3481 | 0 | 0 | 0 | 0 | 0 | 0 | 0 | 0 | 0 | 0
3482 | 0 | 0 | 0 | 0 | 0 | 0 | 0 | 0 | 0 | 0
3483 | 0 | 0 | 0 | 0 | 0 | 0 | 0 | 0 | 0 | 0
3484 | 0 | 0 | 0 | 0 | 0 | 0 | 0 | 0 | 0 | 0
3485 | 0 | 0 | 0 | 0 | 0 | 0 | 0 | 0 | 0 | 0
3486 | 0 | 0 | 0 | 0 | 0 | 0 | 0 | 0 | 0 | 0
3487 | 1097.92 | 127.87 | 279.4219 | 279.4219 | 0 | 0 | 0 | 0 | 0 | 861.1027
3488 | 961.001 | 347.38 | 918.7615 | 918.7615 | 0 | 0 | 0 | 0 | 0 | 79.5309
3489 | 988.449 | 564.66 | 1504.1155 | 1026.8055 | -477.31 | 0 | 0 | 0 | 0 | 0
3490 | 1114.766 | 746.76 | 1931.5702 | 1158.0242 | -773.546 | 0 | 0 | 0 | 0 | 0
3491 | 1334.239 | 872.49 | 2208.5176 | 1386.0138 | -822.5038 | 0 | 0 | 0 | 0 | 0
3492 | 1375.817 | 933.01 | 2341.5781 | 1429.2052 | -912.3729 | 0 | 0 | 0 | 0 | 0
3493 | 1313.727 | 921.54 | 2317.0374 | 1364.7058 | -590.708 | 0 | 361.6235 | 0 | 0 | 0
3494 | 1220.12 | 712.38 | 1802.6078 | 1267.4665 | 0 | 0 | 535.1413 | 0 | 0 | 0
3495 | 1436.12 | 698.58 | 1819.1684 | 1491.8483 | 0 | 0 | 327.3201 | 0 | 0 | 0
3496 | 1317.272 | 426.23 | 1121.9933 | 1121.9933 | 0 | 0 | 0 | 237.191 | 0 | 0
3497 | 1561.218 | 278.03 | 700.6883 | 700.6883 | 0 | 0 | 0 | 886.704 | 0 | 0
3498 | 1522.874 | 58.68 | 130.1383 | 130.1383 | 0 | 0 | 0 | 366.397 | 0 | 1071.2155
3499 | 1531.013 | 0 | 0 | 0 | 0 | 0 | 0 | 499.813 | 0 | 1071.2155
3500 | 820.8 | 0 | 0 | 0 | 0 | 0 | 0 | 0 | 0 | 852.6509
3501 | 1276 | 0 | 0 | 0 | 0 | 0 | 0 | 1276 | 0 | 0
3502 | 1128 | 0 | 0 | 0 | 0 | 0 | 0 | 1128 | 0 | 0
3503 | 905.6 | 0 | 0 | 0 | 0 | 0 | 0 | 905.6 | 0 | 0
3504 | 0 | 0 | 0 | 0 | 0 | 0 | 0 | 0 | 0 | 0
3505 | 0 | 0 | 0 | 0 | 0 | 0 | 0 | 0 | 0 | 0
3506 | 0 | 0 | 0 | 0 | 0 | 0 | 0 | 0 | 0 | 0
3507 | 0 | 0 | 0 | 0 | 0 | 0 | 0 | 0 | 0 | 0
3508 | 0 | 0 | 0 | 0 | 0 | 0 | 0 | 0 | 0 | 0
3509 | 0 | 0 | 0 | 0 | 0 | 0 | 0 | 0 | 0 | 0
3510 | 0 | 0 | 0 | 0 | 0 | 0 | 0 | 0 | 0 | 0
3511 | 803.82 | 131.16 | 274.7046 | 274.7046 | 0 | 0 | 0 | 328.977 | 0 | 218.5645
3512 | 740.237 | 355.63 | 943.5318 | 768.9617 | -174.5701 | 0 | 0 | 0 | 0 | 0
3513 | 558.473 | 575.2 | 1546.1186 | 580.1444 | -965.9741 | 0 | 0 | 0 | 0 | 0
3514 | 1199.225 | 755.83 | 1973.9607 | 1245.7606 | -728.2001 | 0 | 0 | 0 | 0 | 0
3515 | 1228.803 | 884.63 | 2261.0042 | 1276.4864 | -984.5179 | 0 | 0 | 0 | 0 | 0
3516 | 1419.01 | 943.3 | 2380.8356 | 1474.0743 | -723.1774 | 0 | 183.5838 | 0 | 0 | 0
3517 | 1282.017 | 933.35 | 2349.6049 | 1331.7653 | 0 | 0 | 1017.8396 | 0 | 0 | 0
3518 | 1153.519 | 846.74 | 2155.1677 | 1198.281 | 0 | 0 | 956.8867 | 0 | 0 | 0
3519 | 1350.247 | 700.04 | 1817.1012 | 1402.643 | 0 | 0 | 414.4582 | 0 | 0 | 0
3520 | 1241.158 | 503.61 | 1339.5356 | 1289.3208 | 0 | 0 | 50.2148 | 0 | 0 | 0
3521 | 1171.973 | 183.93 | 474.6018 | 474.6018 | 0 | 0 | 0 | 715.1 | 0 | 0
3522 | 1371.137 | 52.15 | 115.7187 | 115.7187 | 0 | 0 | 0 | 228.541 | 0 | 1071.2155
3523 | 1506.995 | 0 | 0 | 0 | 0 | 0 | 0 | 475.795 | 0 | 1071.2155
3524 | 1457.6 | 0 | 0 | 0 | 0 | 0 | 0 | 426.4 | 0 | 1071.2155
3525 | 1496 | 0 | 0 | 0 | 0 | 0 | 0 | 1496 | 0 | 0
3526 | 1008.8 | 0 | 0 | 0 | 0 | 0 | 0 | 1008.8 | 0 | 0
3527 | 940.8 | 0 | 0 | 0 | 0 | 0 | 0 | 940.8 | 0 | 0
3528 | 0 | 0 | 0 | 0 | 0 | 0 | 0 | 0 | 0 | 0
3529 | 0 | 0 | 0 | 0 | 0 | 0 | 0 | 0 | 0 | 0
3530 | 0 | 0 | 0 | 0 | 0 | 0 | 0 | 0 | 0 | 0
3531 | 0 | 0 | 0 | 0 | 0 | 0 | 0 | 0 | 0 | 0
3532 | 0 | 0 | 0 | 0 | 0 | 0 | 0 | 0 | 0 | 0
3533 | 0 | 0 | 0 | 0 | 0 | 0 | 0 | 0 | 0 | 0
3534 | 0 | 0 | 0 | 0 | 0 | 0 | 0 | 0 | 0 | 0
3535 | 1415.654 | 128.99 | 274.4761 | 0 | -274.4761 | 0 | 0 | 1415.654 | 0 | 0
3536 | 996.848 | 347.99 | 919.5572 | 0 | -919.5572 | 0 | 0 | 996.848 | 0 | 0
3537 | 1420.083 | 564.92 | 1508.3538 | 437.1384 | -1071.2155 | 0 | 0 | 999.274 | 0 | 0
3538 | 1718.45 | 745.49 | 1928.916 | 1511.5773 | -417.3388 | 0 | 0 | 263.338 | 0 | 0
3539 | 1514.737 | 648.36 | 1639.7595 | 1573.516 | -66.2435 | 0 | 0 | 0 | 0 | 0
3540 | 1481.469 | 774.46 | 1937.2846 | 1538.957 | -398.3276 | 0 | 0 | 0 | 0 | 0
3541 | 1629.559 | 781.05 | 1955.6611 | 1692.7936 | -262.8675 | 0 | 0 | 0 | 0 | 0
3542 | 1581.445 | 714.48 | 1809.226 | 1642.8126 | -166.4134 | 0 | 0 | 0 | 0 | 0
3543 | 1376.542 | 384.33 | 993.5762 | 993.5762 | 0 | 0 | 0 | 420.081 | 0 | 0
3544 | 1606.679 | 225.19 | 584.0046 | 584.0046 | 0 | 0 | 0 | 1044.49 | 0 | 0
3545 | 1530.064 | 89.74 | 221.8897 | 221.8897 | 0 | 0 | 0 | 1316.463 | 0 | 0
3546 | 1776.413 | 29.4 | 58.599 | 58.599 | 0 | 0 | 0 | 688.803 | 0 | 1071.2155
3547 | 1785.434 | 0 | 0 | 0 | 0 | 0 | 0 | 754.234 | 0 | 1071.2155
3548 | 1460 | 0 | 0 | 0 | 0 | 0 | 0 | 428.8 | 0 | 1071.2155
3549 | 1711.2 | 0 | 0 | 0 | 0 | 0 | 0 | 1711.2 | 0 | 0
3550 | 1587.2 | 0 | 0 | 0 | 0 | 0 | 0 | 1587.2 | 0 | 0
3551 | 1569.6 | 0 | 0 | 0 | 0 | 0 | 0 | 1569.6 | 0 | 0
3552 | 0 | 0 | 0 | 0 | 0 | 0 | 0 | 0 | 0 | 0
3553 | 0 | 0 | 0 | 0 | 0 | 0 | 0 | 0 | 0 | 0
3554 | 0 | 0 | 0 | 0 | 0 | 0 | 0 | 0 | 0 | 0
3555 | 0 | 0 | 0 | 0 | 0 | 0 | 0 | 0 | 0 | 0
3556 | 0 | 0 | 0 | 0 | 0 | 0 | 0 | 0 | 0 | 0
3557 | 0 | 0 | 0 | 0 | 0 | 0 | 0 | 0 | 0 | 0
3558 | 0 | 0 | 0 | 0 | 0 | 0 | 0 | 0 | 0 | 0
3559 | 1421.245 | 88.56 | 218.8273 | 0 | -218.8273 | 0 | 0 | 1421.245 | 0 | 0
3560 | 1472.409 | 307.1 | 816.058 | 0 | -816.058 | 0 | 0 | 1472.409 | 0 | 0
3561 | 1472.679 | 483.84 | 1269.4173 | 215.7722 | -1053.6451 | 0 | 0 | 1264.966 | 0 | 0
3562 | 1255.664 | 571.51 | 1465.4637 | 1304.3897 | -161.0739 | 0 | 0 | 0 | 0 | 0
3563 | 1306.374 | 706.91 | 1780.288 | 1357.0675 | -423.2205 | 0 | 0 | 0 | 0 | 0
3564 | 1147.369 | 733.13 | 1839.5695 | 1191.8924 | -647.6771 | 0 | 0 | 0 | 0 | 0
3565 | 1451.78 | 701.56 | 1764.0546 | 1508.116 | -255.9386 | 0 | 0 | 0 | 0 | 0
3566 | 1625.359 | 148.25 | 368.6178 | 368.6178 | 0 | 0 | 0 | 1270.511 | 0 | 0
3567 | 1496.668 | 63.74 | 146.6678 | 146.6678 | 0 | 0 | 0 | 1355.479 | 0 | 0
3568 | 1406.455 | 27.45 | 53.4974 | 53.4974 | 0 | 0 | 0 | 1354.956 | 0 | 0
3569 | 1189.61 | 100.06 | 249.6913 | 249.6913 | 0 | 0 | 0 | 949.246 | 0 | 0
3570 | 1307.693 | 52.79 | 117.9615 | 117.9615 | 0 | 0 | 0 | 162.938 | 0 | 1071.2155
3571 | 1408 | 0 | 0 | 0 | 0 | 0 | 0 | 376.8 | 0 | 1071.2155
3572 | 1389.6 | 0 | 0 | 0 | 0 | 0 | 0 | 358.4 | 0 | 1071.2155
3573 | 1545.6 | 0 | 0 | 0 | 0 | 0 | 0 | 1545.6 | 0 | 0
3574 | 1364 | 0 | 0 | 0 | 0 | 0 | 0 | 1364 | 0 | 0
3575 | 1421.6 | 0 | 0 | 0 | 0 | 0 | 0 | 1421.6 | 0 | 0
3576 | 0 | 0 | 0 | 0 | 0 | 0 | 0 | 0 | 0 | 0
3577 | 0 | 0 | 0 | 0 | 0 | 0 | 0 | 0 | 0 | 0
3578 | 0 | 0 | 0 | 0 | 0 | 0 | 0 | 0 | 0 | 0
3579 | 0 | 0 | 0 | 0 | 0 | 0 | 0 | 0 | 0 | 0
3580 | 0 | 0 | 0 | 0 | 0 | 0 | 0 | 0 | 0 | 0
3581 | 0 | 0 | 0 | 0 | 0 | 0 | 0 | 0 | 0 | 0
3582 | 0 | 0 | 0 | 0 | 0 | 0 | 0 | 0 | 0 | 0
3583 | 1709.965 | 97.1 | 239.887 | 0 | -239.887 | 0 | 0 | 1709.965 | 0 | 0
3584 | 1408.436 | 260.19 | 688.8273 | 0 | -688.8273 | 0 | 0 | 1408.436 | 0 | 0
3585 | 1450.739 | 431.83 | 1126.9224 | 55.7069 | -1071.2155 | 0 | 0 | 1397.113 | 0 | 0
3586 | 1655.173 | 581.84 | 1478.9505 | 407.735 | -1071.2155 | 0 | 0 | 1262.669 | 0 | 0
3587 | 1645.765 | 576.6 | 1450.3646 | 1450.3646 | 0 | 0 | 0 | 0 | 0 | 259.2639
3588 | 1950.329 | 703.61 | 1750.0505 | 1750.0505 | 0 | 0 | 0 | 0 | 0 | 275.9606
3589 | 1604.172 | 566.6 | 1426.7911 | 355.5756 | -1071.2155 | 0 | 0 | 1261.879 | 0 | 0
3590 | 1638.537 | 76.81 | 178.4677 | 148.7402 | -29.7275 | 0 | 0 | 1495.352 | 0 | 0
3591 | 1750.351 | 184.26 | 466.3465 | 466.3465 | 0 | 0 | 0 | 1301.425 | 0 | 0
3592 | 1625.121 | 402.57 | 1058.8776 | 1058.8776 | 0 | 0 | 0 | 605.798 | 0 | 0
3593 | 1456.088 | 217.81 | 569.1767 | 569.1767 | 0 | 0 | 0 | 908.173 | 0 | 0
3594 | 1657.048 | 63.44 | 140.3446 | 140.3446 | 0 | 0 | 0 | 490.746 | 0 | 1071.2155
3595 | 1497.593 | 0 | 0 | 0 | 0 | 0 | 0 | 466.393 | 0 | 1071.2155
3596 | 1270.4 | 0 | 0 | 0 | 0 | 0 | 0 | 239.2 | 0 | 1071.2155
3597 | 1587.2 | 0 | 0 | 0 | 0 | 0 | 0 | 1587.2 | 0 | 0
3598 | 1514.4 | 0 | 0 | 0 | 0 | 0 | 0 | 1514.4 | 0 | 0
3599 | 1600.8 | 0 | 0 | 0 | 0 | 0 | 0 | 1600.8 | 0 | 0
3600 | 0 | 0 | 0 | 0 | 0 | 0 | 0 | 0 | 0 | 0
3601 | 0 | 0 | 0 | 0 | 0 | 0 | 0 | 0 | 0 | 0
3602 | 0 | 0 | 0 | 0 | 0 | 0 | 0 | 0 | 0 | 0
3603 | 0 | 0 | 0 | 0 | 0 | 0 | 0 | 0 | 0 | 0
3604 | 0 | 0 | 0 | 0 | 0 | 0 | 0 | 0 | 0 | 0
3605 | 0 | 0 | 0 | 0 | 0 | 0 | 0 | 0 | 0 | 0
3606 | 0 | 0 | 0 | 0 | 0 | 0 | 0 | 0 | 0 | 0
3607 | 1586.458 | 128.71 | 270.8631 | 0 | -270.8631 | 0 | 0 | 1586.458 | 0 | 0
3608 | 1339.324 | 346.37 | 909.8974 | 0 | -909.8974 | 0 | 0 | 1339.324 | 0 | 0
3609 | 1167.329 | 562.88 | 1481.2421 | 886.7082 | -594.5339 | 0 | 0 | 313.743 | 0 | 0
3610 | 1838.145 | 744.48 | 1867.0573 | 1867.0573 | 0 | 0 | 0 | 40.832 | 0 | 0
3611 | 1601.039 | 871.84 | 2121.1666 | 1663.1669 | -457.9997 | 0 | 0 | 0 | 0 | 0
3612 | 1499.82 | 932.79 | 2251.8835 | 1558.0201 | -693.8634 | 0 | 0 | 0 | 0 | 0
3613 | 1916.994 | 811.62 | 1969.8979 | 1969.8979 | 0 | 0 | 0 | 20.682 | 0 | 0
3614 | 1203.199 | 774.04 | 1899.1719 | 1249.8888 | -649.2831 | 0 | 0 | 0 | 0 | 0
3615 | 1339.569 | 179.35 | 455.0671 | 455.0671 | 0 | 0 | 0 | 901.501 | 0 | 0
3616 | 1487.923 | 29.41 | 59.0072 | 59.0072 | 0 | 0 | 0 | 1431.12 | 0 | 0
3617 | 1570.841 | 110.02 | 277.9332 | 277.9332 | 0 | 0 | 0 | 1303.29 | 0 | 0
3618 | 1493.196 | 44.62 | 98.9191 | 98.9191 | 0 | 0 | 0 | 366.772 | 0 | 1071.2155
3619 | 1175.793 | 0 | 0 | 0 | 0 | 0 | 0 | 144.593 | 0 | 1071.2155
3620 | 1504 | 0 | 0 | 0 | 0 | 0 | 0 | 472.8 | 0 | 1071.2155
3621 | 1400 | 0 | 0 | 0 | 0 | 0 | 0 | 1400 | 0 | 0
3622 | 1072 | 0 | 0 | 0 | 0 | 0 | 0 | 1072 | 0 | 0
3623 | 1568.8 | 0 | 0 | 0 | 0 | 0 | 0 | 1568.8 | 0 | 0
3624 | 0 | 0 | 0 | 0 | 0 | 0 | 0 | 0 | 0 | 0
3625 | 1048.116 | 0 | 0 | 0 | 0 | 0 | 0 | 1048.116 | 0 | 0
3626 | 1148.1467 | 0 | 0 | 0 | 0 | 0 | 0 | 1148.147 | 0 | 0
3627 | 1165.0637 | 0 | 0 | 0 | 0 | 0 | 0 | 1165.064 | 0 | 0
3628 | 1257.0037 | 0 | 0 | 0 | 0 | 0 | 0 | 1257.004 | 0 | 0
3629 | 1164.3282 | 0 | 0 | 0 | 0 | 0 | 0 | 1164.328 | 0 | 0
3630 | 1084.892 | 0 | 0 | 0 | 0 | 0 | 0 | 1084.892 | 0 | 0
3631 | 1136.1375 | 127.17 | 272.1876 | 272.1876 | 0 | 0 | 0 | 874.118 | 0 | 0
3632 | 857.2624 | 343.49 | 908.0172 | 890.5278 | -17.4893 | 0 | 0 | 0 | 0 | 0
3633 | 1126.9766 | 558.77 | 1494.3882 | 1170.7091 | -323.6791 | 0 | 0 | 0 | 0 | 0
3634 | 1088.1963 | 474.39 | 1229.4639 | 1130.4242 | -99.0396 | 0 | 0 | 0 | 0 | 0
3635 | 1073.6523 | 647.43 | 1647.5329 | 1115.3148 | -532.2181 | 0 | 0 | 0 | 0 | 0
3636 | 1056.4835 | 568.89 | 1448.0128 | 1097.4806 | -350.5322 | 0 | 0 | 0 | 0 | 0
3637 | 976.002 | 408.27 | 1045.8343 | 1013.8755 | -31.9588 | 0 | 0 | 0 | 0 | 0
3638 | 1109.748 | 140.46 | 350.1063 | 350.1063 | 0 | 0 | 0 | 772.72 | 0 | 0
3639 | 1130.2855 | 551.75 | 1430.3718 | 1174.1465 | -256.2253 | 0 | 0 | 0 | 0 | 0
3640 | 1121.2717 | 253.22 | 663.9697 | 663.9697 | 0 | 0 | 0 | 482.105 | 0 | 0
3641 | 781.8035 | 84.92 | 210.6312 | 210.6312 | 0 | 0 | 0 | 579.04 | 0 | 0
3642 | 946.9489 | 32.34 | 66.9946 | 66.9946 | 0 | 0 | 0 | 882.456 | 0 | 0
3643 | 1087.8341 | 0 | 0 | 0 | 0 | 0 | 0 | 1087.834 | 0 | 0
3644 | 1190.0714 | 0 | 0 | 0 | 0 | 0 | 0 | 1190.071 | 0 | 0
3645 | 939.259 | 0 | 0 | 0 | 0 | 0 | 0 | 939.259 | 0 | 0
3646 | 1095.1893 | 0 | 0 | 0 | 0 | 0 | 0 | 1095.189 | 0 | 0
3647 | 1081.2144 | 0 | 0 | 0 | 0 | 0 | 0 | 340.575 | 0 | 769.3793
3648 | 159.6078 | 0 | 0 | 0 | 0 | 0 | 0 | 0 | 0 | 165.8015
3649 | 82.3782 | 0 | 0 | 0 | 0 | 0 | 0 | 82.378 | 0 | 0
3650 | 157.4013 | 0 | 0 | 0 | 0 | 0 | 0 | 157.401 | 0 | 0
3651 | 100.7662 | 0 | 0 | 0 | 0 | 0 | 0 | 100.766 | 0 | 0
3652 | 105.1794 | 0 | 0 | 0 | 0 | 0 | 0 | 105.179 | 0 | 0
3653 | 78.7006 | 0 | 0 | 0 | 0 | 0 | 0 | 0 | 0 | 81.755
3654 | 81.6427 | 0 | 0 | 0 | 0 | 0 | 0 | 0 | 0 | 84.8111
3655 | 78.8376 | 43.13 | 98.8059 | 81.8963 | -16.9097 | 0 | 0 | 0 | 0 | 0
3656 | 193.0078 | 343.31 | 909.968 | 200.4976 | -709.4704 | 0 | 0 | 0 | 0 | 0
3657 | 787.8808 | 216.58 | 566.5111 | 566.5111 | 0 | 0 | 0 | 0 | 0 | 251.9424
3658 | 1235.6617 | 495.58 | 1290.4105 | 1283.6116 | -6.799 | 0 | 0 | 0 | 0 | 0
3659 | 1134.1783 | 370.76 | 959.6457 | 959.6457 | 0 | 0 | 0 | 0 | 0 | 218.5437
3660 | 928.5379 | 923.05 | 2351.8269 | 964.5697 | -1071.2155 | 0 | 316.0418 | 0 | 0 | 0
3661 | 1150.8718 | 774.81 | 1969.0814 | 1195.5313 | -773.5501 | 0 | 0 | 0 | 0 | 0
3662 | 1024.287 | 639.27 | 1648.0513 | 1064.0342 | -584.0171 | 0 | 0 | 0 | 0 | 0
3663 | 1039.8662 | 626.09 | 1633.2784 | 1080.2177 | -553.0607 | 0 | 0 | 0 | 0 | 0
3664 | 1200.7723 | 191.13 | 499.5591 | 499.5591 | 0 | 0 | 0 | 719.875 | 0 | 0
3665 | 1211.6653 | 143.24 | 372.8592 | 372.8592 | 0 | 0 | 0 | 852.734 | 0 | 0
3666 | 1362.6896 | 49.7 | 112.8184 | 112.8184 | 0 | 0 | 0 | 222.886 | 0 | 1071.2155
3667 | 1236.4091 | 0 | 0 | 0 | 0 | 0 | 0 | 205.209 | 0 | 1071.2155
3668 | 1330.5557 | 0 | 0 | 0 | 0 | 0 | 0 | 299.356 | 0 | 1071.2155
3669 | 1363.6541 | 0 | 0 | 0 | 0 | 0 | 0 | 1363.654 | 0 | 0
3670 | 988.5389 | 0 | 0 | 0 | 0 | 0 | 0 | 988.539 | 0 | 0
3671 | 1133.4363 | 0 | 0 | 0 | 0 | 0 | 0 | 1133.436 | 0 | 0
3672 | 1025.3149 | 0 | 0 | 0 | 0 | 0 | 0 | 1025.315 | 0 | 0
3673 | 1040.0253 | 0 | 0 | 0 | 0 | 0 | 0 | 1040.025 | 0 | 0
3674 | 1289.3666 | 0 | 0 | 0 | 0 | 0 | 0 | 1289.367 | 0 | 0
3675 | 807.601 | 0 | 0 | 0 | 0 | 0 | 0 | 807.601 | 0 | 0
3676 | 906.1606 | 0 | 0 | 0 | 0 | 0 | 0 | 906.161 | 0 | 0
3677 | 1054.7357 | 0 | 0 | 0 | 0 | 0 | 0 | 1054.736 | 0 | 0
3678 | 1198.1621 | 0 | 0 | 0 | 0 | 0 | 0 | 1198.162 | 0 | 0
3679 | 1087.0664 | 126.98 | 266.1844 | 0 | -266.1844 | 0 | 0 | 1087.066 | 0 | 0
3680 | 1228.1419 | 344.9 | 908.683 | 906.4849 | -2.1981 | 0 | 0 | 355.519 | 0 | 0
3681 | 1131.3953 | 560.91 | 1499.0108 | 1175.2995 | -323.7113 | 0 | 0 | 0 | 0 | 0
3682 | 1253.8934 | 740.76 | 1926.346 | 1302.55 | -623.796 | 0 | 0 | 0 | 0 | 0
3683 | 1272.5121 | 860.99 | 2195.8442 | 1321.8915 | -873.9527 | 0 | 0 | 0 | 0 | 0
3684 | 1338.8744 | 919.74 | 2327.9189 | 1390.8287 | -937.0902 | 0 | 0 | 0 | 0 | 0
3685 | 1355.3308 | 780.56 | 1957.4323 | 1407.9243 | -549.508 | 0 | 0 | 0 | 0 | 0
3686 | 1295.2535 | 241.6 | 617.531 | 617.531 | 0 | 0 | 0 | 700.791 | 0 | 0
3687 | 1302.0681 | 259.66 | 671.0918 | 671.0918 | 0 | 0 | 0 | 656.045 | 0 | 0
3688 | 1469.4209 | 189.18 | 489.9938 | 489.9938 | 0 | 0 | 0 | 997.731 | 0 | 0
3689 | 1487.386 | 117.08 | 297.9604 | 297.9604 | 0 | 0 | 0 | 1200.556 | 0 | 0
3690 | 1238.9154 | 48.62 | 109.1992 | 109.1992 | 0 | 0 | 0 | 102.596 | 0 | 1071.2155
3691 | 1209.1949 | 0 | 0 | 0 | 0 | 0 | 0 | 177.995 | 0 | 1071.2155
3692 | 1137.1139 | 0 | 0 | 0 | 0 | 0 | 0 | 105.914 | 0 | 1071.2155
3693 | 1054.7357 | 0 | 0 | 0 | 0 | 0 | 0 | 1054.736 | 0 | 0
3694 | 1102.5445 | 0 | 0 | 0 | 0 | 0 | 0 | 1102.544 | 0 | 0
3695 | 1087.8341 | 0 | 0 | 0 | 0 | 0 | 0 | 1087.834 | 0 | 0
3696 | 1305.548 | 0 | 0 | 0 | 0 | 0 | 0 | 1305.548 | 0 | 0
3697 | 1315.1098 | 0 | 0 | 0 | 0 | 0 | 0 | 1315.11 | 0 | 0
3698 | 1071.6526 | 0 | 0 | 0 | 0 | 0 | 0 | 1071.653 | 0 | 0
3699 | 1255.5327 | 0 | 0 | 0 | 0 | 0 | 0 | 1255.533 | 0 | 0
3700 | 806.1299 | 0 | 0 | 0 | 0 | 0 | 0 | 806.13 | 0 | 0
3701 | 750.2304 | 0 | 0 | 0 | 0 | 0 | 0 | 750.23 | 0 | 0
3702 | 706.0992 | 0 | 0 | 0 | 0 | 0 | 0 | 706.099 | 0 | 0
3703 | 1144.1924 | 34.29 | 74.7119 | 0 | -74.7119 | 0 | 0 | 1144.192 | 0 | 0
3704 | 1174.6209 | 93.42 | 235.6477 | 0 | -235.6477 | 0 | 0 | 1174.621 | 0 | 0
3705 | 1421.8944 | 235.41 | 619.6179 | 0 | -619.6179 | 0 | 0 | 1421.894 | 0 | 0
3706 | 1445.488 | 528.04 | 1382.6408 | 1065.2382 | -317.4026 | 0 | 0 | 420.043 | 0 | 0
3707 | 1314.3991 | 700.66 | 1806.8108 | 1365.4039 | -441.4068 | 0 | 0 | 0 | 0 | 0
3708 | 1630.578 | 639.12 | 1647.9702 | 1647.9702 | 0 | 0 | 0 | 0 | 0 | 45.8819
3709 | 1339.1925 | 911.23 | 2355.6601 | 1391.159 | -964.5011 | 0 | 0 | 0 | 0 | 0
3710 | 1441.9686 | 832.37 | 2175.4358 | 1497.9242 | -677.5116 | 0 | 0 | 0 | 0 | 0
3711 | 1484.2371 | 690.27 | 1838.5348 | 1541.8335 | -296.7013 | 0 | 0 | 0 | 0 | 0
3712 | 1687.8042 | 499.34 | 1359.3311 | 1359.3311 | 0 | 0 | 0 | 379.251 | 0 | 0
3713 | 1368.332 | 280.26 | 718.5018 | 718.5018 | 0 | 0 | 0 | 676.67 | 0 | 0
3714 | 1435.4445 | 78.14 | 166.0166 | 166.0166 | 0 | 0 | 0 | 244.43 | 0 | 1071.2155
3715 | 1408.5208 | 0 | 0 | 0 | 0 | 0 | 0 | 377.321 | 0 | 1071.2155
3716 | 1324.6715 | 0 | 0 | 0 | 0 | 0 | 0 | 293.472 | 0 | 1071.2155
3717 | 1376.1579 | 0 | 0 | 0 | 0 | 0 | 0 | 1376.158 | 0 | 0
3718 | 889.2437 | 0 | 0 | 0 | 0 | 0 | 0 | 889.244 | 0 | 0
3719 | 1277.5983 | 0 | 0 | 0 | 0 | 0 | 0 | 1277.598 | 0 | 0
3720 | 914.2514 | 0 | 0 | 0 | 0 | 0 | 0 | 914.251 | 0 | 0
3721 | 1040.0253 | 0 | 0 | 0 | 0 | 0 | 0 | 1040.025 | 0 | 0
3722 | 1225.3763 | 0 | 0 | 0 | 0 | 0 | 0 | 1225.376 | 0 | 0
3723 | 1041.4963 | 0 | 0 | 0 | 0 | 0 | 0 | 1041.496 | 0 | 0
3724 | 1069.4461 | 0 | 0 | 0 | 0 | 0 | 0 | 1069.446 | 0 | 0
3725 | 1206.9883 | 0 | 0 | 0 | 0 | 0 | 0 | 1206.988 | 0 | 0
3726 | 1139.3205 | 0 | 0 | 0 | 0 | 0 | 0 | 1139.32 | 0 | 0
3727 | 968.3737 | 108.89 | 266.9209 | 0 | -266.9209 | 0 | 0 | 968.374 | 0 | 0
3728 | 1216.8397 | 291.36 | 775.8791 | 0 | -775.8791 | 0 | 0 | 1216.84 | 0 | 0
3729 | 1270.5584 | 559.93 | 1492.1173 | 627.6573 | -864.4601 | 0 | 0 | 666.348 | 0 | 0
3730 | 1288.7009 | 740.58 | 1916.7703 | 1338.7087 | -578.0616 | 0 | 0 | 0 | 0 | 0
3731 | 1265.5835 | 718.71 | 1814.6974 | 1314.6947 | -500.0027 | 0 | 0 | 0 | 0 | 0
3732 | 1527.2199 | 750.15 | 1885.441 | 1586.4824 | -298.9587 | 0 | 0 | 0 | 0 | 0
3733 | 1609.8915 | 654.22 | 1660.8192 | 1660.8192 | 0 | 0 | 0 | 11.112 | 0 | 0
3734 | 1684.8217 | 741.13 | 1883.8111 | 1750.2001 | -133.6111 | 0 | 0 | 0 | 0 | 0
3735 | 1461.4939 | 648.48 | 1676.7534 | 1518.2069 | -158.5465 | 0 | 0 | 0 | 0 | 0
3736 | 1490.238 | 492.84 | 1331.4911 | 1331.4911 | 0 | 0 | 0 | 208.485 | 0 | 0
3737 | 1239.2694 | 256.74 | 676.6753 | 676.6753 | 0 | 0 | 0 | 587.872 | 0 | 0
3738 | 1422.6934 | 54.26 | 123.7559 | 123.7559 | 0 | 0 | 0 | 272.36 | 0 | 1071.2155
3739 | 1531.3527 | 0 | 0 | 0 | 0 | 0 | 0 | 500.153 | 0 | 1071.2155
3740 | 1093.7182 | 0 | 0 | 0 | 0 | 0 | 0 | 62.518 | 0 | 1071.2155
3741 | 818.6338 | 0 | 0 | 0 | 0 | 0 | 0 | 818.634 | 0 | 0
3742 | 913.5158 | 0 | 0 | 0 | 0 | 0 | 0 | 913.516 | 0 | 0
3743 | 1149.6178 | 0 | 0 | 0 | 0 | 0 | 0 | 1149.618 | 0 | 0
3744 | 1036.3477 | 0 | 0 | 0 | 0 | 0 | 0 | 1036.348 | 0 | 0
3745 | 967.2088 | 0 | 0 | 0 | 0 | 0 | 0 | 967.209 | 0 | 0
3746 | 1274.6562 | 0 | 0 | 0 | 0 | 0 | 0 | 1274.656 | 0 | 0
3747 | 962.0602 | 0 | 0 | 0 | 0 | 0 | 0 | 962.06 | 0 | 0
3748 | 1158.444 | 0 | 0 | 0 | 0 | 0 | 0 | 1158.444 | 0 | 0
3749 | 1215.0791 | 0 | 0 | 0 | 0 | 0 | 0 | 1215.079 | 0 | 0
3750 | 663.439 | 0 | 0 | 0 | 0 | 0 | 0 | 663.439 | 0 | 0
3751 | 831.19 | 102.83 | 253.0705 | 0 | -253.0705 | 0 | 0 | 831.19 | 0 | 0
3752 | 900.2029 | 276.02 | 734.4568 | 0 | -734.4568 | 0 | 0 | 900.203 | 0 | 0
3753 | 1016.1898 | 457.32 | 1204.2957 | 133.0802 | -1071.2155 | 0 | 0 | 888.081 | 0 | 0
3754 | 1501.8804 | 460.94 | 1193.6843 | 368.2698 | -825.4145 | 0 | 0 | 1147.366 | 0 | 0
3755 | 1433.3713 | 860.19 | 2181.276 | 1488.9926 | -692.2834 | 0 | 0 | 0 | 0 | 0
3756 | 1371.731 | 522.16 | 1331.0475 | 1331.0475 | 0 | 0 | 0 | 0 | 0 | 93.9131
3757 | 1529.9046 | 252.45 | 645.5995 | 541.0843 | -104.5152 | 0 | 0 | 1009.033 | 0 | 0
3758 | 1387.7571 | 88.02 | 211.511 | 211.511 | 0 | 0 | 0 | 1184.147 | 0 | 0
3759 | 1085.9861 | 142.92 | 360.8579 | 360.8579 | 0 | 0 | 0 | 738.608 | 0 | 0
3760 | 1513.4915 | 119.23 | 301.1962 | 301.1962 | 0 | 0 | 0 | 1223.546 | 0 | 0
3761 | 1215.0892 | 78.8 | 193.7579 | 193.7579 | 0 | 0 | 0 | 1028.569 | 0 | 0
3762 | 1339.0123 | 19.59 | 34.0437 | 34.0437 | 0 | 0 | 0 | 275.041 | 0 | 1071.2155
3763 | 1233.4671 | 0 | 0 | 0 | 0 | 0 | 0 | 202.267 | 0 | 1071.2155
3764 | 1164.3282 | 0 | 0 | 0 | 0 | 0 | 0 | 133.128 | 0 | 1071.2155
3765 | 1034.1411 | 0 | 0 | 0 | 0 | 0 | 0 | 1034.141 | 0 | 0
3766 | 1329.8202 | 0 | 0 | 0 | 0 | 0 | 0 | 1329.82 | 0 | 0
3767 | 1057.6778 | 0 | 0 | 0 | 0 | 0 | 0 | 1057.678 | 0 | 0
3768 | 1348.9437 | 0 | 0 | 0 | 0 | 0 | 0 | 1348.944 | 0 | 0
3769 | 972.3574 | 0 | 0 | 0 | 0 | 0 | 0 | 972.357 | 0 | 0
3770 | 1018.6952 | 0 | 0 | 0 | 0 | 0 | 0 | 1018.695 | 0 | 0
3771 | 1329.8202 | 0 | 0 | 0 | 0 | 0 | 0 | 1329.82 | 0 | 0
3772 | 1226.8474 | 0 | 0 | 0 | 0 | 0 | 0 | 1226.847 | 0 | 0
3773 | 759.7922 | 0 | 0 | 0 | 0 | 0 | 0 | 759.792 | 0 | 0
3774 | 961.3246 | 0 | 0 | 0 | 0 | 0 | 0 | 961.325 | 0 | 0
3775 | 883.3154 | 55.97 | 133.2194 | 0 | -133.2194 | 0 | 0 | 883.315 | 0 | 0
3776 | 819.4309 | 342.89 | 883.9262 | 627.1493 | -256.777 | 0 | 0 | 215.708 | 0 | 0
3777 | 938.7295 | 436.58 | 1117.9689 | 975.1561 | -142.8128 | 0 | 0 | 0 | 0 | 0
3778 | 1175.0134 | 738.05 | 1822.3928 | 1220.6091 | -601.7837 | 0 | 0 | 0 | 0 | 0
3779 | 1296.981 | 505.07 | 1255.4412 | 1255.4412 | 0 | 0 | 0 | 0 | 0 | 91.8688
3780 | 1264.4646 | 917.77 | 2191.2568 | 1313.5322 | -877.7246 | 0 | 0 | 0 | 0 | 0
3781 | 1379.1589 | 909.81 | 2199.6213 | 1432.6769 | -766.9444 | 0 | 0 | 0 | 0 | 0
3782 | 1238.6166 | 465.71 | 1174.8674 | 1174.8674 | 0 | 0 | 0 | 107.636 | 0 | 0
3783 | 1071.4449 | 615.89 | 1557.4301 | 1113.0222 | -444.4079 | 0 | 0 | 0 | 0 | 0
3784 | 1163.5669 | 474.52 | 1234.2694 | 1208.7189 | -25.5504 | 0 | 0 | 0 | 0 | 0
3785 | 930.6139 | 200.3 | 519.6538 | 519.6538 | 0 | 0 | 0 | 430.372 | 0 | 0
3786 | 930.0798 | 75.56 | 137.2074 | 137.2074 | 0 | 0 | 0 | 0 | 0 | 828.9631
3787 | 892.9213 | 0 | 0 | 0 | 0 | 0 | 0 | 0 | 0 | 927.5706
3788 | 1206.2528 | 0 | 0 | 0 | 0 | 0 | 0 | 175.053 | 0 | 1071.2155
3789 | 1006.9269 | 0 | 0 | 0 | 0 | 0 | 0 | 1006.927 | 0 | 0
3790 | 984.8613 | 0 | 0 | 0 | 0 | 0 | 0 | 984.861 | 0 | 0
3791 | 1077.5368 | 0 | 0 | 0 | 0 | 0 | 0 | 1077.537 | 0 | 0
3792 | 956.176 | 0 | 0 | 0 | 0 | 0 | 0 | 956.176 | 0 | 0
3793 | 959.8536 | 0 | 0 | 0 | 0 | 0 | 0 | 959.854 | 0 | 0
3794 | 1045.1739 | 0 | 0 | 0 | 0 | 0 | 0 | 1045.174 | 0 | 0
3795 | 993.6875 | 0 | 0 | 0 | 0 | 0 | 0 | 993.688 | 0 | 0
3796 | 951.0274 | 0 | 0 | 0 | 0 | 0 | 0 | 951.027 | 0 | 0
3797 | 970.1509 | 0 | 0 | 0 | 0 | 0 | 0 | 970.151 | 0 | 0
3798 | 989.2744 | 0 | 0 | 0 | 0 | 0 | 0 | 989.274 | 0 | 0
3799 | 814.7659 | 121.82 | 257.9861 | 257.9861 | 0 | 0 | 0 | 566.417 | 0 | 0
3800 | 269.8053 | 295.28 | 782.2408 | 280.2747 | -501.966 | 0 | 0 | 0 | 0 | 0
3801 | 129.9866 | 549.81 | 1458.9722 | 135.0311 | -1071.2155 | 0 | 252.7256 | 0 | 0 | 0
3802 | 207.7449 | 727.04 | 1873.1727 | 215.8065 | -1071.2155 | 0 | 586.1508 | 0 | 0 | 0
3803 | 159.9664 | 654.13 | 1644.5588 | 166.1745 | -932.0437 | 0 | 546.3407 | 0 | 0 | 0
3804 | 171.8487 | 777.03 | 1921.4003 | 178.5176 | 0 | 0 | 1742.8827 | 0 | 0 | 0
3805 | 132.4947 | 745.97 | 1848.311 | 137.6364 | 0 | 0 | 1710.6746 | 0 | 0 | 0
3806 | 124.5833 | 796.66 | 2001.1389 | 129.4174 | 0 | 0 | 1871.7215 | 0 | 0 | 0
3807 | 178.8941 | 587.55 | 1497.5596 | 185.8359 | 0 | 0 | 1311.7237 | 0 | 0 | 0
3808 | 197.9358 | 441.13 | 1149.5902 | 205.6158 | 0 | 0 | 943.9743 | 0 | 0 | 0
3809 | 169.2818 | 163.02 | 420.2485 | 175.8499 | 0 | 0 | 244.3986 | 0 | 0 | 0
3810 | 186.6658 | 55.15 | 124.8124 | 124.8124 | 0 | 0 | 0 | 48.738 | 0 | 18.4679
3811 | 128.716 | 0 | 0 | 0 | 0 | 0 | 0 | 0 | 0 | 133.7108
3812 | 181.6734 | 0 | 0 | 0 | 0 | 0 | 0 | 0 | 0 | 188.7228
3813 | 183.1445 | 0 | 0 | 0 | 0 | 0 | 0 | 0 | 0 | 190.2509
3814 | 100.0307 | 0 | 0 | 0 | 0 | 0 | 0 | 0 | 0 | 103.9127
3815 | 90.469 | 0 | 0 | 0 | 0 | 0 | 0 | 0 | 0 | 93.9796
3816 | 94.1466 | 0 | 0 | 0 | 0 | 0 | 0 | 0 | 0 | 97.8004
3817 | 85.3203 | 0 | 0 | 0 | 0 | 0 | 0 | 85.32 | 0 | 0
3818 | 91.2045 | 0 | 0 | 0 | 0 | 0 | 0 | 91.204 | 0 | 0
3819 | 86.7914 | 0 | 0 | 0 | 0 | 0 | 0 | 86.791 | 0 | 0
3820 | 90.469 | 0 | 0 | 0 | 0 | 0 | 0 | 90.469 | 0 | 0
3821 | 85.3203 | 0 | 0 | 0 | 0 | 0 | 0 | 0 | 0 | 88.6308
3822 | 86.0558 | 0 | 0 | 0 | 0 | 0 | 0 | 0 | 0 | 89.3954
3823 | 73.9979 | 31.35 | 66.8367 | 66.8367 | 0 | 0 | 0 | 0 | 0 | 10.0328
3824 | 92.8447 | 86.15 | 214.9194 | 96.4478 | -118.4715 | 0 | 0 | 0 | 0 | 0
3825 | 624.5034 | 215.31 | 560.7977 | 560.7977 | 0 | 0 | 0 | 0 | 0 | 87.939
3826 | 1169.1854 | 340.87 | 882.1488 | 882.1488 | 0 | 0 | 0 | 0 | 0 | 332.4061
3827 | 1182.7428 | 648.57 | 1645.2029 | 1228.639 | -416.5638 | 0 | 0 | 0 | 0 | 0
3828 | 1218.137 | 678.22 | 1709.5859 | 1265.4065 | -444.1794 | 0 | 0 | 0 | 0 | 0
3829 | 1041.8558 | 673.51 | 1700.3478 | 1082.285 | -618.0629 | 0 | 0 | 0 | 0 | 0
3830 | 1119.2978 | 338.48 | 867.8383 | 867.8383 | 0 | 0 | 0 | 152.508 | 0 | 136.4678
3831 | 1117.0011 | 508.52 | 1312.2202 | 1160.3459 | -151.8743 | 0 | 0 | 0 | 0 | 0
3832 | 1182.9589 | 367.03 | 962.089 | 962.089 | 0 | 0 | 0 | 256.809 | 0 | 0
3833 | 1307.3767 | 195.25 | 508.6975 | 508.6975 | 0 | 0 | 0 | 817.681 | 0 | 0
3834 | 1228.2872 | 61.82 | 140.4713 | 140.4713 | 0 | 0 | 0 | 61.863 | 0 | 1071.2155
3835 | 1151.8243 | 0 | 0 | 0 | 0 | 0 | 0 | 120.624 | 0 | 1071.2155
3836 | 1090.7762 | 0 | 0 | 0 | 0 | 0 | 0 | 59.576 | 0 | 1071.2155
3837 | 1351.8858 | 0 | 0 | 0 | 0 | 0 | 0 | 1351.886 | 0 | 0
3838 | 1092.9827 | 0 | 0 | 0 | 0 | 0 | 0 | 1092.983 | 0 | 0
3839 | 716.3965 | 0 | 0 | 0 | 0 | 0 | 0 | 716.396 | 0 | 0
3840 | 1042.2318 | 0 | 0 | 0 | 0 | 0 | 0 | 1042.232 | 0 | 0
3841 | 806.8654 | 0 | 0 | 0 | 0 | 0 | 0 | 806.865 | 0 | 0
3842 | 816.4272 | 0 | 0 | 0 | 0 | 0 | 0 | 816.427 | 0 | 0
3843 | 912.0448 | 0 | 0 | 0 | 0 | 0 | 0 | 912.045 | 0 | 0
3844 | 945.1432 | 0 | 0 | 0 | 0 | 0 | 0 | 945.143 | 0 | 0
3845 | 937.788 | 0 | 0 | 0 | 0 | 0 | 0 | 937.788 | 0 | 0
3846 | 909.1027 | 0 | 0 | 0 | 0 | 0 | 0 | 909.103 | 0 | 0
3847 | 944.3424 | 103.23 | 253.0882 | 12.1582 | -240.93 | 0 | 0 | 932.638 | 0 | 0
3848 | 881.4527 | 290.46 | 776.4286 | 776.4286 | 0 | 0 | 0 | 134.028 | 0 | 0
3849 | 933.853 | 451.09 | 1200.2579 | 970.0909 | -230.1669 | 0 | 0 | 0 | 0 | 0
3850 | 994.1031 | 611.95 | 1595.6519 | 1032.6789 | -562.973 | 0 | 0 | 0 | 0 | 0
3851 | 1339.2413 | 689.53 | 1770.7684 | 1391.2099 | -379.5585 | 0 | 0 | 0 | 0 | 0
3852 | 1246.3699 | 762.05 | 1934.8133 | 1294.7351 | -640.0782 | 0 | 0 | 0 | 0 | 0
3853 | 1003.5325 | 752.34 | 1908.2864 | 1042.4748 | -865.8116 | 0 | 0 | 0 | 0 | 0
3854 | 1101.4945 | 705.98 | 1801.1607 | 1144.2372 | -656.9235 | 0 | 0 | 0 | 0 | 0
3855 | 1463.9441 | 548.95 | 1422.721 | 1422.721 | 0 | 0 | 0 | 94.369 | 0 | 0
3856 | 1017.2747 | 369.07 | 971.4185 | 971.4185 | 0 | 0 | 0 | 82.144 | 0 | 0
3857 | 1145.9282 | 59.52 | 140.8837 | 140.8837 | 0 | 0 | 0 | 1010.308 | 0 | 0
3858 | 1215.9093 | 12.73 | 16.4869 | 16.4869 | 0 | 0 | 0 | 168.839 | 0 | 1071.2155
3859 | 1031.199 | 0 | 0 | 0 | 0 | 0 | 0 | 0 | 0 | 1071.2144
3860 | 1098.8669 | 0 | 0 | 0 | 0 | 0 | 0 | 67.667 | 0 | 1071.2155
3861 | 1268.772 | 0 | 0 | 0 | 0 | 0 | 0 | 1268.772 | 0 | 0
3862 | 1276.1272 | 0 | 0 | 0 | 0 | 0 | 0 | 1276.127 | 0 | 0
3863 | 1315.8453 | 0 | 0 | 0 | 0 | 0 | 0 | 1315.845 | 0 | 0
3864 | 1015.0176 | 0 | 0 | 0 | 0 | 0 | 0 | 1015.018 | 0 | 0
3865 | 1181.9806 | 0 | 0 | 0 | 0 | 0 | 0 | 1181.981 | 0 | 0
3866 | 934.1104 | 0 | 0 | 0 | 0 | 0 | 0 | 934.11 | 0 | 0
3867 | 1097.3959 | 0 | 0 | 0 | 0 | 0 | 0 | 1097.396 | 0 | 0
3868 | 1369.5383 | 0 | 0 | 0 | 0 | 0 | 0 | 1369.538 | 0 | 0
3869 | 1001.0427 | 0 | 0 | 0 | 0 | 0 | 0 | 1001.043 | 0 | 0
3870 | 1035.6122 | 0 | 0 | 0 | 0 | 0 | 0 | 1035.612 | 0 | 0
3871 | 734.6806 | 98.27 | 240.8583 | 0 | -240.8583 | 0 | 0 | 734.681 | 0 | 0
3872 | 858.4429 | 262.71 | 700.3258 | 29.4854 | -670.8404 | 0 | 0 | 830.059 | 0 | 0
3873 | 945.9468 | 408.02 | 1082.6132 | 982.6542 | -99.959 | 0 | 0 | 0 | 0 | 0
3874 | 1313.9909 | 539.21 | 1405.5101 | 1364.9801 | -40.53 | 0 | 0 | 0 | 0 | 0
3875 | 1203.8265 | 645.5 | 1656.2786 | 1250.5412 | -405.7374 | 0 | 0 | 0 | 0 | 0
3876 | 1170.5985 | 755.74 | 1916.013 | 1216.0228 | -699.9903 | 0 | 0 | 0 | 0 | 0
3877 | 1180.2871 | 740.27 | 1877.2594 | 1226.0877 | -651.1716 | 0 | 0 | 0 | 0 | 0
3878 | 935.0749 | 675.89 | 1727.2123 | 971.3604 | -755.852 | 0 | 0 | 0 | 0 | 0
3879 | 1443.3311 | 583.12 | 1510.8397 | 1499.3391 | -11.5006 | 0 | 0 | 0 | 0 | 0
3880 | 1115.1485 | 154.88 | 396.3902 | 396.3902 | 0 | 0 | 0 | 733.565 | 0 | 0
3881 | 1294.3433 | 91.12 | 226.4979 | 226.4979 | 0 | 0 | 0 | 1076.306 | 0 | 0
3882 | 1231.2495 | 55.13 | 125.7878 | 125.7878 | 0 | 0 | 0 | 78.961 | 0 | 1071.2155
3883 | 1327.6136 | 0 | 0 | 0 | 0 | 0 | 0 | 296.414 | 0 | 1071.2155
3884 | 1377.629 | 0 | 0 | 0 | 0 | 0 | 0 | 346.429 | 0 | 1071.2155
3885 | 1547.5341 | 0 | 0 | 0 | 0 | 0 | 0 | 1547.534 | 0 | 0
3886 | 1445.2968 | 0 | 0 | 0 | 0 | 0 | 0 | 1445.297 | 0 | 0
3887 | 1164.3282 | 0 | 0 | 0 | 0 | 0 | 0 | 1164.328 | 0 | 0
3888 | 1151.8243 | 0 | 0 | 0 | 0 | 0 | 0 | 1151.824 | 0 | 0
3889 | 1028.257 | 0 | 0 | 0 | 0 | 0 | 0 | 1028.257 | 0 | 0
3890 | 1179.7741 | 0 | 0 | 0 | 0 | 0 | 0 | 1179.774 | 0 | 0
3891 | 1259.2103 | 0 | 0 | 0 | 0 | 0 | 0 | 1259.21 | 0 | 0
3892 | 1282.0114 | 0 | 0 | 0 | 0 | 0 | 0 | 1282.011 | 0 | 0
3893 | 1181.9806 | 0 | 0 | 0 | 0 | 0 | 0 | 1181.981 | 0 | 0
3894 | 970.8864 | 0 | 0 | 0 | 0 | 0 | 0 | 970.886 | 0 | 0
3895 | 956.4739 | 106.56 | 259.7531 | 0 | -259.7531 | 0 | 0 | 956.474 | 0 | 0
3896 | 799.5406 | 280.31 | 749.8311 | 0 | -749.8311 | 0 | 0 | 799.541 | 0 | 0
3897 | 1009.7099 | 324.48 | 860.9873 | 0 | -860.9873 | 0 | 0 | 1009.71 | 0 | 0
3898 | 1208.6635 | 540.8 | 1414.3742 | 343.1588 | -1071.2155 | 0 | 0 | 878.323 | 0 | 0
3899 | 1010.5833 | 392.88 | 1021.4266 | 1021.4266 | 0 | 0 | 0 | 0 | 0 | 28.3718
3900 | 1237.7156 | 344.57 | 891.8336 | 891.8336 | 0 | 0 | 0 | 0 | 0 | 393.9116
3901 | 1291.5998 | 675.07 | 1727.2165 | 656.001 | -1071.2155 | 0 | 0 | 660.104 | 0 | 0
3902 | 1072.2006 | 69.21 | 162.1159 | 128.7214 | -33.3945 | 0 | 0 | 948.288 | 0 | 0
3903 | 1315.8048 | 51.04 | 115.1692 | 115.1692 | 0 | 0 | 0 | 1204.937 | 0 | 0
3904 | 1295.1505 | 59.61 | 140.2532 | 140.2532 | 0 | 0 | 0 | 1160.137 | 0 | 0
3905 | 1370.3069 | 33.32 | 71.5363 | 71.5363 | 0 | 0 | 0 | 1301.443 | 0 | 0
3906 | 1281.582 | 24.49 | 47.1108 | 47.1108 | 0 | 0 | 0 | 205.031 | 0 | 1071.2155
3907 | 1545.3275 | 0 | 0 | 0 | 0 | 0 | 0 | 514.128 | 0 | 1071.2155
3908 | 1218.0211 | 0 | 0 | 0 | 0 | 0 | 0 | 186.821 | 0 | 1071.2155
3909 | 1410.7274 | 0 | 0 | 0 | 0 | 0 | 0 | 1410.727 | 0 | 0
3910 | 1444.5613 | 0 | 0 | 0 | 0 | 0 | 0 | 1444.561 | 0 | 0
3911 | 1081.9499 | 0 | 0 | 0 | 0 | 0 | 0 | 1081.95 | 0 | 0
3912 | 1302.6059 | 0 | 0 | 0 | 0 | 0 | 0 | 1302.606 | 0 | 0
3913 | 1140.056 | 0 | 0 | 0 | 0 | 0 | 0 | 1140.056 | 0 | 0
3914 | 1240.0867 | 0 | 0 | 0 | 0 | 0 | 0 | 1240.087 | 0 | 0
3915 | 1393.0749 | 0 | 0 | 0 | 0 | 0 | 0 | 1393.075 | 0 | 0
3916 | 1256.2682 | 0 | 0 | 0 | 0 | 0 | 0 | 1256.268 | 0 | 0
3917 | 1270.2431 | 0 | 0 | 0 | 0 | 0 | 0 | 1270.243 | 0 | 0
3918 | 1252.5906 | 0 | 0 | 0 | 0 | 0 | 0 | 1252.591 | 0 | 0
3919 | 624.6762 | 57.97 | 138.884 | 138.884 | 0 | 0 | 0 | 490.981 | 0 | 0
3920 | 1045.7035 | 162.14 | 424.4276 | 424.4276 | 0 | 0 | 0 | 637.13 | 0 | 0
3921 | 811.5093 | 356.2 | 939.1813 | 843.0004 | -96.1809 | 0 | 0 | 0 | 0 | 0
3922 | 397.7894 | 464.72 | 1211.3679 | 413.2251 | -798.1428 | 0 | 0 | 0 | 0 | 0
3923 | 357.9482 | 490.4 | 1272.3956 | 371.8381 | -900.5575 | 0 | 0 | 0 | 0 | 0
3924 | 364.5053 | 610.54 | 1575.4866 | 378.6506 | -1071.2155 | 0 | 125.6206 | 0 | 0 | 0
3925 | 782.6071 | 631.74 | 1632.7756 | 812.9769 | -710.343 | 0 | 109.4557 | 0 | 0 | 0
3926 | 1248.8063 | 245.32 | 636.2804 | 636.2804 | 0 | 0 | 0 | 636.294 | 0 | 0
3927 | 1519.8933 | 182.17 | 471.0003 | 471.0003 | 0 | 0 | 0 | 1066.487 | 0 | 0
3928 | 1361.4245 | 82.28 | 202.8755 | 202.8755 | 0 | 0 | 0 | 1166.127 | 0 | 0
3929 | 1399.7203 | 158.95 | 417.9257 | 417.9257 | 0 | 0 | 0 | 997.407 | 0 | 0
3930 | 1546.8023 | 78.39 | 175.3908 | 175.3908 | 0 | 0 | 0 | 346.763 | 0 | 1071.2155
3931 | 1616.673 | 0 | 0 | 0 | 0 | 0 | 0 | 585.473 | 0 | 1071.2155
3932 | 1468.8335 | 0 | 0 | 0 | 0 | 0 | 0 | 437.633 | 0 | 1071.2155
3933 | 1634.3255 | 0 | 0 | 0 | 0 | 0 | 0 | 1634.325 | 0 | 0
3934 | 1700.5223 | 0 | 0 | 0 | 0 | 0 | 0 | 1700.522 | 0 | 0
3935 | 1246.7064 | 0 | 0 | 0 | 0 | 0 | 0 | 1246.706 | 0 | 0
3936 | 1177.5675 | 0 | 0 | 0 | 0 | 0 | 0 | 1177.568 | 0 | 0
3937 | 1148.1467 | 0 | 0 | 0 | 0 | 0 | 0 | 1148.147 | 0 | 0
3938 | 1455.5941 | 0 | 0 | 0 | 0 | 0 | 0 | 1455.594 | 0 | 0
3939 | 1526.204 | 0 | 0 | 0 | 0 | 0 | 0 | 1526.204 | 0 | 0
3940 | 902.483 | 0 | 0 | 0 | 0 | 0 | 0 | 902.483 | 0 | 0
3941 | 1237.1447 | 0 | 0 | 0 | 0 | 0 | 0 | 1237.145 | 0 | 0
3942 | 1238.6157 | 0 | 0 | 0 | 0 | 0 | 0 | 1238.616 | 0 | 0
3943 | 993.8319 | 64.22 | 156.1978 | 0 | -156.1978 | 0 | 0 | 993.832 | 0 | 0
3944 | 1094.5292 | 179.86 | 478.8048 | 0 | -478.8048 | 0 | 0 | 1094.529 | 0 | 0
3945 | 975.5698 | 296.84 | 793.1015 | 0 | -793.1015 | 0 | 0 | 975.57 | 0 | 0
3946 | 1525.9328 | 449.35 | 1189.1115 | 117.896 | -1071.2155 | 0 | 0 | 1412.441 | 0 | 0
3947 | 1595.194 | 578.31 | 1512.6275 | 1512.6275 | 0 | 0 | 0 | 0 | 0 | 144.4676
3948 | 1689.2072 | 533.38 | 1390.3612 | 1390.3612 | 0 | 0 | 0 | 0 | 0 | 364.3961
3949 | 1412.9376 | 512.79 | 1337.1588 | 265.9434 | -1071.2155 | 0 | 0 | 1156.928 | 0 | 0
3950 | 1322.0172 | 588.91 | 1538.9082 | 966.694 | -572.2142 | 0 | 0 | 391.435 | 0 | 0
3951 | 1567.5485 | 560.65 | 1482.9073 | 1482.9073 | 0 | 0 | 0 | 140.035 | 0 | 0
3952 | 1329.2253 | 400.9 | 1077.2478 | 1077.2478 | 0 | 0 | 0 | 292.218 | 0 | 0
3953 | 1391.3492 | 144.34 | 378.3971 | 378.3971 | 0 | 0 | 0 | 1027.087 | 0 | 0
3954 | 1660.1588 | 51.65 | 119.4574 | 119.4574 | 0 | 0 | 0 | 513.964 | 0 | 1071.2155
3955 | 1308.4901 | 0 | 0 | 0 | 0 | 0 | 0 | 277.29 | 0 | 1071.2155
3956 | 1471.04 | 0 | 0 | 0 | 0 | 0 | 0 | 439.84 | 0 | 1071.2155
3957 | 1597.5495 | 0 | 0 | 0 | 0 | 0 | 0 | 1597.549 | 0 | 0
3958 | 1294.5152 | 0 | 0 | 0 | 0 | 0 | 0 | 1294.515 | 0 | 0
3959 | 1450.4455 | 0 | 0 | 0 | 0 | 0 | 0 | 1450.445 | 0 | 0
3960 | 1306.2835 | 0 | 0 | 0 | 0 | 0 | 0 | 1306.284 | 0 | 0
3961 | 956.176 | 0 | 0 | 0 | 0 | 0 | 0 | 956.176 | 0 | 0
3962 | 976.035 | 0 | 0 | 0 | 0 | 0 | 0 | 976.035 | 0 | 0
3963 | 779.6512 | 0 | 0 | 0 | 0 | 0 | 0 | 779.651 | 0 | 0
3964 | 1012.811 | 0 | 0 | 0 | 0 | 0 | 0 | 1012.811 | 0 | 0
3965 | 668.5877 | 0 | 0 | 0 | 0 | 0 | 0 | 668.588 | 0 | 0
3966 | 831.1376 | 0 | 0 | 0 | 0 | 0 | 0 | 831.138 | 0 | 0
3967 | 843.9182 | 55.91 | 133.9549 | 0 | -133.9549 | 0 | 0 | 843.918 | 0 | 0
3968 | 837.4805 | 155 | 408.8071 | 196.8815 | -211.9255 | 0 | 0 | 647.953 | 0 | 0
3969 | 846.0043 | 286.97 | 765.4651 | 765.4651 | 0 | 0 | 0 | 109.133 | 0 | 0
3970 | 975.8383 | 412.96 | 1092.8538 | 1013.7051 | -79.1486 | 0 | 0 | 0 | 0 | 0
3971 | 936.9532 | 625.9 | 1633.9578 | 973.3112 | -660.6466 | 0 | 0 | 0 | 0 | 0
3972 | 911.1879 | 534.32 | 1392.4347 | 946.5464 | -445.8882 | 0 | 0 | 0 | 0 | 0
3973 | 1051.1298 | 479.88 | 1251.6361 | 1091.9188 | -159.7173 | 0 | 0 | 0 | 0 | 0
3974 | 1012.9324 | 430 | 1125.5387 | 1052.2396 | -73.2991 | 0 | 0 | 0 | 0 | 0
3975 | 1027.0912 | 465.07 | 1226.1189 | 1066.947 | -159.1719 | 0 | 0 | 0 | 0 | 0
3976 | 478.6691 | 237.27 | 627.8494 | 497.2436 | -130.6058 | 0 | 0 | 0 | 0 | 0
3977 | 176.7969 | 172.93 | 456.3937 | 183.6576 | -272.7361 | 0 | 0 | 0 | 0 | 0
3978 | 236.4577 | 41.04 | 91.3608 | 91.3608 | 0 | 0 | 0 | 148.51 | 0 | 0
3979 | 138.2778 | 0 | 0 | 0 | 0 | 0 | 0 | 138.278 | 0 | 0
3980 | 145.633 | 0 | 0 | 0 | 0 | 0 | 0 | 145.633 | 0 | 0
3981 | 115.4766 | 0 | 0 | 0 | 0 | 0 | 0 | 115.477 | 0 | 0
3982 | 110.328 | 0 | 0 | 0 | 0 | 0 | 0 | 110.328 | 0 | 0
3983 | 105.9149 | 0 | 0 | 0 | 0 | 0 | 0 | 105.915 | 0 | 0
3984 | 106.6504 | 0 | 0 | 0 | 0 | 0 | 0 | 106.65 | 0 | 0
3985 | 98.5597 | 0 | 0 | 0 | 0 | 0 | 0 | 98.56 | 0 | 0
3986 | 108.1214 | 0 | 0 | 0 | 0 | 0 | 0 | 108.121 | 0 | 0
3987 | 88.9979 | 0 | 0 | 0 | 0 | 0 | 0 | 88.998 | 0 | 0
3988 | 94.8821 | 0 | 0 | 0 | 0 | 0 | 0 | 94.882 | 0 | 0
3989 | 88.9979 | 0 | 0 | 0 | 0 | 0 | 0 | 88.998 | 0 | 0
3990 | 93.411 | 0 | 0 | 0 | 0 | 0 | 0 | 93.411 | 0 | 0
3991 | 80.6148 | 34.3 | 75.0817 | 75.0817 | 0 | 0 | 0 | 8.338 | 0 | 0
3992 | 145.6072 | 93.19 | 236.2959 | 151.2572 | -85.0386 | 0 | 0 | 0 | 0 | 0
3993 | 662.3137 | 264.57 | 702.3359 | 688.0149 | -14.321 | 0 | 0 | 0 | 0 | 0
3994 | 881.3451 | 498.6 | 1314.1036 | 915.5454 | -398.5582 | 0 | 0 | 0 | 0 | 0
3995 | 1021.1849 | 477.88 | 1251.6818 | 1060.8118 | -190.87 | 0 | 0 | 0 | 0 | 0
3996 | 1073.9732 | 645.45 | 1676.2081 | 1115.6493 | -560.5588 | 0 | 0 | 0 | 0 | 0
3997 | 1076.9171 | 381.48 | 999.726 | 999.726 | 0 | 0 | 0 | 114.536 | 0 | 0
3998 | 1076.9383 | 65.42 | 153.9374 | 153.9374 | 0 | 0 | 0 | 928.751 | 0 | 0
3999 | 1164.3879 | 46.13 | 103.5803 | 103.5803 | 0 | 0 | 0 | 1064.677 | 0 | 0
4000 | 1132.1777 | 29.41 | 60.4439 | 60.4439 | 0 | 0 | 0 | 1073.992 | 0 | 0
4001 | 1128.9285 | 107.28 | 276.187 | 276.187 | 0 | 0 | 0 | 863.059 | 0 | 0
4002 | 1028.4225 | 51.69 | 119.9331 | 119.9331 | 0 | 0 | 0 | 0 | 0 | 948.3976
4003 | 1248.913 | 0 | 0 | 0 | 0 | 0 | 0 | 217.713 | 0 | 1071.2155
4004 | 980.4482 | 0 | 0 | 0 | 0 | 0 | 0 | 0 | 0 | 1018.494
4005 | 989.2744 | 0 | 0 | 0 | 0 | 0 | 0 | 989.274 | 0 | 0
4006 | 925.2842 | 0 | 0 | 0 | 0 | 0 | 0 | 925.284 | 0 | 0
4007 | 992.2165 | 0 | 0 | 0 | 0 | 0 | 0 | 992.216 | 0 | 0
4008 | 1404.8432 | 0 | 0 | 0 | 0 | 0 | 0 | 1404.843 | 0 | 0
4009 | 1122.4035 | 0 | 0 | 0 | 0 | 0 | 0 | 1122.404 | 0 | 0
4010 | 848.7901 | 0 | 0 | 0 | 0 | 0 | 0 | 848.79 | 0 | 0
4011 | 1120.197 | 0 | 0 | 0 | 0 | 0 | 0 | 1120.197 | 0 | 0
4012 | 1104.0155 | 0 | 0 | 0 | 0 | 0 | 0 | 1104.016 | 0 | 0
4013 | 823.7824 | 0 | 0 | 0 | 0 | 0 | 0 | 823.782 | 0 | 0
4014 | 1180.5096 | 0 | 0 | 0 | 0 | 0 | 0 | 1180.51 | 0 | 0
4015 | 1004.4362 | 44.11 | 101.9078 | 0 | -101.9078 | 0 | 0 | 1004.436 | 0 | 0
4016 | 1200.8854 | 123.2 | 319.8656 | 0 | -319.8656 | 0 | 0 | 1200.885 | 0 | 0
4017 | 1296.0874 | 298.65 | 797.0905 | 0 | -797.0905 | 0 | 0 | 1296.087 | 0 | 0
4018 | 905.5732 | 418.47 | 1108.3693 | 503.2801 | -605.0892 | 0 | 0 | 421.094 | 0 | 0
4019 | 1261.7184 | 642.86 | 1681.5132 | 1310.6787 | -370.8346 | 0 | 0 | 0 | 0 | 0
4020 | 1336.4693 | 725.12 | 1879.7806 | 1388.3303 | -491.4502 | 0 | 0 | 0 | 0 | 0
4021 | 1087.4829 | 704.67 | 1824.5297 | 1129.6825 | -694.8471 | 0 | 0 | 0 | 0 | 0
4022 | 1175.372 | 464.56 | 1216.3635 | 1216.3635 | 0 | 0 | 0 | 4.446 | 0 | 0
4023 | 1147.4094 | 143.9 | 368.0714 | 368.0714 | 0 | 0 | 0 | 793.087 | 0 | 0
4024 | 998.7939 | 82.3 | 203.7096 | 203.7096 | 0 | 0 | 0 | 802.693 | 0 | 0
4025 | 1349.1184 | 67.1 | 164.154 | 164.154 | 0 | 0 | 0 | 1191.097 | 0 | 0
4026 | 1296.8027 | 21.55 | 39.8205 | 39.8205 | 0 | 0 | 0 | 227.27 | 0 | 1071.2155
4027 | 1050.3226 | 0 | 0 | 0 | 0 | 0 | 0 | 19.123 | 0 | 1071.2155
4028 | 905.4251 | 0 | 0 | 0 | 0 | 0 | 0 | 0 | 0 | 940.5598
4029 | 1113.5773 | 0 | 0 | 0 | 0 | 0 | 0 | 1113.577 | 0 | 0
4030 | 1034.8766 | 0 | 0 | 0 | 0 | 0 | 0 | 1034.877 | 0 | 0
4031 | 1276.8627 | 0 | 0 | 0 | 0 | 0 | 0 | 1276.863 | 0 | 0
4032 | 906.1606 | 0 | 0 | 0 | 0 | 0 | 0 | 906.161 | 0 | 0
4033 | 1189.3358 | 0 | 0 | 0 | 0 | 0 | 0 | 1189.336 | 0 | 0
4034 | 1040.0253 | 0 | 0 | 0 | 0 | 0 | 0 | 1040.025 | 0 | 0
4035 | 1162.8571 | 0 | 0 | 0 | 0 | 0 | 0 | 1162.857 | 0 | 0
4036 | 711.9834 | 0 | 0 | 0 | 0 | 0 | 0 | 711.983 | 0 | 0
4037 | 1019.4307 | 0 | 0 | 0 | 0 | 0 | 0 | 1019.431 | 0 | 0
4038 | 675.2074 | 0 | 0 | 0 | 0 | 0 | 0 | 675.207 | 0 | 0
4039 | 747.1449 | 63.21 | 153.2653 | 0 | -153.2653 | 0 | 0 | 747.145 | 0 | 0
4040 | 1067.6514 | 179.14 | 475.6583 | 0 | -475.6583 | 0 | 0 | 1067.651 | 0 | 0
4041 | 1143.193 | 397.11 | 1064.7884 | 0 | -1064.7884 | 0 | 0 | 1143.193 | 0 | 0
4042 | 1219.8369 | 465.15 | 1230.5369 | 612.3847 | -618.1522 | 0 | 0 | 630.328 | 0 | 0
4043 | 1490.4715 | 506.41 | 1328.2729 | 1328.2729 | 0 | 0 | 0 | 0 | 0 | 220.0355
4044 | 1150.4507 | 612.18 | 1596.2014 | 1195.094 | -401.1074 | 0 | 0 | 0 | 0 | 0
4045 | 1240.471 | 677.58 | 1761.791 | 1288.6072 | -473.1839 | 0 | 0 | 0 | 0 | 0
4046 | 1223.9724 | 674.03 | 1761.2239 | 1271.4679 | -489.7559 | 0 | 0 | 0 | 0 | 0
4047 | 1179.3466 | 459.1 | 1213.3323 | 1213.3323 | 0 | 0 | 0 | 11.338 | 0 | 0
4048 | 1321.3359 | 426.35 | 1143.0602 | 1143.0602 | 0 | 0 | 0 | 220.975 | 0 | 0
4049 | 1489.5089 | 74.66 | 183.6825 | 183.6825 | 0 | 0 | 0 | 1312.688 | 0 | 0
4050 | 1368.6657 | 18.61 | 31.9453 | 31.9453 | 0 | 0 | 0 | 306.714 | 0 | 1071.2155
4051 | 1199.6331 | 0 | 0 | 0 | 0 | 0 | 0 | 168.433 | 0 | 1071.2155
4052 | 1119.4615 | 0 | 0 | 0 | 0 | 0 | 0 | 88.261 | 0 | 1071.2155
4053 | 1075.3302 | 0 | 0 | 0 | 0 | 0 | 0 | 1075.33 | 0 | 0
4054 | 1176.832 | 0 | 0 | 0 | 0 | 0 | 0 | 1176.832 | 0 | 0
4055 | 1138.585 | 0 | 0 | 0 | 0 | 0 | 0 | 1138.585 | 0 | 0
4056 | 1338.6464 | 0 | 0 | 0 | 0 | 0 | 0 | 1338.646 | 0 | 0
4057 | 1243.0288 | 0 | 0 | 0 | 0 | 0 | 0 | 1243.029 | 0 | 0
4058 | 1127.5522 | 0 | 0 | 0 | 0 | 0 | 0 | 1127.552 | 0 | 0
4059 | 1088.5696 | 0 | 0 | 0 | 0 | 0 | 0 | 1088.57 | 0 | 0
4060 | 1187.8648 | 0 | 0 | 0 | 0 | 0 | 0 | 1187.865 | 0 | 0
4061 | 1379.1 | 0 | 0 | 0 | 0 | 0 | 0 | 1379.1 | 0 | 0
4062 | 1313.6387 | 0 | 0 | 0 | 0 | 0 | 0 | 1313.639 | 0 | 0
4063 | 1192.7735 | 95.03 | 232.765 | 0 | -232.765 | 0 | 0 | 1192.773 | 0 | 0
4064 | 1204.4444 | 294.23 | 788.9722 | 249.7764 | -539.1958 | 0 | 0 | 963.999 | 0 | 0
4065 | 914.0068 | 327.48 | 873.2598 | 873.2598 | 0 | 0 | 0 | 73.368 | 0 | 0
4066 | 1054.7081 | 707.1 | 1889.3106 | 1095.6357 | -793.6749 | 0 | 0 | 0 | 0 | 0
4067 | 1164.4744 | 684.59 | 1790.4371 | 1209.6611 | -580.776 | 0 | 0 | 0 | 0 | 0
4068 | 1401.6253 | 751.21 | 1952.1728 | 1456.0157 | -496.157 | 0 | 0 | 0 | 0 | 0
4069 | 1428.7283 | 738.84 | 1923.748 | 1484.1694 | -439.5785 | 0 | 0 | 0 | 0 | 0
4070 | 1276.9675 | 690.89 | 1808.9652 | 1326.5194 | -482.4459 | 0 | 0 | 0 | 0 | 0
4071 | 1519.5135 | 600.39 | 1590.3249 | 1578.4773 | -11.8476 | 0 | 0 | 0 | 0 | 0
4072 | 1443.7099 | 497.67 | 1358.7961 | 1358.7961 | 0 | 0 | 0 | 135.672 | 0 | 0
4073 | 1342.0133 | 248.99 | 661.5223 | 661.5223 | 0 | 0 | 0 | 705.202 | 0 | 0
4074 | 1332.7466 | 67.7 | 157.4402 | 157.4402 | 0 | 0 | 0 | 149.988 | 0 | 1071.2155
4075 | 1262.1523 | 0 | 0 | 0 | 0 | 0 | 0 | 230.952 | 0 | 1071.2155
4076 | 1451.9165 | 0 | 0 | 0 | 0 | 0 | 0 | 420.716 | 0 | 1071.2155
4077 | 1443.0903 | 0 | 0 | 0 | 0 | 0 | 0 | 1443.09 | 0 | 0
4078 | 1423.9667 | 0 | 0 | 0 | 0 | 0 | 0 | 1423.967 | 0 | 0
4079 | 1318.0519 | 0 | 0 | 0 | 0 | 0 | 0 | 1318.052 | 0 | 0
4080 | 1204.7818 | 0 | 0 | 0 | 0 | 0 | 0 | 1204.782 | 0 | 0
4081 | 1000.3072 | 0 | 0 | 0 | 0 | 0 | 0 | 1000.307 | 0 | 0
4082 | 1279.8048 | 0 | 0 | 0 | 0 | 0 | 0 | 1279.805 | 0 | 0
4083 | 1320.9939 | 0 | 0 | 0 | 0 | 0 | 0 | 1320.994 | 0 | 0
4084 | 1414.405 | 0 | 0 | 0 | 0 | 0 | 0 | 1414.405 | 0 | 0
4085 | 1349.6792 | 0 | 0 | 0 | 0 | 0 | 0 | 1349.679 | 0 | 0
4086 | 1217.2856 | 0 | 0 | 0 | 0 | 0 | 0 | 1217.286 | 0 | 0
4087 | 842.1704 | 74.49 | 182.305 | 0 | -182.305 | 0 | 0 | 842.17 | 0 | 0
4088 | 1414.8031 | 208.21 | 556.0026 | 0 | -556.0026 | 0 | 0 | 1414.803 | 0 | 0
4089 | 1229.2948 | 538.32 | 1471.603 | 400.3876 | -1071.2155 | 0 | 0 | 843.863 | 0 | 0
4090 | 1233.0561 | 716.79 | 1925.6137 | 854.3982 | -1071.2155 | 0 | 0 | 410.574 | 0 | 0
4091 | 1290.0993 | 646.22 | 1696.6933 | 1340.161 | -356.5323 | 0 | 0 | 0 | 0 | 0
4092 | 1374.5232 | 332.65 | 871.5343 | 871.5343 | 0 | 0 | 0 | 0 | 0 | 556.3267
4093 | 1301.6783 | 711.06 | 1857.9636 | 899.6631 | -958.3005 | 0 | 0 | 435.622 | 0 | 0
4094 | 1473.8341 | 144.25 | 366.1527 | 366.1527 | 0 | 0 | 0 | 1121.359 | 0 | 0
4095 | 1200.2556 | 282.11 | 744.367 | 744.367 | 0 | 0 | 0 | 483.694 | 0 | 0
4096 | 1652.6215 | 44.13 | 99.0916 | 99.0916 | 0 | 0 | 0 | 1557.232 | 0 | 0
4097 | 1554.1529 | 35.28 | 77.099 | 77.099 | 0 | 0 | 0 | 1479.934 | 0 | 0
4098 | 1601.1342 | 13.71 | 19.4329 | 19.4329 | 0 | 0 | 0 | 551.227 | 0 | 1071.2155
4099 | 1579.897 | 0 | 0 | 0 | 0 | 0 | 0 | 548.697 | 0 | 1071.2155
4100 | 1123.8746 | 0 | 0 | 0 | 0 | 0 | 0 | 92.675 | 0 | 1071.2155
4101 | 1184.1872 | 0 | 0 | 0 | 0 | 0 | 0 | 1184.187 | 0 | 0
4102 | 1214.3435 | 0 | 0 | 0 | 0 | 0 | 0 | 1214.344 | 0 | 0
4103 | 1265.0944 | 0 | 0 | 0 | 0 | 0 | 0 | 1265.094 | 0 | 0
4104 | 1221.6987 | 0 | 0 | 0 | 0 | 0 | 0 | 1221.699 | 0 | 0
4105 | 1285.689 | 0 | 0 | 0 | 0 | 0 | 0 | 1285.689 | 0 | 0
4106 | 1382.7776 | 0 | 0 | 0 | 0 | 0 | 0 | 1382.778 | 0 | 0
4107 | 1180.5096 | 0 | 0 | 0 | 0 | 0 | 0 | 1180.51 | 0 | 0
4108 | 1251.1195 | 0 | 0 | 0 | 0 | 0 | 0 | 1251.12 | 0 | 0
4109 | 1314.3743 | 0 | 0 | 0 | 0 | 0 | 0 | 1314.374 | 0 | 0
4110 | 1123.8746 | 0 | 0 | 0 | 0 | 0 | 0 | 1123.875 | 0 | 0
4111 | 1094.6009 | 113.88 | 238.8908 | 0 | -238.8908 | 0 | 0 | 1094.601 | 0 | 0
4112 | 1132.8406 | 228.03 | 611.2712 | 0 | -611.2712 | 0 | 0 | 1132.841 | 0 | 0
4113 | 1145.5301 | 290.25 | 774.8123 | 100.2748 | -674.5375 | 0 | 0 | 1049.001 | 0 | 0
4114 | 1243.3736 | 553.1 | 1467.0198 | 1291.6228 | -175.397 | 0 | 0 | 0 | 0 | 0
4115 | 952.8174 | 651.45 | 1708.6281 | 989.7919 | -718.8363 | 0 | 0 | 0 | 0 | 0
4116 | 1336.7828 | 584.5 | 1529.1247 | 1388.6565 | -140.4682 | 0 | 0 | 0 | 0 | 0
4117 | 1269.4781 | 655.05 | 1709.3678 | 1318.7408 | -390.6269 | 0 | 0 | 0 | 0 | 0
4118 | 1515.3156 | 645.25 | 1691.3809 | 1574.1164 | -117.2644 | 0 | 0 | 0 | 0 | 0
4119 | 1178.0217 | 547.26 | 1448.875 | 1223.7348 | -225.1402 | 0 | 0 | 0 | 0 | 0
4120 | 1291.1281 | 189.27 | 496.9143 | 496.9143 | 0 | 0 | 0 | 812.776 | 0 | 0
4121 | 1202.7821 | 212.95 | 566.0852 | 566.0852 | 0 | 0 | 0 | 657.843 | 0 | 0
4122 | 1153.1952 | 34.3 | 73.5505 | 73.5505 | 0 | 0 | 0 | 51.192 | 0 | 1071.2155
4123 | 1228.3184 | 0 | 0 | 0 | 0 | 0 | 0 | 197.118 | 0 | 1071.2155
4124 | 785.5354 | 0 | 0 | 0 | 0 | 0 | 0 | 0 | 0 | 816.0175
4125 | 1207.7239 | 0 | 0 | 0 | 0 | 0 | 0 | 1207.724 | 0 | 0
4126 | 1132.7008 | 0 | 0 | 0 | 0 | 0 | 0 | 1132.701 | 0 | 0
4127 | 1078.2723 | 0 | 0 | 0 | 0 | 0 | 0 | 1078.272 | 0 | 0
4128 | 1233.4671 | 0 | 0 | 0 | 0 | 0 | 0 | 1233.467 | 0 | 0
4129 | 1003.9848 | 0 | 0 | 0 | 0 | 0 | 0 | 1003.985 | 0 | 0
4130 | 1147.4112 | 0 | 0 | 0 | 0 | 0 | 0 | 1147.411 | 0 | 0
4131 | 1050.3226 | 0 | 0 | 0 | 0 | 0 | 0 | 1050.323 | 0 | 0
4132 | 1001.0427 | 0 | 0 | 0 | 0 | 0 | 0 | 1001.043 | 0 | 0
4133 | 899.541 | 0 | 0 | 0 | 0 | 0 | 0 | 899.541 | 0 | 0
4134 | 956.9115 | 0 | 0 | 0 | 0 | 0 | 0 | 956.912 | 0 | 0
4135 | 789.213 | 47.02 | 109.8816 | 109.8816 | 0 | 0 | 0 | 683.436 | 0 | 0
4136 | 1053.7961 | 132.98 | 347.7337 | 347.7337 | 0 | 0 | 0 | 719.052 | 0 | 0
4137 | 1095.8283 | 336.35 | 901.6275 | 901.6275 | 0 | 0 | 0 | 227.881 | 0 | 0
4138 | 1072.8488 | 453.14 | 1201.0536 | 1114.4806 | -86.5729 | 0 | 0 | 0 | 0 | 0
4139 | 1035.489 | 461.37 | 1211.8894 | 1075.6709 | -136.2185 | 0 | 0 | 0 | 0 | 0
4140 | 1331.4199 | 129.49 | 323.7445 | 323.7445 | 0 | 0 | 0 | 1019.768 | 0 | 0
4141 | 846.3463 | 142.01 | 357.3758 | 357.3758 | 0 | 0 | 0 | 502.32 | 0 | 0
4142 | 916.9976 | 281.56 | 734.436 | 734.436 | 0 | 0 | 0 | 209.997 | 0 | 0
4143 | 791.3395 | 50.06 | 112.9482 | 112.9482 | 0 | 0 | 0 | 682.611 | 0 | 0
4144 | 216.0103 | 29.42 | 59.8518 | 59.8518 | 0 | 0 | 0 | 158.394 | 0 | 0
4145 | 168.3081 | 40.18 | 90.3397 | 90.3397 | 0 | 0 | 0 | 81.343 | 0 | 0
4146 | 126.4653 | 9.79 | 9.5123 | 9.5123 | 0 | 0 | 0 | 117.308 | 0 | 0
4147 | 136.0712 | 0 | 0 | 0 | 0 | 0 | 0 | 136.071 | 0 | 0
4148 | 92.6755 | 0 | 0 | 0 | 0 | 0 | 0 | 92.676 | 0 | 0
4149 | 88.2624 | 0 | 0 | 0 | 0 | 0 | 0 | 88.262 | 0 | 0
4150 | 94.1466 | 0 | 0 | 0 | 0 | 0 | 0 | 94.147 | 0 | 0
4151 | 83.8493 | 0 | 0 | 0 | 0 | 0 | 0 | 83.849 | 0 | 0
4152 | 91.94 | 0 | 0 | 0 | 0 | 0 | 0 | 91.94 | 0 | 0
4153 | 82.3782 | 0 | 0 | 0 | 0 | 0 | 0 | 82.378 | 0 | 0
4154 | 88.2624 | 0 | 0 | 0 | 0 | 0 | 0 | 88.262 | 0 | 0
4155 | 82.3782 | 0 | 0 | 0 | 0 | 0 | 0 | 82.378 | 0 | 0
4156 | 82.3782 | 0 | 0 | 0 | 0 | 0 | 0 | 82.378 | 0 | 0
4157 | 83.8493 | 0 | 0 | 0 | 0 | 0 | 0 | 83.849 | 0 | 0
4158 | 84.5848 | 0 | 0 | 0 | 0 | 0 | 0 | 66.286 | 0 | 19.0091
4159 | 66.9323 | 34.3 | 75.0817 | 69.5293 | -5.5524 | 0 | 0 | 0 | 0 | 0
4160 | 82.3874 | 152.88 | 402.2906 | 85.584 | -316.7066 | 0 | 0 | 0 | 0 | 0
4161 | 584.9195 | 304.43 | 811.4322 | 607.6166 | -203.8156 | 0 | 0 | 0 | 0 | 0
4162 | 1157.201 | 359.65 | 950.5448 | 950.5448 | 0 | 0 | 0 | 0 | 0 | 251.5611
4163 | 1150.5013 | 533.13 | 1399.4611 | 1195.1459 | -204.3152 | 0 | 0 | 0 | 0 | 0
4164 | 990.4614 | 653.68 | 1702.0868 | 1028.8956 | -673.1912 | 0 | 0 | 0 | 0 | 0
4165 | 1247.0319 | 765.86 | 1986.631 | 1295.4228 | -691.2082 | 0 | 0 | 0 | 0 | 0
4166 | 1015.0755 | 814.55 | 2149.8625 | 1054.4647 | -1071.2155 | 0 | 24.1823 | 0 | 0 | 0
4167 | 1035.2371 | 558.23 | 1476.529 | 1075.4091 | -401.1199 | 0 | 0 | 0 | 0 | 0
4168 | 965.4739 | 406.47 | 1090.5798 | 1002.939 | -87.6408 | 0 | 0 | 0 | 0 | 0
4169 | 874.7245 | 183.01 | 484.5224 | 484.5224 | 0 | 0 | 0 | 408.301 | 0 | 0
4170 | 1044.9992 | 46.73 | 106.9595 | 106.9595 | 0 | 0 | 0 | 0 | 0 | 978.5904
4171 | 962.7957 | 0 | 0 | 0 | 0 | 0 | 0 | 0 | 0 | 1000.1571
4172 | 1037.8187 | 0 | 0 | 0 | 0 | 0 | 0 | 6.619 | 0 | 1071.2155
4173 | 715.661 | 0 | 0 | 0 | 0 | 0 | 0 | 715.661 | 0 | 0
4174 | 1001.7782 | 0 | 0 | 0 | 0 | 0 | 0 | 1001.778 | 0 | 0
4175 | 876.0043 | 0 | 0 | 0 | 0 | 0 | 0 | 876.004 | 0 | 0
4176 | 918.6645 | 0 | 0 | 0 | 0 | 0 | 0 | 918.664 | 0 | 0
4177 | 882.624 | 0 | 0 | 0 | 0 | 0 | 0 | 882.624 | 0 | 0
4178 | 1200.3686 | 0 | 0 | 0 | 0 | 0 | 0 | 1200.369 | 0 | 0
4179 | 1074.5947 | 0 | 0 | 0 | 0 | 0 | 0 | 1074.595 | 0 | 0
4180 | 1248.913 | 0 | 0 | 0 | 0 | 0 | 0 | 1248.913 | 0 | 0
4181 | 1179.0386 | 0 | 0 | 0 | 0 | 0 | 0 | 1179.039 | 0 | 0
4182 | 1068.7106 | 0 | 0 | 0 | 0 | 0 | 0 | 1068.711 | 0 | 0
4183 | 955.4405 | 78.36 | 192.1591 | 0 | -192.1591 | 0 | 0 | 955.44 | 0 | 0
4184 | 993.9174 | 221.3 | 590.2956 | 0 | -590.2956 | 0 | 0 | 993.917 | 0 | 0
4185 | 746.5353 | 276.12 | 730.0699 | 0 | -730.0699 | 0 | 0 | 746.535 | 0 | 0
4186 | 1054.2475 | 80.22 | 192.9756 | 0 | -192.9756 | 0 | 0 | 1054.247 | 0 | 0
4187 | 1269.1333 | 448.84 | 1162.1794 | 1162.1794 | 0 | 0 | 0 | 0 | 0 | 156.202
4188 | 1079.2074 | 454.76 | 1171.4913 | 1121.0854 | -50.4059 | 0 | 0 | 0 | 0 | 0
4189 | 1049.5751 | 293.41 | 754.0382 | 0 | -754.0382 | 0 | 0 | 1049.575 | 0 | 0
4190 | 1119.0192 | 210.2 | 536.6507 | 0 | -536.6507 | 0 | 0 | 1119.019 | 0 | 0
4191 | 1490.9597 | 211.52 | 543.7478 | 57.7544 | -485.9934 | 0 | 0 | 1435.362 | 0 | 0
4192 | 567.8021 | 239.37 | 625.3605 | 589.8354 | -35.525 | 0 | 0 | 0 | 0 | 0
4193 | 1329.9719 | 244.93 | 643.1427 | 643.1427 | 0 | 0 | 0 | 710.854 | 0 | 0
4194 | 1208.3058 | 67.16 | 156.3204 | 156.3204 | 0 | 0 | 0 | 26.625 | 0 | 1071.2155
4195 | 1031.9346 | 0 | 0 | 0 | 0 | 0 | 0 | 0.735 | 0 | 1071.2155
4196 | 898.0699 | 0 | 0 | 0 | 0 | 0 | 0 | 0 | 0 | 932.9194
4197 | 1109.1642 | 0 | 0 | 0 | 0 | 0 | 0 | 1109.164 | 0 | 0
4198 | 1198.8976 | 0 | 0 | 0 | 0 | 0 | 0 | 1198.898 | 0 | 0
4199 | 1042.9674 | 0 | 0 | 0 | 0 | 0 | 0 | 1042.967 | 0 | 0
4200 | 873.0622 | 0 | 0 | 0 | 0 | 0 | 0 | 873.062 | 0 | 0
4201 | 1123.8746 | 0 | 0 | 0 | 0 | 0 | 0 | 1123.875 | 0 | 0
4202 | 782.5933 | 0 | 0 | 0 | 0 | 0 | 0 | 782.593 | 0 | 0
4203 | 1155.5019 | 0 | 0 | 0 | 0 | 0 | 0 | 1155.502 | 0 | 0
4204 | 1004.7203 | 0 | 0 | 0 | 0 | 0 | 0 | 1004.72 | 0 | 0
4205 | 945.8787 | 0 | 0 | 0 | 0 | 0 | 0 | 945.879 | 0 | 0
4206 | 1001.0427 | 0 | 0 | 0 | 0 | 0 | 0 | 1001.043 | 0 | 0
4207 | 1244.4999 | 106.82 | 222.7769 | 0 | -222.7769 | 0 | 0 | 1244.5 | 0 | 0
4208 | 641.0608 | 235.99 | 627.4588 | 602.0943 | -25.3645 | 0 | 0 | 61.458 | 0 | 0
4209 | 822.6911 | 527.05 | 1412.7973 | 854.6153 | -558.182 | 0 | 0 | 0 | 0 | 0
4210 | 1162.7946 | 707.42 | 1851.6726 | 1207.9159 | -643.7567 | 0 | 0 | 0 | 0 | 0
4211 | 1141.8157 | 655.65 | 1678.9287 | 1186.1228 | -492.8059 | 0 | 0 | 0 | 0 | 0
4212 | 1203.114 | 681.89 | 1735.0003 | 1249.8005 | -485.1997 | 0 | 0 | 0 | 0 | 0
4213 | 999.0366 | 666.38 | 1695.3522 | 1037.8044 | -657.5478 | 0 | 0 | 0 | 0 | 0
4214 | 1206.6721 | 620.59 | 1590.3955 | 1253.4966 | -336.8989 | 0 | 0 | 0 | 0 | 0
4215 | 1353.2033 | 483.38 | 1253.7335 | 1253.7335 | 0 | 0 | 0 | 146.303 | 0 | 0
4216 | 1525.3618 | 486.75 | 1282.1229 | 1282.1229 | 0 | 0 | 0 | 291.133 | 0 | 0
4217 | 1270.7349 | 179.62 | 468.8147 | 468.8147 | 0 | 0 | 0 | 819.433 | 0 | 0
4218 | 1248.3052 | 63.34 | 147.4313 | 147.4313 | 0 | 0 | 0 | 75.181 | 0 | 1071.2155
4219 | 1187.8648 | 0 | 0 | 0 | 0 | 0 | 0 | 156.665 | 0 | 1071.2155
4220 | 1119.4615 | 0 | 0 | 0 | 0 | 0 | 0 | 88.261 | 0 | 1071.2155
4221 | 1184.1872 | 0 | 0 | 0 | 0 | 0 | 0 | 1184.187 | 0 | 0
4222 | 1246.7064 | 0 | 0 | 0 | 0 | 0 | 0 | 1246.706 | 0 | 0
4223 | 890.7147 | 0 | 0 | 0 | 0 | 0 | 0 | 890.715 | 0 | 0
4224 | 1162.1216 | 0 | 0 | 0 | 0 | 0 | 0 | 1162.122 | 0 | 0
4225 | 1210.6659 | 0 | 0 | 0 | 0 | 0 | 0 | 1210.666 | 0 | 0
4226 | 1075.3302 | 0 | 0 | 0 | 0 | 0 | 0 | 1075.33 | 0 | 0
4227 | 1067.2395 | 0 | 0 | 0 | 0 | 0 | 0 | 1067.24 | 0 | 0
4228 | 1099.6024 | 0 | 0 | 0 | 0 | 0 | 0 | 1099.602 | 0 | 0
4229 | 772.296 | 0 | 0 | 0 | 0 | 0 | 0 | 772.296 | 0 | 0
4230 | 1059.8843 | 0 | 0 | 0 | 0 | 0 | 0 | 1059.884 | 0 | 0
4231 | 649.4642 | 100.95 | 242.939 | 242.939 | 0 | 0 | 0 | 415.6 | 0 | 0
4232 | 882.1064 | 311.87 | 822.7188 | 822.7188 | 0 | 0 | 0 | 90.12 | 0 | 0
4233 | 827.5326 | 523.57 | 1415.5501 | 859.6452 | -555.9049 | 0 | 0 | 0 | 0 | 0
4234 | 1054.0186 | 704.64 | 1858.7385 | 1094.9199 | -763.8186 | 0 | 0 | 0 | 0 | 0
4235 | 1307.932 | 833.54 | 2152.5385 | 1358.686 | -793.8525 | 0 | 0 | 0 | 0 | 0
4236 | 1422.7357 | 897.42 | 2284.3316 | 1477.9449 | -806.3867 | 0 | 0 | 0 | 0 | 0
4237 | 1374.2539 | 892.27 | 2258.723 | 1427.5816 | -656.4768 | 0 | 174.6646 | 0 | 0 | 0
4238 | 1156.3257 | 809.96 | 2066.3779 | 1201.1969 | 0 | 0 | 865.181 | 0 | 0 | 0
4239 | 1129.0885 | 672.44 | 1743.1996 | 1172.903 | 0 | 0 | 570.2965 | 0 | 0 | 0
4240 | 1626.5602 | 487.8 | 1297.6552 | 1297.6552 | 0 | 0 | 0 | 377.379 | 0 | 0
4241 | 1795.9293 | 268.1 | 703.223 | 703.223 | 0 | 0 | 0 | 1118.975 | 0 | 0
4242 | 1420.2091 | 46.76 | 106.2095 | 106.2095 | 0 | 0 | 0 | 286.767 | 0 | 1071.2155
4243 | 1461.4783 | 0 | 0 | 0 | 0 | 0 | 0 | 430.278 | 0 | 1071.2155
4244 | 1213.608 | 0 | 0 | 0 | 0 | 0 | 0 | 182.408 | 0 | 1071.2155
4245 | 1603.4336 | 0 | 0 | 0 | 0 | 0 | 0 | 1603.434 | 0 | 0
4246 | 1394.5459 | 0 | 0 | 0 | 0 | 0 | 0 | 1394.546 | 0 | 0
4247 | 1470.3045 | 0 | 0 | 0 | 0 | 0 | 0 | 1470.304 | 0 | 0
4248 | 1418.0826 | 0 | 0 | 0 | 0 | 0 | 0 | 1418.083 | 0 | 0
4249 | 1318.7874 | 0 | 0 | 0 | 0 | 0 | 0 | 1318.787 | 0 | 0
4250 | 1217.2856 | 0 | 0 | 0 | 0 | 0 | 0 | 1217.286 | 0 | 0
4251 | 1218.7567 | 0 | 0 | 0 | 0 | 0 | 0 | 1218.757 | 0 | 0
4252 | 1394.5459 | 0 | 0 | 0 | 0 | 0 | 0 | 1394.546 | 0 | 0
4253 | 1187.1293 | 0 | 0 | 0 | 0 | 0 | 0 | 1187.129 | 0 | 0
4254 | 1418.0826 | 0 | 0 | 0 | 0 | 0 | 0 | 1418.083 | 0 | 0
4255 | 920.1355 | 106.25 | 251.9237 | 251.9237 | 0 | 0 | 0 | 677.623 | 0 | 0
4256 | 761.6585 | 313.95 | 826.9332 | 791.2139 | -35.7193 | 0 | 0 | 0 | 0 | 0
4257 | 976.5554 | 527.78 | 1423.7245 | 1014.45 | -409.2745 | 0 | 0 | 0 | 0 | 0
4258 | 1245.0055 | 708.65 | 1863.8817 | 1293.3171 | -570.5645 | 0 | 0 | 0 | 0 | 0
4259 | 1420.1043 | 835.6 | 2154.4499 | 1475.2108 | -679.2391 | 0 | 0 | 0 | 0 | 0
4260 | 1490.1332 | 900.98 | 2305.2428 | 1547.9572 | -757.2855 | 0 | 0 | 0 | 0 | 0
4261 | 860.9694 | 895.98 | 2295.3575 | 894.3787 | -1071.2155 | 0 | 329.7634 | 0 | 0 | 0
4262 | 1268.3941 | 816.9 | 2116.5408 | 1317.6137 | -53.1432 | 0 | 745.7839 | 0 | 0 | 0
4263 | 1179.3631 | 680.79 | 1796.4393 | 1225.1279 | 0 | 0 | 571.3114 | 0 | 0 | 0
4264 | 1177.8001 | 494.37 | 1330.6185 | 1223.5053 | 0 | 0 | 107.1132 | 0 | 0 | 0
4265 | 933.8677 | 272.08 | 716.8085 | 716.8085 | 0 | 0 | 0 | 243.836 | 0 | 0
4266 | 1077.5727 | 29.39 | 60.2112 | 60.2112 | 0 | 0 | 0 | 0 | 0 | 1059.1767
4267 | 1109.8997 | 0 | 0 | 0 | 0 | 0 | 0 | 78.7 | 0 | 1071.2155
4268 | 1127.5522 | 0 | 0 | 0 | 0 | 0 | 0 | 96.352 | 0 | 1071.2155
4269 | 1183.4517 | 0 | 0 | 0 | 0 | 0 | 0 | 1183.452 | 0 | 0
4270 | 1332.0267 | 0 | 0 | 0 | 0 | 0 | 0 | 1332.027 | 0 | 0
4271 | 1148.1467 | 0 | 0 | 0 | 0 | 0 | 0 | 1148.147 | 0 | 0
4272 | 1170.2123 | 0 | 0 | 0 | 0 | 0 | 0 | 1170.212 | 0 | 0
4273 | 1298.1928 | 0 | 0 | 0 | 0 | 0 | 0 | 1298.193 | 0 | 0
4274 | 1256.2682 | 0 | 0 | 0 | 0 | 0 | 0 | 1256.268 | 0 | 0
4275 | 1237.1447 | 0 | 0 | 0 | 0 | 0 | 0 | 1237.145 | 0 | 0
4276 | 1329.0847 | 0 | 0 | 0 | 0 | 0 | 0 | 1329.085 | 0 | 0
4277 | 1320.2584 | 0 | 0 | 0 | 0 | 0 | 0 | 1320.258 | 0 | 0
4278 | 1256.2682 | 0 | 0 | 0 | 0 | 0 | 0 | 1256.268 | 0 | 0
4279 | 957.647 | 106.65 | 223.5653 | 102.448 | -121.1174 | 0 | 0 | 859.026 | 0 | 0
4280 | 1212.8063 | 314.24 | 826.8491 | 826.8491 | 0 | 0 | 0 | 416.845 | 0 | 0
4281 | 817.3512 | 528.81 | 1426.9884 | 849.0681 | -577.9203 | 0 | 0 | 0 | 0 | 0
4282 | 1350.9121 | 709.68 | 1867.2297 | 1403.3338 | -463.8959 | 0 | 0 | 0 | 0 | 0
4283 | 1576.5504 | 848.41 | 2184.6625 | 1637.7276 | -546.9349 | 0 | 0 | 0 | 0 | 0
4284 | 1514.752 | 912.78 | 2325.4049 | 1573.5316 | -751.8734 | 0 | 0 | 0 | 0 | 0
4285 | 1347.5913 | 777.03 | 1964.6457 | 1399.8839 | -564.7618 | 0 | 0 | 0 | 0 | 0
4286 | 1384.7626 | 777.64 | 1961.8295 | 1438.4984 | -523.3311 | 0 | 0 | 0 | 0 | 0
4287 | 1490.5497 | 602.48 | 1561.5978 | 1548.3904 | -13.2074 | 0 | 0 | 0 | 0 | 0
4288 | 1528.8197 | 325.07 | 855.0942 | 855.0942 | 0 | 0 | 0 | 705.668 | 0 | 0
4289 | 1453.0225 | 47.74 | 109.2864 | 109.2864 | 0 | 0 | 0 | 1347.818 | 0 | 0
4290 | 1062.5736 | 5.87 | 0 | 0 | 0 | 0 | 0 | 31.374 | 0 | 1071.2155
4291 | 1421.0247 | 0 | 0 | 0 | 0 | 0 | 0 | 389.825 | 0 | 1071.2155
4292 | 1195.22 | 0 | 0 | 0 | 0 | 0 | 0 | 164.02 | 0 | 1071.2155
4293 | 1395.2815 | 0 | 0 | 0 | 0 | 0 | 0 | 1395.281 | 0 | 0
4294 | 1417.3471 | 0 | 0 | 0 | 0 | 0 | 0 | 1417.347 | 0 | 0
4295 | 1162.8571 | 0 | 0 | 0 | 0 | 0 | 0 | 1162.857 | 0 | 0
4296 | 1393.0749 | 0 | 0 | 0 | 0 | 0 | 0 | 1393.075 | 0 | 0
4297 | 1050.3226 | 0 | 0 | 0 | 0 | 0 | 0 | 1050.323 | 0 | 0
4298 | 1021.6373 | 0 | 0 | 0 | 0 | 0 | 0 | 1021.637 | 0 | 0
4299 | 1457.0651 | 0 | 0 | 0 | 0 | 0 | 0 | 1457.065 | 0 | 0
4300 | 1272.4496 | 0 | 0 | 0 | 0 | 0 | 0 | 1272.45 | 0 | 0
4301 | 1186.3938 | 0 | 0 | 0 | 0 | 0 | 0 | 1186.394 | 0 | 0
4302 | 1309.2256 | 0 | 0 | 0 | 0 | 0 | 0 | 1309.226 | 0 | 0
4303 | 1074.5947 | 36.26 | 80.0493 | 80.0493 | 0 | 0 | 0 | 997.536 | 0 | 0
4304 | 998.1356 | 321.32 | 844.5888 | 844.5888 | 0 | 0 | 0 | 185.097 | 0 | 0
4305 | 975.2784 | 536.19 | 1450.561 | 1013.1234 | -437.4376 | 0 | 0 | 0 | 0 | 0
4306 | 1046.5245 | 720.01 | 1898.5029 | 1087.1351 | -811.3678 | 0 | 0 | 0 | 0 | 0
4307 | 950.4987 | 846.9 | 2191.0491 | 987.3829 | -1071.2155 | 0 | 132.4507 | 0 | 0 | 0
4308 | 1002.5404 | 910.74 | 2334.7064 | 1041.4433 | -1071.2155 | 0 | 222.0476 | 0 | 0 | 0
4309 | 1043.7397 | 906.98 | 2328.7281 | 1084.241 | -185.2043 | 0 | 1059.2827 | 0 | 0 | 0
4310 | 1077.3961 | 835.51 | 2166.6621 | 1119.2041 | 0 | 0 | 1047.458 | 0 | 0 | 0
4311 | 1015.4608 | 698.92 | 1844.8611 | 1054.8657 | 0 | 0 | 789.9954 | 0 | 0 | 0
4312 | 206.3667 | 511.52 | 1380.1903 | 214.375 | 0 | 0 | 1165.8153 | 0 | 0 | 0
4313 | 168.6547 | 241.03 | 636.298 | 175.1986 | 0 | 0 | 461.0995 | 0 | 0 | 0
4314 | 147.1628 | 5.87 | 0 | 0 | 0 | 0 | 0 | 0 | 0 | 152.8736
4315 | 189.7642 | 0 | 0 | 0 | 0 | 0 | 0 | 0 | 0 | 197.1277
4316 | 137.5422 | 0 | 0 | 0 | 0 | 0 | 0 | 0 | 0 | 142.8793
4317 | 106.6504 | 0 | 0 | 0 | 0 | 0 | 0 | 0 | 0 | 110.7885
4318 | 100.7662 | 0 | 0 | 0 | 0 | 0 | 0 | 0 | 0 | 104.6762
4319 | 91.2045 | 0 | 0 | 0 | 0 | 0 | 0 | 0 | 0 | 94.7431
4320 | 100.0307 | 0 | 0 | 0 | 0 | 0 | 0 | 0 | 0 | 103.9127
4321 | 92.6755 | 0 | 0 | 0 | 0 | 0 | 0 | 0 | 0 | 96.2723
4322 | 100.7662 | 0 | 0 | 0 | 0 | 0 | 0 | 0 | 0 | 104.6762
4323 | 91.94 | 0 | 0 | 0 | 0 | 0 | 0 | 0 | 0 | 95.5077
4324 | 95.6176 | 0 | 0 | 0 | 0 | 0 | 0 | 0 | 0 | 99.3284
4325 | 86.0558 | 0 | 0 | 0 | 0 | 0 | 0 | 0 | 0 | 89.3954
4326 | 93.411 | 0 | 0 | 0 | 0 | 0 | 0 | 0 | 0 | 97.0358
4327 | 86.0558 | 107.55 | 219.2782 | 89.3954 | -129.8828 | 0 | 0 | 0 | 0 | 0
4328 | 91.951 | 318.51 | 838.1253 | 95.5191 | -742.6062 | 0 | 0 | 0 | 0 | 0
4329 | 200.9569 | 534.62 | 1449.2126 | 208.7551 | -784.8492 | 0 | 455.6083 | 0 | 0 | 0
4330 | 878.5446 | 716.82 | 1894.7986 | 912.6357 | 0 | 0 | 982.1629 | 0 | 0 | 0
4331 | 1068.5028 | 847.59 | 2194.7098 | 1109.965 | 0 | 0 | 1084.7449 | 0 | 0 | 0
4332 | 1462.838 | 911.81 | 2337.2265 | 1519.6031 | 0 | 0 | 817.6235 | 0 | 0 | 0
4333 | 1268.6028 | 906.34 | 2328.6585 | 1317.8308 | 0 | 0 | 1010.8277 | 0 | 0 | 0
4334 | 1480.9778 | 824.44 | 2138.0586 | 1538.447 | 0 | 0 | 599.6116 | 0 | 0 | 0
4335 | 1662.323 | 540.9 | 1411.505 | 1411.505 | 0 | 0 | 0 | 303.545 | 0 | 0
4336 | 1889.88 | 423.43 | 1123.0175 | 1123.0175 | 0 | 0 | 0 | 808.813 | 0 | 0
4337 | 1479.2732 | 15.67 | 24.5771 | 24.5771 | 0 | 0 | 0 | 1455.615 | 0 | 0
4338 | 1404.2291 | 30.37 | 62.6721 | 62.6721 | 0 | 0 | 0 | 312.698 | 0 | 1071.2155
4339 | 1635.7965 | 0 | 0 | 0 | 0 | 0 | 0 | 604.596 | 0 | 1071.2155
4340 | 1688.7539 | 0 | 0 | 0 | 0 | 0 | 0 | 657.554 | 0 | 1071.2155
4341 | 1451.9165 | 0 | 0 | 0 | 0 | 0 | 0 | 1451.916 | 0 | 0
4342 | 1428.3799 | 0 | 0 | 0 | 0 | 0 | 0 | 1428.38 | 0 | 0
4343 | 1283.4824 | 0 | 0 | 0 | 0 | 0 | 0 | 1283.482 | 0 | 0
4344 | 1275.3917 | 0 | 0 | 0 | 0 | 0 | 0 | 1275.392 | 0 | 0
4345 | 1141.0098 | 0 | 0 | 0 | 0 | 0 | 0 | 1141.01 | 0 | 0
4346 | 1317.8249 | 0 | 0 | 0 | 0 | 0 | 0 | 1317.825 | 0 | 0
4347 | 1357.1939 | 0 | 0 | 0 | 0 | 0 | 0 | 1357.194 | 0 | 0
4348 | 1237.7056 | 0 | 0 | 0 | 0 | 0 | 0 | 1237.706 | 0 | 0
4349 | 1136.175 | 0 | 0 | 0 | 0 | 0 | 0 | 1136.175 | 0 | 0
4350 | 1195.5738 | 0 | 0 | 0 | 0 | 0 | 0 | 1195.574 | 0 | 0
4351 | 1022.9029 | 84.42 | 205.0237 | 0 | -205.0237 | 0 | 0 | 1022.903 | 0 | 0
4352 | 1129.8233 | 224.13 | 601.5999 | 0 | -601.5999 | 0 | 0 | 1129.823 | 0 | 0
4353 | 1224.9167 | 375.28 | 1006.3691 | 956.2468 | -50.1223 | 0 | 0 | 304.391 | 0 | 0
4354 | 1366.0648 | 547.51 | 1446.2312 | 1419.0748 | -27.1564 | 0 | 0 | 0 | 0 | 0
4355 | 1337.9229 | 848.09 | 2228.2289 | 1389.8408 | -838.3881 | 0 | 0 | 0 | 0 | 0
4356 | 1315.4265 | 911.03 | 2369.8689 | 1366.4708 | -1003.3981 | 0 | 0 | 0 | 0 | 0
4357 | 1307.2764 | 734.96 | 1896.7879 | 1358.0045 | -538.7834 | 0 | 0 | 0 | 0 | 0
4358 | 1149.254 | 577.88 | 1505.8192 | 1193.8505 | -311.9686 | 0 | 0 | 0 | 0 | 0
4359 | 1075.5123 | 268.57 | 704.1704 | 704.1704 | 0 | 0 | 0 | 397.647 | 0 | 0
4360 | 1067.8206 | 307.5 | 818.1356 | 818.1356 | 0 | 0 | 0 | 280.247 | 0 | 0
4361 | 1122.6445 | 15.67 | 25.0445 | 25.0445 | 0 | 0 | 0 | 1098.535 | 0 | 0
4362 | 1180.3883 | 45.86 | 105.0097 | 105.0097 | 0 | 0 | 0 | 48.102 | 0 | 1071.2155
4363 | 1047.7675 | 0 | 0 | 0 | 0 | 0 | 0 | 16.567 | 0 | 1071.2155
4364 | 988.3687 | 0 | 0 | 0 | 0 | 0 | 0 | 0 | 0 | 1026.7224
4365 | 1236.3242 | 0 | 0 | 0 | 0 | 0 | 0 | 1236.324 | 0 | 0
4366 | 1285.3627 | 0 | 0 | 0 | 0 | 0 | 0 | 1285.363 | 0 | 0
4367 | 1237.0149 | 0 | 0 | 0 | 0 | 0 | 0 | 1237.015 | 0 | 0
4368 | 955.9065 | 0 | 0 | 0 | 0 | 0 | 0 | 955.907 | 0 | 0
4369 | 1144.4632 | 0 | 0 | 0 | 0 | 0 | 0 | 1144.463 | 0 | 0
4370 | 1100.2595 | 0 | 0 | 0 | 0 | 0 | 0 | 1100.259 | 0 | 0
4371 | 1259.8074 | 0 | 0 | 0 | 0 | 0 | 0 | 1259.807 | 0 | 0
4372 | 1195.5738 | 0 | 0 | 0 | 0 | 0 | 0 | 1195.574 | 0 | 0
4373 | 1084.3737 | 0 | 0 | 0 | 0 | 0 | 0 | 1084.374 | 0 | 0
4374 | 1230.7987 | 0 | 0 | 0 | 0 | 0 | 0 | 1230.799 | 0 | 0
4375 | 855.7574 | 55.75 | 133.5217 | 0 | -133.5217 | 0 | 0 | 855.757 | 0 | 0
4376 | 848.1616 | 197.27 | 527.0085 | 0 | -527.0085 | 0 | 0 | 848.162 | 0 | 0
4377 | 955.36 | 318.02 | 849.2883 | 485.1343 | -364.154 | 0 | 0 | 488.348 | 0 | 0
4378 | 1003.5499 | 167.49 | 431.8872 | 431.8872 | 0 | 0 | 0 | 587.795 | 0 | 0
4379 | 826.6632 | 552.84 | 1441.6688 | 858.7415 | -582.9274 | 0 | 0 | 0 | 0 | 0
4380 | 1123.7505 | 740.25 | 1903.9307 | 1167.3568 | -736.5739 | 0 | 0 | 0 | 0 | 0
4381 | 1103.3684 | 779.66 | 1996.7593 | 1146.1839 | -850.5754 | 0 | 0 | 0 | 0 | 0
4382 | 1414.2487 | 677.27 | 1748.0643 | 1469.1275 | -278.9367 | 0 | 0 | 0 | 0 | 0
4383 | 1156.956 | 479.36 | 1255.0787 | 1201.8514 | -53.2273 | 0 | 0 | 0 | 0 | 0
4384 | 1089.7222 | 422.09 | 1121.6941 | 1121.6941 | 0 | 0 | 0 | 9.929 | 0 | 0
4385 | 1137.5314 | 46.42 | 107.1776 | 107.1776 | 0 | 0 | 0 | 1034.357 | 0 | 0
4386 | 926.8434 | 5.87 | 0 | 0 | 0 | 0 | 0 | 0 | 0 | 962.8089
4387 | 835.7275 | 0 | 0 | 0 | 0 | 0 | 0 | 0 | 0 | 868.1582
4388 | 1471.8474 | 0 | 0 | 0 | 0 | 0 | 0 | 440.647 | 0 | 1071.2155
4389 | 1105.0942 | 0 | 0 | 0 | 0 | 0 | 0 | 1105.094 | 0 | 0
4390 | 823.2952 | 0 | 0 | 0 | 0 | 0 | 0 | 823.295 | 0 | 0
4391 | 927.5885 | 0 | 0 | 0 | 0 | 0 | 0 | 927.588 | 0 | 0
4392 | 973.8643 | 0 | 0 | 0 | 0 | 0 | 0 | 973.864 | 0 | 0
4393 | 1145.1539 | 0 | 0 | 0 | 0 | 0 | 0 | 1145.154 | 0 | 0
4394 | 1047.7675 | 0 | 0 | 0 | 0 | 0 | 0 | 1047.767 | 0 | 0
4395 | 804.6468 | 0 | 0 | 0 | 0 | 0 | 0 | 804.647 | 0 | 0
4396 | 1138.2471 | 0 | 0 | 0 | 0 | 0 | 0 | 1138.247 | 0 | 0
4397 | 993.2035 | 0 | 0 | 0 | 0 | 0 | 0 | 993.203 | 0 | 0
4398 | 968.3388 | 0 | 0 | 0 | 0 | 0 | 0 | 968.339 | 0 | 0
4399 | 1081.611 | 105.86 | 210.9127 | 0 | -210.9127 | 0 | 0 | 1081.611 | 0 | 0
4400 | 1051.0551 | 319.03 | 841.6282 | 350.0242 | -491.604 | 0 | 0 | 714.106 | 0 | 0
4401 | 1124.1761 | 272.56 | 725.1979 | 725.1979 | 0 | 0 | 0 | 426.068 | 0 | 0
4402 | 1099.9253 | 548.3 | 1446.411 | 1142.6084 | -303.8026 | 0 | 0 | 0 | 0 | 0
4403 | 1173.32 | 623.67 | 1624.7415 | 1218.8504 | -405.8911 | 0 | 0 | 0 | 0 | 0
4404 | 1174.9733 | 798.5 | 2049.0465 | 1220.5686 | -828.478 | 0 | 0 | 0 | 0 | 0
4405 | 1130.4682 | 460.67 | 1201.3455 | 1174.3355 | -27.01 | 0 | 0 | 0 | 0 | 0
4406 | 1162.7327 | 830.02 | 2169.9686 | 1207.8526 | -962.116 | 0 | 0 | 0 | 0 | 0
4407 | 1439.1789 | 415.36 | 1094.3746 | 1094.3746 | 0 | 0 | 0 | 385.684 | 0 | 0
4408 | 1406.8437 | 233.3 | 615.7526 | 615.7526 | 0 | 0 | 0 | 814.093 | 0 | 0
4409 | 1304.5051 | 104.49 | 266.4732 | 266.4732 | 0 | 0 | 0 | 1047.986 | 0 | 0
4410 | 1480.7011 | 5.87 | 0 | 0 | 0 | 0 | 0 | 449.501 | 0 | 1071.2155
4411 | 1355.1218 | 0 | 0 | 0 | 0 | 0 | 0 | 323.922 | 0 | 1071.2155
4412 | 982.8432 | 0 | 0 | 0 | 0 | 0 | 0 | 0 | 0 | 1020.982
4413 | 1227.3453 | 0 | 0 | 0 | 0 | 0 | 0 | 1227.345 | 0 | 0
4414 | 1230.108 | 0 | 0 | 0 | 0 | 0 | 0 | 1230.108 | 0 | 0
4415 | 1073.3228 | 0 | 0 | 0 | 0 | 0 | 0 | 1073.323 | 0 | 0
4416 | 1058.8184 | 0 | 0 | 0 | 0 | 0 | 0 | 1058.818 | 0 | 0
4417 | 752.1548 | 0 | 0 | 0 | 0 | 0 | 0 | 752.155 | 0 | 0
4418 | 1158.2769 | 0 | 0 | 0 | 0 | 0 | 0 | 1158.277 | 0 | 0
4419 | 1156.8955 | 0 | 0 | 0 | 0 | 0 | 0 | 1156.896 | 0 | 0
4420 | 1170.7092 | 0 | 0 | 0 | 0 | 0 | 0 | 1170.709 | 0 | 0
4421 | 1391.7281 | 0 | 0 | 0 | 0 | 0 | 0 | 1391.728 | 0 | 0
4422 | 1459.4151 | 0 | 0 | 0 | 0 | 0 | 0 | 1459.415 | 0 | 0
4423 | 1333.7106 | 76.7 | 186.9069 | 0 | -186.9069 | 0 | 0 | 1333.711 | 0 | 0
4424 | 1049.1048 | 229.79 | 616.0278 | 0 | -616.0278 | 0 | 0 | 1049.105 | 0 | 0
4425 | 1288.2412 | 534.43 | 1462.6859 | 391.4705 | -1071.2155 | 0 | 0 | 911.394 | 0 | 0
4426 | 1625.402 | 417.12 | 1105.3973 | 34.1819 | -1071.2155 | 0 | 0 | 1592.497 | 0 | 0
4427 | 1252.525 | 325.21 | 853.0374 | 853.0374 | 0 | 0 | 0 | 0 | 0 | 448.0915
4428 | 1499.6906 | 475.39 | 1244.1619 | 1244.1619 | 0 | 0 | 0 | 0 | 0 | 313.7242
4429 | 1174.5986 | 389.54 | 1018.8535 | 544.6214 | -474.232 | 0 | 0 | 650.321 | 0 | 0
4430 | 1162.5522 | 729.09 | 1897.728 | 1207.6645 | -690.0635 | 0 | 0 | 0 | 0 | 0
4431 | 1383.5979 | 645.07 | 1695.9828 | 1437.2882 | -258.6946 | 0 | 0 | 0 | 0 | 0
4432 | 1184.4607 | 29.42 | 59.9931 | 59.9931 | 0 | 0 | 0 | 1126.709 | 0 | 0
4433 | 1396.2434 | 184.82 | 489.2334 | 489.2334 | 0 | 0 | 0 | 925.286 | 0 | 0
4434 | 1222.7384 | 27.43 | 55.494 | 55.494 | 0 | 0 | 0 | 138.118 | 0 | 1071.2155
4435 | 1330.2572 | 0 | 0 | 0 | 0 | 0 | 0 | 299.057 | 0 | 1071.2155
4436 | 1078.8483 | 0 | 0 | 0 | 0 | 0 | 0 | 47.648 | 0 | 1071.2155
4437 | 1160.349 | 0 | 0 | 0 | 0 | 0 | 0 | 1160.349 | 0 | 0
4438 | 1320.5876 | 0 | 0 | 0 | 0 | 0 | 0 | 1320.588 | 0 | 0
4439 | 1039.4793 | 0 | 0 | 0 | 0 | 0 | 0 | 1039.479 | 0 | 0
4440 | 1082.9924 | 0 | 0 | 0 | 0 | 0 | 0 | 1082.992 | 0 | 0
4441 | 1015.996 | 0 | 0 | 0 | 0 | 0 | 0 | 1015.996 | 0 | 0
4442 | 1259.1168 | 0 | 0 | 0 | 0 | 0 | 0 | 1259.117 | 0 | 0
4443 | 955.2158 | 0 | 0 | 0 | 0 | 0 | 0 | 955.216 | 0 | 0
4444 | 1254.9727 | 0 | 0 | 0 | 0 | 0 | 0 | 1254.973 | 0 | 0
4445 | 1275.6932 | 0 | 0 | 0 | 0 | 0 | 0 | 1275.693 | 0 | 0
4446 | 932.4233 | 0 | 0 | 0 | 0 | 0 | 0 | 932.423 | 0 | 0
4447 | 1058.1277 | 97.7 | 232.5707 | 232.5707 | 0 | 0 | 0 | 834.244 | 0 | 0
4448 | 793.1348 | 316.68 | 838.1887 | 823.9124 | -14.2763 | 0 | 0 | 0 | 0 | 0
4449 | 1186.5863 | 533.87 | 1462.5768 | 1232.6312 | -229.9457 | 0 | 0 | 0 | 0 | 0
4450 | 1347.1392 | 717.62 | 1925.2896 | 1399.4144 | -525.8752 | 0 | 0 | 0 | 0 | 0
4451 | 1551.5661 | 846.1 | 2231.1407 | 1611.7741 | -619.3666 | 0 | 0 | 0 | 0 | 0
4452 | 1023.2024 | 911.95 | 2385.9371 | 1062.9081 | -1071.2155 | 0 | 251.8135 | 0 | 0 | 0
4453 | 1250.4936 | 627.66 | 1638.9887 | 1299.0181 | -339.9707 | 0 | 0 | 0 | 0 | 0
4454 | 1279.245 | 716.18 | 1874.3622 | 1328.8858 | -545.4764 | 0 | 0 | 0 | 0 | 0
4455 | 790.3815 | 527.54 | 1399.2503 | 821.0515 | -230.3155 | 0 | 347.8832 | 0 | 0 | 0
4456 | 1057.9646 | 420.19 | 1130.6434 | 1099.0191 | 0 | 0 | 31.6243 | 0 | 0 | 0
4457 | 1309.8432 | 129.49 | 336.9259 | 336.9259 | 0 | 0 | 0 | 985.503 | 0 | 0
4458 | 1349.9434 | 56.85 | 134.0505 | 134.0505 | 0 | 0 | 0 | 189.701 | 0 | 1071.2155
4459 | 1201.79 | 0 | 0 | 0 | 0 | 0 | 0 | 170.59 | 0 | 1071.2155
4460 | 1417.2834 | 0 | 0 | 0 | 0 | 0 | 0 | 386.083 | 0 | 1071.2155
4461 | 1335.092 | 0 | 0 | 0 | 0 | 0 | 0 | 1335.092 | 0 | 0
4462 | 1290.1975 | 0 | 0 | 0 | 0 | 0 | 0 | 1290.198 | 0 | 0
4463 | 1175.544 | 0 | 0 | 0 | 0 | 0 | 0 | 1175.544 | 0 | 0
4464 | 1105.7849 | 0 | 0 | 0 | 0 | 0 | 0 | 1105.785 | 0 | 0
4465 | 1215.6037 | 0 | 0 | 0 | 0 | 0 | 0 | 1215.604 | 0 | 0
4466 | 895.1263 | 0 | 0 | 0 | 0 | 0 | 0 | 895.126 | 0 | 0
4467 | 966.2668 | 0 | 0 | 0 | 0 | 0 | 0 | 966.267 | 0 | 0
4468 | 1008.3985 | 0 | 0 | 0 | 0 | 0 | 0 | 1008.399 | 0 | 0
4469 | 1040.17 | 0 | 0 | 0 | 0 | 0 | 0 | 1040.17 | 0 | 0
4470 | 973.1736 | 0 | 0 | 0 | 0 | 0 | 0 | 973.174 | 0 | 0
4471 | 1027.7377 | 72.08 | 174.9264 | 174.9264 | 0 | 0 | 0 | 859.346 | 0 | 0
4472 | 181.6015 | 214.53 | 574.6335 | 188.649 | -385.9845 | 0 | 0 | 0 | 0 | 0
4473 | 87.356 | 359.1 | 962.677 | 90.7458 | -871.9312 | 0 | 0 | 0 | 0 | 0
4474 | 0 | 429.06 | 1133.8014 | 0 | -1071.2155 | 0 | 62.5859 | 0 | 0 | 0
4475 | 0 | 604.77 | 1577.961 | 0 | -1071.2155 | 0 | 506.7456 | 0 | 0 | 0
4476 | 0 | 724.96 | 1871.8701 | 0 | -176.094 | 0 | 1695.776 | 0 | 0 | 0
4477 | 0 | 749.98 | 1933.1658 | 0 | 0 | 0 | 1933.1658 | 0 | 0 | 0
4478 | 0 | 703.14 | 1824.833 | 0 | 0 | 0 | 1824.833 | 0 | 0 | 0
4479 | 0 | 450.3 | 1188.1818 | 0 | 0 | 0 | 1188.1818 | 0 | 0 | 0
4480 | 0 | 393.31 | 1052.3508 | 0 | 0 | 0 | 1052.3508 | 0 | 0 | 0
4481 | 0 | 283.01 | 754.2772 | 0 | 0 | 0 | 754.2772 | 0 | 0 | 0
4482 | 0 | 88.79 | 205.5265 | 0 | 0 | 0 | 205.5265 | 0 | 0 | 0
4483 | 0 | 0 | 0 | 0 | 0 | 0 | 0 | 0 | 0 | 0
4484 | 0 | 0 | 0 | 0 | 0 | 0 | 0 | 0 | 0 | 0
4485 | 118.7976 | 0 | 0 | 0 | 0 | 0 | 0 | 0 | 0 | 123.4079
4486 | 193.3915 | 0 | 0 | 0 | 0 | 0 | 0 | 0 | 0 | 200.8955
4487 | 241.0487 | 0 | 0 | 0 | 0 | 0 | 0 | 0 | 0 | 250.4028
4488 | 237.5953 | 0 | 0 | 0 | 0 | 0 | 0 | 0 | 0 | 246.8148
4489 | 234.8325 | 0 | 0 | 0 | 0 | 0 | 0 | 0 | 0 | 243.9456
4490 | 251.4089 | 0 | 0 | 0 | 0 | 0 | 0 | 0 | 0 | 261.1649
4491 | 171.9803 | 0 | 0 | 0 | 0 | 0 | 0 | 0 | 0 | 178.6536
4492 | 178.8871 | 0 | 0 | 0 | 0 | 0 | 0 | 0 | 0 | 185.8287
4493 | 246.5742 | 0 | 0 | 0 | 0 | 0 | 0 | 0 | 0 | 256.1422
4494 | 227.9257 | 0 | 0 | 0 | 0 | 0 | 0 | 0 | 0 | 236.7706
4495 | 274.8922 | 81.17 | 196.7891 | 196.7891 | 0 | 0 | 0 | 0 | 0 | 88.77
4496 | 119.5695 | 298.22 | 797.7127 | 124.2088 | -673.5039 | 0 | 0 | 0 | 0 | 0
4497 | 639.3445 | 421.31 | 1126.7707 | 664.1546 | -462.6161 | 0 | 0 | 0 | 0 | 0
4498 | 1147.0671 | 715.45 | 1894.4755 | 1191.5786 | -702.8968 | 0 | 0 | 0 | 0 | 0
4499 | 1141.3284 | 835.73 | 2169.472 | 1185.6169 | -690.3605 | 0 | 293.4945 | 0 | 0 | 0
4500 | 1174.7929 | 662.16 | 1703.2658 | 1220.3795 | 0 | 0 | 482.8863 | 0 | 0 | 0
4501 | 1161.3384 | 897.35 | 2305.7965 | 1206.4045 | 0 | 0 | 1099.392 | 0 | 0 | 0
4502 | 906.2351 | 469.01 | 1220.0357 | 941.4012 | 0 | 0 | 278.6344 | 0 | 0 | 0
4503 | 844.8066 | 147.96 | 377.8413 | 377.8413 | 0 | 0 | 0 | 451.358 | 0 | 30.8754
4504 | 961.5296 | 387.24 | 1033.2025 | 998.8409 | -34.3616 | 0 | 0 | 0 | 0 | 0
4505 | 1098.1261 | 14.69 | 22.4288 | 22.4288 | 0 | 0 | 0 | 1076.535 | 0 | 0
4506 | 934.1267 | 16.64 | 27.2447 | 27.2447 | 0 | 0 | 0 | 0 | 0 | 943.1298
4507 | 1015.996 | 0 | 0 | 0 | 0 | 0 | 0 | 0 | 0 | 1055.4215
4508 | 813.6256 | 0 | 0 | 0 | 0 | 0 | 0 | 0 | 0 | 845.1986
4509 | 770.8032 | 0 | 0 | 0 | 0 | 0 | 0 | 770.803 | 0 | 0
4510 | 861.9735 | 0 | 0 | 0 | 0 | 0 | 0 | 861.974 | 0 | 0
4511 | 1115.4545 | 0 | 0 | 0 | 0 | 0 | 0 | 1115.455 | 0 | 0
4512 | 933.114 | 0 | 0 | 0 | 0 | 0 | 0 | 933.114 | 0 | 0
4513 | 1098.8781 | 0 | 0 | 0 | 0 | 0 | 0 | 1098.878 | 0 | 0
4514 | 1076.0855 | 0 | 0 | 0 | 0 | 0 | 0 | 1076.086 | 0 | 0
4515 | 1114.0731 | 0 | 0 | 0 | 0 | 0 | 0 | 1114.073 | 0 | 0
4516 | 739.0318 | 0 | 0 | 0 | 0 | 0 | 0 | 739.032 | 0 | 0
4517 | 871.6431 | 0 | 0 | 0 | 0 | 0 | 0 | 871.643 | 0 | 0
4518 | 1126.5055 | 0 | 0 | 0 | 0 | 0 | 0 | 1126.505 | 0 | 0
4519 | 891.6729 | 75.94 | 184.4772 | 0 | -184.4772 | 0 | 0 | 891.673 | 0 | 0
4520 | 1175.0536 | 224.52 | 601.3256 | 0 | -601.3256 | 0 | 0 | 1175.054 | 0 | 0
4521 | 977.329 | 359.72 | 960.9661 | 0 | -960.9661 | 0 | 0 | 977.329 | 0 | 0
4522 | 1380.4794 | 386.39 | 1015.977 | 499.1301 | -516.8469 | 0 | 0 | 899.995 | 0 | 0
4523 | 1327.1344 | 630.45 | 1629.1284 | 1378.6341 | -250.4943 | 0 | 0 | 0 | 0 | 0
4524 | 1231.0111 | 271.25 | 701.5609 | 701.5609 | 0 | 0 | 0 | 0 | 0 | 577.2191
4525 | 1202.3589 | 781.74 | 1991.1903 | 1249.0162 | -742.1741 | 0 | 0 | 0 | 0 | 0
4526 | 1118.7189 | 628.84 | 1623.872 | 1162.1306 | -461.7414 | 0 | 0 | 0 | 0 | 0
4527 | 1397.5799 | 589.58 | 1540.9536 | 1451.8127 | -89.1409 | 0 | 0 | 0 | 0 | 0
4528 | 1387.754 | 316.76 | 840.9841 | 840.9841 | 0 | 0 | 0 | 578.186 | 0 | 0
4529 | 1404.902 | 18.61 | 32.6704 | 32.6704 | 0 | 0 | 0 | 1373.452 | 0 | 0
4530 | 1178.5865 | 38.23 | 84.3831 | 84.3831 | 0 | 0 | 0 | 66.156 | 0 | 1071.2155
4531 | 1232.8708 | 0 | 0 | 0 | 0 | 0 | 0 | 201.671 | 0 | 1071.2155
4532 | 1013.2333 | 0 | 0 | 0 | 0 | 0 | 0 | 0 | 0 | 1052.5513
4533 | 1301.9392 | 0 | 0 | 0 | 0 | 0 | 0 | 1301.939 | 0 | 0
4534 | 1252.9006 | 0 | 0 | 0 | 0 | 0 | 0 | 1252.901 | 0 | 0
4535 | 1488.4238 | 0 | 0 | 0 | 0 | 0 | 0 | 1488.424 | 0 | 0
4536 | 1379.9864 | 0 | 0 | 0 | 0 | 0 | 0 | 1379.986 | 0 | 0
4537 | 1263.2609 | 0 | 0 | 0 | 0 | 0 | 0 | 1263.261 | 0 | 0
4538 | 1365.4821 | 0 | 0 | 0 | 0 | 0 | 0 | 1365.482 | 0 | 0
4539 | 1331.6386 | 0 | 0 | 0 | 0 | 0 | 0 | 1331.639 | 0 | 0
4540 | 1141.0098 | 0 | 0 | 0 | 0 | 0 | 0 | 1141.01 | 0 | 0
4541 | 1093.3526 | 0 | 0 | 0 | 0 | 0 | 0 | 1093.353 | 0 | 0
4542 | 949.6904 | 0 | 0 | 0 | 0 | 0 | 0 | 949.69 | 0 | 0
4543 | 966.9575 | 103.6 | 201.123 | 0 | -201.123 | 0 | 0 | 966.957 | 0 | 0
4544 | 843.7136 | 253.68 | 679.4282 | 0 | -679.4282 | 0 | 0 | 843.714 | 0 | 0
4545 | 1005.3405 | 440.11 | 1176.4453 | 105.2299 | -1071.2155 | 0 | 0 | 904.042 | 0 | 0
4546 | 1563.6281 | 722.53 | 1911.1867 | 1465.6818 | -445.5049 | 0 | 0 | 152.697 | 0 | 0
4547 | 1371.9495 | 848.08 | 2195.8442 | 1425.1882 | -770.656 | 0 | 0 | 0 | 0 | 0
4548 | 1263.6571 | 664.31 | 1700.4361 | 1312.6929 | -387.7432 | 0 | 0 | 0 | 0 | 0
4549 | 1241.5078 | 202.73 | 518.3615 | 518.3615 | 0 | 0 | 0 | 742.51 | 0 | 0
4550 | 1242.3884 | 95.77 | 233.3426 | 233.3426 | 0 | 0 | 0 | 1017.763 | 0 | 0
4551 | 1546.4283 | 95.6 | 234.6483 | 234.6483 | 0 | 0 | 0 | 1320.545 | 0 | 0
4552 | 1391.9206 | 54.66 | 126.7518 | 126.7518 | 0 | 0 | 0 | 1269.903 | 0 | 0
4553 | 1102.5551 | 35.28 | 76.6981 | 76.6981 | 0 | 0 | 0 | 1028.723 | 0 | 0
4554 | 1208.6278 | 33.32 | 70.9732 | 70.9732 | 0 | 0 | 0 | 109.106 | 0 | 1071.2155
4555 | 1185.9043 | 0 | 0 | 0 | 0 | 0 | 0 | 154.704 | 0 | 1071.2155
4556 | 1010.4706 | 0 | 0 | 0 | 0 | 0 | 0 | 0 | 0 | 1049.6821
4557 | 1031.1911 | 0 | 0 | 0 | 0 | 0 | 0 | 1031.191 | 0 | 0
4558 | 1206.6248 | 0 | 0 | 0 | 0 | 0 | 0 | 1206.625 | 0 | 0
4559 | 1274.3118 | 0 | 0 | 0 | 0 | 0 | 0 | 1274.312 | 0 | 0
4560 | 1225.2732 | 0 | 0 | 0 | 0 | 0 | 0 | 1225.273 | 0 | 0
4561 | 1292.9603 | 0 | 0 | 0 | 0 | 0 | 0 | 1292.96 | 0 | 0
4562 | 1131.3402 | 0 | 0 | 0 | 0 | 0 | 0 | 1131.34 | 0 | 0
4563 | 1158.2769 | 0 | 0 | 0 | 0 | 0 | 0 | 1158.277 | 0 | 0
4564 | 1222.5105 | 0 | 0 | 0 | 0 | 0 | 0 | 1222.511 | 0 | 0
4565 | 826.7486 | 0 | 0 | 0 | 0 | 0 | 0 | 826.749 | 0 | 0
4566 | 1008.3985 | 0 | 0 | 0 | 0 | 0 | 0 | 1008.399 | 0 | 0
4567 | 964.1947 | 94.99 | 224.9314 | 0 | -224.9314 | 0 | 0 | 964.195 | 0 | 0
4568 | 949.7888 | 269.72 | 719.5655 | 0 | -719.5655 | 0 | 0 | 949.789 | 0 | 0
4569 | 1299.4648 | 414.56 | 1102.5811 | 122.5114 | -980.0697 | 0 | 0 | 1181.529 | 0 | 0
4570 | 1185.0608 | 489.96 | 1280.8203 | 1231.046 | -49.7743 | 0 | 0 | 0 | 0 | 0
4571 | 1494.3067 | 627.89 | 1614.6942 | 1552.2932 | -62.401 | 0 | 0 | 0 | 0 | 0
4572 | 1253.3755 | 757.22 | 1920.2379 | 1302.0119 | -618.2259 | 0 | 0 | 0 | 0 | 0
4573 | 1225.6264 | 735.66 | 1870.3846 | 1273.1871 | -597.1974 | 0 | 0 | 0 | 0 | 0
4574 | 1352.7545 | 587.3 | 1512.293 | 1405.2473 | -107.0457 | 0 | 0 | 0 | 0 | 0
4575 | 1293.0716 | 591.73 | 1536.5148 | 1343.2493 | -193.2655 | 0 | 0 | 0 | 0 | 0
4576 | 998.7617 | 378.78 | 1004.412 | 1004.412 | 0 | 0 | 0 | 31.87 | 0 | 0
4577 | 1126.9881 | 162.34 | 426.2195 | 426.2195 | 0 | 0 | 0 | 716.69 | 0 | 0
4578 | 1225.8163 | 35.28 | 76.4612 | 76.4612 | 0 | 0 | 0 | 121.011 | 0 | 1071.2155
4579 | 1032.5724 | 0 | 0 | 0 | 0 | 0 | 0 | 1.372 | 0 | 1071.2155
4580 | 1021.5215 | 0 | 0 | 0 | 0 | 0 | 0 | 0 | 0 | 1061.1609
4581 | 1216.2944 | 0 | 0 | 0 | 0 | 0 | 0 | 1216.294 | 0 | 0
4582 | 1219.0571 | 0 | 0 | 0 | 0 | 0 | 0 | 1219.057 | 0 | 0
4583 | 1163.1117 | 0 | 0 | 0 | 0 | 0 | 0 | 1163.112 | 0 | 0
4584 | 1101.6408 | 0 | 0 | 0 | 0 | 0 | 0 | 1101.641 | 0 | 0
4585 | 1022.2122 | 0 | 0 | 0 | 0 | 0 | 0 | 1022.212 | 0 | 0
4586 | 1254.9727 | 0 | 0 | 0 | 0 | 0 | 0 | 1254.973 | 0 | 0
4587 | 1133.4123 | 0 | 0 | 0 | 0 | 0 | 0 | 1133.412 | 0 | 0
4588 | 973.1736 | 0 | 0 | 0 | 0 | 0 | 0 | 973.174 | 0 | 0
4589 | 1258.4261 | 0 | 0 | 0 | 0 | 0 | 0 | 1258.426 | 0 | 0
4590 | 1203.862 | 0 | 0 | 0 | 0 | 0 | 0 | 1203.862 | 0 | 0
4591 | 1112.6918 | 52.72 | 124.3615 | 0 | -124.3615 | 0 | 0 | 1112.692 | 0 | 0
4592 | 1002.4448 | 101.99 | 260.1468 | 0 | -260.1468 | 0 | 0 | 1002.445 | 0 | 0
4593 | 715.8188 | 207.53 | 544.477 | 0 | -544.477 | 0 | 0 | 715.819 | 0 | 0
4594 | 888.077 | 472.76 | 1233.2233 | 162.0078 | -1071.2155 | 0 | 0 | 732.121 | 0 | 0
4595 | 1386.1353 | 589.68 | 1519.1335 | 1439.9236 | -79.2099 | 0 | 0 | 0 | 0 | 0
4596 | 1199.0566 | 619.05 | 1589.1884 | 1245.5861 | -343.6023 | 0 | 0 | 0 | 0 | 0
4597 | 1228.0489 | 469.8 | 1215.3465 | 144.131 | -1071.2155 | 0 | 0 | 1089.302 | 0 | 0
4598 | 1402.9448 | 566.28 | 1465.1365 | 1394.1134 | -71.0231 | 0 | 0 | 60.909 | 0 | 0
4599 | 1345.1535 | 370.99 | 972.2278 | 972.2278 | 0 | 0 | 0 | 409.243 | 0 | 0
4600 | 1550.7356 | 32.36 | 67.6116 | 67.6116 | 0 | 0 | 0 | 1485.65 | 0 | 0
4601 | 1497.0151 | 16.65 | 27.4639 | 27.4639 | 0 | 0 | 0 | 1470.578 | 0 | 0
4602 | 1191.2752 | 9.79 | 9.611 | 9.611 | 0 | 0 | 0 | 150.823 | 0 | 1071.2155
4603 | 1230.7987 | 0 | 0 | 0 | 0 | 0 | 0 | 199.599 | 0 | 1071.2155
4604 | 1251.5192 | 0 | 0 | 0 | 0 | 0 | 0 | 220.319 | 0 | 1071.2155
4605 | 1339.2361 | 0 | 0 | 0 | 0 | 0 | 0 | 1339.236 | 0 | 0
4606 | 1237.0149 | 0 | 0 | 0 | 0 | 0 | 0 | 1237.015 | 0 | 0
4607 | 1361.338 | 0 | 0 | 0 | 0 | 0 | 0 | 1361.338 | 0 | 0
4608 | 1507.763 | 0 | 0 | 0 | 0 | 0 | 0 | 1507.763 | 0 | 0
4609 | 607.8018 | 0 | 0 | 0 | 0 | 0 | 0 | 607.802 | 0 | 0
4610 | 762.515 | 0 | 0 | 0 | 0 | 0 | 0 | 762.515 | 0 | 0
4611 | 928.2792 | 0 | 0 | 0 | 0 | 0 | 0 | 928.279 | 0 | 0
4612 | 756.9896 | 0 | 0 | 0 | 0 | 0 | 0 | 756.99 | 0 | 0
4613 | 800.5026 | 0 | 0 | 0 | 0 | 0 | 0 | 800.503 | 0 | 0
4614 | 622.3062 | 0 | 0 | 0 | 0 | 0 | 0 | 622.306 | 0 | 0
4615 | 551.1658 | 46.92 | 108.9384 | 108.9384 | 0 | 0 | 0 | 446.297 | 0 | 0
4616 | 537.6301 | 318.19 | 838.6042 | 558.4936 | -280.1106 | 0 | 0 | 0 | 0 | 0
4617 | 520.8758 | 536.61 | 1464.7698 | 541.0874 | -923.6823 | 0 | 0 | 0 | 0 | 0
4618 | 948.3591 | 721.75 | 1923.5932 | 985.1598 | -938.4334 | 0 | 0 | 0 | 0 | 0
4619 | 845.2702 | 854.48 | 2235.9213 | 878.0705 | -1071.2155 | 0 | 286.6353 | 0 | 0 | 0
4620 | 618.959 | 922.7 | 2392.3756 | 642.9775 | -362.9989 | 0 | 1386.3992 | 0 | 0 | 0
4621 | 587.2298 | 525.16 | 1365.9462 | 610.0173 | 0 | 0 | 755.9289 | 0 | 0 | 0
4622 | 673.7052 | 850.13 | 2224.993 | 699.848 | 0 | 0 | 1525.1451 | 0 | 0 | 0
4623 | 761.9789 | 485.35 | 1278.5256 | 791.5474 | 0 | 0 | 486.9782 | 0 | 0 | 0
4624 | 727.5949 | 29.42 | 60.0003 | 60.0003 | 0 | 0 | 0 | 669.836 | 0 | 0
4625 | 423.3979 | 21.55 | 40.4614 | 40.4614 | 0 | 0 | 0 | 384.448 | 0 | 0
4626 | 585.8407 | 10.77 | 12.1312 | 12.1312 | 0 | 0 | 0 | 0 | 0 | 596.4422
4627 | 736.9597 | 0 | 0 | 0 | 0 | 0 | 0 | 0 | 0 | 765.5575
4628 | 609.1832 | 0 | 0 | 0 | 0 | 0 | 0 | 0 | 0 | 632.8222
4629 | 715.5485 | 0 | 0 | 0 | 0 | 0 | 0 | 715.549 | 0 | 0
4630 | 707.951 | 0 | 0 | 0 | 0 | 0 | 0 | 707.951 | 0 | 0
4631 | 652.0056 | 0 | 0 | 0 | 0 | 0 | 0 | 652.006 | 0 | 0
4632 | 602.2764 | 0 | 0 | 0 | 0 | 0 | 0 | 602.276 | 0 | 0
4633 | 1192.8111 | 0 | 0 | 0 | 0 | 0 | 0 | 1192.811 | 0 | 0
4634 | 1270.8584 | 0 | 0 | 0 | 0 | 0 | 0 | 1270.858 | 0 | 0
4635 | 1317.8249 | 0 | 0 | 0 | 0 | 0 | 0 | 1317.825 | 0 | 0
4636 | 1299.8671 | 0 | 0 | 0 | 0 | 0 | 0 | 1299.867 | 0 | 0
4637 | 1154.1328 | 0 | 0 | 0 | 0 | 0 | 0 | 1154.133 | 0 | 0
4638 | 1298.4857 | 0 | 0 | 0 | 0 | 0 | 0 | 934.896 | 0 | 377.699
4639 | 998.7289 | 101.39 | 196.359 | 196.359 | 0 | 0 | 0 | 0 | 0 | 841.1254
4640 | 130.6101 | 318.23 | 835.4286 | 135.6783 | -699.7503 | 0 | 0 | 0 | 0 | 0
4641 | 175.9232 | 536.49 | 1452.7404 | 182.7496 | -1071.2155 | 0 | 198.7753 | 0 | 0 | 0
4642 | 234.3197 | 722.37 | 1906.5049 | 243.4127 | -1071.2155 | 0 | 591.8767 | 0 | 0 | 0
4643 | 194.8402 | 507.75 | 1319.655 | 202.4007 | -734.2594 | 0 | 382.9948 | 0 | 0 | 0
4644 | 182.0764 | 406.52 | 1056.2868 | 189.1414 | 0 | 0 | 867.1454 | 0 | 0 | 0
4645 | 203.5454 | 390.82 | 1016.2513 | 211.4435 | 0 | 0 | 804.8077 | 0 | 0 | 0
4646 | 203.7794 | 588.73 | 1531.3467 | 211.6876 | 0 | 0 | 1319.6591 | 0 | 0 | 0
4647 | 223.5096 | 593.41 | 1558.7151 | 232.1832 | 0 | 0 | 1326.5318 | 0 | 0 | 0
4648 | 227.8445 | 453.63 | 1211.4385 | 236.6854 | 0 | 0 | 974.7531 | 0 | 0 | 0
4649 | 436.2411 | 20.57 | 37.6619 | 37.6619 | 0 | 0 | 0 | 0 | 0 | 415.5074
4650 | 395.2318 | 67.63 | 160.7353 | 160.7353 | 0 | 0 | 0 | 0 | 0 | 249.8336
4651 | 255.553 | 0 | 0 | 0 | 0 | 0 | 0 | 0 | 0 | 265.4697
4652 | 228.6164 | 0 | 0 | 0 | 0 | 0 | 0 | 0 | 0 | 237.4874
4653 | 206.5145 | 0 | 0 | 0 | 0 | 0 | 0 | 0 | 0 | 214.5277
4654 | 243.8114 | 0 | 0 | 0 | 0 | 0 | 0 | 0 | 0 | 253.272
4655 | 205.1331 | 0 | 0 | 0 | 0 | 0 | 0 | 0 | 0 | 213.0931
4656 | 192.7008 | 0 | 0 | 0 | 0 | 0 | 0 | 0 | 0 | 200.1787
4657 | 223.7816 | 0 | 0 | 0 | 0 | 0 | 0 | 0 | 0 | 232.4658
4658 | 188.5567 | 0 | 0 | 0 | 0 | 0 | 0 | 0 | 0 | 195.8739
4659 | 172.671 | 0 | 0 | 0 | 0 | 0 | 0 | 0 | 0 | 179.3715
4660 | 181.6499 | 0 | 0 | 0 | 0 | 0 | 0 | 0 | 0 | 188.6989
4661 | 106.3653 | 0 | 0 | 0 | 0 | 0 | 0 | 0 | 0 | 110.4925
4662 | 155.4039 | 0 | 0 | 0 | 0 | 0 | 0 | 0 | 0 | 161.4344
4663 | 132.6113 | 100.53 | 201.4326 | 137.758 | -63.6746 | 0 | 0 | 0 | 0 | 0
4664 | 210.6517 | 313.29 | 821.3777 | 218.8253 | -602.5525 | 0 | 0 | 0 | 0 | 0
4665 | 378.0493 | 530.49 | 1432.3954 | 392.7191 | -1039.6763 | 0 | 0 | 0 | 0 | 0
4666 | 837.0277 | 715.66 | 1878.883 | 869.5087 | -1009.3744 | 0 | 0 | 0 | 0 | 0
4667 | 1269.6825 | 566.89 | 1461.1298 | 1318.9517 | -142.1781 | 0 | 0 | 0 | 0 | 0
4668 | 1312.5904 | 784.48 | 1989.7006 | 1363.5247 | -612.2144 | 0 | 13.9615 | 0 | 0 | 0
4669 | 1239.8562 | 763.38 | 1941.7411 | 1287.9683 | 0 | 0 | 653.7728 | 0 | 0 | 0
4670 | 1427.338 | 837.46 | 2162.5681 | 1482.7255 | 0 | 0 | 679.8427 | 0 | 0 | 0
4671 | 1379.6333 | 704.34 | 1852.6023 | 1433.1693 | 0 | 0 | 419.433 | 0 | 0 | 0
4672 | 1408.1145 | 443.87 | 1178.0638 | 1178.0638 | 0 | 0 | 0 | 274.057 | 0 | 0
4673 | 1482.0911 | 301.48 | 784.3921 | 784.3921 | 0 | 0 | 0 | 727.001 | 0 | 0
4674 | 1357.8284 | 94.64 | 191.7613 | 191.7613 | 0 | 0 | 0 | 142.03 | 0 | 1071.2155
4675 | 1372.3889 | 0 | 0 | 0 | 0 | 0 | 0 | 341.189 | 0 | 1071.2155
4676 | 1344.7616 | 0 | 0 | 0 | 0 | 0 | 0 | 313.562 | 0 | 1071.2155
4677 | 1383.4399 | 0 | 0 | 0 | 0 | 0 | 0 | 1383.44 | 0 | 0
4678 | 1246.6844 | 0 | 0 | 0 | 0 | 0 | 0 | 1246.684 | 0 | 0
4679 | 1187.2856 | 0 | 0 | 0 | 0 | 0 | 0 | 1187.286 | 0 | 0
4680 | 944.1649 | 0 | 0 | 0 | 0 | 0 | 0 | 944.165 | 0 | 0
4681 | 1060.1998 | 0 | 0 | 0 | 0 | 0 | 0 | 1060.2 | 0 | 0
4682 | 1112.0011 | 0 | 0 | 0 | 0 | 0 | 0 | 1112.001 | 0 | 0
4683 | 985.6059 | 0 | 0 | 0 | 0 | 0 | 0 | 985.606 | 0 | 0
4684 | 1117.5266 | 0 | 0 | 0 | 0 | 0 | 0 | 1117.527 | 0 | 0
4685 | 919.991 | 0 | 0 | 0 | 0 | 0 | 0 | 919.991 | 0 | 0
4686 | 716.2392 | 0 | 0 | 0 | 0 | 0 | 0 | 716.239 | 0 | 0
4687 | 888.9102 | 55.77 | 132.7478 | 132.7478 | 0 | 0 | 0 | 761.122 | 0 | 0
4688 | 709.9428 | 272.52 | 729.3137 | 729.3137 | 0 | 0 | 0 | 7.873 | 0 | 0
4689 | 511.2727 | 535.68 | 1454.5822 | 531.1128 | -923.4694 | 0 | 0 | 0 | 0 | 0
4690 | 207.6748 | 721.43 | 1911.4298 | 215.7338 | -1071.2155 | 0 | 624.4806 | 0 | 0 | 0
4691 | 138.7688 | 849.15 | 2209.6437 | 144.1529 | -1071.2155 | 0 | 994.2753 | 0 | 0 | 0
4692 | 202.4179 | 917.34 | 2363.3701 | 210.2728 | -510.5403 | 0 | 1642.557 | 0 | 0 | 0
4693 | 689.9172 | 915.92 | 2361.0048 | 716.6901 | 0 | 0 | 1644.3147 | 0 | 0 | 0
4694 | 1105.1745 | 645.64 | 1671.6945 | 1148.061 | 0 | 0 | 523.6334 | 0 | 0 | 0
4695 | 1065.5889 | 502.08 | 1317.568 | 1106.9389 | 0 | 0 | 210.6291 | 0 | 0 | 0
4696 | 1205.8909 | 338.18 | 897.8608 | 897.8608 | 0 | 0 | 0 | 341.57 | 0 | 0
4697 | 1007.9081 | 137.76 | 358.0521 | 358.0521 | 0 | 0 | 0 | 663.231 | 0 | 0
4698 | 1302.5098 | 40.19 | 89.5294 | 89.5294 | 0 | 0 | 0 | 185.124 | 0 | 1071.2155
4699 | 973.1736 | 0 | 0 | 0 | 0 | 0 | 0 | 0 | 0 | 1010.9378
4700 | 879.9313 | 0 | 0 | 0 | 0 | 0 | 0 | 0 | 0 | 914.0765
4701 | 879.2406 | 0 | 0 | 0 | 0 | 0 | 0 | 879.241 | 0 | 0
4702 | 925.5164 | 0 | 0 | 0 | 0 | 0 | 0 | 925.516 | 0 | 0
4703 | 1076.0855 | 0 | 0 | 0 | 0 | 0 | 0 | 1076.086 | 0 | 0
4704 | 1077.4669 | 0 | 0 | 0 | 0 | 0 | 0 | 1077.467 | 0 | 0
4705 | 1165.8744 | 0 | 0 | 0 | 0 | 0 | 0 | 1165.874 | 0 | 0
4706 | 1019.4494 | 0 | 0 | 0 | 0 | 0 | 0 | 1019.449 | 0 | 0
4707 | 1090.5899 | 0 | 0 | 0 | 0 | 0 | 0 | 1090.59 | 0 | 0
4708 | 797.7399 | 0 | 0 | 0 | 0 | 0 | 0 | 797.74 | 0 | 0
4709 | 1000.1103 | 0 | 0 | 0 | 0 | 0 | 0 | 1000.11 | 0 | 0
4710 | 815.6977 | 0 | 0 | 0 | 0 | 0 | 0 | 815.698 | 0 | 0
4711 | 1003.5637 | 100.09 | 198.7358 | 0 | -198.7358 | 0 | 0 | 1003.564 | 0 | 0
4712 | 951.6977 | 306.25 | 817.6079 | 0 | -817.6079 | 0 | 0 | 951.698 | 0 | 0
4713 | 1121.6603 | 421.71 | 1123.5068 | 169.4124 | -954.0944 | 0 | 0 | 958.576 | 0 | 0
4714 | 1083.6407 | 585.03 | 1521.7181 | 1125.6914 | -396.0267 | 0 | 0 | 0 | 0 | 0
4715 | 1503.6577 | 647.93 | 1654.7921 | 1562.006 | -92.786 | 0 | 0 | 0 | 0 | 0
4716 | 1480.6329 | 758.01 | 1902.093 | 1538.0886 | -364.0045 | 0 | 0 | 0 | 0 | 0
4717 | 1652.4707 | 710.88 | 1785.3605 | 1716.5937 | -68.7668 | 0 | 0 | 0 | 0 | 0
4718 | 1615.0866 | 753.05 | 1889.7365 | 1677.76 | -211.9764 | 0 | 0 | 0 | 0 | 0
4719 | 1540.0611 | 707.97 | 1830.3033 | 1599.8227 | -230.4806 | 0 | 0 | 0 | 0 | 0
4720 | 1743.6635 | 362.49 | 949.8623 | 949.8623 | 0 | 0 | 0 | 829.284 | 0 | 0
4721 | 1217.598 | 139.71 | 360.3832 | 360.3832 | 0 | 0 | 0 | 870.677 | 0 | 0
4722 | 1425.4723 | 26.45 | 52.5012 | 52.5012 | 0 | 0 | 0 | 343.732 | 0 | 1071.2155
4723 | 1408.9952 | 0 | 0 | 0 | 0 | 0 | 0 | 377.795 | 0 | 1071.2155
4724 | 1178.3067 | 0 | 0 | 0 | 0 | 0 | 0 | 147.107 | 0 | 1071.2155
4725 | 1460.1058 | 0 | 0 | 0 | 0 | 0 | 0 | 1460.106 | 0 | 0
4726 | 1165.1837 | 0 | 0 | 0 | 0 | 0 | 0 | 1165.184 | 0 | 0
4727 | 1237.7056 | 0 | 0 | 0 | 0 | 0 | 0 | 1237.706 | 0 | 0
4728 | 1343.3802 | 0 | 0 | 0 | 0 | 0 | 0 | 1343.38 | 0 | 0
4729 | 1258.4261 | 0 | 0 | 0 | 0 | 0 | 0 | 1258.426 | 0 | 0
4730 | 1290.1975 | 0 | 0 | 0 | 0 | 0 | 0 | 1290.198 | 0 | 0
4731 | 1518.8139 | 0 | 0 | 0 | 0 | 0 | 0 | 1518.814 | 0 | 0
4732 | 1493.2586 | 0 | 0 | 0 | 0 | 0 | 0 | 1493.259 | 0 | 0
4733 | 1221.1291 | 0 | 0 | 0 | 0 | 0 | 0 | 1221.129 | 0 | 0
4734 | 1216.2944 | 0 | 0 | 0 | 0 | 0 | 0 | 1216.294 | 0 | 0
4735 | 1270.1677 | 82.09 | 196.5491 | 0 | -196.5491 | 0 | 0 | 1270.168 | 0 | 0
4736 | 1420.868 | 245.85 | 658.8432 | 0 | -658.8432 | 0 | 0 | 1420.868 | 0 | 0
4737 | 1032.7373 | 408.81 | 1095.8642 | 884.3075 | -211.5567 | 0 | 0 | 181.463 | 0 | 0
4738 | 983.6487 | 547.94 | 1444.3022 | 1021.8193 | -422.4829 | 0 | 0 | 0 | 0 | 0
4739 | 1036.9712 | 625.51 | 1627.1671 | 1077.2104 | -549.9567 | 0 | 0 | 0 | 0 | 0
4740 | 1264.5447 | 631.45 | 1632.9938 | 1313.6154 | -319.3784 | 0 | 0 | 0 | 0 | 0
4741 | 1287.5099 | 738.42 | 1895.9433 | 1337.4715 | -558.4718 | 0 | 0 | 0 | 0 | 0
4742 | 1054.9635 | 680.13 | 1755.1022 | 1095.9016 | -659.2006 | 0 | 0 | 0 | 0 | 0
4743 | 1243.8855 | 236.97 | 616.2699 | 616.2699 | 0 | 0 | 0 | 650.636 | 0 | 0
4744 | 986.9251 | 193.62 | 505.3214 | 505.3214 | 0 | 0 | 0 | 500.48 | 0 | 0
4745 | 1104.938 | 236.51 | 627.0641 | 627.0641 | 0 | 0 | 0 | 501.298 | 0 | 0
4746 | 1034.1178 | 5.87 | 0 | 0 | 0 | 0 | 0 | 2.918 | 0 | 1071.2155
4747 | 840.5623 | 0 | 0 | 0 | 0 | 0 | 0 | 0 | 0 | 873.1798
4748 | 1201.79 | 0 | 0 | 0 | 0 | 0 | 0 | 170.59 | 0 | 1071.2155
4749 | 714.1672 | 0 | 0 | 0 | 0 | 0 | 0 | 714.167 | 0 | 0
4750 | 1128.5775 | 0 | 0 | 0 | 0 | 0 | 0 | 1128.578 | 0 | 0
4751 | 844.7064 | 0 | 0 | 0 | 0 | 0 | 0 | 844.706 | 0 | 0
4752 | 1005.6358 | 0 | 0 | 0 | 0 | 0 | 0 | 1005.636 | 0 | 0
4753 | 1029.119 | 0 | 0 | 0 | 0 | 0 | 0 | 1029.119 | 0 | 0
4754 | 1085.7551 | 0 | 0 | 0 | 0 | 0 | 0 | 1085.755 | 0 | 0
4755 | 1188.667 | 0 | 0 | 0 | 0 | 0 | 0 | 1188.667 | 0 | 0
4756 | 1035.3352 | 0 | 0 | 0 | 0 | 0 | 0 | 1035.335 | 0 | 0
4757 | 943.4742 | 0 | 0 | 0 | 0 | 0 | 0 | 943.474 | 0 | 0
4758 | 1012.5426 | 0 | 0 | 0 | 0 | 0 | 0 | 1012.543 | 0 | 0
4759 | 1096.806 | 12.73 | 17.3844 | 0 | -17.3844 | 0 | 0 | 1096.806 | 0 | 0
4760 | 934.3477 | 34.3 | 74.8843 | 0 | -74.8843 | 0 | 0 | 934.348 | 0 | 0
4761 | 1094.2419 | 429.02 | 1149.5798 | 254.2267 | -895.3531 | 0 | 0 | 849.512 | 0 | 0
4762 | 1260.8348 | 602.89 | 1583.6464 | 1309.7603 | -273.8861 | 0 | 0 | 0 | 0 | 0
4763 | 1083.1262 | 596.29 | 1550.2094 | 1125.1564 | -425.0529 | 0 | 0 | 0 | 0 | 0
4764 | 1249.8858 | 691.6 | 1781.9075 | 1298.3875 | -483.52 | 0 | 0 | 0 | 0 | 0
4765 | 1115.5132 | 729.3 | 1877.277 | 1158.8002 | -718.4768 | 0 | 0 | 0 | 0 | 0
4766 | 1150.3401 | 639.18 | 1662.4709 | 1194.9787 | -467.4923 | 0 | 0 | 0 | 0 | 0
4767 | 1467.4236 | 534.82 | 1411.9839 | 1411.9839 | 0 | 0 | 0 | 108.185 | 0 | 0
4768 | 1501.2835 | 483.77 | 1303.0559 | 1303.0559 | 0 | 0 | 0 | 246.903 | 0 | 0
4769 | 1430.4064 | 271.4 | 729.884 | 729.884 | 0 | 0 | 0 | 727.788 | 0 | 0
4770 | 1592.421 | 88.93 | 208.2513 | 208.2513 | 0 | 0 | 0 | 360.749 | 0 | 1071.2155
4771 | 1372.3889 | 0 | 0 | 0 | 0 | 0 | 0 | 341.189 | 0 | 1071.2155
4772 | 1328.8758 | 0 | 0 | 0 | 0 | 0 | 0 | 297.676 | 0 | 1071.2155
4773 | 1486.3518 | 0 | 0 | 0 | 0 | 0 | 0 | 1486.352 | 0 | 0
4774 | 1364.1007 | 0 | 0 | 0 | 0 | 0 | 0 | 1364.101 | 0 | 0
4775 | 1410.3765 | 0 | 0 | 0 | 0 | 0 | 0 | 1410.377 | 0 | 0
4776 | 1210.7689 | 0 | 0 | 0 | 0 | 0 | 0 | 1210.769 | 0 | 0
4777 | 1007.0171 | 0 | 0 | 0 | 0 | 0 | 0 | 1007.017 | 0 | 0
4778 | 820.5325 | 0 | 0 | 0 | 0 | 0 | 0 | 820.532 | 0 | 0
4779 | 1060.8905 | 0 | 0 | 0 | 0 | 0 | 0 | 1060.89 | 0 | 0
4780 | 1237.7056 | 0 | 0 | 0 | 0 | 0 | 0 | 1237.706 | 0 | 0
4781 | 960.7413 | 0 | 0 | 0 | 0 | 0 | 0 | 960.741 | 0 | 0
4782 | 1200.4086 | 0 | 0 | 0 | 0 | 0 | 0 | 1200.409 | 0 | 0
4783 | 1122.3613 | 99.82 | 192.6131 | 0 | -192.6131 | 0 | 0 | 1122.361 | 0 | 0
4784 | 1070.4651 | 317.85 | 842.7366 | 453.3811 | -389.3554 | 0 | 0 | 634.02 | 0 | 0
4785 | 1185.2757 | 538.67 | 1481.2286 | 1231.2703 | -249.9582 | 0 | 0 | 0 | 0 | 0
4786 | 1241.5501 | 520.03 | 1380.9818 | 1289.728 | -91.2538 | 0 | 0 | 0 | 0 | 0
4787 | 1273.3423 | 652.21 | 1705.2697 | 1322.7537 | -382.516 | 0 | 0 | 0 | 0 | 0
4788 | 1429.0673 | 929.29 | 2420.2759 | 1484.5226 | -935.7532 | 0 | 0 | 0 | 0 | 0
4789 | 1265.5332 | 658.53 | 1709.3179 | 1314.6417 | -394.6762 | 0 | 0 | 0 | 0 | 0
4790 | 1185.2801 | 679.89 | 1768.6949 | 1231.2745 | -537.4204 | 0 | 0 | 0 | 0 | 0
4791 | 1296.2238 | 669.75 | 1749.4168 | 1346.5236 | -402.8932 | 0 | 0 | 0 | 0 | 0
4792 | 1491.7106 | 386.56 | 1031.6682 | 1031.6682 | 0 | 0 | 0 | 498.581 | 0 | 0
4793 | 1623.4698 | 167.8 | 441.6042 | 441.6042 | 0 | 0 | 0 | 1198.362 | 0 | 0
4794 | 1365.0331 | 9.79 | 9.6037 | 9.6037 | 0 | 0 | 0 | 324.588 | 0 | 1071.2155
4795 | 1483.589 | 0 | 0 | 0 | 0 | 0 | 0 | 452.389 | 0 | 1071.2155
4796 | 1207.3155 | 0 | 0 | 0 | 0 | 0 | 0 | 176.115 | 0 | 1071.2155
4797 | 1394.4908 | 0 | 0 | 0 | 0 | 0 | 0 | 1394.491 | 0 | 0
4798 | 1198.3366 | 0 | 0 | 0 | 0 | 0 | 0 | 1198.337 | 0 | 0
4799 | 1087.8272 | 0 | 0 | 0 | 0 | 0 | 0 | 1087.827 | 0 | 0
4800 | 982.8432 | 0 | 0 | 0 | 0 | 0 | 0 | 982.843 | 0 | 0
4801 | 1308.846 | 0 | 0 | 0 | 0 | 0 | 0 | 1308.846 | 0 | 0
4802 | 1232.1801 | 0 | 0 | 0 | 0 | 0 | 0 | 1232.18 | 0 | 0
4803 | 1165.8744 | 0 | 0 | 0 | 0 | 0 | 0 | 1165.874 | 0 | 0
4804 | 1230.108 | 0 | 0 | 0 | 0 | 0 | 0 | 1230.108 | 0 | 0
4805 | 1178.9974 | 0 | 0 | 0 | 0 | 0 | 0 | 1178.997 | 0 | 0
4806 | 1110.6197 | 0 | 0 | 0 | 0 | 0 | 0 | 1110.62 | 0 | 0
4807 | 929.6605 | 39.21 | 88.0231 | 88.0231 | 0 | 0 | 0 | 844.926 | 0 | 0
4808 | 777.6212 | 312.3 | 824.891 | 807.7964 | -17.0946 | 0 | 0 | 0 | 0 | 0
4809 | 947.273 | 400.15 | 1073.4915 | 984.0317 | -89.4598 | 0 | 0 | 0 | 0 | 0
4810 | 1179.9083 | 338.99 | 894.0203 | 894.0203 | 0 | 0 | 0 | 227.115 | 0 | 95.7456
4811 | 1059.5877 | 594.8 | 1550.9095 | 1100.705 | -450.2045 | 0 | 0 | 0 | 0 | 0
4812 | 1194.5136 | 552.01 | 1434.3421 | 1240.8658 | -193.4763 | 0 | 0 | 0 | 0 | 0
4813 | 1267.6269 | 696.77 | 1798.0069 | 1316.8169 | -481.1899 | 0 | 0 | 0 | 0 | 0
4814 | 887.0799 | 662.28 | 1718.9642 | 921.5029 | -797.4613 | 0 | 0 | 0 | 0 | 0
4815 | 1241.5596 | 609.05 | 1599.5422 | 1289.7384 | -309.8038 | 0 | 0 | 0 | 0 | 0
4816 | 536.721 | 390.93 | 1043.6238 | 557.5483 | -486.0754 | 0 | 0 | 0 | 0 | 0
4817 | 511.4393 | 196.5 | 521.0094 | 521.0094 | 0 | 0 | 0 | 0 | 0 | 10.2769
4818 | 220.4508 | 59.13 | 139.7598 | 139.7598 | 0 | 0 | 0 | 0 | 0 | 89.2448
4819 | 219.6375 | 0 | 0 | 0 | 0 | 0 | 0 | 0 | 0 | 228.16
4820 | 234.8325 | 0 | 0 | 0 | 0 | 0 | 0 | 0 | 0 | 243.9456
4821 | 155.4039 | 0 | 0 | 0 | 0 | 0 | 0 | 0 | 0 | 161.4344
4822 | 212.04 | 0 | 0 | 0 | 0 | 0 | 0 | 0 | 0 | 220.2682
4823 | 91.1703 | 0 | 0 | 0 | 0 | 0 | 0 | 0 | 0 | 94.7078
4824 | 85.6448 | 0 | 0 | 0 | 0 | 0 | 0 | 0 | 0 | 88.9684
4825 | 78.738 | 0 | 0 | 0 | 0 | 0 | 0 | 0 | 0 | 81.7934
4826 | 84.9541 | 0 | 0 | 0 | 0 | 0 | 0 | 0 | 0 | 88.2506
4827 | 77.3566 | 0 | 0 | 0 | 0 | 0 | 0 | 0 | 0 | 80.3588
4828 | 82.1914 | 0 | 0 | 0 | 0 | 0 | 0 | 0 | 0 | 85.3804
4829 | 78.738 | 0 | 0 | 0 | 0 | 0 | 0 | 0 | 0 | 81.7934
4830 | 83.5728 | 0 | 0 | 0 | 0 | 0 | 0 | 0 | 0 | 86.816
4831 | 66.9963 | 71.86 | 173.3672 | 69.5968 | -103.7704 | 0 | 0 | 0 | 0 | 0
4832 | 81.1985 | 220.74 | 593.1793 | 84.3499 | -508.8294 | 0 | 0 | 0 | 0 | 0
4833 | 713.0577 | 338.95 | 910.1124 | 740.728 | -169.3844 | 0 | 0 | 0 | 0 | 0
4834 | 1109.9109 | 596.18 | 1578.817 | 1152.9808 | -425.8362 | 0 | 0 | 0 | 0 | 0
4835 | 1211.7488 | 745.4 | 1942.9202 | 1258.7696 | -684.1506 | 0 | 0 | 0 | 0 | 0
4836 | 1105.1884 | 926.97 | 2422.4127 | 1148.0745 | -792.9571 | 0 | 481.3811 | 0 | 0 | 0
4837 | 969.134 | 733.96 | 1902.8431 | 1006.741 | 0 | 0 | 896.1021 | 0 | 0 | 0
4838 | 1192.262 | 524.59 | 1372.5083 | 1238.5274 | 0 | 0 | 133.9809 | 0 | 0 | 0
4839 | 1204.9136 | 546.24 | 1438.8557 | 1251.6704 | 0 | 0 | 187.1853 | 0 | 0 | 0
4840 | 1193.8661 | 432.42 | 1154.1495 | 1154.1495 | 0 | 0 | 0 | 82.83 | 0 | 0
4841 | 893.7415 | 163.68 | 430.2792 | 430.2792 | 0 | 0 | 0 | 479.536 | 0 | 0
4842 | 898.8077 | 25.47 | 50.3467 | 50.3467 | 0 | 0 | 0 | 0 | 0 | 883.3393
4843 | 882.694 | 0 | 0 | 0 | 0 | 0 | 0 | 0 | 0 | 916.9467
4844 | 1020.8308 | 0 | 0 | 0 | 0 | 0 | 0 | 0 | 0 | 1060.4441
4845 | 1455.9617 | 0 | 0 | 0 | 0 | 0 | 0 | 1455.962 | 0 | 0
4846 | 774.9473 | 0 | 0 | 0 | 0 | 0 | 0 | 774.947 | 0 | 0
4847 | 1051.2209 | 0 | 0 | 0 | 0 | 0 | 0 | 1051.221 | 0 | 0
4848 | 1114.0731 | 0 | 0 | 0 | 0 | 0 | 0 | 1114.073 | 0 | 0
4849 | 966.9575 | 0 | 0 | 0 | 0 | 0 | 0 | 966.957 | 0 | 0
4850 | 895.1263 | 0 | 0 | 0 | 0 | 0 | 0 | 895.126 | 0 | 0
4851 | 941.4022 | 0 | 0 | 0 | 0 | 0 | 0 | 941.402 | 0 | 0
4852 | 939.3301 | 0 | 0 | 0 | 0 | 0 | 0 | 939.33 | 0 | 0
4853 | 1111.3104 | 0 | 0 | 0 | 0 | 0 | 0 | 1111.31 | 0 | 0
4854 | 1126.5055 | 0 | 0 | 0 | 0 | 0 | 0 | 1126.505 | 0 | 0
4855 | 1100.2595 | 97.79 | 198.581 | 0 | -198.581 | 0 | 0 | 1100.259 | 0 | 0
4856 | 882.8235 | 200.67 | 536.1469 | 0 | -536.1469 | 0 | 0 | 882.824 | 0 | 0
4857 | 886.201 | 348.05 | 933.097 | 112.3748 | -820.7222 | 0 | 0 | 778.024 | 0 | 0
4858 | 1103.5739 | 412.36 | 1090.0552 | 1090.0552 | 0 | 0 | 0 | 54.238 | 0 | 0
4859 | 1112.4017 | 584.12 | 1527.8501 | 1155.5674 | -372.2827 | 0 | 0 | 0 | 0 | 0
4860 | 1166.9312 | 595.95 | 1552.0366 | 1212.2145 | -339.8221 | 0 | 0 | 0 | 0 | 0
4861 | 990.0065 | 750.35 | 1944.5511 | 1028.424 | -916.1271 | 0 | 0 | 0 | 0 | 0
4862 | 1284.0444 | 367.96 | 964.8803 | 964.8803 | 0 | 0 | 0 | 355.207 | 0 | 0
4863 | 1002.3878 | 274.51 | 721.8041 | 721.8041 | 0 | 0 | 0 | 307.547 | 0 | 0
4864 | 1384.9171 | 204.9 | 540.1109 | 540.1109 | 0 | 0 | 0 | 864.982 | 0 | 0
4865 | 1471.9052 | 79.26 | 197.3449 | 197.3449 | 0 | 0 | 0 | 1281.932 | 0 | 0
4866 | 1181.0885 | 58.08 | 137.3414 | 137.3414 | 0 | 0 | 0 | 17.677 | 0 | 1071.2155
4867 | 1185.2136 | 0 | 0 | 0 | 0 | 0 | 0 | 154.014 | 0 | 1071.2155
4868 | 1040.17 | 0 | 0 | 0 | 0 | 0 | 0 | 8.97 | 0 | 1071.2155
4869 | 1251.5192 | 0 | 0 | 0 | 0 | 0 | 0 | 1251.519 | 0 | 0
4870 | 1156.8955 | 0 | 0 | 0 | 0 | 0 | 0 | 1156.896 | 0 | 0
4871 | 1042.9327 | 0 | 0 | 0 | 0 | 0 | 0 | 1042.933 | 0 | 0
4872 | 1049.8395 | 0 | 0 | 0 | 0 | 0 | 0 | 1049.84 | 0 | 0
4873 | 880.622 | 0 | 0 | 0 | 0 | 0 | 0 | 880.622 | 0 | 0
4874 | 931.0419 | 0 | 0 | 0 | 0 | 0 | 0 | 931.042 | 0 | 0
4875 | 782.5449 | 0 | 0 | 0 | 0 | 0 | 0 | 782.545 | 0 | 0
4876 | 743.1759 | 0 | 0 | 0 | 0 | 0 | 0 | 743.176 | 0 | 0
4877 | 860.5921 | 0 | 0 | 0 | 0 | 0 | 0 | 860.592 | 0 | 0
4878 | 848.8505 | 0 | 0 | 0 | 0 | 0 | 0 | 848.851 | 0 | 0
4879 | 506.2713 | 72.38 | 173.6736 | 173.6736 | 0 | 0 | 0 | 339.086 | 0 | 0
4880 | 90.0212 | 196.43 | 525.4835 | 93.5142 | -431.9693 | 0 | 0 | 0 | 0 | 0
4881 | 76.9871 | 441.29 | 1192.3931 | 79.9745 | -1071.2155 | 0 | 41.2032 | 0 | 0 | 0
4882 | 90.8526 | 572.73 | 1522.2427 | 94.3785 | -1071.2155 | 0 | 356.6487 | 0 | 0 | 0
4883 | 77.379 | 688.37 | 1805.586 | 80.3817 | -1002.0404 | 0 | 723.1639 | 0 | 0 | 0
4884 | 103.2926 | 750.7 | 1954.6015 | 107.3002 | 0 | 0 | 1847.3013 | 0 | 0 | 0
4885 | 71.5652 | 710.93 | 1851.7817 | 74.3421 | 0 | 0 | 1777.4396 | 0 | 0 | 0
4886 | 75.749 | 649.69 | 1703.7696 | 78.6884 | 0 | 0 | 1625.0812 | 0 | 0 | 0
4887 | 91.6762 | 600.16 | 1592.2082 | 95.2335 | 0 | 0 | 1496.9748 | 0 | 0 | 0
4888 | 85.3392 | 398.12 | 1070.3262 | 88.6506 | 0 | 0 | 981.6757 | 0 | 0 | 0
4889 | 76.2014 | 267.55 | 717.5835 | 79.159 | 0 | 0 | 638.4245 | 0 | 0 | 0
4890 | 81.8383 | 88.51 | 206.9767 | 85.0137 | 0 | 0 | 121.9629 | 0 | 0 | 0
4891 | 78.0473 | 0 | 0 | 0 | 0 | 0 | 0 | 0 | 0 | 81.0756
4892 | 82.8821 | 0 | 0 | 0 | 0 | 0 | 0 | 0 | 0 | 86.0982
4893 | 75.2845 | 0 | 0 | 0 | 0 | 0 | 0 | 0 | 0 | 78.2064
4894 | 79.4286 | 0 | 0 | 0 | 0 | 0 | 0 | 0 | 0 | 82.5112
4895 | 75.9752 | 0 | 0 | 0 | 0 | 0 | 0 | 0 | 0 | 78.9232
4896 | 78.738 | 0 | 0 | 0 | 0 | 0 | 0 | 0 | 0 | 81.7934
4897 | 74.5939 | 0 | 0 | 0 | 0 | 0 | 0 | 0 | 0 | 77.4886
4898 | 80.81 | 0 | 0 | 0 | 0 | 0 | 0 | 0 | 0 | 83.9458
4899 | 74.5939 | 0 | 0 | 0 | 0 | 0 | 0 | 0 | 0 | 77.4886
4900 | 77.3566 | 0 | 0 | 0 | 0 | 0 | 0 | 0 | 0 | 80.3588
4901 | 71.8311 | 0 | 0 | 0 | 0 | 0 | 0 | 0 | 0 | 74.6184
4902 | 79.4286 | 0 | 0 | 0 | 0 | 0 | 0 | 0 | 0 | 82.5112
4903 | 66.3057 | 42.13 | 95.7362 | 68.8779 | -26.8583 | 0 | 0 | 0 | 0 | 0
4904 | 72.9207 | 129.94 | 339.0524 | 75.7507 | -263.3017 | 0 | 0 | 0 | 0 | 0
4905 | 154.285 | 362.47 | 973.9709 | 160.273 | -783.801 | 0 | 29.8968 | 0 | 0 | 0
4906 | 105.3492 | 576.18 | 1529.2338 | 109.437 | 0 | 0 | 1419.7968 | 0 | 0 | 0
4907 | 130.5488 | 663.59 | 1742.1223 | 135.6149 | 0 | 0 | 1606.5074 | 0 | 0 | 0
4908 | 202.7269 | 625.23 | 1637.3059 | 210.5938 | 0 | 0 | 1426.7121 | 0 | 0 | 0
4909 | 354.6912 | 464.85 | 1221.6687 | 368.4547 | 0 | 0 | 853.214 | 0 | 0 | 0
4910 | 688.6006 | 549.88 | 1451.2871 | 715.322 | 0 | 0 | 735.9651 | 0 | 0 | 0
4911 | 987.823 | 458.34 | 1220.3733 | 1026.1552 | 0 | 0 | 194.2181 | 0 | 0 | 0
4912 | 1032.5448 | 412.68 | 1113.9664 | 1072.6126 | 0 | 0 | 41.3538 | 0 | 0 | 0
4913 | 1329.4033 | 191.54 | 511.3631 | 511.3631 | 0 | 0 | 0 | 837.142 | 0 | 0
4914 | 1196.1437 | 18.61 | 32.4554 | 32.4554 | 0 | 0 | 0 | 133.701 | 0 | 1071.2155
4915 | 1400.707 | 0 | 0 | 0 | 0 | 0 | 0 | 369.507 | 0 | 1071.2155
4916 | 823.2952 | 0 | 0 | 0 | 0 | 0 | 0 | 0 | 0 | 855.2428
4917 | 1177.6161 | 0 | 0 | 0 | 0 | 0 | 0 | 1177.616 | 0 | 0
4918 | 1352.3591 | 0 | 0 | 0 | 0 | 0 | 0 | 1352.359 | 0 | 0
4919 | 1335.092 | 0 | 0 | 0 | 0 | 0 | 0 | 1335.092 | 0 | 0
4920 | 1360.6473 | 0 | 0 | 0 | 0 | 0 | 0 | 1360.647 | 0 | 0
4921 | 1288.1255 | 0 | 0 | 0 | 0 | 0 | 0 | 1288.125 | 0 | 0
4922 | 1518.8139 | 0 | 0 | 0 | 0 | 0 | 0 | 1518.814 | 0 | 0
4923 | 1469.7754 | 0 | 0 | 0 | 0 | 0 | 0 | 1469.775 | 0 | 0
4924 | 1038.0979 | 0 | 0 | 0 | 0 | 0 | 0 | 1038.098 | 0 | 0
4925 | 1302.6298 | 0 | 0 | 0 | 0 | 0 | 0 | 1302.63 | 0 | 0
4926 | 1125.8148 | 0 | 0 | 0 | 0 | 0 | 0 | 1125.815 | 0 | 0
4927 | 1215.6037 | 6.85 | 2.4287 | 0 | -2.4287 | 0 | 0 | 1215.604 | 0 | 0
4928 | 1164.5561 | 17.63 | 30.3996 | 0 | -30.3996 | 0 | 0 | 1164.556 | 0 | 0
4929 | 1265.2017 | 138.91 | 360.2803 | 0 | -360.2803 | 0 | 0 | 1265.202 | 0 | 0
4930 | 1521.9772 | 485.18 | 1290.1186 | 1167.3807 | -122.7379 | 0 | 0 | 398.204 | 0 | 0
4931 | 1459.9884 | 750.17 | 1963.5716 | 1516.6425 | -446.9291 | 0 | 0 | 0 | 0 | 0
4932 | 1450.6684 | 807.57 | 2098.2838 | 1506.9608 | -591.323 | 0 | 0 | 0 | 0 | 0
4933 | 1401.7369 | 755.13 | 1966.0678 | 1456.1311 | -509.9368 | 0 | 0 | 0 | 0 | 0
4934 | 1375.3968 | 845.43 | 2234.9458 | 1428.7689 | -806.1769 | 0 | 0 | 0 | 0 | 0
4935 | 1381.8306 | 709.37 | 1901.3264 | 1435.4526 | -465.8738 | 0 | 0 | 0 | 0 | 0
4936 | 1788.7211 | 435.37 | 1170.3548 | 1170.3548 | 0 | 0 | 0 | 662.086 | 0 | 0
4937 | 1525.3581 | 303.27 | 800.8499 | 800.8499 | 0 | 0 | 0 | 754.424 | 0 | 0
4938 | 1702.6602 | 95.1 | 200.4218 | 200.4218 | 0 | 0 | 0 | 478.525 | 0 | 1071.2155
4939 | 1469.7754 | 0 | 0 | 0 | 0 | 0 | 0 | 438.575 | 0 | 1071.2155
4940 | 1623.7979 | 0 | 0 | 0 | 0 | 0 | 0 | 592.598 | 0 | 1071.2155
4941 | 1571.3059 | 0 | 0 | 0 | 0 | 0 | 0 | 1571.306 | 0 | 0
4942 | 1333.0199 | 0 | 0 | 0 | 0 | 0 | 0 | 1333.02 | 0 | 0
4943 | 1336.4734 | 0 | 0 | 0 | 0 | 0 | 0 | 1336.473 | 0 | 0
4944 | 1509.1443 | 0 | 0 | 0 | 0 | 0 | 0 | 1509.144 | 0 | 0
4945 | 1440.7666 | 0 | 0 | 0 | 0 | 0 | 0 | 1440.767 | 0 | 0
4946 | 1415.902 | 0 | 0 | 0 | 0 | 0 | 0 | 1415.902 | 0 | 0
4947 | 1212.8409 | 0 | 0 | 0 | 0 | 0 | 0 | 1212.841 | 0 | 0
4948 | 1147.9167 | 0 | 0 | 0 | 0 | 0 | 0 | 1147.917 | 0 | 0
4949 | 1229.4174 | 0 | 0 | 0 | 0 | 0 | 0 | 1229.417 | 0 | 0
4950 | 988.3687 | 0 | 0 | 0 | 0 | 0 | 0 | 988.369 | 0 | 0
4951 | 1297.7951 | 98.75 | 192.4687 | 192.4687 | 0 | 0 | 0 | 1112.516 | 0 | 0
4952 | 1047.8219 | 319.17 | 841.4277 | 841.4277 | 0 | 0 | 0 | 237.826 | 0 | 0
4953 | 1384.7712 | 543.83 | 1477.3029 | 1438.5067 | -38.7962 | 0 | 0 | 0 | 0 | 0
4954 | 1349.7673 | 733.06 | 1939.9876 | 1402.1444 | -537.8432 | 0 | 0 | 0 | 0 | 0
4955 | 1301.2096 | 865.37 | 2247.9402 | 1351.7031 | -896.2371 | 0 | 0 | 0 | 0 | 0
4956 | 1364.7042 | 933.3 | 2409.3165 | 1417.661 | -991.6555 | 0 | 0 | 0 | 0 | 0
4957 | 1493.1455 | 932.37 | 2410.9744 | 1551.0861 | -859.8883 | 0 | 0 | 0 | 0 | 0
4958 | 1284.4951 | 847.15 | 2213.1683 | 1334.3405 | -252.0203 | 0 | 626.8075 | 0 | 0 | 0
4959 | 1168.1969 | 710.99 | 1889.7853 | 1213.5276 | 0 | 0 | 676.2577 | 0 | 0 | 0
4960 | 1479.6564 | 523.31 | 1418.3985 | 1418.3985 | 0 | 0 | 0 | 114.243 | 0 | 0
4961 | 1510.8356 | 188.46 | 498.2523 | 498.2523 | 0 | 0 | 0 | 1031.195 | 0 | 0
4962 | 1394.1765 | 92.01 | 211.0508 | 211.0508 | 0 | 0 | 0 | 159.81 | 0 | 1071.2155
4963 | 1384.1314 | 0 | 0 | 0 | 0 | 0 | 0 | 352.931 | 0 | 1071.2155
4964 | 1029.119 | 0 | 0 | 0 | 0 | 0 | 0 | 0 | 0 | 1069.0537
4965 | 1141.7005 | 0 | 0 | 0 | 0 | 0 | 0 | 1141.7 | 0 | 0
4966 | 1211.4596 | 0 | 0 | 0 | 0 | 0 | 0 | 1211.46 | 0 | 0
4967 | 1361.338 | 0 | 0 | 0 | 0 | 0 | 0 | 1361.338 | 0 | 0
4968 | 1071.2507 | 0 | 0 | 0 | 0 | 0 | 0 | 1071.251 | 0 | 0
4969 | 1274.3118 | 0 | 0 | 0 | 0 | 0 | 0 | 1274.312 | 0 | 0
4970 | 875.7872 | 0 | 0 | 0 | 0 | 0 | 0 | 875.787 | 0 | 0
4971 | 1036.7165 | 0 | 0 | 0 | 0 | 0 | 0 | 1036.717 | 0 | 0
4972 | 911.7028 | 0 | 0 | 0 | 0 | 0 | 0 | 911.703 | 0 | 0
4973 | 1306.0833 | 0 | 0 | 0 | 0 | 0 | 0 | 1306.083 | 0 | 0
4974 | 1031.1911 | 0 | 0 | 0 | 0 | 0 | 0 | 1031.191 | 0 | 0
4975 | 1167.9465 | 34.3 | 74.6059 | 74.6059 | 0 | 0 | 0 | 1096.127 | 0 | 0
4976 | 1102.0699 | 108 | 277.8979 | 277.8979 | 0 | 0 | 0 | 834.553 | 0 | 0
4977 | 1017.1236 | 280.13 | 745.9439 | 745.9439 | 0 | 0 | 0 | 299.044 | 0 | 0
4978 | 1192.6799 | 333.51 | 877.8149 | 877.8149 | 0 | 0 | 0 | 347.656 | 0 | 0
4979 | 1048.5359 | 687.02 | 1780.7523 | 1089.2242 | -691.5282 | 0 | 0 | 0 | 0 | 0
4980 | 1037.4685 | 750.19 | 1930.4015 | 1077.7267 | -852.6748 | 0 | 0 | 0 | 0 | 0
4981 | 1077.8269 | 717.87 | 1850.9194 | 1119.6518 | -731.2676 | 0 | 0 | 0 | 0 | 0
4982 | 1076.3005 | 715.23 | 1853.9122 | 1118.0666 | -735.8457 | 0 | 0 | 0 | 0 | 0
4983 | 852.6441 | 276.8 | 724.9237 | 724.9237 | 0 | 0 | 0 | 154.8 | 0 | 0
4984 | 422.9472 | 303.69 | 806.4543 | 439.3594 | -367.0949 | 0 | 0 | 0 | 0 | 0
4985 | 167.4831 | 91.7 | 230.8951 | 173.9821 | -56.913 | 0 | 0 | 0 | 0 | 0
4986 | 147.3263 | 71.04 | 168.5824 | 153.0429 | -15.5395 | 0 | 0 | 0 | 0 | 0
4987 | 102.2212 | 0 | 0 | 0 | 0 | 0 | 0 | 102.221 | 0 | 0
4988 | 109.8187 | 0 | 0 | 0 | 0 | 0 | 0 | 109.819 | 0 | 0
4989 | 87.0262 | 0 | 0 | 0 | 0 | 0 | 0 | 22.624 | 0 | 66.9011
4990 | 81.5007 | 0 | 0 | 0 | 0 | 0 | 0 | 0 | 0 | 84.6636
4991 | 81.5007 | 0 | 0 | 0 | 0 | 0 | 0 | 0 | 0 | 84.6636
4992 | 85.6448 | 0 | 0 | 0 | 0 | 0 | 0 | 0 | 0 | 88.9684
4993 | 80.1193 | 0 | 0 | 0 | 0 | 0 | 0 | 80.119 | 0 | 0
4994 | 78.738 | 0 | 0 | 0 | 0 | 0 | 0 | 78.738 | 0 | 0
4995 | 73.9032 | 0 | 0 | 0 | 0 | 0 | 0 | 73.903 | 0 | 0
4996 | 80.81 | 0 | 0 | 0 | 0 | 0 | 0 | 80.81 | 0 | 0
4997 | 77.3566 | 0 | 0 | 0 | 0 | 0 | 0 | 0 | 0 | 80.3588
4998 | 80.81 | 0 | 0 | 0 | 0 | 0 | 0 | 0 | 0 | 83.9458
4999 | 70.4498 | 37.24 | 82.8831 | 73.1838 | -9.6993 | 0 | 0 | 0 | 0 | 0
5000 | 82.0705 | 116.12 | 301.2565 | 85.2557 | -216.0007 | 0 | 0 | 0 | 0 | 0
5001 | 531.2024 | 368.2 | 984.6238 | 551.8162 | -432.8076 | 0 | 0 | 0 | 0 | 0
5002 | 1284.5469 | 509.29 | 1343.8165 | 1334.3935 | -9.423 | 0 | 0 | 0 | 0 | 0
5003 | 1356.1138 | 367.36 | 963.4405 | 963.4405 | 0 | 0 | 0 | 0 | 0 | 445.2972
5004 | 1186.715 | 624.2 | 1623.4181 | 1232.7652 | -390.6529 | 0 | 0 | 0 | 0 | 0
5005 | 1505.9819 | 459.35 | 1200.1872 | 1095.2731 | -104.9141 | 0 | 0 | 451.623 | 0 | 0
5006 | 1112.084 | 119.23 | 297.9147 | 297.9147 | 0 | 0 | 0 | 825.298 | 0 | 0
5007 | 1330.2779 | 79.42 | 192.0573 | 192.0573 | 0 | 0 | 0 | 1145.395 | 0 | 0
5008 | 1190.5629 | 225.5 | 595.6506 | 595.6506 | 0 | 0 | 0 | 617.163 | 0 | 0
5009 | 1041.9355 | 87.83 | 220.7772 | 220.7772 | 0 | 0 | 0 | 829.405 | 0 | 0
5010 | 1168.6743 | 48.75 | 112.8215 | 112.8215 | 0 | 0 | 0 | 28.867 | 0 | 1071.2155
5011 | 1443.5337 | 0 | 0 | 0 | 0 | 0 | 0 | 412.334 | 0 | 1071.2155
5012 | 1038.0979 | 0 | 0 | 0 | 0 | 0 | 0 | 6.898 | 0 | 1071.2155
5013 | 1286.7441 | 0 | 0 | 0 | 0 | 0 | 0 | 1286.744 | 0 | 0
5014 | 712.7858 | 0 | 0 | 0 | 0 | 0 | 0 | 712.786 | 0 | 0
5015 | 1145.8446 | 0 | 0 | 0 | 0 | 0 | 0 | 1145.845 | 0 | 0
5016 | 1181.7602 | 0 | 0 | 0 | 0 | 0 | 0 | 1181.76 | 0 | 0
5017 | 911.7028 | 0 | 0 | 0 | 0 | 0 | 0 | 911.703 | 0 | 0
5018 | 1009.0892 | 0 | 0 | 0 | 0 | 0 | 0 | 1009.089 | 0 | 0
5019 | 973.8643 | 0 | 0 | 0 | 0 | 0 | 0 | 973.864 | 0 | 0
5020 | 848.1598 | 0 | 0 | 0 | 0 | 0 | 0 | 848.16 | 0 | 0
5021 | 780.4728 | 0 | 0 | 0 | 0 | 0 | 0 | 780.473 | 0 | 0
5022 | 770.8032 | 0 | 0 | 0 | 0 | 0 | 0 | 770.803 | 0 | 0
5023 | 969.0295 | 46.87 | 109.1005 | 109.1005 | 0 | 0 | 0 | 864.005 | 0 | 0
5024 | 708.5433 | 158.44 | 421.3371 | 421.3371 | 0 | 0 | 0 | 302.946 | 0 | 0
5025 | 1101.8299 | 441.37 | 1197.3741 | 1144.5862 | -52.7879 | 0 | 0 | 0 | 0 | 0
5026 | 952.1242 | 573.48 | 1532.8104 | 989.0709 | -543.7395 | 0 | 0 | 0 | 0 | 0
5027 | 1203.6531 | 717.55 | 1894.4755 | 1250.3605 | -644.115 | 0 | 0 | 0 | 0 | 0
5028 | 1159.54 | 742.37 | 1950.0879 | 1204.5357 | -745.5522 | 0 | 0 | 0 | 0 | 0
5029 | 964.4063 | 671.6 | 1766.7202 | 1001.8306 | -764.8896 | 0 | 0 | 0 | 0 | 0
5030 | 1140.2509 | 243.02 | 636.3759 | 636.3759 | 0 | 0 | 0 | 458.261 | 0 | 72.0785
5031 | 833.8618 | 511.18 | 1362.7674 | 866.2198 | -496.5476 | 0 | 0 | 0 | 0 | 0
5032 | 1036.9885 | 541.06 | 1486.2522 | 1077.2291 | -409.0231 | 0 | 0 | 0 | 0 | 0
5033 | 1019.831 | 233.16 | 625.8529 | 625.8529 | 0 | 0 | 0 | 417.357 | 0 | 0
5034 | 933.7278 | 86.59 | 202.675 | 202.675 | 0 | 0 | 0 | 0 | 0 | 767.2861
5035 | 870.2617 | 0 | 0 | 0 | 0 | 0 | 0 | 0 | 0 | 904.0323
5036 | 1061.5812 | 0 | 0 | 0 | 0 | 0 | 0 | 30.381 | 0 | 1071.2155
5037 | 730.0529 | 0 | 0 | 0 | 0 | 0 | 0 | 730.053 | 0 | 0
5038 | 1020.8308 | 0 | 0 | 0 | 0 | 0 | 0 | 1020.831 | 0 | 0
5039 | 954.5252 | 0 | 0 | 0 | 0 | 0 | 0 | 954.525 | 0 | 0
5040 | 756.9896 | 0 | 0 | 0 | 0 | 0 | 0 | 756.99 | 0 | 0
5041 | 995.2755 | 0 | 0 | 0 | 0 | 0 | 0 | 995.276 | 0 | 0
5042 | 975.9364 | 0 | 0 | 0 | 0 | 0 | 0 | 975.936 | 0 | 0
5043 | 974.555 | 0 | 0 | 0 | 0 | 0 | 0 | 974.555 | 0 | 0
5044 | 919.3003 | 0 | 0 | 0 | 0 | 0 | 0 | 919.3 | 0 | 0
5045 | 1018.0681 | 0 | 0 | 0 | 0 | 0 | 0 | 1018.068 | 0 | 0
5046 | 664.4379 | 0 | 0 | 0 | 0 | 0 | 0 | 664.438 | 0 | 0
5047 | 891.6729 | 58.4 | 139.4751 | 0 | -139.4751 | 0 | 0 | 891.673 | 0 | 0
5048 | 882.8417 | 195.94 | 525.2405 | 201.3453 | -323.8952 | 0 | 0 | 689.017 | 0 | 0
5049 | 1164.6709 | 546.64 | 1505.252 | 1209.8658 | -295.3862 | 0 | 0 | 0 | 0 | 0
5050 | 1275.9643 | 738.34 | 1989.9084 | 1325.4775 | -664.4309 | 0 | 0 | 0 | 0 | 0
5051 | 1281.6469 | 446.69 | 1175.7057 | 1175.7057 | 0 | 0 | 0 | 0 | 0 | 155.6753
5052 | 1165.2105 | 941.41 | 2469.9889 | 1210.4267 | -1071.2155 | 0 | 188.3467 | 0 | 0 | 0
5053 | 1262.2861 | 490.79 | 1284.3803 | 1284.3803 | 0 | 0 | 0 | 25.885 | 0 | 0
5054 | 1118.1698 | 580.28 | 1520.4996 | 1161.5603 | -358.9392 | 0 | 0 | 0 | 0 | 0
5055 | 1150.1519 | 593.1 | 1566.8334 | 1194.7834 | -372.05 | 0 | 0 | 0 | 0 | 0
5056 | 1238.5577 | 374.02 | 1002.0009 | 1002.0009 | 0 | 0 | 0 | 273.987 | 0 | 0
5057 | 954.5088 | 129.05 | 335.7957 | 335.7957 | 0 | 0 | 0 | 631.257 | 0 | 0
5058 | 1051.3962 | 42.1 | 94.9582 | 94.9582 | 0 | 0 | 0 | 0 | 0 | 997.237
5059 | 866.1271 | 0 | 0 | 0 | 0 | 0 | 0 | 0 | 0 | 899.7368
5060 | 1031.8818 | 0 | 0 | 0 | 0 | 0 | 0 | 0.682 | 0 | 1071.2155
5061 | 910.3214 | 0 | 0 | 0 | 0 | 0 | 0 | 910.321 | 0 | 0
5062 | 1085.7551 | 0 | 0 | 0 | 0 | 0 | 0 | 1085.755 | 0 | 0
5063 | 1110.6197 | 0 | 0 | 0 | 0 | 0 | 0 | 1110.62 | 0 | 0
5064 | 991.1314 | 0 | 0 | 0 | 0 | 0 | 0 | 991.131 | 0 | 0
5065 | 1030.5004 | 0 | 0 | 0 | 0 | 0 | 0 | 1030.5 | 0 | 0
5066 | 809.4815 | 0 | 0 | 0 | 0 | 0 | 0 | 809.482 | 0 | 0
5067 | 1055.365 | 0 | 0 | 0 | 0 | 0 | 0 | 1055.365 | 0 | 0
5068 | 926.8978 | 0 | 0 | 0 | 0 | 0 | 0 | 926.898 | 0 | 0
5069 | 813.6256 | 0 | 0 | 0 | 0 | 0 | 0 | 813.626 | 0 | 0
5070 | 907.5587 | 0 | 0 | 0 | 0 | 0 | 0 | 907.559 | 0 | 0
5071 | 821.2232 | 80 | 190.2654 | 0 | -190.2654 | 0 | 0 | 821.223 | 0 | 0
5072 | 962.443 | 257.14 | 692.3592 | 0 | -692.3592 | 0 | 0 | 962.443 | 0 | 0
5073 | 1008.2725 | 538.38 | 1476.3597 | 638.9387 | -837.421 | 0 | 0 | 393.201 | 0 | 0
5074 | 1436.7719 | 730.72 | 1963.878 | 1492.5256 | -471.3525 | 0 | 0 | 0 | 0 | 0
5075 | 1155.7145 | 864.71 | 2287.7815 | 1200.5612 | -1071.2155 | 0 | 16.0049 | 0 | 0 | 0
5076 | 1137.1705 | 75.73 | 179.2042 | 179.2042 | 0 | 0 | 0 | 0 | 0 | 1002.0944
5077 | 1170.2102 | 365.14 | 955.1571 | 955.1571 | 0 | 0 | 0 | 250.733 | 0 | 0
5078 | 1059.333 | 729.51 | 1913.7432 | 1100.4402 | -813.3031 | 0 | 0 | 0 | 0 | 0
5079 | 1086.2248 | 553.92 | 1470.9558 | 1128.3757 | -342.5801 | 0 | 0 | 0 | 0 | 0
5080 | 1050.3472 | 67.64 | 162.5698 | 162.5698 | 0 | 0 | 0 | 893.85 | 0 | 0
5081 | 1100.0177 | 115.16 | 297.4119 | 297.4119 | 0 | 0 | 0 | 813.716 | 0 | 0
5082 | 961.4501 | 67.58 | 160.6615 | 160.6615 | 0 | 0 | 0 | 0 | 0 | 838.0973
5083 | 1004.2544 | 0 | 0 | 0 | 0 | 0 | 0 | 0 | 0 | 1043.2238
5084 | 918.6096 | 0 | 0 | 0 | 0 | 0 | 0 | 0 | 0 | 954.2564
5085 | 1251.5192 | 0 | 0 | 0 | 0 | 0 | 0 | 1251.519 | 0 | 0
5086 | 1076.0855 | 0 | 0 | 0 | 0 | 0 | 0 | 1076.086 | 0 | 0
5087 | 1287.4348 | 0 | 0 | 0 | 0 | 0 | 0 | 1287.435 | 0 | 0
5088 | 1154.1328 | 0 | 0 | 0 | 0 | 0 | 0 | 1154.133 | 0 | 0
5089 | 1704.5439 | 0 | 0 | 0 | 0 | 0 | 0 | 1704.544 | 0 | 0
5090 | 1118.0342 | 0 | 0 | 0 | 0 | 0 | 0 | 1118.034 | 0 | 0
5091 | 1386.5855 | 0 | 0 | 0 | 0 | 0 | 0 | 1386.586 | 0 | 0
5092 | 1257.4896 | 0 | 0 | 0 | 0 | 0 | 0 | 1257.49 | 0 | 0
5093 | 1113.2529 | 0 | 0 | 0 | 0 | 0 | 0 | 1113.253 | 0 | 0
5094 | 1508.5094 | 0 | 0 | 0 | 0 | 0 | 0 | 1508.509 | 0 | 0
5095 | 1345.1473 | 41.16 | 93.2857 | 0 | -93.2857 | 0 | 0 | 1345.147 | 0 | 0
5096 | 1347.8468 | 208.34 | 560.9733 | 0 | -560.9733 | 0 | 0 | 1347.847 | 0 | 0
5097 | 1439.8057 | 394.94 | 1069.0838 | 0 | -1069.0838 | 0 | 0 | 1439.806 | 0 | 0
5098 | 1331.5524 | 512.84 | 1367.3579 | 1209.2383 | -158.1196 | 0 | 0 | 167.485 | 0 | 0
5099 | 1361.5313 | 571.36 | 1505.3475 | 1414.3649 | -90.9827 | 0 | 0 | 0 | 0 | 0
5100 | 1417.9132 | 757.82 | 1972.5915 | 1472.9348 | -499.6568 | 0 | 0 | 0 | 0 | 0
5101 | 1620.5808 | 790.48 | 2053.422 | 1683.4672 | -369.9547 | 0 | 0 | 0 | 0 | 0
5102 | 1546.263 | 706.79 | 1848.5749 | 1606.2653 | -242.3095 | 0 | 0 | 0 | 0 | 0
5103 | 1367.5967 | 563.35 | 1491.9906 | 1420.6663 | -71.3243 | 0 | 0 | 0 | 0 | 0
5104 | 1582.1499 | 343.02 | 918.16 | 918.16 | 0 | 0 | 0 | 698.288 | 0 | 0
5105 | 1603.4885 | 133.9 | 349.7126 | 349.7126 | 0 | 0 | 0 | 1266.84 | 0 | 0
5106 | 1628.2678 | 62.77 | 148.7163 | 148.7163 | 0 | 0 | 0 | 453.907 | 0 | 1071.2155
5107 | 1753.1561 | 0 | 0 | 0 | 0 | 0 | 0 | 721.956 | 0 | 1071.2155
5108 | 1494.1654 | 0 | 0 | 0 | 0 | 0 | 0 | 462.965 | 0 | 1071.2155
5109 | 1494.1654 | 0 | 0 | 0 | 0 | 0 | 0 | 1494.165 | 0 | 0
5110 | 1460.6961 | 0 | 0 | 0 | 0 | 0 | 0 | 1460.696 | 0 | 0
5111 | 1675.8559 | 0 | 0 | 0 | 0 | 0 | 0 | 1675.856 | 0 | 0
5112 | 1392.1637 | 0 | 0 | 0 | 0 | 0 | 0 | 1392.164 | 0 | 0
5113 | 1467.0712 | 0 | 0 | 0 | 0 | 0 | 0 | 1467.071 | 0 | 0
5114 | 1345.1473 | 0 | 0 | 0 | 0 | 0 | 0 | 1345.147 | 0 | 0
5115 | 1282.1932 | 0 | 0 | 0 | 0 | 0 | 0 | 1282.193 | 0 | 0
5116 | 1174.6132 | 0 | 0 | 0 | 0 | 0 | 0 | 1174.613 | 0 | 0
5117 | 1106.8777 | 0 | 0 | 0 | 0 | 0 | 0 | 1106.878 | 0 | 0
5118 | 1184.9728 | 0 | 0 | 0 | 0 | 0 | 0 | 1184.973 | 0 | 0
5119 | 1051.8925 | 74.92 | 179.2146 | 0 | -179.2146 | 0 | 0 | 1051.892 | 0 | 0
5120 | 1003.1398 | 237.13 | 639.8892 | 0 | -639.8892 | 0 | 0 | 1003.14 | 0 | 0
5121 | 1520.4757 | 270.6 | 725.6415 | 0 | -725.6415 | 0 | 0 | 1520.476 | 0 | 0
5122 | 1744.6384 | 451.91 | 1206.58 | 135.3646 | -1071.2155 | 0 | 0 | 1614.33 | 0 | 0
5123 | 1595.175 | 645.35 | 1704.1675 | 1657.0754 | -47.0921 | 0 | 0 | 0 | 0 | 0
5124 | 1462.4025 | 703.61 | 1847.5464 | 1519.1501 | -328.3963 | 0 | 0 | 0 | 0 | 0
5125 | 1607.6891 | 727.57 | 1907.7577 | 1322.7662 | -584.9915 | 0 | 0 | 334.335 | 0 | 0
5126 | 1637.0923 | 609.12 | 1608.5538 | 1608.5538 | 0 | 0 | 0 | 88.626 | 0 | 0
5127 | 1664.4276 | 404.93 | 1079.4199 | 1079.4199 | 0 | 0 | 0 | 625.33 | 0 | 0
5128 | 1619.2759 | 157.28 | 411.9546 | 411.9546 | 0 | 0 | 0 | 1222.71 | 0 | 0
5129 | 1609.6674 | 164.04 | 436.0913 | 436.0913 | 0 | 0 | 0 | 1189.867 | 0 | 0
5130 | 1842.5401 | 65.25 | 155.3242 | 155.3242 | 0 | 0 | 0 | 661.818 | 0 | 1071.2155
5131 | 1522.0625 | 0 | 0 | 0 | 0 | 0 | 0 | 490.862 | 0 | 1071.2155
5132 | 1333.194 | 0 | 0 | 0 | 0 | 0 | 0 | 301.994 | 0 | 1071.2155
5133 | 1353.1162 | 0 | 0 | 0 | 0 | 0 | 0 | 1353.116 | 0 | 0
5134 | 1412.8828 | 0 | 0 | 0 | 0 | 0 | 0 | 1412.883 | 0 | 0
5135 | 1341.9598 | 0 | 0 | 0 | 0 | 0 | 0 | 1341.96 | 0 | 0
5136 | 1469.4619 | 0 | 0 | 0 | 0 | 0 | 0 | 1469.462 | 0 | 0
5137 | 1242.3487 | 0 | 0 | 0 | 0 | 0 | 0 | 1242.349 | 0 | 0
5138 | 1430.4144 | 0 | 0 | 0 | 0 | 0 | 0 | 1430.414 | 0 | 0
5139 | 1263.8647 | 0 | 0 | 0 | 0 | 0 | 0 | 1263.865 | 0 | 0
5140 | 1263.8647 | 0 | 0 | 0 | 0 | 0 | 0 | 1263.865 | 0 | 0
5141 | 1340.366 | 0 | 0 | 0 | 0 | 0 | 0 | 1340.366 | 0 | 0
5142 | 1114.0497 | 0 | 0 | 0 | 0 | 0 | 0 | 1114.05 | 0 | 0
5143 | 1307.6936 | 47.82 | 111.4523 | 111.4523 | 0 | 0 | 0 | 1200.405 | 0 | 0
5144 | 1075.8529 | 154.39 | 408.8393 | 408.8393 | 0 | 0 | 0 | 682.286 | 0 | 0
5145 | 1014.0104 | 334.3 | 898.0197 | 898.0197 | 0 | 0 | 0 | 149.537 | 0 | 0
5146 | 1160.599 | 502.89 | 1335.1944 | 1205.6358 | -129.5587 | 0 | 0 | 0 | 0 | 0
5147 | 1335.6922 | 593.48 | 1556.49 | 1387.5242 | -168.9657 | 0 | 0 | 0 | 0 | 0
5148 | 1416.1869 | 727.01 | 1887.8178 | 1471.1418 | -416.676 | 0 | 0 | 0 | 0 | 0
5149 | 1072.5339 | 668.25 | 1739.598 | 1114.1534 | -625.4446 | 0 | 0 | 0 | 0 | 0
5150 | 1228.6313 | 130.93 | 330.5747 | 330.5747 | 0 | 0 | 0 | 910.405 | 0 | 0
5151 | 962.4338 | 52.03 | 118.9151 | 118.9151 | 0 | 0 | 0 | 847.961 | 0 | 0
5152 | 1200.7083 | 76.88 | 188.889 | 188.889 | 0 | 0 | 0 | 1018.876 | 0 | 0
5153 | 1232.7184 | 138.16 | 362.4566 | 362.4566 | 0 | 0 | 0 | 883.802 | 0 | 0
5154 | 856.2803 | 45.89 | 105.3088 | 105.3088 | 0 | 0 | 0 | 754.905 | 0 | 0
5155 | 1170.6288 | 0 | 0 | 0 | 0 | 0 | 0 | 1170.629 | 0 | 0
5156 | 1184.9728 | 0 | 0 | 0 | 0 | 0 | 0 | 1184.973 | 0 | 0
5157 | 1341.1629 | 0 | 0 | 0 | 0 | 0 | 0 | 1341.163 | 0 | 0
5158 | 1157.0817 | 0 | 0 | 0 | 0 | 0 | 0 | 1157.082 | 0 | 0
5159 | 1082.1742 | 0 | 0 | 0 | 0 | 0 | 0 | 1082.174 | 0 | 0
5160 | 136.2679 | 0 | 0 | 0 | 0 | 0 | 0 | 26.988 | 0 | 113.5206
5161 | 105.9861 | 0 | 0 | 0 | 0 | 0 | 0 | 105.986 | 0 | 0
5162 | 87.6577 | 0 | 0 | 0 | 0 | 0 | 0 | 87.658 | 0 | 0
5163 | 91.6421 | 0 | 0 | 0 | 0 | 0 | 0 | 91.642 | 0 | 0
5164 | 87.6577 | 0 | 0 | 0 | 0 | 0 | 0 | 87.658 | 0 | 0
5165 | 91.6421 | 0 | 0 | 0 | 0 | 0 | 0 | 0 | 0 | 95.1981
5166 | 84.4702 | 0 | 0 | 0 | 0 | 0 | 0 | 0 | 0 | 87.7478
5167 | 82.0795 | 80.53 | 190.8108 | 85.2641 | -105.5467 | 0 | 0 | 0 | 0 | 0
5168 | 81.0455 | 257.82 | 691.443 | 84.1899 | -607.2531 | 0 | 0 | 0 | 0 | 0
5169 | 801.8299 | 342.58 | 913.8822 | 832.9448 | -80.9374 | 0 | 0 | 0 | 0 | 0
5170 | 967.4233 | 509.29 | 1334.5431 | 1004.9636 | -329.5795 | 0 | 0 | 0 | 0 | 0
5171 | 1373.2187 | 573.92 | 1484.8197 | 1426.5064 | -58.3133 | 0 | 0 | 0 | 0 | 0
5172 | 1296.8011 | 713.9 | 1820.7172 | 1347.123 | -473.5942 | 0 | 0 | 0 | 0 | 0
5173 | 1405.7098 | 651.13 | 1663.0724 | 1460.2572 | -202.8152 | 0 | 0 | 0 | 0 | 0
5174 | 1424.881 | 509.1 | 1311.7871 | 1311.7871 | 0 | 0 | 0 | 0 | 0 | 168.3861
5175 | 1143.2188 | 726.93 | 1893.6164 | 1187.5813 | -706.0351 | 0 | 0 | 0 | 0 | 0
5176 | 1188.5309 | 533.35 | 1423.7037 | 1234.6516 | -189.0521 | 0 | 0 | 0 | 0 | 0
5177 | 1249.3245 | 308.69 | 801.5854 | 801.5854 | 0 | 0 | 0 | 477.682 | 0 | 0
5178 | 1404.2924 | 5.87 | 0 | 0 | 0 | 0 | 0 | 373.092 | 0 | 1071.2155
5179 | 1160.2693 | 0 | 0 | 0 | 0 | 0 | 0 | 129.069 | 0 | 1071.2155
5180 | 1162.6599 | 0 | 0 | 0 | 0 | 0 | 0 | 131.46 | 0 | 1071.2155
5181 | 1369.8509 | 0 | 0 | 0 | 0 | 0 | 0 | 1369.851 | 0 | 0
5182 | 1357.1007 | 0 | 0 | 0 | 0 | 0 | 0 | 1357.101 | 0 | 0
5183 | 1209.6763 | 0 | 0 | 0 | 0 | 0 | 0 | 1209.676 | 0 | 0
5184 | 945.9063 | 0 | 0 | 0 | 0 | 0 | 0 | 945.906 | 0 | 0
5185 | 1825.6709 | 0 | 0 | 0 | 0 | 0 | 0 | 1825.671 | 0 | 0
5186 | 1777.8576 | 0 | 0 | 0 | 0 | 0 | 0 | 1777.858 | 0 | 0
5187 | 1880.6562 | 0 | 0 | 0 | 0 | 0 | 0 | 1880.656 | 0 | 0
5188 | 2020.9085 | 0 | 0 | 0 | 0 | 0 | 0 | 2020.909 | 0 | 0
5189 | 2148.4107 | 0 | 0 | 0 | 0 | 0 | 0 | 2148.411 | 0 | 0
5190 | 2121.3165 | 0 | 0 | 0 | 0 | 0 | 0 | 2121.316 | 0 | 0
5191 | 1969.1108 | 80.87 | 191.8008 | 0 | -191.8008 | 0 | 0 | 1969.111 | 0 | 0
5192 | 1123.1632 | 260.07 | 697.5449 | 0 | -697.5449 | 0 | 0 | 1123.163 | 0 | 0
5193 | 1632.0301 | 373.01 | 994.8332 | 0 | -994.8332 | 0 | 0 | 1632.03 | 0 | 0
5194 | 1933.3126 | 525.17 | 1375.1593 | 303.9439 | -1071.2155 | 0 | 0 | 1640.723 | 0 | 0
5195 | 2180.0402 | 667.52 | 1718.1332 | 1718.1332 | 0 | 0 | 0 | 0 | 0 | 546.5027
5196 | 2017.7698 | 804.21 | 2037.7069 | 2037.7069 | 0 | 0 | 0 | 0 | 0 | 58.3621
5197 | 1936.1236 | 781.9 | 1981.6883 | 910.4729 | -1071.2155 | 0 | 0 | 1059.662 | 0 | 0
5198 | 2326.1845 | 742.66 | 1892.6659 | 1669.6844 | -222.9815 | 0 | 0 | 718.871 | 0 | 0
5199 | 2160.3092 | 540.14 | 1401.0142 | 1401.0142 | 0 | 0 | 0 | 811.63 | 0 | 0
5200 | 1965.9362 | 64.92 | 154.1877 | 154.1877 | 0 | 0 | 0 | 1817.509 | 0 | 0
5201 | 2270.9292 | 88.89 | 222.3894 | 222.3894 | 0 | 0 | 0 | 2056.847 | 0 | 0
5202 | 1602.9128 | 27.43 | 55.1699 | 55.1699 | 0 | 0 | 0 | 518.604 | 0 | 1071.2155
5203 | 2148.4226 | 0 | 0 | 0 | 0 | 0 | 0 | 1117.223 | 0 | 1071.2155
5204 | 2164.3484 | 0 | 0 | 0 | 0 | 0 | 0 | 1133.148 | 0 | 1071.2155
5205 | 1992.2206 | 0 | 0 | 0 | 0 | 0 | 0 | 1992.221 | 0 | 0
5206 | 1660.7151 | 0 | 0 | 0 | 0 | 0 | 0 | 1660.715 | 0 | 0
5207 | 2342.8514 | 0 | 0 | 0 | 0 | 0 | 0 | 2342.851 | 0 | 0
5208 | 2067.1281 | 0 | 0 | 0 | 0 | 0 | 0 | 2067.128 | 0 | 0
5209 | 1512.4939 | 0 | 0 | 0 | 0 | 0 | 0 | 1512.494 | 0 | 0
5210 | 1488.5872 | 0 | 0 | 0 | 0 | 0 | 0 | 1488.587 | 0 | 0
5211 | 1255.099 | 0 | 0 | 0 | 0 | 0 | 0 | 1255.099 | 0 | 0
5212 | 1229.5985 | 0 | 0 | 0 | 0 | 0 | 0 | 1229.599 | 0 | 0
5213 | 1267.0523 | 0 | 0 | 0 | 0 | 0 | 0 | 1267.052 | 0 | 0
5214 | 1408.8984 | 0 | 0 | 0 | 0 | 0 | 0 | 1408.898 | 0 | 0
5215 | 1368.2571 | 5.87 | 0 | 0 | 0 | 0 | 0 | 1368.257 | 0 | 0
5216 | 992.7355 | 14.69 | 22.728 | 0 | -22.728 | 0 | 0 | 992.735 | 0 | 0
5217 | 1172.2624 | 116.61 | 299.0875 | 0 | -299.0875 | 0 | 0 | 1172.262 | 0 | 0
5218 | 1292.8316 | 276.61 | 729.4934 | 0 | -729.4934 | 0 | 0 | 1292.832 | 0 | 0
5219 | 1352.5624 | 623.44 | 1625.4593 | 1405.0478 | -220.4115 | 0 | 0 | 0 | 0 | 0
5220 | 1429.4651 | 727.18 | 1874.8971 | 1484.935 | -389.9621 | 0 | 0 | 0 | 0 | 0
5221 | 1429.4511 | 796.74 | 2044.5433 | 973.3278 | -1071.2155 | 0 | 0 | 492.482 | 0 | 0
5222 | 1083.6514 | 667.64 | 1731.9825 | 888.4398 | -843.5427 | 0 | 0 | 228.399 | 0 | 0
5223 | 1206.68 | 458.88 | 1209.3962 | 1209.3962 | 0 | 0 | 0 | 42.461 | 0 | 0
5224 | 1434.9975 | 174.01 | 454.69 | 454.69 | 0 | 0 | 0 | 997.293 | 0 | 0
5225 | 1270.9311 | 156.66 | 412.3909 | 412.3909 | 0 | 0 | 0 | 873.945 | 0 | 0
5226 | 1239.3475 | 70.29 | 165.4421 | 165.4421 | 0 | 0 | 0 | 48.885 | 0 | 1071.2155
5227 | 795.2945 | 0 | 0 | 0 | 0 | 0 | 0 | 0 | 0 | 826.1552
5228 | 1205.6919 | 0 | 0 | 0 | 0 | 0 | 0 | 174.492 | 0 | 1071.2155
5229 | 1452.7272 | 0 | 0 | 0 | 0 | 0 | 0 | 1452.727 | 0 | 0
5230 | 1126.8 | 0 | 0 | 0 | 0 | 0 | 0 | 1126.8 | 0 | 0
5231 | 1046.3142 | 0 | 0 | 0 | 0 | 0 | 0 | 1046.314 | 0 | 0
5232 | 945.9063 | 0 | 0 | 0 | 0 | 0 | 0 | 945.906 | 0 | 0
5233 | 1189.7541 | 0 | 0 | 0 | 0 | 0 | 0 | 1189.754 | 0 | 0
5234 | 1080.5804 | 0 | 0 | 0 | 0 | 0 | 0 | 1080.58 | 0 | 0
5235 | 1216.8483 | 0 | 0 | 0 | 0 | 0 | 0 | 1216.848 | 0 | 0
5236 | 1073.4084 | 0 | 0 | 0 | 0 | 0 | 0 | 1073.408 | 0 | 0
5237 | 1196.1292 | 0 | 0 | 0 | 0 | 0 | 0 | 1196.129 | 0 | 0
5238 | 1135.5657 | 0 | 0 | 0 | 0 | 0 | 0 | 1135.566 | 0 | 0
5239 | 1033.564 | 41.15 | 92.9834 | 0 | -92.9834 | 0 | 0 | 1033.564 | 0 | 0
5240 | 863.52 | 320.18 | 847.4933 | 267.4361 | -580.0571 | 0 | 0 | 606.074 | 0 | 0
5241 | 1062.6763 | 547.08 | 1483.809 | 1103.9129 | -379.8961 | 0 | 0 | 0 | 0 | 0
5242 | 1360.7414 | 740.38 | 1953.0599 | 1413.5453 | -539.5147 | 0 | 0 | 0 | 0 | 0
5243 | 1568.4882 | 878 | 2273.1261 | 1629.3528 | -643.7733 | 0 | 0 | 0 | 0 | 0
5244 | 1509.8552 | 752.62 | 1930.148 | 1568.4445 | -361.7035 | 0 | 0 | 0 | 0 | 0
5245 | 1563.935 | 654.92 | 1690.6589 | 1624.6231 | -66.0358 | 0 | 0 | 0 | 0 | 0
5246 | 1577.8526 | 873.63 | 2278.8322 | 1639.0802 | -639.7521 | 0 | 0 | 0 | 0 | 0
5247 | 1437.9908 | 217.34 | 565.1981 | 565.1981 | 0 | 0 | 0 | 893.906 | 0 | 0
5248 | 1849.9352 | 34.32 | 72.7163 | 72.7163 | 0 | 0 | 0 | 1779.936 | 0 | 0
5249 | 2043.3748 | 16.65 | 27.4463 | 27.4463 | 0 | 0 | 0 | 2016.954 | 0 | 0
5250 | 1857.415 | 45.87 | 104.5162 | 104.5162 | 0 | 0 | 0 | 725.603 | 0 | 1071.2155
5251 | 1680.6373 | 0 | 0 | 0 | 0 | 0 | 0 | 649.437 | 0 | 1071.2155
5252 | 1432.0081 | 0 | 0 | 0 | 0 | 0 | 0 | 400.808 | 0 | 1071.2155
5253 | 1791.4047 | 0 | 0 | 0 | 0 | 0 | 0 | 1791.405 | 0 | 0
5254 | 1433.6019 | 0 | 0 | 0 | 0 | 0 | 0 | 1433.602 | 0 | 0
5255 | 1313.2718 | 0 | 0 | 0 | 0 | 0 | 0 | 1313.272 | 0 | 0
5256 | 1328.4127 | 0 | 0 | 0 | 0 | 0 | 0 | 1328.413 | 0 | 0
5257 | 1421.6486 | 0 | 0 | 0 | 0 | 0 | 0 | 1421.649 | 0 | 0
5258 | 1459.1023 | 0 | 0 | 0 | 0 | 0 | 0 | 1459.102 | 0 | 0
5259 | 1105.284 | 0 | 0 | 0 | 0 | 0 | 0 | 1105.284 | 0 | 0
5260 | 1154.691 | 0 | 0 | 0 | 0 | 0 | 0 | 1154.691 | 0 | 0
5261 | 1428.0237 | 0 | 0 | 0 | 0 | 0 | 0 | 1428.024 | 0 | 0
5262 | 1184.9728 | 0 | 0 | 0 | 0 | 0 | 0 | 1184.973 | 0 | 0
5263 | 1434.3988 | 83.8 | 197.1797 | 0 | -197.1797 | 0 | 0 | 1434.399 | 0 | 0
5264 | 1038.439 | 260.69 | 699.6952 | 0 | -699.6952 | 0 | 0 | 1038.439 | 0 | 0
5265 | 1255.5094 | 383.54 | 1025.7428 | 0 | -1025.7428 | 0 | 0 | 1255.509 | 0 | 0
5266 | 1522.3454 | 530.42 | 1393.7269 | 327.452 | -1066.2749 | 0 | 0 | 1207.126 | 0 | 0
5267 | 1627.697 | 682.48 | 1763.8333 | 1690.8594 | -72.974 | 0 | 0 | 0 | 0 | 0
5268 | 1740.9657 | 754.96 | 1931.6335 | 1808.5227 | -123.1108 | 0 | 0 | 0 | 0 | 0
5269 | 1456.1419 | 745.2 | 1904.1104 | 1512.6472 | -391.4632 | 0 | 0 | 0 | 0 | 0
5270 | 1415.659 | 378.85 | 985.0674 | 985.0674 | 0 | 0 | 0 | 467.389 | 0 | 0
5271 | 1574.2258 | 270.78 | 706.1805 | 706.1805 | 0 | 0 | 0 | 894.425 | 0 | 0
5272 | 1456.6718 | 31.38 | 64.8401 | 64.8401 | 0 | 0 | 0 | 1394.253 | 0 | 0
5273 | 1710.5644 | 144.38 | 376.1792 | 376.1792 | 0 | 0 | 0 | 1348.437 | 0 | 0
5274 | 1605.2895 | 41.11 | 91.4377 | 91.4377 | 0 | 0 | 0 | 486.067 | 0 | 1071.2155
5275 | 1610.0698 | 0 | 0 | 0 | 0 | 0 | 0 | 578.87 | 0 | 1071.2155
5276 | 1475.0401 | 0 | 0 | 0 | 0 | 0 | 0 | 443.84 | 0 | 1071.2155
5277 | 1838.4211 | 0 | 0 | 0 | 0 | 0 | 0 | 1838.421 | 0 | 0
5278 | 1491.7748 | 0 | 0 | 0 | 0 | 0 | 0 | 1491.775 | 0 | 0
5279 | 1526.041 | 0 | 0 | 0 | 0 | 0 | 0 | 1526.041 | 0 | 0
5280 | 1497.353 | 0 | 0 | 0 | 0 | 0 | 0 | 1497.353 | 0 | 0
5281 | 1734.0288 | 0 | 0 | 0 | 0 | 0 | 0 | 1734.029 | 0 | 0
5282 | 1447.9459 | 0 | 0 | 0 | 0 | 0 | 0 | 1447.946 | 0 | 0
5283 | 1251.1145 | 0 | 0 | 0 | 0 | 0 | 0 | 1251.115 | 0 | 0
5284 | 1269.4429 | 0 | 0 | 0 | 0 | 0 | 0 | 1269.443 | 0 | 0
5285 | 1431.2113 | 0 | 0 | 0 | 0 | 0 | 0 | 1431.211 | 0 | 0
5286 | 1506.9156 | 0 | 0 | 0 | 0 | 0 | 0 | 1506.916 | 0 | 0
5287 | 1356.3038 | 79.91 | 189.0012 | 0 | -189.0012 | 0 | 0 | 1356.304 | 0 | 0
5288 | 1302.3903 | 253.36 | 677.8897 | 0 | -677.8897 | 0 | 0 | 1302.39 | 0 | 0
5289 | 1113.0576 | 409.38 | 1089.4465 | 18.231 | -1071.2155 | 0 | 0 | 1095.508 | 0 | 0
5290 | 1552.2695 | 546.97 | 1424.4423 | 547.1457 | -877.2966 | 0 | 0 | 1025.562 | 0 | 0
5291 | 1629.2201 | 586.66 | 1504.5238 | 1504.5238 | 0 | 0 | 0 | 0 | 0 | 187.9177
5292 | 1607.9571 | 958.05 | 2406.2219 | 1670.3534 | -735.8685 | 0 | 0 | 0 | 0 | 0
5293 | 1593.6599 | 754.25 | 1889.8029 | 1655.5005 | -234.3024 | 0 | 0 | 0 | 0 | 0
5294 | 1528.3529 | 516.47 | 1320.3624 | 1320.3624 | 0 | 0 | 0 | 257.313 | 0 | 0
5295 | 1862.026 | 609.51 | 1565.967 | 1565.967 | 0 | 0 | 0 | 354.556 | 0 | 0
5296 | 1724.6753 | 244.02 | 638.2344 | 638.2344 | 0 | 0 | 0 | 1110.282 | 0 | 0
5297 | 1844.8819 | 207.55 | 548.1274 | 548.1274 | 0 | 0 | 0 | 1317.23 | 0 | 0
5298 | 1817.6831 | 5.87 | 0 | 0 | 0 | 0 | 0 | 786.483 | 0 | 1071.2155
5299 | 1765.9551 | 0 | 0 | 0 | 0 | 0 | 0 | 734.755 | 0 | 1071.2155
5300 | 1718.8879 | 0 | 0 | 0 | 0 | 0 | 0 | 687.688 | 0 | 1071.2155
5301 | 1542.7756 | 0 | 0 | 0 | 0 | 0 | 0 | 1542.776 | 0 | 0
5302 | 1653.5431 | 0 | 0 | 0 | 0 | 0 | 0 | 1653.543 | 0 | 0
5303 | 1906.9535 | 0 | 0 | 0 | 0 | 0 | 0 | 1906.954 | 0 | 0
5304 | 1835.2336 | 0 | 0 | 0 | 0 | 0 | 0 | 1835.234 | 0 | 0
5305 | 1701.3564 | 0 | 0 | 0 | 0 | 0 | 0 | 1701.356 | 0 | 0
5306 | 1351.5224 | 0 | 0 | 0 | 0 | 0 | 0 | 1351.522 | 0 | 0
5307 | 1069.424 | 0 | 0 | 0 | 0 | 0 | 0 | 1069.424 | 0 | 0
5308 | 1283.7869 | 0 | 0 | 0 | 0 | 0 | 0 | 1283.787 | 0 | 0
5309 | 1391.3668 | 0 | 0 | 0 | 0 | 0 | 0 | 1391.367 | 0 | 0
5310 | 1366.6633 | 0 | 0 | 0 | 0 | 0 | 0 | 1366.663 | 0 | 0
5311 | 1409.6953 | 51.77 | 121.8373 | 0 | -121.8373 | 0 | 0 | 1409.695 | 0 | 0
5312 | 1126.6764 | 169.7 | 451.2641 | 0 | -451.2641 | 0 | 0 | 1126.676 | 0 | 0
5313 | 1236.8333 | 332.23 | 888.2674 | 824.517 | -63.7504 | 0 | 0 | 443.117 | 0 | 0
5314 | 853.2232 | 573.23 | 1502.9573 | 886.3331 | -616.6241 | 0 | 0 | 0 | 0 | 0
5315 | 1279.1002 | 624.73 | 1615.9013 | 1328.7352 | -287.1661 | 0 | 0 | 0 | 0 | 0
5316 | 1487.5921 | 779.12 | 1981.3009 | 1545.3176 | -435.9832 | 0 | 0 | 0 | 0 | 0
5317 | 1377.6534 | 734.39 | 1875.295 | 1431.1125 | -444.1825 | 0 | 0 | 0 | 0 | 0
5318 | 1389.6814 | 711 | 1830.0925 | 1443.6083 | -386.4842 | 0 | 0 | 0 | 0 | 0
5319 | 1142.5534 | 360.51 | 948.4506 | 948.4506 | 0 | 0 | 0 | 229.533 | 0 | 0
5320 | 1250.1114 | 246 | 651.2392 | 651.2392 | 0 | 0 | 0 | 623.199 | 0 | 0
5321 | 1587.4332 | 67.43 | 165.1502 | 165.1502 | 0 | 0 | 0 | 1428.452 | 0 | 0
5322 | 1534.0547 | 43.01 | 97.0919 | 97.0919 | 0 | 0 | 0 | 1440.59 | 0 | 0
5323 | 1588.2052 | 0 | 0 | 0 | 0 | 0 | 0 | 1588.205 | 0 | 0
5324 | 1595.3702 | 0 | 0 | 0 | 0 | 0 | 0 | 1595.37 | 0 | 0
5325 | 1622.4644 | 0 | 0 | 0 | 0 | 0 | 0 | 1622.464 | 0 | 0
5326 | 1469.4619 | 0 | 0 | 0 | 0 | 0 | 0 | 1469.462 | 0 | 0
5327 | 1749.1697 | 0 | 0 | 0 | 0 | 0 | 0 | 1749.17 | 0 | 0
5328 | 1341.9598 | 0 | 0 | 0 | 0 | 0 | 0 | 1341.96 | 0 | 0
5329 | 1458.3055 | 0 | 0 | 0 | 0 | 0 | 0 | 1458.305 | 0 | 0
5330 | 1478.2277 | 0 | 0 | 0 | 0 | 0 | 0 | 1478.228 | 0 | 0
5331 | 1371.4446 | 0 | 0 | 0 | 0 | 0 | 0 | 1371.445 | 0 | 0
5332 | 1293.3496 | 0 | 0 | 0 | 0 | 0 | 0 | 1293.35 | 0 | 0
5333 | 1466.2743 | 0 | 0 | 0 | 0 | 0 | 0 | 1466.274 | 0 | 0
5334 | 1534.8067 | 0 | 0 | 0 | 0 | 0 | 0 | 1534.807 | 0 | 0
5335 | 1117.2373 | 76.38 | 182.4037 | 182.4037 | 0 | 0 | 0 | 941.647 | 0 | 0
5336 | 1320.5663 | 328.19 | 874.6289 | 874.6289 | 0 | 0 | 0 | 478.609 | 0 | 0
5337 | 1426.2447 | 414.22 | 1115.0125 | 1115.0125 | 0 | 0 | 0 | 352.884 | 0 | 0
5338 | 1743.702 | 435.2 | 1153.1782 | 1153.1782 | 0 | 0 | 0 | 633.601 | 0 | 0
5339 | 1773.4518 | 719.47 | 1874.2292 | 1842.2704 | -31.9588 | 0 | 0 | 0 | 0 | 0
5340 | 1551.0702 | 734.95 | 1906.2867 | 1611.2599 | -295.0268 | 0 | 0 | 0 | 0 | 0
5341 | 1468.154 | 758.93 | 1967.2864 | 1525.1253 | -442.161 | 0 | 0 | 0 | 0 | 0
5342 | 1368.2013 | 353.5 | 927.9009 | 927.9009 | 0 | 0 | 0 | 474.962 | 0 | 0
5343 | 1425.388 | 115.06 | 289.0609 | 289.0609 | 0 | 0 | 0 | 1147.125 | 0 | 0
5344 | 1789.557 | 272.52 | 725.8139 | 725.8139 | 0 | 0 | 0 | 1090.856 | 0 | 0
5345 | 1671.8207 | 15.67 | 25.0207 | 25.0207 | 0 | 0 | 0 | 1647.735 | 0 | 0
5346 | 1623.3211 | 5.87 | 0 | 0 | 0 | 0 | 0 | 592.121 | 0 | 1071.2155
5347 | 1399.3357 | 0 | 0 | 0 | 0 | 0 | 0 | 368.136 | 0 | 1071.2155
5348 | 1383.398 | 0 | 0 | 0 | 0 | 0 | 0 | 352.198 | 0 | 1071.2155
5349 | 1339.5691 | 0 | 0 | 0 | 0 | 0 | 0 | 1339.569 | 0 | 0
5350 | 1674.2622 | 0 | 0 | 0 | 0 | 0 | 0 | 1674.262 | 0 | 0
5351 | 1441.5708 | 0 | 0 | 0 | 0 | 0 | 0 | 1441.571 | 0 | 0
5352 | 1500.5405 | 0 | 0 | 0 | 0 | 0 | 0 | 1500.541 | 0 | 0
5353 | 1355.5069 | 0 | 0 | 0 | 0 | 0 | 0 | 1355.507 | 0 | 0
5354 | 1402.5233 | 0 | 0 | 0 | 0 | 0 | 0 | 1402.523 | 0 | 0
5355 | 1098.9089 | 0 | 0 | 0 | 0 | 0 | 0 | 1098.909 | 0 | 0
5356 | 1362.6789 | 0 | 0 | 0 | 0 | 0 | 0 | 1362.679 | 0 | 0
5357 | 1237.5674 | 0 | 0 | 0 | 0 | 0 | 0 | 1237.567 | 0 | 0
5358 | 1263.8647 | 0 | 0 | 0 | 0 | 0 | 0 | 1263.865 | 0 | 0
5359 | 1380.2104 | 58.55 | 139.6476 | 0 | -139.6476 | 0 | 0 | 1380.21 | 0 | 0
5360 | 1386.2658 | 26.45 | 54.0573 | 0 | -54.0573 | 0 | 0 | 1386.266 | 0 | 0
5361 | 1418.5776 | 124.29 | 320.0277 | 0 | -320.0277 | 0 | 0 | 1418.578 | 0 | 0
5362 | 1606.5008 | 506.45 | 1338.0075 | 266.7921 | -1071.2155 | 0 | 0 | 1349.675 | 0 | 0
5363 | 1395.5694 | 234.15 | 607.9688 | 607.9688 | 0 | 0 | 0 | 0 | 0 | 841.7549
5364 | 1749.1418 | 657.52 | 1698.1154 | 1698.1154 | 0 | 0 | 0 | 0 | 0 | 118.9006
5365 | 1070.1512 | 391.87 | 1020.0117 | 0 | -1020.0117 | 0 | 0 | 1070.151 | 0 | 0
5366 | 1155.2987 | 223.16 | 576.3164 | 0 | -576.3164 | 0 | 0 | 1155.299 | 0 | 0
5367 | 1561.8691 | 61.21 | 142.5032 | 0 | -142.5032 | 0 | 0 | 1561.869 | 0 | 0
5368 | 1337.3169 | 408.01 | 1087.4821 | 16.2666 | -1071.2155 | 0 | 0 | 1321.658 | 0 | 0
5369 | 1556.0846 | 225.36 | 599.407 | 348.8535 | -250.5535 | 0 | 0 | 1220.262 | 0 | 0
5370 | 1554.3395 | 47.74 | 109.2521 | 109.2521 | 0 | 0 | 0 | 417.969 | 0 | 1071.2155
5371 | 914.8386 | 0 | 0 | 0 | 0 | 0 | 0 | 0 | 0 | 950.3391
5372 | 1265.4585 | 0 | 0 | 0 | 0 | 0 | 0 | 234.259 | 0 | 1071.2155
5373 | 1199.3168 | 0 | 0 | 0 | 0 | 0 | 0 | 1199.317 | 0 | 0
5374 | 1364.2726 | 0 | 0 | 0 | 0 | 0 | 0 | 1364.273 | 0 | 0
5375 | 1340.366 | 0 | 0 | 0 | 0 | 0 | 0 | 1340.366 | 0 | 0
5376 | 1275.0212 | 0 | 0 | 0 | 0 | 0 | 0 | 1275.021 | 0 | 0
5377 | 2321.3354 | 0 | 0 | 0 | 0 | 0 | 0 | 2321.335 | 0 | 0
5378 | 2049.5965 | 0 | 0 | 0 | 0 | 0 | 0 | 2049.597 | 0 | 0
5379 | 2418.5558 | 0 | 0 | 0 | 0 | 0 | 0 | 2418.556 | 0 | 0
5380 | 2200.2084 | 0 | 0 | 0 | 0 | 0 | 0 | 2200.208 | 0 | 0
5381 | 1996.205 | 0 | 0 | 0 | 0 | 0 | 0 | 1996.205 | 0 | 0
5382 | 2369.9456 | 0 | 0 | 0 | 0 | 0 | 0 | 2369.946 | 0 | 0
5383 | 2032.8619 | 38.23 | 85.2983 | 0 | -85.2983 | 0 | 0 | 2032.862 | 0 | 0
5384 | 1717.081 | 125.59 | 328.8108 | 0 | -328.8108 | 0 | 0 | 1717.081 | 0 | 0
5385 | 1818.1981 | 359.33 | 968.2211 | 0 | -968.2211 | 0 | 0 | 1818.198 | 0 | 0
5386 | 2087.6529 | 504.96 | 1340.8279 | 269.6124 | -1071.2155 | 0 | 0 | 1828.112 | 0 | 0
5387 | 2288.3681 | 703.06 | 1838.5805 | 1838.5805 | 0 | 0 | 0 | 0 | 0 | 538.5881
5388 | 2277.5584 | 798.67 | 2070.796 | 2070.796 | 0 | 0 | 0 | 0 | 0 | 295.1431
5389 | 2252.5022 | 694.75 | 1808.371 | 737.1556 | -1071.2155 | 0 | 0 | 1542.883 | 0 | 0
5390 | 2381.0831 | 585.55 | 1534.5816 | 689.5742 | -845.0074 | 0 | 0 | 1717.268 | 0 | 0
5391 | 2172.9459 | 267.19 | 704.6701 | 704.6701 | 0 | 0 | 0 | 1494.599 | 0 | 0
5392 | 1845.8412 | 42.17 | 94.497 | 94.497 | 0 | 0 | 0 | 1754.874 | 0 | 0
5393 | 2378.556 | 14.69 | 22.647 | 22.647 | 0 | 0 | 0 | 2356.755 | 0 | 0
5394 | 2247.4788 | 10.77 | 12.0647 | 12.0647 | 0 | 0 | 0 | 1204.665 | 0 | 1071.2155
5395 | 2405.0087 | 0 | 0 | 0 | 0 | 0 | 0 | 1373.809 | 0 | 1071.2155
5396 | 1889.422 | 0 | 0 | 0 | 0 | 0 | 0 | 858.222 | 0 | 1071.2155
5397 | 2380.3051 | 0 | 0 | 0 | 0 | 0 | 0 | 2380.305 | 0 | 0
5398 | 2206.5835 | 0 | 0 | 0 | 0 | 0 | 0 | 2206.584 | 0 | 0
5399 | 2286.2723 | 0 | 0 | 0 | 0 | 0 | 0 | 2286.272 | 0 | 0
5400 | 1948.3917 | 0 | 0 | 0 | 0 | 0 | 0 | 1948.392 | 0 | 0
5401 | 1804.9518 | 0 | 0 | 0 | 0 | 0 | 0 | 1804.952 | 0 | 0
5402 | 1843.2025 | 0 | 0 | 0 | 0 | 0 | 0 | 1843.202 | 0 | 0
5403 | 1243.9425 | 0 | 0 | 0 | 0 | 0 | 0 | 1243.943 | 0 | 0
5404 | 1298.1309 | 0 | 0 | 0 | 0 | 0 | 0 | 1298.131 | 0 | 0
5405 | 1563.4947 | 0 | 0 | 0 | 0 | 0 | 0 | 1563.495 | 0 | 0
5406 | 1161.0661 | 0 | 0 | 0 | 0 | 0 | 0 | 1161.066 | 0 | 0
5407 | 1122.8155 | 68.38 | 163.8829 | 0 | -163.8829 | 0 | 0 | 1122.816 | 0 | 0
5408 | 842.0808 | 327.46 | 871.4325 | 0 | -871.4325 | 0 | 0 | 842.081 | 0 | 0
5409 | 1173.7765 | 414.83 | 1109.2845 | 38.0691 | -1071.2155 | 0 | 0 | 1137.13 | 0 | 0
5410 | 1566.0129 | 574.26 | 1503.5629 | 1233.939 | -269.6239 | 0 | 0 | 378.168 | 0 | 0
5411 | 1402.9586 | 574.75 | 1489.5899 | 1457.4005 | -32.1894 | 0 | 0 | 0 | 0 | 0
5412 | 1433.2991 | 661.1 | 1700.7841 | 1488.9178 | -211.8663 | 0 | 0 | 0 | 0 | 0
5413 | 1510.4219 | 797.89 | 2041.297 | 1569.0335 | -472.2635 | 0 | 0 | 0 | 0 | 0
5414 | 1372.2356 | 738.5 | 1909.4509 | 1425.4842 | -483.9667 | 0 | 0 | 0 | 0 | 0
5415 | 1544.9103 | 581.99 | 1529.7761 | 1529.7761 | 0 | 0 | 0 | 72.279 | 0 | 0
5416 | 1537.5301 | 446.43 | 1194.3356 | 1194.3356 | 0 | 0 | 0 | 387.809 | 0 | 0
5417 | 1196.4679 | 312.36 | 830.1868 | 830.1868 | 0 | 0 | 0 | 397.293 | 0 | 0
5418 | 1288.0652 | 91.04 | 196.4266 | 196.4266 | 0 | 0 | 0 | 67.777 | 0 | 1071.2155
5419 | 1408.1115 | 0 | 0 | 0 | 0 | 0 | 0 | 376.911 | 0 | 1071.2155
5420 | 1260.6772 | 0 | 0 | 0 | 0 | 0 | 0 | 229.477 | 0 | 1071.2155
5421 | 1176.207 | 0 | 0 | 0 | 0 | 0 | 0 | 1176.207 | 0 | 0
5422 | 1688.6062 | 0 | 0 | 0 | 0 | 0 | 0 | 1688.606 | 0 | 0
5423 | 1341.1629 | 0 | 0 | 0 | 0 | 0 | 0 | 1341.163 | 0 | 0
5424 | 1206.4888 | 0 | 0 | 0 | 0 | 0 | 0 | 1206.489 | 0 | 0
5425 | 1402.5233 | 0 | 0 | 0 | 0 | 0 | 0 | 1402.523 | 0 | 0
5426 | 1134.7688 | 0 | 0 | 0 | 0 | 0 | 0 | 1134.769 | 0 | 0
5427 | 1440.7739 | 0 | 0 | 0 | 0 | 0 | 0 | 1440.774 | 0 | 0
5428 | 1137.9564 | 0 | 0 | 0 | 0 | 0 | 0 | 1137.956 | 0 | 0
5429 | 876.5771 | 0 | 0 | 0 | 0 | 0 | 0 | 876.577 | 0 | 0
5430 | 1141.1439 | 0 | 0 | 0 | 0 | 0 | 0 | 1141.144 | 0 | 0
5431 | 939.5312 | 80.72 | 191.2336 | 0 | -191.2336 | 0 | 0 | 939.531 | 0 | 0
5432 | 1269.4808 | 257.76 | 691.5739 | 0 | -691.5739 | 0 | 0 | 1269.481 | 0 | 0
5433 | 1423.8829 | 448.88 | 1199.9088 | 301.6741 | -898.2347 | 0 | 0 | 1133.478 | 0 | 0
5434 | 1541.5026 | 630.62 | 1649.2407 | 1601.3206 | -47.9201 | 0 | 0 | 0 | 0 | 0
5435 | 1400.2571 | 875.05 | 2264.9122 | 1454.5936 | -810.3186 | 0 | 0 | 0 | 0 | 0
5436 | 1426.2825 | 779.67 | 1989.6487 | 1481.6296 | -508.0192 | 0 | 0 | 0 | 0 | 0
5437 | 1362.2406 | 685.67 | 1760.5029 | 1415.1024 | -345.4005 | 0 | 0 | 0 | 0 | 0
5438 | 1667.2764 | 704.59 | 1815.7144 | 1731.9742 | -83.7401 | 0 | 0 | 0 | 0 | 0
5439 | 1636.4498 | 561.77 | 1469.4485 | 1469.4485 | 0 | 0 | 0 | 221.892 | 0 | 0
5440 | 1895.057 | 397.35 | 1056.5434 | 1056.5434 | 0 | 0 | 0 | 877.981 | 0 | 0
5441 | 1891.8794 | 87.49 | 219.2179 | 219.2179 | 0 | 0 | 0 | 1680.85 | 0 | 0
5442 | 1615.2725 | 17.62 | 29.3255 | 29.3255 | 0 | 0 | 0 | 555.842 | 0 | 1071.2155
5443 | 1799.3766 | 0 | 0 | 0 | 0 | 0 | 0 | 768.177 | 0 | 1071.2155
5444 | 1355.5069 | 0 | 0 | 0 | 0 | 0 | 0 | 324.307 | 0 | 1071.2155
5445 | 1471.8526 | 0 | 0 | 0 | 0 | 0 | 0 | 1471.853 | 0 | 0
5446 | 1823.2803 | 0 | 0 | 0 | 0 | 0 | 0 | 1823.28 | 0 | 0
5447 | 1494.9623 | 0 | 0 | 0 | 0 | 0 | 0 | 1494.962 | 0 | 0
5448 | 1516.4783 | 0 | 0 | 0 | 0 | 0 | 0 | 1516.478 | 0 | 0
5449 | 1078.9867 | 0 | 0 | 0 | 0 | 0 | 0 | 1078.987 | 0 | 0
5450 | 1199.3168 | 0 | 0 | 0 | 0 | 0 | 0 | 1199.317 | 0 | 0
5451 | 1483.009 | 0 | 0 | 0 | 0 | 0 | 0 | 1483.009 | 0 | 0
5452 | 1071.8147 | 0 | 0 | 0 | 0 | 0 | 0 | 1071.815 | 0 | 0
5453 | 1069.424 | 0 | 0 | 0 | 0 | 0 | 0 | 1069.424 | 0 | 0
5454 | 908.4526 | 0 | 0 | 0 | 0 | 0 | 0 | 908.453 | 0 | 0
5455 | 961.0472 | 80.56 | 191.1349 | 191.1349 | 0 | 0 | 0 | 777.052 | 0 | 0
5456 | 1232.0808 | 257.24 | 692.5805 | 692.5805 | 0 | 0 | 0 | 565.372 | 0 | 0
5457 | 898.5931 | 444.41 | 1194.0053 | 933.4627 | -260.5426 | 0 | 0 | 0 | 0 | 0
5458 | 1637.5824 | 581.82 | 1535.4687 | 1535.4687 | 0 | 0 | 0 | 26.033 | 0 | 138.616
5459 | 1399.4642 | 639.05 | 1666.7269 | 1453.7698 | -212.9571 | 0 | 0 | 0 | 0 | 0
5460 | 1253.0838 | 962.85 | 2501.9862 | 1301.7096 | -1071.2155 | 0 | 129.0611 | 0 | 0 | 0
5461 | 1139.5362 | 758.09 | 1957.4811 | 1183.7554 | -773.7257 | 0 | 0 | 0 | 0 | 0
5462 | 1059.7836 | 883.33 | 2311.8724 | 1100.9087 | -1071.2155 | 0 | 139.7483 | 0 | 0 | 0
5463 | 1558.9445 | 738.23 | 1960.4884 | 1619.4395 | -341.0489 | 0 | 0 | 0 | 0 | 0
5464 | 1523.5696 | 461.71 | 1231.8396 | 1231.8396 | 0 | 0 | 0 | 337.745 | 0 | 0
5465 | 1542.7437 | 307.27 | 804.3216 | 804.3216 | 0 | 0 | 0 | 768.468 | 0 | 0
5466 | 951.0801 | 71.57 | 162.8939 | 162.8939 | 0 | 0 | 0 | 0 | 0 | 825.0935
5467 | 976.1213 | 0 | 0 | 0 | 0 | 0 | 0 | 0 | 0 | 1013.9991
5468 | 1243.9425 | 0 | 0 | 0 | 0 | 0 | 0 | 212.743 | 0 | 1071.2155
5469 | 1221.6297 | 0 | 0 | 0 | 0 | 0 | 0 | 1221.63 | 0 | 0
5470 | 1326.8189 | 0 | 0 | 0 | 0 | 0 | 0 | 1326.819 | 0 | 0
5471 | 1231.9892 | 0 | 0 | 0 | 0 | 0 | 0 | 1231.989 | 0 | 0
5472 | 1280.5994 | 0 | 0 | 0 | 0 | 0 | 0 | 1280.599 | 0 | 0
5473 | 1526.8378 | 0 | 0 | 0 | 0 | 0 | 0 | 1526.838 | 0 | 0
5474 | 1339.5691 | 0 | 0 | 0 | 0 | 0 | 0 | 1339.569 | 0 | 0
5475 | 1200.1137 | 0 | 0 | 0 | 0 | 0 | 0 | 1200.114 | 0 | 0
5476 | 1116.4404 | 0 | 0 | 0 | 0 | 0 | 0 | 1116.44 | 0 | 0
5477 | 1081.3773 | 0 | 0 | 0 | 0 | 0 | 0 | 1081.377 | 0 | 0
5478 | 1066.2364 | 0 | 0 | 0 | 0 | 0 | 0 | 1066.236 | 0 | 0
5479 | 1336.3816 | 46.91 | 108.5863 | 108.5863 | 0 | 0 | 0 | 1177.947 | 0 | 55.9957
5480 | 911.6949 | 260.37 | 699.7306 | 699.7306 | 0 | 0 | 0 | 0 | 0 | 247.3425
5481 | 1039.4979 | 562.21 | 1526.9703 | 1079.8355 | -447.1348 | 0 | 0 | 0 | 0 | 0
5482 | 1131.3791 | 647.47 | 1693.7576 | 1175.2819 | -518.4758 | 0 | 0 | 0 | 0 | 0
5483 | 1048.2088 | 890.17 | 2306.3377 | 1088.8834 | -1071.2155 | 0 | 146.2388 | 0 | 0 | 0
5484 | 1006.9788 | 960.1 | 2467.2039 | 1046.0546 | -1071.2155 | 0 | 349.9338 | 0 | 0 | 0
5485 | 904.3835 | 957.1 | 2466.887 | 939.4784 | -468.3991 | 0 | 1059.0095 | 0 | 0 | 0
5486 | 1037.6411 | 875.17 | 2282.8139 | 1077.9064 | 0 | 0 | 1204.9076 | 0 | 0 | 0
5487 | 1025.9707 | 729.64 | 1939.383 | 1065.7835 | 0 | 0 | 873.5995 | 0 | 0 | 0
5488 | 1029.466 | 531.49 | 1443.4888 | 1069.4142 | 0 | 0 | 374.0746 | 0 | 0 | 0
5489 | 1371.0223 | 302.36 | 797.7241 | 797.7241 | 0 | 0 | 0 | 603.098 | 0 | 0
5490 | 1163.9011 | 83.43 | 170.3463 | 170.3463 | 0 | 0 | 0 | 999.918 | 0 | 0
5491 | 1193.7386 | 0 | 0 | 0 | 0 | 0 | 0 | 1193.739 | 0 | 0
5492 | 1105.284 | 0 | 0 | 0 | 0 | 0 | 0 | 1105.284 | 0 | 0
5493 | 1094.1275 | 0 | 0 | 0 | 0 | 0 | 0 | 1094.128 | 0 | 0
5494 | 1174.6132 | 0 | 0 | 0 | 0 | 0 | 0 | 549.04 | 0 | 649.8492
5495 | 1165.0506 | 0 | 0 | 0 | 0 | 0 | 0 | 133.851 | 0 | 1071.2155
5496 | 495.6645 | 0 | 0 | 0 | 0 | 0 | 0 | 0 | 0 | 514.8981
5497 | 368.1624 | 0 | 0 | 0 | 0 | 0 | 0 | 368.162 | 0 | 0
5498 | 341.0682 | 0 | 0 | 0 | 0 | 0 | 0 | 341.068 | 0 | 0
5499 | 376.9281 | 0 | 0 | 0 | 0 | 0 | 0 | 376.928 | 0 | 0
5500 | 385.6939 | 0 | 0 | 0 | 0 | 0 | 0 | 385.694 | 0 | 0
5501 | 367.3655 | 0 | 0 | 0 | 0 | 0 | 0 | 0 | 0 | 381.6205
5502 | 324.3335 | 0 | 0 | 0 | 0 | 0 | 0 | 0 | 0 | 336.9197
5503 | 333.8962 | 39.21 | 87.7094 | 87.7094 | 0 | 0 | 0 | 0 | 0 | 259.1433
5504 | 280.1859 | 325.45 | 871.6787 | 291.0585 | -580.6202 | 0 | 0 | 0 | 0 | 0
5505 | 809.242 | 556.88 | 1524.474 | 840.6444 | -683.8296 | 0 | 0 | 0 | 0 | 0
5506 | 1188.3885 | 754.33 | 2018.273 | 1234.5031 | -783.7699 | 0 | 0 | 0 | 0 | 0
5507 | 993.5084 | 902.56 | 2371.5445 | 1032.0608 | -1071.2155 | 0 | 268.2682 | 0 | 0 | 0
5508 | 1233.7922 | 834.24 | 2146.7856 | 1281.67 | -457.0045 | 0 | 408.1111 | 0 | 0 | 0
5509 | 1154.0047 | 606.22 | 1574.1559 | 1198.7859 | 0 | 0 | 375.37 | 0 | 0 | 0
5510 | 1230.0597 | 690.96 | 1796.4923 | 1277.7911 | 0 | 0 | 518.7012 | 0 | 0 | 0
5511 | 1043.0311 | 587.05 | 1543.6223 | 1083.5056 | 0 | 0 | 460.1167 | 0 | 0 | 0
5512 | 1276.6757 | 437.07 | 1168.3832 | 1168.3832 | 0 | 0 | 0 | 151.938 | 0 | 0
5513 | 1051.0647 | 307.68 | 809.2642 | 809.2642 | 0 | 0 | 0 | 272.031 | 0 | 0
5514 | 1040.0298 | 83.95 | 165.3019 | 165.3019 | 0 | 0 | 0 | 0 | 0 | 915.0862
5515 | 1084.0897 | 0 | 0 | 0 | 0 | 0 | 0 | 52.89 | 0 | 1071.2155
5516 | 894.9055 | 0 | 0 | 0 | 0 | 0 | 0 | 0 | 0 | 929.6316
5517 | 269.3482 | 0 | 0 | 0 | 0 | 0 | 0 | 256.09 | 0 | 13.7735
5518 | 90.8453 | 0 | 0 | 0 | 0 | 0 | 0 | 0 | 0 | 94.3702
5519 | 94.0328 | 0 | 0 | 0 | 0 | 0 | 0 | 94.033 | 0 | 0
5520 | 90.8453 | 0 | 0 | 0 | 0 | 0 | 0 | 90.845 | 0 | 0
5521 | 95.6266 | 0 | 0 | 0 | 0 | 0 | 0 | 95.627 | 0 | 0
5522 | 87.6577 | 0 | 0 | 0 | 0 | 0 | 0 | 87.658 | 0 | 0
5523 | 94.0328 | 0 | 0 | 0 | 0 | 0 | 0 | 94.033 | 0 | 0
5524 | 85.267 | 0 | 0 | 0 | 0 | 0 | 0 | 85.267 | 0 | 0
5525 | 94.8297 | 0 | 0 | 0 | 0 | 0 | 0 | 0 | 0 | 98.5099
5526 | 87.6577 | 0 | 0 | 0 | 0 | 0 | 0 | 0 | 0 | 91.0595
5527 | 93.2359 | 101.54 | 211.7084 | 96.854 | -114.8544 | 0 | 0 | 0 | 0 | 0
5528 | 76.7762 | 330.45 | 884.3137 | 79.7553 | -804.5584 | 0 | 0 | 0 | 0 | 0
5529 | 83.0716 | 562.97 | 1536.8836 | 86.2945 | -1071.2155 | 0 | 379.3736 | 0 | 0 | 0
5530 | 78.5941 | 758.69 | 2020.1002 | 81.6438 | -1071.2155 | 0 | 867.241 | 0 | 0 | 0
5531 | 85.6854 | 898.37 | 2344.8493 | 89.01 | -514.5969 | 0 | 1741.2424 | 0 | 0 | 0
5532 | 80.162 | 969.29 | 2495.5716 | 83.2727 | 0 | 0 | 2412.2989 | 0 | 0 | 0
5533 | 88.2653 | 964.85 | 2478.7928 | 91.6901 | 0 | 0 | 2387.1027 | 0 | 0 | 0
5534 | 80.4469 | 889.47 | 2304.8875 | 83.5687 | 0 | 0 | 2221.3188 | 0 | 0 | 0
5535 | 94.9911 | 602.56 | 1572.1313 | 98.6771 | 0 | 0 | 1473.4542 | 0 | 0 | 0
5536 | 84.2281 | 539.03 | 1455.7509 | 87.4964 | 0 | 0 | 1368.2544 | 0 | 0 | 0
5537 | 89.7426 | 304.16 | 797.1424 | 93.2244 | 0 | 0 | 703.918 | 0 | 0 | 0
5538 | 80.4598 | 74.48 | 165.3995 | 83.5812 | 0 | 0 | 81.8183 | 0 | 0 | 0
5539 | 96.4285 | 0 | 0 | 0 | 0 | 0 | 0 | 0 | 0 | 100.1699
5540 | 86.0639 | 0 | 0 | 0 | 0 | 0 | 0 | 0 | 0 | 89.4037
5541 | 93.2359 | 0 | 0 | 0 | 0 | 0 | 0 | 0 | 0 | 96.854
5542 | 86.8608 | 0 | 0 | 0 | 0 | 0 | 0 | 0 | 0 | 90.2316
5543 | 92.439 | 0 | 0 | 0 | 0 | 0 | 0 | 0 | 0 | 96.0261
5544 | 86.8608 | 0 | 0 | 0 | 0 | 0 | 0 | 0 | 0 | 90.2316
5545 | 93.2359 | 0 | 0 | 0 | 0 | 0 | 0 | 0 | 0 | 96.854
5546 | 87.6577 | 0 | 0 | 0 | 0 | 0 | 0 | 0 | 0 | 91.0595
5547 | 92.439 | 0 | 0 | 0 | 0 | 0 | 0 | 0 | 0 | 96.0261
5548 | 86.8608 | 0 | 0 | 0 | 0 | 0 | 0 | 0 | 0 | 90.2316
5549 | 93.2359 | 0 | 0 | 0 | 0 | 0 | 0 | 0 | 0 | 96.854
5550 | 82.8764 | 0 | 0 | 0 | 0 | 0 | 0 | 0 | 0 | 86.092
5551 | 84.4702 | 99.86 | 215.926 | 87.7478 | -128.1781 | 0 | 0 | 0 | 0 | 0
5552 | 79.4856 | 325.77 | 873.4281 | 82.5694 | -790.8587 | 0 | 0 | 0 | 0 | 0
5553 | 83.7151 | 556.99 | 1522.7496 | 86.9646 | -327.4396 | 0 | 1108.3455 | 0 | 0 | 0
5554 | 80.1929 | 753.53 | 2013.9183 | 83.3049 | 0 | 0 | 1930.6134 | 0 | 0 | 0
5555 | 80.8682 | 906.94 | 2381.3529 | 84.0061 | 0 | 0 | 2297.3468 | 0 | 0 | 0
5556 | 79.7665 | 973.35 | 2530.5658 | 82.8623 | 0 | 0 | 2447.7034 | 0 | 0 | 0
5557 | 81.1979 | 967.79 | 2511.3157 | 84.3489 | 0 | 0 | 2426.9668 | 0 | 0 | 0
5558 | 74.3586 | 882.58 | 2310.5272 | 77.2434 | 0 | 0 | 2233.2837 | 0 | 0 | 0
5559 | 87.9635 | 565.25 | 1486.3894 | 91.3764 | 0 | 0 | 1395.013 | 0 | 0 | 0
5560 | 78.7595 | 470.46 | 1259.9507 | 81.8152 | 0 | 0 | 1178.1355 | 0 | 0 | 0
5561 | 83.995 | 272.65 | 726.7894 | 87.2544 | 0 | 0 | 639.5349 | 0 | 0 | 0
5562 | 78.9318 | 81.19 | 166.7624 | 81.9949 | 0 | 0 | 84.7675 | 0 | 0 | 0
5563 | 94.8446 | 0 | 0 | 0 | 0 | 0 | 0 | 0 | 0 | 98.5254
5564 | 89.2515 | 0 | 0 | 0 | 0 | 0 | 0 | 0 | 0 | 92.7144
5565 | 93.2359 | 0 | 0 | 0 | 0 | 0 | 0 | 0 | 0 | 96.854
5566 | 86.8608 | 0 | 0 | 0 | 0 | 0 | 0 | 0 | 0 | 90.2316
5567 | 96.4235 | 0 | 0 | 0 | 0 | 0 | 0 | 0 | 0 | 100.1647
5568 | 86.8608 | 0 | 0 | 0 | 0 | 0 | 0 | 0 | 0 | 90.2316
5569 | 93.2359 | 0 | 0 | 0 | 0 | 0 | 0 | 0 | 0 | 96.854
5570 | 88.4546 | 0 | 0 | 0 | 0 | 0 | 0 | 0 | 0 | 91.8875
5571 | 86.8608 | 0 | 0 | 0 | 0 | 0 | 0 | 0 | 0 | 90.2316
5572 | 86.8608 | 0 | 0 | 0 | 0 | 0 | 0 | 0 | 0 | 90.2316
5573 | 93.2359 | 0 | 0 | 0 | 0 | 0 | 0 | 0 | 0 | 96.854
5574 | 83.6733 | 0 | 0 | 0 | 0 | 0 | 0 | 0 | 0 | 86.9199
5575 | 86.8608 | 90.61 | 213.5461 | 90.2316 | -123.3144 | 0 | 0 | 0 | 0 | 0
5576 | 75.7243 | 330.8 | 887.7927 | 78.6635 | -809.1292 | 0 | 0 | 0 | 0 | 0
5577 | 84.1783 | 563.33 | 1539.4962 | 87.4445 | -315.886 | 0 | 1136.1657 | 0 | 0 | 0
5578 | 72.4879 | 760.79 | 2033.8415 | 75.3009 | 0 | 0 | 1958.5407 | 0 | 0 | 0
5579 | 80.7865 | 753.93 | 1961.9916 | 83.9219 | 0 | 0 | 1878.0696 | 0 | 0 | 0
5580 | 74.8706 | 834.66 | 2148.2887 | 77.7753 | 0 | 0 | 2070.5134 | 0 | 0 | 0
5581 | 86.2801 | 964.77 | 2508.8371 | 89.6281 | 0 | 0 | 2419.209 | 0 | 0 | 0
5582 | 78.115 | 560.62 | 1462.1613 | 81.1462 | 0 | 0 | 1381.0151 | 0 | 0 | 0
5583 | 78.5463 | 609.23 | 1605.1569 | 81.594 | 0 | 0 | 1523.563 | 0 | 0 | 0
5584 | 79.3432 | 532.43 | 1448.178 | 82.4219 | 0 | 0 | 1365.7561 | 0 | 0 | 0
5585 | 88.3072 | 298.37 | 785.6657 | 91.7337 | 0 | 0 | 693.932 | 0 | 0 | 0
5586 | 82.3435 | 78.67 | 161.556 | 85.5393 | 0 | 0 | 76.0166 | 0 | 0 | 0
5587 | 97.2562 | 0 | 0 | 0 | 0 | 0 | 0 | 0 | 0 | 101.03
5588 | 88.4546 | 0 | 0 | 0 | 0 | 0 | 0 | 0 | 0 | 91.8875
5589 | 94.0328 | 0 | 0 | 0 | 0 | 0 | 0 | 0 | 0 | 97.6819
5590 | 86.8608 | 0 | 0 | 0 | 0 | 0 | 0 | 0 | 0 | 90.2316
5591 | 90.8453 | 0 | 0 | 0 | 0 | 0 | 0 | 0 | 0 | 94.3702
5592 | 84.4702 | 0 | 0 | 0 | 0 | 0 | 0 | 0 | 0 | 87.7478
5593 | 93.2359 | 0 | 0 | 0 | 0 | 0 | 0 | 0 | 0 | 96.854
5594 | 81.2826 | 0 | 0 | 0 | 0 | 0 | 0 | 0 | 0 | 84.4372
5595 | 92.439 | 0 | 0 | 0 | 0 | 0 | 0 | 0 | 0 | 96.0261
5596 | 79.6888 | 0 | 0 | 0 | 0 | 0 | 0 | 0 | 0 | 82.7813
5597 | 90.0484 | 0 | 0 | 0 | 0 | 0 | 0 | 0 | 0 | 93.5423
5598 | 79.6888 | 0 | 0 | 0 | 0 | 0 | 0 | 0 | 0 | 82.7813
5599 | 86.0639 | 80.59 | 192.3212 | 89.4037 | -102.9175 | 0 | 0 | 0 | 0 | 0
5600 | 75.1595 | 257.01 | 694.468 | 78.0766 | -616.3914 | 0 | 0 | 0 | 0 | 0
5601 | 85.1346 | 455.96 | 1232.1253 | 88.4386 | -504.1714 | 0 | 639.5152 | 0 | 0 | 0
5602 | 74.1644 | 598.89 | 1592.1418 | 77.0419 | 0 | 0 | 1515.0998 | 0 | 0 | 0
5603 | 80.2656 | 733.19 | 1924.6382 | 83.3797 | 0 | 0 | 1841.2586 | 0 | 0 | 0
5604 | 72.995 | 741.51 | 1936.0588 | 75.8276 | 0 | 0 | 1860.2313 | 0 | 0 | 0
5605 | 82.3325 | 783.36 | 2040.9916 | 85.5279 | 0 | 0 | 1955.4637 | 0 | 0 | 0
5606 | 74.6694 | 667.2 | 1751.6346 | 77.5676 | 0 | 0 | 1674.0671 | 0 | 0 | 0
5607 | 86.4494 | 607.72 | 1611.6983 | 89.8047 | 0 | 0 | 1521.8936 | 0 | 0 | 0
5608 | 80.9369 | 457.67 | 1232.7724 | 84.0777 | 0 | 0 | 1148.6947 | 0 | 0 | 0
5609 | 86.7502 | 269.65 | 721.6878 | 90.1163 | 0 | 0 | 631.5715 | 0 | 0 | 0
5610 | 79.3501 | 76.82 | 160.3551 | 82.4292 | 0 | 0 | 77.9259 | 0 | 0 | 0
5611 | 96.4444 | 0 | 0 | 0 | 0 | 0 | 0 | 0 | 0 | 100.1865
5612 | 87.6577 | 0 | 0 | 0 | 0 | 0 | 0 | 0 | 0 | 91.0595
5613 | 90.8453 | 0 | 0 | 0 | 0 | 0 | 0 | 0 | 0 | 94.3702
5614 | 86.0639 | 0 | 0 | 0 | 0 | 0 | 0 | 0 | 0 | 89.4037
5615 | 92.439 | 0 | 0 | 0 | 0 | 0 | 0 | 0 | 0 | 96.0261
5616 | 87.6577 | 0 | 0 | 0 | 0 | 0 | 0 | 0 | 0 | 91.0595
5617 | 94.0328 | 0 | 0 | 0 | 0 | 0 | 0 | 0 | 0 | 97.6819
5618 | 86.8608 | 0 | 0 | 0 | 0 | 0 | 0 | 0 | 0 | 90.2316
5619 | 93.2359 | 0 | 0 | 0 | 0 | 0 | 0 | 0 | 0 | 96.854
5620 | 79.6888 | 0 | 0 | 0 | 0 | 0 | 0 | 0 | 0 | 82.7813
5621 | 88.4546 | 0 | 0 | 0 | 0 | 0 | 0 | 0 | 0 | 91.8875
5622 | 86.0639 | 0 | 0 | 0 | 0 | 0 | 0 | 0 | 0 | 89.4037
5623 | 88.4546 | 94.48 | 220.7709 | 91.8875 | -128.8835 | 0 | 0 | 0 | 0 | 0
5624 | 78.9726 | 285.56 | 771.2637 | 82.0375 | -689.2262 | 0 | 0 | 0 | 0 | 0
5625 | 84.4114 | 451.44 | 1214.8957 | 87.6865 | -418.2508 | 0 | 708.9583 | 0 | 0 | 0
5626 | 75.3169 | 617.48 | 1631.2964 | 78.2397 | 0 | 0 | 1553.0567 | 0 | 0 | 0
5627 | 86.3179 | 719.78 | 1875.1932 | 89.6675 | 0 | 0 | 1785.5257 | 0 | 0 | 0
5628 | 74.6116 | 781.18 | 2020.843 | 77.5063 | 0 | 0 | 1943.3367 | 0 | 0 | 0
5629 | 87.3011 | 736.47 | 1908.2999 | 90.6887 | 0 | 0 | 1817.6112 | 0 | 0 | 0
5630 | 82.3166 | 277.28 | 722.6944 | 85.5103 | 0 | 0 | 637.1841 | 0 | 0 | 0
5631 | 88.9845 | 405.72 | 1071.872 | 92.438 | 0 | 0 | 979.4339 | 0 | 0 | 0
5632 | 81.1182 | 347.19 | 928.545 | 84.2658 | 0 | 0 | 844.2792 | 0 | 0 | 0
5633 | 82.9302 | 125.32 | 325.0898 | 86.1481 | 0 | 0 | 238.9417 | 0 | 0 | 0
5634 | 82.6104 | 41.96 | 92.8494 | 85.8157 | 0 | 0 | 7.0337 | 0 | 0 | 0
5635 | 95.6336 | 0 | 0 | 0 | 0 | 0 | 0 | 0 | 0 | 99.3451
5636 | 90.8453 | 0 | 0 | 0 | 0 | 0 | 0 | 0 | 0 | 94.3702
5637 | 93.2359 | 0 | 0 | 0 | 0 | 0 | 0 | 0 | 0 | 96.854
5638 | 88.4546 | 0 | 0 | 0 | 0 | 0 | 0 | 0 | 0 | 91.8875
5639 | 97.2204 | 0 | 0 | 0 | 0 | 0 | 0 | 0 | 0 | 100.9926
5640 | 90.0484 | 0 | 0 | 0 | 0 | 0 | 0 | 0 | 0 | 93.5423
5641 | 92.439 | 0 | 0 | 0 | 0 | 0 | 0 | 0 | 0 | 96.0261
5642 | 86.0639 | 0 | 0 | 0 | 0 | 0 | 0 | 0 | 0 | 89.4037
5643 | 90.8453 | 0 | 0 | 0 | 0 | 0 | 0 | 0 | 0 | 94.3702
5644 | 86.8608 | 0 | 0 | 0 | 0 | 0 | 0 | 0 | 0 | 90.2316
5645 | 92.439 | 0 | 0 | 0 | 0 | 0 | 0 | 0 | 0 | 96.0261
5646 | 85.267 | 0 | 0 | 0 | 0 | 0 | 0 | 0 | 0 | 88.5758
5647 | 76.5013 | 70.27 | 168.5159 | 79.4706 | -89.0453 | 0 | 0 | 0 | 0 | 0
5648 | 82.453 | 254.6 | 686.8213 | 85.6526 | -601.1688 | 0 | 0 | 0 | 0 | 0
5649 | 644.2323 | 465.2 | 1253.963 | 669.2323 | -569.1622 | 0 | 15.5686 | 0 | 0 | 0
5650 | 550.7832 | 607.23 | 1608.5684 | 572.156 | 0 | 0 | 1036.4124 | 0 | 0 | 0
5651 | 872.9741 | 670.53 | 1754.2753 | 906.8506 | 0 | 0 | 847.4247 | 0 | 0 | 0
5652 | 946.1464 | 481.86 | 1259.3981 | 982.861 | 0 | 0 | 276.5371 | 0 | 0 | 0
5653 | 1239.5337 | 244.98 | 633.1401 | 633.1401 | 0 | 0 | 0 | 630.044 | 0 | 0
5654 | 1165.2976 | 297.22 | 774.8652 | 774.8652 | 0 | 0 | 0 | 419.378 | 0 | 0
5655 | 1376.3664 | 51.05 | 115.1764 | 115.1764 | 0 | 0 | 0 | 1265.492 | 0 | 0
5656 | 885.9086 | 31.38 | 64.9004 | 64.9004 | 0 | 0 | 0 | 823.433 | 0 | 0
5657 | 1355.6593 | 12.73 | 17.2753 | 17.2753 | 0 | 0 | 0 | 1339.03 | 0 | 0
5658 | 1090.8972 | 21.55 | 39.1515 | 39.1515 | 0 | 0 | 0 | 1053.208 | 0 | 0
5659 | 1122.6312 | 0 | 0 | 0 | 0 | 0 | 0 | 1122.631 | 0 | 0
5660 | 1206.4888 | 0 | 0 | 0 | 0 | 0 | 0 | 1206.489 | 0 | 0
5661 | 1114.0497 | 0 | 0 | 0 | 0 | 0 | 0 | 445.434 | 0 | 694.5615
5662 | 1332.3971 | 0 | 0 | 0 | 0 | 0 | 0 | 301.197 | 0 | 1071.2155
5663 | 1107.6746 | 0 | 0 | 0 | 0 | 0 | 0 | 76.475 | 0 | 1071.2155
5664 | 162.5652 | 0 | 0 | 0 | 0 | 0 | 0 | 0 | 0 | 168.8733
5665 | 108.3768 | 0 | 0 | 0 | 0 | 0 | 0 | 108.377 | 0 | 0
5666 | 94.0328 | 0 | 0 | 0 | 0 | 0 | 0 | 94.033 | 0 | 0
5667 | 105.1892 | 0 | 0 | 0 | 0 | 0 | 0 | 105.189 | 0 | 0
5668 | 101.2048 | 0 | 0 | 0 | 0 | 0 | 0 | 101.205 | 0 | 0
5669 | 105.1892 | 0 | 0 | 0 | 0 | 0 | 0 | 0 | 0 | 109.2708
5670 | 94.8297 | 0 | 0 | 0 | 0 | 0 | 0 | 0 | 0 | 98.5099
5671 | 86.8608 | 41.16 | 93.0083 | 90.2316 | -2.7767 | 0 | 0 | 0 | 0 | 0
5672 | 82.0825 | 338.39 | 904.8072 | 85.2682 | -819.539 | 0 | 0 | 0 | 0 | 0
5673 | 832.2691 | 574.99 | 1561.9988 | 864.565 | -697.4338 | 0 | 0 | 0 | 0 | 0
5674 | 1035.63 | 773.15 | 2053.7533 | 1075.8174 | -977.936 | 0 | 0 | 0 | 0 | 0
5675 | 888.0562 | 905.16 | 2361.8493 | 922.5168 | -1071.2155 | 0 | 368.1171 | 0 | 0 | 0
5676 | 1347.1615 | 975.26 | 2522.1057 | 1399.4372 | -7.5396 | 0 | 1115.1289 | 0 | 0 | 0
5677 | 1336.4483 | 968.49 | 2506.1092 | 1388.3096 | 0 | 0 | 1117.7996 | 0 | 0 | 0
5678 | 1189.8149 | 886.98 | 2317.3085 | 1235.9855 | 0 | 0 | 1081.323 | 0 | 0 | 0
5679 | 1475.6089 | 539.89 | 1421.0558 | 1421.0558 | 0 | 0 | 0 | 107.637 | 0 | 0
5680 | 1639.9322 | 532.94 | 1447.1464 | 1447.1464 | 0 | 0 | 0 | 246.844 | 0 | 0
5681 | 1706.823 | 220.52 | 587.1376 | 587.1376 | 0 | 0 | 0 | 1141.618 | 0 | 0
5682 | 1428.5228 | 34.29 | 72.3777 | 72.3777 | 0 | 0 | 0 | 327.649 | 0 | 1071.2155
5683 | 1533.5207 | 0 | 0 | 0 | 0 | 0 | 0 | 502.321 | 0 | 1071.2155
5684 | 1655.1368 | 0 | 0 | 0 | 0 | 0 | 0 | 623.937 | 0 | 1071.2155
5685 | 1609.7142 | 0 | 0 | 0 | 0 | 0 | 0 | 1609.714 | 0 | 0
5686 | 1722.0755 | 0 | 0 | 0 | 0 | 0 | 0 | 1722.075 | 0 | 0
5687 | 1463.8837 | 0 | 0 | 0 | 0 | 0 | 0 | 1463.884 | 0 | 0
5688 | 1754.7479 | 0 | 0 | 0 | 0 | 0 | 0 | 1754.748 | 0 | 0
5689 | 1349.1318 | 0 | 0 | 0 | 0 | 0 | 0 | 1349.132 | 0 | 0
5690 | 1326.022 | 0 | 0 | 0 | 0 | 0 | 0 | 1326.022 | 0 | 0
5691 | 1411.2891 | 0 | 0 | 0 | 0 | 0 | 0 | 1411.289 | 0 | 0
5692 | 1294.1465 | 0 | 0 | 0 | 0 | 0 | 0 | 1294.146 | 0 | 0
5693 | 1482.2121 | 0 | 0 | 0 | 0 | 0 | 0 | 1482.212 | 0 | 0
5694 | 1483.009 | 0 | 0 | 0 | 0 | 0 | 0 | 1483.009 | 0 | 0
5695 | 1287.7714 | 77.24 | 184.8231 | 0 | -184.8231 | 0 | 0 | 1287.771 | 0 | 0
5696 | 1284.4902 | 249.61 | 670.5495 | 0 | -670.5495 | 0 | 0 | 1284.49 | 0 | 0
5697 | 1520.7915 | 414.87 | 1107.7741 | 550.8096 | -556.9645 | 0 | 0 | 990.557 | 0 | 0
5698 | 1079.7616 | 549.34 | 1443.7495 | 1121.6619 | -322.0876 | 0 | 0 | 0 | 0 | 0
5699 | 1397.4561 | 670.39 | 1740.3543 | 1451.6839 | -288.6703 | 0 | 0 | 0 | 0 | 0
5700 | 1300.2516 | 816.77 | 2096.0628 | 1350.708 | -745.3549 | 0 | 0 | 0 | 0 | 0
5701 | 1512.0147 | 760.19 | 1956.8931 | 1570.6873 | -386.2058 | 0 | 0 | 0 | 0 | 0
5702 | 1330.6818 | 654.22 | 1698.0874 | 1382.3188 | -315.7686 | 0 | 0 | 0 | 0 | 0
5703 | 1355.5716 | 577.62 | 1514.1909 | 1408.1746 | -106.0163 | 0 | 0 | 0 | 0 | 0
5704 | 1598.3855 | 255.92 | 676.7626 | 676.7626 | 0 | 0 | 0 | 946.903 | 0 | 0
5705 | 1495.9604 | 125.31 | 324.7698 | 324.7698 | 0 | 0 | 0 | 1183.323 | 0 | 0
5706 | 1298.7306 | 45.02 | 100.4296 | 100.4296 | 0 | 0 | 0 | 170.853 | 0 | 1071.2155
5707 | 1402.2623 | 0 | 0 | 0 | 0 | 0 | 0 | 371.062 | 0 | 1071.2155
5708 | 1392.1637 | 0 | 0 | 0 | 0 | 0 | 0 | 360.964 | 0 | 1071.2155
5709 | 1202.5043 | 0 | 0 | 0 | 0 | 0 | 0 | 1202.504 | 0 | 0
5710 | 1352.3193 | 0 | 0 | 0 | 0 | 0 | 0 | 1352.319 | 0 | 0
5711 | 1295.7403 | 0 | 0 | 0 | 0 | 0 | 0 | 1295.74 | 0 | 0
5712 | 1243.9425 | 0 | 0 | 0 | 0 | 0 | 0 | 1243.943 | 0 | 0
5713 | 1173.8164 | 0 | 0 | 0 | 0 | 0 | 0 | 1173.816 | 0 | 0
5714 | 1220.8328 | 0 | 0 | 0 | 0 | 0 | 0 | 1220.833 | 0 | 0
5715 | 1220.0359 | 0 | 0 | 0 | 0 | 0 | 0 | 1220.036 | 0 | 0
5716 | 899.6868 | 0 | 0 | 0 | 0 | 0 | 0 | 899.687 | 0 | 0
5717 | 1117.2373 | 0 | 0 | 0 | 0 | 0 | 0 | 1117.237 | 0 | 0
5718 | 1305.3029 | 0 | 0 | 0 | 0 | 0 | 0 | 1305.303 | 0 | 0
5719 | 1147.519 | 97.42 | 227.6073 | 0 | -227.6073 | 0 | 0 | 1147.519 | 0 | 0
5720 | 929.5402 | 298.44 | 807.2957 | 0 | -807.2957 | 0 | 0 | 929.54 | 0 | 0
5721 | 1210.9693 | 393.85 | 1057.4658 | 1007.6219 | -49.8439 | 0 | 0 | 240.987 | 0 | 0
5722 | 1135.0278 | 559.41 | 1477.3455 | 1179.0725 | -298.273 | 0 | 0 | 0 | 0 | 0
5723 | 1545.1075 | 916.28 | 2395.1108 | 1605.0645 | -790.0463 | 0 | 0 | 0 | 0 | 0
5724 | 1332.948 | 386.41 | 1004.197 | 1004.197 | 0 | 0 | 0 | 0 | 0 | 380.4757
5725 | 1136.3975 | 981.7 | 2526.2069 | 1180.4946 | -1071.2155 | 0 | 274.4969 | 0 | 0 | 0
5726 | 1310.148 | 610.95 | 1579.8724 | 1360.988 | -218.8845 | 0 | 0 | 0 | 0 | 0
5727 | 1355.743 | 738.32 | 1945.0539 | 1408.3523 | -536.7016 | 0 | 0 | 0 | 0 | 0
5728 | 1265.597 | 471.25 | 1253.9693 | 1253.9693 | 0 | 0 | 0 | 58.469 | 0 | 0
5729 | 1372.3541 | 20.57 | 37.5746 | 37.5746 | 0 | 0 | 0 | 1336.183 | 0 | 0
5730 | 1424.6399 | 57.39 | 126.8256 | 126.8256 | 0 | 0 | 0 | 271.352 | 0 | 1071.2155
5731 | 1131.4817 | 0 | 0 | 0 | 0 | 0 | 0 | 100.282 | 0 | 1071.2155
5732 | 1318.85 | 0 | 0 | 0 | 0 | 0 | 0 | 287.65 | 0 | 1071.2155
5733 | 1212.067 | 0 | 0 | 0 | 0 | 0 | 0 | 1212.067 | 0 | 0
5734 | 1363.4758 | 0 | 0 | 0 | 0 | 0 | 0 | 1363.476 | 0 | 0
5735 | 1298.9278 | 0 | 0 | 0 | 0 | 0 | 0 | 1298.928 | 0 | 0
5736 | 502.0396 | 0 | 0 | 0 | 0 | 0 | 0 | 502.04 | 0 | 0
5737 | 307.5989 | 0 | 0 | 0 | 0 | 0 | 0 | 307.599 | 0 | 0
5738 | 222.3318 | 0 | 0 | 0 | 0 | 0 | 0 | 222.332 | 0 | 0
5739 | 304.4113 | 0 | 0 | 0 | 0 | 0 | 0 | 304.411 | 0 | 0
5740 | 233.4883 | 0 | 0 | 0 | 0 | 0 | 0 | 233.488 | 0 | 0
5741 | 283.6922 | 0 | 0 | 0 | 0 | 0 | 0 | 283.692 | 0 | 0
5742 | 279.7078 | 0 | 0 | 0 | 0 | 0 | 0 | 279.708 | 0 | 0
5743 | 278.114 | 105.44 | 225.0124 | 0 | -225.0124 | 0 | 0 | 278.114 | 0 | 0
5744 | 207.0754 | 338.97 | 909.0134 | 0 | -909.0134 | 0 | 0 | 207.075 | 0 | 0
5745 | 1378.0269 | 364.27 | 968.5452 | 935.6868 | -32.8584 | 0 | 0 | 477.293 | 0 | 0
5746 | 1300.4519 | 774.36 | 2023.3714 | 1350.9157 | -672.4557 | 0 | 0 | 0 | 0 | 0
5747 | 1608.7589 | 915.67 | 2339.6355 | 1671.1865 | -668.449 | 0 | 0 | 0 | 0 | 0
5748 | 1772.0822 | 984.34 | 2487.3764 | 1840.8472 | -646.5292 | 0 | 0 | 0 | 0 | 0
5749 | 1617.9401 | 836.25 | 2102.8462 | 1680.7238 | -422.1225 | 0 | 0 | 0 | 0 | 0
5750 | 1533.0237 | 554.44 | 1425.4281 | 1425.4281 | 0 | 0 | 0 | 160.842 | 0 | 0
5751 | 1780.7354 | 582.69 | 1511.491 | 1511.491 | 0 | 0 | 0 | 325.707 | 0 | 0
5752 | 1349.0361 | 73.47 | 176.9687 | 176.9687 | 0 | 0 | 0 | 1178.678 | 0 | 0
5753 | 1613.9387 | 90.32 | 226.2662 | 226.2662 | 0 | 0 | 0 | 1396.125 | 0 | 0
5754 | 1295.9295 | 23.51 | 43.6298 | 43.6298 | 0 | 0 | 0 | 222.73 | 0 | 1071.2155
5755 | 1388.6465 | 0 | 0 | 0 | 0 | 0 | 0 | 357.446 | 0 | 1071.2155
5756 | 1267.0523 | 0 | 0 | 0 | 0 | 0 | 0 | 235.852 | 0 | 1071.2155
5757 | 1465.4775 | 0 | 0 | 0 | 0 | 0 | 0 | 1465.477 | 0 | 0
5758 | 1438.3833 | 0 | 0 | 0 | 0 | 0 | 0 | 1438.383 | 0 | 0
5759 | 1352.3193 | 0 | 0 | 0 | 0 | 0 | 0 | 1352.319 | 0 | 0
5760 | 574.5564 | 0 | 0 | 0 | 0 | 0 | 0 | 574.556 | 0 | 0
5761 | 496.4614 | 0 | 0 | 0 | 0 | 0 | 0 | 496.461 | 0 | 0
5762 | 496.4614 | 0 | 0 | 0 | 0 | 0 | 0 | 496.461 | 0 | 0
5763 | 502.0396 | 0 | 0 | 0 | 0 | 0 | 0 | 502.04 | 0 | 0
5764 | 419.9601 | 0 | 0 | 0 | 0 | 0 | 0 | 419.96 | 0 | 0
5765 | 483.7112 | 0 | 0 | 0 | 0 | 0 | 0 | 483.711 | 0 | 0
5766 | 465.3827 | 0 | 0 | 0 | 0 | 0 | 0 | 465.383 | 0 | 0
5767 | 470.1641 | 78.53 | 187.8045 | 0 | -187.8045 | 0 | 0 | 470.164 | 0 | 0
5768 | 384.0224 | 250.94 | 673.7843 | 0 | -673.7843 | 0 | 0 | 384.022 | 0 | 0
5769 | 1040.75 | 397.61 | 1062.7045 | 0 | -1062.7045 | 0 | 0 | 1040.75 | 0 | 0
5770 | 1686.0651 | 512.75 | 1350.4316 | 279.2162 | -1071.2155 | 0 | 0 | 1417.279 | 0 | 0
5771 | 1865.857 | 713.26 | 1850.747 | 1850.747 | 0 | 0 | 0 | 0 | 0 | 87.5141
5772 | 1807.6941 | 610.58 | 1584.3081 | 1584.3081 | 0 | 0 | 0 | 0 | 0 | 293.533
5773 | 1599.518 | 980.3 | 2538.8076 | 1533.8129 | -1004.9948 | 0 | 0 | 123.002 | 0 | 0
5774 | 1650.484 | 502.31 | 1313.9031 | 1313.9031 | 0 | 0 | 0 | 385.662 | 0 | 0
5775 | 1952.3423 | 490.41 | 1294.6987 | 1294.6987 | 0 | 0 | 0 | 706.008 | 0 | 0
5776 | 1917.6398 | 186.47 | 489.0392 | 489.0392 | 0 | 0 | 0 | 1446.869 | 0 | 0
5777 | 1638.3992 | 32.34 | 69.2478 | 69.2478 | 0 | 0 | 0 | 1571.738 | 0 | 0
5778 | 1789.8428 | 34.26 | 71.7513 | 71.7513 | 0 | 0 | 0 | 689.572 | 0 | 1071.2155
5779 | 1557.9215 | 0 | 0 | 0 | 0 | 0 | 0 | 526.721 | 0 | 1071.2155
5780 | 1417.6642 | 0 | 0 | 0 | 0 | 0 | 0 | 386.464 | 0 | 1071.2155
5781 | 1755.5448 | 0 | 0 | 0 | 0 | 0 | 0 | 1755.545 | 0 | 0
5782 | 1519.6659 | 0 | 0 | 0 | 0 | 0 | 0 | 1519.666 | 0 | 0
5783 | 1699.7626 | 0 | 0 | 0 | 0 | 0 | 0 | 1699.763 | 0 | 0
5784 | 524.3525 | 0 | 0 | 0 | 0 | 0 | 0 | 524.352 | 0 | 0
5785 | 475.7423 | 0 | 0 | 0 | 0 | 0 | 0 | 475.742 | 0 | 0
5786 | 485.3049 | 0 | 0 | 0 | 0 | 0 | 0 | 485.305 | 0 | 0
5787 | 448.6481 | 0 | 0 | 0 | 0 | 0 | 0 | 448.648 | 0 | 0
5788 | 408.8037 | 0 | 0 | 0 | 0 | 0 | 0 | 408.804 | 0 | 0
5789 | 496.4614 | 0 | 0 | 0 | 0 | 0 | 0 | 496.461 | 0 | 0
5790 | 478.9298 | 0 | 0 | 0 | 0 | 0 | 0 | 478.93 | 0 | 0
5791 | 400.8348 | 64.89 | 155.2681 | 0 | -155.2681 | 0 | 0 | 400.835 | 0 | 0
5792 | 182.8679 | 212.8 | 566.7438 | 0 | -566.7438 | 0 | 0 | 182.868 | 0 | 0
5793 | 1356.1404 | 390.21 | 1033.6741 | 0 | -1033.6741 | 0 | 0 | 1356.14 | 0 | 0
5794 | 1493.0687 | 563.25 | 1458.7114 | 1224.2823 | -234.4291 | 0 | 0 | 314.52 | 0 | 0
5795 | 1601.832 | 690.08 | 1753.0775 | 1663.9907 | -89.0869 | 0 | 0 | 0 | 0 | 0
5796 | 1394.3631 | 739.92 | 1864.1881 | 1448.4709 | -415.7172 | 0 | 0 | 0 | 0 | 0
5797 | 1717.3001 | 726.27 | 1835.9295 | 1783.9394 | -51.9901 | 0 | 0 | 0 | 0 | 0
5798 | 1250.3824 | 747.47 | 1900.6356 | 1298.9028 | -601.7328 | 0 | 0 | 0 | 0 | 0
5799 | 1121.1221 | 612.04 | 1588.7095 | 1164.6269 | -424.0827 | 0 | 0 | 0 | 0 | 0
5800 | 1607.7798 | 257.03 | 676.9953 | 676.9953 | 0 | 0 | 0 | 956.074 | 0 | 0
5801 | 1448.2039 | 70.27 | 171.6801 | 171.6801 | 0 | 0 | 0 | 1282.936 | 0 | 0
5802 | 1364.7797 | 18.61 | 31.0083 | 31.0083 | 0 | 0 | 0 | 303.729 | 0 | 1071.2155
5803 | 1446.5205 | 0 | 0 | 0 | 0 | 0 | 0 | 415.32 | 0 | 1071.2155
5804 | 1027.9858 | 0 | 0 | 0 | 0 | 0 | 0 | 0 | 0 | 1067.8767
5805 | 1208.0826 | 0 | 0 | 0 | 0 | 0 | 0 | 1208.083 | 0 | 0
5806 | 1391.3668 | 0 | 0 | 0 | 0 | 0 | 0 | 1391.367 | 0 | 0
5807 | 960.2503 | 0 | 0 | 0 | 0 | 0 | 0 | 960.25 | 0 | 0
5808 | 1379.4135 | 0 | 0 | 0 | 0 | 0 | 0 | 1379.414 | 0 | 0
5809 | 1115.6435 | 0 | 0 | 0 | 0 | 0 | 0 | 1115.644 | 0 | 0
5810 | 1562.6978 | 0 | 0 | 0 | 0 | 0 | 0 | 1562.698 | 0 | 0
5811 | 1405.7108 | 0 | 0 | 0 | 0 | 0 | 0 | 1405.711 | 0 | 0
5812 | 1476.6339 | 0 | 0 | 0 | 0 | 0 | 0 | 1476.634 | 0 | 0
5813 | 1177.8008 | 0 | 0 | 0 | 0 | 0 | 0 | 1177.801 | 0 | 0
5814 | 1127.5968 | 0 | 0 | 0 | 0 | 0 | 0 | 1127.597 | 0 | 0
5815 | 1133.1751 | 82.89 | 197.6025 | 197.6025 | 0 | 0 | 0 | 942.954 | 0 | 0
5816 | 181.302 | 350.1 | 931.9387 | 188.3374 | -743.6014 | 0 | 0 | 0 | 0 | 0
5817 | 479.2755 | 390.48 | 1031.6536 | 497.8731 | -533.7805 | 0 | 0 | 0 | 0 | 0
5818 | 453.9145 | 789.12 | 2031.4502 | 471.528 | -1071.2155 | 0 | 488.7067 | 0 | 0 | 0
5819 | 496.7951 | 927.72 | 2324.0742 | 516.073 | -1071.2155 | 0 | 736.7858 | 0 | 0 | 0
5820 | 414.3719 | 997.29 | 2466.4154 | 430.4516 | -156.6279 | 0 | 1879.336 | 0 | 0 | 0
5821 | 318.7732 | 989.49 | 2453.0792 | 331.1429 | 0 | 0 | 2121.9363 | 0 | 0 | 0
5822 | 334.3604 | 898.49 | 2262.9624 | 347.3358 | 0 | 0 | 1915.6266 | 0 | 0 | 0
5823 | 406.4429 | 746.79 | 1928.1525 | 422.2149 | 0 | 0 | 1505.9376 | 0 | 0 | 0
5824 | 328.2074 | 537.32 | 1432.0225 | 340.943 | 0 | 0 | 1091.0795 | 0 | 0 | 0
5825 | 412.0002 | 295.9 | 764.6486 | 427.9876 | 0 | 0 | 336.661 | 0 | 0 | 0
5826 | 284.013 | 69.31 | 125.9322 | 125.9322 | 0 | 0 | 0 | 162.785 | 0 | 0
5827 | 303.3544 | 0 | 0 | 0 | 0 | 0 | 0 | 303.354 | 0 | 0
5828 | 260.5825 | 0 | 0 | 0 | 0 | 0 | 0 | 260.582 | 0 | 0
5829 | 203.2065 | 0 | 0 | 0 | 0 | 0 | 0 | 55.243 | 0 | 153.7057
5830 | 329.9117 | 0 | 0 | 0 | 0 | 0 | 0 | 0 | 0 | 342.7142
5831 | 295.6455 | 0 | 0 | 0 | 0 | 0 | 0 | 0 | 0 | 307.1185
5832 | 301.2237 | 0 | 0 | 0 | 0 | 0 | 0 | 0 | 0 | 312.9129
5833 | 332.0389 | 0 | 0 | 0 | 0 | 0 | 0 | 332.039 | 0 | 0
5834 | 303.4149 | 0 | 0 | 0 | 0 | 0 | 0 | 303.415 | 0 | 0
5835 | 303.4149 | 0 | 0 | 0 | 0 | 0 | 0 | 303.415 | 0 | 0
5836 | 323.0428 | 0 | 0 | 0 | 0 | 0 | 0 | 323.043 | 0 | 0
5837 | 232.2637 | 0 | 0 | 0 | 0 | 0 | 0 | 0 | 0 | 241.2769
5838 | 282.1513 | 0 | 0 | 0 | 0 | 0 | 0 | 0 | 0 | 293.0998
5839 | 262.5234 | 62.41 | 148.6145 | 148.6145 | 0 | 0 | 0 | 0 | 0 | 124.0967
5840 | 251.6319 | 238.53 | 642.2442 | 261.3965 | -380.8476 | 0 | 0 | 0 | 0 | 0
5841 | 470.5752 | 383.66 | 1027.9648 | 488.8366 | -539.1282 | 0 | 0 | 0 | 0 | 0
5842 | 1198.9713 | 453.8 | 1197.6525 | 1197.6525 | 0 | 0 | 0 | 0 | 0 | 47.8453
5843 | 1601.2271 | 624.73 | 1627.0861 | 1627.0861 | 0 | 0 | 0 | 0 | 0 | 36.2761
5844 | 1241.291 | 706.99 | 1828.0398 | 1289.459 | -538.5808 | 0 | 0 | 0 | 0 | 0
5845 | 1602.0439 | 762.51 | 1968.3667 | 1664.2109 | -304.1558 | 0 | 0 | 0 | 0 | 0
5846 | 1542.9506 | 735.07 | 1909.025 | 1602.8238 | -306.2012 | 0 | 0 | 0 | 0 | 0
5847 | 1640.668 | 511.13 | 1349.023 | 1349.023 | 0 | 0 | 0 | 342.038 | 0 | 0
5848 | 1242.7375 | 449.53 | 1205.9993 | 1205.9993 | 0 | 0 | 0 | 81.788 | 0 | 0
5849 | 1329.2874 | 250.85 | 668.3909 | 668.3909 | 0 | 0 | 0 | 685.864 | 0 | 0
5850 | 1176.7039 | 61.02 | 128.1532 | 128.1532 | 0 | 0 | 0 | 22.138 | 0 | 1071.2155
5851 | 1489.1425 | 0 | 0 | 0 | 0 | 0 | 0 | 457.942 | 0 | 1071.2155
5852 | 1527.7062 | 0 | 0 | 0 | 0 | 0 | 0 | 496.506 | 0 | 1071.2155
5853 | 1849.1134 | 0 | 0 | 0 | 0 | 0 | 0 | 1849.113 | 0 | 0
5854 | 1687.1831 | 0 | 0 | 0 | 0 | 0 | 0 | 1687.183 | 0 | 0
5855 | 1236.5588 | 0 | 0 | 0 | 0 | 0 | 0 | 1236.559 | 0 | 0
5856 | 1050.9114 | 0 | 0 | 0 | 0 | 0 | 0 | 1050.911 | 0 | 0
5857 | 1364.9581 | 0 | 0 | 0 | 0 | 0 | 0 | 1364.958 | 0 | 0
5858 | 1355.1441 | 0 | 0 | 0 | 0 | 0 | 0 | 1355.144 | 0 | 0
5859 | 1388.6752 | 0 | 0 | 0 | 0 | 0 | 0 | 1388.675 | 0 | 0
5860 | 1544.0628 | 0 | 0 | 0 | 0 | 0 | 0 | 1544.063 | 0 | 0
5861 | 1248.0084 | 0 | 0 | 0 | 0 | 0 | 0 | 1248.008 | 0 | 0
5862 | 1493.3574 | 0 | 0 | 0 | 0 | 0 | 0 | 1493.357 | 0 | 0
5863 | 1527.7062 | 108.62 | 235.9614 | 144.825 | -91.1364 | 0 | 0 | 1388.292 | 0 | 0
5864 | 1240.9649 | 345.18 | 931.8795 | 931.8795 | 0 | 0 | 0 | 343.896 | 0 | 0
5865 | 1314.0022 | 463.38 | 1245.7243 | 1245.7243 | 0 | 0 | 0 | 114.812 | 0 | 0
5866 | 1895.8186 | 783.88 | 2090.2777 | 1969.3847 | -120.893 | 0 | 0 | 0 | 0 | 0
5867 | 1738.3935 | 727.37 | 1894.9679 | 1805.8509 | -89.117 | 0 | 0 | 0 | 0 | 0
5868 | 1628.6735 | 832.62 | 2148.7146 | 1691.8732 | -456.8414 | 0 | 0 | 0 | 0 | 0
5869 | 1331.8493 | 981.99 | 2551.8966 | 1383.5311 | -1071.2155 | 0 | 97.1501 | 0 | 0 | 0
5870 | 1502.9147 | 879.52 | 2303.402 | 1561.2352 | -742.1668 | 0 | 0 | 0 | 0 | 0
5871 | 1067.9509 | 727.61 | 1937.5028 | 1109.3926 | -828.1102 | 0 | 0 | 0 | 0 | 0
5872 | 1186.9605 | 519.07 | 1409.9811 | 1233.0207 | -176.9604 | 0 | 0 | 0 | 0 | 0
5873 | 1465.9979 | 282.56 | 741.2869 | 741.2869 | 0 | 0 | 0 | 752.402 | 0 | 0
5874 | 1552.9578 | 63.25 | 125.7629 | 125.7629 | 0 | 0 | 0 | 400.693 | 0 | 1071.2155
5875 | 1503.1713 | 0 | 0 | 0 | 0 | 0 | 0 | 471.971 | 0 | 1071.2155
5876 | 1143.3262 | 0 | 0 | 0 | 0 | 0 | 0 | 112.126 | 0 | 1071.2155
5877 | 1723.9854 | 0 | 0 | 0 | 0 | 0 | 0 | 1723.985 | 0 | 0
5878 | 1668.373 | 0 | 0 | 0 | 0 | 0 | 0 | 1668.373 | 0 | 0
5879 | 1373.1364 | 0 | 0 | 0 | 0 | 0 | 0 | 1373.136 | 0 | 0
5880 | 1233.2875 | 0 | 0 | 0 | 0 | 0 | 0 | 1233.287 | 0 | 0
5881 | 1690.4544 | 0 | 0 | 0 | 0 | 0 | 0 | 1690.454 | 0 | 0
5882 | 1819.6715 | 0 | 0 | 0 | 0 | 0 | 0 | 1819.672 | 0 | 0
5883 | 1252.9154 | 0 | 0 | 0 | 0 | 0 | 0 | 1252.915 | 0 | 0
5884 | 1363.3224 | 0 | 0 | 0 | 0 | 0 | 0 | 1363.322 | 0 | 0
5885 | 1499.0822 | 0 | 0 | 0 | 0 | 0 | 0 | 1499.082 | 0 | 0
5886 | 1406.6674 | 0 | 0 | 0 | 0 | 0 | 0 | 1406.667 | 0 | 0
5887 | 1239.0123 | 111.44 | 240.021 | 240.021 | 0 | 0 | 0 | 1007.958 | 0 | 0
5888 | 1144.3567 | 348.18 | 938.3253 | 938.3253 | 0 | 0 | 0 | 241.083 | 0 | 0
5889 | 1160.5057 | 587.26 | 1594.0781 | 1205.5391 | -388.5389 | 0 | 0 | 0 | 0 | 0
5890 | 1535.5758 | 783.72 | 2072.9401 | 1595.1636 | -477.7764 | 0 | 0 | 0 | 0 | 0
5891 | 1778.9231 | 921.05 | 2388.9434 | 1847.9537 | -540.9898 | 0 | 0 | 0 | 0 | 0
5892 | 1434.3111 | 986.85 | 2531.2026 | 1489.9691 | -1041.2335 | 0 | 0 | 0 | 0 | 0
5893 | 1226.9442 | 977.6 | 2507.2986 | 1274.5553 | -1071.2155 | 0 | 161.5279 | 0 | 0 | 0
5894 | 1067.315 | 893.36 | 2311.1401 | 1108.7319 | -56.6865 | 0 | 1145.7217 | 0 | 0 | 0
5895 | 1327.1212 | 737.88 | 1945.9202 | 1378.6196 | 0 | 0 | 567.3006 | 0 | 0 | 0
5896 | 1593.7705 | 528.93 | 1429.4099 | 1429.4099 | 0 | 0 | 0 | 217.756 | 0 | 0
5897 | 1265.787 | 191.95 | 506.8598 | 506.8598 | 0 | 0 | 0 | 777.861 | 0 | 0
5898 | 1411.0786 | 44.37 | 94.8636 | 94.8636 | 0 | 0 | 0 | 288.559 | 0 | 1071.2155
5899 | 906.1208 | 0 | 0 | 0 | 0 | 0 | 0 | 0 | 0 | 941.2828
5900 | 1138.4192 | 0 | 0 | 0 | 0 | 0 | 0 | 107.219 | 0 | 1071.2155
5901 | 1154.7758 | 0 | 0 | 0 | 0 | 0 | 0 | 1154.776 | 0 | 0
5902 | 1472.9116 | 0 | 0 | 0 | 0 | 0 | 0 | 1472.912 | 0 | 0
5903 | 1362.5046 | 0 | 0 | 0 | 0 | 0 | 0 | 1362.505 | 0 | 0
5904 | 141.4846 | 0 | 0 | 0 | 0 | 0 | 0 | 141.485 | 0 | 0
5905 | 99.7752 | 0 | 0 | 0 | 0 | 0 | 0 | 99.775 | 0 | 0
5906 | 96.5039 | 0 | 0 | 0 | 0 | 0 | 0 | 96.504 | 0 | 0
5907 | 105.5001 | 0 | 0 | 0 | 0 | 0 | 0 | 105.5 | 0 | 0
5908 | 94.8683 | 0 | 0 | 0 | 0 | 0 | 0 | 94.868 | 0 | 0
5909 | 100.5931 | 0 | 0 | 0 | 0 | 0 | 0 | 67.111 | 0 | 34.7813
5910 | 91.5969 | 0 | 0 | 0 | 0 | 0 | 0 | 0 | 0 | 95.1514
5911 | 86.69 | 110.2 | 239.1547 | 90.054 | -149.1007 | 0 | 0 | 0 | 0 | 0
5912 | 88.3635 | 345.12 | 928.6052 | 91.7919 | -836.8133 | 0 | 0 | 0 | 0 | 0
5913 | 674.8497 | 581.8 | 1577.4261 | 701.0374 | -876.3887 | 0 | 0 | 0 | 0 | 0
5914 | 1069.3668 | 495.28 | 1304.8167 | 1110.8635 | -193.9532 | 0 | 0 | 0 | 0 | 0
5915 | 1034.0283 | 919.62 | 2388.288 | 1074.1532 | -1071.2155 | 0 | 242.9193 | 0 | 0 | 0
5916 | 1101.8888 | 984.29 | 2531.5651 | 1144.6475 | -448.9693 | 0 | 937.9482 | 0 | 0 | 0
5917 | 1309.4418 | 972.92 | 2499.7257 | 1360.2535 | 0 | 0 | 1139.4722 | 0 | 0 | 0
5918 | 1334.591 | 865.21 | 2241.054 | 1386.3795 | 0 | 0 | 854.6745 | 0 | 0 | 0
5919 | 1249.9334 | 625.86 | 1635.9897 | 1298.4374 | 0 | 0 | 337.5523 | 0 | 0 | 0
5920 | 1409.4378 | 502.66 | 1354.3282 | 1354.3282 | 0 | 0 | 0 | 105.7 | 0 | 0
5921 | 1475.0421 | 269.46 | 706.9866 | 706.9866 | 0 | 0 | 0 | 794.465 | 0 | 0
5922 | 1347.0834 | 44.76 | 95.0465 | 95.0465 | 0 | 0 | 0 | 224.387 | 0 | 1071.2155
5923 | 1438.5628 | 0 | 0 | 0 | 0 | 0 | 0 | 407.363 | 0 | 1071.2155
5924 | 1652.8342 | 0 | 0 | 0 | 0 | 0 | 0 | 621.634 | 0 | 1071.2155
5925 | 1743.6133 | 0 | 0 | 0 | 0 | 0 | 0 | 1743.613 | 0 | 0
5926 | 1660.1947 | 0 | 0 | 0 | 0 | 0 | 0 | 1660.195 | 0 | 0
5927 | 1413.2101 | 0 | 0 | 0 | 0 | 0 | 0 | 1413.21 | 0 | 0
5928 | 139.8489 | 0 | 0 | 0 | 0 | 0 | 0 | 139.849 | 0 | 0
5929 | 107.1357 | 0 | 0 | 0 | 0 | 0 | 0 | 107.136 | 0 | 0
5930 | 98.9574 | 0 | 0 | 0 | 0 | 0 | 0 | 98.957 | 0 | 0
5931 | 102.2287 | 0 | 0 | 0 | 0 | 0 | 0 | 102.229 | 0 | 0
5932 | 100.5931 | 0 | 0 | 0 | 0 | 0 | 0 | 100.593 | 0 | 0
5933 | 103.8644 | 0 | 0 | 0 | 0 | 0 | 0 | 103.864 | 0 | 0
5934 | 97.3218 | 0 | 0 | 0 | 0 | 0 | 0 | 97.322 | 0 | 0
5935 | 94.8683 | 8.81 | 7.3018 | 7.3018 | 0 | 0 | 0 | 87.84 | 0 | 0
5936 | 87.886 | 273.56 | 735.668 | 91.2964 | -644.3716 | 0 | 0 | 0 | 0 | 0
5937 | 953.4016 | 244.18 | 646.23 | 646.23 | 0 | 0 | 0 | 223.829 | 0 | 111.6539
5938 | 1414.2467 | 781.05 | 2054.0556 | 1469.1265 | -584.9291 | 0 | 0 | 0 | 0 | 0
5939 | 1289.2178 | 917.33 | 2369.7526 | 1339.2458 | -1030.5068 | 0 | 0 | 0 | 0 | 0
5940 | 1489.7845 | 797.3 | 2040.8961 | 1547.5947 | -493.3014 | 0 | 0 | 0 | 0 | 0
5941 | 1378.1088 | 713.49 | 1838.0871 | 1431.5862 | -406.5009 | 0 | 0 | 0 | 0 | 0
5942 | 1448.9237 | 797.91 | 2046.2366 | 1505.1481 | -541.0885 | 0 | 0 | 0 | 0 | 0
5943 | 1588.6233 | 522.79 | 1375.4159 | 1375.4159 | 0 | 0 | 0 | 264.586 | 0 | 0
5944 | 1511.5071 | 195.94 | 515.109 | 515.109 | 0 | 0 | 0 | 1015.64 | 0 | 0
5945 | 1311.4301 | 106.6 | 273.3521 | 273.3521 | 0 | 0 | 0 | 1048.289 | 0 | 0
5946 | 1754.8452 | 24.5 | 45.4498 | 45.4498 | 0 | 0 | 0 | 679.893 | 0 | 1071.2155
5947 | 1257.345 | 0 | 0 | 0 | 0 | 0 | 0 | 226.145 | 0 | 1071.2155
5948 | 847.2718 | 0 | 0 | 0 | 0 | 0 | 0 | 0 | 0 | 880.1502
5949 | 1282.3573 | 0 | 0 | 0 | 0 | 0 | 0 | 1282.357 | 0 | 0
5950 | 1299.5317 | 0 | 0 | 0 | 0 | 0 | 0 | 1299.532 | 0 | 0
5951 | 1363.3224 | 0 | 0 | 0 | 0 | 0 | 0 | 1363.322 | 0 | 0
5952 | 1331.4271 | 0 | 0 | 0 | 0 | 0 | 0 | 1331.427 | 0 | 0
5953 | 1392.7643 | 0 | 0 | 0 | 0 | 0 | 0 | 1392.764 | 0 | 0
5954 | 954.4075 | 0 | 0 | 0 | 0 | 0 | 0 | 954.407 | 0 | 0
5955 | 1391.9465 | 0 | 0 | 0 | 0 | 0 | 0 | 1391.946 | 0 | 0
5956 | 1367.4116 | 0 | 0 | 0 | 0 | 0 | 0 | 1367.412 | 0 | 0
5957 | 1018.1982 | 0 | 0 | 0 | 0 | 0 | 0 | 1018.198 | 0 | 0
5958 | 1299.5317 | 0 | 0 | 0 | 0 | 0 | 0 | 1299.532 | 0 | 0
5959 | 1066.4502 | 78.34 | 188.6428 | 188.6428 | 0 | 0 | 0 | 700.926 | 0 | 191.0653
5960 | 879.7304 | 354.39 | 950.7806 | 913.8677 | -36.9129 | 0 | 0 | 0 | 0 | 0
5961 | 1118.7892 | 593.73 | 1601.9637 | 1162.2033 | -439.7603 | 0 | 0 | 0 | 0 | 0
5962 | 1147.7987 | 791.72 | 2081.9808 | 1192.3391 | -889.6417 | 0 | 0 | 0 | 0 | 0
5963 | 1167.7466 | 922.28 | 2378.5679 | 1213.0601 | -1071.2155 | 0 | 94.2923 | 0 | 0 | 0
5964 | 1009.8492 | 987.45 | 2525.0175 | 1049.0359 | -1071.2155 | 0 | 404.7661 | 0 | 0 | 0
5965 | 1123.4907 | 977.24 | 2501.339 | 1167.0878 | -67.6948 | 0 | 1266.5565 | 0 | 0 | 0
5966 | 1352.7826 | 601.79 | 1557.9121 | 1405.2774 | 0 | 0 | 152.6347 | 0 | 0 | 0
5967 | 1227.347 | 111.46 | 278.0943 | 278.0943 | 0 | 0 | 0 | 959.641 | 0 | 0
5968 | 1201.4218 | 36.28 | 78.0038 | 78.0038 | 0 | 0 | 0 | 1126.332 | 0 | 0
5969 | 1209.5909 | 13.71 | 19.8526 | 19.8526 | 0 | 0 | 0 | 1190.48 | 0 | 0
5970 | 1315.1216 | 4.89 | 0 | 0 | 0 | 0 | 0 | 283.922 | 0 | 1071.2155
5971 | 1232.4093 | 0 | 0 | 0 | 0 | 0 | 0 | 201.209 | 0 | 1071.2155
5972 | 1067.268 | 0 | 0 | 0 | 0 | 0 | 0 | 36.068 | 0 | 1071.2155
5973 | 1498.2644 | 0 | 0 | 0 | 0 | 0 | 0 | 1498.264 | 0 | 0
5974 | 1077.8998 | 0 | 0 | 0 | 0 | 0 | 0 | 1077.9 | 0 | 0
5975 | 1290.5356 | 0 | 0 | 0 | 0 | 0 | 0 | 1290.536 | 0 | 0
5976 | 956.861 | 0 | 0 | 0 | 0 | 0 | 0 | 956.861 | 0 | 0
5977 | 1195.6673 | 0 | 0 | 0 | 0 | 0 | 0 | 1195.667 | 0 | 0
5978 | 1304.4387 | 0 | 0 | 0 | 0 | 0 | 0 | 1304.439 | 0 | 0
5979 | 1028.83 | 0 | 0 | 0 | 0 | 0 | 0 | 1028.83 | 0 | 0
5980 | 1461.462 | 0 | 0 | 0 | 0 | 0 | 0 | 1461.462 | 0 | 0
5981 | 1392.7643 | 0 | 0 | 0 | 0 | 0 | 0 | 1392.764 | 0 | 0
5982 | 1118.7913 | 0 | 0 | 0 | 0 | 0 | 0 | 1118.791 | 0 | 0
5983 | 1271.7255 | 43.12 | 98.4828 | 98.4828 | 0 | 0 | 0 | 1176.922 | 0 | 0
5984 | 186.0829 | 150 | 395.715 | 193.3039 | -202.4111 | 0 | 0 | 0 | 0 | 0
5985 | 155.6841 | 396.97 | 1061.6304 | 161.7253 | -899.9051 | 0 | 0 | 0 | 0 | 0
5986 | 185.2027 | 506.51 | 1331.1036 | 192.3887 | -1071.2155 | 0 | 67.4995 | 0 | 0 | 0
5987 | 174.4073 | 686.72 | 1774.961 | 181.1748 | -1071.2155 | 0 | 522.5707 | 0 | 0 | 0
5988 | 189.5525 | 538.19 | 1394.5081 | 196.9086 | -331.6935 | 0 | 865.9061 | 0 | 0 | 0
5989 | 199.8194 | 263.85 | 682.7336 | 207.5729 | 0 | 0 | 475.1607 | 0 | 0 | 0
5990 | 201.4499 | 546.76 | 1421.0776 | 209.2672 | 0 | 0 | 1211.8104 | 0 | 0 | 0
5991 | 132.424 | 401.76 | 1056.3117 | 137.5627 | 0 | 0 | 918.749 | 0 | 0 | 0
5992 | 181.7586 | 55.68 | 130.2765 | 130.2765 | 0 | 0 | 0 | 0 | 0 | 58.5356
5993 | 119.9634 | 144.99 | 379.4182 | 124.6192 | -65.1434 | 0 | 189.6556 | 0 | 0 | 0
5994 | 101.4733 | 31.32 | 62.7667 | 62.7667 | 0 | 0 | 0 | 0 | 0 | 42.644
5995 | 112.5998 | 0 | 0 | 0 | 0 | 0 | 0 | 0 | 0 | 116.9694
5996 | 110.407 | 0 | 0 | 0 | 0 | 0 | 0 | 0 | 0 | 114.6913
5997 | 102.2287 | 0 | 0 | 0 | 0 | 0 | 0 | 0 | 0 | 106.196
5998 | 93.2326 | 0 | 0 | 0 | 0 | 0 | 0 | 0 | 0 | 96.8509
5999 | 102.2287 | 0 | 0 | 0 | 0 | 0 | 0 | 0 | 0 | 106.196
6000 | 95.6861 | 0 | 0 | 0 | 0 | 0 | 0 | 0 | 0 | 99.3991
6001 | 100.5931 | 0 | 0 | 0 | 0 | 0 | 0 | 0 | 0 | 104.4965
6002 | 92.4148 | 0 | 0 | 0 | 0 | 0 | 0 | 0 | 0 | 96.0011
6003 | 98.9574 | 0 | 0 | 0 | 0 | 0 | 0 | 0 | 0 | 102.797
6004 | 93.2326 | 0 | 0 | 0 | 0 | 0 | 0 | 0 | 0 | 96.8509
6005 | 98.9574 | 0 | 0 | 0 | 0 | 0 | 0 | 0 | 0 | 102.797
6006 | 91.5969 | 0 | 0 | 0 | 0 | 0 | 0 | 0 | 0 | 95.1514
6007 | 94.8683 | 78.23 | 189.6317 | 98.5493 | -91.0824 | 0 | 0 | 0 | 0 | 0
6008 | 88.6732 | 272.44 | 738.9174 | 92.1139 | -646.8035 | 0 | 0 | 0 | 0 | 0
6009 | 877.3751 | 601.38 | 1646.1492 | 911.4213 | -687.7729 | 0 | 46.955 | 0 | 0 | 0
6010 | 1234.046 | 335.97 | 890.0313 | 890.0313 | 0 | 0 | 0 | 377.262 | 0 | 0
6011 | 1673.4272 | 652.41 | 1710.6174 | 1710.6174 | 0 | 0 | 0 | 0 | 0 | 27.7475
6012 | 1423.6773 | 470.67 | 1235.5367 | 1235.5367 | 0 | 0 | 0 | 0 | 0 | 243.3868
6013 | 1772.2558 | 191.29 | 492.6687 | 190.9271 | -301.7416 | 0 | 0 | 1588.461 | 0 | 0
6014 | 1493.8665 | 150.52 | 384.0191 | 384.0191 | 0 | 0 | 0 | 1124.192 | 0 | 0
6015 | 1557.6541 | 48.09 | 108.5156 | 108.5156 | 0 | 0 | 0 | 1453.192 | 0 | 0
6016 | 1584.9707 | 54.7 | 128.3537 | 128.3537 | 0 | 0 | 0 | 1461.412 | 0 | 0
6017 | 1772.4797 | 48.73 | 114.3495 | 114.3495 | 0 | 0 | 0 | 1662.402 | 0 | 0
6018 | 1755.7039 | 12.73 | 15.849 | 15.849 | 0 | 0 | 0 | 709.247 | 0 | 1071.2155
6019 | 1611.083 | 0 | 0 | 0 | 0 | 0 | 0 | 579.883 | 0 | 1071.2155
6020 | 1745.249 | 0 | 0 | 0 | 0 | 0 | 0 | 714.049 | 0 | 1071.2155
6021 | 1431.2023 | 0 | 0 | 0 | 0 | 0 | 0 | 1431.202 | 0 | 0
6022 | 1315.8883 | 0 | 0 | 0 | 0 | 0 | 0 | 1315.888 | 0 | 0
6023 | 1081.1711 | 0 | 0 | 0 | 0 | 0 | 0 | 1081.171 | 0 | 0
6024 | 1571.0512 | 0 | 0 | 0 | 0 | 0 | 0 | 1571.051 | 0 | 0
6025 | 1019.8339 | 0 | 0 | 0 | 0 | 0 | 0 | 1019.834 | 0 | 0
6026 | 1302.803 | 0 | 0 | 0 | 0 | 0 | 0 | 1302.803 | 0 | 0
6027 | 1215.2952 | 0 | 0 | 0 | 0 | 0 | 0 | 1215.295 | 0 | 0
6028 | 1135.9657 | 0 | 0 | 0 | 0 | 0 | 0 | 1135.966 | 0 | 0
6029 | 1096.7099 | 0 | 0 | 0 | 0 | 0 | 0 | 1096.71 | 0 | 0
6030 | 1092.6207 | 0 | 0 | 0 | 0 | 0 | 0 | 1092.621 | 0 | 0
6031 | 1315.8883 | 101.12 | 241.5418 | 241.5418 | 0 | 0 | 0 | 1083.37 | 0 | 0
6032 | 1094.9209 | 192.44 | 517.0027 | 517.0027 | 0 | 0 | 0 | 597.231 | 0 | 0
6033 | 1387.202 | 313.48 | 841.7934 | 841.7934 | 0 | 0 | 0 | 576.854 | 0 | 0
6034 | 1405.6574 | 801.79 | 2139.7726 | 1460.2032 | -679.5694 | 0 | 0 | 0 | 0 | 0
6035 | 1365.2484 | 770.6 | 2007.0996 | 1418.2271 | -588.8724 | 0 | 0 | 0 | 0 | 0
6036 | 1221.3717 | 990.64 | 2570.0725 | 1268.766 | -1071.2155 | 0 | 230.0911 | 0 | 0 | 0
6037 | 1267.0966 | 981.45 | 2550.89 | 1316.2664 | -1071.2155 | 0 | 163.4081 | 0 | 0 | 0
6038 | 1528.0967 | 896.97 | 2357.5123 | 1587.3944 | -165.5678 | 0 | 604.5501 | 0 | 0 | 0
6039 | 1700.6118 | 742.35 | 1990.9441 | 1766.6038 | 0 | 0 | 224.3403 | 0 | 0 | 0
6040 | 1411.0387 | 385.22 | 1040.1386 | 1040.1386 | 0 | 0 | 0 | 409.755 | 0 | 0
6041 | 1480.8333 | 76.39 | 190.6311 | 190.6311 | 0 | 0 | 0 | 1297.323 | 0 | 0
6042 | 1727.6442 | 17.63 | 27.868 | 27.868 | 0 | 0 | 0 | 669.617 | 0 | 1071.2155
6043 | 1863.8394 | 0 | 0 | 0 | 0 | 0 | 0 | 832.639 | 0 | 1071.2155
6044 | 874.2602 | 0 | 0 | 0 | 0 | 0 | 0 | 0 | 0 | 908.1854
6045 | 1106.5238 | 0 | 0 | 0 | 0 | 0 | 0 | 1106.524 | 0 | 0
6046 | 1191.5782 | 0 | 0 | 0 | 0 | 0 | 0 | 1191.578 | 0 | 0
6047 | 1427.931 | 0 | 0 | 0 | 0 | 0 | 0 | 1427.931 | 0 | 0
6048 | 771.2136 | 0 | 0 | 0 | 0 | 0 | 0 | 771.214 | 0 | 0
6049 | 615.8259 | 0 | 0 | 0 | 0 | 0 | 0 | 615.826 | 0 | 0
6050 | 593.7445 | 0 | 0 | 0 | 0 | 0 | 0 | 593.745 | 0 | 0
6051 | 716.419 | 0 | 0 | 0 | 0 | 0 | 0 | 716.419 | 0 | 0
6052 | 741.7717 | 0 | 0 | 0 | 0 | 0 | 0 | 741.772 | 0 | 0
6053 | 516.8685 | 0 | 0 | 0 | 0 | 0 | 0 | 516.868 | 0 | 0
6054 | 739.3182 | 0 | 0 | 0 | 0 | 0 | 0 | 739.318 | 0 | 0
6055 | 691.8841 | 54.02 | 128.4628 | 128.4628 | 0 | 0 | 0 | 568.22 | 0 | 0
6056 | 788.801 | 176.85 | 473.0073 | 473.0073 | 0 | 0 | 0 | 209.955 | 0 | 128.3007
6057 | 672.9677 | 250.47 | 668.8874 | 668.8874 | 0 | 0 | 0 | 0 | 0 | 30.1949
6058 | 848.4842 | 330.02 | 876.8748 | 876.8748 | 0 | 0 | 0 | 0 | 0 | 4.5344
6059 | 583.859 | 630.74 | 1664.1008 | 606.5155 | -1057.5853 | 0 | 0 | 0 | 0 | 0
6060 | 720.5879 | 570.5 | 1502.5241 | 748.5502 | -753.9738 | 0 | 0 | 0 | 0 | 0
6061 | 820.5103 | 758.8 | 1987.7996 | 852.3497 | -1071.2155 | 0 | 64.2345 | 0 | 0 | 0
6062 | 864.1732 | 653.25 | 1724.6039 | 897.707 | -693.666 | 0 | 133.2309 | 0 | 0 | 0
6063 | 828.4586 | 734.79 | 1981.9979 | 860.6061 | 0 | 0 | 1121.3918 | 0 | 0 | 0
6064 | 969.7735 | 393.05 | 1064.0986 | 1007.4048 | 0 | 0 | 56.6938 | 0 | 0 | 0
6065 | 882.8525 | 277.37 | 728.8774 | 728.8774 | 0 | 0 | 0 | 181.203 | 0 | 0
6066 | 889.7008 | 56.34 | 104.777 | 104.777 | 0 | 0 | 0 | 0 | 0 | 819.4487
6067 | 815.3764 | 0 | 0 | 0 | 0 | 0 | 0 | 0 | 0 | 847.0165
6068 | 857.0857 | 0 | 0 | 0 | 0 | 0 | 0 | 0 | 0 | 890.345
6069 | 776.1206 | 0 | 0 | 0 | 0 | 0 | 0 | 776.121 | 0 | 0
6070 | 704.9694 | 0 | 0 | 0 | 0 | 0 | 0 | 704.969 | 0 | 0
6071 | 563.4848 | 0 | 0 | 0 | 0 | 0 | 0 | 563.485 | 0 | 0
6072 | 704.9694 | 0 | 0 | 0 | 0 | 0 | 0 | 704.969 | 0 | 0
6073 | 1049.2758 | 0 | 0 | 0 | 0 | 0 | 0 | 1049.276 | 0 | 0
6074 | 1127.7874 | 0 | 0 | 0 | 0 | 0 | 0 | 1127.787 | 0 | 0
6075 | 815.3764 | 0 | 0 | 0 | 0 | 0 | 0 | 815.376 | 0 | 0
6076 | 836.64 | 0 | 0 | 0 | 0 | 0 | 0 | 836.64 | 0 | 0
6077 | 796.5663 | 0 | 0 | 0 | 0 | 0 | 0 | 796.566 | 0 | 0
6078 | 758.1283 | 0 | 0 | 0 | 0 | 0 | 0 | 758.128 | 0 | 0
6079 | 855.4501 | 50.94 | 120.0422 | 120.0422 | 0 | 0 | 0 | 315.487 | 0 | 440.8739
6080 | 639.7638 | 168.22 | 448.6276 | 448.6276 | 0 | 0 | 0 | 0 | 0 | 215.9623
6081 | 302.7034 | 386.95 | 1044.7644 | 314.4504 | -730.314 | 0 | 0 | 0 | 0 | 0
6082 | 287.4345 | 437.19 | 1165.7321 | 298.5888 | -867.1433 | 0 | 0 | 0 | 0 | 0
6083 | 226.1197 | 651.52 | 1719.0453 | 234.8945 | -1071.2155 | 0 | 412.9353 | 0 | 0 | 0
6084 | 306.2691 | 608.57 | 1600.1821 | 318.1537 | -907.7668 | 0 | 374.2616 | 0 | 0 | 0
6085 | 908.0488 | 739.28 | 1936.0942 | 943.2856 | 0 | 0 | 992.8086 | 0 | 0 | 0
6086 | 1146.5832 | 676.06 | 1781.9916 | 1191.0759 | 0 | 0 | 590.9158 | 0 | 0 | 0
6087 | 858.2665 | 48.09 | 108.7514 | 108.7514 | 0 | 0 | 0 | 753.577 | 0 | 0
6088 | 1394.3683 | 27.45 | 55.413 | 55.413 | 0 | 0 | 0 | 1341.026 | 0 | 0
6089 | 1415.3466 | 14.69 | 22.7041 | 22.7041 | 0 | 0 | 0 | 1393.491 | 0 | 0
6090 | 1274.8271 | 4.89 | 0 | 0 | 0 | 0 | 0 | 243.627 | 0 | 1071.2155
6091 | 1217.7058 | 0 | 0 | 0 | 0 | 0 | 0 | 186.506 | 0 | 1071.2155
6092 | 1113.8843 | 0 | 0 | 0 | 0 | 0 | 0 | 82.684 | 0 | 1071.2155
6093 | 1204.6634 | 0 | 0 | 0 | 0 | 0 | 0 | 1204.663 | 0 | 0
6094 | 1071.3572 | 0 | 0 | 0 | 0 | 0 | 0 | 1071.357 | 0 | 0
6095 | 1266.8185 | 0 | 0 | 0 | 0 | 0 | 0 | 1266.819 | 0 | 0
6096 | 1126.9696 | 0 | 0 | 0 | 0 | 0 | 0 | 1126.97 | 0 | 0
6097 | 1026.3765 | 0 | 0 | 0 | 0 | 0 | 0 | 1026.377 | 0 | 0
6098 | 914.3338 | 0 | 0 | 0 | 0 | 0 | 0 | 914.334 | 0 | 0
6099 | 758.1283 | 0 | 0 | 0 | 0 | 0 | 0 | 758.128 | 0 | 0
6100 | 830.0973 | 0 | 0 | 0 | 0 | 0 | 0 | 830.097 | 0 | 0
6101 | 926.6013 | 0 | 0 | 0 | 0 | 0 | 0 | 926.601 | 0 | 0
6102 | 1324.0666 | 0 | 0 | 0 | 0 | 0 | 0 | 1324.067 | 0 | 0
6103 | 1107.3417 | 80.18 | 194.4269 | 0 | -194.4269 | 0 | 0 | 1107.342 | 0 | 0
6104 | 949.5925 | 253.2 | 684.0644 | 0 | -684.0644 | 0 | 0 | 949.593 | 0 | 0
6105 | 1070.4841 | 449.31 | 1205.7604 | 134.545 | -1071.2155 | 0 | 0 | 940.965 | 0 | 0
6106 | 1490.9918 | 517.2 | 1365.6823 | 512.673 | -853.0093 | 0 | 0 | 997.47 | 0 | 0
6107 | 1371.7788 | 605.9 | 1582.4009 | 1425.0105 | -157.3903 | 0 | 0 | 0 | 0 | 0
6108 | 1488.1212 | 842.13 | 2162.2014 | 1545.8672 | -616.3343 | 0 | 0 | 0 | 0 | 0
6109 | 1658.559 | 441.86 | 1155.0969 | 1155.0969 | 0 | 0 | 0 | 546.611 | 0 | 0
6110 | 1466.1104 | 181.11 | 466.1948 | 466.1948 | 0 | 0 | 0 | 1017.33 | 0 | 0
6111 | 1663.649 | 429.1 | 1137.8039 | 1137.8039 | 0 | 0 | 0 | 568.348 | 0 | 0
6112 | 1239.8362 | 257.58 | 687.6586 | 687.6586 | 0 | 0 | 0 | 577.865 | 0 | 0
6113 | 1491.3363 | 194.71 | 518.242 | 518.242 | 0 | 0 | 0 | 992.453 | 0 | 0
6114 | 1536.6216 | 38.51 | 77.2715 | 77.2715 | 0 | 0 | 0 | 431.037 | 0 | 1071.2155
6115 | 1553.0947 | 0 | 0 | 0 | 0 | 0 | 0 | 521.895 | 0 | 1071.2155
6116 | 1250.4619 | 0 | 0 | 0 | 0 | 0 | 0 | 219.262 | 0 | 1071.2155
6117 | 1401.7604 | 0 | 0 | 0 | 0 | 0 | 0 | 1401.76 | 0 | 0
6118 | 1464.7333 | 0 | 0 | 0 | 0 | 0 | 0 | 1464.733 | 0 | 0
6119 | 1255.3689 | 0 | 0 | 0 | 0 | 0 | 0 | 1255.369 | 0 | 0
6120 | 1278.2681 | 0 | 0 | 0 | 0 | 0 | 0 | 1278.268 | 0 | 0
6121 | 1221.8379 | 0 | 0 | 0 | 0 | 0 | 0 | 1221.838 | 0 | 0
6122 | 1106.5238 | 0 | 0 | 0 | 0 | 0 | 0 | 1106.524 | 0 | 0
6123 | 1113.0665 | 0 | 0 | 0 | 0 | 0 | 0 | 1113.066 | 0 | 0
6124 | 1459.8264 | 0 | 0 | 0 | 0 | 0 | 0 | 1459.826 | 0 | 0
6125 | 963.4036 | 0 | 0 | 0 | 0 | 0 | 0 | 963.404 | 0 | 0
6126 | 978.9424 | 0 | 0 | 0 | 0 | 0 | 0 | 978.942 | 0 | 0
6127 | 1391.9465 | 123.59 | 264.6926 | 264.6926 | 0 | 0 | 0 | 1137.142 | 0 | 0
6128 | 1243.5472 | 368.63 | 988.3552 | 988.3552 | 0 | 0 | 0 | 292.112 | 0 | 0
6129 | 1089.836 | 609.39 | 1624.3052 | 1132.1268 | -492.1784 | 0 | 0 | 0 | 0 | 0
6130 | 1125.3411 | 647.65 | 1668.2861 | 1169.0096 | -499.2766 | 0 | 0 | 0 | 0 | 0
6131 | 1443.0721 | 786.1 | 1984.6946 | 1499.07 | -485.6246 | 0 | 0 | 0 | 0 | 0
6132 | 1395.4795 | 988.97 | 2479.8461 | 1449.6313 | -1030.2149 | 0 | 0 | 0 | 0 | 0
6133 | 1267.3981 | 972.74 | 2452.4913 | 1316.5791 | -1069.1451 | 0 | 66.7671 | 0 | 0 | 0
6134 | 1171.6916 | 871.37 | 2226.6125 | 1217.1582 | 0 | 0 | 1009.4544 | 0 | 0 | 0
6135 | 1207.4389 | 709.32 | 1851.7256 | 1254.2934 | 0 | 0 | 597.4322 | 0 | 0 | 0
6136 | 1296.1408 | 497.81 | 1332.8956 | 1332.8956 | 0 | 0 | 0 | 13.036 | 0 | 0
6137 | 1213.9294 | 257.33 | 664.7551 | 664.7551 | 0 | 0 | 0 | 574.007 | 0 | 0
6138 | 1030.8817 | 45.53 | 83.7069 | 83.7069 | 0 | 0 | 0 | 0 | 0 | 987.1782
6139 | 1441.0183 | 0 | 0 | 0 | 0 | 0 | 0 | 409.818 | 0 | 1071.2155
6140 | 967.4928 | 0 | 0 | 0 | 0 | 0 | 0 | 0 | 0 | 1005.0363
6141 | 1176.0394 | 0 | 0 | 0 | 0 | 0 | 0 | 1176.039 | 0 | 0
6142 | 1427.1132 | 0 | 0 | 0 | 0 | 0 | 0 | 1427.113 | 0 | 0
6143 | 1197.303 | 0 | 0 | 0 | 0 | 0 | 0 | 1197.303 | 0 | 0
6144 | 1134.3301 | 0 | 0 | 0 | 0 | 0 | 0 | 1134.33 | 0 | 0
6145 | 1411.5744 | 0 | 0 | 0 | 0 | 0 | 0 | 1411.574 | 0 | 0
6146 | 1233.2875 | 0 | 0 | 0 | 0 | 0 | 0 | 1233.287 | 0 | 0
6147 | 1411.5744 | 0 | 0 | 0 | 0 | 0 | 0 | 1411.574 | 0 | 0
6148 | 1032.9192 | 0 | 0 | 0 | 0 | 0 | 0 | 1032.919 | 0 | 0
6149 | 981.3959 | 0 | 0 | 0 | 0 | 0 | 0 | 981.396 | 0 | 0
6150 | 1022.2874 | 0 | 0 | 0 | 0 | 0 | 0 | 1022.287 | 0 | 0
6151 | 1038.644 | 107.78 | 255.9189 | 255.9189 | 0 | 0 | 0 | 647.679 | 0 | 150.2174
6152 | 236.2455 | 309.17 | 835.1118 | 245.4135 | -589.6983 | 0 | 0 | 0 | 0 | 0
6153 | 185.3969 | 376.83 | 1004.1513 | 192.5913 | -811.56 | 0 | 0 | 0 | 0 | 0
6154 | 160.3938 | 565.45 | 1482.0949 | 166.618 | -1071.2155 | 0 | 244.2614 | 0 | 0 | 0
6155 | 207.2309 | 698.15 | 1802.7241 | 215.2725 | -1071.2155 | 0 | 516.2361 | 0 | 0 | 0
6156 | 198.151 | 822.83 | 2100.966 | 205.8402 | -32.7504 | 0 | 1862.3754 | 0 | 0 | 0
6157 | 199.0353 | 797.79 | 2040.8254 | 206.7585 | 0 | 0 | 1834.0669 | 0 | 0 | 0
6158 | 150.5308 | 751.51 | 1940.0686 | 156.3713 | 0 | 0 | 1783.6974 | 0 | 0 | 0
6159 | 152.6909 | 436.93 | 1149.4042 | 158.6161 | 0 | 0 | 990.7881 | 0 | 0 | 0
6160 | 170.769 | 374.93 | 1001.6737 | 177.3956 | 0 | 0 | 824.2781 | 0 | 0 | 0
6161 | 138.479 | 120.33 | 310.346 | 143.8526 | 0 | 0 | 166.4934 | 0 | 0 | 0
6162 | 137.6387 | 23.52 | 41.6758 | 41.6758 | 0 | 0 | 0 | 0 | 0 | 101.3042
6163 | 108.4667 | 0 | 0 | 0 | 0 | 0 | 0 | 0 | 0 | 112.676
6164 | 0 | 0 | 0 | 0 | 0 | 0 | 0 | 0 | 0 | 0
6165 | 0 | 0 | 0 | 0 | 0 | 0 | 0 | 0 | 0 | 0
6166 | 87.5078 | 0 | 0 | 0 | 0 | 0 | 0 | 0 | 0 | 90.9037
6167 | 89.1435 | 0 | 0 | 0 | 0 | 0 | 0 | 0 | 0 | 92.6022
6168 | 92.4148 | 0 | 0 | 0 | 0 | 0 | 0 | 0 | 0 | 96.0011
6169 | 86.69 | 0 | 0 | 0 | 0 | 0 | 0 | 0 | 0 | 90.054
6170 | 89.1435 | 0 | 0 | 0 | 0 | 0 | 0 | 0 | 0 | 92.6022
6171 | 82.6008 | 0 | 0 | 0 | 0 | 0 | 0 | 0 | 0 | 85.8063
6172 | 88.3256 | 0 | 0 | 0 | 0 | 0 | 0 | 0 | 0 | 91.7535
6173 | 83.4186 | 0 | 0 | 0 | 0 | 0 | 0 | 0 | 0 | 86.6561
6174 | 88.3256 | 0 | 0 | 0 | 0 | 0 | 0 | 0 | 0 | 91.7535
6175 | 70.3334 | 102.88 | 246.3858 | 73.0633 | -173.3225 | 0 | 0 | 0 | 0 | 0
6176 | 96.5407 | 301.47 | 814.2775 | 100.2872 | -713.9902 | 0 | 0 | 0 | 0 | 0
6177 | 784.7098 | 447.78 | 1193.2376 | 815.1605 | -261.3155 | 0 | 116.7617 | 0 | 0 | 0
6178 | 1340.7248 | 584.71 | 1526.8009 | 1392.7505 | 0 | 0 | 134.0505 | 0 | 0 | 0
6179 | 1486.7248 | 720.68 | 1852.1556 | 1544.417 | 0 | 0 | 307.7386 | 0 | 0 | 0
6180 | 1306.7255 | 736.08 | 1884.9735 | 1357.4332 | 0 | 0 | 527.5404 | 0 | 0 | 0
6181 | 1510.7833 | 786.14 | 2009.2115 | 1569.4086 | 0 | 0 | 439.8029 | 0 | 0 | 0
6182 | 1642.3118 | 712.09 | 1836.4821 | 1706.0415 | 0 | 0 | 130.4406 | 0 | 0 | 0
6183 | 1547.9905 | 577.9 | 1511.9523 | 1511.9523 | 0 | 0 | 0 | 92.518 | 0 | 0
6184 | 1693.5468 | 430.58 | 1148.4921 | 1148.4921 | 0 | 0 | 0 | 587.957 | 0 | 0
6185 | 1585.4113 | 231.32 | 609.7327 | 609.7327 | 0 | 0 | 0 | 998.455 | 0 | 0
6186 | 1638.605 | 45.69 | 84.2491 | 84.2491 | 0 | 0 | 0 | 526.303 | 0 | 1071.2155
6187 | 1627.7258 | 0 | 0 | 0 | 0 | 0 | 0 | 596.526 | 0 | 1071.2155
6188 | 1555.5125 | 0 | 0 | 0 | 0 | 0 | 0 | 524.312 | 0 | 1071.2155
6189 | 1476.183 | 0 | 0 | 0 | 0 | 0 | 0 | 1476.183 | 0 | 0
6190 | 1661.8303 | 0 | 0 | 0 | 0 | 0 | 0 | 1661.83 | 0 | 0
6191 | 1613.5784 | 0 | 0 | 0 | 0 | 0 | 0 | 1613.578 | 0 | 0
6192 | 1260.2759 | 0 | 0 | 0 | 0 | 0 | 0 | 1260.276 | 0 | 0
6193 | 1171.9502 | 0 | 0 | 0 | 0 | 0 | 0 | 1171.95 | 0 | 0
6194 | 1521.1636 | 0 | 0 | 0 | 0 | 0 | 0 | 1521.164 | 0 | 0
6195 | 1377.2255 | 0 | 0 | 0 | 0 | 0 | 0 | 1377.226 | 0 | 0
6196 | 1270.9077 | 0 | 0 | 0 | 0 | 0 | 0 | 1270.908 | 0 | 0
6197 | 1565.3264 | 0 | 0 | 0 | 0 | 0 | 0 | 1565.326 | 0 | 0
6198 | 1360.8689 | 0 | 0 | 0 | 0 | 0 | 0 | 1360.869 | 0 | 0
6199 | 1170.3146 | 73.81 | 178.8521 | 0 | -178.8521 | 0 | 0 | 1170.315 | 0 | 0
6200 | 1033.4007 | 246.49 | 663.9448 | 0 | -663.9448 | 0 | 0 | 1033.401 | 0 | 0
6201 | 1230.7481 | 436.97 | 1167.0171 | 347.0335 | -819.9836 | 0 | 0 | 896.678 | 0 | 0
6202 | 1537.052 | 620.04 | 1619.3408 | 1596.6969 | -22.6439 | 0 | 0 | 0 | 0 | 0
6203 | 1548.9034 | 701.81 | 1803.8574 | 1609.0078 | -194.8496 | 0 | 0 | 0 | 0 | 0
6204 | 1590.8468 | 800.57 | 2039.8188 | 1652.5794 | -387.2394 | 0 | 0 | 0 | 0 | 0
6205 | 1238.0554 | 792.8 | 2020.896 | 1286.0974 | -734.7985 | 0 | 0 | 0 | 0 | 0
6206 | 1441.5264 | 708.6 | 1825.4313 | 1497.4651 | -327.9662 | 0 | 0 | 0 | 0 | 0
6207 | 1346.8708 | 628.96 | 1645.2974 | 1399.135 | -246.1624 | 0 | 0 | 0 | 0 | 0
6208 | 1554.022 | 394.32 | 1052.1814 | 1052.1814 | 0 | 0 | 0 | 541.145 | 0 | 0
6209 | 1638.7226 | 141.81 | 369.4416 | 369.4416 | 0 | 0 | 0 | 1283.082 | 0 | 0
6210 | 1543.6519 | 25.48 | 46.4564 | 46.4564 | 0 | 0 | 0 | 467.731 | 0 | 1071.2155
6211 | 1296.4209 | 0 | 0 | 0 | 0 | 0 | 0 | 265.221 | 0 | 1071.2155
6212 | 1246.3728 | 0 | 0 | 0 | 0 | 0 | 0 | 215.173 | 0 | 1071.2155
6213 | 1571.8691 | 0 | 0 | 0 | 0 | 0 | 0 | 1571.869 | 0 | 0
6214 | 1827.8498 | 0 | 0 | 0 | 0 | 0 | 0 | 1827.85 | 0 | 0
6215 | 1962.7917 | 0 | 0 | 0 | 0 | 0 | 0 | 1962.792 | 0 | 0
6216 | 1447.5589 | 0 | 0 | 0 | 0 | 0 | 0 | 1447.559 | 0 | 0
6217 | 1347.7837 | 0 | 0 | 0 | 0 | 0 | 0 | 1347.784 | 0 | 0
6218 | 1417.2992 | 0 | 0 | 0 | 0 | 0 | 0 | 1417.299 | 0 | 0
6219 | 1479.4543 | 0 | 0 | 0 | 0 | 0 | 0 | 1479.454 | 0 | 0
6220 | 1595.5861 | 0 | 0 | 0 | 0 | 0 | 0 | 1595.586 | 0 | 0
6221 | 1610.3071 | 0 | 0 | 0 | 0 | 0 | 0 | 1610.307 | 0 | 0
6222 | 1157.2293 | 0 | 0 | 0 | 0 | 0 | 0 | 1157.229 | 0 | 0
6223 | 1109.7952 | 57.6 | 137.6832 | 0 | -137.6832 | 0 | 0 | 1109.795 | 0 | 0
6224 | 994.4167 | 188.66 | 505.125 | 0 | -505.125 | 0 | 0 | 994.417 | 0 | 0
6225 | 1024.9954 | 299.55 | 801.3818 | 176.1605 | -625.2213 | 0 | 0 | 855.416 | 0 | 0
6226 | 1252.2468 | 588.08 | 1553.4546 | 1300.8391 | -252.6155 | 0 | 0 | 0 | 0 | 0
6227 | 1666.1761 | 772.1 | 2004.1452 | 1730.8315 | -273.3137 | 0 | 0 | 0 | 0 | 0
6228 | 1295.9036 | 831.2 | 2137.3688 | 1346.1912 | -791.1776 | 0 | 0 | 0 | 0 | 0
6229 | 1418.6527 | 771.92 | 1991.5674 | 1473.7035 | -517.8639 | 0 | 0 | 0 | 0 | 0
6230 | 1542.1992 | 773.11 | 2003.389 | 1602.0436 | -401.3453 | 0 | 0 | 0 | 0 | 0
6231 | 1525.4623 | 605.58 | 1597.9611 | 1584.6572 | -13.304 | 0 | 0 | 0 | 0 | 0
6232 | 1140.3677 | 461.86 | 1243.4119 | 1184.6197 | -58.7922 | 0 | 0 | 0 | 0 | 0
6233 | 1753.2821 | 266.24 | 690.0707 | 690.0707 | 0 | 0 | 0 | 1088.989 | 0 | 0
6234 | 1615.8908 | 38.51 | 71.3638 | 71.3638 | 0 | 0 | 0 | 515.993 | 0 | 1071.2155
6235 | 1178.4929 | 0 | 0 | 0 | 0 | 0 | 0 | 147.293 | 0 | 1071.2155
6236 | 1647.9272 | 0 | 0 | 0 | 0 | 0 | 0 | 616.727 | 0 | 1071.2155
6237 | 1432.0201 | 0 | 0 | 0 | 0 | 0 | 0 | 1432.02 | 0 | 0
6238 | 1643.0203 | 0 | 0 | 0 | 0 | 0 | 0 | 1643.02 | 0 | 0
6239 | 1400.1248 | 0 | 0 | 0 | 0 | 0 | 0 | 1400.125 | 0 | 0
6240 | 1198.1208 | 0 | 0 | 0 | 0 | 0 | 0 | 1198.121 | 0 | 0
6241 | 1325.7023 | 0 | 0 | 0 | 0 | 0 | 0 | 1325.702 | 0 | 0
6242 | 1425.4775 | 0 | 0 | 0 | 0 | 0 | 0 | 1425.478 | 0 | 0
6243 | 1218.5665 | 0 | 0 | 0 | 0 | 0 | 0 | 1218.567 | 0 | 0
6244 | 1399.3069 | 0 | 0 | 0 | 0 | 0 | 0 | 1399.307 | 0 | 0
6245 | 1315.0705 | 0 | 0 | 0 | 0 | 0 | 0 | 1315.07 | 0 | 0
6246 | 733.5934 | 0 | 0 | 0 | 0 | 0 | 0 | 733.593 | 0 | 0
6247 | 983.0315 | 124.66 | 275.7466 | 0 | -275.7466 | 0 | 0 | 983.032 | 0 | 0
6248 | 877.8811 | 370.51 | 1007.2251 | 337.6126 | -669.6125 | 0 | 0 | 552.88 | 0 | 0
6249 | 945.2549 | 612.01 | 1663.0589 | 981.9354 | -681.1235 | 0 | 0 | 0 | 0 | 0
6250 | 1289.4335 | 487.83 | 1284.5984 | 1284.5984 | 0 | 0 | 0 | 52.822 | 0 | 0
6251 | 942.1656 | 676.38 | 1752.6942 | 978.7265 | -773.9677 | 0 | 0 | 0 | 0 | 0
6252 | 1192.4164 | 1003.58 | 2578.5045 | 1238.6884 | -1071.2155 | 0 | 268.6006 | 0 | 0 | 0
6253 | 1457.5078 | 626.44 | 1618.8411 | 1514.0662 | -104.7749 | 0 | 0 | 0 | 0 | 0
6254 | 1298.3816 | 413.29 | 1080.7195 | 1080.7195 | 0 | 0 | 0 | 258.033 | 0 | 0
6255 | 1441.2678 | 178.12 | 460.39 | 460.39 | 0 | 0 | 0 | 998.076 | 0 | 0
6256 | 1536.8077 | 28.43 | 57.5217 | 57.5217 | 0 | 0 | 0 | 1481.435 | 0 | 0
6257 | 1458.4473 | 10.77 | 12.3109 | 12.3109 | 0 | 0 | 0 | 1446.596 | 0 | 0
6258 | 1564.8337 | 3.91 | 0 | 0 | 0 | 0 | 0 | 533.634 | 0 | 1071.2155
6259 | 1103.6522 | 0 | 0 | 0 | 0 | 0 | 0 | 72.452 | 0 | 1071.2155
6260 | 1320.7953 | 0 | 0 | 0 | 0 | 0 | 0 | 289.595 | 0 | 1071.2155
6261 | 1423.8418 | 0 | 0 | 0 | 0 | 0 | 0 | 1423.842 | 0 | 0
6262 | 1526.8884 | 0 | 0 | 0 | 0 | 0 | 0 | 1526.888 | 0 | 0
6263 | 1557.9659 | 0 | 0 | 0 | 0 | 0 | 0 | 1557.966 | 0 | 0
6264 | 1416.4814 | 0 | 0 | 0 | 0 | 0 | 0 | 1416.481 | 0 | 0
6265 | 1565.3264 | 0 | 0 | 0 | 0 | 0 | 0 | 1565.326 | 0 | 0
6266 | 1530.9776 | 0 | 0 | 0 | 0 | 0 | 0 | 1530.978 | 0 | 0
6267 | 1518.7101 | 0 | 0 | 0 | 0 | 0 | 0 | 1518.71 | 0 | 0
6268 | 1445.1054 | 0 | 0 | 0 | 0 | 0 | 0 | 1445.105 | 0 | 0
6269 | 1521.9814 | 0 | 0 | 0 | 0 | 0 | 0 | 1521.981 | 0 | 0
6270 | 1328.1557 | 0 | 0 | 0 | 0 | 0 | 0 | 1328.156 | 0 | 0
6271 | 1128.6053 | 43.14 | 98.6231 | 0 | -98.6231 | 0 | 0 | 1128.605 | 0 | 0
6272 | 1388.3388 | 140.37 | 369.1102 | 0 | -369.1102 | 0 | 0 | 1388.339 | 0 | 0
6273 | 1708.9138 | 329.52 | 881.9338 | 0 | -881.9338 | 0 | 0 | 1708.914 | 0 | 0
6274 | 1431.3986 | 587.96 | 1551.8569 | 480.6415 | -1071.2155 | 0 | 0 | 968.712 | 0 | 0
6275 | 1533.1581 | 669.84 | 1745.3468 | 1592.6518 | -152.6949 | 0 | 0 | 0 | 0 | 0
6276 | 1365.5684 | 588.85 | 1533.3288 | 1418.5596 | -114.7692 | 0 | 0 | 0 | 0 | 0
6277 | 1628.745 | 755.61 | 1953.7954 | 1065.7025 | -888.0929 | 0 | 0 | 602.852 | 0 | 0
6278 | 1656.7966 | 67.55 | 158.8374 | 158.8374 | 0 | 0 | 0 | 1503.892 | 0 | 0
6279 | 1559.5597 | 45.14 | 100.6508 | 100.6508 | 0 | 0 | 0 | 1462.668 | 0 | 0
6280 | 1548.5916 | 23.53 | 44.9532 | 44.9532 | 0 | 0 | 0 | 1505.318 | 0 | 0
6281 | 1862.9184 | 37.24 | 83.0732 | 83.0732 | 0 | 0 | 0 | 1782.948 | 0 | 0
6282 | 1641.6575 | 8.81 | 5.7487 | 5.7487 | 0 | 0 | 0 | 604.923 | 0 | 1071.2155
6283 | 1998.0095 | 0 | 0 | 0 | 0 | 0 | 0 | 966.81 | 0 | 1071.2155
6284 | 1726.4389 | 0 | 0 | 0 | 0 | 0 | 0 | 695.239 | 0 | 1071.2155
6285 | 1521.9814 | 0 | 0 | 0 | 0 | 0 | 0 | 1521.981 | 0 | 0
6286 | 1737.8885 | 0 | 0 | 0 | 0 | 0 | 0 | 1737.889 | 0 | 0
6287 | 1565.3264 | 0 | 0 | 0 | 0 | 0 | 0 | 1565.326 | 0 | 0
6288 | 1698.6327 | 0 | 0 | 0 | 0 | 0 | 0 | 1698.633 | 0 | 0
6289 | 692.7019 | 0 | 0 | 0 | 0 | 0 | 0 | 692.702 | 0 | 0
6290 | 512.7793 | 0 | 0 | 0 | 0 | 0 | 0 | 512.779 | 0 | 0
6291 | 606.0119 | 0 | 0 | 0 | 0 | 0 | 0 | 606.012 | 0 | 0
6292 | 754.857 | 0 | 0 | 0 | 0 | 0 | 0 | 754.857 | 0 | 0
6293 | 802.2911 | 0 | 0 | 0 | 0 | 0 | 0 | 802.291 | 0 | 0
6294 | 671.4383 | 0 | 0 | 0 | 0 | 0 | 0 | 671.438 | 0 | 0
6295 | 609.2833 | 100.1 | 242.7282 | 242.7282 | 0 | 0 | 0 | 375.623 | 0 | 0
6296 | 469.188 | 83.1 | 209.529 | 209.529 | 0 | 0 | 0 | 267.486 | 0 | 0
6297 | 557.6649 | 334.29 | 893.8821 | 579.304 | -314.5781 | 0 | 0 | 0 | 0 | 0
6298 | 672.0078 | 560.26 | 1474.9584 | 698.0851 | -776.8732 | 0 | 0 | 0 | 0 | 0
6299 | 802.2369 | 947.94 | 2457.3778 | 833.3676 | -1071.2155 | 0 | 552.7948 | 0 | 0 | 0
6300 | 773.4902 | 1009.26 | 2588.1613 | 803.5051 | -1071.2155 | 0 | 713.4407 | 0 | 0 | 0
6301 | 936.0094 | 992.73 | 2548.0977 | 972.3306 | -342.5583 | 0 | 1233.2087 | 0 | 0 | 0
6302 | 851.9365 | 889.39 | 2308.542 | 884.9952 | 0 | 0 | 1423.5469 | 0 | 0 | 0
6303 | 657.248 | 609.34 | 1600.8625 | 682.7523 | 0 | 0 | 918.1102 | 0 | 0 | 0
6304 | 682.6487 | 173.44 | 454.9051 | 454.9051 | 0 | 0 | 0 | 244.737 | 0 | 0
6305 | 686.5273 | 64.1 | 156.2362 | 156.2362 | 0 | 0 | 0 | 536.127 | 0 | 0
6306 | 776.4017 | 12.73 | 14.7895 | 14.7895 | 0 | 0 | 0 | 0 | 0 | 791.7406
6307 | 785.1463 | 0 | 0 | 0 | 0 | 0 | 0 | 0 | 0 | 815.6134
6308 | 546.3104 | 0 | 0 | 0 | 0 | 0 | 0 | 0 | 0 | 567.5094
6309 | 724.5973 | 0 | 0 | 0 | 0 | 0 | 0 | 724.597 | 0 | 0
6310 | 823.5547 | 0 | 0 | 0 | 0 | 0 | 0 | 823.555 | 0 | 0
6311 | 729.5043 | 0 | 0 | 0 | 0 | 0 | 0 | 729.504 | 0 | 0
6312 | 745.043 | 0 | 0 | 0 | 0 | 0 | 0 | 745.043 | 0 | 0
6313 | 1741.9777 | 0 | 0 | 0 | 0 | 0 | 0 | 1741.978 | 0 | 0
6314 | 1703.5397 | 0 | 0 | 0 | 0 | 0 | 0 | 1703.54 | 0 | 0
6315 | 1585.7722 | 0 | 0 | 0 | 0 | 0 | 0 | 1585.772 | 0 | 0
6316 | 1660.1947 | 0 | 0 | 0 | 0 | 0 | 0 | 1660.195 | 0 | 0
6317 | 1616.0319 | 0 | 0 | 0 | 0 | 0 | 0 | 1616.032 | 0 | 0
6318 | 1492.5396 | 0 | 0 | 0 | 0 | 0 | 0 | 1492.54 | 0 | 0
6319 | 1496.6287 | 83.41 | 204.1605 | 204.1605 | 0 | 0 | 0 | 300.116 | 0 | 1038.7829
6320 | 112.7164 | 258.86 | 703.7788 | 117.0899 | -586.6889 | 0 | 0 | 0 | 0 | 0
6321 | 91.689 | 318.84 | 857.4107 | 95.247 | -762.1638 | 0 | 0 | 0 | 0 | 0
6322 | 0 | 431.73 | 1148.1296 | 0 | -1071.2155 | 0 | 76.9141 | 0 | 0 | 0
6323 | 0 | 584.74 | 1538.1405 | 0 | -1071.2155 | 0 | 466.9251 | 0 | 0 | 0
6324 | 0 | 604.18 | 1582.8652 | 0 | -85.1571 | 0 | 1497.7082 | 0 | 0 | 0
6325 | 0 | 242.61 | 635.4286 | 0 | 0 | 0 | 635.4286 | 0 | 0 | 0
6326 | 89.7711 | 117.39 | 296.9299 | 93.2556 | 0 | 0 | 203.6743 | 0 | 0 | 0
6327 | 73.0251 | 141.03 | 364.5301 | 75.8587 | 0 | 0 | 288.6714 | 0 | 0 | 0
6328 | 78.3215 | 108.58 | 278.8619 | 81.3602 | 0 | 0 | 197.5017 | 0 | 0 | 0
6329 | 73.0629 | 85.43 | 216.5918 | 75.8982 | 0 | 0 | 140.6936 | 0 | 0 | 0
6330 | 85.2782 | 15.67 | 21.6092 | 21.6092 | 0 | 0 | 0 | 0 | 0 | 66.979
6331 | 79.3551 | 0 | 0 | 0 | 0 | 0 | 0 | 0 | 0 | 82.4344
6332 | 88.3256 | 0 | 0 | 0 | 0 | 0 | 0 | 0 | 0 | 91.7535
6333 | 80.9652 | 0 | 0 | 0 | 0 | 0 | 0 | 0 | 0 | 84.1068
6334 | 88.3256 | 0 | 0 | 0 | 0 | 0 | 0 | 0 | 0 | 91.7535
6335 | 80.9652 | 0 | 0 | 0 | 0 | 0 | 0 | 0 | 0 | 84.1068
6336 | 85.8721 | 0 | 0 | 0 | 0 | 0 | 0 | 0 | 0 | 89.2042
6337 | 76.876 | 0 | 0 | 0 | 0 | 0 | 0 | 0 | 0 | 79.8592
6338 | 83.4186 | 0 | 0 | 0 | 0 | 0 | 0 | 0 | 0 | 86.6561
6339 | 77.6938 | 0 | 0 | 0 | 0 | 0 | 0 | 0 | 0 | 80.7089
6340 | 81.783 | 0 | 0 | 0 | 0 | 0 | 0 | 0 | 0 | 84.9566
6341 | 78.5117 | 0 | 0 | 0 | 0 | 0 | 0 | 0 | 0 | 81.5586
6342 | 83.4186 | 0 | 0 | 0 | 0 | 0 | 0 | 0 | 0 | 86.6561
6343 | 68.6977 | 88.37 | 216.5316 | 71.3638 | -145.1678 | 0 | 0 | 0 | 0 | 0
6344 | 80.819 | 271.57 | 741.7409 | 83.9552 | -657.7857 | 0 | 0 | 0 | 0 | 0
6345 | 556.7111 | 424.28 | 1151.1889 | 578.314 | -410.9127 | 0 | 161.9621 | 0 | 0 | 0
6346 | 1538.6406 | 428.03 | 1143.4581 | 1143.4581 | 0 | 0 | 0 | 315.599 | 0 | 127.0437
6347 | 1710.5127 | 513.38 | 1359.2885 | 1359.2885 | 0 | 0 | 0 | 0 | 0 | 417.5995
6348 | 1592.0899 | 698.1 | 1829.8805 | 1653.8696 | -176.0109 | 0 | 0 | 0 | 0 | 0
6349 | 1586.6892 | 700.61 | 1836.5559 | 1648.2601 | -188.2958 | 0 | 0 | 0 | 0 | 0
6350 | 1637.1595 | 738.18 | 1942.5119 | 1700.6885 | -241.8234 | 0 | 0 | 0 | 0 | 0
6351 | 1737.0911 | 365.45 | 975.7057 | 975.7057 | 0 | 0 | 0 | 797.833 | 0 | 0
6352 | 1235.9792 | 358.64 | 972.6578 | 972.6578 | 0 | 0 | 0 | 299.656 | 0 | 0
6353 | 1637.9753 | 162.86 | 432.0316 | 432.0316 | 0 | 0 | 0 | 1222.082 | 0 | 0
6354 | 1283.7711 | 21.56 | 35.2155 | 35.2155 | 0 | 0 | 0 | 252.736 | 0 | 1035.8286
6355 | 1342.5199 | 0 | 0 | 0 | 0 | 0 | 0 | 311.32 | 0 | 1071.2155
6356 | 1375.5899 | 0 | 0 | 0 | 0 | 0 | 0 | 344.39 | 0 | 1071.2155
6357 | 1208.7526 | 0 | 0 | 0 | 0 | 0 | 0 | 1208.753 | 0 | 0
6358 | 1334.6984 | 0 | 0 | 0 | 0 | 0 | 0 | 1334.698 | 0 | 0
6359 | 1426.2953 | 0 | 0 | 0 | 0 | 0 | 0 | 1426.295 | 0 | 0
6360 | 1445.9232 | 0 | 0 | 0 | 0 | 0 | 0 | 1445.923 | 0 | 0
6361 | 1568.5977 | 0 | 0 | 0 | 0 | 0 | 0 | 1568.598 | 0 | 0
6362 | 1526.8884 | 0 | 0 | 0 | 0 | 0 | 0 | 1526.888 | 0 | 0
6363 | 1723.1676 | 0 | 0 | 0 | 0 | 0 | 0 | 1723.168 | 0 | 0
6364 | 1466.369 | 0 | 0 | 0 | 0 | 0 | 0 | 1466.369 | 0 | 0
6365 | 1491.7217 | 0 | 0 | 0 | 0 | 0 | 0 | 1491.722 | 0 | 0
6366 | 1755.8808 | 0 | 0 | 0 | 0 | 0 | 0 | 1755.881 | 0 | 0
6367 | 1216.9309 | 27.43 | 56.6938 | 0 | -56.6938 | 0 | 0 | 1216.931 | 0 | 0
6368 | 1615.258 | 87.59 | 223.2277 | 0 | -223.2277 | 0 | 0 | 1615.258 | 0 | 0
6369 | 1535.5124 | 249.44 | 667.511 | 0 | -667.511 | 0 | 0 | 1535.512 | 0 | 0
6370 | 1473.9411 | 266.28 | 705.1095 | 0 | -705.1095 | 0 | 0 | 1473.941 | 0 | 0
6371 | 1908.6882 | 474.67 | 1256.4697 | 1256.4697 | 0 | 0 | 0 | 0 | 0 | 726.2855
6372 | 2013.4594 | 527.23 | 1391.9589 | 1391.9589 | 0 | 0 | 0 | 0 | 0 | 699.6319
6373 | 2035.7422 | 196.72 | 511.5989 | 0 | -511.5989 | 0 | 0 | 2035.742 | 0 | 0
6374 | 1841.9829 | 562.42 | 1493.2964 | 422.0809 | -1071.2155 | 0 | 0 | 1435.669 | 0 | 0
6375 | 1628.7921 | 276.6 | 737.2449 | 0 | -737.2449 | 0 | 0 | 1628.792 | 0 | 0
6376 | 1389.4705 | 298.9 | 809.525 | 0 | -809.525 | 0 | 0 | 1389.47 | 0 | 0
6377 | 1931.9585 | 130.05 | 341.8229 | 0 | -341.8229 | 0 | 0 | 1931.959 | 0 | 0
6378 | 1367.8348 | 19.59 | 30.7829 | 30.7829 | 0 | 0 | 0 | 400.884 | 0 | 973.6894
6379 | 1384.0595 | 0 | 0 | 0 | 0 | 0 | 0 | 352.86 | 0 | 1071.2155
6380 | 1184.2177 | 0 | 0 | 0 | 0 | 0 | 0 | 153.018 | 0 | 1071.2155
6381 | 1696.1792 | 0 | 0 | 0 | 0 | 0 | 0 | 1696.179 | 0 | 0
6382 | 1602.9466 | 0 | 0 | 0 | 0 | 0 | 0 | 1602.947 | 0 | 0
6383 | 1638.9311 | 0 | 0 | 0 | 0 | 0 | 0 | 1638.931 | 0 | 0
6384 | 1551.4233 | 0 | 0 | 0 | 0 | 0 | 0 | 1551.423 | 0 | 0
6385 | 1701.0862 | 0 | 0 | 0 | 0 | 0 | 0 | 1701.086 | 0 | 0
6386 | 1653.652 | 0 | 0 | 0 | 0 | 0 | 0 | 1653.652 | 0 | 0
6387 | 1684.7296 | 0 | 0 | 0 | 0 | 0 | 0 | 1684.73 | 0 | 0
6388 | 1203.0278 | 0 | 0 | 0 | 0 | 0 | 0 | 1203.028 | 0 | 0
6389 | 1548.9698 | 0 | 0 | 0 | 0 | 0 | 0 | 1548.97 | 0 | 0
6390 | 1546.5163 | 0 | 0 | 0 | 0 | 0 | 0 | 1546.516 | 0 | 0
6391 | 1351.055 | 19.59 | 35.6206 | 0 | -35.6206 | 0 | 0 | 1351.055 | 0 | 0
6392 | 1371.2114 | 58.53 | 142.2383 | 0 | -142.2383 | 0 | 0 | 1371.211 | 0 | 0
6393 | 1665.9839 | 192.06 | 509.6168 | 0 | -509.6168 | 0 | 0 | 1665.984 | 0 | 0
6394 | 1480.4755 | 343.08 | 914.2843 | 0 | -914.2843 | 0 | 0 | 1480.476 | 0 | 0
6395 | 1901.1918 | 462.82 | 1225.7917 | 1225.7917 | 0 | 0 | 0 | 0 | 0 | 749.1756
6396 | 1801.945 | 516.31 | 1362.4226 | 1362.4226 | 0 | 0 | 0 | 0 | 0 | 509.4465
6397 | 1608.8247 | 456.76 | 1207.2667 | 136.0512 | -1071.2155 | 0 | 0 | 1477.856 | 0 | 0
6398 | 1764.516 | 294.28 | 777.3895 | 0 | -777.3895 | 0 | 0 | 1764.516 | 0 | 0
6399 | 1869.6654 | 212.05 | 559.1574 | 0 | -559.1574 | 0 | 0 | 1869.665 | 0 | 0
6400 | 1735.3911 | 238.48 | 639.7656 | 0 | -639.7656 | 0 | 0 | 1735.391 | 0 | 0
6401 | 1870.3575 | 86.39 | 219.327 | 0 | -219.327 | 0 | 0 | 1870.358 | 0 | 0
6402 | 1742.4091 | 13.71 | 16.4193 | 16.4193 | 0 | 0 | 0 | 695.403 | 0 | 1071.2155
6403 | 1712.774 | 0 | 0 | 0 | 0 | 0 | 0 | 681.574 | 0 | 1071.2155
6404 | 1736.2529 | 0 | 0 | 0 | 0 | 0 | 0 | 705.053 | 0 | 1071.2155
6405 | 1571.8691 | 0 | 0 | 0 | 0 | 0 | 0 | 1571.869 | 0 | 0
6406 | 1566.1442 | 0 | 0 | 0 | 0 | 0 | 0 | 1566.144 | 0 | 0
6407 | 1353.5085 | 0 | 0 | 0 | 0 | 0 | 0 | 1353.508 | 0 | 0
6408 | 390.9227 | 0 | 0 | 0 | 0 | 0 | 0 | 390.923 | 0 | 0
6409 | 403.1901 | 0 | 0 | 0 | 0 | 0 | 0 | 403.19 | 0 | 0
6410 | 386.8335 | 0 | 0 | 0 | 0 | 0 | 0 | 386.834 | 0 | 0
6411 | 365.57 | 0 | 0 | 0 | 0 | 0 | 0 | 365.57 | 0 | 0
6412 | 375.3839 | 0 | 0 | 0 | 0 | 0 | 0 | 375.384 | 0 | 0
6413 | 388.4692 | 0 | 0 | 0 | 0 | 0 | 0 | 388.469 | 0 | 0
6414 | 406.4615 | 0 | 0 | 0 | 0 | 0 | 0 | 406.461 | 0 | 0
6415 | 362.2986 | 58.74 | 141.5455 | 0 | -141.5455 | 0 | 0 | 362.299 | 0 | 0
6416 | 452.8416 | 190.62 | 511.4192 | 0 | -511.4192 | 0 | 0 | 452.842 | 0 | 0
6417 | 1718.3751 | 332.25 | 889.2605 | 0 | -889.2605 | 0 | 0 | 1718.375 | 0 | 0
6418 | 1870.1756 | 592.67 | 1556.2012 | 484.9857 | -1071.2155 | 0 | 0 | 1403.307 | 0 | 0
6419 | 1892.5228 | 612.65 | 1590.3851 | 1590.3851 | 0 | 0 | 0 | 0 | 0 | 375.5767
6420 | 1967.7386 | 430.28 | 1120.5535 | 1120.5535 | 0 | 0 | 0 | 0 | 0 | 923.5431
6421 | 1715.3512 | 681.36 | 1756.0454 | 684.83 | -1071.2155 | 0 | 0 | 1056.103 | 0 | 0
6422 | 1757.0441 | 575.34 | 1498.641 | 427.4256 | -1071.2155 | 0 | 0 | 1345.585 | 0 | 0
6423 | 1950.1113 | 249.57 | 654.8407 | 388.4922 | -266.3485 | 0 | 0 | 1576.131 | 0 | 0
6424 | 1726.1516 | 337.35 | 903.7404 | 903.7404 | 0 | 0 | 0 | 856.171 | 0 | 0
6425 | 2137.608 | 238.58 | 617.1186 | 617.1186 | 0 | 0 | 0 | 1543.542 | 0 | 0
6426 | 1644.1407 | 28.93 | 44.3829 | 44.3829 | 0 | 0 | 0 | 570.216 | 0 | 1071.2155
6427 | 1812.7762 | 0 | 0 | 0 | 0 | 0 | 0 | 781.576 | 0 | 1071.2155
6428 | 1637.2954 | 0 | 0 | 0 | 0 | 0 | 0 | 606.095 | 0 | 1071.2155
6429 | 1228.3805 | 0 | 0 | 0 | 0 | 0 | 0 | 1228.38 | 0 | 0
6430 | 1411.5744 | 0 | 0 | 0 | 0 | 0 | 0 | 1411.574 | 0 | 0
6431 | 1350.2371 | 0 | 0 | 0 | 0 | 0 | 0 | 1350.237 | 0 | 0
6432 | 369.6591 | 0 | 0 | 0 | 0 | 0 | 0 | 369.659 | 0 | 0
6433 | 112.8605 | 0 | 0 | 0 | 0 | 0 | 0 | 112.861 | 0 | 0
6434 | 119.4032 | 0 | 0 | 0 | 0 | 0 | 0 | 119.403 | 0 | 0
6435 | 113.6784 | 0 | 0 | 0 | 0 | 0 | 0 | 113.678 | 0 | 0
6436 | 116.1318 | 0 | 0 | 0 | 0 | 0 | 0 | 116.132 | 0 | 0
6437 | 112.8605 | 0 | 0 | 0 | 0 | 0 | 0 | 112.861 | 0 | 0
6438 | 116.9497 | 0 | 0 | 0 | 0 | 0 | 0 | 116.95 | 0 | 0
6439 | 100.5931 | 62.51 | 151.1451 | 104.4965 | -46.6486 | 0 | 0 | 0 | 0 | 0
6440 | 225.1445 | 213.25 | 573.9573 | 233.8807 | -340.0766 | 0 | 0 | 0 | 0 | 0
6441 | 1240.0192 | 592.54 | 1604.6116 | 1288.1376 | -316.4739 | 0 | 0 | 0 | 0 | 0
6442 | 1266.4219 | 795.58 | 2096.0732 | 1315.5652 | -780.508 | 0 | 0 | 0 | 0 | 0
6443 | 1701.8192 | 929.41 | 2395.6043 | 1767.8577 | -627.7466 | 0 | 0 | 0 | 0 | 0
6444 | 1591.6166 | 992.44 | 2531.0758 | 1653.3783 | -877.6976 | 0 | 0 | 0 | 0 | 0
6445 | 1439.8744 | 971.24 | 2485.3591 | 1495.749 | -587.2903 | 0 | 402.3197 | 0 | 0 | 0
6446 | 1622.9691 | 866.91 | 2247.2858 | 1685.9489 | 0 | 0 | 561.3368 | 0 | 0 | 0
6447 | 1764.8544 | 704.99 | 1865.6913 | 1833.3387 | 0 | 0 | 32.3525 | 0 | 0 | 0
6448 | 1749.6223 | 487.19 | 1319.0566 | 1319.0566 | 0 | 0 | 0 | 479.839 | 0 | 0
6449 | 1578.746 | 208.02 | 544.9061 | 544.9061 | 0 | 0 | 0 | 1054.195 | 0 | 0
6450 | 1433.9206 | 19.59 | 29.4979 | 29.4979 | 0 | 0 | 0 | 374.324 | 0 | 1071.2155
6451 | 1471.9558 | 0 | 0 | 0 | 0 | 0 | 0 | 440.756 | 0 | 1071.2155
6452 | 1491.7217 | 0 | 0 | 0 | 0 | 0 | 0 | 460.522 | 0 | 1071.2155
6453 | 1544.0628 | 0 | 0 | 0 | 0 | 0 | 0 | 1544.063 | 0 | 0
6454 | 1414.8457 | 0 | 0 | 0 | 0 | 0 | 0 | 1414.846 | 0 | 0
6455 | 1431.2023 | 0 | 0 | 0 | 0 | 0 | 0 | 1431.202 | 0 | 0
6456 | 482.5196 | 0 | 0 | 0 | 0 | 0 | 0 | 482.52 | 0 | 0
6457 | 426.0894 | 0 | 0 | 0 | 0 | 0 | 0 | 426.089 | 0 | 0
6458 | 399.101 | 0 | 0 | 0 | 0 | 0 | 0 | 399.101 | 0 | 0
6459 | 440.8103 | 0 | 0 | 0 | 0 | 0 | 0 | 440.81 | 0 | 0
6460 | 390.1049 | 0 | 0 | 0 | 0 | 0 | 0 | 390.105 | 0 | 0
6461 | 392.5583 | 0 | 0 | 0 | 0 | 0 | 0 | 392.558 | 0 | 0
6462 | 495.6049 | 0 | 0 | 0 | 0 | 0 | 0 | 495.605 | 0 | 0
6463 | 433.4498 | 76.54 | 187.7733 | 0 | -187.7733 | 0 | 0 | 433.45 | 0 | 0
6464 | 442.7905 | 239.98 | 652.4608 | 0 | -652.4608 | 0 | 0 | 442.79 | 0 | 0
6465 | 1681.4818 | 608.43 | 1670.4874 | 599.2719 | -1071.2155 | 0 | 0 | 1104.596 | 0 | 0
6466 | 1826.7294 | 451.03 | 1203.6932 | 132.4777 | -1071.2155 | 0 | 0 | 1699.2 | 0 | 0
6467 | 1832.1434 | 432.09 | 1144.7992 | 1144.7992 | 0 | 0 | 0 | 0 | 0 | 758.4407
6468 | 1642.4999 | 484.52 | 1281.1132 | 1281.1132 | 0 | 0 | 0 | 0 | 0 | 425.1236
6469 | 1936.4576 | 234.78 | 615.0202 | 0 | -615.0202 | 0 | 0 | 1936.458 | 0 | 0
6470 | 1870.011 | 483.41 | 1288.6851 | 217.4696 | -1071.2155 | 0 | 0 | 1660.665 | 0 | 0
6471 | 1945.9424 | 576.54 | 1553.8005 | 1329.0821 | -224.7184 | 0 | 0 | 666.509 | 0 | 0
6472 | 1509.5259 | 310.88 | 846.2966 | 846.2966 | 0 | 0 | 0 | 694.843 | 0 | 0
6473 | 1569.9972 | 126.16 | 331.6093 | 331.6093 | 0 | 0 | 0 | 1250.775 | 0 | 0
6474 | 1518.9095 | 16.65 | 22.5275 | 22.5275 | 0 | 0 | 0 | 466.023 | 0 | 1071.2155
6475 | 1387.3227 | 0 | 0 | 0 | 0 | 0 | 0 | 356.123 | 0 | 1071.2155
6476 | 1625.028 | 0 | 0 | 0 | 0 | 0 | 0 | 593.828 | 0 | 1071.2155
6477 | 1559.6016 | 0 | 0 | 0 | 0 | 0 | 0 | 1559.602 | 0 | 0
6478 | 1286.4464 | 0 | 0 | 0 | 0 | 0 | 0 | 1286.446 | 0 | 0
6479 | 1165.4076 | 0 | 0 | 0 | 0 | 0 | 0 | 1165.408 | 0 | 0
6480 | 1319.1596 | 0 | 0 | 0 | 0 | 0 | 0 | 1319.16 | 0 | 0
6481 | 1503.1713 | 0 | 0 | 0 | 0 | 0 | 0 | 1503.171 | 0 | 0
6482 | 924.9656 | 0 | 0 | 0 | 0 | 0 | 0 | 924.966 | 0 | 0
6483 | 1193.2138 | 0 | 0 | 0 | 0 | 0 | 0 | 1193.214 | 0 | 0
6484 | 1166.2254 | 0 | 0 | 0 | 0 | 0 | 0 | 1166.225 | 0 | 0
6485 | 1228.3805 | 0 | 0 | 0 | 0 | 0 | 0 | 1228.38 | 0 | 0
6486 | 1238.1945 | 0 | 0 | 0 | 0 | 0 | 0 | 1238.194 | 0 | 0
6487 | 1037.0083 | 29.39 | 61.7112 | 61.7112 | 0 | 0 | 0 | 977.603 | 0 | 0
6488 | 344.9167 | 93.16 | 238.6228 | 238.6228 | 0 | 0 | 0 | 115.208 | 0 | 0
6489 | 280.4042 | 178.34 | 471.0782 | 291.286 | -179.7922 | 0 | 0 | 0 | 0 | 0
6490 | 270.3306 | 253.49 | 671.5914 | 280.8211 | -390.7703 | 0 | 0 | 0 | 0 | 0
6491 | 287.6502 | 470.21 | 1246.9324 | 298.8122 | -948.1202 | 0 | 0 | 0 | 0 | 0
6492 | 303.9311 | 537.85 | 1420.1967 | 315.725 | -1071.2155 | 0 | 33.2563 | 0 | 0 | 0
6493 | 295.44 | 482.12 | 1274.6207 | 306.9045 | -967.7162 | 0 | 0 | 0 | 0 | 0
6494 | 282.4089 | 613.38 | 1622.9112 | 293.3678 | -18.8252 | 0 | 1310.7181 | 0 | 0 | 0
6495 | 273.0489 | 373.31 | 998.6175 | 283.6446 | 0 | 0 | 714.973 | 0 | 0 | 0
6496 | 209.159 | 194.09 | 517.4037 | 217.2754 | 0 | 0 | 300.1284 | 0 | 0 | 0
6497 | 292.731 | 65 | 159.9957 | 159.9957 | 0 | 0 | 0 | 138.712 | 0 | 0
6498 | 235.0545 | 10.77 | 8.6252 | 8.6252 | 0 | 0 | 0 | 226.752 | 0 | 0
6499 | 209.7018 | 0 | 0 | 0 | 0 | 0 | 0 | 209.702 | 0 | 0
6500 | 305.8684 | 0 | 0 | 0 | 0 | 0 | 0 | 305.868 | 0 | 0
6501 | 293.6009 | 0 | 0 | 0 | 0 | 0 | 0 | 293.601 | 0 | 0
6502 | 298.5079 | 0 | 0 | 0 | 0 | 0 | 0 | 298.508 | 0 | 0
6503 | 235.535 | 0 | 0 | 0 | 0 | 0 | 0 | 235.535 | 0 | 0
6504 | 168.473 | 0 | 0 | 0 | 0 | 0 | 0 | 50.259 | 0 | 122.8013
6505 | 199.5505 | 0 | 0 | 0 | 0 | 0 | 0 | 199.55 | 0 | 0
6506 | 243.7133 | 0 | 0 | 0 | 0 | 0 | 0 | 243.713 | 0 | 0
6507 | 191.3722 | 0 | 0 | 0 | 0 | 0 | 0 | 191.372 | 0 | 0
6508 | 152.1164 | 0 | 0 | 0 | 0 | 0 | 0 | 152.116 | 0 | 0
6509 | 135.7598 | 0 | 0 | 0 | 0 | 0 | 0 | 0 | 0 | 141.0281
6510 | 197.097 | 0 | 0 | 0 | 0 | 0 | 0 | 0 | 0 | 204.7453
6511 | 122.6745 | 62.59 | 151.6104 | 127.4354 | -24.1751 | 0 | 0 | 0 | 0 | 0
6512 | 195.7169 | 201.94 | 544.8531 | 203.3117 | -341.5413 | 0 | 0 | 0 | 0 | 0
6513 | 885.4685 | 392.69 | 1060.5251 | 919.8284 | -140.6968 | 0 | 0 | 0 | 0 | 0
6514 | 1487.9546 | 586.54 | 1560.7532 | 1545.6947 | -15.0585 | 0 | 0 | 0 | 0 | 0
6515 | 1782.3192 | 279.94 | 734.971 | 734.971 | 0 | 0 | 0 | 43.603 | 0 | 1071.2155
6516 | 1685.3849 | 808.93 | 2109.4333 | 1750.7859 | -358.6473 | 0 | 0 | 0 | 0 | 0
6517 | 1718.2943 | 759.09 | 1986.5572 | 1202.8331 | -783.7242 | 0 | 0 | 560.393 | 0 | 0
6518 | 1671.8876 | 676.61 | 1786.5406 | 1736.7652 | -49.7754 | 0 | 0 | 0 | 0 | 0
6519 | 1697.546 | 474.54 | 1269.8754 | 1269.8754 | 0 | 0 | 0 | 475.107 | 0 | 0
6520 | 1755.8511 | 237.16 | 635.1896 | 635.1896 | 0 | 0 | 0 | 1144.389 | 0 | 0
6521 | 1623.5477 | 59.44 | 143.8163 | 143.8163 | 0 | 0 | 0 | 1485.104 | 0 | 0
6522 | 1905.103 | 9.79 | 6.6328 | 6.6328 | 0 | 0 | 0 | 867.518 | 0 | 1071.2155
6523 | 1574.8582 | 0 | 0 | 0 | 0 | 0 | 0 | 543.658 | 0 | 1071.2155
6524 | 1257.8224 | 0 | 0 | 0 | 0 | 0 | 0 | 226.622 | 0 | 1071.2155
6525 | 1468.0047 | 0 | 0 | 0 | 0 | 0 | 0 | 1468.005 | 0 | 0
6526 | 1599.6753 | 0 | 0 | 0 | 0 | 0 | 0 | 1599.675 | 0 | 0
6527 | 1683.9117 | 0 | 0 | 0 | 0 | 0 | 0 | 1683.912 | 0 | 0
6528 | 1453.2837 | 0 | 0 | 0 | 0 | 0 | 0 | 1453.284 | 0 | 0
6529 | 1407.4852 | 0 | 0 | 0 | 0 | 0 | 0 | 1407.485 | 0 | 0
6530 | 1535.8845 | 0 | 0 | 0 | 0 | 0 | 0 | 1535.885 | 0 | 0
6531 | 1660.1947 | 0 | 0 | 0 | 0 | 0 | 0 | 1660.195 | 0 | 0
6532 | 1321.6131 | 0 | 0 | 0 | 0 | 0 | 0 | 1321.613 | 0 | 0
6533 | 1273.3611 | 0 | 0 | 0 | 0 | 0 | 0 | 1273.361 | 0 | 0
6534 | 1310.1635 | 0 | 0 | 0 | 0 | 0 | 0 | 1310.163 | 0 | 0
6535 | 1068.0858 | 5.87 | 0 | 0 | 0 | 0 | 0 | 1068.086 | 0 | 0
6536 | 1296.3319 | 15.67 | 25.1474 | 0 | -25.1474 | 0 | 0 | 1296.332 | 0 | 0
6537 | 1701.5656 | 35.31 | 75.7683 | 0 | -75.7683 | 0 | 0 | 1701.566 | 0 | 0
6538 | 1384.2118 | 558.56 | 1477.7392 | 406.5238 | -1071.2155 | 0 | 0 | 992.873 | 0 | 0
6539 | 1713.281 | 726.86 | 1895.6857 | 1779.7644 | -115.9213 | 0 | 0 | 0 | 0 | 0
6540 | 1435.638 | 558.2 | 1460.5169 | 1460.5169 | 0 | 0 | 0 | 0 | 0 | 30.8307
6541 | 1436.8198 | 606.02 | 1585.3573 | 514.1419 | -1071.2155 | 0 | 0 | 941.883 | 0 | 0
6542 | 1416.2125 | 617.37 | 1624.0653 | 552.8498 | -1071.2155 | 0 | 0 | 884.014 | 0 | 0
6543 | 1458.112 | 601.01 | 1600.4782 | 1420.2102 | -180.2679 | 0 | 0 | 90.954 | 0 | 0
6544 | 1580.7302 | 384.68 | 1041.7965 | 1041.7965 | 0 | 0 | 0 | 577.85 | 0 | 0
6545 | 1546.2679 | 110.44 | 284.6678 | 284.6678 | 0 | 0 | 0 | 1272.234 | 0 | 0
6546 | 1753.4948 | 13.71 | 14.7406 | 14.7406 | 0 | 0 | 0 | 708.105 | 0 | 1071.2155
6547 | 1580.4767 | 0 | 0 | 0 | 0 | 0 | 0 | 549.277 | 0 | 1071.2155
6548 | 1247.1906 | 0 | 0 | 0 | 0 | 0 | 0 | 215.991 | 0 | 1071.2155
6549 | 1584.9543 | 0 | 0 | 0 | 0 | 0 | 0 | 1584.954 | 0 | 0
6550 | 1818.0358 | 0 | 0 | 0 | 0 | 0 | 0 | 1818.036 | 0 | 0
6551 | 1714.1715 | 0 | 0 | 0 | 0 | 0 | 0 | 1714.171 | 0 | 0
6552 | 1513.8031 | 0 | 0 | 0 | 0 | 0 | 0 | 1513.803 | 0 | 0
6553 | 1295.9329 | 0 | 0 | 0 | 0 | 0 | 0 | 1295.933 | 0 | 0
6554 | 1429.5663 | 0 | 0 | 0 | 0 | 0 | 0 | 1429.566 | 0 | 0
6555 | 1403.1504 | 0 | 0 | 0 | 0 | 0 | 0 | 1403.15 | 0 | 0
6556 | 223.7582 | 0 | 0 | 0 | 0 | 0 | 0 | 223.758 | 0 | 0
6557 | 344.1836 | 0 | 0 | 0 | 0 | 0 | 0 | 344.184 | 0 | 0
6558 | 855.4089 | 0 | 0 | 0 | 0 | 0 | 0 | 855.409 | 0 | 0
6559 | 1351.1431 | 85.36 | 209.287 | 209.287 | 0 | 0 | 0 | 1149.674 | 0 | 0
6560 | 1327.7543 | 345.43 | 942.8981 | 942.8981 | 0 | 0 | 0 | 420.078 | 0 | 0
6561 | 1082.8362 | 335.35 | 898.188 | 898.188 | 0 | 0 | 0 | 218.2 | 0 | 0
6562 | 962.5079 | 689.07 | 1812.8171 | 999.8579 | -812.9592 | 0 | 0 | 0 | 0 | 0
6563 | 1672.8606 | 853.8 | 2200.5926 | 1737.7749 | -462.8176 | 0 | 0 | 0 | 0 | 0
6564 | 1223.3853 | 670.34 | 1719.8306 | 1270.8592 | -448.9714 | 0 | 0 | 0 | 0 | 0
6565 | 988.9209 | 863.97 | 2184.2085 | 1027.2958 | -1071.2155 | 0 | 85.6972 | 0 | 0 | 0
6566 | 879.0094 | 816.1 | 2079.8679 | 913.1187 | -780.4769 | 0 | 386.2723 | 0 | 0 | 0
6567 | 1120.1603 | 643.98 | 1679.8553 | 1163.6286 | 0 | 0 | 516.2267 | 0 | 0 | 0
6568 | 1590.8052 | 400.48 | 1070.2452 | 1070.2452 | 0 | 0 | 0 | 560.539 | 0 | 0
6569 | 1557.5416 | 140.57 | 360.1609 | 360.1609 | 0 | 0 | 0 | 1210.834 | 0 | 0
6570 | 1465.6696 | 13.71 | 13.7444 | 13.7444 | 0 | 0 | 0 | 421.239 | 0 | 1071.2155
6571 | 966.144 | 0 | 0 | 0 | 0 | 0 | 0 | 0 | 0 | 1003.635
6572 | 1198.0387 | 0 | 0 | 0 | 0 | 0 | 0 | 166.839 | 0 | 1071.2155
6573 | 1423.3507 | 0 | 0 | 0 | 0 | 0 | 0 | 1423.351 | 0 | 0
6574 | 1421.0199 | 0 | 0 | 0 | 0 | 0 | 0 | 1421.02 | 0 | 0
6575 | 1225.2315 | 0 | 0 | 0 | 0 | 0 | 0 | 1225.232 | 0 | 0
6576 | 1382.173 | 0 | 0 | 0 | 0 | 0 | 0 | 1382.173 | 0 | 0
6577 | 1511.9217 | 0 | 0 | 0 | 0 | 0 | 0 | 1511.922 | 0 | 0
6578 | 1197.2617 | 0 | 0 | 0 | 0 | 0 | 0 | 1197.262 | 0 | 0
6579 | 1518.9141 | 0 | 0 | 0 | 0 | 0 | 0 | 1518.914 | 0 | 0
6580 | 1238.4395 | 0 | 0 | 0 | 0 | 0 | 0 | 1238.439 | 0 | 0
6581 | 1274.9556 | 0 | 0 | 0 | 0 | 0 | 0 | 1274.956 | 0 | 0
6582 | 1134.3297 | 0 | 0 | 0 | 0 | 0 | 0 | 1134.33 | 0 | 0
6583 | 1236.1086 | 52.08 | 122.795 | 0 | -122.795 | 0 | 0 | 1236.109 | 0 | 0
6584 | 895.8243 | 186.61 | 495.9784 | 0 | -495.9784 | 0 | 0 | 895.824 | 0 | 0
6585 | 1078.1882 | 243.36 | 639.6679 | 0.44876 | -639.2192 | 0 | 0 | 1077.757 | 0 | 0
6586 | 1521.983 | 420.91 | 1094.787 | 1094.787 | 0 | 0 | 0 | 468.092 | 0 | 0
6587 | 1177.4916 | 562.27 | 1439.3803 | 1223.1843 | -216.196 | 0 | 0 | 0 | 0 | 0
6588 | 1060.1419 | 573.52 | 1460.4857 | 1101.2805 | -359.2052 | 0 | 0 | 0 | 0 | 0
6589 | 943.5293 | 638.62 | 1619.8727 | 980.1424 | -639.7302 | 0 | 0 | 0 | 0 | 0
6590 | 1025.0301 | 639.63 | 1635.1098 | 1064.806 | -570.3038 | 0 | 0 | 0 | 0 | 0
6591 | 930.0669 | 546.38 | 1423.9603 | 966.158 | -457.8023 | 0 | 0 | 0 | 0 | 0
6592 | 968.8011 | 249.26 | 658.1285 | 658.1285 | 0 | 0 | 0 | 335.257 | 0 | 0
6593 | 1132.6778 | 26.45 | 53.057 | 53.057 | 0 | 0 | 0 | 1081.602 | 0 | 0
6594 | 1010.9393 | 3.91 | 0 | 0 | 0 | 0 | 0 | 681.606 | 0 | 342.1137
6595 | 1250.7879 | 0 | 0 | 0 | 0 | 0 | 0 | 219.588 | 0 | 1071.2155
6596 | 1191.8232 | 0 | 0 | 0 | 0 | 0 | 0 | 160.623 | 0 | 1071.2155
6597 | 1114.1294 | 0 | 0 | 0 | 0 | 0 | 0 | 1114.129 | 0 | 0
6598 | 1338.6645 | 0 | 0 | 0 | 0 | 0 | 0 | 1338.664 | 0 | 0
6599 | 1141.3222 | 0 | 0 | 0 | 0 | 0 | 0 | 1141.322 | 0 | 0
6600 | 156.1646 | 0 | 0 | 0 | 0 | 0 | 0 | 156.165 | 0 | 0
6601 | 101.7789 | 0 | 0 | 0 | 0 | 0 | 0 | 101.779 | 0 | 0
6602 | 103.3328 | 0 | 0 | 0 | 0 | 0 | 0 | 103.333 | 0 | 0
6603 | 99.4481 | 0 | 0 | 0 | 0 | 0 | 0 | 99.448 | 0 | 0
6604 | 104.8867 | 0 | 0 | 0 | 0 | 0 | 0 | 104.887 | 0 | 0
6605 | 98.6711 | 0 | 0 | 0 | 0 | 0 | 0 | 98.671 | 0 | 0
6606 | 101.002 | 0 | 0 | 0 | 0 | 0 | 0 | 101.002 | 0 | 0
6607 | 84.2832 | 6.85 | 2.355 | 0 | -2.355 | 0 | 0 | 84.283 | 0 | 0
6608 | 99.5365 | 18.61 | 32.8283 | 0 | -32.8283 | 0 | 0 | 99.536 | 0 | 0
6609 | 1023.3432 | 42.18 | 93.99 | 0 | -93.99 | 0 | 0 | 1023.343 | 0 | 0
6610 | 1312.2971 | 82.5 | 199.7455 | 0 | -199.7455 | 0 | 0 | 1312.297 | 0 | 0
6611 | 985.1178 | 337.07 | 877.8014 | 877.8014 | 0 | 0 | 0 | 0 | 0 | 145.5438
6612 | 1098.0768 | 465.77 | 1205.8342 | 1140.6876 | -65.1466 | 0 | 0 | 0 | 0 | 0
6613 | 1289.3435 | 565.28 | 1457.4233 | 386.2079 | -1071.2155 | 0 | 0 | 917.563 | 0 | 0
6614 | 1274.6729 | 367.04 | 952.7803 | 0 | -952.7803 | 0 | 0 | 1274.673 | 0 | 0
6615 | 1148.4205 | 108.07 | 268.6526 | 0 | -268.6526 | 0 | 0 | 1148.42 | 0 | 0
6616 | 1234.0498 | 62.77 | 149.7728 | 0 | -149.7728 | 0 | 0 | 1234.05 | 0 | 0
6617 | 1363.2866 | 40.18 | 90.5152 | 0 | -90.5152 | 0 | 0 | 1363.287 | 0 | 0
6618 | 1689.6706 | 3.91 | 0 | 0 | 0 | 0 | 0 | 658.471 | 0 | 1071.2155
6619 | 1542.9749 | 0 | 0 | 0 | 0 | 0 | 0 | 511.775 | 0 | 1071.2155
6620 | 1457.536 | 0 | 0 | 0 | 0 | 0 | 0 | 426.336 | 0 | 1071.2155
6621 | 1491.7213 | 0 | 0 | 0 | 0 | 0 | 0 | 1491.721 | 0 | 0
6622 | 1543.7762 | 0 | 0 | 0 | 0 | 0 | 0 | 1543.776 | 0 | 0
6623 | 1860.7669 | 0 | 0 | 0 | 0 | 0 | 0 | 1860.767 | 0 | 0
6624 | 186.4652 | 0 | 0 | 0 | 0 | 0 | 0 | 186.465 | 0 | 0
6625 | 104.1097 | 0 | 0 | 0 | 0 | 0 | 0 | 104.11 | 0 | 0
6626 | 112.656 | 0 | 0 | 0 | 0 | 0 | 0 | 112.656 | 0 | 0
6627 | 107.2175 | 0 | 0 | 0 | 0 | 0 | 0 | 107.217 | 0 | 0
6628 | 107.2175 | 0 | 0 | 0 | 0 | 0 | 0 | 107.217 | 0 | 0
6629 | 104.8867 | 0 | 0 | 0 | 0 | 0 | 0 | 104.887 | 0 | 0
6630 | 107.2175 | 0 | 0 | 0 | 0 | 0 | 0 | 107.217 | 0 | 0
6631 | 100.2454 | 125.03 | 286.0442 | 0 | -286.0442 | 0 | 0 | 100.245 | 0 | 0
6632 | 123.1185 | 330.53 | 896.3399 | 0 | -896.3399 | 0 | 0 | 123.118 | 0 | 0
6633 | 971.1397 | 408 | 1089.9565 | 18.7411 | -1071.2155 | 0 | 0 | 953.098 | 0 | 0
6634 | 1916.0218 | 505.1 | 1321.1903 | 1277.8753 | -43.315 | 0 | 0 | 685.882 | 0 | 0
6635 | 1454.101 | 682.14 | 1749.5789 | 1510.527 | -239.0518 | 0 | 0 | 0 | 0 | 0
6636 | 1405.6336 | 721.96 | 1832.409 | 1460.1793 | -372.2297 | 0 | 0 | 0 | 0 | 0
6637 | 1449.3753 | 849.91 | 2135.9633 | 1505.6176 | -630.3457 | 0 | 0 | 0 | 0 | 0
6638 | 1617.9573 | 672.22 | 1718.6401 | 1680.7414 | -37.8987 | 0 | 0 | 0 | 0 | 0
6639 | 1296.6671 | 381.45 | 998.4171 | 998.4171 | 0 | 0 | 0 | 335.546 | 0 | 0
6640 | 1542.1261 | 149.56 | 386.6421 | 386.6421 | 0 | 0 | 0 | 1169.927 | 0 | 0
6641 | 1368.5009 | 119.63 | 305.4138 | 305.4138 | 0 | 0 | 0 | 1074.496 | 0 | 0
6642 | 1900.383 | 10.77 | 6.6255 | 6.6255 | 0 | 0 | 0 | 862.805 | 0 | 1071.2155
6643 | 1656.3215 | 0 | 0 | 0 | 0 | 0 | 0 | 625.121 | 0 | 1071.2155
6644 | 1599.7157 | 0 | 0 | 0 | 0 | 0 | 0 | 568.516 | 0 | 1071.2155
6645 | 1535.2298 | 0 | 0 | 0 | 0 | 0 | 0 | 1535.23 | 0 | 0
6646 | 1731.7952 | 0 | 0 | 0 | 0 | 0 | 0 | 1731.795 | 0 | 0
6647 | 1424.1277 | 0 | 0 | 0 | 0 | 0 | 0 | 1424.128 | 0 | 0
6648 | 1595.0541 | 0 | 0 | 0 | 0 | 0 | 0 | 1595.054 | 0 | 0
6649 | 1460.6438 | 0 | 0 | 0 | 0 | 0 | 0 | 1460.644 | 0 | 0
6650 | 1355.7571 | 0 | 0 | 0 | 0 | 0 | 0 | 1355.757 | 0 | 0
6651 | 1222.1238 | 0 | 0 | 0 | 0 | 0 | 0 | 1222.124 | 0 | 0
6652 | 1309.9178 | 0 | 0 | 0 | 0 | 0 | 0 | 1309.918 | 0 | 0
6653 | 1102.4753 | 0 | 0 | 0 | 0 | 0 | 0 | 1102.475 | 0 | 0
6654 | 1162.2995 | 0 | 0 | 0 | 0 | 0 | 0 | 1162.3 | 0 | 0
6655 | 1174.1449 | 125.49 | 287.0581 | 287.0581 | 0 | 0 | 0 | 897.81 | 0 | 0
6656 | 224.0097 | 314.26 | 852.492 | 232.7027 | -619.7893 | 0 | 0 | 0 | 0 | 0
6657 | 279.8454 | 393.38 | 1051.8511 | 290.7054 | -761.1457 | 0 | 0 | 0 | 0 | 0
6658 | 322.6469 | 652.89 | 1703.3157 | 335.1672 | -1071.2155 | 0 | 296.933 | 0 | 0 | 0
6659 | 279.4598 | 613.63 | 1580.6682 | 290.3044 | -1071.2155 | 0 | 219.1483 | 0 | 0 | 0
6660 | 226.3163 | 681.9 | 1743.4603 | 235.0992 | -53.0736 | 0 | 1455.2875 | 0 | 0 | 0
6661 | 249.9566 | 791.42 | 2017.3048 | 259.6555 | 0 | 0 | 1757.6493 | 0 | 0 | 0
6662 | 247.4402 | 804.74 | 2070.9362 | 257.0418 | 0 | 0 | 1813.8944 | 0 | 0 | 0
6663 | 268.3642 | 319.8 | 841.2199 | 278.7788 | 0 | 0 | 562.4411 | 0 | 0 | 0
6664 | 198.7923 | 280.88 | 747.9436 | 206.5061 | 0 | 0 | 541.4375 | 0 | 0 | 0
6665 | 292.6697 | 25.47 | 50.6459 | 50.6459 | 0 | 0 | 0 | 243.916 | 0 | 0
6666 | 221.6323 | 2.94 | 0 | 0 | 0 | 0 | 0 | 221.632 | 0 | 0
6667 | 210.0695 | 0 | 0 | 0 | 0 | 0 | 0 | 210.07 | 0 | 0
6668 | 235.4123 | 0 | 0 | 0 | 0 | 0 | 0 | 81.163 | 0 | 160.2346
6669 | 195.0115 | 0 | 0 | 0 | 0 | 0 | 0 | 0 | 0 | 202.5784
6670 | 287.4671 | 0 | 0 | 0 | 0 | 0 | 0 | 0 | 0 | 298.6221
6671 | 260.2743 | 0 | 0 | 0 | 0 | 0 | 0 | 0 | 0 | 270.3739
6672 | 282.8055 | 0 | 0 | 0 | 0 | 0 | 0 | 0 | 0 | 293.7792
6673 | 230.7506 | 0 | 0 | 0 | 0 | 0 | 0 | 230.751 | 0 | 0
6674 | 185.6882 | 0 | 0 | 0 | 0 | 0 | 0 | 185.688 | 0 | 0
6675 | 236.1892 | 0 | 0 | 0 | 0 | 0 | 0 | 236.189 | 0 | 0
6676 | 198.1192 | 0 | 0 | 0 | 0 | 0 | 0 | 198.119 | 0 | 0
6677 | 229.1968 | 0 | 0 | 0 | 0 | 0 | 0 | 0 | 0 | 238.0909
6678 | 285.1363 | 0 | 0 | 0 | 0 | 0 | 0 | 0 | 0 | 296.2006
6679 | 164.7109 | 128.21 | 293.3283 | 171.1026 | -122.2258 | 0 | 0 | 0 | 0 | 0
6680 | 199.3876 | 349.54 | 950.4741 | 207.1242 | -743.35 | 0 | 0 | 0 | 0 | 0
6681 | 1165.9822 | 430.24 | 1154.1526 | 1154.1526 | 0 | 0 | 0 | 0 | 0 | 57.075
6682 | 1779.2506 | 662.74 | 1737.0529 | 1737.0529 | 0 | 0 | 0 | 0 | 0 | 111.2414
6683 | 1668.8448 | 772.77 | 1994.5456 | 1733.6041 | -260.9415 | 0 | 0 | 0 | 0 | 0
6684 | 1306.7683 | 762.96 | 1969.4969 | 1357.4768 | -612.0201 | 0 | 0 | 0 | 0 | 0
6685 | 1367.4141 | 704.59 | 1827.8144 | 1420.4762 | -407.3382 | 0 | 0 | 0 | 0 | 0
6686 | 1211.3632 | 319.46 | 834.4563 | 834.4563 | 0 | 0 | 0 | 408.078 | 0 | 0
6687 | 1187.0499 | 45.13 | 100.3662 | 100.3662 | 0 | 0 | 0 | 1090.433 | 0 | 0
6688 | 1289.3338 | 71.61 | 174.2159 | 174.2159 | 0 | 0 | 0 | 1121.626 | 0 | 0
6689 | 1473.5876 | 47.05 | 109.3674 | 109.3674 | 0 | 0 | 0 | 1368.305 | 0 | 0
6690 | 1450.7679 | 7.83 | 0.63679 | 0.63679 | 0 | 0 | 0 | 418.955 | 0 | 1071.2155
6691 | 1377.5454 | 0 | 0 | 0 | 0 | 0 | 0 | 346.345 | 0 | 1071.2155
6692 | 1000.6964 | 0 | 0 | 0 | 0 | 0 | 0 | 0 | 0 | 1039.5278
6693 | 1480.0672 | 0 | 0 | 0 | 0 | 0 | 0 | 1480.067 | 0 | 0
6694 | 1346.4339 | 0 | 0 | 0 | 0 | 0 | 0 | 1346.434 | 0 | 0
6695 | 1285.8327 | 0 | 0 | 0 | 0 | 0 | 0 | 1285.833 | 0 | 0
6696 | 1184.8307 | 0 | 0 | 0 | 0 | 0 | 0 | 1184.831 | 0 | 0
6697 | 1309.9178 | 0 | 0 | 0 | 0 | 0 | 0 | 1309.918 | 0 | 0
6698 | 1500.2676 | 0 | 0 | 0 | 0 | 0 | 0 | 1500.268 | 0 | 0
6699 | 1316.9102 | 0 | 0 | 0 | 0 | 0 | 0 | 1316.91 | 0 | 0
6700 | 1187.9385 | 0 | 0 | 0 | 0 | 0 | 0 | 1187.938 | 0 | 0
6701 | 966.5111 | 0 | 0 | 0 | 0 | 0 | 0 | 966.511 | 0 | 0
6702 | 1231.447 | 0 | 0 | 0 | 0 | 0 | 0 | 1231.447 | 0 | 0
6703 | 1040.3999 | 107.79 | 254.4022 | 0 | -254.4022 | 0 | 0 | 1040.4 | 0 | 0
6704 | 1049.4094 | 288.13 | 782.6137 | 0 | -782.6137 | 0 | 0 | 1049.409 | 0 | 0
6705 | 1392.0499 | 477.14 | 1282.2466 | 211.0311 | -1071.2155 | 0 | 0 | 1188.902 | 0 | 0
6706 | 1491.899 | 629.82 | 1655.1899 | 1147.9052 | -507.2847 | 0 | 0 | 386.874 | 0 | 0
6707 | 1479.7011 | 653.35 | 1696.3837 | 1537.1204 | -159.2633 | 0 | 0 | 0 | 0 | 0
6708 | 1376.6976 | 791.1 | 2037.8222 | 1430.1194 | -607.7029 | 0 | 0 | 0 | 0 | 0
6709 | 1804.4341 | 758.97 | 1961.6321 | 1874.4546 | -87.1775 | 0 | 0 | 0 | 0 | 0
6710 | 1768.6143 | 730.18 | 1908.7611 | 1837.2446 | -71.5165 | 0 | 0 | 0 | 0 | 0
6711 | 1995.8376 | 485.68 | 1295.1631 | 1295.1631 | 0 | 0 | 0 | 749.056 | 0 | 0
6712 | 1636.7689 | 407.44 | 1112.5588 | 1112.5588 | 0 | 0 | 0 | 565.77 | 0 | 0
6713 | 1880.17 | 68.28 | 165.1887 | 165.1887 | 0 | 0 | 0 | 1721.152 | 0 | 0
6714 | 1605.2708 | 3.91 | 0 | 0 | 0 | 0 | 0 | 1605.271 | 0 | 0
6715 | 1176.8108 | 0 | 0 | 0 | 0 | 0 | 0 | 682.82 | 0 | 513.1602
6716 | 1179.3922 | 0 | 0 | 0 | 0 | 0 | 0 | 148.192 | 0 | 1071.2155
6717 | 1017.789 | 0 | 0 | 0 | 0 | 0 | 0 | 1017.789 | 0 | 0
6718 | 1282.7249 | 0 | 0 | 0 | 0 | 0 | 0 | 1282.725 | 0 | 0
6719 | 1643.2243 | 0 | 0 | 0 | 0 | 0 | 0 | 1643.224 | 0 | 0
6720 | 1414.8044 | 0 | 0 | 0 | 0 | 0 | 0 | 1414.804 | 0 | 0
6721 | 1612.9237 | 0 | 0 | 0 | 0 | 0 | 0 | 1612.924 | 0 | 0
6722 | 1513.4756 | 0 | 0 | 0 | 0 | 0 | 0 | 1513.476 | 0 | 0
6723 | 1312.2486 | 0 | 0 | 0 | 0 | 0 | 0 | 1312.249 | 0 | 0
6724 | 926.8872 | 0 | 0 | 0 | 0 | 0 | 0 | 926.887 | 0 | 0
6725 | 1116.4602 | 0 | 0 | 0 | 0 | 0 | 0 | 1116.46 | 0 | 0
6726 | 923.0026 | 0 | 0 | 0 | 0 | 0 | 0 | 923.003 | 0 | 0
6727 | 974.5728 | 5.87 | 0 | 0 | 0 | 0 | 0 | 974.573 | 0 | 0
6728 | 1109.3055 | 29.85 | 63.1084 | 0 | -63.1084 | 0 | 0 | 1109.306 | 0 | 0
6729 | 1453.1366 | 101.85 | 257.127 | 0 | -257.127 | 0 | 0 | 1453.137 | 0 | 0
6730 | 1636.4299 | 101.21 | 250.8568 | 0 | -250.8568 | 0 | 0 | 1636.43 | 0 | 0
6731 | 1700.6594 | 100.29 | 245.6607 | 245.6607 | 0 | 0 | 0 | 432.976 | 0 | 1071.2155
6732 | 1576.4513 | 171.65 | 435.2748 | 435.2748 | 0 | 0 | 0 | 126.237 | 0 | 1071.2155
6733 | 1782.2292 | 383.61 | 998.5116 | 0 | -998.5116 | 0 | 0 | 1782.229 | 0 | 0
6734 | 1708.3705 | 615.71 | 1609.9095 | 538.694 | -1071.2155 | 0 | 0 | 1189.799 | 0 | 0
6735 | 1688.8665 | 602.67 | 1600.26 | 529.0446 | -1071.2155 | 0 | 0 | 1179.584 | 0 | 0
6736 | 1513.6533 | 443.45 | 1204.8515 | 769.3533 | -435.4981 | 0 | 0 | 773.039 | 0 | 0
6737 | 1543.6956 | 198.97 | 504.1953 | 504.1953 | 0 | 0 | 0 | 1058.335 | 0 | 0
6738 | 1589.396 | 22.99 | 20.0593 | 20.0593 | 0 | 0 | 0 | 538.886 | 0 | 1071.2155
6739 | 1404.3944 | 0 | 0 | 0 | 0 | 0 | 0 | 373.194 | 0 | 1071.2155
6740 | 1464.5285 | 0 | 0 | 0 | 0 | 0 | 0 | 433.328 | 0 | 1071.2155
6741 | 1266.4092 | 0 | 0 | 0 | 0 | 0 | 0 | 1266.409 | 0 | 0
6742 | 1237.6625 | 0 | 0 | 0 | 0 | 0 | 0 | 1237.663 | 0 | 0
6743 | 1469.1901 | 0 | 0 | 0 | 0 | 0 | 0 | 1469.19 | 0 | 0
6744 | 1402.3734 | 0 | 0 | 0 | 0 | 0 | 0 | 1402.373 | 0 | 0
6745 | 1487.8366 | 0 | 0 | 0 | 0 | 0 | 0 | 1487.837 | 0 | 0
6746 | 1173.9536 | 0 | 0 | 0 | 0 | 0 | 0 | 1173.954 | 0 | 0
6747 | 1220.5699 | 0 | 0 | 0 | 0 | 0 | 0 | 1220.57 | 0 | 0
6748 | 1091.5981 | 0 | 0 | 0 | 0 | 0 | 0 | 1091.598 | 0 | 0
6749 | 1039.5433 | 0 | 0 | 0 | 0 | 0 | 0 | 1039.543 | 0 | 0
6750 | 1033.3278 | 0 | 0 | 0 | 0 | 0 | 0 | 1033.328 | 0 | 0
6751 | 1125.2328 | 88.61 | 205.5587 | 0 | -205.5587 | 0 | 0 | 1125.233 | 0 | 0
6752 | 1299.0474 | 212.06 | 570.8554 | 0 | -570.8554 | 0 | 0 | 1299.047 | 0 | 0
6753 | 1556.2421 | 323.1 | 860.7017 | 0 | -860.7017 | 0 | 0 | 1556.242 | 0 | 0
6754 | 1612.0778 | 179.59 | 461.3716 | 232.016 | -229.3556 | 0 | 0 | 1388.729 | 0 | 0
6755 | 0 | 447.11 | 1159.8878 | 0 | -1071.2155 | 0 | 88.6724 | 0 | 0 | 0
6756 | 1493.2053 | 702.76 | 1787.7123 | 1551.1484 | -236.5639 | 0 | 0 | 0 | 0 | 0
6757 | 1246.7915 | 665.37 | 1697.3623 | 1295.1724 | -402.1899 | 0 | 0 | 0 | 0 | 0
6758 | 1561.9623 | 618.17 | 1589.5821 | 1589.5821 | 0 | 0 | 0 | 31.759 | 0 | 0
6759 | 1551.8563 | 327.3 | 856.5236 | 856.5236 | 0 | 0 | 0 | 727.329 | 0 | 0
6760 | 1685.1478 | 324.99 | 872.4111 | 872.4111 | 0 | 0 | 0 | 845.326 | 0 | 0
6761 | 1491.6931 | 163.89 | 417.4011 | 417.4011 | 0 | 0 | 0 | 1089.884 | 0 | 0
6762 | 1361.0005 | 15.85 | 11.4913 | 11.4913 | 0 | 0 | 0 | 318.739 | 0 | 1071.2155
6763 | 1278.8742 | 0 | 0 | 0 | 0 | 0 | 0 | 247.674 | 0 | 1071.2155
6764 | 1114.9063 | 0 | 0 | 0 | 0 | 0 | 0 | 83.706 | 0 | 1071.2155
6765 | 1342.5492 | 0 | 0 | 0 | 0 | 0 | 0 | 1342.549 | 0 | 0
6766 | 1593.5002 | 0 | 0 | 0 | 0 | 0 | 0 | 1593.5 | 0 | 0
6767 | 1337.8875 | 0 | 0 | 0 | 0 | 0 | 0 | 1337.888 | 0 | 0
6768 | 1203.4772 | 0 | 0 | 0 | 0 | 0 | 0 | 1203.477 | 0 | 0
6769 | 923.0026 | 0 | 0 | 0 | 0 | 0 | 0 | 923.003 | 0 | 0
6770 | 1208.9158 | 0 | 0 | 0 | 0 | 0 | 0 | 1208.916 | 0 | 0
6771 | 935.4336 | 0 | 0 | 0 | 0 | 0 | 0 | 935.434 | 0 | 0
6772 | 835.9855 | 0 | 0 | 0 | 0 | 0 | 0 | 835.985 | 0 | 0
6773 | 948.6415 | 0 | 0 | 0 | 0 | 0 | 0 | 948.642 | 0 | 0
6774 | 1023.2276 | 0 | 0 | 0 | 0 | 0 | 0 | 1023.228 | 0 | 0
6775 | 855.543 | 7.83 | 4.8938 | 0 | -4.8938 | 0 | 0 | 855.543 | 0 | 0
6776 | 734.4698 | 124.84 | 326.4205 | 0 | -326.4205 | 0 | 0 | 734.47 | 0 | 0
6777 | 1354.9452 | 493.25 | 1327.0835 | 255.868 | -1071.2155 | 0 | 0 | 1108.635 | 0 | 0
6778 | 1584.1702 | 549.98 | 1445.1821 | 373.9666 | -1071.2155 | 0 | 0 | 1224.173 | 0 | 0
6779 | 1585.9435 | 442.88 | 1151.6221 | 1151.6221 | 0 | 0 | 0 | 0 | 0 | 495.8641
6780 | 1196.4829 | 492.73 | 1274.9729 | 1242.9122 | -32.0606 | 0 | 0 | 0 | 0 | 0
6781 | 1424.9425 | 374.48 | 972.5062 | 0 | -972.5062 | 0 | 0 | 1424.942 | 0 | 0
6782 | 1249.168 | 402.92 | 1051.8927 | 436.2876 | -615.605 | 0 | 0 | 829.177 | 0 | 0
6783 | 1398.008 | 531.78 | 1404.7777 | 1404.7777 | 0 | 0 | 0 | 45.706 | 0 | 0
6784 | 1407.3079 | 395.43 | 1069.3861 | 1069.3861 | 0 | 0 | 0 | 377.869 | 0 | 0
6785 | 1093.0432 | 150.67 | 385.0506 | 385.0506 | 0 | 0 | 0 | 722.376 | 0 | 0
6786 | 1275.5441 | 15.21 | 9.5684 | 9.5684 | 0 | 0 | 0 | 235.133 | 0 | 1071.2155
6787 | 1074.0238 | 0 | 0 | 0 | 0 | 0 | 0 | 42.824 | 0 | 1071.2155
6788 | 1001.4733 | 0 | 0 | 0 | 0 | 0 | 0 | 0 | 0 | 1040.3349
6789 | 1020.8968 | 0 | 0 | 0 | 0 | 0 | 0 | 1020.897 | 0 | 0
6790 | 1296.7098 | 0 | 0 | 0 | 0 | 0 | 0 | 1296.71 | 0 | 0
6791 | 1046.5357 | 0 | 0 | 0 | 0 | 0 | 0 | 1046.536 | 0 | 0
6792 | 1089.2673 | 0 | 0 | 0 | 0 | 0 | 0 | 1089.267 | 0 | 0
6793 | 1177.0613 | 0 | 0 | 0 | 0 | 0 | 0 | 1177.061 | 0 | 0
6794 | 1226.0084 | 0 | 0 | 0 | 0 | 0 | 0 | 1226.008 | 0 | 0
6795 | 1172.3997 | 0 | 0 | 0 | 0 | 0 | 0 | 1172.4 | 0 | 0
6796 | 942.426 | 0 | 0 | 0 | 0 | 0 | 0 | 942.426 | 0 | 0
6797 | 939.3183 | 0 | 0 | 0 | 0 | 0 | 0 | 939.318 | 0 | 0
6798 | 1045.7588 | 0 | 0 | 0 | 0 | 0 | 0 | 1045.759 | 0 | 0
6799 | 671.3979 | 66.79 | 161.5456 | 161.5456 | 0 | 0 | 0 | 515.887 | 0 | 0
6800 | 872.0645 | 177.36 | 470.2326 | 470.2326 | 0 | 0 | 0 | 419.397 | 0 | 0
6801 | 485.7777 | 290.44 | 768.4683 | 504.6285 | -263.8398 | 0 | 0 | 0 | 0 | 0
6802 | 364.5171 | 508.37 | 1329.3719 | 378.662 | -950.71 | 0 | 0 | 0 | 0 | 0
6803 | 364.7608 | 627.75 | 1619.4291 | 378.9155 | -1071.2155 | 0 | 169.2982 | 0 | 0 | 0
6804 | 378.6719 | 455.85 | 1182.1972 | 393.3663 | -788.8309 | 0 | 0 | 0 | 0 | 0
6805 | 728.4592 | 268.73 | 693.13 | 693.13 | 0 | 0 | 0 | 61.221 | 0 | 0
6806 | 1278.5809 | 340.68 | 890.2848 | 890.2848 | 0 | 0 | 0 | 421.553 | 0 | 0
6807 | 1456.5445 | 57.9 | 134.3175 | 134.3175 | 0 | 0 | 0 | 1327.244 | 0 | 0
6808 | 1463.702 | 55.98 | 131.8108 | 131.8108 | 0 | 0 | 0 | 1336.815 | 0 | 0
6809 | 1357.0867 | 12.73 | 17.3491 | 17.3491 | 0 | 0 | 0 | 1340.386 | 0 | 0
6810 | 968.9779 | 1.96 | 0 | 0 | 0 | 0 | 0 | 0 | 0 | 1006.5789
6811 | 859.4179 | 0 | 0 | 0 | 0 | 0 | 0 | 0 | 0 | 892.7675
6812 | 666.613 | 0 | 0 | 0 | 0 | 0 | 0 | 0 | 0 | 692.4808
6813 | 1020.8968 | 0 | 0 | 0 | 0 | 0 | 0 | 1020.897 | 0 | 0
6814 | 1041.8741 | 0 | 0 | 0 | 0 | 0 | 0 | 1041.874 | 0 | 0
6815 | 1133.5528 | 0 | 0 | 0 | 0 | 0 | 0 | 1133.553 | 0 | 0
6816 | 1121.8987 | 0 | 0 | 0 | 0 | 0 | 0 | 1121.899 | 0 | 0
6817 | 916.0101 | 0 | 0 | 0 | 0 | 0 | 0 | 916.01 | 0 | 0
6818 | 1391.4963 | 0 | 0 | 0 | 0 | 0 | 0 | 1391.496 | 0 | 0
6819 | 1013.9043 | 0 | 0 | 0 | 0 | 0 | 0 | 1013.904 | 0 | 0
6820 | 1124.2295 | 0 | 0 | 0 | 0 | 0 | 0 | 1124.23 | 0 | 0
6821 | 933.1028 | 0 | 0 | 0 | 0 | 0 | 0 | 933.103 | 0 | 0
6822 | 828.2161 | 0 | 0 | 0 | 0 | 0 | 0 | 828.216 | 0 | 0
6823 | 1121.5161 | 29.39 | 61.3445 | 61.3445 | 0 | 0 | 0 | 897.964 | 0 | 170.8823
6824 | 241.5452 | 124.11 | 322.2632 | 250.9191 | -71.3441 | 0 | 0 | 0 | 0 | 0
6825 | 286.4047 | 241.87 | 638.573 | 297.5189 | -341.0541 | 0 | 0 | 0 | 0 | 0
6826 | 227.0213 | 466.31 | 1227.3125 | 235.8305 | -991.482 | 0 | 0 | 0 | 0 | 0
6827 | 226.7086 | 630.09 | 1637.2955 | 235.5053 | -1071.2155 | 0 | 330.5747 | 0 | 0 | 0
6828 | 265.6099 | 641.32 | 1660.7455 | 275.9169 | -1071.2155 | 0 | 313.6131 | 0 | 0 | 0
6829 | 180.5099 | 620.14 | 1607.9274 | 187.5136 | -30.1295 | 0 | 1390.2843 | 0 | 0 | 0
6830 | 244.417 | 387.58 | 1014.3648 | 253.9015 | 0 | 0 | 760.4632 | 0 | 0 | 0
6831 | 281.7887 | 43.17 | 95.4018 | 95.4018 | 0 | 0 | 0 | 189.95 | 0 | 0
6832 | 244.5879 | 32.35 | 68.343 | 68.343 | 0 | 0 | 0 | 178.797 | 0 | 0
6833 | 259.577 | 100.57 | 255.6125 | 255.6125 | 0 | 0 | 0 | 13.513 | 0 | 0
6834 | 261.3999 | 9.44 | 1.1863 | 1.1863 | 0 | 0 | 0 | 260.258 | 0 | 0
6835 | 181.0159 | 0 | 0 | 0 | 0 | 0 | 0 | 181.016 | 0 | 0
6836 | 341.8528 | 0 | 0 | 0 | 0 | 0 | 0 | 170.597 | 0 | 177.9005
6837 | 203.5578 | 0 | 0 | 0 | 0 | 0 | 0 | 0 | 0 | 211.457
6838 | 261.8282 | 0 | 0 | 0 | 0 | 0 | 0 | 0 | 0 | 271.9882
6839 | 280.4747 | 0 | 0 | 0 | 0 | 0 | 0 | 0 | 0 | 291.3588
6840 | 239.297 | 0 | 0 | 0 | 0 | 0 | 0 | 0 | 0 | 248.5829
6841 | 247.8433 | 0 | 0 | 0 | 0 | 0 | 0 | 247.843 | 0 | 0
6842 | 213.658 | 0 | 0 | 0 | 0 | 0 | 0 | 213.658 | 0 | 0
6843 | 278.9208 | 0 | 0 | 0 | 0 | 0 | 0 | 278.921 | 0 | 0
6844 | 284.3594 | 0 | 0 | 0 | 0 | 0 | 0 | 284.359 | 0 | 0
6845 | 227.6429 | 0 | 0 | 0 | 0 | 0 | 0 | 0 | 0 | 236.4766
6846 | 224.5351 | 0 | 0 | 0 | 0 | 0 | 0 | 0 | 0 | 233.248
6847 | 211.1465 | 63.84 | 145.9178 | 145.9178 | 0 | 0 | 0 | 0 | 0 | 73.4227
6848 | 228.4266 | 394.31 | 1070.3055 | 237.2911 | -833.0144 | 0 | 0 | 0 | 0 | 0
6849 | 798.5303 | 287.98 | 764.0679 | 764.0679 | 0 | 0 | 0 | 0 | 0 | 65.4489
6850 | 1189.1388 | 485.15 | 1276.2682 | 1235.2832 | -40.985 | 0 | 0 | 0 | 0 | 0
6851 | 1149.785 | 352.93 | 918.1424 | 918.1424 | 0 | 0 | 0 | 0 | 0 | 276.2597
6852 | 1049.2511 | 496.13 | 1284.0136 | 1089.9669 | -194.0466 | 0 | 0 | 0 | 0 | 0
6853 | 1004.3509 | 635.55 | 1640.3236 | 1043.3246 | -596.999 | 0 | 0 | 0 | 0 | 0
6854 | 1250.2042 | 666.15 | 1728.8256 | 1298.7189 | -430.1067 | 0 | 0 | 0 | 0 | 0
6855 | 903.8122 | 441.83 | 1165.3831 | 938.8842 | -226.4989 | 0 | 0 | 0 | 0 | 0
6856 | 1265.9984 | 208.1 | 550.0004 | 550.0004 | 0 | 0 | 0 | 736.543 | 0 | 0
6857 | 1338.141 | 9.79 | 9.7056 | 9.7056 | 0 | 0 | 0 | 1328.798 | 0 | 0
6858 | 1446.2015 | 6.55 | 0 | 0 | 0 | 0 | 0 | 415.001 | 0 | 1071.2155
6859 | 1536.9168 | 0 | 0 | 0 | 0 | 0 | 0 | 505.717 | 0 | 1071.2155
6860 | 1201.1464 | 0 | 0 | 0 | 0 | 0 | 0 | 169.946 | 0 | 1071.2155
6861 | 1445.882 | 0 | 0 | 0 | 0 | 0 | 0 | 1445.882 | 0 | 0
6862 | 1395.381 | 0 | 0 | 0 | 0 | 0 | 0 | 1395.381 | 0 | 0
6863 | 1485.5058 | 0 | 0 | 0 | 0 | 0 | 0 | 1485.506 | 0 | 0
6864 | 1257.086 | 0 | 0 | 0 | 0 | 0 | 0 | 1257.086 | 0 | 0
6865 | 1266.4092 | 0 | 0 | 0 | 0 | 0 | 0 | 1266.409 | 0 | 0
6866 | 1198.8156 | 0 | 0 | 0 | 0 | 0 | 0 | 1198.816 | 0 | 0
6867 | 1652.5475 | 0 | 0 | 0 | 0 | 0 | 0 | 1652.548 | 0 | 0
6868 | 1262.5245 | 0 | 0 | 0 | 0 | 0 | 0 | 1262.525 | 0 | 0
6869 | 1325.4565 | 0 | 0 | 0 | 0 | 0 | 0 | 1325.457 | 0 | 0
6870 | 1463.7515 | 0 | 0 | 0 | 0 | 0 | 0 | 1463.752 | 0 | 0
6871 | 1647.1089 | 133.93 | 308.4731 | 0 | -308.4731 | 0 | 0 | 1647.109 | 0 | 0
6872 | 1347.642 | 289.23 | 774.8019 | 0 | -774.8019 | 0 | 0 | 1347.642 | 0 | 0
6873 | 1537.3752 | 332.34 | 873.7667 | 0 | -873.7667 | 0 | 0 | 1537.375 | 0 | 0
6874 | 2055.2559 | 580.22 | 1490.4521 | 419.2367 | -1071.2155 | 0 | 0 | 1651.68 | 0 | 0
6875 | 1950.1673 | 604.51 | 1538.9082 | 1538.9082 | 0 | 0 | 0 | 0 | 0 | 486.9345
6876 | 1632.9415 | 632.58 | 1606.819 | 1606.819 | 0 | 0 | 0 | 0 | 0 | 89.4889
6877 | 1578.9248 | 605.95 | 1544.4565 | 473.241 | -1071.2155 | 0 | 0 | 1123.362 | 0 | 0
6878 | 1500.0918 | 588.25 | 1516.8669 | 1398.4016 | -118.4653 | 0 | 0 | 153.928 | 0 | 0
6879 | 1560.4337 | 469.9 | 1234.5582 | 1234.5582 | 0 | 0 | 0 | 371.993 | 0 | 0
6880 | 1354.9627 | 237.27 | 628.8353 | 628.8353 | 0 | 0 | 0 | 749.618 | 0 | 0
6881 | 1401.9869 | 135.36 | 343.914 | 343.914 | 0 | 0 | 0 | 1070.92 | 0 | 0
6882 | 1511.5332 | 9.14 | 0 | 0 | 0 | 0 | 0 | 480.333 | 0 | 1071.2155
6883 | 1511.2516 | 0 | 0 | 0 | 0 | 0 | 0 | 480.052 | 0 | 1071.2155
6884 | 1042.651 | 0 | 0 | 0 | 0 | 0 | 0 | 11.451 | 0 | 1071.2155
6885 | 1417.1352 | 0 | 0 | 0 | 0 | 0 | 0 | 1417.135 | 0 | 0
6886 | 1734.126 | 0 | 0 | 0 | 0 | 0 | 0 | 1734.126 | 0 | 0
6887 | 1786.9578 | 0 | 0 | 0 | 0 | 0 | 0 | 1786.958 | 0 | 0
6888 | 1498.7138 | 0 | 0 | 0 | 0 | 0 | 0 | 1498.714 | 0 | 0
6889 | 1306.0331 | 0 | 0 | 0 | 0 | 0 | 0 | 1306.033 | 0 | 0
6890 | 1539.8915 | 0 | 0 | 0 | 0 | 0 | 0 | 1539.891 | 0 | 0
6891 | 1354.9802 | 0 | 0 | 0 | 0 | 0 | 0 | 1354.98 | 0 | 0
6892 | 1587.2847 | 0 | 0 | 0 | 0 | 0 | 0 | 1587.285 | 0 | 0
6893 | 1386.8347 | 0 | 0 | 0 | 0 | 0 | 0 | 1386.835 | 0 | 0
6894 | 1682.8481 | 0 | 0 | 0 | 0 | 0 | 0 | 1682.848 | 0 | 0
6895 | 1314.5969 | 83.6 | 196.8764 | 0 | -196.8764 | 0 | 0 | 1314.597 | 0 | 0
6896 | 1491.5815 | 236.77 | 638.8327 | 0 | -638.8327 | 0 | 0 | 1491.581 | 0 | 0
6897 | 1238.8415 | 361.64 | 970.7215 | 0 | -970.7215 | 0 | 0 | 1238.842 | 0 | 0
6898 | 1931.0148 | 566.73 | 1500.5597 | 429.3442 | -1071.2155 | 0 | 0 | 1517.709 | 0 | 0
6899 | 1849.8422 | 498.25 | 1307.7066 | 1307.7066 | 0 | 0 | 0 | 0 | 0 | 613.918
6900 | 1624.0727 | 848.19 | 2175.5522 | 1687.0947 | -488.4574 | 0 | 0 | 0 | 0 | 0
6901 | 1805.6859 | 681.81 | 1767.118 | 944.0408 | -823.0772 | 0 | 0 | 896.91 | 0 | 0
6902 | 1579.4376 | 655.97 | 1711.2116 | 1640.7267 | -70.485 | 0 | 0 | 0 | 0 | 0
6903 | 1451.8731 | 500.53 | 1330.1812 | 1330.1812 | 0 | 0 | 0 | 171.381 | 0 | 0
6904 | 1128.7455 | 150.11 | 391.191 | 391.191 | 0 | 0 | 0 | 752.168 | 0 | 0
6905 | 1228.0848 | 29.39 | 61.4183 | 61.4183 | 0 | 0 | 0 | 1168.961 | 0 | 0
6906 | 1434.2978 | 1.96 | 0 | 0 | 0 | 0 | 0 | 403.098 | 0 | 1071.2155
6907 | 1492.2516 | 0 | 0 | 0 | 0 | 0 | 0 | 461.052 | 0 | 1071.2155
6908 | 1240.7703 | 0 | 0 | 0 | 0 | 0 | 0 | 209.57 | 0 | 1071.2155
6909 | 1418.6891 | 0 | 0 | 0 | 0 | 0 | 0 | 1418.689 | 0 | 0
6910 | 1613.7006 | 0 | 0 | 0 | 0 | 0 | 0 | 1613.701 | 0 | 0
6911 | 1366.6343 | 0 | 0 | 0 | 0 | 0 | 0 | 1366.634 | 0 | 0
6912 | 1386.8347 | 0 | 0 | 0 | 0 | 0 | 0 | 1386.835 | 0 | 0
6913 | 1509.5909 | 0 | 0 | 0 | 0 | 0 | 0 | 1509.591 | 0 | 0
6914 | 1275.7325 | 0 | 0 | 0 | 0 | 0 | 0 | 1275.732 | 0 | 0
6915 | 1501.8215 | 0 | 0 | 0 | 0 | 0 | 0 | 1501.822 | 0 | 0
6916 | 1306.0331 | 0 | 0 | 0 | 0 | 0 | 0 | 1306.033 | 0 | 0
6917 | 1323.1257 | 0 | 0 | 0 | 0 | 0 | 0 | 1323.126 | 0 | 0
6918 | 1096.2598 | 0 | 0 | 0 | 0 | 0 | 0 | 1096.26 | 0 | 0
6919 | 1443.5696 | 52.2 | 122.9529 | 0 | -122.9529 | 0 | 0 | 1443.57 | 0 | 0
6920 | 1285.1606 | 182.11 | 485.019 | 0 | -485.019 | 0 | 0 | 1285.161 | 0 | 0
6921 | 1191.5872 | 350.95 | 937.0933 | 0 | -937.0933 | 0 | 0 | 1191.587 | 0 | 0
6922 | 1744.2447 | 358.61 | 941.7793 | 0 | -941.7793 | 0 | 0 | 1744.245 | 0 | 0
6923 | 1620.4415 | 509.44 | 1318.8457 | 1318.8457 | 0 | 0 | 0 | 0 | 0 | 364.4771
6924 | 1876.2766 | 699.5 | 1778.4223 | 1778.4223 | 0 | 0 | 0 | 0 | 0 | 170.6632
6925 | 1620.8484 | 803.71 | 2029.4297 | 958.2143 | -1071.2155 | 0 | 0 | 698.428 | 0 | 0
6926 | 1712.8476 | 568.45 | 1472.5151 | 858.5815 | -613.9336 | 0 | 0 | 886.338 | 0 | 0
6927 | 1534.4519 | 488.51 | 1291.6883 | 1291.6883 | 0 | 0 | 0 | 291.015 | 0 | 0
6928 | 1664.7066 | 72.95 | 179.0318 | 179.0318 | 0 | 0 | 0 | 1492.363 | 0 | 0
6929 | 1575.5306 | 21.55 | 40.6017 | 40.6017 | 0 | 0 | 0 | 1536.445 | 0 | 0
6930 | 1789.0993 | 1.96 | 0 | 0 | 0 | 0 | 0 | 757.899 | 0 | 1071.2155
6931 | 1655.2046 | 0 | 0 | 0 | 0 | 0 | 0 | 624.005 | 0 | 1071.2155
6932 | 1494.8291 | 0 | 0 | 0 | 0 | 0 | 0 | 463.629 | 0 | 1071.2155
6933 | 1709.264 | 0 | 0 | 0 | 0 | 0 | 0 | 1709.264 | 0 | 0
6934 | 1697.6099 | 0 | 0 | 0 | 0 | 0 | 0 | 1697.61 | 0 | 0
6935 | 1894.9522 | 0 | 0 | 0 | 0 | 0 | 0 | 1894.952 | 0 | 0
6936 | 1490.1674 | 0 | 0 | 0 | 0 | 0 | 0 | 1490.167 | 0 | 0
6937 | 1436.5587 | 0 | 0 | 0 | 0 | 0 | 0 | 1436.559 | 0 | 0
6938 | 1714.7026 | 0 | 0 | 0 | 0 | 0 | 0 | 1714.703 | 0 | 0
6939 | 1420.243 | 0 | 0 | 0 | 0 | 0 | 0 | 1420.243 | 0 | 0
6940 | 1859.99 | 0 | 0 | 0 | 0 | 0 | 0 | 1859.99 | 0 | 0
6941 | 1577.9614 | 0 | 0 | 0 | 0 | 0 | 0 | 1577.961 | 0 | 0
6942 | 1522.7988 | 0 | 0 | 0 | 0 | 0 | 0 | 1522.799 | 0 | 0
6943 | 1380.6823 | 95 | 226.4916 | 0 | -226.4916 | 0 | 0 | 1380.682 | 0 | 0
6944 | 1445.3682 | 272.3 | 740.699 | 0 | -740.699 | 0 | 0 | 1445.368 | 0 | 0
6945 | 1443.6317 | 489.94 | 1324.6932 | 253.4777 | -1071.2155 | 0 | 0 | 1199.623 | 0 | 0
6946 | 1751.3527 | 701.95 | 1856.9643 | 921.5611 | -935.4032 | 0 | 0 | 864.217 | 0 | 0
6947 | 1975.004 | 636.98 | 1668.1075 | 1668.1075 | 0 | 0 | 0 | 0 | 0 | 383.5361
6948 | 1647.8616 | 820.64 | 2120.6638 | 1711.8069 | -408.8569 | 0 | 0 | 0 | 0 | 0
6949 | 1546.6392 | 747.1 | 1935.3836 | 1606.657 | -328.7266 | 0 | 0 | 0 | 0 | 0
6950 | 1415.4066 | 673.12 | 1762.2138 | 1470.3315 | -291.8823 | 0 | 0 | 0 | 0 | 0
6951 | 1594.654 | 537.83 | 1434.0398 | 1434.0398 | 0 | 0 | 0 | 214.183 | 0 | 0
6952 | 1899.5274 | 183.75 | 486.5928 | 486.5928 | 0 | 0 | 0 | 1431.111 | 0 | 0
6953 | 1653.7527 | 58.02 | 135.0467 | 135.0467 | 0 | 0 | 0 | 1523.751 | 0 | 0
6954 | 1424.522 | 1.96 | 0 | 0 | 0 | 0 | 0 | 393.322 | 0 | 1071.2155
6955 | 1615.5546 | 0 | 0 | 0 | 0 | 0 | 0 | 584.355 | 0 | 1071.2155
6956 | 1257.086 | 0 | 0 | 0 | 0 | 0 | 0 | 225.886 | 0 | 1071.2155
6957 | 1328.5643 | 0 | 0 | 0 | 0 | 0 | 0 | 1328.564 | 0 | 0
6958 | 1113.3524 | 0 | 0 | 0 | 0 | 0 | 0 | 1113.352 | 0 | 0
6959 | 1417.1352 | 0 | 0 | 0 | 0 | 0 | 0 | 1417.135 | 0 | 0
6960 | 1232.224 | 0 | 0 | 0 | 0 | 0 | 0 | 1232.224 | 0 | 0
6961 | 896.5867 | 0 | 0 | 0 | 0 | 0 | 0 | 896.587 | 0 | 0
6962 | 1312.2486 | 0 | 0 | 0 | 0 | 0 | 0 | 1312.249 | 0 | 0
6963 | 996.8117 | 0 | 0 | 0 | 0 | 0 | 0 | 996.812 | 0 | 0
6964 | 1216.6852 | 0 | 0 | 0 | 0 | 0 | 0 | 1216.685 | 0 | 0
6965 | 1229.1162 | 0 | 0 | 0 | 0 | 0 | 0 | 1229.116 | 0 | 0
6966 | 891.925 | 0 | 0 | 0 | 0 | 0 | 0 | 891.925 | 0 | 0
6967 | 1020.5365 | 56.27 | 134.3559 | 0 | -134.3559 | 0 | 0 | 1020.536 | 0 | 0
6968 | 782.7914 | 200 | 537.3051 | 0 | -537.3051 | 0 | 0 | 782.791 | 0 | 0
6969 | 1064.2324 | 202.01 | 533.3764 | 0 | -533.3764 | 0 | 0 | 1064.232 | 0 | 0
6970 | 1233.7118 | 443.74 | 1177.0645 | 105.849 | -1071.2155 | 0 | 0 | 1131.817 | 0 | 0
6971 | 1280.4233 | 520.17 | 1364.309 | 1330.1095 | -34.1995 | 0 | 0 | 0 | 0 | 0
6972 | 1104.2739 | 515.44 | 1347.791 | 1147.1251 | -200.6659 | 0 | 0 | 0 | 0 | 0
6973 | 1300.3109 | 663.35 | 1728.2127 | 714.3237 | -1013.889 | 0 | 0 | 612.671 | 0 | 0
6974 | 1092.2168 | 361.71 | 951.9607 | 951.9607 | 0 | 0 | 0 | 175.817 | 0 | 0
6975 | 1134.3734 | 409.07 | 1092.3967 | 1092.3967 | 0 | 0 | 0 | 82.784 | 0 | 0
6976 | 1436.7588 | 208.34 | 555.9257 | 555.9257 | 0 | 0 | 0 | 901.6 | 0 | 0
6977 | 1263.9143 | 104.13 | 265.1819 | 265.1819 | 0 | 0 | 0 | 1008.639 | 0 | 0
6978 | 1435.7711 | 4.89 | 0 | 0 | 0 | 0 | 0 | 404.571 | 0 | 1071.2155
6979 | 1114.3042 | 0 | 0 | 0 | 0 | 0 | 0 | 83.104 | 0 | 1071.2155
6980 | 986.7115 | 0 | 0 | 0 | 0 | 0 | 0 | 0 | 0 | 1025.0001
6981 | 1394.604 | 0 | 0 | 0 | 0 | 0 | 0 | 1394.604 | 0 | 0
6982 | 1505.7062 | 0 | 0 | 0 | 0 | 0 | 0 | 1505.706 | 0 | 0
6983 | 1400.0426 | 0 | 0 | 0 | 0 | 0 | 0 | 1400.043 | 0 | 0
6984 | 1386.8347 | 0 | 0 | 0 | 0 | 0 | 0 | 1386.835 | 0 | 0
6985 | 1262.5245 | 0 | 0 | 0 | 0 | 0 | 0 | 1262.525 | 0 | 0
6986 | 1246.9858 | 0 | 0 | 0 | 0 | 0 | 0 | 1246.986 | 0 | 0
6987 | 1582.6231 | 0 | 0 | 0 | 0 | 0 | 0 | 1582.623 | 0 | 0
6988 | 1398.4887 | 0 | 0 | 0 | 0 | 0 | 0 | 1398.489 | 0 | 0
6989 | 1537.5607 | 0 | 0 | 0 | 0 | 0 | 0 | 1537.561 | 0 | 0
6990 | 1553.8764 | 0 | 0 | 0 | 0 | 0 | 0 | 1553.876 | 0 | 0
6991 | 1107.5098 | 106.02 | 251.3534 | 251.3534 | 0 | 0 | 0 | 865.546 | 0 | 0
6992 | 198.9214 | 268.81 | 731.9543 | 206.6411 | -525.3132 | 0 | 0 | 0 | 0 | 0
6993 | 298.2132 | 541.94 | 1468.8574 | 309.7851 | -1071.2155 | 0 | 87.8569 | 0 | 0 | 0
6994 | 304.1927 | 481.41 | 1277.2437 | 315.9971 | -961.2465 | 0 | 0 | 0 | 0 | 0
6995 | 345.2975 | 496.87 | 1302.3765 | 358.6962 | -943.6804 | 0 | 0 | 0 | 0 | 0
6996 | 302.5368 | 724.97 | 1874.2604 | 314.2769 | -74.9851 | 0 | 1484.9984 | 0 | 0 | 0
6997 | 291.076 | 317.85 | 827.8131 | 302.3711 | 0 | 0 | 525.442 | 0 | 0 | 0
6998 | 306.2603 | 535.89 | 1406.0129 | 318.1443 | 0 | 0 | 1087.8685 | 0 | 0 | 0
6999 | 275.21 | 556.99 | 1482.176 | 285.8895 | 0 | 0 | 1196.2865 | 0 | 0 | 0
7000 | 224.034 | 387.61 | 1054.4242 | 232.7276 | 0 | 0 | 821.6966 | 0 | 0 | 0
7001 | 243.4565 | 65.22 | 158.7501 | 158.7501 | 0 | 0 | 0 | 90.637 | 0 | 0
7002 | 289.9125 | 3.91 | 0 | 0 | 0 | 0 | 0 | 285.357 | 0 | 4.7318
7003 | 248.7805 | 0 | 0 | 0 | 0 | 0 | 0 | 0 | 0 | 258.4338
7004 | 309.2214 | 0 | 0 | 0 | 0 | 0 | 0 | 0 | 0 | 321.2202
7005 | 289.7979 | 0 | 0 | 0 | 0 | 0 | 0 | 0 | 0 | 301.0435
7006 | 230.7506 | 0 | 0 | 0 | 0 | 0 | 0 | 0 | 0 | 239.7052
7007 | 296.7904 | 0 | 0 | 0 | 0 | 0 | 0 | 0 | 0 | 308.3069
7008 | 163.157 | 0 | 0 | 0 | 0 | 0 | 0 | 0 | 0 | 169.4883
7009 | 222.2043 | 0 | 0 | 0 | 0 | 0 | 0 | 222.204 | 0 | 0
7010 | 219.8735 | 0 | 0 | 0 | 0 | 0 | 0 | 219.874 | 0 | 0
7011 | 215.2119 | 0 | 0 | 0 | 0 | 0 | 0 | 215.212 | 0 | 0
7012 | 131.3026 | 0 | 0 | 0 | 0 | 0 | 0 | 131.303 | 0 | 0
7013 | 144.5105 | 0 | 0 | 0 | 0 | 0 | 0 | 0 | 0 | 150.1187
7014 | 197.3423 | 0 | 0 | 0 | 0 | 0 | 0 | 0 | 0 | 204.9998
7015 | 135.9137 | 66.28 | 160.3904 | 141.1881 | -19.2023 | 0 | 0 | 0 | 0 | 0
7016 | 163.4921 | 233.01 | 631.3596 | 169.8373 | -461.5223 | 0 | 0 | 0 | 0 | 0
7017 | 970.3841 | 393.39 | 1063.9968 | 1008.0395 | -55.9573 | 0 | 0 | 0 | 0 | 0
7018 | 1153.9649 | 485.7 | 1292.4279 | 1198.7443 | -93.6836 | 0 | 0 | 0 | 0 | 0
7019 | 1330.2706 | 754.1 | 1977.0698 | 1381.8918 | -595.178 | 0 | 0 | 0 | 0 | 0
7020 | 1342.4171 | 822.77 | 2142.3042 | 1394.5092 | -747.795 | 0 | 0 | 0 | 0 | 0
7021 | 1361.5307 | 616.38 | 1620.123 | 1414.3649 | -205.7581 | 0 | 0 | 0 | 0 | 0
7022 | 1355.7183 | 265.9 | 696.8541 | 696.8541 | 0 | 0 | 0 | 684.895 | 0 | 0
7023 | 1394.876 | 198.79 | 519.8262 | 519.8262 | 0 | 0 | 0 | 894.468 | 0 | 0
7024 | 1538.6163 | 110.19 | 281.594 | 281.594 | 0 | 0 | 0 | 1267.541 | 0 | 0
7025 | 1416.4175 | 39.2 | 87.9805 | 87.9805 | 0 | 0 | 0 | 1331.723 | 0 | 0
7026 | 1352.2386 | 1.96 | 0 | 0 | 0 | 0 | 0 | 321.039 | 0 | 1071.2155
7027 | 1554.2017 | 0 | 0 | 0 | 0 | 0 | 0 | 523.002 | 0 | 1071.2155
7028 | 1215.1313 | 0 | 0 | 0 | 0 | 0 | 0 | 183.931 | 0 | 1071.2155
7029 | 895.0328 | 0 | 0 | 0 | 0 | 0 | 0 | 895.033 | 0 | 0
7030 | 1180.946 | 0 | 0 | 0 | 0 | 0 | 0 | 1180.946 | 0 | 0
7031 | 1267.9631 | 0 | 0 | 0 | 0 | 0 | 0 | 1267.963 | 0 | 0
7032 | 849.9704 | 0 | 0 | 0 | 0 | 0 | 0 | 849.97 | 0 | 0
7033 | 1104.8061 | 0 | 0 | 0 | 0 | 0 | 0 | 1104.806 | 0 | 0
7034 | 738.0913 | 0 | 0 | 0 | 0 | 0 | 0 | 738.091 | 0 | 0
7035 | 1162.2995 | 0 | 0 | 0 | 0 | 0 | 0 | 1162.3 | 0 | 0
7036 | 1122.6757 | 0 | 0 | 0 | 0 | 0 | 0 | 1122.676 | 0 | 0
7037 | 1184.8307 | 0 | 0 | 0 | 0 | 0 | 0 | 1184.831 | 0 | 0
7038 | 1024.0045 | 0 | 0 | 0 | 0 | 0 | 0 | 1024.005 | 0 | 0
7039 | 1256.0216 | 53.72 | 127.1071 | 0 | -127.1071 | 0 | 0 | 1256.022 | 0 | 0
7040 | 1353.606 | 259.63 | 704.5891 | 0 | -704.5891 | 0 | 0 | 1353.606 | 0 | 0
7041 | 1534.3568 | 211.41 | 559.3829 | 0 | -559.3829 | 0 | 0 | 1534.357 | 0 | 0
7042 | 1602.1427 | 505.97 | 1341.4086 | 474.9031 | -866.5055 | 0 | 0 | 1144.98 | 0 | 0
7043 | 1628.6013 | 747.3 | 1949.8874 | 1691.7985 | -258.089 | 0 | 0 | 0 | 0 | 0
7044 | 1636.1784 | 852.02 | 2203.2301 | 1699.6705 | -503.5596 | 0 | 0 | 0 | 0 | 0
7045 | 1876.1804 | 868.28 | 2248.2467 | 1948.9857 | -299.2609 | 0 | 0 | 0 | 0 | 0
7046 | 1679.1101 | 762.81 | 2002.213 | 1744.2674 | -257.9456 | 0 | 0 | 0 | 0 | 0
7047 | 1605.5447 | 499.11 | 1335.4271 | 1335.4271 | 0 | 0 | 0 | 320.003 | 0 | 0
7048 | 1427.7269 | 253.76 | 682.7087 | 682.7087 | 0 | 0 | 0 | 770.521 | 0 | 0
7049 | 1587.1934 | 167.6 | 420.3794 | 420.3794 | 0 | 0 | 0 | 1182.518 | 0 | 0
7050 | 1493.7656 | 7.48 | 0 | 0 | 0 | 0 | 0 | 462.566 | 0 | 1071.2155
7051 | 1428.0124 | 0 | 0 | 0 | 0 | 0 | 0 | 396.812 | 0 | 1071.2155
7052 | 1214.3544 | 0 | 0 | 0 | 0 | 0 | 0 | 183.154 | 0 | 1071.2155
7053 | 1286.6096 | 0 | 0 | 0 | 0 | 0 | 0 | 1286.61 | 0 | 0
7054 | 1485.5058 | 0 | 0 | 0 | 0 | 0 | 0 | 1485.506 | 0 | 0
7055 | 1588.0616 | 0 | 0 | 0 | 0 | 0 | 0 | 1588.062 | 0 | 0
7056 | 1464.5285 | 0 | 0 | 0 | 0 | 0 | 0 | 1464.528 | 0 | 0
7057 | 943.9799 | 0 | 0 | 0 | 0 | 0 | 0 | 943.98 | 0 | 0
7058 | 1055.082 | 0 | 0 | 0 | 0 | 0 | 0 | 1055.082 | 0 | 0
7059 | 1517.3603 | 0 | 0 | 0 | 0 | 0 | 0 | 1517.36 | 0 | 0
7060 | 1184.8307 | 0 | 0 | 0 | 0 | 0 | 0 | 1184.831 | 0 | 0
7061 | 1555.4302 | 0 | 0 | 0 | 0 | 0 | 0 | 1555.43 | 0 | 0
7062 | 1419.4661 | 0 | 0 | 0 | 0 | 0 | 0 | 1419.466 | 0 | 0
7063 | 1509.6793 | 122.01 | 286.2582 | 0 | -286.2582 | 0 | 0 | 1509.679 | 0 | 0
7064 | 1222.5996 | 331.66 | 907.9434 | 0 | -907.9434 | 0 | 0 | 1222.6 | 0 | 0
7065 | 1098.0623 | 457.55 | 1235.8213 | 164.6059 | -1071.2155 | 0 | 0 | 939.605 | 0 | 0
7066 | 1450.0124 | 587.93 | 1556.4443 | 1087.2785 | -469.1658 | 0 | 0 | 403.35 | 0 | 0
7067 | 1367.1296 | 628.25 | 1640.4857 | 1420.1811 | -220.3045 | 0 | 0 | 0 | 0 | 0
7068 | 1547.1005 | 718.56 | 1860.2168 | 1607.1348 | -253.0819 | 0 | 0 | 0 | 0 | 0
7069 | 1876.2222 | 766.01 | 1979.6783 | 1949.0283 | -30.6499 | 0 | 0 | 0 | 0 | 0
7070 | 1289.5668 | 641.05 | 1677.4297 | 1339.6083 | -337.8214 | 0 | 0 | 0 | 0 | 0
7071 | 1309.7799 | 94.97 | 235.176 | 235.176 | 0 | 0 | 0 | 1083.389 | 0 | 0
7072 | 1430.0072 | 43.13 | 97.6414 | 97.6414 | 0 | 0 | 0 | 1336.014 | 0 | 0
7073 | 1378.6088 | 15.67 | 25.0664 | 25.0664 | 0 | 0 | 0 | 1354.479 | 0 | 0
7074 | 911.5146 | 0.98 | 0 | 0 | 0 | 0 | 0 | 0 | 0 | 946.8861
7075 | 1308.9971 | 0 | 0 | 0 | 0 | 0 | 0 | 277.797 | 0 | 1071.2155
7076 | 978.1652 | 0 | 0 | 0 | 0 | 0 | 0 | 0 | 0 | 1016.1224
7077 | 1111.0216 | 0 | 0 | 0 | 0 | 0 | 0 | 1111.022 | 0 | 0
7078 | 1313.0255 | 0 | 0 | 0 | 0 | 0 | 0 | 1313.026 | 0 | 0
7079 | 1476.9595 | 0 | 0 | 0 | 0 | 0 | 0 | 1476.959 | 0 | 0
7080 | 1488.6136 | 0 | 0 | 0 | 0 | 0 | 0 | 1488.614 | 0 | 0
7081 | 1055.859 | 0 | 0 | 0 | 0 | 0 | 0 | 1055.859 | 0 | 0
7082 | 1290.4943 | 0 | 0 | 0 | 0 | 0 | 0 | 1290.494 | 0 | 0
7083 | 1036.4355 | 0 | 0 | 0 | 0 | 0 | 0 | 1036.436 | 0 | 0
7084 | 1038.7663 | 0 | 0 | 0 | 0 | 0 | 0 | 1038.766 | 0 | 0
7085 | 936.9874 | 0 | 0 | 0 | 0 | 0 | 0 | 936.987 | 0 | 0
7086 | 1198.0387 | 0 | 0 | 0 | 0 | 0 | 0 | 1198.039 | 0 | 0
7087 | 1205.407 | 126.2 | 295.5005 | 0 | -295.5005 | 0 | 0 | 1205.407 | 0 | 0
7088 | 1106.8931 | 306.86 | 840.1531 | 0 | -840.1531 | 0 | 0 | 1106.893 | 0 | 0
7089 | 1442.5236 | 553.5 | 1500.3873 | 429.1718 | -1071.2155 | 0 | 0 | 1029.384 | 0 | 0
7090 | 1737.0055 | 665.29 | 1759.2283 | 1087.212 | -672.0163 | 0 | 0 | 690.406 | 0 | 0
7091 | 1443.4841 | 659.55 | 1717.9888 | 1499.498 | -218.4908 | 0 | 0 | 0 | 0 | 0
7092 | 1588.2695 | 472.06 | 1227.7529 | 1227.7529 | 0 | 0 | 0 | 0 | 0 | 422.1495
7093 | 1786.2343 | 802.33 | 2032.5212 | 1855.5494 | -176.9718 | 0 | 0 | 0 | 0 | 0
7094 | 1390.1667 | 791.57 | 2016.3335 | 1444.1121 | -572.2214 | 0 | 0 | 0 | 0 | 0
7095 | 1677.3843 | 562.62 | 1467.8612 | 1467.8612 | 0 | 0 | 0 | 264.355 | 0 | 0
7096 | 1676.6695 | 361.54 | 970.5771 | 970.5771 | 0 | 0 | 0 | 742.349 | 0 | 0
7097 | 1553.3917 | 121.01 | 302.4958 | 302.4958 | 0 | 0 | 0 | 1262.196 | 0 | 0
7098 | 1585.9659 | 4.22 | 0 | 0 | 0 | 0 | 0 | 822.513 | 0 | 793.0786
7099 | 1572.7909 | 0 | 0 | 0 | 0 | 0 | 0 | 541.591 | 0 | 1071.2155
7100 | 1489.3905 | 0 | 0 | 0 | 0 | 0 | 0 | 458.19 | 0 | 1071.2155
7101 | 1698.3869 | 0 | 0 | 0 | 0 | 0 | 0 | 1698.387 | 0 | 0
7102 | 1112.5755 | 0 | 0 | 0 | 0 | 0 | 0 | 1112.575 | 0 | 0
7103 | 1168.515 | 0 | 0 | 0 | 0 | 0 | 0 | 1168.515 | 0 | 0
7104 | 371.3765 | 0 | 0 | 0 | 0 | 0 | 0 | 371.376 | 0 | 0
7105 | 116.5407 | 0 | 0 | 0 | 0 | 0 | 0 | 116.541 | 0 | 0
7106 | 122.7562 | 0 | 0 | 0 | 0 | 0 | 0 | 122.756 | 0 | 0
7107 | 114.9869 | 0 | 0 | 0 | 0 | 0 | 0 | 114.987 | 0 | 0
7108 | 121.2024 | 0 | 0 | 0 | 0 | 0 | 0 | 121.202 | 0 | 0
7109 | 123.5332 | 0 | 0 | 0 | 0 | 0 | 0 | 123.533 | 0 | 0
7110 | 101.7789 | 0 | 0 | 0 | 0 | 0 | 0 | 101.779 | 0 | 0
7111 | 87.8474 | 83.05 | 194.6377 | 0 | -194.6377 | 0 | 0 | 87.847 | 0 | 0
7112 | 176.3999 | 236.06 | 636.7032 | 0 | -636.7032 | 0 | 0 | 176.4 | 0 | 0
7113 | 1266.3005 | 155.49 | 403.0552 | 0 | -403.0552 | 0 | 0 | 1266.3 | 0 | 0
7114 | 1548.0484 | 47.11 | 105.8189 | 0 | -105.8189 | 0 | 0 | 1548.048 | 0 | 0
7115 | 1673.0266 | 147.66 | 372.7013 | 372.7013 | 0 | 0 | 0 | 283.048 | 0 | 1071.2155
7116 | 1771.9988 | 556.23 | 1429.5761 | 1429.5761 | 0 | 0 | 0 | 0 | 0 | 411.1849
7117 | 1494.0026 | 755.85 | 1918.7981 | 847.5826 | -1071.2155 | 0 | 0 | 678.081 | 0 | 0
7118 | 1420.6499 | 540.58 | 1402.7812 | 331.5657 | -1071.2155 | 0 | 0 | 1101.47 | 0 | 0
7119 | 1712.2377 | 540.75 | 1431.0335 | 359.8181 | -1071.2155 | 0 | 0 | 1365.861 | 0 | 0
7120 | 1677.291 | 247.34 | 663.1459 | 300.3517 | -362.7942 | 0 | 0 | 1388.159 | 0 | 0
7121 | 1676.9667 | 8.81 | 7.3682 | 7.3682 | 0 | 0 | 0 | 1669.874 | 0 | 0
7122 | 1398.5489 | 0.98 | 0 | 0 | 0 | 0 | 0 | 868.106 | 0 | 551.0267
7123 | 1443.0422 | 0 | 0 | 0 | 0 | 0 | 0 | 411.842 | 0 | 1071.2155
7124 | 1379.0653 | 0 | 0 | 0 | 0 | 0 | 0 | 347.865 | 0 | 1071.2155
7125 | 1510.3678 | 0 | 0 | 0 | 0 | 0 | 0 | 1510.368 | 0 | 0
7126 | 1776.0807 | 0 | 0 | 0 | 0 | 0 | 0 | 1776.081 | 0 | 0
7127 | 1299.0406 | 0 | 0 | 0 | 0 | 0 | 0 | 1299.041 | 0 | 0
7128 | 1407.035 | 0 | 0 | 0 | 0 | 0 | 0 | 1407.035 | 0 | 0
7129 | 1057.4129 | 0 | 0 | 0 | 0 | 0 | 0 | 1057.413 | 0 | 0
7130 | 1358.0879 | 0 | 0 | 0 | 0 | 0 | 0 | 1358.088 | 0 | 0
7131 | 1203.4772 | 0 | 0 | 0 | 0 | 0 | 0 | 1203.477 | 0 | 0
7132 | 1147.5377 | 0 | 0 | 0 | 0 | 0 | 0 | 1147.538 | 0 | 0
7133 | 1421.0199 | 0 | 0 | 0 | 0 | 0 | 0 | 1421.02 | 0 | 0
7134 | 1152.9763 | 0 | 0 | 0 | 0 | 0 | 0 | 1152.976 | 0 | 0
7135 | 1150.6454 | 31.36 | 66.6819 | 0 | -66.6819 | 0 | 0 | 1150.645 | 0 | 0
7136 | 1557.2327 | 91.31 | 232.5427 | 0 | -232.5427 | 0 | 0 | 1557.233 | 0 | 0
7137 | 1562.9559 | 34.32 | 73.3677 | 0 | -73.3677 | 0 | 0 | 1562.956 | 0 | 0
7138 | 1484.153 | 194.89 | 506.1846 | 0 | -506.1846 | 0 | 0 | 1484.153 | 0 | 0
7139 | 1538.7348 | 679.17 | 1758.5593 | 1598.4452 | -160.1141 | 0 | 0 | 0 | 0 | 0
7140 | 1370.921 | 657.2 | 1706.9099 | 1424.1192 | -282.7907 | 0 | 0 | 0 | 0 | 0
7141 | 1755.5239 | 166.42 | 423.7835 | 0 | -423.7835 | 0 | 0 | 1755.524 | 0 | 0
7142 | 1535.2541 | 260.15 | 681.2378 | 0 | -681.2378 | 0 | 0 | 1535.254 | 0 | 0
7143 | 1077.4462 | 56.91 | 132.8849 | 0 | -132.8849 | 0 | 0 | 1077.446 | 0 | 0
7144 | 1517.8449 | 76.51 | 189.29 | 0 | -189.29 | 0 | 0 | 1517.845 | 0 | 0
7145 | 1251.0074 | 98.36 | 248.6493 | 0 | -248.6493 | 0 | 0 | 1251.007 | 0 | 0
7146 | 1642.0142 | 3.91 | 0 | 0 | 0 | 0 | 0 | 610.814 | 0 | 1071.2155
7147 | 1603.6198 | 0 | 0 | 0 | 0 | 0 | 0 | 572.42 | 0 | 1071.2155
7148 | 1352.6494 | 0 | 0 | 0 | 0 | 0 | 0 | 321.449 | 0 | 1071.2155
7149 | 1404.7042 | 0 | 0 | 0 | 0 | 0 | 0 | 1404.704 | 0 | 0
7150 | 1233.7778 | 0 | 0 | 0 | 0 | 0 | 0 | 1233.778 | 0 | 0
7151 | 1466.0823 | 0 | 0 | 0 | 0 | 0 | 0 | 1466.082 | 0 | 0
7152 | 1573.2998 | 0 | 0 | 0 | 0 | 0 | 0 | 1573.3 | 0 | 0
7153 | 1475.4056 | 0 | 0 | 0 | 0 | 0 | 0 | 1475.406 | 0 | 0
7154 | 1317.6872 | 0 | 0 | 0 | 0 | 0 | 0 | 1317.687 | 0 | 0
7155 | 1793.9503 | 0 | 0 | 0 | 0 | 0 | 0 | 1793.95 | 0 | 0
7156 | 1639.3396 | 0 | 0 | 0 | 0 | 0 | 0 | 1639.34 | 0 | 0
7157 | 1427.2354 | 0 | 0 | 0 | 0 | 0 | 0 | 1427.235 | 0 | 0
7158 | 1366.6343 | 0 | 0 | 0 | 0 | 0 | 0 | 1366.634 | 0 | 0
7159 | 1260.9775 | 76.77 | 176.1865 | 176.1865 | 0 | 0 | 0 | 1091.372 | 0 | 0
7160 | 331.6128 | 347.36 | 951.8755 | 344.4801 | -607.3954 | 0 | 0 | 0 | 0 | 0
7161 | 268.4554 | 386.29 | 1044.0424 | 278.8723 | -765.1701 | 0 | 0 | 0 | 0 | 0
7162 | 276.049 | 472.4 | 1264.295 | 286.761 | -977.534 | 0 | 0 | 0 | 0 | 0
7163 | 261.2493 | 669.06 | 1772.8065 | 271.3867 | -1071.2155 | 0 | 430.2044 | 0 | 0 | 0
7164 | 324.2289 | 815.69 | 2143.9237 | 336.8117 | -155.1258 | 0 | 1651.9863 | 0 | 0 | 0
7165 | 205.8624 | 876.13 | 2307.63 | 213.8504 | 0 | 0 | 2093.7795 | 0 | 0 | 0
7166 | 205.1622 | 581.37 | 1552.8635 | 213.1233 | 0 | 0 | 1339.7403 | 0 | 0 | 0
7167 | 333.7513 | 566.08 | 1535.1592 | 346.7021 | 0 | 0 | 1188.457 | 0 | 0 | 0
7168 | 381.8331 | 288.03 | 787.5033 | 396.6499 | 0 | 0 | 390.8534 | 0 | 0 | 0
7169 | 308.0162 | 163.65 | 409.4584 | 319.9685 | 0 | 0 | 89.4899 | 0 | 0 | 0
7170 | 338.7742 | 8.27 | 0 | 0 | 0 | 0 | 0 | 0 | 0 | 351.92
7171 | 273.5706 | 0 | 0 | 0 | 0 | 0 | 0 | 0 | 0 | 284.1869
7172 | 258.7204 | 0 | 0 | 0 | 0 | 0 | 0 | 0 | 0 | 268.7596
7173 | 300.6751 | 0 | 0 | 0 | 0 | 0 | 0 | 0 | 0 | 312.3426
7174 | 283.5824 | 0 | 0 | 0 | 0 | 0 | 0 | 0 | 0 | 294.5863
7175 | 236.1892 | 0 | 0 | 0 | 0 | 0 | 0 | 0 | 0 | 245.3543
7176 | 135.1872 | 0 | 0 | 0 | 0 | 0 | 0 | 0 | 0 | 140.4329
7177 | 138.295 | 0 | 0 | 0 | 0 | 0 | 0 | 0 | 0 | 143.6615
7178 | 120.4254 | 0 | 0 | 0 | 0 | 0 | 0 | 0 | 0 | 125.0981
7179 | 114.9869 | 0 | 0 | 0 | 0 | 0 | 0 | 0 | 0 | 119.449
7180 | 111.8791 | 0 | 0 | 0 | 0 | 0 | 0 | 0 | 0 | 116.2204
7181 | 98.6711 | 0 | 0 | 0 | 0 | 0 | 0 | 0 | 0 | 102.4999
7182 | 96.3403 | 0 | 0 | 0 | 0 | 0 | 0 | 0 | 0 | 100.0784
7183 | 79.4371 | 140.73 | 322.1853 | 82.5195 | -239.6658 | 0 | 0 | 0 | 0 | 0
7184 | 86.9093 | 365.24 | 999.512 | 90.2825 | -909.2294 | 0 | 0 | 0 | 0 | 0
7185 | 86.5519 | 639.01 | 1732.4084 | 89.9096 | -1071.2155 | 0 | 571.2834 | 0 | 0 | 0
7186 | 85.5428 | 820.55 | 2168.7179 | 88.8614 | -678.5182 | 0 | 1401.3383 | 0 | 0 | 0
7187 | 82.0117 | 525.36 | 1385.0872 | 85.1945 | 0 | 0 | 1299.8927 | 0 | 0 | 0
7188 | 89.4741 | 555.48 | 1453.5746 | 92.946 | 0 | 0 | 1360.6285 | 0 | 0 | 0
7189 | 85.7196 | 644.5 | 1689.9691 | 89.0453 | 0 | 0 | 1600.9238 | 0 | 0 | 0
7190 | 90.0355 | 732.28 | 1931.3562 | 93.5298 | 0 | 0 | 1837.8264 | 0 | 0 | 0
7191 | 84.2988 | 115.75 | 291.7722 | 87.5702 | 0 | 0 | 204.202 | 0 | 0 | 0
7192 | 95.4148 | 233.41 | 627.5461 | 99.1176 | 0 | 0 | 528.4285 | 0 | 0 | 0
7193 | 85.638 | 30.37 | 63.9395 | 63.9395 | 0 | 0 | 0 | 0 | 0 | 25.0217
7194 | 92.1604 | 1.96 | 0 | 0 | 0 | 0 | 0 | 0 | 0 | 95.7362
7195 | 99.1266 | 0 | 0 | 0 | 0 | 0 | 0 | 0 | 0 | 102.9736
7196 | 101.7789 | 0 | 0 | 0 | 0 | 0 | 0 | 0 | 0 | 105.7285
7197 | 100.225 | 0 | 0 | 0 | 0 | 0 | 0 | 0 | 0 | 104.1142
7198 | 107.9944 | 0 | 0 | 0 | 0 | 0 | 0 | 0 | 0 | 112.1847
7199 | 98.6711 | 0 | 0 | 0 | 0 | 0 | 0 | 0 | 0 | 102.4999
7200 | 104.1097 | 0 | 0 | 0 | 0 | 0 | 0 | 0 | 0 | 108.15
7201 | 94.0095 | 0 | 0 | 0 | 0 | 0 | 0 | 0 | 0 | 97.658
7202 | 100.225 | 0 | 0 | 0 | 0 | 0 | 0 | 0 | 0 | 104.1142
7203 | 97.1173 | 0 | 0 | 0 | 0 | 0 | 0 | 0 | 0 | 100.8856
7204 | 98.6711 | 0 | 0 | 0 | 0 | 0 | 0 | 0 | 0 | 102.4999
7205 | 93.2326 | 0 | 0 | 0 | 0 | 0 | 0 | 0 | 0 | 96.8509
7206 | 98.6711 | 0 | 0 | 0 | 0 | 0 | 0 | 0 | 0 | 102.4999
7207 | 88.0252 | 101.11 | 235.469 | 91.4418 | -144.0272 | 0 | 0 | 0 | 0 | 0
7208 | 138.2668 | 339.4 | 922.5189 | 143.6324 | -778.8865 | 0 | 0 | 0 | 0 | 0
7209 | 851.5291 | 558.92 | 1495.0426 | 884.5724 | -591.6398 | 0 | 18.8304 | 0 | 0 | 0
7210 | 1151.9371 | 803.56 | 2084.6277 | 1196.6376 | 0 | 0 | 887.99 | 0 | 0 | 0
7211 | 1368.5727 | 924.84 | 2350.4433 | 1421.6801 | 0 | 0 | 928.7631 | 0 | 0 | 0
7212 | 1597.6423 | 779.49 | 1991.1581 | 1659.6381 | 0 | 0 | 331.52 | 0 | 0 | 0
7213 | 1506.7813 | 680.43 | 1753.8982 | 1565.2513 | 0 | 0 | 188.6469 | 0 | 0 | 0
7214 | 1412.897 | 599.57 | 1566.1955 | 1467.7241 | 0 | 0 | 98.4714 | 0 | 0 | 0
7215 | 1414.7093 | 396.22 | 1050.8653 | 1050.8653 | 0 | 0 | 0 | 403.099 | 0 | 0
7216 | 1584.3586 | 224.19 | 597.9817 | 597.9817 | 0 | 0 | 0 | 1008.715 | 0 | 0
7217 | 1584.5198 | 83.9 | 209.5051 | 209.5051 | 0 | 0 | 0 | 1382.841 | 0 | 0
7218 | 1715.024 | 2.94 | 0 | 0 | 0 | 0 | 0 | 683.824 | 0 | 1071.2155
7219 | 1680.964 | 0 | 0 | 0 | 0 | 0 | 0 | 649.764 | 0 | 1071.2155
7220 | 1793.1733 | 0 | 0 | 0 | 0 | 0 | 0 | 761.973 | 0 | 1071.2155
7221 | 1675.8557 | 0 | 0 | 0 | 0 | 0 | 0 | 1675.856 | 0 | 0
7222 | 1509.5909 | 0 | 0 | 0 | 0 | 0 | 0 | 1509.591 | 0 | 0
7223 | 1940.7916 | 0 | 0 | 0 | 0 | 0 | 0 | 1940.792 | 0 | 0
7224 | 1651.7706 | 0 | 0 | 0 | 0 | 0 | 0 | 1651.771 | 0 | 0
7225 | 1884.852 | 0 | 0 | 0 | 0 | 0 | 0 | 1884.852 | 0 | 0
7226 | 1574.8537 | 0 | 0 | 0 | 0 | 0 | 0 | 1574.854 | 0 | 0
7227 | 1236.1086 | 0 | 0 | 0 | 0 | 0 | 0 | 1236.109 | 0 | 0
7228 | 1240.7703 | 0 | 0 | 0 | 0 | 0 | 0 | 1240.77 | 0 | 0
7229 | 1692.1714 | 0 | 0 | 0 | 0 | 0 | 0 | 1692.171 | 0 | 0
7230 | 1647.1089 | 0 | 0 | 0 | 0 | 0 | 0 | 1647.109 | 0 | 0
7231 | 1061.519 | 137.66 | 315.5525 | 0 | -315.5525 | 0 | 0 | 1061.519 | 0 | 0
7232 | 1120.1186 | 381.55 | 1041.7685 | 0 | -1041.7685 | 0 | 0 | 1120.119 | 0 | 0
7233 | 1674.4572 | 564.2 | 1525.6468 | 454.4314 | -1071.2155 | 0 | 0 | 1237.001 | 0 | 0
7234 | 2076.6159 | 775.49 | 2049.5213 | 1418.6738 | -630.8474 | 0 | 0 | 710.936 | 0 | 0
7235 | 1845.2748 | 883.27 | 2299.4909 | 1916.8804 | -382.6105 | 0 | 0 | 0 | 0 | 0
7236 | 2071.6969 | 711.6 | 1852.3665 | 1852.3665 | 0 | 0 | 0 | 0 | 0 | 299.7222
7237 | 1651.0189 | 743.83 | 1937.4498 | 1715.0864 | -222.3634 | 0 | 0 | 0 | 0 | 0
7238 | 1496.2674 | 682.98 | 1799.9713 | 1554.3303 | -245.641 | 0 | 0 | 0 | 0 | 0
7239 | 1315.4865 | 58.87 | 138.0249 | 138.0249 | 0 | 0 | 0 | 1182.618 | 0 | 0
7240 | 1605.1611 | 248.35 | 671.1302 | 671.1302 | 0 | 0 | 0 | 959.101 | 0 | 0
7241 | 1758.8346 | 130.18 | 326.2055 | 326.2055 | 0 | 0 | 0 | 1444.814 | 0 | 0
7242 | 1473.3059 | 5.96 | 0 | 0 | 0 | 0 | 0 | 442.106 | 0 | 1071.2155
7243 | 1812.4967 | 0 | 0 | 0 | 0 | 0 | 0 | 781.297 | 0 | 1071.2155
7244 | 1695.2791 | 0 | 0 | 0 | 0 | 0 | 0 | 664.079 | 0 | 1071.2155
7245 | 1998.285 | 0 | 0 | 0 | 0 | 0 | 0 | 1998.285 | 0 | 0
7246 | 1626.9086 | 0 | 0 | 0 | 0 | 0 | 0 | 1626.909 | 0 | 0
7247 | 1615.2545 | 0 | 0 | 0 | 0 | 0 | 0 | 1615.254 | 0 | 0
7248 | 1388.3885 | 0 | 0 | 0 | 0 | 0 | 0 | 1388.389 | 0 | 0
7249 | 1436.5587 | 0 | 0 | 0 | 0 | 0 | 0 | 1436.559 | 0 | 0
7250 | 1567.0843 | 0 | 0 | 0 | 0 | 0 | 0 | 1567.084 | 0 | 0
7251 | 991.3731 | 0 | 0 | 0 | 0 | 0 | 0 | 991.373 | 0 | 0
7252 | 1218.2391 | 0 | 0 | 0 | 0 | 0 | 0 | 1218.239 | 0 | 0
7253 | 1230.6701 | 0 | 0 | 0 | 0 | 0 | 0 | 1230.67 | 0 | 0
7254 | 1351.8724 | 0 | 0 | 0 | 0 | 0 | 0 | 1351.872 | 0 | 0
7255 | 1256.2333 | 44.27 | 102.1477 | 0 | -102.1477 | 0 | 0 | 1256.233 | 0 | 0
7256 | 631.5235 | 124.52 | 327.5538 | 0 | -327.5538 | 0 | 0 | 631.524 | 0 | 0
7257 | 1426.3624 | 204.61 | 542.9801 | 0 | -542.9801 | 0 | 0 | 1426.362 | 0 | 0
7258 | 1434.29 | 608.15 | 1620.0378 | 548.8224 | -1071.2155 | 0 | 0 | 905.969 | 0 | 0
7259 | 1329.046 | 591.66 | 1557.803 | 1380.6193 | -177.1837 | 0 | 0 | 0 | 0 | 0
7260 | 1071.6104 | 579.78 | 1520.3063 | 1113.1946 | -407.1117 | 0 | 0 | 0 | 0 | 0
7261 | 1688.5431 | 485.84 | 1277.7298 | 329.4819 | -948.248 | 0 | 0 | 1371.369 | 0 | 0
7262 | 1314.6289 | 196.59 | 509.4974 | 509.4974 | 0 | 0 | 0 | 824.164 | 0 | 0
7263 | 1623.5803 | 188.41 | 495.8797 | 495.8797 | 0 | 0 | 0 | 1146.224 | 0 | 0
7264 | 1596.3166 | 81.44 | 202.9212 | 202.9212 | 0 | 0 | 0 | 1400.975 | 0 | 0
7265 | 1509.3432 | 63.11 | 153.4834 | 153.4834 | 0 | 0 | 0 | 1361.593 | 0 | 0
7266 | 1577.5497 | 1.96 | 0 | 0 | 0 | 0 | 0 | 546.35 | 0 | 1071.2155
7267 | 1551.363 | 0 | 0 | 0 | 0 | 0 | 0 | 520.163 | 0 | 1071.2155
7268 | 1267.9631 | 0 | 0 | 0 | 0 | 0 | 0 | 236.763 | 0 | 1071.2155
7269 | 1587.2847 | 0 | 0 | 0 | 0 | 0 | 0 | 1587.285 | 0 | 0
7270 | 1797.835 | 0 | 0 | 0 | 0 | 0 | 0 | 1797.835 | 0 | 0
7271 | 1567.0843 | 0 | 0 | 0 | 0 | 0 | 0 | 1567.084 | 0 | 0
7272 | 1323.9027 | 0 | 0 | 0 | 0 | 0 | 0 | 1323.903 | 0 | 0
7273 | 1209.6927 | 0 | 0 | 0 | 0 | 0 | 0 | 1209.693 | 0 | 0
7274 | 1199.5926 | 0 | 0 | 0 | 0 | 0 | 0 | 1199.593 | 0 | 0
7275 | 1285.8327 | 0 | 0 | 0 | 0 | 0 | 0 | 1285.833 | 0 | 0
7276 | 1353.4263 | 0 | 0 | 0 | 0 | 0 | 0 | 1353.426 | 0 | 0
7277 | 1157.6379 | 0 | 0 | 0 | 0 | 0 | 0 | 1157.638 | 0 | 0
7278 | 1076.0594 | 0 | 0 | 0 | 0 | 0 | 0 | 1076.059 | 0 | 0
7279 | 1040.5708 | 122.71 | 284.513 | 0 | -284.513 | 0 | 0 | 1040.571 | 0 | 0
7280 | 680.187 | 346 | 944.6797 | 0 | -944.6797 | 0 | 0 | 680.187 | 0 | 0
7281 | 1145.7167 | 562.58 | 1515.6379 | 444.4225 | -1071.2155 | 0 | 0 | 717.896 | 0 | 0
7282 | 1580.9303 | 700.01 | 1841.5972 | 770.3818 | -1071.2155 | 0 | 0 | 839.326 | 0 | 0
7283 | 1460.9439 | 632.81 | 1638.3374 | 1517.6356 | -120.7018 | 0 | 0 | 0 | 0 | 0
7284 | 1561.3107 | 586.59 | 1513.1344 | 1513.1344 | 0 | 0 | 0 | 0 | 0 | 108.7618
7285 | 1658.8698 | 646.63 | 1667.0718 | 1461.9162 | -205.1556 | 0 | 0 | 251.563 | 0 | 0
7286 | 1697.236 | 335.97 | 877.7443 | 877.7443 | 0 | 0 | 0 | 852.28 | 0 | 0
7287 | 1609.0448 | 522.66 | 1388.8082 | 1388.8082 | 0 | 0 | 0 | 272.116 | 0 | 0
7288 | 1884.7238 | 52.98 | 123.7424 | 123.7424 | 0 | 0 | 0 | 1765.604 | 0 | 0
7289 | 1429.3409 | 95.01 | 237.1903 | 237.1903 | 0 | 0 | 0 | 1201.011 | 0 | 0
7290 | 1778.5902 | 4.26 | 0 | 0 | 0 | 0 | 0 | 747.39 | 0 | 1071.2155
7291 | 1691.5158 | 0 | 0 | 0 | 0 | 0 | 0 | 660.316 | 0 | 1071.2155
7292 | 1294.379 | 0 | 0 | 0 | 0 | 0 | 0 | 263.179 | 0 | 1071.2155
7293 | 1858.4361 | 0 | 0 | 0 | 0 | 0 | 0 | 1858.436 | 0 | 0
7294 | 1860.7669 | 0 | 0 | 0 | 0 | 0 | 0 | 1860.767 | 0 | 0
7295 | 1745.7801 | 0 | 0 | 0 | 0 | 0 | 0 | 1745.78 | 0 | 0
7296 | 1270.2939 | 0 | 0 | 0 | 0 | 0 | 0 | 1270.294 | 0 | 0
7297 | 979.2 | 0 | 0 | 0 | 0 | 0 | 0 | 979.2 | 0 | 0
7298 | 1126.4 | 0 | 0 | 0 | 0 | 0 | 0 | 1126.4 | 0 | 0
7299 | 942.4 | 0 | 0 | 0 | 0 | 0 | 0 | 942.4 | 0 | 0
7300 | 1153.6 | 0 | 0 | 0 | 0 | 0 | 0 | 1153.6 | 0 | 0
7301 | 813.6 | 0 | 0 | 0 | 0 | 0 | 0 | 813.6 | 0 | 0
7302 | 752.8 | 0 | 0 | 0 | 0 | 0 | 0 | 752.8 | 0 | 0
7303 | 972.165 | 83.85 | 199.4287 | 0 | -199.4287 | 0 | 0 | 972.165 | 0 | 0
7304 | 714.13 | 118.74 | 308.7338 | 0 | -308.7338 | 0 | 0 | 714.13 | 0 | 0
7305 | 999.303 | 360.31 | 966.4686 | 265.3492 | -701.1195 | 0 | 0 | 743.866 | 0 | 0
7306 | 1215.461 | 671.32 | 1756.1763 | 1262.6267 | -493.5496 | 0 | 0 | 0 | 0 | 0
7307 | 1450.762 | 927.84 | 2327.2187 | 1507.0585 | -820.1602 | 0 | 0 | 0 | 0 | 0
7308 | 1203.09 | 831.32 | 2068.3943 | 1249.7756 | -818.6187 | 0 | 0 | 0 | 0 | 0
7309 | 1458.605 | 662.5 | 1659.6506 | 1515.2058 | -144.4448 | 0 | 0 | 0 | 0 | 0
7310 | 1394.271 | 597.71 | 1503.6958 | 1448.3753 | -55.3205 | 0 | 0 | 0 | 0 | 0
7311 | 1158.39 | 477.03 | 1238.4059 | 1203.341 | -35.0649 | 0 | 0 | 0 | 0 | 0
7312 | 1214.189 | 361.53 | 964.4897 | 964.4897 | 0 | 0 | 0 | 285.728 | 0 | 0
7313 | 1159.956 | 154.49 | 380.1506 | 380.1506 | 0 | 0 | 0 | 794.006 | 0 | 0
7314 | 1375.523 | 2.94 | 0 | 0 | 0 | 0 | 0 | 344.323 | 0 | 1071.2155
7315 | 1310.4 | 0 | 0 | 0 | 0 | 0 | 0 | 279.2 | 0 | 1071.2155
7316 | 1376 | 0 | 0 | 0 | 0 | 0 | 0 | 344.8 | 0 | 1071.2155
7317 | 1444 | 0 | 0 | 0 | 0 | 0 | 0 | 1444 | 0 | 0
7318 | 890.4 | 0 | 0 | 0 | 0 | 0 | 0 | 890.4 | 0 | 0
7319 | 1152 | 0 | 0 | 0 | 0 | 0 | 0 | 1152 | 0 | 0
7320 | 1338.4 | 0 | 0 | 0 | 0 | 0 | 0 | 1338.4 | 0 | 0
7321 | 1149.6 | 0 | 0 | 0 | 0 | 0 | 0 | 1149.6 | 0 | 0
7322 | 1115.2 | 0 | 0 | 0 | 0 | 0 | 0 | 1115.2 | 0 | 0
7323 | 995.2 | 0 | 0 | 0 | 0 | 0 | 0 | 995.2 | 0 | 0
7324 | 1403.2 | 0 | 0 | 0 | 0 | 0 | 0 | 1403.2 | 0 | 0
7325 | 927.2 | 0 | 0 | 0 | 0 | 0 | 0 | 927.2 | 0 | 0
7326 | 899.2 | 0 | 0 | 0 | 0 | 0 | 0 | 899.2 | 0 | 0
7327 | 729.6 | 81.05 | 192.5539 | 192.5539 | 0 | 0 | 0 | 544.239 | 0 | 0
7328 | 1140.583 | 292.1 | 782.6916 | 782.6916 | 0 | 0 | 0 | 387.129 | 0 | 0
7329 | 1125.237 | 460.31 | 1210.7519 | 1168.9015 | -41.8503 | 0 | 0 | 0 | 0 | 0
7330 | 1053.168 | 646.62 | 1655.8527 | 1094.0359 | -561.8168 | 0 | 0 | 0 | 0 | 0
7331 | 1214.887 | 736.09 | 1855.6865 | 1262.0304 | -593.6561 | 0 | 0 | 0 | 0 | 0
7332 | 1367.312 | 821.74 | 2053.4822 | 1420.3702 | -633.112 | 0 | 0 | 0 | 0 | 0
7333 | 1412.702 | 629.21 | 1599.0633 | 1467.5215 | -131.5418 | 0 | 0 | 0 | 0 | 0
7334 | 992.147 | 456.85 | 1182.0216 | 1030.647 | -151.3746 | 0 | 0 | 0 | 0 | 0
7335 | 979.152 | 311.56 | 816.9348 | 816.9348 | 0 | 0 | 0 | 192.734 | 0 | 0
7336 | 1263.475 | 275.25 | 735.238 | 735.238 | 0 | 0 | 0 | 555.702 | 0 | 0
7337 | 1350.183 | 172.84 | 422.2835 | 422.2835 | 0 | 0 | 0 | 943.674 | 0 | 0
7338 | 1374.738 | 1.96 | 0 | 0 | 0 | 0 | 0 | 1374.738 | 0 | 0
7339 | 1219.2 | 0 | 0 | 0 | 0 | 0 | 0 | 1219.2 | 0 | 0
7340 | 1216 | 0 | 0 | 0 | 0 | 0 | 0 | 1216 | 0 | 0
7341 | 1084.8 | 0 | 0 | 0 | 0 | 0 | 0 | 1084.8 | 0 | 0
7342 | 1232 | 0 | 0 | 0 | 0 | 0 | 0 | 1232 | 0 | 0
7343 | 838.4 | 0 | 0 | 0 | 0 | 0 | 0 | 838.4 | 0 | 0
7344 | 932 | 0 | 0 | 0 | 0 | 0 | 0 | 932 | 0 | 0
7345 | 870.547 | 0 | 0 | 0 | 0 | 0 | 0 | 870.547 | 0 | 0
7346 | 870.2682 | 0 | 0 | 0 | 0 | 0 | 0 | 870.268 | 0 | 0
7347 | 862.4134 | 0 | 0 | 0 | 0 | 0 | 0 | 862.413 | 0 | 0
7348 | 826.5843 | 0 | 0 | 0 | 0 | 0 | 0 | 826.584 | 0 | 0
7349 | 819.3456 | 0 | 0 | 0 | 0 | 0 | 0 | 497.872 | 0 | 333.9477
7350 | 813.6014 | 0 | 0 | 0 | 0 | 0 | 0 | 0 | 0 | 845.1726
7351 | 903.9083 | 92.31 | 219.1338 | 219.1338 | 0 | 0 | 0 | 0 | 0 | 719.8512
7352 | 791.2837 | 315.48 | 855.6188 | 821.9896 | -33.6292 | 0 | 0 | 0 | 0 | 0
7353 | 1005.2559 | 518.88 | 1373.4308 | 1044.2647 | -329.1661 | 0 | 0 | 0 | 0 | 0
7354 | 1195.4363 | 637.77 | 1636.1653 | 1241.8246 | -394.3407 | 0 | 0 | 0 | 0 | 0
7355 | 1226.7781 | 933.73 | 2286.8809 | 1274.3839 | -1012.497 | 0 | 0 | 0 | 0 | 0
7356 | 1217.1598 | 884.58 | 2156.8402 | 1264.3916 | -892.4486 | 0 | 0 | 0 | 0 | 0
7357 | 1234.1608 | 775.12 | 1897.6501 | 1282.0513 | -615.5988 | 0 | 0 | 0 | 0 | 0
7358 | 1231.0896 | 685.1 | 1709.1777 | 1278.8621 | -298.7602 | 0 | 131.5553 | 0 | 0 | 0
7359 | 1249.2235 | 479.27 | 1238.9159 | 1238.9159 | 0 | 0 | 0 | 56.587 | 0 | 0
7360 | 1250.9173 | 352.17 | 935.5548 | 935.5548 | 0 | 0 | 0 | 350.31 | 0 | 0
7361 | 1257.5245 | 146.74 | 357.352 | 357.352 | 0 | 0 | 0 | 913.522 | 0 | 0
7362 | 1230.4932 | 2.94 | 0 | 0 | 0 | 0 | 0 | 199.293 | 0 | 1071.2155
7363 | 1196.9072 | 0 | 0 | 0 | 0 | 0 | 0 | 165.707 | 0 | 1071.2155
7364 | 1113.5542 | 0 | 0 | 0 | 0 | 0 | 0 | 82.354 | 0 | 1071.2155
7365 | 1185.424 | 0 | 0 | 0 | 0 | 0 | 0 | 1185.424 | 0 | 0
7366 | 1185.7689 | 0 | 0 | 0 | 0 | 0 | 0 | 1185.769 | 0 | 0
7367 | 1162.3773 | 0 | 0 | 0 | 0 | 0 | 0 | 1162.377 | 0 | 0
7368 | 889.2698 | 0 | 0 | 0 | 0 | 0 | 0 | 889.27 | 0 | 0
7369 | 85.6 | 0 | 0 | 0 | 0 | 0 | 0 | 85.6 | 0 | 0
7370 | 91.2 | 0 | 0 | 0 | 0 | 0 | 0 | 91.2 | 0 | 0
7371 | 84 | 0 | 0 | 0 | 0 | 0 | 0 | 84 | 0 | 0
7372 | 87.2 | 0 | 0 | 0 | 0 | 0 | 0 | 87.2 | 0 | 0
7373 | 81.6 | 0 | 0 | 0 | 0 | 0 | 0 | 81.6 | 0 | 0
7374 | 85.6 | 0 | 0 | 0 | 0 | 0 | 0 | 85.6 | 0 | 0
7375 | 65.492 | 19.59 | 35.0815 | 0 | -35.0815 | 0 | 0 | 65.492 | 0 | 0
7376 | 93.277 | 34.3 | 74.7399 | 0 | -74.7399 | 0 | 0 | 93.277 | 0 | 0
7377 | 618.406 | 351.42 | 930.4636 | 135.0436 | -795.4201 | 0 | 0 | 488.407 | 0 | 0
7378 | 770.837 | 545.52 | 1410.3821 | 800.7491 | -609.633 | 0 | 0 | 0 | 0 | 0
7379 | 1352.587 | 685.08 | 1731.7644 | 1405.0738 | -326.6906 | 0 | 0 | 0 | 0 | 0
7380 | 1093.259 | 793.87 | 1977.1436 | 1135.6826 | -841.4609 | 0 | 0 | 0 | 0 | 0
7381 | 1179.255 | 775.79 | 1943.745 | 1225.0157 | -718.7293 | 0 | 0 | 0 | 0 | 0
7382 | 1555.276 | 644.34 | 1650.7366 | 1615.6281 | -35.1085 | 0 | 0 | 0 | 0 | 0
7383 | 1278.067 | 559.79 | 1467.238 | 1327.6621 | -139.5759 | 0 | 0 | 0 | 0 | 0
7384 | 1480.787 | 296.88 | 794.749 | 794.749 | 0 | 0 | 0 | 715.726 | 0 | 0
7385 | 1756.931 | 152.64 | 377.137 | 377.137 | 0 | 0 | 0 | 1393.882 | 0 | 0
7386 | 1617.657 | 3.15 | 0 | 0 | 0 | 0 | 0 | 586.457 | 0 | 1071.2155
7387 | 1474.4 | 0 | 0 | 0 | 0 | 0 | 0 | 443.2 | 0 | 1071.2155
7388 | 1431.2 | 0 | 0 | 0 | 0 | 0 | 0 | 400 | 0 | 1071.2155
7389 | 1365.6 | 0 | 0 | 0 | 0 | 0 | 0 | 1365.6 | 0 | 0
7390 | 1100.8 | 0 | 0 | 0 | 0 | 0 | 0 | 1100.8 | 0 | 0
7391 | 1292.8 | 0 | 0 | 0 | 0 | 0 | 0 | 1292.8 | 0 | 0
7392 | 1215.2 | 0 | 0 | 0 | 0 | 0 | 0 | 1215.2 | 0 | 0
7393 | 949.6 | 0 | 0 | 0 | 0 | 0 | 0 | 949.6 | 0 | 0
7394 | 1412.8 | 0 | 0 | 0 | 0 | 0 | 0 | 1412.8 | 0 | 0
7395 | 1319.2 | 0 | 0 | 0 | 0 | 0 | 0 | 1319.2 | 0 | 0
7396 | 1212.8 | 0 | 0 | 0 | 0 | 0 | 0 | 1212.8 | 0 | 0
7397 | 1012 | 0 | 0 | 0 | 0 | 0 | 0 | 1012 | 0 | 0
7398 | 1101.6 | 0 | 0 | 0 | 0 | 0 | 0 | 1101.6 | 0 | 0
7399 | 1240.205 | 128.12 | 294.9437 | 0 | -294.9437 | 0 | 0 | 1240.205 | 0 | 0
7400 | 972.841 | 339.25 | 915.5412 | 211.1558 | -704.3855 | 0 | 0 | 769.574 | 0 | 0
7401 | 1091.276 | 613.4 | 1622.1861 | 1133.6227 | -488.5634 | 0 | 0 | 0 | 0 | 0
7402 | 1317.246 | 668.43 | 1718.2776 | 1368.3614 | -349.9162 | 0 | 0 | 0 | 0 | 0
7403 | 1461.008 | 804.34 | 2009.6197 | 1517.702 | -491.9177 | 0 | 0 | 0 | 0 | 0
7404 | 1485.364 | 800.33 | 1981.9449 | 1543.0032 | -438.9418 | 0 | 0 | 0 | 0 | 0
7405 | 1859.342 | 742.79 | 1841.189 | 1841.189 | 0 | 0 | 0 | 86.931 | 0 | 0
7406 | 1111.595 | 786.91 | 1962.5016 | 1154.7302 | -807.7715 | 0 | 0 | 0 | 0 | 0
7407 | 1623.432 | 601.18 | 1557.8415 | 1557.8415 | 0 | 0 | 0 | 123.784 | 0 | 0
7408 | 1529.712 | 236.96 | 626.5852 | 626.5852 | 0 | 0 | 0 | 926.533 | 0 | 0
7409 | 1351.591 | 114.64 | 283.5158 | 283.5158 | 0 | 0 | 0 | 1078.666 | 0 | 0
7410 | 1119.86 | 3.15 | 0 | 0 | 0 | 0 | 0 | 88.66 | 0 | 1071.2155
7411 | 915.2 | 0 | 0 | 0 | 0 | 0 | 0 | 0 | 0 | 950.7141
7412 | 1072.8 | 0 | 0 | 0 | 0 | 0 | 0 | 41.6 | 0 | 1071.2155
7413 | 1204 | 0 | 0 | 0 | 0 | 0 | 0 | 1204 | 0 | 0
7414 | 921.6 | 0 | 0 | 0 | 0 | 0 | 0 | 921.6 | 0 | 0
7415 | 1499.2 | 0 | 0 | 0 | 0 | 0 | 0 | 1499.2 | 0 | 0
7416 | 1340 | 0 | 0 | 0 | 0 | 0 | 0 | 1340 | 0 | 0
7417 | 1268 | 0 | 0 | 0 | 0 | 0 | 0 | 1268 | 0 | 0
7418 | 1223.2 | 0 | 0 | 0 | 0 | 0 | 0 | 1223.2 | 0 | 0
7419 | 1244.8 | 0 | 0 | 0 | 0 | 0 | 0 | 1244.8 | 0 | 0
7420 | 1196 | 0 | 0 | 0 | 0 | 0 | 0 | 1196 | 0 | 0
7421 | 920 | 0 | 0 | 0 | 0 | 0 | 0 | 920 | 0 | 0
7422 | 1409.6 | 0 | 0 | 0 | 0 | 0 | 0 | 1409.6 | 0 | 0
7423 | 1301.174 | 48.48 | 112.2055 | 0 | -112.2055 | 0 | 0 | 1301.174 | 0 | 0
7424 | 900.704 | 145.41 | 383.4384 | 0 | -383.4384 | 0 | 0 | 900.704 | 0 | 0
7425 | 1025.232 | 73.26 | 178.3732 | 0 | -178.3732 | 0 | 0 | 1025.232 | 0 | 0
7426 | 1161.734 | 343.28 | 901.5963 | 0 | -901.5963 | 0 | 0 | 1161.734 | 0 | 0
7427 | 1161.093 | 510.05 | 1320.6616 | 1206.1489 | -114.5126 | 0 | 0 | 0 | 0 | 0
7428 | 1382.406 | 466.93 | 1203.3701 | 1203.3701 | 0 | 0 | 0 | 0 | 0 | 232.6798
7429 | 1308.312 | 467.01 | 1202.1267 | 130.9112 | -1071.2155 | 0 | 0 | 1182.291 | 0 | 0
7430 | 1078.045 | 437.25 | 1130.1146 | 190.1729 | -939.9417 | 0 | 0 | 894.976 | 0 | 0
7431 | 1313.362 | 346.46 | 907.0708 | 907.0708 | 0 | 0 | 0 | 440.175 | 0 | 0
7432 | 1419.024 | 140.59 | 362.7693 | 362.7693 | 0 | 0 | 0 | 1069.806 | 0 | 0
7433 | 1209.14 | 79.89 | 196.2188 | 196.2188 | 0 | 0 | 0 | 1020.251 | 0 | 0
7434 | 1214.131 | 0.98 | 0 | 0 | 0 | 0 | 0 | 182.931 | 0 | 1071.2155
7435 | 1495.2 | 0 | 0 | 0 | 0 | 0 | 0 | 464 | 0 | 1071.2155
7436 | 1044.8 | 0 | 0 | 0 | 0 | 0 | 0 | 13.6 | 0 | 1071.2155
7437 | 1540.8 | 0 | 0 | 0 | 0 | 0 | 0 | 1540.8 | 0 | 0
7438 | 1288 | 0 | 0 | 0 | 0 | 0 | 0 | 1288 | 0 | 0
7439 | 1128.8 | 0 | 0 | 0 | 0 | 0 | 0 | 1128.8 | 0 | 0
7440 | 1216 | 0 | 0 | 0 | 0 | 0 | 0 | 1216 | 0 | 0
7441 | 784.8 | 0 | 0 | 0 | 0 | 0 | 0 | 784.8 | 0 | 0
7442 | 1167.2 | 0 | 0 | 0 | 0 | 0 | 0 | 1167.2 | 0 | 0
7443 | 1024 | 0 | 0 | 0 | 0 | 0 | 0 | 1024 | 0 | 0
7444 | 1230.4 | 0 | 0 | 0 | 0 | 0 | 0 | 1230.4 | 0 | 0
7445 | 1207.2 | 0 | 0 | 0 | 0 | 0 | 0 | 1207.2 | 0 | 0
7446 | 961.6 | 0 | 0 | 0 | 0 | 0 | 0 | 961.6 | 0 | 0
7447 | 1106.751 | 104.12 | 247.5087 | 0 | -247.5087 | 0 | 0 | 1106.751 | 0 | 0
7448 | 981.304 | 347.9 | 951.2948 | 0 | -951.2948 | 0 | 0 | 981.304 | 0 | 0
7449 | 1087.115 | 588.28 | 1594.8562 | 1092.5567 | -502.2995 | 0 | 0 | 35.371 | 0 | 0
7450 | 1162.094 | 780.12 | 2054.7423 | 1207.1888 | -847.5535 | 0 | 0 | 0 | 0 | 0
7451 | 1710.031 | 734.77 | 1920.4529 | 1776.3883 | -144.0646 | 0 | 0 | 0 | 0 | 0
7452 | 1447.547 | 765.88 | 1989.5604 | 1503.7187 | -485.8417 | 0 | 0 | 0 | 0 | 0
7453 | 1355.19 | 563.09 | 1469.3218 | 1407.7778 | -61.544 | 0 | 0 | 0 | 0 | 0
7454 | 1224.544 | 610.74 | 1608.3959 | 1272.0621 | -336.3338 | 0 | 0 | 0 | 0 | 0
7455 | 1435.996 | 359.68 | 959.8919 | 959.8919 | 0 | 0 | 0 | 511.961 | 0 | 0
7456 | 1576.816 | 336.78 | 917.0122 | 917.0122 | 0 | 0 | 0 | 694.059 | 0 | 0
7457 | 1545.343 | 161.88 | 401.3266 | 401.3266 | 0 | 0 | 0 | 1159.008 | 0 | 0
7458 | 1644.762 | 1.96 | 0 | 0 | 0 | 0 | 0 | 613.562 | 0 | 1071.2155
7459 | 1521.6 | 0 | 0 | 0 | 0 | 0 | 0 | 490.4 | 0 | 1071.2155
7460 | 1470.4 | 0 | 0 | 0 | 0 | 0 | 0 | 439.2 | 0 | 1071.2155
7461 | 1567.2 | 0 | 0 | 0 | 0 | 0 | 0 | 1567.2 | 0 | 0
7462 | 1155.2 | 0 | 0 | 0 | 0 | 0 | 0 | 1155.2 | 0 | 0
7463 | 1411.2 | 0 | 0 | 0 | 0 | 0 | 0 | 1411.2 | 0 | 0
7464 | 1588.8 | 0 | 0 | 0 | 0 | 0 | 0 | 1588.8 | 0 | 0
7465 | 1478.4 | 0 | 0 | 0 | 0 | 0 | 0 | 1478.4 | 0 | 0
7466 | 1609.6 | 0 | 0 | 0 | 0 | 0 | 0 | 1609.6 | 0 | 0
7467 | 1016 | 0 | 0 | 0 | 0 | 0 | 0 | 1016 | 0 | 0
7468 | 1200 | 0 | 0 | 0 | 0 | 0 | 0 | 1200 | 0 | 0
7469 | 1240 | 0 | 0 | 0 | 0 | 0 | 0 | 1240 | 0 | 0
7470 | 1102.4 | 0 | 0 | 0 | 0 | 0 | 0 | 1102.4 | 0 | 0
7471 | 1127.493 | 55.02 | 129.4839 | 0 | -129.4839 | 0 | 0 | 1127.493 | 0 | 0
7472 | 1108.431 | 91.14 | 231.8633 | 0 | -231.8633 | 0 | 0 | 1108.431 | 0 | 0
7473 | 1506.879 | 227.17 | 597.6607 | 0 | -597.6607 | 0 | 0 | 1506.879 | 0 | 0
7474 | 1545.101 | 316.88 | 822.3147 | 0 | -822.3147 | 0 | 0 | 1545.101 | 0 | 0
7475 | 1717.536 | 757.06 | 1883.942 | 1784.1846 | -99.7575 | 0 | 0 | 0 | 0 | 0
7476 | 1743.337 | 897.05 | 2185.9475 | 1810.9868 | -374.9607 | 0 | 0 | 0 | 0 | 0
7477 | 1659.288 | 881.42 | 2173.6501 | 1150.3807 | -1023.2694 | 0 | 0 | 551.879 | 0 | 0
7478 | 1711.846 | 824.31 | 2075.4041 | 1778.2738 | -297.1304 | 0 | 0 | 0 | 0 | 0
7479 | 1778.711 | 300.73 | 786.5321 | 786.5321 | 0 | 0 | 0 | 1021.56 | 0 | 0
7480 | 1671.964 | 311.63 | 832.9531 | 832.9531 | 0 | 0 | 0 | 870.126 | 0 | 0
7481 | 1740.399 | 7.83 | 4.63 | 4.63 | 0 | 0 | 0 | 1735.942 | 0 | 0
7482 | 1561.823 | 0 | 0 | 0 | 0 | 0 | 0 | 530.623 | 0 | 1071.2155
7483 | 1636 | 0 | 0 | 0 | 0 | 0 | 0 | 604.8 | 0 | 1071.2155
7484 | 1423.2 | 0 | 0 | 0 | 0 | 0 | 0 | 392 | 0 | 1071.2155
7485 | 1198.4 | 0 | 0 | 0 | 0 | 0 | 0 | 1198.4 | 0 | 0
7486 | 1556.8 | 0 | 0 | 0 | 0 | 0 | 0 | 1556.8 | 0 | 0
7487 | 1191.2 | 0 | 0 | 0 | 0 | 0 | 0 | 1191.2 | 0 | 0
7488 | 1529.6 | 0 | 0 | 0 | 0 | 0 | 0 | 1529.6 | 0 | 0
7489 | 1598.4 | 0 | 0 | 0 | 0 | 0 | 0 | 1598.4 | 0 | 0
7490 | 1415.2 | 0 | 0 | 0 | 0 | 0 | 0 | 1415.2 | 0 | 0
7491 | 1582.4 | 0 | 0 | 0 | 0 | 0 | 0 | 1582.4 | 0 | 0
7492 | 1364.8 | 0 | 0 | 0 | 0 | 0 | 0 | 1364.8 | 0 | 0
7493 | 1329.6 | 0 | 0 | 0 | 0 | 0 | 0 | 1329.6 | 0 | 0
7494 | 1695.2 | 0 | 0 | 0 | 0 | 0 | 0 | 1695.2 | 0 | 0
7495 | 1435.98 | 55.23 | 124.2348 | 0 | -124.2348 | 0 | 0 | 1435.98 | 0 | 0
7496 | 1870.081 | 281.17 | 769.7502 | 0 | -769.7502 | 0 | 0 | 1870.081 | 0 | 0
7497 | 1222.75 | 476.72 | 1288.4846 | 1036.3376 | -252.147 | 0 | 0 | 225.125 | 0 | 0
7498 | 1723.893 | 679.54 | 1777.2921 | 1777.2921 | 0 | 0 | 0 | 12.992 | 0 | 0
7499 | 1512.119 | 625.15 | 1612.1346 | 1570.7964 | -41.3382 | 0 | 0 | 0 | 0 | 0
7500 | 1701.586 | 783.23 | 1982.2337 | 1767.6156 | -214.6181 | 0 | 0 | 0 | 0 | 0
7501 | 1506.384 | 628.5 | 1604.1431 | 1564.8389 | -39.3042 | 0 | 0 | 0 | 0 | 0
7502 | 1400.986 | 425.31 | 1102.631 | 1102.631 | 0 | 0 | 0 | 339.544 | 0 | 0
7503 | 1718.665 | 451.34 | 1188.3791 | 1188.3791 | 0 | 0 | 0 | 574.678 | 0 | 0
7504 | 1537.608 | 46.07 | 105.3047 | 105.3047 | 0 | 0 | 0 | 1436.237 | 0 | 0
7505 | 1343.34 | 39.2 | 87.2305 | 87.2305 | 0 | 0 | 0 | 1259.368 | 0 | 0
7506 | 1522.828 | 0.98 | 0 | 0 | 0 | 0 | 0 | 1522.828 | 0 | 0
7507 | 1356.8 | 0 | 0 | 0 | 0 | 0 | 0 | 1356.8 | 0 | 0
7508 | 1599.2 | 0 | 0 | 0 | 0 | 0 | 0 | 1599.2 | 0 | 0
7509 | 1412.8 | 0 | 0 | 0 | 0 | 0 | 0 | 1412.8 | 0 | 0
7510 | 1264.8 | 0 | 0 | 0 | 0 | 0 | 0 | 1264.8 | 0 | 0
7511 | 1524 | 0 | 0 | 0 | 0 | 0 | 0 | 1524 | 0 | 0
7512 | 828.8 | 0 | 0 | 0 | 0 | 0 | 0 | 828.8 | 0 | 0
7513 | 1140 | 0 | 0 | 0 | 0 | 0 | 0 | 1140 | 0 | 0
7514 | 1248.8 | 0 | 0 | 0 | 0 | 0 | 0 | 1248.8 | 0 | 0
7515 | 1267.2 | 0 | 0 | 0 | 0 | 0 | 0 | 1267.2 | 0 | 0
7516 | 1367.2 | 0 | 0 | 0 | 0 | 0 | 0 | 1367.2 | 0 | 0
7517 | 1266.4 | 0 | 0 | 0 | 0 | 0 | 0 | 1266.4 | 0 | 0
7518 | 1180 | 0 | 0 | 0 | 0 | 0 | 0 | 1180 | 0 | 0
7519 | 1235.738 | 95.7 | 223.5799 | 223.5799 | 0 | 0 | 0 | 1020.51 | 0 | 0
7520 | 932.415 | 276.36 | 763.1423 | 763.1423 | 0 | 0 | 0 | 197.78 | 0 | 0
7521 | 1225.774 | 470.92 | 1299.5177 | 1273.3399 | -26.1779 | 0 | 0 | 0 | 0 | 0
7522 | 1183.594 | 623.96 | 1687.3077 | 1229.5231 | -457.7846 | 0 | 0 | 0 | 0 | 0
7523 | 1167.775 | 747.37 | 1988.6057 | 1213.0902 | -775.5155 | 0 | 0 | 0 | 0 | 0
7524 | 1149.101 | 613.69 | 1628.663 | 1193.6916 | -434.9714 | 0 | 0 | 0 | 0 | 0
7525 | 1061.564 | 581.27 | 1543.3543 | 1102.7577 | -440.5966 | 0 | 0 | 0 | 0 | 0
7526 | 1207.035 | 462.95 | 1238.3602 | 1238.3602 | 0 | 0 | 0 | 14.934 | 0 | 0
7527 | 1229.373 | 258.06 | 690.1518 | 690.1518 | 0 | 0 | 0 | 565.002 | 0 | 0
7528 | 1219.569 | 159.94 | 425.0758 | 425.0758 | 0 | 0 | 0 | 810.372 | 0 | 0
7529 | 850.341 | 60.24 | 146.46 | 146.46 | 0 | 0 | 0 | 709.352 | 0 | 0
7530 | 1029.964 | 0.98 | 0 | 0 | 0 | 0 | 0 | 0 | 0 | 1069.9315
7531 | 1183.2 | 0 | 0 | 0 | 0 | 0 | 0 | 152 | 0 | 1071.2155
7532 | 1294.4 | 0 | 0 | 0 | 0 | 0 | 0 | 263.2 | 0 | 1071.2155
7533 | 1021.6 | 0 | 0 | 0 | 0 | 0 | 0 | 1021.6 | 0 | 0
7534 | 1191.2 | 0 | 0 | 0 | 0 | 0 | 0 | 1191.2 | 0 | 0
7535 | 1176 | 0 | 0 | 0 | 0 | 0 | 0 | 1176 | 0 | 0
7536 | 173.6 | 0 | 0 | 0 | 0 | 0 | 0 | 173.6 | 0 | 0
7537 | 89.6 | 0 | 0 | 0 | 0 | 0 | 0 | 89.6 | 0 | 0
7538 | 171.2 | 0 | 0 | 0 | 0 | 0 | 0 | 171.2 | 0 | 0
7539 | 109.6 | 0 | 0 | 0 | 0 | 0 | 0 | 109.6 | 0 | 0
7540 | 114.4 | 0 | 0 | 0 | 0 | 0 | 0 | 114.4 | 0 | 0
7541 | 85.6 | 0 | 0 | 0 | 0 | 0 | 0 | 85.6 | 0 | 0
7542 | 88.8 | 0 | 0 | 0 | 0 | 0 | 0 | 88.8 | 0 | 0
7543 | 85.749 | 54.76 | 123.7383 | 0 | -123.7383 | 0 | 0 | 85.749 | 0 | 0
7544 | 209.928 | 43.12 | 100.2041 | 0 | -100.2041 | 0 | 0 | 209.928 | 0 | 0
7545 | 856.951 | 130.08 | 337.2957 | 0 | -337.2957 | 0 | 0 | 856.951 | 0 | 0
7546 | 1343.987 | 159.45 | 412.7784 | 0 | -412.7784 | 0 | 0 | 1343.987 | 0 | 0
7547 | 1233.607 | 253.77 | 664.5608 | 664.5608 | 0 | 0 | 0 | 0 | 0 | 616.916
7548 | 1009.939 | 423.35 | 1112.9598 | 1049.1294 | -63.8304 | 0 | 0 | 0 | 0 | 0
7549 | 1251.764 | 353.01 | 926.8559 | 0 | -926.8559 | 0 | 0 | 1251.764 | 0 | 0
7550 | 1114.082 | 529.05 | 1401.894 | 330.6786 | -1071.2155 | 0 | 0 | 795.756 | 0 | 0
7551 | 1131.027 | 617.02 | 1669.1245 | 597.909 | -1071.2155 | 0 | 0 | 555.453 | 0 | 0
7552 | 1306.039 | 424.41 | 1170.949 | 1016.5099 | -154.4391 | 0 | 0 | 327.501 | 0 | 0
7553 | 1317.887 | 190.12 | 467.1349 | 467.1349 | 0 | 0 | 0 | 868.202 | 0 | 0
7554 | 1482.151 | 5.56 | 0 | 0 | 0 | 0 | 0 | 450.951 | 0 | 1071.2155
7555 | 1344.8 | 0 | 0 | 0 | 0 | 0 | 0 | 313.6 | 0 | 1071.2155
7556 | 1447.2 | 0 | 0 | 0 | 0 | 0 | 0 | 416 | 0 | 1071.2155
7557 | 1483.2 | 0 | 0 | 0 | 0 | 0 | 0 | 1483.2 | 0 | 0
7558 | 1075.2 | 0 | 0 | 0 | 0 | 0 | 0 | 1075.2 | 0 | 0
7559 | 1232.8 | 0 | 0 | 0 | 0 | 0 | 0 | 1232.8 | 0 | 0
7560 | 1115.2 | 0 | 0 | 0 | 0 | 0 | 0 | 1115.2 | 0 | 0
7561 | 1131.2 | 0 | 0 | 0 | 0 | 0 | 0 | 1131.2 | 0 | 0
7562 | 1402.4 | 0 | 0 | 0 | 0 | 0 | 0 | 1402.4 | 0 | 0
7563 | 878.4 | 0 | 0 | 0 | 0 | 0 | 0 | 878.4 | 0 | 0
7564 | 985.6 | 0 | 0 | 0 | 0 | 0 | 0 | 985.6 | 0 | 0
7565 | 1147.2 | 0 | 0 | 0 | 0 | 0 | 0 | 1147.2 | 0 | 0
7566 | 1303.2 | 0 | 0 | 0 | 0 | 0 | 0 | 1303.2 | 0 | 0
7567 | 1182.365 | 133.03 | 298.6584 | 298.6584 | 0 | 0 | 0 | 894.863 | 0 | 0
7568 | 1335.808 | 384.58 | 1051.4564 | 1051.4564 | 0 | 0 | 0 | 323.629 | 0 | 0
7569 | 1230.58 | 620.64 | 1682.15 | 1278.3323 | -403.8177 | 0 | 0 | 0 | 0 | 0
7570 | 1363.817 | 805.14 | 2119.5762 | 1416.7396 | -702.8366 | 0 | 0 | 0 | 0 | 0
7571 | 1384.068 | 923.8 | 2381.5929 | 1437.7764 | -943.8164 | 0 | 0 | 0 | 0 | 0
7572 | 1456.248 | 971.75 | 2476.5822 | 1512.7573 | -963.8249 | 0 | 0 | 0 | 0 | 0
7573 | 1474.147 | 892.81 | 2292.506 | 1531.3509 | -562.145 | 0 | 199.0101 | 0 | 0 | 0
7574 | 1408.803 | 329.96 | 866.4193 | 866.4193 | 0 | 0 | 0 | 574.749 | 0 | 0
7575 | 1416.215 | 79.49 | 192.4583 | 192.4583 | 0 | 0 | 0 | 1230.946 | 0 | 0
7576 | 1598.239 | 172.02 | 452.1481 | 452.1481 | 0 | 0 | 0 | 1162.981 | 0 | 0
7577 | 1617.779 | 134.19 | 330.9164 | 330.9164 | 0 | 0 | 0 | 1299.224 | 0 | 0
7578 | 1347.526 | 1.96 | 0 | 0 | 0 | 0 | 0 | 316.326 | 0 | 1071.2155
7579 | 1315.2 | 0 | 0 | 0 | 0 | 0 | 0 | 284 | 0 | 1071.2155
7580 | 1236.8 | 0 | 0 | 0 | 0 | 0 | 0 | 205.6 | 0 | 1071.2155
7581 | 1147.2 | 0 | 0 | 0 | 0 | 0 | 0 | 1147.2 | 0 | 0
7582 | 1199.2 | 0 | 0 | 0 | 0 | 0 | 0 | 1199.2 | 0 | 0
7583 | 1183.2 | 0 | 0 | 0 | 0 | 0 | 0 | 1183.2 | 0 | 0
7584 | 1420 | 0 | 0 | 0 | 0 | 0 | 0 | 1420 | 0 | 0
7585 | 1430.4 | 0 | 0 | 0 | 0 | 0 | 0 | 1430.4 | 0 | 0
7586 | 1165.6 | 0 | 0 | 0 | 0 | 0 | 0 | 1165.6 | 0 | 0
7587 | 1365.6 | 0 | 0 | 0 | 0 | 0 | 0 | 1365.6 | 0 | 0
7588 | 876.8 | 0 | 0 | 0 | 0 | 0 | 0 | 876.8 | 0 | 0
7589 | 816 | 0 | 0 | 0 | 0 | 0 | 0 | 816 | 0 | 0
7590 | 768 | 0 | 0 | 0 | 0 | 0 | 0 | 768 | 0 | 0
7591 | 1244.499 | 110.44 | 250.6345 | 0 | -250.6345 | 0 | 0 | 1244.499 | 0 | 0
7592 | 1277.595 | 387.72 | 1054.2767 | 0 | -1054.2767 | 0 | 0 | 1277.595 | 0 | 0
7593 | 1546.546 | 525.92 | 1402.3729 | 331.1574 | -1071.2155 | 0 | 0 | 1227.759 | 0 | 0
7594 | 1572.208 | 802.49 | 2035.6085 | 1592.3298 | -443.2788 | 0 | 0 | 39.36 | 0 | 0
7595 | 1429.627 | 917.02 | 2242.1385 | 1485.1033 | -757.0352 | 0 | 0 | 0 | 0 | 0
7596 | 1773.524 | 430.94 | 1098.9837 | 1098.9837 | 0 | 0 | 0 | 0 | 0 | 743.3614
7597 | 1456.594 | 237.98 | 605.2689 | 0 | -605.2689 | 0 | 0 | 1456.594 | 0 | 0
7598 | 1568.38 | 365.39 | 940.9764 | 718.964 | -222.0123 | 0 | 0 | 876.273 | 0 | 0
7599 | 1614.354 | 556.63 | 1450.0862 | 1450.0862 | 0 | 0 | 0 | 218.436 | 0 | 0
7600 | 1835.767 | 378.08 | 1012.7661 | 1012.7661 | 0 | 0 | 0 | 860.833 | 0 | 0
7601 | 1488.288 | 74.2 | 175.3565 | 175.3565 | 0 | 0 | 0 | 1319.482 | 0 | 0
7602 | 1561.284 | 3.61 | 0 | 0 | 0 | 0 | 0 | 530.084 | 0 | 1071.2155
7603 | 1532 | 0 | 0 | 0 | 0 | 0 | 0 | 500.8 | 0 | 1071.2155
7604 | 1440.8 | 0 | 0 | 0 | 0 | 0 | 0 | 409.6 | 0 | 1071.2155
7605 | 1496.8 | 0 | 0 | 0 | 0 | 0 | 0 | 1496.8 | 0 | 0
7606 | 967.2 | 0 | 0 | 0 | 0 | 0 | 0 | 967.2 | 0 | 0
7607 | 1389.6 | 0 | 0 | 0 | 0 | 0 | 0 | 1389.6 | 0 | 0
7608 | 994.4 | 0 | 0 | 0 | 0 | 0 | 0 | 994.4 | 0 | 0
7609 | 1131.2 | 0 | 0 | 0 | 0 | 0 | 0 | 1131.2 | 0 | 0
7610 | 1332.8 | 0 | 0 | 0 | 0 | 0 | 0 | 1332.8 | 0 | 0
7611 | 1132.8 | 0 | 0 | 0 | 0 | 0 | 0 | 1132.8 | 0 | 0
7612 | 1163.2 | 0 | 0 | 0 | 0 | 0 | 0 | 1163.2 | 0 | 0
7613 | 1312.8 | 0 | 0 | 0 | 0 | 0 | 0 | 1312.8 | 0 | 0
7614 | 1239.2 | 0 | 0 | 0 | 0 | 0 | 0 | 1239.2 | 0 | 0
7615 | 1053.267 | 98.81 | 226.6745 | 0 | -226.6745 | 0 | 0 | 1053.267 | 0 | 0
7616 | 1323.515 | 296.05 | 804.0962 | 346.4767 | -457.6195 | 0 | 0 | 989.981 | 0 | 0
7617 | 1381.943 | 538.46 | 1436.3356 | 1435.569 | -0.76664 | 0 | 0 | 0 | 0 | 0
7618 | 1401.676 | 810.9 | 2062.7016 | 1456.0677 | -606.6339 | 0 | 0 | 0 | 0 | 0
7619 | 1376.532 | 931.89 | 2304.9654 | 1429.948 | -875.0174 | 0 | 0 | 0 | 0 | 0
7620 | 1661.105 | 980.4 | 2395.1035 | 1725.5638 | -669.5398 | 0 | 0 | 0 | 0 | 0
7621 | 1751.024 | 949.99 | 2339.3925 | 1818.972 | -520.4204 | 0 | 0 | 0 | 0 | 0
7622 | 1832.523 | 845.61 | 2123.4021 | 1903.6336 | -219.7685 | 0 | 0 | 0 | 0 | 0
7623 | 1589.617 | 532.77 | 1388.0447 | 1388.0447 | 0 | 0 | 0 | 253.423 | 0 | 0
7624 | 1620.881 | 346.91 | 924.5466 | 924.5466 | 0 | 0 | 0 | 730.871 | 0 | 0
7625 | 1347.911 | 134.05 | 327.906 | 327.906 | 0 | 0 | 0 | 1032.254 | 0 | 0
7626 | 1547.415 | 1.96 | 0 | 0 | 0 | 0 | 0 | 516.215 | 0 | 1071.2155
7627 | 1665.6 | 0 | 0 | 0 | 0 | 0 | 0 | 634.4 | 0 | 1071.2155
7628 | 1189.6 | 0 | 0 | 0 | 0 | 0 | 0 | 158.4 | 0 | 1071.2155
7629 | 890.4 | 0 | 0 | 0 | 0 | 0 | 0 | 890.4 | 0 | 0
7630 | 993.6 | 0 | 0 | 0 | 0 | 0 | 0 | 993.6 | 0 | 0
7631 | 1250.4 | 0 | 0 | 0 | 0 | 0 | 0 | 1250.4 | 0 | 0
7632 | 1127.2 | 0 | 0 | 0 | 0 | 0 | 0 | 1127.2 | 0 | 0
7633 | 1052 | 0 | 0 | 0 | 0 | 0 | 0 | 1052 | 0 | 0
7634 | 1386.4 | 0 | 0 | 0 | 0 | 0 | 0 | 1386.4 | 0 | 0
7635 | 1046.4 | 0 | 0 | 0 | 0 | 0 | 0 | 1046.4 | 0 | 0
7636 | 1260 | 0 | 0 | 0 | 0 | 0 | 0 | 1260 | 0 | 0
7637 | 1321.6 | 0 | 0 | 0 | 0 | 0 | 0 | 1321.6 | 0 | 0
7638 | 721.6 | 0 | 0 | 0 | 0 | 0 | 0 | 721.6 | 0 | 0
7639 | 904.057 | 63.03 | 145.7838 | 0 | -145.7838 | 0 | 0 | 904.057 | 0 | 0
7640 | 979.12 | 370.98 | 994.9246 | 0 | -994.9246 | 0 | 0 | 979.12 | 0 | 0
7641 | 1105.275 | 502.81 | 1333.2654 | 262.0499 | -1071.2155 | 0 | 0 | 853.014 | 0 | 0
7642 | 1633.544 | 464.19 | 1208.9952 | 634.2173 | -574.7779 | 0 | 0 | 1023.018 | 0 | 0
7643 | 1559.029 | 854.61 | 2167.972 | 1619.5267 | -548.4453 | 0 | 0 | 0 | 0 | 0
7644 | 1491.985 | 602.12 | 1550.36 | 1549.8811 | -0.47889 | 0 | 0 | 0 | 0 | 0
7645 | 1664.025 | 566.3 | 1460.6727 | 1460.6727 | 0 | 0 | 0 | 257.916 | 0 | 0
7646 | 1509.416 | 529.96 | 1382.4185 | 1382.4185 | 0 | 0 | 0 | 178.638 | 0 | 0
7647 | 1181.19 | 552.72 | 1467.8405 | 1227.0258 | -240.8147 | 0 | 0 | 0 | 0 | 0
7648 | 1646.173 | 430.77 | 1169.6817 | 1169.6817 | 0 | 0 | 0 | 520.185 | 0 | 0
7649 | 1321.611 | 184.74 | 450.7332 | 450.7332 | 0 | 0 | 0 | 887.715 | 0 | 0
7650 | 1456.398 | 4.24 | 0 | 0 | 0 | 0 | 0 | 425.198 | 0 | 1071.2155
7651 | 1341.6 | 0 | 0 | 0 | 0 | 0 | 0 | 310.4 | 0 | 1071.2155
7652 | 1266.4 | 0 | 0 | 0 | 0 | 0 | 0 | 235.2 | 0 | 1071.2155
7653 | 1124.8 | 0 | 0 | 0 | 0 | 0 | 0 | 1124.8 | 0 | 0
7654 | 1446.4 | 0 | 0 | 0 | 0 | 0 | 0 | 1446.4 | 0 | 0
7655 | 1150.4 | 0 | 0 | 0 | 0 | 0 | 0 | 1150.4 | 0 | 0
7656 | 1467.2 | 0 | 0 | 0 | 0 | 0 | 0 | 1467.2 | 0 | 0
7657 | 1057.6 | 0 | 0 | 0 | 0 | 0 | 0 | 1057.6 | 0 | 0
7658 | 1108 | 0 | 0 | 0 | 0 | 0 | 0 | 1108 | 0 | 0
7659 | 1446.4 | 0 | 0 | 0 | 0 | 0 | 0 | 1446.4 | 0 | 0
7660 | 1334.4 | 0 | 0 | 0 | 0 | 0 | 0 | 1334.4 | 0 | 0
7661 | 826.4 | 0 | 0 | 0 | 0 | 0 | 0 | 826.4 | 0 | 0
7662 | 1045.6 | 0 | 0 | 0 | 0 | 0 | 0 | 1045.6 | 0 | 0
7663 | 960.752 | 134.64 | 296.9257 | 296.9257 | 0 | 0 | 0 | 674.918 | 0 | 0
7664 | 891.267 | 385.89 | 1049.3549 | 925.8524 | -123.5025 | 0 | 0 | 0 | 0 | 0
7665 | 1021.024 | 623 | 1676.6018 | 1060.6446 | -615.9572 | 0 | 0 | 0 | 0 | 0
7666 | 1278.022 | 809.37 | 2115.3586 | 1327.6153 | -787.7433 | 0 | 0 | 0 | 0 | 0
7667 | 1410.682 | 935.24 | 2403.9864 | 1465.4232 | -938.5632 | 0 | 0 | 0 | 0 | 0
7668 | 1375.315 | 847.32 | 2187.4787 | 1428.6838 | -758.7949 | 0 | 0 | 0 | 0 | 0
7669 | 1500.064 | 853.11 | 2203.254 | 1558.2726 | -351.8795 | 0 | 293.1019 | 0 | 0 | 0
7670 | 1347.201 | 524.92 | 1385.3583 | 1385.3583 | 0 | 0 | 0 | 0 | 0 | 14.1205
7671 | 1165.374 | 647.39 | 1725.2376 | 1210.595 | -15.715 | 0 | 498.9275 | 0 | 0 | 0
7672 | 1265.572 | 374.17 | 1017.5643 | 1017.5643 | 0 | 0 | 0 | 286.019 | 0 | 0
7673 | 1012.197 | 60.47 | 139.5915 | 139.5915 | 0 | 0 | 0 | 877.82 | 0 | 0
7674 | 1011.616 | 0.98 | 0 | 0 | 0 | 0 | 0 | 1011.616 | 0 | 0
7675 | 971.2 | 0 | 0 | 0 | 0 | 0 | 0 | 971.2 | 0 | 0
7676 | 1312 | 0 | 0 | 0 | 0 | 0 | 0 | 1312 | 0 | 0
7677 | 1095.2 | 0 | 0 | 0 | 0 | 0 | 0 | 1095.2 | 0 | 0
7678 | 1071.2 | 0 | 0 | 0 | 0 | 0 | 0 | 1071.2 | 0 | 0
7679 | 1172 | 0 | 0 | 0 | 0 | 0 | 0 | 1172 | 0 | 0
7680 | 1040 | 0 | 0 | 0 | 0 | 0 | 0 | 603.208 | 0 | 453.7416
7681 | 1044 | 0 | 0 | 0 | 0 | 0 | 0 | 1044 | 0 | 0
7682 | 1136.8 | 0 | 0 | 0 | 0 | 0 | 0 | 1136.8 | 0 | 0
7683 | 1080.8 | 0 | 0 | 0 | 0 | 0 | 0 | 1080.8 | 0 | 0
7684 | 1034.4 | 0 | 0 | 0 | 0 | 0 | 0 | 1034.4 | 0 | 0
7685 | 1055.2 | 0 | 0 | 0 | 0 | 0 | 0 | 24 | 0 | 1071.2155
7686 | 1076 | 0 | 0 | 0 | 0 | 0 | 0 | 44.8 | 0 | 1071.2155
7687 | 886.193 | 139.28 | 303.1076 | 303.1076 | 0 | 0 | 0 | 0 | 0 | 617.4739
7688 | 293.458 | 392 | 1058.6241 | 304.8456 | -753.7785 | 0 | 0 | 0 | 0 | 0
7689 | 141.382 | 624.3 | 1658.1194 | 146.8683 | -1071.2155 | 0 | 440.0356 | 0 | 0 | 0
7690 | 225.957 | 810.13 | 2061.5932 | 234.7252 | -1071.2155 | 0 | 755.6525 | 0 | 0 | 0
7691 | 173.99 | 929.74 | 2307.1272 | 180.7416 | -680.2312 | 0 | 1446.1544 | 0 | 0 | 0
7692 | 186.914 | 623.61 | 1592.0815 | 194.1672 | 0 | 0 | 1397.9144 | 0 | 0 | 0
7693 | 144.11 | 809.19 | 2043.3746 | 149.7022 | 0 | 0 | 1893.6725 | 0 | 0 | 0
7694 | 135.505 | 755.01 | 1938.393 | 140.7632 | 0 | 0 | 1797.6298 | 0 | 0 | 0
7695 | 194.577 | 667.13 | 1751.9442 | 202.1275 | 0 | 0 | 1549.8167 | 0 | 0 | 0
7696 | 215.288 | 293.06 | 787.0141 | 223.6422 | 0 | 0 | 563.3719 | 0 | 0 | 0
7697 | 184.122 | 193.22 | 467.2191 | 191.2668 | 0 | 0 | 275.9522 | 0 | 0 | 0
7698 | 203.03 | 5.61 | 0 | 0 | 0 | 0 | 0 | 0 | 0 | 210.9085
7699 | 140 | 0 | 0 | 0 | 0 | 0 | 0 | 0 | 0 | 145.4327
7700 | 197.6 | 0 | 0 | 0 | 0 | 0 | 0 | 0 | 0 | 205.2678
7701 | 199.2 | 0 | 0 | 0 | 0 | 0 | 0 | 0 | 0 | 206.9299
7702 | 108.8 | 0 | 0 | 0 | 0 | 0 | 0 | 0 | 0 | 113.022
7703 | 98.4 | 0 | 0 | 0 | 0 | 0 | 0 | 0 | 0 | 102.2184
7704 | 102.4 | 0 | 0 | 0 | 0 | 0 | 0 | 0 | 0 | 106.3736
7705 | 92.8 | 0 | 0 | 0 | 0 | 0 | 0 | 0 | 0 | 96.4011
7706 | 99.2 | 0 | 0 | 0 | 0 | 0 | 0 | 0 | 0 | 103.0494
7707 | 94.4 | 0 | 0 | 0 | 0 | 0 | 0 | 0 | 0 | 98.0632
7708 | 98.4 | 0 | 0 | 0 | 0 | 0 | 0 | 0 | 0 | 102.2184
7709 | 92.8 | 0 | 0 | 0 | 0 | 0 | 0 | 0 | 0 | 96.4011
7710 | 93.6 | 0 | 0 | 0 | 0 | 0 | 0 | 0 | 0 | 97.2321
7711 | 80.485 | 126.51 | 278.0382 | 83.6082 | -194.43 | 0 | 0 | 0 | 0 | 0
7712 | 100.984 | 376.18 | 1016.2481 | 104.9027 | -911.3455 | 0 | 0 | 0 | 0 | 0
7713 | 679.251 | 610.68 | 1625.5975 | 705.6092 | -767.7982 | 0 | 152.1901 | 0 | 0 | 0
7714 | 1271.683 | 795.57 | 2037.5199 | 1321.0303 | 0 | 0 | 716.4896 | 0 | 0 | 0
7715 | 1286.429 | 881.81 | 2210.3584 | 1336.3486 | 0 | 0 | 874.0098 | 0 | 0 | 0
7716 | 1324.926 | 623.57 | 1582.7593 | 1376.3394 | 0 | 0 | 206.4199 | 0 | 0 | 0
7717 | 1133.191 | 389.92 | 1000.7118 | 1000.7118 | 0 | 0 | 0 | 169.861 | 0 | 0
7718 | 1217.422 | 419.19 | 1083.0672 | 1083.0672 | 0 | 0 | 0 | 174.813 | 0 | 0
7719 | 1214.924 | 125.91 | 316.6059 | 316.6059 | 0 | 0 | 0 | 910.145 | 0 | 0
7720 | 1286.664 | 55.89 | 130.9486 | 130.9486 | 0 | 0 | 0 | 1160.607 | 0 | 0
7721 | 1421.989 | 7.83 | 4.5375 | 4.5375 | 0 | 0 | 0 | 1417.621 | 0 | 0
7722 | 1335.966 | 0 | 0 | 0 | 0 | 0 | 0 | 304.766 | 0 | 1071.2155
7723 | 1252.8 | 0 | 0 | 0 | 0 | 0 | 0 | 221.6 | 0 | 1071.2155
7724 | 1186.4 | 0 | 0 | 0 | 0 | 0 | 0 | 155.2 | 0 | 1071.2155
7725 | 1470.4 | 0 | 0 | 0 | 0 | 0 | 0 | 1470.4 | 0 | 0
7726 | 1188.8 | 0 | 0 | 0 | 0 | 0 | 0 | 1188.8 | 0 | 0
7727 | 779.2 | 0 | 0 | 0 | 0 | 0 | 0 | 779.2 | 0 | 0
7728 | 1133.6 | 0 | 0 | 0 | 0 | 0 | 0 | 1133.6 | 0 | 0
7729 | 877.6 | 0 | 0 | 0 | 0 | 0 | 0 | 877.6 | 0 | 0
7730 | 888 | 0 | 0 | 0 | 0 | 0 | 0 | 888 | 0 | 0
7731 | 992 | 0 | 0 | 0 | 0 | 0 | 0 | 992 | 0 | 0
7732 | 1028 | 0 | 0 | 0 | 0 | 0 | 0 | 1028 | 0 | 0
7733 | 1020 | 0 | 0 | 0 | 0 | 0 | 0 | 1020 | 0 | 0
7734 | 988.8 | 0 | 0 | 0 | 0 | 0 | 0 | 988.8 | 0 | 0
7735 | 1027.129 | 117.48 | 259.2213 | 0 | -259.2213 | 0 | 0 | 1027.129 | 0 | 0
7736 | 958.726 | 364.69 | 974.0301 | 63.6071 | -910.423 | 0 | 0 | 897.495 | 0 | 0
7737 | 1015.72 | 596.79 | 1565.5265 | 1055.1348 | -510.3918 | 0 | 0 | 0 | 0 | 0
7738 | 1081.252 | 779.99 | 1950.0318 | 1123.2097 | -826.8221 | 0 | 0 | 0 | 0 | 0
7739 | 1456.647 | 894.58 | 2180.2341 | 1513.1718 | -667.0622 | 0 | 0 | 0 | 0 | 0
7740 | 1355.634 | 554.75 | 1411.8188 | 1408.239 | -3.5797 | 0 | 0 | 0 | 0 | 0
7741 | 1091.508 | 604.52 | 1532.8042 | 1133.8637 | -398.9405 | 0 | 0 | 0 | 0 | 0
7742 | 1198.058 | 435.42 | 1128.0557 | 1128.0557 | 0 | 0 | 0 | 112.141 | 0 | 0
7743 | 1592.282 | 120.78 | 303.5481 | 303.5481 | 0 | 0 | 0 | 1300.073 | 0 | 0
7744 | 1106.455 | 40.19 | 89.1741 | 89.1741 | 0 | 0 | 0 | 1020.612 | 0 | 0
7745 | 1246.387 | 10.77 | 12.0294 | 12.0294 | 0 | 0 | 0 | 1234.807 | 0 | 0
7746 | 1322.503 | 0 | 0 | 0 | 0 | 0 | 0 | 291.303 | 0 | 1071.2155
7747 | 1121.6 | 0 | 0 | 0 | 0 | 0 | 0 | 90.4 | 0 | 1071.2155
7748 | 1195.2 | 0 | 0 | 0 | 0 | 0 | 0 | 164 | 0 | 1071.2155
7749 | 1380 | 0 | 0 | 0 | 0 | 0 | 0 | 1380 | 0 | 0
7750 | 1388 | 0 | 0 | 0 | 0 | 0 | 0 | 1388 | 0 | 0
7751 | 1431.2 | 0 | 0 | 0 | 0 | 0 | 0 | 1431.2 | 0 | 0
7752 | 1104 | 0 | 0 | 0 | 0 | 0 | 0 | 1104 | 0 | 0
7753 | 1285.6 | 0 | 0 | 0 | 0 | 0 | 0 | 1285.6 | 0 | 0
7754 | 1016 | 0 | 0 | 0 | 0 | 0 | 0 | 1016 | 0 | 0
7755 | 1193.6 | 0 | 0 | 0 | 0 | 0 | 0 | 1193.6 | 0 | 0
7756 | 1489.6 | 0 | 0 | 0 | 0 | 0 | 0 | 1489.6 | 0 | 0
7757 | 1088.8 | 0 | 0 | 0 | 0 | 0 | 0 | 1088.8 | 0 | 0
7758 | 1126.4 | 0 | 0 | 0 | 0 | 0 | 0 | 1126.4 | 0 | 0
7759 | 799.087 | 64.69 | 141.9215 | 0 | -141.9215 | 0 | 0 | 799.087 | 0 | 0
7760 | 933.699 | 308.85 | 838.7902 | 0 | -838.7902 | 0 | 0 | 933.699 | 0 | 0
7761 | 1028.874 | 602.87 | 1626.9521 | 555.7366 | -1071.2155 | 0 | 0 | 493.897 | 0 | 0
7762 | 1429.183 | 472.01 | 1241.9295 | 240.9539 | -1000.9756 | 0 | 0 | 1197.23 | 0 | 0
7763 | 1309.361 | 513.96 | 1333.3848 | 1333.3848 | 0 | 0 | 0 | 0 | 0 | 26.7856
7764 | 1273.22 | 350.39 | 906.1587 | 906.1587 | 0 | 0 | 0 | 0 | 0 | 416.4683
7765 | 1283.758 | 733.54 | 1877.7424 | 1333.5739 | -544.1685 | 0 | 0 | 0 | 0 | 0
7766 | 1017.049 | 585.26 | 1529.1777 | 1056.5153 | -472.6624 | 0 | 0 | 0 | 0 | 0
7767 | 1569.862 | 353.69 | 936.9063 | 936.9063 | 0 | 0 | 0 | 667.954 | 0 | 0
7768 | 1212.909 | 32.34 | 68.3648 | 68.3648 | 0 | 0 | 0 | 1147.098 | 0 | 0
7769 | 1407.813 | 94.44 | 232.0357 | 232.0357 | 0 | 0 | 0 | 1184.445 | 0 | 0
7770 | 1339.188 | 1.96 | 0 | 0 | 0 | 0 | 0 | 307.988 | 0 | 1071.2155
7771 | 1444 | 0 | 0 | 0 | 0 | 0 | 0 | 412.8 | 0 | 1071.2155
7772 | 1498.4 | 0 | 0 | 0 | 0 | 0 | 0 | 467.2 | 0 | 1071.2155
7773 | 1683.2 | 0 | 0 | 0 | 0 | 0 | 0 | 1683.2 | 0 | 0
7774 | 1572 | 0 | 0 | 0 | 0 | 0 | 0 | 1572 | 0 | 0
7775 | 1266.4 | 0 | 0 | 0 | 0 | 0 | 0 | 1266.4 | 0 | 0
7776 | 1252.8 | 0 | 0 | 0 | 0 | 0 | 0 | 1252.8 | 0 | 0
7777 | 1118.4 | 0 | 0 | 0 | 0 | 0 | 0 | 1118.4 | 0 | 0
7778 | 1283.2 | 0 | 0 | 0 | 0 | 0 | 0 | 1283.2 | 0 | 0
7779 | 1369.6 | 0 | 0 | 0 | 0 | 0 | 0 | 1369.6 | 0 | 0
7780 | 1394.4 | 0 | 0 | 0 | 0 | 0 | 0 | 1394.4 | 0 | 0
7781 | 1285.6 | 0 | 0 | 0 | 0 | 0 | 0 | 1285.6 | 0 | 0
7782 | 1056 | 0 | 0 | 0 | 0 | 0 | 0 | 1056 | 0 | 0
7783 | 1040.324 | 63.84 | 140.943 | 0 | -140.943 | 0 | 0 | 1040.324 | 0 | 0
7784 | 869.633 | 359.38 | 963.7293 | 0 | -963.7293 | 0 | 0 | 869.633 | 0 | 0
7785 | 1098.227 | 594.32 | 1576.3841 | 1020.4511 | -555.933 | 0 | 0 | 115.895 | 0 | 0
7786 | 1314.622 | 782.4 | 2014.2279 | 1365.6356 | -648.5923 | 0 | 0 | 0 | 0 | 0
7787 | 1099.177 | 803.6 | 2052.1411 | 1141.8303 | -910.3108 | 0 | 0 | 0 | 0 | 0
7788 | 1346.221 | 536.56 | 1379.6511 | 1379.6511 | 0 | 0 | 0 | 0 | 0 | 18.8096
7789 | 1404.829 | 373.71 | 969.0345 | 969.0345 | 0 | 0 | 0 | 471.993 | 0 | 0
7790 | 1166.196 | 610.85 | 1589.3152 | 1211.4499 | -377.8652 | 0 | 0 | 0 | 0 | 0
7791 | 1431.156 | 537.16 | 1423.7598 | 1423.7598 | 0 | 0 | 0 | 60.581 | 0 | 0
7792 | 1408.691 | 120.59 | 309.1628 | 309.1628 | 0 | 0 | 0 | 1111.077 | 0 | 0
7793 | 1490.436 | 51.15 | 119.2257 | 119.2257 | 0 | 0 | 0 | 1375.664 | 0 | 0
7794 | 1393.933 | 0.98 | 0 | 0 | 0 | 0 | 0 | 362.733 | 0 | 1071.2155
7795 | 1680.8 | 0 | 0 | 0 | 0 | 0 | 0 | 649.6 | 0 | 1071.2155
7796 | 1324.8 | 0 | 0 | 0 | 0 | 0 | 0 | 293.6 | 0 | 1071.2155
7797 | 1534.4 | 0 | 0 | 0 | 0 | 0 | 0 | 1534.4 | 0 | 0
7798 | 1571.2 | 0 | 0 | 0 | 0 | 0 | 0 | 1571.2 | 0 | 0
7799 | 1176.8 | 0 | 0 | 0 | 0 | 0 | 0 | 1176.8 | 0 | 0
7800 | 1416.8 | 0 | 0 | 0 | 0 | 0 | 0 | 1416.8 | 0 | 0
7801 | 1240 | 0 | 0 | 0 | 0 | 0 | 0 | 1240 | 0 | 0
7802 | 1348.8 | 0 | 0 | 0 | 0 | 0 | 0 | 1348.8 | 0 | 0
7803 | 1515.2 | 0 | 0 | 0 | 0 | 0 | 0 | 1515.2 | 0 | 0
7804 | 1366.4 | 0 | 0 | 0 | 0 | 0 | 0 | 1366.4 | 0 | 0
7805 | 1381.6 | 0 | 0 | 0 | 0 | 0 | 0 | 1381.6 | 0 | 0
7806 | 1362.4 | 0 | 0 | 0 | 0 | 0 | 0 | 1362.4 | 0 | 0
7807 | 679.439 | 71.28 | 158.9049 | 158.9049 | 0 | 0 | 0 | 526.47 | 0 | 0
7808 | 1137.376 | 376.76 | 1023.4471 | 1023.4471 | 0 | 0 | 0 | 152.16 | 0 | 0
7809 | 882.651 | 612.48 | 1648.9343 | 916.9021 | -732.0322 | 0 | 0 | 0 | 0 | 0
7810 | 432.662 | 631.13 | 1651.2404 | 449.4513 | -1071.2155 | 0 | 130.5736 | 0 | 0 | 0
7811 | 389.328 | 804.02 | 2037.281 | 404.4358 | -1071.2155 | 0 | 561.6298 | 0 | 0 | 0
7812 | 396.46 | 966.5 | 2379.8009 | 411.8445 | -701.9775 | 0 | 1265.9789 | 0 | 0 | 0
7813 | 851.215 | 627.74 | 1590.1109 | 884.2462 | 0 | 0 | 705.8647 | 0 | 0 | 0
7814 | 1358.284 | 715.37 | 1813.3209 | 1410.9919 | 0 | 0 | 402.3291 | 0 | 0 | 0
7815 | 1653.136 | 569.12 | 1476.6267 | 1476.6267 | 0 | 0 | 0 | 231.669 | 0 | 0
7816 | 1480.775 | 340.36 | 904.8311 | 904.8311 | 0 | 0 | 0 | 609.744 | 0 | 0
7817 | 1522.428 | 169.07 | 408.8746 | 408.8746 | 0 | 0 | 0 | 1128.827 | 0 | 0
7818 | 1682.404 | 1.96 | 0 | 0 | 0 | 0 | 0 | 651.204 | 0 | 1071.2155
7819 | 1758.4 | 0 | 0 | 0 | 0 | 0 | 0 | 727.2 | 0 | 1071.2155
7820 | 1597.6 | 0 | 0 | 0 | 0 | 0 | 0 | 566.4 | 0 | 1071.2155
7821 | 1777.6 | 0 | 0 | 0 | 0 | 0 | 0 | 1777.6 | 0 | 0
7822 | 1849.6 | 0 | 0 | 0 | 0 | 0 | 0 | 1849.6 | 0 | 0
7823 | 1356 | 0 | 0 | 0 | 0 | 0 | 0 | 1356 | 0 | 0
7824 | 1280.8 | 0 | 0 | 0 | 0 | 0 | 0 | 1280.8 | 0 | 0
7825 | 1248.8 | 0 | 0 | 0 | 0 | 0 | 0 | 1248.8 | 0 | 0
7826 | 1583.2 | 0 | 0 | 0 | 0 | 0 | 0 | 1583.2 | 0 | 0
7827 | 1660 | 0 | 0 | 0 | 0 | 0 | 0 | 1660 | 0 | 0
7828 | 981.6 | 0 | 0 | 0 | 0 | 0 | 0 | 981.6 | 0 | 0
7829 | 1345.6 | 0 | 0 | 0 | 0 | 0 | 0 | 1345.6 | 0 | 0
7830 | 1347.2 | 0 | 0 | 0 | 0 | 0 | 0 | 1347.2 | 0 | 0
7831 | 1080.957 | 108.86 | 238.2987 | 238.2987 | 0 | 0 | 0 | 851.56 | 0 | 0
7832 | 1190.482 | 356.7 | 959.3746 | 959.3746 | 0 | 0 | 0 | 266.945 | 0 | 0
7833 | 1061.094 | 591.64 | 1574.0177 | 1102.2695 | -471.7482 | 0 | 0 | 0 | 0 | 0
7834 | 1659.705 | 785.14 | 2004.4278 | 1724.1094 | -280.3183 | 0 | 0 | 0 | 0 | 0
7835 | 1735.038 | 912.36 | 2263.7186 | 1802.3657 | -461.3529 | 0 | 0 | 0 | 0 | 0
7836 | 1837.293 | 919.47 | 2269.9858 | 1908.5887 | -361.3971 | 0 | 0 | 0 | 0 | 0
7837 | 1536.804 | 581.86 | 1484.559 | 1484.559 | 0 | 0 | 0 | 107.701 | 0 | 0
7838 | 1437.913 | 239.86 | 615.7453 | 615.7453 | 0 | 0 | 0 | 845.169 | 0 | 0
7839 | 1704.969 | 391.2 | 1025.7989 | 1025.7989 | 0 | 0 | 0 | 717.489 | 0 | 0
7840 | 1445.753 | 176.08 | 460.7483 | 460.7483 | 0 | 0 | 0 | 1002.216 | 0 | 0
7841 | 1513.323 | 98.64 | 237.4396 | 237.4396 | 0 | 0 | 0 | 1284.753 | 0 | 0
7842 | 1805.698 | 0.98 | 0 | 0 | 0 | 0 | 0 | 1805.698 | 0 | 0
7843 | 1423.2 | 0 | 0 | 0 | 0 | 0 | 0 | 1423.2 | 0 | 0
7844 | 1600 | 0 | 0 | 0 | 0 | 0 | 0 | 1600 | 0 | 0
7845 | 1737.6 | 0 | 0 | 0 | 0 | 0 | 0 | 1737.6 | 0 | 0
7846 | 1408 | 0 | 0 | 0 | 0 | 0 | 0 | 1408 | 0 | 0
7847 | 1577.6 | 0 | 0 | 0 | 0 | 0 | 0 | 1577.6 | 0 | 0
7848 | 1420.8 | 0 | 0 | 0 | 0 | 0 | 0 | 1420.8 | 0 | 0
7849 | 1040 | 0 | 0 | 0 | 0 | 0 | 0 | 1040 | 0 | 0
7850 | 1061.6 | 0 | 0 | 0 | 0 | 0 | 0 | 1061.6 | 0 | 0
7851 | 848 | 0 | 0 | 0 | 0 | 0 | 0 | 848 | 0 | 0
7852 | 1101.6 | 0 | 0 | 0 | 0 | 0 | 0 | 1101.6 | 0 | 0
7853 | 727.2 | 0 | 0 | 0 | 0 | 0 | 0 | 727.2 | 0 | 0
7854 | 904 | 0 | 0 | 0 | 0 | 0 | 0 | 411.461 | 0 | 511.6519
7855 | 917.901 | 110.21 | 240.3545 | 240.3545 | 0 | 0 | 0 | 0 | 0 | 713.1654
7856 | 910.899 | 277.58 | 755.9954 | 755.9954 | 0 | 0 | 0 | 0 | 0 | 190.2509
7857 | 920.17 | 488.17 | 1327.0585 | 955.877 | -371.1816 | 0 | 0 | 0 | 0 | 0
7858 | 1061.386 | 662.69 | 1754.2607 | 1102.5728 | -651.6879 | 0 | 0 | 0 | 0 | 0
7859 | 1019.092 | 795.05 | 2062.8813 | 1058.6376 | -1004.2437 | 0 | 0 | 0 | 0 | 0
7860 | 991.068 | 526.18 | 1371.6316 | 1029.5261 | -342.1054 | 0 | 0 | 0 | 0 | 0
7861 | 1143.278 | 568.94 | 1479.1728 | 1187.6426 | -291.5302 | 0 | 0 | 0 | 0 | 0
7862 | 1101.732 | 603.96 | 1581.2634 | 1144.4844 | -436.779 | 0 | 0 | 0 | 0 | 0
7863 | 1117.132 | 348.72 | 921.9517 | 921.9517 | 0 | 0 | 0 | 0 | 0 | 238.5303
7864 | 520.632 | 232.91 | 619.1993 | 540.835 | -78.3643 | 0 | 0 | 0 | 0 | 0
7865 | 192.296 | 119.16 | 291.9935 | 199.758 | -92.2355 | 0 | 0 | 0 | 0 | 0
7866 | 257.187 | 1.96 | 0 | 0 | 0 | 0 | 0 | 0 | 0 | 267.1671
7867 | 150.4 | 0 | 0 | 0 | 0 | 0 | 0 | 0 | 0 | 156.2362
7868 | 158.4 | 0 | 0 | 0 | 0 | 0 | 0 | 0 | 0 | 164.5467
7869 | 125.6 | 0 | 0 | 0 | 0 | 0 | 0 | 0 | 0 | 130.4739
7870 | 120 | 0 | 0 | 0 | 0 | 0 | 0 | 0 | 0 | 124.6566
7871 | 115.2 | 0 | 0 | 0 | 0 | 0 | 0 | 0 | 0 | 119.6703
7872 | 116 | 0 | 0 | 0 | 0 | 0 | 0 | 0 | 0 | 120.5014
7873 | 107.2 | 0 | 0 | 0 | 0 | 0 | 0 | 0 | 0 | 111.3599
7874 | 117.6 | 0 | 0 | 0 | 0 | 0 | 0 | 0 | 0 | 122.1634
7875 | 96.8 | 0 | 0 | 0 | 0 | 0 | 0 | 0 | 0 | 100.5563
7876 | 103.2 | 0 | 0 | 0 | 0 | 0 | 0 | 0 | 0 | 107.2047
7877 | 96.8 | 0 | 0 | 0 | 0 | 0 | 0 | 0 | 0 | 100.5563
7878 | 101.6 | 0 | 0 | 0 | 0 | 0 | 0 | 0 | 0 | 105.5426
7879 | 87.682 | 65.93 | 148.3642 | 91.0845 | -57.2797 | 0 | 0 | 0 | 0 | 0
7880 | 158.372 | 268.55 | 729.8341 | 164.5176 | -565.3165 | 0 | 0 | 0 | 0 | 0
7881 | 720.376 | 495.91 | 1341.1021 | 748.33 | -592.7721 | 0 | 0 | 0 | 0 | 0
7882 | 958.609 | 763.61 | 2008.4718 | 995.8076 | -1012.6643 | 0 | 0 | 0 | 0 | 0
7883 | 1110.708 | 835.07 | 2157.3752 | 1153.8087 | -271.7472 | 0 | 731.8192 | 0 | 0 | 0
7884 | 1168.124 | 777.04 | 2002.4457 | 1213.4528 | 0 | 0 | 788.993 | 0 | 0 | 0
7885 | 1171.326 | 739.34 | 1909.5112 | 1216.779 | 0 | 0 | 692.7321 | 0 | 0 | 0
7886 | 1171.349 | 656.01 | 1714.4506 | 1216.8029 | 0 | 0 | 497.6477 | 0 | 0 | 0
7887 | 1266.465 | 542.99 | 1442.5518 | 1315.6099 | 0 | 0 | 126.9419 | 0 | 0 | 0
7888 | 1231.431 | 392.08 | 1060.5781 | 1060.5781 | 0 | 0 | 0 | 210.471 | 0 | 0
7889 | 1227.897 | 143.34 | 351.2687 | 351.2687 | 0 | 0 | 0 | 889.75 | 0 | 0
7890 | 1118.58 | 1.96 | 0 | 0 | 0 | 0 | 0 | 87.38 | 0 | 1071.2155
7891 | 1358.4 | 0 | 0 | 0 | 0 | 0 | 0 | 327.2 | 0 | 1071.2155
7892 | 1066.4 | 0 | 0 | 0 | 0 | 0 | 0 | 35.2 | 0 | 1071.2155
7893 | 1076 | 0 | 0 | 0 | 0 | 0 | 0 | 1076 | 0 | 0
7894 | 1006.4 | 0 | 0 | 0 | 0 | 0 | 0 | 1006.4 | 0 | 0
7895 | 1079.2 | 0 | 0 | 0 | 0 | 0 | 0 | 1079.2 | 0 | 0
7896 | 1528 | 0 | 0 | 0 | 0 | 0 | 0 | 1528 | 0 | 0
7897 | 1220.8 | 0 | 0 | 0 | 0 | 0 | 0 | 1220.8 | 0 | 0
7898 | 923.2 | 0 | 0 | 0 | 0 | 0 | 0 | 923.2 | 0 | 0
7899 | 1218.4 | 0 | 0 | 0 | 0 | 0 | 0 | 1218.4 | 0 | 0
7900 | 1200.8 | 0 | 0 | 0 | 0 | 0 | 0 | 1200.8 | 0 | 0
7901 | 896 | 0 | 0 | 0 | 0 | 0 | 0 | 896 | 0 | 0
7902 | 1284 | 0 | 0 | 0 | 0 | 0 | 0 | 1284 | 0 | 0
7903 | 1092.491 | 85.42 | 189.3398 | 0 | -189.3398 | 0 | 0 | 1092.491 | 0 | 0
7904 | 1306.162 | 326.51 | 891.7879 | 0 | -891.7879 | 0 | 0 | 1306.162 | 0 | 0
7905 | 1409.71 | 476.59 | 1294.9345 | 223.7191 | -1071.2155 | 0 | 0 | 1194.348 | 0 | 0
7906 | 984.961 | 437.73 | 1160.8529 | 772.7804 | -388.0725 | 0 | 0 | 241.048 | 0 | 0
7907 | 1372.328 | 625.86 | 1631.5821 | 1425.5808 | -206.0012 | 0 | 0 | 0 | 0 | 0
7908 | 1453.632 | 681.93 | 1759.7425 | 1510.0398 | -249.7027 | 0 | 0 | 0 | 0 | 0
7909 | 1182.818 | 696.11 | 1795.6156 | 1228.717 | -566.8986 | 0 | 0 | 0 | 0 | 0
7910 | 1278.412 | 513.5 | 1341.4439 | 1328.0205 | -13.4234 | 0 | 0 | 0 | 0 | 0
7911 | 1247.998 | 385.39 | 1018.6914 | 1018.6914 | 0 | 0 | 0 | 267.36 | 0 | 0
7912 | 1086.354 | 96.5 | 242.2275 | 242.2275 | 0 | 0 | 0 | 853.175 | 0 | 0
7913 | 1467.39 | 100.6 | 247.7975 | 247.7975 | 0 | 0 | 0 | 1228.849 | 0 | 0
7914 | 1410.488 | 1.96 | 0 | 0 | 0 | 0 | 0 | 379.288 | 0 | 1071.2155
7915 | 1142.4 | 0 | 0 | 0 | 0 | 0 | 0 | 111.2 | 0 | 1071.2155
7916 | 984.8 | 0 | 0 | 0 | 0 | 0 | 0 | 0 | 0 | 1023.0149
7917 | 1211.2 | 0 | 0 | 0 | 0 | 0 | 0 | 1211.2 | 0 | 0
7918 | 1125.6 | 0 | 0 | 0 | 0 | 0 | 0 | 1125.6 | 0 | 0
7919 | 1388.8 | 0 | 0 | 0 | 0 | 0 | 0 | 1388.8 | 0 | 0
7920 | 985.6 | 0 | 0 | 0 | 0 | 0 | 0 | 985.6 | 0 | 0
7921 | 1293.6 | 0 | 0 | 0 | 0 | 0 | 0 | 1293.6 | 0 | 0
7922 | 1131.2 | 0 | 0 | 0 | 0 | 0 | 0 | 1131.2 | 0 | 0
7923 | 1264.8 | 0 | 0 | 0 | 0 | 0 | 0 | 1264.8 | 0 | 0
7924 | 774.4 | 0 | 0 | 0 | 0 | 0 | 0 | 774.4 | 0 | 0
7925 | 1108.8 | 0 | 0 | 0 | 0 | 0 | 0 | 1108.8 | 0 | 0
7926 | 734.4 | 0 | 0 | 0 | 0 | 0 | 0 | 734.4 | 0 | 0
7927 | 812.644 | 96.12 | 210.0785 | 0 | -210.0785 | 0 | 0 | 812.644 | 0 | 0
7928 | 1161.248 | 291.99 | 793.7206 | 0 | -793.7206 | 0 | 0 | 1161.248 | 0 | 0
7929 | 1243.412 | 497.21 | 1344.9073 | 502.3899 | -842.5174 | 0 | 0 | 759.789 | 0 | 0
7930 | 1326.775 | 660.35 | 1740.6503 | 1378.2602 | -362.3902 | 0 | 0 | 0 | 0 | 0
7931 | 1621.135 | 674.42 | 1753.9585 | 1684.0427 | -69.9157 | 0 | 0 | 0 | 0 | 0
7932 | 1251.306 | 746.52 | 1923.6036 | 1299.8626 | -623.741 | 0 | 0 | 0 | 0 | 0
7933 | 1349.218 | 744.64 | 1913.5635 | 1401.5741 | -511.9895 | 0 | 0 | 0 | 0 | 0
7934 | 1331.273 | 572.41 | 1491.3777 | 1382.9327 | -108.445 | 0 | 0 | 0 | 0 | 0
7935 | 1282.735 | 456.68 | 1208.9672 | 1208.9672 | 0 | 0 | 0 | 118.929 | 0 | 0
7936 | 1437.172 | 163.39 | 425.8393 | 425.8393 | 0 | 0 | 0 | 1027.24 | 0 | 0
7937 | 1620.088 | 34.3 | 73.5328 | 73.5328 | 0 | 0 | 0 | 1549.302 | 0 | 0
7938 | 1488.651 | 0.98 | 0 | 0 | 0 | 0 | 0 | 457.451 | 0 | 1071.2155
7939 | 1304.8 | 0 | 0 | 0 | 0 | 0 | 0 | 273.6 | 0 | 1071.2155
7940 | 1217.6 | 0 | 0 | 0 | 0 | 0 | 0 | 186.4 | 0 | 1071.2155
7941 | 1169.6 | 0 | 0 | 0 | 0 | 0 | 0 | 1169.6 | 0 | 0
7942 | 1280 | 0 | 0 | 0 | 0 | 0 | 0 | 1280 | 0 | 0
7943 | 1238.4 | 0 | 0 | 0 | 0 | 0 | 0 | 1238.4 | 0 | 0
7944 | 1456 | 0 | 0 | 0 | 0 | 0 | 0 | 1456 | 0 | 0
7945 | 1352 | 0 | 0 | 0 | 0 | 0 | 0 | 1352 | 0 | 0
7946 | 1226.4 | 0 | 0 | 0 | 0 | 0 | 0 | 1226.4 | 0 | 0
7947 | 1184 | 0 | 0 | 0 | 0 | 0 | 0 | 1184 | 0 | 0
7948 | 1292 | 0 | 0 | 0 | 0 | 0 | 0 | 1292 | 0 | 0
7949 | 1500 | 0 | 0 | 0 | 0 | 0 | 0 | 1500 | 0 | 0
7950 | 1428.8 | 0 | 0 | 0 | 0 | 0 | 0 | 1428.8 | 0 | 0
7951 | 1297.339 | 100.63 | 215.0492 | 0 | -215.0492 | 0 | 0 | 1297.339 | 0 | 0
7952 | 1310.033 | 290.99 | 792.4293 | 0 | -792.4293 | 0 | 0 | 1310.033 | 0 | 0
7953 | 994.134 | 485.44 | 1315.3709 | 244.1555 | -1071.2155 | 0 | 0 | 759.099 | 0 | 0
7954 | 1147.17 | 589.71 | 1556.0672 | 1062.5518 | -493.5154 | 0 | 0 | 124.31 | 0 | 0
7955 | 1266.559 | 668.44 | 1725.8712 | 1315.7075 | -410.1637 | 0 | 0 | 0 | 0 | 0
7956 | 1524.5 | 787.11 | 2004.5504 | 1583.6578 | -420.8925 | 0 | 0 | 0 | 0 | 0
7957 | 1553.979 | 698.75 | 1787.4557 | 1614.2808 | -173.175 | 0 | 0 | 0 | 0 | 0
7958 | 1388.914 | 527.29 | 1369.3576 | 1369.3576 | 0 | 0 | 0 | 70.709 | 0 | 0
7959 | 1652.723 | 276.03 | 723.6314 | 723.6314 | 0 | 0 | 0 | 956.123 | 0 | 0
7960 | 1570.274 | 285.47 | 765.4589 | 765.4589 | 0 | 0 | 0 | 833.409 | 0 | 0
7961 | 1459.662 | 166.4 | 409.4023 | 409.4023 | 0 | 0 | 0 | 1065.553 | 0 | 0
7962 | 1449.583 | 1.96 | 0 | 0 | 0 | 0 | 0 | 418.383 | 0 | 1071.2155
7963 | 1372.8 | 0 | 0 | 0 | 0 | 0 | 0 | 341.6 | 0 | 1071.2155
7964 | 1579.2 | 0 | 0 | 0 | 0 | 0 | 0 | 548 | 0 | 1071.2155
7965 | 1569.6 | 0 | 0 | 0 | 0 | 0 | 0 | 1569.6 | 0 | 0
7966 | 1548.8 | 0 | 0 | 0 | 0 | 0 | 0 | 1548.8 | 0 | 0
7967 | 1433.6 | 0 | 0 | 0 | 0 | 0 | 0 | 1433.6 | 0 | 0
7968 | 1310.4 | 0 | 0 | 0 | 0 | 0 | 0 | 1310.4 | 0 | 0
7969 | 1088 | 0 | 0 | 0 | 0 | 0 | 0 | 1088 | 0 | 0
7970 | 1392 | 0 | 0 | 0 | 0 | 0 | 0 | 1392 | 0 | 0
7971 | 1436.8 | 0 | 0 | 0 | 0 | 0 | 0 | 1436.8 | 0 | 0
7972 | 1538.4 | 0 | 0 | 0 | 0 | 0 | 0 | 1538.4 | 0 | 0
7973 | 1468 | 0 | 0 | 0 | 0 | 0 | 0 | 1468 | 0 | 0
7974 | 1324 | 0 | 0 | 0 | 0 | 0 | 0 | 1324 | 0 | 0
7975 | 916 | 11.75 | 14.1309 | 0 | -14.1309 | 0 | 0 | 916 | 0 | 0
7976 | 1538.833 | 91.68 | 235.2612 | 0 | -235.2612 | 0 | 0 | 1538.833 | 0 | 0
7977 | 1337.062 | 222.19 | 593.2323 | 0 | -593.2323 | 0 | 0 | 1337.062 | 0 | 0
7978 | 1341.153 | 392.25 | 1044.8059 | 0 | -1044.8059 | 0 | 0 | 1341.153 | 0 | 0
7979 | 1403.197 | 419.54 | 1106.7987 | 1106.7987 | 0 | 0 | 0 | 0 | 0 | 350.849
7980 | 1495.022 | 546.54 | 1431.3504 | 1431.3504 | 0 | 0 | 0 | 0 | 0 | 121.6856
7981 | 1415.791 | 412.68 | 1086.4184 | 15.2029 | -1071.2155 | 0 | 0 | 1401.156 | 0 | 0
7982 | 1603.039 | 402.26 | 1065.5664 | 0 | -1065.5664 | 0 | 0 | 1603.039 | 0 | 0
7983 | 1305.477 | 384.97 | 1030.8371 | 952.7294 | -78.1077 | 0 | 0 | 388.337 | 0 | 0
7984 | 1797.5 | 105.05 | 269.1387 | 269.1387 | 0 | 0 | 0 | 1538.415 | 0 | 0
7985 | 1690.399 | 8.81 | 7.3402 | 7.3402 | 0 | 0 | 0 | 1683.333 | 0 | 0
7986 | 1741.499 | 0.98 | 0 | 0 | 0 | 0 | 0 | 710.299 | 0 | 1071.2155
7987 | 1718.4 | 0 | 0 | 0 | 0 | 0 | 0 | 687.2 | 0 | 1071.2155
7988 | 1222.4 | 0 | 0 | 0 | 0 | 0 | 0 | 191.2 | 0 | 1071.2155
7989 | 1288 | 0 | 0 | 0 | 0 | 0 | 0 | 1288 | 0 | 0
7990 | 1320.8 | 0 | 0 | 0 | 0 | 0 | 0 | 1320.8 | 0 | 0
7991 | 1376 | 0 | 0 | 0 | 0 | 0 | 0 | 1376 | 0 | 0
7992 | 1328.8 | 0 | 0 | 0 | 0 | 0 | 0 | 1328.8 | 0 | 0
7993 | 1398.4 | 0 | 0 | 0 | 0 | 0 | 0 | 1398.4 | 0 | 0
7994 | 1504 | 0 | 0 | 0 | 0 | 0 | 0 | 1504 | 0 | 0
7995 | 1284 | 0 | 0 | 0 | 0 | 0 | 0 | 1284 | 0 | 0
7996 | 1360.8 | 0 | 0 | 0 | 0 | 0 | 0 | 1360.8 | 0 | 0
7997 | 1429.6 | 0 | 0 | 0 | 0 | 0 | 0 | 1429.6 | 0 | 0
7998 | 1222.4 | 0 | 0 | 0 | 0 | 0 | 0 | 1222.4 | 0 | 0
7999 | 1190.56 | 41.64 | 87.5473 | 87.5473 | 0 | 0 | 0 | 1106.283 | 0 | 0
8000 | 1232.152 | 232.13 | 631.6234 | 631.6234 | 0 | 0 | 0 | 624.123 | 0 | 0
8001 | 1245.954 | 374.31 | 1019.5993 | 1019.5993 | 0 | 0 | 0 | 264.442 | 0 | 0
8002 | 1352.375 | 574.57 | 1535.5529 | 1404.8536 | -130.6993 | 0 | 0 | 0 | 0 | 0
8003 | 1036.347 | 716.75 | 1888.8067 | 1076.5622 | -812.2445 | 0 | 0 | 0 | 0 | 0
8004 | 1453.973 | 658.75 | 1735.5321 | 1510.3941 | -225.1381 | 0 | 0 | 0 | 0 | 0
8005 | 1380.768 | 679.22 | 1792.3631 | 1434.3484 | -358.0147 | 0 | 0 | 0 | 0 | 0
8006 | 1648.157 | 536.4 | 1428.6848 | 1428.6848 | 0 | 0 | 0 | 272.841 | 0 | 0
8007 | 1281.294 | 408.96 | 1099.6486 | 1099.6486 | 0 | 0 | 0 | 222.723 | 0 | 0
8008 | 1404.316 | 146.09 | 383.7833 | 383.7833 | 0 | 0 | 0 | 1034.869 | 0 | 0
8009 | 1308.225 | 63.76 | 154.919 | 154.919 | 0 | 0 | 0 | 1159.093 | 0 | 0
8010 | 1254.291 | 1.96 | 0 | 0 | 0 | 0 | 0 | 1254.291 | 0 | 0
8011 | 1336 | 0 | 0 | 0 | 0 | 0 | 0 | 1336 | 0 | 0
8012 | 854.4 | 0 | 0 | 0 | 0 | 0 | 0 | 854.4 | 0 | 0
8013 | 1313.6 | 0 | 0 | 0 | 0 | 0 | 0 | 1313.6 | 0 | 0
8014 | 1232 | 0 | 0 | 0 | 0 | 0 | 0 | 1232 | 0 | 0
8015 | 1172.8 | 0 | 0 | 0 | 0 | 0 | 0 | 1172.8 | 0 | 0
8016 | 1341.6 | 0 | 0 | 0 | 0 | 0 | 0 | 1341.6 | 0 | 0
8017 | 1092 | 0 | 0 | 0 | 0 | 0 | 0 | 1092 | 0 | 0
8018 | 1248 | 0 | 0 | 0 | 0 | 0 | 0 | 1248 | 0 | 0
8019 | 1142.4 | 0 | 0 | 0 | 0 | 0 | 0 | 1142.4 | 0 | 0
8020 | 1088.8 | 0 | 0 | 0 | 0 | 0 | 0 | 1088.8 | 0 | 0
8021 | 978.4 | 0 | 0 | 0 | 0 | 0 | 0 | 978.4 | 0 | 0
8022 | 1040.8 | 0 | 0 | 0 | 0 | 0 | 0 | 1040.8 | 0 | 0
8023 | 858.4 | 32.66 | 66.8544 | 66.8544 | 0 | 0 | 0 | 794.043 | 0 | 0
8024 | 1146.178 | 117.95 | 308.4627 | 308.4627 | 0 | 0 | 0 | 359.783 | 0 | 508.4492
8025 | 1191.895 | 194.12 | 516.8095 | 516.8095 | 0 | 0 | 0 | 0 | 0 | 721.3367
8026 | 1166.901 | 400.97 | 1070.6784 | 1070.6784 | 0 | 0 | 0 | 0 | 0 | 141.5039
8027 | 1126.266 | 571.69 | 1513.6414 | 1169.9705 | -343.6709 | 0 | 0 | 0 | 0 | 0
8028 | 1448.14 | 612.78 | 1615.1097 | 1504.3347 | -110.775 | 0 | 0 | 0 | 0 | 0
8029 | 920.542 | 591.4 | 1561.3339 | 956.2634 | -605.0705 | 0 | 0 | 0 | 0 | 0
8030 | 997.387 | 513.27 | 1366.2703 | 1036.0904 | -330.1799 | 0 | 0 | 0 | 0 | 0
8031 | 860.713 | 410.99 | 1106.433 | 894.1128 | -212.3203 | 0 | 0 | 0 | 0 | 0
8032 | 234.947 | 192.64 | 514.5241 | 244.0641 | -270.4601 | 0 | 0 | 0 | 0 | 0
8033 | 183.063 | 154.71 | 385.3114 | 190.1667 | -195.1447 | 0 | 0 | 0 | 0 | 0
8034 | 137.552 | 2.94 | 0 | 0 | 0 | 0 | 0 | 0 | 0 | 142.8897
8035 | 148 | 0 | 0 | 0 | 0 | 0 | 0 | 0 | 0 | 153.7431
8036 | 100.8 | 0 | 0 | 0 | 0 | 0 | 0 | 0 | 0 | 104.7115
8037 | 96 | 0 | 0 | 0 | 0 | 0 | 0 | 0 | 0 | 99.7253
8038 | 102.4 | 0 | 0 | 0 | 0 | 0 | 0 | 0 | 0 | 106.3736
8039 | 91.2 | 0 | 0 | 0 | 0 | 0 | 0 | 0 | 0 | 94.739
8040 | 100 | 0 | 0 | 0 | 0 | 0 | 0 | 0 | 0 | 103.8805
8041 | 89.6 | 0 | 0 | 0 | 0 | 0 | 0 | 0 | 0 | 93.0769
8042 | 96 | 0 | 0 | 0 | 0 | 0 | 0 | 0 | 0 | 99.7253
8043 | 89.6 | 0 | 0 | 0 | 0 | 0 | 0 | 0 | 0 | 93.0769
8044 | 89.6 | 0 | 0 | 0 | 0 | 0 | 0 | 0 | 0 | 93.0769
8045 | 91.2 | 0 | 0 | 0 | 0 | 0 | 0 | 0 | 0 | 94.739
8046 | 92 | 0 | 0 | 0 | 0 | 0 | 0 | 0 | 0 | 95.57
8047 | 72.8 | 51.18 | 110.2899 | 75.625 | -34.6649 | 0 | 0 | 0 | 0 | 0
8048 | 89.61 | 235.03 | 635.1044 | 93.0873 | -542.0172 | 0 | 0 | 0 | 0 | 0
8049 | 636.197 | 483.61 | 1319.0182 | 660.8845 | -658.1337 | 0 | 0 | 0 | 0 | 0
8050 | 1258.648 | 772.15 | 2054.0099 | 1307.4895 | -746.5204 | 0 | 0 | 0 | 0 | 0
8051 | 1251.361 | 895.29 | 2337.829 | 1299.9197 | -1037.9093 | 0 | 0 | 0 | 0 | 0
8052 | 1077.291 | 947.58 | 2447.7845 | 1119.094 | -20.1642 | 0 | 1308.5262 | 0 | 0 | 0
8053 | 1356.354 | 780.71 | 2038.6606 | 1408.987 | 0 | 0 | 629.6736 | 0 | 0 | 0
8054 | 1104.063 | 792.86 | 2080.2169 | 1146.9059 | 0 | 0 | 933.311 | 0 | 0 | 0
8055 | 1125.992 | 546.94 | 1466.0194 | 1169.6858 | 0 | 0 | 296.3336 | 0 | 0 | 0
8056 | 1050.113 | 137.56 | 358.0344 | 358.0344 | 0 | 0 | 0 | 705.453 | 0 | 0
8057 | 951.408 | 90.75 | 217.1871 | 217.1871 | 0 | 0 | 0 | 742.334 | 0 | 0
8058 | 1136.61 | 1.96 | 0 | 0 | 0 | 0 | 0 | 105.41 | 0 | 1071.2155
8059 | 1047.2 | 0 | 0 | 0 | 0 | 0 | 0 | 16 | 0 | 1071.2155
8060 | 1128.8 | 0 | 0 | 0 | 0 | 0 | 0 | 97.6 | 0 | 1071.2155
8061 | 778.4 | 0 | 0 | 0 | 0 | 0 | 0 | 778.4 | 0 | 0
8062 | 1089.6 | 0 | 0 | 0 | 0 | 0 | 0 | 1089.6 | 0 | 0
8063 | 952.8 | 0 | 0 | 0 | 0 | 0 | 0 | 952.8 | 0 | 0
8064 | 999.2 | 0 | 0 | 0 | 0 | 0 | 0 | 999.2 | 0 | 0
8065 | 960 | 0 | 0 | 0 | 0 | 0 | 0 | 960 | 0 | 0
8066 | 1305.6 | 0 | 0 | 0 | 0 | 0 | 0 | 1305.6 | 0 | 0
8067 | 1168.8 | 0 | 0 | 0 | 0 | 0 | 0 | 1168.8 | 0 | 0
8068 | 1358.4 | 0 | 0 | 0 | 0 | 0 | 0 | 1358.4 | 0 | 0
8069 | 1282.4 | 0 | 0 | 0 | 0 | 0 | 0 | 1282.4 | 0 | 0
8070 | 1162.4 | 0 | 0 | 0 | 0 | 0 | 0 | 1162.4 | 0 | 0
8071 | 1039.2 | 112.19 | 230.839 | 230.839 | 0 | 0 | 0 | 816.984 | 0 | 0
8072 | 1081.05 | 362.36 | 987.278 | 987.278 | 0 | 0 | 0 | 130.652 | 0 | 0
8073 | 811.981 | 597.57 | 1626.8607 | 843.4897 | -783.371 | 0 | 0 | 0 | 0 | 0
8074 | 1146.669 | 786.7 | 2060.4983 | 1191.1652 | -869.3331 | 0 | 0 | 0 | 0 | 0
8075 | 1380.393 | 913.49 | 2334.6534 | 1433.9588 | -900.6946 | 0 | 0 | 0 | 0 | 0
8076 | 1173.817 | 968.94 | 2443.6022 | 1219.3656 | -1023.0419 | 0 | 201.1947 | 0 | 0 | 0
8077 | 1141.587 | 944.63 | 2387.0352 | 1185.886 | 0 | 0 | 1201.1492 | 0 | 0 | 0
8078 | 1217.119 | 844.32 | 2167.972 | 1264.349 | 0 | 0 | 903.623 | 0 | 0 | 0
8079 | 1621.666 | 678.3 | 1788.1175 | 1684.5943 | 0 | 0 | 103.5231 | 0 | 0 | 0
8080 | 617.579 | 458.62 | 1243.1511 | 641.544 | 0 | 0 | 601.6071 | 0 | 0 | 0
8081 | 1446.565 | 209.28 | 512.9088 | 512.9088 | 0 | 0 | 0 | 952.816 | 0 | 0
8082 | 1314.233 | 5.5 | 0 | 0 | 0 | 0 | 0 | 283.033 | 0 | 1071.2155
8083 | 1122.4 | 0 | 0 | 0 | 0 | 0 | 0 | 91.2 | 0 | 1071.2155
8084 | 976.8 | 0 | 0 | 0 | 0 | 0 | 0 | 0 | 0 | 1014.7045
8085 | 1206.4 | 0 | 0 | 0 | 0 | 0 | 0 | 1206.4 | 0 | 0
8086 | 1304 | 0 | 0 | 0 | 0 | 0 | 0 | 1304 | 0 | 0
8087 | 1134.4 | 0 | 0 | 0 | 0 | 0 | 0 | 1134.4 | 0 | 0
8088 | 949.6 | 0 | 0 | 0 | 0 | 0 | 0 | 949.6 | 0 | 0
8089 | 1222.4 | 0 | 0 | 0 | 0 | 0 | 0 | 1222.4 | 0 | 0
8090 | 851.2 | 0 | 0 | 0 | 0 | 0 | 0 | 851.2 | 0 | 0
8091 | 1256.8 | 0 | 0 | 0 | 0 | 0 | 0 | 1256.8 | 0 | 0
8092 | 1092.8 | 0 | 0 | 0 | 0 | 0 | 0 | 1092.8 | 0 | 0
8093 | 1028.8 | 0 | 0 | 0 | 0 | 0 | 0 | 1028.8 | 0 | 0
8094 | 1088.8 | 0 | 0 | 0 | 0 | 0 | 0 | 1088.8 | 0 | 0
8095 | 1353.6 | 105.13 | 220.9257 | 220.9257 | 0 | 0 | 0 | 1086.527 | 0 | 56.511
8096 | 697.26 | 300.53 | 826.1344 | 724.317 | -101.8174 | 0 | 0 | 0 | 0 | 0
8097 | 894.813 | 593.81 | 1629.1523 | 929.536 | -699.6163 | 0 | 0 | 0 | 0 | 0
8098 | 1264.732 | 788.49 | 2074.7071 | 1313.8096 | -760.8975 | 0 | 0 | 0 | 0 | 0
8099 | 1241.914 | 915.74 | 2324.2436 | 1290.1062 | -1034.1374 | 0 | 0 | 0 | 0 | 0
8100 | 1308.586 | 972.72 | 2406.039 | 1359.3654 | -979.972 | 0 | 66.7017 | 0 | 0 | 0
8101 | 1086.618 | 947.83 | 2330.8234 | 1128.7839 | 0 | 0 | 1202.0394 | 0 | 0 | 0
8102 | 1312.456 | 846.4 | 2122.3186 | 1363.3855 | 0 | 0 | 758.9331 | 0 | 0 | 0
8103 | 1471.833 | 681.53 | 1771.4623 | 1528.9471 | 0 | 0 | 242.5152 | 0 | 0 | 0
8104 | 1659.084 | 444.82 | 1196.8745 | 1196.8745 | 0 | 0 | 0 | 506.919 | 0 | 0
8105 | 1382.135 | 174 | 429.4907 | 429.4907 | 0 | 0 | 0 | 968.688 | 0 | 0
8106 | 1357.739 | 3.91 | 0 | 0 | 0 | 0 | 0 | 326.539 | 0 | 1071.2155
8107 | 1292 | 0 | 0 | 0 | 0 | 0 | 0 | 260.8 | 0 | 1071.2155
8108 | 1217.6 | 0 | 0 | 0 | 0 | 0 | 0 | 186.4 | 0 | 1071.2155
8109 | 1288 | 0 | 0 | 0 | 0 | 0 | 0 | 1288 | 0 | 0
8110 | 1356 | 0 | 0 | 0 | 0 | 0 | 0 | 1356 | 0 | 0
8111 | 968.8 | 0 | 0 | 0 | 0 | 0 | 0 | 968.8 | 0 | 0
8112 | 1264 | 0 | 0 | 0 | 0 | 0 | 0 | 1264 | 0 | 0
8113 | 1316.8 | 0 | 0 | 0 | 0 | 0 | 0 | 1316.8 | 0 | 0
8114 | 1169.6 | 0 | 0 | 0 | 0 | 0 | 0 | 1169.6 | 0 | 0
8115 | 1160.8 | 0 | 0 | 0 | 0 | 0 | 0 | 1160.8 | 0 | 0
8116 | 1196 | 0 | 0 | 0 | 0 | 0 | 0 | 1196 | 0 | 0
8117 | 840 | 0 | 0 | 0 | 0 | 0 | 0 | 840 | 0 | 0
8118 | 1152.8 | 0 | 0 | 0 | 0 | 0 | 0 | 1152.8 | 0 | 0
8119 | 706.4 | 100.89 | 208.1983 | 208.1983 | 0 | 0 | 0 | 505.979 | 0 | 0
8120 | 959.437 | 346.95 | 953.1605 | 953.1605 | 0 | 0 | 0 | 41.882 | 0 | 0
8121 | 900.079 | 581.47 | 1598.707 | 935.0063 | -663.7007 | 0 | 0 | 0 | 0 | 0
8122 | 1146.42 | 766.82 | 2018.4423 | 1190.9065 | -827.5358 | 0 | 0 | 0 | 0 | 0
8123 | 1422.593 | 892.33 | 2273.5021 | 1477.7964 | -795.7057 | 0 | 0 | 0 | 0 | 0
8124 | 1547.461 | 949.31 | 2385.4686 | 1607.5098 | -777.9588 | 0 | 0 | 0 | 0 | 0
8125 | 1494.729 | 893.54 | 2261.4769 | 1552.7326 | -511.5386 | 0 | 197.2057 | 0 | 0 | 0
8126 | 1257.696 | 828.67 | 2130.8524 | 1306.5006 | 0 | 0 | 824.3518 | 0 | 0 | 0
8127 | 1228.071 | 554.73 | 1471.843 | 1275.726 | 0 | 0 | 196.117 | 0 | 0 | 0
8128 | 1769.154 | 422.01 | 1146.0842 | 1146.0842 | 0 | 0 | 0 | 665.882 | 0 | 0
8129 | 1953.371 | 181.6 | 450.2751 | 450.2751 | 0 | 0 | 0 | 1519.916 | 0 | 0
8130 | 1544.713 | 3.91 | 0 | 0 | 0 | 0 | 0 | 513.513 | 0 | 1071.2155
8131 | 1589.6 | 0 | 0 | 0 | 0 | 0 | 0 | 558.4 | 0 | 1071.2155
8132 | 1320 | 0 | 0 | 0 | 0 | 0 | 0 | 288.8 | 0 | 1071.2155
8133 | 1744 | 0 | 0 | 0 | 0 | 0 | 0 | 1744 | 0 | 0
8134 | 1516.8 | 0 | 0 | 0 | 0 | 0 | 0 | 1516.8 | 0 | 0
8135 | 1599.2 | 0 | 0 | 0 | 0 | 0 | 0 | 1599.2 | 0 | 0
8136 | 1542.4 | 0 | 0 | 0 | 0 | 0 | 0 | 1542.4 | 0 | 0
8137 | 1434.4 | 0 | 0 | 0 | 0 | 0 | 0 | 1434.4 | 0 | 0
8138 | 1324 | 0 | 0 | 0 | 0 | 0 | 0 | 1324 | 0 | 0
8139 | 1325.6 | 0 | 0 | 0 | 0 | 0 | 0 | 1325.6 | 0 | 0
8140 | 1516.8 | 0 | 0 | 0 | 0 | 0 | 0 | 1516.8 | 0 | 0
8141 | 1291.2 | 0 | 0 | 0 | 0 | 0 | 0 | 1291.2 | 0 | 0
8142 | 1542.4 | 0 | 0 | 0 | 0 | 0 | 0 | 1542.4 | 0 | 0
8143 | 1000.8 | 103.27 | 210.3393 | 210.3393 | 0 | 0 | 0 | 798.318 | 0 | 0
8144 | 828.43 | 349.15 | 956.5086 | 860.577 | -95.9315 | 0 | 0 | 0 | 0 | 0
8145 | 1062.166 | 583.77 | 1603.8512 | 1103.3831 | -500.4681 | 0 | 0 | 0 | 0 | 0
8146 | 1354.15 | 770.94 | 2033.8727 | 1406.6975 | -627.1753 | 0 | 0 | 0 | 0 | 0
8147 | 1544.599 | 894.11 | 2279.6248 | 1604.5368 | -675.088 | 0 | 0 | 0 | 0 | 0
8148 | 1620.767 | 950.48 | 2381.8671 | 1683.6605 | -698.2066 | 0 | 0 | 0 | 0 | 0
8149 | 936.447 | 904.46 | 2266.6761 | 972.7856 | -979.5711 | 0 | 314.3195 | 0 | 0 | 0
8150 | 1379.589 | 559.44 | 1447.6284 | 1433.1236 | 0 | 0 | 14.5048 | 0 | 0 | 0
8151 | 1282.753 | 527.73 | 1388.6108 | 1332.5299 | 0 | 0 | 56.0809 | 0 | 0 | 0
8152 | 1281.053 | 350.61 | 942.9023 | 942.9023 | 0 | 0 | 0 | 373.373 | 0 | 0
8153 | 1015.736 | 174.98 | 432.0108 | 432.0108 | 0 | 0 | 0 | 599.863 | 0 | 0
8154 | 1172.039 | 4.6 | 0 | 0 | 0 | 0 | 0 | 140.839 | 0 | 1071.2155
8155 | 1207.2 | 0 | 0 | 0 | 0 | 0 | 0 | 176 | 0 | 1071.2155
8156 | 1226.4 | 0 | 0 | 0 | 0 | 0 | 0 | 195.2 | 0 | 1071.2155
8157 | 1287.2 | 0 | 0 | 0 | 0 | 0 | 0 | 1287.2 | 0 | 0
8158 | 1448.8 | 0 | 0 | 0 | 0 | 0 | 0 | 1448.8 | 0 | 0
8159 | 1248.8 | 0 | 0 | 0 | 0 | 0 | 0 | 1248.8 | 0 | 0
8160 | 1272.8 | 0 | 0 | 0 | 0 | 0 | 0 | 1272.8 | 0 | 0
8161 | 1412 | 0 | 0 | 0 | 0 | 0 | 0 | 1412 | 0 | 0
8162 | 1366.4 | 0 | 0 | 0 | 0 | 0 | 0 | 1366.4 | 0 | 0
8163 | 1345.6 | 0 | 0 | 0 | 0 | 0 | 0 | 1345.6 | 0 | 0
8164 | 1445.6 | 0 | 0 | 0 | 0 | 0 | 0 | 1445.6 | 0 | 0
8165 | 1436 | 0 | 0 | 0 | 0 | 0 | 0 | 1436 | 0 | 0
8166 | 1366.4 | 0 | 0 | 0 | 0 | 0 | 0 | 1366.4 | 0 | 0
8167 | 1041.6 | 37.71 | 78.328 | 78.328 | 0 | 0 | 0 | 966.198 | 0 | 0
8168 | 1319.128 | 221.91 | 603.6983 | 603.6983 | 0 | 0 | 0 | 737.981 | 0 | 0
8169 | 889.005 | 398.78 | 1092.4216 | 923.5026 | -168.919 | 0 | 0 | 0 | 0 | 0
8170 | 1469.341 | 480.48 | 1284.9049 | 1284.9049 | 0 | 0 | 0 | 232.434 | 0 | 0
8171 | 1714.76 | 640.26 | 1677.8691 | 1677.8691 | 0 | 0 | 0 | 99.568 | 0 | 0
8172 | 1647.544 | 652.97 | 1695.8841 | 1695.8841 | 0 | 0 | 0 | 15.01 | 0 | 0
8173 | 1465.729 | 439.97 | 1147.6819 | 1147.6819 | 0 | 0 | 0 | 360.919 | 0 | 0
8174 | 1506.159 | 300.74 | 785.9233 | 785.9233 | 0 | 0 | 0 | 749.594 | 0 | 0
8175 | 1621.22 | 255.6 | 671.7992 | 671.7992 | 0 | 0 | 0 | 974.516 | 0 | 0
8176 | 1662.845 | 330.02 | 890.7668 | 890.7668 | 0 | 0 | 0 | 805.353 | 0 | 0
8177 | 1580.403 | 85.58 | 211.4944 | 211.4944 | 0 | 0 | 0 | 1376.809 | 0 | 0
8178 | 1155.725 | 2.94 | 0 | 0 | 0 | 0 | 0 | 1155.725 | 0 | 0
8179 | 1545.6 | 0 | 0 | 0 | 0 | 0 | 0 | 1545.6 | 0 | 0
8180 | 1300 | 0 | 0 | 0 | 0 | 0 | 0 | 1300 | 0 | 0
8181 | 1517.6 | 0 | 0 | 0 | 0 | 0 | 0 | 1517.6 | 0 | 0
8182 | 1541.6 | 0 | 0 | 0 | 0 | 0 | 0 | 1541.6 | 0 | 0
8183 | 1264.8 | 0 | 0 | 0 | 0 | 0 | 0 | 1264.8 | 0 | 0
8184 | 1515.2 | 0 | 0 | 0 | 0 | 0 | 0 | 1515.2 | 0 | 0
8185 | 1142.4 | 0 | 0 | 0 | 0 | 0 | 0 | 1142.4 | 0 | 0
8186 | 1111.2 | 0 | 0 | 0 | 0 | 0 | 0 | 1111.2 | 0 | 0
8187 | 1584.8 | 0 | 0 | 0 | 0 | 0 | 0 | 1584.8 | 0 | 0
8188 | 1384 | 0 | 0 | 0 | 0 | 0 | 0 | 1384 | 0 | 0
8189 | 1290.4 | 0 | 0 | 0 | 0 | 0 | 0 | 1290.4 | 0 | 0
8190 | 1424 | 0 | 0 | 0 | 0 | 0 | 0 | 1424 | 0 | 0
8191 | 1168.8 | 85.77 | 170.1811 | 170.1811 | 0 | 0 | 0 | 1004.976 | 0 | 0
8192 | 1085.638 | 243.67 | 660.9489 | 660.9489 | 0 | 0 | 0 | 303.265 | 0 | 151.7839
8193 | 1060.777 | 492.06 | 1344.8273 | 1101.9402 | -242.8871 | 0 | 0 | 0 | 0 | 0
8194 | 1138.269 | 616.22 | 1628.5934 | 1182.4392 | -446.1542 | 0 | 0 | 0 | 0 | 0
8195 | 1033.825 | 757.41 | 1952.7888 | 1073.9423 | -878.8465 | 0 | 0 | 0 | 0 | 0
8196 | 1090.429 | 813.17 | 2069.6201 | 1132.7428 | -936.8772 | 0 | 0 | 0 | 0 | 0
8197 | 1135.24 | 719.85 | 1846.008 | 1179.2927 | -666.7153 | 0 | 0 | 0 | 0 | 0
8198 | 1171.847 | 530.58 | 1386.1852 | 1217.3202 | -168.865 | 0 | 0 | 0 | 0 | 0
8199 | 1104.482 | 256.09 | 674.285 | 674.285 | 0 | 0 | 0 | 0 | 0 | 473.0561
8200 | 224.458 | 175.92 | 464.3322 | 233.168 | -231.1642 | 0 | 0 | 0 | 0 | 0
8201 | 183.44 | 85.9 | 214.2784 | 190.5583 | -23.7201 | 0 | 0 | 0 | 0 | 0
8202 | 160.064 | 2.94 | 0 | 0 | 0 | 0 | 0 | 0 | 0 | 166.2752
8203 | 206.4 | 0 | 0 | 0 | 0 | 0 | 0 | 0 | 0 | 214.4093
8204 | 149.6 | 0 | 0 | 0 | 0 | 0 | 0 | 0 | 0 | 155.4052
8205 | 116 | 0 | 0 | 0 | 0 | 0 | 0 | 0 | 0 | 120.5014
8206 | 109.6 | 0 | 0 | 0 | 0 | 0 | 0 | 0 | 0 | 113.853
8207 | 99.2 | 0 | 0 | 0 | 0 | 0 | 0 | 99.2 | 0 | 0
8208 | 108.8 | 0 | 0 | 0 | 0 | 0 | 0 | 108.8 | 0 | 0
8209 | 100.8 | 0 | 0 | 0 | 0 | 0 | 0 | 100.8 | 0 | 0
8210 | 109.6 | 0 | 0 | 0 | 0 | 0 | 0 | 109.6 | 0 | 0
8211 | 100 | 0 | 0 | 0 | 0 | 0 | 0 | 100 | 0 | 0
8212 | 104 | 0 | 0 | 0 | 0 | 0 | 0 | 93.314 | 0 | 11.1007
8213 | 93.6 | 0 | 0 | 0 | 0 | 0 | 0 | 0 | 0 | 97.2321
8214 | 101.6 | 0 | 0 | 0 | 0 | 0 | 0 | 0 | 0 | 105.5426
8215 | 93.6 | 60.06 | 123.6541 | 97.2321 | -26.422 | 0 | 0 | 0 | 0 | 0
8216 | 100.012 | 103.92 | 270.7084 | 103.8929 | -166.8154 | 0 | 0 | 0 | 0 | 0
8217 | 218.574 | 360.99 | 976.7372 | 227.0557 | -749.6815 | 0 | 0 | 0 | 0 | 0
8218 | 955.563 | 592.93 | 1553.2126 | 992.6434 | -560.5692 | 0 | 0 | 0 | 0 | 0
8219 | 1162.174 | 506.07 | 1306.8974 | 1207.2719 | -99.6255 | 0 | 0 | 0 | 0 | 0
8220 | 1591.079 | 506.03 | 1300.194 | 1300.194 | 0 | 0 | 0 | 0 | 0 | 352.6264
8221 | 1379.816 | 617.47 | 1581.2811 | 1188.8456 | -392.4355 | 0 | 0 | 235.38 | 0 | 0
8222 | 1610.809 | 601.56 | 1556.0703 | 1556.0703 | 0 | 0 | 0 | 112.866 | 0 | 0
8223 | 1808.052 | 294.51 | 775.4387 | 775.4387 | 0 | 0 | 0 | 1061.58 | 0 | 0
8224 | 2055.558 | 289.04 | 774.833 | 774.833 | 0 | 0 | 0 | 1309.669 | 0 | 0
8225 | 1608.955 | 108.6 | 268.6141 | 268.6141 | 0 | 0 | 0 | 1350.375 | 0 | 0
8226 | 1527.332 | 1.96 | 0 | 0 | 0 | 0 | 0 | 496.132 | 0 | 1071.2155
8227 | 1779.2 | 0 | 0 | 0 | 0 | 0 | 0 | 748 | 0 | 1071.2155
8228 | 1836.8 | 0 | 0 | 0 | 0 | 0 | 0 | 805.6 | 0 | 1071.2155
8229 | 1579.2 | 0 | 0 | 0 | 0 | 0 | 0 | 1579.2 | 0 | 0
8230 | 1553.6 | 0 | 0 | 0 | 0 | 0 | 0 | 1553.6 | 0 | 0
8231 | 1396 | 0 | 0 | 0 | 0 | 0 | 0 | 1396 | 0 | 0
8232 | 1387.2 | 0 | 0 | 0 | 0 | 0 | 0 | 1387.2 | 0 | 0
8233 | 1321.6 | 0 | 0 | 0 | 0 | 0 | 0 | 1321.6 | 0 | 0
8234 | 1526.4 | 0 | 0 | 0 | 0 | 0 | 0 | 1526.4 | 0 | 0
8235 | 1572 | 0 | 0 | 0 | 0 | 0 | 0 | 1572 | 0 | 0
8236 | 1433.6 | 0 | 0 | 0 | 0 | 0 | 0 | 1433.6 | 0 | 0
8237 | 1316 | 0 | 0 | 0 | 0 | 0 | 0 | 1316 | 0 | 0
8238 | 1384.8 | 0 | 0 | 0 | 0 | 0 | 0 | 1384.8 | 0 | 0
8239 | 1184.8 | 31.38 | 61.222 | 0 | -61.222 | 0 | 0 | 1184.8 | 0 | 0
8240 | 1308.643 | 156.67 | 418.1646 | 0 | -418.1646 | 0 | 0 | 1308.643 | 0 | 0
8241 | 1418.787 | 465.11 | 1268.418 | 197.2025 | -1071.2155 | 0 | 0 | 1228.951 | 0 | 0
8242 | 1582.275 | 730.82 | 1927.2051 | 855.9897 | -1071.2155 | 0 | 0 | 758.261 | 0 | 0
8243 | 1549.679 | 872.74 | 2231.9821 | 1609.8139 | -622.1682 | 0 | 0 | 0 | 0 | 0
8244 | 1523.622 | 601.51 | 1556.3175 | 1556.3175 | 0 | 0 | 0 | 0 | 0 | 26.4282
8245 | 1514.182 | 365.97 | 946.3875 | 584.5199 | -361.8676 | 0 | 0 | 951.497 | 0 | 0
8246 | 1331.149 | 221.47 | 574.1578 | 574.1578 | 0 | 0 | 0 | 778.439 | 0 | 0
8247 | 1245.736 | 39.23 | 85.3825 | 85.3825 | 0 | 0 | 0 | 1163.543 | 0 | 0
8248 | 1236.827 | 50.98 | 118.5702 | 118.5702 | 0 | 0 | 0 | 1122.686 | 0 | 0
8249 | 1300.328 | 66.5 | 161.1965 | 161.1965 | 0 | 0 | 0 | 1145.153 | 0 | 0
8250 | 1367.211 | 2.94 | 0 | 0 | 0 | 0 | 0 | 336.011 | 0 | 1071.2155
8251 | 1213.6 | 0 | 0 | 0 | 0 | 0 | 0 | 182.4 | 0 | 1071.2155
8252 | 1144.8 | 0 | 0 | 0 | 0 | 0 | 0 | 113.6 | 0 | 1071.2155
8253 | 1432 | 0 | 0 | 0 | 0 | 0 | 0 | 1432 | 0 | 0
8254 | 1488.8 | 0 | 0 | 0 | 0 | 0 | 0 | 1488.8 | 0 | 0
8255 | 1432.8 | 0 | 0 | 0 | 0 | 0 | 0 | 1432.8 | 0 | 0
8256 | 1107.2 | 0 | 0 | 0 | 0 | 0 | 0 | 1107.2 | 0 | 0
8257 | 1325.6 | 0 | 0 | 0 | 0 | 0 | 0 | 1325.6 | 0 | 0
8258 | 1274.4 | 0 | 0 | 0 | 0 | 0 | 0 | 1274.4 | 0 | 0
8259 | 1459.2 | 0 | 0 | 0 | 0 | 0 | 0 | 1459.2 | 0 | 0
8260 | 1384.8 | 0 | 0 | 0 | 0 | 0 | 0 | 1384.8 | 0 | 0
8261 | 1256 | 0 | 0 | 0 | 0 | 0 | 0 | 1256 | 0 | 0
8262 | 1425.6 | 0 | 0 | 0 | 0 | 0 | 0 | 1425.6 | 0 | 0
8263 | 991.2 | 57.91 | 115.5213 | 0 | -115.5213 | 0 | 0 | 991.2 | 0 | 0
8264 | 982.402 | 226.07 | 607.5283 | 0 | -607.5283 | 0 | 0 | 982.402 | 0 | 0
8265 | 1106.567 | 526.87 | 1426.6113 | 355.3959 | -1071.2155 | 0 | 0 | 764.447 | 0 | 0
8266 | 1162.384 | 476.21 | 1253.0156 | 181.8002 | -1071.2155 | 0 | 0 | 987.375 | 0 | 0
8267 | 957.501 | 501.36 | 1301.1933 | 994.6566 | -306.5367 | 0 | 0 | 0 | 0 | 0
8268 | 1301.609 | 616.41 | 1584.8649 | 1352.1176 | -232.7473 | 0 | 0 | 0 | 0 | 0
8269 | 1278.001 | 532.39 | 1378.2643 | 1206.5894 | -171.675 | 0 | 0 | 116.484 | 0 | 0
8270 | 1638.085 | 396.68 | 1038.8463 | 1038.8463 | 0 | 0 | 0 | 638.045 | 0 | 0
8271 | 1340.07 | 34.32 | 72.7974 | 72.7974 | 0 | 0 | 0 | 1269.992 | 0 | 0
8272 | 1262.195 | 96.5 | 243.6787 | 243.6787 | 0 | 0 | 0 | 1027.619 | 0 | 0
8273 | 1317.571 | 8.81 | 7.2664 | 7.2664 | 0 | 0 | 0 | 1310.576 | 0 | 0
8274 | 1073.537 | 0.98 | 0 | 0 | 0 | 0 | 0 | 42.337 | 0 | 1071.2155
8275 | 968 | 0 | 0 | 0 | 0 | 0 | 0 | 0 | 0 | 1005.563
8276 | 1704.8 | 0 | 0 | 0 | 0 | 0 | 0 | 673.6 | 0 | 1071.2155
8277 | 1280 | 0 | 0 | 0 | 0 | 0 | 0 | 1280 | 0 | 0
8278 | 953.6 | 0 | 0 | 0 | 0 | 0 | 0 | 953.6 | 0 | 0
8279 | 1074.4 | 0 | 0 | 0 | 0 | 0 | 0 | 1074.4 | 0 | 0
8280 | 1128 | 0 | 0 | 0 | 0 | 0 | 0 | 1128 | 0 | 0
8281 | 1326.4 | 0 | 0 | 0 | 0 | 0 | 0 | 1326.4 | 0 | 0
8282 | 1213.6 | 0 | 0 | 0 | 0 | 0 | 0 | 1213.6 | 0 | 0
8283 | 932 | 0 | 0 | 0 | 0 | 0 | 0 | 932 | 0 | 0
8284 | 1318.4 | 0 | 0 | 0 | 0 | 0 | 0 | 1318.4 | 0 | 0
8285 | 1150.4 | 0 | 0 | 0 | 0 | 0 | 0 | 1150.4 | 0 | 0
8286 | 1121.6 | 0 | 0 | 0 | 0 | 0 | 0 | 1121.6 | 0 | 0
8287 | 1252.8 | 68.6 | 135.0706 | 0 | -135.0706 | 0 | 0 | 1252.8 | 0 | 0
8288 | 1217.408 | 233.01 | 619.8475 | 0 | -619.8475 | 0 | 0 | 1217.408 | 0 | 0
8289 | 1302.102 | 513.36 | 1369.0055 | 297.79 | -1071.2155 | 0 | 0 | 1015.436 | 0 | 0
8290 | 1274.013 | 414.65 | 1080.8982 | 9.6827 | -1071.2155 | 0 | 0 | 1264.692 | 0 | 0
8291 | 1359.024 | 381.27 | 993.6219 | 993.6219 | 0 | 0 | 0 | 0 | 0 | 418.1386
8292 | 1360.939 | 722.65 | 1818.7736 | 1413.7499 | -405.0237 | 0 | 0 | 0 | 0 | 0
8293 | 1309.39 | 448.95 | 1158.9695 | 492.623 | -666.3465 | 0 | 0 | 835.17 | 0 | 0
8294 | 1346.761 | 484.61 | 1262.0667 | 1262.0667 | 0 | 0 | 0 | 131.839 | 0 | 0
8295 | 1666.961 | 261.88 | 690.1237 | 690.1237 | 0 | 0 | 0 | 1002.617 | 0 | 0
8296 | 1629.508 | 95.6 | 242.0166 | 242.0166 | 0 | 0 | 0 | 1396.532 | 0 | 0
8297 | 1510.972 | 9.79 | 9.7201 | 9.7201 | 0 | 0 | 0 | 1501.615 | 0 | 0
8298 | 1715.055 | 0.98 | 0 | 0 | 0 | 0 | 0 | 683.855 | 0 | 1071.2155
8299 | 1569.6 | 0 | 0 | 0 | 0 | 0 | 0 | 538.4 | 0 | 1071.2155
8300 | 1138.4 | 0 | 0 | 0 | 0 | 0 | 0 | 107.2 | 0 | 1071.2155
8301 | 1421.6 | 0 | 0 | 0 | 0 | 0 | 0 | 1421.6 | 0 | 0
8302 | 1424.8 | 0 | 0 | 0 | 0 | 0 | 0 | 1424.8 | 0 | 0
8303 | 1243.2 | 0 | 0 | 0 | 0 | 0 | 0 | 1243.2 | 0 | 0
8304 | 1226.4 | 0 | 0 | 0 | 0 | 0 | 0 | 1226.4 | 0 | 0
8305 | 871.2 | 0 | 0 | 0 | 0 | 0 | 0 | 871.2 | 0 | 0
8306 | 1341.6 | 0 | 0 | 0 | 0 | 0 | 0 | 1341.6 | 0 | 0
8307 | 1340 | 0 | 0 | 0 | 0 | 0 | 0 | 1340 | 0 | 0
8308 | 1356 | 0 | 0 | 0 | 0 | 0 | 0 | 1356 | 0 | 0
8309 | 1612 | 0 | 0 | 0 | 0 | 0 | 0 | 1612 | 0 | 0
8310 | 1690.4 | 0 | 0 | 0 | 0 | 0 | 0 | 1690.4 | 0 | 0
8311 | 1544.8 | 74.93 | 144.7169 | 0 | -144.7169 | 0 | 0 | 1544.8 | 0 | 0
8312 | 1215.149 | 309.6 | 826.1303 | 0 | -826.1303 | 0 | 0 | 1215.149 | 0 | 0
8313 | 1492.134 | 543.38 | 1455.5109 | 384.2954 | -1071.2155 | 0 | 0 | 1122.194 | 0 | 0
8314 | 1882.658 | 634.12 | 1641.2004 | 569.9849 | -1071.2155 | 0 | 0 | 1333.965 | 0 | 0
8315 | 1450.765 | 581.55 | 1488.4036 | 1488.4036 | 0 | 0 | 0 | 0 | 0 | 18.658
8316 | 1737.05 | 438.67 | 1121.8063 | 1121.8063 | 0 | 0 | 0 | 0 | 0 | 682.6495
8317 | 1360.505 | 569.12 | 1436.2681 | 365.0526 | -1071.2155 | 0 | 0 | 1009.089 | 0 | 0
8318 | 1346.552 | 600.16 | 1520.5318 | 1348.1057 | -172.426 | 0 | 0 | 48.805 | 0 | 0
8319 | 1602.583 | 201.37 | 519.8646 | 519.8646 | 0 | 0 | 0 | 1102.138 | 0 | 0
8320 | 1371.928 | 125.3 | 320.4744 | 320.4744 | 0 | 0 | 0 | 1063.425 | 0 | 0
8321 | 1617.23 | 59.24 | 141.2774 | 141.2774 | 0 | 0 | 0 | 1481.23 | 0 | 0
8322 | 1416.264 | 2.94 | 0 | 0 | 0 | 0 | 0 | 385.064 | 0 | 1071.2155
8323 | 1540.8 | 0 | 0 | 0 | 0 | 0 | 0 | 509.6 | 0 | 1071.2155
8324 | 1249.6 | 0 | 0 | 0 | 0 | 0 | 0 | 218.4 | 0 | 1071.2155
8325 | 1344 | 0 | 0 | 0 | 0 | 0 | 0 | 1344 | 0 | 0
8326 | 1529.6 | 0 | 0 | 0 | 0 | 0 | 0 | 1529.6 | 0 | 0
8327 | 1204 | 0 | 0 | 0 | 0 | 0 | 0 | 1204 | 0 | 0
8328 | 1254.4 | 0 | 0 | 0 | 0 | 0 | 0 | 1254.4 | 0 | 0
8329 | 1176.8 | 0 | 0 | 0 | 0 | 0 | 0 | 1176.8 | 0 | 0
8330 | 1458.4 | 0 | 0 | 0 | 0 | 0 | 0 | 1458.4 | 0 | 0
8331 | 1106.4 | 0 | 0 | 0 | 0 | 0 | 0 | 1106.4 | 0 | 0
8332 | 1453.6 | 0 | 0 | 0 | 0 | 0 | 0 | 1453.6 | 0 | 0
8333 | 1477.6 | 0 | 0 | 0 | 0 | 0 | 0 | 1477.6 | 0 | 0
8334 | 1080 | 0 | 0 | 0 | 0 | 0 | 0 | 1080 | 0 | 0
8335 | 1225.6 | 66.12 | 128.2591 | 128.2591 | 0 | 0 | 0 | 1102.132 | 0 | 0
8336 | 918.666 | 238.97 | 639.7344 | 639.7344 | 0 | 0 | 0 | 302.829 | 0 | 0
8337 | 1374.39 | 543.91 | 1479.4855 | 1427.7229 | -51.7626 | 0 | 0 | 0 | 0 | 0
8338 | 1560.354 | 637.58 | 1690.0252 | 1620.9031 | -69.1221 | 0 | 0 | 0 | 0 | 0
8339 | 1797.136 | 656.57 | 1707.9488 | 1707.9488 | 0 | 0 | 0 | 152.988 | 0 | 0
8340 | 1185.147 | 689.88 | 1776.2533 | 1231.1363 | -545.1169 | 0 | 0 | 0 | 0 | 0
8341 | 1448.412 | 626.36 | 1617.3172 | 1504.6173 | -112.6999 | 0 | 0 | 0 | 0 | 0
8342 | 1481.714 | 581.63 | 1516.335 | 1516.335 | 0 | 0 | 0 | 22.022 | 0 | 0
8343 | 915.477 | 459.11 | 1216.1142 | 951.0019 | -265.1123 | 0 | 0 | 0 | 0 | 0
8344 | 1225.411 | 307.24 | 828.426 | 828.426 | 0 | 0 | 0 | 427.931 | 0 | 0
8345 | 1517.155 | 100.11 | 250.6106 | 250.6106 | 0 | 0 | 0 | 1275.906 | 0 | 0
8346 | 1563.602 | 3.91 | 0 | 0 | 0 | 0 | 0 | 1563.602 | 0 | 0
8347 | 1392 | 0 | 0 | 0 | 0 | 0 | 0 | 1392 | 0 | 0
8348 | 1641.6 | 0 | 0 | 0 | 0 | 0 | 0 | 1641.6 | 0 | 0
8349 | 1546.4 | 0 | 0 | 0 | 0 | 0 | 0 | 1546.4 | 0 | 0
8350 | 1494.4 | 0 | 0 | 0 | 0 | 0 | 0 | 1494.4 | 0 | 0
8351 | 1361.6 | 0 | 0 | 0 | 0 | 0 | 0 | 1361.6 | 0 | 0
8352 | 1280.8 | 0 | 0 | 0 | 0 | 0 | 0 | 1280.8 | 0 | 0
8353 | 1408 | 0 | 0 | 0 | 0 | 0 | 0 | 1408 | 0 | 0
8354 | 1036.8 | 0 | 0 | 0 | 0 | 0 | 0 | 1036.8 | 0 | 0
8355 | 1119.2 | 0 | 0 | 0 | 0 | 0 | 0 | 1119.2 | 0 | 0
8356 | 1168 | 0 | 0 | 0 | 0 | 0 | 0 | 1168 | 0 | 0
8357 | 1204.8 | 0 | 0 | 0 | 0 | 0 | 0 | 1204.8 | 0 | 0
8358 | 1127.2 | 0 | 0 | 0 | 0 | 0 | 0 | 1127.2 | 0 | 0
8359 | 1190.4 | 81.32 | 154.3456 | 154.3456 | 0 | 0 | 0 | 138.927 | 0 | 937.9295
8360 | 210.344 | 321.55 | 854.3546 | 218.5063 | -635.8482 | 0 | 0 | 0 | 0 | 0
8361 | 101.182 | 556.12 | 1502.3901 | 105.1083 | -1071.2155 | 0 | 326.0663 | 0 | 0 | 0
8362 | 0 | 529.89 | 1401.626 | 0 | -1071.2155 | 0 | 330.4105 | 0 | 0 | 0
8363 | 0 | 333.11 | 869.4359 | 0 | -798.1615 | 0 | 71.2745 | 0 | 0 | 0
8364 | 0 | 452.11 | 1177.6493 | 0 | 0 | 0 | 1177.6493 | 0 | 0 | 0
8365 | 0 | 454.25 | 1186.2569 | 0 | 0 | 0 | 1186.2569 | 0 | 0 | 0
8366 | 0 | 689.65 | 1797.9996 | 0 | 0 | 0 | 1797.9996 | 0 | 0 | 0
8367 | 0 | 498.07 | 1323.0944 | 0 | 0 | 0 | 1323.0944 | 0 | 0 | 0
8368 | 0 | 266.17 | 713.0034 | 0 | 0 | 0 | 713.0034 | 0 | 0 | 0
8369 | 0 | 97.58 | 243.8615 | 0 | 0 | 0 | 243.8615 | 0 | 0 | 0
8370 | 0 | 3.91 | 0 | 0 | 0 | 0 | 0 | 0 | 0 | 0
8371 | 0 | 0 | 0 | 0 | 0 | 0 | 0 | 0 | 0 | 0
8372 | 0 | 0 | 0 | 0 | 0 | 0 | 0 | 0 | 0 | 0
8373 | 137.6 | 0 | 0 | 0 | 0 | 0 | 0 | 0 | 0 | 142.9395
8374 | 224 | 0 | 0 | 0 | 0 | 0 | 0 | 0 | 0 | 232.6923
8375 | 279.2 | 0 | 0 | 0 | 0 | 0 | 0 | 0 | 0 | 290.0343
8376 | 275.2 | 0 | 0 | 0 | 0 | 0 | 0 | 0 | 0 | 285.8791
8377 | 272 | 0 | 0 | 0 | 0 | 0 | 0 | 0 | 0 | 282.5549
8378 | 291.2 | 0 | 0 | 0 | 0 | 0 | 0 | 0 | 0 | 302.4999
8379 | 199.2 | 0 | 0 | 0 | 0 | 0 | 0 | 0 | 0 | 206.9299
8380 | 207.2 | 0 | 0 | 0 | 0 | 0 | 0 | 0 | 0 | 215.2403
8381 | 285.6 | 0 | 0 | 0 | 0 | 0 | 0 | 0 | 0 | 296.6826
8382 | 264 | 0 | 0 | 0 | 0 | 0 | 0 | 0 | 0 | 274.2445
8383 | 318.4 | 52.93 | 102.6609 | 102.6609 | 0 | 0 | 0 | 0 | 0 | 228.0945
8384 | 138.494 | 323.49 | 861.6345 | 143.8682 | -717.7663 | 0 | 0 | 0 | 0 | 0
8385 | 740.535 | 559.43 | 1515.0396 | 769.2713 | -745.7683 | 0 | 0 | 0 | 0 | 0
8386 | 1328.616 | 648.88 | 1698.9891 | 1380.1726 | -318.8164 | 0 | 0 | 0 | 0 | 0
8387 | 1321.969 | 852.48 | 2169.7182 | 1373.2677 | -796.4506 | 0 | 0 | 0 | 0 | 0
8388 | 1360.73 | 842.42 | 2134.1579 | 1413.5328 | -490.3221 | 0 | 230.303 | 0 | 0 | 0
8389 | 1345.146 | 660.2 | 1703.7561 | 1397.3441 | 0 | 0 | 306.4121 | 0 | 0 | 0
8390 | 1049.667 | 540.38 | 1409.7765 | 1090.3991 | 0 | 0 | 319.3774 | 0 | 0 | 0
8391 | 978.516 | 479.21 | 1274.8814 | 1016.4871 | 0 | 0 | 258.3944 | 0 | 0 | 0
8392 | 1113.713 | 151.87 | 394.9401 | 394.9401 | 0 | 0 | 0 | 733.526 | 0 | 0
8393 | 1271.929 | 33.31 | 71.4137 | 71.4137 | 0 | 0 | 0 | 1203.183 | 0 | 0
8394 | 1081.973 | 1.96 | 0 | 0 | 0 | 0 | 0 | 50.773 | 0 | 1071.2155
8395 | 1176.8 | 0 | 0 | 0 | 0 | 0 | 0 | 145.6 | 0 | 1071.2155
8396 | 942.4 | 0 | 0 | 0 | 0 | 0 | 0 | 0 | 0 | 978.9696
8397 | 892.8 | 0 | 0 | 0 | 0 | 0 | 0 | 892.8 | 0 | 0
8398 | 998.4 | 0 | 0 | 0 | 0 | 0 | 0 | 998.4 | 0 | 0
8399 | 1292 | 0 | 0 | 0 | 0 | 0 | 0 | 1292 | 0 | 0
8400 | 1080.8 | 0 | 0 | 0 | 0 | 0 | 0 | 1080.8 | 0 | 0
8401 | 1272.8 | 0 | 0 | 0 | 0 | 0 | 0 | 1272.8 | 0 | 0
8402 | 1246.4 | 0 | 0 | 0 | 0 | 0 | 0 | 1246.4 | 0 | 0
8403 | 1290.4 | 0 | 0 | 0 | 0 | 0 | 0 | 1290.4 | 0 | 0
8404 | 856 | 0 | 0 | 0 | 0 | 0 | 0 | 856 | 0 | 0
8405 | 1009.6 | 0 | 0 | 0 | 0 | 0 | 0 | 1009.6 | 0 | 0
8406 | 1304.8 | 0 | 0 | 0 | 0 | 0 | 0 | 1304.8 | 0 | 0
8407 | 1032.8 | 61.69 | 117.2748 | 0 | -117.2748 | 0 | 0 | 1032.8 | 0 | 0
8408 | 1361.032 | 275.11 | 737.4735 | 0 | -737.4735 | 0 | 0 | 1361.032 | 0 | 0
8409 | 1132.013 | 420.5 | 1143.697 | 957.0976 | -186.5995 | 0 | 0 | 210.668 | 0 | 0
8410 | 1598.971 | 593.45 | 1575.1594 | 1575.1594 | 0 | 0 | 0 | 82.652 | 0 | 0
8411 | 1537.183 | 859.91 | 2234.3267 | 1596.833 | -637.4937 | 0 | 0 | 0 | 0 | 0
8412 | 1425.846 | 940.51 | 2421.0186 | 1481.1756 | -939.843 | 0 | 0 | 0 | 0 | 0
8413 | 1392.659 | 892.95 | 2301.7971 | 1446.7008 | -855.0963 | 0 | 0 | 0 | 0 | 0
8414 | 1295.781 | 487.18 | 1289.379 | 1289.379 | 0 | 0 | 0 | 54.567 | 0 | 0
8415 | 1618.778 | 555.6 | 1472.1879 | 1472.1879 | 0 | 0 | 0 | 201.584 | 0 | 0
8416 | 1607.397 | 350.06 | 943.8351 | 943.8351 | 0 | 0 | 0 | 698.819 | 0 | 0
8417 | 1627.259 | 46.07 | 105.7773 | 105.7773 | 0 | 0 | 0 | 1525.433 | 0 | 0
8418 | 1365.124 | 2.94 | 0 | 0 | 0 | 0 | 0 | 333.924 | 0 | 1071.2155
8419 | 1428 | 0 | 0 | 0 | 0 | 0 | 0 | 396.8 | 0 | 1071.2155
8420 | 1173.6 | 0 | 0 | 0 | 0 | 0 | 0 | 142.4 | 0 | 1071.2155
8421 | 1508 | 0 | 0 | 0 | 0 | 0 | 0 | 1508 | 0 | 0
8422 | 1451.2 | 0 | 0 | 0 | 0 | 0 | 0 | 1451.2 | 0 | 0
8423 | 1724 | 0 | 0 | 0 | 0 | 0 | 0 | 1724 | 0 | 0
8424 | 1598.4 | 0 | 0 | 0 | 0 | 0 | 0 | 1598.4 | 0 | 0
8425 | 1463.2 | 0 | 0 | 0 | 0 | 0 | 0 | 1463.2 | 0 | 0
8426 | 1581.6 | 0 | 0 | 0 | 0 | 0 | 0 | 1581.6 | 0 | 0
8427 | 1542.4 | 0 | 0 | 0 | 0 | 0 | 0 | 1542.4 | 0 | 0
8428 | 1321.6 | 0 | 0 | 0 | 0 | 0 | 0 | 1321.6 | 0 | 0
8429 | 1266.4 | 0 | 0 | 0 | 0 | 0 | 0 | 1266.4 | 0 | 0
8430 | 1100 | 0 | 0 | 0 | 0 | 0 | 0 | 1100 | 0 | 0
8431 | 1120 | 66.76 | 126.4849 | 0 | -126.4849 | 0 | 0 | 1120 | 0 | 0
8432 | 977.25 | 253.67 | 684.0966 | 0 | -684.0966 | 0 | 0 | 977.25 | 0 | 0
8433 | 1164.458 | 446.58 | 1220.5852 | 149.3697 | -1071.2155 | 0 | 0 | 1020.668 | 0 | 0
8434 | 1811.107 | 594.87 | 1578.6622 | 630.6334 | -948.0288 | 0 | 0 | 1204.031 | 0 | 0
8435 | 1589.091 | 731.6 | 1898.6297 | 1650.7553 | -247.8744 | 0 | 0 | 0 | 0 | 0
8436 | 1463.659 | 720.34 | 1859.5021 | 1520.4559 | -339.0461 | 0 | 0 | 0 | 0 | 0
8437 | 1438.004 | 638.71 | 1653.5008 | 1493.8054 | -159.6955 | 0 | 0 | 0 | 0 | 0
8438 | 1439.024 | 509.14 | 1331.5441 | 1331.5441 | 0 | 0 | 0 | 157.22 | 0 | 0
8439 | 1791.185 | 237.81 | 622.0612 | 622.0612 | 0 | 0 | 0 | 1192.361 | 0 | 0
8440 | 1612.223 | 143.15 | 370.7047 | 370.7047 | 0 | 0 | 0 | 1255.366 | 0 | 0
8441 | 1277.059 | 24.49 | 47.9772 | 47.9772 | 0 | 0 | 0 | 1230.874 | 0 | 0
8442 | 1399.92 | 1.96 | 0 | 0 | 0 | 0 | 0 | 368.72 | 0 | 1071.2155
8443 | 1373.6 | 0 | 0 | 0 | 0 | 0 | 0 | 342.4 | 0 | 1071.2155
8444 | 1170.4 | 0 | 0 | 0 | 0 | 0 | 0 | 139.2 | 0 | 1071.2155
8445 | 1194.4 | 0 | 0 | 0 | 0 | 0 | 0 | 1194.4 | 0 | 0
8446 | 1397.6 | 0 | 0 | 0 | 0 | 0 | 0 | 1397.6 | 0 | 0
8447 | 1476 | 0 | 0 | 0 | 0 | 0 | 0 | 1476 | 0 | 0
8448 | 1419.2 | 0 | 0 | 0 | 0 | 0 | 0 | 1419.2 | 0 | 0
8449 | 1497.6 | 0 | 0 | 0 | 0 | 0 | 0 | 1497.6 | 0 | 0
8450 | 1310.4 | 0 | 0 | 0 | 0 | 0 | 0 | 1310.4 | 0 | 0
8451 | 1341.6 | 0 | 0 | 0 | 0 | 0 | 0 | 1341.6 | 0 | 0
8452 | 1416 | 0 | 0 | 0 | 0 | 0 | 0 | 1416 | 0 | 0
8453 | 957.6 | 0 | 0 | 0 | 0 | 0 | 0 | 957.6 | 0 | 0
8454 | 1168 | 0 | 0 | 0 | 0 | 0 | 0 | 1168 | 0 | 0
8455 | 1116.8 | 70.85 | 135.2223 | 0 | -135.2223 | 0 | 0 | 1116.8 | 0 | 0
8456 | 1100.114 | 267.27 | 719.9738 | 0 | -719.9738 | 0 | 0 | 1100.114 | 0 | 0
8457 | 1505.134 | 451.1 | 1235.2656 | 164.0501 | -1071.2155 | 0 | 0 | 1347.212 | 0 | 0
8458 | 1372.623 | 595.54 | 1585.6285 | 514.413 | -1071.2155 | 0 | 0 | 877.426 | 0 | 0
8459 | 1730.814 | 676.3 | 1764.7485 | 1764.7485 | 0 | 0 | 0 | 0 | 0 | 33.2293
8460 | 1451.75 | 672.88 | 1744.3682 | 1508.0848 | -236.2834 | 0 | 0 | 0 | 0 | 0
8461 | 1419.609 | 485.51 | 1266.7455 | 887.2338 | -379.5117 | 0 | 0 | 565.517 | 0 | 0
8462 | 1566.858 | 594.47 | 1549.4978 | 1549.4978 | 0 | 0 | 0 | 75.242 | 0 | 0
8463 | 1497.729 | 440.64 | 1166.6151 | 1166.6151 | 0 | 0 | 0 | 374.693 | 0 | 0
8464 | 1156.838 | 303.14 | 815.3963 | 815.3963 | 0 | 0 | 0 | 371.901 | 0 | 0
8465 | 1305.359 | 102.76 | 259.5558 | 259.5558 | 0 | 0 | 0 | 1055.499 | 0 | 0
8466 | 1419.829 | 4.89 | 0 | 0 | 0 | 0 | 0 | 388.629 | 0 | 1071.2155
8467 | 1196 | 0 | 0 | 0 | 0 | 0 | 0 | 164.8 | 0 | 1071.2155
8468 | 1183.2 | 0 | 0 | 0 | 0 | 0 | 0 | 152 | 0 | 1071.2155
8469 | 1408.8 | 0 | 0 | 0 | 0 | 0 | 0 | 1408.8 | 0 | 0
8470 | 1412 | 0 | 0 | 0 | 0 | 0 | 0 | 1412 | 0 | 0
8471 | 1347.2 | 0 | 0 | 0 | 0 | 0 | 0 | 1347.2 | 0 | 0
8472 | 1276 | 0 | 0 | 0 | 0 | 0 | 0 | 1276 | 0 | 0
8473 | 1184 | 0 | 0 | 0 | 0 | 0 | 0 | 1184 | 0 | 0
8474 | 1453.6 | 0 | 0 | 0 | 0 | 0 | 0 | 1453.6 | 0 | 0
8475 | 1312.8 | 0 | 0 | 0 | 0 | 0 | 0 | 1312.8 | 0 | 0
8476 | 1127.2 | 0 | 0 | 0 | 0 | 0 | 0 | 1127.2 | 0 | 0
8477 | 1457.6 | 0 | 0 | 0 | 0 | 0 | 0 | 1457.6 | 0 | 0
8478 | 1394.4 | 0 | 0 | 0 | 0 | 0 | 0 | 1394.4 | 0 | 0
8479 | 1288.8 | 23.71 | 40.7918 | 0 | -40.7918 | 0 | 0 | 1288.8 | 0 | 0
8480 | 1161.104 | 129.81 | 346.5048 | 0 | -346.5048 | 0 | 0 | 1161.104 | 0 | 0
8481 | 829.113 | 369.2 | 1020.5716 | 0 | -1020.5716 | 0 | 0 | 829.113 | 0 | 0
8482 | 1028.635 | 464.6 | 1259.8873 | 188.6719 | -1071.2155 | 0 | 0 | 847.011 | 0 | 0
8483 | 1605.522 | 693.3 | 1856.2319 | 1667.8239 | -188.408 | 0 | 0 | 0 | 0 | 0
8484 | 1388.834 | 730.33 | 1944.0898 | 1442.7274 | -501.3625 | 0 | 0 | 0 | 0 | 0
8485 | 1422.415 | 605.67 | 1618.1763 | 1210.5898 | -407.5865 | 0 | 0 | 257.047 | 0 | 0
8486 | 1624.992 | 608.7 | 1639.6795 | 1639.6795 | 0 | 0 | 0 | 46.563 | 0 | 0
8487 | 1558.054 | 391.85 | 1066.4608 | 1066.4608 | 0 | 0 | 0 | 531.431 | 0 | 0
8488 | 1796.174 | 67.67 | 166.8746 | 166.8746 | 0 | 0 | 0 | 1635.533 | 0 | 0
8489 | 1733.951 | 53.03 | 127.453 | 127.453 | 0 | 0 | 0 | 1611.259 | 0 | 0
8490 | 1379.821 | 2.94 | 0 | 0 | 0 | 0 | 0 | 348.621 | 0 | 1071.2155
8491 | 1425.6 | 0 | 0 | 0 | 0 | 0 | 0 | 394.4 | 0 | 1071.2155
8492 | 1449.6 | 0 | 0 | 0 | 0 | 0 | 0 | 418.4 | 0 | 1071.2155
8493 | 1551.2 | 0 | 0 | 0 | 0 | 0 | 0 | 1551.2 | 0 | 0
8494 | 1432.8 | 0 | 0 | 0 | 0 | 0 | 0 | 1432.8 | 0 | 0
8495 | 1576.8 | 0 | 0 | 0 | 0 | 0 | 0 | 1576.8 | 0 | 0
8496 | 1746.4 | 0 | 0 | 0 | 0 | 0 | 0 | 1746.4 | 0 | 0
8497 | 704 | 0 | 0 | 0 | 0 | 0 | 0 | 704 | 0 | 0
8498 | 883.2 | 0 | 0 | 0 | 0 | 0 | 0 | 883.2 | 0 | 0
8499 | 1075.2 | 0 | 0 | 0 | 0 | 0 | 0 | 1075.2 | 0 | 0
8500 | 876.8 | 0 | 0 | 0 | 0 | 0 | 0 | 876.8 | 0 | 0
8501 | 927.2 | 0 | 0 | 0 | 0 | 0 | 0 | 927.2 | 0 | 0
8502 | 720.8 | 0 | 0 | 0 | 0 | 0 | 0 | 720.8 | 0 | 0
8503 | 638.4 | 49.89 | 93.7791 | 93.7791 | 0 | 0 | 0 | 548.124 | 0 | 0
8504 | 622.722 | 247.18 | 677.7204 | 646.8866 | -30.8338 | 0 | 0 | 0 | 0 | 0
8505 | 603.316 | 547.64 | 1547.0296 | 626.7275 | -920.3021 | 0 | 0 | 0 | 0 | 0
8506 | 1098.458 | 740.78 | 2033.9007 | 1141.0834 | -892.8174 | 0 | 0 | 0 | 0 | 0
8507 | 979.053 | 763.01 | 2049.6937 | 1017.0449 | -1032.6488 | 0 | 0 | 0 | 0 | 0
8508 | 716.923 | 797.18 | 2115.9466 | 744.743 | -699.8376 | 0 | 671.366 | 0 | 0 | 0
8509 | 680.172 | 770.89 | 2042.2797 | 706.5659 | 0 | 0 | 1335.7138 | 0 | 0 | 0
8510 | 780.334 | 676.96 | 1808.3773 | 810.6147 | 0 | 0 | 997.7626 | 0 | 0 | 0
8511 | 882.579 | 501.56 | 1358.2569 | 916.8273 | 0 | 0 | 441.4297 | 0 | 0 | 0
8512 | 842.753 | 451.72 | 1252.516 | 875.4558 | 0 | 0 | 377.0602 | 0 | 0 | 0
8513 | 490.41 | 208.07 | 534.651 | 509.4402 | 0 | 0 | 25.2108 | 0 | 0 | 0
8514 | 678.563 | 8.66 | 0 | 0 | 0 | 0 | 0 | 678.563 | 0 | 0
8515 | 853.6 | 0 | 0 | 0 | 0 | 0 | 0 | 853.6 | 0 | 0
8516 | 705.6 | 0 | 0 | 0 | 0 | 0 | 0 | 705.6 | 0 | 0
8517 | 828.8 | 0 | 0 | 0 | 0 | 0 | 0 | 828.8 | 0 | 0
8518 | 820 | 0 | 0 | 0 | 0 | 0 | 0 | 820 | 0 | 0
8519 | 755.2 | 0 | 0 | 0 | 0 | 0 | 0 | 755.2 | 0 | 0
8520 | 697.6 | 0 | 0 | 0 | 0 | 0 | 0 | 697.6 | 0 | 0
8521 | 1381.6 | 0 | 0 | 0 | 0 | 0 | 0 | 1381.6 | 0 | 0
8522 | 1472 | 0 | 0 | 0 | 0 | 0 | 0 | 1472 | 0 | 0
8523 | 1526.4 | 0 | 0 | 0 | 0 | 0 | 0 | 1526.4 | 0 | 0
8524 | 1505.6 | 0 | 0 | 0 | 0 | 0 | 0 | 1505.6 | 0 | 0
8525 | 1336.8 | 0 | 0 | 0 | 0 | 0 | 0 | 305.6 | 0 | 1071.2155
8526 | 1504 | 0 | 0 | 0 | 0 | 0 | 0 | 472.8 | 0 | 1071.2155
8527 | 1156.8 | 16.65 | 23.2142 | 23.2142 | 0 | 0 | 0 | 103.253 | 0 | 1071.2155
8528 | 151.282 | 92.09 | 243.2237 | 157.1525 | -86.0712 | 0 | 0 | 0 | 0 | 0
8529 | 203.767 | 276.79 | 774.5058 | 211.6741 | -562.8317 | 0 | 0 | 0 | 0 | 0
8530 | 271.406 | 441.18 | 1227.1151 | 281.9378 | -945.1773 | 0 | 0 | 0 | 0 | 0
8531 | 225.678 | 633.7 | 1740.4498 | 234.4354 | -1071.2155 | 0 | 434.799 | 0 | 0 | 0
8532 | 210.894 | 642.07 | 1745.8225 | 219.0777 | -911.144 | 0 | 615.6009 | 0 | 0 | 0
8533 | 235.761 | 515.84 | 1397.4438 | 244.9096 | 0 | 0 | 1152.5341 | 0 | 0 | 0
8534 | 236.032 | 340.14 | 917.5544 | 245.1912 | 0 | 0 | 672.3633 | 0 | 0 | 0
8535 | 258.885 | 255 | 686.4089 | 268.931 | 0 | 0 | 417.478 | 0 | 0 | 0
8536 | 263.906 | 127.75 | 335.7001 | 274.1468 | 0 | 0 | 61.5533 | 0 | 0 | 0
8537 | 505.286 | 60.13 | 147.4137 | 147.4137 | 0 | 0 | 0 | 363.379 | 0 | 0
8538 | 457.786 | 4.89 | 0 | 0 | 0 | 0 | 0 | 0 | 0 | 475.5503
8539 | 296 | 0 | 0 | 0 | 0 | 0 | 0 | 0 | 0 | 307.4862
8540 | 264.8 | 0 | 0 | 0 | 0 | 0 | 0 | 0 | 0 | 275.0755
8541 | 239.2 | 0 | 0 | 0 | 0 | 0 | 0 | 239.2 | 0 | 0
8542 | 282.4 | 0 | 0 | 0 | 0 | 0 | 0 | 282.4 | 0 | 0
8543 | 237.6 | 0 | 0 | 0 | 0 | 0 | 0 | 237.6 | 0 | 0
8544 | 223.2 | 0 | 0 | 0 | 0 | 0 | 0 | 223.2 | 0 | 0
8545 | 259.2 | 0 | 0 | 0 | 0 | 0 | 0 | 259.2 | 0 | 0
8546 | 218.4 | 0 | 0 | 0 | 0 | 0 | 0 | 218.4 | 0 | 0
8547 | 200 | 0 | 0 | 0 | 0 | 0 | 0 | 200 | 0 | 0
8548 | 210.4 | 0 | 0 | 0 | 0 | 0 | 0 | 210.4 | 0 | 0
8549 | 123.2 | 0 | 0 | 0 | 0 | 0 | 0 | 123.2 | 0 | 0
8550 | 180 | 0 | 0 | 0 | 0 | 0 | 0 | 180 | 0 | 0
8551 | 153.6 | 27.04 | 46.8719 | 46.8719 | 0 | 0 | 0 | 102.203 | 0 | 6.5195
8552 | 243.992 | 184.91 | 503.8328 | 253.46 | -250.3727 | 0 | 0 | 0 | 0 | 0
8553 | 437.884 | 326.66 | 913.8365 | 454.876 | -458.9606 | 0 | 0 | 0 | 0 | 0
8554 | 969.506 | 436.8 | 1205.4083 | 1007.1274 | -198.2808 | 0 | 0 | 0 | 0 | 0
8555 | 1470.638 | 524.69 | 1430.1952 | 1430.1952 | 0 | 0 | 0 | 0 | 0 | 97.5105
8556 | 1520.337 | 639.45 | 1723.4529 | 1579.3333 | -144.1196 | 0 | 0 | 0 | 0 | 0
8557 | 1436.091 | 646.24 | 1733.4234 | 1491.8182 | -241.6052 | 0 | 0 | 0 | 0 | 0
8558 | 1653.246 | 503.83 | 1356.0048 | 1356.0048 | 0 | 0 | 0 | 347.895 | 0 | 0
8559 | 1597.991 | 424.73 | 1153.8326 | 1153.8326 | 0 | 0 | 0 | 487.26 | 0 | 0
8560 | 1630.98 | 73.56 | 183.2348 | 183.2348 | 0 | 0 | 0 | 1454.59 | 0 | 0
8561 | 1716.665 | 137.19 | 355.1445 | 355.1445 | 0 | 0 | 0 | 1374.787 | 0 | 0
8562 | 1572.735 | 9.08 | 0 | 0 | 0 | 0 | 0 | 541.535 | 0 | 1071.2155
8563 | 1589.6 | 0 | 0 | 0 | 0 | 0 | 0 | 558.4 | 0 | 1071.2155
8564 | 1557.6 | 0 | 0 | 0 | 0 | 0 | 0 | 526.4 | 0 | 1071.2155
8565 | 1602.4 | 0 | 0 | 0 | 0 | 0 | 0 | 1602.4 | 0 | 0
8566 | 1444 | 0 | 0 | 0 | 0 | 0 | 0 | 1444 | 0 | 0
8567 | 1375.2 | 0 | 0 | 0 | 0 | 0 | 0 | 1375.2 | 0 | 0
8568 | 1093.6 | 0 | 0 | 0 | 0 | 0 | 0 | 1093.6 | 0 | 0
8569 | 1228 | 0 | 0 | 0 | 0 | 0 | 0 | 1228 | 0 | 0
8570 | 1288 | 0 | 0 | 0 | 0 | 0 | 0 | 1288 | 0 | 0
8571 | 1141.6 | 0 | 0 | 0 | 0 | 0 | 0 | 1141.6 | 0 | 0
8572 | 1294.4 | 0 | 0 | 0 | 0 | 0 | 0 | 1294.4 | 0 | 0
8573 | 1065.6 | 0 | 0 | 0 | 0 | 0 | 0 | 1065.6 | 0 | 0
8574 | 829.6 | 0 | 0 | 0 | 0 | 0 | 0 | 829.6 | 0 | 0
8575 | 1029.6 | 74.81 | 127.8924 | 127.8924 | 0 | 0 | 0 | 906.485 | 0 | 0
8576 | 822.307 | 308.38 | 822.9619 | 822.9619 | 0 | 0 | 0 | 30.087 | 0 | 0
8577 | 592.193 | 545.42 | 1507.1925 | 615.1729 | -892.0196 | 0 | 0 | 0 | 0 | 0
8578 | 240.544 | 733.07 | 1974.3731 | 249.8782 | -1071.2155 | 0 | 653.2794 | 0 | 0 | 0
8579 | 160.732 | 636.27 | 1703.7561 | 166.9692 | -1071.2155 | 0 | 465.5715 | 0 | 0 | 0
8580 | 234.455 | 607.99 | 1620.5167 | 243.553 | -541.9901 | 0 | 834.9736 | 0 | 0 | 0
8581 | 799.112 | 800.44 | 2109.5527 | 830.1213 | 0 | 0 | 1279.4314 | 0 | 0 | 0
8582 | 1280.093 | 635.65 | 1701.1508 | 1329.7667 | 0 | 0 | 371.3841 | 0 | 0 | 0
8583 | 1234.242 | 429.79 | 1167.9116 | 1167.9116 | 0 | 0 | 0 | 109.958 | 0 | 0
8584 | 1396.75 | 206.02 | 556.71 | 556.71 | 0 | 0 | 0 | 860.836 | 0 | 0
8585 | 1167.432 | 109.53 | 274.7005 | 274.7005 | 0 | 0 | 0 | 902.993 | 0 | 0
8586 | 1508.661 | 12.86 | 2.9959 | 2.9959 | 0 | 0 | 0 | 474.577 | 0 | 1071.2155
8587 | 1127.2 | 0 | 0 | 0 | 0 | 0 | 0 | 96 | 0 | 1071.2155
8588 | 1019.2 | 0 | 0 | 0 | 0 | 0 | 0 | 0 | 0 | 1058.7498
8589 | 1018.4 | 0 | 0 | 0 | 0 | 0 | 0 | 1018.4 | 0 | 0
8590 | 1072 | 0 | 0 | 0 | 0 | 0 | 0 | 1072 | 0 | 0
8591 | 1246.4 | 0 | 0 | 0 | 0 | 0 | 0 | 1246.4 | 0 | 0
8592 | 1248 | 0 | 0 | 0 | 0 | 0 | 0 | 1248 | 0 | 0
8593 | 1350.4 | 0 | 0 | 0 | 0 | 0 | 0 | 1350.4 | 0 | 0
8594 | 1180.8 | 0 | 0 | 0 | 0 | 0 | 0 | 1180.8 | 0 | 0
8595 | 1263.2 | 0 | 0 | 0 | 0 | 0 | 0 | 1263.2 | 0 | 0
8596 | 924 | 0 | 0 | 0 | 0 | 0 | 0 | 924 | 0 | 0
8597 | 1158.4 | 0 | 0 | 0 | 0 | 0 | 0 | 1158.4 | 0 | 0
8598 | 944.8 | 0 | 0 | 0 | 0 | 0 | 0 | 944.8 | 0 | 0
8599 | 1162.4 | 66.24 | 113.6349 | 0 | -113.6349 | 0 | 0 | 1162.4 | 0 | 0
8600 | 1102.325 | 281.69 | 750.8377 | 0 | -750.8377 | 0 | 0 | 1102.325 | 0 | 0
8601 | 1299.188 | 407.08 | 1116.149 | 44.9335 | -1071.2155 | 0 | 0 | 1255.933 | 0 | 0
8602 | 1255.151 | 603.92 | 1621.006 | 549.7905 | -1071.2155 | 0 | 0 | 725.898 | 0 | 0
8603 | 1741.645 | 624.67 | 1651.2404 | 1651.2404 | 0 | 0 | 0 | 0 | 0 | 157.9887
8604 | 1714.976 | 729.44 | 1905.6385 | 1781.5252 | -124.1133 | 0 | 0 | 0 | 0 | 0
8605 | 1914.011 | 932.68 | 2421.7821 | 1814.4065 | -607.3756 | 0 | 0 | 167.381 | 0 | 0
8606 | 1870.71 | 637.72 | 1679.1967 | 1679.1967 | 0 | 0 | 0 | 254.24 | 0 | 0
8607 | 1783.81 | 436.5 | 1164.176 | 1164.176 | 0 | 0 | 0 | 663.122 | 0 | 0
8608 | 2019.637 | 332.48 | 900.0121 | 900.0121 | 0 | 0 | 0 | 1153.245 | 0 | 0
8609 | 1410.31 | 67.73 | 165.1076 | 165.1076 | 0 | 0 | 0 | 1251.37 | 0 | 0
8610 | 1651.085 | 5.87 | 0 | 0 | 0 | 0 | 0 | 619.885 | 0 | 1071.2155
8611 | 1632 | 0 | 0 | 0 | 0 | 0 | 0 | 600.8 | 0 | 1071.2155
8612 | 1364.8 | 0 | 0 | 0 | 0 | 0 | 0 | 333.6 | 0 | 1071.2155
8613 | 1691.2 | 0 | 0 | 0 | 0 | 0 | 0 | 1691.2 | 0 | 0
8614 | 1349.6 | 0 | 0 | 0 | 0 | 0 | 0 | 1349.6 | 0 | 0
8615 | 1433.6 | 0 | 0 | 0 | 0 | 0 | 0 | 1433.6 | 0 | 0
8616 | 1556 | 0 | 0 | 0 | 0 | 0 | 0 | 1556 | 0 | 0
8617 | 1457.6 | 0 | 0 | 0 | 0 | 0 | 0 | 1457.6 | 0 | 0
8618 | 1494.4 | 0 | 0 | 0 | 0 | 0 | 0 | 1494.4 | 0 | 0
8619 | 1759.2 | 0 | 0 | 0 | 0 | 0 | 0 | 1759.2 | 0 | 0
8620 | 1729.6 | 0 | 0 | 0 | 0 | 0 | 0 | 1729.6 | 0 | 0
8621 | 1414.4 | 0 | 0 | 0 | 0 | 0 | 0 | 1414.4 | 0 | 0
8622 | 1408.8 | 0 | 0 | 0 | 0 | 0 | 0 | 1408.8 | 0 | 0
8623 | 1471.2 | 56.27 | 95.9056 | 0 | -95.9056 | 0 | 0 | 1471.2 | 0 | 0
8624 | 1645.752 | 247.81 | 658.0059 | 0 | -658.0059 | 0 | 0 | 1645.752 | 0 | 0
8625 | 1196.191 | 461.73 | 1261.4372 | 228.374 | -1033.0633 | 0 | 0 | 976.348 | 0 | 0
8626 | 1139.333 | 582.02 | 1550.0722 | 1183.5445 | -366.5277 | 0 | 0 | 0 | 0 | 0
8627 | 1201.095 | 702.42 | 1826.9241 | 1247.7032 | -579.2209 | 0 | 0 | 0 | 0 | 0
8628 | 1464.687 | 776.49 | 1990.3281 | 1521.5238 | -468.8043 | 0 | 0 | 0 | 0 | 0
8629 | 1491.287 | 528.51 | 1363.64 | 1363.64 | 0 | 0 | 0 | 178.586 | 0 | 0
8630 | 1221.935 | 643.19 | 1644.2659 | 1269.3519 | -374.914 | 0 | 0 | 0 | 0 | 0
8631 | 1440.758 | 328.34 | 858.9804 | 858.9804 | 0 | 0 | 0 | 613.865 | 0 | 0
8632 | 1143.128 | 397.39 | 1061.6595 | 1061.6595 | 0 | 0 | 0 | 121.127 | 0 | 0
8633 | 1279.819 | 160.67 | 409.4303 | 409.4303 | 0 | 0 | 0 | 885.683 | 0 | 0
8634 | 1197.79 | 12.35 | 3.6826 | 3.6826 | 0 | 0 | 0 | 163.045 | 0 | 1071.2155
8635 | 973.6 | 0 | 0 | 0 | 0 | 0 | 0 | 0 | 0 | 1011.3803
8636 | 1392 | 0 | 0 | 0 | 0 | 0 | 0 | 360.8 | 0 | 1071.2155
8637 | 827.2 | 0 | 0 | 0 | 0 | 0 | 0 | 827.2 | 0 | 0
8638 | 1307.2 | 0 | 0 | 0 | 0 | 0 | 0 | 1307.2 | 0 | 0
8639 | 978.4 | 0 | 0 | 0 | 0 | 0 | 0 | 978.4 | 0 | 0
8640 | 1164.8 | 0 | 0 | 0 | 0 | 0 | 0 | 1164.8 | 0 | 0
8641 | 1192 | 0 | 0 | 0 | 0 | 0 | 0 | 1192 | 0 | 0
8642 | 1257.6 | 0 | 0 | 0 | 0 | 0 | 0 | 1257.6 | 0 | 0
8643 | 1376.8 | 0 | 0 | 0 | 0 | 0 | 0 | 1376.8 | 0 | 0
8644 | 1199.2 | 0 | 0 | 0 | 0 | 0 | 0 | 1199.2 | 0 | 0
8645 | 1092.8 | 0 | 0 | 0 | 0 | 0 | 0 | 1092.8 | 0 | 0
8646 | 1172.8 | 0 | 0 | 0 | 0 | 0 | 0 | 1172.8 | 0 | 0
8647 | 1270.4 | 54.68 | 94.6839 | 0 | -94.6839 | 0 | 0 | 1270.4 | 0 | 0
8648 | 1082.229 | 284.49 | 746.2192 | 0 | -746.2192 | 0 | 0 | 1082.229 | 0 | 0
8649 | 1267.43 | 526.46 | 1411.611 | 1129.9453 | -281.6657 | 0 | 0 | 179.694 | 0 | 0
8650 | 1460.39 | 723.24 | 1867.7585 | 1517.0601 | -350.6984 | 0 | 0 | 0 | 0 | 0
8651 | 1254.555 | 746.92 | 1889.5287 | 1303.2377 | -586.291 | 0 | 0 | 0 | 0 | 0
8652 | 1447.708 | 913.06 | 2244.8384 | 1503.8859 | -740.9524 | 0 | 0 | 0 | 0 | 0
8653 | 1292.068 | 714.55 | 1789.5115 | 1342.2064 | -447.3052 | 0 | 0 | 0 | 0 | 0
8654 | 1332.407 | 650.88 | 1646.1461 | 1384.1107 | -262.0354 | 0 | 0 | 0 | 0 | 0
8655 | 1699.676 | 502.92 | 1302.8731 | 1302.8731 | 0 | 0 | 0 | 445.472 | 0 | 0
8656 | 1738.895 | 387.32 | 1028.0801 | 1028.0801 | 0 | 0 | 0 | 749.219 | 0 | 0
8657 | 1656.8 | 159.55 | 405.8257 | 405.8257 | 0 | 0 | 0 | 1266.134 | 0 | 0
8658 | 1844.457 | 14.14 | 6.3866 | 6.3866 | 0 | 0 | 0 | 807.109 | 0 | 1071.2155
8659 | 1589.6 | 0 | 0 | 0 | 0 | 0 | 0 | 558.4 | 0 | 1071.2155
8660 | 1539.2 | 0 | 0 | 0 | 0 | 0 | 0 | 508 | 0 | 1071.2155
8661 | 1721.6 | 0 | 0 | 0 | 0 | 0 | 0 | 1721.6 | 0 | 0
8662 | 1580 | 0 | 0 | 0 | 0 | 0 | 0 | 1580 | 0 | 0
8663 | 1633.6 | 0 | 0 | 0 | 0 | 0 | 0 | 1633.6 | 0 | 0
8664 | 1402.4 | 0 | 0 | 0 | 0 | 0 | 0 | 1402.4 | 0 | 0
8665 | 1166.4 | 0 | 0 | 0 | 0 | 0 | 0 | 1166.4 | 0 | 0
8666 | 950.4 | 0 | 0 | 0 | 0 | 0 | 0 | 950.4 | 0 | 0
8667 | 1228.8 | 0 | 0 | 0 | 0 | 0 | 0 | 1228.8 | 0 | 0
8668 | 1433.6 | 0 | 0 | 0 | 0 | 0 | 0 | 1433.6 | 0 | 0
8669 | 1112.8 | 0 | 0 | 0 | 0 | 0 | 0 | 1112.8 | 0 | 0
8670 | 1390.4 | 0 | 0 | 0 | 0 | 0 | 0 | 1390.4 | 0 | 0
8671 | 1300 | 46.7 | 78.8983 | 78.8983 | 0 | 0 | 0 | 1224.049 | 0 | 0
8672 | 1239.89 | 230.23 | 608.5007 | 608.5007 | 0 | 0 | 0 | 654.12 | 0 | 0
8673 | 1372.872 | 450.55 | 1216.0082 | 1216.0082 | 0 | 0 | 0 | 202.288 | 0 | 0
8674 | 1438.053 | 726.67 | 1886.8039 | 1493.8563 | -392.9476 | 0 | 0 | 0 | 0 | 0
8675 | 1474.877 | 768.95 | 1960.023 | 1532.1092 | -427.9138 | 0 | 0 | 0 | 0 | 0
8676 | 1655.249 | 806.67 | 2035.6896 | 1719.4805 | -316.209 | 0 | 0 | 0 | 0 | 0
8677 | 1465.832 | 918.93 | 2304.1697 | 1522.7132 | -781.4565 | 0 | 0 | 0 | 0 | 0
8678 | 1372.877 | 845.68 | 2150.3414 | 1426.1511 | -724.1903 | 0 | 0 | 0 | 0 | 0
8679 | 1501.38 | 595.16 | 1563.4531 | 1559.6407 | -3.8124 | 0 | 0 | 0 | 0 | 0
8680 | 1727.807 | 326.7 | 875.2242 | 875.2242 | 0 | 0 | 0 | 885.277 | 0 | 0
8681 | 1880.42 | 196.69 | 502.4844 | 502.4844 | 0 | 0 | 0 | 1396.706 | 0 | 0
8682 | 1581.08 | 15.03 | 8.0933 | 8.0933 | 0 | 0 | 0 | 1573.289 | 0 | 0
8683 | 1718.4 | 0 | 0 | 0 | 0 | 0 | 0 | 1718.4 | 0 | 0
8684 | 1398.4 | 0 | 0 | 0 | 0 | 0 | 0 | 1398.4 | 0 | 0
8685 | 1615.2 | 0 | 0 | 0 | 0 | 0 | 0 | 1615.2 | 0 | 0
8686 | 1388 | 0 | 0 | 0 | 0 | 0 | 0 | 1388 | 0 | 0
8687 | 1260 | 0 | 0 | 0 | 0 | 0 | 0 | 1260 | 0 | 0
8688 | 1138.4 | 0 | 0 | 0 | 0 | 0 | 0 | 1138.4 | 0 | 0
8689 | 1516 | 0 | 0 | 0 | 0 | 0 | 0 | 1516 | 0 | 0
8690 | 1427.2 | 0 | 0 | 0 | 0 | 0 | 0 | 1427.2 | 0 | 0
8691 | 1350.4 | 0 | 0 | 0 | 0 | 0 | 0 | 1350.4 | 0 | 0
8692 | 1424.8 | 0 | 0 | 0 | 0 | 0 | 0 | 1424.8 | 0 | 0
8693 | 1365.6 | 0 | 0 | 0 | 0 | 0 | 0 | 1365.6 | 0 | 0
8694 | 1286.4 | 0 | 0 | 0 | 0 | 0 | 0 | 707.522 | 0 | 601.3412
8695 | 1076.8 | 34.35 | 54.6764 | 54.6764 | 0 | 0 | 0 | 0 | 0 | 1063.9085
8696 | 900.697 | 205.48 | 542.308 | 542.308 | 0 | 0 | 0 | 0 | 0 | 393.3403
8697 | 1097.2 | 432.49 | 1172.4636 | 1139.7766 | -32.687 | 0 | 0 | 0 | 0 | 0
8698 | 1366.655 | 723.64 | 1909.5714 | 1419.6877 | -489.8837 | 0 | 0 | 0 | 0 | 0
8699 | 1227.291 | 778.47 | 2024.7894 | 1274.9157 | -749.8737 | 0 | 0 | 0 | 0 | 0
8700 | 1383.572 | 926.88 | 2372.3226 | 1437.2612 | -935.0614 | 0 | 0 | 0 | 0 | 0
8701 | 1468.257 | 763.02 | 1973.7747 | 1525.2323 | -448.5424 | 0 | 0 | 0 | 0 | 0
8702 | 1027.48 | 624.11 | 1632.2012 | 1067.3511 | -564.8501 | 0 | 0 | 0 | 0 | 0
8703 | 1438.064 | 297.18 | 785.4517 | 785.4517 | 0 | 0 | 0 | 681.953 | 0 | 0
8704 | 621.669 | 231.91 | 617.3721 | 617.3721 | 0 | 0 | 0 | 27.359 | 0 | 0
8705 | 592.386 | 111.31 | 283.1854 | 283.1854 | 0 | 0 | 0 | 319.779 | 0 | 0
8706 | 255.342 | 7.83 | 0 | 0 | 0 | 0 | 0 | 0 | 0 | 265.2505
8707 | 254.4 | 0 | 0 | 0 | 0 | 0 | 0 | 0 | 0 | 264.2719
8708 | 272 | 0 | 0 | 0 | 0 | 0 | 0 | 0 | 0 | 282.5549
8709 | 180 | 0 | 0 | 0 | 0 | 0 | 0 | 180 | 0 | 0
8710 | 245.6 | 0 | 0 | 0 | 0 | 0 | 0 | 245.6 | 0 | 0
8711 | 105.6 | 0 | 0 | 0 | 0 | 0 | 0 | 105.6 | 0 | 0
8712 | 99.2 | 0 | 0 | 0 | 0 | 0 | 0 | 99.2 | 0 | 0
8713 | 91.2 | 0 | 0 | 0 | 0 | 0 | 0 | 91.2 | 0 | 0
8714 | 98.4 | 0 | 0 | 0 | 0 | 0 | 0 | 98.4 | 0 | 0
8715 | 89.6 | 0 | 0 | 0 | 0 | 0 | 0 | 89.6 | 0 | 0
8716 | 95.2 | 0 | 0 | 0 | 0 | 0 | 0 | 95.2 | 0 | 0
8717 | 91.2 | 0 | 0 | 0 | 0 | 0 | 0 | 91.2 | 0 | 0
8718 | 96.8 | 0 | 0 | 0 | 0 | 0 | 0 | 96.8 | 0 | 0
8719 | 77.6 | 17.63 | 22.4153 | 0 | -22.4153 | 0 | 0 | 77.6 | 0 | 0
8720 | 94.05 | 173.11 | 460.365 | 0 | -460.365 | 0 | 0 | 94.05 | 0 | 0
8721 | 825.915 | 401.95 | 1105.5739 | 684.5993 | -420.9746 | 0 | 0 | 166.889 | 0 | 0
8722 | 1285.579 | 455.66 | 1221.7819 | 1221.7819 | 0 | 0 | 0 | 109.437 | 0 | 0
8723 | 1403.535 | 247.62 | 648.9154 | 648.9154 | 0 | 0 | 0 | 0 | 0 | 809.0835
8724 | 1280.109 | 334.47 | 877.5864 | 877.5864 | 0 | 0 | 0 | 0 | 0 | 452.1969
8725 | 1122.521 | 491.87 | 1288.0057 | 216.7902 | -1071.2155 | 0 | 0 | 913.829 | 0 | 0
8726 | 1380.964 | 307.57 | 807.1689 | 474.7161 | -332.4528 | 0 | 0 | 923.981 | 0 | 0
8727 | 1395.618 | 297.17 | 785.4299 | 785.4299 | 0 | 0 | 0 | 639.528 | 0 | 0
8728 | 1382.822 | 125.62 | 324.2307 | 324.2307 | 0 | 0 | 0 | 1070.703 | 0 | 0
8729 | 1035.196 | 61.03 | 148.0369 | 148.0369 | 0 | 0 | 0 | 892.689 | 0 | 0
8730 | 1041.064 | 6.85 | 0 | 0 | 0 | 0 | 0 | 9.864 | 0 | 1071.2155
8731 | 1022.4 | 0 | 0 | 0 | 0 | 0 | 0 | 0 | 0 | 1062.074
8732 | 1182.4 | 0 | 0 | 0 | 0 | 0 | 0 | 151.2 | 0 | 1071.2155
8733 | 1686.4 | 0 | 0 | 0 | 0 | 0 | 0 | 1686.4 | 0 | 0
8734 | 897.6 | 0 | 0 | 0 | 0 | 0 | 0 | 897.6 | 0 | 0
8735 | 1217.6 | 0 | 0 | 0 | 0 | 0 | 0 | 1217.6 | 0 | 0
8736 | 1290.4 | 0 | 0 | 0 | 0 | 0 | 0 | 1290.4 | 0 | 0
8737 | 1120 | 0 | 0 | 0 | 0 | 0 | 0 | 1120 | 0 | 0
8738 | 1036.8 | 0 | 0 | 0 | 0 | 0 | 0 | 1036.8 | 0 | 0
8739 | 1090.4 | 0 | 0 | 0 | 0 | 0 | 0 | 1090.4 | 0 | 0
8740 | 1088 | 0 | 0 | 0 | 0 | 0 | 0 | 1088 | 0 | 0
8741 | 1287.2 | 0 | 0 | 0 | 0 | 0 | 0 | 1287.2 | 0 | 0
8742 | 1304.8 | 0 | 0 | 0 | 0 | 0 | 0 | 1304.8 | 0 | 0
8743 | 1274.4 | 31.55 | 46.9841 | 0 | -46.9841 | 0 | 0 | 1274.4 | 0 | 0
8744 | 1022.55 | 173.95 | 465.5507 | 0 | -465.5507 | 0 | 0 | 1022.55 | 0 | 0
8745 | 1026.462 | 426.19 | 1182.7498 | 111.5344 | -1071.2155 | 0 | 0 | 919.094 | 0 | 0
8746 | 1278.239 | 612.41 | 1661.2067 | 589.9912 | -1071.2155 | 0 | 0 | 710.287 | 0 | 0
8747 | 1288.464 | 578.91 | 1547.1397 | 1338.4625 | -208.6772 | 0 | 0 | 0 | 0 | 0
8748 | 1351.624 | 594.51 | 1580.0272 | 1404.0734 | -175.9538 | 0 | 0 | 0 | 0 | 0
8749 | 1146.697 | 414.4 | 1104.5278 | 607.8805 | -496.6474 | 0 | 0 | 561.524 | 0 | 0
8750 | 1487.273 | 393.74 | 1056.8145 | 1056.8145 | 0 | 0 | 0 | 469.936 | 0 | 0
8751 | 1161.038 | 453.65 | 1236.1143 | 1206.0918 | -30.0225 | 0 | 0 | 0 | 0 | 0
8752 | 1604.111 | 362.16 | 1004.7184 | 1004.7184 | 0 | 0 | 0 | 636.924 | 0 | 0
8753 | 1704.867 | 64.06 | 159.3516 | 159.3516 | 0 | 0 | 0 | 1551.468 | 0 | 0
8754 | 1368.022 | 7.83 | 0 | 0 | 0 | 0 | 0 | 336.822 | 0 | 1071.2155
8755 | 1372.8 | 0 | 0 | 0 | 0 | 0 | 0 | 341.6 | 0 | 1071.2155
8756 | 1204.8 | 0 | 0 | 0 | 0 | 0 | 0 | 173.6 | 0 | 1071.2155
8757 | 1449.6 | 0 | 0 | 0 | 0 | 0 | 0 | 1449.6 | 0 | 0
8758 | 1340 | 0 | 0 | 0 | 0 | 0 | 0 | 1340 | 0 | 0
8759 | 1208 | 0 | 0 | 0 | 0 | 0 | 0 | 1208 | 0 | 0
8760 | 1216 | 0 | 0 | 0 | 0 | 0 | 0 | 1216 | 0 | 0

## Load Duration
Rank | Load (kW) | Net Load (kW)
1 | 2428 | 2428
2 | 2418.5558 | 2418.556
3 | 2414.4 | 2389.6
4 | 2405.0087 | 2380.305
5 | 2390.381 | 2379.2
6 | 2389.6 | 2369.946
7 | 2387.844 | 2356.755
8 | 2381.0831 | 2352
9 | 2380.3051 | 2342.851
10 | 2379.2 | 2330.4
11 | 2378.556 | 2321.335
12 | 2369.9456 | 2295.2
13 | 2352 | 2286.272
14 | 2342.8514 | 2215.2
15 | 2335.268 | 2208.8
16 | 2330.4 | 2206.584
17 | 2326.1845 | 2200.208
18 | 2321.3354 | 2156.8
19 | 2297.304 | 2148.411
20 | 2295.2 | 2129.6
21 | 2288.3681 | 2121.316
22 | 2286.452 | 2112.8
23 | 2286.2723 | 2075.2
24 | 2279.797 | 2067.128
25 | 2277.5584 | 2057.6
26 | 2270.9292 | 2057.6
27 | 2261.298 | 2056.847
28 | 2256.255 | 2055.2
29 | 2252.5022 | 2049.597
30 | 2247.4788 | 2040.8
31 | 2215.2 | 2035.742
32 | 2208.8 | 2032.862
33 | 2206.5835 | 2028.8
34 | 2200.2084 | 2027.2
35 | 2188.553 | 2020.909
36 | 2181.431 | 2016.954
37 | 2180.0402 | 2004
38 | 2172.9459 | 2003.2
39 | 2172.8 | 2003.2
40 | 2168.745 | 2000
41 | 2164.3484 | 1998.4
42 | 2160.3092 | 1998.285
43 | 2156.812 | 1996.205
44 | 2156.8 | 1992.221
45 | 2148.4226 | 1976.8
46 | 2148.4107 | 1969.111
47 | 2138.256 | 1962.792
48 | 2137.608 | 1956
49 | 2133.191 | 1951.2
50 | 2129.6 | 1948.392
51 | 2121.3165 | 1940.8
52 | 2117.631 | 1940.792
53 | 2116.262 | 1936.458
54 | 2112.8 | 1931.959
55 | 2098.686 | 1925.6
56 | 2095.805 | 1920
57 | 2091.005 | 1916
58 | 2089.833 | 1916
59 | 2088.377 | 1915.2
60 | 2087.6529 | 1914.4
61 | 2076.6159 | 1913.6
62 | 2075.2 | 1907.195
63 | 2071.826 | 1906.954
64 | 2071.6969 | 1894.952
65 | 2067.1281 | 1888
66 | 2067.103 | 1884.852
67 | 2057.6 | 1880.656
68 | 2057.6 | 1870.358
69 | 2055.558 | 1870.081
70 | 2055.2559 | 1869.665
71 | 2055.2 | 1860.767
72 | 2055.08 | 1860.767
73 | 2051.354 | 1859.99
74 | 2049.5965 | 1858.436
75 | 2047.677 | 1851.315
76 | 2043.3748 | 1851.2
77 | 2041.861 | 1850.878
78 | 2040.8 | 1850.4
79 | 2035.7422 | 1849.6
80 | 2033.628 | 1849.113
81 | 2032.8619 | 1847.2
82 | 2028.8 | 1845.6
83 | 2027.2 | 1843.202
84 | 2026.099 | 1842.4
85 | 2025.649 | 1840
86 | 2020.9085 | 1838.421
87 | 2019.637 | 1835.234
88 | 2017.7698 | 1832.8
89 | 2013.4594 | 1830.4
90 | 2012.075 | 1828.8
91 | 2008.054 | 1828.112
92 | 2004 | 1827.85
93 | 2003.2 | 1825.671
94 | 2003.2 | 1824.8
95 | 2001.861 | 1823.28
96 | 2000 | 1822.4
97 | 1998.4 | 1820
98 | 1998.285 | 1819.672
99 | 1998.015 | 1818.198
100 | 1998.0095 | 1818.036
101 | 1996.523 | 1817.509
102 | 1996.205 | 1814.4
103 | 1995.8376 | 1812
104 | 1992.2206 | 1810.613
105 | 1991.36 | 1808.8
106 | 1988.333 | 1805.698
107 | 1976.8 | 1804.952
108 | 1975.004 | 1798.4
109 | 1973.613 | 1797.835
110 | 1972.895 | 1797.6
111 | 1972.144 | 1795.145
112 | 1969.563 | 1793.95
113 | 1969.1108 | 1793.009
114 | 1967.7386 | 1791.405
115 | 1965.9362 | 1788
116 | 1962.7917 | 1786.958
117 | 1959.966 | 1786.4
118 | 1956.792 | 1785.6
119 | 1956 | 1785.14
120 | 1955.911 | 1784.8
121 | 1954.45 | 1783.2
122 | 1953.371 | 1782.948
123 | 1953.342 | 1782.229
124 | 1952.3423 | 1780
125 | 1951.2 | 1779.936
126 | 1950.329 | 1778.4
127 | 1950.1673 | 1777.858
128 | 1950.1113 | 1777.6
129 | 1948.3917 | 1776.081
130 | 1948.007 | 1775.2
131 | 1945.9424 | 1775.2
132 | 1945.081 | 1771.2
133 | 1943.684 | 1771.2
134 | 1940.862 | 1770.4
135 | 1940.8 | 1765.604
136 | 1940.7916 | 1765.6
137 | 1940.668 | 1764.8
138 | 1937.529 | 1764.516
139 | 1936.4576 | 1762.864
140 | 1936.1236 | 1762.4
141 | 1935.979 | 1761.6
142 | 1933.3126 | 1760
143 | 1931.97 | 1759.2
144 | 1931.9585 | 1759.2
145 | 1931.914 | 1756
146 | 1931.871 | 1755.881
147 | 1931.0148 | 1755.545
148 | 1925.6 | 1755.524
149 | 1925.128 | 1754.874
150 | 1924.839 | 1754.748
151 | 1924 | 1751.2
152 | 1921.03 | 1750.4
153 | 1920 | 1749.17
154 | 1918.198 | 1748.8
155 | 1917.6398 | 1748
156 | 1916.994 | 1748
157 | 1916.271 | 1746.4
158 | 1916.0218 | 1745.78
159 | 1916 | 1744.245
160 | 1916 | 1744
161 | 1915.2 | 1744
162 | 1914.4 | 1743.613
163 | 1914.011 | 1742.4
164 | 1913.6 | 1741.978
165 | 1909.872 | 1740.8
166 | 1908.6882 | 1738.4
167 | 1907.596 | 1737.889
168 | 1906.9535 | 1737.6
169 | 1905.103 | 1735.942
170 | 1904.871 | 1735.391
171 | 1904.751 | 1734.126
172 | 1903.518 | 1734.029
173 | 1902.457 | 1732.8
174 | 1902.362 | 1731.795
175 | 1901.1918 | 1729.6
176 | 1900.996 | 1728.8
177 | 1900.383 | 1725.6
178 | 1900.048 | 1725.6
179 | 1899.5274 | 1724
180 | 1899.267 | 1724
181 | 1896.8 | 1723.985
182 | 1895.8186 | 1723.786
183 | 1895.057 | 1723.168
184 | 1894.9522 | 1722.075
185 | 1894.24 | 1721.6
186 | 1892.738 | 1721.152
187 | 1892.5228 | 1718.738
188 | 1891.8794 | 1718.4
189 | 1889.882 | 1718.375
190 | 1889.88 | 1717.6
191 | 1889.839 | 1717.268
192 | 1889.422 | 1717.081
193 | 1888 | 1714.703
194 | 1887.87 | 1714.171
195 | 1886.909 | 1711.2
196 | 1884.852 | 1711.2
197 | 1884.7238 | 1709.965
198 | 1884.636 | 1709.264
199 | 1882.658 | 1708.914
200 | 1880.8 | 1708
201 | 1880.6562 | 1706.4
202 | 1880.42 | 1706.4
203 | 1880.17 | 1706.4
204 | 1876.2766 | 1705.6
205 | 1876.2222 | 1704.544
206 | 1876.1804 | 1704
207 | 1874.444 | 1703.54
208 | 1873.143 | 1702.4
209 | 1870.71 | 1701.6
210 | 1870.3575 | 1701.566
211 | 1870.1756 | 1701.356
212 | 1870.081 | 1701.086
213 | 1870.011 | 1700.8
214 | 1869.6654 | 1700.522
215 | 1869.297 | 1700
216 | 1867.076 | 1699.763
217 | 1866.297 | 1699.2
218 | 1865.857 | 1698.633
219 | 1864.668 | 1698.4
220 | 1863.8394 | 1698.387
221 | 1863.569 | 1697.61
222 | 1862.9184 | 1696.179
223 | 1862.026 | 1696
224 | 1860.7669 | 1696
225 | 1860.7669 | 1695.2
226 | 1859.99 | 1695.2
227 | 1859.743 | 1693.6
228 | 1859.685 | 1692.171
229 | 1859.342 | 1692
230 | 1859.284 | 1691.2
231 | 1858.4361 | 1690.454
232 | 1857.995 | 1690.4
233 | 1857.415 | 1689.285
234 | 1857.159 | 1688.8
235 | 1857.119 | 1688.606
236 | 1854.487 | 1688
237 | 1853.049 | 1687.183
238 | 1852.086 | 1686.4
239 | 1851.263 | 1686.4
240 | 1851.2 | 1685.6
241 | 1851.164 | 1684.73
242 | 1850.4 | 1684
243 | 1849.9352 | 1684
244 | 1849.8422 | 1683.912
245 | 1849.735 | 1683.333
246 | 1849.6 | 1683.2
247 | 1849.1134 | 1682.848
248 | 1849.064 | 1682.4
249 | 1847.2 | 1682.4
250 | 1846.4 | 1680.912
251 | 1845.8412 | 1680.85
252 | 1845.6 | 1680.8
253 | 1845.2748 | 1676.8
254 | 1844.8819 | 1675.856
255 | 1844.457 | 1675.856
256 | 1843.247 | 1675.2
257 | 1843.2025 | 1674.262
258 | 1842.5401 | 1671.657
259 | 1842.4 | 1669.874
260 | 1842.205 | 1668.8
261 | 1841.9829 | 1668.373
262 | 1840 | 1667.2
263 | 1839.549 | 1666.4
264 | 1839.255 | 1665.984
265 | 1838.59 | 1664.988
266 | 1838.4211 | 1664
267 | 1838.145 | 1663.2
268 | 1837.293 | 1662.402
269 | 1836.8 | 1661.83
270 | 1836.767 | 1661.6
271 | 1835.767 | 1661.6
272 | 1835.337 | 1660.8
273 | 1835.2336 | 1660.715
274 | 1835.131 | 1660.665
275 | 1834.925 | 1660.195
276 | 1832.8 | 1660.195
277 | 1832.523 | 1660.195
278 | 1832.1434 | 1660
279 | 1832.064 | 1660
280 | 1831.647 | 1659.2
281 | 1831.384 | 1653.652
282 | 1830.4 | 1653.6
283 | 1830.371 | 1653.6
284 | 1829.581 | 1653.543
285 | 1829.403 | 1652.548
286 | 1829.242 | 1651.771
287 | 1829.06 | 1651.68
288 | 1828.904 | 1650.928
289 | 1828.8 | 1650.4
290 | 1827.8498 | 1648.813
291 | 1826.7294 | 1648.503
292 | 1825.6709 | 1648
293 | 1825.482 | 1647.735
294 | 1825.298 | 1647.428
295 | 1824.8 | 1647.2
296 | 1824.781 | 1647.109
297 | 1824.597 | 1647.109
298 | 1823.532 | 1645.752
299 | 1823.2803 | 1645.6
300 | 1823.205 | 1643.224
301 | 1822.657 | 1643.02
302 | 1822.4 | 1642.4
303 | 1822.304 | 1641.6
304 | 1821.112 | 1640.8
305 | 1820.422 | 1640.723
306 | 1820 | 1640
307 | 1819.6715 | 1639.34
308 | 1818.1981 | 1638.931
309 | 1818.0358 | 1636.43
310 | 1817.6831 | 1635.533
311 | 1816.85 | 1635.2
312 | 1814.753 | 1634.4
313 | 1814.4 | 1634.4
314 | 1812.7762 | 1634.325
315 | 1812.4967 | 1633.6
316 | 1812 | 1632.03
317 | 1811.107 | 1632
318 | 1811.042 | 1629.6
319 | 1808.8 | 1628.8
320 | 1808.052 | 1628.792
321 | 1807.6941 | 1628
322 | 1807.633 | 1627.857
323 | 1806.403 | 1626.909
324 | 1805.698 | 1625.6
325 | 1805.6859 | 1624.8
326 | 1804.9518 | 1624.8
327 | 1804.4341 | 1624.362
328 | 1803.338 | 1624
329 | 1802.673 | 1624
330 | 1801.945 | 1624
331 | 1801.825 | 1622.464
332 | 1799.841 | 1622.4
333 | 1799.821 | 1621.6
334 | 1799.3766 | 1620
335 | 1798.4 | 1619.2
336 | 1798.158 | 1617.6
337 | 1797.835 | 1616.032
338 | 1797.6 | 1616
339 | 1797.5 | 1615.258
340 | 1797.136 | 1615.254
341 | 1796.832 | 1615.2
342 | 1796.545 | 1614.33
343 | 1796.174 | 1613.701
344 | 1796.019 | 1613.6
345 | 1796.006 | 1613.6
346 | 1795.9293 | 1613.578
347 | 1793.9503 | 1612.924
348 | 1793.298 | 1612
349 | 1793.1733 | 1611.259
350 | 1792.2 | 1611.037
351 | 1791.4047 | 1610.307
352 | 1791.185 | 1609.714
353 | 1790.369 | 1609.6
354 | 1789.8428 | 1607.2
355 | 1789.557 | 1605.271
356 | 1789.0993 | 1604.456
357 | 1788.7211 | 1603.456
358 | 1788.565 | 1603.434
359 | 1788 | 1603.2
360 | 1787.689 | 1603.2
361 | 1787.216 | 1603.039
362 | 1786.9578 | 1602.947
363 | 1786.904 | 1602.4
364 | 1786.454 | 1601.6
365 | 1786.4 | 1601.6
366 | 1786.2343 | 1600.8
367 | 1786.232 | 1600.536
368 | 1785.6 | 1600
369 | 1785.434 | 1600
370 | 1784.8 | 1599.675
371 | 1784.662 | 1599.2
372 | 1783.81 | 1599.2
373 | 1783.629 | 1598.4
374 | 1783.2 | 1598.4
375 | 1782.499 | 1597.549
376 | 1782.3192 | 1595.586
377 | 1782.2292 | 1595.37
378 | 1780.7354 | 1595.054
379 | 1780.377 | 1594.407
380 | 1780 | 1593.5
381 | 1779.2506 | 1592.497
382 | 1779.2 | 1591.2
383 | 1779.002 | 1590.4
384 | 1778.9231 | 1589.6
385 | 1778.711 | 1588.8
386 | 1778.5902 | 1588.461
387 | 1778.4 | 1588.205
388 | 1777.8576 | 1588.062
389 | 1777.6 | 1587.285
390 | 1776.413 | 1587.285
391 | 1776.0807 | 1587.2
392 | 1775.2 | 1587.2
393 | 1775.2 | 1586.458
394 | 1773.524 | 1585.772
395 | 1773.4518 | 1585.6
396 | 1773.255 | 1585.6
397 | 1772.851 | 1584.954
398 | 1772.4797 | 1584.8
399 | 1772.2558 | 1583.2
400 | 1772.0822 | 1583.2
401 | 1771.9988 | 1582.623
402 | 1771.2 | 1582.4
403 | 1771.2 | 1581.6
404 | 1770.4 | 1580.8
405 | 1769.154 | 1580.8
406 | 1768.6143 | 1580.463
407 | 1766.78 | 1580.043
408 | 1766.438 | 1580
409 | 1766.248 | 1579.2
410 | 1765.9551 | 1578.4
411 | 1765.931 | 1577.961
412 | 1765.6 | 1577.6
413 | 1764.8544 | 1577.6
414 | 1764.8 | 1576.8
415 | 1764.516 | 1576.8
416 | 1763.69 | 1576.131
417 | 1763.437 | 1576
418 | 1763.2 | 1575.2
419 | 1763.062 | 1574.854
420 | 1762.864 | 1574.4
421 | 1762.66 | 1573.435
422 | 1762.4 | 1573.3
423 | 1761.6 | 1573.289
424 | 1760.002 | 1572
425 | 1760 | 1572
426 | 1759.2 | 1571.869
427 | 1759.2 | 1571.869
428 | 1759.08 | 1571.738
429 | 1758.8346 | 1571.306
430 | 1758.4 | 1571.2
431 | 1757.0441 | 1571.051
432 | 1756.931 | 1570.4
433 | 1756 | 1569.6
434 | 1755.972 | 1569.6
435 | 1755.8808 | 1569.6
436 | 1755.8511 | 1568.8
437 | 1755.7039 | 1568.8
438 | 1755.5448 | 1568.598
439 | 1755.5239 | 1568
440 | 1754.8452 | 1568
441 | 1754.7479 | 1567.2
442 | 1753.4948 | 1567.2
443 | 1753.2821 | 1567.084
444 | 1753.1561 | 1567.084
445 | 1751.451 | 1566.4
446 | 1751.3527 | 1566.4
447 | 1751.2 | 1566.144
448 | 1751.14 | 1565.326
449 | 1751.024 | 1565.326
450 | 1750.511 | 1565.326
451 | 1750.4 | 1565.241
452 | 1750.351 | 1564.8
453 | 1749.963 | 1564.601
454 | 1749.959 | 1564
455 | 1749.6223 | 1564
456 | 1749.1697 | 1563.602
457 | 1749.1418 | 1563.557
458 | 1748.8 | 1563.495
459 | 1748 | 1562.956
460 | 1748 | 1562.698
461 | 1747.764 | 1562.4
462 | 1747.615 | 1561.869
463 | 1746.4 | 1560.8
464 | 1746.298 | 1560.277
465 | 1745.7801 | 1560.01
466 | 1745.6 | 1559.602
467 | 1745.249 | 1558.4
468 | 1744.6384 | 1557.966
469 | 1744.337 | 1557.233
470 | 1744.2447 | 1557.232
471 | 1744 | 1556.8
472 | 1744 | 1556.8
473 | 1743.702 | 1556.242
474 | 1743.6635 | 1556.062
475 | 1743.6133 | 1556
476 | 1743.462 | 1556
477 | 1743.337 | 1555.43
478 | 1742.4091 | 1555.2
479 | 1742.4 | 1555.098
480 | 1742.288 | 1554.491
481 | 1741.9777 | 1554.4
482 | 1741.725 | 1554.4
483 | 1741.645 | 1553.876
484 | 1741.499 | 1553.6
485 | 1740.9657 | 1553.6
486 | 1740.8 | 1551.468
487 | 1740.399 | 1551.423
488 | 1740.14 | 1551.2
489 | 1739.825 | 1551.2
490 | 1738.997 | 1550.4
491 | 1738.895 | 1550.4
492 | 1738.664 | 1549.6
493 | 1738.4 | 1549.302
494 | 1738.3935 | 1548.97
495 | 1737.954 | 1548.8
496 | 1737.8885 | 1548.8
497 | 1737.852 | 1548.048
498 | 1737.845 | 1548
499 | 1737.6 | 1547.534
500 | 1737.0911 | 1546.516
501 | 1737.05 | 1546.4
502 | 1737.0055 | 1546.4
503 | 1736.8 | 1546.4
504 | 1736.2529 | 1545.6
505 | 1735.3911 | 1545.6
506 | 1735.168 | 1545.101
507 | 1735.038 | 1544.8
508 | 1734.369 | 1544.8
509 | 1734.126 | 1544.063
510 | 1734.0288 | 1544.063
511 | 1733.951 | 1544
512 | 1733.837 | 1543.776
513 | 1733.618 | 1543.542
514 | 1732.8 | 1543.2
515 | 1731.7952 | 1542.883
516 | 1731.41 | 1542.776
517 | 1730.896 | 1542.4
518 | 1730.86 | 1542.4
519 | 1730.814 | 1542.4
520 | 1729.6 | 1541.6
521 | 1729.544 | 1540.8
522 | 1729.469 | 1540.8
523 | 1728.951 | 1539.891
524 | 1728.8 | 1538.833
525 | 1728.169 | 1538.415
526 | 1727.807 | 1538.4
527 | 1727.6442 | 1537.6
528 | 1727.174 | 1537.6
529 | 1727.078 | 1537.561
530 | 1726.744 | 1537.375
531 | 1726.4389 | 1536.8
532 | 1726.438 | 1536.445
533 | 1726.378 | 1536
534 | 1726.1516 | 1535.885
535 | 1726.047 | 1535.856
536 | 1725.917 | 1535.512
537 | 1725.6 | 1535.254
538 | 1725.6 | 1535.23
539 | 1725.6 | 1534.807
540 | 1724.6753 | 1534.4
541 | 1724.16 | 1534.4
542 | 1724.006 | 1534.4
543 | 1724 | 1534.357
544 | 1724 | 1532.8
545 | 1723.9854 | 1532.8
546 | 1723.893 | 1532.088
547 | 1723.786 | 1532
548 | 1723.1676 | 1532
549 | 1722.687 | 1532
550 | 1722.516 | 1531.2
551 | 1722.0755 | 1531.2
552 | 1721.903 | 1531.2
553 | 1721.6 | 1530.978
554 | 1718.8879 | 1529.6
555 | 1718.738 | 1529.6
556 | 1718.709 | 1529.6
557 | 1718.665 | 1529.6
558 | 1718.45 | 1528
559 | 1718.4 | 1526.888
560 | 1718.4 | 1526.888
561 | 1718.381 | 1526.838
562 | 1718.3751 | 1526.413
563 | 1718.2943 | 1526.4
564 | 1717.6 | 1526.4
565 | 1717.571 | 1526.204
566 | 1717.536 | 1526.041
567 | 1717.427 | 1525.632
568 | 1717.3001 | 1525.6
569 | 1717.244 | 1525.6
570 | 1717.081 | 1525.433
571 | 1716.665 | 1525.383
572 | 1716.587 | 1525.039
573 | 1715.3512 | 1524
574 | 1715.266 | 1524
575 | 1715.058 | 1524
576 | 1715.055 | 1523.751
577 | 1715.024 | 1522.828
578 | 1714.976 | 1522.799
579 | 1714.76 | 1522.4
580 | 1714.7026 | 1521.981
581 | 1714.1715 | 1521.981
582 | 1714.12 | 1521.164
583 | 1713.845 | 1520.8
584 | 1713.488 | 1520.476
585 | 1713.281 | 1519.916
586 | 1712.8476 | 1519.666
587 | 1712.774 | 1519.2
588 | 1712.2377 | 1518.914
589 | 1711.846 | 1518.814
590 | 1711.478 | 1518.814
591 | 1711.452 | 1518.71
592 | 1711.2 | 1518.4
593 | 1711.2 | 1518.4
594 | 1710.5644 | 1517.845
595 | 1710.5127 | 1517.709
596 | 1710.031 | 1517.6
597 | 1709.965 | 1517.6
598 | 1709.264 | 1517.36
599 | 1708.9138 | 1516.8
600 | 1708.3705 | 1516.8
601 | 1708.11 | 1516.478
602 | 1708 | 1516
603 | 1707.886 | 1515.2
604 | 1707.2 | 1515.2
605 | 1706.823 | 1515.2
606 | 1706.4 | 1514.462
607 | 1706.4 | 1514.4
608 | 1706.4 | 1514.4
609 | 1705.6 | 1513.803
610 | 1705.486 | 1513.476
611 | 1704.969 | 1512.822
612 | 1704.867 | 1512.8
613 | 1704.8 | 1512.8
614 | 1704.5439 | 1512.8
615 | 1704.422 | 1512.8
616 | 1704.336 | 1512.494
617 | 1704 | 1511.922
618 | 1703.789 | 1510.4
619 | 1703.5397 | 1510.4
620 | 1703.159 | 1510.368
621 | 1702.904 | 1509.679
622 | 1702.841 | 1509.6
623 | 1702.6602 | 1509.591
624 | 1702.4 | 1509.591
625 | 1702.4 | 1509.144
626 | 1701.8192 | 1508.8
627 | 1701.6 | 1508.509
628 | 1701.586 | 1508
629 | 1701.5656 | 1508
630 | 1701.3564 | 1508
631 | 1701.0862 | 1507.763
632 | 1700.8 | 1507.2
633 | 1700.6594 | 1506.916
634 | 1700.6118 | 1506.879
635 | 1700.5223 | 1506.4
636 | 1700.494 | 1505.99
637 | 1700.252 | 1505.706
638 | 1700.026 | 1505.6
639 | 1700 | 1505.318
640 | 1699.7626 | 1504.464
641 | 1699.676 | 1504
642 | 1699.22 | 1504
643 | 1698.6327 | 1503.892
644 | 1698.4 | 1503.2
645 | 1698.4 | 1503.2
646 | 1698.3869 | 1503.171
647 | 1698.036 | 1502.4
648 | 1697.6099 | 1501.822
649 | 1697.557 | 1501.615
650 | 1697.546 | 1500.8
651 | 1697.236 | 1500.541
652 | 1696.775 | 1500.268
653 | 1696.1792 | 1500
654 | 1696 | 1500
655 | 1696 | 1499.2
656 | 1695.2791 | 1499.082
657 | 1695.2 | 1498.823
658 | 1695.2 | 1498.714
659 | 1694.447 | 1498.264
660 | 1693.969 | 1497.772
661 | 1693.945 | 1497.6
662 | 1693.6 | 1497.6
663 | 1693.5468 | 1497.6
664 | 1693.54 | 1497.353
665 | 1693.198 | 1496.8
666 | 1692.649 | 1496
667 | 1692.1714 | 1495.352
668 | 1692 | 1494.962
669 | 1691.5158 | 1494.599
670 | 1691.2 | 1494.4
671 | 1691.064 | 1494.4
672 | 1691.038 | 1494.4
673 | 1690.754 | 1494.4
674 | 1690.4544 | 1494.165
675 | 1690.426 | 1493.6
676 | 1690.4 | 1493.6
677 | 1690.399 | 1493.357
678 | 1689.979 | 1493.259
679 | 1689.6706 | 1493.014
680 | 1689.2072 | 1492.8
681 | 1688.8665 | 1492.54
682 | 1688.8 | 1492.363
683 | 1688.8 | 1492
684 | 1688.7539 | 1492
685 | 1688.6062 | 1491.966
686 | 1688.5431 | 1491.775
687 | 1688.519 | 1491.722
688 | 1688 | 1491.721
689 | 1687.8042 | 1491.581
690 | 1687.35 | 1491.2
691 | 1687.2 | 1490.4
692 | 1687.1831 | 1490.4
693 | 1686.4 | 1490.167
694 | 1686.4 | 1489.6
695 | 1686.0651 | 1488.8
696 | 1685.6 | 1488.8
697 | 1685.3849 | 1488.8
698 | 1685.353 | 1488.8
699 | 1685.1478 | 1488.8
700 | 1685.004 | 1488.8
701 | 1684.8217 | 1488.614
702 | 1684.745 | 1488.587
703 | 1684.7296 | 1488.424
704 | 1684 | 1488.271
705 | 1684 | 1488
706 | 1683.9117 | 1488
707 | 1683.2 | 1488
708 | 1682.8481 | 1487.837
709 | 1682.404 | 1486.419
710 | 1682.4 | 1486.352
711 | 1682.4 | 1485.65
712 | 1681.4818 | 1485.6
713 | 1681.412 | 1485.506
714 | 1681.075 | 1485.506
715 | 1680.964 | 1485.104
716 | 1680.912 | 1484.893
717 | 1680.833 | 1484.153
718 | 1680.8 | 1484
719 | 1680.8 | 1484
720 | 1680.6373 | 1483.2
721 | 1680.269 | 1483.2
722 | 1679.1101 | 1483.009
723 | 1678.349 | 1483.009
724 | 1677.954 | 1482.886
725 | 1677.484 | 1482.4
726 | 1677.3843 | 1482.212
727 | 1677.291 | 1481.435
728 | 1676.9667 | 1481.23
729 | 1676.943 | 1480.8
730 | 1676.8 | 1480.476
731 | 1676.6695 | 1480.067
732 | 1675.929 | 1479.934
733 | 1675.8559 | 1479.454
734 | 1675.8557 | 1479.2
735 | 1675.433 | 1479.2
736 | 1675.2 | 1478.4
737 | 1674.824 | 1478.228
738 | 1674.4572 | 1477.914
739 | 1674.2622 | 1477.856
740 | 1673.787 | 1477.6
741 | 1673.4272 | 1477.6
742 | 1673.221 | 1477.577
743 | 1673.0266 | 1476.959
744 | 1672.8606 | 1476.634
745 | 1672.28 | 1476.183
746 | 1672.005 | 1476
747 | 1671.964 | 1476
748 | 1671.8876 | 1475.406
749 | 1671.8207 | 1475.2
750 | 1671.773 | 1475.2
751 | 1671.657 | 1475.2
752 | 1670.927 | 1473.941
753 | 1668.96 | 1472.912
754 | 1668.8448 | 1472.8
755 | 1668.8 | 1472.8
756 | 1668.541 | 1472.409
757 | 1668.373 | 1472
758 | 1667.2764 | 1472
759 | 1667.2 | 1472
760 | 1666.961 | 1471.853
761 | 1666.4 | 1471.2
762 | 1666.1761 | 1471.2
763 | 1665.9839 | 1470.578
764 | 1665.983 | 1470.4
765 | 1665.6 | 1470.4
766 | 1664.717 | 1470.304
767 | 1664.7066 | 1469.775
768 | 1664.469 | 1469.6
769 | 1664.4276 | 1469.6
770 | 1664.173 | 1469.462
771 | 1664.025 | 1469.462
772 | 1664 | 1469.19
773 | 1663.649 | 1468.8
774 | 1663.536 | 1468.005
775 | 1663.509 | 1468
776 | 1663.487 | 1467.2
777 | 1663.2 | 1467.071
778 | 1662.845 | 1466.4
779 | 1662.323 | 1466.4
780 | 1661.8303 | 1466.4
781 | 1661.6 | 1466.4
782 | 1661.6 | 1466.369
783 | 1661.6 | 1466.274
784 | 1661.105 | 1466.082
785 | 1660.8 | 1465.6
786 | 1660.7151 | 1465.6
787 | 1660.537 | 1465.477
788 | 1660.1947 | 1465.448
789 | 1660.1947 | 1464.8
790 | 1660.1947 | 1464.733
791 | 1660.1588 | 1464.528
792 | 1660 | 1464
793 | 1660 | 1463.884
794 | 1659.929 | 1463.752
795 | 1659.705 | 1463.2
796 | 1659.288 | 1463.2
797 | 1659.2 | 1463.2
798 | 1659.084 | 1462.668
799 | 1658.966 | 1462.4
800 | 1658.8698 | 1462.071
801 | 1658.613 | 1461.6
802 | 1658.559 | 1461.6
803 | 1657.388 | 1461.462
804 | 1657.048 | 1461.412
805 | 1656.929 | 1460.8
806 | 1656.806 | 1460.8
807 | 1656.8 | 1460.756
808 | 1656.7966 | 1460.696
809 | 1656.662 | 1460.644
810 | 1656.625 | 1460.106
811 | 1656.3215 | 1459.826
812 | 1656 | 1459.415
813 | 1655.249 | 1459.2
814 | 1655.2046 | 1459.2
815 | 1655.173 | 1459.2
816 | 1655.1368 | 1459.2
817 | 1654.093 | 1459.2
818 | 1653.7527 | 1459.102
819 | 1653.652 | 1458.4
820 | 1653.6 | 1458.4
821 | 1653.6 | 1458.305
822 | 1653.5431 | 1457.6
823 | 1653.246 | 1457.6
824 | 1653.202 | 1457.065
825 | 1653.136 | 1456.8
826 | 1652.92 | 1456.594
827 | 1652.8342 | 1456
828 | 1652.807 | 1455.962
829 | 1652.723 | 1455.615
830 | 1652.685 | 1455.594
831 | 1652.6215 | 1454.59
832 | 1652.5475 | 1454.324
833 | 1652.4707 | 1453.6
834 | 1652.413 | 1453.6
835 | 1651.7706 | 1453.6
836 | 1651.22 | 1453.284
837 | 1651.085 | 1453.192
838 | 1651.0189 | 1453.137
839 | 1650.484 | 1452.727
840 | 1650.4 | 1451.916
841 | 1649.699 | 1451.2
842 | 1648.641 | 1450.445
843 | 1648.157 | 1449.6
844 | 1648.072 | 1449.6
845 | 1648 | 1448.8
846 | 1647.9272 | 1448.8
847 | 1647.8616 | 1447.946
848 | 1647.588 | 1447.559
849 | 1647.544 | 1447.2
850 | 1647.2 | 1447.2
851 | 1647.2 | 1446.869
852 | 1647.1089 | 1446.596
853 | 1647.1089 | 1446.4
854 | 1646.336 | 1446.4
855 | 1646.173 | 1446.4
856 | 1645.765 | 1446.4
857 | 1645.752 | 1445.923
858 | 1645.6 | 1445.882
859 | 1645.065 | 1445.6
860 | 1644.823 | 1445.368
861 | 1644.797 | 1445.297
862 | 1644.762 | 1445.105
863 | 1644.1407 | 1444.814
864 | 1643.977 | 1444.8
865 | 1643.7 | 1444.8
866 | 1643.485 | 1444.561
867 | 1643.2243 | 1444
868 | 1643.0203 | 1444
869 | 1642.84 | 1444
870 | 1642.4999 | 1444
871 | 1642.4 | 1444
872 | 1642.3118 | 1444
873 | 1642.0142 | 1443.57
874 | 1641.988 | 1443.09
875 | 1641.6575 | 1441.6
876 | 1641.6 | 1441.571
877 | 1641.378 | 1440.8
878 | 1641.186 | 1440.8
879 | 1640.8 | 1440.774
880 | 1640.668 | 1440.767
881 | 1640 | 1440.59
882 | 1639.9322 | 1440
883 | 1639.3396 | 1440
884 | 1638.9311 | 1439.806
885 | 1638.7226 | 1439.2
886 | 1638.605 | 1438.383
887 | 1638.537 | 1436.8
888 | 1638.403 | 1436.8
889 | 1638.3992 | 1436.8
890 | 1638.085 | 1436.559
891 | 1638.025 | 1436.559
892 | 1637.9753 | 1436.237
893 | 1637.6 | 1436
894 | 1637.5824 | 1436
895 | 1637.2954 | 1436
896 | 1637.1595 | 1436
897 | 1637.0923 | 1435.98
898 | 1636.944 | 1435.669
899 | 1636.7689 | 1435.362
900 | 1636.574 | 1434.4
901 | 1636.4498 | 1434.4
902 | 1636.443 | 1434.399
903 | 1636.4299 | 1433.602
904 | 1636.1784 | 1433.6
905 | 1636 | 1433.6
906 | 1636 | 1433.6
907 | 1636 | 1433.6
908 | 1635.7965 | 1433.6
909 | 1635.582 | 1432.8
910 | 1635.438 | 1432.8
911 | 1635.414 | 1432.8
912 | 1635.2 | 1432.8
913 | 1634.626 | 1432.02
914 | 1634.4 | 1432
915 | 1634.4 | 1431.211
916 | 1634.3255 | 1431.202
917 | 1634.306 | 1431.202
918 | 1634.053 | 1431.2
919 | 1633.953 | 1431.12
920 | 1633.6 | 1431.111
921 | 1633.544 | 1430.414
922 | 1633.042 | 1430.4
923 | 1633.019 | 1430.4
924 | 1632.9415 | 1429.6
925 | 1632.862 | 1429.6
926 | 1632.697 | 1429.6
927 | 1632.597 | 1429.566
928 | 1632.0301 | 1428.8
929 | 1632 | 1428.452
930 | 1632 | 1428.38
931 | 1631.553 | 1428.024
932 | 1631.387 | 1428
933 | 1631.193 | 1428
934 | 1630.98 | 1428
935 | 1630.578 | 1428
936 | 1629.851 | 1427.931
937 | 1629.663 | 1427.235
938 | 1629.66 | 1427.2
939 | 1629.6 | 1427.2
940 | 1629.559 | 1427.113
941 | 1629.508 | 1426.362
942 | 1629.2201 | 1426.295
943 | 1628.8 | 1425.6
944 | 1628.7921 | 1425.478
945 | 1628.745 | 1425.043
946 | 1628.6735 | 1424.942
947 | 1628.6013 | 1424.8
948 | 1628.348 | 1424.8
949 | 1628.2678 | 1424.8
950 | 1628 | 1424.128
951 | 1627.857 | 1424
952 | 1627.7258 | 1424
953 | 1627.697 | 1423.967
954 | 1627.379 | 1423.842
955 | 1627.268 | 1423.351
956 | 1627.259 | 1423.2
957 | 1627.187 | 1423.2
958 | 1626.909 | 1422.4
959 | 1626.9086 | 1422.4
960 | 1626.609 | 1422.4
961 | 1626.5602 | 1421.894
962 | 1626.32 | 1421.665
963 | 1625.792 | 1421.649
964 | 1625.6 | 1421.6
965 | 1625.599 | 1421.6
966 | 1625.402 | 1421.6
967 | 1625.359 | 1421.245
968 | 1625.121 | 1421.02
969 | 1625.028 | 1421.02
970 | 1624.992 | 1420.868
971 | 1624.8 | 1420.8
972 | 1624.8 | 1420.243
973 | 1624.376 | 1420
974 | 1624.258 | 1419.466
975 | 1624.0727 | 1419.2
976 | 1624 | 1418.689
977 | 1624 | 1418.578
978 | 1624 | 1418.4
979 | 1623.7979 | 1418.083
980 | 1623.593 | 1418.083
981 | 1623.5803 | 1417.621
982 | 1623.5477 | 1417.347
983 | 1623.4698 | 1417.299
984 | 1623.432 | 1417.279
985 | 1623.3211 | 1417.135
986 | 1623.245 | 1417.135
987 | 1623.038 | 1416.8
988 | 1622.9691 | 1416.8
989 | 1622.4644 | 1416.8
990 | 1622.4 | 1416.8
991 | 1622.4 | 1416.481
992 | 1622.4 | 1416
993 | 1622.298 | 1416
994 | 1622.297 | 1416
995 | 1621.666 | 1415.902
996 | 1621.6 | 1415.654
997 | 1621.58 | 1415.2
998 | 1621.22 | 1414.846
999 | 1621.135 | 1414.804
1000 | 1620.881 | 1414.803
1001 | 1620.8484 | 1414.405
1002 | 1620.767 | 1414.4
1003 | 1620.676 | 1414.4
1004 | 1620.5808 | 1414.4
1005 | 1620.4415 | 1413.981
1006 | 1620.387 | 1413.6
1007 | 1620.241 | 1413.21
1008 | 1620.088 | 1412.883
1009 | 1620 | 1412.8
1010 | 1619.476 | 1412.8
1011 | 1619.2759 | 1412.441
1012 | 1619.2 | 1412
1013 | 1618.778 | 1412
1014 | 1617.9573 | 1411.574
1015 | 1617.9401 | 1411.574
1016 | 1617.779 | 1411.574
1017 | 1617.657 | 1411.289
1018 | 1617.6 | 1411.2
1019 | 1617.23 | 1411.2
1020 | 1616.8 | 1410.727
1021 | 1616.673 | 1410.4
1022 | 1616.357 | 1410.377
1023 | 1616.041 | 1409.695
1024 | 1616.0319 | 1409.6
1025 | 1616 | 1408.898
1026 | 1615.953 | 1408.8
1027 | 1615.8908 | 1408.8
1028 | 1615.5546 | 1408.8
1029 | 1615.2725 | 1408.436
1030 | 1615.258 | 1408
1031 | 1615.2545 | 1408
1032 | 1615.2 | 1408
1033 | 1615.0866 | 1408
1034 | 1615.041 | 1408
1035 | 1614.836 | 1408
1036 | 1614.825 | 1407.485
1037 | 1614.354 | 1407.2
1038 | 1614.236 | 1407.2
1039 | 1614.058 | 1407.035
1040 | 1613.967 | 1406.667
1041 | 1613.9387 | 1405.711
1042 | 1613.7006 | 1405.6
1043 | 1613.6 | 1404.843
1044 | 1613.6 | 1404.8
1045 | 1613.5784 | 1404.794
1046 | 1612.9237 | 1404.749
1047 | 1612.774 | 1404.704
1048 | 1612.223 | 1403.65
1049 | 1612.0778 | 1403.307
1050 | 1612 | 1403.2
1051 | 1612 | 1403.2
1052 | 1611.558 | 1403.15
1053 | 1611.083 | 1402.523
1054 | 1610.935 | 1402.523
1055 | 1610.809 | 1402.4
1056 | 1610.3071 | 1402.4
1057 | 1610.257 | 1402.373
1058 | 1610.0698 | 1401.76
1059 | 1610.063 | 1401.156
1060 | 1609.8915 | 1400.975
1061 | 1609.75 | 1400.8
1062 | 1609.7142 | 1400.8
1063 | 1609.6674 | 1400.351
1064 | 1609.6 | 1400.182
1065 | 1609.349 | 1400.125
1066 | 1609.172 | 1400.043
1067 | 1609.0448 | 1400
1068 | 1608.955 | 1400
1069 | 1608.8247 | 1400
1070 | 1608.786 | 1399.307
1071 | 1608.759 | 1398.489
1072 | 1608.7589 | 1398.4
1073 | 1608.326 | 1398.4
1074 | 1608.296 | 1398.4
1075 | 1608.087 | 1397.6
1076 | 1607.9571 | 1397.6
1077 | 1607.7798 | 1397.113
1078 | 1607.6891 | 1396.8
1079 | 1607.655 | 1396.8
1080 | 1607.397 | 1396.8
1081 | 1607.2 | 1396.8
1082 | 1606.824 | 1396.706
1083 | 1606.752 | 1396.532
1084 | 1606.691 | 1396.125
1085 | 1606.679 | 1396
1086 | 1606.507 | 1396
1087 | 1606.5008 | 1396
1088 | 1605.867 | 1395.381
1089 | 1605.764 | 1395.281
1090 | 1605.5447 | 1395.2
1091 | 1605.522 | 1395.2
1092 | 1605.2895 | 1395.2
1093 | 1605.2708 | 1394.604
1094 | 1605.1611 | 1394.546
1095 | 1604.899 | 1394.546
1096 | 1604.627 | 1394.491
1097 | 1604.417 | 1394.4
1098 | 1604.172 | 1394.4
1099 | 1604.111 | 1394.4
1100 | 1603.942 | 1394.253
1101 | 1603.774 | 1393.882
1102 | 1603.6198 | 1393.785
1103 | 1603.4885 | 1393.6
1104 | 1603.456 | 1393.491
1105 | 1603.4336 | 1393.075
1106 | 1603.201 | 1393.075
1107 | 1603.2 | 1392.8
1108 | 1603.2 | 1392.764
1109 | 1603.039 | 1392.764
1110 | 1602.996 | 1392.164
1111 | 1602.9466 | 1392
1112 | 1602.9128 | 1392
1113 | 1602.881 | 1392
1114 | 1602.583 | 1392
1115 | 1602.436 | 1391.946
1116 | 1602.4 | 1391.728
1117 | 1602.301 | 1391.496
1118 | 1602.265 | 1391.367
1119 | 1602.1427 | 1391.367
1120 | 1602.0439 | 1391.229
1121 | 1601.832 | 1390.4
1122 | 1601.6 | 1389.6
1123 | 1601.6 | 1389.47
1124 | 1601.6 | 1388.8
1125 | 1601.467 | 1388.729
1126 | 1601.404 | 1388.675
1127 | 1601.327 | 1388.389
1128 | 1601.2271 | 1388.339
1129 | 1601.1342 | 1388.292
1130 | 1601.039 | 1388.159
1131 | 1600.8 | 1388
1132 | 1600.536 | 1388
1133 | 1600.335 | 1388
1134 | 1600 | 1387.644
1135 | 1600 | 1387.2
1136 | 1599.883 | 1386.835
1137 | 1599.831 | 1386.835
1138 | 1599.7157 | 1386.835
1139 | 1599.6753 | 1386.586
1140 | 1599.518 | 1386.4
1141 | 1599.501 | 1386.4
1142 | 1599.2 | 1386.4
1143 | 1599.2 | 1386.4
1144 | 1598.971 | 1386.266
1145 | 1598.4 | 1385.6
1146 | 1598.4 | 1385.6
1147 | 1598.3855 | 1384.8
1148 | 1598.239 | 1384.8
1149 | 1597.991 | 1384.8
1150 | 1597.92 | 1384
1151 | 1597.6423 | 1384
1152 | 1597.6 | 1384
1153 | 1597.596 | 1383.44
1154 | 1597.5495 | 1383.2
1155 | 1597.412 | 1382.841
1156 | 1596.3166 | 1382.778
1157 | 1595.5861 | 1382.4
1158 | 1595.3702 | 1382.4
1159 | 1595.194 | 1382.173
1160 | 1595.175 | 1381.6
1161 | 1595.0541 | 1381.6
1162 | 1594.663 | 1380.8
1163 | 1594.654 | 1380.8
1164 | 1594.407 | 1380.8
1165 | 1593.999 | 1380.682
1166 | 1593.7705 | 1380.21
1167 | 1593.6599 | 1380
1168 | 1593.632 | 1380
1169 | 1593.5002 | 1379.986
1170 | 1593.282 | 1379.414
1171 | 1593.236 | 1379.2
1172 | 1593.166 | 1379.179
1173 | 1593.084 | 1379.1
1174 | 1593.023 | 1378.4
1175 | 1592.847 | 1378.4
1176 | 1592.548 | 1377.6
1177 | 1592.421 | 1377.6
1178 | 1592.395 | 1377.226
1179 | 1592.282 | 1376.809
1180 | 1592.239 | 1376.8
1181 | 1592.0899 | 1376.8
1182 | 1591.6166 | 1376.8
1183 | 1591.2 | 1376.8
1184 | 1591.079 | 1376.158
1185 | 1590.8468 | 1376
1186 | 1590.8052 | 1376
1187 | 1590.4 | 1375.664
1188 | 1589.617 | 1375.2
1189 | 1589.6 | 1375.2
1190 | 1589.6 | 1375.182
1191 | 1589.6 | 1374.787
1192 | 1589.6 | 1374.738
1193 | 1589.6 | 1373.809
1194 | 1589.517 | 1373.6
1195 | 1589.396 | 1373.452
1196 | 1589.091 | 1373.136
1197 | 1588.8 | 1372
1198 | 1588.775 | 1371.445
1199 | 1588.6233 | 1371.414
1200 | 1588.328 | 1371.369
1201 | 1588.2695 | 1371.211
1202 | 1588.2052 | 1371.2
1203 | 1588.152 | 1369.851
1204 | 1588.0616 | 1369.6
1205 | 1587.901 | 1369.6
1206 | 1587.586 | 1369.6
1207 | 1587.4332 | 1369.538
1208 | 1587.2847 | 1368.8
1209 | 1587.2847 | 1368.8
1210 | 1587.2 | 1368.8
1211 | 1587.2 | 1368.8
1212 | 1587.2 | 1368.305
1213 | 1587.1934 | 1368.257
1214 | 1586.6892 | 1368
1215 | 1586.458 | 1368
1216 | 1585.9659 | 1367.412
1217 | 1585.9435 | 1367.2
1218 | 1585.7722 | 1367.2
1219 | 1585.6 | 1366.663
1220 | 1585.6 | 1366.634
1221 | 1585.4113 | 1366.634
1222 | 1584.9707 | 1366.4
1223 | 1584.9543 | 1366.4
1224 | 1584.8 | 1366.4
1225 | 1584.5198 | 1366.218
1226 | 1584.409 | 1365.861
1227 | 1584.3586 | 1365.6
1228 | 1584.287 | 1365.6
1229 | 1584.1702 | 1365.6
1230 | 1584.014 | 1365.482
1231 | 1583.2 | 1364.958
1232 | 1583.2 | 1364.8
1233 | 1583.009 | 1364.8
1234 | 1582.693 | 1364.273
1235 | 1582.6231 | 1364.101
1236 | 1582.537 | 1364
1237 | 1582.4 | 1364
1238 | 1582.275 | 1363.654
1239 | 1582.1499 | 1363.476
1240 | 1581.6 | 1363.322
1241 | 1581.445 | 1363.322
1242 | 1581.08 | 1363.287
1243 | 1580.9303 | 1363.233
1244 | 1580.825 | 1363.2
1245 | 1580.8 | 1362.679
1246 | 1580.8 | 1362.505
1247 | 1580.7302 | 1362.4
1248 | 1580.699 | 1362.4
1249 | 1580.662 | 1362.4
1250 | 1580.4767 | 1362.4
1251 | 1580.403 | 1362.4
1252 | 1580.373 | 1362.282
1253 | 1580.043 | 1361.6
1254 | 1580 | 1361.6
1255 | 1579.999 | 1361.6
1256 | 1579.901 | 1361.593
1257 | 1579.897 | 1361.338
1258 | 1579.4376 | 1361.338
1259 | 1579.2 | 1361.032
1260 | 1579.2 | 1360.869
1261 | 1578.9248 | 1360.8
1262 | 1578.746 | 1360.8
1263 | 1578.4 | 1360.647
1264 | 1578.4 | 1360.451
1265 | 1577.9614 | 1358.959
1266 | 1577.8526 | 1358.4
1267 | 1577.6 | 1358.4
1268 | 1577.6 | 1358.4
1269 | 1577.5497 | 1358.088
1270 | 1576.944 | 1358.071
1271 | 1576.816 | 1357.6
1272 | 1576.8 | 1357.6
1273 | 1576.8 | 1357.194
1274 | 1576.5504 | 1357.101
1275 | 1576.4513 | 1356.8
1276 | 1576 | 1356.8
1277 | 1575.959 | 1356.8
1278 | 1575.5306 | 1356.304
1279 | 1575.2 | 1356.14
1280 | 1574.8582 | 1356
1281 | 1574.8537 | 1356
1282 | 1574.613 | 1356
1283 | 1574.4 | 1356
1284 | 1574.4 | 1355.757
1285 | 1574.2258 | 1355.507
1286 | 1573.75 | 1355.479
1287 | 1573.2998 | 1355.144
1288 | 1572.945 | 1354.98
1289 | 1572.7909 | 1354.956
1290 | 1572.735 | 1354.479
1291 | 1572.208 | 1354.4
1292 | 1572.128 | 1353.618
1293 | 1572 | 1353.606
1294 | 1572 | 1353.508
1295 | 1571.8691 | 1353.426
1296 | 1571.8691 | 1353.116
1297 | 1571.813 | 1352.8
1298 | 1571.3059 | 1352.359
1299 | 1571.2 | 1352.319
1300 | 1571.2 | 1352.319
1301 | 1571.0512 | 1352
1302 | 1570.841 | 1352
1303 | 1570.749 | 1351.886
1304 | 1570.4 | 1351.872
1305 | 1570.274 | 1351.522
1306 | 1570.042 | 1351.2
1307 | 1569.9972 | 1351.2
1308 | 1569.862 | 1351.055
1309 | 1569.698 | 1350.4
1310 | 1569.6 | 1350.4
1311 | 1569.6 | 1350.4
1312 | 1569.6 | 1350.4
1313 | 1569.6 | 1350.375
1314 | 1569.14 | 1350.237
1315 | 1568.995 | 1349.679
1316 | 1568.8 | 1349.675
1317 | 1568.8 | 1349.6
1318 | 1568.5977 | 1349.132
1319 | 1568.4882 | 1349.085
1320 | 1568.38 | 1349.006
1321 | 1568 | 1348.944
1322 | 1568 | 1348.873
1323 | 1567.968 | 1348.8
1324 | 1567.5485 | 1348.8
1325 | 1567.2 | 1348.8
1326 | 1567.2 | 1348.437
1327 | 1567.16 | 1348
1328 | 1567.117 | 1347.847
1329 | 1567.0843 | 1347.818
1330 | 1567.0843 | 1347.784
1331 | 1566.858 | 1347.642
1332 | 1566.4 | 1347.212
1333 | 1566.4 | 1347.2
1334 | 1566.318 | 1347.2
1335 | 1566.1442 | 1347.2
1336 | 1566.084 | 1347.2
1337 | 1566.0129 | 1347.2
1338 | 1565.6 | 1346.434
1339 | 1565.3264 | 1346.4
1340 | 1565.3264 | 1346.4
1341 | 1565.3264 | 1345.812
1342 | 1565.032 | 1345.6
1343 | 1564.8337 | 1345.6
1344 | 1564.8 | 1345.6
1345 | 1564.005 | 1345.6
1346 | 1564 | 1345.585
1347 | 1564 | 1345.147
1348 | 1563.935 | 1345.147
1349 | 1563.6281 | 1344.8
1350 | 1563.602 | 1344.8
1351 | 1563.4947 | 1344.8
1352 | 1563.398 | 1344.8
1353 | 1562.9559 | 1344
1354 | 1562.899 | 1343.987
1355 | 1562.6978 | 1343.38
1356 | 1562.4 | 1343.2
1357 | 1562.161 | 1342.549
1358 | 1561.9623 | 1341.96
1359 | 1561.8691 | 1341.96
1360 | 1561.823 | 1341.6
1361 | 1561.3107 | 1341.6
1362 | 1561.284 | 1341.6
1363 | 1561.218 | 1341.317
1364 | 1560.8 | 1341.163
1365 | 1560.4337 | 1341.163
1366 | 1560.409 | 1341.153
1367 | 1560.354 | 1341.026
1368 | 1560.347 | 1340.386
1369 | 1559.6016 | 1340.366
1370 | 1559.5597 | 1340.366
1371 | 1559.029 | 1340
1372 | 1559.024 | 1340
1373 | 1558.9445 | 1340
1374 | 1558.583 | 1339.569
1375 | 1558.4 | 1339.569
1376 | 1558.331 | 1339.324
1377 | 1558.054 | 1339.236
1378 | 1557.9659 | 1339.03
1379 | 1557.9215 | 1338.664
1380 | 1557.6541 | 1338.646
1381 | 1557.6 | 1338.4
1382 | 1557.6 | 1337.888
1383 | 1557.5416 | 1337.769
1384 | 1557.38 | 1337.6
1385 | 1557.2327 | 1337.6
1386 | 1557.127 | 1337.062
1387 | 1556.917 | 1336.815
1388 | 1556.8 | 1336.8
1389 | 1556.8 | 1336.568
1390 | 1556.628 | 1336.473
1391 | 1556.4 | 1336.183
1392 | 1556.2421 | 1336.014
1393 | 1556.164 | 1336.013
1394 | 1556.11 | 1336
1395 | 1556.0846 | 1335.2
1396 | 1556 | 1335.2
1397 | 1556 | 1335.092
1398 | 1555.5125 | 1335.092
1399 | 1555.4302 | 1334.977
1400 | 1555.276 | 1334.698
1401 | 1555.2 | 1334.4
1402 | 1555.098 | 1334.4
1403 | 1554.491 | 1333.965
1404 | 1554.4 | 1333.711
1405 | 1554.4 | 1333.6
1406 | 1554.3395 | 1333.6
1407 | 1554.326 | 1333.6
1408 | 1554.2017 | 1333.469
1409 | 1554.1529 | 1333.02
1410 | 1554.145 | 1332.8
1411 | 1554.022 | 1332.8
1412 | 1553.989 | 1332.312
1413 | 1553.979 | 1332.027
1414 | 1553.8764 | 1332
1415 | 1553.6 | 1331.723
1416 | 1553.6 | 1331.639
1417 | 1553.3917 | 1331.427
1418 | 1553.305 | 1331.2
1419 | 1553.0947 | 1331.2
1420 | 1552.9578 | 1329.82
1421 | 1552.301 | 1329.82
1422 | 1552.2695 | 1329.6
1423 | 1552.097 | 1329.6
1424 | 1551.8563 | 1329.085
1425 | 1551.5661 | 1328.8
1426 | 1551.507 | 1328.8
1427 | 1551.4233 | 1328.798
1428 | 1551.363 | 1328.564
1429 | 1551.2 | 1328.413
1430 | 1551.2 | 1328.156
1431 | 1551.141 | 1327.244
1432 | 1551.0702 | 1327.2
1433 | 1550.943 | 1326.819
1434 | 1550.847 | 1326.4
1435 | 1550.773 | 1326.4
1436 | 1550.7356 | 1326.022
1437 | 1550.416 | 1325.702
1438 | 1550.4 | 1325.6
1439 | 1550.4 | 1325.6
1440 | 1549.679 | 1325.6
1441 | 1549.6 | 1325.457
1442 | 1548.9698 | 1324.8
1443 | 1548.9034 | 1324.8
1444 | 1548.8 | 1324.067
1445 | 1548.8 | 1324
1446 | 1548.768 | 1324
1447 | 1548.5916 | 1324
1448 | 1548.0484 | 1324
1449 | 1548 | 1324
1450 | 1547.9905 | 1323.903
1451 | 1547.887 | 1323.308
1452 | 1547.5341 | 1323.126
1453 | 1547.522 | 1322.4
1454 | 1547.461 | 1321.658
1455 | 1547.415 | 1321.613
1456 | 1547.1005 | 1321.6
1457 | 1546.8023 | 1321.6
1458 | 1546.6392 | 1321.6
1459 | 1546.546 | 1321.6
1460 | 1546.5163 | 1320.994
1461 | 1546.4283 | 1320.8
1462 | 1546.4 | 1320.8
1463 | 1546.4 | 1320.8
1464 | 1546.4 | 1320.588
1465 | 1546.268 | 1320.545
1466 | 1546.2679 | 1320.258
1467 | 1546.263 | 1319.646
1468 | 1546.02 | 1319.482
1469 | 1545.6 | 1319.2
1470 | 1545.6 | 1319.2
1471 | 1545.343 | 1319.16
1472 | 1545.3275 | 1318.787
1473 | 1545.1075 | 1318.4
1474 | 1545.101 | 1318.4
1475 | 1544.9103 | 1318.4
1476 | 1544.8 | 1318.052
1477 | 1544.8 | 1317.825
1478 | 1544.713 | 1317.825
1479 | 1544.646 | 1317.687
1480 | 1544.619 | 1317.23
1481 | 1544.599 | 1316.91
1482 | 1544.327 | 1316.8
1483 | 1544.0628 | 1316.463
1484 | 1544.0628 | 1316
1485 | 1544 | 1315.888
1486 | 1543.7762 | 1315.845
1487 | 1543.6956 | 1315.11
1488 | 1543.6519 | 1315.07
1489 | 1543.534 | 1314.638
1490 | 1543.2 | 1314.597
1491 | 1542.9749 | 1314.4
1492 | 1542.9506 | 1314.374
1493 | 1542.7756 | 1313.639
1494 | 1542.7437 | 1313.6
1495 | 1542.4 | 1313.6
1496 | 1542.4 | 1313.6
1497 | 1542.4 | 1313.6
1498 | 1542.1992 | 1313.272
1499 | 1542.1261 | 1313.026
1500 | 1542.057 | 1312.8
1501 | 1541.713 | 1312.8
1502 | 1541.6 | 1312.8
1503 | 1541.5026 | 1312.688
1504 | 1540.824 | 1312.297
1505 | 1540.8 | 1312.249
1506 | 1540.8 | 1312.249
1507 | 1540.8 | 1312
1508 | 1540.681 | 1310.576
1509 | 1540.524 | 1310.4
1510 | 1540.0611 | 1310.4
1511 | 1540.045 | 1310.4
1512 | 1539.8915 | 1310.163
1513 | 1539.86 | 1310.033
1514 | 1539.824 | 1309.955
1515 | 1539.811 | 1309.918
1516 | 1539.509 | 1309.918
1517 | 1539.2 | 1309.669
1518 | 1539.2 | 1309.226
1519 | 1539.01 | 1308.846
1520 | 1538.833 | 1308.643
1521 | 1538.7348 | 1308
1522 | 1538.6406 | 1307.2
1523 | 1538.6163 | 1306.284
1524 | 1538.464 | 1306.162
1525 | 1538.4 | 1306.083
1526 | 1538.349 | 1306.033
1527 | 1538.188 | 1306.033
1528 | 1538.105 | 1305.6
1529 | 1537.608 | 1305.6
1530 | 1537.6 | 1305.6
1531 | 1537.6 | 1305.548
1532 | 1537.5607 | 1305.303
1533 | 1537.5301 | 1304.837
1534 | 1537.528 | 1304.8
1535 | 1537.3752 | 1304.8
1536 | 1537.263 | 1304.669
1537 | 1537.183 | 1304.439
1538 | 1537.052 | 1304
1539 | 1536.9168 | 1304
1540 | 1536.8077 | 1304
1541 | 1536.804 | 1304
1542 | 1536.8 | 1304
1543 | 1536.6216 | 1303.888
1544 | 1536.546 | 1303.29
1545 | 1536.423 | 1303.2
1546 | 1536.183 | 1303.2
1547 | 1536 | 1302.803
1548 | 1535.971 | 1302.63
1549 | 1535.8845 | 1302.615
1550 | 1535.856 | 1302.606
1551 | 1535.769 | 1302.4
1552 | 1535.5758 | 1302.39
1553 | 1535.5124 | 1301.939
1554 | 1535.2541 | 1301.443
1555 | 1535.2298 | 1301.425
1556 | 1534.8067 | 1301.174
1557 | 1534.4519 | 1300.8
1558 | 1534.4 | 1300.073
1559 | 1534.4 | 1300
1560 | 1534.4 | 1300
1561 | 1534.3568 | 1300
1562 | 1534.321 | 1300
1563 | 1534.229 | 1300
1564 | 1534.199 | 1299.975
1565 | 1534.0547 | 1299.867
1566 | 1533.6 | 1299.532
1567 | 1533.5207 | 1299.532
1568 | 1533.1581 | 1299.258
1569 | 1533.0237 | 1299.224
1570 | 1532.8 | 1299.2
1571 | 1532.8 | 1299.2
1572 | 1532.198 | 1299.047
1573 | 1532 | 1299.041
1574 | 1532 | 1298.928
1575 | 1532 | 1298.4
1576 | 1532 | 1298.193
1577 | 1531.3527 | 1298.131
1578 | 1531.346 | 1297.88
1579 | 1531.2 | 1297.339
1580 | 1531.2 | 1297.323
1581 | 1531.2 | 1296.8
1582 | 1531.013 | 1296.71
1583 | 1530.9776 | 1296.332
1584 | 1530.86 | 1296.087
1585 | 1530.718 | 1295.933
1586 | 1530.064 | 1295.74
1587 | 1529.9046 | 1295.723
1588 | 1529.712 | 1295.2
1589 | 1529.6 | 1295.2
1590 | 1529.6 | 1294.515
1591 | 1529.6 | 1294.4
1592 | 1529.6 | 1294.4
1593 | 1529.519 | 1294.146
1594 | 1528.8197 | 1293.998
1595 | 1528.819 | 1293.6
1596 | 1528.475 | 1293.35
1597 | 1528.3529 | 1293.304
1598 | 1528.29 | 1292.96
1599 | 1528.207 | 1292.903
1600 | 1528.0967 | 1292.832
1601 | 1528.006 | 1292.8
1602 | 1528 | 1292.8
1603 | 1527.881 | 1292.8
1604 | 1527.7062 | 1292
1605 | 1527.7062 | 1292
1606 | 1527.332 | 1292
1607 | 1527.327 | 1291.2
1608 | 1527.2199 | 1290.536
1609 | 1526.8884 | 1290.494
1610 | 1526.8884 | 1290.4
1611 | 1526.8378 | 1290.4
1612 | 1526.73 | 1290.4
1613 | 1526.413 | 1290.4
1614 | 1526.4 | 1290.198
1615 | 1526.4 | 1290.198
1616 | 1526.204 | 1289.506
1617 | 1526.041 | 1289.367
1618 | 1525.9328 | 1288.8
1619 | 1525.6 | 1288.8
1620 | 1525.6 | 1288.125
1621 | 1525.559 | 1288
1622 | 1525.4623 | 1288
1623 | 1525.3618 | 1288
1624 | 1525.3581 | 1288
1625 | 1525.044 | 1287.771
1626 | 1524.5 | 1287.435
1627 | 1524 | 1287.2
1628 | 1524 | 1287.2
1629 | 1524 | 1287.2
1630 | 1523.695 | 1287.2
1631 | 1523.623 | 1287.2
1632 | 1523.622 | 1286.744
1633 | 1523.5696 | 1286.61
1634 | 1522.957 | 1286.446
1635 | 1522.874 | 1286.4
1636 | 1522.828 | 1286.4
1637 | 1522.7988 | 1285.833
1638 | 1522.665 | 1285.833
1639 | 1522.428 | 1285.689
1640 | 1522.4 | 1285.6
1641 | 1522.3454 | 1285.6
1642 | 1522.0625 | 1285.6
1643 | 1521.983 | 1285.363
1644 | 1521.9814 | 1285.161
1645 | 1521.9814 | 1284.753
1646 | 1521.9772 | 1284.49
1647 | 1521.6 | 1284
1648 | 1521.6 | 1284
1649 | 1521.6 | 1284
1650 | 1521.1636 | 1283.787
1651 | 1520.8 | 1283.562
1652 | 1520.7915 | 1283.482
1653 | 1520.4757 | 1283.276
1654 | 1520.337 | 1283.2
1655 | 1520.142 | 1283.082
1656 | 1520.027 | 1282.936
1657 | 1519.8933 | 1282.725
1658 | 1519.876 | 1282.4
1659 | 1519.6659 | 1282.357
1660 | 1519.5135 | 1282.193
1661 | 1519.235 | 1282.011
1662 | 1519.2 | 1281.932
1663 | 1519.172 | 1281.6
1664 | 1519.101 | 1281.57
1665 | 1518.9141 | 1280.8
1666 | 1518.9095 | 1280.8
1667 | 1518.8139 | 1280.599
1668 | 1518.8139 | 1280
1669 | 1518.7101 | 1280
1670 | 1518.4 | 1280
1671 | 1518.4 | 1279.805
1672 | 1518.4 | 1278.268
1673 | 1517.919 | 1277.6
1674 | 1517.8449 | 1277.598
1675 | 1517.6 | 1277.595
1676 | 1517.6 | 1276.863
1677 | 1517.6 | 1276.8
1678 | 1517.3603 | 1276.127
1679 | 1517.328 | 1276
1680 | 1517.155 | 1276
1681 | 1517.038 | 1276
1682 | 1516.8 | 1275.906
1683 | 1516.8 | 1275.732
1684 | 1516.4783 | 1275.693
1685 | 1516.32 | 1275.392
1686 | 1516 | 1275.2
1687 | 1515.751 | 1275.021
1688 | 1515.3156 | 1274.956
1689 | 1515.2 | 1274.673
1690 | 1515.2 | 1274.656
1691 | 1515.2 | 1274.4
1692 | 1515.135 | 1274.4
1693 | 1514.83 | 1274.4
1694 | 1514.752 | 1274.4
1695 | 1514.737 | 1274.4
1696 | 1514.4 | 1274.4
1697 | 1514.4 | 1274.312
1698 | 1514.373 | 1274.312
1699 | 1514.242 | 1273.643
1700 | 1514.182 | 1273.361
1701 | 1513.8031 | 1272.8
1702 | 1513.6533 | 1272.8
1703 | 1513.4915 | 1272.8
1704 | 1513.4756 | 1272.45
1705 | 1513.323 | 1272.234
1706 | 1512.8 | 1272
1707 | 1512.8 | 1271.2
1708 | 1512.8 | 1271.2
1709 | 1512.8 | 1270.908
1710 | 1512.557 | 1270.858
1711 | 1512.4939 | 1270.511
1712 | 1512.119 | 1270.4
1713 | 1512.0147 | 1270.4
1714 | 1511.9217 | 1270.294
1715 | 1511.5332 | 1270.243
1716 | 1511.5071 | 1270.168
1717 | 1511.408 | 1269.992
1718 | 1511.2516 | 1269.903
1719 | 1510.972 | 1269.481
1720 | 1510.8356 | 1269.443
1721 | 1510.7833 | 1269.12
1722 | 1510.4219 | 1268.8
1723 | 1510.4 | 1268.8
1724 | 1510.4 | 1268.8
1725 | 1510.3678 | 1268.8
1726 | 1510.044 | 1268.772
1727 | 1509.998 | 1268.07
1728 | 1509.994 | 1268
1729 | 1509.8552 | 1268
1730 | 1509.6793 | 1268
1731 | 1509.6 | 1267.963
1732 | 1509.5909 | 1267.541
1733 | 1509.5909 | 1267.2
1734 | 1509.5259 | 1267.2
1735 | 1509.416 | 1267.052
1736 | 1509.3432 | 1266.84
1737 | 1509.312 | 1266.819
1738 | 1509.175 | 1266.695
1739 | 1509.1443 | 1266.409
1740 | 1508.8 | 1266.409
1741 | 1508.661 | 1266.4
1742 | 1508.577 | 1266.4
1743 | 1508.5094 | 1266.4
1744 | 1508.333 | 1266.3
1745 | 1508 | 1266.134
1746 | 1508 | 1265.6
1747 | 1508 | 1265.492
1748 | 1508 | 1265.202
1749 | 1507.763 | 1265.094
1750 | 1507.2 | 1265.056
1751 | 1507.155 | 1264.966
1752 | 1507.149 | 1264.8
1753 | 1506.995 | 1264.8
1754 | 1506.9156 | 1264.8
1755 | 1506.879 | 1264.692
1756 | 1506.7813 | 1264
1757 | 1506.4 | 1263.865
1758 | 1506.384 | 1263.865
1759 | 1506.159 | 1263.865
1760 | 1505.9819 | 1263.261
1761 | 1505.7062 | 1263.257
1762 | 1505.6 | 1263.2
1763 | 1505.134 | 1262.669
1764 | 1505.096 | 1262.525
1765 | 1504.309 | 1262.525
1766 | 1504 | 1262.4
1767 | 1504 | 1262.4
1768 | 1504 | 1262.4
1769 | 1504 | 1262.196
1770 | 1503.829 | 1261.879
1771 | 1503.6577 | 1261.6
1772 | 1503.542 | 1260.476
1773 | 1503.503 | 1260.276
1774 | 1503.303 | 1260
1775 | 1503.2 | 1260
1776 | 1503.2 | 1260
1777 | 1503.1713 | 1259.807
1778 | 1503.1713 | 1259.368
1779 | 1503.121 | 1259.21
1780 | 1502.9147 | 1259.2
1781 | 1502.4 | 1259.117
1782 | 1502.098 | 1258.89
1783 | 1502.036 | 1258.426
1784 | 1502.032 | 1258.426
1785 | 1501.8804 | 1258.4
1786 | 1501.8215 | 1258.4
1787 | 1501.802 | 1257.6
1788 | 1501.38 | 1257.6
1789 | 1501.2835 | 1257.49
1790 | 1500.8 | 1257.086
1791 | 1500.8 | 1257.004
1792 | 1500.5405 | 1256.8
1793 | 1500.2676 | 1256.8
1794 | 1500.0918 | 1256.268
1795 | 1500.064 | 1256.268
1796 | 1500 | 1256.268
1797 | 1500 | 1256.233
1798 | 1500 | 1256.022
1799 | 1499.82 | 1256
1800 | 1499.779 | 1256
1801 | 1499.733 | 1255.933
1802 | 1499.6906 | 1255.533
1803 | 1499.2 | 1255.509
1804 | 1499.0822 | 1255.432
1805 | 1498.899 | 1255.369
1806 | 1498.823 | 1255.366
1807 | 1498.7138 | 1255.118
1808 | 1498.4 | 1255.099
1809 | 1498.2644 | 1254.973
1810 | 1498.248 | 1254.973
1811 | 1497.729 | 1254.4
1812 | 1497.656 | 1254.4
1813 | 1497.6 | 1254.4
1814 | 1497.6 | 1254.291
1815 | 1497.6 | 1253.561
1816 | 1497.593 | 1253.158
1817 | 1497.353 | 1252.915
1818 | 1497.263 | 1252.901
1819 | 1497.0151 | 1252.8
1820 | 1496.8 | 1252.8
1821 | 1496.668 | 1252.8
1822 | 1496.6287 | 1252.591
1823 | 1496.27 | 1251.764
1824 | 1496.2674 | 1251.519
1825 | 1496 | 1251.519
1826 | 1495.9604 | 1251.37
1827 | 1495.2 | 1251.12
1828 | 1495.022 | 1251.115
1829 | 1494.969 | 1251.007
1830 | 1494.9623 | 1250.775
1831 | 1494.8291 | 1250.4
1832 | 1494.782 | 1250.4
1833 | 1494.729 | 1249.717
1834 | 1494.49 | 1248.913
1835 | 1494.4 | 1248.8
1836 | 1494.4 | 1248.8
1837 | 1494.4 | 1248.8
1838 | 1494.4 | 1248.8
1839 | 1494.4 | 1248.8
1840 | 1494.3067 | 1248.008
1841 | 1494.1654 | 1248
1842 | 1494.1654 | 1248
1843 | 1494.0026 | 1247.2
1844 | 1494.002 | 1246.986
1845 | 1493.8665 | 1246.706
1846 | 1493.831 | 1246.706
1847 | 1493.7656 | 1246.684
1848 | 1493.6 | 1246.4
1849 | 1493.6 | 1246.4
1850 | 1493.401 | 1246.4
1851 | 1493.3574 | 1245.6
1852 | 1493.2586 | 1245.6
1853 | 1493.2053 | 1244.8
1854 | 1493.196 | 1244.8
1855 | 1493.1455 | 1244.8
1856 | 1493.09 | 1244.5
1857 | 1493.0687 | 1244.499
1858 | 1493.053 | 1243.943
1859 | 1493.014 | 1243.943
1860 | 1492.8 | 1243.2
1861 | 1492.56 | 1243.2
1862 | 1492.5396 | 1243.029
1863 | 1492.397 | 1242.581
1864 | 1492.2516 | 1242.4
1865 | 1492.205 | 1242.349
1866 | 1492.134 | 1241.187
1867 | 1492 | 1240.8
1868 | 1492 | 1240.77
1869 | 1491.985 | 1240.205
1870 | 1491.966 | 1240.087
1871 | 1491.899 | 1240
1872 | 1491.7748 | 1240
1873 | 1491.7217 | 1240
1874 | 1491.7217 | 1239.2
1875 | 1491.7213 | 1239.2
1876 | 1491.7106 | 1239.2
1877 | 1491.6931 | 1239.2
1878 | 1491.5815 | 1238.842
1879 | 1491.3363 | 1238.616
1880 | 1491.287 | 1238.439
1881 | 1491.2 | 1238.4
1882 | 1490.9918 | 1238.4
1883 | 1490.9597 | 1238.194
1884 | 1490.5497 | 1237.99
1885 | 1490.4715 | 1237.706
1886 | 1490.436 | 1237.706
1887 | 1490.4 | 1237.706
1888 | 1490.4 | 1237.663
1889 | 1490.238 | 1237.567
1890 | 1490.1674 | 1237.145
1891 | 1490.1332 | 1237.145
1892 | 1489.7845 | 1237.015
1893 | 1489.6 | 1237.015
1894 | 1489.5089 | 1237.001
1895 | 1489.3905 | 1236.8
1896 | 1489.362 | 1236.559
1897 | 1489.1425 | 1236.324
1898 | 1489.129 | 1236.109
1899 | 1488.8 | 1236.109
1900 | 1488.8 | 1236.076
1901 | 1488.8 | 1235.2
1902 | 1488.8 | 1234.807
1903 | 1488.8 | 1234.4
1904 | 1488.8 | 1234.4
1905 | 1488.651 | 1234.05
1906 | 1488.6136 | 1233.778
1907 | 1488.5872 | 1233.6
1908 | 1488.4238 | 1233.467
1909 | 1488.288 | 1233.287
1910 | 1488.271 | 1233.287
1911 | 1488.1212 | 1232.8
1912 | 1488 | 1232.8
1913 | 1488 | 1232.8
1914 | 1488 | 1232.224
1915 | 1487.9546 | 1232.18
1916 | 1487.923 | 1232
1917 | 1487.855 | 1232
1918 | 1487.8366 | 1231.989
1919 | 1487.795 | 1231.447
1920 | 1487.5921 | 1230.946
1921 | 1487.386 | 1230.874
1922 | 1487.273 | 1230.799
1923 | 1486.7248 | 1230.67
1924 | 1486.483 | 1230.4
1925 | 1486.419 | 1230.108
1926 | 1486.3518 | 1230.108
1927 | 1486.331 | 1229.599
1928 | 1485.876 | 1229.417
1929 | 1485.795 | 1229.116
1930 | 1485.6 | 1228.951
1931 | 1485.5058 | 1228.928
1932 | 1485.5058 | 1228.849
1933 | 1485.364 | 1228.8
1934 | 1485.342 | 1228.38
1935 | 1484.496 | 1228.38
1936 | 1484.2371 | 1228.358
1937 | 1484.153 | 1228
1938 | 1484 | 1228
1939 | 1484 | 1227.95
1940 | 1483.656 | 1227.759
1941 | 1483.589 | 1227.384
1942 | 1483.2 | 1227.345
1943 | 1483.2 | 1226.847
1944 | 1483.009 | 1226.4
1945 | 1483.009 | 1226.4
1946 | 1482.886 | 1226.4
1947 | 1482.4 | 1226.4
1948 | 1482.2121 | 1226.4
1949 | 1482.151 | 1226.008
1950 | 1482.0911 | 1225.6
1951 | 1481.714 | 1225.6
1952 | 1481.469 | 1225.6
1953 | 1481.371 | 1225.376
1954 | 1480.9778 | 1225.273
1955 | 1480.8333 | 1225.232
1956 | 1480.8 | 1224.8
1957 | 1480.8 | 1224.246
1958 | 1480.787 | 1224.173
1959 | 1480.775 | 1224.049
1960 | 1480.7011 | 1223.546
1961 | 1480.6329 | 1223.2
1962 | 1480.4755 | 1223.2
1963 | 1480.0672 | 1222.71
1964 | 1479.7011 | 1222.6
1965 | 1479.6564 | 1222.511
1966 | 1479.4543 | 1222.4
1967 | 1479.406 | 1222.4
1968 | 1479.2732 | 1222.4
1969 | 1479.2 | 1222.4
1970 | 1479.2 | 1222.398
1971 | 1479.054 | 1222.124
1972 | 1478.554 | 1222.082
1973 | 1478.4 | 1221.838
1974 | 1478.389 | 1221.699
1975 | 1478.2277 | 1221.63
1976 | 1478.101 | 1221.6
1977 | 1477.914 | 1221.129
1978 | 1477.846 | 1220.833
1979 | 1477.6 | 1220.8
1980 | 1477.6 | 1220.8
1981 | 1477.577 | 1220.57
1982 | 1476.9595 | 1220.262
1983 | 1476.872 | 1220.036
1984 | 1476.864 | 1220
1985 | 1476.806 | 1220
1986 | 1476.6339 | 1220
1987 | 1476.616 | 1219.2
1988 | 1476.183 | 1219.057
1989 | 1476 | 1218.757
1990 | 1476 | 1218.567
1991 | 1475.707 | 1218.4
1992 | 1475.6089 | 1218.239
1993 | 1475.4056 | 1217.6
1994 | 1475.2 | 1217.408
1995 | 1475.2 | 1217.286
1996 | 1475.2 | 1217.286
1997 | 1475.0421 | 1216.931
1998 | 1475.0401 | 1216.848
1999 | 1474.906 | 1216.84
2000 | 1474.877 | 1216.8
2001 | 1474.584 | 1216.685
2002 | 1474.4 | 1216.294
2003 | 1474.147 | 1216.294
2004 | 1473.9411 | 1216
2005 | 1473.887 | 1216
2006 | 1473.8341 | 1216
2007 | 1473.5876 | 1216
2008 | 1473.3059 | 1215.698
2009 | 1473.083 | 1215.604
2010 | 1472.9116 | 1215.604
2011 | 1472.893 | 1215.295
2012 | 1472.8 | 1215.2
2013 | 1472.8 | 1215.149
2014 | 1472.679 | 1215.079
2015 | 1472.454 | 1214.4
2016 | 1472.409 | 1214.344
2017 | 1472 | 1213.91
2018 | 1472 | 1213.663
2019 | 1472 | 1213.6
2020 | 1472 | 1212.841
2021 | 1471.9558 | 1212.8
2022 | 1471.92 | 1212.8
2023 | 1471.9052 | 1212.067
2024 | 1471.8526 | 1212
2025 | 1471.8474 | 1212
2026 | 1471.833 | 1212
2027 | 1471.768 | 1212
2028 | 1471.2 | 1211.46
2029 | 1471.2 | 1211.2
2030 | 1471.04 | 1211.2
2031 | 1470.638 | 1211.2
2032 | 1470.4 | 1211.2
2033 | 1470.4 | 1211.064
2034 | 1470.4 | 1210.834
2035 | 1470.4 | 1210.769
2036 | 1470.4 | 1210.666
2037 | 1470.3045 | 1210.4
2038 | 1470.149 | 1209.693
2039 | 1470.106 | 1209.676
2040 | 1469.7754 | 1209.6
2041 | 1469.7754 | 1208.916
2042 | 1469.6 | 1208.8
2043 | 1469.6 | 1208.753
2044 | 1469.4619 | 1208.321
2045 | 1469.4619 | 1208.175
2046 | 1469.4209 | 1208.083
2047 | 1469.341 | 1208
2048 | 1469.1901 | 1207.724
2049 | 1468.8335 | 1207.2
2050 | 1468.8 | 1207.2
2051 | 1468.701 | 1207.2
2052 | 1468.257 | 1207.126
2053 | 1468.154 | 1206.988
2054 | 1468.113 | 1206.625
2055 | 1468.0047 | 1206.489
2056 | 1468 | 1206.489
2057 | 1467.4236 | 1206.4
2058 | 1467.39 | 1206.4
2059 | 1467.239 | 1206.4
2060 | 1467.2 | 1206.214
2061 | 1467.0712 | 1205.407
2062 | 1466.806 | 1204.937
2063 | 1466.4 | 1204.8
2064 | 1466.4 | 1204.8
2065 | 1466.4 | 1204.782
2066 | 1466.4 | 1204.665
2067 | 1466.369 | 1204.663
2068 | 1466.2743 | 1204.568
2069 | 1466.1104 | 1204.031
2070 | 1466.0823 | 1204
2071 | 1465.9979 | 1204
2072 | 1465.832 | 1204
2073 | 1465.729 | 1204
2074 | 1465.6696 | 1203.862
2075 | 1465.6 | 1203.477
2076 | 1465.6 | 1203.477
2077 | 1465.4775 | 1203.2
2078 | 1465.448 | 1203.2
2079 | 1464.8 | 1203.183
2080 | 1464.7333 | 1203.028
2081 | 1464.687 | 1202.504
2082 | 1464.5285 | 1202.4
2083 | 1464.5285 | 1201.6
2084 | 1464.006 | 1201.6
2085 | 1464 | 1201.011
2086 | 1464 | 1200.885
2087 | 1463.9441 | 1200.8
2088 | 1463.8837 | 1200.8
2089 | 1463.7515 | 1200.8
2090 | 1463.702 | 1200.8
2091 | 1463.659 | 1200.556
2092 | 1463.2 | 1200.409
2093 | 1463.2 | 1200.405
2094 | 1463.2 | 1200.369
2095 | 1463.195 | 1200.114
2096 | 1462.838 | 1200
2097 | 1462.819 | 1199.623
2098 | 1462.4025 | 1199.593
2099 | 1462.4 | 1199.317
2100 | 1462.36 | 1199.317
2101 | 1462.071 | 1199.2
2102 | 1461.828 | 1199.2
2103 | 1461.6 | 1199.2
2104 | 1461.6 | 1198.898
2105 | 1461.4939 | 1198.816
2106 | 1461.4783 | 1198.4
2107 | 1461.462 | 1198.4
2108 | 1461.298 | 1198.362
2109 | 1461.244 | 1198.337
2110 | 1461.008 | 1198.162
2111 | 1460.9439 | 1198.121
2112 | 1460.8 | 1198.039
2113 | 1460.8 | 1197.303
2114 | 1460.6961 | 1197.262
2115 | 1460.6438 | 1197.23
2116 | 1460.39 | 1196.8
2117 | 1460.1058 | 1196.8
2118 | 1460 | 1196.489
2119 | 1460 | 1196.129
2120 | 1459.9884 | 1196
2121 | 1459.8264 | 1196
2122 | 1459.662 | 1195.667
2123 | 1459.4151 | 1195.574
2124 | 1459.2 | 1195.574
2125 | 1459.2 | 1195.2
2126 | 1459.2 | 1195.177
2127 | 1459.2 | 1194.4
2128 | 1459.2 | 1194.4
2129 | 1459.2 | 1194.4
2130 | 1459.2 | 1194.348
2131 | 1459.1023 | 1193.739
2132 | 1458.87 | 1193.6
2133 | 1458.823 | 1193.6
2134 | 1458.605 | 1193.214
2135 | 1458.486 | 1192.811
2136 | 1458.461 | 1192.773
2137 | 1458.4473 | 1192.361
2138 | 1458.4 | 1192
2139 | 1458.4 | 1192
2140 | 1458.3055 | 1192
2141 | 1458.236 | 1191.587
2142 | 1458.112 | 1191.578
2143 | 1457.6 | 1191.2
2144 | 1457.6 | 1191.2
2145 | 1457.6 | 1191.097
2146 | 1457.536 | 1190.48
2147 | 1457.5078 | 1190.4
2148 | 1457.42 | 1190.071
2149 | 1457.305 | 1189.867
2150 | 1457.0651 | 1189.799
2151 | 1456.8 | 1189.754
2152 | 1456.702 | 1189.6
2153 | 1456.677 | 1189.6
2154 | 1456.6718 | 1189.6
2155 | 1456.647 | 1189.336
2156 | 1456.594 | 1188.902
2157 | 1456.5445 | 1188.8
2158 | 1456.398 | 1188.8
2159 | 1456.248 | 1188.667
2160 | 1456.1419 | 1188
2161 | 1456.088 | 1187.938
2162 | 1456 | 1187.865
2163 | 1455.9617 | 1187.286
2164 | 1455.678 | 1187.2
2165 | 1455.5941 | 1187.129
2166 | 1455.515 | 1186.394
2167 | 1455.5 | 1185.808
2168 | 1455.483 | 1185.769
2169 | 1455.323 | 1185.424
2170 | 1454.847 | 1184.973
2171 | 1454.836 | 1184.973
2172 | 1454.312 | 1184.973
2173 | 1454.101 | 1184.831
2174 | 1453.973 | 1184.831
2175 | 1453.859 | 1184.831
2176 | 1453.632 | 1184.8
2177 | 1453.6 | 1184.8
2178 | 1453.6 | 1184.573
2179 | 1453.6 | 1184.445
2180 | 1453.2837 | 1184.187
2181 | 1453.1366 | 1184.187
2182 | 1453.0225 | 1184.147
2183 | 1452.7272 | 1184
2184 | 1452.682 | 1184
2185 | 1452.636 | 1183.452
2186 | 1452.169 | 1183.323
2187 | 1451.9165 | 1183.2
2188 | 1451.9165 | 1182.618
2189 | 1451.8731 | 1182.518
2190 | 1451.78 | 1182.4
2191 | 1451.75 | 1182.4
2192 | 1451.2 | 1182.4
2193 | 1450.922 | 1182.291
2194 | 1450.7679 | 1181.981
2195 | 1450.765 | 1181.981
2196 | 1450.762 | 1181.76
2197 | 1450.739 | 1181.6
2198 | 1450.6684 | 1181.529
2199 | 1450.4455 | 1180.946
2200 | 1450.0124 | 1180.8
2201 | 1449.6 | 1180.8
2202 | 1449.6 | 1180.51
2203 | 1449.6 | 1180.51
2204 | 1449.583 | 1180
2205 | 1449.3753 | 1179.774
2206 | 1449.081 | 1179.725
2207 | 1448.9237 | 1179.584
2208 | 1448.8 | 1179.519
2209 | 1448.8 | 1179.2
2210 | 1448.694 | 1179.2
2211 | 1448.549 | 1179.039
2212 | 1448.412 | 1178.997
2213 | 1448.2039 | 1178.678
2214 | 1448.199 | 1178.4
2215 | 1448.14 | 1178.4
2216 | 1447.9459 | 1177.947
2217 | 1447.708 | 1177.801
2218 | 1447.5589 | 1177.616
2219 | 1447.547 | 1177.568
2220 | 1447.357 | 1177.061
2221 | 1447.2 | 1176.922
2222 | 1447.2 | 1176.84
2223 | 1447.2 | 1176.832
2224 | 1446.565 | 1176.8
2225 | 1446.5205 | 1176.8
2226 | 1446.4 | 1176.8
2227 | 1446.4 | 1176.207
2228 | 1446.4 | 1176.039
2229 | 1446.4 | 1176
2230 | 1446.2015 | 1175.544
2231 | 1446.081 | 1175.2
2232 | 1445.9232 | 1175.2
2233 | 1445.882 | 1175.054
2234 | 1445.753 | 1174.621
2235 | 1445.6 | 1174.613
2236 | 1445.488 | 1173.954
2237 | 1445.428 | 1173.816
2238 | 1445.3682 | 1172.8
2239 | 1445.2968 | 1172.8
2240 | 1445.1054 | 1172.4
2241 | 1444.8 | 1172.262
2242 | 1444.8 | 1172
2243 | 1444.5613 | 1172
2244 | 1444 | 1171.95
2245 | 1444 | 1171.2
2246 | 1444 | 1170.709
2247 | 1444 | 1170.629
2248 | 1444 | 1170.315
2249 | 1444 | 1170.212
2250 | 1444 | 1169.927
2251 | 1443.7099 | 1169.6
2252 | 1443.6317 | 1169.6
2253 | 1443.606 | 1169.6
2254 | 1443.602 | 1168.961
2255 | 1443.5696 | 1168.8
2256 | 1443.5337 | 1168.8
2257 | 1443.4841 | 1168.515
2258 | 1443.3311 | 1168
2259 | 1443.0903 | 1168
2260 | 1443.0721 | 1168
2261 | 1443.0422 | 1167.2
2262 | 1442.884 | 1167.2
2263 | 1442.5236 | 1167.2
2264 | 1442.4 | 1166.4
2265 | 1441.9686 | 1166.225
2266 | 1441.807 | 1166.127
2267 | 1441.6 | 1165.874
2268 | 1441.5708 | 1165.874
2269 | 1441.5264 | 1165.6
2270 | 1441.2678 | 1165.6
2271 | 1441.0183 | 1165.6
2272 | 1440.8 | 1165.6
2273 | 1440.8 | 1165.408
2274 | 1440.8 | 1165.184
2275 | 1440.7739 | 1165.064
2276 | 1440.7666 | 1164.8
2277 | 1440.758 | 1164.556
2278 | 1440.601 | 1164.328
2279 | 1440.062 | 1164.328
2280 | 1440 | 1163.857
2281 | 1440 | 1163.631
2282 | 1439.8744 | 1163.543
2283 | 1439.865 | 1163.2
2284 | 1439.8057 | 1163.112
2285 | 1439.505 | 1162.981
2286 | 1439.2 | 1162.857
2287 | 1439.1789 | 1162.857
2288 | 1439.024 | 1162.4
2289 | 1438.896 | 1162.4
2290 | 1438.5628 | 1162.377
2291 | 1438.3833 | 1162.3
2292 | 1438.064 | 1162.3
2293 | 1438.053 | 1162.122
2294 | 1438.004 | 1161.734
2295 | 1437.9908 | 1161.66
2296 | 1437.913 | 1161.6
2297 | 1437.6 | 1161.248
2298 | 1437.172 | 1161.104
2299 | 1436.8198 | 1161.066
2300 | 1436.8 | 1160.8
2301 | 1436.8 | 1160.607
2302 | 1436.8 | 1160.349
2303 | 1436.7719 | 1160.137
2304 | 1436.7588 | 1159.2
2305 | 1436.5587 | 1159.2
2306 | 1436.5587 | 1159.093
2307 | 1436.28 | 1159.008
2308 | 1436.12 | 1158.444
2309 | 1436.091 | 1158.4
2310 | 1436 | 1158.277
2311 | 1436 | 1158.277
2312 | 1436 | 1157.638
2313 | 1436 | 1157.6
2314 | 1435.996 | 1157.229
2315 | 1435.98 | 1157.082
2316 | 1435.791 | 1156.928
2317 | 1435.7711 | 1156.896
2318 | 1435.638 | 1156.896
2319 | 1435.4445 | 1156.517
2320 | 1435.047 | 1156
2321 | 1435.033 | 1156
2322 | 1434.9975 | 1155.725
2323 | 1434.587 | 1155.502
2324 | 1434.4 | 1155.299
2325 | 1434.4 | 1155.2
2326 | 1434.3988 | 1155.2
2327 | 1434.3111 | 1154.776
2328 | 1434.2978 | 1154.691
2329 | 1434.29 | 1154.226
2330 | 1434.147 | 1154.133
2331 | 1434.101 | 1154.133
2332 | 1434.037 | 1153.6
2333 | 1433.9206 | 1153.434
2334 | 1433.6019 | 1153.367
2335 | 1433.6 | 1153.245
2336 | 1433.6 | 1152.976
2337 | 1433.6 | 1152.8
2338 | 1433.6 | 1152.8
2339 | 1433.6 | 1152.373
2340 | 1433.3713 | 1152
2341 | 1433.37 | 1152
2342 | 1433.2991 | 1151.968
2343 | 1432.8 | 1151.824
2344 | 1432.8 | 1151.437
2345 | 1432.8 | 1150.645
2346 | 1432.8 | 1150.4
2347 | 1432.0201 | 1150.4
2348 | 1432.0081 | 1150.4
2349 | 1432 | 1149.674
2350 | 1431.852 | 1149.618
2351 | 1431.814 | 1149.6
2352 | 1431.431 | 1149.6
2353 | 1431.3986 | 1149.6
2354 | 1431.2113 | 1148.42
2355 | 1431.2023 | 1148.147
2356 | 1431.2023 | 1148.147
2357 | 1431.2 | 1148.147
2358 | 1431.2 | 1148
2359 | 1431.18 | 1148
2360 | 1431.156 | 1147.917
2361 | 1430.954 | 1147.538
2362 | 1430.445 | 1147.519
2363 | 1430.4144 | 1147.411
2364 | 1430.4064 | 1147.366
2365 | 1430.4 | 1147.2
2366 | 1430.4 | 1147.2
2367 | 1430.203 | 1147.2
2368 | 1430.0072 | 1147.125
2369 | 1429.627 | 1147.098
2370 | 1429.6 | 1146.494
2371 | 1429.6 | 1146.4
2372 | 1429.6 | 1146.4
2373 | 1429.5663 | 1146.224
2374 | 1429.4651 | 1145.845
2375 | 1429.4511 | 1145.6
2376 | 1429.443 | 1145.6
2377 | 1429.3409 | 1145.6
2378 | 1429.183 | 1145.395
2379 | 1429.0673 | 1145.154
2380 | 1428.8 | 1145.153
2381 | 1428.7283 | 1144.98
2382 | 1428.5228 | 1144.8
2383 | 1428.3799 | 1144.8
2384 | 1428.0237 | 1144.463
2385 | 1428.0124 | 1144.389
2386 | 1428 | 1144.192
2387 | 1428 | 1144
2388 | 1428 | 1143.193
2389 | 1428 | 1142.4
2390 | 1428 | 1142.4
2391 | 1427.931 | 1142.4
2392 | 1427.898 | 1141.7
2393 | 1427.7269 | 1141.618
2394 | 1427.338 | 1141.6
2395 | 1427.2354 | 1141.6
2396 | 1427.2 | 1141.322
2397 | 1427.2 | 1141.2
2398 | 1427.1132 | 1141.144
2399 | 1426.651 | 1141.01
2400 | 1426.3624 | 1141.01
2401 | 1426.323 | 1140.8
2402 | 1426.2953 | 1140.056
2403 | 1426.2825 | 1140
2404 | 1426.2447 | 1140
2405 | 1425.846 | 1140
2406 | 1425.732 | 1139.46
2407 | 1425.6 | 1139.32
2408 | 1425.6 | 1139.2
2409 | 1425.4775 | 1139.2
2410 | 1425.4723 | 1138.585
2411 | 1425.388 | 1138.4
2412 | 1425.043 | 1138.247
2413 | 1424.9425 | 1138.081
2414 | 1424.881 | 1137.956
2415 | 1424.8 | 1137.6
2416 | 1424.8 | 1137.142
2417 | 1424.8 | 1137.13
2418 | 1424.6399 | 1136.8
2419 | 1424.522 | 1136.175
2420 | 1424.1277 | 1135.966
2421 | 1424.117 | 1135.566
2422 | 1424 | 1135.2
2423 | 1424 | 1134.769
2424 | 1423.9667 | 1134.4
2425 | 1423.8829 | 1134.4
2426 | 1423.8418 | 1134.33
2427 | 1423.6773 | 1134.33
2428 | 1423.45 | 1133.6
2429 | 1423.39 | 1133.553
2430 | 1423.3507 | 1133.478
2431 | 1423.2 | 1133.436
2432 | 1423.2 | 1133.412
2433 | 1423.2 | 1133.148
2434 | 1423.2 | 1132.841
2435 | 1422.7357 | 1132.8
2436 | 1422.6934 | 1132.701
2437 | 1422.593 | 1132
2438 | 1422.494 | 1132
2439 | 1422.415 | 1131.817
2440 | 1422.4 | 1131.34
2441 | 1422.4 | 1131.2
2442 | 1422.4 | 1131.2
2443 | 1421.989 | 1131.2
2444 | 1421.8944 | 1131.2
2445 | 1421.717 | 1130.805
2446 | 1421.665 | 1130.4
2447 | 1421.6486 | 1129.823
2448 | 1421.6 | 1129.6
2449 | 1421.6 | 1128.827
2450 | 1421.6 | 1128.8
2451 | 1421.245 | 1128.8
2452 | 1421.187 | 1128.8
2453 | 1421.0247 | 1128.605
2454 | 1421.0199 | 1128.578
2455 | 1421.0199 | 1128
2456 | 1420.868 | 1128
2457 | 1420.8 | 1128
2458 | 1420.6499 | 1127.787
2459 | 1420.356 | 1127.597
2460 | 1420.243 | 1127.552
2461 | 1420.2091 | 1127.549
2462 | 1420.1043 | 1127.493
2463 | 1420.083 | 1127.2
2464 | 1420 | 1127.2
2465 | 1420 | 1127.2
2466 | 1419.829 | 1127.2
2467 | 1419.609 | 1127.103
2468 | 1419.53 | 1127.015
2469 | 1419.4661 | 1126.97
2470 | 1419.2 | 1126.8
2471 | 1419.024 | 1126.709
2472 | 1419.01 | 1126.676
2473 | 1418.787 | 1126.505
2474 | 1418.6891 | 1126.505
2475 | 1418.6527 | 1126.4
2476 | 1418.5776 | 1126.4
2477 | 1418.435 | 1126.332
2478 | 1418.4 | 1125.815
2479 | 1418.0826 | 1125.612
2480 | 1418.0826 | 1125.6
2481 | 1417.9132 | 1125.233
2482 | 1417.6642 | 1124.8
2483 | 1417.562 | 1124.23
2484 | 1417.3471 | 1124.192
2485 | 1417.335 | 1124.007
2486 | 1417.2992 | 1124
2487 | 1417.2834 | 1123.875
2488 | 1417.1352 | 1123.875
2489 | 1417.1352 | 1123.362
2490 | 1416.8 | 1123.163
2491 | 1416.8 | 1122.816
2492 | 1416.8 | 1122.686
2493 | 1416.8 | 1122.676
2494 | 1416.4814 | 1122.631
2495 | 1416.4175 | 1122.404
2496 | 1416.264 | 1122.4
2497 | 1416.215 | 1122.361
2498 | 1416.2125 | 1122.194
2499 | 1416.1869 | 1121.899
2500 | 1416 | 1121.712
2501 | 1416 | 1121.626
2502 | 1416 | 1121.6
2503 | 1415.902 | 1121.6
2504 | 1415.791 | 1121.6
2505 | 1415.659 | 1121.58
2506 | 1415.654 | 1121.359
2507 | 1415.472 | 1120.8
2508 | 1415.4066 | 1120.197
2509 | 1415.3466 | 1120.119
2510 | 1415.2 | 1120
2511 | 1415.2 | 1120
2512 | 1414.8457 | 1120
2513 | 1414.8044 | 1119.408
2514 | 1414.8031 | 1119.2
2515 | 1414.7093 | 1119.019
2516 | 1414.405 | 1118.975
2517 | 1414.4 | 1118.791
2518 | 1414.4 | 1118.4
2519 | 1414.4 | 1118.4
2520 | 1414.2487 | 1118.034
2521 | 1414.2467 | 1117.6
2522 | 1413.981 | 1117.527
2523 | 1413.61 | 1117.49
2524 | 1413.6 | 1117.237
2525 | 1413.2101 | 1117.223
2526 | 1413.067 | 1116.8
2527 | 1412.9376 | 1116.474
2528 | 1412.897 | 1116.46
2529 | 1412.8828 | 1116.44
2530 | 1412.8 | 1115.644
2531 | 1412.8 | 1115.455
2532 | 1412.702 | 1115.2
2533 | 1412 | 1115.2
2534 | 1412 | 1114.482
2535 | 1411.917 | 1114.129
2536 | 1411.614 | 1114.073
2537 | 1411.611 | 1114.073
2538 | 1411.5744 | 1114.05
2539 | 1411.5744 | 1113.828
2540 | 1411.5744 | 1113.577
2541 | 1411.2891 | 1113.352
2542 | 1411.2 | 1113.253
2543 | 1411.2 | 1113.066
2544 | 1411.199 | 1112.8
2545 | 1411.0786 | 1112.692
2546 | 1411.0387 | 1112.575
2547 | 1410.943 | 1112.516
2548 | 1410.7274 | 1112.001
2549 | 1410.682 | 1111.31
2550 | 1410.488 | 1111.2
2551 | 1410.4 | 1111.2
2552 | 1410.3765 | 1111.2
2553 | 1410.31 | 1111.077
2554 | 1410.099 | 1111.022
2555 | 1409.846 | 1110.62
2556 | 1409.776 | 1110.62
2557 | 1409.71 | 1110.282
2558 | 1409.6953 | 1109.795
2559 | 1409.602 | 1109.6
2560 | 1409.6 | 1109.6
2561 | 1409.584 | 1109.6
2562 | 1409.4378 | 1109.306
2563 | 1409.196 | 1109.164
2564 | 1409.122 | 1108.8
2565 | 1408.9952 | 1108.635
2566 | 1408.8984 | 1108.431
2567 | 1408.803 | 1108
2568 | 1408.8 | 1108
2569 | 1408.8 | 1107.342
2570 | 1408.8 | 1107.2
2571 | 1408.691 | 1106.893
2572 | 1408.5208 | 1106.878
2573 | 1408.483 | 1106.751
2574 | 1408.437 | 1106.527
2575 | 1408.436 | 1106.524
2576 | 1408.139 | 1106.524
2577 | 1408.1145 | 1106.4
2578 | 1408.1115 | 1106.283
2579 | 1408.003 | 1106.227
2580 | 1408 | 1105.785
2581 | 1408 | 1105.6
2582 | 1408 | 1105.284
2583 | 1408 | 1105.284
2584 | 1408 | 1105.094
2585 | 1408 | 1104.806
2586 | 1408 | 1104.596
2587 | 1407.813 | 1104.016
2588 | 1407.738 | 1104
2589 | 1407.71 | 1104
2590 | 1407.4852 | 1103.2
2591 | 1407.3079 | 1103.2
2592 | 1407.2 | 1102.544
2593 | 1407.2 | 1102.475
2594 | 1407.2 | 1102.4
2595 | 1407.035 | 1102.4
2596 | 1407.007 | 1102.325
2597 | 1406.8437 | 1102.138
2598 | 1406.6674 | 1102.132
2599 | 1406.455 | 1101.641
2600 | 1405.725 | 1101.6
2601 | 1405.7108 | 1101.6
2602 | 1405.7098 | 1101.47
2603 | 1405.6574 | 1100.8
2604 | 1405.6336 | 1100.259
2605 | 1405.6 | 1100.259
2606 | 1405.495 | 1100.13
2607 | 1405.356 | 1100.114
2608 | 1404.929 | 1100
2609 | 1404.902 | 1099.602
2610 | 1404.8432 | 1098.909
2611 | 1404.829 | 1098.878
2612 | 1404.8 | 1098.535
2613 | 1404.8 | 1098.4
2614 | 1404.7042 | 1098.179
2615 | 1404.3944 | 1097.526
2616 | 1404.339 | 1097.396
2617 | 1404.316 | 1096.806
2618 | 1404.2924 | 1096.71
2619 | 1404.2291 | 1096.26
2620 | 1403.753 | 1096.127
2621 | 1403.535 | 1095.508
2622 | 1403.2 | 1095.2
2623 | 1403.2 | 1095.189
2624 | 1403.197 | 1094.601
2625 | 1403.1504 | 1094.529
2626 | 1403.041 | 1094.4
2627 | 1402.9586 | 1094.128
2628 | 1402.9448 | 1094.083
2629 | 1402.913 | 1093.844
2630 | 1402.659 | 1093.6
2631 | 1402.5233 | 1093.353
2632 | 1402.5233 | 1093.028
2633 | 1402.4 | 1092.983
2634 | 1402.4 | 1092.8
2635 | 1402.3734 | 1092.8
2636 | 1402.2623 | 1092.621
2637 | 1401.9869 | 1092.491
2638 | 1401.945 | 1092
2639 | 1401.7604 | 1092
2640 | 1401.7369 | 1091.598
2641 | 1401.676 | 1091.372
2642 | 1401.6253 | 1091.2
2643 | 1401.399 | 1090.856
2644 | 1401.019 | 1090.59
2645 | 1400.986 | 1090.433
2646 | 1400.8 | 1090.4
2647 | 1400.8 | 1089.884
2648 | 1400.707 | 1089.6
2649 | 1400.2571 | 1089.41
2650 | 1400.201 | 1089.302
2651 | 1400.192 | 1089.267
2652 | 1400.1248 | 1088.989
2653 | 1400.0426 | 1088.8
2654 | 1400 | 1088.8
2655 | 1400 | 1088.8
2656 | 1400 | 1088.8
2657 | 1399.92 | 1088.8
2658 | 1399.808 | 1088.57
2659 | 1399.7203 | 1088.351
2660 | 1399.4642 | 1088
2661 | 1399.3357 | 1088
2662 | 1399.3069 | 1087.834
2663 | 1398.5489 | 1087.834
2664 | 1398.4887 | 1087.827
2665 | 1398.4 | 1087.2
2666 | 1398.4 | 1087.066
2667 | 1398.4 | 1086.527
2668 | 1398.4 | 1086.4
2669 | 1398.008 | 1085.929
2670 | 1397.6 | 1085.755
2671 | 1397.6 | 1085.755
2672 | 1397.6 | 1085.6
2673 | 1397.5799 | 1085.6
2674 | 1397.4561 | 1085.089
2675 | 1397.369 | 1084.892
2676 | 1396.8 | 1084.863
2677 | 1396.8 | 1084.8
2678 | 1396.8 | 1084.8
2679 | 1396.8 | 1084.374
2680 | 1396.75 | 1083.609
2681 | 1396.2434 | 1083.389
2682 | 1396.16 | 1083.37
2683 | 1396 | 1083.2
2684 | 1396 | 1083.165
2685 | 1396 | 1082.992
2686 | 1395.96 | 1082.4
2687 | 1395.618 | 1082.4
2688 | 1395.5694 | 1082.229
2689 | 1395.4795 | 1082.174
2690 | 1395.381 | 1081.95
2691 | 1395.2815 | 1081.842
2692 | 1395.2 | 1081.611
2693 | 1395.2 | 1081.602
2694 | 1395.2 | 1081.377
2695 | 1395.182 | 1081.171
2696 | 1395.164 | 1080.8
2697 | 1395.108 | 1080.8
2698 | 1394.876 | 1080.58
2699 | 1394.604 | 1080.559
2700 | 1394.5459 | 1080
2701 | 1394.5459 | 1079.2
2702 | 1394.4908 | 1078.987
2703 | 1394.4 | 1078.743
2704 | 1394.4 | 1078.666
2705 | 1394.4 | 1078.4
2706 | 1394.4 | 1078.272
2707 | 1394.3683 | 1077.9
2708 | 1394.3631 | 1077.757
2709 | 1394.271 | 1077.6
2710 | 1394.1765 | 1077.6
2711 | 1394.158 | 1077.537
2712 | 1394.069 | 1077.467
2713 | 1393.933 | 1077.46
2714 | 1393.785 | 1077.446
2715 | 1393.734 | 1077.173
2716 | 1393.713 | 1076.8
2717 | 1393.6 | 1076.535
2718 | 1393.0749 | 1076.306
2719 | 1393.0749 | 1076.086
2720 | 1393.065 | 1076.086
2721 | 1392.8 | 1076.086
2722 | 1392.8 | 1076.059
2723 | 1392.7643 | 1076
2724 | 1392.7643 | 1076
2725 | 1392.659 | 1075.33
2726 | 1392.639 | 1075.33
2727 | 1392.377 | 1075.2
2728 | 1392.1637 | 1075.2
2729 | 1392.1637 | 1074.595
2730 | 1392.0499 | 1074.496
2731 | 1392 | 1074.4
2732 | 1392 | 1074.078
2733 | 1392 | 1073.992
2734 | 1392 | 1073.6
2735 | 1392 | 1073.6
2736 | 1391.9465 | 1073.6
2737 | 1391.9465 | 1073.408
2738 | 1391.9206 | 1073.323
2739 | 1391.7281 | 1072.8
2740 | 1391.679 | 1072.8
2741 | 1391.4963 | 1072
2742 | 1391.3668 | 1072
2743 | 1391.3668 | 1071.815
2744 | 1391.3492 | 1071.653
2745 | 1391.303 | 1071.458
2746 | 1391.249 | 1071.357
2747 | 1390.4 | 1071.282
2748 | 1390.1667 | 1071.251
2749 | 1389.6814 | 1071.222
2750 | 1389.6 | 1071.2
2751 | 1389.6 | 1070.92
2752 | 1389.518 | 1070.703
2753 | 1389.4705 | 1070.4
2754 | 1388.914 | 1070.4
2755 | 1388.834 | 1070.4
2756 | 1388.8 | 1070.151
2757 | 1388.8 | 1069.806
2758 | 1388.6752 | 1069.6
2759 | 1388.6465 | 1069.446
2760 | 1388.3885 | 1069.424
2761 | 1388.3388 | 1069.424
2762 | 1388 | 1068.8
2763 | 1388 | 1068.711
2764 | 1388 | 1068.631
2765 | 1387.7571 | 1068.086
2766 | 1387.754 | 1067.651
2767 | 1387.724 | 1067.464
2768 | 1387.644 | 1067.24
2769 | 1387.3227 | 1067.2
2770 | 1387.202 | 1066.826
2771 | 1387.2 | 1066.487
2772 | 1386.8347 | 1066.236
2773 | 1386.8347 | 1065.6
2774 | 1386.8347 | 1065.553
2775 | 1386.66 | 1064.8
2776 | 1386.5855 | 1064.8
2777 | 1386.4 | 1064.677
2778 | 1386.4 | 1064.339
2779 | 1386.4 | 1064.232
2780 | 1386.4 | 1064
2781 | 1386.2658 | 1063.425
2782 | 1386.1353 | 1061.6
2783 | 1386.057 | 1061.58
2784 | 1385.6 | 1061.519
2785 | 1385.6 | 1061.498
2786 | 1385.46 | 1060.89
2787 | 1385.337 | 1060.2
2788 | 1384.9171 | 1059.884
2789 | 1384.8 | 1059.662
2790 | 1384.8 | 1058.818
2791 | 1384.8 | 1058.335
2792 | 1384.773 | 1057.678
2793 | 1384.7712 | 1057.6
2794 | 1384.7626 | 1057.6
2795 | 1384.49 | 1057.413
2796 | 1384.2118 | 1056.103
2797 | 1384.1314 | 1056
2798 | 1384.068 | 1056
2799 | 1384.0595 | 1056
2800 | 1384 | 1056
2801 | 1384 | 1055.859
2802 | 1384 | 1055.777
2803 | 1383.5979 | 1055.499
2804 | 1383.572 | 1055.365
2805 | 1383.4399 | 1055.099
2806 | 1383.414 | 1055.082
2807 | 1383.408 | 1054.736
2808 | 1383.398 | 1054.736
2809 | 1383.033 | 1054.4
2810 | 1382.822 | 1054.4
2811 | 1382.7776 | 1054.4
2812 | 1382.406 | 1054.247
2813 | 1382.4 | 1054.195
2814 | 1382.4 | 1053.6
2815 | 1382.264 | 1053.35
2816 | 1382.173 | 1053.267
2817 | 1382.135 | 1053.225
2818 | 1381.943 | 1053.208
2819 | 1381.8306 | 1052
2820 | 1381.741 | 1051.892
2821 | 1381.6 | 1051.315
2822 | 1381.6 | 1051.221
2823 | 1381.448 | 1051.2
2824 | 1380.964 | 1051.2
2825 | 1380.935 | 1051.2
2826 | 1380.8 | 1050.911
2827 | 1380.8 | 1050.663
2828 | 1380.8 | 1050.4
2829 | 1380.768 | 1050.323
2830 | 1380.6823 | 1050.323
2831 | 1380.4794 | 1049.84
2832 | 1380.393 | 1049.6
2833 | 1380.315 | 1049.575
2834 | 1380.276 | 1049.409
2835 | 1380.2104 | 1049.276
2836 | 1380 | 1049.105
2837 | 1380 | 1049.001
2838 | 1379.9864 | 1048.289
2839 | 1379.821 | 1048.116
2840 | 1379.816 | 1048
2841 | 1379.6333 | 1048
2842 | 1379.589 | 1047.986
2843 | 1379.4135 | 1047.767
2844 | 1379.2 | 1046.536
2845 | 1379.1589 | 1046.4
2846 | 1379.1 | 1046.4
2847 | 1379.0653 | 1046.314
2848 | 1378.996 | 1045.759
2849 | 1378.71 | 1045.6
2850 | 1378.6088 | 1045.517
2851 | 1378.581 | 1045.174
2852 | 1378.4 | 1044.8
2853 | 1378.4 | 1044.49
2854 | 1378.1088 | 1044
2855 | 1378.0269 | 1044
2856 | 1377.861 | 1042.967
2857 | 1377.713 | 1042.933
2858 | 1377.6534 | 1042.494
2859 | 1377.629 | 1042.232
2860 | 1377.6 | 1041.874
2861 | 1377.6 | 1041.496
2862 | 1377.594 | 1040.8
2863 | 1377.5454 | 1040.75
2864 | 1377.423 | 1040.571
2865 | 1377.2255 | 1040.4
2866 | 1376.8 | 1040.324
2867 | 1376.8 | 1040.196
2868 | 1376.8 | 1040.17
2869 | 1376.8 | 1040.025
2870 | 1376.6976 | 1040.025
2871 | 1376.542 | 1040.025
2872 | 1376.532 | 1040
2873 | 1376.376 | 1039.543
2874 | 1376.3664 | 1039.479
2875 | 1376.1579 | 1038.766
2876 | 1376 | 1038.439
2877 | 1376 | 1038.098
2878 | 1376 | 1037.6
2879 | 1375.817 | 1036.8
2880 | 1375.5899 | 1036.8
2881 | 1375.523 | 1036.717
2882 | 1375.3968 | 1036.436
2883 | 1375.315 | 1036.348
2884 | 1375.2 | 1035.612
2885 | 1375.2 | 1035.335
2886 | 1375.182 | 1034.877
2887 | 1375.012 | 1034.869
2888 | 1374.738 | 1034.4
2889 | 1374.694 | 1034.357
2890 | 1374.539 | 1034.141
2891 | 1374.5232 | 1033.564
2892 | 1374.39 | 1033.401
2893 | 1374.2539 | 1033.328
2894 | 1373.6 | 1032.919
2895 | 1373.6 | 1032.8
2896 | 1373.544 | 1032.8
2897 | 1373.2187 | 1032.254
2898 | 1373.1364 | 1031.251
2899 | 1372.937 | 1031.195
2900 | 1372.877 | 1031.191
2901 | 1372.872 | 1031.191
2902 | 1372.8 | 1030.5
2903 | 1372.8 | 1030.184
2904 | 1372.623 | 1029.384
2905 | 1372.3889 | 1029.119
2906 | 1372.3889 | 1028.83
2907 | 1372.3541 | 1028.8
2908 | 1372.328 | 1028.723
2909 | 1372.2356 | 1028.569
2910 | 1372 | 1028.257
2911 | 1371.9495 | 1028
2912 | 1371.928 | 1028
2913 | 1371.782 | 1027.619
2914 | 1371.7788 | 1027.24
2915 | 1371.731 | 1027.129
2916 | 1371.4446 | 1027.087
2917 | 1371.414 | 1026.4
2918 | 1371.2114 | 1026.4
2919 | 1371.2 | 1026.377
2920 | 1371.137 | 1025.562
2921 | 1371.0223 | 1025.519
2922 | 1370.921 | 1025.315
2923 | 1370.3069 | 1025.232
2924 | 1370.109 | 1024.005
2925 | 1369.8509 | 1024.001
2926 | 1369.757 | 1024
2927 | 1369.6 | 1023.343
2928 | 1369.6 | 1023.228
2929 | 1369.6 | 1023.018
2930 | 1369.5383 | 1022.903
2931 | 1368.8 | 1022.571
2932 | 1368.8 | 1022.55
2933 | 1368.8 | 1022.287
2934 | 1368.8 | 1022.212
2935 | 1368.6657 | 1021.637
2936 | 1368.5727 | 1021.6
2937 | 1368.5009 | 1021.56
2938 | 1368.496 | 1020.897
2939 | 1368.332 | 1020.897
2940 | 1368.2571 | 1020.831
2941 | 1368.2013 | 1020.8
2942 | 1368.022 | 1020.668
2943 | 1368 | 1020.612
2944 | 1368 | 1020.536
2945 | 1367.8348 | 1020.51
2946 | 1367.5967 | 1020.251
2947 | 1367.56 | 1020
2948 | 1367.4141 | 1020
2949 | 1367.4116 | 1019.834
2950 | 1367.312 | 1019.768
2951 | 1367.211 | 1019.449
2952 | 1367.2 | 1019.431
2953 | 1367.2 | 1019.246
2954 | 1367.166 | 1018.876
2955 | 1367.1296 | 1018.695
2956 | 1366.848 | 1018.4
2957 | 1366.6633 | 1018.198
2958 | 1366.655 | 1018.068
2959 | 1366.6343 | 1017.789
2960 | 1366.6343 | 1017.763
2961 | 1366.4 | 1017.33
2962 | 1366.4 | 1017.244
2963 | 1366.4 | 1016.339
2964 | 1366.0648 | 1016.173
2965 | 1366.055 | 1016
2966 | 1365.6 | 1016
2967 | 1365.6 | 1015.996
2968 | 1365.6 | 1015.64
2969 | 1365.5684 | 1015.436
2970 | 1365.4821 | 1015.153
2971 | 1365.2484 | 1015.018
2972 | 1365.124 | 1014.804
2973 | 1365.056 | 1014.4
2974 | 1365.0331 | 1013.904
2975 | 1364.9581 | 1013.241
2976 | 1364.8 | 1012.811
2977 | 1364.8 | 1012.543
2978 | 1364.8 | 1012
2979 | 1364.7797 | 1011.616
2980 | 1364.7042 | 1010.871
2981 | 1364.2726 | 1010.661
2982 | 1364.1007 | 1010.4
2983 | 1364 | 1010.308
2984 | 1364 | 1009.71
2985 | 1363.969 | 1009.6
2986 | 1363.817 | 1009.35
2987 | 1363.693 | 1009.089
2988 | 1363.6541 | 1009.089
2989 | 1363.4758 | 1009.033
2990 | 1363.3224 | 1008.8
2991 | 1363.3224 | 1008.715
2992 | 1363.2866 | 1008.639
2993 | 1363.2 | 1008.399
2994 | 1362.6896 | 1008.399
2995 | 1362.6789 | 1007.958
2996 | 1362.5046 | 1007.107
2997 | 1362.4 | 1007.057
2998 | 1362.4 | 1007.017
2999 | 1362.4 | 1006.927
3000 | 1362.4 | 1006.4
3001 | 1362.4 | 1006.4
3002 | 1362.378 | 1005.636
3003 | 1362.282 | 1004.976
3004 | 1362.2406 | 1004.72
3005 | 1361.861 | 1004.436
3006 | 1361.769 | 1004
3007 | 1361.6 | 1003.985
3008 | 1361.6 | 1003.564
3009 | 1361.6 | 1003.501
3010 | 1361.6 | 1003.14
3011 | 1361.5313 | 1002.617
3012 | 1361.5307 | 1002.445
3013 | 1361.436 | 1002.216
3014 | 1361.4245 | 1001.778
3015 | 1361.338 | 1001.568
3016 | 1361.338 | 1001.05
3017 | 1361.037 | 1001.043
3018 | 1361.032 | 1001.043
3019 | 1361.0005 | 1001.043
3020 | 1360.959 | 1000.307
3021 | 1360.953 | 1000.11
3022 | 1360.939 | 1000
3023 | 1360.8689 | 999.918
3024 | 1360.865 | 999.274
3025 | 1360.8 | 999.2
3026 | 1360.8 | 998.455
3027 | 1360.8 | 998.4
3028 | 1360.7414 | 998.236
3029 | 1360.73 | 998.076
3030 | 1360.6473 | 997.731
3031 | 1360.505 | 997.6
3032 | 1360.451 | 997.536
3033 | 1359.178 | 997.47
3034 | 1359.024 | 997.407
3035 | 1358.4 | 997.293
3036 | 1358.4 | 996.848
3037 | 1358.4 | 996.812
3038 | 1358.4 | 996.8
3039 | 1358.284 | 996.612
3040 | 1358.0879 | 996
3041 | 1358.071 | 995.276
3042 | 1357.844 | 995.2
3043 | 1357.8284 | 995.2
3044 | 1357.739 | 994.417
3045 | 1357.6 | 994.4
3046 | 1357.6 | 993.917
3047 | 1357.1939 | 993.832
3048 | 1357.1007 | 993.688
3049 | 1357.0867 | 993.6
3050 | 1357.077 | 993.203
3051 | 1356.959 | 992.873
3052 | 1356.8 | 992.735
3053 | 1356.8 | 992.453
3054 | 1356.8 | 992.216
3055 | 1356.489 | 992.107
3056 | 1356.354 | 992
3057 | 1356.3038 | 991.373
3058 | 1356.1404 | 991.2
3059 | 1356.1138 | 991.131
3060 | 1356 | 990.557
3061 | 1356 | 989.981
3062 | 1356 | 989.561
3063 | 1356 | 989.274
3064 | 1355.7571 | 989.274
3065 | 1355.743 | 988.8
3066 | 1355.7183 | 988.8
3067 | 1355.6593 | 988.615
3068 | 1355.634 | 988.539
3069 | 1355.5716 | 988.369
3070 | 1355.5069 | 987.375
3071 | 1355.5069 | 986.432
3072 | 1355.422 | 986.386
3073 | 1355.3308 | 985.606
3074 | 1355.19 | 985.6
3075 | 1355.1441 | 985.6
3076 | 1355.1218 | 985.503
3077 | 1354.983 | 984.861
3078 | 1354.9802 | 983.032
3079 | 1354.9627 | 982.843
3080 | 1354.9452 | 982.402
3081 | 1354.534 | 982.4
3082 | 1354.4 | 981.6
3083 | 1354.304 | 981.396
3084 | 1354.15 | 981.304
3085 | 1354.034 | 980.8
3086 | 1353.885 | 980.645
3087 | 1353.651 | 979.2
3088 | 1353.643 | 979.12
3089 | 1353.618 | 978.942
3090 | 1353.606 | 978.43
3091 | 1353.6 | 978.4
3092 | 1353.5085 | 978.4
3093 | 1353.4263 | 977.603
3094 | 1353.2033 | 977.329
3095 | 1353.1162 | 977.25
3096 | 1353.11 | 976.8
3097 | 1353.09 | 976.348
3098 | 1352.8 | 976.035
3099 | 1352.8 | 975.936
3100 | 1352.7826 | 975.57
3101 | 1352.7545 | 975.173
3102 | 1352.6494 | 974.573
3103 | 1352.587 | 974.555
3104 | 1352.5624 | 974.516
3105 | 1352.422 | 973.864
3106 | 1352.375 | 973.864
3107 | 1352.3591 | 973.671
3108 | 1352.3193 | 973.174
3109 | 1352.3193 | 973.174
3110 | 1352.296 | 972.357
3111 | 1352.2386 | 972.165
3112 | 1352 | 972
3113 | 1352 | 971.2
3114 | 1351.8858 | 970.886
3115 | 1351.8724 | 970.4
3116 | 1351.624 | 970.151
3117 | 1351.591 | 968.8
3118 | 1351.5224 | 968.712
3119 | 1351.25 | 968.688
3120 | 1351.2 | 968.374
3121 | 1351.2 | 968.339
3122 | 1351.1431 | 967.209
3123 | 1351.055 | 967.2
3124 | 1350.9121 | 967.2
3125 | 1350.4 | 966.957
3126 | 1350.4 | 966.957
3127 | 1350.4 | 966.93
3128 | 1350.4 | 966.81
3129 | 1350.247 | 966.511
3130 | 1350.2371 | 966.267
3131 | 1350.183 | 966.198
3132 | 1349.9434 | 966.043
3133 | 1349.7673 | 964.963
3134 | 1349.6792 | 964.8
3135 | 1349.631 | 964.748
3136 | 1349.6 | 964.195
3137 | 1349.218 | 964
3138 | 1349.1318 | 963.999
3139 | 1349.1184 | 963.404
3140 | 1349.0361 | 963.2
3141 | 1349.006 | 963.2
3142 | 1348.9437 | 962.443
3143 | 1348.873 | 962.06
3144 | 1348.8 | 961.6
3145 | 1348.8 | 961.325
3146 | 1348.8 | 960.8
3147 | 1348.658 | 960.741
3148 | 1348.064 | 960.25
3149 | 1348 | 960
3150 | 1347.911 | 960
3151 | 1347.852 | 959.854
3152 | 1347.8468 | 959.641
3153 | 1347.7837 | 959.101
3154 | 1347.642 | 958.576
3155 | 1347.5913 | 957.6
3156 | 1347.526 | 957.6
3157 | 1347.201 | 956.912
3158 | 1347.2 | 956.861
3159 | 1347.2 | 956.474
3160 | 1347.2 | 956.176
3161 | 1347.2 | 956.176
3162 | 1347.2 | 956.123
3163 | 1347.2 | 956.074
3164 | 1347.1615 | 955.907
3165 | 1347.1392 | 955.44
3166 | 1347.0834 | 955.216
3167 | 1346.8708 | 954.525
3168 | 1346.761 | 954.407
3169 | 1346.552 | 954.4
3170 | 1346.4339 | 953.6
3171 | 1346.4 | 953.098
3172 | 1346.4 | 952.816
3173 | 1346.221 | 952.8
3174 | 1345.6 | 951.798
3175 | 1345.6 | 951.698
3176 | 1345.6 | 951.497
3177 | 1345.6 | 951.027
3178 | 1345.6 | 950.458
3179 | 1345.6 | 950.4
3180 | 1345.557 | 950.4
3181 | 1345.486 | 950.4
3182 | 1345.155 | 950.214
3183 | 1345.1535 | 949.789
3184 | 1345.1473 | 949.69
3185 | 1345.1473 | 949.6
3186 | 1345.146 | 949.6
3187 | 1344.8 | 949.6
3188 | 1344.8 | 949.6
3189 | 1344.8 | 949.593
3190 | 1344.8 | 949.246
3191 | 1344.8 | 948.642
3192 | 1344.7616 | 948.288
3193 | 1344.335 | 946.903
3194 | 1344 | 945.906
3195 | 1344 | 945.906
3196 | 1343.987 | 945.879
3197 | 1343.3802 | 945.143
3198 | 1343.34 | 944.959
3199 | 1343.2 | 944.8
3200 | 1343.063 | 944.165
3201 | 1343.015 | 944.051
3202 | 1342.5492 | 943.98
3203 | 1342.539 | 943.674
3204 | 1342.5199 | 943.474
3205 | 1342.4171 | 943.2
3206 | 1342.0133 | 943.2
3207 | 1341.9598 | 942.954
3208 | 1341.9598 | 942.426
3209 | 1341.872 | 942.4
3210 | 1341.667 | 942.4
3211 | 1341.6 | 942.4
3212 | 1341.6 | 942.295
3213 | 1341.6 | 941.883
3214 | 1341.6 | 941.647
3215 | 1341.6 | 941.402
3216 | 1341.317 | 941.114
3217 | 1341.1629 | 940.965
3218 | 1341.1629 | 940.8
3219 | 1341.153 | 939.605
3220 | 1340.908 | 939.531
3221 | 1340.7248 | 939.33
3222 | 1340.366 | 939.318
3223 | 1340.366 | 939.259
3224 | 1340.192 | 938.903
3225 | 1340.07 | 938.838
3226 | 1340 | 937.788
3227 | 1340 | 937.6
3228 | 1340 | 936.987
3229 | 1339.573 | 936
3230 | 1339.5691 | 935.942
3231 | 1339.5691 | 935.627
3232 | 1339.569 | 935.434
3233 | 1339.387 | 934.896
3234 | 1339.324 | 934.4
3235 | 1339.2413 | 934.348
3236 | 1339.2361 | 934.11
3237 | 1339.1925 | 933.699
3238 | 1339.188 | 933.6
3239 | 1339.0123 | 933.17
3240 | 1338.908 | 933.114
3241 | 1338.8744 | 933.103
3242 | 1338.785 | 933.034
3243 | 1338.6645 | 932.638
3244 | 1338.6464 | 932.551
3245 | 1338.632 | 932.423
3246 | 1338.4 | 932
3247 | 1338.4 | 932
3248 | 1338.234 | 931.707
3249 | 1338.153 | 931.108
3250 | 1338.141 | 931.042
3251 | 1338.014 | 929.7
3252 | 1337.9229 | 929.54
3253 | 1337.8875 | 929.268
3254 | 1337.607 | 928.751
3255 | 1337.6 | 928.279
3256 | 1337.6 | 927.588
3257 | 1337.6 | 927.2
3258 | 1337.421 | 927.2
3259 | 1337.3169 | 926.898
3260 | 1337.162 | 926.887
3261 | 1337.062 | 926.601
3262 | 1336.8 | 926.533
3263 | 1336.8 | 925.969
3264 | 1336.7828 | 925.516
3265 | 1336.752 | 925.286
3266 | 1336.4734 | 925.284
3267 | 1336.4693 | 924.966
3268 | 1336.4483 | 924
3269 | 1336.3816 | 923.981
3270 | 1336 | 923.25
3271 | 1335.966 | 923.2
3272 | 1335.878 | 923.2
3273 | 1335.808 | 923.003
3274 | 1335.797 | 923.003
3275 | 1335.6922 | 921.6
3276 | 1335.484 | 921.6
3277 | 1335.2 | 920
3278 | 1335.2 | 919.991
3279 | 1335.156 | 919.3
3280 | 1335.092 | 919.163
3281 | 1335.092 | 919.094
3282 | 1334.6984 | 918.664
3283 | 1334.591 | 918.4
3284 | 1334.4 | 917.563
3285 | 1334.4 | 916.01
3286 | 1334.239 | 916
3287 | 1334.168 | 914.791
3288 | 1333.7106 | 914.334
3289 | 1333.6 | 914.251
3290 | 1333.6 | 913.829
3291 | 1333.6 | 913.522
3292 | 1333.194 | 913.516
3293 | 1333.0199 | 912.045
3294 | 1332.948 | 912
3295 | 1332.8 | 911.703
3296 | 1332.8 | 911.703
3297 | 1332.8 | 911.394
3298 | 1332.8 | 910.405
3299 | 1332.7466 | 910.321
3300 | 1332.407 | 910.145
3301 | 1332.3971 | 909.103
3302 | 1332.189 | 908.453
3303 | 1332.16 | 908.173
3304 | 1332.0267 | 907.644
3305 | 1332 | 907.559
3306 | 1331.8493 | 906.485
3307 | 1331.6386 | 906.4
3308 | 1331.5524 | 906.4
3309 | 1331.4271 | 906.393
3310 | 1331.4199 | 906.161
3311 | 1331.273 | 906.161
3312 | 1331.2 | 905.969
3313 | 1331.2 | 905.6
3314 | 1331.149 | 905.259
3315 | 1330.6818 | 904.8
3316 | 1330.5557 | 904.057
3317 | 1330.2779 | 904.042
3318 | 1330.2706 | 904
3319 | 1330.2572 | 903.2
3320 | 1329.9719 | 902.993
3321 | 1329.8202 | 902.483
3322 | 1329.8202 | 901.6
3323 | 1329.6 | 901.6
3324 | 1329.6 | 901.501
3325 | 1329.4033 | 900.704
3326 | 1329.2874 | 900.203
3327 | 1329.2253 | 899.995
3328 | 1329.0847 | 899.751
3329 | 1329.046 | 899.687
3330 | 1328.98 | 899.541
3331 | 1328.8758 | 899.2
3332 | 1328.8 | 898.272
3333 | 1328.8 | 897.964
3334 | 1328.616 | 897.81
3335 | 1328.5643 | 897.6
3336 | 1328.4127 | 897.495
3337 | 1328.349 | 896.91
3338 | 1328.345 | 896.678
3339 | 1328.1557 | 896.587
3340 | 1327.845 | 896
3341 | 1327.7543 | 895.824
3342 | 1327.615 | 895.126
3343 | 1327.6136 | 895.126
3344 | 1327.605 | 895.033
3345 | 1327.2 | 894.976
3346 | 1327.158 | 894.863
3347 | 1327.1344 | 894.468
3348 | 1327.1212 | 894.425
3349 | 1326.8189 | 894.4
3350 | 1326.775 | 893.906
3351 | 1326.4 | 893.85
3352 | 1326.4 | 892.8
3353 | 1326.022 | 892.8
3354 | 1325.832 | 892.8
3355 | 1325.723 | 892.689
3356 | 1325.7023 | 892.245
3357 | 1325.6 | 891.925
3358 | 1325.6 | 891.673
3359 | 1325.6 | 891.673
3360 | 1325.4565 | 890.826
3361 | 1324.926 | 890.715
3362 | 1324.8 | 890.4
3363 | 1324.8 | 890.4
3364 | 1324.8 | 889.965
3365 | 1324.6715 | 889.75
3366 | 1324.0666 | 889.27
3367 | 1324 | 889.244
3368 | 1324 | 888.081
3369 | 1324 | 888
3370 | 1324 | 887.715
3371 | 1324 | 887.579
3372 | 1324 | 886.704
3373 | 1323.9027 | 886.338
3374 | 1323.515 | 885.683
3375 | 1323.308 | 885.277
3376 | 1323.29 | 884.014
3377 | 1323.1257 | 883.802
3378 | 1322.503 | 883.315
3379 | 1322.4 | 883.2
3380 | 1322.0172 | 882.824
3381 | 1321.969 | 882.624
3382 | 1321.6131 | 882.456
3383 | 1321.611 | 882.064
3384 | 1321.6 | 880.8
3385 | 1321.6 | 880.622
3386 | 1321.6 | 880
3387 | 1321.6 | 879.241
3388 | 1321.3359 | 878.4
3389 | 1320.9939 | 878.323
3390 | 1320.8 | 877.981
3391 | 1320.8 | 877.82
3392 | 1320.8 | 877.6
3393 | 1320.7953 | 877.426
3394 | 1320.769 | 876.8
3395 | 1320.721 | 876.8
3396 | 1320.5876 | 876.8
3397 | 1320.5663 | 876.577
3398 | 1320.2584 | 876.273
3399 | 1320 | 876.004
3400 | 1319.2 | 875.787
3401 | 1319.2 | 875.2
3402 | 1319.1596 | 874.118
3403 | 1319.128 | 873.945
3404 | 1318.85 | 873.062
3405 | 1318.7874 | 871.643
3406 | 1318.43 | 871.453
3407 | 1318.4 | 871.2
3408 | 1318.4 | 870.677
3409 | 1318.4 | 870.547
3410 | 1318.0519 | 870.536
3411 | 1317.887 | 870.268
3412 | 1317.8249 | 870.126
3413 | 1317.8249 | 869.64
3414 | 1317.715 | 869.633
3415 | 1317.6872 | 868.202
3416 | 1317.571 | 868.106
3417 | 1317.507 | 867.518
3418 | 1317.272 | 866.892
3419 | 1317.246 | 866.629
3420 | 1317.153 | 865.6
3421 | 1316.9102 | 865.546
3422 | 1316.835 | 864.982
3423 | 1316.8 | 864.843
3424 | 1316.533 | 864.8
3425 | 1316 | 864.217
3426 | 1315.8883 | 864.005
3427 | 1315.8883 | 863.2
3428 | 1315.8453 | 863.059
3429 | 1315.8048 | 862.805
3430 | 1315.4865 | 862.413
3431 | 1315.4265 | 861.974
3432 | 1315.27 | 860.836
3433 | 1315.264 | 860.833
3434 | 1315.2 | 860.8
3435 | 1315.1216 | 860.8
3436 | 1315.1098 | 860.592
3437 | 1315.0705 | 859.882
3438 | 1314.638 | 859.346
3439 | 1314.6289 | 859.038
3440 | 1314.622 | 859.026
3441 | 1314.5969 | 858.506
3442 | 1314.4 | 858.222
3443 | 1314.3991 | 856.951
3444 | 1314.3743 | 856.67
3445 | 1314.233 | 856.506
3446 | 1314.143 | 856.171
3447 | 1314.0022 | 856.138
3448 | 1313.9909 | 856
3449 | 1313.727 | 855.757
3450 | 1313.6387 | 855.543
3451 | 1313.6 | 855.416
3452 | 1313.6 | 855.409
3453 | 1313.6 | 854.4
3454 | 1313.6 | 853.6
3455 | 1313.406 | 853.175
3456 | 1313.362 | 853.014
3457 | 1313.2718 | 852.8
3458 | 1313.251 | 852.734
3459 | 1313.0255 | 852.28
3460 | 1312.8 | 851.56
3461 | 1312.8 | 851.2
3462 | 1312.8 | 849.97
3463 | 1312.8 | 849.6
3464 | 1312.5904 | 849.512
3465 | 1312.509 | 848.851
3466 | 1312.456 | 848.79
3467 | 1312.2971 | 848.162
3468 | 1312.2486 | 848.16
3469 | 1312.2486 | 848
3470 | 1312 | 847.961
3471 | 1311.495 | 847.011
3472 | 1311.4301 | 846.137
3473 | 1311.2 | 845.6
3474 | 1311.2 | 845.369
3475 | 1310.4 | 845.326
3476 | 1310.4 | 845.169
3477 | 1310.4 | 844.926
3478 | 1310.4 | 844.706
3479 | 1310.1635 | 843.918
3480 | 1310.148 | 843.863
3481 | 1310.033 | 843.714
3482 | 1309.9178 | 843.2
3483 | 1309.9178 | 842.613
3484 | 1309.8432 | 842.17
3485 | 1309.7799 | 842.081
3486 | 1309.4418 | 841.144
3487 | 1309.39 | 840
3488 | 1309.361 | 839.326
3489 | 1309.2256 | 838.4
3490 | 1308.9971 | 837.142
3491 | 1308.846 | 836.64
3492 | 1308.643 | 836
3493 | 1308.586 | 835.985
3494 | 1308.4901 | 835.17
3495 | 1308.312 | 835.097
3496 | 1308.225 | 834.751
3497 | 1308 | 834.553
3498 | 1307.932 | 834.356
3499 | 1307.6936 | 834.244
3500 | 1307.693 | 833.409
3501 | 1307.476 | 833.137
3502 | 1307.3767 | 832.639
3503 | 1307.2764 | 832.559
3504 | 1307.2 | 831.2
3505 | 1306.7683 | 831.19
3506 | 1306.7255 | 831.138
3507 | 1306.374 | 830.424
3508 | 1306.2835 | 830.097
3509 | 1306.162 | 830.059
3510 | 1306.0833 | 829.6
3511 | 1306.039 | 829.405
3512 | 1306.0331 | 829.284
3513 | 1306.0331 | 829.177
3514 | 1305.6 | 829.113
3515 | 1305.6 | 828.8
3516 | 1305.6 | 828.8
3517 | 1305.6 | 828.216
3518 | 1305.548 | 827.298
3519 | 1305.53 | 827.2
3520 | 1305.495 | 826.749
3521 | 1305.477 | 826.658
3522 | 1305.359 | 826.584
3523 | 1305.329 | 826.4
3524 | 1305.3029 | 825.919
3525 | 1304.8 | 825.6
3526 | 1304.8 | 825.298
3527 | 1304.8 | 824.164
3528 | 1304.669 | 823.782
3529 | 1304.5051 | 823.555
3530 | 1304.4387 | 823.433
3531 | 1304 | 823.295
3532 | 1304 | 823.121
3533 | 1304 | 822.724
3534 | 1304 | 822.513
3535 | 1304 | 821.773
3536 | 1303.888 | 821.223
3537 | 1303.802 | 820.824
3538 | 1303.577 | 820.532
3539 | 1303.2 | 820.383
3540 | 1303.2 | 820
3541 | 1303.011 | 819.433
3542 | 1302.91 | 818.634
3543 | 1302.813 | 818.4
3544 | 1302.803 | 818.015
3545 | 1302.6298 | 817.681
3546 | 1302.6059 | 817.117
3547 | 1302.5098 | 816.984
3548 | 1302.4 | 816.545
3549 | 1302.3903 | 816.427
3550 | 1302.102 | 816
3551 | 1302.0681 | 815.698
3552 | 1301.9392 | 815.376
3553 | 1301.865 | 815.2
3554 | 1301.6783 | 814.093
3555 | 1301.609 | 813.716
3556 | 1301.431 | 813.626
3557 | 1301.2096 | 813.6
3558 | 1301.174 | 812.776
3559 | 1301.099 | 812.644
3560 | 1300.99 | 812.047
3561 | 1300.8 | 812
3562 | 1300.4519 | 811.63
3563 | 1300.328 | 810.372
3564 | 1300.3109 | 809.482
3565 | 1300.307 | 808.813
3566 | 1300.2516 | 807.601
3567 | 1300 | 807.109
3568 | 1300 | 806.865
3569 | 1300 | 806.13
3570 | 1300 | 805.6
3571 | 1300 | 805.6
3572 | 1300 | 805.353
3573 | 1299.8671 | 804.647
3574 | 1299.5317 | 802.693
3575 | 1299.5317 | 802.291
3576 | 1299.4648 | 800.503
3577 | 1299.258 | 799.541
3578 | 1299.2 | 799.2
3579 | 1299.2 | 799.087
3580 | 1299.188 | 798.318
3581 | 1299.0474 | 797.833
3582 | 1299.0406 | 797.74
3583 | 1298.9278 | 797.6
3584 | 1298.7306 | 796.566
3585 | 1298.4857 | 795.756
3586 | 1298.407 | 795.121
3587 | 1298.4 | 794.465
3588 | 1298.3816 | 794.043
3589 | 1298.1928 | 794.006
3590 | 1298.188 | 793.087
3591 | 1298.1309 | 793.064
3592 | 1297.88 | 792.03
3593 | 1297.7951 | 792.005
3594 | 1297.339 | 792
3595 | 1296.981 | 790.821
3596 | 1296.8027 | 788.632
3597 | 1296.8011 | 786.483
3598 | 1296.8 | 784.8
3599 | 1296.7098 | 784.8
3600 | 1296.6671 | 782.791
3601 | 1296.4209 | 782.593
3602 | 1296.3319 | 782.545
3603 | 1296.2238 | 782.171
3604 | 1296.1408 | 781.576
3605 | 1296.0874 | 781.297
3606 | 1295.9329 | 780.473
3607 | 1295.9295 | 780
3608 | 1295.9036 | 779.651
3609 | 1295.781 | 779.2
3610 | 1295.7403 | 779.2
3611 | 1295.2535 | 778.439
3612 | 1295.2 | 778.4
3613 | 1295.2 | 778.024
3614 | 1295.1505 | 777.861
3615 | 1295.145 | 777.052
3616 | 1294.5152 | 776.157
3617 | 1294.4 | 776.121
3618 | 1294.4 | 775.203
3619 | 1294.4 | 774.947
3620 | 1294.4 | 774.4
3621 | 1294.379 | 773.986
3622 | 1294.3433 | 773.257
3623 | 1294.28 | 773.039
3624 | 1294.1465 | 772.72
3625 | 1293.998 | 772.296
3626 | 1293.6 | 771.214
3627 | 1293.522 | 770.803
3628 | 1293.3496 | 770.803
3629 | 1293.304 | 770.521
3630 | 1293.095 | 769.6
3631 | 1293.0716 | 769.594
3632 | 1292.9603 | 769.574
3633 | 1292.903 | 768.468
3634 | 1292.8316 | 768.177
3635 | 1292.8 | 768
3636 | 1292.8 | 766.947
3637 | 1292.8 | 764.447
3638 | 1292.068 | 764
3639 | 1292 | 763.753
3640 | 1292 | 762.98
3641 | 1292 | 762.896
3642 | 1292 | 762.515
3643 | 1292 | 761.973
3644 | 1291.5998 | 761.835
3645 | 1291.2 | 761.122
3646 | 1291.1281 | 760
3647 | 1290.5356 | 759.792
3648 | 1290.4943 | 759.789
3649 | 1290.4 | 759.2
3650 | 1290.4 | 759.099
3651 | 1290.4 | 758.261
3652 | 1290.4 | 758.128
3653 | 1290.4 | 758.128
3654 | 1290.1975 | 757.932
3655 | 1290.1975 | 757.899
3656 | 1290.0993 | 756.99
3657 | 1289.5668 | 756.99
3658 | 1289.506 | 756.603
3659 | 1289.4335 | 756.3
3660 | 1289.3666 | 755.2
3661 | 1289.3435 | 754.905
3662 | 1289.3338 | 754.857
3663 | 1289.2178 | 754.424
3664 | 1288.8 | 754.4
3665 | 1288.8 | 754.234
3666 | 1288.7009 | 753.633
3667 | 1288.464 | 753.577
3668 | 1288.2412 | 752.8
3669 | 1288.141 | 752.429
3670 | 1288.1255 | 752.402
3671 | 1288.096 | 752.314
3672 | 1288.0652 | 752.168
3673 | 1288 | 752.155
3674 | 1288 | 750.23
3675 | 1288 | 749.618
3676 | 1288 | 749.594
3677 | 1287.992 | 749.219
3678 | 1287.915 | 749.056
3679 | 1287.7714 | 748.674
3680 | 1287.5099 | 748
3681 | 1287.4348 | 747.39
3682 | 1287.314 | 747.145
3683 | 1287.2 | 746.535
3684 | 1287.2 | 745.043
3685 | 1287.2 | 744.287
3686 | 1287.2 | 743.866
3687 | 1287.2 | 743.591
3688 | 1286.7441 | 743.176
3689 | 1286.664 | 742.51
3690 | 1286.6096 | 742.349
3691 | 1286.45 | 742.334
3692 | 1286.4464 | 742.055
3693 | 1286.429 | 741.772
3694 | 1286.4 | 741.651
3695 | 1286.4 | 741.6
3696 | 1286.4 | 741.6
3697 | 1286.247 | 740.83
3698 | 1285.8327 | 740.381
3699 | 1285.8327 | 739.318
3700 | 1285.689 | 739.032
3701 | 1285.6 | 738.608
3702 | 1285.6 | 738.4
3703 | 1285.6 | 738.091
3704 | 1285.579 | 737.981
3705 | 1285.3627 | 736.543
3706 | 1285.355 | 734.755
3707 | 1285.1606 | 734.681
3708 | 1284.5469 | 734.621
3709 | 1284.4951 | 734.47
3710 | 1284.4902 | 734.4
3711 | 1284.095 | 733.593
3712 | 1284.0444 | 733.565
3713 | 1284 | 733.526
3714 | 1284 | 732.607
3715 | 1284 | 732.448
3716 | 1283.8 | 732.121
3717 | 1283.7869 | 732
3718 | 1283.7711 | 730.871
3719 | 1283.758 | 730.053
3720 | 1283.562 | 729.504
3721 | 1283.4824 | 728.802
3722 | 1283.48 | 728.8
3723 | 1283.2 | 727.788
3724 | 1283.2 | 727.394
3725 | 1283.014 | 727.329
3726 | 1282.839 | 727.2
3727 | 1282.753 | 727.2
3728 | 1282.735 | 727.001
3729 | 1282.7249 | 726.593
3730 | 1282.4 | 726.16
3731 | 1282.3573 | 725.898
3732 | 1282.1932 | 725.603
3733 | 1282.017 | 725.6
3734 | 1282.0114 | 725.25
3735 | 1281.661 | 725.138
3736 | 1281.6469 | 724.721
3737 | 1281.6 | 724.597
3738 | 1281.582 | 723.275
3739 | 1281.294 | 723.2
3740 | 1281.246 | 723.149
3741 | 1281.053 | 722.376
3742 | 1280.998 | 721.956
3743 | 1280.894 | 721.724
3744 | 1280.8 | 721.6
3745 | 1280.8 | 720.8
3746 | 1280.8 | 719.875
3747 | 1280.783 | 719.052
3748 | 1280.5994 | 718.871
3749 | 1280.4233 | 717.896
3750 | 1280.109 | 717.6
3751 | 1280.093 | 717.489
3752 | 1280 | 717.365
3753 | 1280 | 716.69
3754 | 1280 | 716.419
3755 | 1279.819 | 716.396
3756 | 1279.8048 | 716.239
3757 | 1279.245 | 715.819
3758 | 1279.1002 | 715.726
3759 | 1278.8742 | 715.661
3760 | 1278.5809 | 715.549
3761 | 1278.412 | 715.1
3762 | 1278.2681 | 714.4
3763 | 1278.239 | 714.167
3764 | 1278.237 | 714.13
3765 | 1278.067 | 714.106
3766 | 1278.022 | 714.049
3767 | 1278.001 | 713.6
3768 | 1277.6 | 712.786
3769 | 1277.6 | 711.983
3770 | 1277.5983 | 710.936
3771 | 1277.595 | 710.854
3772 | 1277.5 | 710.832
3773 | 1277.059 | 710.525
3774 | 1276.9675 | 710.299
3775 | 1276.8627 | 710.287
3776 | 1276.8 | 709.352
3777 | 1276.6757 | 709.247
3778 | 1276.497 | 708.8
3779 | 1276.219 | 708.105
3780 | 1276.1272 | 707.951
3781 | 1276 | 707.522
3782 | 1276 | 706.099
3783 | 1276 | 706.008
3784 | 1275.9643 | 705.668
3785 | 1275.894 | 705.6
3786 | 1275.7325 | 705.6
3787 | 1275.6932 | 705.453
3788 | 1275.614 | 705.202
3789 | 1275.5441 | 705.053
3790 | 1275.3917 | 705.035
3791 | 1275.2 | 704.969
3792 | 1275.0212 | 704.969
3793 | 1274.9556 | 704.717
3794 | 1274.8271 | 704
3795 | 1274.6729 | 704
3796 | 1274.6562 | 703.509
3797 | 1274.438 | 703.394
3798 | 1274.4 | 702.059
3799 | 1274.4 | 700.926
3800 | 1274.4 | 700.886
3801 | 1274.4 | 700.832
3802 | 1274.4 | 700.8
3803 | 1274.4 | 700.791
3804 | 1274.3118 | 700.377
3805 | 1274.3118 | 699.66
3806 | 1274.12 | 699.2
3807 | 1274.013 | 699.191
3808 | 1273.679 | 698.819
3809 | 1273.643 | 698.428
3810 | 1273.3611 | 698.288
3811 | 1273.3423 | 697.873
3812 | 1273.22 | 697.6
3813 | 1272.8 | 695.484
3814 | 1272.8 | 695.403
3815 | 1272.8 | 695.239
3816 | 1272.8 | 694.843
3817 | 1272.5121 | 694.4
3818 | 1272.4496 | 694.059
3819 | 1272 | 692.702
3820 | 1272 | 692.366
3821 | 1271.929 | 690.406
3822 | 1271.7255 | 689.6
3823 | 1271.683 | 689.6
3824 | 1271.2 | 689.572
3825 | 1271.2 | 689.392
3826 | 1270.9311 | 689.094
3827 | 1270.9077 | 689.017
3828 | 1270.866 | 688.803
3829 | 1270.8584 | 687.688
3830 | 1270.7349 | 687.2
3831 | 1270.68 | 686.4
3832 | 1270.5584 | 685.882
3833 | 1270.539 | 685.864
3834 | 1270.4 | 685.535
3835 | 1270.4 | 684.895
3836 | 1270.4 | 683.855
3837 | 1270.4 | 683.824
3838 | 1270.332 | 683.436
3839 | 1270.2939 | 682.82
3840 | 1270.2431 | 682.792
3841 | 1270.1677 | 682.611
3842 | 1270.075 | 682.286
3843 | 1269.6825 | 681.953
3844 | 1269.4808 | 681.606
3845 | 1269.4781 | 681.574
3846 | 1269.4429 | 680.495
3847 | 1269.1333 | 680.187
3848 | 1268.8 | 679.893
3849 | 1268.8 | 678.563
3850 | 1268.8 | 678.081
3851 | 1268.8 | 677.623
3852 | 1268.772 | 677.6
3853 | 1268.6028 | 677.43
3854 | 1268.3941 | 676.801
3855 | 1268.221 | 676.67
3856 | 1268.157 | 676
3857 | 1268.07 | 675.456
3858 | 1268 | 675.207
3859 | 1268 | 674.918
3860 | 1268 | 674.286
3861 | 1267.9631 | 673.6
3862 | 1267.9631 | 673.136
3863 | 1267.883 | 672.36
3864 | 1267.674 | 671.438
3865 | 1267.651 | 671.2
3866 | 1267.6269 | 669.836
3867 | 1267.43 | 669.617
3868 | 1267.3981 | 668.8
3869 | 1267.2 | 668.588
3870 | 1267.2 | 667.954
3871 | 1267.0966 | 667.2
3872 | 1267.0523 | 666.686
3873 | 1267.0523 | 666.509
3874 | 1266.8185 | 666.348
3875 | 1266.559 | 665.882
3876 | 1266.465 | 664.438
3877 | 1266.4219 | 664.079
3878 | 1266.4092 | 663.439
3879 | 1266.4092 | 663.247
3880 | 1266.4 | 663.231
3881 | 1266.4 | 663.122
3882 | 1266.4 | 662.086
3883 | 1266.4 | 661.818
3884 | 1266.3005 | 661.695
3885 | 1265.9984 | 660.316
3886 | 1265.787 | 660.104
3887 | 1265.6 | 658.863
3888 | 1265.6 | 658.471
3889 | 1265.597 | 657.843
3890 | 1265.5835 | 657.6
3891 | 1265.572 | 657.554
3892 | 1265.5332 | 656.8
3893 | 1265.4585 | 656.045
3894 | 1265.2017 | 656.044
3895 | 1265.0944 | 656
3896 | 1264.8 | 654.12
3897 | 1264.8 | 652.006
3898 | 1264.8 | 651.451
3899 | 1264.732 | 651.204
3900 | 1264.5447 | 651.094
3901 | 1264.538 | 650.636
3902 | 1264.4646 | 650.321
3903 | 1264 | 649.764
3904 | 1263.9143 | 649.6
3905 | 1263.8647 | 649.437
3906 | 1263.8647 | 648.947
3907 | 1263.8647 | 647.953
3908 | 1263.6571 | 647.679
3909 | 1263.475 | 645.274
3910 | 1263.2609 | 644.792
3911 | 1263.257 | 644.233
3912 | 1263.2 | 643.831
3913 | 1262.5245 | 640.805
3914 | 1262.5245 | 639.528
3915 | 1262.4 | 639.202
3916 | 1262.4 | 638.612
3917 | 1262.4 | 638.045
3918 | 1262.2861 | 637.13
3919 | 1262.195 | 636.924
3920 | 1262.1523 | 636.294
3921 | 1262.025 | 635.923
3922 | 1261.7184 | 635.391
3923 | 1261.705 | 635.2
3924 | 1261.6 | 634.4
3925 | 1261.322 | 634.171
3926 | 1261.111 | 634.02
3927 | 1260.9775 | 633.601
3928 | 1260.8348 | 633.08
3929 | 1260.6772 | 632.309
3930 | 1260.412 | 631.524
3931 | 1260.2759 | 631.445
3932 | 1260 | 631.257
3933 | 1260 | 631.059
3934 | 1260 | 630.4
3935 | 1259.8074 | 630.328
3936 | 1259.699 | 630.044
3937 | 1259.2103 | 627.024
3938 | 1259.2 | 626.466
3939 | 1259.1168 | 626.098
3940 | 1258.89 | 625.33
3941 | 1258.648 | 625.276
3942 | 1258.4261 | 625.121
3943 | 1258.4261 | 624.8
3944 | 1258.4 | 624.123
3945 | 1258.4 | 624.005
3946 | 1258.144 | 623.937
3947 | 1257.977 | 623.199
3948 | 1257.8224 | 623.155
3949 | 1257.696 | 622.306
3950 | 1257.6 | 621.634
3951 | 1257.6 | 621.509
3952 | 1257.5245 | 620.02
3953 | 1257.4896 | 619.885
3954 | 1257.452 | 618.85
3955 | 1257.345 | 617.766
3956 | 1257.086 | 617.163
3957 | 1257.086 | 616.727
3958 | 1257.0037 | 616.359
3959 | 1256.8 | 616
3960 | 1256.8 | 615.826
3961 | 1256.603 | 613.865
3962 | 1256.2682 | 613.562
3963 | 1256.2682 | 613.367
3964 | 1256.2682 | 612.671
3965 | 1256.2333 | 612.337
3966 | 1256.0216 | 610.814
3967 | 1256 | 609.79
3968 | 1256 | 609.744
3969 | 1255.783 | 607.802
3970 | 1255.664 | 606.955
3971 | 1255.5327 | 606.4
3972 | 1255.5094 | 606.095
3973 | 1255.3689 | 606.074
3974 | 1255.265 | 606.012
3975 | 1255.2 | 605.798
3976 | 1255.151 | 604.923
3977 | 1255.099 | 604.8
3978 | 1254.993 | 604.8
3979 | 1254.9727 | 604.8
3980 | 1254.9727 | 604.596
3981 | 1254.555 | 603.208
3982 | 1254.4 | 603.098
3983 | 1254.4 | 602.852
3984 | 1254.4 | 602.4
3985 | 1254.291 | 602.276
3986 | 1254.203 | 600.8
3987 | 1253.8934 | 600.148
3988 | 1253.3755 | 599.863
3989 | 1253.158 | 599.856
3990 | 1253.0838 | 598.165
3991 | 1252.9154 | 597.231
3992 | 1252.9006 | 597.148
3993 | 1252.8 | 596.526
3994 | 1252.8 | 595.696
3995 | 1252.8 | 595.673
3996 | 1252.8 | 595.238
3997 | 1252.5906 | 594.4
3998 | 1252.525 | 594.4
3999 | 1252.2468 | 594.225
4000 | 1251.764 | 594.14
4001 | 1251.649 | 594.078
4002 | 1251.5192 | 593.828
4003 | 1251.5192 | 593.745
4004 | 1251.5192 | 592.8
4005 | 1251.361 | 592.598
4006 | 1251.306 | 592.121
4007 | 1251.2 | 591.2
4008 | 1251.1195 | 588.276
4009 | 1251.1145 | 587.957
4010 | 1251.0074 | 587.872
4011 | 1250.9173 | 587.795
4012 | 1250.7879 | 587.297
4013 | 1250.4936 | 586.457
4014 | 1250.4619 | 586.435
4015 | 1250.4 | 585.6
4016 | 1250.4 | 585.473
4017 | 1250.4 | 585.157
4018 | 1250.3824 | 584.355
4019 | 1250.2042 | 581.199
4020 | 1250.1114 | 580.8
4021 | 1249.9334 | 580.8
4022 | 1249.8858 | 579.883
4023 | 1249.6 | 579.735
4024 | 1249.3245 | 579.04
4025 | 1249.2235 | 578.87
4026 | 1249.168 | 578.186
4027 | 1248.913 | 577.865
4028 | 1248.913 | 577.85
4029 | 1248.8063 | 577.741
4030 | 1248.8 | 576.854
4031 | 1248.8 | 576.8
4032 | 1248.8 | 574.749
4033 | 1248.8 | 574.678
4034 | 1248.8 | 574.556
4035 | 1248.8 | 574.007
4036 | 1248.417 | 572.42
4037 | 1248.3052 | 572.001
4038 | 1248.0084 | 570.4
4039 | 1248 | 570.216
4040 | 1248 | 569.135
4041 | 1247.998 | 568.516
4042 | 1247.462 | 568.348
4043 | 1247.32 | 568.22
4044 | 1247.2 | 567.816
4045 | 1247.1906 | 567.15
4046 | 1247.034 | 566.417
4047 | 1247.0319 | 566.4
4048 | 1246.9858 | 566.396
4049 | 1246.7915 | 566.212
4050 | 1246.7064 | 565.77
4051 | 1246.7064 | 565.592
4052 | 1246.6844 | 565.517
4053 | 1246.649 | 565.372
4054 | 1246.4 | 565.002
4055 | 1246.4 | 564.966
4056 | 1246.4 | 563.928
4057 | 1246.387 | 563.485
4058 | 1246.3728 | 561.524
4059 | 1246.3699 | 561.039
4060 | 1245.954 | 560.539
4061 | 1245.736 | 560.393
4062 | 1245.6 | 559.798
4063 | 1245.6 | 558.4
4064 | 1245.0055 | 558.4
4065 | 1244.8 | 558.4
4066 | 1244.8 | 558.4
4067 | 1244.8 | 557.575
4068 | 1244.4999 | 557.563
4069 | 1244.499 | 556.764
4070 | 1244.374 | 556.763
4071 | 1244.187 | 556.428
4072 | 1244 | 556
4073 | 1243.9425 | 555.842
4074 | 1243.9425 | 555.702
4075 | 1243.9425 | 555.453
4076 | 1243.8855 | 552.88
4077 | 1243.5472 | 551.879
4078 | 1243.412 | 551.337
4079 | 1243.3736 | 551.227
4080 | 1243.2 | 551.2
4081 | 1243.2 | 549.277
4082 | 1243.0288 | 549.04
4083 | 1242.7375 | 548.697
4084 | 1242.4 | 548.124
4085 | 1242.3884 | 548
4086 | 1242.3487 | 547.2
4087 | 1241.914 | 546.611
4088 | 1241.663 | 546.35
4089 | 1241.662 | 544.759
4090 | 1241.6 | 544.239
4091 | 1241.5596 | 544.166
4092 | 1241.5501 | 543.658
4093 | 1241.5078 | 543.2
4094 | 1241.291 | 542.65
4095 | 1241.187 | 542.631
4096 | 1241.158 | 541.599
4097 | 1240.9649 | 541.591
4098 | 1240.8 | 541.535
4099 | 1240.7703 | 541.145
4100 | 1240.7703 | 541.029
4101 | 1240.471 | 540.293
4102 | 1240.205 | 539.13
4103 | 1240.0867 | 538.886
4104 | 1240.0192 | 538.4
4105 | 1240 | 537.795
4106 | 1240 | 537.328
4107 | 1240 | 537.265
4108 | 1239.89 | 537.223
4109 | 1239.8562 | 536.647
4110 | 1239.8362 | 536.127
4111 | 1239.767 | 536.122
4112 | 1239.5337 | 535.579
4113 | 1239.472 | 535.547
4114 | 1239.3475 | 535.235
4115 | 1239.2694 | 535.097
4116 | 1239.2 | 534.506
4117 | 1239.2 | 534.4
4118 | 1239.2 | 533.634
4119 | 1239.2 | 532.805
4120 | 1239.039 | 531.431
4121 | 1239.0123 | 530.623
4122 | 1238.9154 | 530.084
4123 | 1238.8415 | 527.776
4124 | 1238.812 | 526.721
4125 | 1238.6166 | 526.47
4126 | 1238.6157 | 526.4
4127 | 1238.61 | 526.4
4128 | 1238.5577 | 526.303
4129 | 1238.4395 | 524.91
4130 | 1238.4 | 524.352
4131 | 1238.4 | 524.312
4132 | 1238.1945 | 524.312
4133 | 1238.191 | 524.152
4134 | 1238.1 | 523.002
4135 | 1238.0554 | 522.508
4136 | 1237.7156 | 521.895
4137 | 1237.7056 | 520.185
4138 | 1237.7056 | 520.163
4139 | 1237.7056 | 519.88
4140 | 1237.6625 | 518.604
4141 | 1237.5674 | 518.184
4142 | 1237.532 | 516.868
4143 | 1237.1447 | 516.215
4144 | 1237.1447 | 515.993
4145 | 1237.0149 | 515.887
4146 | 1237.0149 | 515.802
4147 | 1236.892 | 514.82
4148 | 1236.8333 | 514.128
4149 | 1236.827 | 513.964
4150 | 1236.8 | 513.588
4151 | 1236.8 | 513.513
4152 | 1236.8 | 512.779
4153 | 1236.5588 | 511.961
4154 | 1236.4091 | 511.775
4155 | 1236.3242 | 511.295
4156 | 1236.1086 | 510.495
4157 | 1236.1086 | 509.969
4158 | 1235.9792 | 509.947
4159 | 1235.738 | 509.6
4160 | 1235.6617 | 509.598
4161 | 1235.312 | 509.324
4162 | 1235.2 | 508.309
4163 | 1234.863 | 508
4164 | 1234.4 | 508
4165 | 1234.4 | 506.919
4166 | 1234.242 | 506.073
4167 | 1234.1608 | 506.063
4168 | 1234.0498 | 505.979
4169 | 1234.046 | 505.717
4170 | 1233.7922 | 505.6
4171 | 1233.7778 | 505.6
4172 | 1233.7118 | 505.346
4173 | 1233.607 | 504
4174 | 1233.6 | 504
4175 | 1233.6 | 504
4176 | 1233.4671 | 503.731
4177 | 1233.4671 | 503.2
4178 | 1233.429 | 502.4
4179 | 1233.2875 | 502.321
4180 | 1233.2875 | 502.32
4181 | 1233.0561 | 502.04
4182 | 1232.8708 | 502.04
4183 | 1232.8 | 501.672
4184 | 1232.8 | 501.6
4185 | 1232.8 | 501.298
4186 | 1232.7184 | 500.8
4187 | 1232.4093 | 500.48
4188 | 1232.224 | 500.153
4189 | 1232.1801 | 499.813
4190 | 1232.152 | 499.701
4191 | 1232.0808 | 498.766
4192 | 1232 | 498.581
4193 | 1232 | 498.4
4194 | 1231.998 | 498.4
4195 | 1231.9892 | 498.4
4196 | 1231.626 | 497.872
4197 | 1231.447 | 496.806
4198 | 1231.431 | 496.506
4199 | 1231.2495 | 496.461
4200 | 1231.0896 | 496.461
4201 | 1231.0111 | 496.461
4202 | 1230.7987 | 496.458
4203 | 1230.7987 | 496.132
4204 | 1230.7481 | 495.605
4205 | 1230.6701 | 493.897
4206 | 1230.58 | 492.482
4207 | 1230.4932 | 491.918
4208 | 1230.4 | 490.981
4209 | 1230.4 | 490.862
4210 | 1230.108 | 490.746
4211 | 1230.108 | 490.4
4212 | 1230.0597 | 490.4
4213 | 1229.933 | 490.4
4214 | 1229.6 | 488.407
4215 | 1229.5985 | 488.348
4216 | 1229.4174 | 488.035
4217 | 1229.373 | 488.007
4218 | 1229.2948 | 487.609
4219 | 1229.1162 | 487.26
4220 | 1228.928 | 487.2
4221 | 1228.803 | 487.2
4222 | 1228.8 | 486.4
4223 | 1228.6313 | 486.357
4224 | 1228.3805 | 486.067
4225 | 1228.3805 | 485.986
4226 | 1228.3184 | 485.6
4227 | 1228.2872 | 485.305
4228 | 1228.1419 | 484.8
4229 | 1228.0848 | 483.711
4230 | 1228.071 | 483.694
4231 | 1228.0489 | 482.52
4232 | 1228 | 482.105
4233 | 1228 | 481.386
4234 | 1227.897 | 480.8
4235 | 1227.421 | 480.333
4236 | 1227.347 | 480.052
4237 | 1227.3453 | 479.884
4238 | 1227.291 | 479.839
4239 | 1227.2 | 479.536
4240 | 1226.996 | 478.93
4241 | 1226.957 | 478.798
4242 | 1226.9442 | 478.609
4243 | 1226.8474 | 478.525
4244 | 1226.7781 | 477.682
4245 | 1226.4 | 477.6
4246 | 1226.4 | 477.35
4247 | 1226.4 | 477.293
4248 | 1226.4 | 476.8
4249 | 1226.4 | 475.795
4250 | 1226.4 | 475.742
4251 | 1226.0084 | 475.107
4252 | 1225.8163 | 474.962
4253 | 1225.774 | 474.606
4254 | 1225.6264 | 474.577
4255 | 1225.6 | 472.8
4256 | 1225.6 | 472.8
4257 | 1225.6 | 472.247
4258 | 1225.6 | 472
4259 | 1225.411 | 472
4260 | 1225.3763 | 471.993
4261 | 1225.2732 | 471.971
4262 | 1225.2315 | 471.174
4263 | 1224.946 | 470.423
4264 | 1224.9167 | 470.164
4265 | 1224.801 | 469.936
4266 | 1224.8 | 469.6
4267 | 1224.544 | 468.8
4268 | 1224.436 | 468.092
4269 | 1224.246 | 467.731
4270 | 1223.9724 | 467.389
4271 | 1223.3853 | 467.2
4272 | 1223.2 | 467.2
4273 | 1223.2 | 467.193
4274 | 1223.2 | 466.393
4275 | 1222.75 | 466.023
4276 | 1222.7384 | 465.383
4277 | 1222.683 | 464
4278 | 1222.5996 | 463.761
4279 | 1222.5105 | 463.629
4280 | 1222.4 | 463.2
4281 | 1222.4 | 462.965
4282 | 1222.4 | 462.802
4283 | 1222.4 | 462.566
4284 | 1222.4 | 462.543
4285 | 1222.398 | 461.067
4286 | 1222.285 | 461.052
4287 | 1222.1238 | 460.917
4288 | 1221.935 | 460.523
4289 | 1221.8379 | 460.522
4290 | 1221.6987 | 460.305
4291 | 1221.6297 | 459.118
4292 | 1221.6 | 458.451
4293 | 1221.3717 | 458.261
4294 | 1221.1291 | 458.19
4295 | 1220.8328 | 457.942
4296 | 1220.8 | 457.451
4297 | 1220.8 | 457.133
4298 | 1220.5699 | 454.676
4299 | 1220.12 | 453.907
4300 | 1220.0359 | 452.842
4301 | 1220 | 452.389
4302 | 1220 | 452.175
4303 | 1220 | 451.623
4304 | 1220 | 451.358
4305 | 1219.8369 | 450.951
4306 | 1219.569 | 450.89
4307 | 1219.223 | 450.727
4308 | 1219.2 | 450.4
4309 | 1219.2 | 449.6
4310 | 1219.0571 | 449.501
4311 | 1218.7567 | 448.648
4312 | 1218.646 | 447.455
4313 | 1218.5665 | 446.297
4314 | 1218.473 | 445.606
4315 | 1218.4 | 445.472
4316 | 1218.2391 | 445.434
4317 | 1218.137 | 444.786
4318 | 1218.0211 | 443.84
4319 | 1217.803 | 443.2
4320 | 1217.7058 | 443.117
4321 | 1217.6 | 442.969
4322 | 1217.6 | 442.79
4323 | 1217.6 | 442.106
4324 | 1217.598 | 440.81
4325 | 1217.422 | 440.8
4326 | 1217.408 | 440.756
4327 | 1217.2856 | 440.647
4328 | 1217.2856 | 440.175
4329 | 1217.1598 | 439.84
4330 | 1217.119 | 439.2
4331 | 1216.9309 | 439.2
4332 | 1216.8483 | 439.2
4333 | 1216.8397 | 438.575
4334 | 1216.8 | 437.633
4335 | 1216.6852 | 436.976
4336 | 1216.588 | 436.572
4337 | 1216.436 | 436.51
4338 | 1216.2944 | 435.992
4339 | 1216.2944 | 435.622
4340 | 1216 | 435.359
4341 | 1216 | 433.45
4342 | 1216 | 433.328
4343 | 1216 | 433.137
4344 | 1215.9093 | 432.976
4345 | 1215.698 | 432.806
4346 | 1215.644 | 431.2
4347 | 1215.6037 | 431.037
4348 | 1215.6037 | 430.372
4349 | 1215.461 | 430.278
4350 | 1215.2952 | 430.004
4351 | 1215.2 | 428.8
4352 | 1215.149 | 428
4353 | 1215.1313 | 428
4354 | 1215.0892 | 427.931
4355 | 1215.0791 | 427.036
4356 | 1214.924 | 426.4
4357 | 1214.887 | 426.336
4358 | 1214.49 | 426.089
4359 | 1214.4 | 426.068
4360 | 1214.4 | 425.477
4361 | 1214.4 | 425.198
4362 | 1214.3544 | 424.283
4363 | 1214.3435 | 424.123
4364 | 1214.229 | 424
4365 | 1214.189 | 423.852
4366 | 1214.131 | 423.783
4367 | 1213.9294 | 421.6
4368 | 1213.91 | 421.553
4369 | 1213.663 | 421.239
4370 | 1213.608 | 421.094
4371 | 1213.6 | 420.969
4372 | 1213.6 | 420.716
4373 | 1212.985 | 420.081
4374 | 1212.909 | 420.078
4375 | 1212.8409 | 420.043
4376 | 1212.8063 | 419.96
4377 | 1212.806 | 419.941
4378 | 1212.8 | 419.926
4379 | 1212.8 | 419.397
4380 | 1212.52 | 419.378
4381 | 1212.443 | 418.955
4382 | 1212.067 | 418.4
4383 | 1212 | 418.383
4384 | 1212 | 417.969
4385 | 1212 | 417.942
4386 | 1212 | 417.659
4387 | 1211.7488 | 417.357
4388 | 1211.742 | 416.845
4389 | 1211.6653 | 416.8
4390 | 1211.4596 | 416
4391 | 1211.392 | 415.6
4392 | 1211.3632 | 415.32
4393 | 1211.2 | 415.001
4394 | 1211.2 | 414.881
4395 | 1211.2 | 414.14
4396 | 1211.2 | 412.8
4397 | 1211.064 | 412.334
4398 | 1210.9693 | 411.842
4399 | 1210.7689 | 411.556
4400 | 1210.6659 | 411.461
4401 | 1210.4 | 411.2
4402 | 1210.4 | 410.595
4403 | 1209.862 | 410.574
4404 | 1209.6927 | 410.4
4405 | 1209.6763 | 409.818
4406 | 1209.6 | 409.755
4407 | 1209.5909 | 409.6
4408 | 1209.1949 | 409.243
4409 | 1209.14 | 408.804
4410 | 1209.033 | 408.737
4411 | 1208.997 | 408.665
4412 | 1208.9158 | 408.301
4413 | 1208.8 | 408.147
4414 | 1208.7526 | 408.078
4415 | 1208.6635 | 407.363
4416 | 1208.6278 | 406.461
4417 | 1208.3058 | 406.4
4418 | 1208.0826 | 405.045
4419 | 1208 | 404.715
4420 | 1207.7239 | 404.571
4421 | 1207.4389 | 403.35
4422 | 1207.3155 | 403.19
4423 | 1207.2 | 403.099
4424 | 1207.2 | 403.098
4425 | 1207.2 | 400.884
4426 | 1207.2 | 400.835
4427 | 1207.142 | 400.808
4428 | 1207.035 | 400.693
4429 | 1206.9883 | 400
4430 | 1206.845 | 399.738
4431 | 1206.68 | 399.56
4432 | 1206.6721 | 399.101
4433 | 1206.6248 | 398.204
4434 | 1206.4888 | 397.647
4435 | 1206.4888 | 397.6
4436 | 1206.4 | 397.293
4437 | 1206.4 | 396.995
4438 | 1206.4 | 396.812
4439 | 1206.253 | 396.8
4440 | 1206.2528 | 394.971
4441 | 1206.214 | 394.4
4442 | 1205.8909 | 394.4
4443 | 1205.6919 | 393.322
4444 | 1205.541 | 393.202
4445 | 1205.407 | 393.201
4446 | 1205.397 | 392.558
4447 | 1204.9136 | 392
4448 | 1204.8 | 392
4449 | 1204.8 | 391.758
4450 | 1204.8 | 391.669
4451 | 1204.7818 | 391.435
4452 | 1204.6634 | 390.923
4453 | 1204.4444 | 390.4
4454 | 1204 | 390.105
4455 | 1204 | 389.947
4456 | 1204 | 389.825
4457 | 1204 | 389.156
4458 | 1203.916 | 388.8
4459 | 1203.862 | 388.629
4460 | 1203.8265 | 388.484
4461 | 1203.6531 | 388.469
4462 | 1203.4772 | 388.337
4463 | 1203.4772 | 388.334
4464 | 1203.2 | 387.809
4465 | 1203.2 | 387.696
4466 | 1203.199 | 387.235
4467 | 1203.114 | 387.2
4468 | 1203.09 | 387.129
4469 | 1203.0278 | 386.874
4470 | 1202.7821 | 386.834
4471 | 1202.5043 | 386.494
4472 | 1202.4 | 386.464
4473 | 1202.4 | 386.083
4474 | 1202.3589 | 385.694
4475 | 1202.344 | 385.684
4476 | 1201.79 | 385.662
4477 | 1201.79 | 385.064
4478 | 1201.671 | 384.448
4479 | 1201.6 | 384.022
4480 | 1201.6 | 384
4481 | 1201.4218 | 383.983
4482 | 1201.1464 | 382.501
4483 | 1201.14 | 382.41
4484 | 1201.115 | 382.4
4485 | 1201.095 | 382.4
4486 | 1200.8854 | 381.6
4487 | 1200.8 | 380
4488 | 1200.8 | 379.288
4489 | 1200.8 | 379.251
4490 | 1200.8 | 378.402
4491 | 1200.7723 | 378.4
4492 | 1200.7083 | 378.4
4493 | 1200.592 | 378.384
4494 | 1200.589 | 378.345
4495 | 1200.4086 | 378.168
4496 | 1200.3686 | 377.869
4497 | 1200.2556 | 377.795
4498 | 1200.195 | 377.541
4499 | 1200.115 | 377.379
4500 | 1200.1137 | 377.321
4501 | 1200 | 377.262
4502 | 1199.6331 | 376.928
4503 | 1199.5926 | 376.911
4504 | 1199.3168 | 376.8
4505 | 1199.3168 | 376.538
4506 | 1199.225 | 376
4507 | 1199.2 | 375.623
4508 | 1199.2 | 375.403
4509 | 1199.2 | 375.384
4510 | 1199.0566 | 374.693
4511 | 1198.9713 | 374.324
4512 | 1198.8976 | 373.6
4513 | 1198.8156 | 373.507
4514 | 1198.4 | 373.373
4515 | 1198.4 | 373.27
4516 | 1198.38 | 373.194
4517 | 1198.3366 | 373.092
4518 | 1198.1621 | 372.015
4519 | 1198.1208 | 371.993
4520 | 1198.058 | 371.901
4521 | 1198.0387 | 371.376
4522 | 1198.0387 | 371.062
4523 | 1197.79 | 369.659
4524 | 1197.303 | 369.6
4525 | 1197.2617 | 369.507
4526 | 1196.9072 | 368.72
4527 | 1196.8 | 368.162
4528 | 1196.8 | 368.136
4529 | 1196.4829 | 367.833
4530 | 1196.4679 | 367.571
4531 | 1196.422 | 367.2
4532 | 1196.191 | 367.2
4533 | 1196.1437 | 366.772
4534 | 1196.1292 | 366.4
4535 | 1196 | 366.397
4536 | 1196 | 365.57
4537 | 1196 | 364.98
4538 | 1195.968 | 363.379
4539 | 1195.6673 | 363.2
4540 | 1195.5738 | 362.869
4541 | 1195.5738 | 362.733
4542 | 1195.4363 | 362.299
4543 | 1195.22 | 361.6
4544 | 1195.2 | 361.6
4545 | 1195.2 | 360.964
4546 | 1195.2 | 360.919
4547 | 1194.744 | 360.8
4548 | 1194.5136 | 360.749
4549 | 1194.461 | 359.783
4550 | 1194.4 | 358.4
4551 | 1194.4 | 357.6
4552 | 1194.4 | 357.6
4553 | 1193.8661 | 357.463
4554 | 1193.7386 | 357.446
4555 | 1193.708 | 357.374
4556 | 1193.6 | 357.018
4557 | 1193.6 | 356.123
4558 | 1193.2138 | 355.519
4559 | 1193.172 | 355.207
4560 | 1193.029 | 354.827
4561 | 1192.8111 | 354.556
4562 | 1192.7735 | 354.4
4563 | 1192.6799 | 354.4
4564 | 1192.4164 | 354.26
4565 | 1192.407 | 352.931
4566 | 1192.262 | 352.884
4567 | 1192 | 352.86
4568 | 1192 | 352.305
4569 | 1192 | 352.198
4570 | 1192 | 351.623
4571 | 1191.895 | 350.91
4572 | 1191.8232 | 350.31
4573 | 1191.5872 | 348.621
4574 | 1191.5782 | 347.895
4575 | 1191.2752 | 347.865
4576 | 1191.2 | 347.774
4577 | 1191.2 | 347.656
4578 | 1191.158 | 346.763
4579 | 1191.082 | 346.429
4580 | 1190.5629 | 346.345
4581 | 1190.56 | 346.3
4582 | 1190.482 | 346.196
4583 | 1190.4 | 344.8
4584 | 1190.4 | 344.39
4585 | 1190.0714 | 344.323
4586 | 1189.8149 | 344.184
4587 | 1189.7541 | 343.896
4588 | 1189.61 | 343.732
4589 | 1189.6 | 342.686
4590 | 1189.6 | 342.4
4591 | 1189.6 | 342.4
4592 | 1189.6 | 342.038
4593 | 1189.6 | 341.6
4594 | 1189.3358 | 341.6
4595 | 1189.1388 | 341.57
4596 | 1188.8 | 341.491
4597 | 1188.8 | 341.189
4598 | 1188.667 | 341.189
4599 | 1188.5309 | 341.068
4600 | 1188.3885 | 340.575
4601 | 1188.218 | 339.544
4602 | 1188 | 339.086
4603 | 1187.9385 | 338.744
4604 | 1187.8648 | 337.745
4605 | 1187.8648 | 337.389
4606 | 1187.464 | 336.822
4607 | 1187.2856 | 336.691
4608 | 1187.2 | 336.011
4609 | 1187.1293 | 335.546
4610 | 1187.0499 | 335.257
4611 | 1186.9605 | 334.862
4612 | 1186.715 | 334.335
4613 | 1186.5863 | 333.924
4614 | 1186.4 | 333.6
4615 | 1186.3938 | 333.037
4616 | 1186.13 | 332.161
4617 | 1186.075 | 332.039
4618 | 1185.9043 | 331.94
4619 | 1185.808 | 330.332
4620 | 1185.7689 | 330.151
4621 | 1185.424 | 329.6
4622 | 1185.2801 | 328.977
4623 | 1185.2757 | 327.649
4624 | 1185.2136 | 327.501
4625 | 1185.147 | 327.2
4626 | 1185.0608 | 326.539
4627 | 1184.9728 | 325.877
4628 | 1184.9728 | 325.707
4629 | 1184.9728 | 325.471
4630 | 1184.8307 | 324.8
4631 | 1184.8307 | 324.613
4632 | 1184.8307 | 324.588
4633 | 1184.8 | 324.307
4634 | 1184.8 | 323.922
4635 | 1184.4607 | 323.629
4636 | 1184.2177 | 323.145
4637 | 1184.1872 | 323.093
4638 | 1184.1872 | 323.043
4639 | 1184 | 322.989
4640 | 1184 | 322.685
4641 | 1183.914 | 321.449
4642 | 1183.594 | 321.335
4643 | 1183.4517 | 321.039
4644 | 1183.22 | 320.003
4645 | 1183.2 | 319.779
4646 | 1183.2 | 318.739
4647 | 1183.2 | 316.96
4648 | 1182.9589 | 316.652
4649 | 1182.912 | 316.326
4650 | 1182.818 | 316
4651 | 1182.7428 | 315.599
4652 | 1182.657 | 315.487
4653 | 1182.509 | 314.52
4654 | 1182.4 | 314.4
4655 | 1182.4 | 314.4
4656 | 1182.4 | 314.267
4657 | 1182.4 | 313.743
4658 | 1182.365 | 313.6
4659 | 1182.361 | 313.562
4660 | 1181.9806 | 312.8
4661 | 1181.9806 | 312.698
4662 | 1181.7602 | 312.172
4663 | 1181.647 | 311.32
4664 | 1181.6 | 311.095
4665 | 1181.242 | 310.4
4666 | 1181.19 | 310.218
4667 | 1181.115 | 310.02
4668 | 1181.0885 | 308.8
4669 | 1180.946 | 307.988
4670 | 1180.8 | 307.909
4671 | 1180.8 | 307.599
4672 | 1180.8 | 307.547
4673 | 1180.8 | 307.326
4674 | 1180.5096 | 307.2
4675 | 1180.5096 | 306.714
4676 | 1180.3883 | 306.501
4677 | 1180.2871 | 306.4
4678 | 1180 | 306.24
4679 | 1179.9083 | 305.868
4680 | 1179.7741 | 305.6
4681 | 1179.725 | 305.6
4682 | 1179.3922 | 304.766
4683 | 1179.3631 | 304.411
4684 | 1179.3466 | 304.391
4685 | 1179.255 | 303.933
4686 | 1179.2 | 303.729
4687 | 1179.2 | 303.545
4688 | 1179.2 | 303.415
4689 | 1179.0386 | 303.415
4690 | 1178.9974 | 303.354
4691 | 1178.5865 | 303.265
4692 | 1178.5 | 302.946
4693 | 1178.4929 | 302.829
4694 | 1178.4 | 301.994
4695 | 1178.4 | 301.6
4696 | 1178.36 | 301.6
4697 | 1178.3067 | 301.269
4698 | 1178.106 | 301.197
4699 | 1178.0217 | 300.116
4700 | 1177.8008 | 299.656
4701 | 1177.8001 | 299.356
4702 | 1177.6161 | 299.057
4703 | 1177.5675 | 299.044
4704 | 1177.554 | 298.508
4705 | 1177.4916 | 297.676
4706 | 1177.0613 | 296.967
4707 | 1176.84 | 296.8
4708 | 1176.832 | 296.414
4709 | 1176.8108 | 296.133
4710 | 1176.8 | 296.03
4711 | 1176.8 | 295.753
4712 | 1176.8 | 295.01
4713 | 1176.8 | 293.86
4714 | 1176.7039 | 293.601
4715 | 1176.207 | 293.6
4716 | 1176.0394 | 293.472
4717 | 1176 | 293.274
4718 | 1175.793 | 292.8
4719 | 1175.544 | 292.218
4720 | 1175.372 | 292.112
4721 | 1175.229 | 291.303
4722 | 1175.2 | 291.133
4723 | 1175.2 | 291.015
4724 | 1175.0536 | 290.754
4725 | 1175.0134 | 289.867
4726 | 1174.9733 | 289.595
4727 | 1174.7929 | 288.8
4728 | 1174.6209 | 288.559
4729 | 1174.6132 | 287.84
4730 | 1174.6132 | 287.65
4731 | 1174.5986 | 286.767
4732 | 1174.1449 | 286.019
4733 | 1173.9536 | 285.728
4734 | 1173.817 | 285.635
4735 | 1173.8164 | 285.357
4736 | 1173.7765 | 284.8
4737 | 1173.6 | 284.359
4738 | 1173.32 | 284
4739 | 1173.122 | 283.922
4740 | 1172.832 | 283.892
4741 | 1172.8 | 283.692
4742 | 1172.8 | 283.048
4743 | 1172.3997 | 283.033
4744 | 1172.2624 | 282.607
4745 | 1172.039 | 282.4
4746 | 1172 | 282.256
4747 | 1172 | 282.051
4748 | 1171.973 | 281.191
4749 | 1171.9502 | 280.8
4750 | 1171.847 | 280.247
4751 | 1171.6916 | 280
4752 | 1171.349 | 279.708
4753 | 1171.326 | 279.2
4754 | 1171.2 | 279.2
4755 | 1171.09 | 279.08
4756 | 1171.084 | 278.921
4757 | 1170.7092 | 278.114
4758 | 1170.6288 | 277.797
4759 | 1170.5985 | 277.396
4760 | 1170.4 | 277.29
4761 | 1170.3146 | 275.041
4762 | 1170.2123 | 274.4
4763 | 1170.2102 | 274.057
4764 | 1169.848 | 273.987
4765 | 1169.6 | 273.6
4766 | 1169.6 | 272.841
4767 | 1169.6 | 272.36
4768 | 1169.6 | 272.116
4769 | 1169.1854 | 272.031
4770 | 1169.049 | 271.906
4771 | 1168.8 | 271.352
4772 | 1168.8 | 270.4
4773 | 1168.8 | 269.458
4774 | 1168.6743 | 267.486
4775 | 1168.515 | 267.36
4776 | 1168.446 | 266.945
4777 | 1168.1969 | 266.195
4778 | 1168.124 | 265.221
4779 | 1168.045 | 264.586
4780 | 1168 | 264.442
4781 | 1168 | 264.355
4782 | 1168 | 263.338
4783 | 1167.9465 | 263.2
4784 | 1167.854 | 263.2
4785 | 1167.775 | 263.179
4786 | 1167.7466 | 262.292
4787 | 1167.432 | 261.218
4788 | 1167.329 | 260.8
4789 | 1167.2 | 260.8
4790 | 1167.2 | 260.582
4791 | 1167.2 | 260.258
4792 | 1167.2 | 260.162
4793 | 1166.9312 | 259.2
4794 | 1166.901 | 259.2
4795 | 1166.426 | 258.754
4796 | 1166.42 | 258.033
4797 | 1166.4 | 257.916
4798 | 1166.299 | 257.313
4799 | 1166.2254 | 257.047
4800 | 1166.196 | 256.809
4801 | 1165.9822 | 256.715
4802 | 1165.8744 | 256.133
4803 | 1165.8744 | 256.09
4804 | 1165.6 | 254.336
4805 | 1165.6 | 254.24
4806 | 1165.6 | 253.423
4807 | 1165.6 | 252.736
4808 | 1165.4076 | 252
4809 | 1165.374 | 251.814
4810 | 1165.2976 | 251.563
4811 | 1165.2105 | 250.733
4812 | 1165.1837 | 249.6
4813 | 1165.131 | 247.987
4814 | 1165.0637 | 247.843
4815 | 1165.0506 | 247.674
4816 | 1164.8 | 246.903
4817 | 1164.8 | 246.844
4818 | 1164.6709 | 246.4
4819 | 1164.5561 | 245.6
4820 | 1164.4744 | 244.737
4821 | 1164.458 | 244.43
4822 | 1164.3879 | 243.916
4823 | 1164.3282 | 243.836
4824 | 1164.3282 | 243.713
4825 | 1164.3282 | 243.627
4826 | 1163.9011 | 241.083
4827 | 1163.639 | 241.048
4828 | 1163.5669 | 240.987
4829 | 1163.2 | 240.8
4830 | 1163.2 | 239.2
4831 | 1163.1117 | 239.2
4832 | 1162.8571 | 239.2
4833 | 1162.8571 | 238.006
4834 | 1162.7946 | 237.826
4835 | 1162.7327 | 237.6
4836 | 1162.6599 | 237.505
4837 | 1162.556 | 237.191
4838 | 1162.5522 | 236.957
4839 | 1162.4 | 236.763
4840 | 1162.4 | 236.474
4841 | 1162.384 | 236.189
4842 | 1162.3773 | 235.852
4843 | 1162.2995 | 235.535
4844 | 1162.2995 | 235.38
4845 | 1162.25 | 235.2
4846 | 1162.174 | 235.133
4847 | 1162.1216 | 234.4
4848 | 1162.094 | 234.4
4849 | 1161.964 | 234.259
4850 | 1161.734 | 233.488
4851 | 1161.6 | 232.434
4852 | 1161.3384 | 231.669
4853 | 1161.248 | 230.952
4854 | 1161.104 | 230.751
4855 | 1161.093 | 230.4
4856 | 1161.083 | 229.533
4857 | 1161.0661 | 229.477
4858 | 1161.038 | 229.391
4859 | 1160.8 | 228.8
4860 | 1160.599 | 228.741
4861 | 1160.5057 | 228.541
4862 | 1160.349 | 228.399
4863 | 1160.2693 | 227.881
4864 | 1159.956 | 227.641
4865 | 1159.838 | 227.27
4866 | 1159.81 | 227.115
4867 | 1159.54 | 226.752
4868 | 1159.2 | 226.713
4869 | 1159.2 | 226.622
4870 | 1158.633 | 226.4
4871 | 1158.511 | 226.145
4872 | 1158.444 | 225.886
4873 | 1158.4 | 225.125
4874 | 1158.4 | 225.009
4875 | 1158.39 | 224.387
4876 | 1158.2769 | 224.292
4877 | 1158.2769 | 224.19
4878 | 1157.6379 | 223.829
4879 | 1157.6 | 223.758
4880 | 1157.2293 | 223.2
4881 | 1157.201 | 223.2
4882 | 1157.0817 | 222.886
4883 | 1156.956 | 222.754
4884 | 1156.8955 | 222.73
4885 | 1156.8955 | 222.723
4886 | 1156.838 | 222.332
4887 | 1156.8 | 222.204
4888 | 1156.517 | 221.997
4889 | 1156.3257 | 221.892
4890 | 1156 | 221.886
4891 | 1156 | 221.632
4892 | 1155.725 | 221.6
4893 | 1155.7145 | 221.6
4894 | 1155.5019 | 221.435
4895 | 1155.338 | 220.975
4896 | 1155.2987 | 220.319
4897 | 1155.2 | 220.236
4898 | 1155.2 | 220
4899 | 1154.806 | 219.874
4900 | 1154.7758 | 219.868
4901 | 1154.691 | 219.588
4902 | 1154.1328 | 219.262
4903 | 1154.1328 | 219.2
4904 | 1154.0047 | 218.436
4905 | 1153.9649 | 218.4
4906 | 1153.6 | 218.4
4907 | 1153.519 | 218.2
4908 | 1153.41 | 218.057
4909 | 1153.367 | 217.756
4910 | 1153.1952 | 217.713
4911 | 1152.9763 | 217.6
4912 | 1152.8 | 216.714
4913 | 1152.8 | 215.991
4914 | 1152.8 | 215.708
4915 | 1152.652 | 215.212
4916 | 1152 | 215.173
4917 | 1152 | 214.183
4918 | 1151.9371 | 213.658
4919 | 1151.8243 | 212.989
4920 | 1151.8243 | 212.987
4921 | 1151.437 | 212.743
4922 | 1151.05 | 212.065
4923 | 1150.936 | 210.668
4924 | 1150.8718 | 210.471
4925 | 1150.6454 | 210.4
4926 | 1150.5013 | 210.4
4927 | 1150.4507 | 210.07
4928 | 1150.4 | 209.997
4929 | 1150.4 | 209.955
4930 | 1150.4 | 209.928
4931 | 1150.3401 | 209.702
4932 | 1150.1519 | 209.57
4933 | 1149.785 | 208.485
4934 | 1149.6178 | 207.884
4935 | 1149.6 | 207.684
4936 | 1149.6 | 207.075
4937 | 1149.6 | 206.992
4938 | 1149.254 | 205.6
4939 | 1149.101 | 205.6
4940 | 1148.4205 | 205.209
4941 | 1148.1467 | 205.031
4942 | 1148.1467 | 202.4
4943 | 1148.1467 | 202.288
4944 | 1148 | 202.267
4945 | 1148 | 202.189
4946 | 1148 | 201.671
4947 | 1147.9167 | 201.584
4948 | 1147.7987 | 201.209
4949 | 1147.683 | 200.855
4950 | 1147.5377 | 200
4951 | 1147.534 | 199.599
4952 | 1147.519 | 199.55
4953 | 1147.4112 | 199.293
4954 | 1147.4094 | 199.2
4955 | 1147.38 | 198.733
4956 | 1147.369 | 198.4
4957 | 1147.2 | 198.119
4958 | 1147.2 | 197.78
4959 | 1147.2 | 197.118
4960 | 1147.17 | 196
4961 | 1147.0671 | 195.2
4962 | 1147.015 | 194.214
4963 | 1146.697 | 193.601
4964 | 1146.669 | 192.734
4965 | 1146.5832 | 192
4966 | 1146.42 | 192
4967 | 1146.4 | 191.372
4968 | 1146.4 | 191.2
4969 | 1146.178 | 190.71
4970 | 1146.147 | 189.95
4971 | 1145.9282 | 189.701
4972 | 1145.8446 | 188.8
4973 | 1145.7167 | 188
4974 | 1145.6 | 186.821
4975 | 1145.6 | 186.506
4976 | 1145.6 | 186.465
4977 | 1145.5301 | 186.4
4978 | 1145.1539 | 186.4
4979 | 1144.8 | 186.024
4980 | 1144.8 | 185.959
4981 | 1144.8 | 185.688
4982 | 1144.4632 | 185.124
4983 | 1144.3567 | 185.097
4984 | 1144.1924 | 183.931
4985 | 1144.168 | 183.2
4986 | 1144 | 183.2
4987 | 1143.986 | 183.154
4988 | 1143.3262 | 183.141
4989 | 1143.278 | 182.931
4990 | 1143.2188 | 182.868
4991 | 1143.193 | 182.585
4992 | 1143.128 | 182.408
4993 | 1142.5534 | 182.4
4994 | 1142.4 | 181.636
4995 | 1142.4 | 181.463
4996 | 1142.4 | 181.203
4997 | 1142.4 | 181.016
4998 | 1142.288 | 180.542
4999 | 1142.233 | 180
5000 | 1141.8157 | 180
5001 | 1141.7005 | 179.694
5002 | 1141.6 | 179.2
5003 | 1141.587 | 178.797
5004 | 1141.3284 | 178.638
5005 | 1141.3222 | 178.586
5006 | 1141.1439 | 178.046
5007 | 1141.0098 | 177.995
5008 | 1141.0098 | 176.4
5009 | 1140.835 | 176.115
5010 | 1140.8 | 176
5011 | 1140.583 | 175.817
5012 | 1140.384 | 175.053
5013 | 1140.3677 | 174.813
5014 | 1140.2509 | 174.492
5015 | 1140.056 | 174.341
5016 | 1140 | 173.6
5017 | 1140 | 173.6
5018 | 1140 | 173.068
5019 | 1139.749 | 172.647
5020 | 1139.5362 | 171.381
5021 | 1139.46 | 171.328
5022 | 1139.333 | 171.2
5023 | 1139.3205 | 171.2
5024 | 1139.2 | 170.853
5025 | 1139.2 | 170.597
5026 | 1138.585 | 170.59
5027 | 1138.4192 | 170.59
5028 | 1138.4 | 169.946
5029 | 1138.4 | 169.861
5030 | 1138.269 | 169.425
5031 | 1138.2471 | 168.858
5032 | 1138.22 | 168.839
5033 | 1137.9564 | 168.591
5034 | 1137.6 | 168.433
5035 | 1137.6 | 167.485
5036 | 1137.5314 | 167.381
5037 | 1137.376 | 167.265
5038 | 1137.1705 | 166.97
5039 | 1137.1139 | 166.889
5040 | 1137.052 | 166.839
5041 | 1136.8 | 165.707
5042 | 1136.61 | 164.901
5043 | 1136.3975 | 164.8
5044 | 1136.175 | 164.02
5045 | 1136.1375 | 164
5046 | 1135.9657 | 164
5047 | 1135.9 | 163.045
5048 | 1135.797 | 162.938
5049 | 1135.5657 | 162.785
5050 | 1135.24 | 161.936
5051 | 1135.205 | 161.762
5052 | 1135.2 | 160.842
5053 | 1135.0278 | 160.8
5054 | 1134.7688 | 160.8
5055 | 1134.4 | 160.623
5056 | 1134.4 | 160.018
5057 | 1134.3734 | 159.958
5058 | 1134.3301 | 159.882
5059 | 1134.3297 | 159.81
5060 | 1134.203 | 159.359
5061 | 1134.1783 | 158.703
5062 | 1133.6 | 158.4
5063 | 1133.5528 | 158.4
5064 | 1133.4363 | 158.394
5065 | 1133.4123 | 158.325
5066 | 1133.191 | 157.626
5067 | 1133.1751 | 157.401
5068 | 1132.8406 | 157.22
5069 | 1132.8 | 156.665
5070 | 1132.7008 | 156.568
5071 | 1132.6778 | 156.564
5072 | 1132.464 | 156.165
5073 | 1132.1777 | 155.2
5074 | 1132.013 | 154.93
5075 | 1132 | 154.8
5076 | 1132 | 154.704
5077 | 1131.4817 | 154.014
5078 | 1131.45 | 153.928
5079 | 1131.3953 | 153.625
5080 | 1131.3791 | 153.018
5081 | 1131.3402 | 152.988
5082 | 1131.2 | 152.697
5083 | 1131.2 | 152.508
5084 | 1131.2 | 152.16
5085 | 1131.2 | 152.116
5086 | 1131.076 | 152
5087 | 1131.027 | 152
5088 | 1130.671 | 151.938
5089 | 1130.656 | 151.2
5090 | 1130.4682 | 150.823
5091 | 1130.4 | 149.988
5092 | 1130.342 | 149.6
5093 | 1130.2855 | 149.6
5094 | 1129.8233 | 149.537
5095 | 1129.6 | 148.51
5096 | 1129.0885 | 148.192
5097 | 1128.9285 | 147.293
5098 | 1128.8 | 147.107
5099 | 1128.8 | 146.303
5100 | 1128.8 | 146.012
5101 | 1128.8 | 145.633
5102 | 1128.7455 | 145.6
5103 | 1128.6053 | 145.575
5104 | 1128.5775 | 144.593
5105 | 1128 | 143.656
5106 | 1128 | 143.591
5107 | 1128 | 142.847
5108 | 1127.7874 | 142.453
5109 | 1127.5968 | 142.4
5110 | 1127.5522 | 142.03
5111 | 1127.5522 | 141.497
5112 | 1127.549 | 141.485
5113 | 1127.493 | 140.839
5114 | 1127.2 | 140.035
5115 | 1127.2 | 139.849
5116 | 1127.2 | 139.2
5117 | 1127.2 | 138.927
5118 | 1127.2 | 138.712
5119 | 1127.015 | 138.4
5120 | 1126.9881 | 138.4
5121 | 1126.9766 | 138.282
5122 | 1126.9696 | 138.278
5123 | 1126.8 | 138.118
5124 | 1126.6764 | 138.004
5125 | 1126.5055 | 136.8
5126 | 1126.5055 | 136.263
5127 | 1126.43 | 136.071
5128 | 1126.4 | 136
5129 | 1126.4 | 135.672
5130 | 1126.266 | 135.2
5131 | 1125.992 | 134.028
5132 | 1125.8148 | 133.851
5133 | 1125.6 | 133.701
5134 | 1125.5 | 133.6
5135 | 1125.488 | 133.128
5136 | 1125.3411 | 132
5137 | 1125.237 | 131.839
5138 | 1125.2328 | 131.46
5139 | 1124.8 | 131.303
5140 | 1124.637 | 130.652
5141 | 1124.2295 | 129.917
5142 | 1124.1761 | 129.069
5143 | 1124 | 127.2
5144 | 1123.8746 | 127.2
5145 | 1123.8746 | 126.4
5146 | 1123.8746 | 126.237
5147 | 1123.825 | 124.975
5148 | 1123.7505 | 124.8
5149 | 1123.4907 | 124.357
5150 | 1123.1632 | 124.31
5151 | 1122.8155 | 124.138
5152 | 1122.777 | 123.784
5153 | 1122.775 | 123.533
5154 | 1122.711 | 123.2
5155 | 1122.6757 | 123.118
5156 | 1122.6445 | 123.002
5157 | 1122.6312 | 122.756
5158 | 1122.521 | 121.6
5159 | 1122.4035 | 121.459
5160 | 1122.4 | 121.202
5161 | 1122.4 | 121.127
5162 | 1122.4 | 121.011
5163 | 1122.3613 | 120.624
5164 | 1121.8987 | 120
5165 | 1121.6603 | 119.978
5166 | 1121.6 | 119.403
5167 | 1121.6 | 118.929
5168 | 1121.6 | 118.56
5169 | 1121.6 | 118.4
5170 | 1121.6 | 117.73
5171 | 1121.586 | 117.308
5172 | 1121.5161 | 116.95
5173 | 1121.2717 | 116.8
5174 | 1121.1221 | 116.8
5175 | 1120.8 | 116.541
5176 | 1120.197 | 116.484
5177 | 1120.1603 | 116.18
5178 | 1120.1186 | 116.132
5179 | 1120 | 116
5180 | 1120 | 115.968
5181 | 1120 | 115.895
5182 | 1119.86 | 115.83
5183 | 1119.4615 | 115.804
5184 | 1119.4615 | 115.477
5185 | 1119.408 | 115.208
5186 | 1119.2978 | 114.987
5187 | 1119.2 | 114.812
5188 | 1119.0192 | 114.588
5189 | 1118.7913 | 114.536
5190 | 1118.7892 | 114.4
5191 | 1118.7189 | 114.4
5192 | 1118.58 | 114.243
5193 | 1118.4 | 113.678
5194 | 1118.4 | 113.6
5195 | 1118.4 | 113.6
5196 | 1118.4 | 112.909
5197 | 1118.1698 | 112.866
5198 | 1118.0342 | 112.861
5199 | 1117.6 | 112.861
5200 | 1117.5266 | 112.704
5201 | 1117.404 | 112.656
5202 | 1117.2373 | 112.141
5203 | 1117.2373 | 112.126
5204 | 1117.132 | 111.672
5205 | 1117.045 | 111.2
5206 | 1117.0011 | 111.2
5207 | 1116.8 | 110.4
5208 | 1116.4602 | 110.4
5209 | 1116.444 | 110.4
5210 | 1116.4404 | 110.4
5211 | 1115.6435 | 110.4
5212 | 1115.5132 | 110.328
5213 | 1115.506 | 109.958
5214 | 1115.4545 | 109.819
5215 | 1115.2 | 109.6
5216 | 1115.2 | 109.6
5217 | 1115.1485 | 109.437
5218 | 1114.978 | 109.133
5219 | 1114.9063 | 109.106
5220 | 1114.771 | 108.8
5221 | 1114.766 | 108.8
5222 | 1114.3042 | 108.377
5223 | 1114.1294 | 108.185
5224 | 1114.082 | 108.121
5225 | 1114.0731 | 108
5226 | 1114.0731 | 108
5227 | 1114.0497 | 107.701
5228 | 1114.0497 | 107.637
5229 | 1113.8843 | 107.636
5230 | 1113.713 | 107.219
5231 | 1113.621 | 107.217
5232 | 1113.6 | 107.217
5233 | 1113.5773 | 107.217
5234 | 1113.5542 | 107.2
5235 | 1113.3524 | 107.2
5236 | 1113.2529 | 107.136
5237 | 1113.0665 | 106.65
5238 | 1113.0576 | 106.4
5239 | 1112.8 | 106.4
5240 | 1112.6918 | 105.986
5241 | 1112.5755 | 105.915
5242 | 1112.4017 | 105.914
5243 | 1112.084 | 105.7
5244 | 1112.0011 | 105.6
5245 | 1112 | 105.6
5246 | 1111.595 | 105.5
5247 | 1111.3104 | 105.41
5248 | 1111.2 | 105.189
5249 | 1111.2 | 105.179
5250 | 1111.2 | 104.887
5251 | 1111.0216 | 104.887
5252 | 1110.796 | 104.8
5253 | 1110.708 | 104.8
5254 | 1110.6197 | 104.8
5255 | 1110.6197 | 104.7
5256 | 1110.192 | 104.444
5257 | 1109.9109 | 104.11
5258 | 1109.8997 | 103.864
5259 | 1109.7952 | 103.482
5260 | 1109.748 | 103.333
5261 | 1109.6 | 103.33
5262 | 1109.6 | 103.253
5263 | 1109.6 | 103.2
5264 | 1109.428 | 102.596
5265 | 1109.3055 | 102.4
5266 | 1109.1642 | 102.229
5267 | 1108.8 | 102.221
5268 | 1108.431 | 102.203
5269 | 1108 | 101.779
5270 | 1108 | 101.779
5271 | 1107.6746 | 101.6
5272 | 1107.5098 | 101.6
5273 | 1107.3417 | 101.421
5274 | 1107.2 | 101.29
5275 | 1106.8931 | 101.264
5276 | 1106.8777 | 101.205
5277 | 1106.751 | 101.002
5278 | 1106.567 | 100.8
5279 | 1106.5238 | 100.766
5280 | 1106.5238 | 100.593
5281 | 1106.455 | 100.282
5282 | 1106.4 | 100.245
5283 | 1106.227 | 100
5284 | 1105.904 | 100
5285 | 1105.7849 | 99.824
5286 | 1105.6 | 99.775
5287 | 1105.581 | 99.568
5288 | 1105.284 | 99.536
5289 | 1105.284 | 99.448
5290 | 1105.275 | 99.2
5291 | 1105.1884 | 99.2
5292 | 1105.1745 | 98.957
5293 | 1105.0942 | 98.671
5294 | 1104.938 | 98.56
5295 | 1104.8061 | 98.4
5296 | 1104.482 | 98.4
5297 | 1104.2739 | 98.4
5298 | 1104.242 | 98.4
5299 | 1104.063 | 97.6
5300 | 1104.0155 | 97.6
5301 | 1104 | 97.322
5302 | 1104 | 96.8
5303 | 1103.6522 | 96.8
5304 | 1103.5739 | 96.504
5305 | 1103.419 | 96.352
5306 | 1103.3684 | 96.197
5307 | 1103.2 | 96
5308 | 1103.2 | 96
5309 | 1102.819 | 95.627
5310 | 1102.5551 | 95.2
5311 | 1102.5445 | 95.2
5312 | 1102.4753 | 94.882
5313 | 1102.4 | 94.868
5314 | 1102.4 | 94.639
5315 | 1102.325 | 94.476
5316 | 1102.0699 | 94.4
5317 | 1101.8888 | 94.4
5318 | 1101.8299 | 94.4
5319 | 1101.732 | 94.4
5320 | 1101.6408 | 94.369
5321 | 1101.6 | 94.147
5322 | 1101.6 | 94.05
5323 | 1101.4945 | 94.033
5324 | 1100.807 | 94.033
5325 | 1100.8 | 94.033
5326 | 1100.388 | 93.411
5327 | 1100.2595 | 93.314
5328 | 1100.2595 | 93.277
5329 | 1100.227 | 92.8
5330 | 1100.114 | 92.676
5331 | 1100.0177 | 92.675
5332 | 1100 | 92.518
5333 | 1099.9253 | 92
5334 | 1099.6024 | 91.94
5335 | 1099.177 | 91.642
5336 | 1098.997 | 91.577
5337 | 1098.9089 | 91.511
5338 | 1098.8781 | 91.204
5339 | 1098.8669 | 91.2
5340 | 1098.458 | 91.2
5341 | 1098.4 | 91.2
5342 | 1098.227 | 91.2
5343 | 1098.1261 | 91.2
5344 | 1098.0768 | 91.2
5345 | 1098.0623 | 91.2
5346 | 1097.92 | 90.954
5347 | 1097.3959 | 90.845
5348 | 1097.2 | 90.637
5349 | 1096.806 | 90.469
5350 | 1096.7099 | 90.455
5351 | 1096.2598 | 90.4
5352 | 1095.8283 | 90.12
5353 | 1095.822 | 89.6
5354 | 1095.2 | 89.6
5355 | 1095.1893 | 89.6
5356 | 1095.157 | 88.998
5357 | 1094.9209 | 88.998
5358 | 1094.6009 | 88.8
5359 | 1094.5292 | 88.66
5360 | 1094.4 | 88.626
5361 | 1094.398 | 88.262
5362 | 1094.2419 | 88.262
5363 | 1094.152 | 88.261
5364 | 1094.1275 | 88.261
5365 | 1093.9 | 88
5366 | 1093.7182 | 88
5367 | 1093.6 | 88
5368 | 1093.3526 | 88
5369 | 1093.259 | 87.847
5370 | 1093.0432 | 87.84
5371 | 1093.028 | 87.658
5372 | 1092.9827 | 87.658
5373 | 1092.8 | 87.658
5374 | 1092.8 | 87.594
5375 | 1092.7 | 87.38
5376 | 1092.6207 | 87.2
5377 | 1092.491 | 87.2
5378 | 1092.2168 | 86.931
5379 | 1092 | 86.791
5380 | 1092 | 86.4
5381 | 1091.61 | 85.749
5382 | 1091.5981 | 85.6
5383 | 1091.508 | 85.6
5384 | 1091.276 | 85.6
5385 | 1091.2 | 85.6
5386 | 1090.8972 | 85.324
5387 | 1090.7762 | 85.32
5388 | 1090.5899 | 85.267
5389 | 1090.429 | 85.244
5390 | 1090.4 | 84.283
5391 | 1089.986 | 84
5392 | 1089.836 | 83.849
5393 | 1089.7222 | 83.849
5394 | 1089.6 | 83.706
5395 | 1089.6 | 83.104
5396 | 1089.279 | 82.83
5397 | 1089.2673 | 82.784
5398 | 1088.8 | 82.684
5399 | 1088.8 | 82.652
5400 | 1088.8 | 82.4
5401 | 1088.8 | 82.378
5402 | 1088.8 | 82.378
5403 | 1088.675 | 82.378
5404 | 1088.5696 | 82.378
5405 | 1088.323 | 82.354
5406 | 1088.1963 | 82.144
5407 | 1088 | 81.788
5408 | 1088 | 81.6
5409 | 1087.883 | 81.343
5410 | 1087.8341 | 81.163
5411 | 1087.8341 | 80.973
5412 | 1087.8272 | 80.81
5413 | 1087.4829 | 80.8
5414 | 1087.344 | 80.69
5415 | 1087.2 | 80.198
5416 | 1087.115 | 80.119
5417 | 1087.0664 | 79.887
5418 | 1086.631 | 78.961
5419 | 1086.618 | 78.738
5420 | 1086.4 | 78.7
5421 | 1086.4 | 78.189
5422 | 1086.354 | 77.6
5423 | 1086.2248 | 76.711
5424 | 1085.9861 | 76.475
5425 | 1085.7551 | 75.242
5426 | 1085.7551 | 75.181
5427 | 1085.638 | 74.704
5428 | 1085.6 | 73.903
5429 | 1085.6 | 73.368
5430 | 1084.892 | 72.452
5431 | 1084.8 | 72.279
5432 | 1084.8 | 71.55
5433 | 1084.3737 | 71.523
5434 | 1084.0897 | 70.965
5435 | 1083.978 | 70.895
5436 | 1083.813 | 70.709
5437 | 1083.6514 | 70.409
5438 | 1083.6407 | 70.32
5439 | 1083.2 | 69.01
5440 | 1083.2 | 67.777
5441 | 1083.1262 | 67.667
5442 | 1082.9924 | 67.111
5443 | 1082.942 | 66.98
5444 | 1082.8362 | 66.286
5445 | 1082.752 | 66.156
5446 | 1082.4 | 65.492
5447 | 1082.4 | 62.518
5448 | 1082.229 | 61.863
5449 | 1082.1742 | 61.461
5450 | 1081.973 | 61.458
5451 | 1081.9499 | 61.221
5452 | 1081.611 | 60.909
5453 | 1081.511 | 60.581
5454 | 1081.3773 | 60.501
5455 | 1081.276 | 60.149
5456 | 1081.252 | 59.576
5457 | 1081.2144 | 58.469
5458 | 1081.1711 | 58.4
5459 | 1081.05 | 57.123
5460 | 1080.957 | 56.587
5461 | 1080.8 | 55.243
5462 | 1080.8 | 54.567
5463 | 1080.5804 | 54.238
5464 | 1080.559 | 53.472
5465 | 1080.396 | 53.454
5466 | 1080.054 | 52.89
5467 | 1080 | 52.822
5468 | 1079.7616 | 52.494
5469 | 1079.591 | 51.861
5470 | 1079.2074 | 51.552
5471 | 1079.2 | 51.434
5472 | 1078.9867 | 51.192
5473 | 1078.8483 | 50.773
5474 | 1078.4 | 50.259
5475 | 1078.2723 | 49.759
5476 | 1078.1882 | 48.885
5477 | 1078.088 | 48.805
5478 | 1078.045 | 48.738
5479 | 1077.8998 | 48.391
5480 | 1077.866 | 48.102
5481 | 1077.8269 | 47.648
5482 | 1077.6 | 47.56
5483 | 1077.6 | 46.563
5484 | 1077.5727 | 45.706
5485 | 1077.5368 | 44.8
5486 | 1077.4669 | 43.732
5487 | 1077.4462 | 43.603
5488 | 1077.3961 | 42.824
5489 | 1077.291 | 42.461
5490 | 1076.9383 | 42.4
5491 | 1076.9171 | 42.337
5492 | 1076.8 | 42.052
5493 | 1076.8 | 41.882
5494 | 1076.722 | 41.6
5495 | 1076.3005 | 40.832
5496 | 1076.0855 | 39.36
5497 | 1076.0855 | 37.069
5498 | 1076.0855 | 36.068
5499 | 1076.0594 | 35.8
5500 | 1076 | 35.371
5501 | 1076 | 35.2
5502 | 1076 | 33.089
5503 | 1075.8529 | 33.001
5504 | 1075.5123 | 32.938
5505 | 1075.3302 | 32.8
5506 | 1075.3302 | 31.87
5507 | 1075.2 | 31.759
5508 | 1075.2 | 31.374
5509 | 1074.5947 | 31
5510 | 1074.5947 | 30.381
5511 | 1074.4 | 30.087
5512 | 1074.33 | 29.904
5513 | 1074.0238 | 28.867
5514 | 1073.9732 | 28.162
5515 | 1073.6523 | 27.875
5516 | 1073.6 | 27.359
5517 | 1073.6 | 26.988
5518 | 1073.6 | 26.625
5519 | 1073.6 | 26.4
5520 | 1073.537 | 26.033
5521 | 1073.4084 | 25.885
5522 | 1073.3228 | 24.407
5523 | 1072.8488 | 24
5524 | 1072.8 | 23.808
5525 | 1072.8 | 23.548
5526 | 1072.8 | 22.965
5527 | 1072.5339 | 22.624
5528 | 1072.2006 | 22.138
5529 | 1072.122 | 22.057
5530 | 1072 | 22.022
5531 | 1072 | 21.288
5532 | 1071.8147 | 20.682
5533 | 1071.6526 | 20.049
5534 | 1071.6104 | 19.123
5535 | 1071.458 | 18.877
5536 | 1071.4449 | 17.677
5537 | 1071.439 | 16.567
5538 | 1071.3572 | 16.111
5539 | 1071.282 | 16.084
5540 | 1071.2507 | 16
5541 | 1071.2 | 15.01
5542 | 1071.05 | 14.934
5543 | 1070.4841 | 14.4
5544 | 1070.4651 | 13.6
5545 | 1070.4 | 13.513
5546 | 1070.4 | 13.427
5547 | 1070.4 | 13.036
5548 | 1070.1512 | 12.992
5549 | 1069.6 | 12.8
5550 | 1069.4461 | 11.935
5551 | 1069.424 | 11.745
5552 | 1069.424 | 11.451
5553 | 1069.3668 | 11.338
5554 | 1068.8 | 11.112
5555 | 1068.7106 | 9.929
5556 | 1068.5028 | 9.864
5557 | 1068.0858 | 8.97
5558 | 1067.9509 | 8.636
5559 | 1067.8206 | 8.338
5560 | 1067.6514 | 7.873
5561 | 1067.464 | 6.898
5562 | 1067.315 | 6.619
5563 | 1067.268 | 4.446
5564 | 1067.2395 | 3.147
5565 | 1067.2 | 2.918
5566 | 1066.826 | 1.372
5567 | 1066.4502 | 0.8
5568 | 1066.4 | 0.735
5569 | 1066.2364 | 0.682
5570 | 1066.076 | 0
5571 | 1065.6 | 0
5572 | 1065.5889 | 0
5573 | 1065.211 | 0
5574 | 1064.8 | 0
5575 | 1064.8 | 0
5576 | 1064.339 | 0
5577 | 1064.2324 | 0
5578 | 1064 | 0
5579 | 1064 | 0
5580 | 1063.922 | 0
5581 | 1062.6763 | 0
5582 | 1062.5736 | 0
5583 | 1062.166 | 0
5584 | 1061.6 | 0
5585 | 1061.5812 | 0
5586 | 1061.564 | 0
5587 | 1061.519 | 0
5588 | 1061.386 | 0
5589 | 1061.094 | 0
5590 | 1060.8905 | 0
5591 | 1060.777 | 0
5592 | 1060.1998 | 0
5593 | 1060.1419 | 0
5594 | 1059.8843 | 0
5595 | 1059.7836 | 0
5596 | 1059.5877 | 0
5597 | 1059.333 | 0
5598 | 1058.8184 | 0
5599 | 1058.51 | 0
5600 | 1058.1277 | 0
5601 | 1057.9646 | 0
5602 | 1057.6778 | 0
5603 | 1057.6 | 0
5604 | 1057.6 | 0
5605 | 1057.6 | 0
5606 | 1057.4129 | 0
5607 | 1057.156 | 0
5608 | 1056.4835 | 0
5609 | 1056 | 0
5610 | 1056 | 0
5611 | 1056 | 0
5612 | 1056 | 0
5613 | 1055.859 | 0
5614 | 1055.456 | 0
5615 | 1055.365 | 0
5616 | 1055.2 | 0
5617 | 1055.169 | 0
5618 | 1055.099 | 0
5619 | 1055.082 | 0
5620 | 1054.9635 | 0
5621 | 1054.7357 | 0
5622 | 1054.7357 | 0
5623 | 1054.7081 | 0
5624 | 1054.4 | 0
5625 | 1054.4 | 0
5626 | 1054.4 | 0
5627 | 1054.2475 | 0
5628 | 1054.0186 | 0
5629 | 1053.7961 | 0
5630 | 1053.719 | 0
5631 | 1053.6 | 0
5632 | 1053.267 | 0
5633 | 1053.168 | 0
5634 | 1052.302 | 0
5635 | 1052 | 0
5636 | 1051.8925 | 0
5637 | 1051.3962 | 0
5638 | 1051.2209 | 0
5639 | 1051.2 | 0
5640 | 1051.2 | 0
5641 | 1051.2 | 0
5642 | 1051.1298 | 0
5643 | 1051.0647 | 0
5644 | 1051.0551 | 0
5645 | 1050.9114 | 0
5646 | 1050.829 | 0
5647 | 1050.4 | 0
5648 | 1050.3472 | 0
5649 | 1050.3226 | 0
5650 | 1050.3226 | 0
5651 | 1050.3226 | 0
5652 | 1050.113 | 0
5653 | 1049.8395 | 0
5654 | 1049.667 | 0
5655 | 1049.6 | 0
5656 | 1049.5751 | 0
5657 | 1049.4094 | 0
5658 | 1049.2758 | 0
5659 | 1049.2511 | 0
5660 | 1049.1048 | 0
5661 | 1048.5359 | 0
5662 | 1048.2088 | 0
5663 | 1048.116 | 0
5664 | 1048 | 0
5665 | 1048 | 0
5666 | 1047.8219 | 0
5667 | 1047.7675 | 0
5668 | 1047.7675 | 0
5669 | 1047.2 | 0
5670 | 1047.146 | 0
5671 | 1047.104 | 0
5672 | 1046.5357 | 0
5673 | 1046.5245 | 0
5674 | 1046.4 | 0
5675 | 1046.4 | 0
5676 | 1046.3142 | 0
5677 | 1046.053 | 0
5678 | 1045.7588 | 0
5679 | 1045.7035 | 0
5680 | 1045.6 | 0
5681 | 1045.6 | 0
5682 | 1045.1739 | 0
5683 | 1044.9992 | 0
5684 | 1044.814 | 0
5685 | 1044.8 | 0
5686 | 1044.8 | 0
5687 | 1044.668 | 0
5688 | 1044.091 | 0
5689 | 1044.046 | 0
5690 | 1044 | 0
5691 | 1044 | 0
5692 | 1044 | 0
5693 | 1043.7397 | 0
5694 | 1043.557 | 0
5695 | 1043.2 | 0
5696 | 1043.0311 | 0
5697 | 1042.9674 | 0
5698 | 1042.9327 | 0
5699 | 1042.651 | 0
5700 | 1042.494 | 0
5701 | 1042.2318 | 0
5702 | 1041.9355 | 0
5703 | 1041.8741 | 0
5704 | 1041.8558 | 0
5705 | 1041.693 | 0
5706 | 1041.6 | 0
5707 | 1041.4963 | 0
5708 | 1041.064 | 0
5709 | 1040.947 | 0
5710 | 1040.8 | 0
5711 | 1040.75 | 0
5712 | 1040.5708 | 0
5713 | 1040.3999 | 0
5714 | 1040.324 | 0
5715 | 1040.17 | 0
5716 | 1040.17 | 0
5717 | 1040.0298 | 0
5718 | 1040.0253 | 0
5719 | 1040.0253 | 0
5720 | 1040.0253 | 0
5721 | 1040 | 0
5722 | 1040 | 0
5723 | 1039.8662 | 0
5724 | 1039.674 | 0
5725 | 1039.5433 | 0
5726 | 1039.4979 | 0
5727 | 1039.4793 | 0
5728 | 1039.2 | 0
5729 | 1038.7663 | 0
5730 | 1038.644 | 0
5731 | 1038.439 | 0
5732 | 1038.0979 | 0
5733 | 1038.0979 | 0
5734 | 1038.061 | 0
5735 | 1037.8187 | 0
5736 | 1037.81 | 0
5737 | 1037.6411 | 0
5738 | 1037.6 | 0
5739 | 1037.4685 | 0
5740 | 1037.0083 | 0
5741 | 1036.9885 | 0
5742 | 1036.9712 | 0
5743 | 1036.8 | 0
5744 | 1036.8 | 0
5745 | 1036.7165 | 0
5746 | 1036.4355 | 0
5747 | 1036.3477 | 0
5748 | 1036.347 | 0
5749 | 1035.63 | 0
5750 | 1035.6122 | 0
5751 | 1035.489 | 0
5752 | 1035.3352 | 0
5753 | 1035.2371 | 0
5754 | 1035.196 | 0
5755 | 1034.934 | 0
5756 | 1034.8766 | 0
5757 | 1034.4 | 0
5758 | 1034.163 | 0
5759 | 1034.1411 | 0
5760 | 1034.1178 | 0
5761 | 1034.0283 | 0
5762 | 1033.825 | 0
5763 | 1033.754 | 0
5764 | 1033.564 | 0
5765 | 1033.486 | 0
5766 | 1033.4007 | 0
5767 | 1033.3278 | 0
5768 | 1032.9192 | 0
5769 | 1032.8 | 0
5770 | 1032.8 | 0
5771 | 1032.7373 | 0
5772 | 1032.5724 | 0
5773 | 1032.5448 | 0
5774 | 1032 | 0
5775 | 1031.9346 | 0
5776 | 1031.8818 | 0
5777 | 1031.53 | 0
5778 | 1031.203 | 0
5779 | 1031.2 | 0
5780 | 1031.199 | 0
5781 | 1031.1911 | 0
5782 | 1031.1911 | 0
5783 | 1030.8817 | 0
5784 | 1030.5004 | 0
5785 | 1030.4 | 0
5786 | 1030.094 | 0
5787 | 1029.977 | 0
5788 | 1029.964 | 0
5789 | 1029.6 | 0
5790 | 1029.466 | 0
5791 | 1029.119 | 0
5792 | 1029.119 | 0
5793 | 1028.874 | 0
5794 | 1028.83 | 0
5795 | 1028.8 | 0
5796 | 1028.635 | 0
5797 | 1028.4225 | 0
5798 | 1028.257 | 0
5799 | 1028 | 0
5800 | 1028 | 0
5801 | 1027.9858 | 0
5802 | 1027.7377 | 0
5803 | 1027.48 | 0
5804 | 1027.129 | 0
5805 | 1027.0912 | 0
5806 | 1026.622 | 0
5807 | 1026.462 | 0
5808 | 1026.4 | 0
5809 | 1026.4 | 0
5810 | 1026.3765 | 0
5811 | 1025.9707 | 0
5812 | 1025.3149 | 0
5813 | 1025.232 | 0
5814 | 1025.0301 | 0
5815 | 1024.9954 | 0
5816 | 1024.991 | 0
5817 | 1024.287 | 0
5818 | 1024.0045 | 0
5819 | 1024 | 0
5820 | 1023.3432 | 0
5821 | 1023.2276 | 0
5822 | 1023.2024 | 0
5823 | 1022.9029 | 0
5824 | 1022.571 | 0
5825 | 1022.55 | 0
5826 | 1022.4 | 0
5827 | 1022.2874 | 0
5828 | 1022.2122 | 0
5829 | 1021.6373 | 0
5830 | 1021.6 | 0
5831 | 1021.5215 | 0
5832 | 1021.1849 | 0
5833 | 1021.024 | 0
5834 | 1020.8968 | 0
5835 | 1020.8968 | 0
5836 | 1020.8308 | 0
5837 | 1020.8308 | 0
5838 | 1020.8 | 0
5839 | 1020.5365 | 0
5840 | 1020.516 | 0
5841 | 1020 | 0
5842 | 1020 | 0
5843 | 1019.8339 | 0
5844 | 1019.831 | 0
5845 | 1019.4494 | 0
5846 | 1019.4307 | 0
5847 | 1019.2 | 0
5848 | 1019.2 | 0
5849 | 1019.092 | 0
5850 | 1018.6952 | 0
5851 | 1018.4 | 0
5852 | 1018.275 | 0
5853 | 1018.1982 | 0
5854 | 1018.0681 | 0
5855 | 1017.97 | 0
5856 | 1017.789 | 0
5857 | 1017.622 | 0
5858 | 1017.2747 | 0
5859 | 1017.1236 | 0
5860 | 1017.049 | 0
5861 | 1016.8 | 0
5862 | 1016.1898 | 0
5863 | 1016.173 | 0
5864 | 1016 | 0
5865 | 1016 | 0
5866 | 1016 | 0
5867 | 1016 | 0
5868 | 1015.996 | 0
5869 | 1015.996 | 0
5870 | 1015.736 | 0
5871 | 1015.72 | 0
5872 | 1015.4608 | 0
5873 | 1015.0755 | 0
5874 | 1015.0176 | 0
5875 | 1014.4 | 0
5876 | 1014.4 | 0
5877 | 1014.359 | 0
5878 | 1014.0104 | 0
5879 | 1013.9043 | 0
5880 | 1013.2333 | 0
5881 | 1012.9324 | 0
5882 | 1012.811 | 0
5883 | 1012.5426 | 0
5884 | 1012.197 | 0
5885 | 1012 | 0
5886 | 1011.616 | 0
5887 | 1011.485 | 0
5888 | 1010.9393 | 0
5889 | 1010.911 | 0
5890 | 1010.871 | 0
5891 | 1010.5833 | 0
5892 | 1010.4706 | 0
5893 | 1010.4 | 0
5894 | 1009.939 | 0
5895 | 1009.8492 | 0
5896 | 1009.7099 | 0
5897 | 1009.6 | 0
5898 | 1009.0892 | 0
5899 | 1008.8 | 0
5900 | 1008.77 | 0
5901 | 1008.407 | 0
5902 | 1008.3985 | 0
5903 | 1008.3985 | 0
5904 | 1008.2725 | 0
5905 | 1008 | 0
5906 | 1007.9081 | 0
5907 | 1007.2 | 0
5908 | 1007.057 | 0
5909 | 1007.0171 | 0
5910 | 1006.9788 | 0
5911 | 1006.9269 | 0
5912 | 1006.925 | 0
5913 | 1006.4 | 0
5914 | 1006.4 | 0
5915 | 1005.6358 | 0
5916 | 1005.3405 | 0
5917 | 1005.2559 | 0
5918 | 1004.7203 | 0
5919 | 1004.4362 | 0
5920 | 1004.3509 | 0
5921 | 1004.2544 | 0
5922 | 1004 | 0
5923 | 1003.9848 | 0
5924 | 1003.5637 | 0
5925 | 1003.5499 | 0
5926 | 1003.5325 | 0
5927 | 1003.501 | 0
5928 | 1003.211 | 0
5929 | 1003.197 | 0
5930 | 1003.1398 | 0
5931 | 1002.649 | 0
5932 | 1002.5404 | 0
5933 | 1002.4448 | 0
5934 | 1002.3878 | 0
5935 | 1002.061 | 0
5936 | 1001.7782 | 0
5937 | 1001.4733 | 0
5938 | 1001.0427 | 0
5939 | 1001.0427 | 0
5940 | 1001.0427 | 0
5941 | 1000.8 | 0
5942 | 1000.6964 | 0
5943 | 1000.3072 | 0
5944 | 1000.1103 | 0
5945 | 1000 | 0
5946 | 999.966 | 0
5947 | 999.303 | 0
5948 | 999.2 | 0
5949 | 999.188 | 0
5950 | 999.0366 | 0
5951 | 998.7939 | 0
5952 | 998.7617 | 0
5953 | 998.7289 | 0
5954 | 998.4 | 0
5955 | 998.236 | 0
5956 | 998.1356 | 0
5957 | 997.74 | 0
5958 | 997.6 | 0
5959 | 997.558 | 0
5960 | 997.388 | 0
5961 | 997.387 | 0
5962 | 996.949 | 0
5963 | 996.848 | 0
5964 | 996.8117 | 0
5965 | 996.8 | 0
5966 | 996.612 | 0
5967 | 996 | 0
5968 | 995.2755 | 0
5969 | 995.2 | 0
5970 | 995.2 | 0
5971 | 994.822 | 0
5972 | 994.4167 | 0
5973 | 994.4 | 0
5974 | 994.134 | 0
5975 | 994.1031 | 0
5976 | 993.966 | 0
5977 | 993.9174 | 0
5978 | 993.8319 | 0
5979 | 993.6875 | 0
5980 | 993.6 | 0
5981 | 993.5084 | 0
5982 | 993.2035 | 0
5983 | 992.8 | 0
5984 | 992.7355 | 0
5985 | 992.2165 | 0
5986 | 992.147 | 0
5987 | 992 | 0
5988 | 991.3731 | 0
5989 | 991.2 | 0
5990 | 991.14 | 0
5991 | 991.1314 | 0
5992 | 991.078 | 0
5993 | 991.068 | 0
5994 | 990.4614 | 0
5995 | 990.0065 | 0
5996 | 989.602 | 0
5997 | 989.561 | 0
5998 | 989.2744 | 0
5999 | 989.2744 | 0
6000 | 988.9209 | 0
6001 | 988.8 | 0
6002 | 988.8 | 0
6003 | 988.5389 | 0
6004 | 988.449 | 0
6005 | 988.3687 | 0
6006 | 988.3687 | 0
6007 | 987.833 | 0
6008 | 987.823 | 0
6009 | 987.594 | 0
6010 | 986.9251 | 0
6011 | 986.7115 | 0
6012 | 985.6059 | 0
6013 | 985.6 | 0
6014 | 985.6 | 0
6015 | 985.1178 | 0
6016 | 984.961 | 0
6017 | 984.8613 | 0
6018 | 984.8 | 0
6019 | 983.6487 | 0
6020 | 983.2 | 0
6021 | 983.0315 | 0
6022 | 982.8432 | 0
6023 | 982.8432 | 0
6024 | 982.402 | 0
6025 | 982.4 | 0
6026 | 981.6 | 0
6027 | 981.3959 | 0
6028 | 981.304 | 0
6029 | 980.994 | 0
6030 | 980.8 | 0
6031 | 980.4482 | 0
6032 | 980.197 | 0
6033 | 979.933 | 0
6034 | 979.2 | 0
6035 | 979.152 | 0
6036 | 979.12 | 0
6037 | 979.053 | 0
6038 | 978.9424 | 0
6039 | 978.516 | 0
6040 | 978.4 | 0
6041 | 978.4 | 0
6042 | 978.1652 | 0
6043 | 977.329 | 0
6044 | 977.25 | 0
6045 | 976.907 | 0
6046 | 976.828 | 0
6047 | 976.8 | 0
6048 | 976.8 | 0
6049 | 976.5554 | 0
6050 | 976.1213 | 0
6051 | 976.035 | 0
6052 | 976.002 | 0
6053 | 975.9364 | 0
6054 | 975.8383 | 0
6055 | 975.5698 | 0
6056 | 975.2784 | 0
6057 | 975.268 | 0
6058 | 974.5728 | 0
6059 | 974.555 | 0
6060 | 974.019 | 0
6061 | 973.8643 | 0
6062 | 973.8643 | 0
6063 | 973.6 | 0
6064 | 973.1736 | 0
6065 | 973.1736 | 0
6066 | 973.1736 | 0
6067 | 972.841 | 0
6068 | 972.737 | 0
6069 | 972.383 | 0
6070 | 972.3574 | 0
6071 | 972.165 | 0
6072 | 972 | 0
6073 | 971.536 | 0
6074 | 971.201 | 0
6075 | 971.2 | 0
6076 | 971.1397 | 0
6077 | 970.887 | 0
6078 | 970.8864 | 0
6079 | 970.741 | 0
6080 | 970.4 | 0
6081 | 970.3841 | 0
6082 | 970.1509 | 0
6083 | 969.7735 | 0
6084 | 969.506 | 0
6085 | 969.134 | 0
6086 | 969.0295 | 0
6087 | 968.9779 | 0
6088 | 968.8011 | 0
6089 | 968.8 | 0
6090 | 968.3737 | 0
6091 | 968.3388 | 0
6092 | 968 | 0
6093 | 967.693 | 0
6094 | 967.4928 | 0
6095 | 967.4233 | 0
6096 | 967.2088 | 0
6097 | 967.2 | 0
6098 | 967.2 | 0
6099 | 966.9575 | 0
6100 | 966.9575 | 0
6101 | 966.93 | 0
6102 | 966.5111 | 0
6103 | 966.2668 | 0
6104 | 966.192 | 0
6105 | 966.144 | 0
6106 | 965.839 | 0
6107 | 965.4739 | 0
6108 | 965.107 | 0
6109 | 964.8 | 0
6110 | 964.8 | 0
6111 | 964.4063 | 0
6112 | 964.1947 | 0
6113 | 964 | 0
6114 | 963.4036 | 0
6115 | 963.2 | 0
6116 | 963.2 | 0
6117 | 962.7957 | 0
6118 | 962.5079 | 0
6119 | 962.443 | 0
6120 | 962.4338 | 0
6121 | 962.0602 | 0
6122 | 961.6 | 0
6123 | 961.6 | 0
6124 | 961.5296 | 0
6125 | 961.4501 | 0
6126 | 961.3246 | 0
6127 | 961.0472 | 0
6128 | 961.001 | 0
6129 | 960.8 | 0
6130 | 960.752 | 0
6131 | 960.7413 | 0
6132 | 960.2503 | 0
6133 | 960 | 0
6134 | 960 | 0
6135 | 959.8536 | 0
6136 | 959.437 | 0
6137 | 958.726 | 0
6138 | 958.609 | 0
6139 | 958.182 | 0
6140 | 957.674 | 0
6141 | 957.647 | 0
6142 | 957.6 | 0
6143 | 957.6 | 0
6144 | 957.501 | 0
6145 | 956.9115 | 0
6146 | 956.861 | 0
6147 | 956.4739 | 0
6148 | 956.176 | 0
6149 | 956.176 | 0
6150 | 955.9065 | 0
6151 | 955.563 | 0
6152 | 955.4405 | 0
6153 | 955.36 | 0
6154 | 955.2158 | 0
6155 | 954.794 | 0
6156 | 954.5252 | 0
6157 | 954.5088 | 0
6158 | 954.4075 | 0
6159 | 954.4 | 0
6160 | 953.993 | 0
6161 | 953.6 | 0
6162 | 953.6 | 0
6163 | 953.4016 | 0
6164 | 952.8174 | 0
6165 | 952.8 | 0
6166 | 952.1242 | 0
6167 | 951.6977 | 0
6168 | 951.408 | 0
6169 | 951.2 | 0
6170 | 951.0801 | 0
6171 | 951.0274 | 0
6172 | 950.4987 | 0
6173 | 950.4 | 0
6174 | 950.4 | 0
6175 | 950.4 | 0
6176 | 949.841 | 0
6177 | 949.7888 | 0
6178 | 949.6904 | 0
6179 | 949.6 | 0
6180 | 949.6 | 0
6181 | 949.6 | 0
6182 | 949.6 | 0
6183 | 949.5925 | 0
6184 | 949.208 | 0
6185 | 948.6415 | 0
6186 | 948.631 | 0
6187 | 948.3591 | 0
6188 | 947.273 | 0
6189 | 946.9489 | 0
6190 | 946.4 | 0
6191 | 946.1464 | 0
6192 | 945.9468 | 0
6193 | 945.9063 | 0
6194 | 945.9063 | 0
6195 | 945.8787 | 0
6196 | 945.2549 | 0
6197 | 945.1432 | 0
6198 | 944.8 | 0
6199 | 944.397 | 0
6200 | 944.3424 | 0
6201 | 944.1649 | 0
6202 | 943.9799 | 0
6203 | 943.5293 | 0
6204 | 943.4742 | 0
6205 | 943.2 | 0
6206 | 943.2 | 0
6207 | 943.2 | 0
6208 | 942.426 | 0
6209 | 942.4 | 0
6210 | 942.4 | 0
6211 | 942.4 | 0
6212 | 942.4 | 0
6213 | 942.1656 | 0
6214 | 941.4022 | 0
6215 | 940.8 | 0
6216 | 939.5312 | 0
6217 | 939.3301 | 0
6218 | 939.3183 | 0
6219 | 939.259 | 0
6220 | 938.7295 | 0
6221 | 938.571 | 0
6222 | 937.788 | 0
6223 | 937.6 | 0
6224 | 936.9874 | 0
6225 | 936.9532 | 0
6226 | 936.672 | 0
6227 | 936.447 | 0
6228 | 936.0094 | 0
6229 | 936 | 0
6230 | 935.942 | 0
6231 | 935.4336 | 0
6232 | 935.0749 | 0
6233 | 934.4 | 0
6234 | 934.389 | 0
6235 | 934.3477 | 0
6236 | 934.1267 | 0
6237 | 934.1104 | 0
6238 | 933.8677 | 0
6239 | 933.853 | 0
6240 | 933.7278 | 0
6241 | 933.699 | 0
6242 | 933.6 | 0
6243 | 933.17 | 0
6244 | 933.114 | 0
6245 | 933.1028 | 0
6246 | 932.616 | 0
6247 | 932.4233 | 0
6248 | 932.415 | 0
6249 | 932 | 0
6250 | 932 | 0
6251 | 931.0419 | 0
6252 | 930.985 | 0
6253 | 930.64 | 0
6254 | 930.6139 | 0
6255 | 930.0798 | 0
6256 | 930.0669 | 0
6257 | 929.6605 | 0
6258 | 929.5402 | 0
6259 | 928.89 | 0
6260 | 928.5379 | 0
6261 | 928.2792 | 0
6262 | 927.5885 | 0
6263 | 927.2 | 0
6264 | 927.2 | 0
6265 | 926.8978 | 0
6266 | 926.8872 | 0
6267 | 926.8434 | 0
6268 | 926.6013 | 0
6269 | 925.5164 | 0
6270 | 925.2842 | 0
6271 | 924.9656 | 0
6272 | 924.647 | 0
6273 | 924 | 0
6274 | 923.2 | 0
6275 | 923.2 | 0
6276 | 923.0026 | 0
6277 | 923.0026 | 0
6278 | 922.415 | 0
6279 | 921.625 | 0
6280 | 921.6 | 0
6281 | 921.6 | 0
6282 | 920.542 | 0
6283 | 920.17 | 0
6284 | 920.1355 | 0
6285 | 920 | 0
6286 | 919.991 | 0
6287 | 919.3003 | 0
6288 | 918.666 | 0
6289 | 918.6645 | 0
6290 | 918.6096 | 0
6291 | 918.411 | 0
6292 | 918.4 | 0
6293 | 918.03 | 0
6294 | 917.901 | 0
6295 | 916.9976 | 0
6296 | 916.0101 | 0
6297 | 916 | 0
6298 | 915.603 | 0
6299 | 915.477 | 0
6300 | 915.255 | 0
6301 | 915.2 | 0
6302 | 914.8386 | 0
6303 | 914.3338 | 0
6304 | 914.2514 | 0
6305 | 914.0068 | 0
6306 | 913.5158 | 0
6307 | 912.0448 | 0
6308 | 912 | 0
6309 | 911.7028 | 0
6310 | 911.7028 | 0
6311 | 911.6949 | 0
6312 | 911.5146 | 0
6313 | 911.1879 | 0
6314 | 910.899 | 0
6315 | 910.3214 | 0
6316 | 909.1027 | 0
6317 | 908.4526 | 0
6318 | 908.0488 | 0
6319 | 907.915 | 0
6320 | 907.5587 | 0
6321 | 906.4 | 0
6322 | 906.4 | 0
6323 | 906.2351 | 0
6324 | 906.1606 | 0
6325 | 906.1606 | 0
6326 | 906.1208 | 0
6327 | 905.877 | 0
6328 | 905.6 | 0
6329 | 905.5732 | 0
6330 | 905.477 | 0
6331 | 905.4251 | 0
6332 | 905.259 | 0
6333 | 905.101 | 0
6334 | 904.8 | 0
6335 | 904.3835 | 0
6336 | 904.057 | 0
6337 | 904 | 0
6338 | 904 | 0
6339 | 903.9083 | 0
6340 | 903.8122 | 0
6341 | 903.735 | 0
6342 | 903.2 | 0
6343 | 902.483 | 0
6344 | 902.102 | 0
6345 | 901.6 | 0
6346 | 900.704 | 0
6347 | 900.697 | 0
6348 | 900.2029 | 0
6349 | 900.079 | 0
6350 | 899.6868 | 0
6351 | 899.541 | 0
6352 | 899.2 | 0
6353 | 898.8077 | 0
6354 | 898.5931 | 0
6355 | 898.574 | 0
6356 | 898.4 | 0
6357 | 898.155 | 0
6358 | 898.0699 | 0
6359 | 897.95 | 0
6360 | 897.6 | 0
6361 | 896.5867 | 0
6362 | 896 | 0
6363 | 895.8243 | 0
6364 | 895.1263 | 0
6365 | 895.1263 | 0
6366 | 895.0328 | 0
6367 | 894.9055 | 0
6368 | 894.813 | 0
6369 | 894.4 | 0
6370 | 893.7415 | 0
6371 | 892.9213 | 0
6372 | 892.8 | 0
6373 | 892.8 | 0
6374 | 891.925 | 0
6375 | 891.6729 | 0
6376 | 891.6729 | 0
6377 | 891.524 | 0
6378 | 891.267 | 0
6379 | 890.7147 | 0
6380 | 890.4 | 0
6381 | 890.4 | 0
6382 | 889.7008 | 0
6383 | 889.368 | 0
6384 | 889.2698 | 0
6385 | 889.2437 | 0
6386 | 889.005 | 0
6387 | 888.9102 | 0
6388 | 888.252 | 0
6389 | 888.082 | 0
6390 | 888.077 | 0
6391 | 888.0562 | 0
6392 | 888 | 0
6393 | 887.264 | 0
6394 | 887.0799 | 0
6395 | 886.366 | 0
6396 | 886.201 | 0
6397 | 886.193 | 0
6398 | 885.9086 | 0
6399 | 885.4685 | 0
6400 | 884.928 | 0
6401 | 883.3154 | 0
6402 | 883.2 | 0
6403 | 882.8525 | 0
6404 | 882.8417 | 0
6405 | 882.8235 | 0
6406 | 882.694 | 0
6407 | 882.651 | 0
6408 | 882.624 | 0
6409 | 882.579 | 0
6410 | 882.1064 | 0
6411 | 881.612 | 0
6412 | 881.4527 | 0
6413 | 881.3451 | 0
6414 | 880.938 | 0
6415 | 880.8 | 0
6416 | 880.622 | 0
6417 | 880 | 0
6418 | 879.9313 | 0
6419 | 879.7304 | 0
6420 | 879.2406 | 0
6421 | 879.0094 | 0
6422 | 878.5446 | 0
6423 | 878.4 | 0
6424 | 877.8811 | 0
6425 | 877.6 | 0
6426 | 877.3751 | 0
6427 | 876.805 | 0
6428 | 876.8 | 0
6429 | 876.8 | 0
6430 | 876.8 | 0
6431 | 876.5771 | 0
6432 | 876.383 | 0
6433 | 876.0043 | 0
6434 | 875.7872 | 0
6435 | 875.2 | 0
6436 | 874.7245 | 0
6437 | 874.2602 | 0
6438 | 874.205 | 0
6439 | 873.0622 | 0
6440 | 873.013 | 0
6441 | 872.9741 | 0
6442 | 872.0645 | 0
6443 | 871.996 | 0
6444 | 871.6431 | 0
6445 | 871.2 | 0
6446 | 870.547 | 0
6447 | 870.304 | 0
6448 | 870.2682 | 0
6449 | 870.2617 | 0
6450 | 869.633 | 0
6451 | 869.487 | 0
6452 | 866.892 | 0
6453 | 866.164 | 0
6454 | 866.1271 | 0
6455 | 864.861 | 0
6456 | 864.8 | 0
6457 | 864.1732 | 0
6458 | 863.605 | 0
6459 | 863.52 | 0
6460 | 863.2 | 0
6461 | 862.4134 | 0
6462 | 861.9735 | 0
6463 | 861.226 | 0
6464 | 860.9694 | 0
6465 | 860.8 | 0
6466 | 860.8 | 0
6467 | 860.713 | 0
6468 | 860.5921 | 0
6469 | 860.551 | 0
6470 | 859.624 | 0
6471 | 859.4179 | 0
6472 | 858.742 | 0
6473 | 858.4429 | 0
6474 | 858.4 | 0
6475 | 858.2665 | 0
6476 | 858.247 | 0
6477 | 857.2624 | 0
6478 | 857.0857 | 0
6479 | 856.951 | 0
6480 | 856.555 | 0
6481 | 856.2803 | 0
6482 | 856 | 0
6483 | 855.7574 | 0
6484 | 855.543 | 0
6485 | 855.4501 | 0
6486 | 855.4089 | 0
6487 | 855.2 | 0
6488 | 855.171 | 0
6489 | 854.4 | 0
6490 | 853.6 | 0
6491 | 853.2232 | 0
6492 | 852.8 | 0
6493 | 852.6441 | 0
6494 | 851.9365 | 0
6495 | 851.5291 | 0
6496 | 851.215 | 0
6497 | 851.2 | 0
6498 | 850.4 | 0
6499 | 850.341 | 0
6500 | 849.9704 | 0
6501 | 848.8505 | 0
6502 | 848.7901 | 0
6503 | 848.4842 | 0
6504 | 848.1616 | 0
6505 | 848.1598 | 0
6506 | 848 | 0
6507 | 847.2718 | 0
6508 | 846.3463 | 0
6509 | 846.0043 | 0
6510 | 845.6 | 0
6511 | 845.369 | 0
6512 | 845.333 | 0
6513 | 845.2702 | 0
6514 | 844.8066 | 0
6515 | 844.7064 | 0
6516 | 843.9182 | 0
6517 | 843.7136 | 0
6518 | 843.2 | 0
6519 | 842.753 | 0
6520 | 842.1704 | 0
6521 | 842.0808 | 0
6522 | 840.5623 | 0
6523 | 840 | 0
6524 | 840 | 0
6525 | 839.555 | 0
6526 | 839.44 | 0
6527 | 838.4 | 0
6528 | 838.4 | 0
6529 | 837.4805 | 0
6530 | 837.0277 | 0
6531 | 836.8 | 0
6532 | 836.64 | 0
6533 | 836 | 0
6534 | 835.9855 | 0
6535 | 835.7275 | 0
6536 | 835.519 | 0
6537 | 833.8618 | 0
6538 | 833.363 | 0
6539 | 832.2691 | 0
6540 | 831.2 | 0
6541 | 831.19 | 0
6542 | 831.1376 | 0
6543 | 830.0973 | 0
6544 | 829.986 | 0
6545 | 829.6 | 0
6546 | 829.113 | 0
6547 | 828.8 | 0
6548 | 828.8 | 0
6549 | 828.8 | 0
6550 | 828.4586 | 0
6551 | 828.43 | 0
6552 | 828.2161 | 0
6553 | 827.5326 | 0
6554 | 827.2 | 0
6555 | 826.7486 | 0
6556 | 826.6632 | 0
6557 | 826.5843 | 0
6558 | 826.4 | 0
6559 | 825.915 | 0
6560 | 825.6 | 0
6561 | 824.194 | 0
6562 | 823.7824 | 0
6563 | 823.5547 | 0
6564 | 823.2952 | 0
6565 | 823.2952 | 0
6566 | 822.6911 | 0
6567 | 822.307 | 0
6568 | 822.233 | 0
6569 | 821.2232 | 0
6570 | 820.8 | 0
6571 | 820.686 | 0
6572 | 820.5325 | 0
6573 | 820.5103 | 0
6574 | 820 | 0
6575 | 819.4309 | 0
6576 | 819.3456 | 0
6577 | 818.6338 | 0
6578 | 818.4 | 0
6579 | 817.356 | 0
6580 | 817.3512 | 0
6581 | 816.4272 | 0
6582 | 816 | 0
6583 | 815.6977 | 0
6584 | 815.3764 | 0
6585 | 815.3764 | 0
6586 | 814.7659 | 0
6587 | 813.6256 | 0
6588 | 813.6256 | 0
6589 | 813.6014 | 0
6590 | 813.6 | 0
6591 | 812.644 | 0
6592 | 812.402 | 0
6593 | 812.063 | 0
6594 | 812 | 0
6595 | 811.981 | 0
6596 | 811.5093 | 0
6597 | 810.397 | 0
6598 | 809.4815 | 0
6599 | 809.242 | 0
6600 | 808.8 | 0
6601 | 807.601 | 0
6602 | 806.8654 | 0
6603 | 806.512 | 0
6604 | 806.1299 | 0
6605 | 806.027 | 0
6606 | 805.6 | 0
6607 | 804.961 | 0
6608 | 804.6468 | 0
6609 | 803.82 | 0
6610 | 803.013 | 0
6611 | 802.622 | 0
6612 | 802.2911 | 0
6613 | 802.242 | 0
6614 | 802.2369 | 0
6615 | 801.8299 | 0
6616 | 800.5026 | 0
6617 | 799.5406 | 0
6618 | 799.2 | 0
6619 | 799.112 | 0
6620 | 799.087 | 0
6621 | 798.5303 | 0
6622 | 798.4 | 0
6623 | 797.7399 | 0
6624 | 797.6 | 0
6625 | 797.6 | 0
6626 | 797.587 | 0
6627 | 796.5663 | 0
6628 | 795.2945 | 0
6629 | 793.1348 | 0
6630 | 792 | 0
6631 | 791.3395 | 0
6632 | 791.2837 | 0
6633 | 790.3815 | 0
6634 | 789.213 | 0
6635 | 788.801 | 0
6636 | 787.8808 | 0
6637 | 785.5354 | 0
6638 | 785.1463 | 0
6639 | 784.8 | 0
6640 | 784.8 | 0
6641 | 784.747 | 0
6642 | 784.7098 | 0
6643 | 782.7914 | 0
6644 | 782.6071 | 0
6645 | 782.5933 | 0
6646 | 782.5449 | 0
6647 | 781.83 | 0
6648 | 781.8035 | 0
6649 | 780.4728 | 0
6650 | 780.334 | 0
6651 | 780 | 0
6652 | 779.6512 | 0
6653 | 779.2 | 0
6654 | 779.2 | 0
6655 | 778.4 | 0
6656 | 777.6212 | 0
6657 | 777.272 | 0
6658 | 776.4017 | 0
6659 | 776.1206 | 0
6660 | 774.9473 | 0
6661 | 774.4 | 0
6662 | 773.4902 | 0
6663 | 772.296 | 0
6664 | 771.604 | 0
6665 | 771.2136 | 0
6666 | 770.837 | 0
6667 | 770.8032 | 0
6668 | 770.8032 | 0
6669 | 769.6 | 0
6670 | 768.029 | 0
6671 | 768 | 0
6672 | 767.602 | 0
6673 | 764 | 0
6674 | 762.515 | 0
6675 | 761.9789 | 0
6676 | 761.6585 | 0
6677 | 760 | 0
6678 | 759.7922 | 0
6679 | 759.475 | 0
6680 | 759.2 | 0
6681 | 758.1283 | 0
6682 | 758.1283 | 0
6683 | 756.9896 | 0
6684 | 756.9896 | 0
6685 | 756.627 | 0
6686 | 756.271 | 0
6687 | 755.2 | 0
6688 | 754.857 | 0
6689 | 754.4 | 0
6690 | 753.773 | 0
6691 | 752.979 | 0
6692 | 752.8 | 0
6693 | 752.1548 | 0
6694 | 750.2304 | 0
6695 | 750.082 | 0
6696 | 747.1449 | 0
6697 | 746.5353 | 0
6698 | 745.043 | 0
6699 | 743.1759 | 0
6700 | 741.7717 | 0
6701 | 741.6 | 0
6702 | 741.6 | 0
6703 | 740.535 | 0
6704 | 740.237 | 0
6705 | 739.3182 | 0
6706 | 739.0318 | 0
6707 | 738.4 | 0
6708 | 738.0913 | 0
6709 | 736.9597 | 0
6710 | 734.6806 | 0
6711 | 734.4698 | 0
6712 | 734.4 | 0
6713 | 733.5934 | 0
6714 | 730.0529 | 0
6715 | 729.6 | 0
6716 | 729.5043 | 0
6717 | 728.8 | 0
6718 | 728.4592 | 0
6719 | 727.5949 | 0
6720 | 727.2 | 0
6721 | 726.714 | 0
6722 | 725.6 | 0
6723 | 724.5973 | 0
6724 | 723.729 | 0
6725 | 723.2 | 0
6726 | 721.6 | 0
6727 | 720.8 | 0
6728 | 720.5879 | 0
6729 | 720.376 | 0
6730 | 717.6 | 0
6731 | 716.923 | 0
6732 | 716.419 | 0
6733 | 716.3965 | 0
6734 | 716.2392 | 0
6735 | 715.847 | 0
6736 | 715.8188 | 0
6737 | 715.661 | 0
6738 | 715.5485 | 0
6739 | 714.1672 | 0
6740 | 714.13 | 0
6741 | 713.6 | 0
6742 | 713.0577 | 0
6743 | 712.7858 | 0
6744 | 711.9834 | 0
6745 | 709.9428 | 0
6746 | 709.607 | 0
6747 | 708.8 | 0
6748 | 708.5433 | 0
6749 | 707.951 | 0
6750 | 706.4 | 0
6751 | 706.0992 | 0
6752 | 705.6 | 0
6753 | 704.9694 | 0
6754 | 704.9694 | 0
6755 | 704.878 | 0
6756 | 704 | 0
6757 | 700.8 | 0
6758 | 700.377 | 0
6759 | 699.2 | 0
6760 | 697.6 | 0
6761 | 697.26 | 0
6762 | 692.7019 | 0
6763 | 691.8841 | 0
6764 | 691.327 | 0
6765 | 690.747 | 0
6766 | 689.9172 | 0
6767 | 689.6 | 0
6768 | 689.6 | 0
6769 | 688.6006 | 0
6770 | 686.5273 | 0
6771 | 686.4 | 0
6772 | 686.4 | 0
6773 | 683.53 | 0
6774 | 682.6487 | 0
6775 | 680.187 | 0
6776 | 680.172 | 0
6777 | 679.439 | 0
6778 | 679.251 | 0
6779 | 678.563 | 0
6780 | 677.6 | 0
6781 | 676.8 | 0
6782 | 675.2074 | 0
6783 | 674.8497 | 0
6784 | 674.256 | 0
6785 | 673.7052 | 0
6786 | 672.9677 | 0
6787 | 672.0078 | 0
6788 | 671.56 | 0
6789 | 671.4383 | 0
6790 | 671.3979 | 0
6791 | 668.8 | 0
6792 | 668.5877 | 0
6793 | 667.766 | 0
6794 | 666.613 | 0
6795 | 664.4379 | 0
6796 | 663.439 | 0
6797 | 662.3137 | 0
6798 | 662.126 | 0
6799 | 660.137 | 0
6800 | 658.296 | 0
6801 | 657.357 | 0
6802 | 657.248 | 0
6803 | 656.8 | 0
6804 | 652.0056 | 0
6805 | 650.269 | 0
6806 | 649.4642 | 0
6807 | 646.748 | 0
6808 | 644.2323 | 0
6809 | 642.919 | 0
6810 | 641.0608 | 0
6811 | 639.7638 | 0
6812 | 639.3445 | 0
6813 | 638.4 | 0
6814 | 637.627 | 0
6815 | 636.197 | 0
6816 | 635.2 | 0
6817 | 632.529 | 0
6818 | 631.5235 | 0
6819 | 627.109 | 0
6820 | 626.4 | 0
6821 | 625.816 | 0
6822 | 624.6762 | 0
6823 | 624.5034 | 0
6824 | 622.722 | 0
6825 | 622.3062 | 0
6826 | 621.669 | 0
6827 | 619.025 | 0
6828 | 618.959 | 0
6829 | 618.406 | 0
6830 | 617.579 | 0
6831 | 615.896 | 0
6832 | 615.8259 | 0
6833 | 615.277 | 0
6834 | 612.699 | 0
6835 | 609.2833 | 0
6836 | 609.1832 | 0
6837 | 607.8018 | 0
6838 | 606.677 | 0
6839 | 606.4 | 0
6840 | 606.0119 | 0
6841 | 603.316 | 0
6842 | 602.4 | 0
6843 | 602.2764 | 0
6844 | 601.179 | 0
6845 | 596.8 | 0
6846 | 596.201 | 0
6847 | 596 | 0
6848 | 594.4 | 0
6849 | 594.4 | 0
6850 | 593.7445 | 0
6851 | 593.572 | 0
6852 | 593.521 | 0
6853 | 592.8 | 0
6854 | 592.386 | 0
6855 | 592.271 | 0
6856 | 592.193 | 0
6857 | 587.2298 | 0
6858 | 586.4 | 0
6859 | 585.8407 | 0
6860 | 584.9195 | 0
6861 | 583.859 | 0
6862 | 583.145 | 0
6863 | 580.8 | 0
6864 | 576.8 | 0
6865 | 574.5564 | 0
6866 | 571.13 | 0
6867 | 567.8021 | 0
6868 | 565.025 | 0
6869 | 563.4848 | 0
6870 | 561.581 | 0
6871 | 559.198 | 0
6872 | 558.473 | 0
6873 | 557.6649 | 0
6874 | 556.7111 | 0
6875 | 552.934 | 0
6876 | 551.2 | 0
6877 | 551.1658 | 0
6878 | 550.7832 | 0
6879 | 546.3104 | 0
6880 | 545.507 | 0
6881 | 544.574 | 0
6882 | 537.6301 | 0
6883 | 536.721 | 0
6884 | 534.4 | 0
6885 | 533.643 | 0
6886 | 532.414 | 0
6887 | 531.2024 | 0
6888 | 526.4 | 0
6889 | 524.3525 | 0
6890 | 520.8758 | 0
6891 | 520.632 | 0
6892 | 516.8685 | 0
6893 | 512.7793 | 0
6894 | 511.4393 | 0
6895 | 511.2727 | 0
6896 | 506.2713 | 0
6897 | 505.6 | 0
6898 | 505.6 | 0
6899 | 505.286 | 0
6900 | 504 | 0
6901 | 504 | 0
6902 | 503.248 | 0
6903 | 503.2 | 0
6904 | 502.0396 | 0
6905 | 502.0396 | 0
6906 | 501.6 | 0
6907 | 500.197 | 0
6908 | 498.735 | 0
6909 | 498.4 | 0
6910 | 498.4 | 0
6911 | 498.4 | 0
6912 | 497.6 | 0
6913 | 496.7951 | 0
6914 | 496.4614 | 0
6915 | 496.4614 | 0
6916 | 496.4614 | 0
6917 | 495.6645 | 0
6918 | 495.6049 | 0
6919 | 490.41 | 0
6920 | 489.888 | 0
6921 | 487.2 | 0
6922 | 485.7777 | 0
6923 | 485.6 | 0
6924 | 485.3049 | 0
6925 | 484.8 | 0
6926 | 483.7112 | 0
6927 | 482.5196 | 0
6928 | 481.147 | 0
6929 | 480.8 | 0
6930 | 479.2755 | 0
6931 | 478.9298 | 0
6932 | 478.6691 | 0
6933 | 477.6 | 0
6934 | 475.7423 | 0
6935 | 472 | 0
6936 | 472 | 0
6937 | 470.5752 | 0
6938 | 470.1641 | 0
6939 | 469.188 | 0
6940 | 467.2 | 0
6941 | 465.3827 | 0
6942 | 460.316 | 0
6943 | 458.959 | 0
6944 | 457.786 | 0
6945 | 455.687 | 0
6946 | 453.9145 | 0
6947 | 452.8416 | 0
6948 | 451.698 | 0
6949 | 451.248 | 0
6950 | 450.4 | 0
6951 | 448.6481 | 0
6952 | 445.515 | 0
6953 | 442.969 | 0
6954 | 442.7905 | 0
6955 | 440.8103 | 0
6956 | 437.884 | 0
6957 | 436.2411 | 0
6958 | 433.4498 | 0
6959 | 433.137 | 0
6960 | 432.662 | 0
6961 | 431.2 | 0
6962 | 426.0894 | 0
6963 | 424 | 0
6964 | 423.3979 | 0
6965 | 423.123 | 0
6966 | 422.9472 | 0
6967 | 421.6 | 0
6968 | 419.9601 | 0
6969 | 416.8 | 0
6970 | 415.99 | 0
6971 | 414.3719 | 0
6972 | 413.609 | 0
6973 | 413.157 | 0
6974 | 412.0002 | 0
6975 | 410.829 | 0
6976 | 410.4 | 0
6977 | 408.8037 | 0
6978 | 408.03 | 0
6979 | 407.546 | 0
6980 | 406.4615 | 0
6981 | 406.4429 | 0
6982 | 403.1901 | 0
6983 | 402.4 | 0
6984 | 400.8348 | 0
6985 | 399.101 | 0
6986 | 397.7894 | 0
6987 | 397.6 | 0
6988 | 396.46 | 0
6989 | 395.2318 | 0
6990 | 394.4 | 0
6991 | 393.167 | 0
6992 | 392.5583 | 0
6993 | 390.9227 | 0
6994 | 390.4 | 0
6995 | 390.1049 | 0
6996 | 389.912 | 0
6997 | 389.328 | 0
6998 | 388.4692 | 0
6999 | 387.2 | 0
7000 | 386.8335 | 0
7001 | 385.6939 | 0
7002 | 385.522 | 0
7003 | 384.0224 | 0
7004 | 384 | 0
7005 | 382.4 | 0
7006 | 382.4 | 0
7007 | 381.8331 | 0
7008 | 381.6 | 0
7009 | 380.8 | 0
7010 | 380 | 0
7011 | 378.6719 | 0
7012 | 378.4 | 0
7013 | 378.4 | 0
7014 | 378.0493 | 0
7015 | 376.9281 | 0
7016 | 375.588 | 0
7017 | 375.3839 | 0
7018 | 375.337 | 0
7019 | 371.3765 | 0
7020 | 369.6591 | 0
7021 | 369.6 | 0
7022 | 368.8 | 0
7023 | 368.1624 | 0
7024 | 367.3655 | 0
7025 | 367.2 | 0
7026 | 365.57 | 0
7027 | 364.7608 | 0
7028 | 364.693 | 0
7029 | 364.5171 | 0
7030 | 364.5053 | 0
7031 | 362.2986 | 0
7032 | 361.6 | 0
7033 | 357.9482 | 0
7034 | 357.6 | 0
7035 | 355.547 | 0
7036 | 354.6912 | 0
7037 | 354.4 | 0
7038 | 354.4 | 0
7039 | 353.747 | 0
7040 | 352 | 0
7041 | 348.83 | 0
7042 | 345.786 | 0
7043 | 345.2975 | 0
7044 | 344.9167 | 0
7045 | 344.1836 | 0
7046 | 343.658 | 0
7047 | 342.4 | 0
7048 | 341.8528 | 0
7049 | 341.456 | 0
7050 | 341.0682 | 0
7051 | 339.258 | 0
7052 | 338.7742 | 0
7053 | 337.397 | 0
7054 | 335.666 | 0
7055 | 335.2 | 0
7056 | 334.3604 | 0
7057 | 333.8962 | 0
7058 | 333.853 | 0
7059 | 333.7513 | 0
7060 | 332.224 | 0
7061 | 332.0389 | 0
7062 | 331.6128 | 0
7063 | 331.2 | 0
7064 | 330.448 | 0
7065 | 329.9117 | 0
7066 | 329.489 | 0
7067 | 329.02 | 0
7068 | 328.2074 | 0
7069 | 325.6 | 0
7070 | 324.8 | 0
7071 | 324.56 | 0
7072 | 324.3335 | 0
7073 | 324.2289 | 0
7074 | 323.0428 | 0
7075 | 322.859 | 0
7076 | 322.6469 | 0
7077 | 320.018 | 0
7078 | 318.7732 | 0
7079 | 318.4 | 0
7080 | 318.4 | 0
7081 | 317.159 | 0
7082 | 316 | 0
7083 | 315.607 | 0
7084 | 315.351 | 0
7085 | 315.114 | 0
7086 | 314.692 | 0
7087 | 313.792 | 0
7088 | 313.222 | 0
7089 | 311.517 | 0
7090 | 311.492 | 0
7091 | 309.6 | 0
7092 | 309.2214 | 0
7093 | 308.8 | 0
7094 | 308.0162 | 0
7095 | 307.5989 | 0
7096 | 307.348 | 0
7097 | 307.065 | 0
7098 | 306.2691 | 0
7099 | 306.2603 | 0
7100 | 305.8684 | 0
7101 | 305.6 | 0
7102 | 305.6 | 0
7103 | 304.539 | 0
7104 | 304.4113 | 0
7105 | 304.1927 | 0
7106 | 303.9311 | 0
7107 | 303.4149 | 0
7108 | 303.4149 | 0
7109 | 303.3544 | 0
7110 | 302.7034 | 0
7111 | 302.5368 | 0
7112 | 302.4 | 0
7113 | 302.112 | 0
7114 | 301.357 | 0
7115 | 301.2237 | 0
7116 | 300.6751 | 0
7117 | 299.716 | 0
7118 | 299.592 | 0
7119 | 299.2 | 0
7120 | 298.518 | 0
7121 | 298.5079 | 0
7122 | 298.4 | 0
7123 | 298.368 | 0
7124 | 298.2132 | 0
7125 | 297.305 | 0
7126 | 296.8 | 0
7127 | 296.8 | 0
7128 | 296.8 | 0
7129 | 296.7904 | 0
7130 | 296.104 | 0
7131 | 296 | 0
7132 | 296 | 0
7133 | 295.6455 | 0
7134 | 295.44 | 0
7135 | 294.906 | 0
7136 | 293.6009 | 0
7137 | 293.6 | 0
7138 | 293.458 | 0
7139 | 292.8 | 0
7140 | 292.731 | 0
7141 | 292.6697 | 0
7142 | 292 | 0
7143 | 292 | 0
7144 | 291.2 | 0
7145 | 291.2 | 0
7146 | 291.076 | 0
7147 | 290.153 | 0
7148 | 289.9125 | 0
7149 | 289.7979 | 0
7150 | 288.999 | 0
7151 | 288.8 | 0
7152 | 288.152 | 0
7153 | 287.755 | 0
7154 | 287.6502 | 0
7155 | 287.4671 | 0
7156 | 287.4345 | 0
7157 | 287.2 | 0
7158 | 287.2 | 0
7159 | 287.073 | 0
7160 | 286.4047 | 0
7161 | 286.349 | 0
7162 | 285.6 | 0
7163 | 285.1363 | 0
7164 | 285.122 | 0
7165 | 284.8 | 0
7166 | 284.3594 | 0
7167 | 284.243 | 0
7168 | 284.013 | 0
7169 | 283.6922 | 0
7170 | 283.5824 | 0
7171 | 283.379 | 0
7172 | 282.8055 | 0
7173 | 282.4089 | 0
7174 | 282.4 | 0
7175 | 282.1513 | 0
7176 | 281.969 | 0
7177 | 281.7887 | 0
7178 | 281.691 | 0
7179 | 281.379 | 0
7180 | 281.28 | 0
7181 | 281.168 | 0
7182 | 280.8 | 0
7183 | 280.4747 | 0
7184 | 280.4042 | 0
7185 | 280.1859 | 0
7186 | 279.8454 | 0
7187 | 279.7078 | 0
7188 | 279.4598 | 0
7189 | 279.2 | 0
7190 | 279.2 | 0
7191 | 278.9208 | 0
7192 | 278.114 | 0
7193 | 276.424 | 0
7194 | 276.33 | 0
7195 | 276.252 | 0
7196 | 276.049 | 0
7197 | 276 | 0
7198 | 275.21 | 0
7199 | 275.2 | 0
7200 | 274.8922 | 0
7201 | 274.4 | 0
7202 | 274.291 | 0
7203 | 273.5706 | 0
7204 | 273.494 | 0
7205 | 273.0489 | 0
7206 | 272.738 | 0
7207 | 272 | 0
7208 | 272 | 0
7209 | 271.406 | 0
7210 | 270.4 | 0
7211 | 270.3306 | 0
7212 | 269.8053 | 0
7213 | 269.6 | 0
7214 | 269.3482 | 0
7215 | 269.159 | 0
7216 | 269.004 | 0
7217 | 268.4554 | 0
7218 | 268.3642 | 0
7219 | 268 | 0
7220 | 268 | 0
7221 | 267.984 | 0
7222 | 267.282 | 0
7223 | 267.096 | 0
7224 | 266.4 | 0
7225 | 265.6099 | 0
7226 | 264.8 | 0
7227 | 264.437 | 0
7228 | 264 | 0
7229 | 263.906 | 0
7230 | 262.5234 | 0
7231 | 261.8282 | 0
7232 | 261.6 | 0
7233 | 261.3999 | 0
7234 | 261.2493 | 0
7235 | 260.8 | 0
7236 | 260.5825 | 0
7237 | 260.2743 | 0
7238 | 259.577 | 0
7239 | 259.2 | 0
7240 | 258.885 | 0
7241 | 258.7204 | 0
7242 | 258.151 | 0
7243 | 257.376 | 0
7244 | 257.187 | 0
7245 | 256.8 | 0
7246 | 256.165 | 0
7247 | 256.129 | 0
7248 | 255.553 | 0
7249 | 255.342 | 0
7250 | 255.2 | 0
7251 | 254.785 | 0
7252 | 254.4 | 0
7253 | 251.848 | 0
7254 | 251.672 | 0
7255 | 251.6319 | 0
7256 | 251.4089 | 0
7257 | 250.683 | 0
7258 | 249.9566 | 0
7259 | 248.7805 | 0
7260 | 248.715 | 0
7261 | 247.8433 | 0
7262 | 247.4402 | 0
7263 | 246.5742 | 0
7264 | 246.4 | 0
7265 | 246.146 | 0
7266 | 245.6 | 0
7267 | 244.5879 | 0
7268 | 244.417 | 0
7269 | 243.992 | 0
7270 | 243.8114 | 0
7271 | 243.7133 | 0
7272 | 243.4565 | 0
7273 | 243.2 | 0
7274 | 243.2 | 0
7275 | 242.4 | 0
7276 | 241.5452 | 0
7277 | 241.0487 | 0
7278 | 240.544 | 0
7279 | 239.297 | 0
7280 | 239.2 | 0
7281 | 238.4 | 0
7282 | 237.6 | 0
7283 | 237.6 | 0
7284 | 237.6 | 0
7285 | 237.5953 | 0
7286 | 236.4577 | 0
7287 | 236.2455 | 0
7288 | 236.1892 | 0
7289 | 236.1892 | 0
7290 | 236.032 | 0
7291 | 236 | 0
7292 | 235.767 | 0
7293 | 235.761 | 0
7294 | 235.535 | 0
7295 | 235.4123 | 0
7296 | 235.207 | 0
7297 | 235.0545 | 0
7298 | 234.947 | 0
7299 | 234.8325 | 0
7300 | 234.8325 | 0
7301 | 234.813 | 0
7302 | 234.455 | 0
7303 | 234.4 | 0
7304 | 234.4 | 0
7305 | 234.3197 | 0
7306 | 233.76 | 0
7307 | 233.4883 | 0
7308 | 233.438 | 0
7309 | 233.034 | 0
7310 | 232.2637 | 0
7311 | 231.2 | 0
7312 | 231.095 | 0
7313 | 230.7506 | 0
7314 | 230.7506 | 0
7315 | 230.684 | 0
7316 | 230.659 | 0
7317 | 230.4 | 0
7318 | 230.4 | 0
7319 | 229.93 | 0
7320 | 229.1968 | 0
7321 | 228.8 | 0
7322 | 228.6164 | 0
7323 | 228.4266 | 0
7324 | 228.211 | 0
7325 | 227.9257 | 0
7326 | 227.8445 | 0
7327 | 227.812 | 0
7328 | 227.6429 | 0
7329 | 227.2 | 0
7330 | 227.0213 | 0
7331 | 226.7086 | 0
7332 | 226.4 | 0
7333 | 226.3163 | 0
7334 | 226.1197 | 0
7335 | 225.957 | 0
7336 | 225.678 | 0
7337 | 225.6 | 0
7338 | 225.1445 | 0
7339 | 224.739 | 0
7340 | 224.5351 | 0
7341 | 224.458 | 0
7342 | 224.034 | 0
7343 | 224.0097 | 0
7344 | 224 | 0
7345 | 223.7816 | 0
7346 | 223.7582 | 0
7347 | 223.5096 | 0
7348 | 223.2 | 0
7349 | 223.2 | 0
7350 | 222.3318 | 0
7351 | 222.2043 | 0
7352 | 221.6323 | 0
7353 | 221.6 | 0
7354 | 221.19 | 0
7355 | 220.4508 | 0
7356 | 220.236 | 0
7357 | 220 | 0
7358 | 219.8735 | 0
7359 | 219.6375 | 0
7360 | 218.574 | 0
7361 | 218.4 | 0
7362 | 217.414 | 0
7363 | 216.663 | 0
7364 | 216.305 | 0
7365 | 216.0103 | 0
7366 | 215.288 | 0
7367 | 215.2119 | 0
7368 | 213.658 | 0
7369 | 212.04 | 0
7370 | 211.973 | 0
7371 | 211.252 | 0
7372 | 211.1465 | 0
7373 | 210.894 | 0
7374 | 210.6517 | 0
7375 | 210.4 | 0
7376 | 210.344 | 0
7377 | 210.0695 | 0
7378 | 209.928 | 0
7379 | 209.7018 | 0
7380 | 209.6 | 0
7381 | 209.471 | 0
7382 | 209.159 | 0
7383 | 207.884 | 0
7384 | 207.7449 | 0
7385 | 207.6748 | 0
7386 | 207.2309 | 0
7387 | 207.2 | 0
7388 | 207.0754 | 0
7389 | 206.5145 | 0
7390 | 206.4 | 0
7391 | 206.3667 | 0
7392 | 205.8624 | 0
7393 | 205.306 | 0
7394 | 205.1622 | 0
7395 | 205.1331 | 0
7396 | 205.13 | 0
7397 | 204.826 | 0
7398 | 204.693 | 0
7399 | 204.599 | 0
7400 | 204 | 0
7401 | 204 | 0
7402 | 203.7794 | 0
7403 | 203.767 | 0
7404 | 203.5578 | 0
7405 | 203.5454 | 0
7406 | 203.2065 | 0
7407 | 203.2 | 0
7408 | 203.03 | 0
7409 | 202.7269 | 0
7410 | 202.713 | 0
7411 | 202.4179 | 0
7412 | 201.4499 | 0
7413 | 200.9569 | 0
7414 | 200.8 | 0
7415 | 200 | 0
7416 | 199.8194 | 0
7417 | 199.5505 | 0
7418 | 199.3876 | 0
7419 | 199.2 | 0
7420 | 199.2 | 0
7421 | 199.0353 | 0
7422 | 198.9214 | 0
7423 | 198.7923 | 0
7424 | 198.151 | 0
7425 | 198.1192 | 0
7426 | 197.9358 | 0
7427 | 197.6 | 0
7428 | 197.3423 | 0
7429 | 197.097 | 0
7430 | 197.082 | 0
7431 | 197.058 | 0
7432 | 196.406 | 0
7433 | 195.7169 | 0
7434 | 195.463 | 0
7435 | 195.2 | 0
7436 | 195.0115 | 0
7437 | 194.8402 | 0
7438 | 194.696 | 0
7439 | 194.577 | 0
7440 | 193.991 | 0
7441 | 193.831 | 0
7442 | 193.6 | 0
7443 | 193.3915 | 0
7444 | 193.0078 | 0
7445 | 192.8 | 0
7446 | 192.7008 | 0
7447 | 192.296 | 0
7448 | 192 | 0
7449 | 191.45 | 0
7450 | 191.3722 | 0
7451 | 191.2 | 0
7452 | 189.7642 | 0
7453 | 189.5525 | 0
7454 | 188.5567 | 0
7455 | 187.2 | 0
7456 | 186.914 | 0
7457 | 186.6658 | 0
7458 | 186.4652 | 0
7459 | 186.389 | 0
7460 | 186.0829 | 0
7461 | 185.868 | 0
7462 | 185.6882 | 0
7463 | 185.42 | 0
7464 | 185.3969 | 0
7465 | 185.2027 | 0
7466 | 184.122 | 0
7467 | 183.582 | 0
7468 | 183.44 | 0
7469 | 183.1445 | 0
7470 | 183.063 | 0
7471 | 182.8679 | 0
7472 | 182.0764 | 0
7473 | 182.026 | 0
7474 | 182.01 | 0
7475 | 181.7586 | 0
7476 | 181.6734 | 0
7477 | 181.6499 | 0
7478 | 181.636 | 0
7479 | 181.6015 | 0
7480 | 181.355 | 0
7481 | 181.302 | 0
7482 | 181.165 | 0
7483 | 181.0159 | 0
7484 | 180.5099 | 0
7485 | 180 | 0
7486 | 180 | 0
7487 | 178.8941 | 0
7488 | 178.8871 | 0
7489 | 178.704 | 0
7490 | 177.796 | 0
7491 | 176.7969 | 0
7492 | 176.3999 | 0
7493 | 175.9232 | 0
7494 | 174.4073 | 0
7495 | 173.99 | 0
7496 | 173.6 | 0
7497 | 173.54 | 0
7498 | 172.671 | 0
7499 | 171.9803 | 0
7500 | 171.8487 | 0
7501 | 171.2 | 0
7502 | 170.769 | 0
7503 | 170.644 | 0
7504 | 170.605 | 0
7505 | 169.6 | 0
7506 | 169.2818 | 0
7507 | 168.6547 | 0
7508 | 168.473 | 0
7509 | 168.345 | 0
7510 | 168.3081 | 0
7511 | 168 | 0
7512 | 167.4831 | 0
7513 | 167.046 | 0
7514 | 164.8 | 0
7515 | 164.7109 | 0
7516 | 163.4921 | 0
7517 | 163.2 | 0
7518 | 163.157 | 0
7519 | 162.5652 | 0
7520 | 160.8 | 0
7521 | 160.732 | 0
7522 | 160.3938 | 0
7523 | 160.064 | 0
7524 | 159.9664 | 0
7525 | 159.6078 | 0
7526 | 159.508 | 0
7527 | 158.4 | 0
7528 | 158.372 | 0
7529 | 157.4013 | 0
7530 | 156.96 | 0
7531 | 156.897 | 0
7532 | 156.1646 | 0
7533 | 155.6841 | 0
7534 | 155.4039 | 0
7535 | 155.4039 | 0
7536 | 154.285 | 0
7537 | 153.6 | 0
7538 | 152.6909 | 0
7539 | 152.29 | 0
7540 | 152.1164 | 0
7541 | 151.282 | 0
7542 | 151.211 | 0
7543 | 150.5308 | 0
7544 | 150.4 | 0
7545 | 149.6 | 0
7546 | 149.362 | 0
7547 | 148.8 | 0
7548 | 148.8 | 0
7549 | 148 | 0
7550 | 147.3263 | 0
7551 | 147.249 | 0
7552 | 147.1628 | 0
7553 | 145.633 | 0
7554 | 145.6072 | 0
7555 | 144.5105 | 0
7556 | 144.11 | 0
7557 | 142.4 | 0
7558 | 142.371 | 0
7559 | 141.4846 | 0
7560 | 141.382 | 0
7561 | 140.8 | 0
7562 | 140 | 0
7563 | 139.948 | 0
7564 | 139.8489 | 0
7565 | 139.2 | 0
7566 | 138.7688 | 0
7567 | 138.494 | 0
7568 | 138.479 | 0
7569 | 138.4 | 0
7570 | 138.295 | 0
7571 | 138.2778 | 0
7572 | 138.2668 | 0
7573 | 137.6387 | 0
7574 | 137.6 | 0
7575 | 137.552 | 0
7576 | 137.5422 | 0
7577 | 136.8 | 0
7578 | 136.8 | 0
7579 | 136.2679 | 0
7580 | 136.0712 | 0
7581 | 135.9137 | 0
7582 | 135.7598 | 0
7583 | 135.505 | 0
7584 | 135.46 | 0
7585 | 135.2 | 0
7586 | 135.1872 | 0
7587 | 134.638 | 0
7588 | 132.8 | 0
7589 | 132.6113 | 0
7590 | 132.4947 | 0
7591 | 132.424 | 0
7592 | 131.3026 | 0
7593 | 130.6101 | 0
7594 | 130.5488 | 0
7595 | 129.9866 | 0
7596 | 129.537 | 0
7597 | 128.8 | 0
7598 | 128.716 | 0
7599 | 127.2 | 0
7600 | 127.2 | 0
7601 | 127.2 | 0
7602 | 126.773 | 0
7603 | 126.647 | 0
7604 | 126.4653 | 0
7605 | 126.4 | 0
7606 | 125.6 | 0
7607 | 124.8 | 0
7608 | 124.5833 | 0
7609 | 124 | 0
7610 | 123.5332 | 0
7611 | 123.2 | 0
7612 | 123.1185 | 0
7613 | 122.7562 | 0
7614 | 122.6745 | 0
7615 | 122.023 | 0
7616 | 121.2024 | 0
7617 | 120.4254 | 0
7618 | 120 | 0
7619 | 120 | 0
7620 | 120 | 0
7621 | 119.9634 | 0
7622 | 119.641 | 0
7623 | 119.5695 | 0
7624 | 119.4032 | 0
7625 | 118.7976 | 0
7626 | 118.4 | 0
7627 | 118.4 | 0
7628 | 118.4 | 0
7629 | 117.6 | 0
7630 | 117.6 | 0
7631 | 117.348 | 0
7632 | 116.9497 | 0
7633 | 116.8 | 0
7634 | 116.5407 | 0
7635 | 116.1318 | 0
7636 | 116 | 0
7637 | 116 | 0
7638 | 116 | 0
7639 | 115.4766 | 0
7640 | 115.2 | 0
7641 | 115.2 | 0
7642 | 115.054 | 0
7643 | 114.9869 | 0
7644 | 114.9869 | 0
7645 | 114.4 | 0
7646 | 114.4 | 0
7647 | 113.6784 | 0
7648 | 113.6 | 0
7649 | 112.8605 | 0
7650 | 112.8605 | 0
7651 | 112.7164 | 0
7652 | 112.656 | 0
7653 | 112.5998 | 0
7654 | 111.8791 | 0
7655 | 111.2 | 0
7656 | 111.2 | 0
7657 | 110.407 | 0
7658 | 110.4 | 0
7659 | 110.4 | 0
7660 | 110.4 | 0
7661 | 110.4 | 0
7662 | 110.4 | 0
7663 | 110.328 | 0
7664 | 110.259 | 0
7665 | 110.145 | 0
7666 | 109.8187 | 0
7667 | 109.6 | 0
7668 | 109.6 | 0
7669 | 109.6 | 0
7670 | 108.8 | 0
7671 | 108.8 | 0
7672 | 108.8 | 0
7673 | 108.8 | 0
7674 | 108.4667 | 0
7675 | 108.3768 | 0
7676 | 108.1214 | 0
7677 | 108 | 0
7678 | 108 | 0
7679 | 108 | 0
7680 | 107.9944 | 0
7681 | 107.2175 | 0
7682 | 107.2175 | 0
7683 | 107.2175 | 0
7684 | 107.2 | 0
7685 | 107.2 | 0
7686 | 107.2 | 0
7687 | 107.1357 | 0
7688 | 106.6504 | 0
7689 | 106.6504 | 0
7690 | 106.4 | 0
7691 | 106.4 | 0
7692 | 106.3653 | 0
7693 | 106.186 | 0
7694 | 106.102 | 0
7695 | 105.9861 | 0
7696 | 105.9149 | 0
7697 | 105.6 | 0
7698 | 105.6 | 0
7699 | 105.6 | 0
7700 | 105.5001 | 0
7701 | 105.3492 | 0
7702 | 105.232 | 0
7703 | 105.1892 | 0
7704 | 105.1892 | 0
7705 | 105.1794 | 0
7706 | 104.8867 | 0
7707 | 104.8867 | 0
7708 | 104.8 | 0
7709 | 104.8 | 0
7710 | 104.8 | 0
7711 | 104.8 | 0
7712 | 104.269 | 0
7713 | 104.1097 | 0
7714 | 104.1097 | 0
7715 | 104 | 0
7716 | 104 | 0
7717 | 103.8644 | 0
7718 | 103.3328 | 0
7719 | 103.2926 | 0
7720 | 103.221 | 0
7721 | 103.2 | 0
7722 | 103.2 | 0
7723 | 103.2 | 0
7724 | 103.2 | 0
7725 | 102.491 | 0
7726 | 102.4 | 0
7727 | 102.4 | 0
7728 | 102.4 | 0
7729 | 102.2287 | 0
7730 | 102.2287 | 0
7731 | 102.2287 | 0
7732 | 102.2212 | 0
7733 | 102.069 | 0
7734 | 101.7789 | 0
7735 | 101.7789 | 0
7736 | 101.7789 | 0
7737 | 101.6 | 0
7738 | 101.6 | 0
7739 | 101.6 | 0
7740 | 101.6 | 0
7741 | 101.6 | 0
7742 | 101.6 | 0
7743 | 101.6 | 0
7744 | 101.6 | 0
7745 | 101.6 | 0
7746 | 101.4733 | 0
7747 | 101.2048 | 0
7748 | 101.182 | 0
7749 | 101.002 | 0
7750 | 100.984 | 0
7751 | 100.8 | 0
7752 | 100.8 | 0
7753 | 100.8 | 0
7754 | 100.7662 | 0
7755 | 100.7662 | 0
7756 | 100.7662 | 0
7757 | 100.5931 | 0
7758 | 100.5931 | 0
7759 | 100.5931 | 0
7760 | 100.5931 | 0
7761 | 100.2454 | 0
7762 | 100.225 | 0
7763 | 100.225 | 0
7764 | 100.0307 | 0
7765 | 100.0307 | 0
7766 | 100.012 | 0
7767 | 100 | 0
7768 | 100 | 0
7769 | 100 | 0
7770 | 100 | 0
7771 | 100 | 0
7772 | 100 | 0
7773 | 100 | 0
7774 | 99.7752 | 0
7775 | 99.5365 | 0
7776 | 99.4481 | 0
7777 | 99.261 | 0
7778 | 99.2 | 0
7779 | 99.2 | 0
7780 | 99.2 | 0
7781 | 99.2 | 0
7782 | 99.2 | 0
7783 | 99.2 | 0
7784 | 99.1266 | 0
7785 | 98.9574 | 0
7786 | 98.9574 | 0
7787 | 98.9574 | 0
7788 | 98.846 | 0
7789 | 98.6711 | 0
7790 | 98.6711 | 0
7791 | 98.6711 | 0
7792 | 98.6711 | 0
7793 | 98.6711 | 0
7794 | 98.5597 | 0
7795 | 98.4 | 0
7796 | 98.4 | 0
7797 | 98.4 | 0
7798 | 98.4 | 0
7799 | 98.4 | 0
7800 | 98.4 | 0
7801 | 98.4 | 0
7802 | 98.4 | 0
7803 | 98.247 | 0
7804 | 97.636 | 0
7805 | 97.6 | 0
7806 | 97.6 | 0
7807 | 97.3218 | 0
7808 | 97.2562 | 0
7809 | 97.2204 | 0
7810 | 97.1173 | 0
7811 | 96.821 | 0
7812 | 96.805 | 0
7813 | 96.8 | 0
7814 | 96.8 | 0
7815 | 96.8 | 0
7816 | 96.8 | 0
7817 | 96.8 | 0
7818 | 96.8 | 0
7819 | 96.8 | 0
7820 | 96.8 | 0
7821 | 96.5407 | 0
7822 | 96.5039 | 0
7823 | 96.4444 | 0
7824 | 96.4285 | 0
7825 | 96.4235 | 0
7826 | 96.3403 | 0
7827 | 96.007 | 0
7828 | 96 | 0
7829 | 96 | 0
7830 | 96 | 0
7831 | 96 | 0
7832 | 96 | 0
7833 | 95.6861 | 0
7834 | 95.6336 | 0
7835 | 95.6266 | 0
7836 | 95.6176 | 0
7837 | 95.4148 | 0
7838 | 95.362 | 0
7839 | 95.215 | 0
7840 | 95.2 | 0
7841 | 95.2 | 0
7842 | 95.2 | 0
7843 | 95.2 | 0
7844 | 95.06 | 0
7845 | 94.9911 | 0
7846 | 94.896 | 0
7847 | 94.8821 | 0
7848 | 94.8683 | 0
7849 | 94.8683 | 0
7850 | 94.8683 | 0
7851 | 94.8446 | 0
7852 | 94.8297 | 0
7853 | 94.8297 | 0
7854 | 94.791 | 0
7855 | 94.436 | 0
7856 | 94.4 | 0
7857 | 94.4 | 0
7858 | 94.4 | 0
7859 | 94.4 | 0
7860 | 94.4 | 0
7861 | 94.4 | 0
7862 | 94.4 | 0
7863 | 94.4 | 0
7864 | 94.4 | 0
7865 | 94.1466 | 0
7866 | 94.1466 | 0
7867 | 94.05 | 0
7868 | 94.0328 | 0
7869 | 94.0328 | 0
7870 | 94.0328 | 0
7871 | 94.0328 | 0
7872 | 94.0328 | 0
7873 | 94.0095 | 0
7874 | 93.6 | 0
7875 | 93.6 | 0
7876 | 93.6 | 0
7877 | 93.6 | 0
7878 | 93.6 | 0
7879 | 93.6 | 0
7880 | 93.6 | 0
7881 | 93.6 | 0
7882 | 93.6 | 0
7883 | 93.6 | 0
7884 | 93.6 | 0
7885 | 93.6 | 0
7886 | 93.6 | 0
7887 | 93.6 | 0
7888 | 93.6 | 0
7889 | 93.6 | 0
7890 | 93.6 | 0
7891 | 93.411 | 0
7892 | 93.411 | 0
7893 | 93.277 | 0
7894 | 93.2359 | 0
7895 | 93.2359 | 0
7896 | 93.2359 | 0
7897 | 93.2359 | 0
7898 | 93.2359 | 0
7899 | 93.2359 | 0
7900 | 93.2359 | 0
7901 | 93.2359 | 0
7902 | 93.2359 | 0
7903 | 93.2359 | 0
7904 | 93.2326 | 0
7905 | 93.2326 | 0
7906 | 93.2326 | 0
7907 | 92.8447 | 0
7908 | 92.8 | 0
7909 | 92.8 | 0
7910 | 92.8 | 0
7911 | 92.8 | 0
7912 | 92.8 | 0
7913 | 92.8 | 0
7914 | 92.8 | 0
7915 | 92.8 | 0
7916 | 92.8 | 0
7917 | 92.8 | 0
7918 | 92.8 | 0
7919 | 92.8 | 0
7920 | 92.708 | 0
7921 | 92.6755 | 0
7922 | 92.6755 | 0
7923 | 92.439 | 0
7924 | 92.439 | 0
7925 | 92.439 | 0
7926 | 92.439 | 0
7927 | 92.439 | 0
7928 | 92.439 | 0
7929 | 92.4148 | 0
7930 | 92.4148 | 0
7931 | 92.1604 | 0
7932 | 92.13 | 0
7933 | 92 | 0
7934 | 92 | 0
7935 | 92 | 0
7936 | 92 | 0
7937 | 92 | 0
7938 | 91.951 | 0
7939 | 91.94 | 0
7940 | 91.94 | 0
7941 | 91.689 | 0
7942 | 91.6762 | 0
7943 | 91.6421 | 0
7944 | 91.6421 | 0
7945 | 91.5969 | 0
7946 | 91.5969 | 0
7947 | 91.2045 | 0
7948 | 91.2045 | 0
7949 | 91.2 | 0
7950 | 91.2 | 0
7951 | 91.2 | 0
7952 | 91.2 | 0
7953 | 91.2 | 0
7954 | 91.2 | 0
7955 | 91.2 | 0
7956 | 91.2 | 0
7957 | 91.2 | 0
7958 | 91.2 | 0
7959 | 91.2 | 0
7960 | 91.2 | 0
7961 | 91.2 | 0
7962 | 91.2 | 0
7963 | 91.2 | 0
7964 | 91.2 | 0
7965 | 91.1703 | 0
7966 | 90.8526 | 0
7967 | 90.8453 | 0
7968 | 90.8453 | 0
7969 | 90.8453 | 0
7970 | 90.8453 | 0
7971 | 90.8453 | 0
7972 | 90.8453 | 0
7973 | 90.638 | 0
7974 | 90.469 | 0
7975 | 90.469 | 0
7976 | 90.455 | 0
7977 | 90.4 | 0
7978 | 90.4 | 0
7979 | 90.4 | 0
7980 | 90.4 | 0
7981 | 90.4 | 0
7982 | 90.093 | 0
7983 | 90.0484 | 0
7984 | 90.0484 | 0
7985 | 90.0355 | 0
7986 | 90.0212 | 0
7987 | 89.7711 | 0
7988 | 89.7426 | 0
7989 | 89.69 | 0
7990 | 89.626 | 0
7991 | 89.61 | 0
7992 | 89.6 | 0
7993 | 89.6 | 0
7994 | 89.6 | 0
7995 | 89.6 | 0
7996 | 89.6 | 0
7997 | 89.6 | 0
7998 | 89.6 | 0
7999 | 89.6 | 0
8000 | 89.6 | 0
8001 | 89.6 | 0
8002 | 89.6 | 0
8003 | 89.489 | 0
8004 | 89.4741 | 0
8005 | 89.332 | 0
8006 | 89.2515 | 0
8007 | 89.172 | 0
8008 | 89.1435 | 0
8009 | 89.1435 | 0
8010 | 89.121 | 0
8011 | 88.9979 | 0
8012 | 88.9979 | 0
8013 | 88.9845 | 0
8014 | 88.8 | 0
8015 | 88.8 | 0
8016 | 88.8 | 0
8017 | 88.8 | 0
8018 | 88.8 | 0
8019 | 88.8 | 0
8020 | 88.6732 | 0
8021 | 88.652 | 0
8022 | 88.61 | 0
8023 | 88.4546 | 0
8024 | 88.4546 | 0
8025 | 88.4546 | 0
8026 | 88.4546 | 0
8027 | 88.4546 | 0
8028 | 88.3635 | 0
8029 | 88.3256 | 0
8030 | 88.3256 | 0
8031 | 88.3256 | 0
8032 | 88.3256 | 0
8033 | 88.3072 | 0
8034 | 88.307 | 0
8035 | 88.2653 | 0
8036 | 88.264 | 0
8037 | 88.2624 | 0
8038 | 88.2624 | 0
8039 | 88.262 | 0
8040 | 88.18 | 0
8041 | 88.082 | 0
8042 | 88.0252 | 0
8043 | 88 | 0
8044 | 88 | 0
8045 | 88 | 0
8046 | 88 | 0
8047 | 88 | 0
8048 | 88 | 0
8049 | 88 | 0
8050 | 88 | 0
8051 | 87.9635 | 0
8052 | 87.886 | 0
8053 | 87.8474 | 0
8054 | 87.814 | 0
8055 | 87.738 | 0
8056 | 87.682 | 0
8057 | 87.6577 | 0
8058 | 87.6577 | 0
8059 | 87.6577 | 0
8060 | 87.6577 | 0
8061 | 87.6577 | 0
8062 | 87.6577 | 0
8063 | 87.6577 | 0
8064 | 87.642 | 0
8065 | 87.5078 | 0
8066 | 87.356 | 0
8067 | 87.3011 | 0
8068 | 87.2 | 0
8069 | 87.2 | 0
8070 | 87.2 | 0
8071 | 87.2 | 0
8072 | 87.2 | 0
8073 | 87.2 | 0
8074 | 87.2 | 0
8075 | 87.2 | 0
8076 | 87.2 | 0
8077 | 87.2 | 0
8078 | 87.2 | 0
8079 | 87.2 | 0
8080 | 87.2 | 0
8081 | 87.2 | 0
8082 | 87.2 | 0
8083 | 87.2 | 0
8084 | 87.089 | 0
8085 | 87.0262 | 0
8086 | 86.9093 | 0
8087 | 86.8608 | 0
8088 | 86.8608 | 0
8089 | 86.8608 | 0
8090 | 86.8608 | 0
8091 | 86.8608 | 0
8092 | 86.8608 | 0
8093 | 86.8608 | 0
8094 | 86.8608 | 0
8095 | 86.8608 | 0
8096 | 86.8608 | 0
8097 | 86.8608 | 0
8098 | 86.8608 | 0
8099 | 86.801 | 0
8100 | 86.7914 | 0
8101 | 86.787 | 0
8102 | 86.785 | 0
8103 | 86.7502 | 0
8104 | 86.74 | 0
8105 | 86.69 | 0
8106 | 86.69 | 0
8107 | 86.655 | 0
8108 | 86.617 | 0
8109 | 86.5519 | 0
8110 | 86.4494 | 0
8111 | 86.437 | 0
8112 | 86.4 | 0
8113 | 86.4 | 0
8114 | 86.4 | 0
8115 | 86.4 | 0
8116 | 86.4 | 0
8117 | 86.4 | 0
8118 | 86.4 | 0
8119 | 86.4 | 0
8120 | 86.4 | 0
8121 | 86.4 | 0
8122 | 86.4 | 0
8123 | 86.3179 | 0
8124 | 86.2801 | 0
8125 | 86.0639 | 0
8126 | 86.0639 | 0
8127 | 86.0639 | 0
8128 | 86.0639 | 0
8129 | 86.0639 | 0
8130 | 86.0558 | 0
8131 | 86.0558 | 0
8132 | 86.0558 | 0
8133 | 86.02 | 0
8134 | 85.97 | 0
8135 | 85.8721 | 0
8136 | 85.749 | 0
8137 | 85.7196 | 0
8138 | 85.6854 | 0
8139 | 85.6448 | 0
8140 | 85.6448 | 0
8141 | 85.638 | 0
8142 | 85.6 | 0
8143 | 85.6 | 0
8144 | 85.6 | 0
8145 | 85.6 | 0
8146 | 85.6 | 0
8147 | 85.6 | 0
8148 | 85.6 | 0
8149 | 85.6 | 0
8150 | 85.5428 | 0
8151 | 85.467 | 0
8152 | 85.3392 | 0
8153 | 85.3203 | 0
8154 | 85.3203 | 0
8155 | 85.2782 | 0
8156 | 85.267 | 0
8157 | 85.267 | 0
8158 | 85.1346 | 0
8159 | 84.9541 | 0
8160 | 84.8 | 0
8161 | 84.8 | 0
8162 | 84.8 | 0
8163 | 84.8 | 0
8164 | 84.8 | 0
8165 | 84.741 | 0
8166 | 84.5848 | 0
8167 | 84.557 | 0
8168 | 84.507 | 0
8169 | 84.4702 | 0
8170 | 84.4702 | 0
8171 | 84.4702 | 0
8172 | 84.462 | 0
8173 | 84.446 | 0
8174 | 84.4114 | 0
8175 | 84.323 | 0
8176 | 84.2988 | 0
8177 | 84.2832 | 0
8178 | 84.2281 | 0
8179 | 84.1783 | 0
8180 | 84.042 | 0
8181 | 84 | 0
8182 | 84 | 0
8183 | 84 | 0
8184 | 83.995 | 0
8185 | 83.8493 | 0
8186 | 83.8493 | 0
8187 | 83.7151 | 0
8188 | 83.6733 | 0
8189 | 83.5728 | 0
8190 | 83.419 | 0
8191 | 83.4186 | 0
8192 | 83.4186 | 0
8193 | 83.4186 | 0
8194 | 83.396 | 0
8195 | 83.254 | 0
8196 | 83.2 | 0
8197 | 83.2 | 0
8198 | 83.0716 | 0
8199 | 82.933 | 0
8200 | 82.9302 | 0
8201 | 82.892 | 0
8202 | 82.8821 | 0
8203 | 82.8764 | 0
8204 | 82.775 | 0
8205 | 82.665 | 0
8206 | 82.654 | 0
8207 | 82.638 | 0
8208 | 82.6104 | 0
8209 | 82.6008 | 0
8210 | 82.453 | 0
8211 | 82.403 | 0
8212 | 82.4 | 0
8213 | 82.3874 | 0
8214 | 82.3782 | 0
8215 | 82.3782 | 0
8216 | 82.3782 | 0
8217 | 82.3782 | 0
8218 | 82.3435 | 0
8219 | 82.3325 | 0
8220 | 82.3166 | 0
8221 | 82.1914 | 0
8222 | 82.0825 | 0
8223 | 82.0795 | 0
8224 | 82.0705 | 0
8225 | 82.0117 | 0
8226 | 81.8383 | 0
8227 | 81.795 | 0
8228 | 81.783 | 0
8229 | 81.6427 | 0
8230 | 81.6 | 0
8231 | 81.6 | 0
8232 | 81.6 | 0
8233 | 81.6 | 0
8234 | 81.6 | 0
8235 | 81.6 | 0
8236 | 81.515 | 0
8237 | 81.5007 | 0
8238 | 81.5007 | 0
8239 | 81.435 | 0
8240 | 81.362 | 0
8241 | 81.2826 | 0
8242 | 81.253 | 0
8243 | 81.1985 | 0
8244 | 81.1979 | 0
8245 | 81.184 | 0
8246 | 81.1182 | 0
8247 | 81.102 | 0
8248 | 81.0455 | 0
8249 | 80.9652 | 0
8250 | 80.9652 | 0
8251 | 80.9369 | 0
8252 | 80.8682 | 0
8253 | 80.819 | 0
8254 | 80.81 | 0
8255 | 80.81 | 0
8256 | 80.81 | 0
8257 | 80.8 | 0
8258 | 80.7865 | 0
8259 | 80.774 | 0
8260 | 80.761 | 0
8261 | 80.6148 | 0
8262 | 80.579 | 0
8263 | 80.506 | 0
8264 | 80.485 | 0
8265 | 80.475 | 0
8266 | 80.4598 | 0
8267 | 80.4469 | 0
8268 | 80.2656 | 0
8269 | 80.1929 | 0
8270 | 80.162 | 0
8271 | 80.1193 | 0
8272 | 80.078 | 0
8273 | 80 | 0
8274 | 80 | 0
8275 | 80 | 0
8276 | 80 | 0
8277 | 79.923 | 0
8278 | 79.796 | 0
8279 | 79.7665 | 0
8280 | 79.6888 | 0
8281 | 79.6888 | 0
8282 | 79.6888 | 0
8283 | 79.66 | 0
8284 | 79.653 | 0
8285 | 79.4856 | 0
8286 | 79.4371 | 0
8287 | 79.4286 | 0
8288 | 79.4286 | 0
8289 | 79.3551 | 0
8290 | 79.3501 | 0
8291 | 79.3432 | 0
8292 | 79.281 | 0
8293 | 79.24 | 0
8294 | 79.2 | 0
8295 | 79.2 | 0
8296 | 79.067 | 0
8297 | 79.057 | 0
8298 | 78.9726 | 0
8299 | 78.9318 | 0
8300 | 78.901 | 0
8301 | 78.853 | 0
8302 | 78.8376 | 0
8303 | 78.7595 | 0
8304 | 78.738 | 0
8305 | 78.738 | 0
8306 | 78.738 | 0
8307 | 78.738 | 0
8308 | 78.7006 | 0
8309 | 78.5941 | 0
8310 | 78.5463 | 0
8311 | 78.5117 | 0
8312 | 78.42 | 0
8313 | 78.4 | 0
8314 | 78.4 | 0
8315 | 78.3215 | 0
8316 | 78.115 | 0
8317 | 78.0473 | 0
8318 | 77.6938 | 0
8319 | 77.625 | 0
8320 | 77.6 | 0
8321 | 77.379 | 0
8322 | 77.3566 | 0
8323 | 77.3566 | 0
8324 | 77.3566 | 0
8325 | 77.076 | 0
8326 | 76.9871 | 0
8327 | 76.876 | 0
8328 | 76.8 | 0
8329 | 76.8 | 0
8330 | 76.8 | 0
8331 | 76.8 | 0
8332 | 76.7762 | 0
8333 | 76.614 | 0
8334 | 76.5013 | 0
8335 | 76.2014 | 0
8336 | 76.02 | 0
8337 | 76 | 0
8338 | 76 | 0
8339 | 75.9752 | 0
8340 | 75.749 | 0
8341 | 75.7243 | 0
8342 | 75.611 | 0
8343 | 75.453 | 0
8344 | 75.3169 | 0
8345 | 75.2845 | 0
8346 | 75.2 | 0
8347 | 75.163 | 0
8348 | 75.1595 | 0
8349 | 74.961 | 0
8350 | 74.903 | 0
8351 | 74.8706 | 0
8352 | 74.6694 | 0
8353 | 74.649 | 0
8354 | 74.6116 | 0
8355 | 74.5939 | 0
8356 | 74.5939 | 0
8357 | 74.479 | 0
8358 | 74.454 | 0
8359 | 74.3586 | 0
8360 | 74.1644 | 0
8361 | 73.9979 | 0
8362 | 73.9032 | 0
8363 | 73.28 | 0
8364 | 73.0629 | 0
8365 | 73.0251 | 0
8366 | 72.995 | 0
8367 | 72.9207 | 0
8368 | 72.8 | 0
8369 | 72.8 | 0
8370 | 72.8 | 0
8371 | 72.771 | 0
8372 | 72.4879 | 0
8373 | 72 | 0
8374 | 71.8311 | 0
8375 | 71.5652 | 0
8376 | 71.47 | 0
8377 | 71.433 | 0
8378 | 70.538 | 0
8379 | 70.4498 | 0
8380 | 70.3334 | 0
8381 | 69.874 | 0
8382 | 69.845 | 0
8383 | 69.75 | 0
8384 | 69.556 | 0
8385 | 69.059 | 0
8386 | 68.887 | 0
8387 | 68.8 | 0
8388 | 68.6977 | 0
8389 | 68.404 | 0
8390 | 67.2 | 0
8391 | 66.9963 | 0
8392 | 66.9323 | 0
8393 | 66.865 | 0
8394 | 66.3057 | 0
8395 | 66.072 | 0
8396 | 65.492 | 0
8397 | 65.31 | 0
8398 | 64.271 | 0
8399 | 64.133 | 0
8400 | 63.569 | 0
8401 | 62.387 | 0
8402 | 62.252 | 0
8403 | 60.615 | 0
8404 | 60.338 | 0
8405 | 60.106 | 0
8406 | 59.935 | 0
8407 | 59.771 | 0
8408 | 59.139 | 0
8409 | 57.64 | 0
8410 | 57.444 | 0
8411 | 56.963 | 0
8412 | 44.716 | 0
8413 | 39.491 | 0
8414 | 37.99 | 0
8415 | 0 | 0
8416 | 0 | 0
8417 | 0 | 0
8418 | 0 | 0
8419 | 0 | 0
8420 | 0 | 0
8421 | 0 | 0
8422 | 0 | 0
8423 | 0 | 0
8424 | 0 | 0
8425 | 0 | 0
8426 | 0 | 0
8427 | 0 | 0
8428 | 0 | 0
8429 | 0 | 0
8430 | 0 | 0
8431 | 0 | 0
8432 | 0 | 0
8433 | 0 | 0
8434 | 0 | 0
8435 | 0 | 0
8436 | 0 | 0
8437 | 0 | 0
8438 | 0 | 0
8439 | 0 | 0
8440 | 0 | 0
8441 | 0 | 0
8442 | 0 | 0
8443 | 0 | 0
8444 | 0 | 0
8445 | 0 | 0
8446 | 0 | 0
8447 | 0 | 0
8448 | 0 | 0
8449 | 0 | 0
8450 | 0 | 0
8451 | 0 | 0
8452 | 0 | 0
8453 | 0 | 0
8454 | 0 | 0
8455 | 0 | 0
8456 | 0 | 0
8457 | 0 | 0
8458 | 0 | 0
8459 | 0 | 0
8460 | 0 | 0
8461 | 0 | 0
8462 | 0 | 0
8463 | 0 | 0
8464 | 0 | 0
8465 | 0 | 0
8466 | 0 | 0
8467 | 0 | 0
8468 | 0 | 0
8469 | 0 | 0
8470 | 0 | 0
8471 | 0 | 0
8472 | 0 | 0
8473 | 0 | 0
8474 | 0 | 0
8475 | 0 | 0
8476 | 0 | 0
8477 | 0 | 0
8478 | 0 | 0
8479 | 0 | 0
8480 | 0 | 0
8481 | 0 | 0
8482 | 0 | 0
8483 | 0 | 0
8484 | 0 | 0
8485 | 0 | 0
8486 | 0 | 0
8487 | 0 | 0
8488 | 0 | 0
8489 | 0 | 0
8490 | 0 | 0
8491 | 0 | 0
8492 | 0 | 0
8493 | 0 | 0
8494 | 0 | 0
8495 | 0 | 0
8496 | 0 | 0
8497 | 0 | 0
8498 | 0 | 0
8499 | 0 | 0
8500 | 0 | 0
8501 | 0 | 0
8502 | 0 | 0
8503 | 0 | 0
8504 | 0 | 0
8505 | 0 | 0
8506 | 0 | 0
8507 | 0 | 0
8508 | 0 | 0
8509 | 0 | 0
8510 | 0 | 0
8511 | 0 | 0
8512 | 0 | 0
8513 | 0 | 0
8514 | 0 | 0
8515 | 0 | 0
8516 | 0 | 0
8517 | 0 | 0
8518 | 0 | 0
8519 | 0 | 0
8520 | 0 | 0
8521 | 0 | 0
8522 | 0 | 0
8523 | 0 | 0
8524 | 0 | 0
8525 | 0 | 0
8526 | 0 | 0
8527 | 0 | 0
8528 | 0 | 0
8529 | 0 | 0
8530 | 0 | 0
8531 | 0 | 0
8532 | 0 | 0
8533 | 0 | 0
8534 | 0 | 0
8535 | 0 | 0
8536 | 0 | 0
8537 | 0 | 0
8538 | 0 | 0
8539 | 0 | 0
8540 | 0 | 0
8541 | 0 | 0
8542 | 0 | 0
8543 | 0 | 0
8544 | 0 | 0
8545 | 0 | 0
8546 | 0 | 0
8547 | 0 | 0
8548 | 0 | 0
8549 | 0 | 0
8550 | 0 | 0
8551 | 0 | 0
8552 | 0 | 0
8553 | 0 | 0
8554 | 0 | 0
8555 | 0 | 0
8556 | 0 | 0
8557 | 0 | 0
8558 | 0 | 0
8559 | 0 | 0
8560 | 0 | 0
8561 | 0 | 0
8562 | 0 | 0
8563 | 0 | 0
8564 | 0 | 0
8565 | 0 | 0
8566 | 0 | 0
8567 | 0 | 0
8568 | 0 | 0
8569 | 0 | 0
8570 | 0 | 0
8571 | 0 | 0
8572 | 0 | 0
8573 | 0 | 0
8574 | 0 | 0
8575 | 0 | 0
8576 | 0 | 0
8577 | 0 | 0
8578 | 0 | 0
8579 | 0 | 0
8580 | 0 | 0
8581 | 0 | 0
8582 | 0 | 0
8583 | 0 | 0
8584 | 0 | 0
8585 | 0 | 0
8586 | 0 | 0
8587 | 0 | 0
8588 | 0 | 0
8589 | 0 | 0
8590 | 0 | 0
8591 | 0 | 0
8592 | 0 | 0
8593 | 0 | 0
8594 | 0 | 0
8595 | 0 | 0
8596 | 0 | 0
8597 | 0 | 0
8598 | 0 | 0
8599 | 0 | 0
8600 | 0 | 0
8601 | 0 | 0
8602 | 0 | 0
8603 | 0 | 0
8604 | 0 | 0
8605 | 0 | 0
8606 | 0 | 0
8607 | 0 | 0
8608 | 0 | 0
8609 | 0 | 0
8610 | 0 | 0
8611 | 0 | 0
8612 | 0 | 0
8613 | 0 | 0
8614 | 0 | 0
8615 | 0 | 0
8616 | 0 | 0
8617 | 0 | 0
8618 | 0 | 0
8619 | 0 | 0
8620 | 0 | 0
8621 | 0 | 0
8622 | 0 | 0
8623 | 0 | 0
8624 | 0 | 0
8625 | 0 | 0
8626 | 0 | 0
8627 | 0 | 0
8628 | 0 | 0
8629 | 0 | 0
8630 | 0 | 0
8631 | 0 | 0
8632 | 0 | 0
8633 | 0 | 0
8634 | 0 | 0
8635 | 0 | 0
8636 | 0 | 0
8637 | 0 | 0
8638 | 0 | 0
8639 | 0 | 0
8640 | 0 | 0
8641 | 0 | 0
8642 | 0 | 0
8643 | 0 | 0
8644 | 0 | 0
8645 | 0 | 0
8646 | 0 | 0
8647 | 0 | 0
8648 | 0 | 0
8649 | 0 | 0
8650 | 0 | 0
8651 | 0 | 0
8652 | 0 | 0
8653 | 0 | 0
8654 | 0 | 0
8655 | 0 | 0
8656 | 0 | 0
8657 | 0 | 0
8658 | 0 | 0
8659 | 0 | 0
8660 | 0 | 0
8661 | 0 | 0
8662 | 0 | 0
8663 | 0 | 0
8664 | 0 | 0
8665 | 0 | 0
8666 | 0 | 0
8667 | 0 | 0
8668 | 0 | 0
8669 | 0 | 0
8670 | 0 | 0
8671 | 0 | 0
8672 | 0 | 0
8673 | 0 | 0
8674 | 0 | 0
8675 | 0 | 0
8676 | 0 | 0
8677 | 0 | 0
8678 | 0 | 0
8679 | 0 | 0
8680 | 0 | 0
8681 | 0 | 0
8682 | 0 | 0
8683 | 0 | 0
8684 | 0 | 0
8685 | 0 | 0
8686 | 0 | 0
8687 | 0 | 0
8688 | 0 | 0
8689 | 0 | 0
8690 | 0 | 0
8691 | 0 | 0
8692 | 0 | 0
8693 | 0 | 0
8694 | 0 | 0
8695 | 0 | 0
8696 | 0 | 0
8697 | 0 | 0
8698 | 0 | 0
8699 | 0 | 0
8700 | 0 | 0
8701 | 0 | 0
8702 | 0 | 0
8703 | 0 | 0
8704 | 0 | 0
8705 | 0 | 0
8706 | 0 | 0
8707 | 0 | 0
8708 | 0 | 0
8709 | 0 | 0
8710 | 0 | 0
8711 | 0 | 0
8712 | 0 | 0
8713 | 0 | 0
8714 | 0 | 0
8715 | 0 | 0
8716 | 0 | 0
8717 | 0 | 0
8718 | 0 | 0
8719 | 0 | 0
8720 | 0 | 0
8721 | 0 | 0
8722 | 0 | 0
8723 | 0 | 0
8724 | 0 | 0
8725 | 0 | 0
8726 | 0 | 0
8727 | 0 | 0
8728 | 0 | 0
8729 | 0 | 0
8730 | 0 | 0
8731 | 0 | 0
8732 | 0 | 0
8733 | 0 | 0
8734 | 0 | 0
8735 | 0 | 0
8736 | 0 | 0
8737 | 0 | 0
8738 | 0 | 0
8739 | 0 | 0
8740 | 0 | 0
8741 | 0 | 0
8742 | 0 | 0
8743 | 0 | 0
8744 | 0 | 0
8745 | 0 | 0
8746 | 0 | 0
8747 | 0 | 0
8748 | 0 | 0
8749 | 0 | 0
8750 | 0 | 0
8751 | 0 | 0
8752 | 0 | 0
8753 | 0 | 0
8754 | 0 | 0
8755 | 0 | 0
8756 | 0 | 0
8757 | 0 | 0
8758 | 0 | 0
8759 | 0 | 0
8760 | 0 | 0