## Cover
Investment Case Workbook - Factory A Vietnam ESCO E2E
ESCO discount-to-EVN tariff (behind-the-meter) · prepared 2026-09-13 · REopt dispatch + proforma_vietnam financial engine
REopt run UUID: eab59b3b-b755-4d36-85c3-1a668bb45658
Model validation status |  | Live tie-out of every Excel-derived metric against the engine
Colour legend
Hardcoded input / engine output | Case file terms, REopt dispatch results, 8760-h settlement totals, tie-out references
Live Excel formula (white) | Everything derivable is a formula - trace with Excel's formula auditing tools
PASS / REVIEW check cell | Excel-vs-engine tie-out at stated tolerances
Contents
Executive Summary | Headline KPIs for both counterparties
Assumptions | Every case input & contract term with unit, source and named cell
Model Basis | Methodology, settlement math, simplifications register
Pro Forma (Audit) | Full cash flow rebuilt with live formulas + engine tie-out
FX Sensitivity | USD returns under VND depreciation (editable)
Buyer Analysis | Offtaker savings vs business-as-usual
Developer Returns | Sources & uses, coverage, equity cash flow
Technical Results | System sizing, year-1 energy balance, bill comparison
Battery SOH | State of health replayed from the solved dispatch; drives the battery derate
Dispatch Profile | 8760-h dispatch incl. original PV generation; chart shows the peak-load week
Load Duration | Load and net-load duration curves
Prepared for investment and lending review. Figures are model outputs, not offers; REopt sizing is optimizer output and may shift with solver versions.
Regenerate offline anytime: python -m proforma_vietnam.rebuild_report --case-dir <case>.

## Executive Summary
Investment & PPA Negotiation Summary - Factory A Vietnam ESCO E2E
ESCO discount-to-EVN tariff (behind-the-meter) · prepared 2026-09-13 · REopt dispatch + proforma_vietnam financial model
Project & System
PV Size (kW) | 3967.838
Battery Power (kW) | 1179.62
Battery Energy (kWh) | 7310.82
Total Investment (USD) | 2876230.24
Contract Terms
ESCO Energy Price (fraction of EVN tariff) | 90%
Demand Savings Share to ESCO | 80%
Analysis Period (Years) | 20
Developer (Seller) Returns
Equity IRR | 16.4%
Project IRR | 12.89%
NPV (USD) | 765928.9807 | At owner discount rate
Minimum DSCR (debt years) | 1.1484 | Lender covenant view
Average DSCR | 1.3046
Simple Payback (Years) | 9.4516
Equity Investment (USD) | 862869.072
Debt Principal (USD) | 2013361.168
Buyer (Offtaker) Outcome
Year 1 BAU Cost (USD) | 731030.93
Year 1 Cost With Project (USD) | 688150.8691
Year 1 Buyer Savings (USD) | 42880.0609
Year 1 Savings (% of BAU) | 5.866%
First 10 Years Buyer Savings (USD) | 498142.4457 | Cumulative, years 1-10
First 10 Years Savings (% of BAU) | 5.676%
Lifetime Buyer Savings (USD) | 1189319.1872 | Sum over analysis period
Lifetime Savings (% of BAU) | 5.463%
Model Basis & Conventions
• ESCO is paid a discount to the time-specific EVN tariff for project-served energy.
• PV degradation, O&M escalation and battery replacement (REopt schedule) are applied across the analysis period.
• PV straight-line depreciation over 20 years (Circular 45/2013/TT-BTC permits 7-20 years for generating equipment).
• Vietnam CIT: 4-year exemption + 9-year 50% reduction from first profitable year; 5-year tax-loss carryforward.
• All USD figures at the fixed contract exchange rate (see Assumptions); FX drift between VND revenue and USD reporting is quantified on the FX Sensitivity sheet.

## Assumptions
Assumptions & Model Inputs
Shaded cells are hardcoded inputs (case file or engine output); named cells drive every formula on the Pro Forma (Audit) sheet.
Project & Run
Case name | Factory A Vietnam ESCO E2E |  | case.json
Financing structure | ESCO discount-to-EVN (behind-the-meter) |  | proforma_vietnam.structures
REopt run UUID | eab59b3b-b755-4d36-85c3-1a668bb45658 |  | REopt API
Report prepared | 2026-09-13
Analysis period | 20 | years | proforma_vietnam.defaults replacement policy (PROJECT_YEARS) unless case.json financial.analysis_years overrides
Tariff year | 2025 |  | case.json tariff.year
Voltage level | 22-110kV |  | case.json tariff.voltage_level
TOU schedule | decision_963 |  | case.json tariff.tou_schedule
Site & Load Profile (case.json)
Latitude | 10.8231 | deg | case.json site.latitude
Longitude | 106.6297 | deg | case.json site.longitude
Load profile file | Sample Load Profile/Emivest_clean.csv |  | case.json load_profile.path (8760 hourly kW)
Load year | 2025 |  | case.json load_profile.year
PV Technology (case.json)
PV minimum size | 0 | kW | case.json technologies.pv.min_kw
PV maximum size | 10000 | kW | case.json technologies.pv.max_kw
PV installed cost | 480 | USD/kW | case.json technologies.pv.installed_cost_per_kw
PV O&M cost | 6 | USD/kW/yr | case.json technologies.pv.om_cost_per_kw
PV degradation (case input) | 0.5% | per year | case.json technologies.pv.degradation_fraction
PVWatts tilt | 10 |  | case.json technologies.pv.pvwatts (production factor inputs)
PVWatts azimuth | 180 |  | case.json technologies.pv.pvwatts (production factor inputs)
PVWatts array_type | 1 |  | case.json technologies.pv.pvwatts (production factor inputs)
PVWatts module_type | 0 |  | case.json technologies.pv.pvwatts (production factor inputs)
PVWatts losses | 14 |  | case.json technologies.pv.pvwatts (production factor inputs)
PVWatts dc_ac_ratio | 1.2 |  | case.json technologies.pv.pvwatts (production factor inputs)
Storage Technology (case.json)
Storage minimum power | 0 | kW | case.json technologies.storage.min_kw
Storage maximum power | 5000 | kW | case.json technologies.storage.max_kw
Storage minimum energy | 0 | kWh | case.json technologies.storage.min_kwh
Storage maximum energy | 20000 | kWh | case.json technologies.storage.max_kwh
Storage cost per kW | 80 | USD/kW | case.json technologies.storage.installed_cost_per_kw
Storage cost per kWh | 120 | USD/kWh | case.json technologies.storage.installed_cost_per_kwh
Storage fixed cost | 0 | USD | case.json technologies.storage.installed_cost_constant
O&M (fraction of installed cost) | 1% | per year | case.json technologies.storage.om_cost_fraction_of_installed_cost
Currency & FX
Model currency | USD |  | EVN tariff converted VND→USD before REopt; see Model Basis
Contract exchange rate | 26300 | VND per USD | case.json tariff.exchange_rate_vnd_per_usd
FX treatment | Held flat over the analysis period |  | Simplification - see FX Sensitivity sheet
Capital Costs
PV capex | 1904562.24 | USD | REopt PV size_kw × installed_cost_per_kw
BESS capex | 971668 | USD | REopt ElectricStorage initial_capital_cost
Other capex | 0 | USD | case.json (developer overrides)
Total investment |  | USD | Formula: PV + BESS + Other
Operating Costs
Year-1 O&M | 33523.7149 | USD/yr | REopt Financial.year_one_om_costs_before_tax
O&M escalation | 3% | per year | vietnam_defaults.json / case.json financial.om_escalation_rate
Replacement Policy
Battery replacement | Not scheduled inside the 20 year horizon |  | Client direction 2026-09-12: capacity fade is carried on the Battery SOH sheet and derates the battery's savings; REopt sent replace_cost 0. Opt in per case with technologies.storage.replacement
Battery cycle life (EFC to 80 percent) | 8000 | cycles | proforma_vietnam.defaults BESS_CYCLE_LIFE_EFC unless case.json technologies.storage.cycle_life_efc overrides (sets the SOH cycle fade: (1 - 0.80) / cycle life per kWh discharged)
Battery ageing treatment | derate |  | case.json technologies.storage.ageing_treatment (2026-09-13): derate multiplies the battery's savings by the year's SOH; augment keeps the capacity at nominal and books the daily top-up as an operating cost (Pro Forma row 'Battery augmentation')
Augmentation price declination | 3% | per year | proforma_vietnam.defaults BESS_AUGMENTATION_PRICE_DECLINATION_RATE unless technologies.storage.augmentation_price_declination_rate; the top-up is priced at the installed USD/kWh sent to REopt times (1 - rate)^(day/365), REopt's own degradation price path
PV inverter replacement year | 11 | year | proforma_vietnam.defaults replacement policy
PV inverter replacement fraction of PV capex | 10% | fraction | proforma_vietnam.defaults replacement policy
PV inverter replacement cost | 190456.224 | USD | Engine: fraction x solved PV capex (none booked when the run has no PV)
Tariff & Escalation
EVN energy escalation | 4% | per year | case.json tariff.evn_energy_escalation_rate
EVN capacity (demand) escalation | 4% | per year | case.json tariff.evn_capacity_escalation_rate
PV degradation | 0.5% | per year | REopt PV.degradation_fraction
Tariff currency fed to REopt | USD |  | case.json tariff.currency
Two-component tariff pilot | FALSE | yes/no | case.json tariff.two_component_pilot_enabled
Contract Terms
ESCO energy price (fraction of EVN tariff) | 90% | fraction | case.json esco_contract.esco_energy_discount_fraction
Demand savings share to ESCO | 80% | fraction | case.json esco_contract.demand_savings_esco_share
Grid charging enabled | FALSE | yes/no | case.json esco_contract.grid_charging_enabled
Financing
Debt fraction | 70% | of total capex | vietnam_defaults.json / case.json financial.debt_fraction
Debt interest rate | 8.5% | per year | vietnam_defaults.json / case.json financial.debt_interest_rate_fraction
Debt term | 10 | years | vietnam_defaults.json / case.json financial.debt_term_years
Debt principal |  | USD | Formula: total investment × debt fraction
Equity investment |  | USD | Formula: total investment − debt
Annual debt payment (level) |  | USD/yr | Standard annuity over the debt term
Owner discount rate | 10% | per year | case.json financial.owner_discount_rate_fraction
Tax & Depreciation (Vietnam)
CIT regime | Standard + holiday (conservative ESCO default) |  | proforma_vietnam.cash_flow (structure-dependent; explicit override wins)
CIT standard rate | 20% | of taxable income | Law 67/2025/QH15; vietnam_defaults.json
CIT holiday | 4 | years | Law 67/2025 (from first profitable year); Circular 78/2014 Art. 18 shape
CIT reduced-rate period | 9 | years | Law 67/2025; Circular 78/2014 Art. 18 shape
CIT reduction during period | 50% | of applicable base rate | Law 67/2025 (50% of base rate)
Tax-loss carryforward limit | 5 | years | Law 67/2025; Circular 78/2014 Art. 9 shape
Incentive clock cap | 4 | year (latest start) | Law 67/2025; Circular 78/2014 Art. 18 shape
PV depreciation (straight-line) | 20 | years | Circular 45/2013/TT-BTC (7–20 yr band)
BESS depreciation (straight-line) | 8 | years | Circular 45/2013/TT-BTC
Year-1 Engine Outputs (hardcoded - dispatch × tariff, not derivable in-sheet)
Year-1 BAU EVN bill | 731030.93 | USD | REopt ElectricTariff.year_one_bill_before_tax_bau
Year-1 optimized EVN bill | 300370.7263 | USD | REopt ElectricTariff.year_one_bill_before_tax
Year-1 BAU demand charge | 0 | USD | REopt year_one_demand_cost_before_tax_bau
Year-1 optimized demand charge | 0 | USD | REopt year_one_demand_cost_before_tax
Year-1 demand savings base | 0 | USD | max(BAU − optimized demand charge, 0)
Year-1 served-energy retail value | 430660.1778 | USD | Σ project-served kWh × EVN TOU rate (8760 h)
Year-1 battery energy revenue base | 199875.714 | USD | Battery-served kWh x TOU rate x ESCO discount (inside the served series (PV-charged storage))
Year-1 battery served-energy retail value | 222084.1267 | USD | Battery-served kWh x EVN TOU rate
Year-1 battery net energy value outside served | 0 | USD | Discharge at retail minus grid charging (direct ownership / battery-only cases)
Year-1 battery demand relief | 0 | USD | PV-only counterfactual demand charge minus solved (counterfactual)
Battery share of matched energy | 37.5% | fraction | Battery-served kWh / project-served kWh
Year-1 ESCO energy revenue base | 387594.1601 | USD | Σ served kWh × EVN TOU rate × ESCO discount
Year-1 grid arbitrage base | 0 | USD | REopt net grid arbitrage × ESCO share
Other Assumptions (assumptions.json echo)
battery_ageing_treatment | derate |  | assumptions.json
bess_augmentation_price_declination_rate | 0.03 |  | assumptions.json
rate_vintage_source | EVN retail electricity tariff, Decision 1279/QD-BCT dated 2025-05-09 |  | assumptions.json
rate_vintage_year | 2025 |  | assumptions.json
tariff_category | manufacturing |  | assumptions.json

## Model Basis
Model Basis, Conventions & Simplifications
1. Model architecture
• REopt (NLR optimization engine) selects PV/BESS sizing and hourly dispatch against the EVN time-of-use tariff over an 8760-hour year.
• proforma_vietnam post-processes the REopt run: an hourly ND57/2025 DPPA settlement layer (when applicable) and a 20-year developer cash flow with Vietnam tax and debt.
• This workbook is generated from that engine. The Pro Forma (Audit) sheet re-derives the full cash flow with live Excel formulas from the named inputs on the Assumptions sheet; the Checks block ties every metric back to the engine (PASS/REVIEW).
2. Currency & FX
• All money flows are computed in USD at the fixed contract rate (26,300 VND/USD).
• Underlying revenue is VND-denominated (EVN tariff, FMP market, DPPA fees). Holding FX flat for the analysis period is a simplification: the FX Sensitivity sheet quantifies USD-reported returns under 0-3%/yr VND depreciation.
• Sheets that show VND amounts (Hourly/Monthly Settlement, DPPA fee inputs) are VND-native regulatory quantities, not conversions.
• Debt is assumed VND-denominated (local bank), so DSCR is FX-neutral.
3. Settlement math - ESCO discount-to-EVN
• The ESCO is paid a contracted fraction of the time-specific EVN tariff for project-served energy (PV→load, plus battery→load when the battery cannot grid-charge).
• Demand-charge savings vs BAU are split between ESCO and offtaker at the contracted share.
• Year-1 revenue is computed from the 8760-hour REopt dispatch × TOU rates; later years scale by EVN escalation and PV degradation factors shown on the Pro Forma (Audit) sheet.
4. Multi-year mechanics
• PV degradation compounds on generation-linked terms; energy lost to degradation is repurchased from EVN at retail (added to the buyer's residual bill / C_BL).
• O&M escalates at its own rate. Battery: no scheduled replacement inside the horizon (client direction 2026-09-12); capacity fade is carried by the Battery SOH curve and derates the battery's savings each year. The PV inverter is booked in year 11 at 10 percent of the solved PV capex.
• Battery state of health: REopt.jl v0.57.0's daily fade recurrence (calendar fade on the average stored energy, cycle fade on the energy discharged) replayed over the horizon on the solved year-1 dispatch, with the hours-per-time-step factor removed so 15 minute and hourly solves age alike. Cycle life 8,000 EFC to 80 percent sets the cycle coefficient. Treatment: derate. The battery's share of energy revenue, retail repurchase, demand relief and grid arbitrage is multiplied by the year's average SOH; energy delivered is assumed to scale with capacity (the battery treated as capacity-bound every day), an upper bound on the loss. The cost of keeping the capacity by augmentation instead is shown on the Battery SOH sheet for comparison. The optimiser does not see the curve. See the Battery SOH sheet.
• Debt: level-payment annuity over the debt term (interest + principal split per the Debt Schedule block).
• CIT regime: standard rate with holiday (Law 67/2025; legacy Circular 78/2014 shape) - 20% base rate throughout. Conservative default for a service ESCO, whose RE-producer status is a legal question; grandfathered projects keep old-law incentives. The 4-year exemption and 9-year 50%-reduction periods count from the first profitable year, no later than year 4; the 50% reduction applies to the then-applicable base rate. Tax losses carry forward at most 5 consecutive years, consumed FIFO - the carryforward schedule is fully visible on the Pro Forma sheet.
• Straight-line depreciation: PV over the configured life within the 7-20y band of Circular 45/2013/TT-BTC; BESS over its own life.
• Battery replacement is CAPITALIZED, not expensed (VAS / Circular 45/2013): each replacement battery is a fixed asset depreciated straight-line over the 8-year BESS class life from its in-service (replacement) year, with each replacement year carrying its own schedule. The replacement cash outflow is unchanged - only the CIT deduction timing shifts from a single full deduction to the depreciation stream.
5. Simplifications register (disclosed for audit)
• Fixed FX over the analysis period - quantified on the FX Sensitivity sheet.
• Battery replacement depreciation is truncated at the analysis horizon: charges beyond the final year are simply not taken and the undepreciated remainder is not written off (no terminal disposal/salvage of the replaced or residual battery is modelled).
• VAT is out of scope (pass-through assumed for both parties).
• No working-capital, DSRA, or terminal/residual value is modelled.
• A single dispatch year (8760 h) is escalated; no re-dispatch in later years.
• REopt sizing is optimizer output and can vary slightly between solver versions; the financial post-processing is deterministic given results.json.
6. How to validate this workbook
• 1) Assumptions sheet: confirm every shaded input against the case file / contract term sheet.
• 2) Pro Forma (Audit): trace any line - formulas reference named cells (e.g. ESC_ENERGY, DEBT_RATE) and prior rows only.
• 3) Checks block: every metric shows Excel vs engine with PASS/REVIEW at stated tolerances (amounts $1, rates 5 bp, DSCR 0.005, payback 0.05 yr).
• 4) FX Sensitivity: rate cells are editable; Excel recomputes IRR/NPV live.
• 5) Technical sheets (Technical Results, Dispatch Profile, Load Duration, Settlement) are engine output for record. The Dispatch sheet's PV production factor (kWh/kW, PVWatts-derived) is the hourly solar-resource signal - REopt does not persist raw irradiance.
7. Key references
• ND57/2025 (DPPA decree) Art. 14-18 - settlement chain and eligibility.
• NSMO/CD7 simulation examples - k price-only conversion (Ví dụ 1), CfD cap on matched volume (Ví dụ 4).
• Law 67/2025/QH15 + Decree 320/2025/NĐ-CP - CIT rates, RE-producer preferential incentive, holiday & loss carryforward (legacy Circular 78/2014 Art. 9, 18 shape kept for the standard regime).
• Circular 45/2013/TT-BTC - fixed-asset depreciation bands.
• EVN retail tariff (current & QĐ963 TOU structures) as configured in the case file.

## Pro Forma (Audit)
Pro Forma (Audit) - every white cell is a live Excel formula
Shaded cells are hardcoded engine outputs (REopt dispatch / 8760-h settlement / tie-out reference). All other cells derive from the named cells on the Assumptions sheet. Currency: USD at the fixed contract FX rate.
TIMELINE & INDEXATION
Year | index | 0 | 1 | 2 | 3 | 4 | 5 | 6 | 7 | 8 | 9 | 10 | 11 | 12 | 13 | 14 | 15 | 16 | 17 | 18 | 19 | 20
EVN energy escalation factor | index
EVN capacity escalation factor | index
O&M escalation factor | index
PV degradation factor | index
Battery SOH factor (year average) | index | 1 | 0.99163 | 0.98135 | 0.97269 | 0.96458 | 0.95677 | 0.94917 | 0.94171 | 0.93436 | 0.9271 | 0.91992 | 0.91279 | 0.90572 | 0.8987 | 0.89171 | 0.88476 | 0.87784 | 0.87095 | 0.86408 | 0.85724 | 0.85042
REVENUE (USD)
ESCO energy revenue (discount-to-EVN) | USD
Demand charge savings (total) | USD
ESCO share of demand savings | USD
Grid arbitrage revenue | USD
Total developer revenue | USD
OPERATING COSTS (USD)
O&M | USD
Equipment replacement (engine schedule) | USD |  | 0 | 0 | 0 | 0 | 0 | 0 | 0 | 0 | 0 | 0 | 190456.224 | 0 | 0 | 0 | 0 | 0 | 0 | 0 | 0 | 0
EBITDA | USD
DEBT SCHEDULE (USD)
Opening debt balance | USD
Interest | USD
Principal repayment | USD
Debt service | USD
Closing debt balance | USD
DEPRECIATION & VIETNAM CIT (USD)
PV depreciation (straight-line) | USD
BESS depreciation (straight-line) | USD
Replacement depreciation (in-service yr 11) | USD
Total depreciation | USD
Taxable income before loss relief (EBT) | USD
New tax loss arising | USD
Assessable income (pre-relief) | USD
Loss vintage aged 1y - available | USD | 1: 0
Loss vintage aged 2y - available | USD | 1: 0
Loss vintage aged 3y - available | USD | 1: 0
Loss vintage aged 4y - available | USD | 1: 0
Loss vintage aged 5y - available | USD | 1: 0
Loss vintage aged 5y - utilised | USD
Loss vintage aged 4y - utilised | USD
Loss vintage aged 3y - utilised | USD
Loss vintage aged 2y - utilised | USD
Loss vintage aged 1y - utilised | USD
Loss relief utilised (FIFO, ≤5y old) | USD
Taxable income after loss relief | USD
Profitable-to-date flag (starts CIT clock) | 0/1
CIT clock start year (first profit, capped) |  | 1: Circular 78/2014 Art. 18
Applicable CIT rate | %
CIT payable | USD
CASH FLOW & COVERAGE (USD)
Cash available for debt service (CFADS) | USD
Project cash flow (unlevered, post-tax) | USD
Equity cash flow | USD
Cumulative equity cash flow | USD
DSCR (debt years) | x
OFFTAKER (BUYER) POSITION (USD)
BAU EVN bill (energy + demand) | USD
Buyer cost with project | USD
Buyer savings vs BAU | USD
Buyer savings (% of BAU) | %
RETURN METRICS (Excel formulas)
Equity IRR
Project IRR (unlevered)
Equity NPV @ owner discount rate
Minimum DSCR (debt years) |  | 1: MIN ignores the blank non-debt years
Average DSCR (debt years)
First year cumulative equity CF ≥ 0
Simple equity payback |  | 1: years
ROI (cumulative equity CF / equity)
Buyer savings, years 1-10 (% of BAU)
CHECKS - EXCEL vs ENGINE (per-year tie-out)
Equity cash flow (engine) | USD | -862869.072 | 45544.8456 | 56863.9423 | 68876.4058 | 81391.8387 | 94380.6449 | 107838.4966 | 109120.0605 | 120210.7423 | 119440.1483 | 131098.0409 | 261812.7756 | 467093.9211 | 482415.67 | 498249.2235 | 514610.1792 | 485683.665 | 501208.0411 | 517245.9509 | 529051.9279 | 546165.2387
CFADS (engine) | USD |  | 352396.6008 | 363715.6974 | 375728.161 | 388243.5939 | 401232.4 | 414690.2517 | 415971.8157 | 427062.4975 | 426291.9034 | 437949.796 | 261812.7756 | 467093.9211 | 482415.67 | 498249.2235 | 514610.1792 | 485683.665 | 501208.0411 | 517245.9509 | 529051.9279 | 546165.2387
CIT (engine) | USD |  | 0 | 0 | 0 | 0 | 0 | 0 | 12649.976 | 15973.4283 | 31652.098 | 35409.1785 | 37025.9844 | 38673.1979 | 40375.6144 | 42134.8982 | 43952.7821 | 91662.1312 | 95543.2253 | 99552.7027 | 108455.954 | 112734.2817
Max ¦Excel − engine¦ this year | USD
Check |  | 0: Excel; 1: Engine; 2: Delta; 3: Status
Per-year cash flow tie-out (max delta, all years) |  | 1: 0
Equity IRR |  | 1: 16.4%
Project IRR |  | 1: 12.89%
Equity NPV |  | 1: 765928.9807
Minimum DSCR |  | 1: 1.1484
Average DSCR |  | 1: 1.3046
Simple equity payback |  | 1: 9.4516
ROI |  | 1: 665%
Buyer savings, years 1-10 (% of BAU) |  | 1: 5.676%

## FX Sensitivity
FX Sensitivity - VND depreciation vs USD returns
Cash flows are VND-denominated (EVN tariff / DPPA settlement) but reported in USD at the fixed contract rate. Each scenario deflates the year-t USD equity cash flow by (1+d)^t. Debt is assumed VND-denominated, so DSCR is unchanged. The rate cells are editable; engine columns validate the default scenarios.
VND depreciation (per year) | Equity IRR (USD) | Equity NPV (USD) | Equity IRR (engine) | Equity NPV (engine) | Status
0% |  |  | 16.4% | 765928.9807
1% |  |  | 15.25% | 584187.4126
2% |  |  | 14.12% | 427717.2411
3% |  |  | 13.01% | 292576.6539
Helper - FX-adjusted equity cash flow per scenario (USD): CF_t / (1 + d)^t
| 0 | 1 | 2 | 3 | 4 | 5 | 6 | 7 | 8 | 9 | 10 | 11 | 12 | 13 | 14 | 15 | 16 | 17 | 18 | 19 | 20

## Buyer Analysis
Buyer Analysis - Cost vs Business-As-Usual
Annual electricity cost with the project compared against the EVN-only baseline (USD)
Year 1 Snapshot
| Year 1 BAU Cost (USD) | 731030.93
| Year 1 Cost With Project (USD) | 688150.8691
| Year 1 Savings (USD) | 42880.0609
| Year 1 Savings (% of BAU) | 5.866%
| First 10 Years Savings (USD) | 498142.4457 | Cumulative, years 1-10
| First 10 Years Savings (% of BAU) | 5.676%
| Lifetime Savings (USD) | 1189319.1872 | Cumulative over analysis period
| Lifetime Savings (% of BAU) | 5.463%
Year | BAU Cost (USD) | Cost With Project (USD) | Savings (USD) | Savings (% of BAU) | Cumulative Savings (USD)
1 | 731030.93 | 688150.8691 | 42880.0609 | 5.866% | 42880.0609
2 | 760272.1672 | 716022.6821 | 44249.4851 | 5.82% | 87129.546
3 | 790683.0539 | 744983.7515 | 45699.3024 | 5.78% | 132828.8484
4 | 822310.376 | 775101.9178 | 47208.4582 | 5.741% | 180037.3066
5 | 855202.7911 | 806429.0235 | 48773.7676 | 5.703% | 228811.0742
6 | 889410.9027 | 839016.0463 | 50394.8565 | 5.666% | 279205.9307
7 | 924987.3388 | 872914.9883 | 52072.3505 | 5.63% | 331278.2812
8 | 961986.8324 | 908179.4799 | 53807.3525 | 5.593% | 385085.6337
9 | 1000466.3057 | 944865.0658 | 55601.2399 | 5.558% | 440686.8735
10 | 1040484.9579 | 983029.3857 | 57455.5722 | 5.522% | 498142.4457
11 | 1082104.3562 | 1022732.312 | 59372.0442 | 5.487% | 557514.4899
12 | 1125388.5305 | 1064036.0706 | 61352.4598 | 5.452% | 618866.9498
13 | 1170404.0717 | 1107005.3541 | 63398.7176 | 5.417% | 682265.6673
14 | 1217220.2346 | 1151707.433 | 65512.8016 | 5.382% | 747778.4689
15 | 1265909.044 | 1198212.2672 | 67696.7767 | 5.348% | 815475.2457
16 | 1316545.4057 | 1246592.6201 | 69952.7856 | 5.313% | 885428.0313
17 | 1369207.2219 | 1296924.1749 | 72283.047 | 5.279% | 957711.0783
18 | 1423975.5108 | 1349285.6553 | 74689.8555 | 5.245% | 1032400.9338
19 | 1480934.5312 | 1403758.9498 | 77175.5815 | 5.211% | 1109576.5152
20 | 1540171.9125 | 1460429.2406 | 79742.6719 | 5.178% | 1189319.1872

## Developer Returns
Developer Returns - Financing & Cash Flow
Seller/ESCO investment case: sources & uses, return metrics and annual equity cash flow (USD)
Sources & Uses
| Total Investment (USD) | 2876230.24
| Debt Principal (USD) | 2013361.168
| Equity Investment (USD) | 862869.072
Return Metrics
| Equity IRR | 16.4%
| Project IRR | 12.89%
| NPV (USD) | 765928.9807 | At owner discount rate
| Minimum DSCR (debt years) | 1.1484
| Average DSCR | 1.3046
| Simple Payback (Years) | 9.4516
| ROI (cumulative equity CF / equity) | 665%
Year | Revenue (USD) | O&M + Replacement (USD) | CIT (USD) | CFADS (USD) | Debt Service (USD) | DSCR | Equity Cash Flow (USD) | Cumulative Equity CF (USD)
1 | 385920.3157 | 33523.7149 | 0 | 352396.6008 | 306851.7552 | 1.1484 | 45544.8456 | -817324.2264
2 | 398245.1238 | 34529.4263 | 0 | 363715.6974 | 306851.7552 | 1.1853 | 56863.9423 | -760460.2841
3 | 411293.4701 | 35565.3091 | 0 | 375728.161 | 306851.7552 | 1.2245 | 68876.4058 | -691583.8783
4 | 424875.8623 | 36632.2684 | 0 | 388243.5939 | 306851.7552 | 1.2652 | 81391.8387 | -610192.0396
5 | 438963.6365 | 37731.2365 | 0 | 401232.4 | 306851.7552 | 1.3076 | 94380.6449 | -515811.3947
6 | 453553.4253 | 38863.1736 | 0 | 414690.2517 | 306851.7552 | 1.3514 | 107838.4966 | -407972.8981
7 | 468650.8604 | 40029.0688 | 12649.976 | 415971.8157 | 306851.7552 | 1.3556 | 109120.0605 | -298852.8376
8 | 484265.8666 | 41229.9408 | 15973.4283 | 427062.4975 | 306851.7552 | 1.3918 | 120210.7423 | -178642.0954
9 | 500410.8405 | 42466.8391 | 31652.098 | 426291.9034 | 306851.7552 | 1.3892 | 119440.1483 | -59201.9471
10 | 517099.8188 | 43740.8442 | 35409.1785 | 437949.796 | 306851.7552 | 1.4272 | 131098.0409 | 71896.0938
11 | 534348.0536 | 235509.2936 | 37025.9844 | 261812.7756 | 0 |  | 261812.7756 | 333708.8694
12 | 552171.7807 | 46404.6616 | 38673.1979 | 467093.9211 | 0 |  | 467093.9211 | 800802.7905
13 | 570588.0859 | 47796.8015 | 40375.6144 | 482415.67 | 0 |  | 482415.67 | 1283218.4605
14 | 589614.8272 | 49230.7055 | 42134.8982 | 498249.2235 | 0 |  | 498249.2235 | 1781467.684
15 | 609270.5881 | 50707.6267 | 43952.7821 | 514610.1792 | 0 |  | 514610.1792 | 2296077.8633
16 | 629574.6517 | 52228.8555 | 91662.1312 | 485683.665 | 0 |  | 485683.665 | 2781761.5282
17 | 650546.9875 | 53795.7212 | 95543.2253 | 501208.0411 | 0 |  | 501208.0411 | 3282969.5693
18 | 672208.2465 | 55409.5928 | 99552.7027 | 517245.9509 | 0 |  | 517245.9509 | 3800215.5202
19 | 694579.7624 | 57071.8806 | 108455.954 | 529051.9279 | 0 |  | 529051.9279 | 4329267.4481
20 | 717683.5574 | 58784.037 | 112734.2817 | 546165.2387 | 0 |  | 546165.2387 | 4875432.6868

## Technical Results
Metric | Value
System Sizing
PV Size (kW) | 3967.838
Battery Power (kW) | 1179.62
Battery Energy (kWh) | 7310.82
Annual Energy Balance (Year 1)
PV to Load (kWh) | 2992662.3815
PV to Storage (kWh) | 1996001.9353
PV to Grid (kWh) | 0
Storage to Load (kWh) | 1795687.0892
Grid to Load (kWh) | 4730611.958
PV Curtailed (kWh) | 598220.5648
Grid to Storage (kWh) | 0
Year-1 Utility Bill Comparison
BAU Utility Bill (USD) | 731030.93
Optimized Utility Bill (USD) | 300370.7263
Utility Bill Savings (USD) | 430660.2037
BAU Demand Charge (USD) | 0
Optimized Demand Charge (USD) | 0
Demand Charge Savings (USD) | 0
Solar Resource (Year 1)
Annual POA Irradiation (kWh/m²) | 1929.6822
Performance Ratio (Year 1) | 72.97%

## Battery SOH
Battery state of health
Method: REopt.jl v0.57.0 daily fade recurrence replayed over the horizon on the solved year-1 dispatch. SOH[d] = SOH[d-1] - (k_cal x a x Eavg[d-1] x d^(a-1) + k_cyc x E_discharged[d-1]), SOH in kWh, with the hours-per-time-step factor removed (h = 1) so 15 minute and hourly solves age alike.
Cycle fade: k_cyc = (1 - 0.80) / cycle life = 2.500e-05 kWh lost per kWh discharged (cycle life 8,000 EFC to 80 percent).
Calendar fade: k_cal = 1.16e-03, exponent a = 0.428 (NREL laboratory defaults, no chemistry or temperature calibration).
Use: the year-average SOH multiplies the battery's share of the savings on the Pro Forma (Audit) sheet (row 'Battery SOH factor'). Energy delivered is assumed to scale with capacity, the battery treated as capacity-bound every day: an upper bound on the loss. The cost of keeping the capacity by augmentation instead is shown for comparison. The optimiser does not see this curve; no battery replacement is scheduled unless the case opts in.
Energy attribution: inside the served series (PV-charged storage). Demand attribution: counterfactual.
Nominal capacity (kWh) | 7310.82
SOH end of year 10 | 91.64%
SOH end of year 20 | 84.7%
First year below 80 percent | Not within the 20 year horizon
Equivalent full cycles, year 1 | 245.6205
Equivalent full cycles, cumulative | 4912.4095
Average daily discharge, year 1 (kWh) | 4919.6907
Ageing treatment | derate: the battery's savings are multiplied by the year-average SOH
Value lost to fade over the horizon, booked (USD) | 606411.946
Augmentation cost over the horizon, not booked (USD) | 102972.0073
Augmentation price (USD/kWh, year 1; declining 3.0 percent a year) | 120
Year | SOH end of year | SOH year average (derate factor) | Usable capacity (kWh) | EFC in year | Cumulative EFC | Calendar fade (kWh) | Cycle fade (kWh) | Value lost to fade if derated (USD) | Augmentation cost if augmented (USD) | End of life (80 percent)
0 | 100% | 100% | 7310.82 | 0 | 0 | 0 | 0 | 0 | 0 | 80%
1 | 98.6% | 99.16% | 7208.7395 | 245.6205 | 245.6205 | 57.3323 | 44.7482 | 1859.8271 | 12101.7465 | 80%
2 | 97.69% | 98.14% | 7142.1897 | 245.6205 | 491.241 | 21.6576 | 44.8922 | 4307.4075 | 7633.0568 | 80%
3 | 96.86% | 97.27% | 7081.3147 | 245.6205 | 736.8614 | 15.9828 | 44.8922 | 6558.9851 | 6771.5382 | 80%
4 | 96.07% | 96.46% | 7023.2794 | 245.6205 | 982.4819 | 13.1431 | 44.8922 | 8848.1106 | 6261.6163 | 80%
5 | 95.3% | 95.68% | 6967.0187 | 245.6205 | 1228.1024 | 11.3685 | 44.8922 | 11230.5109 | 5887.8626 | 80%
6 | 94.54% | 94.92% | 6911.9977 | 245.6205 | 1473.7229 | 10.1289 | 44.8922 | 13734.7133 | 5585.2965 | 80%
7 | 93.8% | 94.17% | 6857.9032 | 245.6205 | 1719.3433 | 9.2023 | 44.8922 | 16380.1888 | 5326.435 | 80%
8 | 93.07% | 93.44% | 6804.5341 | 245.6205 | 1964.9638 | 8.4769 | 44.8922 | 19182.617 | 5097.3251 | 80%
9 | 92.35% | 92.71% | 6751.752 | 245.6205 | 2210.5843 | 7.8899 | 44.8922 | 22155.9463 | 4889.9953 | 80%
10 | 91.64% | 91.99% | 6699.4571 | 245.6205 | 2456.2048 | 7.4027 | 44.8922 | 25313.358 | 4699.4919 | 80%
11 | 90.93% | 91.28% | 6647.5747 | 245.6205 | 2701.8252 | 6.9902 | 44.8922 | 28667.7777 | 4522.5349 | 80%
12 | 90.22% | 90.57% | 6596.0472 | 245.6205 | 2947.4457 | 6.6353 | 44.8922 | 32232.1747 | 4356.8406 | 80%
13 | 89.52% | 89.87% | 6544.8291 | 245.6205 | 3193.0662 | 6.326 | 44.8922 | 36019.7544 | 4200.753 | 80%
14 | 88.83% | 89.17% | 6493.8836 | 245.6205 | 3438.6867 | 6.0533 | 44.8922 | 40044.0895 | 4053.029 | 80%
15 | 88.13% | 88.48% | 6443.1808 | 245.6205 | 3684.3071 | 5.8106 | 44.8922 | 44319.2188 | 3912.7085 | 80%
16 | 87.44% | 87.78% | 6392.6957 | 245.6205 | 3929.9276 | 5.593 | 44.8922 | 48859.7245 | 3779.0311 | 80%
17 | 86.75% | 87.09% | 6342.4071 | 245.6205 | 4175.5481 | 5.3964 | 44.8922 | 53680.7978 | 3651.381 | 80%
18 | 86.07% | 86.41% | 6292.2972 | 245.6205 | 4421.1686 | 5.2177 | 44.8922 | 58798.2964 | 3529.2501 | 80%
19 | 85.39% | 85.72% | 6242.3507 | 245.6205 | 4666.789 | 5.0544 | 44.8922 | 64228.7978 | 3412.2119 | 80%
20 | 84.7% | 85.04% | 6192.5542 | 245.6205 | 4912.4095 | 4.9044 | 44.8922 | 69989.6497 | 3299.903 | 80%

## Dispatch Profile
Hour | Load (kW) | PV Irradiation (W/m²) | PV Generation Total (kW) | PV to Load (kW) | PV to Storage (kW) | PV to Grid (kW) | PV Curtailed (kW) | Grid to Load (kW) | Grid to Storage (kW) | Storage to Load (kW)
1 | 1020 | 0 | 0 | 0 | 0 | 0 | 0 | 1020 | 0 | 0
2 | 1078.4 | 0 | 0 | 0 | 0 | 0 | 0 | 1078.4 | 0 | 0
3 | 906.4 | 0 | 0 | 0 | 0 | 0 | 0 | 906.4 | 0 | 0
4 | 860.8 | 0 | 0 | 0 | 0 | 0 | 0 | 860.8 | 0 | 0
5 | 996.8 | 0 | 0 | 0 | 0 | 0 | 0 | 476.165 | 0 | 540.8381
6 | 983.2 | 0 | 0 | 0 | 0 | 0 | 0 | 0 | 0 | 1021.3528
7 | 586.4 | 11.75 | 11.6377 | 11.6377 | 0 | 0 | 0 | 0 | 0 | 597.5174
8 | 104.269 | 120.27 | 360.0975 | 108.3151 | -251.7824 | 0 | 0 | 0 | 0 | 0
9 | 89.172 | 270.88 | 842.6618 | 92.6323 | -750.0295 | 0 | 0 | 0 | 0 | 0
10 | 105.232 | 505.48 | 1563.3596 | 109.3155 | -1225.3959 | 0 | 228.6482 | 0 | 0 | 0
11 | 89.626 | 573.07 | 1744.5355 | 93.1039 | -1225.3959 | 0 | 426.0356 | 0 | 0 | 0
12 | 119.641 | 477.66 | 1440.4524 | 124.2847 | -1225.3959 | 0 | 90.7718 | 0 | 0 | 0
13 | 82.892 | 358.27 | 1075.0383 | 86.1086 | -988.9297 | 0 | 0 | 0 | 0 | 0
14 | 87.738 | 333.19 | 1000.0106 | 91.1437 | -742.4608 | 0 | 166.4061 | 0 | 0 | 0
15 | 106.186 | 229.93 | 688.071 | 110.3065 | 0 | 0 | 577.7645 | 0 | 0 | 0
16 | 98.846 | 202.24 | 612.6621 | 102.6817 | 0 | 0 | 509.9804 | 0 | 0 | 0
17 | 88.262 | 121.2 | 355.4707 | 91.687 | 0 | 0 | 263.7837 | 0 | 0 | 0
18 | 94.791 | 11.75 | 5.9399 | 5.9399 | 0 | 0 | 0 | 0 | 0 | 92.5295
19 | 90.4 | 0 | 0 | 0 | 0 | 0 | 0 | 0 | 0 | 93.9079
20 | 96 | 0 | 0 | 0 | 0 | 0 | 0 | 0 | 0 | 99.7253
21 | 87.2 | 0 | 0 | 0 | 0 | 0 | 0 | 0 | 0 | 90.5838
22 | 92 | 0 | 0 | 0 | 0 | 0 | 0 | 0 | 0 | 95.57
23 | 88 | 0 | 0 | 0 | 0 | 0 | 0 | 0 | 0 | 91.4148
24 | 91.2 | 0 | 0 | 0 | 0 | 0 | 0 | 0 | 0 | 94.739
25 | 86.4 | 0 | 0 | 0 | 0 | 0 | 0 | 54.059 | 0 | 33.596
26 | 93.6 | 0 | 0 | 0 | 0 | 0 | 0 | 0 | 0 | 97.2321
27 | 86.4 | 0 | 0 | 0 | 0 | 0 | 0 | 0 | 0 | 89.7527
28 | 89.6 | 0 | 0 | 0 | 0 | 0 | 0 | 0 | 0 | 93.0769
29 | 83.2 | 0 | 0 | 0 | 0 | 0 | 0 | 0 | 0 | 86.4286
30 | 92 | 0 | 0 | 0 | 0 | 0 | 0 | 0 | 0 | 95.57
31 | 76.8 | 17.05 | 18.899 | 18.899 | 0 | 0 | 0 | 0 | 0 | 60.8812
32 | 84.462 | 28.41 | 68.7273 | 68.7273 | 0 | 0 | 0 | 0 | 0 | 19.0122
33 | 178.704 | 104.38 | 307.0634 | 185.6386 | -121.4248 | 0 | 0 | 0 | 0 | 0
34 | 122.023 | 121.1 | 354.3997 | 126.7581 | -227.6416 | 0 | 0 | 0 | 0 | 0
35 | 151.211 | 155.66 | 457.5073 | 157.0787 | -300.4286 | 0 | 0 | 0 | 0 | 0
36 | 234.813 | 203.34 | 601.5168 | 243.9249 | -357.5919 | 0 | 0 | 0 | 0 | 0
37 | 410.829 | 266.08 | 793.0163 | 426.7711 | -366.2452 | 0 | 0 | 0 | 0 | 0
38 | 797.587 | 196.09 | 577.9712 | 577.9712 | 0 | 0 | 0 | 241.206 | 0 | 0
39 | 1144.168 | 132.09 | 382.9117 | 382.9117 | 0 | 0 | 0 | 775.56 | 0 | 0
40 | 1195.968 | 35.28 | 86.9396 | 86.9396 | 0 | 0 | 0 | 1112.276 | 0 | 0
41 | 1539.811 | 39.2 | 100.0888 | 100.0888 | 0 | 0 | 0 | 1443.461 | 0 | 0
42 | 1385.46 | 5.87 | 0 | 0 | 0 | 0 | 0 | 1385.46 | 0 | 0
43 | 1622.4 | 0 | 0 | 0 | 0 | 0 | 0 | 570.779 | 0 | 1092.4289
44 | 953.6 | 0 | 0 | 0 | 0 | 0 | 0 | 0 | 0 | 990.6042
45 | 1364 | 0 | 0 | 0 | 0 | 0 | 0 | 184.379 | 0 | 1225.3959
46 | 1566.4 | 0 | 0 | 0 | 0 | 0 | 0 | 386.779 | 0 | 1225.3959
47 | 1546.4 | 0 | 0 | 0 | 0 | 0 | 0 | 366.779 | 0 | 1225.3959
48 | 1576 | 0 | 0 | 0 | 0 | 0 | 0 | 1576 | 0 | 0
49 | 1492 | 0 | 0 | 0 | 0 | 0 | 0 | 1492 | 0 | 0
50 | 1759.2 | 0 | 0 | 0 | 0 | 0 | 0 | 1759.2 | 0 | 0
51 | 1702.4 | 0 | 0 | 0 | 0 | 0 | 0 | 1702.4 | 0 | 0
52 | 1202.4 | 0 | 0 | 0 | 0 | 0 | 0 | 1202.4 | 0 | 0
53 | 1508.8 | 0 | 0 | 0 | 0 | 0 | 0 | 1508.8 | 0 | 0
54 | 1304 | 0 | 0 | 0 | 0 | 0 | 0 | 1304 | 0 | 0
55 | 1408 | 33.28 | 53.7249 | 0 | -53.7249 | 0 | 0 | 1408 | 0 | 0
56 | 1348.873 | 132.21 | 391.1817 | 0 | -391.1817 | 0 | 0 | 1348.873 | 0 | 0
57 | 1465.448 | 278.69 | 859.3699 | 0 | -859.3699 | 0 | 0 | 1465.448 | 0 | 0
58 | 1762.864 | 382.05 | 1164.1677 | 0 | -1164.1677 | 0 | 0 | 1762.864 | 0 | 0
59 | 1691.064 | 277.02 | 827.1472 | 0 | -827.1472 | 0 | 0 | 1691.064 | 0 | 0
60 | 1680.269 | 533.11 | 1596.0632 | 370.6673 | -1225.3959 | 0 | 0 | 1323.449 | 0 | 0
61 | 1623.593 | 450.13 | 1345.0215 | 119.6256 | -1225.3959 | 0 | 0 | 1508.436 | 0 | 0
62 | 1593.084 | 499.13 | 1496.8387 | 833.8309 | -663.0078 | 0 | 0 | 790.4 | 0 | 0
63 | 1600.536 | 137.97 | 399.3352 | 399.3352 | 0 | 0 | 0 | 1216.118 | 0 | 0
64 | 2071.826 | 199.75 | 601.5085 | 601.5085 | 0 | 0 | 0 | 1492.787 | 0 | 0
65 | 1766.78 | 172.64 | 508.6767 | 508.6767 | 0 | 0 | 0 | 1277.105 | 0 | 0
66 | 1972.144 | 24.34 | 30.6198 | 30.6198 | 0 | 0 | 0 | 1942.668 | 0 | 0
67 | 1702.4 | 0 | 0 | 0 | 0 | 0 | 0 | 876.8 | 0 | 857.6372
68 | 1880.8 | 0 | 0 | 0 | 0 | 0 | 0 | 701.179 | 0 | 1225.3959
69 | 1820 | 0 | 0 | 0 | 0 | 0 | 0 | 640.379 | 0 | 1225.3959
70 | 1544 | 0 | 0 | 0 | 0 | 0 | 0 | 364.379 | 0 | 1225.3959
71 | 1548 | 0 | 0 | 0 | 0 | 0 | 0 | 368.379 | 0 | 1225.3959
72 | 1748 | 0 | 0 | 0 | 0 | 0 | 0 | 1748 | 0 | 0
73 | 1668.8 | 0 | 0 | 0 | 0 | 0 | 0 | 1668.8 | 0 | 0
74 | 1640 | 0 | 0 | 0 | 0 | 0 | 0 | 1640 | 0 | 0
75 | 1404.8 | 0 | 0 | 0 | 0 | 0 | 0 | 1404.8 | 0 | 0
76 | 1329.6 | 0 | 0 | 0 | 0 | 0 | 0 | 1329.6 | 0 | 0
77 | 1424 | 0 | 0 | 0 | 0 | 0 | 0 | 1424 | 0 | 0
78 | 1144.8 | 0 | 0 | 0 | 0 | 0 | 0 | 1144.8 | 0 | 0
79 | 1503.2 | 53.12 | 85.4635 | 0 | -85.4635 | 0 | 0 | 1503.2 | 0 | 0
80 | 1213.663 | 213.5 | 637.6121 | 0 | -637.6121 | 0 | 0 | 1213.663 | 0 | 0
81 | 1603.942 | 491.73 | 1539.5928 | 314.1969 | -1225.3959 | 0 | 0 | 1301.483 | 0 | 0
82 | 1563.398 | 634.77 | 1948.137 | 751.0153 | -1197.1217 | 0 | 0 | 840.437 | 0 | 0
83 | 1507.155 | 796.52 | 2406.787 | 1565.6398 | -841.1472 | 0 | 0 | 0 | 0 | 0
84 | 1580.699 | 787.57 | 2357.6536 | 1642.0376 | -715.616 | 0 | 0 | 0 | 0 | 0
85 | 1729.469 | 763.71 | 2290.7878 | 1796.5806 | -494.2072 | 0 | 0 | 0 | 0 | 0
86 | 1487.795 | 798.76 | 2404.4621 | 1545.5285 | -858.9336 | 0 | 0 | 0 | 0 | 0
87 | 1353.09 | 576.57 | 1759.4901 | 1405.5963 | -353.8938 | 0 | 0 | 0 | 0 | 0
88 | 1713.845 | 504.54 | 1571.0177 | 1571.0177 | 0 | 0 | 0 | 201.513 | 0 | 0
89 | 1749.959 | 265.01 | 778.6964 | 778.6964 | 0 | 0 | 0 | 1000.351 | 0 | 0
90 | 1614.836 | 38 | 57.5217 | 57.5217 | 0 | 0 | 0 | 1559.463 | 0 | 0
91 | 1603.201 | 0 | 0 | 0 | 0 | 0 | 0 | 777.601 | 0 | 857.6372
92 | 1192 | 0 | 0 | 0 | 0 | 0 | 0 | 12.379 | 0 | 1225.3959
93 | 1322.4 | 0 | 0 | 0 | 0 | 0 | 0 | 142.779 | 0 | 1225.3959
94 | 1403.2 | 0 | 0 | 0 | 0 | 0 | 0 | 223.579 | 0 | 1225.3959
95 | 1576.8 | 0 | 0 | 0 | 0 | 0 | 0 | 397.179 | 0 | 1225.3959
96 | 1240.8 | 0 | 0 | 0 | 0 | 0 | 0 | 1240.8 | 0 | 0
97 | 1476 | 0 | 0 | 0 | 0 | 0 | 0 | 1476 | 0 | 0
98 | 1014.4 | 0 | 0 | 0 | 0 | 0 | 0 | 1014.4 | 0 | 0
99 | 1200.8 | 0 | 0 | 0 | 0 | 0 | 0 | 1200.8 | 0 | 0
100 | 1056 | 0 | 0 | 0 | 0 | 0 | 0 | 1056 | 0 | 0
101 | 1512.8 | 0 | 0 | 0 | 0 | 0 | 0 | 1512.8 | 0 | 0
102 | 1194.4 | 0 | 0 | 0 | 0 | 0 | 0 | 1194.4 | 0 | 0
103 | 1352.8 | 52.8 | 83.3963 | 83.3963 | 0 | 0 | 0 | 1272.519 | 0 | 0
104 | 1276.497 | 282.7 | 843.0586 | 843.0586 | 0 | 0 | 0 | 464.931 | 0 | 0
105 | 1178.106 | 524.59 | 1648.1998 | 1223.8221 | -424.3777 | 0 | 0 | 0 | 0 | 0
106 | 1381.448 | 729.17 | 2240.9117 | 1435.0547 | -805.8569 | 0 | 0 | 0 | 0 | 0
107 | 1214.49 | 872.15 | 2628.7879 | 1261.618 | -1225.3959 | 0 | 141.774 | 0 | 0 | 0
108 | 1201.671 | 950.07 | 2828.4617 | 1248.3026 | -1225.3959 | 0 | 354.7632 | 0 | 0 | 0
109 | 1248.417 | 949.58 | 2818.1017 | 1296.8625 | -1225.3959 | 0 | 295.8433 | 0 | 0 | 0
110 | 1246.649 | 870.91 | 2604.5089 | 1295.0259 | -1225.3959 | 0 | 84.0871 | 0 | 0 | 0
111 | 987.594 | 726.63 | 2207.6814 | 1025.9173 | -277.5707 | 0 | 904.1933 | 0 | 0 | 0
112 | 489.888 | 520.09 | 1614.5612 | 508.898 | 0 | 0 | 1105.6633 | 0 | 0 | 0
113 | 193.991 | 277.32 | 812.0067 | 201.5188 | 0 | 0 | 610.4879 | 0 | 0 | 0
114 | 170.644 | 43.35 | 62.8425 | 62.8425 | 0 | 0 | 0 | 0 | 0 | 114.4233
115 | 118.4 | 0 | 0 | 0 | 0 | 0 | 0 | 0 | 0 | 122.9945
116 | 127.2 | 0 | 0 | 0 | 0 | 0 | 0 | 0 | 0 | 132.136
117 | 100.8 | 0 | 0 | 0 | 0 | 0 | 0 | 0 | 0 | 104.7115
118 | 94.4 | 0 | 0 | 0 | 0 | 0 | 0 | 0 | 0 | 98.0632
119 | 94.4 | 0 | 0 | 0 | 0 | 0 | 0 | 0 | 0 | 98.0632
120 | 99.2 | 0 | 0 | 0 | 0 | 0 | 0 | 0 | 0 | 103.0494
121 | 92.8 | 0 | 0 | 0 | 0 | 0 | 0 | 0 | 0 | 96.4011
122 | 91.2 | 0 | 0 | 0 | 0 | 0 | 0 | 0 | 0 | 94.739
123 | 85.6 | 0 | 0 | 0 | 0 | 0 | 0 | 0 | 0 | 88.9217
124 | 93.6 | 0 | 0 | 0 | 0 | 0 | 0 | 0 | 0 | 97.2321
125 | 89.6 | 0 | 0 | 0 | 0 | 0 | 0 | 0 | 0 | 93.0769
126 | 93.6 | 0 | 0 | 0 | 0 | 0 | 0 | 0 | 0 | 97.2321
127 | 81.6 | 59.95 | 97.791 | 84.7665 | -13.0245 | 0 | 0 | 0 | 0 | 0
128 | 95.06 | 231.48 | 685.8324 | 98.7488 | -587.0836 | 0 | 0 | 0 | 0 | 0
129 | 615.277 | 482.79 | 1507.072 | 639.1527 | -867.9193 | 0 | 0 | 0 | 0 | 0
130 | 1487.855 | 454.39 | 1380.2838 | 1380.2838 | 0 | 0 | 0 | 0 | 0 | 165.3071
131 | 1570.749 | 865.42 | 2589.7205 | 1631.7015 | -208.377 | 0 | 749.642 | 0 | 0 | 0
132 | 1374.539 | 929.6 | 2755.0006 | 1427.8776 | 0 | 0 | 1327.1229 | 0 | 0 | 0
133 | 1744.337 | 768.74 | 2283.78 | 1812.0256 | 0 | 0 | 471.7545 | 0 | 0 | 0
134 | 1288.096 | 442.06 | 1320.4216 | 1320.4216 | 0 | 0 | 0 | 0 | 0 | 17.6586
135 | 1540.824 | 681.24 | 2070.7077 | 1600.6153 | -19.6531 | 0 | 450.4392 | 0 | 0 | 0
136 | 1378.996 | 392.63 | 1214.7139 | 1214.7139 | 0 | 0 | 0 | 209.658 | 0 | 0
137 | 1206.845 | 184.22 | 536.4284 | 536.4284 | 0 | 0 | 0 | 690.455 | 0 | 0
138 | 1353.643 | 38.87 | 59.1682 | 59.1682 | 0 | 0 | 0 | 1296.685 | 0 | 0
139 | 1672.005 | 0 | 0 | 0 | 0 | 0 | 0 | 492.384 | 0 | 1225.3959
140 | 1202.4 | 0 | 0 | 0 | 0 | 0 | 0 | 22.779 | 0 | 1225.3959
141 | 1490.4 | 0 | 0 | 0 | 0 | 0 | 0 | 310.779 | 0 | 1225.3959
142 | 825.6 | 0 | 0 | 0 | 0 | 0 | 0 | 0 | 0 | 857.6372
143 | 1327.2 | 0 | 0 | 0 | 0 | 0 | 0 | 147.579 | 0 | 1225.3959
144 | 1368.8 | 0 | 0 | 0 | 0 | 0 | 0 | 1368.8 | 0 | 0
145 | 1056 | 0 | 0 | 0 | 0 | 0 | 0 | 1056 | 0 | 0
146 | 1168.8 | 0 | 0 | 0 | 0 | 0 | 0 | 1168.8 | 0 | 0
147 | 1128 | 0 | 0 | 0 | 0 | 0 | 0 | 1128 | 0 | 0
148 | 982.4 | 0 | 0 | 0 | 0 | 0 | 0 | 982.4 | 0 | 0
149 | 904 | 0 | 0 | 0 | 0 | 0 | 0 | 904 | 0 | 0
150 | 892.8 | 0 | 0 | 0 | 0 | 0 | 0 | 892.8 | 0 | 0
151 | 1122.4 | 56.74 | 90.0145 | 90.0145 | 0 | 0 | 0 | 1035.748 | 0 | 0
152 | 820.686 | 302.44 | 899.4013 | 852.5325 | -46.8688 | 0 | 0 | 0 | 0 | 0
153 | 1276.219 | 548.14 | 1713.9593 | 1325.7424 | -388.2169 | 0 | 0 | 0 | 0 | 0
154 | 1102.819 | 756.42 | 2293.7276 | 1145.6136 | -1148.114 | 0 | 0 | 0 | 0 | 0
155 | 1394.158 | 904.1 | 2671.7321 | 1448.258 | -1223.4741 | 0 | 0 | 0 | 0 | 0
156 | 1343.063 | 978.5 | 2850.4511 | 1395.1802 | -1225.3959 | 0 | 229.875 | 0 | 0 | 0
157 | 1117.045 | 976.48 | 2835.0363 | 1160.3927 | -1225.3959 | 0 | 449.2477 | 0 | 0 | 0
158 | 1320.721 | 893.64 | 2613.0074 | 1371.9702 | -1151.9244 | 0 | 89.1128 | 0 | 0 | 0
159 | 965.839 | 743.6 | 2214.2206 | 1003.3181 | 0 | 0 | 1210.9025 | 0 | 0 | 0
160 | 1201.115 | 536.56 | 1639.4635 | 1247.724 | 0 | 0 | 391.7395 | 0 | 0 | 0
161 | 1181.242 | 289.74 | 843.8201 | 843.8201 | 0 | 0 | 0 | 368.943 | 0 | 0
162 | 1081.511 | 49.78 | 81.1857 | 81.1857 | 0 | 0 | 0 | 1003.358 | 0 | 0
163 | 1008 | 0 | 0 | 0 | 0 | 0 | 0 | 0 | 0 | 1047.1152
164 | 1229.6 | 0 | 0 | 0 | 0 | 0 | 0 | 49.979 | 0 | 1225.3959
165 | 845.6 | 0 | 0 | 0 | 0 | 0 | 0 | 0 | 0 | 878.4133
166 | 1182.4 | 0 | 0 | 0 | 0 | 0 | 0 | 2.779 | 0 | 1225.3959
167 | 1105.6 | 0 | 0 | 0 | 0 | 0 | 0 | 0 | 0 | 1148.5025
168 | 876.8 | 0 | 0 | 0 | 0 | 0 | 0 | 876.8 | 0 | 0
169 | 1152.8 | 0 | 0 | 0 | 0 | 0 | 0 | 1152.8 | 0 | 0
170 | 1130.4 | 0 | 0 | 0 | 0 | 0 | 0 | 1130.4 | 0 | 0
171 | 1128.8 | 0 | 0 | 0 | 0 | 0 | 0 | 1128.8 | 0 | 0
172 | 1064.8 | 0 | 0 | 0 | 0 | 0 | 0 | 1064.8 | 0 | 0
173 | 1179.2 | 0 | 0 | 0 | 0 | 0 | 0 | 1179.2 | 0 | 0
174 | 769.6 | 0 | 0 | 0 | 0 | 0 | 0 | 769.6 | 0 | 0
175 | 1032.8 | 53.85 | 81.8526 | 0 | -81.8526 | 0 | 0 | 1032.8 | 0 | 0
176 | 1022.571 | 223.67 | 657.1417 | 0 | -657.1417 | 0 | 0 | 1022.571 | 0 | 0
177 | 1349.006 | 243.7 | 736.1448 | 0 | -736.1448 | 0 | 0 | 1349.006 | 0 | 0
178 | 1477.914 | 188.21 | 550.4896 | 0 | -550.4896 | 0 | 0 | 1477.914 | 0 | 0
179 | 1484.496 | 153.65 | 439.1765 | 0 | -439.1765 | 0 | 0 | 1484.496 | 0 | 0
180 | 1349.631 | 240.6 | 700.1689 | 0 | -700.1689 | 0 | 0 | 1349.631 | 0 | 0
181 | 1462.071 | 334.34 | 981.4212 | 0 | -981.4212 | 0 | 0 | 1462.071 | 0 | 0
182 | 1295.145 | 645.92 | 1916.5491 | 691.1532 | -1225.3959 | 0 | 0 | 629.81 | 0 | 0
183 | 1332.189 | 643.72 | 1945.0902 | 1168.351 | -776.7392 | 0 | 0 | 207.483 | 0 | 0
184 | 1434.587 | 246.14 | 744.2558 | 744.2558 | 0 | 0 | 0 | 718.133 | 0 | 0
185 | 1105.581 | 157.18 | 462.1736 | 462.1736 | 0 | 0 | 0 | 660.672 | 0 | 0
186 | 1217.803 | 15.26 | 16.3394 | 16.3394 | 0 | 0 | 0 | 1202.074 | 0 | 0
187 | 1003.211 | 0 | 0 | 0 | 0 | 0 | 0 | 52.39 | 0 | 987.7174
188 | 1195.2 | 0 | 0 | 0 | 0 | 0 | 0 | 15.579 | 0 | 1225.3959
189 | 1054.4 | 0 | 0 | 0 | 0 | 0 | 0 | 0 | 0 | 1095.3157
190 | 1257.6 | 0 | 0 | 0 | 0 | 0 | 0 | 77.979 | 0 | 1225.3959
191 | 1286.4 | 0 | 0 | 0 | 0 | 0 | 0 | 106.779 | 0 | 1225.3959
192 | 1148 | 0 | 0 | 0 | 0 | 0 | 0 | 1148 | 0 | 0
193 | 1193.6 | 0 | 0 | 0 | 0 | 0 | 0 | 1193.6 | 0 | 0
194 | 937.6 | 0 | 0 | 0 | 0 | 0 | 0 | 937.6 | 0 | 0
195 | 1222.4 | 0 | 0 | 0 | 0 | 0 | 0 | 1222.4 | 0 | 0
196 | 1073.6 | 0 | 0 | 0 | 0 | 0 | 0 | 1073.6 | 0 | 0
197 | 942.4 | 0 | 0 | 0 | 0 | 0 | 0 | 942.4 | 0 | 0
198 | 1051.2 | 0 | 0 | 0 | 0 | 0 | 0 | 1051.2 | 0 | 0
199 | 951.2 | 50.52 | 74.4885 | 0 | -74.4885 | 0 | 0 | 951.2 | 0 | 0
200 | 1114.771 | 251.16 | 741.5695 | 0 | -741.5695 | 0 | 0 | 1114.771 | 0 | 0
201 | 1167.854 | 534.22 | 1658.3147 | 1177.2515 | -481.0632 | 0 | 0 | 34.579 | 0 | 0
202 | 1664.173 | 736.26 | 2214.9426 | 1728.7508 | -486.1918 | 0 | 0 | 0 | 0 | 0
203 | 1338.632 | 879.42 | 2577.0357 | 1390.5773 | -1186.4584 | 0 | 0 | 0 | 0 | 0
204 | 1317.153 | 957.52 | 2758.6748 | 1368.2648 | -1225.3959 | 0 | 165.0141 | 0 | 0 | 0
205 | 1355.422 | 953.81 | 2739.0383 | 1408.0188 | -1225.3959 | 0 | 105.6236 | 0 | 0 | 0
206 | 1226.996 | 674.24 | 1979.0861 | 1274.6093 | -704.4769 | 0 | 0 | 0 | 0 | 0
207 | 1258.144 | 534.86 | 1591.3169 | 1306.966 | -284.351 | 0 | 0 | 0 | 0 | 0
208 | 1216.588 | 276.81 | 834.6152 | 834.6152 | 0 | 0 | 0 | 413.15 | 0 | 0
209 | 1274.12 | 227.69 | 668.208 | 668.208 | 0 | 0 | 0 | 630.873 | 0 | 0
210 | 1113.621 | 41.65 | 68.6234 | 68.6234 | 0 | 0 | 0 | 1047.561 | 0 | 0
211 | 1163.2 | 0 | 0 | 0 | 0 | 0 | 0 | 221.979 | 0 | 977.7448
212 | 1064 | 0 | 0 | 0 | 0 | 0 | 0 | 0 | 0 | 1105.2883
213 | 1449.6 | 0 | 0 | 0 | 0 | 0 | 0 | 269.979 | 0 | 1225.3959
214 | 1246.4 | 0 | 0 | 0 | 0 | 0 | 0 | 66.779 | 0 | 1225.3959
215 | 1491.2 | 0 | 0 | 0 | 0 | 0 | 0 | 311.579 | 0 | 1225.3959
216 | 1336.8 | 0 | 0 | 0 | 0 | 0 | 0 | 1336.8 | 0 | 0
217 | 1711.2 | 0 | 0 | 0 | 0 | 0 | 0 | 1711.2 | 0 | 0
218 | 1122.4 | 0 | 0 | 0 | 0 | 0 | 0 | 1122.4 | 0 | 0
219 | 1392 | 0 | 0 | 0 | 0 | 0 | 0 | 1392 | 0 | 0
220 | 1262.4 | 0 | 0 | 0 | 0 | 0 | 0 | 1262.4 | 0 | 0
221 | 1117.6 | 0 | 0 | 0 | 0 | 0 | 0 | 1117.6 | 0 | 0
222 | 1514.4 | 0 | 0 | 0 | 0 | 0 | 0 | 1514.4 | 0 | 0
223 | 1350.4 | 47.44 | 66.2228 | 0 | -66.2228 | 0 | 0 | 1350.4 | 0 | 0
224 | 1353.11 | 288.76 | 853.4061 | 0 | -853.4061 | 0 | 0 | 1353.11 | 0 | 0
225 | 1445.428 | 534.75 | 1670.21 | 492.6012 | -1177.6088 | 0 | 0 | 971.228 | 0 | 0
226 | 1336.752 | 734.82 | 2231.8772 | 1388.6243 | -843.2529 | 0 | 0 | 0 | 0 | 0
227 | 1366.848 | 874.29 | 2592.8712 | 1419.8882 | -1172.983 | 0 | 0 | 0 | 0 | 0
228 | 1423.45 | 954.03 | 2788.1841 | 1478.6877 | -1225.3959 | 0 | 84.1006 | 0 | 0 | 0
229 | 1626.909 | 542.36 | 1601.84 | 1601.84 | 0 | 0 | 0 | 84.906 | 0 | 0
230 | 1552.301 | 666.6 | 1976.0466 | 1612.5377 | -363.5089 | 0 | 0 | 0 | 0 | 0
231 | 1372.937 | 710.42 | 2133.225 | 1426.2135 | -707.0116 | 0 | 0 | 0 | 0 | 0
232 | 1588.328 | 518.45 | 1596.1775 | 1596.1775 | 0 | 0 | 0 | 51.776 | 0 | 0
233 | 1609.75 | 207.82 | 610.4557 | 610.4557 | 0 | 0 | 0 | 1022.098 | 0 | 0
234 | 1634.626 | 42.19 | 71.1789 | 71.1789 | 0 | 0 | 0 | 1566.106 | 0 | 0
235 | 1760.002 | 0 | 0 | 0 | 0 | 0 | 0 | 934.402 | 0 | 857.6372
236 | 1500 | 0 | 0 | 0 | 0 | 0 | 0 | 320.379 | 0 | 1225.3959
237 | 1500 | 0 | 0 | 0 | 0 | 0 | 0 | 320.379 | 0 | 1225.3959
238 | 1466.4 | 0 | 0 | 0 | 0 | 0 | 0 | 286.779 | 0 | 1225.3959
239 | 1682.4 | 0 | 0 | 0 | 0 | 0 | 0 | 502.779 | 0 | 1225.3959
240 | 1397.6 | 0 | 0 | 0 | 0 | 0 | 0 | 1397.6 | 0 | 0
241 | 1472.8 | 0 | 0 | 0 | 0 | 0 | 0 | 1472.8 | 0 | 0
242 | 1350.4 | 0 | 0 | 0 | 0 | 0 | 0 | 1350.4 | 0 | 0
243 | 1287.2 | 0 | 0 | 0 | 0 | 0 | 0 | 1287.2 | 0 | 0
244 | 1179.2 | 0 | 0 | 0 | 0 | 0 | 0 | 1179.2 | 0 | 0
245 | 1111.2 | 0 | 0 | 0 | 0 | 0 | 0 | 1111.2 | 0 | 0
246 | 1189.6 | 0 | 0 | 0 | 0 | 0 | 0 | 1189.6 | 0 | 0
247 | 1056 | 39.39 | 51.9506 | 0 | -51.9506 | 0 | 0 | 1056 | 0 | 0
248 | 1007.057 | 218.76 | 649.0348 | 0 | -649.0348 | 0 | 0 | 1007.057 | 0 | 0
249 | 1526.413 | 231.29 | 700.573 | 0 | -700.573 | 0 | 0 | 1526.413 | 0 | 0
250 | 1751.451 | 590.39 | 1782.1662 | 556.7703 | -1225.3959 | 0 | 0 | 1215.479 | 0 | 0
251 | 1601.404 | 863.35 | 2534.8726 | 1309.4768 | -1225.3959 | 0 | 0 | 340.843 | 0 | 0
252 | 1468.113 | 804.31 | 2338.0129 | 1112.617 | -1225.3959 | 0 | 0 | 397.058 | 0 | 0
253 | 1613.967 | 632.07 | 1843.1565 | 693.3315 | -1149.8249 | 0 | 0 | 946.535 | 0 | 0
254 | 1643.485 | 354.16 | 1038.3633 | 1038.3633 | 0 | 0 | 0 | 643.91 | 0 | 0
255 | 1670.927 | 646.87 | 1917.5847 | 1735.7669 | -181.8178 | 0 | 0 | 0 | 0 | 0
256 | 1625.599 | 202.23 | 598.417 | 598.417 | 0 | 0 | 0 | 1049.536 | 0 | 0
257 | 1615.953 | 102.83 | 292.3903 | 292.3903 | 0 | 0 | 0 | 1334.485 | 0 | 0
258 | 1849.735 | 20.67 | 31.0322 | 31.0322 | 0 | 0 | 0 | 1819.862 | 0 | 0
259 | 1528.006 | 0 | 0 | 0 | 0 | 0 | 0 | 702.406 | 0 | 857.6372
260 | 1338.4 | 0 | 0 | 0 | 0 | 0 | 0 | 158.779 | 0 | 1225.3959
261 | 1358.4 | 0 | 0 | 0 | 0 | 0 | 0 | 178.779 | 0 | 1225.3959
262 | 1418.4 | 0 | 0 | 0 | 0 | 0 | 0 | 238.779 | 0 | 1225.3959
263 | 1347.2 | 0 | 0 | 0 | 0 | 0 | 0 | 167.579 | 0 | 1225.3959
264 | 1475.2 | 0 | 0 | 0 | 0 | 0 | 0 | 1475.2 | 0 | 0
265 | 1247.2 | 0 | 0 | 0 | 0 | 0 | 0 | 1247.2 | 0 | 0
266 | 1436 | 0 | 0 | 0 | 0 | 0 | 0 | 1436 | 0 | 0
267 | 1268.8 | 0 | 0 | 0 | 0 | 0 | 0 | 1268.8 | 0 | 0
268 | 1268.8 | 0 | 0 | 0 | 0 | 0 | 0 | 1268.8 | 0 | 0
269 | 1345.6 | 0 | 0 | 0 | 0 | 0 | 0 | 1345.6 | 0 | 0
270 | 1118.4 | 0 | 0 | 0 | 0 | 0 | 0 | 1118.4 | 0 | 0
271 | 1312.8 | 19.09 | 19.9939 | 19.9939 | 0 | 0 | 0 | 1293.553 | 0 | 0
272 | 1080.054 | 274.64 | 805.9629 | 805.9629 | 0 | 0 | 0 | 304.198 | 0 | 0
273 | 1017.97 | 438.49 | 1348.4184 | 1057.4721 | -290.9464 | 0 | 0 | 0 | 0 | 0
274 | 1165.131 | 295.04 | 872.488 | 872.488 | 0 | 0 | 0 | 325.235 | 0 | 0
275 | 1340.908 | 321.34 | 936.5012 | 936.5012 | 0 | 0 | 0 | 439.39 | 0 | 0
276 | 1421.717 | 712.67 | 2039.2984 | 1476.8864 | -562.412 | 0 | 0 | 0 | 0 | 0
277 | 1076.722 | 568.89 | 1634.9083 | 1118.5039 | -516.4044 | 0 | 0 | 0 | 0 | 0
278 | 1233.429 | 706.63 | 2032.3976 | 1281.2919 | -751.1057 | 0 | 0 | 0 | 0 | 0
279 | 966.192 | 208.75 | 603.5082 | 603.5082 | 0 | 0 | 0 | 385.228 | 0 | 0
280 | 1205.397 | 230.16 | 681.6907 | 681.6907 | 0 | 0 | 0 | 549.171 | 0 | 0
281 | 1237.532 | 9.79 | 10.7412 | 10.7412 | 0 | 0 | 0 | 1227.192 | 0 | 0
282 | 859.624 | 8.41 | 0.68665 | 0.68665 | 0 | 0 | 0 | 858.963 | 0 | 0
283 | 1175.2 | 0 | 0 | 0 | 0 | 0 | 0 | 1175.2 | 0 | 0
284 | 1189.6 | 0 | 0 | 0 | 0 | 0 | 0 | 1189.6 | 0 | 0
285 | 1346.4 | 0 | 0 | 0 | 0 | 0 | 0 | 1346.4 | 0 | 0
286 | 1161.6 | 0 | 0 | 0 | 0 | 0 | 0 | 573.54 | 0 | 610.8795
287 | 1086.4 | 0 | 0 | 0 | 0 | 0 | 0 | 0 | 0 | 1128.5575
288 | 136.8 | 0 | 0 | 0 | 0 | 0 | 0 | 0 | 0 | 142.1085
289 | 106.4 | 0 | 0 | 0 | 0 | 0 | 0 | 106.4 | 0 | 0
290 | 88 | 0 | 0 | 0 | 0 | 0 | 0 | 88 | 0 | 0
291 | 92 | 0 | 0 | 0 | 0 | 0 | 0 | 92 | 0 | 0
292 | 88 | 0 | 0 | 0 | 0 | 0 | 0 | 88 | 0 | 0
293 | 92 | 0 | 0 | 0 | 0 | 0 | 0 | 92 | 0 | 0
294 | 84.8 | 0 | 0 | 0 | 0 | 0 | 0 | 84.8 | 0 | 0
295 | 82.4 | 45.81 | 66.4929 | 66.4929 | 0 | 0 | 0 | 0 | 0 | 19.1047
296 | 81.362 | 279.68 | 817.5373 | 84.5192 | -733.018 | 0 | 0 | 0 | 0 | 0
297 | 804.961 | 524.59 | 1611.2952 | 836.1973 | -775.0979 | 0 | 0 | 0 | 0 | 0
298 | 971.201 | 727.41 | 2145.9774 | 1008.8882 | -1137.0892 | 0 | 0 | 0 | 0 | 0
299 | 1378.581 | 872.3 | 2485.1482 | 1432.0765 | -1053.0717 | 0 | 0 | 0 | 0 | 0
300 | 1301.865 | 951.32 | 2660.6262 | 1352.3846 | -1225.3959 | 0 | 82.8457 | 0 | 0 | 0
301 | 1411.199 | 911.94 | 2559.188 | 1465.9602 | -1093.2277 | 0 | 0 | 0 | 0 | 0
302 | 1430.445 | 651.43 | 1872.7915 | 1485.9531 | -386.8384 | 0 | 0 | 0 | 0 | 0
303 | 1147.683 | 392.72 | 1147.8761 | 1147.8761 | 0 | 0 | 0 | 42.686 | 0 | 0
304 | 1193.172 | 225.94 | 664.8943 | 664.8943 | 0 | 0 | 0 | 553.115 | 0 | 0
305 | 1254.203 | 147.29 | 423.7814 | 423.7814 | 0 | 0 | 0 | 846.252 | 0 | 0
306 | 1409.776 | 32.57 | 54.6017 | 54.6017 | 0 | 0 | 0 | 1357.214 | 0 | 0
307 | 1164.8 | 0 | 0 | 0 | 0 | 0 | 0 | 326.779 | 0 | 870.5402
308 | 1167.2 | 0 | 0 | 0 | 0 | 0 | 0 | 0 | 0 | 1212.4929
309 | 1375.2 | 0 | 0 | 0 | 0 | 0 | 0 | 195.579 | 0 | 1225.3959
310 | 1362.4 | 0 | 0 | 0 | 0 | 0 | 0 | 182.779 | 0 | 1225.3959
311 | 1214.4 | 0 | 0 | 0 | 0 | 0 | 0 | 34.779 | 0 | 1225.3959
312 | 949.6 | 0 | 0 | 0 | 0 | 0 | 0 | 949.6 | 0 | 0
313 | 1832.8 | 0 | 0 | 0 | 0 | 0 | 0 | 1832.8 | 0 | 0
314 | 1784.8 | 0 | 0 | 0 | 0 | 0 | 0 | 1784.8 | 0 | 0
315 | 1888 | 0 | 0 | 0 | 0 | 0 | 0 | 1888 | 0 | 0
316 | 2028.8 | 0 | 0 | 0 | 0 | 0 | 0 | 2028.8 | 0 | 0
317 | 2156.8 | 0 | 0 | 0 | 0 | 0 | 0 | 2156.8 | 0 | 0
318 | 2129.6 | 0 | 0 | 0 | 0 | 0 | 0 | 2129.6 | 0 | 0
319 | 1976.8 | 49.36 | 70.3416 | 0 | -70.3416 | 0 | 0 | 1976.8 | 0 | 0
320 | 1127.549 | 293.77 | 863.8773 | 0 | -863.8773 | 0 | 0 | 1127.549 | 0 | 0
321 | 1638.403 | 544.43 | 1670.7616 | 445.3657 | -1225.3959 | 0 | 0 | 1209.675 | 0 | 0
322 | 1940.862 | 730.38 | 2130.9708 | 905.5749 | -1225.3959 | 0 | 0 | 1069.115 | 0 | 0
323 | 2188.553 | 903.85 | 2505.2729 | 1279.8771 | -1225.3959 | 0 | 0 | 956.486 | 0 | 0
324 | 2025.649 | 789.39 | 2195.1825 | 969.7866 | -1225.3959 | 0 | 0 | 1092.089 | 0 | 0
325 | 1943.684 | 665.04 | 1868.3838 | 1294.7974 | -573.5864 | 0 | 0 | 697.254 | 0 | 0
326 | 2335.268 | 678.67 | 1909.0541 | 1909.0541 | 0 | 0 | 0 | 497.527 | 0 | 0
327 | 2168.745 | 433.48 | 1254.1864 | 1254.1864 | 0 | 0 | 0 | 961.409 | 0 | 0
328 | 1973.613 | 513.85 | 1517.5753 | 1517.5753 | 0 | 0 | 0 | 512.727 | 0 | 0
329 | 2279.797 | 303.55 | 875.4205 | 875.4205 | 0 | 0 | 0 | 1437.078 | 0 | 0
330 | 1609.172 | 63.35 | 117.8088 | 117.8088 | 0 | 0 | 0 | 1495.764 | 0 | 0
331 | 2156.812 | 0 | 0 | 0 | 0 | 0 | 0 | 1331.212 | 0 | 857.6372
332 | 2172.8 | 0 | 0 | 0 | 0 | 0 | 0 | 993.179 | 0 | 1225.3959
333 | 2000 | 0 | 0 | 0 | 0 | 0 | 0 | 820.379 | 0 | 1225.3959
334 | 1667.2 | 0 | 0 | 0 | 0 | 0 | 0 | 487.579 | 0 | 1225.3959
335 | 2352 | 0 | 0 | 0 | 0 | 0 | 0 | 1172.379 | 0 | 1225.3959
336 | 2075.2 | 0 | 0 | 0 | 0 | 0 | 0 | 2075.2 | 0 | 0
337 | 1518.4 | 0 | 0 | 0 | 0 | 0 | 0 | 1518.4 | 0 | 0
338 | 1494.4 | 0 | 0 | 0 | 0 | 0 | 0 | 1494.4 | 0 | 0
339 | 1260 | 0 | 0 | 0 | 0 | 0 | 0 | 1260 | 0 | 0
340 | 1234.4 | 0 | 0 | 0 | 0 | 0 | 0 | 1234.4 | 0 | 0
341 | 1272 | 0 | 0 | 0 | 0 | 0 | 0 | 1272 | 0 | 0
342 | 1414.4 | 0 | 0 | 0 | 0 | 0 | 0 | 1414.4 | 0 | 0
343 | 1373.6 | 34.39 | 45.7334 | 0 | -45.7334 | 0 | 0 | 1373.6 | 0 | 0
344 | 996.612 | 237.33 | 693.7761 | 0 | -693.7761 | 0 | 0 | 996.612 | 0 | 0
345 | 1176.84 | 221.71 | 657.8241 | 0 | -657.8241 | 0 | 0 | 1176.84 | 0 | 0
346 | 1297.88 | 399.42 | 1163.1871 | 0 | -1163.1871 | 0 | 0 | 1297.88 | 0 | 0
347 | 1357.844 | 537.12 | 1529.9267 | 304.5308 | -1225.3959 | 0 | 0 | 1064.689 | 0 | 0
348 | 1435.047 | 662.41 | 1855.9483 | 630.5524 | -1225.3959 | 0 | 0 | 828.049 | 0 | 0
349 | 1435.033 | 558.37 | 1582.5203 | 796.1742 | -786.3461 | 0 | 0 | 668.599 | 0 | 0
350 | 1087.883 | 609.01 | 1741.8294 | 1130.098 | -611.7313 | 0 | 0 | 0 | 0 | 0
351 | 1211.392 | 398.02 | 1168.9327 | 1168.9327 | 0 | 0 | 0 | 86.125 | 0 | 0
352 | 1440.601 | 115.06 | 326.5846 | 326.5846 | 0 | 0 | 0 | 1126.216 | 0 | 0
353 | 1275.894 | 25.47 | 56.7956 | 56.7956 | 0 | 0 | 0 | 1221.22 | 0 | 0
354 | 1244.187 | 3.91 | 0 | 0 | 0 | 0 | 0 | 1244.187 | 0 | 0
355 | 798.4 | 0 | 0 | 0 | 0 | 0 | 0 | 0 | 0 | 829.3817
356 | 1210.4 | 0 | 0 | 0 | 0 | 0 | 0 | 30.779 | 0 | 1225.3959
357 | 1458.4 | 0 | 0 | 0 | 0 | 0 | 0 | 278.779 | 0 | 1225.3959
358 | 1131.2 | 0 | 0 | 0 | 0 | 0 | 0 | 0 | 0 | 1175.0959
359 | 1050.4 | 0 | 0 | 0 | 0 | 0 | 0 | 0 | 0 | 1091.1605
360 | 949.6 | 0 | 0 | 0 | 0 | 0 | 0 | 949.6 | 0 | 0
361 | 1194.4 | 0 | 0 | 0 | 0 | 0 | 0 | 1194.4 | 0 | 0
362 | 1084.8 | 0 | 0 | 0 | 0 | 0 | 0 | 1084.8 | 0 | 0
363 | 1221.6 | 0 | 0 | 0 | 0 | 0 | 0 | 1221.6 | 0 | 0
364 | 1077.6 | 0 | 0 | 0 | 0 | 0 | 0 | 1077.6 | 0 | 0
365 | 1200.8 | 0 | 0 | 0 | 0 | 0 | 0 | 1200.8 | 0 | 0
366 | 1140 | 0 | 0 | 0 | 0 | 0 | 0 | 1140 | 0 | 0
367 | 1037.6 | 11.89 | 7.4794 | 0 | -7.4794 | 0 | 0 | 1037.6 | 0 | 0
368 | 866.892 | 129.2 | 377.4404 | 0 | -377.4404 | 0 | 0 | 866.892 | 0 | 0
369 | 1066.826 | 340.25 | 1037.8709 | 0 | -1037.8709 | 0 | 0 | 1066.826 | 0 | 0
370 | 1366.055 | 562.96 | 1676.9311 | 451.5352 | -1225.3959 | 0 | 0 | 931.387 | 0 | 0
371 | 1574.613 | 770.93 | 2230.774 | 1005.3781 | -1225.3959 | 0 | 0 | 606.791 | 0 | 0
372 | 1515.751 | 699.2 | 2009.1741 | 783.7782 | -1225.3959 | 0 | 0 | 761.251 | 0 | 0
373 | 1570.042 | 422.53 | 1225.6888 | 787.1927 | -438.4961 | 0 | 0 | 812.254 | 0 | 0
374 | 1584.014 | 793.05 | 2280.5826 | 1645.4813 | -635.1013 | 0 | 0 | 0 | 0 | 0
375 | 1443.606 | 481.16 | 1422.3668 | 1422.3668 | 0 | 0 | 0 | 74.372 | 0 | 0
376 | 1857.159 | 430.66 | 1303.7685 | 1303.7685 | 0 | 0 | 0 | 602.093 | 0 | 0
377 | 2051.354 | 144.93 | 423.9123 | 423.9123 | 0 | 0 | 0 | 1643.277 | 0 | 0
378 | 1864.668 | 26.75 | 47.3041 | 47.3041 | 0 | 0 | 0 | 1819.131 | 0 | 0
379 | 1687.2 | 0 | 0 | 0 | 0 | 0 | 0 | 861.6 | 0 | 857.6372
380 | 1437.6 | 0 | 0 | 0 | 0 | 0 | 0 | 257.979 | 0 | 1225.3959
381 | 1798.4 | 0 | 0 | 0 | 0 | 0 | 0 | 618.779 | 0 | 1225.3959
382 | 1439.2 | 0 | 0 | 0 | 0 | 0 | 0 | 259.579 | 0 | 1225.3959
383 | 1318.4 | 0 | 0 | 0 | 0 | 0 | 0 | 138.779 | 0 | 1225.3959
384 | 1333.6 | 0 | 0 | 0 | 0 | 0 | 0 | 1333.6 | 0 | 0
385 | 1427.2 | 0 | 0 | 0 | 0 | 0 | 0 | 1427.2 | 0 | 0
386 | 1464.8 | 0 | 0 | 0 | 0 | 0 | 0 | 1464.8 | 0 | 0
387 | 1109.6 | 0 | 0 | 0 | 0 | 0 | 0 | 1109.6 | 0 | 0
388 | 1159.2 | 0 | 0 | 0 | 0 | 0 | 0 | 1159.2 | 0 | 0
389 | 1433.6 | 0 | 0 | 0 | 0 | 0 | 0 | 1433.6 | 0 | 0
390 | 1189.6 | 0 | 0 | 0 | 0 | 0 | 0 | 1189.6 | 0 | 0
391 | 1440 | 34.43 | 42.992 | 0 | -42.992 | 0 | 0 | 1440 | 0 | 0
392 | 1042.494 | 226.37 | 663.1085 | 0 | -663.1085 | 0 | 0 | 1042.494 | 0 | 0
393 | 1260.412 | 511.56 | 1590.6272 | 365.2313 | -1225.3959 | 0 | 0 | 908.825 | 0 | 0
394 | 1528.29 | 689.89 | 2090.5707 | 865.1748 | -1225.3959 | 0 | 0 | 695.434 | 0 | 0
395 | 1634.053 | 832.88 | 2469.3874 | 1243.9915 | -1225.3959 | 0 | 0 | 436.531 | 0 | 0
396 | 1747.764 | 947.37 | 2768.1508 | 1542.7549 | -1225.3959 | 0 | 0 | 262.64 | 0 | 0
397 | 1461.828 | 534.8 | 1569.3078 | 1285.123 | -284.1848 | 0 | 0 | 224.711 | 0 | 0
398 | 1421.187 | 618.7 | 1823.8877 | 1476.3358 | -347.5519 | 0 | 0 | 0 | 0 | 0
399 | 1580.373 | 605.48 | 1811.6672 | 1641.699 | -169.9682 | 0 | 0 | 0 | 0 | 0
400 | 1462.36 | 87.1 | 242.2721 | 242.2721 | 0 | 0 | 0 | 1229.138 | 0 | 0
401 | 1717.244 | 32.33 | 77.6423 | 77.6423 | 0 | 0 | 0 | 1642.502 | 0 | 0
402 | 1611.558 | 14.71 | 19.2366 | 19.2366 | 0 | 0 | 0 | 1593.04 | 0 | 0
403 | 1616.357 | 0 | 0 | 0 | 0 | 0 | 0 | 790.757 | 0 | 857.6372
404 | 1480.8 | 0 | 0 | 0 | 0 | 0 | 0 | 301.179 | 0 | 1225.3959
405 | 1845.6 | 0 | 0 | 0 | 0 | 0 | 0 | 665.979 | 0 | 1225.3959
406 | 1497.6 | 0 | 0 | 0 | 0 | 0 | 0 | 317.979 | 0 | 1225.3959
407 | 1532 | 0 | 0 | 0 | 0 | 0 | 0 | 352.379 | 0 | 1225.3959
408 | 1503.2 | 0 | 0 | 0 | 0 | 0 | 0 | 1503.2 | 0 | 0
409 | 1740.8 | 0 | 0 | 0 | 0 | 0 | 0 | 1740.8 | 0 | 0
410 | 1453.6 | 0 | 0 | 0 | 0 | 0 | 0 | 1453.6 | 0 | 0
411 | 1256 | 0 | 0 | 0 | 0 | 0 | 0 | 1256 | 0 | 0
412 | 1274.4 | 0 | 0 | 0 | 0 | 0 | 0 | 1274.4 | 0 | 0
413 | 1436.8 | 0 | 0 | 0 | 0 | 0 | 0 | 1436.8 | 0 | 0
414 | 1512.8 | 0 | 0 | 0 | 0 | 0 | 0 | 1512.8 | 0 | 0
415 | 1361.6 | 31.79 | 39.0674 | 0 | -39.0674 | 0 | 0 | 1361.6 | 0 | 0
416 | 1307.476 | 282.57 | 828.5642 | 0 | -828.5642 | 0 | 0 | 1307.476 | 0 | 0
417 | 1117.404 | 531.66 | 1649.1919 | 458.5627 | -1190.6292 | 0 | 0 | 675.971 | 0 | 0
418 | 1558.331 | 725.51 | 2181.8826 | 1618.8016 | -563.081 | 0 | 0 | 0 | 0 | 0
419 | 1635.582 | 887.31 | 2594.9021 | 1699.0503 | -895.8517 | 0 | 0 | 0 | 0 | 0
420 | 1614.236 | 972.14 | 2796.6951 | 1676.876 | -1119.8191 | 0 | 0 | 0 | 0 | 0
421 | 1599.883 | 875.32 | 2514.4622 | 1661.9661 | -852.4962 | 0 | 0 | 0 | 0 | 0
422 | 1534.321 | 821.25 | 2377.8023 | 1593.8599 | -783.9423 | 0 | 0 | 0 | 0 | 0
423 | 1869.297 | 702.38 | 2077.7747 | 1941.8346 | -135.9401 | 0 | 0 | 0 | 0 | 0
424 | 1731.41 | 548.21 | 1666.6386 | 1666.6386 | 0 | 0 | 0 | 127.029 | 0 | 0
425 | 1852.086 | 301.42 | 887.7522 | 887.7522 | 0 | 0 | 0 | 997.496 | 0 | 0
426 | 1824.781 | 43.96 | 84.1297 | 84.1297 | 0 | 0 | 0 | 1743.794 | 0 | 0
427 | 1772.851 | 0 | 0 | 0 | 0 | 0 | 0 | 947.251 | 0 | 857.6372
428 | 1725.6 | 0 | 0 | 0 | 0 | 0 | 0 | 545.979 | 0 | 1225.3959
429 | 1548.8 | 0 | 0 | 0 | 0 | 0 | 0 | 369.179 | 0 | 1225.3959
430 | 1660 | 0 | 0 | 0 | 0 | 0 | 0 | 480.379 | 0 | 1225.3959
431 | 1914.4 | 0 | 0 | 0 | 0 | 0 | 0 | 734.779 | 0 | 1225.3959
432 | 1842.4 | 0 | 0 | 0 | 0 | 0 | 0 | 1842.4 | 0 | 0
433 | 1708 | 0 | 0 | 0 | 0 | 0 | 0 | 1708 | 0 | 0
434 | 1356.8 | 0 | 0 | 0 | 0 | 0 | 0 | 1356.8 | 0 | 0
435 | 1073.6 | 0 | 0 | 0 | 0 | 0 | 0 | 1073.6 | 0 | 0
436 | 1288.8 | 0 | 0 | 0 | 0 | 0 | 0 | 1288.8 | 0 | 0
437 | 1396.8 | 0 | 0 | 0 | 0 | 0 | 0 | 1396.8 | 0 | 0
438 | 1372 | 0 | 0 | 0 | 0 | 0 | 0 | 1372 | 0 | 0
439 | 1415.2 | 47.67 | 60.8428 | 60.8428 | 0 | 0 | 0 | 1356.63 | 0 | 0
440 | 1131.076 | 288.38 | 845.7169 | 845.7169 | 0 | 0 | 0 | 316.951 | 0 | 0
441 | 1241.663 | 537.33 | 1662.6984 | 1289.8454 | -372.853 | 0 | 0 | 0 | 0 | 0
442 | 856.555 | 749.24 | 2226.731 | 889.7934 | -1225.3959 | 0 | 111.5417 | 0 | 0 | 0
443 | 1284.095 | 904.69 | 2591.8272 | 1333.924 | -1225.3959 | 0 | 32.5073 | 0 | 0 | 0
444 | 1493.401 | 985.72 | 2752.8149 | 1551.3521 | -1201.4629 | 0 | 0 | 0 | 0 | 0
445 | 1383.033 | 972.52 | 2695.1696 | 1436.7012 | -1225.3959 | 0 | 33.0724 | 0 | 0 | 0
446 | 1395.108 | 734.89 | 2075.4249 | 1449.2448 | -626.1801 | 0 | 0 | 0 | 0 | 0
447 | 1147.015 | 538.33 | 1559.7175 | 1191.5246 | -368.1929 | 0 | 0 | 0 | 0 | 0
448 | 1254.993 | 336.97 | 1001.3351 | 1001.3351 | 0 | 0 | 0 | 291.063 | 0 | 0
449 | 1593.632 | 106.79 | 304.5994 | 304.5994 | 0 | 0 | 0 | 1300.411 | 0 | 0
450 | 1540.045 | 22.7 | 41.6581 | 41.6581 | 0 | 0 | 0 | 1499.943 | 0 | 0
451 | 1594.407 | 0 | 0 | 0 | 0 | 0 | 0 | 1594.407 | 0 | 0
452 | 1601.6 | 0 | 0 | 0 | 0 | 0 | 0 | 1601.6 | 0 | 0
453 | 1628.8 | 0 | 0 | 0 | 0 | 0 | 0 | 1628.8 | 0 | 0
454 | 1475.2 | 0 | 0 | 0 | 0 | 0 | 0 | 1475.2 | 0 | 0
455 | 1756 | 0 | 0 | 0 | 0 | 0 | 0 | 1756 | 0 | 0
456 | 1347.2 | 0 | 0 | 0 | 0 | 0 | 0 | 1347.2 | 0 | 0
457 | 1464 | 0 | 0 | 0 | 0 | 0 | 0 | 1464 | 0 | 0
458 | 1484 | 0 | 0 | 0 | 0 | 0 | 0 | 1484 | 0 | 0
459 | 1376.8 | 0 | 0 | 0 | 0 | 0 | 0 | 1376.8 | 0 | 0
460 | 1298.4 | 0 | 0 | 0 | 0 | 0 | 0 | 1298.4 | 0 | 0
461 | 1472 | 0 | 0 | 0 | 0 | 0 | 0 | 1472 | 0 | 0
462 | 1540.8 | 0 | 0 | 0 | 0 | 0 | 0 | 1540.8 | 0 | 0
463 | 1121.6 | 41.47 | 50.1774 | 50.1774 | 0 | 0 | 0 | 708.162 | 0 | 379.304
464 | 1325.723 | 277.07 | 807.4235 | 807.4235 | 0 | 0 | 0 | 0 | 0 | 569.7439
465 | 1431.814 | 525.68 | 1613.5131 | 1487.3752 | -126.1379 | 0 | 0 | 0 | 0 | 0
466 | 1750.511 | 729.16 | 2143.3347 | 1818.4391 | -324.8955 | 0 | 0 | 0 | 0 | 0
467 | 1780.377 | 626.87 | 1798.8514 | 1798.8514 | 0 | 0 | 0 | 0 | 0 | 50.6126
468 | 1557.127 | 577.21 | 1634.6341 | 1617.5509 | -17.0831 | 0 | 0 | 0 | 0 | 0
469 | 1473.887 | 578.18 | 1628.476 | 1531.0808 | -97.3952 | 0 | 0 | 0 | 0 | 0
470 | 1373.544 | 768.56 | 2138.3588 | 1426.844 | -711.5148 | 0 | 0 | 0 | 0 | 0
471 | 1430.954 | 439.18 | 1264.5183 | 1264.5183 | 0 | 0 | 0 | 213.672 | 0 | 0
472 | 1796.545 | 398.27 | 1180.0666 | 1180.0666 | 0 | 0 | 0 | 660.56 | 0 | 0
473 | 1678.349 | 258.76 | 758.8728 | 758.8728 | 0 | 0 | 0 | 947.824 | 0 | 0
474 | 1629.66 | 50.79 | 102.0532 | 102.0532 | 0 | 0 | 0 | 1531.419 | 0 | 0
475 | 1404.8 | 0 | 0 | 0 | 0 | 0 | 0 | 579.2 | 0 | 857.6372
476 | 1388.8 | 0 | 0 | 0 | 0 | 0 | 0 | 209.179 | 0 | 1225.3959
477 | 1344.8 | 0 | 0 | 0 | 0 | 0 | 0 | 165.179 | 0 | 1225.3959
478 | 1680.8 | 0 | 0 | 0 | 0 | 0 | 0 | 501.179 | 0 | 1225.3959
479 | 1447.2 | 0 | 0 | 0 | 0 | 0 | 0 | 267.579 | 0 | 1225.3959
480 | 1506.4 | 0 | 0 | 0 | 0 | 0 | 0 | 1506.4 | 0 | 0
481 | 1360.8 | 0 | 0 | 0 | 0 | 0 | 0 | 1360.8 | 0 | 0
482 | 1408 | 0 | 0 | 0 | 0 | 0 | 0 | 1408 | 0 | 0
483 | 1103.2 | 0 | 0 | 0 | 0 | 0 | 0 | 1103.2 | 0 | 0
484 | 1368 | 0 | 0 | 0 | 0 | 0 | 0 | 1368 | 0 | 0
485 | 1242.4 | 0 | 0 | 0 | 0 | 0 | 0 | 1242.4 | 0 | 0
486 | 1268.8 | 0 | 0 | 0 | 0 | 0 | 0 | 1268.8 | 0 | 0
487 | 1385.6 | 10.77 | 4.0389 | 0 | -4.0389 | 0 | 0 | 1385.6 | 0 | 0
488 | 1391.679 | 116.92 | 339.8689 | 0 | -339.8689 | 0 | 0 | 1391.679 | 0 | 0
489 | 1424.117 | 406.32 | 1236.7002 | 11.3043 | -1225.3959 | 0 | 0 | 1413.236 | 0 | 0
490 | 1612.774 | 698.41 | 2049.7851 | 1521.8365 | -527.9486 | 0 | 0 | 147.786 | 0 | 0
491 | 1401.019 | 848.07 | 2430.8208 | 1455.3852 | -975.4356 | 0 | 0 | 0 | 0 | 0
492 | 1755.972 | 956.11 | 2710.0214 | 1824.1121 | -885.9093 | 0 | 0 | 0 | 0 | 0
493 | 1074.33 | 967.68 | 2744.9543 | 1116.0191 | -1225.3959 | 0 | 403.5393 | 0 | 0 | 0
494 | 1159.81 | 896.44 | 2573.4123 | 1204.8161 | -1225.3959 | 0 | 143.2003 | 0 | 0 | 0
495 | 1567.968 | 537.28 | 1582.0529 | 1582.0529 | 0 | 0 | 0 | 45.013 | 0 | 0
496 | 1342.539 | 456.45 | 1376.3602 | 1376.3602 | 0 | 0 | 0 | 17.593 | 0 | 0
497 | 1562.161 | 291.72 | 856.7199 | 856.7199 | 0 | 0 | 0 | 737.444 | 0 | 0
498 | 1560.409 | 64.28 | 127.9309 | 127.9309 | 0 | 0 | 0 | 1437.257 | 0 | 0
499 | 918.411 | 0 | 0 | 0 | 0 | 0 | 0 | 92.811 | 0 | 857.6372
500 | 1270.4 | 0 | 0 | 0 | 0 | 0 | 0 | 90.779 | 0 | 1225.3959
501 | 1204 | 0 | 0 | 0 | 0 | 0 | 0 | 24.379 | 0 | 1225.3959
502 | 1369.6 | 0 | 0 | 0 | 0 | 0 | 0 | 189.979 | 0 | 1225.3959
503 | 1345.6 | 0 | 0 | 0 | 0 | 0 | 0 | 165.979 | 0 | 1225.3959
504 | 1280 | 0 | 0 | 0 | 0 | 0 | 0 | 1280 | 0 | 0
505 | 2330.4 | 0 | 0 | 0 | 0 | 0 | 0 | 2330.4 | 0 | 0
506 | 2057.6 | 0 | 0 | 0 | 0 | 0 | 0 | 2057.6 | 0 | 0
507 | 2428 | 0 | 0 | 0 | 0 | 0 | 0 | 2428 | 0 | 0
508 | 2208.8 | 0 | 0 | 0 | 0 | 0 | 0 | 2208.8 | 0 | 0
509 | 2004 | 0 | 0 | 0 | 0 | 0 | 0 | 2004 | 0 | 0
510 | 2379.2 | 0 | 0 | 0 | 0 | 0 | 0 | 2379.2 | 0 | 0
511 | 2040.8 | 42.25 | 49.792 | 0 | -49.792 | 0 | 0 | 2040.8 | 0 | 0
512 | 1723.786 | 242.61 | 712.1401 | 0 | -712.1401 | 0 | 0 | 1723.786 | 0 | 0
513 | 1825.298 | 475.76 | 1465.8937 | 240.4978 | -1225.3959 | 0 | 0 | 1593.784 | 0 | 0
514 | 2095.805 | 733.6 | 2175.2166 | 949.8207 | -1225.3959 | 0 | 0 | 1181.466 | 0 | 0
515 | 2297.304 | 878.74 | 2521.2321 | 1295.8362 | -1225.3959 | 0 | 0 | 1049.875 | 0 | 0
516 | 2286.452 | 952.14 | 2682.3777 | 1456.9818 | -1225.3959 | 0 | 0 | 883.897 | 0 | 0
517 | 2261.298 | 941.52 | 2649.5598 | 1903.6855 | -745.8743 | 0 | 0 | 428.725 | 0 | 0
518 | 2390.381 | 744.71 | 2133.8639 | 2133.8639 | 0 | 0 | 0 | 336.228 | 0 | 0
519 | 2181.431 | 512.33 | 1502.3267 | 1502.3267 | 0 | 0 | 0 | 735.224 | 0 | 0
520 | 1853.049 | 519.28 | 1555.8771 | 1555.8771 | 0 | 0 | 0 | 355.292 | 0 | 0
521 | 2387.844 | 237.65 | 696.4344 | 696.4344 | 0 | 0 | 0 | 1717.425 | 0 | 0
522 | 2256.255 | 55.79 | 114.682 | 114.682 | 0 | 0 | 0 | 2145.857 | 0 | 0
523 | 2414.4 | 0 | 0 | 0 | 0 | 0 | 0 | 1588.8 | 0 | 857.6372
524 | 1896.8 | 0 | 0 | 0 | 0 | 0 | 0 | 717.179 | 0 | 1225.3959
525 | 2389.6 | 0 | 0 | 0 | 0 | 0 | 0 | 1209.979 | 0 | 1225.3959
526 | 2215.2 | 0 | 0 | 0 | 0 | 0 | 0 | 1035.579 | 0 | 1225.3959
527 | 2295.2 | 0 | 0 | 0 | 0 | 0 | 0 | 1115.579 | 0 | 1225.3959
528 | 1956 | 0 | 0 | 0 | 0 | 0 | 0 | 1956 | 0 | 0
529 | 1812 | 0 | 0 | 0 | 0 | 0 | 0 | 1812 | 0 | 0
530 | 1850.4 | 0 | 0 | 0 | 0 | 0 | 0 | 1850.4 | 0 | 0
531 | 1248.8 | 0 | 0 | 0 | 0 | 0 | 0 | 1248.8 | 0 | 0
532 | 1303.2 | 0 | 0 | 0 | 0 | 0 | 0 | 1303.2 | 0 | 0
533 | 1569.6 | 0 | 0 | 0 | 0 | 0 | 0 | 1569.6 | 0 | 0
534 | 1165.6 | 0 | 0 | 0 | 0 | 0 | 0 | 1165.6 | 0 | 0
535 | 1127.2 | 30.2 | 34.5361 | 0 | -34.5361 | 0 | 0 | 1127.2 | 0 | 0
536 | 845.369 | 223.22 | 660.5344 | 0 | -660.5344 | 0 | 0 | 845.369 | 0 | 0
537 | 1178.36 | 421.39 | 1297.7964 | 72.4005 | -1225.3959 | 0 | 0 | 1108.664 | 0 | 0
538 | 1572.128 | 655.92 | 1944.1968 | 1324.1104 | -620.0864 | 0 | 0 | 297.48 | 0 | 0
539 | 1408.437 | 900.3 | 2570.2024 | 1463.091 | -1107.1114 | 0 | 0 | 0 | 0 | 0
540 | 1438.896 | 988.28 | 2758.3102 | 1494.732 | -1225.3959 | 0 | 38.1823 | 0 | 0 | 0
541 | 1516.32 | 994.09 | 2756.7271 | 1575.1604 | -1181.5666 | 0 | 0 | 0 | 0 | 0
542 | 1377.594 | 550.04 | 1580.2547 | 1431.0512 | -149.2035 | 0 | 0 | 0 | 0 | 0
543 | 1550.943 | 629.08 | 1816.6867 | 1611.127 | -205.5597 | 0 | 0 | 0 | 0 | 0
544 | 1543.534 | 528.13 | 1570.4505 | 1570.4505 | 0 | 0 | 0 | 31.748 | 0 | 0
545 | 1201.14 | 290.26 | 855.5253 | 855.5253 | 0 | 0 | 0 | 377.573 | 0 | 0
546 | 1293.095 | 65.15 | 139.3827 | 139.3827 | 0 | 0 | 0 | 1158.919 | 0 | 0
547 | 1413.61 | 0 | 0 | 0 | 0 | 0 | 0 | 588.01 | 0 | 857.6372
548 | 1265.6 | 0 | 0 | 0 | 0 | 0 | 0 | 85.979 | 0 | 1225.3959
549 | 1180.8 | 0 | 0 | 0 | 0 | 0 | 0 | 1.179 | 0 | 1225.3959
550 | 1695.2 | 0 | 0 | 0 | 0 | 0 | 0 | 515.579 | 0 | 1225.3959
551 | 1346.4 | 0 | 0 | 0 | 0 | 0 | 0 | 166.779 | 0 | 1225.3959
552 | 1211.2 | 0 | 0 | 0 | 0 | 0 | 0 | 1211.2 | 0 | 0
553 | 1408 | 0 | 0 | 0 | 0 | 0 | 0 | 1408 | 0 | 0
554 | 1139.2 | 0 | 0 | 0 | 0 | 0 | 0 | 1139.2 | 0 | 0
555 | 1446.4 | 0 | 0 | 0 | 0 | 0 | 0 | 1446.4 | 0 | 0
556 | 1142.4 | 0 | 0 | 0 | 0 | 0 | 0 | 1142.4 | 0 | 0
557 | 880 | 0 | 0 | 0 | 0 | 0 | 0 | 880 | 0 | 0
558 | 1145.6 | 0 | 0 | 0 | 0 | 0 | 0 | 1145.6 | 0 | 0
559 | 943.2 | 18.04 | 16.3113 | 0 | -16.3113 | 0 | 0 | 943.2 | 0 | 0
560 | 1274.438 | 236.93 | 704.9142 | 276.1631 | -428.7511 | 0 | 0 | 1008.591 | 0 | 0
561 | 1429.443 | 544.5 | 1697.6947 | 1484.9122 | -212.7825 | 0 | 0 | 0 | 0 | 0
562 | 1547.522 | 765.42 | 2282.8004 | 1607.5732 | -675.2272 | 0 | 0 | 0 | 0 | 0
563 | 1405.725 | 917.17 | 2621.404 | 1460.2738 | -1161.1302 | 0 | 0 | 0 | 0 | 0
564 | 1431.852 | 1012.26 | 2807.241 | 1487.4147 | -1225.3959 | 0 | 94.4305 | 0 | 0 | 0
565 | 1367.56 | 1019.86 | 2806.6624 | 1420.6289 | -1225.3959 | 0 | 160.6376 | 0 | 0 | 0
566 | 1673.787 | 943.36 | 2630.0656 | 1738.7379 | -891.3277 | 0 | 0 | 0 | 0 | 0
567 | 1642.84 | 797.16 | 2279.6581 | 1706.59 | -573.0681 | 0 | 0 | 0 | 0 | 0
568 | 1902.457 | 583.86 | 1731.2356 | 1731.2356 | 0 | 0 | 0 | 235.892 | 0 | 0
569 | 1899.267 | 327.08 | 962.5097 | 962.5097 | 0 | 0 | 0 | 972.712 | 0 | 0
570 | 1621.58 | 74.14 | 153.6818 | 153.6818 | 0 | 0 | 0 | 1473.639 | 0 | 0
571 | 1806.403 | 0 | 0 | 0 | 0 | 0 | 0 | 980.803 | 0 | 857.6372
572 | 1360.8 | 0 | 0 | 0 | 0 | 0 | 0 | 181.179 | 0 | 1225.3959
573 | 1477.6 | 0 | 0 | 0 | 0 | 0 | 0 | 297.979 | 0 | 1225.3959
574 | 1830.4 | 0 | 0 | 0 | 0 | 0 | 0 | 650.779 | 0 | 1225.3959
575 | 1500.8 | 0 | 0 | 0 | 0 | 0 | 0 | 321.179 | 0 | 1225.3959
576 | 1522.4 | 0 | 0 | 0 | 0 | 0 | 0 | 1522.4 | 0 | 0
577 | 1083.2 | 0 | 0 | 0 | 0 | 0 | 0 | 1083.2 | 0 | 0
578 | 1204 | 0 | 0 | 0 | 0 | 0 | 0 | 1204 | 0 | 0
579 | 1488.8 | 0 | 0 | 0 | 0 | 0 | 0 | 1488.8 | 0 | 0
580 | 1076 | 0 | 0 | 0 | 0 | 0 | 0 | 1076 | 0 | 0
581 | 1073.6 | 0 | 0 | 0 | 0 | 0 | 0 | 1073.6 | 0 | 0
582 | 912 | 0 | 0 | 0 | 0 | 0 | 0 | 912 | 0 | 0
583 | 964.8 | 33.07 | 38.7464 | 38.7464 | 0 | 0 | 0 | 927.501 | 0 | 0
584 | 1236.892 | 270.68 | 796.2979 | 796.2979 | 0 | 0 | 0 | 470.34 | 0 | 0
585 | 902.102 | 530.08 | 1612.4701 | 937.1078 | -675.3623 | 0 | 0 | 0 | 0 | 0
586 | 1643.977 | 748.13 | 2175.8077 | 1707.7711 | -468.0366 | 0 | 0 | 0 | 0 | 0
587 | 1404.929 | 901.78 | 2530.6 | 1459.4469 | -1071.1531 | 0 | 0 | 0 | 0 | 0
588 | 1257.977 | 993.06 | 2717.9173 | 1306.7925 | -1225.3959 | 0 | 185.7289 | 0 | 0 | 0
589 | 1143.986 | 996.99 | 2697.9951 | 1188.3791 | -1225.3959 | 0 | 284.2201 | 0 | 0 | 0
590 | 1063.922 | 911.29 | 2495.155 | 1105.2072 | -1225.3959 | 0 | 164.5519 | 0 | 0 | 0
591 | 1565.032 | 765.44 | 2154.1112 | 1625.7627 | -518.6503 | 0 | 9.6983 | 0 | 0 | 0
592 | 1529.519 | 554 | 1623.9801 | 1588.8716 | 0 | 0 | 35.1085 | 0 | 0 | 0
593 | 1548.768 | 276.08 | 810.5025 | 810.5025 | 0 | 0 | 0 | 768.542 | 0 | 0
594 | 954.794 | 57.88 | 121.3999 | 121.3999 | 0 | 0 | 0 | 837.929 | 0 | 0
595 | 979.933 | 0 | 0 | 0 | 0 | 0 | 0 | 154.333 | 0 | 857.6372
596 | 1248.8 | 0 | 0 | 0 | 0 | 0 | 0 | 69.179 | 0 | 1225.3959
597 | 1226.4 | 0 | 0 | 0 | 0 | 0 | 0 | 46.779 | 0 | 1225.3959
598 | 1332 | 0 | 0 | 0 | 0 | 0 | 0 | 152.379 | 0 | 1225.3959
599 | 1236.8 | 0 | 0 | 0 | 0 | 0 | 0 | 57.179 | 0 | 1225.3959
600 | 1285.6 | 0 | 0 | 0 | 0 | 0 | 0 | 1285.6 | 0 | 0
601 | 1532.8 | 0 | 0 | 0 | 0 | 0 | 0 | 1532.8 | 0 | 0
602 | 1344.8 | 0 | 0 | 0 | 0 | 0 | 0 | 1344.8 | 0 | 0
603 | 1204.8 | 0 | 0 | 0 | 0 | 0 | 0 | 1204.8 | 0 | 0
604 | 1120.8 | 0 | 0 | 0 | 0 | 0 | 0 | 1120.8 | 0 | 0
605 | 1085.6 | 0 | 0 | 0 | 0 | 0 | 0 | 1085.6 | 0 | 0
606 | 1070.4 | 0 | 0 | 0 | 0 | 0 | 0 | 1070.4 | 0 | 0
607 | 1341.6 | 24.56 | 25.7031 | 25.7031 | 0 | 0 | 0 | 1316.857 | 0 | 0
608 | 915.255 | 209.46 | 622.0145 | 622.0145 | 0 | 0 | 0 | 316.476 | 0 | 0
609 | 1043.557 | 285.87 | 867.8341 | 867.8341 | 0 | 0 | 0 | 208.141 | 0 | 0
610 | 1135.797 | 541.42 | 1589.2103 | 1179.8713 | -409.3389 | 0 | 0 | 0 | 0 | 0
611 | 1052.302 | 820.06 | 2291.0174 | 1093.1363 | -1197.8811 | 0 | 0 | 0 | 0 | 0
612 | 1010.911 | 838.81 | 2295.7751 | 1050.1391 | -1225.3959 | 0 | 20.2401 | 0 | 0 | 0
613 | 907.915 | 864.12 | 2339.461 | 943.1464 | -1225.3959 | 0 | 170.9187 | 0 | 0 | 0
614 | 1041.693 | 730.19 | 2021.5577 | 1082.1156 | -939.442 | 0 | 0 | 0 | 0 | 0
615 | 1029.977 | 555.48 | 1594.2848 | 1069.945 | -524.3398 | 0 | 0 | 0 | 0 | 0
616 | 1033.486 | 307.94 | 910.127 | 910.127 | 0 | 0 | 0 | 157.357 | 0 | 0
617 | 1376.376 | 275.51 | 812.0503 | 812.0503 | 0 | 0 | 0 | 594.66 | 0 | 0
618 | 1168.446 | 70.96 | 150.1551 | 150.1551 | 0 | 0 | 0 | 1023.9 | 0 | 0
619 | 1198.4 | 0 | 0 | 0 | 0 | 0 | 0 | 1198.4 | 0 | 0
620 | 1109.6 | 0 | 0 | 0 | 0 | 0 | 0 | 571.527 | 0 | 558.9528
621 | 1098.4 | 0 | 0 | 0 | 0 | 0 | 0 | 0 | 0 | 1141.0231
622 | 1179.2 | 0 | 0 | 0 | 0 | 0 | 0 | 0 | 0 | 1224.9586
623 | 1169.6 | 0 | 0 | 0 | 0 | 0 | 0 | 0 | 0 | 1214.986
624 | 497.6 | 0 | 0 | 0 | 0 | 0 | 0 | 0 | 0 | 516.9092
625 | 369.6 | 0 | 0 | 0 | 0 | 0 | 0 | 369.6 | 0 | 0
626 | 342.4 | 0 | 0 | 0 | 0 | 0 | 0 | 342.4 | 0 | 0
627 | 378.4 | 0 | 0 | 0 | 0 | 0 | 0 | 378.4 | 0 | 0
628 | 387.2 | 0 | 0 | 0 | 0 | 0 | 0 | 387.2 | 0 | 0
629 | 368.8 | 0 | 0 | 0 | 0 | 0 | 0 | 368.8 | 0 | 0
630 | 325.6 | 0 | 0 | 0 | 0 | 0 | 0 | 325.6 | 0 | 0
631 | 335.2 | 37.26 | 43.3722 | 43.3722 | 0 | 0 | 0 | 0 | 0 | 304.8352
632 | 281.28 | 276.08 | 809.5894 | 292.195 | -517.3944 | 0 | 0 | 0 | 0 | 0
633 | 812.402 | 514.96 | 1591.8374 | 843.9271 | -747.9103 | 0 | 0 | 0 | 0 | 0
634 | 1193.029 | 741.39 | 2196.0956 | 1239.3242 | -956.7714 | 0 | 0 | 0 | 0 | 0
635 | 997.388 | 780.25 | 2242.7088 | 1036.0914 | -1206.6174 | 0 | 0 | 0 | 0 | 0
636 | 1238.61 | 970.09 | 2703.9859 | 1286.6739 | -1225.3959 | 0 | 191.9161 | 0 | 0 | 0
637 | 1158.511 | 963.97 | 2677.8537 | 1203.4667 | -1225.3959 | 0 | 248.9911 | 0 | 0 | 0
638 | 1234.863 | 906.88 | 2551.3751 | 1282.7815 | -529.9047 | 0 | 738.6889 | 0 | 0 | 0
639 | 1047.104 | 541.27 | 1587.1586 | 1087.7366 | 0 | 0 | 499.422 | 0 | 0 | 0
640 | 1281.661 | 459.77 | 1381.9822 | 1331.3955 | 0 | 0 | 50.5867 | 0 | 0 | 0
641 | 1055.169 | 280.95 | 830.0673 | 830.0673 | 0 | 0 | 0 | 0 | 0 | 266.0472
642 | 1044.091 | 62.59 | 135.1329 | 135.1329 | 0 | 0 | 0 | 0 | 0 | 949.4738
643 | 1088.323 | 0 | 0 | 0 | 0 | 0 | 0 | 0 | 0 | 1130.5551
644 | 898.4 | 0 | 0 | 0 | 0 | 0 | 0 | 0 | 0 | 933.2622
645 | 270.4 | 0 | 0 | 0 | 0 | 0 | 0 | 0 | 0 | 280.8928
646 | 91.2 | 0 | 0 | 0 | 0 | 0 | 0 | 0 | 0 | 94.739
647 | 94.4 | 0 | 0 | 0 | 0 | 0 | 0 | 0 | 0 | 98.0632
648 | 91.2 | 0 | 0 | 0 | 0 | 0 | 0 | 0 | 0 | 94.739
649 | 96 | 0 | 0 | 0 | 0 | 0 | 0 | 0 | 0 | 99.7253
650 | 88 | 0 | 0 | 0 | 0 | 0 | 0 | 0 | 0 | 91.4148
651 | 94.4 | 0 | 0 | 0 | 0 | 0 | 0 | 0 | 0 | 98.0632
652 | 85.6 | 0 | 0 | 0 | 0 | 0 | 0 | 0 | 0 | 88.9217
653 | 95.2 | 0 | 0 | 0 | 0 | 0 | 0 | 0 | 0 | 98.8942
654 | 88 | 0 | 0 | 0 | 0 | 0 | 0 | 0 | 0 | 91.4148
655 | 93.6 | 33.47 | 38.4441 | 38.4441 | 0 | 0 | 0 | 0 | 0 | 58.788
656 | 77.076 | 267.48 | 784.5531 | 80.0669 | -704.4862 | 0 | 0 | 0 | 0 | 0
657 | 83.396 | 374.02 | 1138.0709 | 86.6322 | -1051.4387 | 0 | 0 | 0 | 0 | 0
658 | 78.901 | 737.64 | 2134.1059 | 81.9638 | -1225.3959 | 0 | 826.7463 | 0 | 0 | 0
659 | 86.02 | 892.64 | 2471.7486 | 89.358 | -1225.3959 | 0 | 1156.9948 | 0 | 0 | 0
660 | 80.475 | 981.44 | 2653.5073 | 83.5978 | -773.466 | 0 | 1796.4435 | 0 | 0 | 0
661 | 88.61 | 987.83 | 2657.729 | 92.0485 | 0 | 0 | 2565.6805 | 0 | 0 | 0
662 | 80.761 | 912.69 | 2491.6199 | 83.8949 | 0 | 0 | 2407.725 | 0 | 0 | 0
663 | 95.362 | 767.22 | 2179.3469 | 99.0625 | 0 | 0 | 2080.2844 | 0 | 0 | 0
664 | 84.557 | 417.68 | 1242.37 | 87.8382 | 0 | 0 | 1154.5318 | 0 | 0 | 0
665 | 90.093 | 312.19 | 923.0144 | 93.589 | 0 | 0 | 829.4253 | 0 | 0 | 0
666 | 80.774 | 72.29 | 155.9319 | 83.9084 | 0 | 0 | 72.0234 | 0 | 0 | 0
667 | 96.805 | 0 | 0 | 0 | 0 | 0 | 0 | 0 | 0 | 100.5615
668 | 86.4 | 0 | 0 | 0 | 0 | 0 | 0 | 0 | 0 | 89.7527
669 | 93.6 | 0 | 0 | 0 | 0 | 0 | 0 | 0 | 0 | 97.2321
670 | 87.2 | 0 | 0 | 0 | 0 | 0 | 0 | 0 | 0 | 90.5838
671 | 92.8 | 0 | 0 | 0 | 0 | 0 | 0 | 0 | 0 | 96.4011
672 | 87.2 | 0 | 0 | 0 | 0 | 0 | 0 | 0 | 0 | 90.5838
673 | 93.6 | 0 | 0 | 0 | 0 | 0 | 0 | 0 | 0 | 97.2321
674 | 88 | 0 | 0 | 0 | 0 | 0 | 0 | 0 | 0 | 91.4148
675 | 92.8 | 0 | 0 | 0 | 0 | 0 | 0 | 0 | 0 | 96.4011
676 | 87.2 | 0 | 0 | 0 | 0 | 0 | 0 | 0 | 0 | 90.5838
677 | 93.6 | 0 | 0 | 0 | 0 | 0 | 0 | 0 | 0 | 97.2321
678 | 83.2 | 0 | 0 | 0 | 0 | 0 | 0 | 0 | 0 | 86.4286
679 | 84.8 | 30.91 | 36.1307 | 36.1307 | 0 | 0 | 0 | 0 | 0 | 51.96
680 | 79.796 | 261.14 | 763.5028 | 82.8925 | -680.6103 | 0 | 0 | 0 | 0 | 0
681 | 84.042 | 514.37 | 1569.6651 | 87.3043 | -628.5579 | 0 | 853.803 | 0 | 0 | 0
682 | 80.506 | 718.13 | 2095.3876 | 83.63 | 0 | 0 | 2011.7576 | 0 | 0 | 0
683 | 81.184 | 846.67 | 2381.5316 | 84.3343 | 0 | 0 | 2297.1972 | 0 | 0 | 0
684 | 80.078 | 938.94 | 2581.4869 | 83.1854 | 0 | 0 | 2498.3015 | 0 | 0 | 0
685 | 81.515 | 906.31 | 2486.5568 | 84.6782 | 0 | 0 | 2401.8786 | 0 | 0 | 0
686 | 74.649 | 581.33 | 1648.7753 | 77.5457 | 0 | 0 | 1571.2296 | 0 | 0 | 0
687 | 88.307 | 487.37 | 1410.9794 | 91.7337 | 0 | 0 | 1319.2457 | 0 | 0 | 0
688 | 79.067 | 261.89 | 774.966 | 82.1352 | 0 | 0 | 692.8308 | 0 | 0 | 0
689 | 84.323 | 61.57 | 166.0696 | 87.5951 | 0 | 0 | 78.4744 | 0 | 0 | 0
690 | 79.24 | 53.16 | 116.9403 | 82.3149 | 0 | 0 | 34.6254 | 0 | 0 | 0
691 | 95.215 | 0 | 0 | 0 | 0 | 0 | 0 | 0 | 0 | 98.9098
692 | 89.6 | 0 | 0 | 0 | 0 | 0 | 0 | 0 | 0 | 93.0769
693 | 93.6 | 0 | 0 | 0 | 0 | 0 | 0 | 0 | 0 | 97.2321
694 | 87.2 | 0 | 0 | 0 | 0 | 0 | 0 | 0 | 0 | 90.5838
695 | 96.8 | 0 | 0 | 0 | 0 | 0 | 0 | 0 | 0 | 100.5563
696 | 87.2 | 0 | 0 | 0 | 0 | 0 | 0 | 0 | 0 | 90.5838
697 | 93.6 | 0 | 0 | 0 | 0 | 0 | 0 | 0 | 0 | 97.2321
698 | 88.8 | 0 | 0 | 0 | 0 | 0 | 0 | 0 | 0 | 92.2459
699 | 87.2 | 0 | 0 | 0 | 0 | 0 | 0 | 0 | 0 | 90.5838
700 | 87.2 | 0 | 0 | 0 | 0 | 0 | 0 | 0 | 0 | 90.5838
701 | 93.6 | 0 | 0 | 0 | 0 | 0 | 0 | 0 | 0 | 97.2321
702 | 84 | 0 | 0 | 0 | 0 | 0 | 0 | 0 | 0 | 87.2596
703 | 87.2 | 4.89 | 0 | 0 | 0 | 0 | 0 | 0 | 0 | 90.5838
704 | 76.02 | 61.95 | 168.5617 | 78.9699 | -89.5917 | 0 | 0 | 0 | 0 | 0
705 | 84.507 | 452.81 | 1403.8968 | 87.7873 | -1225.3959 | 0 | 90.7136 | 0 | 0 | 0
706 | 72.771 | 630.48 | 1900.2533 | 75.5949 | -39.0269 | 0 | 1785.6316 | 0 | 0 | 0
707 | 81.102 | 885.69 | 2594.9343 | 84.2491 | 0 | 0 | 2510.6851 | 0 | 0 | 0
708 | 75.163 | 935.02 | 2689.908 | 78.0797 | 0 | 0 | 2611.8283 | 0 | 0 | 0
709 | 86.617 | 992.8 | 2820.6728 | 89.9782 | 0 | 0 | 2730.6946 | 0 | 0 | 0
710 | 78.42 | 833.11 | 2386.8014 | 81.4631 | 0 | 0 | 2305.3384 | 0 | 0 | 0
711 | 78.853 | 670.66 | 1960.6671 | 81.9129 | 0 | 0 | 1878.7542 | 0 | 0 | 0
712 | 79.653 | 542.49 | 1631.3608 | 82.7439 | 0 | 0 | 1548.6169 | 0 | 0 | 0
713 | 88.652 | 233.88 | 692.9191 | 92.0921 | 0 | 0 | 600.827 | 0 | 0 | 0
714 | 82.665 | 74.21 | 161.4593 | 85.8728 | 0 | 0 | 75.5865 | 0 | 0 | 0
715 | 97.636 | 0 | 0 | 0 | 0 | 0 | 0 | 0 | 0 | 101.4247
716 | 88.8 | 0 | 0 | 0 | 0 | 0 | 0 | 0 | 0 | 92.2459
717 | 94.4 | 0 | 0 | 0 | 0 | 0 | 0 | 0 | 0 | 98.0632
718 | 87.2 | 0 | 0 | 0 | 0 | 0 | 0 | 0 | 0 | 90.5838
719 | 91.2 | 0 | 0 | 0 | 0 | 0 | 0 | 0 | 0 | 94.739
720 | 84.8 | 0 | 0 | 0 | 0 | 0 | 0 | 0 | 0 | 88.0906
721 | 93.6 | 0 | 0 | 0 | 0 | 0 | 0 | 0 | 0 | 97.2321
722 | 81.6 | 0 | 0 | 0 | 0 | 0 | 0 | 0 | 0 | 84.7665
723 | 92.8 | 0 | 0 | 0 | 0 | 0 | 0 | 0 | 0 | 96.4011
724 | 80 | 0 | 0 | 0 | 0 | 0 | 0 | 0 | 0 | 83.1044
725 | 90.4 | 0 | 0 | 0 | 0 | 0 | 0 | 0 | 0 | 93.9079
726 | 80 | 0 | 0 | 0 | 0 | 0 | 0 | 0 | 0 | 83.1044
727 | 86.4 | 13.11 | 8.9753 | 8.9753 | 0 | 0 | 0 | 0 | 0 | 80.7775
728 | 75.453 | 138.53 | 406.8541 | 78.3809 | -328.4732 | 0 | 0 | 0 | 0 | 0
729 | 85.467 | 379.57 | 1155.2246 | 88.7835 | -989.6817 | 0 | 76.7594 | 0 | 0 | 0
730 | 74.454 | 608.48 | 1782.8133 | 77.3432 | 0 | 0 | 1705.4702 | 0 | 0 | 0
731 | 80.579 | 882.91 | 2476.8751 | 83.7058 | 0 | 0 | 2393.1693 | 0 | 0 | 0
732 | 73.28 | 818.78 | 2265.5282 | 76.1236 | 0 | 0 | 2189.4046 | 0 | 0 | 0
733 | 82.654 | 871.42 | 2382.2182 | 85.8614 | 0 | 0 | 2296.3568 | 0 | 0 | 0
734 | 74.961 | 498.71 | 1424.5296 | 77.8698 | 0 | 0 | 1346.6597 | 0 | 0 | 0
735 | 86.787 | 372.83 | 1090.5528 | 90.1547 | 0 | 0 | 1000.3981 | 0 | 0 | 0
736 | 81.253 | 356.51 | 1061.2502 | 84.406 | 0 | 0 | 976.8442 | 0 | 0 | 0
737 | 87.089 | 156.94 | 456.7614 | 90.4685 | 0 | 0 | 366.2929 | 0 | 0 | 0
738 | 79.66 | 68.92 | 150.4127 | 82.7512 | 0 | 0 | 67.6615 | 0 | 0 | 0
739 | 96.821 | 0 | 0 | 0 | 0 | 0 | 0 | 0 | 0 | 100.5781
740 | 88 | 0 | 0 | 0 | 0 | 0 | 0 | 0 | 0 | 91.4148
741 | 91.2 | 0 | 0 | 0 | 0 | 0 | 0 | 0 | 0 | 94.739
742 | 86.4 | 0 | 0 | 0 | 0 | 0 | 0 | 0 | 0 | 89.7527
743 | 92.8 | 0 | 0 | 0 | 0 | 0 | 0 | 0 | 0 | 96.4011
744 | 88 | 0 | 0 | 0 | 0 | 0 | 0 | 0 | 0 | 91.4148
745 | 94.4 | 0 | 0 | 0 | 0 | 0 | 0 | 0 | 0 | 98.0632
746 | 87.2 | 0 | 0 | 0 | 0 | 0 | 0 | 0 | 0 | 90.5838
747 | 93.6 | 0 | 0 | 0 | 0 | 0 | 0 | 0 | 0 | 97.2321
748 | 80 | 0 | 0 | 0 | 0 | 0 | 0 | 0 | 0 | 83.1044
749 | 88.8 | 0 | 0 | 0 | 0 | 0 | 0 | 0 | 0 | 92.2459
750 | 86.4 | 0 | 0 | 0 | 0 | 0 | 0 | 0 | 0 | 89.7527
751 | 88.8 | 31.54 | 37.3056 | 37.3056 | 0 | 0 | 0 | 0 | 0 | 54.9403
752 | 79.281 | 246.98 | 720.4246 | 82.3575 | -638.0671 | 0 | 0 | 0 | 0 | 0
753 | 84.741 | 499.19 | 1518.8925 | 88.0294 | -664.2647 | 0 | 766.5984 | 0 | 0 | 0
754 | 75.611 | 714.96 | 2091.8006 | 78.5451 | 0 | 0 | 2013.2555 | 0 | 0 | 0
755 | 86.655 | 869.28 | 2464.6941 | 90.0176 | 0 | 0 | 2374.6765 | 0 | 0 | 0
756 | 74.903 | 937.72 | 2607.3501 | 77.8096 | 0 | 0 | 2529.5405 | 0 | 0 | 0
757 | 87.642 | 940.93 | 2593.7396 | 91.0429 | 0 | 0 | 2502.6967 | 0 | 0 | 0
758 | 82.638 | 759.19 | 2131.0311 | 85.8447 | 0 | 0 | 2045.1863 | 0 | 0 | 0
759 | 89.332 | 735.19 | 2114.0757 | 92.7985 | 0 | 0 | 2021.2772 | 0 | 0 | 0
760 | 81.435 | 548.96 | 1639.3087 | 84.5951 | 0 | 0 | 1554.7136 | 0 | 0 | 0
761 | 83.254 | 313.13 | 926.9265 | 86.4847 | 0 | 0 | 840.4419 | 0 | 0 | 0
762 | 82.933 | 72.52 | 159.2415 | 86.1512 | 0 | 0 | 73.0903 | 0 | 0 | 0
763 | 96.007 | 0 | 0 | 0 | 0 | 0 | 0 | 0 | 0 | 99.7325
764 | 91.2 | 0 | 0 | 0 | 0 | 0 | 0 | 0 | 0 | 94.739
765 | 93.6 | 0 | 0 | 0 | 0 | 0 | 0 | 0 | 0 | 97.2321
766 | 88.8 | 0 | 0 | 0 | 0 | 0 | 0 | 0 | 0 | 92.2459
767 | 97.6 | 0 | 0 | 0 | 0 | 0 | 0 | 0 | 0 | 101.3873
768 | 90.4 | 0 | 0 | 0 | 0 | 0 | 0 | 0 | 0 | 93.9079
769 | 92.8 | 0 | 0 | 0 | 0 | 0 | 0 | 0 | 0 | 96.4011
770 | 86.4 | 0 | 0 | 0 | 0 | 0 | 0 | 0 | 0 | 89.7527
771 | 91.2 | 0 | 0 | 0 | 0 | 0 | 0 | 0 | 0 | 94.739
772 | 87.2 | 0 | 0 | 0 | 0 | 0 | 0 | 0 | 0 | 90.5838
773 | 92.8 | 0 | 0 | 0 | 0 | 0 | 0 | 0 | 0 | 96.4011
774 | 85.6 | 0 | 0 | 0 | 0 | 0 | 0 | 0 | 0 | 88.9217
775 | 76.8 | 34.75 | 42.5432 | 42.5432 | 0 | 0 | 0 | 0 | 0 | 37.237
776 | 82.775 | 231 | 672.6084 | 85.9871 | -586.6214 | 0 | 0 | 0 | 0 | 0
777 | 646.748 | 469.86 | 1431.5758 | 671.8449 | -719.1136 | 0 | 40.6173 | 0 | 0 | 0
778 | 552.934 | 745.6 | 2176.2523 | 574.3905 | 0 | 0 | 1601.8619 | 0 | 0 | 0
779 | 876.383 | 715.32 | 2020.5542 | 910.3908 | 0 | 0 | 1110.1634 | 0 | 0 | 0
780 | 949.841 | 819.63 | 2252.1453 | 986.6993 | 0 | 0 | 1265.446 | 0 | 0 | 0
781 | 1244.374 | 814.07 | 2223.6634 | 1292.6616 | 0 | 0 | 931.0017 | 0 | 0 | 0
782 | 1169.848 | 765.59 | 2127.0711 | 1215.2437 | 0 | 0 | 911.8275 | 0 | 0 | 0
783 | 1381.741 | 732.82 | 2096.1096 | 1435.3591 | 0 | 0 | 660.7505 | 0 | 0 | 0
784 | 889.368 | 464.44 | 1379.7363 | 923.8797 | 0 | 0 | 455.8566 | 0 | 0 | 0
785 | 1360.953 | 225.64 | 662.478 | 662.478 | 0 | 0 | 0 | 723.222 | 0 | 0
786 | 1095.157 | 62.35 | 140.4776 | 140.4776 | 0 | 0 | 0 | 959.927 | 0 | 0
787 | 1127.015 | 0 | 0 | 0 | 0 | 0 | 0 | 379.356 | 0 | 776.6717
788 | 1211.2 | 0 | 0 | 0 | 0 | 0 | 0 | 31.579 | 0 | 1225.3959
789 | 1118.4 | 0 | 0 | 0 | 0 | 0 | 0 | 0 | 0 | 1161.7992
790 | 1337.6 | 0 | 0 | 0 | 0 | 0 | 0 | 157.979 | 0 | 1225.3959
791 | 1112 | 0 | 0 | 0 | 0 | 0 | 0 | 0 | 0 | 1155.1509
792 | 163.2 | 0 | 0 | 0 | 0 | 0 | 0 | 0 | 0 | 169.5329
793 | 108.8 | 0 | 0 | 0 | 0 | 0 | 0 | 108.8 | 0 | 0
794 | 94.4 | 0 | 0 | 0 | 0 | 0 | 0 | 94.4 | 0 | 0
795 | 105.6 | 0 | 0 | 0 | 0 | 0 | 0 | 105.6 | 0 | 0
796 | 101.6 | 0 | 0 | 0 | 0 | 0 | 0 | 101.6 | 0 | 0
797 | 105.6 | 0 | 0 | 0 | 0 | 0 | 0 | 105.6 | 0 | 0
798 | 95.2 | 0 | 0 | 0 | 0 | 0 | 0 | 95.2 | 0 | 0
799 | 87.2 | 35.69 | 45.3085 | 45.3085 | 0 | 0 | 0 | 0 | 0 | 45.2753
800 | 82.403 | 270.2 | 783.6837 | 85.6006 | -698.083 | 0 | 0 | 0 | 0 | 0
801 | 835.519 | 515.91 | 1571.7833 | 867.9411 | -703.8422 | 0 | 0 | 0 | 0 | 0
802 | 1039.674 | 737.97 | 2151.8103 | 1080.0183 | -1071.792 | 0 | 0 | 0 | 0 | 0
803 | 891.524 | 890.23 | 2495.5674 | 926.1194 | -1225.3959 | 0 | 344.0521 | 0 | 0 | 0
804 | 1352.422 | 946.64 | 2593.7241 | 1404.9024 | -1188.8217 | 0 | 0 | 0 | 0 | 0
805 | 1341.667 | 968.5 | 2645.6788 | 1393.7301 | -1225.3959 | 0 | 26.5529 | 0 | 0 | 0
806 | 1194.461 | 857.72 | 2386.3256 | 1240.8118 | -296.0594 | 0 | 849.4545 | 0 | 0 | 0
807 | 1481.371 | 628.4 | 1801.2719 | 1538.8552 | 0 | 0 | 262.4166 | 0 | 0 | 0
808 | 1646.336 | 167.53 | 478.0922 | 478.0922 | 0 | 0 | 0 | 1186.103 | 0 | 0
809 | 1713.488 | 165.47 | 478.4496 | 478.4496 | 0 | 0 | 0 | 1252.911 | 0 | 0
810 | 1434.101 | 39.27 | 81.7965 | 81.7965 | 0 | 0 | 0 | 1355.36 | 0 | 0
811 | 1539.509 | 0 | 0 | 0 | 0 | 0 | 0 | 713.909 | 0 | 857.6372
812 | 1661.6 | 0 | 0 | 0 | 0 | 0 | 0 | 481.979 | 0 | 1225.3959
813 | 1616 | 0 | 0 | 0 | 0 | 0 | 0 | 436.379 | 0 | 1225.3959
814 | 1728.8 | 0 | 0 | 0 | 0 | 0 | 0 | 549.179 | 0 | 1225.3959
815 | 1469.6 | 0 | 0 | 0 | 0 | 0 | 0 | 289.979 | 0 | 1225.3959
816 | 1761.6 | 0 | 0 | 0 | 0 | 0 | 0 | 1761.6 | 0 | 0
817 | 1354.4 | 0 | 0 | 0 | 0 | 0 | 0 | 1354.4 | 0 | 0
818 | 1331.2 | 0 | 0 | 0 | 0 | 0 | 0 | 1331.2 | 0 | 0
819 | 1416.8 | 0 | 0 | 0 | 0 | 0 | 0 | 1416.8 | 0 | 0
820 | 1299.2 | 0 | 0 | 0 | 0 | 0 | 0 | 1299.2 | 0 | 0
821 | 1488 | 0 | 0 | 0 | 0 | 0 | 0 | 1488 | 0 | 0
822 | 1488.8 | 0 | 0 | 0 | 0 | 0 | 0 | 1488.8 | 0 | 0
823 | 1292.8 | 34.28 | 44.3289 | 0 | -44.3289 | 0 | 0 | 1292.8 | 0 | 0
824 | 1289.506 | 263.66 | 758.4365 | 0 | -758.4365 | 0 | 0 | 1289.506 | 0 | 0
825 | 1526.73 | 485.55 | 1447.8518 | 222.4559 | -1225.3959 | 0 | 0 | 1312.584 | 0 | 0
826 | 1083.978 | 589.42 | 1683.5659 | 458.17 | -1225.3959 | 0 | 0 | 642.924 | 0 | 0
827 | 1402.913 | 650.37 | 1815.3809 | 1186.9092 | -628.4717 | 0 | 0 | 260.341 | 0 | 0
828 | 1305.329 | 872.38 | 2368.1964 | 1355.982 | -1012.2145 | 0 | 0 | 0 | 0 | 0
829 | 1517.919 | 801.76 | 2191.4095 | 1576.8215 | -614.5881 | 0 | 0 | 0 | 0 | 0
830 | 1335.878 | 748.45 | 2076.2466 | 1387.7164 | -688.5302 | 0 | 0 | 0 | 0 | 0
831 | 1360.865 | 568.31 | 1625.7024 | 1413.673 | -212.0294 | 0 | 0 | 0 | 0 | 0
832 | 1604.627 | 472.85 | 1397.9767 | 1397.9767 | 0 | 0 | 0 | 258.872 | 0 | 0
833 | 1501.802 | 272.93 | 802.3011 | 802.3011 | 0 | 0 | 0 | 729.471 | 0 | 0
834 | 1303.802 | 60.41 | 133.796 | 133.796 | 0 | 0 | 0 | 1175.004 | 0 | 0
835 | 1407.738 | 0 | 0 | 0 | 0 | 0 | 0 | 582.138 | 0 | 857.6372
836 | 1397.6 | 0 | 0 | 0 | 0 | 0 | 0 | 217.979 | 0 | 1225.3959
837 | 1207.2 | 0 | 0 | 0 | 0 | 0 | 0 | 27.579 | 0 | 1225.3959
838 | 1357.6 | 0 | 0 | 0 | 0 | 0 | 0 | 177.979 | 0 | 1225.3959
839 | 1300.8 | 0 | 0 | 0 | 0 | 0 | 0 | 121.179 | 0 | 1225.3959
840 | 1248.8 | 0 | 0 | 0 | 0 | 0 | 0 | 1248.8 | 0 | 0
841 | 1178.4 | 0 | 0 | 0 | 0 | 0 | 0 | 1178.4 | 0 | 0
842 | 1225.6 | 0 | 0 | 0 | 0 | 0 | 0 | 1225.6 | 0 | 0
843 | 1224.8 | 0 | 0 | 0 | 0 | 0 | 0 | 1224.8 | 0 | 0
844 | 903.2 | 0 | 0 | 0 | 0 | 0 | 0 | 903.2 | 0 | 0
845 | 1121.6 | 0 | 0 | 0 | 0 | 0 | 0 | 1121.6 | 0 | 0
846 | 1310.4 | 0 | 0 | 0 | 0 | 0 | 0 | 1310.4 | 0 | 0
847 | 1152 | 5.87 | 0 | 0 | 0 | 0 | 0 | 1152 | 0 | 0
848 | 933.17 | 57.87 | 154.7933 | 0 | -154.7933 | 0 | 0 | 933.17 | 0 | 0
849 | 1215.698 | 261.6 | 769.2609 | 0 | -769.2609 | 0 | 0 | 1215.698 | 0 | 0
850 | 1139.46 | 373.8 | 1074.0337 | 0 | -1074.0337 | 0 | 0 | 1139.46 | 0 | 0
851 | 1551.141 | 486.79 | 1368.9514 | 143.5555 | -1225.3959 | 0 | 0 | 1412.948 | 0 | 0
852 | 1338.153 | 591.12 | 1634.8242 | 450.4257 | -1184.3984 | 0 | 0 | 904.552 | 0 | 0
853 | 1140.835 | 976.35 | 2599.0729 | 1185.1048 | -1225.3959 | 0 | 188.5721 | 0 | 0 | 0
854 | 1315.264 | 714.68 | 1975.8482 | 1366.3025 | -609.5457 | 0 | 0 | 0 | 0 | 0
855 | 1361.037 | 555.05 | 1580.4178 | 1413.8517 | -166.5661 | 0 | 0 | 0 | 0 | 0
856 | 1270.539 | 377 | 1109.2731 | 1109.2731 | 0 | 0 | 0 | 202.703 | 0 | 0
857 | 1377.713 | 246.62 | 721.0707 | 721.0707 | 0 | 0 | 0 | 683.578 | 0 | 0
858 | 1430.203 | 70.44 | 155.4914 | 155.4914 | 0 | 0 | 0 | 1280.52 | 0 | 0
859 | 1135.9 | 0 | 0 | 0 | 0 | 0 | 0 | 310.3 | 0 | 857.6372
860 | 1324 | 0 | 0 | 0 | 0 | 0 | 0 | 144.379 | 0 | 1225.3959
861 | 1216.8 | 0 | 0 | 0 | 0 | 0 | 0 | 37.179 | 0 | 1225.3959
862 | 1368.8 | 0 | 0 | 0 | 0 | 0 | 0 | 189.179 | 0 | 1225.3959
863 | 1304 | 0 | 0 | 0 | 0 | 0 | 0 | 124.379 | 0 | 1225.3959
864 | 504 | 0 | 0 | 0 | 0 | 0 | 0 | 504 | 0 | 0
865 | 308.8 | 0 | 0 | 0 | 0 | 0 | 0 | 308.8 | 0 | 0
866 | 223.2 | 0 | 0 | 0 | 0 | 0 | 0 | 223.2 | 0 | 0
867 | 305.6 | 0 | 0 | 0 | 0 | 0 | 0 | 305.6 | 0 | 0
868 | 234.4 | 0 | 0 | 0 | 0 | 0 | 0 | 234.4 | 0 | 0
869 | 284.8 | 0 | 0 | 0 | 0 | 0 | 0 | 284.8 | 0 | 0
870 | 280.8 | 0 | 0 | 0 | 0 | 0 | 0 | 280.8 | 0 | 0
871 | 279.2 | 30.51 | 40.7263 | 0 | -40.7263 | 0 | 0 | 279.2 | 0 | 0
872 | 207.884 | 261.96 | 765.3996 | 0 | -765.3996 | 0 | 0 | 207.884 | 0 | 0
873 | 1383.408 | 517.78 | 1572.0419 | 346.646 | -1225.3959 | 0 | 0 | 1049.712 | 0 | 0
874 | 1305.53 | 736.83 | 2120.3688 | 894.9729 | -1225.3959 | 0 | 0 | 443.989 | 0 | 0
875 | 1615.041 | 829.29 | 2300.9099 | 1075.514 | -1225.3959 | 0 | 0 | 579.704 | 0 | 0
876 | 1779.002 | 861.64 | 2366.177 | 1612.9999 | -753.1771 | 0 | 0 | 226.256 | 0 | 0
877 | 1624.258 | 831.04 | 2298.073 | 1687.2869 | -610.786 | 0 | 0 | 0 | 0 | 0
878 | 1539.01 | 770.61 | 2161.8451 | 1598.7309 | -563.1142 | 0 | 0 | 0 | 0 | 0
879 | 1787.689 | 537.56 | 1551.484 | 1551.484 | 0 | 0 | 0 | 294.161 | 0 | 0
880 | 1354.304 | 407.35 | 1204.5606 | 1204.5606 | 0 | 0 | 0 | 194.74 | 0 | 0
881 | 1620.241 | 171.76 | 497.6664 | 497.6664 | 0 | 0 | 0 | 1141.165 | 0 | 0
882 | 1300.99 | 56.77 | 122.8044 | 122.8044 | 0 | 0 | 0 | 1182.773 | 0 | 0
883 | 1394.069 | 0 | 0 | 0 | 0 | 0 | 0 | 568.469 | 0 | 857.6372
884 | 1272 | 0 | 0 | 0 | 0 | 0 | 0 | 92.379 | 0 | 1225.3959
885 | 1471.2 | 0 | 0 | 0 | 0 | 0 | 0 | 291.579 | 0 | 1225.3959
886 | 1444 | 0 | 0 | 0 | 0 | 0 | 0 | 264.379 | 0 | 1225.3959
887 | 1357.6 | 0 | 0 | 0 | 0 | 0 | 0 | 177.979 | 0 | 1225.3959
888 | 576.8 | 0 | 0 | 0 | 0 | 0 | 0 | 576.8 | 0 | 0
889 | 498.4 | 0 | 0 | 0 | 0 | 0 | 0 | 498.4 | 0 | 0
890 | 498.4 | 0 | 0 | 0 | 0 | 0 | 0 | 498.4 | 0 | 0
891 | 504 | 0 | 0 | 0 | 0 | 0 | 0 | 504 | 0 | 0
892 | 421.6 | 0 | 0 | 0 | 0 | 0 | 0 | 421.6 | 0 | 0
893 | 485.6 | 0 | 0 | 0 | 0 | 0 | 0 | 485.6 | 0 | 0
894 | 467.2 | 0 | 0 | 0 | 0 | 0 | 0 | 467.2 | 0 | 0
895 | 472 | 29.23 | 40.8925 | 0 | -40.8925 | 0 | 0 | 472 | 0 | 0
896 | 385.522 | 254.82 | 762.3528 | 0 | -762.3528 | 0 | 0 | 385.522 | 0 | 0
897 | 1044.814 | 512.13 | 1593.488 | 368.0922 | -1225.3959 | 0 | 0 | 690.473 | 0 | 0
898 | 1692.649 | 738.73 | 2200.2539 | 1663.8837 | -536.3702 | 0 | 0 | 90.92 | 0 | 0
899 | 1873.143 | 903.12 | 2596.8706 | 1945.8298 | -651.0408 | 0 | 0 | 0 | 0 | 0
900 | 1814.753 | 999.36 | 2816.3877 | 1885.174 | -931.2137 | 0 | 0 | 0 | 0 | 0
901 | 1605.764 | 969.82 | 2730.4318 | 1668.0753 | -1062.3565 | 0 | 0 | 0 | 0 | 0
902 | 1656.929 | 939.51 | 2665.9667 | 1721.2257 | -944.741 | 0 | 0 | 0 | 0 | 0
903 | 1959.966 | 789.59 | 2291.0496 | 2036.022 | -255.0276 | 0 | 0 | 0 | 0 | 0
904 | 1925.128 | 572.86 | 1715.0189 | 1715.0189 | 0 | 0 | 0 | 274.174 | 0 | 0
905 | 1644.797 | 316.01 | 939.199 | 939.199 | 0 | 0 | 0 | 740.682 | 0 | 0
906 | 1796.832 | 69.43 | 157.1068 | 157.1068 | 0 | 0 | 0 | 1645.594 | 0 | 0
907 | 1564.005 | 0 | 0 | 0 | 0 | 0 | 0 | 738.405 | 0 | 857.6372
908 | 1423.2 | 0 | 0 | 0 | 0 | 0 | 0 | 243.579 | 0 | 1225.3959
909 | 1762.4 | 0 | 0 | 0 | 0 | 0 | 0 | 582.779 | 0 | 1225.3959
910 | 1525.6 | 0 | 0 | 0 | 0 | 0 | 0 | 345.979 | 0 | 1225.3959
911 | 1706.4 | 0 | 0 | 0 | 0 | 0 | 0 | 526.779 | 0 | 1225.3959
912 | 526.4 | 0 | 0 | 0 | 0 | 0 | 0 | 526.4 | 0 | 0
913 | 477.6 | 0 | 0 | 0 | 0 | 0 | 0 | 477.6 | 0 | 0
914 | 487.2 | 0 | 0 | 0 | 0 | 0 | 0 | 487.2 | 0 | 0
915 | 450.4 | 0 | 0 | 0 | 0 | 0 | 0 | 450.4 | 0 | 0
916 | 410.4 | 0 | 0 | 0 | 0 | 0 | 0 | 410.4 | 0 | 0
917 | 498.4 | 0 | 0 | 0 | 0 | 0 | 0 | 498.4 | 0 | 0
918 | 480.8 | 0 | 0 | 0 | 0 | 0 | 0 | 480.8 | 0 | 0
919 | 402.4 | 12.68 | 10.7683 | 10.7683 | 0 | 0 | 0 | 392.034 | 0 | 0
920 | 183.582 | 260.62 | 782.6085 | 190.7059 | -591.9026 | 0 | 0 | 0 | 0 | 0
921 | 1361.436 | 523.11 | 1610.5691 | 1414.2662 | -196.3029 | 0 | 0 | 0 | 0 | 0
922 | 1498.899 | 749.82 | 2165.6305 | 1557.0634 | -608.5671 | 0 | 0 | 0 | 0 | 0
923 | 1608.087 | 919.71 | 2511.7052 | 1670.4884 | -841.2168 | 0 | 0 | 0 | 0 | 0
924 | 1399.808 | 1018.64 | 2702.7684 | 1454.1282 | -1225.3959 | 0 | 23.2443 | 0 | 0 | 0
925 | 1724.006 | 1031.69 | 2729.4719 | 1790.9056 | -938.5663 | 0 | 0 | 0 | 0 | 0
926 | 1255.265 | 959.58 | 2593.7635 | 1303.9752 | -1225.3959 | 0 | 64.3924 | 0 | 0 | 0
927 | 1125.5 | 808.74 | 2275.936 | 1169.1747 | -782.0434 | 0 | 324.7179 | 0 | 0 | 0
928 | 1614.058 | 596.08 | 1757.5496 | 1676.6911 | 0 | 0 | 80.8585 | 0 | 0 | 0
929 | 1453.859 | 339.87 | 1005.2752 | 1005.2752 | 0 | 0 | 0 | 486.136 | 0 | 0
930 | 1370.109 | 67.82 | 153.6382 | 153.6382 | 0 | 0 | 0 | 1222.21 | 0 | 0
931 | 1452.169 | 0 | 0 | 0 | 0 | 0 | 0 | 272.548 | 0 | 1225.3959
932 | 1032 | 0 | 0 | 0 | 0 | 0 | 0 | 0 | 0 | 1072.0465
933 | 1212.8 | 0 | 0 | 0 | 0 | 0 | 0 | 33.179 | 0 | 1225.3959
934 | 1396.8 | 0 | 0 | 0 | 0 | 0 | 0 | 217.179 | 0 | 1225.3959
935 | 964 | 0 | 0 | 0 | 0 | 0 | 0 | 0 | 0 | 1001.4078
936 | 1384.8 | 0 | 0 | 0 | 0 | 0 | 0 | 1384.8 | 0 | 0
937 | 1120 | 0 | 0 | 0 | 0 | 0 | 0 | 1120 | 0 | 0
938 | 1568.8 | 0 | 0 | 0 | 0 | 0 | 0 | 1568.8 | 0 | 0
939 | 1411.2 | 0 | 0 | 0 | 0 | 0 | 0 | 1411.2 | 0 | 0
940 | 1482.4 | 0 | 0 | 0 | 0 | 0 | 0 | 1482.4 | 0 | 0
941 | 1182.4 | 0 | 0 | 0 | 0 | 0 | 0 | 1182.4 | 0 | 0
942 | 1132 | 0 | 0 | 0 | 0 | 0 | 0 | 1132 | 0 | 0
943 | 1137.6 | 19.83 | 23.5455 | 23.5455 | 0 | 0 | 0 | 1105.713 | 0 | 9.5788
944 | 182.01 | 204.43 | 602.1037 | 189.0729 | -413.0308 | 0 | 0 | 0 | 0 | 0
945 | 481.147 | 396.23 | 1189.1925 | 499.8178 | -689.3747 | 0 | 0 | 0 | 0 | 0
946 | 455.687 | 596.65 | 1716.4545 | 473.3698 | -1225.3959 | 0 | 17.6888 | 0 | 0 | 0
947 | 498.735 | 762.24 | 2130.3517 | 518.0883 | -1225.3959 | 0 | 386.8675 | 0 | 0 | 0
948 | 415.99 | 892.34 | 2441.3594 | 432.1334 | -1225.3959 | 0 | 783.8301 | 0 | 0 | 0
949 | 320.018 | 906.97 | 2487.8584 | 332.4373 | -1225.3959 | 0 | 930.0253 | 0 | 0 | 0
950 | 335.666 | 768.52 | 2155.6902 | 348.6914 | -405.3998 | 0 | 1401.599 | 0 | 0 | 0
951 | 408.03 | 521.02 | 1502.6716 | 423.8635 | 0 | 0 | 1078.8081 | 0 | 0 | 0
952 | 329.489 | 460.16 | 1364.1148 | 342.2747 | 0 | 0 | 1021.84 | 0 | 0 | 0
953 | 413.609 | 270.86 | 800.0864 | 429.659 | 0 | 0 | 370.4274 | 0 | 0 | 0
954 | 285.122 | 82.77 | 185.4329 | 185.4329 | 0 | 0 | 0 | 0 | 0 | 110.7532
955 | 304.539 | 0 | 0 | 0 | 0 | 0 | 0 | 0 | 0 | 316.3566
956 | 261.6 | 0 | 0 | 0 | 0 | 0 | 0 | 0 | 0 | 271.7513
957 | 204 | 0 | 0 | 0 | 0 | 0 | 0 | 0 | 0 | 211.9162
958 | 331.2 | 0 | 0 | 0 | 0 | 0 | 0 | 0 | 0 | 344.0521
959 | 296.8 | 0 | 0 | 0 | 0 | 0 | 0 | 0 | 0 | 308.3172
960 | 302.4 | 0 | 0 | 0 | 0 | 0 | 0 | 0 | 0 | 314.1346
961 | 324.8 | 0 | 0 | 0 | 0 | 0 | 0 | 0 | 0 | 337.4038
962 | 296.8 | 0 | 0 | 0 | 0 | 0 | 0 | 0 | 0 | 308.3172
963 | 296.8 | 0 | 0 | 0 | 0 | 0 | 0 | 0 | 0 | 308.3172
964 | 316 | 0 | 0 | 0 | 0 | 0 | 0 | 0 | 0 | 328.2623
965 | 227.2 | 0 | 0 | 0 | 0 | 0 | 0 | 0 | 0 | 236.0164
966 | 276 | 0 | 0 | 0 | 0 | 0 | 0 | 0 | 0 | 286.7101
967 | 256.8 | 29.15 | 40.8967 | 40.8967 | 0 | 0 | 0 | 0 | 0 | 225.8684
968 | 246.146 | 259.03 | 761.0709 | 255.6976 | -505.3733 | 0 | 0 | 0 | 0 | 0
969 | 460.316 | 518.3 | 1575.7037 | 478.1784 | -1097.5253 | 0 | 0 | 0 | 0 | 0
970 | 1172.832 | 730.62 | 2132.5737 | 1218.3435 | -914.2302 | 0 | 0 | 0 | 0 | 0
971 | 1566.318 | 874.27 | 2454.5481 | 1627.0986 | -827.4495 | 0 | 0 | 0 | 0 | 0
972 | 1214.229 | 972.42 | 2641.5527 | 1261.3469 | -1004.7984 | 0 | 375.4074 | 0 | 0 | 0
973 | 1567.117 | 982.82 | 2618.8569 | 1627.9286 | 0 | 0 | 990.9283 | 0 | 0 | 0
974 | 1509.312 | 845.02 | 2281.5622 | 1567.8805 | 0 | 0 | 713.6817 | 0 | 0 | 0
975 | 1604.899 | 675.52 | 1892.8051 | 1667.1767 | 0 | 0 | 225.6284 | 0 | 0 | 0
976 | 1215.644 | 487.04 | 1423.2789 | 1262.8168 | 0 | 0 | 160.4621 | 0 | 0 | 0
977 | 1300.307 | 241.46 | 708.1283 | 708.1283 | 0 | 0 | 0 | 618.631 | 0 | 0
978 | 1151.05 | 63.09 | 143.7425 | 143.7425 | 0 | 0 | 0 | 1012.677 | 0 | 0
979 | 1456.677 | 0 | 0 | 0 | 0 | 0 | 0 | 631.077 | 0 | 857.6372
980 | 1494.4 | 0 | 0 | 0 | 0 | 0 | 0 | 314.779 | 0 | 1225.3959
981 | 1808.8 | 0 | 0 | 0 | 0 | 0 | 0 | 629.179 | 0 | 1225.3959
982 | 1650.4 | 0 | 0 | 0 | 0 | 0 | 0 | 470.779 | 0 | 1225.3959
983 | 1209.6 | 0 | 0 | 0 | 0 | 0 | 0 | 29.979 | 0 | 1225.3959
984 | 1028 | 0 | 0 | 0 | 0 | 0 | 0 | 1028 | 0 | 0
985 | 1335.2 | 0 | 0 | 0 | 0 | 0 | 0 | 1335.2 | 0 | 0
986 | 1325.6 | 0 | 0 | 0 | 0 | 0 | 0 | 1325.6 | 0 | 0
987 | 1358.4 | 0 | 0 | 0 | 0 | 0 | 0 | 1358.4 | 0 | 0
988 | 1510.4 | 0 | 0 | 0 | 0 | 0 | 0 | 1510.4 | 0 | 0
989 | 1220.8 | 0 | 0 | 0 | 0 | 0 | 0 | 1220.8 | 0 | 0
990 | 1460.8 | 0 | 0 | 0 | 0 | 0 | 0 | 1460.8 | 0 | 0
991 | 1494.4 | 24.35 | 32.3619 | 0 | -32.3619 | 0 | 0 | 1494.4 | 0 | 0
992 | 1213.91 | 244.21 | 716.9207 | 0 | -716.9207 | 0 | 0 | 1213.91 | 0 | 0
993 | 1285.355 | 496.32 | 1507.5321 | 282.1363 | -1225.3959 | 0 | 0 | 1013.758 | 0 | 0
994 | 1854.487 | 711.27 | 2076.766 | 947.9457 | -1128.8203 | 0 | 0 | 941.951 | 0 | 0
995 | 1700.494 | 776.71 | 2204.4912 | 1766.4812 | -438.0099 | 0 | 0 | 0 | 0 | 0
996 | 1593.166 | 875.74 | 2423.4567 | 1654.9884 | -768.4683 | 0 | 0 | 0 | 0 | 0
997 | 1302.813 | 670.01 | 1867.9153 | 1353.3683 | -514.547 | 0 | 0 | 0 | 0 | 0
998 | 1470.149 | 726.56 | 2009.8171 | 1527.1978 | -482.6193 | 0 | 0 | 0 | 0 | 0
999 | 1044.668 | 690.15 | 1941.4669 | 1085.2061 | -856.2608 | 0 | 0 | 0 | 0 | 0
1000 | 1161.083 | 495.27 | 1452.1254 | 1206.1385 | -245.9869 | 0 | 0 | 0 | 0 | 0
1001 | 1434.037 | 265.81 | 785.6761 | 785.6761 | 0 | 0 | 0 | 677.71 | 0 | 0
1002 | 1519.101 | 47.93 | 106.4328 | 106.4328 | 0 | 0 | 0 | 1416.644 | 0 | 0
1003 | 1470.4 | 0 | 0 | 0 | 0 | 0 | 0 | 583.579 | 0 | 921.2339
1004 | 1118.4 | 0 | 0 | 0 | 0 | 0 | 0 | 0 | 0 | 1161.7992
1005 | 1686.4 | 0 | 0 | 0 | 0 | 0 | 0 | 506.779 | 0 | 1225.3959
1006 | 1632 | 0 | 0 | 0 | 0 | 0 | 0 | 452.379 | 0 | 1225.3959
1007 | 1343.2 | 0 | 0 | 0 | 0 | 0 | 0 | 163.579 | 0 | 1225.3959
1008 | 1206.4 | 0 | 0 | 0 | 0 | 0 | 0 | 1206.4 | 0 | 0
1009 | 1653.6 | 0 | 0 | 0 | 0 | 0 | 0 | 1653.6 | 0 | 0
1010 | 1780 | 0 | 0 | 0 | 0 | 0 | 0 | 1780 | 0 | 0
1011 | 1225.6 | 0 | 0 | 0 | 0 | 0 | 0 | 1225.6 | 0 | 0
1012 | 1333.6 | 0 | 0 | 0 | 0 | 0 | 0 | 1333.6 | 0 | 0
1013 | 1466.4 | 0 | 0 | 0 | 0 | 0 | 0 | 1466.4 | 0 | 0
1014 | 1376 | 0 | 0 | 0 | 0 | 0 | 0 | 1376 | 0 | 0
1015 | 1212 | 17.86 | 20.8789 | 0 | -20.8789 | 0 | 0 | 1212 | 0 | 0
1016 | 1119.408 | 206.28 | 610.8567 | 0 | -610.8567 | 0 | 0 | 1119.408 | 0 | 0
1017 | 1135.205 | 424.03 | 1299.3276 | 73.9317 | -1225.3959 | 0 | 0 | 1064.035 | 0 | 0
1018 | 1502.098 | 615.75 | 1820.016 | 705.1272 | -1114.8889 | 0 | 0 | 823.312 | 0 | 0
1019 | 1740.14 | 688.35 | 1969.4169 | 1807.6657 | -161.7512 | 0 | 0 | 0 | 0 | 0
1020 | 1403.041 | 787.7 | 2193.4528 | 1457.4857 | -735.9672 | 0 | 0 | 0 | 0 | 0
1021 | 1200.195 | 790.73 | 2177.903 | 1246.7683 | -931.1347 | 0 | 0 | 0 | 0 | 0
1022 | 1044.046 | 752.27 | 2088.0235 | 1084.5599 | -1003.4636 | 0 | 0 | 0 | 0 | 0
1023 | 1298.188 | 661.08 | 1889.7146 | 1348.5639 | -541.1508 | 0 | 0 | 0 | 0 | 0
1024 | 1559.024 | 461.17 | 1366.638 | 1366.638 | 0 | 0 | 0 | 243.437 | 0 | 0
1025 | 1238.191 | 245.1 | 725.1262 | 725.1262 | 0 | 0 | 0 | 540.152 | 0 | 0
1026 | 1380.315 | 57.47 | 130.6733 | 130.6733 | 0 | 0 | 0 | 1254.523 | 0 | 0
1027 | 886.366 | 0 | 0 | 0 | 0 | 0 | 0 | 0 | 0 | 920.7612
1028 | 1113.6 | 0 | 0 | 0 | 0 | 0 | 0 | 0 | 0 | 1156.813
1029 | 1129.6 | 0 | 0 | 0 | 0 | 0 | 0 | 0 | 0 | 1173.4338
1030 | 1440.8 | 0 | 0 | 0 | 0 | 0 | 0 | 261.179 | 0 | 1225.3959
1031 | 1332.8 | 0 | 0 | 0 | 0 | 0 | 0 | 153.179 | 0 | 1225.3959
1032 | 138.4 | 0 | 0 | 0 | 0 | 0 | 0 | 138.4 | 0 | 0
1033 | 97.6 | 0 | 0 | 0 | 0 | 0 | 0 | 97.6 | 0 | 0
1034 | 94.4 | 0 | 0 | 0 | 0 | 0 | 0 | 94.4 | 0 | 0
1035 | 103.2 | 0 | 0 | 0 | 0 | 0 | 0 | 103.2 | 0 | 0
1036 | 92.8 | 0 | 0 | 0 | 0 | 0 | 0 | 92.8 | 0 | 0
1037 | 98.4 | 0 | 0 | 0 | 0 | 0 | 0 | 98.4 | 0 | 0
1038 | 89.6 | 0 | 0 | 0 | 0 | 0 | 0 | 89.6 | 0 | 0
1039 | 84.8 | 21.63 | 28.4497 | 28.4497 | 0 | 0 | 0 | 57.413 | 0 | 0
1040 | 86.437 | 212.69 | 627.8266 | 89.7912 | -538.0354 | 0 | 0 | 0 | 0 | 0
1041 | 660.137 | 439.94 | 1346.184 | 685.7535 | -660.4305 | 0 | 0 | 0 | 0 | 0
1042 | 1046.053 | 652.88 | 1932.127 | 1086.6448 | -845.4821 | 0 | 0 | 0 | 0 | 0
1043 | 1011.485 | 762.49 | 2186.3661 | 1050.7354 | -1135.6307 | 0 | 0 | 0 | 0 | 0
1044 | 1077.866 | 855.52 | 2397.3006 | 1119.6934 | -1225.3959 | 0 | 52.2114 | 0 | 0 | 0
1045 | 1280.894 | 824.72 | 2308.5399 | 1330.5988 | -977.9412 | 0 | 0 | 0 | 0 | 0
1046 | 1305.495 | 796.25 | 2256.7161 | 1356.1544 | -900.5617 | 0 | 0 | 0 | 0 | 0
1047 | 1222.683 | 641.77 | 1867.2526 | 1270.1289 | -125.9125 | 0 | 471.2112 | 0 | 0 | 0
1048 | 1378.71 | 516.09 | 1543.775 | 1432.2105 | 0 | 0 | 111.5645 | 0 | 0 | 0
1049 | 1442.884 | 291.87 | 870.7178 | 870.7178 | 0 | 0 | 0 | 604.692 | 0 | 0
1050 | 1317.715 | 64.92 | 149.6429 | 149.6429 | 0 | 0 | 0 | 1173.662 | 0 | 0
1051 | 1407.2 | 0 | 0 | 0 | 0 | 0 | 0 | 581.6 | 0 | 857.6372
1052 | 1616.8 | 0 | 0 | 0 | 0 | 0 | 0 | 437.179 | 0 | 1225.3959
1053 | 1705.6 | 0 | 0 | 0 | 0 | 0 | 0 | 525.979 | 0 | 1225.3959
1054 | 1624 | 0 | 0 | 0 | 0 | 0 | 0 | 444.379 | 0 | 1225.3959
1055 | 1382.4 | 0 | 0 | 0 | 0 | 0 | 0 | 202.779 | 0 | 1225.3959
1056 | 136.8 | 0 | 0 | 0 | 0 | 0 | 0 | 136.8 | 0 | 0
1057 | 104.8 | 0 | 0 | 0 | 0 | 0 | 0 | 104.8 | 0 | 0
1058 | 96.8 | 0 | 0 | 0 | 0 | 0 | 0 | 96.8 | 0 | 0
1059 | 100 | 0 | 0 | 0 | 0 | 0 | 0 | 100 | 0 | 0
1060 | 98.4 | 0 | 0 | 0 | 0 | 0 | 0 | 98.4 | 0 | 0
1061 | 101.6 | 0 | 0 | 0 | 0 | 0 | 0 | 101.6 | 0 | 0
1062 | 95.2 | 0 | 0 | 0 | 0 | 0 | 0 | 95.2 | 0 | 0
1063 | 92.8 | 20.2 | 26.2153 | 26.2153 | 0 | 0 | 0 | 67.564 | 0 | 0
1064 | 85.97 | 217.98 | 643.7504 | 89.306 | -554.4444 | 0 | 0 | 0 | 0 | 0
1065 | 932.616 | 468.34 | 1429.4452 | 968.8059 | -460.6393 | 0 | 0 | 0 | 0 | 0
1066 | 1383.414 | 687.6 | 2033.5922 | 1437.097 | -596.4952 | 0 | 0 | 0 | 0 | 0
1067 | 1261.111 | 861.93 | 2477.1255 | 1310.0481 | -1167.0774 | 0 | 0 | 0 | 0 | 0
1068 | 1457.305 | 948.48 | 2682.0765 | 1513.8554 | -1168.2211 | 0 | 0 | 0 | 0 | 0
1069 | 1348.064 | 952.84 | 2693.8524 | 1400.3753 | -1225.3959 | 0 | 68.0812 | 0 | 0 | 0
1070 | 1417.335 | 866.52 | 2482.3112 | 1472.3343 | -1009.9769 | 0 | 0 | 0 | 0 | 0
1071 | 1553.989 | 726.8 | 2132.8396 | 1614.2912 | -227.1409 | 0 | 291.4076 | 0 | 0 | 0
1072 | 1478.554 | 528.49 | 1595.5116 | 1535.9289 | 0 | 0 | 59.5827 | 0 | 0 | 0
1073 | 1282.839 | 291.5 | 875.2969 | 875.2969 | 0 | 0 | 0 | 440.239 | 0 | 0
1074 | 1716.587 | 63.24 | 147.0397 | 147.0397 | 0 | 0 | 0 | 1575.04 | 0 | 0
1075 | 1229.933 | 0 | 0 | 0 | 0 | 0 | 0 | 53.512 | 0 | 1222.0717
1076 | 828.8 | 0 | 0 | 0 | 0 | 0 | 0 | 0 | 0 | 860.9614
1077 | 1254.4 | 0 | 0 | 0 | 0 | 0 | 0 | 74.779 | 0 | 1225.3959
1078 | 1271.2 | 0 | 0 | 0 | 0 | 0 | 0 | 91.579 | 0 | 1225.3959
1079 | 1333.6 | 0 | 0 | 0 | 0 | 0 | 0 | 153.979 | 0 | 1225.3959
1080 | 1302.4 | 0 | 0 | 0 | 0 | 0 | 0 | 1302.4 | 0 | 0
1081 | 1362.4 | 0 | 0 | 0 | 0 | 0 | 0 | 1362.4 | 0 | 0
1082 | 933.6 | 0 | 0 | 0 | 0 | 0 | 0 | 933.6 | 0 | 0
1083 | 1361.6 | 0 | 0 | 0 | 0 | 0 | 0 | 1361.6 | 0 | 0
1084 | 1337.6 | 0 | 0 | 0 | 0 | 0 | 0 | 1337.6 | 0 | 0
1085 | 996 | 0 | 0 | 0 | 0 | 0 | 0 | 996 | 0 | 0
1086 | 1271.2 | 0 | 0 | 0 | 0 | 0 | 0 | 1271.2 | 0 | 0
1087 | 1043.2 | 22.88 | 33.2469 | 33.2469 | 0 | 0 | 0 | 1011.195 | 0 | 0
1088 | 860.551 | 239.86 | 710.3461 | 710.3461 | 0 | 0 | 0 | 176.74 | 0 | 0
1089 | 1094.398 | 492.38 | 1505.2426 | 1136.8658 | -368.3768 | 0 | 0 | 0 | 0 | 0
1090 | 1122.775 | 711.32 | 2096.8793 | 1166.344 | -930.5353 | 0 | 0 | 0 | 0 | 0
1091 | 1142.288 | 863.37 | 2463.7218 | 1186.6142 | -1225.3959 | 0 | 51.7117 | 0 | 0 | 0
1092 | 987.833 | 954.13 | 2667.4667 | 1026.1667 | -1225.3959 | 0 | 415.9042 | 0 | 0 | 0
1093 | 1098.997 | 964.5 | 2691.3603 | 1141.6433 | -1225.3959 | 0 | 324.3211 | 0 | 0 | 0
1094 | 1323.29 | 891.46 | 2526.1083 | 1374.6399 | -1151.4683 | 0 | 0 | 0 | 0 | 0
1095 | 1200.589 | 742.9 | 2167.2293 | 1247.1786 | -282.8208 | 0 | 637.2298 | 0 | 0 | 0
1096 | 1175.229 | 443.57 | 1334.0466 | 1220.8335 | 0 | 0 | 113.2131 | 0 | 0 | 0
1097 | 1183.22 | 290.78 | 874.2498 | 874.2498 | 0 | 0 | 0 | 341.628 | 0 | 0
1098 | 1286.45 | 58.84 | 139.311 | 139.311 | 0 | 0 | 0 | 1152.343 | 0 | 0
1099 | 1205.541 | 0 | 0 | 0 | 0 | 0 | 0 | 119.098 | 0 | 1128.6021
1100 | 1044 | 0 | 0 | 0 | 0 | 0 | 0 | 0 | 0 | 1084.5122
1101 | 1465.6 | 0 | 0 | 0 | 0 | 0 | 0 | 285.979 | 0 | 1225.3959
1102 | 1054.4 | 0 | 0 | 0 | 0 | 0 | 0 | 0 | 0 | 1095.3157
1103 | 1262.4 | 0 | 0 | 0 | 0 | 0 | 0 | 82.779 | 0 | 1225.3959
1104 | 936 | 0 | 0 | 0 | 0 | 0 | 0 | 936 | 0 | 0
1105 | 1169.6 | 0 | 0 | 0 | 0 | 0 | 0 | 1169.6 | 0 | 0
1106 | 1276 | 0 | 0 | 0 | 0 | 0 | 0 | 1276 | 0 | 0
1107 | 1006.4 | 0 | 0 | 0 | 0 | 0 | 0 | 1006.4 | 0 | 0
1108 | 1429.6 | 0 | 0 | 0 | 0 | 0 | 0 | 1429.6 | 0 | 0
1109 | 1362.4 | 0 | 0 | 0 | 0 | 0 | 0 | 1362.4 | 0 | 0
1110 | 1094.4 | 0 | 0 | 0 | 0 | 0 | 0 | 1094.4 | 0 | 0
1111 | 1244 | 28.46 | 41.7735 | 41.7735 | 0 | 0 | 0 | 1203.787 | 0 | 0
1112 | 182.026 | 249.35 | 732.0187 | 189.0895 | -542.9292 | 0 | 0 | 0 | 0 | 0
1113 | 152.29 | 505.37 | 1534.1806 | 158.1996 | -1225.3959 | 0 | 150.5851 | 0 | 0 | 0
1114 | 181.165 | 723.41 | 2106.3345 | 188.1951 | -1225.3959 | 0 | 692.7436 | 0 | 0 | 0
1115 | 170.605 | 878.59 | 2463.353 | 177.2253 | -1225.3959 | 0 | 1060.7318 | 0 | 0 | 0
1116 | 185.42 | 971.68 | 2654.8006 | 192.6152 | -1225.3959 | 0 | 1236.7895 | 0 | 0 | 0
1117 | 195.463 | 985.06 | 2674.7986 | 203.0469 | -964.8772 | 0 | 1506.8746 | 0 | 0 | 0
1118 | 197.058 | 912.62 | 2529.7742 | 204.7048 | 0 | 0 | 2325.0694 | 0 | 0 | 0
1119 | 129.537 | 690.53 | 1987.1254 | 134.5637 | 0 | 0 | 1852.5618 | 0 | 0 | 0
1120 | 177.796 | 504.78 | 1505.9178 | 184.6953 | 0 | 0 | 1321.2225 | 0 | 0 | 0
1121 | 117.348 | 307.43 | 918.6576 | 121.9017 | 0 | 0 | 796.756 | 0 | 0 | 0
1122 | 99.261 | 72.69 | 172.748 | 103.1128 | 0 | 0 | 69.6352 | 0 | 0 | 0
1123 | 110.145 | 0 | 0 | 0 | 0 | 0 | 0 | 0 | 0 | 114.4191
1124 | 108 | 0 | 0 | 0 | 0 | 0 | 0 | 0 | 0 | 112.1909
1125 | 100 | 0 | 0 | 0 | 0 | 0 | 0 | 0 | 0 | 103.8805
1126 | 91.2 | 0 | 0 | 0 | 0 | 0 | 0 | 0 | 0 | 94.739
1127 | 100 | 0 | 0 | 0 | 0 | 0 | 0 | 0 | 0 | 103.8805
1128 | 93.6 | 0 | 0 | 0 | 0 | 0 | 0 | 0 | 0 | 97.2321
1129 | 98.4 | 0 | 0 | 0 | 0 | 0 | 0 | 0 | 0 | 102.2184
1130 | 90.4 | 0 | 0 | 0 | 0 | 0 | 0 | 0 | 0 | 93.9079
1131 | 96.8 | 0 | 0 | 0 | 0 | 0 | 0 | 0 | 0 | 100.5563
1132 | 91.2 | 0 | 0 | 0 | 0 | 0 | 0 | 0 | 0 | 94.739
1133 | 96.8 | 0 | 0 | 0 | 0 | 0 | 0 | 0 | 0 | 100.5563
1134 | 89.6 | 0 | 0 | 0 | 0 | 0 | 0 | 0 | 0 | 93.0769
1135 | 92.8 | 52.38 | 83.1304 | 83.1304 | 0 | 0 | 0 | 0 | 0 | 13.2707
1136 | 86.74 | 296.87 | 868.3182 | 90.1059 | -778.2123 | 0 | 0 | 0 | 0 | 0
1137 | 858.247 | 562.2 | 1716.0026 | 891.5511 | -584.711 | 0 | 239.7406 | 0 | 0 | 0
1138 | 1207.142 | 781.64 | 2283.8476 | 1253.9848 | 0 | 0 | 1029.8627 | 0 | 0 | 0
1139 | 1636.944 | 937.76 | 2643.8339 | 1700.4652 | 0 | 0 | 943.3687 | 0 | 0 | 0
1140 | 1392.639 | 1032.72 | 2850.368 | 1446.68 | 0 | 0 | 1403.688 | 0 | 0 | 0
1141 | 1733.618 | 1041.05 | 2864.5093 | 1800.8906 | 0 | 0 | 1063.6187 | 0 | 0 | 0
1142 | 1461.298 | 683.26 | 1941.1417 | 1518.0033 | 0 | 0 | 423.1384 | 0 | 0 | 0
1143 | 1523.695 | 400.31 | 1156.9262 | 1156.9262 | 0 | 0 | 0 | 409.986 | 0 | 0
1144 | 1550.416 | 521.12 | 1555.3172 | 1555.3172 | 0 | 0 | 0 | 53.198 | 0 | 0
1145 | 1733.837 | 332.61 | 988.0072 | 988.0072 | 0 | 0 | 0 | 782.737 | 0 | 0
1146 | 1717.427 | 87.99 | 199.5347 | 199.5347 | 0 | 0 | 0 | 1525.346 | 0 | 0
1147 | 1575.959 | 0 | 0 | 0 | 0 | 0 | 0 | 628.338 | 0 | 984.3932
1148 | 1707.2 | 0 | 0 | 0 | 0 | 0 | 0 | 527.579 | 0 | 1225.3959
1149 | 1400 | 0 | 0 | 0 | 0 | 0 | 0 | 220.379 | 0 | 1225.3959
1150 | 1287.2 | 0 | 0 | 0 | 0 | 0 | 0 | 107.579 | 0 | 1225.3959
1151 | 1057.6 | 0 | 0 | 0 | 0 | 0 | 0 | 0 | 0 | 1098.6399
1152 | 1536.8 | 0 | 0 | 0 | 0 | 0 | 0 | 1536.8 | 0 | 0
1153 | 997.6 | 0 | 0 | 0 | 0 | 0 | 0 | 997.6 | 0 | 0
1154 | 1274.4 | 0 | 0 | 0 | 0 | 0 | 0 | 1274.4 | 0 | 0
1155 | 1188.8 | 0 | 0 | 0 | 0 | 0 | 0 | 1188.8 | 0 | 0
1156 | 1111.2 | 0 | 0 | 0 | 0 | 0 | 0 | 1111.2 | 0 | 0
1157 | 1072.8 | 0 | 0 | 0 | 0 | 0 | 0 | 1072.8 | 0 | 0
1158 | 1068.8 | 0 | 0 | 0 | 0 | 0 | 0 | 1068.8 | 0 | 0
1159 | 1287.2 | 44.08 | 74.1468 | 0 | -74.1468 | 0 | 0 | 1287.2 | 0 | 0
1160 | 1071.05 | 280.99 | 825.5444 | 0 | -825.5444 | 0 | 0 | 1071.05 | 0 | 0
1161 | 1356.959 | 545.73 | 1658.4019 | 433.006 | -1225.3959 | 0 | 0 | 940.129 | 0 | 0
1162 | 1375.012 | 770.57 | 2240.5751 | 1149.6172 | -1090.9579 | 0 | 0 | 268.34 | 0 | 0
1163 | 1335.484 | 933.17 | 2623.4474 | 1387.3082 | -1225.3959 | 0 | 10.7433 | 0 | 0 | 0
1164 | 1194.744 | 955.48 | 2658.4987 | 1241.1057 | -1225.3959 | 0 | 191.9971 | 0 | 0 | 0
1165 | 1239.472 | 597.13 | 1694.4609 | 1287.5694 | -406.8915 | 0 | 0 | 0 | 0 | 0
1166 | 1494.782 | 626.66 | 1794.0615 | 1552.7866 | -241.2749 | 0 | 0 | 0 | 0 | 0
1167 | 1663.536 | 575.81 | 1682.2363 | 1682.2363 | 0 | 0 | 0 | 44.14 | 0 | 0
1168 | 1380.276 | 413.86 | 1239.8104 | 1239.8104 | 0 | 0 | 0 | 186.779 | 0 | 0
1169 | 1448.549 | 340.36 | 1019.5443 | 1019.5443 | 0 | 0 | 0 | 467.09 | 0 | 0
1170 | 1689.979 | 87.15 | 201.872 | 201.872 | 0 | 0 | 0 | 1495.648 | 0 | 0
1171 | 1823.205 | 0 | 0 | 0 | 0 | 0 | 0 | 643.584 | 0 | 1225.3959
1172 | 855.2 | 0 | 0 | 0 | 0 | 0 | 0 | 0 | 0 | 888.3858
1173 | 1082.4 | 0 | 0 | 0 | 0 | 0 | 0 | 0 | 0 | 1124.4023
1174 | 1165.6 | 0 | 0 | 0 | 0 | 0 | 0 | 0 | 0 | 1210.8308
1175 | 1396.8 | 0 | 0 | 0 | 0 | 0 | 0 | 217.179 | 0 | 1225.3959
1176 | 754.4 | 0 | 0 | 0 | 0 | 0 | 0 | 754.4 | 0 | 0
1177 | 602.4 | 0 | 0 | 0 | 0 | 0 | 0 | 602.4 | 0 | 0
1178 | 580.8 | 0 | 0 | 0 | 0 | 0 | 0 | 580.8 | 0 | 0
1179 | 700.8 | 0 | 0 | 0 | 0 | 0 | 0 | 700.8 | 0 | 0
1180 | 725.6 | 0 | 0 | 0 | 0 | 0 | 0 | 725.6 | 0 | 0
1181 | 505.6 | 0 | 0 | 0 | 0 | 0 | 0 | 505.6 | 0 | 0
1182 | 723.2 | 0 | 0 | 0 | 0 | 0 | 0 | 723.2 | 0 | 0
1183 | 676.8 | 37.51 | 64.7352 | 64.7352 | 0 | 0 | 0 | 614.483 | 0 | 0
1184 | 771.604 | 266.87 | 784.6518 | 784.6518 | 0 | 0 | 0 | 16.263 | 0 | 0
1185 | 658.296 | 529.04 | 1598.4193 | 683.841 | -914.5782 | 0 | 0 | 0 | 0 | 0
1186 | 829.986 | 755.16 | 2182.8944 | 862.1944 | -1225.3959 | 0 | 95.3041 | 0 | 0 | 0
1187 | 571.13 | 921.88 | 2559.0249 | 593.2926 | -1225.3959 | 0 | 740.3364 | 0 | 0 | 0
1188 | 704.878 | 1017.48 | 2745.7957 | 732.2317 | -1225.3959 | 0 | 788.1682 | 0 | 0 | 0
1189 | 802.622 | 1020.79 | 2750.4059 | 833.7675 | -1225.3959 | 0 | 691.2425 | 0 | 0 | 0
1190 | 845.333 | 932.84 | 2571.1903 | 878.1359 | -593.2271 | 0 | 1099.8273 | 0 | 0 | 0
1191 | 810.397 | 782.15 | 2236.2142 | 841.8443 | 0 | 0 | 1394.37 | 0 | 0 | 0
1192 | 948.631 | 570.43 | 1699.5635 | 985.4424 | 0 | 0 | 714.1211 | 0 | 0 | 0
1193 | 863.605 | 290.05 | 864.7904 | 864.7904 | 0 | 0 | 0 | 31.119 | 0 | 0
1194 | 870.304 | 75.83 | 176.7589 | 176.7589 | 0 | 0 | 0 | 249.19 | 0 | 468.4573
1195 | 797.6 | 0 | 0 | 0 | 0 | 0 | 0 | 0 | 0 | 828.5507
1196 | 838.4 | 0 | 0 | 0 | 0 | 0 | 0 | 0 | 0 | 870.9339
1197 | 759.2 | 0 | 0 | 0 | 0 | 0 | 0 | 0 | 0 | 788.6606
1198 | 689.6 | 0 | 0 | 0 | 0 | 0 | 0 | 0 | 0 | 716.3598
1199 | 551.2 | 0 | 0 | 0 | 0 | 0 | 0 | 0 | 0 | 572.5892
1200 | 689.6 | 0 | 0 | 0 | 0 | 0 | 0 | 0 | 0 | 716.3598
1201 | 1026.4 | 0 | 0 | 0 | 0 | 0 | 0 | 1026.4 | 0 | 0
1202 | 1103.2 | 0 | 0 | 0 | 0 | 0 | 0 | 1103.2 | 0 | 0
1203 | 797.6 | 0 | 0 | 0 | 0 | 0 | 0 | 797.6 | 0 | 0
1204 | 818.4 | 0 | 0 | 0 | 0 | 0 | 0 | 818.4 | 0 | 0
1205 | 779.2 | 0 | 0 | 0 | 0 | 0 | 0 | 779.2 | 0 | 0
1206 | 741.6 | 0 | 0 | 0 | 0 | 0 | 0 | 741.6 | 0 | 0
1207 | 836.8 | 40.5 | 71.9611 | 71.9611 | 0 | 0 | 0 | 0 | 0 | 797.3107
1208 | 625.816 | 271.67 | 800.7055 | 650.1006 | -150.6049 | 0 | 0 | 0 | 0 | 0
1209 | 296.104 | 533.8 | 1620.525 | 307.5953 | -1225.3959 | 0 | 87.5338 | 0 | 0 | 0
1210 | 281.168 | 761.17 | 2207.9276 | 292.0797 | -1225.3959 | 0 | 690.452 | 0 | 0 | 0
1211 | 221.19 | 931.04 | 2596.1206 | 229.7732 | -1225.3959 | 0 | 1140.9515 | 0 | 0 | 0
1212 | 299.592 | 1025.95 | 2805.7057 | 311.2176 | -1225.3959 | 0 | 1269.0922 | 0 | 0 | 0
1213 | 888.252 | 1032.8 | 2824.5963 | 922.7204 | -1225.3959 | 0 | 676.48 | 0 | 0 | 0
1214 | 1121.586 | 950.77 | 2658.2214 | 1165.1089 | -131.8046 | 0 | 1361.3079 | 0 | 0 | 0
1215 | 839.555 | 803.08 | 2319.8203 | 872.1337 | 0 | 0 | 1447.6866 | 0 | 0 | 0
1216 | 1363.969 | 588.21 | 1764.573 | 1416.8975 | 0 | 0 | 347.6755 | 0 | 0 | 0
1217 | 1384.49 | 331.72 | 993.9076 | 993.9076 | 0 | 0 | 0 | 427.71 | 0 | 0
1218 | 1247.034 | 81.71 | 190.1148 | 190.1148 | 0 | 0 | 0 | 1064.021 | 0 | 0
1219 | 1191.158 | 0 | 0 | 0 | 0 | 0 | 0 | 142.694 | 0 | 1089.1494
1220 | 1089.6 | 0 | 0 | 0 | 0 | 0 | 0 | 0 | 0 | 1131.8817
1221 | 1178.4 | 0 | 0 | 0 | 0 | 0 | 0 | 0 | 0 | 1224.1275
1222 | 1048 | 0 | 0 | 0 | 0 | 0 | 0 | 0 | 0 | 1088.6674
1223 | 1239.2 | 0 | 0 | 0 | 0 | 0 | 0 | 59.579 | 0 | 1225.3959
1224 | 1102.4 | 0 | 0 | 0 | 0 | 0 | 0 | 1102.4 | 0 | 0
1225 | 1004 | 0 | 0 | 0 | 0 | 0 | 0 | 1004 | 0 | 0
1226 | 894.4 | 0 | 0 | 0 | 0 | 0 | 0 | 894.4 | 0 | 0
1227 | 741.6 | 0 | 0 | 0 | 0 | 0 | 0 | 741.6 | 0 | 0
1228 | 812 | 0 | 0 | 0 | 0 | 0 | 0 | 812 | 0 | 0
1229 | 906.4 | 0 | 0 | 0 | 0 | 0 | 0 | 906.4 | 0 | 0
1230 | 1295.2 | 0 | 0 | 0 | 0 | 0 | 0 | 1295.2 | 0 | 0
1231 | 1083.2 | 43.49 | 74.877 | 74.877 | 0 | 0 | 0 | 1011.12 | 0 | 0
1232 | 928.89 | 280.31 | 828.2899 | 828.2899 | 0 | 0 | 0 | 131.541 | 0 | 0
1233 | 1047.146 | 542.81 | 1661.0322 | 1087.7802 | -573.2519 | 0 | 0 | 0 | 0 | 0
1234 | 1458.486 | 770.57 | 2265.6789 | 1515.0822 | -750.5967 | 0 | 0 | 0 | 0 | 0
1235 | 1341.872 | 940.15 | 2669.9858 | 1393.943 | -1225.3959 | 0 | 50.6469 | 0 | 0 | 0
1236 | 1455.678 | 1030.73 | 2870.766 | 1512.1652 | -1225.3959 | 0 | 133.2049 | 0 | 0 | 0
1237 | 1622.4 | 1037.56 | 2887.0462 | 1685.3568 | -1201.6893 | 0 | 0 | 0 | 0 | 0
1238 | 1434.147 | 957.32 | 2709.3742 | 1489.7987 | -1219.5755 | 0 | 0 | 0 | 0 | 0
1239 | 1627.379 | 773.32 | 2255.7198 | 1690.529 | -213.4837 | 0 | 351.7071 | 0 | 0 | 0
1240 | 1212.806 | 589.47 | 1779.5556 | 1259.8686 | 0 | 0 | 519.687 | 0 | 0 | 0
1241 | 1458.823 | 334.13 | 1005.3386 | 1005.3386 | 0 | 0 | 0 | 491.039 | 0 | 0
1242 | 1503.121 | 82.8 | 193.9802 | 193.9802 | 0 | 0 | 0 | 1316.387 | 0 | 0
1243 | 1519.235 | 0 | 0 | 0 | 0 | 0 | 0 | 693.635 | 0 | 857.6372
1244 | 1223.2 | 0 | 0 | 0 | 0 | 0 | 0 | 43.579 | 0 | 1225.3959
1245 | 1371.2 | 0 | 0 | 0 | 0 | 0 | 0 | 191.579 | 0 | 1225.3959
1246 | 1432.8 | 0 | 0 | 0 | 0 | 0 | 0 | 253.179 | 0 | 1225.3959
1247 | 1228 | 0 | 0 | 0 | 0 | 0 | 0 | 48.379 | 0 | 1225.3959
1248 | 1250.4 | 0 | 0 | 0 | 0 | 0 | 0 | 1250.4 | 0 | 0
1249 | 1195.2 | 0 | 0 | 0 | 0 | 0 | 0 | 1195.2 | 0 | 0
1250 | 1082.4 | 0 | 0 | 0 | 0 | 0 | 0 | 1082.4 | 0 | 0
1251 | 1088.8 | 0 | 0 | 0 | 0 | 0 | 0 | 1088.8 | 0 | 0
1252 | 1428 | 0 | 0 | 0 | 0 | 0 | 0 | 1428 | 0 | 0
1253 | 942.4 | 0 | 0 | 0 | 0 | 0 | 0 | 942.4 | 0 | 0
1254 | 957.6 | 0 | 0 | 0 | 0 | 0 | 0 | 957.6 | 0 | 0
1255 | 1361.6 | 40.54 | 72.1512 | 72.1512 | 0 | 0 | 0 | 1292.144 | 0 | 0
1256 | 1216.436 | 273.09 | 806.2849 | 806.2849 | 0 | 0 | 0 | 440.27 | 0 | 0
1257 | 1066.076 | 534.16 | 1621.8692 | 1107.4448 | -514.4244 | 0 | 0 | 0 | 0 | 0
1258 | 1100.807 | 759.98 | 2204.3322 | 1143.5235 | -1060.8087 | 0 | 0 | 0 | 0 | 0
1259 | 1411.611 | 926.82 | 2589.0505 | 1466.3882 | -1122.6623 | 0 | 0 | 0 | 0 | 0
1260 | 1365.056 | 1016.5 | 2749.6601 | 1418.0267 | -1225.3959 | 0 | 106.2375 | 0 | 0 | 0
1261 | 1239.767 | 1022.1 | 2714.6399 | 1287.8758 | -1225.3959 | 0 | 201.3681 | 0 | 0 | 0
1262 | 1146.147 | 880.6 | 2405.4937 | 1190.6229 | -1214.8707 | 0 | 0 | 0 | 0 | 0
1263 | 1181.115 | 595.4 | 1710.9956 | 1226.9479 | -45.8321 | 0 | 438.2156 | 0 | 0 | 0
1264 | 1267.883 | 450.46 | 1338.8438 | 1317.0829 | 0 | 0 | 21.7609 | 0 | 0 | 0
1265 | 1187.464 | 319.28 | 952.9839 | 952.9839 | 0 | 0 | 0 | 270.079 | 0 | 0
1266 | 1008.407 | 76.93 | 181.2745 | 181.2745 | 0 | 0 | 0 | 833.904 | 0 | 0
1267 | 1409.602 | 0 | 0 | 0 | 0 | 0 | 0 | 313.138 | 0 | 1139.012
1268 | 946.4 | 0 | 0 | 0 | 0 | 0 | 0 | 0 | 0 | 983.1248
1269 | 1150.4 | 0 | 0 | 0 | 0 | 0 | 0 | 0 | 0 | 1195.041
1270 | 1396 | 0 | 0 | 0 | 0 | 0 | 0 | 216.379 | 0 | 1225.3959
1271 | 1171.2 | 0 | 0 | 0 | 0 | 0 | 0 | 0 | 0 | 1216.6481
1272 | 1109.6 | 0 | 0 | 0 | 0 | 0 | 0 | 1109.6 | 0 | 0
1273 | 1380.8 | 0 | 0 | 0 | 0 | 0 | 0 | 1380.8 | 0 | 0
1274 | 1206.4 | 0 | 0 | 0 | 0 | 0 | 0 | 1206.4 | 0 | 0
1275 | 1380.8 | 0 | 0 | 0 | 0 | 0 | 0 | 1380.8 | 0 | 0
1276 | 1010.4 | 0 | 0 | 0 | 0 | 0 | 0 | 1010.4 | 0 | 0
1277 | 960 | 0 | 0 | 0 | 0 | 0 | 0 | 960 | 0 | 0
1278 | 1000 | 0 | 0 | 0 | 0 | 0 | 0 | 1000 | 0 | 0
1279 | 1016 | 35.87 | 65.2193 | 65.2193 | 0 | 0 | 0 | 953.217 | 0 | 0
1280 | 231.095 | 263.88 | 778.5177 | 240.0626 | -538.4551 | 0 | 0 | 0 | 0 | 0
1281 | 181.355 | 523.62 | 1580.6754 | 188.3924 | -1225.3959 | 0 | 166.8871 | 0 | 0 | 0
1282 | 156.897 | 750.6 | 2167.2137 | 162.9864 | -1225.3959 | 0 | 778.8314 | 0 | 0 | 0
1283 | 202.713 | 918 | 2557.6173 | 210.5803 | -1225.3959 | 0 | 1121.6411 | 0 | 0 | 0
1284 | 193.831 | 1012.53 | 2772.9397 | 201.3536 | -1225.3959 | 0 | 1346.1902 | 0 | 0 | 0
1285 | 194.696 | 682.43 | 1918.1208 | 202.2511 | -969.3513 | 0 | 746.5183 | 0 | 0 | 0
1286 | 147.249 | 677.73 | 1929.7419 | 152.963 | 0 | 0 | 1776.7789 | 0 | 0 | 0
1287 | 149.362 | 733.89 | 2139.8713 | 155.158 | 0 | 0 | 1984.7133 | 0 | 0 | 0
1288 | 167.046 | 495.68 | 1494.1326 | 173.5282 | 0 | 0 | 1320.6044 | 0 | 0 | 0
1289 | 135.46 | 325.79 | 981.5562 | 140.7165 | 0 | 0 | 840.8397 | 0 | 0 | 0
1290 | 134.638 | 81.02 | 191.5992 | 139.8626 | 0 | 0 | 51.7366 | 0 | 0 | 0
1291 | 106.102 | 0 | 0 | 0 | 0 | 0 | 0 | 0 | 0 | 110.2193
1292 | 0 | 0 | 0 | 0 | 0 | 0 | 0 | 0 | 0 | 0
1293 | 0 | 0 | 0 | 0 | 0 | 0 | 0 | 0 | 0 | 0
1294 | 85.6 | 0 | 0 | 0 | 0 | 0 | 0 | 0 | 0 | 88.9217
1295 | 87.2 | 0 | 0 | 0 | 0 | 0 | 0 | 0 | 0 | 90.5838
1296 | 90.4 | 0 | 0 | 0 | 0 | 0 | 0 | 0 | 0 | 93.9079
1297 | 84.8 | 0 | 0 | 0 | 0 | 0 | 0 | 0 | 0 | 88.0906
1298 | 87.2 | 0 | 0 | 0 | 0 | 0 | 0 | 0 | 0 | 90.5838
1299 | 80.8 | 0 | 0 | 0 | 0 | 0 | 0 | 0 | 0 | 83.9354
1300 | 86.4 | 0 | 0 | 0 | 0 | 0 | 0 | 0 | 0 | 89.7527
1301 | 81.6 | 0 | 0 | 0 | 0 | 0 | 0 | 0 | 0 | 84.7665
1302 | 86.4 | 0 | 0 | 0 | 0 | 0 | 0 | 0 | 0 | 89.7527
1303 | 68.8 | 46.8 | 86.868 | 71.4698 | -15.3982 | 0 | 0 | 0 | 0 | 0
1304 | 94.436 | 281.42 | 825.294 | 98.1006 | -727.1934 | 0 | 0 | 0 | 0 | 0
1305 | 767.602 | 543.57 | 1641.5504 | 797.3886 | -270.7125 | 0 | 573.4493 | 0 | 0 | 0
1306 | 1311.495 | 769.07 | 2225.5997 | 1362.3872 | 0 | 0 | 863.2125 | 0 | 0 | 0
1307 | 1454.312 | 934.48 | 2616.369 | 1510.7462 | 0 | 0 | 1105.6227 | 0 | 0 | 0
1308 | 1278.237 | 1025.82 | 2819.2403 | 1327.8387 | 0 | 0 | 1491.4016 | 0 | 0 | 0
1309 | 1477.846 | 1030.3 | 2829.7467 | 1535.1934 | 0 | 0 | 1294.5533 | 0 | 0 | 0
1310 | 1606.507 | 952.25 | 2662.4233 | 1668.8471 | 0 | 0 | 993.5762 | 0 | 0 | 0
1311 | 1514.242 | 760.91 | 2202.1186 | 1573.0018 | 0 | 0 | 629.1168 | 0 | 0 | 0
1312 | 1656.625 | 559.99 | 1676.9789 | 1676.9789 | 0 | 0 | 0 | 42.29 | 0 | 0
1313 | 1550.847 | 323.88 | 965.5451 | 965.5451 | 0 | 0 | 0 | 621.37 | 0 | 0
1314 | 1602.881 | 77.23 | 184.4491 | 184.4491 | 0 | 0 | 0 | 1425.322 | 0 | 0
1315 | 1592.239 | 0 | 0 | 0 | 0 | 0 | 0 | 766.639 | 0 | 857.6372
1316 | 1521.6 | 0 | 0 | 0 | 0 | 0 | 0 | 341.979 | 0 | 1225.3959
1317 | 1444 | 0 | 0 | 0 | 0 | 0 | 0 | 264.379 | 0 | 1225.3959
1318 | 1625.6 | 0 | 0 | 0 | 0 | 0 | 0 | 445.979 | 0 | 1225.3959
1319 | 1578.4 | 0 | 0 | 0 | 0 | 0 | 0 | 398.779 | 0 | 1225.3959
1320 | 1232.8 | 0 | 0 | 0 | 0 | 0 | 0 | 1232.8 | 0 | 0
1321 | 1146.4 | 0 | 0 | 0 | 0 | 0 | 0 | 1146.4 | 0 | 0
1322 | 1488 | 0 | 0 | 0 | 0 | 0 | 0 | 1488 | 0 | 0
1323 | 1347.2 | 0 | 0 | 0 | 0 | 0 | 0 | 1347.2 | 0 | 0
1324 | 1243.2 | 0 | 0 | 0 | 0 | 0 | 0 | 1243.2 | 0 | 0
1325 | 1531.2 | 0 | 0 | 0 | 0 | 0 | 0 | 1531.2 | 0 | 0
1326 | 1331.2 | 0 | 0 | 0 | 0 | 0 | 0 | 1331.2 | 0 | 0
1327 | 1144.8 | 61.03 | 107.0841 | 0 | -107.0841 | 0 | 0 | 1144.8 | 0 | 0
1328 | 1010.871 | 305.62 | 896.9217 | 0 | -896.9217 | 0 | 0 | 1010.871 | 0 | 0
1329 | 1203.916 | 566.07 | 1734.5245 | 509.1286 | -1225.3959 | 0 | 0 | 713.806 | 0 | 0
1330 | 1503.542 | 789.79 | 2338.6518 | 1113.2559 | -1225.3959 | 0 | 0 | 431.872 | 0 | 0
1331 | 1515.135 | 748.89 | 2189.0836 | 963.6877 | -1225.3959 | 0 | 0 | 587.446 | 0 | 0
1332 | 1556.164 | 111.22 | 299.1477 | 0 | -299.1477 | 0 | 0 | 1556.164 | 0 | 0
1333 | 1211.064 | 299.42 | 854.9384 | 0 | -854.9384 | 0 | 0 | 1211.064 | 0 | 0
1334 | 1410.099 | 270.48 | 773.7049 | 198.5945 | -575.1104 | 0 | 0 | 1218.924 | 0 | 0
1335 | 1317.507 | 185.89 | 527.8894 | 527.8894 | 0 | 0 | 0 | 809.337 | 0 | 0
1336 | 1520.142 | 111.94 | 312.1141 | 312.1141 | 0 | 0 | 0 | 1219.687 | 0 | 0
1337 | 1602.996 | 37.24 | 90.5775 | 90.5775 | 0 | 0 | 0 | 1515.802 | 0 | 0
1338 | 1509.998 | 4.89 | 0 | 0 | 0 | 0 | 0 | 1509.998 | 0 | 0
1339 | 1268.157 | 0 | 0 | 0 | 0 | 0 | 0 | 442.557 | 0 | 857.6372
1340 | 1219.2 | 0 | 0 | 0 | 0 | 0 | 0 | 39.579 | 0 | 1225.3959
1341 | 1537.6 | 0 | 0 | 0 | 0 | 0 | 0 | 357.979 | 0 | 1225.3959
1342 | 1788 | 0 | 0 | 0 | 0 | 0 | 0 | 608.379 | 0 | 1225.3959
1343 | 1920 | 0 | 0 | 0 | 0 | 0 | 0 | 740.379 | 0 | 1225.3959
1344 | 1416 | 0 | 0 | 0 | 0 | 0 | 0 | 1416 | 0 | 0
1345 | 1318.4 | 0 | 0 | 0 | 0 | 0 | 0 | 1318.4 | 0 | 0
1346 | 1386.4 | 0 | 0 | 0 | 0 | 0 | 0 | 1386.4 | 0 | 0
1347 | 1447.2 | 0 | 0 | 0 | 0 | 0 | 0 | 1447.2 | 0 | 0
1348 | 1560.8 | 0 | 0 | 0 | 0 | 0 | 0 | 1560.8 | 0 | 0
1349 | 1575.2 | 0 | 0 | 0 | 0 | 0 | 0 | 1575.2 | 0 | 0
1350 | 1132 | 0 | 0 | 0 | 0 | 0 | 0 | 1132 | 0 | 0
1351 | 1085.6 | 59.12 | 103.5844 | 0 | -103.5844 | 0 | 0 | 1085.6 | 0 | 0
1352 | 972.737 | 299.7 | 879.9081 | 0 | -879.9081 | 0 | 0 | 972.737 | 0 | 0
1353 | 1002.649 | 542.28 | 1657.6041 | 432.2082 | -1225.3959 | 0 | 0 | 586.586 | 0 | 0
1354 | 1224.946 | 777.35 | 2297.2907 | 1071.8948 | -1225.3959 | 0 | 0 | 193.092 | 0 | 0
1355 | 1629.851 | 939.11 | 2704.9863 | 1479.5904 | -1225.3959 | 0 | 0 | 205.531 | 0 | 0
1356 | 1267.651 | 827.52 | 2376.4851 | 1151.0892 | -1225.3959 | 0 | 0 | 159.561 | 0 | 0
1357 | 1387.724 | 634.65 | 1817.4086 | 1293.0948 | -524.3138 | 0 | 0 | 142.933 | 0 | 0
1358 | 1508.577 | 538.5 | 1557.7895 | 1557.7895 | 0 | 0 | 0 | 8.979 | 0 | 0
1359 | 1492.205 | 379.76 | 1109.967 | 1109.967 | 0 | 0 | 0 | 423.701 | 0 | 0
1360 | 1115.506 | 190.58 | 551.1129 | 551.1129 | 0 | 0 | 0 | 584.98 | 0 | 0
1361 | 1715.058 | 309.52 | 919.4991 | 919.4991 | 0 | 0 | 0 | 829.907 | 0 | 0
1362 | 1580.662 | 50.54 | 115.4081 | 115.4081 | 0 | 0 | 0 | 1469.565 | 0 | 0
1363 | 1152.8 | 0 | 0 | 0 | 0 | 0 | 0 | 327.2 | 0 | 857.6372
1364 | 1612 | 0 | 0 | 0 | 0 | 0 | 0 | 432.379 | 0 | 1225.3959
1365 | 1400.8 | 0 | 0 | 0 | 0 | 0 | 0 | 221.179 | 0 | 1225.3959
1366 | 1607.2 | 0 | 0 | 0 | 0 | 0 | 0 | 427.579 | 0 | 1225.3959
1367 | 1369.6 | 0 | 0 | 0 | 0 | 0 | 0 | 189.979 | 0 | 1225.3959
1368 | 1172 | 0 | 0 | 0 | 0 | 0 | 0 | 1172 | 0 | 0
1369 | 1296.8 | 0 | 0 | 0 | 0 | 0 | 0 | 1296.8 | 0 | 0
1370 | 1394.4 | 0 | 0 | 0 | 0 | 0 | 0 | 1394.4 | 0 | 0
1371 | 1192 | 0 | 0 | 0 | 0 | 0 | 0 | 1192 | 0 | 0
1372 | 1368.8 | 0 | 0 | 0 | 0 | 0 | 0 | 1368.8 | 0 | 0
1373 | 1286.4 | 0 | 0 | 0 | 0 | 0 | 0 | 1286.4 | 0 | 0
1374 | 717.6 | 0 | 0 | 0 | 0 | 0 | 0 | 717.6 | 0 | 0
1375 | 961.6 | 60.56 | 107.6669 | 0 | -107.6669 | 0 | 0 | 961.6 | 0 | 0
1376 | 858.742 | 300.98 | 884.2607 | 438.1564 | -446.1043 | 0 | 0 | 436.953 | 0 | 0
1377 | 924.647 | 560.52 | 1705.2375 | 960.5277 | -744.7098 | 0 | 0 | 0 | 0 | 0
1378 | 1261.322 | 780.12 | 2264.9133 | 1310.2673 | -954.646 | 0 | 0 | 0 | 0 | 0
1379 | 921.625 | 942.29 | 2620.7288 | 957.3884 | -1225.3959 | 0 | 437.9445 | 0 | 0 | 0
1380 | 1166.42 | 1030.25 | 2791.4418 | 1211.6837 | -1225.3959 | 0 | 354.3623 | 0 | 0 | 0
1381 | 1425.732 | 1007.97 | 2723.048 | 1481.0572 | -1225.3959 | 0 | 16.5949 | 0 | 0 | 0
1382 | 1270.075 | 642.08 | 1799.4342 | 1319.3599 | -480.0743 | 0 | 0 | 0 | 0 | 0
1383 | 1409.846 | 397.26 | 1139.039 | 1139.039 | 0 | 0 | 0 | 313.356 | 0 | 0
1384 | 1503.303 | 198.31 | 569.0791 | 569.0791 | 0 | 0 | 0 | 955.482 | 0 | 0
1385 | 1426.651 | 150.75 | 434.2204 | 434.2204 | 0 | 0 | 0 | 1008.651 | 0 | 0
1386 | 1530.718 | 72 | 166.8393 | 166.8393 | 0 | 0 | 0 | 1370.111 | 0 | 0
1387 | 1079.591 | 0 | 0 | 0 | 0 | 0 | 0 | 253.991 | 0 | 857.6372
1388 | 1292 | 0 | 0 | 0 | 0 | 0 | 0 | 112.379 | 0 | 1225.3959
1389 | 1392.8 | 0 | 0 | 0 | 0 | 0 | 0 | 213.179 | 0 | 1225.3959
1390 | 1493.6 | 0 | 0 | 0 | 0 | 0 | 0 | 313.979 | 0 | 1225.3959
1391 | 1524 | 0 | 0 | 0 | 0 | 0 | 0 | 344.379 | 0 | 1225.3959
1392 | 1385.6 | 0 | 0 | 0 | 0 | 0 | 0 | 1385.6 | 0 | 0
1393 | 1531.2 | 0 | 0 | 0 | 0 | 0 | 0 | 1531.2 | 0 | 0
1394 | 1497.6 | 0 | 0 | 0 | 0 | 0 | 0 | 1497.6 | 0 | 0
1395 | 1485.6 | 0 | 0 | 0 | 0 | 0 | 0 | 1485.6 | 0 | 0
1396 | 1413.6 | 0 | 0 | 0 | 0 | 0 | 0 | 1413.6 | 0 | 0
1397 | 1488.8 | 0 | 0 | 0 | 0 | 0 | 0 | 1488.8 | 0 | 0
1398 | 1299.2 | 0 | 0 | 0 | 0 | 0 | 0 | 1299.2 | 0 | 0
1399 | 1104 | 23.73 | 39.4881 | 0 | -39.4881 | 0 | 0 | 1104 | 0 | 0
1400 | 1358.071 | 291.96 | 853.7084 | 0 | -853.7084 | 0 | 0 | 1358.071 | 0 | 0
1401 | 1671.657 | 271.18 | 802.1619 | 0 | -802.1619 | 0 | 0 | 1671.657 | 0 | 0
1402 | 1400.192 | 774.18 | 2196.6503 | 971.2544 | -1225.3959 | 0 | 0 | 465.219 | 0 | 0
1403 | 1499.733 | 938.68 | 2552.3391 | 1326.9432 | -1225.3959 | 0 | 0 | 222.358 | 0 | 0
1404 | 1335.797 | 766.33 | 2106.3501 | 880.9542 | -1225.3959 | 0 | 0 | 487.751 | 0 | 0
1405 | 1593.236 | 693.17 | 1916.0889 | 1434.206 | -481.8828 | 0 | 0 | 212.605 | 0 | 0
1406 | 1620.676 | 772.16 | 2120.4882 | 1683.5659 | -436.9223 | 0 | 0 | 0 | 0 | 0
1407 | 1525.559 | 604.12 | 1703.7977 | 1584.7579 | -119.0398 | 0 | 0 | 0 | 0 | 0
1408 | 1514.83 | 319.48 | 925.0619 | 925.0619 | 0 | 0 | 0 | 624.324 | 0 | 0
1409 | 1822.304 | 230.12 | 670.3864 | 670.3864 | 0 | 0 | 0 | 1176.96 | 0 | 0
1410 | 1605.867 | 80.83 | 183.8258 | 183.8258 | 0 | 0 | 0 | 1428.908 | 0 | 0
1411 | 1954.45 | 0 | 0 | 0 | 0 | 0 | 0 | 1128.85 | 0 | 857.6372
1412 | 1688.8 | 0 | 0 | 0 | 0 | 0 | 0 | 509.179 | 0 | 1225.3959
1413 | 1488.8 | 0 | 0 | 0 | 0 | 0 | 0 | 309.179 | 0 | 1225.3959
1414 | 1700 | 0 | 0 | 0 | 0 | 0 | 0 | 520.379 | 0 | 1225.3959
1415 | 1531.2 | 0 | 0 | 0 | 0 | 0 | 0 | 351.579 | 0 | 1225.3959
1416 | 1661.6 | 0 | 0 | 0 | 0 | 0 | 0 | 1661.6 | 0 | 0
1417 | 677.6 | 0 | 0 | 0 | 0 | 0 | 0 | 677.6 | 0 | 0
1418 | 501.6 | 0 | 0 | 0 | 0 | 0 | 0 | 501.6 | 0 | 0
1419 | 592.8 | 0 | 0 | 0 | 0 | 0 | 0 | 592.8 | 0 | 0
1420 | 738.4 | 0 | 0 | 0 | 0 | 0 | 0 | 738.4 | 0 | 0
1421 | 784.8 | 0 | 0 | 0 | 0 | 0 | 0 | 784.8 | 0 | 0
1422 | 656.8 | 0 | 0 | 0 | 0 | 0 | 0 | 656.8 | 0 | 0
1423 | 596 | 52.01 | 101.1598 | 101.1598 | 0 | 0 | 0 | 498.619 | 0 | 0
1424 | 458.959 | 273.92 | 810.1295 | 476.7688 | -333.3608 | 0 | 0 | 0 | 0 | 0
1425 | 545.507 | 530.28 | 1608.0178 | 566.6753 | -1041.3425 | 0 | 0 | 0 | 0 | 0
1426 | 657.357 | 702.67 | 2045.7494 | 682.8656 | -1225.3959 | 0 | 137.4879 | 0 | 0 | 0
1427 | 784.747 | 903.07 | 2519.3072 | 815.1989 | -1225.3959 | 0 | 478.7124 | 0 | 0 | 0
1428 | 756.627 | 968.22 | 2628.498 | 785.9877 | -1225.3959 | 0 | 617.1144 | 0 | 0 | 0
1429 | 915.603 | 830.53 | 2255.0332 | 951.1327 | -1225.3959 | 0 | 78.5046 | 0 | 0 | 0
1430 | 833.363 | 724.63 | 2000.0399 | 865.7014 | -133.1021 | 0 | 1001.2364 | 0 | 0 | 0
1431 | 642.919 | 523.75 | 1491.6571 | 667.8673 | 0 | 0 | 823.7898 | 0 | 0 | 0
1432 | 667.766 | 449.28 | 1319.2623 | 693.6785 | 0 | 0 | 625.5838 | 0 | 0 | 0
1433 | 671.56 | 258.69 | 761.341 | 697.6197 | 0 | 0 | 63.7213 | 0 | 0 | 0
1434 | 759.475 | 61.27 | 143.9337 | 143.9337 | 0 | 0 | 0 | 620.918 | 0 | 0
1435 | 768.029 | 0 | 0 | 0 | 0 | 0 | 0 | 0 | 0 | 797.8322
1436 | 534.4 | 0 | 0 | 0 | 0 | 0 | 0 | 0 | 0 | 555.1373
1437 | 708.8 | 0 | 0 | 0 | 0 | 0 | 0 | 0 | 0 | 736.3048
1438 | 805.6 | 0 | 0 | 0 | 0 | 0 | 0 | 0 | 0 | 836.8611
1439 | 713.6 | 0 | 0 | 0 | 0 | 0 | 0 | 0 | 0 | 741.2911
1440 | 728.8 | 0 | 0 | 0 | 0 | 0 | 0 | 728.8 | 0 | 0
1441 | 1704 | 0 | 0 | 0 | 0 | 0 | 0 | 1704 | 0 | 0
1442 | 1666.4 | 0 | 0 | 0 | 0 | 0 | 0 | 1666.4 | 0 | 0
1443 | 1551.2 | 0 | 0 | 0 | 0 | 0 | 0 | 1551.2 | 0 | 0
1444 | 1624 | 0 | 0 | 0 | 0 | 0 | 0 | 1624 | 0 | 0
1445 | 1580.8 | 0 | 0 | 0 | 0 | 0 | 0 | 1580.8 | 0 | 0
1446 | 1460 | 0 | 0 | 0 | 0 | 0 | 0 | 625.965 | 0 | 866.3995
1447 | 1464 | 27.5 | 52.8076 | 52.8076 | 0 | 0 | 0 | 233.543 | 0 | 1225.3959
1448 | 110.259 | 184.92 | 547.288 | 114.5376 | -432.7505 | 0 | 0 | 0 | 0 | 0
1449 | 89.69 | 441.59 | 1336.8918 | 93.1714 | -1225.3959 | 0 | 18.3245 | 0 | 0 | 0
1450 | 0 | 604.12 | 1772.5915 | 0 | -1225.3959 | 0 | 547.1956 | 0 | 0 | 0
1451 | 0 | 806.34 | 2297.7198 | 0.0010388 | -1225.3959 | 0 | 1072.3228 | 0 | 0 | 0
1452 | 0 | 807.44 | 2270.5238 | 0 | -1225.3959 | 0 | 1045.128 | 0 | 0 | 0
1453 | 0 | 619.36 | 1750.6021 | -0.0010388 | -1075.0559 | 0 | 675.5472 | 0 | 0 | 0
1454 | 87.814 | 646.51 | 1838.6761 | 91.2216 | 0 | 0 | 1747.4545 | 0 | 0 | 0
1455 | 71.433 | 478.07 | 1386.1842 | 74.2049 | 0 | 0 | 1311.9792 | 0 | 0 | 0
1456 | 76.614 | 549.13 | 1638.5067 | 79.587 | 0 | 0 | 1558.9197 | 0 | 0 | 0
1457 | 71.47 | 308.59 | 918.5506 | 74.2434 | 0 | 0 | 844.3073 | 0 | 0 | 0
1458 | 83.419 | 75.39 | 181.5446 | 86.6561 | 0 | 0 | 94.8886 | 0 | 0 | 0
1459 | 77.625 | 0 | 0 | 0 | 0 | 0 | 0 | 0 | 0 | 80.6372
1460 | 86.4 | 0 | 0 | 0 | 0 | 0 | 0 | 0 | 0 | 89.7527
1461 | 79.2 | 0 | 0 | 0 | 0 | 0 | 0 | 0 | 0 | 82.2733
1462 | 86.4 | 0 | 0 | 0 | 0 | 0 | 0 | 0 | 0 | 89.7527
1463 | 79.2 | 0 | 0 | 0 | 0 | 0 | 0 | 0 | 0 | 82.2733
1464 | 84 | 0 | 0 | 0 | 0 | 0 | 0 | 0 | 0 | 87.2596
1465 | 75.2 | 0 | 0 | 0 | 0 | 0 | 0 | 0 | 0 | 78.1181
1466 | 81.6 | 0 | 0 | 0 | 0 | 0 | 0 | 0 | 0 | 84.7665
1467 | 76 | 0 | 0 | 0 | 0 | 0 | 0 | 0 | 0 | 78.9492
1468 | 80 | 0 | 0 | 0 | 0 | 0 | 0 | 0 | 0 | 83.1044
1469 | 76.8 | 0 | 0 | 0 | 0 | 0 | 0 | 0 | 0 | 79.7802
1470 | 81.6 | 0 | 0 | 0 | 0 | 0 | 0 | 0 | 0 | 84.7665
1471 | 67.2 | 24.11 | 45.5589 | 45.5589 | 0 | 0 | 0 | 0 | 0 | 24.2488
1472 | 79.057 | 122.97 | 357.7997 | 82.1248 | -275.6749 | 0 | 0 | 0 | 0 | 0
1473 | 544.574 | 314.68 | 939.5283 | 565.7061 | -373.8222 | 0 | 0 | 0 | 0 | 0
1474 | 1505.096 | 457.58 | 1335.7097 | 1335.7097 | 0 | 0 | 0 | 0 | 0 | 227.7912
1475 | 1673.221 | 716.95 | 2031.4731 | 1738.1499 | -293.3231 | 0 | 0 | 0 | 0 | 0
1476 | 1557.38 | 969.39 | 2665.8555 | 1617.8137 | -452.1605 | 0 | 595.8813 | 0 | 0 | 0
1477 | 1552.097 | 986.59 | 2701.848 | 1612.3257 | 0 | 0 | 1089.5223 | 0 | 0 | 0
1478 | 1601.467 | 904.05 | 2518.6403 | 1663.6115 | 0 | 0 | 855.0288 | 0 | 0 | 0
1479 | 1699.22 | 754.19 | 2167.0153 | 1765.1578 | 0 | 0 | 401.8575 | 0 | 0 | 0
1480 | 1209.033 | 409.02 | 1214.9476 | 1214.9476 | 0 | 0 | 0 | 39.47 | 0 | 0
1481 | 1602.265 | 304.39 | 907.3336 | 907.3336 | 0 | 0 | 0 | 728.825 | 0 | 0
1482 | 1255.783 | 72.03 | 173.1282 | 173.1282 | 0 | 0 | 0 | 1089.122 | 0 | 0
1483 | 1313.251 | 0 | 0 | 0 | 0 | 0 | 0 | 487.651 | 0 | 857.6372
1484 | 1345.6 | 0 | 0 | 0 | 0 | 0 | 0 | 165.979 | 0 | 1225.3959
1485 | 1182.4 | 0 | 0 | 0 | 0 | 0 | 0 | 2.779 | 0 | 1225.3959
1486 | 1305.6 | 0 | 0 | 0 | 0 | 0 | 0 | 125.979 | 0 | 1225.3959
1487 | 1395.2 | 0 | 0 | 0 | 0 | 0 | 0 | 215.579 | 0 | 1225.3959
1488 | 1414.4 | 0 | 0 | 0 | 0 | 0 | 0 | 1414.4 | 0 | 0
1489 | 1534.4 | 0 | 0 | 0 | 0 | 0 | 0 | 1534.4 | 0 | 0
1490 | 1493.6 | 0 | 0 | 0 | 0 | 0 | 0 | 1493.6 | 0 | 0
1491 | 1685.6 | 0 | 0 | 0 | 0 | 0 | 0 | 1685.6 | 0 | 0
1492 | 1434.4 | 0 | 0 | 0 | 0 | 0 | 0 | 1434.4 | 0 | 0
1493 | 1459.2 | 0 | 0 | 0 | 0 | 0 | 0 | 1459.2 | 0 | 0
1494 | 1717.6 | 0 | 0 | 0 | 0 | 0 | 0 | 1717.6 | 0 | 0
1495 | 1190.4 | 37.12 | 76.0831 | 0 | -76.0831 | 0 | 0 | 1190.4 | 0 | 0
1496 | 1580.043 | 237.98 | 705.6923 | 0 | -705.6923 | 0 | 0 | 1580.043 | 0 | 0
1497 | 1502.036 | 441.96 | 1326.5828 | 101.1869 | -1225.3959 | 0 | 0 | 1404.629 | 0 | 0
1498 | 1441.807 | 603.63 | 1755.4076 | 530.0117 | -1225.3959 | 0 | 0 | 931.595 | 0 | 0
1499 | 1867.076 | 856.76 | 2401.0497 | 1175.6538 | -1225.3959 | 0 | 0 | 735.339 | 0 | 0
1500 | 1969.563 | 978.72 | 2694.3645 | 1468.9686 | -1225.3959 | 0 | 0 | 555.468 | 0 | 0
1501 | 1991.36 | 600.79 | 1702.3849 | 1622.6857 | -79.6992 | 0 | 0 | 429.29 | 0 | 0
1502 | 1801.825 | 264.04 | 747.1998 | 747.1998 | 0 | 0 | 0 | 1082.537 | 0 | 0
1503 | 1593.282 | 705.82 | 2046.651 | 1655.1089 | -391.5421 | 0 | 0 | 0 | 0 | 0
1504 | 1359.178 | 556.71 | 1666.7103 | 1411.9206 | -254.7897 | 0 | 0 | 0 | 0 | 0
1505 | 1889.839 | 309.29 | 924.5934 | 924.5934 | 0 | 0 | 0 | 999.784 | 0 | 0
1506 | 1338.014 | 73.96 | 179.3538 | 179.3538 | 0 | 0 | 0 | 1165.36 | 0 | 0
1507 | 1353.885 | 0 | 0 | 0 | 0 | 0 | 0 | 507.064 | 0 | 879.6817
1508 | 1158.4 | 0 | 0 | 0 | 0 | 0 | 0 | 0 | 0 | 1203.3514
1509 | 1659.2 | 0 | 0 | 0 | 0 | 0 | 0 | 479.579 | 0 | 1225.3959
1510 | 1568 | 0 | 0 | 0 | 0 | 0 | 0 | 388.379 | 0 | 1225.3959
1511 | 1603.2 | 0 | 0 | 0 | 0 | 0 | 0 | 423.579 | 0 | 1225.3959
1512 | 1517.6 | 0 | 0 | 0 | 0 | 0 | 0 | 1517.6 | 0 | 0
1513 | 1664 | 0 | 0 | 0 | 0 | 0 | 0 | 1664 | 0 | 0
1514 | 1617.6 | 0 | 0 | 0 | 0 | 0 | 0 | 1617.6 | 0 | 0
1515 | 1648 | 0 | 0 | 0 | 0 | 0 | 0 | 1648 | 0 | 0
1516 | 1176.8 | 0 | 0 | 0 | 0 | 0 | 0 | 1176.8 | 0 | 0
1517 | 1515.2 | 0 | 0 | 0 | 0 | 0 | 0 | 1515.2 | 0 | 0
1518 | 1512.8 | 0 | 0 | 0 | 0 | 0 | 0 | 1512.8 | 0 | 0
1519 | 1321.6 | 39.15 | 80.23 | 0 | -80.23 | 0 | 0 | 1321.6 | 0 | 0
1520 | 1341.317 | 257.9 | 768.4672 | 0 | -768.4672 | 0 | 0 | 1341.317 | 0 | 0
1521 | 1629.663 | 489.01 | 1486.4912 | 261.0953 | -1225.3959 | 0 | 0 | 1378.321 | 0 | 0
1522 | 1448.199 | 607.25 | 1789.4399 | 564.044 | -1225.3959 | 0 | 0 | 905.226 | 0 | 0
1523 | 1859.743 | 885.03 | 2525.5016 | 1300.1057 | -1225.3959 | 0 | 0 | 608.204 | 0 | 0
1524 | 1762.66 | 948.96 | 2664.9861 | 1439.5902 | -1225.3959 | 0 | 0 | 376.846 | 0 | 0
1525 | 1573.75 | 705.55 | 1999.4446 | 1455.542 | -543.9026 | 0 | 0 | 172.579 | 0 | 0
1526 | 1726.047 | 666.89 | 1908.2324 | 1793.0258 | -115.2066 | 0 | 0 | 0 | 0 | 0
1527 | 1828.904 | 516.59 | 1505.949 | 1505.949 | 0 | 0 | 0 | 379.21 | 0 | 0
1528 | 1697.557 | 477.19 | 1431.8344 | 1431.8344 | 0 | 0 | 0 | 319.209 | 0 | 0
1529 | 1829.581 | 314.92 | 943.1745 | 943.1745 | 0 | 0 | 0 | 921.639 | 0 | 0
1530 | 1704.422 | 79.39 | 191.1629 | 191.1629 | 0 | 0 | 0 | 1520.4 | 0 | 0
1531 | 1675.433 | 0 | 0 | 0 | 0 | 0 | 0 | 849.833 | 0 | 857.6372
1532 | 1698.4 | 0 | 0 | 0 | 0 | 0 | 0 | 518.779 | 0 | 1225.3959
1533 | 1537.6 | 0 | 0 | 0 | 0 | 0 | 0 | 357.979 | 0 | 1225.3959
1534 | 1532 | 0 | 0 | 0 | 0 | 0 | 0 | 352.379 | 0 | 1225.3959
1535 | 1324 | 0 | 0 | 0 | 0 | 0 | 0 | 144.379 | 0 | 1225.3959
1536 | 382.4 | 0 | 0 | 0 | 0 | 0 | 0 | 382.4 | 0 | 0
1537 | 394.4 | 0 | 0 | 0 | 0 | 0 | 0 | 394.4 | 0 | 0
1538 | 378.4 | 0 | 0 | 0 | 0 | 0 | 0 | 378.4 | 0 | 0
1539 | 357.6 | 0 | 0 | 0 | 0 | 0 | 0 | 357.6 | 0 | 0
1540 | 367.2 | 0 | 0 | 0 | 0 | 0 | 0 | 367.2 | 0 | 0
1541 | 380 | 0 | 0 | 0 | 0 | 0 | 0 | 380 | 0 | 0
1542 | 397.6 | 0 | 0 | 0 | 0 | 0 | 0 | 397.6 | 0 | 0
1543 | 354.4 | 48.5 | 101.2357 | 0 | -101.2357 | 0 | 0 | 354.4 | 0 | 0
1544 | 442.969 | 277.11 | 826.3661 | 0 | -826.3661 | 0 | 0 | 442.969 | 0 | 0
1545 | 1680.912 | 294.74 | 883.304 | 0 | -883.304 | 0 | 0 | 1680.912 | 0 | 0
1546 | 1829.403 | 418.69 | 1229.3319 | 3.936 | -1225.3959 | 0 | 0 | 1825.615 | 0 | 0
1547 | 1851.263 | 556.09 | 1605.8394 | 380.4435 | -1225.3959 | 0 | 0 | 1485.031 | 0 | 0
1548 | 1924.839 | 742.64 | 2106.7511 | 881.3552 | -1225.3959 | 0 | 0 | 1076.407 | 0 | 0
1549 | 1677.954 | 435.71 | 1243.0722 | 320.7756 | -922.2966 | 0 | 0 | 1369.161 | 0 | 0
1550 | 1718.738 | 171.19 | 477.8907 | 477.8907 | 0 | 0 | 0 | 1258.699 | 0 | 0
1551 | 1907.596 | 428.38 | 1246.0681 | 1246.0681 | 0 | 0 | 0 | 708.075 | 0 | 0
1552 | 1688.519 | 432.42 | 1289.3136 | 1289.3136 | 0 | 0 | 0 | 447.368 | 0 | 0
1553 | 2091.005 | 296.29 | 883.947 | 883.947 | 0 | 0 | 0 | 1240.078 | 0 | 0
1554 | 1608.296 | 63.85 | 154.9086 | 154.9086 | 0 | 0 | 0 | 1459.174 | 0 | 0
1555 | 1773.255 | 0 | 0 | 0 | 0 | 0 | 0 | 947.655 | 0 | 857.6372
1556 | 1601.6 | 0 | 0 | 0 | 0 | 0 | 0 | 421.979 | 0 | 1225.3959
1557 | 1201.6 | 0 | 0 | 0 | 0 | 0 | 0 | 21.979 | 0 | 1225.3959
1558 | 1380.8 | 0 | 0 | 0 | 0 | 0 | 0 | 201.179 | 0 | 1225.3959
1559 | 1320.8 | 0 | 0 | 0 | 0 | 0 | 0 | 141.179 | 0 | 1225.3959
1560 | 361.6 | 0 | 0 | 0 | 0 | 0 | 0 | 361.6 | 0 | 0
1561 | 110.4 | 0 | 0 | 0 | 0 | 0 | 0 | 110.4 | 0 | 0
1562 | 116.8 | 0 | 0 | 0 | 0 | 0 | 0 | 116.8 | 0 | 0
1563 | 111.2 | 0 | 0 | 0 | 0 | 0 | 0 | 111.2 | 0 | 0
1564 | 113.6 | 0 | 0 | 0 | 0 | 0 | 0 | 113.6 | 0 | 0
1565 | 110.4 | 0 | 0 | 0 | 0 | 0 | 0 | 110.4 | 0 | 0
1566 | 114.4 | 0 | 0 | 0 | 0 | 0 | 0 | 114.4 | 0 | 0
1567 | 98.4 | 44.29 | 92.7995 | 0 | -92.7995 | 0 | 0 | 98.4 | 0 | 0
1568 | 220.236 | 267.1 | 786.1996 | 0 | -786.1996 | 0 | 0 | 220.236 | 0 | 0
1569 | 1212.985 | 512.7 | 1522.574 | 297.1781 | -1225.3959 | 0 | 0 | 926.908 | 0 | 0
1570 | 1238.812 | 727.34 | 2066.5888 | 841.1929 | -1225.3959 | 0 | 0 | 429.042 | 0 | 0
1571 | 1664.717 | 783.38 | 2160.0116 | 940.0269 | -1219.9848 | 0 | 0 | 759.805 | 0 | 0
1572 | 1556.917 | 859.52 | 2304.2185 | 1617.3328 | -686.8857 | 0 | 0 | 0 | 0 | 0
1573 | 1408.483 | 853.19 | 2266.9763 | 1463.1388 | -803.8375 | 0 | 0 | 0 | 0 | 0
1574 | 1587.586 | 741.62 | 2018.0818 | 1649.1919 | -368.89 | 0 | 0 | 0 | 0 | 0
1575 | 1726.378 | 628.86 | 1778.9012 | 1778.9012 | 0 | 0 | 0 | 13.928 | 0 | 0
1576 | 1711.478 | 456.89 | 1342.3393 | 1342.3393 | 0 | 0 | 0 | 419.282 | 0 | 0
1577 | 1544.327 | 230.59 | 677.0555 | 677.0555 | 0 | 0 | 0 | 892.563 | 0 | 0
1578 | 1402.659 | 57.95 | 137.1285 | 137.1285 | 0 | 0 | 0 | 1270.653 | 0 | 0
1579 | 1439.865 | 0 | 0 | 0 | 0 | 0 | 0 | 614.265 | 0 | 857.6372
1580 | 1459.2 | 0 | 0 | 0 | 0 | 0 | 0 | 279.579 | 0 | 1225.3959
1581 | 1510.4 | 0 | 0 | 0 | 0 | 0 | 0 | 330.779 | 0 | 1225.3959
1582 | 1384 | 0 | 0 | 0 | 0 | 0 | 0 | 204.379 | 0 | 1225.3959
1583 | 1400 | 0 | 0 | 0 | 0 | 0 | 0 | 220.379 | 0 | 1225.3959
1584 | 472 | 0 | 0 | 0 | 0 | 0 | 0 | 472 | 0 | 0
1585 | 416.8 | 0 | 0 | 0 | 0 | 0 | 0 | 416.8 | 0 | 0
1586 | 390.4 | 0 | 0 | 0 | 0 | 0 | 0 | 390.4 | 0 | 0
1587 | 431.2 | 0 | 0 | 0 | 0 | 0 | 0 | 431.2 | 0 | 0
1588 | 381.6 | 0 | 0 | 0 | 0 | 0 | 0 | 381.6 | 0 | 0
1589 | 384 | 0 | 0 | 0 | 0 | 0 | 0 | 384 | 0 | 0
1590 | 484.8 | 0 | 0 | 0 | 0 | 0 | 0 | 484.8 | 0 | 0
1591 | 424 | 41.62 | 87.3323 | 0 | -87.3323 | 0 | 0 | 424 | 0 | 0
1592 | 433.137 | 261.43 | 769.4749 | 0 | -769.4749 | 0 | 0 | 433.137 | 0 | 0
1593 | 1644.823 | 505.61 | 1488.4119 | 263.016 | -1225.3959 | 0 | 0 | 1391.633 | 0 | 0
1594 | 1786.904 | 713.87 | 1987.9066 | 762.5107 | -1225.3959 | 0 | 0 | 1052.877 | 0 | 0
1595 | 1792.2 | 849.2 | 2281.5341 | 1056.1382 | -1225.3959 | 0 | 0 | 775.514 | 0 | 0
1596 | 1606.691 | 938.82 | 2478.5819 | 1541.9342 | -936.6477 | 0 | 0 | 122.356 | 0 | 0
1597 | 1894.24 | 951.03 | 2503.7376 | 1967.7455 | -535.9921 | 0 | 0 | 0 | 0 | 0
1598 | 1829.242 | 828.76 | 2237.2696 | 1900.2253 | -337.0444 | 0 | 0 | 0 | 0 | 0
1599 | 1903.518 | 737.68 | 2044.0956 | 1977.3835 | -66.712 | 0 | 0 | 0 | 0 | 0
1600 | 1476.616 | 530.46 | 1530.4627 | 1530.4627 | 0 | 0 | 0 | 3.324 | 0 | 0
1601 | 1535.769 | 288.12 | 837.0595 | 837.0595 | 0 | 0 | 0 | 729.978 | 0 | 0
1602 | 1485.795 | 62.78 | 145.6986 | 145.6986 | 0 | 0 | 0 | 1345.539 | 0 | 0
1603 | 1357.077 | 0 | 0 | 0 | 0 | 0 | 0 | 491.856 | 0 | 898.7957
1604 | 1589.6 | 0 | 0 | 0 | 0 | 0 | 0 | 409.979 | 0 | 1225.3959
1605 | 1525.6 | 0 | 0 | 0 | 0 | 0 | 0 | 345.979 | 0 | 1225.3959
1606 | 1258.4 | 0 | 0 | 0 | 0 | 0 | 0 | 78.779 | 0 | 1225.3959
1607 | 1140 | 0 | 0 | 0 | 0 | 0 | 0 | 0 | 0 | 1184.2374
1608 | 1290.4 | 0 | 0 | 0 | 0 | 0 | 0 | 1290.4 | 0 | 0
1609 | 1470.4 | 0 | 0 | 0 | 0 | 0 | 0 | 1470.4 | 0 | 0
1610 | 904.8 | 0 | 0 | 0 | 0 | 0 | 0 | 904.8 | 0 | 0
1611 | 1167.2 | 0 | 0 | 0 | 0 | 0 | 0 | 1167.2 | 0 | 0
1612 | 1140.8 | 0 | 0 | 0 | 0 | 0 | 0 | 1140.8 | 0 | 0
1613 | 1201.6 | 0 | 0 | 0 | 0 | 0 | 0 | 1201.6 | 0 | 0
1614 | 1211.2 | 0 | 0 | 0 | 0 | 0 | 0 | 1211.2 | 0 | 0
1615 | 1014.4 | 38.37 | 82.3648 | 82.3648 | 0 | 0 | 0 | 935.112 | 0 | 0
1616 | 337.397 | 254.93 | 755.5757 | 350.4896 | -405.0861 | 0 | 0 | 0 | 0 | 0
1617 | 274.291 | 498.77 | 1481.9952 | 284.9348 | -1197.0604 | 0 | 0 | 0 | 0 | 0
1618 | 264.437 | 708.02 | 2019.5227 | 274.6995 | -1225.3959 | 0 | 519.4273 | 0 | 0 | 0
1619 | 281.379 | 858.28 | 2362.8196 | 292.2978 | -1225.3959 | 0 | 845.1258 | 0 | 0 | 0
1620 | 297.305 | 945.55 | 2550.2168 | 308.8418 | -1225.3959 | 0 | 1015.9791 | 0 | 0 | 0
1621 | 288.999 | 876.2 | 2379.1195 | 300.2125 | -1131.0558 | 0 | 947.8512 | 0 | 0 | 0
1622 | 276.252 | 666.32 | 1855.1193 | 286.9719 | 0 | 0 | 1568.1474 | 0 | 0 | 0
1623 | 267.096 | 316.18 | 897.2396 | 277.4606 | 0 | 0 | 619.779 | 0 | 0 | 0
1624 | 204.599 | 300.06 | 871.3297 | 212.5384 | 0 | 0 | 658.7913 | 0 | 0 | 0
1625 | 286.349 | 213.92 | 621.2686 | 297.4607 | 0 | 0 | 323.8079 | 0 | 0 | 0
1626 | 229.93 | 52.13 | 120.4671 | 120.4671 | 0 | 0 | 0 | 0 | 0 | 118.3853
1627 | 205.13 | 0 | 0 | 0 | 0 | 0 | 0 | 0 | 0 | 213.09
1628 | 299.2 | 0 | 0 | 0 | 0 | 0 | 0 | 0 | 0 | 310.8104
1629 | 287.2 | 0 | 0 | 0 | 0 | 0 | 0 | 0 | 0 | 298.3447
1630 | 292 | 0 | 0 | 0 | 0 | 0 | 0 | 0 | 0 | 303.331
1631 | 230.4 | 0 | 0 | 0 | 0 | 0 | 0 | 0 | 0 | 239.3406
1632 | 164.8 | 0 | 0 | 0 | 0 | 0 | 0 | 0 | 0 | 171.195
1633 | 195.2 | 0 | 0 | 0 | 0 | 0 | 0 | 0 | 0 | 202.7747
1634 | 238.4 | 0 | 0 | 0 | 0 | 0 | 0 | 0 | 0 | 247.6511
1635 | 187.2 | 0 | 0 | 0 | 0 | 0 | 0 | 0 | 0 | 194.4642
1636 | 148.8 | 0 | 0 | 0 | 0 | 0 | 0 | 0 | 0 | 154.5741
1637 | 132.8 | 0 | 0 | 0 | 0 | 0 | 0 | 0 | 0 | 137.9533
1638 | 192.8 | 0 | 0 | 0 | 0 | 0 | 0 | 0 | 0 | 200.2816
1639 | 120 | 42.19 | 89.439 | 89.439 | 0 | 0 | 0 | 0 | 0 | 35.2176
1640 | 191.45 | 262.62 | 777.188 | 198.8792 | -578.3088 | 0 | 0 | 0 | 0 | 0
1641 | 866.164 | 508.37 | 1504.691 | 899.7753 | -604.9157 | 0 | 0 | 0 | 0 | 0
1642 | 1455.515 | 722.12 | 2037.6155 | 1511.9959 | -525.6196 | 0 | 0 | 0 | 0 | 0
1643 | 1743.462 | 881.33 | 2386.3932 | 1811.1166 | -575.2766 | 0 | 0 | 0 | 0 | 0
1644 | 1648.641 | 969.33 | 2555.8669 | 1712.6161 | -843.2508 | 0 | 0 | 0 | 0 | 0
1645 | 1680.833 | 974.64 | 2558.7714 | 1746.0573 | -19.2324 | 0 | 793.4817 | 0 | 0 | 0
1646 | 1635.438 | 895.83 | 2402.6131 | 1698.9008 | 0 | 0 | 703.7123 | 0 | 0 | 0
1647 | 1660.537 | 741.54 | 2063.0174 | 1724.9737 | 0 | 0 | 338.0437 | 0 | 0 | 0
1648 | 1717.571 | 535.72 | 1556.0983 | 1556.0983 | 0 | 0 | 0 | 219.601 | 0 | 0
1649 | 1588.152 | 291.88 | 854.2715 | 854.2715 | 0 | 0 | 0 | 765.792 | 0 | 0
1650 | 1863.569 | 64.09 | 150.8687 | 150.8687 | 0 | 0 | 0 | 1718.336 | 0 | 0
1651 | 1540.524 | 0 | 0 | 0 | 0 | 0 | 0 | 714.924 | 0 | 857.6372
1652 | 1230.4 | 0 | 0 | 0 | 0 | 0 | 0 | 50.779 | 0 | 1225.3959
1653 | 1436 | 0 | 0 | 0 | 0 | 0 | 0 | 256.379 | 0 | 1225.3959
1654 | 1564.8 | 0 | 0 | 0 | 0 | 0 | 0 | 385.179 | 0 | 1225.3959
1655 | 1647.2 | 0 | 0 | 0 | 0 | 0 | 0 | 467.579 | 0 | 1225.3959
1656 | 1421.6 | 0 | 0 | 0 | 0 | 0 | 0 | 1421.6 | 0 | 0
1657 | 1376.8 | 0 | 0 | 0 | 0 | 0 | 0 | 1376.8 | 0 | 0
1658 | 1502.4 | 0 | 0 | 0 | 0 | 0 | 0 | 1502.4 | 0 | 0
1659 | 1624 | 0 | 0 | 0 | 0 | 0 | 0 | 1624 | 0 | 0
1660 | 1292.8 | 0 | 0 | 0 | 0 | 0 | 0 | 1292.8 | 0 | 0
1661 | 1245.6 | 0 | 0 | 0 | 0 | 0 | 0 | 1245.6 | 0 | 0
1662 | 1281.6 | 0 | 0 | 0 | 0 | 0 | 0 | 1281.6 | 0 | 0
1663 | 1044.8 | 28.68 | 57.5259 | 0 | -57.5259 | 0 | 0 | 1044.8 | 0 | 0
1664 | 1268.07 | 248.83 | 744.5924 | 0 | -744.5924 | 0 | 0 | 1268.07 | 0 | 0
1665 | 1664.469 | 434.67 | 1314.9575 | 520.4952 | -794.4623 | 0 | 0 | 1163.417 | 0 | 0
1666 | 1354.034 | 703.1 | 2064.7875 | 1406.5769 | -658.2106 | 0 | 0 | 0 | 0 | 0
1667 | 1675.929 | 325.75 | 942.7184 | 942.7184 | 0 | 0 | 0 | 768.426 | 0 | 0
1668 | 1404.339 | 939.84 | 2665.2364 | 1458.834 | -1206.4024 | 0 | 0 | 0 | 0 | 0
1669 | 1405.495 | 956.67 | 2718.3183 | 1460.0349 | -1225.3959 | 0 | 32.8875 | 0 | 0 | 0
1670 | 1385.337 | 810.84 | 2339.1276 | 1439.0947 | -900.0329 | 0 | 0 | 0 | 0 | 0
1671 | 1426.323 | 758.6 | 2231.0794 | 1481.6711 | -749.4083 | 0 | 0 | 0 | 0 | 0
1672 | 1546.268 | 554.91 | 1679.6299 | 1606.2705 | -73.3594 | 0 | 0 | 0 | 0 | 0
1673 | 1512.557 | 315.26 | 945.4484 | 945.4484 | 0 | 0 | 0 | 602.426 | 0 | 0
1674 | 1715.266 | 79.85 | 187.0399 | 187.0399 | 0 | 0 | 0 | 1535.213 | 0 | 0
1675 | 1546.02 | 0 | 0 | 0 | 0 | 0 | 0 | 720.42 | 0 | 857.6372
1676 | 1220 | 0 | 0 | 0 | 0 | 0 | 0 | 40.379 | 0 | 1225.3959
1677 | 1550.4 | 0 | 0 | 0 | 0 | 0 | 0 | 370.779 | 0 | 1225.3959
1678 | 1778.4 | 0 | 0 | 0 | 0 | 0 | 0 | 598.779 | 0 | 1225.3959
1679 | 1676.8 | 0 | 0 | 0 | 0 | 0 | 0 | 497.179 | 0 | 1225.3959
1680 | 1480.8 | 0 | 0 | 0 | 0 | 0 | 0 | 1480.8 | 0 | 0
1681 | 1334.4 | 0 | 0 | 0 | 0 | 0 | 0 | 1334.4 | 0 | 0
1682 | 1472 | 0 | 0 | 0 | 0 | 0 | 0 | 1472 | 0 | 0
1683 | 1444.8 | 0 | 0 | 0 | 0 | 0 | 0 | 1444.8 | 0 | 0
1684 | 230.4 | 0 | 0 | 0 | 0 | 0 | 0 | 230.4 | 0 | 0
1685 | 354.4 | 0 | 0 | 0 | 0 | 0 | 0 | 354.4 | 0 | 0
1686 | 880.8 | 0 | 0 | 0 | 0 | 0 | 0 | 880.8 | 0 | 0
1687 | 1391.249 | 57.95 | 126.4153 | 126.4153 | 0 | 0 | 0 | 1269.556 | 0 | 0
1688 | 1367.166 | 290.94 | 866.5595 | 866.5595 | 0 | 0 | 0 | 532.977 | 0 | 0
1689 | 1114.978 | 544.83 | 1652.2709 | 1158.2444 | -494.0265 | 0 | 0 | 0 | 0 | 0
1690 | 991.078 | 769.84 | 2247.7719 | 1029.5365 | -1218.2354 | 0 | 0 | 0 | 0 | 0
1691 | 1722.516 | 935.81 | 2637.3144 | 1789.3578 | -847.9566 | 0 | 0 | 0 | 0 | 0
1692 | 1259.699 | 1025.3 | 2826.5171 | 1308.5813 | -1225.3959 | 0 | 292.5399 | 0 | 0 | 0
1693 | 1018.275 | 1030.87 | 2830.8977 | 1057.7889 | -1225.3959 | 0 | 547.7129 | 0 | 0 | 0
1694 | 905.101 | 923.13 | 2581.3519 | 940.2232 | -1225.3959 | 0 | 415.7328 | 0 | 0 | 0
1695 | 1153.41 | 803.51 | 2310.147 | 1198.1678 | -172.9828 | 0 | 938.9964 | 0 | 0 | 0
1696 | 1638.025 | 588.8 | 1755.9031 | 1701.5881 | 0 | 0 | 54.3149 | 0 | 0 | 0
1697 | 1603.774 | 336.68 | 996.8911 | 996.8911 | 0 | 0 | 0 | 644.122 | 0 | 0
1698 | 1509.175 | 89.24 | 199.7964 | 199.7964 | 0 | 0 | 0 | 1316.842 | 0 | 0
1699 | 994.822 | 0 | 0 | 0 | 0 | 0 | 0 | 169.222 | 0 | 857.6372
1700 | 1233.6 | 0 | 0 | 0 | 0 | 0 | 0 | 53.979 | 0 | 1225.3959
1701 | 1465.6 | 0 | 0 | 0 | 0 | 0 | 0 | 285.979 | 0 | 1225.3959
1702 | 1463.2 | 0 | 0 | 0 | 0 | 0 | 0 | 283.579 | 0 | 1225.3959
1703 | 1261.6 | 0 | 0 | 0 | 0 | 0 | 0 | 81.979 | 0 | 1225.3959
1704 | 1423.2 | 0 | 0 | 0 | 0 | 0 | 0 | 1423.2 | 0 | 0
1705 | 1556.8 | 0 | 0 | 0 | 0 | 0 | 0 | 1556.8 | 0 | 0
1706 | 1232.8 | 0 | 0 | 0 | 0 | 0 | 0 | 1232.8 | 0 | 0
1707 | 1564 | 0 | 0 | 0 | 0 | 0 | 0 | 1564 | 0 | 0
1708 | 1275.2 | 0 | 0 | 0 | 0 | 0 | 0 | 1275.2 | 0 | 0
1709 | 1312.8 | 0 | 0 | 0 | 0 | 0 | 0 | 1312.8 | 0 | 0
1710 | 1168 | 0 | 0 | 0 | 0 | 0 | 0 | 1168 | 0 | 0
1711 | 1272.8 | 65.14 | 138.8269 | 138.8269 | 0 | 0 | 0 | 1139.159 | 0 | 0
1712 | 922.415 | 304.54 | 903.2148 | 903.2148 | 0 | 0 | 0 | 52.94 | 0 | 0
1713 | 1110.192 | 559.02 | 1688.2634 | 1153.2727 | -534.9907 | 0 | 0 | 0 | 0 | 0
1714 | 1567.16 | 769.48 | 2235.1193 | 1627.9732 | -607.1461 | 0 | 0 | 0 | 0 | 0
1715 | 1212.443 | 916.93 | 2568.1518 | 1259.4926 | -1225.3959 | 0 | 83.2633 | 0 | 0 | 0
1716 | 1091.61 | 1001.3 | 2742.4425 | 1133.9697 | -1225.3959 | 0 | 383.0769 | 0 | 0 | 0
1717 | 971.536 | 1004.36 | 2756.2825 | 1009.2362 | -1225.3959 | 0 | 521.6503 | 0 | 0 | 0
1718 | 1055.456 | 809.98 | 2282.0785 | 1096.4127 | -1185.6658 | 0 | 0 | 0 | 0 | 0
1719 | 957.674 | 779.29 | 2245.8522 | 994.8373 | -405.3998 | 0 | 845.6151 | 0 | 0 | 0
1720 | 997.558 | 568.54 | 1697.0288 | 1036.268 | 0 | 0 | 660.7608 | 0 | 0 | 0
1721 | 1166.299 | 321.19 | 953.8243 | 953.8243 | 0 | 0 | 0 | 248.105 | 0 | 0
1722 | 1040.947 | 82.11 | 189.5237 | 189.5237 | 0 | 0 | 0 | 858.503 | 0 | 0
1723 | 1287.915 | 0 | 0 | 0 | 0 | 0 | 0 | 425.472 | 0 | 895.9099
1724 | 1227.2 | 0 | 0 | 0 | 0 | 0 | 0 | 47.579 | 0 | 1225.3959
1725 | 1147.2 | 0 | 0 | 0 | 0 | 0 | 0 | 0 | 0 | 1191.7168
1726 | 1378.4 | 0 | 0 | 0 | 0 | 0 | 0 | 198.779 | 0 | 1225.3959
1727 | 1175.2 | 0 | 0 | 0 | 0 | 0 | 0 | 0 | 0 | 1220.8033
1728 | 160.8 | 0 | 0 | 0 | 0 | 0 | 0 | 160.8 | 0 | 0
1729 | 104.8 | 0 | 0 | 0 | 0 | 0 | 0 | 104.8 | 0 | 0
1730 | 106.4 | 0 | 0 | 0 | 0 | 0 | 0 | 106.4 | 0 | 0
1731 | 102.4 | 0 | 0 | 0 | 0 | 0 | 0 | 102.4 | 0 | 0
1732 | 108 | 0 | 0 | 0 | 0 | 0 | 0 | 108 | 0 | 0
1733 | 101.6 | 0 | 0 | 0 | 0 | 0 | 0 | 101.6 | 0 | 0
1734 | 104 | 0 | 0 | 0 | 0 | 0 | 0 | 104 | 0 | 0
1735 | 86.785 | 69.55 | 147.2184 | 90.1527 | -57.0657 | 0 | 0 | 0 | 0 | 0
1736 | 102.491 | 313.03 | 931.0059 | 106.4681 | -824.5378 | 0 | 0 | 0 | 0 | 0
1737 | 1053.719 | 570.49 | 1727.7234 | 1094.6083 | -633.1151 | 0 | 0 | 0 | 0 | 0
1738 | 1351.25 | 792.48 | 2309.9797 | 1403.6849 | -906.2948 | 0 | 0 | 0 | 0 | 0
1739 | 1014.359 | 951.51 | 2685.7538 | 1053.7209 | -1225.3959 | 0 | 406.637 | 0 | 0 | 0
1740 | 1130.671 | 584.14 | 1663.4328 | 1174.5464 | -488.8864 | 0 | 0 | 0 | 0 | 0
1741 | 1327.615 | 711.91 | 2008.5872 | 1379.1328 | -629.4544 | 0 | 0 | 0 | 0 | 0
1742 | 1312.509 | 960.03 | 2708.2523 | 1363.4416 | -1225.3959 | 0 | 119.4148 | 0 | 0 | 0
1743 | 1182.509 | 808.98 | 2349.2652 | 1228.3949 | -419.2439 | 0 | 701.6264 | 0 | 0 | 0
1744 | 1270.68 | 593.39 | 1784.5585 | 1319.9884 | 0 | 0 | 464.5701 | 0 | 0 | 0
1745 | 1403.753 | 339.53 | 1012.3028 | 1012.3028 | 0 | 0 | 0 | 429.265 | 0 | 0
1746 | 1739.825 | 90.05 | 201.9665 | 201.9665 | 0 | 0 | 0 | 1545.403 | 0 | 0
1747 | 1588.775 | 0 | 0 | 0 | 0 | 0 | 0 | 763.175 | 0 | 857.6372
1748 | 1500.8 | 0 | 0 | 0 | 0 | 0 | 0 | 321.179 | 0 | 1225.3959
1749 | 1536 | 0 | 0 | 0 | 0 | 0 | 0 | 356.379 | 0 | 1225.3959
1750 | 1589.6 | 0 | 0 | 0 | 0 | 0 | 0 | 409.979 | 0 | 1225.3959
1751 | 1916 | 0 | 0 | 0 | 0 | 0 | 0 | 736.379 | 0 | 1225.3959
1752 | 192 | 0 | 0 | 0 | 0 | 0 | 0 | 192 | 0 | 0
1753 | 107.2 | 0 | 0 | 0 | 0 | 0 | 0 | 107.2 | 0 | 0
1754 | 116 | 0 | 0 | 0 | 0 | 0 | 0 | 116 | 0 | 0
1755 | 110.4 | 0 | 0 | 0 | 0 | 0 | 0 | 110.4 | 0 | 0
1756 | 110.4 | 0 | 0 | 0 | 0 | 0 | 0 | 110.4 | 0 | 0
1757 | 108 | 0 | 0 | 0 | 0 | 0 | 0 | 108 | 0 | 0
1758 | 110.4 | 0 | 0 | 0 | 0 | 0 | 0 | 110.4 | 0 | 0
1759 | 103.221 | 74.32 | 154.4879 | 107.2265 | -47.2615 | 0 | 0 | 0 | 0 | 0
1760 | 126.773 | 324.47 | 969.8946 | 131.6924 | -838.2022 | 0 | 0 | 0 | 0 | 0
1761 | 999.966 | 574.05 | 1757.4343 | 1038.7694 | -718.6649 | 0 | 0 | 0 | 0 | 0
1762 | 1972.895 | 799.4 | 2365.1725 | 2049.4527 | -315.7198 | 0 | 0 | 0 | 0 | 0
1763 | 1497.263 | 951.9 | 2733.543 | 1555.3639 | -1178.1791 | 0 | 0 | 0 | 0 | 0
1764 | 1447.357 | 976.32 | 2760.6112 | 1503.5213 | -1225.3959 | 0 | 31.6939 | 0 | 0 | 0
1765 | 1492.397 | 1037.67 | 2918.5874 | 1550.3101 | -1225.3959 | 0 | 142.8814 | 0 | 0 | 0
1766 | 1665.983 | 946.85 | 2693.9718 | 1730.6311 | -860.5708 | 0 | 102.77 | 0 | 0 | 0
1767 | 1335.156 | 779.82 | 2269.5204 | 1386.9664 | 0 | 0 | 882.554 | 0 | 0 | 0
1768 | 1587.901 | 568.67 | 1707.0117 | 1649.5191 | 0 | 0 | 57.4926 | 0 | 0 | 0
1769 | 1409.122 | 313.01 | 931.6718 | 931.6718 | 0 | 0 | 0 | 512.253 | 0 | 0
1770 | 1956.792 | 74.87 | 177.5016 | 177.5016 | 0 | 0 | 0 | 1785.921 | 0 | 0
1771 | 1705.486 | 0 | 0 | 0 | 0 | 0 | 0 | 879.886 | 0 | 857.6372
1772 | 1647.2 | 0 | 0 | 0 | 0 | 0 | 0 | 467.579 | 0 | 1225.3959
1773 | 1580.8 | 0 | 0 | 0 | 0 | 0 | 0 | 401.179 | 0 | 1225.3959
1774 | 1783.2 | 0 | 0 | 0 | 0 | 0 | 0 | 603.579 | 0 | 1225.3959
1775 | 1466.4 | 0 | 0 | 0 | 0 | 0 | 0 | 286.779 | 0 | 1225.3959
1776 | 1642.4 | 0 | 0 | 0 | 0 | 0 | 0 | 1642.4 | 0 | 0
1777 | 1504 | 0 | 0 | 0 | 0 | 0 | 0 | 1504 | 0 | 0
1778 | 1396 | 0 | 0 | 0 | 0 | 0 | 0 | 1396 | 0 | 0
1779 | 1258.4 | 0 | 0 | 0 | 0 | 0 | 0 | 1258.4 | 0 | 0
1780 | 1348.8 | 0 | 0 | 0 | 0 | 0 | 0 | 1348.8 | 0 | 0
1781 | 1135.2 | 0 | 0 | 0 | 0 | 0 | 0 | 1135.2 | 0 | 0
1782 | 1196.8 | 0 | 0 | 0 | 0 | 0 | 0 | 1196.8 | 0 | 0
1783 | 1208.997 | 59.67 | 134.5418 | 134.5418 | 0 | 0 | 0 | 1079.481 | 0 | 0
1784 | 230.659 | 295.75 | 883.1617 | 239.6097 | -643.552 | 0 | 0 | 0 | 0 | 0
1785 | 288.152 | 529.96 | 1601.8245 | 299.3347 | -1225.3959 | 0 | 77.0939 | 0 | 0 | 0
1786 | 332.224 | 764.06 | 2222.7793 | 345.1169 | -1225.3959 | 0 | 652.2665 | 0 | 0 | 0
1787 | 287.755 | 922.48 | 2606.9927 | 298.9213 | -1225.3959 | 0 | 1082.6756 | 0 | 0 | 0
1788 | 233.034 | 1008.35 | 2809.6614 | 242.0768 | -1225.3959 | 0 | 1342.1887 | 0 | 0 | 0
1789 | 257.376 | 1007.76 | 2810.9994 | 267.3634 | -864.2544 | 0 | 1679.3816 | 0 | 0 | 0
1790 | 254.785 | 920.68 | 2610.988 | 264.6719 | 0 | 0 | 2346.3161 | 0 | 0 | 0
1791 | 276.33 | 769.08 | 2237.4078 | 287.0529 | 0 | 0 | 1950.3549 | 0 | 0 | 0
1792 | 204.693 | 553.91 | 1659.4844 | 212.6361 | 0 | 0 | 1446.8483 | 0 | 0 | 0
1793 | 301.357 | 286.02 | 849.6966 | 313.0511 | 0 | 0 | 536.6455 | 0 | 0 | 0
1794 | 228.211 | 70.33 | 167.3276 | 167.3276 | 0 | 0 | 0 | 0 | 0 | 69.7391
1795 | 216.305 | 0 | 0 | 0 | 0 | 0 | 0 | 0 | 0 | 224.6987
1796 | 242.4 | 0 | 0 | 0 | 0 | 0 | 0 | 0 | 0 | 251.8063
1797 | 200.8 | 0 | 0 | 0 | 0 | 0 | 0 | 0 | 0 | 208.592
1798 | 296 | 0 | 0 | 0 | 0 | 0 | 0 | 0 | 0 | 307.4862
1799 | 268 | 0 | 0 | 0 | 0 | 0 | 0 | 0 | 0 | 278.3997
1800 | 291.2 | 0 | 0 | 0 | 0 | 0 | 0 | 0 | 0 | 302.4999
1801 | 237.6 | 0 | 0 | 0 | 0 | 0 | 0 | 0 | 0 | 246.82
1802 | 191.2 | 0 | 0 | 0 | 0 | 0 | 0 | 0 | 0 | 198.6195
1803 | 243.2 | 0 | 0 | 0 | 0 | 0 | 0 | 0 | 0 | 252.6373
1804 | 204 | 0 | 0 | 0 | 0 | 0 | 0 | 0 | 0 | 211.9162
1805 | 236 | 0 | 0 | 0 | 0 | 0 | 0 | 0 | 0 | 245.1579
1806 | 293.6 | 0 | 0 | 0 | 0 | 0 | 0 | 0 | 0 | 304.9931
1807 | 169.6 | 63.27 | 139.8231 | 139.8231 | 0 | 0 | 0 | 0 | 0 | 36.3582
1808 | 205.306 | 309.06 | 921.2443 | 213.2728 | -707.9714 | 0 | 0 | 0 | 0 | 0
1809 | 1200.592 | 567.37 | 1723.5776 | 1247.1807 | -476.3969 | 0 | 0 | 0 | 0 | 0
1810 | 1832.064 | 637.16 | 1870.3202 | 1870.3202 | 0 | 0 | 0 | 0 | 0 | 32.8366
1811 | 1718.381 | 926.37 | 2643.5285 | 1785.0623 | -858.4662 | 0 | 0 | 0 | 0 | 0
1812 | 1345.557 | 1010.3 | 2830.6515 | 1397.771 | -1225.3959 | 0 | 207.4846 | 0 | 0 | 0
1813 | 1408.003 | 999.85 | 2795.0527 | 1462.6412 | -262.4862 | 0 | 1069.9253 | 0 | 0 | 0
1814 | 1247.32 | 771.27 | 2194.6433 | 1295.7219 | 0 | 0 | 898.9214 | 0 | 0 | 0
1815 | 1222.285 | 654.14 | 1901.1103 | 1269.7155 | 0 | 0 | 631.3949 | 0 | 0 | 0
1816 | 1327.605 | 532.35 | 1589.6788 | 1379.1224 | 0 | 0 | 210.5564 | 0 | 0 | 0
1817 | 1517.328 | 312.76 | 927.4979 | 927.4979 | 0 | 0 | 0 | 624.477 | 0 | 0
1818 | 1493.831 | 75.92 | 178.4459 | 178.4459 | 0 | 0 | 0 | 1322.051 | 0 | 0
1819 | 1418.435 | 0 | 0 | 0 | 0 | 0 | 0 | 443.614 | 0 | 1012.6487
1820 | 1030.4 | 0 | 0 | 0 | 0 | 0 | 0 | 0 | 0 | 1070.3844
1821 | 1524 | 0 | 0 | 0 | 0 | 0 | 0 | 344.379 | 0 | 1225.3959
1822 | 1386.4 | 0 | 0 | 0 | 0 | 0 | 0 | 206.779 | 0 | 1225.3959
1823 | 1324 | 0 | 0 | 0 | 0 | 0 | 0 | 144.379 | 0 | 1225.3959
1824 | 1220 | 0 | 0 | 0 | 0 | 0 | 0 | 1220 | 0 | 0
1825 | 1348.8 | 0 | 0 | 0 | 0 | 0 | 0 | 1348.8 | 0 | 0
1826 | 1544.8 | 0 | 0 | 0 | 0 | 0 | 0 | 1544.8 | 0 | 0
1827 | 1356 | 0 | 0 | 0 | 0 | 0 | 0 | 1356 | 0 | 0
1828 | 1223.2 | 0 | 0 | 0 | 0 | 0 | 0 | 1223.2 | 0 | 0
1829 | 995.2 | 0 | 0 | 0 | 0 | 0 | 0 | 995.2 | 0 | 0
1830 | 1268 | 0 | 0 | 0 | 0 | 0 | 0 | 1268 | 0 | 0
1831 | 1071.282 | 59.74 | 138.6597 | 0 | -138.6597 | 0 | 0 | 1071.282 | 0 | 0
1832 | 1080.559 | 282.66 | 846.201 | 0 | -846.201 | 0 | 0 | 1080.559 | 0 | 0
1833 | 1433.37 | 535.52 | 1615.5803 | 390.1844 | -1225.3959 | 0 | 0 | 1057.761 | 0 | 0
1834 | 1536.183 | 756.16 | 2189.8264 | 964.4305 | -1225.3959 | 0 | 0 | 607.78 | 0 | 0
1835 | 1523.623 | 904.66 | 2523.5009 | 1502.28 | -1021.2209 | 0 | 0 | 77.46 | 0 | 0
1836 | 1417.562 | 974.9 | 2660.7373 | 1472.5701 | -1188.1672 | 0 | 0 | 0 | 0 | 0
1837 | 1857.995 | 991.16 | 2694.4434 | 1930.094 | -764.3494 | 0 | 0 | 0 | 0 | 0
1838 | 1821.112 | 654.07 | 1841.8185 | 1841.8185 | 0 | 0 | 0 | 48.095 | 0 | 0
1839 | 2055.08 | 680.85 | 1953.5845 | 1953.5845 | 0 | 0 | 0 | 174.472 | 0 | 0
1840 | 1685.353 | 531.67 | 1579.0175 | 1579.0175 | 0 | 0 | 0 | 165.32 | 0 | 0
1841 | 1935.979 | 298.41 | 885.6652 | 885.6652 | 0 | 0 | 0 | 1083.398 | 0 | 0
1842 | 1652.92 | 69.09 | 166.0623 | 166.0623 | 0 | 0 | 0 | 1493.061 | 0 | 0
1843 | 1211.742 | 0 | 0 | 0 | 0 | 0 | 0 | 254.521 | 0 | 994.3657
1844 | 1214.4 | 0 | 0 | 0 | 0 | 0 | 0 | 34.779 | 0 | 1225.3959
1845 | 1048 | 0 | 0 | 0 | 0 | 0 | 0 | 0 | 0 | 1088.6674
1846 | 1320.8 | 0 | 0 | 0 | 0 | 0 | 0 | 141.179 | 0 | 1225.3959
1847 | 1692 | 0 | 0 | 0 | 0 | 0 | 0 | 512.379 | 0 | 1225.3959
1848 | 1456.8 | 0 | 0 | 0 | 0 | 0 | 0 | 1456.8 | 0 | 0
1849 | 1660.8 | 0 | 0 | 0 | 0 | 0 | 0 | 1660.8 | 0 | 0
1850 | 1558.4 | 0 | 0 | 0 | 0 | 0 | 0 | 1558.4 | 0 | 0
1851 | 1351.2 | 0 | 0 | 0 | 0 | 0 | 0 | 1351.2 | 0 | 0
1852 | 954.4 | 0 | 0 | 0 | 0 | 0 | 0 | 954.4 | 0 | 0
1853 | 1149.6 | 0 | 0 | 0 | 0 | 0 | 0 | 1149.6 | 0 | 0
1854 | 950.4 | 0 | 0 | 0 | 0 | 0 | 0 | 950.4 | 0 | 0
1855 | 1003.501 | 44.82 | 105.5322 | 0 | -105.5322 | 0 | 0 | 1003.501 | 0 | 0
1856 | 1142.233 | 297.05 | 890.9226 | 0 | -890.9226 | 0 | 0 | 1142.233 | 0 | 0
1857 | 1496.27 | 521.14 | 1580.8863 | 985.5307 | -595.3556 | 0 | 0 | 547.555 | 0 | 0
1858 | 1685.004 | 690.23 | 2031.418 | 1750.3902 | -281.0278 | 0 | 0 | 0 | 0 | 0
1859 | 1751.14 | 951.85 | 2716.5212 | 1819.0925 | -897.4286 | 0 | 0 | 0 | 0 | 0
1860 | 1623.245 | 1036.65 | 2914.6389 | 1686.2346 | -1225.3959 | 0 | 3.0084 | 0 | 0 | 0
1861 | 1835.131 | 1042.22 | 2927.0339 | 1906.3428 | -1020.6911 | 0 | 0 | 0 | 0 | 0
1862 | 1759.08 | 874.6 | 2496.707 | 1827.3407 | -669.3663 | 0 | 0 | 0 | 0 | 0
1863 | 1738.997 | 809.89 | 2362.9827 | 1806.4783 | -556.5043 | 0 | 0 | 0 | 0 | 0
1864 | 1558.583 | 592.86 | 1786.2289 | 1619.0634 | -167.1655 | 0 | 0 | 0 | 0 | 0
1865 | 1589.517 | 336.2 | 1000.9154 | 1000.9154 | 0 | 0 | 0 | 625.991 | 0 | 0
1866 | 1636.574 | 87.84 | 197.6336 | 197.6336 | 0 | 0 | 0 | 1446.323 | 0 | 0
1867 | 1446.081 | 0 | 0 | 0 | 0 | 0 | 0 | 620.481 | 0 | 857.6372
1868 | 1508 | 0 | 0 | 0 | 0 | 0 | 0 | 328.379 | 0 | 1225.3959
1869 | 1304 | 0 | 0 | 0 | 0 | 0 | 0 | 124.379 | 0 | 1225.3959
1870 | 1274.4 | 0 | 0 | 0 | 0 | 0 | 0 | 94.779 | 0 | 1225.3959
1871 | 1512.8 | 0 | 0 | 0 | 0 | 0 | 0 | 333.179 | 0 | 1225.3959
1872 | 1444 | 0 | 0 | 0 | 0 | 0 | 0 | 1444 | 0 | 0
1873 | 1532 | 0 | 0 | 0 | 0 | 0 | 0 | 1532 | 0 | 0
1874 | 1208.8 | 0 | 0 | 0 | 0 | 0 | 0 | 1208.8 | 0 | 0
1875 | 1256.8 | 0 | 0 | 0 | 0 | 0 | 0 | 1256.8 | 0 | 0
1876 | 1124 | 0 | 0 | 0 | 0 | 0 | 0 | 1124 | 0 | 0
1877 | 1070.4 | 0 | 0 | 0 | 0 | 0 | 0 | 1070.4 | 0 | 0
1878 | 1064 | 0 | 0 | 0 | 0 | 0 | 0 | 1064 | 0 | 0
1879 | 1158.633 | 74.71 | 167.9862 | 0 | -167.9862 | 0 | 0 | 1158.633 | 0 | 0
1880 | 1337.607 | 290 | 868.6309 | 85.7336 | -782.8973 | 0 | 0 | 1255.076 | 0 | 0
1881 | 1602.436 | 478.16 | 1448.8168 | 1448.8168 | 0 | 0 | 0 | 207.74 | 0 | 0
1882 | 1659.929 | 693.22 | 2043.6427 | 1724.3421 | -319.3005 | 0 | 0 | 0 | 0 | 0
1883 | 0 | 814.36 | 2347.0194 | 0 | -1225.3959 | 0 | 1121.6235 | 0 | 0 | 0
1884 | 1537.528 | 1054.68 | 2991.3806 | 1597.1914 | -1225.3959 | 0 | 168.7933 | 0 | 0 | 0
1885 | 1283.8 | 1042.49 | 2955.1024 | 1333.6175 | -1225.3959 | 0 | 396.089 | 0 | 0 | 0
1886 | 1608.326 | 926.54 | 2663.2606 | 1670.7367 | -992.5239 | 0 | 0 | 0 | 0 | 0
1887 | 1597.92 | 716.22 | 2104.0097 | 1659.9269 | -444.0828 | 0 | 0 | 0 | 0 | 0
1888 | 1735.168 | 604.39 | 1828.9113 | 1802.5008 | -26.4106 | 0 | 0 | 0 | 0 | 0
1889 | 1535.971 | 346.09 | 1030.2211 | 1030.2211 | 0 | 0 | 0 | 544.234 | 0 | 0
1890 | 1401.399 | 91.51 | 198.2694 | 198.2694 | 0 | 0 | 0 | 1210.536 | 0 | 0
1891 | 1316.835 | 0 | 0 | 0 | 0 | 0 | 0 | 459.614 | 0 | 890.4852
1892 | 1148 | 0 | 0 | 0 | 0 | 0 | 0 | 0 | 0 | 1192.5479
1893 | 1382.4 | 0 | 0 | 0 | 0 | 0 | 0 | 202.779 | 0 | 1225.3959
1894 | 1640.8 | 0 | 0 | 0 | 0 | 0 | 0 | 461.179 | 0 | 1225.3959
1895 | 1377.6 | 0 | 0 | 0 | 0 | 0 | 0 | 197.979 | 0 | 1225.3959
1896 | 1239.2 | 0 | 0 | 0 | 0 | 0 | 0 | 1239.2 | 0 | 0
1897 | 950.4 | 0 | 0 | 0 | 0 | 0 | 0 | 950.4 | 0 | 0
1898 | 1244.8 | 0 | 0 | 0 | 0 | 0 | 0 | 1244.8 | 0 | 0
1899 | 963.2 | 0 | 0 | 0 | 0 | 0 | 0 | 963.2 | 0 | 0
1900 | 860.8 | 0 | 0 | 0 | 0 | 0 | 0 | 860.8 | 0 | 0
1901 | 976.8 | 0 | 0 | 0 | 0 | 0 | 0 | 976.8 | 0 | 0
1902 | 1053.6 | 0 | 0 | 0 | 0 | 0 | 0 | 1053.6 | 0 | 0
1903 | 880.938 | 81.18 | 180.7074 | 180.7074 | 0 | 0 | 0 | 706.981 | 0 | 0
1904 | 756.271 | 326.87 | 977.5682 | 785.6179 | -191.9503 | 0 | 0 | 0 | 0 | 0
1905 | 1395.164 | 586.1 | 1776.647 | 1449.303 | -327.344 | 0 | 0 | 0 | 0 | 0
1906 | 1631.193 | 807.84 | 2358.1179 | 1694.491 | -663.6269 | 0 | 0 | 0 | 0 | 0
1907 | 1633.019 | 968.24 | 2742.8476 | 1696.3879 | -1046.4597 | 0 | 0 | 0 | 0 | 0
1908 | 1231.998 | 1052.76 | 2930.3041 | 1279.8054 | -1225.3959 | 0 | 425.1028 | 0 | 0 | 0
1909 | 1467.239 | 1052.83 | 2934.9267 | 1524.1759 | -1225.3959 | 0 | 185.355 | 0 | 0 | 0
1910 | 1286.247 | 893.98 | 2543.4719 | 1336.1595 | -1207.3124 | 0 | 0 | 0 | 0 | 0
1911 | 1439.505 | 812.47 | 2372.1719 | 1495.3646 | -521.9059 | 0 | 354.9014 | 0 | 0 | 0
1912 | 1449.081 | 597.24 | 1802.2276 | 1505.3122 | 0 | 0 | 296.9153 | 0 | 0 | 0
1913 | 1125.488 | 340.5 | 1011.8904 | 1011.8904 | 0 | 0 | 0 | 151.397 | 0 | 0
1914 | 1313.406 | 89.91 | 194.7936 | 194.7936 | 0 | 0 | 0 | 1125.889 | 0 | 0
1915 | 1105.904 | 0 | 0 | 0 | 0 | 0 | 0 | 0 | 0 | 1148.8183
1916 | 1031.2 | 0 | 0 | 0 | 0 | 0 | 0 | 0 | 0 | 1071.2155
1917 | 1051.2 | 0 | 0 | 0 | 0 | 0 | 0 | 0 | 0 | 1091.9916
1918 | 1335.2 | 0 | 0 | 0 | 0 | 0 | 0 | 155.579 | 0 | 1225.3959
1919 | 1077.6 | 0 | 0 | 0 | 0 | 0 | 0 | 0 | 0 | 1119.416
1920 | 1121.6 | 0 | 0 | 0 | 0 | 0 | 0 | 1121.6 | 0 | 0
1921 | 1212 | 0 | 0 | 0 | 0 | 0 | 0 | 1212 | 0 | 0
1922 | 1262.4 | 0 | 0 | 0 | 0 | 0 | 0 | 1262.4 | 0 | 0
1923 | 1207.2 | 0 | 0 | 0 | 0 | 0 | 0 | 1207.2 | 0 | 0
1924 | 970.4 | 0 | 0 | 0 | 0 | 0 | 0 | 970.4 | 0 | 0
1925 | 967.2 | 0 | 0 | 0 | 0 | 0 | 0 | 967.2 | 0 | 0
1926 | 1076.8 | 0 | 0 | 0 | 0 | 0 | 0 | 1076.8 | 0 | 0
1927 | 691.327 | 80.93 | 180.4258 | 180.4258 | 0 | 0 | 0 | 419.081 | 0 | 102.3846
1928 | 897.95 | 325.77 | 972.9019 | 932.7947 | -40.1072 | 0 | 0 | 0 | 0 | 0
1929 | 500.197 | 579.74 | 1753.3996 | 519.607 | -1225.3959 | 0 | 8.3967 | 0 | 0 | 0
1930 | 375.337 | 789.08 | 2292.0926 | 389.9019 | -1225.3959 | 0 | 676.7948 | 0 | 0 | 0
1931 | 375.588 | 928.97 | 2609.7061 | 390.1626 | -1225.3959 | 0 | 994.1476 | 0 | 0 | 0
1932 | 389.912 | 1005.69 | 2769.2966 | 405.0424 | -1225.3959 | 0 | 1138.8583 | 0 | 0 | 0
1933 | 750.082 | 790.41 | 2210.7126 | 779.1887 | -1225.3959 | 0 | 206.1279 | 0 | 0 | 0
1934 | 1316.533 | 919.67 | 2576.3095 | 1367.6207 | -242.3022 | 0 | 966.3866 | 0 | 0 | 0
1935 | 1499.779 | 766.3 | 2206.8919 | 1557.9775 | 0 | 0 | 648.9143 | 0 | 0 | 0
1936 | 1507.149 | 554.55 | 1653.961 | 1565.6335 | 0 | 0 | 88.3275 | 0 | 0 | 0
1937 | 1397.369 | 309.13 | 914.4079 | 914.4079 | 0 | 0 | 0 | 517.119 | 0 | 0
1938 | 997.74 | 75.26 | 173.6996 | 173.6996 | 0 | 0 | 0 | 830.529 | 0 | 0
1939 | 884.928 | 0 | 0 | 0 | 0 | 0 | 0 | 0 | 0 | 919.2674
1940 | 686.4 | 0 | 0 | 0 | 0 | 0 | 0 | 0 | 0 | 713.0356
1941 | 1051.2 | 0 | 0 | 0 | 0 | 0 | 0 | 0 | 0 | 1091.9916
1942 | 1072.8 | 0 | 0 | 0 | 0 | 0 | 0 | 0 | 0 | 1114.4297
1943 | 1167.2 | 0 | 0 | 0 | 0 | 0 | 0 | 0 | 0 | 1212.4929
1944 | 1155.2 | 0 | 0 | 0 | 0 | 0 | 0 | 1155.2 | 0 | 0
1945 | 943.2 | 0 | 0 | 0 | 0 | 0 | 0 | 943.2 | 0 | 0
1946 | 1432.8 | 0 | 0 | 0 | 0 | 0 | 0 | 1432.8 | 0 | 0
1947 | 1044 | 0 | 0 | 0 | 0 | 0 | 0 | 1044 | 0 | 0
1948 | 1157.6 | 0 | 0 | 0 | 0 | 0 | 0 | 1157.6 | 0 | 0
1949 | 960.8 | 0 | 0 | 0 | 0 | 0 | 0 | 960.8 | 0 | 0
1950 | 852.8 | 0 | 0 | 0 | 0 | 0 | 0 | 852.8 | 0 | 0
1951 | 1154.806 | 75.41 | 177.4736 | 177.4736 | 0 | 0 | 0 | 302.405 | 0 | 708.0046
1952 | 248.715 | 309.7 | 923.6886 | 258.3663 | -665.3222 | 0 | 0 | 0 | 0 | 0
1953 | 294.906 | 559.94 | 1680.3041 | 306.3498 | -1225.3959 | 0 | 148.5584 | 0 | 0 | 0
1954 | 233.76 | 767.08 | 2216.0572 | 242.831 | -1225.3959 | 0 | 747.8303 | 0 | 0 | 0
1955 | 233.438 | 904.7 | 2529.9217 | 242.4975 | -1225.3959 | 0 | 1062.0283 | 0 | 0 | 0
1956 | 273.494 | 991.08 | 2717.9298 | 284.1079 | -1225.3959 | 0 | 1208.426 | 0 | 0 | 0
1957 | 185.868 | 988.46 | 2710.0494 | 193.0806 | -842.4831 | 0 | 1674.4857 | 0 | 0 | 0
1958 | 251.672 | 900.77 | 2515.1177 | 261.4381 | 0 | 0 | 2253.6796 | 0 | 0 | 0
1959 | 290.153 | 750.96 | 2159.5951 | 301.4123 | 0 | 0 | 1858.1828 | 0 | 0 | 0
1960 | 251.848 | 541.75 | 1612.9781 | 261.6209 | 0 | 0 | 1351.3572 | 0 | 0 | 0
1961 | 267.282 | 303.04 | 894.8545 | 277.6538 | 0 | 0 | 617.2006 | 0 | 0 | 0
1962 | 269.159 | 73.43 | 168.7081 | 168.7081 | 0 | 0 | 0 | 0 | 0 | 110.8955
1963 | 186.389 | 0 | 0 | 0 | 0 | 0 | 0 | 0 | 0 | 193.6218
1964 | 352 | 0 | 0 | 0 | 0 | 0 | 0 | 0 | 0 | 365.6593
1965 | 209.6 | 0 | 0 | 0 | 0 | 0 | 0 | 0 | 0 | 217.7335
1966 | 269.6 | 0 | 0 | 0 | 0 | 0 | 0 | 0 | 0 | 280.0618
1967 | 288.8 | 0 | 0 | 0 | 0 | 0 | 0 | 0 | 0 | 300.0068
1968 | 246.4 | 0 | 0 | 0 | 0 | 0 | 0 | 0 | 0 | 255.9615
1969 | 255.2 | 0 | 0 | 0 | 0 | 0 | 0 | 0 | 0 | 265.103
1970 | 220 | 0 | 0 | 0 | 0 | 0 | 0 | 0 | 0 | 228.537
1971 | 287.2 | 0 | 0 | 0 | 0 | 0 | 0 | 0 | 0 | 298.3447
1972 | 292.8 | 0 | 0 | 0 | 0 | 0 | 0 | 0 | 0 | 304.162
1973 | 234.4 | 0 | 0 | 0 | 0 | 0 | 0 | 0 | 0 | 243.4958
1974 | 231.2 | 0 | 0 | 0 | 0 | 0 | 0 | 0 | 0 | 240.1717
1975 | 217.414 | 67.14 | 163.7728 | 163.7728 | 0 | 0 | 0 | 0 | 0 | 62.0779
1976 | 235.207 | 292.68 | 880.4192 | 244.3341 | -636.0851 | 0 | 0 | 0 | 0 | 0
1977 | 822.233 | 536.68 | 1625.3014 | 854.1395 | -771.1619 | 0 | 0 | 0 | 0 | 0
1978 | 1224.436 | 431.7 | 1265.6963 | 1265.6963 | 0 | 0 | 0 | 0 | 0 | 6.2536
1979 | 1183.914 | 893.29 | 2554.077 | 1229.8555 | -1225.3959 | 0 | 98.8257 | 0 | 0 | 0
1980 | 1080.396 | 983.15 | 2763.6185 | 1122.3195 | -1120.1224 | 0 | 521.1767 | 0 | 0 | 0
1981 | 1034.163 | 989.98 | 2772.8244 | 1074.2934 | 0 | 0 | 1698.5309 | 0 | 0 | 0
1982 | 1287.314 | 912.1 | 2587.2918 | 1337.2679 | 0 | 0 | 1250.0239 | 0 | 0 | 0
1983 | 930.64 | 765.57 | 2225.0606 | 966.7533 | 0 | 0 | 1258.3073 | 0 | 0 | 0
1984 | 1303.577 | 554.14 | 1662.4803 | 1354.162 | 0 | 0 | 308.3183 | 0 | 0 | 0
1985 | 1377.861 | 309.69 | 917.4827 | 917.4827 | 0 | 0 | 0 | 494.651 | 0 | 0
1986 | 1489.129 | 75.07 | 170.6528 | 170.6528 | 0 | 0 | 0 | 1324.851 | 0 | 0
1987 | 1582.537 | 0 | 0 | 0 | 0 | 0 | 0 | 756.937 | 0 | 857.6372
1988 | 1236.8 | 0 | 0 | 0 | 0 | 0 | 0 | 57.179 | 0 | 1225.3959
1989 | 1488.8 | 0 | 0 | 0 | 0 | 0 | 0 | 309.179 | 0 | 1225.3959
1990 | 1436.8 | 0 | 0 | 0 | 0 | 0 | 0 | 257.179 | 0 | 1225.3959
1991 | 1529.6 | 0 | 0 | 0 | 0 | 0 | 0 | 349.979 | 0 | 1225.3959
1992 | 1294.4 | 0 | 0 | 0 | 0 | 0 | 0 | 1294.4 | 0 | 0
1993 | 1304 | 0 | 0 | 0 | 0 | 0 | 0 | 1304 | 0 | 0
1994 | 1234.4 | 0 | 0 | 0 | 0 | 0 | 0 | 1234.4 | 0 | 0
1995 | 1701.6 | 0 | 0 | 0 | 0 | 0 | 0 | 1701.6 | 0 | 0
1996 | 1300 | 0 | 0 | 0 | 0 | 0 | 0 | 1300 | 0 | 0
1997 | 1364.8 | 0 | 0 | 0 | 0 | 0 | 0 | 1364.8 | 0 | 0
1998 | 1507.2 | 0 | 0 | 0 | 0 | 0 | 0 | 1507.2 | 0 | 0
1999 | 1696 | 72.9 | 173.7359 | 0 | -173.7359 | 0 | 0 | 1696 | 0 | 0
2000 | 1387.644 | 304.37 | 911.9958 | 0 | -911.9958 | 0 | 0 | 1387.644 | 0 | 0
2001 | 1583.009 | 551.4 | 1667.5517 | 442.1558 | -1225.3959 | 0 | 0 | 1157.371 | 0 | 0
2002 | 2116.262 | 758.88 | 2220.3028 | 1448.9706 | -771.3323 | 0 | 0 | 721.418 | 0 | 0
2003 | 2008.054 | 900.35 | 2568.3305 | 2085.976 | -482.3544 | 0 | 0 | 0 | 0 | 0
2004 | 1681.412 | 980.96 | 2761.7268 | 1746.6588 | -1015.0681 | 0 | 0 | 0 | 0 | 0
2005 | 1625.792 | 662.02 | 1889.5079 | 1688.8804 | -200.6275 | 0 | 0 | 0 | 0 | 0
2006 | 1544.619 | 875.81 | 2509.6619 | 1604.5576 | -905.1043 | 0 | 0 | 0 | 0 | 0
2007 | 1606.752 | 750.07 | 2200.6424 | 1669.1016 | -531.5408 | 0 | 0 | 0 | 0 | 0
2008 | 1395.182 | 543.7 | 1641.5577 | 1449.3217 | -192.236 | 0 | 0 | 0 | 0 | 0
2009 | 1443.602 | 305.47 | 909.6148 | 909.6148 | 0 | 0 | 0 | 567.966 | 0 | 0
2010 | 1556.4 | 74.49 | 171.9388 | 171.9388 | 0 | 0 | 0 | 1390.884 | 0 | 0
2011 | 1556.11 | 0 | 0 | 0 | 0 | 0 | 0 | 624.489 | 0 | 967.7723
2012 | 1073.6 | 0 | 0 | 0 | 0 | 0 | 0 | 0 | 0 | 1115.2608
2013 | 1459.2 | 0 | 0 | 0 | 0 | 0 | 0 | 279.579 | 0 | 1225.3959
2014 | 1785.6 | 0 | 0 | 0 | 0 | 0 | 0 | 605.979 | 0 | 1225.3959
2015 | 1840 | 0 | 0 | 0 | 0 | 0 | 0 | 660.379 | 0 | 1225.3959
2016 | 1543.2 | 0 | 0 | 0 | 0 | 0 | 0 | 1543.2 | 0 | 0
2017 | 1344.8 | 0 | 0 | 0 | 0 | 0 | 0 | 1344.8 | 0 | 0
2018 | 1585.6 | 0 | 0 | 0 | 0 | 0 | 0 | 1585.6 | 0 | 0
2019 | 1395.2 | 0 | 0 | 0 | 0 | 0 | 0 | 1395.2 | 0 | 0
2020 | 1634.4 | 0 | 0 | 0 | 0 | 0 | 0 | 1634.4 | 0 | 0
2021 | 1428 | 0 | 0 | 0 | 0 | 0 | 0 | 1428 | 0 | 0
2022 | 1732.8 | 0 | 0 | 0 | 0 | 0 | 0 | 1732.8 | 0 | 0
2023 | 1353.618 | 72.27 | 174.3551 | 0 | -174.3551 | 0 | 0 | 1353.618 | 0 | 0
2024 | 1535.856 | 299.43 | 897.3663 | 0 | -897.3663 | 0 | 0 | 1535.856 | 0 | 0
2025 | 1275.614 | 538.51 | 1619.8384 | 394.4425 | -1225.3959 | 0 | 0 | 895.907 | 0 | 0
2026 | 1988.333 | 753.92 | 2189.1356 | 963.7397 | -1225.3959 | 0 | 0 | 1060.594 | 0 | 0
2027 | 1904.751 | 922.08 | 2602.3544 | 1876.1042 | -726.2502 | 0 | 0 | 98.729 | 0 | 0
2028 | 1672.28 | 997.28 | 2774.0782 | 1737.1724 | -1036.9058 | 0 | 0 | 0 | 0 | 0
2029 | 1859.284 | 647.48 | 1847.6358 | 1847.6358 | 0 | 0 | 0 | 80.667 | 0 | 0
2030 | 1626.32 | 531.34 | 1533.0016 | 1533.0016 | 0 | 0 | 0 | 150.584 | 0 | 0
2031 | 1494.969 | 759.29 | 2224.9806 | 1552.9809 | -671.9997 | 0 | 0 | 0 | 0 | 0
2032 | 1162.25 | 549.81 | 1659.0719 | 1207.3508 | -451.7211 | 0 | 0 | 0 | 0 | 0
2033 | 1264.538 | 306.07 | 909.6304 | 909.6304 | 0 | 0 | 0 | 388.887 | 0 | 0
2034 | 1476.872 | 75.51 | 175.5248 | 175.5248 | 0 | 0 | 0 | 1307.904 | 0 | 0
2035 | 1536.546 | 0 | 0 | 0 | 0 | 0 | 0 | 710.946 | 0 | 857.6372
2036 | 1277.6 | 0 | 0 | 0 | 0 | 0 | 0 | 97.979 | 0 | 1225.3959
2037 | 1460.8 | 0 | 0 | 0 | 0 | 0 | 0 | 281.179 | 0 | 1225.3959
2038 | 1661.6 | 0 | 0 | 0 | 0 | 0 | 0 | 481.979 | 0 | 1225.3959
2039 | 1407.2 | 0 | 0 | 0 | 0 | 0 | 0 | 227.579 | 0 | 1225.3959
2040 | 1428 | 0 | 0 | 0 | 0 | 0 | 0 | 1428 | 0 | 0
2041 | 1554.4 | 0 | 0 | 0 | 0 | 0 | 0 | 1554.4 | 0 | 0
2042 | 1313.6 | 0 | 0 | 0 | 0 | 0 | 0 | 1313.6 | 0 | 0
2043 | 1546.4 | 0 | 0 | 0 | 0 | 0 | 0 | 1546.4 | 0 | 0
2044 | 1344.8 | 0 | 0 | 0 | 0 | 0 | 0 | 1344.8 | 0 | 0
2045 | 1362.4 | 0 | 0 | 0 | 0 | 0 | 0 | 1362.4 | 0 | 0
2046 | 1128.8 | 0 | 0 | 0 | 0 | 0 | 0 | 1128.8 | 0 | 0
2047 | 1486.419 | 75.78 | 180.7313 | 0 | -180.7313 | 0 | 0 | 1486.419 | 0 | 0
2048 | 1323.308 | 187.22 | 553.5884 | 0 | -553.5884 | 0 | 0 | 1323.308 | 0 | 0
2049 | 1226.957 | 470.56 | 1401.0515 | 175.6557 | -1225.3959 | 0 | 0 | 1057.863 | 0 | 0
2050 | 1796.019 | 757.77 | 2166.2486 | 940.8527 | -1225.3959 | 0 | 0 | 890.312 | 0 | 0
2051 | 1668.541 | 882.73 | 2441.3397 | 1215.9438 | -1225.3959 | 0 | 0 | 498.02 | 0 | 0
2052 | 1931.97 | 963.57 | 2605.4968 | 1380.1009 | -1225.3959 | 0 | 0 | 603.423 | 0 | 0
2053 | 1668.96 | 764.32 | 2106.3148 | 1608.0791 | -498.2357 | 0 | 0 | 120.951 | 0 | 0
2054 | 1763.69 | 584.26 | 1646.4152 | 1646.4152 | 0 | 0 | 0 | 178.777 | 0 | 0
2055 | 1579.999 | 668.07 | 1916.5605 | 1641.3105 | -275.25 | 0 | 0 | 0 | 0 | 0
2056 | 1714.12 | 504.59 | 1497.1763 | 1497.1763 | 0 | 0 | 0 | 272.871 | 0 | 0
2057 | 1622.297 | 271.09 | 803.9549 | 803.9549 | 0 | 0 | 0 | 848.374 | 0 | 0
2058 | 1842.205 | 54.54 | 128.9905 | 128.9905 | 0 | 0 | 0 | 1718.033 | 0 | 0
2059 | 1704.336 | 0 | 0 | 0 | 0 | 0 | 0 | 878.736 | 0 | 857.6372
2060 | 1539.2 | 0 | 0 | 0 | 0 | 0 | 0 | 359.579 | 0 | 1225.3959
2061 | 1760 | 0 | 0 | 0 | 0 | 0 | 0 | 580.379 | 0 | 1225.3959
2062 | 1748 | 0 | 0 | 0 | 0 | 0 | 0 | 568.379 | 0 | 1225.3959
2063 | 1951.2 | 0 | 0 | 0 | 0 | 0 | 0 | 771.579 | 0 | 1225.3959
2064 | 1534.4 | 0 | 0 | 0 | 0 | 0 | 0 | 1534.4 | 0 | 0
2065 | 1479.2 | 0 | 0 | 0 | 0 | 0 | 0 | 1479.2 | 0 | 0
2066 | 1765.6 | 0 | 0 | 0 | 0 | 0 | 0 | 1765.6 | 0 | 0
2067 | 1462.4 | 0 | 0 | 0 | 0 | 0 | 0 | 1462.4 | 0 | 0
2068 | 1915.2 | 0 | 0 | 0 | 0 | 0 | 0 | 1915.2 | 0 | 0
2069 | 1624.8 | 0 | 0 | 0 | 0 | 0 | 0 | 1624.8 | 0 | 0
2070 | 1568 | 0 | 0 | 0 | 0 | 0 | 0 | 1568 | 0 | 0
2071 | 1421.665 | 60.78 | 148.4483 | 0 | -148.4483 | 0 | 0 | 1421.665 | 0 | 0
2072 | 1488.271 | 282.88 | 848.8988 | 0 | -848.8988 | 0 | 0 | 1488.271 | 0 | 0
2073 | 1486.483 | 515.37 | 1537.3988 | 312.0029 | -1225.3959 | 0 | 0 | 1186.136 | 0 | 0
2074 | 1803.338 | 724.33 | 2075.0166 | 849.6207 | -1225.3959 | 0 | 0 | 985.455 | 0 | 0
2075 | 2033.628 | 885.45 | 2449.1204 | 1863.0901 | -586.0303 | 0 | 0 | 240.134 | 0 | 0
2076 | 1696.775 | 878.64 | 2408.1759 | 1762.6179 | -645.5579 | 0 | 0 | 0 | 0 | 0
2077 | 1592.548 | 922.45 | 2523.906 | 1654.3464 | -869.5596 | 0 | 0 | 0 | 0 | 0
2078 | 1457.42 | 709.01 | 1995.922 | 1513.9748 | -481.9472 | 0 | 0 | 0 | 0 | 0
2079 | 1641.988 | 727.04 | 2083.861 | 1705.7049 | -378.1561 | 0 | 0 | 0 | 0 | 0
2080 | 1955.911 | 521.94 | 1548.7737 | 1548.7737 | 0 | 0 | 0 | 464.992 | 0 | 0
2081 | 1702.841 | 283.66 | 836.2181 | 836.2181 | 0 | 0 | 0 | 897.86 | 0 | 0
2082 | 1466.806 | 62.55 | 147.0366 | 147.0366 | 0 | 0 | 0 | 1325.262 | 0 | 0
2083 | 1663.509 | 0 | 0 | 0 | 0 | 0 | 0 | 804.688 | 0 | 892.1473
2084 | 1294.4 | 0 | 0 | 0 | 0 | 0 | 0 | 114.779 | 0 | 1225.3959
2085 | 1368 | 0 | 0 | 0 | 0 | 0 | 0 | 188.379 | 0 | 1225.3959
2086 | 1146.4 | 0 | 0 | 0 | 0 | 0 | 0 | 0 | 0 | 1190.8858
2087 | 1459.2 | 0 | 0 | 0 | 0 | 0 | 0 | 279.579 | 0 | 1225.3959
2088 | 1268.8 | 0 | 0 | 0 | 0 | 0 | 0 | 1268.8 | 0 | 0
2089 | 923.2 | 0 | 0 | 0 | 0 | 0 | 0 | 923.2 | 0 | 0
2090 | 1351.2 | 0 | 0 | 0 | 0 | 0 | 0 | 1351.2 | 0 | 0
2091 | 1026.4 | 0 | 0 | 0 | 0 | 0 | 0 | 1026.4 | 0 | 0
2092 | 1252.8 | 0 | 0 | 0 | 0 | 0 | 0 | 1252.8 | 0 | 0
2093 | 1265.6 | 0 | 0 | 0 | 0 | 0 | 0 | 1265.6 | 0 | 0
2094 | 918.4 | 0 | 0 | 0 | 0 | 0 | 0 | 918.4 | 0 | 0
2095 | 1050.829 | 67.97 | 167.6413 | 167.6413 | 0 | 0 | 0 | 889.45 | 0 | 0
2096 | 806.027 | 303.92 | 910.7264 | 837.3047 | -73.4217 | 0 | 0 | 0 | 0 | 0
2097 | 1095.822 | 457.81 | 1378.256 | 1138.3451 | -239.9109 | 0 | 0 | 0 | 0 | 0
2098 | 1270.332 | 776.77 | 2262.31 | 1319.6269 | -942.6831 | 0 | 0 | 0 | 0 | 0
2099 | 1318.43 | 938.77 | 2663.4943 | 1369.5913 | -1225.3959 | 0 | 68.5071 | 0 | 0 | 0
2100 | 1137.052 | 1023.34 | 2865.1243 | 1181.175 | -1225.3959 | 0 | 458.5533 | 0 | 0 | 0
2101 | 1338.908 | 1024.82 | 2876.5792 | 1390.864 | -1225.3959 | 0 | 260.3193 | 0 | 0 | 0
2102 | 1124.637 | 933.59 | 2662.1532 | 1168.2783 | -1225.3959 | 0 | 268.4791 | 0 | 0 | 0
2103 | 1168.045 | 782.7 | 2289.7002 | 1213.3707 | -251.7897 | 0 | 824.5398 | 0 | 0 | 0
2104 | 1479.406 | 568.7 | 1713.2612 | 1536.814 | 0 | 0 | 176.4472 | 0 | 0 | 0
2105 | 1301.431 | 318.95 | 942.465 | 942.465 | 0 | 0 | 0 | 394.172 | 0 | 0
2106 | 1478.389 | 78.07 | 170.8429 | 170.8429 | 0 | 0 | 0 | 1313.928 | 0 | 0
2107 | 1147.38 | 0 | 0 | 0 | 0 | 0 | 0 | 158.159 | 0 | 1027.6075
2108 | 1016 | 0 | 0 | 0 | 0 | 0 | 0 | 0 | 0 | 1055.4256
2109 | 1436 | 0 | 0 | 0 | 0 | 0 | 0 | 256.379 | 0 | 1225.3959
2110 | 1550.4 | 0 | 0 | 0 | 0 | 0 | 0 | 370.779 | 0 | 1225.3959
2111 | 1441.6 | 0 | 0 | 0 | 0 | 0 | 0 | 261.979 | 0 | 1225.3959
2112 | 1428 | 0 | 0 | 0 | 0 | 0 | 0 | 1428 | 0 | 0
2113 | 1300 | 0 | 0 | 0 | 0 | 0 | 0 | 1300 | 0 | 0
2114 | 1284 | 0 | 0 | 0 | 0 | 0 | 0 | 1284 | 0 | 0
2115 | 1629.6 | 0 | 0 | 0 | 0 | 0 | 0 | 1629.6 | 0 | 0
2116 | 1440 | 0 | 0 | 0 | 0 | 0 | 0 | 1440 | 0 | 0
2117 | 1583.2 | 0 | 0 | 0 | 0 | 0 | 0 | 1583.2 | 0 | 0
2118 | 1600 | 0 | 0 | 0 | 0 | 0 | 0 | 1600 | 0 | 0
2119 | 1140.384 | 85.2 | 204.8554 | 204.8554 | 0 | 0 | 0 | 943.181 | 0 | 0
2120 | 204.826 | 321.34 | 958.2683 | 212.7742 | -745.4941 | 0 | 0 | 0 | 0 | 0
2121 | 307.065 | 567.78 | 1697.4932 | 318.9816 | -1225.3959 | 0 | 153.1157 | 0 | 0 | 0
2122 | 313.222 | 773.7 | 2227.7106 | 325.3765 | -1225.3959 | 0 | 676.9382 | 0 | 0 | 0
2123 | 355.547 | 917.13 | 2567.9368 | 369.3439 | -1225.3959 | 0 | 973.197 | 0 | 0 | 0
2124 | 311.517 | 997.11 | 2750.5015 | 323.6053 | -1225.3959 | 0 | 1201.5003 | 0 | 0 | 0
2125 | 299.716 | 668.68 | 1883.4808 | 311.3464 | -762.3113 | 0 | 809.8231 | 0 | 0 | 0
2126 | 315.351 | 915.01 | 2566.1833 | 327.5881 | 0 | 0 | 2238.5951 | 0 | 0 | 0
2127 | 283.379 | 761.48 | 2195.0401 | 294.3755 | 0 | 0 | 1900.6647 | 0 | 0 | 0
2128 | 230.684 | 549.51 | 1634.0149 | 239.6356 | 0 | 0 | 1394.3793 | 0 | 0 | 0
2129 | 250.683 | 304.05 | 889.9388 | 260.4107 | 0 | 0 | 629.5281 | 0 | 0 | 0
2130 | 298.518 | 72.87 | 162.9272 | 162.9272 | 0 | 0 | 0 | 0 | 0 | 147.1747
2131 | 256.165 | 0 | 0 | 0 | 0 | 0 | 0 | 0 | 0 | 266.1054
2132 | 318.4 | 0 | 0 | 0 | 0 | 0 | 0 | 0 | 0 | 330.7554
2133 | 298.4 | 0 | 0 | 0 | 0 | 0 | 0 | 0 | 0 | 309.9793
2134 | 237.6 | 0 | 0 | 0 | 0 | 0 | 0 | 0 | 0 | 246.82
2135 | 305.6 | 0 | 0 | 0 | 0 | 0 | 0 | 0 | 0 | 317.4587
2136 | 168 | 0 | 0 | 0 | 0 | 0 | 0 | 0 | 0 | 174.5192
2137 | 228.8 | 0 | 0 | 0 | 0 | 0 | 0 | 0 | 0 | 237.6785
2138 | 226.4 | 0 | 0 | 0 | 0 | 0 | 0 | 0 | 0 | 235.1854
2139 | 221.6 | 0 | 0 | 0 | 0 | 0 | 0 | 0 | 0 | 230.1991
2140 | 135.2 | 0 | 0 | 0 | 0 | 0 | 0 | 0 | 0 | 140.4464
2141 | 148.8 | 0 | 0 | 0 | 0 | 0 | 0 | 0 | 0 | 154.5741
2142 | 203.2 | 0 | 0 | 0 | 0 | 0 | 0 | 0 | 0 | 211.0851
2143 | 139.948 | 84.65 | 207.3631 | 145.3786 | -61.9844 | 0 | 0 | 0 | 0 | 0
2144 | 168.345 | 315.71 | 936.8388 | 174.8776 | -761.9612 | 0 | 0 | 0 | 0 | 0
2145 | 999.188 | 559.15 | 1650.7636 | 1037.9612 | -612.8023 | 0 | 0 | 0 | 0 | 0
2146 | 1188.218 | 687.78 | 1963.3025 | 1234.3265 | -728.976 | 0 | 0 | 0 | 0 | 0
2147 | 1369.757 | 525.43 | 1485.8762 | 1422.9101 | -62.9661 | 0 | 0 | 0 | 0 | 0
2148 | 1382.264 | 599.82 | 1673.9632 | 1435.9024 | -238.0608 | 0 | 0 | 0 | 0 | 0
2149 | 1401.945 | 780.61 | 2154.266 | 1456.3471 | -697.9189 | 0 | 0 | 0 | 0 | 0
2150 | 1395.96 | 638.1 | 1790.3561 | 1450.1299 | -176.2114 | 0 | 164.0148 | 0 | 0 | 0
2151 | 1436.28 | 550.68 | 1581.7028 | 1492.0145 | 0 | 0 | 89.6883 | 0 | 0 | 0
2152 | 1584.287 | 433.63 | 1283.5284 | 1283.5284 | 0 | 0 | 0 | 348.705 | 0 | 0
2153 | 1458.461 | 289.6 | 850.0176 | 850.0176 | 0 | 0 | 0 | 640.196 | 0 | 0
2154 | 1392.377 | 67.8 | 156.3443 | 156.3443 | 0 | 0 | 0 | 1241.873 | 0 | 0
2155 | 1600.335 | 0 | 0 | 0 | 0 | 0 | 0 | 516.714 | 0 | 1125.6706
2156 | 1251.2 | 0 | 0 | 0 | 0 | 0 | 0 | 71.579 | 0 | 1225.3959
2157 | 921.6 | 0 | 0 | 0 | 0 | 0 | 0 | 0 | 0 | 957.3625
2158 | 1216 | 0 | 0 | 0 | 0 | 0 | 0 | 36.379 | 0 | 1225.3959
2159 | 1305.6 | 0 | 0 | 0 | 0 | 0 | 0 | 125.979 | 0 | 1225.3959
2160 | 875.2 | 0 | 0 | 0 | 0 | 0 | 0 | 875.2 | 0 | 0
2161 | 1137.6 | 0 | 0 | 0 | 0 | 0 | 0 | 1137.6 | 0 | 0
2162 | 760 | 0 | 0 | 0 | 0 | 0 | 0 | 760 | 0 | 0
2163 | 1196.8 | 0 | 0 | 0 | 0 | 0 | 0 | 1196.8 | 0 | 0
2164 | 1156 | 0 | 0 | 0 | 0 | 0 | 0 | 1156 | 0 | 0
2165 | 1220 | 0 | 0 | 0 | 0 | 0 | 0 | 1220 | 0 | 0
2166 | 1054.4 | 0 | 0 | 0 | 0 | 0 | 0 | 1054.4 | 0 | 0
2167 | 1293.304 | 75.61 | 190.2187 | 0 | -190.2187 | 0 | 0 | 1293.304 | 0 | 0
2168 | 1393.785 | 243.93 | 728.5782 | 0 | -728.5782 | 0 | 0 | 1393.785 | 0 | 0
2169 | 1579.901 | 551.03 | 1632.1939 | 406.798 | -1225.3959 | 0 | 0 | 1188.299 | 0 | 0
2170 | 1649.699 | 753.44 | 2135.1967 | 909.8008 | -1225.3959 | 0 | 0 | 773.884 | 0 | 0
2171 | 1676.943 | 911.3 | 2500.0633 | 1421.1503 | -1078.913 | 0 | 0 | 308.88 | 0 | 0
2172 | 1684.745 | 991.31 | 2678.3742 | 1750.1211 | -928.2531 | 0 | 0 | 0 | 0 | 0
2173 | 1931.871 | 988.55 | 2689.2027 | 2006.8368 | -682.3659 | 0 | 0 | 0 | 0 | 0
2174 | 1728.951 | 432.11 | 1221.6333 | 1221.6333 | 0 | 0 | 0 | 552.952 | 0 | 0
2175 | 1653.202 | 722.21 | 2067.6245 | 1717.3541 | -350.2704 | 0 | 0 | 0 | 0 | 0
2176 | 1470.106 | 438.37 | 1284.1787 | 1284.1787 | 0 | 0 | 0 | 233.898 | 0 | 0
2177 | 1634.306 | 276.88 | 814.2557 | 814.2557 | 0 | 0 | 0 | 850.467 | 0 | 0
2178 | 1538.105 | 60.12 | 138.8228 | 138.8228 | 0 | 0 | 0 | 1404.468 | 0 | 0
2179 | 1470.4 | 0 | 0 | 0 | 0 | 0 | 0 | 644.8 | 0 | 857.6372
2180 | 1250.4 | 0 | 0 | 0 | 0 | 0 | 0 | 70.779 | 0 | 1225.3959
2181 | 1324.8 | 0 | 0 | 0 | 0 | 0 | 0 | 145.179 | 0 | 1225.3959
2182 | 1529.6 | 0 | 0 | 0 | 0 | 0 | 0 | 349.979 | 0 | 1225.3959
2183 | 1635.2 | 0 | 0 | 0 | 0 | 0 | 0 | 455.579 | 0 | 1225.3959
2184 | 1508 | 0 | 0 | 0 | 0 | 0 | 0 | 1508 | 0 | 0
2185 | 972 | 0 | 0 | 0 | 0 | 0 | 0 | 972 | 0 | 0
2186 | 1086.4 | 0 | 0 | 0 | 0 | 0 | 0 | 1086.4 | 0 | 0
2187 | 1562.4 | 0 | 0 | 0 | 0 | 0 | 0 | 1562.4 | 0 | 0
2188 | 1220 | 0 | 0 | 0 | 0 | 0 | 0 | 1220 | 0 | 0
2189 | 1601.6 | 0 | 0 | 0 | 0 | 0 | 0 | 1601.6 | 0 | 0
2190 | 1461.6 | 0 | 0 | 0 | 0 | 0 | 0 | 1461.6 | 0 | 0
2191 | 1554.491 | 52.85 | 136.6922 | 0 | -136.6922 | 0 | 0 | 1554.491 | 0 | 0
2192 | 1258.89 | 195.35 | 576.8285 | 0 | -576.8285 | 0 | 0 | 1258.89 | 0 | 0
2193 | 1130.656 | 420.19 | 1227.0341 | 1.6382 | -1225.3959 | 0 | 0 | 1129.079 | 0 | 0
2194 | 1493.053 | 605.43 | 1712.935 | 487.5391 | -1225.3959 | 0 | 0 | 1023.726 | 0 | 0
2195 | 1407.71 | 720.63 | 1995.438 | 770.0421 | -1225.3959 | 0 | 0 | 666.434 | 0 | 0
2196 | 1593.023 | 791.25 | 2166.233 | 1416.4487 | -749.7843 | 0 | 0 | 229.486 | 0 | 0
2197 | 1931.914 | 755.94 | 2078.5797 | 2006.8814 | -71.6983 | 0 | 0 | 0 | 0 | 0
2198 | 1327.845 | 629.47 | 1759.3239 | 1379.3717 | -379.9522 | 0 | 0 | 0 | 0 | 0
2199 | 1348.658 | 773.75 | 2219.2391 | 1400.9923 | -818.2468 | 0 | 0 | 0 | 0 | 0
2200 | 1472.454 | 485.18 | 1419.3553 | 1419.3553 | 0 | 0 | 0 | 106.119 | 0 | 0
2201 | 1419.53 | 312.83 | 908.1906 | 908.1906 | 0 | 0 | 0 | 545.265 | 0 | 0
2202 | 938.571 | 40.11 | 94.6569 | 94.6569 | 0 | 0 | 0 | 847.45 | 0 | 0
2203 | 1347.852 | 0 | 0 | 0 | 0 | 0 | 0 | 314.209 | 0 | 1073.7533
2204 | 1007.2 | 0 | 0 | 0 | 0 | 0 | 0 | 0 | 0 | 1046.2841
2205 | 1144 | 0 | 0 | 0 | 0 | 0 | 0 | 0 | 0 | 1188.3926
2206 | 1352 | 0 | 0 | 0 | 0 | 0 | 0 | 172.379 | 0 | 1225.3959
2207 | 1520.8 | 0 | 0 | 0 | 0 | 0 | 0 | 341.179 | 0 | 1225.3959
2208 | 1532.8 | 0 | 0 | 0 | 0 | 0 | 0 | 1532.8 | 0 | 0
2209 | 1087.2 | 0 | 0 | 0 | 0 | 0 | 0 | 1087.2 | 0 | 0
2210 | 1328.8 | 0 | 0 | 0 | 0 | 0 | 0 | 1328.8 | 0 | 0
2211 | 1067.2 | 0 | 0 | 0 | 0 | 0 | 0 | 1067.2 | 0 | 0
2212 | 1069.6 | 0 | 0 | 0 | 0 | 0 | 0 | 1069.6 | 0 | 0
2213 | 964.8 | 0 | 0 | 0 | 0 | 0 | 0 | 964.8 | 0 | 0
2214 | 1233.6 | 0 | 0 | 0 | 0 | 0 | 0 | 1233.6 | 0 | 0
2215 | 1241.187 | 94.83 | 222.1079 | 0 | -222.1079 | 0 | 0 | 1241.187 | 0 | 0
2216 | 1139.749 | 332.6 | 990.9792 | 0 | -990.9792 | 0 | 0 | 1139.749 | 0 | 0
2217 | 1485.342 | 576.05 | 1725.2916 | 851.4283 | -873.8633 | 0 | 0 | 665.719 | 0 | 0
2218 | 1788.565 | 784.99 | 2272.2026 | 1857.9698 | -414.2327 | 0 | 0 | 0 | 0 | 0
2219 | 1486.331 | 935.09 | 2642.4378 | 1544.0077 | -1098.4301 | 0 | 0 | 0 | 0 | 0
2220 | 1635.414 | 1012.44 | 2827.9496 | 1698.8758 | -1129.0738 | 0 | 0 | 0 | 0 | 0
2221 | 1839.255 | 719.66 | 2021.4507 | 1910.6268 | -110.8238 | 0 | 0 | 0 | 0 | 0
2222 | 1431.431 | 920.7 | 2615.3167 | 1486.9773 | -1128.3393 | 0 | 0 | 0 | 0 | 0
2223 | 1727.174 | 768.04 | 2235.7374 | 1794.1966 | -441.5408 | 0 | 0 | 0 | 0 | 0
2224 | 1726.438 | 559.03 | 1675.9193 | 1675.9193 | 0 | 0 | 0 | 113.123 | 0 | 0
2225 | 1599.501 | 312.42 | 912.1942 | 912.1942 | 0 | 0 | 0 | 721.382 | 0 | 0
2226 | 1633.042 | 77.24 | 161.6661 | 161.6661 | 0 | 0 | 0 | 1477.415 | 0 | 0
2227 | 1619.476 | 0 | 0 | 0 | 0 | 0 | 0 | 759.855 | 0 | 892.9784
2228 | 1533.6 | 0 | 0 | 0 | 0 | 0 | 0 | 353.979 | 0 | 1225.3959
2229 | 1748.8 | 0 | 0 | 0 | 0 | 0 | 0 | 569.179 | 0 | 1225.3959
2230 | 1145.6 | 0 | 0 | 0 | 0 | 0 | 0 | 0 | 0 | 1190.0547
2231 | 1203.2 | 0 | 0 | 0 | 0 | 0 | 0 | 23.579 | 0 | 1225.3959
2232 | 382.4 | 0 | 0 | 0 | 0 | 0 | 0 | 382.4 | 0 | 0
2233 | 120 | 0 | 0 | 0 | 0 | 0 | 0 | 120 | 0 | 0
2234 | 126.4 | 0 | 0 | 0 | 0 | 0 | 0 | 126.4 | 0 | 0
2235 | 118.4 | 0 | 0 | 0 | 0 | 0 | 0 | 118.4 | 0 | 0
2236 | 124.8 | 0 | 0 | 0 | 0 | 0 | 0 | 124.8 | 0 | 0
2237 | 127.2 | 0 | 0 | 0 | 0 | 0 | 0 | 127.2 | 0 | 0
2238 | 104.8 | 0 | 0 | 0 | 0 | 0 | 0 | 104.8 | 0 | 0
2239 | 90.455 | 50.03 | 129.1889 | 0 | -129.1889 | 0 | 0 | 90.455 | 0 | 0
2240 | 181.636 | 194.46 | 576.4753 | 0 | -576.4753 | 0 | 0 | 181.636 | 0 | 0
2241 | 1303.888 | 212.59 | 619.5224 | 0 | -619.5224 | 0 | 0 | 1303.888 | 0 | 0
2242 | 1593.999 | 518.73 | 1494.0776 | 268.6817 | -1225.3959 | 0 | 0 | 1335.354 | 0 | 0
2243 | 1722.687 | 611.28 | 1727.0804 | 501.6845 | -1225.3959 | 0 | 0 | 1239.743 | 0 | 0
2244 | 1824.597 | 610.08 | 1708.0516 | 482.6557 | -1225.3959 | 0 | 0 | 1359.972 | 0 | 0
2245 | 1538.349 | 766.06 | 2115.235 | 1183.6526 | -931.5824 | 0 | 0 | 398.912 | 0 | 0
2246 | 1462.819 | 716.29 | 1996.0166 | 1519.5833 | -476.4333 | 0 | 0 | 0 | 0 | 0
2247 | 1763.062 | 529.02 | 1511.2895 | 1511.2895 | 0 | 0 | 0 | 308.227 | 0 | 0
2248 | 1727.078 | 450.78 | 1319.7547 | 1319.7547 | 0 | 0 | 0 | 456.623 | 0 | 0
2249 | 1726.744 | 70.39 | 189.8374 | 189.8374 | 0 | 0 | 0 | 1543.998 | 0 | 0
2250 | 1440.062 | 19.59 | 36.6708 | 36.6708 | 0 | 0 | 0 | 1404.761 | 0 | 0
2251 | 1485.876 | 0 | 0 | 0 | 0 | 0 | 0 | 660.276 | 0 | 857.6372
2252 | 1420 | 0 | 0 | 0 | 0 | 0 | 0 | 240.379 | 0 | 1225.3959
2253 | 1555.2 | 0 | 0 | 0 | 0 | 0 | 0 | 375.579 | 0 | 1225.3959
2254 | 1828.8 | 0 | 0 | 0 | 0 | 0 | 0 | 649.179 | 0 | 1225.3959
2255 | 1337.6 | 0 | 0 | 0 | 0 | 0 | 0 | 157.979 | 0 | 1225.3959
2256 | 1448.8 | 0 | 0 | 0 | 0 | 0 | 0 | 1448.8 | 0 | 0
2257 | 1088.8 | 0 | 0 | 0 | 0 | 0 | 0 | 1088.8 | 0 | 0
2258 | 1398.4 | 0 | 0 | 0 | 0 | 0 | 0 | 1398.4 | 0 | 0
2259 | 1239.2 | 0 | 0 | 0 | 0 | 0 | 0 | 1239.2 | 0 | 0
2260 | 1181.6 | 0 | 0 | 0 | 0 | 0 | 0 | 1181.6 | 0 | 0
2261 | 1463.2 | 0 | 0 | 0 | 0 | 0 | 0 | 1463.2 | 0 | 0
2262 | 1187.2 | 0 | 0 | 0 | 0 | 0 | 0 | 1187.2 | 0 | 0
2263 | 1184.8 | 83.53 | 215.9935 | 0 | -215.9935 | 0 | 0 | 1184.8 | 0 | 0
2264 | 1603.456 | 280.9 | 843.4315 | 0 | -843.4315 | 0 | 0 | 1603.456 | 0 | 0
2265 | 1609.349 | 445.01 | 1318.425 | 93.0291 | -1225.3959 | 0 | 0 | 1519.795 | 0 | 0
2266 | 1528.207 | 610.18 | 1758.605 | 533.2091 | -1225.3959 | 0 | 0 | 1014.916 | 0 | 0
2267 | 1584.409 | 710.29 | 1997.8023 | 940.5702 | -1057.2321 | 0 | 0 | 678.973 | 0 | 0
2268 | 1411.614 | 748.29 | 2072.616 | 1466.3913 | -606.2246 | 0 | 0 | 0 | 0 | 0
2269 | 1807.633 | 779.54 | 2146.9975 | 1877.7777 | -269.2198 | 0 | 0 | 0 | 0 | 0
2270 | 1580.825 | 752.37 | 2092.3803 | 1642.1685 | -450.2117 | 0 | 0 | 0 | 0 | 0
2271 | 1109.428 | 584.53 | 1668.765 | 1152.4791 | -516.286 | 0 | 0 | 0 | 0 | 0
2272 | 1562.899 | 440.64 | 1294.6343 | 1294.6343 | 0 | 0 | 0 | 316.626 | 0 | 0
2273 | 1288.141 | 243.19 | 717.3331 | 717.3331 | 0 | 0 | 0 | 597.604 | 0 | 0
2274 | 1690.754 | 60.78 | 145.7152 | 145.7152 | 0 | 0 | 0 | 1550.482 | 0 | 0
2275 | 1651.22 | 0 | 0 | 0 | 0 | 0 | 0 | 825.62 | 0 | 857.6372
2276 | 1392.8 | 0 | 0 | 0 | 0 | 0 | 0 | 213.179 | 0 | 1225.3959
2277 | 1446.4 | 0 | 0 | 0 | 0 | 0 | 0 | 266.779 | 0 | 1225.3959
2278 | 1270.4 | 0 | 0 | 0 | 0 | 0 | 0 | 90.779 | 0 | 1225.3959
2279 | 1509.6 | 0 | 0 | 0 | 0 | 0 | 0 | 329.979 | 0 | 1225.3959
2280 | 1620 | 0 | 0 | 0 | 0 | 0 | 0 | 1620 | 0 | 0
2281 | 1519.2 | 0 | 0 | 0 | 0 | 0 | 0 | 1519.2 | 0 | 0
2282 | 1356.8 | 0 | 0 | 0 | 0 | 0 | 0 | 1356.8 | 0 | 0
2283 | 1847.2 | 0 | 0 | 0 | 0 | 0 | 0 | 1847.2 | 0 | 0
2284 | 1688 | 0 | 0 | 0 | 0 | 0 | 0 | 1688 | 0 | 0
2285 | 1469.6 | 0 | 0 | 0 | 0 | 0 | 0 | 1469.6 | 0 | 0
2286 | 1407.2 | 0 | 0 | 0 | 0 | 0 | 0 | 1407.2 | 0 | 0
2287 | 1298.407 | 34.3 | 82.4915 | 82.4915 | 0 | 0 | 0 | 1218.997 | 0 | 0
2288 | 341.456 | 118.01 | 341.5195 | 341.5195 | 0 | 0 | 0 | 12.694 | 0 | 0
2289 | 276.424 | 344.97 | 1019.429 | 287.1506 | -732.2784 | 0 | 0 | 0 | 0 | 0
2290 | 284.243 | 599.75 | 1714.2294 | 295.274 | -1225.3959 | 0 | 193.5595 | 0 | 0 | 0
2291 | 269.004 | 912.23 | 2520.6202 | 279.4426 | -1225.3959 | 0 | 1015.7817 | 0 | 0 | 0
2292 | 333.853 | 858.81 | 2322.114 | 346.8091 | -1225.3959 | 0 | 749.909 | 0 | 0 | 0
2293 | 211.973 | 746.35 | 2035.9929 | 220.1986 | -1225.3959 | 0 | 590.3984 | 0 | 0 | 0
2294 | 211.252 | 821.02 | 2216.6244 | 219.4485 | -775.528 | 0 | 1221.6479 | 0 | 0 | 0
2295 | 343.658 | 607.31 | 1707.8054 | 356.9936 | 0 | 0 | 1350.8118 | 0 | 0 | 0
2296 | 393.167 | 313.99 | 908.6789 | 408.4237 | 0 | 0 | 500.2551 | 0 | 0 | 0
2297 | 317.159 | 253.68 | 742.0058 | 329.4663 | 0 | 0 | 412.5395 | 0 | 0 | 0
2298 | 348.83 | 62.6 | 147.6869 | 147.6869 | 0 | 0 | 0 | 0 | 0 | 214.6794
2299 | 281.691 | 0 | 0 | 0 | 0 | 0 | 0 | 0 | 0 | 292.6219
2300 | 266.4 | 0 | 0 | 0 | 0 | 0 | 0 | 0 | 0 | 276.7376
2301 | 309.6 | 0 | 0 | 0 | 0 | 0 | 0 | 0 | 0 | 321.614
2302 | 292 | 0 | 0 | 0 | 0 | 0 | 0 | 0 | 0 | 303.331
2303 | 243.2 | 0 | 0 | 0 | 0 | 0 | 0 | 0 | 0 | 252.6373
2304 | 139.2 | 0 | 0 | 0 | 0 | 0 | 0 | 0 | 0 | 144.6016
2305 | 142.4 | 0 | 0 | 0 | 0 | 0 | 0 | 0 | 0 | 147.9258
2306 | 124 | 0 | 0 | 0 | 0 | 0 | 0 | 0 | 0 | 128.8118
2307 | 118.4 | 0 | 0 | 0 | 0 | 0 | 0 | 0 | 0 | 122.9945
2308 | 115.2 | 0 | 0 | 0 | 0 | 0 | 0 | 0 | 0 | 119.6703
2309 | 101.6 | 0 | 0 | 0 | 0 | 0 | 0 | 0 | 0 | 105.5426
2310 | 99.2 | 0 | 0 | 0 | 0 | 0 | 0 | 0 | 0 | 103.0494
2311 | 81.795 | 79.16 | 207.5532 | 84.969 | -122.5842 | 0 | 0 | 0 | 0 | 0
2312 | 89.489 | 265.15 | 795.4128 | 92.9616 | -702.4512 | 0 | 0 | 0 | 0 | 0
2313 | 89.121 | 559 | 1672.1183 | 92.5793 | -1225.3959 | 0 | 354.1431 | 0 | 0 | 0
2314 | 88.082 | 761.4 | 2204.6854 | 91.499 | -769.8779 | 0 | 1343.3085 | 0 | 0 | 0
2315 | 84.446 | 900.54 | 2544.0546 | 87.7229 | 0 | 0 | 2456.3317 | 0 | 0 | 0
2316 | 92.13 | 590.69 | 1676.3442 | 95.7051 | 0 | 0 | 1580.6391 | 0 | 0 | 0
2317 | 88.264 | 194.27 | 547.4865 | 91.6891 | 0 | 0 | 455.7974 | 0 | 0 | 0
2318 | 92.708 | 236.6 | 674.6279 | 96.3055 | 0 | 0 | 578.3223 | 0 | 0 | 0
2319 | 86.801 | 226.85 | 651.7368 | 90.1693 | 0 | 0 | 561.5675 | 0 | 0 | 0
2320 | 98.247 | 46.09 | 114.5552 | 102.0595 | 0 | 0 | 12.4958 | 0 | 0 | 0
2321 | 88.18 | 112.12 | 318.8393 | 91.6018 | 0 | 0 | 227.2375 | 0 | 0 | 0
2322 | 94.896 | 28.42 | 61.946 | 61.946 | 0 | 0 | 0 | 0 | 0 | 36.6324
2323 | 102.069 | 0 | 0 | 0 | 0 | 0 | 0 | 0 | 0 | 106.0298
2324 | 104.8 | 0 | 0 | 0 | 0 | 0 | 0 | 0 | 0 | 108.8667
2325 | 103.2 | 0 | 0 | 0 | 0 | 0 | 0 | 0 | 0 | 107.2047
2326 | 111.2 | 0 | 0 | 0 | 0 | 0 | 0 | 0 | 0 | 115.5151
2327 | 101.6 | 0 | 0 | 0 | 0 | 0 | 0 | 0 | 0 | 105.5426
2328 | 107.2 | 0 | 0 | 0 | 0 | 0 | 0 | 0 | 0 | 111.3599
2329 | 96.8 | 0 | 0 | 0 | 0 | 0 | 0 | 0 | 0 | 100.5563
2330 | 103.2 | 0 | 0 | 0 | 0 | 0 | 0 | 0 | 0 | 107.2047
2331 | 100 | 0 | 0 | 0 | 0 | 0 | 0 | 0 | 0 | 103.8805
2332 | 101.6 | 0 | 0 | 0 | 0 | 0 | 0 | 0 | 0 | 105.5426
2333 | 96 | 0 | 0 | 0 | 0 | 0 | 0 | 0 | 0 | 99.7253
2334 | 101.6 | 0 | 0 | 0 | 0 | 0 | 0 | 0 | 0 | 105.5426
2335 | 90.638 | 79.4 | 209.5498 | 94.1552 | -115.3946 | 0 | 0 | 0 | 0 | 0
2336 | 142.371 | 270.3 | 810.7487 | 147.8957 | -662.853 | 0 | 0 | 0 | 0 | 0
2337 | 876.805 | 489.22 | 1449.5149 | 910.8292 | -538.6857 | 0 | 0 | 0 | 0 | 0
2338 | 1186.13 | 558.68 | 1613.2794 | 1232.1575 | -144.9652 | 0 | 236.1567 | 0 | 0 | 0
2339 | 1409.196 | 607.38 | 1728.6407 | 1463.8795 | 0 | 0 | 264.7612 | 0 | 0 | 0
2340 | 1645.065 | 985.6 | 2752.1044 | 1708.9013 | 0 | 0 | 1043.203 | 0 | 0 | 0
2341 | 1551.507 | 508.85 | 1447.4591 | 1447.4591 | 0 | 0 | 0 | 0 | 0 | 164.2537
2342 | 1454.836 | 642.64 | 1829.9148 | 1511.2895 | -182.7964 | 0 | 135.8289 | 0 | 0 | 0
2343 | 1456.702 | 402.07 | 1168.754 | 1168.754 | 0 | 0 | 0 | 331.607 | 0 | 0
2344 | 1631.387 | 192.85 | 559.5885 | 559.5885 | 0 | 0 | 0 | 1092.702 | 0 | 0
2345 | 1631.553 | 217.44 | 643.6029 | 643.6029 | 0 | 0 | 0 | 1011.992 | 0 | 0
2346 | 1765.931 | 52.23 | 126.757 | 126.757 | 0 | 0 | 0 | 1643.909 | 0 | 0
2347 | 1730.86 | 0 | 0 | 0 | 0 | 0 | 0 | 905.26 | 0 | 857.6372
2348 | 1846.4 | 0 | 0 | 0 | 0 | 0 | 0 | 666.779 | 0 | 1225.3959
2349 | 1725.6 | 0 | 0 | 0 | 0 | 0 | 0 | 545.979 | 0 | 1225.3959
2350 | 1554.4 | 0 | 0 | 0 | 0 | 0 | 0 | 374.779 | 0 | 1225.3959
2351 | 1998.4 | 0 | 0 | 0 | 0 | 0 | 0 | 818.779 | 0 | 1225.3959
2352 | 1700.8 | 0 | 0 | 0 | 0 | 0 | 0 | 1700.8 | 0 | 0
2353 | 1940.8 | 0 | 0 | 0 | 0 | 0 | 0 | 1940.8 | 0 | 0
2354 | 1621.6 | 0 | 0 | 0 | 0 | 0 | 0 | 1621.6 | 0 | 0
2355 | 1272.8 | 0 | 0 | 0 | 0 | 0 | 0 | 1272.8 | 0 | 0
2356 | 1277.6 | 0 | 0 | 0 | 0 | 0 | 0 | 1277.6 | 0 | 0
2357 | 1742.4 | 0 | 0 | 0 | 0 | 0 | 0 | 1742.4 | 0 | 0
2358 | 1696 | 0 | 0 | 0 | 0 | 0 | 0 | 1696 | 0 | 0
2359 | 1093.028 | 97.44 | 248.8426 | 0 | -248.8426 | 0 | 0 | 1093.028 | 0 | 0
2360 | 1153.367 | 332.82 | 986.2859 | 0 | -986.2859 | 0 | 0 | 1153.367 | 0 | 0
2361 | 1724.16 | 579.52 | 1679.8989 | 454.503 | -1225.3959 | 0 | 0 | 1286.635 | 0 | 0
2362 | 2138.256 | 789.18 | 2159.4247 | 1721.7108 | -437.7139 | 0 | 0 | 480.86 | 0 | 0
2363 | 1900.048 | 943.98 | 2488.4412 | 1973.7789 | -514.6623 | 0 | 0 | 0 | 0 | 0
2364 | 2133.191 | 1016.44 | 2653.6818 | 2215.9689 | -437.7128 | 0 | 0 | 0 | 0 | 0
2365 | 1700.026 | 1008.05 | 2666.1807 | 1765.9951 | -900.1856 | 0 | 0 | 0 | 0 | 0
2366 | 1540.681 | 917.65 | 2509.6338 | 1600.4667 | -909.1671 | 0 | 0 | 0 | 0 | 0
2367 | 1354.534 | 758.21 | 2156.5202 | 1407.0964 | -749.4239 | 0 | 0 | 0 | 0 | 0
2368 | 1652.807 | 544.14 | 1610.3354 | 1610.3354 | 0 | 0 | 0 | 102.626 | 0 | 0
2369 | 1811.042 | 298.25 | 866.1834 | 866.1834 | 0 | 0 | 0 | 977.215 | 0 | 0
2370 | 1517.038 | 71.12 | 156.3412 | 156.3412 | 0 | 0 | 0 | 1366.537 | 0 | 0
2371 | 1866.297 | 0 | 0 | 0 | 0 | 0 | 0 | 1040.697 | 0 | 857.6372
2372 | 1745.6 | 0 | 0 | 0 | 0 | 0 | 0 | 565.979 | 0 | 1225.3959
2373 | 2057.6 | 0 | 0 | 0 | 0 | 0 | 0 | 877.979 | 0 | 1225.3959
2374 | 1675.2 | 0 | 0 | 0 | 0 | 0 | 0 | 495.579 | 0 | 1225.3959
2375 | 1663.2 | 0 | 0 | 0 | 0 | 0 | 0 | 483.579 | 0 | 1225.3959
2376 | 1429.6 | 0 | 0 | 0 | 0 | 0 | 0 | 1429.6 | 0 | 0
2377 | 1479.2 | 0 | 0 | 0 | 0 | 0 | 0 | 1479.2 | 0 | 0
2378 | 1613.6 | 0 | 0 | 0 | 0 | 0 | 0 | 1613.6 | 0 | 0
2379 | 1020.8 | 0 | 0 | 0 | 0 | 0 | 0 | 1020.8 | 0 | 0
2380 | 1254.4 | 0 | 0 | 0 | 0 | 0 | 0 | 1254.4 | 0 | 0
2381 | 1267.2 | 0 | 0 | 0 | 0 | 0 | 0 | 1267.2 | 0 | 0
2382 | 1392 | 0 | 0 | 0 | 0 | 0 | 0 | 1392 | 0 | 0
2383 | 1293.522 | 104.26 | 256.9255 | 0 | -256.9255 | 0 | 0 | 1293.522 | 0 | 0
2384 | 650.269 | 340.09 | 1018.9293 | 666.5709 | -352.3584 | 0 | 0 | 8.598 | 0 | 0
2385 | 1468.701 | 582.57 | 1746.6982 | 1525.6936 | -221.0047 | 0 | 0 | 0 | 0 | 0
2386 | 1476.864 | 785.28 | 2277.5981 | 1534.1733 | -743.4248 | 0 | 0 | 0 | 0 | 0
2387 | 1368.496 | 906.82 | 2571.8022 | 1421.6001 | -1150.202 | 0 | 0 | 0 | 0 | 0
2388 | 1103.419 | 980.41 | 2751.5289 | 1146.2369 | -1225.3959 | 0 | 379.8961 | 0 | 0 | 0
2389 | 1738.664 | 975.3 | 2743.1966 | 1806.1324 | -937.0642 | 0 | 0 | 0 | 0 | 0
2390 | 1353.651 | 882.48 | 2520.0053 | 1406.1791 | -1113.8262 | 0 | 0 | 0 | 0 | 0
2391 | 1671.773 | 734.34 | 2145.8351 | 1736.6457 | -409.1893 | 0 | 0 | 0 | 0 | 0
2392 | 1643.7 | 527.6 | 1584.0328 | 1584.0328 | 0 | 0 | 0 | 118.839 | 0 | 0
2393 | 1554.145 | 290.62 | 851.7441 | 851.7441 | 0 | 0 | 0 | 734.218 | 0 | 0
2394 | 1624.376 | 67.8 | 154.8484 | 154.8484 | 0 | 0 | 0 | 1475.312 | 0 | 0
2395 | 1597.412 | 0 | 0 | 0 | 0 | 0 | 0 | 771.812 | 0 | 857.6372
2396 | 1305.6 | 0 | 0 | 0 | 0 | 0 | 0 | 125.979 | 0 | 1225.3959
2397 | 1634.4 | 0 | 0 | 0 | 0 | 0 | 0 | 454.779 | 0 | 1225.3959
2398 | 1851.2 | 0 | 0 | 0 | 0 | 0 | 0 | 671.579 | 0 | 1225.3959
2399 | 1613.6 | 0 | 0 | 0 | 0 | 0 | 0 | 433.979 | 0 | 1225.3959
2400 | 1363.2 | 0 | 0 | 0 | 0 | 0 | 0 | 1363.2 | 0 | 0
2401 | 1245.6 | 0 | 0 | 0 | 0 | 0 | 0 | 1245.6 | 0 | 0
2402 | 1235.2 | 0 | 0 | 0 | 0 | 0 | 0 | 1235.2 | 0 | 0
2403 | 1324 | 0 | 0 | 0 | 0 | 0 | 0 | 1324 | 0 | 0
2404 | 1393.6 | 0 | 0 | 0 | 0 | 0 | 0 | 1393.6 | 0 | 0
2405 | 1192 | 0 | 0 | 0 | 0 | 0 | 0 | 1192 | 0 | 0
2406 | 1108 | 0 | 0 | 0 | 0 | 0 | 0 | 1108 | 0 | 0
2407 | 1071.458 | 97.02 | 253.5089 | 0 | -253.5089 | 0 | 0 | 1071.458 | 0 | 0
2408 | 700.377 | 328.02 | 984.4877 | 0 | -984.4877 | 0 | 0 | 700.377 | 0 | 0
2409 | 1179.725 | 386.24 | 1138.6027 | 0 | -1138.6027 | 0 | 0 | 1179.725 | 0 | 0
2410 | 1627.857 | 368.74 | 1057.4523 | 0 | -1057.4523 | 0 | 0 | 1627.857 | 0 | 0
2411 | 1504.309 | 581.29 | 1616.6794 | 391.2835 | -1225.3959 | 0 | 0 | 1127.642 | 0 | 0
2412 | 1607.655 | 621.67 | 1697.7747 | 873.0479 | -824.7268 | 0 | 0 | 767.22 | 0 | 0
2413 | 1708.11 | 987.25 | 2630.5019 | 1774.3928 | -856.1091 | 0 | 0 | 0 | 0 | 0
2414 | 1747.615 | 685.98 | 1884.5362 | 1815.4308 | -69.1054 | 0 | 0 | 0 | 0 | 0
2415 | 1656.806 | 468.88 | 1328.0392 | 1328.0392 | 0 | 0 | 0 | 378.376 | 0 | 0
2416 | 1940.668 | 274.14 | 791.0083 | 791.0083 | 0 | 0 | 0 | 1179.208 | 0 | 0
2417 | 1471.768 | 282.34 | 817.8188 | 817.8188 | 0 | 0 | 0 | 684.499 | 0 | 0
2418 | 1831.384 | 62.93 | 144.4572 | 144.4572 | 0 | 0 | 0 | 1692.323 | 0 | 0
2419 | 1741.725 | 0 | 0 | 0 | 0 | 0 | 0 | 916.125 | 0 | 857.6372
2420 | 1332.8 | 0 | 0 | 0 | 0 | 0 | 0 | 153.179 | 0 | 1225.3959
2421 | 1913.6 | 0 | 0 | 0 | 0 | 0 | 0 | 733.979 | 0 | 1225.3959
2422 | 1916 | 0 | 0 | 0 | 0 | 0 | 0 | 736.379 | 0 | 1225.3959
2423 | 1797.6 | 0 | 0 | 0 | 0 | 0 | 0 | 617.979 | 0 | 1225.3959
2424 | 1308 | 0 | 0 | 0 | 0 | 0 | 0 | 1308 | 0 | 0
2425 | 1379.2 | 0 | 0 | 0 | 0 | 0 | 0 | 1379.2 | 0 | 0
2426 | 1590.4 | 0 | 0 | 0 | 0 | 0 | 0 | 1590.4 | 0 | 0
2427 | 1549.6 | 0 | 0 | 0 | 0 | 0 | 0 | 1549.6 | 0 | 0
2428 | 934.4 | 0 | 0 | 0 | 0 | 0 | 0 | 934.4 | 0 | 0
2429 | 1459.2 | 0 | 0 | 0 | 0 | 0 | 0 | 1459.2 | 0 | 0
2430 | 1591.2 | 0 | 0 | 0 | 0 | 0 | 0 | 1591.2 | 0 | 0
2431 | 966.93 | 95.97 | 247.7404 | 0 | -247.7404 | 0 | 0 | 966.93 | 0 | 0
2432 | 1477.577 | 321.15 | 951.8641 | 0 | -951.8641 | 0 | 0 | 1477.577 | 0 | 0
2433 | 1354.983 | 553.21 | 1611.049 | 385.6531 | -1225.3959 | 0 | 0 | 983.736 | 0 | 0
2434 | 1698.036 | 751.57 | 2097.5618 | 1468.2955 | -629.2664 | 0 | 0 | 284.589 | 0 | 0
2435 | 1687.35 | 905.08 | 2440.8868 | 1752.8272 | -688.0596 | 0 | 0 | 0 | 0 | 0
2436 | 1799.841 | 973.93 | 2585.6297 | 1869.6834 | -715.9463 | 0 | 0 | 0 | 0 | 0
2437 | 1492.56 | 966.45 | 2586.0785 | 1550.4784 | -1035.6 | 0 | 0 | 0 | 0 | 0
2438 | 1614.825 | 872.66 | 2404.2918 | 1677.4879 | -726.8039 | 0 | 0 | 0 | 0 | 0
2439 | 1802.673 | 721.65 | 2061.3397 | 1872.6253 | -188.7145 | 0 | 0 | 0 | 0 | 0
2440 | 1703.159 | 399.91 | 1169.8178 | 1169.8178 | 0 | 0 | 0 | 577.04 | 0 | 0
2441 | 1953.342 | 159.24 | 460.2019 | 460.2019 | 0 | 0 | 0 | 1510.331 | 0 | 0
2442 | 1610.257 | 35.22 | 80.8886 | 80.8886 | 0 | 0 | 0 | 1532.39 | 0 | 0
2443 | 1843.247 | 0 | 0 | 0 | 0 | 0 | 0 | 1017.647 | 0 | 857.6372
2444 | 1636 | 0 | 0 | 0 | 0 | 0 | 0 | 456.379 | 0 | 1225.3959
2445 | 1706.4 | 0 | 0 | 0 | 0 | 0 | 0 | 526.779 | 0 | 1225.3959
2446 | 2003.2 | 0 | 0 | 0 | 0 | 0 | 0 | 823.579 | 0 | 1225.3959
2447 | 1822.4 | 0 | 0 | 0 | 0 | 0 | 0 | 642.779 | 0 | 1225.3959
2448 | 1698.4 | 0 | 0 | 0 | 0 | 0 | 0 | 1698.4 | 0 | 0
2449 | 1377.6 | 0 | 0 | 0 | 0 | 0 | 0 | 1377.6 | 0 | 0
2450 | 1225.6 | 0 | 0 | 0 | 0 | 0 | 0 | 1225.6 | 0 | 0
2451 | 1188 | 0 | 0 | 0 | 0 | 0 | 0 | 1188 | 0 | 0
2452 | 1199.2 | 0 | 0 | 0 | 0 | 0 | 0 | 1199.2 | 0 | 0
2453 | 1212 | 0 | 0 | 0 | 0 | 0 | 0 | 1212 | 0 | 0
2454 | 1070.4 | 0 | 0 | 0 | 0 | 0 | 0 | 1070.4 | 0 | 0
2455 | 974.019 | 58.68 | 155.5714 | 155.5714 | 0 | 0 | 0 | 824.259 | 0 | 0
2456 | 196.406 | 205.62 | 607.5907 | 204.0275 | -403.5632 | 0 | 0 | 0 | 0 | 0
2457 | 173.54 | 542.78 | 1576.0018 | 180.2752 | -1225.3959 | 0 | 170.3307 | 0 | 0 | 0
2458 | 0 | 745.51 | 2071.1045 | 0.0010388 | -1225.3959 | 0 | 845.7076 | 0 | 0 | 0
2459 | 0 | 891.18 | 2406.0931 | 0 | -1225.3959 | 0 | 1180.6972 | 0 | 0 | 0
2460 | 0 | 721.5 | 1967.2417 | 0 | -1225.3959 | 0 | 741.8458 | 0 | 0 | 0
2461 | 0 | 795.66 | 2173.459 | 0 | -1104.2422 | 0 | 1069.2168 | 0 | 0 | 0
2462 | 267.984 | 534.78 | 1506.4892 | 278.3831 | 0 | 0 | 1228.1061 | 0 | 0 | 0
2463 | 256.129 | 721.8 | 2083.4922 | 266.068 | 0 | 0 | 1817.4242 | 0 | 0 | 0
2464 | 126.647 | 513.79 | 1529.4748 | 131.5615 | 0 | 0 | 1397.9133 | 0 | 0 | 0
2465 | 227.812 | 278.45 | 814.6722 | 236.6522 | 0 | 0 | 578.02 | 0 | 0 | 0
2466 | 353.747 | 61.88 | 144.3419 | 144.3419 | 0 | 0 | 0 | 0 | 0 | 223.1321
2467 | 216.663 | 0 | 0 | 0 | 0 | 0 | 0 | 0 | 0 | 225.0706
2468 | 193.6 | 0 | 0 | 0 | 0 | 0 | 0 | 0 | 0 | 201.1126
2469 | 127.2 | 0 | 0 | 0 | 0 | 0 | 0 | 0 | 0 | 132.136
2470 | 117.6 | 0 | 0 | 0 | 0 | 0 | 0 | 0 | 0 | 122.1634
2471 | 128.8 | 0 | 0 | 0 | 0 | 0 | 0 | 0 | 0 | 133.7981
2472 | 140.8 | 0 | 0 | 0 | 0 | 0 | 0 | 0 | 0 | 146.2637
2473 | 108.8 | 0 | 0 | 0 | 0 | 0 | 0 | 0 | 0 | 113.022
2474 | 100 | 0 | 0 | 0 | 0 | 0 | 0 | 0 | 0 | 103.8805
2475 | 89.6 | 0 | 0 | 0 | 0 | 0 | 0 | 0 | 0 | 93.0769
2476 | 99.2 | 0 | 0 | 0 | 0 | 0 | 0 | 0 | 0 | 103.0494
2477 | 91.2 | 0 | 0 | 0 | 0 | 0 | 0 | 0 | 0 | 94.739
2478 | 98.4 | 0 | 0 | 0 | 0 | 0 | 0 | 0 | 0 | 102.2184
2479 | 64.271 | 92.42 | 244.0142 | 66.765 | -177.2492 | 0 | 0 | 0 | 0 | 0
2480 | 44.716 | 317.64 | 948.9803 | 46.4512 | -902.5291 | 0 | 0 | 0 | 0 | 0
2481 | 503.248 | 463.77 | 1366.1508 | 522.7764 | -843.3744 | 0 | 0 | 0 | 0 | 0
2482 | 593.572 | 619.03 | 1767.4889 | 616.6054 | -72.9999 | 0 | 1077.8835 | 0 | 0 | 0
2483 | 451.248 | 468.83 | 1329.9952 | 468.7586 | 0 | 0 | 861.2367 | 0 | 0 | 0
2484 | 445.515 | 977.16 | 2712.9103 | 462.8031 | 0 | 0 | 2250.1072 | 0 | 0 | 0
2485 | 1718.709 | 653.08 | 1844.0768 | 1785.4031 | 0 | 0 | 58.6738 | 0 | 0 | 0
2486 | 1825.482 | 674.33 | 1922.8577 | 1896.3194 | 0 | 0 | 26.5383 | 0 | 0 | 0
2487 | 1311.2 | 499.71 | 1454.3599 | 1362.0808 | 0 | 0 | 92.2791 | 0 | 0 | 0
2488 | 1571.2 | 442.18 | 1315.6836 | 1315.6836 | 0 | 0 | 0 | 304.664 | 0 | 0
2489 | 1255.2 | 273.76 | 805.5702 | 805.5702 | 0 | 0 | 0 | 479.722 | 0 | 0
2490 | 1663.487 | 59.72 | 138.9734 | 138.9734 | 0 | 0 | 0 | 1529.705 | 0 | 0
2491 | 1610.935 | 0 | 0 | 0 | 0 | 0 | 0 | 785.335 | 0 | 857.6372
2492 | 1180.8 | 0 | 0 | 0 | 0 | 0 | 0 | 1.179 | 0 | 1225.3959
2493 | 1295.2 | 0 | 0 | 0 | 0 | 0 | 0 | 115.579 | 0 | 1225.3959
2494 | 1408 | 0 | 0 | 0 | 0 | 0 | 0 | 228.379 | 0 | 1225.3959
2495 | 1508 | 0 | 0 | 0 | 0 | 0 | 0 | 328.379 | 0 | 1225.3959
2496 | 1367.2 | 0 | 0 | 0 | 0 | 0 | 0 | 1367.2 | 0 | 0
2497 | 1770.4 | 0 | 0 | 0 | 0 | 0 | 0 | 1770.4 | 0 | 0
2498 | 1622.4 | 0 | 0 | 0 | 0 | 0 | 0 | 1622.4 | 0 | 0
2499 | 1314.4 | 0 | 0 | 0 | 0 | 0 | 0 | 1314.4 | 0 | 0
2500 | 1200.8 | 0 | 0 | 0 | 0 | 0 | 0 | 1200.8 | 0 | 0
2501 | 1348 | 0 | 0 | 0 | 0 | 0 | 0 | 1348 | 0 | 0
2502 | 1156 | 0 | 0 | 0 | 0 | 0 | 0 | 1156 | 0 | 0
2503 | 1375.182 | 102.64 | 266.7817 | 0 | -266.7817 | 0 | 0 | 1375.182 | 0 | 0
2504 | 1228.928 | 331.06 | 989.9435 | 0 | -989.9435 | 0 | 0 | 1228.928 | 0 | 0
2505 | 1763.437 | 565.97 | 1685.415 | 460.0191 | -1225.3959 | 0 | 0 | 1320.603 | 0 | 0
2506 | 1786.454 | 111.22 | 305.6621 | 0 | -305.6621 | 0 | 0 | 1786.454 | 0 | 0
2507 | 1601.327 | 903.17 | 2532.7504 | 1307.3545 | -1225.3959 | 0 | 0 | 342.809 | 0 | 0
2508 | 1886.909 | 975.44 | 2690.0628 | 1464.6669 | -1225.3959 | 0 | 0 | 476.955 | 0 | 0
2509 | 1830.371 | 452.51 | 1276.1633 | 1155.7856 | -120.3777 | 0 | 0 | 717.76 | 0 | 0
2510 | 1393.734 | 892.15 | 2498.2537 | 1447.8175 | -1050.4362 | 0 | 0 | 0 | 0 | 0
2511 | 1534.199 | 504.69 | 1449.5305 | 1449.5305 | 0 | 0 | 0 | 138.816 | 0 | 0
2512 | 1641.378 | 404.03 | 1188.6928 | 1188.6928 | 0 | 0 | 0 | 497.089 | 0 | 0
2513 | 1522.665 | 231.4 | 680.8815 | 680.8815 | 0 | 0 | 0 | 867.218 | 0 | 0
2514 | 1554.326 | 64.93 | 150.0439 | 150.0439 | 0 | 0 | 0 | 1409.887 | 0 | 0
2515 | 1267.674 | 0 | 0 | 0 | 0 | 0 | 0 | 442.074 | 0 | 857.6372
2516 | 1214.4 | 0 | 0 | 0 | 0 | 0 | 0 | 34.779 | 0 | 1225.3959
2517 | 1422.4 | 0 | 0 | 0 | 0 | 0 | 0 | 242.779 | 0 | 1225.3959
2518 | 1226.4 | 0 | 0 | 0 | 0 | 0 | 0 | 46.779 | 0 | 1225.3959
2519 | 1222.4 | 0 | 0 | 0 | 0 | 0 | 0 | 42.779 | 0 | 1225.3959
2520 | 1440.8 | 0 | 0 | 0 | 0 | 0 | 0 | 1440.8 | 0 | 0
2521 | 1159.2 | 0 | 0 | 0 | 0 | 0 | 0 | 1159.2 | 0 | 0
2522 | 1145.6 | 0 | 0 | 0 | 0 | 0 | 0 | 1145.6 | 0 | 0
2523 | 1368.8 | 0 | 0 | 0 | 0 | 0 | 0 | 1368.8 | 0 | 0
2524 | 864.8 | 0 | 0 | 0 | 0 | 0 | 0 | 864.8 | 0 | 0
2525 | 943.2 | 0 | 0 | 0 | 0 | 0 | 0 | 943.2 | 0 | 0
2526 | 1092 | 0 | 0 | 0 | 0 | 0 | 0 | 1092 | 0 | 0
2527 | 1156.517 | 91.39 | 245.2286 | 0 | -245.2286 | 0 | 0 | 1156.517 | 0 | 0
2528 | 715.847 | 332.81 | 991.3012 | 0 | -991.3012 | 0 | 0 | 715.847 | 0 | 0
2529 | 1374.694 | 473.93 | 1386.2122 | 543.8434 | -842.3688 | 0 | 0 | 851.167 | 0 | 0
2530 | 1474.584 | 654.37 | 1848.6954 | 1531.8049 | -316.8905 | 0 | 0 | 0 | 0 | 0
2531 | 1171.084 | 907.03 | 2498.2382 | 1216.5276 | -1225.3959 | 0 | 56.3146 | 0 | 0 | 0
2532 | 1452.682 | 972.61 | 2644.183 | 1509.053 | -1135.13 | 0 | 0 | 0 | 0 | 0
2533 | 1536.423 | 804.98 | 2205.1259 | 1596.0435 | -609.0824 | 0 | 0 | 0 | 0 | 0
2534 | 1489.362 | 723.63 | 2025.6007 | 1547.1563 | -478.4444 | 0 | 0 | 0 | 0 | 0
2535 | 1094.152 | 590.88 | 1702.1585 | 1136.6103 | -565.5482 | 0 | 0 | 0 | 0 | 0
2536 | 1400.201 | 416.34 | 1232.1845 | 1232.1845 | 0 | 0 | 0 | 214.045 | 0 | 0
2537 | 1681.075 | 221.86 | 655.0578 | 655.0578 | 0 | 0 | 0 | 1050.487 | 0 | 0
2538 | 1647.588 | 53.62 | 129.1567 | 129.1567 | 0 | 0 | 0 | 1523.256 | 0 | 0
2539 | 1122.777 | 0 | 0 | 0 | 0 | 0 | 0 | 163.956 | 0 | 996.0278
2540 | 1656 | 0 | 0 | 0 | 0 | 0 | 0 | 476.379 | 0 | 1225.3959
2541 | 1400.8 | 0 | 0 | 0 | 0 | 0 | 0 | 221.179 | 0 | 1225.3959
2542 | 1624.8 | 0 | 0 | 0 | 0 | 0 | 0 | 445.179 | 0 | 1225.3959
2543 | 1046.4 | 0 | 0 | 0 | 0 | 0 | 0 | 0 | 0 | 1087.0053
2544 | 1645.6 | 0 | 0 | 0 | 0 | 0 | 0 | 1645.6 | 0 | 0
2545 | 1430.4 | 0 | 0 | 0 | 0 | 0 | 0 | 1430.4 | 0 | 0
2546 | 1149.6 | 0 | 0 | 0 | 0 | 0 | 0 | 1149.6 | 0 | 0
2547 | 1410.4 | 0 | 0 | 0 | 0 | 0 | 0 | 1410.4 | 0 | 0
2548 | 1274.4 | 0 | 0 | 0 | 0 | 0 | 0 | 1274.4 | 0 | 0
2549 | 1276.8 | 0 | 0 | 0 | 0 | 0 | 0 | 1276.8 | 0 | 0
2550 | 1566.4 | 0 | 0 | 0 | 0 | 0 | 0 | 1566.4 | 0 | 0
2551 | 1491.966 | 36.26 | 88.9435 | 0 | -88.9435 | 0 | 0 | 1491.966 | 0 | 0
2552 | 1493.014 | 124.33 | 358.8946 | 0 | -358.8946 | 0 | 0 | 1493.014 | 0 | 0
2553 | 1539.824 | 426.25 | 1256.5663 | 31.1704 | -1225.3959 | 0 | 0 | 1509.818 | 0 | 0
2554 | 1782.499 | 755.01 | 2167.7248 | 942.3289 | -1225.3959 | 0 | 0 | 875.371 | 0 | 0
2555 | 1835.337 | 904.09 | 2523.5372 | 1298.1413 | -1225.3959 | 0 | 0 | 585.689 | 0 | 0
2556 | 1632.697 | 974.69 | 2679.4691 | 1688.172 | -991.2971 | 0 | 0 | 7.587 | 0 | 0
2557 | 1766.248 | 966.17 | 2653.0834 | 1834.7868 | -818.2966 | 0 | 0 | 0 | 0 | 0
2558 | 1904.871 | 878.42 | 2450.8063 | 1978.789 | -472.0173 | 0 | 0 | 0 | 0 | 0
2559 | 1996.523 | 725.12 | 2077.7508 | 2073.9976 | -3.7532 | 0 | 0 | 0 | 0 | 0
2560 | 1909.872 | 447.53 | 1310.1883 | 1310.1883 | 0 | 0 | 0 | 648.626 | 0 | 0
2561 | 1550.773 | 64.95 | 172.2515 | 172.2515 | 0 | 0 | 0 | 1384.956 | 0 | 0
2562 | 1749.963 | 17.63 | 30.9055 | 30.9055 | 0 | 0 | 0 | 1720.212 | 0 | 0
2563 | 2041.861 | 0 | 0 | 0 | 0 | 0 | 0 | 1216.261 | 0 | 857.6372
2564 | 1636 | 0 | 0 | 0 | 0 | 0 | 0 | 456.379 | 0 | 1225.3959
2565 | 1492.8 | 0 | 0 | 0 | 0 | 0 | 0 | 313.179 | 0 | 1225.3959
2566 | 1684 | 0 | 0 | 0 | 0 | 0 | 0 | 504.379 | 0 | 1225.3959
2567 | 1725.6 | 0 | 0 | 0 | 0 | 0 | 0 | 545.979 | 0 | 1225.3959
2568 | 1603.2 | 0 | 0 | 0 | 0 | 0 | 0 | 1603.2 | 0 | 0
2569 | 792 | 0 | 0 | 0 | 0 | 0 | 0 | 792 | 0 | 0
2570 | 863.2 | 0 | 0 | 0 | 0 | 0 | 0 | 863.2 | 0 | 0
2571 | 843.2 | 0 | 0 | 0 | 0 | 0 | 0 | 843.2 | 0 | 0
2572 | 594.4 | 0 | 0 | 0 | 0 | 0 | 0 | 594.4 | 0 | 0
2573 | 836 | 0 | 0 | 0 | 0 | 0 | 0 | 836 | 0 | 0
2574 | 635.2 | 0 | 0 | 0 | 0 | 0 | 0 | 635.2 | 0 | 0
2575 | 612.699 | 36.26 | 89.0422 | 89.0422 | 0 | 0 | 0 | 526.983 | 0 | 0
2576 | 532.414 | 123.36 | 354.7799 | 354.7799 | 0 | 0 | 0 | 190.887 | 0 | 0
2577 | 903.735 | 497.07 | 1453.2764 | 938.8042 | -514.4722 | 0 | 0 | 0 | 0 | 0
2578 | 888.082 | 491.79 | 1405.1901 | 922.5438 | -482.6463 | 0 | 0 | 0 | 0 | 0
2579 | 1104.242 | 917.69 | 2549.3162 | 1147.0918 | -1225.3959 | 0 | 176.8285 | 0 | 0 | 0
2580 | 873.013 | 984.98 | 2706.7003 | 906.8901 | -1225.3959 | 0 | 574.4144 | 0 | 0 | 0
2581 | 777.272 | 977.02 | 2690.8606 | 807.4338 | -1225.3959 | 0 | 658.0309 | 0 | 0 | 0
2582 | 991.14 | 895.3 | 2508.7052 | 1029.6009 | -1225.3959 | 0 | 253.7083 | 0 | 0 | 0
2583 | 976.907 | 738.94 | 2127.575 | 1014.8156 | -510.6878 | 0 | 602.0715 | 0 | 0 | 0
2584 | 874.205 | 525.47 | 1561.1106 | 908.1283 | 0 | 0 | 652.9823 | 0 | 0 | 0
2585 | 861.226 | 285.86 | 826.9332 | 826.9332 | 0 | 0 | 0 | 65.183 | 0 | 0
2586 | 364.693 | 66.53 | 149.5879 | 149.5879 | 0 | 0 | 0 | 220.693 | 0 | 0
2587 | 407.546 | 0 | 0 | 0 | 0 | 0 | 0 | 0 | 0 | 423.3607
2588 | 380.8 | 0 | 0 | 0 | 0 | 0 | 0 | 0 | 0 | 395.5768
2589 | 503.2 | 0 | 0 | 0 | 0 | 0 | 0 | 0 | 0 | 522.7265
2590 | 686.4 | 0 | 0 | 0 | 0 | 0 | 0 | 0 | 0 | 713.0356
2591 | 699.2 | 0 | 0 | 0 | 0 | 0 | 0 | 0 | 0 | 726.3323
2592 | 0 | 0 | 0 | 0 | 0 | 0 | 0 | 0 | 0 | 0
2593 | 0 | 0 | 0 | 0 | 0 | 0 | 0 | 0 | 0 | 0
2594 | 0 | 0 | 0 | 0 | 0 | 0 | 0 | 0 | 0 | 0
2595 | 0 | 0 | 0 | 0 | 0 | 0 | 0 | 0 | 0 | 0
2596 | 0 | 0 | 0 | 0 | 0 | 0 | 0 | 0 | 0 | 0
2597 | 0 | 0 | 0 | 0 | 0 | 0 | 0 | 0 | 0 | 0
2598 | 0 | 0 | 0 | 0 | 0 | 0 | 0 | 0 | 0 | 0
2599 | 1576.944 | 111.5 | 280.0264 | 280.0264 | 0 | 0 | 0 | 1307.378 | 0 | 0
2600 | 1498.248 | 343.51 | 1018.7548 | 1018.7548 | 0 | 0 | 0 | 279.502 | 0 | 247.2844
2601 | 1510.044 | 579.45 | 1708.9439 | 1568.6409 | -140.303 | 0 | 0 | 0 | 0 | 0
2602 | 1902.362 | 776.59 | 2220.0691 | 1976.1827 | -243.8864 | 0 | 0 | 0 | 0 | 0
2603 | 1884.636 | 928.47 | 2596.8862 | 1957.7688 | -639.1173 | 0 | 0 | 0 | 0 | 0
2604 | 1594.663 | 994.81 | 2761.9045 | 1656.5435 | -1105.361 | 0 | 0 | 0 | 0 | 0
2605 | 1945.081 | 983.44 | 2746.3349 | 2020.5594 | -725.7755 | 0 | 0 | 0 | 0 | 0
2606 | 1916.271 | 883.7 | 2506.3762 | 1990.6314 | -515.7447 | 0 | 0 | 0 | 0 | 0
2607 | 2098.686 | 729.05 | 2117.7697 | 2117.7697 | 0 | 0 | 0 | 60.026 | 0 | 0
2608 | 1693.969 | 457.6 | 1350.7277 | 1350.7277 | 0 | 0 | 0 | 393.698 | 0 | 0
2609 | 2117.631 | 188.13 | 549.2555 | 549.2555 | 0 | 0 | 0 | 1588.893 | 0 | 0
2610 | 2089.833 | 45.69 | 109.9211 | 109.9211 | 0 | 0 | 0 | 1984.018 | 0 | 0
2611 | 1694.447 | 0 | 0 | 0 | 0 | 0 | 0 | 868.847 | 0 | 857.6372
2612 | 1517.6 | 0 | 0 | 0 | 0 | 0 | 0 | 337.979 | 0 | 1225.3959
2613 | 1688.8 | 0 | 0 | 0 | 0 | 0 | 0 | 509.179 | 0 | 1225.3959
2614 | 1653.6 | 0 | 0 | 0 | 0 | 0 | 0 | 473.979 | 0 | 1225.3959
2615 | 1461.6 | 0 | 0 | 0 | 0 | 0 | 0 | 281.979 | 0 | 1225.3959
2616 | 0 | 0 | 0 | 0 | 0 | 0 | 0 | 0 | 0 | 0
2617 | 0 | 0 | 0 | 0 | 0 | 0 | 0 | 0 | 0 | 0
2618 | 0 | 0 | 0 | 0 | 0 | 0 | 0 | 0 | 0 | 0
2619 | 0 | 0 | 0 | 0 | 0 | 0 | 0 | 0 | 0 | 0
2620 | 0 | 0 | 0 | 0 | 0 | 0 | 0 | 0 | 0 | 0
2621 | 0 | 0 | 0 | 0 | 0 | 0 | 0 | 0 | 0 | 0
2622 | 0 | 0 | 0 | 0 | 0 | 0 | 0 | 0 | 0 | 0
2623 | 601.179 | 114.55 | 288.4304 | 288.4304 | 0 | 0 | 0 | 323.523 | 0 | 0
2624 | 322.859 | 344.71 | 1024.758 | 335.3875 | -689.3706 | 0 | 0 | 0 | 0 | 0
2625 | 345.786 | 580.41 | 1718.4313 | 359.2052 | -1225.3959 | 0 | 133.8303 | 0 | 0 | 0
2626 | 329.02 | 777.06 | 2224.2316 | 341.7886 | -1225.3959 | 0 | 657.0471 | 0 | 0 | 0
2627 | 281.969 | 913.22 | 2550.4308 | 292.9107 | -1225.3959 | 0 | 1032.1242 | 0 | 0 | 0
2628 | 315.114 | 982.14 | 2715.2985 | 327.3419 | -1225.3959 | 0 | 1162.5607 | 0 | 0 | 0
2629 | 313.792 | 972.7 | 2703.8114 | 325.9676 | -818.4358 | 0 | 1559.408 | 0 | 0 | 0
2630 | 298.368 | 859.73 | 2430.9828 | 309.9461 | 0 | 0 | 2121.0367 | 0 | 0 | 0
2631 | 287.073 | 709.76 | 2062.1209 | 298.2128 | 0 | 0 | 1763.9081 | 0 | 0 | 0
2632 | 258.151 | 508.01 | 1518.9206 | 268.1685 | 0 | 0 | 1250.7521 | 0 | 0 | 0
2633 | 315.607 | 276.11 | 803.4916 | 327.8541 | 0 | 0 | 475.6375 | 0 | 0 | 0
2634 | 311.492 | 62.49 | 140.8661 | 140.8661 | 0 | 0 | 0 | 0 | 0 | 182.7133
2635 | 272.738 | 0 | 0 | 0 | 0 | 0 | 0 | 0 | 0 | 283.3215
2636 | 274.4 | 0 | 0 | 0 | 0 | 0 | 0 | 0 | 0 | 285.048
2637 | 260.8 | 0 | 0 | 0 | 0 | 0 | 0 | 0 | 0 | 270.9203
2638 | 225.6 | 0 | 0 | 0 | 0 | 0 | 0 | 0 | 0 | 234.3544
2639 | 268 | 0 | 0 | 0 | 0 | 0 | 0 | 0 | 0 | 278.3997
2640 | 0 | 0 | 0 | 0 | 0 | 0 | 0 | 0 | 0 | 0
2641 | 0 | 0 | 0 | 0 | 0 | 0 | 0 | 0 | 0 | 0
2642 | 0 | 0 | 0 | 0 | 0 | 0 | 0 | 0 | 0 | 0
2643 | 0 | 0 | 0 | 0 | 0 | 0 | 0 | 0 | 0 | 0
2644 | 0 | 0 | 0 | 0 | 0 | 0 | 0 | 0 | 0 | 0
2645 | 0 | 0 | 0 | 0 | 0 | 0 | 0 | 0 | 0 | 0
2646 | 0 | 0 | 0 | 0 | 0 | 0 | 0 | 0 | 0 | 0
2647 | 39.491 | 99.63 | 265.6151 | 41.0234 | -224.5917 | 0 | 0 | 0 | 0 | 0
2648 | 37.99 | 326.79 | 965.5098 | 39.4642 | -926.0456 | 0 | 0 | 0 | 0 | 0
2649 | 302.112 | 563.69 | 1633.829 | 313.8354 | -557.3811 | 0 | 762.6125 | 0 | 0 | 0
2650 | 565.025 | 763.87 | 2114.3541 | 586.9507 | 0 | 0 | 1527.4034 | 0 | 0 | 0
2651 | 324.56 | 469.1 | 1303.3717 | 337.1545 | 0 | 0 | 966.2172 | 0 | 0 | 0
2652 | 314.692 | 982.14 | 2635.9297 | 326.9035 | 0 | 0 | 2309.0261 | 0 | 0 | 0
2653 | 593.521 | 434.09 | 1208.3688 | 616.5524 | 0 | 0 | 591.8164 | 0 | 0 | 0
2654 | 606.677 | 866.61 | 2408.9539 | 630.2189 | 0 | 0 | 1778.735 | 0 | 0 | 0
2655 | 413.157 | 384.17 | 1094.4172 | 429.1895 | 0 | 0 | 665.2277 | 0 | 0 | 0
2656 | 615.896 | 502.17 | 1483.2854 | 639.7957 | 0 | 0 | 843.4897 | 0 | 0 | 0
2657 | 592.271 | 269.87 | 781.1677 | 615.2539 | 0 | 0 | 165.9137 | 0 | 0 | 0
2658 | 583.145 | 57.22 | 132.0736 | 132.0736 | 0 | 0 | 0 | 355.243 | 0 | 104.672
2659 | 752.979 | 0 | 0 | 0 | 0 | 0 | 0 | 0 | 0 | 782.1982
2660 | 606.4 | 0 | 0 | 0 | 0 | 0 | 0 | 0 | 0 | 629.9312
2661 | 505.6 | 0 | 0 | 0 | 0 | 0 | 0 | 0 | 0 | 525.2197
2662 | 594.4 | 0 | 0 | 0 | 0 | 0 | 0 | 0 | 0 | 617.4655
2663 | 668.8 | 0 | 0 | 0 | 0 | 0 | 0 | 0 | 0 | 694.7526
2664 | 0 | 0 | 0 | 0 | 0 | 0 | 0 | 0 | 0 | 0
2665 | 0 | 0 | 0 | 0 | 0 | 0 | 0 | 0 | 0 | 0
2666 | 0 | 0 | 0 | 0 | 0 | 0 | 0 | 0 | 0 | 0
2667 | 0 | 0 | 0 | 0 | 0 | 0 | 0 | 0 | 0 | 0
2668 | 0 | 0 | 0 | 0 | 0 | 0 | 0 | 0 | 0 | 0
2669 | 0 | 0 | 0 | 0 | 0 | 0 | 0 | 0 | 0 | 0
2670 | 0 | 0 | 0 | 0 | 0 | 0 | 0 | 0 | 0 | 0
2671 | 1652.413 | 114.55 | 288.6329 | 288.6329 | 0 | 0 | 0 | 194.941 | 0 | 1225.3959
2672 | 1082.942 | 348.14 | 1024.1545 | 1024.1545 | 0 | 0 | 0 | 0 | 0 | 100.8108
2673 | 1038.061 | 588.11 | 1719.038 | 1078.3427 | -640.6953 | 0 | 0 | 0 | 0 | 0
2674 | 1455.5 | 789.28 | 2221.5369 | 1511.9803 | -709.5566 | 0 | 0 | 0 | 0 | 0
2675 | 1822.657 | 917.6 | 2511.4829 | 1893.3847 | -618.0982 | 0 | 0 | 0 | 0 | 0
2676 | 1569.698 | 984.07 | 2668.8078 | 1630.6097 | -1038.1981 | 0 | 0 | 0 | 0 | 0
2677 | 1627.187 | 974.24 | 2657.7373 | 1690.3296 | -967.4077 | 0 | 0 | 0 | 0 | 0
2678 | 1849.064 | 884.51 | 2462.8534 | 1920.8165 | -542.0369 | 0 | 0 | 0 | 0 | 0
2679 | 1544.646 | 729.17 | 2086.8289 | 1604.5856 | -482.2433 | 0 | 0 | 0 | 0 | 0
2680 | 1277.5 | 520.66 | 1537.6679 | 1327.0731 | -210.5948 | 0 | 0 | 0 | 0 | 0
2681 | 1415.472 | 281.88 | 808.1132 | 808.1132 | 0 | 0 | 0 | 637.546 | 0 | 0
2682 | 1528.819 | 45.52 | 108.3858 | 108.3858 | 0 | 0 | 0 | 1424.482 | 0 | 0
2683 | 1597.596 | 0 | 0 | 0 | 0 | 0 | 0 | 771.996 | 0 | 857.6372
2684 | 1565.6 | 0 | 0 | 0 | 0 | 0 | 0 | 385.979 | 0 | 1225.3959
2685 | 1574.4 | 0 | 0 | 0 | 0 | 0 | 0 | 394.779 | 0 | 1225.3959
2686 | 2055.2 | 0 | 0 | 0 | 0 | 0 | 0 | 875.579 | 0 | 1225.3959
2687 | 2027.2 | 0 | 0 | 0 | 0 | 0 | 0 | 847.579 | 0 | 1225.3959
2688 | 0 | 0 | 0 | 0 | 0 | 0 | 0 | 0 | 0 | 0
2689 | 0 | 0 | 0 | 0 | 0 | 0 | 0 | 0 | 0 | 0
2690 | 0 | 0 | 0 | 0 | 0 | 0 | 0 | 0 | 0 | 0
2691 | 0 | 0 | 0 | 0 | 0 | 0 | 0 | 0 | 0 | 0
2692 | 0 | 0 | 0 | 0 | 0 | 0 | 0 | 0 | 0 | 0
2693 | 0 | 0 | 0 | 0 | 0 | 0 | 0 | 0 | 0 | 0
2694 | 0 | 0 | 0 | 0 | 0 | 0 | 0 | 0 | 0 | 0
2695 | 1539.86 | 78.14 | 211.7988 | 211.7988 | 0 | 0 | 0 | 1335.973 | 0 | 0
2696 | 753.773 | 350.76 | 1033.11 | 783.023 | -250.087 | 0 | 0 | 0 | 0 | 0
2697 | 1086.631 | 586.52 | 1709.964 | 1128.7974 | -581.1666 | 0 | 0 | 0 | 0 | 0
2698 | 1522.957 | 786.68 | 2205.1342 | 1582.055 | -623.0792 | 0 | 0 | 0 | 0 | 0
2699 | 1186.075 | 930.62 | 2533.1347 | 1232.1003 | -1225.3959 | 0 | 75.6385 | 0 | 0 | 0
2700 | 1273.679 | 998.5 | 2684.4927 | 1323.1048 | -1225.3959 | 0 | 135.992 | 0 | 0 | 0
2701 | 1087.344 | 990.03 | 2681.7067 | 1129.5381 | -1225.3959 | 0 | 326.7727 | 0 | 0 | 0
2702 | 1231.626 | 898.87 | 2489.7792 | 1279.4189 | -1210.3602 | 0 | 0 | 0 | 0 | 0
2703 | 1034.934 | 742.55 | 2124.6424 | 1075.0944 | -68.5102 | 0 | 981.0379 | 0 | 0 | 0
2704 | 806.512 | 532.68 | 1576.9617 | 837.8085 | 0 | 0 | 739.1532 | 0 | 0 | 0
2705 | 1209.862 | 196.76 | 569.8447 | 569.8447 | 0 | 0 | 0 | 661.304 | 0 | 0
2706 | 1026.622 | 54.7 | 129.5504 | 129.5504 | 0 | 0 | 0 | 901.911 | 0 | 0
2707 | 1116.444 | 0 | 0 | 0 | 0 | 0 | 0 | 290.844 | 0 | 857.6372
2708 | 1189.6 | 0 | 0 | 0 | 0 | 0 | 0 | 9.979 | 0 | 1225.3959
2709 | 1585.6 | 0 | 0 | 0 | 0 | 0 | 0 | 405.979 | 0 | 1225.3959
2710 | 1313.6 | 0 | 0 | 0 | 0 | 0 | 0 | 133.979 | 0 | 1225.3959
2711 | 1244.8 | 0 | 0 | 0 | 0 | 0 | 0 | 65.179 | 0 | 1225.3959
2712 | 0 | 0 | 0 | 0 | 0 | 0 | 0 | 0 | 0 | 0
2713 | 0 | 0 | 0 | 0 | 0 | 0 | 0 | 0 | 0 | 0
2714 | 0 | 0 | 0 | 0 | 0 | 0 | 0 | 0 | 0 | 0
2715 | 0 | 0 | 0 | 0 | 0 | 0 | 0 | 0 | 0 | 0
2716 | 0 | 0 | 0 | 0 | 0 | 0 | 0 | 0 | 0 | 0
2717 | 0 | 0 | 0 | 0 | 0 | 0 | 0 | 0 | 0 | 0
2718 | 0 | 0 | 0 | 0 | 0 | 0 | 0 | 0 | 0 | 0
2719 | 726.714 | 123.18 | 299.1872 | 299.1872 | 0 | 0 | 0 | 438.703 | 0 | 0
2720 | 674.256 | 29.4 | 67.1515 | 67.1515 | 0 | 0 | 0 | 609.613 | 0 | 0
2721 | 632.529 | 593.95 | 1766.1042 | 657.0741 | -1109.03 | 0 | 0 | 0 | 0 | 0
2722 | 561.581 | 791.32 | 2282.4514 | 583.374 | -1225.3959 | 0 | 473.6815 | 0 | 0 | 0
2723 | 451.698 | 913.68 | 2579.908 | 469.226 | -1225.3959 | 0 | 885.286 | 0 | 0 | 0
2724 | 423.123 | 980.08 | 2739.3354 | 439.5422 | -1225.3959 | 0 | 1074.3973 | 0 | 0 | 0
2725 | 1088.675 | 971.88 | 2717.4177 | 1130.9208 | -1225.3959 | 0 | 361.101 | 0 | 0 | 0
2726 | 1337.162 | 889.65 | 2526.1799 | 1389.0502 | -398.7753 | 0 | 738.3544 | 0 | 0 | 0
2727 | 1171.09 | 735.59 | 2139.248 | 1216.5339 | 0 | 0 | 922.7142 | 0 | 0 | 0
2728 | 1325.832 | 526.33 | 1575.5095 | 1377.2806 | 0 | 0 | 198.2289 | 0 | 0 | 0
2729 | 1450.922 | 288.5 | 831.3773 | 831.3773 | 0 | 0 | 0 | 650.601 | 0 | 0
2730 | 1693.945 | 67.16 | 141.8384 | 141.8384 | 0 | 0 | 0 | 1557.405 | 0 | 0
2731 | 1224.801 | 0 | 0 | 0 | 0 | 0 | 0 | 399.201 | 0 | 857.6372
2732 | 1521.6 | 0 | 0 | 0 | 0 | 0 | 0 | 341.979 | 0 | 1225.3959
2733 | 1564 | 0 | 0 | 0 | 0 | 0 | 0 | 384.379 | 0 | 1225.3959
2734 | 1750.4 | 0 | 0 | 0 | 0 | 0 | 0 | 570.779 | 0 | 1225.3959
2735 | 1775.2 | 0 | 0 | 0 | 0 | 0 | 0 | 595.579 | 0 | 1225.3959
2736 | 0 | 0 | 0 | 0 | 0 | 0 | 0 | 0 | 0 | 0
2737 | 0 | 0 | 0 | 0 | 0 | 0 | 0 | 0 | 0 | 0
2738 | 0 | 0 | 0 | 0 | 0 | 0 | 0 | 0 | 0 | 0
2739 | 0 | 0 | 0 | 0 | 0 | 0 | 0 | 0 | 0 | 0
2740 | 0 | 0 | 0 | 0 | 0 | 0 | 0 | 0 | 0 | 0
2741 | 0 | 0 | 0 | 0 | 0 | 0 | 0 | 0 | 0 | 0
2742 | 0 | 0 | 0 | 0 | 0 | 0 | 0 | 0 | 0 | 0
2743 | 1263.257 | 114.17 | 298.4528 | 0 | -298.4528 | 0 | 0 | 1263.257 | 0 | 0
2744 | 953.993 | 341.64 | 1013.0528 | 0 | -1013.0528 | 0 | 0 | 953.993 | 0 | 0
2745 | 1386.66 | 572.9 | 1682.9821 | 1308.9064 | -374.0757 | 0 | 0 | 126.647 | 0 | 0
2746 | 1396.16 | 771.71 | 2180.0886 | 1450.3376 | -729.751 | 0 | 0 | 0 | 0 | 0
2747 | 1632.597 | 923.27 | 2542.1703 | 1695.9495 | -846.2207 | 0 | 0 | 0 | 0 | 0
2748 | 1604.417 | 991.5 | 2710.0608 | 1666.676 | -1043.3848 | 0 | 0 | 0 | 0 | 0
2749 | 1737.845 | 979.89 | 2700.1579 | 1805.2816 | -894.8763 | 0 | 0 | 0 | 0 | 0
2750 | 1592.395 | 881.65 | 2475.7605 | 1654.1875 | -821.573 | 0 | 0 | 0 | 0 | 0
2751 | 1657.388 | 728.22 | 2101.7918 | 1721.7025 | -380.0893 | 0 | 0 | 0 | 0 | 0
2752 | 1478.101 | 519.37 | 1543.374 | 1535.4583 | -7.9157 | 0 | 0 | 0 | 0 | 0
2753 | 1658.613 | 225.3 | 656.1579 | 656.1579 | 0 | 0 | 0 | 1026.966 | 0 | 0
2754 | 1608.759 | 54.45 | 129.2169 | 129.2169 | 0 | 0 | 0 | 1484.369 | 0 | 0
2755 | 1122.711 | 0 | 0 | 0 | 0 | 0 | 0 | 297.111 | 0 | 857.6372
2756 | 1280.8 | 0 | 0 | 0 | 0 | 0 | 0 | 101.179 | 0 | 1225.3959
2757 | 1492 | 0 | 0 | 0 | 0 | 0 | 0 | 312.379 | 0 | 1225.3959
2758 | 1771.2 | 0 | 0 | 0 | 0 | 0 | 0 | 591.579 | 0 | 1225.3959
2759 | 1771.2 | 0 | 0 | 0 | 0 | 0 | 0 | 591.579 | 0 | 1225.3959
2760 | 0 | 0 | 0 | 0 | 0 | 0 | 0 | 0 | 0 | 0
2761 | 0 | 0 | 0 | 0 | 0 | 0 | 0 | 0 | 0 | 0
2762 | 0 | 0 | 0 | 0 | 0 | 0 | 0 | 0 | 0 | 0
2763 | 0 | 0 | 0 | 0 | 0 | 0 | 0 | 0 | 0 | 0
2764 | 0 | 0 | 0 | 0 | 0 | 0 | 0 | 0 | 0 | 0
2765 | 0 | 0 | 0 | 0 | 0 | 0 | 0 | 0 | 0 | 0
2766 | 0 | 0 | 0 | 0 | 0 | 0 | 0 | 0 | 0 | 0
2767 | 1162.556 | 96.1 | 261.8536 | 0 | -261.8536 | 0 | 0 | 1162.556 | 0 | 0
2768 | 970.887 | 317.45 | 939.3298 | 0 | -939.3298 | 0 | 0 | 970.887 | 0 | 0
2769 | 1196.422 | 541.59 | 1578.6913 | 1029.6612 | -549.0301 | 0 | 0 | 205.223 | 0 | 0
2770 | 1332.16 | 736.83 | 2079.0555 | 1383.8541 | -695.2014 | 0 | 0 | 0 | 0 | 0
2771 | 1301.099 | 896.59 | 2462.0358 | 1351.5878 | -1110.448 | 0 | 0 | 0 | 0 | 0
2772 | 1262.025 | 964.82 | 2619.5467 | 1310.9976 | -1225.3959 | 0 | 83.1532 | 0 | 0 | 0
2773 | 1431.18 | 956.75 | 2613.5787 | 1486.7166 | -1126.8621 | 0 | 0 | 0 | 0 | 0
2774 | 1472.893 | 727.5 | 2022.8281 | 1530.0482 | -492.7799 | 0 | 0 | 0 | 0 | 0
2775 | 1483.656 | 542.76 | 1549.718 | 1541.2289 | -8.4891 | 0 | 0 | 0 | 0 | 0
2776 | 1473.083 | 335.35 | 977.0011 | 977.0011 | 0 | 0 | 0 | 532.578 | 0 | 0
2777 | 1294.28 | 101.42 | 282.2287 | 282.2287 | 0 | 0 | 0 | 1022.594 | 0 | 0
2778 | 1058.51 | 26.46 | 55.5771 | 55.5771 | 0 | 0 | 0 | 1005.009 | 0 | 0
2779 | 1464.006 | 0 | 0 | 0 | 0 | 0 | 0 | 638.406 | 0 | 857.6372
2780 | 1241.6 | 0 | 0 | 0 | 0 | 0 | 0 | 61.979 | 0 | 1225.3959
2781 | 1408.8 | 0 | 0 | 0 | 0 | 0 | 0 | 229.179 | 0 | 1225.3959
2782 | 1203.2 | 0 | 0 | 0 | 0 | 0 | 0 | 23.579 | 0 | 1225.3959
2783 | 1300 | 0 | 0 | 0 | 0 | 0 | 0 | 120.379 | 0 | 1225.3959
2784 | 0 | 0 | 0 | 0 | 0 | 0 | 0 | 0 | 0 | 0
2785 | 0 | 0 | 0 | 0 | 0 | 0 | 0 | 0 | 0 | 0
2786 | 0 | 0 | 0 | 0 | 0 | 0 | 0 | 0 | 0 | 0
2787 | 0 | 0 | 0 | 0 | 0 | 0 | 0 | 0 | 0 | 0
2788 | 0 | 0 | 0 | 0 | 0 | 0 | 0 | 0 | 0 | 0
2789 | 0 | 0 | 0 | 0 | 0 | 0 | 0 | 0 | 0 | 0
2790 | 0 | 0 | 0 | 0 | 0 | 0 | 0 | 0 | 0 | 0
2791 | 1083.813 | 123.83 | 306.7975 | 306.7975 | 0 | 0 | 0 | 788.476 | 0 | 0
2792 | 1008.77 | 354.17 | 1051.4335 | 1047.9151 | -3.5184 | 0 | 0 | 0 | 0 | 0
2793 | 934.389 | 585.77 | 1734.2627 | 970.6477 | -763.615 | 0 | 0 | 0 | 0 | 0
2794 | 1123.825 | 777.96 | 2226.1513 | 1167.4347 | -1058.7166 | 0 | 0 | 0 | 0 | 0
2795 | 930.985 | 916.76 | 2562.8342 | 967.1116 | -1225.3959 | 0 | 370.3266 | 0 | 0 | 0
2796 | 972.383 | 981.56 | 2716.1046 | 1010.1171 | -1225.3959 | 0 | 480.5916 | 0 | 0 | 0
2797 | 958.182 | 970.67 | 2697.4913 | 995.3651 | -1225.3959 | 0 | 476.7304 | 0 | 0 | 0
2798 | 1202.344 | 877.37 | 2477.9025 | 1248.9996 | -907.3523 | 0 | 321.5506 | 0 | 0 | 0
2799 | 871.996 | 724.54 | 2096.415 | 905.8336 | 0 | 0 | 1190.5814 | 0 | 0 | 0
2800 | 905.877 | 517.97 | 1541.5291 | 941.0293 | 0 | 0 | 600.4998 | 0 | 0 | 0
2801 | 1065.211 | 282.14 | 807.6291 | 807.6291 | 0 | 0 | 0 | 287.751 | 0 | 0
2802 | 1003.197 | 66.28 | 141.8228 | 141.8228 | 0 | 0 | 0 | 866.672 | 0 | 0
2803 | 1253.158 | 0 | 0 | 0 | 0 | 0 | 0 | 1253.158 | 0 | 0
2804 | 1226.4 | 0 | 0 | 0 | 0 | 0 | 0 | 1226.4 | 0 | 0
2805 | 1049.6 | 0 | 0 | 0 | 0 | 0 | 0 | 948.885 | 0 | 104.6232
2806 | 1300 | 0 | 0 | 0 | 0 | 0 | 0 | 120.379 | 0 | 1225.3959
2807 | 1016.8 | 0 | 0 | 0 | 0 | 0 | 0 | 0 | 0 | 1056.2567
2808 | 0 | 0 | 0 | 0 | 0 | 0 | 0 | 0 | 0 | 0
2809 | 0 | 0 | 0 | 0 | 0 | 0 | 0 | 0 | 0 | 0
2810 | 0 | 0 | 0 | 0 | 0 | 0 | 0 | 0 | 0 | 0
2811 | 0 | 0 | 0 | 0 | 0 | 0 | 0 | 0 | 0 | 0
2812 | 0 | 0 | 0 | 0 | 0 | 0 | 0 | 0 | 0 | 0
2813 | 0 | 0 | 0 | 0 | 0 | 0 | 0 | 0 | 0 | 0
2814 | 0 | 0 | 0 | 0 | 0 | 0 | 0 | 0 | 0 | 0
2815 | 976.828 | 76.03 | 207.1803 | 207.1803 | 0 | 0 | 0 | 0 | 0 | 807.5533
2816 | 949.208 | 321.53 | 962.4869 | 962.4869 | 0 | 0 | 0 | 0 | 0 | 23.5549
2817 | 1320.769 | 541.02 | 1609.093 | 1372.0211 | -237.0719 | 0 | 0 | 0 | 0 | 0
2818 | 1344.335 | 733.31 | 2122.4443 | 1396.5016 | -725.9427 | 0 | 0 | 0 | 0 | 0
2819 | 1328.345 | 872.21 | 2467.7731 | 1379.8911 | -1087.882 | 0 | 0 | 0 | 0 | 0
2820 | 1413.067 | 811.5 | 2269.3375 | 1467.9007 | -801.4368 | 0 | 0 | 0 | 0 | 0
2821 | 1334.168 | 655.27 | 1848.2383 | 1385.9401 | -462.2982 | 0 | 0 | 0 | 0 | 0
2822 | 1503.829 | 644.3 | 1828.154 | 1562.1847 | -265.9693 | 0 | 0 | 0 | 0 | 0
2823 | 1371.782 | 308.43 | 889.1608 | 889.1608 | 0 | 0 | 0 | 515.836 | 0 | 0
2824 | 1502.032 | 176.62 | 507.427 | 507.427 | 0 | 0 | 0 | 1013.56 | 0 | 0
2825 | 1377.423 | 158.02 | 457.7732 | 457.7732 | 0 | 0 | 0 | 936.75 | 0 | 0
2826 | 1514.373 | 38.94 | 91.8594 | 91.8594 | 0 | 0 | 0 | 1425.945 | 0 | 0
2827 | 1132.464 | 0 | 0 | 0 | 0 | 0 | 0 | 0 | 0 | 1176.409
2828 | 1019.2 | 0 | 0 | 0 | 0 | 0 | 0 | 0 | 0 | 1058.7498
2829 | 1064.8 | 0 | 0 | 0 | 0 | 0 | 0 | 0 | 0 | 1106.1193
2830 | 1386.4 | 0 | 0 | 0 | 0 | 0 | 0 | 206.779 | 0 | 1225.3959
2831 | 1148 | 0 | 0 | 0 | 0 | 0 | 0 | 0 | 0 | 1192.5479
2832 | 0 | 0 | 0 | 0 | 0 | 0 | 0 | 0 | 0 | 0
2833 | 0 | 0 | 0 | 0 | 0 | 0 | 0 | 0 | 0 | 0
2834 | 0 | 0 | 0 | 0 | 0 | 0 | 0 | 0 | 0 | 0
2835 | 0 | 0 | 0 | 0 | 0 | 0 | 0 | 0 | 0 | 0
2836 | 0 | 0 | 0 | 0 | 0 | 0 | 0 | 0 | 0 | 0
2837 | 0 | 0 | 0 | 0 | 0 | 0 | 0 | 0 | 0 | 0
2838 | 0 | 0 | 0 | 0 | 0 | 0 | 0 | 0 | 0 | 0
2839 | 989.561 | 98.34 | 272.4078 | 0 | -272.4078 | 0 | 0 | 989.561 | 0 | 0
2840 | 970.741 | 283.07 | 853.0654 | 0 | -853.0654 | 0 | 0 | 970.741 | 0 | 0
2841 | 1081.276 | 588.58 | 1762.5774 | 537.1815 | -1225.3959 | 0 | 0 | 564.162 | 0 | 0
2842 | 1571.813 | 374.37 | 1084.7947 | 420.0324 | -664.7623 | 0 | 0 | 1167.471 | 0 | 0
2843 | 1519.172 | 703.24 | 1983.3712 | 1578.1231 | -405.2481 | 0 | 0 | 0 | 0 | 0
2844 | 1461.244 | 855.84 | 2365.1725 | 1517.9472 | -847.2253 | 0 | 0 | 0 | 0 | 0
2845 | 1711.452 | 961.54 | 2693.7537 | 1777.8645 | -915.8892 | 0 | 0 | 0 | 0 | 0
2846 | 1173.122 | 877.33 | 2496.4213 | 1218.6457 | -1225.3959 | 0 | 52.3797 | 0 | 0 | 0
2847 | 1493.09 | 53.01 | 133.3669 | 133.3669 | 0 | 0 | 0 | 1364.705 | 0 | 0
2848 | 1648.072 | 166.78 | 482.3659 | 482.3659 | 0 | 0 | 0 | 1183.725 | 0 | 0
2849 | 1134.203 | 26.45 | 59.2358 | 59.2358 | 0 | 0 | 0 | 1077.18 | 0 | 0
2850 | 1182.912 | 8.81 | 7.1854 | 7.1854 | 0 | 0 | 0 | 1175.995 | 0 | 0
2851 | 1420.356 | 0 | 0 | 0 | 0 | 0 | 0 | 594.756 | 0 | 857.6372
2852 | 1311.2 | 0 | 0 | 0 | 0 | 0 | 0 | 131.579 | 0 | 1225.3959
2853 | 1405.6 | 0 | 0 | 0 | 0 | 0 | 0 | 225.979 | 0 | 1225.3959
2854 | 1212 | 0 | 0 | 0 | 0 | 0 | 0 | 32.379 | 0 | 1225.3959
2855 | 1395.2 | 0 | 0 | 0 | 0 | 0 | 0 | 215.579 | 0 | 1225.3959
2856 | 0 | 0 | 0 | 0 | 0 | 0 | 0 | 0 | 0 | 0
2857 | 0 | 0 | 0 | 0 | 0 | 0 | 0 | 0 | 0 | 0
2858 | 0 | 0 | 0 | 0 | 0 | 0 | 0 | 0 | 0 | 0
2859 | 0 | 0 | 0 | 0 | 0 | 0 | 0 | 0 | 0 | 0
2860 | 0 | 0 | 0 | 0 | 0 | 0 | 0 | 0 | 0 | 0
2861 | 0 | 0 | 0 | 0 | 0 | 0 | 0 | 0 | 0 | 0
2862 | 0 | 0 | 0 | 0 | 0 | 0 | 0 | 0 | 0 | 0
2863 | 1384.773 | 125.89 | 305.3058 | 305.3058 | 0 | 0 | 0 | 1090.872 | 0 | 0
2864 | 330.448 | 103.18 | 292.9928 | 292.9928 | 0 | 0 | 0 | 48.4 | 0 | 0
2865 | 66.072 | 463.43 | 1357.028 | 68.6359 | -1225.3959 | 0 | 62.9962 | 0 | 0 | 0
2866 | 69.845 | 504.21 | 1442.2973 | 72.5553 | -1225.3959 | 0 | 144.3461 | 0 | 0 | 0
2867 | 66.865 | 416.15 | 1182.0829 | 69.4597 | -1112.6233 | 0 | 0 | 0 | 0 | 0
2868 | 69.874 | 187.15 | 522.3775 | 72.5854 | -449.7921 | 0 | 0 | 0 | 0 | 0
2869 | 62.387 | 84.7 | 222.0518 | 64.8079 | -157.2439 | 0 | 0 | 0 | 0 | 0
2870 | 65.31 | 151.41 | 419.2616 | 67.8443 | -351.4173 | 0 | 0 | 0 | 0 | 0
2871 | 60.338 | 248.74 | 709.2512 | 62.6794 | -646.5718 | 0 | 0 | 0 | 0 | 0
2872 | 69.75 | 256.24 | 742.3984 | 72.4566 | -669.9418 | 0 | 0 | 0 | 0 | 0
2873 | 62.252 | 140.12 | 401.8824 | 64.6677 | -337.2147 | 0 | 0 | 0 | 0 | 0
2874 | 69.556 | 35.17 | 81.2376 | 72.2551 | -8.9825 | 0 | 0 | 0 | 0 | 0
2875 | 70.538 | 0 | 0 | 0 | 0 | 0 | 0 | 0 | 0 | 73.2752
2876 | 76.8 | 0 | 0 | 0 | 0 | 0 | 0 | 0 | 0 | 79.7802
2877 | 72.8 | 0 | 0 | 0 | 0 | 0 | 0 | 0 | 0 | 75.625
2878 | 78.4 | 0 | 0 | 0 | 0 | 0 | 0 | 0 | 0 | 81.4423
2879 | 72 | 0 | 0 | 0 | 0 | 0 | 0 | 0 | 0 | 74.7939
2880 | 0 | 0 | 0 | 0 | 0 | 0 | 0 | 0 | 0 | 0
2881 | 0 | 0 | 0 | 0 | 0 | 0 | 0 | 0 | 0 | 0
2882 | 0 | 0 | 0 | 0 | 0 | 0 | 0 | 0 | 0 | 0
2883 | 0 | 0 | 0 | 0 | 0 | 0 | 0 | 0 | 0 | 0
2884 | 0 | 0 | 0 | 0 | 0 | 0 | 0 | 0 | 0 | 0
2885 | 0 | 0 | 0 | 0 | 0 | 0 | 0 | 0 | 0 | 0
2886 | 0 | 0 | 0 | 0 | 0 | 0 | 0 | 0 | 0 | 0
2887 | 59.935 | 90.56 | 249.6092 | 62.2608 | -187.3484 | 0 | 0 | 0 | 0 | 0
2888 | 60.615 | 363.45 | 1073.3523 | 62.9682 | -465.8333 | 0 | 544.5508 | 0 | 0 | 0
2889 | 57.444 | 594.9 | 1739.222 | 59.6731 | 0 | 0 | 1679.5489 | 0 | 0 | 0
2890 | 63.569 | 786.27 | 2197.5748 | 66.0358 | 0 | 0 | 2131.539 | 0 | 0 | 0
2891 | 57.64 | 922.68 | 2493.8025 | 59.8767 | 0 | 0 | 2433.9258 | 0 | 0 | 0
2892 | 64.133 | 983.94 | 2640.1721 | 66.6217 | 0 | 0 | 2573.5505 | 0 | 0 | 0
2893 | 56.963 | 234.04 | 653.1734 | 59.1734 | 0 | 0 | 594 | 0 | 0 | 0
2894 | 68.404 | 359.06 | 1012.6601 | 71.0584 | 0 | 0 | 941.6017 | 0 | 0 | 0
2895 | 60.106 | 171.8 | 480.791 | 62.4384 | 0 | 0 | 418.3526 | 0 | 0 | 0
2896 | 68.887 | 62.78 | 162.4867 | 71.5601 | 0 | 0 | 90.9266 | 0 | 0 | 0
2897 | 59.771 | 32.34 | 75.1274 | 62.0904 | 0 | 0 | 13.037 | 0 | 0 | 0
2898 | 69.059 | 10.77 | 12.0896 | 12.0896 | 0 | 0 | 0 | 0 | 0 | 59.6492
2899 | 74.479 | 0 | 0 | 0 | 0 | 0 | 0 | 0 | 0 | 77.3691
2900 | 85.6 | 0 | 0 | 0 | 0 | 0 | 0 | 0 | 0 | 88.9217
2901 | 76 | 0 | 0 | 0 | 0 | 0 | 0 | 0 | 0 | 78.9492
2902 | 78.4 | 0 | 0 | 0 | 0 | 0 | 0 | 0 | 0 | 81.4423
2903 | 72.8 | 0 | 0 | 0 | 0 | 0 | 0 | 0 | 0 | 75.625
2904 | 0 | 0 | 0 | 0 | 0 | 0 | 0 | 0 | 0 | 0
2905 | 0 | 0 | 0 | 0 | 0 | 0 | 0 | 0 | 0 | 0
2906 | 0 | 0 | 0 | 0 | 0 | 0 | 0 | 0 | 0 | 0
2907 | 0 | 0 | 0 | 0 | 0 | 0 | 0 | 0 | 0 | 0
2908 | 0 | 0 | 0 | 0 | 0 | 0 | 0 | 0 | 0 | 0
2909 | 0 | 0 | 0 | 0 | 0 | 0 | 0 | 0 | 0 | 0
2910 | 0 | 0 | 0 | 0 | 0 | 0 | 0 | 0 | 0 | 0
2911 | 59.139 | 126.72 | 309.3561 | 61.4339 | -247.9222 | 0 | 0 | 0 | 0 | 0
2912 | 159.508 | 356.06 | 1056.6587 | 165.6977 | -266.1844 | 0 | 624.7767 | 0 | 0 | 0
2913 | 1257.452 | 584.33 | 1725.0371 | 1306.2471 | 0 | 0 | 418.79 | 0 | 0 | 0
2914 | 1452.636 | 775.12 | 2204.888 | 1509.0052 | 0 | 0 | 695.8828 | 0 | 0 | 0
2915 | 1793.298 | 903.67 | 2492.5995 | 1862.8865 | 0 | 0 | 629.7131 | 0 | 0 | 0
2916 | 1328.98 | 964.37 | 2627.3481 | 1380.5507 | 0 | 0 | 1246.7974 | 0 | 0 | 0
2917 | 1338.234 | 951.21 | 2599.3305 | 1390.1638 | 0 | 0 | 1209.1666 | 0 | 0 | 0
2918 | 1057.156 | 651.13 | 1826.1502 | 1098.1787 | 0 | 0 | 727.9715 | 0 | 0 | 0
2919 | 1280.998 | 292.48 | 841.3248 | 841.3248 | 0 | 0 | 0 | 296.803 | 0 | 181.0616
2920 | 1089.986 | 453.37 | 1333.7848 | 1132.2826 | -201.5022 | 0 | 0 | 0 | 0 | 0
2921 | 1851.164 | 219.29 | 642.2421 | 642.2421 | 0 | 0 | 0 | 1232.913 | 0 | 0
2922 | 1796.006 | 55.03 | 132.7167 | 132.7167 | 0 | 0 | 0 | 1668.247 | 0 | 0
2923 | 1783.629 | 0 | 0 | 0 | 0 | 0 | 0 | 958.029 | 0 | 857.6372
2924 | 1345.6 | 0 | 0 | 0 | 0 | 0 | 0 | 165.979 | 0 | 1225.3959
2925 | 1422.4 | 0 | 0 | 0 | 0 | 0 | 0 | 242.779 | 0 | 1225.3959
2926 | 1416.8 | 0 | 0 | 0 | 0 | 0 | 0 | 237.179 | 0 | 1225.3959
2927 | 1570.4 | 0 | 0 | 0 | 0 | 0 | 0 | 390.779 | 0 | 1225.3959
2928 | 0 | 0 | 0 | 0 | 0 | 0 | 0 | 0 | 0 | 0
2929 | 0 | 0 | 0 | 0 | 0 | 0 | 0 | 0 | 0 | 0
2930 | 0 | 0 | 0 | 0 | 0 | 0 | 0 | 0 | 0 | 0
2931 | 0 | 0 | 0 | 0 | 0 | 0 | 0 | 0 | 0 | 0
2932 | 0 | 0 | 0 | 0 | 0 | 0 | 0 | 0 | 0 | 0
2933 | 0 | 0 | 0 | 0 | 0 | 0 | 0 | 0 | 0 | 0
2934 | 0 | 0 | 0 | 0 | 0 | 0 | 0 | 0 | 0 | 0
2935 | 1555.098 | 127.12 | 310.0791 | 0 | -310.0791 | 0 | 0 | 1555.098 | 0 | 0
2936 | 1292.903 | 358.07 | 1066.0786 | 0 | -1066.0786 | 0 | 0 | 1292.903 | 0 | 0
2937 | 1616.041 | 585.45 | 1736.7507 | 511.3548 | -1225.3959 | 0 | 0 | 1123.789 | 0 | 0
2938 | 1859.685 | 775.99 | 2218.7592 | 993.3633 | -1225.3959 | 0 | 0 | 903.429 | 0 | 0
2939 | 1608.786 | 732.37 | 2048.9001 | 823.5042 | -1225.3959 | 0 | 0 | 816.044 | 0 | 0
2940 | 1823.532 | 968.12 | 2675.2993 | 1449.9034 | -1225.3959 | 0 | 0 | 427.791 | 0 | 0
2941 | 1798.158 | 498.71 | 1418.6884 | 1287.0396 | -131.6488 | 0 | 0 | 559.196 | 0 | 0
2942 | 1525.044 | 281.78 | 808.1974 | 808.1974 | 0 | 0 | 0 | 747.037 | 0 | 0
2943 | 1520.027 | 443.07 | 1283.4048 | 1283.4048 | 0 | 0 | 0 | 284.564 | 0 | 0
2944 | 1553.305 | 118.9 | 335.5641 | 335.5641 | 0 | 0 | 0 | 1230.276 | 0 | 0
2945 | 1531.346 | 13.71 | 21.6882 | 21.6882 | 0 | 0 | 0 | 1510.468 | 0 | 0
2946 | 1537.263 | 5.87 | 0 | 0 | 0 | 0 | 0 | 1537.263 | 0 | 0
2947 | 1394.4 | 0 | 0 | 0 | 0 | 0 | 0 | 568.8 | 0 | 857.6372
2948 | 1347.2 | 0 | 0 | 0 | 0 | 0 | 0 | 167.579 | 0 | 1225.3959
2949 | 1466.4 | 0 | 0 | 0 | 0 | 0 | 0 | 286.779 | 0 | 1225.3959
2950 | 1319.2 | 0 | 0 | 0 | 0 | 0 | 0 | 139.579 | 0 | 1225.3959
2951 | 1240 | 0 | 0 | 0 | 0 | 0 | 0 | 60.379 | 0 | 1225.3959
2952 | 0 | 0 | 0 | 0 | 0 | 0 | 0 | 0 | 0 | 0
2953 | 0 | 0 | 0 | 0 | 0 | 0 | 0 | 0 | 0 | 0
2954 | 0 | 0 | 0 | 0 | 0 | 0 | 0 | 0 | 0 | 0
2955 | 0 | 0 | 0 | 0 | 0 | 0 | 0 | 0 | 0 | 0
2956 | 0 | 0 | 0 | 0 | 0 | 0 | 0 | 0 | 0 | 0
2957 | 0 | 0 | 0 | 0 | 0 | 0 | 0 | 0 | 0 | 0
2958 | 0 | 0 | 0 | 0 | 0 | 0 | 0 | 0 | 0 | 0
2959 | 1206.214 | 130.55 | 312.5067 | 0 | -312.5067 | 0 | 0 | 1206.214 | 0 | 0
2960 | 1033.754 | 294.32 | 881.7406 | 175.6141 | -706.1265 | 0 | 0 | 864.7 | 0 | 0
2961 | 1422.494 | 589.65 | 1765.2555 | 1477.6935 | -287.5619 | 0 | 0 | 0 | 0 | 0
2962 | 1530.86 | 653.53 | 1884.8385 | 1590.2646 | -294.5739 | 0 | 0 | 0 | 0 | 0
2963 | 1656.662 | 908.3 | 2587.2762 | 1720.9484 | -866.3278 | 0 | 0 | 0 | 0 | 0
2964 | 1345.486 | 813.12 | 2287.7639 | 1397.6972 | -890.0666 | 0 | 0 | 0 | 0 | 0
2965 | 1497.656 | 216.08 | 613.4838 | 613.4838 | 0 | 0 | 0 | 907.089 | 0 | 0
2966 | 1691.038 | 74.3 | 194.3531 | 194.3531 | 0 | 0 | 0 | 1503.945 | 0 | 0
2967 | 1889.882 | 132.3 | 370.497 | 370.497 | 0 | 0 | 0 | 1533.225 | 0 | 0
2968 | 1787.216 | 255.4 | 750.1593 | 750.1593 | 0 | 0 | 0 | 1065.079 | 0 | 0
2969 | 1100.388 | 151.86 | 441.5253 | 441.5253 | 0 | 0 | 0 | 675.356 | 0 | 0
2970 | 1874.444 | 38.93 | 92.8432 | 92.8432 | 0 | 0 | 0 | 1785.069 | 0 | 0
2971 | 1314.638 | 0 | 0 | 0 | 0 | 0 | 0 | 1314.638 | 0 | 0
2972 | 1416 | 0 | 0 | 0 | 0 | 0 | 0 | 1416 | 0 | 0
2973 | 988.8 | 0 | 0 | 0 | 0 | 0 | 0 | 988.8 | 0 | 0
2974 | 963.2 | 0 | 0 | 0 | 0 | 0 | 0 | 963.2 | 0 | 0
2975 | 1384 | 0 | 0 | 0 | 0 | 0 | 0 | 1384 | 0 | 0
2976 | 0 | 0 | 0 | 0 | 0 | 0 | 0 | 0 | 0 | 0
2977 | 0 | 0 | 0 | 0 | 0 | 0 | 0 | 0 | 0 | 0
2978 | 0 | 0 | 0 | 0 | 0 | 0 | 0 | 0 | 0 | 0
2979 | 0 | 0 | 0 | 0 | 0 | 0 | 0 | 0 | 0 | 0
2980 | 0 | 0 | 0 | 0 | 0 | 0 | 0 | 0 | 0 | 0
2981 | 0 | 0 | 0 | 0 | 0 | 0 | 0 | 0 | 0 | 0
2982 | 0 | 0 | 0 | 0 | 0 | 0 | 0 | 0 | 0 | 0
2983 | 1212.52 | 132.77 | 313.2609 | 313.2609 | 0 | 0 | 0 | 910.961 | 0 | 0
2984 | 1002.061 | 367.38 | 1101.2577 | 1040.9457 | -60.312 | 0 | 0 | 0 | 0 | 0
2985 | 965.107 | 262.56 | 771.0975 | 771.0975 | 0 | 0 | 0 | 222.814 | 0 | 0
2986 | 1411.917 | 787.42 | 2303.5558 | 1466.7061 | -836.8497 | 0 | 0 | 0 | 0 | 0
2987 | 1427.898 | 504.63 | 1445.4916 | 1445.4916 | 0 | 0 | 0 | 36.403 | 0 | 0
2988 | 1337.421 | 398.64 | 1136.1511 | 1136.1511 | 0 | 0 | 0 | 243.711 | 0 | 0
2989 | 1072.122 | 540.58 | 1537.4425 | 1113.7254 | -423.717 | 0 | 0 | 0 | 0 | 0
2990 | 1193.708 | 684.42 | 1953.0173 | 1240.0295 | -712.9878 | 0 | 0 | 0 | 0 | 0
2991 | 980.197 | 646.88 | 1876.2954 | 1018.2333 | -858.0621 | 0 | 0 | 0 | 0 | 0
2992 | 1206.253 | 474.81 | 1413.3593 | 1253.0613 | -160.298 | 0 | 0 | 0 | 0 | 0
2993 | 1386.057 | 158.75 | 461.2376 | 461.2376 | 0 | 0 | 0 | 942.049 | 0 | 0
2994 | 1219.223 | 40.79 | 97.8544 | 97.8544 | 0 | 0 | 0 | 1125.024 | 0 | 0
2995 | 1409.584 | 0 | 0 | 0 | 0 | 0 | 0 | 583.984 | 0 | 857.6372
2996 | 1578.4 | 0 | 0 | 0 | 0 | 0 | 0 | 398.779 | 0 | 1225.3959
2997 | 1444.8 | 0 | 0 | 0 | 0 | 0 | 0 | 265.179 | 0 | 1225.3959
2998 | 1684 | 0 | 0 | 0 | 0 | 0 | 0 | 504.379 | 0 | 1225.3959
2999 | 1376.8 | 0 | 0 | 0 | 0 | 0 | 0 | 197.179 | 0 | 1225.3959
3000 | 0 | 0 | 0 | 0 | 0 | 0 | 0 | 0 | 0 | 0
3001 | 0 | 0 | 0 | 0 | 0 | 0 | 0 | 0 | 0 | 0
3002 | 0 | 0 | 0 | 0 | 0 | 0 | 0 | 0 | 0 | 0
3003 | 0 | 0 | 0 | 0 | 0 | 0 | 0 | 0 | 0 | 0
3004 | 0 | 0 | 0 | 0 | 0 | 0 | 0 | 0 | 0 | 0
3005 | 0 | 0 | 0 | 0 | 0 | 0 | 0 | 0 | 0 | 0
3006 | 0 | 0 | 0 | 0 | 0 | 0 | 0 | 0 | 0 | 0
3007 | 781.83 | 72.02 | 197.3521 | 0 | -197.3521 | 0 | 0 | 781.83 | 0 | 0
3008 | 709.607 | 362.62 | 1080.9418 | 0 | -1080.9418 | 0 | 0 | 709.607 | 0 | 0
3009 | 1534.229 | 590.3 | 1761.2675 | 1106.8433 | -654.4241 | 0 | 0 | 468.732 | 0 | 0
3010 | 1020.516 | 780.43 | 2252.2045 | 1060.1169 | -1192.0877 | 0 | 0 | 0 | 0 | 0
3011 | 1287.992 | 628.49 | 1776.6387 | 1337.9722 | -438.6665 | 0 | 0 | 0 | 0 | 0
3012 | 1475.707 | 972.31 | 2699.9553 | 1532.9714 | -1166.9839 | 0 | 0 | 0 | 0 | 0
3013 | 1238.1 | 958.47 | 2674.085 | 1286.1452 | -1225.3959 | 0 | 162.5439 | 0 | 0 | 0
3014 | 1241.662 | 598.85 | 1703.0362 | 1289.8444 | -413.1919 | 0 | 0 | 0 | 0 | 0
3015 | 1191.082 | 440.55 | 1277.6478 | 1237.3016 | -40.3461 | 0 | 0 | 0 | 0 | 0
3016 | 1159.838 | 365.2 | 1079.2839 | 1079.2839 | 0 | 0 | 0 | 120.871 | 0 | 0
3017 | 1030.094 | 179.51 | 525.5677 | 525.5677 | 0 | 0 | 0 | 524.159 | 0 | 0
3018 | 1147.534 | 46.15 | 112.7301 | 112.7301 | 0 | 0 | 0 | 1039.015 | 0 | 0
3019 | 1455.483 | 0 | 0 | 0 | 0 | 0 | 0 | 570.64 | 0 | 919.1791
3020 | 1283.2 | 0 | 0 | 0 | 0 | 0 | 0 | 103.579 | 0 | 1225.3959
3021 | 1238.4 | 0 | 0 | 0 | 0 | 0 | 0 | 58.779 | 0 | 1225.3959
3022 | 1134.4 | 0 | 0 | 0 | 0 | 0 | 0 | 0 | 0 | 1178.4201
3023 | 1165.6 | 0 | 0 | 0 | 0 | 0 | 0 | 0 | 0 | 1210.8308
3024 | 0 | 0 | 0 | 0 | 0 | 0 | 0 | 0 | 0 | 0
3025 | 0 | 0 | 0 | 0 | 0 | 0 | 0 | 0 | 0 | 0
3026 | 0 | 0 | 0 | 0 | 0 | 0 | 0 | 0 | 0 | 0
3027 | 0 | 0 | 0 | 0 | 0 | 0 | 0 | 0 | 0 | 0
3028 | 0 | 0 | 0 | 0 | 0 | 0 | 0 | 0 | 0 | 0
3029 | 0 | 0 | 0 | 0 | 0 | 0 | 0 | 0 | 0 | 0
3030 | 0 | 0 | 0 | 0 | 0 | 0 | 0 | 0 | 0 | 0
3031 | 1273.643 | 128.72 | 318.5973 | 0 | -318.5973 | 0 | 0 | 1273.643 | 0 | 0
3032 | 802.242 | 356.92 | 1064.6824 | 0 | -1064.6824 | 0 | 0 | 802.242 | 0 | 0
3033 | 1200.115 | 415.4 | 1221.7923 | 343.0549 | -878.7374 | 0 | 0 | 869.874 | 0 | 0
3034 | 1471.92 | 774.65 | 2214.6413 | 1529.0375 | -685.6039 | 0 | 0 | 0 | 0 | 0
3035 | 1380.935 | 895.25 | 2469.4757 | 1434.5218 | -1034.9539 | 0 | 0 | 0 | 0 | 0
3036 | 1423.39 | 957.41 | 2583.2217 | 1478.6243 | -1104.5974 | 0 | 0 | 0 | 0 | 0
3037 | 1393.065 | 758.23 | 2060.0142 | 1447.1225 | -612.8917 | 0 | 0 | 0 | 0 | 0
3038 | 1542.057 | 767.84 | 2098.8271 | 1601.8961 | -496.9309 | 0 | 0 | 0 | 0 | 0
3039 | 1458.87 | 611.72 | 1727.8782 | 1515.4811 | -212.3971 | 0 | 0 | 0 | 0 | 0
3040 | 2088.377 | 79.04 | 212.1281 | 212.1281 | 0 | 0 | 0 | 1884.173 | 0 | 0
3041 | 1746.298 | 78.5 | 213.9533 | 213.9533 | 0 | 0 | 0 | 1540.337 | 0 | 0
3042 | 1528.475 | 21.55 | 42.3926 | 42.3926 | 0 | 0 | 0 | 1487.666 | 0 | 0
3043 | 1628.348 | 0 | 0 | 0 | 0 | 0 | 0 | 802.748 | 0 | 857.6372
3044 | 1763.2 | 0 | 0 | 0 | 0 | 0 | 0 | 583.579 | 0 | 1225.3959
3045 | 1925.6 | 0 | 0 | 0 | 0 | 0 | 0 | 745.979 | 0 | 1225.3959
3046 | 2003.2 | 0 | 0 | 0 | 0 | 0 | 0 | 823.579 | 0 | 1225.3959
3047 | 1744 | 0 | 0 | 0 | 0 | 0 | 0 | 564.379 | 0 | 1225.3959
3048 | 0 | 0 | 0 | 0 | 0 | 0 | 0 | 0 | 0 | 0
3049 | 0 | 0 | 0 | 0 | 0 | 0 | 0 | 0 | 0 | 0
3050 | 0 | 0 | 0 | 0 | 0 | 0 | 0 | 0 | 0 | 0
3051 | 0 | 0 | 0 | 0 | 0 | 0 | 0 | 0 | 0 | 0
3052 | 0 | 0 | 0 | 0 | 0 | 0 | 0 | 0 | 0 | 0
3053 | 0 | 0 | 0 | 0 | 0 | 0 | 0 | 0 | 0 | 0
3054 | 0 | 0 | 0 | 0 | 0 | 0 | 0 | 0 | 0 | 0
3055 | 1371.414 | 75.2 | 206.4541 | 0 | -206.4541 | 0 | 0 | 1371.414 | 0 | 0
3056 | 1360.451 | 212.16 | 627.6323 | 0 | -627.6323 | 0 | 0 | 1360.451 | 0 | 0
3057 | 1498.823 | 338.6 | 989.7815 | 0 | -989.7815 | 0 | 0 | 1498.823 | 0 | 0
3058 | 2067.103 | 592.58 | 1678.1299 | 452.734 | -1225.3959 | 0 | 0 | 1631.282 | 0 | 0
3059 | 1900.996 | 880.73 | 2432.0185 | 1206.6226 | -1225.3959 | 0 | 0 | 739.447 | 0 | 0
3060 | 2047.677 | 941.6 | 2587.9743 | 1362.5784 | -1225.3959 | 0 | 0 | 735.998 | 0 | 0
3061 | 1737.954 | 817.86 | 2259.2746 | 1451.6767 | -807.598 | 0 | 0 | 340.504 | 0 | 0
3062 | 1834.925 | 712.11 | 2007.8652 | 1906.1288 | -101.7364 | 0 | 0 | 0 | 0 | 0
3063 | 1799.821 | 245.16 | 706.382 | 706.382 | 0 | 0 | 0 | 1119.826 | 0 | 0
3064 | 1674.824 | 50.57 | 128.2997 | 128.2997 | 0 | 0 | 0 | 1551.317 | 0 | 0
3065 | 1838.59 | 80.77 | 222.191 | 222.191 | 0 | 0 | 0 | 1624.699 | 0 | 0
3066 | 1892.738 | 22.53 | 45.4436 | 45.4436 | 0 | 0 | 0 | 1848.992 | 0 | 0
3067 | 1857.119 | 0 | 0 | 0 | 0 | 0 | 0 | 1031.519 | 0 | 857.6372
3068 | 1924 | 0 | 0 | 0 | 0 | 0 | 0 | 744.379 | 0 | 1225.3959
3069 | 1824.8 | 0 | 0 | 0 | 0 | 0 | 0 | 645.179 | 0 | 1225.3959
3070 | 2112.8 | 0 | 0 | 0 | 0 | 0 | 0 | 933.179 | 0 | 1225.3959
3071 | 1693.6 | 0 | 0 | 0 | 0 | 0 | 0 | 513.979 | 0 | 1225.3959
3072 | 0 | 0 | 0 | 0 | 0 | 0 | 0 | 0 | 0 | 0
3073 | 0 | 0 | 0 | 0 | 0 | 0 | 0 | 0 | 0 | 0
3074 | 0 | 0 | 0 | 0 | 0 | 0 | 0 | 0 | 0 | 0
3075 | 0 | 0 | 0 | 0 | 0 | 0 | 0 | 0 | 0 | 0
3076 | 0 | 0 | 0 | 0 | 0 | 0 | 0 | 0 | 0 | 0
3077 | 0 | 0 | 0 | 0 | 0 | 0 | 0 | 0 | 0 | 0
3078 | 0 | 0 | 0 | 0 | 0 | 0 | 0 | 0 | 0 | 0
3079 | 1151.437 | 128.43 | 320.8712 | 0 | -320.8712 | 0 | 0 | 1151.437 | 0 | 0
3080 | 1016.173 | 352.73 | 1056.7979 | 0 | -1056.7979 | 0 | 0 | 1016.173 | 0 | 0
3081 | 1393.713 | 577.1 | 1733.8939 | 508.498 | -1225.3959 | 0 | 0 | 904.211 | 0 | 0
3082 | 1742.288 | 764.97 | 2226.6593 | 1567.4099 | -659.2494 | 0 | 0 | 233.429 | 0 | 0
3083 | 1918.198 | 561.06 | 1605.8914 | 1605.8914 | 0 | 0 | 0 | 372.295 | 0 | 0
3084 | 1389.518 | 955.99 | 2677.8745 | 1443.4389 | -1225.3959 | 0 | 9.0397 | 0 | 0 | 0
3085 | 1454.847 | 941.51 | 2640.2708 | 1511.302 | -1128.9688 | 0 | 0 | 0 | 0 | 0
3086 | 1572.945 | 852.24 | 2426.6936 | 1633.9827 | -792.7109 | 0 | 0 | 0 | 0 | 0
3087 | 1407.007 | 278.82 | 807.4349 | 807.4349 | 0 | 0 | 0 | 629.734 | 0 | 0
3088 | 1270.866 | 67.96 | 180.7624 | 180.7624 | 0 | 0 | 0 | 1096.856 | 0 | 0
3089 | 1921.03 | 34.3 | 82.1341 | 82.1341 | 0 | 0 | 0 | 1841.964 | 0 | 0
3090 | 1338.785 | 10.77 | 12.4314 | 12.4314 | 0 | 0 | 0 | 1326.818 | 0 | 0
3091 | 1455.323 | 0 | 0 | 0 | 0 | 0 | 0 | 629.723 | 0 | 857.6372
3092 | 1472 | 0 | 0 | 0 | 0 | 0 | 0 | 292.379 | 0 | 1225.3959
3093 | 1682.4 | 0 | 0 | 0 | 0 | 0 | 0 | 502.779 | 0 | 1225.3959
3094 | 1751.2 | 0 | 0 | 0 | 0 | 0 | 0 | 571.579 | 0 | 1225.3959
3095 | 1388 | 0 | 0 | 0 | 0 | 0 | 0 | 208.379 | 0 | 1225.3959
3096 | 0 | 0 | 0 | 0 | 0 | 0 | 0 | 0 | 0 | 0
3097 | 0 | 0 | 0 | 0 | 0 | 0 | 0 | 0 | 0 | 0
3098 | 0 | 0 | 0 | 0 | 0 | 0 | 0 | 0 | 0 | 0
3099 | 0 | 0 | 0 | 0 | 0 | 0 | 0 | 0 | 0 | 0
3100 | 0 | 0 | 0 | 0 | 0 | 0 | 0 | 0 | 0 | 0
3101 | 0 | 0 | 0 | 0 | 0 | 0 | 0 | 0 | 0 | 0
3102 | 0 | 0 | 0 | 0 | 0 | 0 | 0 | 0 | 0 | 0
3103 | 596.8 | 128.37 | 318.6772 | 318.6772 | 0 | 0 | 0 | 290.027 | 0 | 0
3104 | 559.198 | 212.02 | 627.8235 | 580.8975 | -46.9259 | 0 | 0 | 0 | 0 | 0
3105 | 533.643 | 436.27 | 1278.699 | 554.3509 | -724.3482 | 0 | 0 | 0 | 0 | 0
3106 | 918.03 | 503 | 1443.9126 | 953.6539 | -490.2587 | 0 | 0 | 0 | 0 | 0
3107 | 967.693 | 594.24 | 1682.8356 | 1005.2441 | -677.5916 | 0 | 0 | 0 | 0 | 0
3108 | 627.109 | 796.48 | 2218.6241 | 651.4438 | -1225.3959 | 0 | 341.7844 | 0 | 0 | 0
3109 | 812.063 | 777.83 | 2178.0297 | 843.5749 | -1225.3959 | 0 | 109.0589 | 0 | 0 | 0
3110 | 905.477 | 699.2 | 1986.1729 | 940.6138 | -1045.5591 | 0 | 0 | 0 | 0 | 0
3111 | 596.201 | 514.38 | 1493.0097 | 619.3364 | -873.6732 | 0 | 0 | 0 | 0 | 0
3112 | 817.356 | 31.38 | 71.4843 | 71.4843 | 0 | 0 | 0 | 748.542 | 0 | 0
3113 | 855.171 | 14.69 | 24.3704 | 24.3704 | 0 | 0 | 0 | 831.711 | 0 | 0
3114 | 864.861 | 5.87 | 0 | 0 | 0 | 0 | 0 | 864.861 | 0 | 0
3115 | 824.194 | 0 | 0 | 0 | 0 | 0 | 0 | 0 | 0 | 856.1766
3116 | 626.4 | 0 | 0 | 0 | 0 | 0 | 0 | 0 | 0 | 650.7073
3117 | 780 | 0 | 0 | 0 | 0 | 0 | 0 | 0 | 0 | 810.2677
3118 | 831.2 | 0 | 0 | 0 | 0 | 0 | 0 | 0 | 0 | 863.4545
3119 | 764 | 0 | 0 | 0 | 0 | 0 | 0 | 0 | 0 | 793.6468
3120 | 0 | 0 | 0 | 0 | 0 | 0 | 0 | 0 | 0 | 0
3121 | 0 | 0 | 0 | 0 | 0 | 0 | 0 | 0 | 0 | 0
3122 | 0 | 0 | 0 | 0 | 0 | 0 | 0 | 0 | 0 | 0
3123 | 0 | 0 | 0 | 0 | 0 | 0 | 0 | 0 | 0 | 0
3124 | 0 | 0 | 0 | 0 | 0 | 0 | 0 | 0 | 0 | 0
3125 | 0 | 0 | 0 | 0 | 0 | 0 | 0 | 0 | 0 | 0
3126 | 0 | 0 | 0 | 0 | 0 | 0 | 0 | 0 | 0 | 0
3127 | 1606.824 | 85.52 | 237.5466 | 237.5466 | 0 | 0 | 0 | 198.53 | 0 | 1225.3959
3128 | 1031.203 | 292.88 | 878.4829 | 878.4829 | 0 | 0 | 0 | 0 | 0 | 192.7357
3129 | 1251.649 | 427.28 | 1265.4668 | 1265.4668 | 0 | 0 | 0 | 0 | 0 | 34.7522
3130 | 1182.361 | 623.89 | 1808.7907 | 1228.2422 | -580.5485 | 0 | 0 | 0 | 0 | 0
3131 | 1327.158 | 739.57 | 2110.096 | 1378.658 | -731.438 | 0 | 0 | 0 | 0 | 0
3132 | 662.126 | 776.07 | 2199.4436 | 687.8196 | -1225.3959 | 0 | 286.2281 | 0 | 0 | 0
3133 | 803.013 | 795.79 | 2259.3899 | 834.1737 | -1225.3959 | 0 | 199.8203 | 0 | 0 | 0
3134 | 839.44 | 679.3 | 1951.1766 | 872.0143 | -1079.1623 | 0 | 0 | 0 | 0 | 0
3135 | 881.612 | 614.63 | 1793.9067 | 915.8227 | -878.084 | 0 | 0 | 0 | 0 | 0
3136 | 723.729 | 394.34 | 1171.8455 | 751.8131 | -420.0324 | 0 | 0 | 0 | 0 | 0
3137 | 1037.81 | 177.47 | 519.4491 | 519.4491 | 0 | 0 | 0 | 537.765 | 0 | 0
3138 | 1280.783 | 46.03 | 112.6428 | 112.6428 | 0 | 0 | 0 | 1172.348 | 0 | 0
3139 | 1299.258 | 0 | 0 | 0 | 0 | 0 | 0 | 1299.258 | 0 | 0
3140 | 1091.2 | 0 | 0 | 0 | 0 | 0 | 0 | 1091.2 | 0 | 0
3141 | 1475.2 | 0 | 0 | 0 | 0 | 0 | 0 | 1475.2 | 0 | 0
3142 | 901.6 | 0 | 0 | 0 | 0 | 0 | 0 | 901.6 | 0 | 0
3143 | 1424.8 | 0 | 0 | 0 | 0 | 0 | 0 | 1234.226 | 0 | 197.9692
3144 | 0 | 0 | 0 | 0 | 0 | 0 | 0 | 0 | 0 | 0
3145 | 0 | 0 | 0 | 0 | 0 | 0 | 0 | 0 | 0 | 0
3146 | 0 | 0 | 0 | 0 | 0 | 0 | 0 | 0 | 0 | 0
3147 | 0 | 0 | 0 | 0 | 0 | 0 | 0 | 0 | 0 | 0
3148 | 0 | 0 | 0 | 0 | 0 | 0 | 0 | 0 | 0 | 0
3149 | 0 | 0 | 0 | 0 | 0 | 0 | 0 | 0 | 0 | 0
3150 | 0 | 0 | 0 | 0 | 0 | 0 | 0 | 0 | 0 | 0
3151 | 1360.959 | 108.71 | 299.9528 | 299.9528 | 0 | 0 | 0 | 0 | 0 | 1113.8179
3152 | 1089.279 | 295.6 | 888.9509 | 888.9509 | 0 | 0 | 0 | 0 | 0 | 242.5973
3153 | 1352.296 | 576.63 | 1736.199 | 1404.7715 | -331.4275 | 0 | 0 | 0 | 0 | 0
3154 | 1592.847 | 761.21 | 2230.8966 | 1654.657 | -576.2395 | 0 | 0 | 0 | 0 | 0
3155 | 1626.609 | 673.47 | 1935.9841 | 1689.7292 | -246.2549 | 0 | 0 | 0 | 0 | 0
3156 | 1541.713 | 638.31 | 1834.5261 | 1601.5388 | -232.9873 | 0 | 0 | 0 | 0 | 0
3157 | 1622.298 | 706.56 | 2028.2039 | 1685.2509 | -342.9531 | 0 | 0 | 0 | 0 | 0
3158 | 1448.694 | 496.42 | 1447.8487 | 1447.8487 | 0 | 0 | 0 | 54.93 | 0 | 0
3159 | 1620.387 | 385.68 | 1137.3645 | 1137.3645 | 0 | 0 | 0 | 525.509 | 0 | 0
3160 | 1509.994 | 251.99 | 748.679 | 748.679 | 0 | 0 | 0 | 789.282 | 0 | 0
3161 | 1315.27 | 190.5 | 565.1586 | 565.1586 | 0 | 0 | 0 | 771.223 | 0 | 0
3162 | 1693.54 | 49.29 | 122.6735 | 122.6735 | 0 | 0 | 0 | 1575.449 | 0 | 0
3163 | 1887.87 | 0 | 0 | 0 | 0 | 0 | 0 | 1062.27 | 0 | 857.6372
3164 | 1574.4 | 0 | 0 | 0 | 0 | 0 | 0 | 394.779 | 0 | 1225.3959
3165 | 1738.4 | 0 | 0 | 0 | 0 | 0 | 0 | 558.779 | 0 | 1225.3959
3166 | 1488 | 0 | 0 | 0 | 0 | 0 | 0 | 308.379 | 0 | 1225.3959
3167 | 1567.2 | 0 | 0 | 0 | 0 | 0 | 0 | 387.579 | 0 | 1225.3959
3168 | 0 | 0 | 0 | 0 | 0 | 0 | 0 | 0 | 0 | 0
3169 | 0 | 0 | 0 | 0 | 0 | 0 | 0 | 0 | 0 | 0
3170 | 0 | 0 | 0 | 0 | 0 | 0 | 0 | 0 | 0 | 0
3171 | 0 | 0 | 0 | 0 | 0 | 0 | 0 | 0 | 0 | 0
3172 | 0 | 0 | 0 | 0 | 0 | 0 | 0 | 0 | 0 | 0
3173 | 0 | 0 | 0 | 0 | 0 | 0 | 0 | 0 | 0 | 0
3174 | 0 | 0 | 0 | 0 | 0 | 0 | 0 | 0 | 0 | 0
3175 | 1222.398 | 109.4 | 302.7659 | 0 | -302.7659 | 0 | 0 | 1222.398 | 0 | 0
3176 | 1224.246 | 289.21 | 866.7901 | 0 | -866.7901 | 0 | 0 | 1224.246 | 0 | 0
3177 | 1405.356 | 582.37 | 1746.3918 | 520.9959 | -1225.3959 | 0 | 0 | 903.822 | 0 | 0
3178 | 1702.904 | 768.03 | 2239.6817 | 1040.3349 | -1199.3468 | 0 | 0 | 701.431 | 0 | 0
3179 | 1163.639 | 754.55 | 2147.1201 | 1208.7937 | -938.3264 | 0 | 0 | 0 | 0 | 0
3180 | 1654.093 | 744.09 | 2106.2514 | 1718.2797 | -387.9718 | 0 | 0 | 0 | 0 | 0
3181 | 1527.881 | 817.98 | 2297.9182 | 1587.17 | -710.7481 | 0 | 0 | 0 | 0 | 0
3182 | 1582.693 | 846.62 | 2422.1551 | 1644.109 | -778.0461 | 0 | 0 | 0 | 0 | 0
3183 | 1693.198 | 607.43 | 1755.0149 | 1755.0149 | 0 | 0 | 0 | 3.742 | 0 | 0
3184 | 1547.887 | 312.74 | 918.0666 | 918.0666 | 0 | 0 | 0 | 664.115 | 0 | 0
3185 | 1494.49 | 197.75 | 577.1142 | 577.1142 | 0 | 0 | 0 | 938.934 | 0 | 0
3186 | 1557.6 | 51.69 | 126.9825 | 126.9825 | 0 | 0 | 0 | 1435.361 | 0 | 0
3187 | 1736.8 | 0 | 0 | 0 | 0 | 0 | 0 | 911.2 | 0 | 857.6372
3188 | 1518.4 | 0 | 0 | 0 | 0 | 0 | 0 | 338.779 | 0 | 1225.3959
3189 | 1556 | 0 | 0 | 0 | 0 | 0 | 0 | 376.379 | 0 | 1225.3959
3190 | 1313.6 | 0 | 0 | 0 | 0 | 0 | 0 | 133.979 | 0 | 1225.3959
3191 | 1468.8 | 0 | 0 | 0 | 0 | 0 | 0 | 289.179 | 0 | 1225.3959
3192 | 0 | 0 | 0 | 0 | 0 | 0 | 0 | 0 | 0 | 0
3193 | 0 | 0 | 0 | 0 | 0 | 0 | 0 | 0 | 0 | 0
3194 | 0 | 0 | 0 | 0 | 0 | 0 | 0 | 0 | 0 | 0
3195 | 0 | 0 | 0 | 0 | 0 | 0 | 0 | 0 | 0 | 0
3196 | 0 | 0 | 0 | 0 | 0 | 0 | 0 | 0 | 0 | 0
3197 | 0 | 0 | 0 | 0 | 0 | 0 | 0 | 0 | 0 | 0
3198 | 0 | 0 | 0 | 0 | 0 | 0 | 0 | 0 | 0 | 0
3199 | 1067.464 | 120.17 | 329.0809 | 0 | -329.0809 | 0 | 0 | 1067.464 | 0 | 0
3200 | 1283.562 | 309.03 | 926.8631 | 0 | -926.8631 | 0 | 0 | 1283.562 | 0 | 0
3201 | 1599.831 | 447.34 | 1323.1152 | 97.7193 | -1225.3959 | 0 | 0 | 1505.762 | 0 | 0
3202 | 1734.369 | 748.59 | 2178.5616 | 1370.1575 | -808.4041 | 0 | 0 | 415.394 | 0 | 0
3203 | 1623.038 | 889.39 | 2541.4992 | 1686.0196 | -855.4796 | 0 | 0 | 0 | 0 | 0
3204 | 1636.443 | 949.59 | 2693.1657 | 1699.9448 | -993.221 | 0 | 0 | 0 | 0 | 0
3205 | 1725.917 | 939.27 | 2664.9268 | 1792.8908 | -872.0361 | 0 | 0 | 0 | 0 | 0
3206 | 2012.075 | 853.26 | 2449.727 | 2090.1531 | -359.574 | 0 | 0 | 0 | 0 | 0
3207 | 1948.007 | 704.95 | 2062.9343 | 2023.5989 | -39.3354 | 0 | 0 | 0 | 0 | 0
3208 | 1556.628 | 505.8 | 1515.4125 | 1515.4125 | 0 | 0 | 0 | 97.824 | 0 | 0
3209 | 1721.903 | 277.05 | 782.7435 | 782.7435 | 0 | 0 | 0 | 968.399 | 0 | 0
3210 | 1737.852 | 66.48 | 129.9347 | 129.9347 | 0 | 0 | 0 | 1612.771 | 0 | 0
3211 | 1568.995 | 0 | 0 | 0 | 0 | 0 | 0 | 743.395 | 0 | 857.6372
3212 | 1459.2 | 0 | 0 | 0 | 0 | 0 | 0 | 279.579 | 0 | 1225.3959
3213 | 1577.6 | 0 | 0 | 0 | 0 | 0 | 0 | 397.979 | 0 | 1225.3959
3214 | 1764.8 | 0 | 0 | 0 | 0 | 0 | 0 | 585.179 | 0 | 1225.3959
3215 | 1724 | 0 | 0 | 0 | 0 | 0 | 0 | 544.379 | 0 | 1225.3959
3216 | 0 | 0 | 0 | 0 | 0 | 0 | 0 | 0 | 0 | 0
3217 | 0 | 0 | 0 | 0 | 0 | 0 | 0 | 0 | 0 | 0
3218 | 0 | 0 | 0 | 0 | 0 | 0 | 0 | 0 | 0 | 0
3219 | 0 | 0 | 0 | 0 | 0 | 0 | 0 | 0 | 0 | 0
3220 | 0 | 0 | 0 | 0 | 0 | 0 | 0 | 0 | 0 | 0
3221 | 0 | 0 | 0 | 0 | 0 | 0 | 0 | 0 | 0 | 0
3222 | 0 | 0 | 0 | 0 | 0 | 0 | 0 | 0 | 0 | 0
3223 | 1482.886 | 43.13 | 110.7626 | 0 | -110.7626 | 0 | 0 | 1482.886 | 0 | 0
3224 | 905.259 | 120.25 | 347.3202 | 0 | -347.3202 | 0 | 0 | 905.259 | 0 | 0
3225 | 1293.998 | 288.91 | 853.5339 | 0 | -853.5339 | 0 | 0 | 1293.998 | 0 | 0
3226 | 1538.464 | 435.37 | 1270.0531 | 44.6572 | -1225.3959 | 0 | 0 | 1495.475 | 0 | 0
3227 | 1566.084 | 603.42 | 1730.5126 | 505.1167 | -1225.3959 | 0 | 0 | 1079.836 | 0 | 0
3228 | 1519.876 | 682.88 | 1943.2245 | 717.8286 | -1225.3959 | 0 | 0 | 828.862 | 0 | 0
3229 | 2001.861 | 508.1 | 1461.0695 | 235.6736 | -1225.3959 | 0 | 0 | 1774.992 | 0 | 0
3230 | 1474.906 | 121.78 | 337.6427 | 141.453 | -196.1897 | 0 | 0 | 1338.736 | 0 | 0
3231 | 1790.369 | 462.77 | 1351.6283 | 1351.6283 | 0 | 0 | 0 | 489.231 | 0 | 0
3232 | 1829.06 | 229.02 | 671.9737 | 671.9737 | 0 | 0 | 0 | 1182.188 | 0 | 0
3233 | 1677.484 | 27.43 | 62.1964 | 62.1964 | 0 | 0 | 0 | 1617.611 | 0 | 0
3234 | 2026.099 | 9.79 | 9.9673 | 9.9673 | 0 | 0 | 0 | 2016.504 | 0 | 0
3235 | 1587.2 | 0 | 0 | 0 | 0 | 0 | 0 | 761.6 | 0 | 857.6372
3236 | 1344 | 0 | 0 | 0 | 0 | 0 | 0 | 164.379 | 0 | 1225.3959
3237 | 1775.2 | 0 | 0 | 0 | 0 | 0 | 0 | 595.579 | 0 | 1225.3959
3238 | 1706.4 | 0 | 0 | 0 | 0 | 0 | 0 | 526.779 | 0 | 1225.3959
3239 | 1422.4 | 0 | 0 | 0 | 0 | 0 | 0 | 242.779 | 0 | 1225.3959
3240 | 0 | 0 | 0 | 0 | 0 | 0 | 0 | 0 | 0 | 0
3241 | 0 | 0 | 0 | 0 | 0 | 0 | 0 | 0 | 0 | 0
3242 | 0 | 0 | 0 | 0 | 0 | 0 | 0 | 0 | 0 | 0
3243 | 0 | 0 | 0 | 0 | 0 | 0 | 0 | 0 | 0 | 0
3244 | 0 | 0 | 0 | 0 | 0 | 0 | 0 | 0 | 0 | 0
3245 | 0 | 0 | 0 | 0 | 0 | 0 | 0 | 0 | 0 | 0
3246 | 0 | 0 | 0 | 0 | 0 | 0 | 0 | 0 | 0 | 0
3247 | 1055.099 | 79.42 | 220.0479 | 0 | -220.0479 | 0 | 0 | 1055.099 | 0 | 0
3248 | 1425.043 | 222.58 | 664.03 | 0 | -664.03 | 0 | 0 | 1425.043 | 0 | 0
3249 | 1508.333 | 449.72 | 1333.7567 | 108.3608 | -1225.3959 | 0 | 0 | 1404.02 | 0 | 0
3250 | 1700.252 | 643.82 | 1865.523 | 640.1271 | -1225.3959 | 0 | 0 | 1084.038 | 0 | 0
3251 | 1839.549 | 724.3 | 2067.0376 | 841.6417 | -1225.3959 | 0 | 0 | 1029.348 | 0 | 0
3252 | 1816.85 | 742.05 | 2107.7193 | 892.9742 | -1214.745 | 0 | 0 | 957.232 | 0 | 0
3253 | 1707.886 | 803.24 | 2273.9561 | 1774.1601 | -499.796 | 0 | 0 | 0 | 0 | 0
3254 | 1728.169 | 673.76 | 1929.8136 | 1795.2302 | -134.5834 | 0 | 0 | 0 | 0 | 0
3255 | 1703.789 | 550.6 | 1599.7842 | 1599.7842 | 0 | 0 | 0 | 163.765 | 0 | 0
3256 | 1569.14 | 458.58 | 1359.2937 | 1359.2937 | 0 | 0 | 0 | 260.623 | 0 | 0
3257 | 1690.426 | 219.28 | 643.0357 | 643.0357 | 0 | 0 | 0 | 1071.411 | 0 | 0
3258 | 1602.301 | 57.19 | 139.2393 | 139.2393 | 0 | 0 | 0 | 1468.263 | 0 | 0
3259 | 1476.806 | 0 | 0 | 0 | 0 | 0 | 0 | 651.206 | 0 | 857.6372
3260 | 1332.8 | 0 | 0 | 0 | 0 | 0 | 0 | 153.179 | 0 | 1225.3959
3261 | 1378.4 | 0 | 0 | 0 | 0 | 0 | 0 | 198.779 | 0 | 1225.3959
3262 | 1814.4 | 0 | 0 | 0 | 0 | 0 | 0 | 634.779 | 0 | 1225.3959
3263 | 1490.4 | 0 | 0 | 0 | 0 | 0 | 0 | 310.779 | 0 | 1225.3959
3264 | 0 | 0 | 0 | 0 | 0 | 0 | 0 | 0 | 0 | 0
3265 | 0 | 0 | 0 | 0 | 0 | 0 | 0 | 0 | 0 | 0
3266 | 0 | 0 | 0 | 0 | 0 | 0 | 0 | 0 | 0 | 0
3267 | 0 | 0 | 0 | 0 | 0 | 0 | 0 | 0 | 0 | 0
3268 | 0 | 0 | 0 | 0 | 0 | 0 | 0 | 0 | 0 | 0
3269 | 0 | 0 | 0 | 0 | 0 | 0 | 0 | 0 | 0 | 0
3270 | 0 | 0 | 0 | 0 | 0 | 0 | 0 | 0 | 0 | 0
3271 | 1106.227 | 89.01 | 247.6926 | 0 | -247.6926 | 0 | 0 | 1106.227 | 0 | 0
3272 | 998.236 | 244.02 | 729.4715 | 0 | -729.4715 | 0 | 0 | 998.236 | 0 | 0
3273 | 1435.791 | 572.73 | 1716.3277 | 490.9319 | -1225.3959 | 0 | 0 | 963.198 | 0 | 0
3274 | 1831.647 | 591.11 | 1716.7007 | 491.3048 | -1225.3959 | 0 | 0 | 1358.695 | 0 | 0
3275 | 1511.408 | 745.36 | 2129.4313 | 904.0354 | -1225.3959 | 0 | 0 | 641.143 | 0 | 0
3276 | 1131.45 | 690.92 | 1978.7049 | 753.309 | -1225.3959 | 0 | 0 | 406.281 | 0 | 0
3277 | 1343.015 | 295.76 | 858.462 | 825.1527 | -33.3093 | 0 | 0 | 548.686 | 0 | 0
3278 | 1463.195 | 653.73 | 1897.273 | 1519.9739 | -377.2991 | 0 | 0 | 0 | 0 | 0
3279 | 1538.188 | 583.09 | 1717.9109 | 1597.877 | -120.0339 | 0 | 0 | 0 | 0 | 0
3280 | 1937.529 | 132.69 | 382.2573 | 382.2573 | 0 | 0 | 0 | 1569.551 | 0 | 0
3281 | 1784.662 | 130.28 | 379.2302 | 379.2302 | 0 | 0 | 0 | 1419.598 | 0 | 0
3282 | 1641.186 | 42.66 | 105.4969 | 105.4969 | 0 | 0 | 0 | 1539.63 | 0 | 0
3283 | 1082.752 | 0 | 0 | 0 | 0 | 0 | 0 | 216.731 | 0 | 899.6267
3284 | 1290.4 | 0 | 0 | 0 | 0 | 0 | 0 | 110.779 | 0 | 1225.3959
3285 | 1324.8 | 0 | 0 | 0 | 0 | 0 | 0 | 145.179 | 0 | 1225.3959
3286 | 1139.2 | 0 | 0 | 0 | 0 | 0 | 0 | 0 | 0 | 1183.4064
3287 | 1259.2 | 0 | 0 | 0 | 0 | 0 | 0 | 79.579 | 0 | 1225.3959
3288 | 0 | 0 | 0 | 0 | 0 | 0 | 0 | 0 | 0 | 0
3289 | 0 | 0 | 0 | 0 | 0 | 0 | 0 | 0 | 0 | 0
3290 | 0 | 0 | 0 | 0 | 0 | 0 | 0 | 0 | 0 | 0
3291 | 0 | 0 | 0 | 0 | 0 | 0 | 0 | 0 | 0 | 0
3292 | 0 | 0 | 0 | 0 | 0 | 0 | 0 | 0 | 0 | 0
3293 | 0 | 0 | 0 | 0 | 0 | 0 | 0 | 0 | 0 | 0
3294 | 0 | 0 | 0 | 0 | 0 | 0 | 0 | 0 | 0 | 0
3295 | 1182.657 | 120.9 | 331.227 | 331.227 | 0 | 0 | 0 | 863.803 | 0 | 0
3296 | 936.672 | 307.86 | 928.5419 | 928.5419 | 0 | 0 | 0 | 42.816 | 0 | 0
3297 | 1006.925 | 330.42 | 981.2103 | 981.2103 | 0 | 0 | 0 | 62.368 | 0 | 0
3298 | 980.994 | 346.88 | 1012.7744 | 1012.7744 | 0 | 0 | 0 | 6.052 | 0 | 0
3299 | 1100.227 | 438.16 | 1262.3244 | 1142.921 | -119.4033 | 0 | 0 | 0 | 0 | 0
3300 | 1192.407 | 783.26 | 2173.2045 | 1238.6781 | -934.5264 | 0 | 0 | 0 | 0 | 0
3301 | 1178.5 | 782.88 | 2178.1564 | 1224.2314 | -953.9251 | 0 | 0 | 0 | 0 | 0
3302 | 1218.473 | 846.41 | 2388.1508 | 1265.7555 | -1122.3953 | 0 | 0 | 0 | 0 | 0
3303 | 1017.622 | 701.04 | 2033.3938 | 1057.1106 | -976.2832 | 0 | 0 | 0 | 0 | 0
3304 | 339.258 | 502.96 | 1504.9611 | 352.4228 | -1152.5383 | 0 | 0 | 0 | 0 | 0
3305 | 224.739 | 275.97 | 783.7397 | 233.4599 | -550.2798 | 0 | 0 | 0 | 0 | 0
3306 | 209.471 | 68.88 | 160.7883 | 160.7883 | 0 | 0 | 0 | 0 | 0 | 56.8112
3307 | 115.054 | 0 | 0 | 0 | 0 | 0 | 0 | 0 | 0 | 119.5186
3308 | 0 | 0 | 0 | 0 | 0 | 0 | 0 | 0 | 0 | 0
3309 | 0 | 0 | 0 | 0 | 0 | 0 | 0 | 0 | 0 | 0
3310 | 0 | 0 | 0 | 0 | 0 | 0 | 0 | 0 | 0 | 0
3311 | 0 | 0 | 0 | 0 | 0 | 0 | 0 | 0 | 0 | 0
3312 | 0 | 0 | 0 | 0 | 0 | 0 | 0 | 0 | 0 | 0
3313 | 0 | 0 | 0 | 0 | 0 | 0 | 0 | 0 | 0 | 0
3314 | 0 | 0 | 0 | 0 | 0 | 0 | 0 | 0 | 0 | 0
3315 | 0 | 0 | 0 | 0 | 0 | 0 | 0 | 0 | 0 | 0
3316 | 0 | 0 | 0 | 0 | 0 | 0 | 0 | 0 | 0 | 0
3317 | 0 | 0 | 0 | 0 | 0 | 0 | 0 | 0 | 0 | 0
3318 | 0 | 0 | 0 | 0 | 0 | 0 | 0 | 0 | 0 | 0
3319 | 79.923 | 79.57 | 220.9922 | 83.0244 | -137.9678 | 0 | 0 | 0 | 0 | 0
3320 | 156.96 | 353.68 | 1057.3775 | 163.0508 | -658.3072 | 0 | 236.0196 | 0 | 0 | 0
3321 | 637.627 | 573.54 | 1732.2069 | 662.37 | 0 | 0 | 1069.837 | 0 | 0 | 0
3322 | 1024.991 | 755.9 | 2225.3618 | 1064.7655 | 0 | 0 | 1160.5963 | 0 | 0 | 0
3323 | 1410.943 | 644.42 | 1861.3688 | 1465.6943 | 0 | 0 | 395.6745 | 0 | 0 | 0
3324 | 1071.439 | 687.46 | 1971.2452 | 1113.0159 | 0 | 0 | 858.2293 | 0 | 0 | 0
3325 | 1560.347 | 929.12 | 2660.1141 | 1620.8959 | 0 | 0 | 1039.2182 | 0 | 0 | 0
3326 | 1408.139 | 676.19 | 1951.6409 | 1462.7815 | 0 | 0 | 488.8594 | 0 | 0 | 0
3327 | 996.949 | 59.37 | 154.6708 | 154.6708 | 0 | 0 | 0 | 848.056 | 0 | 0
3328 | 1328.349 | 130.69 | 376.1117 | 376.1117 | 0 | 0 | 0 | 966.287 | 0 | 0
3329 | 1340.192 | 252.92 | 748.5014 | 748.5014 | 0 | 0 | 0 | 619.651 | 0 | 0
3330 | 1479.054 | 67.49 | 135.4539 | 135.4539 | 0 | 0 | 0 | 1348.66 | 0 | 0
3331 | 1458.236 | 0 | 0 | 0 | 0 | 0 | 0 | 510.615 | 0 | 984.3932
3332 | 1057.6 | 0 | 0 | 0 | 0 | 0 | 0 | 0 | 0 | 1098.6399
3333 | 1518.4 | 0 | 0 | 0 | 0 | 0 | 0 | 338.779 | 0 | 1225.3959
3334 | 1292 | 0 | 0 | 0 | 0 | 0 | 0 | 112.379 | 0 | 1225.3959
3335 | 1396.8 | 0 | 0 | 0 | 0 | 0 | 0 | 217.179 | 0 | 1225.3959
3336 | 0 | 0 | 0 | 0 | 0 | 0 | 0 | 0 | 0 | 0
3337 | 0 | 0 | 0 | 0 | 0 | 0 | 0 | 0 | 0 | 0
3338 | 0 | 0 | 0 | 0 | 0 | 0 | 0 | 0 | 0 | 0
3339 | 0 | 0 | 0 | 0 | 0 | 0 | 0 | 0 | 0 | 0
3340 | 0 | 0 | 0 | 0 | 0 | 0 | 0 | 0 | 0 | 0
3341 | 0 | 0 | 0 | 0 | 0 | 0 | 0 | 0 | 0 | 0
3342 | 0 | 0 | 0 | 0 | 0 | 0 | 0 | 0 | 0 | 0
3343 | 1413.981 | 131.85 | 314.5542 | 0 | -314.5542 | 0 | 0 | 1413.981 | 0 | 0
3344 | 1218.646 | 357.25 | 1070.1496 | 0 | -1070.1496 | 0 | 0 | 1218.646 | 0 | 0
3345 | 1283.48 | 577.34 | 1745.7332 | 520.3373 | -1225.3959 | 0 | 0 | 782.58 | 0 | 0
3346 | 1235.312 | 759.75 | 2233.8883 | 1127.7025 | -1106.1858 | 0 | 0 | 149.735 | 0 | 0
3347 | 1227.421 | 709.16 | 2032.2511 | 1275.0508 | -757.2004 | 0 | 0 | 0 | 0 | 0
3348 | 1268.221 | 940.13 | 2682.4172 | 1317.434 | -1225.3959 | 0 | 139.5873 | 0 | 0 | 0
3349 | 1361.861 | 416.77 | 1202.4134 | 1202.4134 | 0 | 0 | 0 | 204.364 | 0 | 0
3350 | 1362.378 | 643.03 | 1851.1791 | 1415.2447 | -435.9344 | 0 | 0 | 0 | 0 | 0
3351 | 1092.7 | 135.64 | 381.393 | 381.393 | 0 | 0 | 0 | 725.554 | 0 | 0
3352 | 1161.964 | 37.26 | 89.0225 | 89.0225 | 0 | 0 | 0 | 1076.267 | 0 | 0
3353 | 1302.91 | 92.01 | 257.2787 | 257.2787 | 0 | 0 | 0 | 1055.242 | 0 | 0
3354 | 1031.53 | 35.22 | 82.8997 | 82.8997 | 0 | 0 | 0 | 951.727 | 0 | 0
3355 | 1155.338 | 0 | 0 | 0 | 0 | 0 | 0 | 0 | 0 | 1200.1706
3356 | 992.8 | 0 | 0 | 0 | 0 | 0 | 0 | 0 | 0 | 1031.3254
3357 | 1484 | 0 | 0 | 0 | 0 | 0 | 0 | 304.379 | 0 | 1225.3959
3358 | 1380 | 0 | 0 | 0 | 0 | 0 | 0 | 200.379 | 0 | 1225.3959
3359 | 799.2 | 0 | 0 | 0 | 0 | 0 | 0 | 0 | 0 | 830.2128
3360 | 0 | 0 | 0 | 0 | 0 | 0 | 0 | 0 | 0 | 0
3361 | 0 | 0 | 0 | 0 | 0 | 0 | 0 | 0 | 0 | 0
3362 | 0 | 0 | 0 | 0 | 0 | 0 | 0 | 0 | 0 | 0
3363 | 0 | 0 | 0 | 0 | 0 | 0 | 0 | 0 | 0 | 0
3364 | 0 | 0 | 0 | 0 | 0 | 0 | 0 | 0 | 0 | 0
3365 | 0 | 0 | 0 | 0 | 0 | 0 | 0 | 0 | 0 | 0
3366 | 0 | 0 | 0 | 0 | 0 | 0 | 0 | 0 | 0 | 0
3367 | 1303.011 | 132.88 | 318.1765 | 318.1765 | 0 | 0 | 0 | 996.72 | 0 | 0
3368 | 993.966 | 355.12 | 1061.1827 | 1032.5366 | -28.6461 | 0 | 0 | 0 | 0 | 0
3369 | 1093.9 | 575.27 | 1737.2462 | 1136.3485 | -600.8976 | 0 | 0 | 0 | 0 | 0
3370 | 1363.693 | 756.9 | 2229.9294 | 1416.6108 | -813.3187 | 0 | 0 | 0 | 0 | 0
3371 | 1239.039 | 884.85 | 2564.9855 | 1287.1206 | -1225.3959 | 0 | 52.469 | 0 | 0 | 0
3372 | 1503.503 | 943.34 | 2718.3422 | 1561.8461 | -1156.4961 | 0 | 0 | 0 | 0 | 0
3373 | 1361.769 | 933.1 | 2691.1619 | 1414.6121 | -1225.3959 | 0 | 51.1539 | 0 | 0 | 0
3374 | 1532.198 | 844.9 | 2461.9963 | 1591.6546 | -870.3418 | 0 | 0 | 0 | 0 | 0
3375 | 1256.603 | 697.9 | 2069.6564 | 1305.3662 | -488.8989 | 0 | 275.3913 | 0 | 0 | 0
3376 | 1138.22 | 501.21 | 1517.6782 | 1182.3883 | 0 | 0 | 335.2898 | 0 | 0 | 0
3377 | 1339.573 | 127.97 | 367.6953 | 367.6953 | 0 | 0 | 0 | 985.613 | 0 | 0
3378 | 1110.796 | 19.59 | 37.5081 | 37.5081 | 0 | 0 | 0 | 1074.689 | 0 | 0
3379 | 989.602 | 0 | 0 | 0 | 0 | 0 | 0 | 29.981 | 0 | 996.8589
3380 | 1045.6 | 0 | 0 | 0 | 0 | 0 | 0 | 0 | 0 | 1086.1742
3381 | 1416.8 | 0 | 0 | 0 | 0 | 0 | 0 | 237.179 | 0 | 1225.3959
3382 | 1268 | 0 | 0 | 0 | 0 | 0 | 0 | 88.379 | 0 | 1225.3959
3383 | 1352.8 | 0 | 0 | 0 | 0 | 0 | 0 | 173.179 | 0 | 1225.3959
3384 | 0 | 0 | 0 | 0 | 0 | 0 | 0 | 0 | 0 | 0
3385 | 0 | 0 | 0 | 0 | 0 | 0 | 0 | 0 | 0 | 0
3386 | 0 | 0 | 0 | 0 | 0 | 0 | 0 | 0 | 0 | 0
3387 | 0 | 0 | 0 | 0 | 0 | 0 | 0 | 0 | 0 | 0
3388 | 0 | 0 | 0 | 0 | 0 | 0 | 0 | 0 | 0 | 0
3389 | 0 | 0 | 0 | 0 | 0 | 0 | 0 | 0 | 0 | 0
3390 | 0 | 0 | 0 | 0 | 0 | 0 | 0 | 0 | 0 | 0
3391 | 1304.669 | 110.07 | 304.8809 | 0 | -304.8809 | 0 | 0 | 1304.669 | 0 | 0
3392 | 935.942 | 287.3 | 863.2312 | 0 | -863.2312 | 0 | 0 | 935.942 | 0 | 0
3393 | 898.574 | 451.13 | 1343.6171 | 118.2212 | -1225.3959 | 0 | 0 | 784.769 | 0 | 0
3394 | 1261.705 | 561.14 | 1639.5071 | 414.1112 | -1225.3959 | 0 | 0 | 863.064 | 0 | 0
3395 | 1281.246 | 626.85 | 1806.7349 | 581.339 | -1225.3959 | 0 | 0 | 721.623 | 0 | 0
3396 | 1130.342 | 601.16 | 1726.1164 | 794.4737 | -931.6427 | 0 | 0 | 365.545 | 0 | 0
3397 | 1247.462 | 674.01 | 1929.318 | 1295.8694 | -633.4486 | 0 | 0 | 0 | 0 | 0
3398 | 1339.387 | 404.71 | 1171.5557 | 1171.5557 | 0 | 0 | 0 | 211.595 | 0 | 0
3399 | 1391.303 | 353.62 | 1031.2526 | 1031.2526 | 0 | 0 | 0 | 398.573 | 0 | 0
3400 | 1345.155 | 414.57 | 1231.5456 | 1231.5456 | 0 | 0 | 0 | 159.614 | 0 | 0
3401 | 1198.38 | 224.87 | 660.578 | 660.578 | 0 | 0 | 0 | 562.478 | 0 | 0
3402 | 1181.647 | 64.74 | 157.2813 | 157.2813 | 0 | 0 | 0 | 1030.241 | 0 | 0
3403 | 1283.014 | 0 | 0 | 0 | 0 | 0 | 0 | 457.414 | 0 | 857.6372
3404 | 1180.8 | 0 | 0 | 0 | 0 | 0 | 0 | 1.179 | 0 | 1225.3959
3405 | 1619.2 | 0 | 0 | 0 | 0 | 0 | 0 | 439.579 | 0 | 1225.3959
3406 | 1483.2 | 0 | 0 | 0 | 0 | 0 | 0 | 303.579 | 0 | 1225.3959
3407 | 1326.4 | 0 | 0 | 0 | 0 | 0 | 0 | 146.779 | 0 | 1225.3959
3408 | 0 | 0 | 0 | 0 | 0 | 0 | 0 | 0 | 0 | 0
3409 | 0 | 0 | 0 | 0 | 0 | 0 | 0 | 0 | 0 | 0
3410 | 0 | 0 | 0 | 0 | 0 | 0 | 0 | 0 | 0 | 0
3411 | 0 | 0 | 0 | 0 | 0 | 0 | 0 | 0 | 0 | 0
3412 | 0 | 0 | 0 | 0 | 0 | 0 | 0 | 0 | 0 | 0
3413 | 0 | 0 | 0 | 0 | 0 | 0 | 0 | 0 | 0 | 0
3414 | 0 | 0 | 0 | 0 | 0 | 0 | 0 | 0 | 0 | 0
3415 | 619.025 | 77.29 | 214.295 | 214.295 | 0 | 0 | 0 | 412.735 | 0 | 0
3416 | 887.264 | 212.41 | 633.3624 | 633.3624 | 0 | 0 | 0 | 277.561 | 0 | 0
3417 | 690.747 | 573.62 | 1729.8582 | 717.5513 | -1012.3069 | 0 | 0 | 0 | 0 | 0
3418 | 307.348 | 755.98 | 2216.585 | 319.2746 | -1225.3959 | 0 | 671.9145 | 0 | 0 | 0
3419 | 235.767 | 884.75 | 2536.3176 | 244.9169 | -1225.3959 | 0 | 1066.0048 | 0 | 0 | 0
3420 | 197.082 | 943.17 | 2671.4859 | 204.7297 | -1225.3959 | 0 | 1241.3602 | 0 | 0 | 0
3421 | 683.53 | 796.75 | 2245.177 | 710.0542 | -1225.3959 | 0 | 309.7269 | 0 | 0 | 0
3422 | 1150.936 | 747.47 | 2122.8256 | 1195.5988 | -495.4984 | 0 | 431.7283 | 0 | 0 | 0
3423 | 1786.232 | 89.1 | 240.9154 | 240.9154 | 0 | 0 | 0 | 1554.316 | 0 | 0
3424 | 1729.544 | 73.82 | 198.4907 | 198.4907 | 0 | 0 | 0 | 1538.468 | 0 | 0
3425 | 1610.063 | 236.88 | 695.1339 | 695.1339 | 0 | 0 | 0 | 940.896 | 0 | 0
3426 | 1527.327 | 53.31 | 133.0335 | 133.0335 | 0 | 0 | 0 | 1399.263 | 0 | 0
3427 | 1637.6 | 0 | 0 | 0 | 0 | 0 | 0 | 812 | 0 | 857.6372
3428 | 1442.4 | 0 | 0 | 0 | 0 | 0 | 0 | 262.779 | 0 | 1225.3959
3429 | 1472.8 | 0 | 0 | 0 | 0 | 0 | 0 | 293.179 | 0 | 1225.3959
3430 | 1553.6 | 0 | 0 | 0 | 0 | 0 | 0 | 373.979 | 0 | 1225.3959
3431 | 1444 | 0 | 0 | 0 | 0 | 0 | 0 | 264.379 | 0 | 1225.3959
3432 | 0 | 0 | 0 | 0 | 0 | 0 | 0 | 0 | 0 | 0
3433 | 0 | 0 | 0 | 0 | 0 | 0 | 0 | 0 | 0 | 0
3434 | 0 | 0 | 0 | 0 | 0 | 0 | 0 | 0 | 0 | 0
3435 | 0 | 0 | 0 | 0 | 0 | 0 | 0 | 0 | 0 | 0
3436 | 0 | 0 | 0 | 0 | 0 | 0 | 0 | 0 | 0 | 0
3437 | 0 | 0 | 0 | 0 | 0 | 0 | 0 | 0 | 0 | 0
3438 | 0 | 0 | 0 | 0 | 0 | 0 | 0 | 0 | 0 | 0
3439 | 1362.282 | 130.56 | 312.6304 | 0 | -312.6304 | 0 | 0 | 1362.282 | 0 | 0
3440 | 1064.339 | 351.77 | 1054.1676 | 0 | -1054.1676 | 0 | 0 | 1064.339 | 0 | 0
3441 | 1658.966 | 571.84 | 1735.1197 | 509.7238 | -1225.3959 | 0 | 0 | 1168.283 | 0 | 0
3442 | 1820.422 | 753.64 | 2228.2071 | 1002.8112 | -1225.3959 | 0 | 0 | 855.072 | 0 | 0
3443 | 1766.438 | 872.89 | 2531.0561 | 1329.5298 | -1201.5262 | 0 | 0 | 486.573 | 0 | 0
3444 | 1632.862 | 931.33 | 2675.8146 | 1696.2248 | -979.5898 | 0 | 0 | 0 | 0 | 0
3445 | 1633.953 | 702.82 | 2017.4076 | 1697.3581 | -320.0495 | 0 | 0 | 0 | 0 | 0
3446 | 1730.896 | 652.58 | 1888.6987 | 1798.063 | -90.6357 | 0 | 0 | 0 | 0 | 0
3447 | 1836.767 | 606.71 | 1782.5474 | 1782.5474 | 0 | 0 | 0 | 120.807 | 0 | 0
3448 | 1998.015 | 357.52 | 1068.8563 | 1068.8563 | 0 | 0 | 0 | 969.086 | 0 | 0
3449 | 1627.268 | 34.3 | 83.3682 | 83.3682 | 0 | 0 | 0 | 1547.014 | 0 | 0
3450 | 1652.685 | 64.25 | 158.6421 | 158.6421 | 0 | 0 | 0 | 1499.969 | 0 | 0
3451 | 1494.002 | 0 | 0 | 0 | 0 | 0 | 0 | 668.402 | 0 | 857.6372
3452 | 1398.4 | 0 | 0 | 0 | 0 | 0 | 0 | 218.779 | 0 | 1225.3959
3453 | 1210.4 | 0 | 0 | 0 | 0 | 0 | 0 | 30.779 | 0 | 1225.3959
3454 | 1628 | 0 | 0 | 0 | 0 | 0 | 0 | 448.379 | 0 | 1225.3959
3455 | 1786.4 | 0 | 0 | 0 | 0 | 0 | 0 | 606.779 | 0 | 1225.3959
3456 | 0 | 0 | 0 | 0 | 0 | 0 | 0 | 0 | 0 | 0
3457 | 0 | 0 | 0 | 0 | 0 | 0 | 0 | 0 | 0 | 0
3458 | 0 | 0 | 0 | 0 | 0 | 0 | 0 | 0 | 0 | 0
3459 | 0 | 0 | 0 | 0 | 0 | 0 | 0 | 0 | 0 | 0
3460 | 0 | 0 | 0 | 0 | 0 | 0 | 0 | 0 | 0 | 0
3461 | 0 | 0 | 0 | 0 | 0 | 0 | 0 | 0 | 0 | 0
3462 | 0 | 0 | 0 | 0 | 0 | 0 | 0 | 0 | 0 | 0
3463 | 1177.554 | 105.62 | 294.5562 | 294.5562 | 0 | 0 | 0 | 894.001 | 0 | 0
3464 | 1356.489 | 281.72 | 849.3351 | 849.3351 | 0 | 0 | 0 | 538.881 | 0 | 0
3465 | 1166.426 | 452.56 | 1349.934 | 1211.6889 | -138.2452 | 0 | 0 | 0 | 0 | 0
3466 | 975.268 | 618.9 | 1804.3426 | 1013.113 | -791.2295 | 0 | 0 | 0 | 0 | 0
3467 | 1314.143 | 688.36 | 1977.0387 | 1365.138 | -611.9007 | 0 | 0 | 0 | 0 | 0
3468 | 1169.049 | 785.92 | 2234.1948 | 1214.4137 | -1019.7811 | 0 | 0 | 0 | 0 | 0
3469 | 1078.088 | 918.95 | 2627.292 | 1119.9229 | -1225.3959 | 0 | 281.9732 | 0 | 0 | 0
3470 | 944.397 | 650.53 | 1872.7437 | 981.0441 | -891.6996 | 0 | 0 | 0 | 0 | 0
3471 | 1126.43 | 545.79 | 1594.4521 | 1170.1408 | -424.3112 | 0 | 0 | 0 | 0 | 0
3472 | 898.155 | 211.71 | 621.2084 | 621.2084 | 0 | 0 | 0 | 300.152 | 0 | 0
3473 | 1152.652 | 84.9 | 236.7291 | 236.7291 | 0 | 0 | 0 | 924.766 | 0 | 0
3474 | 869.487 | 11.75 | 15.6288 | 15.6288 | 0 | 0 | 0 | 854.442 | 0 | 0
3475 | 1185.808 | 0 | 0 | 0 | 0 | 0 | 0 | 1046.878 | 0 | 144.3211
3476 | 980.8 | 0 | 0 | 0 | 0 | 0 | 0 | 0 | 0 | 1018.8597
3477 | 808.8 | 0 | 0 | 0 | 0 | 0 | 0 | 0 | 0 | 840.1853
3478 | 850.4 | 0 | 0 | 0 | 0 | 0 | 0 | 0 | 0 | 883.3996
3479 | 840 | 0 | 0 | 0 | 0 | 0 | 0 | 0 | 0 | 872.596
3480 | 0 | 0 | 0 | 0 | 0 | 0 | 0 | 0 | 0 | 0
3481 | 0 | 0 | 0 | 0 | 0 | 0 | 0 | 0 | 0 | 0
3482 | 0 | 0 | 0 | 0 | 0 | 0 | 0 | 0 | 0 | 0
3483 | 0 | 0 | 0 | 0 | 0 | 0 | 0 | 0 | 0 | 0
3484 | 0 | 0 | 0 | 0 | 0 | 0 | 0 | 0 | 0 | 0
3485 | 0 | 0 | 0 | 0 | 0 | 0 | 0 | 0 | 0 | 0
3486 | 0 | 0 | 0 | 0 | 0 | 0 | 0 | 0 | 0 | 0
3487 | 1097.92 | 127.87 | 314.9272 | 314.9272 | 0 | 0 | 0 | 0 | 0 | 825.5973
3488 | 961.001 | 347.38 | 1035.5065 | 998.2924 | -37.2141 | 0 | 0 | 0 | 0 | 0
3489 | 988.449 | 564.66 | 1695.239 | 1026.8055 | -668.4335 | 0 | 0 | 0 | 0 | 0
3490 | 1114.766 | 746.76 | 2177.0096 | 1158.0242 | -1018.9854 | 0 | 0 | 0 | 0 | 0
3491 | 1334.239 | 872.49 | 2489.1476 | 1386.0138 | -1103.1338 | 0 | 0 | 0 | 0 | 0
3492 | 1375.817 | 933.01 | 2639.1167 | 1429.2052 | -1209.9115 | 0 | 0 | 0 | 0 | 0
3493 | 1313.727 | 921.54 | 2611.4565 | 1364.7058 | -1225.3959 | 0 | 21.3547 | 0 | 0 | 0
3494 | 1220.12 | 712.38 | 2031.66 | 1267.4664 | -764.1936 | 0 | 0 | 0 | 0 | 0
3495 | 1436.12 | 698.58 | 2050.3243 | 1491.8472 | -382.1233 | 0 | 176.3537 | 0 | 0 | 0
3496 | 1317.272 | 426.23 | 1264.562 | 1264.562 | 0 | 0 | 0 | 99.948 | 0 | 0
3497 | 1561.218 | 278.03 | 789.7233 | 789.7233 | 0 | 0 | 0 | 800.995 | 0 | 0
3498 | 1522.874 | 58.68 | 146.6751 | 146.6751 | 0 | 0 | 0 | 1381.678 | 0 | 0
3499 | 1531.013 | 0 | 0 | 0 | 0 | 0 | 0 | 351.392 | 0 | 1225.3959
3500 | 820.8 | 0 | 0 | 0 | 0 | 0 | 0 | 0 | 0 | 852.6509
3501 | 1276 | 0 | 0 | 0 | 0 | 0 | 0 | 96.379 | 0 | 1225.3959
3502 | 1128 | 0 | 0 | 0 | 0 | 0 | 0 | 0 | 0 | 1171.7718
3503 | 905.6 | 0 | 0 | 0 | 0 | 0 | 0 | 0 | 0 | 940.7416
3504 | 0 | 0 | 0 | 0 | 0 | 0 | 0 | 0 | 0 | 0
3505 | 0 | 0 | 0 | 0 | 0 | 0 | 0 | 0 | 0 | 0
3506 | 0 | 0 | 0 | 0 | 0 | 0 | 0 | 0 | 0 | 0
3507 | 0 | 0 | 0 | 0 | 0 | 0 | 0 | 0 | 0 | 0
3508 | 0 | 0 | 0 | 0 | 0 | 0 | 0 | 0 | 0 | 0
3509 | 0 | 0 | 0 | 0 | 0 | 0 | 0 | 0 | 0 | 0
3510 | 0 | 0 | 0 | 0 | 0 | 0 | 0 | 0 | 0 | 0
3511 | 803.82 | 131.16 | 309.6106 | 309.6106 | 0 | 0 | 0 | 175.332 | 0 | 343.2658
3512 | 740.237 | 355.63 | 1063.4244 | 768.9617 | -294.4627 | 0 | 0 | 0 | 0 | 0
3513 | 558.473 | 575.2 | 1742.5794 | 580.1444 | -1162.435 | 0 | 0 | 0 | 0 | 0
3514 | 1199.225 | 755.83 | 2224.7863 | 1245.7606 | -979.0257 | 0 | 0 | 0 | 0 | 0
3515 | 1228.803 | 884.63 | 2548.3044 | 1276.4864 | -1225.3959 | 0 | 46.4221 | 0 | 0 | 0
3516 | 1419.01 | 943.3 | 2683.3615 | 1474.0743 | -1209.2872 | 0 | 0 | 0 | 0 | 0
3517 | 1282.017 | 933.35 | 2648.1626 | 1331.7653 | -1225.3959 | 0 | 91.0014 | 0 | 0 | 0
3518 | 1153.519 | 846.74 | 2429.0195 | 1198.281 | -313.3877 | 0 | 917.3508 | 0 | 0 | 0
3519 | 1350.247 | 700.04 | 2047.9953 | 1402.643 | 0 | 0 | 645.3523 | 0 | 0 | 0
3520 | 1241.158 | 503.61 | 1509.7469 | 1289.3208 | 0 | 0 | 220.4261 | 0 | 0 | 0
3521 | 1171.973 | 183.93 | 534.9086 | 534.9086 | 0 | 0 | 0 | 657.046 | 0 | 0
3522 | 1371.137 | 52.15 | 130.423 | 130.423 | 0 | 0 | 0 | 1245.586 | 0 | 0
3523 | 1506.995 | 0 | 0 | 0 | 0 | 0 | 0 | 327.374 | 0 | 1225.3959
3524 | 1457.6 | 0 | 0 | 0 | 0 | 0 | 0 | 277.979 | 0 | 1225.3959
3525 | 1496 | 0 | 0 | 0 | 0 | 0 | 0 | 316.379 | 0 | 1225.3959
3526 | 1008.8 | 0 | 0 | 0 | 0 | 0 | 0 | 0 | 0 | 1047.9462
3527 | 940.8 | 0 | 0 | 0 | 0 | 0 | 0 | 0 | 0 | 977.3075
3528 | 0 | 0 | 0 | 0 | 0 | 0 | 0 | 0 | 0 | 0
3529 | 0 | 0 | 0 | 0 | 0 | 0 | 0 | 0 | 0 | 0
3530 | 0 | 0 | 0 | 0 | 0 | 0 | 0 | 0 | 0 | 0
3531 | 0 | 0 | 0 | 0 | 0 | 0 | 0 | 0 | 0 | 0
3532 | 0 | 0 | 0 | 0 | 0 | 0 | 0 | 0 | 0 | 0
3533 | 0 | 0 | 0 | 0 | 0 | 0 | 0 | 0 | 0 | 0
3534 | 0 | 0 | 0 | 0 | 0 | 0 | 0 | 0 | 0 | 0
3535 | 1415.654 | 128.99 | 309.3529 | 0 | -309.3529 | 0 | 0 | 1415.654 | 0 | 0
3536 | 996.848 | 347.99 | 1036.403 | 0 | -1036.403 | 0 | 0 | 996.848 | 0 | 0
3537 | 1420.083 | 564.92 | 1700.0164 | 474.6205 | -1225.3959 | 0 | 0 | 963.193 | 0 | 0
3538 | 1718.45 | 745.49 | 2174.0178 | 948.622 | -1225.3959 | 0 | 0 | 805.264 | 0 | 0
3539 | 1514.737 | 648.36 | 1848.1199 | 851.7472 | -996.3727 | 0 | 0 | 694.807 | 0 | 0
3540 | 1481.469 | 774.46 | 2183.4492 | 1538.957 | -644.4921 | 0 | 0 | 0 | 0 | 0
3541 | 1629.559 | 781.05 | 2204.1619 | 1692.7936 | -511.3683 | 0 | 0 | 0 | 0 | 0
3542 | 1581.445 | 714.48 | 2039.1197 | 1642.8126 | -396.3071 | 0 | 0 | 0 | 0 | 0
3543 | 1376.542 | 384.33 | 1119.8274 | 1119.8274 | 0 | 0 | 0 | 298.546 | 0 | 0
3544 | 1606.679 | 225.19 | 658.2127 | 658.2127 | 0 | 0 | 0 | 973.054 | 0 | 0
3545 | 1530.064 | 89.74 | 250.085 | 250.085 | 0 | 0 | 0 | 1289.321 | 0 | 0
3546 | 1776.413 | 29.4 | 66.0451 | 66.0451 | 0 | 0 | 0 | 1712.835 | 0 | 0
3547 | 1785.434 | 0 | 0 | 0 | 0 | 0 | 0 | 959.834 | 0 | 857.6372
3548 | 1460 | 0 | 0 | 0 | 0 | 0 | 0 | 280.379 | 0 | 1225.3959
3549 | 1711.2 | 0 | 0 | 0 | 0 | 0 | 0 | 531.579 | 0 | 1225.3959
3550 | 1587.2 | 0 | 0 | 0 | 0 | 0 | 0 | 407.579 | 0 | 1225.3959
3551 | 1569.6 | 0 | 0 | 0 | 0 | 0 | 0 | 389.979 | 0 | 1225.3959
3552 | 0 | 0 | 0 | 0 | 0 | 0 | 0 | 0 | 0 | 0
3553 | 0 | 0 | 0 | 0 | 0 | 0 | 0 | 0 | 0 | 0
3554 | 0 | 0 | 0 | 0 | 0 | 0 | 0 | 0 | 0 | 0
3555 | 0 | 0 | 0 | 0 | 0 | 0 | 0 | 0 | 0 | 0
3556 | 0 | 0 | 0 | 0 | 0 | 0 | 0 | 0 | 0 | 0
3557 | 0 | 0 | 0 | 0 | 0 | 0 | 0 | 0 | 0 | 0
3558 | 0 | 0 | 0 | 0 | 0 | 0 | 0 | 0 | 0 | 0
3559 | 1421.245 | 88.56 | 246.633 | 0 | -246.633 | 0 | 0 | 1421.245 | 0 | 0
3560 | 1472.409 | 307.1 | 919.7525 | 0 | -919.7525 | 0 | 0 | 1472.409 | 0 | 0
3561 | 1472.679 | 483.84 | 1430.7188 | 205.3229 | -1225.3959 | 0 | 0 | 1275.026 | 0 | 0
3562 | 1255.664 | 571.51 | 1651.6757 | 426.2798 | -1225.3959 | 0 | 0 | 845.308 | 0 | 0
3563 | 1306.374 | 706.91 | 2006.5044 | 781.1085 | -1225.3959 | 0 | 0 | 554.445 | 0 | 0
3564 | 1147.369 | 733.13 | 2073.3182 | 986.5944 | -1086.7238 | 0 | 0 | 197.629 | 0 | 0
3565 | 1451.78 | 701.56 | 1988.2079 | 1508.116 | -480.0919 | 0 | 0 | 0 | 0 | 0
3566 | 1625.359 | 148.25 | 415.4565 | 415.4565 | 0 | 0 | 0 | 1225.422 | 0 | 0
3567 | 1496.668 | 63.74 | 165.304 | 165.304 | 0 | 0 | 0 | 1337.539 | 0 | 0
3568 | 1406.455 | 27.45 | 60.2953 | 60.2953 | 0 | 0 | 0 | 1348.412 | 0 | 0
3569 | 1189.61 | 100.06 | 281.4184 | 281.4184 | 0 | 0 | 0 | 918.704 | 0 | 0
3570 | 1307.693 | 52.79 | 132.9504 | 132.9504 | 0 | 0 | 0 | 1179.709 | 0 | 0
3571 | 1408 | 0 | 0 | 0 | 0 | 0 | 0 | 582.4 | 0 | 857.6372
3572 | 1389.6 | 0 | 0 | 0 | 0 | 0 | 0 | 209.979 | 0 | 1225.3959
3573 | 1545.6 | 0 | 0 | 0 | 0 | 0 | 0 | 365.979 | 0 | 1225.3959
3574 | 1364 | 0 | 0 | 0 | 0 | 0 | 0 | 184.379 | 0 | 1225.3959
3575 | 1421.6 | 0 | 0 | 0 | 0 | 0 | 0 | 241.979 | 0 | 1225.3959
3576 | 0 | 0 | 0 | 0 | 0 | 0 | 0 | 0 | 0 | 0
3577 | 0 | 0 | 0 | 0 | 0 | 0 | 0 | 0 | 0 | 0
3578 | 0 | 0 | 0 | 0 | 0 | 0 | 0 | 0 | 0 | 0
3579 | 0 | 0 | 0 | 0 | 0 | 0 | 0 | 0 | 0 | 0
3580 | 0 | 0 | 0 | 0 | 0 | 0 | 0 | 0 | 0 | 0
3581 | 0 | 0 | 0 | 0 | 0 | 0 | 0 | 0 | 0 | 0
3582 | 0 | 0 | 0 | 0 | 0 | 0 | 0 | 0 | 0 | 0
3583 | 1709.965 | 97.1 | 270.3687 | 0 | -270.3687 | 0 | 0 | 1709.965 | 0 | 0
3584 | 1408.436 | 260.19 | 776.3549 | 0 | -776.3549 | 0 | 0 | 1408.436 | 0 | 0
3585 | 1450.739 | 431.83 | 1270.1164 | 44.7205 | -1225.3959 | 0 | 0 | 1407.689 | 0 | 0
3586 | 1655.173 | 581.84 | 1666.8765 | 441.4806 | -1225.3959 | 0 | 0 | 1230.184 | 0 | 0
3587 | 1645.765 | 576.6 | 1634.658 | 409.2621 | -1225.3959 | 0 | 0 | 1251.791 | 0 | 0
3588 | 1950.329 | 703.61 | 1972.4243 | 747.0284 | -1225.3959 | 0 | 0 | 1231.206 | 0 | 0
3589 | 1604.172 | 566.6 | 1608.0895 | 1147.0077 | -461.0818 | 0 | 0 | 500.012 | 0 | 0
3590 | 1638.537 | 76.81 | 201.1458 | 201.1458 | 0 | 0 | 0 | 1444.905 | 0 | 0
3591 | 1750.351 | 184.26 | 525.604 | 525.604 | 0 | 0 | 0 | 1244.381 | 0 | 0
3592 | 1625.121 | 402.57 | 1193.4267 | 1193.4267 | 0 | 0 | 0 | 476.275 | 0 | 0
3593 | 1456.088 | 217.81 | 641.5004 | 641.5004 | 0 | 0 | 0 | 838.551 | 0 | 0
3594 | 1657.048 | 63.44 | 158.1778 | 158.1778 | 0 | 0 | 0 | 1504.779 | 0 | 0
3595 | 1497.593 | 0 | 0 | 0 | 0 | 0 | 0 | 671.993 | 0 | 857.6372
3596 | 1270.4 | 0 | 0 | 0 | 0 | 0 | 0 | 90.779 | 0 | 1225.3959
3597 | 1587.2 | 0 | 0 | 0 | 0 | 0 | 0 | 407.579 | 0 | 1225.3959
3598 | 1514.4 | 0 | 0 | 0 | 0 | 0 | 0 | 334.779 | 0 | 1225.3959
3599 | 1600.8 | 0 | 0 | 0 | 0 | 0 | 0 | 421.179 | 0 | 1225.3959
3600 | 0 | 0 | 0 | 0 | 0 | 0 | 0 | 0 | 0 | 0
3601 | 0 | 0 | 0 | 0 | 0 | 0 | 0 | 0 | 0 | 0
3602 | 0 | 0 | 0 | 0 | 0 | 0 | 0 | 0 | 0 | 0
3603 | 0 | 0 | 0 | 0 | 0 | 0 | 0 | 0 | 0 | 0
3604 | 0 | 0 | 0 | 0 | 0 | 0 | 0 | 0 | 0 | 0
3605 | 0 | 0 | 0 | 0 | 0 | 0 | 0 | 0 | 0 | 0
3606 | 0 | 0 | 0 | 0 | 0 | 0 | 0 | 0 | 0 | 0
3607 | 1586.458 | 128.71 | 305.2819 | 0 | -305.2819 | 0 | 0 | 1586.458 | 0 | 0
3608 | 1339.324 | 346.37 | 1025.5153 | 0 | -1025.5153 | 0 | 0 | 1339.324 | 0 | 0
3609 | 1167.329 | 562.88 | 1669.46 | 444.0641 | -1225.3959 | 0 | 0 | 739.853 | 0 | 0
3610 | 1838.145 | 744.48 | 2104.2995 | 1078.0664 | -1026.2331 | 0 | 0 | 800.35 | 0 | 0
3611 | 1601.039 | 871.84 | 2390.698 | 1663.1669 | -727.5311 | 0 | 0 | 0 | 0 | 0
3612 | 1499.82 | 932.79 | 2538.0233 | 1558.0201 | -980.0032 | 0 | 0 | 0 | 0 | 0
3613 | 1916.994 | 811.62 | 2220.2073 | 1991.3825 | -228.8248 | 0 | 0 | 0 | 0 | 0
3614 | 1203.199 | 774.04 | 2140.4935 | 1249.8888 | -890.6047 | 0 | 0 | 0 | 0 | 0
3615 | 1339.569 | 179.35 | 512.8911 | 512.8911 | 0 | 0 | 0 | 845.837 | 0 | 0
3616 | 1487.923 | 29.41 | 66.5053 | 66.5053 | 0 | 0 | 0 | 1423.902 | 0 | 0
3617 | 1570.841 | 110.02 | 313.2485 | 313.2485 | 0 | 0 | 0 | 1269.294 | 0 | 0
3618 | 1493.196 | 44.62 | 111.4887 | 111.4887 | 0 | 0 | 0 | 1385.872 | 0 | 0
3619 | 1175.793 | 0 | 0 | 0 | 0 | 0 | 0 | 242.572 | 0 | 969.4344
3620 | 1504 | 0 | 0 | 0 | 0 | 0 | 0 | 324.379 | 0 | 1225.3959
3621 | 1400 | 0 | 0 | 0 | 0 | 0 | 0 | 220.379 | 0 | 1225.3959
3622 | 1072 | 0 | 0 | 0 | 0 | 0 | 0 | 0 | 0 | 1113.5987
3623 | 1568.8 | 0 | 0 | 0 | 0 | 0 | 0 | 389.179 | 0 | 1225.3959
3624 | 0 | 0 | 0 | 0 | 0 | 0 | 0 | 0 | 0 | 0
3625 | 1048.116 | 0 | 0 | 0 | 0 | 0 | 0 | 1048.116 | 0 | 0
3626 | 1148.1467 | 0 | 0 | 0 | 0 | 0 | 0 | 1148.147 | 0 | 0
3627 | 1165.0637 | 0 | 0 | 0 | 0 | 0 | 0 | 1165.064 | 0 | 0
3628 | 1257.0037 | 0 | 0 | 0 | 0 | 0 | 0 | 1257.004 | 0 | 0
3629 | 1164.3282 | 0 | 0 | 0 | 0 | 0 | 0 | 1164.328 | 0 | 0
3630 | 1084.892 | 0 | 0 | 0 | 0 | 0 | 0 | 1084.892 | 0 | 0
3631 | 1136.1375 | 127.17 | 306.7736 | 306.7736 | 0 | 0 | 0 | 840.824 | 0 | 0
3632 | 857.2624 | 343.49 | 1023.3972 | 890.5289 | -132.8683 | 0 | 0 | 0 | 0 | 0
3633 | 1126.9766 | 558.77 | 1684.2754 | 1170.708 | -513.5674 | 0 | 0 | 0 | 0 | 0
3634 | 1088.1963 | 474.39 | 1385.6876 | 1130.4232 | -255.2645 | 0 | 0 | 0 | 0 | 0
3635 | 1073.6523 | 647.43 | 1856.8811 | 1115.3158 | -741.5653 | 0 | 0 | 0 | 0 | 0
3636 | 1056.4835 | 568.89 | 1632.008 | 1097.4806 | -534.5274 | 0 | 0 | 0 | 0 | 0
3637 | 976.002 | 408.27 | 1178.7255 | 1013.8755 | -164.85 | 0 | 0 | 0 | 0 | 0
3638 | 1109.748 | 140.46 | 394.5931 | 394.5931 | 0 | 0 | 0 | 729.895 | 0 | 0
3639 | 1130.2855 | 551.75 | 1612.1242 | 1174.1454 | -437.9788 | 0 | 0 | 0 | 0 | 0
3640 | 1121.2717 | 253.22 | 748.3383 | 748.3383 | 0 | 0 | 0 | 400.888 | 0 | 0
3641 | 781.8035 | 84.92 | 237.396 | 237.396 | 0 | 0 | 0 | 553.276 | 0 | 0
3642 | 946.9489 | 32.34 | 75.5076 | 75.5076 | 0 | 0 | 0 | 874.262 | 0 | 0
3643 | 1087.8341 | 0 | 0 | 0 | 0 | 0 | 0 | 1087.834 | 0 | 0
3644 | 1190.0714 | 0 | 0 | 0 | 0 | 0 | 0 | 1190.071 | 0 | 0
3645 | 939.259 | 0 | 0 | 0 | 0 | 0 | 0 | 939.259 | 0 | 0
3646 | 1095.1893 | 0 | 0 | 0 | 0 | 0 | 0 | 1095.189 | 0 | 0
3647 | 1081.2144 | 0 | 0 | 0 | 0 | 0 | 0 | 469.285 | 0 | 635.6748
3648 | 159.6078 | 0 | 0 | 0 | 0 | 0 | 0 | 0 | 0 | 165.8015
3649 | 82.3782 | 0 | 0 | 0 | 0 | 0 | 0 | 82.378 | 0 | 0
3650 | 157.4013 | 0 | 0 | 0 | 0 | 0 | 0 | 157.401 | 0 | 0
3651 | 100.7662 | 0 | 0 | 0 | 0 | 0 | 0 | 100.766 | 0 | 0
3652 | 105.1794 | 0 | 0 | 0 | 0 | 0 | 0 | 105.179 | 0 | 0
3653 | 78.7006 | 0 | 0 | 0 | 0 | 0 | 0 | 78.701 | 0 | 0
3654 | 81.6427 | 0 | 0 | 0 | 0 | 0 | 0 | 81.643 | 0 | 0
3655 | 78.8376 | 43.13 | 111.3609 | 81.8962 | -29.4647 | 0 | 0 | 0 | 0 | 0
3656 | 193.0078 | 343.31 | 1025.5953 | 200.4976 | -825.0977 | 0 | 0 | 0 | 0 | 0
3657 | 787.8808 | 216.58 | 638.4961 | 638.4961 | 0 | 0 | 0 | 0 | 0 | 179.9573
3658 | 1235.6617 | 495.58 | 1454.3796 | 1283.6116 | -170.7681 | 0 | 0 | 0 | 0 | 0
3659 | 1134.1783 | 370.76 | 1081.5848 | 1081.5848 | 0 | 0 | 0 | 0 | 0 | 96.6047
3660 | 928.5379 | 923.05 | 2650.6661 | 964.5697 | -1225.3959 | 0 | 460.7006 | 0 | 0 | 0
3661 | 1150.8718 | 774.81 | 2219.2869 | 1195.5313 | -1023.7556 | 0 | 0 | 0 | 0 | 0
3662 | 1024.287 | 639.27 | 1857.4639 | 1064.0342 | -793.4297 | 0 | 0 | 0 | 0 | 0
3663 | 1039.8662 | 626.09 | 1840.815 | 1080.2177 | -760.5973 | 0 | 0 | 0 | 0 | 0
3664 | 1200.7723 | 191.13 | 563.0363 | 563.0363 | 0 | 0 | 0 | 658.768 | 0 | 0
3665 | 1211.6653 | 143.24 | 420.2381 | 420.2381 | 0 | 0 | 0 | 807.126 | 0 | 0
3666 | 1362.6896 | 49.7 | 127.1528 | 127.1528 | 0 | 0 | 0 | 1240.286 | 0 | 0
3667 | 1236.4091 | 0 | 0 | 0 | 0 | 0 | 0 | 173.542 | 0 | 1104.1113
3668 | 1330.5557 | 0 | 0 | 0 | 0 | 0 | 0 | 150.934 | 0 | 1225.3959
3669 | 1363.6541 | 0 | 0 | 0 | 0 | 0 | 0 | 184.033 | 0 | 1225.3959
3670 | 988.5389 | 0 | 0 | 0 | 0 | 0 | 0 | 0 | 0 | 1026.899
3671 | 1133.4363 | 0 | 0 | 0 | 0 | 0 | 0 | 0 | 0 | 1177.4187
3672 | 1025.3149 | 0 | 0 | 0 | 0 | 0 | 0 | 1025.315 | 0 | 0
3673 | 1040.0253 | 0 | 0 | 0 | 0 | 0 | 0 | 1040.025 | 0 | 0
3674 | 1289.3666 | 0 | 0 | 0 | 0 | 0 | 0 | 1289.367 | 0 | 0
3675 | 807.601 | 0 | 0 | 0 | 0 | 0 | 0 | 807.601 | 0 | 0
3676 | 906.1606 | 0 | 0 | 0 | 0 | 0 | 0 | 906.161 | 0 | 0
3677 | 1054.7357 | 0 | 0 | 0 | 0 | 0 | 0 | 1054.736 | 0 | 0
3678 | 1198.1621 | 0 | 0 | 0 | 0 | 0 | 0 | 1198.162 | 0 | 0
3679 | 1087.0664 | 126.98 | 300.0079 | 0 | -300.0079 | 0 | 0 | 1087.066 | 0 | 0
3680 | 1228.1419 | 344.9 | 1024.1462 | 0 | -1024.1462 | 0 | 0 | 1228.142 | 0 | 0
3681 | 1131.3953 | 560.91 | 1689.4861 | 649.4233 | -1040.0627 | 0 | 0 | 506.232 | 0 | 0
3682 | 1253.8934 | 740.76 | 2171.1217 | 1302.55 | -868.5717 | 0 | 0 | 0 | 0 | 0
3683 | 1272.5121 | 860.99 | 2474.864 | 1321.8925 | -1152.9715 | 0 | 0 | 0 | 0 | 0
3684 | 1338.8744 | 919.74 | 2623.7206 | 1390.8287 | -1225.3959 | 0 | 7.496 | 0 | 0 | 0
3685 | 1355.3308 | 780.56 | 2206.1574 | 1407.9243 | -798.2332 | 0 | 0 | 0 | 0 | 0
3686 | 1295.2535 | 241.6 | 695.9981 | 695.9981 | 0 | 0 | 0 | 625.254 | 0 | 0
3687 | 1302.0681 | 259.66 | 756.3652 | 756.3652 | 0 | 0 | 0 | 573.957 | 0 | 0
3688 | 1469.4209 | 189.18 | 552.2556 | 552.2556 | 0 | 0 | 0 | 937.795 | 0 | 0
3689 | 1487.386 | 117.08 | 335.8217 | 335.8217 | 0 | 0 | 0 | 1164.109 | 0 | 0
3690 | 1238.9154 | 48.62 | 123.0745 | 123.0745 | 0 | 0 | 0 | 1120.438 | 0 | 0
3691 | 1209.1949 | 0 | 0 | 0 | 0 | 0 | 0 | 47.338 | 0 | 1206.9426
3692 | 1137.1139 | 0 | 0 | 0 | 0 | 0 | 0 | 0 | 0 | 1181.2394
3693 | 1054.7357 | 0 | 0 | 0 | 0 | 0 | 0 | 0 | 0 | 1095.6648
3694 | 1102.5445 | 0 | 0 | 0 | 0 | 0 | 0 | 0 | 0 | 1145.3279
3695 | 1087.8341 | 0 | 0 | 0 | 0 | 0 | 0 | 0 | 0 | 1130.0471
3696 | 1305.548 | 0 | 0 | 0 | 0 | 0 | 0 | 1305.548 | 0 | 0
3697 | 1315.1098 | 0 | 0 | 0 | 0 | 0 | 0 | 1315.11 | 0 | 0
3698 | 1071.6526 | 0 | 0 | 0 | 0 | 0 | 0 | 1071.653 | 0 | 0
3699 | 1255.5327 | 0 | 0 | 0 | 0 | 0 | 0 | 1255.533 | 0 | 0
3700 | 806.1299 | 0 | 0 | 0 | 0 | 0 | 0 | 806.13 | 0 | 0
3701 | 750.2304 | 0 | 0 | 0 | 0 | 0 | 0 | 750.23 | 0 | 0
3702 | 706.0992 | 0 | 0 | 0 | 0 | 0 | 0 | 706.099 | 0 | 0
3703 | 1144.1924 | 34.29 | 84.2055 | 0 | -84.2055 | 0 | 0 | 1144.192 | 0 | 0
3704 | 1174.6209 | 93.42 | 265.5912 | 0 | -265.5912 | 0 | 0 | 1174.621 | 0 | 0
3705 | 1421.8944 | 235.41 | 698.351 | 0 | -698.351 | 0 | 0 | 1421.894 | 0 | 0
3706 | 1445.488 | 528.04 | 1558.3287 | 332.9328 | -1225.3959 | 0 | 0 | 1124.992 | 0 | 0
3707 | 1314.3991 | 700.66 | 2036.398 | 811.0021 | -1225.3959 | 0 | 0 | 533.693 | 0 | 0
3708 | 1630.578 | 639.12 | 1857.3725 | 1656.5757 | -200.7968 | 0 | 0 | 35.883 | 0 | 0
3709 | 1339.1925 | 911.23 | 2654.9876 | 1391.16 | -1225.3959 | 0 | 38.4316 | 0 | 0 | 0
3710 | 1441.9686 | 832.37 | 2451.8618 | 1497.9232 | -953.9386 | 0 | 0 | 0 | 0 | 0
3711 | 1484.2371 | 690.27 | 2072.1516 | 1541.8324 | -530.3192 | 0 | 0 | 0 | 0 | 0
3712 | 1687.8042 | 499.34 | 1532.0573 | 1532.0573 | 0 | 0 | 0 | 212.977 | 0 | 0
3713 | 1368.332 | 280.26 | 809.8002 | 809.8002 | 0 | 0 | 0 | 588.782 | 0 | 0
3714 | 1435.4445 | 78.14 | 187.1116 | 187.1116 | 0 | 0 | 0 | 1255.323 | 0 | 0
3715 | 1408.5208 | 0 | 0 | 0 | 0 | 0 | 0 | 292.543 | 0 | 1159.2832
3716 | 1324.6715 | 0 | 0 | 0 | 0 | 0 | 0 | 145.05 | 0 | 1225.3959
3717 | 1376.1579 | 0 | 0 | 0 | 0 | 0 | 0 | 196.537 | 0 | 1225.3959
3718 | 889.2437 | 0 | 0 | 0 | 0 | 0 | 0 | 0 | 0 | 923.7509
3719 | 1277.5983 | 0 | 0 | 0 | 0 | 0 | 0 | 97.977 | 0 | 1225.3959
3720 | 914.2514 | 0 | 0 | 0 | 0 | 0 | 0 | 914.251 | 0 | 0
3721 | 1040.0253 | 0 | 0 | 0 | 0 | 0 | 0 | 1040.025 | 0 | 0
3722 | 1225.3763 | 0 | 0 | 0 | 0 | 0 | 0 | 1225.376 | 0 | 0
3723 | 1041.4963 | 0 | 0 | 0 | 0 | 0 | 0 | 1041.496 | 0 | 0
3724 | 1069.4461 | 0 | 0 | 0 | 0 | 0 | 0 | 1069.446 | 0 | 0
3725 | 1206.9883 | 0 | 0 | 0 | 0 | 0 | 0 | 1206.988 | 0 | 0
3726 | 1139.3205 | 0 | 0 | 0 | 0 | 0 | 0 | 1139.32 | 0 | 0
3727 | 968.3737 | 108.89 | 300.8379 | 0 | -300.8379 | 0 | 0 | 968.374 | 0 | 0
3728 | 1216.8397 | 291.36 | 874.4679 | 0 | -874.4679 | 0 | 0 | 1216.84 | 0 | 0
3729 | 1270.5584 | 559.93 | 1681.7169 | 456.321 | -1225.3959 | 0 | 0 | 831.284 | 0 | 0
3730 | 1288.7009 | 740.58 | 2160.3295 | 934.9336 | -1225.3959 | 0 | 0 | 388.693 | 0 | 0
3731 | 1265.5835 | 718.71 | 2045.286 | 819.8902 | -1225.3959 | 0 | 0 | 476.321 | 0 | 0
3732 | 1527.2199 | 750.15 | 2125.0195 | 1511.2033 | -613.8162 | 0 | 0 | 72.468 | 0 | 0
3733 | 1609.8915 | 654.22 | 1871.8555 | 1672.3635 | -199.4921 | 0 | 0 | 0 | 0 | 0
3734 | 1684.8217 | 741.13 | 2123.1819 | 1750.2001 | -372.9818 | 0 | 0 | 0 | 0 | 0
3735 | 1461.4939 | 648.48 | 1889.8133 | 1518.2059 | -371.6075 | 0 | 0 | 0 | 0 | 0
3736 | 1490.238 | 492.84 | 1500.6802 | 1500.6802 | 0 | 0 | 0 | 45.616 | 0 | 0
3737 | 1239.2694 | 256.74 | 762.6582 | 762.6582 | 0 | 0 | 0 | 505.1 | 0 | 0
3738 | 1422.6934 | 54.26 | 139.4814 | 139.4814 | 0 | 0 | 0 | 1288.422 | 0 | 0
3739 | 1531.3527 | 0 | 0 | 0 | 0 | 0 | 0 | 351.731 | 0 | 1225.3959
3740 | 1093.7182 | 0 | 0 | 0 | 0 | 0 | 0 | 0 | 0 | 1136.1595
3741 | 818.6338 | 0 | 0 | 0 | 0 | 0 | 0 | 0 | 0 | 850.4009
3742 | 913.5158 | 0 | 0 | 0 | 0 | 0 | 0 | 0 | 0 | 948.9648
3743 | 1149.6178 | 0 | 0 | 0 | 0 | 0 | 0 | 0 | 0 | 1194.2286
3744 | 1036.3477 | 0 | 0 | 0 | 0 | 0 | 0 | 1036.348 | 0 | 0
3745 | 967.2088 | 0 | 0 | 0 | 0 | 0 | 0 | 967.209 | 0 | 0
3746 | 1274.6562 | 0 | 0 | 0 | 0 | 0 | 0 | 1274.656 | 0 | 0
3747 | 962.0602 | 0 | 0 | 0 | 0 | 0 | 0 | 962.06 | 0 | 0
3748 | 1158.444 | 0 | 0 | 0 | 0 | 0 | 0 | 1158.444 | 0 | 0
3749 | 1215.0791 | 0 | 0 | 0 | 0 | 0 | 0 | 1215.079 | 0 | 0
3750 | 663.439 | 0 | 0 | 0 | 0 | 0 | 0 | 663.439 | 0 | 0
3751 | 831.19 | 102.83 | 285.2277 | 0 | -285.2277 | 0 | 0 | 831.19 | 0 | 0
3752 | 900.2029 | 276.02 | 827.782 | 0 | -827.782 | 0 | 0 | 900.203 | 0 | 0
3753 | 1016.1898 | 457.32 | 1357.322 | 131.9261 | -1225.3959 | 0 | 0 | 889.192 | 0 | 0
3754 | 1501.8804 | 460.94 | 1345.3633 | 119.9674 | -1225.3959 | 0 | 0 | 1386.395 | 0 | 0
3755 | 1433.3713 | 860.19 | 2458.4447 | 1233.0488 | -1225.3959 | 0 | 0 | 246.384 | 0 | 0
3756 | 1371.731 | 522.16 | 1500.1805 | 329.6782 | -1170.5023 | 0 | 0 | 1054.369 | 0 | 0
3757 | 1529.9046 | 252.45 | 727.6339 | 727.6339 | 0 | 0 | 0 | 829.451 | 0 | 0
3758 | 1387.7571 | 88.02 | 238.388 | 238.388 | 0 | 0 | 0 | 1158.274 | 0 | 0
3759 | 1085.9861 | 142.92 | 406.7118 | 406.7118 | 0 | 0 | 0 | 694.468 | 0 | 0
3760 | 1513.4915 | 119.23 | 339.4679 | 339.4679 | 0 | 0 | 0 | 1186.704 | 0 | 0
3761 | 1215.0892 | 78.8 | 218.3775 | 218.3775 | 0 | 0 | 0 | 1004.869 | 0 | 0
3762 | 1339.0123 | 19.59 | 38.3693 | 38.3693 | 0 | 0 | 0 | 1302.077 | 0 | 0
3763 | 1233.4671 | 0 | 0 | 0 | 0 | 0 | 0 | 125.15 | 0 | 1151.325
3764 | 1164.3282 | 0 | 0 | 0 | 0 | 0 | 0 | 0 | 0 | 1209.5095
3765 | 1034.1411 | 0 | 0 | 0 | 0 | 0 | 0 | 0 | 0 | 1074.2706
3766 | 1329.8202 | 0 | 0 | 0 | 0 | 0 | 0 | 150.199 | 0 | 1225.3959
3767 | 1057.6778 | 0 | 0 | 0 | 0 | 0 | 0 | 0 | 0 | 1098.7209
3768 | 1348.9437 | 0 | 0 | 0 | 0 | 0 | 0 | 1348.944 | 0 | 0
3769 | 972.3574 | 0 | 0 | 0 | 0 | 0 | 0 | 972.357 | 0 | 0
3770 | 1018.6952 | 0 | 0 | 0 | 0 | 0 | 0 | 1018.695 | 0 | 0
3771 | 1329.8202 | 0 | 0 | 0 | 0 | 0 | 0 | 1329.82 | 0 | 0
3772 | 1226.8474 | 0 | 0 | 0 | 0 | 0 | 0 | 1226.847 | 0 | 0
3773 | 759.7922 | 0 | 0 | 0 | 0 | 0 | 0 | 759.792 | 0 | 0
3774 | 961.3246 | 0 | 0 | 0 | 0 | 0 | 0 | 961.325 | 0 | 0
3775 | 883.3154 | 55.97 | 150.1468 | 0 | -150.1468 | 0 | 0 | 883.315 | 0 | 0
3776 | 819.4309 | 342.89 | 996.2449 | 0 | -996.2449 | 0 | 0 | 819.431 | 0 | 0
3777 | 938.7295 | 436.58 | 1260.0265 | 427.7995 | -832.227 | 0 | 0 | 526.91 | 0 | 0
3778 | 1175.0134 | 738.05 | 2053.959 | 1220.6091 | -833.3499 | 0 | 0 | 0 | 0 | 0
3779 | 1296.981 | 505.07 | 1414.9663 | 1347.31 | -67.6563 | 0 | 0 | 0 | 0 | 0
3780 | 1264.4646 | 917.77 | 2469.6939 | 1313.5322 | -1156.1616 | 0 | 0 | 0 | 0 | 0
3781 | 1379.1589 | 909.81 | 2479.121 | 1432.6769 | -1046.4441 | 0 | 0 | 0 | 0 | 0
3782 | 1238.6166 | 465.71 | 1324.1551 | 1286.6812 | -37.4738 | 0 | 0 | 0 | 0 | 0
3783 | 1071.4449 | 615.89 | 1755.3276 | 1113.0222 | -642.3054 | 0 | 0 | 0 | 0 | 0
3784 | 1163.5669 | 474.52 | 1391.104 | 1208.7189 | -182.385 | 0 | 0 | 0 | 0 | 0
3785 | 930.6139 | 200.3 | 585.6844 | 585.6844 | 0 | 0 | 0 | 366.808 | 0 | 0
3786 | 930.0798 | 75.56 | 154.6427 | 154.6427 | 0 | 0 | 0 | 781.214 | 0 | 0
3787 | 892.9213 | 0 | 0 | 0 | 0 | 0 | 0 | 0 | 0 | 927.5706
3788 | 1206.2528 | 0 | 0 | 0 | 0 | 0 | 0 | 26.631 | 0 | 1225.3959
3789 | 1006.9269 | 0 | 0 | 0 | 0 | 0 | 0 | 0 | 0 | 1046.0005
3790 | 984.8613 | 0 | 0 | 0 | 0 | 0 | 0 | 0 | 0 | 1023.0783
3791 | 1077.5368 | 0 | 0 | 0 | 0 | 0 | 0 | 0 | 0 | 1119.3506
3792 | 956.176 | 0 | 0 | 0 | 0 | 0 | 0 | 956.176 | 0 | 0
3793 | 959.8536 | 0 | 0 | 0 | 0 | 0 | 0 | 959.854 | 0 | 0
3794 | 1045.1739 | 0 | 0 | 0 | 0 | 0 | 0 | 1045.174 | 0 | 0
3795 | 993.6875 | 0 | 0 | 0 | 0 | 0 | 0 | 993.688 | 0 | 0
3796 | 951.0274 | 0 | 0 | 0 | 0 | 0 | 0 | 951.027 | 0 | 0
3797 | 970.1509 | 0 | 0 | 0 | 0 | 0 | 0 | 970.151 | 0 | 0
3798 | 989.2744 | 0 | 0 | 0 | 0 | 0 | 0 | 989.274 | 0 | 0
3799 | 814.7659 | 121.82 | 290.7666 | 290.7666 | 0 | 0 | 0 | 534.86 | 0 | 0
3800 | 269.8053 | 295.28 | 881.6377 | 280.2747 | -601.363 | 0 | 0 | 0 | 0 | 0
3801 | 129.9866 | 549.81 | 1644.3594 | 135.0311 | -1225.3959 | 0 | 283.9323 | 0 | 0 | 0
3802 | 207.7449 | 727.04 | 2111.1909 | 215.8065 | -1225.3959 | 0 | 669.9885 | 0 | 0 | 0
3803 | 159.9664 | 654.13 | 1853.5279 | 166.1745 | -1225.3959 | 0 | 461.9575 | 0 | 0 | 0
3804 | 171.8487 | 777.03 | 2165.5464 | 178.5176 | -1225.3959 | 0 | 761.6329 | 0 | 0 | 0
3805 | 132.4947 | 745.97 | 2083.1702 | 137.6354 | -906.4434 | 0 | 1039.0915 | 0 | 0 | 0
3806 | 124.5833 | 796.66 | 2255.4186 | 129.4185 | 0 | 0 | 2126.0001 | 0 | 0 | 0
3807 | 178.8941 | 587.55 | 1687.851 | 185.8359 | 0 | 0 | 1502.0151 | 0 | 0 | 0
3808 | 197.9358 | 441.13 | 1295.6658 | 205.6169 | 0 | 0 | 1090.049 | 0 | 0 | 0
3809 | 169.2818 | 163.02 | 473.6493 | 175.8509 | 0 | 0 | 297.7983 | 0 | 0 | 0
3810 | 186.6658 | 55.15 | 140.6718 | 140.6718 | 0 | 0 | 0 | 0 | 0 | 53.2377
3811 | 128.716 | 0 | 0 | 0 | 0 | 0 | 0 | 0 | 0 | 133.7108
3812 | 181.6734 | 0 | 0 | 0 | 0 | 0 | 0 | 0 | 0 | 188.7228
3813 | 183.1445 | 0 | 0 | 0 | 0 | 0 | 0 | 0 | 0 | 190.2509
3814 | 100.0307 | 0 | 0 | 0 | 0 | 0 | 0 | 0 | 0 | 103.9127
3815 | 90.469 | 0 | 0 | 0 | 0 | 0 | 0 | 0 | 0 | 93.9796
3816 | 94.1466 | 0 | 0 | 0 | 0 | 0 | 0 | 0 | 0 | 97.8004
3817 | 85.3203 | 0 | 0 | 0 | 0 | 0 | 0 | 0 | 0 | 88.6308
3818 | 91.2045 | 0 | 0 | 0 | 0 | 0 | 0 | 0 | 0 | 94.7431
3819 | 86.7914 | 0 | 0 | 0 | 0 | 0 | 0 | 0 | 0 | 90.1589
3820 | 90.469 | 0 | 0 | 0 | 0 | 0 | 0 | 0 | 0 | 93.9796
3821 | 85.3203 | 0 | 0 | 0 | 0 | 0 | 0 | 0 | 0 | 88.6308
3822 | 86.0558 | 0 | 0 | 0 | 0 | 0 | 0 | 0 | 0 | 89.3954
3823 | 73.9979 | 31.35 | 75.3289 | 75.3289 | 0 | 0 | 0 | 0 | 0 | 1.5395
3824 | 92.8447 | 86.15 | 242.2285 | 96.4478 | -145.7807 | 0 | 0 | 0 | 0 | 0
3825 | 624.5034 | 215.31 | 632.0566 | 632.0566 | 0 | 0 | 0 | 0 | 0 | 16.6801
3826 | 1169.1854 | 340.87 | 994.2411 | 994.2411 | 0 | 0 | 0 | 0 | 0 | 220.3139
3827 | 1182.7428 | 648.57 | 1854.254 | 1228.639 | -625.615 | 0 | 0 | 0 | 0 | 0
3828 | 1218.137 | 678.22 | 1926.8176 | 1265.4065 | -661.4111 | 0 | 0 | 0 | 0 | 0
3829 | 1041.8558 | 673.51 | 1916.4067 | 1082.286 | -398.6663 | 0 | 435.4545 | 0 | 0 | 0
3830 | 1119.2978 | 338.48 | 978.1115 | 978.1115 | 0 | 0 | 0 | 0 | 0 | 184.6205
3831 | 1117.0011 | 508.52 | 1478.9598 | 1160.3459 | -205.4621 | 0 | 113.1518 | 0 | 0 | 0
3832 | 1182.9589 | 367.03 | 1084.3387 | 1084.3387 | 0 | 0 | 0 | 139.126 | 0 | 0
3833 | 1307.3767 | 195.25 | 573.3371 | 573.3371 | 0 | 0 | 0 | 755.457 | 0 | 0
3834 | 1228.2872 | 61.82 | 158.3211 | 158.3211 | 0 | 0 | 0 | 1075.881 | 0 | 0
3835 | 1151.8243 | 0 | 0 | 0 | 0 | 0 | 0 | 0 | 0 | 1196.5202
3836 | 1090.7762 | 0 | 0 | 0 | 0 | 0 | 0 | 0 | 0 | 1133.1033
3837 | 1351.8858 | 0 | 0 | 0 | 0 | 0 | 0 | 172.264 | 0 | 1225.3959
3838 | 1092.9827 | 0 | 0 | 0 | 0 | 0 | 0 | 0 | 0 | 1135.3959
3839 | 716.3965 | 0 | 0 | 0 | 0 | 0 | 0 | 0 | 0 | 744.1956
3840 | 1042.2318 | 0 | 0 | 0 | 0 | 0 | 0 | 1042.232 | 0 | 0
3841 | 806.8654 | 0 | 0 | 0 | 0 | 0 | 0 | 806.865 | 0 | 0
3842 | 816.4272 | 0 | 0 | 0 | 0 | 0 | 0 | 816.427 | 0 | 0
3843 | 912.0448 | 0 | 0 | 0 | 0 | 0 | 0 | 912.045 | 0 | 0
3844 | 945.1432 | 0 | 0 | 0 | 0 | 0 | 0 | 945.143 | 0 | 0
3845 | 937.788 | 0 | 0 | 0 | 0 | 0 | 0 | 937.788 | 0 | 0
3846 | 909.1027 | 0 | 0 | 0 | 0 | 0 | 0 | 909.103 | 0 | 0
3847 | 944.3424 | 103.23 | 285.2475 | 0 | -285.2475 | 0 | 0 | 944.342 | 0 | 0
3848 | 881.4527 | 290.46 | 875.087 | 0 | -875.087 | 0 | 0 | 881.453 | 0 | 0
3849 | 933.853 | 451.09 | 1352.771 | 836.1308 | -516.6402 | 0 | 0 | 128.956 | 0 | 0
3850 | 994.1031 | 611.95 | 1798.4068 | 1032.6789 | -765.7279 | 0 | 0 | 0 | 0 | 0
3851 | 1339.2413 | 689.53 | 1995.7745 | 1391.2099 | -604.5646 | 0 | 0 | 0 | 0 | 0
3852 | 1246.3699 | 762.05 | 2180.6641 | 1294.7351 | -885.929 | 0 | 0 | 0 | 0 | 0
3853 | 1003.5325 | 752.34 | 2150.7663 | 1042.4738 | -1108.2925 | 0 | 0 | 0 | 0 | 0
3854 | 1101.4945 | 705.98 | 2030.0291 | 1144.2372 | -885.7919 | 0 | 0 | 0 | 0 | 0
3855 | 1463.9441 | 548.95 | 1603.5021 | 1520.752 | -82.7501 | 0 | 0 | 0 | 0 | 0
3856 | 1017.2747 | 369.07 | 1094.8535 | 1056.7501 | -38.1034 | 0 | 0 | 0 | 0 | 0
3857 | 1145.9282 | 59.52 | 158.7844 | 158.7844 | 0 | 0 | 0 | 993.075 | 0 | 0
3858 | 1215.9093 | 12.73 | 18.5811 | 18.5811 | 0 | 0 | 0 | 1198.022 | 0 | 0
3859 | 1031.199 | 0 | 0 | 0 | 0 | 0 | 0 | 124.845 | 0 | 941.5248
3860 | 1098.8669 | 0 | 0 | 0 | 0 | 0 | 0 | 0 | 0 | 1141.5083
3861 | 1268.772 | 0 | 0 | 0 | 0 | 0 | 0 | 89.151 | 0 | 1225.3959
3862 | 1276.1272 | 0 | 0 | 0 | 0 | 0 | 0 | 96.506 | 0 | 1225.3959
3863 | 1315.8453 | 0 | 0 | 0 | 0 | 0 | 0 | 136.224 | 0 | 1225.3959
3864 | 1015.0176 | 0 | 0 | 0 | 0 | 0 | 0 | 1015.018 | 0 | 0
3865 | 1181.9806 | 0 | 0 | 0 | 0 | 0 | 0 | 1181.981 | 0 | 0
3866 | 934.1104 | 0 | 0 | 0 | 0 | 0 | 0 | 934.11 | 0 | 0
3867 | 1097.3959 | 0 | 0 | 0 | 0 | 0 | 0 | 1097.396 | 0 | 0
3868 | 1369.5383 | 0 | 0 | 0 | 0 | 0 | 0 | 1369.538 | 0 | 0
3869 | 1001.0427 | 0 | 0 | 0 | 0 | 0 | 0 | 1001.043 | 0 | 0
3870 | 1035.6122 | 0 | 0 | 0 | 0 | 0 | 0 | 1035.612 | 0 | 0
3871 | 734.6806 | 98.27 | 271.4636 | 0 | -271.4636 | 0 | 0 | 734.681 | 0 | 0
3872 | 858.4429 | 262.71 | 789.314 | 0 | -789.314 | 0 | 0 | 858.443 | 0 | 0
3873 | 945.9468 | 408.02 | 1220.178 | 0 | -1220.178 | 0 | 0 | 945.947 | 0 | 0
3874 | 1313.9909 | 539.21 | 1584.1035 | 1083.8297 | -500.2738 | 0 | 0 | 270.647 | 0 | 0
3875 | 1203.8265 | 645.5 | 1866.7373 | 1250.5412 | -616.1961 | 0 | 0 | 0 | 0 | 0
3876 | 1170.5985 | 755.74 | 2159.4756 | 1216.0228 | -943.4529 | 0 | 0 | 0 | 0 | 0
3877 | 1180.2871 | 740.27 | 2115.798 | 1226.0877 | -889.7103 | 0 | 0 | 0 | 0 | 0
3878 | 935.0749 | 675.89 | 1946.6848 | 971.3604 | -975.3244 | 0 | 0 | 0 | 0 | 0
3879 | 1443.3311 | 583.12 | 1702.8171 | 1499.3391 | -203.478 | 0 | 0 | 0 | 0 | 0
3880 | 1115.1485 | 154.88 | 446.7588 | 446.7588 | 0 | 0 | 0 | 685.079 | 0 | 0
3881 | 1294.3433 | 91.12 | 255.279 | 255.279 | 0 | 0 | 0 | 1048.6 | 0 | 0
3882 | 1231.2495 | 55.13 | 141.7709 | 141.7709 | 0 | 0 | 0 | 1094.774 | 0 | 0
3883 | 1327.6136 | 0 | 0 | 0 | 0 | 0 | 0 | 486.72 | 0 | 873.5236
3884 | 1377.629 | 0 | 0 | 0 | 0 | 0 | 0 | 198.008 | 0 | 1225.3959
3885 | 1547.5341 | 0 | 0 | 0 | 0 | 0 | 0 | 367.913 | 0 | 1225.3959
3886 | 1445.2968 | 0 | 0 | 0 | 0 | 0 | 0 | 265.675 | 0 | 1225.3959
3887 | 1164.3282 | 0 | 0 | 0 | 0 | 0 | 0 | 0 | 0 | 1209.5095
3888 | 1151.8243 | 0 | 0 | 0 | 0 | 0 | 0 | 1151.824 | 0 | 0
3889 | 1028.257 | 0 | 0 | 0 | 0 | 0 | 0 | 1028.257 | 0 | 0
3890 | 1179.7741 | 0 | 0 | 0 | 0 | 0 | 0 | 1179.774 | 0 | 0
3891 | 1259.2103 | 0 | 0 | 0 | 0 | 0 | 0 | 1259.21 | 0 | 0
3892 | 1282.0114 | 0 | 0 | 0 | 0 | 0 | 0 | 1282.011 | 0 | 0
3893 | 1181.9806 | 0 | 0 | 0 | 0 | 0 | 0 | 1181.981 | 0 | 0
3894 | 970.8864 | 0 | 0 | 0 | 0 | 0 | 0 | 970.886 | 0 | 0
3895 | 956.4739 | 106.56 | 292.7591 | 0 | -292.7591 | 0 | 0 | 956.474 | 0 | 0
3896 | 799.5406 | 280.31 | 845.1103 | 0 | -845.1103 | 0 | 0 | 799.541 | 0 | 0
3897 | 1009.7099 | 324.48 | 970.3901 | 0 | -970.3901 | 0 | 0 | 1009.71 | 0 | 0
3898 | 1208.6635 | 540.8 | 1594.0947 | 368.6988 | -1225.3959 | 0 | 0 | 853.738 | 0 | 0
3899 | 1010.5833 | 392.88 | 1151.2169 | 0 | -1151.2169 | 0 | 0 | 1010.583 | 0 | 0
3900 | 1237.7156 | 344.57 | 1005.1568 | 0 | -1005.1568 | 0 | 0 | 1237.716 | 0 | 0
3901 | 1291.5998 | 675.07 | 1946.6889 | 1027.327 | -919.3619 | 0 | 0 | 302.649 | 0 | 0
3902 | 1072.2006 | 69.21 | 182.7154 | 182.7154 | 0 | 0 | 0 | 896.311 | 0 | 0
3903 | 1315.8048 | 51.04 | 129.8038 | 129.8038 | 0 | 0 | 0 | 1190.85 | 0 | 0
3904 | 1295.1505 | 59.61 | 158.0749 | 158.0749 | 0 | 0 | 0 | 1142.981 | 0 | 0
3905 | 1370.3069 | 33.32 | 80.6268 | 80.6268 | 0 | 0 | 0 | 1292.692 | 0 | 0
3906 | 1281.582 | 24.49 | 53.0975 | 53.0975 | 0 | 0 | 0 | 1230.468 | 0 | 0
3907 | 1545.3275 | 0 | 0 | 0 | 0 | 0 | 0 | 622.056 | 0 | 959.0983
3908 | 1218.0211 | 0 | 0 | 0 | 0 | 0 | 0 | 38.4 | 0 | 1225.3959
3909 | 1410.7274 | 0 | 0 | 0 | 0 | 0 | 0 | 231.106 | 0 | 1225.3959
3910 | 1444.5613 | 0 | 0 | 0 | 0 | 0 | 0 | 264.94 | 0 | 1225.3959
3911 | 1081.9499 | 0 | 0 | 0 | 0 | 0 | 0 | 0 | 0 | 1123.9348
3912 | 1302.6059 | 0 | 0 | 0 | 0 | 0 | 0 | 1302.606 | 0 | 0
3913 | 1140.056 | 0 | 0 | 0 | 0 | 0 | 0 | 1140.056 | 0 | 0
3914 | 1240.0867 | 0 | 0 | 0 | 0 | 0 | 0 | 1240.087 | 0 | 0
3915 | 1393.0749 | 0 | 0 | 0 | 0 | 0 | 0 | 1393.075 | 0 | 0
3916 | 1256.2682 | 0 | 0 | 0 | 0 | 0 | 0 | 1256.268 | 0 | 0
3917 | 1270.2431 | 0 | 0 | 0 | 0 | 0 | 0 | 1270.243 | 0 | 0
3918 | 1252.5906 | 0 | 0 | 0 | 0 | 0 | 0 | 1252.591 | 0 | 0
3919 | 624.6762 | 57.97 | 156.5313 | 0 | -156.5313 | 0 | 0 | 624.676 | 0 | 0
3920 | 1045.7035 | 162.14 | 478.3582 | 0 | -478.3582 | 0 | 0 | 1045.704 | 0 | 0
3921 | 811.5093 | 356.2 | 1058.5202 | 0 | -1058.5202 | 0 | 0 | 811.509 | 0 | 0
3922 | 397.7894 | 464.72 | 1365.2938 | 139.8979 | -1225.3959 | 0 | 0 | 263.118 | 0 | 0
3923 | 357.9482 | 490.4 | 1434.0762 | 208.6803 | -1225.3959 | 0 | 0 | 157.064 | 0 | 0
3924 | 364.5053 | 610.54 | 1775.6788 | 378.6506 | -1225.3959 | 0 | 171.6324 | 0 | 0 | 0
3925 | 782.6071 | 631.74 | 1840.2478 | 800.4552 | -1039.7927 | 0 | 0 | 12.053 | 0 | 0
3926 | 1248.8063 | 245.32 | 717.1316 | 717.1316 | 0 | 0 | 0 | 558.464 | 0 | 0
3927 | 1519.8933 | 182.17 | 530.849 | 530.849 | 0 | 0 | 0 | 1008.874 | 0 | 0
3928 | 1361.4245 | 82.28 | 228.6544 | 228.6544 | 0 | 0 | 0 | 1141.311 | 0 | 0
3929 | 1399.7203 | 158.95 | 471.0304 | 471.0304 | 0 | 0 | 0 | 946.286 | 0 | 0
3930 | 1546.8023 | 78.39 | 197.6773 | 197.6773 | 0 | 0 | 0 | 1356.509 | 0 | 0
3931 | 1616.673 | 0 | 0 | 0 | 0 | 0 | 0 | 791.073 | 0 | 857.6372
3932 | 1468.8335 | 0 | 0 | 0 | 0 | 0 | 0 | 289.212 | 0 | 1225.3959
3933 | 1634.3255 | 0 | 0 | 0 | 0 | 0 | 0 | 454.704 | 0 | 1225.3959
3934 | 1700.5223 | 0 | 0 | 0 | 0 | 0 | 0 | 520.901 | 0 | 1225.3959
3935 | 1246.7064 | 0 | 0 | 0 | 0 | 0 | 0 | 67.085 | 0 | 1225.3959
3936 | 1177.5675 | 0 | 0 | 0 | 0 | 0 | 0 | 1177.568 | 0 | 0
3937 | 1148.1467 | 0 | 0 | 0 | 0 | 0 | 0 | 1148.147 | 0 | 0
3938 | 1455.5941 | 0 | 0 | 0 | 0 | 0 | 0 | 1455.594 | 0 | 0
3939 | 1526.204 | 0 | 0 | 0 | 0 | 0 | 0 | 1526.204 | 0 | 0
3940 | 902.483 | 0 | 0 | 0 | 0 | 0 | 0 | 902.483 | 0 | 0
3941 | 1237.1447 | 0 | 0 | 0 | 0 | 0 | 0 | 1237.145 | 0 | 0
3942 | 1238.6157 | 0 | 0 | 0 | 0 | 0 | 0 | 1238.616 | 0 | 0
3943 | 993.8319 | 64.22 | 176.0452 | 0 | -176.0452 | 0 | 0 | 993.832 | 0 | 0
3944 | 1094.5292 | 179.86 | 539.6456 | 0 | -539.6456 | 0 | 0 | 1094.529 | 0 | 0
3945 | 975.5698 | 296.84 | 893.879 | 0 | -893.879 | 0 | 0 | 975.57 | 0 | 0
3946 | 1525.9328 | 449.35 | 1340.2088 | 114.8129 | -1225.3959 | 0 | 0 | 1415.409 | 0 | 0
3947 | 1595.194 | 578.31 | 1704.8334 | 479.4375 | -1225.3959 | 0 | 0 | 1133.666 | 0 | 0
3948 | 1689.2072 | 533.38 | 1567.0297 | 341.6338 | -1225.3959 | 0 | 0 | 1360.335 | 0 | 0
3949 | 1412.9376 | 512.79 | 1507.0678 | 787.5303 | -719.5375 | 0 | 0 | 654.825 | 0 | 0
3950 | 1322.0172 | 588.91 | 1734.4528 | 1373.3175 | -361.1353 | 0 | 0 | 0 | 0 | 0
3951 | 1567.5485 | 560.65 | 1671.3371 | 1628.3773 | -42.9598 | 0 | 0 | 0 | 0 | 0
3952 | 1329.2253 | 400.9 | 1214.1311 | 1214.1311 | 0 | 0 | 0 | 160.449 | 0 | 0
3953 | 1391.3492 | 144.34 | 426.4792 | 426.4792 | 0 | 0 | 0 | 980.801 | 0 | 0
3954 | 1660.1588 | 51.65 | 134.6364 | 134.6364 | 0 | 0 | 0 | 1530.551 | 0 | 0
3955 | 1308.4901 | 0 | 0 | 0 | 0 | 0 | 0 | 482.89 | 0 | 857.6372
3956 | 1471.04 | 0 | 0 | 0 | 0 | 0 | 0 | 291.419 | 0 | 1225.3959
3957 | 1597.5495 | 0 | 0 | 0 | 0 | 0 | 0 | 417.928 | 0 | 1225.3959
3958 | 1294.5152 | 0 | 0 | 0 | 0 | 0 | 0 | 114.894 | 0 | 1225.3959
3959 | 1450.4455 | 0 | 0 | 0 | 0 | 0 | 0 | 270.824 | 0 | 1225.3959
3960 | 1306.2835 | 0 | 0 | 0 | 0 | 0 | 0 | 1306.284 | 0 | 0
3961 | 956.176 | 0 | 0 | 0 | 0 | 0 | 0 | 956.176 | 0 | 0
3962 | 976.035 | 0 | 0 | 0 | 0 | 0 | 0 | 976.035 | 0 | 0
3963 | 779.6512 | 0 | 0 | 0 | 0 | 0 | 0 | 779.651 | 0 | 0
3964 | 1012.811 | 0 | 0 | 0 | 0 | 0 | 0 | 1012.811 | 0 | 0
3965 | 668.5877 | 0 | 0 | 0 | 0 | 0 | 0 | 668.588 | 0 | 0
3966 | 831.1376 | 0 | 0 | 0 | 0 | 0 | 0 | 831.138 | 0 | 0
3967 | 843.9182 | 55.91 | 150.9757 | 0 | -150.9757 | 0 | 0 | 843.918 | 0 | 0
3968 | 837.4805 | 155 | 460.7535 | 0 | -460.7535 | 0 | 0 | 837.481 | 0 | 0
3969 | 846.0043 | 286.97 | 862.7315 | 81.9025 | -780.829 | 0 | 0 | 767.162 | 0 | 0
3970 | 975.8383 | 412.96 | 1231.7201 | 1013.7051 | -218.015 | 0 | 0 | 0 | 0 | 0
3971 | 936.9532 | 625.9 | 1841.5806 | 973.3112 | -868.2694 | 0 | 0 | 0 | 0 | 0
3972 | 911.1879 | 534.32 | 1569.367 | 946.5464 | -622.8206 | 0 | 0 | 0 | 0 | 0
3973 | 1051.1298 | 479.88 | 1410.6771 | 1091.9178 | -318.7593 | 0 | 0 | 0 | 0 | 0
3974 | 1012.9324 | 430 | 1268.5572 | 1052.2386 | -216.3186 | 0 | 0 | 0 | 0 | 0
3975 | 1027.0912 | 465.07 | 1381.9188 | 1066.947 | -314.9718 | 0 | 0 | 0 | 0 | 0
3976 | 478.6691 | 237.27 | 707.6286 | 497.2436 | -210.385 | 0 | 0 | 0 | 0 | 0
3977 | 176.7969 | 172.93 | 514.387 | 183.6576 | -330.7295 | 0 | 0 | 0 | 0 | 0
3978 | 236.4577 | 41.04 | 102.9694 | 102.9694 | 0 | 0 | 0 | 137.335 | 0 | 0
3979 | 138.2778 | 0 | 0 | 0 | 0 | 0 | 0 | 138.278 | 0 | 0
3980 | 145.633 | 0 | 0 | 0 | 0 | 0 | 0 | 145.633 | 0 | 0
3981 | 115.4766 | 0 | 0 | 0 | 0 | 0 | 0 | 115.477 | 0 | 0
3982 | 110.328 | 0 | 0 | 0 | 0 | 0 | 0 | 110.328 | 0 | 0
3983 | 105.9149 | 0 | 0 | 0 | 0 | 0 | 0 | 105.915 | 0 | 0
3984 | 106.6504 | 0 | 0 | 0 | 0 | 0 | 0 | 106.65 | 0 | 0
3985 | 98.5597 | 0 | 0 | 0 | 0 | 0 | 0 | 98.56 | 0 | 0
3986 | 108.1214 | 0 | 0 | 0 | 0 | 0 | 0 | 108.121 | 0 | 0
3987 | 88.9979 | 0 | 0 | 0 | 0 | 0 | 0 | 88.998 | 0 | 0
3988 | 94.8821 | 0 | 0 | 0 | 0 | 0 | 0 | 94.882 | 0 | 0
3989 | 88.9979 | 0 | 0 | 0 | 0 | 0 | 0 | 88.998 | 0 | 0
3990 | 93.411 | 0 | 0 | 0 | 0 | 0 | 0 | 93.411 | 0 | 0
3991 | 80.6148 | 34.3 | 84.6221 | 83.7432 | -0.87883 | 0 | 0 | 0 | 0 | 0
3992 | 145.6072 | 93.19 | 266.3215 | 151.2572 | -115.0642 | 0 | 0 | 0 | 0 | 0
3993 | 662.3137 | 264.57 | 791.5796 | 688.0149 | -103.5647 | 0 | 0 | 0 | 0 | 0
3994 | 881.3451 | 498.6 | 1481.0831 | 915.5454 | -565.5378 | 0 | 0 | 0 | 0 | 0
3995 | 1021.1849 | 477.88 | 1410.7291 | 1060.8118 | -349.9172 | 0 | 0 | 0 | 0 | 0
3996 | 1073.9732 | 645.45 | 1889.1984 | 1115.6483 | -773.5501 | 0 | 0 | 0 | 0 | 0
3997 | 1076.9171 | 381.48 | 1126.7593 | 1118.7075 | -8.0518 | 0 | 0 | 0 | 0 | 0
3998 | 1076.9383 | 65.42 | 173.4981 | 173.4981 | 0 | 0 | 0 | 909.922 | 0 | 0
3999 | 1164.3879 | 46.13 | 116.7419 | 116.7419 | 0 | 0 | 0 | 1052.007 | 0 | 0
4000 | 1132.1777 | 29.41 | 68.1238 | 68.1238 | 0 | 0 | 0 | 1066.599 | 0 | 0
4001 | 1128.9285 | 107.28 | 311.281 | 311.281 | 0 | 0 | 0 | 829.276 | 0 | 0
4002 | 1028.4225 | 51.69 | 135.1724 | 135.1724 | 0 | 0 | 0 | 898.3 | 0 | 0
4003 | 1248.913 | 0 | 0 | 0 | 0 | 0 | 0 | 69.292 | 0 | 1225.3959
4004 | 980.4482 | 0 | 0 | 0 | 0 | 0 | 0 | 0 | 0 | 1018.494
4005 | 989.2744 | 0 | 0 | 0 | 0 | 0 | 0 | 0 | 0 | 1027.6625
4006 | 925.2842 | 0 | 0 | 0 | 0 | 0 | 0 | 0 | 0 | 961.1894
4007 | 992.2165 | 0 | 0 | 0 | 0 | 0 | 0 | 0 | 0 | 1030.7187
4008 | 1404.8432 | 0 | 0 | 0 | 0 | 0 | 0 | 1404.843 | 0 | 0
4009 | 1122.4035 | 0 | 0 | 0 | 0 | 0 | 0 | 1122.404 | 0 | 0
4010 | 848.7901 | 0 | 0 | 0 | 0 | 0 | 0 | 848.79 | 0 | 0
4011 | 1120.197 | 0 | 0 | 0 | 0 | 0 | 0 | 1120.197 | 0 | 0
4012 | 1104.0155 | 0 | 0 | 0 | 0 | 0 | 0 | 1104.016 | 0 | 0
4013 | 823.7824 | 0 | 0 | 0 | 0 | 0 | 0 | 823.782 | 0 | 0
4014 | 1180.5096 | 0 | 0 | 0 | 0 | 0 | 0 | 1180.51 | 0 | 0
4015 | 1004.4362 | 44.11 | 114.8575 | 0 | -114.8575 | 0 | 0 | 1004.436 | 0 | 0
4016 | 1200.8854 | 123.2 | 360.5099 | 0 | -360.5099 | 0 | 0 | 1200.885 | 0 | 0
4017 | 1296.0874 | 298.65 | 898.3739 | 0 | -898.3739 | 0 | 0 | 1296.087 | 0 | 0
4018 | 905.5732 | 418.47 | 1249.2063 | 23.8104 | -1225.3959 | 0 | 0 | 882.652 | 0 | 0
4019 | 1261.7184 | 642.86 | 1895.1788 | 669.7829 | -1225.3959 | 0 | 0 | 616.956 | 0 | 0
4020 | 1336.4693 | 725.12 | 2118.6392 | 1162.1358 | -956.5034 | 0 | 0 | 217.745 | 0 | 0
4021 | 1087.4829 | 704.67 | 2056.368 | 1129.6825 | -926.6855 | 0 | 0 | 0 | 0 | 0
4022 | 1175.372 | 464.56 | 1370.9241 | 1220.982 | -149.9421 | 0 | 0 | 0 | 0 | 0
4023 | 1147.4094 | 143.9 | 414.8415 | 414.8415 | 0 | 0 | 0 | 748.064 | 0 | 0
4024 | 998.7939 | 82.3 | 229.5945 | 229.5945 | 0 | 0 | 0 | 777.775 | 0 | 0
4025 | 1349.1184 | 67.1 | 185.0122 | 185.0122 | 0 | 0 | 0 | 1171.017 | 0 | 0
4026 | 1296.8027 | 21.55 | 44.8805 | 44.8805 | 0 | 0 | 0 | 1253.599 | 0 | 0
4027 | 1050.3226 | 0 | 0 | 0 | 0 | 0 | 0 | 0 | 0 | 1091.0805
4028 | 905.4251 | 0 | 0 | 0 | 0 | 0 | 0 | 0 | 0 | 940.5598
4029 | 1113.5773 | 0 | 0 | 0 | 0 | 0 | 0 | 0 | 0 | 1156.7891
4030 | 1034.8766 | 0 | 0 | 0 | 0 | 0 | 0 | 0 | 0 | 1075.0351
4031 | 1276.8627 | 0 | 0 | 0 | 0 | 0 | 0 | 97.241 | 0 | 1225.3959
4032 | 906.1606 | 0 | 0 | 0 | 0 | 0 | 0 | 906.161 | 0 | 0
4033 | 1189.3358 | 0 | 0 | 0 | 0 | 0 | 0 | 1189.336 | 0 | 0
4034 | 1040.0253 | 0 | 0 | 0 | 0 | 0 | 0 | 1040.025 | 0 | 0
4035 | 1162.8571 | 0 | 0 | 0 | 0 | 0 | 0 | 1162.857 | 0 | 0
4036 | 711.9834 | 0 | 0 | 0 | 0 | 0 | 0 | 711.983 | 0 | 0
4037 | 1019.4307 | 0 | 0 | 0 | 0 | 0 | 0 | 1019.431 | 0 | 0
4038 | 675.2074 | 0 | 0 | 0 | 0 | 0 | 0 | 675.207 | 0 | 0
4039 | 747.1449 | 63.21 | 172.7397 | 0 | -172.7397 | 0 | 0 | 747.145 | 0 | 0
4040 | 1067.6514 | 179.14 | 536.098 | 0 | -536.098 | 0 | 0 | 1067.651 | 0 | 0
4041 | 1143.193 | 397.11 | 1200.0885 | 0 | -1200.0885 | 0 | 0 | 1143.193 | 0 | 0
4042 | 1219.8369 | 465.15 | 1386.8978 | 161.5019 | -1225.3959 | 0 | 0 | 1064.368 | 0 | 0
4043 | 1490.4715 | 506.41 | 1497.0537 | 679.798 | -817.2557 | 0 | 0 | 836.068 | 0 | 0
4044 | 1150.4507 | 612.18 | 1799.026 | 1195.094 | -603.932 | 0 | 0 | 0 | 0 | 0
4045 | 1240.471 | 677.58 | 1985.6566 | 1288.6072 | -697.0494 | 0 | 0 | 0 | 0 | 0
4046 | 1223.9724 | 674.03 | 1985.0177 | 1271.4679 | -713.5498 | 0 | 0 | 0 | 0 | 0
4047 | 1179.3466 | 459.1 | 1367.5075 | 1225.1113 | -142.3962 | 0 | 0 | 0 | 0 | 0
4048 | 1321.3359 | 426.35 | 1288.3059 | 1288.3059 | 0 | 0 | 0 | 81.155 | 0 | 0
4049 | 1489.5089 | 74.66 | 207.0224 | 207.0224 | 0 | 0 | 0 | 1290.22 | 0 | 0
4050 | 1368.6657 | 18.61 | 36.0039 | 36.0039 | 0 | 0 | 0 | 1334.007 | 0 | 0
4051 | 1199.6331 | 0 | 0 | 0 | 0 | 0 | 0 | 165.756 | 0 | 1073.9963
4052 | 1119.4615 | 0 | 0 | 0 | 0 | 0 | 0 | 0 | 0 | 1162.9014
4053 | 1075.3302 | 0 | 0 | 0 | 0 | 0 | 0 | 0 | 0 | 1117.0579
4054 | 1176.832 | 0 | 0 | 0 | 0 | 0 | 0 | 0 | 0 | 1222.4987
4055 | 1138.585 | 0 | 0 | 0 | 0 | 0 | 0 | 0 | 0 | 1182.7675
4056 | 1338.6464 | 0 | 0 | 0 | 0 | 0 | 0 | 1338.646 | 0 | 0
4057 | 1243.0288 | 0 | 0 | 0 | 0 | 0 | 0 | 1243.029 | 0 | 0
4058 | 1127.5522 | 0 | 0 | 0 | 0 | 0 | 0 | 1127.552 | 0 | 0
4059 | 1088.5696 | 0 | 0 | 0 | 0 | 0 | 0 | 1088.57 | 0 | 0
4060 | 1187.8648 | 0 | 0 | 0 | 0 | 0 | 0 | 1187.865 | 0 | 0
4061 | 1379.1 | 0 | 0 | 0 | 0 | 0 | 0 | 1379.1 | 0 | 0
4062 | 1313.6387 | 0 | 0 | 0 | 0 | 0 | 0 | 1313.639 | 0 | 0
4063 | 1192.7735 | 95.03 | 262.3418 | 0 | -262.3418 | 0 | 0 | 1192.773 | 0 | 0
4064 | 1204.4444 | 294.23 | 889.2241 | 0 | -889.2241 | 0 | 0 | 1204.444 | 0 | 0
4065 | 914.0068 | 327.48 | 984.2218 | 0 | -984.2218 | 0 | 0 | 914.007 | 0 | 0
4066 | 1054.7081 | 707.1 | 2129.3804 | 1050.2513 | -1079.1291 | 0 | 0 | 43.69 | 0 | 0
4067 | 1164.4744 | 684.59 | 2017.9437 | 1209.6622 | -808.2815 | 0 | 0 | 0 | 0 | 0
4068 | 1401.6253 | 751.21 | 2200.23 | 1456.0157 | -744.2143 | 0 | 0 | 0 | 0 | 0
4069 | 1428.7283 | 738.84 | 2168.1933 | 1484.1694 | -684.0238 | 0 | 0 | 0 | 0 | 0
4070 | 1276.9675 | 690.89 | 2038.8257 | 1326.5194 | -712.3063 | 0 | 0 | 0 | 0 | 0
4071 | 1519.5135 | 600.39 | 1792.4036 | 1578.4784 | -213.9252 | 0 | 0 | 0 | 0 | 0
4072 | 1443.7099 | 497.67 | 1531.4548 | 1499.7328 | -31.722 | 0 | 0 | 0 | 0 | 0
4073 | 1342.0133 | 248.99 | 745.5803 | 745.5803 | 0 | 0 | 0 | 624.284 | 0 | 0
4074 | 1332.7466 | 67.7 | 177.4455 | 177.4455 | 0 | 0 | 0 | 1161.929 | 0 | 0
4075 | 1262.1523 | 0 | 0 | 0 | 0 | 0 | 0 | 436.552 | 0 | 857.6372
4076 | 1451.9165 | 0 | 0 | 0 | 0 | 0 | 0 | 272.295 | 0 | 1225.3959
4077 | 1443.0903 | 0 | 0 | 0 | 0 | 0 | 0 | 263.469 | 0 | 1225.3959
4078 | 1423.9667 | 0 | 0 | 0 | 0 | 0 | 0 | 244.345 | 0 | 1225.3959
4079 | 1318.0519 | 0 | 0 | 0 | 0 | 0 | 0 | 138.431 | 0 | 1225.3959
4080 | 1204.7818 | 0 | 0 | 0 | 0 | 0 | 0 | 1204.782 | 0 | 0
4081 | 1000.3072 | 0 | 0 | 0 | 0 | 0 | 0 | 1000.307 | 0 | 0
4082 | 1279.8048 | 0 | 0 | 0 | 0 | 0 | 0 | 1279.805 | 0 | 0
4083 | 1320.9939 | 0 | 0 | 0 | 0 | 0 | 0 | 1320.994 | 0 | 0
4084 | 1414.405 | 0 | 0 | 0 | 0 | 0 | 0 | 1414.405 | 0 | 0
4085 | 1349.6792 | 0 | 0 | 0 | 0 | 0 | 0 | 1349.679 | 0 | 0
4086 | 1217.2856 | 0 | 0 | 0 | 0 | 0 | 0 | 1217.286 | 0 | 0
4087 | 842.1704 | 74.49 | 205.4704 | 0 | -205.4704 | 0 | 0 | 842.17 | 0 | 0
4088 | 1414.8031 | 208.21 | 626.6527 | 0 | -626.6527 | 0 | 0 | 1414.803 | 0 | 0
4089 | 1229.2948 | 538.32 | 1658.5962 | 433.2003 | -1225.3959 | 0 | 0 | 812.277 | 0 | 0
4090 | 1233.0561 | 716.79 | 2170.2958 | 944.8999 | -1225.3959 | 0 | 0 | 323.453 | 0 | 0
4091 | 1290.0993 | 646.22 | 1912.2879 | 686.892 | -1225.3959 | 0 | 0 | 628.867 | 0 | 0
4092 | 1374.5232 | 332.65 | 982.2782 | 0 | -982.2782 | 0 | 0 | 1374.523 | 0 | 0
4093 | 1301.6783 | 711.06 | 2094.0507 | 1175.2497 | -918.801 | 0 | 0 | 170.331 | 0 | 0
4094 | 1473.8341 | 144.25 | 412.6787 | 412.6787 | 0 | 0 | 0 | 1076.571 | 0 | 0
4095 | 1200.2556 | 282.11 | 838.9522 | 838.9522 | 0 | 0 | 0 | 392.643 | 0 | 0
4096 | 1652.6215 | 44.13 | 111.6829 | 111.6829 | 0 | 0 | 0 | 1545.111 | 0 | 0
4097 | 1554.1529 | 35.28 | 86.896 | 86.896 | 0 | 0 | 0 | 1470.503 | 0 | 0
4098 | 1601.1342 | 13.71 | 21.9022 | 21.9022 | 0 | 0 | 0 | 1580.05 | 0 | 0
4099 | 1579.897 | 0 | 0 | 0 | 0 | 0 | 0 | 698.55 | 0 | 915.5474
4100 | 1123.8746 | 0 | 0 | 0 | 0 | 0 | 0 | 0 | 0 | 1167.4867
4101 | 1184.1872 | 0 | 0 | 0 | 0 | 0 | 0 | 4.566 | 0 | 1225.3959
4102 | 1214.3435 | 0 | 0 | 0 | 0 | 0 | 0 | 34.722 | 0 | 1225.3959
4103 | 1265.0944 | 0 | 0 | 0 | 0 | 0 | 0 | 85.473 | 0 | 1225.3959
4104 | 1221.6987 | 0 | 0 | 0 | 0 | 0 | 0 | 1221.699 | 0 | 0
4105 | 1285.689 | 0 | 0 | 0 | 0 | 0 | 0 | 1285.689 | 0 | 0
4106 | 1382.7776 | 0 | 0 | 0 | 0 | 0 | 0 | 1382.778 | 0 | 0
4107 | 1180.5096 | 0 | 0 | 0 | 0 | 0 | 0 | 1180.51 | 0 | 0
4108 | 1251.1195 | 0 | 0 | 0 | 0 | 0 | 0 | 1251.12 | 0 | 0
4109 | 1314.3743 | 0 | 0 | 0 | 0 | 0 | 0 | 1314.374 | 0 | 0
4110 | 1123.8746 | 0 | 0 | 0 | 0 | 0 | 0 | 1123.875 | 0 | 0
4111 | 1094.6009 | 113.88 | 269.2457 | 0 | -269.2457 | 0 | 0 | 1094.601 | 0 | 0
4112 | 1132.8406 | 228.03 | 688.9436 | 0 | -688.9436 | 0 | 0 | 1132.841 | 0 | 0
4113 | 1145.5301 | 290.25 | 873.266 | 0 | -873.266 | 0 | 0 | 1145.53 | 0 | 0
4114 | 1243.3736 | 553.1 | 1653.4302 | 428.0343 | -1225.3959 | 0 | 0 | 831.329 | 0 | 0
4115 | 952.8174 | 651.45 | 1925.7383 | 700.3424 | -1225.3959 | 0 | 0 | 278.637 | 0 | 0
4116 | 1336.7828 | 584.5 | 1723.4269 | 945.544 | -777.883 | 0 | 0 | 426.561 | 0 | 0
4117 | 1269.4781 | 655.05 | 1926.5714 | 1318.7398 | -607.8317 | 0 | 0 | 0 | 0 | 0
4118 | 1515.3156 | 645.25 | 1906.3002 | 1574.1175 | -332.1827 | 0 | 0 | 0 | 0 | 0
4119 | 1178.0217 | 547.26 | 1632.9792 | 1223.7338 | -409.2454 | 0 | 0 | 0 | 0 | 0
4120 | 1291.1281 | 189.27 | 560.056 | 560.056 | 0 | 0 | 0 | 751.993 | 0 | 0
4121 | 1202.7821 | 212.95 | 638.0162 | 638.0162 | 0 | 0 | 0 | 588.599 | 0 | 0
4122 | 1153.1952 | 34.3 | 82.8956 | 82.8956 | 0 | 0 | 0 | 1073.396 | 0 | 0
4123 | 1228.3184 | 0 | 0 | 0 | 0 | 0 | 0 | 48.697 | 0 | 1225.3959
4124 | 785.5354 | 0 | 0 | 0 | 0 | 0 | 0 | 0 | 0 | 816.0175
4125 | 1207.7239 | 0 | 0 | 0 | 0 | 0 | 0 | 28.103 | 0 | 1225.3959
4126 | 1132.7008 | 0 | 0 | 0 | 0 | 0 | 0 | 0 | 0 | 1176.6552
4127 | 1078.2723 | 0 | 0 | 0 | 0 | 0 | 0 | 0 | 0 | 1120.1141
4128 | 1233.4671 | 0 | 0 | 0 | 0 | 0 | 0 | 1233.467 | 0 | 0
4129 | 1003.9848 | 0 | 0 | 0 | 0 | 0 | 0 | 1003.985 | 0 | 0
4130 | 1147.4112 | 0 | 0 | 0 | 0 | 0 | 0 | 1147.411 | 0 | 0
4131 | 1050.3226 | 0 | 0 | 0 | 0 | 0 | 0 | 1050.323 | 0 | 0
4132 | 1001.0427 | 0 | 0 | 0 | 0 | 0 | 0 | 1001.043 | 0 | 0
4133 | 899.541 | 0 | 0 | 0 | 0 | 0 | 0 | 899.541 | 0 | 0
4134 | 956.9115 | 0 | 0 | 0 | 0 | 0 | 0 | 956.912 | 0 | 0
4135 | 789.213 | 47.02 | 123.8442 | 0 | -123.8442 | 0 | 0 | 789.213 | 0 | 0
4136 | 1053.7961 | 132.98 | 391.9192 | 0 | -391.9192 | 0 | 0 | 1053.796 | 0 | 0
4137 | 1095.8283 | 336.35 | 1016.1952 | 815.1397 | -201.0555 | 0 | 0 | 311.138 | 0 | 0
4138 | 1072.8488 | 453.14 | 1353.6675 | 1114.4806 | -239.1869 | 0 | 0 | 0 | 0 | 0
4139 | 1035.489 | 461.37 | 1365.8807 | 1075.6709 | -290.2098 | 0 | 0 | 0 | 0 | 0
4140 | 1331.4199 | 129.49 | 364.8822 | 364.8822 | 0 | 0 | 0 | 980.168 | 0 | 0
4141 | 846.3463 | 142.01 | 402.7872 | 402.7872 | 0 | 0 | 0 | 458.605 | 0 | 0
4142 | 916.9976 | 281.56 | 827.7581 | 827.7581 | 0 | 0 | 0 | 120.16 | 0 | 0
4143 | 791.3395 | 50.06 | 127.3003 | 127.3003 | 0 | 0 | 0 | 668.795 | 0 | 0
4144 | 216.0103 | 29.42 | 67.4569 | 67.4569 | 0 | 0 | 0 | 151.073 | 0 | 0
4145 | 168.3081 | 40.18 | 101.8184 | 101.8184 | 0 | 0 | 0 | 70.293 | 0 | 0
4146 | 126.4653 | 9.79 | 10.7215 | 10.7215 | 0 | 0 | 0 | 116.145 | 0 | 0
4147 | 136.0712 | 0 | 0 | 0 | 0 | 0 | 0 | 136.071 | 0 | 0
4148 | 92.6755 | 0 | 0 | 0 | 0 | 0 | 0 | 92.676 | 0 | 0
4149 | 88.2624 | 0 | 0 | 0 | 0 | 0 | 0 | 88.262 | 0 | 0
4150 | 94.1466 | 0 | 0 | 0 | 0 | 0 | 0 | 94.147 | 0 | 0
4151 | 83.8493 | 0 | 0 | 0 | 0 | 0 | 0 | 83.849 | 0 | 0
4152 | 91.94 | 0 | 0 | 0 | 0 | 0 | 0 | 91.94 | 0 | 0
4153 | 82.3782 | 0 | 0 | 0 | 0 | 0 | 0 | 82.378 | 0 | 0
4154 | 88.2624 | 0 | 0 | 0 | 0 | 0 | 0 | 88.262 | 0 | 0
4155 | 82.3782 | 0 | 0 | 0 | 0 | 0 | 0 | 82.378 | 0 | 0
4156 | 82.3782 | 0 | 0 | 0 | 0 | 0 | 0 | 82.378 | 0 | 0
4157 | 83.8493 | 0 | 0 | 0 | 0 | 0 | 0 | 83.849 | 0 | 0
4158 | 84.5848 | 0 | 0 | 0 | 0 | 0 | 0 | 84.585 | 0 | 0
4159 | 66.9323 | 34.3 | 84.6221 | 69.5293 | -15.0928 | 0 | 0 | 0 | 0 | 0
4160 | 82.3874 | 152.88 | 453.4092 | 85.585 | -367.8241 | 0 | 0 | 0 | 0 | 0
4161 | 584.9195 | 304.43 | 914.5388 | 607.6166 | -306.9221 | 0 | 0 | 0 | 0 | 0
4162 | 1157.201 | 359.65 | 1071.3276 | 1071.3276 | 0 | 0 | 0 | 125.892 | 0 | 0
4163 | 1150.5013 | 533.13 | 1577.2868 | 1195.1459 | -382.1409 | 0 | 0 | 0 | 0 | 0
4164 | 990.4614 | 653.68 | 1918.3659 | 1028.8956 | -889.4703 | 0 | 0 | 0 | 0 | 0
4165 | 1247.0319 | 765.86 | 2239.0668 | 1295.4228 | -943.644 | 0 | 0 | 0 | 0 | 0
4166 | 1015.0755 | 814.55 | 2423.0401 | 1054.4658 | -1225.3959 | 0 | 143.1785 | 0 | 0 | 0
4167 | 1035.2371 | 558.23 | 1664.1465 | 1075.4091 | -588.7374 | 0 | 0 | 0 | 0 | 0
4168 | 965.4739 | 406.47 | 1229.1564 | 1002.9379 | -226.2184 | 0 | 0 | 0 | 0 | 0
4169 | 874.7245 | 183.01 | 546.0893 | 546.0893 | 0 | 0 | 0 | 349.034 | 0 | 0
4170 | 1044.9992 | 46.73 | 120.5512 | 120.5512 | 0 | 0 | 0 | 928.952 | 0 | 0
4171 | 962.7957 | 0 | 0 | 0 | 0 | 0 | 0 | 0 | 0 | 1000.1571
4172 | 1037.8187 | 0 | 0 | 0 | 0 | 0 | 0 | 0 | 0 | 1078.0913
4173 | 715.661 | 0 | 0 | 0 | 0 | 0 | 0 | 0 | 0 | 743.432
4174 | 1001.7782 | 0 | 0 | 0 | 0 | 0 | 0 | 0 | 0 | 1040.6517
4175 | 876.0043 | 0 | 0 | 0 | 0 | 0 | 0 | 0 | 0 | 909.9971
4176 | 918.6645 | 0 | 0 | 0 | 0 | 0 | 0 | 918.664 | 0 | 0
4177 | 882.624 | 0 | 0 | 0 | 0 | 0 | 0 | 882.624 | 0 | 0
4178 | 1200.3686 | 0 | 0 | 0 | 0 | 0 | 0 | 1200.369 | 0 | 0
4179 | 1074.5947 | 0 | 0 | 0 | 0 | 0 | 0 | 1074.595 | 0 | 0
4180 | 1248.913 | 0 | 0 | 0 | 0 | 0 | 0 | 1248.913 | 0 | 0
4181 | 1179.0386 | 0 | 0 | 0 | 0 | 0 | 0 | 1179.039 | 0 | 0
4182 | 1068.7106 | 0 | 0 | 0 | 0 | 0 | 0 | 1068.711 | 0 | 0
4183 | 955.4405 | 78.36 | 216.5762 | 0 | -216.5762 | 0 | 0 | 955.44 | 0 | 0
4184 | 993.9174 | 221.3 | 665.3035 | 0 | -665.3035 | 0 | 0 | 993.917 | 0 | 0
4185 | 746.5353 | 276.12 | 822.8383 | 0 | -822.8383 | 0 | 0 | 746.535 | 0 | 0
4186 | 1054.2475 | 80.22 | 217.4966 | 0 | -217.4966 | 0 | 0 | 1054.247 | 0 | 0
4187 | 1269.1333 | 448.84 | 1309.8549 | 84.459 | -1225.3959 | 0 | 0 | 1187.83 | 0 | 0
4188 | 1079.2074 | 454.76 | 1320.3499 | 94.954 | -1225.3959 | 0 | 0 | 987.801 | 0 | 0
4189 | 1049.5751 | 293.41 | 849.8514 | 26.7606 | -823.0907 | 0 | 0 | 1023.814 | 0 | 0
4190 | 1119.0192 | 210.2 | 604.8409 | 604.8409 | 0 | 0 | 0 | 536.772 | 0 | 0
4191 | 1490.9597 | 211.52 | 612.8408 | 612.8408 | 0 | 0 | 0 | 901.012 | 0 | 0
4192 | 567.8021 | 239.37 | 704.8228 | 589.8354 | -114.9874 | 0 | 0 | 0 | 0 | 0
4193 | 1329.9719 | 244.93 | 724.8644 | 724.8644 | 0 | 0 | 0 | 632.185 | 0 | 0
4194 | 1208.3058 | 67.16 | 176.1844 | 176.1844 | 0 | 0 | 0 | 1038.703 | 0 | 0
4195 | 1031.9346 | 0 | 0 | 0 | 0 | 0 | 0 | 0 | 0 | 1071.979
4196 | 898.0699 | 0 | 0 | 0 | 0 | 0 | 0 | 0 | 0 | 932.9194
4197 | 1109.1642 | 0 | 0 | 0 | 0 | 0 | 0 | 0 | 0 | 1152.2048
4198 | 1198.8976 | 0 | 0 | 0 | 0 | 0 | 0 | 19.276 | 0 | 1225.3959
4199 | 1042.9674 | 0 | 0 | 0 | 0 | 0 | 0 | 0 | 0 | 1083.4391
4200 | 873.0622 | 0 | 0 | 0 | 0 | 0 | 0 | 873.062 | 0 | 0
4201 | 1123.8746 | 0 | 0 | 0 | 0 | 0 | 0 | 1123.875 | 0 | 0
4202 | 782.5933 | 0 | 0 | 0 | 0 | 0 | 0 | 782.593 | 0 | 0
4203 | 1155.5019 | 0 | 0 | 0 | 0 | 0 | 0 | 1155.502 | 0 | 0
4204 | 1004.7203 | 0 | 0 | 0 | 0 | 0 | 0 | 1004.72 | 0 | 0
4205 | 945.8787 | 0 | 0 | 0 | 0 | 0 | 0 | 945.879 | 0 | 0
4206 | 1001.0427 | 0 | 0 | 0 | 0 | 0 | 0 | 1001.043 | 0 | 0
4207 | 1244.4999 | 106.82 | 251.0843 | 0 | -251.0843 | 0 | 0 | 1244.5 | 0 | 0
4208 | 641.0608 | 235.99 | 707.1881 | 0 | -707.1881 | 0 | 0 | 641.061 | 0 | 0
4209 | 822.6911 | 527.05 | 1592.3173 | 366.9214 | -1225.3959 | 0 | 0 | 469.477 | 0 | 0
4210 | 1162.7946 | 707.42 | 2086.9598 | 1018.7205 | -1068.2393 | 0 | 0 | 182.129 | 0 | 0
4211 | 1141.8157 | 655.65 | 1892.266 | 1186.1239 | -706.1421 | 0 | 0 | 0 | 0 | 0
4212 | 1203.114 | 681.89 | 1955.4616 | 1249.8005 | -705.6611 | 0 | 0 | 0 | 0 | 0
4213 | 999.0366 | 666.38 | 1910.7754 | 1037.8033 | -872.972 | 0 | 0 | 0 | 0 | 0
4214 | 1206.6721 | 620.59 | 1792.4825 | 1253.4966 | -538.9859 | 0 | 0 | 0 | 0 | 0
4215 | 1353.2033 | 483.38 | 1413.0425 | 1405.7137 | -7.3288 | 0 | 0 | 0 | 0 | 0
4216 | 1525.3618 | 486.75 | 1445.0387 | 1445.0387 | 0 | 0 | 0 | 134.303 | 0 | 0
4217 | 1270.7349 | 179.62 | 528.3849 | 528.3849 | 0 | 0 | 0 | 762.088 | 0 | 0
4218 | 1248.3052 | 63.34 | 166.1651 | 166.1651 | 0 | 0 | 0 | 1088.347 | 0 | 0
4219 | 1187.8648 | 0 | 0 | 0 | 0 | 0 | 0 | 13.198 | 0 | 1220.2486
4220 | 1119.4615 | 0 | 0 | 0 | 0 | 0 | 0 | 0 | 0 | 1162.9014
4221 | 1184.1872 | 0 | 0 | 0 | 0 | 0 | 0 | 4.566 | 0 | 1225.3959
4222 | 1246.7064 | 0 | 0 | 0 | 0 | 0 | 0 | 67.085 | 0 | 1225.3959
4223 | 890.7147 | 0 | 0 | 0 | 0 | 0 | 0 | 0 | 0 | 925.279
4224 | 1162.1216 | 0 | 0 | 0 | 0 | 0 | 0 | 1162.122 | 0 | 0
4225 | 1210.6659 | 0 | 0 | 0 | 0 | 0 | 0 | 1210.666 | 0 | 0
4226 | 1075.3302 | 0 | 0 | 0 | 0 | 0 | 0 | 1075.33 | 0 | 0
4227 | 1067.2395 | 0 | 0 | 0 | 0 | 0 | 0 | 1067.24 | 0 | 0
4228 | 1099.6024 | 0 | 0 | 0 | 0 | 0 | 0 | 1099.602 | 0 | 0
4229 | 772.296 | 0 | 0 | 0 | 0 | 0 | 0 | 772.296 | 0 | 0
4230 | 1059.8843 | 0 | 0 | 0 | 0 | 0 | 0 | 1059.884 | 0 | 0
4231 | 649.4642 | 100.95 | 273.8082 | 273.8082 | 0 | 0 | 0 | 385.884 | 0 | 0
4232 | 882.1064 | 311.87 | 927.26 | 916.3359 | -10.9241 | 0 | 0 | 0 | 0 | 0
4233 | 827.5326 | 523.57 | 1595.4202 | 859.6452 | -735.775 | 0 | 0 | 0 | 0 | 0
4234 | 1054.0186 | 704.64 | 2094.9233 | 1094.9199 | -1000.0033 | 0 | 0 | 0 | 0 | 0
4235 | 1307.932 | 833.54 | 2426.0547 | 1358.686 | -1067.3688 | 0 | 0 | 0 | 0 | 0
4236 | 1422.7357 | 897.42 | 2574.5955 | 1477.9449 | -1096.6506 | 0 | 0 | 0 | 0 | 0
4237 | 1374.2539 | 892.27 | 2545.7334 | 1427.5816 | -1118.1518 | 0 | 0 | 0 | 0 | 0
4238 | 1156.3257 | 809.96 | 2328.9462 | 1201.1969 | -1127.7493 | 0 | 0 | 0 | 0 | 0
4239 | 1129.0885 | 672.44 | 1964.7028 | 1172.902 | -252.7672 | 0 | 539.0337 | 0 | 0 | 0
4240 | 1626.5602 | 487.8 | 1462.5446 | 1462.5446 | 0 | 0 | 0 | 218.649 | 0 | 0
4241 | 1795.9293 | 268.1 | 792.58 | 792.58 | 0 | 0 | 0 | 1032.957 | 0 | 0
4242 | 1420.2091 | 46.76 | 119.7056 | 119.7056 | 0 | 0 | 0 | 1304.975 | 0 | 0
4243 | 1461.4783 | 0 | 0 | 0 | 0 | 0 | 0 | 635.878 | 0 | 857.6372
4244 | 1213.608 | 0 | 0 | 0 | 0 | 0 | 0 | 33.987 | 0 | 1225.3959
4245 | 1603.4336 | 0 | 0 | 0 | 0 | 0 | 0 | 423.812 | 0 | 1225.3959
4246 | 1394.5459 | 0 | 0 | 0 | 0 | 0 | 0 | 214.925 | 0 | 1225.3959
4247 | 1470.3045 | 0 | 0 | 0 | 0 | 0 | 0 | 290.683 | 0 | 1225.3959
4248 | 1418.0826 | 0 | 0 | 0 | 0 | 0 | 0 | 1418.083 | 0 | 0
4249 | 1318.7874 | 0 | 0 | 0 | 0 | 0 | 0 | 1318.787 | 0 | 0
4250 | 1217.2856 | 0 | 0 | 0 | 0 | 0 | 0 | 1217.286 | 0 | 0
4251 | 1218.7567 | 0 | 0 | 0 | 0 | 0 | 0 | 1218.757 | 0 | 0
4252 | 1394.5459 | 0 | 0 | 0 | 0 | 0 | 0 | 1394.546 | 0 | 0
4253 | 1187.1293 | 0 | 0 | 0 | 0 | 0 | 0 | 1187.129 | 0 | 0
4254 | 1418.0826 | 0 | 0 | 0 | 0 | 0 | 0 | 1418.083 | 0 | 0
4255 | 920.1355 | 106.25 | 283.9344 | 283.9344 | 0 | 0 | 0 | 646.807 | 0 | 0
4256 | 761.6585 | 313.95 | 932.0094 | 791.215 | -140.7944 | 0 | 0 | 0 | 0 | 0
4257 | 976.5554 | 527.78 | 1604.6334 | 1014.45 | -590.1834 | 0 | 0 | 0 | 0 | 0
4258 | 1245.0055 | 708.65 | 2100.7198 | 1293.3171 | -807.4027 | 0 | 0 | 0 | 0 | 0
4259 | 1420.1043 | 835.6 | 2428.2092 | 1475.2108 | -952.9984 | 0 | 0 | 0 | 0 | 0
4260 | 1490.1332 | 900.98 | 2598.1639 | 1547.9572 | -1050.2067 | 0 | 0 | 0 | 0 | 0
4261 | 860.9694 | 895.98 | 2587.0227 | 894.3797 | -1225.3959 | 0 | 467.2471 | 0 | 0 | 0
4262 | 1268.3941 | 816.9 | 2385.4842 | 1317.6137 | -1067.8705 | 0 | 0 | 0 | 0 | 0
4263 | 1179.3631 | 680.79 | 2024.7084 | 1225.1279 | -574.539 | 0 | 225.0415 | 0 | 0 | 0
4264 | 1177.8001 | 494.37 | 1499.6964 | 1223.5053 | 0 | 0 | 276.1912 | 0 | 0 | 0
4265 | 933.8677 | 272.08 | 807.892 | 807.892 | 0 | 0 | 0 | 156.155 | 0 | 0
4266 | 1077.5727 | 29.39 | 67.862 | 67.862 | 0 | 0 | 0 | 1012.246 | 0 | 0
4267 | 1109.8997 | 0 | 0 | 0 | 0 | 0 | 0 | 200.756 | 0 | 944.4231
4268 | 1127.5522 | 0 | 0 | 0 | 0 | 0 | 0 | 0 | 0 | 1171.3064
4269 | 1183.4517 | 0 | 0 | 0 | 0 | 0 | 0 | 3.83 | 0 | 1225.3959
4270 | 1332.0267 | 0 | 0 | 0 | 0 | 0 | 0 | 152.405 | 0 | 1225.3959
4271 | 1148.1467 | 0 | 0 | 0 | 0 | 0 | 0 | 0 | 0 | 1192.7006
4272 | 1170.2123 | 0 | 0 | 0 | 0 | 0 | 0 | 1170.212 | 0 | 0
4273 | 1298.1928 | 0 | 0 | 0 | 0 | 0 | 0 | 1298.193 | 0 | 0
4274 | 1256.2682 | 0 | 0 | 0 | 0 | 0 | 0 | 1256.268 | 0 | 0
4275 | 1237.1447 | 0 | 0 | 0 | 0 | 0 | 0 | 1237.145 | 0 | 0
4276 | 1329.0847 | 0 | 0 | 0 | 0 | 0 | 0 | 1329.085 | 0 | 0
4277 | 1320.2584 | 0 | 0 | 0 | 0 | 0 | 0 | 1320.258 | 0 | 0
4278 | 1256.2682 | 0 | 0 | 0 | 0 | 0 | 0 | 1256.268 | 0 | 0
4279 | 957.647 | 106.65 | 251.9735 | 0 | -251.9735 | 0 | 0 | 957.647 | 0 | 0
4280 | 1212.8063 | 314.24 | 931.9138 | 0 | -931.9138 | 0 | 0 | 1212.806 | 0 | 0
4281 | 817.3512 | 528.81 | 1608.3118 | 754.513 | -853.7988 | 0 | 0 | 91.023 | 0 | 0
4282 | 1350.9121 | 709.68 | 2104.4938 | 1403.3338 | -701.16 | 0 | 0 | 0 | 0 | 0
4283 | 1576.5504 | 848.41 | 2462.2612 | 1637.7276 | -824.5336 | 0 | 0 | 0 | 0 | 0
4284 | 1514.752 | 912.78 | 2620.8878 | 1573.5316 | -1047.3562 | 0 | 0 | 0 | 0 | 0
4285 | 1347.5913 | 777.03 | 2214.2882 | 1399.885 | -814.4032 | 0 | 0 | 0 | 0 | 0
4286 | 1384.7626 | 777.64 | 2211.1136 | 1438.4984 | -772.6152 | 0 | 0 | 0 | 0 | 0
4287 | 1490.5497 | 602.48 | 1760.0261 | 1548.3904 | -211.6357 | 0 | 0 | 0 | 0 | 0
4288 | 1528.8197 | 325.07 | 963.748 | 963.748 | 0 | 0 | 0 | 601.073 | 0 | 0
4289 | 1453.0225 | 47.74 | 123.1732 | 123.1732 | 0 | 0 | 0 | 1334.45 | 0 | 0
4290 | 1062.5736 | 5.87 | 0 | 0 | 0 | 0 | 0 | 1062.574 | 0 | 0
4291 | 1421.0247 | 0 | 0 | 0 | 0 | 0 | 0 | 578.66 | 0 | 875.0517
4292 | 1195.22 | 0 | 0 | 0 | 0 | 0 | 0 | 15.599 | 0 | 1225.3959
4293 | 1395.2815 | 0 | 0 | 0 | 0 | 0 | 0 | 215.66 | 0 | 1225.3959
4294 | 1417.3471 | 0 | 0 | 0 | 0 | 0 | 0 | 237.726 | 0 | 1225.3959
4295 | 1162.8571 | 0 | 0 | 0 | 0 | 0 | 0 | 0 | 0 | 1207.9814
4296 | 1393.0749 | 0 | 0 | 0 | 0 | 0 | 0 | 1393.075 | 0 | 0
4297 | 1050.3226 | 0 | 0 | 0 | 0 | 0 | 0 | 1050.323 | 0 | 0
4298 | 1021.6373 | 0 | 0 | 0 | 0 | 0 | 0 | 1021.637 | 0 | 0
4299 | 1457.0651 | 0 | 0 | 0 | 0 | 0 | 0 | 1457.065 | 0 | 0
4300 | 1272.4496 | 0 | 0 | 0 | 0 | 0 | 0 | 1272.45 | 0 | 0
4301 | 1186.3938 | 0 | 0 | 0 | 0 | 0 | 0 | 1186.394 | 0 | 0
4302 | 1309.2256 | 0 | 0 | 0 | 0 | 0 | 0 | 1309.226 | 0 | 0
4303 | 1074.5947 | 36.26 | 90.2202 | 90.2202 | 0 | 0 | 0 | 987.744 | 0 | 0
4304 | 998.1356 | 321.32 | 951.9077 | 951.9077 | 0 | 0 | 0 | 81.786 | 0 | 0
4305 | 975.2784 | 536.19 | 1634.8803 | 1013.1234 | -621.7568 | 0 | 0 | 0 | 0 | 0
4306 | 1046.5245 | 720.01 | 2139.7404 | 1087.1351 | -1052.6053 | 0 | 0 | 0 | 0 | 0
4307 | 950.4987 | 846.9 | 2469.4591 | 987.3829 | -1225.3959 | 0 | 256.6803 | 0 | 0 | 0
4308 | 1002.5404 | 910.74 | 2631.3714 | 1041.4444 | -1225.3959 | 0 | 364.5311 | 0 | 0 | 0
4309 | 1043.7397 | 906.98 | 2624.6337 | 1084.2421 | -1225.3959 | 0 | 314.9957 | 0 | 0 | 0
4310 | 1077.3961 | 835.51 | 2441.9744 | 1119.2051 | -1058.8402 | 0 | 263.9291 | 0 | 0 | 0
4311 | 1015.4608 | 698.92 | 2079.282 | 1054.8657 | 0 | 0 | 1024.4163 | 0 | 0 | 0
4312 | 206.3667 | 511.52 | 1555.5675 | 214.375 | 0 | 0 | 1341.1925 | 0 | 0 | 0
4313 | 168.6547 | 241.03 | 717.1513 | 175.1996 | 0 | 0 | 541.9517 | 0 | 0 | 0
4314 | 147.1628 | 5.87 | 0 | 0 | 0 | 0 | 0 | 0 | 0 | 152.8736
4315 | 189.7642 | 0 | 0 | 0 | 0 | 0 | 0 | 0 | 0 | 197.1277
4316 | 137.5422 | 0 | 0 | 0 | 0 | 0 | 0 | 0 | 0 | 142.8793
4317 | 106.6504 | 0 | 0 | 0 | 0 | 0 | 0 | 0 | 0 | 110.7885
4318 | 100.7662 | 0 | 0 | 0 | 0 | 0 | 0 | 0 | 0 | 104.6762
4319 | 91.2045 | 0 | 0 | 0 | 0 | 0 | 0 | 0 | 0 | 94.7431
4320 | 100.0307 | 0 | 0 | 0 | 0 | 0 | 0 | 0 | 0 | 103.9127
4321 | 92.6755 | 0 | 0 | 0 | 0 | 0 | 0 | 0 | 0 | 96.2723
4322 | 100.7662 | 0 | 0 | 0 | 0 | 0 | 0 | 0 | 0 | 104.6762
4323 | 91.94 | 0 | 0 | 0 | 0 | 0 | 0 | 0 | 0 | 95.5077
4324 | 95.6176 | 0 | 0 | 0 | 0 | 0 | 0 | 0 | 0 | 99.3284
4325 | 86.0558 | 0 | 0 | 0 | 0 | 0 | 0 | 0 | 0 | 89.3954
4326 | 93.411 | 0 | 0 | 0 | 0 | 0 | 0 | 0 | 0 | 97.0358
4327 | 86.0558 | 107.55 | 247.141 | 89.3954 | -157.7456 | 0 | 0 | 0 | 0 | 0
4328 | 91.951 | 318.51 | 944.6236 | 95.5191 | -849.1045 | 0 | 0 | 0 | 0 | 0
4329 | 200.9569 | 534.62 | 1633.3605 | 208.7551 | -650.4881 | 0 | 774.1173 | 0 | 0 | 0
4330 | 878.5446 | 716.82 | 2135.5655 | 912.6357 | 0 | 0 | 1222.9298 | 0 | 0 | 0
4331 | 1068.5028 | 847.59 | 2473.5863 | 1109.966 | 0 | 0 | 1363.6203 | 0 | 0 | 0
4332 | 1462.838 | 911.81 | 2634.2115 | 1519.6031 | 0 | 0 | 1114.6084 | 0 | 0 | 0
4333 | 1268.6028 | 906.34 | 2624.5547 | 1317.8308 | 0 | 0 | 1306.7239 | 0 | 0 | 0
4334 | 1480.9778 | 824.44 | 2409.7351 | 1538.4459 | 0 | 0 | 871.2892 | 0 | 0 | 0
4335 | 1662.323 | 540.9 | 1590.8609 | 1590.8609 | 0 | 0 | 0 | 130.889 | 0 | 0
4336 | 1889.88 | 423.43 | 1265.7161 | 1265.7161 | 0 | 0 | 0 | 671.445 | 0 | 0
4337 | 1479.2732 | 15.67 | 27.6997 | 27.6997 | 0 | 0 | 0 | 1452.608 | 0 | 0
4338 | 1404.2291 | 30.37 | 70.6356 | 70.6356 | 0 | 0 | 0 | 1336.232 | 0 | 0
4339 | 1635.7965 | 0 | 0 | 0 | 0 | 0 | 0 | 810.196 | 0 | 857.6372
4340 | 1688.7539 | 0 | 0 | 0 | 0 | 0 | 0 | 509.133 | 0 | 1225.3959
4341 | 1451.9165 | 0 | 0 | 0 | 0 | 0 | 0 | 272.295 | 0 | 1225.3959
4342 | 1428.3799 | 0 | 0 | 0 | 0 | 0 | 0 | 248.759 | 0 | 1225.3959
4343 | 1283.4824 | 0 | 0 | 0 | 0 | 0 | 0 | 103.861 | 0 | 1225.3959
4344 | 1275.3917 | 0 | 0 | 0 | 0 | 0 | 0 | 1275.392 | 0 | 0
4345 | 1141.0098 | 0 | 0 | 0 | 0 | 0 | 0 | 1141.01 | 0 | 0
4346 | 1317.8249 | 0 | 0 | 0 | 0 | 0 | 0 | 1317.825 | 0 | 0
4347 | 1357.1939 | 0 | 0 | 0 | 0 | 0 | 0 | 1357.194 | 0 | 0
4348 | 1237.7056 | 0 | 0 | 0 | 0 | 0 | 0 | 1237.706 | 0 | 0
4349 | 1136.175 | 0 | 0 | 0 | 0 | 0 | 0 | 1136.175 | 0 | 0
4350 | 1195.5738 | 0 | 0 | 0 | 0 | 0 | 0 | 1195.574 | 0 | 0
4351 | 1022.9029 | 84.42 | 231.0748 | 0 | -231.0748 | 0 | 0 | 1022.903 | 0 | 0
4352 | 1129.8233 | 224.13 | 678.0445 | 0 | -678.0445 | 0 | 0 | 1129.823 | 0 | 0
4353 | 1224.9167 | 375.28 | 1134.246 | 0 | -1134.246 | 0 | 0 | 1224.917 | 0 | 0
4354 | 1366.0648 | 547.51 | 1630 | 894.0047 | -735.9952 | 0 | 0 | 505.456 | 0 | 0
4355 | 1337.9229 | 848.09 | 2511.3635 | 1389.8408 | -1121.5227 | 0 | 0 | 0 | 0 | 0
4356 | 1315.4265 | 911.03 | 2671.0018 | 1366.4718 | -1225.3959 | 0 | 79.1341 | 0 | 0 | 0
4357 | 1307.2764 | 734.96 | 2137.8072 | 1358.0045 | -779.8027 | 0 | 0 | 0 | 0 | 0
4358 | 1149.254 | 577.88 | 1697.1597 | 1193.8505 | -503.3092 | 0 | 0 | 0 | 0 | 0
4359 | 1075.5123 | 268.57 | 793.6468 | 793.6468 | 0 | 0 | 0 | 311.512 | 0 | 0
4360 | 1067.8206 | 307.5 | 922.094 | 922.094 | 0 | 0 | 0 | 180.172 | 0 | 0
4361 | 1122.6445 | 15.67 | 28.2274 | 28.2274 | 0 | 0 | 0 | 1095.472 | 0 | 0
4362 | 1180.3883 | 45.86 | 118.3531 | 118.3531 | 0 | 0 | 0 | 1066.457 | 0 | 0
4363 | 1047.7675 | 0 | 0 | 0 | 0 | 0 | 0 | 30.915 | 0 | 1056.3117
4364 | 988.3687 | 0 | 0 | 0 | 0 | 0 | 0 | 0 | 0 | 1026.7224
4365 | 1236.3242 | 0 | 0 | 0 | 0 | 0 | 0 | 56.703 | 0 | 1225.3959
4366 | 1285.3627 | 0 | 0 | 0 | 0 | 0 | 0 | 105.741 | 0 | 1225.3959
4367 | 1237.0149 | 0 | 0 | 0 | 0 | 0 | 0 | 57.394 | 0 | 1225.3959
4368 | 955.9065 | 0 | 0 | 0 | 0 | 0 | 0 | 955.907 | 0 | 0
4369 | 1144.4632 | 0 | 0 | 0 | 0 | 0 | 0 | 1144.463 | 0 | 0
4370 | 1100.2595 | 0 | 0 | 0 | 0 | 0 | 0 | 1100.259 | 0 | 0
4371 | 1259.8074 | 0 | 0 | 0 | 0 | 0 | 0 | 1259.807 | 0 | 0
4372 | 1195.5738 | 0 | 0 | 0 | 0 | 0 | 0 | 1195.574 | 0 | 0
4373 | 1084.3737 | 0 | 0 | 0 | 0 | 0 | 0 | 1084.374 | 0 | 0
4374 | 1230.7987 | 0 | 0 | 0 | 0 | 0 | 0 | 1230.799 | 0 | 0
4375 | 855.7574 | 55.75 | 150.4885 | 0 | -150.4885 | 0 | 0 | 855.757 | 0 | 0
4376 | 848.1616 | 197.27 | 593.973 | 0 | -593.973 | 0 | 0 | 848.162 | 0 | 0
4377 | 955.36 | 318.02 | 957.2056 | 0 | -957.2056 | 0 | 0 | 955.36 | 0 | 0
4378 | 1003.5499 | 167.49 | 486.7662 | 0 | -486.7662 | 0 | 0 | 1003.55 | 0 | 0
4379 | 826.6632 | 552.84 | 1624.8579 | 399.462 | -1225.3959 | 0 | 0 | 442.124 | 0 | 0
4380 | 1123.7505 | 740.25 | 2145.8579 | 1100.5752 | -1045.2827 | 0 | 0 | 64.287 | 0 | 0
4381 | 1103.3684 | 779.66 | 2250.4822 | 1146.1839 | -1104.2983 | 0 | 0 | 0 | 0 | 0
4382 | 1414.2487 | 677.27 | 1970.1867 | 1469.1286 | -501.0581 | 0 | 0 | 0 | 0 | 0
4383 | 1156.956 | 479.36 | 1414.5581 | 1201.8514 | -212.7067 | 0 | 0 | 0 | 0 | 0
4384 | 1089.7222 | 422.09 | 1264.2243 | 1132.0084 | -132.216 | 0 | 0 | 0 | 0 | 0
4385 | 1137.5314 | 46.42 | 120.7964 | 120.7964 | 0 | 0 | 0 | 1021.247 | 0 | 0
4386 | 926.8434 | 5.87 | 0 | 0 | 0 | 0 | 0 | 926.843 | 0 | 0
4387 | 835.7275 | 0 | 0 | 0 | 0 | 0 | 0 | 0 | 0 | 868.1582
4388 | 1471.8474 | 0 | 0 | 0 | 0 | 0 | 0 | 292.226 | 0 | 1225.3959
4389 | 1105.0942 | 0 | 0 | 0 | 0 | 0 | 0 | 0 | 0 | 1147.9769
4390 | 823.2952 | 0 | 0 | 0 | 0 | 0 | 0 | 0 | 0 | 855.2428
4391 | 927.5885 | 0 | 0 | 0 | 0 | 0 | 0 | 0 | 0 | 963.5828
4392 | 973.8643 | 0 | 0 | 0 | 0 | 0 | 0 | 973.864 | 0 | 0
4393 | 1145.1539 | 0 | 0 | 0 | 0 | 0 | 0 | 1145.154 | 0 | 0
4394 | 1047.7675 | 0 | 0 | 0 | 0 | 0 | 0 | 1047.767 | 0 | 0
4395 | 804.6468 | 0 | 0 | 0 | 0 | 0 | 0 | 804.647 | 0 | 0
4396 | 1138.2471 | 0 | 0 | 0 | 0 | 0 | 0 | 1138.247 | 0 | 0
4397 | 993.2035 | 0 | 0 | 0 | 0 | 0 | 0 | 993.203 | 0 | 0
4398 | 968.3388 | 0 | 0 | 0 | 0 | 0 | 0 | 968.339 | 0 | 0
4399 | 1081.611 | 105.86 | 237.7128 | 0 | -237.7128 | 0 | 0 | 1081.611 | 0 | 0
4400 | 1051.0551 | 319.03 | 948.5711 | 0 | -948.5711 | 0 | 0 | 1051.055 | 0 | 0
4401 | 1124.1761 | 272.56 | 817.3472 | 0 | -817.3472 | 0 | 0 | 1124.176 | 0 | 0
4402 | 1099.9253 | 548.3 | 1630.2025 | 1108.4483 | -521.7542 | 0 | 0 | 32.884 | 0 | 0
4403 | 1173.32 | 623.67 | 1831.1925 | 1218.8504 | -612.3422 | 0 | 0 | 0 | 0 | 0
4404 | 1174.9733 | 798.5 | 2309.4125 | 1220.5675 | -1088.845 | 0 | 0 | 0 | 0 | 0
4405 | 1130.4682 | 460.67 | 1353.9968 | 1174.3355 | -179.6613 | 0 | 0 | 0 | 0 | 0
4406 | 1162.7327 | 830.02 | 2445.6996 | 1207.8526 | -1225.3959 | 0 | 12.4511 | 0 | 0 | 0
4407 | 1439.1789 | 415.36 | 1233.4342 | 1233.4342 | 0 | 0 | 0 | 251.82 | 0 | 0
4408 | 1406.8437 | 233.3 | 693.9943 | 693.9943 | 0 | 0 | 0 | 738.773 | 0 | 0
4409 | 1304.5051 | 104.49 | 300.334 | 300.334 | 0 | 0 | 0 | 1015.39 | 0 | 0
4410 | 1480.7011 | 5.87 | 0 | 0 | 0 | 0 | 0 | 1480.701 | 0 | 0
4411 | 1355.1218 | 0 | 0 | 0 | 0 | 0 | 0 | 226.445 | 0 | 1172.475
4412 | 982.8432 | 0 | 0 | 0 | 0 | 0 | 0 | 0 | 0 | 1020.982
4413 | 1227.3453 | 0 | 0 | 0 | 0 | 0 | 0 | 47.724 | 0 | 1225.3959
4414 | 1230.108 | 0 | 0 | 0 | 0 | 0 | 0 | 50.487 | 0 | 1225.3959
4415 | 1073.3228 | 0 | 0 | 0 | 0 | 0 | 0 | 0 | 0 | 1114.973
4416 | 1058.8184 | 0 | 0 | 0 | 0 | 0 | 0 | 1058.818 | 0 | 0
4417 | 752.1548 | 0 | 0 | 0 | 0 | 0 | 0 | 752.155 | 0 | 0
4418 | 1158.2769 | 0 | 0 | 0 | 0 | 0 | 0 | 1158.277 | 0 | 0
4419 | 1156.8955 | 0 | 0 | 0 | 0 | 0 | 0 | 1156.896 | 0 | 0
4420 | 1170.7092 | 0 | 0 | 0 | 0 | 0 | 0 | 1170.709 | 0 | 0
4421 | 1391.7281 | 0 | 0 | 0 | 0 | 0 | 0 | 1391.728 | 0 | 0
4422 | 1459.4151 | 0 | 0 | 0 | 0 | 0 | 0 | 1459.415 | 0 | 0
4423 | 1333.7106 | 76.7 | 210.6561 | 0 | -210.6561 | 0 | 0 | 1333.711 | 0 | 0
4424 | 1049.1048 | 229.79 | 694.3039 | 0 | -694.3039 | 0 | 0 | 1049.105 | 0 | 0
4425 | 1288.2412 | 534.43 | 1648.5457 | 423.1498 | -1225.3959 | 0 | 0 | 880.899 | 0 | 0
4426 | 1625.402 | 417.12 | 1245.8572 | 20.4613 | -1225.3959 | 0 | 0 | 1605.705 | 0 | 0
4427 | 1252.525 | 325.21 | 961.4315 | 0 | -961.4315 | 0 | 0 | 1252.525 | 0 | 0
4428 | 1499.6906 | 475.39 | 1402.2534 | 715.4466 | -686.8068 | 0 | 0 | 810.969 | 0 | 0
4429 | 1174.5986 | 389.54 | 1148.3166 | 1148.3166 | 0 | 0 | 0 | 69.178 | 0 | 0
4430 | 1162.5522 | 729.09 | 2138.8668 | 1207.6645 | -931.2022 | 0 | 0 | 0 | 0 | 0
4431 | 1383.5979 | 645.07 | 1911.4859 | 1437.2882 | -474.1977 | 0 | 0 | 0 | 0 | 0
4432 | 1184.4607 | 29.42 | 67.6158 | 67.6158 | 0 | 0 | 0 | 1119.371 | 0 | 0
4433 | 1396.2434 | 184.82 | 551.3986 | 551.3986 | 0 | 0 | 0 | 865.442 | 0 | 0
4434 | 1222.7384 | 27.43 | 62.5454 | 62.5454 | 0 | 0 | 0 | 1162.53 | 0 | 0
4435 | 1330.2572 | 0 | 0 | 0 | 0 | 0 | 0 | 244.47 | 0 | 1127.9207
4436 | 1078.8483 | 0 | 0 | 0 | 0 | 0 | 0 | 0 | 0 | 1120.7124
4437 | 1160.349 | 0 | 0 | 0 | 0 | 0 | 0 | 0 | 0 | 1205.3761
4438 | 1320.5876 | 0 | 0 | 0 | 0 | 0 | 0 | 140.966 | 0 | 1225.3959
4439 | 1039.4793 | 0 | 0 | 0 | 0 | 0 | 0 | 0 | 0 | 1079.8157
4440 | 1082.9924 | 0 | 0 | 0 | 0 | 0 | 0 | 1082.992 | 0 | 0
4441 | 1015.996 | 0 | 0 | 0 | 0 | 0 | 0 | 1015.996 | 0 | 0
4442 | 1259.1168 | 0 | 0 | 0 | 0 | 0 | 0 | 1259.117 | 0 | 0
4443 | 955.2158 | 0 | 0 | 0 | 0 | 0 | 0 | 955.216 | 0 | 0
4444 | 1254.9727 | 0 | 0 | 0 | 0 | 0 | 0 | 1254.973 | 0 | 0
4445 | 1275.6932 | 0 | 0 | 0 | 0 | 0 | 0 | 1275.693 | 0 | 0
4446 | 932.4233 | 0 | 0 | 0 | 0 | 0 | 0 | 932.423 | 0 | 0
4447 | 1058.1277 | 97.7 | 262.1237 | 0 | -262.1237 | 0 | 0 | 1058.128 | 0 | 0
4448 | 793.1348 | 316.68 | 944.6942 | 375.1695 | -569.5247 | 0 | 0 | 431.98 | 0 | 0
4449 | 1186.5863 | 533.87 | 1648.4221 | 1232.6312 | -415.7909 | 0 | 0 | 0 | 0 | 0
4450 | 1347.1392 | 717.62 | 2169.9312 | 1399.4144 | -770.5168 | 0 | 0 | 0 | 0 | 0
4451 | 1551.5661 | 846.1 | 2514.645 | 1611.7741 | -902.8709 | 0 | 0 | 0 | 0 | 0
4452 | 1023.2024 | 911.95 | 2689.1113 | 1062.9081 | -1225.3959 | 0 | 400.8072 | 0 | 0 | 0
4453 | 1250.4936 | 627.66 | 1847.2504 | 1299.0181 | -548.2323 | 0 | 0 | 0 | 0 | 0
4454 | 1279.245 | 716.18 | 2112.532 | 1328.8858 | -783.6463 | 0 | 0 | 0 | 0 | 0
4455 | 790.3815 | 527.54 | 1577.049 | 821.0526 | -755.9964 | 0 | 0 | 0 | 0 | 0
4456 | 1057.9646 | 420.19 | 1274.3111 | 1099.0191 | -175.2921 | 0 | 0 | 0 | 0 | 0
4457 | 1309.8432 | 129.49 | 379.7382 | 379.7382 | 0 | 0 | 0 | 944.29 | 0 | 0
4458 | 1349.9434 | 56.85 | 151.0838 | 151.0838 | 0 | 0 | 0 | 1204.504 | 0 | 0
4459 | 1201.79 | 0 | 0 | 0 | 0 | 0 | 0 | 372.113 | 0 | 861.8724
4460 | 1417.2834 | 0 | 0 | 0 | 0 | 0 | 0 | 237.662 | 0 | 1225.3959
4461 | 1335.092 | 0 | 0 | 0 | 0 | 0 | 0 | 155.471 | 0 | 1225.3959
4462 | 1290.1975 | 0 | 0 | 0 | 0 | 0 | 0 | 110.576 | 0 | 1225.3959
4463 | 1175.544 | 0 | 0 | 0 | 0 | 0 | 0 | 0 | 0 | 1221.1607
4464 | 1105.7849 | 0 | 0 | 0 | 0 | 0 | 0 | 1105.785 | 0 | 0
4465 | 1215.6037 | 0 | 0 | 0 | 0 | 0 | 0 | 1215.604 | 0 | 0
4466 | 895.1263 | 0 | 0 | 0 | 0 | 0 | 0 | 895.126 | 0 | 0
4467 | 966.2668 | 0 | 0 | 0 | 0 | 0 | 0 | 966.267 | 0 | 0
4468 | 1008.3985 | 0 | 0 | 0 | 0 | 0 | 0 | 1008.399 | 0 | 0
4469 | 1040.17 | 0 | 0 | 0 | 0 | 0 | 0 | 1040.17 | 0 | 0
4470 | 973.1736 | 0 | 0 | 0 | 0 | 0 | 0 | 973.174 | 0 | 0
4471 | 1027.7377 | 72.08 | 197.1537 | 197.1537 | 0 | 0 | 0 | 837.948 | 0 | 0
4472 | 181.6015 | 214.53 | 647.6501 | 188.648 | -459.0021 | 0 | 0 | 0 | 0 | 0
4473 | 87.356 | 359.1 | 1085.0014 | 90.7458 | -994.2556 | 0 | 0 | 0 | 0 | 0
4474 | 0 | 429.06 | 1277.8701 | 0 | -1225.3959 | 0 | 52.4742 | 0 | 0 | 0
4475 | 0 | 604.77 | 1778.468 | 0 | -1225.3959 | 0 | 553.0721 | 0 | 0 | 0
4476 | 0 | 724.96 | 2109.7231 | 0 | -1225.3959 | 0 | 884.3272 | 0 | 0 | 0
4477 | 0 | 749.98 | 2178.8078 | 0.0010388 | -1225.3959 | 0 | 953.4108 | 0 | 0 | 0
4478 | 0 | 703.14 | 2056.7087 | 0 | -54.5487 | 0 | 2002.1601 | 0 | 0 | 0
4479 | 0 | 450.3 | 1339.1616 | 0 | 0 | 0 | 1339.1616 | 0 | 0 | 0
4480 | 0 | 393.31 | 1186.0699 | 0 | 0 | 0 | 1186.0699 | 0 | 0 | 0
4481 | 0 | 283.01 | 850.1214 | 0 | 0 | 0 | 850.1214 | 0 | 0 | 0
4482 | 0 | 88.79 | 231.642 | 0 | 0 | 0 | 231.642 | 0 | 0 | 0
4483 | 0 | 0 | 0 | 0 | 0 | 0 | 0 | 0 | 0 | 0
4484 | 0 | 0 | 0 | 0 | 0 | 0 | 0 | 0 | 0 | 0
4485 | 118.7976 | 0 | 0 | 0 | 0 | 0 | 0 | 0 | 0 | 123.4079
4486 | 193.3915 | 0 | 0 | 0 | 0 | 0 | 0 | 0 | 0 | 200.8955
4487 | 241.0487 | 0 | 0 | 0 | 0 | 0 | 0 | 0 | 0 | 250.4028
4488 | 237.5953 | 0 | 0 | 0 | 0 | 0 | 0 | 0 | 0 | 246.8148
4489 | 234.8325 | 0 | 0 | 0 | 0 | 0 | 0 | 0 | 0 | 243.9456
4490 | 251.4089 | 0 | 0 | 0 | 0 | 0 | 0 | 0 | 0 | 261.1649
4491 | 171.9803 | 0 | 0 | 0 | 0 | 0 | 0 | 0 | 0 | 178.6536
4492 | 178.8871 | 0 | 0 | 0 | 0 | 0 | 0 | 0 | 0 | 185.8287
4493 | 246.5742 | 0 | 0 | 0 | 0 | 0 | 0 | 0 | 0 | 256.1422
4494 | 227.9257 | 0 | 0 | 0 | 0 | 0 | 0 | 0 | 0 | 236.7706
4495 | 274.8922 | 81.17 | 221.7942 | 221.7942 | 0 | 0 | 0 | 0 | 0 | 63.765
4496 | 119.5695 | 298.22 | 899.0762 | 124.2088 | -774.8673 | 0 | 0 | 0 | 0 | 0
4497 | 639.3445 | 421.31 | 1269.9461 | 664.1536 | -605.7925 | 0 | 0 | 0 | 0 | 0
4498 | 1147.0671 | 715.45 | 2135.2008 | 1191.5786 | -943.6222 | 0 | 0 | 0 | 0 | 0
4499 | 1141.3284 | 835.73 | 2445.1407 | 1185.6169 | -177.2679 | 0 | 1082.2559 | 0 | 0 | 0
4500 | 1174.7929 | 662.16 | 1919.6956 | 1220.3805 | 0 | 0 | 699.315 | 0 | 0 | 0
4501 | 1161.3384 | 897.35 | 2598.7872 | 1206.4034 | 0 | 0 | 1392.3838 | 0 | 0 | 0
4502 | 906.2351 | 469.01 | 1375.0617 | 941.4012 | 0 | 0 | 433.6605 | 0 | 0 | 0
4503 | 844.8066 | 147.96 | 425.8518 | 425.8518 | 0 | 0 | 0 | 291.578 | 0 | 148.8441
4504 | 961.5296 | 387.24 | 1164.4887 | 998.8409 | -165.6478 | 0 | 0 | 0 | 0 | 0
4505 | 1098.1261 | 14.69 | 25.2793 | 25.2793 | 0 | 0 | 0 | 1073.791 | 0 | 0
4506 | 934.1267 | 16.64 | 30.7071 | 30.7071 | 0 | 0 | 0 | 904.567 | 0 | 0
4507 | 1015.996 | 0 | 0 | 0 | 0 | 0 | 0 | 0 | 0 | 1055.4215
4508 | 813.6256 | 0 | 0 | 0 | 0 | 0 | 0 | 0 | 0 | 845.1986
4509 | 770.8032 | 0 | 0 | 0 | 0 | 0 | 0 | 0 | 0 | 800.7138
4510 | 861.9735 | 0 | 0 | 0 | 0 | 0 | 0 | 0 | 0 | 895.4227
4511 | 1115.4545 | 0 | 0 | 0 | 0 | 0 | 0 | 0 | 0 | 1158.74
4512 | 933.114 | 0 | 0 | 0 | 0 | 0 | 0 | 933.114 | 0 | 0
4513 | 1098.8781 | 0 | 0 | 0 | 0 | 0 | 0 | 1098.878 | 0 | 0
4514 | 1076.0855 | 0 | 0 | 0 | 0 | 0 | 0 | 1076.086 | 0 | 0
4515 | 1114.0731 | 0 | 0 | 0 | 0 | 0 | 0 | 1114.073 | 0 | 0
4516 | 739.0318 | 0 | 0 | 0 | 0 | 0 | 0 | 739.032 | 0 | 0
4517 | 871.6431 | 0 | 0 | 0 | 0 | 0 | 0 | 871.643 | 0 | 0
4518 | 1126.5055 | 0 | 0 | 0 | 0 | 0 | 0 | 1126.505 | 0 | 0
4519 | 891.6729 | 75.94 | 207.9188 | 0 | -207.9188 | 0 | 0 | 891.673 | 0 | 0
4520 | 1175.0536 | 224.52 | 677.7349 | 0 | -677.7349 | 0 | 0 | 1175.054 | 0 | 0
4521 | 977.329 | 359.72 | 1083.0734 | 0 | -1083.0734 | 0 | 0 | 977.329 | 0 | 0
4522 | 1380.4794 | 386.39 | 1145.0745 | 227.17 | -917.9045 | 0 | 0 | 1161.796 | 0 | 0
4523 | 1327.1344 | 630.45 | 1836.1373 | 1378.6341 | -457.5031 | 0 | 0 | 0 | 0 | 0
4524 | 1231.0111 | 271.25 | 790.707 | 790.707 | 0 | 0 | 0 | 469.841 | 0 | 0
4525 | 1202.3589 | 781.74 | 2244.2047 | 1249.0152 | -995.1895 | 0 | 0 | 0 | 0 | 0
4526 | 1118.7189 | 628.84 | 1830.213 | 1162.1306 | -668.0823 | 0 | 0 | 0 | 0 | 0
4527 | 1397.5799 | 589.58 | 1736.7579 | 1451.8117 | -284.9462 | 0 | 0 | 0 | 0 | 0
4528 | 1387.754 | 316.76 | 947.8449 | 947.8449 | 0 | 0 | 0 | 475.316 | 0 | 0
4529 | 1404.902 | 18.61 | 36.8215 | 36.8215 | 0 | 0 | 0 | 1369.456 | 0 | 0
4530 | 1178.5865 | 38.23 | 95.1047 | 95.1047 | 0 | 0 | 0 | 1087.034 | 0 | 0
4531 | 1232.8708 | 0 | 0 | 0 | 0 | 0 | 0 | 240.883 | 0 | 1030.4818
4532 | 1013.2333 | 0 | 0 | 0 | 0 | 0 | 0 | 0 | 0 | 1052.5513
4533 | 1301.9392 | 0 | 0 | 0 | 0 | 0 | 0 | 122.318 | 0 | 1225.3959
4534 | 1252.9006 | 0 | 0 | 0 | 0 | 0 | 0 | 73.279 | 0 | 1225.3959
4535 | 1488.4238 | 0 | 0 | 0 | 0 | 0 | 0 | 308.802 | 0 | 1225.3959
4536 | 1379.9864 | 0 | 0 | 0 | 0 | 0 | 0 | 1379.986 | 0 | 0
4537 | 1263.2609 | 0 | 0 | 0 | 0 | 0 | 0 | 1263.261 | 0 | 0
4538 | 1365.4821 | 0 | 0 | 0 | 0 | 0 | 0 | 1365.482 | 0 | 0
4539 | 1331.6386 | 0 | 0 | 0 | 0 | 0 | 0 | 1331.639 | 0 | 0
4540 | 1141.0098 | 0 | 0 | 0 | 0 | 0 | 0 | 1141.01 | 0 | 0
4541 | 1093.3526 | 0 | 0 | 0 | 0 | 0 | 0 | 1093.353 | 0 | 0
4542 | 949.6904 | 0 | 0 | 0 | 0 | 0 | 0 | 949.69 | 0 | 0
4543 | 966.9575 | 103.6 | 226.6786 | 0 | -226.6786 | 0 | 0 | 966.957 | 0 | 0
4544 | 843.7136 | 253.68 | 765.7612 | 0 | -765.7612 | 0 | 0 | 843.714 | 0 | 0
4545 | 1005.3405 | 440.11 | 1325.9325 | 100.5366 | -1225.3959 | 0 | 0 | 908.56 | 0 | 0
4546 | 1563.6281 | 722.53 | 2154.0364 | 928.6405 | -1225.3959 | 0 | 0 | 669.678 | 0 | 0
4547 | 1371.9495 | 848.08 | 2474.864 | 1249.4681 | -1225.3959 | 0 | 0 | 169.156 | 0 | 0
4548 | 1263.6571 | 664.31 | 1916.5054 | 691.1095 | -1225.3959 | 0 | 0 | 598.364 | 0 | 0
4549 | 1241.5078 | 202.73 | 584.2279 | 68.8613 | -515.3666 | 0 | 0 | 1175.218 | 0 | 0
4550 | 1242.3884 | 95.77 | 262.9921 | 262.9921 | 0 | 0 | 0 | 989.22 | 0 | 0
4551 | 1546.4283 | 95.6 | 264.4641 | 264.4641 | 0 | 0 | 0 | 1291.843 | 0 | 0
4552 | 1391.9206 | 54.66 | 142.8585 | 142.8585 | 0 | 0 | 0 | 1254.399 | 0 | 0
4553 | 1102.5551 | 35.28 | 86.4431 | 86.4431 | 0 | 0 | 0 | 1019.341 | 0 | 0
4554 | 1208.6278 | 33.32 | 79.9921 | 79.9921 | 0 | 0 | 0 | 1131.624 | 0 | 0
4555 | 1185.9043 | 0 | 0 | 0 | 0 | 0 | 0 | 42.723 | 0 | 1187.5419
4556 | 1010.4706 | 0 | 0 | 0 | 0 | 0 | 0 | 0 | 0 | 1049.6821
4557 | 1031.1911 | 0 | 0 | 0 | 0 | 0 | 0 | 0 | 0 | 1071.2061
4558 | 1206.6248 | 0 | 0 | 0 | 0 | 0 | 0 | 27.003 | 0 | 1225.3959
4559 | 1274.3118 | 0 | 0 | 0 | 0 | 0 | 0 | 94.69 | 0 | 1225.3959
4560 | 1225.2732 | 0 | 0 | 0 | 0 | 0 | 0 | 1225.273 | 0 | 0
4561 | 1292.9603 | 0 | 0 | 0 | 0 | 0 | 0 | 1292.96 | 0 | 0
4562 | 1131.3402 | 0 | 0 | 0 | 0 | 0 | 0 | 1131.34 | 0 | 0
4563 | 1158.2769 | 0 | 0 | 0 | 0 | 0 | 0 | 1158.277 | 0 | 0
4564 | 1222.5105 | 0 | 0 | 0 | 0 | 0 | 0 | 1222.511 | 0 | 0
4565 | 826.7486 | 0 | 0 | 0 | 0 | 0 | 0 | 826.749 | 0 | 0
4566 | 1008.3985 | 0 | 0 | 0 | 0 | 0 | 0 | 1008.399 | 0 | 0
4567 | 964.1947 | 94.99 | 253.513 | 0 | -253.513 | 0 | 0 | 964.195 | 0 | 0
4568 | 949.7888 | 269.72 | 810.998 | 0 | -810.998 | 0 | 0 | 949.789 | 0 | 0
4569 | 1299.4648 | 414.56 | 1242.6837 | 17.2878 | -1225.3959 | 0 | 0 | 1282.824 | 0 | 0
4570 | 1185.0608 | 489.96 | 1443.5709 | 218.175 | -1225.3959 | 0 | 0 | 975.036 | 0 | 0
4571 | 1494.3067 | 627.89 | 1819.8685 | 1405.105 | -414.7636 | 0 | 0 | 141.689 | 0 | 0
4572 | 1253.3755 | 757.22 | 2164.2375 | 1302.0129 | -862.2246 | 0 | 0 | 0 | 0 | 0
4573 | 1225.6264 | 735.66 | 2108.0486 | 1273.1861 | -834.8624 | 0 | 0 | 0 | 0 | 0
4574 | 1352.7545 | 587.3 | 1704.4563 | 1405.2483 | -299.208 | 0 | 0 | 0 | 0 | 0
4575 | 1293.0716 | 591.73 | 1731.755 | 1343.2493 | -388.5057 | 0 | 0 | 0 | 0 | 0
4576 | 998.7617 | 378.78 | 1132.0396 | 1037.5177 | -94.5219 | 0 | 0 | 0 | 0 | 0
4577 | 1126.9881 | 162.34 | 480.3786 | 480.3786 | 0 | 0 | 0 | 664.554 | 0 | 0
4578 | 1225.8163 | 35.28 | 86.1772 | 86.1772 | 0 | 0 | 0 | 1142.858 | 0 | 0
4579 | 1032.5724 | 0 | 0 | 0 | 0 | 0 | 0 | 32.363 | 0 | 1039.0219
4580 | 1021.5215 | 0 | 0 | 0 | 0 | 0 | 0 | 0 | 0 | 1061.1609
4581 | 1216.2944 | 0 | 0 | 0 | 0 | 0 | 0 | 36.673 | 0 | 1225.3959
4582 | 1219.0571 | 0 | 0 | 0 | 0 | 0 | 0 | 39.436 | 0 | 1225.3959
4583 | 1163.1117 | 0 | 0 | 0 | 0 | 0 | 0 | 0 | 0 | 1208.2463
4584 | 1101.6408 | 0 | 0 | 0 | 0 | 0 | 0 | 1101.641 | 0 | 0
4585 | 1022.2122 | 0 | 0 | 0 | 0 | 0 | 0 | 1022.212 | 0 | 0
4586 | 1254.9727 | 0 | 0 | 0 | 0 | 0 | 0 | 1254.973 | 0 | 0
4587 | 1133.4123 | 0 | 0 | 0 | 0 | 0 | 0 | 1133.412 | 0 | 0
4588 | 973.1736 | 0 | 0 | 0 | 0 | 0 | 0 | 973.174 | 0 | 0
4589 | 1258.4261 | 0 | 0 | 0 | 0 | 0 | 0 | 1258.426 | 0 | 0
4590 | 1203.862 | 0 | 0 | 0 | 0 | 0 | 0 | 1203.862 | 0 | 0
4591 | 1112.6918 | 52.72 | 140.1638 | 0 | -140.1638 | 0 | 0 | 1112.692 | 0 | 0
4592 | 1002.4448 | 101.99 | 293.2037 | 0 | -293.2037 | 0 | 0 | 1002.445 | 0 | 0
4593 | 715.8188 | 207.53 | 613.6614 | 0 | -613.6614 | 0 | 0 | 715.819 | 0 | 0
4594 | 888.077 | 472.76 | 1389.9259 | 164.5301 | -1225.3959 | 0 | 0 | 729.694 | 0 | 0
4595 | 1386.1353 | 589.68 | 1712.1653 | 486.7694 | -1225.3959 | 0 | 0 | 917.549 | 0 | 0
4596 | 1199.0566 | 619.05 | 1791.1217 | 565.7258 | -1225.3959 | 0 | 0 | 654.464 | 0 | 0
4597 | 1228.0489 | 469.8 | 1369.7773 | 144.3814 | -1225.3959 | 0 | 0 | 1089.062 | 0 | 0
4598 | 1402.9448 | 566.28 | 1651.3069 | 1190.5305 | -460.7764 | 0 | 0 | 256.887 | 0 | 0
4599 | 1345.1535 | 370.99 | 1095.7666 | 1095.7666 | 0 | 0 | 0 | 290.32 | 0 | 0
4600 | 1550.7356 | 32.36 | 76.2026 | 76.2026 | 0 | 0 | 0 | 1477.38 | 0 | 0
4601 | 1497.0151 | 16.65 | 30.9533 | 30.9533 | 0 | 0 | 0 | 1467.218 | 0 | 0
4602 | 1191.2752 | 9.79 | 10.8327 | 10.8327 | 0 | 0 | 0 | 1180.848 | 0 | 0
4603 | 1230.7987 | 0 | 0 | 0 | 0 | 0 | 0 | 405.199 | 0 | 857.6372
4604 | 1251.5192 | 0 | 0 | 0 | 0 | 0 | 0 | 71.898 | 0 | 1225.3959
4605 | 1339.2361 | 0 | 0 | 0 | 0 | 0 | 0 | 159.615 | 0 | 1225.3959
4606 | 1237.0149 | 0 | 0 | 0 | 0 | 0 | 0 | 57.394 | 0 | 1225.3959
4607 | 1361.338 | 0 | 0 | 0 | 0 | 0 | 0 | 181.717 | 0 | 1225.3959
4608 | 1507.763 | 0 | 0 | 0 | 0 | 0 | 0 | 1507.763 | 0 | 0
4609 | 607.8018 | 0 | 0 | 0 | 0 | 0 | 0 | 607.802 | 0 | 0
4610 | 762.515 | 0 | 0 | 0 | 0 | 0 | 0 | 762.515 | 0 | 0
4611 | 928.2792 | 0 | 0 | 0 | 0 | 0 | 0 | 928.279 | 0 | 0
4612 | 756.9896 | 0 | 0 | 0 | 0 | 0 | 0 | 756.99 | 0 | 0
4613 | 800.5026 | 0 | 0 | 0 | 0 | 0 | 0 | 800.503 | 0 | 0
4614 | 622.3062 | 0 | 0 | 0 | 0 | 0 | 0 | 622.306 | 0 | 0
4615 | 551.1658 | 46.92 | 122.7805 | 122.7805 | 0 | 0 | 0 | 432.971 | 0 | 0
4616 | 537.6301 | 318.19 | 945.1627 | 558.4926 | -386.6701 | 0 | 0 | 0 | 0 | 0
4617 | 520.8758 | 536.61 | 1650.8945 | 541.0885 | -1109.806 | 0 | 0 | 0 | 0 | 0
4618 | 948.3591 | 721.75 | 2168.0188 | 985.1598 | -1182.8589 | 0 | 0 | 0 | 0 | 0
4619 | 845.2702 | 854.48 | 2520.0333 | 878.0705 | -1225.3959 | 0 | 416.5669 | 0 | 0 | 0
4620 | 618.959 | 922.7 | 2696.3684 | 642.9786 | -1225.3959 | 0 | 827.9939 | 0 | 0 | 0
4621 | 587.2298 | 525.16 | 1539.5128 | 610.0163 | -929.4965 | 0 | 0 | 0 | 0 | 0
4622 | 673.7052 | 850.13 | 2507.7173 | 699.849 | -349.7666 | 0 | 1458.1017 | 0 | 0 | 0
4623 | 761.9789 | 485.35 | 1440.9842 | 791.5474 | 0 | 0 | 649.4368 | 0 | 0 | 0
4624 | 727.5949 | 29.42 | 67.6241 | 67.6241 | 0 | 0 | 0 | 662.497 | 0 | 0
4625 | 423.3979 | 21.55 | 45.6025 | 45.6025 | 0 | 0 | 0 | 379.499 | 0 | 0
4626 | 585.8407 | 10.77 | 13.6727 | 13.6727 | 0 | 0 | 0 | 572.678 | 0 | 0
4627 | 736.9597 | 0 | 0 | 0 | 0 | 0 | 0 | 0 | 0 | 765.5575
4628 | 609.1832 | 0 | 0 | 0 | 0 | 0 | 0 | 0 | 0 | 632.8222
4629 | 715.5485 | 0 | 0 | 0 | 0 | 0 | 0 | 0 | 0 | 743.3157
4630 | 707.951 | 0 | 0 | 0 | 0 | 0 | 0 | 0 | 0 | 735.4229
4631 | 652.0056 | 0 | 0 | 0 | 0 | 0 | 0 | 0 | 0 | 677.3069
4632 | 602.2764 | 0 | 0 | 0 | 0 | 0 | 0 | 602.276 | 0 | 0
4633 | 1192.8111 | 0 | 0 | 0 | 0 | 0 | 0 | 1192.811 | 0 | 0
4634 | 1270.8584 | 0 | 0 | 0 | 0 | 0 | 0 | 1270.858 | 0 | 0
4635 | 1317.8249 | 0 | 0 | 0 | 0 | 0 | 0 | 1317.825 | 0 | 0
4636 | 1299.8671 | 0 | 0 | 0 | 0 | 0 | 0 | 1299.867 | 0 | 0
4637 | 1154.1328 | 0 | 0 | 0 | 0 | 0 | 0 | 997.003 | 0 | 163.2274
4638 | 1298.4857 | 0 | 0 | 0 | 0 | 0 | 0 | 118.864 | 0 | 1225.3959
4639 | 998.7289 | 101.39 | 221.3101 | 221.3101 | 0 | 0 | 0 | 0 | 0 | 816.1743
4640 | 130.6101 | 318.23 | 941.5841 | 135.6783 | -805.9058 | 0 | 0 | 0 | 0 | 0
4641 | 175.9232 | 536.49 | 1637.336 | 182.7496 | -1225.3959 | 0 | 229.1905 | 0 | 0 | 0
4642 | 234.3197 | 722.37 | 2148.7593 | 243.4127 | -1225.3959 | 0 | 679.9507 | 0 | 0 | 0
4643 | 194.8402 | 507.75 | 1487.3399 | 202.4007 | -1225.3959 | 0 | 59.5432 | 0 | 0 | 0
4644 | 182.0764 | 406.52 | 1190.5066 | 189.1425 | -1001.3641 | 0 | 0 | 0 | 0 | 0
4645 | 203.5454 | 390.82 | 1145.384 | 211.4435 | -925.9324 | 0 | 8.0081 | 0 | 0 | 0
4646 | 203.7794 | 588.73 | 1725.9305 | 211.6876 | 0 | 0 | 1514.2428 | 0 | 0 | 0
4647 | 223.5096 | 593.41 | 1756.7757 | 232.1822 | 0 | 0 | 1524.5935 | 0 | 0 | 0
4648 | 227.8445 | 453.63 | 1365.3728 | 236.6865 | 0 | 0 | 1128.6863 | 0 | 0 | 0
4649 | 436.2411 | 20.57 | 42.4476 | 42.4476 | 0 | 0 | 0 | 0 | 0 | 410.7216
4650 | 395.2318 | 67.63 | 181.1592 | 181.1592 | 0 | 0 | 0 | 0 | 0 | 229.4086
4651 | 255.553 | 0 | 0 | 0 | 0 | 0 | 0 | 0 | 0 | 265.4697
4652 | 228.6164 | 0 | 0 | 0 | 0 | 0 | 0 | 0 | 0 | 237.4874
4653 | 206.5145 | 0 | 0 | 0 | 0 | 0 | 0 | 0 | 0 | 214.5277
4654 | 243.8114 | 0 | 0 | 0 | 0 | 0 | 0 | 0 | 0 | 253.272
4655 | 205.1331 | 0 | 0 | 0 | 0 | 0 | 0 | 0 | 0 | 213.0931
4656 | 192.7008 | 0 | 0 | 0 | 0 | 0 | 0 | 0 | 0 | 200.1787
4657 | 223.7816 | 0 | 0 | 0 | 0 | 0 | 0 | 0 | 0 | 232.4658
4658 | 188.5567 | 0 | 0 | 0 | 0 | 0 | 0 | 0 | 0 | 195.8739
4659 | 172.671 | 0 | 0 | 0 | 0 | 0 | 0 | 0 | 0 | 179.3715
4660 | 181.6499 | 0 | 0 | 0 | 0 | 0 | 0 | 0 | 0 | 188.6989
4661 | 106.3653 | 0 | 0 | 0 | 0 | 0 | 0 | 0 | 0 | 110.4925
4662 | 155.4039 | 0 | 0 | 0 | 0 | 0 | 0 | 0 | 0 | 161.4344
4663 | 132.6113 | 100.53 | 227.0277 | 137.7569 | -89.2707 | 0 | 0 | 0 | 0 | 0
4664 | 210.6517 | 313.29 | 925.7485 | 218.8263 | -706.9222 | 0 | 0 | 0 | 0 | 0
4665 | 378.0493 | 530.49 | 1614.4065 | 392.7201 | -1221.6863 | 0 | 0 | 0 | 0 | 0
4666 | 837.0277 | 715.66 | 2117.6274 | 869.5087 | -1225.3959 | 0 | 22.7228 | 0 | 0 | 0
4667 | 1269.6825 | 566.89 | 1646.7912 | 1318.9517 | -198.338 | 0 | 129.5016 | 0 | 0 | 0
4668 | 1312.5904 | 784.48 | 2242.527 | 1363.5258 | 0 | 0 | 879.0013 | 0 | 0 | 0
4669 | 1239.8562 | 763.38 | 2188.4728 | 1287.9683 | 0 | 0 | 900.5045 | 0 | 0 | 0
4670 | 1427.338 | 837.46 | 2437.36 | 1482.7255 | 0 | 0 | 954.6346 | 0 | 0 | 0
4671 | 1379.6333 | 704.34 | 2088.0069 | 1433.1693 | 0 | 0 | 654.8376 | 0 | 0 | 0
4672 | 1408.1145 | 443.87 | 1327.7576 | 1327.7576 | 0 | 0 | 0 | 129.956 | 0 | 0
4673 | 1482.0911 | 301.48 | 884.0623 | 884.0623 | 0 | 0 | 0 | 631.053 | 0 | 0
4674 | 1357.8284 | 94.64 | 216.1285 | 216.1285 | 0 | 0 | 0 | 1149.774 | 0 | 0
4675 | 1372.3889 | 0 | 0 | 0 | 0 | 0 | 0 | 546.789 | 0 | 857.6372
4676 | 1344.7616 | 0 | 0 | 0 | 0 | 0 | 0 | 165.14 | 0 | 1225.3959
4677 | 1383.4399 | 0 | 0 | 0 | 0 | 0 | 0 | 203.819 | 0 | 1225.3959
4678 | 1246.6844 | 0 | 0 | 0 | 0 | 0 | 0 | 67.063 | 0 | 1225.3959
4679 | 1187.2856 | 0 | 0 | 0 | 0 | 0 | 0 | 7.664 | 0 | 1225.3959
4680 | 944.1649 | 0 | 0 | 0 | 0 | 0 | 0 | 944.165 | 0 | 0
4681 | 1060.1998 | 0 | 0 | 0 | 0 | 0 | 0 | 1060.2 | 0 | 0
4682 | 1112.0011 | 0 | 0 | 0 | 0 | 0 | 0 | 1112.001 | 0 | 0
4683 | 985.6059 | 0 | 0 | 0 | 0 | 0 | 0 | 985.606 | 0 | 0
4684 | 1117.5266 | 0 | 0 | 0 | 0 | 0 | 0 | 1117.527 | 0 | 0
4685 | 919.991 | 0 | 0 | 0 | 0 | 0 | 0 | 919.991 | 0 | 0
4686 | 716.2392 | 0 | 0 | 0 | 0 | 0 | 0 | 716.239 | 0 | 0
4687 | 888.9102 | 55.77 | 149.6149 | 149.6149 | 0 | 0 | 0 | 744.884 | 0 | 0
4688 | 709.9428 | 272.52 | 821.9854 | 737.4922 | -84.4933 | 0 | 0 | 0 | 0 | 0
4689 | 511.2727 | 535.68 | 1639.4115 | 531.1128 | -1108.2987 | 0 | 0 | 0 | 0 | 0
4690 | 207.6748 | 721.43 | 2154.3096 | 215.7338 | -1225.3959 | 0 | 713.18 | 0 | 0 | 0
4691 | 138.7688 | 849.15 | 2490.417 | 144.1539 | -1225.3959 | 0 | 1120.8672 | 0 | 0 | 0
4692 | 202.4179 | 917.34 | 2663.6772 | 210.2728 | -1225.3959 | 0 | 1228.0085 | 0 | 0 | 0
4693 | 689.9172 | 915.92 | 2661.0106 | 716.6891 | -1225.3959 | 0 | 718.9256 | 0 | 0 | 0
4694 | 1105.1745 | 645.64 | 1884.1124 | 1148.061 | -315.0134 | 0 | 421.038 | 0 | 0 | 0
4695 | 1065.5889 | 502.08 | 1484.987 | 1106.9389 | 0 | 0 | 378.0481 | 0 | 0 | 0
4696 | 1205.8909 | 338.18 | 1011.9496 | 1011.9496 | 0 | 0 | 0 | 231.743 | 0 | 0
4697 | 1007.9081 | 137.76 | 403.5486 | 403.5486 | 0 | 0 | 0 | 619.434 | 0 | 0
4698 | 1302.5098 | 40.19 | 100.9064 | 100.9064 | 0 | 0 | 0 | 1205.373 | 0 | 0
4699 | 973.1736 | 0 | 0 | 0 | 0 | 0 | 0 | 0 | 0 | 1010.9378
4700 | 879.9313 | 0 | 0 | 0 | 0 | 0 | 0 | 0 | 0 | 914.0765
4701 | 879.2406 | 0 | 0 | 0 | 0 | 0 | 0 | 0 | 0 | 913.3597
4702 | 925.5164 | 0 | 0 | 0 | 0 | 0 | 0 | 0 | 0 | 961.4304
4703 | 1076.0855 | 0 | 0 | 0 | 0 | 0 | 0 | 0 | 0 | 1117.8432
4704 | 1077.4669 | 0 | 0 | 0 | 0 | 0 | 0 | 1077.467 | 0 | 0
4705 | 1165.8744 | 0 | 0 | 0 | 0 | 0 | 0 | 1165.874 | 0 | 0
4706 | 1019.4494 | 0 | 0 | 0 | 0 | 0 | 0 | 1019.449 | 0 | 0
4707 | 1090.5899 | 0 | 0 | 0 | 0 | 0 | 0 | 1090.59 | 0 | 0
4708 | 797.7399 | 0 | 0 | 0 | 0 | 0 | 0 | 797.74 | 0 | 0
4709 | 1000.1103 | 0 | 0 | 0 | 0 | 0 | 0 | 1000.11 | 0 | 0
4710 | 815.6977 | 0 | 0 | 0 | 0 | 0 | 0 | 815.698 | 0 | 0
4711 | 1003.5637 | 100.09 | 223.9881 | 0 | -223.9881 | 0 | 0 | 1003.564 | 0 | 0
4712 | 951.6977 | 306.25 | 921.4988 | 0 | -921.4988 | 0 | 0 | 951.698 | 0 | 0
4713 | 1121.6603 | 421.71 | 1266.2677 | 40.8718 | -1225.3959 | 0 | 0 | 1082.315 | 0 | 0
4714 | 1083.6407 | 585.03 | 1715.0781 | 732.6866 | -982.3914 | 0 | 0 | 378.324 | 0 | 0
4715 | 1503.6577 | 647.93 | 1865.0628 | 1562.0071 | -303.0557 | 0 | 0 | 0 | 0 | 0
4716 | 1480.6329 | 758.01 | 2143.7876 | 1538.0886 | -605.699 | 0 | 0 | 0 | 0 | 0
4717 | 1652.4707 | 710.88 | 2012.2219 | 1716.5947 | -295.6272 | 0 | 0 | 0 | 0 | 0
4718 | 1615.0866 | 753.05 | 2129.8603 | 1677.76 | -452.1003 | 0 | 0 | 0 | 0 | 0
4719 | 1540.0611 | 707.97 | 2062.8751 | 1599.8227 | -463.0524 | 0 | 0 | 0 | 0 | 0
4720 | 1743.6635 | 362.49 | 1070.5579 | 1070.5579 | 0 | 0 | 0 | 713.096 | 0 | 0
4721 | 1217.598 | 139.71 | 406.1758 | 406.1758 | 0 | 0 | 0 | 826.595 | 0 | 0
4722 | 1425.4723 | 26.45 | 59.1724 | 59.1724 | 0 | 0 | 0 | 1368.51 | 0 | 0
4723 | 1408.9952 | 0 | 0 | 0 | 0 | 0 | 0 | 567.643 | 0 | 874.0005
4724 | 1178.3067 | 0 | 0 | 0 | 0 | 0 | 0 | 0 | 0 | 1224.0309
4725 | 1460.1058 | 0 | 0 | 0 | 0 | 0 | 0 | 280.484 | 0 | 1225.3959
4726 | 1165.1837 | 0 | 0 | 0 | 0 | 0 | 0 | 0 | 0 | 1210.3987
4727 | 1237.7056 | 0 | 0 | 0 | 0 | 0 | 0 | 58.084 | 0 | 1225.3959
4728 | 1343.3802 | 0 | 0 | 0 | 0 | 0 | 0 | 1343.38 | 0 | 0
4729 | 1258.4261 | 0 | 0 | 0 | 0 | 0 | 0 | 1258.426 | 0 | 0
4730 | 1290.1975 | 0 | 0 | 0 | 0 | 0 | 0 | 1290.198 | 0 | 0
4731 | 1518.8139 | 0 | 0 | 0 | 0 | 0 | 0 | 1518.814 | 0 | 0
4732 | 1493.2586 | 0 | 0 | 0 | 0 | 0 | 0 | 1493.259 | 0 | 0
4733 | 1221.1291 | 0 | 0 | 0 | 0 | 0 | 0 | 1221.129 | 0 | 0
4734 | 1216.2944 | 0 | 0 | 0 | 0 | 0 | 0 | 1216.294 | 0 | 0
4735 | 1270.1677 | 82.09 | 221.5241 | 0 | -221.5241 | 0 | 0 | 1270.168 | 0 | 0
4736 | 1420.868 | 245.85 | 742.5615 | 0 | -742.5615 | 0 | 0 | 1420.868 | 0 | 0
4737 | 1032.7373 | 408.81 | 1235.1129 | 9.717 | -1225.3959 | 0 | 0 | 1023.384 | 0 | 0
4738 | 983.6487 | 547.94 | 1627.8257 | 402.4298 | -1225.3959 | 0 | 0 | 596.252 | 0 | 0
4739 | 1036.9712 | 625.51 | 1833.9267 | 1047.8933 | -786.0334 | 0 | 0 | 28.222 | 0 | 0
4740 | 1264.5447 | 631.45 | 1840.494 | 1313.6154 | -526.8787 | 0 | 0 | 0 | 0 | 0
4741 | 1287.5099 | 738.42 | 2136.8556 | 1337.4715 | -799.3841 | 0 | 0 | 0 | 0 | 0
4742 | 1054.9635 | 680.13 | 1978.118 | 1095.9006 | -882.2174 | 0 | 0 | 0 | 0 | 0
4743 | 1243.8855 | 236.97 | 694.5781 | 694.5781 | 0 | 0 | 0 | 575.254 | 0 | 0
4744 | 986.9251 | 193.62 | 569.532 | 569.532 | 0 | 0 | 0 | 438.669 | 0 | 0
4745 | 1104.938 | 236.51 | 706.7435 | 706.7435 | 0 | 0 | 0 | 424.595 | 0 | 0
4746 | 1034.1178 | 5.87 | 0 | 0 | 0 | 0 | 0 | 1034.118 | 0 | 0
4747 | 840.5623 | 0 | 0 | 0 | 0 | 0 | 0 | 0 | 0 | 873.1798
4748 | 1201.79 | 0 | 0 | 0 | 0 | 0 | 0 | 22.169 | 0 | 1225.3959
4749 | 714.1672 | 0 | 0 | 0 | 0 | 0 | 0 | 0 | 0 | 741.8801
4750 | 1128.5775 | 0 | 0 | 0 | 0 | 0 | 0 | 0 | 0 | 1172.3722
4751 | 844.7064 | 0 | 0 | 0 | 0 | 0 | 0 | 0 | 0 | 877.4846
4752 | 1005.6358 | 0 | 0 | 0 | 0 | 0 | 0 | 1005.636 | 0 | 0
4753 | 1029.119 | 0 | 0 | 0 | 0 | 0 | 0 | 1029.119 | 0 | 0
4754 | 1085.7551 | 0 | 0 | 0 | 0 | 0 | 0 | 1085.755 | 0 | 0
4755 | 1188.667 | 0 | 0 | 0 | 0 | 0 | 0 | 1188.667 | 0 | 0
4756 | 1035.3352 | 0 | 0 | 0 | 0 | 0 | 0 | 1035.335 | 0 | 0
4757 | 943.4742 | 0 | 0 | 0 | 0 | 0 | 0 | 943.474 | 0 | 0
4758 | 1012.5426 | 0 | 0 | 0 | 0 | 0 | 0 | 1012.543 | 0 | 0
4759 | 1096.806 | 12.73 | 19.5929 | 0 | -19.5929 | 0 | 0 | 1096.806 | 0 | 0
4760 | 934.3477 | 34.3 | 84.3998 | 0 | -84.3998 | 0 | 0 | 934.348 | 0 | 0
4761 | 1094.2419 | 429.02 | 1295.6534 | 70.2575 | -1225.3959 | 0 | 0 | 1026.609 | 0 | 0
4762 | 1260.8348 | 602.89 | 1784.8764 | 706.6407 | -1078.2357 | 0 | 0 | 580.591 | 0 | 0
4763 | 1083.1262 | 596.29 | 1747.1896 | 1125.1564 | -622.0332 | 0 | 0 | 0 | 0 | 0
4764 | 1249.8858 | 691.6 | 2008.3295 | 1298.3875 | -709.942 | 0 | 0 | 0 | 0 | 0
4765 | 1115.5132 | 729.3 | 2115.8178 | 1158.8002 | -957.0176 | 0 | 0 | 0 | 0 | 0
4766 | 1150.3401 | 639.18 | 1873.716 | 1194.9787 | -678.7374 | 0 | 0 | 0 | 0 | 0
4767 | 1467.4236 | 534.82 | 1591.4011 | 1524.367 | -67.0341 | 0 | 0 | 0 | 0 | 0
4768 | 1501.2835 | 483.77 | 1468.632 | 1468.632 | 0 | 0 | 0 | 87.513 | 0 | 0
4769 | 1430.4064 | 271.4 | 822.6284 | 822.6284 | 0 | 0 | 0 | 638.508 | 0 | 0
4770 | 1592.421 | 88.93 | 234.7138 | 234.7138 | 0 | 0 | 0 | 1366.475 | 0 | 0
4771 | 1372.3889 | 0 | 0 | 0 | 0 | 0 | 0 | 546.789 | 0 | 857.6372
4772 | 1328.8758 | 0 | 0 | 0 | 0 | 0 | 0 | 149.255 | 0 | 1225.3959
4773 | 1486.3518 | 0 | 0 | 0 | 0 | 0 | 0 | 306.73 | 0 | 1225.3959
4774 | 1364.1007 | 0 | 0 | 0 | 0 | 0 | 0 | 184.479 | 0 | 1225.3959
4775 | 1410.3765 | 0 | 0 | 0 | 0 | 0 | 0 | 230.755 | 0 | 1225.3959
4776 | 1210.7689 | 0 | 0 | 0 | 0 | 0 | 0 | 1210.769 | 0 | 0
4777 | 1007.0171 | 0 | 0 | 0 | 0 | 0 | 0 | 1007.017 | 0 | 0
4778 | 820.5325 | 0 | 0 | 0 | 0 | 0 | 0 | 820.532 | 0 | 0
4779 | 1060.8905 | 0 | 0 | 0 | 0 | 0 | 0 | 1060.89 | 0 | 0
4780 | 1237.7056 | 0 | 0 | 0 | 0 | 0 | 0 | 1237.706 | 0 | 0
4781 | 960.7413 | 0 | 0 | 0 | 0 | 0 | 0 | 960.741 | 0 | 0
4782 | 1200.4086 | 0 | 0 | 0 | 0 | 0 | 0 | 1200.409 | 0 | 0
4783 | 1122.3613 | 99.82 | 217.0884 | 0 | -217.0884 | 0 | 0 | 1122.361 | 0 | 0
4784 | 1070.4651 | 317.85 | 949.8207 | 0 | -949.8207 | 0 | 0 | 1070.465 | 0 | 0
4785 | 1185.2757 | 538.67 | 1669.4444 | 517.5149 | -1151.9295 | 0 | 0 | 687.093 | 0 | 0
4786 | 1241.5501 | 520.03 | 1556.4599 | 1289.728 | -266.7318 | 0 | 0 | 0 | 0 | 0
4787 | 1273.3423 | 652.21 | 1921.9529 | 1322.7537 | -599.1992 | 0 | 0 | 0 | 0 | 0
4788 | 1429.0673 | 929.29 | 2727.813 | 1484.5216 | -1225.3959 | 0 | 17.8955 | 0 | 0 | 0
4789 | 1265.5332 | 658.53 | 1926.5164 | 1314.6417 | -611.8747 | 0 | 0 | 0 | 0 | 0
4790 | 1185.2801 | 679.89 | 1993.4383 | 1231.2745 | -762.1638 | 0 | 0 | 0 | 0 | 0
4791 | 1296.2238 | 669.75 | 1971.7096 | 1346.5226 | -625.187 | 0 | 0 | 0 | 0 | 0
4792 | 1491.7106 | 386.56 | 1162.7591 | 1162.7591 | 0 | 0 | 0 | 372.387 | 0 | 0
4793 | 1623.4698 | 167.8 | 497.7173 | 497.7173 | 0 | 0 | 0 | 1144.344 | 0 | 0
4794 | 1365.0331 | 9.79 | 10.8243 | 10.8243 | 0 | 0 | 0 | 1354.613 | 0 | 0
4795 | 1483.589 | 0 | 0 | 0 | 0 | 0 | 0 | 566.195 | 0 | 952.9932
4796 | 1207.3155 | 0 | 0 | 0 | 0 | 0 | 0 | 27.694 | 0 | 1225.3959
4797 | 1394.4908 | 0 | 0 | 0 | 0 | 0 | 0 | 214.869 | 0 | 1225.3959
4798 | 1198.3366 | 0 | 0 | 0 | 0 | 0 | 0 | 18.715 | 0 | 1225.3959
4799 | 1087.8272 | 0 | 0 | 0 | 0 | 0 | 0 | 0 | 0 | 1130.0399
4800 | 982.8432 | 0 | 0 | 0 | 0 | 0 | 0 | 982.843 | 0 | 0
4801 | 1308.846 | 0 | 0 | 0 | 0 | 0 | 0 | 1308.846 | 0 | 0
4802 | 1232.1801 | 0 | 0 | 0 | 0 | 0 | 0 | 1232.18 | 0 | 0
4803 | 1165.8744 | 0 | 0 | 0 | 0 | 0 | 0 | 1165.874 | 0 | 0
4804 | 1230.108 | 0 | 0 | 0 | 0 | 0 | 0 | 1230.108 | 0 | 0
4805 | 1178.9974 | 0 | 0 | 0 | 0 | 0 | 0 | 1178.997 | 0 | 0
4806 | 1110.6197 | 0 | 0 | 0 | 0 | 0 | 0 | 1110.62 | 0 | 0
4807 | 929.6605 | 39.21 | 99.2079 | 99.2079 | 0 | 0 | 0 | 834.159 | 0 | 0
4808 | 777.6212 | 312.3 | 929.7084 | 807.7964 | -121.912 | 0 | 0 | 0 | 0 | 0
4809 | 947.273 | 400.15 | 1209.8969 | 984.0317 | -225.8652 | 0 | 0 | 0 | 0 | 0
4810 | 1179.9083 | 338.99 | 1007.6209 | 1007.6209 | 0 | 0 | 0 | 0 | 0 | 218.0742
4811 | 1059.5877 | 594.8 | 1747.9791 | 1100.704 | -647.2751 | 0 | 0 | 0 | 0 | 0
4812 | 1194.5136 | 552.01 | 1616.6004 | 1240.8668 | -375.7336 | 0 | 0 | 0 | 0 | 0
4813 | 1267.6269 | 696.77 | 2026.4743 | 1316.8169 | -709.6574 | 0 | 0 | 0 | 0 | 0
4814 | 887.0799 | 662.28 | 1937.3885 | 921.5029 | -1015.8856 | 0 | 0 | 0 | 0 | 0
4815 | 1241.5596 | 609.05 | 1802.7916 | 1289.7384 | -513.0532 | 0 | 0 | 0 | 0 | 0
4816 | 536.721 | 390.93 | 1176.2334 | 557.5483 | -618.6851 | 0 | 0 | 0 | 0 | 0
4817 | 511.4393 | 196.5 | 587.2124 | 531.2863 | -55.9261 | 0 | 0 | 0 | 0 | 0
4818 | 220.4508 | 59.13 | 157.5192 | 157.5192 | 0 | 0 | 0 | 0 | 0 | 71.4864
4819 | 219.6375 | 0 | 0 | 0 | 0 | 0 | 0 | 0 | 0 | 228.16
4820 | 234.8325 | 0 | 0 | 0 | 0 | 0 | 0 | 0 | 0 | 243.9456
4821 | 155.4039 | 0 | 0 | 0 | 0 | 0 | 0 | 0 | 0 | 161.4344
4822 | 212.04 | 0 | 0 | 0 | 0 | 0 | 0 | 0 | 0 | 220.2682
4823 | 91.1703 | 0 | 0 | 0 | 0 | 0 | 0 | 0 | 0 | 94.7078
4824 | 85.6448 | 0 | 0 | 0 | 0 | 0 | 0 | 0 | 0 | 88.9684
4825 | 78.738 | 0 | 0 | 0 | 0 | 0 | 0 | 0 | 0 | 81.7934
4826 | 84.9541 | 0 | 0 | 0 | 0 | 0 | 0 | 0 | 0 | 88.2506
4827 | 77.3566 | 0 | 0 | 0 | 0 | 0 | 0 | 0 | 0 | 80.3588
4828 | 82.1914 | 0 | 0 | 0 | 0 | 0 | 0 | 0 | 0 | 85.3804
4829 | 78.738 | 0 | 0 | 0 | 0 | 0 | 0 | 0 | 0 | 81.7934
4830 | 83.5728 | 0 | 0 | 0 | 0 | 0 | 0 | 0 | 0 | 86.816
4831 | 66.9963 | 71.86 | 195.3961 | 69.5958 | -125.8003 | 0 | 0 | 0 | 0 | 0
4832 | 81.1985 | 220.74 | 668.5529 | 84.3499 | -584.203 | 0 | 0 | 0 | 0 | 0
4833 | 713.0577 | 338.95 | 1025.7574 | 740.728 | -285.0293 | 0 | 0 | 0 | 0 | 0
4834 | 1109.9109 | 596.18 | 1779.432 | 1152.9798 | -626.4522 | 0 | 0 | 0 | 0 | 0
4835 | 1211.7488 | 745.4 | 2189.8025 | 1258.7706 | -931.0319 | 0 | 0 | 0 | 0 | 0
4836 | 1105.1884 | 926.97 | 2730.222 | 1148.0756 | -1225.3959 | 0 | 356.7505 | 0 | 0 | 0
4837 | 969.134 | 733.96 | 2144.6321 | 1006.741 | -385.675 | 0 | 752.2162 | 0 | 0 | 0
4838 | 1192.262 | 524.59 | 1546.9091 | 1238.5274 | 0 | 0 | 308.3817 | 0 | 0 | 0
4839 | 1204.9136 | 546.24 | 1621.6874 | 1251.6704 | 0 | 0 | 370.0171 | 0 | 0 | 0
4840 | 1193.8661 | 432.42 | 1300.8038 | 1240.1937 | 0 | 0 | 60.6101 | 0 | 0 | 0
4841 | 893.7415 | 163.68 | 484.9535 | 484.9535 | 0 | 0 | 0 | 426.904 | 0 | 0
4842 | 898.8077 | 25.47 | 56.7437 | 56.7437 | 0 | 0 | 0 | 844.183 | 0 | 0
4843 | 882.694 | 0 | 0 | 0 | 0 | 0 | 0 | 0 | 0 | 916.9467
4844 | 1020.8308 | 0 | 0 | 0 | 0 | 0 | 0 | 0 | 0 | 1060.4441
4845 | 1455.9617 | 0 | 0 | 0 | 0 | 0 | 0 | 276.34 | 0 | 1225.3959
4846 | 774.9473 | 0 | 0 | 0 | 0 | 0 | 0 | 0 | 0 | 805.0186
4847 | 1051.2209 | 0 | 0 | 0 | 0 | 0 | 0 | 0 | 0 | 1092.0134
4848 | 1114.0731 | 0 | 0 | 0 | 0 | 0 | 0 | 1114.073 | 0 | 0
4849 | 966.9575 | 0 | 0 | 0 | 0 | 0 | 0 | 966.957 | 0 | 0
4850 | 895.1263 | 0 | 0 | 0 | 0 | 0 | 0 | 895.126 | 0 | 0
4851 | 941.4022 | 0 | 0 | 0 | 0 | 0 | 0 | 941.402 | 0 | 0
4852 | 939.3301 | 0 | 0 | 0 | 0 | 0 | 0 | 939.33 | 0 | 0
4853 | 1111.3104 | 0 | 0 | 0 | 0 | 0 | 0 | 1111.31 | 0 | 0
4854 | 1126.5055 | 0 | 0 | 0 | 0 | 0 | 0 | 1126.505 | 0 | 0
4855 | 1100.2595 | 97.79 | 223.8136 | 0 | -223.8136 | 0 | 0 | 1100.259 | 0 | 0
4856 | 882.8235 | 200.67 | 604.2738 | 0 | -604.2738 | 0 | 0 | 882.824 | 0 | 0
4857 | 886.201 | 348.05 | 1051.6631 | 0 | -1051.6631 | 0 | 0 | 886.201 | 0 | 0
4858 | 1103.5739 | 412.36 | 1228.5653 | 3.1694 | -1225.3959 | 0 | 0 | 1100.523 | 0 | 0
4859 | 1112.4017 | 584.12 | 1721.9903 | 851.8427 | -870.1475 | 0 | 0 | 292.38 | 0 | 0
4860 | 1166.9312 | 595.95 | 1749.2495 | 1212.2145 | -537.035 | 0 | 0 | 0 | 0 | 0
4861 | 990.0065 | 750.35 | 2191.6391 | 1028.4229 | -1163.2162 | 0 | 0 | 0 | 0 | 0
4862 | 1284.0444 | 367.96 | 1087.4852 | 1087.4852 | 0 | 0 | 0 | 237.182 | 0 | 0
4863 | 1002.3878 | 274.51 | 813.5223 | 813.5223 | 0 | 0 | 0 | 219.255 | 0 | 0
4864 | 1384.9171 | 204.9 | 608.7417 | 608.7417 | 0 | 0 | 0 | 798.915 | 0 | 0
4865 | 1471.9052 | 79.26 | 222.4216 | 222.4216 | 0 | 0 | 0 | 1257.793 | 0 | 0
4866 | 1181.0885 | 58.08 | 154.7933 | 154.7933 | 0 | 0 | 0 | 1032.078 | 0 | 0
4867 | 1185.2136 | 0 | 0 | 0 | 0 | 0 | 0 | 60.748 | 0 | 1168.1006
4868 | 1040.17 | 0 | 0 | 0 | 0 | 0 | 0 | 0 | 0 | 1080.5335
4869 | 1251.5192 | 0 | 0 | 0 | 0 | 0 | 0 | 71.898 | 0 | 1225.3959
4870 | 1156.8955 | 0 | 0 | 0 | 0 | 0 | 0 | 0 | 0 | 1201.7891
4871 | 1042.9327 | 0 | 0 | 0 | 0 | 0 | 0 | 0 | 0 | 1083.4038
4872 | 1049.8395 | 0 | 0 | 0 | 0 | 0 | 0 | 1049.84 | 0 | 0
4873 | 880.622 | 0 | 0 | 0 | 0 | 0 | 0 | 880.622 | 0 | 0
4874 | 931.0419 | 0 | 0 | 0 | 0 | 0 | 0 | 931.042 | 0 | 0
4875 | 782.5449 | 0 | 0 | 0 | 0 | 0 | 0 | 782.545 | 0 | 0
4876 | 743.1759 | 0 | 0 | 0 | 0 | 0 | 0 | 743.176 | 0 | 0
4877 | 860.5921 | 0 | 0 | 0 | 0 | 0 | 0 | 860.592 | 0 | 0
4878 | 848.8505 | 0 | 0 | 0 | 0 | 0 | 0 | 848.851 | 0 | 0
4879 | 506.2713 | 72.38 | 195.7409 | 195.7409 | 0 | 0 | 0 | 317.842 | 0 | 0
4880 | 90.0212 | 196.43 | 592.2558 | 93.5153 | -498.7405 | 0 | 0 | 0 | 0 | 0
4881 | 76.9871 | 441.29 | 1343.9069 | 79.9755 | -1225.3959 | 0 | 38.5355 | 0 | 0 | 0
4882 | 90.8526 | 572.73 | 1715.6691 | 94.3785 | -1225.3959 | 0 | 395.8947 | 0 | 0 | 0
4883 | 77.379 | 688.37 | 2035.0164 | 80.3817 | -1225.3959 | 0 | 729.2389 | 0 | 0 | 0
4884 | 103.2926 | 750.7 | 2202.9673 | 107.3013 | -1225.3959 | 0 | 870.2701 | 0 | 0 | 0
4885 | 71.5652 | 710.93 | 2087.0824 | 74.3421 | -1009.0648 | 0 | 1003.6755 | 0 | 0 | 0
4886 | 75.749 | 649.69 | 1920.2628 | 78.6884 | 0 | 0 | 1841.5744 | 0 | 0 | 0
4887 | 91.6762 | 600.16 | 1794.5259 | 95.2335 | 0 | 0 | 1699.2924 | 0 | 0 | 0
4888 | 85.3392 | 398.12 | 1206.3297 | 88.6506 | 0 | 0 | 1117.6791 | 0 | 0 | 0
4889 | 76.2014 | 267.55 | 808.7646 | 79.159 | 0 | 0 | 729.6056 | 0 | 0 | 0
4890 | 81.8383 | 88.51 | 233.2771 | 85.0137 | 0 | 0 | 148.2634 | 0 | 0 | 0
4891 | 78.0473 | 0 | 0 | 0 | 0 | 0 | 0 | 0 | 0 | 81.0756
4892 | 82.8821 | 0 | 0 | 0 | 0 | 0 | 0 | 0 | 0 | 86.0982
4893 | 75.2845 | 0 | 0 | 0 | 0 | 0 | 0 | 0 | 0 | 78.2064
4894 | 79.4286 | 0 | 0 | 0 | 0 | 0 | 0 | 0 | 0 | 82.5112
4895 | 75.9752 | 0 | 0 | 0 | 0 | 0 | 0 | 0 | 0 | 78.9232
4896 | 78.738 | 0 | 0 | 0 | 0 | 0 | 0 | 0 | 0 | 81.7934
4897 | 74.5939 | 0 | 0 | 0 | 0 | 0 | 0 | 0 | 0 | 77.4886
4898 | 80.81 | 0 | 0 | 0 | 0 | 0 | 0 | 0 | 0 | 83.9458
4899 | 74.5939 | 0 | 0 | 0 | 0 | 0 | 0 | 0 | 0 | 77.4886
4900 | 77.3566 | 0 | 0 | 0 | 0 | 0 | 0 | 0 | 0 | 80.3588
4901 | 71.8311 | 0 | 0 | 0 | 0 | 0 | 0 | 0 | 0 | 74.6184
4902 | 79.4286 | 0 | 0 | 0 | 0 | 0 | 0 | 0 | 0 | 82.5112
4903 | 66.3057 | 42.13 | 107.9017 | 68.879 | -39.0227 | 0 | 0 | 0 | 0 | 0
4904 | 72.9207 | 129.94 | 382.1347 | 75.7507 | -306.384 | 0 | 0 | 0 | 0 | 0
4905 | 154.285 | 362.47 | 1097.7299 | 160.271 | -728.5543 | 0 | 208.9047 | 0 | 0 | 0
4906 | 105.3492 | 576.18 | 1723.5495 | 109.437 | 0 | 0 | 1614.1125 | 0 | 0 | 0
4907 | 130.5488 | 663.59 | 1963.4885 | 135.6149 | 0 | 0 | 1827.8736 | 0 | 0 | 0
4908 | 202.7269 | 625.23 | 1845.3546 | 210.5938 | 0 | 0 | 1634.7608 | 0 | 0 | 0
4909 | 354.6912 | 464.85 | 1376.9035 | 368.4547 | 0 | 0 | 1008.4488 | 0 | 0 | 0
4910 | 688.6006 | 549.88 | 1635.6978 | 715.322 | 0 | 0 | 920.3758 | 0 | 0 | 0
4911 | 987.823 | 458.34 | 1375.4429 | 1026.1552 | 0 | 0 | 349.2877 | 0 | 0 | 0
4912 | 1032.5448 | 412.68 | 1255.515 | 1072.6126 | 0 | 0 | 182.9024 | 0 | 0 | 0
4913 | 1329.4033 | 191.54 | 576.3403 | 576.3403 | 0 | 0 | 0 | 774.592 | 0 | 0
4914 | 1196.1437 | 18.61 | 36.5794 | 36.5794 | 0 | 0 | 0 | 1160.931 | 0 | 0
4915 | 1400.707 | 0 | 0 | 0 | 0 | 0 | 0 | 221.086 | 0 | 1225.3959
4916 | 823.2952 | 0 | 0 | 0 | 0 | 0 | 0 | 0 | 0 | 855.2428
4917 | 1177.6161 | 0 | 0 | 0 | 0 | 0 | 0 | 0 | 0 | 1223.3131
4918 | 1352.3591 | 0 | 0 | 0 | 0 | 0 | 0 | 172.738 | 0 | 1225.3959
4919 | 1335.092 | 0 | 0 | 0 | 0 | 0 | 0 | 155.471 | 0 | 1225.3959
4920 | 1360.6473 | 0 | 0 | 0 | 0 | 0 | 0 | 1360.647 | 0 | 0
4921 | 1288.1255 | 0 | 0 | 0 | 0 | 0 | 0 | 1288.125 | 0 | 0
4922 | 1518.8139 | 0 | 0 | 0 | 0 | 0 | 0 | 1518.814 | 0 | 0
4923 | 1469.7754 | 0 | 0 | 0 | 0 | 0 | 0 | 1469.775 | 0 | 0
4924 | 1038.0979 | 0 | 0 | 0 | 0 | 0 | 0 | 1038.098 | 0 | 0
4925 | 1302.6298 | 0 | 0 | 0 | 0 | 0 | 0 | 1302.63 | 0 | 0
4926 | 1125.8148 | 0 | 0 | 0 | 0 | 0 | 0 | 1125.815 | 0 | 0
4927 | 1215.6037 | 6.85 | 2.7383 | 0 | -2.7383 | 0 | 0 | 1215.604 | 0 | 0
4928 | 1164.5561 | 17.63 | 34.2619 | 0 | -34.2619 | 0 | 0 | 1164.556 | 0 | 0
4929 | 1265.2017 | 138.91 | 406.0605 | 0 | -406.0605 | 0 | 0 | 1265.202 | 0 | 0
4930 | 1521.9772 | 485.18 | 1454.0503 | 228.6544 | -1225.3959 | 0 | 0 | 1301.865 | 0 | 0
4931 | 1459.9884 | 750.17 | 2213.0779 | 987.6821 | -1225.3959 | 0 | 0 | 509.202 | 0 | 0
4932 | 1450.6684 | 807.57 | 2364.9065 | 1411.7471 | -953.1595 | 0 | 0 | 91.657 | 0 | 0
4933 | 1401.7369 | 755.13 | 2215.891 | 1456.1311 | -759.76 | 0 | 0 | 0 | 0 | 0
4934 | 1375.3968 | 845.43 | 2518.9343 | 1428.7689 | -1090.1653 | 0 | 0 | 0 | 0 | 0
4935 | 1381.8306 | 709.37 | 2142.9223 | 1435.4526 | -707.4697 | 0 | 0 | 0 | 0 | 0
4936 | 1788.7211 | 435.37 | 1319.068 | 1319.068 | 0 | 0 | 0 | 518.927 | 0 | 0
4937 | 1525.3581 | 303.27 | 902.6112 | 902.6112 | 0 | 0 | 0 | 656.464 | 0 | 0
4938 | 1702.6602 | 95.1 | 225.8891 | 225.8891 | 0 | 0 | 0 | 1485.209 | 0 | 0
4939 | 1469.7754 | 0 | 0 | 0 | 0 | 0 | 0 | 644.175 | 0 | 857.6372
4940 | 1623.7979 | 0 | 0 | 0 | 0 | 0 | 0 | 444.177 | 0 | 1225.3959
4941 | 1571.3059 | 0 | 0 | 0 | 0 | 0 | 0 | 391.685 | 0 | 1225.3959
4942 | 1333.0199 | 0 | 0 | 0 | 0 | 0 | 0 | 153.399 | 0 | 1225.3959
4943 | 1336.4734 | 0 | 0 | 0 | 0 | 0 | 0 | 156.852 | 0 | 1225.3959
4944 | 1509.1443 | 0 | 0 | 0 | 0 | 0 | 0 | 1509.144 | 0 | 0
4945 | 1440.7666 | 0 | 0 | 0 | 0 | 0 | 0 | 1440.767 | 0 | 0
4946 | 1415.902 | 0 | 0 | 0 | 0 | 0 | 0 | 1415.902 | 0 | 0
4947 | 1212.8409 | 0 | 0 | 0 | 0 | 0 | 0 | 1212.841 | 0 | 0
4948 | 1147.9167 | 0 | 0 | 0 | 0 | 0 | 0 | 1147.917 | 0 | 0
4949 | 1229.4174 | 0 | 0 | 0 | 0 | 0 | 0 | 1229.417 | 0 | 0
4950 | 988.3687 | 0 | 0 | 0 | 0 | 0 | 0 | 988.369 | 0 | 0
4951 | 1297.7951 | 98.75 | 216.9253 | 216.9253 | 0 | 0 | 0 | 1088.973 | 0 | 0
4952 | 1047.8219 | 319.17 | 948.3446 | 948.3446 | 0 | 0 | 0 | 134.902 | 0 | 0
4953 | 1384.7712 | 543.83 | 1665.0201 | 1438.5067 | -226.5135 | 0 | 0 | 0 | 0 | 0
4954 | 1349.7673 | 733.06 | 2186.497 | 1402.1444 | -784.3526 | 0 | 0 | 0 | 0 | 0
4955 | 1301.2096 | 865.37 | 2533.5793 | 1351.7021 | -1181.8772 | 0 | 0 | 0 | 0 | 0
4956 | 1364.7042 | 933.3 | 2715.4616 | 1417.662 | -1225.3959 | 0 | 72.4037 | 0 | 0 | 0
4957 | 1493.1455 | 932.37 | 2717.3304 | 1551.0872 | -1166.2432 | 0 | 0 | 0 | 0 | 0
4958 | 1284.4951 | 847.15 | 2494.3894 | 1334.3395 | -1160.0499 | 0 | 0 | 0 | 0 | 0
4959 | 1168.1969 | 710.99 | 2129.9154 | 1213.5286 | -664.9587 | 0 | 251.4281 | 0 | 0 | 0
4960 | 1479.6564 | 523.31 | 1598.6301 | 1537.0747 | 0 | 0 | 61.5554 | 0 | 0 | 0
4961 | 1510.8356 | 188.46 | 561.5643 | 561.5643 | 0 | 0 | 0 | 970.249 | 0 | 0
4962 | 1394.1765 | 92.01 | 237.8676 | 237.8676 | 0 | 0 | 0 | 1165.194 | 0 | 0
4963 | 1384.1314 | 0 | 0 | 0 | 0 | 0 | 0 | 370.108 | 0 | 1053.3719
4964 | 1029.119 | 0 | 0 | 0 | 0 | 0 | 0 | 0 | 0 | 1069.0537
4965 | 1141.7005 | 0 | 0 | 0 | 0 | 0 | 0 | 0 | 0 | 1186.0034
4966 | 1211.4596 | 0 | 0 | 0 | 0 | 0 | 0 | 31.838 | 0 | 1225.3959
4967 | 1361.338 | 0 | 0 | 0 | 0 | 0 | 0 | 181.717 | 0 | 1225.3959
4968 | 1071.2507 | 0 | 0 | 0 | 0 | 0 | 0 | 1071.251 | 0 | 0
4969 | 1274.3118 | 0 | 0 | 0 | 0 | 0 | 0 | 1274.312 | 0 | 0
4970 | 875.7872 | 0 | 0 | 0 | 0 | 0 | 0 | 875.787 | 0 | 0
4971 | 1036.7165 | 0 | 0 | 0 | 0 | 0 | 0 | 1036.717 | 0 | 0
4972 | 911.7028 | 0 | 0 | 0 | 0 | 0 | 0 | 911.703 | 0 | 0
4973 | 1306.0833 | 0 | 0 | 0 | 0 | 0 | 0 | 1306.083 | 0 | 0
4974 | 1031.1911 | 0 | 0 | 0 | 0 | 0 | 0 | 1031.191 | 0 | 0
4975 | 1167.9465 | 34.3 | 84.0861 | 0 | -84.0861 | 0 | 0 | 1167.946 | 0 | 0
4976 | 1102.0699 | 108 | 313.209 | 143.8786 | -169.3304 | 0 | 0 | 963.565 | 0 | 0
4977 | 1017.1236 | 280.13 | 840.7296 | 840.7296 | 0 | 0 | 0 | 207.8 | 0 | 0
4978 | 1192.6799 | 333.51 | 989.3566 | 989.3566 | 0 | 0 | 0 | 240.281 | 0 | 0
4979 | 1048.5359 | 687.02 | 2007.0279 | 1089.2242 | -917.8037 | 0 | 0 | 0 | 0 | 0
4980 | 1037.4685 | 750.19 | 2175.6924 | 1077.7267 | -1097.9657 | 0 | 0 | 0 | 0 | 0
4981 | 1077.8269 | 717.87 | 2086.1111 | 1119.6518 | -966.4593 | 0 | 0 | 0 | 0 | 0
4982 | 1076.3005 | 715.23 | 2089.483 | 1118.0656 | -971.4175 | 0 | 0 | 0 | 0 | 0
4983 | 852.6441 | 276.8 | 817.0376 | 817.0376 | 0 | 0 | 0 | 66.127 | 0 | 0
4984 | 422.9472 | 303.69 | 908.9282 | 439.3594 | -469.5688 | 0 | 0 | 0 | 0 | 0
4985 | 167.4831 | 91.7 | 260.2351 | 173.9832 | -86.252 | 0 | 0 | 0 | 0 | 0
4986 | 147.3263 | 71.04 | 190.0036 | 153.0429 | -36.9607 | 0 | 0 | 0 | 0 | 0
4987 | 102.2212 | 0 | 0 | 0 | 0 | 0 | 0 | 102.221 | 0 | 0
4988 | 109.8187 | 0 | 0 | 0 | 0 | 0 | 0 | 109.819 | 0 | 0
4989 | 87.0262 | 0 | 0 | 0 | 0 | 0 | 0 | 87.026 | 0 | 0
4990 | 81.5007 | 0 | 0 | 0 | 0 | 0 | 0 | 81.501 | 0 | 0
4991 | 81.5007 | 0 | 0 | 0 | 0 | 0 | 0 | 81.501 | 0 | 0
4992 | 85.6448 | 0 | 0 | 0 | 0 | 0 | 0 | 85.645 | 0 | 0
4993 | 80.1193 | 0 | 0 | 0 | 0 | 0 | 0 | 80.119 | 0 | 0
4994 | 78.738 | 0 | 0 | 0 | 0 | 0 | 0 | 78.738 | 0 | 0
4995 | 73.9032 | 0 | 0 | 0 | 0 | 0 | 0 | 73.903 | 0 | 0
4996 | 80.81 | 0 | 0 | 0 | 0 | 0 | 0 | 80.81 | 0 | 0
4997 | 77.3566 | 0 | 0 | 0 | 0 | 0 | 0 | 77.357 | 0 | 0
4998 | 80.81 | 0 | 0 | 0 | 0 | 0 | 0 | 80.81 | 0 | 0
4999 | 70.4498 | 37.24 | 93.4145 | 73.1828 | -20.2318 | 0 | 0 | 0 | 0 | 0
5000 | 82.0705 | 116.12 | 339.5354 | 85.2547 | -254.2807 | 0 | 0 | 0 | 0 | 0
5001 | 531.2024 | 368.2 | 1109.7364 | 551.8152 | -557.9213 | 0 | 0 | 0 | 0 | 0
5002 | 1284.5469 | 509.29 | 1514.5711 | 1334.3935 | -180.1776 | 0 | 0 | 0 | 0 | 0
5003 | 1356.1138 | 367.36 | 1085.8626 | 1085.8626 | 0 | 0 | 0 | 310.814 | 0 | 0
5004 | 1186.715 | 624.2 | 1829.7008 | 1232.7652 | -596.9356 | 0 | 0 | 0 | 0 | 0
5005 | 1505.9819 | 459.35 | 1352.691 | 1352.691 | 0 | 0 | 0 | 203.82 | 0 | 0
5006 | 1112.084 | 119.23 | 335.7708 | 335.7708 | 0 | 0 | 0 | 788.856 | 0 | 0
5007 | 1330.2779 | 79.42 | 216.4609 | 216.4609 | 0 | 0 | 0 | 1121.902 | 0 | 0
5008 | 1190.5629 | 225.5 | 671.338 | 671.338 | 0 | 0 | 0 | 544.303 | 0 | 0
5009 | 1041.9355 | 87.83 | 248.8311 | 248.8311 | 0 | 0 | 0 | 802.4 | 0 | 0
5010 | 1168.6743 | 48.75 | 127.157 | 127.157 | 0 | 0 | 0 | 1046.267 | 0 | 0
5011 | 1443.5337 | 0 | 0 | 0 | 0 | 0 | 0 | 263.912 | 0 | 1225.3959
5012 | 1038.0979 | 0 | 0 | 0 | 0 | 0 | 0 | 0 | 0 | 1078.3811
5013 | 1286.7441 | 0 | 0 | 0 | 0 | 0 | 0 | 107.123 | 0 | 1225.3959
5014 | 712.7858 | 0 | 0 | 0 | 0 | 0 | 0 | 0 | 0 | 740.4455
5015 | 1145.8446 | 0 | 0 | 0 | 0 | 0 | 0 | 0 | 0 | 1190.3092
5016 | 1181.7602 | 0 | 0 | 0 | 0 | 0 | 0 | 1181.76 | 0 | 0
5017 | 911.7028 | 0 | 0 | 0 | 0 | 0 | 0 | 911.703 | 0 | 0
5018 | 1009.0892 | 0 | 0 | 0 | 0 | 0 | 0 | 1009.089 | 0 | 0
5019 | 973.8643 | 0 | 0 | 0 | 0 | 0 | 0 | 973.864 | 0 | 0
5020 | 848.1598 | 0 | 0 | 0 | 0 | 0 | 0 | 848.16 | 0 | 0
5021 | 780.4728 | 0 | 0 | 0 | 0 | 0 | 0 | 780.473 | 0 | 0
5022 | 770.8032 | 0 | 0 | 0 | 0 | 0 | 0 | 770.803 | 0 | 0
5023 | 969.0295 | 46.87 | 122.9633 | 0 | -122.9633 | 0 | 0 | 969.03 | 0 | 0
5024 | 708.5433 | 158.44 | 474.875 | 0 | -474.875 | 0 | 0 | 708.543 | 0 | 0
5025 | 1101.8299 | 441.37 | 1349.5216 | 744.717 | -604.8046 | 0 | 0 | 384.933 | 0 | 0
5026 | 952.1242 | 573.48 | 1727.5811 | 989.0709 | -738.5102 | 0 | 0 | 0 | 0 | 0
5027 | 1203.6531 | 717.55 | 2135.2008 | 1250.3605 | -884.8404 | 0 | 0 | 0 | 0 | 0
5028 | 1159.54 | 742.37 | 2197.8802 | 1204.5357 | -993.3446 | 0 | 0 | 0 | 0 | 0
5029 | 964.4063 | 671.6 | 1991.2121 | 1001.8295 | -989.3826 | 0 | 0 | 0 | 0 | 0
5030 | 1140.2509 | 243.02 | 717.2386 | 717.2386 | 0 | 0 | 0 | 449.805 | 0 | 0
5031 | 833.8618 | 511.18 | 1535.93 | 866.2198 | -669.7101 | 0 | 0 | 0 | 0 | 0
5032 | 1036.9885 | 541.06 | 1675.1059 | 1077.2281 | -597.8778 | 0 | 0 | 0 | 0 | 0
5033 | 1019.831 | 233.16 | 705.3785 | 705.3785 | 0 | 0 | 0 | 340.802 | 0 | 0
5034 | 933.7278 | 86.59 | 228.428 | 228.428 | 0 | 0 | 0 | 713.832 | 0 | 0
5035 | 870.2617 | 0 | 0 | 0 | 0 | 0 | 0 | 0 | 0 | 904.0323
5036 | 1061.5812 | 0 | 0 | 0 | 0 | 0 | 0 | 0 | 0 | 1102.7754
5037 | 730.0529 | 0 | 0 | 0 | 0 | 0 | 0 | 0 | 0 | 758.3825
5038 | 1020.8308 | 0 | 0 | 0 | 0 | 0 | 0 | 0 | 0 | 1060.4441
5039 | 954.5252 | 0 | 0 | 0 | 0 | 0 | 0 | 0 | 0 | 991.5651
5040 | 756.9896 | 0 | 0 | 0 | 0 | 0 | 0 | 756.99 | 0 | 0
5041 | 995.2755 | 0 | 0 | 0 | 0 | 0 | 0 | 995.276 | 0 | 0
5042 | 975.9364 | 0 | 0 | 0 | 0 | 0 | 0 | 975.936 | 0 | 0
5043 | 974.555 | 0 | 0 | 0 | 0 | 0 | 0 | 974.555 | 0 | 0
5044 | 919.3003 | 0 | 0 | 0 | 0 | 0 | 0 | 919.3 | 0 | 0
5045 | 1018.0681 | 0 | 0 | 0 | 0 | 0 | 0 | 1018.068 | 0 | 0
5046 | 664.4379 | 0 | 0 | 0 | 0 | 0 | 0 | 664.438 | 0 | 0
5047 | 891.6729 | 58.4 | 157.1982 | 0 | -157.1982 | 0 | 0 | 891.673 | 0 | 0
5048 | 882.8417 | 195.94 | 591.9816 | 0 | -591.9816 | 0 | 0 | 882.842 | 0 | 0
5049 | 1164.6709 | 546.64 | 1696.5209 | 486.9605 | -1209.5604 | 0 | 0 | 695.902 | 0 | 0
5050 | 1275.9643 | 738.34 | 2242.7608 | 1325.4775 | -917.2833 | 0 | 0 | 0 | 0 | 0
5051 | 1281.6469 | 446.69 | 1325.0993 | 1325.0993 | 0 | 0 | 0 | 6.047 | 0 | 0
5052 | 1165.2105 | 941.41 | 2783.843 | 1210.4267 | -1225.3959 | 0 | 348.0204 | 0 | 0 | 0
5053 | 1262.2861 | 490.79 | 1447.5827 | 1311.2687 | -136.314 | 0 | 0 | 0 | 0 | 0
5054 | 1118.1698 | 580.28 | 1713.7048 | 1161.5593 | -552.1455 | 0 | 0 | 0 | 0 | 0
5055 | 1150.1519 | 593.1 | 1765.9255 | 1194.7823 | -571.1432 | 0 | 0 | 0 | 0 | 0
5056 | 1238.5577 | 374.02 | 1129.322 | 1129.322 | 0 | 0 | 0 | 151.422 | 0 | 0
5057 | 954.5088 | 129.05 | 378.4646 | 378.4646 | 0 | 0 | 0 | 590.182 | 0 | 0
5058 | 1051.3962 | 42.1 | 107.0249 | 107.0249 | 0 | 0 | 0 | 948.37 | 0 | 0
5059 | 866.1271 | 0 | 0 | 0 | 0 | 0 | 0 | 0 | 0 | 899.7368
5060 | 1031.8818 | 0 | 0 | 0 | 0 | 0 | 0 | 0 | 0 | 1071.9239
5061 | 910.3214 | 0 | 0 | 0 | 0 | 0 | 0 | 0 | 0 | 945.6458
5062 | 1085.7551 | 0 | 0 | 0 | 0 | 0 | 0 | 0 | 0 | 1127.8874
5063 | 1110.6197 | 0 | 0 | 0 | 0 | 0 | 0 | 0 | 0 | 1153.7173
5064 | 991.1314 | 0 | 0 | 0 | 0 | 0 | 0 | 991.131 | 0 | 0
5065 | 1030.5004 | 0 | 0 | 0 | 0 | 0 | 0 | 1030.5 | 0 | 0
5066 | 809.4815 | 0 | 0 | 0 | 0 | 0 | 0 | 809.482 | 0 | 0
5067 | 1055.365 | 0 | 0 | 0 | 0 | 0 | 0 | 1055.365 | 0 | 0
5068 | 926.8978 | 0 | 0 | 0 | 0 | 0 | 0 | 926.898 | 0 | 0
5069 | 813.6256 | 0 | 0 | 0 | 0 | 0 | 0 | 813.626 | 0 | 0
5070 | 907.5587 | 0 | 0 | 0 | 0 | 0 | 0 | 907.559 | 0 | 0
5071 | 821.2232 | 80 | 214.4415 | 0 | -214.4415 | 0 | 0 | 821.223 | 0 | 0
5072 | 962.443 | 257.14 | 780.3345 | 0 | -780.3345 | 0 | 0 | 962.443 | 0 | 0
5073 | 1008.2725 | 538.38 | 1663.9564 | 438.5605 | -1225.3959 | 0 | 0 | 586.095 | 0 | 0
5074 | 1436.7719 | 730.72 | 2213.4228 | 1459.1332 | -754.2896 | 0 | 0 | 32.145 | 0 | 0
5075 | 1155.7145 | 864.71 | 2578.4838 | 1200.5622 | -1225.3959 | 0 | 152.5256 | 0 | 0 | 0
5076 | 1137.1705 | 75.73 | 201.9748 | 201.9748 | 0 | 0 | 0 | 942.74 | 0 | 0
5077 | 1170.2102 | 365.14 | 1076.5258 | 1076.5258 | 0 | 0 | 0 | 133.898 | 0 | 0
5078 | 1059.333 | 729.51 | 2156.917 | 1100.4402 | -1056.4769 | 0 | 0 | 0 | 0 | 0
5079 | 1086.2248 | 553.92 | 1657.8659 | 1128.3757 | -529.4902 | 0 | 0 | 0 | 0 | 0
5080 | 1050.3472 | 67.64 | 183.2265 | 183.2265 | 0 | 0 | 0 | 873.965 | 0 | 0
5081 | 1100.0177 | 115.16 | 335.2026 | 335.2026 | 0 | 0 | 0 | 777.336 | 0 | 0
5082 | 961.4501 | 67.58 | 181.0761 | 181.0761 | 0 | 0 | 0 | 787.138 | 0 | 0
5083 | 1004.2544 | 0 | 0 | 0 | 0 | 0 | 0 | 0 | 0 | 1043.2238
5084 | 918.6096 | 0 | 0 | 0 | 0 | 0 | 0 | 0 | 0 | 954.2564
5085 | 1251.5192 | 0 | 0 | 0 | 0 | 0 | 0 | 71.898 | 0 | 1225.3959
5086 | 1076.0855 | 0 | 0 | 0 | 0 | 0 | 0 | 0 | 0 | 1117.8432
5087 | 1287.4348 | 0 | 0 | 0 | 0 | 0 | 0 | 107.813 | 0 | 1225.3959
5088 | 1154.1328 | 0 | 0 | 0 | 0 | 0 | 0 | 1154.133 | 0 | 0
5089 | 1704.5439 | 0 | 0 | 0 | 0 | 0 | 0 | 1704.544 | 0 | 0
5090 | 1118.0342 | 0 | 0 | 0 | 0 | 0 | 0 | 1118.034 | 0 | 0
5091 | 1386.5855 | 0 | 0 | 0 | 0 | 0 | 0 | 1386.586 | 0 | 0
5092 | 1257.4896 | 0 | 0 | 0 | 0 | 0 | 0 | 1257.49 | 0 | 0
5093 | 1113.2529 | 0 | 0 | 0 | 0 | 0 | 0 | 1113.253 | 0 | 0
5094 | 1508.5094 | 0 | 0 | 0 | 0 | 0 | 0 | 1508.509 | 0 | 0
5095 | 1345.1473 | 41.16 | 105.1395 | 0 | -105.1395 | 0 | 0 | 1345.147 | 0 | 0
5096 | 1347.8468 | 208.34 | 632.255 | 0 | -632.255 | 0 | 0 | 1347.847 | 0 | 0
5097 | 1439.8057 | 394.94 | 1204.9294 | 0 | -1204.9294 | 0 | 0 | 1439.806 | 0 | 0
5098 | 1331.5524 | 512.84 | 1541.1042 | 315.7083 | -1225.3959 | 0 | 0 | 1027.638 | 0 | 0
5099 | 1361.5313 | 571.36 | 1696.6279 | 789.1602 | -907.4676 | 0 | 0 | 601.85 | 0 | 0
5100 | 1417.9132 | 757.82 | 2223.2427 | 1472.9348 | -750.3079 | 0 | 0 | 0 | 0 | 0
5101 | 1620.5808 | 790.48 | 2314.3448 | 1683.4672 | -630.8776 | 0 | 0 | 0 | 0 | 0
5102 | 1546.263 | 706.79 | 2083.4684 | 1606.2653 | -477.203 | 0 | 0 | 0 | 0 | 0
5103 | 1367.5967 | 563.35 | 1681.5735 | 1420.6652 | -260.9083 | 0 | 0 | 0 | 0 | 0
5104 | 1582.1499 | 343.02 | 1034.8282 | 1034.8282 | 0 | 0 | 0 | 585.978 | 0 | 0
5105 | 1603.4885 | 133.9 | 394.1495 | 394.1495 | 0 | 0 | 0 | 1224.063 | 0 | 0
5106 | 1628.2678 | 62.77 | 167.6132 | 167.6132 | 0 | 0 | 0 | 1466.916 | 0 | 0
5107 | 1753.1561 | 0 | 0 | 0 | 0 | 0 | 0 | 927.556 | 0 | 857.6372
5108 | 1494.1654 | 0 | 0 | 0 | 0 | 0 | 0 | 314.544 | 0 | 1225.3959
5109 | 1494.1654 | 0 | 0 | 0 | 0 | 0 | 0 | 314.544 | 0 | 1225.3959
5110 | 1460.6961 | 0 | 0 | 0 | 0 | 0 | 0 | 281.075 | 0 | 1225.3959
5111 | 1675.8559 | 0 | 0 | 0 | 0 | 0 | 0 | 496.235 | 0 | 1225.3959
5112 | 1392.1637 | 0 | 0 | 0 | 0 | 0 | 0 | 1392.164 | 0 | 0
5113 | 1467.0712 | 0 | 0 | 0 | 0 | 0 | 0 | 1467.071 | 0 | 0
5114 | 1345.1473 | 0 | 0 | 0 | 0 | 0 | 0 | 1345.147 | 0 | 0
5115 | 1282.1932 | 0 | 0 | 0 | 0 | 0 | 0 | 1282.193 | 0 | 0
5116 | 1174.6132 | 0 | 0 | 0 | 0 | 0 | 0 | 1174.613 | 0 | 0
5117 | 1106.8777 | 0 | 0 | 0 | 0 | 0 | 0 | 1106.878 | 0 | 0
5118 | 1184.9728 | 0 | 0 | 0 | 0 | 0 | 0 | 1184.973 | 0 | 0
5119 | 1051.8925 | 74.92 | 201.9873 | 0 | -201.9873 | 0 | 0 | 1051.892 | 0 | 0
5120 | 1003.1398 | 237.13 | 721.1985 | 0 | -721.1985 | 0 | 0 | 1003.14 | 0 | 0
5121 | 1520.4757 | 270.6 | 817.8468 | 0 | -817.8468 | 0 | 0 | 1520.476 | 0 | 0
5122 | 1744.6384 | 451.91 | 1359.8972 | 134.5013 | -1225.3959 | 0 | 0 | 1615.162 | 0 | 0
5123 | 1595.175 | 645.35 | 1920.7115 | 695.3156 | -1225.3959 | 0 | 0 | 925.834 | 0 | 0
5124 | 1462.4025 | 703.61 | 2082.309 | 856.9132 | -1225.3959 | 0 | 0 | 637.499 | 0 | 0
5125 | 1607.6891 | 727.57 | 2150.171 | 1270.3304 | -879.8406 | 0 | 0 | 384.812 | 0 | 0
5126 | 1637.0923 | 609.12 | 1812.9491 | 1700.62 | -112.3291 | 0 | 0 | 0 | 0 | 0
5127 | 1664.4276 | 404.93 | 1216.5785 | 1216.5785 | 0 | 0 | 0 | 493.294 | 0 | 0
5128 | 1619.2759 | 157.28 | 464.3 | 464.3 | 0 | 0 | 0 | 1172.319 | 0 | 0
5129 | 1609.6674 | 164.04 | 491.5042 | 491.5042 | 0 | 0 | 0 | 1136.524 | 0 | 0
5130 | 1842.5401 | 65.25 | 175.0615 | 175.0615 | 0 | 0 | 0 | 1674.018 | 0 | 0
5131 | 1522.0625 | 0 | 0 | 0 | 0 | 0 | 0 | 696.462 | 0 | 857.6372
5132 | 1333.194 | 0 | 0 | 0 | 0 | 0 | 0 | 153.573 | 0 | 1225.3959
5133 | 1353.1162 | 0 | 0 | 0 | 0 | 0 | 0 | 173.495 | 0 | 1225.3959
5134 | 1412.8828 | 0 | 0 | 0 | 0 | 0 | 0 | 233.261 | 0 | 1225.3959
5135 | 1341.9598 | 0 | 0 | 0 | 0 | 0 | 0 | 162.338 | 0 | 1225.3959
5136 | 1469.4619 | 0 | 0 | 0 | 0 | 0 | 0 | 1469.462 | 0 | 0
5137 | 1242.3487 | 0 | 0 | 0 | 0 | 0 | 0 | 1242.349 | 0 | 0
5138 | 1430.4144 | 0 | 0 | 0 | 0 | 0 | 0 | 1430.414 | 0 | 0
5139 | 1263.8647 | 0 | 0 | 0 | 0 | 0 | 0 | 1263.865 | 0 | 0
5140 | 1263.8647 | 0 | 0 | 0 | 0 | 0 | 0 | 1263.865 | 0 | 0
5141 | 1340.366 | 0 | 0 | 0 | 0 | 0 | 0 | 1340.366 | 0 | 0
5142 | 1114.0497 | 0 | 0 | 0 | 0 | 0 | 0 | 1114.05 | 0 | 0
5143 | 1307.6936 | 47.82 | 125.6133 | 89.0349 | -36.5784 | 0 | 0 | 1221.984 | 0 | 0
5144 | 1075.8529 | 154.39 | 460.7889 | 460.7889 | 0 | 0 | 0 | 632.277 | 0 | 0
5145 | 1014.0104 | 334.3 | 1012.1282 | 1012.1282 | 0 | 0 | 0 | 39.691 | 0 | 0
5146 | 1160.599 | 502.89 | 1504.8541 | 1205.6358 | -299.2184 | 0 | 0 | 0 | 0 | 0
5147 | 1335.6922 | 593.48 | 1754.268 | 1387.5232 | -366.7448 | 0 | 0 | 0 | 0 | 0
5148 | 1416.1869 | 727.01 | 2127.6975 | 1471.1418 | -656.5558 | 0 | 0 | 0 | 0 | 0
5149 | 1072.5339 | 668.25 | 1960.6432 | 1114.1524 | -846.4908 | 0 | 0 | 0 | 0 | 0
5150 | 1228.6313 | 130.93 | 372.5798 | 372.5798 | 0 | 0 | 0 | 869.969 | 0 | 0
5151 | 962.4338 | 52.03 | 134.0255 | 134.0255 | 0 | 0 | 0 | 833.415 | 0 | 0
5152 | 1200.7083 | 76.88 | 212.8906 | 212.8906 | 0 | 0 | 0 | 995.771 | 0 | 0
5153 | 1232.7184 | 138.16 | 408.5131 | 408.5131 | 0 | 0 | 0 | 839.466 | 0 | 0
5154 | 856.2803 | 45.89 | 118.6897 | 118.6897 | 0 | 0 | 0 | 742.024 | 0 | 0
5155 | 1170.6288 | 0 | 0 | 0 | 0 | 0 | 0 | 1170.629 | 0 | 0
5156 | 1184.9728 | 0 | 0 | 0 | 0 | 0 | 0 | 1184.973 | 0 | 0
5157 | 1341.1629 | 0 | 0 | 0 | 0 | 0 | 0 | 1341.163 | 0 | 0
5158 | 1157.0817 | 0 | 0 | 0 | 0 | 0 | 0 | 1157.082 | 0 | 0
5159 | 1082.1742 | 0 | 0 | 0 | 0 | 0 | 0 | 1082.174 | 0 | 0
5160 | 136.2679 | 0 | 0 | 0 | 0 | 0 | 0 | 136.268 | 0 | 0
5161 | 105.9861 | 0 | 0 | 0 | 0 | 0 | 0 | 105.986 | 0 | 0
5162 | 87.6577 | 0 | 0 | 0 | 0 | 0 | 0 | 87.658 | 0 | 0
5163 | 91.6421 | 0 | 0 | 0 | 0 | 0 | 0 | 91.642 | 0 | 0
5164 | 87.6577 | 0 | 0 | 0 | 0 | 0 | 0 | 87.658 | 0 | 0
5165 | 91.6421 | 0 | 0 | 0 | 0 | 0 | 0 | 91.642 | 0 | 0
5166 | 84.4702 | 0 | 0 | 0 | 0 | 0 | 0 | 84.47 | 0 | 0
5167 | 82.0795 | 80.53 | 215.0565 | 85.2641 | -129.7924 | 0 | 0 | 0 | 0 | 0
5168 | 81.0455 | 257.82 | 779.303 | 84.1899 | -695.1131 | 0 | 0 | 0 | 0 | 0
5169 | 801.8299 | 342.58 | 1030.0071 | 832.9448 | -197.0623 | 0 | 0 | 0 | 0 | 0
5170 | 967.4233 | 509.29 | 1504.1197 | 1004.9636 | -499.1561 | 0 | 0 | 0 | 0 | 0
5171 | 1373.2187 | 573.92 | 1673.4916 | 1426.5064 | -246.9852 | 0 | 0 | 0 | 0 | 0
5172 | 1296.8011 | 713.9 | 2052.0705 | 1347.123 | -704.9474 | 0 | 0 | 0 | 0 | 0
5173 | 1405.7098 | 651.13 | 1874.3944 | 1460.2572 | -414.1372 | 0 | 0 | 0 | 0 | 0
5174 | 1424.881 | 509.1 | 1478.4716 | 1478.4716 | 0 | 0 | 0 | 1.638 | 0 | 0
5175 | 1143.2188 | 726.93 | 2134.2327 | 1187.5813 | -946.6513 | 0 | 0 | 0 | 0 | 0
5176 | 1188.5309 | 533.35 | 1604.6095 | 1234.6516 | -369.9578 | 0 | 0 | 0 | 0 | 0
5177 | 1249.3245 | 308.69 | 903.4412 | 903.4412 | 0 | 0 | 0 | 379.632 | 0 | 0
5178 | 1404.2924 | 5.87 | 0 | 0 | 0 | 0 | 0 | 1404.292 | 0 | 0
5179 | 1160.2693 | 0 | 0 | 0 | 0 | 0 | 0 | 317.708 | 0 | 875.2564
5180 | 1162.6599 | 0 | 0 | 0 | 0 | 0 | 0 | 0 | 0 | 1207.7767
5181 | 1369.8509 | 0 | 0 | 0 | 0 | 0 | 0 | 190.23 | 0 | 1225.3959
5182 | 1357.1007 | 0 | 0 | 0 | 0 | 0 | 0 | 177.479 | 0 | 1225.3959
5183 | 1209.6763 | 0 | 0 | 0 | 0 | 0 | 0 | 30.055 | 0 | 1225.3959
5184 | 945.9063 | 0 | 0 | 0 | 0 | 0 | 0 | 945.906 | 0 | 0
5185 | 1825.6709 | 0 | 0 | 0 | 0 | 0 | 0 | 1825.671 | 0 | 0
5186 | 1777.8576 | 0 | 0 | 0 | 0 | 0 | 0 | 1777.858 | 0 | 0
5187 | 1880.6562 | 0 | 0 | 0 | 0 | 0 | 0 | 1880.656 | 0 | 0
5188 | 2020.9085 | 0 | 0 | 0 | 0 | 0 | 0 | 2020.909 | 0 | 0
5189 | 2148.4107 | 0 | 0 | 0 | 0 | 0 | 0 | 2148.411 | 0 | 0
5190 | 2121.3165 | 0 | 0 | 0 | 0 | 0 | 0 | 2121.316 | 0 | 0
5191 | 1969.1108 | 80.87 | 216.1722 | 0 | -216.1722 | 0 | 0 | 1969.111 | 0 | 0
5192 | 1123.1632 | 260.07 | 786.1799 | 0 | -786.1799 | 0 | 0 | 1123.163 | 0 | 0
5193 | 1632.0301 | 373.01 | 1121.2433 | 0 | -1121.2433 | 0 | 0 | 1632.03 | 0 | 0
5194 | 1933.3126 | 525.17 | 1549.8967 | 324.5008 | -1225.3959 | 0 | 0 | 1620.934 | 0 | 0
5195 | 2180.0402 | 667.52 | 1936.4515 | 711.0556 | -1225.3959 | 0 | 0 | 1495.546 | 0 | 0
5196 | 2017.7698 | 804.21 | 2296.6321 | 1071.2362 | -1225.3959 | 0 | 0 | 986.55 | 0 | 0
5197 | 1936.1236 | 781.9 | 2233.4957 | 1623.8887 | -609.607 | 0 | 0 | 372.895 | 0 | 0
5198 | 2326.1845 | 742.66 | 2133.1617 | 2133.1617 | 0 | 0 | 0 | 272.708 | 0 | 0
5199 | 2160.3092 | 540.14 | 1579.0372 | 1579.0372 | 0 | 0 | 0 | 640.258 | 0 | 0
5200 | 1965.9362 | 64.92 | 173.7796 | 173.7796 | 0 | 0 | 0 | 1798.648 | 0 | 0
5201 | 2270.9292 | 88.89 | 250.648 | 250.648 | 0 | 0 | 0 | 2029.644 | 0 | 0
5202 | 1602.9128 | 27.43 | 62.1797 | 62.1797 | 0 | 0 | 0 | 1543.056 | 0 | 0
5203 | 2148.4226 | 0 | 0 | 0 | 0 | 0 | 0 | 1322.823 | 0 | 857.6372
5204 | 2164.3484 | 0 | 0 | 0 | 0 | 0 | 0 | 984.727 | 0 | 1225.3959
5205 | 1992.2206 | 0 | 0 | 0 | 0 | 0 | 0 | 812.599 | 0 | 1225.3959
5206 | 1660.7151 | 0 | 0 | 0 | 0 | 0 | 0 | 481.094 | 0 | 1225.3959
5207 | 2342.8514 | 0 | 0 | 0 | 0 | 0 | 0 | 1163.23 | 0 | 1225.3959
5208 | 2067.1281 | 0 | 0 | 0 | 0 | 0 | 0 | 2067.128 | 0 | 0
5209 | 1512.4939 | 0 | 0 | 0 | 0 | 0 | 0 | 1512.494 | 0 | 0
5210 | 1488.5872 | 0 | 0 | 0 | 0 | 0 | 0 | 1488.587 | 0 | 0
5211 | 1255.099 | 0 | 0 | 0 | 0 | 0 | 0 | 1255.099 | 0 | 0
5212 | 1229.5985 | 0 | 0 | 0 | 0 | 0 | 0 | 1229.599 | 0 | 0
5213 | 1267.0523 | 0 | 0 | 0 | 0 | 0 | 0 | 1267.052 | 0 | 0
5214 | 1408.8984 | 0 | 0 | 0 | 0 | 0 | 0 | 1408.898 | 0 | 0
5215 | 1368.2571 | 5.87 | 0 | 0 | 0 | 0 | 0 | 1368.257 | 0 | 0
5216 | 992.7355 | 14.69 | 25.6159 | 0 | -25.6159 | 0 | 0 | 992.735 | 0 | 0
5217 | 1172.2624 | 116.61 | 337.0921 | 0 | -337.0921 | 0 | 0 | 1172.262 | 0 | 0
5218 | 1292.8316 | 276.61 | 822.188 | 0 | -822.188 | 0 | 0 | 1292.832 | 0 | 0
5219 | 1352.5624 | 623.44 | 1832.0028 | 606.6069 | -1225.3959 | 0 | 0 | 768.616 | 0 | 0
5220 | 1429.4651 | 727.18 | 2113.1356 | 887.7397 | -1225.3959 | 0 | 0 | 574.887 | 0 | 0
5221 | 1429.4511 | 796.74 | 2304.338 | 1078.9421 | -1225.3959 | 0 | 0 | 390.814 | 0 | 0
5222 | 1083.6514 | 667.64 | 1952.0616 | 726.6657 | -1225.3959 | 0 | 0 | 384.131 | 0 | 0
5223 | 1206.68 | 458.88 | 1363.0718 | 1040.1614 | -322.9104 | 0 | 0 | 205.374 | 0 | 0
5224 | 1434.9975 | 174.01 | 512.4663 | 512.4663 | 0 | 0 | 0 | 941.675 | 0 | 0
5225 | 1270.9311 | 156.66 | 464.7924 | 464.7924 | 0 | 0 | 0 | 823.501 | 0 | 0
5226 | 1239.3475 | 70.29 | 186.4644 | 186.4644 | 0 | 0 | 0 | 1059.848 | 0 | 0
5227 | 795.2945 | 0 | 0 | 0 | 0 | 0 | 0 | 0 | 0 | 826.1552
5228 | 1205.6919 | 0 | 0 | 0 | 0 | 0 | 0 | 26.071 | 0 | 1225.3959
5229 | 1452.7272 | 0 | 0 | 0 | 0 | 0 | 0 | 273.106 | 0 | 1225.3959
5230 | 1126.8 | 0 | 0 | 0 | 0 | 0 | 0 | 0 | 0 | 1170.5252
5231 | 1046.3142 | 0 | 0 | 0 | 0 | 0 | 0 | 0 | 0 | 1086.916
5232 | 945.9063 | 0 | 0 | 0 | 0 | 0 | 0 | 945.906 | 0 | 0
5233 | 1189.7541 | 0 | 0 | 0 | 0 | 0 | 0 | 1189.754 | 0 | 0
5234 | 1080.5804 | 0 | 0 | 0 | 0 | 0 | 0 | 1080.58 | 0 | 0
5235 | 1216.8483 | 0 | 0 | 0 | 0 | 0 | 0 | 1216.848 | 0 | 0
5236 | 1073.4084 | 0 | 0 | 0 | 0 | 0 | 0 | 1073.408 | 0 | 0
5237 | 1196.1292 | 0 | 0 | 0 | 0 | 0 | 0 | 1196.129 | 0 | 0
5238 | 1135.5657 | 0 | 0 | 0 | 0 | 0 | 0 | 1135.566 | 0 | 0
5239 | 1033.564 | 41.15 | 104.7988 | 0 | -104.7988 | 0 | 0 | 1033.564 | 0 | 0
5240 | 863.52 | 320.18 | 955.182 | 0 | -955.182 | 0 | 0 | 863.52 | 0 | 0
5241 | 1062.6763 | 547.08 | 1672.352 | 446.9561 | -1225.3959 | 0 | 0 | 632.416 | 0 | 0
5242 | 1360.7414 | 740.38 | 2201.2293 | 1077.1844 | -1124.0449 | 0 | 0 | 323.795 | 0 | 0
5243 | 1568.4882 | 878 | 2561.9657 | 1629.3528 | -932.6129 | 0 | 0 | 0 | 0 | 0
5244 | 1509.8552 | 752.62 | 2175.4067 | 1568.4445 | -606.9622 | 0 | 0 | 0 | 0 | 0
5245 | 1563.935 | 654.92 | 1905.4868 | 1624.6231 | -280.8637 | 0 | 0 | 0 | 0 | 0
5246 | 1577.8526 | 873.63 | 2568.397 | 1639.0802 | -929.3168 | 0 | 0 | 0 | 0 | 0
5247 | 1437.9908 | 217.34 | 637.0169 | 637.0169 | 0 | 0 | 0 | 824.77 | 0 | 0
5248 | 1849.9352 | 34.32 | 81.9555 | 81.9555 | 0 | 0 | 0 | 1771.041 | 0 | 0
5249 | 2043.3748 | 16.65 | 30.9335 | 30.9335 | 0 | 0 | 0 | 2013.597 | 0 | 0
5250 | 1857.415 | 45.87 | 117.7973 | 117.7973 | 0 | 0 | 0 | 1744.018 | 0 | 0
5251 | 1680.6373 | 0 | 0 | 0 | 0 | 0 | 0 | 855.037 | 0 | 857.6372
5252 | 1432.0081 | 0 | 0 | 0 | 0 | 0 | 0 | 252.387 | 0 | 1225.3959
5253 | 1791.4047 | 0 | 0 | 0 | 0 | 0 | 0 | 611.783 | 0 | 1225.3959
5254 | 1433.6019 | 0 | 0 | 0 | 0 | 0 | 0 | 253.981 | 0 | 1225.3959
5255 | 1313.2718 | 0 | 0 | 0 | 0 | 0 | 0 | 133.65 | 0 | 1225.3959
5256 | 1328.4127 | 0 | 0 | 0 | 0 | 0 | 0 | 1328.413 | 0 | 0
5257 | 1421.6486 | 0 | 0 | 0 | 0 | 0 | 0 | 1421.649 | 0 | 0
5258 | 1459.1023 | 0 | 0 | 0 | 0 | 0 | 0 | 1459.102 | 0 | 0
5259 | 1105.284 | 0 | 0 | 0 | 0 | 0 | 0 | 1105.284 | 0 | 0
5260 | 1154.691 | 0 | 0 | 0 | 0 | 0 | 0 | 1154.691 | 0 | 0
5261 | 1428.0237 | 0 | 0 | 0 | 0 | 0 | 0 | 1428.024 | 0 | 0
5262 | 1184.9728 | 0 | 0 | 0 | 0 | 0 | 0 | 1184.973 | 0 | 0
5263 | 1434.3988 | 83.8 | 222.2346 | 0 | -222.2346 | 0 | 0 | 1434.399 | 0 | 0
5264 | 1038.439 | 260.69 | 788.6034 | 0 | -788.6034 | 0 | 0 | 1038.439 | 0 | 0
5265 | 1255.5094 | 383.54 | 1156.0816 | 0 | -1156.0816 | 0 | 0 | 1255.509 | 0 | 0
5266 | 1522.3454 | 530.42 | 1570.8234 | 345.4275 | -1225.3959 | 0 | 0 | 1189.822 | 0 | 0
5267 | 1627.697 | 682.48 | 1987.9586 | 762.5627 | -1225.3959 | 0 | 0 | 893.621 | 0 | 0
5268 | 1740.9657 | 754.96 | 2177.0813 | 1018.8161 | -1158.2652 | 0 | 0 | 760.207 | 0 | 0
5269 | 1456.1419 | 745.2 | 2146.0605 | 1512.6472 | -633.4133 | 0 | 0 | 0 | 0 | 0
5270 | 1415.659 | 378.85 | 1110.2371 | 1110.2371 | 0 | 0 | 0 | 346.895 | 0 | 0
5271 | 1574.2258 | 270.78 | 795.9125 | 795.9125 | 0 | 0 | 0 | 808.045 | 0 | 0
5272 | 1456.6718 | 31.38 | 73.0799 | 73.0799 | 0 | 0 | 0 | 1386.322 | 0 | 0
5273 | 1710.5644 | 144.38 | 423.9798 | 423.9798 | 0 | 0 | 0 | 1302.423 | 0 | 0
5274 | 1605.2895 | 41.11 | 103.0567 | 103.0567 | 0 | 0 | 0 | 1506.083 | 0 | 0
5275 | 1610.0698 | 0 | 0 | 0 | 0 | 0 | 0 | 784.47 | 0 | 857.6372
5276 | 1475.0401 | 0 | 0 | 0 | 0 | 0 | 0 | 295.419 | 0 | 1225.3959
5277 | 1838.4211 | 0 | 0 | 0 | 0 | 0 | 0 | 658.8 | 0 | 1225.3959
5278 | 1491.7748 | 0 | 0 | 0 | 0 | 0 | 0 | 312.153 | 0 | 1225.3959
5279 | 1526.041 | 0 | 0 | 0 | 0 | 0 | 0 | 346.42 | 0 | 1225.3959
5280 | 1497.353 | 0 | 0 | 0 | 0 | 0 | 0 | 1497.353 | 0 | 0
5281 | 1734.0288 | 0 | 0 | 0 | 0 | 0 | 0 | 1734.029 | 0 | 0
5282 | 1447.9459 | 0 | 0 | 0 | 0 | 0 | 0 | 1447.946 | 0 | 0
5283 | 1251.1145 | 0 | 0 | 0 | 0 | 0 | 0 | 1251.115 | 0 | 0
5284 | 1269.4429 | 0 | 0 | 0 | 0 | 0 | 0 | 1269.443 | 0 | 0
5285 | 1431.2113 | 0 | 0 | 0 | 0 | 0 | 0 | 1431.211 | 0 | 0
5286 | 1506.9156 | 0 | 0 | 0 | 0 | 0 | 0 | 1506.916 | 0 | 0
5287 | 1356.3038 | 79.91 | 213.0173 | 0 | -213.0173 | 0 | 0 | 1356.304 | 0 | 0
5288 | 1302.3903 | 253.36 | 764.0274 | 0 | -764.0274 | 0 | 0 | 1302.39 | 0 | 0
5289 | 1113.0576 | 409.38 | 1227.8797 | 2.4838 | -1225.3959 | 0 | 0 | 1110.667 | 0 | 0
5290 | 1552.2695 | 546.97 | 1605.4426 | 380.0467 | -1225.3959 | 0 | 0 | 1186.42 | 0 | 0
5291 | 1629.2201 | 586.66 | 1695.6992 | 470.3033 | -1225.3959 | 0 | 0 | 1176.485 | 0 | 0
5292 | 1607.9571 | 958.05 | 2711.9733 | 1486.5774 | -1225.3959 | 0 | 0 | 176.911 | 0 | 0
5293 | 1593.6599 | 754.25 | 2129.9351 | 1599.1734 | -530.7617 | 0 | 0 | 54.223 | 0 | 0
5294 | 1528.3529 | 516.47 | 1488.1377 | 1488.1377 | 0 | 0 | 0 | 95.805 | 0 | 0
5295 | 1862.026 | 609.51 | 1764.95 | 1764.95 | 0 | 0 | 0 | 163.006 | 0 | 0
5296 | 1724.6753 | 244.02 | 719.3328 | 719.3328 | 0 | 0 | 0 | 1032.213 | 0 | 0
5297 | 1844.8819 | 207.55 | 617.7761 | 617.7761 | 0 | 0 | 0 | 1250.183 | 0 | 0
5298 | 1817.6831 | 5.87 | 0 | 0 | 0 | 0 | 0 | 1817.683 | 0 | 0
5299 | 1765.9551 | 0 | 0 | 0 | 0 | 0 | 0 | 940.355 | 0 | 857.6372
5300 | 1718.8879 | 0 | 0 | 0 | 0 | 0 | 0 | 539.267 | 0 | 1225.3959
5301 | 1542.7756 | 0 | 0 | 0 | 0 | 0 | 0 | 363.154 | 0 | 1225.3959
5302 | 1653.5431 | 0 | 0 | 0 | 0 | 0 | 0 | 473.922 | 0 | 1225.3959
5303 | 1906.9535 | 0 | 0 | 0 | 0 | 0 | 0 | 727.332 | 0 | 1225.3959
5304 | 1835.2336 | 0 | 0 | 0 | 0 | 0 | 0 | 1835.234 | 0 | 0
5305 | 1701.3564 | 0 | 0 | 0 | 0 | 0 | 0 | 1701.356 | 0 | 0
5306 | 1351.5224 | 0 | 0 | 0 | 0 | 0 | 0 | 1351.522 | 0 | 0
5307 | 1069.424 | 0 | 0 | 0 | 0 | 0 | 0 | 1069.424 | 0 | 0
5308 | 1283.7869 | 0 | 0 | 0 | 0 | 0 | 0 | 1283.787 | 0 | 0
5309 | 1391.3668 | 0 | 0 | 0 | 0 | 0 | 0 | 1391.367 | 0 | 0
5310 | 1366.6633 | 0 | 0 | 0 | 0 | 0 | 0 | 1366.663 | 0 | 0
5311 | 1409.6953 | 51.77 | 137.3186 | 0 | -137.3186 | 0 | 0 | 1409.695 | 0 | 0
5312 | 1126.6764 | 169.7 | 508.605 | 0 | -508.605 | 0 | 0 | 1126.676 | 0 | 0
5313 | 1236.8333 | 332.23 | 1001.1366 | 26.5113 | -974.6253 | 0 | 0 | 1211.312 | 0 | 0
5314 | 853.2232 | 573.23 | 1693.9332 | 886.3321 | -807.6011 | 0 | 0 | 0 | 0 | 0
5315 | 1279.1002 | 624.73 | 1821.2294 | 1328.7352 | -492.4942 | 0 | 0 | 0 | 0 | 0
5316 | 1487.5921 | 779.12 | 2233.0594 | 1545.3176 | -687.7417 | 0 | 0 | 0 | 0 | 0
5317 | 1377.6534 | 734.39 | 2113.5843 | 1431.1135 | -682.4708 | 0 | 0 | 0 | 0 | 0
5318 | 1389.6814 | 711 | 2062.6372 | 1443.6083 | -619.0289 | 0 | 0 | 0 | 0 | 0
5319 | 1142.5534 | 360.51 | 1068.9675 | 1068.9675 | 0 | 0 | 0 | 113.518 | 0 | 0
5320 | 1250.1114 | 246 | 733.9903 | 733.9903 | 0 | 0 | 0 | 543.539 | 0 | 0
5321 | 1587.4332 | 67.43 | 186.1351 | 186.1351 | 0 | 0 | 0 | 1408.251 | 0 | 0
5322 | 1534.0547 | 43.01 | 109.4287 | 109.4287 | 0 | 0 | 0 | 1428.713 | 0 | 0
5323 | 1588.2052 | 0 | 0 | 0 | 0 | 0 | 0 | 1588.205 | 0 | 0
5324 | 1595.3702 | 0 | 0 | 0 | 0 | 0 | 0 | 1595.37 | 0 | 0
5325 | 1622.4644 | 0 | 0 | 0 | 0 | 0 | 0 | 1622.464 | 0 | 0
5326 | 1469.4619 | 0 | 0 | 0 | 0 | 0 | 0 | 1469.462 | 0 | 0
5327 | 1749.1697 | 0 | 0 | 0 | 0 | 0 | 0 | 1749.17 | 0 | 0
5328 | 1341.9598 | 0 | 0 | 0 | 0 | 0 | 0 | 1341.96 | 0 | 0
5329 | 1458.3055 | 0 | 0 | 0 | 0 | 0 | 0 | 1458.305 | 0 | 0
5330 | 1478.2277 | 0 | 0 | 0 | 0 | 0 | 0 | 1478.228 | 0 | 0
5331 | 1371.4446 | 0 | 0 | 0 | 0 | 0 | 0 | 1371.445 | 0 | 0
5332 | 1293.3496 | 0 | 0 | 0 | 0 | 0 | 0 | 1293.35 | 0 | 0
5333 | 1466.2743 | 0 | 0 | 0 | 0 | 0 | 0 | 1466.274 | 0 | 0
5334 | 1534.8067 | 0 | 0 | 0 | 0 | 0 | 0 | 1534.807 | 0 | 0
5335 | 1117.2373 | 76.38 | 205.5815 | 205.5815 | 0 | 0 | 0 | 919.335 | 0 | 0
5336 | 1320.5663 | 328.19 | 985.7655 | 985.7655 | 0 | 0 | 0 | 371.624 | 0 | 0
5337 | 1426.2447 | 414.22 | 1256.694 | 1256.694 | 0 | 0 | 0 | 216.495 | 0 | 0
5338 | 1743.702 | 435.2 | 1299.7089 | 1299.7089 | 0 | 0 | 0 | 492.544 | 0 | 0
5339 | 1773.4518 | 719.47 | 2112.3814 | 1842.2704 | -270.111 | 0 | 0 | 0 | 0 | 0
5340 | 1551.0702 | 734.95 | 2148.5131 | 1611.2589 | -537.2542 | 0 | 0 | 0 | 0 | 0
5341 | 1468.154 | 758.93 | 2217.2633 | 1525.1253 | -692.1379 | 0 | 0 | 0 | 0 | 0
5342 | 1368.2013 | 353.5 | 1045.8073 | 1045.8073 | 0 | 0 | 0 | 361.461 | 0 | 0
5343 | 1425.388 | 115.06 | 325.791 | 325.791 | 0 | 0 | 0 | 1111.767 | 0 | 0
5344 | 1789.557 | 272.52 | 818.0411 | 818.0411 | 0 | 0 | 0 | 1002.074 | 0 | 0
5345 | 1671.8207 | 15.67 | 28.1994 | 28.1994 | 0 | 0 | 0 | 1644.675 | 0 | 0
5346 | 1623.3211 | 5.87 | 0 | 0 | 0 | 0 | 0 | 1623.321 | 0 | 0
5347 | 1399.3357 | 0 | 0 | 0 | 0 | 0 | 0 | 573.736 | 0 | 857.6372
5348 | 1383.398 | 0 | 0 | 0 | 0 | 0 | 0 | 203.777 | 0 | 1225.3959
5349 | 1339.5691 | 0 | 0 | 0 | 0 | 0 | 0 | 159.948 | 0 | 1225.3959
5350 | 1674.2622 | 0 | 0 | 0 | 0 | 0 | 0 | 494.641 | 0 | 1225.3959
5351 | 1441.5708 | 0 | 0 | 0 | 0 | 0 | 0 | 261.949 | 0 | 1225.3959
5352 | 1500.5405 | 0 | 0 | 0 | 0 | 0 | 0 | 1500.541 | 0 | 0
5353 | 1355.5069 | 0 | 0 | 0 | 0 | 0 | 0 | 1355.507 | 0 | 0
5354 | 1402.5233 | 0 | 0 | 0 | 0 | 0 | 0 | 1402.523 | 0 | 0
5355 | 1098.9089 | 0 | 0 | 0 | 0 | 0 | 0 | 1098.909 | 0 | 0
5356 | 1362.6789 | 0 | 0 | 0 | 0 | 0 | 0 | 1362.679 | 0 | 0
5357 | 1237.5674 | 0 | 0 | 0 | 0 | 0 | 0 | 1237.567 | 0 | 0
5358 | 1263.8647 | 0 | 0 | 0 | 0 | 0 | 0 | 1263.865 | 0 | 0
5359 | 1380.2104 | 58.55 | 157.3924 | 0 | -157.3924 | 0 | 0 | 1380.21 | 0 | 0
5360 | 1386.2658 | 26.45 | 60.9259 | 0 | -60.9259 | 0 | 0 | 1386.266 | 0 | 0
5361 | 1418.5776 | 124.29 | 360.6927 | 0 | -360.6927 | 0 | 0 | 1418.578 | 0 | 0
5362 | 1606.5008 | 506.45 | 1508.0245 | 282.6286 | -1225.3959 | 0 | 0 | 1334.43 | 0 | 0
5363 | 1395.5694 | 234.15 | 685.2216 | 0 | -685.2216 | 0 | 0 | 1395.569 | 0 | 0
5364 | 1749.1418 | 657.52 | 1913.8908 | 688.4949 | -1225.3959 | 0 | 0 | 1086.366 | 0 | 0
5365 | 1070.1512 | 391.87 | 1149.6213 | 0 | -1149.6213 | 0 | 0 | 1070.151 | 0 | 0
5366 | 1155.2987 | 223.16 | 649.5469 | 0 | -649.5469 | 0 | 0 | 1155.299 | 0 | 0
5367 | 1561.8691 | 61.21 | 160.6106 | 0 | -160.6106 | 0 | 0 | 1561.869 | 0 | 0
5368 | 1337.3169 | 408.01 | 1225.6649 | 491.0783 | -734.5866 | 0 | 0 | 864.583 | 0 | 0
5369 | 1556.0846 | 225.36 | 675.5721 | 675.5721 | 0 | 0 | 0 | 905.749 | 0 | 0
5370 | 1554.3395 | 47.74 | 123.1337 | 123.1337 | 0 | 0 | 0 | 1435.805 | 0 | 0
5371 | 914.8386 | 0 | 0 | 0 | 0 | 0 | 0 | 89.239 | 0 | 857.6372
5372 | 1265.4585 | 0 | 0 | 0 | 0 | 0 | 0 | 85.837 | 0 | 1225.3959
5373 | 1199.3168 | 0 | 0 | 0 | 0 | 0 | 0 | 19.695 | 0 | 1225.3959
5374 | 1364.2726 | 0 | 0 | 0 | 0 | 0 | 0 | 184.651 | 0 | 1225.3959
5375 | 1340.366 | 0 | 0 | 0 | 0 | 0 | 0 | 160.745 | 0 | 1225.3959
5376 | 1275.0212 | 0 | 0 | 0 | 0 | 0 | 0 | 1275.021 | 0 | 0
5377 | 2321.3354 | 0 | 0 | 0 | 0 | 0 | 0 | 2321.335 | 0 | 0
5378 | 2049.5965 | 0 | 0 | 0 | 0 | 0 | 0 | 2049.597 | 0 | 0
5379 | 2418.5558 | 0 | 0 | 0 | 0 | 0 | 0 | 2418.556 | 0 | 0
5380 | 2200.2084 | 0 | 0 | 0 | 0 | 0 | 0 | 2200.208 | 0 | 0
5381 | 1996.205 | 0 | 0 | 0 | 0 | 0 | 0 | 1996.205 | 0 | 0
5382 | 2369.9456 | 0 | 0 | 0 | 0 | 0 | 0 | 2369.946 | 0 | 0
5383 | 2032.8619 | 38.23 | 96.1372 | 0 | -96.1372 | 0 | 0 | 2032.862 | 0 | 0
5384 | 1717.081 | 125.59 | 370.5926 | 0 | -370.5926 | 0 | 0 | 1717.081 | 0 | 0
5385 | 1818.1981 | 359.33 | 1091.2509 | 0 | -1091.2509 | 0 | 0 | 1818.198 | 0 | 0
5386 | 2087.6529 | 504.96 | 1511.2022 | 285.8064 | -1225.3959 | 0 | 0 | 1812.523 | 0 | 0
5387 | 2288.3681 | 703.06 | 2072.2036 | 846.8077 | -1225.3959 | 0 | 0 | 1473.194 | 0 | 0
5388 | 2277.5584 | 798.67 | 2333.9263 | 1108.5304 | -1225.3959 | 0 | 0 | 1210.438 | 0 | 0
5389 | 2252.5022 | 694.75 | 2038.1557 | 862.933 | -1175.2227 | 0 | 0 | 1421.804 | 0 | 0
5390 | 2381.0831 | 585.55 | 1729.5767 | 1729.5767 | 0 | 0 | 0 | 716.115 | 0 | 0
5391 | 2172.9459 | 267.19 | 794.2109 | 794.2109 | 0 | 0 | 0 | 1408.403 | 0 | 0
5392 | 1845.8412 | 42.17 | 106.5045 | 106.5045 | 0 | 0 | 0 | 1743.315 | 0 | 0
5393 | 2378.556 | 14.69 | 25.5255 | 25.5255 | 0 | 0 | 0 | 2353.984 | 0 | 0
5394 | 2247.4788 | 10.77 | 13.598 | 13.598 | 0 | 0 | 0 | 2234.389 | 0 | 0
5395 | 2405.0087 | 0 | 0 | 0 | 0 | 0 | 0 | 1579.409 | 0 | 857.6372
5396 | 1889.422 | 0 | 0 | 0 | 0 | 0 | 0 | 709.801 | 0 | 1225.3959
5397 | 2380.3051 | 0 | 0 | 0 | 0 | 0 | 0 | 1200.684 | 0 | 1225.3959
5398 | 2206.5835 | 0 | 0 | 0 | 0 | 0 | 0 | 1026.962 | 0 | 1225.3959
5399 | 2286.2723 | 0 | 0 | 0 | 0 | 0 | 0 | 1106.651 | 0 | 1225.3959
5400 | 1948.3917 | 0 | 0 | 0 | 0 | 0 | 0 | 1948.392 | 0 | 0
5401 | 1804.9518 | 0 | 0 | 0 | 0 | 0 | 0 | 1804.952 | 0 | 0
5402 | 1843.2025 | 0 | 0 | 0 | 0 | 0 | 0 | 1843.202 | 0 | 0
5403 | 1243.9425 | 0 | 0 | 0 | 0 | 0 | 0 | 1243.943 | 0 | 0
5404 | 1298.1309 | 0 | 0 | 0 | 0 | 0 | 0 | 1298.131 | 0 | 0
5405 | 1563.4947 | 0 | 0 | 0 | 0 | 0 | 0 | 1563.495 | 0 | 0
5406 | 1161.0661 | 0 | 0 | 0 | 0 | 0 | 0 | 1161.066 | 0 | 0
5407 | 1122.8155 | 68.38 | 184.7068 | 0 | -184.7068 | 0 | 0 | 1122.816 | 0 | 0
5408 | 842.0808 | 327.46 | 982.1629 | 0 | -982.1629 | 0 | 0 | 842.081 | 0 | 0
5409 | 1173.7765 | 414.83 | 1250.2379 | 24.842 | -1225.3959 | 0 | 0 | 1149.863 | 0 | 0
5410 | 1566.0129 | 574.26 | 1694.6157 | 469.2198 | -1225.3959 | 0 | 0 | 1114.321 | 0 | 0
5411 | 1402.9586 | 574.75 | 1678.8674 | 892.6605 | -786.2069 | 0 | 0 | 543.643 | 0 | 0
5412 | 1433.2991 | 661.1 | 1916.8981 | 1488.9178 | -427.9803 | 0 | 0 | 0 | 0 | 0
5413 | 1510.4219 | 797.89 | 2300.6793 | 1569.0335 | -731.6458 | 0 | 0 | 0 | 0 | 0
5414 | 1372.2356 | 738.5 | 2152.0804 | 1425.4853 | -726.5951 | 0 | 0 | 0 | 0 | 0
5415 | 1544.9103 | 581.99 | 1724.1603 | 1604.8598 | -119.3005 | 0 | 0 | 0 | 0 | 0
5416 | 1537.5301 | 446.43 | 1346.0967 | 1346.0967 | 0 | 0 | 0 | 241.717 | 0 | 0
5417 | 1196.4679 | 312.36 | 935.6753 | 935.6753 | 0 | 0 | 0 | 295.745 | 0 | 0
5418 | 1288.0652 | 91.04 | 221.3859 | 221.3859 | 0 | 0 | 0 | 1074.95 | 0 | 0
5419 | 1408.1115 | 0 | 0 | 0 | 0 | 0 | 0 | 579.097 | 0 | 861.1837
5420 | 1260.6772 | 0 | 0 | 0 | 0 | 0 | 0 | 81.056 | 0 | 1225.3959
5421 | 1176.207 | 0 | 0 | 0 | 0 | 0 | 0 | 0 | 0 | 1221.8494
5422 | 1688.6062 | 0 | 0 | 0 | 0 | 0 | 0 | 508.985 | 0 | 1225.3959
5423 | 1341.1629 | 0 | 0 | 0 | 0 | 0 | 0 | 161.542 | 0 | 1225.3959
5424 | 1206.4888 | 0 | 0 | 0 | 0 | 0 | 0 | 1206.489 | 0 | 0
5425 | 1402.5233 | 0 | 0 | 0 | 0 | 0 | 0 | 1402.523 | 0 | 0
5426 | 1134.7688 | 0 | 0 | 0 | 0 | 0 | 0 | 1134.769 | 0 | 0
5427 | 1440.7739 | 0 | 0 | 0 | 0 | 0 | 0 | 1440.774 | 0 | 0
5428 | 1137.9564 | 0 | 0 | 0 | 0 | 0 | 0 | 1137.956 | 0 | 0
5429 | 876.5771 | 0 | 0 | 0 | 0 | 0 | 0 | 876.577 | 0 | 0
5430 | 1141.1439 | 0 | 0 | 0 | 0 | 0 | 0 | 1141.144 | 0 | 0
5431 | 939.5312 | 80.72 | 215.5333 | 0 | -215.5333 | 0 | 0 | 939.531 | 0 | 0
5432 | 1269.4808 | 257.76 | 779.4505 | 0 | -779.4505 | 0 | 0 | 1269.481 | 0 | 0
5433 | 1423.8829 | 448.88 | 1352.3784 | 126.9825 | -1225.3959 | 0 | 0 | 1301.644 | 0 | 0
5434 | 1541.5026 | 630.62 | 1858.805 | 633.4091 | -1225.3959 | 0 | 0 | 931.755 | 0 | 0
5435 | 1400.2571 | 875.05 | 2552.7089 | 1327.313 | -1225.3959 | 0 | 0 | 122.527 | 0 | 0
5436 | 1426.2825 | 779.67 | 2242.4678 | 1387.8089 | -854.6589 | 0 | 0 | 90.316 | 0 | 0
5437 | 1362.2406 | 685.67 | 1984.2043 | 1415.1014 | -569.1029 | 0 | 0 | 0 | 0 | 0
5438 | 1667.2764 | 704.59 | 2046.4319 | 1731.9742 | -314.4576 | 0 | 0 | 0 | 0 | 0
5439 | 1636.4498 | 561.77 | 1656.1674 | 1656.1674 | 0 | 0 | 0 | 42.149 | 0 | 0
5440 | 1895.057 | 397.35 | 1190.7954 | 1190.7954 | 0 | 0 | 0 | 748.744 | 0 | 0
5441 | 1891.8794 | 87.49 | 247.0735 | 247.0735 | 0 | 0 | 0 | 1654.036 | 0 | 0
5442 | 1615.2725 | 17.62 | 33.0517 | 33.0517 | 0 | 0 | 0 | 1583.455 | 0 | 0
5443 | 1799.3766 | 0 | 0 | 0 | 0 | 0 | 0 | 973.777 | 0 | 857.6372
5444 | 1355.5069 | 0 | 0 | 0 | 0 | 0 | 0 | 175.886 | 0 | 1225.3959
5445 | 1471.8526 | 0 | 0 | 0 | 0 | 0 | 0 | 292.231 | 0 | 1225.3959
5446 | 1823.2803 | 0 | 0 | 0 | 0 | 0 | 0 | 643.659 | 0 | 1225.3959
5447 | 1494.9623 | 0 | 0 | 0 | 0 | 0 | 0 | 315.341 | 0 | 1225.3959
5448 | 1516.4783 | 0 | 0 | 0 | 0 | 0 | 0 | 1516.478 | 0 | 0
5449 | 1078.9867 | 0 | 0 | 0 | 0 | 0 | 0 | 1078.987 | 0 | 0
5450 | 1199.3168 | 0 | 0 | 0 | 0 | 0 | 0 | 1199.317 | 0 | 0
5451 | 1483.009 | 0 | 0 | 0 | 0 | 0 | 0 | 1483.009 | 0 | 0
5452 | 1071.8147 | 0 | 0 | 0 | 0 | 0 | 0 | 1071.815 | 0 | 0
5453 | 1069.424 | 0 | 0 | 0 | 0 | 0 | 0 | 1069.424 | 0 | 0
5454 | 908.4526 | 0 | 0 | 0 | 0 | 0 | 0 | 908.453 | 0 | 0
5455 | 961.0472 | 80.56 | 215.4221 | 0 | -215.4221 | 0 | 0 | 961.047 | 0 | 0
5456 | 1232.0808 | 257.24 | 780.5849 | 0 | -780.5849 | 0 | 0 | 1232.081 | 0 | 0
5457 | 898.5931 | 444.41 | 1345.7238 | 449.9437 | -895.78 | 0 | 0 | 465.457 | 0 | 0
5458 | 1637.5824 | 581.82 | 1730.576 | 1701.128 | -29.448 | 0 | 0 | 0 | 0 | 0
5459 | 1399.4642 | 639.05 | 1878.5132 | 1453.7698 | -424.7434 | 0 | 0 | 0 | 0 | 0
5460 | 1253.0838 | 962.85 | 2819.9072 | 1301.7106 | -1225.3959 | 0 | 292.8006 | 0 | 0 | 0
5461 | 1139.5362 | 758.09 | 2206.2135 | 1183.7564 | -1022.4571 | 0 | 0 | 0 | 0 | 0
5462 | 1059.7836 | 883.33 | 2605.636 | 1100.9087 | -1225.3959 | 0 | 279.3315 | 0 | 0 | 0
5463 | 1558.9445 | 738.23 | 2209.6021 | 1619.4395 | -590.1626 | 0 | 0 | 0 | 0 | 0
5464 | 1523.5696 | 461.71 | 1388.3667 | 1388.3667 | 0 | 0 | 0 | 187.066 | 0 | 0
5465 | 1542.7437 | 307.27 | 906.5244 | 906.5244 | 0 | 0 | 0 | 670.083 | 0 | 0
5466 | 951.0801 | 71.57 | 183.5921 | 183.5921 | 0 | 0 | 0 | 774.346 | 0 | 0
5467 | 976.1213 | 0 | 0 | 0 | 0 | 0 | 0 | 150.521 | 0 | 857.6372
5468 | 1243.9425 | 0 | 0 | 0 | 0 | 0 | 0 | 64.321 | 0 | 1225.3959
5469 | 1221.6297 | 0 | 0 | 0 | 0 | 0 | 0 | 42.008 | 0 | 1225.3959
5470 | 1326.8189 | 0 | 0 | 0 | 0 | 0 | 0 | 147.198 | 0 | 1225.3959
5471 | 1231.9892 | 0 | 0 | 0 | 0 | 0 | 0 | 52.368 | 0 | 1225.3959
5472 | 1280.5994 | 0 | 0 | 0 | 0 | 0 | 0 | 1280.599 | 0 | 0
5473 | 1526.8378 | 0 | 0 | 0 | 0 | 0 | 0 | 1526.838 | 0 | 0
5474 | 1339.5691 | 0 | 0 | 0 | 0 | 0 | 0 | 1339.569 | 0 | 0
5475 | 1200.1137 | 0 | 0 | 0 | 0 | 0 | 0 | 1200.114 | 0 | 0
5476 | 1116.4404 | 0 | 0 | 0 | 0 | 0 | 0 | 1116.44 | 0 | 0
5477 | 1081.3773 | 0 | 0 | 0 | 0 | 0 | 0 | 1081.377 | 0 | 0
5478 | 1066.2364 | 0 | 0 | 0 | 0 | 0 | 0 | 1066.236 | 0 | 0
5479 | 1336.3816 | 46.91 | 122.3837 | 122.3837 | 0 | 0 | 0 | 1218.569 | 0 | 0
5480 | 911.6949 | 260.37 | 788.6439 | 788.6439 | 0 | 0 | 0 | 152.511 | 0 | 0
5481 | 1039.4979 | 562.21 | 1720.9982 | 1079.8355 | -641.1628 | 0 | 0 | 0 | 0 | 0
5482 | 1131.3791 | 647.47 | 1908.9782 | 1175.2819 | -733.6964 | 0 | 0 | 0 | 0 | 0
5483 | 1048.2088 | 890.17 | 2599.398 | 1088.8845 | -1225.3959 | 0 | 285.1176 | 0 | 0 | 0
5484 | 1006.9788 | 960.1 | 2780.7048 | 1046.0546 | -1225.3959 | 0 | 509.2543 | 0 | 0 | 0
5485 | 904.3835 | 957.1 | 2780.3474 | 939.4784 | -1225.3959 | 0 | 615.4731 | 0 | 0 | 0
5486 | 1037.6411 | 875.17 | 2572.8846 | 1077.9064 | -1225.3959 | 0 | 269.5823 | 0 | 0 | 0
5487 | 1025.9707 | 729.64 | 2185.8145 | 1065.7835 | -132.9462 | 0 | 987.0847 | 0 | 0 | 0
5488 | 1029.466 | 531.49 | 1626.9085 | 1069.4142 | 0 | 0 | 557.4943 | 0 | 0 | 0
5489 | 1371.0223 | 302.36 | 899.0886 | 899.0886 | 0 | 0 | 0 | 505.52 | 0 | 0
5490 | 1163.9011 | 83.43 | 191.9919 | 191.9919 | 0 | 0 | 0 | 979.081 | 0 | 0
5491 | 1193.7386 | 0 | 0 | 0 | 0 | 0 | 0 | 923.127 | 0 | 281.112
5492 | 1105.284 | 0 | 0 | 0 | 0 | 0 | 0 | 0 | 0 | 1148.1743
5493 | 1094.1275 | 0 | 0 | 0 | 0 | 0 | 0 | 0 | 0 | 1136.5854
5494 | 1174.6132 | 0 | 0 | 0 | 0 | 0 | 0 | 0 | 0 | 1220.1936
5495 | 1165.0506 | 0 | 0 | 0 | 0 | 0 | 0 | 0 | 0 | 1210.2605
5496 | 495.6645 | 0 | 0 | 0 | 0 | 0 | 0 | 0 | 0 | 514.8981
5497 | 368.1624 | 0 | 0 | 0 | 0 | 0 | 0 | 368.162 | 0 | 0
5498 | 341.0682 | 0 | 0 | 0 | 0 | 0 | 0 | 341.068 | 0 | 0
5499 | 376.9281 | 0 | 0 | 0 | 0 | 0 | 0 | 376.928 | 0 | 0
5500 | 385.6939 | 0 | 0 | 0 | 0 | 0 | 0 | 385.694 | 0 | 0
5501 | 367.3655 | 0 | 0 | 0 | 0 | 0 | 0 | 367.365 | 0 | 0
5502 | 324.3335 | 0 | 0 | 0 | 0 | 0 | 0 | 324.334 | 0 | 0
5503 | 333.8962 | 39.21 | 98.8547 | 98.8547 | 0 | 0 | 0 | 0 | 0 | 247.998
5504 | 280.1859 | 325.45 | 982.4402 | 291.0585 | -691.3817 | 0 | 0 | 0 | 0 | 0
5505 | 809.242 | 556.88 | 1718.1851 | 840.6444 | -877.5407 | 0 | 0 | 0 | 0 | 0
5506 | 1188.3885 | 754.33 | 2274.73 | 1234.5041 | -1040.2258 | 0 | 0 | 0 | 0 | 0
5507 | 993.5084 | 902.56 | 2672.8903 | 1032.0619 | -1225.3959 | 0 | 415.4326 | 0 | 0 | 0
5508 | 1233.7922 | 834.24 | 2419.5716 | 1281.669 | -1137.9026 | 0 | 0 | 0 | 0 | 0
5509 | 1154.0047 | 606.22 | 1774.1788 | 1198.7848 | -575.394 | 0 | 0 | 0 | 0 | 0
5510 | 1230.0597 | 690.96 | 2024.7676 | 1277.7911 | -746.9764 | 0 | 0 | 0 | 0 | 0
5511 | 1043.0311 | 587.05 | 1739.7663 | 1083.5056 | -114.5739 | 0 | 541.6868 | 0 | 0 | 0
5512 | 1276.6757 | 437.07 | 1316.846 | 1316.846 | 0 | 0 | 0 | 0 | 0 | 9.3711
5513 | 1051.0647 | 307.68 | 912.0945 | 912.0945 | 0 | 0 | 0 | 0 | 0 | 179.7558
5514 | 1040.0298 | 83.95 | 186.3055 | 186.3055 | 0 | 0 | 0 | 0 | 0 | 894.0816
5515 | 1084.0897 | 0 | 0 | 0 | 0 | 0 | 0 | 0 | 0 | 1126.1578
5516 | 894.9055 | 0 | 0 | 0 | 0 | 0 | 0 | 0 | 0 | 929.6316
5517 | 269.3482 | 0 | 0 | 0 | 0 | 0 | 0 | 0 | 0 | 279.8
5518 | 90.8453 | 0 | 0 | 0 | 0 | 0 | 0 | 0 | 0 | 94.3702
5519 | 94.0328 | 0 | 0 | 0 | 0 | 0 | 0 | 0 | 0 | 97.6819
5520 | 90.8453 | 0 | 0 | 0 | 0 | 0 | 0 | 0 | 0 | 94.3702
5521 | 95.6266 | 0 | 0 | 0 | 0 | 0 | 0 | 0 | 0 | 99.3378
5522 | 87.6577 | 0 | 0 | 0 | 0 | 0 | 0 | 0 | 0 | 91.0595
5523 | 94.0328 | 0 | 0 | 0 | 0 | 0 | 0 | 0 | 0 | 97.6819
5524 | 85.267 | 0 | 0 | 0 | 0 | 0 | 0 | 0 | 0 | 88.5758
5525 | 94.8297 | 0 | 0 | 0 | 0 | 0 | 0 | 0 | 0 | 98.5099
5526 | 87.6577 | 0 | 0 | 0 | 0 | 0 | 0 | 0 | 0 | 91.0595
5527 | 93.2359 | 101.54 | 238.6103 | 96.854 | -141.7563 | 0 | 0 | 0 | 0 | 0
5528 | 76.7762 | 330.45 | 996.6812 | 79.7553 | -916.9259 | 0 | 0 | 0 | 0 | 0
5529 | 83.0716 | 562.97 | 1732.1716 | 86.2956 | -1225.3959 | 0 | 420.4801 | 0 | 0 | 0
5530 | 78.5941 | 758.69 | 2276.7889 | 81.6438 | -1225.3959 | 0 | 969.7492 | 0 | 0 | 0
5531 | 85.6854 | 898.37 | 2642.8024 | 89.011 | -1225.3959 | 0 | 1328.3955 | 0 | 0 | 0
5532 | 80.162 | 969.29 | 2812.6771 | 83.2727 | -18.7847 | 0 | 2710.6197 | 0 | 0 | 0
5533 | 88.2653 | 964.85 | 2793.7667 | 91.6901 | 0 | 0 | 2702.0766 | 0 | 0 | 0
5534 | 80.4469 | 889.47 | 2597.7629 | 83.5677 | 0 | 0 | 2514.1952 | 0 | 0 | 0
5535 | 94.9911 | 602.56 | 1771.8976 | 98.6771 | 0 | 0 | 1673.2205 | 0 | 0 | 0
5536 | 84.2281 | 539.03 | 1640.7287 | 87.4964 | 0 | 0 | 1553.2323 | 0 | 0 | 0
5537 | 89.7426 | 304.16 | 898.4331 | 93.2244 | 0 | 0 | 805.2087 | 0 | 0 | 0
5538 | 80.4598 | 74.48 | 186.4166 | 83.5812 | 0 | 0 | 102.8354 | 0 | 0 | 0
5539 | 96.4285 | 0 | 0 | 0 | 0 | 0 | 0 | 0 | 0 | 100.1699
5540 | 86.0639 | 0 | 0 | 0 | 0 | 0 | 0 | 0 | 0 | 89.4037
5541 | 93.2359 | 0 | 0 | 0 | 0 | 0 | 0 | 0 | 0 | 96.854
5542 | 86.8608 | 0 | 0 | 0 | 0 | 0 | 0 | 0 | 0 | 90.2316
5543 | 92.439 | 0 | 0 | 0 | 0 | 0 | 0 | 0 | 0 | 96.0261
5544 | 86.8608 | 0 | 0 | 0 | 0 | 0 | 0 | 0 | 0 | 90.2316
5545 | 93.2359 | 0 | 0 | 0 | 0 | 0 | 0 | 0 | 0 | 96.854
5546 | 87.6577 | 0 | 0 | 0 | 0 | 0 | 0 | 0 | 0 | 91.0595
5547 | 92.439 | 0 | 0 | 0 | 0 | 0 | 0 | 0 | 0 | 96.0261
5548 | 86.8608 | 0 | 0 | 0 | 0 | 0 | 0 | 0 | 0 | 90.2316
5549 | 93.2359 | 0 | 0 | 0 | 0 | 0 | 0 | 0 | 0 | 96.854
5550 | 82.8764 | 0 | 0 | 0 | 0 | 0 | 0 | 0 | 0 | 86.092
5551 | 84.4702 | 99.86 | 243.3629 | 87.7478 | -155.615 | 0 | 0 | 0 | 0 | 0
5552 | 79.4856 | 325.77 | 984.4129 | 82.5704 | -901.8425 | 0 | 0 | 0 | 0 | 0
5553 | 83.7151 | 556.99 | 1716.2405 | 86.9625 | -189.0188 | 0 | 1440.2592 | 0 | 0 | 0
5554 | 80.1929 | 753.53 | 2269.8216 | 83.3049 | 0 | 0 | 2186.5167 | 0 | 0 | 0
5555 | 80.8682 | 906.94 | 2683.9453 | 84.0071 | 0 | 0 | 2599.9382 | 0 | 0 | 0
5556 | 79.7665 | 973.35 | 2852.1174 | 82.8613 | 0 | 0 | 2769.2561 | 0 | 0 | 0
5557 | 81.1979 | 967.79 | 2830.4219 | 84.3489 | 0 | 0 | 2746.0731 | 0 | 0 | 0
5558 | 74.3586 | 882.58 | 2604.1194 | 77.2434 | 0 | 0 | 2526.8759 | 0 | 0 | 0
5559 | 87.9635 | 565.25 | 1675.2607 | 91.3764 | 0 | 0 | 1583.8843 | 0 | 0 | 0
5560 | 78.7595 | 470.46 | 1420.0492 | 81.8152 | 0 | 0 | 1338.234 | 0 | 0 | 0
5561 | 83.995 | 272.65 | 819.1401 | 87.2544 | 0 | 0 | 731.8857 | 0 | 0 | 0
5562 | 78.9318 | 81.19 | 187.953 | 81.9949 | 0 | 0 | 105.9581 | 0 | 0 | 0
5563 | 94.8446 | 0 | 0 | 0 | 0 | 0 | 0 | 0 | 0 | 98.5254
5564 | 89.2515 | 0 | 0 | 0 | 0 | 0 | 0 | 0 | 0 | 92.7144
5565 | 93.2359 | 0 | 0 | 0 | 0 | 0 | 0 | 0 | 0 | 96.854
5566 | 86.8608 | 0 | 0 | 0 | 0 | 0 | 0 | 0 | 0 | 90.2316
5567 | 96.4235 | 0 | 0 | 0 | 0 | 0 | 0 | 0 | 0 | 100.1647
5568 | 86.8608 | 0 | 0 | 0 | 0 | 0 | 0 | 0 | 0 | 90.2316
5569 | 93.2359 | 0 | 0 | 0 | 0 | 0 | 0 | 0 | 0 | 96.854
5570 | 88.4546 | 0 | 0 | 0 | 0 | 0 | 0 | 0 | 0 | 91.8875
5571 | 86.8608 | 0 | 0 | 0 | 0 | 0 | 0 | 0 | 0 | 90.2316
5572 | 86.8608 | 0 | 0 | 0 | 0 | 0 | 0 | 0 | 0 | 90.2316
5573 | 93.2359 | 0 | 0 | 0 | 0 | 0 | 0 | 0 | 0 | 96.854
5574 | 83.6733 | 0 | 0 | 0 | 0 | 0 | 0 | 0 | 0 | 86.9199
5575 | 86.8608 | 90.61 | 240.6807 | 90.2306 | -150.4501 | 0 | 0 | 0 | 0 | 0
5576 | 75.7243 | 330.8 | 1000.6017 | 78.6635 | -921.9382 | 0 | 0 | 0 | 0 | 0
5577 | 84.1783 | 563.33 | 1735.1156 | 87.4445 | -175.9424 | 0 | 1471.7287 | 0 | 0 | 0
5578 | 72.4879 | 760.79 | 2292.2754 | 75.3009 | 0 | 0 | 2216.9745 | 0 | 0 | 0
5579 | 80.7865 | 753.93 | 2211.2964 | 83.9219 | 0 | 0 | 2127.3745 | 0 | 0 | 0
5580 | 74.8706 | 834.66 | 2421.2658 | 77.7753 | 0 | 0 | 2343.4905 | 0 | 0 | 0
5581 | 86.2801 | 964.77 | 2827.6286 | 89.6281 | 0 | 0 | 2738.0005 | 0 | 0 | 0
5582 | 78.115 | 560.62 | 1647.9547 | 81.1462 | 0 | 0 | 1566.8084 | 0 | 0 | 0
5583 | 78.5463 | 609.23 | 1809.12 | 81.594 | 0 | 0 | 1727.5261 | 0 | 0 | 0
5584 | 79.3432 | 532.43 | 1632.1939 | 82.4219 | 0 | 0 | 1549.772 | 0 | 0 | 0
5585 | 88.3072 | 298.37 | 885.4979 | 91.7337 | 0 | 0 | 793.7642 | 0 | 0 | 0
5586 | 82.3435 | 78.67 | 182.0838 | 85.5383 | 0 | 0 | 96.5455 | 0 | 0 | 0
5587 | 97.2562 | 0 | 0 | 0 | 0 | 0 | 0 | 0 | 0 | 101.03
5588 | 88.4546 | 0 | 0 | 0 | 0 | 0 | 0 | 0 | 0 | 91.8875
5589 | 94.0328 | 0 | 0 | 0 | 0 | 0 | 0 | 0 | 0 | 97.6819
5590 | 86.8608 | 0 | 0 | 0 | 0 | 0 | 0 | 0 | 0 | 90.2316
5591 | 90.8453 | 0 | 0 | 0 | 0 | 0 | 0 | 0 | 0 | 94.3702
5592 | 84.4702 | 0 | 0 | 0 | 0 | 0 | 0 | 0 | 0 | 87.7478
5593 | 93.2359 | 0 | 0 | 0 | 0 | 0 | 0 | 0 | 0 | 96.854
5594 | 81.2826 | 0 | 0 | 0 | 0 | 0 | 0 | 0 | 0 | 84.4372
5595 | 92.439 | 0 | 0 | 0 | 0 | 0 | 0 | 0 | 0 | 96.0261
5596 | 79.6888 | 0 | 0 | 0 | 0 | 0 | 0 | 0 | 0 | 82.7813
5597 | 90.0484 | 0 | 0 | 0 | 0 | 0 | 0 | 0 | 0 | 93.5423
5598 | 79.6888 | 0 | 0 | 0 | 0 | 0 | 0 | 0 | 0 | 82.7813
5599 | 86.0639 | 80.59 | 216.7591 | 89.4037 | -127.3554 | 0 | 0 | 0 | 0 | 0
5600 | 75.1595 | 257.01 | 782.7113 | 78.0755 | -704.6358 | 0 | 0 | 0 | 0 | 0
5601 | 85.1346 | 455.96 | 1388.6877 | 88.4386 | -391.4892 | 0 | 908.7599 | 0 | 0 | 0
5602 | 74.1644 | 598.89 | 1794.4511 | 77.043 | 0 | 0 | 1717.4081 | 0 | 0 | 0
5603 | 80.2656 | 733.19 | 2169.1968 | 83.3797 | 0 | 0 | 2085.8171 | 0 | 0 | 0
5604 | 72.995 | 741.51 | 2182.0686 | 75.8276 | 0 | 0 | 2106.241 | 0 | 0 | 0
5605 | 82.3325 | 783.36 | 2300.3344 | 85.5279 | 0 | 0 | 2214.8065 | 0 | 0 | 0
5606 | 74.6694 | 667.2 | 1974.21 | 77.5676 | 0 | 0 | 1896.6424 | 0 | 0 | 0
5607 | 86.4494 | 607.72 | 1816.4924 | 89.8047 | 0 | 0 | 1726.6877 | 0 | 0 | 0
5608 | 80.9369 | 457.67 | 1389.418 | 84.0777 | 0 | 0 | 1305.3402 | 0 | 0 | 0
5609 | 86.7502 | 269.65 | 813.3914 | 90.1174 | 0 | 0 | 723.274 | 0 | 0 | 0
5610 | 79.3501 | 76.82 | 180.7313 | 82.4292 | 0 | 0 | 98.3021 | 0 | 0 | 0
5611 | 96.4444 | 0 | 0 | 0 | 0 | 0 | 0 | 0 | 0 | 100.1865
5612 | 87.6577 | 0 | 0 | 0 | 0 | 0 | 0 | 0 | 0 | 91.0595
5613 | 90.8453 | 0 | 0 | 0 | 0 | 0 | 0 | 0 | 0 | 94.3702
5614 | 86.0639 | 0 | 0 | 0 | 0 | 0 | 0 | 0 | 0 | 89.4037
5615 | 92.439 | 0 | 0 | 0 | 0 | 0 | 0 | 0 | 0 | 96.0261
5616 | 87.6577 | 0 | 0 | 0 | 0 | 0 | 0 | 0 | 0 | 91.0595
5617 | 94.0328 | 0 | 0 | 0 | 0 | 0 | 0 | 0 | 0 | 97.6819
5618 | 86.8608 | 0 | 0 | 0 | 0 | 0 | 0 | 0 | 0 | 90.2316
5619 | 93.2359 | 0 | 0 | 0 | 0 | 0 | 0 | 0 | 0 | 96.854
5620 | 79.6888 | 0 | 0 | 0 | 0 | 0 | 0 | 0 | 0 | 82.7813
5621 | 88.4546 | 0 | 0 | 0 | 0 | 0 | 0 | 0 | 0 | 91.8875
5622 | 86.0639 | 0 | 0 | 0 | 0 | 0 | 0 | 0 | 0 | 89.4037
5623 | 88.4546 | 94.48 | 248.8228 | 91.8864 | -156.9364 | 0 | 0 | 0 | 0 | 0
5624 | 78.9726 | 285.56 | 869.2656 | 82.0365 | -787.2291 | 0 | 0 | 0 | 0 | 0
5625 | 84.4114 | 451.44 | 1369.2693 | 87.6865 | -292.196 | 0 | 989.3867 | 0 | 0 | 0
5626 | 75.3169 | 617.48 | 1838.5816 | 78.2397 | 0 | 0 | 1760.3419 | 0 | 0 | 0
5627 | 86.3179 | 719.78 | 2113.469 | 89.6675 | 0 | 0 | 2023.8015 | 0 | 0 | 0
5628 | 74.6116 | 781.18 | 2277.6262 | 77.5073 | 0 | 0 | 2200.1189 | 0 | 0 | 0
5629 | 87.3011 | 736.47 | 2150.7829 | 90.6897 | 0 | 0 | 2060.0932 | 0 | 0 | 0
5630 | 82.3166 | 277.28 | 814.5258 | 85.5113 | 0 | 0 | 729.0145 | 0 | 0 | 0
5631 | 88.9845 | 405.72 | 1208.0717 | 92.438 | 0 | 0 | 1115.6337 | 0 | 0 | 0
5632 | 81.1182 | 347.19 | 1046.5335 | 84.2668 | 0 | 0 | 962.2667 | 0 | 0 | 0
5633 | 82.9302 | 125.32 | 366.3979 | 86.1481 | 0 | 0 | 280.2498 | 0 | 0 | 0
5634 | 82.6104 | 41.96 | 104.6482 | 85.8167 | 0 | 0 | 18.8315 | 0 | 0 | 0
5635 | 95.6336 | 0 | 0 | 0 | 0 | 0 | 0 | 0 | 0 | 99.3451
5636 | 90.8453 | 0 | 0 | 0 | 0 | 0 | 0 | 0 | 0 | 94.3702
5637 | 93.2359 | 0 | 0 | 0 | 0 | 0 | 0 | 0 | 0 | 96.854
5638 | 88.4546 | 0 | 0 | 0 | 0 | 0 | 0 | 0 | 0 | 91.8875
5639 | 97.2204 | 0 | 0 | 0 | 0 | 0 | 0 | 0 | 0 | 100.9926
5640 | 90.0484 | 0 | 0 | 0 | 0 | 0 | 0 | 0 | 0 | 93.5423
5641 | 92.439 | 0 | 0 | 0 | 0 | 0 | 0 | 0 | 0 | 96.0261
5642 | 86.0639 | 0 | 0 | 0 | 0 | 0 | 0 | 0 | 0 | 89.4037
5643 | 90.8453 | 0 | 0 | 0 | 0 | 0 | 0 | 0 | 0 | 94.3702
5644 | 86.8608 | 0 | 0 | 0 | 0 | 0 | 0 | 0 | 0 | 90.2316
5645 | 92.439 | 0 | 0 | 0 | 0 | 0 | 0 | 0 | 0 | 96.0261
5646 | 85.267 | 0 | 0 | 0 | 0 | 0 | 0 | 0 | 0 | 88.5758
5647 | 76.5013 | 70.27 | 189.9288 | 79.4706 | -110.4582 | 0 | 0 | 0 | 0 | 0
5648 | 82.453 | 254.6 | 774.0934 | 85.6526 | -688.4408 | 0 | 0 | 0 | 0 | 0
5649 | 644.2323 | 465.2 | 1413.3001 | 669.2313 | -460.4772 | 0 | 283.5916 | 0 | 0 | 0
5650 | 550.7832 | 607.23 | 1812.9646 | 572.156 | 0 | 0 | 1240.8086 | 0 | 0 | 0
5651 | 872.9741 | 670.53 | 1977.1851 | 906.8495 | 0 | 0 | 1070.3356 | 0 | 0 | 0
5652 | 946.1464 | 481.86 | 1419.427 | 982.862 | 0 | 0 | 436.565 | 0 | 0 | 0
5653 | 1239.5337 | 244.98 | 713.5913 | 713.5913 | 0 | 0 | 0 | 552.598 | 0 | 0
5654 | 1165.2976 | 297.22 | 873.3252 | 873.3252 | 0 | 0 | 0 | 324.596 | 0 | 0
5655 | 1376.3664 | 51.05 | 129.8122 | 129.8122 | 0 | 0 | 0 | 1251.404 | 0 | 0
5656 | 885.9086 | 31.38 | 73.1474 | 73.1474 | 0 | 0 | 0 | 815.494 | 0 | 0
5657 | 1355.6593 | 12.73 | 19.4703 | 19.4703 | 0 | 0 | 0 | 1336.916 | 0 | 0
5658 | 1090.8972 | 21.55 | 44.1263 | 44.1263 | 0 | 0 | 0 | 1048.419 | 0 | 0
5659 | 1122.6312 | 0 | 0 | 0 | 0 | 0 | 0 | 322.078 | 0 | 831.6183
5660 | 1206.4888 | 0 | 0 | 0 | 0 | 0 | 0 | 26.867 | 0 | 1225.3959
5661 | 1114.0497 | 0 | 0 | 0 | 0 | 0 | 0 | 0 | 0 | 1157.2804
5662 | 1332.3971 | 0 | 0 | 0 | 0 | 0 | 0 | 152.776 | 0 | 1225.3959
5663 | 1107.6746 | 0 | 0 | 0 | 0 | 0 | 0 | 0 | 0 | 1150.658
5664 | 162.5652 | 0 | 0 | 0 | 0 | 0 | 0 | 0 | 0 | 168.8733
5665 | 108.3768 | 0 | 0 | 0 | 0 | 0 | 0 | 108.377 | 0 | 0
5666 | 94.0328 | 0 | 0 | 0 | 0 | 0 | 0 | 94.033 | 0 | 0
5667 | 105.1892 | 0 | 0 | 0 | 0 | 0 | 0 | 105.189 | 0 | 0
5668 | 101.2048 | 0 | 0 | 0 | 0 | 0 | 0 | 101.205 | 0 | 0
5669 | 105.1892 | 0 | 0 | 0 | 0 | 0 | 0 | 105.189 | 0 | 0
5670 | 94.8297 | 0 | 0 | 0 | 0 | 0 | 0 | 94.83 | 0 | 0
5671 | 86.8608 | 41.16 | 104.8268 | 90.2316 | -14.5952 | 0 | 0 | 0 | 0 | 0
5672 | 82.0825 | 338.39 | 1019.778 | 85.2672 | -934.5108 | 0 | 0 | 0 | 0 | 0
5673 | 832.2691 | 574.99 | 1760.478 | 864.565 | -895.913 | 0 | 0 | 0 | 0 | 0
5674 | 1035.63 | 773.15 | 2314.7177 | 1075.8174 | -1225.3959 | 0 | 13.5045 | 0 | 0 | 0
5675 | 888.0562 | 905.16 | 2661.9631 | 922.5178 | -1225.3959 | 0 | 514.0494 | 0 | 0 | 0
5676 | 1347.1615 | 975.26 | 2842.5832 | 1399.4383 | -1225.3959 | 0 | 217.7491 | 0 | 0 | 0
5677 | 1336.4483 | 968.49 | 2824.5527 | 1388.3085 | -888.1833 | 0 | 548.0609 | 0 | 0 | 0
5678 | 1189.8149 | 886.98 | 2611.7619 | 1235.9855 | 0 | 0 | 1375.7764 | 0 | 0 | 0
5679 | 1475.6089 | 539.89 | 1601.626 | 1532.8696 | 0 | 0 | 68.7564 | 0 | 0 | 0
5680 | 1639.9322 | 532.94 | 1631.0315 | 1631.0315 | 0 | 0 | 0 | 69.828 | 0 | 0
5681 | 1706.823 | 220.52 | 661.7446 | 661.7446 | 0 | 0 | 0 | 1069.798 | 0 | 0
5682 | 1428.5228 | 34.29 | 81.5753 | 81.5753 | 0 | 0 | 0 | 1349.995 | 0 | 0
5683 | 1533.5207 | 0 | 0 | 0 | 0 | 0 | 0 | 707.921 | 0 | 857.6372
5684 | 1655.1368 | 0 | 0 | 0 | 0 | 0 | 0 | 475.516 | 0 | 1225.3959
5685 | 1609.7142 | 0 | 0 | 0 | 0 | 0 | 0 | 430.093 | 0 | 1225.3959
5686 | 1722.0755 | 0 | 0 | 0 | 0 | 0 | 0 | 542.454 | 0 | 1225.3959
5687 | 1463.8837 | 0 | 0 | 0 | 0 | 0 | 0 | 284.262 | 0 | 1225.3959
5688 | 1754.7479 | 0 | 0 | 0 | 0 | 0 | 0 | 1754.748 | 0 | 0
5689 | 1349.1318 | 0 | 0 | 0 | 0 | 0 | 0 | 1349.132 | 0 | 0
5690 | 1326.022 | 0 | 0 | 0 | 0 | 0 | 0 | 1326.022 | 0 | 0
5691 | 1411.2891 | 0 | 0 | 0 | 0 | 0 | 0 | 1411.289 | 0 | 0
5692 | 1294.1465 | 0 | 0 | 0 | 0 | 0 | 0 | 1294.146 | 0 | 0
5693 | 1482.2121 | 0 | 0 | 0 | 0 | 0 | 0 | 1482.212 | 0 | 0
5694 | 1483.009 | 0 | 0 | 0 | 0 | 0 | 0 | 1483.009 | 0 | 0
5695 | 1287.7714 | 77.24 | 208.3074 | 0 | -208.3074 | 0 | 0 | 1287.771 | 0 | 0
5696 | 1284.4902 | 249.61 | 755.7543 | 0 | -755.7543 | 0 | 0 | 1284.49 | 0 | 0
5697 | 1520.7915 | 414.87 | 1248.5353 | 23.1394 | -1225.3959 | 0 | 0 | 1498.516 | 0 | 0
5698 | 1079.7616 | 549.34 | 1627.2025 | 401.8066 | -1225.3959 | 0 | 0 | 692.965 | 0 | 0
5699 | 1397.4561 | 670.39 | 1961.4971 | 1443.4794 | -518.0176 | 0 | 0 | 7.898 | 0 | 0
5700 | 1300.2516 | 816.77 | 2362.403 | 1350.708 | -1011.6951 | 0 | 0 | 0 | 0 | 0
5701 | 1512.0147 | 760.19 | 2205.5508 | 1570.6884 | -634.8624 | 0 | 0 | 0 | 0 | 0
5702 | 1330.6818 | 654.22 | 1913.8585 | 1382.3177 | -531.5408 | 0 | 0 | 0 | 0 | 0
5703 | 1355.5716 | 577.62 | 1706.5952 | 1408.1746 | -298.4206 | 0 | 0 | 0 | 0 | 0
5704 | 1598.3855 | 255.92 | 762.7569 | 762.7569 | 0 | 0 | 0 | 864.121 | 0 | 0
5705 | 1495.9604 | 125.31 | 366.0374 | 366.0374 | 0 | 0 | 0 | 1143.597 | 0 | 0
5706 | 1298.7306 | 45.02 | 113.1902 | 113.1902 | 0 | 0 | 0 | 1189.768 | 0 | 0
5707 | 1402.2623 | 0 | 0 | 0 | 0 | 0 | 0 | 576.662 | 0 | 857.6372
5708 | 1392.1637 | 0 | 0 | 0 | 0 | 0 | 0 | 212.542 | 0 | 1225.3959
5709 | 1202.5043 | 0 | 0 | 0 | 0 | 0 | 0 | 22.883 | 0 | 1225.3959
5710 | 1352.3193 | 0 | 0 | 0 | 0 | 0 | 0 | 172.698 | 0 | 1225.3959
5711 | 1295.7403 | 0 | 0 | 0 | 0 | 0 | 0 | 116.119 | 0 | 1225.3959
5712 | 1243.9425 | 0 | 0 | 0 | 0 | 0 | 0 | 1243.943 | 0 | 0
5713 | 1173.8164 | 0 | 0 | 0 | 0 | 0 | 0 | 1173.816 | 0 | 0
5714 | 1220.8328 | 0 | 0 | 0 | 0 | 0 | 0 | 1220.833 | 0 | 0
5715 | 1220.0359 | 0 | 0 | 0 | 0 | 0 | 0 | 1220.036 | 0 | 0
5716 | 899.6868 | 0 | 0 | 0 | 0 | 0 | 0 | 899.687 | 0 | 0
5717 | 1117.2373 | 0 | 0 | 0 | 0 | 0 | 0 | 1117.237 | 0 | 0
5718 | 1305.3029 | 0 | 0 | 0 | 0 | 0 | 0 | 1305.303 | 0 | 0
5719 | 1147.519 | 97.42 | 256.5287 | 0 | -256.5287 | 0 | 0 | 1147.519 | 0 | 0
5720 | 929.5402 | 298.44 | 909.8766 | 0 | -909.8766 | 0 | 0 | 929.54 | 0 | 0
5721 | 1210.9693 | 393.85 | 1191.8352 | 56.7167 | -1135.1186 | 0 | 0 | 1156.371 | 0 | 0
5722 | 1135.0278 | 559.41 | 1665.0679 | 1179.0725 | -485.9955 | 0 | 0 | 0 | 0 | 0
5723 | 1545.1075 | 916.28 | 2699.4515 | 1605.0655 | -1094.386 | 0 | 0 | 0 | 0 | 0
5724 | 1332.948 | 386.41 | 1131.7975 | 1131.7975 | 0 | 0 | 0 | 243.428 | 0 | 0
5725 | 1136.3975 | 981.7 | 2847.2059 | 1180.4956 | -1225.3959 | 0 | 441.3144 | 0 | 0 | 0
5726 | 1310.148 | 610.95 | 1780.6225 | 1360.988 | -419.6345 | 0 | 0 | 0 | 0 | 0
5727 | 1355.743 | 738.32 | 2192.2063 | 1408.3523 | -783.854 | 0 | 0 | 0 | 0 | 0
5728 | 1265.597 | 471.25 | 1413.3084 | 1314.7082 | -98.6002 | 0 | 0 | 0 | 0 | 0
5729 | 1372.3541 | 20.57 | 42.349 | 42.349 | 0 | 0 | 0 | 1331.587 | 0 | 0
5730 | 1424.6399 | 57.39 | 142.9416 | 142.9416 | 0 | 0 | 0 | 1287.038 | 0 | 0
5731 | 1131.4817 | 0 | 0 | 0 | 0 | 0 | 0 | 305.882 | 0 | 857.6372
5732 | 1318.85 | 0 | 0 | 0 | 0 | 0 | 0 | 139.229 | 0 | 1225.3959
5733 | 1212.067 | 0 | 0 | 0 | 0 | 0 | 0 | 32.446 | 0 | 1225.3959
5734 | 1363.4758 | 0 | 0 | 0 | 0 | 0 | 0 | 183.854 | 0 | 1225.3959
5735 | 1298.9278 | 0 | 0 | 0 | 0 | 0 | 0 | 119.306 | 0 | 1225.3959
5736 | 502.0396 | 0 | 0 | 0 | 0 | 0 | 0 | 502.04 | 0 | 0
5737 | 307.5989 | 0 | 0 | 0 | 0 | 0 | 0 | 307.599 | 0 | 0
5738 | 222.3318 | 0 | 0 | 0 | 0 | 0 | 0 | 222.332 | 0 | 0
5739 | 304.4113 | 0 | 0 | 0 | 0 | 0 | 0 | 304.411 | 0 | 0
5740 | 233.4883 | 0 | 0 | 0 | 0 | 0 | 0 | 233.488 | 0 | 0
5741 | 283.6922 | 0 | 0 | 0 | 0 | 0 | 0 | 283.692 | 0 | 0
5742 | 279.7078 | 0 | 0 | 0 | 0 | 0 | 0 | 279.708 | 0 | 0
5743 | 278.114 | 105.44 | 253.6044 | 0 | -253.6044 | 0 | 0 | 278.114 | 0 | 0
5744 | 207.0754 | 338.97 | 1024.5191 | 0 | -1024.5191 | 0 | 0 | 207.075 | 0 | 0
5745 | 1378.0269 | 364.27 | 1091.6155 | 0 | -1091.6155 | 0 | 0 | 1378.027 | 0 | 0
5746 | 1300.4519 | 774.36 | 2280.4756 | 1055.0797 | -1225.3959 | 0 | 0 | 284.786 | 0 | 0
5747 | 1608.7589 | 915.67 | 2636.9259 | 1488.6311 | -1148.2948 | 0 | 0 | 175.736 | 0 | 0
5748 | 1772.0822 | 984.34 | 2803.44 | 1840.8472 | -962.5928 | 0 | 0 | 0 | 0 | 0
5749 | 1617.9401 | 836.25 | 2370.0497 | 1680.7248 | -689.3249 | 0 | 0 | 0 | 0 | 0
5750 | 1533.0237 | 554.44 | 1606.5541 | 1592.5126 | -14.0415 | 0 | 0 | 0 | 0 | 0
5751 | 1780.7354 | 582.69 | 1703.5515 | 1703.5515 | 0 | 0 | 0 | 140.82 | 0 | 0
5752 | 1349.0361 | 73.47 | 199.4557 | 199.4557 | 0 | 0 | 0 | 1157.032 | 0 | 0
5753 | 1613.9387 | 90.32 | 255.0172 | 255.0172 | 0 | 0 | 0 | 1368.448 | 0 | 0
5754 | 1295.9295 | 23.51 | 49.1739 | 49.1739 | 0 | 0 | 0 | 1248.593 | 0 | 0
5755 | 1388.6465 | 0 | 0 | 0 | 0 | 0 | 0 | 563.046 | 0 | 857.6372
5756 | 1267.0523 | 0 | 0 | 0 | 0 | 0 | 0 | 87.431 | 0 | 1225.3959
5757 | 1465.4775 | 0 | 0 | 0 | 0 | 0 | 0 | 285.856 | 0 | 1225.3959
5758 | 1438.3833 | 0 | 0 | 0 | 0 | 0 | 0 | 258.762 | 0 | 1225.3959
5759 | 1352.3193 | 0 | 0 | 0 | 0 | 0 | 0 | 172.698 | 0 | 1225.3959
5760 | 574.5564 | 0 | 0 | 0 | 0 | 0 | 0 | 574.556 | 0 | 0
5761 | 496.4614 | 0 | 0 | 0 | 0 | 0 | 0 | 496.461 | 0 | 0
5762 | 496.4614 | 0 | 0 | 0 | 0 | 0 | 0 | 496.461 | 0 | 0
5763 | 502.0396 | 0 | 0 | 0 | 0 | 0 | 0 | 502.04 | 0 | 0
5764 | 419.9601 | 0 | 0 | 0 | 0 | 0 | 0 | 419.96 | 0 | 0
5765 | 483.7112 | 0 | 0 | 0 | 0 | 0 | 0 | 483.711 | 0 | 0
5766 | 465.3827 | 0 | 0 | 0 | 0 | 0 | 0 | 465.383 | 0 | 0
5767 | 470.1641 | 78.53 | 211.6679 | 0 | -211.6679 | 0 | 0 | 470.164 | 0 | 0
5768 | 384.0224 | 250.94 | 759.4006 | 0 | -759.4006 | 0 | 0 | 384.022 | 0 | 0
5769 | 1040.75 | 397.61 | 1197.7398 | 0 | -1197.7398 | 0 | 0 | 1040.75 | 0 | 0
5770 | 1686.0651 | 512.75 | 1522.0266 | 296.6307 | -1225.3959 | 0 | 0 | 1400.515 | 0 | 0
5771 | 1865.857 | 713.26 | 2085.9158 | 860.5199 | -1225.3959 | 0 | 0 | 1037.482 | 0 | 0
5772 | 1807.6941 | 610.58 | 1785.6223 | 1195.6518 | -589.9705 | 0 | 0 | 656.706 | 0 | 0
5773 | 1599.518 | 980.3 | 2861.4064 | 1661.5869 | -1199.8195 | 0 | 0 | 0 | 0 | 0
5774 | 1650.484 | 502.31 | 1480.8567 | 1480.8567 | 0 | 0 | 0 | 224.945 | 0 | 0
5775 | 1952.3423 | 490.41 | 1459.2121 | 1459.2121 | 0 | 0 | 0 | 547.639 | 0 | 0
5776 | 1917.6398 | 186.47 | 551.1805 | 551.1805 | 0 | 0 | 0 | 1387.049 | 0 | 0
5777 | 1638.3992 | 32.34 | 78.0475 | 78.0475 | 0 | 0 | 0 | 1563.267 | 0 | 0
5778 | 1789.8428 | 34.26 | 80.8689 | 80.8689 | 0 | 0 | 0 | 1711.995 | 0 | 0
5779 | 1557.9215 | 0 | 0 | 0 | 0 | 0 | 0 | 732.321 | 0 | 857.6372
5780 | 1417.6642 | 0 | 0 | 0 | 0 | 0 | 0 | 238.043 | 0 | 1225.3959
5781 | 1755.5448 | 0 | 0 | 0 | 0 | 0 | 0 | 575.923 | 0 | 1225.3959
5782 | 1519.6659 | 0 | 0 | 0 | 0 | 0 | 0 | 340.045 | 0 | 1225.3959
5783 | 1699.7626 | 0 | 0 | 0 | 0 | 0 | 0 | 520.141 | 0 | 1225.3959
5784 | 524.3525 | 0 | 0 | 0 | 0 | 0 | 0 | 524.352 | 0 | 0
5785 | 475.7423 | 0 | 0 | 0 | 0 | 0 | 0 | 475.742 | 0 | 0
5786 | 485.3049 | 0 | 0 | 0 | 0 | 0 | 0 | 485.305 | 0 | 0
5787 | 448.6481 | 0 | 0 | 0 | 0 | 0 | 0 | 448.648 | 0 | 0
5788 | 408.8037 | 0 | 0 | 0 | 0 | 0 | 0 | 408.804 | 0 | 0
5789 | 496.4614 | 0 | 0 | 0 | 0 | 0 | 0 | 496.461 | 0 | 0
5790 | 478.9298 | 0 | 0 | 0 | 0 | 0 | 0 | 478.93 | 0 | 0
5791 | 400.8348 | 64.89 | 174.997 | 0 | -174.997 | 0 | 0 | 400.835 | 0 | 0
5792 | 182.8679 | 212.8 | 638.7579 | 0 | -638.7579 | 0 | 0 | 182.868 | 0 | 0
5793 | 1356.1404 | 390.21 | 1165.0206 | 0 | -1165.0206 | 0 | 0 | 1356.14 | 0 | 0
5794 | 1493.0687 | 563.25 | 1644.0654 | 418.6695 | -1225.3959 | 0 | 0 | 1090.039 | 0 | 0
5795 | 1601.832 | 690.08 | 1975.8368 | 1197.3222 | -778.5146 | 0 | 0 | 449.236 | 0 | 0
5796 | 1394.3631 | 739.92 | 2101.0657 | 1448.4709 | -652.5948 | 0 | 0 | 0 | 0 | 0
5797 | 1717.3001 | 726.27 | 2069.216 | 1783.9394 | -285.2766 | 0 | 0 | 0 | 0 | 0
5798 | 1250.3824 | 747.47 | 2142.1442 | 1298.9028 | -843.2414 | 0 | 0 | 0 | 0 | 0
5799 | 1121.1221 | 612.04 | 1790.5826 | 1164.6279 | -625.9547 | 0 | 0 | 0 | 0 | 0
5800 | 1607.7798 | 257.03 | 763.0187 | 763.0187 | 0 | 0 | 0 | 873.263 | 0 | 0
5801 | 1448.2039 | 70.27 | 193.4961 | 193.4961 | 0 | 0 | 0 | 1261.936 | 0 | 0
5802 | 1364.7797 | 18.61 | 34.9485 | 34.9485 | 0 | 0 | 0 | 1331.136 | 0 | 0
5803 | 1446.5205 | 0 | 0 | 0 | 0 | 0 | 0 | 266.899 | 0 | 1225.3959
5804 | 1027.9858 | 0 | 0 | 0 | 0 | 0 | 0 | 0 | 0 | 1067.8767
5805 | 1208.0826 | 0 | 0 | 0 | 0 | 0 | 0 | 28.461 | 0 | 1225.3959
5806 | 1391.3668 | 0 | 0 | 0 | 0 | 0 | 0 | 211.746 | 0 | 1225.3959
5807 | 960.2503 | 0 | 0 | 0 | 0 | 0 | 0 | 0 | 0 | 997.5123
5808 | 1379.4135 | 0 | 0 | 0 | 0 | 0 | 0 | 1379.414 | 0 | 0
5809 | 1115.6435 | 0 | 0 | 0 | 0 | 0 | 0 | 1115.644 | 0 | 0
5810 | 1562.6978 | 0 | 0 | 0 | 0 | 0 | 0 | 1562.698 | 0 | 0
5811 | 1405.7108 | 0 | 0 | 0 | 0 | 0 | 0 | 1405.711 | 0 | 0
5812 | 1476.6339 | 0 | 0 | 0 | 0 | 0 | 0 | 1476.634 | 0 | 0
5813 | 1177.8008 | 0 | 0 | 0 | 0 | 0 | 0 | 1177.801 | 0 | 0
5814 | 1127.5968 | 0 | 0 | 0 | 0 | 0 | 0 | 1127.597 | 0 | 0
5815 | 1133.1751 | 82.89 | 222.7104 | 222.7104 | 0 | 0 | 0 | 918.784 | 0 | 0
5816 | 181.302 | 350.1 | 1050.3583 | 188.3374 | -862.021 | 0 | 0 | 0 | 0 | 0
5817 | 479.2755 | 390.48 | 1162.7435 | 497.8742 | -664.8693 | 0 | 0 | 0 | 0 | 0
5818 | 453.9145 | 789.12 | 2289.5818 | 471.5291 | -1225.3959 | 0 | 592.6568 | 0 | 0 | 0
5819 | 496.7951 | 927.72 | 2619.3877 | 516.073 | -1225.3959 | 0 | 877.9188 | 0 | 0 | 0
5820 | 414.3719 | 997.29 | 2779.8155 | 430.4516 | -1225.3959 | 0 | 1123.968 | 0 | 0 | 0
5821 | 318.7732 | 989.49 | 2764.7851 | 331.1429 | -1206.312 | 0 | 1227.3302 | 0 | 0 | 0
5822 | 334.3604 | 898.49 | 2550.5108 | 347.3358 | 0 | 0 | 2203.175 | 0 | 0 | 0
5823 | 406.4429 | 746.79 | 2173.1567 | 422.2139 | 0 | 0 | 1750.9428 | 0 | 0 | 0
5824 | 328.2074 | 537.32 | 1613.9857 | 340.944 | 0 | 0 | 1273.0417 | 0 | 0 | 0
5825 | 412.0002 | 295.9 | 861.8101 | 427.9876 | 0 | 0 | 433.8225 | 0 | 0 | 0
5826 | 284.013 | 69.31 | 141.934 | 141.934 | 0 | 0 | 0 | 0 | 0 | 153.1001
5827 | 303.3544 | 0 | 0 | 0 | 0 | 0 | 0 | 0 | 0 | 315.1256
5828 | 260.5825 | 0 | 0 | 0 | 0 | 0 | 0 | 0 | 0 | 270.6938
5829 | 203.2065 | 0 | 0 | 0 | 0 | 0 | 0 | 0 | 0 | 211.0914
5830 | 329.9117 | 0 | 0 | 0 | 0 | 0 | 0 | 0 | 0 | 342.7142
5831 | 295.6455 | 0 | 0 | 0 | 0 | 0 | 0 | 0 | 0 | 307.1185
5832 | 301.2237 | 0 | 0 | 0 | 0 | 0 | 0 | 0 | 0 | 312.9129
5833 | 332.0389 | 0 | 0 | 0 | 0 | 0 | 0 | 332.039 | 0 | 0
5834 | 303.4149 | 0 | 0 | 0 | 0 | 0 | 0 | 303.415 | 0 | 0
5835 | 303.4149 | 0 | 0 | 0 | 0 | 0 | 0 | 245.478 | 0 | 60.1852
5836 | 323.0428 | 0 | 0 | 0 | 0 | 0 | 0 | 0 | 0 | 335.5786
5837 | 232.2637 | 0 | 0 | 0 | 0 | 0 | 0 | 0 | 0 | 241.2769
5838 | 282.1513 | 0 | 0 | 0 | 0 | 0 | 0 | 0 | 0 | 293.0998
5839 | 262.5234 | 62.41 | 167.4979 | 167.4979 | 0 | 0 | 0 | 0 | 0 | 105.2122
5840 | 251.6319 | 238.53 | 723.8527 | 261.3965 | -462.4561 | 0 | 0 | 0 | 0 | 0
5841 | 470.5752 | 383.66 | 1158.5852 | 488.8355 | -669.7496 | 0 | 0 | 0 | 0 | 0
5842 | 1198.9713 | 453.8 | 1349.8343 | 1245.4968 | -104.3375 | 0 | 0 | 0 | 0 | 0
5843 | 1601.2271 | 624.73 | 1833.8353 | 1663.3622 | -170.4731 | 0 | 0 | 0 | 0 | 0
5844 | 1241.291 | 706.99 | 2060.3238 | 1289.459 | -770.8648 | 0 | 0 | 0 | 0 | 0
5845 | 1602.0439 | 762.51 | 2218.4818 | 1664.2109 | -554.2709 | 0 | 0 | 0 | 0 | 0
5846 | 1542.9506 | 735.07 | 2151.5994 | 1602.8238 | -548.7756 | 0 | 0 | 0 | 0 | 0
5847 | 1640.668 | 511.13 | 1520.4393 | 1520.4393 | 0 | 0 | 0 | 117.962 | 0 | 61.3539
5848 | 1242.7375 | 449.53 | 1359.2428 | 1290.9621 | -68.2806 | 0 | 0 | 0 | 0 | 0
5849 | 1329.2874 | 250.85 | 753.3215 | 753.3215 | 0 | 0 | 0 | 604.106 | 0 | 0
5850 | 1176.7039 | 61.02 | 144.4375 | 144.4375 | 0 | 0 | 0 | 1037.662 | 0 | 0
5851 | 1489.1425 | 0 | 0 | 0 | 0 | 0 | 0 | 663.542 | 0 | 857.6372
5852 | 1527.7062 | 0 | 0 | 0 | 0 | 0 | 0 | 348.085 | 0 | 1225.3959
5853 | 1849.1134 | 0 | 0 | 0 | 0 | 0 | 0 | 669.492 | 0 | 1225.3959
5854 | 1687.1831 | 0 | 0 | 0 | 0 | 0 | 0 | 507.562 | 0 | 1225.3959
5855 | 1236.5588 | 0 | 0 | 0 | 0 | 0 | 0 | 56.937 | 0 | 1225.3959
5856 | 1050.9114 | 0 | 0 | 0 | 0 | 0 | 0 | 1050.911 | 0 | 0
5857 | 1364.9581 | 0 | 0 | 0 | 0 | 0 | 0 | 1364.958 | 0 | 0
5858 | 1355.1441 | 0 | 0 | 0 | 0 | 0 | 0 | 1355.144 | 0 | 0
5859 | 1388.6752 | 0 | 0 | 0 | 0 | 0 | 0 | 1388.675 | 0 | 0
5860 | 1544.0628 | 0 | 0 | 0 | 0 | 0 | 0 | 1544.063 | 0 | 0
5861 | 1248.0084 | 0 | 0 | 0 | 0 | 0 | 0 | 1248.008 | 0 | 0
5862 | 1493.3574 | 0 | 0 | 0 | 0 | 0 | 0 | 1493.357 | 0 | 0
5863 | 1527.7062 | 108.62 | 265.9444 | 0 | -265.9444 | 0 | 0 | 1527.706 | 0 | 0
5864 | 1240.9649 | 345.18 | 1050.2908 | 82.8197 | -967.4711 | 0 | 0 | 1161.239 | 0 | 0
5865 | 1314.0022 | 463.38 | 1404.0153 | 1364.9915 | -39.0237 | 0 | 0 | 0 | 0 | 0
5866 | 1895.8186 | 783.88 | 2355.8835 | 1969.3847 | -386.4987 | 0 | 0 | 0 | 0 | 0
5867 | 1738.3935 | 727.37 | 2135.7566 | 1805.8519 | -329.9047 | 0 | 0 | 0 | 0 | 0
5868 | 1628.6735 | 832.62 | 2421.7458 | 1691.8732 | -729.8725 | 0 | 0 | 0 | 0 | 0
5869 | 1331.8493 | 981.99 | 2876.1584 | 1383.5311 | -1225.3959 | 0 | 267.2315 | 0 | 0 | 0
5870 | 1502.9147 | 879.52 | 2596.0894 | 1561.2352 | -1034.8542 | 0 | 0 | 0 | 0 | 0
5871 | 1067.9509 | 727.61 | 2183.6954 | 1109.3926 | -1074.3028 | 0 | 0 | 0 | 0 | 0
5872 | 1186.9605 | 519.07 | 1589.1427 | 1233.0197 | -356.123 | 0 | 0 | 0 | 0 | 0
5873 | 1465.9979 | 282.56 | 835.4795 | 835.4795 | 0 | 0 | 0 | 661.728 | 0 | 0
5874 | 1552.9578 | 63.25 | 141.7428 | 141.7428 | 0 | 0 | 0 | 1416.51 | 0 | 0
5875 | 1503.1713 | 0 | 0 | 0 | 0 | 0 | 0 | 641.276 | 0 | 895.3406
5876 | 1143.3262 | 0 | 0 | 0 | 0 | 0 | 0 | 0 | 0 | 1187.6925
5877 | 1723.9854 | 0 | 0 | 0 | 0 | 0 | 0 | 544.364 | 0 | 1225.3959
5878 | 1668.373 | 0 | 0 | 0 | 0 | 0 | 0 | 488.752 | 0 | 1225.3959
5879 | 1373.1364 | 0 | 0 | 0 | 0 | 0 | 0 | 193.515 | 0 | 1225.3959
5880 | 1233.2875 | 0 | 0 | 0 | 0 | 0 | 0 | 1233.287 | 0 | 0
5881 | 1690.4544 | 0 | 0 | 0 | 0 | 0 | 0 | 1690.454 | 0 | 0
5882 | 1819.6715 | 0 | 0 | 0 | 0 | 0 | 0 | 1819.672 | 0 | 0
5883 | 1252.9154 | 0 | 0 | 0 | 0 | 0 | 0 | 1252.915 | 0 | 0
5884 | 1363.3224 | 0 | 0 | 0 | 0 | 0 | 0 | 1363.322 | 0 | 0
5885 | 1499.0822 | 0 | 0 | 0 | 0 | 0 | 0 | 1499.082 | 0 | 0
5886 | 1406.6674 | 0 | 0 | 0 | 0 | 0 | 0 | 1406.667 | 0 | 0
5887 | 1239.0123 | 111.44 | 270.5193 | 270.5193 | 0 | 0 | 0 | 978.598 | 0 | 0
5888 | 1144.3567 | 348.18 | 1057.5562 | 1057.5562 | 0 | 0 | 0 | 126.306 | 0 | 0
5889 | 1160.5057 | 587.26 | 1796.6336 | 1205.5391 | -591.0944 | 0 | 0 | 0 | 0 | 0
5890 | 1535.5758 | 783.72 | 2336.3425 | 1595.1636 | -741.1789 | 0 | 0 | 0 | 0 | 0
5891 | 1778.9231 | 921.05 | 2692.4998 | 1847.9537 | -844.5462 | 0 | 0 | 0 | 0 | 0
5892 | 1434.3111 | 986.85 | 2852.8362 | 1489.9701 | -1225.3959 | 0 | 137.4702 | 0 | 0 | 0
5893 | 1226.9442 | 977.6 | 2825.8938 | 1274.5553 | -1225.3959 | 0 | 325.9426 | 0 | 0 | 0
5894 | 1067.315 | 893.36 | 2604.8102 | 1108.7319 | -1225.3959 | 0 | 270.6824 | 0 | 0 | 0
5895 | 1327.1212 | 737.88 | 2193.1828 | 1378.6206 | -556.3828 | 0 | 258.1793 | 0 | 0 | 0
5896 | 1593.7705 | 528.93 | 1611.0418 | 1611.0418 | 0 | 0 | 0 | 42.91 | 0 | 0
5897 | 1265.787 | 191.95 | 571.2657 | 571.2657 | 0 | 0 | 0 | 715.861 | 0 | 0
5898 | 1411.0786 | 44.37 | 106.9169 | 106.9169 | 0 | 0 | 0 | 1308.155 | 0 | 0
5899 | 906.1208 | 0 | 0 | 0 | 0 | 0 | 0 | 14.473 | 0 | 926.2482
5900 | 1138.4192 | 0 | 0 | 0 | 0 | 0 | 0 | 0 | 0 | 1182.5951
5901 | 1154.7758 | 0 | 0 | 0 | 0 | 0 | 0 | 0 | 0 | 1199.5868
5902 | 1472.9116 | 0 | 0 | 0 | 0 | 0 | 0 | 293.29 | 0 | 1225.3959
5903 | 1362.5046 | 0 | 0 | 0 | 0 | 0 | 0 | 182.883 | 0 | 1225.3959
5904 | 141.4846 | 0 | 0 | 0 | 0 | 0 | 0 | 141.485 | 0 | 0
5905 | 99.7752 | 0 | 0 | 0 | 0 | 0 | 0 | 99.775 | 0 | 0
5906 | 96.5039 | 0 | 0 | 0 | 0 | 0 | 0 | 96.504 | 0 | 0
5907 | 105.5001 | 0 | 0 | 0 | 0 | 0 | 0 | 105.5 | 0 | 0
5908 | 94.8683 | 0 | 0 | 0 | 0 | 0 | 0 | 94.868 | 0 | 0
5909 | 100.5931 | 0 | 0 | 0 | 0 | 0 | 0 | 100.593 | 0 | 0
5910 | 91.5969 | 0 | 0 | 0 | 0 | 0 | 0 | 91.597 | 0 | 0
5911 | 86.69 | 110.2 | 269.5428 | 90.054 | -179.4888 | 0 | 0 | 0 | 0 | 0
5912 | 88.3635 | 345.12 | 1046.601 | 91.7929 | -954.808 | 0 | 0 | 0 | 0 | 0
5913 | 674.8497 | 581.8 | 1777.8655 | 701.0374 | -1076.8281 | 0 | 0 | 0 | 0 | 0
5914 | 1069.3668 | 495.28 | 1470.6161 | 1110.8635 | -359.7526 | 0 | 0 | 0 | 0 | 0
5915 | 1034.0283 | 919.62 | 2691.7613 | 1074.1532 | -1225.3959 | 0 | 392.2122 | 0 | 0 | 0
5916 | 1101.8888 | 984.29 | 2853.2445 | 1144.6475 | -1225.3959 | 0 | 483.2011 | 0 | 0 | 0
5917 | 1309.4418 | 972.92 | 2817.359 | 1360.2546 | -1225.3959 | 0 | 231.7085 | 0 | 0 | 0
5918 | 1334.591 | 865.21 | 2525.8184 | 1386.3795 | -162.3236 | 0 | 977.1153 | 0 | 0 | 0
5919 | 1249.9334 | 625.86 | 1843.8701 | 1298.4363 | 0 | 0 | 545.4338 | 0 | 0 | 0
5920 | 1409.4378 | 502.66 | 1526.4197 | 1464.1309 | 0 | 0 | 62.2888 | 0 | 0 | 0
5921 | 1475.0421 | 269.46 | 796.8214 | 796.8214 | 0 | 0 | 0 | 707.986 | 0 | 0
5922 | 1347.0834 | 44.76 | 107.1236 | 107.1236 | 0 | 0 | 0 | 1243.961 | 0 | 0
5923 | 1438.5628 | 0 | 0 | 0 | 0 | 0 | 0 | 612.963 | 0 | 857.6372
5924 | 1652.8342 | 0 | 0 | 0 | 0 | 0 | 0 | 473.213 | 0 | 1225.3959
5925 | 1743.6133 | 0 | 0 | 0 | 0 | 0 | 0 | 563.992 | 0 | 1225.3959
5926 | 1660.1947 | 0 | 0 | 0 | 0 | 0 | 0 | 480.573 | 0 | 1225.3959
5927 | 1413.2101 | 0 | 0 | 0 | 0 | 0 | 0 | 233.589 | 0 | 1225.3959
5928 | 139.8489 | 0 | 0 | 0 | 0 | 0 | 0 | 139.849 | 0 | 0
5929 | 107.1357 | 0 | 0 | 0 | 0 | 0 | 0 | 107.136 | 0 | 0
5930 | 98.9574 | 0 | 0 | 0 | 0 | 0 | 0 | 98.957 | 0 | 0
5931 | 102.2287 | 0 | 0 | 0 | 0 | 0 | 0 | 102.229 | 0 | 0
5932 | 100.5931 | 0 | 0 | 0 | 0 | 0 | 0 | 100.593 | 0 | 0
5933 | 103.8644 | 0 | 0 | 0 | 0 | 0 | 0 | 103.864 | 0 | 0
5934 | 97.3218 | 0 | 0 | 0 | 0 | 0 | 0 | 97.322 | 0 | 0
5935 | 94.8683 | 8.81 | 8.2294 | 0 | -8.2294 | 0 | 0 | 94.868 | 0 | 0
5936 | 87.886 | 273.56 | 829.1469 | 0 | -829.1469 | 0 | 0 | 87.886 | 0 | 0
5937 | 953.4016 | 244.18 | 728.3444 | 0 | -728.3444 | 0 | 0 | 953.402 | 0 | 0
5938 | 1414.2467 | 781.05 | 2315.0584 | 1089.6626 | -1225.3959 | 0 | 0 | 365.289 | 0 | 0
5939 | 1289.2178 | 917.33 | 2670.8709 | 1339.2458 | -1225.3959 | 0 | 106.2292 | 0 | 0 | 0
5940 | 1489.7845 | 797.3 | 2300.2274 | 1348.5098 | -951.7176 | 0 | 0 | 191.649 | 0 | 0
5941 | 1378.1088 | 713.49 | 2071.6478 | 1431.5862 | -640.0616 | 0 | 0 | 0 | 0 | 0
5942 | 1448.9237 | 797.91 | 2306.2463 | 1505.1491 | -801.0971 | 0 | 0 | 0 | 0 | 0
5943 | 1588.6233 | 522.79 | 1550.1865 | 1550.1865 | 0 | 0 | 0 | 96.344 | 0 | 0
5944 | 1511.5071 | 195.94 | 580.562 | 580.562 | 0 | 0 | 0 | 952.632 | 0 | 0
5945 | 1311.4301 | 106.6 | 308.0866 | 308.0866 | 0 | 0 | 0 | 1014.852 | 0 | 0
5946 | 1754.8452 | 24.5 | 51.2245 | 51.2245 | 0 | 0 | 0 | 1705.534 | 0 | 0
5947 | 1257.345 | 0 | 0 | 0 | 0 | 0 | 0 | 99.395 | 0 | 1202.884
5948 | 847.2718 | 0 | 0 | 0 | 0 | 0 | 0 | 0 | 0 | 880.1502
5949 | 1282.3573 | 0 | 0 | 0 | 0 | 0 | 0 | 102.736 | 0 | 1225.3959
5950 | 1299.5317 | 0 | 0 | 0 | 0 | 0 | 0 | 119.91 | 0 | 1225.3959
5951 | 1363.3224 | 0 | 0 | 0 | 0 | 0 | 0 | 183.701 | 0 | 1225.3959
5952 | 1331.4271 | 0 | 0 | 0 | 0 | 0 | 0 | 1331.427 | 0 | 0
5953 | 1392.7643 | 0 | 0 | 0 | 0 | 0 | 0 | 1392.764 | 0 | 0
5954 | 954.4075 | 0 | 0 | 0 | 0 | 0 | 0 | 954.407 | 0 | 0
5955 | 1391.9465 | 0 | 0 | 0 | 0 | 0 | 0 | 1391.946 | 0 | 0
5956 | 1367.4116 | 0 | 0 | 0 | 0 | 0 | 0 | 1367.412 | 0 | 0
5957 | 1018.1982 | 0 | 0 | 0 | 0 | 0 | 0 | 1018.198 | 0 | 0
5958 | 1299.5317 | 0 | 0 | 0 | 0 | 0 | 0 | 1299.532 | 0 | 0
5959 | 1066.4502 | 78.34 | 212.6122 | 0 | -212.6122 | 0 | 0 | 1066.45 | 0 | 0
5960 | 879.7304 | 354.39 | 1071.5936 | 699.1094 | -372.4842 | 0 | 0 | 206.736 | 0 | 0
5961 | 1118.7892 | 593.73 | 1805.5206 | 1162.2033 | -643.3172 | 0 | 0 | 0 | 0 | 0
5962 | 1147.7987 | 791.72 | 2346.5322 | 1192.3391 | -1154.1931 | 0 | 0 | 0 | 0 | 0
5963 | 1167.7466 | 922.28 | 2680.806 | 1213.0611 | -1225.3959 | 0 | 242.349 | 0 | 0 | 0
5964 | 1009.8492 | 987.45 | 2845.8648 | 1049.037 | -1225.3959 | 0 | 571.4319 | 0 | 0 | 0
5965 | 1123.4907 | 977.24 | 2819.1769 | 1167.0878 | -1225.3959 | 0 | 426.6932 | 0 | 0 | 0
5966 | 1352.7826 | 601.79 | 1755.8719 | 1405.2774 | -350.5945 | 0 | 0 | 0 | 0 | 0
5967 | 1227.347 | 111.46 | 313.4313 | 313.4313 | 0 | 0 | 0 | 925.624 | 0 | 0
5968 | 1201.4218 | 36.28 | 87.9151 | 87.9151 | 0 | 0 | 0 | 1116.79 | 0 | 0
5969 | 1209.5909 | 13.71 | 22.3748 | 22.3748 | 0 | 0 | 0 | 1188.052 | 0 | 0
5970 | 1315.1216 | 4.89 | 0 | 0 | 0 | 0 | 0 | 1315.122 | 0 | 0
5971 | 1232.4093 | 0 | 0 | 0 | 0 | 0 | 0 | 192.734 | 0 | 1080.0193
5972 | 1067.268 | 0 | 0 | 0 | 0 | 0 | 0 | 0 | 0 | 1108.6831
5973 | 1498.2644 | 0 | 0 | 0 | 0 | 0 | 0 | 318.643 | 0 | 1225.3959
5974 | 1077.8998 | 0 | 0 | 0 | 0 | 0 | 0 | 0 | 0 | 1119.7276
5975 | 1290.5356 | 0 | 0 | 0 | 0 | 0 | 0 | 110.914 | 0 | 1225.3959
5976 | 956.861 | 0 | 0 | 0 | 0 | 0 | 0 | 956.861 | 0 | 0
5977 | 1195.6673 | 0 | 0 | 0 | 0 | 0 | 0 | 1195.667 | 0 | 0
5978 | 1304.4387 | 0 | 0 | 0 | 0 | 0 | 0 | 1304.439 | 0 | 0
5979 | 1028.83 | 0 | 0 | 0 | 0 | 0 | 0 | 1028.83 | 0 | 0
5980 | 1461.462 | 0 | 0 | 0 | 0 | 0 | 0 | 1461.462 | 0 | 0
5981 | 1392.7643 | 0 | 0 | 0 | 0 | 0 | 0 | 1392.764 | 0 | 0
5982 | 1118.7913 | 0 | 0 | 0 | 0 | 0 | 0 | 1118.791 | 0 | 0
5983 | 1271.7255 | 43.12 | 110.9963 | 110.9963 | 0 | 0 | 0 | 1164.875 | 0 | 0
5984 | 186.0829 | 150 | 445.9973 | 193.3039 | -252.6934 | 0 | 0 | 0 | 0 | 0
5985 | 155.6841 | 396.97 | 1196.5296 | 161.7253 | -1034.8043 | 0 | 0 | 0 | 0 | 0
5986 | 185.2027 | 506.51 | 1500.2439 | 192.3898 | -1225.3959 | 0 | 82.4582 | 0 | 0 | 0
5987 | 174.4073 | 686.72 | 2000.5011 | 181.1759 | -1225.3959 | 0 | 593.9293 | 0 | 0 | 0
5988 | 189.5525 | 538.19 | 1571.7043 | 196.9086 | -1225.3959 | 0 | 149.3999 | 0 | 0 | 0
5989 | 199.8194 | 263.85 | 769.4863 | 207.5729 | -561.9134 | 0 | 0 | 0 | 0 | 0
5990 | 201.4499 | 546.76 | 1601.6499 | 209.2683 | -883.7912 | 0 | 508.5905 | 0 | 0 | 0
5991 | 132.424 | 401.76 | 1190.5336 | 137.5627 | 0 | 0 | 1052.9709 | 0 | 0 | 0
5992 | 181.7586 | 55.68 | 146.8299 | 146.8299 | 0 | 0 | 0 | 0 | 0 | 41.9823
5993 | 119.9634 | 144.99 | 427.6302 | 124.6192 | -46.7213 | 0 | 256.2898 | 0 | 0 | 0
5994 | 101.4733 | 31.32 | 70.7426 | 70.7426 | 0 | 0 | 0 | 0 | 0 | 34.668
5995 | 112.5998 | 0 | 0 | 0 | 0 | 0 | 0 | 0 | 0 | 116.9694
5996 | 110.407 | 0 | 0 | 0 | 0 | 0 | 0 | 0 | 0 | 114.6913
5997 | 102.2287 | 0 | 0 | 0 | 0 | 0 | 0 | 0 | 0 | 106.196
5998 | 93.2326 | 0 | 0 | 0 | 0 | 0 | 0 | 0 | 0 | 96.8509
5999 | 102.2287 | 0 | 0 | 0 | 0 | 0 | 0 | 0 | 0 | 106.196
6000 | 95.6861 | 0 | 0 | 0 | 0 | 0 | 0 | 0 | 0 | 99.3991
6001 | 100.5931 | 0 | 0 | 0 | 0 | 0 | 0 | 0 | 0 | 104.4965
6002 | 92.4148 | 0 | 0 | 0 | 0 | 0 | 0 | 0 | 0 | 96.0011
6003 | 98.9574 | 0 | 0 | 0 | 0 | 0 | 0 | 0 | 0 | 102.797
6004 | 93.2326 | 0 | 0 | 0 | 0 | 0 | 0 | 0 | 0 | 96.8509
6005 | 98.9574 | 0 | 0 | 0 | 0 | 0 | 0 | 0 | 0 | 102.797
6006 | 91.5969 | 0 | 0 | 0 | 0 | 0 | 0 | 0 | 0 | 95.1514
6007 | 94.8683 | 78.23 | 213.7278 | 98.5504 | -115.1775 | 0 | 0 | 0 | 0 | 0
6008 | 88.6732 | 272.44 | 832.8098 | 92.1139 | -740.6958 | 0 | 0 | 0 | 0 | 0
6009 | 877.3751 | 601.38 | 1855.3209 | 911.4213 | -560.9089 | 0 | 382.9907 | 0 | 0 | 0
6010 | 1234.046 | 335.97 | 1003.1249 | 1003.1249 | 0 | 0 | 0 | 104.376 | 0 | 170.3816
6011 | 1673.4272 | 652.41 | 1927.9801 | 1738.3639 | -189.6161 | 0 | 0 | 0 | 0 | 0
6012 | 1423.6773 | 470.67 | 1392.5323 | 1392.5323 | 0 | 0 | 0 | 83.163 | 0 | 0
6013 | 1772.2558 | 191.29 | 555.2713 | 555.2713 | 0 | 0 | 0 | 1237.727 | 0 | 0
6014 | 1493.8665 | 150.52 | 432.8159 | 432.8159 | 0 | 0 | 0 | 1077.219 | 0 | 0
6015 | 1557.6541 | 48.09 | 122.3047 | 122.3047 | 0 | 0 | 0 | 1439.918 | 0 | 0
6016 | 1584.9707 | 54.7 | 144.6629 | 144.6629 | 0 | 0 | 0 | 1445.711 | 0 | 0
6017 | 1772.4797 | 48.73 | 128.8793 | 128.8793 | 0 | 0 | 0 | 1648.415 | 0 | 0
6018 | 1755.7039 | 12.73 | 17.8633 | 17.8633 | 0 | 0 | 0 | 1738.508 | 0 | 0
6019 | 1611.083 | 0 | 0 | 0 | 0 | 0 | 0 | 687.033 | 0 | 959.9075
6020 | 1745.249 | 0 | 0 | 0 | 0 | 0 | 0 | 565.628 | 0 | 1225.3959
6021 | 1431.2023 | 0 | 0 | 0 | 0 | 0 | 0 | 251.581 | 0 | 1225.3959
6022 | 1315.8883 | 0 | 0 | 0 | 0 | 0 | 0 | 136.267 | 0 | 1225.3959
6023 | 1081.1711 | 0 | 0 | 0 | 0 | 0 | 0 | 0 | 0 | 1123.1256
6024 | 1571.0512 | 0 | 0 | 0 | 0 | 0 | 0 | 1571.051 | 0 | 0
6025 | 1019.8339 | 0 | 0 | 0 | 0 | 0 | 0 | 1019.834 | 0 | 0
6026 | 1302.803 | 0 | 0 | 0 | 0 | 0 | 0 | 1302.803 | 0 | 0
6027 | 1215.2952 | 0 | 0 | 0 | 0 | 0 | 0 | 1215.295 | 0 | 0
6028 | 1135.9657 | 0 | 0 | 0 | 0 | 0 | 0 | 1135.966 | 0 | 0
6029 | 1096.7099 | 0 | 0 | 0 | 0 | 0 | 0 | 1096.71 | 0 | 0
6030 | 1092.6207 | 0 | 0 | 0 | 0 | 0 | 0 | 1092.621 | 0 | 0
6031 | 1315.8883 | 101.12 | 272.2333 | 0 | -272.2333 | 0 | 0 | 1315.888 | 0 | 0
6032 | 1094.9209 | 192.44 | 582.6967 | 266.9614 | -315.7354 | 0 | 0 | 837.932 | 0 | 0
6033 | 1387.202 | 313.48 | 948.758 | 948.758 | 0 | 0 | 0 | 473.885 | 0 | 0
6034 | 1405.6574 | 801.79 | 2411.6683 | 1460.2042 | -951.4641 | 0 | 0 | 0 | 0 | 0
6035 | 1365.2484 | 770.6 | 2262.1355 | 1418.2261 | -843.9094 | 0 | 0 | 0 | 0 | 0
6036 | 1221.3717 | 990.64 | 2896.6447 | 1268.767 | -1225.3959 | 0 | 402.4818 | 0 | 0 | 0
6037 | 1267.0966 | 981.45 | 2875.0241 | 1316.2664 | -1225.3959 | 0 | 333.3618 | 0 | 0 | 0
6038 | 1528.0967 | 896.97 | 2657.0745 | 1587.3944 | -1069.6801 | 0 | 0 | 0 | 0 | 0
6039 | 1700.6118 | 742.35 | 2243.9273 | 1766.6038 | -477.3235 | 0 | 0 | 0 | 0 | 0
6040 | 1411.0387 | 385.22 | 1172.3057 | 1172.3057 | 0 | 0 | 0 | 282.525 | 0 | 0
6041 | 1480.8333 | 76.39 | 214.8549 | 214.8549 | 0 | 0 | 0 | 1274.005 | 0 | 0
6042 | 1727.6442 | 17.63 | 31.4093 | 31.4093 | 0 | 0 | 0 | 1697.408 | 0 | 0
6043 | 1863.8394 | 0 | 0 | 0 | 0 | 0 | 0 | 684.218 | 0 | 1225.3959
6044 | 874.2602 | 0 | 0 | 0 | 0 | 0 | 0 | 0 | 0 | 908.1854
6045 | 1106.5238 | 0 | 0 | 0 | 0 | 0 | 0 | 0 | 0 | 1149.4624
6046 | 1191.5782 | 0 | 0 | 0 | 0 | 0 | 0 | 11.957 | 0 | 1225.3959
6047 | 1427.931 | 0 | 0 | 0 | 0 | 0 | 0 | 248.31 | 0 | 1225.3959
6048 | 771.2136 | 0 | 0 | 0 | 0 | 0 | 0 | 771.214 | 0 | 0
6049 | 615.8259 | 0 | 0 | 0 | 0 | 0 | 0 | 615.826 | 0 | 0
6050 | 593.7445 | 0 | 0 | 0 | 0 | 0 | 0 | 593.745 | 0 | 0
6051 | 716.419 | 0 | 0 | 0 | 0 | 0 | 0 | 716.419 | 0 | 0
6052 | 741.7717 | 0 | 0 | 0 | 0 | 0 | 0 | 741.772 | 0 | 0
6053 | 516.8685 | 0 | 0 | 0 | 0 | 0 | 0 | 516.868 | 0 | 0
6054 | 739.3182 | 0 | 0 | 0 | 0 | 0 | 0 | 739.318 | 0 | 0
6055 | 691.8841 | 54.02 | 144.7865 | 144.7865 | 0 | 0 | 0 | 552.506 | 0 | 0
6056 | 788.801 | 176.85 | 533.1104 | 533.1104 | 0 | 0 | 0 | 275.605 | 0 | 0
6057 | 672.9677 | 250.47 | 753.8814 | 699.0824 | -54.799 | 0 | 0 | 0 | 0 | 0
6058 | 848.4842 | 330.02 | 988.297 | 881.4092 | -106.8878 | 0 | 0 | 0 | 0 | 0
6059 | 583.859 | 630.74 | 1875.5537 | 606.5165 | -1225.3959 | 0 | 43.6412 | 0 | 0 | 0
6060 | 720.5879 | 570.5 | 1693.446 | 748.5502 | -944.8958 | 0 | 0 | 0 | 0 | 0
6061 | 820.5103 | 758.8 | 2240.384 | 852.3497 | -1225.3959 | 0 | 162.6384 | 0 | 0 | 0
6062 | 864.1732 | 653.25 | 1943.745 | 897.7081 | -1046.0369 | 0 | 0 | 0 | 0 | 0
6063 | 828.4586 | 734.79 | 2233.8447 | 860.6061 | -1225.3959 | 0 | 147.8427 | 0 | 0 | 0
6064 | 969.7735 | 393.05 | 1199.3105 | 1007.4048 | -191.9057 | 0 | 0 | 0 | 0 | 0
6065 | 882.8525 | 277.37 | 821.493 | 821.493 | 0 | 0 | 0 | 92.046 | 0 | 0
6066 | 889.7008 | 56.34 | 118.0903 | 118.0903 | 0 | 0 | 0 | 776.021 | 0 | 0
6067 | 815.3764 | 0 | 0 | 0 | 0 | 0 | 0 | 0 | 0 | 847.0165
6068 | 857.0857 | 0 | 0 | 0 | 0 | 0 | 0 | 0 | 0 | 890.345
6069 | 776.1206 | 0 | 0 | 0 | 0 | 0 | 0 | 0 | 0 | 806.2382
6070 | 704.9694 | 0 | 0 | 0 | 0 | 0 | 0 | 0 | 0 | 732.3251
6071 | 563.4848 | 0 | 0 | 0 | 0 | 0 | 0 | 0 | 0 | 585.3509
6072 | 704.9694 | 0 | 0 | 0 | 0 | 0 | 0 | 124.8 | 0 | 602.6823
6073 | 1049.2758 | 0 | 0 | 0 | 0 | 0 | 0 | 1049.276 | 0 | 0
6074 | 1127.7874 | 0 | 0 | 0 | 0 | 0 | 0 | 1127.787 | 0 | 0
6075 | 815.3764 | 0 | 0 | 0 | 0 | 0 | 0 | 815.376 | 0 | 0
6076 | 836.64 | 0 | 0 | 0 | 0 | 0 | 0 | 836.64 | 0 | 0
6077 | 796.5663 | 0 | 0 | 0 | 0 | 0 | 0 | 796.566 | 0 | 0
6078 | 758.1283 | 0 | 0 | 0 | 0 | 0 | 0 | 758.128 | 0 | 0
6079 | 855.4501 | 50.94 | 135.295 | 135.295 | 0 | 0 | 0 | 0 | 0 | 753.3506
6080 | 639.7638 | 168.22 | 505.633 | 505.633 | 0 | 0 | 0 | 0 | 0 | 158.9558
6081 | 302.7034 | 386.95 | 1177.5195 | 314.4493 | -863.0701 | 0 | 0 | 0 | 0 | 0
6082 | 287.4345 | 437.19 | 1313.8584 | 298.5888 | -1015.2696 | 0 | 0 | 0 | 0 | 0
6083 | 226.1197 | 651.52 | 1937.4799 | 234.8956 | -1225.3959 | 0 | 477.1885 | 0 | 0 | 0
6084 | 306.2691 | 608.57 | 1803.5136 | 318.1547 | -1225.3959 | 0 | 259.963 | 0 | 0 | 0
6085 | 908.0488 | 739.28 | 2182.1081 | 943.2856 | -1225.3959 | 0 | 13.4266 | 0 | 0 | 0
6086 | 1146.5832 | 676.06 | 2008.4241 | 1191.0759 | -817.3482 | 0 | 0 | 0 | 0 | 0
6087 | 858.2665 | 48.09 | 122.5706 | 122.5706 | 0 | 0 | 0 | 740.275 | 0 | 0
6088 | 1394.3683 | 27.45 | 62.454 | 62.454 | 0 | 0 | 0 | 1334.247 | 0 | 0
6089 | 1415.3466 | 14.69 | 25.5889 | 25.5889 | 0 | 0 | 0 | 1390.714 | 0 | 0
6090 | 1274.8271 | 4.89 | 0 | 0 | 0 | 0 | 0 | 1274.827 | 0 | 0
6091 | 1217.7058 | 0 | 0 | 0 | 0 | 0 | 0 | 218.105 | 0 | 1038.3903
6092 | 1113.8843 | 0 | 0 | 0 | 0 | 0 | 0 | 0 | 0 | 1157.108
6093 | 1204.6634 | 0 | 0 | 0 | 0 | 0 | 0 | 25.042 | 0 | 1225.3959
6094 | 1071.3572 | 0 | 0 | 0 | 0 | 0 | 0 | 0 | 0 | 1112.9307
6095 | 1266.8185 | 0 | 0 | 0 | 0 | 0 | 0 | 87.197 | 0 | 1225.3959
6096 | 1126.9696 | 0 | 0 | 0 | 0 | 0 | 0 | 1126.97 | 0 | 0
6097 | 1026.3765 | 0 | 0 | 0 | 0 | 0 | 0 | 1026.377 | 0 | 0
6098 | 914.3338 | 0 | 0 | 0 | 0 | 0 | 0 | 914.334 | 0 | 0
6099 | 758.1283 | 0 | 0 | 0 | 0 | 0 | 0 | 758.128 | 0 | 0
6100 | 830.0973 | 0 | 0 | 0 | 0 | 0 | 0 | 830.097 | 0 | 0
6101 | 926.6013 | 0 | 0 | 0 | 0 | 0 | 0 | 926.601 | 0 | 0
6102 | 1324.0666 | 0 | 0 | 0 | 0 | 0 | 0 | 1324.067 | 0 | 0
6103 | 1107.3417 | 80.18 | 219.1317 | 0 | -219.1317 | 0 | 0 | 1107.342 | 0 | 0
6104 | 949.5925 | 253.2 | 770.9863 | 0 | -770.9863 | 0 | 0 | 949.593 | 0 | 0
6105 | 1070.4841 | 449.31 | 1358.9727 | 133.5768 | -1225.3959 | 0 | 0 | 941.898 | 0 | 0
6106 | 1490.9918 | 517.2 | 1539.2157 | 313.8198 | -1225.3959 | 0 | 0 | 1188.895 | 0 | 0
6107 | 1371.7788 | 605.9 | 1783.4719 | 558.076 | -1225.3959 | 0 | 0 | 834.55 | 0 | 0
6108 | 1488.1212 | 842.13 | 2436.9466 | 1211.5507 | -1225.3959 | 0 | 0 | 321.828 | 0 | 0
6109 | 1658.559 | 441.86 | 1301.8717 | 784.1844 | -517.6873 | 0 | 0 | 903.668 | 0 | 0
6110 | 1466.1104 | 181.11 | 525.4326 | 525.4326 | 0 | 0 | 0 | 960.305 | 0 | 0
6111 | 1663.649 | 429.1 | 1282.3816 | 1282.3816 | 0 | 0 | 0 | 429.171 | 0 | 0
6112 | 1239.8362 | 257.58 | 775.0377 | 775.0377 | 0 | 0 | 0 | 493.75 | 0 | 0
6113 | 1491.3363 | 194.71 | 584.0939 | 584.0939 | 0 | 0 | 0 | 929.062 | 0 | 0
6114 | 1536.6216 | 38.51 | 87.0903 | 87.0903 | 0 | 0 | 0 | 1452.785 | 0 | 0
6115 | 1553.0947 | 0 | 0 | 0 | 0 | 0 | 0 | 727.495 | 0 | 857.6372
6116 | 1250.4619 | 0 | 0 | 0 | 0 | 0 | 0 | 70.841 | 0 | 1225.3959
6117 | 1401.7604 | 0 | 0 | 0 | 0 | 0 | 0 | 222.139 | 0 | 1225.3959
6118 | 1464.7333 | 0 | 0 | 0 | 0 | 0 | 0 | 285.112 | 0 | 1225.3959
6119 | 1255.3689 | 0 | 0 | 0 | 0 | 0 | 0 | 75.748 | 0 | 1225.3959
6120 | 1278.2681 | 0 | 0 | 0 | 0 | 0 | 0 | 1278.268 | 0 | 0
6121 | 1221.8379 | 0 | 0 | 0 | 0 | 0 | 0 | 1221.838 | 0 | 0
6122 | 1106.5238 | 0 | 0 | 0 | 0 | 0 | 0 | 1106.524 | 0 | 0
6123 | 1113.0665 | 0 | 0 | 0 | 0 | 0 | 0 | 1113.066 | 0 | 0
6124 | 1459.8264 | 0 | 0 | 0 | 0 | 0 | 0 | 1459.826 | 0 | 0
6125 | 963.4036 | 0 | 0 | 0 | 0 | 0 | 0 | 963.404 | 0 | 0
6126 | 978.9424 | 0 | 0 | 0 | 0 | 0 | 0 | 978.942 | 0 | 0
6127 | 1391.9465 | 123.59 | 298.326 | 298.326 | 0 | 0 | 0 | 1104.765 | 0 | 0
6128 | 1243.5472 | 368.63 | 1113.9425 | 1113.9425 | 0 | 0 | 0 | 171.216 | 0 | 0
6129 | 1089.836 | 609.39 | 1830.7012 | 1132.1268 | -698.5744 | 0 | 0 | 0 | 0 | 0
6130 | 1125.3411 | 647.65 | 1880.2709 | 1169.0096 | -711.2613 | 0 | 0 | 0 | 0 | 0
6131 | 1443.0721 | 786.1 | 2236.8842 | 1499.07 | -737.8142 | 0 | 0 | 0 | 0 | 0
6132 | 1395.4795 | 988.97 | 2794.953 | 1449.6313 | -1225.3959 | 0 | 119.9259 | 0 | 0 | 0
6133 | 1267.3981 | 972.74 | 2764.1234 | 1316.5801 | -1225.3959 | 0 | 222.1474 | 0 | 0 | 0
6134 | 1171.6916 | 871.37 | 2509.5424 | 1217.1592 | -1225.3959 | 0 | 66.9873 | 0 | 0 | 0
6135 | 1207.4389 | 709.32 | 2087.019 | 1254.2923 | -585.5524 | 0 | 247.1742 | 0 | 0 | 0
6136 | 1296.1408 | 497.81 | 1502.2633 | 1346.4374 | 0 | 0 | 155.8259 | 0 | 0 | 0
6137 | 1213.9294 | 257.33 | 749.2234 | 749.2234 | 0 | 0 | 0 | 492.694 | 0 | 0
6138 | 1030.8817 | 45.53 | 94.3432 | 94.3432 | 0 | 0 | 0 | 940.063 | 0 | 0
6139 | 1441.0183 | 0 | 0 | 0 | 0 | 0 | 0 | 399.708 | 0 | 1081.7188
6140 | 967.4928 | 0 | 0 | 0 | 0 | 0 | 0 | 0 | 0 | 1005.0363
6141 | 1176.0394 | 0 | 0 | 0 | 0 | 0 | 0 | 0 | 0 | 1221.6749
6142 | 1427.1132 | 0 | 0 | 0 | 0 | 0 | 0 | 247.492 | 0 | 1225.3959
6143 | 1197.303 | 0 | 0 | 0 | 0 | 0 | 0 | 17.682 | 0 | 1225.3959
6144 | 1134.3301 | 0 | 0 | 0 | 0 | 0 | 0 | 1134.33 | 0 | 0
6145 | 1411.5744 | 0 | 0 | 0 | 0 | 0 | 0 | 1411.574 | 0 | 0
6146 | 1233.2875 | 0 | 0 | 0 | 0 | 0 | 0 | 1233.287 | 0 | 0
6147 | 1411.5744 | 0 | 0 | 0 | 0 | 0 | 0 | 1411.574 | 0 | 0
6148 | 1032.9192 | 0 | 0 | 0 | 0 | 0 | 0 | 1032.919 | 0 | 0
6149 | 981.3959 | 0 | 0 | 0 | 0 | 0 | 0 | 981.396 | 0 | 0
6150 | 1022.2874 | 0 | 0 | 0 | 0 | 0 | 0 | 1022.287 | 0 | 0
6151 | 1038.644 | 107.78 | 288.4376 | 288.4376 | 0 | 0 | 0 | 760.981 | 0 | 0
6152 | 236.2455 | 309.17 | 941.2267 | 245.4124 | -695.8143 | 0 | 0 | 0 | 0 | 0
6153 | 185.3969 | 376.83 | 1131.7466 | 192.5913 | -939.1553 | 0 | 0 | 0 | 0 | 0
6154 | 160.3938 | 565.45 | 1670.4199 | 166.618 | -1225.3959 | 0 | 278.4059 | 0 | 0 | 0
6155 | 207.2309 | 698.15 | 2031.7909 | 215.2725 | -1225.3959 | 0 | 591.1225 | 0 | 0 | 0
6156 | 198.151 | 822.83 | 2367.9305 | 205.8402 | -1225.3959 | 0 | 936.6944 | 0 | 0 | 0
6157 | 199.0353 | 797.79 | 2300.1474 | 206.7585 | -1098.2327 | 0 | 995.1563 | 0 | 0 | 0
6158 | 150.5308 | 751.51 | 2186.5884 | 156.3723 | 0 | 0 | 2030.2161 | 0 | 0 | 0
6159 | 152.6909 | 436.93 | 1295.455 | 158.6151 | 0 | 0 | 1136.8399 | 0 | 0 | 0
6160 | 170.769 | 374.93 | 1128.9533 | 177.3956 | 0 | 0 | 951.5576 | 0 | 0 | 0
6161 | 138.479 | 120.33 | 349.7811 | 143.8526 | 0 | 0 | 205.9285 | 0 | 0 | 0
6162 | 137.6387 | 23.52 | 46.9716 | 46.9716 | 0 | 0 | 0 | 0 | 0 | 96.0084
6163 | 108.4667 | 0 | 0 | 0 | 0 | 0 | 0 | 0 | 0 | 112.676
6164 | 0 | 0 | 0 | 0 | 0 | 0 | 0 | 0 | 0 | 0
6165 | 0 | 0 | 0 | 0 | 0 | 0 | 0 | 0 | 0 | 0
6166 | 87.5078 | 0 | 0 | 0 | 0 | 0 | 0 | 0 | 0 | 90.9037
6167 | 89.1435 | 0 | 0 | 0 | 0 | 0 | 0 | 0 | 0 | 92.6022
6168 | 92.4148 | 0 | 0 | 0 | 0 | 0 | 0 | 0 | 0 | 96.0011
6169 | 86.69 | 0 | 0 | 0 | 0 | 0 | 0 | 0 | 0 | 90.054
6170 | 89.1435 | 0 | 0 | 0 | 0 | 0 | 0 | 0 | 0 | 92.6022
6171 | 82.6008 | 0 | 0 | 0 | 0 | 0 | 0 | 0 | 0 | 85.8063
6172 | 88.3256 | 0 | 0 | 0 | 0 | 0 | 0 | 0 | 0 | 91.7535
6173 | 83.4186 | 0 | 0 | 0 | 0 | 0 | 0 | 0 | 0 | 86.6561
6174 | 88.3256 | 0 | 0 | 0 | 0 | 0 | 0 | 0 | 0 | 91.7535
6175 | 70.3334 | 102.88 | 277.6933 | 73.0633 | -204.63 | 0 | 0 | 0 | 0 | 0
6176 | 96.5407 | 301.47 | 917.7456 | 100.2872 | -817.4583 | 0 | 0 | 0 | 0 | 0
6177 | 784.7098 | 447.78 | 1344.8595 | 815.1605 | -120.6468 | 0 | 409.0522 | 0 | 0 | 0
6178 | 1340.7248 | 584.71 | 1720.8081 | 1392.7515 | 0 | 0 | 328.0566 | 0 | 0 | 0
6179 | 1486.7248 | 720.68 | 2087.5031 | 1544.416 | 0 | 0 | 543.0871 | 0 | 0 | 0
6180 | 1306.7255 | 736.08 | 2124.4918 | 1357.4332 | 0 | 0 | 767.0586 | 0 | 0 | 0
6181 | 1510.7833 | 786.14 | 2264.5164 | 1569.4086 | 0 | 0 | 695.1079 | 0 | 0 | 0
6182 | 1642.3118 | 712.09 | 2069.8382 | 1706.0405 | 0 | 0 | 363.7977 | 0 | 0 | 0
6183 | 1547.9905 | 577.9 | 1704.0709 | 1608.0594 | 0 | 0 | 96.0115 | 0 | 0 | 0
6184 | 1693.5468 | 430.58 | 1294.4276 | 1294.4276 | 0 | 0 | 0 | 447.473 | 0 | 0
6185 | 1585.4113 | 231.32 | 687.2099 | 687.2099 | 0 | 0 | 0 | 923.872 | 0 | 0
6186 | 1638.605 | 45.69 | 94.954 | 94.954 | 0 | 0 | 0 | 1547.198 | 0 | 0
6187 | 1627.7258 | 0 | 0 | 0 | 0 | 0 | 0 | 802.126 | 0 | 857.6372
6188 | 1555.5125 | 0 | 0 | 0 | 0 | 0 | 0 | 375.891 | 0 | 1225.3959
6189 | 1476.183 | 0 | 0 | 0 | 0 | 0 | 0 | 296.562 | 0 | 1225.3959
6190 | 1661.8303 | 0 | 0 | 0 | 0 | 0 | 0 | 482.209 | 0 | 1225.3959
6191 | 1613.5784 | 0 | 0 | 0 | 0 | 0 | 0 | 433.957 | 0 | 1225.3959
6192 | 1260.2759 | 0 | 0 | 0 | 0 | 0 | 0 | 1260.276 | 0 | 0
6193 | 1171.9502 | 0 | 0 | 0 | 0 | 0 | 0 | 1171.95 | 0 | 0
6194 | 1521.1636 | 0 | 0 | 0 | 0 | 0 | 0 | 1521.164 | 0 | 0
6195 | 1377.2255 | 0 | 0 | 0 | 0 | 0 | 0 | 1377.226 | 0 | 0
6196 | 1270.9077 | 0 | 0 | 0 | 0 | 0 | 0 | 1270.908 | 0 | 0
6197 | 1565.3264 | 0 | 0 | 0 | 0 | 0 | 0 | 1565.326 | 0 | 0
6198 | 1360.8689 | 0 | 0 | 0 | 0 | 0 | 0 | 1360.869 | 0 | 0
6199 | 1170.3146 | 73.81 | 201.578 | 0 | -201.578 | 0 | 0 | 1170.315 | 0 | 0
6200 | 1033.4007 | 246.49 | 748.3103 | 0 | -748.3103 | 0 | 0 | 1033.401 | 0 | 0
6201 | 1230.7481 | 436.97 | 1315.3065 | 89.9106 | -1225.3959 | 0 | 0 | 1144.196 | 0 | 0
6202 | 1537.052 | 620.04 | 1825.1062 | 668.2267 | -1156.8795 | 0 | 0 | 893.787 | 0 | 0
6203 | 1548.9034 | 701.81 | 2033.0687 | 1609.0078 | -424.0609 | 0 | 0 | 0 | 0 | 0
6204 | 1590.8468 | 800.57 | 2299.0131 | 1652.5794 | -646.4337 | 0 | 0 | 0 | 0 | 0
6205 | 1238.0554 | 792.8 | 2277.6854 | 1286.0974 | -991.588 | 0 | 0 | 0 | 0 | 0
6206 | 1441.5264 | 708.6 | 2057.384 | 1497.4651 | -559.9189 | 0 | 0 | 0 | 0 | 0
6207 | 1346.8708 | 628.96 | 1854.361 | 1399.136 | -455.225 | 0 | 0 | 0 | 0 | 0
6208 | 1554.022 | 394.32 | 1185.8798 | 1185.8798 | 0 | 0 | 0 | 412.441 | 0 | 0
6209 | 1638.7226 | 141.81 | 416.3851 | 416.3851 | 0 | 0 | 0 | 1237.892 | 0 | 0
6210 | 1543.6519 | 25.48 | 52.3599 | 52.3599 | 0 | 0 | 0 | 1493.248 | 0 | 0
6211 | 1296.4209 | 0 | 0 | 0 | 0 | 0 | 0 | 470.821 | 0 | 857.6372
6212 | 1246.3728 | 0 | 0 | 0 | 0 | 0 | 0 | 66.751 | 0 | 1225.3959
6213 | 1571.8691 | 0 | 0 | 0 | 0 | 0 | 0 | 392.248 | 0 | 1225.3959
6214 | 1827.8498 | 0 | 0 | 0 | 0 | 0 | 0 | 648.228 | 0 | 1225.3959
6215 | 1962.7917 | 0 | 0 | 0 | 0 | 0 | 0 | 783.17 | 0 | 1225.3959
6216 | 1447.5589 | 0 | 0 | 0 | 0 | 0 | 0 | 1447.559 | 0 | 0
6217 | 1347.7837 | 0 | 0 | 0 | 0 | 0 | 0 | 1347.784 | 0 | 0
6218 | 1417.2992 | 0 | 0 | 0 | 0 | 0 | 0 | 1417.299 | 0 | 0
6219 | 1479.4543 | 0 | 0 | 0 | 0 | 0 | 0 | 1479.454 | 0 | 0
6220 | 1595.5861 | 0 | 0 | 0 | 0 | 0 | 0 | 1595.586 | 0 | 0
6221 | 1610.3071 | 0 | 0 | 0 | 0 | 0 | 0 | 1610.307 | 0 | 0
6222 | 1157.2293 | 0 | 0 | 0 | 0 | 0 | 0 | 1157.229 | 0 | 0
6223 | 1109.7952 | 57.6 | 155.1777 | 0 | -155.1777 | 0 | 0 | 1109.795 | 0 | 0
6224 | 994.4167 | 188.66 | 569.3097 | 0 | -569.3097 | 0 | 0 | 994.417 | 0 | 0
6225 | 1024.9954 | 299.55 | 903.2106 | 0 | -903.2106 | 0 | 0 | 1024.995 | 0 | 0
6226 | 1252.2468 | 588.08 | 1750.8483 | 525.4524 | -1225.3959 | 0 | 0 | 746.423 | 0 | 0
6227 | 1666.1761 | 772.1 | 2258.8072 | 1625.2557 | -633.5514 | 0 | 0 | 101.632 | 0 | 0
6228 | 1295.9036 | 831.2 | 2408.9581 | 1346.1912 | -1062.7669 | 0 | 0 | 0 | 0 | 0
6229 | 1418.6527 | 771.92 | 2244.6296 | 1473.7035 | -770.9261 | 0 | 0 | 0 | 0 | 0
6230 | 1542.1992 | 773.11 | 2257.9533 | 1602.0436 | -655.9096 | 0 | 0 | 0 | 0 | 0
6231 | 1525.4623 | 605.58 | 1801.0101 | 1584.6582 | -216.3519 | 0 | 0 | 0 | 0 | 0
6232 | 1140.3677 | 461.86 | 1401.4089 | 1184.6197 | -216.7892 | 0 | 0 | 0 | 0 | 0
6233 | 1753.2821 | 266.24 | 777.7562 | 777.7562 | 0 | 0 | 0 | 1004.58 | 0 | 0
6234 | 1615.8908 | 38.51 | 80.4315 | 80.4315 | 0 | 0 | 0 | 1538.463 | 0 | 0
6235 | 1178.4929 | 0 | 0 | 0 | 0 | 0 | 0 | 352.893 | 0 | 857.6372
6236 | 1647.9272 | 0 | 0 | 0 | 0 | 0 | 0 | 468.306 | 0 | 1225.3959
6237 | 1432.0201 | 0 | 0 | 0 | 0 | 0 | 0 | 252.399 | 0 | 1225.3959
6238 | 1643.0203 | 0 | 0 | 0 | 0 | 0 | 0 | 463.399 | 0 | 1225.3959
6239 | 1400.1248 | 0 | 0 | 0 | 0 | 0 | 0 | 220.503 | 0 | 1225.3959
6240 | 1198.1208 | 0 | 0 | 0 | 0 | 0 | 0 | 1198.121 | 0 | 0
6241 | 1325.7023 | 0 | 0 | 0 | 0 | 0 | 0 | 1325.702 | 0 | 0
6242 | 1425.4775 | 0 | 0 | 0 | 0 | 0 | 0 | 1425.478 | 0 | 0
6243 | 1218.5665 | 0 | 0 | 0 | 0 | 0 | 0 | 1218.567 | 0 | 0
6244 | 1399.3069 | 0 | 0 | 0 | 0 | 0 | 0 | 1399.307 | 0 | 0
6245 | 1315.0705 | 0 | 0 | 0 | 0 | 0 | 0 | 1315.07 | 0 | 0
6246 | 733.5934 | 0 | 0 | 0 | 0 | 0 | 0 | 733.593 | 0 | 0
6247 | 983.0315 | 124.66 | 310.7844 | 0 | -310.7844 | 0 | 0 | 983.032 | 0 | 0
6248 | 877.8811 | 370.51 | 1135.21 | 0 | -1135.21 | 0 | 0 | 877.881 | 0 | 0
6249 | 945.2549 | 612.01 | 1874.3788 | 648.9829 | -1225.3959 | 0 | 0 | 320.515 | 0 | 0
6250 | 1289.4335 | 487.83 | 1447.8279 | 242.3791 | -1205.4488 | 0 | 0 | 1056.108 | 0 | 0
6251 | 942.1656 | 676.38 | 1975.4036 | 978.7255 | -996.6781 | 0 | 0 | 0 | 0 | 0
6252 | 1192.4164 | 1003.58 | 2906.1477 | 1238.6884 | -1225.3959 | 0 | 442.0634 | 0 | 0 | 0
6253 | 1457.5078 | 626.44 | 1824.5432 | 1514.0662 | -310.4769 | 0 | 0 | 0 | 0 | 0
6254 | 1298.3816 | 413.29 | 1218.0432 | 1218.0432 | 0 | 0 | 0 | 125.839 | 0 | 0
6255 | 1441.2678 | 178.12 | 518.8902 | 518.8902 | 0 | 0 | 0 | 941.761 | 0 | 0
6256 | 1536.8077 | 28.43 | 64.8308 | 64.8308 | 0 | 0 | 0 | 1474.399 | 0 | 0
6257 | 1458.4473 | 10.77 | 13.8753 | 13.8753 | 0 | 0 | 0 | 1445.09 | 0 | 0
6258 | 1564.8337 | 3.91 | 0 | 0 | 0 | 0 | 0 | 1564.834 | 0 | 0
6259 | 1103.6522 | 0 | 0 | 0 | 0 | 0 | 0 | 278.052 | 0 | 857.6372
6260 | 1320.7953 | 0 | 0 | 0 | 0 | 0 | 0 | 141.174 | 0 | 1225.3959
6261 | 1423.8418 | 0 | 0 | 0 | 0 | 0 | 0 | 244.221 | 0 | 1225.3959
6262 | 1526.8884 | 0 | 0 | 0 | 0 | 0 | 0 | 347.267 | 0 | 1225.3959
6263 | 1557.9659 | 0 | 0 | 0 | 0 | 0 | 0 | 378.345 | 0 | 1225.3959
6264 | 1416.4814 | 0 | 0 | 0 | 0 | 0 | 0 | 1416.481 | 0 | 0
6265 | 1565.3264 | 0 | 0 | 0 | 0 | 0 | 0 | 1565.326 | 0 | 0
6266 | 1530.9776 | 0 | 0 | 0 | 0 | 0 | 0 | 1530.978 | 0 | 0
6267 | 1518.7101 | 0 | 0 | 0 | 0 | 0 | 0 | 1518.71 | 0 | 0
6268 | 1445.1054 | 0 | 0 | 0 | 0 | 0 | 0 | 1445.105 | 0 | 0
6269 | 1521.9814 | 0 | 0 | 0 | 0 | 0 | 0 | 1521.981 | 0 | 0
6270 | 1328.1557 | 0 | 0 | 0 | 0 | 0 | 0 | 1328.156 | 0 | 0
6271 | 1128.6053 | 43.14 | 111.1552 | 0 | -111.1552 | 0 | 0 | 1128.605 | 0 | 0
6272 | 1388.3388 | 140.37 | 416.0122 | 0 | -416.0122 | 0 | 0 | 1388.339 | 0 | 0
6273 | 1708.9138 | 329.52 | 993.999 | 0 | -993.999 | 0 | 0 | 1708.914 | 0 | 0
6274 | 1431.3986 | 587.96 | 1749.047 | 523.6511 | -1225.3959 | 0 | 0 | 927.309 | 0 | 0
6275 | 1533.1581 | 669.84 | 1967.1233 | 741.7274 | -1225.3959 | 0 | 0 | 819.139 | 0 | 0
6276 | 1365.5684 | 588.85 | 1728.1639 | 502.768 | -1225.3959 | 0 | 0 | 881.582 | 0 | 0
6277 | 1628.745 | 755.61 | 2202.0593 | 990.0235 | -1212.0358 | 0 | 0 | 675.705 | 0 | 0
6278 | 1656.7966 | 67.55 | 179.0214 | 179.0214 | 0 | 0 | 0 | 1484.463 | 0 | 0
6279 | 1559.5597 | 45.14 | 113.4406 | 113.4406 | 0 | 0 | 0 | 1450.357 | 0 | 0
6280 | 1548.5916 | 23.53 | 50.6656 | 50.6656 | 0 | 0 | 0 | 1499.819 | 0 | 0
6281 | 1862.9184 | 37.24 | 93.6295 | 93.6295 | 0 | 0 | 0 | 1772.787 | 0 | 0
6282 | 1641.6575 | 8.81 | 6.479 | 6.479 | 0 | 0 | 0 | 1635.42 | 0 | 0
6283 | 1998.0095 | 0 | 0 | 0 | 0 | 0 | 0 | 1172.41 | 0 | 857.6372
6284 | 1726.4389 | 0 | 0 | 0 | 0 | 0 | 0 | 546.818 | 0 | 1225.3959
6285 | 1521.9814 | 0 | 0 | 0 | 0 | 0 | 0 | 342.36 | 0 | 1225.3959
6286 | 1737.8885 | 0 | 0 | 0 | 0 | 0 | 0 | 558.267 | 0 | 1225.3959
6287 | 1565.3264 | 0 | 0 | 0 | 0 | 0 | 0 | 385.705 | 0 | 1225.3959
6288 | 1698.6327 | 0 | 0 | 0 | 0 | 0 | 0 | 1698.633 | 0 | 0
6289 | 692.7019 | 0 | 0 | 0 | 0 | 0 | 0 | 692.702 | 0 | 0
6290 | 512.7793 | 0 | 0 | 0 | 0 | 0 | 0 | 512.779 | 0 | 0
6291 | 606.0119 | 0 | 0 | 0 | 0 | 0 | 0 | 606.012 | 0 | 0
6292 | 754.857 | 0 | 0 | 0 | 0 | 0 | 0 | 754.857 | 0 | 0
6293 | 802.2911 | 0 | 0 | 0 | 0 | 0 | 0 | 802.291 | 0 | 0
6294 | 671.4383 | 0 | 0 | 0 | 0 | 0 | 0 | 671.438 | 0 | 0
6295 | 609.2833 | 100.1 | 273.5703 | 273.5703 | 0 | 0 | 0 | 345.932 | 0 | 0
6296 | 469.188 | 83.1 | 236.1536 | 236.1536 | 0 | 0 | 0 | 241.856 | 0 | 0
6297 | 557.6649 | 334.29 | 1007.4661 | 579.3051 | -428.161 | 0 | 0 | 0 | 0 | 0
6298 | 672.0078 | 560.26 | 1662.3774 | 698.0851 | -964.2923 | 0 | 0 | 0 | 0 | 0
6299 | 802.2369 | 947.94 | 2769.6301 | 833.3676 | -1225.3959 | 0 | 710.8666 | 0 | 0 | 0
6300 | 773.4902 | 1009.26 | 2917.0313 | 803.5051 | -1225.3959 | 0 | 888.1303 | 0 | 0 | 0
6301 | 936.0094 | 992.73 | 2871.8775 | 972.3316 | -1225.3959 | 0 | 674.15 | 0 | 0 | 0
6302 | 851.9365 | 889.39 | 2601.8818 | 884.9962 | -1225.3959 | 0 | 491.4897 | 0 | 0 | 0
6303 | 657.248 | 609.34 | 1804.2792 | 682.7534 | -115.352 | 0 | 1006.1738 | 0 | 0 | 0
6304 | 682.6487 | 173.44 | 512.7083 | 512.7083 | 0 | 0 | 0 | 189.093 | 0 | 0
6305 | 686.5273 | 64.1 | 176.0888 | 176.0888 | 0 | 0 | 0 | 517.016 | 0 | 0
6306 | 776.4017 | 12.73 | 16.6687 | 16.6687 | 0 | 0 | 0 | 760.355 | 0 | 0
6307 | 785.1463 | 0 | 0 | 0 | 0 | 0 | 0 | 0 | 0 | 815.6134
6308 | 546.3104 | 0 | 0 | 0 | 0 | 0 | 0 | 0 | 0 | 567.5094
6309 | 724.5973 | 0 | 0 | 0 | 0 | 0 | 0 | 0 | 0 | 752.7148
6310 | 823.5547 | 0 | 0 | 0 | 0 | 0 | 0 | 0 | 0 | 855.5128
6311 | 729.5043 | 0 | 0 | 0 | 0 | 0 | 0 | 0 | 0 | 757.8122
6312 | 745.043 | 0 | 0 | 0 | 0 | 0 | 0 | 745.043 | 0 | 0
6313 | 1741.9777 | 0 | 0 | 0 | 0 | 0 | 0 | 1741.978 | 0 | 0
6314 | 1703.5397 | 0 | 0 | 0 | 0 | 0 | 0 | 1703.54 | 0 | 0
6315 | 1585.7722 | 0 | 0 | 0 | 0 | 0 | 0 | 1585.772 | 0 | 0
6316 | 1660.1947 | 0 | 0 | 0 | 0 | 0 | 0 | 1660.195 | 0 | 0
6317 | 1616.0319 | 0 | 0 | 0 | 0 | 0 | 0 | 1616.032 | 0 | 0
6318 | 1492.5396 | 0 | 0 | 0 | 0 | 0 | 0 | 737.189 | 0 | 784.6622
6319 | 1496.6287 | 83.41 | 230.1025 | 230.1025 | 0 | 0 | 0 | 95.5 | 0 | 1225.3959
6320 | 112.7164 | 258.86 | 793.2064 | 117.0899 | -676.1165 | 0 | 0 | 0 | 0 | 0
6321 | 91.689 | 318.84 | 966.3585 | 95.2459 | -871.1126 | 0 | 0 | 0 | 0 | 0
6322 | 0 | 431.73 | 1294.0193 | 0.0010388 | -1225.3959 | 0 | 68.6224 | 0 | 0 | 0
6323 | 0 | 584.74 | 1733.5885 | 0.0010388 | -1225.3959 | 0 | 508.1916 | 0 | 0 | 0
6324 | 0 | 604.18 | 1783.9955 | 0 | -1225.3959 | 0 | 558.5996 | 0 | 0 | 0
6325 | 0 | 242.61 | 716.1707 | 0 | -716.1707 | 0 | 0 | 0 | 0 | 0
6326 | 89.7711 | 117.39 | 334.6593 | 93.2545 | -241.4047 | 0 | 0 | 0 | 0 | 0
6327 | 73.0251 | 141.03 | 410.8494 | 75.8587 | -228.3978 | 0 | 106.5928 | 0 | 0 | 0
6328 | 78.3215 | 108.58 | 314.2966 | 81.3613 | 0 | 0 | 232.9353 | 0 | 0 | 0
6329 | 73.0629 | 85.43 | 244.1129 | 75.8972 | 0 | 0 | 168.2157 | 0 | 0 | 0
6330 | 85.2782 | 15.67 | 24.3548 | 24.3548 | 0 | 0 | 0 | 0 | 0 | 64.2324
6331 | 79.3551 | 0 | 0 | 0 | 0 | 0 | 0 | 0 | 0 | 82.4344
6332 | 88.3256 | 0 | 0 | 0 | 0 | 0 | 0 | 0 | 0 | 91.7535
6333 | 80.9652 | 0 | 0 | 0 | 0 | 0 | 0 | 0 | 0 | 84.1068
6334 | 88.3256 | 0 | 0 | 0 | 0 | 0 | 0 | 0 | 0 | 91.7535
6335 | 80.9652 | 0 | 0 | 0 | 0 | 0 | 0 | 0 | 0 | 84.1068
6336 | 85.8721 | 0 | 0 | 0 | 0 | 0 | 0 | 0 | 0 | 89.2042
6337 | 76.876 | 0 | 0 | 0 | 0 | 0 | 0 | 0 | 0 | 79.8592
6338 | 83.4186 | 0 | 0 | 0 | 0 | 0 | 0 | 0 | 0 | 86.6561
6339 | 77.6938 | 0 | 0 | 0 | 0 | 0 | 0 | 0 | 0 | 80.7089
6340 | 81.783 | 0 | 0 | 0 | 0 | 0 | 0 | 0 | 0 | 84.9566
6341 | 78.5117 | 0 | 0 | 0 | 0 | 0 | 0 | 0 | 0 | 81.5586
6342 | 83.4186 | 0 | 0 | 0 | 0 | 0 | 0 | 0 | 0 | 86.6561
6343 | 68.6977 | 88.37 | 244.0454 | 71.3628 | -172.6826 | 0 | 0 | 0 | 0 | 0
6344 | 80.819 | 271.57 | 835.9916 | 83.9552 | -752.0365 | 0 | 0 | 0 | 0 | 0
6345 | 556.7111 | 424.28 | 1297.4671 | 578.314 | -286.092 | 0 | 433.0611 | 0 | 0 | 0
6346 | 1538.6406 | 428.03 | 1288.7536 | 1288.7536 | 0 | 0 | 0 | 0 | 0 | 309.5929
6347 | 1710.5127 | 513.38 | 1532.0105 | 1532.0105 | 0 | 0 | 0 | 0 | 0 | 244.8785
6348 | 1592.0899 | 698.1 | 2062.3993 | 1653.8707 | -408.5287 | 0 | 0 | 0 | 0 | 0
6349 | 1586.6892 | 700.61 | 2069.9223 | 1648.2611 | -208.539 | 0 | 213.1222 | 0 | 0 | 0
6350 | 1637.1595 | 738.18 | 2189.3423 | 1700.6896 | 0 | 0 | 488.6527 | 0 | 0 | 0
6351 | 1737.0911 | 365.45 | 1099.686 | 1099.686 | 0 | 0 | 0 | 678.484 | 0 | 0
6352 | 1235.9792 | 358.64 | 1096.2507 | 1096.2507 | 0 | 0 | 0 | 180.68 | 0 | 0
6353 | 1637.9753 | 162.86 | 486.9293 | 486.9293 | 0 | 0 | 0 | 1169.235 | 0 | 0
6354 | 1283.7711 | 21.56 | 39.6907 | 39.6907 | 0 | 0 | 0 | 1245.563 | 0 | 0
6355 | 1342.5199 | 0 | 0 | 0 | 0 | 0 | 0 | 516.92 | 0 | 857.6372
6356 | 1375.5899 | 0 | 0 | 0 | 0 | 0 | 0 | 195.969 | 0 | 1225.3959
6357 | 1208.7526 | 0 | 0 | 0 | 0 | 0 | 0 | 29.131 | 0 | 1225.3959
6358 | 1334.6984 | 0 | 0 | 0 | 0 | 0 | 0 | 155.077 | 0 | 1225.3959
6359 | 1426.2953 | 0 | 0 | 0 | 0 | 0 | 0 | 246.674 | 0 | 1225.3959
6360 | 1445.9232 | 0 | 0 | 0 | 0 | 0 | 0 | 1445.923 | 0 | 0
6361 | 1568.5977 | 0 | 0 | 0 | 0 | 0 | 0 | 1568.598 | 0 | 0
6362 | 1526.8884 | 0 | 0 | 0 | 0 | 0 | 0 | 1526.888 | 0 | 0
6363 | 1723.1676 | 0 | 0 | 0 | 0 | 0 | 0 | 1723.168 | 0 | 0
6364 | 1466.369 | 0 | 0 | 0 | 0 | 0 | 0 | 1466.369 | 0 | 0
6365 | 1491.7217 | 0 | 0 | 0 | 0 | 0 | 0 | 1491.722 | 0 | 0
6366 | 1755.8808 | 0 | 0 | 0 | 0 | 0 | 0 | 1755.881 | 0 | 0
6367 | 1216.9309 | 27.43 | 63.8979 | 0 | -63.8979 | 0 | 0 | 1216.931 | 0 | 0
6368 | 1615.258 | 87.59 | 251.5923 | 0 | -251.5923 | 0 | 0 | 1615.258 | 0 | 0
6369 | 1535.5124 | 249.44 | 752.3294 | 0 | -752.3294 | 0 | 0 | 1535.512 | 0 | 0
6370 | 1473.9411 | 266.28 | 794.7064 | 0 | -794.7064 | 0 | 0 | 1473.941 | 0 | 0
6371 | 1908.6882 | 474.67 | 1416.1256 | 190.7297 | -1225.3959 | 0 | 0 | 1725.084 | 0 | 0
6372 | 2013.4594 | 527.23 | 1568.832 | 343.4361 | -1225.3959 | 0 | 0 | 1682.853 | 0 | 0
6373 | 2035.7422 | 196.72 | 576.6062 | 0 | -576.6062 | 0 | 0 | 2035.742 | 0 | 0
6374 | 1841.9829 | 562.42 | 1683.0455 | 457.6496 | -1225.3959 | 0 | 0 | 1401.429 | 0 | 0
6375 | 1628.7921 | 276.6 | 830.9243 | 536.8553 | -294.069 | 0 | 0 | 1111.99 | 0 | 0
6376 | 1389.4705 | 298.9 | 912.3884 | 912.3884 | 0 | 0 | 0 | 511.164 | 0 | 0
6377 | 1931.9585 | 130.05 | 385.2574 | 385.2574 | 0 | 0 | 0 | 1561.093 | 0 | 0
6378 | 1367.8348 | 19.59 | 34.695 | 34.695 | 0 | 0 | 0 | 1334.436 | 0 | 0
6379 | 1384.0595 | 0 | 0 | 0 | 0 | 0 | 0 | 558.46 | 0 | 857.6372
6380 | 1184.2177 | 0 | 0 | 0 | 0 | 0 | 0 | 4.596 | 0 | 1225.3959
6381 | 1696.1792 | 0 | 0 | 0 | 0 | 0 | 0 | 516.558 | 0 | 1225.3959
6382 | 1602.9466 | 0 | 0 | 0 | 0 | 0 | 0 | 423.325 | 0 | 1225.3959
6383 | 1638.9311 | 0 | 0 | 0 | 0 | 0 | 0 | 459.31 | 0 | 1225.3959
6384 | 1551.4233 | 0 | 0 | 0 | 0 | 0 | 0 | 1551.423 | 0 | 0
6385 | 1701.0862 | 0 | 0 | 0 | 0 | 0 | 0 | 1701.086 | 0 | 0
6386 | 1653.652 | 0 | 0 | 0 | 0 | 0 | 0 | 1653.652 | 0 | 0
6387 | 1684.7296 | 0 | 0 | 0 | 0 | 0 | 0 | 1684.73 | 0 | 0
6388 | 1203.0278 | 0 | 0 | 0 | 0 | 0 | 0 | 1203.028 | 0 | 0
6389 | 1548.9698 | 0 | 0 | 0 | 0 | 0 | 0 | 1548.97 | 0 | 0
6390 | 1546.5163 | 0 | 0 | 0 | 0 | 0 | 0 | 1546.516 | 0 | 0
6391 | 1351.055 | 19.59 | 40.1467 | 0 | -40.1467 | 0 | 0 | 1351.055 | 0 | 0
6392 | 1371.2114 | 58.53 | 160.3125 | 0 | -160.3125 | 0 | 0 | 1371.211 | 0 | 0
6393 | 1665.9839 | 192.06 | 574.3728 | 0 | -574.3728 | 0 | 0 | 1665.984 | 0 | 0
6394 | 1480.4755 | 343.08 | 1030.459 | 0 | -1030.459 | 0 | 0 | 1480.476 | 0 | 0
6395 | 1901.1918 | 462.82 | 1381.5501 | 156.1542 | -1225.3959 | 0 | 0 | 1750.872 | 0 | 0
6396 | 1801.945 | 516.31 | 1535.5414 | 310.1455 | -1225.3959 | 0 | 0 | 1503.385 | 0 | 0
6397 | 1608.8247 | 456.76 | 1360.6711 | 135.2752 | -1225.3959 | 0 | 0 | 1478.603 | 0 | 0
6398 | 1764.516 | 294.28 | 876.1705 | 0 | -876.1705 | 0 | 0 | 1764.516 | 0 | 0
6399 | 1869.6654 | 212.05 | 630.2075 | 578.4667 | -51.7408 | 0 | 0 | 1312.808 | 0 | 0
6400 | 1735.3911 | 238.48 | 721.0593 | 721.0593 | 0 | 0 | 0 | 1041.267 | 0 | 0
6401 | 1870.3575 | 86.39 | 247.1961 | 247.1961 | 0 | 0 | 0 | 1632.395 | 0 | 0
6402 | 1742.4091 | 13.71 | 18.5063 | 18.5063 | 0 | 0 | 0 | 1724.594 | 0 | 0
6403 | 1712.774 | 0 | 0 | 0 | 0 | 0 | 0 | 887.174 | 0 | 857.6372
6404 | 1736.2529 | 0 | 0 | 0 | 0 | 0 | 0 | 556.632 | 0 | 1225.3959
6405 | 1571.8691 | 0 | 0 | 0 | 0 | 0 | 0 | 392.248 | 0 | 1225.3959
6406 | 1566.1442 | 0 | 0 | 0 | 0 | 0 | 0 | 386.523 | 0 | 1225.3959
6407 | 1353.5085 | 0 | 0 | 0 | 0 | 0 | 0 | 173.887 | 0 | 1225.3959
6408 | 390.9227 | 0 | 0 | 0 | 0 | 0 | 0 | 390.923 | 0 | 0
6409 | 403.1901 | 0 | 0 | 0 | 0 | 0 | 0 | 403.19 | 0 | 0
6410 | 386.8335 | 0 | 0 | 0 | 0 | 0 | 0 | 386.834 | 0 | 0
6411 | 365.57 | 0 | 0 | 0 | 0 | 0 | 0 | 365.57 | 0 | 0
6412 | 375.3839 | 0 | 0 | 0 | 0 | 0 | 0 | 375.384 | 0 | 0
6413 | 388.4692 | 0 | 0 | 0 | 0 | 0 | 0 | 388.469 | 0 | 0
6414 | 406.4615 | 0 | 0 | 0 | 0 | 0 | 0 | 406.461 | 0 | 0
6415 | 362.2986 | 58.74 | 159.5313 | 0 | -159.5313 | 0 | 0 | 362.299 | 0 | 0
6416 | 452.8416 | 190.62 | 576.4037 | 0 | -576.4037 | 0 | 0 | 452.842 | 0 | 0
6417 | 1718.3751 | 332.25 | 1002.2565 | 0 | -1002.2565 | 0 | 0 | 1718.375 | 0 | 0
6418 | 1870.1756 | 592.67 | 1753.9429 | 528.547 | -1225.3959 | 0 | 0 | 1361.373 | 0 | 0
6419 | 1892.5228 | 612.65 | 1792.4711 | 567.0752 | -1225.3959 | 0 | 0 | 1346.631 | 0 | 0
6420 | 1967.7386 | 430.28 | 1262.9393 | 37.5434 | -1225.3959 | 0 | 0 | 1931.598 | 0 | 0
6421 | 1715.3512 | 681.36 | 1979.1817 | 984.1709 | -995.0108 | 0 | 0 | 767.945 | 0 | 0
6422 | 1757.0441 | 575.34 | 1689.0685 | 1689.0685 | 0 | 0 | 0 | 131.071 | 0 | 0
6423 | 1950.1113 | 249.57 | 738.05 | 738.05 | 0 | 0 | 0 | 1239.632 | 0 | 0
6424 | 1726.1516 | 337.35 | 1018.5761 | 1018.5761 | 0 | 0 | 0 | 745.625 | 0 | 0
6425 | 2137.608 | 238.58 | 695.5338 | 695.5338 | 0 | 0 | 0 | 1468.056 | 0 | 0
6426 | 1644.1407 | 28.93 | 50.0226 | 50.0226 | 0 | 0 | 0 | 1595.987 | 0 | 0
6427 | 1812.7762 | 0 | 0 | 0 | 0 | 0 | 0 | 987.176 | 0 | 857.6372
6428 | 1637.2954 | 0 | 0 | 0 | 0 | 0 | 0 | 457.674 | 0 | 1225.3959
6429 | 1228.3805 | 0 | 0 | 0 | 0 | 0 | 0 | 48.759 | 0 | 1225.3959
6430 | 1411.5744 | 0 | 0 | 0 | 0 | 0 | 0 | 231.953 | 0 | 1225.3959
6431 | 1350.2371 | 0 | 0 | 0 | 0 | 0 | 0 | 170.616 | 0 | 1225.3959
6432 | 369.6591 | 0 | 0 | 0 | 0 | 0 | 0 | 369.659 | 0 | 0
6433 | 112.8605 | 0 | 0 | 0 | 0 | 0 | 0 | 112.861 | 0 | 0
6434 | 119.4032 | 0 | 0 | 0 | 0 | 0 | 0 | 119.403 | 0 | 0
6435 | 113.6784 | 0 | 0 | 0 | 0 | 0 | 0 | 113.678 | 0 | 0
6436 | 116.1318 | 0 | 0 | 0 | 0 | 0 | 0 | 116.132 | 0 | 0
6437 | 112.8605 | 0 | 0 | 0 | 0 | 0 | 0 | 112.861 | 0 | 0
6438 | 116.9497 | 0 | 0 | 0 | 0 | 0 | 0 | 116.95 | 0 | 0
6439 | 100.5931 | 62.51 | 170.3515 | 104.4965 | -65.855 | 0 | 0 | 0 | 0 | 0
6440 | 225.1445 | 213.25 | 646.8886 | 233.8817 | -413.007 | 0 | 0 | 0 | 0 | 0
6441 | 1240.0192 | 592.54 | 1808.505 | 1288.1376 | -520.3674 | 0 | 0 | 0 | 0 | 0
6442 | 1266.4219 | 795.58 | 2362.4155 | 1315.5652 | -1046.8503 | 0 | 0 | 0 | 0 | 0
6443 | 1701.8192 | 929.41 | 2700.0062 | 1767.8577 | -932.1486 | 0 | 0 | 0 | 0 | 0
6444 | 1591.6166 | 992.44 | 2852.6929 | 1653.3783 | -1199.3146 | 0 | 0 | 0 | 0 | 0
6445 | 1439.8744 | 971.24 | 2801.1671 | 1495.749 | -1225.3959 | 0 | 80.0222 | 0 | 0 | 0
6446 | 1622.9691 | 866.91 | 2532.8418 | 1685.9479 | -846.8939 | 0 | 0 | 0 | 0 | 0
6447 | 1764.8544 | 704.99 | 2102.76 | 1833.3387 | -159.5594 | 0 | 109.8619 | 0 | 0 | 0
6448 | 1749.6223 | 487.19 | 1486.6657 | 1486.6657 | 0 | 0 | 0 | 318.491 | 0 | 0
6449 | 1578.746 | 208.02 | 614.1455 | 614.1455 | 0 | 0 | 0 | 987.542 | 0 | 0
6450 | 1433.9206 | 19.59 | 33.2469 | 33.2469 | 0 | 0 | 0 | 1401.916 | 0 | 0
6451 | 1471.9558 | 0 | 0 | 0 | 0 | 0 | 0 | 646.356 | 0 | 857.6372
6452 | 1491.7217 | 0 | 0 | 0 | 0 | 0 | 0 | 312.1 | 0 | 1225.3959
6453 | 1544.0628 | 0 | 0 | 0 | 0 | 0 | 0 | 364.442 | 0 | 1225.3959
6454 | 1414.8457 | 0 | 0 | 0 | 0 | 0 | 0 | 235.224 | 0 | 1225.3959
6455 | 1431.2023 | 0 | 0 | 0 | 0 | 0 | 0 | 251.581 | 0 | 1225.3959
6456 | 482.5196 | 0 | 0 | 0 | 0 | 0 | 0 | 482.52 | 0 | 0
6457 | 426.0894 | 0 | 0 | 0 | 0 | 0 | 0 | 426.089 | 0 | 0
6458 | 399.101 | 0 | 0 | 0 | 0 | 0 | 0 | 399.101 | 0 | 0
6459 | 440.8103 | 0 | 0 | 0 | 0 | 0 | 0 | 440.81 | 0 | 0
6460 | 390.1049 | 0 | 0 | 0 | 0 | 0 | 0 | 390.105 | 0 | 0
6461 | 392.5583 | 0 | 0 | 0 | 0 | 0 | 0 | 392.558 | 0 | 0
6462 | 495.6049 | 0 | 0 | 0 | 0 | 0 | 0 | 495.605 | 0 | 0
6463 | 433.4498 | 76.54 | 211.6326 | 0 | -211.6326 | 0 | 0 | 433.45 | 0 | 0
6464 | 442.7905 | 239.98 | 735.3678 | 0 | -735.3678 | 0 | 0 | 442.79 | 0 | 0
6465 | 1681.4818 | 608.43 | 1882.7515 | 657.3556 | -1225.3959 | 0 | 0 | 1048.683 | 0 | 0
6466 | 1826.7294 | 451.03 | 1356.6437 | 131.2478 | -1225.3959 | 0 | 0 | 1700.385 | 0 | 0
6467 | 1832.1434 | 432.09 | 1290.2651 | 64.8692 | -1225.3959 | 0 | 0 | 1769.697 | 0 | 0
6468 | 1642.4999 | 484.52 | 1443.9002 | 218.5043 | -1225.3959 | 0 | 0 | 1432.158 | 0 | 0
6469 | 1936.4576 | 234.78 | 693.1695 | 132.3635 | -560.806 | 0 | 0 | 1809.039 | 0 | 0
6470 | 1870.011 | 483.41 | 1452.435 | 1452.435 | 0 | 0 | 0 | 471.832 | 0 | 0
6471 | 1945.9424 | 576.54 | 1751.2368 | 1751.2368 | 0 | 0 | 0 | 260.123 | 0 | 0
6472 | 1509.5259 | 310.88 | 953.8326 | 953.8326 | 0 | 0 | 0 | 591.324 | 0 | 0
6473 | 1569.9972 | 126.16 | 373.7464 | 373.7464 | 0 | 0 | 0 | 1210.212 | 0 | 0
6474 | 1518.9095 | 16.65 | 25.3905 | 25.3905 | 0 | 0 | 0 | 1494.468 | 0 | 0
6475 | 1387.3227 | 0 | 0 | 0 | 0 | 0 | 0 | 547.509 | 0 | 872.4028
6476 | 1625.028 | 0 | 0 | 0 | 0 | 0 | 0 | 445.407 | 0 | 1225.3959
6477 | 1559.6016 | 0 | 0 | 0 | 0 | 0 | 0 | 379.98 | 0 | 1225.3959
6478 | 1286.4464 | 0 | 0 | 0 | 0 | 0 | 0 | 106.825 | 0 | 1225.3959
6479 | 1165.4076 | 0 | 0 | 0 | 0 | 0 | 0 | 0 | 0 | 1210.6314
6480 | 1319.1596 | 0 | 0 | 0 | 0 | 0 | 0 | 1319.16 | 0 | 0
6481 | 1503.1713 | 0 | 0 | 0 | 0 | 0 | 0 | 1503.171 | 0 | 0
6482 | 924.9656 | 0 | 0 | 0 | 0 | 0 | 0 | 924.966 | 0 | 0
6483 | 1193.2138 | 0 | 0 | 0 | 0 | 0 | 0 | 1193.214 | 0 | 0
6484 | 1166.2254 | 0 | 0 | 0 | 0 | 0 | 0 | 1166.225 | 0 | 0
6485 | 1228.3805 | 0 | 0 | 0 | 0 | 0 | 0 | 1228.38 | 0 | 0
6486 | 1238.1945 | 0 | 0 | 0 | 0 | 0 | 0 | 1238.194 | 0 | 0
6487 | 1037.0083 | 29.39 | 69.5521 | 69.5521 | 0 | 0 | 0 | 970.054 | 0 | 0
6488 | 344.9167 | 93.16 | 268.9445 | 268.9445 | 0 | 0 | 0 | 86.019 | 0 | 0
6489 | 280.4042 | 178.34 | 530.9362 | 291.285 | -239.6512 | 0 | 0 | 0 | 0 | 0
6490 | 270.3306 | 253.49 | 756.9282 | 280.8201 | -476.1081 | 0 | 0 | 0 | 0 | 0
6491 | 287.6502 | 470.21 | 1405.3761 | 298.8122 | -1106.5639 | 0 | 0 | 0 | 0 | 0
6492 | 303.9311 | 537.85 | 1600.6579 | 315.726 | -1225.3959 | 0 | 59.536 | 0 | 0 | 0
6493 | 295.44 | 482.12 | 1436.5839 | 306.9045 | -1129.6794 | 0 | 0 | 0 | 0 | 0
6494 | 282.4089 | 613.38 | 1829.1295 | 293.3678 | -1225.3959 | 0 | 310.3658 | 0 | 0 | 0
6495 | 273.0489 | 373.31 | 1125.5086 | 283.6436 | -841.865 | 0 | 0 | 0 | 0 | 0
6496 | 209.159 | 194.09 | 583.1497 | 217.2754 | -164.7316 | 0 | 201.1427 | 0 | 0 | 0
6497 | 292.731 | 65 | 180.3261 | 180.3261 | 0 | 0 | 0 | 119.141 | 0 | 0
6498 | 235.0545 | 10.77 | 9.7211 | 9.7211 | 0 | 0 | 0 | 225.696 | 0 | 0
6499 | 209.7018 | 0 | 0 | 0 | 0 | 0 | 0 | 209.702 | 0 | 0
6500 | 305.8684 | 0 | 0 | 0 | 0 | 0 | 0 | 296.939 | 0 | 9.2765
6501 | 293.6009 | 0 | 0 | 0 | 0 | 0 | 0 | 0 | 0 | 304.9941
6502 | 298.5079 | 0 | 0 | 0 | 0 | 0 | 0 | 0 | 0 | 310.0915
6503 | 235.535 | 0 | 0 | 0 | 0 | 0 | 0 | 0 | 0 | 244.6749
6504 | 168.473 | 0 | 0 | 0 | 0 | 0 | 0 | 0 | 0 | 175.0106
6505 | 199.5505 | 0 | 0 | 0 | 0 | 0 | 0 | 199.55 | 0 | 0
6506 | 243.7133 | 0 | 0 | 0 | 0 | 0 | 0 | 243.713 | 0 | 0
6507 | 191.3722 | 0 | 0 | 0 | 0 | 0 | 0 | 191.372 | 0 | 0
6508 | 152.1164 | 0 | 0 | 0 | 0 | 0 | 0 | 152.116 | 0 | 0
6509 | 135.7598 | 0 | 0 | 0 | 0 | 0 | 0 | 135.76 | 0 | 0
6510 | 197.097 | 0 | 0 | 0 | 0 | 0 | 0 | 197.097 | 0 | 0
6511 | 122.6745 | 62.59 | 170.8751 | 127.4354 | -43.4397 | 0 | 0 | 0 | 0 | 0
6512 | 195.7169 | 201.94 | 614.0863 | 203.3117 | -410.7746 | 0 | 0 | 0 | 0 | 0
6513 | 885.4685 | 392.69 | 1195.283 | 919.8284 | -275.4547 | 0 | 0 | 0 | 0 | 0
6514 | 1487.9546 | 586.54 | 1759.0735 | 1545.6947 | -213.3788 | 0 | 0 | 0 | 0 | 0
6515 | 1782.3192 | 279.94 | 828.3616 | 828.3616 | 0 | 0 | 0 | 0 | 0 | 1023.1198
6516 | 1685.3849 | 808.93 | 2377.473 | 1750.7859 | -626.687 | 0 | 0 | 0 | 0 | 0
6517 | 1718.2943 | 759.09 | 2238.9837 | 1784.972 | -454.0117 | 0 | 0 | 0 | 0 | 0
6518 | 1671.8876 | 676.61 | 2013.5506 | 1736.7642 | -276.7864 | 0 | 0 | 0 | 0 | 0
6519 | 1697.546 | 474.54 | 1431.2351 | 1431.2351 | 0 | 0 | 0 | 319.775 | 0 | 0
6520 | 1755.8511 | 237.16 | 715.9016 | 715.9016 | 0 | 0 | 0 | 1066.693 | 0 | 0
6521 | 1623.5477 | 59.44 | 162.0899 | 162.0899 | 0 | 0 | 0 | 1467.512 | 0 | 0
6522 | 1905.103 | 9.79 | 7.4752 | 7.4752 | 0 | 0 | 0 | 1897.907 | 0 | 0
6523 | 1574.8582 | 0 | 0 | 0 | 0 | 0 | 0 | 749.258 | 0 | 857.6372
6524 | 1257.8224 | 0 | 0 | 0 | 0 | 0 | 0 | 78.201 | 0 | 1225.3959
6525 | 1468.0047 | 0 | 0 | 0 | 0 | 0 | 0 | 288.383 | 0 | 1225.3959
6526 | 1599.6753 | 0 | 0 | 0 | 0 | 0 | 0 | 420.054 | 0 | 1225.3959
6527 | 1683.9117 | 0 | 0 | 0 | 0 | 0 | 0 | 504.29 | 0 | 1225.3959
6528 | 1453.2837 | 0 | 0 | 0 | 0 | 0 | 0 | 1453.284 | 0 | 0
6529 | 1407.4852 | 0 | 0 | 0 | 0 | 0 | 0 | 1407.485 | 0 | 0
6530 | 1535.8845 | 0 | 0 | 0 | 0 | 0 | 0 | 1535.885 | 0 | 0
6531 | 1660.1947 | 0 | 0 | 0 | 0 | 0 | 0 | 1660.195 | 0 | 0
6532 | 1321.6131 | 0 | 0 | 0 | 0 | 0 | 0 | 1321.613 | 0 | 0
6533 | 1273.3611 | 0 | 0 | 0 | 0 | 0 | 0 | 1273.361 | 0 | 0
6534 | 1310.1635 | 0 | 0 | 0 | 0 | 0 | 0 | 1310.163 | 0 | 0
6535 | 1068.0858 | 5.87 | 0 | 0 | 0 | 0 | 0 | 1068.086 | 0 | 0
6536 | 1296.3319 | 15.67 | 28.3427 | 0 | -28.3427 | 0 | 0 | 1296.332 | 0 | 0
6537 | 1701.5656 | 35.31 | 85.396 | 0 | -85.396 | 0 | 0 | 1701.566 | 0 | 0
6538 | 1384.2118 | 558.56 | 1665.5115 | 440.1156 | -1225.3959 | 0 | 0 | 960.537 | 0 | 0
6539 | 1713.281 | 726.86 | 2136.5658 | 911.1699 | -1225.3959 | 0 | 0 | 836.148 | 0 | 0
6540 | 1435.638 | 558.2 | 1646.1014 | 420.7055 | -1225.3959 | 0 | 0 | 1030.649 | 0 | 0
6541 | 1436.8198 | 606.02 | 1786.8044 | 561.4085 | -1225.3959 | 0 | 0 | 896.383 | 0 | 0
6542 | 1416.2125 | 617.37 | 1830.4311 | 725.5168 | -1104.9143 | 0 | 0 | 717.798 | 0 | 0
6543 | 1458.112 | 601.01 | 1803.847 | 1514.6937 | -289.1534 | 0 | 0 | 0 | 0 | 0
6544 | 1580.7302 | 384.68 | 1174.1745 | 1174.1745 | 0 | 0 | 0 | 450.417 | 0 | 0
6545 | 1546.2679 | 110.44 | 320.839 | 320.839 | 0 | 0 | 0 | 1237.414 | 0 | 0
6546 | 1753.4948 | 13.71 | 16.6136 | 16.6136 | 0 | 0 | 0 | 1737.502 | 0 | 0
6547 | 1580.4767 | 0 | 0 | 0 | 0 | 0 | 0 | 754.877 | 0 | 857.6372
6548 | 1247.1906 | 0 | 0 | 0 | 0 | 0 | 0 | 67.569 | 0 | 1225.3959
6549 | 1584.9543 | 0 | 0 | 0 | 0 | 0 | 0 | 405.333 | 0 | 1225.3959
6550 | 1818.0358 | 0 | 0 | 0 | 0 | 0 | 0 | 638.415 | 0 | 1225.3959
6551 | 1714.1715 | 0 | 0 | 0 | 0 | 0 | 0 | 534.55 | 0 | 1225.3959
6552 | 1513.8031 | 0 | 0 | 0 | 0 | 0 | 0 | 1513.803 | 0 | 0
6553 | 1295.9329 | 0 | 0 | 0 | 0 | 0 | 0 | 1295.933 | 0 | 0
6554 | 1429.5663 | 0 | 0 | 0 | 0 | 0 | 0 | 1429.566 | 0 | 0
6555 | 1403.1504 | 0 | 0 | 0 | 0 | 0 | 0 | 1403.15 | 0 | 0
6556 | 223.7582 | 0 | 0 | 0 | 0 | 0 | 0 | 223.758 | 0 | 0
6557 | 344.1836 | 0 | 0 | 0 | 0 | 0 | 0 | 344.184 | 0 | 0
6558 | 855.4089 | 0 | 0 | 0 | 0 | 0 | 0 | 855.409 | 0 | 0
6559 | 1351.1431 | 85.36 | 235.8804 | 0 | -235.8804 | 0 | 0 | 1351.143 | 0 | 0
6560 | 1327.7543 | 345.43 | 1062.7097 | 522.9281 | -539.7816 | 0 | 0 | 824.36 | 0 | 0
6561 | 1082.8362 | 335.35 | 1012.3183 | 1012.3183 | 0 | 0 | 0 | 108.333 | 0 | 0
6562 | 962.5079 | 689.07 | 2043.1669 | 999.8579 | -1043.309 | 0 | 0 | 0 | 0 | 0
6563 | 1672.8606 | 853.8 | 2480.2159 | 1737.7749 | -742.441 | 0 | 0 | 0 | 0 | 0
6564 | 1223.3853 | 670.34 | 1938.364 | 1270.8581 | -667.5058 | 0 | 0 | 0 | 0 | 0
6565 | 988.9209 | 863.97 | 2461.7501 | 1027.2969 | -1225.3959 | 0 | 209.0574 | 0 | 0 | 0
6566 | 879.0094 | 816.1 | 2344.1512 | 913.1198 | -1225.3959 | 0 | 205.6356 | 0 | 0 | 0
6567 | 1120.1603 | 643.98 | 1893.31 | 1163.6286 | -729.6814 | 0 | 0 | 0 | 0 | 0
6568 | 1590.8052 | 400.48 | 1206.2383 | 1206.2383 | 0 | 0 | 0 | 429.626 | 0 | 0
6569 | 1557.5416 | 140.57 | 405.9254 | 405.9254 | 0 | 0 | 0 | 1166.779 | 0 | 0
6570 | 1465.6696 | 13.71 | 15.4907 | 15.4907 | 0 | 0 | 0 | 1450.758 | 0 | 0
6571 | 966.144 | 0 | 0 | 0 | 0 | 0 | 0 | 140.544 | 0 | 857.6372
6572 | 1198.0387 | 0 | 0 | 0 | 0 | 0 | 0 | 18.417 | 0 | 1225.3959
6573 | 1423.3507 | 0 | 0 | 0 | 0 | 0 | 0 | 243.729 | 0 | 1225.3959
6574 | 1421.0199 | 0 | 0 | 0 | 0 | 0 | 0 | 241.399 | 0 | 1225.3959
6575 | 1225.2315 | 0 | 0 | 0 | 0 | 0 | 0 | 45.61 | 0 | 1225.3959
6576 | 1382.173 | 0 | 0 | 0 | 0 | 0 | 0 | 1382.173 | 0 | 0
6577 | 1511.9217 | 0 | 0 | 0 | 0 | 0 | 0 | 1511.922 | 0 | 0
6578 | 1197.2617 | 0 | 0 | 0 | 0 | 0 | 0 | 1197.262 | 0 | 0
6579 | 1518.9141 | 0 | 0 | 0 | 0 | 0 | 0 | 1518.914 | 0 | 0
6580 | 1238.4395 | 0 | 0 | 0 | 0 | 0 | 0 | 1238.439 | 0 | 0
6581 | 1274.9556 | 0 | 0 | 0 | 0 | 0 | 0 | 1274.956 | 0 | 0
6582 | 1134.3297 | 0 | 0 | 0 | 0 | 0 | 0 | 1134.33 | 0 | 0
6583 | 1236.1086 | 52.08 | 138.3979 | 0 | -138.3979 | 0 | 0 | 1236.109 | 0 | 0
6584 | 895.8243 | 186.61 | 559.0006 | 0 | -559.0006 | 0 | 0 | 895.824 | 0 | 0
6585 | 1078.1882 | 243.36 | 720.9482 | 0 | -720.9482 | 0 | 0 | 1078.188 | 0 | 0
6586 | 1521.983 | 420.91 | 1233.8985 | 8.5026 | -1225.3959 | 0 | 0 | 1513.798 | 0 | 0
6587 | 1177.4916 | 562.27 | 1622.2785 | 663.7931 | -958.4854 | 0 | 0 | 538.495 | 0 | 0
6588 | 1060.1419 | 573.52 | 1646.0651 | 1101.2795 | -544.7856 | 0 | 0 | 0 | 0 | 0
6589 | 943.5293 | 638.62 | 1825.7056 | 980.1424 | -845.5632 | 0 | 0 | 0 | 0 | 0
6590 | 1025.0301 | 639.63 | 1842.8781 | 1064.806 | -778.072 | 0 | 0 | 0 | 0 | 0
6591 | 930.0669 | 546.38 | 1604.8993 | 966.158 | -638.7413 | 0 | 0 | 0 | 0 | 0
6592 | 968.8011 | 249.26 | 741.7554 | 741.7554 | 0 | 0 | 0 | 254.754 | 0 | 0
6593 | 1132.6778 | 26.45 | 59.7988 | 59.7988 | 0 | 0 | 0 | 1075.112 | 0 | 0
6594 | 1010.9393 | 3.91 | 0 | 0 | 0 | 0 | 0 | 1010.939 | 0 | 0
6595 | 1250.7879 | 0 | 0 | 0 | 0 | 0 | 0 | 1144.079 | 0 | 110.8498
6596 | 1191.8232 | 0 | 0 | 0 | 0 | 0 | 0 | 12.202 | 0 | 1225.3959
6597 | 1114.1294 | 0 | 0 | 0 | 0 | 0 | 0 | 0 | 0 | 1157.3625
6598 | 1338.6645 | 0 | 0 | 0 | 0 | 0 | 0 | 159.043 | 0 | 1225.3959
6599 | 1141.3222 | 0 | 0 | 0 | 0 | 0 | 0 | 0 | 0 | 1185.6107
6600 | 156.1646 | 0 | 0 | 0 | 0 | 0 | 0 | 156.165 | 0 | 0
6601 | 101.7789 | 0 | 0 | 0 | 0 | 0 | 0 | 101.779 | 0 | 0
6602 | 103.3328 | 0 | 0 | 0 | 0 | 0 | 0 | 103.333 | 0 | 0
6603 | 99.4481 | 0 | 0 | 0 | 0 | 0 | 0 | 99.448 | 0 | 0
6604 | 104.8867 | 0 | 0 | 0 | 0 | 0 | 0 | 104.887 | 0 | 0
6605 | 98.6711 | 0 | 0 | 0 | 0 | 0 | 0 | 98.671 | 0 | 0
6606 | 101.002 | 0 | 0 | 0 | 0 | 0 | 0 | 101.002 | 0 | 0
6607 | 84.2832 | 6.85 | 2.6541 | 0 | -2.6541 | 0 | 0 | 84.283 | 0 | 0
6608 | 99.5365 | 18.61 | 37.0001 | 0 | -37.0001 | 0 | 0 | 99.536 | 0 | 0
6609 | 1023.3432 | 42.18 | 105.9332 | 0 | -105.9332 | 0 | 0 | 1023.343 | 0 | 0
6610 | 1312.2971 | 82.5 | 225.1277 | 0 | -225.1277 | 0 | 0 | 1312.297 | 0 | 0
6611 | 985.1178 | 337.07 | 989.341 | 0 | -989.341 | 0 | 0 | 985.118 | 0 | 0
6612 | 1098.0768 | 465.77 | 1359.0558 | 133.6599 | -1225.3959 | 0 | 0 | 969.41 | 0 | 0
6613 | 1289.3435 | 565.28 | 1642.6131 | 417.2172 | -1225.3959 | 0 | 0 | 887.711 | 0 | 0
6614 | 1274.6729 | 367.04 | 1073.8478 | 0 | -1073.8478 | 0 | 0 | 1274.673 | 0 | 0
6615 | 1148.4205 | 108.07 | 302.7898 | 0 | -302.7898 | 0 | 0 | 1148.42 | 0 | 0
6616 | 1234.0498 | 62.77 | 168.8037 | 0 | -168.8037 | 0 | 0 | 1234.05 | 0 | 0
6617 | 1363.2866 | 40.18 | 102.0169 | 0 | -102.0169 | 0 | 0 | 1363.287 | 0 | 0
6618 | 1689.6706 | 3.91 | 0 | 0 | 0 | 0 | 0 | 1689.671 | 0 | 0
6619 | 1542.9749 | 0 | 0 | 0 | 0 | 0 | 0 | 717.375 | 0 | 857.6372
6620 | 1457.536 | 0 | 0 | 0 | 0 | 0 | 0 | 277.915 | 0 | 1225.3959
6621 | 1491.7213 | 0 | 0 | 0 | 0 | 0 | 0 | 312.1 | 0 | 1225.3959
6622 | 1543.7762 | 0 | 0 | 0 | 0 | 0 | 0 | 364.155 | 0 | 1225.3959
6623 | 1860.7669 | 0 | 0 | 0 | 0 | 0 | 0 | 681.146 | 0 | 1225.3959
6624 | 186.4652 | 0 | 0 | 0 | 0 | 0 | 0 | 186.465 | 0 | 0
6625 | 104.1097 | 0 | 0 | 0 | 0 | 0 | 0 | 104.11 | 0 | 0
6626 | 112.656 | 0 | 0 | 0 | 0 | 0 | 0 | 112.656 | 0 | 0
6627 | 107.2175 | 0 | 0 | 0 | 0 | 0 | 0 | 107.217 | 0 | 0
6628 | 107.2175 | 0 | 0 | 0 | 0 | 0 | 0 | 107.217 | 0 | 0
6629 | 104.8867 | 0 | 0 | 0 | 0 | 0 | 0 | 104.887 | 0 | 0
6630 | 107.2175 | 0 | 0 | 0 | 0 | 0 | 0 | 107.217 | 0 | 0
6631 | 100.2454 | 125.03 | 322.391 | 0 | -322.391 | 0 | 0 | 100.245 | 0 | 0
6632 | 123.1185 | 330.53 | 1010.2355 | 0 | -1010.2355 | 0 | 0 | 123.118 | 0 | 0
6633 | 971.1397 | 408 | 1228.4541 | 3.0582 | -1225.3959 | 0 | 0 | 968.196 | 0 | 0
6634 | 1916.0218 | 505.1 | 1489.0705 | 263.6746 | -1225.3959 | 0 | 0 | 1662.198 | 0 | 0
6635 | 1454.101 | 682.14 | 1971.8924 | 1109.0269 | -862.8655 | 0 | 0 | 386.502 | 0 | 0
6636 | 1405.6336 | 721.96 | 2065.2477 | 1460.1793 | -605.0684 | 0 | 0 | 0 | 0 | 0
6637 | 1449.3753 | 849.91 | 2407.3749 | 1505.6187 | -901.7563 | 0 | 0 | 0 | 0 | 0
6638 | 1617.9573 | 672.22 | 1937.0229 | 1680.7414 | -256.2814 | 0 | 0 | 0 | 0 | 0
6639 | 1296.6671 | 381.45 | 1125.2832 | 1125.2832 | 0 | 0 | 0 | 213.419 | 0 | 0
6640 | 1542.1261 | 149.56 | 435.7713 | 435.7713 | 0 | 0 | 0 | 1122.633 | 0 | 0
6641 | 1368.5009 | 119.63 | 344.2215 | 344.2215 | 0 | 0 | 0 | 1037.137 | 0 | 0
6642 | 1900.383 | 10.77 | 7.468 | 7.468 | 0 | 0 | 0 | 1893.194 | 0 | 0
6643 | 1656.3215 | 0 | 0 | 0 | 0 | 0 | 0 | 830.721 | 0 | 857.6372
6644 | 1599.7157 | 0 | 0 | 0 | 0 | 0 | 0 | 420.094 | 0 | 1225.3959
6645 | 1535.2298 | 0 | 0 | 0 | 0 | 0 | 0 | 355.609 | 0 | 1225.3959
6646 | 1731.7952 | 0 | 0 | 0 | 0 | 0 | 0 | 552.174 | 0 | 1225.3959
6647 | 1424.1277 | 0 | 0 | 0 | 0 | 0 | 0 | 244.506 | 0 | 1225.3959
6648 | 1595.0541 | 0 | 0 | 0 | 0 | 0 | 0 | 1595.054 | 0 | 0
6649 | 1460.6438 | 0 | 0 | 0 | 0 | 0 | 0 | 1460.644 | 0 | 0
6650 | 1355.7571 | 0 | 0 | 0 | 0 | 0 | 0 | 1355.757 | 0 | 0
6651 | 1222.1238 | 0 | 0 | 0 | 0 | 0 | 0 | 1222.124 | 0 | 0
6652 | 1309.9178 | 0 | 0 | 0 | 0 | 0 | 0 | 1309.918 | 0 | 0
6653 | 1102.4753 | 0 | 0 | 0 | 0 | 0 | 0 | 1102.475 | 0 | 0
6654 | 1162.2995 | 0 | 0 | 0 | 0 | 0 | 0 | 1162.3 | 0 | 0
6655 | 1174.1449 | 125.49 | 323.5337 | 323.5337 | 0 | 0 | 0 | 862.697 | 0 | 0
6656 | 224.0097 | 314.26 | 960.8154 | 232.7016 | -728.1138 | 0 | 0 | 0 | 0 | 0
6657 | 279.8454 | 393.38 | 1185.5068 | 290.7054 | -894.8015 | 0 | 0 | 0 | 0 | 0
6658 | 322.6469 | 652.89 | 1919.7507 | 335.1672 | -1225.3959 | 0 | 359.1875 | 0 | 0 | 0
6659 | 279.4598 | 613.63 | 1781.52 | 290.3054 | -1225.3959 | 0 | 265.8187 | 0 | 0 | 0
6660 | 226.3163 | 681.9 | 1964.9968 | 235.0992 | -1225.3959 | 0 | 504.5018 | 0 | 0 | 0
6661 | 249.9566 | 791.42 | 2273.6382 | 259.6555 | -1110.287 | 0 | 903.6957 | 0 | 0 | 0
6662 | 247.4402 | 804.74 | 2334.0842 | 257.0418 | 0 | 0 | 2077.0423 | 0 | 0 | 0
6663 | 268.3642 | 319.8 | 948.1109 | 278.7778 | 0 | 0 | 669.3331 | 0 | 0 | 0
6664 | 198.7923 | 280.88 | 842.9828 | 206.5061 | 0 | 0 | 636.4767 | 0 | 0 | 0
6665 | 292.6697 | 25.47 | 57.0813 | 57.0813 | 0 | 0 | 0 | 0 | 0 | 246.9457
6666 | 221.6323 | 2.94 | 0 | 0 | 0 | 0 | 0 | 0 | 0 | 230.2324
6667 | 210.0695 | 0 | 0 | 0 | 0 | 0 | 0 | 0 | 0 | 218.2217
6668 | 235.4123 | 0 | 0 | 0 | 0 | 0 | 0 | 0 | 0 | 244.5471
6669 | 195.0115 | 0 | 0 | 0 | 0 | 0 | 0 | 0 | 0 | 202.5784
6670 | 287.4671 | 0 | 0 | 0 | 0 | 0 | 0 | 0 | 0 | 298.6221
6671 | 260.2743 | 0 | 0 | 0 | 0 | 0 | 0 | 0 | 0 | 270.3739
6672 | 282.8055 | 0 | 0 | 0 | 0 | 0 | 0 | 0 | 0 | 293.7792
6673 | 230.7506 | 0 | 0 | 0 | 0 | 0 | 0 | 230.751 | 0 | 0
6674 | 185.6882 | 0 | 0 | 0 | 0 | 0 | 0 | 185.688 | 0 | 0
6675 | 236.1892 | 0 | 0 | 0 | 0 | 0 | 0 | 77.373 | 0 | 164.9788
6676 | 198.1192 | 0 | 0 | 0 | 0 | 0 | 0 | 0 | 0 | 205.807
6677 | 229.1968 | 0 | 0 | 0 | 0 | 0 | 0 | 0 | 0 | 238.0909
6678 | 285.1363 | 0 | 0 | 0 | 0 | 0 | 0 | 0 | 0 | 296.2006
6679 | 164.7109 | 128.21 | 330.6007 | 171.1026 | -159.4981 | 0 | 0 | 0 | 0 | 0
6680 | 199.3876 | 349.54 | 1071.2487 | 207.1242 | -864.1245 | 0 | 0 | 0 | 0 | 0
6681 | 1165.9822 | 430.24 | 1300.8079 | 1211.2276 | -89.5803 | 0 | 0 | 0 | 0 | 0
6682 | 1779.2506 | 662.74 | 1957.7751 | 1848.2944 | -109.4807 | 0 | 0 | 0 | 0 | 0
6683 | 1668.8448 | 772.77 | 2247.987 | 1733.6041 | -514.3829 | 0 | 0 | 0 | 0 | 0
6684 | 1306.7683 | 762.96 | 2219.7554 | 1357.4768 | -862.2786 | 0 | 0 | 0 | 0 | 0
6685 | 1367.4141 | 704.59 | 2060.0693 | 1420.4762 | -639.5931 | 0 | 0 | 0 | 0 | 0
6686 | 1211.3632 | 319.46 | 940.4892 | 940.4892 | 0 | 0 | 0 | 306.007 | 0 | 0
6687 | 1187.0499 | 45.13 | 113.1196 | 113.1196 | 0 | 0 | 0 | 1078.156 | 0 | 0
6688 | 1289.3338 | 71.61 | 196.3528 | 196.3528 | 0 | 0 | 0 | 1100.316 | 0 | 0
6689 | 1473.5876 | 47.05 | 123.2646 | 123.2646 | 0 | 0 | 0 | 1354.927 | 0 | 0
6690 | 1450.7679 | 7.83 | 0.71781 | 0.71781 | 0 | 0 | 0 | 1450.077 | 0 | 0
6691 | 1377.5454 | 0 | 0 | 0 | 0 | 0 | 0 | 373.02 | 0 | 1043.5053
6692 | 1000.6964 | 0 | 0 | 0 | 0 | 0 | 0 | 0 | 0 | 1039.5278
6693 | 1480.0672 | 0 | 0 | 0 | 0 | 0 | 0 | 300.446 | 0 | 1225.3959
6694 | 1346.4339 | 0 | 0 | 0 | 0 | 0 | 0 | 166.813 | 0 | 1225.3959
6695 | 1285.8327 | 0 | 0 | 0 | 0 | 0 | 0 | 106.211 | 0 | 1225.3959
6696 | 1184.8307 | 0 | 0 | 0 | 0 | 0 | 0 | 1184.831 | 0 | 0
6697 | 1309.9178 | 0 | 0 | 0 | 0 | 0 | 0 | 1309.918 | 0 | 0
6698 | 1500.2676 | 0 | 0 | 0 | 0 | 0 | 0 | 1500.268 | 0 | 0
6699 | 1316.9102 | 0 | 0 | 0 | 0 | 0 | 0 | 1316.91 | 0 | 0
6700 | 1187.9385 | 0 | 0 | 0 | 0 | 0 | 0 | 1187.938 | 0 | 0
6701 | 966.5111 | 0 | 0 | 0 | 0 | 0 | 0 | 966.511 | 0 | 0
6702 | 1231.447 | 0 | 0 | 0 | 0 | 0 | 0 | 1231.447 | 0 | 0
6703 | 1040.3999 | 107.79 | 286.7278 | 0 | -286.7278 | 0 | 0 | 1040.4 | 0 | 0
6704 | 1049.4094 | 288.13 | 882.0585 | 0 | -882.0585 | 0 | 0 | 1049.409 | 0 | 0
6705 | 1392.0499 | 477.14 | 1445.1779 | 219.782 | -1225.3959 | 0 | 0 | 1180.478 | 0 | 0
6706 | 1491.899 | 629.82 | 1865.5105 | 640.1146 | -1225.3959 | 0 | 0 | 875.696 | 0 | 0
6707 | 1479.7011 | 653.35 | 1911.9388 | 686.5429 | -1225.3959 | 0 | 0 | 818.805 | 0 | 0
6708 | 1376.6976 | 791.1 | 2296.763 | 1382.8413 | -913.9217 | 0 | 0 | 45.513 | 0 | 0
6709 | 1804.4341 | 758.97 | 2210.8913 | 1874.4546 | -336.4367 | 0 | 0 | 0 | 0 | 0
6710 | 1768.6143 | 730.18 | 2151.3023 | 1837.2446 | -314.0577 | 0 | 0 | 0 | 0 | 0
6711 | 1995.8376 | 485.68 | 1459.7357 | 1459.7357 | 0 | 0 | 0 | 590.63 | 0 | 0
6712 | 1636.7689 | 407.44 | 1253.9277 | 1253.9277 | 0 | 0 | 0 | 429.682 | 0 | 0
6713 | 1880.17 | 68.28 | 186.1787 | 186.1787 | 0 | 0 | 0 | 1700.946 | 0 | 0
6714 | 1605.2708 | 3.91 | 0 | 0 | 0 | 0 | 0 | 1605.271 | 0 | 0
6715 | 1176.8108 | 0 | 0 | 0 | 0 | 0 | 0 | 189.149 | 0 | 1025.9869
6716 | 1179.3922 | 0 | 0 | 0 | 0 | 0 | 0 | 0 | 0 | 1225.158
6717 | 1017.789 | 0 | 0 | 0 | 0 | 0 | 0 | 0 | 0 | 1057.284
6718 | 1282.7249 | 0 | 0 | 0 | 0 | 0 | 0 | 103.104 | 0 | 1225.3959
6719 | 1643.2243 | 0 | 0 | 0 | 0 | 0 | 0 | 463.603 | 0 | 1225.3959
6720 | 1414.8044 | 0 | 0 | 0 | 0 | 0 | 0 | 1414.804 | 0 | 0
6721 | 1612.9237 | 0 | 0 | 0 | 0 | 0 | 0 | 1612.924 | 0 | 0
6722 | 1513.4756 | 0 | 0 | 0 | 0 | 0 | 0 | 1513.476 | 0 | 0
6723 | 1312.2486 | 0 | 0 | 0 | 0 | 0 | 0 | 1312.249 | 0 | 0
6724 | 926.8872 | 0 | 0 | 0 | 0 | 0 | 0 | 926.887 | 0 | 0
6725 | 1116.4602 | 0 | 0 | 0 | 0 | 0 | 0 | 1116.46 | 0 | 0
6726 | 923.0026 | 0 | 0 | 0 | 0 | 0 | 0 | 923.003 | 0 | 0
6727 | 974.5728 | 5.87 | 0 | 0 | 0 | 0 | 0 | 974.573 | 0 | 0
6728 | 1109.3055 | 29.85 | 71.127 | 0 | -71.127 | 0 | 0 | 1109.306 | 0 | 0
6729 | 1453.1366 | 101.85 | 289.7985 | 0 | -289.7985 | 0 | 0 | 1453.137 | 0 | 0
6730 | 1636.4299 | 101.21 | 282.7325 | 0 | -282.7325 | 0 | 0 | 1636.43 | 0 | 0
6731 | 1700.6594 | 100.29 | 276.8757 | 0 | -276.8757 | 0 | 0 | 1700.659 | 0 | 0
6732 | 1576.4513 | 171.65 | 490.5839 | 0 | -490.5839 | 0 | 0 | 1576.451 | 0 | 0
6733 | 1782.2292 | 383.61 | 1125.3902 | 0 | -1125.3902 | 0 | 0 | 1782.229 | 0 | 0
6734 | 1708.3705 | 615.71 | 1814.4761 | 589.0802 | -1225.3959 | 0 | 0 | 1141.296 | 0 | 0
6735 | 1688.8665 | 602.67 | 1803.6009 | 578.205 | -1225.3959 | 0 | 0 | 1132.261 | 0 | 0
6736 | 1513.6533 | 443.45 | 1357.9484 | 132.5525 | -1225.3959 | 0 | 0 | 1386.052 | 0 | 0
6737 | 1543.6956 | 198.97 | 568.2615 | 371.567 | -196.6946 | 0 | 0 | 1186.008 | 0 | 0
6738 | 1589.396 | 22.99 | 22.6085 | 22.6085 | 0 | 0 | 0 | 1567.632 | 0 | 0
6739 | 1404.3944 | 0 | 0 | 0 | 0 | 0 | 0 | 578.794 | 0 | 857.6372
6740 | 1464.5285 | 0 | 0 | 0 | 0 | 0 | 0 | 284.907 | 0 | 1225.3959
6741 | 1266.4092 | 0 | 0 | 0 | 0 | 0 | 0 | 86.788 | 0 | 1225.3959
6742 | 1237.6625 | 0 | 0 | 0 | 0 | 0 | 0 | 58.041 | 0 | 1225.3959
6743 | 1469.1901 | 0 | 0 | 0 | 0 | 0 | 0 | 289.569 | 0 | 1225.3959
6744 | 1402.3734 | 0 | 0 | 0 | 0 | 0 | 0 | 1402.373 | 0 | 0
6745 | 1487.8366 | 0 | 0 | 0 | 0 | 0 | 0 | 1487.837 | 0 | 0
6746 | 1173.9536 | 0 | 0 | 0 | 0 | 0 | 0 | 1173.954 | 0 | 0
6747 | 1220.5699 | 0 | 0 | 0 | 0 | 0 | 0 | 1220.57 | 0 | 0
6748 | 1091.5981 | 0 | 0 | 0 | 0 | 0 | 0 | 1091.598 | 0 | 0
6749 | 1039.5433 | 0 | 0 | 0 | 0 | 0 | 0 | 1039.543 | 0 | 0
6750 | 1033.3278 | 0 | 0 | 0 | 0 | 0 | 0 | 1033.328 | 0 | 0
6751 | 1125.2328 | 88.61 | 231.6784 | 0 | -231.6784 | 0 | 0 | 1125.233 | 0 | 0
6752 | 1299.0474 | 212.06 | 643.3931 | 0 | -643.3931 | 0 | 0 | 1299.047 | 0 | 0
6753 | 1556.2421 | 323.1 | 970.0691 | 0 | -970.0691 | 0 | 0 | 1556.242 | 0 | 0
6754 | 1612.0778 | 179.59 | 519.9966 | 0 | -519.9966 | 0 | 0 | 1612.078 | 0 | 0
6755 | 0 | 447.11 | 1307.2714 | 0 | -1225.3959 | 0 | 81.8755 | 0 | 0 | 0
6756 | 1493.2053 | 702.76 | 2014.8719 | 789.476 | -1225.3959 | 0 | 0 | 733.22 | 0 | 0
6757 | 1246.7915 | 665.37 | 1913.041 | 687.6451 | -1225.3959 | 0 | 0 | 584.833 | 0 | 0
6758 | 1561.9623 | 618.17 | 1791.5663 | 1423.5012 | -368.0651 | 0 | 0 | 191.636 | 0 | 0
6759 | 1551.8563 | 327.3 | 965.3592 | 965.3592 | 0 | 0 | 0 | 622.558 | 0 | 0
6760 | 1685.1478 | 324.99 | 983.2661 | 983.2661 | 0 | 0 | 0 | 738.612 | 0 | 0
6761 | 1491.6931 | 163.89 | 470.4383 | 470.4383 | 0 | 0 | 0 | 1038.828 | 0 | 0
6762 | 1361.0005 | 15.85 | 12.9508 | 12.9508 | 0 | 0 | 0 | 1348.533 | 0 | 0
6763 | 1278.8742 | 0 | 0 | 0 | 0 | 0 | 0 | 388.559 | 0 | 924.8634
6764 | 1114.9063 | 0 | 0 | 0 | 0 | 0 | 0 | 0 | 0 | 1158.1696
6765 | 1342.5492 | 0 | 0 | 0 | 0 | 0 | 0 | 162.928 | 0 | 1225.3959
6766 | 1593.5002 | 0 | 0 | 0 | 0 | 0 | 0 | 413.879 | 0 | 1225.3959
6767 | 1337.8875 | 0 | 0 | 0 | 0 | 0 | 0 | 158.266 | 0 | 1225.3959
6768 | 1203.4772 | 0 | 0 | 0 | 0 | 0 | 0 | 1203.477 | 0 | 0
6769 | 923.0026 | 0 | 0 | 0 | 0 | 0 | 0 | 923.003 | 0 | 0
6770 | 1208.9158 | 0 | 0 | 0 | 0 | 0 | 0 | 1208.916 | 0 | 0
6771 | 935.4336 | 0 | 0 | 0 | 0 | 0 | 0 | 935.434 | 0 | 0
6772 | 835.9855 | 0 | 0 | 0 | 0 | 0 | 0 | 835.985 | 0 | 0
6773 | 948.6415 | 0 | 0 | 0 | 0 | 0 | 0 | 948.642 | 0 | 0
6774 | 1023.2276 | 0 | 0 | 0 | 0 | 0 | 0 | 1023.228 | 0 | 0
6775 | 855.543 | 7.83 | 5.515 | 0 | -5.515 | 0 | 0 | 855.543 | 0 | 0
6776 | 734.4698 | 124.84 | 367.8979 | 0 | -367.8979 | 0 | 0 | 734.47 | 0 | 0
6777 | 1354.9452 | 493.25 | 1495.7126 | 270.3167 | -1225.3959 | 0 | 0 | 1094.727 | 0 | 0
6778 | 1584.1702 | 549.98 | 1628.8178 | 403.4219 | -1225.3959 | 0 | 0 | 1195.819 | 0 | 0
6779 | 1585.9435 | 442.88 | 1297.9554 | 72.5595 | -1225.3959 | 0 | 0 | 1516.095 | 0 | 0
6780 | 1196.4829 | 492.73 | 1436.9807 | 211.5848 | -1225.3959 | 0 | 0 | 992.803 | 0 | 0
6781 | 1424.9425 | 374.48 | 1096.0792 | 92.7081 | -1003.3711 | 0 | 0 | 1335.698 | 0 | 0
6782 | 1249.168 | 402.92 | 1185.5546 | 1185.5546 | 0 | 0 | 0 | 107.9 | 0 | 0
6783 | 1398.008 | 531.78 | 1583.2787 | 1452.2573 | -131.0213 | 0 | 0 | 0 | 0 | 0
6784 | 1407.3079 | 395.43 | 1205.2701 | 1205.2701 | 0 | 0 | 0 | 247.061 | 0 | 0
6785 | 1093.0432 | 150.67 | 433.9783 | 433.9783 | 0 | 0 | 0 | 675.276 | 0 | 0
6786 | 1275.5441 | 15.21 | 10.7849 | 10.7849 | 0 | 0 | 0 | 1265.162 | 0 | 0
6787 | 1074.0238 | 0 | 0 | 0 | 0 | 0 | 0 | 0 | 0 | 1115.7012
6788 | 1001.4733 | 0 | 0 | 0 | 0 | 0 | 0 | 0 | 0 | 1040.3349
6789 | 1020.8968 | 0 | 0 | 0 | 0 | 0 | 0 | 0 | 0 | 1060.5127
6790 | 1296.7098 | 0 | 0 | 0 | 0 | 0 | 0 | 117.088 | 0 | 1225.3959
6791 | 1046.5357 | 0 | 0 | 0 | 0 | 0 | 0 | 0 | 0 | 1087.1466
6792 | 1089.2673 | 0 | 0 | 0 | 0 | 0 | 0 | 1089.267 | 0 | 0
6793 | 1177.0613 | 0 | 0 | 0 | 0 | 0 | 0 | 1177.061 | 0 | 0
6794 | 1226.0084 | 0 | 0 | 0 | 0 | 0 | 0 | 1226.008 | 0 | 0
6795 | 1172.3997 | 0 | 0 | 0 | 0 | 0 | 0 | 1172.4 | 0 | 0
6796 | 942.426 | 0 | 0 | 0 | 0 | 0 | 0 | 942.426 | 0 | 0
6797 | 939.3183 | 0 | 0 | 0 | 0 | 0 | 0 | 939.318 | 0 | 0
6798 | 1045.7588 | 0 | 0 | 0 | 0 | 0 | 0 | 1045.759 | 0 | 0
6799 | 671.3979 | 66.79 | 182.0723 | 0 | -182.0723 | 0 | 0 | 671.398 | 0 | 0
6800 | 872.0645 | 177.36 | 529.9836 | 0 | -529.9836 | 0 | 0 | 872.065 | 0 | 0
6801 | 485.7777 | 290.44 | 866.1159 | 0 | -866.1159 | 0 | 0 | 485.778 | 0 | 0
6802 | 364.5171 | 508.37 | 1498.2909 | 272.895 | -1225.3959 | 0 | 0 | 101.816 | 0 | 0
6803 | 364.7608 | 627.75 | 1825.2059 | 378.9165 | -1225.3959 | 0 | 220.8935 | 0 | 0 | 0
6804 | 378.6719 | 455.85 | 1332.4156 | 182.5616 | -1149.854 | 0 | 0 | 202.93 | 0 | 0
6805 | 728.4592 | 268.73 | 781.204 | 756.7267 | -24.4774 | 0 | 0 | 0 | 0 | 0
6806 | 1278.5809 | 340.68 | 1003.4106 | 1003.4106 | 0 | 0 | 0 | 312.653 | 0 | 0
6807 | 1456.5445 | 57.9 | 151.385 | 151.385 | 0 | 0 | 0 | 1310.815 | 0 | 0
6808 | 1463.702 | 55.98 | 148.5595 | 148.5595 | 0 | 0 | 0 | 1320.692 | 0 | 0
6809 | 1357.0867 | 12.73 | 19.5534 | 19.5534 | 0 | 0 | 0 | 1338.264 | 0 | 0
6810 | 968.9779 | 1.96 | 0 | 0 | 0 | 0 | 0 | 968.978 | 0 | 0
6811 | 859.4179 | 0 | 0 | 0 | 0 | 0 | 0 | 0 | 0 | 892.7675
6812 | 666.613 | 0 | 0 | 0 | 0 | 0 | 0 | 0 | 0 | 692.4807
6813 | 1020.8968 | 0 | 0 | 0 | 0 | 0 | 0 | 0 | 0 | 1060.5127
6814 | 1041.8741 | 0 | 0 | 0 | 0 | 0 | 0 | 0 | 0 | 1082.3037
6815 | 1133.5528 | 0 | 0 | 0 | 0 | 0 | 0 | 0 | 0 | 1177.5402
6816 | 1121.8987 | 0 | 0 | 0 | 0 | 0 | 0 | 1121.899 | 0 | 0
6817 | 916.0101 | 0 | 0 | 0 | 0 | 0 | 0 | 916.01 | 0 | 0
6818 | 1391.4963 | 0 | 0 | 0 | 0 | 0 | 0 | 1391.496 | 0 | 0
6819 | 1013.9043 | 0 | 0 | 0 | 0 | 0 | 0 | 1013.904 | 0 | 0
6820 | 1124.2295 | 0 | 0 | 0 | 0 | 0 | 0 | 1124.23 | 0 | 0
6821 | 933.1028 | 0 | 0 | 0 | 0 | 0 | 0 | 933.103 | 0 | 0
6822 | 828.2161 | 0 | 0 | 0 | 0 | 0 | 0 | 828.216 | 0 | 0
6823 | 1121.5161 | 29.39 | 69.1397 | 69.1397 | 0 | 0 | 0 | 1054.959 | 0 | 0
6824 | 241.5452 | 124.11 | 363.2118 | 250.9181 | -112.2938 | 0 | 0 | 0 | 0 | 0
6825 | 286.4047 | 241.87 | 719.7141 | 297.5178 | -422.1962 | 0 | 0 | 0 | 0 | 0
6826 | 227.0213 | 466.31 | 1383.2641 | 235.8315 | -1147.4326 | 0 | 0 | 0 | 0 | 0
6827 | 226.7086 | 630.09 | 1845.3421 | 235.5064 | -1225.3959 | 0 | 384.4398 | 0 | 0 | 0
6828 | 265.6099 | 641.32 | 1871.7724 | 275.918 | -1225.3959 | 0 | 370.4585 | 0 | 0 | 0
6829 | 180.5099 | 620.14 | 1812.2427 | 187.5146 | -1225.3959 | 0 | 399.3321 | 0 | 0 | 0
6830 | 244.417 | 387.58 | 1143.2576 | 253.9015 | -889.3561 | 0 | 0 | 0 | 0 | 0
6831 | 281.7887 | 43.17 | 107.5246 | 107.5246 | 0 | 0 | 0 | 0 | 0 | 185.1991
6832 | 244.5879 | 32.35 | 77.0274 | 77.0274 | 0 | 0 | 0 | 0 | 0 | 177.0518
6833 | 259.577 | 100.57 | 288.0928 | 269.6498 | -18.4429 | 0 | 0 | 0 | 0 | 0
6834 | 261.3999 | 9.44 | 1.3369 | 1.3369 | 0 | 0 | 0 | 0 | 0 | 270.2066
6835 | 181.0159 | 0 | 0 | 0 | 0 | 0 | 0 | 0 | 0 | 188.0403
6836 | 341.8528 | 0 | 0 | 0 | 0 | 0 | 0 | 0 | 0 | 355.1185
6837 | 203.5578 | 0 | 0 | 0 | 0 | 0 | 0 | 0 | 0 | 211.457
6838 | 261.8282 | 0 | 0 | 0 | 0 | 0 | 0 | 0 | 0 | 271.9882
6839 | 280.4747 | 0 | 0 | 0 | 0 | 0 | 0 | 0 | 0 | 291.3588
6840 | 239.297 | 0 | 0 | 0 | 0 | 0 | 0 | 0 | 0 | 248.5829
6841 | 247.8433 | 0 | 0 | 0 | 0 | 0 | 0 | 247.843 | 0 | 0
6842 | 213.658 | 0 | 0 | 0 | 0 | 0 | 0 | 213.658 | 0 | 0
6843 | 278.9208 | 0 | 0 | 0 | 0 | 0 | 0 | 278.921 | 0 | 0
6844 | 284.3594 | 0 | 0 | 0 | 0 | 0 | 0 | 250.938 | 0 | 34.7179
6845 | 227.6429 | 0 | 0 | 0 | 0 | 0 | 0 | 0 | 0 | 236.4766
6846 | 224.5351 | 0 | 0 | 0 | 0 | 0 | 0 | 0 | 0 | 233.248
6847 | 211.1465 | 63.84 | 164.4594 | 164.4594 | 0 | 0 | 0 | 0 | 0 | 54.8811
6848 | 228.4266 | 394.31 | 1206.3058 | 237.29 | -969.0158 | 0 | 0 | 0 | 0 | 0
6849 | 798.5303 | 287.98 | 861.1556 | 829.5168 | -31.6389 | 0 | 0 | 0 | 0 | 0
6850 | 1189.1388 | 485.15 | 1438.4402 | 1235.2832 | -203.157 | 0 | 0 | 0 | 0 | 0
6851 | 1149.785 | 352.93 | 1034.8085 | 1034.8085 | 0 | 0 | 0 | 0 | 0 | 159.5937
6852 | 1049.2511 | 496.13 | 1447.1693 | 1089.9669 | -357.2024 | 0 | 0 | 0 | 0 | 0
6853 | 1004.3509 | 635.55 | 1848.7546 | 1043.3246 | -805.43 | 0 | 0 | 0 | 0 | 0
6854 | 1250.2042 | 666.15 | 1948.5016 | 1298.7179 | -649.7838 | 0 | 0 | 0 | 0 | 0
6855 | 903.8122 | 441.83 | 1313.4658 | 938.8842 | -374.5816 | 0 | 0 | 0 | 0 | 0
6856 | 1265.9984 | 208.1 | 619.887 | 619.887 | 0 | 0 | 0 | 669.267 | 0 | 0
6857 | 1338.141 | 9.79 | 10.9397 | 10.9397 | 0 | 0 | 0 | 1327.61 | 0 | 0
6858 | 1446.2015 | 6.55 | 0 | 0 | 0 | 0 | 0 | 1446.201 | 0 | 0
6859 | 1536.9168 | 0 | 0 | 0 | 0 | 0 | 0 | 711.317 | 0 | 857.6372
6860 | 1201.1464 | 0 | 0 | 0 | 0 | 0 | 0 | 21.525 | 0 | 1225.3959
6861 | 1445.882 | 0 | 0 | 0 | 0 | 0 | 0 | 266.261 | 0 | 1225.3959
6862 | 1395.381 | 0 | 0 | 0 | 0 | 0 | 0 | 215.76 | 0 | 1225.3959
6863 | 1485.5058 | 0 | 0 | 0 | 0 | 0 | 0 | 305.884 | 0 | 1225.3959
6864 | 1257.086 | 0 | 0 | 0 | 0 | 0 | 0 | 1257.086 | 0 | 0
6865 | 1266.4092 | 0 | 0 | 0 | 0 | 0 | 0 | 1266.409 | 0 | 0
6866 | 1198.8156 | 0 | 0 | 0 | 0 | 0 | 0 | 1198.816 | 0 | 0
6867 | 1652.5475 | 0 | 0 | 0 | 0 | 0 | 0 | 1652.548 | 0 | 0
6868 | 1262.5245 | 0 | 0 | 0 | 0 | 0 | 0 | 1262.525 | 0 | 0
6869 | 1325.4565 | 0 | 0 | 0 | 0 | 0 | 0 | 1325.457 | 0 | 0
6870 | 1463.7515 | 0 | 0 | 0 | 0 | 0 | 0 | 1463.752 | 0 | 0
6871 | 1647.1089 | 133.93 | 347.6703 | 0 | -347.6703 | 0 | 0 | 1647.109 | 0 | 0
6872 | 1347.642 | 289.23 | 873.2536 | 0 | -873.2536 | 0 | 0 | 1347.642 | 0 | 0
6873 | 1537.3752 | 332.34 | 984.7931 | 0 | -984.7931 | 0 | 0 | 1537.375 | 0 | 0
6874 | 2055.2559 | 580.22 | 1679.8397 | 454.4438 | -1225.3959 | 0 | 0 | 1617.788 | 0 | 0
6875 | 1950.1673 | 604.51 | 1734.4528 | 509.0569 | -1225.3959 | 0 | 0 | 1460.126 | 0 | 0
6876 | 1632.9415 | 632.58 | 1810.993 | 585.5971 | -1225.3959 | 0 | 0 | 1069.22 | 0 | 0
6877 | 1578.9248 | 605.95 | 1740.7064 | 1364.5292 | -376.1772 | 0 | 0 | 265.368 | 0 | 0
6878 | 1500.0918 | 588.25 | 1709.6108 | 1558.3027 | -151.3081 | 0 | 0 | 0 | 0 | 0
6879 | 1560.4337 | 469.9 | 1391.4291 | 1391.4291 | 0 | 0 | 0 | 220.981 | 0 | 0
6880 | 1354.9627 | 237.27 | 708.7391 | 708.7391 | 0 | 0 | 0 | 672.699 | 0 | 0
6881 | 1401.9869 | 135.36 | 387.6144 | 387.6144 | 0 | 0 | 0 | 1028.852 | 0 | 0
6882 | 1511.5332 | 9.14 | 0 | 0 | 0 | 0 | 0 | 1511.533 | 0 | 0
6883 | 1511.2516 | 0 | 0 | 0 | 0 | 0 | 0 | 548.681 | 0 | 999.9223
6884 | 1042.651 | 0 | 0 | 0 | 0 | 0 | 0 | 0 | 0 | 1083.1108
6885 | 1417.1352 | 0 | 0 | 0 | 0 | 0 | 0 | 237.514 | 0 | 1225.3959
6886 | 1734.126 | 0 | 0 | 0 | 0 | 0 | 0 | 554.505 | 0 | 1225.3959
6887 | 1786.9578 | 0 | 0 | 0 | 0 | 0 | 0 | 607.336 | 0 | 1225.3959
6888 | 1498.7138 | 0 | 0 | 0 | 0 | 0 | 0 | 1498.714 | 0 | 0
6889 | 1306.0331 | 0 | 0 | 0 | 0 | 0 | 0 | 1306.033 | 0 | 0
6890 | 1539.8915 | 0 | 0 | 0 | 0 | 0 | 0 | 1539.891 | 0 | 0
6891 | 1354.9802 | 0 | 0 | 0 | 0 | 0 | 0 | 1354.98 | 0 | 0
6892 | 1587.2847 | 0 | 0 | 0 | 0 | 0 | 0 | 1587.285 | 0 | 0
6893 | 1386.8347 | 0 | 0 | 0 | 0 | 0 | 0 | 1386.835 | 0 | 0
6894 | 1682.8481 | 0 | 0 | 0 | 0 | 0 | 0 | 1682.848 | 0 | 0
6895 | 1314.5969 | 83.6 | 221.8939 | 0 | -221.8939 | 0 | 0 | 1314.597 | 0 | 0
6896 | 1491.5815 | 236.77 | 720.008 | 0 | -720.008 | 0 | 0 | 1491.581 | 0 | 0
6897 | 1238.8415 | 361.64 | 1094.0681 | 0 | -1094.0681 | 0 | 0 | 1238.842 | 0 | 0
6898 | 1931.0148 | 566.73 | 1691.2313 | 465.8354 | -1225.3959 | 0 | 0 | 1482.581 | 0 | 0
6899 | 1849.8422 | 498.25 | 1473.8728 | 248.4769 | -1225.3959 | 0 | 0 | 1610.647 | 0 | 0
6900 | 1624.0727 | 848.19 | 2451.9927 | 1226.5968 | -1225.3959 | 0 | 0 | 443.296 | 0 | 0
6901 | 1805.6859 | 681.81 | 1991.6598 | 1582.351 | -409.3088 | 0 | 0 | 282.444 | 0 | 0
6902 | 1579.4376 | 655.97 | 1928.6511 | 1640.7277 | -287.9234 | 0 | 0 | 0 | 0 | 0
6903 | 1451.8731 | 500.53 | 1499.2041 | 1499.2041 | 0 | 0 | 0 | 8.672 | 0 | 0
6904 | 1128.7455 | 150.11 | 440.8978 | 440.8978 | 0 | 0 | 0 | 704.317 | 0 | 0
6905 | 1228.0848 | 29.39 | 69.2228 | 69.2228 | 0 | 0 | 0 | 1161.448 | 0 | 0
6906 | 1434.2978 | 1.96 | 0 | 0 | 0 | 0 | 0 | 1434.298 | 0 | 0
6907 | 1492.2516 | 0 | 0 | 0 | 0 | 0 | 0 | 666.652 | 0 | 857.6372
6908 | 1240.7703 | 0 | 0 | 0 | 0 | 0 | 0 | 61.149 | 0 | 1225.3959
6909 | 1418.6891 | 0 | 0 | 0 | 0 | 0 | 0 | 239.068 | 0 | 1225.3959
6910 | 1613.7006 | 0 | 0 | 0 | 0 | 0 | 0 | 434.079 | 0 | 1225.3959
6911 | 1366.6343 | 0 | 0 | 0 | 0 | 0 | 0 | 187.013 | 0 | 1225.3959
6912 | 1386.8347 | 0 | 0 | 0 | 0 | 0 | 0 | 1386.835 | 0 | 0
6913 | 1509.5909 | 0 | 0 | 0 | 0 | 0 | 0 | 1509.591 | 0 | 0
6914 | 1275.7325 | 0 | 0 | 0 | 0 | 0 | 0 | 1275.732 | 0 | 0
6915 | 1501.8215 | 0 | 0 | 0 | 0 | 0 | 0 | 1501.822 | 0 | 0
6916 | 1306.0331 | 0 | 0 | 0 | 0 | 0 | 0 | 1306.033 | 0 | 0
6917 | 1323.1257 | 0 | 0 | 0 | 0 | 0 | 0 | 1323.126 | 0 | 0
6918 | 1096.2598 | 0 | 0 | 0 | 0 | 0 | 0 | 1096.26 | 0 | 0
6919 | 1443.5696 | 52.2 | 138.5766 | 0 | -138.5766 | 0 | 0 | 1443.57 | 0 | 0
6920 | 1285.1606 | 182.11 | 546.6492 | 0 | -546.6492 | 0 | 0 | 1285.161 | 0 | 0
6921 | 1191.5872 | 350.95 | 1056.1673 | 0 | -1056.1673 | 0 | 0 | 1191.587 | 0 | 0
6922 | 1744.2447 | 358.61 | 1061.4486 | 0 | -1061.4486 | 0 | 0 | 1744.245 | 0 | 0
6923 | 1620.4415 | 509.44 | 1486.4278 | 261.0319 | -1225.3959 | 0 | 0 | 1369.161 | 0 | 0
6924 | 1876.2766 | 699.5 | 2004.4008 | 779.0049 | -1225.3959 | 0 | 0 | 1126.372 | 0 | 0
6925 | 1620.8484 | 803.71 | 2287.3037 | 1131.5461 | -1155.7575 | 0 | 0 | 531.571 | 0 | 0
6926 | 1712.8476 | 568.45 | 1659.6236 | 1659.6236 | 0 | 0 | 0 | 115.22 | 0 | 0
6927 | 1534.4519 | 488.51 | 1455.8194 | 1455.8194 | 0 | 0 | 0 | 133.015 | 0 | 0
6928 | 1664.7066 | 72.95 | 201.7806 | 201.7806 | 0 | 0 | 0 | 1470.464 | 0 | 0
6929 | 1575.5306 | 21.55 | 45.7614 | 45.7614 | 0 | 0 | 0 | 1531.479 | 0 | 0
6930 | 1789.0993 | 1.96 | 0 | 0 | 0 | 0 | 0 | 1789.099 | 0 | 0
6931 | 1655.2046 | 0 | 0 | 0 | 0 | 0 | 0 | 829.605 | 0 | 857.6372
6932 | 1494.8291 | 0 | 0 | 0 | 0 | 0 | 0 | 315.208 | 0 | 1225.3959
6933 | 1709.264 | 0 | 0 | 0 | 0 | 0 | 0 | 529.643 | 0 | 1225.3959
6934 | 1697.6099 | 0 | 0 | 0 | 0 | 0 | 0 | 517.989 | 0 | 1225.3959
6935 | 1894.9522 | 0 | 0 | 0 | 0 | 0 | 0 | 715.331 | 0 | 1225.3959
6936 | 1490.1674 | 0 | 0 | 0 | 0 | 0 | 0 | 1490.167 | 0 | 0
6937 | 1436.5587 | 0 | 0 | 0 | 0 | 0 | 0 | 1436.559 | 0 | 0
6938 | 1714.7026 | 0 | 0 | 0 | 0 | 0 | 0 | 1714.703 | 0 | 0
6939 | 1420.243 | 0 | 0 | 0 | 0 | 0 | 0 | 1420.243 | 0 | 0
6940 | 1859.99 | 0 | 0 | 0 | 0 | 0 | 0 | 1859.99 | 0 | 0
6941 | 1577.9614 | 0 | 0 | 0 | 0 | 0 | 0 | 1577.961 | 0 | 0
6942 | 1522.7988 | 0 | 0 | 0 | 0 | 0 | 0 | 1522.799 | 0 | 0
6943 | 1380.6823 | 95 | 255.2707 | 0 | -255.2707 | 0 | 0 | 1380.682 | 0 | 0
6944 | 1445.3682 | 272.3 | 834.8167 | 0 | -834.8167 | 0 | 0 | 1445.368 | 0 | 0
6945 | 1443.6317 | 489.94 | 1493.018 | 267.6221 | -1225.3959 | 0 | 0 | 1186.007 | 0 | 0
6946 | 1751.3527 | 701.95 | 2092.9236 | 867.5277 | -1225.3959 | 0 | 0 | 916.232 | 0 | 0
6947 | 1975.004 | 636.98 | 1880.0683 | 780.3345 | -1099.7338 | 0 | 0 | 1223.818 | 0 | 0
6948 | 1647.8616 | 820.64 | 2390.1308 | 1711.8069 | -678.3239 | 0 | 0 | 0 | 0 | 0
6949 | 1546.6392 | 747.1 | 2181.3071 | 1606.6559 | -574.6512 | 0 | 0 | 0 | 0 | 0
6950 | 1415.4066 | 673.12 | 1986.1334 | 1470.3315 | -515.8019 | 0 | 0 | 0 | 0 | 0
6951 | 1594.654 | 537.83 | 1616.2586 | 1616.2586 | 0 | 0 | 0 | 38.77 | 0 | 0
6952 | 1899.5274 | 183.75 | 548.4224 | 548.4224 | 0 | 0 | 0 | 1371.591 | 0 | 0
6953 | 1653.7527 | 58.02 | 152.2067 | 152.2067 | 0 | 0 | 0 | 1507.232 | 0 | 0
6954 | 1424.522 | 1.96 | 0 | 0 | 0 | 0 | 0 | 1424.522 | 0 | 0
6955 | 1615.5546 | 0 | 0 | 0 | 0 | 0 | 0 | 723.686 | 0 | 926.4778
6956 | 1257.086 | 0 | 0 | 0 | 0 | 0 | 0 | 77.465 | 0 | 1225.3959
6957 | 1328.5643 | 0 | 0 | 0 | 0 | 0 | 0 | 148.943 | 0 | 1225.3959
6958 | 1113.3524 | 0 | 0 | 0 | 0 | 0 | 0 | 0 | 0 | 1156.5553
6959 | 1417.1352 | 0 | 0 | 0 | 0 | 0 | 0 | 237.514 | 0 | 1225.3959
6960 | 1232.224 | 0 | 0 | 0 | 0 | 0 | 0 | 1232.224 | 0 | 0
6961 | 896.5867 | 0 | 0 | 0 | 0 | 0 | 0 | 896.587 | 0 | 0
6962 | 1312.2486 | 0 | 0 | 0 | 0 | 0 | 0 | 1312.249 | 0 | 0
6963 | 996.8117 | 0 | 0 | 0 | 0 | 0 | 0 | 996.812 | 0 | 0
6964 | 1216.6852 | 0 | 0 | 0 | 0 | 0 | 0 | 1216.685 | 0 | 0
6965 | 1229.1162 | 0 | 0 | 0 | 0 | 0 | 0 | 1229.116 | 0 | 0
6966 | 891.925 | 0 | 0 | 0 | 0 | 0 | 0 | 891.925 | 0 | 0
6967 | 1020.5365 | 56.27 | 151.4286 | 0 | -151.4286 | 0 | 0 | 1020.536 | 0 | 0
6968 | 782.7914 | 200 | 605.5795 | 0 | -605.5795 | 0 | 0 | 782.791 | 0 | 0
6969 | 1064.2324 | 202.01 | 601.1511 | 0 | -601.1511 | 0 | 0 | 1064.232 | 0 | 0
6970 | 1233.7118 | 443.74 | 1326.6305 | 101.2346 | -1225.3959 | 0 | 0 | 1136.259 | 0 | 0
6971 | 1280.4233 | 520.17 | 1537.6679 | 312.272 | -1225.3959 | 0 | 0 | 979.816 | 0 | 0
6972 | 1104.2739 | 515.44 | 1519.0515 | 293.6556 | -1225.3959 | 0 | 0 | 821.589 | 0 | 0
6973 | 1300.3109 | 663.35 | 1947.8119 | 722.416 | -1225.3959 | 0 | 0 | 604.881 | 0 | 0
6974 | 1092.2168 | 361.71 | 1072.9233 | 976.088 | -96.8353 | 0 | 0 | 152.59 | 0 | 0
6975 | 1134.3734 | 409.07 | 1231.2039 | 1178.3921 | -52.8118 | 0 | 0 | 0 | 0 | 0
6976 | 1436.7588 | 208.34 | 626.5655 | 626.5655 | 0 | 0 | 0 | 833.599 | 0 | 0
6977 | 1263.9143 | 104.13 | 298.8776 | 298.8776 | 0 | 0 | 0 | 976.202 | 0 | 0
6978 | 1435.7711 | 4.89 | 0 | 0 | 0 | 0 | 0 | 1435.771 | 0 | 0
6979 | 1114.3042 | 0 | 0 | 0 | 0 | 0 | 0 | 95.794 | 0 | 1058.033
6980 | 986.7115 | 0 | 0 | 0 | 0 | 0 | 0 | 0 | 0 | 1025.0001
6981 | 1394.604 | 0 | 0 | 0 | 0 | 0 | 0 | 214.983 | 0 | 1225.3959
6982 | 1505.7062 | 0 | 0 | 0 | 0 | 0 | 0 | 326.085 | 0 | 1225.3959
6983 | 1400.0426 | 0 | 0 | 0 | 0 | 0 | 0 | 220.421 | 0 | 1225.3959
6984 | 1386.8347 | 0 | 0 | 0 | 0 | 0 | 0 | 1386.835 | 0 | 0
6985 | 1262.5245 | 0 | 0 | 0 | 0 | 0 | 0 | 1262.525 | 0 | 0
6986 | 1246.9858 | 0 | 0 | 0 | 0 | 0 | 0 | 1246.986 | 0 | 0
6987 | 1582.6231 | 0 | 0 | 0 | 0 | 0 | 0 | 1582.623 | 0 | 0
6988 | 1398.4887 | 0 | 0 | 0 | 0 | 0 | 0 | 1398.489 | 0 | 0
6989 | 1537.5607 | 0 | 0 | 0 | 0 | 0 | 0 | 1537.561 | 0 | 0
6990 | 1553.8764 | 0 | 0 | 0 | 0 | 0 | 0 | 1553.876 | 0 | 0
6991 | 1107.5098 | 106.02 | 283.2914 | 283.2914 | 0 | 0 | 0 | 834.801 | 0 | 0
6992 | 198.9214 | 268.81 | 824.9616 | 206.6411 | -618.3205 | 0 | 0 | 0 | 0 | 0
6993 | 298.2132 | 541.94 | 1655.5005 | 309.7851 | -1225.3959 | 0 | 120.3196 | 0 | 0 | 0
6994 | 304.1927 | 481.41 | 1439.5393 | 315.9961 | -1123.5432 | 0 | 0 | 0 | 0 | 0
6995 | 345.2975 | 496.87 | 1467.8664 | 358.6972 | -1109.1692 | 0 | 0 | 0 | 0 | 0
6996 | 302.5368 | 724.97 | 2112.4178 | 314.2769 | -1225.3959 | 0 | 572.745 | 0 | 0 | 0
6997 | 291.076 | 317.85 | 933.0014 | 302.3711 | -630.6303 | 0 | 0 | 0 | 0 | 0
6998 | 306.2603 | 535.89 | 1584.6707 | 318.1443 | -476.935 | 0 | 789.5913 | 0 | 0 | 0
6999 | 275.21 | 556.99 | 1670.5113 | 285.8895 | 0 | 0 | 1384.6218 | 0 | 0 | 0
7000 | 224.034 | 387.61 | 1188.4072 | 232.7276 | 0 | 0 | 955.6796 | 0 | 0 | 0
7001 | 243.4565 | 65.22 | 178.9217 | 178.9217 | 0 | 0 | 0 | 0 | 0 | 73.9816
7002 | 289.9125 | 3.91 | 0 | 0 | 0 | 0 | 0 | 0 | 0 | 301.163
7003 | 248.7805 | 0 | 0 | 0 | 0 | 0 | 0 | 0 | 0 | 258.4338
7004 | 309.2214 | 0 | 0 | 0 | 0 | 0 | 0 | 0 | 0 | 321.2202
7005 | 289.7979 | 0 | 0 | 0 | 0 | 0 | 0 | 0 | 0 | 301.0435
7006 | 230.7506 | 0 | 0 | 0 | 0 | 0 | 0 | 0 | 0 | 239.7052
7007 | 296.7904 | 0 | 0 | 0 | 0 | 0 | 0 | 0 | 0 | 308.3069
7008 | 163.157 | 0 | 0 | 0 | 0 | 0 | 0 | 0 | 0 | 169.4883
7009 | 222.2043 | 0 | 0 | 0 | 0 | 0 | 0 | 168.303 | 0 | 55.9926
7010 | 219.8735 | 0 | 0 | 0 | 0 | 0 | 0 | 0 | 0 | 228.4062
7011 | 215.2119 | 0 | 0 | 0 | 0 | 0 | 0 | 0 | 0 | 223.5632
7012 | 131.3026 | 0 | 0 | 0 | 0 | 0 | 0 | 0 | 0 | 136.3982
7013 | 144.5105 | 0 | 0 | 0 | 0 | 0 | 0 | 0 | 0 | 150.1187
7014 | 197.3423 | 0 | 0 | 0 | 0 | 0 | 0 | 0 | 0 | 204.9998
7015 | 135.9137 | 66.28 | 180.7707 | 141.1881 | -39.5826 | 0 | 0 | 0 | 0 | 0
7016 | 163.4921 | 233.01 | 711.5844 | 169.8363 | -541.7481 | 0 | 0 | 0 | 0 | 0
7017 | 970.3841 | 393.39 | 1199.1962 | 1008.0405 | -191.1557 | 0 | 0 | 0 | 0 | 0
7018 | 1153.9649 | 485.7 | 1456.6525 | 1198.7443 | -257.9082 | 0 | 0 | 0 | 0 | 0
7019 | 1330.2706 | 754.1 | 2228.2902 | 1381.8918 | -846.3984 | 0 | 0 | 0 | 0 | 0
7020 | 1342.4171 | 822.77 | 2414.5209 | 1394.5092 | -1020.0117 | 0 | 0 | 0 | 0 | 0
7021 | 1361.5307 | 616.38 | 1825.9871 | 1414.3649 | -411.6222 | 0 | 0 | 0 | 0 | 0
7022 | 1355.7183 | 265.9 | 785.4018 | 785.4018 | 0 | 0 | 0 | 599.655 | 0 | 0
7023 | 1394.876 | 198.79 | 585.8786 | 585.8786 | 0 | 0 | 0 | 830.883 | 0 | 0
7024 | 1538.6163 | 110.19 | 317.3756 | 317.3756 | 0 | 0 | 0 | 1233.096 | 0 | 0
7025 | 1416.4175 | 39.2 | 99.1601 | 99.1601 | 0 | 0 | 0 | 1320.961 | 0 | 0
7026 | 1352.2386 | 1.96 | 0 | 0 | 0 | 0 | 0 | 1352.239 | 0 | 0
7027 | 1554.2017 | 0 | 0 | 0 | 0 | 0 | 0 | 444.013 | 0 | 1153.2696
7028 | 1215.1313 | 0 | 0 | 0 | 0 | 0 | 0 | 35.51 | 0 | 1225.3959
7029 | 895.0328 | 0 | 0 | 0 | 0 | 0 | 0 | 0 | 0 | 929.7645
7030 | 1180.946 | 0 | 0 | 0 | 0 | 0 | 0 | 1.325 | 0 | 1225.3959
7031 | 1267.9631 | 0 | 0 | 0 | 0 | 0 | 0 | 88.342 | 0 | 1225.3959
7032 | 849.9704 | 0 | 0 | 0 | 0 | 0 | 0 | 849.97 | 0 | 0
7033 | 1104.8061 | 0 | 0 | 0 | 0 | 0 | 0 | 1104.806 | 0 | 0
7034 | 738.0913 | 0 | 0 | 0 | 0 | 0 | 0 | 738.091 | 0 | 0
7035 | 1162.2995 | 0 | 0 | 0 | 0 | 0 | 0 | 1162.3 | 0 | 0
7036 | 1122.6757 | 0 | 0 | 0 | 0 | 0 | 0 | 1122.676 | 0 | 0
7037 | 1184.8307 | 0 | 0 | 0 | 0 | 0 | 0 | 1184.831 | 0 | 0
7038 | 1024.0045 | 0 | 0 | 0 | 0 | 0 | 0 | 1024.005 | 0 | 0
7039 | 1256.0216 | 53.72 | 143.2584 | 0 | -143.2584 | 0 | 0 | 1256.022 | 0 | 0
7040 | 1353.606 | 259.63 | 794.1195 | 0 | -794.1195 | 0 | 0 | 1353.606 | 0 | 0
7041 | 1534.3568 | 211.41 | 630.462 | 0 | -630.462 | 0 | 0 | 1534.357 | 0 | 0
7042 | 1602.1427 | 505.97 | 1511.8577 | 286.4618 | -1225.3959 | 0 | 0 | 1326.382 | 0 | 0
7043 | 1628.6013 | 747.3 | 2197.6548 | 972.2589 | -1225.3959 | 0 | 0 | 692.662 | 0 | 0
7044 | 1636.1784 | 852.02 | 2483.188 | 1257.7921 | -1225.3959 | 0 | 0 | 425.372 | 0 | 0
7045 | 1876.1804 | 868.28 | 2533.9253 | 1880.9243 | -653.001 | 0 | 0 | 65.519 | 0 | 0
7046 | 1679.1101 | 762.81 | 2256.6288 | 1744.2674 | -512.3614 | 0 | 0 | 0 | 0 | 0
7047 | 1605.5447 | 499.11 | 1505.1159 | 1505.1159 | 0 | 0 | 0 | 156.653 | 0 | 0
7048 | 1427.7269 | 253.76 | 769.4593 | 769.4593 | 0 | 0 | 0 | 687.011 | 0 | 0
7049 | 1587.1934 | 167.6 | 473.7957 | 473.7957 | 0 | 0 | 0 | 1131.097 | 0 | 0
7050 | 1493.7656 | 7.48 | 0 | 0 | 0 | 0 | 0 | 1493.766 | 0 | 0
7051 | 1428.0124 | 0 | 0 | 0 | 0 | 0 | 0 | 602.412 | 0 | 857.6372
7052 | 1214.3544 | 0 | 0 | 0 | 0 | 0 | 0 | 34.733 | 0 | 1225.3959
7053 | 1286.6096 | 0 | 0 | 0 | 0 | 0 | 0 | 106.988 | 0 | 1225.3959
7054 | 1485.5058 | 0 | 0 | 0 | 0 | 0 | 0 | 305.884 | 0 | 1225.3959
7055 | 1588.0616 | 0 | 0 | 0 | 0 | 0 | 0 | 408.44 | 0 | 1225.3959
7056 | 1464.5285 | 0 | 0 | 0 | 0 | 0 | 0 | 1464.528 | 0 | 0
7057 | 943.9799 | 0 | 0 | 0 | 0 | 0 | 0 | 943.98 | 0 | 0
7058 | 1055.082 | 0 | 0 | 0 | 0 | 0 | 0 | 1055.082 | 0 | 0
7059 | 1517.3603 | 0 | 0 | 0 | 0 | 0 | 0 | 1517.36 | 0 | 0
7060 | 1184.8307 | 0 | 0 | 0 | 0 | 0 | 0 | 1184.831 | 0 | 0
7061 | 1555.4302 | 0 | 0 | 0 | 0 | 0 | 0 | 1555.43 | 0 | 0
7062 | 1419.4661 | 0 | 0 | 0 | 0 | 0 | 0 | 1419.466 | 0 | 0
7063 | 1509.6793 | 122.01 | 322.633 | 0 | -322.633 | 0 | 0 | 1509.679 | 0 | 0
7064 | 1222.5996 | 331.66 | 1023.3131 | 0 | -1023.3131 | 0 | 0 | 1222.6 | 0 | 0
7065 | 1098.0623 | 457.55 | 1392.8543 | 167.4584 | -1225.3959 | 0 | 0 | 936.86 | 0 | 0
7066 | 1450.0124 | 587.93 | 1754.2171 | 528.8212 | -1225.3959 | 0 | 0 | 940.946 | 0 | 0
7067 | 1367.1296 | 628.25 | 1848.9374 | 623.5415 | -1225.3959 | 0 | 0 | 766.881 | 0 | 0
7068 | 1547.1005 | 718.56 | 2096.5895 | 1542.5025 | -554.087 | 0 | 0 | 62.218 | 0 | 0
7069 | 1876.2222 | 766.01 | 2231.23 | 1949.0283 | -282.2017 | 0 | 0 | 0 | 0 | 0
7070 | 1289.5668 | 641.05 | 1890.5758 | 1339.6083 | -550.9675 | 0 | 0 | 0 | 0 | 0
7071 | 1309.7799 | 94.97 | 265.0593 | 265.0593 | 0 | 0 | 0 | 1054.622 | 0 | 0
7072 | 1430.0072 | 43.13 | 110.0479 | 110.0479 | 0 | 0 | 0 | 1324.07 | 0 | 0
7073 | 1378.6088 | 15.67 | 28.2513 | 28.2513 | 0 | 0 | 0 | 1351.413 | 0 | 0
7074 | 911.5146 | 0.98 | 0 | 0 | 0 | 0 | 0 | 911.515 | 0 | 0
7075 | 1308.9971 | 0 | 0 | 0 | 0 | 0 | 0 | 213.341 | 0 | 1138.1727
7076 | 978.1652 | 0 | 0 | 0 | 0 | 0 | 0 | 0 | 0 | 1016.1224
7077 | 1111.0216 | 0 | 0 | 0 | 0 | 0 | 0 | 0 | 0 | 1154.1349
7078 | 1313.0255 | 0 | 0 | 0 | 0 | 0 | 0 | 133.404 | 0 | 1225.3959
7079 | 1476.9595 | 0 | 0 | 0 | 0 | 0 | 0 | 297.338 | 0 | 1225.3959
7080 | 1488.6136 | 0 | 0 | 0 | 0 | 0 | 0 | 1488.614 | 0 | 0
7081 | 1055.859 | 0 | 0 | 0 | 0 | 0 | 0 | 1055.859 | 0 | 0
7082 | 1290.4943 | 0 | 0 | 0 | 0 | 0 | 0 | 1290.494 | 0 | 0
7083 | 1036.4355 | 0 | 0 | 0 | 0 | 0 | 0 | 1036.436 | 0 | 0
7084 | 1038.7663 | 0 | 0 | 0 | 0 | 0 | 0 | 1038.766 | 0 | 0
7085 | 936.9874 | 0 | 0 | 0 | 0 | 0 | 0 | 936.987 | 0 | 0
7086 | 1198.0387 | 0 | 0 | 0 | 0 | 0 | 0 | 1198.039 | 0 | 0
7087 | 1205.407 | 126.2 | 333.0481 | 0 | -333.0481 | 0 | 0 | 1205.407 | 0 | 0
7088 | 1106.8931 | 306.86 | 946.909 | 0 | -946.909 | 0 | 0 | 1106.893 | 0 | 0
7089 | 1442.5236 | 553.5 | 1691.037 | 465.6411 | -1225.3959 | 0 | 0 | 994.277 | 0 | 0
7090 | 1737.0055 | 665.29 | 1982.7687 | 757.3728 | -1225.3959 | 0 | 0 | 1007.925 | 0 | 0
7091 | 1443.4841 | 659.55 | 1936.2895 | 710.8936 | -1225.3959 | 0 | 0 | 759.147 | 0 | 0
7092 | 1588.2695 | 472.06 | 1383.7596 | 1194.185 | -189.5746 | 0 | 0 | 438.693 | 0 | 0
7093 | 1786.2343 | 802.33 | 2290.7878 | 1855.5484 | -435.2395 | 0 | 0 | 0 | 0 | 0
7094 | 1390.1667 | 791.57 | 2272.5433 | 1444.1121 | -828.4312 | 0 | 0 | 0 | 0 | 0
7095 | 1677.3843 | 562.62 | 1654.3786 | 1654.3786 | 0 | 0 | 0 | 84.806 | 0 | 0
7096 | 1676.6695 | 361.54 | 1093.905 | 1093.905 | 0 | 0 | 0 | 623.627 | 0 | 0
7097 | 1553.3917 | 121.01 | 340.9326 | 340.9326 | 0 | 0 | 0 | 1225.195 | 0 | 0
7098 | 1585.9659 | 4.22 | 0 | 0 | 0 | 0 | 0 | 1585.966 | 0 | 0
7099 | 1572.7909 | 0 | 0 | 0 | 0 | 0 | 0 | 669.039 | 0 | 938.8219
7100 | 1489.3905 | 0 | 0 | 0 | 0 | 0 | 0 | 309.769 | 0 | 1225.3959
7101 | 1698.3869 | 0 | 0 | 0 | 0 | 0 | 0 | 518.766 | 0 | 1225.3959
7102 | 1112.5755 | 0 | 0 | 0 | 0 | 0 | 0 | 0 | 0 | 1155.7482
7103 | 1168.515 | 0 | 0 | 0 | 0 | 0 | 0 | 0 | 0 | 1213.8589
7104 | 371.3765 | 0 | 0 | 0 | 0 | 0 | 0 | 371.376 | 0 | 0
7105 | 116.5407 | 0 | 0 | 0 | 0 | 0 | 0 | 116.541 | 0 | 0
7106 | 122.7562 | 0 | 0 | 0 | 0 | 0 | 0 | 122.756 | 0 | 0
7107 | 114.9869 | 0 | 0 | 0 | 0 | 0 | 0 | 114.987 | 0 | 0
7108 | 121.2024 | 0 | 0 | 0 | 0 | 0 | 0 | 121.202 | 0 | 0
7109 | 123.5332 | 0 | 0 | 0 | 0 | 0 | 0 | 123.533 | 0 | 0
7110 | 101.7789 | 0 | 0 | 0 | 0 | 0 | 0 | 101.779 | 0 | 0
7111 | 87.8474 | 83.05 | 219.3696 | 0 | -219.3696 | 0 | 0 | 87.847 | 0 | 0
7112 | 176.3999 | 236.06 | 717.6074 | 0 | -717.6074 | 0 | 0 | 176.4 | 0 | 0
7113 | 1266.3005 | 155.49 | 454.2704 | 0 | -454.2704 | 0 | 0 | 1266.3 | 0 | 0
7114 | 1548.0484 | 47.11 | 119.2652 | 0 | -119.2652 | 0 | 0 | 1548.048 | 0 | 0
7115 | 1673.0266 | 147.66 | 420.0594 | 0 | -420.0594 | 0 | 0 | 1673.027 | 0 | 0
7116 | 1771.9988 | 556.23 | 1611.2277 | 385.8318 | -1225.3959 | 0 | 0 | 1400.58 | 0 | 0
7117 | 1494.0026 | 755.85 | 2162.6149 | 937.219 | -1225.3959 | 0 | 0 | 591.794 | 0 | 0
7118 | 1420.6499 | 540.58 | 1581.0286 | 355.6327 | -1225.3959 | 0 | 0 | 1078.302 | 0 | 0
7119 | 1712.2377 | 540.75 | 1612.8711 | 810.2407 | -802.6304 | 0 | 0 | 932.264 | 0 | 0
7120 | 1677.291 | 247.34 | 747.4096 | 747.4096 | 0 | 0 | 0 | 957.801 | 0 | 0
7121 | 1676.9667 | 8.81 | 8.3042 | 8.3042 | 0 | 0 | 0 | 1668.972 | 0 | 0
7122 | 1398.5489 | 0.98 | 0 | 0 | 0 | 0 | 0 | 1398.549 | 0 | 0
7123 | 1443.0422 | 0 | 0 | 0 | 0 | 0 | 0 | 1443.042 | 0 | 0
7124 | 1379.0653 | 0 | 0 | 0 | 0 | 0 | 0 | 307.491 | 0 | 1113.1562
7125 | 1510.3678 | 0 | 0 | 0 | 0 | 0 | 0 | 330.746 | 0 | 1225.3959
7126 | 1776.0807 | 0 | 0 | 0 | 0 | 0 | 0 | 596.459 | 0 | 1225.3959
7127 | 1299.0406 | 0 | 0 | 0 | 0 | 0 | 0 | 119.419 | 0 | 1225.3959
7128 | 1407.035 | 0 | 0 | 0 | 0 | 0 | 0 | 1407.035 | 0 | 0
7129 | 1057.4129 | 0 | 0 | 0 | 0 | 0 | 0 | 1057.413 | 0 | 0
7130 | 1358.0879 | 0 | 0 | 0 | 0 | 0 | 0 | 1358.088 | 0 | 0
7131 | 1203.4772 | 0 | 0 | 0 | 0 | 0 | 0 | 1203.477 | 0 | 0
7132 | 1147.5377 | 0 | 0 | 0 | 0 | 0 | 0 | 1147.538 | 0 | 0
7133 | 1421.0199 | 0 | 0 | 0 | 0 | 0 | 0 | 1421.02 | 0 | 0
7134 | 1152.9763 | 0 | 0 | 0 | 0 | 0 | 0 | 1152.976 | 0 | 0
7135 | 1150.6454 | 31.36 | 75.1544 | 0 | -75.1544 | 0 | 0 | 1150.645 | 0 | 0
7136 | 1557.2327 | 91.31 | 262.0915 | 0 | -262.0915 | 0 | 0 | 1557.233 | 0 | 0
7137 | 1562.9559 | 34.32 | 82.6899 | 0 | -82.6899 | 0 | 0 | 1562.956 | 0 | 0
7138 | 1484.153 | 194.89 | 570.5033 | 0 | -570.5033 | 0 | 0 | 1484.153 | 0 | 0
7139 | 1538.7348 | 679.17 | 1982.0145 | 756.6186 | -1225.3959 | 0 | 0 | 810.38 | 0 | 0
7140 | 1370.921 | 657.2 | 1923.802 | 698.4061 | -1225.3959 | 0 | 0 | 698.604 | 0 | 0
7141 | 1755.5239 | 166.42 | 477.632 | 0 | -477.632 | 0 | 0 | 1755.524 | 0 | 0
7142 | 1535.2541 | 260.15 | 767.8003 | 0 | -767.8003 | 0 | 0 | 1535.254 | 0 | 0
7143 | 1077.4462 | 56.91 | 149.7697 | 0 | -149.7697 | 0 | 0 | 1077.446 | 0 | 0
7144 | 1517.8449 | 76.51 | 213.3424 | 0 | -213.3424 | 0 | 0 | 1517.845 | 0 | 0
7145 | 1251.0074 | 98.36 | 280.2446 | 0 | -280.2446 | 0 | 0 | 1251.007 | 0 | 0
7146 | 1642.0142 | 3.91 | 0 | 0 | 0 | 0 | 0 | 1642.014 | 0 | 0
7147 | 1603.6198 | 0 | 0 | 0 | 0 | 0 | 0 | 778.02 | 0 | 857.6372
7148 | 1352.6494 | 0 | 0 | 0 | 0 | 0 | 0 | 173.028 | 0 | 1225.3959
7149 | 1404.7042 | 0 | 0 | 0 | 0 | 0 | 0 | 225.083 | 0 | 1225.3959
7150 | 1233.7778 | 0 | 0 | 0 | 0 | 0 | 0 | 54.156 | 0 | 1225.3959
7151 | 1466.0823 | 0 | 0 | 0 | 0 | 0 | 0 | 286.461 | 0 | 1225.3959
7152 | 1573.2998 | 0 | 0 | 0 | 0 | 0 | 0 | 1573.3 | 0 | 0
7153 | 1475.4056 | 0 | 0 | 0 | 0 | 0 | 0 | 1475.406 | 0 | 0
7154 | 1317.6872 | 0 | 0 | 0 | 0 | 0 | 0 | 1317.687 | 0 | 0
7155 | 1793.9503 | 0 | 0 | 0 | 0 | 0 | 0 | 1793.95 | 0 | 0
7156 | 1639.3396 | 0 | 0 | 0 | 0 | 0 | 0 | 1639.34 | 0 | 0
7157 | 1427.2354 | 0 | 0 | 0 | 0 | 0 | 0 | 1427.235 | 0 | 0
7158 | 1366.6343 | 0 | 0 | 0 | 0 | 0 | 0 | 1366.634 | 0 | 0
7159 | 1260.9775 | 76.77 | 198.5748 | 198.5748 | 0 | 0 | 0 | 1069.821 | 0 | 0
7160 | 331.6128 | 347.36 | 1072.8277 | 344.4801 | -728.3476 | 0 | 0 | 0 | 0 | 0
7161 | 268.4554 | 386.29 | 1176.7061 | 278.8734 | -897.8327 | 0 | 0 | 0 | 0 | 0
7162 | 276.049 | 472.4 | 1424.9461 | 286.761 | -1138.1851 | 0 | 0 | 0 | 0 | 0
7163 | 261.2493 | 669.06 | 1998.0724 | 271.3877 | -1225.3959 | 0 | 501.2887 | 0 | 0 | 0
7164 | 324.2289 | 815.69 | 2416.3461 | 336.8106 | -1225.3959 | 0 | 854.1395 | 0 | 0 | 0
7165 | 205.8624 | 876.13 | 2600.8544 | 213.8515 | -1194.2328 | 0 | 1192.7702 | 0 | 0 | 0
7166 | 205.1622 | 581.37 | 1750.1814 | 213.1233 | 0 | 0 | 1537.0581 | 0 | 0 | 0
7167 | 333.7513 | 566.08 | 1730.227 | 346.7021 | 0 | 0 | 1383.5248 | 0 | 0 | 0
7168 | 381.8331 | 288.03 | 887.5693 | 396.6499 | 0 | 0 | 490.9194 | 0 | 0 | 0
7169 | 308.0162 | 163.65 | 461.4869 | 319.9685 | 0 | 0 | 141.5184 | 0 | 0 | 0
7170 | 338.7742 | 8.27 | 0 | 0 | 0 | 0 | 0 | 0 | 0 | 351.92
7171 | 273.5706 | 0 | 0 | 0 | 0 | 0 | 0 | 0 | 0 | 284.1869
7172 | 258.7204 | 0 | 0 | 0 | 0 | 0 | 0 | 0 | 0 | 268.7596
7173 | 300.6751 | 0 | 0 | 0 | 0 | 0 | 0 | 0 | 0 | 312.3426
7174 | 283.5824 | 0 | 0 | 0 | 0 | 0 | 0 | 0 | 0 | 294.5863
7175 | 236.1892 | 0 | 0 | 0 | 0 | 0 | 0 | 0 | 0 | 245.3543
7176 | 135.1872 | 0 | 0 | 0 | 0 | 0 | 0 | 0 | 0 | 140.4329
7177 | 138.295 | 0 | 0 | 0 | 0 | 0 | 0 | 0 | 0 | 143.6615
7178 | 120.4254 | 0 | 0 | 0 | 0 | 0 | 0 | 0 | 0 | 125.0981
7179 | 114.9869 | 0 | 0 | 0 | 0 | 0 | 0 | 0 | 0 | 119.449
7180 | 111.8791 | 0 | 0 | 0 | 0 | 0 | 0 | 0 | 0 | 116.2204
7181 | 98.6711 | 0 | 0 | 0 | 0 | 0 | 0 | 0 | 0 | 102.4999
7182 | 96.3403 | 0 | 0 | 0 | 0 | 0 | 0 | 0 | 0 | 100.0784
7183 | 79.4371 | 140.73 | 363.1246 | 82.5195 | -280.6051 | 0 | 0 | 0 | 0 | 0
7184 | 86.9093 | 365.24 | 1126.5173 | 90.2825 | -1036.2347 | 0 | 0 | 0 | 0 | 0
7185 | 86.5519 | 639.01 | 1952.5416 | 89.9106 | -1225.3959 | 0 | 637.235 | 0 | 0 | 0
7186 | 85.5428 | 820.55 | 2444.291 | 88.8614 | -356.3931 | 0 | 1999.0364 | 0 | 0 | 0
7187 | 82.0117 | 525.36 | 1561.0867 | 85.1945 | 0 | 0 | 1475.8922 | 0 | 0 | 0
7188 | 89.4741 | 555.48 | 1638.2772 | 92.9471 | 0 | 0 | 1545.3301 | 0 | 0 | 0
7189 | 85.7196 | 644.5 | 1904.7088 | 89.0453 | 0 | 0 | 1815.6635 | 0 | 0 | 0
7190 | 90.0355 | 732.28 | 2176.7676 | 93.5288 | 0 | 0 | 2083.2388 | 0 | 0 | 0
7191 | 84.2988 | 115.75 | 328.8461 | 87.5692 | 0 | 0 | 241.2769 | 0 | 0 | 0
7192 | 95.4148 | 233.41 | 707.2868 | 99.1176 | 0 | 0 | 608.1693 | 0 | 0 | 0
7193 | 85.638 | 30.37 | 72.064 | 72.064 | 0 | 0 | 0 | 0 | 0 | 16.8972
7194 | 92.1604 | 1.96 | 0 | 0 | 0 | 0 | 0 | 0 | 0 | 95.7362
7195 | 99.1266 | 0 | 0 | 0 | 0 | 0 | 0 | 0 | 0 | 102.9736
7196 | 101.7789 | 0 | 0 | 0 | 0 | 0 | 0 | 0 | 0 | 105.7285
7197 | 100.225 | 0 | 0 | 0 | 0 | 0 | 0 | 0 | 0 | 104.1142
7198 | 107.9944 | 0 | 0 | 0 | 0 | 0 | 0 | 0 | 0 | 112.1847
7199 | 98.6711 | 0 | 0 | 0 | 0 | 0 | 0 | 0 | 0 | 102.4999
7200 | 104.1097 | 0 | 0 | 0 | 0 | 0 | 0 | 0 | 0 | 108.15
7201 | 94.0095 | 0 | 0 | 0 | 0 | 0 | 0 | 0 | 0 | 97.658
7202 | 100.225 | 0 | 0 | 0 | 0 | 0 | 0 | 0 | 0 | 104.1142
7203 | 97.1173 | 0 | 0 | 0 | 0 | 0 | 0 | 0 | 0 | 100.8856
7204 | 98.6711 | 0 | 0 | 0 | 0 | 0 | 0 | 0 | 0 | 102.4999
7205 | 93.2326 | 0 | 0 | 0 | 0 | 0 | 0 | 0 | 0 | 96.8509
7206 | 98.6711 | 0 | 0 | 0 | 0 | 0 | 0 | 0 | 0 | 102.4999
7207 | 88.0252 | 101.11 | 265.3886 | 91.4408 | -173.9479 | 0 | 0 | 0 | 0 | 0
7208 | 138.2668 | 339.4 | 1039.7407 | 143.6324 | -896.1083 | 0 | 0 | 0 | 0 | 0
7209 | 851.5291 | 558.92 | 1685.014 | 884.5724 | -435.4566 | 0 | 364.9851 | 0 | 0 | 0
7210 | 1151.9371 | 803.56 | 2349.5156 | 1196.6376 | 0 | 0 | 1152.878 | 0 | 0 | 0
7211 | 1368.5727 | 924.84 | 2649.1069 | 1421.6791 | 0 | 0 | 1227.4278 | 0 | 0 | 0
7212 | 1597.6423 | 779.49 | 2244.1694 | 1659.6381 | 0 | 0 | 584.5313 | 0 | 0 | 0
7213 | 1506.7813 | 680.43 | 1976.7613 | 1565.2523 | 0 | 0 | 411.509 | 0 | 0 | 0
7214 | 1412.897 | 599.57 | 1765.2077 | 1467.7241 | 0 | 0 | 297.4836 | 0 | 0 | 0
7215 | 1414.7093 | 396.22 | 1184.3953 | 1184.3953 | 0 | 0 | 0 | 274.557 | 0 | 0
7216 | 1584.3586 | 224.19 | 673.9651 | 673.9651 | 0 | 0 | 0 | 935.57 | 0 | 0
7217 | 1584.5198 | 83.9 | 236.1266 | 236.1266 | 0 | 0 | 0 | 1357.214 | 0 | 0
7218 | 1715.024 | 2.94 | 0 | 0 | 0 | 0 | 0 | 1715.024 | 0 | 0
7219 | 1680.964 | 0 | 0 | 0 | 0 | 0 | 0 | 855.364 | 0 | 857.6372
7220 | 1793.1733 | 0 | 0 | 0 | 0 | 0 | 0 | 613.552 | 0 | 1225.3959
7221 | 1675.8557 | 0 | 0 | 0 | 0 | 0 | 0 | 496.234 | 0 | 1225.3959
7222 | 1509.5909 | 0 | 0 | 0 | 0 | 0 | 0 | 329.97 | 0 | 1225.3959
7223 | 1940.7916 | 0 | 0 | 0 | 0 | 0 | 0 | 761.17 | 0 | 1225.3959
7224 | 1651.7706 | 0 | 0 | 0 | 0 | 0 | 0 | 1651.771 | 0 | 0
7225 | 1884.852 | 0 | 0 | 0 | 0 | 0 | 0 | 1884.852 | 0 | 0
7226 | 1574.8537 | 0 | 0 | 0 | 0 | 0 | 0 | 1574.854 | 0 | 0
7227 | 1236.1086 | 0 | 0 | 0 | 0 | 0 | 0 | 1236.109 | 0 | 0
7228 | 1240.7703 | 0 | 0 | 0 | 0 | 0 | 0 | 1240.77 | 0 | 0
7229 | 1692.1714 | 0 | 0 | 0 | 0 | 0 | 0 | 1692.171 | 0 | 0
7230 | 1647.1089 | 0 | 0 | 0 | 0 | 0 | 0 | 1647.109 | 0 | 0
7231 | 1061.519 | 137.66 | 355.6493 | 0 | -355.6493 | 0 | 0 | 1061.519 | 0 | 0
7232 | 1120.1186 | 381.55 | 1174.1423 | 0 | -1174.1423 | 0 | 0 | 1120.119 | 0 | 0
7233 | 1674.4572 | 564.2 | 1719.5065 | 494.1106 | -1225.3959 | 0 | 0 | 1198.805 | 0 | 0
7234 | 2076.6159 | 775.49 | 2309.9486 | 1084.5527 | -1225.3959 | 0 | 0 | 1032.577 | 0 | 0
7235 | 1845.2748 | 883.27 | 2591.6807 | 1366.2848 | -1225.3959 | 0 | 0 | 530.028 | 0 | 0
7236 | 2071.6969 | 711.6 | 2087.741 | 1827.2389 | -260.5021 | 0 | 0 | 312.714 | 0 | 0
7237 | 1651.0189 | 743.83 | 2183.6361 | 1715.0864 | -468.5498 | 0 | 0 | 0 | 0 | 0
7238 | 1496.2674 | 682.98 | 2028.688 | 1554.3293 | -474.3588 | 0 | 0 | 0 | 0 | 0
7239 | 1315.4865 | 58.87 | 155.5631 | 155.5631 | 0 | 0 | 0 | 1165.735 | 0 | 0
7240 | 1605.1611 | 248.35 | 756.4088 | 756.4088 | 0 | 0 | 0 | 877.008 | 0 | 0
7241 | 1758.8346 | 130.18 | 367.6559 | 367.6559 | 0 | 0 | 0 | 1404.913 | 0 | 0
7242 | 1473.3059 | 5.96 | 0 | 0 | 0 | 0 | 0 | 1473.306 | 0 | 0
7243 | 1812.4967 | 0 | 0 | 0 | 0 | 0 | 0 | 986.897 | 0 | 857.6372
7244 | 1695.2791 | 0 | 0 | 0 | 0 | 0 | 0 | 515.658 | 0 | 1225.3959
7245 | 1998.285 | 0 | 0 | 0 | 0 | 0 | 0 | 818.664 | 0 | 1225.3959
7246 | 1626.9086 | 0 | 0 | 0 | 0 | 0 | 0 | 447.287 | 0 | 1225.3959
7247 | 1615.2545 | 0 | 0 | 0 | 0 | 0 | 0 | 435.633 | 0 | 1225.3959
7248 | 1388.3885 | 0 | 0 | 0 | 0 | 0 | 0 | 1388.389 | 0 | 0
7249 | 1436.5587 | 0 | 0 | 0 | 0 | 0 | 0 | 1436.559 | 0 | 0
7250 | 1567.0843 | 0 | 0 | 0 | 0 | 0 | 0 | 1567.084 | 0 | 0
7251 | 991.3731 | 0 | 0 | 0 | 0 | 0 | 0 | 991.373 | 0 | 0
7252 | 1218.2391 | 0 | 0 | 0 | 0 | 0 | 0 | 1218.239 | 0 | 0
7253 | 1230.6701 | 0 | 0 | 0 | 0 | 0 | 0 | 1230.67 | 0 | 0
7254 | 1351.8724 | 0 | 0 | 0 | 0 | 0 | 0 | 1351.872 | 0 | 0
7255 | 1256.2333 | 44.27 | 115.1266 | 0 | -115.1266 | 0 | 0 | 1256.233 | 0 | 0
7256 | 631.5235 | 124.52 | 369.1756 | 0 | -369.1756 | 0 | 0 | 631.524 | 0 | 0
7257 | 1426.3624 | 204.61 | 611.9755 | 0 | -611.9755 | 0 | 0 | 1426.362 | 0 | 0
7258 | 1434.29 | 608.15 | 1825.8915 | 600.4956 | -1225.3959 | 0 | 0 | 856.226 | 0 | 0
7259 | 1329.046 | 591.66 | 1755.7483 | 530.3524 | -1225.3959 | 0 | 0 | 818.505 | 0 | 0
7260 | 1071.6104 | 579.78 | 1713.4866 | 488.0907 | -1225.3959 | 0 | 0 | 601.752 | 0 | 0
7261 | 1688.5431 | 485.84 | 1440.0867 | 214.6908 | -1225.3959 | 0 | 0 | 1481.872 | 0 | 0
7262 | 1314.6289 | 196.59 | 574.2378 | 162.7101 | -411.5277 | 0 | 0 | 1157.997 | 0 | 0
7263 | 1623.5803 | 188.41 | 558.8894 | 558.8894 | 0 | 0 | 0 | 1085.568 | 0 | 0
7264 | 1596.3166 | 81.44 | 228.7064 | 228.7064 | 0 | 0 | 0 | 1376.154 | 0 | 0
7265 | 1509.3432 | 63.11 | 172.9859 | 172.9859 | 0 | 0 | 0 | 1342.819 | 0 | 0
7266 | 1577.5497 | 1.96 | 0 | 0 | 0 | 0 | 0 | 1577.55 | 0 | 0
7267 | 1551.363 | 0 | 0 | 0 | 0 | 0 | 0 | 725.763 | 0 | 857.6372
7268 | 1267.9631 | 0 | 0 | 0 | 0 | 0 | 0 | 88.342 | 0 | 1225.3959
7269 | 1587.2847 | 0 | 0 | 0 | 0 | 0 | 0 | 407.663 | 0 | 1225.3959
7270 | 1797.835 | 0 | 0 | 0 | 0 | 0 | 0 | 618.214 | 0 | 1225.3959
7271 | 1567.0843 | 0 | 0 | 0 | 0 | 0 | 0 | 387.463 | 0 | 1225.3959
7272 | 1323.9027 | 0 | 0 | 0 | 0 | 0 | 0 | 1323.903 | 0 | 0
7273 | 1209.6927 | 0 | 0 | 0 | 0 | 0 | 0 | 1209.693 | 0 | 0
7274 | 1199.5926 | 0 | 0 | 0 | 0 | 0 | 0 | 1199.593 | 0 | 0
7275 | 1285.8327 | 0 | 0 | 0 | 0 | 0 | 0 | 1285.833 | 0 | 0
7276 | 1353.4263 | 0 | 0 | 0 | 0 | 0 | 0 | 1353.426 | 0 | 0
7277 | 1157.6379 | 0 | 0 | 0 | 0 | 0 | 0 | 1157.638 | 0 | 0
7278 | 1076.0594 | 0 | 0 | 0 | 0 | 0 | 0 | 1076.059 | 0 | 0
7279 | 1040.5708 | 122.71 | 320.6645 | 0 | -320.6645 | 0 | 0 | 1040.571 | 0 | 0
7280 | 680.187 | 346 | 1064.7177 | 0 | -1064.7177 | 0 | 0 | 680.187 | 0 | 0
7281 | 1145.7167 | 562.58 | 1708.2261 | 482.8302 | -1225.3959 | 0 | 0 | 680.923 | 0 | 0
7282 | 1580.9303 | 700.01 | 2075.6036 | 850.2077 | -1225.3959 | 0 | 0 | 762.482 | 0 | 0
7283 | 1460.9439 | 632.81 | 1846.517 | 621.1211 | -1225.3959 | 0 | 0 | 863.025 | 0 | 0
7284 | 1561.3107 | 586.59 | 1705.4047 | 513.2454 | -1192.1593 | 0 | 0 | 1067.238 | 0 | 0
7285 | 1658.8698 | 646.63 | 1878.9017 | 1723.241 | -155.6607 | 0 | 0 | 0 | 0 | 0
7286 | 1697.236 | 335.97 | 989.2777 | 989.2777 | 0 | 0 | 0 | 744.913 | 0 | 0
7287 | 1609.0448 | 522.66 | 1565.2803 | 1565.2803 | 0 | 0 | 0 | 102.236 | 0 | 0
7288 | 1884.7238 | 52.98 | 139.4658 | 139.4658 | 0 | 0 | 0 | 1750.468 | 0 | 0
7289 | 1429.3409 | 95.01 | 267.3291 | 267.3291 | 0 | 0 | 0 | 1171.998 | 0 | 0
7290 | 1778.5902 | 4.26 | 0 | 0 | 0 | 0 | 0 | 1778.59 | 0 | 0
7291 | 1691.5158 | 0 | 0 | 0 | 0 | 0 | 0 | 865.916 | 0 | 857.6372
7292 | 1294.379 | 0 | 0 | 0 | 0 | 0 | 0 | 114.758 | 0 | 1225.3959
7293 | 1858.4361 | 0 | 0 | 0 | 0 | 0 | 0 | 678.815 | 0 | 1225.3959
7294 | 1860.7669 | 0 | 0 | 0 | 0 | 0 | 0 | 681.146 | 0 | 1225.3959
7295 | 1745.7801 | 0 | 0 | 0 | 0 | 0 | 0 | 566.159 | 0 | 1225.3959
7296 | 1270.2939 | 0 | 0 | 0 | 0 | 0 | 0 | 1270.294 | 0 | 0
7297 | 979.2 | 0 | 0 | 0 | 0 | 0 | 0 | 979.2 | 0 | 0
7298 | 1126.4 | 0 | 0 | 0 | 0 | 0 | 0 | 1126.4 | 0 | 0
7299 | 942.4 | 0 | 0 | 0 | 0 | 0 | 0 | 942.4 | 0 | 0
7300 | 1153.6 | 0 | 0 | 0 | 0 | 0 | 0 | 1153.6 | 0 | 0
7301 | 813.6 | 0 | 0 | 0 | 0 | 0 | 0 | 813.6 | 0 | 0
7302 | 752.8 | 0 | 0 | 0 | 0 | 0 | 0 | 752.8 | 0 | 0
7303 | 972.165 | 83.85 | 224.7703 | 0 | -224.7703 | 0 | 0 | 972.165 | 0 | 0
7304 | 714.13 | 118.74 | 347.9632 | 0 | -347.9632 | 0 | 0 | 714.13 | 0 | 0
7305 | 999.303 | 360.31 | 1089.2751 | 0 | -1089.2751 | 0 | 0 | 999.303 | 0 | 0
7306 | 1215.461 | 671.32 | 1979.3282 | 753.9323 | -1225.3959 | 0 | 0 | 489.692 | 0 | 0
7307 | 1450.762 | 927.84 | 2622.9311 | 1397.5352 | -1225.3959 | 0 | 0 | 105.432 | 0 | 0
7308 | 1203.09 | 831.32 | 2331.2202 | 1105.8243 | -1225.3959 | 0 | 0 | 138.575 | 0 | 0
7309 | 1458.605 | 662.5 | 1870.5383 | 1238.1618 | -632.3765 | 0 | 0 | 266.696 | 0 | 0
7310 | 1394.271 | 597.71 | 1694.7663 | 1448.3753 | -246.391 | 0 | 0 | 0 | 0 | 0
7311 | 1158.39 | 477.03 | 1395.7661 | 1203.341 | -192.4251 | 0 | 0 | 0 | 0 | 0
7312 | 1214.189 | 361.53 | 1087.0448 | 1087.0448 | 0 | 0 | 0 | 167.751 | 0 | 0
7313 | 1159.956 | 154.49 | 428.455 | 428.455 | 0 | 0 | 0 | 747.506 | 0 | 0
7314 | 1375.523 | 2.94 | 0 | 0 | 0 | 0 | 0 | 1375.523 | 0 | 0
7315 | 1310.4 | 0 | 0 | 0 | 0 | 0 | 0 | 167.957 | 0 | 1186.7752
7316 | 1376 | 0 | 0 | 0 | 0 | 0 | 0 | 196.379 | 0 | 1225.3959
7317 | 1444 | 0 | 0 | 0 | 0 | 0 | 0 | 264.379 | 0 | 1225.3959
7318 | 890.4 | 0 | 0 | 0 | 0 | 0 | 0 | 0 | 0 | 924.9517
7319 | 1152 | 0 | 0 | 0 | 0 | 0 | 0 | 0 | 0 | 1196.7031
7320 | 1338.4 | 0 | 0 | 0 | 0 | 0 | 0 | 1338.4 | 0 | 0
7321 | 1149.6 | 0 | 0 | 0 | 0 | 0 | 0 | 1149.6 | 0 | 0
7322 | 1115.2 | 0 | 0 | 0 | 0 | 0 | 0 | 1115.2 | 0 | 0
7323 | 995.2 | 0 | 0 | 0 | 0 | 0 | 0 | 995.2 | 0 | 0
7324 | 1403.2 | 0 | 0 | 0 | 0 | 0 | 0 | 1403.2 | 0 | 0
7325 | 927.2 | 0 | 0 | 0 | 0 | 0 | 0 | 927.2 | 0 | 0
7326 | 899.2 | 0 | 0 | 0 | 0 | 0 | 0 | 899.2 | 0 | 0
7327 | 729.6 | 81.05 | 217.0209 | 217.0209 | 0 | 0 | 0 | 520.686 | 0 | 0
7328 | 1140.583 | 292.1 | 882.1457 | 882.1457 | 0 | 0 | 0 | 291.39 | 0 | 0
7329 | 1125.237 | 460.31 | 1364.5988 | 1168.9015 | -195.6973 | 0 | 0 | 0 | 0 | 0
7330 | 1053.168 | 646.62 | 1866.2564 | 1094.0359 | -772.2204 | 0 | 0 | 0 | 0 | 0
7331 | 1214.887 | 736.09 | 2091.4827 | 1262.0304 | -829.4524 | 0 | 0 | 0 | 0 | 0
7332 | 1367.312 | 821.74 | 2314.4123 | 1420.3702 | -894.0421 | 0 | 0 | 0 | 0 | 0
7333 | 1412.702 | 629.21 | 1802.2514 | 1467.5215 | -334.7299 | 0 | 0 | 0 | 0 | 0
7334 | 992.147 | 456.85 | 1332.2172 | 1030.647 | -301.5702 | 0 | 0 | 0 | 0 | 0
7335 | 979.152 | 311.56 | 920.7404 | 920.7404 | 0 | 0 | 0 | 92.806 | 0 | 0
7336 | 1263.475 | 275.25 | 828.6629 | 828.6629 | 0 | 0 | 0 | 465.767 | 0 | 0
7337 | 1350.183 | 172.84 | 475.9419 | 475.9419 | 0 | 0 | 0 | 892.02 | 0 | 0
7338 | 1374.738 | 1.96 | 0 | 0 | 0 | 0 | 0 | 1374.738 | 0 | 0
7339 | 1219.2 | 0 | 0 | 0 | 0 | 0 | 0 | 1219.2 | 0 | 0
7340 | 1216 | 0 | 0 | 0 | 0 | 0 | 0 | 1216 | 0 | 0
7341 | 1084.8 | 0 | 0 | 0 | 0 | 0 | 0 | 1084.8 | 0 | 0
7342 | 1232 | 0 | 0 | 0 | 0 | 0 | 0 | 1232 | 0 | 0
7343 | 838.4 | 0 | 0 | 0 | 0 | 0 | 0 | 566.979 | 0 | 281.9534
7344 | 932 | 0 | 0 | 0 | 0 | 0 | 0 | 0 | 0 | 968.166
7345 | 870.547 | 0 | 0 | 0 | 0 | 0 | 0 | 870.547 | 0 | 0
7346 | 870.2682 | 0 | 0 | 0 | 0 | 0 | 0 | 870.268 | 0 | 0
7347 | 862.4134 | 0 | 0 | 0 | 0 | 0 | 0 | 862.413 | 0 | 0
7348 | 826.5843 | 0 | 0 | 0 | 0 | 0 | 0 | 826.584 | 0 | 0
7349 | 819.3456 | 0 | 0 | 0 | 0 | 0 | 0 | 819.346 | 0 | 0
7350 | 813.6014 | 0 | 0 | 0 | 0 | 0 | 0 | 813.601 | 0 | 0
7351 | 903.9083 | 92.31 | 246.9779 | 246.9779 | 0 | 0 | 0 | 0 | 0 | 692.006
7352 | 791.2837 | 315.48 | 964.3391 | 821.9885 | -142.3505 | 0 | 0 | 0 | 0 | 0
7353 | 1005.2559 | 518.88 | 1547.9489 | 1044.2647 | -503.6842 | 0 | 0 | 0 | 0 | 0
7354 | 1195.4363 | 637.77 | 1844.0685 | 1241.8246 | -602.2439 | 0 | 0 | 0 | 0 | 0
7355 | 1226.7781 | 933.73 | 2577.4678 | 1274.3828 | -1225.3959 | 0 | 77.6891 | 0 | 0 | 0
7356 | 1217.1598 | 884.58 | 2430.9039 | 1264.3916 | -1166.5123 | 0 | 0 | 0 | 0 | 0
7357 | 1234.1608 | 775.12 | 2138.7795 | 1282.0523 | -856.7272 | 0 | 0 | 0 | 0 | 0
7358 | 1231.0896 | 685.1 | 1926.3574 | 1278.8611 | -647.4963 | 0 | 0 | 0 | 0 | 0
7359 | 1249.2235 | 479.27 | 1396.3416 | 1297.6988 | -98.6428 | 0 | 0 | 0 | 0 | 0
7360 | 1250.9173 | 352.17 | 1054.4336 | 1054.4336 | 0 | 0 | 0 | 235.873 | 0 | 0
7361 | 1257.5245 | 146.74 | 402.7591 | 402.7591 | 0 | 0 | 0 | 869.81 | 0 | 0
7362 | 1230.4932 | 2.94 | 0 | 0 | 0 | 0 | 0 | 1230.493 | 0 | 0
7363 | 1196.9072 | 0 | 0 | 0 | 0 | 0 | 0 | 287.996 | 0 | 944.1811
7364 | 1113.5542 | 0 | 0 | 0 | 0 | 0 | 0 | 0 | 0 | 1156.7652
7365 | 1185.424 | 0 | 0 | 0 | 0 | 0 | 0 | 5.803 | 0 | 1225.3959
7366 | 1185.7689 | 0 | 0 | 0 | 0 | 0 | 0 | 6.148 | 0 | 1225.3959
7367 | 1162.3773 | 0 | 0 | 0 | 0 | 0 | 0 | 0 | 0 | 1207.4827
7368 | 889.2698 | 0 | 0 | 0 | 0 | 0 | 0 | 889.27 | 0 | 0
7369 | 85.6 | 0 | 0 | 0 | 0 | 0 | 0 | 85.6 | 0 | 0
7370 | 91.2 | 0 | 0 | 0 | 0 | 0 | 0 | 91.2 | 0 | 0
7371 | 84 | 0 | 0 | 0 | 0 | 0 | 0 | 84 | 0 | 0
7372 | 87.2 | 0 | 0 | 0 | 0 | 0 | 0 | 87.2 | 0 | 0
7373 | 81.6 | 0 | 0 | 0 | 0 | 0 | 0 | 81.6 | 0 | 0
7374 | 85.6 | 0 | 0 | 0 | 0 | 0 | 0 | 85.6 | 0 | 0
7375 | 65.492 | 19.59 | 39.539 | 0 | -39.539 | 0 | 0 | 65.492 | 0 | 0
7376 | 93.277 | 34.3 | 84.2377 | 0 | -84.2377 | 0 | 0 | 93.277 | 0 | 0
7377 | 618.406 | 351.42 | 1048.6952 | 0 | -1048.6952 | 0 | 0 | 618.406 | 0 | 0
7378 | 770.837 | 545.52 | 1589.5956 | 364.1998 | -1225.3959 | 0 | 0 | 420.243 | 0 | 0
7379 | 1352.587 | 685.08 | 1951.8154 | 726.4195 | -1225.3959 | 0 | 0 | 653.304 | 0 | 0
7380 | 1093.259 | 793.87 | 2228.3733 | 1002.9774 | -1225.3959 | 0 | 0 | 127.748 | 0 | 0
7381 | 1179.255 | 775.79 | 2190.7301 | 1200.878 | -989.8521 | 0 | 0 | 23.236 | 0 | 0
7382 | 1555.276 | 644.34 | 1860.491 | 1615.6281 | -244.8629 | 0 | 0 | 0 | 0 | 0
7383 | 1278.067 | 559.79 | 1653.6754 | 1327.6621 | -326.0133 | 0 | 0 | 0 | 0 | 0
7384 | 1480.787 | 296.88 | 895.7354 | 895.7354 | 0 | 0 | 0 | 618.512 | 0 | 0
7385 | 1756.931 | 152.64 | 425.0581 | 425.0581 | 0 | 0 | 0 | 1347.751 | 0 | 0
7386 | 1617.657 | 3.15 | 0 | 0 | 0 | 0 | 0 | 1617.657 | 0 | 0
7387 | 1474.4 | 0 | 0 | 0 | 0 | 0 | 0 | 569.979 | 0 | 939.5168
7388 | 1431.2 | 0 | 0 | 0 | 0 | 0 | 0 | 251.579 | 0 | 1225.3959
7389 | 1365.6 | 0 | 0 | 0 | 0 | 0 | 0 | 185.979 | 0 | 1225.3959
7390 | 1100.8 | 0 | 0 | 0 | 0 | 0 | 0 | 0 | 0 | 1143.5163
7391 | 1292.8 | 0 | 0 | 0 | 0 | 0 | 0 | 113.179 | 0 | 1225.3959
7392 | 1215.2 | 0 | 0 | 0 | 0 | 0 | 0 | 1215.2 | 0 | 0
7393 | 949.6 | 0 | 0 | 0 | 0 | 0 | 0 | 949.6 | 0 | 0
7394 | 1412.8 | 0 | 0 | 0 | 0 | 0 | 0 | 1412.8 | 0 | 0
7395 | 1319.2 | 0 | 0 | 0 | 0 | 0 | 0 | 1319.2 | 0 | 0
7396 | 1212.8 | 0 | 0 | 0 | 0 | 0 | 0 | 1212.8 | 0 | 0
7397 | 1012 | 0 | 0 | 0 | 0 | 0 | 0 | 1012 | 0 | 0
7398 | 1101.6 | 0 | 0 | 0 | 0 | 0 | 0 | 1101.6 | 0 | 0
7399 | 1240.205 | 128.12 | 332.4217 | 0 | -332.4217 | 0 | 0 | 1240.205 | 0 | 0
7400 | 972.841 | 339.25 | 1031.8759 | 0 | -1031.8759 | 0 | 0 | 972.841 | 0 | 0
7401 | 1091.276 | 613.4 | 1828.3119 | 602.916 | -1225.3959 | 0 | 0 | 510.882 | 0 | 0
7402 | 1317.246 | 668.43 | 1936.6146 | 825.1299 | -1111.4847 | 0 | 0 | 522.94 | 0 | 0
7403 | 1461.008 | 804.34 | 2264.9766 | 1517.702 | -747.2746 | 0 | 0 | 0 | 0 | 0
7404 | 1485.364 | 800.33 | 2233.7855 | 1543.0032 | -690.7823 | 0 | 0 | 0 | 0 | 0
7405 | 1859.342 | 742.79 | 2075.1434 | 1931.4933 | -143.6501 | 0 | 0 | 0 | 0 | 0
7406 | 1111.595 | 786.91 | 2211.8709 | 1154.7302 | -1057.1407 | 0 | 0 | 0 | 0 | 0
7407 | 1623.432 | 601.18 | 1755.7919 | 1686.4289 | -69.3631 | 0 | 0 | 0 | 0 | 0
7408 | 1529.712 | 236.96 | 706.2034 | 706.2034 | 0 | 0 | 0 | 849.889 | 0 | 0
7409 | 1351.591 | 114.64 | 319.5415 | 319.5415 | 0 | 0 | 0 | 1043.986 | 0 | 0
7410 | 1119.86 | 3.15 | 0 | 0 | 0 | 0 | 0 | 1119.86 | 0 | 0
7411 | 915.2 | 0 | 0 | 0 | 0 | 0 | 0 | 0 | 0 | 950.7141
7412 | 1072.8 | 0 | 0 | 0 | 0 | 0 | 0 | 0 | 0 | 1114.4297
7413 | 1204 | 0 | 0 | 0 | 0 | 0 | 0 | 24.379 | 0 | 1225.3959
7414 | 921.6 | 0 | 0 | 0 | 0 | 0 | 0 | 0 | 0 | 957.3625
7415 | 1499.2 | 0 | 0 | 0 | 0 | 0 | 0 | 319.579 | 0 | 1225.3959
7416 | 1340 | 0 | 0 | 0 | 0 | 0 | 0 | 1340 | 0 | 0
7417 | 1268 | 0 | 0 | 0 | 0 | 0 | 0 | 1268 | 0 | 0
7418 | 1223.2 | 0 | 0 | 0 | 0 | 0 | 0 | 1223.2 | 0 | 0
7419 | 1244.8 | 0 | 0 | 0 | 0 | 0 | 0 | 1244.8 | 0 | 0
7420 | 1196 | 0 | 0 | 0 | 0 | 0 | 0 | 1196 | 0 | 0
7421 | 920 | 0 | 0 | 0 | 0 | 0 | 0 | 920 | 0 | 0
7422 | 1409.6 | 0 | 0 | 0 | 0 | 0 | 0 | 1409.6 | 0 | 0
7423 | 1301.174 | 48.48 | 126.4631 | 0 | -126.4631 | 0 | 0 | 1301.174 | 0 | 0
7424 | 900.704 | 145.41 | 432.1615 | 0 | -432.1615 | 0 | 0 | 900.704 | 0 | 0
7425 | 1025.232 | 73.26 | 201.0388 | 0 | -201.0388 | 0 | 0 | 1025.232 | 0 | 0
7426 | 1161.734 | 343.28 | 1016.1598 | 0 | -1016.1598 | 0 | 0 | 1161.734 | 0 | 0
7427 | 1161.093 | 510.05 | 1488.4753 | 263.0794 | -1225.3959 | 0 | 0 | 907.842 | 0 | 0
7428 | 1382.406 | 466.93 | 1356.278 | 130.8821 | -1225.3959 | 0 | 0 | 1256.413 | 0 | 0
7429 | 1308.312 | 467.01 | 1354.8777 | 129.4818 | -1225.3959 | 0 | 0 | 1183.667 | 0 | 0
7430 | 1078.045 | 437.25 | 1273.7159 | 634.5373 | -639.1786 | 0 | 0 | 467.211 | 0 | 0
7431 | 1313.362 | 346.46 | 1022.3293 | 1022.3293 | 0 | 0 | 0 | 329.222 | 0 | 0
7432 | 1419.024 | 140.59 | 408.8663 | 408.8663 | 0 | 0 | 0 | 1025.431 | 0 | 0
7433 | 1209.14 | 79.89 | 221.1511 | 221.1511 | 0 | 0 | 0 | 996.25 | 0 | 0
7434 | 1214.131 | 0.98 | 0 | 0 | 0 | 0 | 0 | 1214.131 | 0 | 0
7435 | 1495.2 | 0 | 0 | 0 | 0 | 0 | 0 | 483.957 | 0 | 1050.484
7436 | 1044.8 | 0 | 0 | 0 | 0 | 0 | 0 | 0 | 0 | 1085.3432
7437 | 1540.8 | 0 | 0 | 0 | 0 | 0 | 0 | 361.179 | 0 | 1225.3959
7438 | 1288 | 0 | 0 | 0 | 0 | 0 | 0 | 108.379 | 0 | 1225.3959
7439 | 1128.8 | 0 | 0 | 0 | 0 | 0 | 0 | 0 | 0 | 1172.6028
7440 | 1216 | 0 | 0 | 0 | 0 | 0 | 0 | 1216 | 0 | 0
7441 | 784.8 | 0 | 0 | 0 | 0 | 0 | 0 | 784.8 | 0 | 0
7442 | 1167.2 | 0 | 0 | 0 | 0 | 0 | 0 | 1167.2 | 0 | 0
7443 | 1024 | 0 | 0 | 0 | 0 | 0 | 0 | 1024 | 0 | 0
7444 | 1230.4 | 0 | 0 | 0 | 0 | 0 | 0 | 1230.4 | 0 | 0
7445 | 1207.2 | 0 | 0 | 0 | 0 | 0 | 0 | 1207.2 | 0 | 0
7446 | 961.6 | 0 | 0 | 0 | 0 | 0 | 0 | 961.6 | 0 | 0
7447 | 1106.751 | 104.12 | 278.9585 | 0 | -278.9585 | 0 | 0 | 1106.751 | 0 | 0
7448 | 981.304 | 347.9 | 1072.1732 | 0 | -1072.1732 | 0 | 0 | 981.304 | 0 | 0
7449 | 1087.115 | 588.28 | 1797.5103 | 572.1144 | -1225.3959 | 0 | 0 | 536.373 | 0 | 0
7450 | 1162.094 | 780.12 | 2315.8324 | 1090.4365 | -1225.3959 | 0 | 0 | 112.391 | 0 | 0
7451 | 1710.031 | 734.77 | 2164.4795 | 1084.6181 | -1079.8614 | 0 | 0 | 665.929 | 0 | 0
7452 | 1447.547 | 765.88 | 2242.3681 | 1503.7187 | -738.6494 | 0 | 0 | 0 | 0 | 0
7453 | 1355.19 | 563.09 | 1656.0251 | 1407.7778 | -248.2473 | 0 | 0 | 0 | 0 | 0
7454 | 1224.544 | 610.74 | 1812.7704 | 1272.0621 | -540.7083 | 0 | 0 | 0 | 0 | 0
7455 | 1435.996 | 359.68 | 1081.8632 | 1081.8632 | 0 | 0 | 0 | 394.546 | 0 | 0
7456 | 1576.816 | 336.78 | 1033.5349 | 1033.5349 | 0 | 0 | 0 | 581.889 | 0 | 0
7457 | 1545.343 | 161.88 | 452.3216 | 452.3216 | 0 | 0 | 0 | 1109.918 | 0 | 0
7458 | 1644.762 | 1.96 | 0 | 0 | 0 | 0 | 0 | 1644.762 | 0 | 0
7459 | 1521.6 | 0 | 0 | 0 | 0 | 0 | 0 | 671.579 | 0 | 883.0059
7460 | 1470.4 | 0 | 0 | 0 | 0 | 0 | 0 | 290.779 | 0 | 1225.3959
7461 | 1567.2 | 0 | 0 | 0 | 0 | 0 | 0 | 387.579 | 0 | 1225.3959
7462 | 1155.2 | 0 | 0 | 0 | 0 | 0 | 0 | 0 | 0 | 1200.0272
7463 | 1411.2 | 0 | 0 | 0 | 0 | 0 | 0 | 231.579 | 0 | 1225.3959
7464 | 1588.8 | 0 | 0 | 0 | 0 | 0 | 0 | 1588.8 | 0 | 0
7465 | 1478.4 | 0 | 0 | 0 | 0 | 0 | 0 | 1478.4 | 0 | 0
7466 | 1609.6 | 0 | 0 | 0 | 0 | 0 | 0 | 1609.6 | 0 | 0
7467 | 1016 | 0 | 0 | 0 | 0 | 0 | 0 | 1016 | 0 | 0
7468 | 1200 | 0 | 0 | 0 | 0 | 0 | 0 | 1200 | 0 | 0
7469 | 1240 | 0 | 0 | 0 | 0 | 0 | 0 | 1240 | 0 | 0
7470 | 1102.4 | 0 | 0 | 0 | 0 | 0 | 0 | 1102.4 | 0 | 0
7471 | 1127.493 | 55.02 | 145.9375 | 0 | -145.9375 | 0 | 0 | 1127.493 | 0 | 0
7472 | 1108.431 | 91.14 | 261.3259 | 0 | -261.3259 | 0 | 0 | 1108.431 | 0 | 0
7473 | 1506.879 | 227.17 | 673.6036 | 0 | -673.6036 | 0 | 0 | 1506.879 | 0 | 0
7474 | 1545.101 | 316.88 | 926.8039 | 0 | -926.8039 | 0 | 0 | 1545.101 | 0 | 0
7475 | 1717.536 | 757.06 | 2123.3294 | 897.9335 | -1225.3959 | 0 | 0 | 853.146 | 0 | 0
7476 | 1743.337 | 897.05 | 2463.7104 | 1238.3145 | -1225.3959 | 0 | 0 | 551.281 | 0 | 0
7477 | 1659.288 | 881.42 | 2449.8506 | 1224.4547 | -1225.3959 | 0 | 0 | 480.574 | 0 | 0
7478 | 1711.846 | 824.31 | 2339.1203 | 1613.5889 | -725.5314 | 0 | 0 | 158.534 | 0 | 0
7479 | 1778.711 | 300.73 | 886.4744 | 886.4744 | 0 | 0 | 0 | 925.351 | 0 | 0
7480 | 1671.964 | 311.63 | 938.7949 | 938.7949 | 0 | 0 | 0 | 768.238 | 0 | 0
7481 | 1740.399 | 7.83 | 5.2179 | 5.2179 | 0 | 0 | 0 | 1735.376 | 0 | 0
7482 | 1561.823 | 0 | 0 | 0 | 0 | 0 | 0 | 1561.823 | 0 | 0
7483 | 1636 | 0 | 0 | 0 | 0 | 0 | 0 | 810.4 | 0 | 857.6372
7484 | 1423.2 | 0 | 0 | 0 | 0 | 0 | 0 | 243.579 | 0 | 1225.3959
7485 | 1198.4 | 0 | 0 | 0 | 0 | 0 | 0 | 18.779 | 0 | 1225.3959
7486 | 1556.8 | 0 | 0 | 0 | 0 | 0 | 0 | 377.179 | 0 | 1225.3959
7487 | 1191.2 | 0 | 0 | 0 | 0 | 0 | 0 | 11.579 | 0 | 1225.3959
7488 | 1529.6 | 0 | 0 | 0 | 0 | 0 | 0 | 1529.6 | 0 | 0
7489 | 1598.4 | 0 | 0 | 0 | 0 | 0 | 0 | 1598.4 | 0 | 0
7490 | 1415.2 | 0 | 0 | 0 | 0 | 0 | 0 | 1415.2 | 0 | 0
7491 | 1582.4 | 0 | 0 | 0 | 0 | 0 | 0 | 1582.4 | 0 | 0
7492 | 1364.8 | 0 | 0 | 0 | 0 | 0 | 0 | 1364.8 | 0 | 0
7493 | 1329.6 | 0 | 0 | 0 | 0 | 0 | 0 | 1329.6 | 0 | 0
7494 | 1695.2 | 0 | 0 | 0 | 0 | 0 | 0 | 1695.2 | 0 | 0
7495 | 1435.98 | 55.23 | 140.0215 | 0 | -140.0215 | 0 | 0 | 1435.98 | 0 | 0
7496 | 1870.081 | 281.17 | 867.5599 | 0 | -867.5599 | 0 | 0 | 1870.081 | 0 | 0
7497 | 1222.75 | 476.72 | 1452.2085 | 530.7212 | -921.4873 | 0 | 0 | 711.853 | 0 | 0
7498 | 1723.893 | 679.54 | 2003.1272 | 1790.7882 | -212.339 | 0 | 0 | 0 | 0 | 0
7499 | 1512.119 | 625.15 | 1816.9838 | 1570.7964 | -246.1874 | 0 | 0 | 0 | 0 | 0
7500 | 1701.586 | 783.23 | 2234.1106 | 1767.6156 | -466.495 | 0 | 0 | 0 | 0 | 0
7501 | 1506.384 | 628.5 | 1807.9773 | 1564.8389 | -243.1385 | 0 | 0 | 0 | 0 | 0
7502 | 1400.986 | 425.31 | 1242.7387 | 1242.7387 | 0 | 0 | 0 | 204.67 | 0 | 0
7503 | 1718.665 | 451.34 | 1339.3829 | 1339.3829 | 0 | 0 | 0 | 429.315 | 0 | 0
7504 | 1537.608 | 46.07 | 118.6855 | 118.6855 | 0 | 0 | 0 | 1423.356 | 0 | 0
7505 | 1343.34 | 39.2 | 98.3156 | 98.3156 | 0 | 0 | 0 | 1248.697 | 0 | 0
7506 | 1522.828 | 0.98 | 0 | 0 | 0 | 0 | 0 | 1522.828 | 0 | 0
7507 | 1356.8 | 0 | 0 | 0 | 0 | 0 | 0 | 1356.8 | 0 | 0
7508 | 1599.2 | 0 | 0 | 0 | 0 | 0 | 0 | 1599.2 | 0 | 0
7509 | 1412.8 | 0 | 0 | 0 | 0 | 0 | 0 | 1412.8 | 0 | 0
7510 | 1264.8 | 0 | 0 | 0 | 0 | 0 | 0 | 1264.8 | 0 | 0
7511 | 1524 | 0 | 0 | 0 | 0 | 0 | 0 | 1524 | 0 | 0
7512 | 828.8 | 0 | 0 | 0 | 0 | 0 | 0 | 828.8 | 0 | 0
7513 | 1140 | 0 | 0 | 0 | 0 | 0 | 0 | 1140 | 0 | 0
7514 | 1248.8 | 0 | 0 | 0 | 0 | 0 | 0 | 1248.8 | 0 | 0
7515 | 1267.2 | 0 | 0 | 0 | 0 | 0 | 0 | 1267.2 | 0 | 0
7516 | 1367.2 | 0 | 0 | 0 | 0 | 0 | 0 | 1367.2 | 0 | 0
7517 | 1266.4 | 0 | 0 | 0 | 0 | 0 | 0 | 1266.4 | 0 | 0
7518 | 1180 | 0 | 0 | 0 | 0 | 0 | 0 | 1180 | 0 | 0
7519 | 1235.738 | 95.7 | 251.9891 | 251.9891 | 0 | 0 | 0 | 993.162 | 0 | 0
7520 | 932.415 | 276.36 | 860.1127 | 860.1127 | 0 | 0 | 0 | 104.432 | 0 | 0
7521 | 1225.774 | 470.92 | 1464.6441 | 1273.3399 | -191.3042 | 0 | 0 | 0 | 0 | 0
7522 | 1183.594 | 623.96 | 1901.7097 | 1229.5231 | -672.1867 | 0 | 0 | 0 | 0 | 0
7523 | 1167.775 | 747.37 | 2241.2929 | 1213.0902 | -1028.2027 | 0 | 0 | 0 | 0 | 0
7524 | 1149.101 | 613.69 | 1835.6127 | 1193.6916 | -641.9211 | 0 | 0 | 0 | 0 | 0
7525 | 1061.564 | 581.27 | 1739.464 | 1102.7577 | -636.7063 | 0 | 0 | 0 | 0 | 0
7526 | 1207.035 | 462.95 | 1395.7152 | 1253.8737 | -141.8415 | 0 | 0 | 0 | 0 | 0
7527 | 1229.373 | 258.06 | 777.8466 | 777.8466 | 0 | 0 | 0 | 480.583 | 0 | 0
7528 | 1219.569 | 159.94 | 479.0884 | 479.0884 | 0 | 0 | 0 | 758.377 | 0 | 0
7529 | 850.341 | 60.24 | 165.0702 | 165.0702 | 0 | 0 | 0 | 691.437 | 0 | 0
7530 | 1029.964 | 0.98 | 0 | 0 | 0 | 0 | 0 | 1029.964 | 0 | 0
7531 | 1183.2 | 0 | 0 | 0 | 0 | 0 | 0 | 195.957 | 0 | 1025.5527
7532 | 1294.4 | 0 | 0 | 0 | 0 | 0 | 0 | 114.779 | 0 | 1225.3959
7533 | 1021.6 | 0 | 0 | 0 | 0 | 0 | 0 | 0 | 0 | 1061.2429
7534 | 1191.2 | 0 | 0 | 0 | 0 | 0 | 0 | 11.579 | 0 | 1225.3959
7535 | 1176 | 0 | 0 | 0 | 0 | 0 | 0 | 0 | 0 | 1221.6344
7536 | 173.6 | 0 | 0 | 0 | 0 | 0 | 0 | 173.6 | 0 | 0
7537 | 89.6 | 0 | 0 | 0 | 0 | 0 | 0 | 89.6 | 0 | 0
7538 | 171.2 | 0 | 0 | 0 | 0 | 0 | 0 | 171.2 | 0 | 0
7539 | 109.6 | 0 | 0 | 0 | 0 | 0 | 0 | 109.6 | 0 | 0
7540 | 114.4 | 0 | 0 | 0 | 0 | 0 | 0 | 114.4 | 0 | 0
7541 | 85.6 | 0 | 0 | 0 | 0 | 0 | 0 | 85.6 | 0 | 0
7542 | 88.8 | 0 | 0 | 0 | 0 | 0 | 0 | 88.8 | 0 | 0
7543 | 85.749 | 54.76 | 139.4616 | 0 | -139.4616 | 0 | 0 | 85.749 | 0 | 0
7544 | 209.928 | 43.12 | 112.9368 | 0 | -112.9368 | 0 | 0 | 209.928 | 0 | 0
7545 | 856.951 | 130.08 | 380.1548 | 0 | -380.1548 | 0 | 0 | 856.951 | 0 | 0
7546 | 1343.987 | 159.45 | 465.2287 | 0 | -465.2287 | 0 | 0 | 1343.987 | 0 | 0
7547 | 1233.607 | 253.77 | 749.0052 | 0 | -749.0052 | 0 | 0 | 1233.607 | 0 | 0
7548 | 1009.939 | 423.35 | 1254.3806 | 28.9847 | -1225.3959 | 0 | 0 | 982.038 | 0 | 0
7549 | 1251.764 | 353.01 | 1044.6283 | 0 | -1044.6283 | 0 | 0 | 1251.764 | 0 | 0
7550 | 1114.082 | 529.05 | 1580.0293 | 354.6334 | -1225.3959 | 0 | 0 | 772.697 | 0 | 0
7551 | 1131.027 | 617.02 | 1881.2151 | 814.0323 | -1067.1828 | 0 | 0 | 347.403 | 0 | 0
7552 | 1306.039 | 424.41 | 1319.7391 | 1319.7391 | 0 | 0 | 0 | 35.599 | 0 | 0
7553 | 1317.887 | 190.12 | 526.4922 | 526.4922 | 0 | 0 | 0 | 811.062 | 0 | 0
7554 | 1482.151 | 5.56 | 0 | 0 | 0 | 0 | 0 | 1482.151 | 0 | 0
7555 | 1344.8 | 0 | 0 | 0 | 0 | 0 | 0 | 414.779 | 0 | 966.1102
7556 | 1447.2 | 0 | 0 | 0 | 0 | 0 | 0 | 267.579 | 0 | 1225.3959
7557 | 1483.2 | 0 | 0 | 0 | 0 | 0 | 0 | 303.579 | 0 | 1225.3959
7558 | 1075.2 | 0 | 0 | 0 | 0 | 0 | 0 | 0 | 0 | 1116.9229
7559 | 1232.8 | 0 | 0 | 0 | 0 | 0 | 0 | 53.179 | 0 | 1225.3959
7560 | 1115.2 | 0 | 0 | 0 | 0 | 0 | 0 | 1115.2 | 0 | 0
7561 | 1131.2 | 0 | 0 | 0 | 0 | 0 | 0 | 1131.2 | 0 | 0
7562 | 1402.4 | 0 | 0 | 0 | 0 | 0 | 0 | 1402.4 | 0 | 0
7563 | 878.4 | 0 | 0 | 0 | 0 | 0 | 0 | 878.4 | 0 | 0
7564 | 985.6 | 0 | 0 | 0 | 0 | 0 | 0 | 985.6 | 0 | 0
7565 | 1147.2 | 0 | 0 | 0 | 0 | 0 | 0 | 1147.2 | 0 | 0
7566 | 1303.2 | 0 | 0 | 0 | 0 | 0 | 0 | 1303.2 | 0 | 0
7567 | 1182.365 | 133.03 | 336.6081 | 0 | -336.6081 | 0 | 0 | 1182.365 | 0 | 0
7568 | 1335.808 | 384.58 | 1185.0622 | 205.2585 | -979.8038 | 0 | 0 | 1138.217 | 0 | 0
7569 | 1230.58 | 620.64 | 1895.8966 | 1278.3323 | -617.5642 | 0 | 0 | 0 | 0 | 0
7570 | 1363.817 | 805.14 | 2388.904 | 1416.7396 | -972.1644 | 0 | 0 | 0 | 0 | 0
7571 | 1384.068 | 923.8 | 2684.2143 | 1437.7764 | -1225.3959 | 0 | 21.042 | 0 | 0 | 0
7572 | 1456.248 | 971.75 | 2791.2746 | 1512.7573 | -1225.3959 | 0 | 53.1214 | 0 | 0 | 0
7573 | 1474.147 | 892.81 | 2583.8087 | 1531.3509 | -1052.4578 | 0 | 0 | 0 | 0 | 0
7574 | 1408.803 | 329.96 | 976.5128 | 976.5128 | 0 | 0 | 0 | 468.768 | 0 | 0
7575 | 1416.215 | 79.49 | 216.9139 | 216.9139 | 0 | 0 | 0 | 1207.404 | 0 | 0
7576 | 1598.239 | 172.02 | 509.6013 | 509.6013 | 0 | 0 | 0 | 1107.674 | 0 | 0
7577 | 1617.779 | 134.19 | 372.9652 | 372.9652 | 0 | 0 | 0 | 1258.746 | 0 | 0
7578 | 1347.526 | 1.96 | 0 | 0 | 0 | 0 | 0 | 1347.526 | 0 | 0
7579 | 1315.2 | 0 | 0 | 0 | 0 | 0 | 0 | 457.179 | 0 | 891.3163
7580 | 1236.8 | 0 | 0 | 0 | 0 | 0 | 0 | 57.179 | 0 | 1225.3959
7581 | 1147.2 | 0 | 0 | 0 | 0 | 0 | 0 | 0 | 0 | 1191.7168
7582 | 1199.2 | 0 | 0 | 0 | 0 | 0 | 0 | 19.579 | 0 | 1225.3959
7583 | 1183.2 | 0 | 0 | 0 | 0 | 0 | 0 | 3.579 | 0 | 1225.3959
7584 | 1420 | 0 | 0 | 0 | 0 | 0 | 0 | 1420 | 0 | 0
7585 | 1430.4 | 0 | 0 | 0 | 0 | 0 | 0 | 1430.4 | 0 | 0
7586 | 1165.6 | 0 | 0 | 0 | 0 | 0 | 0 | 1165.6 | 0 | 0
7587 | 1365.6 | 0 | 0 | 0 | 0 | 0 | 0 | 1365.6 | 0 | 0
7588 | 876.8 | 0 | 0 | 0 | 0 | 0 | 0 | 876.8 | 0 | 0
7589 | 816 | 0 | 0 | 0 | 0 | 0 | 0 | 816 | 0 | 0
7590 | 768 | 0 | 0 | 0 | 0 | 0 | 0 | 768 | 0 | 0
7591 | 1244.499 | 110.44 | 282.4822 | 0 | -282.4822 | 0 | 0 | 1244.499 | 0 | 0
7592 | 1277.595 | 387.72 | 1188.241 | 0 | -1188.241 | 0 | 0 | 1277.595 | 0 | 0
7593 | 1546.546 | 525.92 | 1580.5684 | 355.1725 | -1225.3959 | 0 | 0 | 1204.641 | 0 | 0
7594 | 1572.208 | 802.49 | 2294.2678 | 1068.8719 | -1225.3959 | 0 | 0 | 543.265 | 0 | 0
7595 | 1429.627 | 917.02 | 2527.0411 | 1301.6452 | -1225.3959 | 0 | 0 | 176.606 | 0 | 0
7596 | 1773.524 | 430.94 | 1238.6282 | 13.2323 | -1225.3959 | 0 | 0 | 1760.786 | 0 | 0
7597 | 1456.594 | 237.98 | 682.1789 | 645.0957 | -37.0833 | 0 | 0 | 835.596 | 0 | 0
7598 | 1568.38 | 365.39 | 1060.5438 | 1060.5438 | 0 | 0 | 0 | 547.453 | 0 | 0
7599 | 1614.354 | 556.63 | 1634.3442 | 1634.3442 | 0 | 0 | 0 | 41.061 | 0 | 0
7600 | 1835.767 | 378.08 | 1141.4553 | 1141.4553 | 0 | 0 | 0 | 736.951 | 0 | 0
7601 | 1488.288 | 74.2 | 197.6378 | 197.6378 | 0 | 0 | 0 | 1298.033 | 0 | 0
7602 | 1561.284 | 3.61 | 0 | 0 | 0 | 0 | 0 | 1561.284 | 0 | 0
7603 | 1532 | 0 | 0 | 0 | 0 | 0 | 0 | 493.979 | 0 | 1078.3011
7604 | 1440.8 | 0 | 0 | 0 | 0 | 0 | 0 | 261.179 | 0 | 1225.3959
7605 | 1496.8 | 0 | 0 | 0 | 0 | 0 | 0 | 317.179 | 0 | 1225.3959
7606 | 967.2 | 0 | 0 | 0 | 0 | 0 | 0 | 0 | 0 | 1004.732
7607 | 1389.6 | 0 | 0 | 0 | 0 | 0 | 0 | 209.979 | 0 | 1225.3959
7608 | 994.4 | 0 | 0 | 0 | 0 | 0 | 0 | 994.4 | 0 | 0
7609 | 1131.2 | 0 | 0 | 0 | 0 | 0 | 0 | 1131.2 | 0 | 0
7610 | 1332.8 | 0 | 0 | 0 | 0 | 0 | 0 | 1332.8 | 0 | 0
7611 | 1132.8 | 0 | 0 | 0 | 0 | 0 | 0 | 1132.8 | 0 | 0
7612 | 1163.2 | 0 | 0 | 0 | 0 | 0 | 0 | 1163.2 | 0 | 0
7613 | 1312.8 | 0 | 0 | 0 | 0 | 0 | 0 | 1312.8 | 0 | 0
7614 | 1239.2 | 0 | 0 | 0 | 0 | 0 | 0 | 1239.2 | 0 | 0
7615 | 1053.267 | 98.81 | 255.4774 | 0 | -255.4774 | 0 | 0 | 1053.267 | 0 | 0
7616 | 1323.515 | 296.05 | 906.2699 | 0 | -906.2699 | 0 | 0 | 1323.515 | 0 | 0
7617 | 1381.943 | 538.46 | 1618.8463 | 688.9852 | -929.8611 | 0 | 0 | 718.695 | 0 | 0
7618 | 1401.676 | 810.9 | 2324.8035 | 1456.0677 | -868.7358 | 0 | 0 | 0 | 0 | 0
7619 | 1376.532 | 931.89 | 2597.8502 | 1429.948 | -1167.9022 | 0 | 0 | 0 | 0 | 0
7620 | 1661.105 | 980.4 | 2699.4432 | 1725.5638 | -973.8795 | 0 | 0 | 0 | 0 | 0
7621 | 1751.024 | 949.99 | 2636.6527 | 1818.972 | -817.6806 | 0 | 0 | 0 | 0 | 0
7622 | 1832.523 | 845.61 | 2393.2171 | 1903.6336 | -489.5835 | 0 | 0 | 0 | 0 | 0
7623 | 1589.617 | 532.77 | 1564.4192 | 1564.4192 | 0 | 0 | 0 | 83.637 | 0 | 0
7624 | 1620.881 | 346.91 | 1042.0261 | 1042.0261 | 0 | 0 | 0 | 617.78 | 0 | 0
7625 | 1347.911 | 134.05 | 369.5724 | 369.5724 | 0 | 0 | 0 | 992.144 | 0 | 0
7626 | 1547.415 | 1.96 | 0 | 0 | 0 | 0 | 0 | 1547.415 | 0 | 0
7627 | 1665.6 | 0 | 0 | 0 | 0 | 0 | 0 | 485.979 | 0 | 1225.3959
7628 | 1189.6 | 0 | 0 | 0 | 0 | 0 | 0 | 9.979 | 0 | 1225.3959
7629 | 890.4 | 0 | 0 | 0 | 0 | 0 | 0 | 0 | 0 | 924.9517
7630 | 993.6 | 0 | 0 | 0 | 0 | 0 | 0 | 0 | 0 | 1032.1564
7631 | 1250.4 | 0 | 0 | 0 | 0 | 0 | 0 | 70.779 | 0 | 1225.3959
7632 | 1127.2 | 0 | 0 | 0 | 0 | 0 | 0 | 1127.2 | 0 | 0
7633 | 1052 | 0 | 0 | 0 | 0 | 0 | 0 | 1052 | 0 | 0
7634 | 1386.4 | 0 | 0 | 0 | 0 | 0 | 0 | 1386.4 | 0 | 0
7635 | 1046.4 | 0 | 0 | 0 | 0 | 0 | 0 | 1046.4 | 0 | 0
7636 | 1260 | 0 | 0 | 0 | 0 | 0 | 0 | 1260 | 0 | 0
7637 | 1321.6 | 0 | 0 | 0 | 0 | 0 | 0 | 1321.6 | 0 | 0
7638 | 721.6 | 0 | 0 | 0 | 0 | 0 | 0 | 721.6 | 0 | 0
7639 | 904.057 | 63.03 | 164.3077 | 0 | -164.3077 | 0 | 0 | 904.057 | 0 | 0
7640 | 979.12 | 370.98 | 1121.3471 | 0 | -1121.3471 | 0 | 0 | 979.12 | 0 | 0
7641 | 1105.275 | 502.81 | 1502.6799 | 277.284 | -1225.3959 | 0 | 0 | 838.349 | 0 | 0
7642 | 1633.544 | 464.19 | 1362.6189 | 137.223 | -1225.3959 | 0 | 0 | 1501.447 | 0 | 0
7643 | 1559.029 | 854.61 | 2443.4506 | 1218.0547 | -1225.3959 | 0 | 0 | 386.476 | 0 | 0
7644 | 1491.985 | 602.12 | 1747.36 | 867.2825 | -880.0775 | 0 | 0 | 657.099 | 0 | 0
7645 | 1664.025 | 566.3 | 1646.276 | 1646.276 | 0 | 0 | 0 | 79.246 | 0 | 0
7646 | 1509.416 | 529.96 | 1558.0783 | 1558.0783 | 0 | 0 | 0 | 9.54 | 0 | 0
7647 | 1181.19 | 552.72 | 1654.3547 | 1227.0258 | -427.329 | 0 | 0 | 0 | 0 | 0
7648 | 1646.173 | 430.77 | 1318.3097 | 1318.3097 | 0 | 0 | 0 | 377.109 | 0 | 0
7649 | 1321.611 | 184.74 | 508.0067 | 508.0067 | 0 | 0 | 0 | 832.581 | 0 | 0
7650 | 1456.398 | 4.24 | 0 | 0 | 0 | 0 | 0 | 1456.398 | 0 | 0
7651 | 1341.6 | 0 | 0 | 0 | 0 | 0 | 0 | 431.957 | 0 | 944.9415
7652 | 1266.4 | 0 | 0 | 0 | 0 | 0 | 0 | 86.779 | 0 | 1225.3959
7653 | 1124.8 | 0 | 0 | 0 | 0 | 0 | 0 | 0 | 0 | 1168.4476
7654 | 1446.4 | 0 | 0 | 0 | 0 | 0 | 0 | 266.779 | 0 | 1225.3959
7655 | 1150.4 | 0 | 0 | 0 | 0 | 0 | 0 | 0 | 0 | 1195.041
7656 | 1467.2 | 0 | 0 | 0 | 0 | 0 | 0 | 1467.2 | 0 | 0
7657 | 1057.6 | 0 | 0 | 0 | 0 | 0 | 0 | 1057.6 | 0 | 0
7658 | 1108 | 0 | 0 | 0 | 0 | 0 | 0 | 1108 | 0 | 0
7659 | 1446.4 | 0 | 0 | 0 | 0 | 0 | 0 | 1446.4 | 0 | 0
7660 | 1334.4 | 0 | 0 | 0 | 0 | 0 | 0 | 1334.4 | 0 | 0
7661 | 826.4 | 0 | 0 | 0 | 0 | 0 | 0 | 826.4 | 0 | 0
7662 | 1045.6 | 0 | 0 | 0 | 0 | 0 | 0 | 1045.6 | 0 | 0
7663 | 960.752 | 134.64 | 334.6551 | 334.6551 | 0 | 0 | 0 | 638.598 | 0 | 0
7664 | 891.267 | 385.89 | 1182.6937 | 925.8524 | -256.8414 | 0 | 0 | 0 | 0 | 0
7665 | 1021.024 | 623 | 1889.643 | 1060.6446 | -828.9984 | 0 | 0 | 0 | 0 | 0
7666 | 1278.022 | 809.37 | 2384.1504 | 1327.6153 | -1056.5351 | 0 | 0 | 0 | 0 | 0
7667 | 1410.682 | 935.24 | 2709.4542 | 1465.4232 | -1225.3959 | 0 | 18.6351 | 0 | 0 | 0
7668 | 1375.315 | 847.32 | 2465.4358 | 1428.6838 | -1036.7521 | 0 | 0 | 0 | 0 | 0
7669 | 1500.064 | 853.11 | 2483.216 | 1558.2736 | -924.9424 | 0 | 0 | 0 | 0 | 0
7670 | 1347.201 | 524.92 | 1561.3921 | 1399.4788 | -161.9133 | 0 | 0 | 0 | 0 | 0
7671 | 1165.374 | 647.39 | 1944.4586 | 1210.596 | -733.8626 | 0 | 0 | 0 | 0 | 0
7672 | 1265.572 | 374.17 | 1146.8643 | 1146.8643 | 0 | 0 | 0 | 161.549 | 0 | 0
7673 | 1012.197 | 60.47 | 157.3291 | 157.3291 | 0 | 0 | 0 | 860.745 | 0 | 0
7674 | 1011.616 | 0.98 | 0 | 0 | 0 | 0 | 0 | 1011.616 | 0 | 0
7675 | 971.2 | 0 | 0 | 0 | 0 | 0 | 0 | 971.2 | 0 | 0
7676 | 1312 | 0 | 0 | 0 | 0 | 0 | 0 | 862.934 | 0 | 466.4919
7677 | 1095.2 | 0 | 0 | 0 | 0 | 0 | 0 | 0 | 0 | 1137.699
7678 | 1071.2 | 0 | 0 | 0 | 0 | 0 | 0 | 0 | 0 | 1112.7676
7679 | 1172 | 0 | 0 | 0 | 0 | 0 | 0 | 0 | 0 | 1217.4792
7680 | 1040 | 0 | 0 | 0 | 0 | 0 | 0 | 0 | 0 | 1080.3569
7681 | 1044 | 0 | 0 | 0 | 0 | 0 | 0 | 1044 | 0 | 0
7682 | 1136.8 | 0 | 0 | 0 | 0 | 0 | 0 | 1136.8 | 0 | 0
7683 | 1080.8 | 0 | 0 | 0 | 0 | 0 | 0 | 1080.8 | 0 | 0
7684 | 1034.4 | 0 | 0 | 0 | 0 | 0 | 0 | 1034.4 | 0 | 0
7685 | 1055.2 | 0 | 0 | 0 | 0 | 0 | 0 | 1055.2 | 0 | 0
7686 | 1076 | 0 | 0 | 0 | 0 | 0 | 0 | 1076 | 0 | 0
7687 | 886.193 | 139.28 | 341.6234 | 341.6234 | 0 | 0 | 0 | 0 | 0 | 578.9581
7688 | 293.458 | 392 | 1193.141 | 304.8456 | -888.2954 | 0 | 0 | 0 | 0 | 0
7689 | 141.382 | 624.3 | 1868.8118 | 146.8683 | -1225.3959 | 0 | 496.5476 | 0 | 0 | 0
7690 | 225.957 | 810.13 | 2323.5538 | 234.7252 | -1225.3959 | 0 | 863.4327 | 0 | 0 | 0
7691 | 173.99 | 929.74 | 2600.2872 | 180.7427 | -1225.3959 | 0 | 1194.1486 | 0 | 0 | 0
7692 | 186.914 | 623.61 | 1794.3835 | 194.1682 | -1225.3959 | 0 | 374.8195 | 0 | 0 | 0
7693 | 144.11 | 809.19 | 2303.0208 | 149.7022 | -619.5109 | 0 | 1533.8077 | 0 | 0 | 0
7694 | 135.505 | 755.01 | 2184.6999 | 140.7632 | 0 | 0 | 2043.9366 | 0 | 0 | 0
7695 | 194.577 | 667.13 | 1974.559 | 202.1275 | 0 | 0 | 1772.4315 | 0 | 0 | 0
7696 | 215.288 | 293.06 | 887.0177 | 223.6422 | 0 | 0 | 663.3755 | 0 | 0 | 0
7697 | 184.122 | 193.22 | 526.5878 | 191.2668 | 0 | 0 | 335.321 | 0 | 0 | 0
7698 | 203.03 | 5.61 | 0 | 0 | 0 | 0 | 0 | 0 | 0 | 210.9085
7699 | 140 | 0 | 0 | 0 | 0 | 0 | 0 | 0 | 0 | 145.4327
7700 | 197.6 | 0 | 0 | 0 | 0 | 0 | 0 | 0 | 0 | 205.2678
7701 | 199.2 | 0 | 0 | 0 | 0 | 0 | 0 | 0 | 0 | 206.9299
7702 | 108.8 | 0 | 0 | 0 | 0 | 0 | 0 | 0 | 0 | 113.022
7703 | 98.4 | 0 | 0 | 0 | 0 | 0 | 0 | 0 | 0 | 102.2184
7704 | 102.4 | 0 | 0 | 0 | 0 | 0 | 0 | 0 | 0 | 106.3736
7705 | 92.8 | 0 | 0 | 0 | 0 | 0 | 0 | 0 | 0 | 96.4011
7706 | 99.2 | 0 | 0 | 0 | 0 | 0 | 0 | 0 | 0 | 103.0494
7707 | 94.4 | 0 | 0 | 0 | 0 | 0 | 0 | 0 | 0 | 98.0632
7708 | 98.4 | 0 | 0 | 0 | 0 | 0 | 0 | 0 | 0 | 102.2184
7709 | 92.8 | 0 | 0 | 0 | 0 | 0 | 0 | 0 | 0 | 96.4011
7710 | 93.6 | 0 | 0 | 0 | 0 | 0 | 0 | 0 | 0 | 97.2321
7711 | 80.485 | 126.51 | 313.3679 | 83.6082 | -229.7597 | 0 | 0 | 0 | 0 | 0
7712 | 100.984 | 376.18 | 1145.3799 | 104.9027 | -1040.4772 | 0 | 0 | 0 | 0 | 0
7713 | 679.251 | 610.68 | 1832.1576 | 705.6092 | -603.3368 | 0 | 523.2117 | 0 | 0 | 0
7714 | 1271.683 | 795.57 | 2296.4223 | 1321.0303 | 0 | 0 | 975.392 | 0 | 0 | 0
7715 | 1286.429 | 881.81 | 2491.2231 | 1336.3486 | 0 | 0 | 1154.8746 | 0 | 0 | 0
7716 | 1324.926 | 623.57 | 1783.876 | 1376.3394 | 0 | 0 | 407.5366 | 0 | 0 | 0
7717 | 1133.191 | 389.92 | 1127.8698 | 1127.8698 | 0 | 0 | 0 | 47.453 | 0 | 0
7718 | 1217.422 | 419.19 | 1220.6891 | 1220.6891 | 0 | 0 | 0 | 42.332 | 0 | 0
7719 | 1214.924 | 125.91 | 356.8357 | 356.8357 | 0 | 0 | 0 | 871.418 | 0 | 0
7720 | 1286.664 | 55.89 | 147.5882 | 147.5882 | 0 | 0 | 0 | 1144.589 | 0 | 0
7721 | 1421.989 | 7.83 | 5.114 | 5.114 | 0 | 0 | 0 | 1417.066 | 0 | 0
7722 | 1335.966 | 0 | 0 | 0 | 0 | 0 | 0 | 1335.966 | 0 | 0
7723 | 1252.8 | 0 | 0 | 0 | 0 | 0 | 0 | 73.179 | 0 | 1225.3959
7724 | 1186.4 | 0 | 0 | 0 | 0 | 0 | 0 | 6.779 | 0 | 1225.3959
7725 | 1470.4 | 0 | 0 | 0 | 0 | 0 | 0 | 290.779 | 0 | 1225.3959
7726 | 1188.8 | 0 | 0 | 0 | 0 | 0 | 0 | 9.179 | 0 | 1225.3959
7727 | 779.2 | 0 | 0 | 0 | 0 | 0 | 0 | 0 | 0 | 809.4367
7728 | 1133.6 | 0 | 0 | 0 | 0 | 0 | 0 | 1133.6 | 0 | 0
7729 | 877.6 | 0 | 0 | 0 | 0 | 0 | 0 | 877.6 | 0 | 0
7730 | 888 | 0 | 0 | 0 | 0 | 0 | 0 | 888 | 0 | 0
7731 | 992 | 0 | 0 | 0 | 0 | 0 | 0 | 992 | 0 | 0
7732 | 1028 | 0 | 0 | 0 | 0 | 0 | 0 | 1028 | 0 | 0
7733 | 1020 | 0 | 0 | 0 | 0 | 0 | 0 | 1020 | 0 | 0
7734 | 988.8 | 0 | 0 | 0 | 0 | 0 | 0 | 988.8 | 0 | 0
7735 | 1027.129 | 117.48 | 292.1597 | 0 | -292.1597 | 0 | 0 | 1027.129 | 0 | 0
7736 | 958.726 | 364.69 | 1097.7974 | 0 | -1097.7974 | 0 | 0 | 958.726 | 0 | 0
7737 | 1015.72 | 596.79 | 1764.4535 | 539.0576 | -1225.3959 | 0 | 0 | 496.799 | 0 | 0
7738 | 1081.252 | 779.99 | 2197.8169 | 972.421 | -1225.3959 | 0 | 0 | 145.156 | 0 | 0
7739 | 1456.647 | 894.58 | 2457.2698 | 1231.8739 | -1225.3959 | 0 | 0 | 270.79 | 0 | 0
7740 | 1355.634 | 554.75 | 1591.2141 | 922.1667 | -669.0474 | 0 | 0 | 467.915 | 0 | 0
7741 | 1091.508 | 604.52 | 1727.5728 | 1133.8637 | -593.7091 | 0 | 0 | 0 | 0 | 0
7742 | 1198.058 | 435.42 | 1271.3942 | 1244.5483 | -26.8458 | 0 | 0 | 0 | 0 | 0
7743 | 1592.282 | 120.78 | 342.1189 | 342.1189 | 0 | 0 | 0 | 1262.943 | 0 | 0
7744 | 1106.455 | 40.19 | 100.5054 | 100.5054 | 0 | 0 | 0 | 1009.704 | 0 | 0
7745 | 1246.387 | 10.77 | 13.5585 | 13.5585 | 0 | 0 | 0 | 1233.335 | 0 | 0
7746 | 1322.503 | 0 | 0 | 0 | 0 | 0 | 0 | 1322.503 | 0 | 0
7747 | 1121.6 | 0 | 0 | 0 | 0 | 0 | 0 | 296 | 0 | 857.6372
7748 | 1195.2 | 0 | 0 | 0 | 0 | 0 | 0 | 15.579 | 0 | 1225.3959
7749 | 1380 | 0 | 0 | 0 | 0 | 0 | 0 | 200.379 | 0 | 1225.3959
7750 | 1388 | 0 | 0 | 0 | 0 | 0 | 0 | 208.379 | 0 | 1225.3959
7751 | 1431.2 | 0 | 0 | 0 | 0 | 0 | 0 | 251.579 | 0 | 1225.3959
7752 | 1104 | 0 | 0 | 0 | 0 | 0 | 0 | 1104 | 0 | 0
7753 | 1285.6 | 0 | 0 | 0 | 0 | 0 | 0 | 1285.6 | 0 | 0
7754 | 1016 | 0 | 0 | 0 | 0 | 0 | 0 | 1016 | 0 | 0
7755 | 1193.6 | 0 | 0 | 0 | 0 | 0 | 0 | 1193.6 | 0 | 0
7756 | 1489.6 | 0 | 0 | 0 | 0 | 0 | 0 | 1489.6 | 0 | 0
7757 | 1088.8 | 0 | 0 | 0 | 0 | 0 | 0 | 1088.8 | 0 | 0
7758 | 1126.4 | 0 | 0 | 0 | 0 | 0 | 0 | 1126.4 | 0 | 0
7759 | 799.087 | 64.69 | 159.9552 | 0 | -159.9552 | 0 | 0 | 799.087 | 0 | 0
7760 | 933.699 | 308.85 | 945.3736 | 0 | -945.3736 | 0 | 0 | 933.699 | 0 | 0
7761 | 1028.874 | 602.87 | 1833.6846 | 608.2887 | -1225.3959 | 0 | 0 | 443.308 | 0 | 0
7762 | 1429.183 | 472.01 | 1399.7385 | 174.3426 | -1225.3959 | 0 | 0 | 1261.354 | 0 | 0
7763 | 1309.361 | 513.96 | 1502.8149 | 277.419 | -1225.3959 | 0 | 0 | 1042.306 | 0 | 0
7764 | 1273.22 | 350.39 | 1021.3019 | 843.1667 | -178.1353 | 0 | 0 | 461.55 | 0 | 0
7765 | 1283.758 | 733.54 | 2116.3413 | 1333.5739 | -782.7674 | 0 | 0 | 0 | 0 | 0
7766 | 1017.049 | 585.26 | 1723.4862 | 1056.5153 | -666.9708 | 0 | 0 | 0 | 0 | 0
7767 | 1569.862 | 353.69 | 1055.9565 | 1055.9565 | 0 | 0 | 0 | 553.351 | 0 | 0
7768 | 1212.909 | 32.34 | 77.0513 | 77.0513 | 0 | 0 | 0 | 1138.736 | 0 | 0
7769 | 1407.813 | 94.44 | 261.5201 | 261.5201 | 0 | 0 | 0 | 1156.062 | 0 | 0
7770 | 1339.188 | 1.96 | 0 | 0 | 0 | 0 | 0 | 1339.188 | 0 | 0
7771 | 1444 | 0 | 0 | 0 | 0 | 0 | 0 | 618.4 | 0 | 857.6372
7772 | 1498.4 | 0 | 0 | 0 | 0 | 0 | 0 | 318.779 | 0 | 1225.3959
7773 | 1683.2 | 0 | 0 | 0 | 0 | 0 | 0 | 503.579 | 0 | 1225.3959
7774 | 1572 | 0 | 0 | 0 | 0 | 0 | 0 | 392.379 | 0 | 1225.3959
7775 | 1266.4 | 0 | 0 | 0 | 0 | 0 | 0 | 86.779 | 0 | 1225.3959
7776 | 1252.8 | 0 | 0 | 0 | 0 | 0 | 0 | 1252.8 | 0 | 0
7777 | 1118.4 | 0 | 0 | 0 | 0 | 0 | 0 | 1118.4 | 0 | 0
7778 | 1283.2 | 0 | 0 | 0 | 0 | 0 | 0 | 1283.2 | 0 | 0
7779 | 1369.6 | 0 | 0 | 0 | 0 | 0 | 0 | 1369.6 | 0 | 0
7780 | 1394.4 | 0 | 0 | 0 | 0 | 0 | 0 | 1394.4 | 0 | 0
7781 | 1285.6 | 0 | 0 | 0 | 0 | 0 | 0 | 1285.6 | 0 | 0
7782 | 1056 | 0 | 0 | 0 | 0 | 0 | 0 | 1056 | 0 | 0
7783 | 1040.324 | 63.84 | 158.8519 | 0 | -158.8519 | 0 | 0 | 1040.324 | 0 | 0
7784 | 869.633 | 359.38 | 1086.1877 | 0 | -1086.1877 | 0 | 0 | 869.633 | 0 | 0
7785 | 1098.227 | 594.32 | 1776.6906 | 551.2947 | -1225.3959 | 0 | 0 | 567.526 | 0 | 0
7786 | 1314.622 | 782.4 | 2270.1707 | 1044.7748 | -1225.3959 | 0 | 0 | 308.875 | 0 | 0
7787 | 1099.177 | 803.6 | 2312.9009 | 1087.505 | -1225.3959 | 0 | 0 | 52.297 | 0 | 0
7788 | 1346.221 | 536.56 | 1554.9598 | 764.5935 | -790.3663 | 0 | 0 | 610.188 | 0 | 0
7789 | 1404.829 | 373.71 | 1092.1671 | 1092.1671 | 0 | 0 | 0 | 353.46 | 0 | 0
7790 | 1166.196 | 610.85 | 1791.265 | 1211.4499 | -579.8151 | 0 | 0 | 0 | 0 | 0
7791 | 1431.156 | 537.16 | 1604.6729 | 1486.6916 | -117.9812 | 0 | 0 | 0 | 0 | 0
7792 | 1408.691 | 120.59 | 348.4473 | 348.4473 | 0 | 0 | 0 | 1073.26 | 0 | 0
7793 | 1490.436 | 51.15 | 134.3746 | 134.3746 | 0 | 0 | 0 | 1361.081 | 0 | 0
7794 | 1393.933 | 0.98 | 0 | 0 | 0 | 0 | 0 | 1393.933 | 0 | 0
7795 | 1680.8 | 0 | 0 | 0 | 0 | 0 | 0 | 852.379 | 0 | 860.5677
7796 | 1324.8 | 0 | 0 | 0 | 0 | 0 | 0 | 145.179 | 0 | 1225.3959
7797 | 1534.4 | 0 | 0 | 0 | 0 | 0 | 0 | 354.779 | 0 | 1225.3959
7798 | 1571.2 | 0 | 0 | 0 | 0 | 0 | 0 | 391.579 | 0 | 1225.3959
7799 | 1176.8 | 0 | 0 | 0 | 0 | 0 | 0 | 0 | 0 | 1222.4654
7800 | 1416.8 | 0 | 0 | 0 | 0 | 0 | 0 | 1416.8 | 0 | 0
7801 | 1240 | 0 | 0 | 0 | 0 | 0 | 0 | 1240 | 0 | 0
7802 | 1348.8 | 0 | 0 | 0 | 0 | 0 | 0 | 1348.8 | 0 | 0
7803 | 1515.2 | 0 | 0 | 0 | 0 | 0 | 0 | 1515.2 | 0 | 0
7804 | 1366.4 | 0 | 0 | 0 | 0 | 0 | 0 | 1366.4 | 0 | 0
7805 | 1381.6 | 0 | 0 | 0 | 0 | 0 | 0 | 1381.6 | 0 | 0
7806 | 1362.4 | 0 | 0 | 0 | 0 | 0 | 0 | 1362.4 | 0 | 0
7807 | 679.439 | 71.28 | 179.0962 | 0 | -179.0962 | 0 | 0 | 679.439 | 0 | 0
7808 | 1137.376 | 376.76 | 1153.494 | 1081.6035 | -71.8905 | 0 | 0 | 96.176 | 0 | 0
7809 | 882.651 | 612.48 | 1858.4601 | 916.9021 | -941.5581 | 0 | 0 | 0 | 0 | 0
7810 | 432.662 | 631.13 | 1861.0592 | 449.4524 | -1225.3959 | 0 | 186.2109 | 0 | 0 | 0
7811 | 389.328 | 804.02 | 2296.1522 | 404.4358 | -1225.3959 | 0 | 666.3205 | 0 | 0 | 0
7812 | 396.46 | 966.5 | 2682.1949 | 411.8445 | -1225.3959 | 0 | 1044.9545 | 0 | 0 | 0
7813 | 851.215 | 627.74 | 1792.1615 | 884.2462 | -907.9154 | 0 | 0 | 0 | 0 | 0
7814 | 1358.284 | 715.37 | 2043.7341 | 1410.9919 | -632.7422 | 0 | 0 | 0 | 0 | 0
7815 | 1653.136 | 569.12 | 1664.2577 | 1664.2577 | 0 | 0 | 0 | 51.047 | 0 | 0
7816 | 1480.775 | 340.36 | 1019.806 | 1019.806 | 0 | 0 | 0 | 499.064 | 0 | 0
7817 | 1522.428 | 169.07 | 460.8283 | 460.8283 | 0 | 0 | 0 | 1078.814 | 0 | 0
7818 | 1682.404 | 1.96 | 0 | 0 | 0 | 0 | 0 | 1682.404 | 0 | 0
7819 | 1758.4 | 0 | 0 | 0 | 0 | 0 | 0 | 932.8 | 0 | 857.6372
7820 | 1597.6 | 0 | 0 | 0 | 0 | 0 | 0 | 417.979 | 0 | 1225.3959
7821 | 1777.6 | 0 | 0 | 0 | 0 | 0 | 0 | 597.979 | 0 | 1225.3959
7822 | 1849.6 | 0 | 0 | 0 | 0 | 0 | 0 | 669.979 | 0 | 1225.3959
7823 | 1356 | 0 | 0 | 0 | 0 | 0 | 0 | 176.379 | 0 | 1225.3959
7824 | 1280.8 | 0 | 0 | 0 | 0 | 0 | 0 | 1280.8 | 0 | 0
7825 | 1248.8 | 0 | 0 | 0 | 0 | 0 | 0 | 1248.8 | 0 | 0
7826 | 1583.2 | 0 | 0 | 0 | 0 | 0 | 0 | 1583.2 | 0 | 0
7827 | 1660 | 0 | 0 | 0 | 0 | 0 | 0 | 1660 | 0 | 0
7828 | 981.6 | 0 | 0 | 0 | 0 | 0 | 0 | 981.6 | 0 | 0
7829 | 1345.6 | 0 | 0 | 0 | 0 | 0 | 0 | 1345.6 | 0 | 0
7830 | 1347.2 | 0 | 0 | 0 | 0 | 0 | 0 | 1347.2 | 0 | 0
7831 | 1080.957 | 108.86 | 268.5788 | 268.5788 | 0 | 0 | 0 | 822.411 | 0 | 0
7832 | 1190.482 | 356.7 | 1081.2794 | 1081.2794 | 0 | 0 | 0 | 149.594 | 0 | 0
7833 | 1061.094 | 591.64 | 1774.024 | 1102.2695 | -671.7545 | 0 | 0 | 0 | 0 | 0
7834 | 1659.705 | 785.14 | 2259.124 | 1724.1094 | -535.0146 | 0 | 0 | 0 | 0 | 0
7835 | 1735.038 | 912.36 | 2551.3637 | 1802.3657 | -748.998 | 0 | 0 | 0 | 0 | 0
7836 | 1837.293 | 919.47 | 2558.4265 | 1908.5887 | -649.8378 | 0 | 0 | 0 | 0 | 0
7837 | 1536.804 | 581.86 | 1673.1976 | 1596.4393 | -76.7583 | 0 | 0 | 0 | 0 | 0
7838 | 1437.913 | 239.86 | 693.987 | 693.987 | 0 | 0 | 0 | 769.85 | 0 | 0
7839 | 1704.969 | 391.2 | 1156.145 | 1156.145 | 0 | 0 | 0 | 592.012 | 0 | 0
7840 | 1445.753 | 176.08 | 519.2943 | 519.2943 | 0 | 0 | 0 | 945.857 | 0 | 0
7841 | 1513.323 | 98.64 | 267.6106 | 267.6106 | 0 | 0 | 0 | 1255.709 | 0 | 0
7842 | 1805.698 | 0.98 | 0 | 0 | 0 | 0 | 0 | 1805.698 | 0 | 0
7843 | 1423.2 | 0 | 0 | 0 | 0 | 0 | 0 | 1423.2 | 0 | 0
7844 | 1600 | 0 | 0 | 0 | 0 | 0 | 0 | 1600 | 0 | 0
7845 | 1737.6 | 0 | 0 | 0 | 0 | 0 | 0 | 1737.6 | 0 | 0
7846 | 1408 | 0 | 0 | 0 | 0 | 0 | 0 | 1408 | 0 | 0
7847 | 1577.6 | 0 | 0 | 0 | 0 | 0 | 0 | 1184.787 | 0 | 408.056
7848 | 1420.8 | 0 | 0 | 0 | 0 | 0 | 0 | 241.179 | 0 | 1225.3959
7849 | 1040 | 0 | 0 | 0 | 0 | 0 | 0 | 1040 | 0 | 0
7850 | 1061.6 | 0 | 0 | 0 | 0 | 0 | 0 | 1061.6 | 0 | 0
7851 | 848 | 0 | 0 | 0 | 0 | 0 | 0 | 848 | 0 | 0
7852 | 1101.6 | 0 | 0 | 0 | 0 | 0 | 0 | 1101.6 | 0 | 0
7853 | 727.2 | 0 | 0 | 0 | 0 | 0 | 0 | 727.2 | 0 | 0
7854 | 904 | 0 | 0 | 0 | 0 | 0 | 0 | 904 | 0 | 0
7855 | 917.901 | 110.21 | 270.8964 | 270.8964 | 0 | 0 | 0 | 0 | 0 | 682.6235
7856 | 910.899 | 277.58 | 852.0578 | 852.0578 | 0 | 0 | 0 | 0 | 0 | 94.1884
7857 | 920.17 | 488.17 | 1495.6846 | 955.877 | -539.8076 | 0 | 0 | 0 | 0 | 0
7858 | 1061.386 | 662.69 | 1977.1695 | 1102.5728 | -874.5967 | 0 | 0 | 0 | 0 | 0
7859 | 1019.092 | 795.05 | 2325.006 | 1058.6376 | -1225.3959 | 0 | 40.9725 | 0 | 0 | 0
7860 | 991.068 | 526.18 | 1545.9212 | 1029.5261 | -516.395 | 0 | 0 | 0 | 0 | 0
7861 | 1143.278 | 568.94 | 1667.1268 | 1187.6426 | -479.4842 | 0 | 0 | 0 | 0 | 0
7862 | 1101.732 | 603.96 | 1782.19 | 1144.4844 | -637.7056 | 0 | 0 | 0 | 0 | 0
7863 | 1117.132 | 348.72 | 1039.1018 | 1039.1018 | 0 | 0 | 0 | 0 | 0 | 121.3802
7864 | 520.632 | 232.91 | 697.8794 | 540.835 | -157.0444 | 0 | 0 | 0 | 0 | 0
7865 | 192.296 | 119.16 | 329.0965 | 199.758 | -129.3385 | 0 | 0 | 0 | 0 | 0
7866 | 257.187 | 1.96 | 0 | 0 | 0 | 0 | 0 | 0 | 0 | 267.1671
7867 | 150.4 | 0 | 0 | 0 | 0 | 0 | 0 | 0 | 0 | 156.2362
7868 | 158.4 | 0 | 0 | 0 | 0 | 0 | 0 | 0 | 0 | 164.5467
7869 | 125.6 | 0 | 0 | 0 | 0 | 0 | 0 | 0 | 0 | 130.4739
7870 | 120 | 0 | 0 | 0 | 0 | 0 | 0 | 0 | 0 | 124.6566
7871 | 115.2 | 0 | 0 | 0 | 0 | 0 | 0 | 0 | 0 | 119.6703
7872 | 116 | 0 | 0 | 0 | 0 | 0 | 0 | 0 | 0 | 120.5014
7873 | 107.2 | 0 | 0 | 0 | 0 | 0 | 0 | 0 | 0 | 111.3599
7874 | 117.6 | 0 | 0 | 0 | 0 | 0 | 0 | 0 | 0 | 122.1634
7875 | 96.8 | 0 | 0 | 0 | 0 | 0 | 0 | 0 | 0 | 100.5563
7876 | 103.2 | 0 | 0 | 0 | 0 | 0 | 0 | 0 | 0 | 107.2047
7877 | 96.8 | 0 | 0 | 0 | 0 | 0 | 0 | 0 | 0 | 100.5563
7878 | 101.6 | 0 | 0 | 0 | 0 | 0 | 0 | 0 | 0 | 105.5426
7879 | 87.682 | 65.93 | 167.2164 | 91.0845 | -76.1319 | 0 | 0 | 0 | 0 | 0
7880 | 158.372 | 268.55 | 822.5723 | 164.5176 | -658.0548 | 0 | 0 | 0 | 0 | 0
7881 | 720.376 | 495.91 | 1511.5118 | 748.33 | -763.1818 | 0 | 0 | 0 | 0 | 0
7882 | 958.609 | 763.61 | 2263.6833 | 995.8076 | -1225.3959 | 0 | 42.4798 | 0 | 0 | 0
7883 | 1110.708 | 835.07 | 2431.5074 | 1153.8087 | -1187.9501 | 0 | 89.7486 | 0 | 0 | 0
7884 | 1168.124 | 777.04 | 2256.8906 | 1213.4528 | 0 | 0 | 1043.4378 | 0 | 0 | 0
7885 | 1171.326 | 739.34 | 2152.1479 | 1216.779 | 0 | 0 | 935.3689 | 0 | 0 | 0
7886 | 1171.349 | 656.01 | 1932.3015 | 1216.8029 | 0 | 0 | 715.4986 | 0 | 0 | 0
7887 | 1266.465 | 542.99 | 1625.853 | 1315.6099 | 0 | 0 | 310.2432 | 0 | 0 | 0
7888 | 1231.431 | 392.08 | 1195.3433 | 1195.3433 | 0 | 0 | 0 | 80.74 | 0 | 0
7889 | 1227.897 | 143.34 | 395.903 | 395.903 | 0 | 0 | 0 | 846.783 | 0 | 0
7890 | 1118.58 | 1.96 | 0 | 0 | 0 | 0 | 0 | 1118.58 | 0 | 0
7891 | 1358.4 | 0 | 0 | 0 | 0 | 0 | 0 | 178.779 | 0 | 1225.3959
7892 | 1066.4 | 0 | 0 | 0 | 0 | 0 | 0 | 0 | 0 | 1107.7814
7893 | 1076 | 0 | 0 | 0 | 0 | 0 | 0 | 0 | 0 | 1117.7539
7894 | 1006.4 | 0 | 0 | 0 | 0 | 0 | 0 | 0 | 0 | 1045.4531
7895 | 1079.2 | 0 | 0 | 0 | 0 | 0 | 0 | 0 | 0 | 1121.0781
7896 | 1528 | 0 | 0 | 0 | 0 | 0 | 0 | 1528 | 0 | 0
7897 | 1220.8 | 0 | 0 | 0 | 0 | 0 | 0 | 1220.8 | 0 | 0
7898 | 923.2 | 0 | 0 | 0 | 0 | 0 | 0 | 923.2 | 0 | 0
7899 | 1218.4 | 0 | 0 | 0 | 0 | 0 | 0 | 1218.4 | 0 | 0
7900 | 1200.8 | 0 | 0 | 0 | 0 | 0 | 0 | 1200.8 | 0 | 0
7901 | 896 | 0 | 0 | 0 | 0 | 0 | 0 | 896 | 0 | 0
7902 | 1284 | 0 | 0 | 0 | 0 | 0 | 0 | 1284 | 0 | 0
7903 | 1092.491 | 85.42 | 213.3985 | 0 | -213.3985 | 0 | 0 | 1092.491 | 0 | 0
7904 | 1306.162 | 326.51 | 1005.1049 | 0 | -1005.1049 | 0 | 0 | 1306.162 | 0 | 0
7905 | 1409.71 | 476.59 | 1459.4781 | 234.0822 | -1225.3959 | 0 | 0 | 1184.372 | 0 | 0
7906 | 984.961 | 437.73 | 1308.359 | 82.9631 | -1225.3959 | 0 | 0 | 905.097 | 0 | 0
7907 | 1372.328 | 625.86 | 1838.9026 | 708.818 | -1130.0845 | 0 | 0 | 689.988 | 0 | 0
7908 | 1453.632 | 681.93 | 1983.3473 | 1510.0398 | -473.3075 | 0 | 0 | 0 | 0 | 0
7909 | 1182.818 | 696.11 | 2023.7797 | 1228.717 | -795.0627 | 0 | 0 | 0 | 0 | 0
7910 | 1278.412 | 513.5 | 1511.8972 | 1328.0205 | -183.8768 | 0 | 0 | 0 | 0 | 0
7911 | 1247.998 | 385.39 | 1148.1338 | 1148.1338 | 0 | 0 | 0 | 142.753 | 0 | 0
7912 | 1086.354 | 96.5 | 273.0072 | 273.0072 | 0 | 0 | 0 | 823.545 | 0 | 0
7913 | 1467.39 | 100.6 | 279.2837 | 279.2837 | 0 | 0 | 0 | 1198.539 | 0 | 0
7914 | 1410.488 | 1.96 | 0 | 0 | 0 | 0 | 0 | 1410.488 | 0 | 0
7915 | 1142.4 | 0 | 0 | 0 | 0 | 0 | 0 | 67.957 | 0 | 1116.1365
7916 | 984.8 | 0 | 0 | 0 | 0 | 0 | 0 | 0 | 0 | 1023.0149
7917 | 1211.2 | 0 | 0 | 0 | 0 | 0 | 0 | 31.579 | 0 | 1225.3959
7918 | 1125.6 | 0 | 0 | 0 | 0 | 0 | 0 | 0 | 0 | 1169.2786
7919 | 1388.8 | 0 | 0 | 0 | 0 | 0 | 0 | 209.179 | 0 | 1225.3959
7920 | 985.6 | 0 | 0 | 0 | 0 | 0 | 0 | 985.6 | 0 | 0
7921 | 1293.6 | 0 | 0 | 0 | 0 | 0 | 0 | 1293.6 | 0 | 0
7922 | 1131.2 | 0 | 0 | 0 | 0 | 0 | 0 | 1131.2 | 0 | 0
7923 | 1264.8 | 0 | 0 | 0 | 0 | 0 | 0 | 1264.8 | 0 | 0
7924 | 774.4 | 0 | 0 | 0 | 0 | 0 | 0 | 774.4 | 0 | 0
7925 | 1108.8 | 0 | 0 | 0 | 0 | 0 | 0 | 1108.8 | 0 | 0
7926 | 734.4 | 0 | 0 | 0 | 0 | 0 | 0 | 734.4 | 0 | 0
7927 | 812.644 | 96.12 | 236.7727 | 0 | -236.7727 | 0 | 0 | 812.644 | 0 | 0
7928 | 1161.248 | 291.99 | 894.5771 | 0 | -894.5771 | 0 | 0 | 1161.248 | 0 | 0
7929 | 1243.412 | 497.21 | 1515.801 | 290.4051 | -1225.3959 | 0 | 0 | 963.855 | 0 | 0
7930 | 1326.775 | 660.35 | 1961.8306 | 736.4347 | -1225.3959 | 0 | 0 | 617.851 | 0 | 0
7931 | 1621.135 | 674.42 | 1976.8288 | 1100.9149 | -875.9139 | 0 | 0 | 561.345 | 0 | 0
7932 | 1251.306 | 746.52 | 2168.0302 | 1299.8626 | -868.1676 | 0 | 0 | 0 | 0 | 0
7933 | 1349.218 | 744.64 | 2156.7145 | 1401.5741 | -755.1404 | 0 | 0 | 0 | 0 | 0
7934 | 1331.273 | 572.41 | 1680.8837 | 1382.9327 | -297.951 | 0 | 0 | 0 | 0 | 0
7935 | 1282.735 | 456.68 | 1362.5877 | 1332.5112 | -30.0765 | 0 | 0 | 0 | 0 | 0
7936 | 1437.172 | 163.39 | 479.9496 | 479.9496 | 0 | 0 | 0 | 975.151 | 0 | 0
7937 | 1620.088 | 34.3 | 82.8758 | 82.8758 | 0 | 0 | 0 | 1540.308 | 0 | 0
7938 | 1488.651 | 0.98 | 0 | 0 | 0 | 0 | 0 | 1488.651 | 0 | 0
7939 | 1304.8 | 0 | 0 | 0 | 0 | 0 | 0 | 469.179 | 0 | 868.0471
7940 | 1217.6 | 0 | 0 | 0 | 0 | 0 | 0 | 37.979 | 0 | 1225.3959
7941 | 1169.6 | 0 | 0 | 0 | 0 | 0 | 0 | 0 | 0 | 1214.986
7942 | 1280 | 0 | 0 | 0 | 0 | 0 | 0 | 100.379 | 0 | 1225.3959
7943 | 1238.4 | 0 | 0 | 0 | 0 | 0 | 0 | 58.779 | 0 | 1225.3959
7944 | 1456 | 0 | 0 | 0 | 0 | 0 | 0 | 1456 | 0 | 0
7945 | 1352 | 0 | 0 | 0 | 0 | 0 | 0 | 1352 | 0 | 0
7946 | 1226.4 | 0 | 0 | 0 | 0 | 0 | 0 | 1226.4 | 0 | 0
7947 | 1184 | 0 | 0 | 0 | 0 | 0 | 0 | 1184 | 0 | 0
7948 | 1292 | 0 | 0 | 0 | 0 | 0 | 0 | 1292 | 0 | 0
7949 | 1500 | 0 | 0 | 0 | 0 | 0 | 0 | 1500 | 0 | 0
7950 | 1428.8 | 0 | 0 | 0 | 0 | 0 | 0 | 1428.8 | 0 | 0
7951 | 1297.339 | 100.63 | 242.375 | 0 | -242.375 | 0 | 0 | 1297.339 | 0 | 0
7952 | 1310.033 | 290.99 | 893.1207 | 0 | -893.1207 | 0 | 0 | 1310.033 | 0 | 0
7953 | 994.134 | 485.44 | 1482.5115 | 257.1156 | -1225.3959 | 0 | 0 | 746.624 | 0 | 0
7954 | 1147.17 | 589.71 | 1753.7922 | 528.3963 | -1225.3959 | 0 | 0 | 638.512 | 0 | 0
7955 | 1266.559 | 668.44 | 1945.1733 | 719.7774 | -1225.3959 | 0 | 0 | 573.67 | 0 | 0
7956 | 1524.5 | 787.11 | 2259.2632 | 1162.4069 | -1096.8563 | 0 | 0 | 405.515 | 0 | 0
7957 | 1553.979 | 698.75 | 2014.5821 | 1614.2808 | -400.3013 | 0 | 0 | 0 | 0 | 0
7958 | 1388.914 | 527.29 | 1543.3584 | 1442.8105 | -100.548 | 0 | 0 | 0 | 0 | 0
7959 | 1652.723 | 276.03 | 815.5812 | 815.5812 | 0 | 0 | 0 | 867.608 | 0 | 0
7960 | 1570.274 | 285.47 | 862.7232 | 862.7232 | 0 | 0 | 0 | 739.778 | 0 | 0
7961 | 1459.662 | 166.4 | 461.4236 | 461.4236 | 0 | 0 | 0 | 1015.475 | 0 | 0
7962 | 1449.583 | 1.96 | 0 | 0 | 0 | 0 | 0 | 1449.583 | 0 | 0
7963 | 1372.8 | 0 | 0 | 0 | 0 | 0 | 0 | 547.2 | 0 | 857.6372
7964 | 1579.2 | 0 | 0 | 0 | 0 | 0 | 0 | 399.579 | 0 | 1225.3959
7965 | 1569.6 | 0 | 0 | 0 | 0 | 0 | 0 | 389.979 | 0 | 1225.3959
7966 | 1548.8 | 0 | 0 | 0 | 0 | 0 | 0 | 369.179 | 0 | 1225.3959
7967 | 1433.6 | 0 | 0 | 0 | 0 | 0 | 0 | 253.979 | 0 | 1225.3959
7968 | 1310.4 | 0 | 0 | 0 | 0 | 0 | 0 | 1310.4 | 0 | 0
7969 | 1088 | 0 | 0 | 0 | 0 | 0 | 0 | 1088 | 0 | 0
7970 | 1392 | 0 | 0 | 0 | 0 | 0 | 0 | 1392 | 0 | 0
7971 | 1436.8 | 0 | 0 | 0 | 0 | 0 | 0 | 1436.8 | 0 | 0
7972 | 1538.4 | 0 | 0 | 0 | 0 | 0 | 0 | 1538.4 | 0 | 0
7973 | 1468 | 0 | 0 | 0 | 0 | 0 | 0 | 1468 | 0 | 0
7974 | 1324 | 0 | 0 | 0 | 0 | 0 | 0 | 1324 | 0 | 0
7975 | 916 | 11.75 | 15.927 | 0 | -15.927 | 0 | 0 | 916 | 0 | 0
7976 | 1538.833 | 91.68 | 265.1549 | 0 | -265.1549 | 0 | 0 | 1538.833 | 0 | 0
7977 | 1337.062 | 222.19 | 668.6121 | 0 | -668.6121 | 0 | 0 | 1337.062 | 0 | 0
7978 | 1341.153 | 392.25 | 1177.5672 | 0 | -1177.5672 | 0 | 0 | 1341.153 | 0 | 0
7979 | 1403.197 | 419.54 | 1247.4362 | 22.0403 | -1225.3959 | 0 | 0 | 1381.98 | 0 | 0
7980 | 1495.022 | 546.54 | 1613.2274 | 387.8315 | -1225.3959 | 0 | 0 | 1121.678 | 0 | 0
7981 | 1415.791 | 412.68 | 1224.4672 | 0 | -1224.4672 | 0 | 0 | 1415.791 | 0 | 0
7982 | 1603.039 | 402.26 | 1200.9653 | 594.0945 | -606.8708 | 0 | 0 | 1031.136 | 0 | 0
7983 | 1305.477 | 384.97 | 1161.8231 | 1161.8231 | 0 | 0 | 0 | 187.054 | 0 | 0
7984 | 1797.5 | 105.05 | 303.3372 | 303.3372 | 0 | 0 | 0 | 1505.494 | 0 | 0
7985 | 1690.399 | 8.81 | 8.273 | 8.273 | 0 | 0 | 0 | 1682.435 | 0 | 0
7986 | 1741.499 | 0.98 | 0 | 0 | 0 | 0 | 0 | 1741.499 | 0 | 0
7987 | 1718.4 | 0 | 0 | 0 | 0 | 0 | 0 | 892.8 | 0 | 857.6372
7988 | 1222.4 | 0 | 0 | 0 | 0 | 0 | 0 | 42.779 | 0 | 1225.3959
7989 | 1288 | 0 | 0 | 0 | 0 | 0 | 0 | 108.379 | 0 | 1225.3959
7990 | 1320.8 | 0 | 0 | 0 | 0 | 0 | 0 | 141.179 | 0 | 1225.3959
7991 | 1376 | 0 | 0 | 0 | 0 | 0 | 0 | 196.379 | 0 | 1225.3959
7992 | 1328.8 | 0 | 0 | 0 | 0 | 0 | 0 | 1328.8 | 0 | 0
7993 | 1398.4 | 0 | 0 | 0 | 0 | 0 | 0 | 1398.4 | 0 | 0
7994 | 1504 | 0 | 0 | 0 | 0 | 0 | 0 | 1504 | 0 | 0
7995 | 1284 | 0 | 0 | 0 | 0 | 0 | 0 | 1284 | 0 | 0
7996 | 1360.8 | 0 | 0 | 0 | 0 | 0 | 0 | 1360.8 | 0 | 0
7997 | 1429.6 | 0 | 0 | 0 | 0 | 0 | 0 | 1429.6 | 0 | 0
7998 | 1222.4 | 0 | 0 | 0 | 0 | 0 | 0 | 1222.4 | 0 | 0
7999 | 1190.56 | 41.64 | 98.6719 | 98.6719 | 0 | 0 | 0 | 1095.574 | 0 | 0
8000 | 1232.152 | 232.13 | 711.8815 | 711.8815 | 0 | 0 | 0 | 546.863 | 0 | 0
8001 | 1245.954 | 374.31 | 1149.157 | 1149.157 | 0 | 0 | 0 | 139.724 | 0 | 0
8002 | 1352.375 | 574.57 | 1730.6716 | 1404.8536 | -325.818 | 0 | 0 | 0 | 0 | 0
8003 | 1036.347 | 716.75 | 2128.8122 | 1076.5622 | -1052.25 | 0 | 0 | 0 | 0 | 0
8004 | 1453.973 | 658.75 | 1956.061 | 1510.3941 | -445.667 | 0 | 0 | 0 | 0 | 0
8005 | 1380.768 | 679.22 | 2020.1137 | 1434.3484 | -585.7654 | 0 | 0 | 0 | 0 | 0
8006 | 1648.157 | 536.4 | 1610.2242 | 1610.2242 | 0 | 0 | 0 | 98.083 | 0 | 0
8007 | 1281.294 | 408.96 | 1239.3782 | 1239.3782 | 0 | 0 | 0 | 88.213 | 0 | 0
8008 | 1404.316 | 146.09 | 432.55 | 432.55 | 0 | 0 | 0 | 987.924 | 0 | 0
8009 | 1308.225 | 63.76 | 174.6044 | 174.6044 | 0 | 0 | 0 | 1140.143 | 0 | 0
8010 | 1254.291 | 1.96 | 0 | 0 | 0 | 0 | 0 | 1254.291 | 0 | 0
8011 | 1336 | 0 | 0 | 0 | 0 | 0 | 0 | 1336 | 0 | 0
8012 | 854.4 | 0 | 0 | 0 | 0 | 0 | 0 | 854.4 | 0 | 0
8013 | 1313.6 | 0 | 0 | 0 | 0 | 0 | 0 | 1313.6 | 0 | 0
8014 | 1232 | 0 | 0 | 0 | 0 | 0 | 0 | 1232 | 0 | 0
8015 | 1172.8 | 0 | 0 | 0 | 0 | 0 | 0 | 1172.8 | 0 | 0
8016 | 1341.6 | 0 | 0 | 0 | 0 | 0 | 0 | 1341.6 | 0 | 0
8017 | 1092 | 0 | 0 | 0 | 0 | 0 | 0 | 1092 | 0 | 0
8018 | 1248 | 0 | 0 | 0 | 0 | 0 | 0 | 1248 | 0 | 0
8019 | 1142.4 | 0 | 0 | 0 | 0 | 0 | 0 | 1142.4 | 0 | 0
8020 | 1088.8 | 0 | 0 | 0 | 0 | 0 | 0 | 1088.8 | 0 | 0
8021 | 978.4 | 0 | 0 | 0 | 0 | 0 | 0 | 978.4 | 0 | 0
8022 | 1040.8 | 0 | 0 | 0 | 0 | 0 | 0 | 1040.8 | 0 | 0
8023 | 858.4 | 32.66 | 75.3497 | 75.3497 | 0 | 0 | 0 | 149.595 | 0 | 660.9603
8024 | 1146.178 | 117.95 | 347.6578 | 347.6578 | 0 | 0 | 0 | 0 | 0 | 842.9973
8025 | 1191.895 | 194.12 | 582.4786 | 582.4786 | 0 | 0 | 0 | 0 | 0 | 655.6676
8026 | 1166.901 | 400.97 | 1206.7265 | 1206.7265 | 0 | 0 | 0 | 0 | 0 | 5.4558
8027 | 1126.266 | 571.69 | 1705.9761 | 1169.9705 | -536.0056 | 0 | 0 | 0 | 0 | 0
8028 | 1448.14 | 612.78 | 1820.337 | 1504.3347 | -316.0023 | 0 | 0 | 0 | 0 | 0
8029 | 920.542 | 591.4 | 1759.728 | 956.2634 | -803.4646 | 0 | 0 | 0 | 0 | 0
8030 | 997.387 | 513.27 | 1539.8785 | 1036.0904 | -503.7881 | 0 | 0 | 0 | 0 | 0
8031 | 860.713 | 410.99 | 1247.0238 | 894.1128 | -352.9111 | 0 | 0 | 0 | 0 | 0
8032 | 234.947 | 192.64 | 579.9034 | 244.0641 | -335.8393 | 0 | 0 | 0 | 0 | 0
8033 | 183.063 | 154.71 | 434.2723 | 190.1667 | -244.1056 | 0 | 0 | 0 | 0 | 0
8034 | 137.552 | 2.94 | 0 | 0 | 0 | 0 | 0 | 0 | 0 | 142.8897
8035 | 148 | 0 | 0 | 0 | 0 | 0 | 0 | 0 | 0 | 153.7431
8036 | 100.8 | 0 | 0 | 0 | 0 | 0 | 0 | 0 | 0 | 104.7115
8037 | 96 | 0 | 0 | 0 | 0 | 0 | 0 | 0 | 0 | 99.7253
8038 | 102.4 | 0 | 0 | 0 | 0 | 0 | 0 | 0 | 0 | 106.3736
8039 | 91.2 | 0 | 0 | 0 | 0 | 0 | 0 | 0 | 0 | 94.739
8040 | 100 | 0 | 0 | 0 | 0 | 0 | 0 | 0 | 0 | 103.8805
8041 | 89.6 | 0 | 0 | 0 | 0 | 0 | 0 | 0 | 0 | 93.0769
8042 | 96 | 0 | 0 | 0 | 0 | 0 | 0 | 0 | 0 | 99.7253
8043 | 89.6 | 0 | 0 | 0 | 0 | 0 | 0 | 0 | 0 | 93.0769
8044 | 89.6 | 0 | 0 | 0 | 0 | 0 | 0 | 0 | 0 | 93.0769
8045 | 91.2 | 0 | 0 | 0 | 0 | 0 | 0 | 0 | 0 | 94.739
8046 | 92 | 0 | 0 | 0 | 0 | 0 | 0 | 0 | 0 | 95.57
8047 | 72.8 | 51.18 | 124.3044 | 75.625 | -48.6794 | 0 | 0 | 0 | 0 | 0
8048 | 89.61 | 235.03 | 715.8061 | 93.0873 | -622.7188 | 0 | 0 | 0 | 0 | 0
8049 | 636.197 | 483.61 | 1486.622 | 660.8845 | -825.7376 | 0 | 0 | 0 | 0 | 0
8050 | 1258.648 | 772.15 | 2315.0075 | 1307.4895 | -1007.518 | 0 | 0 | 0 | 0 | 0
8051 | 1251.361 | 895.29 | 2634.8908 | 1299.9208 | -1225.3959 | 0 | 109.5742 | 0 | 0 | 0
8052 | 1077.291 | 947.58 | 2758.8182 | 1119.096 | -1117.8152 | 0 | 521.9069 | 0 | 0 | 0
8053 | 1356.354 | 780.71 | 2297.7073 | 1408.987 | 0 | 0 | 888.7203 | 0 | 0 | 0
8054 | 1104.063 | 792.86 | 2344.5439 | 1146.9059 | 0 | 0 | 1197.638 | 0 | 0 | 0
8055 | 1125.992 | 546.94 | 1652.3031 | 1169.6858 | 0 | 0 | 482.6173 | 0 | 0 | 0
8056 | 1050.113 | 137.56 | 403.5289 | 403.5289 | 0 | 0 | 0 | 661.658 | 0 | 0
8057 | 951.408 | 90.75 | 244.784 | 244.784 | 0 | 0 | 0 | 715.768 | 0 | 0
8058 | 1136.61 | 1.96 | 0 | 0 | 0 | 0 | 0 | 1136.61 | 0 | 0
8059 | 1047.2 | 0 | 0 | 0 | 0 | 0 | 0 | 0 | 0 | 1087.8363
8060 | 1128.8 | 0 | 0 | 0 | 0 | 0 | 0 | 0 | 0 | 1172.6028
8061 | 778.4 | 0 | 0 | 0 | 0 | 0 | 0 | 0 | 0 | 808.6056
8062 | 1089.6 | 0 | 0 | 0 | 0 | 0 | 0 | 0 | 0 | 1131.8817
8063 | 952.8 | 0 | 0 | 0 | 0 | 0 | 0 | 0 | 0 | 989.7732
8064 | 999.2 | 0 | 0 | 0 | 0 | 0 | 0 | 999.2 | 0 | 0
8065 | 960 | 0 | 0 | 0 | 0 | 0 | 0 | 960 | 0 | 0
8066 | 1305.6 | 0 | 0 | 0 | 0 | 0 | 0 | 1305.6 | 0 | 0
8067 | 1168.8 | 0 | 0 | 0 | 0 | 0 | 0 | 1168.8 | 0 | 0
8068 | 1358.4 | 0 | 0 | 0 | 0 | 0 | 0 | 1358.4 | 0 | 0
8069 | 1282.4 | 0 | 0 | 0 | 0 | 0 | 0 | 1282.4 | 0 | 0
8070 | 1162.4 | 0 | 0 | 0 | 0 | 0 | 0 | 1162.4 | 0 | 0
8071 | 1039.2 | 112.19 | 260.1707 | 260.1707 | 0 | 0 | 0 | 251.35 | 0 | 558.2516
8072 | 1081.05 | 362.36 | 1112.7282 | 1112.7282 | 0 | 0 | 0 | 0 | 0 | 10.2717
8073 | 811.981 | 597.57 | 1833.5818 | 843.4897 | -990.0921 | 0 | 0 | 0 | 0 | 0
8074 | 1146.669 | 786.7 | 2322.3197 | 1191.1652 | -1131.1545 | 0 | 0 | 0 | 0 | 0
8075 | 1380.393 | 913.49 | 2631.3111 | 1433.9588 | -1197.3523 | 0 | 0 | 0 | 0 | 0
8076 | 1173.817 | 968.94 | 2754.1041 | 1219.3667 | -1225.3959 | 0 | 309.3415 | 0 | 0 | 0
8077 | 1141.587 | 944.63 | 2690.3485 | 1185.886 | -1225.3959 | 0 | 279.0666 | 0 | 0 | 0
8078 | 1217.119 | 844.32 | 2443.4506 | 1264.349 | -639.9993 | 0 | 539.1023 | 0 | 0 | 0
8079 | 1621.666 | 678.3 | 2015.328 | 1684.5943 | 0 | 0 | 330.7336 | 0 | 0 | 0
8080 | 617.579 | 458.62 | 1401.1149 | 641.544 | 0 | 0 | 759.5709 | 0 | 0 | 0
8081 | 1446.565 | 209.28 | 578.0824 | 578.0824 | 0 | 0 | 0 | 890.077 | 0 | 0
8082 | 1314.233 | 5.5 | 0 | 0 | 0 | 0 | 0 | 1314.233 | 0 | 0
8083 | 1122.4 | 0 | 0 | 0 | 0 | 0 | 0 | 48.757 | 0 | 1115.3054
8084 | 976.8 | 0 | 0 | 0 | 0 | 0 | 0 | 0 | 0 | 1014.7045
8085 | 1206.4 | 0 | 0 | 0 | 0 | 0 | 0 | 26.779 | 0 | 1225.3959
8086 | 1304 | 0 | 0 | 0 | 0 | 0 | 0 | 124.379 | 0 | 1225.3959
8087 | 1134.4 | 0 | 0 | 0 | 0 | 0 | 0 | 0 | 0 | 1178.4201
8088 | 949.6 | 0 | 0 | 0 | 0 | 0 | 0 | 949.6 | 0 | 0
8089 | 1222.4 | 0 | 0 | 0 | 0 | 0 | 0 | 1222.4 | 0 | 0
8090 | 851.2 | 0 | 0 | 0 | 0 | 0 | 0 | 851.2 | 0 | 0
8091 | 1256.8 | 0 | 0 | 0 | 0 | 0 | 0 | 1256.8 | 0 | 0
8092 | 1092.8 | 0 | 0 | 0 | 0 | 0 | 0 | 1092.8 | 0 | 0
8093 | 1028.8 | 0 | 0 | 0 | 0 | 0 | 0 | 1028.8 | 0 | 0
8094 | 1088.8 | 0 | 0 | 0 | 0 | 0 | 0 | 1088.8 | 0 | 0
8095 | 1353.6 | 105.13 | 248.9973 | 248.9973 | 0 | 0 | 0 | 1113.904 | 0 | 0
8096 | 697.26 | 300.53 | 931.1087 | 724.317 | -206.7917 | 0 | 0 | 0 | 0 | 0
8097 | 894.813 | 593.81 | 1836.1643 | 929.536 | -906.6283 | 0 | 0 | 0 | 0 | 0
8098 | 1264.732 | 788.49 | 2338.3339 | 1313.8096 | -1024.5243 | 0 | 0 | 0 | 0 | 0
8099 | 1241.914 | 915.74 | 2619.5789 | 1290.1072 | -1225.3959 | 0 | 104.0758 | 0 | 0 | 0
8100 | 1308.586 | 972.72 | 2711.7676 | 1359.3664 | -1225.3959 | 0 | 127.0053 | 0 | 0 | 0
8101 | 1086.618 | 947.83 | 2626.9949 | 1128.785 | -1225.3959 | 0 | 272.814 | 0 | 0 | 0
8102 | 1312.456 | 846.4 | 2391.9954 | 1363.3855 | -595.2569 | 0 | 433.353 | 0 | 0 | 0
8103 | 1471.833 | 681.53 | 1996.5568 | 1528.9471 | 0 | 0 | 467.6096 | 0 | 0 | 0
8104 | 1659.084 | 444.82 | 1348.9576 | 1348.9576 | 0 | 0 | 0 | 360.517 | 0 | 0
8105 | 1382.135 | 174 | 484.0643 | 484.0643 | 0 | 0 | 0 | 916.153 | 0 | 0
8106 | 1357.739 | 3.91 | 0 | 0 | 0 | 0 | 0 | 1357.739 | 0 | 0
8107 | 1292 | 0 | 0 | 0 | 0 | 0 | 0 | 255.579 | 0 | 1076.6391
8108 | 1217.6 | 0 | 0 | 0 | 0 | 0 | 0 | 37.979 | 0 | 1225.3959
8109 | 1288 | 0 | 0 | 0 | 0 | 0 | 0 | 108.379 | 0 | 1225.3959
8110 | 1356 | 0 | 0 | 0 | 0 | 0 | 0 | 176.379 | 0 | 1225.3959
8111 | 968.8 | 0 | 0 | 0 | 0 | 0 | 0 | 0 | 0 | 1006.394
8112 | 1264 | 0 | 0 | 0 | 0 | 0 | 0 | 1264 | 0 | 0
8113 | 1316.8 | 0 | 0 | 0 | 0 | 0 | 0 | 1316.8 | 0 | 0
8114 | 1169.6 | 0 | 0 | 0 | 0 | 0 | 0 | 1169.6 | 0 | 0
8115 | 1160.8 | 0 | 0 | 0 | 0 | 0 | 0 | 1160.8 | 0 | 0
8116 | 1196 | 0 | 0 | 0 | 0 | 0 | 0 | 1196 | 0 | 0
8117 | 840 | 0 | 0 | 0 | 0 | 0 | 0 | 840 | 0 | 0
8118 | 1152.8 | 0 | 0 | 0 | 0 | 0 | 0 | 1152.8 | 0 | 0
8119 | 706.4 | 100.89 | 234.6535 | 234.6535 | 0 | 0 | 0 | 480.512 | 0 | 0
8120 | 959.437 | 346.95 | 1074.2758 | 996.6677 | -77.6081 | 0 | 0 | 0 | 0 | 0
8121 | 900.079 | 581.47 | 1801.8505 | 935.0063 | -866.8441 | 0 | 0 | 0 | 0 | 0
8122 | 1146.42 | 766.82 | 2274.9201 | 1190.9065 | -1084.0135 | 0 | 0 | 0 | 0 | 0
8123 | 1422.593 | 892.33 | 2562.3906 | 1477.7964 | -1084.5942 | 0 | 0 | 0 | 0 | 0
8124 | 1547.461 | 949.31 | 2688.5835 | 1607.5098 | -1081.0737 | 0 | 0 | 0 | 0 | 0
8125 | 1494.729 | 893.54 | 2548.8363 | 1552.7316 | -996.1047 | 0 | 0 | 0 | 0 | 0
8126 | 1257.696 | 828.67 | 2401.6137 | 1306.5006 | -1095.1132 | 0 | 0 | 0 | 0 | 0
8127 | 1228.071 | 554.73 | 1658.8663 | 1275.727 | -124.0395 | 0 | 259.0997 | 0 | 0 | 0
8128 | 1769.154 | 422.01 | 1291.7142 | 1291.7142 | 0 | 0 | 0 | 525.692 | 0 | 0
8129 | 1953.371 | 181.6 | 507.4904 | 507.4904 | 0 | 0 | 0 | 1464.838 | 0 | 0
8130 | 1544.713 | 3.91 | 0 | 0 | 0 | 0 | 0 | 1544.713 | 0 | 0
8131 | 1589.6 | 0 | 0 | 0 | 0 | 0 | 0 | 764 | 0 | 857.6372
8132 | 1320 | 0 | 0 | 0 | 0 | 0 | 0 | 140.379 | 0 | 1225.3959
8133 | 1744 | 0 | 0 | 0 | 0 | 0 | 0 | 564.379 | 0 | 1225.3959
8134 | 1516.8 | 0 | 0 | 0 | 0 | 0 | 0 | 337.179 | 0 | 1225.3959
8135 | 1599.2 | 0 | 0 | 0 | 0 | 0 | 0 | 419.579 | 0 | 1225.3959
8136 | 1542.4 | 0 | 0 | 0 | 0 | 0 | 0 | 1542.4 | 0 | 0
8137 | 1434.4 | 0 | 0 | 0 | 0 | 0 | 0 | 1434.4 | 0 | 0
8138 | 1324 | 0 | 0 | 0 | 0 | 0 | 0 | 1324 | 0 | 0
8139 | 1325.6 | 0 | 0 | 0 | 0 | 0 | 0 | 1325.6 | 0 | 0
8140 | 1516.8 | 0 | 0 | 0 | 0 | 0 | 0 | 1516.8 | 0 | 0
8141 | 1291.2 | 0 | 0 | 0 | 0 | 0 | 0 | 1291.2 | 0 | 0
8142 | 1542.4 | 0 | 0 | 0 | 0 | 0 | 0 | 1542.4 | 0 | 0
8143 | 1000.8 | 103.27 | 237.0667 | 0 | -237.0667 | 0 | 0 | 1000.8 | 0 | 0
8144 | 828.43 | 349.15 | 1078.0498 | 117.5969 | -960.4529 | 0 | 0 | 715.226 | 0 | 0
8145 | 1062.166 | 583.77 | 1807.648 | 1103.3831 | -704.265 | 0 | 0 | 0 | 0 | 0
8146 | 1354.15 | 770.94 | 2292.3117 | 1406.6975 | -885.6143 | 0 | 0 | 0 | 0 | 0
8147 | 1544.599 | 894.11 | 2569.2903 | 1604.5368 | -964.7536 | 0 | 0 | 0 | 0 | 0
8148 | 1620.767 | 950.48 | 2684.5239 | 1683.6605 | -1000.8634 | 0 | 0 | 0 | 0 | 0
8149 | 936.447 | 904.46 | 2554.6962 | 972.7856 | -1225.3959 | 0 | 356.5147 | 0 | 0 | 0
8150 | 1379.589 | 559.44 | 1631.5748 | 1433.1236 | -198.4512 | 0 | 0 | 0 | 0 | 0
8151 | 1282.753 | 527.73 | 1565.058 | 1332.5299 | -232.5281 | 0 | 0 | 0 | 0 | 0
8152 | 1281.053 | 350.61 | 1062.7139 | 1062.7139 | 0 | 0 | 0 | 258.037 | 0 | 0
8153 | 1015.736 | 174.98 | 486.9054 | 486.9054 | 0 | 0 | 0 | 547.019 | 0 | 0
8154 | 1172.039 | 4.6 | 0 | 0 | 0 | 0 | 0 | 1172.039 | 0 | 0
8155 | 1207.2 | 0 | 0 | 0 | 0 | 0 | 0 | 381.6 | 0 | 857.6372
8156 | 1226.4 | 0 | 0 | 0 | 0 | 0 | 0 | 46.779 | 0 | 1225.3959
8157 | 1287.2 | 0 | 0 | 0 | 0 | 0 | 0 | 107.579 | 0 | 1225.3959
8158 | 1448.8 | 0 | 0 | 0 | 0 | 0 | 0 | 269.179 | 0 | 1225.3959
8159 | 1248.8 | 0 | 0 | 0 | 0 | 0 | 0 | 69.179 | 0 | 1225.3959
8160 | 1272.8 | 0 | 0 | 0 | 0 | 0 | 0 | 1272.8 | 0 | 0
8161 | 1412 | 0 | 0 | 0 | 0 | 0 | 0 | 1412 | 0 | 0
8162 | 1366.4 | 0 | 0 | 0 | 0 | 0 | 0 | 1366.4 | 0 | 0
8163 | 1345.6 | 0 | 0 | 0 | 0 | 0 | 0 | 1345.6 | 0 | 0
8164 | 1445.6 | 0 | 0 | 0 | 0 | 0 | 0 | 1445.6 | 0 | 0
8165 | 1436 | 0 | 0 | 0 | 0 | 0 | 0 | 1436 | 0 | 0
8166 | 1366.4 | 0 | 0 | 0 | 0 | 0 | 0 | 1366.4 | 0 | 0
8167 | 1041.6 | 37.71 | 88.2807 | 88.2807 | 0 | 0 | 0 | 956.617 | 0 | 0
8168 | 1319.128 | 221.91 | 680.4088 | 680.4088 | 0 | 0 | 0 | 664.136 | 0 | 0
8169 | 889.005 | 398.78 | 1231.2319 | 923.5026 | -307.7293 | 0 | 0 | 0 | 0 | 0
8170 | 1469.341 | 480.48 | 1448.1738 | 1448.1738 | 0 | 0 | 0 | 75.264 | 0 | 0
8171 | 1714.76 | 640.26 | 1891.0713 | 1781.3008 | -109.7705 | 0 | 0 | 0 | 0 | 0
8172 | 1647.544 | 652.97 | 1911.3748 | 1711.4765 | -199.8982 | 0 | 0 | 0 | 0 | 0
8173 | 1465.729 | 439.97 | 1293.5155 | 1293.5155 | 0 | 0 | 0 | 220.533 | 0 | 0
8174 | 1506.159 | 300.74 | 885.7878 | 885.7878 | 0 | 0 | 0 | 653.46 | 0 | 0
8175 | 1621.22 | 255.6 | 757.163 | 757.163 | 0 | 0 | 0 | 892.341 | 0 | 0
8176 | 1662.845 | 330.02 | 1003.9539 | 1003.9539 | 0 | 0 | 0 | 696.394 | 0 | 0
8177 | 1580.403 | 85.58 | 238.3683 | 238.3683 | 0 | 0 | 0 | 1350.939 | 0 | 0
8178 | 1155.725 | 2.94 | 0 | 0 | 0 | 0 | 0 | 1155.725 | 0 | 0
8179 | 1545.6 | 0 | 0 | 0 | 0 | 0 | 0 | 1545.6 | 0 | 0
8180 | 1300 | 0 | 0 | 0 | 0 | 0 | 0 | 1300 | 0 | 0
8181 | 1517.6 | 0 | 0 | 0 | 0 | 0 | 0 | 1517.6 | 0 | 0
8182 | 1541.6 | 0 | 0 | 0 | 0 | 0 | 0 | 1541.6 | 0 | 0
8183 | 1264.8 | 0 | 0 | 0 | 0 | 0 | 0 | 1264.8 | 0 | 0
8184 | 1515.2 | 0 | 0 | 0 | 0 | 0 | 0 | 1515.2 | 0 | 0
8185 | 1142.4 | 0 | 0 | 0 | 0 | 0 | 0 | 1142.4 | 0 | 0
8186 | 1111.2 | 0 | 0 | 0 | 0 | 0 | 0 | 1111.2 | 0 | 0
8187 | 1584.8 | 0 | 0 | 0 | 0 | 0 | 0 | 1584.8 | 0 | 0
8188 | 1384 | 0 | 0 | 0 | 0 | 0 | 0 | 1384 | 0 | 0
8189 | 1290.4 | 0 | 0 | 0 | 0 | 0 | 0 | 1290.4 | 0 | 0
8190 | 1424 | 0 | 0 | 0 | 0 | 0 | 0 | 1424 | 0 | 0
8191 | 1168.8 | 85.77 | 191.8049 | 191.8049 | 0 | 0 | 0 | 984.16 | 0 | 0
8192 | 1085.638 | 243.67 | 744.9342 | 744.9342 | 0 | 0 | 0 | 349.814 | 0 | 19.4443
8193 | 1060.777 | 492.06 | 1515.7107 | 1101.9402 | -413.7705 | 0 | 0 | 0 | 0 | 0
8194 | 1138.269 | 616.22 | 1835.5337 | 1182.4392 | -653.0945 | 0 | 0 | 0 | 0 | 0
8195 | 1033.825 | 757.41 | 2200.9239 | 1073.9423 | -1126.9816 | 0 | 0 | 0 | 0 | 0
8196 | 1090.429 | 813.17 | 2332.6007 | 1132.7428 | -1199.8579 | 0 | 0 | 0 | 0 | 0
8197 | 1135.24 | 719.85 | 2080.5753 | 1179.2927 | -901.2826 | 0 | 0 | 0 | 0 | 0
8198 | 1171.847 | 530.58 | 1562.3239 | 1217.3202 | -345.0037 | 0 | 0 | 0 | 0 | 0
8199 | 1104.482 | 256.09 | 759.9636 | 759.9636 | 0 | 0 | 0 | 0 | 0 | 387.3776
8200 | 224.458 | 175.92 | 523.3343 | 233.168 | -290.1662 | 0 | 0 | 0 | 0 | 0
8201 | 183.44 | 85.9 | 241.5065 | 190.5583 | -50.9482 | 0 | 0 | 0 | 0 | 0
8202 | 160.064 | 2.94 | 0 | 0 | 0 | 0 | 0 | 0 | 0 | 166.2752
8203 | 206.4 | 0 | 0 | 0 | 0 | 0 | 0 | 0 | 0 | 214.4093
8204 | 149.6 | 0 | 0 | 0 | 0 | 0 | 0 | 0 | 0 | 155.4052
8205 | 116 | 0 | 0 | 0 | 0 | 0 | 0 | 0 | 0 | 120.5014
8206 | 109.6 | 0 | 0 | 0 | 0 | 0 | 0 | 0 | 0 | 113.853
8207 | 99.2 | 0 | 0 | 0 | 0 | 0 | 0 | 0 | 0 | 103.0494
8208 | 108.8 | 0 | 0 | 0 | 0 | 0 | 0 | 0 | 0 | 113.022
8209 | 100.8 | 0 | 0 | 0 | 0 | 0 | 0 | 100.8 | 0 | 0
8210 | 109.6 | 0 | 0 | 0 | 0 | 0 | 0 | 109.6 | 0 | 0
8211 | 100 | 0 | 0 | 0 | 0 | 0 | 0 | 100 | 0 | 0
8212 | 104 | 0 | 0 | 0 | 0 | 0 | 0 | 104 | 0 | 0
8213 | 93.6 | 0 | 0 | 0 | 0 | 0 | 0 | 93.6 | 0 | 0
8214 | 101.6 | 0 | 0 | 0 | 0 | 0 | 0 | 101.6 | 0 | 0
8215 | 93.6 | 60.06 | 139.366 | 97.2321 | -42.1339 | 0 | 0 | 0 | 0 | 0
8216 | 100.012 | 103.92 | 305.1073 | 103.8929 | -201.2144 | 0 | 0 | 0 | 0 | 0
8217 | 218.574 | 360.99 | 1100.8484 | 227.0557 | -873.7927 | 0 | 0 | 0 | 0 | 0
8218 | 955.563 | 592.93 | 1750.574 | 992.6434 | -757.9306 | 0 | 0 | 0 | 0 | 0
8219 | 1162.174 | 506.07 | 1472.9607 | 1207.2719 | -265.6889 | 0 | 0 | 0 | 0 | 0
8220 | 1591.079 | 506.03 | 1465.4055 | 1465.4055 | 0 | 0 | 0 | 0 | 0 | 187.4149
8221 | 1379.816 | 617.47 | 1782.2098 | 1433.3594 | -348.8504 | 0 | 0 | 0 | 0 | 0
8222 | 1610.809 | 601.56 | 1753.7964 | 1673.316 | -80.4804 | 0 | 0 | 0 | 0 | 0
8223 | 1808.052 | 294.51 | 873.9714 | 873.9714 | 0 | 0 | 0 | 966.728 | 0 | 0
8224 | 2055.558 | 289.04 | 873.2899 | 873.2899 | 0 | 0 | 0 | 1214.89 | 0 | 0
8225 | 1608.955 | 108.6 | 302.7461 | 302.7461 | 0 | 0 | 0 | 1317.518 | 0 | 0
8226 | 1527.332 | 1.96 | 0 | 0 | 0 | 0 | 0 | 1527.332 | 0 | 0
8227 | 1779.2 | 0 | 0 | 0 | 0 | 0 | 0 | 953.6 | 0 | 857.6372
8228 | 1836.8 | 0 | 0 | 0 | 0 | 0 | 0 | 657.179 | 0 | 1225.3959
8229 | 1579.2 | 0 | 0 | 0 | 0 | 0 | 0 | 399.579 | 0 | 1225.3959
8230 | 1553.6 | 0 | 0 | 0 | 0 | 0 | 0 | 373.979 | 0 | 1225.3959
8231 | 1396 | 0 | 0 | 0 | 0 | 0 | 0 | 216.379 | 0 | 1225.3959
8232 | 1387.2 | 0 | 0 | 0 | 0 | 0 | 0 | 1387.2 | 0 | 0
8233 | 1321.6 | 0 | 0 | 0 | 0 | 0 | 0 | 1321.6 | 0 | 0
8234 | 1526.4 | 0 | 0 | 0 | 0 | 0 | 0 | 1526.4 | 0 | 0
8235 | 1572 | 0 | 0 | 0 | 0 | 0 | 0 | 1572 | 0 | 0
8236 | 1433.6 | 0 | 0 | 0 | 0 | 0 | 0 | 1433.6 | 0 | 0
8237 | 1316 | 0 | 0 | 0 | 0 | 0 | 0 | 1316 | 0 | 0
8238 | 1384.8 | 0 | 0 | 0 | 0 | 0 | 0 | 1384.8 | 0 | 0
8239 | 1184.8 | 31.38 | 69.0005 | 0 | -69.0005 | 0 | 0 | 1184.8 | 0 | 0
8240 | 1308.643 | 156.67 | 471.2995 | 0 | -471.2995 | 0 | 0 | 1308.643 | 0 | 0
8241 | 1418.787 | 465.11 | 1429.5927 | 204.1968 | -1225.3959 | 0 | 0 | 1222.219 | 0 | 0
8242 | 1582.275 | 730.82 | 2172.0898 | 946.6939 | -1225.3959 | 0 | 0 | 670.945 | 0 | 0
8243 | 1549.679 | 872.74 | 2515.5935 | 1290.1976 | -1225.3959 | 0 | 0 | 307.677 | 0 | 0
8244 | 1523.622 | 601.51 | 1754.0738 | 528.6779 | -1225.3959 | 0 | 0 | 1014.693 | 0 | 0
8245 | 1514.182 | 365.97 | 1066.6426 | 99.1373 | -967.5053 | 0 | 0 | 1418.748 | 0 | 0
8246 | 1331.149 | 221.47 | 647.1151 | 647.1151 | 0 | 0 | 0 | 708.207 | 0 | 0
8247 | 1245.736 | 39.23 | 96.2318 | 96.2318 | 0 | 0 | 0 | 1153.099 | 0 | 0
8248 | 1236.827 | 50.98 | 133.637 | 133.637 | 0 | 0 | 0 | 1108.182 | 0 | 0
8249 | 1300.328 | 66.5 | 181.6797 | 181.6797 | 0 | 0 | 0 | 1125.435 | 0 | 0
8250 | 1367.211 | 2.94 | 0 | 0 | 0 | 0 | 0 | 1367.211 | 0 | 0
8251 | 1213.6 | 0 | 0 | 0 | 0 | 0 | 0 | 353.179 | 0 | 893.8094
8252 | 1144.8 | 0 | 0 | 0 | 0 | 0 | 0 | 0 | 0 | 1189.2237
8253 | 1432 | 0 | 0 | 0 | 0 | 0 | 0 | 252.379 | 0 | 1225.3959
8254 | 1488.8 | 0 | 0 | 0 | 0 | 0 | 0 | 309.179 | 0 | 1225.3959
8255 | 1432.8 | 0 | 0 | 0 | 0 | 0 | 0 | 253.179 | 0 | 1225.3959
8256 | 1107.2 | 0 | 0 | 0 | 0 | 0 | 0 | 1107.2 | 0 | 0
8257 | 1325.6 | 0 | 0 | 0 | 0 | 0 | 0 | 1325.6 | 0 | 0
8258 | 1274.4 | 0 | 0 | 0 | 0 | 0 | 0 | 1274.4 | 0 | 0
8259 | 1459.2 | 0 | 0 | 0 | 0 | 0 | 0 | 1459.2 | 0 | 0
8260 | 1384.8 | 0 | 0 | 0 | 0 | 0 | 0 | 1384.8 | 0 | 0
8261 | 1256 | 0 | 0 | 0 | 0 | 0 | 0 | 1256 | 0 | 0
8262 | 1425.6 | 0 | 0 | 0 | 0 | 0 | 0 | 1425.6 | 0 | 0
8263 | 991.2 | 57.91 | 130.2007 | 0 | -130.2007 | 0 | 0 | 991.2 | 0 | 0
8264 | 982.402 | 226.07 | 684.7261 | 0 | -684.7261 | 0 | 0 | 982.402 | 0 | 0
8265 | 1106.567 | 526.87 | 1607.8869 | 382.491 | -1225.3959 | 0 | 0 | 738.364 | 0 | 0
8266 | 1162.384 | 476.21 | 1412.2332 | 186.8373 | -1225.3959 | 0 | 0 | 982.527 | 0 | 0
8267 | 957.501 | 501.36 | 1466.5326 | 241.1367 | -1225.3959 | 0 | 0 | 725.372 | 0 | 0
8268 | 1301.609 | 616.41 | 1786.2497 | 560.8538 | -1225.3959 | 0 | 0 | 761.707 | 0 | 0
8269 | 1278.001 | 532.39 | 1553.3964 | 860.5168 | -692.8797 | 0 | 0 | 449.628 | 0 | 0
8270 | 1638.085 | 396.68 | 1170.8493 | 1170.8493 | 0 | 0 | 0 | 510.973 | 0 | 0
8271 | 1340.07 | 34.32 | 82.0469 | 82.0469 | 0 | 0 | 0 | 1261.088 | 0 | 0
8272 | 1262.195 | 96.5 | 274.6423 | 274.6423 | 0 | 0 | 0 | 997.812 | 0 | 0
8273 | 1317.571 | 8.81 | 8.1899 | 8.1899 | 0 | 0 | 0 | 1309.687 | 0 | 0
8274 | 1073.537 | 0.98 | 0 | 0 | 0 | 0 | 0 | 1073.537 | 0 | 0
8275 | 968 | 0 | 0 | 0 | 0 | 0 | 0 | 0 | 0 | 1005.563
8276 | 1704.8 | 0 | 0 | 0 | 0 | 0 | 0 | 525.179 | 0 | 1225.3959
8277 | 1280 | 0 | 0 | 0 | 0 | 0 | 0 | 100.379 | 0 | 1225.3959
8278 | 953.6 | 0 | 0 | 0 | 0 | 0 | 0 | 0 | 0 | 990.6042
8279 | 1074.4 | 0 | 0 | 0 | 0 | 0 | 0 | 0 | 0 | 1116.0918
8280 | 1128 | 0 | 0 | 0 | 0 | 0 | 0 | 1128 | 0 | 0
8281 | 1326.4 | 0 | 0 | 0 | 0 | 0 | 0 | 1326.4 | 0 | 0
8282 | 1213.6 | 0 | 0 | 0 | 0 | 0 | 0 | 1213.6 | 0 | 0
8283 | 932 | 0 | 0 | 0 | 0 | 0 | 0 | 932 | 0 | 0
8284 | 1318.4 | 0 | 0 | 0 | 0 | 0 | 0 | 1318.4 | 0 | 0
8285 | 1150.4 | 0 | 0 | 0 | 0 | 0 | 0 | 1150.4 | 0 | 0
8286 | 1121.6 | 0 | 0 | 0 | 0 | 0 | 0 | 1121.6 | 0 | 0
8287 | 1252.8 | 68.6 | 152.2337 | 0 | -152.2337 | 0 | 0 | 1252.8 | 0 | 0
8288 | 1217.408 | 233.01 | 698.6097 | 0 | -698.6097 | 0 | 0 | 1217.408 | 0 | 0
8289 | 1302.102 | 513.36 | 1542.9616 | 317.5657 | -1225.3959 | 0 | 0 | 996.4 | 0 | 0
8290 | 1274.013 | 414.65 | 1218.2458 | 0 | -1218.2458 | 0 | 0 | 1274.013 | 0 | 0
8291 | 1359.024 | 381.27 | 1119.8783 | 0 | -1119.8783 | 0 | 0 | 1359.024 | 0 | 0
8292 | 1360.939 | 722.65 | 2049.8807 | 824.4848 | -1225.3959 | 0 | 0 | 567.254 | 0 | 0
8293 | 1309.39 | 448.95 | 1306.2357 | 778.3338 | -527.9019 | 0 | 0 | 560.131 | 0 | 0
8294 | 1346.761 | 484.61 | 1422.4343 | 1399.0217 | -23.4126 | 0 | 0 | 0 | 0 | 0
8295 | 1666.961 | 261.88 | 777.8154 | 777.8154 | 0 | 0 | 0 | 918.201 | 0 | 0
8296 | 1629.508 | 95.6 | 272.7694 | 272.7694 | 0 | 0 | 0 | 1366.928 | 0 | 0
8297 | 1510.972 | 9.79 | 10.9552 | 10.9552 | 0 | 0 | 0 | 1500.426 | 0 | 0
8298 | 1715.055 | 0.98 | 0 | 0 | 0 | 0 | 0 | 1715.055 | 0 | 0
8299 | 1569.6 | 0 | 0 | 0 | 0 | 0 | 0 | 702.779 | 0 | 900.4578
8300 | 1138.4 | 0 | 0 | 0 | 0 | 0 | 0 | 0 | 0 | 1182.5753
8301 | 1421.6 | 0 | 0 | 0 | 0 | 0 | 0 | 241.979 | 0 | 1225.3959
8302 | 1424.8 | 0 | 0 | 0 | 0 | 0 | 0 | 245.179 | 0 | 1225.3959
8303 | 1243.2 | 0 | 0 | 0 | 0 | 0 | 0 | 63.579 | 0 | 1225.3959
8304 | 1226.4 | 0 | 0 | 0 | 0 | 0 | 0 | 1226.4 | 0 | 0
8305 | 871.2 | 0 | 0 | 0 | 0 | 0 | 0 | 871.2 | 0 | 0
8306 | 1341.6 | 0 | 0 | 0 | 0 | 0 | 0 | 1341.6 | 0 | 0
8307 | 1340 | 0 | 0 | 0 | 0 | 0 | 0 | 1340 | 0 | 0
8308 | 1356 | 0 | 0 | 0 | 0 | 0 | 0 | 1356 | 0 | 0
8309 | 1612 | 0 | 0 | 0 | 0 | 0 | 0 | 1612 | 0 | 0
8310 | 1690.4 | 0 | 0 | 0 | 0 | 0 | 0 | 1690.4 | 0 | 0
8311 | 1544.8 | 74.93 | 163.1058 | 0 | -163.1058 | 0 | 0 | 1544.8 | 0 | 0
8312 | 1215.149 | 309.6 | 931.1046 | 0 | -931.1046 | 0 | 0 | 1215.149 | 0 | 0
8313 | 1492.134 | 543.38 | 1640.4586 | 415.0627 | -1225.3959 | 0 | 0 | 1092.576 | 0 | 0
8314 | 1882.658 | 634.12 | 1849.7425 | 624.3466 | -1225.3959 | 0 | 0 | 1281.634 | 0 | 0
8315 | 1450.765 | 581.55 | 1677.5305 | 452.1346 | -1225.3959 | 0 | 0 | 1015.52 | 0 | 0
8316 | 1737.05 | 438.67 | 1264.3511 | 145.7682 | -1118.5829 | 0 | 0 | 1596.727 | 0 | 0
8317 | 1360.505 | 569.12 | 1618.7705 | 1413.2991 | -205.4714 | 0 | 0 | 0 | 0 | 0
8318 | 1346.552 | 600.16 | 1713.7411 | 1398.8046 | -314.9365 | 0 | 0 | 0 | 0 | 0
8319 | 1602.583 | 201.37 | 585.9222 | 585.9222 | 0 | 0 | 0 | 1038.548 | 0 | 0
8320 | 1371.928 | 125.3 | 361.1966 | 361.1966 | 0 | 0 | 0 | 1024.224 | 0 | 0
8321 | 1617.23 | 59.24 | 159.229 | 159.229 | 0 | 0 | 0 | 1463.949 | 0 | 0
8322 | 1416.264 | 2.94 | 0 | 0 | 0 | 0 | 0 | 1416.264 | 0 | 0
8323 | 1540.8 | 0 | 0 | 0 | 0 | 0 | 0 | 715.2 | 0 | 857.6372
8324 | 1249.6 | 0 | 0 | 0 | 0 | 0 | 0 | 69.979 | 0 | 1225.3959
8325 | 1344 | 0 | 0 | 0 | 0 | 0 | 0 | 164.379 | 0 | 1225.3959
8326 | 1529.6 | 0 | 0 | 0 | 0 | 0 | 0 | 349.979 | 0 | 1225.3959
8327 | 1204 | 0 | 0 | 0 | 0 | 0 | 0 | 24.379 | 0 | 1225.3959
8328 | 1254.4 | 0 | 0 | 0 | 0 | 0 | 0 | 1254.4 | 0 | 0
8329 | 1176.8 | 0 | 0 | 0 | 0 | 0 | 0 | 1176.8 | 0 | 0
8330 | 1458.4 | 0 | 0 | 0 | 0 | 0 | 0 | 1458.4 | 0 | 0
8331 | 1106.4 | 0 | 0 | 0 | 0 | 0 | 0 | 1106.4 | 0 | 0
8332 | 1453.6 | 0 | 0 | 0 | 0 | 0 | 0 | 1453.6 | 0 | 0
8333 | 1477.6 | 0 | 0 | 0 | 0 | 0 | 0 | 1477.6 | 0 | 0
8334 | 1080 | 0 | 0 | 0 | 0 | 0 | 0 | 1080 | 0 | 0
8335 | 1225.6 | 66.12 | 144.5559 | 144.5559 | 0 | 0 | 0 | 1086.444 | 0 | 0
8336 | 918.666 | 238.97 | 721.024 | 721.024 | 0 | 0 | 0 | 224.576 | 0 | 0
8337 | 1374.39 | 543.91 | 1667.48 | 1427.7229 | -239.7572 | 0 | 0 | 0 | 0 | 0
8338 | 1560.354 | 637.58 | 1904.7721 | 1620.9031 | -283.869 | 0 | 0 | 0 | 0 | 0
8339 | 1797.136 | 656.57 | 1924.9727 | 1866.8734 | -58.0993 | 0 | 0 | 0 | 0 | 0
8340 | 1185.147 | 689.88 | 2001.9565 | 1231.1363 | -770.8201 | 0 | 0 | 0 | 0 | 0
8341 | 1448.412 | 626.36 | 1822.825 | 1504.6173 | -318.2077 | 0 | 0 | 0 | 0 | 0
8342 | 1481.714 | 581.63 | 1709.0114 | 1539.2115 | -169.7999 | 0 | 0 | 0 | 0 | 0
8343 | 915.477 | 459.11 | 1370.6416 | 951.0019 | -419.6397 | 0 | 0 | 0 | 0 | 0
8344 | 1225.411 | 307.24 | 933.6923 | 933.6923 | 0 | 0 | 0 | 326.597 | 0 | 0
8345 | 1517.155 | 100.11 | 282.4541 | 282.4541 | 0 | 0 | 0 | 1245.252 | 0 | 0
8346 | 1563.602 | 3.91 | 0 | 0 | 0 | 0 | 0 | 1563.602 | 0 | 0
8347 | 1392 | 0 | 0 | 0 | 0 | 0 | 0 | 1392 | 0 | 0
8348 | 1641.6 | 0 | 0 | 0 | 0 | 0 | 0 | 1641.6 | 0 | 0
8349 | 1546.4 | 0 | 0 | 0 | 0 | 0 | 0 | 1546.4 | 0 | 0
8350 | 1494.4 | 0 | 0 | 0 | 0 | 0 | 0 | 1494.4 | 0 | 0
8351 | 1361.6 | 0 | 0 | 0 | 0 | 0 | 0 | 1361.6 | 0 | 0
8352 | 1280.8 | 0 | 0 | 0 | 0 | 0 | 0 | 348.686 | 0 | 968.2844
8353 | 1408 | 0 | 0 | 0 | 0 | 0 | 0 | 1408 | 0 | 0
8354 | 1036.8 | 0 | 0 | 0 | 0 | 0 | 0 | 1036.8 | 0 | 0
8355 | 1119.2 | 0 | 0 | 0 | 0 | 0 | 0 | 1119.2 | 0 | 0
8356 | 1168 | 0 | 0 | 0 | 0 | 0 | 0 | 1168 | 0 | 0
8357 | 1204.8 | 0 | 0 | 0 | 0 | 0 | 0 | 1204.8 | 0 | 0
8358 | 1127.2 | 0 | 0 | 0 | 0 | 0 | 0 | 1127.2 | 0 | 0
8359 | 1190.4 | 81.32 | 173.9582 | 173.9582 | 0 | 0 | 0 | 0 | 0 | 1062.6349
8360 | 210.344 | 321.55 | 962.9149 | 218.5063 | -744.4085 | 0 | 0 | 0 | 0 | 0
8361 | 101.182 | 556.12 | 1693.2943 | 105.1083 | -1225.3959 | 0 | 362.7901 | 0 | 0 | 0
8362 | 0 | 529.89 | 1579.727 | 0 | -1225.3959 | 0 | 354.3311 | 0 | 0 | 0
8363 | 0 | 333.11 | 979.9128 | 0 | -979.9128 | 0 | 0 | 0 | 0 | 0
8364 | 0 | 452.11 | 1327.2891 | 0 | -1225.3959 | 0 | 101.8932 | 0 | 0 | 0
8365 | 0 | 454.25 | 1336.9905 | 0 | -1008.8799 | 0 | 328.1106 | 0 | 0 | 0
8366 | 0 | 689.65 | 2026.466 | 0 | 0 | 0 | 2026.466 | 0 | 0 | 0
8367 | 0 | 498.07 | 1491.2167 | 0 | 0 | 0 | 1491.2167 | 0 | 0 | 0
8368 | 0 | 266.17 | 803.6027 | 0 | 0 | 0 | 803.6027 | 0 | 0 | 0
8369 | 0 | 97.58 | 274.848 | 0 | 0 | 0 | 274.848 | 0 | 0 | 0
8370 | 0 | 3.91 | 0 | 0 | 0 | 0 | 0 | 0 | 0 | 0
8371 | 0 | 0 | 0 | 0 | 0 | 0 | 0 | 0 | 0 | 0
8372 | 0 | 0 | 0 | 0 | 0 | 0 | 0 | 0 | 0 | 0
8373 | 137.6 | 0 | 0 | 0 | 0 | 0 | 0 | 0 | 0 | 142.9395
8374 | 224 | 0 | 0 | 0 | 0 | 0 | 0 | 0 | 0 | 232.6923
8375 | 279.2 | 0 | 0 | 0 | 0 | 0 | 0 | 0 | 0 | 290.0343
8376 | 275.2 | 0 | 0 | 0 | 0 | 0 | 0 | 0 | 0 | 285.8791
8377 | 272 | 0 | 0 | 0 | 0 | 0 | 0 | 0 | 0 | 282.5549
8378 | 291.2 | 0 | 0 | 0 | 0 | 0 | 0 | 0 | 0 | 302.4999
8379 | 199.2 | 0 | 0 | 0 | 0 | 0 | 0 | 0 | 0 | 206.9299
8380 | 207.2 | 0 | 0 | 0 | 0 | 0 | 0 | 0 | 0 | 215.2403
8381 | 285.6 | 0 | 0 | 0 | 0 | 0 | 0 | 0 | 0 | 296.6826
8382 | 264 | 0 | 0 | 0 | 0 | 0 | 0 | 0 | 0 | 274.2445
8383 | 318.4 | 52.93 | 115.7062 | 115.7062 | 0 | 0 | 0 | 0 | 0 | 215.0492
8384 | 138.494 | 323.49 | 971.1204 | 143.8682 | -827.2522 | 0 | 0 | 0 | 0 | 0
8385 | 740.535 | 559.43 | 1707.5509 | 769.2713 | -938.2796 | 0 | 0 | 0 | 0 | 0
8386 | 1328.616 | 648.88 | 1914.8745 | 1380.1726 | -534.7019 | 0 | 0 | 0 | 0 | 0
8387 | 1321.969 | 852.48 | 2445.4181 | 1373.2677 | -754.3717 | 0 | 317.7787 | 0 | 0 | 0
8388 | 1360.73 | 842.42 | 2405.3389 | 1413.5328 | 0 | 0 | 991.8061 | 0 | 0 | 0
8389 | 1345.146 | 660.2 | 1920.2472 | 1397.3441 | 0 | 0 | 522.9031 | 0 | 0 | 0
8390 | 1049.667 | 540.38 | 1588.9132 | 1090.3991 | 0 | 0 | 498.5141 | 0 | 0 | 0
8391 | 978.516 | 479.21 | 1436.8768 | 1016.4871 | 0 | 0 | 420.3897 | 0 | 0 | 0
8392 | 1113.713 | 151.87 | 445.1237 | 445.1237 | 0 | 0 | 0 | 685.217 | 0 | 0
8393 | 1271.929 | 33.31 | 80.4876 | 80.4876 | 0 | 0 | 0 | 1194.448 | 0 | 0
8394 | 1081.973 | 1.96 | 0 | 0 | 0 | 0 | 0 | 1081.973 | 0 | 0
8395 | 1176.8 | 0 | 0 | 0 | 0 | 0 | 0 | 0 | 0 | 1222.4654
8396 | 942.4 | 0 | 0 | 0 | 0 | 0 | 0 | 0 | 0 | 978.9696
8397 | 892.8 | 0 | 0 | 0 | 0 | 0 | 0 | 0 | 0 | 927.4449
8398 | 998.4 | 0 | 0 | 0 | 0 | 0 | 0 | 0 | 0 | 1037.1427
8399 | 1292 | 0 | 0 | 0 | 0 | 0 | 0 | 112.379 | 0 | 1225.3959
8400 | 1080.8 | 0 | 0 | 0 | 0 | 0 | 0 | 1080.8 | 0 | 0
8401 | 1272.8 | 0 | 0 | 0 | 0 | 0 | 0 | 1272.8 | 0 | 0
8402 | 1246.4 | 0 | 0 | 0 | 0 | 0 | 0 | 1246.4 | 0 | 0
8403 | 1290.4 | 0 | 0 | 0 | 0 | 0 | 0 | 1290.4 | 0 | 0
8404 | 856 | 0 | 0 | 0 | 0 | 0 | 0 | 856 | 0 | 0
8405 | 1009.6 | 0 | 0 | 0 | 0 | 0 | 0 | 1009.6 | 0 | 0
8406 | 1304.8 | 0 | 0 | 0 | 0 | 0 | 0 | 1304.8 | 0 | 0
8407 | 1032.8 | 61.69 | 132.1765 | 0 | -132.1765 | 0 | 0 | 1032.8 | 0 | 0
8408 | 1361.032 | 275.11 | 831.183 | 0 | -831.183 | 0 | 0 | 1361.032 | 0 | 0
8409 | 1132.013 | 420.5 | 1289.0237 | 63.6278 | -1225.3959 | 0 | 0 | 1070.762 | 0 | 0
8410 | 1598.971 | 593.45 | 1775.31 | 1365.5317 | -409.7783 | 0 | 0 | 284.449 | 0 | 0
8411 | 1537.183 | 859.91 | 2518.2362 | 1596.833 | -921.4032 | 0 | 0 | 0 | 0 | 0
8412 | 1425.846 | 940.51 | 2728.6502 | 1481.1756 | -1225.3959 | 0 | 22.0788 | 0 | 0 | 0
8413 | 1392.659 | 892.95 | 2594.2798 | 1446.7008 | -1147.579 | 0 | 0 | 0 | 0 | 0
8414 | 1295.781 | 487.18 | 1453.2172 | 1346.0635 | -107.1537 | 0 | 0 | 0 | 0 | 0
8415 | 1618.778 | 555.6 | 1659.2548 | 1659.2548 | 0 | 0 | 0 | 21.505 | 0 | 0
8416 | 1607.397 | 350.06 | 1063.7651 | 1063.7651 | 0 | 0 | 0 | 583.369 | 0 | 0
8417 | 1627.259 | 46.07 | 119.2174 | 119.2174 | 0 | 0 | 0 | 1512.495 | 0 | 0
8418 | 1365.124 | 2.94 | 0 | 0 | 0 | 0 | 0 | 1365.124 | 0 | 0
8419 | 1428 | 0 | 0 | 0 | 0 | 0 | 0 | 596.379 | 0 | 863.8918
8420 | 1173.6 | 0 | 0 | 0 | 0 | 0 | 0 | 0 | 0 | 1219.1413
8421 | 1508 | 0 | 0 | 0 | 0 | 0 | 0 | 328.379 | 0 | 1225.3959
8422 | 1451.2 | 0 | 0 | 0 | 0 | 0 | 0 | 271.579 | 0 | 1225.3959
8423 | 1724 | 0 | 0 | 0 | 0 | 0 | 0 | 544.379 | 0 | 1225.3959
8424 | 1598.4 | 0 | 0 | 0 | 0 | 0 | 0 | 1598.4 | 0 | 0
8425 | 1463.2 | 0 | 0 | 0 | 0 | 0 | 0 | 1463.2 | 0 | 0
8426 | 1581.6 | 0 | 0 | 0 | 0 | 0 | 0 | 1581.6 | 0 | 0
8427 | 1542.4 | 0 | 0 | 0 | 0 | 0 | 0 | 1542.4 | 0 | 0
8428 | 1321.6 | 0 | 0 | 0 | 0 | 0 | 0 | 1321.6 | 0 | 0
8429 | 1266.4 | 0 | 0 | 0 | 0 | 0 | 0 | 1266.4 | 0 | 0
8430 | 1100 | 0 | 0 | 0 | 0 | 0 | 0 | 1100 | 0 | 0
8431 | 1120 | 66.76 | 142.5562 | 0 | -142.5562 | 0 | 0 | 1120 | 0 | 0
8432 | 977.25 | 253.67 | 771.0227 | 0 | -771.0227 | 0 | 0 | 977.25 | 0 | 0
8433 | 1164.458 | 446.58 | 1375.6808 | 150.2849 | -1225.3959 | 0 | 0 | 1019.787 | 0 | 0
8434 | 1811.107 | 594.87 | 1779.2575 | 553.8616 | -1225.3959 | 0 | 0 | 1277.935 | 0 | 0
8435 | 1589.091 | 731.6 | 2139.8827 | 914.4868 | -1225.3959 | 0 | 0 | 708.765 | 0 | 0
8436 | 1463.659 | 720.34 | 2095.7844 | 870.3885 | -1225.3959 | 0 | 0 | 625.784 | 0 | 0
8437 | 1438.004 | 638.71 | 1863.6064 | 1275.2544 | -588.352 | 0 | 0 | 210.388 | 0 | 0
8438 | 1439.024 | 509.14 | 1500.7394 | 1494.865 | -5.8744 | 0 | 0 | 0 | 0 | 0
8439 | 1791.185 | 237.81 | 701.1049 | 701.1049 | 0 | 0 | 0 | 1116.27 | 0 | 0
8440 | 1612.223 | 143.15 | 417.8093 | 417.8093 | 0 | 0 | 0 | 1210.021 | 0 | 0
8441 | 1277.059 | 24.49 | 54.0739 | 54.0739 | 0 | 0 | 0 | 1225.005 | 0 | 0
8442 | 1399.92 | 1.96 | 0 | 0 | 0 | 0 | 0 | 1399.92 | 0 | 0
8443 | 1373.6 | 0 | 0 | 0 | 0 | 0 | 0 | 538.779 | 0 | 867.216
8444 | 1170.4 | 0 | 0 | 0 | 0 | 0 | 0 | 0 | 0 | 1215.8171
8445 | 1194.4 | 0 | 0 | 0 | 0 | 0 | 0 | 14.779 | 0 | 1225.3959
8446 | 1397.6 | 0 | 0 | 0 | 0 | 0 | 0 | 217.979 | 0 | 1225.3959
8447 | 1476 | 0 | 0 | 0 | 0 | 0 | 0 | 296.379 | 0 | 1225.3959
8448 | 1419.2 | 0 | 0 | 0 | 0 | 0 | 0 | 1419.2 | 0 | 0
8449 | 1497.6 | 0 | 0 | 0 | 0 | 0 | 0 | 1497.6 | 0 | 0
8450 | 1310.4 | 0 | 0 | 0 | 0 | 0 | 0 | 1310.4 | 0 | 0
8451 | 1341.6 | 0 | 0 | 0 | 0 | 0 | 0 | 1341.6 | 0 | 0
8452 | 1416 | 0 | 0 | 0 | 0 | 0 | 0 | 1416 | 0 | 0
8453 | 957.6 | 0 | 0 | 0 | 0 | 0 | 0 | 957.6 | 0 | 0
8454 | 1168 | 0 | 0 | 0 | 0 | 0 | 0 | 1168 | 0 | 0
8455 | 1116.8 | 70.85 | 152.4051 | 0 | -152.4051 | 0 | 0 | 1116.8 | 0 | 0
8456 | 1100.114 | 267.27 | 811.4582 | 0 | -811.4582 | 0 | 0 | 1100.114 | 0 | 0
8457 | 1505.134 | 451.1 | 1392.2269 | 166.831 | -1225.3959 | 0 | 0 | 1344.535 | 0 | 0
8458 | 1372.623 | 595.54 | 1787.1098 | 561.7139 | -1225.3959 | 0 | 0 | 831.892 | 0 | 0
8459 | 1730.814 | 676.3 | 1988.9901 | 763.5942 | -1225.3959 | 0 | 0 | 995.745 | 0 | 0
8460 | 1451.75 | 672.88 | 1966.0201 | 740.6242 | -1225.3959 | 0 | 0 | 738.792 | 0 | 0
8461 | 1419.609 | 485.51 | 1427.7073 | 1002.4933 | -425.2139 | 0 | 0 | 454.564 | 0 | 0
8462 | 1566.858 | 594.47 | 1746.3887 | 1627.6595 | -118.7291 | 0 | 0 | 0 | 0 | 0
8463 | 1497.729 | 440.64 | 1314.8546 | 1314.8546 | 0 | 0 | 0 | 231.991 | 0 | 0
8464 | 1156.838 | 303.14 | 919.0067 | 919.0067 | 0 | 0 | 0 | 272.161 | 0 | 0
8465 | 1305.359 | 102.76 | 292.5368 | 292.5368 | 0 | 0 | 0 | 1023.75 | 0 | 0
8466 | 1419.829 | 4.89 | 0 | 0 | 0 | 0 | 0 | 1419.829 | 0 | 0
8467 | 1196 | 0 | 0 | 0 | 0 | 0 | 0 | 370.4 | 0 | 857.6372
8468 | 1183.2 | 0 | 0 | 0 | 0 | 0 | 0 | 3.579 | 0 | 1225.3959
8469 | 1408.8 | 0 | 0 | 0 | 0 | 0 | 0 | 229.179 | 0 | 1225.3959
8470 | 1412 | 0 | 0 | 0 | 0 | 0 | 0 | 232.379 | 0 | 1225.3959
8471 | 1347.2 | 0 | 0 | 0 | 0 | 0 | 0 | 167.579 | 0 | 1225.3959
8472 | 1276 | 0 | 0 | 0 | 0 | 0 | 0 | 1276 | 0 | 0
8473 | 1184 | 0 | 0 | 0 | 0 | 0 | 0 | 1184 | 0 | 0
8474 | 1453.6 | 0 | 0 | 0 | 0 | 0 | 0 | 1453.6 | 0 | 0
8475 | 1312.8 | 0 | 0 | 0 | 0 | 0 | 0 | 1312.8 | 0 | 0
8476 | 1127.2 | 0 | 0 | 0 | 0 | 0 | 0 | 1127.2 | 0 | 0
8477 | 1457.6 | 0 | 0 | 0 | 0 | 0 | 0 | 1457.6 | 0 | 0
8478 | 1394.4 | 0 | 0 | 0 | 0 | 0 | 0 | 1394.4 | 0 | 0
8479 | 1288.8 | 23.71 | 45.9754 | 0 | -45.9754 | 0 | 0 | 1288.8 | 0 | 0
8480 | 1161.104 | 129.81 | 390.5345 | 0 | -390.5345 | 0 | 0 | 1161.104 | 0 | 0
8481 | 829.113 | 369.2 | 1150.2529 | 0 | -1150.2529 | 0 | 0 | 829.113 | 0 | 0
8482 | 1028.635 | 464.6 | 1419.9786 | 194.5827 | -1225.3959 | 0 | 0 | 841.322 | 0 | 0
8483 | 1605.522 | 693.3 | 2092.0977 | 866.7018 | -1225.3959 | 0 | 0 | 771.196 | 0 | 0
8484 | 1388.834 | 730.33 | 2191.1197 | 965.7238 | -1225.3959 | 0 | 0 | 459.186 | 0 | 0
8485 | 1422.415 | 605.67 | 1823.7931 | 837.3327 | -986.4604 | 0 | 0 | 616.362 | 0 | 0
8486 | 1624.992 | 608.7 | 1848.0285 | 1688.0494 | -159.979 | 0 | 0 | 0 | 0 | 0
8487 | 1558.054 | 391.85 | 1201.9729 | 1201.9729 | 0 | 0 | 0 | 400.981 | 0 | 0
8488 | 1796.174 | 67.67 | 188.0798 | 188.0798 | 0 | 0 | 0 | 1615.12 | 0 | 0
8489 | 1733.951 | 53.03 | 143.648 | 143.648 | 0 | 0 | 0 | 1595.669 | 0 | 0
8490 | 1379.821 | 2.94 | 0 | 0 | 0 | 0 | 0 | 1379.821 | 0 | 0
8491 | 1425.6 | 0 | 0 | 0 | 0 | 0 | 0 | 600 | 0 | 857.6372
8492 | 1449.6 | 0 | 0 | 0 | 0 | 0 | 0 | 269.979 | 0 | 1225.3959
8493 | 1551.2 | 0 | 0 | 0 | 0 | 0 | 0 | 371.579 | 0 | 1225.3959
8494 | 1432.8 | 0 | 0 | 0 | 0 | 0 | 0 | 253.179 | 0 | 1225.3959
8495 | 1576.8 | 0 | 0 | 0 | 0 | 0 | 0 | 397.179 | 0 | 1225.3959
8496 | 1746.4 | 0 | 0 | 0 | 0 | 0 | 0 | 1746.4 | 0 | 0
8497 | 704 | 0 | 0 | 0 | 0 | 0 | 0 | 704 | 0 | 0
8498 | 883.2 | 0 | 0 | 0 | 0 | 0 | 0 | 883.2 | 0 | 0
8499 | 1075.2 | 0 | 0 | 0 | 0 | 0 | 0 | 1075.2 | 0 | 0
8500 | 876.8 | 0 | 0 | 0 | 0 | 0 | 0 | 876.8 | 0 | 0
8501 | 927.2 | 0 | 0 | 0 | 0 | 0 | 0 | 927.2 | 0 | 0
8502 | 720.8 | 0 | 0 | 0 | 0 | 0 | 0 | 720.8 | 0 | 0
8503 | 638.4 | 49.89 | 105.6953 | 105.6953 | 0 | 0 | 0 | 536.653 | 0 | 0
8504 | 622.722 | 247.18 | 763.8362 | 646.8866 | -116.9497 | 0 | 0 | 0 | 0 | 0
8505 | 603.316 | 547.64 | 1743.6068 | 626.7275 | -1116.8792 | 0 | 0 | 0 | 0 | 0
8506 | 1098.458 | 740.78 | 2292.3429 | 1141.0834 | -1151.2595 | 0 | 0 | 0 | 0 | 0
8507 | 979.053 | 763.01 | 2310.1428 | 1017.0449 | -1225.3959 | 0 | 67.702 | 0 | 0 | 0
8508 | 716.923 | 797.18 | 2384.8131 | 744.743 | -1225.3959 | 0 | 414.6742 | 0 | 0 | 0
8509 | 680.172 | 770.89 | 2301.7867 | 706.5669 | -1225.3959 | 0 | 369.8238 | 0 | 0 | 0
8510 | 780.334 | 676.96 | 2038.163 | 810.6147 | -348.1128 | 0 | 879.4355 | 0 | 0 | 0
8511 | 882.579 | 501.56 | 1530.8471 | 916.8273 | 0 | 0 | 614.0198 | 0 | 0 | 0
8512 | 842.753 | 451.72 | 1411.6692 | 875.4558 | 0 | 0 | 536.2134 | 0 | 0 | 0
8513 | 490.41 | 208.07 | 602.5878 | 509.4402 | 0 | 0 | 93.1475 | 0 | 0 | 0
8514 | 678.563 | 8.66 | 0 | 0 | 0 | 0 | 0 | 678.563 | 0 | 0
8515 | 853.6 | 0 | 0 | 0 | 0 | 0 | 0 | 248.328 | 0 | 628.7594
8516 | 705.6 | 0 | 0 | 0 | 0 | 0 | 0 | 0 | 0 | 732.9806
8517 | 828.8 | 0 | 0 | 0 | 0 | 0 | 0 | 0 | 0 | 860.9614
8518 | 820 | 0 | 0 | 0 | 0 | 0 | 0 | 0 | 0 | 851.8199
8519 | 755.2 | 0 | 0 | 0 | 0 | 0 | 0 | 0 | 0 | 784.5053
8520 | 697.6 | 0 | 0 | 0 | 0 | 0 | 0 | 0 | 0 | 724.6702
8521 | 1381.6 | 0 | 0 | 0 | 0 | 0 | 0 | 1381.6 | 0 | 0
8522 | 1472 | 0 | 0 | 0 | 0 | 0 | 0 | 1472 | 0 | 0
8523 | 1526.4 | 0 | 0 | 0 | 0 | 0 | 0 | 1526.4 | 0 | 0
8524 | 1505.6 | 0 | 0 | 0 | 0 | 0 | 0 | 1505.6 | 0 | 0
8525 | 1336.8 | 0 | 0 | 0 | 0 | 0 | 0 | 1336.8 | 0 | 0
8526 | 1504 | 0 | 0 | 0 | 0 | 0 | 0 | 1504 | 0 | 0
8527 | 1156.8 | 16.65 | 26.1644 | 26.1644 | 0 | 0 | 0 | 0 | 0 | 1175.525
8528 | 151.282 | 92.09 | 274.1302 | 157.1525 | -116.9777 | 0 | 0 | 0 | 0 | 0
8529 | 203.767 | 276.79 | 872.9201 | 211.6741 | -661.246 | 0 | 0 | 0 | 0 | 0
8530 | 271.406 | 441.18 | 1383.0418 | 281.9378 | -1101.1039 | 0 | 0 | 0 | 0 | 0
8531 | 225.678 | 633.7 | 1961.6041 | 234.4364 | -1225.3959 | 0 | 501.7718 | 0 | 0 | 0
8532 | 210.894 | 642.07 | 1967.6593 | 219.0787 | -1225.3959 | 0 | 523.1847 | 0 | 0 | 0
8533 | 235.761 | 515.84 | 1575.0139 | 244.9107 | -1225.3959 | 0 | 104.7074 | 0 | 0 | 0
8534 | 236.032 | 340.14 | 1034.1457 | 245.1912 | -788.9545 | 0 | 0 | 0 | 0 | 0
8535 | 258.885 | 255 | 773.6291 | 268.931 | -64.9201 | 0 | 439.778 | 0 | 0 | 0
8536 | 263.906 | 127.75 | 378.3576 | 274.1468 | 0 | 0 | 104.2108 | 0 | 0 | 0
8537 | 505.286 | 60.13 | 166.1454 | 166.1454 | 0 | 0 | 0 | 345.347 | 0 | 0
8538 | 457.786 | 4.89 | 0 | 0 | 0 | 0 | 0 | 243.889 | 0 | 222.1972
8539 | 296 | 0 | 0 | 0 | 0 | 0 | 0 | 0 | 0 | 307.4862
8540 | 264.8 | 0 | 0 | 0 | 0 | 0 | 0 | 0 | 0 | 275.0755
8541 | 239.2 | 0 | 0 | 0 | 0 | 0 | 0 | 0 | 0 | 248.4821
8542 | 282.4 | 0 | 0 | 0 | 0 | 0 | 0 | 0 | 0 | 293.3585
8543 | 237.6 | 0 | 0 | 0 | 0 | 0 | 0 | 0 | 0 | 246.82
8544 | 223.2 | 0 | 0 | 0 | 0 | 0 | 0 | 0 | 0 | 231.8612
8545 | 259.2 | 0 | 0 | 0 | 0 | 0 | 0 | 259.2 | 0 | 0
8546 | 218.4 | 0 | 0 | 0 | 0 | 0 | 0 | 218.4 | 0 | 0
8547 | 200 | 0 | 0 | 0 | 0 | 0 | 0 | 200 | 0 | 0
8548 | 210.4 | 0 | 0 | 0 | 0 | 0 | 0 | 210.4 | 0 | 0
8549 | 123.2 | 0 | 0 | 0 | 0 | 0 | 0 | 123.2 | 0 | 0
8550 | 180 | 0 | 0 | 0 | 0 | 0 | 0 | 180 | 0 | 0
8551 | 153.6 | 27.04 | 52.8274 | 52.8274 | 0 | 0 | 0 | 0 | 0 | 106.733
8552 | 243.992 | 184.91 | 567.8533 | 253.46 | -314.3932 | 0 | 0 | 0 | 0 | 0
8553 | 437.884 | 326.66 | 1029.9552 | 454.876 | -575.0792 | 0 | 0 | 0 | 0 | 0
8554 | 969.506 | 436.8 | 1358.5759 | 1007.1274 | -351.4484 | 0 | 0 | 0 | 0 | 0
8555 | 1470.638 | 524.69 | 1611.9258 | 1527.7057 | -84.2201 | 0 | 0 | 0 | 0 | 0
8556 | 1520.337 | 639.45 | 1942.4475 | 1579.3333 | -363.1142 | 0 | 0 | 0 | 0 | 0
8557 | 1436.091 | 646.24 | 1953.6842 | 1491.8182 | -461.8661 | 0 | 0 | 0 | 0 | 0
8558 | 1653.246 | 503.83 | 1528.3082 | 1528.3082 | 0 | 0 | 0 | 182.028 | 0 | 0
8559 | 1597.991 | 424.73 | 1300.4475 | 1300.4475 | 0 | 0 | 0 | 346.122 | 0 | 0
8560 | 1630.98 | 73.56 | 206.5185 | 206.5185 | 0 | 0 | 0 | 1432.176 | 0 | 0
8561 | 1716.665 | 137.19 | 400.2712 | 400.2712 | 0 | 0 | 0 | 1331.346 | 0 | 0
8562 | 1572.735 | 9.08 | 0 | 0 | 0 | 0 | 0 | 1572.735 | 0 | 0
8563 | 1589.6 | 0 | 0 | 0 | 0 | 0 | 0 | 764 | 0 | 857.6372
8564 | 1557.6 | 0 | 0 | 0 | 0 | 0 | 0 | 377.979 | 0 | 1225.3959
8565 | 1602.4 | 0 | 0 | 0 | 0 | 0 | 0 | 422.779 | 0 | 1225.3959
8566 | 1444 | 0 | 0 | 0 | 0 | 0 | 0 | 264.379 | 0 | 1225.3959
8567 | 1375.2 | 0 | 0 | 0 | 0 | 0 | 0 | 195.579 | 0 | 1225.3959
8568 | 1093.6 | 0 | 0 | 0 | 0 | 0 | 0 | 1093.6 | 0 | 0
8569 | 1228 | 0 | 0 | 0 | 0 | 0 | 0 | 1228 | 0 | 0
8570 | 1288 | 0 | 0 | 0 | 0 | 0 | 0 | 1288 | 0 | 0
8571 | 1141.6 | 0 | 0 | 0 | 0 | 0 | 0 | 1141.6 | 0 | 0
8572 | 1294.4 | 0 | 0 | 0 | 0 | 0 | 0 | 1294.4 | 0 | 0
8573 | 1065.6 | 0 | 0 | 0 | 0 | 0 | 0 | 1065.6 | 0 | 0
8574 | 829.6 | 0 | 0 | 0 | 0 | 0 | 0 | 829.6 | 0 | 0
8575 | 1029.6 | 74.81 | 144.1435 | 144.1435 | 0 | 0 | 0 | 890.841 | 0 | 0
8576 | 822.307 | 308.38 | 927.5342 | 854.2164 | -73.3178 | 0 | 0 | 0 | 0 | 0
8577 | 592.193 | 545.42 | 1698.7065 | 615.1729 | -1083.5336 | 0 | 0 | 0 | 0 | 0
8578 | 240.544 | 733.07 | 2225.2507 | 249.8782 | -1225.3959 | 0 | 749.9765 | 0 | 0 | 0
8579 | 160.732 | 636.27 | 1920.2472 | 166.9692 | -1225.3959 | 0 | 527.8821 | 0 | 0 | 0
8580 | 234.455 | 607.99 | 1826.4317 | 243.553 | -1225.3959 | 0 | 357.4828 | 0 | 0 | 0
8581 | 799.112 | 800.44 | 2377.608 | 830.1213 | -1225.3959 | 0 | 322.0908 | 0 | 0 | 0
8582 | 1280.093 | 635.65 | 1917.3105 | 1329.7656 | -350.955 | 0 | 236.5899 | 0 | 0 | 0
8583 | 1234.242 | 429.79 | 1316.3142 | 1282.1365 | 0 | 0 | 34.1777 | 0 | 0 | 0
8584 | 1396.75 | 206.02 | 627.4505 | 627.4505 | 0 | 0 | 0 | 792.738 | 0 | 0
8585 | 1167.432 | 109.53 | 309.6064 | 309.6064 | 0 | 0 | 0 | 869.391 | 0 | 0
8586 | 1508.661 | 12.86 | 3.3761 | 3.3761 | 0 | 0 | 0 | 1505.411 | 0 | 0
8587 | 1127.2 | 0 | 0 | 0 | 0 | 0 | 0 | 0 | 0 | 1170.9407
8588 | 1019.2 | 0 | 0 | 0 | 0 | 0 | 0 | 0 | 0 | 1058.7498
8589 | 1018.4 | 0 | 0 | 0 | 0 | 0 | 0 | 0 | 0 | 1057.9188
8590 | 1072 | 0 | 0 | 0 | 0 | 0 | 0 | 0 | 0 | 1113.5987
8591 | 1246.4 | 0 | 0 | 0 | 0 | 0 | 0 | 66.779 | 0 | 1225.3959
8592 | 1248 | 0 | 0 | 0 | 0 | 0 | 0 | 1248 | 0 | 0
8593 | 1350.4 | 0 | 0 | 0 | 0 | 0 | 0 | 1350.4 | 0 | 0
8594 | 1180.8 | 0 | 0 | 0 | 0 | 0 | 0 | 1180.8 | 0 | 0
8595 | 1263.2 | 0 | 0 | 0 | 0 | 0 | 0 | 1263.2 | 0 | 0
8596 | 924 | 0 | 0 | 0 | 0 | 0 | 0 | 924 | 0 | 0
8597 | 1158.4 | 0 | 0 | 0 | 0 | 0 | 0 | 1158.4 | 0 | 0
8598 | 944.8 | 0 | 0 | 0 | 0 | 0 | 0 | 944.8 | 0 | 0
8599 | 1162.4 | 66.24 | 128.0742 | 0 | -128.0742 | 0 | 0 | 1162.4 | 0 | 0
8600 | 1102.325 | 281.69 | 846.2446 | 0 | -846.2446 | 0 | 0 | 1102.325 | 0 | 0
8601 | 1299.188 | 407.08 | 1257.9749 | 32.579 | -1225.3959 | 0 | 0 | 1267.826 | 0 | 0
8602 | 1255.151 | 603.92 | 1826.9833 | 601.5874 | -1225.3959 | 0 | 0 | 676.037 | 0 | 0
8603 | 1741.645 | 624.67 | 1861.0592 | 635.6633 | -1225.3959 | 0 | 0 | 1129.728 | 0 | 0
8604 | 1714.976 | 729.44 | 2147.7828 | 1277.7163 | -870.0665 | 0 | 0 | 484.989 | 0 | 0
8605 | 1914.011 | 932.68 | 2729.5114 | 1988.2837 | -741.2277 | 0 | 0 | 0 | 0 | 0
8606 | 1870.71 | 637.72 | 1892.5672 | 1892.5672 | 0 | 0 | 0 | 48.84 | 0 | 0
8607 | 1783.81 | 436.5 | 1312.1049 | 1312.1049 | 0 | 0 | 0 | 520.719 | 0 | 0
8608 | 2019.637 | 332.48 | 1014.3741 | 1014.3741 | 0 | 0 | 0 | 1043.155 | 0 | 0
8609 | 1410.31 | 67.73 | 186.0873 | 186.0873 | 0 | 0 | 0 | 1231.174 | 0 | 0
8610 | 1651.085 | 5.87 | 0 | 0 | 0 | 0 | 0 | 1651.085 | 0 | 0
8611 | 1632 | 0 | 0 | 0 | 0 | 0 | 0 | 806.4 | 0 | 857.6372
8612 | 1364.8 | 0 | 0 | 0 | 0 | 0 | 0 | 185.179 | 0 | 1225.3959
8613 | 1691.2 | 0 | 0 | 0 | 0 | 0 | 0 | 511.579 | 0 | 1225.3959
8614 | 1349.6 | 0 | 0 | 0 | 0 | 0 | 0 | 169.979 | 0 | 1225.3959
8615 | 1433.6 | 0 | 0 | 0 | 0 | 0 | 0 | 253.979 | 0 | 1225.3959
8616 | 1556 | 0 | 0 | 0 | 0 | 0 | 0 | 1556 | 0 | 0
8617 | 1457.6 | 0 | 0 | 0 | 0 | 0 | 0 | 1457.6 | 0 | 0
8618 | 1494.4 | 0 | 0 | 0 | 0 | 0 | 0 | 1494.4 | 0 | 0
8619 | 1759.2 | 0 | 0 | 0 | 0 | 0 | 0 | 1759.2 | 0 | 0
8620 | 1729.6 | 0 | 0 | 0 | 0 | 0 | 0 | 1729.6 | 0 | 0
8621 | 1414.4 | 0 | 0 | 0 | 0 | 0 | 0 | 1414.4 | 0 | 0
8622 | 1408.8 | 0 | 0 | 0 | 0 | 0 | 0 | 1408.8 | 0 | 0
8623 | 1471.2 | 56.27 | 108.0918 | 0 | -108.0918 | 0 | 0 | 1471.2 | 0 | 0
8624 | 1645.752 | 247.81 | 741.6162 | 0 | -741.6162 | 0 | 0 | 1645.752 | 0 | 0
8625 | 1196.191 | 461.73 | 1421.7238 | 196.3279 | -1225.3959 | 0 | 0 | 1007.197 | 0 | 0
8626 | 1139.333 | 582.02 | 1747.0348 | 521.6389 | -1225.3959 | 0 | 0 | 637.18 | 0 | 0
8627 | 1201.095 | 702.42 | 2059.0658 | 833.6699 | -1225.3959 | 0 | 0 | 398.567 | 0 | 0
8628 | 1464.687 | 776.49 | 2243.2334 | 1017.8375 | -1225.3959 | 0 | 0 | 484.872 | 0 | 0
8629 | 1491.287 | 528.51 | 1536.9147 | 1471.7381 | -65.1767 | 0 | 0 | 74.526 | 0 | 0
8630 | 1221.935 | 643.19 | 1853.1986 | 1269.3519 | -583.8467 | 0 | 0 | 0 | 0 | 0
8631 | 1440.758 | 328.34 | 968.1286 | 968.1286 | 0 | 0 | 0 | 508.794 | 0 | 0
8632 | 1143.128 | 397.39 | 1196.5608 | 1187.4868 | -9.074 | 0 | 0 | 0 | 0 | 0
8633 | 1279.819 | 160.67 | 461.4558 | 461.4558 | 0 | 0 | 0 | 835.601 | 0 | 0
8634 | 1197.79 | 12.35 | 4.15 | 4.15 | 0 | 0 | 0 | 1193.795 | 0 | 0
8635 | 973.6 | 0 | 0 | 0 | 0 | 0 | 0 | 0 | 0 | 1011.3803
8636 | 1392 | 0 | 0 | 0 | 0 | 0 | 0 | 212.379 | 0 | 1225.3959
8637 | 827.2 | 0 | 0 | 0 | 0 | 0 | 0 | 0 | 0 | 859.2993
8638 | 1307.2 | 0 | 0 | 0 | 0 | 0 | 0 | 127.579 | 0 | 1225.3959
8639 | 978.4 | 0 | 0 | 0 | 0 | 0 | 0 | 0 | 0 | 1016.3666
8640 | 1164.8 | 0 | 0 | 0 | 0 | 0 | 0 | 1164.8 | 0 | 0
8641 | 1192 | 0 | 0 | 0 | 0 | 0 | 0 | 1192 | 0 | 0
8642 | 1257.6 | 0 | 0 | 0 | 0 | 0 | 0 | 1257.6 | 0 | 0
8643 | 1376.8 | 0 | 0 | 0 | 0 | 0 | 0 | 1376.8 | 0 | 0
8644 | 1199.2 | 0 | 0 | 0 | 0 | 0 | 0 | 1199.2 | 0 | 0
8645 | 1092.8 | 0 | 0 | 0 | 0 | 0 | 0 | 1092.8 | 0 | 0
8646 | 1172.8 | 0 | 0 | 0 | 0 | 0 | 0 | 1172.8 | 0 | 0
8647 | 1270.4 | 54.68 | 106.7154 | 0 | -106.7154 | 0 | 0 | 1270.4 | 0 | 0
8648 | 1082.229 | 284.49 | 841.0392 | 0 | -841.0392 | 0 | 0 | 1082.229 | 0 | 0
8649 | 1267.43 | 526.46 | 1590.9804 | 365.5845 | -1225.3959 | 0 | 0 | 915.503 | 0 | 0
8650 | 1460.39 | 723.24 | 2105.089 | 1336.2883 | -768.8007 | 0 | 0 | 174.019 | 0 | 0
8651 | 1254.555 | 746.92 | 2129.6256 | 1303.2377 | -826.3879 | 0 | 0 | 0 | 0 | 0
8652 | 1447.708 | 913.06 | 2530.0838 | 1503.8859 | -1026.1978 | 0 | 0 | 0 | 0 | 0
8653 | 1292.068 | 714.55 | 2016.8997 | 1342.2064 | -674.6933 | 0 | 0 | 0 | 0 | 0
8654 | 1332.407 | 650.88 | 1855.3177 | 1384.1107 | -471.207 | 0 | 0 | 0 | 0 | 0
8655 | 1699.676 | 502.92 | 1468.4253 | 1468.4253 | 0 | 0 | 0 | 286.104 | 0 | 0
8656 | 1738.895 | 387.32 | 1158.7161 | 1158.7161 | 0 | 0 | 0 | 623.463 | 0 | 0
8657 | 1656.8 | 159.55 | 457.393 | 457.393 | 0 | 0 | 0 | 1216.493 | 0 | 0
8658 | 1844.457 | 14.14 | 7.1979 | 7.1979 | 0 | 0 | 0 | 1837.528 | 0 | 0
8659 | 1589.6 | 0 | 0 | 0 | 0 | 0 | 0 | 764 | 0 | 857.6372
8660 | 1539.2 | 0 | 0 | 0 | 0 | 0 | 0 | 359.579 | 0 | 1225.3959
8661 | 1721.6 | 0 | 0 | 0 | 0 | 0 | 0 | 541.979 | 0 | 1225.3959
8662 | 1580 | 0 | 0 | 0 | 0 | 0 | 0 | 400.379 | 0 | 1225.3959
8663 | 1633.6 | 0 | 0 | 0 | 0 | 0 | 0 | 453.979 | 0 | 1225.3959
8664 | 1402.4 | 0 | 0 | 0 | 0 | 0 | 0 | 1402.4 | 0 | 0
8665 | 1166.4 | 0 | 0 | 0 | 0 | 0 | 0 | 1166.4 | 0 | 0
8666 | 950.4 | 0 | 0 | 0 | 0 | 0 | 0 | 950.4 | 0 | 0
8667 | 1228.8 | 0 | 0 | 0 | 0 | 0 | 0 | 1228.8 | 0 | 0
8668 | 1433.6 | 0 | 0 | 0 | 0 | 0 | 0 | 1433.6 | 0 | 0
8669 | 1112.8 | 0 | 0 | 0 | 0 | 0 | 0 | 1112.8 | 0 | 0
8670 | 1390.4 | 0 | 0 | 0 | 0 | 0 | 0 | 1390.4 | 0 | 0
8671 | 1300 | 46.7 | 88.9227 | 88.9227 | 0 | 0 | 0 | 1214.399 | 0 | 0
8672 | 1239.89 | 230.23 | 685.821 | 685.821 | 0 | 0 | 0 | 579.688 | 0 | 0
8673 | 1372.872 | 450.55 | 1370.5232 | 1370.5232 | 0 | 0 | 0 | 53.545 | 0 | 0
8674 | 1438.053 | 726.67 | 2126.5549 | 1493.8563 | -632.6986 | 0 | 0 | 0 | 0 | 0
8675 | 1474.877 | 768.95 | 2209.0775 | 1532.1092 | -676.9683 | 0 | 0 | 0 | 0 | 0
8676 | 1655.249 | 806.67 | 2294.3582 | 1719.4805 | -574.8777 | 0 | 0 | 0 | 0 | 0
8677 | 1465.832 | 918.93 | 2596.9537 | 1522.7132 | -1074.2405 | 0 | 0 | 0 | 0 | 0
8678 | 1372.877 | 845.68 | 2423.5793 | 1426.1511 | -997.4281 | 0 | 0 | 0 | 0 | 0
8679 | 1501.38 | 595.16 | 1762.1172 | 1559.6407 | -202.4765 | 0 | 0 | 0 | 0 | 0
8680 | 1727.807 | 326.7 | 986.4365 | 986.4365 | 0 | 0 | 0 | 778.219 | 0 | 0
8681 | 1880.42 | 196.69 | 566.3335 | 566.3335 | 0 | 0 | 0 | 1335.242 | 0 | 0
8682 | 1581.08 | 15.03 | 9.1217 | 9.1217 | 0 | 0 | 0 | 1572.299 | 0 | 0
8683 | 1718.4 | 0 | 0 | 0 | 0 | 0 | 0 | 1718.4 | 0 | 0
8684 | 1398.4 | 0 | 0 | 0 | 0 | 0 | 0 | 1398.4 | 0 | 0
8685 | 1615.2 | 0 | 0 | 0 | 0 | 0 | 0 | 1615.2 | 0 | 0
8686 | 1388 | 0 | 0 | 0 | 0 | 0 | 0 | 1388 | 0 | 0
8687 | 1260 | 0 | 0 | 0 | 0 | 0 | 0 | 1260 | 0 | 0
8688 | 1138.4 | 0 | 0 | 0 | 0 | 0 | 0 | 420.191 | 0 | 746.0789
8689 | 1516 | 0 | 0 | 0 | 0 | 0 | 0 | 1516 | 0 | 0
8690 | 1427.2 | 0 | 0 | 0 | 0 | 0 | 0 | 1427.2 | 0 | 0
8691 | 1350.4 | 0 | 0 | 0 | 0 | 0 | 0 | 1350.4 | 0 | 0
8692 | 1424.8 | 0 | 0 | 0 | 0 | 0 | 0 | 1424.8 | 0 | 0
8693 | 1365.6 | 0 | 0 | 0 | 0 | 0 | 0 | 1365.6 | 0 | 0
8694 | 1286.4 | 0 | 0 | 0 | 0 | 0 | 0 | 1286.4 | 0 | 0
8695 | 1076.8 | 34.35 | 61.624 | 61.624 | 0 | 0 | 0 | 0 | 0 | 1056.961
8696 | 900.697 | 205.48 | 611.2182 | 611.2182 | 0 | 0 | 0 | 0 | 0 | 324.4301
8697 | 1097.2 | 432.49 | 1321.4448 | 1139.7766 | -181.6683 | 0 | 0 | 0 | 0 | 0
8698 | 1366.655 | 723.64 | 2152.2144 | 1419.6877 | -732.5267 | 0 | 0 | 0 | 0 | 0
8699 | 1227.291 | 778.47 | 2282.0743 | 1274.9157 | -1007.1586 | 0 | 0 | 0 | 0 | 0
8700 | 1383.572 | 926.88 | 2673.7671 | 1437.2612 | -1225.3959 | 0 | 11.11 | 0 | 0 | 0
8701 | 1468.257 | 763.02 | 2224.5765 | 1525.2323 | -699.3441 | 0 | 0 | 0 | 0 | 0
8702 | 1027.48 | 624.11 | 1839.6006 | 1067.3511 | -772.2495 | 0 | 0 | 0 | 0 | 0
8703 | 1438.064 | 297.18 | 885.2559 | 885.2559 | 0 | 0 | 0 | 542.603 | 0 | 44.9522
8704 | 621.669 | 231.91 | 695.8195 | 645.7927 | -50.0268 | 0 | 0 | 0 | 0 | 0
8705 | 592.386 | 111.31 | 319.1686 | 319.1686 | 0 | 0 | 0 | 285.14 | 0 | 0
8706 | 255.342 | 7.83 | 0 | 0 | 0 | 0 | 0 | 255.342 | 0 | 0
8707 | 254.4 | 0 | 0 | 0 | 0 | 0 | 0 | 0 | 0 | 264.2719
8708 | 272 | 0 | 0 | 0 | 0 | 0 | 0 | 0 | 0 | 282.5549
8709 | 180 | 0 | 0 | 0 | 0 | 0 | 0 | 0 | 0 | 186.9849
8710 | 245.6 | 0 | 0 | 0 | 0 | 0 | 0 | 0 | 0 | 255.1304
8711 | 105.6 | 0 | 0 | 0 | 0 | 0 | 0 | 0 | 0 | 109.6978
8712 | 99.2 | 0 | 0 | 0 | 0 | 0 | 0 | 99.2 | 0 | 0
8713 | 91.2 | 0 | 0 | 0 | 0 | 0 | 0 | 91.2 | 0 | 0
8714 | 98.4 | 0 | 0 | 0 | 0 | 0 | 0 | 98.4 | 0 | 0
8715 | 89.6 | 0 | 0 | 0 | 0 | 0 | 0 | 89.6 | 0 | 0
8716 | 95.2 | 0 | 0 | 0 | 0 | 0 | 0 | 95.2 | 0 | 0
8717 | 91.2 | 0 | 0 | 0 | 0 | 0 | 0 | 91.2 | 0 | 0
8718 | 96.8 | 0 | 0 | 0 | 0 | 0 | 0 | 96.8 | 0 | 0
8719 | 77.6 | 17.63 | 25.2637 | 0 | -25.2637 | 0 | 0 | 77.6 | 0 | 0
8720 | 94.05 | 173.11 | 518.8622 | 36.703 | -482.1591 | 0 | 0 | 58.718 | 0 | 0
8721 | 825.915 | 401.95 | 1246.0556 | 857.9644 | -388.0912 | 0 | 0 | 0 | 0 | 0
8722 | 1285.579 | 455.66 | 1377.0302 | 1335.4656 | -41.5647 | 0 | 0 | 0 | 0 | 0
8723 | 1403.535 | 247.62 | 731.3715 | 731.3715 | 0 | 0 | 0 | 699.484 | 0 | 0
8724 | 1280.109 | 334.47 | 989.099 | 989.099 | 0 | 0 | 0 | 327.958 | 0 | 0
8725 | 1122.521 | 491.87 | 1451.6694 | 1166.0801 | -285.5892 | 0 | 0 | 0 | 0 | 0
8726 | 1380.964 | 307.57 | 909.7343 | 909.7343 | 0 | 0 | 0 | 505.213 | 0 | 0
8727 | 1395.618 | 297.17 | 885.233 | 885.233 | 0 | 0 | 0 | 543.453 | 0 | 0
8728 | 1382.822 | 125.62 | 365.4297 | 365.4297 | 0 | 0 | 0 | 1031.043 | 0 | 0
8729 | 1035.196 | 61.03 | 166.8476 | 166.8476 | 0 | 0 | 0 | 874.581 | 0 | 0
8730 | 1041.064 | 6.85 | 0 | 0 | 0 | 0 | 0 | 1041.064 | 0 | 0
8731 | 1022.4 | 0 | 0 | 0 | 0 | 0 | 0 | 0 | 0 | 1062.074
8732 | 1182.4 | 0 | 0 | 0 | 0 | 0 | 0 | 2.779 | 0 | 1225.3959
8733 | 1686.4 | 0 | 0 | 0 | 0 | 0 | 0 | 506.779 | 0 | 1225.3959
8734 | 897.6 | 0 | 0 | 0 | 0 | 0 | 0 | 0 | 0 | 932.4311
8735 | 1217.6 | 0 | 0 | 0 | 0 | 0 | 0 | 37.979 | 0 | 1225.3959
8736 | 1290.4 | 0 | 0 | 0 | 0 | 0 | 0 | 1290.4 | 0 | 0
8737 | 1120 | 0 | 0 | 0 | 0 | 0 | 0 | 1120 | 0 | 0
8738 | 1036.8 | 0 | 0 | 0 | 0 | 0 | 0 | 1036.8 | 0 | 0
8739 | 1090.4 | 0 | 0 | 0 | 0 | 0 | 0 | 1090.4 | 0 | 0
8740 | 1088 | 0 | 0 | 0 | 0 | 0 | 0 | 1088 | 0 | 0
8741 | 1287.2 | 0 | 0 | 0 | 0 | 0 | 0 | 1287.2 | 0 | 0
8742 | 1304.8 | 0 | 0 | 0 | 0 | 0 | 0 | 1304.8 | 0 | 0
8743 | 1274.4 | 31.55 | 52.9551 | 0 | -52.9551 | 0 | 0 | 1274.4 | 0 | 0
8744 | 1022.55 | 173.95 | 524.7065 | 0 | -524.7065 | 0 | 0 | 1022.55 | 0 | 0
8745 | 1026.462 | 426.19 | 1333.0389 | 107.643 | -1225.3959 | 0 | 0 | 922.84 | 0 | 0
8746 | 1278.239 | 612.41 | 1872.2918 | 646.8959 | -1225.3959 | 0 | 0 | 655.508 | 0 | 0
8747 | 1288.464 | 578.91 | 1743.7304 | 518.3345 | -1225.3959 | 0 | 0 | 789.493 | 0 | 0
8748 | 1351.624 | 594.51 | 1780.797 | 555.4011 | -1225.3959 | 0 | 0 | 816.97 | 0 | 0
8749 | 1146.697 | 414.4 | 1244.8776 | 600.3471 | -644.5306 | 0 | 0 | 568.776 | 0 | 0
8750 | 1487.273 | 393.74 | 1191.1018 | 1191.1018 | 0 | 0 | 0 | 340.665 | 0 | 0
8751 | 1161.038 | 453.65 | 1393.1836 | 1206.0918 | -187.0919 | 0 | 0 | 0 | 0 | 0
8752 | 1604.111 | 362.16 | 1132.3855 | 1132.3855 | 0 | 0 | 0 | 514.026 | 0 | 0
8753 | 1704.867 | 64.06 | 179.6 | 179.6 | 0 | 0 | 0 | 1531.976 | 0 | 0
8754 | 1368.022 | 7.83 | 0 | 0 | 0 | 0 | 0 | 1368.022 | 0 | 0
8755 | 1372.8 | 0 | 0 | 0 | 0 | 0 | 0 | 547.2 | 0 | 857.6372
8756 | 1204.8 | 0 | 0 | 0 | 0 | 0 | 0 | 25.179 | 0 | 1225.3959
8757 | 1449.6 | 0 | 0 | 0 | 0 | 0 | 0 | 269.979 | 0 | 1225.3959
8758 | 1340 | 0 | 0 | 0 | 0 | 0 | 0 | 160.379 | 0 | 1225.3959
8759 | 1208 | 0 | 0 | 0 | 0 | 0 | 0 | 28.379 | 0 | 1225.3959
8760 | 1216 | 0 | 0 | 0 | 0 | 0 | 0 | 1216 | 0 | 0

## Load Duration
Rank | Load (kW) | Net Load (kW)
1 | 2428 | 2428
2 | 2418.5558 | 2418.556
3 | 2414.4 | 2379.2
4 | 2405.0087 | 2369.946
5 | 2390.381 | 2353.984
6 | 2389.6 | 2330.4
7 | 2387.844 | 2321.335
8 | 2381.0831 | 2234.389
9 | 2380.3051 | 2208.8
10 | 2379.2 | 2200.208
11 | 2378.556 | 2156.8
12 | 2369.9456 | 2148.411
13 | 2352 | 2145.857
14 | 2342.8514 | 2129.6
15 | 2335.268 | 2121.316
16 | 2330.4 | 2075.2
17 | 2326.1845 | 2067.128
18 | 2321.3354 | 2057.6
19 | 2297.304 | 2049.597
20 | 2295.2 | 2040.8
21 | 2288.3681 | 2035.742
22 | 2286.452 | 2032.862
23 | 2286.2723 | 2029.644
24 | 2279.797 | 2028.8
25 | 2277.5584 | 2020.909
26 | 2270.9292 | 2016.504
27 | 2261.298 | 2013.597
28 | 2256.255 | 2004
29 | 2252.5022 | 1996.205
30 | 2247.4788 | 1984.018
31 | 2215.2 | 1976.8
32 | 2208.8 | 1969.111
33 | 2206.5835 | 1956
34 | 2200.2084 | 1948.392
35 | 2188.553 | 1942.668
36 | 2181.431 | 1940.8
37 | 2180.0402 | 1931.598
38 | 2172.9459 | 1915.2
39 | 2172.8 | 1897.907
40 | 2168.745 | 1893.194
41 | 2164.3484 | 1888
42 | 2160.3092 | 1884.852
43 | 2156.812 | 1884.173
44 | 2156.8 | 1880.656
45 | 2148.4226 | 1870.081
46 | 2148.4107 | 1859.99
47 | 2138.256 | 1850.4
48 | 2137.608 | 1848.992
49 | 2133.191 | 1847.2
50 | 2129.6 | 1843.202
51 | 2121.3165 | 1842.4
52 | 2117.631 | 1841.964
53 | 2116.262 | 1837.528
54 | 2112.8 | 1835.234
55 | 2098.686 | 1832.8
56 | 2095.805 | 1825.671
57 | 2091.005 | 1825.615
58 | 2089.833 | 1819.862
59 | 2088.377 | 1819.672
60 | 2087.6529 | 1819.131
61 | 2076.6159 | 1818.198
62 | 2075.2 | 1817.683
63 | 2071.826 | 1812.523
64 | 2071.6969 | 1812
65 | 2067.1281 | 1809.039
66 | 2067.103 | 1805.698
67 | 2057.6 | 1804.952
68 | 2057.6 | 1798.648
69 | 2055.558 | 1793.95
70 | 2055.2559 | 1789.099
71 | 2055.2 | 1786.454
72 | 2055.08 | 1785.921
73 | 2051.354 | 1785.069
74 | 2049.5965 | 1784.8
75 | 2047.677 | 1782.229
76 | 2043.3748 | 1780
77 | 2041.861 | 1778.59
78 | 2040.8 | 1777.858
79 | 2035.7422 | 1774.992
80 | 2033.628 | 1772.787
81 | 2032.8619 | 1771.041
82 | 2028.8 | 1770.4
83 | 2027.2 | 1769.697
84 | 2026.099 | 1765.6
85 | 2025.649 | 1764.516
86 | 2020.9085 | 1762.864
87 | 2019.637 | 1761.6
88 | 2017.7698 | 1760.786
89 | 2013.4594 | 1759.2
90 | 2012.075 | 1759.2
91 | 2008.054 | 1756
92 | 2004 | 1755.881
93 | 2003.2 | 1755.524
94 | 2003.2 | 1754.748
95 | 2001.861 | 1750.872
96 | 2000 | 1750.468
97 | 1998.4 | 1749.17
98 | 1998.285 | 1748
99 | 1998.015 | 1746.4
100 | 1998.0095 | 1744.245
101 | 1996.523 | 1744.018
102 | 1996.205 | 1743.794
103 | 1995.8376 | 1743.315
104 | 1992.2206 | 1742.4
105 | 1991.36 | 1741.978
106 | 1988.333 | 1741.499
107 | 1976.8 | 1740.8
108 | 1975.004 | 1738.508
109 | 1973.613 | 1737.6
110 | 1972.895 | 1737.502
111 | 1972.144 | 1735.376
112 | 1969.563 | 1734.029
113 | 1969.1108 | 1732.8
114 | 1967.7386 | 1729.6
115 | 1965.9362 | 1725.084
116 | 1962.7917 | 1724.594
117 | 1959.966 | 1723.786
118 | 1956.792 | 1723.168
119 | 1956 | 1720.212
120 | 1955.911 | 1718.4
121 | 1954.45 | 1718.375
122 | 1953.371 | 1718.336
123 | 1953.342 | 1718.033
124 | 1952.3423 | 1717.6
125 | 1951.2 | 1717.425
126 | 1950.329 | 1717.081
127 | 1950.1673 | 1715.055
128 | 1950.1113 | 1715.024
129 | 1948.3917 | 1714.703
130 | 1948.007 | 1712.835
131 | 1945.9424 | 1711.995
132 | 1945.081 | 1711.2
133 | 1943.684 | 1709.965
134 | 1940.862 | 1708.914
135 | 1940.8 | 1708
136 | 1940.7916 | 1705.534
137 | 1940.668 | 1704.544
138 | 1937.529 | 1704
139 | 1936.4576 | 1703.54
140 | 1936.1236 | 1702.4
141 | 1935.979 | 1701.6
142 | 1933.3126 | 1701.566
143 | 1931.97 | 1701.356
144 | 1931.9585 | 1701.086
145 | 1931.914 | 1700.946
146 | 1931.871 | 1700.8
147 | 1931.0148 | 1700.659
148 | 1925.6 | 1700.385
149 | 1925.128 | 1698.633
150 | 1924.839 | 1698.4
151 | 1924 | 1697.408
152 | 1921.03 | 1696
153 | 1920 | 1696
154 | 1918.198 | 1695.2
155 | 1917.6398 | 1692.323
156 | 1916.994 | 1692.171
157 | 1916.271 | 1691.064
158 | 1916.0218 | 1690.454
159 | 1916 | 1690.4
160 | 1916 | 1689.671
161 | 1915.2 | 1688
162 | 1914.4 | 1685.6
163 | 1914.011 | 1684.73
164 | 1913.6 | 1682.853
165 | 1909.872 | 1682.848
166 | 1908.6882 | 1682.435
167 | 1907.596 | 1682.404
168 | 1906.9535 | 1680.912
169 | 1905.103 | 1674.018
170 | 1904.871 | 1673.027
171 | 1904.751 | 1671.657
172 | 1903.518 | 1668.972
173 | 1902.457 | 1668.8
174 | 1902.362 | 1668.247
175 | 1901.1918 | 1666.4
176 | 1900.996 | 1665.984
177 | 1900.383 | 1664
178 | 1900.048 | 1662.198
179 | 1899.5274 | 1661.6
180 | 1899.267 | 1660.8
181 | 1896.8 | 1660.195
182 | 1895.8186 | 1660.195
183 | 1895.057 | 1660
184 | 1894.9522 | 1654.036
185 | 1894.24 | 1653.652
186 | 1892.738 | 1653.6
187 | 1892.5228 | 1652.548
188 | 1891.8794 | 1651.771
189 | 1889.882 | 1651.085
190 | 1889.88 | 1648.415
191 | 1889.839 | 1648
192 | 1889.422 | 1647.109
193 | 1888 | 1647.109
194 | 1887.87 | 1645.752
195 | 1886.909 | 1645.6
196 | 1884.852 | 1645.594
197 | 1884.7238 | 1644.762
198 | 1884.636 | 1644.675
199 | 1882.658 | 1643.909
200 | 1880.8 | 1643.277
201 | 1880.6562 | 1642.502
202 | 1880.42 | 1642.4
203 | 1880.17 | 1642.014
204 | 1876.2766 | 1641.6
205 | 1876.2222 | 1640
206 | 1876.1804 | 1639.34
207 | 1874.444 | 1636.43
208 | 1873.143 | 1635.42
209 | 1870.71 | 1634.4
210 | 1870.3575 | 1632.395
211 | 1870.1756 | 1632.03
212 | 1870.081 | 1631.282
213 | 1870.011 | 1629.6
214 | 1869.6654 | 1628.8
215 | 1869.297 | 1627.857
216 | 1867.076 | 1624.8
217 | 1866.297 | 1624.699
218 | 1865.857 | 1624
219 | 1864.668 | 1624
220 | 1863.8394 | 1623.321
221 | 1863.569 | 1622.464
222 | 1862.9184 | 1622.4
223 | 1862.026 | 1621.6
224 | 1860.7669 | 1620.934
225 | 1860.7669 | 1620
226 | 1859.99 | 1617.788
227 | 1859.743 | 1617.657
228 | 1859.685 | 1617.611
229 | 1859.342 | 1617.6
230 | 1859.284 | 1616.032
231 | 1858.4361 | 1615.258
232 | 1857.995 | 1615.2
233 | 1857.415 | 1615.162
234 | 1857.159 | 1615.12
235 | 1857.119 | 1613.6
236 | 1854.487 | 1612.924
237 | 1853.049 | 1612.771
238 | 1852.086 | 1612.078
239 | 1851.263 | 1612
240 | 1851.2 | 1610.647
241 | 1851.164 | 1610.307
242 | 1850.4 | 1609.6
243 | 1849.9352 | 1605.705
244 | 1849.8422 | 1605.271
245 | 1849.735 | 1603.456
246 | 1849.6 | 1603.2
247 | 1849.1134 | 1601.6
248 | 1849.064 | 1601.6
249 | 1847.2 | 1600
250 | 1846.4 | 1600
251 | 1845.8412 | 1599.2
252 | 1845.6 | 1598.4
253 | 1845.2748 | 1598.4
254 | 1844.8819 | 1596.727
255 | 1844.457 | 1595.987
256 | 1843.247 | 1595.669
257 | 1843.2025 | 1595.586
258 | 1842.5401 | 1595.37
259 | 1842.4 | 1595.054
260 | 1842.205 | 1594.407
261 | 1841.9829 | 1593.784
262 | 1840 | 1593.04
263 | 1839.549 | 1591.2
264 | 1839.255 | 1590.4
265 | 1838.59 | 1588.893
266 | 1838.4211 | 1588.8
267 | 1838.145 | 1588.8
268 | 1837.293 | 1588.205
269 | 1836.8 | 1587.285
270 | 1836.767 | 1586.458
271 | 1835.767 | 1585.966
272 | 1835.337 | 1585.772
273 | 1835.2336 | 1585.6
274 | 1835.131 | 1584.8
275 | 1834.925 | 1583.455
276 | 1832.8 | 1583.2
277 | 1832.523 | 1583.2
278 | 1832.1434 | 1582.623
279 | 1832.064 | 1582.4
280 | 1831.647 | 1581.6
281 | 1831.384 | 1580.8
282 | 1830.4 | 1580.05
283 | 1830.371 | 1580.043
284 | 1829.581 | 1579.409
285 | 1829.403 | 1577.961
286 | 1829.242 | 1577.55
287 | 1829.06 | 1576.451
288 | 1828.904 | 1576
289 | 1828.8 | 1575.449
290 | 1827.8498 | 1575.2
291 | 1826.7294 | 1575.04
292 | 1825.6709 | 1574.854
293 | 1825.482 | 1573.3
294 | 1825.298 | 1572.735
295 | 1824.8 | 1572.299
296 | 1824.781 | 1572
297 | 1824.597 | 1571.051
298 | 1823.532 | 1569.6
299 | 1823.2803 | 1569.551
300 | 1823.205 | 1568.8
301 | 1822.657 | 1568.598
302 | 1822.4 | 1568
303 | 1822.304 | 1567.632
304 | 1821.112 | 1567.084
305 | 1820.422 | 1566.4
306 | 1820 | 1566.106
307 | 1819.6715 | 1565.326
308 | 1818.1981 | 1565.326
309 | 1818.0358 | 1564.834
310 | 1817.6831 | 1564
311 | 1816.85 | 1563.602
312 | 1814.753 | 1563.495
313 | 1814.4 | 1563.267
314 | 1812.7762 | 1562.956
315 | 1812.4967 | 1562.698
316 | 1812 | 1562.4
317 | 1811.107 | 1561.869
318 | 1811.042 | 1561.823
319 | 1808.8 | 1561.284
320 | 1808.052 | 1561.093
321 | 1807.6941 | 1560.8
322 | 1807.633 | 1559.463
323 | 1806.403 | 1558.4
324 | 1805.698 | 1557.405
325 | 1805.6859 | 1557.233
326 | 1804.9518 | 1556.8
327 | 1804.4341 | 1556.242
328 | 1803.338 | 1556.164
329 | 1802.673 | 1556
330 | 1801.945 | 1555.43
331 | 1801.825 | 1555.098
332 | 1799.841 | 1554.491
333 | 1799.821 | 1554.4
334 | 1799.3766 | 1554.316
335 | 1798.4 | 1553.876
336 | 1798.158 | 1551.423
337 | 1797.835 | 1551.317
338 | 1797.6 | 1551.2
339 | 1797.5 | 1550.482
340 | 1797.136 | 1549.6
341 | 1796.832 | 1548.97
342 | 1796.545 | 1548.048
343 | 1796.174 | 1547.415
344 | 1796.019 | 1547.198
345 | 1796.006 | 1547.014
346 | 1795.9293 | 1546.516
347 | 1793.9503 | 1546.4
348 | 1793.298 | 1546.4
349 | 1793.1733 | 1545.6
350 | 1792.2 | 1545.403
351 | 1791.4047 | 1545.111
352 | 1791.185 | 1545.101
353 | 1790.369 | 1544.8
354 | 1789.8428 | 1544.8
355 | 1789.557 | 1544.713
356 | 1789.0993 | 1544.063
357 | 1788.7211 | 1543.998
358 | 1788.565 | 1543.2
359 | 1788 | 1543.056
360 | 1787.689 | 1542.4
361 | 1787.216 | 1542.4
362 | 1786.9578 | 1542.4
363 | 1786.904 | 1541.6
364 | 1786.454 | 1540.8
365 | 1786.4 | 1540.337
366 | 1786.2343 | 1540.308
367 | 1786.232 | 1539.891
368 | 1785.6 | 1539.63
369 | 1785.434 | 1538.833
370 | 1784.8 | 1538.468
371 | 1784.662 | 1538.463
372 | 1783.81 | 1538.4
373 | 1783.629 | 1537.561
374 | 1783.2 | 1537.375
375 | 1782.499 | 1537.263
376 | 1782.3192 | 1536.8
377 | 1782.2292 | 1535.885
378 | 1780.7354 | 1535.856
379 | 1780.377 | 1535.512
380 | 1780 | 1535.254
381 | 1779.2506 | 1535.213
382 | 1779.2 | 1534.807
383 | 1779.002 | 1534.4
384 | 1778.9231 | 1534.4
385 | 1778.711 | 1534.357
386 | 1778.5902 | 1533.225
387 | 1778.4 | 1532.8
388 | 1777.8576 | 1532.8
389 | 1777.6 | 1532.39
390 | 1776.413 | 1532
391 | 1776.0807 | 1531.976
392 | 1775.2 | 1531.479
393 | 1775.2 | 1531.419
394 | 1773.524 | 1531.2
395 | 1773.4518 | 1531.2
396 | 1773.255 | 1530.978
397 | 1772.851 | 1530.551
398 | 1772.4797 | 1529.705
399 | 1772.2558 | 1529.6
400 | 1772.0822 | 1528
401 | 1771.9988 | 1527.706
402 | 1771.2 | 1527.332
403 | 1771.2 | 1526.888
404 | 1770.4 | 1526.838
405 | 1769.154 | 1526.413
406 | 1768.6143 | 1526.4
407 | 1766.78 | 1526.4
408 | 1766.438 | 1526.204
409 | 1766.248 | 1525.346
410 | 1765.9551 | 1524
411 | 1765.931 | 1523.256
412 | 1765.6 | 1522.828
413 | 1764.8544 | 1522.799
414 | 1764.8 | 1522.4
415 | 1764.516 | 1521.981
416 | 1763.69 | 1521.164
417 | 1763.437 | 1520.476
418 | 1763.2 | 1520.4
419 | 1763.062 | 1519.795
420 | 1762.864 | 1519.2
421 | 1762.66 | 1518.914
422 | 1762.4 | 1518.814
423 | 1761.6 | 1518.814
424 | 1760.002 | 1518.71
425 | 1760 | 1518.4
426 | 1759.2 | 1517.845
427 | 1759.2 | 1517.6
428 | 1759.08 | 1517.6
429 | 1758.8346 | 1517.36
430 | 1758.4 | 1516.8
431 | 1757.0441 | 1516.478
432 | 1756.931 | 1516.095
433 | 1756 | 1516
434 | 1755.972 | 1515.802
435 | 1755.8808 | 1515.2
436 | 1755.8511 | 1515.2
437 | 1755.7039 | 1515.2
438 | 1755.5448 | 1514.4
439 | 1755.5239 | 1513.803
440 | 1754.8452 | 1513.798
441 | 1754.7479 | 1513.476
442 | 1753.4948 | 1512.8
443 | 1753.2821 | 1512.8
444 | 1753.1561 | 1512.8
445 | 1751.451 | 1512.495
446 | 1751.3527 | 1512.494
447 | 1751.2 | 1511.922
448 | 1751.14 | 1511.533
449 | 1751.024 | 1510.468
450 | 1750.511 | 1510.4
451 | 1750.4 | 1510.331
452 | 1750.351 | 1509.998
453 | 1749.963 | 1509.818
454 | 1749.959 | 1509.679
455 | 1749.6223 | 1509.591
456 | 1749.1697 | 1509.144
457 | 1749.1418 | 1508.8
458 | 1748.8 | 1508.509
459 | 1748 | 1508.436
460 | 1748 | 1508
461 | 1747.764 | 1507.763
462 | 1747.615 | 1507.232
463 | 1746.4 | 1507.2
464 | 1746.298 | 1506.916
465 | 1745.7801 | 1506.879
466 | 1745.6 | 1506.4
467 | 1745.249 | 1506.083
468 | 1744.6384 | 1505.762
469 | 1744.337 | 1505.6
470 | 1744.2447 | 1505.494
471 | 1744 | 1505.411
472 | 1744 | 1504.779
473 | 1743.702 | 1504
474 | 1743.6635 | 1504
475 | 1743.6133 | 1504
476 | 1743.462 | 1503.945
477 | 1743.337 | 1503.385
478 | 1742.4091 | 1503.2
479 | 1742.4 | 1503.2
480 | 1742.288 | 1503.171
481 | 1741.9777 | 1502.4
482 | 1741.725 | 1501.822
483 | 1741.645 | 1501.447
484 | 1741.499 | 1500.541
485 | 1740.9657 | 1500.426
486 | 1740.8 | 1500.268
487 | 1740.399 | 1500
488 | 1740.14 | 1499.969
489 | 1739.825 | 1499.943
490 | 1738.997 | 1499.819
491 | 1738.895 | 1499.082
492 | 1738.664 | 1498.823
493 | 1738.4 | 1498.714
494 | 1738.3935 | 1498.516
495 | 1737.954 | 1497.6
496 | 1737.8885 | 1497.6
497 | 1737.852 | 1497.353
498 | 1737.845 | 1495.764
499 | 1737.6 | 1495.648
500 | 1737.0911 | 1495.546
501 | 1737.05 | 1495.475
502 | 1737.0055 | 1494.468
503 | 1736.8 | 1494.4
504 | 1736.2529 | 1494.4
505 | 1735.3911 | 1494.4
506 | 1735.168 | 1494.4
507 | 1735.038 | 1493.766
508 | 1734.369 | 1493.6
509 | 1734.126 | 1493.357
510 | 1734.0288 | 1493.259
511 | 1733.951 | 1493.248
512 | 1733.837 | 1493.061
513 | 1733.618 | 1493.014
514 | 1732.8 | 1492.787
515 | 1731.7952 | 1492
516 | 1731.41 | 1491.966
517 | 1730.896 | 1491.722
518 | 1730.86 | 1491.581
519 | 1730.814 | 1490.167
520 | 1729.6 | 1489.6
521 | 1729.544 | 1488.8
522 | 1729.469 | 1488.8
523 | 1728.951 | 1488.8
524 | 1728.8 | 1488.651
525 | 1728.169 | 1488.614
526 | 1727.807 | 1488.587
527 | 1727.6442 | 1488.271
528 | 1727.174 | 1488
529 | 1727.078 | 1488
530 | 1726.744 | 1487.837
531 | 1726.4389 | 1487.666
532 | 1726.438 | 1486.419
533 | 1726.378 | 1485.6
534 | 1726.1516 | 1485.209
535 | 1726.047 | 1485.031
536 | 1725.917 | 1484.496
537 | 1725.6 | 1484.463
538 | 1725.6 | 1484.369
539 | 1725.6 | 1484.153
540 | 1724.6753 | 1484
541 | 1724.16 | 1483.009
542 | 1724.006 | 1483.009
543 | 1724 | 1482.886
544 | 1724 | 1482.581
545 | 1723.9854 | 1482.4
546 | 1723.893 | 1482.212
547 | 1723.786 | 1482.151
548 | 1723.1676 | 1481.872
549 | 1722.687 | 1480.8
550 | 1722.516 | 1480.701
551 | 1722.0755 | 1480.476
552 | 1721.903 | 1479.454
553 | 1721.6 | 1479.2
554 | 1718.8879 | 1479.2
555 | 1718.738 | 1478.603
556 | 1718.709 | 1478.4
557 | 1718.665 | 1478.228
558 | 1718.45 | 1477.914
559 | 1718.4 | 1477.6
560 | 1718.4 | 1477.577
561 | 1718.381 | 1477.415
562 | 1718.3751 | 1477.38
563 | 1718.2943 | 1476.634
564 | 1717.6 | 1476
565 | 1717.571 | 1475.406
566 | 1717.536 | 1475.312
567 | 1717.427 | 1475.2
568 | 1717.3001 | 1475.2
569 | 1717.244 | 1475.2
570 | 1717.081 | 1474.399
571 | 1716.665 | 1473.941
572 | 1716.587 | 1473.639
573 | 1715.3512 | 1473.306
574 | 1715.266 | 1473.194
575 | 1715.058 | 1472.8
576 | 1715.055 | 1472.409
577 | 1715.024 | 1472
578 | 1714.976 | 1472
579 | 1714.76 | 1472
580 | 1714.7026 | 1471.2
581 | 1714.1715 | 1470.503
582 | 1714.12 | 1470.464
583 | 1713.845 | 1470.4
584 | 1713.488 | 1469.775
585 | 1713.281 | 1469.6
586 | 1712.8476 | 1469.565
587 | 1712.774 | 1469.462
588 | 1712.2377 | 1469.462
589 | 1711.846 | 1468.263
590 | 1711.478 | 1468.056
591 | 1711.452 | 1468
592 | 1711.2 | 1467.512
593 | 1711.2 | 1467.218
594 | 1710.5644 | 1467.2
595 | 1710.5127 | 1467.071
596 | 1710.031 | 1466.916
597 | 1709.965 | 1466.4
598 | 1709.264 | 1466.369
599 | 1708.9138 | 1466.274
600 | 1708.3705 | 1465.448
601 | 1708.11 | 1464.838
602 | 1708 | 1464.8
603 | 1707.886 | 1464.528
604 | 1707.2 | 1464
605 | 1706.823 | 1463.949
606 | 1706.4 | 1463.752
607 | 1706.4 | 1463.2
608 | 1706.4 | 1463.2
609 | 1705.6 | 1462.4
610 | 1705.486 | 1462.071
611 | 1704.969 | 1461.6
612 | 1704.867 | 1461.462
613 | 1704.8 | 1460.8
614 | 1704.5439 | 1460.644
615 | 1704.422 | 1460.126
616 | 1704.336 | 1459.826
617 | 1704 | 1459.415
618 | 1703.789 | 1459.2
619 | 1703.5397 | 1459.2
620 | 1703.159 | 1459.2
621 | 1702.904 | 1459.174
622 | 1702.841 | 1459.102
623 | 1702.6602 | 1458.4
624 | 1702.4 | 1458.305
625 | 1702.4 | 1457.6
626 | 1701.8192 | 1457.6
627 | 1701.6 | 1457.065
628 | 1701.586 | 1456.8
629 | 1701.5656 | 1456.398
630 | 1701.3564 | 1456
631 | 1701.0862 | 1455.594
632 | 1700.8 | 1453.6
633 | 1700.6594 | 1453.6
634 | 1700.6118 | 1453.6
635 | 1700.5223 | 1453.284
636 | 1700.494 | 1453.137
637 | 1700.252 | 1452.785
638 | 1700.026 | 1452.608
639 | 1700 | 1450.758
640 | 1699.7626 | 1450.357
641 | 1699.676 | 1450.077
642 | 1699.22 | 1449.583
643 | 1698.6327 | 1448.8
644 | 1698.4 | 1447.946
645 | 1698.4 | 1447.559
646 | 1698.3869 | 1447.2
647 | 1698.036 | 1446.4
648 | 1697.6099 | 1446.4
649 | 1697.557 | 1446.323
650 | 1697.546 | 1446.201
651 | 1697.236 | 1445.923
652 | 1696.775 | 1445.711
653 | 1696.1792 | 1445.6
654 | 1696 | 1445.368
655 | 1696 | 1445.105
656 | 1695.2791 | 1445.09
657 | 1695.2 | 1444.905
658 | 1695.2 | 1444.8
659 | 1694.447 | 1444
660 | 1693.969 | 1443.57
661 | 1693.945 | 1443.461
662 | 1693.6 | 1443.042
663 | 1693.5468 | 1440.8
664 | 1693.54 | 1440.774
665 | 1693.198 | 1440.767
666 | 1692.649 | 1440
667 | 1692.1714 | 1440
668 | 1692 | 1439.918
669 | 1691.5158 | 1439.806
670 | 1691.2 | 1437.257
671 | 1691.064 | 1437.078
672 | 1691.038 | 1436.8
673 | 1690.754 | 1436.8
674 | 1690.4544 | 1436.559
675 | 1690.426 | 1436.559
676 | 1690.4 | 1436
677 | 1690.399 | 1436
678 | 1689.979 | 1435.98
679 | 1689.6706 | 1435.805
680 | 1689.2072 | 1435.771
681 | 1688.8665 | 1435.361
682 | 1688.8 | 1434.4
683 | 1688.8 | 1434.4
684 | 1688.7539 | 1434.399
685 | 1688.6062 | 1434.298
686 | 1688.5431 | 1433.6
687 | 1688.519 | 1433.6
688 | 1688 | 1433.6
689 | 1687.8042 | 1432.8
690 | 1687.35 | 1432.176
691 | 1687.2 | 1432.158
692 | 1687.1831 | 1431.211
693 | 1686.4 | 1430.414
694 | 1686.4 | 1430.4
695 | 1686.0651 | 1430.4
696 | 1685.6 | 1429.6
697 | 1685.3849 | 1429.6
698 | 1685.353 | 1429.6
699 | 1685.1478 | 1429.566
700 | 1685.004 | 1428.908
701 | 1684.8217 | 1428.8
702 | 1684.745 | 1428.713
703 | 1684.7296 | 1428.024
704 | 1684 | 1428
705 | 1684 | 1428
706 | 1683.9117 | 1428
707 | 1683.2 | 1428
708 | 1682.8481 | 1427.235
709 | 1682.404 | 1427.2
710 | 1682.4 | 1427.2
711 | 1682.4 | 1426.362
712 | 1681.4818 | 1425.945
713 | 1681.412 | 1425.6
714 | 1681.075 | 1425.478
715 | 1680.964 | 1425.322
716 | 1680.912 | 1425.043
717 | 1680.833 | 1424.8
718 | 1680.8 | 1424.522
719 | 1680.8 | 1424.482
720 | 1680.6373 | 1424
721 | 1680.269 | 1424
722 | 1679.1101 | 1423.902
723 | 1678.349 | 1423.356
724 | 1677.954 | 1423.2
725 | 1677.484 | 1423.2
726 | 1677.3843 | 1421.894
727 | 1677.291 | 1421.804
728 | 1676.9667 | 1421.665
729 | 1676.943 | 1421.649
730 | 1676.8 | 1421.6
731 | 1676.6695 | 1421.245
732 | 1675.929 | 1421.02
733 | 1675.8559 | 1420.868
734 | 1675.8557 | 1420.243
735 | 1675.433 | 1420
736 | 1675.2 | 1419.829
737 | 1674.824 | 1419.598
738 | 1674.4572 | 1419.466
739 | 1674.2622 | 1419.2
740 | 1673.787 | 1418.748
741 | 1673.4272 | 1418.578
742 | 1673.221 | 1418.083
743 | 1673.0266 | 1418.083
744 | 1672.8606 | 1417.299
745 | 1672.28 | 1417.066
746 | 1672.005 | 1416.8
747 | 1671.964 | 1416.8
748 | 1671.8876 | 1416.644
749 | 1671.8207 | 1416.51
750 | 1671.773 | 1416.481
751 | 1671.657 | 1416.264
752 | 1670.927 | 1416
753 | 1668.96 | 1416
754 | 1668.8448 | 1416
755 | 1668.8 | 1415.902
756 | 1668.541 | 1415.791
757 | 1668.373 | 1415.654
758 | 1667.2764 | 1415.409
759 | 1667.2 | 1415.2
760 | 1666.961 | 1414.804
761 | 1666.4 | 1414.803
762 | 1666.1761 | 1414.405
763 | 1665.9839 | 1414.4
764 | 1665.983 | 1414.4
765 | 1665.6 | 1414.4
766 | 1664.717 | 1413.981
767 | 1664.7066 | 1413.6
768 | 1664.469 | 1413.236
769 | 1664.4276 | 1412.948
770 | 1664.173 | 1412.8
771 | 1664.025 | 1412.8
772 | 1664 | 1412
773 | 1663.649 | 1411.574
774 | 1663.536 | 1411.574
775 | 1663.509 | 1411.289
776 | 1663.487 | 1411.2
777 | 1663.2 | 1410.488
778 | 1662.845 | 1410.4
779 | 1662.323 | 1409.887
780 | 1661.8303 | 1409.695
781 | 1661.6 | 1409.6
782 | 1661.6 | 1408.898
783 | 1661.6 | 1408.8
784 | 1661.105 | 1408.436
785 | 1660.8 | 1408.403
786 | 1660.7151 | 1408.251
787 | 1660.537 | 1408
788 | 1660.1947 | 1408
789 | 1660.1947 | 1408
790 | 1660.1947 | 1408
791 | 1660.1588 | 1408
792 | 1660 | 1407.689
793 | 1660 | 1407.485
794 | 1659.929 | 1407.2
795 | 1659.705 | 1407.035
796 | 1659.288 | 1406.667
797 | 1659.2 | 1405.711
798 | 1659.084 | 1404.913
799 | 1658.966 | 1404.843
800 | 1658.8698 | 1404.8
801 | 1658.613 | 1404.761
802 | 1658.559 | 1404.629
803 | 1657.388 | 1404.468
804 | 1657.048 | 1404.292
805 | 1656.929 | 1404.02
806 | 1656.806 | 1403.2
807 | 1656.8 | 1403.15
808 | 1656.7966 | 1402.523
809 | 1656.662 | 1402.523
810 | 1656.625 | 1402.4
811 | 1656.3215 | 1402.4
812 | 1656 | 1402.373
813 | 1655.249 | 1401.916
814 | 1655.2046 | 1401.429
815 | 1655.173 | 1400.58
816 | 1655.1368 | 1400.515
817 | 1654.093 | 1399.92
818 | 1653.7527 | 1399.307
819 | 1653.652 | 1399.263
820 | 1653.6 | 1398.549
821 | 1653.6 | 1398.489
822 | 1653.5431 | 1398.4
823 | 1653.246 | 1398.4
824 | 1653.202 | 1398.4
825 | 1653.136 | 1397.6
826 | 1652.92 | 1396.8
827 | 1652.8342 | 1396
828 | 1652.807 | 1395.569
829 | 1652.723 | 1395.2
830 | 1652.685 | 1394.546
831 | 1652.6215 | 1394.4
832 | 1652.5475 | 1394.4
833 | 1652.4707 | 1394.4
834 | 1652.413 | 1393.933
835 | 1651.7706 | 1393.785
836 | 1651.22 | 1393.6
837 | 1651.085 | 1393.075
838 | 1651.0189 | 1393.075
839 | 1650.484 | 1392.764
840 | 1650.4 | 1392.764
841 | 1649.699 | 1392.164
842 | 1648.641 | 1392
843 | 1648.157 | 1392
844 | 1648.072 | 1392
845 | 1648 | 1392
846 | 1647.9272 | 1391.946
847 | 1647.8616 | 1391.728
848 | 1647.588 | 1391.679
849 | 1647.544 | 1391.633
850 | 1647.2 | 1391.496
851 | 1647.2 | 1391.367
852 | 1647.1089 | 1390.884
853 | 1647.1089 | 1390.714
854 | 1646.336 | 1390.4
855 | 1646.173 | 1388.675
856 | 1645.765 | 1388.389
857 | 1645.752 | 1388.339
858 | 1645.6 | 1388
859 | 1645.065 | 1387.644
860 | 1644.823 | 1387.2
861 | 1644.797 | 1387.049
862 | 1644.762 | 1386.835
863 | 1644.1407 | 1386.835
864 | 1643.977 | 1386.835
865 | 1643.7 | 1386.586
866 | 1643.485 | 1386.4
867 | 1643.2243 | 1386.4
868 | 1643.0203 | 1386.395
869 | 1642.84 | 1386.322
870 | 1642.4999 | 1386.266
871 | 1642.4 | 1386.052
872 | 1642.3118 | 1385.872
873 | 1642.0142 | 1385.6
874 | 1641.988 | 1385.6
875 | 1641.6575 | 1385.46
876 | 1641.6 | 1384.956
877 | 1641.378 | 1384.8
878 | 1641.186 | 1384.8
879 | 1640.8 | 1384.8
880 | 1640.668 | 1384
881 | 1640 | 1384
882 | 1639.9322 | 1382.778
883 | 1639.3396 | 1382.173
884 | 1638.9311 | 1381.98
885 | 1638.7226 | 1381.678
886 | 1638.605 | 1381.6
887 | 1638.537 | 1381.6
888 | 1638.403 | 1380.8
889 | 1638.3992 | 1380.8
890 | 1638.085 | 1380.682
891 | 1638.025 | 1380.21
892 | 1637.9753 | 1379.986
893 | 1637.6 | 1379.821
894 | 1637.5824 | 1379.414
895 | 1637.2954 | 1379.2
896 | 1637.1595 | 1379.1
897 | 1637.0923 | 1378.321
898 | 1636.944 | 1378.027
899 | 1636.7689 | 1377.6
900 | 1636.574 | 1377.226
901 | 1636.4498 | 1376.8
902 | 1636.443 | 1376.8
903 | 1636.4299 | 1376.8
904 | 1636.1784 | 1376.154
905 | 1636 | 1376
906 | 1636 | 1375.523
907 | 1636 | 1375.182
908 | 1635.7965 | 1374.738
909 | 1635.582 | 1374.523
910 | 1635.438 | 1373.6
911 | 1635.414 | 1372
912 | 1635.2 | 1371.591
913 | 1634.626 | 1371.445
914 | 1634.4 | 1371.414
915 | 1634.4 | 1371.211
916 | 1634.3255 | 1370.111
917 | 1634.306 | 1369.6
918 | 1634.053 | 1369.538
919 | 1633.953 | 1369.456
920 | 1633.6 | 1369.161
921 | 1633.544 | 1369.161
922 | 1633.042 | 1368.8
923 | 1633.019 | 1368.8
924 | 1632.9415 | 1368.8
925 | 1632.862 | 1368.51
926 | 1632.697 | 1368.448
927 | 1632.597 | 1368.257
928 | 1632.0301 | 1368.022
929 | 1632 | 1368
930 | 1632 | 1367.412
931 | 1631.553 | 1367.211
932 | 1631.387 | 1367.2
933 | 1631.193 | 1367.2
934 | 1630.98 | 1366.928
935 | 1630.578 | 1366.663
936 | 1629.851 | 1366.634
937 | 1629.663 | 1366.537
938 | 1629.66 | 1366.475
939 | 1629.6 | 1366.4
940 | 1629.559 | 1366.4
941 | 1629.508 | 1366.4
942 | 1629.2201 | 1365.6
943 | 1628.8 | 1365.6
944 | 1628.7921 | 1365.482
945 | 1628.745 | 1365.124
946 | 1628.6735 | 1364.958
947 | 1628.6013 | 1364.8
948 | 1628.348 | 1364.8
949 | 1628.2678 | 1364.705
950 | 1628 | 1363.322
951 | 1627.857 | 1363.287
952 | 1627.7258 | 1363.2
953 | 1627.697 | 1362.679
954 | 1627.379 | 1362.4
955 | 1627.268 | 1362.4
956 | 1627.259 | 1362.4
957 | 1627.187 | 1362.4
958 | 1626.909 | 1362.282
959 | 1626.9086 | 1361.6
960 | 1626.609 | 1361.6
961 | 1626.5602 | 1361.6
962 | 1626.32 | 1361.373
963 | 1625.792 | 1361.081
964 | 1625.6 | 1361.032
965 | 1625.599 | 1360.869
966 | 1625.402 | 1360.8
967 | 1625.359 | 1360.8
968 | 1625.121 | 1360.647
969 | 1625.028 | 1360.451
970 | 1624.992 | 1360.335
971 | 1624.8 | 1359.972
972 | 1624.8 | 1359.024
973 | 1624.376 | 1358.695
974 | 1624.258 | 1358.4
975 | 1624.0727 | 1358.4
976 | 1624 | 1358.088
977 | 1624 | 1358.071
978 | 1624 | 1357.739
979 | 1623.7979 | 1357.214
980 | 1623.593 | 1357.214
981 | 1623.5803 | 1357.194
982 | 1623.5477 | 1356.8
983 | 1623.4698 | 1356.8
984 | 1623.432 | 1356.8
985 | 1623.3211 | 1356.63
986 | 1623.245 | 1356.509
987 | 1623.038 | 1356.304
988 | 1622.9691 | 1356.14
989 | 1622.4644 | 1356
990 | 1622.4 | 1356
991 | 1622.4 | 1355.757
992 | 1622.4 | 1355.507
993 | 1622.298 | 1355.36
994 | 1622.297 | 1355.144
995 | 1621.666 | 1354.98
996 | 1621.6 | 1354.927
997 | 1621.58 | 1354.613
998 | 1621.22 | 1354.4
999 | 1621.135 | 1353.618
1000 | 1620.881 | 1353.606
1001 | 1620.8484 | 1353.426
1002 | 1620.767 | 1353.11
1003 | 1620.676 | 1352.239
1004 | 1620.5808 | 1352
1005 | 1620.4415 | 1351.872
1006 | 1620.387 | 1351.522
1007 | 1620.241 | 1351.413
1008 | 1620.088 | 1351.2
1009 | 1620 | 1351.2
1010 | 1619.476 | 1351.143
1011 | 1619.2759 | 1351.055
1012 | 1619.2 | 1350.939
1013 | 1618.778 | 1350.4
1014 | 1617.9573 | 1350.4
1015 | 1617.9401 | 1350.4
1016 | 1617.779 | 1350.4
1017 | 1617.657 | 1349.995
1018 | 1617.6 | 1349.679
1019 | 1617.23 | 1349.631
1020 | 1616.8 | 1349.132
1021 | 1616.673 | 1349.006
1022 | 1616.357 | 1348.944
1023 | 1616.041 | 1348.873
1024 | 1616.0319 | 1348.8
1025 | 1616 | 1348.8
1026 | 1615.953 | 1348.8
1027 | 1615.8908 | 1348.66
1028 | 1615.5546 | 1348.533
1029 | 1615.2725 | 1348.412
1030 | 1615.258 | 1348
1031 | 1615.2545 | 1347.847
1032 | 1615.2 | 1347.784
1033 | 1615.0866 | 1347.751
1034 | 1615.041 | 1347.642
1035 | 1614.836 | 1347.526
1036 | 1614.825 | 1347.2
1037 | 1614.354 | 1347.2
1038 | 1614.236 | 1347.2
1039 | 1614.058 | 1346.631
1040 | 1613.967 | 1346.4
1041 | 1613.9387 | 1345.6
1042 | 1613.7006 | 1345.6
1043 | 1613.6 | 1345.6
1044 | 1613.6 | 1345.539
1045 | 1613.5784 | 1345.147
1046 | 1612.9237 | 1345.147
1047 | 1612.774 | 1344.8
1048 | 1612.223 | 1344.8
1049 | 1612.0778 | 1344.8
1050 | 1612 | 1344.535
1051 | 1612 | 1343.987
1052 | 1611.558 | 1343.38
1053 | 1611.083 | 1342.819
1054 | 1610.935 | 1341.96
1055 | 1610.809 | 1341.6
1056 | 1610.3071 | 1341.6
1057 | 1610.257 | 1341.6
1058 | 1610.0698 | 1341.317
1059 | 1610.063 | 1341.163
1060 | 1609.8915 | 1341.153
1061 | 1609.75 | 1340.366
1062 | 1609.7142 | 1340
1063 | 1609.6674 | 1340
1064 | 1609.6 | 1339.569
1065 | 1609.349 | 1339.324
1066 | 1609.172 | 1339.188
1067 | 1609.0448 | 1338.736
1068 | 1608.955 | 1338.646
1069 | 1608.8247 | 1338.4
1070 | 1608.786 | 1338.264
1071 | 1608.759 | 1337.6
1072 | 1608.7589 | 1337.539
1073 | 1608.326 | 1337.062
1074 | 1608.296 | 1336.916
1075 | 1608.087 | 1336.8
1076 | 1607.9571 | 1336.8
1077 | 1607.7798 | 1336.232
1078 | 1607.6891 | 1336
1079 | 1607.655 | 1335.973
1080 | 1607.397 | 1335.966
1081 | 1607.2 | 1335.698
1082 | 1606.824 | 1335.354
1083 | 1606.752 | 1335.242
1084 | 1606.691 | 1335.2
1085 | 1606.679 | 1334.485
1086 | 1606.507 | 1334.45
1087 | 1606.5008 | 1334.436
1088 | 1605.867 | 1334.43
1089 | 1605.764 | 1334.4
1090 | 1605.5447 | 1334.4
1091 | 1605.522 | 1334.247
1092 | 1605.2895 | 1334.007
1093 | 1605.2708 | 1333.711
1094 | 1605.1611 | 1333.6
1095 | 1604.899 | 1333.6
1096 | 1604.627 | 1332.8
1097 | 1604.417 | 1331.639
1098 | 1604.172 | 1331.587
1099 | 1604.111 | 1331.427
1100 | 1603.942 | 1331.346
1101 | 1603.774 | 1331.212
1102 | 1603.6198 | 1331.2
1103 | 1603.4885 | 1331.2
1104 | 1603.456 | 1331.136
1105 | 1603.4336 | 1329.82
1106 | 1603.201 | 1329.6
1107 | 1603.2 | 1329.6
1108 | 1603.2 | 1329.085
1109 | 1603.039 | 1328.8
1110 | 1602.996 | 1328.8
1111 | 1602.9466 | 1328.413
1112 | 1602.9128 | 1328.156
1113 | 1602.881 | 1327.61
1114 | 1602.583 | 1326.818
1115 | 1602.436 | 1326.4
1116 | 1602.4 | 1326.382
1117 | 1602.301 | 1326.022
1118 | 1602.265 | 1325.702
1119 | 1602.1427 | 1325.6
1120 | 1602.0439 | 1325.6
1121 | 1601.832 | 1325.6
1122 | 1601.6 | 1325.457
1123 | 1601.6 | 1325.262
1124 | 1601.6 | 1324.851
1125 | 1601.467 | 1324.07
1126 | 1601.404 | 1324.067
1127 | 1601.327 | 1324
1128 | 1601.2271 | 1324
1129 | 1601.1342 | 1324
1130 | 1601.039 | 1323.903
1131 | 1600.8 | 1323.515
1132 | 1600.536 | 1323.449
1133 | 1600.335 | 1323.308
1134 | 1600 | 1323.126
1135 | 1600 | 1322.823
1136 | 1599.883 | 1322.503
1137 | 1599.831 | 1322.051
1138 | 1599.7157 | 1321.613
1139 | 1599.6753 | 1321.6
1140 | 1599.518 | 1321.6
1141 | 1599.501 | 1321.6
1142 | 1599.2 | 1321.6
1143 | 1599.2 | 1320.994
1144 | 1598.971 | 1320.961
1145 | 1598.4 | 1320.692
1146 | 1598.4 | 1320.603
1147 | 1598.3855 | 1320.258
1148 | 1598.239 | 1319.2
1149 | 1597.991 | 1319.16
1150 | 1597.92 | 1318.787
1151 | 1597.6423 | 1318.4
1152 | 1597.6 | 1318.4
1153 | 1597.596 | 1317.825
1154 | 1597.5495 | 1317.825
1155 | 1597.412 | 1317.687
1156 | 1596.3166 | 1317.518
1157 | 1595.5861 | 1316.91
1158 | 1595.3702 | 1316.857
1159 | 1595.194 | 1316.842
1160 | 1595.175 | 1316.8
1161 | 1595.0541 | 1316.387
1162 | 1594.663 | 1316
1163 | 1594.654 | 1315.888
1164 | 1594.407 | 1315.122
1165 | 1593.999 | 1315.11
1166 | 1593.7705 | 1315.07
1167 | 1593.6599 | 1314.638
1168 | 1593.632 | 1314.597
1169 | 1593.5002 | 1314.4
1170 | 1593.282 | 1314.374
1171 | 1593.236 | 1314.233
1172 | 1593.166 | 1313.928
1173 | 1593.084 | 1313.639
1174 | 1593.023 | 1313.6
1175 | 1592.847 | 1313.6
1176 | 1592.548 | 1312.808
1177 | 1592.421 | 1312.8
1178 | 1592.395 | 1312.8
1179 | 1592.282 | 1312.8
1180 | 1592.239 | 1312.584
1181 | 1592.0899 | 1312.297
1182 | 1591.6166 | 1312.249
1183 | 1591.2 | 1312.249
1184 | 1591.079 | 1310.815
1185 | 1590.8468 | 1310.4
1186 | 1590.8052 | 1310.4
1187 | 1590.4 | 1310.4
1188 | 1589.617 | 1310.163
1189 | 1589.6 | 1310.033
1190 | 1589.6 | 1309.918
1191 | 1589.6 | 1309.918
1192 | 1589.6 | 1309.687
1193 | 1589.6 | 1309.226
1194 | 1589.517 | 1308.846
1195 | 1589.396 | 1308.643
1196 | 1589.091 | 1308.155
1197 | 1588.8 | 1308
1198 | 1588.775 | 1307.904
1199 | 1588.6233 | 1307.476
1200 | 1588.328 | 1307.378
1201 | 1588.2695 | 1306.284
1202 | 1588.2052 | 1306.162
1203 | 1588.152 | 1306.083
1204 | 1588.0616 | 1306.033
1205 | 1587.901 | 1306.033
1206 | 1587.586 | 1305.6
1207 | 1587.4332 | 1305.548
1208 | 1587.2847 | 1305.303
1209 | 1587.2847 | 1304.975
1210 | 1587.2 | 1304.8
1211 | 1587.2 | 1304.8
1212 | 1587.2 | 1304.669
1213 | 1587.1934 | 1304.439
1214 | 1586.6892 | 1304
1215 | 1586.458 | 1304
1216 | 1585.9659 | 1303.888
1217 | 1585.9435 | 1303.2
1218 | 1585.7722 | 1303.2
1219 | 1585.6 | 1302.803
1220 | 1585.6 | 1302.63
1221 | 1585.4113 | 1302.606
1222 | 1584.9707 | 1302.423
1223 | 1584.9543 | 1302.4
1224 | 1584.8 | 1302.39
1225 | 1584.5198 | 1302.077
1226 | 1584.409 | 1301.865
1227 | 1584.3586 | 1301.644
1228 | 1584.287 | 1301.483
1229 | 1584.1702 | 1301.174
1230 | 1584.014 | 1300.411
1231 | 1583.2 | 1300
1232 | 1583.2 | 1300
1233 | 1583.009 | 1300
1234 | 1582.693 | 1299.867
1235 | 1582.6231 | 1299.532
1236 | 1582.537 | 1299.258
1237 | 1582.4 | 1299.2
1238 | 1582.275 | 1299.2
1239 | 1582.1499 | 1299.047
1240 | 1581.6 | 1298.4
1241 | 1581.445 | 1298.193
1242 | 1581.08 | 1298.131
1243 | 1580.9303 | 1298.033
1244 | 1580.825 | 1297.88
1245 | 1580.8 | 1297.339
1246 | 1580.8 | 1296.8
1247 | 1580.7302 | 1296.685
1248 | 1580.699 | 1296.332
1249 | 1580.662 | 1296.087
1250 | 1580.4767 | 1295.933
1251 | 1580.403 | 1295.2
1252 | 1580.373 | 1294.4
1253 | 1580.043 | 1294.4
1254 | 1580 | 1294.146
1255 | 1579.999 | 1293.998
1256 | 1579.901 | 1293.6
1257 | 1579.897 | 1293.553
1258 | 1579.4376 | 1293.522
1259 | 1579.2 | 1293.35
1260 | 1579.2 | 1293.304
1261 | 1578.9248 | 1292.96
1262 | 1578.746 | 1292.903
1263 | 1578.4 | 1292.832
1264 | 1578.4 | 1292.8
1265 | 1577.9614 | 1292.8
1266 | 1577.8526 | 1292.692
1267 | 1577.6 | 1292.144
1268 | 1577.6 | 1292
1269 | 1577.5497 | 1291.843
1270 | 1576.944 | 1291.2
1271 | 1576.816 | 1290.494
1272 | 1576.8 | 1290.4
1273 | 1576.8 | 1290.4
1274 | 1576.5504 | 1290.4
1275 | 1576.4513 | 1290.4
1276 | 1576 | 1290.22
1277 | 1575.959 | 1290.198
1278 | 1575.5306 | 1289.506
1279 | 1575.2 | 1289.367
1280 | 1574.8582 | 1289.321
1281 | 1574.8537 | 1288.8
1282 | 1574.613 | 1288.8
1283 | 1574.4 | 1288.422
1284 | 1574.4 | 1288.125
1285 | 1574.2258 | 1288
1286 | 1573.75 | 1287.771
1287 | 1573.2998 | 1287.2
1288 | 1572.945 | 1287.2
1289 | 1572.7909 | 1287.2
1290 | 1572.735 | 1287.038
1291 | 1572.208 | 1286.635
1292 | 1572.128 | 1286.4
1293 | 1572 | 1286.4
1294 | 1572 | 1285.833
1295 | 1571.8691 | 1285.689
1296 | 1571.8691 | 1285.6
1297 | 1571.813 | 1285.6
1298 | 1571.3059 | 1285.6
1299 | 1571.2 | 1285.161
1300 | 1571.2 | 1284.49
1301 | 1571.0512 | 1284
1302 | 1570.841 | 1284
1303 | 1570.749 | 1284
1304 | 1570.4 | 1283.787
1305 | 1570.274 | 1283.562
1306 | 1570.042 | 1283.2
1307 | 1569.9972 | 1282.824
1308 | 1569.862 | 1282.4
1309 | 1569.698 | 1282.193
1310 | 1569.6 | 1282.011
1311 | 1569.6 | 1281.634
1312 | 1569.6 | 1281.6
1313 | 1569.6 | 1280.8
1314 | 1569.14 | 1280.599
1315 | 1568.995 | 1280.52
1316 | 1568.8 | 1280
1317 | 1568.8 | 1279.805
1318 | 1568.5977 | 1278.268
1319 | 1568.4882 | 1277.935
1320 | 1568.38 | 1277.6
1321 | 1568 | 1277.595
1322 | 1568 | 1277.105
1323 | 1567.968 | 1276.8
1324 | 1567.5485 | 1276
1325 | 1567.2 | 1276
1326 | 1567.2 | 1275.732
1327 | 1567.16 | 1275.693
1328 | 1567.117 | 1275.392
1329 | 1567.0843 | 1275.2
1330 | 1567.0843 | 1275.026
1331 | 1566.858 | 1275.021
1332 | 1566.4 | 1274.956
1333 | 1566.4 | 1274.827
1334 | 1566.318 | 1274.673
1335 | 1566.1442 | 1274.656
1336 | 1566.084 | 1274.4
1337 | 1566.0129 | 1274.4
1338 | 1565.6 | 1274.4
1339 | 1565.3264 | 1274.4
1340 | 1565.3264 | 1274.4
1341 | 1565.3264 | 1274.312
1342 | 1565.032 | 1274.013
1343 | 1564.8337 | 1274.005
1344 | 1564.8 | 1273.643
1345 | 1564.005 | 1273.361
1346 | 1564 | 1272.8
1347 | 1564 | 1272.8
1348 | 1563.935 | 1272.8
1349 | 1563.6281 | 1272.519
1350 | 1563.602 | 1272.45
1351 | 1563.4947 | 1272
1352 | 1563.398 | 1271.2
1353 | 1562.9559 | 1270.908
1354 | 1562.899 | 1270.858
1355 | 1562.6978 | 1270.653
1356 | 1562.4 | 1270.4
1357 | 1562.161 | 1270.294
1358 | 1561.9623 | 1270.243
1359 | 1561.8691 | 1270.168
1360 | 1561.823 | 1269.556
1361 | 1561.3107 | 1269.481
1362 | 1561.284 | 1269.443
1363 | 1561.218 | 1269.294
1364 | 1560.8 | 1268.8
1365 | 1560.4337 | 1268.8
1366 | 1560.409 | 1268.8
1367 | 1560.354 | 1268.8
1368 | 1560.347 | 1268.07
1369 | 1559.6016 | 1268
1370 | 1559.5597 | 1268
1371 | 1559.029 | 1267.826
1372 | 1559.024 | 1267.2
1373 | 1558.9445 | 1267.2
1374 | 1558.583 | 1267.052
1375 | 1558.4 | 1266.409
1376 | 1558.331 | 1266.4
1377 | 1558.054 | 1266.4
1378 | 1557.9659 | 1266.3
1379 | 1557.9215 | 1265.6
1380 | 1557.6541 | 1265.202
1381 | 1557.6 | 1265.162
1382 | 1557.6 | 1264.8
1383 | 1557.5416 | 1264.8
1384 | 1557.38 | 1264.8
1385 | 1557.2327 | 1264
1386 | 1557.127 | 1263.865
1387 | 1556.917 | 1263.865
1388 | 1556.8 | 1263.865
1389 | 1556.8 | 1263.261
1390 | 1556.628 | 1263.257
1391 | 1556.4 | 1263.2
1392 | 1556.2421 | 1262.943
1393 | 1556.164 | 1262.525
1394 | 1556.11 | 1262.525
1395 | 1556.0846 | 1262.4
1396 | 1556 | 1262.4
1397 | 1556 | 1261.936
1398 | 1555.5125 | 1261.354
1399 | 1555.4302 | 1261.088
1400 | 1555.276 | 1260.276
1401 | 1555.2 | 1260
1402 | 1555.098 | 1260
1403 | 1554.491 | 1260
1404 | 1554.4 | 1259.807
1405 | 1554.4 | 1259.21
1406 | 1554.3395 | 1259.117
1407 | 1554.326 | 1258.89
1408 | 1554.2017 | 1258.746
1409 | 1554.1529 | 1258.699
1410 | 1554.145 | 1258.426
1411 | 1554.022 | 1258.426
1412 | 1553.989 | 1258.4
1413 | 1553.979 | 1257.793
1414 | 1553.8764 | 1257.6
1415 | 1553.6 | 1257.49
1416 | 1553.6 | 1257.086
1417 | 1553.3917 | 1257.004
1418 | 1553.305 | 1256.8
1419 | 1553.0947 | 1256.8
1420 | 1552.9578 | 1256.413
1421 | 1552.301 | 1256.268
1422 | 1552.2695 | 1256.268
1423 | 1552.097 | 1256.268
1424 | 1551.8563 | 1256.233
1425 | 1551.5661 | 1256.022
1426 | 1551.507 | 1256
1427 | 1551.4233 | 1256
1428 | 1551.363 | 1255.709
1429 | 1551.2 | 1255.533
1430 | 1551.2 | 1255.509
1431 | 1551.141 | 1255.323
1432 | 1551.0702 | 1255.099
1433 | 1550.943 | 1255.076
1434 | 1550.847 | 1254.973
1435 | 1550.773 | 1254.973
1436 | 1550.7356 | 1254.523
1437 | 1550.416 | 1254.4
1438 | 1550.4 | 1254.4
1439 | 1550.4 | 1254.399
1440 | 1549.679 | 1254.291
1441 | 1549.6 | 1253.599
1442 | 1548.9698 | 1253.158
1443 | 1548.9034 | 1252.915
1444 | 1548.8 | 1252.911
1445 | 1548.8 | 1252.8
1446 | 1548.768 | 1252.8
1447 | 1548.5916 | 1252.8
1448 | 1548.0484 | 1252.591
1449 | 1548 | 1252.525
1450 | 1547.9905 | 1251.791
1451 | 1547.887 | 1251.764
1452 | 1547.5341 | 1251.404
1453 | 1547.522 | 1251.12
1454 | 1547.461 | 1251.115
1455 | 1547.415 | 1251.007
1456 | 1547.1005 | 1250.4
1457 | 1546.8023 | 1250.183
1458 | 1546.6392 | 1248.913
1459 | 1546.546 | 1248.8
1460 | 1546.5163 | 1248.8
1461 | 1546.4283 | 1248.8
1462 | 1546.4 | 1248.8
1463 | 1546.4 | 1248.697
1464 | 1546.4 | 1248.593
1465 | 1546.268 | 1248.008
1466 | 1546.2679 | 1248
1467 | 1546.263 | 1248
1468 | 1546.02 | 1247.2
1469 | 1545.6 | 1246.986
1470 | 1545.6 | 1246.4
1471 | 1545.343 | 1245.6
1472 | 1545.3275 | 1245.6
1473 | 1545.1075 | 1245.586
1474 | 1545.101 | 1245.563
1475 | 1544.9103 | 1245.252
1476 | 1544.8 | 1244.8
1477 | 1544.8 | 1244.8
1478 | 1544.713 | 1244.5
1479 | 1544.646 | 1244.499
1480 | 1544.619 | 1244.381
1481 | 1544.599 | 1244.187
1482 | 1544.327 | 1243.961
1483 | 1544.0628 | 1243.943
1484 | 1544.0628 | 1243.943
1485 | 1544 | 1243.2
1486 | 1543.7762 | 1243.029
1487 | 1543.6956 | 1242.4
1488 | 1543.6519 | 1242.349
1489 | 1543.534 | 1241.873
1490 | 1543.2 | 1241.187
1491 | 1542.9749 | 1240.8
1492 | 1542.9506 | 1240.77
1493 | 1542.7756 | 1240.286
1494 | 1542.7437 | 1240.205
1495 | 1542.4 | 1240.087
1496 | 1542.4 | 1240.078
1497 | 1542.4 | 1240
1498 | 1542.1992 | 1240
1499 | 1542.1261 | 1239.743
1500 | 1542.057 | 1239.632
1501 | 1541.713 | 1239.2
1502 | 1541.6 | 1239.2
1503 | 1541.5026 | 1239.2
1504 | 1540.824 | 1238.842
1505 | 1540.8 | 1238.616
1506 | 1540.8 | 1238.439
1507 | 1540.8 | 1238.194
1508 | 1540.681 | 1237.892
1509 | 1540.524 | 1237.727
1510 | 1540.0611 | 1237.716
1511 | 1540.045 | 1237.706
1512 | 1539.8915 | 1237.706
1513 | 1539.86 | 1237.567
1514 | 1539.824 | 1237.414
1515 | 1539.811 | 1237.145
1516 | 1539.509 | 1237.145
1517 | 1539.2 | 1236.109
1518 | 1539.2 | 1236.109
1519 | 1539.01 | 1235.2
1520 | 1538.833 | 1234.4
1521 | 1538.7348 | 1234.4
1522 | 1538.6406 | 1234.226
1523 | 1538.6163 | 1234.05
1524 | 1538.464 | 1233.607
1525 | 1538.4 | 1233.6
1526 | 1538.349 | 1233.467
1527 | 1538.188 | 1233.335
1528 | 1538.105 | 1233.287
1529 | 1537.608 | 1233.287
1530 | 1537.6 | 1233.096
1531 | 1537.6 | 1232.913
1532 | 1537.5607 | 1232.8
1533 | 1537.5301 | 1232.8
1534 | 1537.528 | 1232.224
1535 | 1537.3752 | 1232.18
1536 | 1537.263 | 1232.081
1537 | 1537.183 | 1232
1538 | 1537.052 | 1232
1539 | 1536.9168 | 1231.447
1540 | 1536.8077 | 1231.206
1541 | 1536.804 | 1231.174
1542 | 1536.8 | 1230.799
1543 | 1536.6216 | 1230.67
1544 | 1536.546 | 1230.493
1545 | 1536.423 | 1230.468
1546 | 1536.183 | 1230.4
1547 | 1536 | 1230.276
1548 | 1535.971 | 1230.184
1549 | 1535.8845 | 1230.108
1550 | 1535.856 | 1229.599
1551 | 1535.769 | 1229.417
1552 | 1535.5758 | 1229.138
1553 | 1535.5124 | 1229.116
1554 | 1535.2541 | 1228.928
1555 | 1535.2298 | 1228.8
1556 | 1534.8067 | 1228.38
1557 | 1534.4519 | 1228.142
1558 | 1534.4 | 1228
1559 | 1534.4 | 1227.192
1560 | 1534.4 | 1226.847
1561 | 1534.3568 | 1226.4
1562 | 1534.321 | 1226.4
1563 | 1534.229 | 1226.4
1564 | 1534.199 | 1226.008
1565 | 1534.0547 | 1225.6
1566 | 1533.6 | 1225.6
1567 | 1533.5207 | 1225.6
1568 | 1533.1581 | 1225.422
1569 | 1533.0237 | 1225.376
1570 | 1532.8 | 1225.273
1571 | 1532.8 | 1225.195
1572 | 1532.198 | 1225.005
1573 | 1532 | 1224.917
1574 | 1532 | 1224.8
1575 | 1532 | 1224.246
1576 | 1532 | 1224.063
1577 | 1531.3527 | 1223.818
1578 | 1531.346 | 1223.2
1579 | 1531.2 | 1223.2
1580 | 1531.2 | 1222.6
1581 | 1531.2 | 1222.511
1582 | 1531.013 | 1222.4
1583 | 1530.9776 | 1222.4
1584 | 1530.86 | 1222.4
1585 | 1530.718 | 1222.398
1586 | 1530.064 | 1222.219
1587 | 1529.9046 | 1222.21
1588 | 1529.712 | 1222.124
1589 | 1529.6 | 1221.984
1590 | 1529.6 | 1221.838
1591 | 1529.6 | 1221.699
1592 | 1529.6 | 1221.6
1593 | 1529.519 | 1221.22
1594 | 1528.8197 | 1221.129
1595 | 1528.819 | 1220.833
1596 | 1528.475 | 1220.8
1597 | 1528.3529 | 1220.8
1598 | 1528.29 | 1220.57
1599 | 1528.207 | 1220.036
1600 | 1528.0967 | 1220
1601 | 1528.006 | 1220
1602 | 1528 | 1220
1603 | 1527.881 | 1219.687
1604 | 1527.7062 | 1219.2
1605 | 1527.7062 | 1218.997
1606 | 1527.332 | 1218.924
1607 | 1527.327 | 1218.757
1608 | 1527.2199 | 1218.646
1609 | 1526.8884 | 1218.569
1610 | 1526.8884 | 1218.567
1611 | 1526.8378 | 1218.4
1612 | 1526.73 | 1218.239
1613 | 1526.413 | 1217.408
1614 | 1526.4 | 1217.286
1615 | 1526.4 | 1217.286
1616 | 1526.204 | 1216.931
1617 | 1526.041 | 1216.848
1618 | 1525.9328 | 1216.84
1619 | 1525.6 | 1216.685
1620 | 1525.6 | 1216.493
1621 | 1525.559 | 1216.294
1622 | 1525.4623 | 1216.261
1623 | 1525.3618 | 1216.118
1624 | 1525.3581 | 1216
1625 | 1525.044 | 1216
1626 | 1524.5 | 1216
1627 | 1524 | 1215.698
1628 | 1524 | 1215.604
1629 | 1524 | 1215.604
1630 | 1523.695 | 1215.479
1631 | 1523.623 | 1215.295
1632 | 1523.622 | 1215.2
1633 | 1523.5696 | 1215.149
1634 | 1522.957 | 1215.079
1635 | 1522.874 | 1214.89
1636 | 1522.828 | 1214.399
1637 | 1522.7988 | 1214.131
1638 | 1522.665 | 1213.91
1639 | 1522.428 | 1213.663
1640 | 1522.4 | 1213.6
1641 | 1522.3454 | 1212.841
1642 | 1522.0625 | 1212.806
1643 | 1521.983 | 1212.8
1644 | 1521.9814 | 1212
1645 | 1521.9814 | 1212
1646 | 1521.9772 | 1212
1647 | 1521.6 | 1211.312
1648 | 1521.6 | 1211.2
1649 | 1521.6 | 1211.2
1650 | 1521.1636 | 1211.064
1651 | 1520.8 | 1210.769
1652 | 1520.7915 | 1210.666
1653 | 1520.4757 | 1210.536
1654 | 1520.337 | 1210.438
1655 | 1520.142 | 1210.212
1656 | 1520.027 | 1210.021
1657 | 1519.8933 | 1209.979
1658 | 1519.876 | 1209.693
1659 | 1519.6659 | 1209.675
1660 | 1519.5135 | 1208.916
1661 | 1519.235 | 1208.8
1662 | 1519.2 | 1207.404
1663 | 1519.172 | 1207.2
1664 | 1519.101 | 1207.2
1665 | 1518.9141 | 1206.988
1666 | 1518.9095 | 1206.489
1667 | 1518.8139 | 1206.4
1668 | 1518.8139 | 1206.4
1669 | 1518.7101 | 1206.214
1670 | 1518.4 | 1205.407
1671 | 1518.4 | 1205.373
1672 | 1518.4 | 1204.8
1673 | 1517.919 | 1204.8
1674 | 1517.8449 | 1204.782
1675 | 1517.6 | 1204.641
1676 | 1517.6 | 1204.504
1677 | 1517.6 | 1204.444
1678 | 1517.3603 | 1204
1679 | 1517.328 | 1203.862
1680 | 1517.155 | 1203.787
1681 | 1517.038 | 1203.477
1682 | 1516.8 | 1203.477
1683 | 1516.8 | 1203.028
1684 | 1516.4783 | 1202.4
1685 | 1516.32 | 1202.074
1686 | 1516 | 1201.6
1687 | 1515.751 | 1200.885
1688 | 1515.3156 | 1200.8
1689 | 1515.2 | 1200.8
1690 | 1515.2 | 1200.8
1691 | 1515.2 | 1200.8
1692 | 1515.135 | 1200.684
1693 | 1514.83 | 1200.409
1694 | 1514.752 | 1200.369
1695 | 1514.737 | 1200.114
1696 | 1514.4 | 1200
1697 | 1514.4 | 1199.593
1698 | 1514.373 | 1199.317
1699 | 1514.242 | 1199.2
1700 | 1514.182 | 1199.2
1701 | 1513.8031 | 1198.816
1702 | 1513.6533 | 1198.805
1703 | 1513.4915 | 1198.539
1704 | 1513.4756 | 1198.4
1705 | 1513.323 | 1198.162
1706 | 1512.8 | 1198.121
1707 | 1512.8 | 1198.039
1708 | 1512.8 | 1198.022
1709 | 1512.8 | 1197.262
1710 | 1512.557 | 1196.8
1711 | 1512.4939 | 1196.8
1712 | 1512.119 | 1196.129
1713 | 1512.0147 | 1196
1714 | 1511.9217 | 1196
1715 | 1511.5332 | 1195.819
1716 | 1511.5071 | 1195.667
1717 | 1511.408 | 1195.574
1718 | 1511.2516 | 1195.574
1719 | 1510.972 | 1195.2
1720 | 1510.8356 | 1194.448
1721 | 1510.7833 | 1194.4
1722 | 1510.4219 | 1194.4
1723 | 1510.4 | 1193.795
1724 | 1510.4 | 1193.6
1725 | 1510.3678 | 1193.6
1726 | 1510.044 | 1193.214
1727 | 1509.998 | 1192.811
1728 | 1509.994 | 1192.773
1729 | 1509.8552 | 1192
1730 | 1509.6793 | 1192
1731 | 1509.6 | 1192
1732 | 1509.5909 | 1191.587
1733 | 1509.5909 | 1190.85
1734 | 1509.5259 | 1190.4
1735 | 1509.416 | 1190.071
1736 | 1509.3432 | 1189.822
1737 | 1509.312 | 1189.768
1738 | 1509.175 | 1189.754
1739 | 1509.1443 | 1189.6
1740 | 1508.8 | 1189.6
1741 | 1508.661 | 1189.6
1742 | 1508.577 | 1189.336
1743 | 1508.5094 | 1188.895
1744 | 1508.333 | 1188.8
1745 | 1508 | 1188.667
1746 | 1508 | 1188.299
1747 | 1508 | 1188.052
1748 | 1508 | 1188
1749 | 1507.763 | 1187.938
1750 | 1507.2 | 1187.865
1751 | 1507.155 | 1187.83
1752 | 1507.149 | 1187.2
1753 | 1506.995 | 1187.129
1754 | 1506.9156 | 1186.704
1755 | 1506.879 | 1186.42
1756 | 1506.7813 | 1186.394
1757 | 1506.4 | 1186.136
1758 | 1506.384 | 1186.103
1759 | 1506.159 | 1186.008
1760 | 1505.9819 | 1186.007
1761 | 1505.7062 | 1184.973
1762 | 1505.6 | 1184.973
1763 | 1505.134 | 1184.973
1764 | 1505.096 | 1184.831
1765 | 1504.309 | 1184.831
1766 | 1504 | 1184.831
1767 | 1504 | 1184.8
1768 | 1504 | 1184.8
1769 | 1504 | 1184.787
1770 | 1503.829 | 1184.372
1771 | 1503.6577 | 1184
1772 | 1503.542 | 1184
1773 | 1503.503 | 1183.725
1774 | 1503.303 | 1183.667
1775 | 1503.2 | 1182.773
1776 | 1503.2 | 1182.4
1777 | 1503.1713 | 1182.365
1778 | 1503.1713 | 1182.188
1779 | 1503.121 | 1181.981
1780 | 1502.9147 | 1181.981
1781 | 1502.4 | 1181.76
1782 | 1502.098 | 1181.6
1783 | 1502.036 | 1181.466
1784 | 1502.032 | 1180.848
1785 | 1501.8804 | 1180.8
1786 | 1501.8215 | 1180.51
1787 | 1501.802 | 1180.51
1788 | 1501.38 | 1180.478
1789 | 1501.2835 | 1180
1790 | 1500.8 | 1179.774
1791 | 1500.8 | 1179.725
1792 | 1500.5405 | 1179.709
1793 | 1500.2676 | 1179.208
1794 | 1500.0918 | 1179.2
1795 | 1500.064 | 1179.2
1796 | 1500 | 1179.039
1797 | 1500 | 1178.997
1798 | 1500 | 1178.4
1799 | 1499.82 | 1177.801
1800 | 1499.779 | 1177.568
1801 | 1499.733 | 1177.061
1802 | 1499.6906 | 1176.96
1803 | 1499.2 | 1176.84
1804 | 1499.0822 | 1176.8
1805 | 1498.899 | 1176.8
1806 | 1498.823 | 1176.485
1807 | 1498.7138 | 1175.995
1808 | 1498.4 | 1175.218
1809 | 1498.2644 | 1175.2
1810 | 1498.248 | 1175.054
1811 | 1497.729 | 1175.004
1812 | 1497.656 | 1174.621
1813 | 1497.6 | 1174.613
1814 | 1497.6 | 1173.954
1815 | 1497.6 | 1173.816
1816 | 1497.593 | 1173.662
1817 | 1497.353 | 1172.8
1818 | 1497.263 | 1172.8
1819 | 1497.0151 | 1172.41
1820 | 1496.8 | 1172.4
1821 | 1496.668 | 1172.379
1822 | 1496.6287 | 1172.348
1823 | 1496.27 | 1172.319
1824 | 1496.2674 | 1172.262
1825 | 1496 | 1172.039
1826 | 1495.9604 | 1172
1827 | 1495.2 | 1171.998
1828 | 1495.022 | 1171.95
1829 | 1494.969 | 1171.017
1830 | 1494.9623 | 1170.709
1831 | 1494.8291 | 1170.629
1832 | 1494.782 | 1170.315
1833 | 1494.729 | 1170.212
1834 | 1494.49 | 1169.6
1835 | 1494.4 | 1169.6
1836 | 1494.4 | 1169.235
1837 | 1494.4 | 1168.8
1838 | 1494.4 | 1168.8
1839 | 1494.4 | 1168.283
1840 | 1494.3067 | 1168
1841 | 1494.1654 | 1168
1842 | 1494.1654 | 1168
1843 | 1494.0026 | 1167.946
1844 | 1494.002 | 1167.471
1845 | 1493.8665 | 1167.2
1846 | 1493.831 | 1167.2
1847 | 1493.7656 | 1166.779
1848 | 1493.6 | 1166.4
1849 | 1493.6 | 1166.225
1850 | 1493.401 | 1165.874
1851 | 1493.3574 | 1165.874
1852 | 1493.2586 | 1165.735
1853 | 1493.2053 | 1165.6
1854 | 1493.196 | 1165.6
1855 | 1493.1455 | 1165.36
1856 | 1493.09 | 1165.194
1857 | 1493.0687 | 1165.064
1858 | 1493.053 | 1164.875
1859 | 1493.014 | 1164.8
1860 | 1492.8 | 1164.556
1861 | 1492.56 | 1164.328
1862 | 1492.5396 | 1164.109
1863 | 1492.397 | 1163.417
1864 | 1492.2516 | 1163.23
1865 | 1492.205 | 1163.2
1866 | 1492.134 | 1162.857
1867 | 1492 | 1162.556
1868 | 1492 | 1162.53
1869 | 1491.985 | 1162.4
1870 | 1491.966 | 1162.4
1871 | 1491.899 | 1162.3
1872 | 1491.7748 | 1162.3
1873 | 1491.7217 | 1162.122
1874 | 1491.7217 | 1161.929
1875 | 1491.7213 | 1161.796
1876 | 1491.7106 | 1161.734
1877 | 1491.6931 | 1161.448
1878 | 1491.5815 | 1161.248
1879 | 1491.3363 | 1161.239
1880 | 1491.287 | 1161.104
1881 | 1491.2 | 1161.066
1882 | 1490.9918 | 1160.931
1883 | 1490.9597 | 1160.8
1884 | 1490.5497 | 1159.2
1885 | 1490.4715 | 1159.2
1886 | 1490.436 | 1158.919
1887 | 1490.4 | 1158.633
1888 | 1490.4 | 1158.444
1889 | 1490.238 | 1158.4
1890 | 1490.1674 | 1158.277
1891 | 1490.1332 | 1158.277
1892 | 1489.7845 | 1158.274
1893 | 1489.6 | 1157.997
1894 | 1489.5089 | 1157.638
1895 | 1489.3905 | 1157.6
1896 | 1489.362 | 1157.371
1897 | 1489.1425 | 1157.229
1898 | 1489.129 | 1157.082
1899 | 1488.8 | 1157.032
1900 | 1488.8 | 1156.896
1901 | 1488.8 | 1156.517
1902 | 1488.8 | 1156.371
1903 | 1488.8 | 1156.062
1904 | 1488.8 | 1156
1905 | 1488.651 | 1156
1906 | 1488.6136 | 1155.725
1907 | 1488.5872 | 1155.502
1908 | 1488.4238 | 1155.299
1909 | 1488.288 | 1155.2
1910 | 1488.271 | 1154.691
1911 | 1488.1212 | 1154.133
1912 | 1488 | 1153.6
1913 | 1488 | 1153.367
1914 | 1488 | 1153.099
1915 | 1487.9546 | 1152.976
1916 | 1487.923 | 1152.8
1917 | 1487.855 | 1152.8
1918 | 1487.8366 | 1152.343
1919 | 1487.795 | 1152
1920 | 1487.5921 | 1151.824
1921 | 1487.386 | 1151.437
1922 | 1487.273 | 1150.645
1923 | 1486.7248 | 1150.4
1924 | 1486.483 | 1149.863
1925 | 1486.419 | 1149.774
1926 | 1486.3518 | 1149.6
1927 | 1486.331 | 1149.6
1928 | 1485.876 | 1149.6
1929 | 1485.795 | 1148.42
1930 | 1485.6 | 1148.147
1931 | 1485.5058 | 1148.147
1932 | 1485.5058 | 1148
1933 | 1485.364 | 1147.917
1934 | 1485.342 | 1147.538
1935 | 1484.496 | 1147.519
1936 | 1484.2371 | 1147.411
1937 | 1484.153 | 1147.2
1938 | 1484 | 1146.4
1939 | 1484 | 1145.6
1940 | 1483.656 | 1145.6
1941 | 1483.589 | 1145.53
1942 | 1483.2 | 1145.154
1943 | 1483.2 | 1144.8
1944 | 1483.009 | 1144.8
1945 | 1483.009 | 1144.589
1946 | 1482.886 | 1144.463
1947 | 1482.4 | 1144.344
1948 | 1482.2121 | 1144.196
1949 | 1482.151 | 1144.192
1950 | 1482.0911 | 1144.079
1951 | 1481.714 | 1143.597
1952 | 1481.469 | 1143.193
1953 | 1481.371 | 1142.981
1954 | 1480.9778 | 1142.858
1955 | 1480.8333 | 1142.4
1956 | 1480.8 | 1142.4
1957 | 1480.8 | 1142.4
1958 | 1480.787 | 1142.233
1959 | 1480.775 | 1141.6
1960 | 1480.7011 | 1141.311
1961 | 1480.6329 | 1141.296
1962 | 1480.4755 | 1141.165
1963 | 1480.0672 | 1141.144
1964 | 1479.7011 | 1141.01
1965 | 1479.6564 | 1141.01
1966 | 1479.4543 | 1140.8
1967 | 1479.406 | 1140.143
1968 | 1479.2732 | 1140.056
1969 | 1479.2 | 1140
1970 | 1479.2 | 1140
1971 | 1479.054 | 1139.749
1972 | 1478.554 | 1139.46
1973 | 1478.4 | 1139.32
1974 | 1478.389 | 1139.2
1975 | 1478.2277 | 1139.159
1976 | 1478.101 | 1138.736
1977 | 1477.914 | 1138.247
1978 | 1477.846 | 1138.217
1979 | 1477.6 | 1137.956
1980 | 1477.6 | 1137.6
1981 | 1477.577 | 1136.8
1982 | 1476.9595 | 1136.61
1983 | 1476.872 | 1136.524
1984 | 1476.864 | 1136.259
1985 | 1476.806 | 1136.175
1986 | 1476.6339 | 1135.966
1987 | 1476.616 | 1135.566
1988 | 1476.183 | 1135.2
1989 | 1476 | 1134.769
1990 | 1476 | 1134.33
1991 | 1475.707 | 1134.33
1992 | 1475.6089 | 1133.666
1993 | 1475.4056 | 1133.6
1994 | 1475.2 | 1133.412
1995 | 1475.2 | 1132.841
1996 | 1475.2 | 1132.8
1997 | 1475.0421 | 1132.261
1998 | 1475.0401 | 1132
1999 | 1474.906 | 1132
2000 | 1474.877 | 1131.624
2001 | 1474.584 | 1131.34
2002 | 1474.4 | 1131.2
2003 | 1474.147 | 1131.2
2004 | 1473.9411 | 1131.2
2005 | 1473.887 | 1131.097
2006 | 1473.8341 | 1130.4
2007 | 1473.5876 | 1129.823
2008 | 1473.3059 | 1129.728
2009 | 1473.083 | 1129.079
2010 | 1472.9116 | 1128.85
2011 | 1472.893 | 1128.8
2012 | 1472.8 | 1128.8
2013 | 1472.8 | 1128.605
2014 | 1472.679 | 1128
2015 | 1472.454 | 1128
2016 | 1472.409 | 1127.787
2017 | 1472 | 1127.642
2018 | 1472 | 1127.597
2019 | 1472 | 1127.552
2020 | 1472 | 1127.549
2021 | 1471.9558 | 1127.493
2022 | 1471.92 | 1127.2
2023 | 1471.9052 | 1127.2
2024 | 1471.8526 | 1127.2
2025 | 1471.8474 | 1127.2
2026 | 1471.833 | 1126.97
2027 | 1471.768 | 1126.676
2028 | 1471.2 | 1126.505
2029 | 1471.2 | 1126.505
2030 | 1471.04 | 1126.4
2031 | 1470.638 | 1126.4
2032 | 1470.4 | 1126.372
2033 | 1470.4 | 1126.216
2034 | 1470.4 | 1125.889
2035 | 1470.4 | 1125.815
2036 | 1470.4 | 1125.435
2037 | 1470.3045 | 1125.233
2038 | 1470.149 | 1125.024
2039 | 1470.106 | 1124.992
2040 | 1469.7754 | 1124.23
2041 | 1469.7754 | 1124.176
2042 | 1469.6 | 1124
2043 | 1469.6 | 1123.875
2044 | 1469.4619 | 1123.875
2045 | 1469.4619 | 1123.789
2046 | 1469.4209 | 1123.163
2047 | 1469.341 | 1122.816
2048 | 1469.1901 | 1122.676
2049 | 1468.8335 | 1122.633
2050 | 1468.8 | 1122.404
2051 | 1468.701 | 1122.4
2052 | 1468.257 | 1122.361
2053 | 1468.154 | 1121.902
2054 | 1468.113 | 1121.899
2055 | 1468.0047 | 1121.678
2056 | 1468 | 1121.6
2057 | 1467.4236 | 1121.6
2058 | 1467.39 | 1121.6
2059 | 1467.239 | 1120.8
2060 | 1467.2 | 1120.438
2061 | 1467.0712 | 1120.197
2062 | 1466.806 | 1120.119
2063 | 1466.4 | 1120
2064 | 1466.4 | 1120
2065 | 1466.4 | 1120
2066 | 1466.4 | 1119.86
2067 | 1466.369 | 1119.826
2068 | 1466.2743 | 1119.408
2069 | 1466.1104 | 1119.371
2070 | 1466.0823 | 1119.2
2071 | 1465.9979 | 1118.791
2072 | 1465.832 | 1118.58
2073 | 1465.729 | 1118.4
2074 | 1465.6696 | 1118.4
2075 | 1465.6 | 1118.034
2076 | 1465.6 | 1117.6
2077 | 1465.4775 | 1117.527
2078 | 1465.448 | 1117.237
2079 | 1464.8 | 1116.8
2080 | 1464.7333 | 1116.79
2081 | 1464.687 | 1116.46
2082 | 1464.5285 | 1116.44
2083 | 1464.5285 | 1116.27
2084 | 1464.006 | 1115.644
2085 | 1464 | 1115.579
2086 | 1464 | 1115.2
2087 | 1463.9441 | 1115.2
2088 | 1463.8837 | 1114.771
2089 | 1463.7515 | 1114.321
2090 | 1463.702 | 1114.073
2091 | 1463.659 | 1114.073
2092 | 1463.2 | 1114.05
2093 | 1463.2 | 1113.904
2094 | 1463.2 | 1113.253
2095 | 1463.195 | 1113.066
2096 | 1462.838 | 1112.8
2097 | 1462.819 | 1112.692
2098 | 1462.4025 | 1112.276
2099 | 1462.4 | 1112.001
2100 | 1462.36 | 1111.99
2101 | 1462.071 | 1111.767
2102 | 1461.828 | 1111.31
2103 | 1461.6 | 1111.2
2104 | 1461.6 | 1111.2
2105 | 1461.4939 | 1111.2
2106 | 1461.4783 | 1110.667
2107 | 1461.462 | 1110.62
2108 | 1461.298 | 1109.918
2109 | 1461.244 | 1109.795
2110 | 1461.008 | 1109.6
2111 | 1460.9439 | 1109.6
2112 | 1460.8 | 1109.306
2113 | 1460.8 | 1108.8
2114 | 1460.6961 | 1108.664
2115 | 1460.6438 | 1108.431
2116 | 1460.39 | 1108.182
2117 | 1460.1058 | 1108
2118 | 1460 | 1108
2119 | 1460 | 1107.674
2120 | 1459.9884 | 1107.342
2121 | 1459.8264 | 1107.2
2122 | 1459.662 | 1106.893
2123 | 1459.4151 | 1106.878
2124 | 1459.2 | 1106.751
2125 | 1459.2 | 1106.651
2126 | 1459.2 | 1106.524
2127 | 1459.2 | 1106.4
2128 | 1459.2 | 1106.227
2129 | 1459.2 | 1105.785
2130 | 1459.2 | 1105.713
2131 | 1459.1023 | 1105.284
2132 | 1458.87 | 1104.806
2133 | 1458.823 | 1104.765
2134 | 1458.605 | 1104.016
2135 | 1458.486 | 1104
2136 | 1458.461 | 1104
2137 | 1458.4473 | 1103.2
2138 | 1458.4 | 1103.2
2139 | 1458.4 | 1102.475
2140 | 1458.3055 | 1102.4
2141 | 1458.236 | 1102.4
2142 | 1458.112 | 1102.325
2143 | 1457.6 | 1101.641
2144 | 1457.6 | 1101.6
2145 | 1457.6 | 1101.6
2146 | 1457.536 | 1100.523
2147 | 1457.5078 | 1100.316
2148 | 1457.42 | 1100.259
2149 | 1457.305 | 1100.259
2150 | 1457.0651 | 1100.114
2151 | 1456.8 | 1100
2152 | 1456.702 | 1099.602
2153 | 1456.677 | 1098.909
2154 | 1456.6718 | 1098.878
2155 | 1456.647 | 1097.396
2156 | 1456.594 | 1096.856
2157 | 1456.5445 | 1096.806
2158 | 1456.398 | 1096.71
2159 | 1456.248 | 1096.26
2160 | 1456.1419 | 1095.574
2161 | 1456.088 | 1095.472
2162 | 1456 | 1095.189
2163 | 1455.9617 | 1094.774
2164 | 1455.678 | 1094.727
2165 | 1455.5941 | 1094.601
2166 | 1455.515 | 1094.529
2167 | 1455.5 | 1094.4
2168 | 1455.483 | 1093.6
2169 | 1455.323 | 1093.353
2170 | 1454.847 | 1093.028
2171 | 1454.836 | 1092.8
2172 | 1454.312 | 1092.8
2173 | 1454.101 | 1092.702
2174 | 1453.973 | 1092.621
2175 | 1453.859 | 1092.576
2176 | 1453.632 | 1092.491
2177 | 1453.6 | 1092.089
2178 | 1453.6 | 1092
2179 | 1453.6 | 1092
2180 | 1453.2837 | 1091.598
2181 | 1453.1366 | 1091.2
2182 | 1453.0225 | 1090.872
2183 | 1452.7272 | 1090.59
2184 | 1452.682 | 1090.4
2185 | 1452.636 | 1090.039
2186 | 1452.169 | 1089.267
2187 | 1451.9165 | 1089.122
2188 | 1451.9165 | 1089.062
2189 | 1451.8731 | 1088.973
2190 | 1451.78 | 1088.8
2191 | 1451.75 | 1088.8
2192 | 1451.2 | 1088.8
2193 | 1450.922 | 1088.8
2194 | 1450.7679 | 1088.8
2195 | 1450.765 | 1088.57
2196 | 1450.762 | 1088.347
2197 | 1450.739 | 1088
2198 | 1450.6684 | 1088
2199 | 1450.4455 | 1087.834
2200 | 1450.0124 | 1087.2
2201 | 1449.6 | 1087.066
2202 | 1449.6 | 1087.034
2203 | 1449.6 | 1086.444
2204 | 1449.583 | 1086.4
2205 | 1449.3753 | 1086.366
2206 | 1449.081 | 1085.755
2207 | 1448.9237 | 1085.6
2208 | 1448.8 | 1085.6
2209 | 1448.8 | 1085.568
2210 | 1448.694 | 1084.892
2211 | 1448.549 | 1084.8
2212 | 1448.412 | 1084.8
2213 | 1448.2039 | 1084.374
2214 | 1448.199 | 1084.038
2215 | 1448.14 | 1083.398
2216 | 1447.9459 | 1083.2
2217 | 1447.708 | 1082.992
2218 | 1447.5589 | 1082.537
2219 | 1447.547 | 1082.4
2220 | 1447.357 | 1082.315
2221 | 1447.2 | 1082.229
2222 | 1447.2 | 1082.174
2223 | 1447.2 | 1081.973
2224 | 1446.565 | 1081.611
2225 | 1446.5205 | 1081.377
2226 | 1446.4 | 1080.8
2227 | 1446.4 | 1080.8
2228 | 1446.4 | 1080.58
2229 | 1446.4 | 1080.559
2230 | 1446.2015 | 1080
2231 | 1446.081 | 1079.836
2232 | 1445.9232 | 1079.481
2233 | 1445.882 | 1078.987
2234 | 1445.753 | 1078.814
2235 | 1445.6 | 1078.4
2236 | 1445.488 | 1078.302
2237 | 1445.428 | 1078.188
2238 | 1445.3682 | 1078.156
2239 | 1445.2968 | 1077.6
2240 | 1445.1054 | 1077.467
2241 | 1444.8 | 1077.446
2242 | 1444.8 | 1077.219
2243 | 1444.5613 | 1077.18
2244 | 1444 | 1076.8
2245 | 1444 | 1076.571
2246 | 1444 | 1076.407
2247 | 1444 | 1076.267
2248 | 1444 | 1076.086
2249 | 1444 | 1076.059
2250 | 1444 | 1076
2251 | 1443.7099 | 1076
2252 | 1443.6317 | 1075.881
2253 | 1443.606 | 1075.33
2254 | 1443.602 | 1075.2
2255 | 1443.5696 | 1075.112
2256 | 1443.5337 | 1074.95
2257 | 1443.4841 | 1074.689
2258 | 1443.3311 | 1074.595
2259 | 1443.0903 | 1073.791
2260 | 1443.0721 | 1073.6
2261 | 1443.0422 | 1073.6
2262 | 1442.884 | 1073.6
2263 | 1442.5236 | 1073.537
2264 | 1442.4 | 1073.408
2265 | 1441.9686 | 1073.396
2266 | 1441.807 | 1073.26
2267 | 1441.6 | 1072.8
2268 | 1441.5708 | 1071.815
2269 | 1441.5264 | 1071.653
2270 | 1441.2678 | 1071.458
2271 | 1441.0183 | 1071.411
2272 | 1440.8 | 1071.282
2273 | 1440.8 | 1071.251
2274 | 1440.8 | 1071.05
2275 | 1440.7739 | 1070.762
2276 | 1440.7666 | 1070.465
2277 | 1440.758 | 1070.4
2278 | 1440.601 | 1070.4
2279 | 1440.062 | 1070.4
2280 | 1440 | 1070.151
2281 | 1440 | 1069.821
2282 | 1439.8744 | 1069.798
2283 | 1439.865 | 1069.6
2284 | 1439.8057 | 1069.446
2285 | 1439.505 | 1069.424
2286 | 1439.2 | 1069.424
2287 | 1439.1789 | 1069.22
2288 | 1439.024 | 1069.115
2289 | 1438.896 | 1068.8
2290 | 1438.5628 | 1068.711
2291 | 1438.3833 | 1068.086
2292 | 1438.064 | 1067.651
2293 | 1438.053 | 1067.464
2294 | 1438.004 | 1067.24
2295 | 1437.9908 | 1067.238
2296 | 1437.913 | 1067.2
2297 | 1437.6 | 1066.826
2298 | 1437.172 | 1066.693
2299 | 1436.8198 | 1066.599
2300 | 1436.8 | 1066.457
2301 | 1436.8 | 1066.45
2302 | 1436.8 | 1066.236
2303 | 1436.7719 | 1065.6
2304 | 1436.7588 | 1065.079
2305 | 1436.5587 | 1064.8
2306 | 1436.5587 | 1064.689
2307 | 1436.28 | 1064.368
2308 | 1436.12 | 1064.339
2309 | 1436.091 | 1064.232
2310 | 1436 | 1064.035
2311 | 1436 | 1064.021
2312 | 1436 | 1064
2313 | 1436 | 1062.574
2314 | 1435.996 | 1062.27
2315 | 1435.98 | 1061.6
2316 | 1435.791 | 1061.519
2317 | 1435.7711 | 1060.89
2318 | 1435.638 | 1060.594
2319 | 1435.4445 | 1060.2
2320 | 1435.047 | 1059.884
2321 | 1435.033 | 1059.848
2322 | 1434.9975 | 1058.818
2323 | 1434.587 | 1058.128
2324 | 1434.4 | 1057.863
2325 | 1434.4 | 1057.761
2326 | 1434.3988 | 1057.6
2327 | 1434.3111 | 1057.413
2328 | 1434.2978 | 1056.108
2329 | 1434.29 | 1056
2330 | 1434.147 | 1056
2331 | 1434.101 | 1056
2332 | 1434.037 | 1056
2333 | 1433.9206 | 1055.859
2334 | 1433.6019 | 1055.365
2335 | 1433.6 | 1055.242
2336 | 1433.6 | 1055.2
2337 | 1433.6 | 1055.099
2338 | 1433.6 | 1055.082
2339 | 1433.6 | 1054.959
2340 | 1433.3713 | 1054.736
2341 | 1433.37 | 1054.622
2342 | 1433.2991 | 1054.4
2343 | 1432.8 | 1054.369
2344 | 1432.8 | 1054.247
2345 | 1432.8 | 1053.796
2346 | 1432.8 | 1053.6
2347 | 1432.0201 | 1053.267
2348 | 1432.0081 | 1052.877
2349 | 1432 | 1052.007
2350 | 1431.852 | 1052
2351 | 1431.814 | 1051.892
2352 | 1431.431 | 1051.2
2353 | 1431.3986 | 1051.055
2354 | 1431.2113 | 1050.911
2355 | 1431.2023 | 1050.487
2356 | 1431.2023 | 1050.323
2357 | 1431.2 | 1050.323
2358 | 1431.2 | 1049.875
2359 | 1431.18 | 1049.84
2360 | 1431.156 | 1049.712
2361 | 1430.954 | 1049.536
2362 | 1430.445 | 1049.409
2363 | 1430.4144 | 1049.276
2364 | 1430.4064 | 1049.105
2365 | 1430.4 | 1048.683
2366 | 1430.4 | 1048.6
2367 | 1430.203 | 1048.419
2368 | 1430.0072 | 1048.116
2369 | 1429.627 | 1047.767
2370 | 1429.6 | 1047.561
2371 | 1429.6 | 1046.878
2372 | 1429.6 | 1046.4
2373 | 1429.5663 | 1046.267
2374 | 1429.4651 | 1045.759
2375 | 1429.4511 | 1045.704
2376 | 1429.443 | 1045.6
2377 | 1429.3409 | 1045.174
2378 | 1429.183 | 1044.8
2379 | 1429.0673 | 1044
2380 | 1428.8 | 1044
2381 | 1428.7283 | 1043.986
2382 | 1428.5228 | 1043.155
2383 | 1428.3799 | 1042.494
2384 | 1428.0237 | 1042.306
2385 | 1428.0124 | 1042.232
2386 | 1428 | 1041.496
2387 | 1428 | 1041.267
2388 | 1428 | 1041.064
2389 | 1428 | 1040.8
2390 | 1428 | 1040.75
2391 | 1427.931 | 1040.697
2392 | 1427.898 | 1040.571
2393 | 1427.7269 | 1040.4
2394 | 1427.338 | 1040.324
2395 | 1427.2354 | 1040.17
2396 | 1427.2 | 1040.025
2397 | 1427.2 | 1040.025
2398 | 1427.1132 | 1040.025
2399 | 1426.651 | 1040
2400 | 1426.3624 | 1039.543
2401 | 1426.323 | 1039.015
2402 | 1426.2953 | 1038.828
2403 | 1426.2825 | 1038.766
2404 | 1426.2447 | 1038.703
2405 | 1425.846 | 1038.548
2406 | 1425.732 | 1038.439
2407 | 1425.6 | 1038.098
2408 | 1425.6 | 1037.662
2409 | 1425.4775 | 1037.6
2410 | 1425.4723 | 1037.482
2411 | 1425.388 | 1037.137
2412 | 1425.043 | 1036.8
2413 | 1424.9425 | 1036.8
2414 | 1424.881 | 1036.717
2415 | 1424.8 | 1036.436
2416 | 1424.8 | 1036.348
2417 | 1424.8 | 1035.748
2418 | 1424.6399 | 1035.612
2419 | 1424.522 | 1035.579
2420 | 1424.1277 | 1035.335
2421 | 1424.117 | 1034.4
2422 | 1424 | 1034.118
2423 | 1424 | 1033.564
2424 | 1423.9667 | 1033.401
2425 | 1423.8829 | 1033.328
2426 | 1423.8418 | 1032.957
2427 | 1423.6773 | 1032.919
2428 | 1423.45 | 1032.8
2429 | 1423.39 | 1032.8
2430 | 1423.3507 | 1032.577
2431 | 1423.2 | 1032.213
2432 | 1423.2 | 1032.078
2433 | 1423.2 | 1031.519
2434 | 1423.2 | 1031.191
2435 | 1422.7357 | 1031.136
2436 | 1422.6934 | 1031.043
2437 | 1422.593 | 1030.649
2438 | 1422.494 | 1030.5
2439 | 1422.415 | 1030.241
2440 | 1422.4 | 1029.964
2441 | 1422.4 | 1029.348
2442 | 1422.4 | 1029.119
2443 | 1421.989 | 1028.852
2444 | 1421.8944 | 1028.83
2445 | 1421.717 | 1028.8
2446 | 1421.665 | 1028.257
2447 | 1421.6486 | 1028
2448 | 1421.6 | 1028
2449 | 1421.6 | 1027.638
2450 | 1421.6 | 1027.129
2451 | 1421.245 | 1026.966
2452 | 1421.187 | 1026.962
2453 | 1421.0247 | 1026.609
2454 | 1421.0199 | 1026.4
2455 | 1421.0199 | 1026.4
2456 | 1420.868 | 1026.377
2457 | 1420.8 | 1025.431
2458 | 1420.6499 | 1025.315
2459 | 1420.356 | 1025.232
2460 | 1420.243 | 1024.995
2461 | 1420.2091 | 1024.224
2462 | 1420.1043 | 1024.005
2463 | 1420.083 | 1024
2464 | 1420 | 1023.9
2465 | 1420 | 1023.814
2466 | 1419.829 | 1023.75
2467 | 1419.609 | 1023.726
2468 | 1419.53 | 1023.384
2469 | 1419.4661 | 1023.343
2470 | 1419.2 | 1023.228
2471 | 1419.024 | 1022.903
2472 | 1419.01 | 1022.594
2473 | 1418.787 | 1022.571
2474 | 1418.6891 | 1022.55
2475 | 1418.6527 | 1022.287
2476 | 1418.5776 | 1022.212
2477 | 1418.435 | 1022.098
2478 | 1418.4 | 1021.637
2479 | 1418.0826 | 1021.247
2480 | 1418.0826 | 1020.8
2481 | 1417.9132 | 1020.536
2482 | 1417.6642 | 1020
2483 | 1417.562 | 1020
2484 | 1417.3471 | 1019.834
2485 | 1417.335 | 1019.787
2486 | 1417.2992 | 1019.449
2487 | 1417.2834 | 1019.431
2488 | 1417.1352 | 1019.341
2489 | 1417.1352 | 1018.695
2490 | 1416.8 | 1018.198
2491 | 1416.8 | 1018.068
2492 | 1416.8 | 1017.647
2493 | 1416.8 | 1016.173
2494 | 1416.4814 | 1016
2495 | 1416.4175 | 1016
2496 | 1416.264 | 1015.996
2497 | 1416.215 | 1015.52
2498 | 1416.2125 | 1015.475
2499 | 1416.1869 | 1015.39
2500 | 1416 | 1015.018
2501 | 1416 | 1014.916
2502 | 1416 | 1014.852
2503 | 1415.902 | 1014.693
2504 | 1415.791 | 1014.4
2505 | 1415.659 | 1013.904
2506 | 1415.654 | 1013.758
2507 | 1415.472 | 1013.56
2508 | 1415.4066 | 1012.811
2509 | 1415.3466 | 1012.677
2510 | 1415.2 | 1012.543
2511 | 1415.2 | 1012.246
2512 | 1414.8457 | 1012
2513 | 1414.8044 | 1011.992
2514 | 1414.8031 | 1011.616
2515 | 1414.7093 | 1011.195
2516 | 1414.405 | 1011.12
2517 | 1414.4 | 1010.939
2518 | 1414.4 | 1010.871
2519 | 1414.4 | 1010.583
2520 | 1414.2487 | 1010.4
2521 | 1414.2467 | 1009.71
2522 | 1413.981 | 1009.704
2523 | 1413.61 | 1009.6
2524 | 1413.6 | 1009.089
2525 | 1413.2101 | 1008.874
2526 | 1413.067 | 1008.651
2527 | 1412.9376 | 1008.591
2528 | 1412.897 | 1008.399
2529 | 1412.8828 | 1008.399
2530 | 1412.8 | 1007.925
2531 | 1412.8 | 1007.197
2532 | 1412.702 | 1007.057
2533 | 1412 | 1007.017
2534 | 1412 | 1006.4
2535 | 1411.917 | 1005.636
2536 | 1411.614 | 1005.009
2537 | 1411.611 | 1004.869
2538 | 1411.5744 | 1004.72
2539 | 1411.5744 | 1004.58
2540 | 1411.5744 | 1004.436
2541 | 1411.2891 | 1004
2542 | 1411.2 | 1003.985
2543 | 1411.2 | 1003.564
2544 | 1411.199 | 1003.55
2545 | 1411.0786 | 1003.501
2546 | 1411.0387 | 1003.358
2547 | 1410.943 | 1003.14
2548 | 1410.7274 | 1002.445
2549 | 1410.682 | 1002.074
2550 | 1410.488 | 1001.043
2551 | 1410.4 | 1001.043
2552 | 1410.3765 | 1001.043
2553 | 1410.31 | 1000.8
2554 | 1410.099 | 1000.351
2555 | 1409.846 | 1000.307
2556 | 1409.776 | 1000.11
2557 | 1409.71 | 1000
2558 | 1409.6953 | 999.784
2559 | 1409.602 | 999.303
2560 | 1409.6 | 999.2
2561 | 1409.584 | 998.236
2562 | 1409.4378 | 997.812
2563 | 1409.196 | 997.6
2564 | 1409.122 | 997.496
2565 | 1408.9952 | 997.003
2566 | 1408.8984 | 996.848
2567 | 1408.803 | 996.812
2568 | 1408.8 | 996.72
2569 | 1408.8 | 996.612
2570 | 1408.8 | 996.4
2571 | 1408.691 | 996.25
2572 | 1408.5208 | 996
2573 | 1408.483 | 995.771
2574 | 1408.437 | 995.745
2575 | 1408.436 | 995.276
2576 | 1408.139 | 995.2
2577 | 1408.1145 | 995.2
2578 | 1408.1115 | 994.417
2579 | 1408.003 | 994.4
2580 | 1408 | 994.277
2581 | 1408 | 993.917
2582 | 1408 | 993.832
2583 | 1408 | 993.688
2584 | 1408 | 993.203
2585 | 1408 | 993.179
2586 | 1408 | 993.162
2587 | 1407.813 | 993.075
2588 | 1407.738 | 992.803
2589 | 1407.71 | 992.735
2590 | 1407.4852 | 992.144
2591 | 1407.3079 | 992
2592 | 1407.2 | 991.373
2593 | 1407.2 | 991.2
2594 | 1407.2 | 991.131
2595 | 1407.035 | 989.561
2596 | 1407.007 | 989.274
2597 | 1406.8437 | 989.22
2598 | 1406.6674 | 988.8
2599 | 1406.455 | 988.8
2600 | 1405.725 | 988.369
2601 | 1405.7108 | 987.924
2602 | 1405.7098 | 987.801
2603 | 1405.6574 | 987.744
2604 | 1405.6336 | 987.542
2605 | 1405.6 | 987.176
2606 | 1405.495 | 986.897
2607 | 1405.356 | 986.55
2608 | 1404.929 | 985.613
2609 | 1404.902 | 985.606
2610 | 1404.8432 | 985.6
2611 | 1404.829 | 985.6
2612 | 1404.8 | 985.455
2613 | 1404.8 | 985.118
2614 | 1404.7042 | 984.727
2615 | 1404.3944 | 984.16
2616 | 1404.339 | 983.736
2617 | 1404.316 | 983.032
2618 | 1404.2924 | 982.843
2619 | 1404.2291 | 982.527
2620 | 1403.753 | 982.402
2621 | 1403.535 | 982.4
2622 | 1403.2 | 982.038
2623 | 1403.2 | 981.6
2624 | 1403.197 | 981.396
2625 | 1403.1504 | 981.304
2626 | 1403.041 | 980.803
2627 | 1402.9586 | 980.801
2628 | 1402.9448 | 980.168
2629 | 1402.913 | 979.816
2630 | 1402.659 | 979.2
2631 | 1402.5233 | 979.12
2632 | 1402.5233 | 979.081
2633 | 1402.4 | 978.942
2634 | 1402.4 | 978.598
2635 | 1402.3734 | 978.4
2636 | 1402.2623 | 977.329
2637 | 1401.9869 | 977.25
2638 | 1401.945 | 977.215
2639 | 1401.7604 | 976.8
2640 | 1401.7369 | 976.202
2641 | 1401.676 | 976.035
2642 | 1401.6253 | 975.936
2643 | 1401.399 | 975.57
2644 | 1401.019 | 975.151
2645 | 1400.986 | 975.036
2646 | 1400.8 | 974.573
2647 | 1400.8 | 974.555
2648 | 1400.707 | 973.864
2649 | 1400.2571 | 973.864
2650 | 1400.201 | 973.777
2651 | 1400.192 | 973.174
2652 | 1400.1248 | 973.174
2653 | 1400.0426 | 973.054
2654 | 1400 | 972.841
2655 | 1400 | 972.737
2656 | 1400 | 972.712
2657 | 1399.92 | 972.357
2658 | 1399.808 | 972.165
2659 | 1399.7203 | 972
2660 | 1399.4642 | 971.228
2661 | 1399.3357 | 971.2
2662 | 1399.3069 | 970.887
2663 | 1398.5489 | 970.886
2664 | 1398.4887 | 970.741
2665 | 1398.4 | 970.4
2666 | 1398.4 | 970.249
2667 | 1398.4 | 970.151
2668 | 1398.4 | 970.054
2669 | 1398.008 | 969.41
2670 | 1397.6 | 969.086
2671 | 1397.6 | 969.03
2672 | 1397.6 | 968.978
2673 | 1397.5799 | 968.399
2674 | 1397.4561 | 968.374
2675 | 1397.369 | 968.339
2676 | 1396.8 | 968.196
2677 | 1396.8 | 967.209
2678 | 1396.8 | 967.2
2679 | 1396.8 | 966.957
2680 | 1396.75 | 966.957
2681 | 1396.2434 | 966.93
2682 | 1396.16 | 966.728
2683 | 1396 | 966.511
2684 | 1396 | 966.287
2685 | 1396 | 966.267
2686 | 1395.96 | 964.8
2687 | 1395.618 | 964.195
2688 | 1395.5694 | 963.855
2689 | 1395.4795 | 963.565
2690 | 1395.381 | 963.404
2691 | 1395.2815 | 963.2
2692 | 1395.2 | 963.2
2693 | 1395.2 | 963.198
2694 | 1395.2 | 963.193
2695 | 1395.182 | 962.443
2696 | 1395.164 | 962.06
2697 | 1395.108 | 961.6
2698 | 1394.876 | 961.6
2699 | 1394.604 | 961.409
2700 | 1394.5459 | 961.325
2701 | 1394.5459 | 961.047
2702 | 1394.4908 | 960.8
2703 | 1394.4 | 960.741
2704 | 1394.4 | 960.537
2705 | 1394.4 | 960.305
2706 | 1394.4 | 960
2707 | 1394.3683 | 960
2708 | 1394.3631 | 959.927
2709 | 1394.271 | 959.854
2710 | 1394.1765 | 959.834
2711 | 1394.158 | 958.726
2712 | 1394.069 | 958.029
2713 | 1393.933 | 957.801
2714 | 1393.785 | 957.647
2715 | 1393.734 | 957.6
2716 | 1393.713 | 957.6
2717 | 1393.6 | 957.232
2718 | 1393.0749 | 956.912
2719 | 1393.0749 | 956.861
2720 | 1393.065 | 956.617
2721 | 1392.8 | 956.486
2722 | 1392.8 | 956.474
2723 | 1392.7643 | 956.176
2724 | 1392.7643 | 956.176
2725 | 1392.659 | 955.907
2726 | 1392.639 | 955.482
2727 | 1392.377 | 955.44
2728 | 1392.1637 | 955.36
2729 | 1392.1637 | 955.216
2730 | 1392.0499 | 954.407
2731 | 1392 | 954.4
2732 | 1392 | 953.993
2733 | 1392 | 953.6
2734 | 1392 | 953.402
2735 | 1392 | 953.217
2736 | 1391.9465 | 952.632
2737 | 1391.9465 | 951.727
2738 | 1391.9206 | 951.698
2739 | 1391.7281 | 951.2
2740 | 1391.679 | 951.027
2741 | 1391.4963 | 950.4
2742 | 1391.3668 | 950.4
2743 | 1391.3668 | 950.4
2744 | 1391.3492 | 949.789
2745 | 1391.303 | 949.69
2746 | 1391.249 | 949.6
2747 | 1390.4 | 949.6
2748 | 1390.1667 | 949.6
2749 | 1389.6814 | 949.6
2750 | 1389.6 | 949.593
2751 | 1389.6 | 948.885
2752 | 1389.518 | 948.642
2753 | 1389.4705 | 948.37
2754 | 1388.914 | 947.824
2755 | 1388.834 | 947.655
2756 | 1388.8 | 947.251
2757 | 1388.8 | 946.535
2758 | 1388.6752 | 946.286
2759 | 1388.6465 | 945.947
2760 | 1388.3885 | 945.906
2761 | 1388.3388 | 945.906
2762 | 1388 | 945.879
2763 | 1388 | 945.857
2764 | 1388 | 945.143
2765 | 1387.7571 | 944.8
2766 | 1387.754 | 944.342
2767 | 1387.724 | 944.29
2768 | 1387.644 | 944.165
2769 | 1387.3227 | 943.98
2770 | 1387.202 | 943.474
2771 | 1387.2 | 943.2
2772 | 1386.8347 | 943.2
2773 | 1386.8347 | 943.2
2774 | 1386.8347 | 943.181
2775 | 1386.66 | 942.74
2776 | 1386.5855 | 942.426
2777 | 1386.4 | 942.4
2778 | 1386.4 | 942.4
2779 | 1386.4 | 942.4
2780 | 1386.4 | 942.049
2781 | 1386.2658 | 941.951
2782 | 1386.1353 | 941.898
2783 | 1386.057 | 941.761
2784 | 1385.6 | 941.675
2785 | 1385.6 | 941.402
2786 | 1385.46 | 940.946
2787 | 1385.337 | 940.896
2788 | 1384.9171 | 940.355
2789 | 1384.8 | 940.129
2790 | 1384.8 | 940.063
2791 | 1384.8 | 939.531
2792 | 1384.773 | 939.33
2793 | 1384.7712 | 939.318
2794 | 1384.7626 | 939.259
2795 | 1384.49 | 938.934
2796 | 1384.2118 | 937.795
2797 | 1384.1314 | 937.788
2798 | 1384.068 | 937.6
2799 | 1384.0595 | 936.987
2800 | 1384 | 936.86
2801 | 1384 | 936.75
2802 | 1384 | 936
2803 | 1383.5979 | 935.942
2804 | 1383.572 | 935.57
2805 | 1383.4399 | 935.434
2806 | 1383.414 | 935.112
2807 | 1383.408 | 934.402
2808 | 1383.398 | 934.4
2809 | 1383.033 | 934.348
2810 | 1382.822 | 934.11
2811 | 1382.7776 | 933.699
2812 | 1382.406 | 933.6
2813 | 1382.4 | 933.179
2814 | 1382.4 | 933.17
2815 | 1382.264 | 933.114
2816 | 1382.173 | 933.103
2817 | 1382.135 | 932.8
2818 | 1381.943 | 932.423
2819 | 1381.8306 | 932.264
2820 | 1381.741 | 932
2821 | 1381.6 | 931.755
2822 | 1381.6 | 931.595
2823 | 1381.448 | 931.387
2824 | 1380.964 | 931.042
2825 | 1380.935 | 929.54
2826 | 1380.8 | 929.062
2827 | 1380.8 | 928.952
2828 | 1380.8 | 928.279
2829 | 1380.768 | 927.556
2830 | 1380.6823 | 927.501
2831 | 1380.4794 | 927.309
2832 | 1380.393 | 927.2
2833 | 1380.315 | 927.2
2834 | 1380.276 | 926.908
2835 | 1380.2104 | 926.898
2836 | 1380 | 926.887
2837 | 1380 | 926.843
2838 | 1379.9864 | 926.601
2839 | 1379.821 | 925.834
2840 | 1379.816 | 925.624
2841 | 1379.6333 | 925.351
2842 | 1379.589 | 924.966
2843 | 1379.4135 | 924.766
2844 | 1379.2 | 924
2845 | 1379.1589 | 923.872
2846 | 1379.1 | 923.2
2847 | 1379.0653 | 923.2
2848 | 1378.996 | 923.127
2849 | 1378.71 | 923.003
2850 | 1378.6088 | 923.003
2851 | 1378.581 | 922.84
2852 | 1378.4 | 921.639
2853 | 1378.4 | 920
2854 | 1378.1088 | 919.991
2855 | 1378.0269 | 919.335
2856 | 1377.861 | 919.3
2857 | 1377.713 | 918.784
2858 | 1377.6534 | 918.704
2859 | 1377.629 | 918.664
2860 | 1377.6 | 918.4
2861 | 1377.6 | 918.201
2862 | 1377.594 | 917.549
2863 | 1377.5454 | 916.232
2864 | 1377.423 | 916.153
2865 | 1377.2255 | 916.125
2866 | 1376.8 | 916.01
2867 | 1376.8 | 916
2868 | 1376.8 | 915.503
2869 | 1376.8 | 914.334
2870 | 1376.6976 | 914.251
2871 | 1376.542 | 914.007
2872 | 1376.532 | 912.045
2873 | 1376.376 | 912
2874 | 1376.3664 | 911.703
2875 | 1376.1579 | 911.703
2876 | 1376 | 911.515
2877 | 1376 | 911.2
2878 | 1376 | 910.961
2879 | 1375.817 | 909.922
2880 | 1375.5899 | 909.103
2881 | 1375.523 | 908.825
2882 | 1375.3968 | 908.56
2883 | 1375.315 | 908.453
2884 | 1375.2 | 907.842
2885 | 1375.2 | 907.559
2886 | 1375.182 | 907.089
2887 | 1375.012 | 906.4
2888 | 1374.738 | 906.4
2889 | 1374.694 | 906.161
2890 | 1374.539 | 906.161
2891 | 1374.5232 | 905.749
2892 | 1374.39 | 905.26
2893 | 1374.2539 | 905.259
2894 | 1373.6 | 905.226
2895 | 1373.6 | 905.097
2896 | 1373.544 | 904.8
2897 | 1373.2187 | 904.567
2898 | 1373.1364 | 904.552
2899 | 1372.937 | 904.211
2900 | 1372.877 | 904.057
2901 | 1372.872 | 904
2902 | 1372.8 | 904
2903 | 1372.8 | 903.822
2904 | 1372.623 | 903.668
2905 | 1372.3889 | 903.429
2906 | 1372.3889 | 903.2
2907 | 1372.3541 | 902.483
2908 | 1372.328 | 901.911
2909 | 1372.2356 | 901.6
2910 | 1372 | 901.012
2911 | 1371.9495 | 900.704
2912 | 1371.928 | 900.203
2913 | 1371.782 | 899.687
2914 | 1371.7788 | 899.541
2915 | 1371.731 | 899.2
2916 | 1371.4446 | 898.3
2917 | 1371.414 | 897.86
2918 | 1371.2114 | 896.587
2919 | 1371.2 | 896.383
2920 | 1371.137 | 896.311
2921 | 1371.0223 | 896
2922 | 1370.921 | 895.907
2923 | 1370.3069 | 895.824
2924 | 1370.109 | 895.126
2925 | 1369.8509 | 895.126
2926 | 1369.757 | 894.4
2927 | 1369.6 | 894.001
2928 | 1369.6 | 893.787
2929 | 1369.6 | 893.621
2930 | 1369.5383 | 892.8
2931 | 1368.8 | 892.8
2932 | 1368.8 | 892.563
2933 | 1368.8 | 892.341
2934 | 1368.8 | 892.02
2935 | 1368.6657 | 891.925
2936 | 1368.5727 | 891.673
2937 | 1368.5009 | 891.673
2938 | 1368.496 | 890.841
2939 | 1368.332 | 890.312
2940 | 1368.2571 | 890.077
2941 | 1368.2013 | 889.45
2942 | 1368.022 | 889.27
2943 | 1368 | 889.192
2944 | 1368 | 888
2945 | 1367.8348 | 887.711
2946 | 1367.5967 | 887.174
2947 | 1367.56 | 886.201
2948 | 1367.4141 | 883.897
2949 | 1367.4116 | 883.315
2950 | 1367.312 | 883.2
2951 | 1367.211 | 882.842
2952 | 1367.2 | 882.824
2953 | 1367.2 | 882.652
2954 | 1367.166 | 882.624
2955 | 1367.1296 | 881.582
2956 | 1366.848 | 881.453
2957 | 1366.6633 | 880.899
2958 | 1366.655 | 880.8
2959 | 1366.6343 | 880.622
2960 | 1366.6343 | 880
2961 | 1366.4 | 879.886
2962 | 1366.4 | 878.736
2963 | 1366.4 | 878.4
2964 | 1366.0648 | 877.979
2965 | 1366.055 | 877.881
2966 | 1365.6 | 877.6
2967 | 1365.6 | 877.008
2968 | 1365.6 | 876.8
2969 | 1365.5684 | 876.8
2970 | 1365.4821 | 876.8
2971 | 1365.2484 | 876.8
2972 | 1365.124 | 876.577
2973 | 1365.056 | 875.787
2974 | 1365.0331 | 875.696
2975 | 1364.9581 | 875.579
2976 | 1364.8 | 875.371
2977 | 1364.8 | 875.2
2978 | 1364.8 | 874.581
2979 | 1364.7797 | 874.262
2980 | 1364.7042 | 873.965
2981 | 1364.2726 | 873.263
2982 | 1364.1007 | 873.062
2983 | 1364 | 872.065
2984 | 1364 | 871.643
2985 | 1363.969 | 871.418
2986 | 1363.817 | 871.2
2987 | 1363.693 | 870.547
2988 | 1363.6541 | 870.268
2989 | 1363.4758 | 869.969
2990 | 1363.3224 | 869.874
2991 | 1363.3224 | 869.81
2992 | 1363.2866 | 869.633
2993 | 1363.2 | 869.391
2994 | 1362.6896 | 868.847
2995 | 1362.6789 | 867.608
2996 | 1362.5046 | 867.218
2997 | 1362.4 | 866.892
2998 | 1362.4 | 866.672
2999 | 1362.4 | 865.916
3000 | 1362.4 | 865.442
3001 | 1362.4 | 864.861
3002 | 1362.378 | 864.8
3003 | 1362.282 | 864.7
3004 | 1362.2406 | 864.583
3005 | 1361.861 | 864.121
3006 | 1361.769 | 863.803
3007 | 1361.6 | 863.52
3008 | 1361.6 | 863.2
3009 | 1361.6 | 863.064
3010 | 1361.6 | 863.025
3011 | 1361.5313 | 862.934
3012 | 1361.5307 | 862.697
3013 | 1361.436 | 862.413
3014 | 1361.4245 | 861.6
3015 | 1361.338 | 860.8
3016 | 1361.338 | 860.8
3017 | 1361.037 | 860.745
3018 | 1361.032 | 860.592
3019 | 1361.0005 | 858.963
3020 | 1360.959 | 858.503
3021 | 1360.953 | 858.443
3022 | 1360.939 | 856.951
3023 | 1360.8689 | 856.226
3024 | 1360.865 | 856
3025 | 1360.8 | 855.757
3026 | 1360.8 | 855.543
3027 | 1360.8 | 855.409
3028 | 1360.7414 | 855.364
3029 | 1360.73 | 855.072
3030 | 1360.6473 | 855.037
3031 | 1360.505 | 854.442
3032 | 1360.451 | 854.4
3033 | 1359.178 | 853.738
3034 | 1359.024 | 853.146
3035 | 1358.4 | 852.8
3036 | 1358.4 | 852.379
3037 | 1358.4 | 851.2
3038 | 1358.4 | 851.167
3039 | 1358.284 | 850.467
3040 | 1358.0879 | 849.97
3041 | 1358.071 | 849.889
3042 | 1357.844 | 849.833
3043 | 1357.8284 | 848.851
3044 | 1357.739 | 848.79
3045 | 1357.6 | 848.374
3046 | 1357.6 | 848.162
3047 | 1357.1939 | 848.16
3048 | 1357.1007 | 848.056
3049 | 1357.0867 | 848
3050 | 1357.077 | 847.579
3051 | 1356.959 | 847.45
3052 | 1356.8 | 846.783
3053 | 1356.8 | 846.252
3054 | 1356.8 | 845.837
3055 | 1356.489 | 845.369
3056 | 1356.354 | 845.308
3057 | 1356.3038 | 844.183
3058 | 1356.1404 | 843.918
3059 | 1356.1138 | 843.714
3060 | 1356 | 843.2
3061 | 1356 | 842.17
3062 | 1356 | 842.081
3063 | 1356 | 841.322
3064 | 1355.7571 | 840.824
3065 | 1355.743 | 840.437
3066 | 1355.7183 | 840
3067 | 1355.6593 | 839.466
3068 | 1355.634 | 838.551
3069 | 1355.5716 | 838.349
3070 | 1355.5069 | 837.948
3071 | 1355.5069 | 837.932
3072 | 1355.422 | 837.929
3073 | 1355.3308 | 837.481
3074 | 1355.19 | 836.64
3075 | 1355.1441 | 836.148
3076 | 1355.1218 | 836.068
3077 | 1354.983 | 836
3078 | 1354.9802 | 835.985
3079 | 1354.9627 | 835.601
3080 | 1354.9452 | 835.596
3081 | 1354.534 | 834.801
3082 | 1354.4 | 834.55
3083 | 1354.304 | 834.159
3084 | 1354.15 | 833.904
3085 | 1354.034 | 833.599
3086 | 1353.885 | 833.415
3087 | 1353.651 | 832.581
3088 | 1353.643 | 831.892
3089 | 1353.618 | 831.711
3090 | 1353.606 | 831.329
3091 | 1353.6 | 831.284
3092 | 1353.5085 | 831.19
3093 | 1353.4263 | 831.138
3094 | 1353.2033 | 830.883
3095 | 1353.1162 | 830.721
3096 | 1353.11 | 830.529
3097 | 1353.09 | 830.097
3098 | 1352.8 | 829.907
3099 | 1352.8 | 829.605
3100 | 1352.7826 | 829.6
3101 | 1352.7545 | 829.451
3102 | 1352.6494 | 829.276
3103 | 1352.587 | 829.113
3104 | 1352.5624 | 828.862
3105 | 1352.422 | 828.8
3106 | 1352.375 | 828.216
3107 | 1352.3591 | 828.049
3108 | 1352.3193 | 826.749
3109 | 1352.3193 | 826.595
3110 | 1352.296 | 826.584
3111 | 1352.2386 | 826.4
3112 | 1352 | 825.62
3113 | 1352 | 824.77
3114 | 1351.8858 | 824.36
3115 | 1351.8724 | 824.259
3116 | 1351.624 | 823.782
3117 | 1351.591 | 823.579
3118 | 1351.5224 | 823.579
3119 | 1351.25 | 823.545
3120 | 1351.2 | 823.501
3121 | 1351.2 | 823.312
3122 | 1351.1431 | 822.411
3123 | 1351.055 | 821.589
3124 | 1350.9121 | 821.223
3125 | 1350.4 | 820.532
3126 | 1350.4 | 820.379
3127 | 1350.4 | 819.431
3128 | 1350.4 | 819.346
3129 | 1350.247 | 819.139
3130 | 1350.2371 | 818.805
3131 | 1350.183 | 818.779
3132 | 1349.9434 | 818.664
3133 | 1349.7673 | 818.505
3134 | 1349.6792 | 818.4
3135 | 1349.631 | 816.97
3136 | 1349.6 | 816.427
3137 | 1349.218 | 816.044
3138 | 1349.1318 | 816
3139 | 1349.1184 | 815.698
3140 | 1349.0361 | 815.494
3141 | 1349.006 | 815.376
3142 | 1348.9437 | 813.626
3143 | 1348.873 | 813.601
3144 | 1348.8 | 813.6
3145 | 1348.8 | 812.644
3146 | 1348.8 | 812.599
3147 | 1348.658 | 812.277
3148 | 1348.064 | 812.254
3149 | 1348 | 812
3150 | 1347.911 | 812
3151 | 1347.852 | 811.509
3152 | 1347.8468 | 811.062
3153 | 1347.7837 | 810.969
3154 | 1347.642 | 810.4
3155 | 1347.5913 | 810.38
3156 | 1347.526 | 810.196
3157 | 1347.201 | 809.482
3158 | 1347.2 | 809.337
3159 | 1347.2 | 808.045
3160 | 1347.2 | 807.601
3161 | 1347.2 | 807.126
3162 | 1347.2 | 806.865
3163 | 1347.2 | 806.4
3164 | 1347.1615 | 806.13
3165 | 1347.1392 | 805.264
3166 | 1347.0834 | 804.688
3167 | 1346.8708 | 804.647
3168 | 1346.761 | 802.748
3169 | 1346.552 | 802.4
3170 | 1346.4339 | 802.291
3171 | 1346.4 | 802.242
3172 | 1346.4 | 802.126
3173 | 1346.221 | 800.995
3174 | 1345.6 | 800.503
3175 | 1345.6 | 800.35
3176 | 1345.6 | 799.541
3177 | 1345.6 | 799.087
3178 | 1345.6 | 798.915
3179 | 1345.6 | 797.74
3180 | 1345.557 | 797.6
3181 | 1345.486 | 796.566
3182 | 1345.155 | 792.738
3183 | 1345.1535 | 792
3184 | 1345.1473 | 791.073
3185 | 1345.1473 | 790.757
3186 | 1345.146 | 790.4
3187 | 1344.8 | 789.493
3188 | 1344.8 | 789.282
3189 | 1344.8 | 789.213
3190 | 1344.8 | 788.856
3191 | 1344.8 | 788.476
3192 | 1344.7616 | 787.138
3193 | 1344.335 | 785.335
3194 | 1344 | 784.8
3195 | 1344 | 784.8
3196 | 1343.987 | 784.769
3197 | 1343.3802 | 784.47
3198 | 1343.34 | 783.17
3199 | 1343.2 | 782.791
3200 | 1343.063 | 782.737
3201 | 1343.015 | 782.593
3202 | 1342.5492 | 782.58
3203 | 1342.539 | 782.545
3204 | 1342.5199 | 781.83
3205 | 1342.4171 | 781.214
3206 | 1342.0133 | 780.473
3207 | 1341.9598 | 779.651
3208 | 1341.9598 | 779.2
3209 | 1341.872 | 778.219
3210 | 1341.667 | 778.02
3211 | 1341.6 | 777.775
3212 | 1341.6 | 777.601
3213 | 1341.6 | 777.336
3214 | 1341.6 | 776.021
3215 | 1341.6 | 775.56
3216 | 1341.317 | 775.514
3217 | 1341.1629 | 774.592
3218 | 1341.1629 | 774.4
3219 | 1341.153 | 774.346
3220 | 1340.908 | 773.884
3221 | 1340.7248 | 772.697
3222 | 1340.366 | 772.296
3223 | 1340.366 | 771.996
3224 | 1340.192 | 771.812
3225 | 1340.07 | 771.579
3226 | 1340 | 771.223
3227 | 1340 | 771.214
3228 | 1340 | 771.196
3229 | 1339.573 | 770.803
3230 | 1339.5691 | 769.85
3231 | 1339.5691 | 769.6
3232 | 1339.569 | 768.616
3233 | 1339.387 | 768.542
3234 | 1339.324 | 768.426
3235 | 1339.2413 | 768.238
3236 | 1339.2361 | 768
3237 | 1339.1925 | 767.945
3238 | 1339.188 | 767.22
3239 | 1339.0123 | 767.162
3240 | 1338.908 | 766.881
3241 | 1338.8744 | 766.639
3242 | 1338.785 | 765.792
3243 | 1338.6645 | 764
3244 | 1338.6464 | 764
3245 | 1338.632 | 764
3246 | 1338.4 | 763.175
3247 | 1338.4 | 762.515
3248 | 1338.234 | 762.482
3249 | 1338.153 | 762.088
3250 | 1338.141 | 761.707
3251 | 1338.014 | 761.6
3252 | 1337.9229 | 761.251
3253 | 1337.8875 | 761.17
3254 | 1337.607 | 760.981
3255 | 1337.6 | 760.355
3256 | 1337.6 | 760.207
3257 | 1337.6 | 760
3258 | 1337.421 | 759.855
3259 | 1337.3169 | 759.805
3260 | 1337.162 | 759.792
3261 | 1337.062 | 759.147
3262 | 1336.8 | 758.377
3263 | 1336.8 | 758.128
3264 | 1336.7828 | 758.128
3265 | 1336.752 | 756.99
3266 | 1336.4734 | 756.99
3267 | 1336.4693 | 756.937
3268 | 1336.4483 | 755.457
3269 | 1336.3816 | 754.877
3270 | 1336 | 754.857
3271 | 1335.966 | 754.4
3272 | 1335.878 | 752.8
3273 | 1335.808 | 752.155
3274 | 1335.797 | 751.993
3275 | 1335.6922 | 750.23
3276 | 1335.484 | 749.258
3277 | 1335.2 | 748.744
3278 | 1335.2 | 748.542
3279 | 1335.156 | 748.064
3280 | 1335.092 | 747.506
3281 | 1335.092 | 747.145
3282 | 1334.6984 | 747.037
3283 | 1334.591 | 746.624
3284 | 1334.4 | 746.535
3285 | 1334.4 | 746.423
3286 | 1334.239 | 745.979
3287 | 1334.168 | 745.625
3288 | 1333.7106 | 745.043
3289 | 1333.6 | 744.913
3290 | 1333.6 | 744.884
3291 | 1333.6 | 744.379
3292 | 1333.194 | 743.395
3293 | 1333.0199 | 743.176
3294 | 1332.948 | 742.024
3295 | 1332.8 | 741.772
3296 | 1332.8 | 741.6
3297 | 1332.8 | 741.6
3298 | 1332.8 | 740.682
3299 | 1332.7466 | 740.379
3300 | 1332.407 | 740.275
3301 | 1332.3971 | 739.853
3302 | 1332.189 | 739.778
3303 | 1332.16 | 739.447
3304 | 1332.0267 | 739.318
3305 | 1332 | 739.032
3306 | 1331.8493 | 738.792
3307 | 1331.6386 | 738.773
3308 | 1331.5524 | 738.612
3309 | 1331.4271 | 738.405
3310 | 1331.4199 | 738.4
3311 | 1331.273 | 738.364
3312 | 1331.2 | 738.091
3313 | 1331.2 | 737.444
3314 | 1331.149 | 737.189
3315 | 1330.6818 | 736.951
3316 | 1330.5557 | 736.379
3317 | 1330.2779 | 736.379
3318 | 1330.2706 | 735.998
3319 | 1330.2572 | 735.339
3320 | 1329.9719 | 735.224
3321 | 1329.8202 | 734.779
3322 | 1329.8202 | 734.681
3323 | 1329.6 | 734.47
3324 | 1329.6 | 734.4
3325 | 1329.4033 | 734.218
3326 | 1329.2874 | 733.979
3327 | 1329.2253 | 733.593
3328 | 1329.0847 | 733.22
3329 | 1329.046 | 732.321
3330 | 1328.98 | 729.978
3331 | 1328.8758 | 729.895
3332 | 1328.8 | 729.694
3333 | 1328.8 | 729.471
3334 | 1328.616 | 728.825
3335 | 1328.5643 | 728.8
3336 | 1328.4127 | 727.495
3337 | 1328.349 | 727.332
3338 | 1328.345 | 727.2
3339 | 1328.1557 | 725.763
3340 | 1327.845 | 725.6
3341 | 1327.7543 | 725.554
3342 | 1327.615 | 725.372
3343 | 1327.6136 | 723.686
3344 | 1327.605 | 723.222
3345 | 1327.2 | 723.2
3346 | 1327.158 | 721.623
3347 | 1327.1344 | 721.6
3348 | 1327.1212 | 721.418
3349 | 1326.8189 | 721.382
3350 | 1326.775 | 720.8
3351 | 1326.4 | 720.42
3352 | 1326.4 | 718.695
3353 | 1326.022 | 718.133
3354 | 1325.832 | 717.798
3355 | 1325.723 | 717.76
3356 | 1325.7023 | 717.6
3357 | 1325.6 | 717.375
3358 | 1325.6 | 717.179
3359 | 1325.6 | 716.419
3360 | 1325.4565 | 716.239
3361 | 1324.926 | 716.115
3362 | 1324.8 | 715.861
3363 | 1324.8 | 715.847
3364 | 1324.8 | 715.819
3365 | 1324.6715 | 715.768
3366 | 1324.0666 | 715.331
3367 | 1324 | 715.226
3368 | 1324 | 715.2
3369 | 1324 | 714.924
3370 | 1324 | 714.13
3371 | 1324 | 713.909
3372 | 1324 | 713.832
3373 | 1323.9027 | 713.806
3374 | 1323.515 | 713.096
3375 | 1323.308 | 711.983
3376 | 1323.29 | 711.853
3377 | 1323.1257 | 711.317
3378 | 1322.503 | 710.946
3379 | 1322.4 | 709.801
3380 | 1322.0172 | 709.607
3381 | 1321.969 | 708.765
3382 | 1321.6131 | 708.543
3383 | 1321.611 | 708.207
3384 | 1321.6 | 708.162
3385 | 1321.6 | 708.075
3386 | 1321.6 | 707.986
3387 | 1321.6 | 707.921
3388 | 1321.3359 | 706.981
3389 | 1320.9939 | 706.099
3390 | 1320.8 | 704.317
3391 | 1320.8 | 704
3392 | 1320.8 | 702.779
3393 | 1320.7953 | 702.406
3394 | 1320.769 | 701.431
3395 | 1320.721 | 701.179
3396 | 1320.5876 | 700.8
3397 | 1320.5663 | 700.377
3398 | 1320.2584 | 699.484
3399 | 1320 | 698.604
3400 | 1319.2 | 698.55
3401 | 1319.2 | 697.254
3402 | 1319.1596 | 696.462
3403 | 1319.128 | 696.394
3404 | 1318.85 | 695.902
3405 | 1318.7874 | 695.434
3406 | 1318.43 | 694.807
3407 | 1318.4 | 694.468
3408 | 1318.4 | 693.635
3409 | 1318.4 | 692.965
3410 | 1318.0519 | 692.702
3411 | 1317.887 | 692.662
3412 | 1317.8249 | 691.437
3413 | 1317.8249 | 690.473
3414 | 1317.715 | 690.455
3415 | 1317.6872 | 689.988
3416 | 1317.571 | 687.093
3417 | 1317.507 | 687.033
3418 | 1317.272 | 687.011
3419 | 1317.246 | 685.217
3420 | 1317.153 | 685.079
3421 | 1316.9102 | 684.499
3422 | 1316.835 | 684.218
3423 | 1316.8 | 683.578
3424 | 1316.533 | 681.146
3425 | 1316 | 681.146
3426 | 1315.8883 | 680.923
3427 | 1315.8883 | 680.187
3428 | 1315.8453 | 679.439
3429 | 1315.8048 | 678.973
3430 | 1315.4865 | 678.815
3431 | 1315.4265 | 678.563
3432 | 1315.27 | 678.484
3433 | 1315.264 | 677.71
3434 | 1315.2 | 677.6
3435 | 1315.1216 | 676.037
3436 | 1315.1098 | 675.971
3437 | 1315.0705 | 675.705
3438 | 1314.638 | 675.356
3439 | 1314.6289 | 675.276
3440 | 1314.622 | 675.207
3441 | 1314.5969 | 672.699
3442 | 1314.4 | 671.993
3443 | 1314.3991 | 671.579
3444 | 1314.3743 | 671.579
3445 | 1314.233 | 671.445
3446 | 1314.143 | 671.438
3447 | 1314.0022 | 671.398
3448 | 1313.9909 | 670.945
3449 | 1313.727 | 670.083
3450 | 1313.6387 | 669.979
3451 | 1313.6 | 669.678
3452 | 1313.6 | 669.492
3453 | 1313.6 | 669.267
3454 | 1313.6 | 669.039
3455 | 1313.406 | 668.795
3456 | 1313.362 | 668.599
3457 | 1313.2718 | 668.588
3458 | 1313.251 | 668.402
3459 | 1313.0255 | 666.779
3460 | 1312.8 | 666.652
3461 | 1312.8 | 666.434
3462 | 1312.8 | 665.979
3463 | 1312.8 | 665.929
3464 | 1312.5904 | 665.719
3465 | 1312.509 | 664.554
3466 | 1312.456 | 664.438
3467 | 1312.2971 | 664.136
3468 | 1312.2486 | 664.115
3469 | 1312.2486 | 663.542
3470 | 1312 | 663.439
3471 | 1311.495 | 662.497
3472 | 1311.4301 | 661.728
3473 | 1311.2 | 661.658
3474 | 1311.2 | 661.304
3475 | 1310.4 | 660.672
3476 | 1310.4 | 660.56
3477 | 1310.4 | 660.379
3478 | 1310.4 | 660.276
3479 | 1310.1635 | 658.8
3480 | 1310.148 | 658.768
3481 | 1310.033 | 657.179
3482 | 1309.9178 | 657.099
3483 | 1309.9178 | 657.046
3484 | 1309.8432 | 656.8
3485 | 1309.7799 | 656.706
3486 | 1309.4418 | 656.464
3487 | 1309.39 | 655.508
3488 | 1309.361 | 654.825
3489 | 1309.2256 | 654.464
3490 | 1308.9971 | 653.46
3491 | 1308.846 | 653.304
3492 | 1308.643 | 651.206
3493 | 1308.586 | 650.779
3494 | 1308.4901 | 650.601
3495 | 1308.312 | 649.179
3496 | 1308.225 | 648.626
3497 | 1308 | 648.228
3498 | 1307.932 | 646.807
3499 | 1307.6936 | 646.356
3500 | 1307.693 | 645.179
3501 | 1307.476 | 644.8
3502 | 1307.3767 | 644.175
3503 | 1307.2764 | 644.122
3504 | 1307.2 | 643.91
3505 | 1306.7683 | 643.659
3506 | 1306.7255 | 643.584
3507 | 1306.374 | 642.924
3508 | 1306.2835 | 642.779
3509 | 1306.162 | 641.276
3510 | 1306.0833 | 641.143
3511 | 1306.039 | 641.061
3512 | 1306.0331 | 640.379
3513 | 1306.0331 | 640.258
3514 | 1305.6 | 640.196
3515 | 1305.6 | 638.598
3516 | 1305.6 | 638.512
3517 | 1305.6 | 638.508
3518 | 1305.548 | 638.415
3519 | 1305.53 | 638.406
3520 | 1305.495 | 637.546
3521 | 1305.477 | 637.499
3522 | 1305.359 | 637.18
3523 | 1305.329 | 635.878
3524 | 1305.3029 | 635.2
3525 | 1304.8 | 634.779
3526 | 1304.8 | 632.416
3527 | 1304.8 | 632.277
3528 | 1304.669 | 632.185
3529 | 1304.5051 | 631.524
3530 | 1304.4387 | 631.077
3531 | 1304 | 631.053
3532 | 1304 | 630.873
3533 | 1304 | 629.81
3534 | 1304 | 629.734
3535 | 1304 | 629.723
3536 | 1303.888 | 629.179
3537 | 1303.802 | 628.867
3538 | 1303.577 | 628.338
3539 | 1303.2 | 625.991
3540 | 1303.2 | 625.965
3541 | 1303.011 | 625.784
3542 | 1302.91 | 625.254
3543 | 1302.813 | 624.676
3544 | 1302.803 | 624.489
3545 | 1302.6298 | 624.477
3546 | 1302.6059 | 624.324
3547 | 1302.5098 | 624.284
3548 | 1302.4 | 623.627
3549 | 1302.3903 | 623.463
3550 | 1302.102 | 622.558
3551 | 1302.0681 | 622.306
3552 | 1301.9392 | 622.056
3553 | 1301.865 | 621.37
3554 | 1301.6783 | 620.918
3555 | 1301.609 | 620.481
3556 | 1301.431 | 619.651
3557 | 1301.2096 | 619.434
3558 | 1301.174 | 618.779
3559 | 1301.099 | 618.631
3560 | 1300.99 | 618.512
3561 | 1300.8 | 618.406
3562 | 1300.4519 | 618.4
3563 | 1300.328 | 618.214
3564 | 1300.3109 | 617.979
3565 | 1300.307 | 617.851
3566 | 1300.2516 | 617.78
3567 | 1300 | 616.956
3568 | 1300 | 616.362
3569 | 1300 | 615.826
3570 | 1300 | 614.483
3571 | 1300 | 614.265
3572 | 1300 | 613.552
3573 | 1299.8671 | 612.963
3574 | 1299.5317 | 611.783
3575 | 1299.5317 | 610.188
3576 | 1299.4648 | 609.613
3577 | 1299.258 | 608.379
3578 | 1299.2 | 608.204
3579 | 1299.2 | 607.802
3580 | 1299.188 | 607.78
3581 | 1299.0474 | 607.336
3582 | 1299.0406 | 606.791
3583 | 1298.9278 | 606.779
3584 | 1298.7306 | 606.012
3585 | 1298.4857 | 605.979
3586 | 1298.407 | 604.881
3587 | 1298.4 | 604.692
3588 | 1298.3816 | 604.106
3589 | 1298.1928 | 603.579
3590 | 1298.188 | 603.423
3591 | 1298.1309 | 602.426
3592 | 1297.88 | 602.412
3593 | 1297.7951 | 602.4
3594 | 1297.339 | 602.276
3595 | 1296.981 | 602.093
3596 | 1296.8027 | 601.85
3597 | 1296.8011 | 601.752
3598 | 1296.8 | 601.073
3599 | 1296.7098 | 600
3600 | 1296.6671 | 599.655
3601 | 1296.4209 | 598.779
3602 | 1296.3319 | 598.364
3603 | 1296.2238 | 597.979
3604 | 1296.1408 | 597.604
3605 | 1296.0874 | 596.459
3606 | 1295.9329 | 596.379
3607 | 1295.9295 | 596.252
3608 | 1295.9036 | 595.579
3609 | 1295.781 | 595.579
3610 | 1295.7403 | 594.756
3611 | 1295.2535 | 594.66
3612 | 1295.2 | 594.4
3613 | 1295.2 | 593.745
3614 | 1295.1505 | 592.8
3615 | 1295.145 | 592.012
3616 | 1294.5152 | 591.794
3617 | 1294.4 | 591.579
3618 | 1294.4 | 591.579
3619 | 1294.4 | 591.324
3620 | 1294.4 | 590.63
3621 | 1294.379 | 590.182
3622 | 1294.3433 | 588.782
3623 | 1294.28 | 588.599
3624 | 1294.1465 | 588.01
3625 | 1293.998 | 587.446
3626 | 1293.6 | 586.586
3627 | 1293.522 | 586.095
3628 | 1293.3496 | 585.978
3629 | 1293.304 | 585.689
3630 | 1293.095 | 585.179
3631 | 1293.0716 | 584.98
3632 | 1292.9603 | 584.833
3633 | 1292.903 | 583.984
3634 | 1292.8316 | 583.579
3635 | 1292.8 | 583.579
3636 | 1292.8 | 583.369
3637 | 1292.8 | 582.779
3638 | 1292.068 | 582.4
3639 | 1292 | 582.138
3640 | 1292 | 581.889
3641 | 1292 | 581.6
3642 | 1292 | 580.8
3643 | 1292 | 580.591
3644 | 1291.5998 | 580.379
3645 | 1291.2 | 579.704
3646 | 1291.1281 | 579.688
3647 | 1290.5356 | 579.2
3648 | 1290.4943 | 579.097
3649 | 1290.4 | 578.794
3650 | 1290.4 | 578.66
3651 | 1290.4 | 577.04
3652 | 1290.4 | 576.8
3653 | 1290.4 | 576.662
3654 | 1290.1975 | 575.923
3655 | 1290.1975 | 575.254
3656 | 1290.0993 | 574.887
3657 | 1289.5668 | 574.556
3658 | 1289.506 | 573.957
3659 | 1289.4335 | 573.736
3660 | 1289.3666 | 573.67
3661 | 1289.3435 | 573.54
3662 | 1289.3338 | 572.678
3663 | 1289.2178 | 571.579
3664 | 1288.8 | 571.527
3665 | 1288.8 | 570.779
3666 | 1288.7009 | 570.779
3667 | 1288.464 | 570.64
3668 | 1288.2412 | 569.979
3669 | 1288.141 | 569.179
3670 | 1288.1255 | 568.8
3671 | 1288.096 | 568.776
3672 | 1288.0652 | 568.469
3673 | 1288 | 568.379
3674 | 1288 | 567.966
3675 | 1288 | 567.643
3676 | 1288 | 567.526
3677 | 1287.992 | 567.254
3678 | 1287.915 | 566.979
3679 | 1287.7714 | 566.195
3680 | 1287.5099 | 566.159
3681 | 1287.4348 | 565.979
3682 | 1287.314 | 565.628
3683 | 1287.2 | 564.379
3684 | 1287.2 | 564.379
3685 | 1287.2 | 564.162
3686 | 1287.2 | 563.992
3687 | 1287.2 | 563.046
3688 | 1286.7441 | 562.478
3689 | 1286.664 | 561.345
3690 | 1286.6096 | 560.131
3691 | 1286.45 | 559.196
3692 | 1286.4464 | 558.779
3693 | 1286.429 | 558.464
3694 | 1286.4 | 558.46
3695 | 1286.4 | 558.267
3696 | 1286.4 | 556.632
3697 | 1286.247 | 555.468
3698 | 1285.8327 | 554.505
3699 | 1285.8327 | 554.445
3700 | 1285.689 | 553.351
3701 | 1285.6 | 553.276
3702 | 1285.6 | 553.115
3703 | 1285.6 | 552.952
3704 | 1285.579 | 552.598
3705 | 1285.3627 | 552.506
3706 | 1285.355 | 552.174
3707 | 1285.1606 | 551.281
3708 | 1284.5469 | 549.179
3709 | 1284.4951 | 549.171
3710 | 1284.4902 | 548.686
3711 | 1284.095 | 548.681
3712 | 1284.0444 | 547.639
3713 | 1284 | 547.555
3714 | 1284 | 547.509
3715 | 1284 | 547.453
3716 | 1283.8 | 547.2
3717 | 1283.7869 | 547.2
3718 | 1283.7711 | 547.019
3719 | 1283.758 | 546.863
3720 | 1283.562 | 546.818
3721 | 1283.4824 | 546.789
3722 | 1283.48 | 546.789
3723 | 1283.2 | 545.979
3724 | 1283.2 | 545.979
3725 | 1283.014 | 545.979
3726 | 1282.839 | 545.265
3727 | 1282.753 | 544.379
3728 | 1282.735 | 544.379
3729 | 1282.7249 | 544.364
3730 | 1282.4 | 544.303
3731 | 1282.3573 | 544.234
3732 | 1282.1932 | 543.643
3733 | 1282.017 | 543.539
3734 | 1282.0114 | 543.453
3735 | 1281.661 | 543.265
3736 | 1281.6469 | 542.603
3737 | 1281.6 | 542.454
3738 | 1281.582 | 541.979
3739 | 1281.294 | 540.152
3740 | 1281.246 | 539.267
3741 | 1281.053 | 538.881
3742 | 1280.998 | 538.779
3743 | 1280.894 | 538.495
3744 | 1280.8 | 537.765
3745 | 1280.8 | 536.772
3746 | 1280.8 | 536.653
3747 | 1280.783 | 536.373
3748 | 1280.5994 | 534.86
3749 | 1280.4233 | 534.55
3750 | 1280.109 | 533.693
3751 | 1280.093 | 532.977
3752 | 1280 | 532.578
3753 | 1280 | 531.579
3754 | 1280 | 531.571
3755 | 1279.819 | 530.028
3756 | 1279.8048 | 529.643
3757 | 1279.245 | 527.579
3758 | 1279.1002 | 526.983
3759 | 1278.8742 | 526.91
3760 | 1278.5809 | 526.779
3761 | 1278.412 | 526.779
3762 | 1278.2681 | 526.779
3763 | 1278.239 | 526.4
3764 | 1278.237 | 525.979
3765 | 1278.067 | 525.692
3766 | 1278.022 | 525.509
3767 | 1278.001 | 525.179
3768 | 1277.6 | 524.352
3769 | 1277.6 | 524.159
3770 | 1277.5983 | 522.94
3771 | 1277.595 | 520.901
3772 | 1277.5 | 520.719
3773 | 1277.059 | 520.686
3774 | 1276.9675 | 520.379
3775 | 1276.8627 | 520.141
3776 | 1276.8 | 518.927
3777 | 1276.6757 | 518.779
3778 | 1276.497 | 518.766
3779 | 1276.219 | 517.989
3780 | 1276.1272 | 517.119
3781 | 1276 | 517.016
3782 | 1276 | 516.92
3783 | 1276 | 516.868
3784 | 1275.9643 | 516.714
3785 | 1275.894 | 516.558
3786 | 1275.7325 | 515.836
3787 | 1275.6932 | 515.658
3788 | 1275.614 | 515.579
3789 | 1275.5441 | 514.026
3790 | 1275.3917 | 513.979
3791 | 1275.2 | 512.779
3792 | 1275.0212 | 512.727
3793 | 1274.9556 | 512.379
3794 | 1274.8271 | 512.253
3795 | 1274.6729 | 511.579
3796 | 1274.6562 | 511.164
3797 | 1274.438 | 510.973
3798 | 1274.4 | 510.882
3799 | 1274.4 | 510.615
3800 | 1274.4 | 509.202
3801 | 1274.4 | 509.179
3802 | 1274.4 | 509.179
3803 | 1274.4 | 509.133
3804 | 1274.3118 | 508.985
3805 | 1274.3118 | 508.794
3806 | 1274.12 | 507.562
3807 | 1274.013 | 507.064
3808 | 1273.679 | 506.779
3809 | 1273.643 | 506.779
3810 | 1273.3611 | 506.232
3811 | 1273.3423 | 505.6
3812 | 1273.22 | 505.52
3813 | 1272.8 | 505.456
3814 | 1272.8 | 505.213
3815 | 1272.8 | 505.1
3816 | 1272.8 | 504.379
3817 | 1272.5121 | 504.379
3818 | 1272.4496 | 504.29
3819 | 1272 | 504
3820 | 1272 | 504
3821 | 1271.929 | 503.579
3822 | 1271.7255 | 502.779
3823 | 1271.683 | 502.779
3824 | 1271.2 | 502.04
3825 | 1271.2 | 502.04
3826 | 1270.9311 | 501.6
3827 | 1270.9077 | 501.179
3828 | 1270.866 | 500.012
3829 | 1270.8584 | 499.064
3830 | 1270.7349 | 498.619
3831 | 1270.68 | 498.4
3832 | 1270.5584 | 498.4
3833 | 1270.539 | 498.4
3834 | 1270.4 | 498.02
3835 | 1270.4 | 497.527
3836 | 1270.4 | 497.179
3837 | 1270.4 | 497.089
3838 | 1270.332 | 496.799
3839 | 1270.2939 | 496.461
3840 | 1270.2431 | 496.461
3841 | 1270.1677 | 496.461
3842 | 1270.075 | 496.235
3843 | 1269.6825 | 496.234
3844 | 1269.4808 | 495.605
3845 | 1269.4781 | 495.579
3846 | 1269.4429 | 494.651
3847 | 1269.1333 | 494.641
3848 | 1268.8 | 493.979
3849 | 1268.8 | 493.75
3850 | 1268.8 | 493.294
3851 | 1268.8 | 492.694
3852 | 1268.772 | 492.544
3853 | 1268.6028 | 492.384
3854 | 1268.3941 | 491.856
3855 | 1268.221 | 491.039
3856 | 1268.157 | 489.692
3857 | 1268.07 | 489.231
3858 | 1268 | 488.752
3859 | 1268 | 487.751
3860 | 1268 | 487.651
3861 | 1267.9631 | 487.579
3862 | 1267.9631 | 487.2
3863 | 1267.883 | 486.72
3864 | 1267.674 | 486.573
3865 | 1267.651 | 486.136
3866 | 1267.6269 | 485.979
3867 | 1267.43 | 485.778
3868 | 1267.3981 | 485.6
3869 | 1267.2 | 485.305
3870 | 1267.2 | 484.989
3871 | 1267.0966 | 484.872
3872 | 1267.0523 | 484.8
3873 | 1267.0523 | 483.957
3874 | 1266.8185 | 483.711
3875 | 1266.559 | 483.579
3876 | 1266.465 | 482.89
3877 | 1266.4219 | 482.52
3878 | 1266.4092 | 482.209
3879 | 1266.4092 | 481.979
3880 | 1266.4 | 481.979
3881 | 1266.4 | 481.094
3882 | 1266.4 | 480.86
3883 | 1266.4 | 480.8
3884 | 1266.3005 | 480.583
3885 | 1265.9984 | 480.574
3886 | 1265.787 | 480.573
3887 | 1265.6 | 480.512
3888 | 1265.6 | 480.379
3889 | 1265.597 | 479.722
3890 | 1265.5835 | 479.579
3891 | 1265.572 | 478.93
3892 | 1265.5332 | 477.6
3893 | 1265.4585 | 476.955
3894 | 1265.2017 | 476.379
3895 | 1265.0944 | 476.321
3896 | 1264.8 | 476.275
3897 | 1264.8 | 476.165
3898 | 1264.8 | 475.742
3899 | 1264.732 | 475.516
3900 | 1264.5447 | 475.316
3901 | 1264.538 | 473.979
3902 | 1264.4646 | 473.922
3903 | 1264 | 473.885
3904 | 1263.9143 | 473.213
3905 | 1263.8647 | 472
3906 | 1263.8647 | 472
3907 | 1263.8647 | 471.832
3908 | 1263.6571 | 470.821
3909 | 1263.475 | 470.779
3910 | 1263.2609 | 470.34
3911 | 1263.257 | 470.164
3912 | 1263.2 | 469.841
3913 | 1262.5245 | 469.477
3914 | 1262.5245 | 469.285
3915 | 1262.4 | 469.179
3916 | 1262.4 | 468.768
3917 | 1262.4 | 468.732
3918 | 1262.2861 | 468.306
3919 | 1262.195 | 467.915
3920 | 1262.1523 | 467.579
3921 | 1262.025 | 467.579
3922 | 1261.7184 | 467.211
3923 | 1261.705 | 467.2
3924 | 1261.6 | 467.09
3925 | 1261.322 | 465.767
3926 | 1261.111 | 465.457
3927 | 1260.9775 | 465.383
3928 | 1260.8348 | 465.219
3929 | 1260.6772 | 464.992
3930 | 1260.412 | 464.931
3931 | 1260.2759 | 463.603
3932 | 1260 | 463.399
3933 | 1260 | 461.55
3934 | 1260 | 461.179
3935 | 1259.8074 | 459.614
3936 | 1259.699 | 459.31
3937 | 1259.2103 | 459.186
3938 | 1259.2 | 458.605
3939 | 1259.1168 | 457.674
3940 | 1258.89 | 457.414
3941 | 1258.648 | 457.179
3942 | 1258.4261 | 456.623
3943 | 1258.4261 | 456.379
3944 | 1258.4 | 456.379
3945 | 1258.4 | 455.579
3946 | 1258.144 | 454.779
3947 | 1257.977 | 454.704
3948 | 1257.8224 | 454.564
3949 | 1257.696 | 453.979
3950 | 1257.6 | 452.842
3951 | 1257.6 | 452.379
3952 | 1257.5245 | 450.417
3953 | 1257.4896 | 450.4
3954 | 1257.452 | 449.805
3955 | 1257.345 | 449.628
3956 | 1257.086 | 449.236
3957 | 1257.086 | 448.648
3958 | 1257.0037 | 448.379
3959 | 1256.8 | 447.473
3960 | 1256.8 | 447.368
3961 | 1256.603 | 447.287
3962 | 1256.2682 | 445.979
3963 | 1256.2682 | 445.407
3964 | 1256.2682 | 445.179
3965 | 1256.2333 | 444.379
3966 | 1256.0216 | 444.177
3967 | 1256 | 444.013
3968 | 1256 | 443.989
3969 | 1255.783 | 443.614
3970 | 1255.664 | 443.308
3971 | 1255.5327 | 443.296
3972 | 1255.5094 | 442.969
3973 | 1255.3689 | 442.79
3974 | 1255.265 | 442.557
3975 | 1255.2 | 442.124
3976 | 1255.151 | 442.074
3977 | 1255.099 | 440.81
3978 | 1254.993 | 440.27
3979 | 1254.9727 | 440.239
3980 | 1254.9727 | 439.579
3981 | 1254.555 | 439.39
3982 | 1254.4 | 438.703
3983 | 1254.4 | 438.693
3984 | 1254.4 | 438.669
3985 | 1254.291 | 437.179
3986 | 1254.203 | 436.953
3987 | 1253.8934 | 436.552
3988 | 1253.3755 | 436.531
3989 | 1253.158 | 436.379
3990 | 1253.0838 | 435.633
3991 | 1252.9154 | 434.079
3992 | 1252.9006 | 433.979
3993 | 1252.8 | 433.957
3994 | 1252.8 | 433.45
3995 | 1252.8 | 433.137
3996 | 1252.8 | 432.971
3997 | 1252.5906 | 432.379
3998 | 1252.525 | 431.98
3999 | 1252.2468 | 431.957
4000 | 1251.764 | 431.872
4001 | 1251.649 | 431.2
4002 | 1251.5192 | 430.093
4003 | 1251.5192 | 429.682
4004 | 1251.5192 | 429.626
4005 | 1251.361 | 429.315
4006 | 1251.306 | 429.29
4007 | 1251.2 | 429.265
4008 | 1251.1195 | 429.171
4009 | 1251.1145 | 429.042
4010 | 1251.0074 | 428.725
4011 | 1250.9173 | 427.791
4012 | 1250.7879 | 427.71
4013 | 1250.4936 | 427.579
4014 | 1250.4619 | 426.904
4015 | 1250.4 | 426.561
4016 | 1250.4 | 426.089
4017 | 1250.4 | 425.472
4018 | 1250.3824 | 425.372
4019 | 1250.2042 | 424.595
4020 | 1250.1114 | 424
4021 | 1249.9334 | 423.812
4022 | 1249.8858 | 423.701
4023 | 1249.6 | 423.579
4024 | 1249.3245 | 423.325
4025 | 1249.2235 | 422.779
4026 | 1249.168 | 421.979
4027 | 1248.913 | 421.6
4028 | 1248.913 | 421.179
4029 | 1248.8063 | 420.243
4030 | 1248.8 | 420.191
4031 | 1248.8 | 420.094
4032 | 1248.8 | 420.054
4033 | 1248.8 | 419.96
4034 | 1248.8 | 419.579
4035 | 1248.8 | 419.282
4036 | 1248.417 | 419.081
4037 | 1248.3052 | 417.979
4038 | 1248.0084 | 417.928
4039 | 1248 | 416.8
4040 | 1248 | 415.394
4041 | 1247.998 | 414.779
4042 | 1247.462 | 413.879
4043 | 1247.32 | 413.15
4044 | 1247.2 | 412.735
4045 | 1247.1906 | 412.441
4046 | 1247.034 | 410.4
4047 | 1247.0319 | 409.986
4048 | 1246.9858 | 409.979
4049 | 1246.7915 | 409.979
4050 | 1246.7064 | 408.804
4051 | 1246.7064 | 408.44
4052 | 1246.6844 | 407.663
4053 | 1246.649 | 407.579
4054 | 1246.4 | 407.579
4055 | 1246.4 | 406.461
4056 | 1246.4 | 406.281
4057 | 1246.387 | 405.979
4058 | 1246.3728 | 405.515
4059 | 1246.3699 | 405.333
4060 | 1245.954 | 405.199
4061 | 1245.736 | 403.19
4062 | 1245.6 | 401.179
4063 | 1245.6 | 400.981
4064 | 1245.0055 | 400.888
4065 | 1244.8 | 400.835
4066 | 1244.8 | 400.379
4067 | 1244.8 | 399.708
4068 | 1244.4999 | 399.579
4069 | 1244.499 | 399.579
4070 | 1244.374 | 399.201
4071 | 1244.187 | 399.101
4072 | 1244 | 398.912
4073 | 1243.9425 | 398.779
4074 | 1243.9425 | 398.779
4075 | 1243.9425 | 398.573
4076 | 1243.8855 | 398.567
4077 | 1243.5472 | 397.979
4078 | 1243.412 | 397.6
4079 | 1243.3736 | 397.179
4080 | 1243.2 | 397.179
4081 | 1243.2 | 397.058
4082 | 1243.0288 | 394.779
4083 | 1242.7375 | 394.779
4084 | 1242.4 | 394.546
4085 | 1242.3884 | 394.4
4086 | 1242.3487 | 394.172
4087 | 1241.914 | 393.698
4088 | 1241.663 | 392.643
4089 | 1241.662 | 392.558
4090 | 1241.6 | 392.379
4091 | 1241.5596 | 392.248
4092 | 1241.5501 | 392.248
4093 | 1241.5078 | 392.034
4094 | 1241.291 | 391.685
4095 | 1241.187 | 391.579
4096 | 1241.158 | 390.923
4097 | 1240.9649 | 390.814
4098 | 1240.8 | 390.779
4099 | 1240.7703 | 390.4
4100 | 1240.7703 | 390.105
4101 | 1240.471 | 389.979
4102 | 1240.205 | 389.979
4103 | 1240.0867 | 389.179
4104 | 1240.0192 | 388.887
4105 | 1240 | 388.693
4106 | 1240 | 388.559
4107 | 1240 | 388.469
4108 | 1239.89 | 388.379
4109 | 1239.8562 | 387.579
4110 | 1239.8362 | 387.579
4111 | 1239.767 | 387.463
4112 | 1239.5337 | 387.2
4113 | 1239.472 | 386.834
4114 | 1239.3475 | 386.779
4115 | 1239.2694 | 386.523
4116 | 1239.2 | 386.502
4117 | 1239.2 | 386.476
4118 | 1239.2 | 385.979
4119 | 1239.2 | 385.884
4120 | 1239.039 | 385.705
4121 | 1239.0123 | 385.694
4122 | 1238.9154 | 385.522
4123 | 1238.8415 | 385.228
4124 | 1238.812 | 385.179
4125 | 1238.6166 | 384.933
4126 | 1238.6157 | 384.812
4127 | 1238.61 | 384.379
4128 | 1238.5577 | 384.131
4129 | 1238.4395 | 384.022
4130 | 1238.4 | 384
4131 | 1238.4 | 382.4
4132 | 1238.1945 | 382.4
4133 | 1238.191 | 381.6
4134 | 1238.1 | 381.6
4135 | 1238.0554 | 380
4136 | 1237.7156 | 379.98
4137 | 1237.7056 | 379.632
4138 | 1237.7056 | 379.499
4139 | 1237.7056 | 379.356
4140 | 1237.6625 | 379.21
4141 | 1237.5674 | 378.4
4142 | 1237.532 | 378.4
4143 | 1237.1447 | 378.376
4144 | 1237.1447 | 378.345
4145 | 1237.0149 | 378.324
4146 | 1237.0149 | 377.979
4147 | 1236.892 | 377.573
4148 | 1236.8333 | 377.179
4149 | 1236.827 | 377.109
4150 | 1236.8 | 376.928
4151 | 1236.8 | 376.846
4152 | 1236.8 | 376.379
4153 | 1236.5588 | 375.891
4154 | 1236.4091 | 375.579
4155 | 1236.3242 | 375.384
4156 | 1236.1086 | 374.779
4157 | 1236.1086 | 373.979
4158 | 1235.9792 | 373.979
4159 | 1235.738 | 373.02
4160 | 1235.6617 | 372.895
4161 | 1235.312 | 372.387
4162 | 1235.2 | 372.295
4163 | 1234.863 | 372.113
4164 | 1234.4 | 371.624
4165 | 1234.4 | 371.579
4166 | 1234.242 | 371.376
4167 | 1234.1608 | 370.779
4168 | 1234.0498 | 370.779
4169 | 1234.046 | 370.4
4170 | 1233.7922 | 370.108
4171 | 1233.7778 | 369.659
4172 | 1233.7118 | 369.6
4173 | 1233.607 | 369.179
4174 | 1233.6 | 369.179
4175 | 1233.6 | 368.943
4176 | 1233.4671 | 368.8
4177 | 1233.4671 | 368.379
4178 | 1233.429 | 368.162
4179 | 1233.2875 | 367.913
4180 | 1233.2875 | 367.365
4181 | 1233.0561 | 367.2
4182 | 1232.8708 | 366.808
4183 | 1232.8 | 366.779
4184 | 1232.8 | 365.979
4185 | 1232.8 | 365.57
4186 | 1232.7184 | 365.545
4187 | 1232.4093 | 365.289
4188 | 1232.224 | 364.442
4189 | 1232.1801 | 364.379
4190 | 1232.152 | 364.155
4191 | 1232.0808 | 363.154
4192 | 1232 | 362.299
4193 | 1232 | 361.6
4194 | 1231.998 | 361.461
4195 | 1231.9892 | 361.179
4196 | 1231.626 | 360.517
4197 | 1231.447 | 359.579
4198 | 1231.431 | 359.579
4199 | 1231.2495 | 357.979
4200 | 1231.0896 | 357.979
4201 | 1231.0111 | 357.6
4202 | 1230.7987 | 356.379
4203 | 1230.7987 | 355.609
4204 | 1230.7481 | 355.292
4205 | 1230.6701 | 355.243
4206 | 1230.58 | 354.779
4207 | 1230.4932 | 354.4
4208 | 1230.4 | 354.4
4209 | 1230.4 | 353.979
4210 | 1230.108 | 353.46
4211 | 1230.108 | 353.179
4212 | 1230.0597 | 352.893
4213 | 1229.933 | 352.379
4214 | 1229.6 | 352.379
4215 | 1229.5985 | 351.731
4216 | 1229.4174 | 351.579
4217 | 1229.373 | 351.392
4218 | 1229.2948 | 349.979
4219 | 1229.1162 | 349.979
4220 | 1228.928 | 349.979
4221 | 1228.803 | 349.814
4222 | 1228.8 | 349.034
4223 | 1228.6313 | 348.705
4224 | 1228.3805 | 348.686
4225 | 1228.3805 | 348.085
4226 | 1228.3184 | 347.403
4227 | 1228.2872 | 347.267
4228 | 1228.1419 | 346.895
4229 | 1228.0848 | 346.42
4230 | 1228.071 | 346.122
4231 | 1228.0489 | 345.979
4232 | 1228 | 345.979
4233 | 1228 | 345.932
4234 | 1227.897 | 345.347
4235 | 1227.421 | 344.379
4236 | 1227.347 | 344.379
4237 | 1227.3453 | 344.184
4238 | 1227.291 | 342.809
4239 | 1227.2 | 342.4
4240 | 1226.996 | 342.36
4241 | 1226.957 | 341.979
4242 | 1226.9442 | 341.979
4243 | 1226.8474 | 341.628
4244 | 1226.7781 | 341.179
4245 | 1226.4 | 341.068
4246 | 1226.4 | 340.843
4247 | 1226.4 | 340.802
4248 | 1226.4 | 340.665
4249 | 1226.4 | 340.504
4250 | 1226.4 | 340.045
4251 | 1226.0084 | 338.779
4252 | 1225.8163 | 338.779
4253 | 1225.774 | 337.979
4254 | 1225.6264 | 337.179
4255 | 1225.6 | 336.228
4256 | 1225.6 | 334.779
4257 | 1225.6 | 333.179
4258 | 1225.6 | 332.039
4259 | 1225.411 | 331.607
4260 | 1225.3763 | 330.779
4261 | 1225.2732 | 330.746
4262 | 1225.2315 | 329.979
4263 | 1224.946 | 329.97
4264 | 1224.9167 | 329.222
4265 | 1224.801 | 328.379
4266 | 1224.8 | 328.379
4267 | 1224.544 | 328.379
4268 | 1224.436 | 327.958
4269 | 1224.246 | 327.374
4270 | 1223.9724 | 327.2
4271 | 1223.3853 | 326.779
4272 | 1223.2 | 326.597
4273 | 1223.2 | 326.085
4274 | 1223.2 | 325.6
4275 | 1222.75 | 325.235
4276 | 1222.7384 | 324.596
4277 | 1222.683 | 324.379
4278 | 1222.5996 | 324.334
4279 | 1222.5105 | 323.795
4280 | 1222.4 | 323.523
4281 | 1222.4 | 323.453
4282 | 1222.4 | 322.078
4283 | 1222.4 | 321.828
4284 | 1222.4 | 321.179
4285 | 1222.398 | 321.179
4286 | 1222.285 | 320.515
4287 | 1222.1238 | 320.379
4288 | 1221.935 | 320.379
4289 | 1221.8379 | 319.775
4290 | 1221.6987 | 319.579
4291 | 1221.6297 | 319.209
4292 | 1221.6 | 318.779
4293 | 1221.3717 | 318.643
4294 | 1221.1291 | 318.491
4295 | 1220.8328 | 317.979
4296 | 1220.8 | 317.842
4297 | 1220.8 | 317.708
4298 | 1220.5699 | 317.179
4299 | 1220.12 | 316.951
4300 | 1220.0359 | 316.626
4301 | 1220 | 316.476
4302 | 1220 | 316.379
4303 | 1220 | 315.341
4304 | 1220 | 315.208
4305 | 1219.8369 | 314.779
4306 | 1219.569 | 314.544
4307 | 1219.223 | 314.544
4308 | 1219.2 | 314.209
4309 | 1219.2 | 313.979
4310 | 1219.0571 | 313.356
4311 | 1218.7567 | 313.179
4312 | 1218.646 | 313.138
4313 | 1218.5665 | 312.714
4314 | 1218.473 | 312.653
4315 | 1218.4 | 312.379
4316 | 1218.2391 | 312.153
4317 | 1218.137 | 312.1
4318 | 1218.0211 | 312.1
4319 | 1217.803 | 311.579
4320 | 1217.7058 | 311.512
4321 | 1217.6 | 311.138
4322 | 1217.6 | 310.814
4323 | 1217.6 | 310.779
4324 | 1217.598 | 310.779
4325 | 1217.422 | 310.3
4326 | 1217.408 | 309.769
4327 | 1217.2856 | 309.179
4328 | 1217.2856 | 309.179
4329 | 1217.1598 | 309.179
4330 | 1217.119 | 308.88
4331 | 1216.9309 | 308.875
4332 | 1216.8483 | 308.802
4333 | 1216.8397 | 308.8
4334 | 1216.8 | 308.379
4335 | 1216.6852 | 308.227
4336 | 1216.588 | 307.677
4337 | 1216.436 | 307.599
4338 | 1216.2944 | 307.491
4339 | 1216.2944 | 306.73
4340 | 1216 | 306.007
4341 | 1216 | 305.884
4342 | 1216 | 305.884
4343 | 1216 | 305.882
4344 | 1215.9093 | 305.6
4345 | 1215.698 | 304.664
4346 | 1215.644 | 304.411
4347 | 1215.6037 | 304.379
4348 | 1215.6037 | 304.198
4349 | 1215.461 | 303.579
4350 | 1215.2952 | 303.579
4351 | 1215.2 | 303.415
4352 | 1215.149 | 302.649
4353 | 1215.1313 | 302.405
4354 | 1215.0892 | 301.179
4355 | 1215.0791 | 300.446
4356 | 1214.924 | 300.152
4357 | 1214.887 | 298.546
4358 | 1214.49 | 297.979
4359 | 1214.4 | 297.48
4360 | 1214.4 | 297.338
4361 | 1214.4 | 297.111
4362 | 1214.3544 | 296.939
4363 | 1214.3435 | 296.803
4364 | 1214.229 | 296.562
4365 | 1214.189 | 296.379
4366 | 1214.131 | 296
4367 | 1213.9294 | 295.745
4368 | 1213.91 | 295.419
4369 | 1213.663 | 294.161
4370 | 1213.608 | 293.29
4371 | 1213.6 | 293.179
4372 | 1213.6 | 292.543
4373 | 1212.985 | 292.38
4374 | 1212.909 | 292.379
4375 | 1212.8409 | 292.231
4376 | 1212.8063 | 292.226
4377 | 1212.806 | 291.579
4378 | 1212.8 | 291.578
4379 | 1212.8 | 291.419
4380 | 1212.52 | 291.39
4381 | 1212.443 | 291.063
4382 | 1212.067 | 290.844
4383 | 1212 | 290.779
4384 | 1212 | 290.779
4385 | 1212 | 290.683
4386 | 1212 | 290.32
4387 | 1211.7488 | 290.027
4388 | 1211.742 | 289.979
4389 | 1211.6653 | 289.569
4390 | 1211.4596 | 289.212
4391 | 1211.392 | 289.179
4392 | 1211.3632 | 288.383
4393 | 1211.2 | 287.996
4394 | 1211.2 | 287.751
4395 | 1211.2 | 286.779
4396 | 1211.2 | 286.779
4397 | 1211.064 | 286.779
4398 | 1210.9693 | 286.461
4399 | 1210.7689 | 286.104
4400 | 1210.6659 | 285.979
4401 | 1210.4 | 285.979
4402 | 1210.4 | 285.856
4403 | 1209.862 | 285.14
4404 | 1209.6927 | 285.112
4405 | 1209.6763 | 284.907
4406 | 1209.6 | 284.8
4407 | 1209.5909 | 284.786
4408 | 1209.1949 | 284.589
4409 | 1209.14 | 284.564
4410 | 1209.033 | 284.449
4411 | 1208.997 | 284.262
4412 | 1208.9158 | 283.692
4413 | 1208.8 | 283.579
4414 | 1208.7526 | 282.525
4415 | 1208.6635 | 282.444
4416 | 1208.6278 | 281.979
4417 | 1208.3058 | 281.179
4418 | 1208.0826 | 281.075
4419 | 1208 | 280.8
4420 | 1207.7239 | 280.484
4421 | 1207.4389 | 280.379
4422 | 1207.3155 | 279.708
4423 | 1207.2 | 279.579
4424 | 1207.2 | 279.579
4425 | 1207.2 | 279.579
4426 | 1207.2 | 279.579
4427 | 1207.142 | 279.502
4428 | 1207.035 | 279.2
4429 | 1206.9883 | 278.921
4430 | 1206.845 | 278.779
4431 | 1206.68 | 278.637
4432 | 1206.6721 | 278.114
4433 | 1206.6248 | 278.052
4434 | 1206.4888 | 277.979
4435 | 1206.4888 | 277.915
4436 | 1206.4 | 277.561
4437 | 1206.4 | 276.34
4438 | 1206.4 | 275.605
4439 | 1206.253 | 274.557
4440 | 1206.2528 | 274.174
4441 | 1206.214 | 273.106
4442 | 1205.8909 | 272.871
4443 | 1205.6919 | 272.708
4444 | 1205.541 | 272.548
4445 | 1205.407 | 272.295
4446 | 1205.397 | 272.295
4447 | 1204.9136 | 272.161
4448 | 1204.8 | 271.579
4449 | 1204.8 | 270.824
4450 | 1204.8 | 270.79
4451 | 1204.7818 | 270.647
4452 | 1204.6634 | 270.079
4453 | 1204.4444 | 269.979
4454 | 1204 | 269.979
4455 | 1204 | 269.979
4456 | 1204 | 269.179
4457 | 1204 | 268.34
4458 | 1203.916 | 267.579
4459 | 1203.862 | 267.579
4460 | 1203.8265 | 266.899
4461 | 1203.6531 | 266.779
4462 | 1203.4772 | 266.779
4463 | 1203.4772 | 266.696
4464 | 1203.2 | 266.261
4465 | 1203.2 | 265.675
4466 | 1203.199 | 265.368
4467 | 1203.114 | 265.179
4468 | 1203.09 | 264.94
4469 | 1203.0278 | 264.379
4470 | 1202.7821 | 264.379
4471 | 1202.5043 | 264.379
4472 | 1202.4 | 264.379
4473 | 1202.4 | 264.379
4474 | 1202.3589 | 263.912
4475 | 1202.344 | 263.469
4476 | 1201.79 | 263.118
4477 | 1201.79 | 262.779
4478 | 1201.671 | 262.64
4479 | 1201.6 | 261.979
4480 | 1201.6 | 261.949
4481 | 1201.4218 | 261.179
4482 | 1201.1464 | 261.179
4483 | 1201.14 | 260.623
4484 | 1201.115 | 260.341
4485 | 1201.095 | 260.123
4486 | 1200.8854 | 259.579
4487 | 1200.8 | 259.2
4488 | 1200.8 | 258.872
4489 | 1200.8 | 258.762
4490 | 1200.8 | 258.037
4491 | 1200.7723 | 257.979
4492 | 1200.7083 | 257.179
4493 | 1200.592 | 256.887
4494 | 1200.589 | 256.379
4495 | 1200.4086 | 256.379
4496 | 1200.3686 | 255.579
4497 | 1200.2556 | 255.342
4498 | 1200.195 | 254.754
4499 | 1200.115 | 254.521
4500 | 1200.1137 | 253.991
4501 | 1200 | 253.981
4502 | 1199.6331 | 253.979
4503 | 1199.5926 | 253.979
4504 | 1199.3168 | 253.179
4505 | 1199.3168 | 253.179
4506 | 1199.225 | 253.179
4507 | 1199.2 | 252.399
4508 | 1199.2 | 252.387
4509 | 1199.2 | 252.379
4510 | 1199.0566 | 251.82
4511 | 1198.9713 | 251.581
4512 | 1198.8976 | 251.581
4513 | 1198.8156 | 251.579
4514 | 1198.4 | 251.579
4515 | 1198.4 | 251.35
4516 | 1198.38 | 250.938
4517 | 1198.3366 | 249.19
4518 | 1198.1621 | 248.759
4519 | 1198.1208 | 248.328
4520 | 1198.058 | 248.31
4521 | 1198.0387 | 248.105
4522 | 1198.0387 | 247.843
4523 | 1197.79 | 247.492
4524 | 1197.303 | 247.061
4525 | 1197.2617 | 246.674
4526 | 1196.9072 | 246.384
4527 | 1196.8 | 245.478
4528 | 1196.8 | 245.179
4529 | 1196.4829 | 244.506
4530 | 1196.4679 | 244.47
4531 | 1196.422 | 244.345
4532 | 1196.191 | 244.221
4533 | 1196.1437 | 243.889
4534 | 1196.1292 | 243.729
4535 | 1196 | 243.713
4536 | 1196 | 243.711
4537 | 1196 | 243.579
4538 | 1195.968 | 243.579
4539 | 1195.6673 | 243.437
4540 | 1195.5738 | 243.428
4541 | 1195.5738 | 242.779
4542 | 1195.4363 | 242.779
4543 | 1195.22 | 242.779
4544 | 1195.2 | 242.572
4545 | 1195.2 | 241.979
4546 | 1195.2 | 241.979
4547 | 1194.744 | 241.856
4548 | 1194.5136 | 241.717
4549 | 1194.461 | 241.399
4550 | 1194.4 | 241.206
4551 | 1194.4 | 241.179
4552 | 1194.4 | 240.883
4553 | 1193.8661 | 240.379
4554 | 1193.7386 | 240.281
4555 | 1193.708 | 240.134
4556 | 1193.6 | 239.068
4557 | 1193.6 | 238.779
4558 | 1193.2138 | 238.043
4559 | 1193.172 | 237.726
4560 | 1193.029 | 237.662
4561 | 1192.8111 | 237.514
4562 | 1192.7735 | 237.514
4563 | 1192.6799 | 237.182
4564 | 1192.4164 | 237.179
4565 | 1192.407 | 237.179
4566 | 1192.262 | 235.892
4567 | 1192 | 235.873
4568 | 1192 | 235.224
4569 | 1192 | 234.4
4570 | 1192 | 233.898
4571 | 1191.895 | 233.589
4572 | 1191.8232 | 233.543
4573 | 1191.5872 | 233.488
4574 | 1191.5782 | 233.429
4575 | 1191.2752 | 233.261
4576 | 1191.2 | 232.379
4577 | 1191.2 | 231.991
4578 | 1191.158 | 231.953
4579 | 1191.082 | 231.743
4580 | 1190.5629 | 231.579
4581 | 1190.56 | 231.106
4582 | 1190.482 | 230.755
4583 | 1190.4 | 230.751
4584 | 1190.4 | 230.4
4585 | 1190.0714 | 229.486
4586 | 1189.8149 | 229.179
4587 | 1189.7541 | 229.179
4588 | 1189.61 | 228.379
4589 | 1189.6 | 227.579
4590 | 1189.6 | 226.445
4591 | 1189.6 | 226.256
4592 | 1189.6 | 225.979
4593 | 1189.6 | 225.696
4594 | 1189.3358 | 225.083
4595 | 1189.1388 | 224.945
4596 | 1188.8 | 224.711
4597 | 1188.8 | 224.576
4598 | 1188.667 | 223.758
4599 | 1188.5309 | 223.579
4600 | 1188.3885 | 223.2
4601 | 1188.218 | 222.814
4602 | 1188 | 222.358
4603 | 1187.9385 | 222.332
4604 | 1187.8648 | 222.139
4605 | 1187.8648 | 221.979
4606 | 1187.464 | 221.179
4607 | 1187.2856 | 221.179
4608 | 1187.2 | 221.086
4609 | 1187.1293 | 220.981
4610 | 1187.0499 | 220.693
4611 | 1186.9605 | 220.533
4612 | 1186.715 | 220.503
4613 | 1186.5863 | 220.421
4614 | 1186.4 | 220.379
4615 | 1186.3938 | 220.379
4616 | 1186.13 | 220.379
4617 | 1186.075 | 220.236
4618 | 1185.9043 | 219.601
4619 | 1185.808 | 219.255
4620 | 1185.7689 | 218.779
4621 | 1185.424 | 218.649
4622 | 1185.2801 | 218.4
4623 | 1185.2757 | 218.105
4624 | 1185.2136 | 217.979
4625 | 1185.147 | 217.979
4626 | 1185.0608 | 217.745
4627 | 1184.9728 | 217.179
4628 | 1184.9728 | 217.179
4629 | 1184.9728 | 217.179
4630 | 1184.8307 | 216.731
4631 | 1184.8307 | 216.495
4632 | 1184.8307 | 216.379
4633 | 1184.8 | 216.379
4634 | 1184.8 | 215.76
4635 | 1184.4607 | 215.66
4636 | 1184.2177 | 215.579
4637 | 1184.1872 | 215.579
4638 | 1184.1872 | 214.983
4639 | 1184 | 214.925
4640 | 1184 | 214.869
4641 | 1183.914 | 214.045
4642 | 1183.594 | 213.672
4643 | 1183.4517 | 213.658
4644 | 1183.22 | 213.419
4645 | 1183.2 | 213.341
4646 | 1183.2 | 213.179
4647 | 1183.2 | 213.179
4648 | 1182.9589 | 212.977
4649 | 1182.912 | 212.605
4650 | 1182.818 | 212.542
4651 | 1182.7428 | 212.379
4652 | 1182.657 | 211.746
4653 | 1182.509 | 211.595
4654 | 1182.4 | 210.4
4655 | 1182.4 | 210.388
4656 | 1182.4 | 209.979
4657 | 1182.4 | 209.979
4658 | 1182.365 | 209.928
4659 | 1182.361 | 209.702
4660 | 1181.9806 | 209.658
4661 | 1181.9806 | 209.179
4662 | 1181.7602 | 209.179
4663 | 1181.647 | 208.379
4664 | 1181.6 | 208.379
4665 | 1181.242 | 208.141
4666 | 1181.19 | 207.884
4667 | 1181.115 | 207.8
4668 | 1181.0885 | 207.74
4669 | 1180.946 | 207.483
4670 | 1180.8 | 207.075
4671 | 1180.8 | 206.779
4672 | 1180.8 | 206.779
4673 | 1180.8 | 206.736
4674 | 1180.5096 | 205.531
4675 | 1180.5096 | 205.374
4676 | 1180.3883 | 205.223
4677 | 1180.2871 | 204.67
4678 | 1180 | 204.379
4679 | 1179.9083 | 204.364
4680 | 1179.7741 | 203.82
4681 | 1179.725 | 203.819
4682 | 1179.3922 | 203.777
4683 | 1179.3631 | 202.93
4684 | 1179.3466 | 202.779
4685 | 1179.255 | 202.779
4686 | 1179.2 | 202.703
4687 | 1179.2 | 201.513
4688 | 1179.2 | 201.179
4689 | 1179.0386 | 200.756
4690 | 1178.9974 | 200.379
4691 | 1178.5865 | 200.379
4692 | 1178.5 | 200
4693 | 1178.4929 | 199.55
4694 | 1178.4 | 198.779
4695 | 1178.4 | 198.779
4696 | 1178.36 | 198.53
4697 | 1178.3067 | 198.008
4698 | 1178.106 | 197.979
4699 | 1178.0217 | 197.629
4700 | 1177.8008 | 197.179
4701 | 1177.8001 | 197.097
4702 | 1177.6161 | 196.537
4703 | 1177.5675 | 196.379
4704 | 1177.554 | 196.379
4705 | 1177.4916 | 195.969
4706 | 1177.0613 | 195.957
4707 | 1176.84 | 195.579
4708 | 1176.832 | 195.579
4709 | 1176.8108 | 194.941
4710 | 1176.8 | 194.74
4711 | 1176.8 | 193.515
4712 | 1176.8 | 193.092
4713 | 1176.8 | 192.734
4714 | 1176.7039 | 192
4715 | 1176.207 | 191.649
4716 | 1176.0394 | 191.636
4717 | 1176 | 191.579
4718 | 1175.793 | 191.372
4719 | 1175.544 | 190.887
4720 | 1175.372 | 190.23
4721 | 1175.229 | 189.979
4722 | 1175.2 | 189.979
4723 | 1175.2 | 189.179
4724 | 1175.0536 | 189.149
4725 | 1175.0134 | 189.093
4726 | 1174.9733 | 188.379
4727 | 1174.7929 | 187.066
4728 | 1174.6209 | 187.054
4729 | 1174.6132 | 187.013
4730 | 1174.6132 | 186.779
4731 | 1174.5986 | 186.465
4732 | 1174.1449 | 185.979
4733 | 1173.9536 | 185.688
4734 | 1173.817 | 185.179
4735 | 1173.8164 | 184.651
4736 | 1173.7765 | 184.479
4737 | 1173.6 | 184.379
4738 | 1173.32 | 184.379
4739 | 1173.122 | 184.033
4740 | 1172.832 | 183.854
4741 | 1172.8 | 183.701
4742 | 1172.8 | 182.883
4743 | 1172.3997 | 182.868
4744 | 1172.2624 | 182.779
4745 | 1172.039 | 182.129
4746 | 1172 | 182.028
4747 | 1172 | 181.717
4748 | 1171.973 | 181.717
4749 | 1171.9502 | 181.636
4750 | 1171.847 | 181.179
4751 | 1171.6916 | 180.68
4752 | 1171.349 | 180.172
4753 | 1171.326 | 180
4754 | 1171.2 | 178.779
4755 | 1171.09 | 178.779
4756 | 1171.084 | 178.777
4757 | 1170.7092 | 177.979
4758 | 1170.6288 | 177.979
4759 | 1170.5985 | 177.479
4760 | 1170.4 | 176.911
4761 | 1170.3146 | 176.74
4762 | 1170.2123 | 176.606
4763 | 1170.2102 | 176.4
4764 | 1169.848 | 176.379
4765 | 1169.6 | 176.379
4766 | 1169.6 | 175.886
4767 | 1169.6 | 175.736
4768 | 1169.6 | 175.332
4769 | 1169.1854 | 174.472
4770 | 1169.049 | 174.019
4771 | 1168.8 | 173.887
4772 | 1168.8 | 173.6
4773 | 1168.8 | 173.542
4774 | 1168.6743 | 173.495
4775 | 1168.515 | 173.179
4776 | 1168.446 | 173.028
4777 | 1168.1969 | 172.738
4778 | 1168.124 | 172.698
4779 | 1168.045 | 172.698
4780 | 1168 | 172.579
4781 | 1168 | 172.379
4782 | 1168 | 172.264
4783 | 1167.9465 | 171.216
4784 | 1167.854 | 171.2
4785 | 1167.775 | 170.616
4786 | 1167.7466 | 170.331
4787 | 1167.432 | 169.979
4788 | 1167.329 | 169.222
4789 | 1167.2 | 169.156
4790 | 1167.2 | 168.303
4791 | 1167.2 | 167.957
4792 | 1167.2 | 167.751
4793 | 1166.9312 | 167.579
4794 | 1166.901 | 167.579
4795 | 1166.426 | 167.579
4796 | 1166.42 | 166.813
4797 | 1166.4 | 166.779
4798 | 1166.299 | 165.979
4799 | 1166.2254 | 165.979
4800 | 1166.196 | 165.979
4801 | 1165.9822 | 165.756
4802 | 1165.8744 | 165.32
4803 | 1165.8744 | 165.179
4804 | 1165.6 | 165.14
4805 | 1165.6 | 164.379
4806 | 1165.6 | 164.379
4807 | 1165.6 | 163.956
4808 | 1165.4076 | 163.765
4809 | 1165.374 | 163.579
4810 | 1165.2976 | 163.006
4811 | 1165.2105 | 162.928
4812 | 1165.1837 | 162.338
4813 | 1165.131 | 161.549
4814 | 1165.0637 | 161.542
4815 | 1165.0506 | 160.8
4816 | 1164.8 | 160.745
4817 | 1164.8 | 160.449
4818 | 1164.6709 | 160.379
4819 | 1164.5561 | 159.948
4820 | 1164.4744 | 159.615
4821 | 1164.458 | 159.614
4822 | 1164.3879 | 159.561
4823 | 1164.3282 | 159.043
4824 | 1164.3282 | 158.779
4825 | 1164.3282 | 158.534
4826 | 1163.9011 | 158.266
4827 | 1163.639 | 158.159
4828 | 1163.5669 | 157.979
4829 | 1163.2 | 157.979
4830 | 1163.2 | 157.401
4831 | 1163.1117 | 157.357
4832 | 1162.8571 | 157.064
4833 | 1162.8571 | 156.852
4834 | 1162.7946 | 156.653
4835 | 1162.7327 | 156.165
4836 | 1162.6599 | 156.155
4837 | 1162.556 | 155.579
4838 | 1162.5522 | 155.471
4839 | 1162.4 | 155.471
4840 | 1162.4 | 155.077
4841 | 1162.384 | 154.333
4842 | 1162.3773 | 153.979
4843 | 1162.2995 | 153.573
4844 | 1162.2995 | 153.399
4845 | 1162.25 | 153.179
4846 | 1162.174 | 153.179
4847 | 1162.1216 | 153.179
4848 | 1162.094 | 152.776
4849 | 1161.964 | 152.59
4850 | 1161.734 | 152.511
4851 | 1161.6 | 152.405
4852 | 1161.3384 | 152.379
4853 | 1161.248 | 152.116
4854 | 1161.104 | 151.422
4855 | 1161.093 | 151.397
4856 | 1161.083 | 151.073
4857 | 1161.0661 | 150.934
4858 | 1161.038 | 150.584
4859 | 1160.8 | 150.521
4860 | 1160.599 | 150.199
4861 | 1160.5057 | 149.735
4862 | 1160.349 | 149.595
4863 | 1160.2693 | 149.594
4864 | 1159.956 | 149.255
4865 | 1159.838 | 148.943
4866 | 1159.81 | 147.786
4867 | 1159.54 | 147.579
4868 | 1159.2 | 147.198
4869 | 1159.2 | 146.779
4870 | 1158.633 | 145.633
4871 | 1158.511 | 145.179
4872 | 1158.444 | 145.179
4873 | 1158.4 | 145.179
4874 | 1158.4 | 145.156
4875 | 1158.39 | 145.05
4876 | 1158.2769 | 144.379
4877 | 1158.2769 | 144.379
4878 | 1157.6379 | 144.379
4879 | 1157.6 | 142.933
4880 | 1157.2293 | 142.779
4881 | 1157.201 | 142.753
4882 | 1157.0817 | 142.694
4883 | 1156.956 | 141.689
4884 | 1156.8955 | 141.485
4885 | 1156.8955 | 141.179
4886 | 1156.838 | 141.179
4887 | 1156.8 | 141.179
4888 | 1156.517 | 141.174
4889 | 1156.3257 | 140.966
4890 | 1156 | 140.82
4891 | 1156 | 140.544
4892 | 1155.725 | 140.379
4893 | 1155.7145 | 139.849
4894 | 1155.5019 | 139.724
4895 | 1155.338 | 139.579
4896 | 1155.2987 | 139.229
4897 | 1155.2 | 139.126
4898 | 1155.2 | 138.816
4899 | 1154.806 | 138.779
4900 | 1154.7758 | 138.575
4901 | 1154.691 | 138.431
4902 | 1154.1328 | 138.4
4903 | 1154.1328 | 138.278
4904 | 1154.0047 | 137.335
4905 | 1153.9649 | 136.8
4906 | 1153.6 | 136.268
4907 | 1153.519 | 136.267
4908 | 1153.41 | 136.224
4909 | 1153.367 | 136.071
4910 | 1153.1952 | 135.76
4911 | 1152.9763 | 134.902
4912 | 1152.8 | 134.303
4913 | 1152.8 | 133.979
4914 | 1152.8 | 133.979
4915 | 1152.652 | 133.898
4916 | 1152 | 133.65
4917 | 1152 | 133.404
4918 | 1151.9371 | 133.015
4919 | 1151.8243 | 131.579
4920 | 1151.8243 | 131.541
4921 | 1151.437 | 131.071
4922 | 1151.05 | 130.889
4923 | 1150.936 | 129.956
4924 | 1150.8718 | 128.956
4925 | 1150.6454 | 127.748
4926 | 1150.5013 | 127.579
4927 | 1150.4507 | 127.2
4928 | 1150.4 | 127.029
4929 | 1150.4 | 126.647
4930 | 1150.4 | 126.4
4931 | 1150.3401 | 126.306
4932 | 1150.1519 | 125.979
4933 | 1149.785 | 125.979
4934 | 1149.6178 | 125.979
4935 | 1149.6 | 125.892
4936 | 1149.6 | 125.839
4937 | 1149.6 | 125.15
4938 | 1149.254 | 124.845
4939 | 1149.101 | 124.8
4940 | 1148.4205 | 124.8
4941 | 1148.1467 | 124.379
4942 | 1148.1467 | 124.379
4943 | 1148.1467 | 124.379
4944 | 1148 | 123.533
4945 | 1148 | 123.2
4946 | 1148 | 123.118
4947 | 1147.9167 | 122.756
4948 | 1147.7987 | 122.527
4949 | 1147.683 | 122.356
4950 | 1147.5377 | 122.318
4951 | 1147.534 | 121.202
4952 | 1147.519 | 121.179
4953 | 1147.4112 | 120.951
4954 | 1147.4094 | 120.871
4955 | 1147.38 | 120.807
4956 | 1147.369 | 120.379
4957 | 1147.2 | 120.379
4958 | 1147.2 | 120.16
4959 | 1147.2 | 120
4960 | 1147.17 | 119.91
4961 | 1147.0671 | 119.419
4962 | 1147.015 | 119.403
4963 | 1146.697 | 119.306
4964 | 1146.669 | 119.141
4965 | 1146.5832 | 119.098
4966 | 1146.42 | 118.864
4967 | 1146.4 | 118.839
4968 | 1146.4 | 118.4
4969 | 1146.178 | 117.962
4970 | 1146.147 | 117.088
4971 | 1145.9282 | 116.95
4972 | 1145.8446 | 116.8
4973 | 1145.7167 | 116.541
4974 | 1145.6 | 116.145
4975 | 1145.6 | 116.132
4976 | 1145.6 | 116.119
4977 | 1145.5301 | 116
4978 | 1145.1539 | 115.579
4979 | 1144.8 | 115.477
4980 | 1144.8 | 115.22
4981 | 1144.8 | 114.987
4982 | 1144.4632 | 114.894
4983 | 1144.3567 | 114.779
4984 | 1144.1924 | 114.779
4985 | 1144.168 | 114.758
4986 | 1144 | 114.4
4987 | 1143.986 | 114.4
4988 | 1143.3262 | 113.678
4989 | 1143.278 | 113.6
4990 | 1143.2188 | 113.518
4991 | 1143.193 | 113.179
4992 | 1143.128 | 113.123
4993 | 1142.5534 | 112.861
4994 | 1142.4 | 112.861
4995 | 1142.4 | 112.656
4996 | 1142.4 | 112.391
4997 | 1142.4 | 112.379
4998 | 1142.288 | 112.379
4999 | 1142.233 | 112.379
5000 | 1141.8157 | 111.2
5001 | 1141.7005 | 110.914
5002 | 1141.6 | 110.779
5003 | 1141.587 | 110.576
5004 | 1141.3284 | 110.4
5005 | 1141.3222 | 110.4
5006 | 1141.1439 | 110.4
5007 | 1141.0098 | 110.4
5008 | 1141.0098 | 110.4
5009 | 1140.835 | 110.328
5010 | 1140.8 | 109.819
5011 | 1140.583 | 109.6
5012 | 1140.384 | 109.6
5013 | 1140.3677 | 108.8
5014 | 1140.2509 | 108.379
5015 | 1140.056 | 108.379
5016 | 1140 | 108.379
5017 | 1140 | 108.377
5018 | 1140 | 108.333
5019 | 1139.749 | 108.121
5020 | 1139.5362 | 108
5021 | 1139.46 | 108
5022 | 1139.333 | 107.9
5023 | 1139.3205 | 107.813
5024 | 1139.2 | 107.579
5025 | 1139.2 | 107.579
5026 | 1138.585 | 107.217
5027 | 1138.4192 | 107.217
5028 | 1138.4 | 107.217
5029 | 1138.4 | 107.2
5030 | 1138.269 | 107.136
5031 | 1138.2471 | 107.123
5032 | 1138.22 | 106.988
5033 | 1137.9564 | 106.825
5034 | 1137.6 | 106.779
5035 | 1137.6 | 106.65
5036 | 1137.5314 | 106.4
5037 | 1137.376 | 106.4
5038 | 1137.1705 | 106.211
5039 | 1137.1139 | 106.119
5040 | 1137.052 | 105.986
5041 | 1136.8 | 105.915
5042 | 1136.61 | 105.741
5043 | 1136.3975 | 105.6
5044 | 1136.175 | 105.6
5045 | 1136.1375 | 105.5
5046 | 1135.9657 | 105.432
5047 | 1135.9 | 105.189
5048 | 1135.797 | 105.189
5049 | 1135.5657 | 105.179
5050 | 1135.24 | 104.887
5051 | 1135.205 | 104.887
5052 | 1135.2 | 104.8
5053 | 1135.0278 | 104.8
5054 | 1134.7688 | 104.8
5055 | 1134.4 | 104.432
5056 | 1134.4 | 104.376
5057 | 1134.3734 | 104.11
5058 | 1134.3301 | 104
5059 | 1134.3297 | 104
5060 | 1134.203 | 103.864
5061 | 1134.1783 | 103.861
5062 | 1133.6 | 103.579
5063 | 1133.5528 | 103.333
5064 | 1133.4363 | 103.2
5065 | 1133.4123 | 103.104
5066 | 1133.191 | 102.736
5067 | 1133.1751 | 102.626
5068 | 1132.8406 | 102.4
5069 | 1132.8 | 102.236
5070 | 1132.7008 | 102.229
5071 | 1132.6778 | 102.221
5072 | 1132.464 | 101.816
5073 | 1132.1777 | 101.779
5074 | 1132.013 | 101.779
5075 | 1132 | 101.632
5076 | 1132 | 101.6
5077 | 1131.4817 | 101.6
5078 | 1131.45 | 101.6
5079 | 1131.3953 | 101.6
5080 | 1131.3791 | 101.205
5081 | 1131.3402 | 101.179
5082 | 1131.2 | 101.002
5083 | 1131.2 | 100.8
5084 | 1131.2 | 100.766
5085 | 1131.2 | 100.593
5086 | 1131.076 | 100.593
5087 | 1131.027 | 100.379
5088 | 1130.671 | 100.379
5089 | 1130.656 | 100.245
5090 | 1130.4682 | 100
5091 | 1130.4 | 100
5092 | 1130.342 | 99.948
5093 | 1130.2855 | 99.775
5094 | 1129.8233 | 99.536
5095 | 1129.6 | 99.448
5096 | 1129.0885 | 99.395
5097 | 1128.9285 | 99.2
5098 | 1128.8 | 98.957
5099 | 1128.8 | 98.729
5100 | 1128.8 | 98.671
5101 | 1128.8 | 98.56
5102 | 1128.7455 | 98.4
5103 | 1128.6053 | 98.4
5104 | 1128.5775 | 98.4
5105 | 1128 | 98.4
5106 | 1128 | 98.083
5107 | 1128 | 97.979
5108 | 1127.7874 | 97.977
5109 | 1127.5968 | 97.824
5110 | 1127.5522 | 97.6
5111 | 1127.5522 | 97.322
5112 | 1127.549 | 97.241
5113 | 1127.493 | 96.8
5114 | 1127.2 | 96.8
5115 | 1127.2 | 96.506
5116 | 1127.2 | 96.504
5117 | 1127.2 | 96.379
5118 | 1127.2 | 96.344
5119 | 1127.015 | 96.176
5120 | 1126.9881 | 95.805
5121 | 1126.9766 | 95.794
5122 | 1126.9696 | 95.5
5123 | 1126.8 | 95.2
5124 | 1126.6764 | 95.2
5125 | 1126.5055 | 95.2
5126 | 1126.5055 | 94.882
5127 | 1126.43 | 94.868
5128 | 1126.4 | 94.868
5129 | 1126.4 | 94.83
5130 | 1126.266 | 94.779
5131 | 1125.992 | 94.69
5132 | 1125.8148 | 94.4
5133 | 1125.6 | 94.4
5134 | 1125.5 | 94.147
5135 | 1125.488 | 94.033
5136 | 1125.3411 | 93.6
5137 | 1125.237 | 93.411
5138 | 1125.2328 | 93.277
5139 | 1124.8 | 92.811
5140 | 1124.637 | 92.806
5141 | 1124.2295 | 92.8
5142 | 1124.1761 | 92.676
5143 | 1124 | 92.379
5144 | 1123.8746 | 92.046
5145 | 1123.8746 | 92
5146 | 1123.8746 | 92
5147 | 1123.825 | 91.94
5148 | 1123.7505 | 91.657
5149 | 1123.4907 | 91.642
5150 | 1123.1632 | 91.642
5151 | 1122.8155 | 91.597
5152 | 1122.777 | 91.579
5153 | 1122.775 | 91.2
5154 | 1122.711 | 91.2
5155 | 1122.6757 | 91.2
5156 | 1122.6445 | 91.023
5157 | 1122.6312 | 90.92
5158 | 1122.521 | 90.779
5159 | 1122.4035 | 90.779
5160 | 1122.4 | 90.779
5161 | 1122.4 | 90.455
5162 | 1122.4 | 90.316
5163 | 1122.3613 | 89.6
5164 | 1121.8987 | 89.6
5165 | 1121.6603 | 89.6
5166 | 1121.6 | 89.239
5167 | 1121.6 | 89.151
5168 | 1121.6 | 88.998
5169 | 1121.6 | 88.998
5170 | 1121.6 | 88.8
5171 | 1121.586 | 88.379
5172 | 1121.5161 | 88.342
5173 | 1121.2717 | 88.342
5174 | 1121.1221 | 88.262
5175 | 1120.8 | 88.262
5176 | 1120.197 | 88.213
5177 | 1120.1603 | 88
5178 | 1120.1186 | 88
5179 | 1120 | 87.886
5180 | 1120 | 87.847
5181 | 1120 | 87.658
5182 | 1119.86 | 87.658
5183 | 1119.4615 | 87.513
5184 | 1119.4615 | 87.431
5185 | 1119.408 | 87.2
5186 | 1119.2978 | 87.197
5187 | 1119.2 | 87.026
5188 | 1119.0192 | 86.788
5189 | 1118.7913 | 86.779
5190 | 1118.7892 | 86.779
5191 | 1118.7189 | 86.125
5192 | 1118.58 | 86.019
5193 | 1118.4 | 85.979
5194 | 1118.4 | 85.837
5195 | 1118.4 | 85.749
5196 | 1118.4 | 85.645
5197 | 1118.1698 | 85.6
5198 | 1118.0342 | 85.6
5199 | 1117.6 | 85.6
5200 | 1117.5266 | 85.473
5201 | 1117.404 | 84.906
5202 | 1117.2373 | 84.806
5203 | 1117.2373 | 84.8
5204 | 1117.132 | 84.585
5205 | 1117.045 | 84.47
5206 | 1117.0011 | 84.283
5207 | 1116.8 | 84
5208 | 1116.4602 | 83.849
5209 | 1116.444 | 83.849
5210 | 1116.4404 | 83.637
5211 | 1115.6435 | 83.163
5212 | 1115.5132 | 82.779
5213 | 1115.506 | 82.378
5214 | 1115.4545 | 82.378
5215 | 1115.2 | 82.378
5216 | 1115.2 | 82.378
5217 | 1115.1485 | 81.979
5218 | 1114.978 | 81.786
5219 | 1114.9063 | 81.643
5220 | 1114.771 | 81.6
5221 | 1114.766 | 81.501
5222 | 1114.3042 | 81.501
5223 | 1114.1294 | 81.155
5224 | 1114.082 | 81.056
5225 | 1114.0731 | 80.81
5226 | 1114.0731 | 80.81
5227 | 1114.0497 | 80.74
5228 | 1114.0497 | 80.667
5229 | 1113.8843 | 80.119
5230 | 1113.713 | 79.579
5231 | 1113.621 | 79.246
5232 | 1113.6 | 78.779
5233 | 1113.5773 | 78.738
5234 | 1113.5542 | 78.701
5235 | 1113.3524 | 78.201
5236 | 1113.2529 | 77.979
5237 | 1113.0665 | 77.6
5238 | 1113.0576 | 77.465
5239 | 1112.8 | 77.46
5240 | 1112.6918 | 77.373
5241 | 1112.5755 | 77.357
5242 | 1112.4017 | 75.748
5243 | 1112.084 | 75.264
5244 | 1112.0011 | 74.779
5245 | 1112 | 74.526
5246 | 1111.595 | 74.372
5247 | 1111.3104 | 73.903
5248 | 1111.2 | 73.279
5249 | 1111.2 | 73.179
5250 | 1111.2 | 72.468
5251 | 1111.0216 | 71.898
5252 | 1110.796 | 71.898
5253 | 1110.708 | 71.898
5254 | 1110.6197 | 71.579
5255 | 1110.6197 | 70.841
5256 | 1110.192 | 70.779
5257 | 1109.9109 | 70.779
5258 | 1109.8997 | 70.293
5259 | 1109.7952 | 69.979
5260 | 1109.748 | 69.828
5261 | 1109.6 | 69.292
5262 | 1109.6 | 69.179
5263 | 1109.6 | 69.179
5264 | 1109.428 | 69.178
5265 | 1109.3055 | 67.957
5266 | 1109.1642 | 67.569
5267 | 1108.8 | 67.564
5268 | 1108.431 | 67.085
5269 | 1108 | 67.085
5270 | 1108 | 67.063
5271 | 1107.6746 | 66.779
5272 | 1107.5098 | 66.779
5273 | 1107.3417 | 66.751
5274 | 1107.2 | 66.127
5275 | 1106.8931 | 65.519
5276 | 1106.8777 | 65.492
5277 | 1106.751 | 65.183
5278 | 1106.567 | 65.179
5279 | 1106.5238 | 64.321
5280 | 1106.5238 | 64.287
5281 | 1106.455 | 63.579
5282 | 1106.4 | 62.368
5283 | 1106.227 | 62.218
5284 | 1105.904 | 61.979
5285 | 1105.7849 | 61.149
5286 | 1105.6 | 60.748
5287 | 1105.581 | 60.379
5288 | 1105.284 | 60.026
5289 | 1105.284 | 59.579
5290 | 1105.275 | 58.779
5291 | 1105.1884 | 58.779
5292 | 1105.1745 | 58.718
5293 | 1105.0942 | 58.084
5294 | 1104.938 | 58.041
5295 | 1104.8061 | 57.413
5296 | 1104.482 | 57.394
5297 | 1104.2739 | 57.394
5298 | 1104.242 | 57.179
5299 | 1104.063 | 57.179
5300 | 1104.0155 | 57.179
5301 | 1104 | 56.937
5302 | 1104 | 56.703
5303 | 1103.6522 | 54.93
5304 | 1103.5739 | 54.223
5305 | 1103.419 | 54.156
5306 | 1103.3684 | 54.059
5307 | 1103.2 | 53.979
5308 | 1103.2 | 53.545
5309 | 1102.819 | 53.512
5310 | 1102.5551 | 53.198
5311 | 1102.5445 | 53.179
5312 | 1102.4753 | 52.94
5313 | 1102.4 | 52.39
5314 | 1102.4 | 52.368
5315 | 1102.325 | 52.297
5316 | 1102.0699 | 51.776
5317 | 1101.8888 | 51.047
5318 | 1101.8299 | 50.779
5319 | 1101.732 | 50.487
5320 | 1101.6408 | 49.979
5321 | 1101.6 | 48.84
5322 | 1101.6 | 48.759
5323 | 1101.4945 | 48.757
5324 | 1100.807 | 48.697
5325 | 1100.8 | 48.4
5326 | 1100.388 | 48.379
5327 | 1100.2595 | 48.095
5328 | 1100.2595 | 47.724
5329 | 1100.227 | 47.579
5330 | 1100.114 | 47.453
5331 | 1100.0177 | 47.338
5332 | 1100 | 46.779
5333 | 1099.9253 | 46.779
5334 | 1099.6024 | 46.779
5335 | 1099.177 | 45.616
5336 | 1098.997 | 45.61
5337 | 1098.9089 | 45.513
5338 | 1098.8781 | 45.013
5339 | 1098.8669 | 44.14
5340 | 1098.458 | 43.69
5341 | 1098.4 | 43.579
5342 | 1098.227 | 42.91
5343 | 1098.1261 | 42.816
5344 | 1098.0768 | 42.779
5345 | 1098.0623 | 42.779
5346 | 1097.92 | 42.723
5347 | 1097.3959 | 42.686
5348 | 1097.2 | 42.332
5349 | 1096.806 | 42.29
5350 | 1096.7099 | 42.149
5351 | 1096.2598 | 42.008
5352 | 1095.8283 | 41.061
5353 | 1095.822 | 40.379
5354 | 1095.2 | 39.691
5355 | 1095.1893 | 39.579
5356 | 1095.157 | 39.47
5357 | 1094.9209 | 39.436
5358 | 1094.6009 | 38.77
5359 | 1094.5292 | 38.4
5360 | 1094.4 | 37.979
5361 | 1094.398 | 37.979
5362 | 1094.2419 | 37.979
5363 | 1094.152 | 37.179
5364 | 1094.1275 | 36.673
5365 | 1093.9 | 36.403
5366 | 1093.7182 | 36.379
5367 | 1093.6 | 35.883
5368 | 1093.3526 | 35.599
5369 | 1093.259 | 35.51
5370 | 1093.0432 | 34.779
5371 | 1093.028 | 34.779
5372 | 1092.9827 | 34.779
5373 | 1092.8 | 34.733
5374 | 1092.8 | 34.722
5375 | 1092.7 | 34.579
5376 | 1092.6207 | 33.987
5377 | 1092.491 | 33.179
5378 | 1092.2168 | 32.884
5379 | 1092 | 32.446
5380 | 1092 | 32.379
5381 | 1091.61 | 32.363
5382 | 1091.5981 | 32.145
5383 | 1091.508 | 31.838
5384 | 1091.276 | 31.748
5385 | 1091.2 | 31.579
5386 | 1090.8972 | 31.579
5387 | 1090.7762 | 31.119
5388 | 1090.5899 | 30.915
5389 | 1090.429 | 30.779
5390 | 1090.4 | 30.779
5391 | 1089.986 | 30.055
5392 | 1089.836 | 29.981
5393 | 1089.7222 | 29.979
5394 | 1089.6 | 29.131
5395 | 1089.6 | 28.461
5396 | 1089.279 | 28.379
5397 | 1089.2673 | 28.222
5398 | 1088.8 | 28.103
5399 | 1088.8 | 27.694
5400 | 1088.8 | 27.579
5401 | 1088.8 | 27.003
5402 | 1088.8 | 26.867
5403 | 1088.675 | 26.779
5404 | 1088.5696 | 26.631
5405 | 1088.323 | 26.071
5406 | 1088.1963 | 25.179
5407 | 1088 | 25.042
5408 | 1088 | 24.379
5409 | 1087.883 | 24.379
5410 | 1087.8341 | 24.379
5411 | 1087.8341 | 23.579
5412 | 1087.8272 | 23.579
5413 | 1087.4829 | 23.236
5414 | 1087.344 | 22.883
5415 | 1087.2 | 22.779
5416 | 1087.115 | 22.169
5417 | 1087.0664 | 21.979
5418 | 1086.631 | 21.525
5419 | 1086.618 | 21.505
5420 | 1086.4 | 19.695
5421 | 1086.4 | 19.579
5422 | 1086.354 | 19.276
5423 | 1086.2248 | 18.779
5424 | 1085.9861 | 18.715
5425 | 1085.7551 | 18.417
5426 | 1085.7551 | 17.682
5427 | 1085.638 | 17.593
5428 | 1085.6 | 16.263
5429 | 1085.6 | 15.599
5430 | 1084.892 | 15.579
5431 | 1084.8 | 15.579
5432 | 1084.8 | 14.779
5433 | 1084.3737 | 14.473
5434 | 1084.0897 | 13.928
5435 | 1083.978 | 13.198
5436 | 1083.813 | 12.694
5437 | 1083.6514 | 12.379
5438 | 1083.6407 | 12.202
5439 | 1083.2 | 12.053
5440 | 1083.2 | 11.957
5441 | 1083.1262 | 11.579
5442 | 1082.9924 | 11.579
5443 | 1082.942 | 9.979
5444 | 1082.8362 | 9.979
5445 | 1082.752 | 9.54
5446 | 1082.4 | 9.179
5447 | 1082.4 | 8.979
5448 | 1082.229 | 8.672
5449 | 1082.1742 | 8.598
5450 | 1081.973 | 7.898
5451 | 1081.9499 | 7.664
5452 | 1081.611 | 7.587
5453 | 1081.511 | 6.779
5454 | 1081.3773 | 6.148
5455 | 1081.276 | 6.052
5456 | 1081.252 | 6.047
5457 | 1081.2144 | 5.803
5458 | 1081.1711 | 4.596
5459 | 1081.05 | 4.566
5460 | 1080.957 | 4.566
5461 | 1080.8 | 3.83
5462 | 1080.8 | 3.742
5463 | 1080.5804 | 3.579
5464 | 1080.559 | 3.579
5465 | 1080.396 | 3.324
5466 | 1080.054 | 2.779
5467 | 1080 | 2.779
5468 | 1079.7616 | 2.779
5469 | 1079.591 | 1.638
5470 | 1079.2074 | 1.325
5471 | 1079.2 | 1.179
5472 | 1078.9867 | 1.179
5473 | 1078.8483 | 1.179
5474 | 1078.4 | 0
5475 | 1078.2723 | 0
5476 | 1078.1882 | 0
5477 | 1078.088 | 0
5478 | 1078.045 | 0
5479 | 1077.8998 | 0
5480 | 1077.866 | 0
5481 | 1077.8269 | 0
5482 | 1077.6 | 0
5483 | 1077.6 | 0
5484 | 1077.5727 | 0
5485 | 1077.5368 | 0
5486 | 1077.4669 | 0
5487 | 1077.4462 | 0
5488 | 1077.3961 | 0
5489 | 1077.291 | 0
5490 | 1076.9383 | 0
5491 | 1076.9171 | 0
5492 | 1076.8 | 0
5493 | 1076.8 | 0
5494 | 1076.722 | 0
5495 | 1076.3005 | 0
5496 | 1076.0855 | 0
5497 | 1076.0855 | 0
5498 | 1076.0855 | 0
5499 | 1076.0594 | 0
5500 | 1076 | 0
5501 | 1076 | 0
5502 | 1076 | 0
5503 | 1075.8529 | 0
5504 | 1075.5123 | 0
5505 | 1075.3302 | 0
5506 | 1075.3302 | 0
5507 | 1075.2 | 0
5508 | 1075.2 | 0
5509 | 1074.5947 | 0
5510 | 1074.5947 | 0
5511 | 1074.4 | 0
5512 | 1074.33 | 0
5513 | 1074.0238 | 0
5514 | 1073.9732 | 0
5515 | 1073.6523 | 0
5516 | 1073.6 | 0
5517 | 1073.6 | 0
5518 | 1073.6 | 0
5519 | 1073.6 | 0
5520 | 1073.537 | 0
5521 | 1073.4084 | 0
5522 | 1073.3228 | 0
5523 | 1072.8488 | 0
5524 | 1072.8 | 0
5525 | 1072.8 | 0
5526 | 1072.8 | 0
5527 | 1072.5339 | 0
5528 | 1072.2006 | 0
5529 | 1072.122 | 0
5530 | 1072 | 0
5531 | 1072 | 0
5532 | 1071.8147 | 0
5533 | 1071.6526 | 0
5534 | 1071.6104 | 0
5535 | 1071.458 | 0
5536 | 1071.4449 | 0
5537 | 1071.439 | 0
5538 | 1071.3572 | 0
5539 | 1071.282 | 0
5540 | 1071.2507 | 0
5541 | 1071.2 | 0
5542 | 1071.05 | 0
5543 | 1070.4841 | 0
5544 | 1070.4651 | 0
5545 | 1070.4 | 0
5546 | 1070.4 | 0
5547 | 1070.4 | 0
5548 | 1070.1512 | 0
5549 | 1069.6 | 0
5550 | 1069.4461 | 0
5551 | 1069.424 | 0
5552 | 1069.424 | 0
5553 | 1069.3668 | 0
5554 | 1068.8 | 0
5555 | 1068.7106 | 0
5556 | 1068.5028 | 0
5557 | 1068.0858 | 0
5558 | 1067.9509 | 0
5559 | 1067.8206 | 0
5560 | 1067.6514 | 0
5561 | 1067.464 | 0
5562 | 1067.315 | 0
5563 | 1067.268 | 0
5564 | 1067.2395 | 0
5565 | 1067.2 | 0
5566 | 1066.826 | 0
5567 | 1066.4502 | 0
5568 | 1066.4 | 0
5569 | 1066.2364 | 0
5570 | 1066.076 | 0
5571 | 1065.6 | 0
5572 | 1065.5889 | 0
5573 | 1065.211 | 0
5574 | 1064.8 | 0
5575 | 1064.8 | 0
5576 | 1064.339 | 0
5577 | 1064.2324 | 0
5578 | 1064 | 0
5579 | 1064 | 0
5580 | 1063.922 | 0
5581 | 1062.6763 | 0
5582 | 1062.5736 | 0
5583 | 1062.166 | 0
5584 | 1061.6 | 0
5585 | 1061.5812 | 0
5586 | 1061.564 | 0
5587 | 1061.519 | 0
5588 | 1061.386 | 0
5589 | 1061.094 | 0
5590 | 1060.8905 | 0
5591 | 1060.777 | 0
5592 | 1060.1998 | 0
5593 | 1060.1419 | 0
5594 | 1059.8843 | 0
5595 | 1059.7836 | 0
5596 | 1059.5877 | 0
5597 | 1059.333 | 0
5598 | 1058.8184 | 0
5599 | 1058.51 | 0
5600 | 1058.1277 | 0
5601 | 1057.9646 | 0
5602 | 1057.6778 | 0
5603 | 1057.6 | 0
5604 | 1057.6 | 0
5605 | 1057.6 | 0
5606 | 1057.4129 | 0
5607 | 1057.156 | 0
5608 | 1056.4835 | 0
5609 | 1056 | 0
5610 | 1056 | 0
5611 | 1056 | 0
5612 | 1056 | 0
5613 | 1055.859 | 0
5614 | 1055.456 | 0
5615 | 1055.365 | 0
5616 | 1055.2 | 0
5617 | 1055.169 | 0
5618 | 1055.099 | 0
5619 | 1055.082 | 0
5620 | 1054.9635 | 0
5621 | 1054.7357 | 0
5622 | 1054.7357 | 0
5623 | 1054.7081 | 0
5624 | 1054.4 | 0
5625 | 1054.4 | 0
5626 | 1054.4 | 0
5627 | 1054.2475 | 0
5628 | 1054.0186 | 0
5629 | 1053.7961 | 0
5630 | 1053.719 | 0
5631 | 1053.6 | 0
5632 | 1053.267 | 0
5633 | 1053.168 | 0
5634 | 1052.302 | 0
5635 | 1052 | 0
5636 | 1051.8925 | 0
5637 | 1051.3962 | 0
5638 | 1051.2209 | 0
5639 | 1051.2 | 0
5640 | 1051.2 | 0
5641 | 1051.2 | 0
5642 | 1051.1298 | 0
5643 | 1051.0647 | 0
5644 | 1051.0551 | 0
5645 | 1050.9114 | 0
5646 | 1050.829 | 0
5647 | 1050.4 | 0
5648 | 1050.3472 | 0
5649 | 1050.3226 | 0
5650 | 1050.3226 | 0
5651 | 1050.3226 | 0
5652 | 1050.113 | 0
5653 | 1049.8395 | 0
5654 | 1049.667 | 0
5655 | 1049.6 | 0
5656 | 1049.5751 | 0
5657 | 1049.4094 | 0
5658 | 1049.2758 | 0
5659 | 1049.2511 | 0
5660 | 1049.1048 | 0
5661 | 1048.5359 | 0
5662 | 1048.2088 | 0
5663 | 1048.116 | 0
5664 | 1048 | 0
5665 | 1048 | 0
5666 | 1047.8219 | 0
5667 | 1047.7675 | 0
5668 | 1047.7675 | 0
5669 | 1047.2 | 0
5670 | 1047.146 | 0
5671 | 1047.104 | 0
5672 | 1046.5357 | 0
5673 | 1046.5245 | 0
5674 | 1046.4 | 0
5675 | 1046.4 | 0
5676 | 1046.3142 | 0
5677 | 1046.053 | 0
5678 | 1045.7588 | 0
5679 | 1045.7035 | 0
5680 | 1045.6 | 0
5681 | 1045.6 | 0
5682 | 1045.1739 | 0
5683 | 1044.9992 | 0
5684 | 1044.814 | 0
5685 | 1044.8 | 0
5686 | 1044.8 | 0
5687 | 1044.668 | 0
5688 | 1044.091 | 0
5689 | 1044.046 | 0
5690 | 1044 | 0
5691 | 1044 | 0
5692 | 1044 | 0
5693 | 1043.7397 | 0
5694 | 1043.557 | 0
5695 | 1043.2 | 0
5696 | 1043.0311 | 0
5697 | 1042.9674 | 0
5698 | 1042.9327 | 0
5699 | 1042.651 | 0
5700 | 1042.494 | 0
5701 | 1042.2318 | 0
5702 | 1041.9355 | 0
5703 | 1041.8741 | 0
5704 | 1041.8558 | 0
5705 | 1041.693 | 0
5706 | 1041.6 | 0
5707 | 1041.4963 | 0
5708 | 1041.064 | 0
5709 | 1040.947 | 0
5710 | 1040.8 | 0
5711 | 1040.75 | 0
5712 | 1040.5708 | 0
5713 | 1040.3999 | 0
5714 | 1040.324 | 0
5715 | 1040.17 | 0
5716 | 1040.17 | 0
5717 | 1040.0298 | 0
5718 | 1040.0253 | 0
5719 | 1040.0253 | 0
5720 | 1040.0253 | 0
5721 | 1040 | 0
5722 | 1040 | 0
5723 | 1039.8662 | 0
5724 | 1039.674 | 0
5725 | 1039.5433 | 0
5726 | 1039.4979 | 0
5727 | 1039.4793 | 0
5728 | 1039.2 | 0
5729 | 1038.7663 | 0
5730 | 1038.644 | 0
5731 | 1038.439 | 0
5732 | 1038.0979 | 0
5733 | 1038.0979 | 0
5734 | 1038.061 | 0
5735 | 1037.8187 | 0
5736 | 1037.81 | 0
5737 | 1037.6411 | 0
5738 | 1037.6 | 0
5739 | 1037.4685 | 0
5740 | 1037.0083 | 0
5741 | 1036.9885 | 0
5742 | 1036.9712 | 0
5743 | 1036.8 | 0
5744 | 1036.8 | 0
5745 | 1036.7165 | 0
5746 | 1036.4355 | 0
5747 | 1036.3477 | 0
5748 | 1036.347 | 0
5749 | 1035.63 | 0
5750 | 1035.6122 | 0
5751 | 1035.489 | 0
5752 | 1035.3352 | 0
5753 | 1035.2371 | 0
5754 | 1035.196 | 0
5755 | 1034.934 | 0
5756 | 1034.8766 | 0
5757 | 1034.4 | 0
5758 | 1034.163 | 0
5759 | 1034.1411 | 0
5760 | 1034.1178 | 0
5761 | 1034.0283 | 0
5762 | 1033.825 | 0
5763 | 1033.754 | 0
5764 | 1033.564 | 0
5765 | 1033.486 | 0
5766 | 1033.4007 | 0
5767 | 1033.3278 | 0
5768 | 1032.9192 | 0
5769 | 1032.8 | 0
5770 | 1032.8 | 0
5771 | 1032.7373 | 0
5772 | 1032.5724 | 0
5773 | 1032.5448 | 0
5774 | 1032 | 0
5775 | 1031.9346 | 0
5776 | 1031.8818 | 0
5777 | 1031.53 | 0
5778 | 1031.203 | 0
5779 | 1031.2 | 0
5780 | 1031.199 | 0
5781 | 1031.1911 | 0
5782 | 1031.1911 | 0
5783 | 1030.8817 | 0
5784 | 1030.5004 | 0
5785 | 1030.4 | 0
5786 | 1030.094 | 0
5787 | 1029.977 | 0
5788 | 1029.964 | 0
5789 | 1029.6 | 0
5790 | 1029.466 | 0
5791 | 1029.119 | 0
5792 | 1029.119 | 0
5793 | 1028.874 | 0
5794 | 1028.83 | 0
5795 | 1028.8 | 0
5796 | 1028.635 | 0
5797 | 1028.4225 | 0
5798 | 1028.257 | 0
5799 | 1028 | 0
5800 | 1028 | 0
5801 | 1027.9858 | 0
5802 | 1027.7377 | 0
5803 | 1027.48 | 0
5804 | 1027.129 | 0
5805 | 1027.0912 | 0
5806 | 1026.622 | 0
5807 | 1026.462 | 0
5808 | 1026.4 | 0
5809 | 1026.4 | 0
5810 | 1026.3765 | 0
5811 | 1025.9707 | 0
5812 | 1025.3149 | 0
5813 | 1025.232 | 0
5814 | 1025.0301 | 0
5815 | 1024.9954 | 0
5816 | 1024.991 | 0
5817 | 1024.287 | 0
5818 | 1024.0045 | 0
5819 | 1024 | 0
5820 | 1023.3432 | 0
5821 | 1023.2276 | 0
5822 | 1023.2024 | 0
5823 | 1022.9029 | 0
5824 | 1022.571 | 0
5825 | 1022.55 | 0
5826 | 1022.4 | 0
5827 | 1022.2874 | 0
5828 | 1022.2122 | 0
5829 | 1021.6373 | 0
5830 | 1021.6 | 0
5831 | 1021.5215 | 0
5832 | 1021.1849 | 0
5833 | 1021.024 | 0
5834 | 1020.8968 | 0
5835 | 1020.8968 | 0
5836 | 1020.8308 | 0
5837 | 1020.8308 | 0
5838 | 1020.8 | 0
5839 | 1020.5365 | 0
5840 | 1020.516 | 0
5841 | 1020 | 0
5842 | 1020 | 0
5843 | 1019.8339 | 0
5844 | 1019.831 | 0
5845 | 1019.4494 | 0
5846 | 1019.4307 | 0
5847 | 1019.2 | 0
5848 | 1019.2 | 0
5849 | 1019.092 | 0
5850 | 1018.6952 | 0
5851 | 1018.4 | 0
5852 | 1018.275 | 0
5853 | 1018.1982 | 0
5854 | 1018.0681 | 0
5855 | 1017.97 | 0
5856 | 1017.789 | 0
5857 | 1017.622 | 0
5858 | 1017.2747 | 0
5859 | 1017.1236 | 0
5860 | 1017.049 | 0
5861 | 1016.8 | 0
5862 | 1016.1898 | 0
5863 | 1016.173 | 0
5864 | 1016 | 0
5865 | 1016 | 0
5866 | 1016 | 0
5867 | 1016 | 0
5868 | 1015.996 | 0
5869 | 1015.996 | 0
5870 | 1015.736 | 0
5871 | 1015.72 | 0
5872 | 1015.4608 | 0
5873 | 1015.0755 | 0
5874 | 1015.0176 | 0
5875 | 1014.4 | 0
5876 | 1014.4 | 0
5877 | 1014.359 | 0
5878 | 1014.0104 | 0
5879 | 1013.9043 | 0
5880 | 1013.2333 | 0
5881 | 1012.9324 | 0
5882 | 1012.811 | 0
5883 | 1012.5426 | 0
5884 | 1012.197 | 0
5885 | 1012 | 0
5886 | 1011.616 | 0
5887 | 1011.485 | 0
5888 | 1010.9393 | 0
5889 | 1010.911 | 0
5890 | 1010.871 | 0
5891 | 1010.5833 | 0
5892 | 1010.4706 | 0
5893 | 1010.4 | 0
5894 | 1009.939 | 0
5895 | 1009.8492 | 0
5896 | 1009.7099 | 0
5897 | 1009.6 | 0
5898 | 1009.0892 | 0
5899 | 1008.8 | 0
5900 | 1008.77 | 0
5901 | 1008.407 | 0
5902 | 1008.3985 | 0
5903 | 1008.3985 | 0
5904 | 1008.2725 | 0
5905 | 1008 | 0
5906 | 1007.9081 | 0
5907 | 1007.2 | 0
5908 | 1007.057 | 0
5909 | 1007.0171 | 0
5910 | 1006.9788 | 0
5911 | 1006.9269 | 0
5912 | 1006.925 | 0
5913 | 1006.4 | 0
5914 | 1006.4 | 0
5915 | 1005.6358 | 0
5916 | 1005.3405 | 0
5917 | 1005.2559 | 0
5918 | 1004.7203 | 0
5919 | 1004.4362 | 0
5920 | 1004.3509 | 0
5921 | 1004.2544 | 0
5922 | 1004 | 0
5923 | 1003.9848 | 0
5924 | 1003.5637 | 0
5925 | 1003.5499 | 0
5926 | 1003.5325 | 0
5927 | 1003.501 | 0
5928 | 1003.211 | 0
5929 | 1003.197 | 0
5930 | 1003.1398 | 0
5931 | 1002.649 | 0
5932 | 1002.5404 | 0
5933 | 1002.4448 | 0
5934 | 1002.3878 | 0
5935 | 1002.061 | 0
5936 | 1001.7782 | 0
5937 | 1001.4733 | 0
5938 | 1001.0427 | 0
5939 | 1001.0427 | 0
5940 | 1001.0427 | 0
5941 | 1000.8 | 0
5942 | 1000.6964 | 0
5943 | 1000.3072 | 0
5944 | 1000.1103 | 0
5945 | 1000 | 0
5946 | 999.966 | 0
5947 | 999.303 | 0
5948 | 999.2 | 0
5949 | 999.188 | 0
5950 | 999.0366 | 0
5951 | 998.7939 | 0
5952 | 998.7617 | 0
5953 | 998.7289 | 0
5954 | 998.4 | 0
5955 | 998.236 | 0
5956 | 998.1356 | 0
5957 | 997.74 | 0
5958 | 997.6 | 0
5959 | 997.558 | 0
5960 | 997.388 | 0
5961 | 997.387 | 0
5962 | 996.949 | 0
5963 | 996.848 | 0
5964 | 996.8117 | 0
5965 | 996.8 | 0
5966 | 996.612 | 0
5967 | 996 | 0
5968 | 995.2755 | 0
5969 | 995.2 | 0
5970 | 995.2 | 0
5971 | 994.822 | 0
5972 | 994.4167 | 0
5973 | 994.4 | 0
5974 | 994.134 | 0
5975 | 994.1031 | 0
5976 | 993.966 | 0
5977 | 993.9174 | 0
5978 | 993.8319 | 0
5979 | 993.6875 | 0
5980 | 993.6 | 0
5981 | 993.5084 | 0
5982 | 993.2035 | 0
5983 | 992.8 | 0
5984 | 992.7355 | 0
5985 | 992.2165 | 0
5986 | 992.147 | 0
5987 | 992 | 0
5988 | 991.3731 | 0
5989 | 991.2 | 0
5990 | 991.14 | 0
5991 | 991.1314 | 0
5992 | 991.078 | 0
5993 | 991.068 | 0
5994 | 990.4614 | 0
5995 | 990.0065 | 0
5996 | 989.602 | 0
5997 | 989.561 | 0
5998 | 989.2744 | 0
5999 | 989.2744 | 0
6000 | 988.9209 | 0
6001 | 988.8 | 0
6002 | 988.8 | 0
6003 | 988.5389 | 0
6004 | 988.449 | 0
6005 | 988.3687 | 0
6006 | 988.3687 | 0
6007 | 987.833 | 0
6008 | 987.823 | 0
6009 | 987.594 | 0
6010 | 986.9251 | 0
6011 | 986.7115 | 0
6012 | 985.6059 | 0
6013 | 985.6 | 0
6014 | 985.6 | 0
6015 | 985.1178 | 0
6016 | 984.961 | 0
6017 | 984.8613 | 0
6018 | 984.8 | 0
6019 | 983.6487 | 0
6020 | 983.2 | 0
6021 | 983.0315 | 0
6022 | 982.8432 | 0
6023 | 982.8432 | 0
6024 | 982.402 | 0
6025 | 982.4 | 0
6026 | 981.6 | 0
6027 | 981.3959 | 0
6028 | 981.304 | 0
6029 | 980.994 | 0
6030 | 980.8 | 0
6031 | 980.4482 | 0
6032 | 980.197 | 0
6033 | 979.933 | 0
6034 | 979.2 | 0
6035 | 979.152 | 0
6036 | 979.12 | 0
6037 | 979.053 | 0
6038 | 978.9424 | 0
6039 | 978.516 | 0
6040 | 978.4 | 0
6041 | 978.4 | 0
6042 | 978.1652 | 0
6043 | 977.329 | 0
6044 | 977.25 | 0
6045 | 976.907 | 0
6046 | 976.828 | 0
6047 | 976.8 | 0
6048 | 976.8 | 0
6049 | 976.5554 | 0
6050 | 976.1213 | 0
6051 | 976.035 | 0
6052 | 976.002 | 0
6053 | 975.9364 | 0
6054 | 975.8383 | 0
6055 | 975.5698 | 0
6056 | 975.2784 | 0
6057 | 975.268 | 0
6058 | 974.5728 | 0
6059 | 974.555 | 0
6060 | 974.019 | 0
6061 | 973.8643 | 0
6062 | 973.8643 | 0
6063 | 973.6 | 0
6064 | 973.1736 | 0
6065 | 973.1736 | 0
6066 | 973.1736 | 0
6067 | 972.841 | 0
6068 | 972.737 | 0
6069 | 972.383 | 0
6070 | 972.3574 | 0
6071 | 972.165 | 0
6072 | 972 | 0
6073 | 971.536 | 0
6074 | 971.201 | 0
6075 | 971.2 | 0
6076 | 971.1397 | 0
6077 | 970.887 | 0
6078 | 970.8864 | 0
6079 | 970.741 | 0
6080 | 970.4 | 0
6081 | 970.3841 | 0
6082 | 970.1509 | 0
6083 | 969.7735 | 0
6084 | 969.506 | 0
6085 | 969.134 | 0
6086 | 969.0295 | 0
6087 | 968.9779 | 0
6088 | 968.8011 | 0
6089 | 968.8 | 0
6090 | 968.3737 | 0
6091 | 968.3388 | 0
6092 | 968 | 0
6093 | 967.693 | 0
6094 | 967.4928 | 0
6095 | 967.4233 | 0
6096 | 967.2088 | 0
6097 | 967.2 | 0
6098 | 967.2 | 0
6099 | 966.9575 | 0
6100 | 966.9575 | 0
6101 | 966.93 | 0
6102 | 966.5111 | 0
6103 | 966.2668 | 0
6104 | 966.192 | 0
6105 | 966.144 | 0
6106 | 965.839 | 0
6107 | 965.4739 | 0
6108 | 965.107 | 0
6109 | 964.8 | 0
6110 | 964.8 | 0
6111 | 964.4063 | 0
6112 | 964.1947 | 0
6113 | 964 | 0
6114 | 963.4036 | 0
6115 | 963.2 | 0
6116 | 963.2 | 0
6117 | 962.7957 | 0
6118 | 962.5079 | 0
6119 | 962.443 | 0
6120 | 962.4338 | 0
6121 | 962.0602 | 0
6122 | 961.6 | 0
6123 | 961.6 | 0
6124 | 961.5296 | 0
6125 | 961.4501 | 0
6126 | 961.3246 | 0
6127 | 961.0472 | 0
6128 | 961.001 | 0
6129 | 960.8 | 0
6130 | 960.752 | 0
6131 | 960.7413 | 0
6132 | 960.2503 | 0
6133 | 960 | 0
6134 | 960 | 0
6135 | 959.8536 | 0
6136 | 959.437 | 0
6137 | 958.726 | 0
6138 | 958.609 | 0
6139 | 958.182 | 0
6140 | 957.674 | 0
6141 | 957.647 | 0
6142 | 957.6 | 0
6143 | 957.6 | 0
6144 | 957.501 | 0
6145 | 956.9115 | 0
6146 | 956.861 | 0
6147 | 956.4739 | 0
6148 | 956.176 | 0
6149 | 956.176 | 0
6150 | 955.9065 | 0
6151 | 955.563 | 0
6152 | 955.4405 | 0
6153 | 955.36 | 0
6154 | 955.2158 | 0
6155 | 954.794 | 0
6156 | 954.5252 | 0
6157 | 954.5088 | 0
6158 | 954.4075 | 0
6159 | 954.4 | 0
6160 | 953.993 | 0
6161 | 953.6 | 0
6162 | 953.6 | 0
6163 | 953.4016 | 0
6164 | 952.8174 | 0
6165 | 952.8 | 0
6166 | 952.1242 | 0
6167 | 951.6977 | 0
6168 | 951.408 | 0
6169 | 951.2 | 0
6170 | 951.0801 | 0
6171 | 951.0274 | 0
6172 | 950.4987 | 0
6173 | 950.4 | 0
6174 | 950.4 | 0
6175 | 950.4 | 0
6176 | 949.841 | 0
6177 | 949.7888 | 0
6178 | 949.6904 | 0
6179 | 949.6 | 0
6180 | 949.6 | 0
6181 | 949.6 | 0
6182 | 949.6 | 0
6183 | 949.5925 | 0
6184 | 949.208 | 0
6185 | 948.6415 | 0
6186 | 948.631 | 0
6187 | 948.3591 | 0
6188 | 947.273 | 0
6189 | 946.9489 | 0
6190 | 946.4 | 0
6191 | 946.1464 | 0
6192 | 945.9468 | 0
6193 | 945.9063 | 0
6194 | 945.9063 | 0
6195 | 945.8787 | 0
6196 | 945.2549 | 0
6197 | 945.1432 | 0
6198 | 944.8 | 0
6199 | 944.397 | 0
6200 | 944.3424 | 0
6201 | 944.1649 | 0
6202 | 943.9799 | 0
6203 | 943.5293 | 0
6204 | 943.4742 | 0
6205 | 943.2 | 0
6206 | 943.2 | 0
6207 | 943.2 | 0
6208 | 942.426 | 0
6209 | 942.4 | 0
6210 | 942.4 | 0
6211 | 942.4 | 0
6212 | 942.4 | 0
6213 | 942.1656 | 0
6214 | 941.4022 | 0
6215 | 940.8 | 0
6216 | 939.5312 | 0
6217 | 939.3301 | 0
6218 | 939.3183 | 0
6219 | 939.259 | 0
6220 | 938.7295 | 0
6221 | 938.571 | 0
6222 | 937.788 | 0
6223 | 937.6 | 0
6224 | 936.9874 | 0
6225 | 936.9532 | 0
6226 | 936.672 | 0
6227 | 936.447 | 0
6228 | 936.0094 | 0
6229 | 936 | 0
6230 | 935.942 | 0
6231 | 935.4336 | 0
6232 | 935.0749 | 0
6233 | 934.4 | 0
6234 | 934.389 | 0
6235 | 934.3477 | 0
6236 | 934.1267 | 0
6237 | 934.1104 | 0
6238 | 933.8677 | 0
6239 | 933.853 | 0
6240 | 933.7278 | 0
6241 | 933.699 | 0
6242 | 933.6 | 0
6243 | 933.17 | 0
6244 | 933.114 | 0
6245 | 933.1028 | 0
6246 | 932.616 | 0
6247 | 932.4233 | 0
6248 | 932.415 | 0
6249 | 932 | 0
6250 | 932 | 0
6251 | 931.0419 | 0
6252 | 930.985 | 0
6253 | 930.64 | 0
6254 | 930.6139 | 0
6255 | 930.0798 | 0
6256 | 930.0669 | 0
6257 | 929.6605 | 0
6258 | 929.5402 | 0
6259 | 928.89 | 0
6260 | 928.5379 | 0
6261 | 928.2792 | 0
6262 | 927.5885 | 0
6263 | 927.2 | 0
6264 | 927.2 | 0
6265 | 926.8978 | 0
6266 | 926.8872 | 0
6267 | 926.8434 | 0
6268 | 926.6013 | 0
6269 | 925.5164 | 0
6270 | 925.2842 | 0
6271 | 924.9656 | 0
6272 | 924.647 | 0
6273 | 924 | 0
6274 | 923.2 | 0
6275 | 923.2 | 0
6276 | 923.0026 | 0
6277 | 923.0026 | 0
6278 | 922.415 | 0
6279 | 921.625 | 0
6280 | 921.6 | 0
6281 | 921.6 | 0
6282 | 920.542 | 0
6283 | 920.17 | 0
6284 | 920.1355 | 0
6285 | 920 | 0
6286 | 919.991 | 0
6287 | 919.3003 | 0
6288 | 918.666 | 0
6289 | 918.6645 | 0
6290 | 918.6096 | 0
6291 | 918.411 | 0
6292 | 918.4 | 0
6293 | 918.03 | 0
6294 | 917.901 | 0
6295 | 916.9976 | 0
6296 | 916.0101 | 0
6297 | 916 | 0
6298 | 915.603 | 0
6299 | 915.477 | 0
6300 | 915.255 | 0
6301 | 915.2 | 0
6302 | 914.8386 | 0
6303 | 914.3338 | 0
6304 | 914.2514 | 0
6305 | 914.0068 | 0
6306 | 913.5158 | 0
6307 | 912.0448 | 0
6308 | 912 | 0
6309 | 911.7028 | 0
6310 | 911.7028 | 0
6311 | 911.6949 | 0
6312 | 911.5146 | 0
6313 | 911.1879 | 0
6314 | 910.899 | 0
6315 | 910.3214 | 0
6316 | 909.1027 | 0
6317 | 908.4526 | 0
6318 | 908.0488 | 0
6319 | 907.915 | 0
6320 | 907.5587 | 0
6321 | 906.4 | 0
6322 | 906.4 | 0
6323 | 906.2351 | 0
6324 | 906.1606 | 0
6325 | 906.1606 | 0
6326 | 906.1208 | 0
6327 | 905.877 | 0
6328 | 905.6 | 0
6329 | 905.5732 | 0
6330 | 905.477 | 0
6331 | 905.4251 | 0
6332 | 905.259 | 0
6333 | 905.101 | 0
6334 | 904.8 | 0
6335 | 904.3835 | 0
6336 | 904.057 | 0
6337 | 904 | 0
6338 | 904 | 0
6339 | 903.9083 | 0
6340 | 903.8122 | 0
6341 | 903.735 | 0
6342 | 903.2 | 0
6343 | 902.483 | 0
6344 | 902.102 | 0
6345 | 901.6 | 0
6346 | 900.704 | 0
6347 | 900.697 | 0
6348 | 900.2029 | 0
6349 | 900.079 | 0
6350 | 899.6868 | 0
6351 | 899.541 | 0
6352 | 899.2 | 0
6353 | 898.8077 | 0
6354 | 898.5931 | 0
6355 | 898.574 | 0
6356 | 898.4 | 0
6357 | 898.155 | 0
6358 | 898.0699 | 0
6359 | 897.95 | 0
6360 | 897.6 | 0
6361 | 896.5867 | 0
6362 | 896 | 0
6363 | 895.8243 | 0
6364 | 895.1263 | 0
6365 | 895.1263 | 0
6366 | 895.0328 | 0
6367 | 894.9055 | 0
6368 | 894.813 | 0
6369 | 894.4 | 0
6370 | 893.7415 | 0
6371 | 892.9213 | 0
6372 | 892.8 | 0
6373 | 892.8 | 0
6374 | 891.925 | 0
6375 | 891.6729 | 0
6376 | 891.6729 | 0
6377 | 891.524 | 0
6378 | 891.267 | 0
6379 | 890.7147 | 0
6380 | 890.4 | 0
6381 | 890.4 | 0
6382 | 889.7008 | 0
6383 | 889.368 | 0
6384 | 889.2698 | 0
6385 | 889.2437 | 0
6386 | 889.005 | 0
6387 | 888.9102 | 0
6388 | 888.252 | 0
6389 | 888.082 | 0
6390 | 888.077 | 0
6391 | 888.0562 | 0
6392 | 888 | 0
6393 | 887.264 | 0
6394 | 887.0799 | 0
6395 | 886.366 | 0
6396 | 886.201 | 0
6397 | 886.193 | 0
6398 | 885.9086 | 0
6399 | 885.4685 | 0
6400 | 884.928 | 0
6401 | 883.3154 | 0
6402 | 883.2 | 0
6403 | 882.8525 | 0
6404 | 882.8417 | 0
6405 | 882.8235 | 0
6406 | 882.694 | 0
6407 | 882.651 | 0
6408 | 882.624 | 0
6409 | 882.579 | 0
6410 | 882.1064 | 0
6411 | 881.612 | 0
6412 | 881.4527 | 0
6413 | 881.3451 | 0
6414 | 880.938 | 0
6415 | 880.8 | 0
6416 | 880.622 | 0
6417 | 880 | 0
6418 | 879.9313 | 0
6419 | 879.7304 | 0
6420 | 879.2406 | 0
6421 | 879.0094 | 0
6422 | 878.5446 | 0
6423 | 878.4 | 0
6424 | 877.8811 | 0
6425 | 877.6 | 0
6426 | 877.3751 | 0
6427 | 876.805 | 0
6428 | 876.8 | 0
6429 | 876.8 | 0
6430 | 876.8 | 0
6431 | 876.5771 | 0
6432 | 876.383 | 0
6433 | 876.0043 | 0
6434 | 875.7872 | 0
6435 | 875.2 | 0
6436 | 874.7245 | 0
6437 | 874.2602 | 0
6438 | 874.205 | 0
6439 | 873.0622 | 0
6440 | 873.013 | 0
6441 | 872.9741 | 0
6442 | 872.0645 | 0
6443 | 871.996 | 0
6444 | 871.6431 | 0
6445 | 871.2 | 0
6446 | 870.547 | 0
6447 | 870.304 | 0
6448 | 870.2682 | 0
6449 | 870.2617 | 0
6450 | 869.633 | 0
6451 | 869.487 | 0
6452 | 866.892 | 0
6453 | 866.164 | 0
6454 | 866.1271 | 0
6455 | 864.861 | 0
6456 | 864.8 | 0
6457 | 864.1732 | 0
6458 | 863.605 | 0
6459 | 863.52 | 0
6460 | 863.2 | 0
6461 | 862.4134 | 0
6462 | 861.9735 | 0
6463 | 861.226 | 0
6464 | 860.9694 | 0
6465 | 860.8 | 0
6466 | 860.8 | 0
6467 | 860.713 | 0
6468 | 860.5921 | 0
6469 | 860.551 | 0
6470 | 859.624 | 0
6471 | 859.4179 | 0
6472 | 858.742 | 0
6473 | 858.4429 | 0
6474 | 858.4 | 0
6475 | 858.2665 | 0
6476 | 858.247 | 0
6477 | 857.2624 | 0
6478 | 857.0857 | 0
6479 | 856.951 | 0
6480 | 856.555 | 0
6481 | 856.2803 | 0
6482 | 856 | 0
6483 | 855.7574 | 0
6484 | 855.543 | 0
6485 | 855.4501 | 0
6486 | 855.4089 | 0
6487 | 855.2 | 0
6488 | 855.171 | 0
6489 | 854.4 | 0
6490 | 853.6 | 0
6491 | 853.2232 | 0
6492 | 852.8 | 0
6493 | 852.6441 | 0
6494 | 851.9365 | 0
6495 | 851.5291 | 0
6496 | 851.215 | 0
6497 | 851.2 | 0
6498 | 850.4 | 0
6499 | 850.341 | 0
6500 | 849.9704 | 0
6501 | 848.8505 | 0
6502 | 848.7901 | 0
6503 | 848.4842 | 0
6504 | 848.1616 | 0
6505 | 848.1598 | 0
6506 | 848 | 0
6507 | 847.2718 | 0
6508 | 846.3463 | 0
6509 | 846.0043 | 0
6510 | 845.6 | 0
6511 | 845.369 | 0
6512 | 845.333 | 0
6513 | 845.2702 | 0
6514 | 844.8066 | 0
6515 | 844.7064 | 0
6516 | 843.9182 | 0
6517 | 843.7136 | 0
6518 | 843.2 | 0
6519 | 842.753 | 0
6520 | 842.1704 | 0
6521 | 842.0808 | 0
6522 | 840.5623 | 0
6523 | 840 | 0
6524 | 840 | 0
6525 | 839.555 | 0
6526 | 839.44 | 0
6527 | 838.4 | 0
6528 | 838.4 | 0
6529 | 837.4805 | 0
6530 | 837.0277 | 0
6531 | 836.8 | 0
6532 | 836.64 | 0
6533 | 836 | 0
6534 | 835.9855 | 0
6535 | 835.7275 | 0
6536 | 835.519 | 0
6537 | 833.8618 | 0
6538 | 833.363 | 0
6539 | 832.2691 | 0
6540 | 831.2 | 0
6541 | 831.19 | 0
6542 | 831.1376 | 0
6543 | 830.0973 | 0
6544 | 829.986 | 0
6545 | 829.6 | 0
6546 | 829.113 | 0
6547 | 828.8 | 0
6548 | 828.8 | 0
6549 | 828.8 | 0
6550 | 828.4586 | 0
6551 | 828.43 | 0
6552 | 828.2161 | 0
6553 | 827.5326 | 0
6554 | 827.2 | 0
6555 | 826.7486 | 0
6556 | 826.6632 | 0
6557 | 826.5843 | 0
6558 | 826.4 | 0
6559 | 825.915 | 0
6560 | 825.6 | 0
6561 | 824.194 | 0
6562 | 823.7824 | 0
6563 | 823.5547 | 0
6564 | 823.2952 | 0
6565 | 823.2952 | 0
6566 | 822.6911 | 0
6567 | 822.307 | 0
6568 | 822.233 | 0
6569 | 821.2232 | 0
6570 | 820.8 | 0
6571 | 820.686 | 0
6572 | 820.5325 | 0
6573 | 820.5103 | 0
6574 | 820 | 0
6575 | 819.4309 | 0
6576 | 819.3456 | 0
6577 | 818.6338 | 0
6578 | 818.4 | 0
6579 | 817.356 | 0
6580 | 817.3512 | 0
6581 | 816.4272 | 0
6582 | 816 | 0
6583 | 815.6977 | 0
6584 | 815.3764 | 0
6585 | 815.3764 | 0
6586 | 814.7659 | 0
6587 | 813.6256 | 0
6588 | 813.6256 | 0
6589 | 813.6014 | 0
6590 | 813.6 | 0
6591 | 812.644 | 0
6592 | 812.402 | 0
6593 | 812.063 | 0
6594 | 812 | 0
6595 | 811.981 | 0
6596 | 811.5093 | 0
6597 | 810.397 | 0
6598 | 809.4815 | 0
6599 | 809.242 | 0
6600 | 808.8 | 0
6601 | 807.601 | 0
6602 | 806.8654 | 0
6603 | 806.512 | 0
6604 | 806.1299 | 0
6605 | 806.027 | 0
6606 | 805.6 | 0
6607 | 804.961 | 0
6608 | 804.6468 | 0
6609 | 803.82 | 0
6610 | 803.013 | 0
6611 | 802.622 | 0
6612 | 802.2911 | 0
6613 | 802.242 | 0
6614 | 802.2369 | 0
6615 | 801.8299 | 0
6616 | 800.5026 | 0
6617 | 799.5406 | 0
6618 | 799.2 | 0
6619 | 799.112 | 0
6620 | 799.087 | 0
6621 | 798.5303 | 0
6622 | 798.4 | 0
6623 | 797.7399 | 0
6624 | 797.6 | 0
6625 | 797.6 | 0
6626 | 797.587 | 0
6627 | 796.5663 | 0
6628 | 795.2945 | 0
6629 | 793.1348 | 0
6630 | 792 | 0
6631 | 791.3395 | 0
6632 | 791.2837 | 0
6633 | 790.3815 | 0
6634 | 789.213 | 0
6635 | 788.801 | 0
6636 | 787.8808 | 0
6637 | 785.5354 | 0
6638 | 785.1463 | 0
6639 | 784.8 | 0
6640 | 784.8 | 0
6641 | 784.747 | 0
6642 | 784.7098 | 0
6643 | 782.7914 | 0
6644 | 782.6071 | 0
6645 | 782.5933 | 0
6646 | 782.5449 | 0
6647 | 781.83 | 0
6648 | 781.8035 | 0
6649 | 780.4728 | 0
6650 | 780.334 | 0
6651 | 780 | 0
6652 | 779.6512 | 0
6653 | 779.2 | 0
6654 | 779.2 | 0
6655 | 778.4 | 0
6656 | 777.6212 | 0
6657 | 777.272 | 0
6658 | 776.4017 | 0
6659 | 776.1206 | 0
6660 | 774.9473 | 0
6661 | 774.4 | 0
6662 | 773.4902 | 0
6663 | 772.296 | 0
6664 | 771.604 | 0
6665 | 771.2136 | 0
6666 | 770.837 | 0
6667 | 770.8032 | 0
6668 | 770.8032 | 0
6669 | 769.6 | 0
6670 | 768.029 | 0
6671 | 768 | 0
6672 | 767.602 | 0
6673 | 764 | 0
6674 | 762.515 | 0
6675 | 761.9789 | 0
6676 | 761.6585 | 0
6677 | 760 | 0
6678 | 759.7922 | 0
6679 | 759.475 | 0
6680 | 759.2 | 0
6681 | 758.1283 | 0
6682 | 758.1283 | 0
6683 | 756.9896 | 0
6684 | 756.9896 | 0
6685 | 756.627 | 0
6686 | 756.271 | 0
6687 | 755.2 | 0
6688 | 754.857 | 0
6689 | 754.4 | 0
6690 | 753.773 | 0
6691 | 752.979 | 0
6692 | 752.8 | 0
6693 | 752.1548 | 0
6694 | 750.2304 | 0
6695 | 750.082 | 0
6696 | 747.1449 | 0
6697 | 746.5353 | 0
6698 | 745.043 | 0
6699 | 743.1759 | 0
6700 | 741.7717 | 0
6701 | 741.6 | 0
6702 | 741.6 | 0
6703 | 740.535 | 0
6704 | 740.237 | 0
6705 | 739.3182 | 0
6706 | 739.0318 | 0
6707 | 738.4 | 0
6708 | 738.0913 | 0
6709 | 736.9597 | 0
6710 | 734.6806 | 0
6711 | 734.4698 | 0
6712 | 734.4 | 0
6713 | 733.5934 | 0
6714 | 730.0529 | 0
6715 | 729.6 | 0
6716 | 729.5043 | 0
6717 | 728.8 | 0
6718 | 728.4592 | 0
6719 | 727.5949 | 0
6720 | 727.2 | 0
6721 | 726.714 | 0
6722 | 725.6 | 0
6723 | 724.5973 | 0
6724 | 723.729 | 0
6725 | 723.2 | 0
6726 | 721.6 | 0
6727 | 720.8 | 0
6728 | 720.5879 | 0
6729 | 720.376 | 0
6730 | 717.6 | 0
6731 | 716.923 | 0
6732 | 716.419 | 0
6733 | 716.3965 | 0
6734 | 716.2392 | 0
6735 | 715.847 | 0
6736 | 715.8188 | 0
6737 | 715.661 | 0
6738 | 715.5485 | 0
6739 | 714.1672 | 0
6740 | 714.13 | 0
6741 | 713.6 | 0
6742 | 713.0577 | 0
6743 | 712.7858 | 0
6744 | 711.9834 | 0
6745 | 709.9428 | 0
6746 | 709.607 | 0
6747 | 708.8 | 0
6748 | 708.5433 | 0
6749 | 707.951 | 0
6750 | 706.4 | 0
6751 | 706.0992 | 0
6752 | 705.6 | 0
6753 | 704.9694 | 0
6754 | 704.9694 | 0
6755 | 704.878 | 0
6756 | 704 | 0
6757 | 700.8 | 0
6758 | 700.377 | 0
6759 | 699.2 | 0
6760 | 697.6 | 0
6761 | 697.26 | 0
6762 | 692.7019 | 0
6763 | 691.8841 | 0
6764 | 691.327 | 0
6765 | 690.747 | 0
6766 | 689.9172 | 0
6767 | 689.6 | 0
6768 | 689.6 | 0
6769 | 688.6006 | 0
6770 | 686.5273 | 0
6771 | 686.4 | 0
6772 | 686.4 | 0
6773 | 683.53 | 0
6774 | 682.6487 | 0
6775 | 680.187 | 0
6776 | 680.172 | 0
6777 | 679.439 | 0
6778 | 679.251 | 0
6779 | 678.563 | 0
6780 | 677.6 | 0
6781 | 676.8 | 0
6782 | 675.2074 | 0
6783 | 674.8497 | 0
6784 | 674.256 | 0
6785 | 673.7052 | 0
6786 | 672.9677 | 0
6787 | 672.0078 | 0
6788 | 671.56 | 0
6789 | 671.4383 | 0
6790 | 671.3979 | 0
6791 | 668.8 | 0
6792 | 668.5877 | 0
6793 | 667.766 | 0
6794 | 666.613 | 0
6795 | 664.4379 | 0
6796 | 663.439 | 0
6797 | 662.3137 | 0
6798 | 662.126 | 0
6799 | 660.137 | 0
6800 | 658.296 | 0
6801 | 657.357 | 0
6802 | 657.248 | 0
6803 | 656.8 | 0
6804 | 652.0056 | 0
6805 | 650.269 | 0
6806 | 649.4642 | 0
6807 | 646.748 | 0
6808 | 644.2323 | 0
6809 | 642.919 | 0
6810 | 641.0608 | 0
6811 | 639.7638 | 0
6812 | 639.3445 | 0
6813 | 638.4 | 0
6814 | 637.627 | 0
6815 | 636.197 | 0
6816 | 635.2 | 0
6817 | 632.529 | 0
6818 | 631.5235 | 0
6819 | 627.109 | 0
6820 | 626.4 | 0
6821 | 625.816 | 0
6822 | 624.6762 | 0
6823 | 624.5034 | 0
6824 | 622.722 | 0
6825 | 622.3062 | 0
6826 | 621.669 | 0
6827 | 619.025 | 0
6828 | 618.959 | 0
6829 | 618.406 | 0
6830 | 617.579 | 0
6831 | 615.896 | 0
6832 | 615.8259 | 0
6833 | 615.277 | 0
6834 | 612.699 | 0
6835 | 609.2833 | 0
6836 | 609.1832 | 0
6837 | 607.8018 | 0
6838 | 606.677 | 0
6839 | 606.4 | 0
6840 | 606.0119 | 0
6841 | 603.316 | 0
6842 | 602.4 | 0
6843 | 602.2764 | 0
6844 | 601.179 | 0
6845 | 596.8 | 0
6846 | 596.201 | 0
6847 | 596 | 0
6848 | 594.4 | 0
6849 | 594.4 | 0
6850 | 593.7445 | 0
6851 | 593.572 | 0
6852 | 593.521 | 0
6853 | 592.8 | 0
6854 | 592.386 | 0
6855 | 592.271 | 0
6856 | 592.193 | 0
6857 | 587.2298 | 0
6858 | 586.4 | 0
6859 | 585.8407 | 0
6860 | 584.9195 | 0
6861 | 583.859 | 0
6862 | 583.145 | 0
6863 | 580.8 | 0
6864 | 576.8 | 0
6865 | 574.5564 | 0
6866 | 571.13 | 0
6867 | 567.8021 | 0
6868 | 565.025 | 0
6869 | 563.4848 | 0
6870 | 561.581 | 0
6871 | 559.198 | 0
6872 | 558.473 | 0
6873 | 557.6649 | 0
6874 | 556.7111 | 0
6875 | 552.934 | 0
6876 | 551.2 | 0
6877 | 551.1658 | 0
6878 | 550.7832 | 0
6879 | 546.3104 | 0
6880 | 545.507 | 0
6881 | 544.574 | 0
6882 | 537.6301 | 0
6883 | 536.721 | 0
6884 | 534.4 | 0
6885 | 533.643 | 0
6886 | 532.414 | 0
6887 | 531.2024 | 0
6888 | 526.4 | 0
6889 | 524.3525 | 0
6890 | 520.8758 | 0
6891 | 520.632 | 0
6892 | 516.8685 | 0
6893 | 512.7793 | 0
6894 | 511.4393 | 0
6895 | 511.2727 | 0
6896 | 506.2713 | 0
6897 | 505.6 | 0
6898 | 505.6 | 0
6899 | 505.286 | 0
6900 | 504 | 0
6901 | 504 | 0
6902 | 503.248 | 0
6903 | 503.2 | 0
6904 | 502.0396 | 0
6905 | 502.0396 | 0
6906 | 501.6 | 0
6907 | 500.197 | 0
6908 | 498.735 | 0
6909 | 498.4 | 0
6910 | 498.4 | 0
6911 | 498.4 | 0
6912 | 497.6 | 0
6913 | 496.7951 | 0
6914 | 496.4614 | 0
6915 | 496.4614 | 0
6916 | 496.4614 | 0
6917 | 495.6645 | 0
6918 | 495.6049 | 0
6919 | 490.41 | 0
6920 | 489.888 | 0
6921 | 487.2 | 0
6922 | 485.7777 | 0
6923 | 485.6 | 0
6924 | 485.3049 | 0
6925 | 484.8 | 0
6926 | 483.7112 | 0
6927 | 482.5196 | 0
6928 | 481.147 | 0
6929 | 480.8 | 0
6930 | 479.2755 | 0
6931 | 478.9298 | 0
6932 | 478.6691 | 0
6933 | 477.6 | 0
6934 | 475.7423 | 0
6935 | 472 | 0
6936 | 472 | 0
6937 | 470.5752 | 0
6938 | 470.1641 | 0
6939 | 469.188 | 0
6940 | 467.2 | 0
6941 | 465.3827 | 0
6942 | 460.316 | 0
6943 | 458.959 | 0
6944 | 457.786 | 0
6945 | 455.687 | 0
6946 | 453.9145 | 0
6947 | 452.8416 | 0
6948 | 451.698 | 0
6949 | 451.248 | 0
6950 | 450.4 | 0
6951 | 448.6481 | 0
6952 | 445.515 | 0
6953 | 442.969 | 0
6954 | 442.7905 | 0
6955 | 440.8103 | 0
6956 | 437.884 | 0
6957 | 436.2411 | 0
6958 | 433.4498 | 0
6959 | 433.137 | 0
6960 | 432.662 | 0
6961 | 431.2 | 0
6962 | 426.0894 | 0
6963 | 424 | 0
6964 | 423.3979 | 0
6965 | 423.123 | 0
6966 | 422.9472 | 0
6967 | 421.6 | 0
6968 | 419.9601 | 0
6969 | 416.8 | 0
6970 | 415.99 | 0
6971 | 414.3719 | 0
6972 | 413.609 | 0
6973 | 413.157 | 0
6974 | 412.0002 | 0
6975 | 410.829 | 0
6976 | 410.4 | 0
6977 | 408.8037 | 0
6978 | 408.03 | 0
6979 | 407.546 | 0
6980 | 406.4615 | 0
6981 | 406.4429 | 0
6982 | 403.1901 | 0
6983 | 402.4 | 0
6984 | 400.8348 | 0
6985 | 399.101 | 0
6986 | 397.7894 | 0
6987 | 397.6 | 0
6988 | 396.46 | 0
6989 | 395.2318 | 0
6990 | 394.4 | 0
6991 | 393.167 | 0
6992 | 392.5583 | 0
6993 | 390.9227 | 0
6994 | 390.4 | 0
6995 | 390.1049 | 0
6996 | 389.912 | 0
6997 | 389.328 | 0
6998 | 388.4692 | 0
6999 | 387.2 | 0
7000 | 386.8335 | 0
7001 | 385.6939 | 0
7002 | 385.522 | 0
7003 | 384.0224 | 0
7004 | 384 | 0
7005 | 382.4 | 0
7006 | 382.4 | 0
7007 | 381.8331 | 0
7008 | 381.6 | 0
7009 | 380.8 | 0
7010 | 380 | 0
7011 | 378.6719 | 0
7012 | 378.4 | 0
7013 | 378.4 | 0
7014 | 378.0493 | 0
7015 | 376.9281 | 0
7016 | 375.588 | 0
7017 | 375.3839 | 0
7018 | 375.337 | 0
7019 | 371.3765 | 0
7020 | 369.6591 | 0
7021 | 369.6 | 0
7022 | 368.8 | 0
7023 | 368.1624 | 0
7024 | 367.3655 | 0
7025 | 367.2 | 0
7026 | 365.57 | 0
7027 | 364.7608 | 0
7028 | 364.693 | 0
7029 | 364.5171 | 0
7030 | 364.5053 | 0
7031 | 362.2986 | 0
7032 | 361.6 | 0
7033 | 357.9482 | 0
7034 | 357.6 | 0
7035 | 355.547 | 0
7036 | 354.6912 | 0
7037 | 354.4 | 0
7038 | 354.4 | 0
7039 | 353.747 | 0
7040 | 352 | 0
7041 | 348.83 | 0
7042 | 345.786 | 0
7043 | 345.2975 | 0
7044 | 344.9167 | 0
7045 | 344.1836 | 0
7046 | 343.658 | 0
7047 | 342.4 | 0
7048 | 341.8528 | 0
7049 | 341.456 | 0
7050 | 341.0682 | 0
7051 | 339.258 | 0
7052 | 338.7742 | 0
7053 | 337.397 | 0
7054 | 335.666 | 0
7055 | 335.2 | 0
7056 | 334.3604 | 0
7057 | 333.8962 | 0
7058 | 333.853 | 0
7059 | 333.7513 | 0
7060 | 332.224 | 0
7061 | 332.0389 | 0
7062 | 331.6128 | 0
7063 | 331.2 | 0
7064 | 330.448 | 0
7065 | 329.9117 | 0
7066 | 329.489 | 0
7067 | 329.02 | 0
7068 | 328.2074 | 0
7069 | 325.6 | 0
7070 | 324.8 | 0
7071 | 324.56 | 0
7072 | 324.3335 | 0
7073 | 324.2289 | 0
7074 | 323.0428 | 0
7075 | 322.859 | 0
7076 | 322.6469 | 0
7077 | 320.018 | 0
7078 | 318.7732 | 0
7079 | 318.4 | 0
7080 | 318.4 | 0
7081 | 317.159 | 0
7082 | 316 | 0
7083 | 315.607 | 0
7084 | 315.351 | 0
7085 | 315.114 | 0
7086 | 314.692 | 0
7087 | 313.792 | 0
7088 | 313.222 | 0
7089 | 311.517 | 0
7090 | 311.492 | 0
7091 | 309.6 | 0
7092 | 309.2214 | 0
7093 | 308.8 | 0
7094 | 308.0162 | 0
7095 | 307.5989 | 0
7096 | 307.348 | 0
7097 | 307.065 | 0
7098 | 306.2691 | 0
7099 | 306.2603 | 0
7100 | 305.8684 | 0
7101 | 305.6 | 0
7102 | 305.6 | 0
7103 | 304.539 | 0
7104 | 304.4113 | 0
7105 | 304.1927 | 0
7106 | 303.9311 | 0
7107 | 303.4149 | 0
7108 | 303.4149 | 0
7109 | 303.3544 | 0
7110 | 302.7034 | 0
7111 | 302.5368 | 0
7112 | 302.4 | 0
7113 | 302.112 | 0
7114 | 301.357 | 0
7115 | 301.2237 | 0
7116 | 300.6751 | 0
7117 | 299.716 | 0
7118 | 299.592 | 0
7119 | 299.2 | 0
7120 | 298.518 | 0
7121 | 298.5079 | 0
7122 | 298.4 | 0
7123 | 298.368 | 0
7124 | 298.2132 | 0
7125 | 297.305 | 0
7126 | 296.8 | 0
7127 | 296.8 | 0
7128 | 296.8 | 0
7129 | 296.7904 | 0
7130 | 296.104 | 0
7131 | 296 | 0
7132 | 296 | 0
7133 | 295.6455 | 0
7134 | 295.44 | 0
7135 | 294.906 | 0
7136 | 293.6009 | 0
7137 | 293.6 | 0
7138 | 293.458 | 0
7139 | 292.8 | 0
7140 | 292.731 | 0
7141 | 292.6697 | 0
7142 | 292 | 0
7143 | 292 | 0
7144 | 291.2 | 0
7145 | 291.2 | 0
7146 | 291.076 | 0
7147 | 290.153 | 0
7148 | 289.9125 | 0
7149 | 289.7979 | 0
7150 | 288.999 | 0
7151 | 288.8 | 0
7152 | 288.152 | 0
7153 | 287.755 | 0
7154 | 287.6502 | 0
7155 | 287.4671 | 0
7156 | 287.4345 | 0
7157 | 287.2 | 0
7158 | 287.2 | 0
7159 | 287.073 | 0
7160 | 286.4047 | 0
7161 | 286.349 | 0
7162 | 285.6 | 0
7163 | 285.1363 | 0
7164 | 285.122 | 0
7165 | 284.8 | 0
7166 | 284.3594 | 0
7167 | 284.243 | 0
7168 | 284.013 | 0
7169 | 283.6922 | 0
7170 | 283.5824 | 0
7171 | 283.379 | 0
7172 | 282.8055 | 0
7173 | 282.4089 | 0
7174 | 282.4 | 0
7175 | 282.1513 | 0
7176 | 281.969 | 0
7177 | 281.7887 | 0
7178 | 281.691 | 0
7179 | 281.379 | 0
7180 | 281.28 | 0
7181 | 281.168 | 0
7182 | 280.8 | 0
7183 | 280.4747 | 0
7184 | 280.4042 | 0
7185 | 280.1859 | 0
7186 | 279.8454 | 0
7187 | 279.7078 | 0
7188 | 279.4598 | 0
7189 | 279.2 | 0
7190 | 279.2 | 0
7191 | 278.9208 | 0
7192 | 278.114 | 0
7193 | 276.424 | 0
7194 | 276.33 | 0
7195 | 276.252 | 0
7196 | 276.049 | 0
7197 | 276 | 0
7198 | 275.21 | 0
7199 | 275.2 | 0
7200 | 274.8922 | 0
7201 | 274.4 | 0
7202 | 274.291 | 0
7203 | 273.5706 | 0
7204 | 273.494 | 0
7205 | 273.0489 | 0
7206 | 272.738 | 0
7207 | 272 | 0
7208 | 272 | 0
7209 | 271.406 | 0
7210 | 270.4 | 0
7211 | 270.3306 | 0
7212 | 269.8053 | 0
7213 | 269.6 | 0
7214 | 269.3482 | 0
7215 | 269.159 | 0
7216 | 269.004 | 0
7217 | 268.4554 | 0
7218 | 268.3642 | 0
7219 | 268 | 0
7220 | 268 | 0
7221 | 267.984 | 0
7222 | 267.282 | 0
7223 | 267.096 | 0
7224 | 266.4 | 0
7225 | 265.6099 | 0
7226 | 264.8 | 0
7227 | 264.437 | 0
7228 | 264 | 0
7229 | 263.906 | 0
7230 | 262.5234 | 0
7231 | 261.8282 | 0
7232 | 261.6 | 0
7233 | 261.3999 | 0
7234 | 261.2493 | 0
7235 | 260.8 | 0
7236 | 260.5825 | 0
7237 | 260.2743 | 0
7238 | 259.577 | 0
7239 | 259.2 | 0
7240 | 258.885 | 0
7241 | 258.7204 | 0
7242 | 258.151 | 0
7243 | 257.376 | 0
7244 | 257.187 | 0
7245 | 256.8 | 0
7246 | 256.165 | 0
7247 | 256.129 | 0
7248 | 255.553 | 0
7249 | 255.342 | 0
7250 | 255.2 | 0
7251 | 254.785 | 0
7252 | 254.4 | 0
7253 | 251.848 | 0
7254 | 251.672 | 0
7255 | 251.6319 | 0
7256 | 251.4089 | 0
7257 | 250.683 | 0
7258 | 249.9566 | 0
7259 | 248.7805 | 0
7260 | 248.715 | 0
7261 | 247.8433 | 0
7262 | 247.4402 | 0
7263 | 246.5742 | 0
7264 | 246.4 | 0
7265 | 246.146 | 0
7266 | 245.6 | 0
7267 | 244.5879 | 0
7268 | 244.417 | 0
7269 | 243.992 | 0
7270 | 243.8114 | 0
7271 | 243.7133 | 0
7272 | 243.4565 | 0
7273 | 243.2 | 0
7274 | 243.2 | 0
7275 | 242.4 | 0
7276 | 241.5452 | 0
7277 | 241.0487 | 0
7278 | 240.544 | 0
7279 | 239.297 | 0
7280 | 239.2 | 0
7281 | 238.4 | 0
7282 | 237.6 | 0
7283 | 237.6 | 0
7284 | 237.6 | 0
7285 | 237.5953 | 0
7286 | 236.4577 | 0
7287 | 236.2455 | 0
7288 | 236.1892 | 0
7289 | 236.1892 | 0
7290 | 236.032 | 0
7291 | 236 | 0
7292 | 235.767 | 0
7293 | 235.761 | 0
7294 | 235.535 | 0
7295 | 235.4123 | 0
7296 | 235.207 | 0
7297 | 235.0545 | 0
7298 | 234.947 | 0
7299 | 234.8325 | 0
7300 | 234.8325 | 0
7301 | 234.813 | 0
7302 | 234.455 | 0
7303 | 234.4 | 0
7304 | 234.4 | 0
7305 | 234.3197 | 0
7306 | 233.76 | 0
7307 | 233.4883 | 0
7308 | 233.438 | 0
7309 | 233.034 | 0
7310 | 232.2637 | 0
7311 | 231.2 | 0
7312 | 231.095 | 0
7313 | 230.7506 | 0
7314 | 230.7506 | 0
7315 | 230.684 | 0
7316 | 230.659 | 0
7317 | 230.4 | 0
7318 | 230.4 | 0
7319 | 229.93 | 0
7320 | 229.1968 | 0
7321 | 228.8 | 0
7322 | 228.6164 | 0
7323 | 228.4266 | 0
7324 | 228.211 | 0
7325 | 227.9257 | 0
7326 | 227.8445 | 0
7327 | 227.812 | 0
7328 | 227.6429 | 0
7329 | 227.2 | 0
7330 | 227.0213 | 0
7331 | 226.7086 | 0
7332 | 226.4 | 0
7333 | 226.3163 | 0
7334 | 226.1197 | 0
7335 | 225.957 | 0
7336 | 225.678 | 0
7337 | 225.6 | 0
7338 | 225.1445 | 0
7339 | 224.739 | 0
7340 | 224.5351 | 0
7341 | 224.458 | 0
7342 | 224.034 | 0
7343 | 224.0097 | 0
7344 | 224 | 0
7345 | 223.7816 | 0
7346 | 223.7582 | 0
7347 | 223.5096 | 0
7348 | 223.2 | 0
7349 | 223.2 | 0
7350 | 222.3318 | 0
7351 | 222.2043 | 0
7352 | 221.6323 | 0
7353 | 221.6 | 0
7354 | 221.19 | 0
7355 | 220.4508 | 0
7356 | 220.236 | 0
7357 | 220 | 0
7358 | 219.8735 | 0
7359 | 219.6375 | 0
7360 | 218.574 | 0
7361 | 218.4 | 0
7362 | 217.414 | 0
7363 | 216.663 | 0
7364 | 216.305 | 0
7365 | 216.0103 | 0
7366 | 215.288 | 0
7367 | 215.2119 | 0
7368 | 213.658 | 0
7369 | 212.04 | 0
7370 | 211.973 | 0
7371 | 211.252 | 0
7372 | 211.1465 | 0
7373 | 210.894 | 0
7374 | 210.6517 | 0
7375 | 210.4 | 0
7376 | 210.344 | 0
7377 | 210.0695 | 0
7378 | 209.928 | 0
7379 | 209.7018 | 0
7380 | 209.6 | 0
7381 | 209.471 | 0
7382 | 209.159 | 0
7383 | 207.884 | 0
7384 | 207.7449 | 0
7385 | 207.6748 | 0
7386 | 207.2309 | 0
7387 | 207.2 | 0
7388 | 207.0754 | 0
7389 | 206.5145 | 0
7390 | 206.4 | 0
7391 | 206.3667 | 0
7392 | 205.8624 | 0
7393 | 205.306 | 0
7394 | 205.1622 | 0
7395 | 205.1331 | 0
7396 | 205.13 | 0
7397 | 204.826 | 0
7398 | 204.693 | 0
7399 | 204.599 | 0
7400 | 204 | 0
7401 | 204 | 0
7402 | 203.7794 | 0
7403 | 203.767 | 0
7404 | 203.5578 | 0
7405 | 203.5454 | 0
7406 | 203.2065 | 0
7407 | 203.2 | 0
7408 | 203.03 | 0
7409 | 202.7269 | 0
7410 | 202.713 | 0
7411 | 202.4179 | 0
7412 | 201.4499 | 0
7413 | 200.9569 | 0
7414 | 200.8 | 0
7415 | 200 | 0
7416 | 199.8194 | 0
7417 | 199.5505 | 0
7418 | 199.3876 | 0
7419 | 199.2 | 0
7420 | 199.2 | 0
7421 | 199.0353 | 0
7422 | 198.9214 | 0
7423 | 198.7923 | 0
7424 | 198.151 | 0
7425 | 198.1192 | 0
7426 | 197.9358 | 0
7427 | 197.6 | 0
7428 | 197.3423 | 0
7429 | 197.097 | 0
7430 | 197.082 | 0
7431 | 197.058 | 0
7432 | 196.406 | 0
7433 | 195.7169 | 0
7434 | 195.463 | 0
7435 | 195.2 | 0
7436 | 195.0115 | 0
7437 | 194.8402 | 0
7438 | 194.696 | 0
7439 | 194.577 | 0
7440 | 193.991 | 0
7441 | 193.831 | 0
7442 | 193.6 | 0
7443 | 193.3915 | 0
7444 | 193.0078 | 0
7445 | 192.8 | 0
7446 | 192.7008 | 0
7447 | 192.296 | 0
7448 | 192 | 0
7449 | 191.45 | 0
7450 | 191.3722 | 0
7451 | 191.2 | 0
7452 | 189.7642 | 0
7453 | 189.5525 | 0
7454 | 188.5567 | 0
7455 | 187.2 | 0
7456 | 186.914 | 0
7457 | 186.6658 | 0
7458 | 186.4652 | 0
7459 | 186.389 | 0
7460 | 186.0829 | 0
7461 | 185.868 | 0
7462 | 185.6882 | 0
7463 | 185.42 | 0
7464 | 185.3969 | 0
7465 | 185.2027 | 0
7466 | 184.122 | 0
7467 | 183.582 | 0
7468 | 183.44 | 0
7469 | 183.1445 | 0
7470 | 183.063 | 0
7471 | 182.8679 | 0
7472 | 182.0764 | 0
7473 | 182.026 | 0
7474 | 182.01 | 0
7475 | 181.7586 | 0
7476 | 181.6734 | 0
7477 | 181.6499 | 0
7478 | 181.636 | 0
7479 | 181.6015 | 0
7480 | 181.355 | 0
7481 | 181.302 | 0
7482 | 181.165 | 0
7483 | 181.0159 | 0
7484 | 180.5099 | 0
7485 | 180 | 0
7486 | 180 | 0
7487 | 178.8941 | 0
7488 | 178.8871 | 0
7489 | 178.704 | 0
7490 | 177.796 | 0
7491 | 176.7969 | 0
7492 | 176.3999 | 0
7493 | 175.9232 | 0
7494 | 174.4073 | 0
7495 | 173.99 | 0
7496 | 173.6 | 0
7497 | 173.54 | 0
7498 | 172.671 | 0
7499 | 171.9803 | 0
7500 | 171.8487 | 0
7501 | 171.2 | 0
7502 | 170.769 | 0
7503 | 170.644 | 0
7504 | 170.605 | 0
7505 | 169.6 | 0
7506 | 169.2818 | 0
7507 | 168.6547 | 0
7508 | 168.473 | 0
7509 | 168.345 | 0
7510 | 168.3081 | 0
7511 | 168 | 0
7512 | 167.4831 | 0
7513 | 167.046 | 0
7514 | 164.8 | 0
7515 | 164.7109 | 0
7516 | 163.4921 | 0
7517 | 163.2 | 0
7518 | 163.157 | 0
7519 | 162.5652 | 0
7520 | 160.8 | 0
7521 | 160.732 | 0
7522 | 160.3938 | 0
7523 | 160.064 | 0
7524 | 159.9664 | 0
7525 | 159.6078 | 0
7526 | 159.508 | 0
7527 | 158.4 | 0
7528 | 158.372 | 0
7529 | 157.4013 | 0
7530 | 156.96 | 0
7531 | 156.897 | 0
7532 | 156.1646 | 0
7533 | 155.6841 | 0
7534 | 155.4039 | 0
7535 | 155.4039 | 0
7536 | 154.285 | 0
7537 | 153.6 | 0
7538 | 152.6909 | 0
7539 | 152.29 | 0
7540 | 152.1164 | 0
7541 | 151.282 | 0
7542 | 151.211 | 0
7543 | 150.5308 | 0
7544 | 150.4 | 0
7545 | 149.6 | 0
7546 | 149.362 | 0
7547 | 148.8 | 0
7548 | 148.8 | 0
7549 | 148 | 0
7550 | 147.3263 | 0
7551 | 147.249 | 0
7552 | 147.1628 | 0
7553 | 145.633 | 0
7554 | 145.6072 | 0
7555 | 144.5105 | 0
7556 | 144.11 | 0
7557 | 142.4 | 0
7558 | 142.371 | 0
7559 | 141.4846 | 0
7560 | 141.382 | 0
7561 | 140.8 | 0
7562 | 140 | 0
7563 | 139.948 | 0
7564 | 139.8489 | 0
7565 | 139.2 | 0
7566 | 138.7688 | 0
7567 | 138.494 | 0
7568 | 138.479 | 0
7569 | 138.4 | 0
7570 | 138.295 | 0
7571 | 138.2778 | 0
7572 | 138.2668 | 0
7573 | 137.6387 | 0
7574 | 137.6 | 0
7575 | 137.552 | 0
7576 | 137.5422 | 0
7577 | 136.8 | 0
7578 | 136.8 | 0
7579 | 136.2679 | 0
7580 | 136.0712 | 0
7581 | 135.9137 | 0
7582 | 135.7598 | 0
7583 | 135.505 | 0
7584 | 135.46 | 0
7585 | 135.2 | 0
7586 | 135.1872 | 0
7587 | 134.638 | 0
7588 | 132.8 | 0
7589 | 132.6113 | 0
7590 | 132.4947 | 0
7591 | 132.424 | 0
7592 | 131.3026 | 0
7593 | 130.6101 | 0
7594 | 130.5488 | 0
7595 | 129.9866 | 0
7596 | 129.537 | 0
7597 | 128.8 | 0
7598 | 128.716 | 0
7599 | 127.2 | 0
7600 | 127.2 | 0
7601 | 127.2 | 0
7602 | 126.773 | 0
7603 | 126.647 | 0
7604 | 126.4653 | 0
7605 | 126.4 | 0
7606 | 125.6 | 0
7607 | 124.8 | 0
7608 | 124.5833 | 0
7609 | 124 | 0
7610 | 123.5332 | 0
7611 | 123.2 | 0
7612 | 123.1185 | 0
7613 | 122.7562 | 0
7614 | 122.6745 | 0
7615 | 122.023 | 0
7616 | 121.2024 | 0
7617 | 120.4254 | 0
7618 | 120 | 0
7619 | 120 | 0
7620 | 120 | 0
7621 | 119.9634 | 0
7622 | 119.641 | 0
7623 | 119.5695 | 0
7624 | 119.4032 | 0
7625 | 118.7976 | 0
7626 | 118.4 | 0
7627 | 118.4 | 0
7628 | 118.4 | 0
7629 | 117.6 | 0
7630 | 117.6 | 0
7631 | 117.348 | 0
7632 | 116.9497 | 0
7633 | 116.8 | 0
7634 | 116.5407 | 0
7635 | 116.1318 | 0
7636 | 116 | 0
7637 | 116 | 0
7638 | 116 | 0
7639 | 115.4766 | 0
7640 | 115.2 | 0
7641 | 115.2 | 0
7642 | 115.054 | 0
7643 | 114.9869 | 0
7644 | 114.9869 | 0
7645 | 114.4 | 0
7646 | 114.4 | 0
7647 | 113.6784 | 0
7648 | 113.6 | 0
7649 | 112.8605 | 0
7650 | 112.8605 | 0
7651 | 112.7164 | 0
7652 | 112.656 | 0
7653 | 112.5998 | 0
7654 | 111.8791 | 0
7655 | 111.2 | 0
7656 | 111.2 | 0
7657 | 110.407 | 0
7658 | 110.4 | 0
7659 | 110.4 | 0
7660 | 110.4 | 0
7661 | 110.4 | 0
7662 | 110.4 | 0
7663 | 110.328 | 0
7664 | 110.259 | 0
7665 | 110.145 | 0
7666 | 109.8187 | 0
7667 | 109.6 | 0
7668 | 109.6 | 0
7669 | 109.6 | 0
7670 | 108.8 | 0
7671 | 108.8 | 0
7672 | 108.8 | 0
7673 | 108.8 | 0
7674 | 108.4667 | 0
7675 | 108.3768 | 0
7676 | 108.1214 | 0
7677 | 108 | 0
7678 | 108 | 0
7679 | 108 | 0
7680 | 107.9944 | 0
7681 | 107.2175 | 0
7682 | 107.2175 | 0
7683 | 107.2175 | 0
7684 | 107.2 | 0
7685 | 107.2 | 0
7686 | 107.2 | 0
7687 | 107.1357 | 0
7688 | 106.6504 | 0
7689 | 106.6504 | 0
7690 | 106.4 | 0
7691 | 106.4 | 0
7692 | 106.3653 | 0
7693 | 106.186 | 0
7694 | 106.102 | 0
7695 | 105.9861 | 0
7696 | 105.9149 | 0
7697 | 105.6 | 0
7698 | 105.6 | 0
7699 | 105.6 | 0
7700 | 105.5001 | 0
7701 | 105.3492 | 0
7702 | 105.232 | 0
7703 | 105.1892 | 0
7704 | 105.1892 | 0
7705 | 105.1794 | 0
7706 | 104.8867 | 0
7707 | 104.8867 | 0
7708 | 104.8 | 0
7709 | 104.8 | 0
7710 | 104.8 | 0
7711 | 104.8 | 0
7712 | 104.269 | 0
7713 | 104.1097 | 0
7714 | 104.1097 | 0
7715 | 104 | 0
7716 | 104 | 0
7717 | 103.8644 | 0
7718 | 103.3328 | 0
7719 | 103.2926 | 0
7720 | 103.221 | 0
7721 | 103.2 | 0
7722 | 103.2 | 0
7723 | 103.2 | 0
7724 | 103.2 | 0
7725 | 102.491 | 0
7726 | 102.4 | 0
7727 | 102.4 | 0
7728 | 102.4 | 0
7729 | 102.2287 | 0
7730 | 102.2287 | 0
7731 | 102.2287 | 0
7732 | 102.2212 | 0
7733 | 102.069 | 0
7734 | 101.7789 | 0
7735 | 101.7789 | 0
7736 | 101.7789 | 0
7737 | 101.6 | 0
7738 | 101.6 | 0
7739 | 101.6 | 0
7740 | 101.6 | 0
7741 | 101.6 | 0
7742 | 101.6 | 0
7743 | 101.6 | 0
7744 | 101.6 | 0
7745 | 101.6 | 0
7746 | 101.4733 | 0
7747 | 101.2048 | 0
7748 | 101.182 | 0
7749 | 101.002 | 0
7750 | 100.984 | 0
7751 | 100.8 | 0
7752 | 100.8 | 0
7753 | 100.8 | 0
7754 | 100.7662 | 0
7755 | 100.7662 | 0
7756 | 100.7662 | 0
7757 | 100.5931 | 0
7758 | 100.5931 | 0
7759 | 100.5931 | 0
7760 | 100.5931 | 0
7761 | 100.2454 | 0
7762 | 100.225 | 0
7763 | 100.225 | 0
7764 | 100.0307 | 0
7765 | 100.0307 | 0
7766 | 100.012 | 0
7767 | 100 | 0
7768 | 100 | 0
7769 | 100 | 0
7770 | 100 | 0
7771 | 100 | 0
7772 | 100 | 0
7773 | 100 | 0
7774 | 99.7752 | 0
7775 | 99.5365 | 0
7776 | 99.4481 | 0
7777 | 99.261 | 0
7778 | 99.2 | 0
7779 | 99.2 | 0
7780 | 99.2 | 0
7781 | 99.2 | 0
7782 | 99.2 | 0
7783 | 99.2 | 0
7784 | 99.1266 | 0
7785 | 98.9574 | 0
7786 | 98.9574 | 0
7787 | 98.9574 | 0
7788 | 98.846 | 0
7789 | 98.6711 | 0
7790 | 98.6711 | 0
7791 | 98.6711 | 0
7792 | 98.6711 | 0
7793 | 98.6711 | 0
7794 | 98.5597 | 0
7795 | 98.4 | 0
7796 | 98.4 | 0
7797 | 98.4 | 0
7798 | 98.4 | 0
7799 | 98.4 | 0
7800 | 98.4 | 0
7801 | 98.4 | 0
7802 | 98.4 | 0
7803 | 98.247 | 0
7804 | 97.636 | 0
7805 | 97.6 | 0
7806 | 97.6 | 0
7807 | 97.3218 | 0
7808 | 97.2562 | 0
7809 | 97.2204 | 0
7810 | 97.1173 | 0
7811 | 96.821 | 0
7812 | 96.805 | 0
7813 | 96.8 | 0
7814 | 96.8 | 0
7815 | 96.8 | 0
7816 | 96.8 | 0
7817 | 96.8 | 0
7818 | 96.8 | 0
7819 | 96.8 | 0
7820 | 96.8 | 0
7821 | 96.5407 | 0
7822 | 96.5039 | 0
7823 | 96.4444 | 0
7824 | 96.4285 | 0
7825 | 96.4235 | 0
7826 | 96.3403 | 0
7827 | 96.007 | 0
7828 | 96 | 0
7829 | 96 | 0
7830 | 96 | 0
7831 | 96 | 0
7832 | 96 | 0
7833 | 95.6861 | 0
7834 | 95.6336 | 0
7835 | 95.6266 | 0
7836 | 95.6176 | 0
7837 | 95.4148 | 0
7838 | 95.362 | 0
7839 | 95.215 | 0
7840 | 95.2 | 0
7841 | 95.2 | 0
7842 | 95.2 | 0
7843 | 95.2 | 0
7844 | 95.06 | 0
7845 | 94.9911 | 0
7846 | 94.896 | 0
7847 | 94.8821 | 0
7848 | 94.8683 | 0
7849 | 94.8683 | 0
7850 | 94.8683 | 0
7851 | 94.8446 | 0
7852 | 94.8297 | 0
7853 | 94.8297 | 0
7854 | 94.791 | 0
7855 | 94.436 | 0
7856 | 94.4 | 0
7857 | 94.4 | 0
7858 | 94.4 | 0
7859 | 94.4 | 0
7860 | 94.4 | 0
7861 | 94.4 | 0
7862 | 94.4 | 0
7863 | 94.4 | 0
7864 | 94.4 | 0
7865 | 94.1466 | 0
7866 | 94.1466 | 0
7867 | 94.05 | 0
7868 | 94.0328 | 0
7869 | 94.0328 | 0
7870 | 94.0328 | 0
7871 | 94.0328 | 0
7872 | 94.0328 | 0
7873 | 94.0095 | 0
7874 | 93.6 | 0
7875 | 93.6 | 0
7876 | 93.6 | 0
7877 | 93.6 | 0
7878 | 93.6 | 0
7879 | 93.6 | 0
7880 | 93.6 | 0
7881 | 93.6 | 0
7882 | 93.6 | 0
7883 | 93.6 | 0
7884 | 93.6 | 0
7885 | 93.6 | 0
7886 | 93.6 | 0
7887 | 93.6 | 0
7888 | 93.6 | 0
7889 | 93.6 | 0
7890 | 93.6 | 0
7891 | 93.411 | 0
7892 | 93.411 | 0
7893 | 93.277 | 0
7894 | 93.2359 | 0
7895 | 93.2359 | 0
7896 | 93.2359 | 0
7897 | 93.2359 | 0
7898 | 93.2359 | 0
7899 | 93.2359 | 0
7900 | 93.2359 | 0
7901 | 93.2359 | 0
7902 | 93.2359 | 0
7903 | 93.2359 | 0
7904 | 93.2326 | 0
7905 | 93.2326 | 0
7906 | 93.2326 | 0
7907 | 92.8447 | 0
7908 | 92.8 | 0
7909 | 92.8 | 0
7910 | 92.8 | 0
7911 | 92.8 | 0
7912 | 92.8 | 0
7913 | 92.8 | 0
7914 | 92.8 | 0
7915 | 92.8 | 0
7916 | 92.8 | 0
7917 | 92.8 | 0
7918 | 92.8 | 0
7919 | 92.8 | 0
7920 | 92.708 | 0
7921 | 92.6755 | 0
7922 | 92.6755 | 0
7923 | 92.439 | 0
7924 | 92.439 | 0
7925 | 92.439 | 0
7926 | 92.439 | 0
7927 | 92.439 | 0
7928 | 92.439 | 0
7929 | 92.4148 | 0
7930 | 92.4148 | 0
7931 | 92.1604 | 0
7932 | 92.13 | 0
7933 | 92 | 0
7934 | 92 | 0
7935 | 92 | 0
7936 | 92 | 0
7937 | 92 | 0
7938 | 91.951 | 0
7939 | 91.94 | 0
7940 | 91.94 | 0
7941 | 91.689 | 0
7942 | 91.6762 | 0
7943 | 91.6421 | 0
7944 | 91.6421 | 0
7945 | 91.5969 | 0
7946 | 91.5969 | 0
7947 | 91.2045 | 0
7948 | 91.2045 | 0
7949 | 91.2 | 0
7950 | 91.2 | 0
7951 | 91.2 | 0
7952 | 91.2 | 0
7953 | 91.2 | 0
7954 | 91.2 | 0
7955 | 91.2 | 0
7956 | 91.2 | 0
7957 | 91.2 | 0
7958 | 91.2 | 0
7959 | 91.2 | 0
7960 | 91.2 | 0
7961 | 91.2 | 0
7962 | 91.2 | 0
7963 | 91.2 | 0
7964 | 91.2 | 0
7965 | 91.1703 | 0
7966 | 90.8526 | 0
7967 | 90.8453 | 0
7968 | 90.8453 | 0
7969 | 90.8453 | 0
7970 | 90.8453 | 0
7971 | 90.8453 | 0
7972 | 90.8453 | 0
7973 | 90.638 | 0
7974 | 90.469 | 0
7975 | 90.469 | 0
7976 | 90.455 | 0
7977 | 90.4 | 0
7978 | 90.4 | 0
7979 | 90.4 | 0
7980 | 90.4 | 0
7981 | 90.4 | 0
7982 | 90.093 | 0
7983 | 90.0484 | 0
7984 | 90.0484 | 0
7985 | 90.0355 | 0
7986 | 90.0212 | 0
7987 | 89.7711 | 0
7988 | 89.7426 | 0
7989 | 89.69 | 0
7990 | 89.626 | 0
7991 | 89.61 | 0
7992 | 89.6 | 0
7993 | 89.6 | 0
7994 | 89.6 | 0
7995 | 89.6 | 0
7996 | 89.6 | 0
7997 | 89.6 | 0
7998 | 89.6 | 0
7999 | 89.6 | 0
8000 | 89.6 | 0
8001 | 89.6 | 0
8002 | 89.6 | 0
8003 | 89.489 | 0
8004 | 89.4741 | 0
8005 | 89.332 | 0
8006 | 89.2515 | 0
8007 | 89.172 | 0
8008 | 89.1435 | 0
8009 | 89.1435 | 0
8010 | 89.121 | 0
8011 | 88.9979 | 0
8012 | 88.9979 | 0
8013 | 88.9845 | 0
8014 | 88.8 | 0
8015 | 88.8 | 0
8016 | 88.8 | 0
8017 | 88.8 | 0
8018 | 88.8 | 0
8019 | 88.8 | 0
8020 | 88.6732 | 0
8021 | 88.652 | 0
8022 | 88.61 | 0
8023 | 88.4546 | 0
8024 | 88.4546 | 0
8025 | 88.4546 | 0
8026 | 88.4546 | 0
8027 | 88.4546 | 0
8028 | 88.3635 | 0
8029 | 88.3256 | 0
8030 | 88.3256 | 0
8031 | 88.3256 | 0
8032 | 88.3256 | 0
8033 | 88.3072 | 0
8034 | 88.307 | 0
8035 | 88.2653 | 0
8036 | 88.264 | 0
8037 | 88.2624 | 0
8038 | 88.2624 | 0
8039 | 88.262 | 0
8040 | 88.18 | 0
8041 | 88.082 | 0
8042 | 88.0252 | 0
8043 | 88 | 0
8044 | 88 | 0
8045 | 88 | 0
8046 | 88 | 0
8047 | 88 | 0
8048 | 88 | 0
8049 | 88 | 0
8050 | 88 | 0
8051 | 87.9635 | 0
8052 | 87.886 | 0
8053 | 87.8474 | 0
8054 | 87.814 | 0
8055 | 87.738 | 0
8056 | 87.682 | 0
8057 | 87.6577 | 0
8058 | 87.6577 | 0
8059 | 87.6577 | 0
8060 | 87.6577 | 0
8061 | 87.6577 | 0
8062 | 87.6577 | 0
8063 | 87.6577 | 0
8064 | 87.642 | 0
8065 | 87.5078 | 0
8066 | 87.356 | 0
8067 | 87.3011 | 0
8068 | 87.2 | 0
8069 | 87.2 | 0
8070 | 87.2 | 0
8071 | 87.2 | 0
8072 | 87.2 | 0
8073 | 87.2 | 0
8074 | 87.2 | 0
8075 | 87.2 | 0
8076 | 87.2 | 0
8077 | 87.2 | 0
8078 | 87.2 | 0
8079 | 87.2 | 0
8080 | 87.2 | 0
8081 | 87.2 | 0
8082 | 87.2 | 0
8083 | 87.2 | 0
8084 | 87.089 | 0
8085 | 87.0262 | 0
8086 | 86.9093 | 0
8087 | 86.8608 | 0
8088 | 86.8608 | 0
8089 | 86.8608 | 0
8090 | 86.8608 | 0
8091 | 86.8608 | 0
8092 | 86.8608 | 0
8093 | 86.8608 | 0
8094 | 86.8608 | 0
8095 | 86.8608 | 0
8096 | 86.8608 | 0
8097 | 86.8608 | 0
8098 | 86.8608 | 0
8099 | 86.801 | 0
8100 | 86.7914 | 0
8101 | 86.787 | 0
8102 | 86.785 | 0
8103 | 86.7502 | 0
8104 | 86.74 | 0
8105 | 86.69 | 0
8106 | 86.69 | 0
8107 | 86.655 | 0
8108 | 86.617 | 0
8109 | 86.5519 | 0
8110 | 86.4494 | 0
8111 | 86.437 | 0
8112 | 86.4 | 0
8113 | 86.4 | 0
8114 | 86.4 | 0
8115 | 86.4 | 0
8116 | 86.4 | 0
8117 | 86.4 | 0
8118 | 86.4 | 0
8119 | 86.4 | 0
8120 | 86.4 | 0
8121 | 86.4 | 0
8122 | 86.4 | 0
8123 | 86.3179 | 0
8124 | 86.2801 | 0
8125 | 86.0639 | 0
8126 | 86.0639 | 0
8127 | 86.0639 | 0
8128 | 86.0639 | 0
8129 | 86.0639 | 0
8130 | 86.0558 | 0
8131 | 86.0558 | 0
8132 | 86.0558 | 0
8133 | 86.02 | 0
8134 | 85.97 | 0
8135 | 85.8721 | 0
8136 | 85.749 | 0
8137 | 85.7196 | 0
8138 | 85.6854 | 0
8139 | 85.6448 | 0
8140 | 85.6448 | 0
8141 | 85.638 | 0
8142 | 85.6 | 0
8143 | 85.6 | 0
8144 | 85.6 | 0
8145 | 85.6 | 0
8146 | 85.6 | 0
8147 | 85.6 | 0
8148 | 85.6 | 0
8149 | 85.6 | 0
8150 | 85.5428 | 0
8151 | 85.467 | 0
8152 | 85.3392 | 0
8153 | 85.3203 | 0
8154 | 85.3203 | 0
8155 | 85.2782 | 0
8156 | 85.267 | 0
8157 | 85.267 | 0
8158 | 85.1346 | 0
8159 | 84.9541 | 0
8160 | 84.8 | 0
8161 | 84.8 | 0
8162 | 84.8 | 0
8163 | 84.8 | 0
8164 | 84.8 | 0
8165 | 84.741 | 0
8166 | 84.5848 | 0
8167 | 84.557 | 0
8168 | 84.507 | 0
8169 | 84.4702 | 0
8170 | 84.4702 | 0
8171 | 84.4702 | 0
8172 | 84.462 | 0
8173 | 84.446 | 0
8174 | 84.4114 | 0
8175 | 84.323 | 0
8176 | 84.2988 | 0
8177 | 84.2832 | 0
8178 | 84.2281 | 0
8179 | 84.1783 | 0
8180 | 84.042 | 0
8181 | 84 | 0
8182 | 84 | 0
8183 | 84 | 0
8184 | 83.995 | 0
8185 | 83.8493 | 0
8186 | 83.8493 | 0
8187 | 83.7151 | 0
8188 | 83.6733 | 0
8189 | 83.5728 | 0
8190 | 83.419 | 0
8191 | 83.4186 | 0
8192 | 83.4186 | 0
8193 | 83.4186 | 0
8194 | 83.396 | 0
8195 | 83.254 | 0
8196 | 83.2 | 0
8197 | 83.2 | 0
8198 | 83.0716 | 0
8199 | 82.933 | 0
8200 | 82.9302 | 0
8201 | 82.892 | 0
8202 | 82.8821 | 0
8203 | 82.8764 | 0
8204 | 82.775 | 0
8205 | 82.665 | 0
8206 | 82.654 | 0
8207 | 82.638 | 0
8208 | 82.6104 | 0
8209 | 82.6008 | 0
8210 | 82.453 | 0
8211 | 82.403 | 0
8212 | 82.4 | 0
8213 | 82.3874 | 0
8214 | 82.3782 | 0
8215 | 82.3782 | 0
8216 | 82.3782 | 0
8217 | 82.3782 | 0
8218 | 82.3435 | 0
8219 | 82.3325 | 0
8220 | 82.3166 | 0
8221 | 82.1914 | 0
8222 | 82.0825 | 0
8223 | 82.0795 | 0
8224 | 82.0705 | 0
8225 | 82.0117 | 0
8226 | 81.8383 | 0
8227 | 81.795 | 0
8228 | 81.783 | 0
8229 | 81.6427 | 0
8230 | 81.6 | 0
8231 | 81.6 | 0
8232 | 81.6 | 0
8233 | 81.6 | 0
8234 | 81.6 | 0
8235 | 81.6 | 0
8236 | 81.515 | 0
8237 | 81.5007 | 0
8238 | 81.5007 | 0
8239 | 81.435 | 0
8240 | 81.362 | 0
8241 | 81.2826 | 0
8242 | 81.253 | 0
8243 | 81.1985 | 0
8244 | 81.1979 | 0
8245 | 81.184 | 0
8246 | 81.1182 | 0
8247 | 81.102 | 0
8248 | 81.0455 | 0
8249 | 80.9652 | 0
8250 | 80.9652 | 0
8251 | 80.9369 | 0
8252 | 80.8682 | 0
8253 | 80.819 | 0
8254 | 80.81 | 0
8255 | 80.81 | 0
8256 | 80.81 | 0
8257 | 80.8 | 0
8258 | 80.7865 | 0
8259 | 80.774 | 0
8260 | 80.761 | 0
8261 | 80.6148 | 0
8262 | 80.579 | 0
8263 | 80.506 | 0
8264 | 80.485 | 0
8265 | 80.475 | 0
8266 | 80.4598 | 0
8267 | 80.4469 | 0
8268 | 80.2656 | 0
8269 | 80.1929 | 0
8270 | 80.162 | 0
8271 | 80.1193 | 0
8272 | 80.078 | 0
8273 | 80 | 0
8274 | 80 | 0
8275 | 80 | 0
8276 | 80 | 0
8277 | 79.923 | 0
8278 | 79.796 | 0
8279 | 79.7665 | 0
8280 | 79.6888 | 0
8281 | 79.6888 | 0
8282 | 79.6888 | 0
8283 | 79.66 | 0
8284 | 79.653 | 0
8285 | 79.4856 | 0
8286 | 79.4371 | 0
8287 | 79.4286 | 0
8288 | 79.4286 | 0
8289 | 79.3551 | 0
8290 | 79.3501 | 0
8291 | 79.3432 | 0
8292 | 79.281 | 0
8293 | 79.24 | 0
8294 | 79.2 | 0
8295 | 79.2 | 0
8296 | 79.067 | 0
8297 | 79.057 | 0
8298 | 78.9726 | 0
8299 | 78.9318 | 0
8300 | 78.901 | 0
8301 | 78.853 | 0
8302 | 78.8376 | 0
8303 | 78.7595 | 0
8304 | 78.738 | 0
8305 | 78.738 | 0
8306 | 78.738 | 0
8307 | 78.738 | 0
8308 | 78.7006 | 0
8309 | 78.5941 | 0
8310 | 78.5463 | 0
8311 | 78.5117 | 0
8312 | 78.42 | 0
8313 | 78.4 | 0
8314 | 78.4 | 0
8315 | 78.3215 | 0
8316 | 78.115 | 0
8317 | 78.0473 | 0
8318 | 77.6938 | 0
8319 | 77.625 | 0
8320 | 77.6 | 0
8321 | 77.379 | 0
8322 | 77.3566 | 0
8323 | 77.3566 | 0
8324 | 77.3566 | 0
8325 | 77.076 | 0
8326 | 76.9871 | 0
8327 | 76.876 | 0
8328 | 76.8 | 0
8329 | 76.8 | 0
8330 | 76.8 | 0
8331 | 76.8 | 0
8332 | 76.7762 | 0
8333 | 76.614 | 0
8334 | 76.5013 | 0
8335 | 76.2014 | 0
8336 | 76.02 | 0
8337 | 76 | 0
8338 | 76 | 0
8339 | 75.9752 | 0
8340 | 75.749 | 0
8341 | 75.7243 | 0
8342 | 75.611 | 0
8343 | 75.453 | 0
8344 | 75.3169 | 0
8345 | 75.2845 | 0
8346 | 75.2 | 0
8347 | 75.163 | 0
8348 | 75.1595 | 0
8349 | 74.961 | 0
8350 | 74.903 | 0
8351 | 74.8706 | 0
8352 | 74.6694 | 0
8353 | 74.649 | 0
8354 | 74.6116 | 0
8355 | 74.5939 | 0
8356 | 74.5939 | 0
8357 | 74.479 | 0
8358 | 74.454 | 0
8359 | 74.3586 | 0
8360 | 74.1644 | 0
8361 | 73.9979 | 0
8362 | 73.9032 | 0
8363 | 73.28 | 0
8364 | 73.0629 | 0
8365 | 73.0251 | 0
8366 | 72.995 | 0
8367 | 72.9207 | 0
8368 | 72.8 | 0
8369 | 72.8 | 0
8370 | 72.8 | 0
8371 | 72.771 | 0
8372 | 72.4879 | 0
8373 | 72 | 0
8374 | 71.8311 | 0
8375 | 71.5652 | 0
8376 | 71.47 | 0
8377 | 71.433 | 0
8378 | 70.538 | 0
8379 | 70.4498 | 0
8380 | 70.3334 | 0
8381 | 69.874 | 0
8382 | 69.845 | 0
8383 | 69.75 | 0
8384 | 69.556 | 0
8385 | 69.059 | 0
8386 | 68.887 | 0
8387 | 68.8 | 0
8388 | 68.6977 | 0
8389 | 68.404 | 0
8390 | 67.2 | 0
8391 | 66.9963 | 0
8392 | 66.9323 | 0
8393 | 66.865 | 0
8394 | 66.3057 | 0
8395 | 66.072 | 0
8396 | 65.492 | 0
8397 | 65.31 | 0
8398 | 64.271 | 0
8399 | 64.133 | 0
8400 | 63.569 | 0
8401 | 62.387 | 0
8402 | 62.252 | 0
8403 | 60.615 | 0
8404 | 60.338 | 0
8405 | 60.106 | 0
8406 | 59.935 | 0
8407 | 59.771 | 0
8408 | 59.139 | 0
8409 | 57.64 | 0
8410 | 57.444 | 0
8411 | 56.963 | 0
8412 | 44.716 | 0
8413 | 39.491 | 0
8414 | 37.99 | 0
8415 | 0 | 0
8416 | 0 | 0
8417 | 0 | 0
8418 | 0 | 0
8419 | 0 | 0
8420 | 0 | 0
8421 | 0 | 0
8422 | 0 | 0
8423 | 0 | 0
8424 | 0 | 0
8425 | 0 | 0
8426 | 0 | 0
8427 | 0 | 0
8428 | 0 | 0
8429 | 0 | 0
8430 | 0 | 0
8431 | 0 | 0
8432 | 0 | 0
8433 | 0 | 0
8434 | 0 | 0
8435 | 0 | 0
8436 | 0 | 0
8437 | 0 | 0
8438 | 0 | 0
8439 | 0 | 0
8440 | 0 | 0
8441 | 0 | 0
8442 | 0 | 0
8443 | 0 | 0
8444 | 0 | 0
8445 | 0 | 0
8446 | 0 | 0
8447 | 0 | 0
8448 | 0 | 0
8449 | 0 | 0
8450 | 0 | 0
8451 | 0 | 0
8452 | 0 | 0
8453 | 0 | 0
8454 | 0 | 0
8455 | 0 | 0
8456 | 0 | 0
8457 | 0 | 0
8458 | 0 | 0
8459 | 0 | 0
8460 | 0 | 0
8461 | 0 | 0
8462 | 0 | 0
8463 | 0 | 0
8464 | 0 | 0
8465 | 0 | 0
8466 | 0 | 0
8467 | 0 | 0
8468 | 0 | 0
8469 | 0 | 0
8470 | 0 | 0
8471 | 0 | 0
8472 | 0 | 0
8473 | 0 | 0
8474 | 0 | 0
8475 | 0 | 0
8476 | 0 | 0
8477 | 0 | 0
8478 | 0 | 0
8479 | 0 | 0
8480 | 0 | 0
8481 | 0 | 0
8482 | 0 | 0
8483 | 0 | 0
8484 | 0 | 0
8485 | 0 | 0
8486 | 0 | 0
8487 | 0 | 0
8488 | 0 | 0
8489 | 0 | 0
8490 | 0 | 0
8491 | 0 | 0
8492 | 0 | 0
8493 | 0 | 0
8494 | 0 | 0
8495 | 0 | 0
8496 | 0 | 0
8497 | 0 | 0
8498 | 0 | 0
8499 | 0 | 0
8500 | 0 | 0
8501 | 0 | 0
8502 | 0 | 0
8503 | 0 | 0
8504 | 0 | 0
8505 | 0 | 0
8506 | 0 | 0
8507 | 0 | 0
8508 | 0 | 0
8509 | 0 | 0
8510 | 0 | 0
8511 | 0 | 0
8512 | 0 | 0
8513 | 0 | 0
8514 | 0 | 0
8515 | 0 | 0
8516 | 0 | 0
8517 | 0 | 0
8518 | 0 | 0
8519 | 0 | 0
8520 | 0 | 0
8521 | 0 | 0
8522 | 0 | 0
8523 | 0 | 0
8524 | 0 | 0
8525 | 0 | 0
8526 | 0 | 0
8527 | 0 | 0
8528 | 0 | 0
8529 | 0 | 0
8530 | 0 | 0
8531 | 0 | 0
8532 | 0 | 0
8533 | 0 | 0
8534 | 0 | 0
8535 | 0 | 0
8536 | 0 | 0
8537 | 0 | 0
8538 | 0 | 0
8539 | 0 | 0
8540 | 0 | 0
8541 | 0 | 0
8542 | 0 | 0
8543 | 0 | 0
8544 | 0 | 0
8545 | 0 | 0
8546 | 0 | 0
8547 | 0 | 0
8548 | 0 | 0
8549 | 0 | 0
8550 | 0 | 0
8551 | 0 | 0
8552 | 0 | 0
8553 | 0 | 0
8554 | 0 | 0
8555 | 0 | 0
8556 | 0 | 0
8557 | 0 | 0
8558 | 0 | 0
8559 | 0 | 0
8560 | 0 | 0
8561 | 0 | 0
8562 | 0 | 0
8563 | 0 | 0
8564 | 0 | 0
8565 | 0 | 0
8566 | 0 | 0
8567 | 0 | 0
8568 | 0 | 0
8569 | 0 | 0
8570 | 0 | 0
8571 | 0 | 0
8572 | 0 | 0
8573 | 0 | 0
8574 | 0 | 0
8575 | 0 | 0
8576 | 0 | 0
8577 | 0 | 0
8578 | 0 | 0
8579 | 0 | 0
8580 | 0 | 0
8581 | 0 | 0
8582 | 0 | 0
8583 | 0 | 0
8584 | 0 | 0
8585 | 0 | 0
8586 | 0 | 0
8587 | 0 | 0
8588 | 0 | 0
8589 | 0 | 0
8590 | 0 | 0
8591 | 0 | 0
8592 | 0 | 0
8593 | 0 | 0
8594 | 0 | 0
8595 | 0 | 0
8596 | 0 | 0
8597 | 0 | 0
8598 | 0 | 0
8599 | 0 | 0
8600 | 0 | 0
8601 | 0 | 0
8602 | 0 | 0
8603 | 0 | 0
8604 | 0 | 0
8605 | 0 | 0
8606 | 0 | 0
8607 | 0 | 0
8608 | 0 | 0
8609 | 0 | 0
8610 | 0 | 0
8611 | 0 | 0
8612 | 0 | 0
8613 | 0 | 0
8614 | 0 | 0
8615 | 0 | 0
8616 | 0 | 0
8617 | 0 | 0
8618 | 0 | 0
8619 | 0 | 0
8620 | 0 | 0
8621 | 0 | 0
8622 | 0 | 0
8623 | 0 | 0
8624 | 0 | 0
8625 | 0 | 0
8626 | 0 | 0
8627 | 0 | 0
8628 | 0 | 0
8629 | 0 | 0
8630 | 0 | 0
8631 | 0 | 0
8632 | 0 | 0
8633 | 0 | 0
8634 | 0 | 0
8635 | 0 | 0
8636 | 0 | 0
8637 | 0 | 0
8638 | 0 | 0
8639 | 0 | 0
8640 | 0 | 0
8641 | 0 | 0
8642 | 0 | 0
8643 | 0 | 0
8644 | 0 | 0
8645 | 0 | 0
8646 | 0 | 0
8647 | 0 | 0
8648 | 0 | 0
8649 | 0 | 0
8650 | 0 | 0
8651 | 0 | 0
8652 | 0 | 0
8653 | 0 | 0
8654 | 0 | 0
8655 | 0 | 0
8656 | 0 | 0
8657 | 0 | 0
8658 | 0 | 0
8659 | 0 | 0
8660 | 0 | 0
8661 | 0 | 0
8662 | 0 | 0
8663 | 0 | 0
8664 | 0 | 0
8665 | 0 | 0
8666 | 0 | 0
8667 | 0 | 0
8668 | 0 | 0
8669 | 0 | 0
8670 | 0 | 0
8671 | 0 | 0
8672 | 0 | 0
8673 | 0 | 0
8674 | 0 | 0
8675 | 0 | 0
8676 | 0 | 0
8677 | 0 | 0
8678 | 0 | 0
8679 | 0 | 0
8680 | 0 | 0
8681 | 0 | 0
8682 | 0 | 0
8683 | 0 | 0
8684 | 0 | 0
8685 | 0 | 0
8686 | 0 | 0
8687 | 0 | 0
8688 | 0 | 0
8689 | 0 | 0
8690 | 0 | 0
8691 | 0 | 0
8692 | 0 | 0
8693 | 0 | 0
8694 | 0 | 0
8695 | 0 | 0
8696 | 0 | 0
8697 | 0 | 0
8698 | 0 | 0
8699 | 0 | 0
8700 | 0 | 0
8701 | 0 | 0
8702 | 0 | 0
8703 | 0 | 0
8704 | 0 | 0
8705 | 0 | 0
8706 | 0 | 0
8707 | 0 | 0
8708 | 0 | 0
8709 | 0 | 0
8710 | 0 | 0
8711 | 0 | 0
8712 | 0 | 0
8713 | 0 | 0
8714 | 0 | 0
8715 | 0 | 0
8716 | 0 | 0
8717 | 0 | 0
8718 | 0 | 0
8719 | 0 | 0
8720 | 0 | 0
8721 | 0 | 0
8722 | 0 | 0
8723 | 0 | 0
8724 | 0 | 0
8725 | 0 | 0
8726 | 0 | 0
8727 | 0 | 0
8728 | 0 | 0
8729 | 0 | 0
8730 | 0 | 0
8731 | 0 | 0
8732 | 0 | 0
8733 | 0 | 0
8734 | 0 | 0
8735 | 0 | 0
8736 | 0 | 0
8737 | 0 | 0
8738 | 0 | 0
8739 | 0 | 0
8740 | 0 | 0
8741 | 0 | 0
8742 | 0 | 0
8743 | 0 | 0
8744 | 0 | 0
8745 | 0 | 0
8746 | 0 | 0
8747 | 0 | 0
8748 | 0 | 0
8749 | 0 | 0
8750 | 0 | 0
8751 | 0 | 0
8752 | 0 | 0
8753 | 0 | 0
8754 | 0 | 0
8755 | 0 | 0
8756 | 0 | 0
8757 | 0 | 0
8758 | 0 | 0
8759 | 0 | 0
8760 | 0 | 0