## Cover
Investment Case Workbook - Factory A Vietnam ESCO E2E
ESCO discount-to-EVN tariff (behind-the-meter) · prepared 2026-09-13 · REopt dispatch + proforma_vietnam financial engine
REopt run UUID: 62fa28a6-e52b-4cf2-9b07-1620c2a4bf4b
Model validation status |  | Live tie-out of every Excel-derived metric against the engine
Colour legend
Hardcoded input / engine output | Case file terms, REopt dispatch results, 8760-h settlement totals, tie-out references
Live Excel formula (white) | Everything derivable is a formula - trace with Excel's formula auditing tools
PASS / REVIEW check cell | Excel-vs-engine tie-out at stated tolerances
Contents
Executive Summary | Headline KPIs for both counterparties
Assumptions | Every case input & contract term with unit, source and named cell
Model Basis | Methodology, settlement math, simplifications register
Pro Forma (Audit) | Full cash flow rebuilt with live formulas + engine tie-out
FX Sensitivity | USD returns under VND depreciation (editable)
Buyer Analysis | Offtaker savings vs business-as-usual
Developer Returns | Sources & uses, coverage, equity cash flow
Technical Results | System sizing, year-1 energy balance, bill comparison
Battery SOH | State of health replayed from the solved dispatch; drives the battery derate
Dispatch Profile | 8760-h dispatch incl. original PV generation; chart shows the peak-load week
Load Duration | Load and net-load duration curves
Prepared for investment and lending review. Figures are model outputs, not offers; REopt sizing is optimizer output and may shift with solver versions.
Regenerate offline anytime: python -m proforma_vietnam.rebuild_report --case-dir <case>.

## Executive Summary
Investment & PPA Negotiation Summary - Factory A Vietnam ESCO E2E
ESCO discount-to-EVN tariff (behind-the-meter) · prepared 2026-09-13 · REopt dispatch + proforma_vietnam financial model
Project & System
PV Size (kW) | 2188.1308
Battery Power (kW) | 579.47
Battery Energy (kWh) | 3087.88
Total Investment (USD) | 1467205.984
Contract Terms
ESCO Energy Price (fraction of EVN tariff) | 90%
Demand Savings Share to ESCO | 80%
Analysis Period (Years) | 20
Developer (Seller) Returns
Equity IRR | 16.24%
Project IRR | 12.84%
NPV (USD) | 389851.6742 | At owner discount rate
Minimum DSCR (debt years) | 1.1232 | Lender covenant view
Average DSCR | 1.2945
Simple Payback (Years) | 9.6962
Equity Investment (USD) | 440161.7952
Debt Principal (USD) | 1027044.1888
Buyer (Offtaker) Outcome
Year 1 BAU Cost (USD) | 720408.62
Year 1 Cost With Project (USD) | 691647.9174
Year 1 Buyer Savings (USD) | 28760.7026
Year 1 Savings (% of BAU) | 3.992%
First 10 Years Buyer Savings (USD) | 303382.9859 | Cumulative, years 1-10
First 10 Years Savings (% of BAU) | 3.508%
Lifetime Buyer Savings (USD) | 619624.9523 | Sum over analysis period
Lifetime Savings (% of BAU) | 2.888%
Model Basis & Conventions
• ESCO is paid a discount to the time-specific EVN tariff for project-served energy.
• PV degradation, O&M escalation and battery replacement (REopt schedule) are applied across the analysis period.
• PV straight-line depreciation over 20 years (Circular 45/2013/TT-BTC permits 7-20 years for generating equipment).
• Vietnam CIT: 4-year exemption + 9-year 50% reduction from first profitable year; 5-year tax-loss carryforward.
• All USD figures at the fixed contract exchange rate (see Assumptions); FX drift between VND revenue and USD reporting is quantified on the FX Sensitivity sheet.

## Assumptions
Assumptions & Model Inputs
Shaded cells are hardcoded inputs (case file or engine output); named cells drive every formula on the Pro Forma (Audit) sheet.
Project & Run
Case name | Factory A Vietnam ESCO E2E |  | case.json
Financing structure | ESCO discount-to-EVN (behind-the-meter) |  | proforma_vietnam.structures
REopt run UUID | 62fa28a6-e52b-4cf2-9b07-1620c2a4bf4b |  | REopt API
Report prepared | 2026-09-13
Analysis period | 20 | years | proforma_vietnam.defaults replacement policy (PROJECT_YEARS) unless case.json financial.analysis_years overrides
Tariff year | 2025 |  | case.json tariff.year
Voltage level | 22-110kV |  | case.json tariff.voltage_level
TOU schedule | decision_963 |  | case.json tariff.tou_schedule
Site & Load Profile (case.json)
Latitude | 10.8231 | deg | case.json site.latitude
Longitude | 106.6297 | deg | case.json site.longitude
Load profile file | Sample Load Profile/Emivest_clean.csv |  | case.json load_profile.path (8760 hourly kW)
Load year | 2025 |  | case.json load_profile.year
PV Technology (case.json)
PV minimum size | 0 | kW | case.json technologies.pv.min_kw
PV maximum size | 10000 | kW | case.json technologies.pv.max_kw
PV installed cost | 480 | USD/kW | case.json technologies.pv.installed_cost_per_kw
PV O&M cost | 6 | USD/kW/yr | case.json technologies.pv.om_cost_per_kw
PV degradation (case input) | 0.5% | per year | case.json technologies.pv.degradation_fraction
PVWatts tilt | 10 |  | case.json technologies.pv.pvwatts (production factor inputs)
PVWatts azimuth | 180 |  | case.json technologies.pv.pvwatts (production factor inputs)
PVWatts array_type | 1 |  | case.json technologies.pv.pvwatts (production factor inputs)
PVWatts module_type | 0 |  | case.json technologies.pv.pvwatts (production factor inputs)
PVWatts losses | 14 |  | case.json technologies.pv.pvwatts (production factor inputs)
PVWatts dc_ac_ratio | 1.2 |  | case.json technologies.pv.pvwatts (production factor inputs)
Storage Technology (case.json)
Storage minimum power | 0 | kW | case.json technologies.storage.min_kw
Storage maximum power | 5000 | kW | case.json technologies.storage.max_kw
Storage minimum energy | 0 | kWh | case.json technologies.storage.min_kwh
Storage maximum energy | 20000 | kWh | case.json technologies.storage.max_kwh
Storage cost per kW | 80 | USD/kW | case.json technologies.storage.installed_cost_per_kw
Storage cost per kWh | 120 | USD/kWh | case.json technologies.storage.installed_cost_per_kwh
Storage fixed cost | 0 | USD | case.json technologies.storage.installed_cost_constant
O&M (fraction of installed cost) | 1% | per year | case.json technologies.storage.om_cost_fraction_of_installed_cost
Currency & FX
Model currency | USD |  | EVN tariff converted VND→USD before REopt; see Model Basis
Contract exchange rate | 26300 | VND per USD | case.json tariff.exchange_rate_vnd_per_usd
FX treatment | Held flat over the analysis period |  | Simplification - see FX Sensitivity sheet
Capital Costs
PV capex | 1050302.784 | USD | REopt PV size_kw × installed_cost_per_kw
BESS capex | 416903.2 | USD | REopt ElectricStorage initial_capital_cost
Other capex | 0 | USD | case.json (developer overrides)
Total investment |  | USD | Formula: PV + BESS + Other
Operating Costs
Year-1 O&M | 17297.8195 | USD/yr | REopt Financial.year_one_om_costs_before_tax
O&M escalation | 3% | per year | vietnam_defaults.json / case.json financial.om_escalation_rate
Replacement Policy
Battery replacement | Not scheduled inside the 20 year horizon |  | Client direction 2026-09-12: capacity fade is carried on the Battery SOH sheet and derates the battery's savings; REopt sent replace_cost 0. Opt in per case with technologies.storage.replacement
Battery cycle life (EFC to 80 percent) | 8000 | cycles | proforma_vietnam.defaults BESS_CYCLE_LIFE_EFC unless case.json technologies.storage.cycle_life_efc overrides (sets the SOH cycle fade: (1 - 0.80) / cycle life per kWh discharged)
Battery ageing treatment | derate |  | case.json technologies.storage.ageing_treatment (2026-09-13): derate multiplies the battery's savings by the year's SOH; augment keeps the capacity at nominal and books the daily top-up as an operating cost (Pro Forma row 'Battery augmentation')
Augmentation price declination | 3% | per year | proforma_vietnam.defaults BESS_AUGMENTATION_PRICE_DECLINATION_RATE unless technologies.storage.augmentation_price_declination_rate; the top-up is priced at the installed USD/kWh sent to REopt times (1 - rate)^(day/365), REopt's own degradation price path
PV inverter replacement year | 11 | year | proforma_vietnam.defaults replacement policy
PV inverter replacement fraction of PV capex | 10% | fraction | proforma_vietnam.defaults replacement policy
PV inverter replacement cost | 105030.2784 | USD | Engine: fraction x solved PV capex (none booked when the run has no PV)
Tariff & Escalation
EVN energy escalation | 4% | per year | case.json tariff.evn_energy_escalation_rate
EVN capacity (demand) escalation | 5% | per year | case.json tariff.evn_capacity_escalation_rate
PV degradation | 0.5% | per year | REopt PV.degradation_fraction
Tariff currency fed to REopt | USD |  | case.json tariff.currency
Two-component tariff pilot | TRUE | yes/no | case.json tariff.two_component_pilot_enabled
Contract Terms
ESCO energy price (fraction of EVN tariff) | 90% | fraction | case.json esco_contract.esco_energy_discount_fraction
Demand savings share to ESCO | 80% | fraction | case.json esco_contract.demand_savings_esco_share
Grid charging enabled | FALSE | yes/no | case.json esco_contract.grid_charging_enabled
Financing
Debt fraction | 70% | of total capex | vietnam_defaults.json / case.json financial.debt_fraction
Debt interest rate | 8.5% | per year | vietnam_defaults.json / case.json financial.debt_interest_rate_fraction
Debt term | 10 | years | vietnam_defaults.json / case.json financial.debt_term_years
Debt principal |  | USD | Formula: total investment × debt fraction
Equity investment |  | USD | Formula: total investment − debt
Annual debt payment (level) |  | USD/yr | Standard annuity over the debt term
Owner discount rate | 10% | per year | case.json financial.owner_discount_rate_fraction
Tax & Depreciation (Vietnam)
CIT regime | Standard + holiday (conservative ESCO default) |  | proforma_vietnam.cash_flow (structure-dependent; explicit override wins)
CIT standard rate | 20% | of taxable income | Law 67/2025/QH15; vietnam_defaults.json
CIT holiday | 4 | years | Law 67/2025 (from first profitable year); Circular 78/2014 Art. 18 shape
CIT reduced-rate period | 9 | years | Law 67/2025; Circular 78/2014 Art. 18 shape
CIT reduction during period | 50% | of applicable base rate | Law 67/2025 (50% of base rate)
Tax-loss carryforward limit | 5 | years | Law 67/2025; Circular 78/2014 Art. 9 shape
Incentive clock cap | 4 | year (latest start) | Law 67/2025; Circular 78/2014 Art. 18 shape
PV depreciation (straight-line) | 20 | years | Circular 45/2013/TT-BTC (7–20 yr band)
BESS depreciation (straight-line) | 8 | years | Circular 45/2013/TT-BTC
Year-1 Engine Outputs (hardcoded - dispatch × tariff, not derivable in-sheet)
Year-1 BAU EVN bill | 720408.62 | USD | REopt ElectricTariff.year_one_bill_before_tax_bau
Year-1 optimized EVN bill | 497541.7768 | USD | REopt ElectricTariff.year_one_bill_before_tax
Year-1 BAU demand charge | 223708.68 | USD | REopt year_one_demand_cost_before_tax_bau
Year-1 optimized demand charge | 157479.3301 | USD | REopt year_one_demand_cost_before_tax
Year-1 demand savings base | 66229.3499 | USD | max(BAU − optimized demand charge, 0)
Year-1 served-energy retail value | 156637.4875 | USD | Σ project-served kWh × EVN TOU rate (8760 h)
Year-1 battery energy revenue base | 52206.3681 | USD | Battery-served kWh x TOU rate x ESCO discount (inside the served series (PV-charged storage))
Year-1 battery served-energy retail value | 58007.0756 | USD | Battery-served kWh x EVN TOU rate
Year-1 battery net energy value outside served | 0 | USD | Discharge at retail minus grid charging (direct ownership / battery-only cases)
Year-1 battery demand relief | 56383.7095 | USD | PV-only counterfactual demand charge minus solved (counterfactual)
Battery share of matched energy | 27.11% | fraction | Battery-served kWh / project-served kWh
Year-1 ESCO energy revenue base | 140973.7388 | USD | Σ served kWh × EVN TOU rate × ESCO discount
Year-1 grid arbitrage base | 0 | USD | REopt net grid arbitrage × ESCO share
Other Assumptions (assumptions.json echo)
battery_ageing_treatment | derate |  | assumptions.json
bess_augmentation_price_declination_rate | 0.03 |  | assumptions.json
rate_vintage_source | EVN two-component pilot tariff, EVNNPC ref. 7646/BCT-ĐL (2025-10-09); official pilot billing from 2026-07 for selected ≥200,000 kWh/month ≥22kV customers |  | assumptions.json
rate_vintage_year | 2025 |  | assumptions.json
tariff_category | manufacturing |  | assumptions.json
two_component_avg_monthly_kwh | 778341 |  | assumptions.json
two_component_eligible | TRUE |  | assumptions.json

## Model Basis
Model Basis, Conventions & Simplifications
1. Model architecture
• REopt (NLR optimization engine) selects PV/BESS sizing and hourly dispatch against the EVN time-of-use tariff over an 8760-hour year.
• proforma_vietnam post-processes the REopt run: an hourly ND57/2025 DPPA settlement layer (when applicable) and a 20-year developer cash flow with Vietnam tax and debt.
• This workbook is generated from that engine. The Pro Forma (Audit) sheet re-derives the full cash flow with live Excel formulas from the named inputs on the Assumptions sheet; the Checks block ties every metric back to the engine (PASS/REVIEW).
2. Currency & FX
• All money flows are computed in USD at the fixed contract rate (26,300 VND/USD).
• Underlying revenue is VND-denominated (EVN tariff, FMP market, DPPA fees). Holding FX flat for the analysis period is a simplification: the FX Sensitivity sheet quantifies USD-reported returns under 0-3%/yr VND depreciation.
• Sheets that show VND amounts (Hourly/Monthly Settlement, DPPA fee inputs) are VND-native regulatory quantities, not conversions.
• Debt is assumed VND-denominated (local bank), so DSCR is FX-neutral.
3. Settlement math - ESCO discount-to-EVN
• The ESCO is paid a contracted fraction of the time-specific EVN tariff for project-served energy (PV→load, plus battery→load when the battery cannot grid-charge).
• Demand-charge savings vs BAU are split between ESCO and offtaker at the contracted share.
• Year-1 revenue is computed from the 8760-hour REopt dispatch × TOU rates; later years scale by EVN escalation and PV degradation factors shown on the Pro Forma (Audit) sheet.
4. Multi-year mechanics
• PV degradation compounds on generation-linked terms; energy lost to degradation is repurchased from EVN at retail (added to the buyer's residual bill / C_BL).
• O&M escalates at its own rate. Battery: no scheduled replacement inside the horizon (client direction 2026-09-12); capacity fade is carried by the Battery SOH curve and derates the battery's savings each year. The PV inverter is booked in year 11 at 10 percent of the solved PV capex.
• Battery state of health: REopt.jl v0.57.0's daily fade recurrence (calendar fade on the average stored energy, cycle fade on the energy discharged) replayed over the horizon on the solved year-1 dispatch, with the hours-per-time-step factor removed so 15 minute and hourly solves age alike. Cycle life 8,000 EFC to 80 percent sets the cycle coefficient. Treatment: derate. The battery's share of energy revenue, retail repurchase, demand relief and grid arbitrage is multiplied by the year's average SOH; energy delivered is assumed to scale with capacity (the battery treated as capacity-bound every day), an upper bound on the loss. The cost of keeping the capacity by augmentation instead is shown on the Battery SOH sheet for comparison. The optimiser does not see the curve. See the Battery SOH sheet.
• Debt: level-payment annuity over the debt term (interest + principal split per the Debt Schedule block).
• CIT regime: standard rate with holiday (Law 67/2025; legacy Circular 78/2014 shape) - 20% base rate throughout. Conservative default for a service ESCO, whose RE-producer status is a legal question; grandfathered projects keep old-law incentives. The 4-year exemption and 9-year 50%-reduction periods count from the first profitable year, no later than year 4; the 50% reduction applies to the then-applicable base rate. Tax losses carry forward at most 5 consecutive years, consumed FIFO - the carryforward schedule is fully visible on the Pro Forma sheet.
• Straight-line depreciation: PV over the configured life within the 7-20y band of Circular 45/2013/TT-BTC; BESS over its own life.
• Battery replacement is CAPITALIZED, not expensed (VAS / Circular 45/2013): each replacement battery is a fixed asset depreciated straight-line over the 8-year BESS class life from its in-service (replacement) year, with each replacement year carrying its own schedule. The replacement cash outflow is unchanged - only the CIT deduction timing shifts from a single full deduction to the depreciation stream.
5. Simplifications register (disclosed for audit)
• Fixed FX over the analysis period - quantified on the FX Sensitivity sheet.
• Battery replacement depreciation is truncated at the analysis horizon: charges beyond the final year are simply not taken and the undepreciated remainder is not written off (no terminal disposal/salvage of the replaced or residual battery is modelled).
• VAT is out of scope (pass-through assumed for both parties).
• No working-capital, DSRA, or terminal/residual value is modelled.
• A single dispatch year (8760 h) is escalated; no re-dispatch in later years.
• REopt sizing is optimizer output and can vary slightly between solver versions; the financial post-processing is deterministic given results.json.
6. How to validate this workbook
• 1) Assumptions sheet: confirm every shaded input against the case file / contract term sheet.
• 2) Pro Forma (Audit): trace any line - formulas reference named cells (e.g. ESC_ENERGY, DEBT_RATE) and prior rows only.
• 3) Checks block: every metric shows Excel vs engine with PASS/REVIEW at stated tolerances (amounts $1, rates 5 bp, DSCR 0.005, payback 0.05 yr).
• 4) FX Sensitivity: rate cells are editable; Excel recomputes IRR/NPV live.
• 5) Technical sheets (Technical Results, Dispatch Profile, Load Duration, Settlement) are engine output for record. The Dispatch sheet's PV production factor (kWh/kW, PVWatts-derived) is the hourly solar-resource signal - REopt does not persist raw irradiance.
7. Key references
• ND57/2025 (DPPA decree) Art. 14-18 - settlement chain and eligibility.
• NSMO/CD7 simulation examples - k price-only conversion (Ví dụ 1), CfD cap on matched volume (Ví dụ 4).
• Law 67/2025/QH15 + Decree 320/2025/NĐ-CP - CIT rates, RE-producer preferential incentive, holiday & loss carryforward (legacy Circular 78/2014 Art. 9, 18 shape kept for the standard regime).
• Circular 45/2013/TT-BTC - fixed-asset depreciation bands.
• EVN retail tariff (current & QĐ963 TOU structures) as configured in the case file.

## Pro Forma (Audit)
Pro Forma (Audit) - every white cell is a live Excel formula
Shaded cells are hardcoded engine outputs (REopt dispatch / 8760-h settlement / tie-out reference). All other cells derive from the named cells on the Assumptions sheet. Currency: USD at the fixed contract FX rate.
TIMELINE & INDEXATION
Year | index | 0 | 1 | 2 | 3 | 4 | 5 | 6 | 7 | 8 | 9 | 10 | 11 | 12 | 13 | 14 | 15 | 16 | 17 | 18 | 19 | 20
EVN energy escalation factor | index
EVN capacity escalation factor | index
O&M escalation factor | index
PV degradation factor | index
Battery SOH factor (year average) | index | 1 | 0.99128 | 0.9807 | 0.97186 | 0.96361 | 0.95569 | 0.94798 | 0.94043 | 0.93301 | 0.92567 | 0.91842 | 0.91124 | 0.90411 | 0.89702 | 0.88998 | 0.88298 | 0.87602 | 0.86908 | 0.86217 | 0.85529 | 0.84843
REVENUE (USD)
ESCO energy revenue (discount-to-EVN) | USD
Demand charge savings (total) | USD
ESCO share of demand savings | USD
Grid arbitrage revenue | USD
Total developer revenue | USD
OPERATING COSTS (USD)
O&M | USD
Equipment replacement (engine schedule) | USD |  | 0 | 0 | 0 | 0 | 0 | 0 | 0 | 0 | 0 | 0 | 105030.2784 | 0 | 0 | 0 | 0 | 0 | 0 | 0 | 0 | 0
EBITDA | USD
DEBT SCHEDULE (USD)
Opening debt balance | USD
Interest | USD
Principal repayment | USD
Debt service | USD
Closing debt balance | USD
DEPRECIATION & VIETNAM CIT (USD)
PV depreciation (straight-line) | USD
BESS depreciation (straight-line) | USD
Replacement depreciation (in-service yr 11) | USD
Total depreciation | USD
Taxable income before loss relief (EBT) | USD
New tax loss arising | USD
Assessable income (pre-relief) | USD
Loss vintage aged 1y - available | USD | 1: 0
Loss vintage aged 2y - available | USD | 1: 0
Loss vintage aged 3y - available | USD | 1: 0
Loss vintage aged 4y - available | USD | 1: 0
Loss vintage aged 5y - available | USD | 1: 0
Loss vintage aged 5y - utilised | USD
Loss vintage aged 4y - utilised | USD
Loss vintage aged 3y - utilised | USD
Loss vintage aged 2y - utilised | USD
Loss vintage aged 1y - utilised | USD
Loss relief utilised (FIFO, ≤5y old) | USD
Taxable income after loss relief | USD
Profitable-to-date flag (starts CIT clock) | 0/1
CIT clock start year (first profit, capped) |  | 1: Circular 78/2014 Art. 18
Applicable CIT rate | %
CIT payable | USD
CASH FLOW & COVERAGE (USD)
Cash available for debt service (CFADS) | USD
Project cash flow (unlevered, post-tax) | USD
Equity cash flow | USD
Cumulative equity cash flow | USD
DSCR (debt years) | x
OFFTAKER (BUYER) POSITION (USD)
BAU EVN bill (energy + demand) | USD
Buyer cost with project | USD
Buyer savings vs BAU | USD
Buyer savings (% of BAU) | %
RETURN METRICS (Excel formulas)
Equity IRR
Project IRR (unlevered)
Equity NPV @ owner discount rate
Minimum DSCR (debt years) |  | 1: MIN ignores the blank non-debt years
Average DSCR (debt years)
First year cumulative equity CF ≥ 0
Simple equity payback |  | 1: years
ROI (cumulative equity CF / equity)
Buyer savings, years 1-10 (% of BAU)
CHECKS - EXCEL vs ENGINE (per-year tie-out)
Equity cash flow (engine) | USD | -440161.7952 | 19281.3417 | 25475.5355 | 32064.9145 | 38952.5368 | 46125.38 | 53583.6828 | 54367.2603 | 60649.1665 | 61914.1211 | 68586.5322 | 128269.0827 | 241700.3247 | 250416.0447 | 259457.582 | 268836.4801 | 254906.8898 | 263875.9228 | 273178.1689 | 280199.8483 | 290204.8984
CFADS (engine) | USD |  | 175810.7895 | 182004.9834 | 188594.3623 | 195481.9846 | 202654.8278 | 210113.1306 | 210896.7081 | 217178.6144 | 218443.5689 | 225115.9801 | 128269.0827 | 241700.3247 | 250416.0447 | 259457.582 | 268836.4801 | 254906.8898 | 263875.9228 | 273178.1689 | 280199.8483 | 290204.8984
CIT (engine) | USD |  | 0 | 0 | 0 | 0 | 0 | 0 | 6965.205 | 8729.9222 | 15818.1943 | 17815.3517 | 18628.3819 | 19561.8223 | 20530.2356 | 21534.8509 | 22576.9507 | 47315.7415 | 49557.9997 | 51883.5612 | 56921.1773 | 59422.4398
Max ¦Excel − engine¦ this year | USD
Check |  | 0: Excel; 1: Engine; 2: Delta; 3: Status
Per-year cash flow tie-out (max delta, all years) |  | 1: 0
Equity IRR |  | 1: 16.24%
Project IRR |  | 1: 12.84%
Equity NPV |  | 1: 389851.6742
Minimum DSCR |  | 1: 1.1232
Average DSCR |  | 1: 1.2945
Simple equity payback |  | 1: 9.6962
ROI |  | 1: 675.2%
Buyer savings, years 1-10 (% of BAU) |  | 1: 3.508%

## FX Sensitivity
FX Sensitivity - VND depreciation vs USD returns
Cash flows are VND-denominated (EVN tariff / DPPA settlement) but reported in USD at the fixed contract rate. Each scenario deflates the year-t USD equity cash flow by (1+d)^t. Debt is assumed VND-denominated, so DSCR is unchanged. The rate cells are editable; engine columns validate the default scenarios.
VND depreciation (per year) | Equity IRR (USD) | Equity NPV (USD) | Equity IRR (engine) | Equity NPV (engine) | Status
0% |  |  | 16.24% | 389851.6742
1% |  |  | 15.09% | 295617.1534
2% |  |  | 13.96% | 214566.719
3% |  |  | 12.86% | 144637.0518
Helper - FX-adjusted equity cash flow per scenario (USD): CF_t / (1 + d)^t
| 0 | 1 | 2 | 3 | 4 | 5 | 6 | 7 | 8 | 9 | 10 | 11 | 12 | 13 | 14 | 15 | 16 | 17 | 18 | 19 | 20

## Buyer Analysis
Buyer Analysis - Cost vs Business-As-Usual
Annual electricity cost with the project compared against the EVN-only baseline (USD)
Year 1 Snapshot
| Year 1 BAU Cost (USD) | 720408.62
| Year 1 Cost With Project (USD) | 691647.9174
| Year 1 Savings (USD) | 28760.7026
| Year 1 Savings (% of BAU) | 3.992%
| First 10 Years Savings (USD) | 303382.9859 | Cumulative, years 1-10
| First 10 Years Savings (% of BAU) | 3.508%
| Lifetime Savings (USD) | 619624.9523 | Cumulative over analysis period
| Lifetime Savings (% of BAU) | 2.888%
Year | BAU Cost (USD) | Cost With Project (USD) | Savings (USD) | Savings (% of BAU) | Cumulative Savings (USD)
1 | 720408.62 | 691647.9174 | 28760.7026 | 3.992% | 28760.7026
2 | 749224.9648 | 720085.0391 | 29139.9257 | 3.889% | 57900.6283
3 | 779193.9634 | 749665.4461 | 29528.5173 | 3.79% | 87429.1455
4 | 810361.7219 | 780456.2005 | 29905.5214 | 3.69% | 117334.667
5 | 842776.1908 | 812511.7517 | 30264.4391 | 3.591% | 147599.1061
6 | 876487.2384 | 845886.4017 | 30600.8367 | 3.491% | 178199.9428
7 | 911546.728 | 880635.8805 | 30910.8475 | 3.391% | 209110.7903
8 | 948008.5971 | 916817.8671 | 31190.7299 | 3.29% | 240301.5203
9 | 985928.941 | 954492.2533 | 31436.6877 | 3.189% | 271738.2079
10 | 1025366.0986 | 993721.3206 | 31644.778 | 3.086% | 303382.9859
11 | 1066380.7426 | 1034569.8856 | 31810.8569 | 2.983% | 335193.8428
12 | 1109035.9723 | 1077105.4317 | 31930.5406 | 2.879% | 367124.3835
13 | 1153397.4112 | 1121398.2369 | 31999.1743 | 2.774% | 399123.5578
14 | 1199533.3076 | 1167521.5017 | 32011.8059 | 2.669% | 431135.3636
15 | 1247514.6399 | 1215551.4793 | 31963.1606 | 2.562% | 463098.5243
16 | 1297415.2255 | 1265567.6085 | 31847.617 | 2.455% | 494946.1413
17 | 1349311.8345 | 1317652.6524 | 31659.1822 | 2.346% | 526605.3235
18 | 1403284.3079 | 1371892.841 | 31391.4669 | 2.237% | 557996.7904
19 | 1459415.6802 | 1428378.0201 | 31037.6601 | 2.127% | 589034.4505
20 | 1517792.3074 | 1487201.8056 | 30590.5018 | 2.015% | 619624.9523

## Developer Returns
Developer Returns - Financing & Cash Flow
Seller/ESCO investment case: sources & uses, return metrics and annual equity cash flow (USD)
Sources & Uses
| Total Investment (USD) | 1467205.984
| Debt Principal (USD) | 1027044.1888
| Equity Investment (USD) | 440161.7952
Return Metrics
| Equity IRR | 16.24%
| Project IRR | 12.84%
| NPV (USD) | 389851.6742 | At owner discount rate
| Minimum DSCR (debt years) | 1.1232
| Average DSCR | 1.2945
| Simple Payback (Years) | 9.6962
| ROI (cumulative equity CF / equity) | 675.2%
Year | Revenue (USD) | O&M + Replacement (USD) | CIT (USD) | CFADS (USD) | Debt Service (USD) | DSCR | Equity Cash Flow (USD) | Cumulative Equity CF (USD)
1 | 193108.609 | 17297.8195 | 0 | 175810.7895 | 156529.4479 | 1.1232 | 19281.3417 | -420880.4535
2 | 199821.7374 | 17816.7541 | 0 | 182004.9834 | 156529.4479 | 1.1628 | 25475.5355 | -395404.918
3 | 206945.619 | 18351.2567 | 0 | 188594.3623 | 156529.4479 | 1.2048 | 32064.9145 | -363340.0036
4 | 214383.779 | 18901.7944 | 0 | 195481.9846 | 156529.4479 | 1.2489 | 38952.5368 | -324387.4668
5 | 222123.6761 | 19468.8482 | 0 | 202654.8278 | 156529.4479 | 1.2947 | 46125.38 | -278262.0868
6 | 230166.0443 | 20052.9137 | 0 | 210113.1306 | 156529.4479 | 1.3423 | 53583.6828 | -224678.4041
7 | 238516.4143 | 20654.5011 | 6965.205 | 210896.7081 | 156529.4479 | 1.3473 | 54367.2603 | -170311.1438
8 | 247182.6727 | 21274.1361 | 8729.9222 | 217178.6144 | 156529.4479 | 1.3875 | 60649.1665 | -109661.9773
9 | 256174.1235 | 21912.3602 | 15818.1943 | 218443.5689 | 156529.4479 | 1.3955 | 61914.1211 | -47747.8562
10 | 265501.0628 | 22569.731 | 17815.3517 | 225115.9801 | 156529.4479 | 1.4382 | 68586.5322 | 20838.676
11 | 275174.566 | 128277.1014 | 18628.3819 | 128269.0827 | 0 |  | 128269.0827 | 149107.7587
12 | 285206.3747 | 23944.2276 | 19561.8223 | 241700.3247 | 0 |  | 241700.3247 | 390808.0834
13 | 295608.8348 | 24662.5545 | 20530.2356 | 250416.0447 | 0 |  | 250416.0447 | 641224.1282
14 | 306394.8639 | 25402.4311 | 21534.8509 | 259457.582 | 0 |  | 259457.582 | 900681.7101
15 | 317577.9349 | 26164.504 | 22576.9507 | 268836.4801 | 0 |  | 268836.4801 | 1169518.1903
16 | 329172.0704 | 26949.4392 | 47315.7415 | 254906.8898 | 0 |  | 254906.8898 | 1424425.0801
17 | 341191.8449 | 27757.9223 | 49557.9997 | 263875.9228 | 0 |  | 263875.9228 | 1688301.0029
18 | 353652.3901 | 28590.66 | 51883.5612 | 273178.1689 | 0 |  | 273178.1689 | 1961479.1718
19 | 366569.4054 | 29448.3798 | 56921.1773 | 280199.8483 | 0 |  | 280199.8483 | 2241679.0201
20 | 379959.1694 | 30331.8312 | 59422.4398 | 290204.8984 | 0 |  | 290204.8984 | 2531883.9185

## Technical Results
Metric | Value
System Sizing
PV Size (kW) | 2188.1308
Battery Power (kW) | 579.47
Battery Energy (kWh) | 3087.88
Annual Energy Balance (Year 1)
PV to Load (kWh) | 2034493.986
PV to Storage (kWh) | 841206.2262
PV to Grid (kWh) | 0
Storage to Load (kWh) | 756786.3767
Grid to Load (kWh) | 6653080.162
PV Curtailed (kWh) | 205281.0849
Grid to Storage (kWh) | 0
Year-1 Utility Bill Comparison
BAU Utility Bill (USD) | 720408.62
Optimized Utility Bill (USD) | 497541.7768
Utility Bill Savings (USD) | 222866.8432
BAU Demand Charge (USD) | 223708.68
Optimized Demand Charge (USD) | 157479.3301
Demand Charge Savings (USD) | 66229.3499
Solar Resource (Year 1)
Annual POA Irradiation (kWh/m²) | 1929.6822
Performance Ratio (Year 1) | 72.97%

## Battery SOH
Battery state of health
Method: REopt.jl v0.57.0 daily fade recurrence replayed over the horizon on the solved year-1 dispatch. SOH[d] = SOH[d-1] - (k_cal x a x Eavg[d-1] x d^(a-1) + k_cyc x E_discharged[d-1]), SOH in kWh, with the hours-per-time-step factor removed (h = 1) so 15 minute and hourly solves age alike.
Cycle fade: k_cyc = (1 - 0.80) / cycle life = 2.500e-05 kWh lost per kWh discharged (cycle life 8,000 EFC to 80 percent).
Calendar fade: k_cal = 1.16e-03, exponent a = 0.428 (NREL laboratory defaults, no chemistry or temperature calibration).
Use: the year-average SOH multiplies the battery's share of the savings on the Pro Forma (Audit) sheet (row 'Battery SOH factor'). Energy delivered is assumed to scale with capacity, the battery treated as capacity-bound every day: an upper bound on the loss. The cost of keeping the capacity by augmentation instead is shown for comparison. The optimiser does not see this curve; no battery replacement is scheduled unless the case opts in.
Energy attribution: inside the served series (PV-charged storage). Demand attribution: counterfactual.
Nominal capacity (kWh) | 3087.88
SOH end of year 10 | 91.48%
SOH end of year 20 | 84.5%
First year below 80 percent | Not within the 20 year horizon
Equivalent full cycles, year 1 | 245.0828
Equivalent full cycles, cumulative | 4901.6566
Average daily discharge, year 1 (kWh) | 2073.3873
Ageing treatment | derate: the battery's savings are multiplied by the year-average SOH
Value lost to fade over the horizon, booked (USD) | 338977.7259
Augmentation cost over the horizon, not booked (USD) | 44127.6368
Augmentation price (USD/kWh, year 1; declining 3.0 percent a year) | 120
Year | SOH end of year | SOH year average (derate factor) | Usable capacity (kWh) | EFC in year | Cumulative EFC | Calendar fade (kWh) | Cycle fade (kWh) | Value lost to fade if derated (USD) | Augmentation cost if augmented (USD) | End of life (80 percent)
0 | 100% | 100% | 3087.88 | 0 | 0 | 0 | 0 | 0 | 0 | 80%
1 | 98.55% | 99.13% | 3043.055 | 245.0828 | 245.0828 | 25.9662 | 18.8588 | 997.5316 | 5314.2053 | 80%
2 | 97.62% | 98.07% | 3014.2869 | 245.0828 | 490.1657 | 9.8484 | 18.9197 | 2306.9757 | 3299.4704 | 80%
3 | 96.77% | 97.19% | 2988.0971 | 245.0828 | 735.2485 | 7.2701 | 18.9197 | 3514.5217 | 2913.1283 | 80%
4 | 95.96% | 96.36% | 2963.1982 | 245.0828 | 980.3313 | 5.9793 | 18.9197 | 4749.7084 | 2686.2848 | 80%
5 | 95.18% | 95.57% | 2939.1063 | 245.0828 | 1225.4142 | 5.1723 | 18.9197 | 6044.1464 | 2521.1669 | 80%
6 | 94.42% | 94.8% | 2915.5781 | 245.0828 | 1470.497 | 4.6085 | 18.9197 | 7414.5863 | 2388.2634 | 80%
7 | 93.67% | 94.04% | 2892.4713 | 245.0828 | 1715.5798 | 4.1871 | 18.9197 | 8872.9143 | 2275.0898 | 80%
8 | 92.93% | 93.3% | 2869.6946 | 245.0828 | 1960.6627 | 3.8571 | 18.9197 | 10429.0529 | 2175.3085 | 80%
9 | 92.21% | 92.57% | 2847.1848 | 245.0828 | 2205.7455 | 3.5901 | 18.9197 | 12092.1005 | 2085.2995 | 80%
10 | 91.48% | 91.84% | 2824.8967 | 245.0828 | 2450.8283 | 3.3685 | 18.9197 | 13870.8681 | 2002.8146 | 80%
11 | 90.77% | 91.12% | 2802.7962 | 245.0828 | 2695.9112 | 3.1808 | 18.9197 | 15774.1687 | 1926.366 | 80%
12 | 90.06% | 90.41% | 2780.8572 | 245.0828 | 2940.994 | 3.0193 | 18.9197 | 17810.9916 | 1854.919 | 80%
13 | 89.35% | 89.7% | 2759.059 | 245.0828 | 3186.0768 | 2.8786 | 18.9197 | 19990.6175 | 1787.7241 | 80%
14 | 88.65% | 89% | 2737.3848 | 245.0828 | 3431.1597 | 2.7545 | 18.9197 | 22322.703 | 1724.2194 | 80%
15 | 87.95% | 88.3% | 2715.821 | 245.0828 | 3676.2425 | 2.6441 | 18.9197 | 24817.346 | 1663.9718 | 80%
16 | 87.26% | 87.6% | 2694.3563 | 245.0828 | 3921.3253 | 2.5451 | 18.9197 | 27485.1418 | 1606.6385 | 80%
17 | 86.56% | 86.91% | 2672.9809 | 245.0828 | 4166.4082 | 2.4556 | 18.9197 | 30337.2328 | 1551.9428 | 80%
18 | 85.87% | 86.22% | 2651.687 | 245.0828 | 4411.491 | 2.3743 | 18.9197 | 33385.3552 | 1499.6567 | 80%
19 | 85.19% | 85.53% | 2630.4673 | 245.0828 | 4656.5738 | 2.3 | 18.9197 | 36641.8844 | 1449.5891 | 80%
20 | 84.5% | 84.84% | 2609.3158 | 245.0828 | 4901.6566 | 2.2318 | 18.9197 | 40119.8793 | 1401.5778 | 80%

## Dispatch Profile
Hour | Load (kW) | PV Irradiation (W/m²) | PV Generation Total (kW) | PV to Load (kW) | PV to Storage (kW) | PV to Grid (kW) | PV Curtailed (kW) | Grid to Load (kW) | Grid to Storage (kW) | Storage to Load (kW)
1 | 1020 | 0 | 0 | 0 | 0 | 0 | 0 | 1020 | 0 | 0
2 | 1078.4 | 0 | 0 | 0 | 0 | 0 | 0 | 1078.4 | 0 | 0
3 | 906.4 | 0 | 0 | 0 | 0 | 0 | 0 | 906.4 | 0 | 0
4 | 860.8 | 0 | 0 | 0 | 0 | 0 | 0 | 860.8 | 0 | 0
5 | 996.8 | 0 | 0 | 0 | 0 | 0 | 0 | 996.8 | 0 | 0
6 | 983.2 | 0 | 0 | 0 | 0 | 0 | 0 | 684.549 | 0 | 310.2401
7 | 586.4 | 11.75 | 6.4177 | 6.4177 | 0 | 0 | 0 | 0.75 | 0 | 601.9583
8 | 104.269 | 120.27 | 198.5821 | 108.3151 | -90.2669 | 0 | 0 | 0 | 0 | 0
9 | 89.172 | 270.88 | 464.7 | 92.6323 | -372.0677 | 0 | 0 | 0 | 0 | 0
10 | 105.232 | 505.48 | 862.1415 | 109.3165 | -601.9583 | 0 | 150.8667 | 0 | 0 | 0
11 | 89.626 | 573.07 | 962.0537 | 93.105 | -601.9583 | 0 | 266.9905 | 0 | 0 | 0
12 | 119.641 | 477.66 | 794.3615 | 124.2836 | -601.9583 | 0 | 68.1196 | 0 | 0 | 0
13 | 82.892 | 358.27 | 592.8479 | 86.1086 | -438.9314 | 0 | 67.808 | 0 | 0 | 0
14 | 87.738 | 333.19 | 551.4724 | 91.1427 | 0 | 0 | 460.3297 | 0 | 0 | 0
15 | 106.186 | 229.93 | 379.4484 | 110.3065 | 0 | 0 | 269.1418 | 0 | 0 | 0
16 | 98.846 | 202.24 | 337.8629 | 102.6817 | 0 | 0 | 235.1812 | 0 | 0 | 0
17 | 88.262 | 121.2 | 196.0308 | 91.687 | 0 | 0 | 104.3438 | 0 | 0 | 0
18 | 94.791 | 11.75 | 3.2754 | 3.2754 | 0 | 0 | 0 | 91.638 | 0 | 0
19 | 90.4 | 0 | 0 | 0 | 0 | 0 | 0 | 0 | 0 | 93.9079
20 | 96 | 0 | 0 | 0 | 0 | 0 | 0 | 0 | 0 | 99.7253
21 | 87.2 | 0 | 0 | 0 | 0 | 0 | 0 | 0 | 0 | 90.5838
22 | 92 | 0 | 0 | 0 | 0 | 0 | 0 | 0 | 0 | 95.57
23 | 88 | 0 | 0 | 0 | 0 | 0 | 0 | 0 | 0 | 91.4148
24 | 91.2 | 0 | 0 | 0 | 0 | 0 | 0 | 91.2 | 0 | 0
25 | 86.4 | 0 | 0 | 0 | 0 | 0 | 0 | 86.4 | 0 | 0
26 | 93.6 | 0 | 0 | 0 | 0 | 0 | 0 | 93.6 | 0 | 0
27 | 86.4 | 0 | 0 | 0 | 0 | 0 | 0 | 86.4 | 0 | 0
28 | 89.6 | 0 | 0 | 0 | 0 | 0 | 0 | 89.6 | 0 | 0
29 | 83.2 | 0 | 0 | 0 | 0 | 0 | 0 | 83.2 | 0 | 0
30 | 92 | 0 | 0 | 0 | 0 | 0 | 0 | 92 | 0 | 0
31 | 76.8 | 17.05 | 10.4223 | 0 | -10.4223 | 0 | 0 | 76.8 | 0 | 0
32 | 84.462 | 28.41 | 37.9008 | 0 | -37.9008 | 0 | 0 | 84.462 | 0 | 0
33 | 178.704 | 104.38 | 169.3356 | 0 | -169.3356 | 0 | 0 | 178.704 | 0 | 0
34 | 122.023 | 121.1 | 195.4397 | 82.265 | -113.1747 | 0 | 0 | 42.832 | 0 | 0
35 | 151.211 | 155.66 | 252.3007 | 157.0787 | -95.222 | 0 | 0 | 0 | 0 | 0
36 | 234.813 | 203.34 | 331.7163 | 243.9249 | -87.7915 | 0 | 0 | 0 | 0 | 0
37 | 410.829 | 266.08 | 437.3223 | 426.7711 | -10.5511 | 0 | 0 | 0 | 0 | 0
38 | 797.587 | 196.09 | 318.7323 | 318.7323 | 0 | 0 | 0 | 490.761 | 0 | 0
39 | 1144.168 | 132.09 | 211.163 | 211.163 | 0 | 0 | 0 | 940.893 | 0 | 0
40 | 1195.968 | 35.28 | 47.944 | 47.944 | 0 | 0 | 0 | 1149.815 | 0 | 0
41 | 1539.811 | 39.2 | 55.1959 | 55.1959 | 0 | 0 | 0 | 1486.677 | 0 | 0
42 | 1385.46 | 5.87 | 0 | 0 | 0 | 0 | 0 | 1385.46 | 0 | 0
43 | 1622.4 | 0 | 0 | 0 | 0 | 0 | 0 | 1598.628 | 0 | 24.6945
44 | 953.6 | 0 | 0 | 0 | 0 | 0 | 0 | 374.128 | 0 | 601.9583
45 | 1364 | 0 | 0 | 0 | 0 | 0 | 0 | 784.528 | 0 | 601.9583
46 | 1566.4 | 0 | 0 | 0 | 0 | 0 | 0 | 986.928 | 0 | 601.9583
47 | 1546.4 | 0 | 0 | 0 | 0 | 0 | 0 | 966.928 | 0 | 601.9583
48 | 1576 | 0 | 0 | 0 | 0 | 0 | 0 | 1576 | 0 | 0
49 | 1492 | 0 | 0 | 0 | 0 | 0 | 0 | 1492 | 0 | 0
50 | 1759.2 | 0 | 0 | 0 | 0 | 0 | 0 | 1759.2 | 0 | 0
51 | 1702.4 | 0 | 0 | 0 | 0 | 0 | 0 | 1702.4 | 0 | 0
52 | 1202.4 | 0 | 0 | 0 | 0 | 0 | 0 | 1202.4 | 0 | 0
53 | 1508.8 | 0 | 0 | 0 | 0 | 0 | 0 | 1508.8 | 0 | 0
54 | 1304 | 0 | 0 | 0 | 0 | 0 | 0 | 1304 | 0 | 0
55 | 1408 | 33.28 | 29.6278 | 0 | -29.6278 | 0 | 0 | 1408 | 0 | 0
56 | 1348.873 | 132.21 | 215.7234 | 0 | -215.7234 | 0 | 0 | 1348.873 | 0 | 0
57 | 1465.448 | 278.69 | 473.9142 | 0 | -473.9142 | 0 | 0 | 1465.448 | 0 | 0
58 | 1762.864 | 382.05 | 642 | 40.0418 | -601.9583 | 0 | 0 | 1724.319 | 0 | 0
59 | 1691.064 | 277.02 | 456.1444 | 0 | -456.1444 | 0 | 0 | 1691.064 | 0 | 0
60 | 1680.269 | 533.11 | 880.1751 | 278.2168 | -601.9583 | 0 | 0 | 1412.445 | 0 | 0
61 | 1623.593 | 450.13 | 741.7346 | 413.9201 | -327.8146 | 0 | 0 | 1225.135 | 0 | 0
62 | 1593.084 | 499.13 | 825.4571 | 825.4571 | 0 | 0 | 0 | 798.462 | 0 | 0
63 | 1600.536 | 137.97 | 220.2204 | 220.2204 | 0 | 0 | 0 | 1388.542 | 0 | 0
64 | 2071.826 | 199.75 | 331.7122 | 331.7122 | 0 | 0 | 0 | 1752.505 | 0 | 0
65 | 1766.78 | 172.64 | 280.5188 | 280.5188 | 0 | 0 | 0 | 1496.74 | 0 | 0
66 | 1972.144 | 24.34 | 16.8858 | 16.8858 | 0 | 0 | 0 | 1879.88 | 0 | 78.9585
67 | 1702.4 | 0 | 0 | 0 | 0 | 0 | 0 | 1702.4 | 0 | 0
68 | 1880.8 | 0 | 0 | 0 | 0 | 0 | 0 | 1353.564 | 0 | 547.6953
69 | 1820 | 0 | 0 | 0 | 0 | 0 | 0 | 1240.528 | 0 | 601.9583
70 | 1544 | 0 | 0 | 0 | 0 | 0 | 0 | 964.528 | 0 | 601.9583
71 | 1548 | 0 | 0 | 0 | 0 | 0 | 0 | 968.528 | 0 | 601.9583
72 | 1748 | 0 | 0 | 0 | 0 | 0 | 0 | 1748 | 0 | 0
73 | 1668.8 | 0 | 0 | 0 | 0 | 0 | 0 | 1668.8 | 0 | 0
74 | 1640 | 0 | 0 | 0 | 0 | 0 | 0 | 1640 | 0 | 0
75 | 1404.8 | 0 | 0 | 0 | 0 | 0 | 0 | 1404.8 | 0 | 0
76 | 1329.6 | 0 | 0 | 0 | 0 | 0 | 0 | 1329.6 | 0 | 0
77 | 1424 | 0 | 0 | 0 | 0 | 0 | 0 | 1424 | 0 | 0
78 | 1144.8 | 0 | 0 | 0 | 0 | 0 | 0 | 1144.8 | 0 | 0
79 | 1503.2 | 53.12 | 47.1306 | 0 | -47.1306 | 0 | 0 | 1503.2 | 0 | 0
80 | 1213.663 | 213.5 | 351.6219 | 0 | -351.6219 | 0 | 0 | 1213.663 | 0 | 0
81 | 1603.942 | 491.73 | 849.0338 | 247.0756 | -601.9583 | 0 | 0 | 1366.096 | 0 | 0
82 | 1563.398 | 634.77 | 1074.3329 | 472.3746 | -601.9583 | 0 | 0 | 1108.669 | 0 | 0
83 | 1507.155 | 796.52 | 1327.2632 | 725.3049 | -601.9583 | 0 | 0 | 808.944 | 0 | 0
84 | 1580.699 | 787.57 | 1300.168 | 797.6545 | -502.5135 | 0 | 0 | 812.841 | 0 | 0
85 | 1729.469 | 763.71 | 1263.2936 | 1263.2936 | 0 | 0 | 0 | 513.366 | 0 | 0
86 | 1487.795 | 798.76 | 1325.9813 | 1325.9813 | 0 | 0 | 0 | 211.346 | 0 | 0
87 | 1353.09 | 576.57 | 970.3008 | 970.3008 | 0 | 0 | 0 | 419.035 | 0 | 0
88 | 1713.845 | 504.54 | 866.3642 | 866.3642 | 0 | 0 | 0 | 879.844 | 0 | 0
89 | 1749.959 | 265.01 | 429.4253 | 429.4253 | 0 | 0 | 0 | 1336.575 | 0 | 0
90 | 1614.836 | 38 | 31.7209 | 31.7209 | 0 | 0 | 0 | 1584.3 | 0 | 0
91 | 1603.201 | 0 | 0 | 0 | 0 | 0 | 0 | 1579.429 | 0 | 24.6945
92 | 1192 | 0 | 0 | 0 | 0 | 0 | 0 | 612.528 | 0 | 601.9583
93 | 1322.4 | 0 | 0 | 0 | 0 | 0 | 0 | 742.928 | 0 | 601.9583
94 | 1403.2 | 0 | 0 | 0 | 0 | 0 | 0 | 823.728 | 0 | 601.9583
95 | 1576.8 | 0 | 0 | 0 | 0 | 0 | 0 | 997.328 | 0 | 601.9583
96 | 1240.8 | 0 | 0 | 0 | 0 | 0 | 0 | 1240.8 | 0 | 0
97 | 1476 | 0 | 0 | 0 | 0 | 0 | 0 | 1476 | 0 | 0
98 | 1014.4 | 0 | 0 | 0 | 0 | 0 | 0 | 1014.4 | 0 | 0
99 | 1200.8 | 0 | 0 | 0 | 0 | 0 | 0 | 1200.8 | 0 | 0
100 | 1056 | 0 | 0 | 0 | 0 | 0 | 0 | 1056 | 0 | 0
101 | 1512.8 | 0 | 0 | 0 | 0 | 0 | 0 | 1512.8 | 0 | 0
102 | 1194.4 | 0 | 0 | 0 | 0 | 0 | 0 | 1194.4 | 0 | 0
103 | 1352.8 | 52.8 | 45.99 | 0 | -45.99 | 0 | 0 | 1352.8 | 0 | 0
104 | 1276.497 | 282.7 | 464.9191 | 83.9697 | -380.9494 | 0 | 0 | 1195.665 | 0 | 0
105 | 1178.106 | 524.59 | 908.9271 | 908.9271 | 0 | 0 | 0 | 303.132 | 0 | 0
106 | 1381.448 | 729.17 | 1235.7881 | 1235.7881 | 0 | 0 | 0 | 191.823 | 0 | 0
107 | 1214.49 | 872.15 | 1449.6894 | 1261.618 | -188.0714 | 0 | 0 | 0 | 0 | 0
108 | 1201.671 | 950.07 | 1559.8027 | 1248.3015 | -311.5012 | 0 | 0 | 0 | 0 | 0
109 | 1248.417 | 949.58 | 1554.0893 | 1296.8615 | -257.2278 | 0 | 0 | 0 | 0 | 0
110 | 1246.649 | 870.91 | 1436.3003 | 1295.0249 | -141.2754 | 0 | 0 | 0 | 0 | 0
111 | 987.594 | 726.63 | 1217.4625 | 1025.9173 | -191.5452 | 0 | 0 | 0 | 0 | 0
112 | 489.888 | 520.09 | 890.3762 | 508.898 | -381.4782 | 0 | 0 | 0 | 0 | 0
113 | 193.991 | 277.32 | 447.7944 | 201.5188 | -246.2757 | 0 | 0 | 0 | 0 | 0
114 | 170.644 | 43.35 | 34.6556 | 34.6556 | 0 | 0 | 0 | 137.283 | 0 | 0
115 | 118.4 | 0 | 0 | 0 | 0 | 0 | 0 | 118.4 | 0 | 0
116 | 127.2 | 0 | 0 | 0 | 0 | 0 | 0 | 127.2 | 0 | 0
117 | 100.8 | 0 | 0 | 0 | 0 | 0 | 0 | 100.8 | 0 | 0
118 | 94.4 | 0 | 0 | 0 | 0 | 0 | 0 | 94.4 | 0 | 0
119 | 94.4 | 0 | 0 | 0 | 0 | 0 | 0 | 94.4 | 0 | 0
120 | 99.2 | 0 | 0 | 0 | 0 | 0 | 0 | 99.2 | 0 | 0
121 | 92.8 | 0 | 0 | 0 | 0 | 0 | 0 | 92.8 | 0 | 0
122 | 91.2 | 0 | 0 | 0 | 0 | 0 | 0 | 91.2 | 0 | 0
123 | 85.6 | 0 | 0 | 0 | 0 | 0 | 0 | 85.6 | 0 | 0
124 | 93.6 | 0 | 0 | 0 | 0 | 0 | 0 | 93.6 | 0 | 0
125 | 89.6 | 0 | 0 | 0 | 0 | 0 | 0 | 89.6 | 0 | 0
126 | 93.6 | 0 | 0 | 0 | 0 | 0 | 0 | 93.6 | 0 | 0
127 | 81.6 | 59.95 | 53.9285 | 53.9285 | 0 | 0 | 0 | 29.686 | 0 | 0
128 | 95.06 | 231.48 | 378.2143 | 98.7488 | -279.4655 | 0 | 0 | 0 | 0 | 0
129 | 615.277 | 482.79 | 831.0999 | 639.1527 | -191.9472 | 0 | 0 | 0 | 0 | 0
130 | 1487.855 | 454.39 | 761.1811 | 761.1811 | 0 | 0 | 0 | 755.108 | 0 | 0
131 | 1570.749 | 865.42 | 1428.1446 | 1428.1446 | 0 | 0 | 0 | 195.953 | 0 | 0
132 | 1374.539 | 929.6 | 1519.2914 | 1427.8776 | -91.4138 | 0 | 0 | 0 | 0 | 0
133 | 1744.337 | 768.74 | 1259.4292 | 1259.4292 | 0 | 0 | 0 | 531.954 | 0 | 0
134 | 1288.096 | 442.06 | 728.1678 | 728.1678 | 0 | 0 | 0 | 587.129 | 0 | 0
135 | 1540.824 | 681.24 | 1141.9259 | 1141.9259 | 0 | 0 | 0 | 441.555 | 0 | 0
136 | 1378.996 | 392.63 | 669.8743 | 669.8743 | 0 | 0 | 0 | 734.145 | 0 | 0
137 | 1206.845 | 184.22 | 295.8225 | 295.8225 | 0 | 0 | 0 | 922.073 | 0 | 0
138 | 1353.643 | 38.87 | 32.6299 | 32.6299 | 0 | 0 | 0 | 1322.232 | 0 | 0
139 | 1672.005 | 0 | 0 | 0 | 0 | 0 | 0 | 1648.233 | 0 | 24.6945
140 | 1202.4 | 0 | 0 | 0 | 0 | 0 | 0 | 622.928 | 0 | 601.9583
141 | 1490.4 | 0 | 0 | 0 | 0 | 0 | 0 | 910.928 | 0 | 601.9583
142 | 825.6 | 0 | 0 | 0 | 0 | 0 | 0 | 246.128 | 0 | 601.9583
143 | 1327.2 | 0 | 0 | 0 | 0 | 0 | 0 | 747.728 | 0 | 601.9583
144 | 1368.8 | 0 | 0 | 0 | 0 | 0 | 0 | 1368.8 | 0 | 0
145 | 1056 | 0 | 0 | 0 | 0 | 0 | 0 | 1056 | 0 | 0
146 | 1168.8 | 0 | 0 | 0 | 0 | 0 | 0 | 1168.8 | 0 | 0
147 | 1128 | 0 | 0 | 0 | 0 | 0 | 0 | 1128 | 0 | 0
148 | 982.4 | 0 | 0 | 0 | 0 | 0 | 0 | 982.4 | 0 | 0
149 | 904 | 0 | 0 | 0 | 0 | 0 | 0 | 904 | 0 | 0
150 | 892.8 | 0 | 0 | 0 | 0 | 0 | 0 | 892.8 | 0 | 0
151 | 1122.4 | 56.74 | 49.6403 | 0 | -49.6403 | 0 | 0 | 1122.4 | 0 | 0
152 | 820.686 | 302.44 | 495.9898 | 0 | -495.9898 | 0 | 0 | 820.686 | 0 | 0
153 | 1276.219 | 548.14 | 945.1918 | 343.2336 | -601.9583 | 0 | 0 | 945.808 | 0 | 0
154 | 1102.819 | 756.42 | 1264.9151 | 662.9569 | -601.9583 | 0 | 0 | 464.628 | 0 | 0
155 | 1394.158 | 904.1 | 1473.3711 | 1382.3292 | -91.0419 | 0 | 0 | 63.466 | 0 | 0
156 | 1343.063 | 978.5 | 1571.9287 | 1395.1802 | -176.7485 | 0 | 0 | 0 | 0 | 0
157 | 1117.045 | 976.48 | 1563.4282 | 1160.3917 | -403.0365 | 0 | 0 | 0 | 0 | 0
158 | 1320.721 | 893.64 | 1440.9874 | 1371.9712 | -69.0161 | 0 | 0 | 0 | 0 | 0
159 | 965.839 | 743.6 | 1221.0693 | 1003.3181 | -217.7511 | 0 | 0 | 0 | 0 | 0
160 | 1201.115 | 536.56 | 904.1092 | 904.1092 | 0 | 0 | 0 | 330.779 | 0 | 0
161 | 1181.242 | 289.74 | 465.3388 | 465.3388 | 0 | 0 | 0 | 733.286 | 0 | 0
162 | 1081.511 | 49.78 | 44.7714 | 44.7714 | 0 | 0 | 0 | 1038.412 | 0 | 0
163 | 1008 | 0 | 0 | 0 | 0 | 0 | 0 | 984.228 | 0 | 24.6945
164 | 1229.6 | 0 | 0 | 0 | 0 | 0 | 0 | 650.128 | 0 | 601.9583
165 | 845.6 | 0 | 0 | 0 | 0 | 0 | 0 | 266.128 | 0 | 601.9583
166 | 1182.4 | 0 | 0 | 0 | 0 | 0 | 0 | 602.928 | 0 | 601.9583
167 | 1105.6 | 0 | 0 | 0 | 0 | 0 | 0 | 526.128 | 0 | 601.9583
168 | 876.8 | 0 | 0 | 0 | 0 | 0 | 0 | 876.8 | 0 | 0
169 | 1152.8 | 0 | 0 | 0 | 0 | 0 | 0 | 1152.8 | 0 | 0
170 | 1130.4 | 0 | 0 | 0 | 0 | 0 | 0 | 1130.4 | 0 | 0
171 | 1128.8 | 0 | 0 | 0 | 0 | 0 | 0 | 1128.8 | 0 | 0
172 | 1064.8 | 0 | 0 | 0 | 0 | 0 | 0 | 1064.8 | 0 | 0
173 | 1179.2 | 0 | 0 | 0 | 0 | 0 | 0 | 1179.2 | 0 | 0
174 | 769.6 | 0 | 0 | 0 | 0 | 0 | 0 | 769.6 | 0 | 0
175 | 1032.8 | 53.85 | 45.1392 | 0 | -45.1392 | 0 | 0 | 1032.8 | 0 | 0
176 | 1022.571 | 223.67 | 362.3912 | 0 | -362.3912 | 0 | 0 | 1022.571 | 0 | 0
177 | 1349.006 | 243.7 | 405.9597 | 0 | -405.9597 | 0 | 0 | 1349.006 | 0 | 0
178 | 1477.914 | 188.21 | 303.5772 | 0 | -303.5772 | 0 | 0 | 1477.914 | 0 | 0
179 | 1484.496 | 153.65 | 242.1911 | 0 | -242.1911 | 0 | 0 | 1484.496 | 0 | 0
180 | 1349.631 | 240.6 | 386.1196 | 0 | -386.1196 | 0 | 0 | 1349.631 | 0 | 0
181 | 1462.071 | 334.34 | 541.2214 | 0 | -541.2214 | 0 | 0 | 1462.071 | 0 | 0
182 | 1295.145 | 645.92 | 1056.9132 | 636.3708 | -420.5424 | 0 | 0 | 682.546 | 0 | 0
183 | 1332.189 | 643.72 | 1072.6521 | 1072.6521 | 0 | 0 | 0 | 299.606 | 0 | 0
184 | 1434.587 | 246.14 | 410.4318 | 410.4318 | 0 | 0 | 0 | 1039.487 | 0 | 0
185 | 1105.581 | 157.18 | 254.8739 | 254.8739 | 0 | 0 | 0 | 860.228 | 0 | 0
186 | 1217.803 | 15.26 | 9.0106 | 9.0106 | 0 | 0 | 0 | 1209.129 | 0 | 0
187 | 1003.211 | 0 | 0 | 0 | 0 | 0 | 0 | 979.439 | 0 | 24.6945
188 | 1195.2 | 0 | 0 | 0 | 0 | 0 | 0 | 615.728 | 0 | 601.9583
189 | 1054.4 | 0 | 0 | 0 | 0 | 0 | 0 | 474.928 | 0 | 601.9583
190 | 1257.6 | 0 | 0 | 0 | 0 | 0 | 0 | 678.128 | 0 | 601.9583
191 | 1286.4 | 0 | 0 | 0 | 0 | 0 | 0 | 706.928 | 0 | 601.9583
192 | 1148 | 0 | 0 | 0 | 0 | 0 | 0 | 1148 | 0 | 0
193 | 1193.6 | 0 | 0 | 0 | 0 | 0 | 0 | 1193.6 | 0 | 0
194 | 937.6 | 0 | 0 | 0 | 0 | 0 | 0 | 937.6 | 0 | 0
195 | 1222.4 | 0 | 0 | 0 | 0 | 0 | 0 | 1222.4 | 0 | 0
196 | 1073.6 | 0 | 0 | 0 | 0 | 0 | 0 | 1073.6 | 0 | 0
197 | 942.4 | 0 | 0 | 0 | 0 | 0 | 0 | 942.4 | 0 | 0
198 | 1051.2 | 0 | 0 | 0 | 0 | 0 | 0 | 1051.2 | 0 | 0
199 | 951.2 | 50.52 | 41.0775 | 0 | -41.0775 | 0 | 0 | 951.2 | 0 | 0
200 | 1114.771 | 251.16 | 408.9504 | 0 | -408.9504 | 0 | 0 | 1114.771 | 0 | 0
201 | 1167.854 | 534.22 | 914.5055 | 312.5473 | -601.9583 | 0 | 0 | 866.983 | 0 | 0
202 | 1664.173 | 736.26 | 1221.4671 | 619.5089 | -601.9583 | 0 | 0 | 1067.806 | 0 | 0
203 | 1338.632 | 879.42 | 1421.1493 | 819.191 | -601.9583 | 0 | 0 | 550.042 | 0 | 0
204 | 1317.153 | 957.52 | 1521.3181 | 1172.5509 | -348.7673 | 0 | 0 | 188.403 | 0 | 0
205 | 1355.422 | 953.81 | 1510.4886 | 1408.0188 | -102.4698 | 0 | 0 | 0 | 0 | 0
206 | 1226.996 | 674.24 | 1091.4005 | 1091.4005 | 0 | 0 | 0 | 176.365 | 0 | 0
207 | 1258.144 | 534.86 | 877.5584 | 877.5584 | 0 | 0 | 0 | 413.367 | 0 | 0
208 | 1216.588 | 276.81 | 460.2622 | 460.2622 | 0 | 0 | 0 | 773.519 | 0 | 0
209 | 1274.12 | 227.69 | 368.4942 | 368.4942 | 0 | 0 | 0 | 919.391 | 0 | 0
210 | 1113.621 | 41.65 | 37.8437 | 37.8437 | 0 | 0 | 0 | 1077.191 | 0 | 0
211 | 1163.2 | 0 | 0 | 0 | 0 | 0 | 0 | 1139.428 | 0 | 24.6945
212 | 1064 | 0 | 0 | 0 | 0 | 0 | 0 | 484.528 | 0 | 601.9583
213 | 1449.6 | 0 | 0 | 0 | 0 | 0 | 0 | 870.128 | 0 | 601.9583
214 | 1246.4 | 0 | 0 | 0 | 0 | 0 | 0 | 666.928 | 0 | 601.9583
215 | 1491.2 | 0 | 0 | 0 | 0 | 0 | 0 | 911.728 | 0 | 601.9583
216 | 1336.8 | 0 | 0 | 0 | 0 | 0 | 0 | 1336.8 | 0 | 0
217 | 1711.2 | 0 | 0 | 0 | 0 | 0 | 0 | 1711.2 | 0 | 0
218 | 1122.4 | 0 | 0 | 0 | 0 | 0 | 0 | 1122.4 | 0 | 0
219 | 1392 | 0 | 0 | 0 | 0 | 0 | 0 | 1392 | 0 | 0
220 | 1262.4 | 0 | 0 | 0 | 0 | 0 | 0 | 1262.4 | 0 | 0
221 | 1117.6 | 0 | 0 | 0 | 0 | 0 | 0 | 1117.6 | 0 | 0
222 | 1514.4 | 0 | 0 | 0 | 0 | 0 | 0 | 1514.4 | 0 | 0
223 | 1350.4 | 47.44 | 36.5202 | 0 | -36.5202 | 0 | 0 | 1350.4 | 0 | 0
224 | 1353.11 | 288.76 | 470.6253 | 0 | -470.6253 | 0 | 0 | 1353.11 | 0 | 0
225 | 1445.428 | 534.75 | 921.0656 | 319.1073 | -601.9583 | 0 | 0 | 1138.242 | 0 | 0
226 | 1336.752 | 734.82 | 1230.806 | 628.8477 | -601.9583 | 0 | 0 | 731.395 | 0 | 0
227 | 1366.848 | 874.29 | 1429.8825 | 827.9243 | -601.9583 | 0 | 0 | 569.852 | 0 | 0
228 | 1423.45 | 954.03 | 1537.591 | 1143.4706 | -394.1204 | 0 | 0 | 322.694 | 0 | 0
229 | 1626.909 | 542.36 | 883.3611 | 883.3611 | 0 | 0 | 0 | 776.546 | 0 | 0
230 | 1552.301 | 666.6 | 1089.7238 | 1089.7238 | 0 | 0 | 0 | 503.284 | 0 | 0
231 | 1372.937 | 710.42 | 1176.4027 | 1176.4027 | 0 | 0 | 0 | 240.479 | 0 | 0
232 | 1588.328 | 518.45 | 880.2395 | 880.2395 | 0 | 0 | 0 | 740.97 | 0 | 0
233 | 1609.75 | 207.82 | 336.6465 | 336.6465 | 0 | 0 | 0 | 1285.679 | 0 | 0
234 | 1634.626 | 42.19 | 39.2533 | 39.2533 | 0 | 0 | 0 | 1596.839 | 0 | 0
235 | 1760.002 | 0 | 0 | 0 | 0 | 0 | 0 | 1736.23 | 0 | 24.6945
236 | 1500 | 0 | 0 | 0 | 0 | 0 | 0 | 920.528 | 0 | 601.9583
237 | 1500 | 0 | 0 | 0 | 0 | 0 | 0 | 920.528 | 0 | 601.9583
238 | 1466.4 | 0 | 0 | 0 | 0 | 0 | 0 | 886.928 | 0 | 601.9583
239 | 1682.4 | 0 | 0 | 0 | 0 | 0 | 0 | 1102.928 | 0 | 601.9583
240 | 1397.6 | 0 | 0 | 0 | 0 | 0 | 0 | 1397.6 | 0 | 0
241 | 1472.8 | 0 | 0 | 0 | 0 | 0 | 0 | 1472.8 | 0 | 0
242 | 1350.4 | 0 | 0 | 0 | 0 | 0 | 0 | 1350.4 | 0 | 0
243 | 1287.2 | 0 | 0 | 0 | 0 | 0 | 0 | 1287.2 | 0 | 0
244 | 1179.2 | 0 | 0 | 0 | 0 | 0 | 0 | 1179.2 | 0 | 0
245 | 1111.2 | 0 | 0 | 0 | 0 | 0 | 0 | 1111.2 | 0 | 0
246 | 1189.6 | 0 | 0 | 0 | 0 | 0 | 0 | 1189.6 | 0 | 0
247 | 1056 | 39.39 | 28.6492 | 0 | -28.6492 | 0 | 0 | 1056 | 0 | 0
248 | 1007.057 | 218.76 | 357.9212 | 0 | -357.9212 | 0 | 0 | 1007.057 | 0 | 0
249 | 1526.413 | 231.29 | 386.3429 | 0 | -386.3429 | 0 | 0 | 1526.413 | 0 | 0
250 | 1751.451 | 590.39 | 982.8059 | 380.8476 | -601.9583 | 0 | 0 | 1384.831 | 0 | 0
251 | 1601.404 | 863.35 | 1397.8988 | 795.9405 | -601.9583 | 0 | 0 | 835.197 | 0 | 0
252 | 1468.113 | 804.31 | 1289.3364 | 687.3781 | -601.9583 | 0 | 0 | 806.412 | 0 | 0
253 | 1613.967 | 632.07 | 1016.4393 | 888.0877 | -128.3516 | 0 | 0 | 759.054 | 0 | 0
254 | 1643.485 | 354.16 | 572.6224 | 572.6224 | 0 | 0 | 0 | 1092.253 | 0 | 0
255 | 1670.927 | 646.87 | 1057.4845 | 1057.4845 | 0 | 0 | 0 | 652.945 | 0 | 0
256 | 1625.599 | 202.23 | 330.0075 | 330.0075 | 0 | 0 | 0 | 1307.919 | 0 | 0
257 | 1615.953 | 102.83 | 161.2433 | 161.2433 | 0 | 0 | 0 | 1460.733 | 0 | 0
258 | 1849.735 | 20.67 | 17.1133 | 17.1133 | 0 | 0 | 0 | 1833.261 | 0 | 0
259 | 1528.006 | 0 | 0 | 0 | 0 | 0 | 0 | 1504.234 | 0 | 24.6945
260 | 1338.4 | 0 | 0 | 0 | 0 | 0 | 0 | 758.928 | 0 | 601.9583
261 | 1358.4 | 0 | 0 | 0 | 0 | 0 | 0 | 778.928 | 0 | 601.9583
262 | 1418.4 | 0 | 0 | 0 | 0 | 0 | 0 | 838.928 | 0 | 601.9583
263 | 1347.2 | 0 | 0 | 0 | 0 | 0 | 0 | 767.728 | 0 | 601.9583
264 | 1475.2 | 0 | 0 | 0 | 0 | 0 | 0 | 1475.2 | 0 | 0
265 | 1247.2 | 0 | 0 | 0 | 0 | 0 | 0 | 1247.2 | 0 | 0
266 | 1436 | 0 | 0 | 0 | 0 | 0 | 0 | 1436 | 0 | 0
267 | 1268.8 | 0 | 0 | 0 | 0 | 0 | 0 | 1268.8 | 0 | 0
268 | 1268.8 | 0 | 0 | 0 | 0 | 0 | 0 | 1268.8 | 0 | 0
269 | 1345.6 | 0 | 0 | 0 | 0 | 0 | 0 | 1345.6 | 0 | 0
270 | 1118.4 | 0 | 0 | 0 | 0 | 0 | 0 | 1118.4 | 0 | 0
271 | 1312.8 | 19.09 | 11.0259 | 0 | -11.0259 | 0 | 0 | 1312.8 | 0 | 0
272 | 1080.054 | 274.64 | 444.462 | 0 | -444.462 | 0 | 0 | 1080.054 | 0 | 0
273 | 1017.97 | 438.49 | 743.6076 | 141.6493 | -601.9583 | 0 | 0 | 881.612 | 0 | 0
274 | 1165.131 | 295.04 | 481.1484 | 0 | -481.1484 | 0 | 0 | 1165.131 | 0 | 0
275 | 1340.908 | 321.34 | 516.4491 | 56.0165 | -460.4325 | 0 | 0 | 1286.984 | 0 | 0
276 | 1421.717 | 712.67 | 1124.6048 | 1124.6048 | 0 | 0 | 0 | 339.122 | 0 | 0
277 | 1076.722 | 568.89 | 901.5973 | 901.5973 | 0 | 0 | 0 | 208.804 | 0 | 0
278 | 1233.429 | 706.63 | 1120.7997 | 1120.7997 | 0 | 0 | 0 | 154.497 | 0 | 0
279 | 966.192 | 208.75 | 332.8143 | 332.8143 | 0 | 0 | 0 | 645.81 | 0 | 0
280 | 1205.397 | 230.16 | 375.9299 | 375.9299 | 0 | 0 | 0 | 843.51 | 0 | 0
281 | 1237.532 | 9.79 | 5.9233 | 5.9233 | 0 | 0 | 0 | 1231.83 | 0 | 0
282 | 859.624 | 8.41 | 0.37812 | 0.37812 | 0 | 0 | 0 | 859.26 | 0 | 0
283 | 1175.2 | 0 | 0 | 0 | 0 | 0 | 0 | 1175.2 | 0 | 0
284 | 1189.6 | 0 | 0 | 0 | 0 | 0 | 0 | 1189.6 | 0 | 0
285 | 1346.4 | 0 | 0 | 0 | 0 | 0 | 0 | 1346.4 | 0 | 0
286 | 1161.6 | 0 | 0 | 0 | 0 | 0 | 0 | 1161.6 | 0 | 0
287 | 1086.4 | 0 | 0 | 0 | 0 | 0 | 0 | 1086.4 | 0 | 0
288 | 136.8 | 0 | 0 | 0 | 0 | 0 | 0 | 136.8 | 0 | 0
289 | 106.4 | 0 | 0 | 0 | 0 | 0 | 0 | 106.4 | 0 | 0
290 | 88 | 0 | 0 | 0 | 0 | 0 | 0 | 88 | 0 | 0
291 | 92 | 0 | 0 | 0 | 0 | 0 | 0 | 92 | 0 | 0
292 | 88 | 0 | 0 | 0 | 0 | 0 | 0 | 88 | 0 | 0
293 | 92 | 0 | 0 | 0 | 0 | 0 | 0 | 92 | 0 | 0
294 | 84.8 | 0 | 0 | 0 | 0 | 0 | 0 | 84.8 | 0 | 0
295 | 82.4 | 45.81 | 36.6688 | 36.6688 | 0 | 0 | 0 | 47.101 | 0 | 0
296 | 81.362 | 279.68 | 450.8444 | 84.5192 | -366.3251 | 0 | 0 | 0 | 0 | 0
297 | 804.961 | 524.59 | 888.5759 | 836.1973 | -52.3786 | 0 | 0 | 0 | 0 | 0
298 | 971.201 | 727.41 | 1183.4355 | 1008.8882 | -174.5472 | 0 | 0 | 0 | 0 | 0
299 | 1378.581 | 872.3 | 1370.4764 | 1370.4764 | 0 | 0 | 0 | 59.299 | 0 | 0
300 | 1301.865 | 951.32 | 1467.2463 | 1352.3835 | -114.8627 | 0 | 0 | 0 | 0 | 0
301 | 1411.199 | 911.94 | 1411.3077 | 1411.3077 | 0 | 0 | 0 | 52.611 | 0 | 0
302 | 1430.445 | 651.43 | 1032.7828 | 1032.7828 | 0 | 0 | 0 | 436.242 | 0 | 0
303 | 1147.683 | 392.72 | 633.0154 | 633.0154 | 0 | 0 | 0 | 538.314 | 0 | 0
304 | 1193.172 | 225.94 | 366.6669 | 366.6669 | 0 | 0 | 0 | 840.202 | 0 | 0
305 | 1254.203 | 147.29 | 233.7009 | 233.7009 | 0 | 0 | 0 | 1029.232 | 0 | 0
306 | 1409.776 | 32.57 | 30.1108 | 30.1108 | 0 | 0 | 0 | 1380.79 | 0 | 0
307 | 1164.8 | 0 | 0 | 0 | 0 | 0 | 0 | 1164.8 | 0 | 0
308 | 1167.2 | 0 | 0 | 0 | 0 | 0 | 0 | 1167.2 | 0 | 0
309 | 1375.2 | 0 | 0 | 0 | 0 | 0 | 0 | 935.74 | 0 | 456.5131
310 | 1362.4 | 0 | 0 | 0 | 0 | 0 | 0 | 782.928 | 0 | 601.9583
311 | 1214.4 | 0 | 0 | 0 | 0 | 0 | 0 | 634.928 | 0 | 601.9583
312 | 949.6 | 0 | 0 | 0 | 0 | 0 | 0 | 949.6 | 0 | 0
313 | 1832.8 | 0 | 0 | 0 | 0 | 0 | 0 | 1832.8 | 0 | 0
314 | 1784.8 | 0 | 0 | 0 | 0 | 0 | 0 | 1784.8 | 0 | 0
315 | 1888 | 0 | 0 | 0 | 0 | 0 | 0 | 1879.88 | 0 | 8.4351
316 | 2028.8 | 0 | 0 | 0 | 0 | 0 | 0 | 1879.88 | 0 | 154.6988
317 | 2156.8 | 0 | 0 | 0 | 0 | 0 | 0 | 1879.88 | 0 | 287.6658
318 | 2129.6 | 0 | 0 | 0 | 0 | 0 | 0 | 1879.88 | 0 | 259.4103
319 | 1976.8 | 49.36 | 38.791 | 38.791 | 0 | 0 | 0 | 1879.88 | 0 | 61.8899
320 | 1127.549 | 293.77 | 476.4 | 0 | -476.4 | 0 | 0 | 1127.549 | 0 | 0
321 | 1638.403 | 544.43 | 921.3689 | 319.4106 | -601.9583 | 0 | 0 | 1330.924 | 0 | 0
322 | 1940.862 | 730.38 | 1175.1593 | 573.201 | -601.9583 | 0 | 0 | 1389.073 | 0 | 0
323 | 2188.553 | 903.85 | 1381.575 | 779.6167 | -601.9583 | 0 | 0 | 1438.059 | 0 | 0
324 | 2025.649 | 789.39 | 1210.5701 | 785.7041 | -424.8659 | 0 | 0 | 1269.294 | 0 | 0
325 | 1943.684 | 665.04 | 1030.351 | 1030.351 | 0 | 0 | 0 | 951.822 | 0 | 0
326 | 2335.268 | 678.67 | 1052.7798 | 1052.7798 | 0 | 0 | 0 | 1321.815 | 0 | 0
327 | 2168.745 | 433.48 | 691.6414 | 691.6414 | 0 | 0 | 0 | 1502.94 | 0 | 0
328 | 1973.613 | 513.85 | 836.8923 | 836.8923 | 0 | 0 | 0 | 1167.983 | 0 | 0
329 | 2279.797 | 303.55 | 482.7648 | 482.7648 | 0 | 0 | 0 | 1815.066 | 0 | 0
330 | 1609.172 | 63.35 | 64.9679 | 64.9679 | 0 | 0 | 0 | 1546.631 | 0 | 0
331 | 2156.812 | 0 | 0 | 0 | 0 | 0 | 0 | 1879.88 | 0 | 287.6783
332 | 2172.8 | 0 | 0 | 0 | 0 | 0 | 0 | 1879.88 | 0 | 304.2867
333 | 2000 | 0 | 0 | 0 | 0 | 0 | 0 | 1582.454 | 0 | 433.7488
334 | 1667.2 | 0 | 0 | 0 | 0 | 0 | 0 | 1087.728 | 0 | 601.9583
335 | 2352 | 0 | 0 | 0 | 0 | 0 | 0 | 1772.528 | 0 | 601.9583
336 | 2075.2 | 0 | 0 | 0 | 0 | 0 | 0 | 1879.88 | 0 | 202.8993
337 | 1518.4 | 0 | 0 | 0 | 0 | 0 | 0 | 1518.4 | 0 | 0
338 | 1494.4 | 0 | 0 | 0 | 0 | 0 | 0 | 1494.4 | 0 | 0
339 | 1260 | 0 | 0 | 0 | 0 | 0 | 0 | 1260 | 0 | 0
340 | 1234.4 | 0 | 0 | 0 | 0 | 0 | 0 | 1234.4 | 0 | 0
341 | 1272 | 0 | 0 | 0 | 0 | 0 | 0 | 1272 | 0 | 0
342 | 1414.4 | 0 | 0 | 0 | 0 | 0 | 0 | 1414.4 | 0 | 0
343 | 1373.6 | 34.39 | 25.2201 | 0 | -25.2201 | 0 | 0 | 1373.6 | 0 | 0
344 | 996.612 | 237.33 | 382.5949 | 0 | -382.5949 | 0 | 0 | 996.612 | 0 | 0
345 | 1176.84 | 221.71 | 362.7683 | 0 | -362.7683 | 0 | 0 | 1176.84 | 0 | 0
346 | 1297.88 | 399.42 | 641.4588 | 39.5006 | -601.9583 | 0 | 0 | 1259.855 | 0 | 0
347 | 1357.844 | 537.12 | 843.7037 | 241.7454 | -601.9583 | 0 | 0 | 1125.129 | 0 | 0
348 | 1435.047 | 662.41 | 1023.4938 | 421.5355 | -601.9583 | 0 | 0 | 1029.258 | 0 | 0
349 | 1435.033 | 558.37 | 872.7071 | 742.0245 | -130.6827 | 0 | 0 | 720.726 | 0 | 0
350 | 1087.883 | 609.01 | 960.5609 | 960.5609 | 0 | 0 | 0 | 163.204 | 0 | 0
351 | 1211.392 | 398.02 | 644.6282 | 644.6282 | 0 | 0 | 0 | 590.844 | 0 | 0
352 | 1440.601 | 115.06 | 180.1007 | 180.1007 | 0 | 0 | 0 | 1267.228 | 0 | 0
353 | 1275.894 | 25.47 | 31.321 | 31.321 | 0 | 0 | 0 | 1245.743 | 0 | 0
354 | 1244.187 | 3.91 | 0 | 0 | 0 | 0 | 0 | 1244.187 | 0 | 0
355 | 798.4 | 0 | 0 | 0 | 0 | 0 | 0 | 774.628 | 0 | 24.6945
356 | 1210.4 | 0 | 0 | 0 | 0 | 0 | 0 | 630.928 | 0 | 601.9583
357 | 1458.4 | 0 | 0 | 0 | 0 | 0 | 0 | 878.928 | 0 | 601.9583
358 | 1131.2 | 0 | 0 | 0 | 0 | 0 | 0 | 551.728 | 0 | 601.9583
359 | 1050.4 | 0 | 0 | 0 | 0 | 0 | 0 | 470.928 | 0 | 601.9583
360 | 949.6 | 0 | 0 | 0 | 0 | 0 | 0 | 949.6 | 0 | 0
361 | 1194.4 | 0 | 0 | 0 | 0 | 0 | 0 | 1194.4 | 0 | 0
362 | 1084.8 | 0 | 0 | 0 | 0 | 0 | 0 | 1084.8 | 0 | 0
363 | 1221.6 | 0 | 0 | 0 | 0 | 0 | 0 | 1221.6 | 0 | 0
364 | 1077.6 | 0 | 0 | 0 | 0 | 0 | 0 | 1077.6 | 0 | 0
365 | 1200.8 | 0 | 0 | 0 | 0 | 0 | 0 | 1200.8 | 0 | 0
366 | 1140 | 0 | 0 | 0 | 0 | 0 | 0 | 1140 | 0 | 0
367 | 1037.6 | 11.89 | 4.1251 | 0 | -4.1251 | 0 | 0 | 1037.6 | 0 | 0
368 | 866.892 | 129.2 | 208.1463 | 0 | -208.1463 | 0 | 0 | 866.892 | 0 | 0
369 | 1066.826 | 340.25 | 572.3513 | 0 | -572.3513 | 0 | 0 | 1066.826 | 0 | 0
370 | 1366.055 | 562.96 | 924.772 | 322.8138 | -601.9583 | 0 | 0 | 1055.3 | 0 | 0
371 | 1574.613 | 770.93 | 1230.1973 | 628.239 | -601.9583 | 0 | 0 | 969.842 | 0 | 0
372 | 1515.751 | 699.2 | 1107.9933 | 506.035 | -601.9583 | 0 | 0 | 1028.62 | 0 | 0
373 | 1570.042 | 422.53 | 675.9264 | 559.2831 | -116.6432 | 0 | 0 | 1031.651 | 0 | 0
374 | 1584.014 | 793.05 | 1257.6653 | 1257.6653 | 0 | 0 | 0 | 373.329 | 0 | 0
375 | 1443.606 | 481.16 | 784.388 | 784.388 | 0 | 0 | 0 | 688.519 | 0 | 0
376 | 1857.159 | 430.66 | 718.9848 | 718.9848 | 0 | 0 | 0 | 1165.032 | 0 | 0
377 | 2051.354 | 144.93 | 233.7737 | 233.7737 | 0 | 0 | 0 | 1826.313 | 0 | 0
378 | 1864.668 | 26.75 | 26.0865 | 26.0865 | 0 | 0 | 0 | 1839.556 | 0 | 0
379 | 1687.2 | 0 | 0 | 0 | 0 | 0 | 0 | 1663.428 | 0 | 24.6945
380 | 1437.6 | 0 | 0 | 0 | 0 | 0 | 0 | 858.128 | 0 | 601.9583
381 | 1798.4 | 0 | 0 | 0 | 0 | 0 | 0 | 1218.928 | 0 | 601.9583
382 | 1439.2 | 0 | 0 | 0 | 0 | 0 | 0 | 859.728 | 0 | 601.9583
383 | 1318.4 | 0 | 0 | 0 | 0 | 0 | 0 | 738.928 | 0 | 601.9583
384 | 1333.6 | 0 | 0 | 0 | 0 | 0 | 0 | 1333.6 | 0 | 0
385 | 1427.2 | 0 | 0 | 0 | 0 | 0 | 0 | 1427.2 | 0 | 0
386 | 1464.8 | 0 | 0 | 0 | 0 | 0 | 0 | 1464.8 | 0 | 0
387 | 1109.6 | 0 | 0 | 0 | 0 | 0 | 0 | 1109.6 | 0 | 0
388 | 1159.2 | 0 | 0 | 0 | 0 | 0 | 0 | 1159.2 | 0 | 0
389 | 1433.6 | 0 | 0 | 0 | 0 | 0 | 0 | 1433.6 | 0 | 0
390 | 1189.6 | 0 | 0 | 0 | 0 | 0 | 0 | 1189.6 | 0 | 0
391 | 1440 | 34.43 | 23.7086 | 0 | -23.7086 | 0 | 0 | 1440 | 0 | 0
392 | 1042.494 | 226.37 | 365.6821 | 0 | -365.6821 | 0 | 0 | 1042.494 | 0 | 0
393 | 1260.412 | 511.56 | 877.1782 | 275.2199 | -601.9583 | 0 | 0 | 995.474 | 0 | 0
394 | 1528.29 | 689.89 | 1152.8801 | 550.9218 | -601.9583 | 0 | 0 | 997.948 | 0 | 0
395 | 1634.053 | 832.88 | 1361.7858 | 759.8275 | -601.9583 | 0 | 0 | 902.61 | 0 | 0
396 | 1747.764 | 947.37 | 1526.5433 | 1014.6692 | -511.8742 | 0 | 0 | 770.999 | 0 | 0
397 | 1461.828 | 534.8 | 865.421 | 865.421 | 0 | 0 | 0 | 628.735 | 0 | 0
398 | 1421.187 | 618.7 | 1005.8133 | 1005.8133 | 0 | 0 | 0 | 452.946 | 0 | 0
399 | 1580.373 | 605.48 | 999.0746 | 999.0746 | 0 | 0 | 0 | 618.619 | 0 | 0
400 | 1462.36 | 87.1 | 133.6048 | 133.6048 | 0 | 0 | 0 | 1333.746 | 0 | 0
401 | 1717.244 | 32.33 | 42.8175 | 42.8175 | 0 | 0 | 0 | 1676.026 | 0 | 0
402 | 1611.558 | 14.71 | 10.6083 | 10.6083 | 0 | 0 | 0 | 1601.346 | 0 | 0
403 | 1616.357 | 0 | 0 | 0 | 0 | 0 | 0 | 1592.585 | 0 | 24.6945
404 | 1480.8 | 0 | 0 | 0 | 0 | 0 | 0 | 901.328 | 0 | 601.9583
405 | 1845.6 | 0 | 0 | 0 | 0 | 0 | 0 | 1266.128 | 0 | 601.9583
406 | 1497.6 | 0 | 0 | 0 | 0 | 0 | 0 | 918.128 | 0 | 601.9583
407 | 1532 | 0 | 0 | 0 | 0 | 0 | 0 | 952.528 | 0 | 601.9583
408 | 1503.2 | 0 | 0 | 0 | 0 | 0 | 0 | 1503.2 | 0 | 0
409 | 1740.8 | 0 | 0 | 0 | 0 | 0 | 0 | 1740.8 | 0 | 0
410 | 1453.6 | 0 | 0 | 0 | 0 | 0 | 0 | 1453.6 | 0 | 0
411 | 1256 | 0 | 0 | 0 | 0 | 0 | 0 | 1256 | 0 | 0
412 | 1274.4 | 0 | 0 | 0 | 0 | 0 | 0 | 1274.4 | 0 | 0
413 | 1436.8 | 0 | 0 | 0 | 0 | 0 | 0 | 1436.8 | 0 | 0
414 | 1512.8 | 0 | 0 | 0 | 0 | 0 | 0 | 1512.8 | 0 | 0
415 | 1361.6 | 31.79 | 21.5448 | 0 | -21.5448 | 0 | 0 | 1361.6 | 0 | 0
416 | 1307.476 | 282.57 | 456.9255 | 0 | -456.9255 | 0 | 0 | 1307.476 | 0 | 0
417 | 1117.404 | 531.66 | 909.4746 | 307.5163 | -601.9583 | 0 | 0 | 821.375 | 0 | 0
418 | 1558.331 | 725.51 | 1203.2361 | 601.2778 | -601.9583 | 0 | 0 | 979.515 | 0 | 0
419 | 1635.582 | 887.31 | 1431.0024 | 829.0441 | -601.9583 | 0 | 0 | 837.507 | 0 | 0
420 | 1614.236 | 972.14 | 1542.2843 | 1119.4887 | -422.7956 | 0 | 0 | 536.566 | 0 | 0
421 | 1599.883 | 875.32 | 1386.6423 | 1386.6423 | 0 | 0 | 0 | 265.039 | 0 | 0
422 | 1534.321 | 821.25 | 1311.2791 | 1311.2791 | 0 | 0 | 0 | 272.025 | 0 | 0
423 | 1869.297 | 702.38 | 1145.8235 | 1145.8235 | 0 | 0 | 0 | 766.276 | 0 | 0
424 | 1731.41 | 548.21 | 919.096 | 919.096 | 0 | 0 | 0 | 846.647 | 0 | 0
425 | 1852.086 | 301.42 | 489.5658 | 489.5658 | 0 | 0 | 0 | 1380.808 | 0 | 0
426 | 1824.781 | 43.96 | 46.3951 | 46.3951 | 0 | 0 | 0 | 1780.119 | 0 | 0
427 | 1772.851 | 0 | 0 | 0 | 0 | 0 | 0 | 1749.079 | 0 | 24.6945
428 | 1725.6 | 0 | 0 | 0 | 0 | 0 | 0 | 1146.128 | 0 | 601.9583
429 | 1548.8 | 0 | 0 | 0 | 0 | 0 | 0 | 969.328 | 0 | 601.9583
430 | 1660 | 0 | 0 | 0 | 0 | 0 | 0 | 1080.528 | 0 | 601.9583
431 | 1914.4 | 0 | 0 | 0 | 0 | 0 | 0 | 1334.928 | 0 | 601.9583
432 | 1842.4 | 0 | 0 | 0 | 0 | 0 | 0 | 1842.4 | 0 | 0
433 | 1708 | 0 | 0 | 0 | 0 | 0 | 0 | 1708 | 0 | 0
434 | 1356.8 | 0 | 0 | 0 | 0 | 0 | 0 | 1356.8 | 0 | 0
435 | 1073.6 | 0 | 0 | 0 | 0 | 0 | 0 | 1073.6 | 0 | 0
436 | 1288.8 | 0 | 0 | 0 | 0 | 0 | 0 | 1288.8 | 0 | 0
437 | 1396.8 | 0 | 0 | 0 | 0 | 0 | 0 | 1396.8 | 0 | 0
438 | 1372 | 0 | 0 | 0 | 0 | 0 | 0 | 1372 | 0 | 0
439 | 1415.2 | 47.67 | 33.5524 | 0 | -33.5524 | 0 | 0 | 1415.2 | 0 | 0
440 | 1131.076 | 288.38 | 466.3849 | 0 | -466.3849 | 0 | 0 | 1131.076 | 0 | 0
441 | 1241.663 | 537.33 | 916.9228 | 314.9646 | -601.9583 | 0 | 0 | 938.464 | 0 | 0
442 | 856.555 | 749.24 | 1227.968 | 626.0097 | -601.9583 | 0 | 0 | 253.93 | 0 | 0
443 | 1284.095 | 904.69 | 1429.307 | 827.3488 | -601.9583 | 0 | 0 | 487.653 | 0 | 0
444 | 1493.401 | 985.72 | 1518.0854 | 1166.3534 | -351.732 | 0 | 0 | 370.617 | 0 | 0
445 | 1383.033 | 972.52 | 1486.2969 | 1436.7012 | -49.5957 | 0 | 0 | 0 | 0 | 0
446 | 1395.108 | 734.89 | 1144.5281 | 1144.5281 | 0 | 0 | 0 | 293.334 | 0 | 0
447 | 1147.015 | 538.33 | 860.1324 | 860.1324 | 0 | 0 | 0 | 319.013 | 0 | 0
448 | 1254.993 | 336.97 | 552.2037 | 552.2037 | 0 | 0 | 0 | 723.417 | 0 | 0
449 | 1593.632 | 106.79 | 167.9758 | 167.9758 | 0 | 0 | 0 | 1431.931 | 0 | 0
450 | 1540.045 | 22.7 | 22.9732 | 22.9732 | 0 | 0 | 0 | 1517.93 | 0 | 0
451 | 1594.407 | 0 | 0 | 0 | 0 | 0 | 0 | 1594.407 | 0 | 0
452 | 1601.6 | 0 | 0 | 0 | 0 | 0 | 0 | 1601.6 | 0 | 0
453 | 1628.8 | 0 | 0 | 0 | 0 | 0 | 0 | 1628.8 | 0 | 0
454 | 1475.2 | 0 | 0 | 0 | 0 | 0 | 0 | 1475.2 | 0 | 0
455 | 1756 | 0 | 0 | 0 | 0 | 0 | 0 | 1756 | 0 | 0
456 | 1347.2 | 0 | 0 | 0 | 0 | 0 | 0 | 1347.2 | 0 | 0
457 | 1464 | 0 | 0 | 0 | 0 | 0 | 0 | 1464 | 0 | 0
458 | 1484 | 0 | 0 | 0 | 0 | 0 | 0 | 1484 | 0 | 0
459 | 1376.8 | 0 | 0 | 0 | 0 | 0 | 0 | 1376.8 | 0 | 0
460 | 1298.4 | 0 | 0 | 0 | 0 | 0 | 0 | 1298.4 | 0 | 0
461 | 1472 | 0 | 0 | 0 | 0 | 0 | 0 | 1472 | 0 | 0
462 | 1540.8 | 0 | 0 | 0 | 0 | 0 | 0 | 1540.8 | 0 | 0
463 | 1121.6 | 41.47 | 27.6706 | 27.6706 | 0 | 0 | 0 | 1094.963 | 0 | 0
464 | 1325.723 | 277.07 | 445.267 | 445.267 | 0 | 0 | 0 | 897.089 | 0 | 0
465 | 1431.814 | 525.68 | 889.7986 | 889.7986 | 0 | 0 | 0 | 575.254 | 0 | 0
466 | 1750.511 | 729.16 | 1181.978 | 1181.978 | 0 | 0 | 0 | 612.686 | 0 | 0
467 | 1780.377 | 626.87 | 992.0066 | 992.0066 | 0 | 0 | 0 | 825.427 | 0 | 0
468 | 1557.127 | 577.21 | 901.4467 | 901.4467 | 0 | 0 | 0 | 689.354 | 0 | 0
469 | 1473.887 | 578.18 | 898.0509 | 898.0509 | 0 | 0 | 0 | 609.383 | 0 | 0
470 | 1373.544 | 768.56 | 1179.2335 | 1179.2335 | 0 | 0 | 0 | 238.361 | 0 | 0
471 | 1430.954 | 439.18 | 697.3403 | 697.3403 | 0 | 0 | 0 | 759.663 | 0 | 0
472 | 1796.545 | 398.27 | 650.7675 | 650.7675 | 0 | 0 | 0 | 1170.087 | 0 | 0
473 | 1678.349 | 258.76 | 418.4929 | 418.4929 | 0 | 0 | 0 | 1275.489 | 0 | 0
474 | 1629.66 | 50.79 | 56.2783 | 56.2783 | 0 | 0 | 0 | 1575.484 | 0 | 0
475 | 1404.8 | 0 | 0 | 0 | 0 | 0 | 0 | 1381.028 | 0 | 24.6945
476 | 1388.8 | 0 | 0 | 0 | 0 | 0 | 0 | 809.328 | 0 | 601.9583
477 | 1344.8 | 0 | 0 | 0 | 0 | 0 | 0 | 765.328 | 0 | 601.9583
478 | 1680.8 | 0 | 0 | 0 | 0 | 0 | 0 | 1101.328 | 0 | 601.9583
479 | 1447.2 | 0 | 0 | 0 | 0 | 0 | 0 | 867.728 | 0 | 601.9583
480 | 1506.4 | 0 | 0 | 0 | 0 | 0 | 0 | 1506.4 | 0 | 0
481 | 1360.8 | 0 | 0 | 0 | 0 | 0 | 0 | 1360.8 | 0 | 0
482 | 1408 | 0 | 0 | 0 | 0 | 0 | 0 | 1408 | 0 | 0
483 | 1103.2 | 0 | 0 | 0 | 0 | 0 | 0 | 1103.2 | 0 | 0
484 | 1368 | 0 | 0 | 0 | 0 | 0 | 0 | 1368 | 0 | 0
485 | 1242.4 | 0 | 0 | 0 | 0 | 0 | 0 | 1242.4 | 0 | 0
486 | 1268.8 | 0 | 0 | 0 | 0 | 0 | 0 | 1268.8 | 0 | 0
487 | 1385.6 | 10.77 | 2.2272 | 0 | -2.2272 | 0 | 0 | 1385.6 | 0 | 0
488 | 1391.679 | 116.92 | 187.4263 | 0 | -187.4263 | 0 | 0 | 1391.679 | 0 | 0
489 | 1424.117 | 406.32 | 681.9992 | 80.0409 | -601.9583 | 0 | 0 | 1347.067 | 0 | 0
490 | 1612.774 | 698.41 | 1130.3879 | 528.4296 | -601.9583 | 0 | 0 | 1104.084 | 0 | 0
491 | 1401.019 | 848.07 | 1340.5162 | 738.558 | -601.9583 | 0 | 0 | 690.05 | 0 | 0
492 | 1755.972 | 956.11 | 1494.4868 | 1394.9434 | -99.5435 | 0 | 0 | 413.137 | 0 | 0
493 | 1074.33 | 967.68 | 1513.7515 | 1116.0191 | -397.7324 | 0 | 0 | 0 | 0 | 0
494 | 1159.81 | 896.44 | 1419.1517 | 1204.8161 | -214.3355 | 0 | 0 | 0 | 0 | 0
495 | 1567.968 | 537.28 | 872.4495 | 872.4495 | 0 | 0 | 0 | 728.109 | 0 | 0
496 | 1342.539 | 456.45 | 759.0162 | 759.0162 | 0 | 0 | 0 | 611.876 | 0 | 0
497 | 1562.161 | 291.72 | 472.4526 | 472.4526 | 0 | 0 | 0 | 1107.357 | 0 | 0
498 | 1560.409 | 64.28 | 70.5494 | 70.5494 | 0 | 0 | 0 | 1492.495 | 0 | 0
499 | 918.411 | 0 | 0 | 0 | 0 | 0 | 0 | 918.411 | 0 | 0
500 | 1270.4 | 0 | 0 | 0 | 0 | 0 | 0 | 1270.4 | 0 | 0
501 | 1204 | 0 | 0 | 0 | 0 | 0 | 0 | 1204 | 0 | 0
502 | 1369.6 | 0 | 0 | 0 | 0 | 0 | 0 | 1369.6 | 0 | 0
503 | 1345.6 | 0 | 0 | 0 | 0 | 0 | 0 | 1267.143 | 0 | 81.5015
504 | 1280 | 0 | 0 | 0 | 0 | 0 | 0 | 1280 | 0 | 0
505 | 2330.4 | 0 | 0 | 0 | 0 | 0 | 0 | 1879.88 | 0 | 468.0023
506 | 2057.6 | 0 | 0 | 0 | 0 | 0 | 0 | 1879.88 | 0 | 184.6164
507 | 2428 | 0 | 0 | 0 | 0 | 0 | 0 | 1879.88 | 0 | 569.3897
508 | 2208.8 | 0 | 0 | 0 | 0 | 0 | 0 | 1879.88 | 0 | 341.6837
509 | 2004 | 0 | 0 | 0 | 0 | 0 | 0 | 1879.88 | 0 | 128.9364
510 | 2379.2 | 0 | 0 | 0 | 0 | 0 | 0 | 1879.88 | 0 | 518.696
511 | 2040.8 | 42.25 | 27.4587 | 27.4587 | 0 | 0 | 0 | 1879.88 | 0 | 139.7057
512 | 1723.786 | 242.61 | 392.7212 | 0 | -392.7212 | 0 | 0 | 1723.786 | 0 | 0
513 | 1825.298 | 475.76 | 808.3916 | 206.4334 | -601.9583 | 0 | 0 | 1626.576 | 0 | 0
514 | 2095.805 | 733.6 | 1199.5598 | 597.6015 | -601.9583 | 0 | 0 | 1520.528 | 0 | 0
515 | 2297.304 | 878.74 | 1390.3758 | 788.4175 | -601.9583 | 0 | 0 | 1538.339 | 0 | 0
516 | 2286.452 | 952.14 | 1479.2424 | 970.6986 | -508.5437 | 0 | 0 | 1352.015 | 0 | 0
517 | 2261.298 | 941.52 | 1461.1443 | 1461.1443 | 0 | 0 | 0 | 854.735 | 0 | 0
518 | 2390.381 | 744.71 | 1176.7549 | 1176.7549 | 0 | 0 | 0 | 1257.584 | 0 | 0
519 | 2181.431 | 512.33 | 828.4831 | 828.4831 | 0 | 0 | 0 | 1383.896 | 0 | 0
520 | 1853.049 | 519.28 | 858.0143 | 858.0143 | 0 | 0 | 0 | 1027.086 | 0 | 0
521 | 2387.844 | 237.65 | 384.0607 | 384.0607 | 0 | 0 | 0 | 1879.88 | 0 | 143.6148
522 | 2256.255 | 55.79 | 63.2435 | 63.2435 | 0 | 0 | 0 | 1879.88 | 0 | 327.7367
523 | 2414.4 | 0 | 0 | 0 | 0 | 0 | 0 | 1879.88 | 0 | 555.2619
524 | 1896.8 | 0 | 0 | 0 | 0 | 0 | 0 | 1879.88 | 0 | 17.5766
525 | 2389.6 | 0 | 0 | 0 | 0 | 0 | 0 | 1879.88 | 0 | 529.4996
526 | 2215.2 | 0 | 0 | 0 | 0 | 0 | 0 | 1879.88 | 0 | 348.332
527 | 2295.2 | 0 | 0 | 0 | 0 | 0 | 0 | 1879.88 | 0 | 431.4364
528 | 1956 | 0 | 0 | 0 | 0 | 0 | 0 | 1879.88 | 0 | 79.0738
529 | 1812 | 0 | 0 | 0 | 0 | 0 | 0 | 1812 | 0 | 0
530 | 1850.4 | 0 | 0 | 0 | 0 | 0 | 0 | 1850.4 | 0 | 0
531 | 1248.8 | 0 | 0 | 0 | 0 | 0 | 0 | 1248.8 | 0 | 0
532 | 1303.2 | 0 | 0 | 0 | 0 | 0 | 0 | 1303.2 | 0 | 0
533 | 1569.6 | 0 | 0 | 0 | 0 | 0 | 0 | 1569.6 | 0 | 0
534 | 1165.6 | 0 | 0 | 0 | 0 | 0 | 0 | 1165.6 | 0 | 0
535 | 1127.2 | 30.2 | 19.0454 | 0 | -19.0454 | 0 | 0 | 1127.2 | 0 | 0
536 | 845.369 | 223.22 | 364.2621 | 0 | -364.2621 | 0 | 0 | 845.369 | 0 | 0
537 | 1178.36 | 421.39 | 715.6918 | 113.7335 | -601.9583 | 0 | 0 | 1068.876 | 0 | 0
538 | 1572.128 | 655.92 | 1072.1597 | 470.2015 | -601.9583 | 0 | 0 | 1119.491 | 0 | 0
539 | 1408.437 | 900.3 | 1417.3816 | 815.4233 | -601.9583 | 0 | 0 | 623.474 | 0 | 0
540 | 1438.896 | 988.28 | 1521.1166 | 1003.1592 | -517.9574 | 0 | 0 | 473.21 | 0 | 0
541 | 1516.32 | 994.09 | 1520.243 | 1520.243 | 0 | 0 | 0 | 52.866 | 0 | 0
542 | 1377.594 | 550.04 | 871.4585 | 871.4585 | 0 | 0 | 0 | 538.689 | 0 | 0
543 | 1550.943 | 629.08 | 1001.842 | 1001.842 | 0 | 0 | 0 | 586.525 | 0 | 0
544 | 1543.534 | 528.13 | 866.0515 | 866.0515 | 0 | 0 | 0 | 709.834 | 0 | 0
545 | 1201.14 | 290.26 | 471.794 | 471.794 | 0 | 0 | 0 | 746.97 | 0 | 0
546 | 1293.095 | 65.15 | 76.8643 | 76.8643 | 0 | 0 | 0 | 1219.102 | 0 | 0
547 | 1413.61 | 0 | 0 | 0 | 0 | 0 | 0 | 1389.838 | 0 | 24.6945
548 | 1265.6 | 0 | 0 | 0 | 0 | 0 | 0 | 686.128 | 0 | 601.9583
549 | 1180.8 | 0 | 0 | 0 | 0 | 0 | 0 | 601.328 | 0 | 601.9583
550 | 1695.2 | 0 | 0 | 0 | 0 | 0 | 0 | 1115.728 | 0 | 601.9583
551 | 1346.4 | 0 | 0 | 0 | 0 | 0 | 0 | 766.928 | 0 | 601.9583
552 | 1211.2 | 0 | 0 | 0 | 0 | 0 | 0 | 1211.2 | 0 | 0
553 | 1408 | 0 | 0 | 0 | 0 | 0 | 0 | 1408 | 0 | 0
554 | 1139.2 | 0 | 0 | 0 | 0 | 0 | 0 | 1139.2 | 0 | 0
555 | 1446.4 | 0 | 0 | 0 | 0 | 0 | 0 | 1446.4 | 0 | 0
556 | 1142.4 | 0 | 0 | 0 | 0 | 0 | 0 | 1142.4 | 0 | 0
557 | 880 | 0 | 0 | 0 | 0 | 0 | 0 | 880 | 0 | 0
558 | 1145.6 | 0 | 0 | 0 | 0 | 0 | 0 | 1145.6 | 0 | 0
559 | 943.2 | 18.04 | 8.995 | 0 | -8.995 | 0 | 0 | 943.2 | 0 | 0
560 | 1274.438 | 236.93 | 388.7363 | 0 | -388.7363 | 0 | 0 | 1274.438 | 0 | 0
561 | 1429.443 | 544.5 | 936.2228 | 334.2645 | -601.9583 | 0 | 0 | 1107.666 | 0 | 0
562 | 1547.522 | 765.42 | 1258.889 | 656.9308 | -601.9583 | 0 | 0 | 915.132 | 0 | 0
563 | 1405.725 | 917.17 | 1445.6173 | 843.659 | -601.9583 | 0 | 0 | 593.582 | 0 | 0
564 | 1431.852 | 1012.26 | 1548.1006 | 1171.7209 | -376.3797 | 0 | 0 | 303.902 | 0 | 0
565 | 1367.56 | 1019.86 | 1547.7806 | 1420.6278 | -127.1528 | 0 | 0 | 0 | 0 | 0
566 | 1673.787 | 943.36 | 1450.3937 | 1450.3937 | 0 | 0 | 0 | 277.573 | 0 | 0
567 | 1642.84 | 797.16 | 1257.1553 | 1257.1553 | 0 | 0 | 0 | 432.646 | 0 | 0
568 | 1902.457 | 583.86 | 954.7187 | 954.7187 | 0 | 0 | 0 | 983.402 | 0 | 0
569 | 1899.267 | 327.08 | 530.7929 | 530.7929 | 0 | 0 | 0 | 1388.302 | 0 | 0
570 | 1621.58 | 74.14 | 84.7509 | 84.7509 | 0 | 0 | 0 | 1539.995 | 0 | 0
571 | 1806.403 | 0 | 0 | 0 | 0 | 0 | 0 | 1782.631 | 0 | 24.6945
572 | 1360.8 | 0 | 0 | 0 | 0 | 0 | 0 | 781.328 | 0 | 601.9583
573 | 1477.6 | 0 | 0 | 0 | 0 | 0 | 0 | 898.128 | 0 | 601.9583
574 | 1830.4 | 0 | 0 | 0 | 0 | 0 | 0 | 1250.928 | 0 | 601.9583
575 | 1500.8 | 0 | 0 | 0 | 0 | 0 | 0 | 921.328 | 0 | 601.9583
576 | 1522.4 | 0 | 0 | 0 | 0 | 0 | 0 | 1522.4 | 0 | 0
577 | 1083.2 | 0 | 0 | 0 | 0 | 0 | 0 | 1083.2 | 0 | 0
578 | 1204 | 0 | 0 | 0 | 0 | 0 | 0 | 1204 | 0 | 0
579 | 1488.8 | 0 | 0 | 0 | 0 | 0 | 0 | 1488.8 | 0 | 0
580 | 1076 | 0 | 0 | 0 | 0 | 0 | 0 | 1076 | 0 | 0
581 | 1073.6 | 0 | 0 | 0 | 0 | 0 | 0 | 1073.6 | 0 | 0
582 | 912 | 0 | 0 | 0 | 0 | 0 | 0 | 912 | 0 | 0
583 | 964.8 | 33.07 | 21.3672 | 0 | -21.3672 | 0 | 0 | 964.8 | 0 | 0
584 | 1236.892 | 270.68 | 439.1319 | 0 | -439.1319 | 0 | 0 | 1236.892 | 0 | 0
585 | 902.102 | 530.08 | 889.2231 | 287.2648 | -601.9583 | 0 | 0 | 625.568 | 0 | 0
586 | 1643.977 | 748.13 | 1199.886 | 597.9277 | -601.9583 | 0 | 0 | 1068.386 | 0 | 0
587 | 1404.929 | 901.78 | 1395.5417 | 1115.1299 | -280.4118 | 0 | 0 | 331.455 | 0 | 0
588 | 1257.977 | 993.06 | 1498.8415 | 1306.7925 | -192.049 | 0 | 0 | 0 | 0 | 0
589 | 1143.986 | 996.99 | 1487.8541 | 1188.3781 | -299.476 | 0 | 0 | 0 | 0 | 0
590 | 1063.922 | 911.29 | 1375.9956 | 1105.2072 | -270.7884 | 0 | 0 | 0 | 0 | 0
591 | 1565.032 | 765.44 | 1187.921 | 1187.921 | 0 | 0 | 0 | 421.486 | 0 | 0
592 | 1529.519 | 554 | 895.5712 | 895.5712 | 0 | 0 | 0 | 667.402 | 0 | 0
593 | 1548.768 | 276.08 | 446.9655 | 446.9655 | 0 | 0 | 0 | 1118.499 | 0 | 0
594 | 954.794 | 57.88 | 66.9478 | 66.9478 | 0 | 0 | 0 | 890.347 | 0 | 0
595 | 979.933 | 0 | 0 | 0 | 0 | 0 | 0 | 956.161 | 0 | 24.6945
596 | 1248.8 | 0 | 0 | 0 | 0 | 0 | 0 | 669.328 | 0 | 601.9583
597 | 1226.4 | 0 | 0 | 0 | 0 | 0 | 0 | 646.928 | 0 | 601.9583
598 | 1332 | 0 | 0 | 0 | 0 | 0 | 0 | 752.528 | 0 | 601.9583
599 | 1236.8 | 0 | 0 | 0 | 0 | 0 | 0 | 657.328 | 0 | 601.9583
600 | 1285.6 | 0 | 0 | 0 | 0 | 0 | 0 | 1285.6 | 0 | 0
601 | 1532.8 | 0 | 0 | 0 | 0 | 0 | 0 | 1532.8 | 0 | 0
602 | 1344.8 | 0 | 0 | 0 | 0 | 0 | 0 | 1344.8 | 0 | 0
603 | 1204.8 | 0 | 0 | 0 | 0 | 0 | 0 | 1204.8 | 0 | 0
604 | 1120.8 | 0 | 0 | 0 | 0 | 0 | 0 | 1120.8 | 0 | 0
605 | 1085.6 | 0 | 0 | 0 | 0 | 0 | 0 | 1085.6 | 0 | 0
606 | 1070.4 | 0 | 0 | 0 | 0 | 0 | 0 | 1070.4 | 0 | 0
607 | 1341.6 | 24.56 | 14.1745 | 0 | -14.1745 | 0 | 0 | 1341.6 | 0 | 0
608 | 915.255 | 209.46 | 343.0206 | 246.9343 | -96.0863 | 0 | 0 | 677.546 | 0 | 0
609 | 1043.557 | 285.87 | 478.5815 | 478.5815 | 0 | 0 | 0 | 582.853 | 0 | 0
610 | 1135.797 | 541.42 | 876.397 | 876.397 | 0 | 0 | 0 | 292.138 | 0 | 0
611 | 1052.302 | 820.06 | 1263.4203 | 1093.1363 | -170.284 | 0 | 0 | 0 | 0 | 0
612 | 1010.911 | 838.81 | 1266.0433 | 1050.1391 | -215.9041 | 0 | 0 | 0 | 0 | 0
613 | 907.915 | 864.12 | 1290.1352 | 943.1464 | -346.9888 | 0 | 0 | 0 | 0 | 0
614 | 1041.693 | 730.19 | 1114.8224 | 1082.1156 | -32.7068 | 0 | 0 | 0 | 0 | 0
615 | 1029.977 | 555.48 | 879.1955 | 879.1955 | 0 | 0 | 0 | 183.624 | 0 | 0
616 | 1033.486 | 307.94 | 501.9047 | 501.9047 | 0 | 0 | 0 | 550.33 | 0 | 0
617 | 1376.376 | 275.51 | 447.8183 | 447.8183 | 0 | 0 | 0 | 945.286 | 0 | 0
618 | 1168.446 | 70.96 | 82.8052 | 82.8052 | 0 | 0 | 0 | 1088.734 | 0 | 0
619 | 1198.4 | 0 | 0 | 0 | 0 | 0 | 0 | 1198.4 | 0 | 0
620 | 1109.6 | 0 | 0 | 0 | 0 | 0 | 0 | 1109.6 | 0 | 0
621 | 1098.4 | 0 | 0 | 0 | 0 | 0 | 0 | 1098.4 | 0 | 0
622 | 1179.2 | 0 | 0 | 0 | 0 | 0 | 0 | 1179.2 | 0 | 0
623 | 1169.6 | 0 | 0 | 0 | 0 | 0 | 0 | 1169.6 | 0 | 0
624 | 497.6 | 0 | 0 | 0 | 0 | 0 | 0 | 497.6 | 0 | 0
625 | 369.6 | 0 | 0 | 0 | 0 | 0 | 0 | 369.6 | 0 | 0
626 | 342.4 | 0 | 0 | 0 | 0 | 0 | 0 | 342.4 | 0 | 0
627 | 378.4 | 0 | 0 | 0 | 0 | 0 | 0 | 378.4 | 0 | 0
628 | 387.2 | 0 | 0 | 0 | 0 | 0 | 0 | 387.2 | 0 | 0
629 | 368.8 | 0 | 0 | 0 | 0 | 0 | 0 | 368.8 | 0 | 0
630 | 325.6 | 0 | 0 | 0 | 0 | 0 | 0 | 325.6 | 0 | 0
631 | 335.2 | 37.26 | 23.9185 | 23.9185 | 0 | 0 | 0 | 312.175 | 0 | 0
632 | 281.28 | 276.08 | 446.4617 | 292.195 | -154.2667 | 0 | 0 | 0 | 0 | 0
633 | 812.402 | 514.96 | 877.8451 | 843.9271 | -33.918 | 0 | 0 | 0 | 0 | 0
634 | 1193.029 | 741.39 | 1211.0739 | 1211.0739 | 0 | 0 | 0 | 27.195 | 0 | 0
635 | 997.388 | 780.25 | 1236.7802 | 1036.0914 | -200.6888 | 0 | 0 | 0 | 0 | 0
636 | 1238.61 | 970.09 | 1491.1585 | 1286.6739 | -204.4846 | 0 | 0 | 0 | 0 | 0
637 | 1158.511 | 963.97 | 1476.7472 | 1203.4667 | -273.2804 | 0 | 0 | 0 | 0 | 0
638 | 1234.863 | 906.88 | 1406.9987 | 1282.7815 | -124.2172 | 0 | 0 | 0 | 0 | 0
639 | 1047.104 | 541.27 | 875.2657 | 875.2657 | 0 | 0 | 0 | 204.534 | 0 | 0
640 | 1281.661 | 459.77 | 762.117 | 762.117 | 0 | 0 | 0 | 548.013 | 0 | 0
641 | 1055.169 | 280.95 | 457.7545 | 457.7545 | 0 | 0 | 0 | 614.514 | 0 | 0
642 | 1044.091 | 62.59 | 74.5207 | 74.5207 | 0 | 0 | 0 | 972.354 | 0 | 0
643 | 1088.323 | 0 | 0 | 0 | 0 | 0 | 0 | 508.851 | 0 | 601.9583
644 | 898.4 | 0 | 0 | 0 | 0 | 0 | 0 | 318.928 | 0 | 601.9583
645 | 270.4 | 0 | 0 | 0 | 0 | 0 | 0 | 0 | 0 | 280.8928
646 | 91.2 | 0 | 0 | 0 | 0 | 0 | 0 | 0 | 0 | 94.739
647 | 94.4 | 0 | 0 | 0 | 0 | 0 | 0 | 0 | 0 | 98.0632
648 | 91.2 | 0 | 0 | 0 | 0 | 0 | 0 | 91.2 | 0 | 0
649 | 96 | 0 | 0 | 0 | 0 | 0 | 0 | 96 | 0 | 0
650 | 88 | 0 | 0 | 0 | 0 | 0 | 0 | 88 | 0 | 0
651 | 94.4 | 0 | 0 | 0 | 0 | 0 | 0 | 94.4 | 0 | 0
652 | 85.6 | 0 | 0 | 0 | 0 | 0 | 0 | 85.6 | 0 | 0
653 | 95.2 | 0 | 0 | 0 | 0 | 0 | 0 | 95.2 | 0 | 0
654 | 88 | 0 | 0 | 0 | 0 | 0 | 0 | 88 | 0 | 0
655 | 93.6 | 33.47 | 21.201 | 21.201 | 0 | 0 | 0 | 73.191 | 0 | 0
656 | 77.076 | 267.48 | 432.6549 | 80.0669 | -352.588 | 0 | 0 | 0 | 0 | 0
657 | 83.396 | 374.02 | 627.6084 | 86.6322 | -540.9763 | 0 | 0 | 0 | 0 | 0
658 | 78.901 | 737.64 | 1176.8879 | 81.9627 | -601.9583 | 0 | 492.9669 | 0 | 0 | 0
659 | 86.02 | 892.64 | 1363.0874 | 89.358 | -601.9583 | 0 | 671.7711 | 0 | 0 | 0
660 | 80.475 | 981.44 | 1463.3217 | 83.5989 | -601.9583 | 0 | 777.7645 | 0 | 0 | 0
661 | 88.61 | 987.83 | 1465.6496 | 92.0485 | -7.7017 | 0 | 1365.8994 | 0 | 0 | 0
662 | 80.761 | 912.69 | 1374.0457 | 83.8949 | 0 | 0 | 1290.1508 | 0 | 0 | 0
663 | 95.362 | 767.22 | 1201.8379 | 99.0625 | 0 | 0 | 1102.7754 | 0 | 0 | 0
664 | 84.557 | 417.68 | 685.126 | 87.8382 | 0 | 0 | 597.2878 | 0 | 0 | 0
665 | 90.093 | 312.19 | 509.0122 | 93.589 | 0 | 0 | 415.4232 | 0 | 0 | 0
666 | 80.774 | 72.29 | 85.9912 | 83.9084 | 0 | 0 | 2.0828 | 0 | 0 | 0
667 | 96.805 | 0 | 0 | 0 | 0 | 0 | 0 | 0 | 0 | 100.5615
668 | 86.4 | 0 | 0 | 0 | 0 | 0 | 0 | 0 | 0 | 89.7527
669 | 93.6 | 0 | 0 | 0 | 0 | 0 | 0 | 0 | 0 | 97.2321
670 | 87.2 | 0 | 0 | 0 | 0 | 0 | 0 | 0 | 0 | 90.5838
671 | 92.8 | 0 | 0 | 0 | 0 | 0 | 0 | 0 | 0 | 96.4011
672 | 87.2 | 0 | 0 | 0 | 0 | 0 | 0 | 0 | 0 | 90.5838
673 | 93.6 | 0 | 0 | 0 | 0 | 0 | 0 | 0 | 0 | 97.2321
674 | 88 | 0 | 0 | 0 | 0 | 0 | 0 | 0 | 0 | 91.4148
675 | 92.8 | 0 | 0 | 0 | 0 | 0 | 0 | 0 | 0 | 96.4011
676 | 87.2 | 0 | 0 | 0 | 0 | 0 | 0 | 0 | 0 | 90.5838
677 | 93.6 | 0 | 0 | 0 | 0 | 0 | 0 | 0 | 0 | 97.2321
678 | 83.2 | 0 | 0 | 0 | 0 | 0 | 0 | 0 | 0 | 86.4286
679 | 84.8 | 30.91 | 19.9253 | 19.9253 | 0 | 0 | 0 | 0 | 0 | 68.1653
680 | 79.796 | 261.14 | 421.0463 | 82.8925 | -338.1538 | 0 | 0 | 0 | 0 | 0
681 | 84.042 | 514.37 | 865.6183 | 87.3043 | -601.9583 | 0 | 176.3558 | 0 | 0 | 0
682 | 80.506 | 718.13 | 1155.5363 | 83.63 | -387.0919 | 0 | 684.8144 | 0 | 0 | 0
683 | 81.184 | 846.67 | 1313.3359 | 84.3343 | 0 | 0 | 1229.0016 | 0 | 0 | 0
684 | 80.078 | 938.94 | 1423.604 | 83.1854 | 0 | 0 | 1340.4186 | 0 | 0 | 0
685 | 81.515 | 906.31 | 1371.2534 | 84.6782 | 0 | 0 | 1286.5753 | 0 | 0 | 0
686 | 74.649 | 581.33 | 909.245 | 77.5457 | 0 | 0 | 831.6993 | 0 | 0 | 0
687 | 88.307 | 487.37 | 778.1084 | 91.7337 | 0 | 0 | 686.3747 | 0 | 0 | 0
688 | 79.067 | 261.89 | 427.3684 | 82.1352 | 0 | 0 | 345.2333 | 0 | 0 | 0
689 | 84.323 | 61.57 | 91.5821 | 87.5951 | 0 | 0 | 3.9869 | 0 | 0 | 0
690 | 79.24 | 53.16 | 64.489 | 64.489 | 0 | 0 | 0 | 0 | 0 | 17.8259
691 | 95.215 | 0 | 0 | 0 | 0 | 0 | 0 | 0 | 0 | 98.9098
692 | 89.6 | 0 | 0 | 0 | 0 | 0 | 0 | 0 | 0 | 93.0769
693 | 93.6 | 0 | 0 | 0 | 0 | 0 | 0 | 0 | 0 | 97.2321
694 | 87.2 | 0 | 0 | 0 | 0 | 0 | 0 | 0 | 0 | 90.5838
695 | 96.8 | 0 | 0 | 0 | 0 | 0 | 0 | 0 | 0 | 100.5563
696 | 87.2 | 0 | 0 | 0 | 0 | 0 | 0 | 0 | 0 | 90.5838
697 | 93.6 | 0 | 0 | 0 | 0 | 0 | 0 | 0 | 0 | 97.2321
698 | 88.8 | 0 | 0 | 0 | 0 | 0 | 0 | 0 | 0 | 92.2459
699 | 87.2 | 0 | 0 | 0 | 0 | 0 | 0 | 0 | 0 | 90.5838
700 | 87.2 | 0 | 0 | 0 | 0 | 0 | 0 | 0 | 0 | 90.5838
701 | 93.6 | 0 | 0 | 0 | 0 | 0 | 0 | 0 | 0 | 97.2321
702 | 84 | 0 | 0 | 0 | 0 | 0 | 0 | 0 | 0 | 87.2596
703 | 87.2 | 4.89 | 0 | 0 | 0 | 0 | 0 | 0 | 0 | 90.5838
704 | 76.02 | 61.95 | 92.9564 | 78.9699 | -13.9865 | 0 | 0 | 0 | 0 | 0
705 | 84.507 | 452.81 | 774.2025 | 87.7873 | -601.9583 | 0 | 84.4569 | 0 | 0 | 0
706 | 72.771 | 630.48 | 1047.9265 | 75.5949 | -601.9583 | 0 | 370.3734 | 0 | 0 | 0
707 | 81.102 | 885.69 | 1431.02 | 84.2491 | -155.9506 | 0 | 1190.8203 | 0 | 0 | 0
708 | 75.163 | 935.02 | 1483.3955 | 78.0797 | 0 | 0 | 1405.3158 | 0 | 0 | 0
709 | 86.617 | 992.8 | 1555.5073 | 89.9782 | 0 | 0 | 1465.5291 | 0 | 0 | 0
710 | 78.42 | 833.11 | 1316.2414 | 81.4631 | 0 | 0 | 1234.7784 | 0 | 0 | 0
711 | 78.853 | 670.66 | 1081.243 | 81.9129 | 0 | 0 | 999.3302 | 0 | 0 | 0
712 | 79.653 | 542.49 | 899.6413 | 82.7439 | 0 | 0 | 816.8974 | 0 | 0 | 0
713 | 88.652 | 233.88 | 382.1222 | 92.0921 | 0 | 0 | 290.0301 | 0 | 0 | 0
714 | 82.665 | 74.21 | 89.0391 | 85.8728 | 0 | 0 | 3.1663 | 0 | 0 | 0
715 | 97.636 | 0 | 0 | 0 | 0 | 0 | 0 | 0 | 0 | 101.4247
716 | 88.8 | 0 | 0 | 0 | 0 | 0 | 0 | 0 | 0 | 92.2459
717 | 94.4 | 0 | 0 | 0 | 0 | 0 | 0 | 0 | 0 | 98.0632
718 | 87.2 | 0 | 0 | 0 | 0 | 0 | 0 | 0 | 0 | 90.5838
719 | 91.2 | 0 | 0 | 0 | 0 | 0 | 0 | 0 | 0 | 94.739
720 | 84.8 | 0 | 0 | 0 | 0 | 0 | 0 | 0 | 0 | 88.0906
721 | 93.6 | 0 | 0 | 0 | 0 | 0 | 0 | 0 | 0 | 97.2321
722 | 81.6 | 0 | 0 | 0 | 0 | 0 | 0 | 0 | 0 | 84.7665
723 | 92.8 | 0 | 0 | 0 | 0 | 0 | 0 | 0 | 0 | 96.4011
724 | 80 | 0 | 0 | 0 | 0 | 0 | 0 | 0 | 0 | 83.1044
725 | 90.4 | 0 | 0 | 0 | 0 | 0 | 0 | 0 | 0 | 93.9079
726 | 80 | 0 | 0 | 0 | 0 | 0 | 0 | 0 | 0 | 83.1044
727 | 86.4 | 13.11 | 4.9499 | 4.9499 | 0 | 0 | 0 | 0 | 0 | 84.8028
728 | 75.453 | 138.53 | 224.3662 | 78.3809 | -145.9853 | 0 | 0 | 0 | 0 | 0
729 | 85.467 | 379.57 | 637.0678 | 88.7835 | -548.2843 | 0 | 0 | 0 | 0 | 0
730 | 74.454 | 608.48 | 983.1622 | 77.3432 | -601.9583 | 0 | 303.8608 | 0 | 0 | 0
731 | 80.579 | 882.91 | 1365.914 | 83.7058 | -26.4064 | 0 | 1255.8017 | 0 | 0 | 0
732 | 73.28 | 818.78 | 1249.3632 | 76.1236 | 0 | 0 | 1173.2396 | 0 | 0 | 0
733 | 82.654 | 871.42 | 1313.714 | 85.8614 | 0 | 0 | 1227.8527 | 0 | 0 | 0
734 | 74.961 | 498.71 | 785.5805 | 77.8698 | 0 | 0 | 707.7107 | 0 | 0 | 0
735 | 86.787 | 372.83 | 601.4035 | 90.1547 | 0 | 0 | 511.2488 | 0 | 0 | 0
736 | 81.253 | 356.51 | 585.2439 | 84.406 | 0 | 0 | 500.8379 | 0 | 0 | 0
737 | 87.089 | 156.94 | 251.8894 | 90.4685 | 0 | 0 | 161.4209 | 0 | 0 | 0
738 | 79.66 | 68.92 | 82.9475 | 82.7512 | 0 | 0 | 0.19633 | 0 | 0 | 0
739 | 96.821 | 0 | 0 | 0 | 0 | 0 | 0 | 0 | 0 | 100.5781
740 | 88 | 0 | 0 | 0 | 0 | 0 | 0 | 0 | 0 | 91.4148
741 | 91.2 | 0 | 0 | 0 | 0 | 0 | 0 | 0 | 0 | 94.739
742 | 86.4 | 0 | 0 | 0 | 0 | 0 | 0 | 0 | 0 | 89.7527
743 | 92.8 | 0 | 0 | 0 | 0 | 0 | 0 | 0 | 0 | 96.4011
744 | 88 | 0 | 0 | 0 | 0 | 0 | 0 | 0 | 0 | 91.4148
745 | 94.4 | 0 | 0 | 0 | 0 | 0 | 0 | 0 | 0 | 98.0632
746 | 87.2 | 0 | 0 | 0 | 0 | 0 | 0 | 0 | 0 | 90.5838
747 | 93.6 | 0 | 0 | 0 | 0 | 0 | 0 | 0 | 0 | 97.2321
748 | 80 | 0 | 0 | 0 | 0 | 0 | 0 | 0 | 0 | 83.1044
749 | 88.8 | 0 | 0 | 0 | 0 | 0 | 0 | 0 | 0 | 92.2459
750 | 86.4 | 0 | 0 | 0 | 0 | 0 | 0 | 0 | 0 | 89.7527
751 | 88.8 | 31.54 | 20.5725 | 20.5725 | 0 | 0 | 0 | 0 | 0 | 71.6734
752 | 79.281 | 246.98 | 397.2898 | 82.3575 | -314.9324 | 0 | 0 | 0 | 0 | 0
753 | 84.741 | 499.19 | 837.6184 | 88.0294 | -601.9583 | 0 | 147.6308 | 0 | 0 | 0
754 | 75.611 | 714.96 | 1153.5584 | 78.5451 | -404.0618 | 0 | 670.9515 | 0 | 0 | 0
755 | 86.655 | 869.28 | 1359.1971 | 90.0176 | 0 | 0 | 1269.1794 | 0 | 0 | 0
756 | 74.903 | 937.72 | 1437.8668 | 77.8096 | 0 | 0 | 1360.0572 | 0 | 0 | 0
757 | 87.642 | 940.93 | 1430.3614 | 91.0429 | 0 | 0 | 1339.3185 | 0 | 0 | 0
758 | 82.638 | 759.19 | 1175.1925 | 85.8447 | 0 | 0 | 1089.3478 | 0 | 0 | 0
759 | 89.332 | 735.19 | 1165.8423 | 92.7985 | 0 | 0 | 1073.0438 | 0 | 0 | 0
760 | 81.435 | 548.96 | 904.024 | 84.5951 | 0 | 0 | 819.4289 | 0 | 0 | 0
761 | 83.254 | 313.13 | 511.1688 | 86.4847 | 0 | 0 | 424.6842 | 0 | 0 | 0
762 | 82.933 | 72.52 | 87.8164 | 86.1512 | 0 | 0 | 1.6652 | 0 | 0 | 0
763 | 96.007 | 0 | 0 | 0 | 0 | 0 | 0 | 0 | 0 | 99.7325
764 | 91.2 | 0 | 0 | 0 | 0 | 0 | 0 | 0 | 0 | 94.739
765 | 93.6 | 0 | 0 | 0 | 0 | 0 | 0 | 0 | 0 | 97.2321
766 | 88.8 | 0 | 0 | 0 | 0 | 0 | 0 | 0 | 0 | 92.2459
767 | 97.6 | 0 | 0 | 0 | 0 | 0 | 0 | 0 | 0 | 101.3873
768 | 90.4 | 0 | 0 | 0 | 0 | 0 | 0 | 0 | 0 | 93.9079
769 | 92.8 | 0 | 0 | 0 | 0 | 0 | 0 | 0 | 0 | 96.4011
770 | 86.4 | 0 | 0 | 0 | 0 | 0 | 0 | 0 | 0 | 89.7527
771 | 91.2 | 0 | 0 | 0 | 0 | 0 | 0 | 0 | 0 | 94.739
772 | 87.2 | 0 | 0 | 0 | 0 | 0 | 0 | 0 | 0 | 90.5838
773 | 92.8 | 0 | 0 | 0 | 0 | 0 | 0 | 0 | 0 | 96.4011
774 | 85.6 | 0 | 0 | 0 | 0 | 0 | 0 | 0 | 0 | 88.9217
775 | 76.8 | 34.75 | 23.4614 | 23.4614 | 0 | 0 | 0 | 0 | 0 | 56.3188
776 | 82.775 | 231 | 370.9208 | 85.9871 | -284.9338 | 0 | 0 | 0 | 0 | 0
777 | 646.748 | 469.86 | 789.4667 | 671.8449 | -117.6218 | 0 | 0 | 0 | 0 | 0
778 | 552.934 | 745.6 | 1200.1311 | 574.3915 | -601.9583 | 0 | 23.7814 | 0 | 0 | 0
779 | 876.383 | 715.32 | 1114.2687 | 910.3908 | -203.8779 | 0 | 0 | 0 | 0 | 0
780 | 949.841 | 819.63 | 1241.9835 | 986.6993 | -118.5796 | 0 | 136.7046 | 0 | 0 | 0
781 | 1244.374 | 814.07 | 1226.2768 | 1226.2768 | 0 | 0 | 0 | 63.905 | 0 | 0
782 | 1169.848 | 765.59 | 1173.009 | 1173.009 | 0 | 0 | 0 | 40.657 | 0 | 0
783 | 1381.741 | 732.82 | 1155.9352 | 1155.9352 | 0 | 0 | 0 | 268.986 | 0 | 0
784 | 889.368 | 464.44 | 760.8788 | 760.8788 | 0 | 0 | 0 | 156.912 | 0 | 0
785 | 1360.953 | 225.64 | 365.3352 | 365.3352 | 0 | 0 | 0 | 1009.265 | 0 | 0
786 | 1095.157 | 62.35 | 77.4689 | 77.4689 | 0 | 0 | 0 | 1020.582 | 0 | 0
787 | 1127.015 | 0 | 0 | 0 | 0 | 0 | 0 | 1127.015 | 0 | 0
788 | 1211.2 | 0 | 0 | 0 | 0 | 0 | 0 | 1211.2 | 0 | 0
789 | 1118.4 | 0 | 0 | 0 | 0 | 0 | 0 | 1118.4 | 0 | 0
790 | 1337.6 | 0 | 0 | 0 | 0 | 0 | 0 | 1219.677 | 0 | 122.499
791 | 1112 | 0 | 0 | 0 | 0 | 0 | 0 | 532.528 | 0 | 601.9583
792 | 163.2 | 0 | 0 | 0 | 0 | 0 | 0 | 0 | 0 | 169.5329
793 | 108.8 | 0 | 0 | 0 | 0 | 0 | 0 | 108.8 | 0 | 0
794 | 94.4 | 0 | 0 | 0 | 0 | 0 | 0 | 94.4 | 0 | 0
795 | 105.6 | 0 | 0 | 0 | 0 | 0 | 0 | 105.6 | 0 | 0
796 | 101.6 | 0 | 0 | 0 | 0 | 0 | 0 | 101.6 | 0 | 0
797 | 105.6 | 0 | 0 | 0 | 0 | 0 | 0 | 105.6 | 0 | 0
798 | 95.2 | 0 | 0 | 0 | 0 | 0 | 0 | 95.2 | 0 | 0
799 | 87.2 | 35.69 | 24.9864 | 24.9864 | 0 | 0 | 0 | 0 | 0 | 65.5974
800 | 82.403 | 270.2 | 432.176 | 85.6006 | -346.5754 | 0 | 0 | 0 | 0 | 0
801 | 835.519 | 515.91 | 866.786 | 866.786 | 0 | 0 | 0 | 0 | 0 | 1.1552
802 | 1039.674 | 737.97 | 1186.6516 | 1080.0183 | -106.6333 | 0 | 0 | 0 | 0 | 0
803 | 891.524 | 890.23 | 1376.2231 | 926.1194 | -450.1037 | 0 | 0 | 0 | 0 | 0
804 | 1352.422 | 946.64 | 1430.3531 | 1404.9024 | -25.4507 | 0 | 0 | 0 | 0 | 0
805 | 1341.667 | 968.5 | 1459.0044 | 1393.7301 | -65.2743 | 0 | 0 | 0 | 0 | 0
806 | 1194.461 | 857.72 | 1315.9786 | 1240.8118 | -75.1669 | 0 | 0 | 0 | 0 | 0
807 | 1481.371 | 628.4 | 993.3415 | 993.3415 | 0 | 0 | 0 | 525.136 | 0 | 0
808 | 1646.336 | 167.53 | 263.6518 | 263.6518 | 0 | 0 | 0 | 1374.978 | 0 | 18.2362
809 | 1713.488 | 165.47 | 263.8491 | 263.8491 | 0 | 0 | 0 | 1374.978 | 0 | 87.7967
810 | 1434.101 | 39.27 | 45.108 | 45.108 | 0 | 0 | 0 | 1374.978 | 0 | 16.3092
811 | 1539.509 | 0 | 0 | 0 | 0 | 0 | 0 | 1374.978 | 0 | 170.9156
812 | 1661.6 | 0 | 0 | 0 | 0 | 0 | 0 | 1374.978 | 0 | 297.7443
813 | 1616 | 0 | 0 | 0 | 0 | 0 | 0 | 1374.978 | 0 | 250.3748
814 | 1728.8 | 0 | 0 | 0 | 0 | 0 | 0 | 1374.978 | 0 | 367.552
815 | 1469.6 | 0 | 0 | 0 | 0 | 0 | 0 | 946.999 | 0 | 542.8804
816 | 1761.6 | 0 | 0 | 0 | 0 | 0 | 0 | 1374.978 | 0 | 401.6248
817 | 1354.4 | 0 | 0 | 0 | 0 | 0 | 0 | 1354.4 | 0 | 0
818 | 1331.2 | 0 | 0 | 0 | 0 | 0 | 0 | 1331.2 | 0 | 0
819 | 1416.8 | 0 | 0 | 0 | 0 | 0 | 0 | 1374.978 | 0 | 43.4449
820 | 1299.2 | 0 | 0 | 0 | 0 | 0 | 0 | 1299.2 | 0 | 0
821 | 1488 | 0 | 0 | 0 | 0 | 0 | 0 | 1374.978 | 0 | 117.4078
822 | 1488.8 | 0 | 0 | 0 | 0 | 0 | 0 | 1374.978 | 0 | 118.2388
823 | 1292.8 | 34.28 | 24.4462 | 0 | -24.4462 | 0 | 0 | 1292.8 | 0 | 0
824 | 1289.506 | 263.66 | 418.2529 | 0 | -418.2529 | 0 | 0 | 1289.506 | 0 | 0
825 | 1526.73 | 485.55 | 798.442 | 196.4837 | -601.9583 | 0 | 0 | 1337.586 | 0 | 0
826 | 1083.978 | 589.42 | 928.4307 | 326.4724 | -601.9583 | 0 | 0 | 769.702 | 0 | 0
827 | 1402.913 | 650.37 | 1001.1221 | 399.1638 | -601.9583 | 0 | 0 | 1018.66 | 0 | 0
828 | 1305.329 | 872.38 | 1305.9812 | 847.4143 | -458.5669 | 0 | 0 | 489.57 | 0 | 0
829 | 1517.919 | 801.76 | 1208.4893 | 1208.4893 | 0 | 0 | 0 | 354.573 | 0 | 0
830 | 1335.878 | 748.45 | 1144.981 | 1144.981 | 0 | 0 | 0 | 233.668 | 0 | 0
831 | 1360.865 | 568.31 | 896.5207 | 896.5207 | 0 | 0 | 0 | 497.834 | 0 | 0
832 | 1604.627 | 472.85 | 770.9375 | 770.9375 | 0 | 0 | 0 | 862.488 | 0 | 0
833 | 1501.802 | 272.93 | 442.4425 | 442.4425 | 0 | 0 | 0 | 1075.887 | 0 | 0
834 | 1303.802 | 60.41 | 73.7842 | 73.7842 | 0 | 0 | 0 | 1232.774 | 0 | 0
835 | 1407.738 | 0 | 0 | 0 | 0 | 0 | 0 | 1374.978 | 0 | 34.0312
836 | 1397.6 | 0 | 0 | 0 | 0 | 0 | 0 | 827.116 | 0 | 592.6215
837 | 1207.2 | 0 | 0 | 0 | 0 | 0 | 0 | 627.728 | 0 | 601.9583
838 | 1357.6 | 0 | 0 | 0 | 0 | 0 | 0 | 778.128 | 0 | 601.9583
839 | 1300.8 | 0 | 0 | 0 | 0 | 0 | 0 | 721.328 | 0 | 601.9583
840 | 1248.8 | 0 | 0 | 0 | 0 | 0 | 0 | 1248.8 | 0 | 0
841 | 1178.4 | 0 | 0 | 0 | 0 | 0 | 0 | 1178.4 | 0 | 0
842 | 1225.6 | 0 | 0 | 0 | 0 | 0 | 0 | 1225.6 | 0 | 0
843 | 1224.8 | 0 | 0 | 0 | 0 | 0 | 0 | 1224.8 | 0 | 0
844 | 903.2 | 0 | 0 | 0 | 0 | 0 | 0 | 903.2 | 0 | 0
845 | 1121.6 | 0 | 0 | 0 | 0 | 0 | 0 | 1121.6 | 0 | 0
846 | 1310.4 | 0 | 0 | 0 | 0 | 0 | 0 | 1310.4 | 0 | 0
847 | 1152 | 5.87 | 0 | 0 | 0 | 0 | 0 | 1152 | 0 | 0
848 | 933.17 | 57.87 | 85.3638 | 0 | -85.3638 | 0 | 0 | 933.17 | 0 | 0
849 | 1215.698 | 261.6 | 424.2219 | 0 | -424.2219 | 0 | 0 | 1215.698 | 0 | 0
850 | 1139.46 | 373.8 | 592.2943 | 0 | -592.2943 | 0 | 0 | 1139.46 | 0 | 0
851 | 1551.141 | 486.79 | 754.9316 | 183 | -571.9316 | 0 | 0 | 1374.978 | 0 | 0
852 | 1338.153 | 591.12 | 901.5516 | 299.5934 | -601.9583 | 0 | 0 | 1049.752 | 0 | 0
853 | 1140.835 | 976.35 | 1433.3023 | 1001.9313 | -431.3709 | 0 | 0 | 176.331 | 0 | 0
854 | 1315.264 | 714.68 | 1089.6148 | 1089.6148 | 0 | 0 | 0 | 266.352 | 0 | 0
855 | 1361.037 | 555.05 | 871.5478 | 871.5478 | 0 | 0 | 0 | 522.046 | 0 | 0
856 | 1270.539 | 377 | 611.7272 | 611.7272 | 0 | 0 | 0 | 681.663 | 0 | 0
857 | 1377.713 | 246.62 | 397.6472 | 397.6472 | 0 | 0 | 0 | 994.92 | 0 | 0
858 | 1430.203 | 70.44 | 85.7481 | 85.7481 | 0 | 0 | 0 | 1347.658 | 0 | 0
859 | 1135.9 | 0 | 0 | 0 | 0 | 0 | 0 | 1112.128 | 0 | 24.6945
860 | 1324 | 0 | 0 | 0 | 0 | 0 | 0 | 744.528 | 0 | 601.9583
861 | 1216.8 | 0 | 0 | 0 | 0 | 0 | 0 | 637.328 | 0 | 601.9583
862 | 1368.8 | 0 | 0 | 0 | 0 | 0 | 0 | 789.328 | 0 | 601.9583
863 | 1304 | 0 | 0 | 0 | 0 | 0 | 0 | 724.528 | 0 | 601.9583
864 | 504 | 0 | 0 | 0 | 0 | 0 | 0 | 504 | 0 | 0
865 | 308.8 | 0 | 0 | 0 | 0 | 0 | 0 | 308.8 | 0 | 0
866 | 223.2 | 0 | 0 | 0 | 0 | 0 | 0 | 223.2 | 0 | 0
867 | 305.6 | 0 | 0 | 0 | 0 | 0 | 0 | 305.6 | 0 | 0
868 | 234.4 | 0 | 0 | 0 | 0 | 0 | 0 | 234.4 | 0 | 0
869 | 284.8 | 0 | 0 | 0 | 0 | 0 | 0 | 284.8 | 0 | 0
870 | 280.8 | 0 | 0 | 0 | 0 | 0 | 0 | 280.8 | 0 | 0
871 | 279.2 | 30.51 | 22.459 | 0 | -22.459 | 0 | 0 | 279.2 | 0 | 0
872 | 207.884 | 261.96 | 422.0923 | 0 | -422.0923 | 0 | 0 | 207.884 | 0 | 0
873 | 1383.408 | 517.78 | 866.9283 | 264.97 | -601.9583 | 0 | 0 | 1128.336 | 0 | 0
874 | 1305.53 | 736.83 | 1169.3129 | 567.3546 | -601.9583 | 0 | 0 | 759.369 | 0 | 0
875 | 1615.041 | 829.29 | 1268.8751 | 666.9168 | -601.9583 | 0 | 0 | 973.037 | 0 | 0
876 | 1779.002 | 861.64 | 1304.8676 | 848.154 | -456.7136 | 0 | 0 | 962.531 | 0 | 0
877 | 1624.258 | 831.04 | 1267.3106 | 1267.3106 | 0 | 0 | 0 | 404.288 | 0 | 0
878 | 1539.01 | 770.61 | 1192.1853 | 1192.1853 | 0 | 0 | 0 | 391.359 | 0 | 0
879 | 1787.689 | 537.56 | 855.5918 | 855.5918 | 0 | 0 | 0 | 964.058 | 0 | 0
880 | 1354.304 | 407.35 | 664.2751 | 664.2751 | 0 | 0 | 0 | 714.843 | 0 | 0
881 | 1620.241 | 171.76 | 274.446 | 274.446 | 0 | 0 | 0 | 1356.047 | 0 | 0
882 | 1300.99 | 56.77 | 67.7228 | 67.7228 | 0 | 0 | 0 | 1235.797 | 0 | 0
883 | 1394.069 | 0 | 0 | 0 | 0 | 0 | 0 | 1370.297 | 0 | 24.6945
884 | 1272 | 0 | 0 | 0 | 0 | 0 | 0 | 692.528 | 0 | 601.9583
885 | 1471.2 | 0 | 0 | 0 | 0 | 0 | 0 | 891.728 | 0 | 601.9583
886 | 1444 | 0 | 0 | 0 | 0 | 0 | 0 | 864.528 | 0 | 601.9583
887 | 1357.6 | 0 | 0 | 0 | 0 | 0 | 0 | 778.128 | 0 | 601.9583
888 | 576.8 | 0 | 0 | 0 | 0 | 0 | 0 | 576.8 | 0 | 0
889 | 498.4 | 0 | 0 | 0 | 0 | 0 | 0 | 498.4 | 0 | 0
890 | 498.4 | 0 | 0 | 0 | 0 | 0 | 0 | 498.4 | 0 | 0
891 | 504 | 0 | 0 | 0 | 0 | 0 | 0 | 504 | 0 | 0
892 | 421.6 | 0 | 0 | 0 | 0 | 0 | 0 | 421.6 | 0 | 0
893 | 485.6 | 0 | 0 | 0 | 0 | 0 | 0 | 485.6 | 0 | 0
894 | 467.2 | 0 | 0 | 0 | 0 | 0 | 0 | 467.2 | 0 | 0
895 | 472 | 29.23 | 22.5504 | 0 | -22.5504 | 0 | 0 | 472 | 0 | 0
896 | 385.522 | 254.82 | 420.4126 | 0 | -420.4126 | 0 | 0 | 385.522 | 0 | 0
897 | 1044.814 | 512.13 | 878.7551 | 276.7968 | -601.9583 | 0 | 0 | 778.357 | 0 | 0
898 | 1692.649 | 738.73 | 1213.3665 | 611.4083 | -601.9583 | 0 | 0 | 1104.08 | 0 | 0
899 | 1873.143 | 903.12 | 1432.0879 | 830.1297 | -601.9583 | 0 | 0 | 1074.023 | 0 | 0
900 | 1814.753 | 999.36 | 1553.144 | 1094.842 | -458.302 | 0 | 0 | 760.809 | 0 | 0
901 | 1605.764 | 969.82 | 1505.7423 | 1505.7423 | 0 | 0 | 0 | 156.269 | 0 | 0
902 | 1656.929 | 939.51 | 1470.1923 | 1470.1923 | 0 | 0 | 0 | 241.656 | 0 | 0
903 | 1959.966 | 789.59 | 1263.438 | 1263.438 | 0 | 0 | 0 | 743.724 | 0 | 0
904 | 1925.128 | 572.86 | 945.7756 | 945.7756 | 0 | 0 | 0 | 1014.682 | 0 | 0
905 | 1644.797 | 316.01 | 517.9366 | 517.9366 | 0 | 0 | 0 | 1146.208 | 0 | 0
906 | 1796.832 | 69.43 | 86.6394 | 86.6394 | 0 | 0 | 0 | 1374.978 | 0 | 351.5855
907 | 1564.005 | 0 | 0 | 0 | 0 | 0 | 0 | 1374.978 | 0 | 196.3621
908 | 1423.2 | 0 | 0 | 0 | 0 | 0 | 0 | 1347.435 | 0 | 78.705
909 | 1762.4 | 0 | 0 | 0 | 0 | 0 | 0 | 1182.928 | 0 | 601.9583
910 | 1525.6 | 0 | 0 | 0 | 0 | 0 | 0 | 946.128 | 0 | 601.9583
911 | 1706.4 | 0 | 0 | 0 | 0 | 0 | 0 | 1126.928 | 0 | 601.9583
912 | 526.4 | 0 | 0 | 0 | 0 | 0 | 0 | 526.4 | 0 | 0
913 | 477.6 | 0 | 0 | 0 | 0 | 0 | 0 | 477.6 | 0 | 0
914 | 487.2 | 0 | 0 | 0 | 0 | 0 | 0 | 487.2 | 0 | 0
915 | 450.4 | 0 | 0 | 0 | 0 | 0 | 0 | 450.4 | 0 | 0
916 | 410.4 | 0 | 0 | 0 | 0 | 0 | 0 | 410.4 | 0 | 0
917 | 498.4 | 0 | 0 | 0 | 0 | 0 | 0 | 498.4 | 0 | 0
918 | 480.8 | 0 | 0 | 0 | 0 | 0 | 0 | 480.8 | 0 | 0
919 | 402.4 | 12.68 | 5.9388 | 0 | -5.9388 | 0 | 0 | 402.4 | 0 | 0
920 | 183.582 | 260.62 | 431.5829 | 0 | -431.5829 | 0 | 0 | 183.582 | 0 | 0
921 | 1361.436 | 523.11 | 888.1749 | 286.2167 | -601.9583 | 0 | 0 | 1085.911 | 0 | 0
922 | 1498.899 | 749.82 | 1194.2733 | 592.315 | -601.9583 | 0 | 0 | 928.711 | 0 | 0
923 | 1608.087 | 919.71 | 1385.1215 | 783.1632 | -601.9583 | 0 | 0 | 854.179 | 0 | 0
924 | 1399.808 | 1018.64 | 1490.4864 | 1239.0697 | -251.4167 | 0 | 0 | 207.023 | 0 | 0
925 | 1724.006 | 1031.69 | 1505.2125 | 1505.2125 | 0 | 0 | 0 | 275.021 | 0 | 0
926 | 1255.265 | 959.58 | 1430.3749 | 1303.9752 | -126.3997 | 0 | 0 | 0 | 0 | 0
927 | 1125.5 | 808.74 | 1255.1026 | 1169.1747 | -85.9279 | 0 | 0 | 0 | 0 | 0
928 | 1614.058 | 596.08 | 969.2308 | 969.2308 | 0 | 0 | 0 | 681.033 | 0 | 0
929 | 1453.859 | 339.87 | 554.3758 | 554.3758 | 0 | 0 | 0 | 920.192 | 0 | 0
930 | 1370.109 | 67.82 | 84.727 | 84.727 | 0 | 0 | 0 | 1288.547 | 0 | 0
931 | 1452.169 | 0 | 0 | 0 | 0 | 0 | 0 | 1374.978 | 0 | 80.1864
932 | 1032 | 0 | 0 | 0 | 0 | 0 | 0 | 853.237 | 0 | 185.6999
933 | 1212.8 | 0 | 0 | 0 | 0 | 0 | 0 | 633.328 | 0 | 601.9583
934 | 1396.8 | 0 | 0 | 0 | 0 | 0 | 0 | 817.328 | 0 | 601.9583
935 | 964 | 0 | 0 | 0 | 0 | 0 | 0 | 384.528 | 0 | 601.9583
936 | 1384.8 | 0 | 0 | 0 | 0 | 0 | 0 | 1374.978 | 0 | 10.2031
937 | 1120 | 0 | 0 | 0 | 0 | 0 | 0 | 1120 | 0 | 0
938 | 1568.8 | 0 | 0 | 0 | 0 | 0 | 0 | 1374.978 | 0 | 201.3432
939 | 1411.2 | 0 | 0 | 0 | 0 | 0 | 0 | 1374.978 | 0 | 37.6276
940 | 1482.4 | 0 | 0 | 0 | 0 | 0 | 0 | 1374.978 | 0 | 111.5905
941 | 1182.4 | 0 | 0 | 0 | 0 | 0 | 0 | 1182.4 | 0 | 0
942 | 1132 | 0 | 0 | 0 | 0 | 0 | 0 | 1132 | 0 | 0
943 | 1137.6 | 19.83 | 12.984 | 12.984 | 0 | 0 | 0 | 1125.101 | 0 | 0
944 | 182.01 | 204.43 | 332.0404 | 189.0729 | -142.9676 | 0 | 0 | 0 | 0 | 0
945 | 481.147 | 396.23 | 655.8006 | 499.8178 | -155.9828 | 0 | 0 | 0 | 0 | 0
946 | 455.687 | 596.65 | 946.5682 | 473.3698 | -473.1984 | 0 | 0 | 0 | 0 | 0
947 | 498.735 | 762.24 | 1174.8186 | 518.0893 | -601.9583 | 0 | 54.771 | 0 | 0 | 0
948 | 415.99 | 892.34 | 1346.3284 | 432.1324 | -601.9583 | 0 | 312.2377 | 0 | 0 | 0
949 | 320.018 | 906.97 | 1371.9712 | 332.4362 | -601.9583 | 0 | 437.5768 | 0 | 0 | 0
950 | 335.666 | 768.52 | 1188.7915 | 348.6914 | -129.1172 | 0 | 710.9829 | 0 | 0 | 0
951 | 408.03 | 521.02 | 828.6732 | 423.8635 | 0 | 0 | 404.8097 | 0 | 0 | 0
952 | 329.489 | 460.16 | 752.264 | 342.2747 | 0 | 0 | 409.9892 | 0 | 0 | 0
953 | 413.609 | 270.86 | 441.2209 | 429.659 | 0 | 0 | 11.5619 | 0 | 0 | 0
954 | 285.122 | 82.77 | 102.2599 | 102.2599 | 0 | 0 | 0 | 186.682 | 0 | 0
955 | 304.539 | 0 | 0 | 0 | 0 | 0 | 0 | 304.539 | 0 | 0
956 | 261.6 | 0 | 0 | 0 | 0 | 0 | 0 | 261.6 | 0 | 0
957 | 204 | 0 | 0 | 0 | 0 | 0 | 0 | 204 | 0 | 0
958 | 331.2 | 0 | 0 | 0 | 0 | 0 | 0 | 331.2 | 0 | 0
959 | 296.8 | 0 | 0 | 0 | 0 | 0 | 0 | 296.8 | 0 | 0
960 | 302.4 | 0 | 0 | 0 | 0 | 0 | 0 | 57.61 | 0 | 254.289
961 | 324.8 | 0 | 0 | 0 | 0 | 0 | 0 | 324.8 | 0 | 0
962 | 296.8 | 0 | 0 | 0 | 0 | 0 | 0 | 296.8 | 0 | 0
963 | 296.8 | 0 | 0 | 0 | 0 | 0 | 0 | 296.8 | 0 | 0
964 | 316 | 0 | 0 | 0 | 0 | 0 | 0 | 316 | 0 | 0
965 | 227.2 | 0 | 0 | 0 | 0 | 0 | 0 | 227.2 | 0 | 0
966 | 276 | 0 | 0 | 0 | 0 | 0 | 0 | 276 | 0 | 0
967 | 256.8 | 29.15 | 22.5535 | 22.5535 | 0 | 0 | 0 | 0 | 0 | 244.2116
968 | 246.146 | 259.03 | 419.7052 | 255.6976 | -164.0075 | 0 | 0 | 0 | 0 | 0
969 | 460.316 | 518.3 | 868.9487 | 478.1784 | -390.7703 | 0 | 0 | 0 | 0 | 0
970 | 1172.832 | 730.62 | 1176.0433 | 1176.0433 | 0 | 0 | 0 | 40.72 | 0 | 0
971 | 1566.318 | 874.27 | 1353.6021 | 1353.6021 | 0 | 0 | 0 | 94.276 | 0 | 175.5622
972 | 1214.229 | 972.42 | 1456.7284 | 1261.3469 | -195.3815 | 0 | 0 | 0 | 0 | 0
973 | 1567.117 | 982.82 | 1444.2118 | 1444.2118 | 0 | 0 | 0 | 176.854 | 0 | 0
974 | 1509.312 | 845.02 | 1258.2055 | 1258.2055 | 0 | 0 | 0 | 298.107 | 0 | 0
975 | 1604.899 | 675.52 | 1043.8191 | 1043.8191 | 0 | 0 | 0 | 600.072 | 0 | 0
976 | 1215.644 | 487.04 | 784.8907 | 784.8907 | 0 | 0 | 0 | 460.073 | 0 | 0
977 | 1300.307 | 241.46 | 390.5096 | 390.5096 | 0 | 0 | 0 | 924.385 | 0 | 0
978 | 1151.05 | 63.09 | 79.2691 | 79.2691 | 0 | 0 | 0 | 1074.742 | 0 | 0
979 | 1456.677 | 0 | 0 | 0 | 0 | 0 | 0 | 1374.978 | 0 | 84.8693
980 | 1494.4 | 0 | 0 | 0 | 0 | 0 | 0 | 1296.342 | 0 | 205.7436
981 | 1808.8 | 0 | 0 | 0 | 0 | 0 | 0 | 1229.328 | 0 | 601.9583
982 | 1650.4 | 0 | 0 | 0 | 0 | 0 | 0 | 1070.928 | 0 | 601.9583
983 | 1209.6 | 0 | 0 | 0 | 0 | 0 | 0 | 630.128 | 0 | 601.9583
984 | 1028 | 0 | 0 | 0 | 0 | 0 | 0 | 1028 | 0 | 0
985 | 1335.2 | 0 | 0 | 0 | 0 | 0 | 0 | 1335.2 | 0 | 0
986 | 1325.6 | 0 | 0 | 0 | 0 | 0 | 0 | 1325.6 | 0 | 0
987 | 1358.4 | 0 | 0 | 0 | 0 | 0 | 0 | 1358.4 | 0 | 0
988 | 1510.4 | 0 | 0 | 0 | 0 | 0 | 0 | 1374.978 | 0 | 140.677
989 | 1220.8 | 0 | 0 | 0 | 0 | 0 | 0 | 1220.8 | 0 | 0
990 | 1460.8 | 0 | 0 | 0 | 0 | 0 | 0 | 1374.978 | 0 | 89.1523
991 | 1494.4 | 24.35 | 17.8467 | 17.8467 | 0 | 0 | 0 | 1374.978 | 0 | 106.2105
992 | 1213.91 | 244.21 | 395.3577 | 0 | -395.3577 | 0 | 0 | 1213.91 | 0 | 0
993 | 1285.355 | 496.32 | 831.3544 | 229.3961 | -601.9583 | 0 | 0 | 1064.529 | 0 | 0
994 | 1854.487 | 711.27 | 1145.2677 | 543.3094 | -601.9583 | 0 | 0 | 1331.473 | 0 | 0
995 | 1700.494 | 776.71 | 1215.7038 | 613.7456 | -601.9583 | 0 | 0 | 1109.676 | 0 | 0
996 | 1593.166 | 875.74 | 1336.4556 | 830.5483 | -505.9073 | 0 | 0 | 793.643 | 0 | 0
997 | 1302.813 | 670.01 | 1030.0933 | 1030.0933 | 0 | 0 | 0 | 311.199 | 0 | 0
998 | 1470.149 | 726.56 | 1108.3475 | 1108.3475 | 0 | 0 | 0 | 403.204 | 0 | 0
999 | 1044.668 | 690.15 | 1070.6545 | 1070.6545 | 0 | 0 | 0 | 14.008 | 0 | 0
1000 | 1161.083 | 495.27 | 800.799 | 800.799 | 0 | 0 | 0 | 390.198 | 0 | 0
1001 | 1434.037 | 265.81 | 433.274 | 433.274 | 0 | 0 | 0 | 1016.948 | 0 | 0
1002 | 1519.101 | 47.93 | 58.6945 | 58.6945 | 0 | 0 | 0 | 1374.978 | 0 | 91.0211
1003 | 1470.4 | 0 | 0 | 0 | 0 | 0 | 0 | 1374.978 | 0 | 99.1248
1004 | 1118.4 | 0 | 0 | 0 | 0 | 0 | 0 | 1118.4 | 0 | 0
1005 | 1686.4 | 0 | 0 | 0 | 0 | 0 | 0 | 1374.978 | 0 | 323.5067
1006 | 1632 | 0 | 0 | 0 | 0 | 0 | 0 | 1140.367 | 0 | 510.7107
1007 | 1343.2 | 0 | 0 | 0 | 0 | 0 | 0 | 763.728 | 0 | 601.9583
1008 | 1206.4 | 0 | 0 | 0 | 0 | 0 | 0 | 1206.4 | 0 | 0
1009 | 1653.6 | 0 | 0 | 0 | 0 | 0 | 0 | 1374.978 | 0 | 289.4339
1010 | 1780 | 0 | 0 | 0 | 0 | 0 | 0 | 1374.978 | 0 | 420.7388
1011 | 1225.6 | 0 | 0 | 0 | 0 | 0 | 0 | 1225.6 | 0 | 0
1012 | 1333.6 | 0 | 0 | 0 | 0 | 0 | 0 | 1333.6 | 0 | 0
1013 | 1466.4 | 0 | 0 | 0 | 0 | 0 | 0 | 1374.978 | 0 | 94.9696
1014 | 1376 | 0 | 0 | 0 | 0 | 0 | 0 | 1374.978 | 0 | 1.0617
1015 | 1212 | 17.86 | 11.5141 | 0 | -11.5141 | 0 | 0 | 1212 | 0 | 0
1016 | 1119.408 | 206.28 | 336.8667 | 0 | -336.8667 | 0 | 0 | 1119.408 | 0 | 0
1017 | 1135.205 | 424.03 | 716.5364 | 114.5781 | -601.9583 | 0 | 0 | 1024.907 | 0 | 0
1018 | 1502.098 | 615.75 | 1003.6776 | 401.7193 | -601.9583 | 0 | 0 | 1115.385 | 0 | 0
1019 | 1740.14 | 688.35 | 1086.0683 | 484.11 | -601.9583 | 0 | 0 | 1274.115 | 0 | 0
1020 | 1403.041 | 787.7 | 1209.6165 | 723.648 | -485.9684 | 0 | 0 | 706.426 | 0 | 0
1021 | 1200.195 | 790.73 | 1201.0411 | 1201.0411 | 0 | 0 | 0 | 44.019 | 0 | 0
1022 | 1044.046 | 752.27 | 1151.4756 | 1084.5599 | -66.9156 | 0 | 0 | 0 | 0 | 0
1023 | 1298.188 | 661.08 | 1042.1144 | 1042.1144 | 0 | 0 | 0 | 295.002 | 0 | 0
1024 | 1559.024 | 461.17 | 753.656 | 753.656 | 0 | 0 | 0 | 833.521 | 0 | 0
1025 | 1238.191 | 245.1 | 399.8827 | 399.8827 | 0 | 0 | 0 | 853.246 | 0 | 0
1026 | 1380.315 | 57.47 | 72.0619 | 72.0619 | 0 | 0 | 0 | 1310.945 | 0 | 0
1027 | 886.366 | 0 | 0 | 0 | 0 | 0 | 0 | 862.594 | 0 | 24.6945
1028 | 1113.6 | 0 | 0 | 0 | 0 | 0 | 0 | 534.128 | 0 | 601.9583
1029 | 1129.6 | 0 | 0 | 0 | 0 | 0 | 0 | 550.128 | 0 | 601.9583
1030 | 1440.8 | 0 | 0 | 0 | 0 | 0 | 0 | 861.328 | 0 | 601.9583
1031 | 1332.8 | 0 | 0 | 0 | 0 | 0 | 0 | 753.328 | 0 | 601.9583
1032 | 138.4 | 0 | 0 | 0 | 0 | 0 | 0 | 138.4 | 0 | 0
1033 | 97.6 | 0 | 0 | 0 | 0 | 0 | 0 | 97.6 | 0 | 0
1034 | 94.4 | 0 | 0 | 0 | 0 | 0 | 0 | 94.4 | 0 | 0
1035 | 103.2 | 0 | 0 | 0 | 0 | 0 | 0 | 103.2 | 0 | 0
1036 | 92.8 | 0 | 0 | 0 | 0 | 0 | 0 | 92.8 | 0 | 0
1037 | 98.4 | 0 | 0 | 0 | 0 | 0 | 0 | 98.4 | 0 | 0
1038 | 89.6 | 0 | 0 | 0 | 0 | 0 | 0 | 89.6 | 0 | 0
1039 | 84.8 | 21.63 | 15.6891 | 0 | -15.6891 | 0 | 0 | 84.8 | 0 | 0
1040 | 86.437 | 212.69 | 346.2253 | 0 | -346.2253 | 0 | 0 | 86.437 | 0 | 0
1041 | 660.137 | 439.94 | 742.3756 | 140.4173 | -601.9583 | 0 | 0 | 524.965 | 0 | 0
1042 | 1046.053 | 652.88 | 1065.5041 | 463.5458 | -601.9583 | 0 | 0 | 599.824 | 0 | 0
1043 | 1011.485 | 762.49 | 1205.7085 | 603.7502 | -601.9583 | 0 | 0 | 430.289 | 0 | 0
1044 | 1077.866 | 855.52 | 1322.0317 | 782.6812 | -539.3505 | 0 | 0 | 324.422 | 0 | 0
1045 | 1280.894 | 824.72 | 1273.0833 | 1273.0833 | 0 | 0 | 0 | 55.367 | 0 | 0
1046 | 1305.495 | 796.25 | 1244.5037 | 1244.5037 | 0 | 0 | 0 | 107.48 | 0 | 0
1047 | 1222.683 | 641.77 | 1029.7277 | 1029.7277 | 0 | 0 | 0 | 231.421 | 0 | 0
1048 | 1378.71 | 516.09 | 851.34 | 851.34 | 0 | 0 | 0 | 559.172 | 0 | 0
1049 | 1442.884 | 291.87 | 480.1719 | 480.1719 | 0 | 0 | 0 | 980.649 | 0 | 0
1050 | 1317.715 | 64.92 | 82.5226 | 82.5226 | 0 | 0 | 0 | 1238.275 | 0 | 0
1051 | 1407.2 | 0 | 0 | 0 | 0 | 0 | 0 | 1374.978 | 0 | 33.4724
1052 | 1616.8 | 0 | 0 | 0 | 0 | 0 | 0 | 1045.778 | 0 | 593.1804
1053 | 1705.6 | 0 | 0 | 0 | 0 | 0 | 0 | 1126.128 | 0 | 601.9583
1054 | 1624 | 0 | 0 | 0 | 0 | 0 | 0 | 1044.528 | 0 | 601.9583
1055 | 1382.4 | 0 | 0 | 0 | 0 | 0 | 0 | 802.928 | 0 | 601.9583
1056 | 136.8 | 0 | 0 | 0 | 0 | 0 | 0 | 136.8 | 0 | 0
1057 | 104.8 | 0 | 0 | 0 | 0 | 0 | 0 | 104.8 | 0 | 0
1058 | 96.8 | 0 | 0 | 0 | 0 | 0 | 0 | 96.8 | 0 | 0
1059 | 100 | 0 | 0 | 0 | 0 | 0 | 0 | 100 | 0 | 0
1060 | 98.4 | 0 | 0 | 0 | 0 | 0 | 0 | 98.4 | 0 | 0
1061 | 101.6 | 0 | 0 | 0 | 0 | 0 | 0 | 101.6 | 0 | 0
1062 | 95.2 | 0 | 0 | 0 | 0 | 0 | 0 | 95.2 | 0 | 0
1063 | 92.8 | 20.2 | 14.457 | 0 | -14.457 | 0 | 0 | 92.8 | 0 | 0
1064 | 85.97 | 217.98 | 355.0063 | 0 | -355.0063 | 0 | 0 | 85.97 | 0 | 0
1065 | 932.616 | 468.34 | 788.2918 | 186.3335 | -601.9583 | 0 | 0 | 753.244 | 0 | 0
1066 | 1383.414 | 687.6 | 1121.4583 | 519.5 | -601.9583 | 0 | 0 | 883.32 | 0 | 0
1067 | 1261.111 | 861.93 | 1366.0521 | 764.0939 | -601.9583 | 0 | 0 | 525.56 | 0 | 0
1068 | 1457.305 | 948.48 | 1479.0762 | 1032.4691 | -446.6071 | 0 | 0 | 463.404 | 0 | 0
1069 | 1348.064 | 952.84 | 1485.5697 | 1400.3753 | -85.1945 | 0 | 0 | 0 | 0 | 0
1070 | 1417.335 | 866.52 | 1368.912 | 1368.912 | 0 | 0 | 0 | 99.559 | 0 | 0
1071 | 1553.989 | 726.8 | 1176.1898 | 1176.1898 | 0 | 0 | 0 | 421.736 | 0 | 0
1072 | 1478.554 | 528.49 | 879.8718 | 879.8718 | 0 | 0 | 0 | 631.55 | 0 | 0
1073 | 1282.839 | 291.5 | 482.6972 | 482.6972 | 0 | 0 | 0 | 818.173 | 0 | 0
1074 | 1716.587 | 63.24 | 81.0881 | 81.0881 | 0 | 0 | 0 | 1374.978 | 0 | 273.778
1075 | 1229.933 | 0 | 0 | 0 | 0 | 0 | 0 | 1229.933 | 0 | 0
1076 | 828.8 | 0 | 0 | 0 | 0 | 0 | 0 | 489.106 | 0 | 352.8757
1077 | 1254.4 | 0 | 0 | 0 | 0 | 0 | 0 | 674.928 | 0 | 601.9583
1078 | 1271.2 | 0 | 0 | 0 | 0 | 0 | 0 | 691.728 | 0 | 601.9583
1079 | 1333.6 | 0 | 0 | 0 | 0 | 0 | 0 | 754.128 | 0 | 601.9583
1080 | 1302.4 | 0 | 0 | 0 | 0 | 0 | 0 | 1302.4 | 0 | 0
1081 | 1362.4 | 0 | 0 | 0 | 0 | 0 | 0 | 1362.4 | 0 | 0
1082 | 933.6 | 0 | 0 | 0 | 0 | 0 | 0 | 933.6 | 0 | 0
1083 | 1361.6 | 0 | 0 | 0 | 0 | 0 | 0 | 1361.6 | 0 | 0
1084 | 1337.6 | 0 | 0 | 0 | 0 | 0 | 0 | 1337.6 | 0 | 0
1085 | 996 | 0 | 0 | 0 | 0 | 0 | 0 | 996 | 0 | 0
1086 | 1271.2 | 0 | 0 | 0 | 0 | 0 | 0 | 1271.2 | 0 | 0
1087 | 1043.2 | 22.88 | 18.3339 | 0 | -18.3339 | 0 | 0 | 1043.2 | 0 | 0
1088 | 860.551 | 239.86 | 391.7322 | 0 | -391.7322 | 0 | 0 | 860.551 | 0 | 0
1089 | 1094.398 | 492.38 | 830.0912 | 228.1329 | -601.9583 | 0 | 0 | 874.787 | 0 | 0
1090 | 1122.775 | 711.32 | 1156.359 | 554.4007 | -601.9583 | 0 | 0 | 589.084 | 0 | 0
1091 | 1142.288 | 863.37 | 1358.661 | 1071.3349 | -287.3261 | 0 | 0 | 110.974 | 0 | 0
1092 | 987.833 | 954.13 | 1471.0192 | 1026.1656 | -444.8536 | 0 | 0 | 0 | 0 | 0
1093 | 1098.997 | 964.5 | 1484.1964 | 1141.6433 | -342.5531 | 0 | 0 | 0 | 0 | 0
1094 | 1323.29 | 891.46 | 1393.0652 | 1374.6399 | -18.4253 | 0 | 0 | 0 | 0 | 0
1095 | 1200.589 | 742.9 | 1195.1553 | 1195.1553 | 0 | 0 | 0 | 50.079 | 0 | 0
1096 | 1175.229 | 443.57 | 735.6826 | 735.6826 | 0 | 0 | 0 | 467.028 | 0 | 0
1097 | 1183.22 | 290.78 | 482.1197 | 482.1197 | 0 | 0 | 0 | 719.11 | 0 | 0
1098 | 1286.45 | 58.84 | 76.8248 | 76.8248 | 0 | 0 | 0 | 1212.495 | 0 | 0
1099 | 1205.541 | 0 | 0 | 0 | 0 | 0 | 0 | 1205.541 | 0 | 0
1100 | 1044 | 0 | 0 | 0 | 0 | 0 | 0 | 495.378 | 0 | 569.9111
1101 | 1465.6 | 0 | 0 | 0 | 0 | 0 | 0 | 886.128 | 0 | 601.9583
1102 | 1054.4 | 0 | 0 | 0 | 0 | 0 | 0 | 474.928 | 0 | 601.9583
1103 | 1262.4 | 0 | 0 | 0 | 0 | 0 | 0 | 682.928 | 0 | 601.9583
1104 | 936 | 0 | 0 | 0 | 0 | 0 | 0 | 936 | 0 | 0
1105 | 1169.6 | 0 | 0 | 0 | 0 | 0 | 0 | 1169.6 | 0 | 0
1106 | 1276 | 0 | 0 | 0 | 0 | 0 | 0 | 1276 | 0 | 0
1107 | 1006.4 | 0 | 0 | 0 | 0 | 0 | 0 | 1006.4 | 0 | 0
1108 | 1429.6 | 0 | 0 | 0 | 0 | 0 | 0 | 1374.978 | 0 | 56.7416
1109 | 1362.4 | 0 | 0 | 0 | 0 | 0 | 0 | 1362.4 | 0 | 0
1110 | 1094.4 | 0 | 0 | 0 | 0 | 0 | 0 | 1094.4 | 0 | 0
1111 | 1244 | 28.46 | 23.0365 | 23.0365 | 0 | 0 | 0 | 1221.824 | 0 | 0
1112 | 182.026 | 249.35 | 403.6837 | 189.0895 | -214.5942 | 0 | 0 | 0 | 0 | 0
1113 | 152.29 | 505.37 | 846.0493 | 158.1996 | -601.9583 | 0 | 85.8915 | 0 | 0 | 0
1114 | 181.165 | 723.41 | 1161.5738 | 188.1961 | -601.9583 | 0 | 371.4194 | 0 | 0 | 0
1115 | 170.605 | 878.59 | 1358.4574 | 177.2263 | -601.9583 | 0 | 579.2728 | 0 | 0 | 0
1116 | 185.42 | 971.68 | 1464.0343 | 192.6152 | -601.9583 | 0 | 669.4608 | 0 | 0 | 0
1117 | 195.463 | 985.06 | 1475.0622 | 203.0469 | -84.7124 | 0 | 1187.3029 | 0 | 0 | 0
1118 | 197.058 | 912.62 | 1395.0867 | 204.7048 | 0 | 0 | 1190.3819 | 0 | 0 | 0
1119 | 129.537 | 690.53 | 1095.8331 | 134.5637 | 0 | 0 | 961.2694 | 0 | 0 | 0
1120 | 177.796 | 504.78 | 830.4631 | 184.6953 | 0 | 0 | 645.7678 | 0 | 0 | 0
1121 | 117.348 | 307.43 | 506.6095 | 121.9017 | 0 | 0 | 384.7078 | 0 | 0 | 0
1122 | 99.261 | 72.69 | 95.2646 | 95.2646 | 0 | 0 | 0 | 7.555 | 0 | 0
1123 | 110.145 | 0 | 0 | 0 | 0 | 0 | 0 | 110.145 | 0 | 0
1124 | 108 | 0 | 0 | 0 | 0 | 0 | 0 | 108 | 0 | 0
1125 | 100 | 0 | 0 | 0 | 0 | 0 | 0 | 45.094 | 0 | 57.0366
1126 | 91.2 | 0 | 0 | 0 | 0 | 0 | 0 | 0 | 0 | 94.739
1127 | 100 | 0 | 0 | 0 | 0 | 0 | 0 | 0 | 0 | 103.8805
1128 | 93.6 | 0 | 0 | 0 | 0 | 0 | 0 | 0 | 0 | 97.2321
1129 | 98.4 | 0 | 0 | 0 | 0 | 0 | 0 | 98.4 | 0 | 0
1130 | 90.4 | 0 | 0 | 0 | 0 | 0 | 0 | 90.4 | 0 | 0
1131 | 96.8 | 0 | 0 | 0 | 0 | 0 | 0 | 96.8 | 0 | 0
1132 | 91.2 | 0 | 0 | 0 | 0 | 0 | 0 | 91.2 | 0 | 0
1133 | 96.8 | 0 | 0 | 0 | 0 | 0 | 0 | 96.8 | 0 | 0
1134 | 89.6 | 0 | 0 | 0 | 0 | 0 | 0 | 89.6 | 0 | 0
1135 | 92.8 | 52.38 | 45.8435 | 45.8435 | 0 | 0 | 0 | 0 | 0 | 50.5576
1136 | 86.74 | 296.87 | 478.8485 | 90.1059 | -388.7426 | 0 | 0 | 0 | 0 | 0
1137 | 858.247 | 562.2 | 946.3189 | 891.5511 | -54.7679 | 0 | 0 | 0 | 0 | 0
1138 | 1207.142 | 781.64 | 1259.4666 | 1253.9848 | -5.4818 | 0 | 0 | 0 | 0 | 0
1139 | 1636.944 | 937.76 | 1457.9864 | 1457.9864 | 0 | 0 | 0 | 125.121 | 0 | 112.5026
1140 | 1392.639 | 1032.72 | 1571.883 | 1446.68 | -125.203 | 0 | 0 | 0 | 0 | 0
1141 | 1733.618 | 1041.05 | 1579.6813 | 1579.6813 | 0 | 0 | 0 | 212.946 | 0 | 0
1142 | 1461.298 | 683.26 | 1070.4748 | 1070.4748 | 0 | 0 | 0 | 430.811 | 0 | 0
1143 | 1523.695 | 400.31 | 638.0069 | 638.0069 | 0 | 0 | 0 | 909.521 | 0 | 0
1144 | 1550.416 | 521.12 | 857.7058 | 857.7058 | 0 | 0 | 0 | 724.75 | 0 | 0
1145 | 1733.837 | 332.61 | 544.8531 | 544.8531 | 0 | 0 | 0 | 1209.337 | 0 | 0
1146 | 1717.427 | 87.99 | 110.0364 | 110.0364 | 0 | 0 | 0 | 1374.978 | 0 | 245.7012
1147 | 1575.959 | 0 | 0 | 0 | 0 | 0 | 0 | 1374.978 | 0 | 208.78
1148 | 1707.2 | 0 | 0 | 0 | 0 | 0 | 0 | 1374.978 | 0 | 345.1138
1149 | 1400 | 0 | 0 | 0 | 0 | 0 | 0 | 1148.833 | 0 | 260.9135
1150 | 1287.2 | 0 | 0 | 0 | 0 | 0 | 0 | 707.728 | 0 | 601.9583
1151 | 1057.6 | 0 | 0 | 0 | 0 | 0 | 0 | 478.128 | 0 | 601.9583
1152 | 1536.8 | 0 | 0 | 0 | 0 | 0 | 0 | 1374.978 | 0 | 168.1015
1153 | 997.6 | 0 | 0 | 0 | 0 | 0 | 0 | 997.6 | 0 | 0
1154 | 1274.4 | 0 | 0 | 0 | 0 | 0 | 0 | 1274.4 | 0 | 0
1155 | 1188.8 | 0 | 0 | 0 | 0 | 0 | 0 | 1188.8 | 0 | 0
1156 | 1111.2 | 0 | 0 | 0 | 0 | 0 | 0 | 1111.2 | 0 | 0
1157 | 1072.8 | 0 | 0 | 0 | 0 | 0 | 0 | 1072.8 | 0 | 0
1158 | 1068.8 | 0 | 0 | 0 | 0 | 0 | 0 | 1068.8 | 0 | 0
1159 | 1287.2 | 44.08 | 40.8894 | 0 | -40.8894 | 0 | 0 | 1287.2 | 0 | 0
1160 | 1071.05 | 280.99 | 455.2603 | 0 | -455.2603 | 0 | 0 | 1071.05 | 0 | 0
1161 | 1356.959 | 545.73 | 914.5533 | 312.595 | -601.9583 | 0 | 0 | 1056.041 | 0 | 0
1162 | 1375.012 | 770.57 | 1235.6022 | 633.6439 | -601.9583 | 0 | 0 | 765.038 | 0 | 0
1163 | 1335.484 | 933.17 | 1446.7444 | 844.7861 | -601.9583 | 0 | 0 | 522.256 | 0 | 0
1164 | 1194.744 | 955.48 | 1466.0735 | 1060.9583 | -405.1152 | 0 | 0 | 173.418 | 0 | 0
1165 | 1239.472 | 597.13 | 934.4392 | 934.4392 | 0 | 0 | 0 | 339.939 | 0 | 0
1166 | 1494.782 | 626.66 | 989.366 | 989.366 | 0 | 0 | 0 | 542.374 | 0 | 0
1167 | 1663.536 | 575.81 | 927.6973 | 927.6973 | 0 | 0 | 0 | 770.493 | 0 | 0
1168 | 1380.276 | 413.86 | 683.7143 | 683.7143 | 0 | 0 | 0 | 722.102 | 0 | 0
1169 | 1448.549 | 340.36 | 562.2448 | 562.2448 | 0 | 0 | 0 | 907.307 | 0 | 0
1170 | 1689.979 | 87.15 | 111.3256 | 111.3256 | 0 | 0 | 0 | 1374.978 | 0 | 215.8989
1171 | 1823.205 | 0 | 0 | 0 | 0 | 0 | 0 | 1374.978 | 0 | 465.6203
1172 | 855.2 | 0 | 0 | 0 | 0 | 0 | 0 | 855.2 | 0 | 0
1173 | 1082.4 | 0 | 0 | 0 | 0 | 0 | 0 | 555.745 | 0 | 547.0917
1174 | 1165.6 | 0 | 0 | 0 | 0 | 0 | 0 | 586.128 | 0 | 601.9583
1175 | 1396.8 | 0 | 0 | 0 | 0 | 0 | 0 | 817.328 | 0 | 601.9583
1176 | 754.4 | 0 | 0 | 0 | 0 | 0 | 0 | 754.4 | 0 | 0
1177 | 602.4 | 0 | 0 | 0 | 0 | 0 | 0 | 602.4 | 0 | 0
1178 | 580.8 | 0 | 0 | 0 | 0 | 0 | 0 | 580.8 | 0 | 0
1179 | 700.8 | 0 | 0 | 0 | 0 | 0 | 0 | 700.8 | 0 | 0
1180 | 725.6 | 0 | 0 | 0 | 0 | 0 | 0 | 725.6 | 0 | 0
1181 | 505.6 | 0 | 0 | 0 | 0 | 0 | 0 | 505.6 | 0 | 0
1182 | 723.2 | 0 | 0 | 0 | 0 | 0 | 0 | 723.2 | 0 | 0
1183 | 676.8 | 37.51 | 35.6996 | 35.6996 | 0 | 0 | 0 | 642.434 | 0 | 0
1184 | 771.604 | 266.87 | 432.7089 | 432.7089 | 0 | 0 | 0 | 355.059 | 0 | 0
1185 | 658.296 | 529.04 | 881.4757 | 683.841 | -197.6347 | 0 | 0 | 0 | 0 | 0
1186 | 829.986 | 755.16 | 1203.794 | 862.1934 | -341.6006 | 0 | 0 | 0 | 0 | 0
1187 | 571.13 | 921.88 | 1411.2173 | 593.2926 | -601.9583 | 0 | 215.9665 | 0 | 0 | 0
1188 | 704.878 | 1017.48 | 1514.2148 | 732.2306 | -601.9583 | 0 | 180.0259 | 0 | 0 | 0
1189 | 802.622 | 1020.79 | 1516.7578 | 833.7686 | -601.9583 | 0 | 81.0309 | 0 | 0 | 0
1190 | 845.333 | 932.84 | 1417.9259 | 878.1359 | -362.0307 | 0 | 177.7592 | 0 | 0 | 0
1191 | 810.397 | 782.15 | 1233.1973 | 841.8443 | 0 | 0 | 391.3531 | 0 | 0 | 0
1192 | 948.631 | 570.43 | 937.2533 | 937.2533 | 0 | 0 | 0 | 46.389 | 0 | 0
1193 | 863.605 | 290.05 | 476.9028 | 476.9028 | 0 | 0 | 0 | 404.517 | 0 | 0
1194 | 870.304 | 75.83 | 97.4773 | 97.4773 | 0 | 0 | 0 | 776.468 | 0 | 0
1195 | 797.6 | 0 | 0 | 0 | 0 | 0 | 0 | 745.556 | 0 | 54.0636
1196 | 838.4 | 0 | 0 | 0 | 0 | 0 | 0 | 258.928 | 0 | 601.9583
1197 | 759.2 | 0 | 0 | 0 | 0 | 0 | 0 | 179.728 | 0 | 601.9583
1198 | 689.6 | 0 | 0 | 0 | 0 | 0 | 0 | 110.128 | 0 | 601.9583
1199 | 551.2 | 0 | 0 | 0 | 0 | 0 | 0 | 0 | 0 | 572.5892
1200 | 689.6 | 0 | 0 | 0 | 0 | 0 | 0 | 689.6 | 0 | 0
1201 | 1026.4 | 0 | 0 | 0 | 0 | 0 | 0 | 1026.4 | 0 | 0
1202 | 1103.2 | 0 | 0 | 0 | 0 | 0 | 0 | 1103.2 | 0 | 0
1203 | 797.6 | 0 | 0 | 0 | 0 | 0 | 0 | 797.6 | 0 | 0
1204 | 818.4 | 0 | 0 | 0 | 0 | 0 | 0 | 818.4 | 0 | 0
1205 | 779.2 | 0 | 0 | 0 | 0 | 0 | 0 | 779.2 | 0 | 0
1206 | 741.6 | 0 | 0 | 0 | 0 | 0 | 0 | 741.6 | 0 | 0
1207 | 836.8 | 40.5 | 39.6844 | 39.6844 | 0 | 0 | 0 | 798.598 | 0 | 0
1208 | 625.816 | 271.67 | 441.5627 | 441.5627 | 0 | 0 | 0 | 200.748 | 0 | 0
1209 | 296.104 | 533.8 | 893.665 | 307.5942 | -586.0708 | 0 | 0 | 0 | 0 | 0
1210 | 281.168 | 761.17 | 1217.5986 | 292.0787 | -601.9583 | 0 | 323.5617 | 0 | 0 | 0
1211 | 221.19 | 931.04 | 1431.6745 | 229.7743 | -601.9583 | 0 | 599.9419 | 0 | 0 | 0
1212 | 299.592 | 1025.95 | 1547.254 | 311.2186 | -601.9583 | 0 | 634.0771 | 0 | 0 | 0
1213 | 888.252 | 1032.8 | 1557.6711 | 922.7204 | -315.1941 | 0 | 319.7566 | 0 | 0 | 0
1214 | 1121.586 | 950.77 | 1465.9207 | 1165.1089 | 0 | 0 | 300.8119 | 0 | 0 | 0
1215 | 839.555 | 803.08 | 1279.3036 | 872.1337 | 0 | 0 | 407.1699 | 0 | 0 | 0
1216 | 1363.969 | 588.21 | 973.1035 | 973.1035 | 0 | 0 | 0 | 427.216 | 0 | 0
1217 | 1384.49 | 331.72 | 548.1066 | 548.1066 | 0 | 0 | 0 | 856.858 | 0 | 0
1218 | 1247.034 | 81.71 | 104.8424 | 104.8424 | 0 | 0 | 0 | 1146.108 | 0 | 0
1219 | 1191.158 | 0 | 0 | 0 | 0 | 0 | 0 | 1167.386 | 0 | 24.6945
1220 | 1089.6 | 0 | 0 | 0 | 0 | 0 | 0 | 510.128 | 0 | 601.9583
1221 | 1178.4 | 0 | 0 | 0 | 0 | 0 | 0 | 598.928 | 0 | 601.9583
1222 | 1048 | 0 | 0 | 0 | 0 | 0 | 0 | 468.528 | 0 | 601.9583
1223 | 1239.2 | 0 | 0 | 0 | 0 | 0 | 0 | 659.728 | 0 | 601.9583
1224 | 1102.4 | 0 | 0 | 0 | 0 | 0 | 0 | 1102.4 | 0 | 0
1225 | 1004 | 0 | 0 | 0 | 0 | 0 | 0 | 1004 | 0 | 0
1226 | 894.4 | 0 | 0 | 0 | 0 | 0 | 0 | 894.4 | 0 | 0
1227 | 741.6 | 0 | 0 | 0 | 0 | 0 | 0 | 741.6 | 0 | 0
1228 | 812 | 0 | 0 | 0 | 0 | 0 | 0 | 812 | 0 | 0
1229 | 906.4 | 0 | 0 | 0 | 0 | 0 | 0 | 906.4 | 0 | 0
1230 | 1295.2 | 0 | 0 | 0 | 0 | 0 | 0 | 1295.2 | 0 | 0
1231 | 1083.2 | 43.49 | 41.2925 | 0 | -41.2925 | 0 | 0 | 1083.2 | 0 | 0
1232 | 928.89 | 280.31 | 456.7749 | 0 | -456.7749 | 0 | 0 | 928.89 | 0 | 0
1233 | 1047.146 | 542.81 | 916.0045 | 314.0463 | -601.9583 | 0 | 0 | 744.832 | 0 | 0
1234 | 1458.486 | 770.57 | 1249.4463 | 647.488 | -601.9583 | 0 | 0 | 835.185 | 0 | 0
1235 | 1341.872 | 940.15 | 1472.4081 | 870.4498 | -601.9583 | 0 | 0 | 503.938 | 0 | 0
1236 | 1455.678 | 1030.73 | 1583.1322 | 1184.2655 | -398.8667 | 0 | 0 | 315.651 | 0 | 0
1237 | 1622.4 | 1037.56 | 1592.1106 | 1592.1106 | 0 | 0 | 0 | 89.763 | 0 | 0
1238 | 1434.147 | 957.32 | 1494.1305 | 1489.7987 | -4.3318 | 0 | 0 | 0 | 0 | 0
1239 | 1627.379 | 773.32 | 1243.9541 | 1243.9541 | 0 | 0 | 0 | 429.893 | 0 | 0
1240 | 1212.806 | 589.47 | 981.3661 | 981.3661 | 0 | 0 | 0 | 268.099 | 0 | 0
1241 | 1458.823 | 334.13 | 554.4111 | 554.4111 | 0 | 0 | 0 | 925.122 | 0 | 0
1242 | 1503.121 | 82.8 | 106.973 | 106.973 | 0 | 0 | 0 | 1374.978 | 0 | 26.1426
1243 | 1519.235 | 0 | 0 | 0 | 0 | 0 | 0 | 1374.978 | 0 | 149.8549
1244 | 1223.2 | 0 | 0 | 0 | 0 | 0 | 0 | 842.402 | 0 | 395.5748
1245 | 1371.2 | 0 | 0 | 0 | 0 | 0 | 0 | 791.728 | 0 | 601.9583
1246 | 1432.8 | 0 | 0 | 0 | 0 | 0 | 0 | 853.328 | 0 | 601.9583
1247 | 1228 | 0 | 0 | 0 | 0 | 0 | 0 | 648.528 | 0 | 601.9583
1248 | 1250.4 | 0 | 0 | 0 | 0 | 0 | 0 | 1250.4 | 0 | 0
1249 | 1195.2 | 0 | 0 | 0 | 0 | 0 | 0 | 1195.2 | 0 | 0
1250 | 1082.4 | 0 | 0 | 0 | 0 | 0 | 0 | 1082.4 | 0 | 0
1251 | 1088.8 | 0 | 0 | 0 | 0 | 0 | 0 | 1088.8 | 0 | 0
1252 | 1428 | 0 | 0 | 0 | 0 | 0 | 0 | 1374.978 | 0 | 55.0795
1253 | 942.4 | 0 | 0 | 0 | 0 | 0 | 0 | 942.4 | 0 | 0
1254 | 957.6 | 0 | 0 | 0 | 0 | 0 | 0 | 957.6 | 0 | 0
1255 | 1361.6 | 40.54 | 39.7893 | 0 | -39.7893 | 0 | 0 | 1361.6 | 0 | 0
1256 | 1216.436 | 273.09 | 444.6396 | 0 | -444.6396 | 0 | 0 | 1216.436 | 0 | 0
1257 | 1066.076 | 534.16 | 894.4067 | 292.4485 | -601.9583 | 0 | 0 | 784.552 | 0 | 0
1258 | 1100.807 | 759.98 | 1215.6155 | 613.6573 | -601.9583 | 0 | 0 | 510.073 | 0 | 0
1259 | 1411.611 | 926.82 | 1427.7748 | 852.3829 | -575.3919 | 0 | 0 | 591.068 | 0 | 0
1260 | 1365.056 | 1016.5 | 1516.3464 | 1418.0267 | -98.3198 | 0 | 0 | 0 | 0 | 0
1261 | 1239.767 | 1022.1 | 1497.034 | 1287.8758 | -209.1581 | 0 | 0 | 0 | 0 | 0
1262 | 1146.147 | 880.6 | 1326.5495 | 1190.6229 | -135.9266 | 0 | 0 | 0 | 0 | 0
1263 | 1181.115 | 595.4 | 943.5567 | 943.5567 | 0 | 0 | 0 | 272.805 | 0 | 0
1264 | 1267.883 | 450.46 | 738.3274 | 738.3274 | 0 | 0 | 0 | 557.136 | 0 | 0
1265 | 1187.464 | 319.28 | 525.5386 | 525.5386 | 0 | 0 | 0 | 681.557 | 0 | 0
1266 | 1008.407 | 76.93 | 99.9673 | 99.9673 | 0 | 0 | 0 | 912.174 | 0 | 0
1267 | 1409.602 | 0 | 0 | 0 | 0 | 0 | 0 | 1374.978 | 0 | 35.9676
1268 | 946.4 | 0 | 0 | 0 | 0 | 0 | 0 | 389.425 | 0 | 578.5883
1269 | 1150.4 | 0 | 0 | 0 | 0 | 0 | 0 | 570.928 | 0 | 601.9583
1270 | 1396 | 0 | 0 | 0 | 0 | 0 | 0 | 816.528 | 0 | 601.9583
1271 | 1171.2 | 0 | 0 | 0 | 0 | 0 | 0 | 591.728 | 0 | 601.9583
1272 | 1109.6 | 0 | 0 | 0 | 0 | 0 | 0 | 1109.6 | 0 | 0
1273 | 1380.8 | 0 | 0 | 0 | 0 | 0 | 0 | 1374.978 | 0 | 6.0479
1274 | 1206.4 | 0 | 0 | 0 | 0 | 0 | 0 | 1206.4 | 0 | 0
1275 | 1380.8 | 0 | 0 | 0 | 0 | 0 | 0 | 1374.978 | 0 | 6.0479
1276 | 1010.4 | 0 | 0 | 0 | 0 | 0 | 0 | 1010.4 | 0 | 0
1277 | 960 | 0 | 0 | 0 | 0 | 0 | 0 | 960 | 0 | 0
1278 | 1000 | 0 | 0 | 0 | 0 | 0 | 0 | 1000 | 0 | 0
1279 | 1016 | 35.87 | 35.9665 | 35.9665 | 0 | 0 | 0 | 981.377 | 0 | 0
1280 | 231.095 | 263.88 | 429.3266 | 240.0626 | -189.264 | 0 | 0 | 0 | 0 | 0
1281 | 181.355 | 523.62 | 871.6902 | 188.3924 | -601.9583 | 0 | 81.3395 | 0 | 0 | 0
1282 | 156.897 | 750.6 | 1195.1459 | 162.9853 | -601.9583 | 0 | 430.2023 | 0 | 0 | 0
1283 | 202.713 | 918 | 1410.4403 | 210.5792 | -601.9583 | 0 | 597.9028 | 0 | 0 | 0
1284 | 193.831 | 1012.53 | 1529.184 | 201.3526 | -601.9583 | 0 | 725.8731 | 0 | 0 | 0
1285 | 194.696 | 682.43 | 1057.7796 | 202.2511 | -110.0427 | 0 | 745.4858 | 0 | 0 | 0
1286 | 147.249 | 677.73 | 1064.189 | 152.963 | 0 | 0 | 911.226 | 0 | 0 | 0
1287 | 149.362 | 733.89 | 1180.0677 | 155.158 | 0 | 0 | 1024.9097 | 0 | 0 | 0
1288 | 167.046 | 495.68 | 823.9643 | 173.5282 | 0 | 0 | 650.4362 | 0 | 0 | 0
1289 | 135.46 | 325.79 | 541.2952 | 140.7165 | 0 | 0 | 400.5787 | 0 | 0 | 0
1290 | 134.638 | 81.02 | 105.6599 | 105.6599 | 0 | 0 | 0 | 0 | 0 | 34.2026
1291 | 106.102 | 0 | 0 | 0 | 0 | 0 | 0 | 0 | 0 | 110.2193
1292 | 0 | 0 | 0 | 0 | 0 | 0 | 0 | 0 | 0 | 0
1293 | 0 | 0 | 0 | 0 | 0 | 0 | 0 | 0 | 0 | 0
1294 | 85.6 | 0 | 0 | 0 | 0 | 0 | 0 | 0 | 0 | 88.9217
1295 | 87.2 | 0 | 0 | 0 | 0 | 0 | 0 | 0 | 0 | 90.5838
1296 | 90.4 | 0 | 0 | 0 | 0 | 0 | 0 | 0 | 0 | 93.9079
1297 | 84.8 | 0 | 0 | 0 | 0 | 0 | 0 | 84.8 | 0 | 0
1298 | 87.2 | 0 | 0 | 0 | 0 | 0 | 0 | 87.2 | 0 | 0
1299 | 80.8 | 0 | 0 | 0 | 0 | 0 | 0 | 80.8 | 0 | 0
1300 | 86.4 | 0 | 0 | 0 | 0 | 0 | 0 | 86.4 | 0 | 0
1301 | 81.6 | 0 | 0 | 0 | 0 | 0 | 0 | 81.6 | 0 | 0
1302 | 86.4 | 0 | 0 | 0 | 0 | 0 | 0 | 86.4 | 0 | 0
1303 | 68.8 | 46.8 | 47.9045 | 47.9045 | 0 | 0 | 0 | 0 | 0 | 23.5653
1304 | 94.436 | 281.42 | 455.1222 | 98.1006 | -357.0216 | 0 | 0 | 0 | 0 | 0
1305 | 767.602 | 543.57 | 905.2602 | 797.3886 | -107.8716 | 0 | 0 | 0 | 0 | 0
1306 | 1311.495 | 769.07 | 1227.3447 | 1227.3447 | 0 | 0 | 0 | 0 | 0 | 135.0425
1307 | 1454.312 | 934.48 | 1442.8406 | 1442.8406 | 0 | 0 | 0 | 0 | 0 | 67.9056
1308 | 1278.237 | 1025.82 | 1554.7167 | 1327.8387 | -226.8781 | 0 | 0 | 0 | 0 | 0
1309 | 1477.846 | 1030.3 | 1560.5112 | 1535.1934 | -25.3177 | 0 | 0 | 0 | 0 | 0
1310 | 1606.507 | 952.25 | 1468.2383 | 1468.2383 | 0 | 0 | 0 | 193.115 | 0 | 0
1311 | 1514.242 | 760.91 | 1214.395 | 1214.395 | 0 | 0 | 0 | 345.211 | 0 | 0
1312 | 1656.625 | 559.99 | 924.798 | 924.798 | 0 | 0 | 0 | 766.373 | 0 | 0
1313 | 1550.847 | 323.88 | 532.4664 | 532.4664 | 0 | 0 | 0 | 1038.271 | 0 | 0
1314 | 1602.881 | 77.23 | 101.7177 | 101.7177 | 0 | 0 | 0 | 1374.978 | 0 | 135.0301
1315 | 1592.239 | 0 | 0 | 0 | 0 | 0 | 0 | 1374.978 | 0 | 225.6918
1316 | 1521.6 | 0 | 0 | 0 | 0 | 0 | 0 | 1374.978 | 0 | 152.3116
1317 | 1444 | 0 | 0 | 0 | 0 | 0 | 0 | 1024.397 | 0 | 435.8856
1318 | 1625.6 | 0 | 0 | 0 | 0 | 0 | 0 | 1046.128 | 0 | 601.9583
1319 | 1578.4 | 0 | 0 | 0 | 0 | 0 | 0 | 998.928 | 0 | 601.9583
1320 | 1232.8 | 0 | 0 | 0 | 0 | 0 | 0 | 1232.8 | 0 | 0
1321 | 1146.4 | 0 | 0 | 0 | 0 | 0 | 0 | 1146.4 | 0 | 0
1322 | 1488 | 0 | 0 | 0 | 0 | 0 | 0 | 1374.978 | 0 | 117.4078
1323 | 1347.2 | 0 | 0 | 0 | 0 | 0 | 0 | 1347.2 | 0 | 0
1324 | 1243.2 | 0 | 0 | 0 | 0 | 0 | 0 | 1243.2 | 0 | 0
1325 | 1531.2 | 0 | 0 | 0 | 0 | 0 | 0 | 1374.978 | 0 | 162.2842
1326 | 1331.2 | 0 | 0 | 0 | 0 | 0 | 0 | 1331.2 | 0 | 0
1327 | 1144.8 | 61.03 | 59.0529 | 0 | -59.0529 | 0 | 0 | 1144.8 | 0 | 0
1328 | 1010.871 | 305.62 | 494.6227 | 0 | -494.6227 | 0 | 0 | 1010.871 | 0 | 0
1329 | 1203.916 | 566.07 | 956.5325 | 354.5742 | -601.9583 | 0 | 0 | 862.587 | 0 | 0
1330 | 1503.542 | 789.79 | 1289.6886 | 687.7303 | -601.9583 | 0 | 0 | 841.502 | 0 | 0
1331 | 1515.135 | 748.89 | 1207.2075 | 605.2492 | -601.9583 | 0 | 0 | 932.496 | 0 | 0
1332 | 1556.164 | 111.22 | 164.9695 | 164.9695 | 0 | 0 | 0 | 1374.978 | 0 | 23.2474
1333 | 1211.064 | 299.42 | 471.4698 | 98.0081 | -373.4617 | 0 | 0 | 1116.717 | 0 | 0
1334 | 1410.099 | 270.48 | 426.6724 | 426.6724 | 0 | 0 | 0 | 999.365 | 0 | 0
1335 | 1317.507 | 185.89 | 291.1136 | 291.1136 | 0 | 0 | 0 | 1037.268 | 0 | 0
1336 | 1520.142 | 111.94 | 172.1206 | 172.1206 | 0 | 0 | 0 | 1354.451 | 0 | 0
1337 | 1602.996 | 37.24 | 49.9509 | 49.9509 | 0 | 0 | 0 | 1374.978 | 0 | 186.9163
1338 | 1509.998 | 4.89 | 0 | 0 | 0 | 0 | 0 | 1374.978 | 0 | 140.2594
1339 | 1268.157 | 0 | 0 | 0 | 0 | 0 | 0 | 1268.157 | 0 | 0
1340 | 1219.2 | 0 | 0 | 0 | 0 | 0 | 0 | 1219.2 | 0 | 0
1341 | 1537.6 | 0 | 0 | 0 | 0 | 0 | 0 | 1180.549 | 0 | 370.9063
1342 | 1788 | 0 | 0 | 0 | 0 | 0 | 0 | 1208.528 | 0 | 601.9583
1343 | 1920 | 0 | 0 | 0 | 0 | 0 | 0 | 1340.528 | 0 | 601.9583
1344 | 1416 | 0 | 0 | 0 | 0 | 0 | 0 | 1374.978 | 0 | 42.6138
1345 | 1318.4 | 0 | 0 | 0 | 0 | 0 | 0 | 1318.4 | 0 | 0
1346 | 1386.4 | 0 | 0 | 0 | 0 | 0 | 0 | 1374.978 | 0 | 11.8652
1347 | 1447.2 | 0 | 0 | 0 | 0 | 0 | 0 | 1374.978 | 0 | 75.0246
1348 | 1560.8 | 0 | 0 | 0 | 0 | 0 | 0 | 1374.978 | 0 | 193.0328
1349 | 1575.2 | 0 | 0 | 0 | 0 | 0 | 0 | 1374.978 | 0 | 207.9916
1350 | 1132 | 0 | 0 | 0 | 0 | 0 | 0 | 1132 | 0 | 0
1351 | 1085.6 | 59.12 | 57.1228 | 0 | -57.1228 | 0 | 0 | 1085.6 | 0 | 0
1352 | 972.737 | 299.7 | 485.2402 | 0 | -485.2402 | 0 | 0 | 972.737 | 0 | 0
1353 | 1002.649 | 542.28 | 914.1139 | 312.1556 | -601.9583 | 0 | 0 | 702.155 | 0 | 0
1354 | 1224.946 | 777.35 | 1266.8795 | 664.9213 | -601.9583 | 0 | 0 | 584.863 | 0 | 0
1355 | 1629.851 | 939.11 | 1491.7101 | 889.7518 | -601.9583 | 0 | 0 | 773.336 | 0 | 0
1356 | 1267.651 | 827.52 | 1310.553 | 951.6511 | -358.9018 | 0 | 0 | 351.55 | 0 | 0
1357 | 1387.724 | 634.65 | 1002.2409 | 1002.2409 | 0 | 0 | 0 | 422.922 | 0 | 0
1358 | 1508.577 | 538.5 | 859.0687 | 859.0687 | 0 | 0 | 0 | 681.599 | 0 | 0
1359 | 1492.205 | 379.76 | 612.1095 | 612.1095 | 0 | 0 | 0 | 902.961 | 0 | 0
1360 | 1115.506 | 190.58 | 303.92 | 303.92 | 0 | 0 | 0 | 822.939 | 0 | 0
1361 | 1715.058 | 309.52 | 507.0728 | 507.0728 | 0 | 0 | 0 | 1226.927 | 0 | 0
1362 | 1580.662 | 50.54 | 63.6445 | 63.6445 | 0 | 0 | 0 | 1374.978 | 0 | 150.0221
1363 | 1152.8 | 0 | 0 | 0 | 0 | 0 | 0 | 1152.8 | 0 | 0
1364 | 1612 | 0 | 0 | 0 | 0 | 0 | 0 | 1172.596 | 0 | 456.455
1365 | 1400.8 | 0 | 0 | 0 | 0 | 0 | 0 | 821.328 | 0 | 601.9583
1366 | 1607.2 | 0 | 0 | 0 | 0 | 0 | 0 | 1027.728 | 0 | 601.9583
1367 | 1369.6 | 0 | 0 | 0 | 0 | 0 | 0 | 790.128 | 0 | 601.9583
1368 | 1172 | 0 | 0 | 0 | 0 | 0 | 0 | 1172 | 0 | 0
1369 | 1296.8 | 0 | 0 | 0 | 0 | 0 | 0 | 1296.8 | 0 | 0
1370 | 1394.4 | 0 | 0 | 0 | 0 | 0 | 0 | 1374.978 | 0 | 20.1757
1371 | 1192 | 0 | 0 | 0 | 0 | 0 | 0 | 1192 | 0 | 0
1372 | 1368.8 | 0 | 0 | 0 | 0 | 0 | 0 | 1368.8 | 0 | 0
1373 | 1286.4 | 0 | 0 | 0 | 0 | 0 | 0 | 1286.4 | 0 | 0
1374 | 717.6 | 0 | 0 | 0 | 0 | 0 | 0 | 717.6 | 0 | 0
1375 | 961.6 | 60.56 | 59.375 | 0 | -59.375 | 0 | 0 | 961.6 | 0 | 0
1376 | 858.742 | 300.98 | 487.6399 | 0 | -487.6399 | 0 | 0 | 858.742 | 0 | 0
1377 | 924.647 | 560.52 | 940.3822 | 338.4239 | -601.9583 | 0 | 0 | 598.865 | 0 | 0
1378 | 1261.322 | 780.12 | 1249.0245 | 647.0663 | -601.9583 | 0 | 0 | 638.427 | 0 | 0
1379 | 921.625 | 942.29 | 1445.2454 | 843.2872 | -601.9583 | 0 | 0 | 109.84 | 0 | 0
1380 | 1166.42 | 1030.25 | 1539.3871 | 1205.75 | -333.6371 | 0 | 0 | 5.711 | 0 | 0
1381 | 1425.732 | 1007.97 | 1501.6702 | 1481.0572 | -20.613 | 0 | 0 | 0 | 0 | 0
1382 | 1270.075 | 642.08 | 992.3286 | 992.3286 | 0 | 0 | 0 | 314.815 | 0 | 0
1383 | 1409.846 | 397.26 | 628.1424 | 628.1424 | 0 | 0 | 0 | 805.168 | 0 | 0
1384 | 1503.303 | 198.31 | 313.8281 | 313.8281 | 0 | 0 | 0 | 1201.198 | 0 | 0
1385 | 1426.651 | 150.75 | 239.458 | 239.458 | 0 | 0 | 0 | 1196.138 | 0 | 0
1386 | 1530.718 | 72 | 92.0069 | 92.0069 | 0 | 0 | 0 | 1374.978 | 0 | 69.7776
1387 | 1079.591 | 0 | 0 | 0 | 0 | 0 | 0 | 1079.591 | 0 | 0
1388 | 1292 | 0 | 0 | 0 | 0 | 0 | 0 | 1292 | 0 | 0
1389 | 1392.8 | 0 | 0 | 0 | 0 | 0 | 0 | 829.788 | 0 | 584.8595
1390 | 1493.6 | 0 | 0 | 0 | 0 | 0 | 0 | 914.128 | 0 | 601.9583
1391 | 1524 | 0 | 0 | 0 | 0 | 0 | 0 | 944.528 | 0 | 601.9583
1392 | 1385.6 | 0 | 0 | 0 | 0 | 0 | 0 | 1374.978 | 0 | 11.0342
1393 | 1531.2 | 0 | 0 | 0 | 0 | 0 | 0 | 1374.978 | 0 | 162.2842
1394 | 1497.6 | 0 | 0 | 0 | 0 | 0 | 0 | 1374.978 | 0 | 127.3803
1395 | 1485.6 | 0 | 0 | 0 | 0 | 0 | 0 | 1374.978 | 0 | 114.9147
1396 | 1413.6 | 0 | 0 | 0 | 0 | 0 | 0 | 1374.978 | 0 | 40.1207
1397 | 1488.8 | 0 | 0 | 0 | 0 | 0 | 0 | 1374.978 | 0 | 118.2388
1398 | 1299.2 | 0 | 0 | 0 | 0 | 0 | 0 | 1299.2 | 0 | 0
1399 | 1104 | 23.73 | 21.7765 | 0 | -21.7765 | 0 | 0 | 1104 | 0 | 0
1400 | 1358.071 | 291.96 | 470.7915 | 0 | -470.7915 | 0 | 0 | 1358.071 | 0 | 0
1401 | 1671.657 | 271.18 | 442.3657 | 308.1916 | -134.1741 | 0 | 0 | 1374.978 | 0 | 0
1402 | 1400.192 | 774.18 | 1211.3803 | 609.4221 | -601.9583 | 0 | 0 | 813.536 | 0 | 0
1403 | 1499.733 | 938.68 | 1407.5306 | 805.5723 | -601.9583 | 0 | 0 | 724.253 | 0 | 0
1404 | 1335.797 | 766.33 | 1161.5821 | 559.6239 | -601.9583 | 0 | 0 | 797.078 | 0 | 0
1405 | 1593.236 | 693.17 | 1056.6597 | 782.1358 | -274.5239 | 0 | 0 | 840.317 | 0 | 0
1406 | 1620.676 | 772.16 | 1169.3784 | 1169.3784 | 0 | 0 | 0 | 494.98 | 0 | 0
1407 | 1525.559 | 604.12 | 939.5875 | 939.5875 | 0 | 0 | 0 | 621.07 | 0 | 0
1408 | 1514.83 | 319.48 | 510.1404 | 510.1404 | 0 | 0 | 0 | 1023.746 | 0 | 0
1409 | 1822.304 | 230.12 | 369.6961 | 369.6961 | 0 | 0 | 0 | 1374.978 | 0 | 94.9893
1410 | 1605.867 | 80.83 | 101.3738 | 101.3738 | 0 | 0 | 0 | 1374.978 | 0 | 138.4748
1411 | 1954.45 | 0 | 0 | 0 | 0 | 0 | 0 | 1374.978 | 0 | 601.9583
1412 | 1688.8 | 0 | 0 | 0 | 0 | 0 | 0 | 1374.978 | 0 | 325.9998
1413 | 1488.8 | 0 | 0 | 0 | 0 | 0 | 0 | 1374.978 | 0 | 118.2388
1414 | 1700 | 0 | 0 | 0 | 0 | 0 | 0 | 1374.978 | 0 | 337.6344
1415 | 1531.2 | 0 | 0 | 0 | 0 | 0 | 0 | 1033.044 | 0 | 517.4868
1416 | 1661.6 | 0 | 0 | 0 | 0 | 0 | 0 | 1374.978 | 0 | 297.7443
1417 | 677.6 | 0 | 0 | 0 | 0 | 0 | 0 | 677.6 | 0 | 0
1418 | 501.6 | 0 | 0 | 0 | 0 | 0 | 0 | 501.6 | 0 | 0
1419 | 592.8 | 0 | 0 | 0 | 0 | 0 | 0 | 592.8 | 0 | 0
1420 | 738.4 | 0 | 0 | 0 | 0 | 0 | 0 | 738.4 | 0 | 0
1421 | 784.8 | 0 | 0 | 0 | 0 | 0 | 0 | 784.8 | 0 | 0
1422 | 656.8 | 0 | 0 | 0 | 0 | 0 | 0 | 656.8 | 0 | 0
1423 | 596 | 52.01 | 55.7859 | 8.3894 | -47.3965 | 0 | 0 | 587.923 | 0 | 0
1424 | 458.959 | 273.92 | 446.7598 | 446.7598 | 0 | 0 | 0 | 28.888 | 0 | 0
1425 | 545.507 | 530.28 | 886.7684 | 566.6753 | -320.0931 | 0 | 0 | 0 | 0 | 0
1426 | 657.357 | 702.67 | 1128.1627 | 682.8656 | -445.2972 | 0 | 0 | 0 | 0 | 0
1427 | 784.747 | 903.07 | 1389.3141 | 815.1989 | -574.1152 | 0 | 0 | 0 | 0 | 0
1428 | 756.627 | 968.22 | 1449.5294 | 785.9877 | -601.9583 | 0 | 61.5835 | 0 | 0 | 0
1429 | 915.603 | 830.53 | 1243.576 | 951.1327 | -292.4433 | 0 | 0 | 0 | 0 | 0
1430 | 833.363 | 724.63 | 1102.9561 | 865.7014 | -237.2547 | 0 | 0 | 0 | 0 | 0
1431 | 642.919 | 523.75 | 822.5994 | 667.8673 | -154.732 | 0 | 0 | 0 | 0 | 0
1432 | 667.766 | 449.28 | 727.529 | 693.6785 | -33.8505 | 0 | 0 | 0 | 0 | 0
1433 | 671.56 | 258.69 | 419.8537 | 419.8537 | 0 | 0 | 0 | 267.39 | 0 | 0
1434 | 759.475 | 61.27 | 79.374 | 79.374 | 0 | 0 | 0 | 683.066 | 0 | 0
1435 | 768.029 | 0 | 0 | 0 | 0 | 0 | 0 | 768.029 | 0 | 0
1436 | 534.4 | 0 | 0 | 0 | 0 | 0 | 0 | 534.4 | 0 | 0
1437 | 708.8 | 0 | 0 | 0 | 0 | 0 | 0 | 133.028 | 0 | 598.1147
1438 | 805.6 | 0 | 0 | 0 | 0 | 0 | 0 | 226.128 | 0 | 601.9583
1439 | 713.6 | 0 | 0 | 0 | 0 | 0 | 0 | 134.128 | 0 | 601.9583
1440 | 728.8 | 0 | 0 | 0 | 0 | 0 | 0 | 728.8 | 0 | 0
1441 | 1704 | 0 | 0 | 0 | 0 | 0 | 0 | 1503.891 | 0 | 207.8742
1442 | 1666.4 | 0 | 0 | 0 | 0 | 0 | 0 | 1503.891 | 0 | 168.8151
1443 | 1551.2 | 0 | 0 | 0 | 0 | 0 | 0 | 1503.891 | 0 | 49.1448
1444 | 1624 | 0 | 0 | 0 | 0 | 0 | 0 | 1503.891 | 0 | 124.7698
1445 | 1580.8 | 0 | 0 | 0 | 0 | 0 | 0 | 1503.891 | 0 | 79.8934
1446 | 1460 | 0 | 0 | 0 | 0 | 0 | 0 | 1460 | 0 | 0
1447 | 1464 | 27.5 | 29.1219 | 29.1219 | 0 | 0 | 0 | 1435.966 | 0 | 0
1448 | 110.259 | 184.92 | 301.8112 | 114.5376 | -187.2736 | 0 | 0 | 0 | 0 | 0
1449 | 89.69 | 441.59 | 737.2512 | 93.1704 | -601.9583 | 0 | 42.1225 | 0 | 0 | 0
1450 | 0 | 604.12 | 977.5257 | 0 | -601.9583 | 0 | 375.5674 | 0 | 0 | 0
1451 | 0 | 806.34 | 1267.1164 | 0.0010388 | -601.9583 | 0 | 665.1571 | 0 | 0 | 0
1452 | 0 | 807.44 | 1252.1181 | 0 | -601.9583 | 0 | 650.1598 | 0 | 0 | 0
1453 | 0 | 619.36 | 965.3986 | 0 | -112.033 | 0 | 853.3656 | 0 | 0 | 0
1454 | 87.814 | 646.51 | 1013.969 | 91.2216 | 0 | 0 | 922.7474 | 0 | 0 | 0
1455 | 71.433 | 478.07 | 764.4346 | 74.2049 | 0 | 0 | 690.2297 | 0 | 0 | 0
1456 | 76.614 | 549.13 | 903.5825 | 79.587 | 0 | 0 | 823.9955 | 0 | 0 | 0
1457 | 71.47 | 308.59 | 506.5503 | 74.2434 | 0 | 0 | 432.3069 | 0 | 0 | 0
1458 | 83.419 | 75.39 | 100.1158 | 86.6561 | 0 | 0 | 13.4598 | 0 | 0 | 0
1459 | 77.625 | 0 | 0 | 0 | 0 | 0 | 0 | 77.625 | 0 | 0
1460 | 86.4 | 0 | 0 | 0 | 0 | 0 | 0 | 86.4 | 0 | 0
1461 | 79.2 | 0 | 0 | 0 | 0 | 0 | 0 | 79.2 | 0 | 0
1462 | 86.4 | 0 | 0 | 0 | 0 | 0 | 0 | 86.4 | 0 | 0
1463 | 79.2 | 0 | 0 | 0 | 0 | 0 | 0 | 79.2 | 0 | 0
1464 | 84 | 0 | 0 | 0 | 0 | 0 | 0 | 27.376 | 0 | 58.8213
1465 | 75.2 | 0 | 0 | 0 | 0 | 0 | 0 | 75.2 | 0 | 0
1466 | 81.6 | 0 | 0 | 0 | 0 | 0 | 0 | 81.6 | 0 | 0
1467 | 76 | 0 | 0 | 0 | 0 | 0 | 0 | 76 | 0 | 0
1468 | 80 | 0 | 0 | 0 | 0 | 0 | 0 | 80 | 0 | 0
1469 | 76.8 | 0 | 0 | 0 | 0 | 0 | 0 | 76.8 | 0 | 0
1470 | 81.6 | 0 | 0 | 0 | 0 | 0 | 0 | 81.6 | 0 | 0
1471 | 67.2 | 24.11 | 25.1245 | 25.1245 | 0 | 0 | 0 | 0 | 0 | 44.6831
1472 | 79.057 | 122.97 | 197.3147 | 82.1248 | -115.1899 | 0 | 0 | 0 | 0 | 0
1473 | 544.574 | 314.68 | 518.1184 | 518.1184 | 0 | 0 | 0 | 45.81 | 0 | 0
1474 | 1505.096 | 457.58 | 736.5988 | 736.5988 | 0 | 0 | 0 | 796.013 | 0 | 0
1475 | 1673.221 | 716.95 | 1120.2896 | 1120.2896 | 0 | 0 | 0 | 594.78 | 0 | 0
1476 | 1557.38 | 969.39 | 1470.131 | 1470.131 | 0 | 0 | 0 | 142.166 | 0 | 0
1477 | 1552.097 | 986.59 | 1489.9795 | 1489.9795 | 0 | 0 | 0 | 117.776 | 0 | 0
1478 | 1601.467 | 904.05 | 1388.9464 | 1388.9464 | 0 | 0 | 0 | 264.405 | 0 | 0
1479 | 1699.22 | 754.19 | 1195.0368 | 1195.0368 | 0 | 0 | 0 | 548.824 | 0 | 0
1480 | 1209.033 | 409.02 | 670.0031 | 670.0031 | 0 | 0 | 0 | 564.058 | 0 | 0
1481 | 1602.265 | 304.39 | 500.3642 | 500.3642 | 0 | 0 | 0 | 1120.592 | 0 | 0
1482 | 1255.783 | 72.03 | 95.4745 | 95.4745 | 0 | 0 | 0 | 1163.875 | 0 | 0
1483 | 1313.251 | 0 | 0 | 0 | 0 | 0 | 0 | 1313.251 | 0 | 0
1484 | 1345.6 | 0 | 0 | 0 | 0 | 0 | 0 | 1168.282 | 0 | 184.1988
1485 | 1182.4 | 0 | 0 | 0 | 0 | 0 | 0 | 602.928 | 0 | 601.9583
1486 | 1305.6 | 0 | 0 | 0 | 0 | 0 | 0 | 726.128 | 0 | 601.9583
1487 | 1395.2 | 0 | 0 | 0 | 0 | 0 | 0 | 815.728 | 0 | 601.9583
1488 | 1414.4 | 0 | 0 | 0 | 0 | 0 | 0 | 1414.4 | 0 | 0
1489 | 1534.4 | 0 | 0 | 0 | 0 | 0 | 0 | 1503.891 | 0 | 31.6929
1490 | 1493.6 | 0 | 0 | 0 | 0 | 0 | 0 | 1493.6 | 0 | 0
1491 | 1685.6 | 0 | 0 | 0 | 0 | 0 | 0 | 1503.891 | 0 | 188.7602
1492 | 1434.4 | 0 | 0 | 0 | 0 | 0 | 0 | 1434.4 | 0 | 0
1493 | 1459.2 | 0 | 0 | 0 | 0 | 0 | 0 | 1459.2 | 0 | 0
1494 | 1717.6 | 0 | 0 | 0 | 0 | 0 | 0 | 1503.891 | 0 | 222.0019
1495 | 1190.4 | 37.12 | 41.9573 | 0 | -41.9573 | 0 | 0 | 1190.4 | 0 | 0
1496 | 1580.043 | 237.98 | 389.1653 | 79.1071 | -310.0583 | 0 | 0 | 1503.891 | 0 | 0
1497 | 1502.036 | 441.96 | 731.5668 | 129.6086 | -601.9583 | 0 | 0 | 1377.27 | 0 | 0
1498 | 1441.807 | 603.63 | 968.0486 | 366.0904 | -601.9583 | 0 | 0 | 1089.392 | 0 | 0
1499 | 1867.076 | 856.76 | 1324.099 | 722.1407 | -601.9583 | 0 | 0 | 1171.911 | 0 | 0
1500 | 1969.563 | 978.72 | 1485.8523 | 936.603 | -549.2493 | 0 | 0 | 1067.947 | 0 | 0
1501 | 1991.36 | 600.79 | 938.8084 | 938.8084 | 0 | 0 | 0 | 1087.621 | 0 | 0
1502 | 1801.825 | 264.04 | 412.0554 | 412.0554 | 0 | 0 | 0 | 1405.162 | 0 | 0
1503 | 1593.282 | 705.82 | 1128.6593 | 1128.6593 | 0 | 0 | 0 | 506.784 | 0 | 0
1504 | 1359.178 | 556.71 | 919.1355 | 919.1355 | 0 | 0 | 0 | 474.377 | 0 | 0
1505 | 1889.839 | 309.29 | 509.8828 | 509.8828 | 0 | 0 | 0 | 1399.003 | 0 | 0
1506 | 1338.014 | 73.96 | 98.9077 | 98.9077 | 0 | 0 | 0 | 1242.801 | 0 | 0
1507 | 1353.885 | 0 | 0 | 0 | 0 | 0 | 0 | 1353.885 | 0 | 0
1508 | 1158.4 | 0 | 0 | 0 | 0 | 0 | 0 | 1007.009 | 0 | 157.2657
1509 | 1659.2 | 0 | 0 | 0 | 0 | 0 | 0 | 1079.728 | 0 | 601.9583
1510 | 1568 | 0 | 0 | 0 | 0 | 0 | 0 | 988.528 | 0 | 601.9583
1511 | 1603.2 | 0 | 0 | 0 | 0 | 0 | 0 | 1023.728 | 0 | 601.9583
1512 | 1517.6 | 0 | 0 | 0 | 0 | 0 | 0 | 1503.891 | 0 | 14.241
1513 | 1664 | 0 | 0 | 0 | 0 | 0 | 0 | 1503.891 | 0 | 166.322
1514 | 1617.6 | 0 | 0 | 0 | 0 | 0 | 0 | 1503.891 | 0 | 118.1214
1515 | 1648 | 0 | 0 | 0 | 0 | 0 | 0 | 1503.891 | 0 | 149.7011
1516 | 1176.8 | 0 | 0 | 0 | 0 | 0 | 0 | 1176.8 | 0 | 0
1517 | 1515.2 | 0 | 0 | 0 | 0 | 0 | 0 | 1503.891 | 0 | 11.7478
1518 | 1512.8 | 0 | 0 | 0 | 0 | 0 | 0 | 1503.891 | 0 | 9.2547
1519 | 1321.6 | 39.15 | 44.2437 | 0 | -44.2437 | 0 | 0 | 1321.6 | 0 | 0
1520 | 1341.317 | 257.9 | 423.7846 | 0 | -423.7846 | 0 | 0 | 1341.317 | 0 | 0
1521 | 1629.663 | 489.01 | 819.7499 | 217.7916 | -601.9583 | 0 | 0 | 1420.007 | 0 | 0
1522 | 1448.199 | 607.25 | 986.8167 | 384.8585 | -601.9583 | 0 | 0 | 1077.718 | 0 | 0
1523 | 1859.743 | 885.03 | 1392.7297 | 790.7714 | -601.9583 | 0 | 0 | 1098.511 | 0 | 0
1524 | 1762.66 | 948.96 | 1469.6511 | 1036.4134 | -433.2377 | 0 | 0 | 764.961 | 0 | 0
1525 | 1573.75 | 705.55 | 1102.6279 | 1102.6279 | 0 | 0 | 0 | 512.311 | 0 | 0
1526 | 1726.047 | 666.89 | 1052.3269 | 1052.3269 | 0 | 0 | 0 | 713.03 | 0 | 0
1527 | 1828.904 | 516.59 | 830.4808 | 830.4808 | 0 | 0 | 0 | 1029.446 | 0 | 0
1528 | 1697.557 | 477.19 | 789.609 | 789.609 | 0 | 0 | 0 | 937.444 | 0 | 0
1529 | 1829.581 | 314.92 | 520.1295 | 520.1295 | 0 | 0 | 0 | 1328.881 | 0 | 0
1530 | 1704.422 | 79.39 | 105.42 | 105.42 | 0 | 0 | 0 | 1503.891 | 0 | 102.8926
1531 | 1675.433 | 0 | 0 | 0 | 0 | 0 | 0 | 1503.891 | 0 | 178.1986
1532 | 1698.4 | 0 | 0 | 0 | 0 | 0 | 0 | 1365.747 | 0 | 345.5615
1533 | 1537.6 | 0 | 0 | 0 | 0 | 0 | 0 | 958.128 | 0 | 601.9583
1534 | 1532 | 0 | 0 | 0 | 0 | 0 | 0 | 952.528 | 0 | 601.9583
1535 | 1324 | 0 | 0 | 0 | 0 | 0 | 0 | 744.528 | 0 | 601.9583
1536 | 382.4 | 0 | 0 | 0 | 0 | 0 | 0 | 382.4 | 0 | 0
1537 | 394.4 | 0 | 0 | 0 | 0 | 0 | 0 | 394.4 | 0 | 0
1538 | 378.4 | 0 | 0 | 0 | 0 | 0 | 0 | 378.4 | 0 | 0
1539 | 357.6 | 0 | 0 | 0 | 0 | 0 | 0 | 357.6 | 0 | 0
1540 | 367.2 | 0 | 0 | 0 | 0 | 0 | 0 | 367.2 | 0 | 0
1541 | 380 | 0 | 0 | 0 | 0 | 0 | 0 | 380 | 0 | 0
1542 | 397.6 | 0 | 0 | 0 | 0 | 0 | 0 | 397.6 | 0 | 0
1543 | 354.4 | 48.5 | 55.8285 | 0 | -55.8285 | 0 | 0 | 354.4 | 0 | 0
1544 | 442.969 | 277.11 | 455.7133 | 0 | -455.7133 | 0 | 0 | 442.969 | 0 | 0
1545 | 1680.912 | 294.74 | 487.1132 | 183.8903 | -303.223 | 0 | 0 | 1503.891 | 0 | 0
1546 | 1829.403 | 418.69 | 677.9354 | 338.1434 | -339.792 | 0 | 0 | 1503.891 | 0 | 0
1547 | 1851.263 | 556.09 | 885.5675 | 360.8517 | -524.7159 | 0 | 0 | 1503.891 | 0 | 0
1548 | 1924.839 | 742.64 | 1161.8034 | 559.8451 | -601.9583 | 0 | 0 | 1385.907 | 0 | 0
1549 | 1677.954 | 435.71 | 685.5124 | 259.6015 | -425.911 | 0 | 0 | 1428.049 | 0 | 0
1550 | 1718.738 | 171.19 | 263.5406 | 263.5406 | 0 | 0 | 0 | 1465.042 | 0 | 0
1551 | 1907.596 | 428.38 | 687.1652 | 687.1652 | 0 | 0 | 0 | 1246.1 | 0 | 0
1552 | 1688.519 | 432.42 | 711.013 | 711.013 | 0 | 0 | 0 | 1004.066 | 0 | 0
1553 | 2091.005 | 296.29 | 487.4674 | 487.4674 | 0 | 0 | 0 | 1503.891 | 0 | 122.4294
1554 | 1608.296 | 63.85 | 85.4271 | 85.4271 | 0 | 0 | 0 | 1503.891 | 0 | 23.0293
1555 | 1773.255 | 0 | 0 | 0 | 0 | 0 | 0 | 1503.891 | 0 | 279.8166
1556 | 1601.6 | 0 | 0 | 0 | 0 | 0 | 0 | 1407.745 | 0 | 201.3775
1557 | 1201.6 | 0 | 0 | 0 | 0 | 0 | 0 | 622.128 | 0 | 601.9583
1558 | 1380.8 | 0 | 0 | 0 | 0 | 0 | 0 | 801.328 | 0 | 601.9583
1559 | 1320.8 | 0 | 0 | 0 | 0 | 0 | 0 | 741.328 | 0 | 601.9583
1560 | 361.6 | 0 | 0 | 0 | 0 | 0 | 0 | 361.6 | 0 | 0
1561 | 110.4 | 0 | 0 | 0 | 0 | 0 | 0 | 110.4 | 0 | 0
1562 | 116.8 | 0 | 0 | 0 | 0 | 0 | 0 | 116.8 | 0 | 0
1563 | 111.2 | 0 | 0 | 0 | 0 | 0 | 0 | 111.2 | 0 | 0
1564 | 113.6 | 0 | 0 | 0 | 0 | 0 | 0 | 113.6 | 0 | 0
1565 | 110.4 | 0 | 0 | 0 | 0 | 0 | 0 | 110.4 | 0 | 0
1566 | 114.4 | 0 | 0 | 0 | 0 | 0 | 0 | 114.4 | 0 | 0
1567 | 98.4 | 44.29 | 51.1757 | 0 | -51.1757 | 0 | 0 | 98.4 | 0 | 0
1568 | 220.236 | 267.1 | 433.5628 | 0 | -433.5628 | 0 | 0 | 220.236 | 0 | 0
1569 | 1212.985 | 512.7 | 839.6493 | 237.691 | -601.9583 | 0 | 0 | 984.173 | 0 | 0
1570 | 1238.812 | 727.34 | 1139.655 | 537.6968 | -601.9583 | 0 | 0 | 721.201 | 0 | 0
1571 | 1664.717 | 783.38 | 1191.1746 | 589.2163 | -601.9583 | 0 | 0 | 1097.511 | 0 | 0
1572 | 1556.917 | 859.52 | 1270.7002 | 854.1738 | -416.5264 | 0 | 0 | 734.651 | 0 | 0
1573 | 1408.483 | 853.19 | 1250.162 | 1250.162 | 0 | 0 | 0 | 205.021 | 0 | 0
1574 | 1587.586 | 741.62 | 1112.9048 | 1112.9048 | 0 | 0 | 0 | 516.254 | 0 | 0
1575 | 1726.378 | 628.86 | 981.0046 | 981.0046 | 0 | 0 | 0 | 782.019 | 0 | 0
1576 | 1711.478 | 456.89 | 740.2554 | 740.2554 | 0 | 0 | 0 | 998.875 | 0 | 0
1577 | 1544.327 | 230.59 | 373.3734 | 373.3734 | 0 | 0 | 0 | 1184.901 | 0 | 0
1578 | 1402.659 | 57.95 | 75.6219 | 75.6219 | 0 | 0 | 0 | 1329.862 | 0 | 0
1579 | 1439.865 | 0 | 0 | 0 | 0 | 0 | 0 | 1416.093 | 0 | 24.6945
1580 | 1459.2 | 0 | 0 | 0 | 0 | 0 | 0 | 879.728 | 0 | 601.9583
1581 | 1510.4 | 0 | 0 | 0 | 0 | 0 | 0 | 930.928 | 0 | 601.9583
1582 | 1384 | 0 | 0 | 0 | 0 | 0 | 0 | 804.528 | 0 | 601.9583
1583 | 1400 | 0 | 0 | 0 | 0 | 0 | 0 | 820.528 | 0 | 601.9583
1584 | 472 | 0 | 0 | 0 | 0 | 0 | 0 | 472 | 0 | 0
1585 | 416.8 | 0 | 0 | 0 | 0 | 0 | 0 | 416.8 | 0 | 0
1586 | 390.4 | 0 | 0 | 0 | 0 | 0 | 0 | 390.4 | 0 | 0
1587 | 431.2 | 0 | 0 | 0 | 0 | 0 | 0 | 431.2 | 0 | 0
1588 | 381.6 | 0 | 0 | 0 | 0 | 0 | 0 | 381.6 | 0 | 0
1589 | 384 | 0 | 0 | 0 | 0 | 0 | 0 | 384 | 0 | 0
1590 | 484.8 | 0 | 0 | 0 | 0 | 0 | 0 | 484.8 | 0 | 0
1591 | 424 | 41.62 | 48.1611 | 0 | -48.1611 | 0 | 0 | 424 | 0 | 0
1592 | 433.137 | 261.43 | 424.3403 | 0 | -424.3403 | 0 | 0 | 433.137 | 0 | 0
1593 | 1644.823 | 505.61 | 820.8095 | 218.8512 | -601.9583 | 0 | 0 | 1434.147 | 0 | 0
1594 | 1786.904 | 713.87 | 1096.2642 | 494.3059 | -601.9583 | 0 | 0 | 1311.063 | 0 | 0
1595 | 1792.2 | 849.2 | 1258.191 | 656.2327 | -601.9583 | 0 | 0 | 1160.482 | 0 | 0
1596 | 1606.691 | 938.82 | 1366.8551 | 938.0906 | -428.7646 | 0 | 0 | 703.643 | 0 | 0
1597 | 1894.24 | 951.03 | 1380.7284 | 1380.7284 | 0 | 0 | 0 | 565.089 | 0 | 0
1598 | 1829.242 | 828.76 | 1233.7801 | 1233.7801 | 0 | 0 | 0 | 641.55 | 0 | 0
1599 | 1903.518 | 737.68 | 1127.2507 | 1127.2507 | 0 | 0 | 0 | 818.376 | 0 | 0
1600 | 1476.616 | 530.46 | 843.9987 | 843.9987 | 0 | 0 | 0 | 664.145 | 0 | 0
1601 | 1535.769 | 288.12 | 461.6105 | 461.6105 | 0 | 0 | 0 | 1091.402 | 0 | 0
1602 | 1485.795 | 62.78 | 80.3484 | 80.3484 | 0 | 0 | 0 | 1408.448 | 0 | 0
1603 | 1357.077 | 0 | 0 | 0 | 0 | 0 | 0 | 1333.305 | 0 | 24.6945
1604 | 1589.6 | 0 | 0 | 0 | 0 | 0 | 0 | 1010.128 | 0 | 601.9583
1605 | 1525.6 | 0 | 0 | 0 | 0 | 0 | 0 | 946.128 | 0 | 601.9583
1606 | 1258.4 | 0 | 0 | 0 | 0 | 0 | 0 | 678.928 | 0 | 601.9583
1607 | 1140 | 0 | 0 | 0 | 0 | 0 | 0 | 560.528 | 0 | 601.9583
1608 | 1290.4 | 0 | 0 | 0 | 0 | 0 | 0 | 1290.4 | 0 | 0
1609 | 1470.4 | 0 | 0 | 0 | 0 | 0 | 0 | 1470.4 | 0 | 0
1610 | 904.8 | 0 | 0 | 0 | 0 | 0 | 0 | 904.8 | 0 | 0
1611 | 1167.2 | 0 | 0 | 0 | 0 | 0 | 0 | 1167.2 | 0 | 0
1612 | 1140.8 | 0 | 0 | 0 | 0 | 0 | 0 | 1140.8 | 0 | 0
1613 | 1201.6 | 0 | 0 | 0 | 0 | 0 | 0 | 1201.6 | 0 | 0
1614 | 1211.2 | 0 | 0 | 0 | 0 | 0 | 0 | 1211.2 | 0 | 0
1615 | 1014.4 | 38.37 | 45.4217 | 45.4217 | 0 | 0 | 0 | 970.675 | 0 | 0
1616 | 337.397 | 254.93 | 416.675 | 350.4896 | -66.1854 | 0 | 0 | 0 | 0 | 0
1617 | 274.291 | 498.77 | 817.2713 | 284.9348 | -532.3365 | 0 | 0 | 0 | 0 | 0
1618 | 264.437 | 708.02 | 1113.6995 | 274.6984 | -601.9583 | 0 | 237.0428 | 0 | 0 | 0
1619 | 281.379 | 858.28 | 1303.0164 | 292.2978 | -601.9583 | 0 | 408.7603 | 0 | 0 | 0
1620 | 297.305 | 945.55 | 1406.3598 | 308.8418 | -601.9583 | 0 | 495.5597 | 0 | 0 | 0
1621 | 288.999 | 876.2 | 1312.0052 | 300.2125 | -302.7441 | 0 | 709.0486 | 0 | 0 | 0
1622 | 276.252 | 666.32 | 1023.0367 | 286.9719 | 0 | 0 | 736.0648 | 0 | 0 | 0
1623 | 267.096 | 316.18 | 494.7972 | 277.4606 | 0 | 0 | 217.3367 | 0 | 0 | 0
1624 | 204.599 | 300.06 | 480.5095 | 212.5384 | 0 | 0 | 267.9711 | 0 | 0 | 0
1625 | 286.349 | 213.92 | 342.6092 | 297.4607 | 0 | 0 | 45.1485 | 0 | 0 | 0
1626 | 229.93 | 52.13 | 66.4336 | 66.4336 | 0 | 0 | 0 | 165.978 | 0 | 0
1627 | 205.13 | 0 | 0 | 0 | 0 | 0 | 0 | 205.13 | 0 | 0
1628 | 299.2 | 0 | 0 | 0 | 0 | 0 | 0 | 299.2 | 0 | 0
1629 | 287.2 | 0 | 0 | 0 | 0 | 0 | 0 | 287.2 | 0 | 0
1630 | 292 | 0 | 0 | 0 | 0 | 0 | 0 | 292 | 0 | 0
1631 | 230.4 | 0 | 0 | 0 | 0 | 0 | 0 | 230.4 | 0 | 0
1632 | 164.8 | 0 | 0 | 0 | 0 | 0 | 0 | 38.618 | 0 | 131.0785
1633 | 195.2 | 0 | 0 | 0 | 0 | 0 | 0 | 195.2 | 0 | 0
1634 | 238.4 | 0 | 0 | 0 | 0 | 0 | 0 | 238.4 | 0 | 0
1635 | 187.2 | 0 | 0 | 0 | 0 | 0 | 0 | 187.2 | 0 | 0
1636 | 148.8 | 0 | 0 | 0 | 0 | 0 | 0 | 148.8 | 0 | 0
1637 | 132.8 | 0 | 0 | 0 | 0 | 0 | 0 | 132.8 | 0 | 0
1638 | 192.8 | 0 | 0 | 0 | 0 | 0 | 0 | 192.8 | 0 | 0
1639 | 120 | 42.19 | 49.3224 | 49.3224 | 0 | 0 | 0 | 0 | 0 | 75.3341
1640 | 191.45 | 262.62 | 428.5932 | 198.8792 | -229.714 | 0 | 0 | 0 | 0 | 0
1641 | 866.164 | 508.37 | 829.7868 | 829.7868 | 0 | 0 | 0 | 67.374 | 0 | 0
1642 | 1455.515 | 722.12 | 1123.6772 | 1123.6772 | 0 | 0 | 0 | 373.813 | 0 | 0
1643 | 1743.462 | 881.33 | 1316.016 | 1316.016 | 0 | 0 | 0 | 476.606 | 0 | 0
1644 | 1648.641 | 969.33 | 1409.4752 | 1409.4752 | 0 | 0 | 0 | 291.817 | 0 | 0
1645 | 1680.833 | 974.64 | 1411.0771 | 1411.0771 | 0 | 0 | 0 | 322.467 | 0 | 0
1646 | 1635.438 | 895.83 | 1324.9612 | 1324.9612 | 0 | 0 | 0 | 359.971 | 0 | 0
1647 | 1660.537 | 741.54 | 1137.6855 | 1137.6855 | 0 | 0 | 0 | 565.35 | 0 | 0
1648 | 1717.571 | 535.72 | 858.1369 | 858.1369 | 0 | 0 | 0 | 891.49 | 0 | 0
1649 | 1588.152 | 291.88 | 471.1021 | 471.1021 | 0 | 0 | 0 | 1134.648 | 0 | 0
1650 | 1863.569 | 64.09 | 83.1989 | 83.1989 | 0 | 0 | 0 | 1503.891 | 0 | 290.4353
1651 | 1540.524 | 0 | 0 | 0 | 0 | 0 | 0 | 1503.891 | 0 | 38.0545
1652 | 1230.4 | 0 | 0 | 0 | 0 | 0 | 0 | 1063.484 | 0 | 173.3931
1653 | 1436 | 0 | 0 | 0 | 0 | 0 | 0 | 856.528 | 0 | 601.9583
1654 | 1564.8 | 0 | 0 | 0 | 0 | 0 | 0 | 985.328 | 0 | 601.9583
1655 | 1647.2 | 0 | 0 | 0 | 0 | 0 | 0 | 1067.728 | 0 | 601.9583
1656 | 1421.6 | 0 | 0 | 0 | 0 | 0 | 0 | 1421.6 | 0 | 0
1657 | 1376.8 | 0 | 0 | 0 | 0 | 0 | 0 | 1376.8 | 0 | 0
1658 | 1502.4 | 0 | 0 | 0 | 0 | 0 | 0 | 1502.4 | 0 | 0
1659 | 1624 | 0 | 0 | 0 | 0 | 0 | 0 | 1503.891 | 0 | 124.7698
1660 | 1292.8 | 0 | 0 | 0 | 0 | 0 | 0 | 1292.8 | 0 | 0
1661 | 1245.6 | 0 | 0 | 0 | 0 | 0 | 0 | 1245.6 | 0 | 0
1662 | 1281.6 | 0 | 0 | 0 | 0 | 0 | 0 | 1281.6 | 0 | 0
1663 | 1044.8 | 28.68 | 31.723 | 0 | -31.723 | 0 | 0 | 1044.8 | 0 | 0
1664 | 1268.07 | 248.83 | 410.6177 | 0 | -410.6177 | 0 | 0 | 1268.07 | 0 | 0
1665 | 1664.469 | 434.67 | 725.1553 | 166.8092 | -558.3461 | 0 | 0 | 1503.891 | 0 | 0
1666 | 1354.034 | 703.1 | 1138.6619 | 536.7037 | -601.9583 | 0 | 0 | 837.38 | 0 | 0
1667 | 1675.929 | 325.75 | 519.8781 | 178.7139 | -341.1643 | 0 | 0 | 1503.891 | 0 | 0
1668 | 1404.339 | 939.84 | 1469.7893 | 867.831 | -601.9583 | 0 | 0 | 568.926 | 0 | 0
1669 | 1405.495 | 956.67 | 1499.0617 | 1337.6897 | -161.3721 | 0 | 0 | 117.774 | 0 | 0
1670 | 1385.337 | 810.84 | 1289.9514 | 1289.9514 | 0 | 0 | 0 | 143.572 | 0 | 0
1671 | 1426.323 | 758.6 | 1230.3666 | 1230.3666 | 0 | 0 | 0 | 241.917 | 0 | 0
1672 | 1546.268 | 554.91 | 926.2596 | 926.2596 | 0 | 0 | 0 | 654.609 | 0 | 0
1673 | 1512.557 | 315.26 | 521.3834 | 521.3834 | 0 | 0 | 0 | 1010.65 | 0 | 0
1674 | 1715.266 | 79.85 | 103.146 | 103.146 | 0 | 0 | 0 | 1503.891 | 0 | 116.4313
1675 | 1546.02 | 0 | 0 | 0 | 0 | 0 | 0 | 1503.891 | 0 | 43.7638
1676 | 1220 | 0 | 0 | 0 | 0 | 0 | 0 | 770.966 | 0 | 466.4587
1677 | 1550.4 | 0 | 0 | 0 | 0 | 0 | 0 | 970.928 | 0 | 601.9583
1678 | 1778.4 | 0 | 0 | 0 | 0 | 0 | 0 | 1198.928 | 0 | 601.9583
1679 | 1676.8 | 0 | 0 | 0 | 0 | 0 | 0 | 1097.328 | 0 | 601.9583
1680 | 1480.8 | 0 | 0 | 0 | 0 | 0 | 0 | 1480.8 | 0 | 0
1681 | 1334.4 | 0 | 0 | 0 | 0 | 0 | 0 | 1334.4 | 0 | 0
1682 | 1472 | 0 | 0 | 0 | 0 | 0 | 0 | 1472 | 0 | 0
1683 | 1444.8 | 0 | 0 | 0 | 0 | 0 | 0 | 1444.8 | 0 | 0
1684 | 230.4 | 0 | 0 | 0 | 0 | 0 | 0 | 230.4 | 0 | 0
1685 | 354.4 | 0 | 0 | 0 | 0 | 0 | 0 | 354.4 | 0 | 0
1686 | 880.8 | 0 | 0 | 0 | 0 | 0 | 0 | 880.8 | 0 | 0
1687 | 1391.249 | 57.95 | 69.7142 | 0 | -69.7142 | 0 | 0 | 1391.249 | 0 | 0
1688 | 1367.166 | 290.94 | 477.8793 | 0 | -477.8793 | 0 | 0 | 1367.166 | 0 | 0
1689 | 1114.978 | 544.83 | 911.173 | 309.2148 | -601.9583 | 0 | 0 | 817.315 | 0 | 0
1690 | 991.078 | 769.84 | 1239.5714 | 994.5963 | -244.9751 | 0 | 0 | 33.635 | 0 | 0
1691 | 1722.516 | 935.81 | 1454.3911 | 1454.3911 | 0 | 0 | 0 | 322.454 | 0 | 0
1692 | 1259.699 | 1025.3 | 1558.7307 | 1308.5813 | -250.1494 | 0 | 0 | 0 | 0 | 0
1693 | 1018.275 | 1030.87 | 1561.1459 | 1057.7889 | -503.357 | 0 | 0 | 0 | 0 | 0
1694 | 905.101 | 923.13 | 1423.5302 | 940.2232 | -483.307 | 0 | 0 | 0 | 0 | 0
1695 | 1153.41 | 803.51 | 1273.9694 | 1198.1678 | -75.8016 | 0 | 0 | 0 | 0 | 0
1696 | 1638.025 | 588.8 | 968.3218 | 968.3218 | 0 | 0 | 0 | 705.875 | 0 | 0
1697 | 1603.774 | 336.68 | 549.7521 | 549.7521 | 0 | 0 | 0 | 1074.558 | 0 | 0
1698 | 1509.175 | 89.24 | 110.1808 | 110.1808 | 0 | 0 | 0 | 1403.11 | 0 | 0
1699 | 994.822 | 0 | 0 | 0 | 0 | 0 | 0 | 994.822 | 0 | 0
1700 | 1233.6 | 0 | 0 | 0 | 0 | 0 | 0 | 743.373 | 0 | 509.2501
1701 | 1465.6 | 0 | 0 | 0 | 0 | 0 | 0 | 886.128 | 0 | 601.9583
1702 | 1463.2 | 0 | 0 | 0 | 0 | 0 | 0 | 883.728 | 0 | 601.9583
1703 | 1261.6 | 0 | 0 | 0 | 0 | 0 | 0 | 682.128 | 0 | 601.9583
1704 | 1423.2 | 0 | 0 | 0 | 0 | 0 | 0 | 1423.2 | 0 | 0
1705 | 1556.8 | 0 | 0 | 0 | 0 | 0 | 0 | 1503.891 | 0 | 54.9621
1706 | 1232.8 | 0 | 0 | 0 | 0 | 0 | 0 | 1232.8 | 0 | 0
1707 | 1564 | 0 | 0 | 0 | 0 | 0 | 0 | 1503.891 | 0 | 62.4415
1708 | 1275.2 | 0 | 0 | 0 | 0 | 0 | 0 | 1275.2 | 0 | 0
1709 | 1312.8 | 0 | 0 | 0 | 0 | 0 | 0 | 1312.8 | 0 | 0
1710 | 1168 | 0 | 0 | 0 | 0 | 0 | 0 | 1168 | 0 | 0
1711 | 1272.8 | 65.14 | 76.5578 | 0 | -76.5578 | 0 | 0 | 1272.8 | 0 | 0
1712 | 922.415 | 304.54 | 498.0934 | 0 | -498.0934 | 0 | 0 | 922.415 | 0 | 0
1713 | 1110.192 | 559.02 | 931.0215 | 329.0632 | -601.9583 | 0 | 0 | 793.422 | 0 | 0
1714 | 1567.16 | 769.48 | 1232.5938 | 1153.7329 | -78.8609 | 0 | 0 | 456.525 | 0 | 0
1715 | 1212.443 | 916.93 | 1416.2503 | 1259.4915 | -156.7588 | 0 | 0 | 0 | 0 | 0
1716 | 1091.61 | 1001.3 | 1512.3657 | 1133.9697 | -378.3961 | 0 | 0 | 0 | 0 | 0
1717 | 971.536 | 1004.36 | 1519.9978 | 1009.2362 | -510.7616 | 0 | 0 | 0 | 0 | 0
1718 | 1055.456 | 809.98 | 1258.4901 | 1096.4127 | -162.0774 | 0 | 0 | 0 | 0 | 0
1719 | 957.674 | 779.29 | 1238.5129 | 994.8363 | -243.6766 | 0 | 0 | 0 | 0 | 0
1720 | 997.558 | 568.54 | 935.855 | 935.855 | 0 | 0 | 0 | 96.662 | 0 | 0
1721 | 1166.299 | 321.19 | 526.0029 | 526.0029 | 0 | 0 | 0 | 659.945 | 0 | 0
1722 | 1040.947 | 82.11 | 104.5162 | 104.5162 | 0 | 0 | 0 | 940.335 | 0 | 0
1723 | 1287.915 | 0 | 0 | 0 | 0 | 0 | 0 | 1264.143 | 0 | 24.6945
1724 | 1227.2 | 0 | 0 | 0 | 0 | 0 | 0 | 647.728 | 0 | 601.9583
1725 | 1147.2 | 0 | 0 | 0 | 0 | 0 | 0 | 567.728 | 0 | 601.9583
1726 | 1378.4 | 0 | 0 | 0 | 0 | 0 | 0 | 798.928 | 0 | 601.9583
1727 | 1175.2 | 0 | 0 | 0 | 0 | 0 | 0 | 595.728 | 0 | 601.9583
1728 | 160.8 | 0 | 0 | 0 | 0 | 0 | 0 | 160.8 | 0 | 0
1729 | 104.8 | 0 | 0 | 0 | 0 | 0 | 0 | 104.8 | 0 | 0
1730 | 106.4 | 0 | 0 | 0 | 0 | 0 | 0 | 106.4 | 0 | 0
1731 | 102.4 | 0 | 0 | 0 | 0 | 0 | 0 | 102.4 | 0 | 0
1732 | 108 | 0 | 0 | 0 | 0 | 0 | 0 | 108 | 0 | 0
1733 | 101.6 | 0 | 0 | 0 | 0 | 0 | 0 | 101.6 | 0 | 0
1734 | 104 | 0 | 0 | 0 | 0 | 0 | 0 | 104 | 0 | 0
1735 | 86.785 | 69.55 | 81.1857 | 0 | -81.1857 | 0 | 0 | 86.785 | 0 | 0
1736 | 102.491 | 313.03 | 513.4189 | 0 | -513.4189 | 0 | 0 | 102.491 | 0 | 0
1737 | 1053.719 | 570.49 | 952.7824 | 350.8241 | -601.9583 | 0 | 0 | 716.001 | 0 | 0
1738 | 1351.25 | 792.48 | 1273.8769 | 671.9186 | -601.9583 | 0 | 0 | 704.431 | 0 | 0
1739 | 1014.359 | 951.51 | 1481.1039 | 879.1457 | -601.9583 | 0 | 0 | 168.054 | 0 | 0
1740 | 1130.671 | 584.14 | 917.328 | 807.8836 | -109.4443 | 0 | 0 | 352.966 | 0 | 0
1741 | 1327.615 | 711.91 | 1107.6692 | 1107.6692 | 0 | 0 | 0 | 261.323 | 0 | 0
1742 | 1312.509 | 960.03 | 1493.5104 | 1363.4406 | -130.0698 | 0 | 0 | 0 | 0 | 0
1743 | 1182.509 | 808.98 | 1295.5422 | 1228.396 | -67.1463 | 0 | 0 | 0 | 0 | 0
1744 | 1270.68 | 593.39 | 984.1252 | 984.1252 | 0 | 0 | 0 | 323.317 | 0 | 0
1745 | 1403.753 | 339.53 | 558.2516 | 558.2516 | 0 | 0 | 0 | 866.355 | 0 | 0
1746 | 1739.825 | 90.05 | 111.3775 | 111.3775 | 0 | 0 | 0 | 1503.891 | 0 | 133.7108
1747 | 1588.775 | 0 | 0 | 0 | 0 | 0 | 0 | 1503.891 | 0 | 88.1779
1748 | 1500.8 | 0 | 0 | 0 | 0 | 0 | 0 | 1111.156 | 0 | 404.764
1749 | 1536 | 0 | 0 | 0 | 0 | 0 | 0 | 956.528 | 0 | 601.9583
1750 | 1589.6 | 0 | 0 | 0 | 0 | 0 | 0 | 1010.128 | 0 | 601.9583
1751 | 1916 | 0 | 0 | 0 | 0 | 0 | 0 | 1336.528 | 0 | 601.9583
1752 | 192 | 0 | 0 | 0 | 0 | 0 | 0 | 192 | 0 | 0
1753 | 107.2 | 0 | 0 | 0 | 0 | 0 | 0 | 107.2 | 0 | 0
1754 | 116 | 0 | 0 | 0 | 0 | 0 | 0 | 116 | 0 | 0
1755 | 110.4 | 0 | 0 | 0 | 0 | 0 | 0 | 110.4 | 0 | 0
1756 | 110.4 | 0 | 0 | 0 | 0 | 0 | 0 | 110.4 | 0 | 0
1757 | 108 | 0 | 0 | 0 | 0 | 0 | 0 | 108 | 0 | 0
1758 | 110.4 | 0 | 0 | 0 | 0 | 0 | 0 | 110.4 | 0 | 0
1759 | 103.221 | 74.32 | 85.1945 | 0 | -85.1945 | 0 | 0 | 103.221 | 0 | 0
1760 | 126.773 | 324.47 | 534.865 | 0 | -534.865 | 0 | 0 | 126.773 | 0 | 0
1761 | 999.966 | 574.05 | 969.1664 | 367.2081 | -601.9583 | 0 | 0 | 646.475 | 0 | 0
1762 | 1972.895 | 799.4 | 1304.3139 | 702.3556 | -601.9583 | 0 | 0 | 1296.776 | 0 | 0
1763 | 1497.263 | 951.9 | 1507.4584 | 905.5001 | -601.9583 | 0 | 0 | 625.589 | 0 | 0
1764 | 1447.357 | 976.32 | 1522.385 | 1300.3737 | -222.0113 | 0 | 0 | 195.559 | 0 | 0
1765 | 1492.397 | 1037.67 | 1609.5033 | 1550.3091 | -59.1942 | 0 | 0 | 0 | 0 | 0
1766 | 1665.983 | 946.85 | 1485.6362 | 1485.6362 | 0 | 0 | 0 | 235.843 | 0 | 0
1767 | 1335.156 | 779.82 | 1251.5644 | 1251.5644 | 0 | 0 | 0 | 130.344 | 0 | 0
1768 | 1587.901 | 568.67 | 941.3597 | 941.3597 | 0 | 0 | 0 | 681.706 | 0 | 0
1769 | 1409.122 | 313.01 | 513.7866 | 513.7866 | 0 | 0 | 0 | 914.528 | 0 | 0
1770 | 1956.792 | 74.87 | 97.8855 | 97.8855 | 0 | 0 | 0 | 1503.891 | 0 | 372.5891
1771 | 1705.486 | 0 | 0 | 0 | 0 | 0 | 0 | 1503.891 | 0 | 209.4178
1772 | 1647.2 | 0 | 0 | 0 | 0 | 0 | 0 | 1503.891 | 0 | 148.8701
1773 | 1580.8 | 0 | 0 | 0 | 0 | 0 | 0 | 1240.276 | 0 | 353.7379
1774 | 1783.2 | 0 | 0 | 0 | 0 | 0 | 0 | 1203.728 | 0 | 601.9583
1775 | 1466.4 | 0 | 0 | 0 | 0 | 0 | 0 | 886.928 | 0 | 601.9583
1776 | 1642.4 | 0 | 0 | 0 | 0 | 0 | 0 | 1503.891 | 0 | 143.8838
1777 | 1504 | 0 | 0 | 0 | 0 | 0 | 0 | 1503.891 | 0 | 0.11323
1778 | 1396 | 0 | 0 | 0 | 0 | 0 | 0 | 1396 | 0 | 0
1779 | 1258.4 | 0 | 0 | 0 | 0 | 0 | 0 | 1258.4 | 0 | 0
1780 | 1348.8 | 0 | 0 | 0 | 0 | 0 | 0 | 1348.8 | 0 | 0
1781 | 1135.2 | 0 | 0 | 0 | 0 | 0 | 0 | 1135.2 | 0 | 0
1782 | 1196.8 | 0 | 0 | 0 | 0 | 0 | 0 | 1196.8 | 0 | 0
1783 | 1208.997 | 59.67 | 74.1956 | 74.1956 | 0 | 0 | 0 | 1137.573 | 0 | 0
1784 | 230.659 | 295.75 | 487.0343 | 239.6097 | -247.4246 | 0 | 0 | 0 | 0 | 0
1785 | 288.152 | 529.96 | 883.3528 | 299.3337 | -584.0191 | 0 | 0 | 0 | 0 | 0
1786 | 332.224 | 764.06 | 1225.7886 | 345.1159 | -601.9583 | 0 | 278.7144 | 0 | 0 | 0
1787 | 287.755 | 922.48 | 1437.6694 | 298.9213 | -601.9583 | 0 | 536.7899 | 0 | 0 | 0
1788 | 233.034 | 1008.35 | 1549.4355 | 242.0779 | -601.9583 | 0 | 705.3993 | 0 | 0 | 0
1789 | 257.376 | 1007.76 | 1550.173 | 267.3634 | -69.8222 | 0 | 1212.9874 | 0 | 0 | 0
1790 | 254.785 | 920.68 | 1439.8727 | 264.6719 | 0 | 0 | 1175.2009 | 0 | 0 | 0
1791 | 276.33 | 769.08 | 1233.8559 | 287.0529 | 0 | 0 | 946.803 | 0 | 0 | 0
1792 | 204.693 | 553.91 | 915.1506 | 212.6361 | 0 | 0 | 702.5146 | 0 | 0 | 0
1793 | 301.357 | 286.02 | 468.5799 | 313.0511 | 0 | 0 | 155.5288 | 0 | 0 | 0
1794 | 228.211 | 70.33 | 92.276 | 92.276 | 0 | 0 | 0 | 139.382 | 0 | 0
1795 | 216.305 | 0 | 0 | 0 | 0 | 0 | 0 | 216.305 | 0 | 0
1796 | 242.4 | 0 | 0 | 0 | 0 | 0 | 0 | 242.4 | 0 | 0
1797 | 200.8 | 0 | 0 | 0 | 0 | 0 | 0 | 200.8 | 0 | 0
1798 | 296 | 0 | 0 | 0 | 0 | 0 | 0 | 296 | 0 | 0
1799 | 268 | 0 | 0 | 0 | 0 | 0 | 0 | 268 | 0 | 0
1800 | 291.2 | 0 | 0 | 0 | 0 | 0 | 0 | 131.605 | 0 | 165.788
1801 | 237.6 | 0 | 0 | 0 | 0 | 0 | 0 | 237.6 | 0 | 0
1802 | 191.2 | 0 | 0 | 0 | 0 | 0 | 0 | 191.2 | 0 | 0
1803 | 243.2 | 0 | 0 | 0 | 0 | 0 | 0 | 243.2 | 0 | 0
1804 | 204 | 0 | 0 | 0 | 0 | 0 | 0 | 204 | 0 | 0
1805 | 236 | 0 | 0 | 0 | 0 | 0 | 0 | 236 | 0 | 0
1806 | 293.6 | 0 | 0 | 0 | 0 | 0 | 0 | 293.6 | 0 | 0
1807 | 169.6 | 63.27 | 77.1074 | 77.1074 | 0 | 0 | 0 | 0 | 0 | 99.0739
1808 | 205.306 | 309.06 | 508.0358 | 213.2728 | -294.7629 | 0 | 0 | 0 | 0 | 0
1809 | 1200.592 | 567.37 | 950.496 | 950.496 | 0 | 0 | 0 | 285.602 | 0 | 0
1810 | 1832.064 | 637.16 | 1031.4188 | 1031.4188 | 0 | 0 | 0 | 839.174 | 0 | 0
1811 | 1718.381 | 926.37 | 1457.8181 | 1457.8181 | 0 | 0 | 0 | 105.711 | 0 | 217.4312
1812 | 1345.557 | 1010.3 | 1561.0098 | 1397.771 | -163.2388 | 0 | 0 | 0 | 0 | 0
1813 | 1408.003 | 999.85 | 1541.3785 | 1462.6402 | -78.7383 | 0 | 0 | 0 | 0 | 0
1814 | 1247.32 | 771.27 | 1210.273 | 1210.273 | 0 | 0 | 0 | 82.257 | 0 | 0
1815 | 1222.285 | 654.14 | 1048.3991 | 1048.3991 | 0 | 0 | 0 | 213.049 | 0 | 0
1816 | 1327.605 | 532.35 | 876.6546 | 876.6546 | 0 | 0 | 0 | 483.698 | 0 | 0
1817 | 1517.328 | 312.76 | 511.4846 | 511.4846 | 0 | 0 | 0 | 1024.95 | 0 | 0
1818 | 1493.831 | 75.92 | 98.407 | 98.407 | 0 | 0 | 0 | 1399.1 | 0 | 0
1819 | 1418.435 | 0 | 0 | 0 | 0 | 0 | 0 | 1418.435 | 0 | 0
1820 | 1030.4 | 0 | 0 | 0 | 0 | 0 | 0 | 468.065 | 0 | 584.1563
1821 | 1524 | 0 | 0 | 0 | 0 | 0 | 0 | 944.528 | 0 | 601.9583
1822 | 1386.4 | 0 | 0 | 0 | 0 | 0 | 0 | 806.928 | 0 | 601.9583
1823 | 1324 | 0 | 0 | 0 | 0 | 0 | 0 | 744.528 | 0 | 601.9583
1824 | 1220 | 0 | 0 | 0 | 0 | 0 | 0 | 1220 | 0 | 0
1825 | 1348.8 | 0 | 0 | 0 | 0 | 0 | 0 | 1348.8 | 0 | 0
1826 | 1544.8 | 0 | 0 | 0 | 0 | 0 | 0 | 1503.891 | 0 | 42.4965
1827 | 1356 | 0 | 0 | 0 | 0 | 0 | 0 | 1356 | 0 | 0
1828 | 1223.2 | 0 | 0 | 0 | 0 | 0 | 0 | 1223.2 | 0 | 0
1829 | 995.2 | 0 | 0 | 0 | 0 | 0 | 0 | 995.2 | 0 | 0
1830 | 1268 | 0 | 0 | 0 | 0 | 0 | 0 | 1268 | 0 | 0
1831 | 1071.282 | 59.74 | 76.4664 | 0 | -76.4664 | 0 | 0 | 1071.282 | 0 | 0
1832 | 1080.559 | 282.66 | 466.6519 | 0 | -466.6519 | 0 | 0 | 1080.559 | 0 | 0
1833 | 1433.37 | 535.52 | 890.9392 | 288.9809 | -601.9583 | 0 | 0 | 1155.185 | 0 | 0
1834 | 1536.183 | 756.16 | 1207.6168 | 605.6585 | -601.9583 | 0 | 0 | 953.15 | 0 | 0
1835 | 1523.623 | 904.66 | 1391.6275 | 789.6692 | -601.9583 | 0 | 0 | 763.453 | 0 | 0
1836 | 1417.562 | 974.9 | 1467.3076 | 1109.1599 | -358.1477 | 0 | 0 | 349.834 | 0 | 0
1837 | 1857.995 | 991.16 | 1485.8959 | 1485.8959 | 0 | 0 | 0 | 427.605 | 0 | 0
1838 | 1821.112 | 654.07 | 1015.7017 | 1015.7017 | 0 | 0 | 0 | 843.352 | 0 | 0
1839 | 2055.08 | 680.85 | 1077.3371 | 1077.3371 | 0 | 0 | 0 | 1017.987 | 0 | 0
1840 | 1685.353 | 531.67 | 870.775 | 870.775 | 0 | 0 | 0 | 847.106 | 0 | 0
1841 | 1935.979 | 298.41 | 488.4148 | 488.4148 | 0 | 0 | 0 | 1465.809 | 0 | 0
1842 | 1652.92 | 69.09 | 91.5779 | 91.5779 | 0 | 0 | 0 | 1503.891 | 0 | 63.2341
1843 | 1211.742 | 0 | 0 | 0 | 0 | 0 | 0 | 1211.742 | 0 | 0
1844 | 1214.4 | 0 | 0 | 0 | 0 | 0 | 0 | 883.446 | 0 | 343.7966
1845 | 1048 | 0 | 0 | 0 | 0 | 0 | 0 | 468.528 | 0 | 601.9583
1846 | 1320.8 | 0 | 0 | 0 | 0 | 0 | 0 | 741.328 | 0 | 601.9583
1847 | 1692 | 0 | 0 | 0 | 0 | 0 | 0 | 1112.528 | 0 | 601.9583
1848 | 1456.8 | 0 | 0 | 0 | 0 | 0 | 0 | 1456.8 | 0 | 0
1849 | 1660.8 | 0 | 0 | 0 | 0 | 0 | 0 | 1503.891 | 0 | 162.9978
1850 | 1558.4 | 0 | 0 | 0 | 0 | 0 | 0 | 1503.891 | 0 | 56.6242
1851 | 1351.2 | 0 | 0 | 0 | 0 | 0 | 0 | 1351.2 | 0 | 0
1852 | 954.4 | 0 | 0 | 0 | 0 | 0 | 0 | 954.4 | 0 | 0
1853 | 1149.6 | 0 | 0 | 0 | 0 | 0 | 0 | 1149.6 | 0 | 0
1854 | 950.4 | 0 | 0 | 0 | 0 | 0 | 0 | 950.4 | 0 | 0
1855 | 1003.501 | 44.82 | 58.198 | 0 | -58.198 | 0 | 0 | 1003.501 | 0 | 0
1856 | 1142.233 | 297.05 | 491.3141 | 0 | -491.3141 | 0 | 0 | 1142.233 | 0 | 0
1857 | 1496.27 | 521.14 | 871.8065 | 269.8482 | -601.9583 | 0 | 0 | 1236.503 | 0 | 0
1858 | 1685.004 | 690.23 | 1120.2595 | 518.3012 | -601.9583 | 0 | 0 | 1186.064 | 0 | 0
1859 | 1751.14 | 951.85 | 1498.0707 | 896.1125 | -601.9583 | 0 | 0 | 888.502 | 0 | 0
1860 | 1623.245 | 1036.65 | 1607.326 | 1255.5721 | -351.7538 | 0 | 0 | 414.574 | 0 | 0
1861 | 1835.131 | 1042.22 | 1614.1623 | 1614.1623 | 0 | 0 | 0 | 281.266 | 0 | 0
1862 | 1759.08 | 874.6 | 1376.8505 | 1376.8505 | 0 | 0 | 0 | 433.662 | 0 | 0
1863 | 1738.997 | 809.89 | 1303.1058 | 1303.1058 | 0 | 0 | 0 | 484.569 | 0 | 0
1864 | 1558.583 | 592.86 | 985.0466 | 985.0466 | 0 | 0 | 0 | 610.333 | 0 | 0
1865 | 1589.517 | 336.2 | 551.971 | 551.971 | 0 | 0 | 0 | 1058.165 | 0 | 0
1866 | 1636.574 | 87.84 | 108.9883 | 108.9883 | 0 | 0 | 0 | 1503.891 | 0 | 28.8424
1867 | 1446.081 | 0 | 0 | 0 | 0 | 0 | 0 | 1446.081 | 0 | 0
1868 | 1508 | 0 | 0 | 0 | 0 | 0 | 0 | 960.63 | 0 | 568.6106
1869 | 1304 | 0 | 0 | 0 | 0 | 0 | 0 | 724.528 | 0 | 601.9583
1870 | 1274.4 | 0 | 0 | 0 | 0 | 0 | 0 | 694.928 | 0 | 601.9583
1871 | 1512.8 | 0 | 0 | 0 | 0 | 0 | 0 | 933.328 | 0 | 601.9583
1872 | 1444 | 0 | 0 | 0 | 0 | 0 | 0 | 1444 | 0 | 0
1873 | 1532 | 0 | 0 | 0 | 0 | 0 | 0 | 1503.891 | 0 | 29.1998
1874 | 1208.8 | 0 | 0 | 0 | 0 | 0 | 0 | 1208.8 | 0 | 0
1875 | 1256.8 | 0 | 0 | 0 | 0 | 0 | 0 | 1256.8 | 0 | 0
1876 | 1124 | 0 | 0 | 0 | 0 | 0 | 0 | 1124 | 0 | 0
1877 | 1070.4 | 0 | 0 | 0 | 0 | 0 | 0 | 1070.4 | 0 | 0
1878 | 1064 | 0 | 0 | 0 | 0 | 0 | 0 | 1064 | 0 | 0
1879 | 1158.633 | 74.71 | 92.6385 | 0 | -92.6385 | 0 | 0 | 1158.633 | 0 | 0
1880 | 1337.607 | 290 | 479.0209 | 0 | -479.0209 | 0 | 0 | 1337.607 | 0 | 0
1881 | 1602.436 | 478.16 | 798.9738 | 197.0156 | -601.9583 | 0 | 0 | 1412.78 | 0 | 0
1882 | 1659.929 | 693.22 | 1127.0013 | 543.9171 | -583.0842 | 0 | 0 | 1136.331 | 0 | 0
1883 | 0 | 814.36 | 1294.3029 | 0 | -601.9583 | 0 | 692.3447 | 0 | 0 | 0
1884 | 1537.528 | 1054.68 | 1649.6469 | 1597.1914 | -52.4555 | 0 | 0 | 0 | 0 | 0
1885 | 1283.8 | 1042.49 | 1629.6405 | 1333.6175 | -296.023 | 0 | 0 | 0 | 0 | 0
1886 | 1608.326 | 926.54 | 1468.6996 | 1468.6996 | 0 | 0 | 0 | 194.49 | 0 | 0
1887 | 1597.92 | 716.22 | 1160.2909 | 1160.2909 | 0 | 0 | 0 | 480.972 | 0 | 0
1888 | 1735.168 | 604.39 | 1008.5838 | 1008.5838 | 0 | 0 | 0 | 764.26 | 0 | 0
1889 | 1535.971 | 346.09 | 568.1327 | 568.1327 | 0 | 0 | 0 | 989.061 | 0 | 0
1890 | 1401.399 | 91.51 | 109.3384 | 109.3384 | 0 | 0 | 0 | 1296.145 | 0 | 0
1891 | 1316.835 | 0 | 0 | 0 | 0 | 0 | 0 | 1293.063 | 0 | 24.6945
1892 | 1148 | 0 | 0 | 0 | 0 | 0 | 0 | 568.528 | 0 | 601.9583
1893 | 1382.4 | 0 | 0 | 0 | 0 | 0 | 0 | 802.928 | 0 | 601.9583
1894 | 1640.8 | 0 | 0 | 0 | 0 | 0 | 0 | 1061.328 | 0 | 601.9583
1895 | 1377.6 | 0 | 0 | 0 | 0 | 0 | 0 | 798.128 | 0 | 601.9583
1896 | 1239.2 | 0 | 0 | 0 | 0 | 0 | 0 | 1239.2 | 0 | 0
1897 | 950.4 | 0 | 0 | 0 | 0 | 0 | 0 | 950.4 | 0 | 0
1898 | 1244.8 | 0 | 0 | 0 | 0 | 0 | 0 | 1244.8 | 0 | 0
1899 | 963.2 | 0 | 0 | 0 | 0 | 0 | 0 | 963.2 | 0 | 0
1900 | 860.8 | 0 | 0 | 0 | 0 | 0 | 0 | 860.8 | 0 | 0
1901 | 976.8 | 0 | 0 | 0 | 0 | 0 | 0 | 976.8 | 0 | 0
1902 | 1053.6 | 0 | 0 | 0 | 0 | 0 | 0 | 1053.6 | 0 | 0
1903 | 880.938 | 81.18 | 99.6536 | 0 | -99.6536 | 0 | 0 | 880.938 | 0 | 0
1904 | 756.271 | 326.87 | 539.096 | 0 | -539.096 | 0 | 0 | 756.271 | 0 | 0
1905 | 1395.164 | 586.1 | 979.7622 | 377.8039 | -601.9583 | 0 | 0 | 1031.474 | 0 | 0
1906 | 1631.193 | 807.84 | 1300.4236 | 698.4653 | -601.9583 | 0 | 0 | 958.819 | 0 | 0
1907 | 1633.019 | 968.24 | 1512.5891 | 1145.0953 | -367.4938 | 0 | 0 | 530.699 | 0 | 0
1908 | 1231.998 | 1052.76 | 1615.9657 | 1279.8054 | -336.1603 | 0 | 0 | 0 | 0 | 0
1909 | 1467.239 | 1052.83 | 1618.5139 | 1524.1748 | -94.3391 | 0 | 0 | 0 | 0 | 0
1910 | 1286.247 | 893.98 | 1402.6399 | 1336.1595 | -66.4804 | 0 | 0 | 0 | 0 | 0
1911 | 1439.505 | 812.47 | 1308.1741 | 1308.1741 | 0 | 0 | 0 | 180.198 | 0 | 0
1912 | 1449.081 | 597.24 | 993.8692 | 993.8692 | 0 | 0 | 0 | 492.338 | 0 | 0
1913 | 1125.488 | 340.5 | 558.0241 | 558.0241 | 0 | 0 | 0 | 588.309 | 0 | 0
1914 | 1313.406 | 89.91 | 107.4218 | 107.4218 | 0 | 0 | 0 | 1209.997 | 0 | 0
1915 | 1105.904 | 0 | 0 | 0 | 0 | 0 | 0 | 1082.132 | 0 | 24.6945
1916 | 1031.2 | 0 | 0 | 0 | 0 | 0 | 0 | 451.728 | 0 | 601.9583
1917 | 1051.2 | 0 | 0 | 0 | 0 | 0 | 0 | 471.728 | 0 | 601.9583
1918 | 1335.2 | 0 | 0 | 0 | 0 | 0 | 0 | 755.728 | 0 | 601.9583
1919 | 1077.6 | 0 | 0 | 0 | 0 | 0 | 0 | 498.128 | 0 | 601.9583
1920 | 1121.6 | 0 | 0 | 0 | 0 | 0 | 0 | 1121.6 | 0 | 0
1921 | 1212 | 0 | 0 | 0 | 0 | 0 | 0 | 1212 | 0 | 0
1922 | 1262.4 | 0 | 0 | 0 | 0 | 0 | 0 | 1262.4 | 0 | 0
1923 | 1207.2 | 0 | 0 | 0 | 0 | 0 | 0 | 1207.2 | 0 | 0
1924 | 970.4 | 0 | 0 | 0 | 0 | 0 | 0 | 970.4 | 0 | 0
1925 | 967.2 | 0 | 0 | 0 | 0 | 0 | 0 | 967.2 | 0 | 0
1926 | 1076.8 | 0 | 0 | 0 | 0 | 0 | 0 | 1076.8 | 0 | 0
1927 | 691.327 | 80.93 | 99.4988 | 99.4988 | 0 | 0 | 0 | 595.545 | 0 | 0
1928 | 897.95 | 325.77 | 536.5229 | 536.5229 | 0 | 0 | 0 | 381.469 | 0 | 0
1929 | 500.197 | 579.74 | 966.9413 | 519.607 | -447.3343 | 0 | 0 | 0 | 0 | 0
1930 | 375.337 | 789.08 | 1264.0135 | 389.9029 | -601.9583 | 0 | 272.1523 | 0 | 0 | 0
1931 | 375.588 | 928.97 | 1439.1663 | 390.1626 | -601.9583 | 0 | 447.0455 | 0 | 0 | 0
1932 | 389.912 | 1005.69 | 1527.1749 | 405.0424 | -601.9583 | 0 | 520.1742 | 0 | 0 | 0
1933 | 750.082 | 790.41 | 1219.135 | 779.1887 | -439.9463 | 0 | 0 | 0 | 0 | 0
1934 | 1316.533 | 919.67 | 1420.7494 | 1367.6207 | -13.9854 | 0 | 39.1432 | 0 | 0 | 0
1935 | 1499.779 | 766.3 | 1217.0273 | 1217.0273 | 0 | 0 | 0 | 328.214 | 0 | 0
1936 | 1507.149 | 554.55 | 912.1048 | 912.1048 | 0 | 0 | 0 | 629.116 | 0 | 0
1937 | 1397.369 | 309.13 | 504.266 | 504.266 | 0 | 0 | 0 | 911.94 | 0 | 0
1938 | 997.74 | 75.26 | 95.7903 | 95.7903 | 0 | 0 | 0 | 905.528 | 0 | 0
1939 | 884.928 | 0 | 0 | 0 | 0 | 0 | 0 | 861.156 | 0 | 24.6945
1940 | 686.4 | 0 | 0 | 0 | 0 | 0 | 0 | 106.928 | 0 | 601.9583
1941 | 1051.2 | 0 | 0 | 0 | 0 | 0 | 0 | 471.728 | 0 | 601.9583
1942 | 1072.8 | 0 | 0 | 0 | 0 | 0 | 0 | 493.328 | 0 | 601.9583
1943 | 1167.2 | 0 | 0 | 0 | 0 | 0 | 0 | 587.728 | 0 | 601.9583
1944 | 1155.2 | 0 | 0 | 0 | 0 | 0 | 0 | 1155.2 | 0 | 0
1945 | 943.2 | 0 | 0 | 0 | 0 | 0 | 0 | 943.2 | 0 | 0
1946 | 1432.8 | 0 | 0 | 0 | 0 | 0 | 0 | 1432.8 | 0 | 0
1947 | 1044 | 0 | 0 | 0 | 0 | 0 | 0 | 1044 | 0 | 0
1948 | 1157.6 | 0 | 0 | 0 | 0 | 0 | 0 | 1157.6 | 0 | 0
1949 | 960.8 | 0 | 0 | 0 | 0 | 0 | 0 | 960.8 | 0 | 0
1950 | 852.8 | 0 | 0 | 0 | 0 | 0 | 0 | 852.8 | 0 | 0
1951 | 1154.806 | 75.41 | 97.871 | 97.871 | 0 | 0 | 0 | 1060.591 | 0 | 0
1952 | 248.715 | 309.7 | 509.3841 | 258.3663 | -251.0178 | 0 | 0 | 0 | 0 | 0
1953 | 294.906 | 559.94 | 926.6315 | 306.3498 | -601.9583 | 0 | 18.3235 | 0 | 0 | 0
1954 | 233.76 | 767.08 | 1222.0821 | 242.831 | -601.9583 | 0 | 377.2928 | 0 | 0 | 0
1955 | 233.438 | 904.7 | 1395.1678 | 242.4975 | -601.9583 | 0 | 550.7119 | 0 | 0 | 0
1956 | 273.494 | 991.08 | 1498.8477 | 284.1069 | -601.9583 | 0 | 612.7826 | 0 | 0 | 0
1957 | 185.868 | 988.46 | 1494.5024 | 193.0816 | -48.2888 | 0 | 1253.132 | 0 | 0 | 0
1958 | 251.672 | 900.77 | 1387.0038 | 261.4381 | 0 | 0 | 1125.5657 | 0 | 0 | 0
1959 | 290.153 | 750.96 | 1190.945 | 301.4123 | 0 | 0 | 889.5327 | 0 | 0 | 0
1960 | 251.848 | 541.75 | 889.5036 | 261.6209 | 0 | 0 | 627.8827 | 0 | 0 | 0
1961 | 267.282 | 303.04 | 493.4821 | 277.6538 | 0 | 0 | 215.8283 | 0 | 0 | 0
1962 | 269.159 | 73.43 | 93.0374 | 93.0374 | 0 | 0 | 0 | 179.597 | 0 | 0
1963 | 186.389 | 0 | 0 | 0 | 0 | 0 | 0 | 186.389 | 0 | 0
1964 | 352 | 0 | 0 | 0 | 0 | 0 | 0 | 352 | 0 | 0
1965 | 209.6 | 0 | 0 | 0 | 0 | 0 | 0 | 209.6 | 0 | 0
1966 | 269.6 | 0 | 0 | 0 | 0 | 0 | 0 | 44.668 | 0 | 233.6604
1967 | 288.8 | 0 | 0 | 0 | 0 | 0 | 0 | 0 | 0 | 300.0068
1968 | 246.4 | 0 | 0 | 0 | 0 | 0 | 0 | 0 | 0 | 255.9615
1969 | 255.2 | 0 | 0 | 0 | 0 | 0 | 0 | 255.2 | 0 | 0
1970 | 220 | 0 | 0 | 0 | 0 | 0 | 0 | 220 | 0 | 0
1971 | 287.2 | 0 | 0 | 0 | 0 | 0 | 0 | 287.2 | 0 | 0
1972 | 292.8 | 0 | 0 | 0 | 0 | 0 | 0 | 292.8 | 0 | 0
1973 | 234.4 | 0 | 0 | 0 | 0 | 0 | 0 | 234.4 | 0 | 0
1974 | 231.2 | 0 | 0 | 0 | 0 | 0 | 0 | 231.2 | 0 | 0
1975 | 217.414 | 67.14 | 90.3147 | 90.3147 | 0 | 0 | 0 | 0 | 0 | 135.536
1976 | 235.207 | 292.68 | 485.5218 | 244.3341 | -241.1876 | 0 | 0 | 0 | 0 | 0
1977 | 822.233 | 536.68 | 896.2994 | 854.1395 | -42.1599 | 0 | 0 | 0 | 0 | 0
1978 | 1224.436 | 431.7 | 697.9895 | 697.9895 | 0 | 0 | 0 | 0 | 0 | 573.9604
1979 | 1183.914 | 893.29 | 1408.4883 | 1229.8555 | -178.6329 | 0 | 0 | 0 | 0 | 0
1980 | 1080.396 | 983.15 | 1524.044 | 1122.3205 | -401.7235 | 0 | 0 | 0 | 0 | 0
1981 | 1034.163 | 989.98 | 1529.1206 | 1074.2934 | -454.8272 | 0 | 0 | 0 | 0 | 0
1982 | 1287.314 | 912.1 | 1426.8056 | 1337.2679 | -89.5377 | 0 | 0 | 0 | 0 | 0
1983 | 930.64 | 765.57 | 1227.0466 | 966.7533 | -260.2933 | 0 | 0 | 0 | 0 | 0
1984 | 1303.577 | 554.14 | 916.8023 | 916.8023 | 0 | 0 | 0 | 421.022 | 0 | 0
1985 | 1377.861 | 309.69 | 505.9613 | 505.9613 | 0 | 0 | 0 | 890.8 | 0 | 0
1986 | 1489.129 | 75.07 | 94.1095 | 94.1095 | 0 | 0 | 0 | 1398.535 | 0 | 0
1987 | 1582.537 | 0 | 0 | 0 | 0 | 0 | 0 | 1503.891 | 0 | 81.6978
1988 | 1236.8 | 0 | 0 | 0 | 0 | 0 | 0 | 1013.098 | 0 | 232.3827
1989 | 1488.8 | 0 | 0 | 0 | 0 | 0 | 0 | 909.328 | 0 | 601.9583
1990 | 1436.8 | 0 | 0 | 0 | 0 | 0 | 0 | 857.328 | 0 | 601.9583
1991 | 1529.6 | 0 | 0 | 0 | 0 | 0 | 0 | 950.128 | 0 | 601.9583
1992 | 1294.4 | 0 | 0 | 0 | 0 | 0 | 0 | 1294.4 | 0 | 0
1993 | 1304 | 0 | 0 | 0 | 0 | 0 | 0 | 1304 | 0 | 0
1994 | 1234.4 | 0 | 0 | 0 | 0 | 0 | 0 | 1234.4 | 0 | 0
1995 | 1701.6 | 0 | 0 | 0 | 0 | 0 | 0 | 1503.891 | 0 | 205.381
1996 | 1300 | 0 | 0 | 0 | 0 | 0 | 0 | 1300 | 0 | 0
1997 | 1364.8 | 0 | 0 | 0 | 0 | 0 | 0 | 1364.8 | 0 | 0
1998 | 1507.2 | 0 | 0 | 0 | 0 | 0 | 0 | 1503.891 | 0 | 3.4374
1999 | 1696 | 72.9 | 95.81 | 95.81 | 0 | 0 | 0 | 1503.891 | 0 | 103.7537
2000 | 1387.644 | 304.37 | 502.9352 | 0 | -502.9352 | 0 | 0 | 1387.644 | 0 | 0
2001 | 1583.009 | 551.4 | 919.5988 | 317.6405 | -601.9583 | 0 | 0 | 1277.234 | 0 | 0
2002 | 2116.262 | 758.88 | 1224.4236 | 636.1339 | -588.2897 | 0 | 0 | 1503.891 | 0 | 0
2003 | 2008.054 | 900.35 | 1416.349 | 814.3907 | -601.9583 | 0 | 0 | 1224.086 | 0 | 0
2004 | 1681.412 | 980.96 | 1523 | 1111.0006 | -411.9993 | 0 | 0 | 611.912 | 0 | 0
2005 | 1625.792 | 662.02 | 1042.0012 | 1042.0012 | 0 | 0 | 0 | 622.715 | 0 | 0
2006 | 1544.619 | 875.81 | 1383.9954 | 1383.9954 | 0 | 0 | 0 | 212.323 | 0 | 0
2007 | 1606.752 | 750.07 | 1213.5816 | 1213.5816 | 0 | 0 | 0 | 438.504 | 0 | 0
2008 | 1395.182 | 543.7 | 905.2643 | 905.2643 | 0 | 0 | 0 | 523.734 | 0 | 0
2009 | 1443.602 | 305.47 | 501.6222 | 501.6222 | 0 | 0 | 0 | 960.718 | 0 | 0
2010 | 1556.4 | 74.49 | 94.8179 | 94.8179 | 0 | 0 | 0 | 1465.124 | 0 | 0
2011 | 1556.11 | 0 | 0 | 0 | 0 | 0 | 0 | 1503.891 | 0 | 54.2453
2012 | 1073.6 | 0 | 0 | 0 | 0 | 0 | 0 | 1003.01 | 0 | 73.3292
2013 | 1459.2 | 0 | 0 | 0 | 0 | 0 | 0 | 879.728 | 0 | 601.9583
2014 | 1785.6 | 0 | 0 | 0 | 0 | 0 | 0 | 1206.128 | 0 | 601.9583
2015 | 1840 | 0 | 0 | 0 | 0 | 0 | 0 | 1260.528 | 0 | 601.9583
2016 | 1543.2 | 0 | 0 | 0 | 0 | 0 | 0 | 1503.891 | 0 | 40.8344
2017 | 1344.8 | 0 | 0 | 0 | 0 | 0 | 0 | 1344.8 | 0 | 0
2018 | 1585.6 | 0 | 0 | 0 | 0 | 0 | 0 | 1503.891 | 0 | 84.8797
2019 | 1395.2 | 0 | 0 | 0 | 0 | 0 | 0 | 1395.2 | 0 | 0
2020 | 1634.4 | 0 | 0 | 0 | 0 | 0 | 0 | 1503.891 | 0 | 135.5734
2021 | 1428 | 0 | 0 | 0 | 0 | 0 | 0 | 1428 | 0 | 0
2022 | 1732.8 | 0 | 0 | 0 | 0 | 0 | 0 | 1503.891 | 0 | 237.7918
2023 | 1353.618 | 72.27 | 96.1507 | 0 | -96.1507 | 0 | 0 | 1353.618 | 0 | 0
2024 | 1535.856 | 299.43 | 494.8679 | 33.2054 | -461.6625 | 0 | 0 | 1503.891 | 0 | 0
2025 | 1275.614 | 538.51 | 893.2869 | 291.3286 | -601.9583 | 0 | 0 | 995.168 | 0 | 0
2026 | 1988.333 | 753.92 | 1207.2355 | 605.2772 | -601.9583 | 0 | 0 | 1405.666 | 0 | 0
2027 | 1904.751 | 922.08 | 1435.1119 | 833.1536 | -601.9583 | 0 | 0 | 1102.72 | 0 | 0
2028 | 1672.28 | 997.28 | 1529.8124 | 1186.3607 | -343.4517 | 0 | 0 | 530.237 | 0 | 0
2029 | 1859.284 | 647.48 | 1018.9096 | 1018.9096 | 0 | 0 | 0 | 878.436 | 0 | 0
2030 | 1626.32 | 531.34 | 845.4001 | 845.4001 | 0 | 0 | 0 | 812.5 | 0 | 0
2031 | 1494.969 | 759.29 | 1227.0029 | 1227.0029 | 0 | 0 | 0 | 313.801 | 0 | 0
2032 | 1162.25 | 549.81 | 914.9231 | 914.9231 | 0 | 0 | 0 | 281.504 | 0 | 0
2033 | 1264.538 | 306.07 | 501.6315 | 501.6315 | 0 | 0 | 0 | 781.645 | 0 | 0
2034 | 1476.872 | 75.51 | 96.7958 | 96.7958 | 0 | 0 | 0 | 1383.692 | 0 | 0
2035 | 1536.546 | 0 | 0 | 0 | 0 | 0 | 0 | 1503.891 | 0 | 33.9222
2036 | 1277.6 | 0 | 0 | 0 | 0 | 0 | 0 | 800.028 | 0 | 496.1041
2037 | 1460.8 | 0 | 0 | 0 | 0 | 0 | 0 | 881.328 | 0 | 601.9583
2038 | 1661.6 | 0 | 0 | 0 | 0 | 0 | 0 | 1082.128 | 0 | 601.9583
2039 | 1407.2 | 0 | 0 | 0 | 0 | 0 | 0 | 827.728 | 0 | 601.9583
2040 | 1428 | 0 | 0 | 0 | 0 | 0 | 0 | 1428 | 0 | 0
2041 | 1554.4 | 0 | 0 | 0 | 0 | 0 | 0 | 1503.891 | 0 | 52.469
2042 | 1313.6 | 0 | 0 | 0 | 0 | 0 | 0 | 1313.6 | 0 | 0
2043 | 1546.4 | 0 | 0 | 0 | 0 | 0 | 0 | 1503.891 | 0 | 44.1586
2044 | 1344.8 | 0 | 0 | 0 | 0 | 0 | 0 | 1344.8 | 0 | 0
2045 | 1362.4 | 0 | 0 | 0 | 0 | 0 | 0 | 1362.4 | 0 | 0
2046 | 1128.8 | 0 | 0 | 0 | 0 | 0 | 0 | 1128.8 | 0 | 0
2047 | 1486.419 | 75.78 | 99.6671 | 0 | -99.6671 | 0 | 0 | 1486.419 | 0 | 0
2048 | 1323.308 | 187.22 | 305.286 | 0 | -305.286 | 0 | 0 | 1323.308 | 0 | 0
2049 | 1226.957 | 470.56 | 772.6328 | 170.6746 | -601.9583 | 0 | 0 | 1062.658 | 0 | 0
2050 | 1796.019 | 757.77 | 1194.614 | 592.6558 | -601.9583 | 0 | 0 | 1225.502 | 0 | 0
2051 | 1668.541 | 882.73 | 1346.318 | 744.3597 | -601.9583 | 0 | 0 | 951.988 | 0 | 0
2052 | 1931.97 | 963.57 | 1436.8446 | 940.5328 | -496.3118 | 0 | 0 | 1026.571 | 0 | 0
2053 | 1668.96 | 764.32 | 1161.5624 | 1161.5624 | 0 | 0 | 0 | 550.788 | 0 | 0
2054 | 1763.69 | 584.26 | 907.9434 | 907.9434 | 0 | 0 | 0 | 889.663 | 0 | 0
2055 | 1579.999 | 668.07 | 1056.9194 | 1056.9194 | 0 | 0 | 0 | 562.561 | 0 | 0
2056 | 1714.12 | 504.59 | 825.6431 | 825.6431 | 0 | 0 | 0 | 919.319 | 0 | 0
2057 | 1622.297 | 271.09 | 443.3546 | 443.3546 | 0 | 0 | 0 | 1195.504 | 0 | 0
2058 | 1842.205 | 54.54 | 71.1342 | 71.1342 | 0 | 0 | 0 | 1503.891 | 0 | 280.308
2059 | 1704.336 | 0 | 0 | 0 | 0 | 0 | 0 | 1503.891 | 0 | 208.2232
2060 | 1539.2 | 0 | 0 | 0 | 0 | 0 | 0 | 1503.891 | 0 | 36.6792
2061 | 1760 | 0 | 0 | 0 | 0 | 0 | 0 | 1503.891 | 0 | 266.0472
2062 | 1748 | 0 | 0 | 0 | 0 | 0 | 0 | 1503.891 | 0 | 253.5816
2063 | 1951.2 | 0 | 0 | 0 | 0 | 0 | 0 | 1503.891 | 0 | 464.6667
2064 | 1534.4 | 0 | 0 | 0 | 0 | 0 | 0 | 1503.891 | 0 | 31.6929
2065 | 1479.2 | 0 | 0 | 0 | 0 | 0 | 0 | 1479.2 | 0 | 0
2066 | 1765.6 | 0 | 0 | 0 | 0 | 0 | 0 | 1503.891 | 0 | 271.8646
2067 | 1462.4 | 0 | 0 | 0 | 0 | 0 | 0 | 1462.4 | 0 | 0
2068 | 1915.2 | 0 | 0 | 0 | 0 | 0 | 0 | 1503.891 | 0 | 427.2697
2069 | 1624.8 | 0 | 0 | 0 | 0 | 0 | 0 | 1503.891 | 0 | 125.6008
2070 | 1568 | 0 | 0 | 0 | 0 | 0 | 0 | 1503.891 | 0 | 66.5967
2071 | 1421.665 | 60.78 | 81.864 | 0 | -81.864 | 0 | 0 | 1421.665 | 0 | 0
2072 | 1488.271 | 282.88 | 468.1394 | 0 | -468.1394 | 0 | 0 | 1488.271 | 0 | 0
2073 | 1486.483 | 515.37 | 847.8236 | 245.8653 | -601.9583 | 0 | 0 | 1249.802 | 0 | 0
2074 | 1803.338 | 724.33 | 1144.3026 | 542.3444 | -601.9583 | 0 | 0 | 1281.253 | 0 | 0
2075 | 2033.628 | 885.45 | 1350.6082 | 748.65 | -601.9583 | 0 | 0 | 1312.944 | 0 | 0
2076 | 1696.775 | 878.64 | 1328.0288 | 976.7673 | -351.2614 | 0 | 0 | 756.494 | 0 | 0
2077 | 1592.548 | 922.45 | 1391.8498 | 1391.8498 | 0 | 0 | 0 | 252.691 | 0 | 0
2078 | 1457.42 | 709.01 | 1100.6843 | 1100.6843 | 0 | 0 | 0 | 397.852 | 0 | 0
2079 | 1641.988 | 727.04 | 1149.1798 | 1149.1798 | 0 | 0 | 0 | 535.736 | 0 | 0
2080 | 1955.911 | 521.94 | 854.097 | 854.097 | 0 | 0 | 0 | 1133.719 | 0 | 0
2081 | 1702.841 | 283.66 | 461.1462 | 461.1462 | 0 | 0 | 0 | 1258.921 | 0 | 0
2082 | 1466.806 | 62.55 | 81.086 | 81.086 | 0 | 0 | 0 | 1388.749 | 0 | 0
2083 | 1663.509 | 0 | 0 | 0 | 0 | 0 | 0 | 1503.891 | 0 | 165.8119
2084 | 1294.4 | 0 | 0 | 0 | 0 | 0 | 0 | 850.774 | 0 | 460.8408
2085 | 1368 | 0 | 0 | 0 | 0 | 0 | 0 | 788.528 | 0 | 601.9583
2086 | 1146.4 | 0 | 0 | 0 | 0 | 0 | 0 | 566.928 | 0 | 601.9583
2087 | 1459.2 | 0 | 0 | 0 | 0 | 0 | 0 | 879.728 | 0 | 601.9583
2088 | 1268.8 | 0 | 0 | 0 | 0 | 0 | 0 | 1268.8 | 0 | 0
2089 | 923.2 | 0 | 0 | 0 | 0 | 0 | 0 | 923.2 | 0 | 0
2090 | 1351.2 | 0 | 0 | 0 | 0 | 0 | 0 | 1351.2 | 0 | 0
2091 | 1026.4 | 0 | 0 | 0 | 0 | 0 | 0 | 1026.4 | 0 | 0
2092 | 1252.8 | 0 | 0 | 0 | 0 | 0 | 0 | 1252.8 | 0 | 0
2093 | 1265.6 | 0 | 0 | 0 | 0 | 0 | 0 | 1265.6 | 0 | 0
2094 | 918.4 | 0 | 0 | 0 | 0 | 0 | 0 | 918.4 | 0 | 0
2095 | 1050.829 | 67.97 | 92.4484 | 0 | -92.4484 | 0 | 0 | 1050.829 | 0 | 0
2096 | 806.027 | 303.92 | 502.2351 | 0 | -502.2351 | 0 | 0 | 806.027 | 0 | 0
2097 | 1095.822 | 457.81 | 760.0623 | 158.104 | -601.9583 | 0 | 0 | 943.624 | 0 | 0
2098 | 1270.332 | 776.77 | 1247.5889 | 779.7809 | -467.8081 | 0 | 0 | 519.68 | 0 | 0
2099 | 1318.43 | 938.77 | 1468.8284 | 1369.5913 | -99.237 | 0 | 0 | 0 | 0 | 0
2100 | 1137.052 | 1023.34 | 1580.021 | 1181.175 | -398.846 | 0 | 0 | 0 | 0 | 0
2101 | 1338.908 | 1024.82 | 1586.338 | 1390.864 | -195.474 | 0 | 0 | 0 | 0 | 0
2102 | 1124.637 | 933.59 | 1468.0887 | 1168.2783 | -299.8105 | 0 | 0 | 0 | 0 | 0
2103 | 1168.045 | 782.7 | 1262.6942 | 1213.3707 | -49.3235 | 0 | 0 | 0 | 0 | 0
2104 | 1479.406 | 568.7 | 944.8064 | 944.8064 | 0 | 0 | 0 | 569.893 | 0 | 0
2105 | 1301.431 | 318.95 | 519.7379 | 519.7379 | 0 | 0 | 0 | 801.108 | 0 | 0
2106 | 1478.389 | 78.07 | 94.2144 | 94.2144 | 0 | 0 | 0 | 1387.694 | 0 | 0
2107 | 1147.38 | 0 | 0 | 0 | 0 | 0 | 0 | 1147.38 | 0 | 0
2108 | 1016 | 0 | 0 | 0 | 0 | 0 | 0 | 713.882 | 0 | 313.8416
2109 | 1436 | 0 | 0 | 0 | 0 | 0 | 0 | 856.528 | 0 | 601.9583
2110 | 1550.4 | 0 | 0 | 0 | 0 | 0 | 0 | 970.928 | 0 | 601.9583
2111 | 1441.6 | 0 | 0 | 0 | 0 | 0 | 0 | 862.128 | 0 | 601.9583
2112 | 1428 | 0 | 0 | 0 | 0 | 0 | 0 | 1428 | 0 | 0
2113 | 1300 | 0 | 0 | 0 | 0 | 0 | 0 | 1300 | 0 | 0
2114 | 1284 | 0 | 0 | 0 | 0 | 0 | 0 | 1284 | 0 | 0
2115 | 1629.6 | 0 | 0 | 0 | 0 | 0 | 0 | 1503.891 | 0 | 130.5871
2116 | 1440 | 0 | 0 | 0 | 0 | 0 | 0 | 1440 | 0 | 0
2117 | 1583.2 | 0 | 0 | 0 | 0 | 0 | 0 | 1503.891 | 0 | 82.3866
2118 | 1600 | 0 | 0 | 0 | 0 | 0 | 0 | 1503.891 | 0 | 99.8385
2119 | 1140.384 | 85.2 | 112.9711 | 112.9711 | 0 | 0 | 0 | 1031.633 | 0 | 0
2120 | 204.826 | 321.34 | 528.4535 | 212.7742 | -315.6793 | 0 | 0 | 0 | 0 | 0
2121 | 307.065 | 567.78 | 936.1106 | 318.9806 | -601.9583 | 0 | 15.1717 | 0 | 0 | 0
2122 | 313.222 | 773.7 | 1228.5082 | 325.3765 | -601.9583 | 0 | 301.1734 | 0 | 0 | 0
2123 | 355.547 | 917.13 | 1416.1319 | 369.3439 | -601.9583 | 0 | 444.8297 | 0 | 0 | 0
2124 | 311.517 | 997.11 | 1516.8097 | 323.6043 | -585.5867 | 0 | 607.6187 | 0 | 0 | 0
2125 | 299.716 | 668.68 | 1038.677 | 311.3464 | 0 | 0 | 727.3306 | 0 | 0 | 0
2126 | 315.351 | 915.01 | 1415.1647 | 327.5881 | 0 | 0 | 1087.5766 | 0 | 0 | 0
2127 | 283.379 | 761.48 | 1210.4911 | 294.3755 | 0 | 0 | 916.1157 | 0 | 0 | 0
2128 | 230.684 | 549.51 | 901.1049 | 239.6356 | 0 | 0 | 661.4693 | 0 | 0 | 0
2129 | 250.683 | 304.05 | 490.7719 | 260.4107 | 0 | 0 | 230.3612 | 0 | 0 | 0
2130 | 298.518 | 72.87 | 89.8493 | 89.8493 | 0 | 0 | 0 | 212.025 | 0 | 0
2131 | 256.165 | 0 | 0 | 0 | 0 | 0 | 0 | 256.165 | 0 | 0
2132 | 318.4 | 0 | 0 | 0 | 0 | 0 | 0 | 318.4 | 0 | 0
2133 | 298.4 | 0 | 0 | 0 | 0 | 0 | 0 | 298.4 | 0 | 0
2134 | 237.6 | 0 | 0 | 0 | 0 | 0 | 0 | 237.6 | 0 | 0
2135 | 305.6 | 0 | 0 | 0 | 0 | 0 | 0 | 207.847 | 0 | 101.5463
2136 | 168 | 0 | 0 | 0 | 0 | 0 | 0 | 0 | 0 | 174.5192
2137 | 228.8 | 0 | 0 | 0 | 0 | 0 | 0 | 228.8 | 0 | 0
2138 | 226.4 | 0 | 0 | 0 | 0 | 0 | 0 | 226.4 | 0 | 0
2139 | 221.6 | 0 | 0 | 0 | 0 | 0 | 0 | 221.6 | 0 | 0
2140 | 135.2 | 0 | 0 | 0 | 0 | 0 | 0 | 135.2 | 0 | 0
2141 | 148.8 | 0 | 0 | 0 | 0 | 0 | 0 | 148.8 | 0 | 0
2142 | 203.2 | 0 | 0 | 0 | 0 | 0 | 0 | 203.2 | 0 | 0
2143 | 139.948 | 84.65 | 114.3537 | 114.3537 | 0 | 0 | 0 | 0 | 0 | 31.0249
2144 | 168.345 | 315.71 | 516.635 | 174.8776 | -341.7574 | 0 | 0 | 0 | 0 | 0
2145 | 999.188 | 559.15 | 910.341 | 910.341 | 0 | 0 | 0 | 122.853 | 0 | 0
2146 | 1188.218 | 687.78 | 1082.6963 | 1082.6963 | 0 | 0 | 0 | 145.966 | 0 | 0
2147 | 1369.757 | 525.43 | 819.4113 | 819.4113 | 0 | 0 | 0 | 580.955 | 0 | 0
2148 | 1382.264 | 599.82 | 923.1349 | 923.1349 | 0 | 0 | 0 | 493.613 | 0 | 0
2149 | 1401.945 | 780.61 | 1188.0062 | 1188.0062 | 0 | 0 | 0 | 258.317 | 0 | 0
2150 | 1395.96 | 638.1 | 987.3216 | 987.3216 | 0 | 0 | 0 | 445.52 | 0 | 0
2151 | 1436.28 | 550.68 | 872.2563 | 872.2563 | 0 | 0 | 0 | 596.607 | 0 | 0
2152 | 1584.287 | 433.63 | 707.8229 | 707.8229 | 0 | 0 | 0 | 902.905 | 0 | 0
2153 | 1458.461 | 289.6 | 468.7565 | 468.7565 | 0 | 0 | 0 | 1007.215 | 0 | 0
2154 | 1392.377 | 67.8 | 86.2187 | 86.2187 | 0 | 0 | 0 | 1309.379 | 0 | 0
2155 | 1600.335 | 0 | 0 | 0 | 0 | 0 | 0 | 1503.891 | 0 | 100.1865
2156 | 1251.2 | 0 | 0 | 0 | 0 | 0 | 0 | 744.4 | 0 | 526.4662
2157 | 921.6 | 0 | 0 | 0 | 0 | 0 | 0 | 342.128 | 0 | 601.9583
2158 | 1216 | 0 | 0 | 0 | 0 | 0 | 0 | 636.528 | 0 | 601.9583
2159 | 1305.6 | 0 | 0 | 0 | 0 | 0 | 0 | 726.128 | 0 | 601.9583
2160 | 875.2 | 0 | 0 | 0 | 0 | 0 | 0 | 875.2 | 0 | 0
2161 | 1137.6 | 0 | 0 | 0 | 0 | 0 | 0 | 1137.6 | 0 | 0
2162 | 760 | 0 | 0 | 0 | 0 | 0 | 0 | 760 | 0 | 0
2163 | 1196.8 | 0 | 0 | 0 | 0 | 0 | 0 | 1196.8 | 0 | 0
2164 | 1156 | 0 | 0 | 0 | 0 | 0 | 0 | 1156 | 0 | 0
2165 | 1220 | 0 | 0 | 0 | 0 | 0 | 0 | 1220 | 0 | 0
2166 | 1054.4 | 0 | 0 | 0 | 0 | 0 | 0 | 1054.4 | 0 | 0
2167 | 1293.304 | 75.61 | 104.8985 | 0 | -104.8985 | 0 | 0 | 1293.304 | 0 | 0
2168 | 1393.785 | 243.93 | 401.7868 | 0 | -401.7868 | 0 | 0 | 1393.785 | 0 | 0
2169 | 1579.901 | 551.03 | 900.1004 | 298.1422 | -601.9583 | 0 | 0 | 1292.896 | 0 | 0
2170 | 1649.699 | 753.44 | 1177.4904 | 575.5321 | -601.9583 | 0 | 0 | 1095.667 | 0 | 0
2171 | 1676.943 | 911.3 | 1378.7017 | 776.7434 | -601.9583 | 0 | 0 | 929.215 | 0 | 0
2172 | 1684.745 | 991.31 | 1477.0339 | 1082.4543 | -394.5796 | 0 | 0 | 642.726 | 0 | 0
2173 | 1931.871 | 988.55 | 1483.006 | 1483.006 | 0 | 0 | 0 | 504.263 | 0 | 0
2174 | 1728.951 | 432.11 | 673.6908 | 673.6908 | 0 | 0 | 0 | 1080.426 | 0 | 0
2175 | 1653.202 | 722.21 | 1140.2264 | 1140.2264 | 0 | 0 | 0 | 555.569 | 0 | 0
2176 | 1470.106 | 438.37 | 708.1823 | 708.1823 | 0 | 0 | 0 | 788.378 | 0 | 0
2177 | 1634.306 | 276.88 | 449.0348 | 449.0348 | 0 | 0 | 0 | 1202.045 | 0 | 0
2178 | 1538.105 | 60.12 | 76.5558 | 76.5558 | 0 | 0 | 0 | 1464.409 | 0 | 0
2179 | 1470.4 | 0 | 0 | 0 | 0 | 0 | 0 | 1470.4 | 0 | 0
2180 | 1250.4 | 0 | 0 | 0 | 0 | 0 | 0 | 735.84 | 0 | 534.5274
2181 | 1324.8 | 0 | 0 | 0 | 0 | 0 | 0 | 745.328 | 0 | 601.9583
2182 | 1529.6 | 0 | 0 | 0 | 0 | 0 | 0 | 950.128 | 0 | 601.9583
2183 | 1635.2 | 0 | 0 | 0 | 0 | 0 | 0 | 1055.728 | 0 | 601.9583
2184 | 1508 | 0 | 0 | 0 | 0 | 0 | 0 | 1508 | 0 | 0
2185 | 972 | 0 | 0 | 0 | 0 | 0 | 0 | 972 | 0 | 0
2186 | 1086.4 | 0 | 0 | 0 | 0 | 0 | 0 | 1086.4 | 0 | 0
2187 | 1562.4 | 0 | 0 | 0 | 0 | 0 | 0 | 1537.658 | 0 | 25.7021
2188 | 1220 | 0 | 0 | 0 | 0 | 0 | 0 | 1220 | 0 | 0
2189 | 1601.6 | 0 | 0 | 0 | 0 | 0 | 0 | 1537.658 | 0 | 66.4233
2190 | 1461.6 | 0 | 0 | 0 | 0 | 0 | 0 | 1461.6 | 0 | 0
2191 | 1554.491 | 52.85 | 75.3809 | 17.4862 | -57.8947 | 0 | 0 | 1537.658 | 0 | 0
2192 | 1258.89 | 195.35 | 318.1018 | 0 | -318.1018 | 0 | 0 | 1258.89 | 0 | 0
2193 | 1130.656 | 420.19 | 676.6681 | 74.7098 | -601.9583 | 0 | 0 | 1058.737 | 0 | 0
2194 | 1493.053 | 605.43 | 944.6267 | 342.6684 | -601.9583 | 0 | 0 | 1163.185 | 0 | 0
2195 | 1407.71 | 720.63 | 1100.4173 | 498.459 | -601.9583 | 0 | 0 | 927.871 | 0 | 0
2196 | 1593.023 | 791.25 | 1194.6057 | 669.3372 | -525.2685 | 0 | 0 | 948.689 | 0 | 0
2197 | 1931.914 | 755.94 | 1146.2681 | 1146.2681 | 0 | 0 | 0 | 828.465 | 0 | 0
2198 | 1327.845 | 629.47 | 970.2083 | 970.2083 | 0 | 0 | 0 | 393.879 | 0 | 0
2199 | 1348.658 | 773.75 | 1223.8367 | 1223.8367 | 0 | 0 | 0 | 170.538 | 0 | 0
2200 | 1472.454 | 485.18 | 782.7269 | 782.7269 | 0 | 0 | 0 | 718.966 | 0 | 0
2201 | 1419.53 | 312.83 | 500.8369 | 500.8369 | 0 | 0 | 0 | 937.402 | 0 | 0
2202 | 938.571 | 40.11 | 52.1999 | 52.1999 | 0 | 0 | 0 | 888.321 | 0 | 0
2203 | 1347.852 | 0 | 0 | 0 | 0 | 0 | 0 | 1324.08 | 0 | 24.6945
2204 | 1007.2 | 0 | 0 | 0 | 0 | 0 | 0 | 427.728 | 0 | 601.9583
2205 | 1144 | 0 | 0 | 0 | 0 | 0 | 0 | 564.528 | 0 | 601.9583
2206 | 1352 | 0 | 0 | 0 | 0 | 0 | 0 | 772.528 | 0 | 601.9583
2207 | 1520.8 | 0 | 0 | 0 | 0 | 0 | 0 | 941.328 | 0 | 601.9583
2208 | 1532.8 | 0 | 0 | 0 | 0 | 0 | 0 | 1532.8 | 0 | 0
2209 | 1087.2 | 0 | 0 | 0 | 0 | 0 | 0 | 1087.2 | 0 | 0
2210 | 1328.8 | 0 | 0 | 0 | 0 | 0 | 0 | 1328.8 | 0 | 0
2211 | 1067.2 | 0 | 0 | 0 | 0 | 0 | 0 | 1067.2 | 0 | 0
2212 | 1069.6 | 0 | 0 | 0 | 0 | 0 | 0 | 1069.6 | 0 | 0
2213 | 964.8 | 0 | 0 | 0 | 0 | 0 | 0 | 964.8 | 0 | 0
2214 | 1233.6 | 0 | 0 | 0 | 0 | 0 | 0 | 1233.6 | 0 | 0
2215 | 1241.187 | 94.83 | 122.4855 | 0 | -122.4855 | 0 | 0 | 1241.187 | 0 | 0
2216 | 1139.749 | 332.6 | 546.4923 | 0 | -546.4923 | 0 | 0 | 1139.749 | 0 | 0
2217 | 1485.342 | 576.05 | 951.4413 | 349.483 | -601.9583 | 0 | 0 | 1148.915 | 0 | 0
2218 | 1788.565 | 784.99 | 1253.0437 | 651.0854 | -601.9583 | 0 | 0 | 1161.801 | 0 | 0
2219 | 1486.331 | 935.09 | 1457.2166 | 855.2583 | -601.9583 | 0 | 0 | 663.022 | 0 | 0
2220 | 1635.414 | 1012.44 | 1559.5202 | 1327.232 | -232.2882 | 0 | 0 | 357.761 | 0 | 0
2221 | 1839.255 | 719.66 | 1114.7632 | 1114.7632 | 0 | 0 | 0 | 766.134 | 0 | 0
2222 | 1431.431 | 920.7 | 1442.2609 | 1442.2609 | 0 | 0 | 0 | 43.046 | 0 | 0
2223 | 1727.174 | 768.04 | 1232.9355 | 1232.9355 | 0 | 0 | 0 | 540.295 | 0 | 0
2224 | 1726.438 | 559.03 | 924.2142 | 924.2142 | 0 | 0 | 0 | 836.748 | 0 | 0
2225 | 1599.501 | 312.42 | 503.0443 | 503.0443 | 0 | 0 | 0 | 1115.248 | 0 | 0
2226 | 1633.042 | 77.24 | 89.1533 | 89.1533 | 0 | 0 | 0 | 1537.658 | 0 | 9.932
2227 | 1619.476 | 0 | 0 | 0 | 0 | 0 | 0 | 1537.658 | 0 | 84.9929
2228 | 1533.6 | 0 | 0 | 0 | 0 | 0 | 0 | 1021.735 | 0 | 531.7278
2229 | 1748.8 | 0 | 0 | 0 | 0 | 0 | 0 | 1169.328 | 0 | 601.9583
2230 | 1145.6 | 0 | 0 | 0 | 0 | 0 | 0 | 566.128 | 0 | 601.9583
2231 | 1203.2 | 0 | 0 | 0 | 0 | 0 | 0 | 623.728 | 0 | 601.9583
2232 | 382.4 | 0 | 0 | 0 | 0 | 0 | 0 | 382.4 | 0 | 0
2233 | 120 | 0 | 0 | 0 | 0 | 0 | 0 | 120 | 0 | 0
2234 | 126.4 | 0 | 0 | 0 | 0 | 0 | 0 | 126.4 | 0 | 0
2235 | 118.4 | 0 | 0 | 0 | 0 | 0 | 0 | 118.4 | 0 | 0
2236 | 124.8 | 0 | 0 | 0 | 0 | 0 | 0 | 124.8 | 0 | 0
2237 | 127.2 | 0 | 0 | 0 | 0 | 0 | 0 | 127.2 | 0 | 0
2238 | 104.8 | 0 | 0 | 0 | 0 | 0 | 0 | 104.8 | 0 | 0
2239 | 90.455 | 50.03 | 71.2433 | 0 | -71.2433 | 0 | 0 | 90.455 | 0 | 0
2240 | 181.636 | 194.46 | 317.9065 | 0 | -317.9065 | 0 | 0 | 181.636 | 0 | 0
2241 | 1303.888 | 212.59 | 341.6463 | 0 | -341.6463 | 0 | 0 | 1303.888 | 0 | 0
2242 | 1593.999 | 518.73 | 823.9342 | 221.976 | -601.9583 | 0 | 0 | 1380.315 | 0 | 0
2243 | 1722.687 | 611.28 | 952.4281 | 350.4699 | -601.9583 | 0 | 0 | 1385.31 | 0 | 0
2244 | 1824.597 | 610.08 | 941.9331 | 339.9748 | -601.9583 | 0 | 0 | 1497.322 | 0 | 0
2245 | 1538.349 | 766.06 | 1166.4811 | 996.0122 | -170.4689 | 0 | 0 | 579.543 | 0 | 0
2246 | 1462.819 | 716.29 | 1100.7372 | 1100.7372 | 0 | 0 | 0 | 403.2 | 0 | 0
2247 | 1763.062 | 529.02 | 833.4258 | 833.4258 | 0 | 0 | 0 | 960.769 | 0 | 0
2248 | 1727.078 | 450.78 | 727.8012 | 727.8012 | 0 | 0 | 0 | 1026.464 | 0 | 0
2249 | 1726.744 | 70.39 | 104.6887 | 104.6887 | 0 | 0 | 0 | 1537.658 | 0 | 91.7348
2250 | 1440.062 | 19.59 | 20.2224 | 0 | -20.2224 | 0 | 0 | 1440.062 | 0 | 0
2251 | 1485.876 | 0 | 0 | 0 | 0 | 0 | 0 | 1485.876 | 0 | 0
2252 | 1420 | 0 | 0 | 0 | 0 | 0 | 0 | 887.571 | 0 | 553.0898
2253 | 1555.2 | 0 | 0 | 0 | 0 | 0 | 0 | 975.728 | 0 | 601.9583
2254 | 1828.8 | 0 | 0 | 0 | 0 | 0 | 0 | 1249.328 | 0 | 601.9583
2255 | 1337.6 | 0 | 0 | 0 | 0 | 0 | 0 | 758.128 | 0 | 601.9583
2256 | 1448.8 | 0 | 0 | 0 | 0 | 0 | 0 | 1448.8 | 0 | 0
2257 | 1088.8 | 0 | 0 | 0 | 0 | 0 | 0 | 1088.8 | 0 | 0
2258 | 1398.4 | 0 | 0 | 0 | 0 | 0 | 0 | 1398.4 | 0 | 0
2259 | 1239.2 | 0 | 0 | 0 | 0 | 0 | 0 | 1239.2 | 0 | 0
2260 | 1181.6 | 0 | 0 | 0 | 0 | 0 | 0 | 1181.6 | 0 | 0
2261 | 1463.2 | 0 | 0 | 0 | 0 | 0 | 0 | 1463.2 | 0 | 0
2262 | 1187.2 | 0 | 0 | 0 | 0 | 0 | 0 | 1187.2 | 0 | 0
2263 | 1184.8 | 83.53 | 119.1135 | 0 | -119.1135 | 0 | 0 | 1184.8 | 0 | 0
2264 | 1603.456 | 280.9 | 465.1248 | 68.3513 | -396.7736 | 0 | 0 | 1537.658 | 0 | 0
2265 | 1609.349 | 445.01 | 727.0678 | 125.1095 | -601.9583 | 0 | 0 | 1488.913 | 0 | 0
2266 | 1528.207 | 610.18 | 969.8125 | 367.8543 | -601.9583 | 0 | 0 | 1174.094 | 0 | 0
2267 | 1584.409 | 710.29 | 1101.722 | 499.7638 | -601.9583 | 0 | 0 | 1103.315 | 0 | 0
2268 | 1411.614 | 748.29 | 1142.9792 | 757.6003 | -385.3789 | 0 | 0 | 682.314 | 0 | 0
2269 | 1807.633 | 779.54 | 1183.9974 | 1183.9974 | 0 | 0 | 0 | 667.864 | 0 | 0
2270 | 1580.825 | 752.37 | 1153.8783 | 1153.8783 | 0 | 0 | 0 | 470.05 | 0 | 0
2271 | 1109.428 | 584.53 | 920.2688 | 920.2688 | 0 | 0 | 0 | 223.536 | 0 | 0
2272 | 1562.899 | 440.64 | 713.9476 | 713.9476 | 0 | 0 | 0 | 875.621 | 0 | 0
2273 | 1288.141 | 243.19 | 395.5852 | 395.5852 | 0 | 0 | 0 | 907.333 | 0 | 0
2274 | 1690.754 | 60.78 | 80.3567 | 80.3567 | 0 | 0 | 0 | 1537.658 | 0 | 78.6801
2275 | 1651.22 | 0 | 0 | 0 | 0 | 0 | 0 | 1537.658 | 0 | 117.9687
2276 | 1392.8 | 0 | 0 | 0 | 0 | 0 | 0 | 1392.8 | 0 | 0
2277 | 1446.4 | 0 | 0 | 0 | 0 | 0 | 0 | 995.212 | 0 | 468.6962
2278 | 1270.4 | 0 | 0 | 0 | 0 | 0 | 0 | 690.928 | 0 | 601.9583
2279 | 1509.6 | 0 | 0 | 0 | 0 | 0 | 0 | 930.128 | 0 | 601.9583
2280 | 1620 | 0 | 0 | 0 | 0 | 0 | 0 | 1537.658 | 0 | 85.5373
2281 | 1519.2 | 0 | 0 | 0 | 0 | 0 | 0 | 1519.2 | 0 | 0
2282 | 1356.8 | 0 | 0 | 0 | 0 | 0 | 0 | 1356.8 | 0 | 0
2283 | 1847.2 | 0 | 0 | 0 | 0 | 0 | 0 | 1537.658 | 0 | 321.5537
2284 | 1688 | 0 | 0 | 0 | 0 | 0 | 0 | 1537.658 | 0 | 156.176
2285 | 1469.6 | 0 | 0 | 0 | 0 | 0 | 0 | 1469.6 | 0 | 0
2286 | 1407.2 | 0 | 0 | 0 | 0 | 0 | 0 | 1407.2 | 0 | 0
2287 | 1298.407 | 34.3 | 45.4913 | 45.4913 | 0 | 0 | 0 | 1254.615 | 0 | 0
2288 | 341.456 | 118.01 | 188.3363 | 188.3363 | 0 | 0 | 0 | 160.155 | 0 | 0
2289 | 276.424 | 344.97 | 562.1814 | 287.1506 | -275.0308 | 0 | 0 | 0 | 0 | 0
2290 | 284.243 | 599.75 | 945.3404 | 295.273 | -601.9583 | 0 | 48.1091 | 0 | 0 | 0
2291 | 269.004 | 912.23 | 1390.0381 | 279.4426 | -601.9583 | 0 | 508.6372 | 0 | 0 | 0
2292 | 333.853 | 858.81 | 1280.5689 | 346.8091 | -601.9583 | 0 | 331.8015 | 0 | 0 | 0
2293 | 211.973 | 746.35 | 1122.7828 | 220.1996 | -601.9583 | 0 | 300.6249 | 0 | 0 | 0
2294 | 211.252 | 821.02 | 1222.3948 | 219.4496 | -24.2758 | 0 | 978.6694 | 0 | 0 | 0
2295 | 343.658 | 607.31 | 941.798 | 356.9936 | 0 | 0 | 584.8045 | 0 | 0 | 0
2296 | 393.167 | 313.99 | 501.1059 | 408.4237 | 0 | 0 | 92.6822 | 0 | 0 | 0
2297 | 317.159 | 253.68 | 409.1914 | 329.4663 | 0 | 0 | 79.7251 | 0 | 0 | 0
2298 | 348.83 | 62.6 | 81.4444 | 81.4444 | 0 | 0 | 0 | 0 | 0 | 280.9219
2299 | 281.691 | 0 | 0 | 0 | 0 | 0 | 0 | 0 | 0 | 292.6219
2300 | 266.4 | 0 | 0 | 0 | 0 | 0 | 0 | 0 | 0 | 276.7376
2301 | 309.6 | 0 | 0 | 0 | 0 | 0 | 0 | 0 | 0 | 321.614
2302 | 292 | 0 | 0 | 0 | 0 | 0 | 0 | 0 | 0 | 303.331
2303 | 243.2 | 0 | 0 | 0 | 0 | 0 | 0 | 0 | 0 | 252.6373
2304 | 139.2 | 0 | 0 | 0 | 0 | 0 | 0 | 0 | 0 | 144.6016
2305 | 142.4 | 0 | 0 | 0 | 0 | 0 | 0 | 142.4 | 0 | 0
2306 | 124 | 0 | 0 | 0 | 0 | 0 | 0 | 19.258 | 0 | 108.8065
2307 | 118.4 | 0 | 0 | 0 | 0 | 0 | 0 | 0 | 0 | 122.9945
2308 | 115.2 | 0 | 0 | 0 | 0 | 0 | 0 | 0 | 0 | 119.6703
2309 | 101.6 | 0 | 0 | 0 | 0 | 0 | 0 | 0 | 0 | 105.5426
2310 | 99.2 | 0 | 0 | 0 | 0 | 0 | 0 | 0 | 0 | 103.0494
2311 | 81.795 | 79.16 | 114.4586 | 84.969 | -29.4896 | 0 | 0 | 0 | 0 | 0
2312 | 89.489 | 265.15 | 438.6436 | 92.9616 | -345.682 | 0 | 0 | 0 | 0 | 0
2313 | 89.121 | 559 | 922.1179 | 92.5804 | -601.9583 | 0 | 227.5793 | 0 | 0 | 0
2314 | 88.082 | 761.4 | 1215.8108 | 91.5 | -601.9583 | 0 | 522.3526 | 0 | 0 | 0
2315 | 84.446 | 900.54 | 1402.9619 | 87.7239 | -601.9583 | 0 | 713.2797 | 0 | 0 | 0
2316 | 92.13 | 590.69 | 924.4479 | 95.7051 | -526.0933 | 0 | 302.6495 | 0 | 0 | 0
2317 | 88.264 | 194.27 | 301.9203 | 91.6891 | 0 | 0 | 210.2312 | 0 | 0 | 0
2318 | 92.708 | 236.6 | 372.0344 | 96.3055 | 0 | 0 | 275.7289 | 0 | 0 | 0
2319 | 86.801 | 226.85 | 359.4119 | 90.1693 | 0 | 0 | 269.2426 | 0 | 0 | 0
2320 | 98.247 | 46.09 | 63.1739 | 63.1739 | 0 | 0 | 0 | 0 | 0 | 38.8856
2321 | 88.18 | 112.12 | 175.8291 | 91.6018 | -43.2756 | 0 | 40.9518 | 0 | 0 | 0
2322 | 94.896 | 28.42 | 34.1611 | 34.1611 | 0 | 0 | 0 | 62.011 | 0 | 0
2323 | 102.069 | 0 | 0 | 0 | 0 | 0 | 0 | 0 | 0 | 106.0298
2324 | 104.8 | 0 | 0 | 0 | 0 | 0 | 0 | 0 | 0 | 108.8667
2325 | 103.2 | 0 | 0 | 0 | 0 | 0 | 0 | 0 | 0 | 107.2047
2326 | 111.2 | 0 | 0 | 0 | 0 | 0 | 0 | 0 | 0 | 115.5151
2327 | 101.6 | 0 | 0 | 0 | 0 | 0 | 0 | 0 | 0 | 105.5426
2328 | 107.2 | 0 | 0 | 0 | 0 | 0 | 0 | 107.2 | 0 | 0
2329 | 96.8 | 0 | 0 | 0 | 0 | 0 | 0 | 96.8 | 0 | 0
2330 | 103.2 | 0 | 0 | 0 | 0 | 0 | 0 | 103.2 | 0 | 0
2331 | 100 | 0 | 0 | 0 | 0 | 0 | 0 | 100 | 0 | 0
2332 | 101.6 | 0 | 0 | 0 | 0 | 0 | 0 | 101.6 | 0 | 0
2333 | 96 | 0 | 0 | 0 | 0 | 0 | 0 | 96 | 0 | 0
2334 | 101.6 | 0 | 0 | 0 | 0 | 0 | 0 | 101.6 | 0 | 0
2335 | 90.638 | 79.4 | 115.5598 | 0 | -115.5598 | 0 | 0 | 90.638 | 0 | 0
2336 | 142.371 | 270.3 | 447.1005 | 0 | -447.1005 | 0 | 0 | 142.371 | 0 | 0
2337 | 876.805 | 489.22 | 799.3592 | 757.5421 | -41.8171 | 0 | 0 | 147.561 | 0 | 0
2338 | 1186.13 | 558.68 | 889.6698 | 889.6698 | 0 | 0 | 0 | 329.694 | 0 | 0
2339 | 1409.196 | 607.38 | 953.2872 | 953.2872 | 0 | 0 | 0 | 491.519 | 0 | 0
2340 | 1645.065 | 985.6 | 1517.6937 | 1517.6937 | 0 | 0 | 0 | 184.065 | 0 | 0
2341 | 1551.507 | 508.85 | 798.2259 | 798.2259 | 0 | 0 | 0 | 783.099 | 0 | 0
2342 | 1454.836 | 642.64 | 1009.1375 | 1009.1375 | 0 | 0 | 0 | 483.395 | 0 | 0
2343 | 1456.702 | 402.07 | 644.5295 | 644.5295 | 0 | 0 | 0 | 836.249 | 0 | 0
2344 | 1631.387 | 192.85 | 308.5946 | 308.5946 | 0 | 0 | 0 | 1334.32 | 0 | 0
2345 | 1631.553 | 217.44 | 354.9253 | 354.9253 | 0 | 0 | 0 | 1289.886 | 0 | 0
2346 | 1765.931 | 52.23 | 69.9022 | 69.9022 | 0 | 0 | 0 | 1537.658 | 0 | 167.2289
2347 | 1730.86 | 0 | 0 | 0 | 0 | 0 | 0 | 1537.658 | 0 | 200.6992
2348 | 1846.4 | 0 | 0 | 0 | 0 | 0 | 0 | 1537.658 | 0 | 320.7227
2349 | 1725.6 | 0 | 0 | 0 | 0 | 0 | 0 | 1537.658 | 0 | 195.235
2350 | 1554.4 | 0 | 0 | 0 | 0 | 0 | 0 | 1537.658 | 0 | 17.3917
2351 | 1998.4 | 0 | 0 | 0 | 0 | 0 | 0 | 1537.658 | 0 | 478.621
2352 | 1700.8 | 0 | 0 | 0 | 0 | 0 | 0 | 1537.658 | 0 | 169.4727
2353 | 1940.8 | 0 | 0 | 0 | 0 | 0 | 0 | 1537.658 | 0 | 418.7858
2354 | 1621.6 | 0 | 0 | 0 | 0 | 0 | 0 | 1537.658 | 0 | 87.1993
2355 | 1272.8 | 0 | 0 | 0 | 0 | 0 | 0 | 1272.8 | 0 | 0
2356 | 1277.6 | 0 | 0 | 0 | 0 | 0 | 0 | 1277.6 | 0 | 0
2357 | 1742.4 | 0 | 0 | 0 | 0 | 0 | 0 | 1537.658 | 0 | 212.687
2358 | 1696 | 0 | 0 | 0 | 0 | 0 | 0 | 1537.658 | 0 | 164.4864
2359 | 1093.028 | 97.44 | 137.2282 | 0 | -137.2282 | 0 | 0 | 1093.028 | 0 | 0
2360 | 1153.367 | 332.82 | 543.9036 | 0 | -543.9036 | 0 | 0 | 1153.367 | 0 | 0
2361 | 1724.16 | 579.52 | 926.4082 | 324.4499 | -601.9583 | 0 | 0 | 1411.83 | 0 | 0
2362 | 2138.256 | 789.18 | 1190.8504 | 623.9041 | -566.9464 | 0 | 0 | 1537.658 | 0 | 0
2363 | 1900.048 | 943.98 | 1372.2933 | 770.335 | -601.9583 | 0 | 0 | 1158.49 | 0 | 0
2364 | 2133.191 | 1016.44 | 1463.4172 | 1208.2722 | -255.145 | 0 | 0 | 970.054 | 0 | 0
2365 | 1700.026 | 1008.05 | 1470.3097 | 1470.3097 | 0 | 0 | 0 | 284.64 | 0 | 0
2366 | 1540.681 | 917.65 | 1383.9798 | 1383.9798 | 0 | 0 | 0 | 208.4 | 0 | 0
2367 | 1354.534 | 758.21 | 1189.2486 | 1189.2486 | 0 | 0 | 0 | 209.71 | 0 | 0
2368 | 1652.807 | 544.14 | 888.0461 | 888.0461 | 0 | 0 | 0 | 797.934 | 0 | 0
2369 | 1811.042 | 298.25 | 477.6715 | 477.6715 | 0 | 0 | 0 | 1351.214 | 0 | 0
2370 | 1517.038 | 71.12 | 86.2166 | 86.2166 | 0 | 0 | 0 | 1434.042 | 0 | 0
2371 | 1866.297 | 0 | 0 | 0 | 0 | 0 | 0 | 1537.658 | 0 | 341.3918
2372 | 1745.6 | 0 | 0 | 0 | 0 | 0 | 0 | 1537.658 | 0 | 216.0111
2373 | 2057.6 | 0 | 0 | 0 | 0 | 0 | 0 | 1487.406 | 0 | 592.3202
2374 | 1675.2 | 0 | 0 | 0 | 0 | 0 | 0 | 1095.728 | 0 | 601.9583
2375 | 1663.2 | 0 | 0 | 0 | 0 | 0 | 0 | 1083.728 | 0 | 601.9583
2376 | 1429.6 | 0 | 0 | 0 | 0 | 0 | 0 | 1429.6 | 0 | 0
2377 | 1479.2 | 0 | 0 | 0 | 0 | 0 | 0 | 1479.2 | 0 | 0
2378 | 1613.6 | 0 | 0 | 0 | 0 | 0 | 0 | 1537.658 | 0 | 78.8889
2379 | 1020.8 | 0 | 0 | 0 | 0 | 0 | 0 | 1020.8 | 0 | 0
2380 | 1254.4 | 0 | 0 | 0 | 0 | 0 | 0 | 1254.4 | 0 | 0
2381 | 1267.2 | 0 | 0 | 0 | 0 | 0 | 0 | 1267.2 | 0 | 0
2382 | 1392 | 0 | 0 | 0 | 0 | 0 | 0 | 1392 | 0 | 0
2383 | 1293.522 | 104.26 | 141.6857 | 0 | -141.6857 | 0 | 0 | 1293.522 | 0 | 0
2384 | 650.269 | 340.09 | 561.9051 | 0 | -561.9051 | 0 | 0 | 650.269 | 0 | 0
2385 | 1468.701 | 582.57 | 963.2462 | 361.288 | -601.9583 | 0 | 0 | 1120.91 | 0 | 0
2386 | 1476.864 | 785.28 | 1256.0199 | 654.0616 | -601.9583 | 0 | 0 | 847.235 | 0 | 0
2387 | 1368.496 | 906.82 | 1418.2635 | 989.7711 | -428.4924 | 0 | 0 | 415.699 | 0 | 0
2388 | 1103.419 | 980.41 | 1517.3769 | 1146.2369 | -371.14 | 0 | 0 | 0 | 0 | 0
2389 | 1738.664 | 975.3 | 1512.7812 | 1512.7812 | 0 | 0 | 0 | 282.393 | 0 | 0
2390 | 1353.651 | 882.48 | 1389.6995 | 1389.6995 | 0 | 0 | 0 | 15.864 | 0 | 0
2391 | 1671.773 | 734.34 | 1183.3565 | 1183.3565 | 0 | 0 | 0 | 532.621 | 0 | 0
2392 | 1643.7 | 527.6 | 873.5413 | 873.5413 | 0 | 0 | 0 | 802.79 | 0 | 0
2393 | 1554.145 | 290.62 | 469.708 | 469.708 | 0 | 0 | 0 | 1101.983 | 0 | 0
2394 | 1624.376 | 67.8 | 85.3939 | 85.3939 | 0 | 0 | 0 | 1537.658 | 0 | 4.6892
2395 | 1597.412 | 0 | 0 | 0 | 0 | 0 | 0 | 1537.658 | 0 | 62.0727
2396 | 1305.6 | 0 | 0 | 0 | 0 | 0 | 0 | 766.624 | 0 | 559.8908
2397 | 1634.4 | 0 | 0 | 0 | 0 | 0 | 0 | 1054.928 | 0 | 601.9583
2398 | 1851.2 | 0 | 0 | 0 | 0 | 0 | 0 | 1271.728 | 0 | 601.9583
2399 | 1613.6 | 0 | 0 | 0 | 0 | 0 | 0 | 1034.128 | 0 | 601.9583
2400 | 1363.2 | 0 | 0 | 0 | 0 | 0 | 0 | 1363.2 | 0 | 0
2401 | 1245.6 | 0 | 0 | 0 | 0 | 0 | 0 | 1245.6 | 0 | 0
2402 | 1235.2 | 0 | 0 | 0 | 0 | 0 | 0 | 1235.2 | 0 | 0
2403 | 1324 | 0 | 0 | 0 | 0 | 0 | 0 | 1324 | 0 | 0
2404 | 1393.6 | 0 | 0 | 0 | 0 | 0 | 0 | 1393.6 | 0 | 0
2405 | 1192 | 0 | 0 | 0 | 0 | 0 | 0 | 1192 | 0 | 0
2406 | 1108 | 0 | 0 | 0 | 0 | 0 | 0 | 1108 | 0 | 0
2407 | 1071.458 | 97.02 | 139.8023 | 0 | -139.8023 | 0 | 0 | 1071.458 | 0 | 0
2408 | 700.377 | 328.02 | 542.9126 | 0 | -542.9126 | 0 | 0 | 700.377 | 0 | 0
2409 | 1179.725 | 386.24 | 627.9014 | 25.9431 | -601.9583 | 0 | 0 | 1154.751 | 0 | 0
2410 | 1627.857 | 368.74 | 583.1497 | 93.6991 | -489.4505 | 0 | 0 | 1537.658 | 0 | 0
2411 | 1504.309 | 581.29 | 891.5448 | 289.5866 | -601.9583 | 0 | 0 | 1225.54 | 0 | 0
2412 | 1607.655 | 621.67 | 936.2664 | 605.2076 | -331.0588 | 0 | 0 | 1025.055 | 0 | 0
2413 | 1708.11 | 987.25 | 1450.6347 | 1450.6347 | 0 | 0 | 0 | 311.664 | 0 | 0
2414 | 1747.615 | 685.98 | 1039.2597 | 1039.2597 | 0 | 0 | 0 | 747.177 | 0 | 0
2415 | 1656.806 | 468.88 | 732.3698 | 732.3698 | 0 | 0 | 0 | 951.794 | 0 | 0
2416 | 1940.668 | 274.14 | 436.2149 | 436.2149 | 0 | 0 | 0 | 1520.748 | 0 | 0
2417 | 1471.768 | 282.34 | 451.0002 | 451.0002 | 0 | 0 | 0 | 1037.615 | 0 | 0
2418 | 1831.384 | 62.93 | 79.6628 | 79.6628 | 0 | 0 | 0 | 1537.658 | 0 | 225.4601
2419 | 1741.725 | 0 | 0 | 0 | 0 | 0 | 0 | 1537.658 | 0 | 211.9858
2420 | 1332.8 | 0 | 0 | 0 | 0 | 0 | 0 | 1268.887 | 0 | 66.3931
2421 | 1913.6 | 0 | 0 | 0 | 0 | 0 | 0 | 1334.128 | 0 | 601.9583
2422 | 1916 | 0 | 0 | 0 | 0 | 0 | 0 | 1336.528 | 0 | 601.9583
2423 | 1797.6 | 0 | 0 | 0 | 0 | 0 | 0 | 1218.128 | 0 | 601.9583
2424 | 1308 | 0 | 0 | 0 | 0 | 0 | 0 | 1308 | 0 | 0
2425 | 1379.2 | 0 | 0 | 0 | 0 | 0 | 0 | 1379.2 | 0 | 0
2426 | 1590.4 | 0 | 0 | 0 | 0 | 0 | 0 | 1537.658 | 0 | 54.7886
2427 | 1549.6 | 0 | 0 | 0 | 0 | 0 | 0 | 1537.658 | 0 | 12.4054
2428 | 934.4 | 0 | 0 | 0 | 0 | 0 | 0 | 934.4 | 0 | 0
2429 | 1459.2 | 0 | 0 | 0 | 0 | 0 | 0 | 1459.2 | 0 | 0
2430 | 1591.2 | 0 | 0 | 0 | 0 | 0 | 0 | 1537.658 | 0 | 55.6197
2431 | 966.93 | 95.97 | 136.6205 | 0 | -136.6205 | 0 | 0 | 966.93 | 0 | 0
2432 | 1477.577 | 321.15 | 524.9215 | 0 | -524.9215 | 0 | 0 | 1477.577 | 0 | 0
2433 | 1354.983 | 553.21 | 888.4398 | 286.4816 | -601.9583 | 0 | 0 | 1079.203 | 0 | 0
2434 | 1698.036 | 751.57 | 1156.7361 | 554.7778 | -601.9583 | 0 | 0 | 1163.983 | 0 | 0
2435 | 1687.35 | 905.08 | 1346.0676 | 744.1093 | -601.9583 | 0 | 0 | 971.037 | 0 | 0
2436 | 1799.841 | 973.93 | 1425.8894 | 1186.1665 | -239.7229 | 0 | 0 | 657.985 | 0 | 0
2437 | 1492.56 | 966.45 | 1426.1366 | 1426.1366 | 0 | 0 | 0 | 119.697 | 0 | 0
2438 | 1614.825 | 872.66 | 1325.8868 | 1325.8868 | 0 | 0 | 0 | 338.467 | 0 | 0
2439 | 1802.673 | 721.65 | 1136.7599 | 1136.7599 | 0 | 0 | 0 | 708.377 | 0 | 0
2440 | 1703.159 | 399.91 | 645.1154 | 645.1154 | 0 | 0 | 0 | 1082.142 | 0 | 0
2441 | 1953.342 | 159.24 | 253.7862 | 253.7862 | 0 | 0 | 0 | 1537.658 | 0 | 178.0283
2442 | 1610.257 | 35.22 | 44.6073 | 44.6073 | 0 | 0 | 0 | 1537.658 | 0 | 30.8089
2443 | 1843.247 | 0 | 0 | 0 | 0 | 0 | 0 | 1537.658 | 0 | 317.4473
2444 | 1636 | 0 | 0 | 0 | 0 | 0 | 0 | 1537.658 | 0 | 102.1581
2445 | 1706.4 | 0 | 0 | 0 | 0 | 0 | 0 | 1289.392 | 0 | 433.1899
2446 | 2003.2 | 0 | 0 | 0 | 0 | 0 | 0 | 1423.728 | 0 | 601.9583
2447 | 1822.4 | 0 | 0 | 0 | 0 | 0 | 0 | 1242.928 | 0 | 601.9583
2448 | 1698.4 | 0 | 0 | 0 | 0 | 0 | 0 | 1537.658 | 0 | 166.9796
2449 | 1377.6 | 0 | 0 | 0 | 0 | 0 | 0 | 1377.6 | 0 | 0
2450 | 1225.6 | 0 | 0 | 0 | 0 | 0 | 0 | 1225.6 | 0 | 0
2451 | 1188 | 0 | 0 | 0 | 0 | 0 | 0 | 1188 | 0 | 0
2452 | 1199.2 | 0 | 0 | 0 | 0 | 0 | 0 | 1199.2 | 0 | 0
2453 | 1212 | 0 | 0 | 0 | 0 | 0 | 0 | 1212 | 0 | 0
2454 | 1070.4 | 0 | 0 | 0 | 0 | 0 | 0 | 1070.4 | 0 | 0
2455 | 974.019 | 58.68 | 85.7918 | 85.7918 | 0 | 0 | 0 | 891.432 | 0 | 0
2456 | 196.406 | 205.62 | 335.0665 | 204.0275 | -131.039 | 0 | 0 | 0 | 0 | 0
2457 | 173.54 | 542.78 | 869.1129 | 180.2752 | -601.9583 | 0 | 86.8794 | 0 | 0 | 0
2458 | 0 | 745.51 | 1142.145 | 0 | -601.9583 | 0 | 540.1868 | 0 | 0 | 0
2459 | 0 | 891.18 | 1326.8798 | 0 | -601.9583 | 0 | 724.9216 | 0 | 0 | 0
2460 | 0 | 721.5 | 1084.8685 | 0 | -601.9583 | 0 | 482.9102 | 0 | 0 | 0
2461 | 0 | 795.66 | 1198.5906 | 0.0010388 | -168.2677 | 0 | 1030.3219 | 0 | 0 | 0
2462 | 267.984 | 534.78 | 830.7789 | 278.3831 | 0 | 0 | 552.3959 | 0 | 0 | 0
2463 | 256.129 | 721.8 | 1148.9762 | 266.068 | 0 | 0 | 882.9082 | 0 | 0 | 0
2464 | 126.647 | 513.79 | 843.4544 | 131.5615 | 0 | 0 | 711.8929 | 0 | 0 | 0
2465 | 227.812 | 278.45 | 449.2644 | 236.6522 | 0 | 0 | 212.6122 | 0 | 0 | 0
2466 | 353.747 | 61.88 | 79.5995 | 79.5995 | 0 | 0 | 0 | 0 | 0 | 287.8746
2467 | 216.663 | 0 | 0 | 0 | 0 | 0 | 0 | 0 | 0 | 225.0706
2468 | 193.6 | 0 | 0 | 0 | 0 | 0 | 0 | 0 | 0 | 201.1126
2469 | 127.2 | 0 | 0 | 0 | 0 | 0 | 0 | 0 | 0 | 132.136
2470 | 117.6 | 0 | 0 | 0 | 0 | 0 | 0 | 0 | 0 | 122.1634
2471 | 128.8 | 0 | 0 | 0 | 0 | 0 | 0 | 0 | 0 | 133.7981
2472 | 140.8 | 0 | 0 | 0 | 0 | 0 | 0 | 0 | 0 | 146.2637
2473 | 108.8 | 0 | 0 | 0 | 0 | 0 | 0 | 58.956 | 0 | 51.7782
2474 | 100 | 0 | 0 | 0 | 0 | 0 | 0 | 0 | 0 | 103.8805
2475 | 89.6 | 0 | 0 | 0 | 0 | 0 | 0 | 0 | 0 | 93.0769
2476 | 99.2 | 0 | 0 | 0 | 0 | 0 | 0 | 0 | 0 | 103.0494
2477 | 91.2 | 0 | 0 | 0 | 0 | 0 | 0 | 0 | 0 | 94.739
2478 | 98.4 | 0 | 0 | 0 | 0 | 0 | 0 | 0 | 0 | 102.2184
2479 | 64.271 | 92.42 | 134.5657 | 66.765 | -67.8007 | 0 | 0 | 0 | 0 | 0
2480 | 44.716 | 317.64 | 523.3311 | 46.4512 | -476.8799 | 0 | 0 | 0 | 0 | 0
2481 | 503.248 | 463.77 | 753.3869 | 522.7764 | -230.6105 | 0 | 0 | 0 | 0 | 0
2482 | 593.572 | 619.03 | 974.7115 | 616.6054 | -358.1061 | 0 | 0 | 0 | 0 | 0
2483 | 451.248 | 468.83 | 733.4481 | 468.7586 | -264.6895 | 0 | 0 | 0 | 0 | 0
2484 | 445.515 | 977.16 | 1496.0793 | 462.8031 | -601.9583 | 0 | 431.318 | 0 | 0 | 0
2485 | 1718.709 | 653.08 | 1016.9473 | 1016.9473 | 0 | 0 | 0 | 739.75 | 0 | 0
2486 | 1825.482 | 674.33 | 1060.3922 | 1060.3922 | 0 | 0 | 0 | 804.701 | 0 | 0
2487 | 1311.2 | 499.71 | 802.031 | 802.031 | 0 | 0 | 0 | 539.129 | 0 | 0
2488 | 1571.2 | 442.18 | 725.5553 | 725.5553 | 0 | 0 | 0 | 872.748 | 0 | 0
2489 | 1255.2 | 273.76 | 444.2449 | 444.2449 | 0 | 0 | 0 | 827.55 | 0 | 0
2490 | 1663.487 | 59.72 | 76.6389 | 76.6389 | 0 | 0 | 0 | 1537.658 | 0 | 54.0729
2491 | 1610.935 | 0 | 0 | 0 | 0 | 0 | 0 | 1537.658 | 0 | 76.1205
2492 | 1180.8 | 0 | 0 | 0 | 0 | 0 | 0 | 1020.369 | 0 | 166.6565
2493 | 1295.2 | 0 | 0 | 0 | 0 | 0 | 0 | 715.728 | 0 | 601.9583
2494 | 1408 | 0 | 0 | 0 | 0 | 0 | 0 | 828.528 | 0 | 601.9583
2495 | 1508 | 0 | 0 | 0 | 0 | 0 | 0 | 928.528 | 0 | 601.9583
2496 | 1367.2 | 0 | 0 | 0 | 0 | 0 | 0 | 1367.2 | 0 | 0
2497 | 1770.4 | 0 | 0 | 0 | 0 | 0 | 0 | 1537.658 | 0 | 241.7735
2498 | 1622.4 | 0 | 0 | 0 | 0 | 0 | 0 | 1537.658 | 0 | 88.0304
2499 | 1314.4 | 0 | 0 | 0 | 0 | 0 | 0 | 1314.4 | 0 | 0
2500 | 1200.8 | 0 | 0 | 0 | 0 | 0 | 0 | 1200.8 | 0 | 0
2501 | 1348 | 0 | 0 | 0 | 0 | 0 | 0 | 1348 | 0 | 0
2502 | 1156 | 0 | 0 | 0 | 0 | 0 | 0 | 1156 | 0 | 0
2503 | 1375.182 | 102.64 | 147.1207 | 0 | -147.1207 | 0 | 0 | 1375.182 | 0 | 0
2504 | 1228.928 | 331.06 | 545.921 | 0 | -545.921 | 0 | 0 | 1228.928 | 0 | 0
2505 | 1763.437 | 565.97 | 929.4498 | 327.4915 | -601.9583 | 0 | 0 | 1448.179 | 0 | 0
2506 | 1786.454 | 111.22 | 168.5627 | 168.5627 | 0 | 0 | 0 | 1537.658 | 0 | 89.8878
2507 | 1601.327 | 903.17 | 1396.728 | 794.7698 | -601.9583 | 0 | 0 | 836.247 | 0 | 0
2508 | 1886.909 | 975.44 | 1483.4807 | 881.5224 | -601.9583 | 0 | 0 | 1038.317 | 0 | 0
2509 | 1830.371 | 452.51 | 703.7622 | 395.5041 | -308.258 | 0 | 0 | 1449.641 | 0 | 0
2510 | 1393.734 | 892.15 | 1377.7044 | 1377.7044 | 0 | 0 | 0 | 67.494 | 0 | 0
2511 | 1534.199 | 504.69 | 799.3675 | 799.3675 | 0 | 0 | 0 | 764.692 | 0 | 0
2512 | 1641.378 | 404.03 | 655.5242 | 655.5242 | 0 | 0 | 0 | 1010.341 | 0 | 0
2513 | 1522.665 | 231.4 | 375.4832 | 375.4832 | 0 | 0 | 0 | 1161.208 | 0 | 0
2514 | 1554.326 | 64.93 | 82.7439 | 82.7439 | 0 | 0 | 0 | 1474.673 | 0 | 0
2515 | 1267.674 | 0 | 0 | 0 | 0 | 0 | 0 | 1243.902 | 0 | 24.6945
2516 | 1214.4 | 0 | 0 | 0 | 0 | 0 | 0 | 634.928 | 0 | 601.9583
2517 | 1422.4 | 0 | 0 | 0 | 0 | 0 | 0 | 842.928 | 0 | 601.9583
2518 | 1226.4 | 0 | 0 | 0 | 0 | 0 | 0 | 646.928 | 0 | 601.9583
2519 | 1222.4 | 0 | 0 | 0 | 0 | 0 | 0 | 642.928 | 0 | 601.9583
2520 | 1440.8 | 0 | 0 | 0 | 0 | 0 | 0 | 1440.8 | 0 | 0
2521 | 1159.2 | 0 | 0 | 0 | 0 | 0 | 0 | 1159.2 | 0 | 0
2522 | 1145.6 | 0 | 0 | 0 | 0 | 0 | 0 | 1145.6 | 0 | 0
2523 | 1368.8 | 0 | 0 | 0 | 0 | 0 | 0 | 1368.8 | 0 | 0
2524 | 864.8 | 0 | 0 | 0 | 0 | 0 | 0 | 864.8 | 0 | 0
2525 | 943.2 | 0 | 0 | 0 | 0 | 0 | 0 | 943.2 | 0 | 0
2526 | 1092 | 0 | 0 | 0 | 0 | 0 | 0 | 1092 | 0 | 0
2527 | 1156.517 | 91.39 | 135.2347 | 0 | -135.2347 | 0 | 0 | 1156.517 | 0 | 0
2528 | 715.847 | 332.81 | 546.67 | 0 | -546.67 | 0 | 0 | 715.847 | 0 | 0
2529 | 1374.694 | 473.93 | 764.4502 | 162.4919 | -601.9583 | 0 | 0 | 1218.273 | 0 | 0
2530 | 1474.584 | 654.37 | 1019.4944 | 417.5361 | -601.9583 | 0 | 0 | 1072.646 | 0 | 0
2531 | 1171.084 | 907.03 | 1377.6951 | 775.7368 | -601.9583 | 0 | 0 | 424.325 | 0 | 0
2532 | 1452.682 | 972.61 | 1458.1796 | 1238.8193 | -219.3602 | 0 | 0 | 260.14 | 0 | 0
2533 | 1536.423 | 804.98 | 1216.0539 | 1216.0539 | 0 | 0 | 0 | 365.795 | 0 | 0
2534 | 1489.362 | 723.63 | 1117.0517 | 1117.0517 | 0 | 0 | 0 | 414.038 | 0 | 0
2535 | 1094.152 | 590.88 | 938.6837 | 938.6837 | 0 | 0 | 0 | 190.533 | 0 | 0
2536 | 1400.201 | 416.34 | 679.5092 | 679.5092 | 0 | 0 | 0 | 746.075 | 0 | 0
2537 | 1681.075 | 221.86 | 361.2433 | 361.2433 | 0 | 0 | 0 | 1333.326 | 0 | 0
2538 | 1647.588 | 53.62 | 71.2256 | 71.2256 | 0 | 0 | 0 | 1537.658 | 0 | 42.9702
2539 | 1122.777 | 0 | 0 | 0 | 0 | 0 | 0 | 1122.777 | 0 | 0
2540 | 1656 | 0 | 0 | 0 | 0 | 0 | 0 | 1230.804 | 0 | 441.6956
2541 | 1400.8 | 0 | 0 | 0 | 0 | 0 | 0 | 821.328 | 0 | 601.9583
2542 | 1624.8 | 0 | 0 | 0 | 0 | 0 | 0 | 1045.328 | 0 | 601.9583
2543 | 1046.4 | 0 | 0 | 0 | 0 | 0 | 0 | 466.928 | 0 | 601.9583
2544 | 1645.6 | 0 | 0 | 0 | 0 | 0 | 0 | 1537.658 | 0 | 112.1307
2545 | 1430.4 | 0 | 0 | 0 | 0 | 0 | 0 | 1430.4 | 0 | 0
2546 | 1149.6 | 0 | 0 | 0 | 0 | 0 | 0 | 1149.6 | 0 | 0
2547 | 1410.4 | 0 | 0 | 0 | 0 | 0 | 0 | 1410.4 | 0 | 0
2548 | 1274.4 | 0 | 0 | 0 | 0 | 0 | 0 | 1274.4 | 0 | 0
2549 | 1276.8 | 0 | 0 | 0 | 0 | 0 | 0 | 1276.8 | 0 | 0
2550 | 1566.4 | 0 | 0 | 0 | 0 | 0 | 0 | 1537.658 | 0 | 29.8573
2551 | 1491.966 | 36.26 | 49.0492 | 0 | -49.0492 | 0 | 0 | 1491.966 | 0 | 0
2552 | 1493.014 | 124.33 | 197.9183 | 0 | -197.9183 | 0 | 0 | 1493.014 | 0 | 0
2553 | 1539.824 | 426.25 | 692.9544 | 90.9962 | -601.9583 | 0 | 0 | 1452.227 | 0 | 0
2554 | 1782.499 | 755.01 | 1195.4285 | 593.4702 | -601.9583 | 0 | 0 | 1211.198 | 0 | 0
2555 | 1835.337 | 904.09 | 1391.6472 | 789.689 | -601.9583 | 0 | 0 | 1075.148 | 0 | 0
2556 | 1632.697 | 974.69 | 1477.6385 | 875.6802 | -601.9583 | 0 | 0 | 789.729 | 0 | 0
2557 | 1766.248 | 966.17 | 1463.0869 | 1410.7477 | -52.3391 | 0 | 0 | 408.199 | 0 | 0
2558 | 1904.871 | 878.42 | 1351.538 | 1351.538 | 0 | 0 | 0 | 603.82 | 0 | 0
2559 | 1996.523 | 725.12 | 1145.8099 | 1145.8099 | 0 | 0 | 0 | 893.515 | 0 | 0
2560 | 1909.872 | 447.53 | 722.5251 | 722.5251 | 0 | 0 | 0 | 1214.337 | 0 | 0
2561 | 1550.773 | 64.95 | 94.9914 | 94.9914 | 0 | 0 | 0 | 1459.33 | 0 | 0
2562 | 1749.963 | 17.63 | 17.0437 | 17.0437 | 0 | 0 | 0 | 1537.658 | 0 | 203.4998
2563 | 2041.861 | 0 | 0 | 0 | 0 | 0 | 0 | 1537.658 | 0 | 523.7685
2564 | 1636 | 0 | 0 | 0 | 0 | 0 | 0 | 1537.658 | 0 | 102.1581
2565 | 1492.8 | 0 | 0 | 0 | 0 | 0 | 0 | 1174.068 | 0 | 331.1003
2566 | 1684 | 0 | 0 | 0 | 0 | 0 | 0 | 1104.528 | 0 | 601.9583
2567 | 1725.6 | 0 | 0 | 0 | 0 | 0 | 0 | 1146.128 | 0 | 601.9583
2568 | 1603.2 | 0 | 0 | 0 | 0 | 0 | 0 | 1537.658 | 0 | 68.0853
2569 | 792 | 0 | 0 | 0 | 0 | 0 | 0 | 792 | 0 | 0
2570 | 863.2 | 0 | 0 | 0 | 0 | 0 | 0 | 863.2 | 0 | 0
2571 | 843.2 | 0 | 0 | 0 | 0 | 0 | 0 | 843.2 | 0 | 0
2572 | 594.4 | 0 | 0 | 0 | 0 | 0 | 0 | 594.4 | 0 | 0
2573 | 836 | 0 | 0 | 0 | 0 | 0 | 0 | 836 | 0 | 0
2574 | 635.2 | 0 | 0 | 0 | 0 | 0 | 0 | 635.2 | 0 | 0
2575 | 612.699 | 36.26 | 49.1043 | 0 | -49.1043 | 0 | 0 | 612.699 | 0 | 0
2576 | 532.414 | 123.36 | 195.6495 | 0 | -195.6495 | 0 | 0 | 532.414 | 0 | 0
2577 | 903.735 | 497.07 | 801.4337 | 297.8783 | -503.5554 | 0 | 0 | 616.984 | 0 | 0
2578 | 888.082 | 491.79 | 774.9151 | 774.9151 | 0 | 0 | 0 | 142.114 | 0 | 0
2579 | 1104.242 | 917.69 | 1405.8633 | 1147.0918 | -258.7715 | 0 | 0 | 0 | 0 | 0
2580 | 873.013 | 984.98 | 1492.6554 | 906.89 | -585.7654 | 0 | 0 | 0 | 0 | 0
2581 | 777.272 | 977.02 | 1483.9201 | 807.4338 | -601.9583 | 0 | 74.528 | 0 | 0 | 0
2582 | 991.14 | 895.3 | 1383.4677 | 1029.6009 | -353.8668 | 0 | 0 | 0 | 0 | 0
2583 | 976.907 | 738.94 | 1173.2863 | 1014.8156 | -158.4707 | 0 | 0 | 0 | 0 | 0
2584 | 874.205 | 525.47 | 860.9001 | 860.9001 | 0 | 0 | 0 | 45.464 | 0 | 0
2585 | 861.226 | 285.86 | 456.0259 | 456.0259 | 0 | 0 | 0 | 422.235 | 0 | 0
2586 | 364.693 | 66.53 | 82.4925 | 82.4925 | 0 | 0 | 0 | 285.282 | 0 | 0
2587 | 407.546 | 0 | 0 | 0 | 0 | 0 | 0 | 108.829 | 0 | 310.3086
2588 | 380.8 | 0 | 0 | 0 | 0 | 0 | 0 | 0 | 0 | 395.5768
2589 | 503.2 | 0 | 0 | 0 | 0 | 0 | 0 | 0 | 0 | 522.7265
2590 | 686.4 | 0 | 0 | 0 | 0 | 0 | 0 | 106.928 | 0 | 601.9583
2591 | 699.2 | 0 | 0 | 0 | 0 | 0 | 0 | 119.728 | 0 | 601.9583
2592 | 0 | 0 | 0 | 0 | 0 | 0 | 0 | 0 | 0 | 0
2593 | 0 | 0 | 0 | 0 | 0 | 0 | 0 | 0 | 0 | 0
2594 | 0 | 0 | 0 | 0 | 0 | 0 | 0 | 0 | 0 | 0
2595 | 0 | 0 | 0 | 0 | 0 | 0 | 0 | 0 | 0 | 0
2596 | 0 | 0 | 0 | 0 | 0 | 0 | 0 | 0 | 0 | 0
2597 | 0 | 0 | 0 | 0 | 0 | 0 | 0 | 0 | 0 | 0
2598 | 0 | 0 | 0 | 0 | 0 | 0 | 0 | 0 | 0 | 0
2599 | 1576.944 | 111.5 | 154.4256 | 40.8105 | -113.6151 | 0 | 0 | 1537.658 | 0 | 0
2600 | 1498.248 | 343.51 | 561.8095 | 0 | -561.8095 | 0 | 0 | 1498.248 | 0 | 0
2601 | 1510.044 | 579.45 | 942.4255 | 340.4672 | -601.9583 | 0 | 0 | 1182.295 | 0 | 0
2602 | 1902.362 | 776.59 | 1224.2937 | 622.3355 | -601.9583 | 0 | 0 | 1303.274 | 0 | 0
2603 | 1884.636 | 928.47 | 1432.0962 | 830.138 | -601.9583 | 0 | 0 | 1085.508 | 0 | 0
2604 | 1594.663 | 994.81 | 1523.0986 | 1297.2573 | -225.8413 | 0 | 0 | 345.865 | 0 | 0
2605 | 1945.081 | 983.44 | 1514.5129 | 1514.5129 | 0 | 0 | 0 | 487.143 | 0 | 0
2606 | 1916.271 | 883.7 | 1382.1827 | 1382.1827 | 0 | 0 | 0 | 585.72 | 0 | 0
2607 | 2098.686 | 729.05 | 1167.8794 | 1167.8794 | 0 | 0 | 0 | 974.433 | 0 | 0
2608 | 1693.969 | 457.6 | 744.8812 | 744.8812 | 0 | 0 | 0 | 976.913 | 0 | 0
2609 | 2117.631 | 188.13 | 302.8968 | 302.8968 | 0 | 0 | 0 | 1537.658 | 0 | 299.5819
2610 | 2089.833 | 45.69 | 60.6174 | 60.6174 | 0 | 0 | 0 | 1537.658 | 0 | 512.9846
2611 | 1694.447 | 0 | 0 | 0 | 0 | 0 | 0 | 1537.658 | 0 | 162.8732
2612 | 1517.6 | 0 | 0 | 0 | 0 | 0 | 0 | 1517.6 | 0 | 0
2613 | 1688.8 | 0 | 0 | 0 | 0 | 0 | 0 | 1445.085 | 0 | 253.1723
2614 | 1653.6 | 0 | 0 | 0 | 0 | 0 | 0 | 1074.128 | 0 | 601.9583
2615 | 1461.6 | 0 | 0 | 0 | 0 | 0 | 0 | 882.128 | 0 | 601.9583
2616 | 0 | 0 | 0 | 0 | 0 | 0 | 0 | 0 | 0 | 0
2617 | 0 | 0 | 0 | 0 | 0 | 0 | 0 | 0 | 0 | 0
2618 | 0 | 0 | 0 | 0 | 0 | 0 | 0 | 0 | 0 | 0
2619 | 0 | 0 | 0 | 0 | 0 | 0 | 0 | 0 | 0 | 0
2620 | 0 | 0 | 0 | 0 | 0 | 0 | 0 | 0 | 0 | 0
2621 | 0 | 0 | 0 | 0 | 0 | 0 | 0 | 0 | 0 | 0
2622 | 0 | 0 | 0 | 0 | 0 | 0 | 0 | 0 | 0 | 0
2623 | 601.179 | 114.55 | 159.0597 | 159.0597 | 0 | 0 | 0 | 448.061 | 0 | 0
2624 | 322.859 | 344.71 | 565.1202 | 335.3875 | -229.7327 | 0 | 0 | 0 | 0 | 0
2625 | 345.786 | 580.41 | 947.6579 | 359.2041 | -588.4538 | 0 | 0 | 0 | 0 | 0
2626 | 329.02 | 777.06 | 1226.5895 | 341.7875 | -601.9583 | 0 | 282.8437 | 0 | 0 | 0
2627 | 281.969 | 913.22 | 1406.4783 | 292.9118 | -601.9583 | 0 | 511.6082 | 0 | 0 | 0
2628 | 315.114 | 982.14 | 1497.3965 | 327.3419 | -601.9583 | 0 | 568.0963 | 0 | 0 | 0
2629 | 313.792 | 972.7 | 1491.0619 | 325.9686 | -83.0794 | 0 | 1082.0138 | 0 | 0 | 0
2630 | 298.368 | 859.73 | 1340.6066 | 309.9461 | 0 | 0 | 1030.6605 | 0 | 0 | 0
2631 | 287.073 | 709.76 | 1137.191 | 298.2128 | 0 | 0 | 838.9782 | 0 | 0 | 0
2632 | 258.151 | 508.01 | 837.634 | 268.1685 | 0 | 0 | 569.4655 | 0 | 0 | 0
2633 | 315.607 | 276.11 | 443.099 | 327.8541 | 0 | 0 | 115.245 | 0 | 0 | 0
2634 | 311.492 | 62.49 | 77.6829 | 77.6829 | 0 | 0 | 0 | 0 | 0 | 245.8965
2635 | 272.738 | 0 | 0 | 0 | 0 | 0 | 0 | 0 | 0 | 283.3215
2636 | 274.4 | 0 | 0 | 0 | 0 | 0 | 0 | 0 | 0 | 285.048
2637 | 260.8 | 0 | 0 | 0 | 0 | 0 | 0 | 0 | 0 | 270.9203
2638 | 225.6 | 0 | 0 | 0 | 0 | 0 | 0 | 0 | 0 | 234.3544
2639 | 268 | 0 | 0 | 0 | 0 | 0 | 0 | 0 | 0 | 278.3997
2640 | 0 | 0 | 0 | 0 | 0 | 0 | 0 | 0 | 0 | 0
2641 | 0 | 0 | 0 | 0 | 0 | 0 | 0 | 0 | 0 | 0
2642 | 0 | 0 | 0 | 0 | 0 | 0 | 0 | 0 | 0 | 0
2643 | 0 | 0 | 0 | 0 | 0 | 0 | 0 | 0 | 0 | 0
2644 | 0 | 0 | 0 | 0 | 0 | 0 | 0 | 0 | 0 | 0
2645 | 0 | 0 | 0 | 0 | 0 | 0 | 0 | 0 | 0 | 0
2646 | 0 | 0 | 0 | 0 | 0 | 0 | 0 | 0 | 0 | 0
2647 | 39.491 | 99.63 | 146.4777 | 41.0234 | -105.4543 | 0 | 0 | 0 | 0 | 0
2648 | 37.99 | 326.79 | 532.4466 | 39.4642 | -492.9825 | 0 | 0 | 0 | 0 | 0
2649 | 302.112 | 563.69 | 901.0021 | 313.8354 | -587.1667 | 0 | 0 | 0 | 0 | 0
2650 | 565.025 | 763.87 | 1165.996 | 586.9507 | -579.0453 | 0 | 0 | 0 | 0 | 0
2651 | 324.56 | 469.1 | 718.7656 | 337.1545 | -13.6852 | 0 | 367.9259 | 0 | 0 | 0
2652 | 314.692 | 982.14 | 1453.6275 | 326.9035 | 0 | 0 | 1126.724 | 0 | 0 | 0
2653 | 593.521 | 434.09 | 666.3756 | 616.5524 | 0 | 0 | 49.8232 | 0 | 0 | 0
2654 | 606.677 | 866.61 | 1328.4578 | 630.2189 | 0 | 0 | 698.2388 | 0 | 0 | 0
2655 | 413.157 | 384.17 | 603.5341 | 429.1895 | 0 | 0 | 174.3447 | 0 | 0 | 0
2656 | 615.896 | 502.17 | 817.9819 | 639.7957 | 0 | 0 | 178.1862 | 0 | 0 | 0
2657 | 592.271 | 269.87 | 430.7882 | 430.7882 | 0 | 0 | 0 | 177.575 | 0 | 0
2658 | 583.145 | 57.22 | 72.8337 | 72.8337 | 0 | 0 | 0 | 513.032 | 0 | 0
2659 | 752.979 | 0 | 0 | 0 | 0 | 0 | 0 | 655.335 | 0 | 101.4331
2660 | 606.4 | 0 | 0 | 0 | 0 | 0 | 0 | 26.928 | 0 | 601.9583
2661 | 505.6 | 0 | 0 | 0 | 0 | 0 | 0 | 0 | 0 | 525.2197
2662 | 594.4 | 0 | 0 | 0 | 0 | 0 | 0 | 14.928 | 0 | 601.9583
2663 | 668.8 | 0 | 0 | 0 | 0 | 0 | 0 | 89.328 | 0 | 601.9583
2664 | 0 | 0 | 0 | 0 | 0 | 0 | 0 | 0 | 0 | 0
2665 | 0 | 0 | 0 | 0 | 0 | 0 | 0 | 0 | 0 | 0
2666 | 0 | 0 | 0 | 0 | 0 | 0 | 0 | 0 | 0 | 0
2667 | 0 | 0 | 0 | 0 | 0 | 0 | 0 | 0 | 0 | 0
2668 | 0 | 0 | 0 | 0 | 0 | 0 | 0 | 0 | 0 | 0
2669 | 0 | 0 | 0 | 0 | 0 | 0 | 0 | 0 | 0 | 0
2670 | 0 | 0 | 0 | 0 | 0 | 0 | 0 | 0 | 0 | 0
2671 | 1652.413 | 114.55 | 159.1709 | 119.208 | -39.9628 | 0 | 0 | 1537.658 | 0 | 0
2672 | 1082.942 | 348.14 | 564.7867 | 0 | -564.7867 | 0 | 0 | 1082.942 | 0 | 0
2673 | 1038.061 | 588.11 | 947.9924 | 346.0342 | -601.9583 | 0 | 0 | 704.953 | 0 | 0
2674 | 1455.5 | 789.28 | 1225.104 | 623.1457 | -601.9583 | 0 | 0 | 855.633 | 0 | 0
2675 | 1822.657 | 917.6 | 1384.9989 | 783.0406 | -601.9583 | 0 | 0 | 1068.867 | 0 | 0
2676 | 1569.698 | 984.07 | 1471.7588 | 1175.2445 | -296.5143 | 0 | 0 | 438.356 | 0 | 0
2677 | 1627.187 | 974.24 | 1465.6538 | 1465.6538 | 0 | 0 | 0 | 216.283 | 0 | 0
2678 | 1849.064 | 884.51 | 1358.1811 | 1358.1811 | 0 | 0 | 0 | 541.618 | 0 | 0
2679 | 1544.646 | 729.17 | 1150.817 | 1150.817 | 0 | 0 | 0 | 436.818 | 0 | 0
2680 | 1277.5 | 520.66 | 847.9732 | 847.9732 | 0 | 0 | 0 | 461.203 | 0 | 0
2681 | 1415.472 | 281.88 | 445.6483 | 445.6483 | 0 | 0 | 0 | 986.471 | 0 | 0
2682 | 1528.819 | 45.52 | 59.7707 | 59.7707 | 0 | 0 | 0 | 1471.281 | 0 | 0
2683 | 1597.596 | 0 | 0 | 0 | 0 | 0 | 0 | 1537.658 | 0 | 62.2639
2684 | 1565.6 | 0 | 0 | 0 | 0 | 0 | 0 | 1022.294 | 0 | 564.3889
2685 | 1574.4 | 0 | 0 | 0 | 0 | 0 | 0 | 994.928 | 0 | 601.9583
2686 | 2055.2 | 0 | 0 | 0 | 0 | 0 | 0 | 1475.728 | 0 | 601.9583
2687 | 2027.2 | 0 | 0 | 0 | 0 | 0 | 0 | 1447.728 | 0 | 601.9583
2688 | 0 | 0 | 0 | 0 | 0 | 0 | 0 | 0 | 0 | 0
2689 | 0 | 0 | 0 | 0 | 0 | 0 | 0 | 0 | 0 | 0
2690 | 0 | 0 | 0 | 0 | 0 | 0 | 0 | 0 | 0 | 0
2691 | 0 | 0 | 0 | 0 | 0 | 0 | 0 | 0 | 0 | 0
2692 | 0 | 0 | 0 | 0 | 0 | 0 | 0 | 0 | 0 | 0
2693 | 0 | 0 | 0 | 0 | 0 | 0 | 0 | 0 | 0 | 0
2694 | 0 | 0 | 0 | 0 | 0 | 0 | 0 | 0 | 0 | 0
2695 | 1539.86 | 78.14 | 116.8001 | 2.2874 | -114.5126 | 0 | 0 | 1537.658 | 0 | 0
2696 | 753.773 | 350.76 | 569.7262 | 0 | -569.7262 | 0 | 0 | 753.773 | 0 | 0
2697 | 1086.631 | 586.52 | 942.9885 | 341.0302 | -601.9583 | 0 | 0 | 758.341 | 0 | 0
2698 | 1522.957 | 786.68 | 1216.0581 | 688.6122 | -527.4458 | 0 | 0 | 860.068 | 0 | 0
2699 | 1186.075 | 930.62 | 1396.94 | 1232.1003 | -164.8396 | 0 | 0 | 0 | 0 | 0
2700 | 1273.679 | 998.5 | 1480.4079 | 1323.1038 | -157.3041 | 0 | 0 | 0 | 0 | 0
2701 | 1087.344 | 990.03 | 1478.8726 | 1129.5381 | -349.3345 | 0 | 0 | 0 | 0 | 0
2702 | 1231.626 | 898.87 | 1373.0298 | 1279.4189 | -93.6109 | 0 | 0 | 0 | 0 | 0
2703 | 1034.934 | 742.55 | 1171.67 | 1075.0944 | -96.5756 | 0 | 0 | 0 | 0 | 0
2704 | 806.512 | 532.68 | 869.6416 | 837.8085 | -31.8331 | 0 | 0 | 0 | 0 | 0
2705 | 1209.862 | 196.76 | 314.2509 | 314.2509 | 0 | 0 | 0 | 907.35 | 0 | 0
2706 | 1026.622 | 54.7 | 71.4428 | 71.4428 | 0 | 0 | 0 | 957.848 | 0 | 0
2707 | 1116.444 | 0 | 0 | 0 | 0 | 0 | 0 | 1092.672 | 0 | 24.6945
2708 | 1189.6 | 0 | 0 | 0 | 0 | 0 | 0 | 610.128 | 0 | 601.9583
2709 | 1585.6 | 0 | 0 | 0 | 0 | 0 | 0 | 1006.128 | 0 | 601.9583
2710 | 1313.6 | 0 | 0 | 0 | 0 | 0 | 0 | 734.128 | 0 | 601.9583
2711 | 1244.8 | 0 | 0 | 0 | 0 | 0 | 0 | 665.328 | 0 | 601.9583
2712 | 0 | 0 | 0 | 0 | 0 | 0 | 0 | 0 | 0 | 0
2713 | 0 | 0 | 0 | 0 | 0 | 0 | 0 | 0 | 0 | 0
2714 | 0 | 0 | 0 | 0 | 0 | 0 | 0 | 0 | 0 | 0
2715 | 0 | 0 | 0 | 0 | 0 | 0 | 0 | 0 | 0 | 0
2716 | 0 | 0 | 0 | 0 | 0 | 0 | 0 | 0 | 0 | 0
2717 | 0 | 0 | 0 | 0 | 0 | 0 | 0 | 0 | 0 | 0
2718 | 0 | 0 | 0 | 0 | 0 | 0 | 0 | 0 | 0 | 0
2719 | 726.714 | 123.18 | 164.9913 | 0 | -164.9913 | 0 | 0 | 726.714 | 0 | 0
2720 | 674.256 | 29.4 | 37.0324 | 0 | -37.0324 | 0 | 0 | 674.256 | 0 | 0
2721 | 632.529 | 593.95 | 973.948 | 646.4046 | -327.5434 | 0 | 0 | 10.271 | 0 | 0
2722 | 561.581 | 791.32 | 1258.6958 | 583.373 | -601.9583 | 0 | 73.3645 | 0 | 0 | 0
2723 | 451.698 | 913.68 | 1422.7335 | 469.226 | -601.9583 | 0 | 351.5492 | 0 | 0 | 0
2724 | 423.123 | 980.08 | 1510.6527 | 439.5422 | -601.9583 | 0 | 469.1523 | 0 | 0 | 0
2725 | 1088.675 | 971.88 | 1498.5652 | 1130.9208 | -367.6444 | 0 | 0 | 0 | 0 | 0
2726 | 1337.162 | 889.65 | 1393.1037 | 1389.0502 | -4.0534 | 0 | 0 | 0 | 0 | 0
2727 | 1171.09 | 735.59 | 1179.7238 | 1179.7238 | 0 | 0 | 0 | 35.435 | 0 | 0
2728 | 1325.832 | 526.33 | 868.8407 | 868.8407 | 0 | 0 | 0 | 489.447 | 0 | 0
2729 | 1450.922 | 288.5 | 458.4765 | 458.4765 | 0 | 0 | 0 | 1009.572 | 0 | 0
2730 | 1693.945 | 67.16 | 78.2189 | 78.2189 | 0 | 0 | 0 | 1537.658 | 0 | 84.1328
2731 | 1224.801 | 0 | 0 | 0 | 0 | 0 | 0 | 1224.801 | 0 | 0
2732 | 1521.6 | 0 | 0 | 0 | 0 | 0 | 0 | 999.346 | 0 | 542.5199
2733 | 1564 | 0 | 0 | 0 | 0 | 0 | 0 | 984.528 | 0 | 601.9583
2734 | 1750.4 | 0 | 0 | 0 | 0 | 0 | 0 | 1170.928 | 0 | 601.9583
2735 | 1775.2 | 0 | 0 | 0 | 0 | 0 | 0 | 1195.728 | 0 | 601.9583
2736 | 0 | 0 | 0 | 0 | 0 | 0 | 0 | 0 | 0 | 0
2737 | 0 | 0 | 0 | 0 | 0 | 0 | 0 | 0 | 0 | 0
2738 | 0 | 0 | 0 | 0 | 0 | 0 | 0 | 0 | 0 | 0
2739 | 0 | 0 | 0 | 0 | 0 | 0 | 0 | 0 | 0 | 0
2740 | 0 | 0 | 0 | 0 | 0 | 0 | 0 | 0 | 0 | 0
2741 | 0 | 0 | 0 | 0 | 0 | 0 | 0 | 0 | 0 | 0
2742 | 0 | 0 | 0 | 0 | 0 | 0 | 0 | 0 | 0 | 0
2743 | 1263.257 | 114.17 | 164.5872 | 0 | -164.5872 | 0 | 0 | 1263.257 | 0 | 0
2744 | 953.993 | 341.64 | 558.665 | 0 | -558.665 | 0 | 0 | 953.993 | 0 | 0
2745 | 1386.66 | 572.9 | 928.1087 | 326.1504 | -601.9583 | 0 | 0 | 1072.693 | 0 | 0
2746 | 1396.16 | 771.71 | 1202.2461 | 600.2879 | -601.9583 | 0 | 0 | 818.296 | 0 | 0
2747 | 1632.597 | 923.27 | 1401.9221 | 799.9638 | -601.9583 | 0 | 0 | 862.516 | 0 | 0
2748 | 1604.417 | 991.5 | 1494.5087 | 1316.4949 | -178.0137 | 0 | 0 | 337.1 | 0 | 0
2749 | 1737.845 | 979.89 | 1489.0466 | 1489.0466 | 0 | 0 | 0 | 304.422 | 0 | 0
2750 | 1592.395 | 881.65 | 1365.299 | 1365.299 | 0 | 0 | 0 | 278.097 | 0 | 0
2751 | 1657.388 | 728.22 | 1159.0682 | 1159.0682 | 0 | 0 | 0 | 541.617 | 0 | 0
2752 | 1478.101 | 519.37 | 851.1197 | 851.1197 | 0 | 0 | 0 | 658.775 | 0 | 0
2753 | 1658.613 | 225.3 | 361.8489 | 361.8489 | 0 | 0 | 0 | 1310.281 | 0 | 0
2754 | 1608.759 | 54.45 | 71.2589 | 71.2589 | 0 | 0 | 0 | 1537.658 | 0 | 2.6012
2755 | 1122.711 | 0 | 0 | 0 | 0 | 0 | 0 | 1101.443 | 0 | 22.0933
2756 | 1280.8 | 0 | 0 | 0 | 0 | 0 | 0 | 701.328 | 0 | 601.9583
2757 | 1492 | 0 | 0 | 0 | 0 | 0 | 0 | 912.528 | 0 | 601.9583
2758 | 1771.2 | 0 | 0 | 0 | 0 | 0 | 0 | 1191.728 | 0 | 601.9583
2759 | 1771.2 | 0 | 0 | 0 | 0 | 0 | 0 | 1191.728 | 0 | 601.9583
2760 | 0 | 0 | 0 | 0 | 0 | 0 | 0 | 0 | 0 | 0
2761 | 0 | 0 | 0 | 0 | 0 | 0 | 0 | 0 | 0 | 0
2762 | 0 | 0 | 0 | 0 | 0 | 0 | 0 | 0 | 0 | 0
2763 | 0 | 0 | 0 | 0 | 0 | 0 | 0 | 0 | 0 | 0
2764 | 0 | 0 | 0 | 0 | 0 | 0 | 0 | 0 | 0 | 0
2765 | 0 | 0 | 0 | 0 | 0 | 0 | 0 | 0 | 0 | 0
2766 | 0 | 0 | 0 | 0 | 0 | 0 | 0 | 0 | 0 | 0
2767 | 1162.556 | 96.1 | 144.4032 | 0 | -144.4032 | 0 | 0 | 1162.556 | 0 | 0
2768 | 970.887 | 317.45 | 518.0093 | 0 | -518.0093 | 0 | 0 | 970.887 | 0 | 0
2769 | 1196.422 | 541.59 | 870.5963 | 268.638 | -601.9583 | 0 | 0 | 937.82 | 0 | 0
2770 | 1332.16 | 736.83 | 1146.5298 | 544.5716 | -601.9583 | 0 | 0 | 807.931 | 0 | 0
2771 | 1301.099 | 896.59 | 1357.7303 | 755.772 | -601.9583 | 0 | 0 | 573.559 | 0 | 0
2772 | 1262.025 | 964.82 | 1444.593 | 1205.7407 | -238.8524 | 0 | 0 | 101.325 | 0 | 0
2773 | 1431.18 | 956.75 | 1441.3021 | 1441.3021 | 0 | 0 | 0 | 43.718 | 0 | 0
2774 | 1472.893 | 727.5 | 1115.5226 | 1115.5226 | 0 | 0 | 0 | 399.041 | 0 | 0
2775 | 1483.656 | 542.76 | 854.6184 | 854.6184 | 0 | 0 | 0 | 660.962 | 0 | 0
2776 | 1473.083 | 335.35 | 538.7834 | 538.7834 | 0 | 0 | 0 | 954.426 | 0 | 0
2777 | 1294.28 | 101.42 | 155.64 | 155.64 | 0 | 0 | 0 | 1144.454 | 0 | 0
2778 | 1058.51 | 26.46 | 30.6489 | 30.6489 | 0 | 0 | 0 | 1029.006 | 0 | 0
2779 | 1464.006 | 0 | 0 | 0 | 0 | 0 | 0 | 1440.234 | 0 | 24.6945
2780 | 1241.6 | 0 | 0 | 0 | 0 | 0 | 0 | 662.128 | 0 | 601.9583
2781 | 1408.8 | 0 | 0 | 0 | 0 | 0 | 0 | 829.328 | 0 | 601.9583
2782 | 1203.2 | 0 | 0 | 0 | 0 | 0 | 0 | 623.728 | 0 | 601.9583
2783 | 1300 | 0 | 0 | 0 | 0 | 0 | 0 | 720.528 | 0 | 601.9583
2784 | 0 | 0 | 0 | 0 | 0 | 0 | 0 | 0 | 0 | 0
2785 | 0 | 0 | 0 | 0 | 0 | 0 | 0 | 0 | 0 | 0
2786 | 0 | 0 | 0 | 0 | 0 | 0 | 0 | 0 | 0 | 0
2787 | 0 | 0 | 0 | 0 | 0 | 0 | 0 | 0 | 0 | 0
2788 | 0 | 0 | 0 | 0 | 0 | 0 | 0 | 0 | 0 | 0
2789 | 0 | 0 | 0 | 0 | 0 | 0 | 0 | 0 | 0 | 0
2790 | 0 | 0 | 0 | 0 | 0 | 0 | 0 | 0 | 0 | 0
2791 | 1083.813 | 123.83 | 169.1881 | 0 | -169.1881 | 0 | 0 | 1083.813 | 0 | 0
2792 | 1008.77 | 354.17 | 579.8307 | 0 | -579.8307 | 0 | 0 | 1008.77 | 0 | 0
2793 | 934.389 | 585.77 | 956.3881 | 852.3736 | -104.0145 | 0 | 0 | 113.855 | 0 | 0
2794 | 1123.825 | 777.96 | 1227.6491 | 1167.4347 | -60.2143 | 0 | 0 | 0 | 0 | 0
2795 | 930.985 | 916.76 | 1413.3178 | 967.1116 | -446.2061 | 0 | 0 | 0 | 0 | 0
2796 | 972.383 | 981.56 | 1497.8411 | 1010.1161 | -487.7251 | 0 | 0 | 0 | 0 | 0
2797 | 958.182 | 970.67 | 1487.5767 | 995.364 | -492.2127 | 0 | 0 | 0 | 0 | 0
2798 | 1202.344 | 877.37 | 1366.4812 | 1249.0007 | -117.4805 | 0 | 0 | 0 | 0 | 0
2799 | 871.996 | 724.54 | 1156.1035 | 905.8336 | -250.2699 | 0 | 0 | 0 | 0 | 0
2800 | 905.877 | 517.97 | 850.1017 | 850.1017 | 0 | 0 | 0 | 87.531 | 0 | 0
2801 | 1065.211 | 282.14 | 445.3813 | 445.3813 | 0 | 0 | 0 | 636.467 | 0 | 0
2802 | 1003.197 | 66.28 | 78.2106 | 78.2106 | 0 | 0 | 0 | 927.908 | 0 | 0
2803 | 1253.158 | 0 | 0 | 0 | 0 | 0 | 0 | 1253.158 | 0 | 0
2804 | 1226.4 | 0 | 0 | 0 | 0 | 0 | 0 | 1226.4 | 0 | 0
2805 | 1049.6 | 0 | 0 | 0 | 0 | 0 | 0 | 1049.6 | 0 | 0
2806 | 1300 | 0 | 0 | 0 | 0 | 0 | 0 | 1300 | 0 | 0
2807 | 1016.8 | 0 | 0 | 0 | 0 | 0 | 0 | 1016.8 | 0 | 0
2808 | 0 | 0 | 0 | 0 | 0 | 0 | 0 | 0 | 0 | 0
2809 | 0 | 0 | 0 | 0 | 0 | 0 | 0 | 0 | 0 | 0
2810 | 0 | 0 | 0 | 0 | 0 | 0 | 0 | 0 | 0 | 0
2811 | 0 | 0 | 0 | 0 | 0 | 0 | 0 | 0 | 0 | 0
2812 | 0 | 0 | 0 | 0 | 0 | 0 | 0 | 0 | 0 | 0
2813 | 0 | 0 | 0 | 0 | 0 | 0 | 0 | 0 | 0 | 0
2814 | 0 | 0 | 0 | 0 | 0 | 0 | 0 | 0 | 0 | 0
2815 | 976.828 | 76.03 | 114.2529 | 114.2529 | 0 | 0 | 0 | 866.843 | 0 | 0
2816 | 949.208 | 321.53 | 530.7794 | 530.7794 | 0 | 0 | 0 | 438.256 | 0 | 0
2817 | 1320.769 | 541.02 | 887.3616 | 887.3616 | 0 | 0 | 0 | 466.555 | 0 | 0
2818 | 1344.335 | 733.31 | 1170.4577 | 1170.4577 | 0 | 0 | 0 | 217.6 | 0 | 0
2819 | 1328.345 | 872.21 | 1360.8945 | 1360.8945 | 0 | 0 | 0 | 18.287 | 0 | 0
2820 | 1413.067 | 811.5 | 1251.4647 | 1251.4647 | 0 | 0 | 0 | 208.351 | 0 | 0
2821 | 1334.168 | 655.27 | 1019.242 | 1019.242 | 0 | 0 | 0 | 353 | 0 | 0
2822 | 1503.829 | 644.3 | 1008.1662 | 1008.1662 | 0 | 0 | 0 | 533.323 | 0 | 0
2823 | 1371.782 | 308.43 | 490.3429 | 490.3429 | 0 | 0 | 0 | 899.756 | 0 | 0
2824 | 1502.032 | 176.62 | 279.8291 | 279.8291 | 0 | 0 | 0 | 1232.656 | 0 | 0
2825 | 1377.423 | 158.02 | 252.4472 | 252.4472 | 0 | 0 | 0 | 1134.406 | 0 | 0
2826 | 1514.373 | 38.94 | 50.6573 | 50.6573 | 0 | 0 | 0 | 1465.608 | 0 | 0
2827 | 1132.464 | 0 | 0 | 0 | 0 | 0 | 0 | 1108.692 | 0 | 24.6945
2828 | 1019.2 | 0 | 0 | 0 | 0 | 0 | 0 | 439.728 | 0 | 601.9583
2829 | 1064.8 | 0 | 0 | 0 | 0 | 0 | 0 | 485.328 | 0 | 601.9583
2830 | 1386.4 | 0 | 0 | 0 | 0 | 0 | 0 | 806.928 | 0 | 601.9583
2831 | 1148 | 0 | 0 | 0 | 0 | 0 | 0 | 568.528 | 0 | 601.9583
2832 | 0 | 0 | 0 | 0 | 0 | 0 | 0 | 0 | 0 | 0
2833 | 0 | 0 | 0 | 0 | 0 | 0 | 0 | 0 | 0 | 0
2834 | 0 | 0 | 0 | 0 | 0 | 0 | 0 | 0 | 0 | 0
2835 | 0 | 0 | 0 | 0 | 0 | 0 | 0 | 0 | 0 | 0
2836 | 0 | 0 | 0 | 0 | 0 | 0 | 0 | 0 | 0 | 0
2837 | 0 | 0 | 0 | 0 | 0 | 0 | 0 | 0 | 0 | 0
2838 | 0 | 0 | 0 | 0 | 0 | 0 | 0 | 0 | 0 | 0
2839 | 989.561 | 98.34 | 150.2236 | 0 | -150.2236 | 0 | 0 | 989.561 | 0 | 0
2840 | 970.741 | 283.07 | 470.4373 | 0 | -470.4373 | 0 | 0 | 970.741 | 0 | 0
2841 | 1081.276 | 588.58 | 972.0023 | 370.0441 | -601.9583 | 0 | 0 | 725.055 | 0 | 0
2842 | 1571.813 | 374.37 | 598.2279 | 35.4793 | -562.7486 | 0 | 0 | 1537.658 | 0 | 0
2843 | 1519.172 | 703.24 | 1093.7638 | 491.8055 | -601.9583 | 0 | 0 | 1045.739 | 0 | 0
2844 | 1461.244 | 855.84 | 1304.3139 | 1142.5481 | -161.7658 | 0 | 0 | 361.376 | 0 | 0
2845 | 1711.452 | 961.54 | 1485.5157 | 1485.5157 | 0 | 0 | 0 | 281.428 | 0 | 0
2846 | 1173.122 | 877.33 | 1376.6926 | 1218.6447 | -158.0479 | 0 | 0 | 0 | 0 | 0
2847 | 1493.09 | 53.01 | 73.5474 | 73.5474 | 0 | 0 | 0 | 1422.29 | 0 | 0
2848 | 1648.072 | 166.78 | 266.0088 | 266.0088 | 0 | 0 | 0 | 1392 | 0 | 0
2849 | 1134.203 | 26.45 | 32.6663 | 32.6663 | 0 | 0 | 0 | 1102.757 | 0 | 0
2850 | 1182.912 | 8.81 | 3.963 | 3.963 | 0 | 0 | 0 | 1179.097 | 0 | 0
2851 | 1420.356 | 0 | 0 | 0 | 0 | 0 | 0 | 1396.584 | 0 | 24.6945
2852 | 1311.2 | 0 | 0 | 0 | 0 | 0 | 0 | 731.728 | 0 | 601.9583
2853 | 1405.6 | 0 | 0 | 0 | 0 | 0 | 0 | 826.128 | 0 | 601.9583
2854 | 1212 | 0 | 0 | 0 | 0 | 0 | 0 | 632.528 | 0 | 601.9583
2855 | 1395.2 | 0 | 0 | 0 | 0 | 0 | 0 | 815.728 | 0 | 601.9583
2856 | 0 | 0 | 0 | 0 | 0 | 0 | 0 | 0 | 0 | 0
2857 | 0 | 0 | 0 | 0 | 0 | 0 | 0 | 0 | 0 | 0
2858 | 0 | 0 | 0 | 0 | 0 | 0 | 0 | 0 | 0 | 0
2859 | 0 | 0 | 0 | 0 | 0 | 0 | 0 | 0 | 0 | 0
2860 | 0 | 0 | 0 | 0 | 0 | 0 | 0 | 0 | 0 | 0
2861 | 0 | 0 | 0 | 0 | 0 | 0 | 0 | 0 | 0 | 0
2862 | 0 | 0 | 0 | 0 | 0 | 0 | 0 | 0 | 0 | 0
2863 | 1384.773 | 125.89 | 168.3653 | 168.3653 | 0 | 0 | 0 | 1222.697 | 0 | 0
2864 | 330.448 | 103.18 | 161.5757 | 161.5757 | 0 | 0 | 0 | 174.908 | 0 | 0
2865 | 66.072 | 463.43 | 748.356 | 68.6359 | -601.9583 | 0 | 77.7618 | 0 | 0 | 0
2866 | 69.845 | 504.21 | 795.3785 | 72.5553 | -601.9583 | 0 | 120.8649 | 0 | 0 | 0
2867 | 66.865 | 416.15 | 651.8791 | 69.4597 | -582.4194 | 0 | 0 | 0 | 0 | 0
2868 | 69.874 | 187.15 | 288.0741 | 72.5854 | -215.4886 | 0 | 0 | 0 | 0 | 0
2869 | 62.387 | 84.7 | 122.4543 | 64.8079 | -57.6464 | 0 | 0 | 0 | 0 | 0
2870 | 65.31 | 151.41 | 231.2089 | 67.8443 | -163.3645 | 0 | 0 | 0 | 0 | 0
2871 | 60.338 | 248.74 | 391.1287 | 62.6794 | -328.4493 | 0 | 0 | 0 | 0 | 0
2872 | 69.75 | 256.24 | 409.4085 | 72.4566 | -155.856 | 0 | 181.0959 | 0 | 0 | 0
2873 | 62.252 | 140.12 | 221.6248 | 64.6677 | 0 | 0 | 156.9572 | 0 | 0 | 0
2874 | 69.556 | 35.17 | 44.7995 | 44.7995 | 0 | 0 | 0 | 0 | 0 | 27.4556
2875 | 70.538 | 0 | 0 | 0 | 0 | 0 | 0 | 0 | 0 | 73.2752
2876 | 76.8 | 0 | 0 | 0 | 0 | 0 | 0 | 0 | 0 | 79.7802
2877 | 72.8 | 0 | 0 | 0 | 0 | 0 | 0 | 0 | 0 | 75.625
2878 | 78.4 | 0 | 0 | 0 | 0 | 0 | 0 | 0 | 0 | 81.4423
2879 | 72 | 0 | 0 | 0 | 0 | 0 | 0 | 0 | 0 | 74.7939
2880 | 0 | 0 | 0 | 0 | 0 | 0 | 0 | 0 | 0 | 0
2881 | 0 | 0 | 0 | 0 | 0 | 0 | 0 | 0 | 0 | 0
2882 | 0 | 0 | 0 | 0 | 0 | 0 | 0 | 0 | 0 | 0
2883 | 0 | 0 | 0 | 0 | 0 | 0 | 0 | 0 | 0 | 0
2884 | 0 | 0 | 0 | 0 | 0 | 0 | 0 | 0 | 0 | 0
2885 | 0 | 0 | 0 | 0 | 0 | 0 | 0 | 0 | 0 | 0
2886 | 0 | 0 | 0 | 0 | 0 | 0 | 0 | 0 | 0 | 0
2887 | 59.935 | 90.56 | 137.651 | 62.2608 | -75.3902 | 0 | 0 | 0 | 0 | 0
2888 | 60.615 | 363.45 | 591.9182 | 62.9682 | -383.535 | 0 | 145.415 | 0 | 0 | 0
2889 | 57.444 | 594.9 | 959.1232 | 59.6731 | 0 | 0 | 899.4501 | 0 | 0 | 0
2890 | 63.569 | 786.27 | 1211.8894 | 66.0358 | 0 | 0 | 1145.8536 | 0 | 0 | 0
2891 | 57.64 | 922.68 | 1375.2487 | 59.8767 | 0 | 0 | 1315.372 | 0 | 0 | 0
2892 | 64.133 | 983.94 | 1455.9669 | 66.6217 | 0 | 0 | 1389.3453 | 0 | 0 | 0
2893 | 56.963 | 234.04 | 360.2035 | 59.1734 | 0 | 0 | 301.03 | 0 | 0 | 0
2894 | 68.404 | 359.06 | 558.4479 | 71.0584 | 0 | 0 | 487.3895 | 0 | 0 | 0
2895 | 60.106 | 171.8 | 265.1404 | 62.4384 | 0 | 0 | 202.702 | 0 | 0 | 0
2896 | 68.887 | 62.78 | 89.6063 | 71.5601 | 0 | 0 | 18.0461 | 0 | 0 | 0
2897 | 59.771 | 32.34 | 41.4296 | 41.4296 | 0 | 0 | 0 | 14.665 | 0 | 5.4257
2898 | 69.059 | 10.77 | 6.667 | 6.667 | 0 | 0 | 0 | 0 | 0 | 65.0718
2899 | 74.479 | 0 | 0 | 0 | 0 | 0 | 0 | 0 | 0 | 77.3691
2900 | 85.6 | 0 | 0 | 0 | 0 | 0 | 0 | 0 | 0 | 88.9217
2901 | 76 | 0 | 0 | 0 | 0 | 0 | 0 | 0 | 0 | 78.9492
2902 | 78.4 | 0 | 0 | 0 | 0 | 0 | 0 | 0 | 0 | 81.4423
2903 | 72.8 | 0 | 0 | 0 | 0 | 0 | 0 | 0 | 0 | 75.625
2904 | 0 | 0 | 0 | 0 | 0 | 0 | 0 | 0 | 0 | 0
2905 | 0 | 0 | 0 | 0 | 0 | 0 | 0 | 0 | 0 | 0
2906 | 0 | 0 | 0 | 0 | 0 | 0 | 0 | 0 | 0 | 0
2907 | 0 | 0 | 0 | 0 | 0 | 0 | 0 | 0 | 0 | 0
2908 | 0 | 0 | 0 | 0 | 0 | 0 | 0 | 0 | 0 | 0
2909 | 0 | 0 | 0 | 0 | 0 | 0 | 0 | 0 | 0 | 0
2910 | 0 | 0 | 0 | 0 | 0 | 0 | 0 | 0 | 0 | 0
2911 | 59.139 | 126.72 | 170.5998 | 61.4339 | -109.1659 | 0 | 0 | 0 | 0 | 0
2912 | 159.508 | 356.06 | 582.7123 | 165.6977 | -417.0147 | 0 | 0 | 0 | 0 | 0
2913 | 1257.452 | 584.33 | 951.301 | 951.301 | 0 | 0 | 0 | 341.687 | 0 | 0
2914 | 1452.636 | 775.12 | 1215.922 | 1215.922 | 0 | 0 | 0 | 282.135 | 0 | 0
2915 | 1793.298 | 903.67 | 1374.5859 | 1374.5859 | 0 | 0 | 0 | 373.505 | 0 | 100.3018
2916 | 1328.98 | 964.37 | 1448.8947 | 1380.5507 | -68.344 | 0 | 0 | 0 | 0 | 0
2917 | 1338.234 | 951.21 | 1433.4446 | 1390.1638 | -43.2808 | 0 | 0 | 0 | 0 | 0
2918 | 1057.156 | 651.13 | 1007.061 | 1007.061 | 0 | 0 | 0 | 87.714 | 0 | 0
2919 | 1280.998 | 292.48 | 463.9624 | 463.9624 | 0 | 0 | 0 | 834.367 | 0 | 0
2920 | 1089.986 | 453.37 | 735.5382 | 735.5382 | 0 | 0 | 0 | 381.924 | 0 | 0
2921 | 1851.164 | 219.29 | 354.1753 | 354.1753 | 0 | 0 | 0 | 1510.219 | 0 | 0
2922 | 1796.006 | 55.03 | 73.189 | 73.189 | 0 | 0 | 0 | 1533.328 | 0 | 199.6832
2923 | 1783.629 | 0 | 0 | 0 | 0 | 0 | 0 | 1533.328 | 0 | 260.0139
2924 | 1345.6 | 0 | 0 | 0 | 0 | 0 | 0 | 1184.881 | 0 | 166.9557
2925 | 1422.4 | 0 | 0 | 0 | 0 | 0 | 0 | 842.928 | 0 | 601.9583
2926 | 1416.8 | 0 | 0 | 0 | 0 | 0 | 0 | 837.328 | 0 | 601.9583
2927 | 1570.4 | 0 | 0 | 0 | 0 | 0 | 0 | 990.928 | 0 | 601.9583
2928 | 0 | 0 | 0 | 0 | 0 | 0 | 0 | 0 | 0 | 0
2929 | 0 | 0 | 0 | 0 | 0 | 0 | 0 | 0 | 0 | 0
2930 | 0 | 0 | 0 | 0 | 0 | 0 | 0 | 0 | 0 | 0
2931 | 0 | 0 | 0 | 0 | 0 | 0 | 0 | 0 | 0 | 0
2932 | 0 | 0 | 0 | 0 | 0 | 0 | 0 | 0 | 0 | 0
2933 | 0 | 0 | 0 | 0 | 0 | 0 | 0 | 0 | 0 | 0
2934 | 0 | 0 | 0 | 0 | 0 | 0 | 0 | 0 | 0 | 0
2935 | 1555.098 | 127.12 | 170.9976 | 22.6148 | -148.3829 | 0 | 0 | 1533.328 | 0 | 0
2936 | 1292.903 | 358.07 | 587.9074 | 0 | -587.9074 | 0 | 0 | 1292.903 | 0 | 0
2937 | 1616.041 | 585.45 | 957.7603 | 355.8021 | -601.9583 | 0 | 0 | 1273.53 | 0 | 0
2938 | 1859.685 | 775.99 | 1223.5718 | 621.6135 | -601.9583 | 0 | 0 | 1261.292 | 0 | 0
2939 | 1608.786 | 732.37 | 1129.9007 | 527.9424 | -601.9583 | 0 | 0 | 1100.566 | 0 | 0
2940 | 1823.532 | 968.12 | 1475.3386 | 1310.3629 | -164.9757 | 0 | 0 | 562.118 | 0 | 0
2941 | 1798.158 | 498.71 | 782.3592 | 782.3592 | 0 | 0 | 0 | 1045.024 | 0 | 0
2942 | 1525.044 | 281.78 | 445.694 | 445.694 | 0 | 0 | 0 | 1095.999 | 0 | 0
2943 | 1520.027 | 443.07 | 707.7553 | 707.7553 | 0 | 0 | 0 | 838.71 | 0 | 0
2944 | 1553.305 | 118.9 | 185.0527 | 185.0527 | 0 | 0 | 0 | 1375.165 | 0 | 0
2945 | 1531.346 | 13.71 | 11.9608 | 11.9608 | 0 | 0 | 0 | 1519.832 | 0 | 0
2946 | 1537.263 | 5.87 | 0 | 0 | 0 | 0 | 0 | 1533.328 | 0 | 4.0877
2947 | 1394.4 | 0 | 0 | 0 | 0 | 0 | 0 | 1374.563 | 0 | 20.6068
2948 | 1347.2 | 0 | 0 | 0 | 0 | 0 | 0 | 767.728 | 0 | 601.9583
2949 | 1466.4 | 0 | 0 | 0 | 0 | 0 | 0 | 886.928 | 0 | 601.9583
2950 | 1319.2 | 0 | 0 | 0 | 0 | 0 | 0 | 739.728 | 0 | 601.9583
2951 | 1240 | 0 | 0 | 0 | 0 | 0 | 0 | 660.528 | 0 | 601.9583
2952 | 0 | 0 | 0 | 0 | 0 | 0 | 0 | 0 | 0 | 0
2953 | 0 | 0 | 0 | 0 | 0 | 0 | 0 | 0 | 0 | 0
2954 | 0 | 0 | 0 | 0 | 0 | 0 | 0 | 0 | 0 | 0
2955 | 0 | 0 | 0 | 0 | 0 | 0 | 0 | 0 | 0 | 0
2956 | 0 | 0 | 0 | 0 | 0 | 0 | 0 | 0 | 0 | 0
2957 | 0 | 0 | 0 | 0 | 0 | 0 | 0 | 0 | 0 | 0
2958 | 0 | 0 | 0 | 0 | 0 | 0 | 0 | 0 | 0 | 0
2959 | 1206.214 | 130.55 | 172.3367 | 0 | -172.3367 | 0 | 0 | 1206.214 | 0 | 0
2960 | 1033.754 | 294.32 | 486.251 | 0 | -486.251 | 0 | 0 | 1033.754 | 0 | 0
2961 | 1422.494 | 589.65 | 973.4795 | 371.5212 | -601.9583 | 0 | 0 | 1064.851 | 0 | 0
2962 | 1530.86 | 653.53 | 1039.426 | 437.4677 | -601.9583 | 0 | 0 | 1109.735 | 0 | 0
2963 | 1656.662 | 908.3 | 1426.7973 | 824.839 | -601.9583 | 0 | 0 | 862.636 | 0 | 0
2964 | 1345.486 | 813.12 | 1261.6263 | 1018.949 | -242.6773 | 0 | 0 | 364.6 | 0 | 0
2965 | 1497.656 | 216.08 | 338.3159 | 338.3159 | 0 | 0 | 0 | 1171.978 | 0 | 0
2966 | 1691.038 | 74.3 | 107.1787 | 107.1787 | 0 | 0 | 0 | 1533.328 | 0 | 56.6512
2967 | 1889.882 | 132.3 | 204.3163 | 204.3163 | 0 | 0 | 0 | 1533.328 | 0 | 166.0737
2968 | 1787.216 | 255.4 | 413.6884 | 263.7411 | -149.9473 | 0 | 0 | 1533.328 | 0 | 0
2969 | 1100.388 | 151.86 | 243.4865 | 145.5656 | -97.9209 | 0 | 0 | 960.26 | 0 | 0
2970 | 1874.444 | 38.93 | 51.1996 | 51.1996 | 0 | 0 | 0 | 1533.328 | 0 | 303.1534
2971 | 1314.638 | 0 | 0 | 0 | 0 | 0 | 0 | 1314.638 | 0 | 0
2972 | 1416 | 0 | 0 | 0 | 0 | 0 | 0 | 1416 | 0 | 0
2973 | 988.8 | 0 | 0 | 0 | 0 | 0 | 0 | 988.8 | 0 | 0
2974 | 963.2 | 0 | 0 | 0 | 0 | 0 | 0 | 963.2 | 0 | 0
2975 | 1384 | 0 | 0 | 0 | 0 | 0 | 0 | 1384 | 0 | 0
2976 | 0 | 0 | 0 | 0 | 0 | 0 | 0 | 0 | 0 | 0
2977 | 0 | 0 | 0 | 0 | 0 | 0 | 0 | 0 | 0 | 0
2978 | 0 | 0 | 0 | 0 | 0 | 0 | 0 | 0 | 0 | 0
2979 | 0 | 0 | 0 | 0 | 0 | 0 | 0 | 0 | 0 | 0
2980 | 0 | 0 | 0 | 0 | 0 | 0 | 0 | 0 | 0 | 0
2981 | 0 | 0 | 0 | 0 | 0 | 0 | 0 | 0 | 0 | 0
2982 | 0 | 0 | 0 | 0 | 0 | 0 | 0 | 0 | 0 | 0
2983 | 1212.52 | 132.77 | 172.7532 | 0 | -172.7532 | 0 | 0 | 1212.52 | 0 | 0
2984 | 1002.061 | 367.38 | 607.3071 | 459.1642 | -148.1429 | 0 | 0 | 560.049 | 0 | 0
2985 | 965.107 | 262.56 | 425.2347 | 425.2347 | 0 | 0 | 0 | 555.757 | 0 | 0
2986 | 1411.917 | 787.42 | 1270.3346 | 1270.3346 | 0 | 0 | 0 | 189.036 | 0 | 0
2987 | 1427.898 | 504.63 | 797.1403 | 797.1403 | 0 | 0 | 0 | 660.535 | 0 | 0
2988 | 1337.421 | 398.64 | 626.5489 | 626.5489 | 0 | 0 | 0 | 734.277 | 0 | 0
2989 | 1072.122 | 540.58 | 847.8485 | 847.8485 | 0 | 0 | 0 | 255.945 | 0 | 0
2990 | 1193.708 | 684.42 | 1077.0245 | 1077.0245 | 0 | 0 | 0 | 156.916 | 0 | 0
2991 | 980.197 | 646.88 | 1034.715 | 1018.2333 | -16.4817 | 0 | 0 | 0 | 0 | 0
2992 | 1206.253 | 474.81 | 779.4214 | 779.4214 | 0 | 0 | 0 | 455.947 | 0 | 0
2993 | 1386.057 | 158.75 | 254.3576 | 254.3576 | 0 | 0 | 0 | 1141.201 | 0 | 0
2994 | 1219.223 | 40.79 | 53.9638 | 53.9638 | 0 | 0 | 0 | 1167.275 | 0 | 0
2995 | 1409.584 | 0 | 0 | 0 | 0 | 0 | 0 | 1385.812 | 0 | 24.6945
2996 | 1578.4 | 0 | 0 | 0 | 0 | 0 | 0 | 998.928 | 0 | 601.9583
2997 | 1444.8 | 0 | 0 | 0 | 0 | 0 | 0 | 865.328 | 0 | 601.9583
2998 | 1684 | 0 | 0 | 0 | 0 | 0 | 0 | 1104.528 | 0 | 601.9583
2999 | 1376.8 | 0 | 0 | 0 | 0 | 0 | 0 | 797.328 | 0 | 601.9583
3000 | 0 | 0 | 0 | 0 | 0 | 0 | 0 | 0 | 0 | 0
3001 | 0 | 0 | 0 | 0 | 0 | 0 | 0 | 0 | 0 | 0
3002 | 0 | 0 | 0 | 0 | 0 | 0 | 0 | 0 | 0 | 0
3003 | 0 | 0 | 0 | 0 | 0 | 0 | 0 | 0 | 0 | 0
3004 | 0 | 0 | 0 | 0 | 0 | 0 | 0 | 0 | 0 | 0
3005 | 0 | 0 | 0 | 0 | 0 | 0 | 0 | 0 | 0 | 0
3006 | 0 | 0 | 0 | 0 | 0 | 0 | 0 | 0 | 0 | 0
3007 | 781.83 | 72.02 | 108.8335 | 0 | -108.8335 | 0 | 0 | 781.83 | 0 | 0
3008 | 709.607 | 362.62 | 596.1036 | 0 | -596.1036 | 0 | 0 | 709.607 | 0 | 0
3009 | 1534.229 | 590.3 | 971.2804 | 369.3221 | -601.9583 | 0 | 0 | 1178.703 | 0 | 0
3010 | 1020.516 | 780.43 | 1242.0157 | 640.0575 | -601.9583 | 0 | 0 | 404.368 | 0 | 0
3011 | 1287.992 | 628.49 | 979.757 | 377.7987 | -601.9583 | 0 | 0 | 924.306 | 0 | 0
3012 | 1475.707 | 972.31 | 1488.9355 | 1481.132 | -7.8035 | 0 | 0 | 49.903 | 0 | 0
3013 | 1238.1 | 958.47 | 1474.6685 | 1286.1442 | -188.5244 | 0 | 0 | 0 | 0 | 0
3014 | 1241.662 | 598.85 | 939.1678 | 939.1678 | 0 | 0 | 0 | 337.577 | 0 | 0
3015 | 1191.082 | 440.55 | 704.5807 | 704.5807 | 0 | 0 | 0 | 512.821 | 0 | 0
3016 | 1159.838 | 365.2 | 595.1894 | 595.1894 | 0 | 0 | 0 | 586.882 | 0 | 0
3017 | 1030.094 | 179.51 | 289.8328 | 289.8328 | 0 | 0 | 0 | 751.088 | 0 | 0
3018 | 1147.534 | 46.15 | 62.1673 | 62.1673 | 0 | 0 | 0 | 1087.689 | 0 | 0
3019 | 1455.483 | 0 | 0 | 0 | 0 | 0 | 0 | 1431.711 | 0 | 24.6945
3020 | 1283.2 | 0 | 0 | 0 | 0 | 0 | 0 | 703.728 | 0 | 601.9583
3021 | 1238.4 | 0 | 0 | 0 | 0 | 0 | 0 | 658.928 | 0 | 601.9583
3022 | 1134.4 | 0 | 0 | 0 | 0 | 0 | 0 | 554.928 | 0 | 601.9583
3023 | 1165.6 | 0 | 0 | 0 | 0 | 0 | 0 | 586.128 | 0 | 601.9583
3024 | 0 | 0 | 0 | 0 | 0 | 0 | 0 | 0 | 0 | 0
3025 | 0 | 0 | 0 | 0 | 0 | 0 | 0 | 0 | 0 | 0
3026 | 0 | 0 | 0 | 0 | 0 | 0 | 0 | 0 | 0 | 0
3027 | 0 | 0 | 0 | 0 | 0 | 0 | 0 | 0 | 0 | 0
3028 | 0 | 0 | 0 | 0 | 0 | 0 | 0 | 0 | 0 | 0
3029 | 0 | 0 | 0 | 0 | 0 | 0 | 0 | 0 | 0 | 0
3030 | 0 | 0 | 0 | 0 | 0 | 0 | 0 | 0 | 0 | 0
3031 | 1273.643 | 128.72 | 175.6962 | 0 | -175.6962 | 0 | 0 | 1273.643 | 0 | 0
3032 | 802.242 | 356.92 | 587.1366 | 0 | -587.1366 | 0 | 0 | 802.242 | 0 | 0
3033 | 1200.115 | 415.4 | 673.7781 | 71.8198 | -601.9583 | 0 | 0 | 1130.978 | 0 | 0
3034 | 1471.92 | 774.65 | 1221.3009 | 619.3427 | -601.9583 | 0 | 0 | 875.713 | 0 | 0
3035 | 1380.935 | 895.25 | 1361.8336 | 759.8753 | -601.9583 | 0 | 0 | 649.445 | 0 | 0
3036 | 1423.39 | 957.41 | 1424.5607 | 1286.1286 | -138.4322 | 0 | 0 | 185.305 | 0 | 0
3037 | 1393.065 | 758.23 | 1136.0296 | 1136.0296 | 0 | 0 | 0 | 299.472 | 0 | 0
3038 | 1542.057 | 767.84 | 1157.4342 | 1157.4342 | 0 | 0 | 0 | 427.859 | 0 | 0
3039 | 1458.87 | 611.72 | 952.8675 | 952.8675 | 0 | 0 | 0 | 541.597 | 0 | 0
3040 | 2088.377 | 79.04 | 116.9819 | 116.9819 | 0 | 0 | 0 | 1533.328 | 0 | 459.6057
3041 | 1746.298 | 78.5 | 117.9885 | 117.9885 | 0 | 0 | 0 | 1533.328 | 0 | 103.2458
3042 | 1528.475 | 21.55 | 23.3783 | 0 | -23.3783 | 0 | 0 | 1528.475 | 0 | 0
3043 | 1628.348 | 0 | 0 | 0 | 0 | 0 | 0 | 1533.328 | 0 | 98.7072
3044 | 1763.2 | 0 | 0 | 0 | 0 | 0 | 0 | 1533.328 | 0 | 238.7921
3045 | 1925.6 | 0 | 0 | 0 | 0 | 0 | 0 | 1533.328 | 0 | 407.494
3046 | 2003.2 | 0 | 0 | 0 | 0 | 0 | 0 | 1479.781 | 0 | 543.7301
3047 | 1744 | 0 | 0 | 0 | 0 | 0 | 0 | 1164.528 | 0 | 601.9583
3048 | 0 | 0 | 0 | 0 | 0 | 0 | 0 | 0 | 0 | 0
3049 | 0 | 0 | 0 | 0 | 0 | 0 | 0 | 0 | 0 | 0
3050 | 0 | 0 | 0 | 0 | 0 | 0 | 0 | 0 | 0 | 0
3051 | 0 | 0 | 0 | 0 | 0 | 0 | 0 | 0 | 0 | 0
3052 | 0 | 0 | 0 | 0 | 0 | 0 | 0 | 0 | 0 | 0
3053 | 0 | 0 | 0 | 0 | 0 | 0 | 0 | 0 | 0 | 0
3054 | 0 | 0 | 0 | 0 | 0 | 0 | 0 | 0 | 0 | 0
3055 | 1371.414 | 75.2 | 113.853 | 0 | -113.853 | 0 | 0 | 1371.414 | 0 | 0
3056 | 1360.451 | 212.16 | 346.1183 | 0 | -346.1183 | 0 | 0 | 1360.451 | 0 | 0
3057 | 1498.823 | 338.6 | 545.8316 | 0 | -545.8316 | 0 | 0 | 1498.823 | 0 | 0
3058 | 2067.103 | 592.58 | 925.4327 | 554.488 | -370.9447 | 0 | 0 | 1533.328 | 0 | 0
3059 | 1900.996 | 880.73 | 1341.178 | 739.2197 | -601.9583 | 0 | 0 | 1189.391 | 0 | 0
3060 | 2047.677 | 941.6 | 1427.1816 | 825.2234 | -601.9583 | 0 | 0 | 1253.28 | 0 | 0
3061 | 1737.954 | 817.86 | 1245.9154 | 1119.4389 | -126.4766 | 0 | 0 | 660.333 | 0 | 0
3062 | 1834.925 | 712.11 | 1107.2703 | 1107.2703 | 0 | 0 | 0 | 769.017 | 0 | 0
3063 | 1799.821 | 245.16 | 389.5466 | 389.5466 | 0 | 0 | 0 | 1424.826 | 0 | 0
3064 | 1674.824 | 50.57 | 70.753 | 70.753 | 0 | 0 | 0 | 1533.328 | 0 | 76.2337
3065 | 1838.59 | 80.77 | 122.5312 | 122.5312 | 0 | 0 | 0 | 1533.328 | 0 | 194.5775
3066 | 1892.738 | 22.53 | 25.0612 | 25.0612 | 0 | 0 | 0 | 1533.328 | 0 | 348.2967
3067 | 1857.119 | 0 | 0 | 0 | 0 | 0 | 0 | 1533.328 | 0 | 336.3556
3068 | 1924 | 0 | 0 | 0 | 0 | 0 | 0 | 1533.328 | 0 | 405.8319
3069 | 1824.8 | 0 | 0 | 0 | 0 | 0 | 0 | 1533.328 | 0 | 302.7825
3070 | 2112.8 | 0 | 0 | 0 | 0 | 0 | 0 | 1533.328 | 0 | 601.9583
3071 | 1693.6 | 0 | 0 | 0 | 0 | 0 | 0 | 1533.328 | 0 | 166.4913
3072 | 0 | 0 | 0 | 0 | 0 | 0 | 0 | 0 | 0 | 0
3073 | 0 | 0 | 0 | 0 | 0 | 0 | 0 | 0 | 0 | 0
3074 | 0 | 0 | 0 | 0 | 0 | 0 | 0 | 0 | 0 | 0
3075 | 0 | 0 | 0 | 0 | 0 | 0 | 0 | 0 | 0 | 0
3076 | 0 | 0 | 0 | 0 | 0 | 0 | 0 | 0 | 0 | 0
3077 | 0 | 0 | 0 | 0 | 0 | 0 | 0 | 0 | 0 | 0
3078 | 0 | 0 | 0 | 0 | 0 | 0 | 0 | 0 | 0 | 0
3079 | 1151.437 | 128.43 | 176.95 | 0 | -176.95 | 0 | 0 | 1151.437 | 0 | 0
3080 | 1016.173 | 352.73 | 582.7892 | 0 | -582.7892 | 0 | 0 | 1016.173 | 0 | 0
3081 | 1393.713 | 577.1 | 956.1845 | 354.2262 | -601.9583 | 0 | 0 | 1052.719 | 0 | 0
3082 | 1742.288 | 764.97 | 1227.9285 | 625.9702 | -601.9583 | 0 | 0 | 1139.701 | 0 | 0
3083 | 1918.198 | 561.06 | 885.5956 | 399.8048 | -485.7908 | 0 | 0 | 1533.328 | 0 | 0
3084 | 1389.518 | 955.99 | 1476.7586 | 1219.0633 | -257.6953 | 0 | 0 | 215.993 | 0 | 0
3085 | 1454.847 | 941.51 | 1456.022 | 1456.022 | 0 | 0 | 0 | 53.215 | 0 | 0
3086 | 1572.945 | 852.24 | 1338.2413 | 1338.2413 | 0 | 0 | 0 | 284.694 | 0 | 0
3087 | 1407.007 | 278.82 | 445.2733 | 445.2733 | 0 | 0 | 0 | 978.367 | 0 | 0
3088 | 1270.866 | 67.96 | 99.6847 | 99.6847 | 0 | 0 | 0 | 1174.905 | 0 | 0
3089 | 1921.03 | 34.3 | 45.294 | 45.294 | 0 | 0 | 0 | 1533.328 | 0 | 357.4527
3090 | 1338.785 | 10.77 | 6.8551 | 0 | -6.8551 | 0 | 0 | 1338.785 | 0 | 0
3091 | 1455.323 | 0 | 0 | 0 | 0 | 0 | 0 | 1455.323 | 0 | 0
3092 | 1472 | 0 | 0 | 0 | 0 | 0 | 0 | 1206.926 | 0 | 275.3601
3093 | 1682.4 | 0 | 0 | 0 | 0 | 0 | 0 | 1102.928 | 0 | 601.9583
3094 | 1751.2 | 0 | 0 | 0 | 0 | 0 | 0 | 1171.728 | 0 | 601.9583
3095 | 1388 | 0 | 0 | 0 | 0 | 0 | 0 | 808.528 | 0 | 601.9583
3096 | 0 | 0 | 0 | 0 | 0 | 0 | 0 | 0 | 0 | 0
3097 | 0 | 0 | 0 | 0 | 0 | 0 | 0 | 0 | 0 | 0
3098 | 0 | 0 | 0 | 0 | 0 | 0 | 0 | 0 | 0 | 0
3099 | 0 | 0 | 0 | 0 | 0 | 0 | 0 | 0 | 0 | 0
3100 | 0 | 0 | 0 | 0 | 0 | 0 | 0 | 0 | 0 | 0
3101 | 0 | 0 | 0 | 0 | 0 | 0 | 0 | 0 | 0 | 0
3102 | 0 | 0 | 0 | 0 | 0 | 0 | 0 | 0 | 0 | 0
3103 | 596.8 | 128.37 | 175.7398 | 0 | -175.7398 | 0 | 0 | 596.8 | 0 | 0
3104 | 559.198 | 212.02 | 346.2232 | 0 | -346.2232 | 0 | 0 | 559.198 | 0 | 0
3105 | 533.643 | 436.27 | 705.1604 | 103.2021 | -601.9583 | 0 | 0 | 434.297 | 0 | 0
3106 | 918.03 | 503 | 796.2698 | 501.3438 | -294.926 | 0 | 0 | 435.414 | 0 | 0
3107 | 967.693 | 594.24 | 928.0276 | 928.0276 | 0 | 0 | 0 | 74.332 | 0 | 0
3108 | 627.109 | 796.48 | 1223.498 | 651.4438 | -572.0542 | 0 | 0 | 0 | 0 | 0
3109 | 812.063 | 777.83 | 1201.1107 | 843.5749 | -357.5358 | 0 | 0 | 0 | 0 | 0
3110 | 905.477 | 699.2 | 1095.3085 | 940.6138 | -154.6946 | 0 | 0 | 0 | 0 | 0
3111 | 596.201 | 514.38 | 823.3452 | 619.3364 | -204.0088 | 0 | 0 | 0 | 0 | 0
3112 | 817.356 | 31.38 | 39.4216 | 39.4216 | 0 | 0 | 0 | 779.407 | 0 | 0
3113 | 855.171 | 14.69 | 13.439 | 13.439 | 0 | 0 | 0 | 842.234 | 0 | 0
3114 | 864.861 | 5.87 | 0 | 0 | 0 | 0 | 0 | 864.861 | 0 | 0
3115 | 824.194 | 0 | 0 | 0 | 0 | 0 | 0 | 800.422 | 0 | 24.6945
3116 | 626.4 | 0 | 0 | 0 | 0 | 0 | 0 | 46.928 | 0 | 601.9583
3117 | 780 | 0 | 0 | 0 | 0 | 0 | 0 | 200.528 | 0 | 601.9583
3118 | 831.2 | 0 | 0 | 0 | 0 | 0 | 0 | 251.728 | 0 | 601.9583
3119 | 764 | 0 | 0 | 0 | 0 | 0 | 0 | 184.528 | 0 | 601.9583
3120 | 0 | 0 | 0 | 0 | 0 | 0 | 0 | 0 | 0 | 0
3121 | 0 | 0 | 0 | 0 | 0 | 0 | 0 | 0 | 0 | 0
3122 | 0 | 0 | 0 | 0 | 0 | 0 | 0 | 0 | 0 | 0
3123 | 0 | 0 | 0 | 0 | 0 | 0 | 0 | 0 | 0 | 0
3124 | 0 | 0 | 0 | 0 | 0 | 0 | 0 | 0 | 0 | 0
3125 | 0 | 0 | 0 | 0 | 0 | 0 | 0 | 0 | 0 | 0
3126 | 0 | 0 | 0 | 0 | 0 | 0 | 0 | 0 | 0 | 0
3127 | 1606.824 | 85.52 | 130.9995 | 76.349 | -54.6505 | 0 | 0 | 1533.328 | 0 | 0
3128 | 1031.203 | 292.88 | 484.4539 | 0 | -484.4539 | 0 | 0 | 1031.203 | 0 | 0
3129 | 1251.649 | 427.28 | 697.8628 | 95.9045 | -601.9583 | 0 | 0 | 1159.327 | 0 | 0
3130 | 1182.361 | 623.89 | 997.4884 | 645.7688 | -351.7196 | 0 | 0 | 560.716 | 0 | 0
3131 | 1327.158 | 739.57 | 1163.6483 | 1163.6483 | 0 | 0 | 0 | 206.978 | 0 | 0
3132 | 662.126 | 776.07 | 1212.9199 | 687.8196 | -525.1002 | 0 | 0 | 0 | 0 | 0
3133 | 803.013 | 795.79 | 1245.9788 | 834.1737 | -411.8051 | 0 | 0 | 0 | 0 | 0
3134 | 839.44 | 679.3 | 1076.0085 | 872.0143 | -203.9942 | 0 | 0 | 0 | 0 | 0
3135 | 881.612 | 614.63 | 989.2797 | 915.8227 | -73.457 | 0 | 0 | 0 | 0 | 0
3136 | 723.729 | 394.34 | 646.2342 | 646.2342 | 0 | 0 | 0 | 101.635 | 0 | 0
3137 | 1037.81 | 177.47 | 286.4587 | 286.4587 | 0 | 0 | 0 | 762.052 | 0 | 0
3138 | 1280.783 | 46.03 | 62.1184 | 62.1184 | 0 | 0 | 0 | 1220.985 | 0 | 0
3139 | 1299.258 | 0 | 0 | 0 | 0 | 0 | 0 | 1299.258 | 0 | 0
3140 | 1091.2 | 0 | 0 | 0 | 0 | 0 | 0 | 1091.2 | 0 | 0
3141 | 1475.2 | 0 | 0 | 0 | 0 | 0 | 0 | 1475.2 | 0 | 0
3142 | 901.6 | 0 | 0 | 0 | 0 | 0 | 0 | 901.6 | 0 | 0
3143 | 1424.8 | 0 | 0 | 0 | 0 | 0 | 0 | 1424.8 | 0 | 0
3144 | 0 | 0 | 0 | 0 | 0 | 0 | 0 | 0 | 0 | 0
3145 | 0 | 0 | 0 | 0 | 0 | 0 | 0 | 0 | 0 | 0
3146 | 0 | 0 | 0 | 0 | 0 | 0 | 0 | 0 | 0 | 0
3147 | 0 | 0 | 0 | 0 | 0 | 0 | 0 | 0 | 0 | 0
3148 | 0 | 0 | 0 | 0 | 0 | 0 | 0 | 0 | 0 | 0
3149 | 0 | 0 | 0 | 0 | 0 | 0 | 0 | 0 | 0 | 0
3150 | 0 | 0 | 0 | 0 | 0 | 0 | 0 | 0 | 0 | 0
3151 | 1360.959 | 108.71 | 165.4141 | 165.4141 | 0 | 0 | 0 | 1201.724 | 0 | 0
3152 | 1089.279 | 295.6 | 490.2265 | 490.2265 | 0 | 0 | 0 | 617.365 | 0 | 0
3153 | 1352.296 | 576.63 | 957.4559 | 957.4559 | 0 | 0 | 0 | 430.606 | 0 | 0
3154 | 1592.847 | 761.21 | 1230.2658 | 1230.2658 | 0 | 0 | 0 | 408.538 | 0 | 0
3155 | 1626.609 | 673.47 | 1067.6305 | 1067.6305 | 0 | 0 | 0 | 598.86 | 0 | 0
3156 | 1541.713 | 638.31 | 1011.6805 | 1011.6805 | 0 | 0 | 0 | 567.824 | 0 | 0
3157 | 1622.298 | 706.56 | 1118.4873 | 1118.4873 | 0 | 0 | 0 | 545.592 | 0 | 0
3158 | 1448.694 | 496.42 | 798.4399 | 798.4399 | 0 | 0 | 0 | 680.08 | 0 | 0
3159 | 1620.387 | 385.68 | 627.2189 | 627.2189 | 0 | 0 | 0 | 1016.598 | 0 | 0
3160 | 1509.994 | 251.99 | 412.8719 | 412.8719 | 0 | 0 | 0 | 1112.545 | 0 | 0
3161 | 1315.27 | 190.5 | 311.6664 | 311.6664 | 0 | 0 | 0 | 1015.246 | 0 | 0
3162 | 1693.54 | 49.29 | 67.6501 | 67.6501 | 0 | 0 | 0 | 1533.328 | 0 | 98.7789
3163 | 1887.87 | 0 | 0 | 0 | 0 | 0 | 0 | 1533.328 | 0 | 368.2999
3164 | 1574.4 | 0 | 0 | 0 | 0 | 0 | 0 | 1420.787 | 0 | 159.5739
3165 | 1738.4 | 0 | 0 | 0 | 0 | 0 | 0 | 1158.928 | 0 | 601.9583
3166 | 1488 | 0 | 0 | 0 | 0 | 0 | 0 | 908.528 | 0 | 601.9583
3167 | 1567.2 | 0 | 0 | 0 | 0 | 0 | 0 | 987.728 | 0 | 601.9583
3168 | 0 | 0 | 0 | 0 | 0 | 0 | 0 | 0 | 0 | 0
3169 | 0 | 0 | 0 | 0 | 0 | 0 | 0 | 0 | 0 | 0
3170 | 0 | 0 | 0 | 0 | 0 | 0 | 0 | 0 | 0 | 0
3171 | 0 | 0 | 0 | 0 | 0 | 0 | 0 | 0 | 0 | 0
3172 | 0 | 0 | 0 | 0 | 0 | 0 | 0 | 0 | 0 | 0
3173 | 0 | 0 | 0 | 0 | 0 | 0 | 0 | 0 | 0 | 0
3174 | 0 | 0 | 0 | 0 | 0 | 0 | 0 | 0 | 0 | 0
3175 | 1222.398 | 109.4 | 166.965 | 0 | -166.965 | 0 | 0 | 1222.398 | 0 | 0
3176 | 1224.246 | 289.21 | 478.006 | 0 | -478.006 | 0 | 0 | 1224.246 | 0 | 0
3177 | 1405.356 | 582.37 | 963.0769 | 361.1187 | -601.9583 | 0 | 0 | 1057.727 | 0 | 0
3178 | 1702.904 | 768.03 | 1235.1098 | 633.1515 | -601.9583 | 0 | 0 | 1093.404 | 0 | 0
3179 | 1163.639 | 754.55 | 1184.065 | 582.1067 | -601.9583 | 0 | 0 | 603.277 | 0 | 0
3180 | 1654.093 | 744.09 | 1161.5281 | 905.2342 | -256.2939 | 0 | 0 | 782.675 | 0 | 0
3181 | 1527.881 | 817.98 | 1267.2254 | 1267.2254 | 0 | 0 | 0 | 307.993 | 0 | 0
3182 | 1582.693 | 846.62 | 1335.7377 | 1335.7377 | 0 | 0 | 0 | 296.852 | 0 | 0
3183 | 1693.198 | 607.43 | 967.8326 | 967.8326 | 0 | 0 | 0 | 761.519 | 0 | 0
3184 | 1547.887 | 312.74 | 506.2833 | 506.2833 | 0 | 0 | 0 | 1060.516 | 0 | 0
3185 | 1494.49 | 197.75 | 318.2596 | 318.2596 | 0 | 0 | 0 | 1188.119 | 0 | 0
3186 | 1557.6 | 51.69 | 70.0269 | 70.0269 | 0 | 0 | 0 | 1490.189 | 0 | 0
3187 | 1736.8 | 0 | 0 | 0 | 0 | 0 | 0 | 1533.328 | 0 | 211.3677
3188 | 1518.4 | 0 | 0 | 0 | 0 | 0 | 0 | 1118.628 | 0 | 415.2851
3189 | 1556 | 0 | 0 | 0 | 0 | 0 | 0 | 976.528 | 0 | 601.9583
3190 | 1313.6 | 0 | 0 | 0 | 0 | 0 | 0 | 734.128 | 0 | 601.9583
3191 | 1468.8 | 0 | 0 | 0 | 0 | 0 | 0 | 889.328 | 0 | 601.9583
3192 | 0 | 0 | 0 | 0 | 0 | 0 | 0 | 0 | 0 | 0
3193 | 0 | 0 | 0 | 0 | 0 | 0 | 0 | 0 | 0 | 0
3194 | 0 | 0 | 0 | 0 | 0 | 0 | 0 | 0 | 0 | 0
3195 | 0 | 0 | 0 | 0 | 0 | 0 | 0 | 0 | 0 | 0
3196 | 0 | 0 | 0 | 0 | 0 | 0 | 0 | 0 | 0 | 0
3197 | 0 | 0 | 0 | 0 | 0 | 0 | 0 | 0 | 0 | 0
3198 | 0 | 0 | 0 | 0 | 0 | 0 | 0 | 0 | 0 | 0
3199 | 1067.464 | 120.17 | 181.4771 | 0 | -181.4771 | 0 | 0 | 1067.464 | 0 | 0
3200 | 1283.562 | 309.03 | 511.1345 | 0 | -511.1345 | 0 | 0 | 1283.562 | 0 | 0
3201 | 1599.831 | 447.34 | 729.6544 | 127.6961 | -601.9583 | 0 | 0 | 1476.906 | 0 | 0
3202 | 1734.369 | 748.59 | 1201.4037 | 599.4454 | -601.9583 | 0 | 0 | 1157.316 | 0 | 0
3203 | 1623.038 | 889.39 | 1401.5523 | 799.594 | -601.9583 | 0 | 0 | 853.313 | 0 | 0
3204 | 1636.443 | 949.59 | 1485.1916 | 1276.5373 | -208.6543 | 0 | 0 | 407.591 | 0 | 0
3205 | 1725.917 | 939.27 | 1469.6189 | 1469.6189 | 0 | 0 | 0 | 311.196 | 0 | 0
3206 | 2012.075 | 853.26 | 1350.9427 | 1350.9427 | 0 | 0 | 0 | 711.597 | 0 | 0
3207 | 1948.007 | 704.95 | 1137.6397 | 1137.6397 | 0 | 0 | 0 | 852.864 | 0 | 0
3208 | 1556.628 | 505.8 | 835.6997 | 835.6997 | 0 | 0 | 0 | 752.146 | 0 | 0
3209 | 1721.903 | 277.05 | 431.6566 | 431.6566 | 0 | 0 | 0 | 1306.371 | 0 | 0
3210 | 1737.852 | 66.48 | 71.6547 | 71.6547 | 0 | 0 | 0 | 1533.328 | 0 | 140.8058
3211 | 1568.995 | 0 | 0 | 0 | 0 | 0 | 0 | 1533.328 | 0 | 37.051
3212 | 1459.2 | 0 | 0 | 0 | 0 | 0 | 0 | 1027.169 | 0 | 448.7959
3213 | 1577.6 | 0 | 0 | 0 | 0 | 0 | 0 | 998.128 | 0 | 601.9583
3214 | 1764.8 | 0 | 0 | 0 | 0 | 0 | 0 | 1185.328 | 0 | 601.9583
3215 | 1724 | 0 | 0 | 0 | 0 | 0 | 0 | 1144.528 | 0 | 601.9583
3216 | 0 | 0 | 0 | 0 | 0 | 0 | 0 | 0 | 0 | 0
3217 | 0 | 0 | 0 | 0 | 0 | 0 | 0 | 0 | 0 | 0
3218 | 0 | 0 | 0 | 0 | 0 | 0 | 0 | 0 | 0 | 0
3219 | 0 | 0 | 0 | 0 | 0 | 0 | 0 | 0 | 0 | 0
3220 | 0 | 0 | 0 | 0 | 0 | 0 | 0 | 0 | 0 | 0
3221 | 0 | 0 | 0 | 0 | 0 | 0 | 0 | 0 | 0 | 0
3222 | 0 | 0 | 0 | 0 | 0 | 0 | 0 | 0 | 0 | 0
3223 | 1482.886 | 43.13 | 61.0817 | 0 | -61.0817 | 0 | 0 | 1482.886 | 0 | 0
3224 | 905.259 | 120.25 | 191.5359 | 0 | -191.5359 | 0 | 0 | 905.259 | 0 | 0
3225 | 1293.998 | 288.91 | 470.6949 | 0 | -470.6949 | 0 | 0 | 1293.998 | 0 | 0
3226 | 1538.464 | 435.37 | 700.3923 | 98.434 | -601.9583 | 0 | 0 | 1443.707 | 0 | 0
3227 | 1566.084 | 603.42 | 954.3208 | 352.3626 | -601.9583 | 0 | 0 | 1226.885 | 0 | 0
3228 | 1519.876 | 682.88 | 1071.6237 | 469.6654 | -601.9583 | 0 | 0 | 1067.755 | 0 | 0
3229 | 2001.861 | 508.1 | 805.7312 | 627.7788 | -177.9524 | 0 | 0 | 1397.533 | 0 | 0
3230 | 1474.906 | 121.78 | 186.1985 | 186.1985 | 0 | 0 | 0 | 1295.663 | 0 | 0
3231 | 1790.369 | 462.77 | 745.3777 | 745.3777 | 0 | 0 | 0 | 1072.835 | 0 | 0
3232 | 1829.06 | 229.02 | 370.5707 | 370.5707 | 0 | 0 | 0 | 1472.332 | 0 | 0
3233 | 1677.484 | 27.43 | 34.2993 | 34.2993 | 0 | 0 | 0 | 1533.328 | 0 | 115.4517
3234 | 2026.099 | 9.79 | 5.4963 | 5.4963 | 0 | 0 | 0 | 1533.328 | 0 | 506.3965
3235 | 1587.2 | 0 | 0 | 0 | 0 | 0 | 0 | 1533.328 | 0 | 55.9625
3236 | 1344 | 0 | 0 | 0 | 0 | 0 | 0 | 1344 | 0 | 0
3237 | 1775.2 | 0 | 0 | 0 | 0 | 0 | 0 | 1244.975 | 0 | 550.8002
3238 | 1706.4 | 0 | 0 | 0 | 0 | 0 | 0 | 1126.928 | 0 | 601.9583
3239 | 1422.4 | 0 | 0 | 0 | 0 | 0 | 0 | 842.928 | 0 | 601.9583
3240 | 0 | 0 | 0 | 0 | 0 | 0 | 0 | 0 | 0 | 0
3241 | 0 | 0 | 0 | 0 | 0 | 0 | 0 | 0 | 0 | 0
3242 | 0 | 0 | 0 | 0 | 0 | 0 | 0 | 0 | 0 | 0
3243 | 0 | 0 | 0 | 0 | 0 | 0 | 0 | 0 | 0 | 0
3244 | 0 | 0 | 0 | 0 | 0 | 0 | 0 | 0 | 0 | 0
3245 | 0 | 0 | 0 | 0 | 0 | 0 | 0 | 0 | 0 | 0
3246 | 0 | 0 | 0 | 0 | 0 | 0 | 0 | 0 | 0 | 0
3247 | 1055.099 | 79.42 | 121.349 | 0 | -121.349 | 0 | 0 | 1055.099 | 0 | 0
3248 | 1425.043 | 222.58 | 366.1901 | 0 | -366.1901 | 0 | 0 | 1425.043 | 0 | 0
3249 | 1508.333 | 449.72 | 735.5226 | 133.5643 | -601.9583 | 0 | 0 | 1379.758 | 0 | 0
3250 | 1700.252 | 643.82 | 1028.774 | 426.8158 | -601.9583 | 0 | 0 | 1289.381 | 0 | 0
3251 | 1839.549 | 724.3 | 1139.9023 | 537.944 | -601.9583 | 0 | 0 | 1321.7 | 0 | 0
3252 | 1816.85 | 742.05 | 1162.3373 | 748.6115 | -413.7258 | 0 | 0 | 1096.203 | 0 | 0
3253 | 1707.886 | 803.24 | 1254.0108 | 1254.0108 | 0 | 0 | 0 | 500.719 | 0 | 0
3254 | 1728.169 | 673.76 | 1064.2285 | 1064.2285 | 0 | 0 | 0 | 703.695 | 0 | 0
3255 | 1703.789 | 550.6 | 882.2278 | 882.2278 | 0 | 0 | 0 | 854.517 | 0 | 0
3256 | 1569.14 | 458.58 | 749.6057 | 749.6057 | 0 | 0 | 0 | 847.536 | 0 | 0
3257 | 1690.426 | 219.28 | 354.6126 | 354.6126 | 0 | 0 | 0 | 1349.06 | 0 | 0
3258 | 1602.301 | 57.19 | 76.7864 | 76.7864 | 0 | 0 | 0 | 1528.383 | 0 | 0
3259 | 1476.806 | 0 | 0 | 0 | 0 | 0 | 0 | 1453.034 | 0 | 24.6945
3260 | 1332.8 | 0 | 0 | 0 | 0 | 0 | 0 | 753.328 | 0 | 601.9583
3261 | 1378.4 | 0 | 0 | 0 | 0 | 0 | 0 | 798.928 | 0 | 601.9583
3262 | 1814.4 | 0 | 0 | 0 | 0 | 0 | 0 | 1234.928 | 0 | 601.9583
3263 | 1490.4 | 0 | 0 | 0 | 0 | 0 | 0 | 910.928 | 0 | 601.9583
3264 | 0 | 0 | 0 | 0 | 0 | 0 | 0 | 0 | 0 | 0
3265 | 0 | 0 | 0 | 0 | 0 | 0 | 0 | 0 | 0 | 0
3266 | 0 | 0 | 0 | 0 | 0 | 0 | 0 | 0 | 0 | 0
3267 | 0 | 0 | 0 | 0 | 0 | 0 | 0 | 0 | 0 | 0
3268 | 0 | 0 | 0 | 0 | 0 | 0 | 0 | 0 | 0 | 0
3269 | 0 | 0 | 0 | 0 | 0 | 0 | 0 | 0 | 0 | 0
3270 | 0 | 0 | 0 | 0 | 0 | 0 | 0 | 0 | 0 | 0
3271 | 1106.227 | 89.01 | 136.5945 | 0 | -136.5945 | 0 | 0 | 1106.227 | 0 | 0
3272 | 998.236 | 244.02 | 402.2792 | 0 | -402.2792 | 0 | 0 | 998.236 | 0 | 0
3273 | 1435.791 | 572.73 | 946.4976 | 344.5393 | -601.9583 | 0 | 0 | 1104.122 | 0 | 0
3274 | 1831.647 | 591.11 | 946.7033 | 344.745 | -601.9583 | 0 | 0 | 1499.78 | 0 | 0
3275 | 1511.408 | 745.36 | 1174.3106 | 572.3523 | -601.9583 | 0 | 0 | 960.436 | 0 | 0
3276 | 1131.45 | 690.92 | 1091.1906 | 728.7984 | -362.3922 | 0 | 0 | 429.876 | 0 | 0
3277 | 1343.015 | 295.76 | 473.4134 | 473.4134 | 0 | 0 | 0 | 887.286 | 0 | 0
3278 | 1463.195 | 653.73 | 1046.2831 | 1046.2831 | 0 | 0 | 0 | 455.996 | 0 | 0
3279 | 1538.188 | 583.09 | 947.3712 | 947.3712 | 0 | 0 | 0 | 626.206 | 0 | 0
3280 | 1937.529 | 132.69 | 210.8026 | 210.8026 | 0 | 0 | 0 | 1533.328 | 0 | 209.0844
3281 | 1784.662 | 130.28 | 209.1332 | 209.1332 | 0 | 0 | 0 | 1533.328 | 0 | 51.9548
3282 | 1641.186 | 42.66 | 58.1783 | 58.1783 | 0 | 0 | 0 | 1533.328 | 0 | 53.8662
3283 | 1082.752 | 0 | 0 | 0 | 0 | 0 | 0 | 1082.752 | 0 | 0
3284 | 1290.4 | 0 | 0 | 0 | 0 | 0 | 0 | 990.297 | 0 | 311.7484
3285 | 1324.8 | 0 | 0 | 0 | 0 | 0 | 0 | 745.328 | 0 | 601.9583
3286 | 1139.2 | 0 | 0 | 0 | 0 | 0 | 0 | 559.728 | 0 | 601.9583
3287 | 1259.2 | 0 | 0 | 0 | 0 | 0 | 0 | 679.728 | 0 | 601.9583
3288 | 0 | 0 | 0 | 0 | 0 | 0 | 0 | 0 | 0 | 0
3289 | 0 | 0 | 0 | 0 | 0 | 0 | 0 | 0 | 0 | 0
3290 | 0 | 0 | 0 | 0 | 0 | 0 | 0 | 0 | 0 | 0
3291 | 0 | 0 | 0 | 0 | 0 | 0 | 0 | 0 | 0 | 0
3292 | 0 | 0 | 0 | 0 | 0 | 0 | 0 | 0 | 0 | 0
3293 | 0 | 0 | 0 | 0 | 0 | 0 | 0 | 0 | 0 | 0
3294 | 0 | 0 | 0 | 0 | 0 | 0 | 0 | 0 | 0 | 0
3295 | 1182.657 | 120.9 | 182.6603 | 0 | -182.6603 | 0 | 0 | 1182.657 | 0 | 0
3296 | 936.672 | 307.86 | 512.0601 | 0 | -512.0601 | 0 | 0 | 936.672 | 0 | 0
3297 | 1006.925 | 330.42 | 541.1051 | 234.6483 | -306.4568 | 0 | 0 | 781.042 | 0 | 0
3298 | 980.994 | 346.88 | 558.5113 | 558.5113 | 0 | 0 | 0 | 443.346 | 0 | 0
3299 | 1100.227 | 438.16 | 696.1301 | 696.1301 | 0 | 0 | 0 | 430.101 | 0 | 0
3300 | 1192.407 | 783.26 | 1198.4503 | 1198.4503 | 0 | 0 | 0 | 38.725 | 0 | 0
3301 | 1178.5 | 782.88 | 1201.1814 | 1201.1814 | 0 | 0 | 0 | 22.189 | 0 | 0
3302 | 1218.473 | 846.41 | 1316.9852 | 1265.7555 | -51.2297 | 0 | 0 | 0 | 0 | 0
3303 | 1017.622 | 701.04 | 1121.3492 | 1057.1106 | -64.2386 | 0 | 0 | 0 | 0 | 0
3304 | 339.258 | 502.96 | 829.9364 | 352.4228 | -477.5136 | 0 | 0 | 0 | 0 | 0
3305 | 224.739 | 275.97 | 432.2061 | 233.4599 | -198.7462 | 0 | 0 | 0 | 0 | 0
3306 | 209.471 | 68.88 | 88.6693 | 88.6693 | 0 | 0 | 0 | 124.114 | 0 | 0
3307 | 115.054 | 0 | 0 | 0 | 0 | 0 | 0 | 115.054 | 0 | 0
3308 | 0 | 0 | 0 | 0 | 0 | 0 | 0 | 0 | 0 | 0
3309 | 0 | 0 | 0 | 0 | 0 | 0 | 0 | 0 | 0 | 0
3310 | 0 | 0 | 0 | 0 | 0 | 0 | 0 | 0 | 0 | 0
3311 | 0 | 0 | 0 | 0 | 0 | 0 | 0 | 0 | 0 | 0
3312 | 0 | 0 | 0 | 0 | 0 | 0 | 0 | 0 | 0 | 0
3313 | 0 | 0 | 0 | 0 | 0 | 0 | 0 | 0 | 0 | 0
3314 | 0 | 0 | 0 | 0 | 0 | 0 | 0 | 0 | 0 | 0
3315 | 0 | 0 | 0 | 0 | 0 | 0 | 0 | 0 | 0 | 0
3316 | 0 | 0 | 0 | 0 | 0 | 0 | 0 | 0 | 0 | 0
3317 | 0 | 0 | 0 | 0 | 0 | 0 | 0 | 0 | 0 | 0
3318 | 0 | 0 | 0 | 0 | 0 | 0 | 0 | 0 | 0 | 0
3319 | 79.923 | 79.57 | 121.8705 | 83.0244 | -38.8461 | 0 | 0 | 0 | 0 | 0
3320 | 156.96 | 353.68 | 583.1081 | 163.0508 | -420.0573 | 0 | 0 | 0 | 0 | 0
3321 | 637.627 | 573.54 | 955.2547 | 662.37 | -292.8848 | 0 | 0 | 0 | 0 | 0
3322 | 1024.991 | 755.9 | 1227.2128 | 1064.7655 | -162.4472 | 0 | 0 | 0 | 0 | 0
3323 | 1410.943 | 644.42 | 1026.4824 | 1026.4824 | 0 | 0 | 0 | 422.805 | 0 | 0
3324 | 1071.439 | 687.46 | 1087.077 | 1087.077 | 0 | 0 | 0 | 24.97 | 0 | 0
3325 | 1560.347 | 929.12 | 1466.9647 | 1466.9647 | 0 | 0 | 0 | 148.181 | 0 | 0
3326 | 1408.139 | 676.19 | 1076.2651 | 1076.2651 | 0 | 0 | 0 | 372.078 | 0 | 0
3327 | 996.949 | 59.37 | 85.2952 | 85.2952 | 0 | 0 | 0 | 914.84 | 0 | 0
3328 | 1328.349 | 130.69 | 207.413 | 207.413 | 0 | 0 | 0 | 1128.684 | 0 | 0
3329 | 1340.192 | 252.92 | 412.7732 | 412.7732 | 0 | 0 | 0 | 942.838 | 0 | 0
3330 | 1479.054 | 67.49 | 74.6984 | 74.6984 | 0 | 0 | 0 | 1407.146 | 0 | 0
3331 | 1458.236 | 0 | 0 | 0 | 0 | 0 | 0 | 1434.464 | 0 | 24.6945
3332 | 1057.6 | 0 | 0 | 0 | 0 | 0 | 0 | 478.128 | 0 | 601.9583
3333 | 1518.4 | 0 | 0 | 0 | 0 | 0 | 0 | 938.928 | 0 | 601.9583
3334 | 1292 | 0 | 0 | 0 | 0 | 0 | 0 | 712.528 | 0 | 601.9583
3335 | 1396.8 | 0 | 0 | 0 | 0 | 0 | 0 | 817.328 | 0 | 601.9583
3336 | 0 | 0 | 0 | 0 | 0 | 0 | 0 | 0 | 0 | 0
3337 | 0 | 0 | 0 | 0 | 0 | 0 | 0 | 0 | 0 | 0
3338 | 0 | 0 | 0 | 0 | 0 | 0 | 0 | 0 | 0 | 0
3339 | 0 | 0 | 0 | 0 | 0 | 0 | 0 | 0 | 0 | 0
3340 | 0 | 0 | 0 | 0 | 0 | 0 | 0 | 0 | 0 | 0
3341 | 0 | 0 | 0 | 0 | 0 | 0 | 0 | 0 | 0 | 0
3342 | 0 | 0 | 0 | 0 | 0 | 0 | 0 | 0 | 0 | 0
3343 | 1413.981 | 131.85 | 173.4658 | 0 | -173.4658 | 0 | 0 | 1413.981 | 0 | 0
3344 | 1218.646 | 357.25 | 590.1522 | 0 | -590.1522 | 0 | 0 | 1218.646 | 0 | 0
3345 | 1283.48 | 577.34 | 962.7144 | 360.7561 | -601.9583 | 0 | 0 | 936.201 | 0 | 0
3346 | 1235.312 | 759.75 | 1231.9154 | 629.9572 | -601.9583 | 0 | 0 | 628.887 | 0 | 0
3347 | 1227.421 | 709.16 | 1120.7187 | 542.9427 | -577.7759 | 0 | 0 | 704.759 | 0 | 0
3348 | 1268.221 | 940.13 | 1479.2642 | 1317.434 | -161.8302 | 0 | 0 | 0 | 0 | 0
3349 | 1361.861 | 416.77 | 663.0909 | 663.0909 | 0 | 0 | 0 | 723.54 | 0 | 0
3350 | 1362.378 | 643.03 | 1020.8636 | 1020.8636 | 0 | 0 | 0 | 379.649 | 0 | 0
3351 | 1092.7 | 135.64 | 210.3258 | 210.3258 | 0 | 0 | 0 | 890.231 | 0 | 0
3352 | 1161.964 | 37.26 | 49.0929 | 49.0929 | 0 | 0 | 0 | 1114.705 | 0 | 0
3353 | 1302.91 | 92.01 | 141.881 | 141.881 | 0 | 0 | 0 | 1166.329 | 0 | 0
3354 | 1031.53 | 35.22 | 45.7168 | 45.7168 | 0 | 0 | 0 | 987.521 | 0 | 0
3355 | 1155.338 | 0 | 0 | 0 | 0 | 0 | 0 | 1131.566 | 0 | 24.6945
3356 | 992.8 | 0 | 0 | 0 | 0 | 0 | 0 | 413.328 | 0 | 601.9583
3357 | 1484 | 0 | 0 | 0 | 0 | 0 | 0 | 904.528 | 0 | 601.9583
3358 | 1380 | 0 | 0 | 0 | 0 | 0 | 0 | 800.528 | 0 | 601.9583
3359 | 799.2 | 0 | 0 | 0 | 0 | 0 | 0 | 219.728 | 0 | 601.9583
3360 | 0 | 0 | 0 | 0 | 0 | 0 | 0 | 0 | 0 | 0
3361 | 0 | 0 | 0 | 0 | 0 | 0 | 0 | 0 | 0 | 0
3362 | 0 | 0 | 0 | 0 | 0 | 0 | 0 | 0 | 0 | 0
3363 | 0 | 0 | 0 | 0 | 0 | 0 | 0 | 0 | 0 | 0
3364 | 0 | 0 | 0 | 0 | 0 | 0 | 0 | 0 | 0 | 0
3365 | 0 | 0 | 0 | 0 | 0 | 0 | 0 | 0 | 0 | 0
3366 | 0 | 0 | 0 | 0 | 0 | 0 | 0 | 0 | 0 | 0
3367 | 1303.011 | 132.88 | 175.4645 | 0 | -175.4645 | 0 | 0 | 1303.011 | 0 | 0
3368 | 993.966 | 355.12 | 585.2065 | 0 | -585.2065 | 0 | 0 | 993.966 | 0 | 0
3369 | 1093.9 | 575.27 | 958.0335 | 356.0753 | -601.9583 | 0 | 0 | 751.126 | 0 | 0
3370 | 1363.693 | 756.9 | 1229.7319 | 627.7736 | -601.9583 | 0 | 0 | 759.371 | 0 | 0
3371 | 1239.039 | 884.85 | 1414.5041 | 812.5458 | -601.9583 | 0 | 0 | 456.846 | 0 | 0
3372 | 1503.503 | 943.34 | 1499.0752 | 1427.9556 | -71.1197 | 0 | 0 | 128.889 | 0 | 0
3373 | 1361.769 | 933.1 | 1484.0863 | 1414.6121 | -69.4742 | 0 | 0 | 0 | 0 | 0
3374 | 1532.198 | 844.9 | 1357.7085 | 1357.7085 | 0 | 0 | 0 | 225.207 | 0 | 0
3375 | 1256.603 | 697.9 | 1141.3462 | 1141.3462 | 0 | 0 | 0 | 157.892 | 0 | 0
3376 | 1138.22 | 501.21 | 836.9494 | 836.9494 | 0 | 0 | 0 | 332.535 | 0 | 0
3377 | 1339.573 | 127.97 | 202.7716 | 202.7716 | 0 | 0 | 0 | 1144.376 | 0 | 0
3378 | 1110.796 | 19.59 | 20.6847 | 20.6847 | 0 | 0 | 0 | 1090.884 | 0 | 0
3379 | 989.602 | 0 | 0 | 0 | 0 | 0 | 0 | 965.83 | 0 | 24.6945
3380 | 1045.6 | 0 | 0 | 0 | 0 | 0 | 0 | 466.128 | 0 | 601.9583
3381 | 1416.8 | 0 | 0 | 0 | 0 | 0 | 0 | 837.328 | 0 | 601.9583
3382 | 1268 | 0 | 0 | 0 | 0 | 0 | 0 | 688.528 | 0 | 601.9583
3383 | 1352.8 | 0 | 0 | 0 | 0 | 0 | 0 | 773.328 | 0 | 601.9583
3384 | 0 | 0 | 0 | 0 | 0 | 0 | 0 | 0 | 0 | 0
3385 | 0 | 0 | 0 | 0 | 0 | 0 | 0 | 0 | 0 | 0
3386 | 0 | 0 | 0 | 0 | 0 | 0 | 0 | 0 | 0 | 0
3387 | 0 | 0 | 0 | 0 | 0 | 0 | 0 | 0 | 0 | 0
3388 | 0 | 0 | 0 | 0 | 0 | 0 | 0 | 0 | 0 | 0
3389 | 0 | 0 | 0 | 0 | 0 | 0 | 0 | 0 | 0 | 0
3390 | 0 | 0 | 0 | 0 | 0 | 0 | 0 | 0 | 0 | 0
3391 | 1304.669 | 110.07 | 168.1316 | 0 | -168.1316 | 0 | 0 | 1304.669 | 0 | 0
3392 | 935.942 | 287.3 | 476.0427 | 0 | -476.0427 | 0 | 0 | 935.942 | 0 | 0
3393 | 898.574 | 451.13 | 740.9597 | 139.0014 | -601.9583 | 0 | 0 | 764.765 | 0 | 0
3394 | 1261.705 | 561.14 | 904.1331 | 302.1748 | -601.9583 | 0 | 0 | 970.818 | 0 | 0
3395 | 1281.246 | 626.85 | 996.354 | 394.3957 | -601.9583 | 0 | 0 | 901.583 | 0 | 0
3396 | 1130.342 | 601.16 | 951.8963 | 694.8056 | -257.0907 | 0 | 0 | 461.491 | 0 | 0
3397 | 1247.462 | 674.01 | 1063.9542 | 1063.9542 | 0 | 0 | 0 | 223.252 | 0 | 0
3398 | 1339.387 | 404.71 | 646.0742 | 646.0742 | 0 | 0 | 0 | 717.447 | 0 | 0
3399 | 1391.303 | 353.62 | 568.702 | 568.702 | 0 | 0 | 0 | 843.845 | 0 | 0
3400 | 1345.155 | 414.57 | 679.156 | 679.156 | 0 | 0 | 0 | 691.369 | 0 | 0
3401 | 1198.38 | 224.87 | 364.287 | 364.287 | 0 | 0 | 0 | 847.701 | 0 | 0
3402 | 1181.647 | 64.74 | 86.735 | 86.735 | 0 | 0 | 0 | 1098.152 | 0 | 0
3403 | 1283.014 | 0 | 0 | 0 | 0 | 0 | 0 | 1259.242 | 0 | 24.6945
3404 | 1180.8 | 0 | 0 | 0 | 0 | 0 | 0 | 601.328 | 0 | 601.9583
3405 | 1619.2 | 0 | 0 | 0 | 0 | 0 | 0 | 1039.728 | 0 | 601.9583
3406 | 1483.2 | 0 | 0 | 0 | 0 | 0 | 0 | 903.728 | 0 | 601.9583
3407 | 1326.4 | 0 | 0 | 0 | 0 | 0 | 0 | 746.928 | 0 | 601.9583
3408 | 0 | 0 | 0 | 0 | 0 | 0 | 0 | 0 | 0 | 0
3409 | 0 | 0 | 0 | 0 | 0 | 0 | 0 | 0 | 0 | 0
3410 | 0 | 0 | 0 | 0 | 0 | 0 | 0 | 0 | 0 | 0
3411 | 0 | 0 | 0 | 0 | 0 | 0 | 0 | 0 | 0 | 0
3412 | 0 | 0 | 0 | 0 | 0 | 0 | 0 | 0 | 0 | 0
3413 | 0 | 0 | 0 | 0 | 0 | 0 | 0 | 0 | 0 | 0
3414 | 0 | 0 | 0 | 0 | 0 | 0 | 0 | 0 | 0 | 0
3415 | 619.025 | 77.29 | 118.1765 | 0 | -118.1765 | 0 | 0 | 619.025 | 0 | 0
3416 | 887.264 | 212.41 | 349.2784 | 330.6838 | -18.5946 | 0 | 0 | 568.933 | 0 | 0
3417 | 690.747 | 573.62 | 953.9593 | 717.5513 | -236.4081 | 0 | 0 | 0 | 0 | 0
3418 | 307.348 | 755.98 | 1222.373 | 319.2746 | -601.9583 | 0 | 301.1401 | 0 | 0 | 0
3419 | 235.767 | 884.75 | 1398.6945 | 244.9159 | -601.9583 | 0 | 551.8204 | 0 | 0 | 0
3420 | 197.082 | 943.17 | 1473.236 | 204.7308 | -601.9583 | 0 | 666.547 | 0 | 0 | 0
3421 | 683.53 | 796.75 | 1238.141 | 710.0542 | -528.0868 | 0 | 0 | 0 | 0 | 0
3422 | 1150.936 | 747.47 | 1170.6675 | 1170.6675 | 0 | 0 | 0 | 23.999 | 0 | 0
3423 | 1786.232 | 89.1 | 132.8569 | 132.8569 | 0 | 0 | 0 | 1533.328 | 0 | 129.861
3424 | 1729.544 | 73.82 | 109.4609 | 109.4609 | 0 | 0 | 0 | 1533.328 | 0 | 94.3692
3425 | 1610.063 | 236.88 | 383.3428 | 133.7981 | -249.5448 | 0 | 0 | 1481.263 | 0 | 0
3426 | 1527.327 | 53.31 | 73.3635 | 73.3635 | 0 | 0 | 0 | 1456.704 | 0 | 0
3427 | 1637.6 | 0 | 0 | 0 | 0 | 0 | 0 | 1533.328 | 0 | 108.3182
3428 | 1442.4 | 0 | 0 | 0 | 0 | 0 | 0 | 943.428 | 0 | 518.3345
3429 | 1472.8 | 0 | 0 | 0 | 0 | 0 | 0 | 893.328 | 0 | 601.9583
3430 | 1553.6 | 0 | 0 | 0 | 0 | 0 | 0 | 974.128 | 0 | 601.9583
3431 | 1444 | 0 | 0 | 0 | 0 | 0 | 0 | 864.528 | 0 | 601.9583
3432 | 0 | 0 | 0 | 0 | 0 | 0 | 0 | 0 | 0 | 0
3433 | 0 | 0 | 0 | 0 | 0 | 0 | 0 | 0 | 0 | 0
3434 | 0 | 0 | 0 | 0 | 0 | 0 | 0 | 0 | 0 | 0
3435 | 0 | 0 | 0 | 0 | 0 | 0 | 0 | 0 | 0 | 0
3436 | 0 | 0 | 0 | 0 | 0 | 0 | 0 | 0 | 0 | 0
3437 | 0 | 0 | 0 | 0 | 0 | 0 | 0 | 0 | 0 | 0
3438 | 0 | 0 | 0 | 0 | 0 | 0 | 0 | 0 | 0 | 0
3439 | 1362.282 | 130.56 | 172.4052 | 0 | -172.4052 | 0 | 0 | 1362.282 | 0 | 0
3440 | 1064.339 | 351.77 | 581.338 | 0 | -581.338 | 0 | 0 | 1064.339 | 0 | 0
3441 | 1658.966 | 571.84 | 956.8607 | 354.9024 | -601.9583 | 0 | 0 | 1317.321 | 0 | 0
3442 | 1820.422 | 753.64 | 1228.7824 | 626.8241 | -601.9583 | 0 | 0 | 1217.014 | 0 | 0
3443 | 1766.438 | 872.89 | 1395.7931 | 793.8349 | -601.9583 | 0 | 0 | 1002.257 | 0 | 0
3444 | 1632.862 | 931.33 | 1475.6232 | 1328.1015 | -147.5217 | 0 | 0 | 354.373 | 0 | 0
3445 | 1633.953 | 702.82 | 1112.5329 | 1112.5329 | 0 | 0 | 0 | 562.979 | 0 | 0
3446 | 1730.896 | 652.58 | 1041.5545 | 1041.5545 | 0 | 0 | 0 | 728.249 | 0 | 0
3447 | 1836.767 | 606.71 | 983.0157 | 983.0157 | 0 | 0 | 0 | 890.472 | 0 | 0
3448 | 1998.015 | 357.52 | 589.4386 | 589.4386 | 0 | 0 | 0 | 1430.595 | 0 | 0
3449 | 1627.268 | 34.3 | 45.9744 | 45.9744 | 0 | 0 | 0 | 1533.328 | 0 | 51.6109
3450 | 1652.685 | 64.25 | 87.4861 | 87.4861 | 0 | 0 | 0 | 1533.328 | 0 | 36.5036
3451 | 1494.002 | 0 | 0 | 0 | 0 | 0 | 0 | 1494.002 | 0 | 0
3452 | 1398.4 | 0 | 0 | 0 | 0 | 0 | 0 | 879.978 | 0 | 538.5392
3453 | 1210.4 | 0 | 0 | 0 | 0 | 0 | 0 | 630.928 | 0 | 601.9583
3454 | 1628 | 0 | 0 | 0 | 0 | 0 | 0 | 1048.528 | 0 | 601.9583
3455 | 1786.4 | 0 | 0 | 0 | 0 | 0 | 0 | 1206.928 | 0 | 601.9583
3456 | 0 | 0 | 0 | 0 | 0 | 0 | 0 | 0 | 0 | 0
3457 | 0 | 0 | 0 | 0 | 0 | 0 | 0 | 0 | 0 | 0
3458 | 0 | 0 | 0 | 0 | 0 | 0 | 0 | 0 | 0 | 0
3459 | 0 | 0 | 0 | 0 | 0 | 0 | 0 | 0 | 0 | 0
3460 | 0 | 0 | 0 | 0 | 0 | 0 | 0 | 0 | 0 | 0
3461 | 0 | 0 | 0 | 0 | 0 | 0 | 0 | 0 | 0 | 0
3462 | 0 | 0 | 0 | 0 | 0 | 0 | 0 | 0 | 0 | 0
3463 | 1177.554 | 105.62 | 162.4379 | 0 | -162.4379 | 0 | 0 | 1177.554 | 0 | 0
3464 | 1356.489 | 281.72 | 468.3804 | 0 | -468.3804 | 0 | 0 | 1356.489 | 0 | 0
3465 | 1166.426 | 452.56 | 744.4438 | 142.4856 | -601.9583 | 0 | 0 | 1029.264 | 0 | 0
3466 | 975.268 | 618.9 | 995.0347 | 393.0764 | -601.9583 | 0 | 0 | 596.875 | 0 | 0
3467 | 1314.143 | 688.36 | 1090.2713 | 760.3189 | -329.9524 | 0 | 0 | 582.226 | 0 | 0
3468 | 1169.049 | 785.92 | 1232.0837 | 1214.4137 | -17.6701 | 0 | 0 | 0 | 0 | 0
3469 | 1078.088 | 918.95 | 1448.8646 | 1119.9229 | -328.9417 | 0 | 0 | 0 | 0 | 0
3470 | 944.397 | 650.53 | 1032.7558 | 981.0441 | -51.7117 | 0 | 0 | 0 | 0 | 0
3471 | 1126.43 | 545.79 | 879.2869 | 879.2869 | 0 | 0 | 0 | 279.989 | 0 | 0
3472 | 898.155 | 211.71 | 342.576 | 342.576 | 0 | 0 | 0 | 568.376 | 0 | 0
3473 | 1152.652 | 84.9 | 130.5487 | 130.5487 | 0 | 0 | 0 | 1026.98 | 0 | 0
3474 | 869.487 | 11.75 | 8.619 | 8.619 | 0 | 0 | 0 | 861.19 | 0 | 0
3475 | 1185.808 | 0 | 0 | 0 | 0 | 0 | 0 | 1185.808 | 0 | 0
3476 | 980.8 | 0 | 0 | 0 | 0 | 0 | 0 | 980.8 | 0 | 0
3477 | 808.8 | 0 | 0 | 0 | 0 | 0 | 0 | 808.8 | 0 | 0
3478 | 850.4 | 0 | 0 | 0 | 0 | 0 | 0 | 850.4 | 0 | 0
3479 | 840 | 0 | 0 | 0 | 0 | 0 | 0 | 840 | 0 | 0
3480 | 0 | 0 | 0 | 0 | 0 | 0 | 0 | 0 | 0 | 0
3481 | 0 | 0 | 0 | 0 | 0 | 0 | 0 | 0 | 0 | 0
3482 | 0 | 0 | 0 | 0 | 0 | 0 | 0 | 0 | 0 | 0
3483 | 0 | 0 | 0 | 0 | 0 | 0 | 0 | 0 | 0 | 0
3484 | 0 | 0 | 0 | 0 | 0 | 0 | 0 | 0 | 0 | 0
3485 | 0 | 0 | 0 | 0 | 0 | 0 | 0 | 0 | 0 | 0
3486 | 0 | 0 | 0 | 0 | 0 | 0 | 0 | 0 | 0 | 0
3487 | 1097.92 | 127.87 | 173.6715 | 173.6715 | 0 | 0 | 0 | 930.736 | 0 | 0
3488 | 961.001 | 347.38 | 571.0476 | 571.0476 | 0 | 0 | 0 | 411.285 | 0 | 0
3489 | 988.449 | 564.66 | 934.8682 | 934.8682 | 0 | 0 | 0 | 88.503 | 0 | 0
3490 | 1114.766 | 746.76 | 1200.5487 | 1158.0242 | -42.5245 | 0 | 0 | 0 | 0 | 0
3491 | 1334.239 | 872.49 | 1372.6818 | 1372.6818 | 0 | 0 | 0 | 12.834 | 0 | 0
3492 | 1375.817 | 933.01 | 1455.3852 | 1429.2052 | -26.18 | 0 | 0 | 0 | 0 | 0
3493 | 1313.727 | 921.54 | 1440.1314 | 1364.7058 | -75.4255 | 0 | 0 | 0 | 0 | 0
3494 | 1220.12 | 712.38 | 1120.3925 | 1120.3925 | 0 | 0 | 0 | 141.58 | 0 | 0
3495 | 1436.12 | 698.58 | 1130.686 | 1130.686 | 0 | 0 | 0 | 347.671 | 0 | 0
3496 | 1317.272 | 426.23 | 697.3642 | 697.3642 | 0 | 0 | 0 | 645.958 | 0 | 0
3497 | 1561.218 | 278.03 | 435.5054 | 435.5054 | 0 | 0 | 0 | 1141.981 | 0 | 0
3498 | 1522.874 | 58.68 | 80.8865 | 80.8865 | 0 | 0 | 0 | 1445.009 | 0 | 0
3499 | 1531.013 | 0 | 0 | 0 | 0 | 0 | 0 | 1507.241 | 0 | 24.6945
3500 | 820.8 | 0 | 0 | 0 | 0 | 0 | 0 | 241.328 | 0 | 601.9583
3501 | 1276 | 0 | 0 | 0 | 0 | 0 | 0 | 696.528 | 0 | 601.9583
3502 | 1128 | 0 | 0 | 0 | 0 | 0 | 0 | 548.528 | 0 | 601.9583
3503 | 905.6 | 0 | 0 | 0 | 0 | 0 | 0 | 326.128 | 0 | 601.9583
3504 | 0 | 0 | 0 | 0 | 0 | 0 | 0 | 0 | 0 | 0
3505 | 0 | 0 | 0 | 0 | 0 | 0 | 0 | 0 | 0 | 0
3506 | 0 | 0 | 0 | 0 | 0 | 0 | 0 | 0 | 0 | 0
3507 | 0 | 0 | 0 | 0 | 0 | 0 | 0 | 0 | 0 | 0
3508 | 0 | 0 | 0 | 0 | 0 | 0 | 0 | 0 | 0 | 0
3509 | 0 | 0 | 0 | 0 | 0 | 0 | 0 | 0 | 0 | 0
3510 | 0 | 0 | 0 | 0 | 0 | 0 | 0 | 0 | 0 | 0
3511 | 803.82 | 131.16 | 170.74 | 0 | -170.74 | 0 | 0 | 803.82 | 0 | 0
3512 | 740.237 | 355.63 | 586.4427 | 0 | -586.4427 | 0 | 0 | 740.237 | 0 | 0
3513 | 558.473 | 575.2 | 960.9744 | 359.0161 | -601.9583 | 0 | 0 | 212.868 | 0 | 0
3514 | 1199.225 | 755.83 | 1226.8959 | 624.9377 | -601.9583 | 0 | 0 | 597.632 | 0 | 0
3515 | 1228.803 | 884.63 | 1405.3055 | 934.8256 | -470.4799 | 0 | 0 | 328.898 | 0 | 0
3516 | 1419.01 | 943.3 | 1479.7846 | 1474.0743 | -5.7103 | 0 | 0 | 0 | 0 | 0
3517 | 1282.017 | 933.35 | 1460.3735 | 1331.7653 | -128.6082 | 0 | 0 | 0 | 0 | 0
3518 | 1153.519 | 846.74 | 1339.5231 | 1198.281 | -141.2421 | 0 | 0 | 0 | 0 | 0
3519 | 1350.247 | 700.04 | 1129.402 | 1129.402 | 0 | 0 | 0 | 263.034 | 0 | 0
3520 | 1241.158 | 503.61 | 832.575 | 832.575 | 0 | 0 | 0 | 439.684 | 0 | 0
3521 | 1171.973 | 183.93 | 294.9842 | 294.9842 | 0 | 0 | 0 | 888.008 | 0 | 0
3522 | 1371.137 | 52.15 | 71.9237 | 71.9237 | 0 | 0 | 0 | 1301.9 | 0 | 0
3523 | 1506.995 | 0 | 0 | 0 | 0 | 0 | 0 | 1483.223 | 0 | 24.6945
3524 | 1457.6 | 0 | 0 | 0 | 0 | 0 | 0 | 878.128 | 0 | 601.9583
3525 | 1496 | 0 | 0 | 0 | 0 | 0 | 0 | 916.528 | 0 | 601.9583
3526 | 1008.8 | 0 | 0 | 0 | 0 | 0 | 0 | 429.328 | 0 | 601.9583
3527 | 940.8 | 0 | 0 | 0 | 0 | 0 | 0 | 361.328 | 0 | 601.9583
3528 | 0 | 0 | 0 | 0 | 0 | 0 | 0 | 0 | 0 | 0
3529 | 0 | 0 | 0 | 0 | 0 | 0 | 0 | 0 | 0 | 0
3530 | 0 | 0 | 0 | 0 | 0 | 0 | 0 | 0 | 0 | 0
3531 | 0 | 0 | 0 | 0 | 0 | 0 | 0 | 0 | 0 | 0
3532 | 0 | 0 | 0 | 0 | 0 | 0 | 0 | 0 | 0 | 0
3533 | 0 | 0 | 0 | 0 | 0 | 0 | 0 | 0 | 0 | 0
3534 | 0 | 0 | 0 | 0 | 0 | 0 | 0 | 0 | 0 | 0
3535 | 1415.654 | 128.99 | 170.5977 | 0 | -170.5977 | 0 | 0 | 1415.654 | 0 | 0
3536 | 996.848 | 347.99 | 571.5421 | 0 | -571.5421 | 0 | 0 | 996.848 | 0 | 0
3537 | 1420.083 | 564.92 | 937.5026 | 335.5443 | -601.9583 | 0 | 0 | 1097.073 | 0 | 0
3538 | 1718.45 | 745.49 | 1198.8991 | 596.9408 | -601.9583 | 0 | 0 | 1143.809 | 0 | 0
3539 | 1514.737 | 648.36 | 1019.1765 | 417.2183 | -601.9583 | 0 | 0 | 1113.104 | 0 | 0
3540 | 1481.469 | 774.46 | 1204.1004 | 1044.9742 | -159.1262 | 0 | 0 | 475.53 | 0 | 0
3541 | 1629.559 | 781.05 | 1215.5221 | 1215.5221 | 0 | 0 | 0 | 459.443 | 0 | 0
3542 | 1581.445 | 714.48 | 1124.5072 | 1124.5072 | 0 | 0 | 0 | 498.944 | 0 | 0
3543 | 1376.542 | 384.33 | 617.5476 | 617.5476 | 0 | 0 | 0 | 782.063 | 0 | 0
3544 | 1606.679 | 225.19 | 362.9823 | 362.9823 | 0 | 0 | 0 | 1257.256 | 0 | 0
3545 | 1530.064 | 89.74 | 137.9138 | 137.9138 | 0 | 0 | 0 | 1397.302 | 0 | 0
3546 | 1776.413 | 29.4 | 36.4215 | 36.4215 | 0 | 0 | 0 | 1533.328 | 0 | 216.0963
3547 | 1785.434 | 0 | 0 | 0 | 0 | 0 | 0 | 1533.328 | 0 | 261.8889
3548 | 1460 | 0 | 0 | 0 | 0 | 0 | 0 | 1316.887 | 0 | 148.6665
3549 | 1711.2 | 0 | 0 | 0 | 0 | 0 | 0 | 1131.728 | 0 | 601.9583
3550 | 1587.2 | 0 | 0 | 0 | 0 | 0 | 0 | 1007.728 | 0 | 601.9583
3551 | 1569.6 | 0 | 0 | 0 | 0 | 0 | 0 | 990.128 | 0 | 601.9583
3552 | 0 | 0 | 0 | 0 | 0 | 0 | 0 | 0 | 0 | 0
3553 | 0 | 0 | 0 | 0 | 0 | 0 | 0 | 0 | 0 | 0
3554 | 0 | 0 | 0 | 0 | 0 | 0 | 0 | 0 | 0 | 0
3555 | 0 | 0 | 0 | 0 | 0 | 0 | 0 | 0 | 0 | 0
3556 | 0 | 0 | 0 | 0 | 0 | 0 | 0 | 0 | 0 | 0
3557 | 0 | 0 | 0 | 0 | 0 | 0 | 0 | 0 | 0 | 0
3558 | 0 | 0 | 0 | 0 | 0 | 0 | 0 | 0 | 0 | 0
3559 | 1421.245 | 88.56 | 136.0097 | 0 | -136.0097 | 0 | 0 | 1421.245 | 0 | 0
3560 | 1472.409 | 307.1 | 507.213 | 0 | -507.213 | 0 | 0 | 1472.409 | 0 | 0
3561 | 1472.679 | 483.84 | 788.994 | 187.0358 | -601.9583 | 0 | 0 | 1292.63 | 0 | 0
3562 | 1255.664 | 571.51 | 910.8448 | 308.8865 | -601.9583 | 0 | 0 | 958.317 | 0 | 0
3563 | 1306.374 | 706.91 | 1106.5203 | 504.562 | -601.9583 | 0 | 0 | 820.66 | 0 | 0
3564 | 1147.369 | 733.13 | 1143.3667 | 885.3245 | -258.0422 | 0 | 0 | 295.117 | 0 | 0
3565 | 1451.78 | 701.56 | 1096.4304 | 1096.4304 | 0 | 0 | 0 | 396.307 | 0 | 0
3566 | 1625.359 | 148.25 | 229.1105 | 229.1105 | 0 | 0 | 0 | 1404.807 | 0 | 0
3567 | 1496.668 | 63.74 | 91.1593 | 91.1593 | 0 | 0 | 0 | 1408.914 | 0 | 0
3568 | 1406.455 | 27.45 | 33.2511 | 33.2511 | 0 | 0 | 0 | 1374.446 | 0 | 0
3569 | 1189.61 | 100.06 | 155.1933 | 155.1933 | 0 | 0 | 0 | 1040.214 | 0 | 0
3570 | 1307.693 | 52.79 | 73.3178 | 73.3178 | 0 | 0 | 0 | 1237.114 | 0 | 0
3571 | 1408 | 0 | 0 | 0 | 0 | 0 | 0 | 1408 | 0 | 0
3572 | 1389.6 | 0 | 0 | 0 | 0 | 0 | 0 | 819.464 | 0 | 592.26
3573 | 1545.6 | 0 | 0 | 0 | 0 | 0 | 0 | 966.128 | 0 | 601.9583
3574 | 1364 | 0 | 0 | 0 | 0 | 0 | 0 | 784.528 | 0 | 601.9583
3575 | 1421.6 | 0 | 0 | 0 | 0 | 0 | 0 | 842.128 | 0 | 601.9583
3576 | 0 | 0 | 0 | 0 | 0 | 0 | 0 | 0 | 0 | 0
3577 | 0 | 0 | 0 | 0 | 0 | 0 | 0 | 0 | 0 | 0
3578 | 0 | 0 | 0 | 0 | 0 | 0 | 0 | 0 | 0 | 0
3579 | 0 | 0 | 0 | 0 | 0 | 0 | 0 | 0 | 0 | 0
3580 | 0 | 0 | 0 | 0 | 0 | 0 | 0 | 0 | 0 | 0
3581 | 0 | 0 | 0 | 0 | 0 | 0 | 0 | 0 | 0 | 0
3582 | 0 | 0 | 0 | 0 | 0 | 0 | 0 | 0 | 0 | 0
3583 | 1709.965 | 97.1 | 149.0996 | 149.0996 | 0 | 0 | 0 | 1533.328 | 0 | 34.3927
3584 | 1408.436 | 260.19 | 428.134 | 0 | -428.134 | 0 | 0 | 1408.436 | 0 | 0
3585 | 1450.739 | 431.83 | 700.4276 | 98.4693 | -601.9583 | 0 | 0 | 1355.949 | 0 | 0
3586 | 1655.173 | 581.84 | 919.2269 | 317.2686 | -601.9583 | 0 | 0 | 1349.756 | 0 | 0
3587 | 1645.765 | 576.6 | 901.4592 | 299.5009 | -601.9583 | 0 | 0 | 1357.452 | 0 | 0
3588 | 1950.329 | 703.61 | 1087.7262 | 614.5953 | -473.1309 | 0 | 0 | 1358.692 | 0 | 0
3589 | 1604.172 | 566.6 | 886.8079 | 886.8079 | 0 | 0 | 0 | 750.491 | 0 | 0
3590 | 1638.537 | 76.81 | 110.9246 | 110.9246 | 0 | 0 | 0 | 1531.756 | 0 | 0
3591 | 1750.351 | 184.26 | 289.8525 | 289.8525 | 0 | 0 | 0 | 1471.326 | 0 | 0
3592 | 1625.121 | 402.57 | 658.1347 | 658.1347 | 0 | 0 | 0 | 991.571 | 0 | 0
3593 | 1456.088 | 217.81 | 353.766 | 353.766 | 0 | 0 | 0 | 1115.537 | 0 | 0
3594 | 1657.048 | 63.44 | 87.2295 | 87.2295 | 0 | 0 | 0 | 1533.328 | 0 | 41.2914
3595 | 1497.593 | 0 | 0 | 0 | 0 | 0 | 0 | 1497.593 | 0 | 0
3596 | 1270.4 | 0 | 0 | 0 | 0 | 0 | 0 | 706.905 | 0 | 585.3613
3597 | 1587.2 | 0 | 0 | 0 | 0 | 0 | 0 | 1007.728 | 0 | 601.9583
3598 | 1514.4 | 0 | 0 | 0 | 0 | 0 | 0 | 934.928 | 0 | 601.9583
3599 | 1600.8 | 0 | 0 | 0 | 0 | 0 | 0 | 1021.328 | 0 | 601.9583
3600 | 0 | 0 | 0 | 0 | 0 | 0 | 0 | 0 | 0 | 0
3601 | 0 | 0 | 0 | 0 | 0 | 0 | 0 | 0 | 0 | 0
3602 | 0 | 0 | 0 | 0 | 0 | 0 | 0 | 0 | 0 | 0
3603 | 0 | 0 | 0 | 0 | 0 | 0 | 0 | 0 | 0 | 0
3604 | 0 | 0 | 0 | 0 | 0 | 0 | 0 | 0 | 0 | 0
3605 | 0 | 0 | 0 | 0 | 0 | 0 | 0 | 0 | 0 | 0
3606 | 0 | 0 | 0 | 0 | 0 | 0 | 0 | 0 | 0 | 0
3607 | 1586.458 | 128.71 | 168.3529 | 55.1927 | -113.1601 | 0 | 0 | 1533.328 | 0 | 0
3608 | 1339.324 | 346.37 | 565.5378 | 0 | -565.5378 | 0 | 0 | 1339.324 | 0 | 0
3609 | 1167.329 | 562.88 | 920.6521 | 318.6939 | -601.9583 | 0 | 0 | 860.541 | 0 | 0
3610 | 1838.145 | 744.48 | 1160.4509 | 558.4926 | -601.9583 | 0 | 0 | 1300.515 | 0 | 0
3611 | 1601.039 | 871.84 | 1318.3907 | 716.4325 | -601.9583 | 0 | 0 | 911.37 | 0 | 0
3612 | 1499.82 | 932.79 | 1399.6357 | 1177.0686 | -222.567 | 0 | 0 | 366.721 | 0 | 0
3613 | 1916.994 | 811.62 | 1224.3706 | 1224.3706 | 0 | 0 | 0 | 738.36 | 0 | 0
3614 | 1203.199 | 774.04 | 1180.4115 | 1180.4115 | 0 | 0 | 0 | 66.882 | 0 | 0
3615 | 1339.569 | 179.35 | 282.8426 | 282.8426 | 0 | 0 | 0 | 1067.292 | 0 | 0
3616 | 1487.923 | 29.41 | 36.675 | 36.675 | 0 | 0 | 0 | 1452.618 | 0 | 0
3617 | 1570.841 | 110.02 | 172.746 | 172.746 | 0 | 0 | 0 | 1404.548 | 0 | 0
3618 | 1493.196 | 44.62 | 61.4817 | 61.4817 | 0 | 0 | 0 | 1434.011 | 0 | 0
3619 | 1175.793 | 0 | 0 | 0 | 0 | 0 | 0 | 1175.793 | 0 | 0
3620 | 1504 | 0 | 0 | 0 | 0 | 0 | 0 | 935.278 | 0 | 590.7911
3621 | 1400 | 0 | 0 | 0 | 0 | 0 | 0 | 820.528 | 0 | 601.9583
3622 | 1072 | 0 | 0 | 0 | 0 | 0 | 0 | 492.528 | 0 | 601.9583
3623 | 1568.8 | 0 | 0 | 0 | 0 | 0 | 0 | 989.328 | 0 | 601.9583
3624 | 0 | 0 | 0 | 0 | 0 | 0 | 0 | 0 | 0 | 0
3625 | 1048.116 | 0 | 0 | 0 | 0 | 0 | 0 | 1048.116 | 0 | 0
3626 | 1148.1467 | 0 | 0 | 0 | 0 | 0 | 0 | 1148.147 | 0 | 0
3627 | 1165.0637 | 0 | 0 | 0 | 0 | 0 | 0 | 1165.064 | 0 | 0
3628 | 1257.0037 | 0 | 0 | 0 | 0 | 0 | 0 | 1222.482 | 0 | 35.8616
3629 | 1164.3282 | 0 | 0 | 0 | 0 | 0 | 0 | 1164.328 | 0 | 0
3630 | 1084.892 | 0 | 0 | 0 | 0 | 0 | 0 | 1084.892 | 0 | 0
3631 | 1136.1375 | 127.17 | 169.1756 | 0 | -169.1756 | 0 | 0 | 1136.138 | 0 | 0
3632 | 857.2624 | 343.49 | 564.3691 | 0 | -564.3691 | 0 | 0 | 857.262 | 0 | 0
3633 | 1126.9766 | 558.77 | 928.8223 | 326.8641 | -601.9583 | 0 | 0 | 812.323 | 0 | 0
3634 | 1088.1963 | 474.39 | 764.1614 | 283.1242 | -481.0372 | 0 | 0 | 815.649 | 0 | 0
3635 | 1073.6523 | 647.43 | 1024.008 | 1024.008 | 0 | 0 | 0 | 87.896 | 0 | 0
3636 | 1056.4835 | 568.89 | 899.9976 | 899.9976 | 0 | 0 | 0 | 190.105 | 0 | 0
3637 | 976.002 | 408.27 | 650.0279 | 650.0279 | 0 | 0 | 0 | 350.256 | 0 | 0
3638 | 1109.748 | 140.46 | 217.6057 | 217.6057 | 0 | 0 | 0 | 900.271 | 0 | 0
3639 | 1130.2855 | 551.75 | 889.033 | 889.033 | 0 | 0 | 0 | 274.462 | 0 | 0
3640 | 1121.2717 | 253.22 | 412.6839 | 412.6839 | 0 | 0 | 0 | 724.004 | 0 | 0
3641 | 781.8035 | 84.92 | 130.9154 | 130.9154 | 0 | 0 | 0 | 655.778 | 0 | 0
3642 | 946.9489 | 32.34 | 41.6405 | 41.6405 | 0 | 0 | 0 | 906.864 | 0 | 0
3643 | 1087.8341 | 0 | 0 | 0 | 0 | 0 | 0 | 1087.834 | 0 | 0
3644 | 1190.0714 | 0 | 0 | 0 | 0 | 0 | 0 | 1190.071 | 0 | 0
3645 | 939.259 | 0 | 0 | 0 | 0 | 0 | 0 | 939.259 | 0 | 0
3646 | 1095.1893 | 0 | 0 | 0 | 0 | 0 | 0 | 1095.189 | 0 | 0
3647 | 1081.2144 | 0 | 0 | 0 | 0 | 0 | 0 | 1081.214 | 0 | 0
3648 | 159.6078 | 0 | 0 | 0 | 0 | 0 | 0 | 159.608 | 0 | 0
3649 | 82.3782 | 0 | 0 | 0 | 0 | 0 | 0 | 82.378 | 0 | 0
3650 | 157.4013 | 0 | 0 | 0 | 0 | 0 | 0 | 157.401 | 0 | 0
3651 | 100.7662 | 0 | 0 | 0 | 0 | 0 | 0 | 100.766 | 0 | 0
3652 | 105.1794 | 0 | 0 | 0 | 0 | 0 | 0 | 105.179 | 0 | 0
3653 | 78.7006 | 0 | 0 | 0 | 0 | 0 | 0 | 78.701 | 0 | 0
3654 | 81.6427 | 0 | 0 | 0 | 0 | 0 | 0 | 81.643 | 0 | 0
3655 | 78.8376 | 43.13 | 61.4121 | 61.4121 | 0 | 0 | 0 | 19.72 | 0 | 0
3656 | 193.0078 | 343.31 | 565.5814 | 200.4976 | -365.0838 | 0 | 0 | 0 | 0 | 0
3657 | 787.8808 | 216.58 | 352.1101 | 352.1101 | 0 | 0 | 0 | 448.924 | 0 | 0
3658 | 1235.6617 | 495.58 | 802.0414 | 802.0414 | 0 | 0 | 0 | 463.58 | 0 | 0
3659 | 1134.1783 | 370.76 | 596.4578 | 596.4578 | 0 | 0 | 0 | 560.001 | 0 | 0
3660 | 928.5379 | 923.05 | 1461.7541 | 964.5697 | -497.1844 | 0 | 0 | 0 | 0 | 0
3661 | 1150.8718 | 774.81 | 1223.8626 | 1195.5303 | -28.3324 | 0 | 0 | 0 | 0 | 0
3662 | 1024.287 | 639.27 | 1024.33 | 1024.33 | 0 | 0 | 0 | 38.221 | 0 | 0
3663 | 1039.8662 | 626.09 | 1015.148 | 1015.148 | 0 | 0 | 0 | 62.639 | 0 | 0
3664 | 1200.7723 | 191.13 | 310.4956 | 310.4956 | 0 | 0 | 0 | 901.875 | 0 | 0
3665 | 1211.6653 | 143.24 | 231.747 | 231.747 | 0 | 0 | 0 | 988.575 | 0 | 0
3666 | 1362.6896 | 49.7 | 70.1204 | 70.1204 | 0 | 0 | 0 | 1222.482 | 0 | 75.5273
3667 | 1236.4091 | 0 | 0 | 0 | 0 | 0 | 0 | 1222.482 | 0 | 14.4674
3668 | 1330.5557 | 0 | 0 | 0 | 0 | 0 | 0 | 880.83 | 0 | 467.1775
3669 | 1363.6541 | 0 | 0 | 0 | 0 | 0 | 0 | 784.182 | 0 | 601.9583
3670 | 988.5389 | 0 | 0 | 0 | 0 | 0 | 0 | 409.067 | 0 | 601.9583
3671 | 1133.4363 | 0 | 0 | 0 | 0 | 0 | 0 | 553.964 | 0 | 601.9583
3672 | 1025.3149 | 0 | 0 | 0 | 0 | 0 | 0 | 1025.315 | 0 | 0
3673 | 1040.0253 | 0 | 0 | 0 | 0 | 0 | 0 | 1040.025 | 0 | 0
3674 | 1289.3666 | 0 | 0 | 0 | 0 | 0 | 0 | 1222.482 | 0 | 69.4805
3675 | 807.601 | 0 | 0 | 0 | 0 | 0 | 0 | 807.601 | 0 | 0
3676 | 906.1606 | 0 | 0 | 0 | 0 | 0 | 0 | 906.161 | 0 | 0
3677 | 1054.7357 | 0 | 0 | 0 | 0 | 0 | 0 | 1054.736 | 0 | 0
3678 | 1198.1621 | 0 | 0 | 0 | 0 | 0 | 0 | 1198.162 | 0 | 0
3679 | 1087.0664 | 126.98 | 165.4442 | 0 | -165.4442 | 0 | 0 | 1087.066 | 0 | 0
3680 | 1228.1419 | 344.9 | 564.7826 | 5.8796 | -558.9029 | 0 | 0 | 1222.482 | 0 | 0
3681 | 1131.3953 | 560.91 | 931.6946 | 329.7364 | -601.9583 | 0 | 0 | 813.976 | 0 | 0
3682 | 1253.8934 | 740.76 | 1197.3014 | 595.3432 | -601.9583 | 0 | 0 | 680.79 | 0 | 0
3683 | 1272.5121 | 860.99 | 1364.8045 | 762.8463 | -601.9583 | 0 | 0 | 538.162 | 0 | 0
3684 | 1338.8744 | 919.74 | 1446.895 | 1269.9772 | -176.9178 | 0 | 0 | 116.337 | 0 | 0
3685 | 1355.3308 | 780.56 | 1216.6222 | 1216.6222 | 0 | 0 | 0 | 184.155 | 0 | 0
3686 | 1295.2535 | 241.6 | 383.8197 | 383.8197 | 0 | 0 | 0 | 925.771 | 0 | 0
3687 | 1302.0681 | 259.66 | 417.1102 | 417.1102 | 0 | 0 | 0 | 900.539 | 0 | 0
3688 | 1469.4209 | 189.18 | 304.5505 | 304.5505 | 0 | 0 | 0 | 1176.247 | 0 | 0
3689 | 1487.386 | 117.08 | 185.195 | 185.195 | 0 | 0 | 0 | 1222.482 | 0 | 89.9885
3690 | 1238.9154 | 48.62 | 67.8713 | 17.0707 | -50.8007 | 0 | 0 | 1222.482 | 0 | 0
3691 | 1209.1949 | 0 | 0 | 0 | 0 | 0 | 0 | 1209.195 | 0 | 0
3692 | 1137.1139 | 0 | 0 | 0 | 0 | 0 | 0 | 785.3 | 0 | 365.4661
3693 | 1054.7357 | 0 | 0 | 0 | 0 | 0 | 0 | 475.263 | 0 | 601.9583
3694 | 1102.5445 | 0 | 0 | 0 | 0 | 0 | 0 | 523.072 | 0 | 601.9583
3695 | 1087.8341 | 0 | 0 | 0 | 0 | 0 | 0 | 508.362 | 0 | 601.9583
3696 | 1305.548 | 0 | 0 | 0 | 0 | 0 | 0 | 1222.482 | 0 | 86.2894
3697 | 1315.1098 | 0 | 0 | 0 | 0 | 0 | 0 | 1222.482 | 0 | 96.2224
3698 | 1071.6526 | 0 | 0 | 0 | 0 | 0 | 0 | 1071.653 | 0 | 0
3699 | 1255.5327 | 0 | 0 | 0 | 0 | 0 | 0 | 1222.482 | 0 | 34.3335
3700 | 806.1299 | 0 | 0 | 0 | 0 | 0 | 0 | 806.13 | 0 | 0
3701 | 750.2304 | 0 | 0 | 0 | 0 | 0 | 0 | 750.23 | 0 | 0
3702 | 706.0992 | 0 | 0 | 0 | 0 | 0 | 0 | 706.099 | 0 | 0
3703 | 1144.1924 | 34.29 | 46.4366 | 0 | -46.4366 | 0 | 0 | 1144.192 | 0 | 0
3704 | 1174.6209 | 93.42 | 146.4652 | 0 | -146.4652 | 0 | 0 | 1174.621 | 0 | 0
3705 | 1421.8944 | 235.41 | 385.1171 | 207.1501 | -177.967 | 0 | 0 | 1222.482 | 0 | 0
3706 | 1445.488 | 528.04 | 859.3668 | 257.4085 | -601.9583 | 0 | 0 | 1197.696 | 0 | 0
3707 | 1314.3991 | 700.66 | 1123.0061 | 521.0478 | -601.9583 | 0 | 0 | 812.816 | 0 | 0
3708 | 1630.578 | 639.12 | 1024.2791 | 423.9321 | -600.3471 | 0 | 0 | 1222.482 | 0 | 0
3709 | 1339.1925 | 911.23 | 1464.1371 | 932.1289 | -532.0083 | 0 | 0 | 441.883 | 0 | 0
3710 | 1441.9686 | 832.37 | 1352.1207 | 1352.1207 | 0 | 0 | 0 | 140.357 | 0 | 0
3711 | 1484.2371 | 690.27 | 1142.7226 | 1142.7226 | 0 | 0 | 0 | 384.201 | 0 | 0
3712 | 1687.8042 | 499.34 | 844.8786 | 844.8786 | 0 | 0 | 0 | 874.486 | 0 | 0
3713 | 1368.332 | 280.26 | 446.578 | 446.578 | 0 | 0 | 0 | 938.436 | 0 | 0
3714 | 1435.4445 | 78.14 | 103.1855 | 103.1855 | 0 | 0 | 0 | 1222.482 | 0 | 118.0404
3715 | 1408.5208 | 0 | 0 | 0 | 0 | 0 | 0 | 1222.482 | 0 | 193.2582
3716 | 1324.6715 | 0 | 0 | 0 | 0 | 0 | 0 | 1023.992 | 0 | 312.3478
3717 | 1376.1579 | 0 | 0 | 0 | 0 | 0 | 0 | 796.686 | 0 | 601.9583
3718 | 889.2437 | 0 | 0 | 0 | 0 | 0 | 0 | 309.771 | 0 | 601.9583
3719 | 1277.5983 | 0 | 0 | 0 | 0 | 0 | 0 | 698.126 | 0 | 601.9583
3720 | 914.2514 | 0 | 0 | 0 | 0 | 0 | 0 | 914.251 | 0 | 0
3721 | 1040.0253 | 0 | 0 | 0 | 0 | 0 | 0 | 1040.025 | 0 | 0
3722 | 1225.3763 | 0 | 0 | 0 | 0 | 0 | 0 | 1222.482 | 0 | 3.0063
3723 | 1041.4963 | 0 | 0 | 0 | 0 | 0 | 0 | 1041.496 | 0 | 0
3724 | 1069.4461 | 0 | 0 | 0 | 0 | 0 | 0 | 1069.446 | 0 | 0
3725 | 1206.9883 | 0 | 0 | 0 | 0 | 0 | 0 | 1206.988 | 0 | 0
3726 | 1139.3205 | 0 | 0 | 0 | 0 | 0 | 0 | 1139.32 | 0 | 0
3727 | 968.3737 | 108.89 | 165.9023 | 0 | -165.9023 | 0 | 0 | 968.374 | 0 | 0
3728 | 1216.8397 | 291.36 | 482.2402 | 0 | -482.2402 | 0 | 0 | 1216.84 | 0 | 0
3729 | 1270.5584 | 559.93 | 927.4106 | 325.4523 | -601.9583 | 0 | 0 | 957.264 | 0 | 0
3730 | 1288.7009 | 740.58 | 1191.3501 | 589.3918 | -601.9583 | 0 | 0 | 721.327 | 0 | 0
3731 | 1265.5835 | 718.71 | 1127.9072 | 525.9489 | -601.9583 | 0 | 0 | 759.282 | 0 | 0
3732 | 1527.2199 | 750.15 | 1171.8777 | 918.7542 | -253.1235 | 0 | 0 | 642.786 | 0 | 0
3733 | 1609.8915 | 654.22 | 1032.2665 | 1032.2665 | 0 | 0 | 0 | 616.186 | 0 | 0
3734 | 1684.8217 | 741.13 | 1170.8649 | 1170.8649 | 0 | 0 | 0 | 557.695 | 0 | 0
3735 | 1461.4939 | 648.48 | 1042.1694 | 1042.1694 | 0 | 0 | 0 | 458.255 | 0 | 0
3736 | 1490.238 | 492.84 | 827.5752 | 827.5752 | 0 | 0 | 0 | 693.577 | 0 | 0
3737 | 1239.2694 | 256.74 | 420.5809 | 420.5809 | 0 | 0 | 0 | 834.4 | 0 | 0
3738 | 1422.6934 | 54.26 | 76.9193 | 76.9193 | 0 | 0 | 0 | 1222.482 | 0 | 131.0608
3739 | 1531.3527 | 0 | 0 | 0 | 0 | 0 | 0 | 1222.482 | 0 | 320.8567
3740 | 1093.7182 | 0 | 0 | 0 | 0 | 0 | 0 | 977.684 | 0 | 120.5367
3741 | 818.6338 | 0 | 0 | 0 | 0 | 0 | 0 | 239.161 | 0 | 601.9583
3742 | 913.5158 | 0 | 0 | 0 | 0 | 0 | 0 | 334.044 | 0 | 601.9583
3743 | 1149.6178 | 0 | 0 | 0 | 0 | 0 | 0 | 570.145 | 0 | 601.9583
3744 | 1036.3477 | 0 | 0 | 0 | 0 | 0 | 0 | 1036.348 | 0 | 0
3745 | 967.2088 | 0 | 0 | 0 | 0 | 0 | 0 | 967.209 | 0 | 0
3746 | 1274.6562 | 0 | 0 | 0 | 0 | 0 | 0 | 1222.482 | 0 | 54.1986
3747 | 962.0602 | 0 | 0 | 0 | 0 | 0 | 0 | 962.06 | 0 | 0
3748 | 1158.444 | 0 | 0 | 0 | 0 | 0 | 0 | 1158.444 | 0 | 0
3749 | 1215.0791 | 0 | 0 | 0 | 0 | 0 | 0 | 1215.079 | 0 | 0
3750 | 663.439 | 0 | 0 | 0 | 0 | 0 | 0 | 663.439 | 0 | 0
3751 | 831.19 | 102.83 | 157.2937 | 0 | -157.2937 | 0 | 0 | 831.19 | 0 | 0
3752 | 900.2029 | 276.02 | 456.4944 | 0 | -456.4944 | 0 | 0 | 900.203 | 0 | 0
3753 | 1016.1898 | 457.32 | 748.518 | 146.5598 | -601.9583 | 0 | 0 | 875.105 | 0 | 0
3754 | 1501.8804 | 460.94 | 741.9227 | 290.24 | -451.6827 | 0 | 0 | 1222.482 | 0 | 0
3755 | 1433.3713 | 860.19 | 1355.7503 | 753.792 | -601.9583 | 0 | 0 | 707.737 | 0 | 0
3756 | 1371.731 | 522.16 | 827.2989 | 389.5455 | -437.7534 | 0 | 0 | 996.736 | 0 | 0
3757 | 1529.9046 | 252.45 | 401.2664 | 401.2664 | 0 | 0 | 0 | 1143.628 | 0 | 0
3758 | 1387.7571 | 88.02 | 131.4628 | 131.4628 | 0 | 0 | 0 | 1222.482 | 0 | 40.2256
3759 | 1085.9861 | 142.92 | 224.2873 | 179.52 | -44.7673 | 0 | 0 | 913.171 | 0 | 0
3760 | 1513.4915 | 119.23 | 187.2051 | 187.2051 | 0 | 0 | 0 | 1222.482 | 0 | 115.0964
3761 | 1215.0892 | 78.8 | 120.4286 | 0 | -120.4286 | 0 | 0 | 1215.089 | 0 | 0
3762 | 1339.0123 | 19.59 | 21.1594 | 21.1594 | 0 | 0 | 0 | 1222.482 | 0 | 99.8935
3763 | 1233.4671 | 0 | 0 | 0 | 0 | 0 | 0 | 1222.482 | 0 | 11.4113
3764 | 1164.3282 | 0 | 0 | 0 | 0 | 0 | 0 | 913.023 | 0 | 261.0568
3765 | 1034.1411 | 0 | 0 | 0 | 0 | 0 | 0 | 454.669 | 0 | 601.9583
3766 | 1329.8202 | 0 | 0 | 0 | 0 | 0 | 0 | 750.348 | 0 | 601.9583
3767 | 1057.6778 | 0 | 0 | 0 | 0 | 0 | 0 | 478.205 | 0 | 601.9583
3768 | 1348.9437 | 0 | 0 | 0 | 0 | 0 | 0 | 1222.482 | 0 | 131.3693
3769 | 972.3574 | 0 | 0 | 0 | 0 | 0 | 0 | 972.357 | 0 | 0
3770 | 1018.6952 | 0 | 0 | 0 | 0 | 0 | 0 | 1018.695 | 0 | 0
3771 | 1329.8202 | 0 | 0 | 0 | 0 | 0 | 0 | 1222.482 | 0 | 111.5032
3772 | 1226.8474 | 0 | 0 | 0 | 0 | 0 | 0 | 1222.482 | 0 | 4.5344
3773 | 759.7922 | 0 | 0 | 0 | 0 | 0 | 0 | 759.792 | 0 | 0
3774 | 961.3246 | 0 | 0 | 0 | 0 | 0 | 0 | 961.325 | 0 | 0
3775 | 883.3154 | 55.97 | 82.801 | 0 | -82.801 | 0 | 0 | 883.315 | 0 | 0
3776 | 819.4309 | 342.89 | 549.3958 | 0 | -549.3958 | 0 | 0 | 819.431 | 0 | 0
3777 | 938.7295 | 436.58 | 694.8627 | 92.9045 | -601.9583 | 0 | 0 | 849.296 | 0 | 0
3778 | 1175.0134 | 738.05 | 1132.6898 | 530.7316 | -601.9583 | 0 | 0 | 664.107 | 0 | 0
3779 | 1296.981 | 505.07 | 780.3075 | 178.3493 | -601.9583 | 0 | 0 | 1125.295 | 0 | 0
3780 | 1264.4646 | 917.77 | 1361.9541 | 1092.886 | -269.0681 | 0 | 0 | 212.404 | 0 | 0
3781 | 1379.1589 | 909.81 | 1367.1533 | 1367.1533 | 0 | 0 | 0 | 63.076 | 0 | 0
3782 | 1238.6166 | 465.71 | 730.2278 | 730.2278 | 0 | 0 | 0 | 535.667 | 0 | 0
3783 | 1071.4449 | 615.89 | 968.005 | 968.005 | 0 | 0 | 0 | 139.6 | 0 | 0
3784 | 1163.5669 | 474.52 | 767.148 | 767.148 | 0 | 0 | 0 | 425.076 | 0 | 0
3785 | 930.6139 | 200.3 | 322.9852 | 322.9852 | 0 | 0 | 0 | 619.694 | 0 | 0
3786 | 930.0798 | 75.56 | 85.2807 | 85.2807 | 0 | 0 | 0 | 847.985 | 0 | 0
3787 | 892.9213 | 0 | 0 | 0 | 0 | 0 | 0 | 869.149 | 0 | 24.6945
3788 | 1206.2528 | 0 | 0 | 0 | 0 | 0 | 0 | 626.78 | 0 | 601.9583
3789 | 1006.9269 | 0 | 0 | 0 | 0 | 0 | 0 | 427.455 | 0 | 601.9583
3790 | 984.8613 | 0 | 0 | 0 | 0 | 0 | 0 | 405.389 | 0 | 601.9583
3791 | 1077.5368 | 0 | 0 | 0 | 0 | 0 | 0 | 498.064 | 0 | 601.9583
3792 | 956.176 | 0 | 0 | 0 | 0 | 0 | 0 | 956.176 | 0 | 0
3793 | 959.8536 | 0 | 0 | 0 | 0 | 0 | 0 | 959.854 | 0 | 0
3794 | 1045.1739 | 0 | 0 | 0 | 0 | 0 | 0 | 1045.174 | 0 | 0
3795 | 993.6875 | 0 | 0 | 0 | 0 | 0 | 0 | 993.688 | 0 | 0
3796 | 951.0274 | 0 | 0 | 0 | 0 | 0 | 0 | 951.027 | 0 | 0
3797 | 970.1509 | 0 | 0 | 0 | 0 | 0 | 0 | 970.151 | 0 | 0
3798 | 989.2744 | 0 | 0 | 0 | 0 | 0 | 0 | 989.274 | 0 | 0
3799 | 814.7659 | 121.82 | 160.3489 | 160.3489 | 0 | 0 | 0 | 660.407 | 0 | 0
3800 | 269.8053 | 295.28 | 486.1939 | 280.2747 | -205.9191 | 0 | 0 | 0 | 0 | 0
3801 | 129.9866 | 549.81 | 906.809 | 135.0301 | -601.9583 | 0 | 169.8207 | 0 | 0 | 0
3802 | 207.7449 | 727.04 | 1164.2518 | 215.8065 | -601.9583 | 0 | 346.4871 | 0 | 0 | 0
3803 | 159.9664 | 654.13 | 1022.1589 | 166.1745 | -601.9583 | 0 | 254.0262 | 0 | 0 | 0
3804 | 171.8487 | 777.03 | 1194.2266 | 178.5176 | -601.9583 | 0 | 413.7507 | 0 | 0 | 0
3805 | 132.4947 | 745.97 | 1148.7996 | 137.6364 | -93.3875 | 0 | 917.7757 | 0 | 0 | 0
3806 | 124.5833 | 796.66 | 1243.7879 | 129.4174 | 0 | 0 | 1114.3705 | 0 | 0 | 0
3807 | 178.8941 | 587.55 | 930.794 | 185.8359 | 0 | 0 | 744.958 | 0 | 0 | 0
3808 | 197.9358 | 441.13 | 714.5169 | 205.6169 | 0 | 0 | 508.9001 | 0 | 0 | 0
3809 | 169.2818 | 163.02 | 261.2012 | 175.8499 | 0 | 0 | 85.3513 | 0 | 0 | 0
3810 | 186.6658 | 55.15 | 77.5759 | 77.5759 | 0 | 0 | 0 | 111.988 | 0 | 0
3811 | 128.716 | 0 | 0 | 0 | 0 | 0 | 0 | 128.716 | 0 | 0
3812 | 181.6734 | 0 | 0 | 0 | 0 | 0 | 0 | 181.673 | 0 | 0
3813 | 183.1445 | 0 | 0 | 0 | 0 | 0 | 0 | 183.144 | 0 | 0
3814 | 100.0307 | 0 | 0 | 0 | 0 | 0 | 0 | 100.031 | 0 | 0
3815 | 90.469 | 0 | 0 | 0 | 0 | 0 | 0 | 90.469 | 0 | 0
3816 | 94.1466 | 0 | 0 | 0 | 0 | 0 | 0 | 94.147 | 0 | 0
3817 | 85.3203 | 0 | 0 | 0 | 0 | 0 | 0 | 85.32 | 0 | 0
3818 | 91.2045 | 0 | 0 | 0 | 0 | 0 | 0 | 91.204 | 0 | 0
3819 | 86.7914 | 0 | 0 | 0 | 0 | 0 | 0 | 86.791 | 0 | 0
3820 | 90.469 | 0 | 0 | 0 | 0 | 0 | 0 | 90.469 | 0 | 0
3821 | 85.3203 | 0 | 0 | 0 | 0 | 0 | 0 | 85.32 | 0 | 0
3822 | 86.0558 | 0 | 0 | 0 | 0 | 0 | 0 | 86.056 | 0 | 0
3823 | 73.9979 | 31.35 | 41.5418 | 41.5418 | 0 | 0 | 0 | 1.888 | 0 | 33.3664
3824 | 92.8447 | 86.15 | 133.5809 | 96.4478 | -37.1331 | 0 | 0 | 0 | 0 | 0
3825 | 624.5034 | 215.31 | 348.5585 | 348.5585 | 0 | 0 | 0 | 288.966 | 0 | 0
3826 | 1169.1854 | 340.87 | 548.2905 | 548.2905 | 0 | 0 | 0 | 641.376 | 0 | 0
3827 | 1182.7428 | 648.57 | 1022.5599 | 1022.5599 | 0 | 0 | 0 | 198.381 | 0 | 0
3828 | 1218.137 | 678.22 | 1062.5757 | 1062.5757 | 0 | 0 | 0 | 195.254 | 0 | 0
3829 | 1041.8558 | 673.51 | 1056.8342 | 1056.8342 | 0 | 0 | 0 | 24.5 | 0 | 0
3830 | 1119.2978 | 338.48 | 539.3962 | 539.3962 | 0 | 0 | 0 | 600.051 | 0 | 0
3831 | 1117.0011 | 508.52 | 815.5978 | 815.5978 | 0 | 0 | 0 | 331.871 | 0 | 0
3832 | 1182.9589 | 367.03 | 597.9765 | 597.9765 | 0 | 0 | 0 | 607.32 | 0 | 0
3833 | 1307.3767 | 195.25 | 316.1758 | 316.1758 | 0 | 0 | 0 | 1003.011 | 0 | 0
3834 | 1228.2872 | 61.82 | 87.3084 | 87.3084 | 0 | 0 | 0 | 1144.24 | 0 | 0
3835 | 1151.8243 | 0 | 0 | 0 | 0 | 0 | 0 | 1128.052 | 0 | 24.6945
3836 | 1090.7762 | 0 | 0 | 0 | 0 | 0 | 0 | 511.304 | 0 | 601.9583
3837 | 1351.8858 | 0 | 0 | 0 | 0 | 0 | 0 | 772.413 | 0 | 601.9583
3838 | 1092.9827 | 0 | 0 | 0 | 0 | 0 | 0 | 513.51 | 0 | 601.9583
3839 | 716.3965 | 0 | 0 | 0 | 0 | 0 | 0 | 136.924 | 0 | 601.9583
3840 | 1042.2318 | 0 | 0 | 0 | 0 | 0 | 0 | 1042.232 | 0 | 0
3841 | 806.8654 | 0 | 0 | 0 | 0 | 0 | 0 | 806.865 | 0 | 0
3842 | 816.4272 | 0 | 0 | 0 | 0 | 0 | 0 | 816.427 | 0 | 0
3843 | 912.0448 | 0 | 0 | 0 | 0 | 0 | 0 | 912.045 | 0 | 0
3844 | 945.1432 | 0 | 0 | 0 | 0 | 0 | 0 | 945.143 | 0 | 0
3845 | 937.788 | 0 | 0 | 0 | 0 | 0 | 0 | 937.788 | 0 | 0
3846 | 909.1027 | 0 | 0 | 0 | 0 | 0 | 0 | 909.103 | 0 | 0
3847 | 944.3424 | 103.23 | 157.3052 | 0 | -157.3052 | 0 | 0 | 944.342 | 0 | 0
3848 | 881.4527 | 290.46 | 482.5809 | 0 | -482.5809 | 0 | 0 | 881.453 | 0 | 0
3849 | 933.853 | 451.09 | 746.0083 | 144.05 | -601.9583 | 0 | 0 | 795.184 | 0 | 0
3850 | 994.1031 | 611.95 | 991.7614 | 389.8032 | -601.9583 | 0 | 0 | 618.861 | 0 | 0
3851 | 1339.2413 | 689.53 | 1100.6032 | 498.645 | -601.9583 | 0 | 0 | 859.223 | 0 | 0
3852 | 1246.3699 | 762.05 | 1202.564 | 1084.7864 | -117.7776 | 0 | 0 | 202.106 | 0 | 0
3853 | 1003.5325 | 752.34 | 1186.0761 | 1042.4738 | -143.6023 | 0 | 0 | 0 | 0 | 0
3854 | 1101.4945 | 705.98 | 1119.4939 | 1119.4939 | 0 | 0 | 0 | 23.82 | 0 | 0
3855 | 1463.9441 | 548.95 | 884.2784 | 884.2784 | 0 | 0 | 0 | 612.698 | 0 | 0
3856 | 1017.2747 | 369.07 | 603.7751 | 603.7751 | 0 | 0 | 0 | 436.054 | 0 | 0
3857 | 1145.9282 | 59.52 | 87.565 | 87.565 | 0 | 0 | 0 | 1061.635 | 0 | 0
3858 | 1215.9093 | 12.73 | 10.2468 | 10.2468 | 0 | 0 | 0 | 1206.045 | 0 | 0
3859 | 1031.199 | 0 | 0 | 0 | 0 | 0 | 0 | 1031.199 | 0 | 0
3860 | 1098.8669 | 0 | 0 | 0 | 0 | 0 | 0 | 642.679 | 0 | 473.8903
3861 | 1268.772 | 0 | 0 | 0 | 0 | 0 | 0 | 689.3 | 0 | 601.9583
3862 | 1276.1272 | 0 | 0 | 0 | 0 | 0 | 0 | 696.655 | 0 | 601.9583
3863 | 1315.8453 | 0 | 0 | 0 | 0 | 0 | 0 | 736.373 | 0 | 601.9583
3864 | 1015.0176 | 0 | 0 | 0 | 0 | 0 | 0 | 1015.018 | 0 | 0
3865 | 1181.9806 | 0 | 0 | 0 | 0 | 0 | 0 | 1181.981 | 0 | 0
3866 | 934.1104 | 0 | 0 | 0 | 0 | 0 | 0 | 934.11 | 0 | 0
3867 | 1097.3959 | 0 | 0 | 0 | 0 | 0 | 0 | 1097.396 | 0 | 0
3868 | 1369.5383 | 0 | 0 | 0 | 0 | 0 | 0 | 1222.482 | 0 | 152.7625
3869 | 1001.0427 | 0 | 0 | 0 | 0 | 0 | 0 | 1001.043 | 0 | 0
3870 | 1035.6122 | 0 | 0 | 0 | 0 | 0 | 0 | 1035.612 | 0 | 0
3871 | 734.6806 | 98.27 | 149.7032 | 0 | -149.7032 | 0 | 0 | 734.681 | 0 | 0
3872 | 858.4429 | 262.71 | 435.28 | 0 | -435.28 | 0 | 0 | 858.443 | 0 | 0
3873 | 945.9468 | 408.02 | 672.8879 | 70.9296 | -601.9583 | 0 | 0 | 877.668 | 0 | 0
3874 | 1313.9909 | 539.21 | 873.5808 | 271.6225 | -601.9583 | 0 | 0 | 1052.515 | 0 | 0
3875 | 1203.8265 | 645.5 | 1029.443 | 427.4848 | -601.9583 | 0 | 0 | 792.311 | 0 | 0
3876 | 1170.5985 | 755.74 | 1190.8795 | 976.7694 | -214.1101 | 0 | 0 | 230.317 | 0 | 0
3877 | 1180.2871 | 740.27 | 1166.7928 | 1166.7928 | 0 | 0 | 0 | 57.081 | 0 | 0
3878 | 935.0749 | 675.89 | 1073.532 | 971.3604 | -102.1716 | 0 | 0 | 0 | 0 | 0
3879 | 1443.3311 | 583.12 | 939.0473 | 939.0473 | 0 | 0 | 0 | 539.362 | 0 | 0
3880 | 1115.1485 | 154.88 | 246.3723 | 246.3723 | 0 | 0 | 0 | 877.979 | 0 | 0
3881 | 1294.3433 | 91.12 | 140.7778 | 140.7778 | 0 | 0 | 0 | 1158.824 | 0 | 0
3882 | 1231.2495 | 55.13 | 78.1815 | 78.1815 | 0 | 0 | 0 | 1155.988 | 0 | 0
3883 | 1327.6136 | 0 | 0 | 0 | 0 | 0 | 0 | 1222.482 | 0 | 109.2116
3884 | 1377.629 | 0 | 0 | 0 | 0 | 0 | 0 | 975.774 | 0 | 417.4489
3885 | 1547.5341 | 0 | 0 | 0 | 0 | 0 | 0 | 968.062 | 0 | 601.9583
3886 | 1445.2968 | 0 | 0 | 0 | 0 | 0 | 0 | 865.824 | 0 | 601.9583
3887 | 1164.3282 | 0 | 0 | 0 | 0 | 0 | 0 | 584.856 | 0 | 601.9583
3888 | 1151.8243 | 0 | 0 | 0 | 0 | 0 | 0 | 1151.824 | 0 | 0
3889 | 1028.257 | 0 | 0 | 0 | 0 | 0 | 0 | 1028.257 | 0 | 0
3890 | 1179.7741 | 0 | 0 | 0 | 0 | 0 | 0 | 1179.774 | 0 | 0
3891 | 1259.2103 | 0 | 0 | 0 | 0 | 0 | 0 | 1222.482 | 0 | 38.1532
3892 | 1282.0114 | 0 | 0 | 0 | 0 | 0 | 0 | 1222.482 | 0 | 61.839
3893 | 1181.9806 | 0 | 0 | 0 | 0 | 0 | 0 | 1181.981 | 0 | 0
3894 | 970.8864 | 0 | 0 | 0 | 0 | 0 | 0 | 970.886 | 0 | 0
3895 | 956.4739 | 106.56 | 161.4469 | 0 | -161.4469 | 0 | 0 | 956.474 | 0 | 0
3896 | 799.5406 | 280.31 | 466.0504 | 0 | -466.0504 | 0 | 0 | 799.541 | 0 | 0
3897 | 1009.7099 | 324.48 | 535.1382 | 0 | -535.1382 | 0 | 0 | 1009.71 | 0 | 0
3898 | 1208.6635 | 540.8 | 879.0906 | 277.1323 | -601.9583 | 0 | 0 | 941.884 | 0 | 0
3899 | 1010.5833 | 392.88 | 634.8572 | 32.8989 | -601.9583 | 0 | 0 | 978.913 | 0 | 0
3900 | 1237.7156 | 344.57 | 554.3104 | 213.7216 | -340.5888 | 0 | 0 | 1031.978 | 0 | 0
3901 | 1291.5998 | 675.07 | 1073.5341 | 1073.5341 | 0 | 0 | 0 | 258.168 | 0 | 0
3902 | 1072.2006 | 69.21 | 100.7609 | 100.7609 | 0 | 0 | 0 | 975.203 | 0 | 0
3903 | 1315.8048 | 51.04 | 71.583 | 71.583 | 0 | 0 | 0 | 1222.482 | 0 | 25.3614
3904 | 1295.1505 | 59.61 | 87.1734 | 75.4889 | -11.6845 | 0 | 0 | 1222.482 | 0 | 0
3905 | 1370.3069 | 33.32 | 44.4629 | 44.4629 | 0 | 0 | 0 | 1222.482 | 0 | 109.0984
3906 | 1281.582 | 24.49 | 29.2818 | 29.2818 | 0 | 0 | 0 | 1222.482 | 0 | 32.1115
3907 | 1545.3275 | 0 | 0 | 0 | 0 | 0 | 0 | 1222.482 | 0 | 335.374
3908 | 1218.0211 | 0 | 0 | 0 | 0 | 0 | 0 | 1218.021 | 0 | 0
3909 | 1410.7274 | 0 | 0 | 0 | 0 | 0 | 0 | 1081.077 | 0 | 342.443
3910 | 1444.5613 | 0 | 0 | 0 | 0 | 0 | 0 | 865.089 | 0 | 601.9583
3911 | 1081.9499 | 0 | 0 | 0 | 0 | 0 | 0 | 502.478 | 0 | 601.9583
3912 | 1302.6059 | 0 | 0 | 0 | 0 | 0 | 0 | 1222.482 | 0 | 83.2332
3913 | 1140.056 | 0 | 0 | 0 | 0 | 0 | 0 | 1140.056 | 0 | 0
3914 | 1240.0867 | 0 | 0 | 0 | 0 | 0 | 0 | 1222.482 | 0 | 18.2882
3915 | 1393.0749 | 0 | 0 | 0 | 0 | 0 | 0 | 1222.482 | 0 | 177.2128
3916 | 1256.2682 | 0 | 0 | 0 | 0 | 0 | 0 | 1222.482 | 0 | 35.0971
3917 | 1270.2431 | 0 | 0 | 0 | 0 | 0 | 0 | 1222.482 | 0 | 49.6144
3918 | 1252.5906 | 0 | 0 | 0 | 0 | 0 | 0 | 1222.482 | 0 | 31.2774
3919 | 624.6762 | 57.97 | 86.3216 | 0 | -86.3216 | 0 | 0 | 624.676 | 0 | 0
3920 | 1045.7035 | 162.14 | 263.7993 | 0 | -263.7993 | 0 | 0 | 1045.704 | 0 | 0
3921 | 811.5093 | 356.2 | 583.7387 | 0 | -583.7387 | 0 | 0 | 811.509 | 0 | 0
3922 | 397.7894 | 464.72 | 752.9143 | 201.0762 | -551.838 | 0 | 0 | 204.224 | 0 | 0
3923 | 357.9482 | 490.4 | 790.8452 | 371.8381 | -419.0071 | 0 | 0 | 0 | 0 | 0
3924 | 364.5053 | 610.54 | 979.2283 | 378.6506 | -600.5777 | 0 | 0 | 0 | 0 | 0
3925 | 782.6071 | 631.74 | 1014.8354 | 812.9759 | -201.8595 | 0 | 0 | 0 | 0 | 0
3926 | 1248.8063 | 245.32 | 395.474 | 395.474 | 0 | 0 | 0 | 868.105 | 0 | 0
3927 | 1519.8933 | 182.17 | 292.7456 | 292.7456 | 0 | 0 | 0 | 1222.482 | 0 | 16.2064
3928 | 1361.4245 | 82.28 | 126.0953 | 126.0953 | 0 | 0 | 0 | 1222.482 | 0 | 18.2383
3929 | 1399.7203 | 158.95 | 259.7573 | 221.4233 | -38.334 | 0 | 0 | 1186.568 | 0 | 0
3930 | 1546.8023 | 78.39 | 109.0122 | 109.0122 | 0 | 0 | 0 | 1222.482 | 0 | 227.893
3931 | 1616.673 | 0 | 0 | 0 | 0 | 0 | 0 | 1222.482 | 0 | 409.4875
3932 | 1468.8335 | 0 | 0 | 0 | 0 | 0 | 0 | 1222.482 | 0 | 255.9106
3933 | 1634.3255 | 0 | 0 | 0 | 0 | 0 | 0 | 1222.482 | 0 | 427.8245
3934 | 1700.5223 | 0 | 0 | 0 | 0 | 0 | 0 | 1222.482 | 0 | 496.5902
3935 | 1246.7064 | 0 | 0 | 0 | 0 | 0 | 0 | 1222.482 | 0 | 25.164
3936 | 1177.5675 | 0 | 0 | 0 | 0 | 0 | 0 | 1177.568 | 0 | 0
3937 | 1148.1467 | 0 | 0 | 0 | 0 | 0 | 0 | 1148.147 | 0 | 0
3938 | 1455.5941 | 0 | 0 | 0 | 0 | 0 | 0 | 1222.482 | 0 | 242.1579
3939 | 1526.204 | 0 | 0 | 0 | 0 | 0 | 0 | 1222.482 | 0 | 315.5079
3940 | 902.483 | 0 | 0 | 0 | 0 | 0 | 0 | 902.483 | 0 | 0
3941 | 1237.1447 | 0 | 0 | 0 | 0 | 0 | 0 | 1222.482 | 0 | 15.232
3942 | 1238.6157 | 0 | 0 | 0 | 0 | 0 | 0 | 1222.482 | 0 | 16.7601
3943 | 993.8319 | 64.22 | 97.0825 | 0 | -97.0825 | 0 | 0 | 993.832 | 0 | 0
3944 | 1094.5292 | 179.86 | 297.5968 | 0 | -297.5968 | 0 | 0 | 1094.529 | 0 | 0
3945 | 975.5698 | 296.84 | 492.944 | 0 | -492.944 | 0 | 0 | 975.57 | 0 | 0
3946 | 1525.9328 | 449.35 | 739.0805 | 315.2263 | -423.8542 | 0 | 0 | 1222.482 | 0 | 0
3947 | 1595.194 | 578.31 | 940.1588 | 387.175 | -552.9838 | 0 | 0 | 1222.482 | 0 | 0
3948 | 1689.2072 | 533.38 | 864.165 | 484.8361 | -379.3289 | 0 | 0 | 1222.482 | 0 | 0
3949 | 1412.9376 | 512.79 | 831.0978 | 367.7473 | -463.3505 | 0 | 0 | 1058.927 | 0 | 0
3950 | 1322.0172 | 588.91 | 956.493 | 956.493 | 0 | 0 | 0 | 401.254 | 0 | 0
3951 | 1567.5485 | 560.65 | 921.6868 | 921.6868 | 0 | 0 | 0 | 680.292 | 0 | 0
3952 | 1329.2253 | 400.9 | 669.5523 | 669.5523 | 0 | 0 | 0 | 684.684 | 0 | 0
3953 | 1391.3492 | 144.34 | 235.1896 | 235.1896 | 0 | 0 | 0 | 1164.946 | 0 | 0
3954 | 1660.1588 | 51.65 | 74.2475 | 74.2475 | 0 | 0 | 0 | 1222.482 | 0 | 380.4134
3955 | 1308.4901 | 0 | 0 | 0 | 0 | 0 | 0 | 1222.482 | 0 | 89.3455
3956 | 1471.04 | 0 | 0 | 0 | 0 | 0 | 0 | 1222.482 | 0 | 258.2032
3957 | 1597.5495 | 0 | 0 | 0 | 0 | 0 | 0 | 1199.403 | 0 | 413.596
3958 | 1294.5152 | 0 | 0 | 0 | 0 | 0 | 0 | 715.043 | 0 | 601.9583
3959 | 1450.4455 | 0 | 0 | 0 | 0 | 0 | 0 | 870.973 | 0 | 601.9583
3960 | 1306.2835 | 0 | 0 | 0 | 0 | 0 | 0 | 1222.482 | 0 | 87.0539
3961 | 956.176 | 0 | 0 | 0 | 0 | 0 | 0 | 956.176 | 0 | 0
3962 | 976.035 | 0 | 0 | 0 | 0 | 0 | 0 | 976.035 | 0 | 0
3963 | 779.6512 | 0 | 0 | 0 | 0 | 0 | 0 | 779.651 | 0 | 0
3964 | 1012.811 | 0 | 0 | 0 | 0 | 0 | 0 | 1012.811 | 0 | 0
3965 | 668.5877 | 0 | 0 | 0 | 0 | 0 | 0 | 668.588 | 0 | 0
3966 | 831.1376 | 0 | 0 | 0 | 0 | 0 | 0 | 831.138 | 0 | 0
3967 | 843.9182 | 55.91 | 83.2581 | 0 | -83.2581 | 0 | 0 | 843.918 | 0 | 0
3968 | 837.4805 | 155 | 254.0906 | 0 | -254.0906 | 0 | 0 | 837.481 | 0 | 0
3969 | 846.0043 | 286.97 | 475.7674 | 0 | -475.7674 | 0 | 0 | 846.004 | 0 | 0
3970 | 975.8383 | 412.96 | 679.2526 | 77.2943 | -601.9583 | 0 | 0 | 901.432 | 0 | 0
3971 | 936.9532 | 625.9 | 1015.5708 | 413.6126 | -601.9583 | 0 | 0 | 538.792 | 0 | 0
3972 | 911.1879 | 534.32 | 865.4542 | 275.356 | -590.0982 | 0 | 0 | 646.118 | 0 | 0
3973 | 1051.1298 | 479.88 | 777.9422 | 777.9422 | 0 | 0 | 0 | 302.248 | 0 | 0
3974 | 1012.9324 | 430 | 699.5675 | 699.5675 | 0 | 0 | 0 | 339.498 | 0 | 0
3975 | 1027.0912 | 465.07 | 762.0817 | 762.0817 | 0 | 0 | 0 | 293.477 | 0 | 0
3976 | 478.6691 | 237.27 | 390.2332 | 390.2332 | 0 | 0 | 0 | 103.013 | 0 | 0
3977 | 176.7969 | 172.93 | 283.6675 | 183.6576 | -100.0099 | 0 | 0 | 0 | 0 | 0
3978 | 236.4577 | 41.04 | 56.7842 | 56.7842 | 0 | 0 | 0 | 181.795 | 0 | 0
3979 | 138.2778 | 0 | 0 | 0 | 0 | 0 | 0 | 138.278 | 0 | 0
3980 | 145.633 | 0 | 0 | 0 | 0 | 0 | 0 | 145.633 | 0 | 0
3981 | 115.4766 | 0 | 0 | 0 | 0 | 0 | 0 | 115.477 | 0 | 0
3982 | 110.328 | 0 | 0 | 0 | 0 | 0 | 0 | 110.328 | 0 | 0
3983 | 105.9149 | 0 | 0 | 0 | 0 | 0 | 0 | 105.915 | 0 | 0
3984 | 106.6504 | 0 | 0 | 0 | 0 | 0 | 0 | 106.65 | 0 | 0
3985 | 98.5597 | 0 | 0 | 0 | 0 | 0 | 0 | 98.56 | 0 | 0
3986 | 108.1214 | 0 | 0 | 0 | 0 | 0 | 0 | 108.121 | 0 | 0
3987 | 88.9979 | 0 | 0 | 0 | 0 | 0 | 0 | 88.998 | 0 | 0
3988 | 94.8821 | 0 | 0 | 0 | 0 | 0 | 0 | 94.882 | 0 | 0
3989 | 88.9979 | 0 | 0 | 0 | 0 | 0 | 0 | 88.998 | 0 | 0
3990 | 93.411 | 0 | 0 | 0 | 0 | 0 | 0 | 93.411 | 0 | 0
3991 | 80.6148 | 34.3 | 46.6662 | 46.6662 | 0 | 0 | 0 | 35.692 | 0 | 0
3992 | 145.6072 | 93.19 | 146.8673 | 146.8673 | 0 | 0 | 0 | 4.226 | 0 | 0
3993 | 662.3137 | 264.57 | 436.5296 | 436.5296 | 0 | 0 | 0 | 242.09 | 0 | 0
3994 | 881.3451 | 498.6 | 816.7675 | 816.7675 | 0 | 0 | 0 | 95.088 | 0 | 0
3995 | 1021.1849 | 477.88 | 777.9702 | 777.9702 | 0 | 0 | 0 | 272.276 | 0 | 0
3996 | 1073.9732 | 645.45 | 1041.8308 | 1041.8308 | 0 | 0 | 0 | 71.061 | 0 | 0
3997 | 1076.9171 | 381.48 | 621.3704 | 621.3704 | 0 | 0 | 0 | 478.758 | 0 | 0
3998 | 1076.9383 | 65.42 | 95.6781 | 95.6781 | 0 | 0 | 0 | 984.834 | 0 | 0
3999 | 1164.3879 | 46.13 | 64.3789 | 64.3789 | 0 | 0 | 0 | 1102.414 | 0 | 0
4000 | 1132.1777 | 29.41 | 37.5684 | 37.5684 | 0 | 0 | 0 | 1096.013 | 0 | 0
4001 | 1128.9285 | 107.28 | 171.6614 | 171.6614 | 0 | 0 | 0 | 963.68 | 0 | 0
4002 | 1028.4225 | 51.69 | 74.5426 | 74.5426 | 0 | 0 | 0 | 956.664 | 0 | 0
4003 | 1248.913 | 0 | 0 | 0 | 0 | 0 | 0 | 1222.482 | 0 | 27.4566
4004 | 980.4482 | 0 | 0 | 0 | 0 | 0 | 0 | 585.996 | 0 | 409.7586
4005 | 989.2744 | 0 | 0 | 0 | 0 | 0 | 0 | 409.802 | 0 | 601.9583
4006 | 925.2842 | 0 | 0 | 0 | 0 | 0 | 0 | 345.812 | 0 | 601.9583
4007 | 992.2165 | 0 | 0 | 0 | 0 | 0 | 0 | 412.744 | 0 | 601.9583
4008 | 1404.8432 | 0 | 0 | 0 | 0 | 0 | 0 | 1222.482 | 0 | 189.4375
4009 | 1122.4035 | 0 | 0 | 0 | 0 | 0 | 0 | 1122.404 | 0 | 0
4010 | 848.7901 | 0 | 0 | 0 | 0 | 0 | 0 | 848.79 | 0 | 0
4011 | 1120.197 | 0 | 0 | 0 | 0 | 0 | 0 | 1120.197 | 0 | 0
4012 | 1104.0155 | 0 | 0 | 0 | 0 | 0 | 0 | 1104.016 | 0 | 0
4013 | 823.7824 | 0 | 0 | 0 | 0 | 0 | 0 | 823.782 | 0 | 0
4014 | 1180.5096 | 0 | 0 | 0 | 0 | 0 | 0 | 1180.51 | 0 | 0
4015 | 1004.4362 | 44.11 | 63.3401 | 0 | -63.3401 | 0 | 0 | 1004.436 | 0 | 0
4016 | 1200.8854 | 123.2 | 198.8096 | 0 | -198.8096 | 0 | 0 | 1200.885 | 0 | 0
4017 | 1296.0874 | 298.65 | 495.4236 | 76.4623 | -418.9614 | 0 | 0 | 1222.482 | 0 | 0
4018 | 905.5732 | 418.47 | 688.8958 | 86.9376 | -601.9583 | 0 | 0 | 821.884 | 0 | 0
4019 | 1261.7184 | 642.86 | 1045.128 | 443.1697 | -601.9583 | 0 | 0 | 835.104 | 0 | 0
4020 | 1336.4693 | 725.12 | 1168.3593 | 566.401 | -601.9583 | 0 | 0 | 791.227 | 0 | 0
4021 | 1087.4829 | 704.67 | 1134.0185 | 913.8635 | -220.1549 | 0 | 0 | 207.756 | 0 | 0
4022 | 1175.372 | 464.56 | 756.0192 | 756.0192 | 0 | 0 | 0 | 447.594 | 0 | 0
4023 | 1147.4094 | 143.9 | 228.7708 | 228.7708 | 0 | 0 | 0 | 927.184 | 0 | 0
4024 | 998.7939 | 82.3 | 126.6137 | 126.6137 | 0 | 0 | 0 | 876.91 | 0 | 0
4025 | 1349.1184 | 67.1 | 102.0283 | 102.0283 | 0 | 0 | 0 | 1222.482 | 0 | 29.5228
4026 | 1296.8027 | 21.55 | 24.7495 | 24.7495 | 0 | 0 | 0 | 1222.482 | 0 | 52.4544
4027 | 1050.3226 | 0 | 0 | 0 | 0 | 0 | 0 | 1050.323 | 0 | 0
4028 | 905.4251 | 0 | 0 | 0 | 0 | 0 | 0 | 381.096 | 0 | 544.6755
4029 | 1113.5773 | 0 | 0 | 0 | 0 | 0 | 0 | 534.105 | 0 | 601.9583
4030 | 1034.8766 | 0 | 0 | 0 | 0 | 0 | 0 | 455.404 | 0 | 601.9583
4031 | 1276.8627 | 0 | 0 | 0 | 0 | 0 | 0 | 697.39 | 0 | 601.9583
4032 | 906.1606 | 0 | 0 | 0 | 0 | 0 | 0 | 906.161 | 0 | 0
4033 | 1189.3358 | 0 | 0 | 0 | 0 | 0 | 0 | 1189.336 | 0 | 0
4034 | 1040.0253 | 0 | 0 | 0 | 0 | 0 | 0 | 1040.025 | 0 | 0
4035 | 1162.8571 | 0 | 0 | 0 | 0 | 0 | 0 | 1162.857 | 0 | 0
4036 | 711.9834 | 0 | 0 | 0 | 0 | 0 | 0 | 711.983 | 0 | 0
4037 | 1019.4307 | 0 | 0 | 0 | 0 | 0 | 0 | 1019.431 | 0 | 0
4038 | 675.2074 | 0 | 0 | 0 | 0 | 0 | 0 | 675.207 | 0 | 0
4039 | 747.1449 | 63.21 | 95.2605 | 0 | -95.2605 | 0 | 0 | 747.145 | 0 | 0
4040 | 1067.6514 | 179.14 | 295.6407 | 0 | -295.6407 | 0 | 0 | 1067.651 | 0 | 0
4041 | 1143.193 | 397.11 | 661.809 | 59.8507 | -601.9583 | 0 | 0 | 1085.578 | 0 | 0
4042 | 1219.8369 | 465.15 | 764.8283 | 162.87 | -601.9583 | 0 | 0 | 1063.051 | 0 | 0
4043 | 1490.4715 | 506.41 | 825.5755 | 278.3893 | -547.1862 | 0 | 0 | 1222.482 | 0 | 0
4044 | 1150.4507 | 612.18 | 992.1032 | 426.9664 | -565.1368 | 0 | 0 | 739.434 | 0 | 0
4045 | 1240.471 | 677.58 | 1095.0238 | 1095.0238 | 0 | 0 | 0 | 186.352 | 0 | 0
4046 | 1223.9724 | 674.03 | 1094.6717 | 1094.6717 | 0 | 0 | 0 | 170.193 | 0 | 0
4047 | 1179.3466 | 459.1 | 754.1349 | 754.1349 | 0 | 0 | 0 | 453.383 | 0 | 0
4048 | 1321.3359 | 426.35 | 710.4573 | 710.4573 | 0 | 0 | 0 | 637.418 | 0 | 0
4049 | 1489.5089 | 74.66 | 114.1657 | 114.1657 | 0 | 0 | 0 | 1222.482 | 0 | 163.2232
4050 | 1368.6657 | 18.61 | 19.8547 | 19.8547 | 0 | 0 | 0 | 1222.482 | 0 | 132.0009
4051 | 1199.6331 | 0 | 0 | 0 | 0 | 0 | 0 | 1199.633 | 0 | 0
4052 | 1119.4615 | 0 | 0 | 0 | 0 | 0 | 0 | 1119.461 | 0 | 0
4053 | 1075.3302 | 0 | 0 | 0 | 0 | 0 | 0 | 561.296 | 0 | 533.981
4054 | 1176.832 | 0 | 0 | 0 | 0 | 0 | 0 | 597.36 | 0 | 601.9583
4055 | 1138.585 | 0 | 0 | 0 | 0 | 0 | 0 | 559.113 | 0 | 601.9583
4056 | 1338.6464 | 0 | 0 | 0 | 0 | 0 | 0 | 1222.482 | 0 | 120.6717
4057 | 1243.0288 | 0 | 0 | 0 | 0 | 0 | 0 | 1222.482 | 0 | 21.3443
4058 | 1127.5522 | 0 | 0 | 0 | 0 | 0 | 0 | 1127.552 | 0 | 0
4059 | 1088.5696 | 0 | 0 | 0 | 0 | 0 | 0 | 1088.57 | 0 | 0
4060 | 1187.8648 | 0 | 0 | 0 | 0 | 0 | 0 | 1187.865 | 0 | 0
4061 | 1379.1 | 0 | 0 | 0 | 0 | 0 | 0 | 1222.482 | 0 | 162.6955
4062 | 1313.6387 | 0 | 0 | 0 | 0 | 0 | 0 | 1222.482 | 0 | 94.6943
4063 | 1192.7735 | 95.03 | 144.6723 | 0 | -144.6723 | 0 | 0 | 1192.773 | 0 | 0
4064 | 1204.4444 | 294.23 | 490.3771 | 0 | -490.3771 | 0 | 0 | 1204.444 | 0 | 0
4065 | 914.0068 | 327.48 | 542.7661 | 0 | -542.7661 | 0 | 0 | 914.007 | 0 | 0
4066 | 1054.7081 | 707.1 | 1174.2825 | 572.3243 | -601.9583 | 0 | 0 | 503.764 | 0 | 0
4067 | 1164.4744 | 684.59 | 1112.8289 | 510.8707 | -601.9583 | 0 | 0 | 672.688 | 0 | 0
4068 | 1401.6253 | 751.21 | 1213.353 | 887.9454 | -325.4077 | 0 | 0 | 546.849 | 0 | 0
4069 | 1428.7283 | 738.84 | 1195.6861 | 1195.6861 | 0 | 0 | 0 | 277.707 | 0 | 0
4070 | 1276.9675 | 690.89 | 1124.3451 | 1124.3451 | 0 | 0 | 0 | 194.623 | 0 | 0
4071 | 1519.5135 | 600.39 | 988.4508 | 988.4508 | 0 | 0 | 0 | 567.986 | 0 | 0
4072 | 1443.7099 | 497.67 | 844.5462 | 844.5462 | 0 | 0 | 0 | 630.712 | 0 | 0
4073 | 1342.0133 | 248.99 | 411.1631 | 411.1631 | 0 | 0 | 0 | 946.209 | 0 | 0
4074 | 1332.7466 | 67.7 | 97.8554 | 97.8554 | 0 | 0 | 0 | 1222.482 | 0 | 16.6884
4075 | 1262.1523 | 0 | 0 | 0 | 0 | 0 | 0 | 1222.482 | 0 | 41.2094
4076 | 1451.9165 | 0 | 0 | 0 | 0 | 0 | 0 | 1222.482 | 0 | 238.3382
4077 | 1443.0903 | 0 | 0 | 0 | 0 | 0 | 0 | 1020.498 | 0 | 438.9906
4078 | 1423.9667 | 0 | 0 | 0 | 0 | 0 | 0 | 844.494 | 0 | 601.9583
4079 | 1318.0519 | 0 | 0 | 0 | 0 | 0 | 0 | 738.58 | 0 | 601.9583
4080 | 1204.7818 | 0 | 0 | 0 | 0 | 0 | 0 | 1204.782 | 0 | 0
4081 | 1000.3072 | 0 | 0 | 0 | 0 | 0 | 0 | 1000.307 | 0 | 0
4082 | 1279.8048 | 0 | 0 | 0 | 0 | 0 | 0 | 1222.482 | 0 | 59.5474
4083 | 1320.9939 | 0 | 0 | 0 | 0 | 0 | 0 | 1222.482 | 0 | 102.3347
4084 | 1414.405 | 0 | 0 | 0 | 0 | 0 | 0 | 1222.482 | 0 | 199.3705
4085 | 1349.6792 | 0 | 0 | 0 | 0 | 0 | 0 | 1222.482 | 0 | 132.1328
4086 | 1217.2856 | 0 | 0 | 0 | 0 | 0 | 0 | 1217.286 | 0 | 0
4087 | 842.1704 | 74.49 | 113.3097 | 0 | -113.3097 | 0 | 0 | 842.17 | 0 | 0
4088 | 1414.8031 | 208.21 | 345.5781 | 199.784 | -145.7942 | 0 | 0 | 1222.482 | 0 | 0
4089 | 1229.2948 | 538.32 | 914.6603 | 312.702 | -601.9583 | 0 | 0 | 928.274 | 0 | 0
4090 | 1233.0561 | 716.79 | 1196.8464 | 594.8882 | -601.9583 | 0 | 0 | 660.391 | 0 | 0
4091 | 1290.0993 | 646.22 | 1054.5634 | 452.6052 | -601.9583 | 0 | 0 | 854.402 | 0 | 0
4092 | 1374.5232 | 332.65 | 541.6941 | 157.942 | -383.7521 | 0 | 0 | 1222.482 | 0 | 0
4093 | 1301.6783 | 711.06 | 1154.7987 | 896.3898 | -258.4089 | 0 | 0 | 438.773 | 0 | 0
4094 | 1473.8341 | 144.25 | 227.5782 | 227.5782 | 0 | 0 | 0 | 1222.482 | 0 | 33.5274
4095 | 1200.2556 | 282.11 | 462.6535 | 425.3417 | -37.3118 | 0 | 0 | 790.802 | 0 | 0
4096 | 1652.6215 | 44.13 | 61.5897 | 61.5897 | 0 | 0 | 0 | 1222.482 | 0 | 385.2418
4097 | 1554.1529 | 35.28 | 47.9201 | 47.9201 | 0 | 0 | 0 | 1222.482 | 0 | 296.6213
4098 | 1601.1342 | 13.71 | 12.0782 | 12.0782 | 0 | 0 | 0 | 1222.482 | 0 | 381.2673
4099 | 1579.897 | 0 | 0 | 0 | 0 | 0 | 0 | 1222.482 | 0 | 371.2844
4100 | 1123.8746 | 0 | 0 | 0 | 0 | 0 | 0 | 1123.875 | 0 | 0
4101 | 1184.1872 | 0 | 0 | 0 | 0 | 0 | 0 | 1184.187 | 0 | 0
4102 | 1214.3435 | 0 | 0 | 0 | 0 | 0 | 0 | 1177.019 | 0 | 38.7734
4103 | 1265.0944 | 0 | 0 | 0 | 0 | 0 | 0 | 685.622 | 0 | 601.9583
4104 | 1221.6987 | 0 | 0 | 0 | 0 | 0 | 0 | 1221.699 | 0 | 0
4105 | 1285.689 | 0 | 0 | 0 | 0 | 0 | 0 | 1222.482 | 0 | 65.6597
4106 | 1382.7776 | 0 | 0 | 0 | 0 | 0 | 0 | 1222.482 | 0 | 166.5162
4107 | 1180.5096 | 0 | 0 | 0 | 0 | 0 | 0 | 1180.51 | 0 | 0
4108 | 1251.1195 | 0 | 0 | 0 | 0 | 0 | 0 | 1222.482 | 0 | 29.7493
4109 | 1314.3743 | 0 | 0 | 0 | 0 | 0 | 0 | 1222.482 | 0 | 95.4578
4110 | 1123.8746 | 0 | 0 | 0 | 0 | 0 | 0 | 1123.875 | 0 | 0
4111 | 1094.6009 | 113.88 | 148.4795 | 0 | -148.4795 | 0 | 0 | 1094.601 | 0 | 0
4112 | 1132.8406 | 228.03 | 379.9293 | 0 | -379.9293 | 0 | 0 | 1132.841 | 0 | 0
4113 | 1145.5301 | 290.25 | 481.5774 | 0 | -481.5774 | 0 | 0 | 1145.53 | 0 | 0
4114 | 1243.3736 | 553.1 | 911.8119 | 309.8536 | -601.9583 | 0 | 0 | 945.095 | 0 | 0
4115 | 952.8174 | 651.45 | 1061.9805 | 460.0222 | -601.9583 | 0 | 0 | 509.979 | 0 | 0
4116 | 1336.7828 | 584.5 | 950.4129 | 457.1759 | -493.237 | 0 | 0 | 896.686 | 0 | 0
4117 | 1269.4781 | 655.05 | 1062.4407 | 1062.4407 | 0 | 0 | 0 | 246.725 | 0 | 0
4118 | 1515.3156 | 645.25 | 1051.2611 | 1051.2611 | 0 | 0 | 0 | 503.324 | 0 | 0
4119 | 1178.0217 | 547.26 | 900.5336 | 900.5336 | 0 | 0 | 0 | 311.127 | 0 | 0
4120 | 1291.1281 | 189.27 | 308.8522 | 308.8522 | 0 | 0 | 0 | 993.813 | 0 | 0
4121 | 1202.7821 | 212.95 | 351.8452 | 351.8452 | 0 | 0 | 0 | 864.08 | 0 | 0
4122 | 1153.1952 | 34.3 | 45.7147 | 45.7147 | 0 | 0 | 0 | 1109.188 | 0 | 0
4123 | 1228.3184 | 0 | 0 | 0 | 0 | 0 | 0 | 1215.532 | 0 | 13.2832
4124 | 785.5354 | 0 | 0 | 0 | 0 | 0 | 0 | 206.063 | 0 | 601.9583
4125 | 1207.7239 | 0 | 0 | 0 | 0 | 0 | 0 | 628.252 | 0 | 601.9583
4126 | 1132.7008 | 0 | 0 | 0 | 0 | 0 | 0 | 553.228 | 0 | 601.9583
4127 | 1078.2723 | 0 | 0 | 0 | 0 | 0 | 0 | 498.8 | 0 | 601.9583
4128 | 1233.4671 | 0 | 0 | 0 | 0 | 0 | 0 | 1222.482 | 0 | 11.4113
4129 | 1003.9848 | 0 | 0 | 0 | 0 | 0 | 0 | 1003.985 | 0 | 0
4130 | 1147.4112 | 0 | 0 | 0 | 0 | 0 | 0 | 1147.411 | 0 | 0
4131 | 1050.3226 | 0 | 0 | 0 | 0 | 0 | 0 | 1050.323 | 0 | 0
4132 | 1001.0427 | 0 | 0 | 0 | 0 | 0 | 0 | 1001.043 | 0 | 0
4133 | 899.541 | 0 | 0 | 0 | 0 | 0 | 0 | 899.541 | 0 | 0
4134 | 956.9115 | 0 | 0 | 0 | 0 | 0 | 0 | 956.912 | 0 | 0
4135 | 789.213 | 47.02 | 68.2962 | 0 | -68.2962 | 0 | 0 | 789.213 | 0 | 0
4136 | 1053.7961 | 132.98 | 216.1306 | 0 | -216.1306 | 0 | 0 | 1053.796 | 0 | 0
4137 | 1095.8283 | 336.35 | 560.3978 | 0 | -560.3978 | 0 | 0 | 1095.828 | 0 | 0
4138 | 1072.8488 | 453.14 | 746.5028 | 144.5445 | -601.9583 | 0 | 0 | 933.704 | 0 | 0
4139 | 1035.489 | 461.37 | 753.2373 | 151.2791 | -601.9583 | 0 | 0 | 889.861 | 0 | 0
4140 | 1331.4199 | 129.49 | 201.2206 | 113.1653 | -88.0553 | 0 | 0 | 1222.482 | 0 | 0
4141 | 846.3463 | 142.01 | 222.1235 | 127.0147 | -95.1088 | 0 | 0 | 724.076 | 0 | 0
4142 | 916.9976 | 281.56 | 456.4809 | 456.4809 | 0 | 0 | 0 | 477.568 | 0 | 0
4143 | 791.3395 | 50.06 | 70.2014 | 70.2014 | 0 | 0 | 0 | 723.76 | 0 | 0
4144 | 216.0103 | 29.42 | 37.2006 | 37.2006 | 0 | 0 | 0 | 180.199 | 0 | 0
4145 | 168.3081 | 40.18 | 56.1495 | 56.1495 | 0 | 0 | 0 | 114.256 | 0 | 0
4146 | 126.4653 | 9.79 | 5.9118 | 5.9118 | 0 | 0 | 0 | 120.774 | 0 | 0
4147 | 136.0712 | 0 | 0 | 0 | 0 | 0 | 0 | 136.071 | 0 | 0
4148 | 92.6755 | 0 | 0 | 0 | 0 | 0 | 0 | 92.676 | 0 | 0
4149 | 88.2624 | 0 | 0 | 0 | 0 | 0 | 0 | 88.262 | 0 | 0
4150 | 94.1466 | 0 | 0 | 0 | 0 | 0 | 0 | 94.147 | 0 | 0
4151 | 83.8493 | 0 | 0 | 0 | 0 | 0 | 0 | 83.849 | 0 | 0
4152 | 91.94 | 0 | 0 | 0 | 0 | 0 | 0 | 91.94 | 0 | 0
4153 | 82.3782 | 0 | 0 | 0 | 0 | 0 | 0 | 82.378 | 0 | 0
4154 | 88.2624 | 0 | 0 | 0 | 0 | 0 | 0 | 88.262 | 0 | 0
4155 | 82.3782 | 0 | 0 | 0 | 0 | 0 | 0 | 82.378 | 0 | 0
4156 | 82.3782 | 0 | 0 | 0 | 0 | 0 | 0 | 82.378 | 0 | 0
4157 | 83.8493 | 0 | 0 | 0 | 0 | 0 | 0 | 83.849 | 0 | 0
4158 | 84.5848 | 0 | 0 | 0 | 0 | 0 | 0 | 84.585 | 0 | 0
4159 | 66.9323 | 34.3 | 46.6662 | 46.6662 | 0 | 0 | 0 | 22.009 | 0 | 0
4160 | 82.3874 | 152.88 | 250.0403 | 85.585 | -164.4553 | 0 | 0 | 0 | 0 | 0
4161 | 584.9195 | 304.43 | 504.3376 | 504.3376 | 0 | 0 | 0 | 99.421 | 0 | 0
4162 | 1157.201 | 359.65 | 590.8015 | 590.8015 | 0 | 0 | 0 | 588.469 | 0 | 0
4163 | 1150.5013 | 533.13 | 869.8213 | 869.8213 | 0 | 0 | 0 | 313.172 | 0 | 0
4164 | 990.4614 | 653.68 | 1057.9156 | 1028.8966 | -29.019 | 0 | 0 | 0 | 0 | 0
4165 | 1247.0319 | 765.86 | 1234.7711 | 1234.7711 | 0 | 0 | 0 | 58.386 | 0 | 0
4166 | 1015.0755 | 814.55 | 1336.226 | 1054.4658 | -281.7602 | 0 | 0 | 0 | 0 | 0
4167 | 1035.2371 | 558.23 | 917.7217 | 917.7217 | 0 | 0 | 0 | 151.797 | 0 | 0
4168 | 965.4739 | 406.47 | 677.8388 | 677.8388 | 0 | 0 | 0 | 312.956 | 0 | 0
4169 | 874.7245 | 183.01 | 301.1505 | 301.1505 | 0 | 0 | 0 | 584.824 | 0 | 0
4170 | 1044.9992 | 46.73 | 66.4793 | 66.4793 | 0 | 0 | 0 | 981.003 | 0 | 0
4171 | 962.7957 | 0 | 0 | 0 | 0 | 0 | 0 | 962.796 | 0 | 0
4172 | 1037.8187 | 0 | 0 | 0 | 0 | 0 | 0 | 461.006 | 0 | 599.1961
4173 | 715.661 | 0 | 0 | 0 | 0 | 0 | 0 | 136.189 | 0 | 601.9583
4174 | 1001.7782 | 0 | 0 | 0 | 0 | 0 | 0 | 422.306 | 0 | 601.9583
4175 | 876.0043 | 0 | 0 | 0 | 0 | 0 | 0 | 296.532 | 0 | 601.9583
4176 | 918.6645 | 0 | 0 | 0 | 0 | 0 | 0 | 918.664 | 0 | 0
4177 | 882.624 | 0 | 0 | 0 | 0 | 0 | 0 | 882.624 | 0 | 0
4178 | 1200.3686 | 0 | 0 | 0 | 0 | 0 | 0 | 1200.369 | 0 | 0
4179 | 1074.5947 | 0 | 0 | 0 | 0 | 0 | 0 | 1074.595 | 0 | 0
4180 | 1248.913 | 0 | 0 | 0 | 0 | 0 | 0 | 1222.482 | 0 | 27.4566
4181 | 1179.0386 | 0 | 0 | 0 | 0 | 0 | 0 | 1179.039 | 0 | 0
4182 | 1068.7106 | 0 | 0 | 0 | 0 | 0 | 0 | 1068.711 | 0 | 0
4183 | 955.4405 | 78.36 | 119.4345 | 0 | -119.4345 | 0 | 0 | 955.44 | 0 | 0
4184 | 993.9174 | 221.3 | 366.8923 | 0 | -366.8923 | 0 | 0 | 993.917 | 0 | 0
4185 | 746.5353 | 276.12 | 453.7676 | 0 | -453.7676 | 0 | 0 | 746.535 | 0 | 0
4186 | 1054.2475 | 80.22 | 119.9425 | 0 | -119.9425 | 0 | 0 | 1054.247 | 0 | 0
4187 | 1269.1333 | 448.84 | 722.3412 | 120.3829 | -601.9583 | 0 | 0 | 1153.248 | 0 | 0
4188 | 1079.2074 | 454.76 | 728.1294 | 126.1711 | -601.9583 | 0 | 0 | 957.75 | 0 | 0
4189 | 1049.5751 | 293.41 | 468.6651 | 25.4788 | -443.1863 | 0 | 0 | 1025.048 | 0 | 0
4190 | 1119.0192 | 210.2 | 333.5498 | 333.5498 | 0 | 0 | 0 | 797.929 | 0 | 0
4191 | 1490.9597 | 211.52 | 337.9616 | 337.9616 | 0 | 0 | 0 | 1165.623 | 0 | 0
4192 | 567.8021 | 239.37 | 388.6865 | 388.6865 | 0 | 0 | 0 | 193.635 | 0 | 0
4193 | 1329.9719 | 244.93 | 399.7383 | 399.7383 | 0 | 0 | 0 | 945.166 | 0 | 0
4194 | 1208.3058 | 67.16 | 97.1594 | 97.1594 | 0 | 0 | 0 | 1114.776 | 0 | 0
4195 | 1031.9346 | 0 | 0 | 0 | 0 | 0 | 0 | 1008.163 | 0 | 24.6945
4196 | 898.0699 | 0 | 0 | 0 | 0 | 0 | 0 | 318.598 | 0 | 601.9583
4197 | 1109.1642 | 0 | 0 | 0 | 0 | 0 | 0 | 529.692 | 0 | 601.9583
4198 | 1198.8976 | 0 | 0 | 0 | 0 | 0 | 0 | 619.425 | 0 | 601.9583
4199 | 1042.9674 | 0 | 0 | 0 | 0 | 0 | 0 | 463.495 | 0 | 601.9583
4200 | 873.0622 | 0 | 0 | 0 | 0 | 0 | 0 | 873.062 | 0 | 0
4201 | 1123.8746 | 0 | 0 | 0 | 0 | 0 | 0 | 1123.875 | 0 | 0
4202 | 782.5933 | 0 | 0 | 0 | 0 | 0 | 0 | 782.593 | 0 | 0
4203 | 1155.5019 | 0 | 0 | 0 | 0 | 0 | 0 | 1155.502 | 0 | 0
4204 | 1004.7203 | 0 | 0 | 0 | 0 | 0 | 0 | 1004.72 | 0 | 0
4205 | 945.8787 | 0 | 0 | 0 | 0 | 0 | 0 | 945.879 | 0 | 0
4206 | 1001.0427 | 0 | 0 | 0 | 0 | 0 | 0 | 1001.043 | 0 | 0
4207 | 1244.4999 | 106.82 | 138.4654 | 22.8724 | -115.593 | 0 | 0 | 1222.482 | 0 | 0
4208 | 641.0608 | 235.99 | 389.9902 | 0 | -389.9902 | 0 | 0 | 641.061 | 0 | 0
4209 | 822.6911 | 527.05 | 878.11 | 276.1517 | -601.9583 | 0 | 0 | 556.855 | 0 | 0
4210 | 1162.7946 | 707.42 | 1150.8887 | 548.9304 | -601.9583 | 0 | 0 | 634.37 | 0 | 0
4211 | 1141.8157 | 655.65 | 1043.522 | 441.5637 | -601.9583 | 0 | 0 | 716.747 | 0 | 0
4212 | 1203.114 | 681.89 | 1078.3718 | 698.6149 | -379.7569 | 0 | 0 | 530.595 | 0 | 0
4213 | 999.0366 | 666.38 | 1053.7293 | 1037.8033 | -15.9259 | 0 | 0 | 0 | 0 | 0
4214 | 1206.6721 | 620.59 | 988.4944 | 988.4944 | 0 | 0 | 0 | 255.103 | 0 | 0
4215 | 1353.2033 | 483.38 | 779.2459 | 779.2459 | 0 | 0 | 0 | 603.066 | 0 | 0
4216 | 1525.3618 | 486.75 | 796.891 | 796.891 | 0 | 0 | 0 | 758.239 | 0 | 0
4217 | 1270.7349 | 179.62 | 291.3868 | 291.3868 | 0 | 0 | 0 | 990.233 | 0 | 0
4218 | 1248.3052 | 63.34 | 91.635 | 91.635 | 0 | 0 | 0 | 1160.094 | 0 | 0
4219 | 1187.8648 | 0 | 0 | 0 | 0 | 0 | 0 | 1164.093 | 0 | 24.6945
4220 | 1119.4615 | 0 | 0 | 0 | 0 | 0 | 0 | 539.989 | 0 | 601.9583
4221 | 1184.1872 | 0 | 0 | 0 | 0 | 0 | 0 | 604.715 | 0 | 601.9583
4222 | 1246.7064 | 0 | 0 | 0 | 0 | 0 | 0 | 667.234 | 0 | 601.9583
4223 | 890.7147 | 0 | 0 | 0 | 0 | 0 | 0 | 311.242 | 0 | 601.9583
4224 | 1162.1216 | 0 | 0 | 0 | 0 | 0 | 0 | 1162.122 | 0 | 0
4225 | 1210.6659 | 0 | 0 | 0 | 0 | 0 | 0 | 1210.666 | 0 | 0
4226 | 1075.3302 | 0 | 0 | 0 | 0 | 0 | 0 | 1075.33 | 0 | 0
4227 | 1067.2395 | 0 | 0 | 0 | 0 | 0 | 0 | 1067.24 | 0 | 0
4228 | 1099.6024 | 0 | 0 | 0 | 0 | 0 | 0 | 1099.602 | 0 | 0
4229 | 772.296 | 0 | 0 | 0 | 0 | 0 | 0 | 772.296 | 0 | 0
4230 | 1059.8843 | 0 | 0 | 0 | 0 | 0 | 0 | 1059.884 | 0 | 0
4231 | 649.4642 | 100.95 | 150.9965 | 0 | -150.9965 | 0 | 0 | 649.464 | 0 | 0
4232 | 882.1064 | 311.87 | 511.3527 | 0 | -511.3527 | 0 | 0 | 882.106 | 0 | 0
4233 | 827.5326 | 523.57 | 879.8209 | 277.8626 | -601.9583 | 0 | 0 | 560.05 | 0 | 0
4234 | 1054.0186 | 704.64 | 1155.2807 | 553.3225 | -601.9583 | 0 | 0 | 521.366 | 0 | 0
4235 | 1307.932 | 833.54 | 1337.8891 | 735.9308 | -601.9583 | 0 | 0 | 599.493 | 0 | 0
4236 | 1422.7357 | 897.42 | 1419.804 | 1264.028 | -155.776 | 0 | 0 | 205.926 | 0 | 0
4237 | 1374.2539 | 892.27 | 1403.8875 | 1403.8875 | 0 | 0 | 0 | 22.809 | 0 | 0
4238 | 1156.3257 | 809.96 | 1284.3366 | 1201.1969 | -83.1397 | 0 | 0 | 0 | 0 | 0
4239 | 1129.0885 | 672.44 | 1083.4682 | 1083.4682 | 0 | 0 | 0 | 86.093 | 0 | 0
4240 | 1626.5602 | 487.8 | 806.5446 | 806.5446 | 0 | 0 | 0 | 850.144 | 0 | 0
4241 | 1795.9293 | 268.1 | 437.0813 | 437.0813 | 0 | 0 | 0 | 1222.482 | 0 | 158.6182
4242 | 1420.2091 | 46.76 | 66.014 | 66.014 | 0 | 0 | 0 | 1222.482 | 0 | 139.3858
4243 | 1461.4783 | 0 | 0 | 0 | 0 | 0 | 0 | 1222.482 | 0 | 248.2702
4244 | 1213.608 | 0 | 0 | 0 | 0 | 0 | 0 | 1213.608 | 0 | 0
4245 | 1603.4336 | 0 | 0 | 0 | 0 | 0 | 0 | 1222.482 | 0 | 395.7347
4246 | 1394.5459 | 0 | 0 | 0 | 0 | 0 | 0 | 1198.748 | 0 | 203.3959
4247 | 1470.3045 | 0 | 0 | 0 | 0 | 0 | 0 | 890.832 | 0 | 601.9583
4248 | 1418.0826 | 0 | 0 | 0 | 0 | 0 | 0 | 1222.482 | 0 | 203.1912
4249 | 1318.7874 | 0 | 0 | 0 | 0 | 0 | 0 | 1222.482 | 0 | 100.0421
4250 | 1217.2856 | 0 | 0 | 0 | 0 | 0 | 0 | 1217.286 | 0 | 0
4251 | 1218.7567 | 0 | 0 | 0 | 0 | 0 | 0 | 1218.757 | 0 | 0
4252 | 1394.5459 | 0 | 0 | 0 | 0 | 0 | 0 | 1222.482 | 0 | 178.7409
4253 | 1187.1293 | 0 | 0 | 0 | 0 | 0 | 0 | 1187.129 | 0 | 0
4254 | 1418.0826 | 0 | 0 | 0 | 0 | 0 | 0 | 1222.482 | 0 | 203.1912
4255 | 920.1355 | 106.25 | 156.5801 | 0 | -156.5801 | 0 | 0 | 920.136 | 0 | 0
4256 | 761.6585 | 313.95 | 513.9725 | 0 | -513.9725 | 0 | 0 | 761.659 | 0 | 0
4257 | 976.5554 | 527.78 | 884.9017 | 282.9434 | -601.9583 | 0 | 0 | 704.181 | 0 | 0
4258 | 1245.0055 | 708.65 | 1158.4771 | 556.5189 | -601.9583 | 0 | 0 | 709.276 | 0 | 0
4259 | 1420.1043 | 835.6 | 1339.0765 | 1038.6832 | -300.3932 | 0 | 0 | 420.221 | 0 | 0
4260 | 1490.1332 | 900.98 | 1432.8016 | 1432.8016 | 0 | 0 | 0 | 110.855 | 0 | 0
4261 | 860.9694 | 895.98 | 1426.657 | 894.3797 | -532.2773 | 0 | 0 | 0 | 0 | 0
4262 | 1268.3941 | 816.9 | 1315.5153 | 1315.5153 | 0 | 0 | 0 | 2.02 | 0 | 0
4263 | 1179.3631 | 680.79 | 1116.5593 | 1116.5593 | 0 | 0 | 0 | 104.513 | 0 | 0
4264 | 1177.8001 | 494.37 | 827.033 | 827.033 | 0 | 0 | 0 | 381.662 | 0 | 0
4265 | 933.8677 | 272.08 | 445.5257 | 445.5257 | 0 | 0 | 0 | 504.985 | 0 | 0
4266 | 1077.5727 | 29.39 | 37.424 | 37.424 | 0 | 0 | 0 | 1041.547 | 0 | 0
4267 | 1109.8997 | 0 | 0 | 0 | 0 | 0 | 0 | 1109.9 | 0 | 0
4268 | 1127.5522 | 0 | 0 | 0 | 0 | 0 | 0 | 886.633 | 0 | 250.2678
4269 | 1183.4517 | 0 | 0 | 0 | 0 | 0 | 0 | 603.979 | 0 | 601.9583
4270 | 1332.0267 | 0 | 0 | 0 | 0 | 0 | 0 | 752.554 | 0 | 601.9583
4271 | 1148.1467 | 0 | 0 | 0 | 0 | 0 | 0 | 568.674 | 0 | 601.9583
4272 | 1170.2123 | 0 | 0 | 0 | 0 | 0 | 0 | 1170.212 | 0 | 0
4273 | 1298.1928 | 0 | 0 | 0 | 0 | 0 | 0 | 1222.482 | 0 | 78.6489
4274 | 1256.2682 | 0 | 0 | 0 | 0 | 0 | 0 | 1222.482 | 0 | 35.0971
4275 | 1237.1447 | 0 | 0 | 0 | 0 | 0 | 0 | 1222.482 | 0 | 15.232
4276 | 1329.0847 | 0 | 0 | 0 | 0 | 0 | 0 | 1222.482 | 0 | 110.7397
4277 | 1320.2584 | 0 | 0 | 0 | 0 | 0 | 0 | 1222.482 | 0 | 101.5702
4278 | 1256.2682 | 0 | 0 | 0 | 0 | 0 | 0 | 1222.482 | 0 | 35.0971
4279 | 957.647 | 106.65 | 138.9547 | 0 | -138.9547 | 0 | 0 | 957.647 | 0 | 0
4280 | 1212.8063 | 314.24 | 513.9196 | 0 | -513.9196 | 0 | 0 | 1212.806 | 0 | 0
4281 | 817.3512 | 528.81 | 886.9305 | 284.9722 | -601.9583 | 0 | 0 | 543.025 | 0 | 0
4282 | 1350.9121 | 709.68 | 1160.5579 | 558.5996 | -601.9583 | 0 | 0 | 813.179 | 0 | 0
4283 | 1576.5504 | 848.41 | 1357.856 | 755.8977 | -601.9583 | 0 | 0 | 848.89 | 0 | 0
4284 | 1514.752 | 912.78 | 1445.3327 | 1196.942 | -248.3907 | 0 | 0 | 362.522 | 0 | 0
4285 | 1347.5913 | 777.03 | 1221.1056 | 1221.1056 | 0 | 0 | 0 | 172.1 | 0 | 0
4286 | 1384.7626 | 777.64 | 1219.3552 | 1219.3552 | 0 | 0 | 0 | 210.956 | 0 | 0
4287 | 1490.5497 | 602.48 | 970.5958 | 970.5958 | 0 | 0 | 0 | 556.211 | 0 | 0
4288 | 1528.8197 | 325.07 | 531.4754 | 531.4754 | 0 | 0 | 0 | 1017.198 | 0 | 0
4289 | 1453.0225 | 47.74 | 67.9264 | 67.9264 | 0 | 0 | 0 | 1222.482 | 0 | 171.5607
4290 | 1062.5736 | 5.87 | 0 | 0 | 0 | 0 | 0 | 1062.574 | 0 | 0
4291 | 1421.0247 | 0 | 0 | 0 | 0 | 0 | 0 | 1222.482 | 0 | 206.2474
4292 | 1195.22 | 0 | 0 | 0 | 0 | 0 | 0 | 1195.22 | 0 | 0
4293 | 1395.2815 | 0 | 0 | 0 | 0 | 0 | 0 | 1118.147 | 0 | 287.8892
4294 | 1417.3471 | 0 | 0 | 0 | 0 | 0 | 0 | 837.875 | 0 | 601.9583
4295 | 1162.8571 | 0 | 0 | 0 | 0 | 0 | 0 | 583.385 | 0 | 601.9583
4296 | 1393.0749 | 0 | 0 | 0 | 0 | 0 | 0 | 1222.482 | 0 | 177.2128
4297 | 1050.3226 | 0 | 0 | 0 | 0 | 0 | 0 | 1050.323 | 0 | 0
4298 | 1021.6373 | 0 | 0 | 0 | 0 | 0 | 0 | 1021.637 | 0 | 0
4299 | 1457.0651 | 0 | 0 | 0 | 0 | 0 | 0 | 1222.482 | 0 | 243.6859
4300 | 1272.4496 | 0 | 0 | 0 | 0 | 0 | 0 | 1222.482 | 0 | 51.907
4301 | 1186.3938 | 0 | 0 | 0 | 0 | 0 | 0 | 1186.394 | 0 | 0
4302 | 1309.2256 | 0 | 0 | 0 | 0 | 0 | 0 | 1222.482 | 0 | 90.1101
4303 | 1074.5947 | 36.26 | 49.7536 | 49.7536 | 0 | 0 | 0 | 1026.7 | 0 | 0
4304 | 998.1356 | 321.32 | 524.9454 | 524.9454 | 0 | 0 | 0 | 492.799 | 0 | 0
4305 | 975.2784 | 536.19 | 901.5818 | 901.5818 | 0 | 0 | 0 | 107.375 | 0 | 0
4306 | 1046.5245 | 720.01 | 1179.996 | 1087.1351 | -92.8608 | 0 | 0 | 0 | 0 | 0
4307 | 950.4987 | 846.9 | 1361.8252 | 987.3829 | -374.4424 | 0 | 0 | 0 | 0 | 0
4308 | 1002.5404 | 910.74 | 1451.1136 | 1041.4433 | -409.6703 | 0 | 0 | 0 | 0 | 0
4309 | 1043.7397 | 906.98 | 1447.3978 | 1084.241 | -363.1568 | 0 | 0 | 0 | 0 | 0
4310 | 1077.3961 | 835.51 | 1346.668 | 1119.2051 | -227.4629 | 0 | 0 | 0 | 0 | 0
4311 | 1015.4608 | 698.92 | 1146.6545 | 1054.8647 | -91.7898 | 0 | 0 | 0 | 0 | 0
4312 | 206.3667 | 511.52 | 857.8439 | 214.375 | -601.9583 | 0 | 41.5106 | 0 | 0 | 0
4313 | 168.6547 | 241.03 | 395.4854 | 175.1996 | -220.2858 | 0 | 0 | 0 | 0 | 0
4314 | 147.1628 | 5.87 | 0 | 0 | 0 | 0 | 0 | 0 | 0 | 152.8736
4315 | 189.7642 | 0 | 0 | 0 | 0 | 0 | 0 | 0 | 0 | 197.1277
4316 | 137.5422 | 0 | 0 | 0 | 0 | 0 | 0 | 0 | 0 | 142.8793
4317 | 106.6504 | 0 | 0 | 0 | 0 | 0 | 0 | 0 | 0 | 110.7885
4318 | 100.7662 | 0 | 0 | 0 | 0 | 0 | 0 | 0 | 0 | 104.6762
4319 | 91.2045 | 0 | 0 | 0 | 0 | 0 | 0 | 0 | 0 | 94.7431
4320 | 100.0307 | 0 | 0 | 0 | 0 | 0 | 0 | 0 | 0 | 103.9127
4321 | 92.6755 | 0 | 0 | 0 | 0 | 0 | 0 | 92.676 | 0 | 0
4322 | 100.7662 | 0 | 0 | 0 | 0 | 0 | 0 | 100.766 | 0 | 0
4323 | 91.94 | 0 | 0 | 0 | 0 | 0 | 0 | 91.94 | 0 | 0
4324 | 95.6176 | 0 | 0 | 0 | 0 | 0 | 0 | 3.831 | 0 | 95.3488
4325 | 86.0558 | 0 | 0 | 0 | 0 | 0 | 0 | 0 | 0 | 89.3954
4326 | 93.411 | 0 | 0 | 0 | 0 | 0 | 0 | 0 | 0 | 97.0358
4327 | 86.0558 | 107.55 | 136.2901 | 89.3954 | -46.8948 | 0 | 0 | 0 | 0 | 0
4328 | 91.951 | 318.51 | 520.9284 | 95.5191 | -425.4092 | 0 | 0 | 0 | 0 | 0
4329 | 200.9569 | 534.62 | 900.7445 | 208.7561 | -601.9583 | 0 | 90.0301 | 0 | 0 | 0
4330 | 878.5446 | 716.82 | 1177.694 | 912.6367 | -265.0573 | 0 | 0 | 0 | 0 | 0
4331 | 1068.5028 | 847.59 | 1364.1002 | 1109.966 | -254.1342 | 0 | 0 | 0 | 0 | 0
4332 | 1462.838 | 911.81 | 1452.6801 | 1452.6801 | 0 | 0 | 0 | 0 | 0 | 66.9229
4333 | 1268.6028 | 906.34 | 1447.3542 | 1317.8308 | -129.5234 | 0 | 0 | 0 | 0 | 0
4334 | 1480.9778 | 824.44 | 1328.8889 | 1328.8889 | 0 | 0 | 0 | 201.73 | 0 | 0
4335 | 1662.323 | 540.9 | 877.307 | 877.307 | 0 | 0 | 0 | 817.788 | 0 | 0
4336 | 1889.88 | 423.43 | 698.001 | 698.001 | 0 | 0 | 0 | 1217.953 | 0 | 0
4337 | 1479.2732 | 15.67 | 15.2756 | 15.2756 | 0 | 0 | 0 | 1222.482 | 0 | 251.4811
4338 | 1404.2291 | 30.37 | 38.9531 | 38.9531 | 0 | 0 | 0 | 1222.482 | 0 | 149.8465
4339 | 1635.7965 | 0 | 0 | 0 | 0 | 0 | 0 | 1222.482 | 0 | 429.3536
4340 | 1688.7539 | 0 | 0 | 0 | 0 | 0 | 0 | 1222.482 | 0 | 484.3656
4341 | 1451.9165 | 0 | 0 | 0 | 0 | 0 | 0 | 1222.482 | 0 | 238.3382
4342 | 1428.3799 | 0 | 0 | 0 | 0 | 0 | 0 | 1222.482 | 0 | 213.8878
4343 | 1283.4824 | 0 | 0 | 0 | 0 | 0 | 0 | 957.504 | 0 | 338.6275
4344 | 1275.3917 | 0 | 0 | 0 | 0 | 0 | 0 | 1222.482 | 0 | 54.9632
4345 | 1141.0098 | 0 | 0 | 0 | 0 | 0 | 0 | 1141.01 | 0 | 0
4346 | 1317.8249 | 0 | 0 | 0 | 0 | 0 | 0 | 1217.068 | 0 | 104.6658
4347 | 1357.1939 | 0 | 0 | 0 | 0 | 0 | 0 | 1217.068 | 0 | 145.5625
4348 | 1237.7056 | 0 | 0 | 0 | 0 | 0 | 0 | 1217.068 | 0 | 21.4378
4349 | 1136.175 | 0 | 0 | 0 | 0 | 0 | 0 | 1136.175 | 0 | 0
4350 | 1195.5738 | 0 | 0 | 0 | 0 | 0 | 0 | 1195.574 | 0 | 0
4351 | 1022.9029 | 84.42 | 127.4302 | 0 | -127.4302 | 0 | 0 | 1022.903 | 0 | 0
4352 | 1129.8233 | 224.13 | 373.9188 | 0 | -373.9188 | 0 | 0 | 1129.823 | 0 | 0
4353 | 1224.9167 | 375.28 | 625.4986 | 23.5404 | -601.9583 | 0 | 0 | 1202.256 | 0 | 0
4354 | 1366.0648 | 547.51 | 898.8902 | 296.9319 | -601.9583 | 0 | 0 | 1080.225 | 0 | 0
4355 | 1337.9229 | 848.09 | 1384.9335 | 782.9752 | -601.9583 | 0 | 0 | 584.196 | 0 | 0
4356 | 1315.4265 | 911.03 | 1472.969 | 1073.0531 | -399.9159 | 0 | 0 | 282.458 | 0 | 0
4357 | 1307.2764 | 734.96 | 1178.9302 | 1178.9302 | 0 | 0 | 0 | 172.386 | 0 | 0
4358 | 1149.254 | 577.88 | 935.9267 | 935.9267 | 0 | 0 | 0 | 248.289 | 0 | 0
4359 | 1075.5123 | 268.57 | 437.6703 | 437.6703 | 0 | 0 | 0 | 654.192 | 0 | 0
4360 | 1067.8206 | 307.5 | 508.5043 | 508.5043 | 0 | 0 | 0 | 578.312 | 0 | 0
4361 | 1122.6445 | 15.67 | 15.5665 | 15.5665 | 0 | 0 | 0 | 1107.66 | 0 | 0
4362 | 1180.3883 | 45.86 | 65.2671 | 65.2671 | 0 | 0 | 0 | 1117.559 | 0 | 0
4363 | 1047.7675 | 0 | 0 | 0 | 0 | 0 | 0 | 1047.767 | 0 | 0
4364 | 988.3687 | 0 | 0 | 0 | 0 | 0 | 0 | 441.594 | 0 | 567.9925
4365 | 1236.3242 | 0 | 0 | 0 | 0 | 0 | 0 | 656.852 | 0 | 601.9583
4366 | 1285.3627 | 0 | 0 | 0 | 0 | 0 | 0 | 705.89 | 0 | 601.9583
4367 | 1237.0149 | 0 | 0 | 0 | 0 | 0 | 0 | 657.543 | 0 | 601.9583
4368 | 955.9065 | 0 | 0 | 0 | 0 | 0 | 0 | 955.907 | 0 | 0
4369 | 1144.4632 | 0 | 0 | 0 | 0 | 0 | 0 | 1144.463 | 0 | 0
4370 | 1100.2595 | 0 | 0 | 0 | 0 | 0 | 0 | 1100.259 | 0 | 0
4371 | 1259.8074 | 0 | 0 | 0 | 0 | 0 | 0 | 1217.068 | 0 | 44.3975
4372 | 1195.5738 | 0 | 0 | 0 | 0 | 0 | 0 | 1195.574 | 0 | 0
4373 | 1084.3737 | 0 | 0 | 0 | 0 | 0 | 0 | 1084.374 | 0 | 0
4374 | 1230.7987 | 0 | 0 | 0 | 0 | 0 | 0 | 1217.068 | 0 | 14.2628
4375 | 855.7574 | 55.75 | 82.9891 | 0 | -82.9891 | 0 | 0 | 855.757 | 0 | 0
4376 | 848.1616 | 197.27 | 327.557 | 0 | -327.557 | 0 | 0 | 848.162 | 0 | 0
4377 | 955.36 | 318.02 | 527.8666 | 0 | -527.8666 | 0 | 0 | 955.36 | 0 | 0
4378 | 1003.5499 | 167.49 | 268.4355 | 0 | -268.4355 | 0 | 0 | 1003.55 | 0 | 0
4379 | 826.6632 | 552.84 | 896.0553 | 294.0971 | -601.9583 | 0 | 0 | 543.553 | 0 | 0
4380 | 1123.7505 | 740.25 | 1183.37 | 581.4117 | -601.9583 | 0 | 0 | 564.058 | 0 | 0
4381 | 1103.3684 | 779.66 | 1241.0663 | 944.6901 | -296.3762 | 0 | 0 | 193.967 | 0 | 0
4382 | 1414.2487 | 677.27 | 1086.4921 | 1086.4921 | 0 | 0 | 0 | 368.343 | 0 | 0
4383 | 1156.956 | 479.36 | 780.0821 | 780.0821 | 0 | 0 | 0 | 406.014 | 0 | 0
4384 | 1089.7222 | 422.09 | 697.1782 | 697.1782 | 0 | 0 | 0 | 418.588 | 0 | 0
4385 | 1137.5314 | 46.42 | 66.6154 | 66.6154 | 0 | 0 | 0 | 1073.404 | 0 | 0
4386 | 926.8434 | 5.87 | 0 | 0 | 0 | 0 | 0 | 926.843 | 0 | 0
4387 | 835.7275 | 0 | 0 | 0 | 0 | 0 | 0 | 811.956 | 0 | 24.6945
4388 | 1471.8474 | 0 | 0 | 0 | 0 | 0 | 0 | 892.375 | 0 | 601.9583
4389 | 1105.0942 | 0 | 0 | 0 | 0 | 0 | 0 | 525.622 | 0 | 601.9583
4390 | 823.2952 | 0 | 0 | 0 | 0 | 0 | 0 | 243.823 | 0 | 601.9583
4391 | 927.5885 | 0 | 0 | 0 | 0 | 0 | 0 | 348.116 | 0 | 601.9583
4392 | 973.8643 | 0 | 0 | 0 | 0 | 0 | 0 | 973.864 | 0 | 0
4393 | 1145.1539 | 0 | 0 | 0 | 0 | 0 | 0 | 1145.154 | 0 | 0
4394 | 1047.7675 | 0 | 0 | 0 | 0 | 0 | 0 | 1047.767 | 0 | 0
4395 | 804.6468 | 0 | 0 | 0 | 0 | 0 | 0 | 804.647 | 0 | 0
4396 | 1138.2471 | 0 | 0 | 0 | 0 | 0 | 0 | 1138.247 | 0 | 0
4397 | 993.2035 | 0 | 0 | 0 | 0 | 0 | 0 | 993.203 | 0 | 0
4398 | 968.3388 | 0 | 0 | 0 | 0 | 0 | 0 | 968.339 | 0 | 0
4399 | 1081.611 | 105.86 | 131.0909 | 0 | -131.0909 | 0 | 0 | 1081.611 | 0 | 0
4400 | 1051.0551 | 319.03 | 523.1057 | 0 | -523.1057 | 0 | 0 | 1051.055 | 0 | 0
4401 | 1124.1761 | 272.56 | 450.7395 | 0 | -450.7395 | 0 | 0 | 1124.176 | 0 | 0
4402 | 1099.9253 | 548.3 | 899.0024 | 297.0441 | -601.9583 | 0 | 0 | 813.978 | 0 | 0
4403 | 1173.32 | 623.67 | 1009.8418 | 407.8836 | -601.9583 | 0 | 0 | 780.673 | 0 | 0
4404 | 1174.9733 | 798.5 | 1273.5642 | 1016.1463 | -257.4179 | 0 | 0 | 196.785 | 0 | 0
4405 | 1130.4682 | 460.67 | 746.6845 | 746.6845 | 0 | 0 | 0 | 411.676 | 0 | 0
4406 | 1162.7327 | 830.02 | 1348.7218 | 1207.8515 | -140.8702 | 0 | 0 | 0 | 0 | 0
4407 | 1439.1789 | 415.36 | 680.1979 | 680.1979 | 0 | 0 | 0 | 784.39 | 0 | 0
4408 | 1406.8437 | 233.3 | 382.7154 | 382.7154 | 0 | 0 | 0 | 1038.425 | 0 | 0
4409 | 1304.5051 | 104.49 | 165.6239 | 165.6239 | 0 | 0 | 0 | 1145.068 | 0 | 0
4410 | 1480.7011 | 5.87 | 0 | 0 | 0 | 0 | 0 | 1217.068 | 0 | 273.8632
4411 | 1355.1218 | 0 | 0 | 0 | 0 | 0 | 0 | 1217.068 | 0 | 143.4101
4412 | 982.8432 | 0 | 0 | 0 | 0 | 0 | 0 | 982.843 | 0 | 0
4413 | 1227.3453 | 0 | 0 | 0 | 0 | 0 | 0 | 868.133 | 0 | 373.1522
4414 | 1230.108 | 0 | 0 | 0 | 0 | 0 | 0 | 650.636 | 0 | 601.9583
4415 | 1073.3228 | 0 | 0 | 0 | 0 | 0 | 0 | 493.85 | 0 | 601.9583
4416 | 1058.8184 | 0 | 0 | 0 | 0 | 0 | 0 | 1058.818 | 0 | 0
4417 | 752.1548 | 0 | 0 | 0 | 0 | 0 | 0 | 752.155 | 0 | 0
4418 | 1158.2769 | 0 | 0 | 0 | 0 | 0 | 0 | 1158.277 | 0 | 0
4419 | 1156.8955 | 0 | 0 | 0 | 0 | 0 | 0 | 1156.896 | 0 | 0
4420 | 1170.7092 | 0 | 0 | 0 | 0 | 0 | 0 | 1170.709 | 0 | 0
4421 | 1391.7281 | 0 | 0 | 0 | 0 | 0 | 0 | 1217.068 | 0 | 181.4376
4422 | 1459.4151 | 0 | 0 | 0 | 0 | 0 | 0 | 1217.068 | 0 | 251.7512
4423 | 1333.7106 | 76.7 | 116.1695 | 116.1695 | 0 | 0 | 0 | 1217.068 | 0 | 4.9987
4424 | 1049.1048 | 229.79 | 382.8858 | 0 | -382.8858 | 0 | 0 | 1049.105 | 0 | 0
4425 | 1288.2412 | 534.43 | 909.1183 | 307.16 | -601.9583 | 0 | 0 | 992.556 | 0 | 0
4426 | 1625.402 | 417.12 | 687.0488 | 424.1783 | -262.8706 | 0 | 0 | 1217.068 | 0 | 0
4427 | 1252.525 | 325.21 | 530.1976 | 36.8329 | -493.3647 | 0 | 0 | 1217.068 | 0 | 0
4428 | 1499.6906 | 475.39 | 773.2966 | 293.5891 | -479.7076 | 0 | 0 | 1217.068 | 0 | 0
4429 | 1174.5986 | 389.54 | 633.2585 | 146.9036 | -486.3549 | 0 | 0 | 1033.183 | 0 | 0
4430 | 1162.5522 | 729.09 | 1179.514 | 1179.514 | 0 | 0 | 0 | 27.099 | 0 | 0
4431 | 1383.5979 | 645.07 | 1054.1209 | 1054.1209 | 0 | 0 | 0 | 368.854 | 0 | 0
4432 | 1184.4607 | 29.42 | 37.2879 | 37.2879 | 0 | 0 | 0 | 1148.566 | 0 | 0
4433 | 1396.2434 | 184.82 | 304.0779 | 304.0779 | 0 | 0 | 0 | 1103.524 | 0 | 0
4434 | 1222.7384 | 27.43 | 34.4914 | 34.4914 | 0 | 0 | 0 | 1189.535 | 0 | 0
4435 | 1330.2572 | 0 | 0 | 0 | 0 | 0 | 0 | 1217.068 | 0 | 117.5813
4436 | 1078.8483 | 0 | 0 | 0 | 0 | 0 | 0 | 727.37 | 0 | 365.117
4437 | 1160.349 | 0 | 0 | 0 | 0 | 0 | 0 | 580.877 | 0 | 601.9583
4438 | 1320.5876 | 0 | 0 | 0 | 0 | 0 | 0 | 741.115 | 0 | 601.9583
4439 | 1039.4793 | 0 | 0 | 0 | 0 | 0 | 0 | 460.007 | 0 | 601.9583
4440 | 1082.9924 | 0 | 0 | 0 | 0 | 0 | 0 | 1082.992 | 0 | 0
4441 | 1015.996 | 0 | 0 | 0 | 0 | 0 | 0 | 1015.996 | 0 | 0
4442 | 1259.1168 | 0 | 0 | 0 | 0 | 0 | 0 | 1217.068 | 0 | 43.6797
4443 | 955.2158 | 0 | 0 | 0 | 0 | 0 | 0 | 955.216 | 0 | 0
4444 | 1254.9727 | 0 | 0 | 0 | 0 | 0 | 0 | 1217.068 | 0 | 39.3749
4445 | 1275.6932 | 0 | 0 | 0 | 0 | 0 | 0 | 1217.068 | 0 | 60.8999
4446 | 932.4233 | 0 | 0 | 0 | 0 | 0 | 0 | 932.423 | 0 | 0
4447 | 1058.1277 | 97.7 | 144.5528 | 0 | -144.5528 | 0 | 0 | 1058.128 | 0 | 0
4448 | 793.1348 | 316.68 | 520.9679 | 0 | -520.9679 | 0 | 0 | 793.135 | 0 | 0
4449 | 1186.5863 | 533.87 | 909.0497 | 307.0915 | -601.9583 | 0 | 0 | 890.966 | 0 | 0
4450 | 1347.1392 | 717.62 | 1196.6449 | 594.6866 | -601.9583 | 0 | 0 | 774.668 | 0 | 0
4451 | 1551.5661 | 846.1 | 1386.743 | 1017.7253 | -369.0177 | 0 | 0 | 571.858 | 0 | 0
4452 | 1023.2024 | 911.95 | 1482.9551 | 1062.9071 | -420.048 | 0 | 0 | 0 | 0 | 0
4453 | 1250.4936 | 627.66 | 1018.6976 | 1018.6976 | 0 | 0 | 0 | 269.85 | 0 | 0
4454 | 1279.245 | 716.18 | 1164.9915 | 1164.9915 | 0 | 0 | 0 | 157.772 | 0 | 0
4455 | 790.3815 | 527.54 | 869.6905 | 821.0526 | -48.6379 | 0 | 0 | 0 | 0 | 0
4456 | 1057.9646 | 420.19 | 702.74 | 702.74 | 0 | 0 | 0 | 381.475 | 0 | 0
4457 | 1309.8432 | 129.49 | 209.4126 | 209.4126 | 0 | 0 | 0 | 1108.253 | 0 | 0
4458 | 1349.9434 | 56.85 | 83.3173 | 83.3173 | 0 | 0 | 0 | 1217.068 | 0 | 54.7138
4459 | 1201.79 | 0 | 0 | 0 | 0 | 0 | 0 | 1201.79 | 0 | 0
4460 | 1417.2834 | 0 | 0 | 0 | 0 | 0 | 0 | 866.709 | 0 | 571.9389
4461 | 1335.092 | 0 | 0 | 0 | 0 | 0 | 0 | 755.62 | 0 | 601.9583
4462 | 1290.1975 | 0 | 0 | 0 | 0 | 0 | 0 | 710.725 | 0 | 601.9583
4463 | 1175.544 | 0 | 0 | 0 | 0 | 0 | 0 | 596.072 | 0 | 601.9583
4464 | 1105.7849 | 0 | 0 | 0 | 0 | 0 | 0 | 1105.785 | 0 | 0
4465 | 1215.6037 | 0 | 0 | 0 | 0 | 0 | 0 | 1215.604 | 0 | 0
4466 | 895.1263 | 0 | 0 | 0 | 0 | 0 | 0 | 895.126 | 0 | 0
4467 | 966.2668 | 0 | 0 | 0 | 0 | 0 | 0 | 966.267 | 0 | 0
4468 | 1008.3985 | 0 | 0 | 0 | 0 | 0 | 0 | 1008.399 | 0 | 0
4469 | 1040.17 | 0 | 0 | 0 | 0 | 0 | 0 | 1040.17 | 0 | 0
4470 | 973.1736 | 0 | 0 | 0 | 0 | 0 | 0 | 973.174 | 0 | 0
4471 | 1027.7377 | 72.08 | 108.7234 | 108.7234 | 0 | 0 | 0 | 923.075 | 0 | 0
4472 | 181.6015 | 214.53 | 357.1577 | 188.649 | -168.5087 | 0 | 0 | 0 | 0 | 0
4473 | 87.356 | 359.1 | 598.3422 | 90.7458 | -507.5964 | 0 | 0 | 0 | 0 | 0
4474 | 0 | 429.06 | 704.7033 | 0.0010388 | -601.9583 | 0 | 102.744 | 0 | 0 | 0
4475 | 0 | 604.77 | 980.7657 | 0 | -601.9583 | 0 | 378.8074 | 0 | 0 | 0
4476 | 0 | 724.96 | 1163.4426 | 0.0010388 | -601.9583 | 0 | 561.4833 | 0 | 0 | 0
4477 | 0 | 749.98 | 1201.5397 | 0 | -225.1599 | 0 | 976.3799 | 0 | 0 | 0
4478 | 0 | 703.14 | 1134.2065 | 0 | 0 | 0 | 1134.2065 | 0 | 0 | 0
4479 | 0 | 450.3 | 738.5029 | 0 | 0 | 0 | 738.5029 | 0 | 0 | 0
4480 | 0 | 393.31 | 654.0782 | 0 | 0 | 0 | 654.0782 | 0 | 0 | 0
4481 | 0 | 283.01 | 468.8136 | 0 | 0 | 0 | 468.8136 | 0 | 0 | 0
4482 | 0 | 88.79 | 127.7429 | 0 | 0 | 0 | 127.7429 | 0 | 0 | 0
4483 | 0 | 0 | 0 | 0 | 0 | 0 | 0 | 0 | 0 | 0
4484 | 0 | 0 | 0 | 0 | 0 | 0 | 0 | 0 | 0 | 0
4485 | 118.7976 | 0 | 0 | 0 | 0 | 0 | 0 | 118.798 | 0 | 0
4486 | 193.3915 | 0 | 0 | 0 | 0 | 0 | 0 | 193.391 | 0 | 0
4487 | 241.0487 | 0 | 0 | 0 | 0 | 0 | 0 | 115.369 | 0 | 130.557
4488 | 237.5953 | 0 | 0 | 0 | 0 | 0 | 0 | 0 | 0 | 246.8148
4489 | 234.8325 | 0 | 0 | 0 | 0 | 0 | 0 | 234.833 | 0 | 0
4490 | 251.4089 | 0 | 0 | 0 | 0 | 0 | 0 | 251.409 | 0 | 0
4491 | 171.9803 | 0 | 0 | 0 | 0 | 0 | 0 | 171.98 | 0 | 0
4492 | 178.8871 | 0 | 0 | 0 | 0 | 0 | 0 | 178.887 | 0 | 0
4493 | 246.5742 | 0 | 0 | 0 | 0 | 0 | 0 | 246.574 | 0 | 0
4494 | 227.9257 | 0 | 0 | 0 | 0 | 0 | 0 | 227.926 | 0 | 0
4495 | 274.8922 | 81.17 | 122.312 | 122.312 | 0 | 0 | 0 | 0 | 0 | 163.2471
4496 | 119.5695 | 298.22 | 495.8111 | 124.2099 | -371.6012 | 0 | 0 | 0 | 0 | 0
4497 | 639.3445 | 421.31 | 700.3331 | 664.1536 | -36.1795 | 0 | 0 | 0 | 0 | 0
4498 | 1147.0671 | 715.45 | 1177.4925 | 1177.4925 | 0 | 0 | 0 | 0 | 0 | 14.0862
4499 | 1141.3284 | 835.73 | 1348.4132 | 1185.6169 | -162.7963 | 0 | 0 | 0 | 0 | 0
4500 | 1174.7929 | 662.16 | 1058.648 | 1058.648 | 0 | 0 | 0 | 0 | 0 | 161.7326
4501 | 1161.3384 | 897.35 | 1433.1444 | 1206.4034 | -226.741 | 0 | 0 | 0 | 0 | 0
4502 | 906.2351 | 469.01 | 758.3015 | 758.3015 | 0 | 0 | 0 | 176.261 | 0 | 0
4503 | 844.8066 | 147.96 | 234.8436 | 234.8436 | 0 | 0 | 0 | 618.736 | 0 | 0
4504 | 961.5296 | 387.24 | 642.1766 | 642.1766 | 0 | 0 | 0 | 343.341 | 0 | 0
4505 | 1098.1261 | 14.69 | 13.9408 | 13.9408 | 0 | 0 | 0 | 1084.706 | 0 | 0
4506 | 934.1267 | 16.64 | 16.9336 | 16.9336 | 0 | 0 | 0 | 917.825 | 0 | 0
4507 | 1015.996 | 0 | 0 | 0 | 0 | 0 | 0 | 992.224 | 0 | 24.6945
4508 | 813.6256 | 0 | 0 | 0 | 0 | 0 | 0 | 234.153 | 0 | 601.9583
4509 | 770.8032 | 0 | 0 | 0 | 0 | 0 | 0 | 191.331 | 0 | 601.9583
4510 | 861.9735 | 0 | 0 | 0 | 0 | 0 | 0 | 282.501 | 0 | 601.9583
4511 | 1115.4545 | 0 | 0 | 0 | 0 | 0 | 0 | 535.982 | 0 | 601.9583
4512 | 933.114 | 0 | 0 | 0 | 0 | 0 | 0 | 933.114 | 0 | 0
4513 | 1098.8781 | 0 | 0 | 0 | 0 | 0 | 0 | 1098.878 | 0 | 0
4514 | 1076.0855 | 0 | 0 | 0 | 0 | 0 | 0 | 1076.086 | 0 | 0
4515 | 1114.0731 | 0 | 0 | 0 | 0 | 0 | 0 | 1114.073 | 0 | 0
4516 | 739.0318 | 0 | 0 | 0 | 0 | 0 | 0 | 739.032 | 0 | 0
4517 | 871.6431 | 0 | 0 | 0 | 0 | 0 | 0 | 871.643 | 0 | 0
4518 | 1126.5055 | 0 | 0 | 0 | 0 | 0 | 0 | 1126.505 | 0 | 0
4519 | 891.6729 | 75.94 | 114.6602 | 0 | -114.6602 | 0 | 0 | 891.673 | 0 | 0
4520 | 1175.0536 | 224.52 | 373.7484 | 0 | -373.7484 | 0 | 0 | 1175.054 | 0 | 0
4521 | 977.329 | 359.72 | 597.2784 | 0 | -597.2784 | 0 | 0 | 977.329 | 0 | 0
4522 | 1380.4794 | 386.39 | 631.4707 | 169.7521 | -461.7186 | 0 | 0 | 1217.068 | 0 | 0
4523 | 1327.1344 | 630.45 | 1012.5687 | 410.6104 | -601.9583 | 0 | 0 | 931.863 | 0 | 0
4524 | 1231.0111 | 271.25 | 436.0487 | 14.4841 | -421.5646 | 0 | 0 | 1217.068 | 0 | 0
4525 | 1202.3589 | 781.74 | 1237.605 | 1101.3927 | -136.2122 | 0 | 0 | 142.109 | 0 | 0
4526 | 1118.7189 | 628.84 | 1009.3017 | 1009.3017 | 0 | 0 | 0 | 147.12 | 0 | 0
4527 | 1397.5799 | 589.58 | 957.7645 | 957.7645 | 0 | 0 | 0 | 475.593 | 0 | 0
4528 | 1387.754 | 316.76 | 522.7047 | 522.7047 | 0 | 0 | 0 | 884.575 | 0 | 0
4529 | 1404.902 | 18.61 | 20.3055 | 20.3055 | 0 | 0 | 0 | 1217.068 | 0 | 174.8163
4530 | 1178.5865 | 38.23 | 52.4472 | 0 | -52.4472 | 0 | 0 | 1178.586 | 0 | 0
4531 | 1232.8708 | 0 | 0 | 0 | 0 | 0 | 0 | 1217.068 | 0 | 16.4152
4532 | 1013.2333 | 0 | 0 | 0 | 0 | 0 | 0 | 1013.233 | 0 | 0
4533 | 1301.9392 | 0 | 0 | 0 | 0 | 0 | 0 | 730.039 | 0 | 594.0935
4534 | 1252.9006 | 0 | 0 | 0 | 0 | 0 | 0 | 673.428 | 0 | 601.9583
4535 | 1488.4238 | 0 | 0 | 0 | 0 | 0 | 0 | 908.951 | 0 | 601.9583
4536 | 1379.9864 | 0 | 0 | 0 | 0 | 0 | 0 | 1217.068 | 0 | 169.24
4537 | 1263.2609 | 0 | 0 | 0 | 0 | 0 | 0 | 1217.068 | 0 | 47.9845
4538 | 1365.4821 | 0 | 0 | 0 | 0 | 0 | 0 | 1217.068 | 0 | 154.1732
4539 | 1331.6386 | 0 | 0 | 0 | 0 | 0 | 0 | 1217.068 | 0 | 119.0159
4540 | 1141.0098 | 0 | 0 | 0 | 0 | 0 | 0 | 1141.01 | 0 | 0
4541 | 1093.3526 | 0 | 0 | 0 | 0 | 0 | 0 | 1093.353 | 0 | 0
4542 | 949.6904 | 0 | 0 | 0 | 0 | 0 | 0 | 949.69 | 0 | 0
4543 | 966.9575 | 103.6 | 125.0056 | 0 | -125.0056 | 0 | 0 | 966.957 | 0 | 0
4544 | 843.7136 | 253.68 | 422.2918 | 0 | -422.2918 | 0 | 0 | 843.714 | 0 | 0
4545 | 1005.3405 | 440.11 | 731.2074 | 129.2491 | -601.9583 | 0 | 0 | 880.92 | 0 | 0
4546 | 1563.6281 | 722.53 | 1187.8795 | 585.9212 | -601.9583 | 0 | 0 | 999.595 | 0 | 0
4547 | 1371.9495 | 848.08 | 1364.8045 | 762.8463 | -601.9583 | 0 | 0 | 637.599 | 0 | 0
4548 | 1263.6571 | 664.31 | 1056.8893 | 702.9218 | -353.9675 | 0 | 0 | 586.994 | 0 | 0
4549 | 1241.5078 | 202.73 | 322.1822 | 322.1822 | 0 | 0 | 0 | 931.36 | 0 | 0
4550 | 1242.3884 | 95.77 | 145.0317 | 145.0317 | 0 | 0 | 0 | 1102.775 | 0 | 0
4551 | 1546.4283 | 95.6 | 145.843 | 145.843 | 0 | 0 | 0 | 1217.068 | 0 | 196.2977
4552 | 1391.9206 | 54.66 | 78.7819 | 78.7819 | 0 | 0 | 0 | 1217.068 | 0 | 102.8562
4553 | 1102.5551 | 35.28 | 47.6707 | 0 | -47.6707 | 0 | 0 | 1102.555 | 0 | 0
4554 | 1208.6278 | 33.32 | 44.1128 | 0 | -44.1128 | 0 | 0 | 1208.628 | 0 | 0
4555 | 1185.9043 | 0 | 0 | 0 | 0 | 0 | 0 | 1185.904 | 0 | 0
4556 | 1010.4706 | 0 | 0 | 0 | 0 | 0 | 0 | 705.351 | 0 | 316.9591
4557 | 1031.1911 | 0 | 0 | 0 | 0 | 0 | 0 | 451.719 | 0 | 601.9583
4558 | 1206.6248 | 0 | 0 | 0 | 0 | 0 | 0 | 627.152 | 0 | 601.9583
4559 | 1274.3118 | 0 | 0 | 0 | 0 | 0 | 0 | 694.839 | 0 | 601.9583
4560 | 1225.2732 | 0 | 0 | 0 | 0 | 0 | 0 | 1217.068 | 0 | 8.5234
4561 | 1292.9603 | 0 | 0 | 0 | 0 | 0 | 0 | 1217.068 | 0 | 78.837
4562 | 1131.3402 | 0 | 0 | 0 | 0 | 0 | 0 | 1131.34 | 0 | 0
4563 | 1158.2769 | 0 | 0 | 0 | 0 | 0 | 0 | 1158.277 | 0 | 0
4564 | 1222.5105 | 0 | 0 | 0 | 0 | 0 | 0 | 1217.068 | 0 | 5.6532
4565 | 826.7486 | 0 | 0 | 0 | 0 | 0 | 0 | 826.749 | 0 | 0
4566 | 1008.3985 | 0 | 0 | 0 | 0 | 0 | 0 | 1008.399 | 0 | 0
4567 | 964.1947 | 94.99 | 139.8044 | 0 | -139.8044 | 0 | 0 | 964.195 | 0 | 0
4568 | 949.7888 | 269.72 | 447.2387 | 0 | -447.2387 | 0 | 0 | 949.789 | 0 | 0
4569 | 1299.4648 | 414.56 | 685.2985 | 85.5934 | -599.7051 | 0 | 0 | 1217.068 | 0 | 0
4570 | 1185.0608 | 489.96 | 796.0818 | 194.1235 | -601.9583 | 0 | 0 | 998.19 | 0 | 0
4571 | 1494.3067 | 627.89 | 1003.5976 | 401.6393 | -601.9583 | 0 | 0 | 1107.671 | 0 | 0
4572 | 1253.3755 | 757.22 | 1193.5046 | 877.0286 | -316.476 | 0 | 0 | 409.108 | 0 | 0
4573 | 1225.6264 | 735.66 | 1162.5191 | 1162.5191 | 0 | 0 | 0 | 106.534 | 0 | 0
4574 | 1352.7545 | 587.3 | 939.951 | 939.951 | 0 | 0 | 0 | 447.916 | 0 | 0
4575 | 1293.0716 | 591.73 | 955.0054 | 955.0054 | 0 | 0 | 0 | 373.741 | 0 | 0
4576 | 998.7617 | 378.78 | 624.2822 | 624.2822 | 0 | 0 | 0 | 397.799 | 0 | 0
4577 | 1126.9881 | 162.34 | 264.9129 | 264.9129 | 0 | 0 | 0 | 871.971 | 0 | 0
4578 | 1225.8163 | 35.28 | 47.5243 | 47.5243 | 0 | 0 | 0 | 1180.068 | 0 | 0
4579 | 1032.5724 | 0 | 0 | 0 | 0 | 0 | 0 | 1032.572 | 0 | 0
4580 | 1021.5215 | 0 | 0 | 0 | 0 | 0 | 0 | 497.539 | 0 | 544.315
4581 | 1216.2944 | 0 | 0 | 0 | 0 | 0 | 0 | 636.822 | 0 | 601.9583
4582 | 1219.0571 | 0 | 0 | 0 | 0 | 0 | 0 | 639.585 | 0 | 601.9583
4583 | 1163.1117 | 0 | 0 | 0 | 0 | 0 | 0 | 583.639 | 0 | 601.9583
4584 | 1101.6408 | 0 | 0 | 0 | 0 | 0 | 0 | 1101.641 | 0 | 0
4585 | 1022.2122 | 0 | 0 | 0 | 0 | 0 | 0 | 1022.212 | 0 | 0
4586 | 1254.9727 | 0 | 0 | 0 | 0 | 0 | 0 | 1217.068 | 0 | 39.3749
4587 | 1133.4123 | 0 | 0 | 0 | 0 | 0 | 0 | 1133.412 | 0 | 0
4588 | 973.1736 | 0 | 0 | 0 | 0 | 0 | 0 | 973.174 | 0 | 0
4589 | 1258.4261 | 0 | 0 | 0 | 0 | 0 | 0 | 1217.068 | 0 | 42.9629
4590 | 1203.862 | 0 | 0 | 0 | 0 | 0 | 0 | 1203.862 | 0 | 0
4591 | 1112.6918 | 52.72 | 77.2954 | 0 | -77.2954 | 0 | 0 | 1112.692 | 0 | 0
4592 | 1002.4448 | 101.99 | 161.692 | 0 | -161.692 | 0 | 0 | 1002.445 | 0 | 0
4593 | 715.8188 | 207.53 | 338.4145 | 0 | -338.4145 | 0 | 0 | 715.819 | 0 | 0
4594 | 888.077 | 472.76 | 766.4977 | 164.5394 | -601.9583 | 0 | 0 | 729.684 | 0 | 0
4595 | 1386.1353 | 589.68 | 944.2029 | 342.2446 | -601.9583 | 0 | 0 | 1056.676 | 0 | 0
4596 | 1199.0566 | 619.05 | 987.7444 | 385.7861 | -601.9583 | 0 | 0 | 827.682 | 0 | 0
4597 | 1228.0489 | 469.8 | 755.3866 | 431.5226 | -323.864 | 0 | 0 | 812.646 | 0 | 0
4598 | 1402.9448 | 566.28 | 910.6412 | 910.6412 | 0 | 0 | 0 | 526.321 | 0 | 0
4599 | 1345.1535 | 370.99 | 604.279 | 604.279 | 0 | 0 | 0 | 763.448 | 0 | 0
4600 | 1550.7356 | 32.36 | 42.0228 | 42.0228 | 0 | 0 | 0 | 1217.068 | 0 | 304.5921
4601 | 1497.0151 | 16.65 | 17.0696 | 17.0696 | 0 | 0 | 0 | 1217.068 | 0 | 273.7406
4602 | 1191.2752 | 9.79 | 5.9731 | 0 | -5.9731 | 0 | 0 | 1191.275 | 0 | 0
4603 | 1230.7987 | 0 | 0 | 0 | 0 | 0 | 0 | 1217.068 | 0 | 14.2628
4604 | 1251.5192 | 0 | 0 | 0 | 0 | 0 | 0 | 1217.068 | 0 | 35.7879
4605 | 1339.2361 | 0 | 0 | 0 | 0 | 0 | 0 | 1046.956 | 0 | 303.6219
4606 | 1237.0149 | 0 | 0 | 0 | 0 | 0 | 0 | 657.543 | 0 | 601.9583
4607 | 1361.338 | 0 | 0 | 0 | 0 | 0 | 0 | 781.866 | 0 | 601.9583
4608 | 1507.763 | 0 | 0 | 0 | 0 | 0 | 0 | 1217.068 | 0 | 301.9743
4609 | 607.8018 | 0 | 0 | 0 | 0 | 0 | 0 | 607.802 | 0 | 0
4610 | 762.515 | 0 | 0 | 0 | 0 | 0 | 0 | 762.515 | 0 | 0
4611 | 928.2792 | 0 | 0 | 0 | 0 | 0 | 0 | 928.279 | 0 | 0
4612 | 756.9896 | 0 | 0 | 0 | 0 | 0 | 0 | 756.99 | 0 | 0
4613 | 800.5026 | 0 | 0 | 0 | 0 | 0 | 0 | 800.503 | 0 | 0
4614 | 622.3062 | 0 | 0 | 0 | 0 | 0 | 0 | 622.306 | 0 | 0
4615 | 551.1658 | 46.92 | 67.7093 | 0 | -67.7093 | 0 | 0 | 551.166 | 0 | 0
4616 | 537.6301 | 318.19 | 521.2255 | 419.191 | -102.0345 | 0 | 0 | 134.097 | 0 | 0
4617 | 520.8758 | 536.61 | 910.4137 | 541.0885 | -369.3252 | 0 | 0 | 0 | 0 | 0
4618 | 948.3591 | 721.75 | 1195.5905 | 985.1598 | -210.4307 | 0 | 0 | 0 | 0 | 0
4619 | 845.2702 | 854.48 | 1389.7151 | 878.0715 | -511.6435 | 0 | 0 | 0 | 0 | 0
4620 | 618.959 | 922.7 | 1486.9576 | 642.9775 | -601.9583 | 0 | 242.0218 | 0 | 0 | 0
4621 | 587.2298 | 525.16 | 848.9902 | 610.0173 | -238.9729 | 0 | 0 | 0 | 0 | 0
4622 | 673.7052 | 850.13 | 1382.9223 | 699.848 | -601.9583 | 0 | 81.1161 | 0 | 0 | 0
4623 | 761.9789 | 485.35 | 794.6545 | 791.5474 | -3.1071 | 0 | 0 | 0 | 0 | 0
4624 | 727.5949 | 29.42 | 37.2921 | 37.2921 | 0 | 0 | 0 | 691.696 | 0 | 0
4625 | 423.3979 | 21.55 | 25.1484 | 25.1484 | 0 | 0 | 0 | 399.189 | 0 | 0
4626 | 585.8407 | 10.77 | 7.5407 | 7.5407 | 0 | 0 | 0 | 578.582 | 0 | 0
4627 | 736.9597 | 0 | 0 | 0 | 0 | 0 | 0 | 736.96 | 0 | 0
4628 | 609.1832 | 0 | 0 | 0 | 0 | 0 | 0 | 324.701 | 0 | 295.5213
4629 | 715.5485 | 0 | 0 | 0 | 0 | 0 | 0 | 136.076 | 0 | 601.9583
4630 | 707.951 | 0 | 0 | 0 | 0 | 0 | 0 | 128.479 | 0 | 601.9583
4631 | 652.0056 | 0 | 0 | 0 | 0 | 0 | 0 | 72.533 | 0 | 601.9583
4632 | 602.2764 | 0 | 0 | 0 | 0 | 0 | 0 | 602.276 | 0 | 0
4633 | 1192.8111 | 0 | 0 | 0 | 0 | 0 | 0 | 1192.811 | 0 | 0
4634 | 1270.8584 | 0 | 0 | 0 | 0 | 0 | 0 | 1217.068 | 0 | 55.8773
4635 | 1317.8249 | 0 | 0 | 0 | 0 | 0 | 0 | 1217.068 | 0 | 104.6658
4636 | 1299.8671 | 0 | 0 | 0 | 0 | 0 | 0 | 1217.068 | 0 | 86.012
4637 | 1154.1328 | 0 | 0 | 0 | 0 | 0 | 0 | 1154.133 | 0 | 0
4638 | 1298.4857 | 0 | 0 | 0 | 0 | 0 | 0 | 1217.068 | 0 | 84.5764
4639 | 998.7289 | 101.39 | 122.045 | 122.045 | 0 | 0 | 0 | 881.243 | 0 | 0
4640 | 130.6101 | 318.23 | 519.2517 | 135.6783 | -383.5735 | 0 | 0 | 0 | 0 | 0
4641 | 175.9232 | 536.49 | 902.9364 | 182.7496 | -601.9583 | 0 | 118.2284 | 0 | 0 | 0
4642 | 234.3197 | 722.37 | 1184.9687 | 243.4127 | -601.9583 | 0 | 339.5977 | 0 | 0 | 0
4643 | 194.8402 | 507.75 | 820.2184 | 202.4007 | -601.9583 | 0 | 15.8594 | 0 | 0 | 0
4644 | 182.0764 | 406.52 | 656.5246 | 189.1414 | -467.3832 | 0 | 0 | 0 | 0 | 0
4645 | 203.5454 | 390.82 | 631.6411 | 211.4446 | -50.3083 | 0 | 369.8882 | 0 | 0 | 0
4646 | 203.7794 | 588.73 | 951.7934 | 211.6876 | 0 | 0 | 740.1058 | 0 | 0 | 0
4647 | 223.5096 | 593.41 | 968.8039 | 232.1832 | 0 | 0 | 736.6206 | 0 | 0 | 0
4648 | 227.8445 | 453.63 | 752.9579 | 236.6865 | 0 | 0 | 516.2714 | 0 | 0 | 0
4649 | 436.2411 | 20.57 | 23.4084 | 23.4084 | 0 | 0 | 0 | 413.707 | 0 | 0
4650 | 395.2318 | 67.63 | 99.9039 | 99.9039 | 0 | 0 | 0 | 299.06 | 0 | 0
4651 | 255.553 | 0 | 0 | 0 | 0 | 0 | 0 | 255.553 | 0 | 0
4652 | 228.6164 | 0 | 0 | 0 | 0 | 0 | 0 | 148.135 | 0 | 83.6051
4653 | 206.5145 | 0 | 0 | 0 | 0 | 0 | 0 | 0 | 0 | 214.5277
4654 | 243.8114 | 0 | 0 | 0 | 0 | 0 | 0 | 0 | 0 | 253.272
4655 | 205.1331 | 0 | 0 | 0 | 0 | 0 | 0 | 0 | 0 | 213.0931
4656 | 192.7008 | 0 | 0 | 0 | 0 | 0 | 0 | 0 | 0 | 200.1787
4657 | 223.7816 | 0 | 0 | 0 | 0 | 0 | 0 | 223.782 | 0 | 0
4658 | 188.5567 | 0 | 0 | 0 | 0 | 0 | 0 | 188.557 | 0 | 0
4659 | 172.671 | 0 | 0 | 0 | 0 | 0 | 0 | 172.671 | 0 | 0
4660 | 181.6499 | 0 | 0 | 0 | 0 | 0 | 0 | 181.65 | 0 | 0
4661 | 106.3653 | 0 | 0 | 0 | 0 | 0 | 0 | 106.365 | 0 | 0
4662 | 155.4039 | 0 | 0 | 0 | 0 | 0 | 0 | 155.404 | 0 | 0
4663 | 132.6113 | 100.53 | 125.1978 | 125.1978 | 0 | 0 | 0 | 0 | 0 | 12.5591
4664 | 210.6517 | 313.29 | 510.5196 | 218.8263 | -291.6933 | 0 | 0 | 0 | 0 | 0
4665 | 378.0493 | 530.49 | 890.291 | 392.7191 | -497.5719 | 0 | 0 | 0 | 0 | 0
4666 | 837.0277 | 715.66 | 1167.8014 | 869.5087 | -298.2928 | 0 | 0 | 0 | 0 | 0
4667 | 1269.6825 | 566.89 | 908.1512 | 908.1512 | 0 | 0 | 0 | 395.456 | 0 | 0
4668 | 1312.5904 | 784.48 | 1236.6794 | 1236.6794 | 0 | 0 | 0 | 122.108 | 0 | 0
4669 | 1239.8562 | 763.38 | 1206.8699 | 1206.8699 | 0 | 0 | 0 | 78.069 | 0 | 0
4670 | 1427.338 | 837.46 | 1344.123 | 1344.123 | 0 | 0 | 0 | 133.425 | 0 | 0
4671 | 1379.6333 | 704.34 | 1151.4662 | 1151.4662 | 0 | 0 | 0 | 271.18 | 0 | 0
4672 | 1408.1145 | 443.87 | 732.214 | 732.214 | 0 | 0 | 0 | 703.252 | 0 | 0
4673 | 1482.0911 | 301.48 | 487.5308 | 487.5308 | 0 | 0 | 0 | 1012.772 | 0 | 0
4674 | 1357.8284 | 94.64 | 119.1873 | 119.1873 | 0 | 0 | 0 | 1217.068 | 0 | 27.0349
4675 | 1372.3889 | 0 | 0 | 0 | 0 | 0 | 0 | 1217.068 | 0 | 161.3472
4676 | 1344.7616 | 0 | 0 | 0 | 0 | 0 | 0 | 922.863 | 0 | 438.2707
4677 | 1383.4399 | 0 | 0 | 0 | 0 | 0 | 0 | 803.968 | 0 | 601.9583
4678 | 1246.6844 | 0 | 0 | 0 | 0 | 0 | 0 | 667.212 | 0 | 601.9583
4679 | 1187.2856 | 0 | 0 | 0 | 0 | 0 | 0 | 607.813 | 0 | 601.9583
4680 | 944.1649 | 0 | 0 | 0 | 0 | 0 | 0 | 944.165 | 0 | 0
4681 | 1060.1998 | 0 | 0 | 0 | 0 | 0 | 0 | 1060.2 | 0 | 0
4682 | 1112.0011 | 0 | 0 | 0 | 0 | 0 | 0 | 1112.001 | 0 | 0
4683 | 985.6059 | 0 | 0 | 0 | 0 | 0 | 0 | 985.606 | 0 | 0
4684 | 1117.5266 | 0 | 0 | 0 | 0 | 0 | 0 | 1117.527 | 0 | 0
4685 | 919.991 | 0 | 0 | 0 | 0 | 0 | 0 | 919.991 | 0 | 0
4686 | 716.2392 | 0 | 0 | 0 | 0 | 0 | 0 | 716.239 | 0 | 0
4687 | 888.9102 | 55.77 | 82.5081 | 82.5081 | 0 | 0 | 0 | 809.484 | 0 | 0
4688 | 709.9428 | 272.52 | 453.298 | 453.298 | 0 | 0 | 0 | 273.578 | 0 | 0
4689 | 511.2727 | 535.68 | 904.0811 | 531.1128 | -372.9683 | 0 | 0 | 0 | 0 | 0
4690 | 207.6748 | 721.43 | 1188.0301 | 215.7338 | -601.9583 | 0 | 370.338 | 0 | 0 | 0
4691 | 138.7688 | 849.15 | 1373.383 | 144.1549 | -601.9583 | 0 | 627.2698 | 0 | 0 | 0
4692 | 202.4179 | 917.34 | 1468.9291 | 210.2728 | -601.9583 | 0 | 656.6981 | 0 | 0 | 0
4693 | 689.9172 | 915.92 | 1467.4592 | 716.6901 | -528.2966 | 0 | 222.4725 | 0 | 0 | 0
4694 | 1105.1745 | 645.64 | 1039.025 | 1039.025 | 0 | 0 | 0 | 104.962 | 0 | 0
4695 | 1065.5889 | 502.08 | 818.9209 | 818.9209 | 0 | 0 | 0 | 277.259 | 0 | 0
4696 | 1205.8909 | 338.18 | 558.0563 | 558.0563 | 0 | 0 | 0 | 668.681 | 0 | 0
4697 | 1007.9081 | 137.76 | 222.5442 | 222.5442 | 0 | 0 | 0 | 793.677 | 0 | 0
4698 | 1302.5098 | 40.19 | 55.6467 | 55.6467 | 0 | 0 | 0 | 1217.068 | 0 | 33.1109
4699 | 973.1736 | 0 | 0 | 0 | 0 | 0 | 0 | 973.174 | 0 | 0
4700 | 879.9313 | 0 | 0 | 0 | 0 | 0 | 0 | 308.561 | 0 | 593.5419
4701 | 879.2406 | 0 | 0 | 0 | 0 | 0 | 0 | 299.768 | 0 | 601.9583
4702 | 925.5164 | 0 | 0 | 0 | 0 | 0 | 0 | 346.044 | 0 | 601.9583
4703 | 1076.0855 | 0 | 0 | 0 | 0 | 0 | 0 | 496.613 | 0 | 601.9583
4704 | 1077.4669 | 0 | 0 | 0 | 0 | 0 | 0 | 1077.467 | 0 | 0
4705 | 1165.8744 | 0 | 0 | 0 | 0 | 0 | 0 | 1165.874 | 0 | 0
4706 | 1019.4494 | 0 | 0 | 0 | 0 | 0 | 0 | 1019.449 | 0 | 0
4707 | 1090.5899 | 0 | 0 | 0 | 0 | 0 | 0 | 1090.59 | 0 | 0
4708 | 797.7399 | 0 | 0 | 0 | 0 | 0 | 0 | 797.74 | 0 | 0
4709 | 1000.1103 | 0 | 0 | 0 | 0 | 0 | 0 | 1000.11 | 0 | 0
4710 | 815.6977 | 0 | 0 | 0 | 0 | 0 | 0 | 815.698 | 0 | 0
4711 | 1003.5637 | 100.09 | 123.5222 | 0 | -123.5222 | 0 | 0 | 1003.564 | 0 | 0
4712 | 951.6977 | 306.25 | 508.176 | 0 | -508.176 | 0 | 0 | 951.698 | 0 | 0
4713 | 1121.6603 | 421.71 | 698.3043 | 96.346 | -601.9583 | 0 | 0 | 1028.913 | 0 | 0
4714 | 1083.6407 | 585.03 | 945.8089 | 343.8506 | -601.9583 | 0 | 0 | 752.635 | 0 | 0
4715 | 1503.6577 | 647.93 | 1028.5195 | 426.5613 | -601.9583 | 0 | 0 | 1093.031 | 0 | 0
4716 | 1480.6329 | 758.01 | 1182.2273 | 912.6596 | -269.5678 | 0 | 0 | 602.065 | 0 | 0
4717 | 1652.4707 | 710.88 | 1109.673 | 1109.673 | 0 | 0 | 0 | 584.249 | 0 | 0
4718 | 1615.0866 | 753.05 | 1174.5474 | 1174.5474 | 0 | 0 | 0 | 484.415 | 0 | 0
4719 | 1540.0611 | 707.97 | 1137.6065 | 1137.6065 | 0 | 0 | 0 | 444.95 | 0 | 0
4720 | 1743.6635 | 362.49 | 590.3777 | 590.3777 | 0 | 0 | 0 | 1175.34 | 0 | 0
4721 | 1217.598 | 139.71 | 223.9923 | 223.9923 | 0 | 0 | 0 | 1001.973 | 0 | 0
4722 | 1425.4723 | 26.45 | 32.632 | 32.632 | 0 | 0 | 0 | 1217.068 | 0 | 183.8591
4723 | 1408.9952 | 0 | 0 | 0 | 0 | 0 | 0 | 1217.068 | 0 | 199.3747
4724 | 1178.3067 | 0 | 0 | 0 | 0 | 0 | 0 | 1178.307 | 0 | 0
4725 | 1460.1058 | 0 | 0 | 0 | 0 | 0 | 0 | 1217.068 | 0 | 252.468
4726 | 1165.1837 | 0 | 0 | 0 | 0 | 0 | 0 | 837.745 | 0 | 340.1452
4727 | 1237.7056 | 0 | 0 | 0 | 0 | 0 | 0 | 658.233 | 0 | 601.9583
4728 | 1343.3802 | 0 | 0 | 0 | 0 | 0 | 0 | 1217.068 | 0 | 131.2135
4729 | 1258.4261 | 0 | 0 | 0 | 0 | 0 | 0 | 1217.068 | 0 | 42.9629
4730 | 1290.1975 | 0 | 0 | 0 | 0 | 0 | 0 | 1217.068 | 0 | 75.9668
4731 | 1518.8139 | 0 | 0 | 0 | 0 | 0 | 0 | 1217.068 | 0 | 313.4541
4732 | 1493.2586 | 0 | 0 | 0 | 0 | 0 | 0 | 1217.068 | 0 | 286.9075
4733 | 1221.1291 | 0 | 0 | 0 | 0 | 0 | 0 | 1217.068 | 0 | 4.2186
4734 | 1216.2944 | 0 | 0 | 0 | 0 | 0 | 0 | 1216.294 | 0 | 0
4735 | 1270.1677 | 82.09 | 122.1634 | 55.1595 | -67.0039 | 0 | 0 | 1217.068 | 0 | 0
4736 | 1420.868 | 245.85 | 409.4979 | 211.7084 | -197.7895 | 0 | 0 | 1217.068 | 0 | 0
4737 | 1032.7373 | 408.81 | 681.1235 | 79.1652 | -601.9583 | 0 | 0 | 956.53 | 0 | 0
4738 | 983.6487 | 547.94 | 897.6914 | 295.7332 | -601.9583 | 0 | 0 | 698.963 | 0 | 0
4739 | 1036.9712 | 625.51 | 1011.3502 | 409.3919 | -601.9583 | 0 | 0 | 642.873 | 0 | 0
4740 | 1264.5447 | 631.45 | 1014.9715 | 413.0132 | -601.9583 | 0 | 0 | 866.96 | 0 | 0
4741 | 1287.5099 | 738.42 | 1178.4045 | 1143.8913 | -34.5132 | 0 | 0 | 186.349 | 0 | 0
4742 | 1054.9635 | 680.13 | 1090.8665 | 1090.8665 | 0 | 0 | 0 | 4.847 | 0 | 0
4743 | 1243.8855 | 236.97 | 383.0364 | 383.0364 | 0 | 0 | 0 | 875.157 | 0 | 0
4744 | 986.9251 | 193.62 | 314.0774 | 314.0774 | 0 | 0 | 0 | 684.58 | 0 | 0
4745 | 1104.938 | 236.51 | 389.745 | 389.745 | 0 | 0 | 0 | 729.752 | 0 | 0
4746 | 1034.1178 | 5.87 | 0 | 0 | 0 | 0 | 0 | 1034.118 | 0 | 0
4747 | 840.5623 | 0 | 0 | 0 | 0 | 0 | 0 | 816.79 | 0 | 24.6945
4748 | 1201.79 | 0 | 0 | 0 | 0 | 0 | 0 | 622.318 | 0 | 601.9583
4749 | 714.1672 | 0 | 0 | 0 | 0 | 0 | 0 | 134.695 | 0 | 601.9583
4750 | 1128.5775 | 0 | 0 | 0 | 0 | 0 | 0 | 549.105 | 0 | 601.9583
4751 | 844.7064 | 0 | 0 | 0 | 0 | 0 | 0 | 265.234 | 0 | 601.9583
4752 | 1005.6358 | 0 | 0 | 0 | 0 | 0 | 0 | 1005.636 | 0 | 0
4753 | 1029.119 | 0 | 0 | 0 | 0 | 0 | 0 | 1029.119 | 0 | 0
4754 | 1085.7551 | 0 | 0 | 0 | 0 | 0 | 0 | 1085.755 | 0 | 0
4755 | 1188.667 | 0 | 0 | 0 | 0 | 0 | 0 | 1188.667 | 0 | 0
4756 | 1035.3352 | 0 | 0 | 0 | 0 | 0 | 0 | 1035.335 | 0 | 0
4757 | 943.4742 | 0 | 0 | 0 | 0 | 0 | 0 | 943.474 | 0 | 0
4758 | 1012.5426 | 0 | 0 | 0 | 0 | 0 | 0 | 1012.543 | 0 | 0
4759 | 1096.806 | 12.73 | 10.8046 | 0 | -10.8046 | 0 | 0 | 1096.806 | 0 | 0
4760 | 934.3477 | 34.3 | 46.5436 | 0 | -46.5436 | 0 | 0 | 934.348 | 0 | 0
4761 | 1094.2419 | 429.02 | 714.5096 | 112.5514 | -601.9583 | 0 | 0 | 985.895 | 0 | 0
4762 | 1260.8348 | 602.89 | 984.2997 | 382.3414 | -601.9583 | 0 | 0 | 892.776 | 0 | 0
4763 | 1083.1262 | 596.29 | 963.5174 | 361.5591 | -601.9583 | 0 | 0 | 735.074 | 0 | 0
4764 | 1249.8858 | 691.6 | 1107.5269 | 505.5686 | -601.9583 | 0 | 0 | 763.203 | 0 | 0
4765 | 1115.5132 | 729.3 | 1166.8032 | 924.8448 | -241.9584 | 0 | 0 | 225.216 | 0 | 0
4766 | 1150.3401 | 639.18 | 1033.2918 | 1033.2918 | 0 | 0 | 0 | 155.647 | 0 | 0
4767 | 1467.4236 | 534.82 | 877.6041 | 877.6041 | 0 | 0 | 0 | 622.602 | 0 | 0
4768 | 1501.2835 | 483.77 | 809.902 | 809.902 | 0 | 0 | 0 | 721.636 | 0 | 0
4769 | 1430.4064 | 271.4 | 453.6523 | 453.6523 | 0 | 0 | 0 | 993.701 | 0 | 0
4770 | 1592.421 | 88.93 | 129.4371 | 129.4371 | 0 | 0 | 0 | 1217.068 | 0 | 260.4813
4771 | 1372.3889 | 0 | 0 | 0 | 0 | 0 | 0 | 1217.068 | 0 | 161.3472
4772 | 1328.8758 | 0 | 0 | 0 | 0 | 0 | 0 | 1152.34 | 0 | 183.3864
4773 | 1486.3518 | 0 | 0 | 0 | 0 | 0 | 0 | 906.879 | 0 | 601.9583
4774 | 1364.1007 | 0 | 0 | 0 | 0 | 0 | 0 | 784.628 | 0 | 601.9583
4775 | 1410.3765 | 0 | 0 | 0 | 0 | 0 | 0 | 830.904 | 0 | 601.9583
4776 | 1210.7689 | 0 | 0 | 0 | 0 | 0 | 0 | 1210.769 | 0 | 0
4777 | 1007.0171 | 0 | 0 | 0 | 0 | 0 | 0 | 1007.017 | 0 | 0
4778 | 820.5325 | 0 | 0 | 0 | 0 | 0 | 0 | 820.532 | 0 | 0
4779 | 1060.8905 | 0 | 0 | 0 | 0 | 0 | 0 | 1060.89 | 0 | 0
4780 | 1237.7056 | 0 | 0 | 0 | 0 | 0 | 0 | 1217.068 | 0 | 21.4378
4781 | 960.7413 | 0 | 0 | 0 | 0 | 0 | 0 | 960.741 | 0 | 0
4782 | 1200.4086 | 0 | 0 | 0 | 0 | 0 | 0 | 1200.409 | 0 | 0
4783 | 1122.3613 | 99.82 | 119.7171 | 0 | -119.7171 | 0 | 0 | 1122.361 | 0 | 0
4784 | 1070.4651 | 317.85 | 523.7944 | 0 | -523.7944 | 0 | 0 | 1070.465 | 0 | 0
4785 | 1185.2757 | 538.67 | 920.6428 | 318.6845 | -601.9583 | 0 | 0 | 878.496 | 0 | 0
4786 | 1241.5501 | 520.03 | 858.3363 | 256.3781 | -601.9583 | 0 | 0 | 994.75 | 0 | 0
4787 | 1273.3423 | 652.21 | 1059.8935 | 457.9353 | -601.9583 | 0 | 0 | 832.514 | 0 | 0
4788 | 1429.0673 | 929.29 | 1504.2984 | 1246.5449 | -257.7534 | 0 | 0 | 229.087 | 0 | 0
4789 | 1265.5332 | 658.53 | 1062.4095 | 1062.4095 | 0 | 0 | 0 | 242.81 | 0 | 0
4790 | 1185.2801 | 679.89 | 1099.3151 | 1099.3151 | 0 | 0 | 0 | 127.03 | 0 | 0
4791 | 1296.2238 | 669.75 | 1087.3325 | 1087.3325 | 0 | 0 | 0 | 249.509 | 0 | 0
4792 | 1491.7106 | 386.56 | 641.223 | 641.223 | 0 | 0 | 0 | 874.441 | 0 | 0
4793 | 1623.4698 | 167.8 | 274.4751 | 274.4751 | 0 | 0 | 0 | 1217.068 | 0 | 147.6973
4794 | 1365.0331 | 9.79 | 5.969 | 5.969 | 0 | 0 | 0 | 1217.068 | 0 | 147.7367
4795 | 1483.589 | 0 | 0 | 0 | 0 | 0 | 0 | 1217.068 | 0 | 276.8633
4796 | 1207.3155 | 0 | 0 | 0 | 0 | 0 | 0 | 1207.315 | 0 | 0
4797 | 1394.4908 | 0 | 0 | 0 | 0 | 0 | 0 | 882.622 | 0 | 531.7319
4798 | 1198.3366 | 0 | 0 | 0 | 0 | 0 | 0 | 618.864 | 0 | 601.9583
4799 | 1087.8272 | 0 | 0 | 0 | 0 | 0 | 0 | 508.355 | 0 | 601.9583
4800 | 982.8432 | 0 | 0 | 0 | 0 | 0 | 0 | 982.843 | 0 | 0
4801 | 1308.846 | 0 | 0 | 0 | 0 | 0 | 0 | 1217.068 | 0 | 95.3394
4802 | 1232.1801 | 0 | 0 | 0 | 0 | 0 | 0 | 1217.068 | 0 | 15.6984
4803 | 1165.8744 | 0 | 0 | 0 | 0 | 0 | 0 | 1165.874 | 0 | 0
4804 | 1230.108 | 0 | 0 | 0 | 0 | 0 | 0 | 1217.068 | 0 | 13.546
4805 | 1178.9974 | 0 | 0 | 0 | 0 | 0 | 0 | 1178.997 | 0 | 0
4806 | 1110.6197 | 0 | 0 | 0 | 0 | 0 | 0 | 1110.62 | 0 | 0
4807 | 929.6605 | 39.21 | 54.7097 | 0 | -54.7097 | 0 | 0 | 929.661 | 0 | 0
4808 | 777.6212 | 312.3 | 512.7031 | 0 | -512.7031 | 0 | 0 | 777.621 | 0 | 0
4809 | 947.273 | 400.15 | 667.2181 | 65.2598 | -601.9583 | 0 | 0 | 884.451 | 0 | 0
4810 | 1179.9083 | 338.99 | 555.6691 | 111.9052 | -443.7639 | 0 | 0 | 1072.183 | 0 | 0
4811 | 1059.5877 | 594.8 | 963.9526 | 963.9526 | 0 | 0 | 0 | 131.644 | 0 | 0
4812 | 1194.5136 | 552.01 | 891.5012 | 891.5012 | 0 | 0 | 0 | 336.314 | 0 | 0
4813 | 1267.6269 | 696.77 | 1117.5326 | 1117.5326 | 0 | 0 | 0 | 191.839 | 0 | 0
4814 | 887.0799 | 662.28 | 1068.4055 | 921.5029 | -146.9026 | 0 | 0 | 0 | 0 | 0
4815 | 1241.5596 | 609.05 | 994.1798 | 994.1798 | 0 | 0 | 0 | 284.518 | 0 | 0
4816 | 536.721 | 390.93 | 648.6536 | 557.5483 | -91.1053 | 0 | 0 | 0 | 0 | 0
4817 | 511.4393 | 196.5 | 323.8276 | 323.8276 | 0 | 0 | 0 | 199.708 | 0 | 0
4818 | 220.4508 | 59.13 | 86.8669 | 86.8669 | 0 | 0 | 0 | 136.829 | 0 | 0
4819 | 219.6375 | 0 | 0 | 0 | 0 | 0 | 0 | 219.637 | 0 | 0
4820 | 234.8325 | 0 | 0 | 0 | 0 | 0 | 0 | 234.833 | 0 | 0
4821 | 155.4039 | 0 | 0 | 0 | 0 | 0 | 0 | 155.404 | 0 | 0
4822 | 212.04 | 0 | 0 | 0 | 0 | 0 | 0 | 212.04 | 0 | 0
4823 | 91.1703 | 0 | 0 | 0 | 0 | 0 | 0 | 91.17 | 0 | 0
4824 | 85.6448 | 0 | 0 | 0 | 0 | 0 | 0 | 85.645 | 0 | 0
4825 | 78.738 | 0 | 0 | 0 | 0 | 0 | 0 | 78.738 | 0 | 0
4826 | 84.9541 | 0 | 0 | 0 | 0 | 0 | 0 | 84.954 | 0 | 0
4827 | 77.3566 | 0 | 0 | 0 | 0 | 0 | 0 | 77.357 | 0 | 0
4828 | 82.1914 | 0 | 0 | 0 | 0 | 0 | 0 | 82.191 | 0 | 0
4829 | 78.738 | 0 | 0 | 0 | 0 | 0 | 0 | 78.738 | 0 | 0
4830 | 83.5728 | 0 | 0 | 0 | 0 | 0 | 0 | 83.573 | 0 | 0
4831 | 66.9963 | 71.86 | 107.7542 | 69.5958 | -38.1584 | 0 | 0 | 0 | 0 | 0
4832 | 81.1985 | 220.74 | 368.6843 | 84.3489 | -284.3354 | 0 | 0 | 0 | 0 | 0
4833 | 713.0577 | 338.95 | 565.6707 | 565.6707 | 0 | 0 | 0 | 168.517 | 0 | 0
4834 | 1109.9109 | 596.18 | 981.2976 | 981.2976 | 0 | 0 | 0 | 165.27 | 0 | 0
4835 | 1211.7488 | 745.4 | 1207.6032 | 1207.6032 | 0 | 0 | 0 | 49.256 | 0 | 0
4836 | 1105.1884 | 926.97 | 1505.627 | 1148.0756 | -357.5514 | 0 | 0 | 0 | 0 | 0
4837 | 969.134 | 733.96 | 1182.6937 | 1006.741 | -175.9527 | 0 | 0 | 0 | 0 | 0
4838 | 1192.262 | 524.59 | 853.0685 | 853.0685 | 0 | 0 | 0 | 371.06 | 0 | 0
4839 | 1204.9136 | 546.24 | 894.307 | 894.307 | 0 | 0 | 0 | 344.014 | 0 | 0
4840 | 1193.8661 | 432.42 | 717.3497 | 717.3497 | 0 | 0 | 0 | 503.313 | 0 | 0
4841 | 893.7415 | 163.68 | 267.4351 | 267.4351 | 0 | 0 | 0 | 636.296 | 0 | 0
4842 | 898.8077 | 25.47 | 31.293 | 31.293 | 0 | 0 | 0 | 868.684 | 0 | 0
4843 | 882.694 | 0 | 0 | 0 | 0 | 0 | 0 | 858.922 | 0 | 24.6945
4844 | 1020.8308 | 0 | 0 | 0 | 0 | 0 | 0 | 441.358 | 0 | 601.9583
4845 | 1455.9617 | 0 | 0 | 0 | 0 | 0 | 0 | 876.489 | 0 | 601.9583
4846 | 774.9473 | 0 | 0 | 0 | 0 | 0 | 0 | 195.475 | 0 | 601.9583
4847 | 1051.2209 | 0 | 0 | 0 | 0 | 0 | 0 | 471.749 | 0 | 601.9583
4848 | 1114.0731 | 0 | 0 | 0 | 0 | 0 | 0 | 1114.073 | 0 | 0
4849 | 966.9575 | 0 | 0 | 0 | 0 | 0 | 0 | 966.957 | 0 | 0
4850 | 895.1263 | 0 | 0 | 0 | 0 | 0 | 0 | 895.126 | 0 | 0
4851 | 941.4022 | 0 | 0 | 0 | 0 | 0 | 0 | 941.402 | 0 | 0
4852 | 939.3301 | 0 | 0 | 0 | 0 | 0 | 0 | 939.33 | 0 | 0
4853 | 1111.3104 | 0 | 0 | 0 | 0 | 0 | 0 | 1111.31 | 0 | 0
4854 | 1126.5055 | 0 | 0 | 0 | 0 | 0 | 0 | 1126.505 | 0 | 0
4855 | 1100.2595 | 97.79 | 123.4256 | 0 | -123.4256 | 0 | 0 | 1100.259 | 0 | 0
4856 | 882.8235 | 200.67 | 333.2371 | 0 | -333.2371 | 0 | 0 | 882.824 | 0 | 0
4857 | 886.201 | 348.05 | 579.9574 | 0 | -579.9574 | 0 | 0 | 886.201 | 0 | 0
4858 | 1103.5739 | 412.36 | 677.5126 | 75.5543 | -601.9583 | 0 | 0 | 1030.842 | 0 | 0
4859 | 1112.4017 | 584.12 | 949.6202 | 347.662 | -601.9583 | 0 | 0 | 777.727 | 0 | 0
4860 | 1166.9312 | 595.95 | 964.6528 | 678.2419 | -286.4109 | 0 | 0 | 514.025 | 0 | 0
4861 | 990.0065 | 750.35 | 1208.6161 | 1028.4229 | -180.1931 | 0 | 0 | 0 | 0 | 0
4862 | 1284.0444 | 367.96 | 599.7124 | 599.7124 | 0 | 0 | 0 | 706.735 | 0 | 0
4863 | 1002.3878 | 274.51 | 448.6307 | 448.6307 | 0 | 0 | 0 | 570.516 | 0 | 0
4864 | 1384.9171 | 204.9 | 335.7012 | 335.7012 | 0 | 0 | 0 | 1061.756 | 0 | 0
4865 | 1471.9052 | 79.26 | 122.6579 | 122.6579 | 0 | 0 | 0 | 1217.068 | 0 | 142.068
4866 | 1181.0885 | 58.08 | 85.3638 | 0 | -85.3638 | 0 | 0 | 1181.088 | 0 | 0
4867 | 1185.2136 | 0 | 0 | 0 | 0 | 0 | 0 | 1185.214 | 0 | 0
4868 | 1040.17 | 0 | 0 | 0 | 0 | 0 | 0 | 499.848 | 0 | 561.2891
4869 | 1251.5192 | 0 | 0 | 0 | 0 | 0 | 0 | 672.047 | 0 | 601.9583
4870 | 1156.8955 | 0 | 0 | 0 | 0 | 0 | 0 | 577.423 | 0 | 601.9583
4871 | 1042.9327 | 0 | 0 | 0 | 0 | 0 | 0 | 463.46 | 0 | 601.9583
4872 | 1049.8395 | 0 | 0 | 0 | 0 | 0 | 0 | 1049.84 | 0 | 0
4873 | 880.622 | 0 | 0 | 0 | 0 | 0 | 0 | 880.622 | 0 | 0
4874 | 931.0419 | 0 | 0 | 0 | 0 | 0 | 0 | 931.042 | 0 | 0
4875 | 782.5449 | 0 | 0 | 0 | 0 | 0 | 0 | 782.545 | 0 | 0
4876 | 743.1759 | 0 | 0 | 0 | 0 | 0 | 0 | 743.176 | 0 | 0
4877 | 860.5921 | 0 | 0 | 0 | 0 | 0 | 0 | 860.592 | 0 | 0
4878 | 848.8505 | 0 | 0 | 0 | 0 | 0 | 0 | 848.851 | 0 | 0
4879 | 506.2713 | 72.38 | 107.9453 | 107.9453 | 0 | 0 | 0 | 402.359 | 0 | 0
4880 | 90.0212 | 196.43 | 326.6096 | 93.5153 | -233.0943 | 0 | 0 | 0 | 0 | 0
4881 | 76.9871 | 441.29 | 741.1197 | 79.9745 | -601.9583 | 0 | 59.1869 | 0 | 0 | 0
4882 | 90.8526 | 572.73 | 946.1351 | 94.3785 | -601.9583 | 0 | 249.7983 | 0 | 0 | 0
4883 | 77.379 | 688.37 | 1122.2436 | 80.3817 | -601.9583 | 0 | 439.9037 | 0 | 0 | 0
4884 | 103.2926 | 750.7 | 1214.8635 | 107.3013 | -601.9583 | 0 | 505.6039 | 0 | 0 | 0
4885 | 71.5652 | 710.93 | 1150.9572 | 74.3421 | -66.2124 | 0 | 1010.4028 | 0 | 0 | 0
4886 | 75.749 | 649.69 | 1058.9617 | 78.6895 | 0 | 0 | 980.2723 | 0 | 0 | 0
4887 | 91.6762 | 600.16 | 989.6215 | 95.2335 | 0 | 0 | 894.388 | 0 | 0 | 0
4888 | 85.3392 | 398.12 | 665.2506 | 88.6506 | 0 | 0 | 576.6 | 0 | 0 | 0
4889 | 76.2014 | 267.55 | 446.0067 | 79.158 | 0 | 0 | 366.8487 | 0 | 0 | 0
4890 | 81.8383 | 88.51 | 128.6445 | 85.0137 | 0 | 0 | 43.6308 | 0 | 0 | 0
4891 | 78.0473 | 0 | 0 | 0 | 0 | 0 | 0 | 0 | 0 | 81.0756
4892 | 82.8821 | 0 | 0 | 0 | 0 | 0 | 0 | 0 | 0 | 86.0982
4893 | 75.2845 | 0 | 0 | 0 | 0 | 0 | 0 | 0 | 0 | 78.2064
4894 | 79.4286 | 0 | 0 | 0 | 0 | 0 | 0 | 0 | 0 | 82.5112
4895 | 75.9752 | 0 | 0 | 0 | 0 | 0 | 0 | 0 | 0 | 78.9232
4896 | 78.738 | 0 | 0 | 0 | 0 | 0 | 0 | 0 | 0 | 81.7934
4897 | 74.5939 | 0 | 0 | 0 | 0 | 0 | 0 | 0 | 0 | 77.4886
4898 | 80.81 | 0 | 0 | 0 | 0 | 0 | 0 | 0 | 0 | 83.9458
4899 | 74.5939 | 0 | 0 | 0 | 0 | 0 | 0 | 0 | 0 | 77.4886
4900 | 77.3566 | 0 | 0 | 0 | 0 | 0 | 0 | 0 | 0 | 80.3588
4901 | 71.8311 | 0 | 0 | 0 | 0 | 0 | 0 | 0 | 0 | 74.6184
4902 | 79.4286 | 0 | 0 | 0 | 0 | 0 | 0 | 0 | 0 | 82.5112
4903 | 66.3057 | 42.13 | 59.5038 | 59.5038 | 0 | 0 | 0 | 0 | 0 | 9.3742
4904 | 72.9207 | 129.94 | 210.734 | 75.7496 | -134.9844 | 0 | 0 | 0 | 0 | 0
4905 | 154.285 | 362.47 | 605.3614 | 160.272 | -445.0894 | 0 | 0 | 0 | 0 | 0
4906 | 105.3492 | 576.18 | 950.4804 | 109.437 | -504.32 | 0 | 336.7234 | 0 | 0 | 0
4907 | 130.5488 | 663.59 | 1082.7992 | 135.6149 | 0 | 0 | 947.1842 | 0 | 0 | 0
4908 | 202.7269 | 625.23 | 1017.6516 | 210.5938 | 0 | 0 | 807.0578 | 0 | 0 | 0
4909 | 354.6912 | 464.85 | 759.3164 | 368.4547 | 0 | 0 | 390.8617 | 0 | 0 | 0
4910 | 688.6006 | 549.88 | 902.0326 | 715.3209 | 0 | 0 | 186.7116 | 0 | 0 | 0
4911 | 987.823 | 458.34 | 758.5113 | 758.5113 | 0 | 0 | 0 | 257.646 | 0 | 0
4912 | 1032.5448 | 412.68 | 692.3748 | 692.3748 | 0 | 0 | 0 | 366.034 | 0 | 0
4913 | 1329.4033 | 191.54 | 317.8327 | 317.8327 | 0 | 0 | 0 | 1023.443 | 0 | 0
4914 | 1196.1437 | 18.61 | 20.1725 | 20.1725 | 0 | 0 | 0 | 1176.725 | 0 | 0
4915 | 1400.707 | 0 | 0 | 0 | 0 | 0 | 0 | 1217.068 | 0 | 190.764
4916 | 823.2952 | 0 | 0 | 0 | 0 | 0 | 0 | 823.295 | 0 | 0
4917 | 1177.6161 | 0 | 0 | 0 | 0 | 0 | 0 | 1033.188 | 0 | 150.0335
4918 | 1352.3591 | 0 | 0 | 0 | 0 | 0 | 0 | 772.887 | 0 | 601.9583
4919 | 1335.092 | 0 | 0 | 0 | 0 | 0 | 0 | 755.62 | 0 | 601.9583
4920 | 1360.6473 | 0 | 0 | 0 | 0 | 0 | 0 | 1217.068 | 0 | 149.1505
4921 | 1288.1255 | 0 | 0 | 0 | 0 | 0 | 0 | 1217.068 | 0 | 73.8143
4922 | 1518.8139 | 0 | 0 | 0 | 0 | 0 | 0 | 1217.068 | 0 | 313.4541
4923 | 1469.7754 | 0 | 0 | 0 | 0 | 0 | 0 | 1217.068 | 0 | 262.5132
4924 | 1038.0979 | 0 | 0 | 0 | 0 | 0 | 0 | 1038.098 | 0 | 0
4925 | 1302.6298 | 0 | 0 | 0 | 0 | 0 | 0 | 1217.068 | 0 | 88.8812
4926 | 1125.8148 | 0 | 0 | 0 | 0 | 0 | 0 | 1125.815 | 0 | 0
4927 | 1215.6037 | 6.85 | 1.5094 | 0 | -1.5094 | 0 | 0 | 1215.604 | 0 | 0
4928 | 1164.5561 | 17.63 | 18.8948 | 0 | -18.8948 | 0 | 0 | 1164.556 | 0 | 0
4929 | 1265.2017 | 138.91 | 223.9289 | 50.0008 | -173.9281 | 0 | 0 | 1217.068 | 0 | 0
4930 | 1521.9772 | 485.18 | 801.8607 | 316.7409 | -485.1197 | 0 | 0 | 1217.068 | 0 | 0
4931 | 1459.9884 | 750.17 | 1220.4387 | 618.4805 | -601.9583 | 0 | 0 | 864.612 | 0 | 0
4932 | 1450.6684 | 807.57 | 1304.1674 | 702.2092 | -601.9583 | 0 | 0 | 774.691 | 0 | 0
4933 | 1401.7369 | 755.13 | 1221.9897 | 620.0314 | -601.9583 | 0 | 0 | 804.867 | 0 | 0
4934 | 1375.3968 | 845.43 | 1389.1084 | 1167.2945 | -221.8139 | 0 | 0 | 251.706 | 0 | 0
4935 | 1381.8306 | 709.37 | 1181.7505 | 1181.7505 | 0 | 0 | 0 | 244.225 | 0 | 0
4936 | 1788.7211 | 435.37 | 727.422 | 727.422 | 0 | 0 | 0 | 1088.472 | 0 | 0
4937 | 1525.3581 | 303.27 | 497.7599 | 497.7599 | 0 | 0 | 0 | 1046.192 | 0 | 0
4938 | 1702.6602 | 95.1 | 124.5703 | 124.5703 | 0 | 0 | 0 | 1217.068 | 0 | 379.8649
4939 | 1469.7754 | 0 | 0 | 0 | 0 | 0 | 0 | 1217.068 | 0 | 262.5132
4940 | 1623.7979 | 0 | 0 | 0 | 0 | 0 | 0 | 1217.068 | 0 | 422.512
4941 | 1571.3059 | 0 | 0 | 0 | 0 | 0 | 0 | 1217.068 | 0 | 367.9831
4942 | 1333.0199 | 0 | 0 | 0 | 0 | 0 | 0 | 1217.068 | 0 | 120.4504
4943 | 1336.4734 | 0 | 0 | 0 | 0 | 0 | 0 | 1217.068 | 0 | 124.0385
4944 | 1509.1443 | 0 | 0 | 0 | 0 | 0 | 0 | 1217.068 | 0 | 303.4099
4945 | 1440.7666 | 0 | 0 | 0 | 0 | 0 | 0 | 1217.068 | 0 | 232.3785
4946 | 1415.902 | 0 | 0 | 0 | 0 | 0 | 0 | 1217.068 | 0 | 206.5497
4947 | 1212.8409 | 0 | 0 | 0 | 0 | 0 | 0 | 1212.841 | 0 | 0
4948 | 1147.9167 | 0 | 0 | 0 | 0 | 0 | 0 | 1147.917 | 0 | 0
4949 | 1229.4174 | 0 | 0 | 0 | 0 | 0 | 0 | 1217.068 | 0 | 12.8282
4950 | 988.3687 | 0 | 0 | 0 | 0 | 0 | 0 | 988.369 | 0 | 0
4951 | 1297.7951 | 98.75 | 119.6277 | 83.8596 | -35.7681 | 0 | 0 | 1217.068 | 0 | 0
4952 | 1047.8219 | 319.17 | 522.9811 | 0 | -522.9811 | 0 | 0 | 1047.822 | 0 | 0
4953 | 1384.7712 | 543.83 | 918.2026 | 316.2444 | -601.9583 | 0 | 0 | 1080.34 | 0 | 0
4954 | 1349.7673 | 733.06 | 1205.7801 | 603.8219 | -601.9583 | 0 | 0 | 768.501 | 0 | 0
4955 | 1301.2096 | 865.37 | 1397.1851 | 795.2268 | -601.9583 | 0 | 0 | 535.689 | 0 | 0
4956 | 1364.7042 | 933.3 | 1497.4869 | 1196.2034 | -301.2835 | 0 | 0 | 213.185 | 0 | 0
4957 | 1493.1455 | 932.37 | 1498.5174 | 1498.5174 | 0 | 0 | 0 | 50.606 | 0 | 0
4958 | 1284.4951 | 847.15 | 1375.5728 | 1334.3395 | -41.2333 | 0 | 0 | 0 | 0 | 0
4959 | 1168.1969 | 710.99 | 1174.5776 | 1174.5776 | 0 | 0 | 0 | 37.496 | 0 | 0
4960 | 1479.6564 | 523.31 | 881.591 | 881.591 | 0 | 0 | 0 | 630.997 | 0 | 0
4961 | 1510.8356 | 188.46 | 309.6843 | 309.6843 | 0 | 0 | 0 | 1212.72 | 0 | 0
4962 | 1394.1765 | 92.01 | 131.1761 | 131.1761 | 0 | 0 | 0 | 1217.068 | 0 | 52.8045
4963 | 1384.1314 | 0 | 0 | 0 | 0 | 0 | 0 | 1217.068 | 0 | 173.5458
4964 | 1029.119 | 0 | 0 | 0 | 0 | 0 | 0 | 790.028 | 0 | 248.3689
4965 | 1141.7005 | 0 | 0 | 0 | 0 | 0 | 0 | 562.228 | 0 | 601.9583
4966 | 1211.4596 | 0 | 0 | 0 | 0 | 0 | 0 | 631.987 | 0 | 601.9583
4967 | 1361.338 | 0 | 0 | 0 | 0 | 0 | 0 | 781.866 | 0 | 601.9583
4968 | 1071.2507 | 0 | 0 | 0 | 0 | 0 | 0 | 1071.251 | 0 | 0
4969 | 1274.3118 | 0 | 0 | 0 | 0 | 0 | 0 | 1217.068 | 0 | 59.4643
4970 | 875.7872 | 0 | 0 | 0 | 0 | 0 | 0 | 875.787 | 0 | 0
4971 | 1036.7165 | 0 | 0 | 0 | 0 | 0 | 0 | 1036.717 | 0 | 0
4972 | 911.7028 | 0 | 0 | 0 | 0 | 0 | 0 | 911.703 | 0 | 0
4973 | 1306.0833 | 0 | 0 | 0 | 0 | 0 | 0 | 1217.068 | 0 | 92.4692
4974 | 1031.1911 | 0 | 0 | 0 | 0 | 0 | 0 | 1031.191 | 0 | 0
4975 | 1167.9465 | 34.3 | 46.3712 | 0 | -46.3712 | 0 | 0 | 1167.946 | 0 | 0
4976 | 1102.0699 | 108 | 172.7241 | 0 | -172.7241 | 0 | 0 | 1102.07 | 0 | 0
4977 | 1017.1236 | 280.13 | 463.6341 | 0 | -463.6341 | 0 | 0 | 1017.124 | 0 | 0
4978 | 1192.6799 | 333.51 | 545.5969 | 0 | -545.5969 | 0 | 0 | 1192.68 | 0 | 0
4979 | 1048.5359 | 687.02 | 1106.8091 | 504.8508 | -601.9583 | 0 | 0 | 562.544 | 0 | 0
4980 | 1037.4685 | 750.19 | 1199.8226 | 611.99 | -587.8326 | 0 | 0 | 448.34 | 0 | 0
4981 | 1077.8269 | 717.87 | 1150.4212 | 1119.6518 | -30.7694 | 0 | 0 | 0 | 0 | 0
4982 | 1076.3005 | 715.23 | 1152.2807 | 1118.0666 | -34.2141 | 0 | 0 | 0 | 0 | 0
4983 | 852.6441 | 276.8 | 450.5691 | 450.5691 | 0 | 0 | 0 | 418.906 | 0 | 0
4984 | 422.9472 | 303.69 | 501.2441 | 439.3594 | -61.8847 | 0 | 0 | 0 | 0 | 0
4985 | 167.4831 | 91.7 | 143.5109 | 143.5109 | 0 | 0 | 0 | 29.333 | 0 | 0
4986 | 147.3263 | 71.04 | 104.7811 | 104.7811 | 0 | 0 | 0 | 46.46 | 0 | 0
4987 | 102.2212 | 0 | 0 | 0 | 0 | 0 | 0 | 102.221 | 0 | 0
4988 | 109.8187 | 0 | 0 | 0 | 0 | 0 | 0 | 109.819 | 0 | 0
4989 | 87.0262 | 0 | 0 | 0 | 0 | 0 | 0 | 87.026 | 0 | 0
4990 | 81.5007 | 0 | 0 | 0 | 0 | 0 | 0 | 81.501 | 0 | 0
4991 | 81.5007 | 0 | 0 | 0 | 0 | 0 | 0 | 81.501 | 0 | 0
4992 | 85.6448 | 0 | 0 | 0 | 0 | 0 | 0 | 85.645 | 0 | 0
4993 | 80.1193 | 0 | 0 | 0 | 0 | 0 | 0 | 80.119 | 0 | 0
4994 | 78.738 | 0 | 0 | 0 | 0 | 0 | 0 | 78.738 | 0 | 0
4995 | 73.9032 | 0 | 0 | 0 | 0 | 0 | 0 | 73.903 | 0 | 0
4996 | 80.81 | 0 | 0 | 0 | 0 | 0 | 0 | 80.81 | 0 | 0
4997 | 77.3566 | 0 | 0 | 0 | 0 | 0 | 0 | 77.357 | 0 | 0
4998 | 80.81 | 0 | 0 | 0 | 0 | 0 | 0 | 80.81 | 0 | 0
4999 | 70.4498 | 37.24 | 51.5154 | 51.5154 | 0 | 0 | 0 | 20.859 | 0 | 0
5000 | 82.0705 | 116.12 | 187.2425 | 85.2547 | -101.9878 | 0 | 0 | 0 | 0 | 0
5001 | 531.2024 | 368.2 | 611.9827 | 551.8152 | -60.1676 | 0 | 0 | 0 | 0 | 0
5002 | 1284.5469 | 509.29 | 835.2354 | 835.2354 | 0 | 0 | 0 | 480.511 | 0 | 0
5003 | 1356.1138 | 367.36 | 598.8169 | 598.8169 | 0 | 0 | 0 | 779.666 | 0 | 0
5004 | 1186.715 | 624.2 | 1009.0191 | 1009.0191 | 0 | 0 | 0 | 215.388 | 0 | 0
5005 | 1505.9819 | 459.35 | 745.9647 | 745.9647 | 0 | 0 | 0 | 787.883 | 0 | 0
5006 | 1112.084 | 119.23 | 185.1659 | 185.1659 | 0 | 0 | 0 | 933.835 | 0 | 0
5007 | 1330.2779 | 79.42 | 119.3711 | 119.3711 | 0 | 0 | 0 | 1215.366 | 0 | 0
5008 | 1190.5629 | 225.5 | 370.2207 | 370.2207 | 0 | 0 | 0 | 834.172 | 0 | 0
5009 | 1041.9355 | 87.83 | 137.222 | 137.222 | 0 | 0 | 0 | 909.839 | 0 | 0
5010 | 1168.6743 | 48.75 | 70.1235 | 70.1235 | 0 | 0 | 0 | 1101.171 | 0 | 0
5011 | 1443.5337 | 0 | 0 | 0 | 0 | 0 | 0 | 1217.068 | 0 | 235.2529
5012 | 1038.0979 | 0 | 0 | 0 | 0 | 0 | 0 | 661.319 | 0 | 391.3998
5013 | 1286.7441 | 0 | 0 | 0 | 0 | 0 | 0 | 707.272 | 0 | 601.9583
5014 | 712.7858 | 0 | 0 | 0 | 0 | 0 | 0 | 133.313 | 0 | 601.9583
5015 | 1145.8446 | 0 | 0 | 0 | 0 | 0 | 0 | 566.372 | 0 | 601.9583
5016 | 1181.7602 | 0 | 0 | 0 | 0 | 0 | 0 | 1181.76 | 0 | 0
5017 | 911.7028 | 0 | 0 | 0 | 0 | 0 | 0 | 911.703 | 0 | 0
5018 | 1009.0892 | 0 | 0 | 0 | 0 | 0 | 0 | 1009.089 | 0 | 0
5019 | 973.8643 | 0 | 0 | 0 | 0 | 0 | 0 | 973.864 | 0 | 0
5020 | 848.1598 | 0 | 0 | 0 | 0 | 0 | 0 | 848.16 | 0 | 0
5021 | 780.4728 | 0 | 0 | 0 | 0 | 0 | 0 | 780.473 | 0 | 0
5022 | 770.8032 | 0 | 0 | 0 | 0 | 0 | 0 | 770.803 | 0 | 0
5023 | 969.0295 | 46.87 | 67.8101 | 0 | -67.8101 | 0 | 0 | 969.03 | 0 | 0
5024 | 708.5433 | 158.44 | 261.8775 | 0 | -261.8775 | 0 | 0 | 708.543 | 0 | 0
5025 | 1101.8299 | 441.37 | 744.2163 | 142.2581 | -601.9583 | 0 | 0 | 964.886 | 0 | 0
5026 | 952.1242 | 573.48 | 952.7034 | 350.7452 | -601.9583 | 0 | 0 | 614.482 | 0 | 0
5027 | 1203.6531 | 717.55 | 1177.4925 | 575.5342 | -601.9583 | 0 | 0 | 649.619 | 0 | 0
5028 | 1159.54 | 742.37 | 1212.0576 | 736.738 | -475.3197 | 0 | 0 | 450.323 | 0 | 0
5029 | 964.4063 | 671.6 | 1098.0873 | 1001.8295 | -96.2577 | 0 | 0 | 0 | 0 | 0
5030 | 1140.2509 | 243.02 | 395.5332 | 395.5332 | 0 | 0 | 0 | 759.493 | 0 | 0
5031 | 833.8618 | 511.18 | 847.0144 | 847.0144 | 0 | 0 | 0 | 18.488 | 0 | 0
5032 | 1036.9885 | 541.06 | 923.7654 | 923.7654 | 0 | 0 | 0 | 147.731 | 0 | 0
5033 | 1019.831 | 233.16 | 388.9929 | 388.9929 | 0 | 0 | 0 | 645.369 | 0 | 0
5034 | 933.7278 | 86.59 | 125.9707 | 125.9707 | 0 | 0 | 0 | 812.463 | 0 | 0
5035 | 870.2617 | 0 | 0 | 0 | 0 | 0 | 0 | 846.49 | 0 | 24.6945
5036 | 1061.5812 | 0 | 0 | 0 | 0 | 0 | 0 | 482.109 | 0 | 601.9583
5037 | 730.0529 | 0 | 0 | 0 | 0 | 0 | 0 | 150.581 | 0 | 601.9583
5038 | 1020.8308 | 0 | 0 | 0 | 0 | 0 | 0 | 441.358 | 0 | 601.9583
5039 | 954.5252 | 0 | 0 | 0 | 0 | 0 | 0 | 375.053 | 0 | 601.9583
5040 | 756.9896 | 0 | 0 | 0 | 0 | 0 | 0 | 756.99 | 0 | 0
5041 | 995.2755 | 0 | 0 | 0 | 0 | 0 | 0 | 995.276 | 0 | 0
5042 | 975.9364 | 0 | 0 | 0 | 0 | 0 | 0 | 975.936 | 0 | 0
5043 | 974.555 | 0 | 0 | 0 | 0 | 0 | 0 | 974.555 | 0 | 0
5044 | 919.3003 | 0 | 0 | 0 | 0 | 0 | 0 | 919.3 | 0 | 0
5045 | 1018.0681 | 0 | 0 | 0 | 0 | 0 | 0 | 1018.068 | 0 | 0
5046 | 664.4379 | 0 | 0 | 0 | 0 | 0 | 0 | 664.438 | 0 | 0
5047 | 891.6729 | 58.4 | 86.6893 | 0 | -86.6893 | 0 | 0 | 891.673 | 0 | 0
5048 | 882.8417 | 195.94 | 326.4579 | 0 | -326.4579 | 0 | 0 | 882.842 | 0 | 0
5049 | 1164.6709 | 546.64 | 935.5746 | 333.6163 | -601.9583 | 0 | 0 | 843.517 | 0 | 0
5050 | 1275.9643 | 738.34 | 1236.8082 | 634.8499 | -601.9583 | 0 | 0 | 664.83 | 0 | 0
5051 | 1281.6469 | 446.69 | 730.7482 | 128.79 | -601.9583 | 0 | 0 | 1157.668 | 0 | 0
5052 | 1165.2105 | 941.41 | 1535.1966 | 1047.0788 | -488.1177 | 0 | 0 | 157.245 | 0 | 0
5053 | 1262.2861 | 490.79 | 798.2934 | 798.2934 | 0 | 0 | 0 | 493.813 | 0 | 0
5054 | 1118.1698 | 580.28 | 945.0516 | 945.0516 | 0 | 0 | 0 | 208.421 | 0 | 0
5055 | 1150.1519 | 593.1 | 973.8493 | 973.8493 | 0 | 0 | 0 | 212.681 | 0 | 0
5056 | 1238.5577 | 374.02 | 622.7832 | 622.7832 | 0 | 0 | 0 | 639.038 | 0 | 0
5057 | 954.5088 | 129.05 | 208.7104 | 208.7104 | 0 | 0 | 0 | 753.595 | 0 | 0
5058 | 1051.3962 | 42.1 | 59.0207 | 59.0207 | 0 | 0 | 0 | 994.58 | 0 | 0
5059 | 866.1271 | 0 | 0 | 0 | 0 | 0 | 0 | 842.355 | 0 | 24.6945
5060 | 1031.8818 | 0 | 0 | 0 | 0 | 0 | 0 | 452.409 | 0 | 601.9583
5061 | 910.3214 | 0 | 0 | 0 | 0 | 0 | 0 | 330.849 | 0 | 601.9583
5062 | 1085.7551 | 0 | 0 | 0 | 0 | 0 | 0 | 506.283 | 0 | 601.9583
5063 | 1110.6197 | 0 | 0 | 0 | 0 | 0 | 0 | 531.147 | 0 | 601.9583
5064 | 991.1314 | 0 | 0 | 0 | 0 | 0 | 0 | 991.131 | 0 | 0
5065 | 1030.5004 | 0 | 0 | 0 | 0 | 0 | 0 | 1030.5 | 0 | 0
5066 | 809.4815 | 0 | 0 | 0 | 0 | 0 | 0 | 809.482 | 0 | 0
5067 | 1055.365 | 0 | 0 | 0 | 0 | 0 | 0 | 1055.365 | 0 | 0
5068 | 926.8978 | 0 | 0 | 0 | 0 | 0 | 0 | 926.898 | 0 | 0
5069 | 813.6256 | 0 | 0 | 0 | 0 | 0 | 0 | 813.626 | 0 | 0
5070 | 907.5587 | 0 | 0 | 0 | 0 | 0 | 0 | 907.559 | 0 | 0
5071 | 821.2232 | 80 | 118.2575 | 0 | -118.2575 | 0 | 0 | 821.223 | 0 | 0
5072 | 962.443 | 257.14 | 430.329 | 0 | -430.329 | 0 | 0 | 962.443 | 0 | 0
5073 | 1008.2725 | 538.38 | 917.6167 | 315.6585 | -601.9583 | 0 | 0 | 704.406 | 0 | 0
5074 | 1436.7719 | 730.72 | 1220.6288 | 618.6706 | -601.9583 | 0 | 0 | 841.212 | 0 | 0
5075 | 1155.7145 | 864.71 | 1421.9481 | 819.9899 | -601.9583 | 0 | 0 | 366.356 | 0 | 0
5076 | 1137.1705 | 75.73 | 111.3827 | 0 | -111.3827 | 0 | 0 | 1137.17 | 0 | 0
5077 | 1170.2102 | 365.14 | 593.6686 | 441.3996 | -152.269 | 0 | 0 | 745.299 | 0 | 0
5078 | 1059.333 | 729.51 | 1189.4678 | 1100.4402 | -89.0276 | 0 | 0 | 0 | 0 | 0
5079 | 1086.2248 | 553.92 | 914.2583 | 914.2583 | 0 | 0 | 0 | 206.119 | 0 | 0
5080 | 1050.3472 | 67.64 | 101.0435 | 101.0435 | 0 | 0 | 0 | 953.078 | 0 | 0
5081 | 1100.0177 | 115.16 | 184.8532 | 184.8532 | 0 | 0 | 0 | 922.07 | 0 | 0
5082 | 961.4501 | 67.58 | 99.8572 | 99.8572 | 0 | 0 | 0 | 865.323 | 0 | 0
5083 | 1004.2544 | 0 | 0 | 0 | 0 | 0 | 0 | 980.483 | 0 | 24.6945
5084 | 918.6096 | 0 | 0 | 0 | 0 | 0 | 0 | 339.137 | 0 | 601.9583
5085 | 1251.5192 | 0 | 0 | 0 | 0 | 0 | 0 | 672.047 | 0 | 601.9583
5086 | 1076.0855 | 0 | 0 | 0 | 0 | 0 | 0 | 496.613 | 0 | 601.9583
5087 | 1287.4348 | 0 | 0 | 0 | 0 | 0 | 0 | 707.962 | 0 | 601.9583
5088 | 1154.1328 | 0 | 0 | 0 | 0 | 0 | 0 | 1154.133 | 0 | 0
5089 | 1704.5439 | 0 | 0 | 0 | 0 | 0 | 0 | 1704.544 | 0 | 0
5090 | 1118.0342 | 0 | 0 | 0 | 0 | 0 | 0 | 1118.034 | 0 | 0
5091 | 1386.5855 | 0 | 0 | 0 | 0 | 0 | 0 | 1386.586 | 0 | 0
5092 | 1257.4896 | 0 | 0 | 0 | 0 | 0 | 0 | 1257.49 | 0 | 0
5093 | 1113.2529 | 0 | 0 | 0 | 0 | 0 | 0 | 1113.253 | 0 | 0
5094 | 1508.5094 | 0 | 0 | 0 | 0 | 0 | 0 | 1508.509 | 0 | 0
5095 | 1345.1473 | 41.16 | 57.9809 | 0 | -57.9809 | 0 | 0 | 1345.147 | 0 | 0
5096 | 1347.8468 | 208.34 | 348.6675 | 0 | -348.6675 | 0 | 0 | 1347.847 | 0 | 0
5097 | 1439.8057 | 394.94 | 664.4787 | 62.5205 | -601.9583 | 0 | 0 | 1379.621 | 0 | 0
5098 | 1331.5524 | 512.84 | 849.868 | 247.9097 | -601.9583 | 0 | 0 | 1092.904 | 0 | 0
5099 | 1361.5313 | 571.36 | 935.6338 | 333.6755 | -601.9583 | 0 | 0 | 1040.321 | 0 | 0
5100 | 1417.9132 | 757.82 | 1226.0451 | 731.4287 | -494.6165 | 0 | 0 | 713.808 | 0 | 0
5101 | 1620.5808 | 790.48 | 1276.2838 | 1276.2838 | 0 | 0 | 0 | 391.972 | 0 | 0
5102 | 1546.263 | 706.79 | 1148.9638 | 1148.9638 | 0 | 0 | 0 | 440.219 | 0 | 0
5103 | 1367.5967 | 563.35 | 927.3316 | 927.3316 | 0 | 0 | 0 | 474.905 | 0 | 0
5104 | 1582.1499 | 343.02 | 570.6736 | 570.6736 | 0 | 0 | 0 | 1032.794 | 0 | 0
5105 | 1603.4885 | 133.9 | 217.3605 | 217.3605 | 0 | 0 | 0 | 1394.248 | 0 | 0
5106 | 1628.2678 | 62.77 | 92.4328 | 92.4328 | 0 | 0 | 0 | 1539.287 | 0 | 0
5107 | 1753.1561 | 0 | 0 | 0 | 0 | 0 | 0 | 1729.384 | 0 | 24.6945
5108 | 1494.1654 | 0 | 0 | 0 | 0 | 0 | 0 | 914.693 | 0 | 601.9583
5109 | 1494.1654 | 0 | 0 | 0 | 0 | 0 | 0 | 914.693 | 0 | 601.9583
5110 | 1460.6961 | 0 | 0 | 0 | 0 | 0 | 0 | 881.224 | 0 | 601.9583
5111 | 1675.8559 | 0 | 0 | 0 | 0 | 0 | 0 | 1096.384 | 0 | 601.9583
5112 | 1392.1637 | 0 | 0 | 0 | 0 | 0 | 0 | 1392.164 | 0 | 0
5113 | 1467.0712 | 0 | 0 | 0 | 0 | 0 | 0 | 1467.071 | 0 | 0
5114 | 1345.1473 | 0 | 0 | 0 | 0 | 0 | 0 | 1345.147 | 0 | 0
5115 | 1282.1932 | 0 | 0 | 0 | 0 | 0 | 0 | 1282.193 | 0 | 0
5116 | 1174.6132 | 0 | 0 | 0 | 0 | 0 | 0 | 1174.613 | 0 | 0
5117 | 1106.8777 | 0 | 0 | 0 | 0 | 0 | 0 | 1106.878 | 0 | 0
5118 | 1184.9728 | 0 | 0 | 0 | 0 | 0 | 0 | 1184.973 | 0 | 0
5119 | 1051.8925 | 74.92 | 111.389 | 0 | -111.389 | 0 | 0 | 1051.892 | 0 | 0
5120 | 1003.1398 | 237.13 | 397.7168 | 0 | -397.7168 | 0 | 0 | 1003.14 | 0 | 0
5121 | 1520.4757 | 270.6 | 451.0158 | 0 | -451.0158 | 0 | 0 | 1520.476 | 0 | 0
5122 | 1744.6384 | 451.91 | 749.9381 | 147.9798 | -601.9583 | 0 | 0 | 1602.187 | 0 | 0
5123 | 1595.175 | 645.35 | 1059.209 | 457.2507 | -601.9583 | 0 | 0 | 1155.006 | 0 | 0
5124 | 1462.4025 | 703.61 | 1148.3249 | 605.2222 | -543.1027 | 0 | 0 | 879.789 | 0 | 0
5125 | 1607.6891 | 727.57 | 1185.7478 | 1185.7478 | 0 | 0 | 0 | 466.235 | 0 | 0
5126 | 1637.0923 | 609.12 | 999.781 | 999.781 | 0 | 0 | 0 | 674.658 | 0 | 0
5127 | 1664.4276 | 404.93 | 670.9027 | 670.9027 | 0 | 0 | 0 | 1018.586 | 0 | 0
5128 | 1619.2759 | 157.28 | 256.0467 | 256.0467 | 0 | 0 | 0 | 1372.794 | 0 | 0
5129 | 1609.6674 | 164.04 | 271.0481 | 271.0481 | 0 | 0 | 0 | 1348.744 | 0 | 0
5130 | 1842.5401 | 65.25 | 96.5403 | 96.5403 | 0 | 0 | 0 | 1749.606 | 0 | 0
5131 | 1522.0625 | 0 | 0 | 0 | 0 | 0 | 0 | 1498.291 | 0 | 24.6945
5132 | 1333.194 | 0 | 0 | 0 | 0 | 0 | 0 | 753.722 | 0 | 601.9583
5133 | 1353.1162 | 0 | 0 | 0 | 0 | 0 | 0 | 773.644 | 0 | 601.9583
5134 | 1412.8828 | 0 | 0 | 0 | 0 | 0 | 0 | 833.41 | 0 | 601.9583
5135 | 1341.9598 | 0 | 0 | 0 | 0 | 0 | 0 | 762.487 | 0 | 601.9583
5136 | 1469.4619 | 0 | 0 | 0 | 0 | 0 | 0 | 1469.462 | 0 | 0
5137 | 1242.3487 | 0 | 0 | 0 | 0 | 0 | 0 | 1242.349 | 0 | 0
5138 | 1430.4144 | 0 | 0 | 0 | 0 | 0 | 0 | 1430.414 | 0 | 0
5139 | 1263.8647 | 0 | 0 | 0 | 0 | 0 | 0 | 1263.865 | 0 | 0
5140 | 1263.8647 | 0 | 0 | 0 | 0 | 0 | 0 | 1263.865 | 0 | 0
5141 | 1340.366 | 0 | 0 | 0 | 0 | 0 | 0 | 1340.366 | 0 | 0
5142 | 1114.0497 | 0 | 0 | 0 | 0 | 0 | 0 | 1114.05 | 0 | 0
5143 | 1307.6936 | 47.82 | 69.2717 | 0 | -69.2717 | 0 | 0 | 1307.694 | 0 | 0
5144 | 1075.8529 | 154.39 | 254.1093 | 0 | -254.1093 | 0 | 0 | 1075.853 | 0 | 0
5145 | 1014.0104 | 334.3 | 558.155 | 0 | -558.155 | 0 | 0 | 1014.01 | 0 | 0
5146 | 1160.599 | 502.89 | 829.8772 | 227.919 | -601.9583 | 0 | 0 | 941.194 | 0 | 0
5147 | 1335.6922 | 593.48 | 967.4212 | 365.4629 | -601.9583 | 0 | 0 | 983.882 | 0 | 0
5148 | 1416.1869 | 727.01 | 1173.3549 | 930.5686 | -242.7863 | 0 | 0 | 520.38 | 0 | 0
5149 | 1072.5339 | 668.25 | 1081.2295 | 1081.2295 | 0 | 0 | 0 | 31.694 | 0 | 0
5150 | 1228.6313 | 130.93 | 205.4652 | 205.4652 | 0 | 0 | 0 | 1030.841 | 0 | 0
5151 | 962.4338 | 52.03 | 73.911 | 73.911 | 0 | 0 | 0 | 891.284 | 0 | 0
5152 | 1200.7083 | 76.88 | 117.4016 | 117.4016 | 0 | 0 | 0 | 1087.692 | 0 | 0
5153 | 1232.7184 | 138.16 | 225.2814 | 225.2814 | 0 | 0 | 0 | 1015.853 | 0 | 0
5154 | 856.2803 | 45.89 | 65.454 | 65.454 | 0 | 0 | 0 | 793.272 | 0 | 0
5155 | 1170.6288 | 0 | 0 | 0 | 0 | 0 | 0 | 1170.629 | 0 | 0
5156 | 1184.9728 | 0 | 0 | 0 | 0 | 0 | 0 | 1184.973 | 0 | 0
5157 | 1341.1629 | 0 | 0 | 0 | 0 | 0 | 0 | 1341.163 | 0 | 0
5158 | 1157.0817 | 0 | 0 | 0 | 0 | 0 | 0 | 1157.082 | 0 | 0
5159 | 1082.1742 | 0 | 0 | 0 | 0 | 0 | 0 | 1082.174 | 0 | 0
5160 | 136.2679 | 0 | 0 | 0 | 0 | 0 | 0 | 136.268 | 0 | 0
5161 | 105.9861 | 0 | 0 | 0 | 0 | 0 | 0 | 105.986 | 0 | 0
5162 | 87.6577 | 0 | 0 | 0 | 0 | 0 | 0 | 87.658 | 0 | 0
5163 | 91.6421 | 0 | 0 | 0 | 0 | 0 | 0 | 91.642 | 0 | 0
5164 | 87.6577 | 0 | 0 | 0 | 0 | 0 | 0 | 87.658 | 0 | 0
5165 | 91.6421 | 0 | 0 | 0 | 0 | 0 | 0 | 91.642 | 0 | 0
5166 | 84.4702 | 0 | 0 | 0 | 0 | 0 | 0 | 84.47 | 0 | 0
5167 | 82.0795 | 80.53 | 118.5962 | 85.2641 | -33.3321 | 0 | 0 | 0 | 0 | 0
5168 | 81.0455 | 257.82 | 429.7598 | 84.1899 | -345.5698 | 0 | 0 | 0 | 0 | 0
5169 | 801.8299 | 342.58 | 568.0143 | 568.0143 | 0 | 0 | 0 | 255.034 | 0 | 0
5170 | 967.4233 | 509.29 | 829.4721 | 829.4721 | 0 | 0 | 0 | 168.936 | 0 | 0
5171 | 1373.2187 | 573.92 | 922.8752 | 922.8752 | 0 | 0 | 0 | 484.818 | 0 | 0
5172 | 1296.8011 | 713.9 | 1131.649 | 1131.649 | 0 | 0 | 0 | 207.425 | 0 | 0
5173 | 1405.7098 | 651.13 | 1033.6668 | 1033.6668 | 0 | 0 | 0 | 410.656 | 0 | 0
5174 | 1424.881 | 509.1 | 815.3277 | 815.3277 | 0 | 0 | 0 | 640.01 | 0 | 0
5175 | 1143.2188 | 726.93 | 1176.9585 | 1176.9585 | 0 | 0 | 0 | 10.226 | 0 | 0
5176 | 1188.5309 | 533.35 | 884.8892 | 884.8892 | 0 | 0 | 0 | 336.697 | 0 | 0
5177 | 1249.3245 | 308.69 | 498.218 | 498.218 | 0 | 0 | 0 | 769.718 | 0 | 0
5178 | 1404.2924 | 5.87 | 0 | 0 | 0 | 0 | 0 | 1404.292 | 0 | 0
5179 | 1160.2693 | 0 | 0 | 0 | 0 | 0 | 0 | 1160.269 | 0 | 0
5180 | 1162.6599 | 0 | 0 | 0 | 0 | 0 | 0 | 1068.552 | 0 | 97.7598
5181 | 1369.8509 | 0 | 0 | 0 | 0 | 0 | 0 | 790.379 | 0 | 601.9583
5182 | 1357.1007 | 0 | 0 | 0 | 0 | 0 | 0 | 777.628 | 0 | 601.9583
5183 | 1209.6763 | 0 | 0 | 0 | 0 | 0 | 0 | 630.204 | 0 | 601.9583
5184 | 945.9063 | 0 | 0 | 0 | 0 | 0 | 0 | 945.906 | 0 | 0
5185 | 1825.6709 | 0 | 0 | 0 | 0 | 0 | 0 | 1825.671 | 0 | 0
5186 | 1777.8576 | 0 | 0 | 0 | 0 | 0 | 0 | 1777.858 | 0 | 0
5187 | 1880.6562 | 0 | 0 | 0 | 0 | 0 | 0 | 1880.656 | 0 | 0
5188 | 2020.9085 | 0 | 0 | 0 | 0 | 0 | 0 | 1927.167 | 0 | 97.3796
5189 | 2148.4107 | 0 | 0 | 0 | 0 | 0 | 0 | 1927.167 | 0 | 229.8293
5190 | 2121.3165 | 0 | 0 | 0 | 0 | 0 | 0 | 1927.167 | 0 | 201.6839
5191 | 1969.1108 | 80.87 | 119.2112 | 43.5716 | -75.6395 | 0 | 0 | 1927.167 | 0 | 0
5192 | 1123.1632 | 260.07 | 433.5514 | 0 | -433.5514 | 0 | 0 | 1123.163 | 0 | 0
5193 | 1632.0301 | 373.01 | 618.3288 | 16.3705 | -601.9583 | 0 | 0 | 1616.272 | 0 | 0
5194 | 1933.3126 | 525.17 | 854.7171 | 252.7589 | -601.9583 | 0 | 0 | 1689.996 | 0 | 0
5195 | 2180.0402 | 667.52 | 1067.8892 | 465.9309 | -601.9583 | 0 | 0 | 1731.515 | 0 | 0
5196 | 2017.7698 | 804.21 | 1266.5159 | 874.4419 | -392.074 | 0 | 0 | 1175.992 | 0 | 0
5197 | 1936.1236 | 781.9 | 1231.6983 | 1231.6983 | 0 | 0 | 0 | 750.435 | 0 | 0
5198 | 2326.1845 | 742.66 | 1176.3674 | 1176.3674 | 0 | 0 | 0 | 1193.76 | 0 | 0
5199 | 2160.3092 | 540.14 | 870.7864 | 870.7864 | 0 | 0 | 0 | 1322.051 | 0 | 0
5200 | 1965.9362 | 64.92 | 95.8339 | 95.8339 | 0 | 0 | 0 | 1873.683 | 0 | 0
5201 | 2270.9292 | 88.89 | 138.2244 | 138.2244 | 0 | 0 | 0 | 1927.167 | 0 | 218.8782
5202 | 1602.9128 | 27.43 | 34.2899 | 0 | -34.2899 | 0 | 0 | 1602.913 | 0 | 0
5203 | 2148.4226 | 0 | 0 | 0 | 0 | 0 | 0 | 1927.167 | 0 | 229.8418
5204 | 2164.3484 | 0 | 0 | 0 | 0 | 0 | 0 | 1927.167 | 0 | 246.3858
5205 | 1992.2206 | 0 | 0 | 0 | 0 | 0 | 0 | 1588.945 | 0 | 418.925
5206 | 1660.7151 | 0 | 0 | 0 | 0 | 0 | 0 | 1081.243 | 0 | 601.9583
5207 | 2342.8514 | 0 | 0 | 0 | 0 | 0 | 0 | 1763.379 | 0 | 601.9583
5208 | 2067.1281 | 0 | 0 | 0 | 0 | 0 | 0 | 1927.167 | 0 | 145.3932
5209 | 1512.4939 | 0 | 0 | 0 | 0 | 0 | 0 | 1512.494 | 0 | 0
5210 | 1488.5872 | 0 | 0 | 0 | 0 | 0 | 0 | 1488.587 | 0 | 0
5211 | 1255.099 | 0 | 0 | 0 | 0 | 0 | 0 | 1255.099 | 0 | 0
5212 | 1229.5985 | 0 | 0 | 0 | 0 | 0 | 0 | 1229.599 | 0 | 0
5213 | 1267.0523 | 0 | 0 | 0 | 0 | 0 | 0 | 1267.052 | 0 | 0
5214 | 1408.8984 | 0 | 0 | 0 | 0 | 0 | 0 | 1408.898 | 0 | 0
5215 | 1368.2571 | 5.87 | 0 | 0 | 0 | 0 | 0 | 1368.257 | 0 | 0
5216 | 992.7355 | 14.69 | 14.1267 | 0 | -14.1267 | 0 | 0 | 992.735 | 0 | 0
5217 | 1172.2624 | 116.61 | 185.8951 | 0 | -185.8951 | 0 | 0 | 1172.262 | 0 | 0
5218 | 1292.8316 | 276.61 | 453.4092 | 0 | -453.4092 | 0 | 0 | 1292.832 | 0 | 0
5219 | 1352.5624 | 623.44 | 1010.2885 | 408.3303 | -601.9583 | 0 | 0 | 959.486 | 0 | 0
5220 | 1429.4651 | 727.18 | 1165.3239 | 563.3656 | -601.9583 | 0 | 0 | 887.144 | 0 | 0
5221 | 1429.4511 | 796.74 | 1270.7657 | 668.8074 | -601.9583 | 0 | 0 | 785.627 | 0 | 0
5222 | 1083.6514 | 667.64 | 1076.4967 | 828.6618 | -247.8349 | 0 | 0 | 285.944 | 0 | 0
5223 | 1206.68 | 458.88 | 751.6885 | 751.6885 | 0 | 0 | 0 | 483.071 | 0 | 0
5224 | 1434.9975 | 174.01 | 282.6079 | 282.6079 | 0 | 0 | 0 | 1162.946 | 0 | 0
5225 | 1270.9311 | 156.66 | 256.3178 | 256.3178 | 0 | 0 | 0 | 1024.188 | 0 | 0
5226 | 1239.3475 | 70.29 | 102.8292 | 102.8292 | 0 | 0 | 0 | 1140.36 | 0 | 0
5227 | 795.2945 | 0 | 0 | 0 | 0 | 0 | 0 | 771.523 | 0 | 24.6945
5228 | 1205.6919 | 0 | 0 | 0 | 0 | 0 | 0 | 626.22 | 0 | 601.9583
5229 | 1452.7272 | 0 | 0 | 0 | 0 | 0 | 0 | 873.255 | 0 | 601.9583
5230 | 1126.8 | 0 | 0 | 0 | 0 | 0 | 0 | 547.328 | 0 | 601.9583
5231 | 1046.3142 | 0 | 0 | 0 | 0 | 0 | 0 | 466.842 | 0 | 601.9583
5232 | 945.9063 | 0 | 0 | 0 | 0 | 0 | 0 | 945.906 | 0 | 0
5233 | 1189.7541 | 0 | 0 | 0 | 0 | 0 | 0 | 1189.754 | 0 | 0
5234 | 1080.5804 | 0 | 0 | 0 | 0 | 0 | 0 | 1080.58 | 0 | 0
5235 | 1216.8483 | 0 | 0 | 0 | 0 | 0 | 0 | 1216.848 | 0 | 0
5236 | 1073.4084 | 0 | 0 | 0 | 0 | 0 | 0 | 1073.408 | 0 | 0
5237 | 1196.1292 | 0 | 0 | 0 | 0 | 0 | 0 | 1196.129 | 0 | 0
5238 | 1135.5657 | 0 | 0 | 0 | 0 | 0 | 0 | 1135.566 | 0 | 0
5239 | 1033.564 | 41.15 | 57.7929 | 0 | -57.7929 | 0 | 0 | 1033.564 | 0 | 0
5240 | 863.52 | 320.18 | 526.7509 | 0 | -526.7509 | 0 | 0 | 863.52 | 0 | 0
5241 | 1062.6763 | 547.08 | 922.2467 | 320.2884 | -601.9583 | 0 | 0 | 754.353 | 0 | 0
5242 | 1360.7414 | 740.38 | 1213.9046 | 611.9464 | -601.9583 | 0 | 0 | 771.654 | 0 | 0
5243 | 1568.4882 | 878 | 1412.8389 | 810.8806 | -601.9583 | 0 | 0 | 787.899 | 0 | 0
5244 | 1509.8552 | 752.62 | 1199.6647 | 882.9435 | -316.7212 | 0 | 0 | 659.895 | 0 | 0
5245 | 1563.935 | 654.92 | 1050.8123 | 1050.8123 | 0 | 0 | 0 | 552.376 | 0 | 0
5246 | 1577.8526 | 873.63 | 1416.3853 | 1416.3853 | 0 | 0 | 0 | 214.376 | 0 | 0
5247 | 1437.9908 | 217.34 | 351.2936 | 351.2936 | 0 | 0 | 0 | 1099.82 | 0 | 0
5248 | 1849.9352 | 34.32 | 45.1963 | 45.1963 | 0 | 0 | 0 | 1806.428 | 0 | 0
5249 | 2043.3748 | 16.65 | 17.0582 | 17.0582 | 0 | 0 | 0 | 1927.167 | 0 | 103.6592
5250 | 1857.415 | 45.87 | 64.9617 | 0 | -64.9617 | 0 | 0 | 1857.415 | 0 | 0
5251 | 1680.6373 | 0 | 0 | 0 | 0 | 0 | 0 | 1680.637 | 0 | 0
5252 | 1432.0081 | 0 | 0 | 0 | 0 | 0 | 0 | 872.36 | 0 | 581.365
5253 | 1791.4047 | 0 | 0 | 0 | 0 | 0 | 0 | 1211.932 | 0 | 601.9583
5254 | 1433.6019 | 0 | 0 | 0 | 0 | 0 | 0 | 854.13 | 0 | 601.9583
5255 | 1313.2718 | 0 | 0 | 0 | 0 | 0 | 0 | 733.799 | 0 | 601.9583
5256 | 1328.4127 | 0 | 0 | 0 | 0 | 0 | 0 | 1328.413 | 0 | 0
5257 | 1421.6486 | 0 | 0 | 0 | 0 | 0 | 0 | 1421.649 | 0 | 0
5258 | 1459.1023 | 0 | 0 | 0 | 0 | 0 | 0 | 1459.102 | 0 | 0
5259 | 1105.284 | 0 | 0 | 0 | 0 | 0 | 0 | 1105.284 | 0 | 0
5260 | 1154.691 | 0 | 0 | 0 | 0 | 0 | 0 | 1154.691 | 0 | 0
5261 | 1428.0237 | 0 | 0 | 0 | 0 | 0 | 0 | 1428.024 | 0 | 0
5262 | 1184.9728 | 0 | 0 | 0 | 0 | 0 | 0 | 1184.973 | 0 | 0
5263 | 1434.3988 | 83.8 | 122.5551 | 0 | -122.5551 | 0 | 0 | 1434.399 | 0 | 0
5264 | 1038.439 | 260.69 | 434.8883 | 0 | -434.8883 | 0 | 0 | 1038.439 | 0 | 0
5265 | 1255.5094 | 383.54 | 637.5404 | 35.5822 | -601.9583 | 0 | 0 | 1221.257 | 0 | 0
5266 | 1522.3454 | 530.42 | 866.2572 | 264.2989 | -601.9583 | 0 | 0 | 1267.92 | 0 | 0
5267 | 1627.697 | 682.48 | 1096.2932 | 494.335 | -601.9583 | 0 | 0 | 1151.829 | 0 | 0
5268 | 1740.9657 | 754.96 | 1200.5882 | 856.7667 | -343.8215 | 0 | 0 | 916.204 | 0 | 0
5269 | 1456.1419 | 745.2 | 1183.4812 | 1183.4812 | 0 | 0 | 0 | 316.87 | 0 | 0
5270 | 1415.659 | 378.85 | 612.2591 | 612.2591 | 0 | 0 | 0 | 826.271 | 0 | 0
5271 | 1574.2258 | 270.78 | 438.9189 | 438.9189 | 0 | 0 | 0 | 1151.702 | 0 | 0
5272 | 1456.6718 | 31.38 | 40.3015 | 40.3015 | 0 | 0 | 0 | 1417.876 | 0 | 0
5273 | 1710.5644 | 144.38 | 233.81 | 233.81 | 0 | 0 | 0 | 1485.488 | 0 | 0
5274 | 1605.2895 | 41.11 | 56.832 | 56.832 | 0 | 0 | 0 | 1550.58 | 0 | 0
5275 | 1610.0698 | 0 | 0 | 0 | 0 | 0 | 0 | 1586.298 | 0 | 24.6945
5276 | 1475.0401 | 0 | 0 | 0 | 0 | 0 | 0 | 895.568 | 0 | 601.9583
5277 | 1838.4211 | 0 | 0 | 0 | 0 | 0 | 0 | 1258.949 | 0 | 601.9583
5278 | 1491.7748 | 0 | 0 | 0 | 0 | 0 | 0 | 912.302 | 0 | 601.9583
5279 | 1526.041 | 0 | 0 | 0 | 0 | 0 | 0 | 946.569 | 0 | 601.9583
5280 | 1497.353 | 0 | 0 | 0 | 0 | 0 | 0 | 1497.353 | 0 | 0
5281 | 1734.0288 | 0 | 0 | 0 | 0 | 0 | 0 | 1734.029 | 0 | 0
5282 | 1447.9459 | 0 | 0 | 0 | 0 | 0 | 0 | 1447.946 | 0 | 0
5283 | 1251.1145 | 0 | 0 | 0 | 0 | 0 | 0 | 1251.115 | 0 | 0
5284 | 1269.4429 | 0 | 0 | 0 | 0 | 0 | 0 | 1269.443 | 0 | 0
5285 | 1431.2113 | 0 | 0 | 0 | 0 | 0 | 0 | 1431.211 | 0 | 0
5286 | 1506.9156 | 0 | 0 | 0 | 0 | 0 | 0 | 1506.916 | 0 | 0
5287 | 1356.3038 | 79.91 | 117.4722 | 0 | -117.4722 | 0 | 0 | 1356.304 | 0 | 0
5288 | 1302.3903 | 253.36 | 421.3351 | 0 | -421.3351 | 0 | 0 | 1302.39 | 0 | 0
5289 | 1113.0576 | 409.38 | 677.1345 | 75.1762 | -601.9583 | 0 | 0 | 1040.69 | 0 | 0
5290 | 1552.2695 | 546.97 | 885.3484 | 283.3901 | -601.9583 | 0 | 0 | 1279.466 | 0 | 0
5291 | 1629.2201 | 586.66 | 935.1216 | 333.1634 | -601.9583 | 0 | 0 | 1308.502 | 0 | 0
5292 | 1607.9571 | 958.05 | 1495.563 | 1133.1054 | -362.4577 | 0 | 0 | 517.179 | 0 | 0
5293 | 1593.6599 | 754.25 | 1174.589 | 1174.589 | 0 | 0 | 0 | 462.948 | 0 | 0
5294 | 1528.3529 | 516.47 | 820.6589 | 820.6589 | 0 | 0 | 0 | 738.35 | 0 | 0
5295 | 1862.026 | 609.51 | 973.3112 | 973.3112 | 0 | 0 | 0 | 925.073 | 0 | 0
5296 | 1724.6753 | 244.02 | 396.6884 | 396.6884 | 0 | 0 | 0 | 1342.805 | 0 | 0
5297 | 1844.8819 | 207.55 | 340.6833 | 340.6833 | 0 | 0 | 0 | 1516.925 | 0 | 0
5298 | 1817.6831 | 5.87 | 0 | 0 | 0 | 0 | 0 | 1817.683 | 0 | 0
5299 | 1765.9551 | 0 | 0 | 0 | 0 | 0 | 0 | 1742.183 | 0 | 24.6945
5300 | 1718.8879 | 0 | 0 | 0 | 0 | 0 | 0 | 1139.416 | 0 | 601.9583
5301 | 1542.7756 | 0 | 0 | 0 | 0 | 0 | 0 | 963.303 | 0 | 601.9583
5302 | 1653.5431 | 0 | 0 | 0 | 0 | 0 | 0 | 1074.071 | 0 | 601.9583
5303 | 1906.9535 | 0 | 0 | 0 | 0 | 0 | 0 | 1327.481 | 0 | 601.9583
5304 | 1835.2336 | 0 | 0 | 0 | 0 | 0 | 0 | 1835.234 | 0 | 0
5305 | 1701.3564 | 0 | 0 | 0 | 0 | 0 | 0 | 1701.356 | 0 | 0
5306 | 1351.5224 | 0 | 0 | 0 | 0 | 0 | 0 | 1351.522 | 0 | 0
5307 | 1069.424 | 0 | 0 | 0 | 0 | 0 | 0 | 1069.424 | 0 | 0
5308 | 1283.7869 | 0 | 0 | 0 | 0 | 0 | 0 | 1283.787 | 0 | 0
5309 | 1391.3668 | 0 | 0 | 0 | 0 | 0 | 0 | 1391.367 | 0 | 0
5310 | 1366.6633 | 0 | 0 | 0 | 0 | 0 | 0 | 1366.663 | 0 | 0
5311 | 1409.6953 | 51.77 | 75.7268 | 0 | -75.7268 | 0 | 0 | 1409.695 | 0 | 0
5312 | 1126.6764 | 169.7 | 280.4794 | 0 | -280.4794 | 0 | 0 | 1126.676 | 0 | 0
5313 | 1236.8333 | 332.23 | 552.0936 | 0 | -552.0936 | 0 | 0 | 1236.833 | 0 | 0
5314 | 853.2232 | 573.23 | 934.1483 | 332.19 | -601.9583 | 0 | 0 | 533.443 | 0 | 0
5315 | 1279.1002 | 624.73 | 1004.3476 | 402.3893 | -601.9583 | 0 | 0 | 891.743 | 0 | 0
5316 | 1487.5921 | 779.12 | 1231.4584 | 636.5338 | -594.9245 | 0 | 0 | 874.836 | 0 | 0
5317 | 1377.6534 | 734.39 | 1165.5711 | 1165.5711 | 0 | 0 | 0 | 255.622 | 0 | 0
5318 | 1389.6814 | 711 | 1137.4756 | 1137.4756 | 0 | 0 | 0 | 294.696 | 0 | 0
5319 | 1142.5534 | 360.51 | 589.4999 | 589.4999 | 0 | 0 | 0 | 575.074 | 0 | 0
5320 | 1250.1114 | 246 | 404.7713 | 404.7713 | 0 | 0 | 0 | 860.46 | 0 | 0
5321 | 1587.4332 | 67.43 | 102.6474 | 102.6474 | 0 | 0 | 0 | 1488.62 | 0 | 0
5322 | 1534.0547 | 43.01 | 60.3462 | 60.3462 | 0 | 0 | 0 | 1475.962 | 0 | 0
5323 | 1588.2052 | 0 | 0 | 0 | 0 | 0 | 0 | 1588.205 | 0 | 0
5324 | 1595.3702 | 0 | 0 | 0 | 0 | 0 | 0 | 1595.37 | 0 | 0
5325 | 1622.4644 | 0 | 0 | 0 | 0 | 0 | 0 | 1622.464 | 0 | 0
5326 | 1469.4619 | 0 | 0 | 0 | 0 | 0 | 0 | 1469.462 | 0 | 0
5327 | 1749.1697 | 0 | 0 | 0 | 0 | 0 | 0 | 1749.17 | 0 | 0
5328 | 1341.9598 | 0 | 0 | 0 | 0 | 0 | 0 | 1341.96 | 0 | 0
5329 | 1458.3055 | 0 | 0 | 0 | 0 | 0 | 0 | 1458.305 | 0 | 0
5330 | 1478.2277 | 0 | 0 | 0 | 0 | 0 | 0 | 1478.228 | 0 | 0
5331 | 1371.4446 | 0 | 0 | 0 | 0 | 0 | 0 | 1371.445 | 0 | 0
5332 | 1293.3496 | 0 | 0 | 0 | 0 | 0 | 0 | 1293.35 | 0 | 0
5333 | 1466.2743 | 0 | 0 | 0 | 0 | 0 | 0 | 1466.274 | 0 | 0
5334 | 1534.8067 | 0 | 0 | 0 | 0 | 0 | 0 | 1534.807 | 0 | 0
5335 | 1117.2373 | 76.38 | 113.371 | 113.371 | 0 | 0 | 0 | 1008.101 | 0 | 0
5336 | 1320.5663 | 328.19 | 543.6169 | 543.6169 | 0 | 0 | 0 | 797.256 | 0 | 0
5337 | 1426.2447 | 414.22 | 693.0251 | 693.0251 | 0 | 0 | 0 | 759.108 | 0 | 0
5338 | 1743.702 | 435.2 | 716.7462 | 716.7462 | 0 | 0 | 0 | 1053.73 | 0 | 0
5339 | 1773.4518 | 719.47 | 1164.9084 | 1164.9084 | 0 | 0 | 0 | 652.059 | 0 | 0
5340 | 1551.0702 | 734.95 | 1184.8337 | 1184.8337 | 0 | 0 | 0 | 410.496 | 0 | 0
5341 | 1468.154 | 758.93 | 1222.7469 | 1222.7469 | 0 | 0 | 0 | 291.083 | 0 | 0
5342 | 1368.2013 | 353.5 | 576.7278 | 576.7278 | 0 | 0 | 0 | 813.017 | 0 | 0
5343 | 1425.388 | 115.06 | 179.6634 | 179.6634 | 0 | 0 | 0 | 1252.436 | 0 | 0
5344 | 1789.557 | 272.52 | 451.1228 | 451.1228 | 0 | 0 | 0 | 1355.286 | 0 | 0
5345 | 1671.8207 | 15.67 | 15.5509 | 15.5509 | 0 | 0 | 0 | 1656.851 | 0 | 0
5346 | 1623.3211 | 5.87 | 0 | 0 | 0 | 0 | 0 | 1623.321 | 0 | 0
5347 | 1399.3357 | 0 | 0 | 0 | 0 | 0 | 0 | 1375.564 | 0 | 24.6945
5348 | 1383.398 | 0 | 0 | 0 | 0 | 0 | 0 | 803.926 | 0 | 601.9583
5349 | 1339.5691 | 0 | 0 | 0 | 0 | 0 | 0 | 760.097 | 0 | 601.9583
5350 | 1674.2622 | 0 | 0 | 0 | 0 | 0 | 0 | 1094.79 | 0 | 601.9583
5351 | 1441.5708 | 0 | 0 | 0 | 0 | 0 | 0 | 862.098 | 0 | 601.9583
5352 | 1500.5405 | 0 | 0 | 0 | 0 | 0 | 0 | 1500.541 | 0 | 0
5353 | 1355.5069 | 0 | 0 | 0 | 0 | 0 | 0 | 1355.507 | 0 | 0
5354 | 1402.5233 | 0 | 0 | 0 | 0 | 0 | 0 | 1402.523 | 0 | 0
5355 | 1098.9089 | 0 | 0 | 0 | 0 | 0 | 0 | 1098.909 | 0 | 0
5356 | 1362.6789 | 0 | 0 | 0 | 0 | 0 | 0 | 1362.679 | 0 | 0
5357 | 1237.5674 | 0 | 0 | 0 | 0 | 0 | 0 | 1237.567 | 0 | 0
5358 | 1263.8647 | 0 | 0 | 0 | 0 | 0 | 0 | 1263.865 | 0 | 0
5359 | 1380.2104 | 58.55 | 86.7963 | 0 | -86.7963 | 0 | 0 | 1380.21 | 0 | 0
5360 | 1386.2658 | 26.45 | 33.5991 | 0 | -33.5991 | 0 | 0 | 1386.266 | 0 | 0
5361 | 1418.5776 | 124.29 | 198.9103 | 0 | -198.9103 | 0 | 0 | 1418.578 | 0 | 0
5362 | 1606.5008 | 506.45 | 831.6255 | 229.6673 | -601.9583 | 0 | 0 | 1385.413 | 0 | 0
5363 | 1395.5694 | 234.15 | 377.8767 | 0 | -377.8767 | 0 | 0 | 1395.569 | 0 | 0
5364 | 1749.1418 | 657.52 | 1055.4474 | 453.4892 | -601.9583 | 0 | 0 | 1312.593 | 0 | 0
5365 | 1070.1512 | 391.87 | 633.9784 | 32.0201 | -601.9583 | 0 | 0 | 1039.328 | 0 | 0
5366 | 1155.2987 | 223.16 | 358.2038 | 154.1202 | -204.0836 | 0 | 0 | 1006.935 | 0 | 0
5367 | 1561.8691 | 61.21 | 88.5716 | 88.5716 | 0 | 0 | 0 | 1476.606 | 0 | 0
5368 | 1337.3169 | 408.01 | 675.9139 | 675.9139 | 0 | 0 | 0 | 686.652 | 0 | 0
5369 | 1556.0846 | 225.36 | 372.5559 | 372.5559 | 0 | 0 | 0 | 1197.446 | 0 | 0
5370 | 1554.3395 | 47.74 | 67.9046 | 67.9046 | 0 | 0 | 0 | 1488.972 | 0 | 0
5371 | 914.8386 | 0 | 0 | 0 | 0 | 0 | 0 | 914.839 | 0 | 0
5372 | 1265.4585 | 0 | 0 | 0 | 0 | 0 | 0 | 1265.459 | 0 | 0
5373 | 1199.3168 | 0 | 0 | 0 | 0 | 0 | 0 | 1199.317 | 0 | 0
5374 | 1364.2726 | 0 | 0 | 0 | 0 | 0 | 0 | 1364.273 | 0 | 0
5375 | 1340.366 | 0 | 0 | 0 | 0 | 0 | 0 | 846.212 | 0 | 513.3295
5376 | 1275.0212 | 0 | 0 | 0 | 0 | 0 | 0 | 1275.021 | 0 | 0
5377 | 2321.3354 | 0 | 0 | 0 | 0 | 0 | 0 | 1927.167 | 0 | 409.4646
5378 | 2049.5965 | 0 | 0 | 0 | 0 | 0 | 0 | 1927.167 | 0 | 127.1809
5379 | 2418.5558 | 0 | 0 | 0 | 0 | 0 | 0 | 1927.167 | 0 | 510.4572
5380 | 2200.2084 | 0 | 0 | 0 | 0 | 0 | 0 | 1927.167 | 0 | 283.6373
5381 | 1996.205 | 0 | 0 | 0 | 0 | 0 | 0 | 1927.167 | 0 | 71.717
5382 | 2369.9456 | 0 | 0 | 0 | 0 | 0 | 0 | 1927.167 | 0 | 459.9609
5383 | 2032.8619 | 38.23 | 53.0164 | 53.0164 | 0 | 0 | 0 | 1927.167 | 0 | 56.7811
5384 | 1717.081 | 125.59 | 204.3693 | 0 | -204.3693 | 0 | 0 | 1717.081 | 0 | 0
5385 | 1818.1981 | 359.33 | 601.7889 | 0 | -601.7889 | 0 | 0 | 1818.198 | 0 | 0
5386 | 2087.6529 | 504.96 | 833.378 | 231.4197 | -601.9583 | 0 | 0 | 1864.878 | 0 | 0
5387 | 2288.3681 | 703.06 | 1142.7517 | 540.7934 | -601.9583 | 0 | 0 | 1767.777 | 0 | 0
5388 | 2277.5584 | 798.67 | 1287.0822 | 685.1239 | -601.9583 | 0 | 0 | 1618.027 | 0 | 0
5389 | 2252.5022 | 694.75 | 1123.9753 | 1028.8675 | -95.1078 | 0 | 0 | 1262.068 | 0 | 0
5390 | 2381.0831 | 585.55 | 953.8035 | 953.8035 | 0 | 0 | 0 | 1462.909 | 0 | 0
5391 | 2172.9459 | 267.19 | 437.9809 | 437.9809 | 0 | 0 | 0 | 1751.326 | 0 | 0
5392 | 1845.8412 | 42.17 | 58.734 | 58.734 | 0 | 0 | 0 | 1789.301 | 0 | 0
5393 | 2378.556 | 14.69 | 14.0758 | 14.0758 | 0 | 0 | 0 | 1927.167 | 0 | 454.8292
5394 | 2247.4788 | 10.77 | 7.4991 | 7.4991 | 0 | 0 | 0 | 1927.167 | 0 | 325.2435
5395 | 2405.0087 | 0 | 0 | 0 | 0 | 0 | 0 | 1927.167 | 0 | 496.3845
5396 | 1889.422 | 0 | 0 | 0 | 0 | 0 | 0 | 1889.422 | 0 | 0
5397 | 2380.3051 | 0 | 0 | 0 | 0 | 0 | 0 | 1927.167 | 0 | 470.7229
5398 | 2206.5835 | 0 | 0 | 0 | 0 | 0 | 0 | 1927.167 | 0 | 290.2597
5399 | 2286.2723 | 0 | 0 | 0 | 0 | 0 | 0 | 1927.167 | 0 | 373.041
5400 | 1948.3917 | 0 | 0 | 0 | 0 | 0 | 0 | 1927.167 | 0 | 22.0486
5401 | 1804.9518 | 0 | 0 | 0 | 0 | 0 | 0 | 1804.952 | 0 | 0
5402 | 1843.2025 | 0 | 0 | 0 | 0 | 0 | 0 | 1843.202 | 0 | 0
5403 | 1243.9425 | 0 | 0 | 0 | 0 | 0 | 0 | 1243.943 | 0 | 0
5404 | 1298.1309 | 0 | 0 | 0 | 0 | 0 | 0 | 1298.131 | 0 | 0
5405 | 1563.4947 | 0 | 0 | 0 | 0 | 0 | 0 | 1563.495 | 0 | 0
5406 | 1161.0661 | 0 | 0 | 0 | 0 | 0 | 0 | 1161.066 | 0 | 0
5407 | 1122.8155 | 68.38 | 101.86 | 0 | -101.86 | 0 | 0 | 1122.816 | 0 | 0
5408 | 842.0808 | 327.46 | 541.6297 | 0 | -541.6297 | 0 | 0 | 842.081 | 0 | 0
5409 | 1173.7765 | 414.83 | 689.4651 | 87.5068 | -601.9583 | 0 | 0 | 1089.539 | 0 | 0
5410 | 1566.0129 | 574.26 | 934.5243 | 332.5661 | -601.9583 | 0 | 0 | 1245.87 | 0 | 0
5411 | 1402.9586 | 574.75 | 925.8399 | 323.8817 | -601.9583 | 0 | 0 | 1091.176 | 0 | 0
5412 | 1433.2991 | 661.1 | 1057.1054 | 799.3301 | -257.7752 | 0 | 0 | 663.828 | 0 | 0
5413 | 1510.4219 | 797.89 | 1268.7483 | 1268.7483 | 0 | 0 | 0 | 289.068 | 0 | 0
5414 | 1372.2356 | 738.5 | 1186.8001 | 1186.8001 | 0 | 0 | 0 | 229.768 | 0 | 0
5415 | 1544.9103 | 581.99 | 950.8169 | 950.8169 | 0 | 0 | 0 | 629.611 | 0 | 0
5416 | 1537.5301 | 446.43 | 742.3278 | 742.3278 | 0 | 0 | 0 | 822.932 | 0 | 0
5417 | 1196.4679 | 312.36 | 515.9941 | 515.9941 | 0 | 0 | 0 | 699.749 | 0 | 0
5418 | 1288.0652 | 91.04 | 122.0866 | 122.0866 | 0 | 0 | 0 | 1170.539 | 0 | 0
5419 | 1408.1115 | 0 | 0 | 0 | 0 | 0 | 0 | 1384.34 | 0 | 24.6945
5420 | 1260.6772 | 0 | 0 | 0 | 0 | 0 | 0 | 681.205 | 0 | 601.9583
5421 | 1176.207 | 0 | 0 | 0 | 0 | 0 | 0 | 596.735 | 0 | 601.9583
5422 | 1688.6062 | 0 | 0 | 0 | 0 | 0 | 0 | 1109.134 | 0 | 601.9583
5423 | 1341.1629 | 0 | 0 | 0 | 0 | 0 | 0 | 761.691 | 0 | 601.9583
5424 | 1206.4888 | 0 | 0 | 0 | 0 | 0 | 0 | 1206.489 | 0 | 0
5425 | 1402.5233 | 0 | 0 | 0 | 0 | 0 | 0 | 1402.523 | 0 | 0
5426 | 1134.7688 | 0 | 0 | 0 | 0 | 0 | 0 | 1134.769 | 0 | 0
5427 | 1440.7739 | 0 | 0 | 0 | 0 | 0 | 0 | 1440.774 | 0 | 0
5428 | 1137.9564 | 0 | 0 | 0 | 0 | 0 | 0 | 1137.956 | 0 | 0
5429 | 876.5771 | 0 | 0 | 0 | 0 | 0 | 0 | 876.577 | 0 | 0
5430 | 1141.1439 | 0 | 0 | 0 | 0 | 0 | 0 | 1141.144 | 0 | 0
5431 | 939.5312 | 80.72 | 118.859 | 0 | -118.859 | 0 | 0 | 939.531 | 0 | 0
5432 | 1269.4808 | 257.76 | 429.8408 | 0 | -429.8408 | 0 | 0 | 1269.481 | 0 | 0
5433 | 1423.8829 | 448.88 | 745.7912 | 143.8329 | -601.9583 | 0 | 0 | 1285.423 | 0 | 0
5434 | 1541.5026 | 630.62 | 1025.0697 | 423.1114 | -601.9583 | 0 | 0 | 1134.197 | 0 | 0
5435 | 1400.2571 | 875.05 | 1407.7342 | 805.7759 | -601.9583 | 0 | 0 | 624.582 | 0 | 0
5436 | 1426.2825 | 779.67 | 1236.6462 | 884.081 | -352.5651 | 0 | 0 | 575.227 | 0 | 0
5437 | 1362.2406 | 685.67 | 1094.2229 | 1094.2229 | 0 | 0 | 0 | 308.893 | 0 | 0
5438 | 1667.2764 | 704.59 | 1128.5398 | 1128.5398 | 0 | 0 | 0 | 580.894 | 0 | 0
5439 | 1636.4498 | 561.77 | 913.3213 | 913.3213 | 0 | 0 | 0 | 757.246 | 0 | 0
5440 | 1895.057 | 397.35 | 656.6846 | 656.6846 | 0 | 0 | 0 | 1262.903 | 0 | 0
5441 | 1891.8794 | 87.49 | 136.2527 | 136.2527 | 0 | 0 | 0 | 1760.716 | 0 | 0
5442 | 1615.2725 | 17.62 | 18.2269 | 18.2269 | 0 | 0 | 0 | 1597.726 | 0 | 0
5443 | 1799.3766 | 0 | 0 | 0 | 0 | 0 | 0 | 1775.605 | 0 | 24.6945
5444 | 1355.5069 | 0 | 0 | 0 | 0 | 0 | 0 | 776.035 | 0 | 601.9583
5445 | 1471.8526 | 0 | 0 | 0 | 0 | 0 | 0 | 892.38 | 0 | 601.9583
5446 | 1823.2803 | 0 | 0 | 0 | 0 | 0 | 0 | 1243.808 | 0 | 601.9583
5447 | 1494.9623 | 0 | 0 | 0 | 0 | 0 | 0 | 915.49 | 0 | 601.9583
5448 | 1516.4783 | 0 | 0 | 0 | 0 | 0 | 0 | 1516.478 | 0 | 0
5449 | 1078.9867 | 0 | 0 | 0 | 0 | 0 | 0 | 1078.987 | 0 | 0
5450 | 1199.3168 | 0 | 0 | 0 | 0 | 0 | 0 | 1199.317 | 0 | 0
5451 | 1483.009 | 0 | 0 | 0 | 0 | 0 | 0 | 1483.009 | 0 | 0
5452 | 1071.8147 | 0 | 0 | 0 | 0 | 0 | 0 | 1071.815 | 0 | 0
5453 | 1069.424 | 0 | 0 | 0 | 0 | 0 | 0 | 1069.424 | 0 | 0
5454 | 908.4526 | 0 | 0 | 0 | 0 | 0 | 0 | 908.453 | 0 | 0
5455 | 961.0472 | 80.56 | 118.7977 | 0 | -118.7977 | 0 | 0 | 961.047 | 0 | 0
5456 | 1232.0808 | 257.24 | 430.4661 | 0 | -430.4661 | 0 | 0 | 1232.081 | 0 | 0
5457 | 898.5931 | 444.41 | 742.1221 | 140.1638 | -601.9583 | 0 | 0 | 763.665 | 0 | 0
5458 | 1637.5824 | 581.82 | 954.3551 | 352.3969 | -601.9583 | 0 | 0 | 1298.349 | 0 | 0
5459 | 1399.4642 | 639.05 | 1035.9376 | 704.265 | -331.6727 | 0 | 0 | 721.508 | 0 | 0
5460 | 1253.0838 | 962.85 | 1555.0845 | 1301.7086 | -253.3759 | 0 | 0 | 0 | 0 | 0
5461 | 1139.5362 | 758.09 | 1216.6533 | 1183.7554 | -32.8979 | 0 | 0 | 0 | 0 | 0
5462 | 1059.7836 | 883.33 | 1436.9215 | 1100.9087 | -336.0128 | 0 | 0 | 0 | 0 | 0
5463 | 1558.9445 | 738.23 | 1218.5221 | 1218.5221 | 0 | 0 | 0 | 385.941 | 0 | 0
5464 | 1523.5696 | 461.71 | 765.6375 | 765.6375 | 0 | 0 | 0 | 786.532 | 0 | 0
5465 | 1542.7437 | 307.27 | 499.9175 | 499.9175 | 0 | 0 | 0 | 1061.5 | 0 | 0
5466 | 951.0801 | 71.57 | 101.245 | 101.245 | 0 | 0 | 0 | 853.617 | 0 | 0
5467 | 976.1213 | 0 | 0 | 0 | 0 | 0 | 0 | 952.35 | 0 | 24.6945
5468 | 1243.9425 | 0 | 0 | 0 | 0 | 0 | 0 | 664.47 | 0 | 601.9583
5469 | 1221.6297 | 0 | 0 | 0 | 0 | 0 | 0 | 642.157 | 0 | 601.9583
5470 | 1326.8189 | 0 | 0 | 0 | 0 | 0 | 0 | 747.347 | 0 | 601.9583
5471 | 1231.9892 | 0 | 0 | 0 | 0 | 0 | 0 | 652.517 | 0 | 601.9583
5472 | 1280.5994 | 0 | 0 | 0 | 0 | 0 | 0 | 1280.599 | 0 | 0
5473 | 1526.8378 | 0 | 0 | 0 | 0 | 0 | 0 | 1526.838 | 0 | 0
5474 | 1339.5691 | 0 | 0 | 0 | 0 | 0 | 0 | 1339.569 | 0 | 0
5475 | 1200.1137 | 0 | 0 | 0 | 0 | 0 | 0 | 1200.114 | 0 | 0
5476 | 1116.4404 | 0 | 0 | 0 | 0 | 0 | 0 | 1116.44 | 0 | 0
5477 | 1081.3773 | 0 | 0 | 0 | 0 | 0 | 0 | 1081.377 | 0 | 0
5478 | 1066.2364 | 0 | 0 | 0 | 0 | 0 | 0 | 1066.236 | 0 | 0
5479 | 1336.3816 | 46.91 | 67.4911 | 67.4911 | 0 | 0 | 0 | 1271.412 | 0 | 0
5480 | 911.6949 | 260.37 | 434.9112 | 434.9112 | 0 | 0 | 0 | 493.03 | 0 | 0
5481 | 1039.4979 | 562.21 | 949.0728 | 949.0728 | 0 | 0 | 0 | 125.877 | 0 | 0
5482 | 1131.3791 | 647.47 | 1052.7382 | 1052.7382 | 0 | 0 | 0 | 117.966 | 0 | 0
5483 | 1048.2088 | 890.17 | 1433.482 | 1088.8845 | -344.5975 | 0 | 0 | 0 | 0 | 0
5484 | 1006.9788 | 960.1 | 1533.4659 | 1046.0546 | -487.4113 | 0 | 0 | 0 | 0 | 0
5485 | 904.3835 | 957.1 | 1533.2696 | 939.4784 | -593.7912 | 0 | 0 | 0 | 0 | 0
5486 | 1037.6411 | 875.17 | 1418.8608 | 1077.9064 | -340.9544 | 0 | 0 | 0 | 0 | 0
5487 | 1025.9707 | 729.64 | 1205.4041 | 1065.7835 | -139.6206 | 0 | 0 | 0 | 0 | 0
5488 | 1029.466 | 531.49 | 897.1866 | 897.1866 | 0 | 0 | 0 | 165.794 | 0 | 0
5489 | 1371.0223 | 302.36 | 495.8174 | 495.8174 | 0 | 0 | 0 | 893.726 | 0 | 0
5490 | 1163.9011 | 83.43 | 105.8771 | 105.8771 | 0 | 0 | 0 | 1061.979 | 0 | 0
5491 | 1193.7386 | 0 | 0 | 0 | 0 | 0 | 0 | 1193.739 | 0 | 0
5492 | 1105.284 | 0 | 0 | 0 | 0 | 0 | 0 | 1105.284 | 0 | 0
5493 | 1094.1275 | 0 | 0 | 0 | 0 | 0 | 0 | 1094.128 | 0 | 0
5494 | 1174.6132 | 0 | 0 | 0 | 0 | 0 | 0 | 1174.613 | 0 | 0
5495 | 1165.0506 | 0 | 0 | 0 | 0 | 0 | 0 | 1165.051 | 0 | 0
5496 | 495.6645 | 0 | 0 | 0 | 0 | 0 | 0 | 495.664 | 0 | 0
5497 | 368.1624 | 0 | 0 | 0 | 0 | 0 | 0 | 368.162 | 0 | 0
5498 | 341.0682 | 0 | 0 | 0 | 0 | 0 | 0 | 341.068 | 0 | 0
5499 | 376.9281 | 0 | 0 | 0 | 0 | 0 | 0 | 376.928 | 0 | 0
5500 | 385.6939 | 0 | 0 | 0 | 0 | 0 | 0 | 385.694 | 0 | 0
5501 | 367.3655 | 0 | 0 | 0 | 0 | 0 | 0 | 367.365 | 0 | 0
5502 | 324.3335 | 0 | 0 | 0 | 0 | 0 | 0 | 324.334 | 0 | 0
5503 | 333.8962 | 39.21 | 54.5154 | 54.5154 | 0 | 0 | 0 | 219.688 | 0 | 64.1244
5504 | 280.1859 | 325.45 | 541.7834 | 291.0585 | -250.7249 | 0 | 0 | 0 | 0 | 0
5505 | 809.242 | 556.88 | 947.5219 | 840.6444 | -106.8774 | 0 | 0 | 0 | 0 | 0
5506 | 1188.3885 | 754.33 | 1254.4378 | 1234.5031 | -19.9347 | 0 | 0 | 0 | 0 | 0
5507 | 993.5084 | 902.56 | 1474.0099 | 1032.0608 | -441.9491 | 0 | 0 | 0 | 0 | 0
5508 | 1233.7922 | 834.24 | 1334.3135 | 1281.669 | -52.6445 | 0 | 0 | 0 | 0 | 0
5509 | 1154.0047 | 606.22 | 978.4003 | 978.4003 | 0 | 0 | 0 | 212.152 | 0 | 0
5510 | 1230.0597 | 690.96 | 1116.5925 | 1116.5925 | 0 | 0 | 0 | 155.178 | 0 | 0
5511 | 1043.0311 | 587.05 | 959.4234 | 959.4234 | 0 | 0 | 0 | 119.447 | 0 | 0
5512 | 1276.6757 | 437.07 | 726.1972 | 726.1972 | 0 | 0 | 0 | 577.606 | 0 | 0
5513 | 1051.0647 | 307.68 | 502.9903 | 502.9903 | 0 | 0 | 0 | 508.691 | 0 | 60.4304
5514 | 1040.0298 | 83.95 | 102.7419 | 102.7419 | 0 | 0 | 0 | 361.654 | 0 | 601.9583
5515 | 1084.0897 | 0 | 0 | 0 | 0 | 0 | 0 | 504.617 | 0 | 601.9583
5516 | 894.9055 | 0 | 0 | 0 | 0 | 0 | 0 | 315.433 | 0 | 601.9583
5517 | 269.3482 | 0 | 0 | 0 | 0 | 0 | 0 | 0 | 0 | 279.8
5518 | 90.8453 | 0 | 0 | 0 | 0 | 0 | 0 | 0 | 0 | 94.3702
5519 | 94.0328 | 0 | 0 | 0 | 0 | 0 | 0 | 0 | 0 | 97.6819
5520 | 90.8453 | 0 | 0 | 0 | 0 | 0 | 0 | 0 | 0 | 94.3702
5521 | 95.6266 | 0 | 0 | 0 | 0 | 0 | 0 | 95.627 | 0 | 0
5522 | 87.6577 | 0 | 0 | 0 | 0 | 0 | 0 | 87.658 | 0 | 0
5523 | 94.0328 | 0 | 0 | 0 | 0 | 0 | 0 | 94.033 | 0 | 0
5524 | 85.267 | 0 | 0 | 0 | 0 | 0 | 0 | 85.267 | 0 | 0
5525 | 94.8297 | 0 | 0 | 0 | 0 | 0 | 0 | 94.83 | 0 | 0
5526 | 87.6577 | 0 | 0 | 0 | 0 | 0 | 0 | 87.658 | 0 | 0
5527 | 93.2359 | 101.54 | 131.5854 | 96.854 | -34.7314 | 0 | 0 | 0 | 0 | 0
5528 | 76.7762 | 330.45 | 549.6368 | 79.7553 | -469.8815 | 0 | 0 | 0 | 0 | 0
5529 | 83.0716 | 562.97 | 955.235 | 86.2956 | -601.9583 | 0 | 266.9811 | 0 | 0 | 0
5530 | 78.5941 | 758.69 | 1255.5732 | 81.6438 | -601.9583 | 0 | 571.9711 | 0 | 0 | 0
5531 | 85.6854 | 898.37 | 1457.4181 | 89.011 | -601.9583 | 0 | 766.4488 | 0 | 0 | 0
5532 | 80.162 | 969.29 | 1551.0986 | 83.2727 | -396.653 | 0 | 1071.1729 | 0 | 0 | 0
5533 | 88.2653 | 964.85 | 1540.669 | 91.6901 | 0 | 0 | 1448.9789 | 0 | 0 | 0
5534 | 80.4469 | 889.47 | 1432.5803 | 83.5687 | 0 | 0 | 1349.0116 | 0 | 0 | 0
5535 | 94.9911 | 602.56 | 977.1423 | 98.6771 | 0 | 0 | 878.4652 | 0 | 0 | 0
5536 | 84.2281 | 539.03 | 904.8072 | 87.4964 | 0 | 0 | 817.3108 | 0 | 0 | 0
5537 | 89.7426 | 304.16 | 495.4558 | 93.2244 | 0 | 0 | 402.2314 | 0 | 0 | 0
5538 | 80.4598 | 74.48 | 102.8032 | 83.5822 | 0 | 0 | 19.221 | 0 | 0 | 0
5539 | 96.4285 | 0 | 0 | 0 | 0 | 0 | 0 | 0 | 0 | 100.1699
5540 | 86.0639 | 0 | 0 | 0 | 0 | 0 | 0 | 0 | 0 | 89.4037
5541 | 93.2359 | 0 | 0 | 0 | 0 | 0 | 0 | 0 | 0 | 96.854
5542 | 86.8608 | 0 | 0 | 0 | 0 | 0 | 0 | 0 | 0 | 90.2316
5543 | 92.439 | 0 | 0 | 0 | 0 | 0 | 0 | 0 | 0 | 96.0261
5544 | 86.8608 | 0 | 0 | 0 | 0 | 0 | 0 | 0 | 0 | 90.2316
5545 | 93.2359 | 0 | 0 | 0 | 0 | 0 | 0 | 0 | 0 | 96.854
5546 | 87.6577 | 0 | 0 | 0 | 0 | 0 | 0 | 0 | 0 | 91.0595
5547 | 92.439 | 0 | 0 | 0 | 0 | 0 | 0 | 0 | 0 | 96.0261
5548 | 86.8608 | 0 | 0 | 0 | 0 | 0 | 0 | 0 | 0 | 90.2316
5549 | 93.2359 | 0 | 0 | 0 | 0 | 0 | 0 | 0 | 0 | 96.854
5550 | 82.8764 | 0 | 0 | 0 | 0 | 0 | 0 | 0 | 0 | 86.092
5551 | 84.4702 | 99.86 | 134.2063 | 87.7478 | -46.4585 | 0 | 0 | 0 | 0 | 0
5552 | 79.4856 | 325.77 | 542.8711 | 82.5704 | -460.3006 | 0 | 0 | 0 | 0 | 0
5553 | 83.7151 | 556.99 | 946.4498 | 86.9646 | -601.9583 | 0 | 257.527 | 0 | 0 | 0
5554 | 80.1929 | 753.53 | 1251.7306 | 83.3049 | -137.758 | 0 | 1030.6678 | 0 | 0 | 0
5555 | 80.8682 | 906.94 | 1480.1067 | 84.0071 | 0 | 0 | 1396.0996 | 0 | 0 | 0
5556 | 79.7665 | 973.35 | 1572.848 | 82.8613 | 0 | 0 | 1489.9867 | 0 | 0 | 0
5557 | 81.1979 | 967.79 | 1560.8831 | 84.3489 | 0 | 0 | 1476.5342 | 0 | 0 | 0
5558 | 74.3586 | 882.58 | 1436.0852 | 77.2434 | 0 | 0 | 1358.8418 | 0 | 0 | 0
5559 | 87.9635 | 565.25 | 923.8506 | 91.3764 | 0 | 0 | 832.4742 | 0 | 0 | 0
5560 | 78.7595 | 470.46 | 783.1102 | 81.8163 | 0 | 0 | 701.294 | 0 | 0 | 0
5561 | 83.995 | 272.65 | 451.7284 | 87.2544 | 0 | 0 | 364.474 | 0 | 0 | 0
5562 | 78.9318 | 81.19 | 103.6499 | 81.9949 | 0 | 0 | 21.6549 | 0 | 0 | 0
5563 | 94.8446 | 0 | 0 | 0 | 0 | 0 | 0 | 0 | 0 | 98.5254
5564 | 89.2515 | 0 | 0 | 0 | 0 | 0 | 0 | 0 | 0 | 92.7144
5565 | 93.2359 | 0 | 0 | 0 | 0 | 0 | 0 | 0 | 0 | 96.854
5566 | 86.8608 | 0 | 0 | 0 | 0 | 0 | 0 | 0 | 0 | 90.2316
5567 | 96.4235 | 0 | 0 | 0 | 0 | 0 | 0 | 0 | 0 | 100.1647
5568 | 86.8608 | 0 | 0 | 0 | 0 | 0 | 0 | 0 | 0 | 90.2316
5569 | 93.2359 | 0 | 0 | 0 | 0 | 0 | 0 | 0 | 0 | 96.854
5570 | 88.4546 | 0 | 0 | 0 | 0 | 0 | 0 | 0 | 0 | 91.8875
5571 | 86.8608 | 0 | 0 | 0 | 0 | 0 | 0 | 0 | 0 | 90.2316
5572 | 86.8608 | 0 | 0 | 0 | 0 | 0 | 0 | 0 | 0 | 90.2316
5573 | 93.2359 | 0 | 0 | 0 | 0 | 0 | 0 | 0 | 0 | 96.854
5574 | 83.6733 | 0 | 0 | 0 | 0 | 0 | 0 | 0 | 0 | 86.9199
5575 | 86.8608 | 90.61 | 132.7281 | 90.2316 | -42.4965 | 0 | 0 | 0 | 0 | 0
5576 | 75.7243 | 330.8 | 551.7985 | 78.6625 | -473.1361 | 0 | 0 | 0 | 0 | 0
5577 | 84.1783 | 563.33 | 956.8586 | 87.4455 | -601.9583 | 0 | 267.4548 | 0 | 0 | 0
5578 | 72.4879 | 760.79 | 1264.1142 | 75.3009 | -130.7398 | 0 | 1058.0735 | 0 | 0 | 0
5579 | 80.7865 | 753.93 | 1219.456 | 83.9209 | 0 | 0 | 1135.5351 | 0 | 0 | 0
5580 | 74.8706 | 834.66 | 1335.2474 | 77.7753 | 0 | 0 | 1257.4721 | 0 | 0 | 0
5581 | 86.2801 | 964.77 | 1559.3425 | 89.6281 | 0 | 0 | 1469.7145 | 0 | 0 | 0
5582 | 78.115 | 560.62 | 908.7921 | 81.1462 | 0 | 0 | 827.6459 | 0 | 0 | 0
5583 | 78.5463 | 609.23 | 997.6691 | 81.594 | 0 | 0 | 916.0752 | 0 | 0 | 0
5584 | 79.3432 | 532.43 | 900.1004 | 82.4219 | 0 | 0 | 817.6785 | 0 | 0 | 0
5585 | 88.3072 | 298.37 | 488.3234 | 91.7348 | 0 | 0 | 396.5886 | 0 | 0 | 0
5586 | 82.3435 | 78.67 | 100.4129 | 85.5383 | 0 | 0 | 14.8746 | 0 | 0 | 0
5587 | 97.2562 | 0 | 0 | 0 | 0 | 0 | 0 | 0 | 0 | 101.03
5588 | 88.4546 | 0 | 0 | 0 | 0 | 0 | 0 | 0 | 0 | 91.8875
5589 | 94.0328 | 0 | 0 | 0 | 0 | 0 | 0 | 0 | 0 | 97.6819
5590 | 86.8608 | 0 | 0 | 0 | 0 | 0 | 0 | 0 | 0 | 90.2316
5591 | 90.8453 | 0 | 0 | 0 | 0 | 0 | 0 | 0 | 0 | 94.3702
5592 | 84.4702 | 0 | 0 | 0 | 0 | 0 | 0 | 0 | 0 | 87.7478
5593 | 93.2359 | 0 | 0 | 0 | 0 | 0 | 0 | 0 | 0 | 96.854
5594 | 81.2826 | 0 | 0 | 0 | 0 | 0 | 0 | 0 | 0 | 84.4372
5595 | 92.439 | 0 | 0 | 0 | 0 | 0 | 0 | 0 | 0 | 96.0261
5596 | 79.6888 | 0 | 0 | 0 | 0 | 0 | 0 | 0 | 0 | 82.7813
5597 | 90.0484 | 0 | 0 | 0 | 0 | 0 | 0 | 0 | 0 | 93.5423
5598 | 79.6888 | 0 | 0 | 0 | 0 | 0 | 0 | 0 | 0 | 82.7813
5599 | 86.0639 | 80.59 | 119.5353 | 89.4037 | -30.1316 | 0 | 0 | 0 | 0 | 0
5600 | 75.1595 | 257.01 | 431.639 | 78.0755 | -353.5634 | 0 | 0 | 0 | 0 | 0
5601 | 85.1346 | 455.96 | 765.8152 | 88.4386 | -601.9583 | 0 | 75.4183 | 0 | 0 | 0
5602 | 74.1644 | 598.89 | 989.5799 | 77.0419 | -237.8271 | 0 | 674.711 | 0 | 0 | 0
5603 | 80.2656 | 733.19 | 1196.2398 | 83.3797 | 0 | 0 | 1112.8601 | 0 | 0 | 0
5604 | 72.995 | 741.51 | 1203.339 | 75.8276 | 0 | 0 | 1127.5114 | 0 | 0 | 0
5605 | 82.3325 | 783.36 | 1268.5582 | 85.5279 | 0 | 0 | 1183.0303 | 0 | 0 | 0
5606 | 74.6694 | 667.2 | 1088.711 | 77.5665 | 0 | 0 | 1011.1445 | 0 | 0 | 0
5607 | 86.4494 | 607.72 | 1001.735 | 89.8036 | 0 | 0 | 911.9314 | 0 | 0 | 0
5608 | 80.9369 | 457.67 | 766.2182 | 84.0777 | 0 | 0 | 682.1405 | 0 | 0 | 0
5609 | 86.7502 | 269.65 | 448.558 | 90.1163 | 0 | 0 | 358.4417 | 0 | 0 | 0
5610 | 79.3501 | 76.82 | 99.6671 | 82.4292 | 0 | 0 | 17.2379 | 0 | 0 | 0
5611 | 96.4444 | 0 | 0 | 0 | 0 | 0 | 0 | 0 | 0 | 100.1865
5612 | 87.6577 | 0 | 0 | 0 | 0 | 0 | 0 | 0 | 0 | 91.0595
5613 | 90.8453 | 0 | 0 | 0 | 0 | 0 | 0 | 0 | 0 | 94.3702
5614 | 86.0639 | 0 | 0 | 0 | 0 | 0 | 0 | 0 | 0 | 89.4037
5615 | 92.439 | 0 | 0 | 0 | 0 | 0 | 0 | 0 | 0 | 96.0261
5616 | 87.6577 | 0 | 0 | 0 | 0 | 0 | 0 | 0 | 0 | 91.0595
5617 | 94.0328 | 0 | 0 | 0 | 0 | 0 | 0 | 0 | 0 | 97.6819
5618 | 86.8608 | 0 | 0 | 0 | 0 | 0 | 0 | 0 | 0 | 90.2316
5619 | 93.2359 | 0 | 0 | 0 | 0 | 0 | 0 | 0 | 0 | 96.854
5620 | 79.6888 | 0 | 0 | 0 | 0 | 0 | 0 | 0 | 0 | 82.7813
5621 | 88.4546 | 0 | 0 | 0 | 0 | 0 | 0 | 0 | 0 | 91.8875
5622 | 86.0639 | 0 | 0 | 0 | 0 | 0 | 0 | 0 | 0 | 89.4037
5623 | 88.4546 | 94.48 | 137.2178 | 91.8875 | -45.3303 | 0 | 0 | 0 | 0 | 0
5624 | 78.9726 | 285.56 | 479.371 | 82.0365 | -397.3345 | 0 | 0 | 0 | 0 | 0
5625 | 84.4114 | 451.44 | 755.1061 | 87.6865 | -601.9583 | 0 | 65.4613 | 0 | 0 | 0
5626 | 75.3169 | 617.48 | 1013.916 | 78.2397 | -191.7374 | 0 | 743.939 | 0 | 0 | 0
5627 | 86.3179 | 719.78 | 1165.5078 | 89.6675 | 0 | 0 | 1075.8402 | 0 | 0 | 0
5628 | 74.6116 | 781.18 | 1256.0354 | 77.5073 | 0 | 0 | 1178.5281 | 0 | 0 | 0
5629 | 87.3011 | 736.47 | 1186.0854 | 90.6887 | 0 | 0 | 1095.3968 | 0 | 0 | 0
5630 | 82.3166 | 277.28 | 449.1844 | 85.5113 | 0 | 0 | 363.6731 | 0 | 0 | 0
5631 | 88.9845 | 405.72 | 666.2115 | 92.438 | 0 | 0 | 573.7734 | 0 | 0 | 0
5632 | 81.1182 | 347.19 | 577.1288 | 84.2668 | 0 | 0 | 492.862 | 0 | 0 | 0
5633 | 82.9302 | 125.32 | 202.0569 | 86.1491 | 0 | 0 | 115.9078 | 0 | 0 | 0
5634 | 82.6104 | 41.96 | 57.7098 | 57.7098 | 0 | 0 | 0 | 27.056 | 0 | 0
5635 | 95.6336 | 0 | 0 | 0 | 0 | 0 | 0 | 0 | 0 | 99.3451
5636 | 90.8453 | 0 | 0 | 0 | 0 | 0 | 0 | 0 | 0 | 94.3702
5637 | 93.2359 | 0 | 0 | 0 | 0 | 0 | 0 | 0 | 0 | 96.854
5638 | 88.4546 | 0 | 0 | 0 | 0 | 0 | 0 | 0 | 0 | 91.8875
5639 | 97.2204 | 0 | 0 | 0 | 0 | 0 | 0 | 0 | 0 | 100.9926
5640 | 90.0484 | 0 | 0 | 0 | 0 | 0 | 0 | 90.048 | 0 | 0
5641 | 92.439 | 0 | 0 | 0 | 0 | 0 | 0 | 58.368 | 0 | 35.3931
5642 | 86.0639 | 0 | 0 | 0 | 0 | 0 | 0 | 0 | 0 | 89.4037
5643 | 90.8453 | 0 | 0 | 0 | 0 | 0 | 0 | 0 | 0 | 94.3702
5644 | 86.8608 | 0 | 0 | 0 | 0 | 0 | 0 | 0 | 0 | 90.2316
5645 | 92.439 | 0 | 0 | 0 | 0 | 0 | 0 | 0 | 0 | 96.0261
5646 | 85.267 | 0 | 0 | 0 | 0 | 0 | 0 | 0 | 0 | 88.5758
5647 | 76.5013 | 70.27 | 104.7396 | 79.4706 | -25.2689 | 0 | 0 | 0 | 0 | 0
5648 | 82.453 | 254.6 | 426.8864 | 85.6526 | -341.2339 | 0 | 0 | 0 | 0 | 0
5649 | 644.2323 | 465.2 | 779.3882 | 669.2313 | -110.1569 | 0 | 0 | 0 | 0 | 0
5650 | 550.7832 | 607.23 | 999.7893 | 572.156 | -427.6333 | 0 | 0 | 0 | 0 | 0
5651 | 872.9741 | 670.53 | 1090.3523 | 906.8495 | -183.5028 | 0 | 0 | 0 | 0 | 0
5652 | 946.1464 | 481.86 | 782.7664 | 782.7664 | 0 | 0 | 0 | 192.62 | 0 | 0
5653 | 1239.5337 | 244.98 | 393.5221 | 393.5221 | 0 | 0 | 0 | 860.712 | 0 | 0
5654 | 1165.2976 | 297.22 | 481.6096 | 481.6096 | 0 | 0 | 0 | 701.678 | 0 | 0
5655 | 1376.3664 | 51.05 | 71.5872 | 71.5872 | 0 | 0 | 0 | 1307.454 | 0 | 0
5656 | 885.9086 | 31.38 | 40.3378 | 40.3378 | 0 | 0 | 0 | 847.077 | 0 | 0
5657 | 1355.6593 | 12.73 | 10.7371 | 10.7371 | 0 | 0 | 0 | 1345.323 | 0 | 0
5658 | 1090.8972 | 21.55 | 24.334 | 24.334 | 0 | 0 | 0 | 1067.472 | 0 | 0
5659 | 1122.6312 | 0 | 0 | 0 | 0 | 0 | 0 | 1122.631 | 0 | 0
5660 | 1206.4888 | 0 | 0 | 0 | 0 | 0 | 0 | 1206.489 | 0 | 0
5661 | 1114.0497 | 0 | 0 | 0 | 0 | 0 | 0 | 848.081 | 0 | 276.2888
5662 | 1332.3971 | 0 | 0 | 0 | 0 | 0 | 0 | 752.925 | 0 | 601.9583
5663 | 1107.6746 | 0 | 0 | 0 | 0 | 0 | 0 | 528.202 | 0 | 601.9583
5664 | 162.5652 | 0 | 0 | 0 | 0 | 0 | 0 | 0 | 0 | 168.8733
5665 | 108.3768 | 0 | 0 | 0 | 0 | 0 | 0 | 108.377 | 0 | 0
5666 | 94.0328 | 0 | 0 | 0 | 0 | 0 | 0 | 94.033 | 0 | 0
5667 | 105.1892 | 0 | 0 | 0 | 0 | 0 | 0 | 105.189 | 0 | 0
5668 | 101.2048 | 0 | 0 | 0 | 0 | 0 | 0 | 101.205 | 0 | 0
5669 | 105.1892 | 0 | 0 | 0 | 0 | 0 | 0 | 105.189 | 0 | 0
5670 | 94.8297 | 0 | 0 | 0 | 0 | 0 | 0 | 94.83 | 0 | 0
5671 | 86.8608 | 41.16 | 57.8084 | 57.8084 | 0 | 0 | 0 | 0 | 0 | 32.4232
5672 | 82.0825 | 338.39 | 562.3736 | 85.2672 | -477.1064 | 0 | 0 | 0 | 0 | 0
5673 | 832.2691 | 574.99 | 970.8451 | 864.565 | -106.2801 | 0 | 0 | 0 | 0 | 0
5674 | 1035.63 | 773.15 | 1276.4895 | 1075.8174 | -200.6721 | 0 | 0 | 0 | 0 | 0
5675 | 888.0562 | 905.16 | 1467.9838 | 922.5168 | -545.467 | 0 | 0 | 0 | 0 | 0
5676 | 1347.1615 | 975.26 | 1567.5896 | 1399.4372 | -168.1524 | 0 | 0 | 0 | 0 | 0
5677 | 1336.4483 | 968.49 | 1557.6472 | 1388.3085 | -169.3387 | 0 | 0 | 0 | 0 | 0
5678 | 1189.8149 | 886.98 | 1440.2997 | 1235.9855 | -204.3142 | 0 | 0 | 0 | 0 | 0
5679 | 1475.6089 | 539.89 | 883.2437 | 883.2437 | 0 | 0 | 0 | 625.359 | 0 | 0
5680 | 1639.9322 | 532.94 | 899.4595 | 899.4595 | 0 | 0 | 0 | 774.072 | 0 | 0
5681 | 1706.823 | 220.52 | 364.93 | 364.93 | 0 | 0 | 0 | 1355.525 | 0 | 0
5682 | 1428.5228 | 34.29 | 44.9854 | 44.9854 | 0 | 0 | 0 | 1385.217 | 0 | 0
5683 | 1533.5207 | 0 | 0 | 0 | 0 | 0 | 0 | 1509.749 | 0 | 24.6945
5684 | 1655.1368 | 0 | 0 | 0 | 0 | 0 | 0 | 1075.665 | 0 | 601.9583
5685 | 1609.7142 | 0 | 0 | 0 | 0 | 0 | 0 | 1030.242 | 0 | 601.9583
5686 | 1722.0755 | 0 | 0 | 0 | 0 | 0 | 0 | 1142.603 | 0 | 601.9583
5687 | 1463.8837 | 0 | 0 | 0 | 0 | 0 | 0 | 884.411 | 0 | 601.9583
5688 | 1754.7479 | 0 | 0 | 0 | 0 | 0 | 0 | 1754.748 | 0 | 0
5689 | 1349.1318 | 0 | 0 | 0 | 0 | 0 | 0 | 1349.132 | 0 | 0
5690 | 1326.022 | 0 | 0 | 0 | 0 | 0 | 0 | 1326.022 | 0 | 0
5691 | 1411.2891 | 0 | 0 | 0 | 0 | 0 | 0 | 1411.289 | 0 | 0
5692 | 1294.1465 | 0 | 0 | 0 | 0 | 0 | 0 | 1294.146 | 0 | 0
5693 | 1482.2121 | 0 | 0 | 0 | 0 | 0 | 0 | 1482.212 | 0 | 0
5694 | 1483.009 | 0 | 0 | 0 | 0 | 0 | 0 | 1483.009 | 0 | 0
5695 | 1287.7714 | 77.24 | 114.8752 | 0 | -114.8752 | 0 | 0 | 1287.771 | 0 | 0
5696 | 1284.4902 | 249.61 | 416.7737 | 0 | -416.7737 | 0 | 0 | 1284.49 | 0 | 0
5697 | 1520.7915 | 414.87 | 688.526 | 86.5678 | -601.9583 | 0 | 0 | 1437.458 | 0 | 0
5698 | 1079.7616 | 549.34 | 897.3476 | 295.3893 | -601.9583 | 0 | 0 | 795.407 | 0 | 0
5699 | 1397.4561 | 670.39 | 1081.7001 | 479.7418 | -601.9583 | 0 | 0 | 935.635 | 0 | 0
5700 | 1300.2516 | 816.77 | 1302.7869 | 933.1697 | -369.6171 | 0 | 0 | 401.941 | 0 | 0
5701 | 1512.0147 | 760.19 | 1216.2877 | 1216.2877 | 0 | 0 | 0 | 341.162 | 0 | 0
5702 | 1330.6818 | 654.22 | 1055.4298 | 1055.4298 | 0 | 0 | 0 | 314.678 | 0 | 0
5703 | 1355.5716 | 577.62 | 941.1301 | 941.1301 | 0 | 0 | 0 | 449.597 | 0 | 0
5704 | 1598.3855 | 255.92 | 420.6349 | 420.6349 | 0 | 0 | 0 | 1193.463 | 0 | 0
5705 | 1495.9604 | 125.31 | 201.8574 | 201.8574 | 0 | 0 | 0 | 1301.644 | 0 | 0
5706 | 1298.7306 | 45.02 | 62.4207 | 62.4207 | 0 | 0 | 0 | 1238.642 | 0 | 0
5707 | 1402.2623 | 0 | 0 | 0 | 0 | 0 | 0 | 1378.49 | 0 | 24.6945
5708 | 1392.1637 | 0 | 0 | 0 | 0 | 0 | 0 | 812.691 | 0 | 601.9583
5709 | 1202.5043 | 0 | 0 | 0 | 0 | 0 | 0 | 623.032 | 0 | 601.9583
5710 | 1352.3193 | 0 | 0 | 0 | 0 | 0 | 0 | 772.847 | 0 | 601.9583
5711 | 1295.7403 | 0 | 0 | 0 | 0 | 0 | 0 | 716.268 | 0 | 601.9583
5712 | 1243.9425 | 0 | 0 | 0 | 0 | 0 | 0 | 1243.943 | 0 | 0
5713 | 1173.8164 | 0 | 0 | 0 | 0 | 0 | 0 | 1173.816 | 0 | 0
5714 | 1220.8328 | 0 | 0 | 0 | 0 | 0 | 0 | 1220.833 | 0 | 0
5715 | 1220.0359 | 0 | 0 | 0 | 0 | 0 | 0 | 1220.036 | 0 | 0
5716 | 899.6868 | 0 | 0 | 0 | 0 | 0 | 0 | 899.687 | 0 | 0
5717 | 1117.2373 | 0 | 0 | 0 | 0 | 0 | 0 | 1117.237 | 0 | 0
5718 | 1305.3029 | 0 | 0 | 0 | 0 | 0 | 0 | 1305.303 | 0 | 0
5719 | 1147.519 | 97.42 | 141.4675 | 0 | -141.4675 | 0 | 0 | 1147.519 | 0 | 0
5720 | 929.5402 | 298.44 | 501.7666 | 0 | -501.7666 | 0 | 0 | 929.54 | 0 | 0
5721 | 1210.9693 | 393.85 | 657.258 | 55.2997 | -601.9583 | 0 | 0 | 1157.736 | 0 | 0
5722 | 1135.0278 | 559.41 | 918.2296 | 316.2714 | -601.9583 | 0 | 0 | 830.571 | 0 | 0
5723 | 1545.1075 | 916.28 | 1488.6571 | 1018.3112 | -470.3459 | 0 | 0 | 564.835 | 0 | 0
5724 | 1332.948 | 386.41 | 624.1492 | 624.1492 | 0 | 0 | 0 | 732.114 | 0 | 0
5725 | 1136.3975 | 981.7 | 1570.1388 | 1180.4946 | -389.6442 | 0 | 0 | 0 | 0 | 0
5726 | 1310.148 | 610.95 | 981.9541 | 981.9541 | 0 | 0 | 0 | 364.875 | 0 | 0
5727 | 1355.743 | 738.32 | 1208.9288 | 1208.9288 | 0 | 0 | 0 | 191.974 | 0 | 0
5728 | 1265.597 | 471.25 | 779.3923 | 779.3923 | 0 | 0 | 0 | 515.319 | 0 | 0
5729 | 1372.3541 | 20.57 | 23.3544 | 23.3544 | 0 | 0 | 0 | 1349.873 | 0 | 0
5730 | 1424.6399 | 57.39 | 78.8276 | 78.8276 | 0 | 0 | 0 | 1348.757 | 0 | 0
5731 | 1131.4817 | 0 | 0 | 0 | 0 | 0 | 0 | 1107.71 | 0 | 24.6945
5732 | 1318.85 | 0 | 0 | 0 | 0 | 0 | 0 | 739.378 | 0 | 601.9583
5733 | 1212.067 | 0 | 0 | 0 | 0 | 0 | 0 | 632.595 | 0 | 601.9583
5734 | 1363.4758 | 0 | 0 | 0 | 0 | 0 | 0 | 784.003 | 0 | 601.9583
5735 | 1298.9278 | 0 | 0 | 0 | 0 | 0 | 0 | 719.455 | 0 | 601.9583
5736 | 502.0396 | 0 | 0 | 0 | 0 | 0 | 0 | 502.04 | 0 | 0
5737 | 307.5989 | 0 | 0 | 0 | 0 | 0 | 0 | 307.599 | 0 | 0
5738 | 222.3318 | 0 | 0 | 0 | 0 | 0 | 0 | 222.332 | 0 | 0
5739 | 304.4113 | 0 | 0 | 0 | 0 | 0 | 0 | 304.411 | 0 | 0
5740 | 233.4883 | 0 | 0 | 0 | 0 | 0 | 0 | 233.488 | 0 | 0
5741 | 283.6922 | 0 | 0 | 0 | 0 | 0 | 0 | 283.692 | 0 | 0
5742 | 279.7078 | 0 | 0 | 0 | 0 | 0 | 0 | 279.708 | 0 | 0
5743 | 278.114 | 105.44 | 139.8543 | 0 | -139.8543 | 0 | 0 | 278.114 | 0 | 0
5744 | 207.0754 | 338.97 | 564.9882 | 0 | -564.9882 | 0 | 0 | 207.075 | 0 | 0
5745 | 1378.0269 | 364.27 | 601.9894 | 0.031164 | -601.9583 | 0 | 0 | 1377.997 | 0 | 0
5746 | 1300.4519 | 774.36 | 1257.6061 | 655.6478 | -601.9583 | 0 | 0 | 669.296 | 0 | 0
5747 | 1608.7589 | 915.67 | 1454.1771 | 852.2188 | -601.9583 | 0 | 0 | 788.375 | 0 | 0
5748 | 1772.0822 | 984.34 | 1546.0043 | 1349.5819 | -196.4224 | 0 | 0 | 472.914 | 0 | 0
5749 | 1617.9401 | 836.25 | 1307.0034 | 1307.0034 | 0 | 0 | 0 | 359.76 | 0 | 0
5750 | 1533.0237 | 554.44 | 885.9613 | 885.9613 | 0 | 0 | 0 | 680.158 | 0 | 0
5751 | 1780.7354 | 582.69 | 939.4524 | 939.4524 | 0 | 0 | 0 | 876.377 | 0 | 0
5752 | 1349.0361 | 73.47 | 109.9928 | 109.9928 | 0 | 0 | 0 | 1243.152 | 0 | 0
5753 | 1613.9387 | 90.32 | 140.6334 | 140.6334 | 0 | 0 | 0 | 1478.559 | 0 | 0
5754 | 1295.9295 | 23.51 | 27.118 | 27.118 | 0 | 0 | 0 | 1269.825 | 0 | 0
5755 | 1388.6465 | 0 | 0 | 0 | 0 | 0 | 0 | 1364.875 | 0 | 24.6945
5756 | 1267.0523 | 0 | 0 | 0 | 0 | 0 | 0 | 687.58 | 0 | 601.9583
5757 | 1465.4775 | 0 | 0 | 0 | 0 | 0 | 0 | 886.005 | 0 | 601.9583
5758 | 1438.3833 | 0 | 0 | 0 | 0 | 0 | 0 | 858.911 | 0 | 601.9583
5759 | 1352.3193 | 0 | 0 | 0 | 0 | 0 | 0 | 772.847 | 0 | 601.9583
5760 | 574.5564 | 0 | 0 | 0 | 0 | 0 | 0 | 574.556 | 0 | 0
5761 | 496.4614 | 0 | 0 | 0 | 0 | 0 | 0 | 496.461 | 0 | 0
5762 | 496.4614 | 0 | 0 | 0 | 0 | 0 | 0 | 496.461 | 0 | 0
5763 | 502.0396 | 0 | 0 | 0 | 0 | 0 | 0 | 502.04 | 0 | 0
5764 | 419.9601 | 0 | 0 | 0 | 0 | 0 | 0 | 419.96 | 0 | 0
5765 | 483.7112 | 0 | 0 | 0 | 0 | 0 | 0 | 483.711 | 0 | 0
5766 | 465.3827 | 0 | 0 | 0 | 0 | 0 | 0 | 465.383 | 0 | 0
5767 | 470.1641 | 78.53 | 116.7284 | 0 | -116.7284 | 0 | 0 | 470.164 | 0 | 0
5768 | 384.0224 | 250.94 | 418.7837 | 0 | -418.7837 | 0 | 0 | 384.022 | 0 | 0
5769 | 1040.75 | 397.61 | 660.5136 | 58.5553 | -601.9583 | 0 | 0 | 984.382 | 0 | 0
5770 | 1686.0651 | 512.75 | 839.347 | 237.3887 | -601.9583 | 0 | 0 | 1457.544 | 0 | 0
5771 | 1865.857 | 713.26 | 1150.3132 | 548.3549 | -601.9583 | 0 | 0 | 1337.986 | 0 | 0
5772 | 1807.6941 | 610.58 | 984.7111 | 618.9583 | -365.7528 | 0 | 0 | 1211.857 | 0 | 0
5773 | 1599.518 | 980.3 | 1577.9704 | 1577.9704 | 0 | 0 | 0 | 80.493 | 0 | 0
5774 | 1650.484 | 502.31 | 816.6428 | 816.6428 | 0 | 0 | 0 | 864.347 | 0 | 0
5775 | 1952.3423 | 490.41 | 804.707 | 804.707 | 0 | 0 | 0 | 1177.695 | 0 | 0
5776 | 1917.6398 | 186.47 | 303.9574 | 303.9574 | 0 | 0 | 0 | 1625.037 | 0 | 0
5777 | 1638.3992 | 32.34 | 43.0408 | 43.0408 | 0 | 0 | 0 | 1596.966 | 0 | 0
5778 | 1789.8428 | 34.26 | 44.5959 | 44.5959 | 0 | 0 | 0 | 1746.912 | 0 | 0
5779 | 1557.9215 | 0 | 0 | 0 | 0 | 0 | 0 | 1534.15 | 0 | 24.6945
5780 | 1417.6642 | 0 | 0 | 0 | 0 | 0 | 0 | 838.192 | 0 | 601.9583
5781 | 1755.5448 | 0 | 0 | 0 | 0 | 0 | 0 | 1176.072 | 0 | 601.9583
5782 | 1519.6659 | 0 | 0 | 0 | 0 | 0 | 0 | 940.194 | 0 | 601.9583
5783 | 1699.7626 | 0 | 0 | 0 | 0 | 0 | 0 | 1120.29 | 0 | 601.9583
5784 | 524.3525 | 0 | 0 | 0 | 0 | 0 | 0 | 524.352 | 0 | 0
5785 | 475.7423 | 0 | 0 | 0 | 0 | 0 | 0 | 475.742 | 0 | 0
5786 | 485.3049 | 0 | 0 | 0 | 0 | 0 | 0 | 485.305 | 0 | 0
5787 | 448.6481 | 0 | 0 | 0 | 0 | 0 | 0 | 448.648 | 0 | 0
5788 | 408.8037 | 0 | 0 | 0 | 0 | 0 | 0 | 408.804 | 0 | 0
5789 | 496.4614 | 0 | 0 | 0 | 0 | 0 | 0 | 496.461 | 0 | 0
5790 | 478.9298 | 0 | 0 | 0 | 0 | 0 | 0 | 478.93 | 0 | 0
5791 | 400.8348 | 64.89 | 96.505 | 0 | -96.505 | 0 | 0 | 400.835 | 0 | 0
5792 | 182.8679 | 212.8 | 352.2545 | 0 | -352.2545 | 0 | 0 | 182.868 | 0 | 0
5793 | 1356.1404 | 390.21 | 642.4706 | 40.5123 | -601.9583 | 0 | 0 | 1317.142 | 0 | 0
5794 | 1493.0687 | 563.25 | 906.648 | 304.6897 | -601.9583 | 0 | 0 | 1199.761 | 0 | 0
5795 | 1601.832 | 690.08 | 1089.6085 | 487.6503 | -601.9583 | 0 | 0 | 1132.399 | 0 | 0
5796 | 1394.3631 | 739.92 | 1158.6683 | 706.1628 | -452.5054 | 0 | 0 | 714.58 | 0 | 0
5797 | 1717.3001 | 726.27 | 1141.1031 | 1141.1031 | 0 | 0 | 0 | 618.823 | 0 | 0
5798 | 1250.3824 | 747.47 | 1181.3215 | 1181.3215 | 0 | 0 | 0 | 113.189 | 0 | 0
5799 | 1121.1221 | 612.04 | 987.4462 | 987.4462 | 0 | 0 | 0 | 170.562 | 0 | 0
5800 | 1607.7798 | 257.03 | 420.7793 | 420.7793 | 0 | 0 | 0 | 1202.718 | 0 | 0
5801 | 1448.2039 | 70.27 | 106.706 | 106.706 | 0 | 0 | 0 | 1345.484 | 0 | 0
5802 | 1364.7797 | 18.61 | 19.2729 | 19.2729 | 0 | 0 | 0 | 1346.227 | 0 | 0
5803 | 1446.5205 | 0 | 0 | 0 | 0 | 0 | 0 | 1422.749 | 0 | 24.6945
5804 | 1027.9858 | 0 | 0 | 0 | 0 | 0 | 0 | 448.513 | 0 | 601.9583
5805 | 1208.0826 | 0 | 0 | 0 | 0 | 0 | 0 | 628.61 | 0 | 601.9583
5806 | 1391.3668 | 0 | 0 | 0 | 0 | 0 | 0 | 811.895 | 0 | 601.9583
5807 | 960.2503 | 0 | 0 | 0 | 0 | 0 | 0 | 380.778 | 0 | 601.9583
5808 | 1379.4135 | 0 | 0 | 0 | 0 | 0 | 0 | 1379.414 | 0 | 0
5809 | 1115.6435 | 0 | 0 | 0 | 0 | 0 | 0 | 1115.644 | 0 | 0
5810 | 1562.6978 | 0 | 0 | 0 | 0 | 0 | 0 | 1562.698 | 0 | 0
5811 | 1405.7108 | 0 | 0 | 0 | 0 | 0 | 0 | 1405.711 | 0 | 0
5812 | 1476.6339 | 0 | 0 | 0 | 0 | 0 | 0 | 1476.634 | 0 | 0
5813 | 1177.8008 | 0 | 0 | 0 | 0 | 0 | 0 | 1177.801 | 0 | 0
5814 | 1127.5968 | 0 | 0 | 0 | 0 | 0 | 0 | 1127.597 | 0 | 0
5815 | 1133.1751 | 82.89 | 122.8179 | 122.8179 | 0 | 0 | 0 | 1014.945 | 0 | 0
5816 | 181.302 | 350.1 | 579.2375 | 188.3374 | -390.9001 | 0 | 0 | 0 | 0 | 0
5817 | 479.2755 | 390.48 | 641.2147 | 497.8742 | -143.3405 | 0 | 0 | 0 | 0 | 0
5818 | 453.9145 | 789.12 | 1262.6277 | 471.5291 | -601.9583 | 0 | 189.1404 | 0 | 0 | 0
5819 | 496.7951 | 927.72 | 1444.5058 | 516.074 | -601.9583 | 0 | 326.4735 | 0 | 0 | 0
5820 | 414.3719 | 997.29 | 1532.9756 | 430.4516 | -601.9583 | 0 | 500.5657 | 0 | 0 | 0
5821 | 318.7732 | 989.49 | 1524.687 | 331.1429 | -367.0243 | 0 | 826.5198 | 0 | 0 | 0
5822 | 334.3604 | 898.49 | 1406.5219 | 347.3358 | 0 | 0 | 1059.1861 | 0 | 0 | 0
5823 | 406.4429 | 746.79 | 1198.4244 | 422.2149 | 0 | 0 | 776.2095 | 0 | 0 | 0
5824 | 328.2074 | 537.32 | 890.0593 | 340.943 | 0 | 0 | 549.1163 | 0 | 0 | 0
5825 | 412.0002 | 295.9 | 475.2594 | 427.9876 | 0 | 0 | 47.2718 | 0 | 0 | 0
5826 | 284.013 | 69.31 | 78.2719 | 78.2719 | 0 | 0 | 0 | 208.665 | 0 | 0
5827 | 303.3544 | 0 | 0 | 0 | 0 | 0 | 0 | 303.354 | 0 | 0
5828 | 260.5825 | 0 | 0 | 0 | 0 | 0 | 0 | 260.582 | 0 | 0
5829 | 203.2065 | 0 | 0 | 0 | 0 | 0 | 0 | 203.206 | 0 | 0
5830 | 329.9117 | 0 | 0 | 0 | 0 | 0 | 0 | 329.912 | 0 | 0
5831 | 295.6455 | 0 | 0 | 0 | 0 | 0 | 0 | 295.646 | 0 | 0
5832 | 301.2237 | 0 | 0 | 0 | 0 | 0 | 0 | 225.822 | 0 | 78.3269
5833 | 332.0389 | 0 | 0 | 0 | 0 | 0 | 0 | 332.039 | 0 | 0
5834 | 303.4149 | 0 | 0 | 0 | 0 | 0 | 0 | 303.415 | 0 | 0
5835 | 303.4149 | 0 | 0 | 0 | 0 | 0 | 0 | 303.415 | 0 | 0
5836 | 323.0428 | 0 | 0 | 0 | 0 | 0 | 0 | 323.043 | 0 | 0
5837 | 232.2637 | 0 | 0 | 0 | 0 | 0 | 0 | 232.264 | 0 | 0
5838 | 282.1513 | 0 | 0 | 0 | 0 | 0 | 0 | 282.151 | 0 | 0
5839 | 262.5234 | 62.41 | 92.3695 | 92.3695 | 0 | 0 | 0 | 0 | 0 | 180.3407
5840 | 251.6319 | 238.53 | 399.1805 | 261.3965 | -137.7839 | 0 | 0 | 0 | 0 | 0
5841 | 470.5752 | 383.66 | 638.921 | 488.8355 | -150.0855 | 0 | 0 | 0 | 0 | 0
5842 | 1198.9713 | 453.8 | 744.3888 | 744.3888 | 0 | 0 | 0 | 482.389 | 0 | 0
5843 | 1601.2271 | 624.73 | 1011.2993 | 1011.2993 | 0 | 0 | 0 | 627.705 | 0 | 0
5844 | 1241.291 | 706.99 | 1136.2 | 1136.2 | 0 | 0 | 0 | 147.534 | 0 | 0
5845 | 1602.0439 | 762.51 | 1223.4191 | 1223.4191 | 0 | 0 | 0 | 424.326 | 0 | 0
5846 | 1542.9506 | 735.07 | 1186.5363 | 1186.5363 | 0 | 0 | 0 | 400.738 | 0 | 0
5847 | 1640.668 | 511.13 | 838.4723 | 838.4723 | 0 | 0 | 0 | 833.517 | 0 | 0
5848 | 1242.7375 | 449.53 | 749.5766 | 749.5766 | 0 | 0 | 0 | 521.161 | 0 | 0
5849 | 1329.2874 | 250.85 | 415.4315 | 415.4315 | 0 | 0 | 0 | 929.374 | 0 | 0
5850 | 1176.7039 | 61.02 | 79.6524 | 79.6524 | 0 | 0 | 0 | 1100.027 | 0 | 0
5851 | 1489.1425 | 0 | 0 | 0 | 0 | 0 | 0 | 1449.167 | 0 | 41.5262
5852 | 1527.7062 | 0 | 0 | 0 | 0 | 0 | 0 | 1103.523 | 0 | 440.6444
5853 | 1849.1134 | 0 | 0 | 0 | 0 | 0 | 0 | 1269.641 | 0 | 601.9583
5854 | 1687.1831 | 0 | 0 | 0 | 0 | 0 | 0 | 1107.711 | 0 | 601.9583
5855 | 1236.5588 | 0 | 0 | 0 | 0 | 0 | 0 | 657.086 | 0 | 601.9583
5856 | 1050.9114 | 0 | 0 | 0 | 0 | 0 | 0 | 1050.911 | 0 | 0
5857 | 1364.9581 | 0 | 0 | 0 | 0 | 0 | 0 | 1364.958 | 0 | 0
5858 | 1355.1441 | 0 | 0 | 0 | 0 | 0 | 0 | 1355.144 | 0 | 0
5859 | 1388.6752 | 0 | 0 | 0 | 0 | 0 | 0 | 1388.675 | 0 | 0
5860 | 1544.0628 | 0 | 0 | 0 | 0 | 0 | 0 | 1449.167 | 0 | 98.5774
5861 | 1248.0084 | 0 | 0 | 0 | 0 | 0 | 0 | 1248.008 | 0 | 0
5862 | 1493.3574 | 0 | 0 | 0 | 0 | 0 | 0 | 1449.167 | 0 | 45.9048
5863 | 1527.7062 | 108.62 | 146.6595 | 81.5867 | -65.0728 | 0 | 0 | 1449.167 | 0 | 0
5864 | 1240.9649 | 345.18 | 579.2001 | 0 | -579.2001 | 0 | 0 | 1240.965 | 0 | 0
5865 | 1314.0022 | 463.38 | 774.2679 | 172.3097 | -601.9583 | 0 | 0 | 1148.13 | 0 | 0
5866 | 1895.8186 | 783.88 | 1299.1915 | 697.2333 | -601.9583 | 0 | 0 | 1224.631 | 0 | 0
5867 | 1738.3935 | 727.37 | 1177.7989 | 616.2657 | -561.5332 | 0 | 0 | 1145.148 | 0 | 0
5868 | 1628.6735 | 832.62 | 1335.5123 | 1335.5123 | 0 | 0 | 0 | 343.049 | 0 | 0
5869 | 1331.8493 | 981.99 | 1586.1063 | 1383.5321 | -202.5742 | 0 | 0 | 0 | 0 | 0
5870 | 1502.9147 | 879.52 | 1431.6568 | 1431.6568 | 0 | 0 | 0 | 124.738 | 0 | 0
5871 | 1067.9509 | 727.61 | 1204.2354 | 1109.3926 | -94.8429 | 0 | 0 | 0 | 0 | 0
5872 | 1186.9605 | 519.07 | 876.3596 | 876.3596 | 0 | 0 | 0 | 343.338 | 0 | 0
5873 | 1465.9979 | 282.56 | 460.739 | 460.739 | 0 | 0 | 0 | 1022.47 | 0 | 0
5874 | 1552.9578 | 63.25 | 78.1669 | 78.1669 | 0 | 0 | 0 | 1449.167 | 0 | 29.6516
5875 | 1503.1713 | 0 | 0 | 0 | 0 | 0 | 0 | 1449.167 | 0 | 56.0996
5876 | 1143.3262 | 0 | 0 | 0 | 0 | 0 | 0 | 1143.326 | 0 | 0
5877 | 1723.9854 | 0 | 0 | 0 | 0 | 0 | 0 | 1285.522 | 0 | 455.4774
5878 | 1668.373 | 0 | 0 | 0 | 0 | 0 | 0 | 1088.901 | 0 | 601.9583
5879 | 1373.1364 | 0 | 0 | 0 | 0 | 0 | 0 | 793.664 | 0 | 601.9583
5880 | 1233.2875 | 0 | 0 | 0 | 0 | 0 | 0 | 1233.287 | 0 | 0
5881 | 1690.4544 | 0 | 0 | 0 | 0 | 0 | 0 | 1449.167 | 0 | 250.6501
5882 | 1819.6715 | 0 | 0 | 0 | 0 | 0 | 0 | 1449.167 | 0 | 384.8813
5883 | 1252.9154 | 0 | 0 | 0 | 0 | 0 | 0 | 1252.915 | 0 | 0
5884 | 1363.3224 | 0 | 0 | 0 | 0 | 0 | 0 | 1363.322 | 0 | 0
5885 | 1499.0822 | 0 | 0 | 0 | 0 | 0 | 0 | 1449.167 | 0 | 51.8519
5886 | 1406.6674 | 0 | 0 | 0 | 0 | 0 | 0 | 1406.667 | 0 | 0
5887 | 1239.0123 | 111.44 | 149.1827 | 0 | -149.1827 | 0 | 0 | 1239.012 | 0 | 0
5888 | 1144.3567 | 348.18 | 583.2068 | 0 | -583.2068 | 0 | 0 | 1144.357 | 0 | 0
5889 | 1160.5057 | 587.26 | 990.7839 | 388.8257 | -601.9583 | 0 | 0 | 786.206 | 0 | 0
5890 | 1535.5758 | 783.72 | 1288.415 | 686.4567 | -601.9583 | 0 | 0 | 874.762 | 0 | 0
5891 | 1778.9231 | 921.05 | 1484.8239 | 1408.8301 | -75.9938 | 0 | 0 | 422.72 | 0 | 0
5892 | 1434.3111 | 986.85 | 1573.2438 | 1489.9691 | -83.2747 | 0 | 0 | 0 | 0 | 0
5893 | 1226.9442 | 977.6 | 1558.3868 | 1274.5553 | -283.8316 | 0 | 0 | 0 | 0 | 0
5894 | 1067.315 | 893.36 | 1436.4665 | 1108.7319 | -327.7346 | 0 | 0 | 0 | 0 | 0
5895 | 1327.1212 | 737.88 | 1209.4679 | 1209.4679 | 0 | 0 | 0 | 162.834 | 0 | 0
5896 | 1593.7705 | 528.93 | 888.4357 | 888.4357 | 0 | 0 | 0 | 738.522 | 0 | 0
5897 | 1265.787 | 191.95 | 315.0342 | 315.0342 | 0 | 0 | 0 | 962.521 | 0 | 0
5898 | 1411.0786 | 44.37 | 58.9615 | 58.9615 | 0 | 0 | 0 | 1354.32 | 0 | 0
5899 | 906.1208 | 0 | 0 | 0 | 0 | 0 | 0 | 882.349 | 0 | 24.6945
5900 | 1138.4192 | 0 | 0 | 0 | 0 | 0 | 0 | 558.947 | 0 | 601.9583
5901 | 1154.7758 | 0 | 0 | 0 | 0 | 0 | 0 | 575.303 | 0 | 601.9583
5902 | 1472.9116 | 0 | 0 | 0 | 0 | 0 | 0 | 893.439 | 0 | 601.9583
5903 | 1362.5046 | 0 | 0 | 0 | 0 | 0 | 0 | 783.032 | 0 | 601.9583
5904 | 141.4846 | 0 | 0 | 0 | 0 | 0 | 0 | 141.485 | 0 | 0
5905 | 99.7752 | 0 | 0 | 0 | 0 | 0 | 0 | 99.775 | 0 | 0
5906 | 96.5039 | 0 | 0 | 0 | 0 | 0 | 0 | 96.504 | 0 | 0
5907 | 105.5001 | 0 | 0 | 0 | 0 | 0 | 0 | 105.5 | 0 | 0
5908 | 94.8683 | 0 | 0 | 0 | 0 | 0 | 0 | 94.868 | 0 | 0
5909 | 100.5931 | 0 | 0 | 0 | 0 | 0 | 0 | 100.593 | 0 | 0
5910 | 91.5969 | 0 | 0 | 0 | 0 | 0 | 0 | 91.597 | 0 | 0
5911 | 86.69 | 110.2 | 148.6436 | 0 | -148.6436 | 0 | 0 | 86.69 | 0 | 0
5912 | 88.3635 | 345.12 | 577.1651 | 0 | -577.1651 | 0 | 0 | 88.363 | 0 | 0
5913 | 674.8497 | 581.8 | 980.4333 | 378.475 | -601.9583 | 0 | 0 | 310.513 | 0 | 0
5914 | 1069.3668 | 495.28 | 810.9959 | 470.6596 | -340.3363 | 0 | 0 | 616.289 | 0 | 0
5915 | 1034.0283 | 919.62 | 1484.4167 | 1074.1532 | -410.2635 | 0 | 0 | 0 | 0 | 0
5916 | 1101.8888 | 984.29 | 1573.4692 | 1144.6475 | -428.8217 | 0 | 0 | 0 | 0 | 0
5917 | 1309.4418 | 972.92 | 1553.68 | 1360.2546 | -193.4254 | 0 | 0 | 0 | 0 | 0
5918 | 1334.591 | 865.21 | 1392.9052 | 1386.3795 | -6.5258 | 0 | 0 | 0 | 0 | 0
5919 | 1249.9334 | 625.86 | 1016.833 | 1016.833 | 0 | 0 | 0 | 271.084 | 0 | 0
5920 | 1409.4378 | 502.66 | 841.7695 | 841.7695 | 0 | 0 | 0 | 599.113 | 0 | 0
5921 | 1475.0421 | 269.46 | 439.4206 | 439.4206 | 0 | 0 | 0 | 1052.036 | 0 | 0
5922 | 1347.0834 | 44.76 | 59.0747 | 59.0747 | 0 | 0 | 0 | 1290.215 | 0 | 0
5923 | 1438.5628 | 0 | 0 | 0 | 0 | 0 | 0 | 1414.791 | 0 | 24.6945
5924 | 1652.8342 | 0 | 0 | 0 | 0 | 0 | 0 | 1073.362 | 0 | 601.9583
5925 | 1743.6133 | 0 | 0 | 0 | 0 | 0 | 0 | 1164.141 | 0 | 601.9583
5926 | 1660.1947 | 0 | 0 | 0 | 0 | 0 | 0 | 1080.722 | 0 | 601.9583
5927 | 1413.2101 | 0 | 0 | 0 | 0 | 0 | 0 | 833.738 | 0 | 601.9583
5928 | 139.8489 | 0 | 0 | 0 | 0 | 0 | 0 | 139.849 | 0 | 0
5929 | 107.1357 | 0 | 0 | 0 | 0 | 0 | 0 | 107.136 | 0 | 0
5930 | 98.9574 | 0 | 0 | 0 | 0 | 0 | 0 | 98.957 | 0 | 0
5931 | 102.2287 | 0 | 0 | 0 | 0 | 0 | 0 | 102.229 | 0 | 0
5932 | 100.5931 | 0 | 0 | 0 | 0 | 0 | 0 | 100.593 | 0 | 0
5933 | 103.8644 | 0 | 0 | 0 | 0 | 0 | 0 | 103.864 | 0 | 0
5934 | 97.3218 | 0 | 0 | 0 | 0 | 0 | 0 | 97.322 | 0 | 0
5935 | 94.8683 | 8.81 | 4.5385 | 0 | -4.5385 | 0 | 0 | 94.868 | 0 | 0
5936 | 87.886 | 273.56 | 457.2476 | 0 | -457.2476 | 0 | 0 | 87.886 | 0 | 0
5937 | 953.4016 | 244.18 | 401.658 | 0 | -401.658 | 0 | 0 | 953.402 | 0 | 0
5938 | 1414.2467 | 781.05 | 1276.6775 | 674.7193 | -601.9583 | 0 | 0 | 764.732 | 0 | 0
5939 | 1289.2178 | 917.33 | 1472.8963 | 870.9381 | -601.9583 | 0 | 0 | 450.814 | 0 | 0
5940 | 1489.7845 | 797.3 | 1268.499 | 666.5408 | -601.9583 | 0 | 0 | 848.143 | 0 | 0
5941 | 1378.1088 | 713.49 | 1142.4453 | 1104.6234 | -37.8218 | 0 | 0 | 314.75 | 0 | 0
5942 | 1448.9237 | 797.91 | 1271.818 | 1271.818 | 0 | 0 | 0 | 224.614 | 0 | 0
5943 | 1588.6233 | 522.79 | 854.8761 | 854.8761 | 0 | 0 | 0 | 765.681 | 0 | 0
5944 | 1511.5071 | 195.94 | 320.1607 | 320.1607 | 0 | 0 | 0 | 1203.306 | 0 | 0
5945 | 1311.4301 | 106.6 | 169.8996 | 169.8996 | 0 | 0 | 0 | 1147.877 | 0 | 0
5946 | 1754.8452 | 24.5 | 28.2493 | 28.2493 | 0 | 0 | 0 | 1449.167 | 0 | 289.2905
5947 | 1257.345 | 0 | 0 | 0 | 0 | 0 | 0 | 1257.345 | 0 | 0
5948 | 847.2718 | 0 | 0 | 0 | 0 | 0 | 0 | 522.512 | 0 | 337.3622
5949 | 1282.3573 | 0 | 0 | 0 | 0 | 0 | 0 | 702.885 | 0 | 601.9583
5950 | 1299.5317 | 0 | 0 | 0 | 0 | 0 | 0 | 720.059 | 0 | 601.9583
5951 | 1363.3224 | 0 | 0 | 0 | 0 | 0 | 0 | 783.85 | 0 | 601.9583
5952 | 1331.4271 | 0 | 0 | 0 | 0 | 0 | 0 | 1331.427 | 0 | 0
5953 | 1392.7643 | 0 | 0 | 0 | 0 | 0 | 0 | 1392.764 | 0 | 0
5954 | 954.4075 | 0 | 0 | 0 | 0 | 0 | 0 | 954.407 | 0 | 0
5955 | 1391.9465 | 0 | 0 | 0 | 0 | 0 | 0 | 1391.946 | 0 | 0
5956 | 1367.4116 | 0 | 0 | 0 | 0 | 0 | 0 | 1367.412 | 0 | 0
5957 | 1018.1982 | 0 | 0 | 0 | 0 | 0 | 0 | 1018.198 | 0 | 0
5958 | 1299.5317 | 0 | 0 | 0 | 0 | 0 | 0 | 1299.532 | 0 | 0
5959 | 1066.4502 | 78.34 | 117.2489 | 0 | -117.2489 | 0 | 0 | 1066.45 | 0 | 0
5960 | 879.7304 | 354.39 | 590.948 | 0 | -590.948 | 0 | 0 | 879.73 | 0 | 0
5961 | 1118.7892 | 593.73 | 995.685 | 393.7267 | -601.9583 | 0 | 0 | 739.771 | 0 | 0
5962 | 1147.7987 | 791.72 | 1294.0339 | 1070.3221 | -223.7118 | 0 | 0 | 117.459 | 0 | 0
5963 | 1167.7466 | 922.28 | 1478.376 | 1213.0611 | -265.3149 | 0 | 0 | 0 | 0 | 0
5964 | 1009.8492 | 987.45 | 1569.3992 | 1049.0359 | -520.3633 | 0 | 0 | 0 | 0 | 0
5965 | 1123.4907 | 977.24 | 1554.6825 | 1167.0878 | -387.5947 | 0 | 0 | 0 | 0 | 0
5966 | 1352.7826 | 601.79 | 968.3052 | 968.3052 | 0 | 0 | 0 | 420.649 | 0 | 0
5967 | 1227.347 | 111.46 | 172.8467 | 172.8467 | 0 | 0 | 0 | 1060.957 | 0 | 0
5968 | 1201.4218 | 36.28 | 48.4821 | 48.4821 | 0 | 0 | 0 | 1154.75 | 0 | 0
5969 | 1209.5909 | 13.71 | 12.3389 | 12.3389 | 0 | 0 | 0 | 1197.713 | 0 | 0
5970 | 1315.1216 | 4.89 | 0 | 0 | 0 | 0 | 0 | 1315.122 | 0 | 0
5971 | 1232.4093 | 0 | 0 | 0 | 0 | 0 | 0 | 1220.932 | 0 | 11.9224
5972 | 1067.268 | 0 | 0 | 0 | 0 | 0 | 0 | 487.796 | 0 | 601.9583
5973 | 1498.2644 | 0 | 0 | 0 | 0 | 0 | 0 | 918.792 | 0 | 601.9583
5974 | 1077.8998 | 0 | 0 | 0 | 0 | 0 | 0 | 498.427 | 0 | 601.9583
5975 | 1290.5356 | 0 | 0 | 0 | 0 | 0 | 0 | 711.063 | 0 | 601.9583
5976 | 956.861 | 0 | 0 | 0 | 0 | 0 | 0 | 956.861 | 0 | 0
5977 | 1195.6673 | 0 | 0 | 0 | 0 | 0 | 0 | 1195.667 | 0 | 0
5978 | 1304.4387 | 0 | 0 | 0 | 0 | 0 | 0 | 1304.439 | 0 | 0
5979 | 1028.83 | 0 | 0 | 0 | 0 | 0 | 0 | 1028.83 | 0 | 0
5980 | 1461.462 | 0 | 0 | 0 | 0 | 0 | 0 | 1449.167 | 0 | 12.7721
5981 | 1392.7643 | 0 | 0 | 0 | 0 | 0 | 0 | 1392.764 | 0 | 0
5982 | 1118.7913 | 0 | 0 | 0 | 0 | 0 | 0 | 1118.791 | 0 | 0
5983 | 1271.7255 | 43.12 | 61.2105 | 61.2105 | 0 | 0 | 0 | 1212.801 | 0 | 0
5984 | 186.0829 | 150 | 245.9526 | 193.3039 | -52.6487 | 0 | 0 | 0 | 0 | 0
5985 | 155.6841 | 396.97 | 659.8457 | 161.7253 | -498.1204 | 0 | 0 | 0 | 0 | 0
5986 | 185.2027 | 506.51 | 827.3342 | 192.3898 | -601.9583 | 0 | 32.9862 | 0 | 0 | 0
5987 | 174.4073 | 686.72 | 1103.2096 | 181.1759 | -601.9583 | 0 | 320.0755 | 0 | 0 | 0
5988 | 189.5525 | 538.19 | 866.7423 | 196.9086 | -601.9583 | 0 | 67.8755 | 0 | 0 | 0
5989 | 199.8194 | 263.85 | 424.3465 | 207.574 | -216.7726 | 0 | 0 | 0 | 0 | 0
5990 | 201.4499 | 546.76 | 883.2562 | 209.2662 | -133.7233 | 0 | 540.2668 | 0 | 0 | 0
5991 | 132.424 | 401.76 | 656.5402 | 137.5627 | 0 | 0 | 518.9775 | 0 | 0 | 0
5992 | 181.7586 | 55.68 | 80.9717 | 80.9717 | 0 | 0 | 0 | 7.62 | 0 | 99.9247
5993 | 119.9634 | 144.99 | 235.8232 | 124.6181 | -111.2051 | 0 | 0 | 0 | 0 | 0
5994 | 101.4733 | 31.32 | 39.0123 | 39.0123 | 0 | 0 | 0 | 63.918 | 0 | 0
5995 | 112.5998 | 0 | 0 | 0 | 0 | 0 | 0 | 112.6 | 0 | 0
5996 | 110.407 | 0 | 0 | 0 | 0 | 0 | 0 | 72.849 | 0 | 39.0154
5997 | 102.2287 | 0 | 0 | 0 | 0 | 0 | 0 | 0 | 0 | 106.196
5998 | 93.2326 | 0 | 0 | 0 | 0 | 0 | 0 | 0 | 0 | 96.8509
5999 | 102.2287 | 0 | 0 | 0 | 0 | 0 | 0 | 0 | 0 | 106.196
6000 | 95.6861 | 0 | 0 | 0 | 0 | 0 | 0 | 0 | 0 | 99.3991
6001 | 100.5931 | 0 | 0 | 0 | 0 | 0 | 0 | 100.593 | 0 | 0
6002 | 92.4148 | 0 | 0 | 0 | 0 | 0 | 0 | 92.415 | 0 | 0
6003 | 98.9574 | 0 | 0 | 0 | 0 | 0 | 0 | 98.957 | 0 | 0
6004 | 93.2326 | 0 | 0 | 0 | 0 | 0 | 0 | 93.233 | 0 | 0
6005 | 98.9574 | 0 | 0 | 0 | 0 | 0 | 0 | 98.957 | 0 | 0
6006 | 91.5969 | 0 | 0 | 0 | 0 | 0 | 0 | 91.597 | 0 | 0
6007 | 94.8683 | 78.23 | 117.8638 | 98.5493 | -19.3145 | 0 | 0 | 0 | 0 | 0
6008 | 88.6732 | 272.44 | 459.267 | 92.1139 | -367.1531 | 0 | 0 | 0 | 0 | 0
6009 | 877.3751 | 601.38 | 1023.1479 | 911.4213 | -111.7266 | 0 | 0 | 0 | 0 | 0
6010 | 1234.046 | 335.97 | 553.1905 | 553.1905 | 0 | 0 | 0 | 701.52 | 0 | 0
6011 | 1673.4272 | 652.41 | 1063.2167 | 1063.2167 | 0 | 0 | 0 | 649.927 | 0 | 0
6012 | 1423.6773 | 470.67 | 767.9354 | 767.9354 | 0 | 0 | 0 | 684.428 | 0 | 0
6013 | 1772.2558 | 191.29 | 306.2137 | 306.2137 | 0 | 0 | 0 | 1449.167 | 0 | 29.4117
6014 | 1493.8665 | 150.52 | 238.6831 | 205.9503 | -32.7327 | 0 | 0 | 1295.609 | 0 | 0
6015 | 1557.6541 | 48.09 | 67.4465 | 67.4465 | 0 | 0 | 0 | 1449.167 | 0 | 45.2493
6016 | 1584.9707 | 54.7 | 79.7771 | 79.7771 | 0 | 0 | 0 | 1449.167 | 0 | 61.2957
6017 | 1772.4797 | 48.73 | 71.0729 | 71.0729 | 0 | 0 | 0 | 1449.167 | 0 | 264.7861
6018 | 1755.7039 | 12.73 | 9.851 | 9.851 | 0 | 0 | 0 | 1449.167 | 0 | 308.5811
6019 | 1611.083 | 0 | 0 | 0 | 0 | 0 | 0 | 1449.167 | 0 | 168.1991
6020 | 1745.249 | 0 | 0 | 0 | 0 | 0 | 0 | 1449.167 | 0 | 307.5714
6021 | 1431.2023 | 0 | 0 | 0 | 0 | 0 | 0 | 1431.202 | 0 | 0
6022 | 1315.8883 | 0 | 0 | 0 | 0 | 0 | 0 | 788.094 | 0 | 548.2749
6023 | 1081.1711 | 0 | 0 | 0 | 0 | 0 | 0 | 501.699 | 0 | 601.9583
6024 | 1571.0512 | 0 | 0 | 0 | 0 | 0 | 0 | 1449.167 | 0 | 126.6137
6025 | 1019.8339 | 0 | 0 | 0 | 0 | 0 | 0 | 1019.834 | 0 | 0
6026 | 1302.803 | 0 | 0 | 0 | 0 | 0 | 0 | 1302.803 | 0 | 0
6027 | 1215.2952 | 0 | 0 | 0 | 0 | 0 | 0 | 1215.295 | 0 | 0
6028 | 1135.9657 | 0 | 0 | 0 | 0 | 0 | 0 | 1135.966 | 0 | 0
6029 | 1096.7099 | 0 | 0 | 0 | 0 | 0 | 0 | 1096.71 | 0 | 0
6030 | 1092.6207 | 0 | 0 | 0 | 0 | 0 | 0 | 1092.621 | 0 | 0
6031 | 1315.8883 | 101.12 | 150.1281 | 0 | -150.1281 | 0 | 0 | 1315.888 | 0 | 0
6032 | 1094.9209 | 192.44 | 321.3376 | 0 | -321.3376 | 0 | 0 | 1094.921 | 0 | 0
6033 | 1387.202 | 313.48 | 523.2086 | 0 | -523.2086 | 0 | 0 | 1387.202 | 0 | 0
6034 | 1405.6574 | 801.79 | 1329.9547 | 727.9964 | -601.9583 | 0 | 0 | 704.856 | 0 | 0
6035 | 1365.2484 | 770.6 | 1247.4923 | 734.8349 | -512.6574 | 0 | 0 | 657.863 | 0 | 0
6036 | 1221.3717 | 990.64 | 1597.4033 | 1268.767 | -328.6363 | 0 | 0 | 0 | 0 | 0
6037 | 1267.0966 | 981.45 | 1585.4799 | 1316.2653 | -269.2146 | 0 | 0 | 0 | 0 | 0
6038 | 1528.0967 | 896.97 | 1465.2881 | 1465.2881 | 0 | 0 | 0 | 117.545 | 0 | 0
6039 | 1700.6118 | 742.35 | 1237.4512 | 1237.4512 | 0 | 0 | 0 | 509.386 | 0 | 0
6040 | 1411.0387 | 385.22 | 646.4877 | 646.4877 | 0 | 0 | 0 | 788.701 | 0 | 0
6041 | 1480.8333 | 76.39 | 118.485 | 118.485 | 0 | 0 | 0 | 1366.774 | 0 | 0
6042 | 1727.6442 | 17.63 | 17.321 | 17.321 | 0 | 0 | 0 | 1449.167 | 0 | 271.9622
6043 | 1863.8394 | 0 | 0 | 0 | 0 | 0 | 0 | 1449.167 | 0 | 430.7632
6044 | 874.2602 | 0 | 0 | 0 | 0 | 0 | 0 | 874.26 | 0 | 0
6045 | 1106.5238 | 0 | 0 | 0 | 0 | 0 | 0 | 600.282 | 0 | 525.8866
6046 | 1191.5782 | 0 | 0 | 0 | 0 | 0 | 0 | 612.106 | 0 | 601.9583
6047 | 1427.931 | 0 | 0 | 0 | 0 | 0 | 0 | 848.459 | 0 | 601.9583
6048 | 771.2136 | 0 | 0 | 0 | 0 | 0 | 0 | 771.214 | 0 | 0
6049 | 615.8259 | 0 | 0 | 0 | 0 | 0 | 0 | 615.826 | 0 | 0
6050 | 593.7445 | 0 | 0 | 0 | 0 | 0 | 0 | 593.745 | 0 | 0
6051 | 716.419 | 0 | 0 | 0 | 0 | 0 | 0 | 716.419 | 0 | 0
6052 | 741.7717 | 0 | 0 | 0 | 0 | 0 | 0 | 741.772 | 0 | 0
6053 | 516.8685 | 0 | 0 | 0 | 0 | 0 | 0 | 516.868 | 0 | 0
6054 | 739.3182 | 0 | 0 | 0 | 0 | 0 | 0 | 739.318 | 0 | 0
6055 | 691.8841 | 54.02 | 79.8446 | 0 | -79.8446 | 0 | 0 | 691.884 | 0 | 0
6056 | 788.801 | 176.85 | 293.9932 | 0 | -293.9932 | 0 | 0 | 788.801 | 0 | 0
6057 | 672.9677 | 250.47 | 415.74 | 0 | -415.74 | 0 | 0 | 672.968 | 0 | 0
6058 | 848.4842 | 330.02 | 545.0131 | 169.2036 | -375.8094 | 0 | 0 | 685.601 | 0 | 0
6059 | 583.859 | 630.74 | 1034.3057 | 606.5155 | -427.7902 | 0 | 0 | 0 | 0 | 0
6060 | 720.5879 | 570.5 | 933.8792 | 748.5502 | -185.329 | 0 | 0 | 0 | 0 | 0
6061 | 820.5103 | 758.8 | 1235.4972 | 852.3497 | -383.1475 | 0 | 0 | 0 | 0 | 0
6062 | 864.1732 | 653.25 | 1071.9104 | 897.707 | -174.2034 | 0 | 0 | 0 | 0 | 0
6063 | 828.4586 | 734.79 | 1231.8915 | 860.6071 | -371.2844 | 0 | 0 | 0 | 0 | 0
6064 | 969.7735 | 393.05 | 661.38 | 661.38 | 0 | 0 | 0 | 333.099 | 0 | 0
6065 | 882.8525 | 277.37 | 453.0259 | 453.0259 | 0 | 0 | 0 | 446.749 | 0 | 0
6066 | 889.7008 | 56.34 | 65.1227 | 65.1227 | 0 | 0 | 0 | 827.01 | 0 | 0
6067 | 815.3764 | 0 | 0 | 0 | 0 | 0 | 0 | 775.617 | 0 | 41.3018
6068 | 857.0857 | 0 | 0 | 0 | 0 | 0 | 0 | 277.613 | 0 | 601.9583
6069 | 776.1206 | 0 | 0 | 0 | 0 | 0 | 0 | 196.648 | 0 | 601.9583
6070 | 704.9694 | 0 | 0 | 0 | 0 | 0 | 0 | 125.497 | 0 | 601.9583
6071 | 563.4848 | 0 | 0 | 0 | 0 | 0 | 0 | 0 | 0 | 585.3509
6072 | 704.9694 | 0 | 0 | 0 | 0 | 0 | 0 | 704.969 | 0 | 0
6073 | 1049.2758 | 0 | 0 | 0 | 0 | 0 | 0 | 1049.276 | 0 | 0
6074 | 1127.7874 | 0 | 0 | 0 | 0 | 0 | 0 | 1127.787 | 0 | 0
6075 | 815.3764 | 0 | 0 | 0 | 0 | 0 | 0 | 815.376 | 0 | 0
6076 | 836.64 | 0 | 0 | 0 | 0 | 0 | 0 | 836.64 | 0 | 0
6077 | 796.5663 | 0 | 0 | 0 | 0 | 0 | 0 | 796.566 | 0 | 0
6078 | 758.1283 | 0 | 0 | 0 | 0 | 0 | 0 | 758.128 | 0 | 0
6079 | 855.4501 | 50.94 | 74.6111 | 0 | -74.6111 | 0 | 0 | 855.45 | 0 | 0
6080 | 639.7638 | 168.22 | 278.8401 | 0 | -278.8401 | 0 | 0 | 639.764 | 0 | 0
6081 | 302.7034 | 386.95 | 649.3631 | 185.6261 | -463.737 | 0 | 0 | 124.012 | 0 | 0
6082 | 287.4345 | 437.19 | 724.5497 | 298.5888 | -425.9608 | 0 | 0 | 0 | 0 | 0
6083 | 226.1197 | 651.52 | 1068.4554 | 234.8945 | -601.9583 | 0 | 231.6026 | 0 | 0 | 0
6084 | 306.2691 | 608.57 | 994.5776 | 318.1537 | -601.9583 | 0 | 74.4657 | 0 | 0 | 0
6085 | 908.0488 | 739.28 | 1203.3608 | 943.2856 | -260.0752 | 0 | 0 | 0 | 0 | 0
6086 | 1146.5832 | 676.06 | 1107.5788 | 1107.5788 | 0 | 0 | 0 | 80.378 | 0 | 0
6087 | 858.2665 | 48.09 | 67.594 | 67.594 | 0 | 0 | 0 | 793.198 | 0 | 0
6088 | 1394.3683 | 27.45 | 34.4416 | 34.4416 | 0 | 0 | 0 | 1361.214 | 0 | 0
6089 | 1415.3466 | 14.69 | 14.1111 | 14.1111 | 0 | 0 | 0 | 1401.763 | 0 | 0
6090 | 1274.8271 | 4.89 | 0 | 0 | 0 | 0 | 0 | 1274.827 | 0 | 0
6091 | 1217.7058 | 0 | 0 | 0 | 0 | 0 | 0 | 1193.934 | 0 | 24.6945
6092 | 1113.8843 | 0 | 0 | 0 | 0 | 0 | 0 | 534.412 | 0 | 601.9583
6093 | 1204.6634 | 0 | 0 | 0 | 0 | 0 | 0 | 625.191 | 0 | 601.9583
6094 | 1071.3572 | 0 | 0 | 0 | 0 | 0 | 0 | 491.885 | 0 | 601.9583
6095 | 1266.8185 | 0 | 0 | 0 | 0 | 0 | 0 | 687.346 | 0 | 601.9583
6096 | 1126.9696 | 0 | 0 | 0 | 0 | 0 | 0 | 1126.97 | 0 | 0
6097 | 1026.3765 | 0 | 0 | 0 | 0 | 0 | 0 | 1026.377 | 0 | 0
6098 | 914.3338 | 0 | 0 | 0 | 0 | 0 | 0 | 914.334 | 0 | 0
6099 | 758.1283 | 0 | 0 | 0 | 0 | 0 | 0 | 758.128 | 0 | 0
6100 | 830.0973 | 0 | 0 | 0 | 0 | 0 | 0 | 830.097 | 0 | 0
6101 | 926.6013 | 0 | 0 | 0 | 0 | 0 | 0 | 926.601 | 0 | 0
6102 | 1324.0666 | 0 | 0 | 0 | 0 | 0 | 0 | 1324.067 | 0 | 0
6103 | 1107.3417 | 80.18 | 120.8442 | 0 | -120.8442 | 0 | 0 | 1107.342 | 0 | 0
6104 | 949.5925 | 253.2 | 425.1734 | 0 | -425.1734 | 0 | 0 | 949.593 | 0 | 0
6105 | 1070.4841 | 449.31 | 749.428 | 147.4698 | -601.9583 | 0 | 0 | 928.523 | 0 | 0
6106 | 1490.9918 | 517.2 | 848.8261 | 246.8678 | -601.9583 | 0 | 0 | 1253.346 | 0 | 0
6107 | 1371.7788 | 605.9 | 983.5258 | 381.5675 | -601.9583 | 0 | 0 | 1004.466 | 0 | 0
6108 | 1488.1212 | 842.13 | 1343.8955 | 988.6471 | -355.2484 | 0 | 0 | 536.405 | 0 | 0
6109 | 1658.559 | 441.86 | 717.9387 | 717.9387 | 0 | 0 | 0 | 967.439 | 0 | 0
6110 | 1466.1104 | 181.11 | 289.759 | 289.759 | 0 | 0 | 0 | 1187.176 | 0 | 0
6111 | 1663.649 | 429.1 | 707.1902 | 707.1902 | 0 | 0 | 0 | 982.875 | 0 | 0
6112 | 1239.8362 | 257.58 | 427.4079 | 427.4079 | 0 | 0 | 0 | 828.395 | 0 | 0
6113 | 1491.3363 | 194.71 | 322.1084 | 322.1084 | 0 | 0 | 0 | 1181.261 | 0 | 0
6114 | 1536.6216 | 38.51 | 48.0271 | 48.0271 | 0 | 0 | 0 | 1449.167 | 0 | 42.8206
6115 | 1553.0947 | 0 | 0 | 0 | 0 | 0 | 0 | 1449.167 | 0 | 107.9599
6116 | 1250.4619 | 0 | 0 | 0 | 0 | 0 | 0 | 803.025 | 0 | 464.7997
6117 | 1401.7604 | 0 | 0 | 0 | 0 | 0 | 0 | 822.288 | 0 | 601.9583
6118 | 1464.7333 | 0 | 0 | 0 | 0 | 0 | 0 | 885.261 | 0 | 601.9583
6119 | 1255.3689 | 0 | 0 | 0 | 0 | 0 | 0 | 675.897 | 0 | 601.9583
6120 | 1278.2681 | 0 | 0 | 0 | 0 | 0 | 0 | 1278.268 | 0 | 0
6121 | 1221.8379 | 0 | 0 | 0 | 0 | 0 | 0 | 1221.838 | 0 | 0
6122 | 1106.5238 | 0 | 0 | 0 | 0 | 0 | 0 | 1106.524 | 0 | 0
6123 | 1113.0665 | 0 | 0 | 0 | 0 | 0 | 0 | 1113.066 | 0 | 0
6124 | 1459.8264 | 0 | 0 | 0 | 0 | 0 | 0 | 1449.167 | 0 | 11.0726
6125 | 963.4036 | 0 | 0 | 0 | 0 | 0 | 0 | 963.404 | 0 | 0
6126 | 978.9424 | 0 | 0 | 0 | 0 | 0 | 0 | 978.942 | 0 | 0
6127 | 1391.9465 | 123.59 | 164.5165 | 0 | -164.5165 | 0 | 0 | 1391.946 | 0 | 0
6128 | 1243.5472 | 368.63 | 614.3024 | 12.3441 | -601.9583 | 0 | 0 | 1231.664 | 0 | 0
6129 | 1089.836 | 609.39 | 1009.5707 | 407.6124 | -601.9583 | 0 | 0 | 697.45 | 0 | 0
6130 | 1125.3411 | 647.65 | 1036.9069 | 434.9486 | -601.9583 | 0 | 0 | 706.64 | 0 | 0
6131 | 1443.0721 | 786.1 | 1233.5671 | 963.025 | -270.5422 | 0 | 0 | 516.021 | 0 | 0
6132 | 1395.4795 | 988.97 | 1541.3234 | 1449.6302 | -91.6932 | 0 | 0 | 0 | 0 | 0
6133 | 1267.3981 | 972.74 | 1524.3224 | 1316.5801 | -207.7423 | 0 | 0 | 0 | 0 | 0
6134 | 1171.6916 | 871.37 | 1383.9289 | 1217.1582 | -166.7708 | 0 | 0 | 0 | 0 | 0
6135 | 1207.4389 | 709.32 | 1150.9219 | 1150.9219 | 0 | 0 | 0 | 99.51 | 0 | 0
6136 | 1296.1408 | 497.81 | 828.4478 | 828.4478 | 0 | 0 | 0 | 498.639 | 0 | 0
6137 | 1213.9294 | 257.33 | 413.1721 | 413.1721 | 0 | 0 | 0 | 816.192 | 0 | 0
6138 | 1030.8817 | 45.53 | 52.0275 | 52.0275 | 0 | 0 | 0 | 980.798 | 0 | 0
6139 | 1441.0183 | 0 | 0 | 0 | 0 | 0 | 0 | 1417.246 | 0 | 24.6945
6140 | 967.4928 | 0 | 0 | 0 | 0 | 0 | 0 | 388.02 | 0 | 601.9583
6141 | 1176.0394 | 0 | 0 | 0 | 0 | 0 | 0 | 596.567 | 0 | 601.9583
6142 | 1427.1132 | 0 | 0 | 0 | 0 | 0 | 0 | 847.641 | 0 | 601.9583
6143 | 1197.303 | 0 | 0 | 0 | 0 | 0 | 0 | 617.831 | 0 | 601.9583
6144 | 1134.3301 | 0 | 0 | 0 | 0 | 0 | 0 | 1134.33 | 0 | 0
6145 | 1411.5744 | 0 | 0 | 0 | 0 | 0 | 0 | 1411.574 | 0 | 0
6146 | 1233.2875 | 0 | 0 | 0 | 0 | 0 | 0 | 1233.287 | 0 | 0
6147 | 1411.5744 | 0 | 0 | 0 | 0 | 0 | 0 | 1411.574 | 0 | 0
6148 | 1032.9192 | 0 | 0 | 0 | 0 | 0 | 0 | 1032.919 | 0 | 0
6149 | 981.3959 | 0 | 0 | 0 | 0 | 0 | 0 | 981.396 | 0 | 0
6150 | 1022.2874 | 0 | 0 | 0 | 0 | 0 | 0 | 1022.287 | 0 | 0
6151 | 1038.644 | 107.78 | 159.0639 | 159.0639 | 0 | 0 | 0 | 885.522 | 0 | 0
6152 | 236.2455 | 309.17 | 519.0554 | 245.4135 | -273.6419 | 0 | 0 | 0 | 0 | 0
6153 | 185.3969 | 376.83 | 624.1201 | 192.5913 | -431.5288 | 0 | 0 | 0 | 0 | 0
6154 | 160.3938 | 565.45 | 921.1809 | 166.618 | -601.9583 | 0 | 152.6046 | 0 | 0 | 0
6155 | 207.2309 | 698.15 | 1120.4652 | 215.2725 | -601.9583 | 0 | 303.2344 | 0 | 0 | 0
6156 | 198.151 | 822.83 | 1305.8347 | 205.8402 | -601.9583 | 0 | 498.0362 | 0 | 0 | 0
6157 | 199.0353 | 797.79 | 1268.4554 | 206.7585 | -196.0941 | 0 | 865.6028 | 0 | 0 | 0
6158 | 150.5308 | 751.51 | 1205.831 | 156.3723 | 0 | 0 | 1049.4587 | 0 | 0 | 0
6159 | 152.6909 | 436.93 | 714.4006 | 158.6161 | 0 | 0 | 555.7844 | 0 | 0 | 0
6160 | 170.769 | 374.93 | 622.5796 | 177.3956 | 0 | 0 | 445.1839 | 0 | 0 | 0
6161 | 138.479 | 120.33 | 192.8925 | 143.8526 | 0 | 0 | 49.0399 | 0 | 0 | 0
6162 | 137.6387 | 23.52 | 25.9026 | 25.9026 | 0 | 0 | 0 | 69.94 | 0 | 44.4224
6163 | 108.4667 | 0 | 0 | 0 | 0 | 0 | 0 | 0 | 0 | 112.676
6164 | 0 | 0 | 0 | 0 | 0 | 0 | 0 | 0 | 0 | 0
6165 | 0 | 0 | 0 | 0 | 0 | 0 | 0 | 0 | 0 | 0
6166 | 87.5078 | 0 | 0 | 0 | 0 | 0 | 0 | 0 | 0 | 90.9037
6167 | 89.1435 | 0 | 0 | 0 | 0 | 0 | 0 | 0 | 0 | 92.6022
6168 | 92.4148 | 0 | 0 | 0 | 0 | 0 | 0 | 0 | 0 | 96.0011
6169 | 86.69 | 0 | 0 | 0 | 0 | 0 | 0 | 86.69 | 0 | 0
6170 | 89.1435 | 0 | 0 | 0 | 0 | 0 | 0 | 89.143 | 0 | 0
6171 | 82.6008 | 0 | 0 | 0 | 0 | 0 | 0 | 82.601 | 0 | 0
6172 | 88.3256 | 0 | 0 | 0 | 0 | 0 | 0 | 88.326 | 0 | 0
6173 | 83.4186 | 0 | 0 | 0 | 0 | 0 | 0 | 83.419 | 0 | 0
6174 | 88.3256 | 0 | 0 | 0 | 0 | 0 | 0 | 88.326 | 0 | 0
6175 | 70.3334 | 102.88 | 153.1385 | 73.0623 | -80.0763 | 0 | 0 | 0 | 0 | 0
6176 | 96.5407 | 301.47 | 506.1057 | 100.2872 | -405.8184 | 0 | 0 | 0 | 0 | 0
6177 | 784.7098 | 447.78 | 741.6453 | 741.6453 | 0 | 0 | 0 | 70.769 | 0 | 0
6178 | 1340.7248 | 584.71 | 948.9679 | 948.9679 | 0 | 0 | 0 | 427.205 | 0 | 0
6179 | 1486.7248 | 720.68 | 1151.1889 | 1151.1889 | 0 | 0 | 0 | 378.539 | 0 | 0
6180 | 1306.7255 | 736.08 | 1171.5868 | 1171.5868 | 0 | 0 | 0 | 178.904 | 0 | 0
6181 | 1510.7833 | 786.14 | 1248.8054 | 1248.8054 | 0 | 0 | 0 | 308.627 | 0 | 0
6182 | 1642.3118 | 712.09 | 1141.447 | 1141.447 | 0 | 0 | 0 | 543.504 | 0 | 0
6183 | 1547.9905 | 577.9 | 939.7391 | 939.7391 | 0 | 0 | 0 | 643.356 | 0 | 0
6184 | 1693.5468 | 430.58 | 713.8344 | 713.8344 | 0 | 0 | 0 | 1006.378 | 0 | 0
6185 | 1585.4113 | 231.32 | 378.9736 | 378.9736 | 0 | 0 | 0 | 1220.595 | 0 | 0
6186 | 1638.605 | 45.69 | 52.3641 | 52.3641 | 0 | 0 | 0 | 1449.167 | 0 | 144.425
6187 | 1627.7258 | 0 | 0 | 0 | 0 | 0 | 0 | 1449.167 | 0 | 185.4869
6188 | 1555.5125 | 0 | 0 | 0 | 0 | 0 | 0 | 1449.167 | 0 | 110.4717
6189 | 1476.183 | 0 | 0 | 0 | 0 | 0 | 0 | 905.555 | 0 | 592.7711
6190 | 1661.8303 | 0 | 0 | 0 | 0 | 0 | 0 | 1082.358 | 0 | 601.9583
6191 | 1613.5784 | 0 | 0 | 0 | 0 | 0 | 0 | 1034.106 | 0 | 601.9583
6192 | 1260.2759 | 0 | 0 | 0 | 0 | 0 | 0 | 1260.276 | 0 | 0
6193 | 1171.9502 | 0 | 0 | 0 | 0 | 0 | 0 | 1171.95 | 0 | 0
6194 | 1521.1636 | 0 | 0 | 0 | 0 | 0 | 0 | 1449.167 | 0 | 74.7898
6195 | 1377.2255 | 0 | 0 | 0 | 0 | 0 | 0 | 1377.226 | 0 | 0
6196 | 1270.9077 | 0 | 0 | 0 | 0 | 0 | 0 | 1270.908 | 0 | 0
6197 | 1565.3264 | 0 | 0 | 0 | 0 | 0 | 0 | 1449.167 | 0 | 120.6665
6198 | 1360.8689 | 0 | 0 | 0 | 0 | 0 | 0 | 1360.869 | 0 | 0
6199 | 1170.3146 | 73.81 | 111.1635 | 0 | -111.1635 | 0 | 0 | 1170.315 | 0 | 0
6200 | 1033.4007 | 246.49 | 412.6683 | 0 | -412.6683 | 0 | 0 | 1033.401 | 0 | 0
6201 | 1230.7481 | 436.97 | 725.3475 | 123.3892 | -601.9583 | 0 | 0 | 1111.968 | 0 | 0
6202 | 1537.052 | 620.04 | 1006.4855 | 404.5272 | -601.9583 | 0 | 0 | 1147.636 | 0 | 0
6203 | 1548.9034 | 701.81 | 1121.1695 | 519.2112 | -601.9583 | 0 | 0 | 1049.087 | 0 | 0
6204 | 1590.8468 | 800.57 | 1267.829 | 890.3959 | -377.4331 | 0 | 0 | 733.712 | 0 | 0
6205 | 1238.0554 | 792.8 | 1256.0676 | 1256.0676 | 0 | 0 | 0 | 28.908 | 0 | 0
6206 | 1441.5264 | 708.6 | 1134.5784 | 1134.5784 | 0 | 0 | 0 | 349.33 | 0 | 0
6207 | 1346.8708 | 628.96 | 1022.6181 | 1022.6181 | 0 | 0 | 0 | 362.452 | 0 | 0
6208 | 1554.022 | 394.32 | 653.9733 | 653.9733 | 0 | 0 | 0 | 924.478 | 0 | 0
6209 | 1638.7226 | 141.81 | 229.6226 | 229.6226 | 0 | 0 | 0 | 1417.678 | 0 | 0
6210 | 1543.6519 | 25.48 | 28.8746 | 28.8746 | 0 | 0 | 0 | 1449.167 | 0 | 69.2768
6211 | 1296.4209 | 0 | 0 | 0 | 0 | 0 | 0 | 1296.421 | 0 | 0
6212 | 1246.3728 | 0 | 0 | 0 | 0 | 0 | 0 | 1047.662 | 0 | 206.4209
6213 | 1571.8691 | 0 | 0 | 0 | 0 | 0 | 0 | 992.397 | 0 | 601.9583
6214 | 1827.8498 | 0 | 0 | 0 | 0 | 0 | 0 | 1248.377 | 0 | 601.9583
6215 | 1962.7917 | 0 | 0 | 0 | 0 | 0 | 0 | 1383.319 | 0 | 601.9583
6216 | 1447.5589 | 0 | 0 | 0 | 0 | 0 | 0 | 1447.559 | 0 | 0
6217 | 1347.7837 | 0 | 0 | 0 | 0 | 0 | 0 | 1347.784 | 0 | 0
6218 | 1417.2992 | 0 | 0 | 0 | 0 | 0 | 0 | 1417.299 | 0 | 0
6219 | 1479.4543 | 0 | 0 | 0 | 0 | 0 | 0 | 1449.167 | 0 | 31.4623
6220 | 1595.5861 | 0 | 0 | 0 | 0 | 0 | 0 | 1449.167 | 0 | 152.1008
6221 | 1610.3071 | 0 | 0 | 0 | 0 | 0 | 0 | 1449.167 | 0 | 167.393
6222 | 1157.2293 | 0 | 0 | 0 | 0 | 0 | 0 | 1157.229 | 0 | 0
6223 | 1109.7952 | 57.6 | 85.5757 | 0 | -85.5757 | 0 | 0 | 1109.795 | 0 | 0
6224 | 994.4167 | 188.66 | 313.9548 | 0 | -313.9548 | 0 | 0 | 994.417 | 0 | 0
6225 | 1024.9954 | 299.55 | 498.0903 | 0 | -498.0903 | 0 | 0 | 1024.995 | 0 | 0
6226 | 1252.2468 | 588.08 | 965.5347 | 363.5765 | -601.9583 | 0 | 0 | 902.252 | 0 | 0
6227 | 1666.1761 | 772.1 | 1245.6567 | 643.6985 | -601.9583 | 0 | 0 | 1046.523 | 0 | 0
6228 | 1295.9036 | 831.2 | 1328.4599 | 726.5016 | -601.9583 | 0 | 0 | 596.541 | 0 | 0
6229 | 1418.6527 | 771.92 | 1237.8387 | 1234.1946 | -3.6441 | 0 | 0 | 230.561 | 0 | 0
6230 | 1542.1992 | 773.11 | 1245.1862 | 1245.1862 | 0 | 0 | 0 | 343.527 | 0 | 0
6231 | 1525.4623 | 605.58 | 993.1971 | 993.1971 | 0 | 0 | 0 | 569.366 | 0 | 0
6232 | 1140.3677 | 461.86 | 772.8302 | 772.8302 | 0 | 0 | 0 | 396.407 | 0 | 0
6233 | 1753.2821 | 266.24 | 428.9069 | 428.9069 | 0 | 0 | 0 | 1340.398 | 0 | 0
6234 | 1615.8908 | 38.51 | 44.3559 | 44.3559 | 0 | 0 | 0 | 1449.167 | 0 | 128.8378
6235 | 1178.4929 | 0 | 0 | 0 | 0 | 0 | 0 | 1178.493 | 0 | 0
6236 | 1647.9272 | 0 | 0 | 0 | 0 | 0 | 0 | 1168.708 | 0 | 497.815
6237 | 1432.0201 | 0 | 0 | 0 | 0 | 0 | 0 | 852.548 | 0 | 601.9583
6238 | 1643.0203 | 0 | 0 | 0 | 0 | 0 | 0 | 1063.548 | 0 | 601.9583
6239 | 1400.1248 | 0 | 0 | 0 | 0 | 0 | 0 | 820.652 | 0 | 601.9583
6240 | 1198.1208 | 0 | 0 | 0 | 0 | 0 | 0 | 1198.121 | 0 | 0
6241 | 1325.7023 | 0 | 0 | 0 | 0 | 0 | 0 | 1325.702 | 0 | 0
6242 | 1425.4775 | 0 | 0 | 0 | 0 | 0 | 0 | 1425.478 | 0 | 0
6243 | 1218.5665 | 0 | 0 | 0 | 0 | 0 | 0 | 1218.567 | 0 | 0
6244 | 1399.3069 | 0 | 0 | 0 | 0 | 0 | 0 | 1399.307 | 0 | 0
6245 | 1315.0705 | 0 | 0 | 0 | 0 | 0 | 0 | 1315.07 | 0 | 0
6246 | 733.5934 | 0 | 0 | 0 | 0 | 0 | 0 | 733.593 | 0 | 0
6247 | 983.0315 | 124.66 | 171.3872 | 0 | -171.3872 | 0 | 0 | 983.032 | 0 | 0
6248 | 877.8811 | 370.51 | 626.0305 | 24.0722 | -601.9583 | 0 | 0 | 854.708 | 0 | 0
6249 | 945.2549 | 612.01 | 1033.6575 | 431.6992 | -601.9583 | 0 | 0 | 529.682 | 0 | 0
6250 | 1289.4335 | 487.83 | 798.4295 | 196.4712 | -601.9583 | 0 | 0 | 1100.302 | 0 | 0
6251 | 942.1656 | 676.38 | 1089.3696 | 723.4475 | -365.9221 | 0 | 0 | 245.742 | 0 | 0
6252 | 1192.4164 | 1003.58 | 1602.6441 | 1238.6884 | -363.9556 | 0 | 0 | 0 | 0 | 0
6253 | 1457.5078 | 626.44 | 1006.1749 | 1006.1749 | 0 | 0 | 0 | 488.919 | 0 | 0
6254 | 1298.3816 | 413.29 | 671.7098 | 671.7098 | 0 | 0 | 0 | 651.763 | 0 | 0
6255 | 1441.2678 | 178.12 | 286.1502 | 286.1502 | 0 | 0 | 0 | 1165.806 | 0 | 0
6256 | 1536.8077 | 28.43 | 35.7515 | 35.7515 | 0 | 0 | 0 | 1449.167 | 0 | 55.2893
6257 | 1458.4473 | 10.77 | 7.6518 | 7.6518 | 0 | 0 | 0 | 1449.167 | 0 | 1.9883
6258 | 1564.8337 | 3.91 | 0 | 0 | 0 | 0 | 0 | 1449.167 | 0 | 120.1544
6259 | 1103.6522 | 0 | 0 | 0 | 0 | 0 | 0 | 1103.652 | 0 | 0
6260 | 1320.7953 | 0 | 0 | 0 | 0 | 0 | 0 | 1228.681 | 0 | 95.6885
6261 | 1423.8418 | 0 | 0 | 0 | 0 | 0 | 0 | 844.37 | 0 | 601.9583
6262 | 1526.8884 | 0 | 0 | 0 | 0 | 0 | 0 | 947.416 | 0 | 601.9583
6263 | 1557.9659 | 0 | 0 | 0 | 0 | 0 | 0 | 978.494 | 0 | 601.9583
6264 | 1416.4814 | 0 | 0 | 0 | 0 | 0 | 0 | 1416.481 | 0 | 0
6265 | 1565.3264 | 0 | 0 | 0 | 0 | 0 | 0 | 1449.167 | 0 | 120.6665
6266 | 1530.9776 | 0 | 0 | 0 | 0 | 0 | 0 | 1449.167 | 0 | 84.9846
6267 | 1518.7101 | 0 | 0 | 0 | 0 | 0 | 0 | 1449.167 | 0 | 72.2416
6268 | 1445.1054 | 0 | 0 | 0 | 0 | 0 | 0 | 1445.105 | 0 | 0
6269 | 1521.9814 | 0 | 0 | 0 | 0 | 0 | 0 | 1449.167 | 0 | 75.6395
6270 | 1328.1557 | 0 | 0 | 0 | 0 | 0 | 0 | 1328.156 | 0 | 0
6271 | 1128.6053 | 43.14 | 61.2978 | 0 | -61.2978 | 0 | 0 | 1128.605 | 0 | 0
6272 | 1388.3388 | 140.37 | 229.4169 | 0 | -229.4169 | 0 | 0 | 1388.339 | 0 | 0
6273 | 1708.9138 | 329.52 | 548.1575 | 269.8264 | -278.3311 | 0 | 0 | 1449.167 | 0 | 0
6274 | 1431.3986 | 587.96 | 964.5416 | 362.5834 | -601.9583 | 0 | 0 | 1082.36 | 0 | 0
6275 | 1533.1581 | 669.84 | 1084.803 | 482.8448 | -601.9583 | 0 | 0 | 1068.35 | 0 | 0
6276 | 1365.5684 | 588.85 | 953.0254 | 351.0672 | -601.9583 | 0 | 0 | 1027.616 | 0 | 0
6277 | 1628.745 | 755.61 | 1214.3628 | 882.1436 | -332.2191 | 0 | 0 | 779.554 | 0 | 0
6278 | 1656.7966 | 67.55 | 98.7238 | 98.7238 | 0 | 0 | 0 | 1449.167 | 0 | 116.9621
6279 | 1559.5597 | 45.14 | 62.5589 | 62.5589 | 0 | 0 | 0 | 1449.167 | 0 | 52.1179
6280 | 1548.5916 | 23.53 | 27.9407 | 27.9407 | 0 | 0 | 0 | 1449.167 | 0 | 75.3424
6281 | 1862.9184 | 37.24 | 51.6338 | 51.6338 | 0 | 0 | 0 | 1449.167 | 0 | 378.1727
6282 | 1641.6575 | 8.81 | 3.5735 | 3.5735 | 0 | 0 | 0 | 1449.167 | 0 | 196.386
6283 | 1998.0095 | 0 | 0 | 0 | 0 | 0 | 0 | 1449.167 | 0 | 570.1397
6284 | 1726.4389 | 0 | 0 | 0 | 0 | 0 | 0 | 1449.167 | 0 | 288.0315
6285 | 1521.9814 | 0 | 0 | 0 | 0 | 0 | 0 | 1449.167 | 0 | 75.6395
6286 | 1737.8885 | 0 | 0 | 0 | 0 | 0 | 0 | 1449.167 | 0 | 299.9247
6287 | 1565.3264 | 0 | 0 | 0 | 0 | 0 | 0 | 1449.167 | 0 | 120.6665
6288 | 1698.6327 | 0 | 0 | 0 | 0 | 0 | 0 | 1449.167 | 0 | 259.1454
6289 | 692.7019 | 0 | 0 | 0 | 0 | 0 | 0 | 692.702 | 0 | 0
6290 | 512.7793 | 0 | 0 | 0 | 0 | 0 | 0 | 512.779 | 0 | 0
6291 | 606.0119 | 0 | 0 | 0 | 0 | 0 | 0 | 606.012 | 0 | 0
6292 | 754.857 | 0 | 0 | 0 | 0 | 0 | 0 | 754.857 | 0 | 0
6293 | 802.2911 | 0 | 0 | 0 | 0 | 0 | 0 | 802.291 | 0 | 0
6294 | 671.4383 | 0 | 0 | 0 | 0 | 0 | 0 | 671.438 | 0 | 0
6295 | 609.2833 | 100.1 | 150.8646 | 150.8646 | 0 | 0 | 0 | 464.054 | 0 | 0
6296 | 469.188 | 83.1 | 130.2308 | 130.2308 | 0 | 0 | 0 | 343.822 | 0 | 0
6297 | 557.6649 | 334.29 | 555.5839 | 555.5839 | 0 | 0 | 0 | 22.835 | 0 | 0
6298 | 672.0078 | 560.26 | 916.7462 | 698.0851 | -218.6611 | 0 | 0 | 0 | 0 | 0
6299 | 802.2369 | 947.94 | 1527.3588 | 833.3676 | -601.9583 | 0 | 92.0329 | 0 | 0 | 0
6300 | 773.4902 | 1009.26 | 1608.6463 | 803.5061 | -601.9583 | 0 | 203.1819 | 0 | 0 | 0
6301 | 936.0094 | 992.73 | 1583.7451 | 972.3316 | -601.9583 | 0 | 9.4552 | 0 | 0 | 0
6302 | 851.9365 | 889.39 | 1434.8511 | 884.9952 | -549.856 | 0 | 0 | 0 | 0 | 0
6303 | 657.248 | 609.34 | 995.0004 | 682.7523 | -132.7489 | 0 | 179.4992 | 0 | 0 | 0
6304 | 682.6487 | 173.44 | 282.7419 | 282.7419 | 0 | 0 | 0 | 410.469 | 0 | 0
6305 | 686.5273 | 64.1 | 97.1075 | 97.1075 | 0 | 0 | 0 | 593.048 | 0 | 0
6306 | 776.4017 | 12.73 | 9.1924 | 9.1924 | 0 | 0 | 0 | 767.553 | 0 | 0
6307 | 785.1463 | 0 | 0 | 0 | 0 | 0 | 0 | 785.146 | 0 | 0
6308 | 546.3104 | 0 | 0 | 0 | 0 | 0 | 0 | 546.31 | 0 | 0
6309 | 724.5973 | 0 | 0 | 0 | 0 | 0 | 0 | 646.932 | 0 | 80.6788
6310 | 823.5547 | 0 | 0 | 0 | 0 | 0 | 0 | 244.082 | 0 | 601.9583
6311 | 729.5043 | 0 | 0 | 0 | 0 | 0 | 0 | 150.032 | 0 | 601.9583
6312 | 745.043 | 0 | 0 | 0 | 0 | 0 | 0 | 745.043 | 0 | 0
6313 | 1741.9777 | 0 | 0 | 0 | 0 | 0 | 0 | 1449.167 | 0 | 304.1724
6314 | 1703.5397 | 0 | 0 | 0 | 0 | 0 | 0 | 1449.167 | 0 | 264.2428
6315 | 1585.7722 | 0 | 0 | 0 | 0 | 0 | 0 | 1449.167 | 0 | 141.9059
6316 | 1660.1947 | 0 | 0 | 0 | 0 | 0 | 0 | 1449.167 | 0 | 219.2158
6317 | 1616.0319 | 0 | 0 | 0 | 0 | 0 | 0 | 1449.167 | 0 | 173.3391
6318 | 1492.5396 | 0 | 0 | 0 | 0 | 0 | 0 | 1449.167 | 0 | 45.055
6319 | 1496.6287 | 83.41 | 126.8942 | 126.8942 | 0 | 0 | 0 | 1374.475 | 0 | 0
6320 | 112.7164 | 258.86 | 437.4272 | 117.091 | -320.3362 | 0 | 0 | 0 | 0 | 0
6321 | 91.689 | 318.84 | 532.9151 | 95.247 | -437.6682 | 0 | 0 | 0 | 0 | 0
6322 | 0 | 431.73 | 713.609 | 0.0010388 | -601.9583 | 0 | 111.6497 | 0 | 0 | 0
6323 | 0 | 584.74 | 956.0162 | 0 | -601.9583 | 0 | 354.0579 | 0 | 0 | 0
6324 | 0 | 604.18 | 983.8146 | 0.0010388 | -601.9583 | 0 | 381.8553 | 0 | 0 | 0
6325 | 0 | 242.61 | 394.9442 | 0 | -143.2605 | 0 | 251.6837 | 0 | 0 | 0
6326 | 89.7711 | 117.39 | 184.553 | 93.2545 | 0 | 0 | 91.2985 | 0 | 0 | 0
6327 | 73.0251 | 141.03 | 226.5695 | 75.8587 | 0 | 0 | 150.7108 | 0 | 0 | 0
6328 | 78.3215 | 108.58 | 173.3235 | 81.3602 | 0 | 0 | 91.9633 | 0 | 0 | 0
6329 | 73.0629 | 85.43 | 134.6208 | 75.8982 | 0 | 0 | 58.7226 | 0 | 0 | 0
6330 | 85.2782 | 15.67 | 13.4307 | 13.4307 | 0 | 0 | 0 | 72.349 | 0 | 0
6331 | 79.3551 | 0 | 0 | 0 | 0 | 0 | 0 | 4.29 | 0 | 77.9779
6332 | 88.3256 | 0 | 0 | 0 | 0 | 0 | 0 | 0 | 0 | 91.7535
6333 | 80.9652 | 0 | 0 | 0 | 0 | 0 | 0 | 0 | 0 | 84.1068
6334 | 88.3256 | 0 | 0 | 0 | 0 | 0 | 0 | 0 | 0 | 91.7535
6335 | 80.9652 | 0 | 0 | 0 | 0 | 0 | 0 | 0 | 0 | 84.1068
6336 | 85.8721 | 0 | 0 | 0 | 0 | 0 | 0 | 0 | 0 | 89.2042
6337 | 76.876 | 0 | 0 | 0 | 0 | 0 | 0 | 76.876 | 0 | 0
6338 | 83.4186 | 0 | 0 | 0 | 0 | 0 | 0 | 83.419 | 0 | 0
6339 | 77.6938 | 0 | 0 | 0 | 0 | 0 | 0 | 77.694 | 0 | 0
6340 | 81.783 | 0 | 0 | 0 | 0 | 0 | 0 | 81.783 | 0 | 0
6341 | 78.5117 | 0 | 0 | 0 | 0 | 0 | 0 | 78.512 | 0 | 0
6342 | 83.4186 | 0 | 0 | 0 | 0 | 0 | 0 | 83.419 | 0 | 0
6343 | 68.6977 | 88.37 | 134.5834 | 71.3638 | -63.2196 | 0 | 0 | 0 | 0 | 0
6344 | 80.819 | 271.57 | 461.0215 | 83.9552 | -377.0664 | 0 | 0 | 0 | 0 | 0
6345 | 556.7111 | 424.28 | 715.51 | 578.314 | -137.196 | 0 | 0 | 0 | 0 | 0
6346 | 1538.6406 | 428.03 | 710.7045 | 710.7045 | 0 | 0 | 0 | 854.484 | 0 | 0
6347 | 1710.5127 | 513.38 | 844.8526 | 844.8526 | 0 | 0 | 0 | 897.22 | 0 | 0
6348 | 1592.0899 | 698.1 | 1137.3447 | 1137.3447 | 0 | 0 | 0 | 497.231 | 0 | 0
6349 | 1586.6892 | 700.61 | 1141.4927 | 1141.4927 | 0 | 0 | 0 | 487.837 | 0 | 0
6350 | 1637.1595 | 738.18 | 1207.3498 | 1207.3498 | 0 | 0 | 0 | 474.911 | 0 | 0
6351 | 1737.0911 | 365.45 | 606.4407 | 606.4407 | 0 | 0 | 0 | 1153.304 | 0 | 0
6352 | 1235.9792 | 358.64 | 604.5459 | 604.5459 | 0 | 0 | 0 | 654.017 | 0 | 0
6353 | 1637.9753 | 162.86 | 268.5248 | 268.5248 | 0 | 0 | 0 | 1379.481 | 0 | 0
6354 | 1283.7711 | 21.56 | 21.8876 | 21.8876 | 0 | 0 | 0 | 1262.701 | 0 | 0
6355 | 1342.5199 | 0 | 0 | 0 | 0 | 0 | 0 | 1342.52 | 0 | 0
6356 | 1375.5899 | 0 | 0 | 0 | 0 | 0 | 0 | 1375.59 | 0 | 0
6357 | 1208.7526 | 0 | 0 | 0 | 0 | 0 | 0 | 1208.753 | 0 | 0
6358 | 1334.6984 | 0 | 0 | 0 | 0 | 0 | 0 | 772.232 | 0 | 584.2924
6359 | 1426.2953 | 0 | 0 | 0 | 0 | 0 | 0 | 846.823 | 0 | 601.9583
6360 | 1445.9232 | 0 | 0 | 0 | 0 | 0 | 0 | 1445.923 | 0 | 0
6361 | 1568.5977 | 0 | 0 | 0 | 0 | 0 | 0 | 1449.167 | 0 | 124.0645
6362 | 1526.8884 | 0 | 0 | 0 | 0 | 0 | 0 | 1449.167 | 0 | 80.7369
6363 | 1723.1676 | 0 | 0 | 0 | 0 | 0 | 0 | 1449.167 | 0 | 284.6325
6364 | 1466.369 | 0 | 0 | 0 | 0 | 0 | 0 | 1449.167 | 0 | 17.8695
6365 | 1491.7217 | 0 | 0 | 0 | 0 | 0 | 0 | 1449.167 | 0 | 44.2053
6366 | 1755.8808 | 0 | 0 | 0 | 0 | 0 | 0 | 1449.167 | 0 | 318.6149
6367 | 1216.9309 | 27.43 | 35.2373 | 0 | -35.2373 | 0 | 0 | 1216.931 | 0 | 0
6368 | 1615.258 | 87.59 | 138.7448 | 138.7448 | 0 | 0 | 0 | 1449.167 | 0 | 33.7902
6369 | 1535.5124 | 249.44 | 414.8851 | 89.6956 | -325.1895 | 0 | 0 | 1449.167 | 0 | 0
6370 | 1473.9411 | 266.28 | 438.2541 | 25.7353 | -412.5187 | 0 | 0 | 1449.167 | 0 | 0
6371 | 1908.6882 | 474.67 | 780.9464 | 477.3526 | -303.5938 | 0 | 0 | 1449.167 | 0 | 0
6372 | 2013.4594 | 527.23 | 865.1581 | 586.1892 | -278.9689 | 0 | 0 | 1449.167 | 0 | 0
6373 | 2035.7422 | 196.72 | 317.9792 | 317.9792 | 0 | 0 | 0 | 1449.167 | 0 | 291.3577
6374 | 1841.9829 | 562.42 | 928.144 | 408.0591 | -520.0849 | 0 | 0 | 1449.167 | 0 | 0
6375 | 1628.7921 | 276.6 | 458.2272 | 186.5943 | -271.6329 | 0 | 0 | 1449.167 | 0 | 0
6376 | 1389.4705 | 298.9 | 503.1524 | 0 | -503.1524 | 0 | 0 | 1389.47 | 0 | 0
6377 | 1931.9585 | 130.05 | 212.4563 | 212.4563 | 0 | 0 | 0 | 1449.167 | 0 | 289.0692
6378 | 1367.8348 | 19.59 | 19.1327 | 0 | -19.1327 | 0 | 0 | 1367.835 | 0 | 0
6379 | 1384.0595 | 0 | 0 | 0 | 0 | 0 | 0 | 1384.06 | 0 | 0
6380 | 1184.2177 | 0 | 0 | 0 | 0 | 0 | 0 | 1184.218 | 0 | 0
6381 | 1696.1792 | 0 | 0 | 0 | 0 | 0 | 0 | 1449.167 | 0 | 256.5972
6382 | 1602.9466 | 0 | 0 | 0 | 0 | 0 | 0 | 1449.167 | 0 | 159.7464
6383 | 1638.9311 | 0 | 0 | 0 | 0 | 0 | 0 | 1345.273 | 0 | 305.0544
6384 | 1551.4233 | 0 | 0 | 0 | 0 | 0 | 0 | 1449.167 | 0 | 106.224
6385 | 1701.0862 | 0 | 0 | 0 | 0 | 0 | 0 | 1449.167 | 0 | 261.6947
6386 | 1653.652 | 0 | 0 | 0 | 0 | 0 | 0 | 1449.167 | 0 | 212.42
6387 | 1684.7296 | 0 | 0 | 0 | 0 | 0 | 0 | 1449.167 | 0 | 244.7029
6388 | 1203.0278 | 0 | 0 | 0 | 0 | 0 | 0 | 1203.028 | 0 | 0
6389 | 1548.9698 | 0 | 0 | 0 | 0 | 0 | 0 | 1449.167 | 0 | 103.6748
6390 | 1546.5163 | 0 | 0 | 0 | 0 | 0 | 0 | 1449.167 | 0 | 101.1266
6391 | 1351.055 | 19.59 | 22.139 | 0 | -22.139 | 0 | 0 | 1351.055 | 0 | 0
6392 | 1371.2114 | 58.53 | 88.4075 | 0 | -88.4075 | 0 | 0 | 1371.211 | 0 | 0
6393 | 1665.9839 | 192.06 | 316.7471 | 225.2295 | -91.5177 | 0 | 0 | 1449.167 | 0 | 0
6394 | 1480.4755 | 343.08 | 568.2646 | 32.5239 | -535.7407 | 0 | 0 | 1449.167 | 0 | 0
6395 | 1901.1918 | 462.82 | 761.8791 | 469.5657 | -292.3134 | 0 | 0 | 1449.167 | 0 | 0
6396 | 1801.945 | 516.31 | 846.8004 | 366.4675 | -480.3329 | 0 | 0 | 1449.167 | 0 | 0
6397 | 1608.8247 | 456.76 | 750.365 | 165.8535 | -584.5115 | 0 | 0 | 1449.167 | 0 | 0
6398 | 1764.516 | 294.28 | 483.1782 | 327.585 | -155.5932 | 0 | 0 | 1449.167 | 0 | 0
6399 | 1869.6654 | 212.05 | 347.5384 | 347.5384 | 0 | 0 | 0 | 1449.167 | 0 | 89.277
6400 | 1735.3911 | 238.48 | 397.6399 | 297.3298 | -100.3101 | 0 | 0 | 1449.167 | 0 | 0
6401 | 1870.3575 | 86.39 | 136.3203 | 136.3203 | 0 | 0 | 0 | 1449.167 | 0 | 301.2139
6402 | 1742.4091 | 13.71 | 10.2052 | 10.2052 | 0 | 0 | 0 | 1449.167 | 0 | 294.4149
6403 | 1712.774 | 0 | 0 | 0 | 0 | 0 | 0 | 1449.167 | 0 | 273.8362
6404 | 1736.2529 | 0 | 0 | 0 | 0 | 0 | 0 | 1449.167 | 0 | 298.2253
6405 | 1571.8691 | 0 | 0 | 0 | 0 | 0 | 0 | 1449.167 | 0 | 127.4634
6406 | 1566.1442 | 0 | 0 | 0 | 0 | 0 | 0 | 1050.728 | 0 | 535.4166
6407 | 1353.5085 | 0 | 0 | 0 | 0 | 0 | 0 | 774.036 | 0 | 601.9583
6408 | 390.9227 | 0 | 0 | 0 | 0 | 0 | 0 | 390.923 | 0 | 0
6409 | 403.1901 | 0 | 0 | 0 | 0 | 0 | 0 | 403.19 | 0 | 0
6410 | 386.8335 | 0 | 0 | 0 | 0 | 0 | 0 | 386.834 | 0 | 0
6411 | 365.57 | 0 | 0 | 0 | 0 | 0 | 0 | 365.57 | 0 | 0
6412 | 375.3839 | 0 | 0 | 0 | 0 | 0 | 0 | 375.384 | 0 | 0
6413 | 388.4692 | 0 | 0 | 0 | 0 | 0 | 0 | 388.469 | 0 | 0
6414 | 406.4615 | 0 | 0 | 0 | 0 | 0 | 0 | 406.461 | 0 | 0
6415 | 362.2986 | 58.74 | 87.9764 | 0 | -87.9764 | 0 | 0 | 362.299 | 0 | 0
6416 | 452.8416 | 190.62 | 317.868 | 0 | -317.868 | 0 | 0 | 452.842 | 0 | 0
6417 | 1718.3751 | 332.25 | 552.7106 | 279.6535 | -273.0571 | 0 | 0 | 1449.167 | 0 | 0
6418 | 1870.1756 | 592.67 | 967.2415 | 437.3451 | -529.8964 | 0 | 0 | 1449.167 | 0 | 0
6419 | 1892.5228 | 612.65 | 988.4882 | 460.5593 | -527.9289 | 0 | 0 | 1449.167 | 0 | 0
6420 | 1967.7386 | 430.28 | 696.4687 | 538.694 | -157.7747 | 0 | 0 | 1449.167 | 0 | 0
6421 | 1715.3512 | 681.36 | 1091.4524 | 489.4941 | -601.9583 | 0 | 0 | 1244.142 | 0 | 0
6422 | 1757.0441 | 575.34 | 931.4651 | 720.7819 | -210.6831 | 0 | 0 | 1063.187 | 0 | 0
6423 | 1950.1113 | 249.57 | 407.0099 | 407.0099 | 0 | 0 | 0 | 1449.167 | 0 | 113.3731
6424 | 1726.1516 | 337.35 | 561.7108 | 435.5386 | -126.1722 | 0 | 0 | 1306.883 | 0 | 0
6425 | 2137.608 | 238.58 | 383.5641 | 383.5641 | 0 | 0 | 0 | 1449.167 | 0 | 331.5917
6426 | 1644.1407 | 28.93 | 27.5855 | 27.5855 | 0 | 0 | 0 | 1449.167 | 0 | 174.9534
6427 | 1812.7762 | 0 | 0 | 0 | 0 | 0 | 0 | 1449.167 | 0 | 377.7188
6428 | 1637.2954 | 0 | 0 | 0 | 0 | 0 | 0 | 1449.167 | 0 | 195.4283
6429 | 1228.3805 | 0 | 0 | 0 | 0 | 0 | 0 | 1085.024 | 0 | 148.9199
6430 | 1411.5744 | 0 | 0 | 0 | 0 | 0 | 0 | 832.102 | 0 | 601.9583
6431 | 1350.2371 | 0 | 0 | 0 | 0 | 0 | 0 | 770.765 | 0 | 601.9583
6432 | 369.6591 | 0 | 0 | 0 | 0 | 0 | 0 | 369.659 | 0 | 0
6433 | 112.8605 | 0 | 0 | 0 | 0 | 0 | 0 | 112.861 | 0 | 0
6434 | 119.4032 | 0 | 0 | 0 | 0 | 0 | 0 | 119.403 | 0 | 0
6435 | 113.6784 | 0 | 0 | 0 | 0 | 0 | 0 | 113.678 | 0 | 0
6436 | 116.1318 | 0 | 0 | 0 | 0 | 0 | 0 | 116.132 | 0 | 0
6437 | 112.8605 | 0 | 0 | 0 | 0 | 0 | 0 | 112.861 | 0 | 0
6438 | 116.9497 | 0 | 0 | 0 | 0 | 0 | 0 | 116.95 | 0 | 0
6439 | 100.5931 | 62.51 | 93.9433 | 0 | -93.9433 | 0 | 0 | 100.593 | 0 | 0
6440 | 225.1445 | 213.25 | 356.738 | 0 | -356.738 | 0 | 0 | 225.144 | 0 | 0
6441 | 1240.0192 | 592.54 | 997.3305 | 395.3722 | -601.9583 | 0 | 0 | 859.417 | 0 | 0
6442 | 1266.4219 | 795.58 | 1302.7931 | 700.8348 | -601.9583 | 0 | 0 | 591.767 | 0 | 0
6443 | 1701.8192 | 929.41 | 1488.9635 | 887.0052 | -601.9583 | 0 | 0 | 847.948 | 0 | 0
6444 | 1591.6166 | 992.44 | 1573.1649 | 1171.5817 | -401.5832 | 0 | 0 | 463.799 | 0 | 0
6445 | 1439.8744 | 971.24 | 1544.7504 | 1495.749 | -49.0015 | 0 | 0 | 0 | 0 | 0
6446 | 1622.9691 | 866.91 | 1396.7779 | 1396.7779 | 0 | 0 | 0 | 278.368 | 0 | 0
6447 | 1764.8544 | 704.99 | 1159.6022 | 1159.6022 | 0 | 0 | 0 | 648.569 | 0 | 0
6448 | 1749.6223 | 487.19 | 819.8465 | 819.8465 | 0 | 0 | 0 | 960.401 | 0 | 0
6449 | 1578.746 | 208.02 | 338.6815 | 338.6815 | 0 | 0 | 0 | 1252.716 | 0 | 0
6450 | 1433.9206 | 19.59 | 18.3339 | 18.3339 | 0 | 0 | 0 | 1416.271 | 0 | 0
6451 | 1471.9558 | 0 | 0 | 0 | 0 | 0 | 0 | 1448.184 | 0 | 24.6945
6452 | 1491.7217 | 0 | 0 | 0 | 0 | 0 | 0 | 912.249 | 0 | 601.9583
6453 | 1544.0628 | 0 | 0 | 0 | 0 | 0 | 0 | 964.59 | 0 | 601.9583
6454 | 1414.8457 | 0 | 0 | 0 | 0 | 0 | 0 | 835.373 | 0 | 601.9583
6455 | 1431.2023 | 0 | 0 | 0 | 0 | 0 | 0 | 851.73 | 0 | 601.9583
6456 | 482.5196 | 0 | 0 | 0 | 0 | 0 | 0 | 482.52 | 0 | 0
6457 | 426.0894 | 0 | 0 | 0 | 0 | 0 | 0 | 426.089 | 0 | 0
6458 | 399.101 | 0 | 0 | 0 | 0 | 0 | 0 | 399.101 | 0 | 0
6459 | 440.8103 | 0 | 0 | 0 | 0 | 0 | 0 | 440.81 | 0 | 0
6460 | 390.1049 | 0 | 0 | 0 | 0 | 0 | 0 | 390.105 | 0 | 0
6461 | 392.5583 | 0 | 0 | 0 | 0 | 0 | 0 | 392.558 | 0 | 0
6462 | 495.6049 | 0 | 0 | 0 | 0 | 0 | 0 | 495.605 | 0 | 0
6463 | 433.4498 | 76.54 | 116.7087 | 0 | -116.7087 | 0 | 0 | 433.45 | 0 | 0
6464 | 442.7905 | 239.98 | 405.5307 | 0 | -405.5307 | 0 | 0 | 442.79 | 0 | 0
6465 | 1681.4818 | 608.43 | 1038.275 | 436.3167 | -601.9583 | 0 | 0 | 1261.464 | 0 | 0
6466 | 1826.7294 | 451.03 | 748.1441 | 392.2132 | -355.9309 | 0 | 0 | 1449.167 | 0 | 0
6467 | 1832.1434 | 432.09 | 711.5387 | 397.8373 | -313.7014 | 0 | 0 | 1449.167 | 0 | 0
6468 | 1642.4999 | 484.52 | 796.2625 | 200.8342 | -595.4283 | 0 | 0 | 1449.167 | 0 | 0
6469 | 1936.4576 | 234.78 | 382.2594 | 382.2594 | 0 | 0 | 0 | 1449.167 | 0 | 123.9398
6470 | 1870.011 | 483.41 | 800.9694 | 437.1737 | -363.7957 | 0 | 0 | 1449.167 | 0 | 0
6471 | 1945.9424 | 576.54 | 965.7487 | 873.7293 | -92.0194 | 0 | 0 | 1104.851 | 0 | 0
6472 | 1509.5259 | 310.88 | 526.0071 | 526.0071 | 0 | 0 | 0 | 1003.168 | 0 | 0
6473 | 1569.9972 | 126.16 | 206.1093 | 206.1093 | 0 | 0 | 0 | 1371.588 | 0 | 0
6474 | 1518.9095 | 16.65 | 14.002 | 14.002 | 0 | 0 | 0 | 1449.167 | 0 | 58.4463
6475 | 1387.3227 | 0 | 0 | 0 | 0 | 0 | 0 | 1387.323 | 0 | 0
6476 | 1625.028 | 0 | 0 | 0 | 0 | 0 | 0 | 1132.051 | 0 | 512.1068
6477 | 1559.6016 | 0 | 0 | 0 | 0 | 0 | 0 | 980.129 | 0 | 601.9583
6478 | 1286.4464 | 0 | 0 | 0 | 0 | 0 | 0 | 706.974 | 0 | 601.9583
6479 | 1165.4076 | 0 | 0 | 0 | 0 | 0 | 0 | 585.935 | 0 | 601.9583
6480 | 1319.1596 | 0 | 0 | 0 | 0 | 0 | 0 | 1319.16 | 0 | 0
6481 | 1503.1713 | 0 | 0 | 0 | 0 | 0 | 0 | 1449.167 | 0 | 56.0996
6482 | 924.9656 | 0 | 0 | 0 | 0 | 0 | 0 | 924.966 | 0 | 0
6483 | 1193.2138 | 0 | 0 | 0 | 0 | 0 | 0 | 1193.214 | 0 | 0
6484 | 1166.2254 | 0 | 0 | 0 | 0 | 0 | 0 | 1166.225 | 0 | 0
6485 | 1228.3805 | 0 | 0 | 0 | 0 | 0 | 0 | 1228.38 | 0 | 0
6486 | 1238.1945 | 0 | 0 | 0 | 0 | 0 | 0 | 1238.194 | 0 | 0
6487 | 1037.0083 | 29.39 | 38.3558 | 38.3558 | 0 | 0 | 0 | 1000.085 | 0 | 0
6488 | 344.9167 | 93.16 | 148.3133 | 148.3133 | 0 | 0 | 0 | 202.143 | 0 | 0
6489 | 280.4042 | 178.34 | 292.7934 | 291.285 | -1.5083 | 0 | 0 | 0 | 0 | 0
6490 | 270.3306 | 253.49 | 417.4208 | 280.8201 | -136.6007 | 0 | 0 | 0 | 0 | 0
6491 | 287.6502 | 470.21 | 775.0179 | 298.8122 | -476.2058 | 0 | 0 | 0 | 0 | 0
6492 | 303.9311 | 537.85 | 882.7098 | 315.725 | -566.9848 | 0 | 0 | 0 | 0 | 0
6493 | 295.44 | 482.12 | 792.2278 | 306.9045 | -485.3233 | 0 | 0 | 0 | 0 | 0
6494 | 282.4089 | 613.38 | 1008.7043 | 293.3678 | -601.9583 | 0 | 113.3783 | 0 | 0 | 0
6495 | 273.0489 | 373.31 | 620.6806 | 283.6446 | -337.036 | 0 | 0 | 0 | 0 | 0
6496 | 209.159 | 194.09 | 321.5869 | 217.2754 | -101.5234 | 0 | 2.7882 | 0 | 0 | 0
6497 | 292.731 | 65 | 99.4437 | 99.4437 | 0 | 0 | 0 | 197.002 | 0 | 0
6498 | 235.0545 | 10.77 | 5.3613 | 5.3613 | 0 | 0 | 0 | 229.894 | 0 | 0
6499 | 209.7018 | 0 | 0 | 0 | 0 | 0 | 0 | 209.702 | 0 | 0
6500 | 305.8684 | 0 | 0 | 0 | 0 | 0 | 0 | 305.868 | 0 | 0
6501 | 293.6009 | 0 | 0 | 0 | 0 | 0 | 0 | 293.601 | 0 | 0
6502 | 298.5079 | 0 | 0 | 0 | 0 | 0 | 0 | 298.508 | 0 | 0
6503 | 235.535 | 0 | 0 | 0 | 0 | 0 | 0 | 235.535 | 0 | 0
6504 | 168.473 | 0 | 0 | 0 | 0 | 0 | 0 | 83.37 | 0 | 88.4054
6505 | 199.5505 | 0 | 0 | 0 | 0 | 0 | 0 | 199.55 | 0 | 0
6506 | 243.7133 | 0 | 0 | 0 | 0 | 0 | 0 | 243.713 | 0 | 0
6507 | 191.3722 | 0 | 0 | 0 | 0 | 0 | 0 | 191.372 | 0 | 0
6508 | 152.1164 | 0 | 0 | 0 | 0 | 0 | 0 | 152.116 | 0 | 0
6509 | 135.7598 | 0 | 0 | 0 | 0 | 0 | 0 | 135.76 | 0 | 0
6510 | 197.097 | 0 | 0 | 0 | 0 | 0 | 0 | 197.097 | 0 | 0
6511 | 122.6745 | 62.59 | 94.2321 | 94.2321 | 0 | 0 | 0 | 0 | 0 | 33.2033
6512 | 195.7169 | 201.94 | 338.6483 | 203.3117 | -135.3365 | 0 | 0 | 0 | 0 | 0
6513 | 885.4685 | 392.69 | 659.159 | 659.159 | 0 | 0 | 0 | 250.932 | 0 | 0
6514 | 1487.9546 | 586.54 | 970.0702 | 970.0702 | 0 | 0 | 0 | 554.121 | 0 | 0
6515 | 1782.3192 | 279.94 | 456.8144 | 456.8144 | 0 | 0 | 0 | 1342.57 | 0 | 0
6516 | 1685.3849 | 808.93 | 1311.0973 | 1311.0973 | 0 | 0 | 0 | 423.264 | 0 | 0
6517 | 1718.2943 | 759.09 | 1234.7254 | 1234.7254 | 0 | 0 | 0 | 529.693 | 0 | 0
6518 | 1671.8876 | 676.61 | 1110.4064 | 1110.4064 | 0 | 0 | 0 | 602.961 | 0 | 0
6519 | 1697.546 | 474.54 | 789.2787 | 789.2787 | 0 | 0 | 0 | 937.751 | 0 | 0
6520 | 1755.8511 | 237.16 | 394.7957 | 394.7957 | 0 | 0 | 0 | 1375.803 | 0 | 0
6521 | 1623.5477 | 59.44 | 89.3871 | 89.3871 | 0 | 0 | 0 | 1449.167 | 0 | 91.7597
6522 | 1905.103 | 9.79 | 4.122 | 4.122 | 0 | 0 | 0 | 1449.167 | 0 | 469.5055
6523 | 1574.8582 | 0 | 0 | 0 | 0 | 0 | 0 | 1449.167 | 0 | 130.5684
6524 | 1257.8224 | 0 | 0 | 0 | 0 | 0 | 0 | 1257.822 | 0 | 0
6525 | 1468.0047 | 0 | 0 | 0 | 0 | 0 | 0 | 1446.684 | 0 | 22.1484
6526 | 1599.6753 | 0 | 0 | 0 | 0 | 0 | 0 | 1020.203 | 0 | 601.9583
6527 | 1683.9117 | 0 | 0 | 0 | 0 | 0 | 0 | 1104.439 | 0 | 601.9583
6528 | 1453.2837 | 0 | 0 | 0 | 0 | 0 | 0 | 1449.167 | 0 | 4.2757
6529 | 1407.4852 | 0 | 0 | 0 | 0 | 0 | 0 | 1407.485 | 0 | 0
6530 | 1535.8845 | 0 | 0 | 0 | 0 | 0 | 0 | 1449.167 | 0 | 90.082
6531 | 1660.1947 | 0 | 0 | 0 | 0 | 0 | 0 | 1449.167 | 0 | 219.2158
6532 | 1321.6131 | 0 | 0 | 0 | 0 | 0 | 0 | 1321.613 | 0 | 0
6533 | 1273.3611 | 0 | 0 | 0 | 0 | 0 | 0 | 1273.361 | 0 | 0
6534 | 1310.1635 | 0 | 0 | 0 | 0 | 0 | 0 | 1310.163 | 0 | 0
6535 | 1068.0858 | 5.87 | 0 | 0 | 0 | 0 | 0 | 1068.086 | 0 | 0
6536 | 1296.3319 | 15.67 | 15.6299 | 0 | -15.6299 | 0 | 0 | 1296.332 | 0 | 0
6537 | 1701.5656 | 35.31 | 47.0932 | 47.0932 | 0 | 0 | 0 | 1449.167 | 0 | 215.0991
6538 | 1384.2118 | 558.56 | 918.4748 | 316.5165 | -601.9583 | 0 | 0 | 1079.52 | 0 | 0
6539 | 1713.281 | 726.86 | 1178.2445 | 576.2863 | -601.9583 | 0 | 0 | 1158.522 | 0 | 0
6540 | 1435.638 | 558.2 | 907.7699 | 305.8117 | -601.9583 | 0 | 0 | 1141.25 | 0 | 0
6541 | 1436.8198 | 606.02 | 985.3634 | 383.4052 | -601.9583 | 0 | 0 | 1067.737 | 0 | 0
6542 | 1416.2125 | 617.37 | 1009.4222 | 710.1155 | -299.3067 | 0 | 0 | 732.624 | 0 | 0
6543 | 1458.112 | 601.01 | 994.7615 | 994.7615 | 0 | 0 | 0 | 500.51 | 0 | 0
6544 | 1580.7302 | 384.68 | 647.5182 | 647.5182 | 0 | 0 | 0 | 957.4 | 0 | 0
6545 | 1546.2679 | 110.44 | 176.9323 | 176.9323 | 0 | 0 | 0 | 1375.945 | 0 | 0
6546 | 1753.4948 | 13.71 | 9.1612 | 9.1612 | 0 | 0 | 0 | 1449.167 | 0 | 306.9751
6547 | 1580.4767 | 0 | 0 | 0 | 0 | 0 | 0 | 1449.167 | 0 | 136.4044
6548 | 1247.1906 | 0 | 0 | 0 | 0 | 0 | 0 | 1135.399 | 0 | 116.129
6549 | 1584.9543 | 0 | 0 | 0 | 0 | 0 | 0 | 1005.482 | 0 | 601.9583
6550 | 1818.0358 | 0 | 0 | 0 | 0 | 0 | 0 | 1238.564 | 0 | 601.9583
6551 | 1714.1715 | 0 | 0 | 0 | 0 | 0 | 0 | 1134.699 | 0 | 601.9583
6552 | 1513.8031 | 0 | 0 | 0 | 0 | 0 | 0 | 1449.167 | 0 | 67.1442
6553 | 1295.9329 | 0 | 0 | 0 | 0 | 0 | 0 | 1295.933 | 0 | 0
6554 | 1429.5663 | 0 | 0 | 0 | 0 | 0 | 0 | 1429.566 | 0 | 0
6555 | 1403.1504 | 0 | 0 | 0 | 0 | 0 | 0 | 1403.15 | 0 | 0
6556 | 223.7582 | 0 | 0 | 0 | 0 | 0 | 0 | 223.758 | 0 | 0
6557 | 344.1836 | 0 | 0 | 0 | 0 | 0 | 0 | 344.184 | 0 | 0
6558 | 855.4089 | 0 | 0 | 0 | 0 | 0 | 0 | 855.409 | 0 | 0
6559 | 1351.1431 | 85.36 | 130.0802 | 0 | -130.0802 | 0 | 0 | 1351.143 | 0 | 0
6560 | 1327.7543 | 345.43 | 586.049 | 0 | -586.049 | 0 | 0 | 1327.754 | 0 | 0
6561 | 1082.8362 | 335.35 | 558.2599 | 0 | -558.2599 | 0 | 0 | 1082.836 | 0 | 0
6562 | 962.5079 | 689.07 | 1126.7385 | 524.7803 | -601.9583 | 0 | 0 | 457.331 | 0 | 0
6563 | 1672.8606 | 853.8 | 1367.7568 | 1246.8431 | -120.9138 | 0 | 0 | 472.593 | 0 | 0
6564 | 1223.3853 | 670.34 | 1068.9436 | 1068.9436 | 0 | 0 | 0 | 194.372 | 0 | 0
6565 | 988.9209 | 863.97 | 1357.5734 | 1027.2958 | -330.2776 | 0 | 0 | 0 | 0 | 0
6566 | 879.0094 | 816.1 | 1292.7219 | 913.1198 | -379.6021 | 0 | 0 | 0 | 0 | 0
6567 | 1120.1603 | 643.98 | 1044.0975 | 1044.0975 | 0 | 0 | 0 | 115.066 | 0 | 0
6568 | 1590.8052 | 400.48 | 665.2007 | 665.2007 | 0 | 0 | 0 | 950.453 | 0 | 0
6569 | 1557.5416 | 140.57 | 223.8541 | 223.8541 | 0 | 0 | 0 | 1342.049 | 0 | 0
6570 | 1465.6696 | 13.71 | 8.5421 | 8.5421 | 0 | 0 | 0 | 1457.446 | 0 | 0
6571 | 966.144 | 0 | 0 | 0 | 0 | 0 | 0 | 966.144 | 0 | 0
6572 | 1198.0387 | 0 | 0 | 0 | 0 | 0 | 0 | 639.359 | 0 | 580.3594
6573 | 1423.3507 | 0 | 0 | 0 | 0 | 0 | 0 | 843.878 | 0 | 601.9583
6574 | 1421.0199 | 0 | 0 | 0 | 0 | 0 | 0 | 841.548 | 0 | 601.9583
6575 | 1225.2315 | 0 | 0 | 0 | 0 | 0 | 0 | 645.759 | 0 | 601.9583
6576 | 1382.173 | 0 | 0 | 0 | 0 | 0 | 0 | 1382.173 | 0 | 0
6577 | 1511.9217 | 0 | 0 | 0 | 0 | 0 | 0 | 1493.136 | 0 | 19.515
6578 | 1197.2617 | 0 | 0 | 0 | 0 | 0 | 0 | 1197.262 | 0 | 0
6579 | 1518.9141 | 0 | 0 | 0 | 0 | 0 | 0 | 1493.136 | 0 | 26.7783
6580 | 1238.4395 | 0 | 0 | 0 | 0 | 0 | 0 | 1238.439 | 0 | 0
6581 | 1274.9556 | 0 | 0 | 0 | 0 | 0 | 0 | 1274.956 | 0 | 0
6582 | 1134.3297 | 0 | 0 | 0 | 0 | 0 | 0 | 1134.33 | 0 | 0
6583 | 1236.1086 | 52.08 | 76.322 | 0 | -76.322 | 0 | 0 | 1236.109 | 0 | 0
6584 | 895.8243 | 186.61 | 308.2705 | 0 | -308.2705 | 0 | 0 | 895.824 | 0 | 0
6585 | 1078.1882 | 243.36 | 397.5786 | 0 | -397.5786 | 0 | 0 | 1078.188 | 0 | 0
6586 | 1521.983 | 420.91 | 680.4535 | 78.4952 | -601.9583 | 0 | 0 | 1446.42 | 0 | 0
6587 | 1177.4916 | 562.27 | 894.6322 | 292.6739 | -601.9583 | 0 | 0 | 895.75 | 0 | 0
6588 | 1060.1419 | 573.52 | 907.7502 | 305.7919 | -601.9583 | 0 | 0 | 765.773 | 0 | 0
6589 | 943.5293 | 638.62 | 1006.8158 | 887.722 | -119.0938 | 0 | 0 | 88.968 | 0 | 0
6590 | 1025.0301 | 639.63 | 1016.2866 | 1016.2866 | 0 | 0 | 0 | 46.708 | 0 | 0
6591 | 930.0669 | 546.38 | 885.0481 | 885.0481 | 0 | 0 | 0 | 78.079 | 0 | 0
6592 | 968.8011 | 249.26 | 409.0533 | 409.0533 | 0 | 0 | 0 | 575.028 | 0 | 0
6593 | 1132.6778 | 26.45 | 32.9769 | 32.9769 | 0 | 0 | 0 | 1100.932 | 0 | 0
6594 | 1010.9393 | 3.91 | 0 | 0 | 0 | 0 | 0 | 1010.939 | 0 | 0
6595 | 1250.7879 | 0 | 0 | 0 | 0 | 0 | 0 | 1227.016 | 0 | 24.6945
6596 | 1191.8232 | 0 | 0 | 0 | 0 | 0 | 0 | 612.351 | 0 | 601.9583
6597 | 1114.1294 | 0 | 0 | 0 | 0 | 0 | 0 | 534.657 | 0 | 601.9583
6598 | 1338.6645 | 0 | 0 | 0 | 0 | 0 | 0 | 759.192 | 0 | 601.9583
6599 | 1141.3222 | 0 | 0 | 0 | 0 | 0 | 0 | 561.85 | 0 | 601.9583
6600 | 156.1646 | 0 | 0 | 0 | 0 | 0 | 0 | 156.165 | 0 | 0
6601 | 101.7789 | 0 | 0 | 0 | 0 | 0 | 0 | 101.779 | 0 | 0
6602 | 103.3328 | 0 | 0 | 0 | 0 | 0 | 0 | 103.333 | 0 | 0
6603 | 99.4481 | 0 | 0 | 0 | 0 | 0 | 0 | 99.448 | 0 | 0
6604 | 104.8867 | 0 | 0 | 0 | 0 | 0 | 0 | 104.887 | 0 | 0
6605 | 98.6711 | 0 | 0 | 0 | 0 | 0 | 0 | 98.671 | 0 | 0
6606 | 101.002 | 0 | 0 | 0 | 0 | 0 | 0 | 101.002 | 0 | 0
6607 | 84.2832 | 6.85 | 1.4637 | 0 | -1.4637 | 0 | 0 | 84.283 | 0 | 0
6608 | 99.5365 | 18.61 | 20.4042 | 0 | -20.4042 | 0 | 0 | 99.536 | 0 | 0
6609 | 1023.3432 | 42.18 | 58.4182 | 0 | -58.4182 | 0 | 0 | 1023.343 | 0 | 0
6610 | 1312.2971 | 82.5 | 124.1507 | 0 | -124.1507 | 0 | 0 | 1312.297 | 0 | 0
6611 | 985.1178 | 337.07 | 545.5886 | 0 | -545.5886 | 0 | 0 | 985.118 | 0 | 0
6612 | 1098.0768 | 465.77 | 749.4737 | 147.5155 | -601.9583 | 0 | 0 | 956.072 | 0 | 0
6613 | 1289.3435 | 565.28 | 905.8471 | 303.8888 | -601.9583 | 0 | 0 | 996.807 | 0 | 0
6614 | 1274.6729 | 367.04 | 592.1914 | 0 | -592.1914 | 0 | 0 | 1274.673 | 0 | 0
6615 | 1148.4205 | 108.07 | 166.9785 | 5.971 | -161.0075 | 0 | 0 | 1142.672 | 0 | 0
6616 | 1234.0498 | 62.77 | 93.0894 | 93.0894 | 0 | 0 | 0 | 1144.437 | 0 | 0
6617 | 1363.2866 | 40.18 | 56.2585 | 56.2585 | 0 | 0 | 0 | 1309.129 | 0 | 0
6618 | 1689.6706 | 3.91 | 0 | 0 | 0 | 0 | 0 | 1493.136 | 0 | 204.1615
6619 | 1542.9749 | 0 | 0 | 0 | 0 | 0 | 0 | 1493.136 | 0 | 51.773
6620 | 1457.536 | 0 | 0 | 0 | 0 | 0 | 0 | 1100.666 | 0 | 370.7183
6621 | 1491.7213 | 0 | 0 | 0 | 0 | 0 | 0 | 912.249 | 0 | 601.9583
6622 | 1543.7762 | 0 | 0 | 0 | 0 | 0 | 0 | 964.304 | 0 | 601.9583
6623 | 1860.7669 | 0 | 0 | 0 | 0 | 0 | 0 | 1281.295 | 0 | 601.9583
6624 | 186.4652 | 0 | 0 | 0 | 0 | 0 | 0 | 186.465 | 0 | 0
6625 | 104.1097 | 0 | 0 | 0 | 0 | 0 | 0 | 104.11 | 0 | 0
6626 | 112.656 | 0 | 0 | 0 | 0 | 0 | 0 | 112.656 | 0 | 0
6627 | 107.2175 | 0 | 0 | 0 | 0 | 0 | 0 | 107.217 | 0 | 0
6628 | 107.2175 | 0 | 0 | 0 | 0 | 0 | 0 | 107.217 | 0 | 0
6629 | 104.8867 | 0 | 0 | 0 | 0 | 0 | 0 | 104.887 | 0 | 0
6630 | 107.2175 | 0 | 0 | 0 | 0 | 0 | 0 | 107.217 | 0 | 0
6631 | 100.2454 | 125.03 | 177.7883 | 0 | -177.7883 | 0 | 0 | 100.245 | 0 | 0
6632 | 123.1185 | 330.53 | 557.111 | 0 | -557.111 | 0 | 0 | 123.118 | 0 | 0
6633 | 971.1397 | 408 | 677.4524 | 75.4941 | -601.9583 | 0 | 0 | 898.467 | 0 | 0
6634 | 1916.0218 | 505.1 | 821.1731 | 439.296 | -381.8771 | 0 | 0 | 1493.136 | 0 | 0
6635 | 1454.101 | 682.14 | 1087.4333 | 485.475 | -601.9583 | 0 | 0 | 986.761 | 0 | 0
6636 | 1405.6336 | 721.96 | 1138.9154 | 752.4676 | -386.4478 | 0 | 0 | 681.275 | 0 | 0
6637 | 1449.3753 | 849.91 | 1327.5873 | 1327.5873 | 0 | 0 | 0 | 171.38 | 0 | 0
6638 | 1617.9573 | 672.22 | 1068.204 | 1068.204 | 0 | 0 | 0 | 589.656 | 0 | 0
6639 | 1296.6671 | 381.45 | 620.556 | 620.556 | 0 | 0 | 0 | 699.292 | 0 | 0
6640 | 1542.1261 | 149.56 | 240.314 | 240.314 | 0 | 0 | 0 | 1310.789 | 0 | 0
6641 | 1368.5009 | 119.63 | 189.827 | 189.827 | 0 | 0 | 0 | 1185.765 | 0 | 0
6642 | 1900.383 | 10.77 | 4.1178 | 4.1178 | 0 | 0 | 0 | 1493.136 | 0 | 418.9323
6643 | 1656.3215 | 0 | 0 | 0 | 0 | 0 | 0 | 1493.136 | 0 | 169.5184
6644 | 1599.7157 | 0 | 0 | 0 | 0 | 0 | 0 | 1493.136 | 0 | 110.7158
6645 | 1535.2298 | 0 | 0 | 0 | 0 | 0 | 0 | 1127.48 | 0 | 423.5726
6646 | 1731.7952 | 0 | 0 | 0 | 0 | 0 | 0 | 1152.323 | 0 | 601.9583
6647 | 1424.1277 | 0 | 0 | 0 | 0 | 0 | 0 | 844.655 | 0 | 601.9583
6648 | 1595.0541 | 0 | 0 | 0 | 0 | 0 | 0 | 1493.136 | 0 | 105.8729
6649 | 1460.6438 | 0 | 0 | 0 | 0 | 0 | 0 | 1460.644 | 0 | 0
6650 | 1355.7571 | 0 | 0 | 0 | 0 | 0 | 0 | 1355.757 | 0 | 0
6651 | 1222.1238 | 0 | 0 | 0 | 0 | 0 | 0 | 1222.124 | 0 | 0
6652 | 1309.9178 | 0 | 0 | 0 | 0 | 0 | 0 | 1309.918 | 0 | 0
6653 | 1102.4753 | 0 | 0 | 0 | 0 | 0 | 0 | 1102.475 | 0 | 0
6654 | 1162.2995 | 0 | 0 | 0 | 0 | 0 | 0 | 1162.3 | 0 | 0
6655 | 1174.1449 | 125.49 | 178.4178 | 178.4178 | 0 | 0 | 0 | 1002.392 | 0 | 0
6656 | 224.0097 | 314.26 | 529.8579 | 232.7027 | -297.1553 | 0 | 0 | 0 | 0 | 0
6657 | 279.8454 | 393.38 | 653.7676 | 290.7043 | -363.0633 | 0 | 0 | 0 | 0 | 0
6658 | 322.6469 | 652.89 | 1058.6792 | 335.1672 | -601.9583 | 0 | 121.5537 | 0 | 0 | 0
6659 | 279.4598 | 613.63 | 982.4486 | 290.3044 | -601.9583 | 0 | 90.1859 | 0 | 0 | 0
6660 | 226.3163 | 681.9 | 1083.6302 | 235.0992 | -601.9583 | 0 | 246.5728 | 0 | 0 | 0
6661 | 249.9566 | 791.42 | 1253.8363 | 259.6565 | -241.0463 | 0 | 753.1334 | 0 | 0 | 0
6662 | 247.4402 | 804.74 | 1287.1705 | 257.0429 | 0 | 0 | 1030.1276 | 0 | 0 | 0
6663 | 268.3642 | 319.8 | 522.8512 | 278.7778 | 0 | 0 | 244.0734 | 0 | 0 | 0
6664 | 198.7923 | 280.88 | 464.8776 | 206.5071 | 0 | 0 | 258.3705 | 0 | 0 | 0
6665 | 292.6697 | 25.47 | 31.4789 | 31.4789 | 0 | 0 | 0 | 262.367 | 0 | 0
6666 | 221.6323 | 2.94 | 0 | 0 | 0 | 0 | 0 | 221.632 | 0 | 0
6667 | 210.0695 | 0 | 0 | 0 | 0 | 0 | 0 | 210.07 | 0 | 0
6668 | 235.4123 | 0 | 0 | 0 | 0 | 0 | 0 | 235.412 | 0 | 0
6669 | 195.0115 | 0 | 0 | 0 | 0 | 0 | 0 | 195.011 | 0 | 0
6670 | 287.4671 | 0 | 0 | 0 | 0 | 0 | 0 | 287.467 | 0 | 0
6671 | 260.2743 | 0 | 0 | 0 | 0 | 0 | 0 | 201.54 | 0 | 61.0132
6672 | 282.8055 | 0 | 0 | 0 | 0 | 0 | 0 | 0 | 0 | 293.7792
6673 | 230.7506 | 0 | 0 | 0 | 0 | 0 | 0 | 230.751 | 0 | 0
6674 | 185.6882 | 0 | 0 | 0 | 0 | 0 | 0 | 185.688 | 0 | 0
6675 | 236.1892 | 0 | 0 | 0 | 0 | 0 | 0 | 236.189 | 0 | 0
6676 | 198.1192 | 0 | 0 | 0 | 0 | 0 | 0 | 198.119 | 0 | 0
6677 | 229.1968 | 0 | 0 | 0 | 0 | 0 | 0 | 229.197 | 0 | 0
6678 | 285.1363 | 0 | 0 | 0 | 0 | 0 | 0 | 285.136 | 0 | 0
6679 | 164.7109 | 128.21 | 182.3154 | 171.1026 | -11.2129 | 0 | 0 | 0 | 0 | 0
6680 | 199.3876 | 349.54 | 590.7579 | 207.1242 | -383.6337 | 0 | 0 | 0 | 0 | 0
6681 | 1165.9822 | 430.24 | 717.3529 | 717.3529 | 0 | 0 | 0 | 475.427 | 0 | 0
6682 | 1779.2506 | 662.74 | 1079.6474 | 1079.6474 | 0 | 0 | 0 | 739.933 | 0 | 0
6683 | 1668.8448 | 772.77 | 1239.6898 | 1239.6898 | 0 | 0 | 0 | 475.464 | 0 | 0
6684 | 1306.7683 | 762.96 | 1224.1213 | 1224.1213 | 0 | 0 | 0 | 128.374 | 0 | 0
6685 | 1367.4141 | 704.59 | 1136.0597 | 1136.0597 | 0 | 0 | 0 | 273.792 | 0 | 0
6686 | 1211.3632 | 319.46 | 518.6482 | 518.6482 | 0 | 0 | 0 | 712.089 | 0 | 0
6687 | 1187.0499 | 45.13 | 62.3813 | 62.3813 | 0 | 0 | 0 | 1126.999 | 0 | 0
6688 | 1289.3338 | 71.61 | 108.2819 | 108.2819 | 0 | 0 | 0 | 1185.097 | 0 | 0
6689 | 1473.5876 | 47.05 | 67.9763 | 67.9763 | 0 | 0 | 0 | 1408.15 | 0 | 0
6690 | 1450.7679 | 7.83 | 0.39578 | 0.39578 | 0 | 0 | 0 | 1450.387 | 0 | 0
6691 | 1377.5454 | 0 | 0 | 0 | 0 | 0 | 0 | 1360.905 | 0 | 17.2857
6692 | 1000.6964 | 0 | 0 | 0 | 0 | 0 | 0 | 421.224 | 0 | 601.9583
6693 | 1480.0672 | 0 | 0 | 0 | 0 | 0 | 0 | 900.595 | 0 | 601.9583
6694 | 1346.4339 | 0 | 0 | 0 | 0 | 0 | 0 | 766.962 | 0 | 601.9583
6695 | 1285.8327 | 0 | 0 | 0 | 0 | 0 | 0 | 706.36 | 0 | 601.9583
6696 | 1184.8307 | 0 | 0 | 0 | 0 | 0 | 0 | 1184.831 | 0 | 0
6697 | 1309.9178 | 0 | 0 | 0 | 0 | 0 | 0 | 1309.918 | 0 | 0
6698 | 1500.2676 | 0 | 0 | 0 | 0 | 0 | 0 | 1493.136 | 0 | 7.4088
6699 | 1316.9102 | 0 | 0 | 0 | 0 | 0 | 0 | 1316.91 | 0 | 0
6700 | 1187.9385 | 0 | 0 | 0 | 0 | 0 | 0 | 1187.938 | 0 | 0
6701 | 966.5111 | 0 | 0 | 0 | 0 | 0 | 0 | 966.511 | 0 | 0
6702 | 1231.447 | 0 | 0 | 0 | 0 | 0 | 0 | 1231.447 | 0 | 0
6703 | 1040.3999 | 107.79 | 158.1206 | 0 | -158.1206 | 0 | 0 | 1040.4 | 0 | 0
6704 | 1049.4094 | 288.13 | 486.4255 | 0 | -486.4255 | 0 | 0 | 1049.409 | 0 | 0
6705 | 1392.0499 | 477.14 | 796.9679 | 195.0096 | -601.9583 | 0 | 0 | 1204.326 | 0 | 0
6706 | 1491.899 | 629.82 | 1028.7668 | 426.8085 | -601.9583 | 0 | 0 | 1081.034 | 0 | 0
6707 | 1479.7011 | 653.35 | 1054.3702 | 452.4119 | -601.9583 | 0 | 0 | 1044.189 | 0 | 0
6708 | 1376.6976 | 791.1 | 1266.5887 | 1009.8699 | -256.7188 | 0 | 0 | 404.551 | 0 | 0
6709 | 1804.4341 | 758.97 | 1219.2327 | 1219.2327 | 0 | 0 | 0 | 630.746 | 0 | 0
6710 | 1768.6143 | 730.18 | 1186.3722 | 1186.3722 | 0 | 0 | 0 | 626.56 | 0 | 0
6711 | 1995.8376 | 485.68 | 804.9958 | 804.9958 | 0 | 0 | 0 | 1220.913 | 0 | 0
6712 | 1636.7689 | 407.44 | 691.5001 | 691.5001 | 0 | 0 | 0 | 971.1 | 0 | 0
6713 | 1880.17 | 68.28 | 102.6713 | 102.6713 | 0 | 0 | 0 | 1493.136 | 0 | 299.3815
6714 | 1605.2708 | 3.91 | 0 | 0 | 0 | 0 | 0 | 1493.136 | 0 | 116.4864
6715 | 1176.8108 | 0 | 0 | 0 | 0 | 0 | 0 | 1176.811 | 0 | 0
6716 | 1179.3922 | 0 | 0 | 0 | 0 | 0 | 0 | 1116.608 | 0 | 65.2203
6717 | 1017.789 | 0 | 0 | 0 | 0 | 0 | 0 | 438.317 | 0 | 601.9583
6718 | 1282.7249 | 0 | 0 | 0 | 0 | 0 | 0 | 703.253 | 0 | 601.9583
6719 | 1643.2243 | 0 | 0 | 0 | 0 | 0 | 0 | 1063.752 | 0 | 601.9583
6720 | 1414.8044 | 0 | 0 | 0 | 0 | 0 | 0 | 1414.804 | 0 | 0
6721 | 1612.9237 | 0 | 0 | 0 | 0 | 0 | 0 | 1493.136 | 0 | 124.4363
6722 | 1513.4756 | 0 | 0 | 0 | 0 | 0 | 0 | 1493.136 | 0 | 21.1293
6723 | 1312.2486 | 0 | 0 | 0 | 0 | 0 | 0 | 1312.249 | 0 | 0
6724 | 926.8872 | 0 | 0 | 0 | 0 | 0 | 0 | 926.887 | 0 | 0
6725 | 1116.4602 | 0 | 0 | 0 | 0 | 0 | 0 | 1116.46 | 0 | 0
6726 | 923.0026 | 0 | 0 | 0 | 0 | 0 | 0 | 923.003 | 0 | 0
6727 | 974.5728 | 5.87 | 0 | 0 | 0 | 0 | 0 | 974.573 | 0 | 0
6728 | 1109.3055 | 29.85 | 39.2242 | 0 | -39.2242 | 0 | 0 | 1109.306 | 0 | 0
6729 | 1453.1366 | 101.85 | 159.8149 | 0 | -159.8149 | 0 | 0 | 1453.137 | 0 | 0
6730 | 1636.4299 | 101.21 | 155.9173 | 148.8545 | -7.0628 | 0 | 0 | 1493.136 | 0 | 0
6731 | 1700.6594 | 100.29 | 152.6877 | 152.6877 | 0 | 0 | 0 | 1493.136 | 0 | 62.8882
6732 | 1576.4513 | 171.65 | 270.5401 | 86.548 | -183.9921 | 0 | 0 | 1493.136 | 0 | 0
6733 | 1782.2292 | 383.61 | 620.6152 | 300.3112 | -320.304 | 0 | 0 | 1493.136 | 0 | 0
6734 | 1708.3705 | 615.71 | 1000.6235 | 398.6652 | -601.9583 | 0 | 0 | 1324.598 | 0 | 0
6735 | 1688.8665 | 602.67 | 994.6254 | 392.6672 | -601.9583 | 0 | 0 | 1310.867 | 0 | 0
6736 | 1513.6533 | 443.45 | 748.864 | 146.9057 | -601.9583 | 0 | 0 | 1372.236 | 0 | 0
6737 | 1543.6956 | 198.97 | 313.3773 | 52.5209 | -260.8563 | 0 | 0 | 1493.136 | 0 | 0
6738 | 1589.396 | 22.99 | 12.4677 | 12.4677 | 0 | 0 | 0 | 1493.136 | 0 | 87.5276
6739 | 1404.3944 | 0 | 0 | 0 | 0 | 0 | 0 | 1404.394 | 0 | 0
6740 | 1464.5285 | 0 | 0 | 0 | 0 | 0 | 0 | 945.542 | 0 | 539.1251
6741 | 1266.4092 | 0 | 0 | 0 | 0 | 0 | 0 | 686.937 | 0 | 601.9583
6742 | 1237.6625 | 0 | 0 | 0 | 0 | 0 | 0 | 658.19 | 0 | 601.9583
6743 | 1469.1901 | 0 | 0 | 0 | 0 | 0 | 0 | 889.718 | 0 | 601.9583
6744 | 1402.3734 | 0 | 0 | 0 | 0 | 0 | 0 | 1402.373 | 0 | 0
6745 | 1487.8366 | 0 | 0 | 0 | 0 | 0 | 0 | 1487.837 | 0 | 0
6746 | 1173.9536 | 0 | 0 | 0 | 0 | 0 | 0 | 1173.954 | 0 | 0
6747 | 1220.5699 | 0 | 0 | 0 | 0 | 0 | 0 | 1220.57 | 0 | 0
6748 | 1091.5981 | 0 | 0 | 0 | 0 | 0 | 0 | 1091.598 | 0 | 0
6749 | 1039.5433 | 0 | 0 | 0 | 0 | 0 | 0 | 1039.543 | 0 | 0
6750 | 1033.3278 | 0 | 0 | 0 | 0 | 0 | 0 | 1033.328 | 0 | 0
6751 | 1125.2328 | 88.61 | 127.7626 | 0 | -127.7626 | 0 | 0 | 1125.233 | 0 | 0
6752 | 1299.0474 | 212.06 | 354.81 | 0 | -354.81 | 0 | 0 | 1299.047 | 0 | 0
6753 | 1556.2421 | 323.1 | 534.9606 | 65.5548 | -469.4057 | 0 | 0 | 1493.136 | 0 | 0
6754 | 1612.0778 | 179.59 | 286.761 | 123.5575 | -163.2035 | 0 | 0 | 1493.136 | 0 | 0
6755 | 0 | 447.11 | 720.917 | 0 | -601.9583 | 0 | 118.9587 | 0 | 0 | 0
6756 | 1493.2053 | 702.76 | 1111.1346 | 509.1764 | -601.9583 | 0 | 0 | 1003.049 | 0 | 0
6757 | 1246.7915 | 665.37 | 1054.9789 | 666.9365 | -388.0424 | 0 | 0 | 604.768 | 0 | 0
6758 | 1561.9623 | 618.17 | 987.9895 | 987.9895 | 0 | 0 | 0 | 610.88 | 0 | 0
6759 | 1551.8563 | 327.3 | 532.3635 | 532.3635 | 0 | 0 | 0 | 1039.379 | 0 | 0
6760 | 1685.1478 | 324.99 | 542.2384 | 542.2384 | 0 | 0 | 0 | 1163.165 | 0 | 0
6761 | 1491.6931 | 163.89 | 259.4311 | 259.4311 | 0 | 0 | 0 | 1241.953 | 0 | 0
6762 | 1361.0005 | 15.85 | 7.1418 | 7.1418 | 0 | 0 | 0 | 1354.125 | 0 | 0
6763 | 1278.8742 | 0 | 0 | 0 | 0 | 0 | 0 | 1255.102 | 0 | 24.6945
6764 | 1114.9063 | 0 | 0 | 0 | 0 | 0 | 0 | 535.434 | 0 | 601.9583
6765 | 1342.5492 | 0 | 0 | 0 | 0 | 0 | 0 | 763.077 | 0 | 601.9583
6766 | 1593.5002 | 0 | 0 | 0 | 0 | 0 | 0 | 1014.028 | 0 | 601.9583
6767 | 1337.8875 | 0 | 0 | 0 | 0 | 0 | 0 | 758.415 | 0 | 601.9583
6768 | 1203.4772 | 0 | 0 | 0 | 0 | 0 | 0 | 1203.477 | 0 | 0
6769 | 923.0026 | 0 | 0 | 0 | 0 | 0 | 0 | 923.003 | 0 | 0
6770 | 1208.9158 | 0 | 0 | 0 | 0 | 0 | 0 | 1208.916 | 0 | 0
6771 | 935.4336 | 0 | 0 | 0 | 0 | 0 | 0 | 935.434 | 0 | 0
6772 | 835.9855 | 0 | 0 | 0 | 0 | 0 | 0 | 835.985 | 0 | 0
6773 | 948.6415 | 0 | 0 | 0 | 0 | 0 | 0 | 948.642 | 0 | 0
6774 | 1023.2276 | 0 | 0 | 0 | 0 | 0 | 0 | 1023.228 | 0 | 0
6775 | 855.543 | 7.83 | 3.0416 | 0 | -3.0416 | 0 | 0 | 855.543 | 0 | 0
6776 | 734.4698 | 124.84 | 202.8838 | 0 | -202.8838 | 0 | 0 | 734.47 | 0 | 0
6777 | 1354.9452 | 493.25 | 824.8359 | 222.8776 | -601.9583 | 0 | 0 | 1140.394 | 0 | 0
6778 | 1584.1702 | 549.98 | 898.2389 | 296.2806 | -601.9583 | 0 | 0 | 1298.958 | 0 | 0
6779 | 1585.9435 | 442.88 | 715.7791 | 113.8208 | -601.9583 | 0 | 0 | 1476.375 | 0 | 0
6780 | 1196.4829 | 492.73 | 792.447 | 190.4887 | -601.9583 | 0 | 0 | 1013.11 | 0 | 0
6781 | 1424.9425 | 374.48 | 604.4514 | 511.0701 | -93.3813 | 0 | 0 | 932.964 | 0 | 0
6782 | 1249.168 | 402.92 | 653.7936 | 653.7936 | 0 | 0 | 0 | 619.797 | 0 | 0
6783 | 1398.008 | 531.78 | 873.1258 | 873.1258 | 0 | 0 | 0 | 557.498 | 0 | 0
6784 | 1407.3079 | 395.43 | 664.6668 | 664.6668 | 0 | 0 | 0 | 767.47 | 0 | 0
6785 | 1093.0432 | 150.67 | 239.325 | 239.325 | 0 | 0 | 0 | 862.659 | 0 | 0
6786 | 1275.5441 | 15.21 | 5.9472 | 5.9472 | 0 | 0 | 0 | 1269.819 | 0 | 0
6787 | 1074.0238 | 0 | 0 | 0 | 0 | 0 | 0 | 1050.252 | 0 | 24.6945
6788 | 1001.4733 | 0 | 0 | 0 | 0 | 0 | 0 | 422.001 | 0 | 601.9583
6789 | 1020.8968 | 0 | 0 | 0 | 0 | 0 | 0 | 441.424 | 0 | 601.9583
6790 | 1296.7098 | 0 | 0 | 0 | 0 | 0 | 0 | 717.237 | 0 | 601.9583
6791 | 1046.5357 | 0 | 0 | 0 | 0 | 0 | 0 | 467.063 | 0 | 601.9583
6792 | 1089.2673 | 0 | 0 | 0 | 0 | 0 | 0 | 1089.267 | 0 | 0
6793 | 1177.0613 | 0 | 0 | 0 | 0 | 0 | 0 | 1177.061 | 0 | 0
6794 | 1226.0084 | 0 | 0 | 0 | 0 | 0 | 0 | 1226.008 | 0 | 0
6795 | 1172.3997 | 0 | 0 | 0 | 0 | 0 | 0 | 1172.4 | 0 | 0
6796 | 942.426 | 0 | 0 | 0 | 0 | 0 | 0 | 942.426 | 0 | 0
6797 | 939.3183 | 0 | 0 | 0 | 0 | 0 | 0 | 939.318 | 0 | 0
6798 | 1045.7588 | 0 | 0 | 0 | 0 | 0 | 0 | 1045.759 | 0 | 0
6799 | 671.3979 | 66.79 | 100.4067 | 0 | -100.4067 | 0 | 0 | 671.398 | 0 | 0
6800 | 872.0645 | 177.36 | 292.2688 | 0 | -292.2688 | 0 | 0 | 872.065 | 0 | 0
6801 | 485.7777 | 290.44 | 477.6341 | 0 | -477.6341 | 0 | 0 | 485.778 | 0 | 0
6802 | 364.5171 | 508.37 | 826.258 | 224.2998 | -601.9583 | 0 | 0 | 148.597 | 0 | 0
6803 | 364.7608 | 627.75 | 1006.5405 | 378.9155 | -601.9583 | 0 | 25.6668 | 0 | 0 | 0
6804 | 378.6719 | 455.85 | 734.783 | 132.8247 | -601.9583 | 0 | 0 | 250.809 | 0 | 0
6805 | 728.4592 | 268.73 | 430.8079 | 399.8515 | -30.9564 | 0 | 0 | 343.544 | 0 | 0
6806 | 1278.5809 | 340.68 | 553.3474 | 553.3474 | 0 | 0 | 0 | 745.904 | 0 | 0
6807 | 1456.5445 | 57.9 | 83.4835 | 83.4835 | 0 | 0 | 0 | 1376.179 | 0 | 0
6808 | 1463.702 | 55.98 | 81.9253 | 81.9253 | 0 | 0 | 0 | 1384.837 | 0 | 0
6809 | 1357.0867 | 12.73 | 10.7828 | 10.7828 | 0 | 0 | 0 | 1346.706 | 0 | 0
6810 | 968.9779 | 1.96 | 0 | 0 | 0 | 0 | 0 | 968.978 | 0 | 0
6811 | 859.4179 | 0 | 0 | 0 | 0 | 0 | 0 | 835.646 | 0 | 24.6945
6812 | 666.613 | 0 | 0 | 0 | 0 | 0 | 0 | 87.141 | 0 | 601.9583
6813 | 1020.8968 | 0 | 0 | 0 | 0 | 0 | 0 | 441.424 | 0 | 601.9583
6814 | 1041.8741 | 0 | 0 | 0 | 0 | 0 | 0 | 462.402 | 0 | 601.9583
6815 | 1133.5528 | 0 | 0 | 0 | 0 | 0 | 0 | 554.08 | 0 | 601.9583
6816 | 1121.8987 | 0 | 0 | 0 | 0 | 0 | 0 | 1121.899 | 0 | 0
6817 | 916.0101 | 0 | 0 | 0 | 0 | 0 | 0 | 916.01 | 0 | 0
6818 | 1391.4963 | 0 | 0 | 0 | 0 | 0 | 0 | 1391.496 | 0 | 0
6819 | 1013.9043 | 0 | 0 | 0 | 0 | 0 | 0 | 1013.904 | 0 | 0
6820 | 1124.2295 | 0 | 0 | 0 | 0 | 0 | 0 | 1124.23 | 0 | 0
6821 | 933.1028 | 0 | 0 | 0 | 0 | 0 | 0 | 933.103 | 0 | 0
6822 | 828.2161 | 0 | 0 | 0 | 0 | 0 | 0 | 828.216 | 0 | 0
6823 | 1121.5161 | 29.39 | 38.1283 | 38.1283 | 0 | 0 | 0 | 1084.812 | 0 | 0
6824 | 241.5452 | 124.11 | 200.2992 | 200.2992 | 0 | 0 | 0 | 48.728 | 0 | 0
6825 | 286.4047 | 241.87 | 396.8982 | 297.5178 | -99.3804 | 0 | 0 | 0 | 0 | 0
6826 | 227.0213 | 466.31 | 762.8245 | 235.8315 | -526.9929 | 0 | 0 | 0 | 0 | 0
6827 | 226.7086 | 630.09 | 1017.6453 | 235.5064 | -601.9583 | 0 | 180.1807 | 0 | 0 | 0
6828 | 265.6099 | 641.32 | 1032.2198 | 275.9169 | -601.9583 | 0 | 154.3446 | 0 | 0 | 0
6829 | 180.5099 | 620.14 | 999.3915 | 187.5146 | -601.9583 | 0 | 209.9185 | 0 | 0 | 0
6830 | 244.417 | 387.58 | 630.4683 | 253.9015 | -274.8927 | 0 | 101.6741 | 0 | 0 | 0
6831 | 281.7887 | 43.17 | 59.296 | 59.296 | 0 | 0 | 0 | 224.708 | 0 | 0
6832 | 244.5879 | 32.35 | 42.4778 | 42.4778 | 0 | 0 | 0 | 203.697 | 0 | 0
6833 | 259.577 | 100.57 | 158.8738 | 158.8738 | 0 | 0 | 0 | 106.638 | 0 | 0
6834 | 261.3999 | 9.44 | 0.73755 | 0.73755 | 0 | 0 | 0 | 260.69 | 0 | 0
6835 | 181.0159 | 0 | 0 | 0 | 0 | 0 | 0 | 181.016 | 0 | 0
6836 | 341.8528 | 0 | 0 | 0 | 0 | 0 | 0 | 341.853 | 0 | 0
6837 | 203.5578 | 0 | 0 | 0 | 0 | 0 | 0 | 203.558 | 0 | 0
6838 | 261.8282 | 0 | 0 | 0 | 0 | 0 | 0 | 261.828 | 0 | 0
6839 | 280.4747 | 0 | 0 | 0 | 0 | 0 | 0 | 273.441 | 0 | 7.307
6840 | 239.297 | 0 | 0 | 0 | 0 | 0 | 0 | 0 | 0 | 248.5829
6841 | 247.8433 | 0 | 0 | 0 | 0 | 0 | 0 | 247.843 | 0 | 0
6842 | 213.658 | 0 | 0 | 0 | 0 | 0 | 0 | 213.658 | 0 | 0
6843 | 278.9208 | 0 | 0 | 0 | 0 | 0 | 0 | 278.921 | 0 | 0
6844 | 284.3594 | 0 | 0 | 0 | 0 | 0 | 0 | 284.359 | 0 | 0
6845 | 227.6429 | 0 | 0 | 0 | 0 | 0 | 0 | 227.643 | 0 | 0
6846 | 224.5351 | 0 | 0 | 0 | 0 | 0 | 0 | 224.535 | 0 | 0
6847 | 211.1465 | 63.84 | 90.6939 | 90.6939 | 0 | 0 | 0 | 0 | 0 | 128.6466
6848 | 228.4266 | 394.31 | 665.2381 | 237.2911 | -427.947 | 0 | 0 | 0 | 0 | 0
6849 | 798.5303 | 287.98 | 474.8989 | 474.8989 | 0 | 0 | 0 | 341.371 | 0 | 0
6850 | 1189.1388 | 485.15 | 793.2521 | 793.2521 | 0 | 0 | 0 | 425.519 | 0 | 0
6851 | 1149.785 | 352.93 | 570.6622 | 570.6622 | 0 | 0 | 0 | 600.44 | 0 | 0
6852 | 1049.2511 | 496.13 | 798.0659 | 798.0659 | 0 | 0 | 0 | 280.997 | 0 | 0
6853 | 1004.3509 | 635.55 | 1019.5266 | 1019.5266 | 0 | 0 | 0 | 22.909 | 0 | 0
6854 | 1250.2042 | 666.15 | 1074.5344 | 1074.5344 | 0 | 0 | 0 | 215.81 | 0 | 0
6855 | 903.8122 | 441.83 | 724.3326 | 724.3326 | 0 | 0 | 0 | 206.537 | 0 | 0
6856 | 1265.9984 | 208.1 | 341.8478 | 341.8478 | 0 | 0 | 0 | 936.921 | 0 | 0
6857 | 1338.141 | 9.79 | 6.0323 | 6.0323 | 0 | 0 | 0 | 1332.334 | 0 | 0
6858 | 1446.2015 | 6.55 | 0 | 0 | 0 | 0 | 0 | 1446.201 | 0 | 0
6859 | 1536.9168 | 0 | 0 | 0 | 0 | 0 | 0 | 1493.136 | 0 | 45.4799
6860 | 1201.1464 | 0 | 0 | 0 | 0 | 0 | 0 | 801.095 | 0 | 415.5759
6861 | 1445.882 | 0 | 0 | 0 | 0 | 0 | 0 | 866.41 | 0 | 601.9583
6862 | 1395.381 | 0 | 0 | 0 | 0 | 0 | 0 | 815.909 | 0 | 601.9583
6863 | 1485.5058 | 0 | 0 | 0 | 0 | 0 | 0 | 906.033 | 0 | 601.9583
6864 | 1257.086 | 0 | 0 | 0 | 0 | 0 | 0 | 1257.086 | 0 | 0
6865 | 1266.4092 | 0 | 0 | 0 | 0 | 0 | 0 | 1266.409 | 0 | 0
6866 | 1198.8156 | 0 | 0 | 0 | 0 | 0 | 0 | 1198.816 | 0 | 0
6867 | 1652.5475 | 0 | 0 | 0 | 0 | 0 | 0 | 1493.136 | 0 | 165.5979
6868 | 1262.5245 | 0 | 0 | 0 | 0 | 0 | 0 | 1262.525 | 0 | 0
6869 | 1325.4565 | 0 | 0 | 0 | 0 | 0 | 0 | 1325.457 | 0 | 0
6870 | 1463.7515 | 0 | 0 | 0 | 0 | 0 | 0 | 1463.752 | 0 | 0
6871 | 1647.1089 | 133.93 | 191.728 | 159.9479 | -31.7802 | 0 | 0 | 1493.136 | 0 | 0
6872 | 1347.642 | 289.23 | 481.5701 | 0 | -481.5701 | 0 | 0 | 1347.642 | 0 | 0
6873 | 1537.3752 | 332.34 | 543.0809 | 45.9557 | -497.1252 | 0 | 0 | 1493.136 | 0 | 0
6874 | 2055.2559 | 580.22 | 926.3759 | 583.9329 | -342.443 | 0 | 0 | 1493.136 | 0 | 0
6875 | 1950.1673 | 604.51 | 956.493 | 474.766 | -481.727 | 0 | 0 | 1493.136 | 0 | 0
6876 | 1632.9415 | 632.58 | 998.7027 | 396.7445 | -601.9583 | 0 | 0 | 1251.018 | 0 | 0
6877 | 1578.9248 | 605.95 | 959.9418 | 689.4048 | -270.537 | 0 | 0 | 915.273 | 0 | 0
6878 | 1500.0918 | 588.25 | 942.7932 | 942.7932 | 0 | 0 | 0 | 592.517 | 0 | 0
6879 | 1560.4337 | 469.9 | 767.3266 | 767.3266 | 0 | 0 | 0 | 821.77 | 0 | 0
6880 | 1354.9627 | 237.27 | 390.8461 | 390.8461 | 0 | 0 | 0 | 978.717 | 0 | 0
6881 | 1401.9869 | 135.36 | 213.7559 | 213.7559 | 0 | 0 | 0 | 1196.215 | 0 | 0
6882 | 1511.5332 | 9.14 | 0 | 0 | 0 | 0 | 0 | 1493.136 | 0 | 19.1109
6883 | 1511.2516 | 0 | 0 | 0 | 0 | 0 | 0 | 1493.136 | 0 | 18.819
6884 | 1042.651 | 0 | 0 | 0 | 0 | 0 | 0 | 812.114 | 0 | 239.4829
6885 | 1417.1352 | 0 | 0 | 0 | 0 | 0 | 0 | 837.663 | 0 | 601.9583
6886 | 1734.126 | 0 | 0 | 0 | 0 | 0 | 0 | 1154.654 | 0 | 601.9583
6887 | 1786.9578 | 0 | 0 | 0 | 0 | 0 | 0 | 1207.485 | 0 | 601.9583
6888 | 1498.7138 | 0 | 0 | 0 | 0 | 0 | 0 | 1493.136 | 0 | 5.7945
6889 | 1306.0331 | 0 | 0 | 0 | 0 | 0 | 0 | 1306.033 | 0 | 0
6890 | 1539.8915 | 0 | 0 | 0 | 0 | 0 | 0 | 1493.136 | 0 | 48.5704
6891 | 1354.9802 | 0 | 0 | 0 | 0 | 0 | 0 | 1354.98 | 0 | 0
6892 | 1587.2847 | 0 | 0 | 0 | 0 | 0 | 0 | 1493.136 | 0 | 97.8024
6893 | 1386.8347 | 0 | 0 | 0 | 0 | 0 | 0 | 1386.835 | 0 | 0
6894 | 1682.8481 | 0 | 0 | 0 | 0 | 0 | 0 | 1493.136 | 0 | 197.0737
6895 | 1314.5969 | 83.6 | 122.367 | 0 | -122.367 | 0 | 0 | 1314.597 | 0 | 0
6896 | 1491.5815 | 236.77 | 397.0603 | 0 | -397.0603 | 0 | 0 | 1491.581 | 0 | 0
6897 | 1238.8415 | 361.64 | 603.342 | 1.3837 | -601.9583 | 0 | 0 | 1237.51 | 0 | 0
6898 | 1931.0148 | 566.73 | 932.6576 | 454.8708 | -477.7868 | 0 | 0 | 1493.136 | 0 | 0
6899 | 1849.8422 | 498.25 | 812.792 | 370.5479 | -442.2441 | 0 | 0 | 1493.136 | 0 | 0
6900 | 1624.0727 | 848.19 | 1352.1924 | 750.2341 | -601.9583 | 0 | 0 | 901.864 | 0 | 0
6901 | 1805.6859 | 681.81 | 1098.3345 | 1034.5685 | -63.766 | 0 | 0 | 809.764 | 0 | 0
6902 | 1579.4376 | 655.97 | 1063.5865 | 1063.5865 | 0 | 0 | 0 | 555.581 | 0 | 0
6903 | 1451.8731 | 500.53 | 826.7608 | 826.7608 | 0 | 0 | 0 | 655.996 | 0 | 0
6904 | 1128.7455 | 150.11 | 243.1406 | 243.1406 | 0 | 0 | 0 | 894.687 | 0 | 0
6905 | 1228.0848 | 29.39 | 38.174 | 38.174 | 0 | 0 | 0 | 1191.337 | 0 | 0
6906 | 1434.2978 | 1.96 | 0 | 0 | 0 | 0 | 0 | 1434.298 | 0 | 0
6907 | 1492.2516 | 0 | 0 | 0 | 0 | 0 | 0 | 1492.252 | 0 | 0
6908 | 1240.7703 | 0 | 0 | 0 | 0 | 0 | 0 | 662.667 | 0 | 600.5372
6909 | 1418.6891 | 0 | 0 | 0 | 0 | 0 | 0 | 839.217 | 0 | 601.9583
6910 | 1613.7006 | 0 | 0 | 0 | 0 | 0 | 0 | 1034.228 | 0 | 601.9583
6911 | 1366.6343 | 0 | 0 | 0 | 0 | 0 | 0 | 787.162 | 0 | 601.9583
6912 | 1386.8347 | 0 | 0 | 0 | 0 | 0 | 0 | 1386.835 | 0 | 0
6913 | 1509.5909 | 0 | 0 | 0 | 0 | 0 | 0 | 1493.136 | 0 | 17.0935
6914 | 1275.7325 | 0 | 0 | 0 | 0 | 0 | 0 | 1275.732 | 0 | 0
6915 | 1501.8215 | 0 | 0 | 0 | 0 | 0 | 0 | 1493.136 | 0 | 9.0231
6916 | 1306.0331 | 0 | 0 | 0 | 0 | 0 | 0 | 1306.033 | 0 | 0
6917 | 1323.1257 | 0 | 0 | 0 | 0 | 0 | 0 | 1323.126 | 0 | 0
6918 | 1096.2598 | 0 | 0 | 0 | 0 | 0 | 0 | 1096.26 | 0 | 0
6919 | 1443.5696 | 52.2 | 76.4207 | 0 | -76.4207 | 0 | 0 | 1443.57 | 0 | 0
6920 | 1285.1606 | 182.11 | 301.4591 | 0 | -301.4591 | 0 | 0 | 1285.161 | 0 | 0
6921 | 1191.5872 | 350.95 | 582.4412 | 0 | -582.4412 | 0 | 0 | 1191.587 | 0 | 0
6922 | 1744.2447 | 358.61 | 585.353 | 260.8522 | -324.5008 | 0 | 0 | 1493.136 | 0 | 0
6923 | 1620.4415 | 509.44 | 819.7156 | 217.7574 | -601.9583 | 0 | 0 | 1410.819 | 0 | 0
6924 | 1876.2766 | 699.5 | 1105.361 | 503.4027 | -601.9583 | 0 | 0 | 1391.679 | 0 | 0
6925 | 1620.8484 | 803.71 | 1261.3718 | 1042.9683 | -218.4035 | 0 | 0 | 616.84 | 0 | 0
6926 | 1712.8476 | 568.45 | 915.2275 | 915.2275 | 0 | 0 | 0 | 831.809 | 0 | 0
6927 | 1534.4519 | 488.51 | 802.8361 | 802.8361 | 0 | 0 | 0 | 761.606 | 0 | 0
6928 | 1664.7066 | 72.95 | 111.2747 | 111.2747 | 0 | 0 | 0 | 1493.136 | 0 | 66.953
6929 | 1575.5306 | 21.55 | 25.2357 | 25.2357 | 0 | 0 | 0 | 1493.136 | 0 | 60.3566
6930 | 1789.0993 | 1.96 | 0 | 0 | 0 | 0 | 0 | 1493.136 | 0 | 307.4478
6931 | 1655.2046 | 0 | 0 | 0 | 0 | 0 | 0 | 1493.136 | 0 | 168.358
6932 | 1494.8291 | 0 | 0 | 0 | 0 | 0 | 0 | 1493.136 | 0 | 1.7587
6933 | 1709.264 | 0 | 0 | 0 | 0 | 0 | 0 | 1493.136 | 0 | 224.5148
6934 | 1697.6099 | 0 | 0 | 0 | 0 | 0 | 0 | 1436.738 | 0 | 270.9951
6935 | 1894.9522 | 0 | 0 | 0 | 0 | 0 | 0 | 1315.48 | 0 | 601.9583
6936 | 1490.1674 | 0 | 0 | 0 | 0 | 0 | 0 | 1490.167 | 0 | 0
6937 | 1436.5587 | 0 | 0 | 0 | 0 | 0 | 0 | 1436.559 | 0 | 0
6938 | 1714.7026 | 0 | 0 | 0 | 0 | 0 | 0 | 1493.136 | 0 | 230.1649
6939 | 1420.243 | 0 | 0 | 0 | 0 | 0 | 0 | 1420.243 | 0 | 0
6940 | 1859.99 | 0 | 0 | 0 | 0 | 0 | 0 | 1493.136 | 0 | 381.0897
6941 | 1577.9614 | 0 | 0 | 0 | 0 | 0 | 0 | 1493.136 | 0 | 88.1177
6942 | 1522.7988 | 0 | 0 | 0 | 0 | 0 | 0 | 1493.136 | 0 | 30.8141
6943 | 1380.6823 | 95 | 140.7736 | 0 | -140.7736 | 0 | 0 | 1380.682 | 0 | 0
6944 | 1445.3682 | 272.3 | 460.3744 | 0 | -460.3744 | 0 | 0 | 1445.368 | 0 | 0
6945 | 1443.6317 | 489.94 | 823.3494 | 221.3911 | -601.9583 | 0 | 0 | 1230.511 | 0 | 0
6946 | 1751.3527 | 701.95 | 1154.1775 | 552.2193 | -601.9583 | 0 | 0 | 1219.762 | 0 | 0
6947 | 1975.004 | 636.98 | 1036.7957 | 500.5668 | -536.2289 | 0 | 0 | 1493.136 | 0 | 0
6948 | 1647.8616 | 820.64 | 1318.077 | 952.2287 | -365.8483 | 0 | 0 | 731.203 | 0 | 0
6949 | 1546.6392 | 747.1 | 1202.9182 | 1202.9182 | 0 | 0 | 0 | 388.656 | 0 | 0
6950 | 1415.4066 | 673.12 | 1095.2866 | 1095.2866 | 0 | 0 | 0 | 361.035 | 0 | 0
6951 | 1594.654 | 537.83 | 891.3132 | 891.3132 | 0 | 0 | 0 | 736.636 | 0 | 0
6952 | 1899.5274 | 183.75 | 302.4366 | 302.4366 | 0 | 0 | 0 | 1493.136 | 0 | 119.7243
6953 | 1653.7527 | 58.02 | 83.9365 | 83.9365 | 0 | 0 | 0 | 1493.136 | 0 | 82.9132
6954 | 1424.522 | 1.96 | 0 | 0 | 0 | 0 | 0 | 1424.522 | 0 | 0
6955 | 1615.5546 | 0 | 0 | 0 | 0 | 0 | 0 | 1493.136 | 0 | 127.1694
6956 | 1257.086 | 0 | 0 | 0 | 0 | 0 | 0 | 971.328 | 0 | 296.8468
6957 | 1328.5643 | 0 | 0 | 0 | 0 | 0 | 0 | 749.092 | 0 | 601.9583
6958 | 1113.3524 | 0 | 0 | 0 | 0 | 0 | 0 | 533.88 | 0 | 601.9583
6959 | 1417.1352 | 0 | 0 | 0 | 0 | 0 | 0 | 837.663 | 0 | 601.9583
6960 | 1232.224 | 0 | 0 | 0 | 0 | 0 | 0 | 1232.224 | 0 | 0
6961 | 896.5867 | 0 | 0 | 0 | 0 | 0 | 0 | 896.587 | 0 | 0
6962 | 1312.2486 | 0 | 0 | 0 | 0 | 0 | 0 | 1312.249 | 0 | 0
6963 | 996.8117 | 0 | 0 | 0 | 0 | 0 | 0 | 996.812 | 0 | 0
6964 | 1216.6852 | 0 | 0 | 0 | 0 | 0 | 0 | 1216.685 | 0 | 0
6965 | 1229.1162 | 0 | 0 | 0 | 0 | 0 | 0 | 1229.116 | 0 | 0
6966 | 891.925 | 0 | 0 | 0 | 0 | 0 | 0 | 891.925 | 0 | 0
6967 | 1020.5365 | 56.27 | 83.5074 | 0 | -83.5074 | 0 | 0 | 1020.536 | 0 | 0
6968 | 782.7914 | 200 | 333.957 | 0 | -333.957 | 0 | 0 | 782.791 | 0 | 0
6969 | 1064.2324 | 202.01 | 331.5148 | 0 | -331.5148 | 0 | 0 | 1064.232 | 0 | 0
6970 | 1233.7118 | 443.74 | 731.5928 | 129.6345 | -601.9583 | 0 | 0 | 1108.92 | 0 | 0
6971 | 1280.4233 | 520.17 | 847.9732 | 246.0149 | -601.9583 | 0 | 0 | 1043.599 | 0 | 0
6972 | 1104.2739 | 515.44 | 837.7067 | 235.7484 | -601.9583 | 0 | 0 | 877.333 | 0 | 0
6973 | 1300.3109 | 663.35 | 1074.1532 | 921.8675 | -152.2857 | 0 | 0 | 412.88 | 0 | 0
6974 | 1092.2168 | 361.71 | 591.6814 | 591.6814 | 0 | 0 | 0 | 522.638 | 0 | 0
6975 | 1134.3734 | 409.07 | 678.968 | 678.968 | 0 | 0 | 0 | 480.768 | 0 | 0
6976 | 1436.7588 | 208.34 | 345.5304 | 345.5304 | 0 | 0 | 0 | 1104.136 | 0 | 0
6977 | 1263.9143 | 104.13 | 164.8209 | 164.8209 | 0 | 0 | 0 | 1105.25 | 0 | 0
6978 | 1435.7711 | 4.89 | 0 | 0 | 0 | 0 | 0 | 1435.771 | 0 | 0
6979 | 1114.3042 | 0 | 0 | 0 | 0 | 0 | 0 | 1114.304 | 0 | 0
6980 | 986.7115 | 0 | 0 | 0 | 0 | 0 | 0 | 578.12 | 0 | 424.4473
6981 | 1394.604 | 0 | 0 | 0 | 0 | 0 | 0 | 815.132 | 0 | 601.9583
6982 | 1505.7062 | 0 | 0 | 0 | 0 | 0 | 0 | 926.234 | 0 | 601.9583
6983 | 1400.0426 | 0 | 0 | 0 | 0 | 0 | 0 | 820.57 | 0 | 601.9583
6984 | 1386.8347 | 0 | 0 | 0 | 0 | 0 | 0 | 1386.835 | 0 | 0
6985 | 1262.5245 | 0 | 0 | 0 | 0 | 0 | 0 | 1262.525 | 0 | 0
6986 | 1246.9858 | 0 | 0 | 0 | 0 | 0 | 0 | 1246.986 | 0 | 0
6987 | 1582.6231 | 0 | 0 | 0 | 0 | 0 | 0 | 1493.136 | 0 | 92.9595
6988 | 1398.4887 | 0 | 0 | 0 | 0 | 0 | 0 | 1398.489 | 0 | 0
6989 | 1537.5607 | 0 | 0 | 0 | 0 | 0 | 0 | 1493.136 | 0 | 46.1489
6990 | 1553.8764 | 0 | 0 | 0 | 0 | 0 | 0 | 1493.136 | 0 | 63.097
6991 | 1107.5098 | 106.02 | 156.2258 | 156.2258 | 0 | 0 | 0 | 957.12 | 0 | 0
6992 | 198.9214 | 268.81 | 454.9383 | 206.6401 | -248.2982 | 0 | 0 | 0 | 0 | 0
6993 | 298.2132 | 541.94 | 912.9536 | 309.7851 | -601.9583 | 0 | 1.2102 | 0 | 0 | 0
6994 | 304.1927 | 481.41 | 793.8577 | 315.9961 | -477.8616 | 0 | 0 | 0 | 0 | 0
6995 | 345.2975 | 496.87 | 809.4793 | 358.6972 | -450.782 | 0 | 0 | 0 | 0 | 0
6996 | 302.5368 | 724.97 | 1164.9281 | 314.2769 | -601.9583 | 0 | 248.693 | 0 | 0 | 0
6997 | 291.076 | 317.85 | 514.519 | 302.3711 | -212.1478 | 0 | 0 | 0 | 0 | 0
6998 | 306.2603 | 535.89 | 873.8935 | 318.1443 | -114.1335 | 0 | 441.6156 | 0 | 0 | 0
6999 | 275.21 | 556.99 | 921.2318 | 285.8895 | 0 | 0 | 635.3423 | 0 | 0 | 0
7000 | 224.034 | 387.61 | 655.3674 | 232.7276 | 0 | 0 | 422.6398 | 0 | 0 | 0
7001 | 243.4565 | 65.22 | 98.6698 | 98.6698 | 0 | 0 | 0 | 148.473 | 0 | 0
7002 | 289.9125 | 3.91 | 0 | 0 | 0 | 0 | 0 | 289.913 | 0 | 0
7003 | 248.7805 | 0 | 0 | 0 | 0 | 0 | 0 | 248.78 | 0 | 0
7004 | 309.2214 | 0 | 0 | 0 | 0 | 0 | 0 | 309.221 | 0 | 0
7005 | 289.7979 | 0 | 0 | 0 | 0 | 0 | 0 | 289.798 | 0 | 0
7006 | 230.7506 | 0 | 0 | 0 | 0 | 0 | 0 | 230.751 | 0 | 0
7007 | 296.7904 | 0 | 0 | 0 | 0 | 0 | 0 | 296.79 | 0 | 0
7008 | 163.157 | 0 | 0 | 0 | 0 | 0 | 0 | 10.576 | 0 | 158.5019
7009 | 222.2043 | 0 | 0 | 0 | 0 | 0 | 0 | 222.204 | 0 | 0
7010 | 219.8735 | 0 | 0 | 0 | 0 | 0 | 0 | 219.874 | 0 | 0
7011 | 215.2119 | 0 | 0 | 0 | 0 | 0 | 0 | 215.212 | 0 | 0
7012 | 131.3026 | 0 | 0 | 0 | 0 | 0 | 0 | 131.303 | 0 | 0
7013 | 144.5105 | 0 | 0 | 0 | 0 | 0 | 0 | 144.511 | 0 | 0
7014 | 197.3423 | 0 | 0 | 0 | 0 | 0 | 0 | 197.342 | 0 | 0
7015 | 135.9137 | 66.28 | 99.6889 | 99.6889 | 0 | 0 | 0 | 0 | 0 | 41.4992
7016 | 163.4921 | 233.01 | 392.4147 | 169.8363 | -222.5785 | 0 | 0 | 0 | 0 | 0
7017 | 970.3841 | 393.39 | 661.3166 | 661.3166 | 0 | 0 | 0 | 333.771 | 0 | 0
7018 | 1153.9649 | 485.7 | 803.2952 | 803.2952 | 0 | 0 | 0 | 380.677 | 0 | 0
7019 | 1330.2706 | 754.1 | 1228.8281 | 1228.8281 | 0 | 0 | 0 | 147.346 | 0 | 0
7020 | 1342.4171 | 822.77 | 1331.5275 | 1331.5275 | 0 | 0 | 0 | 60.629 | 0 | 0
7021 | 1361.5307 | 616.38 | 1006.9716 | 1006.9716 | 0 | 0 | 0 | 392.175 | 0 | 0
7022 | 1355.7183 | 265.9 | 433.1234 | 433.1234 | 0 | 0 | 0 | 938.775 | 0 | 0
7023 | 1394.876 | 198.79 | 323.0932 | 323.0932 | 0 | 0 | 0 | 1083.852 | 0 | 0
7024 | 1538.6163 | 110.19 | 175.022 | 175.022 | 0 | 0 | 0 | 1370.132 | 0 | 0
7025 | 1416.4175 | 39.2 | 54.6837 | 54.6837 | 0 | 0 | 0 | 1363.777 | 0 | 0
7026 | 1352.2386 | 1.96 | 0 | 0 | 0 | 0 | 0 | 1352.239 | 0 | 0
7027 | 1554.2017 | 0 | 0 | 0 | 0 | 0 | 0 | 1493.136 | 0 | 63.4357
7028 | 1215.1313 | 0 | 0 | 0 | 0 | 0 | 0 | 672.953 | 0 | 563.2171
7029 | 895.0328 | 0 | 0 | 0 | 0 | 0 | 0 | 315.56 | 0 | 601.9583
7030 | 1180.946 | 0 | 0 | 0 | 0 | 0 | 0 | 601.474 | 0 | 601.9583
7031 | 1267.9631 | 0 | 0 | 0 | 0 | 0 | 0 | 688.491 | 0 | 601.9583
7032 | 849.9704 | 0 | 0 | 0 | 0 | 0 | 0 | 849.97 | 0 | 0
7033 | 1104.8061 | 0 | 0 | 0 | 0 | 0 | 0 | 1104.806 | 0 | 0
7034 | 738.0913 | 0 | 0 | 0 | 0 | 0 | 0 | 738.091 | 0 | 0
7035 | 1162.2995 | 0 | 0 | 0 | 0 | 0 | 0 | 1162.3 | 0 | 0
7036 | 1122.6757 | 0 | 0 | 0 | 0 | 0 | 0 | 1122.676 | 0 | 0
7037 | 1184.8307 | 0 | 0 | 0 | 0 | 0 | 0 | 1184.831 | 0 | 0
7038 | 1024.0045 | 0 | 0 | 0 | 0 | 0 | 0 | 1024.005 | 0 | 0
7039 | 1256.0216 | 53.72 | 79.0021 | 0 | -79.0021 | 0 | 0 | 1256.022 | 0 | 0
7040 | 1353.606 | 259.63 | 437.93 | 0 | -437.93 | 0 | 0 | 1353.606 | 0 | 0
7041 | 1534.3568 | 211.41 | 347.6786 | 42.8206 | -304.858 | 0 | 0 | 1493.136 | 0 | 0
7042 | 1602.1427 | 505.97 | 833.7395 | 231.7812 | -601.9583 | 0 | 0 | 1379.02 | 0 | 0
7043 | 1628.6013 | 747.3 | 1211.933 | 609.9747 | -601.9583 | 0 | 0 | 1041.412 | 0 | 0
7044 | 1636.1784 | 852.02 | 1369.396 | 767.4378 | -601.9583 | 0 | 0 | 897.409 | 0 | 0
7045 | 1876.1804 | 868.28 | 1397.3752 | 1317.9004 | -79.4748 | 0 | 0 | 607.51 | 0 | 0
7046 | 1679.1101 | 762.81 | 1244.4559 | 1244.4559 | 0 | 0 | 0 | 481.141 | 0 | 0
7047 | 1605.5447 | 499.11 | 830.0216 | 830.0216 | 0 | 0 | 0 | 806.529 | 0 | 0
7048 | 1427.7269 | 253.76 | 424.331 | 424.331 | 0 | 0 | 0 | 1019.247 | 0 | 0
7049 | 1587.1934 | 167.6 | 261.2822 | 261.2822 | 0 | 0 | 0 | 1335.671 | 0 | 0
7050 | 1493.7656 | 7.48 | 0 | 0 | 0 | 0 | 0 | 1493.136 | 0 | 0.65445
7051 | 1428.0124 | 0 | 0 | 0 | 0 | 0 | 0 | 1428.012 | 0 | 0
7052 | 1214.3544 | 0 | 0 | 0 | 0 | 0 | 0 | 698.259 | 0 | 536.123
7053 | 1286.6096 | 0 | 0 | 0 | 0 | 0 | 0 | 707.137 | 0 | 601.9583
7054 | 1485.5058 | 0 | 0 | 0 | 0 | 0 | 0 | 906.033 | 0 | 601.9583
7055 | 1588.0616 | 0 | 0 | 0 | 0 | 0 | 0 | 1008.589 | 0 | 601.9583
7056 | 1464.5285 | 0 | 0 | 0 | 0 | 0 | 0 | 1464.528 | 0 | 0
7057 | 943.9799 | 0 | 0 | 0 | 0 | 0 | 0 | 943.98 | 0 | 0
7058 | 1055.082 | 0 | 0 | 0 | 0 | 0 | 0 | 1055.082 | 0 | 0
7059 | 1517.3603 | 0 | 0 | 0 | 0 | 0 | 0 | 1493.136 | 0 | 25.164
7060 | 1184.8307 | 0 | 0 | 0 | 0 | 0 | 0 | 1184.831 | 0 | 0
7061 | 1555.4302 | 0 | 0 | 0 | 0 | 0 | 0 | 1493.136 | 0 | 64.7113
7062 | 1419.4661 | 0 | 0 | 0 | 0 | 0 | 0 | 1419.466 | 0 | 0
7063 | 1509.6793 | 122.01 | 177.9213 | 17.1849 | -160.7363 | 0 | 0 | 1493.136 | 0 | 0
7064 | 1222.5996 | 331.66 | 564.3234 | 0 | -564.3234 | 0 | 0 | 1222.6 | 0 | 0
7065 | 1098.0623 | 457.55 | 768.113 | 166.1547 | -601.9583 | 0 | 0 | 938.115 | 0 | 0
7066 | 1450.0124 | 587.93 | 967.3921 | 365.4339 | -601.9583 | 0 | 0 | 1098.23 | 0 | 0
7067 | 1367.1296 | 628.25 | 1019.6274 | 417.6691 | -601.9583 | 0 | 0 | 965.063 | 0 | 0
7068 | 1547.1005 | 718.56 | 1156.199 | 979.9928 | -176.2062 | 0 | 0 | 603.715 | 0 | 0
7069 | 1876.2222 | 766.01 | 1230.4497 | 1230.4497 | 0 | 0 | 0 | 691.736 | 0 | 0
7070 | 1289.5668 | 641.05 | 1042.5891 | 1042.5891 | 0 | 0 | 0 | 285.923 | 0 | 0
7071 | 1309.7799 | 94.97 | 146.1713 | 146.1713 | 0 | 0 | 0 | 1169.069 | 0 | 0
7072 | 1430.0072 | 43.13 | 60.688 | 60.688 | 0 | 0 | 0 | 1371.586 | 0 | 0
7073 | 1378.6088 | 15.67 | 15.58 | 15.58 | 0 | 0 | 0 | 1363.611 | 0 | 0
7074 | 911.5146 | 0.98 | 0 | 0 | 0 | 0 | 0 | 911.515 | 0 | 0
7075 | 1308.9971 | 0 | 0 | 0 | 0 | 0 | 0 | 1285.225 | 0 | 24.6945
7076 | 978.1652 | 0 | 0 | 0 | 0 | 0 | 0 | 398.693 | 0 | 601.9583
7077 | 1111.0216 | 0 | 0 | 0 | 0 | 0 | 0 | 531.549 | 0 | 601.9583
7078 | 1313.0255 | 0 | 0 | 0 | 0 | 0 | 0 | 733.553 | 0 | 601.9583
7079 | 1476.9595 | 0 | 0 | 0 | 0 | 0 | 0 | 897.487 | 0 | 601.9583
7080 | 1488.6136 | 0 | 0 | 0 | 0 | 0 | 0 | 1488.614 | 0 | 0
7081 | 1055.859 | 0 | 0 | 0 | 0 | 0 | 0 | 1055.859 | 0 | 0
7082 | 1290.4943 | 0 | 0 | 0 | 0 | 0 | 0 | 1290.494 | 0 | 0
7083 | 1036.4355 | 0 | 0 | 0 | 0 | 0 | 0 | 1036.436 | 0 | 0
7084 | 1038.7663 | 0 | 0 | 0 | 0 | 0 | 0 | 1038.766 | 0 | 0
7085 | 936.9874 | 0 | 0 | 0 | 0 | 0 | 0 | 936.987 | 0 | 0
7086 | 1198.0387 | 0 | 0 | 0 | 0 | 0 | 0 | 1198.039 | 0 | 0
7087 | 1205.407 | 126.2 | 183.6648 | 0 | -183.6648 | 0 | 0 | 1205.407 | 0 | 0
7088 | 1106.8931 | 306.86 | 522.1884 | 0 | -522.1884 | 0 | 0 | 1106.893 | 0 | 0
7089 | 1442.5236 | 553.5 | 932.5506 | 330.5923 | -601.9583 | 0 | 0 | 1124.281 | 0 | 0
7090 | 1737.0055 | 665.29 | 1093.4313 | 491.4731 | -601.9583 | 0 | 0 | 1263.892 | 0 | 0
7091 | 1443.4841 | 659.55 | 1067.7988 | 465.8406 | -601.9583 | 0 | 0 | 995.045 | 0 | 0
7092 | 1588.2695 | 472.06 | 763.0977 | 567.686 | -195.4116 | 0 | 0 | 1041.79 | 0 | 0
7093 | 1786.2343 | 802.33 | 1263.2936 | 1263.2936 | 0 | 0 | 0 | 570.132 | 0 | 0
7094 | 1390.1667 | 791.57 | 1253.2317 | 1253.2317 | 0 | 0 | 0 | 183.749 | 0 | 0
7095 | 1677.3843 | 562.62 | 912.3344 | 912.3344 | 0 | 0 | 0 | 799.13 | 0 | 0
7096 | 1676.6695 | 361.54 | 603.2526 | 603.2526 | 0 | 0 | 0 | 1095.952 | 0 | 0
7097 | 1553.3917 | 121.01 | 188.0133 | 188.0133 | 0 | 0 | 0 | 1372.402 | 0 | 0
7098 | 1585.9659 | 4.22 | 0 | 0 | 0 | 0 | 0 | 1493.136 | 0 | 96.4322
7099 | 1572.7909 | 0 | 0 | 0 | 0 | 0 | 0 | 1493.136 | 0 | 82.746
7100 | 1489.3905 | 0 | 0 | 0 | 0 | 0 | 0 | 1058.631 | 0 | 447.4745
7101 | 1698.3869 | 0 | 0 | 0 | 0 | 0 | 0 | 1118.915 | 0 | 601.9583
7102 | 1112.5755 | 0 | 0 | 0 | 0 | 0 | 0 | 533.103 | 0 | 601.9583
7103 | 1168.515 | 0 | 0 | 0 | 0 | 0 | 0 | 589.043 | 0 | 601.9583
7104 | 371.3765 | 0 | 0 | 0 | 0 | 0 | 0 | 371.376 | 0 | 0
7105 | 116.5407 | 0 | 0 | 0 | 0 | 0 | 0 | 116.541 | 0 | 0
7106 | 122.7562 | 0 | 0 | 0 | 0 | 0 | 0 | 122.756 | 0 | 0
7107 | 114.9869 | 0 | 0 | 0 | 0 | 0 | 0 | 114.987 | 0 | 0
7108 | 121.2024 | 0 | 0 | 0 | 0 | 0 | 0 | 121.202 | 0 | 0
7109 | 123.5332 | 0 | 0 | 0 | 0 | 0 | 0 | 123.533 | 0 | 0
7110 | 101.7789 | 0 | 0 | 0 | 0 | 0 | 0 | 101.779 | 0 | 0
7111 | 87.8474 | 83.05 | 120.975 | 0 | -120.975 | 0 | 0 | 87.847 | 0 | 0
7112 | 176.3999 | 236.06 | 395.7368 | 0 | -395.7368 | 0 | 0 | 176.4 | 0 | 0
7113 | 1266.3005 | 155.49 | 250.515 | 0 | -250.515 | 0 | 0 | 1266.3 | 0 | 0
7114 | 1548.0484 | 47.11 | 65.7709 | 57.0439 | -8.727 | 0 | 0 | 1493.136 | 0 | 0
7115 | 1673.0266 | 147.66 | 231.6483 | 186.8706 | -44.7777 | 0 | 0 | 1493.136 | 0 | 0
7116 | 1771.9988 | 556.23 | 888.5385 | 289.6842 | -598.8543 | 0 | 0 | 1493.136 | 0 | 0
7117 | 1494.0026 | 755.85 | 1192.6102 | 590.6519 | -601.9583 | 0 | 0 | 925.415 | 0 | 0
7118 | 1420.6499 | 540.58 | 871.8844 | 269.9261 | -601.9583 | 0 | 0 | 1160.807 | 0 | 0
7119 | 1712.2377 | 540.75 | 889.4444 | 805.806 | -83.6383 | 0 | 0 | 936.532 | 0 | 0
7120 | 1677.291 | 247.34 | 412.1718 | 412.1718 | 0 | 0 | 0 | 1280.516 | 0 | 0
7121 | 1676.9667 | 8.81 | 4.5801 | 4.5801 | 0 | 0 | 0 | 1493.136 | 0 | 186.3844
7122 | 1398.5489 | 0.98 | 0 | 0 | 0 | 0 | 0 | 1398.549 | 0 | 0
7123 | 1443.0422 | 0 | 0 | 0 | 0 | 0 | 0 | 1443.042 | 0 | 0
7124 | 1379.0653 | 0 | 0 | 0 | 0 | 0 | 0 | 1301.763 | 0 | 80.3017
7125 | 1510.3678 | 0 | 0 | 0 | 0 | 0 | 0 | 930.895 | 0 | 601.9583
7126 | 1776.0807 | 0 | 0 | 0 | 0 | 0 | 0 | 1196.608 | 0 | 601.9583
7127 | 1299.0406 | 0 | 0 | 0 | 0 | 0 | 0 | 719.568 | 0 | 601.9583
7128 | 1407.035 | 0 | 0 | 0 | 0 | 0 | 0 | 1407.035 | 0 | 0
7129 | 1057.4129 | 0 | 0 | 0 | 0 | 0 | 0 | 1057.413 | 0 | 0
7130 | 1358.0879 | 0 | 0 | 0 | 0 | 0 | 0 | 1358.088 | 0 | 0
7131 | 1203.4772 | 0 | 0 | 0 | 0 | 0 | 0 | 1203.477 | 0 | 0
7132 | 1147.5377 | 0 | 0 | 0 | 0 | 0 | 0 | 1147.538 | 0 | 0
7133 | 1421.0199 | 0 | 0 | 0 | 0 | 0 | 0 | 1421.02 | 0 | 0
7134 | 1152.9763 | 0 | 0 | 0 | 0 | 0 | 0 | 1152.976 | 0 | 0
7135 | 1150.6454 | 31.36 | 41.4452 | 0 | -41.4452 | 0 | 0 | 1150.645 | 0 | 0
7136 | 1557.2327 | 91.31 | 144.5351 | 66.5843 | -77.9509 | 0 | 0 | 1493.136 | 0 | 0
7137 | 1562.9559 | 34.32 | 45.6004 | 45.6004 | 0 | 0 | 0 | 1493.136 | 0 | 26.9289
7138 | 1484.153 | 194.89 | 314.6134 | 0 | -314.6134 | 0 | 0 | 1484.153 | 0 | 0
7139 | 1538.7348 | 679.17 | 1093.0148 | 491.0565 | -601.9583 | 0 | 0 | 1066.022 | 0 | 0
7140 | 1370.921 | 657.2 | 1060.9126 | 458.9543 | -601.9583 | 0 | 0 | 929.111 | 0 | 0
7141 | 1755.5239 | 166.42 | 263.3983 | 263.3983 | 0 | 0 | 0 | 1493.136 | 0 | 9.1716
7142 | 1535.2541 | 260.15 | 423.4168 | 43.7534 | -379.6634 | 0 | 0 | 1493.136 | 0 | 0
7143 | 1077.4462 | 56.91 | 82.5933 | 0 | -82.5933 | 0 | 0 | 1077.446 | 0 | 0
7144 | 1517.8449 | 76.51 | 117.6519 | 25.6678 | -91.9841 | 0 | 0 | 1493.136 | 0 | 0
7145 | 1251.0074 | 98.36 | 154.5451 | 0 | -154.5451 | 0 | 0 | 1251.007 | 0 | 0
7146 | 1642.0142 | 3.91 | 0 | 0 | 0 | 0 | 0 | 1493.136 | 0 | 154.6552
7147 | 1603.6198 | 0 | 0 | 0 | 0 | 0 | 0 | 1493.136 | 0 | 114.7713
7148 | 1352.6494 | 0 | 0 | 0 | 0 | 0 | 0 | 1352.649 | 0 | 0
7149 | 1404.7042 | 0 | 0 | 0 | 0 | 0 | 0 | 1008.532 | 0 | 411.5454
7150 | 1233.7778 | 0 | 0 | 0 | 0 | 0 | 0 | 654.305 | 0 | 601.9583
7151 | 1466.0823 | 0 | 0 | 0 | 0 | 0 | 0 | 886.61 | 0 | 601.9583
7152 | 1573.2998 | 0 | 0 | 0 | 0 | 0 | 0 | 1493.136 | 0 | 83.2747
7153 | 1475.4056 | 0 | 0 | 0 | 0 | 0 | 0 | 1475.406 | 0 | 0
7154 | 1317.6872 | 0 | 0 | 0 | 0 | 0 | 0 | 1317.687 | 0 | 0
7155 | 1793.9503 | 0 | 0 | 0 | 0 | 0 | 0 | 1493.136 | 0 | 312.487
7156 | 1639.3396 | 0 | 0 | 0 | 0 | 0 | 0 | 1493.136 | 0 | 151.8774
7157 | 1427.2354 | 0 | 0 | 0 | 0 | 0 | 0 | 1427.235 | 0 | 0
7158 | 1366.6343 | 0 | 0 | 0 | 0 | 0 | 0 | 1366.634 | 0 | 0
7159 | 1260.9775 | 76.77 | 109.5077 | 109.5077 | 0 | 0 | 0 | 1155.561 | 0 | 0
7160 | 331.6128 | 347.36 | 591.6294 | 344.4812 | -247.1483 | 0 | 0 | 0 | 0 | 0
7161 | 268.4554 | 386.29 | 648.9143 | 278.8734 | -370.0409 | 0 | 0 | 0 | 0 | 0
7162 | 276.049 | 472.4 | 785.8101 | 286.761 | -499.0491 | 0 | 0 | 0 | 0 | 0
7163 | 261.2493 | 669.06 | 1101.8706 | 271.3877 | -601.9583 | 0 | 228.5246 | 0 | 0 | 0
7164 | 324.2289 | 815.69 | 1332.5341 | 336.8106 | -601.9583 | 0 | 393.7652 | 0 | 0 | 0
7165 | 205.8624 | 876.13 | 1434.285 | 213.8515 | -386.9849 | 0 | 833.4486 | 0 | 0 | 0
7166 | 205.1622 | 581.37 | 965.167 | 213.1233 | 0 | 0 | 752.0437 | 0 | 0 | 0
7167 | 333.7513 | 566.08 | 954.1629 | 346.7021 | 0 | 0 | 607.4608 | 0 | 0 | 0
7168 | 381.8331 | 288.03 | 489.4651 | 396.6499 | 0 | 0 | 92.8151 | 0 | 0 | 0
7169 | 308.0162 | 163.65 | 254.4947 | 254.4947 | 0 | 0 | 0 | 0 | 0 | 65.4738
7170 | 338.7742 | 8.27 | 0 | 0 | 0 | 0 | 0 | 0 | 0 | 351.92
7171 | 273.5706 | 0 | 0 | 0 | 0 | 0 | 0 | 0 | 0 | 284.1869
7172 | 258.7204 | 0 | 0 | 0 | 0 | 0 | 0 | 0 | 0 | 268.7596
7173 | 300.6751 | 0 | 0 | 0 | 0 | 0 | 0 | 0 | 0 | 312.3426
7174 | 283.5824 | 0 | 0 | 0 | 0 | 0 | 0 | 0 | 0 | 294.5863
7175 | 236.1892 | 0 | 0 | 0 | 0 | 0 | 0 | 0 | 0 | 245.3543
7176 | 135.1872 | 0 | 0 | 0 | 0 | 0 | 0 | 0 | 0 | 140.4329
7177 | 138.295 | 0 | 0 | 0 | 0 | 0 | 0 | 138.295 | 0 | 0
7178 | 120.4254 | 0 | 0 | 0 | 0 | 0 | 0 | 90.369 | 0 | 31.2234
7179 | 114.9869 | 0 | 0 | 0 | 0 | 0 | 0 | 0 | 0 | 119.449
7180 | 111.8791 | 0 | 0 | 0 | 0 | 0 | 0 | 0 | 0 | 116.2204
7181 | 98.6711 | 0 | 0 | 0 | 0 | 0 | 0 | 0 | 0 | 102.4999
7182 | 96.3403 | 0 | 0 | 0 | 0 | 0 | 0 | 0 | 0 | 100.0784
7183 | 79.4371 | 140.73 | 200.2514 | 82.5195 | -117.7319 | 0 | 0 | 0 | 0 | 0
7184 | 86.9093 | 365.24 | 621.2364 | 90.2815 | -530.9549 | 0 | 0 | 0 | 0 | 0
7185 | 86.5519 | 639.01 | 1076.7616 | 89.9106 | -601.9583 | 0 | 384.8927 | 0 | 0 | 0
7186 | 85.5428 | 820.55 | 1347.9458 | 88.8625 | -601.9583 | 0 | 657.125 | 0 | 0 | 0
7187 | 82.0117 | 525.36 | 860.8876 | 85.1945 | -601.9583 | 0 | 173.7349 | 0 | 0 | 0
7188 | 89.4741 | 555.48 | 903.4547 | 92.946 | -252.5791 | 0 | 557.9296 | 0 | 0 | 0
7189 | 85.7196 | 644.5 | 1050.3833 | 89.0453 | 0 | 0 | 961.338 | 0 | 0 | 0
7190 | 90.0355 | 732.28 | 1200.4147 | 93.5288 | 0 | 0 | 1106.8859 | 0 | 0 | 0
7191 | 84.2988 | 115.75 | 181.3483 | 87.5702 | 0 | 0 | 93.7781 | 0 | 0 | 0
7192 | 95.4148 | 233.41 | 390.0452 | 99.1176 | 0 | 0 | 290.9277 | 0 | 0 | 0
7193 | 85.638 | 30.37 | 39.7405 | 39.7405 | 0 | 0 | 0 | 47.382 | 0 | 0
7194 | 92.1604 | 1.96 | 0 | 0 | 0 | 0 | 0 | 92.16 | 0 | 0
7195 | 99.1266 | 0 | 0 | 0 | 0 | 0 | 0 | 0 | 0 | 102.9736
7196 | 101.7789 | 0 | 0 | 0 | 0 | 0 | 0 | 0 | 0 | 105.7285
7197 | 100.225 | 0 | 0 | 0 | 0 | 0 | 0 | 0 | 0 | 104.1142
7198 | 107.9944 | 0 | 0 | 0 | 0 | 0 | 0 | 0 | 0 | 112.1847
7199 | 98.6711 | 0 | 0 | 0 | 0 | 0 | 0 | 0 | 0 | 102.4999
7200 | 104.1097 | 0 | 0 | 0 | 0 | 0 | 0 | 34.457 | 0 | 72.3559
7201 | 94.0095 | 0 | 0 | 0 | 0 | 0 | 0 | 94.01 | 0 | 0
7202 | 100.225 | 0 | 0 | 0 | 0 | 0 | 0 | 100.225 | 0 | 0
7203 | 97.1173 | 0 | 0 | 0 | 0 | 0 | 0 | 97.117 | 0 | 0
7204 | 98.6711 | 0 | 0 | 0 | 0 | 0 | 0 | 98.671 | 0 | 0
7205 | 93.2326 | 0 | 0 | 0 | 0 | 0 | 0 | 93.233 | 0 | 0
7206 | 98.6711 | 0 | 0 | 0 | 0 | 0 | 0 | 98.671 | 0 | 0
7207 | 88.0252 | 101.11 | 146.353 | 91.4408 | -54.9123 | 0 | 0 | 0 | 0 | 0
7208 | 138.2668 | 339.4 | 573.3818 | 143.6314 | -429.7504 | 0 | 0 | 0 | 0 | 0
7209 | 851.5291 | 558.92 | 929.2295 | 884.5734 | -44.6561 | 0 | 0 | 0 | 0 | 0
7210 | 1151.9371 | 803.56 | 1295.6793 | 1196.6376 | -99.0417 | 0 | 0 | 0 | 0 | 0
7211 | 1368.5727 | 924.84 | 1460.895 | 1421.6801 | -39.2149 | 0 | 0 | 0 | 0 | 0
7212 | 1597.6423 | 779.49 | 1237.5852 | 1237.5852 | 0 | 0 | 0 | 406.288 | 0 | 0
7213 | 1506.7813 | 680.43 | 1090.1175 | 1090.1175 | 0 | 0 | 0 | 457.385 | 0 | 0
7214 | 1412.897 | 599.57 | 973.4535 | 973.4535 | 0 | 0 | 0 | 475.807 | 0 | 0
7215 | 1414.7093 | 396.22 | 653.1547 | 653.1547 | 0 | 0 | 0 | 785.953 | 0 | 0
7216 | 1584.3586 | 224.19 | 371.6698 | 371.6698 | 0 | 0 | 0 | 1226.573 | 0 | 0
7217 | 1584.5198 | 83.9 | 130.2152 | 130.2152 | 0 | 0 | 0 | 1459.168 | 0 | 0
7218 | 1715.024 | 2.94 | 0 | 0 | 0 | 0 | 0 | 1493.136 | 0 | 230.4983
7219 | 1680.964 | 0 | 0 | 0 | 0 | 0 | 0 | 1493.136 | 0 | 195.1166
7220 | 1793.1733 | 0 | 0 | 0 | 0 | 0 | 0 | 1493.136 | 0 | 311.6799
7221 | 1675.8557 | 0 | 0 | 0 | 0 | 0 | 0 | 1493.136 | 0 | 189.8104
7222 | 1509.5909 | 0 | 0 | 0 | 0 | 0 | 0 | 1493.136 | 0 | 17.0935
7223 | 1940.7916 | 0 | 0 | 0 | 0 | 0 | 0 | 1493.136 | 0 | 465.0272
7224 | 1651.7706 | 0 | 0 | 0 | 0 | 0 | 0 | 1493.136 | 0 | 164.7908
7225 | 1884.852 | 0 | 0 | 0 | 0 | 0 | 0 | 1493.136 | 0 | 406.9164
7226 | 1574.8537 | 0 | 0 | 0 | 0 | 0 | 0 | 1493.136 | 0 | 84.889
7227 | 1236.1086 | 0 | 0 | 0 | 0 | 0 | 0 | 1236.109 | 0 | 0
7228 | 1240.7703 | 0 | 0 | 0 | 0 | 0 | 0 | 1240.77 | 0 | 0
7229 | 1692.1714 | 0 | 0 | 0 | 0 | 0 | 0 | 1493.136 | 0 | 206.7585
7230 | 1647.1089 | 0 | 0 | 0 | 0 | 0 | 0 | 1493.136 | 0 | 159.9479
7231 | 1061.519 | 137.66 | 196.1284 | 0 | -196.1284 | 0 | 0 | 1061.519 | 0 | 0
7232 | 1120.1186 | 381.55 | 647.5005 | 45.5422 | -601.9583 | 0 | 0 | 1076.278 | 0 | 0
7233 | 1674.4572 | 564.2 | 948.2501 | 346.2918 | -601.9583 | 0 | 0 | 1341.101 | 0 | 0
7234 | 2076.6159 | 775.49 | 1273.8593 | 671.901 | -601.9583 | 0 | 0 | 1429.814 | 0 | 0
7235 | 1845.2748 | 883.27 | 1429.226 | 827.2677 | -601.9583 | 0 | 0 | 1048.91 | 0 | 0
7236 | 2071.6969 | 711.6 | 1151.3198 | 1048.1415 | -103.1782 | 0 | 0 | 1062.708 | 0 | 0
7237 | 1651.0189 | 743.83 | 1204.2032 | 1204.2032 | 0 | 0 | 0 | 491.799 | 0 | 0
7238 | 1496.2674 | 682.98 | 1118.7543 | 1118.7543 | 0 | 0 | 0 | 419.305 | 0 | 0
7239 | 1315.4865 | 58.87 | 85.7876 | 85.7876 | 0 | 0 | 0 | 1232.903 | 0 | 0
7240 | 1605.1611 | 248.35 | 417.1341 | 417.1341 | 0 | 0 | 0 | 1203.609 | 0 | 0
7241 | 1758.8346 | 130.18 | 202.7498 | 202.7498 | 0 | 0 | 0 | 1493.136 | 0 | 73.2586
7242 | 1473.3059 | 5.96 | 0 | 0 | 0 | 0 | 0 | 1473.306 | 0 | 0
7243 | 1812.4967 | 0 | 0 | 0 | 0 | 0 | 0 | 1493.136 | 0 | 331.7537
7244 | 1695.2791 | 0 | 0 | 0 | 0 | 0 | 0 | 1493.136 | 0 | 209.9871
7245 | 1998.285 | 0 | 0 | 0 | 0 | 0 | 0 | 1481.543 | 0 | 536.794
7246 | 1626.9086 | 0 | 0 | 0 | 0 | 0 | 0 | 1047.436 | 0 | 601.9583
7247 | 1615.2545 | 0 | 0 | 0 | 0 | 0 | 0 | 1035.782 | 0 | 601.9583
7248 | 1388.3885 | 0 | 0 | 0 | 0 | 0 | 0 | 1388.389 | 0 | 0
7249 | 1436.5587 | 0 | 0 | 0 | 0 | 0 | 0 | 1436.559 | 0 | 0
7250 | 1567.0843 | 0 | 0 | 0 | 0 | 0 | 0 | 1493.136 | 0 | 76.8175
7251 | 991.3731 | 0 | 0 | 0 | 0 | 0 | 0 | 991.373 | 0 | 0
7252 | 1218.2391 | 0 | 0 | 0 | 0 | 0 | 0 | 1218.239 | 0 | 0
7253 | 1230.6701 | 0 | 0 | 0 | 0 | 0 | 0 | 1230.67 | 0 | 0
7254 | 1351.8724 | 0 | 0 | 0 | 0 | 0 | 0 | 1351.872 | 0 | 0
7255 | 1256.2333 | 44.27 | 63.4886 | 0 | -63.4886 | 0 | 0 | 1256.233 | 0 | 0
7256 | 631.5235 | 124.52 | 203.5881 | 0 | -203.5881 | 0 | 0 | 631.524 | 0 | 0
7257 | 1426.3624 | 204.61 | 337.4838 | 0 | -337.4838 | 0 | 0 | 1426.362 | 0 | 0
7258 | 1434.29 | 608.15 | 1006.9186 | 404.9604 | -601.9583 | 0 | 0 | 1044.457 | 0 | 0
7259 | 1329.046 | 591.66 | 968.2367 | 366.2784 | -601.9583 | 0 | 0 | 976.45 | 0 | 0
7260 | 1071.6104 | 579.78 | 944.9311 | 342.9728 | -601.9583 | 0 | 0 | 741.45 | 0 | 0
7261 | 1688.5431 | 485.84 | 794.16 | 497.4555 | -296.7045 | 0 | 0 | 1209.67 | 0 | 0
7262 | 1314.6289 | 196.59 | 316.6724 | 316.6724 | 0 | 0 | 0 | 1009.785 | 0 | 0
7263 | 1623.5803 | 188.41 | 308.2092 | 308.2092 | 0 | 0 | 0 | 1326.884 | 0 | 0
7264 | 1596.3166 | 81.44 | 126.1234 | 126.1234 | 0 | 0 | 0 | 1474.904 | 0 | 0
7265 | 1509.3432 | 63.11 | 95.3955 | 95.3955 | 0 | 0 | 0 | 1417.511 | 0 | 0
7266 | 1577.5497 | 1.96 | 0 | 0 | 0 | 0 | 0 | 1493.136 | 0 | 87.6897
7267 | 1551.363 | 0 | 0 | 0 | 0 | 0 | 0 | 1493.136 | 0 | 60.4865
7268 | 1267.9631 | 0 | 0 | 0 | 0 | 0 | 0 | 807.36 | 0 | 478.4766
7269 | 1587.2847 | 0 | 0 | 0 | 0 | 0 | 0 | 1007.812 | 0 | 601.9583
7270 | 1797.835 | 0 | 0 | 0 | 0 | 0 | 0 | 1218.363 | 0 | 601.9583
7271 | 1567.0843 | 0 | 0 | 0 | 0 | 0 | 0 | 987.612 | 0 | 601.9583
7272 | 1323.9027 | 0 | 0 | 0 | 0 | 0 | 0 | 1323.903 | 0 | 0
7273 | 1209.6927 | 0 | 0 | 0 | 0 | 0 | 0 | 1209.693 | 0 | 0
7274 | 1199.5926 | 0 | 0 | 0 | 0 | 0 | 0 | 1199.593 | 0 | 0
7275 | 1285.8327 | 0 | 0 | 0 | 0 | 0 | 0 | 1285.833 | 0 | 0
7276 | 1353.4263 | 0 | 0 | 0 | 0 | 0 | 0 | 1353.426 | 0 | 0
7277 | 1157.6379 | 0 | 0 | 0 | 0 | 0 | 0 | 1157.638 | 0 | 0
7278 | 1076.0594 | 0 | 0 | 0 | 0 | 0 | 0 | 1076.059 | 0 | 0
7279 | 1040.5708 | 122.71 | 176.8357 | 0 | -176.8357 | 0 | 0 | 1040.571 | 0 | 0
7280 | 680.187 | 346 | 587.1563 | 0 | -587.1563 | 0 | 0 | 680.187 | 0 | 0
7281 | 1145.7167 | 562.58 | 942.0297 | 340.0714 | -601.9583 | 0 | 0 | 818.349 | 0 | 0
7282 | 1580.9303 | 700.01 | 1144.6267 | 542.6685 | -601.9583 | 0 | 0 | 1058.534 | 0 | 0
7283 | 1460.9439 | 632.81 | 1018.2925 | 416.3342 | -601.9583 | 0 | 0 | 1060.162 | 0 | 0
7284 | 1561.3107 | 586.59 | 940.4736 | 803.2007 | -137.2729 | 0 | 0 | 788.113 | 0 | 0
7285 | 1658.8698 | 646.63 | 1036.1516 | 1036.1516 | 0 | 0 | 0 | 661.423 | 0 | 0
7286 | 1697.236 | 335.97 | 545.5532 | 545.5532 | 0 | 0 | 0 | 1172.062 | 0 | 0
7287 | 1609.0448 | 522.66 | 863.2 | 863.2 | 0 | 0 | 0 | 778.09 | 0 | 0
7288 | 1884.7238 | 52.98 | 76.911 | 76.911 | 0 | 0 | 0 | 1493.136 | 0 | 329.8724
7289 | 1429.3409 | 95.01 | 147.423 | 0 | -147.423 | 0 | 0 | 1429.341 | 0 | 0
7290 | 1778.5902 | 4.26 | 0 | 0 | 0 | 0 | 0 | 1493.136 | 0 | 296.531
7291 | 1691.5158 | 0 | 0 | 0 | 0 | 0 | 0 | 1493.136 | 0 | 206.0781
7292 | 1294.379 | 0 | 0 | 0 | 0 | 0 | 0 | 1294.379 | 0 | 0
7293 | 1858.4361 | 0 | 0 | 0 | 0 | 0 | 0 | 1349.584 | 0 | 528.5979
7294 | 1860.7669 | 0 | 0 | 0 | 0 | 0 | 0 | 1281.295 | 0 | 601.9583
7295 | 1745.7801 | 0 | 0 | 0 | 0 | 0 | 0 | 1166.308 | 0 | 601.9583
7296 | 1270.2939 | 0 | 0 | 0 | 0 | 0 | 0 | 1270.294 | 0 | 0
7297 | 979.2 | 0 | 0 | 0 | 0 | 0 | 0 | 979.2 | 0 | 0
7298 | 1126.4 | 0 | 0 | 0 | 0 | 0 | 0 | 1126.4 | 0 | 0
7299 | 942.4 | 0 | 0 | 0 | 0 | 0 | 0 | 942.4 | 0 | 0
7300 | 1153.6 | 0 | 0 | 0 | 0 | 0 | 0 | 1153.6 | 0 | 0
7301 | 813.6 | 0 | 0 | 0 | 0 | 0 | 0 | 813.6 | 0 | 0
7302 | 752.8 | 0 | 0 | 0 | 0 | 0 | 0 | 752.8 | 0 | 0
7303 | 972.165 | 83.85 | 123.9533 | 0 | -123.9533 | 0 | 0 | 972.165 | 0 | 0
7304 | 714.13 | 118.74 | 191.8901 | 0 | -191.8901 | 0 | 0 | 714.13 | 0 | 0
7305 | 999.303 | 360.31 | 600.6992 | 0 | -600.6992 | 0 | 0 | 999.303 | 0 | 0
7306 | 1215.461 | 671.32 | 1091.5334 | 489.5752 | -601.9583 | 0 | 0 | 744.174 | 0 | 0
7307 | 1450.762 | 927.84 | 1446.4598 | 844.5015 | -601.9583 | 0 | 0 | 637.808 | 0 | 0
7308 | 1203.09 | 831.32 | 1285.5905 | 698.9089 | -586.6816 | 0 | 0 | 530.289 | 0 | 0
7309 | 1458.605 | 662.5 | 1031.5393 | 1031.5393 | 0 | 0 | 0 | 465.599 | 0 | 0
7310 | 1394.271 | 597.71 | 934.6074 | 934.6074 | 0 | 0 | 0 | 494.576 | 0 | 0
7311 | 1158.39 | 477.03 | 769.719 | 769.719 | 0 | 0 | 0 | 417.424 | 0 | 0
7312 | 1214.189 | 361.53 | 599.4693 | 599.4693 | 0 | 0 | 0 | 637.113 | 0 | 0
7313 | 1159.956 | 154.49 | 236.2793 | 236.2793 | 0 | 0 | 0 | 932.503 | 0 | 0
7314 | 1375.523 | 2.94 | 0 | 0 | 0 | 0 | 0 | 1366.735 | 0 | 9.129
7315 | 1310.4 | 0 | 0 | 0 | 0 | 0 | 0 | 1310.4 | 0 | 0
7316 | 1376 | 0 | 0 | 0 | 0 | 0 | 0 | 818.009 | 0 | 579.6437
7317 | 1444 | 0 | 0 | 0 | 0 | 0 | 0 | 864.528 | 0 | 601.9583
7318 | 890.4 | 0 | 0 | 0 | 0 | 0 | 0 | 310.928 | 0 | 601.9583
7319 | 1152 | 0 | 0 | 0 | 0 | 0 | 0 | 572.528 | 0 | 601.9583
7320 | 1338.4 | 0 | 0 | 0 | 0 | 0 | 0 | 1338.4 | 0 | 0
7321 | 1149.6 | 0 | 0 | 0 | 0 | 0 | 0 | 1149.6 | 0 | 0
7322 | 1115.2 | 0 | 0 | 0 | 0 | 0 | 0 | 1115.2 | 0 | 0
7323 | 995.2 | 0 | 0 | 0 | 0 | 0 | 0 | 995.2 | 0 | 0
7324 | 1403.2 | 0 | 0 | 0 | 0 | 0 | 0 | 1366.735 | 0 | 37.88
7325 | 927.2 | 0 | 0 | 0 | 0 | 0 | 0 | 927.2 | 0 | 0
7326 | 899.2 | 0 | 0 | 0 | 0 | 0 | 0 | 899.2 | 0 | 0
7327 | 729.6 | 81.05 | 119.6797 | 0 | -119.6797 | 0 | 0 | 729.6 | 0 | 0
7328 | 1140.583 | 292.1 | 486.4743 | 0 | -486.4743 | 0 | 0 | 1140.583 | 0 | 0
7329 | 1125.237 | 460.31 | 752.5309 | 150.5727 | -601.9583 | 0 | 0 | 980.289 | 0 | 0
7330 | 1053.168 | 646.62 | 1029.1781 | 427.2199 | -601.9583 | 0 | 0 | 641.907 | 0 | 0
7331 | 1214.887 | 736.09 | 1153.3839 | 551.4256 | -601.9583 | 0 | 0 | 684.061 | 0 | 0
7332 | 1367.312 | 821.74 | 1276.3212 | 1195.1334 | -81.1878 | 0 | 0 | 216.823 | 0 | 0
7333 | 1412.702 | 629.21 | 993.8816 | 993.8816 | 0 | 0 | 0 | 455.947 | 0 | 0
7334 | 992.147 | 456.85 | 734.6739 | 734.6739 | 0 | 0 | 0 | 284.917 | 0 | 0
7335 | 979.152 | 311.56 | 507.7584 | 507.7584 | 0 | 0 | 0 | 490.361 | 0 | 0
7336 | 1263.475 | 275.25 | 456.9806 | 456.9806 | 0 | 0 | 0 | 823.565 | 0 | 0
7337 | 1350.183 | 172.84 | 262.4665 | 262.4665 | 0 | 0 | 0 | 1097.521 | 0 | 0
7338 | 1374.738 | 1.96 | 0 | 0 | 0 | 0 | 0 | 1366.735 | 0 | 8.3136
7339 | 1219.2 | 0 | 0 | 0 | 0 | 0 | 0 | 1219.2 | 0 | 0
7340 | 1216 | 0 | 0 | 0 | 0 | 0 | 0 | 1216 | 0 | 0
7341 | 1084.8 | 0 | 0 | 0 | 0 | 0 | 0 | 1084.8 | 0 | 0
7342 | 1232 | 0 | 0 | 0 | 0 | 0 | 0 | 1232 | 0 | 0
7343 | 838.4 | 0 | 0 | 0 | 0 | 0 | 0 | 838.4 | 0 | 0
7344 | 932 | 0 | 0 | 0 | 0 | 0 | 0 | 932 | 0 | 0
7345 | 870.547 | 0 | 0 | 0 | 0 | 0 | 0 | 870.547 | 0 | 0
7346 | 870.2682 | 0 | 0 | 0 | 0 | 0 | 0 | 870.268 | 0 | 0
7347 | 862.4134 | 0 | 0 | 0 | 0 | 0 | 0 | 862.413 | 0 | 0
7348 | 826.5843 | 0 | 0 | 0 | 0 | 0 | 0 | 826.584 | 0 | 0
7349 | 819.3456 | 0 | 0 | 0 | 0 | 0 | 0 | 819.346 | 0 | 0
7350 | 813.6014 | 0 | 0 | 0 | 0 | 0 | 0 | 813.601 | 0 | 0
7351 | 903.9083 | 92.31 | 136.1998 | 136.1998 | 0 | 0 | 0 | 772.796 | 0 | 0
7352 | 791.2837 | 315.48 | 531.8015 | 531.8015 | 0 | 0 | 0 | 279.348 | 0 | 0
7353 | 1005.2559 | 518.88 | 853.642 | 853.642 | 0 | 0 | 0 | 183.502 | 0 | 0
7354 | 1195.4363 | 637.77 | 1016.9421 | 1016.9421 | 0 | 0 | 0 | 216.482 | 0 | 0
7355 | 1226.7781 | 933.73 | 1421.3882 | 1274.3828 | -147.0054 | 0 | 0 | 0 | 0 | 0
7356 | 1217.1598 | 884.58 | 1340.563 | 1264.3916 | -76.1714 | 0 | 0 | 0 | 0 | 0
7357 | 1234.1608 | 775.12 | 1179.4662 | 1179.4662 | 0 | 0 | 0 | 98.754 | 0 | 0
7358 | 1231.0896 | 685.1 | 1062.3222 | 1062.3222 | 0 | 0 | 0 | 208.451 | 0 | 0
7359 | 1249.2235 | 479.27 | 770.0358 | 770.0358 | 0 | 0 | 0 | 507.952 | 0 | 0
7360 | 1250.9173 | 352.17 | 581.4845 | 581.4845 | 0 | 0 | 0 | 691.154 | 0 | 0
7361 | 1257.5245 | 146.74 | 222.1089 | 222.1089 | 0 | 0 | 0 | 1043.713 | 0 | 0
7362 | 1230.4932 | 2.94 | 0 | 0 | 0 | 0 | 0 | 1230.493 | 0 | 0
7363 | 1196.9072 | 0 | 0 | 0 | 0 | 0 | 0 | 1173.135 | 0 | 24.6945
7364 | 1113.5542 | 0 | 0 | 0 | 0 | 0 | 0 | 534.082 | 0 | 601.9583
7365 | 1185.424 | 0 | 0 | 0 | 0 | 0 | 0 | 605.952 | 0 | 601.9583
7366 | 1185.7689 | 0 | 0 | 0 | 0 | 0 | 0 | 606.297 | 0 | 601.9583
7367 | 1162.3773 | 0 | 0 | 0 | 0 | 0 | 0 | 582.905 | 0 | 601.9583
7368 | 889.2698 | 0 | 0 | 0 | 0 | 0 | 0 | 889.27 | 0 | 0
7369 | 85.6 | 0 | 0 | 0 | 0 | 0 | 0 | 85.6 | 0 | 0
7370 | 91.2 | 0 | 0 | 0 | 0 | 0 | 0 | 91.2 | 0 | 0
7371 | 84 | 0 | 0 | 0 | 0 | 0 | 0 | 84 | 0 | 0
7372 | 87.2 | 0 | 0 | 0 | 0 | 0 | 0 | 87.2 | 0 | 0
7373 | 81.6 | 0 | 0 | 0 | 0 | 0 | 0 | 81.6 | 0 | 0
7374 | 85.6 | 0 | 0 | 0 | 0 | 0 | 0 | 85.6 | 0 | 0
7375 | 65.492 | 19.59 | 21.8045 | 0 | -21.8045 | 0 | 0 | 65.492 | 0 | 0
7376 | 93.277 | 34.3 | 46.4543 | 0 | -46.4543 | 0 | 0 | 93.277 | 0 | 0
7377 | 618.406 | 351.42 | 578.3203 | 0 | -578.3203 | 0 | 0 | 618.406 | 0 | 0
7378 | 770.837 | 545.52 | 876.6089 | 274.6506 | -601.9583 | 0 | 0 | 506.446 | 0 | 0
7379 | 1352.587 | 685.08 | 1076.3617 | 474.4034 | -601.9583 | 0 | 0 | 895.906 | 0 | 0
7380 | 1093.259 | 793.87 | 1228.8738 | 626.9155 | -601.9583 | 0 | 0 | 489.762 | 0 | 0
7381 | 1179.255 | 775.79 | 1208.1154 | 953.4295 | -254.6858 | 0 | 0 | 261.441 | 0 | 0
7382 | 1555.276 | 644.34 | 1025.9994 | 1025.9994 | 0 | 0 | 0 | 567.603 | 0 | 0
7383 | 1278.067 | 559.79 | 911.947 | 911.947 | 0 | 0 | 0 | 400.186 | 0 | 0
7384 | 1480.787 | 296.88 | 493.9683 | 493.9683 | 0 | 0 | 0 | 1005.271 | 0 | 0
7385 | 1756.931 | 152.64 | 234.4053 | 234.4053 | 0 | 0 | 0 | 1366.735 | 0 | 170.9322
7386 | 1617.657 | 3.15 | 0 | 0 | 0 | 0 | 0 | 1366.735 | 0 | 260.659
7387 | 1474.4 | 0 | 0 | 0 | 0 | 0 | 0 | 1366.735 | 0 | 111.8429
7388 | 1431.2 | 0 | 0 | 0 | 0 | 0 | 0 | 1366.735 | 0 | 66.9665
7389 | 1365.6 | 0 | 0 | 0 | 0 | 0 | 0 | 816.549 | 0 | 570.3568
7390 | 1100.8 | 0 | 0 | 0 | 0 | 0 | 0 | 521.328 | 0 | 601.9583
7391 | 1292.8 | 0 | 0 | 0 | 0 | 0 | 0 | 713.328 | 0 | 601.9583
7392 | 1215.2 | 0 | 0 | 0 | 0 | 0 | 0 | 1215.2 | 0 | 0
7393 | 949.6 | 0 | 0 | 0 | 0 | 0 | 0 | 949.6 | 0 | 0
7394 | 1412.8 | 0 | 0 | 0 | 0 | 0 | 0 | 1366.735 | 0 | 47.8525
7395 | 1319.2 | 0 | 0 | 0 | 0 | 0 | 0 | 1319.2 | 0 | 0
7396 | 1212.8 | 0 | 0 | 0 | 0 | 0 | 0 | 1212.8 | 0 | 0
7397 | 1012 | 0 | 0 | 0 | 0 | 0 | 0 | 1012 | 0 | 0
7398 | 1101.6 | 0 | 0 | 0 | 0 | 0 | 0 | 1101.6 | 0 | 0
7399 | 1240.205 | 128.12 | 183.3189 | 0 | -183.3189 | 0 | 0 | 1240.205 | 0 | 0
7400 | 972.841 | 339.25 | 569.0448 | 0 | -569.0448 | 0 | 0 | 972.841 | 0 | 0
7401 | 1091.276 | 613.4 | 1008.2535 | 406.2952 | -601.9583 | 0 | 0 | 700.158 | 0 | 0
7402 | 1317.246 | 668.43 | 1067.9785 | 466.0203 | -601.9583 | 0 | 0 | 868.634 | 0 | 0
7403 | 1461.008 | 804.34 | 1249.0599 | 647.1016 | -601.9583 | 0 | 0 | 838.08 | 0 | 0
7404 | 1485.364 | 800.33 | 1231.8583 | 1148.0008 | -83.8575 | 0 | 0 | 380.247 | 0 | 0
7405 | 1859.342 | 742.79 | 1144.3722 | 1144.3722 | 0 | 0 | 0 | 757.718 | 0 | 0
7406 | 1111.595 | 786.91 | 1219.7739 | 1154.7302 | -65.0437 | 0 | 0 | 0 | 0 | 0
7407 | 1623.432 | 601.18 | 968.2606 | 968.2606 | 0 | 0 | 0 | 691.341 | 0 | 0
7408 | 1529.712 | 236.96 | 389.4479 | 389.4479 | 0 | 0 | 0 | 1154.812 | 0 | 0
7409 | 1351.591 | 114.64 | 176.2166 | 176.2166 | 0 | 0 | 0 | 1181.957 | 0 | 0
7410 | 1119.86 | 3.15 | 0 | 0 | 0 | 0 | 0 | 1119.86 | 0 | 0
7411 | 915.2 | 0 | 0 | 0 | 0 | 0 | 0 | 915.2 | 0 | 0
7412 | 1072.8 | 0 | 0 | 0 | 0 | 0 | 0 | 512.421 | 0 | 582.1244
7413 | 1204 | 0 | 0 | 0 | 0 | 0 | 0 | 624.528 | 0 | 601.9583
7414 | 921.6 | 0 | 0 | 0 | 0 | 0 | 0 | 342.128 | 0 | 601.9583
7415 | 1499.2 | 0 | 0 | 0 | 0 | 0 | 0 | 919.728 | 0 | 601.9583
7416 | 1340 | 0 | 0 | 0 | 0 | 0 | 0 | 1340 | 0 | 0
7417 | 1268 | 0 | 0 | 0 | 0 | 0 | 0 | 1268 | 0 | 0
7418 | 1223.2 | 0 | 0 | 0 | 0 | 0 | 0 | 1223.2 | 0 | 0
7419 | 1244.8 | 0 | 0 | 0 | 0 | 0 | 0 | 1244.8 | 0 | 0
7420 | 1196 | 0 | 0 | 0 | 0 | 0 | 0 | 1196 | 0 | 0
7421 | 920 | 0 | 0 | 0 | 0 | 0 | 0 | 920 | 0 | 0
7422 | 1409.6 | 0 | 0 | 0 | 0 | 0 | 0 | 1366.735 | 0 | 44.5284
7423 | 1301.174 | 48.48 | 69.7402 | 0 | -69.7402 | 0 | 0 | 1301.174 | 0 | 0
7424 | 900.704 | 145.41 | 238.3226 | 0 | -238.3226 | 0 | 0 | 900.704 | 0 | 0
7425 | 1025.232 | 73.26 | 110.8664 | 0 | -110.8664 | 0 | 0 | 1025.232 | 0 | 0
7426 | 1161.734 | 343.28 | 560.378 | 0 | -560.378 | 0 | 0 | 1161.734 | 0 | 0
7427 | 1161.093 | 510.05 | 820.8448 | 218.8865 | -601.9583 | 0 | 0 | 950.384 | 0 | 0
7428 | 1382.406 | 466.93 | 747.9425 | 145.9843 | -601.9583 | 0 | 0 | 1241.875 | 0 | 0
7429 | 1308.312 | 467.01 | 747.1697 | 223.2526 | -523.917 | 0 | 0 | 1093.399 | 0 | 0
7430 | 1078.045 | 437.25 | 702.4117 | 702.4117 | 0 | 0 | 0 | 401.872 | 0 | 0
7431 | 1313.362 | 346.46 | 563.7812 | 563.7812 | 0 | 0 | 0 | 770.641 | 0 | 0
7432 | 1419.024 | 140.59 | 225.4757 | 225.4757 | 0 | 0 | 0 | 1201.971 | 0 | 0
7433 | 1209.14 | 79.89 | 121.9578 | 121.9578 | 0 | 0 | 0 | 1091.738 | 0 | 0
7434 | 1214.131 | 0.98 | 0 | 0 | 0 | 0 | 0 | 1214.131 | 0 | 0
7435 | 1495.2 | 0 | 0 | 0 | 0 | 0 | 0 | 1366.735 | 0 | 133.4501
7436 | 1044.8 | 0 | 0 | 0 | 0 | 0 | 0 | 570.021 | 0 | 493.2027
7437 | 1540.8 | 0 | 0 | 0 | 0 | 0 | 0 | 961.328 | 0 | 601.9583
7438 | 1288 | 0 | 0 | 0 | 0 | 0 | 0 | 708.528 | 0 | 601.9583
7439 | 1128.8 | 0 | 0 | 0 | 0 | 0 | 0 | 549.328 | 0 | 601.9583
7440 | 1216 | 0 | 0 | 0 | 0 | 0 | 0 | 1216 | 0 | 0
7441 | 784.8 | 0 | 0 | 0 | 0 | 0 | 0 | 784.8 | 0 | 0
7442 | 1167.2 | 0 | 0 | 0 | 0 | 0 | 0 | 1167.2 | 0 | 0
7443 | 1024 | 0 | 0 | 0 | 0 | 0 | 0 | 1024 | 0 | 0
7444 | 1230.4 | 0 | 0 | 0 | 0 | 0 | 0 | 1230.4 | 0 | 0
7445 | 1207.2 | 0 | 0 | 0 | 0 | 0 | 0 | 1207.2 | 0 | 0
7446 | 961.6 | 0 | 0 | 0 | 0 | 0 | 0 | 961.6 | 0 | 0
7447 | 1106.751 | 104.12 | 153.8366 | 0 | -153.8366 | 0 | 0 | 1106.751 | 0 | 0
7448 | 981.304 | 347.9 | 591.2679 | 0 | -591.2679 | 0 | 0 | 981.304 | 0 | 0
7449 | 1087.115 | 588.28 | 991.267 | 389.3087 | -601.9583 | 0 | 0 | 712.349 | 0 | 0
7450 | 1162.094 | 780.12 | 1277.1045 | 675.1462 | -601.9583 | 0 | 0 | 512.168 | 0 | 0
7451 | 1710.031 | 734.77 | 1193.6386 | 591.6803 | -601.9583 | 0 | 0 | 1140.453 | 0 | 0
7452 | 1447.547 | 765.88 | 1236.5911 | 1080.4307 | -156.1604 | 0 | 0 | 407.476 | 0 | 0
7453 | 1355.19 | 563.09 | 913.2423 | 913.2423 | 0 | 0 | 0 | 476.062 | 0 | 0
7454 | 1224.544 | 610.74 | 999.6823 | 999.6823 | 0 | 0 | 0 | 262.205 | 0 | 0
7455 | 1435.996 | 359.68 | 596.6115 | 596.6115 | 0 | 0 | 0 | 861.671 | 0 | 0
7456 | 1576.816 | 336.78 | 569.96 | 569.96 | 0 | 0 | 0 | 1028.147 | 0 | 0
7457 | 1545.343 | 161.88 | 249.4399 | 249.4399 | 0 | 0 | 0 | 1305.221 | 0 | 0
7458 | 1644.762 | 1.96 | 0 | 0 | 0 | 0 | 0 | 1366.735 | 0 | 288.8158
7459 | 1521.6 | 0 | 0 | 0 | 0 | 0 | 0 | 1366.735 | 0 | 160.8745
7460 | 1470.4 | 0 | 0 | 0 | 0 | 0 | 0 | 1366.735 | 0 | 107.6877
7461 | 1567.2 | 0 | 0 | 0 | 0 | 0 | 0 | 1366.735 | 0 | 208.244
7462 | 1155.2 | 0 | 0 | 0 | 0 | 0 | 0 | 706.63 | 0 | 465.9766
7463 | 1411.2 | 0 | 0 | 0 | 0 | 0 | 0 | 831.728 | 0 | 601.9583
7464 | 1588.8 | 0 | 0 | 0 | 0 | 0 | 0 | 1366.735 | 0 | 230.6822
7465 | 1478.4 | 0 | 0 | 0 | 0 | 0 | 0 | 1366.735 | 0 | 115.9981
7466 | 1609.6 | 0 | 0 | 0 | 0 | 0 | 0 | 1366.735 | 0 | 252.2893
7467 | 1016 | 0 | 0 | 0 | 0 | 0 | 0 | 1016 | 0 | 0
7468 | 1200 | 0 | 0 | 0 | 0 | 0 | 0 | 1200 | 0 | 0
7469 | 1240 | 0 | 0 | 0 | 0 | 0 | 0 | 1240 | 0 | 0
7470 | 1102.4 | 0 | 0 | 0 | 0 | 0 | 0 | 1102.4 | 0 | 0
7471 | 1127.493 | 55.02 | 80.4793 | 0 | -80.4793 | 0 | 0 | 1127.493 | 0 | 0
7472 | 1108.431 | 91.14 | 144.1123 | 0 | -144.1123 | 0 | 0 | 1108.431 | 0 | 0
7473 | 1506.879 | 227.17 | 371.4703 | 145.5823 | -225.8881 | 0 | 0 | 1366.735 | 0 | 0
7474 | 1545.101 | 316.88 | 511.1013 | 185.2874 | -325.8138 | 0 | 0 | 1366.735 | 0 | 0
7475 | 1717.536 | 757.06 | 1170.9449 | 568.9866 | -601.9583 | 0 | 0 | 1169.804 | 0 | 0
7476 | 1743.337 | 897.05 | 1358.6538 | 756.6955 | -601.9583 | 0 | 0 | 1014.908 | 0 | 0
7477 | 1659.288 | 881.42 | 1351.0113 | 749.053 | -601.9583 | 0 | 0 | 938.217 | 0 | 0
7478 | 1711.846 | 824.31 | 1289.9472 | 1164.9749 | -124.9724 | 0 | 0 | 590.389 | 0 | 0
7479 | 1778.711 | 300.73 | 488.8615 | 488.8615 | 0 | 0 | 0 | 1308.111 | 0 | 0
7480 | 1671.964 | 311.63 | 517.7143 | 517.7143 | 0 | 0 | 0 | 1173.589 | 0 | 0
7481 | 1740.399 | 7.83 | 2.8775 | 2.8775 | 0 | 0 | 0 | 1366.735 | 0 | 385.2864
7482 | 1561.823 | 0 | 0 | 0 | 0 | 0 | 0 | 1366.735 | 0 | 202.6583
7483 | 1636 | 0 | 0 | 0 | 0 | 0 | 0 | 1366.735 | 0 | 279.7138
7484 | 1423.2 | 0 | 0 | 0 | 0 | 0 | 0 | 1366.735 | 0 | 58.6561
7485 | 1198.4 | 0 | 0 | 0 | 0 | 0 | 0 | 1198.4 | 0 | 0
7486 | 1556.8 | 0 | 0 | 0 | 0 | 0 | 0 | 1366.735 | 0 | 197.4404
7487 | 1191.2 | 0 | 0 | 0 | 0 | 0 | 0 | 956.661 | 0 | 243.6402
7488 | 1529.6 | 0 | 0 | 0 | 0 | 0 | 0 | 1366.735 | 0 | 169.1849
7489 | 1598.4 | 0 | 0 | 0 | 0 | 0 | 0 | 1366.735 | 0 | 240.6547
7490 | 1415.2 | 0 | 0 | 0 | 0 | 0 | 0 | 1366.735 | 0 | 50.3457
7491 | 1582.4 | 0 | 0 | 0 | 0 | 0 | 0 | 1366.735 | 0 | 224.0338
7492 | 1364.8 | 0 | 0 | 0 | 0 | 0 | 0 | 1364.8 | 0 | 0
7493 | 1329.6 | 0 | 0 | 0 | 0 | 0 | 0 | 1329.6 | 0 | 0
7494 | 1695.2 | 0 | 0 | 0 | 0 | 0 | 0 | 1366.735 | 0 | 341.211
7495 | 1435.98 | 55.23 | 77.2164 | 71.932 | -5.2844 | 0 | 0 | 1366.735 | 0 | 0
7496 | 1870.081 | 281.17 | 478.4309 | 478.4309 | 0 | 0 | 0 | 1366.735 | 0 | 44.4484
7497 | 1222.75 | 476.72 | 800.8447 | 198.8864 | -601.9583 | 0 | 0 | 1031.293 | 0 | 0
7498 | 1723.893 | 679.54 | 1104.6577 | 502.6994 | -601.9583 | 0 | 0 | 1239.972 | 0 | 0
7499 | 1512.119 | 625.15 | 1002.0061 | 400.0479 | -601.9583 | 0 | 0 | 1127.015 | 0 | 0
7500 | 1701.586 | 783.23 | 1232.038 | 630.0797 | -601.9583 | 0 | 0 | 1095.043 | 0 | 0
7501 | 1506.384 | 628.5 | 997.0396 | 697.7329 | -299.3067 | 0 | 0 | 834.715 | 0 | 0
7502 | 1400.986 | 425.31 | 685.3296 | 685.3296 | 0 | 0 | 0 | 741.257 | 0 | 0
7503 | 1718.665 | 451.34 | 738.6255 | 738.6255 | 0 | 0 | 0 | 1007.631 | 0 | 0
7504 | 1537.608 | 46.07 | 65.4509 | 65.4509 | 0 | 0 | 0 | 1366.735 | 0 | 112.0528
7505 | 1343.34 | 39.2 | 54.2173 | 0 | -54.2173 | 0 | 0 | 1343.34 | 0 | 0
7506 | 1522.828 | 0.98 | 0 | 0 | 0 | 0 | 0 | 1366.735 | 0 | 162.1501
7507 | 1356.8 | 0 | 0 | 0 | 0 | 0 | 0 | 1356.8 | 0 | 0
7508 | 1599.2 | 0 | 0 | 0 | 0 | 0 | 0 | 1366.735 | 0 | 241.4857
7509 | 1412.8 | 0 | 0 | 0 | 0 | 0 | 0 | 1366.735 | 0 | 47.8525
7510 | 1264.8 | 0 | 0 | 0 | 0 | 0 | 0 | 1264.8 | 0 | 0
7511 | 1524 | 0 | 0 | 0 | 0 | 0 | 0 | 1366.735 | 0 | 163.3676
7512 | 828.8 | 0 | 0 | 0 | 0 | 0 | 0 | 828.8 | 0 | 0
7513 | 1140 | 0 | 0 | 0 | 0 | 0 | 0 | 1140 | 0 | 0
7514 | 1248.8 | 0 | 0 | 0 | 0 | 0 | 0 | 1248.8 | 0 | 0
7515 | 1267.2 | 0 | 0 | 0 | 0 | 0 | 0 | 1267.2 | 0 | 0
7516 | 1367.2 | 0 | 0 | 0 | 0 | 0 | 0 | 1366.735 | 0 | 0.48304
7517 | 1266.4 | 0 | 0 | 0 | 0 | 0 | 0 | 1266.4 | 0 | 0
7518 | 1180 | 0 | 0 | 0 | 0 | 0 | 0 | 1180 | 0 | 0
7519 | 1235.738 | 95.7 | 138.964 | 0 | -138.964 | 0 | 0 | 1235.738 | 0 | 0
7520 | 932.415 | 276.36 | 474.3234 | 0 | -474.3234 | 0 | 0 | 932.415 | 0 | 0
7521 | 1225.774 | 470.92 | 807.7029 | 688.606 | -119.0969 | 0 | 0 | 562.892 | 0 | 0
7522 | 1183.594 | 623.96 | 1048.7295 | 1048.7295 | 0 | 0 | 0 | 174.04 | 0 | 0
7523 | 1167.775 | 747.37 | 1235.999 | 1213.0902 | -22.9088 | 0 | 0 | 0 | 0 | 0
7524 | 1149.101 | 613.69 | 1012.2799 | 1012.2799 | 0 | 0 | 0 | 174.635 | 0 | 0
7525 | 1061.564 | 581.27 | 959.2572 | 959.2572 | 0 | 0 | 0 | 138.14 | 0 | 0
7526 | 1207.035 | 462.95 | 769.6899 | 769.6899 | 0 | 0 | 0 | 466.097 | 0 | 0
7527 | 1229.373 | 258.06 | 428.9568 | 428.9568 | 0 | 0 | 0 | 816.44 | 0 | 0
7528 | 1219.569 | 159.94 | 264.2013 | 264.2013 | 0 | 0 | 0 | 965.237 | 0 | 0
7529 | 850.341 | 60.24 | 91.0305 | 91.0305 | 0 | 0 | 0 | 762.711 | 0 | 0
7530 | 1029.964 | 0.98 | 0 | 0 | 0 | 0 | 0 | 1029.964 | 0 | 0
7531 | 1183.2 | 0 | 0 | 0 | 0 | 0 | 0 | 1159.428 | 0 | 24.6945
7532 | 1294.4 | 0 | 0 | 0 | 0 | 0 | 0 | 714.928 | 0 | 601.9583
7533 | 1021.6 | 0 | 0 | 0 | 0 | 0 | 0 | 442.128 | 0 | 601.9583
7534 | 1191.2 | 0 | 0 | 0 | 0 | 0 | 0 | 611.728 | 0 | 601.9583
7535 | 1176 | 0 | 0 | 0 | 0 | 0 | 0 | 596.528 | 0 | 601.9583
7536 | 173.6 | 0 | 0 | 0 | 0 | 0 | 0 | 173.6 | 0 | 0
7537 | 89.6 | 0 | 0 | 0 | 0 | 0 | 0 | 89.6 | 0 | 0
7538 | 171.2 | 0 | 0 | 0 | 0 | 0 | 0 | 171.2 | 0 | 0
7539 | 109.6 | 0 | 0 | 0 | 0 | 0 | 0 | 109.6 | 0 | 0
7540 | 114.4 | 0 | 0 | 0 | 0 | 0 | 0 | 114.4 | 0 | 0
7541 | 85.6 | 0 | 0 | 0 | 0 | 0 | 0 | 85.6 | 0 | 0
7542 | 88.8 | 0 | 0 | 0 | 0 | 0 | 0 | 88.8 | 0 | 0
7543 | 85.749 | 54.76 | 76.9079 | 0 | -76.9079 | 0 | 0 | 85.749 | 0 | 0
7544 | 209.928 | 43.12 | 62.2805 | 0 | -62.2805 | 0 | 0 | 209.928 | 0 | 0
7545 | 856.951 | 130.08 | 209.6422 | 0 | -209.6422 | 0 | 0 | 856.951 | 0 | 0
7546 | 1343.987 | 159.45 | 256.5588 | 0 | -256.5588 | 0 | 0 | 1343.987 | 0 | 0
7547 | 1233.607 | 253.77 | 413.0516 | 0 | -413.0516 | 0 | 0 | 1233.607 | 0 | 0
7548 | 1009.939 | 423.35 | 691.7494 | 89.7912 | -601.9583 | 0 | 0 | 923.503 | 0 | 0
7549 | 1251.764 | 353.01 | 576.0775 | 0 | -576.0775 | 0 | 0 | 1251.764 | 0 | 0
7550 | 1114.082 | 529.05 | 871.3338 | 360.6709 | -510.6629 | 0 | 0 | 766.885 | 0 | 0
7551 | 1131.027 | 617.02 | 1037.4273 | 1037.4273 | 0 | 0 | 0 | 132.353 | 0 | 0
7552 | 1306.039 | 424.41 | 727.7918 | 727.7918 | 0 | 0 | 0 | 605.434 | 0 | 0
7553 | 1317.887 | 190.12 | 290.3428 | 290.3428 | 0 | 0 | 0 | 1038.39 | 0 | 0
7554 | 1482.151 | 5.56 | 0 | 0 | 0 | 0 | 0 | 1366.735 | 0 | 119.8947
7555 | 1344.8 | 0 | 0 | 0 | 0 | 0 | 0 | 1344.8 | 0 | 0
7556 | 1447.2 | 0 | 0 | 0 | 0 | 0 | 0 | 995.037 | 0 | 469.7091
7557 | 1483.2 | 0 | 0 | 0 | 0 | 0 | 0 | 903.728 | 0 | 601.9583
7558 | 1075.2 | 0 | 0 | 0 | 0 | 0 | 0 | 495.728 | 0 | 601.9583
7559 | 1232.8 | 0 | 0 | 0 | 0 | 0 | 0 | 653.328 | 0 | 601.9583
7560 | 1115.2 | 0 | 0 | 0 | 0 | 0 | 0 | 1115.2 | 0 | 0
7561 | 1131.2 | 0 | 0 | 0 | 0 | 0 | 0 | 1131.2 | 0 | 0
7562 | 1402.4 | 0 | 0 | 0 | 0 | 0 | 0 | 1366.735 | 0 | 37.049
7563 | 878.4 | 0 | 0 | 0 | 0 | 0 | 0 | 878.4 | 0 | 0
7564 | 985.6 | 0 | 0 | 0 | 0 | 0 | 0 | 985.6 | 0 | 0
7565 | 1147.2 | 0 | 0 | 0 | 0 | 0 | 0 | 1147.2 | 0 | 0
7566 | 1303.2 | 0 | 0 | 0 | 0 | 0 | 0 | 1303.2 | 0 | 0
7567 | 1182.365 | 133.03 | 185.6282 | 0 | -185.6282 | 0 | 0 | 1182.365 | 0 | 0
7568 | 1335.808 | 384.58 | 653.5225 | 51.5642 | -601.9583 | 0 | 0 | 1286.17 | 0 | 0
7569 | 1230.58 | 620.64 | 1045.5237 | 443.5655 | -601.9583 | 0 | 0 | 803.584 | 0 | 0
7570 | 1363.817 | 805.14 | 1317.4018 | 715.4435 | -601.9583 | 0 | 0 | 675.1 | 0 | 0
7571 | 1384.068 | 923.8 | 1480.2552 | 878.2969 | -601.9583 | 0 | 0 | 538.58 | 0 | 0
7572 | 1456.248 | 971.75 | 1539.2957 | 1425.6172 | -113.6785 | 0 | 0 | 83.886 | 0 | 0
7573 | 1474.147 | 892.81 | 1424.8848 | 1424.8848 | 0 | 0 | 0 | 102.489 | 0 | 0
7574 | 1408.803 | 329.96 | 538.5143 | 538.5143 | 0 | 0 | 0 | 890.405 | 0 | 0
7575 | 1416.215 | 79.49 | 119.6204 | 119.6204 | 0 | 0 | 0 | 1301.063 | 0 | 0
7576 | 1598.239 | 172.02 | 281.0278 | 281.0278 | 0 | 0 | 0 | 1327.709 | 0 | 0
7577 | 1617.779 | 134.19 | 205.6781 | 205.6781 | 0 | 0 | 0 | 1366.735 | 0 | 55.1086
7578 | 1347.526 | 1.96 | 0 | 0 | 0 | 0 | 0 | 1347.526 | 0 | 0
7579 | 1315.2 | 0 | 0 | 0 | 0 | 0 | 0 | 1315.2 | 0 | 0
7580 | 1236.8 | 0 | 0 | 0 | 0 | 0 | 0 | 803.536 | 0 | 450.0767
7581 | 1147.2 | 0 | 0 | 0 | 0 | 0 | 0 | 567.728 | 0 | 601.9583
7582 | 1199.2 | 0 | 0 | 0 | 0 | 0 | 0 | 619.728 | 0 | 601.9583
7583 | 1183.2 | 0 | 0 | 0 | 0 | 0 | 0 | 603.728 | 0 | 601.9583
7584 | 1420 | 0 | 0 | 0 | 0 | 0 | 0 | 1366.735 | 0 | 55.3319
7585 | 1430.4 | 0 | 0 | 0 | 0 | 0 | 0 | 1366.735 | 0 | 66.1355
7586 | 1165.6 | 0 | 0 | 0 | 0 | 0 | 0 | 1165.6 | 0 | 0
7587 | 1365.6 | 0 | 0 | 0 | 0 | 0 | 0 | 1365.6 | 0 | 0
7588 | 876.8 | 0 | 0 | 0 | 0 | 0 | 0 | 876.8 | 0 | 0
7589 | 816 | 0 | 0 | 0 | 0 | 0 | 0 | 816 | 0 | 0
7590 | 768 | 0 | 0 | 0 | 0 | 0 | 0 | 768 | 0 | 0
7591 | 1244.499 | 110.44 | 155.7792 | 0 | -155.7792 | 0 | 0 | 1244.499 | 0 | 0
7592 | 1277.595 | 387.72 | 655.2749 | 53.3167 | -601.9583 | 0 | 0 | 1226.27 | 0 | 0
7593 | 1546.546 | 525.92 | 871.6309 | 269.6727 | -601.9583 | 0 | 0 | 1286.947 | 0 | 0
7594 | 1572.208 | 802.49 | 1265.2122 | 663.254 | -601.9583 | 0 | 0 | 933.73 | 0 | 0
7595 | 1429.627 | 917.02 | 1393.5794 | 791.6212 | -601.9583 | 0 | 0 | 667.578 | 0 | 0
7596 | 1773.524 | 430.94 | 683.0619 | 539.5344 | -143.5275 | 0 | 0 | 1254.143 | 0 | 0
7597 | 1456.594 | 237.98 | 376.199 | 376.199 | 0 | 0 | 0 | 1094.448 | 0 | 0
7598 | 1568.38 | 365.39 | 584.8543 | 584.8543 | 0 | 0 | 0 | 1005.373 | 0 | 0
7599 | 1614.354 | 556.63 | 901.2867 | 901.2867 | 0 | 0 | 0 | 746.735 | 0 | 0
7600 | 1835.767 | 378.08 | 629.4752 | 629.4752 | 0 | 0 | 0 | 1229.806 | 0 | 0
7601 | 1488.288 | 74.2 | 108.9904 | 108.9904 | 0 | 0 | 0 | 1366.735 | 0 | 17.2795
7602 | 1561.284 | 3.61 | 0 | 0 | 0 | 0 | 0 | 1366.735 | 0 | 202.0984
7603 | 1532 | 0 | 0 | 0 | 0 | 0 | 0 | 1366.735 | 0 | 171.6781
7604 | 1440.8 | 0 | 0 | 0 | 0 | 0 | 0 | 1214.004 | 0 | 235.5968
7605 | 1496.8 | 0 | 0 | 0 | 0 | 0 | 0 | 917.328 | 0 | 601.9583
7606 | 967.2 | 0 | 0 | 0 | 0 | 0 | 0 | 387.728 | 0 | 601.9583
7607 | 1389.6 | 0 | 0 | 0 | 0 | 0 | 0 | 810.128 | 0 | 601.9583
7608 | 994.4 | 0 | 0 | 0 | 0 | 0 | 0 | 994.4 | 0 | 0
7609 | 1131.2 | 0 | 0 | 0 | 0 | 0 | 0 | 1131.2 | 0 | 0
7610 | 1332.8 | 0 | 0 | 0 | 0 | 0 | 0 | 1332.8 | 0 | 0
7611 | 1132.8 | 0 | 0 | 0 | 0 | 0 | 0 | 1132.8 | 0 | 0
7612 | 1163.2 | 0 | 0 | 0 | 0 | 0 | 0 | 1163.2 | 0 | 0
7613 | 1312.8 | 0 | 0 | 0 | 0 | 0 | 0 | 1312.8 | 0 | 0
7614 | 1239.2 | 0 | 0 | 0 | 0 | 0 | 0 | 1239.2 | 0 | 0
7615 | 1053.267 | 98.81 | 140.8869 | 0 | -140.8869 | 0 | 0 | 1053.267 | 0 | 0
7616 | 1323.515 | 296.05 | 499.7783 | 0 | -499.7783 | 0 | 0 | 1323.515 | 0 | 0
7617 | 1381.943 | 538.46 | 892.7395 | 290.7812 | -601.9583 | 0 | 0 | 1102.024 | 0 | 0
7618 | 1401.676 | 810.9 | 1282.0523 | 680.094 | -601.9583 | 0 | 0 | 746.988 | 0 | 0
7619 | 1376.532 | 931.89 | 1432.6281 | 830.6698 | -601.9583 | 0 | 0 | 576.892 | 0 | 0
7620 | 1661.105 | 980.4 | 1488.6529 | 1228.0521 | -260.6008 | 0 | 0 | 478.926 | 0 | 0
7621 | 1751.024 | 949.99 | 1454.0264 | 1454.0264 | 0 | 0 | 0 | 351.313 | 0 | 0
7622 | 1832.523 | 845.61 | 1319.7796 | 1319.7796 | 0 | 0 | 0 | 562.044 | 0 | 0
7623 | 1589.617 | 532.77 | 862.7253 | 862.7253 | 0 | 0 | 0 | 759.119 | 0 | 0
7624 | 1620.881 | 346.91 | 574.6429 | 574.6429 | 0 | 0 | 0 | 1067.704 | 0 | 0
7625 | 1347.911 | 134.05 | 203.8073 | 203.8073 | 0 | 0 | 0 | 1151.717 | 0 | 0
7626 | 1547.415 | 1.96 | 0 | 0 | 0 | 0 | 0 | 1366.735 | 0 | 187.6912
7627 | 1665.6 | 0 | 0 | 0 | 0 | 0 | 0 | 1366.735 | 0 | 310.4624
7628 | 1189.6 | 0 | 0 | 0 | 0 | 0 | 0 | 1085.567 | 0 | 108.07
7629 | 890.4 | 0 | 0 | 0 | 0 | 0 | 0 | 310.928 | 0 | 601.9583
7630 | 993.6 | 0 | 0 | 0 | 0 | 0 | 0 | 414.128 | 0 | 601.9583
7631 | 1250.4 | 0 | 0 | 0 | 0 | 0 | 0 | 670.928 | 0 | 601.9583
7632 | 1127.2 | 0 | 0 | 0 | 0 | 0 | 0 | 1127.2 | 0 | 0
7633 | 1052 | 0 | 0 | 0 | 0 | 0 | 0 | 1052 | 0 | 0
7634 | 1386.4 | 0 | 0 | 0 | 0 | 0 | 0 | 1366.735 | 0 | 20.4281
7635 | 1046.4 | 0 | 0 | 0 | 0 | 0 | 0 | 1046.4 | 0 | 0
7636 | 1260 | 0 | 0 | 0 | 0 | 0 | 0 | 1260 | 0 | 0
7637 | 1321.6 | 0 | 0 | 0 | 0 | 0 | 0 | 1321.6 | 0 | 0
7638 | 721.6 | 0 | 0 | 0 | 0 | 0 | 0 | 721.6 | 0 | 0
7639 | 904.057 | 63.03 | 90.6108 | 0 | -90.6108 | 0 | 0 | 904.057 | 0 | 0
7640 | 979.12 | 370.98 | 618.3859 | 16.4277 | -601.9583 | 0 | 0 | 963.307 | 0 | 0
7641 | 1105.275 | 502.81 | 828.6784 | 226.7202 | -601.9583 | 0 | 0 | 887.025 | 0 | 0
7642 | 1633.544 | 464.19 | 751.4392 | 277.1625 | -474.2767 | 0 | 0 | 1366.735 | 0 | 0
7643 | 1559.029 | 854.61 | 1347.4814 | 745.5232 | -601.9583 | 0 | 0 | 841.355 | 0 | 0
7644 | 1491.985 | 602.12 | 963.6109 | 627.2324 | -336.3785 | 0 | 0 | 888.183 | 0 | 0
7645 | 1664.025 | 566.3 | 907.8665 | 907.8665 | 0 | 0 | 0 | 790.072 | 0 | 0
7646 | 1509.416 | 529.96 | 859.2286 | 859.2286 | 0 | 0 | 0 | 682.284 | 0 | 0
7647 | 1181.19 | 552.72 | 912.3209 | 912.3209 | 0 | 0 | 0 | 302.949 | 0 | 0
7648 | 1646.173 | 430.77 | 727.0044 | 727.0044 | 0 | 0 | 0 | 946.326 | 0 | 0
7649 | 1321.611 | 184.74 | 280.149 | 280.149 | 0 | 0 | 0 | 1051.927 | 0 | 0
7650 | 1456.398 | 4.24 | 0 | 0 | 0 | 0 | 0 | 1366.735 | 0 | 93.1424
7651 | 1341.6 | 0 | 0 | 0 | 0 | 0 | 0 | 1341.6 | 0 | 0
7652 | 1266.4 | 0 | 0 | 0 | 0 | 0 | 0 | 932.95 | 0 | 346.3894
7653 | 1124.8 | 0 | 0 | 0 | 0 | 0 | 0 | 545.328 | 0 | 601.9583
7654 | 1446.4 | 0 | 0 | 0 | 0 | 0 | 0 | 866.928 | 0 | 601.9583
7655 | 1150.4 | 0 | 0 | 0 | 0 | 0 | 0 | 570.928 | 0 | 601.9583
7656 | 1467.2 | 0 | 0 | 0 | 0 | 0 | 0 | 1366.735 | 0 | 104.3635
7657 | 1057.6 | 0 | 0 | 0 | 0 | 0 | 0 | 1057.6 | 0 | 0
7658 | 1108 | 0 | 0 | 0 | 0 | 0 | 0 | 1108 | 0 | 0
7659 | 1446.4 | 0 | 0 | 0 | 0 | 0 | 0 | 1366.735 | 0 | 82.7564
7660 | 1334.4 | 0 | 0 | 0 | 0 | 0 | 0 | 1334.4 | 0 | 0
7661 | 826.4 | 0 | 0 | 0 | 0 | 0 | 0 | 826.4 | 0 | 0
7662 | 1045.6 | 0 | 0 | 0 | 0 | 0 | 0 | 1045.6 | 0 | 0
7663 | 960.752 | 134.64 | 184.5509 | 184.5509 | 0 | 0 | 0 | 783.095 | 0 | 0
7664 | 891.267 | 385.89 | 652.2156 | 652.2156 | 0 | 0 | 0 | 263.415 | 0 | 0
7665 | 1021.024 | 623 | 1042.0749 | 1042.0749 | 0 | 0 | 0 | 17.876 | 0 | 0
7666 | 1278.022 | 809.37 | 1314.7799 | 1314.7799 | 0 | 0 | 0 | 12.356 | 0 | 0
7667 | 1410.682 | 935.24 | 1494.1742 | 1465.4232 | -28.751 | 0 | 0 | 0 | 0 | 0
7668 | 1375.315 | 847.32 | 1359.6064 | 1359.6064 | 0 | 0 | 0 | 66.497 | 0 | 0
7669 | 1500.064 | 853.11 | 1369.4106 | 1369.4106 | 0 | 0 | 0 | 181.808 | 0 | 0
7670 | 1347.201 | 524.92 | 861.0559 | 861.0559 | 0 | 0 | 0 | 518.31 | 0 | 0
7671 | 1165.374 | 647.39 | 1072.3041 | 1072.3041 | 0 | 0 | 0 | 133.126 | 0 | 0
7672 | 1265.572 | 374.17 | 632.4576 | 632.4576 | 0 | 0 | 0 | 656.74 | 0 | 0
7673 | 1012.197 | 60.47 | 86.762 | 86.762 | 0 | 0 | 0 | 928.676 | 0 | 0
7674 | 1011.616 | 0.98 | 0 | 0 | 0 | 0 | 0 | 1011.616 | 0 | 0
7675 | 971.2 | 0 | 0 | 0 | 0 | 0 | 0 | 971.2 | 0 | 0
7676 | 1312 | 0 | 0 | 0 | 0 | 0 | 0 | 1312 | 0 | 0
7677 | 1095.2 | 0 | 0 | 0 | 0 | 0 | 0 | 1095.2 | 0 | 0
7678 | 1071.2 | 0 | 0 | 0 | 0 | 0 | 0 | 1071.2 | 0 | 0
7679 | 1172 | 0 | 0 | 0 | 0 | 0 | 0 | 1172 | 0 | 0
7680 | 1040 | 0 | 0 | 0 | 0 | 0 | 0 | 1040 | 0 | 0
7681 | 1044 | 0 | 0 | 0 | 0 | 0 | 0 | 1044 | 0 | 0
7682 | 1136.8 | 0 | 0 | 0 | 0 | 0 | 0 | 1136.8 | 0 | 0
7683 | 1080.8 | 0 | 0 | 0 | 0 | 0 | 0 | 1080.8 | 0 | 0
7684 | 1034.4 | 0 | 0 | 0 | 0 | 0 | 0 | 1034.4 | 0 | 0
7685 | 1055.2 | 0 | 0 | 0 | 0 | 0 | 0 | 1055.2 | 0 | 0
7686 | 1076 | 0 | 0 | 0 | 0 | 0 | 0 | 1076 | 0 | 0
7687 | 886.193 | 139.28 | 188.3935 | 188.3935 | 0 | 0 | 0 | 679.968 | 0 | 25.834
7688 | 293.458 | 392 | 657.9779 | 304.8456 | -353.1323 | 0 | 0 | 0 | 0 | 0
7689 | 141.382 | 624.3 | 1030.5878 | 146.8683 | -601.9583 | 0 | 281.7612 | 0 | 0 | 0
7690 | 225.957 | 810.13 | 1281.3625 | 234.7252 | -601.9583 | 0 | 444.6791 | 0 | 0 | 0
7691 | 173.99 | 929.74 | 1433.9723 | 180.7427 | -601.9583 | 0 | 651.2714 | 0 | 0 | 0
7692 | 186.914 | 623.61 | 989.5425 | 194.1672 | -548.1336 | 0 | 247.2418 | 0 | 0 | 0
7693 | 144.11 | 809.19 | 1270.0396 | 149.7022 | 0 | 0 | 1120.3374 | 0 | 0 | 0
7694 | 135.505 | 755.01 | 1204.7891 | 140.7632 | 0 | 0 | 1064.0259 | 0 | 0 | 0
7695 | 194.577 | 667.13 | 1088.9032 | 202.1275 | 0 | 0 | 886.7757 | 0 | 0 | 0
7696 | 215.288 | 293.06 | 489.1607 | 223.6422 | 0 | 0 | 265.5185 | 0 | 0 | 0
7697 | 184.122 | 193.22 | 290.3958 | 191.2668 | 0 | 0 | 99.129 | 0 | 0 | 0
7698 | 203.03 | 5.61 | 0 | 0 | 0 | 0 | 0 | 203.03 | 0 | 0
7699 | 140 | 0 | 0 | 0 | 0 | 0 | 0 | 0 | 0 | 145.4327
7700 | 197.6 | 0 | 0 | 0 | 0 | 0 | 0 | 0 | 0 | 205.2678
7701 | 199.2 | 0 | 0 | 0 | 0 | 0 | 0 | 0 | 0 | 206.9299
7702 | 108.8 | 0 | 0 | 0 | 0 | 0 | 0 | 0 | 0 | 113.022
7703 | 98.4 | 0 | 0 | 0 | 0 | 0 | 0 | 0 | 0 | 102.2184
7704 | 102.4 | 0 | 0 | 0 | 0 | 0 | 0 | 49.996 | 0 | 54.4375
7705 | 92.8 | 0 | 0 | 0 | 0 | 0 | 0 | 92.8 | 0 | 0
7706 | 99.2 | 0 | 0 | 0 | 0 | 0 | 0 | 99.2 | 0 | 0
7707 | 94.4 | 0 | 0 | 0 | 0 | 0 | 0 | 94.4 | 0 | 0
7708 | 98.4 | 0 | 0 | 0 | 0 | 0 | 0 | 98.4 | 0 | 0
7709 | 92.8 | 0 | 0 | 0 | 0 | 0 | 0 | 92.8 | 0 | 0
7710 | 93.6 | 0 | 0 | 0 | 0 | 0 | 0 | 93.6 | 0 | 0
7711 | 80.485 | 126.51 | 172.8124 | 83.6082 | -89.2042 | 0 | 0 | 0 | 0 | 0
7712 | 100.984 | 376.18 | 631.639 | 104.9027 | -526.7363 | 0 | 0 | 0 | 0 | 0
7713 | 679.251 | 610.68 | 1010.3737 | 705.6092 | -304.7645 | 0 | 0 | 0 | 0 | 0
7714 | 1271.683 | 795.57 | 1266.4006 | 1266.4006 | 0 | 0 | 0 | 20.171 | 0 | 33.676
7715 | 1286.429 | 881.81 | 1373.8266 | 1336.3486 | -37.478 | 0 | 0 | 0 | 0 | 0
7716 | 1324.926 | 623.57 | 983.7481 | 983.7481 | 0 | 0 | 0 | 377.926 | 0 | 0
7717 | 1133.191 | 389.92 | 621.9823 | 621.9823 | 0 | 0 | 0 | 534.443 | 0 | 0
7718 | 1217.422 | 419.19 | 673.1694 | 673.1694 | 0 | 0 | 0 | 569.399 | 0 | 0
7719 | 1214.924 | 125.91 | 196.7829 | 196.7829 | 0 | 0 | 0 | 1025.492 | 0 | 0
7720 | 1286.664 | 55.89 | 81.3893 | 81.3893 | 0 | 0 | 0 | 1208.315 | 0 | 0
7721 | 1421.989 | 7.83 | 2.8204 | 2.8204 | 0 | 0 | 0 | 1366.735 | 0 | 54.5778
7722 | 1335.966 | 0 | 0 | 0 | 0 | 0 | 0 | 1335.966 | 0 | 0
7723 | 1252.8 | 0 | 0 | 0 | 0 | 0 | 0 | 1252.8 | 0 | 0
7724 | 1186.4 | 0 | 0 | 0 | 0 | 0 | 0 | 635.695 | 0 | 572.075
7725 | 1470.4 | 0 | 0 | 0 | 0 | 0 | 0 | 890.928 | 0 | 601.9583
7726 | 1188.8 | 0 | 0 | 0 | 0 | 0 | 0 | 609.328 | 0 | 601.9583
7727 | 779.2 | 0 | 0 | 0 | 0 | 0 | 0 | 199.728 | 0 | 601.9583
7728 | 1133.6 | 0 | 0 | 0 | 0 | 0 | 0 | 1133.6 | 0 | 0
7729 | 877.6 | 0 | 0 | 0 | 0 | 0 | 0 | 877.6 | 0 | 0
7730 | 888 | 0 | 0 | 0 | 0 | 0 | 0 | 888 | 0 | 0
7731 | 992 | 0 | 0 | 0 | 0 | 0 | 0 | 992 | 0 | 0
7732 | 1028 | 0 | 0 | 0 | 0 | 0 | 0 | 1028 | 0 | 0
7733 | 1020 | 0 | 0 | 0 | 0 | 0 | 0 | 1020 | 0 | 0
7734 | 988.8 | 0 | 0 | 0 | 0 | 0 | 0 | 988.8 | 0 | 0
7735 | 1027.129 | 117.48 | 161.1165 | 0 | -161.1165 | 0 | 0 | 1027.129 | 0 | 0
7736 | 958.726 | 364.69 | 605.3988 | 3.4405 | -601.9583 | 0 | 0 | 955.414 | 0 | 0
7737 | 1015.72 | 596.79 | 973.038 | 371.0798 | -601.9583 | 0 | 0 | 658.503 | 0 | 0
7738 | 1081.252 | 779.99 | 1212.0234 | 610.0651 | -601.9583 | 0 | 0 | 493.977 | 0 | 0
7739 | 1456.647 | 894.58 | 1355.1031 | 753.1449 | -601.9583 | 0 | 0 | 731.637 | 0 | 0
7740 | 1355.634 | 554.75 | 877.5012 | 739.3111 | -138.1901 | 0 | 0 | 643.94 | 0 | 0
7741 | 1091.508 | 604.52 | 952.6993 | 952.6993 | 0 | 0 | 0 | 174.397 | 0 | 0
7742 | 1198.058 | 435.42 | 701.1319 | 701.1319 | 0 | 0 | 0 | 523.117 | 0 | 0
7743 | 1592.282 | 120.78 | 188.6677 | 188.6677 | 0 | 0 | 0 | 1366.735 | 0 | 45.6326
7744 | 1106.455 | 40.19 | 55.4254 | 4.6414 | -50.784 | 0 | 0 | 1101.987 | 0 | 0
7745 | 1246.387 | 10.77 | 7.4773 | 7.4773 | 0 | 0 | 0 | 1239.189 | 0 | 0
7746 | 1322.503 | 0 | 0 | 0 | 0 | 0 | 0 | 1322.503 | 0 | 0
7747 | 1121.6 | 0 | 0 | 0 | 0 | 0 | 0 | 1121.6 | 0 | 0
7748 | 1195.2 | 0 | 0 | 0 | 0 | 0 | 0 | 714.821 | 0 | 499.02
7749 | 1380 | 0 | 0 | 0 | 0 | 0 | 0 | 800.528 | 0 | 601.9583
7750 | 1388 | 0 | 0 | 0 | 0 | 0 | 0 | 808.528 | 0 | 601.9583
7751 | 1431.2 | 0 | 0 | 0 | 0 | 0 | 0 | 851.728 | 0 | 601.9583
7752 | 1104 | 0 | 0 | 0 | 0 | 0 | 0 | 1104 | 0 | 0
7753 | 1285.6 | 0 | 0 | 0 | 0 | 0 | 0 | 1285.6 | 0 | 0
7754 | 1016 | 0 | 0 | 0 | 0 | 0 | 0 | 1016 | 0 | 0
7755 | 1193.6 | 0 | 0 | 0 | 0 | 0 | 0 | 1193.6 | 0 | 0
7756 | 1489.6 | 0 | 0 | 0 | 0 | 0 | 0 | 1366.735 | 0 | 127.6327
7757 | 1088.8 | 0 | 0 | 0 | 0 | 0 | 0 | 1088.8 | 0 | 0
7758 | 1126.4 | 0 | 0 | 0 | 0 | 0 | 0 | 1126.4 | 0 | 0
7759 | 799.087 | 64.69 | 88.2101 | 0 | -88.2101 | 0 | 0 | 799.087 | 0 | 0
7760 | 933.699 | 308.85 | 521.3418 | 0 | -521.3418 | 0 | 0 | 933.699 | 0 | 0
7761 | 1028.874 | 602.87 | 1011.2162 | 409.2579 | -601.9583 | 0 | 0 | 634.904 | 0 | 0
7762 | 1429.183 | 472.01 | 771.9088 | 169.9505 | -601.9583 | 0 | 0 | 1265.581 | 0 | 0
7763 | 1309.361 | 513.96 | 828.7522 | 226.7939 | -601.9583 | 0 | 0 | 1091.039 | 0 | 0
7764 | 1273.22 | 350.39 | 563.214 | 271.501 | -291.713 | 0 | 0 | 1011.861 | 0 | 0
7765 | 1283.758 | 733.54 | 1167.0919 | 1167.0919 | 0 | 0 | 0 | 160.263 | 0 | 0
7766 | 1017.049 | 585.26 | 950.4451 | 950.4451 | 0 | 0 | 0 | 102.108 | 0 | 0
7767 | 1569.862 | 353.69 | 582.3249 | 582.3249 | 0 | 0 | 0 | 1009.29 | 0 | 0
7768 | 1212.909 | 32.34 | 42.4913 | 42.4913 | 0 | 0 | 0 | 1172.005 | 0 | 0
7769 | 1407.813 | 94.44 | 144.2193 | 144.2193 | 0 | 0 | 0 | 1268.981 | 0 | 0
7770 | 1339.188 | 1.96 | 0 | 0 | 0 | 0 | 0 | 1339.188 | 0 | 0
7771 | 1444 | 0 | 0 | 0 | 0 | 0 | 0 | 1366.735 | 0 | 80.2632
7772 | 1498.4 | 0 | 0 | 0 | 0 | 0 | 0 | 1002.952 | 0 | 514.6737
7773 | 1683.2 | 0 | 0 | 0 | 0 | 0 | 0 | 1103.728 | 0 | 601.9583
7774 | 1572 | 0 | 0 | 0 | 0 | 0 | 0 | 992.528 | 0 | 601.9583
7775 | 1266.4 | 0 | 0 | 0 | 0 | 0 | 0 | 686.928 | 0 | 601.9583
7776 | 1252.8 | 0 | 0 | 0 | 0 | 0 | 0 | 1252.8 | 0 | 0
7777 | 1118.4 | 0 | 0 | 0 | 0 | 0 | 0 | 1118.4 | 0 | 0
7778 | 1283.2 | 0 | 0 | 0 | 0 | 0 | 0 | 1283.2 | 0 | 0
7779 | 1369.6 | 0 | 0 | 0 | 0 | 0 | 0 | 1366.735 | 0 | 2.9762
7780 | 1394.4 | 0 | 0 | 0 | 0 | 0 | 0 | 1366.735 | 0 | 28.7385
7781 | 1285.6 | 0 | 0 | 0 | 0 | 0 | 0 | 1285.6 | 0 | 0
7782 | 1056 | 0 | 0 | 0 | 0 | 0 | 0 | 1056 | 0 | 0
7783 | 1040.324 | 63.84 | 87.6014 | 0 | -87.6014 | 0 | 0 | 1040.324 | 0 | 0
7784 | 869.633 | 359.38 | 598.9966 | 0 | -598.9966 | 0 | 0 | 869.633 | 0 | 0
7785 | 1098.227 | 594.32 | 979.7861 | 377.8278 | -601.9583 | 0 | 0 | 734.514 | 0 | 0
7786 | 1314.622 | 782.4 | 1251.9239 | 649.9656 | -601.9583 | 0 | 0 | 688.936 | 0 | 0
7787 | 1099.177 | 803.6 | 1275.4881 | 673.5298 | -601.9583 | 0 | 0 | 450.808 | 0 | 0
7788 | 1346.221 | 536.56 | 857.5084 | 642.8415 | -214.6669 | 0 | 0 | 727.393 | 0 | 0
7789 | 1404.829 | 373.71 | 602.2938 | 602.2938 | 0 | 0 | 0 | 825.034 | 0 | 0
7790 | 1166.196 | 610.85 | 987.8233 | 987.8233 | 0 | 0 | 0 | 215.273 | 0 | 0
7791 | 1431.156 | 537.16 | 884.9235 | 884.9235 | 0 | 0 | 0 | 579.289 | 0 | 0
7792 | 1408.691 | 120.59 | 192.1571 | 192.1571 | 0 | 0 | 0 | 1223.712 | 0 | 0
7793 | 1490.436 | 51.15 | 74.1031 | 74.1031 | 0 | 0 | 0 | 1366.735 | 0 | 54.398
7794 | 1393.933 | 0.98 | 0 | 0 | 0 | 0 | 0 | 1366.735 | 0 | 28.2534
7795 | 1680.8 | 0 | 0 | 0 | 0 | 0 | 0 | 1366.735 | 0 | 326.2522
7796 | 1324.8 | 0 | 0 | 0 | 0 | 0 | 0 | 1324.8 | 0 | 0
7797 | 1534.4 | 0 | 0 | 0 | 0 | 0 | 0 | 958.709 | 0 | 598.0305
7798 | 1571.2 | 0 | 0 | 0 | 0 | 0 | 0 | 991.728 | 0 | 601.9583
7799 | 1176.8 | 0 | 0 | 0 | 0 | 0 | 0 | 597.328 | 0 | 601.9583
7800 | 1416.8 | 0 | 0 | 0 | 0 | 0 | 0 | 1366.735 | 0 | 52.0078
7801 | 1240 | 0 | 0 | 0 | 0 | 0 | 0 | 1240 | 0 | 0
7802 | 1348.8 | 0 | 0 | 0 | 0 | 0 | 0 | 1348.8 | 0 | 0
7803 | 1515.2 | 0 | 0 | 0 | 0 | 0 | 0 | 1366.735 | 0 | 154.2261
7804 | 1366.4 | 0 | 0 | 0 | 0 | 0 | 0 | 1366.4 | 0 | 0
7805 | 1381.6 | 0 | 0 | 0 | 0 | 0 | 0 | 1366.735 | 0 | 15.4418
7806 | 1362.4 | 0 | 0 | 0 | 0 | 0 | 0 | 1362.4 | 0 | 0
7807 | 679.439 | 71.28 | 98.7654 | 0 | -98.7654 | 0 | 0 | 679.439 | 0 | 0
7808 | 1137.376 | 376.76 | 636.1142 | 34.1559 | -601.9583 | 0 | 0 | 1104.497 | 0 | 0
7809 | 882.651 | 612.48 | 1024.8785 | 903.3114 | -121.5672 | 0 | 0 | 13.083 | 0 | 0
7810 | 432.662 | 631.13 | 1026.3121 | 449.4513 | -576.8607 | 0 | 0 | 0 | 0 | 0
7811 | 389.328 | 804.02 | 1266.2521 | 404.4368 | -601.9583 | 0 | 259.857 | 0 | 0 | 0
7812 | 396.46 | 966.5 | 1479.1416 | 411.8456 | -601.9583 | 0 | 465.3378 | 0 | 0 | 0
7813 | 851.215 | 627.74 | 988.3178 | 884.2462 | -104.0716 | 0 | 0 | 0 | 0 | 0
7814 | 1358.284 | 715.37 | 1127.0512 | 1127.0512 | 0 | 0 | 0 | 273.334 | 0 | 0
7815 | 1653.136 | 569.12 | 917.783 | 917.783 | 0 | 0 | 0 | 769.637 | 0 | 0
7816 | 1480.775 | 340.36 | 562.3892 | 562.3892 | 0 | 0 | 0 | 939.394 | 0 | 0
7817 | 1522.428 | 169.07 | 254.1322 | 254.1322 | 0 | 0 | 0 | 1277.789 | 0 | 0
7818 | 1682.404 | 1.96 | 0 | 0 | 0 | 0 | 0 | 1366.735 | 0 | 327.9185
7819 | 1758.4 | 0 | 0 | 0 | 0 | 0 | 0 | 1366.735 | 0 | 406.8635
7820 | 1597.6 | 0 | 0 | 0 | 0 | 0 | 0 | 1366.735 | 0 | 239.8237
7821 | 1777.6 | 0 | 0 | 0 | 0 | 0 | 0 | 1366.735 | 0 | 426.8085
7822 | 1849.6 | 0 | 0 | 0 | 0 | 0 | 0 | 1366.735 | 0 | 501.6025
7823 | 1356 | 0 | 0 | 0 | 0 | 0 | 0 | 1356 | 0 | 0
7824 | 1280.8 | 0 | 0 | 0 | 0 | 0 | 0 | 1280.8 | 0 | 0
7825 | 1248.8 | 0 | 0 | 0 | 0 | 0 | 0 | 1248.8 | 0 | 0
7826 | 1583.2 | 0 | 0 | 0 | 0 | 0 | 0 | 1366.735 | 0 | 224.8649
7827 | 1660 | 0 | 0 | 0 | 0 | 0 | 0 | 1366.735 | 0 | 304.6451
7828 | 981.6 | 0 | 0 | 0 | 0 | 0 | 0 | 981.6 | 0 | 0
7829 | 1345.6 | 0 | 0 | 0 | 0 | 0 | 0 | 1345.6 | 0 | 0
7830 | 1347.2 | 0 | 0 | 0 | 0 | 0 | 0 | 1347.2 | 0 | 0
7831 | 1080.957 | 108.86 | 148.1128 | 0 | -148.1128 | 0 | 0 | 1080.957 | 0 | 0
7832 | 1190.482 | 356.7 | 596.2895 | 0 | -596.2895 | 0 | 0 | 1190.482 | 0 | 0
7833 | 1061.094 | 591.64 | 978.3151 | 376.3569 | -601.9583 | 0 | 0 | 698.796 | 0 | 0
7834 | 1659.705 | 785.14 | 1245.8323 | 643.874 | -601.9583 | 0 | 0 | 1039.884 | 0 | 0
7835 | 1735.038 | 912.36 | 1406.9925 | 805.0342 | -601.9583 | 0 | 0 | 960.077 | 0 | 0
7836 | 1837.293 | 919.47 | 1410.8869 | 1254.0233 | -156.8637 | 0 | 0 | 630.113 | 0 | 0
7837 | 1536.804 | 581.86 | 922.7131 | 922.7131 | 0 | 0 | 0 | 648.559 | 0 | 0
7838 | 1437.913 | 239.86 | 382.7102 | 382.7102 | 0 | 0 | 0 | 1069.499 | 0 | 0
7839 | 1704.969 | 391.2 | 637.5758 | 637.5758 | 0 | 0 | 0 | 1091.21 | 0 | 0
7840 | 1445.753 | 176.08 | 286.3735 | 286.3735 | 0 | 0 | 0 | 1170.077 | 0 | 0
7841 | 1513.323 | 98.64 | 147.5788 | 147.5788 | 0 | 0 | 0 | 1366.735 | 0 | 4.6985
7842 | 1805.698 | 0.98 | 0 | 0 | 0 | 0 | 0 | 1366.735 | 0 | 455.9968
7843 | 1423.2 | 0 | 0 | 0 | 0 | 0 | 0 | 1366.735 | 0 | 58.6561
7844 | 1600 | 0 | 0 | 0 | 0 | 0 | 0 | 1366.735 | 0 | 242.3168
7845 | 1737.6 | 0 | 0 | 0 | 0 | 0 | 0 | 1366.735 | 0 | 385.2563
7846 | 1408 | 0 | 0 | 0 | 0 | 0 | 0 | 1366.735 | 0 | 42.8663
7847 | 1577.6 | 0 | 0 | 0 | 0 | 0 | 0 | 1366.735 | 0 | 219.0476
7848 | 1420.8 | 0 | 0 | 0 | 0 | 0 | 0 | 1366.735 | 0 | 56.163
7849 | 1040 | 0 | 0 | 0 | 0 | 0 | 0 | 1040 | 0 | 0
7850 | 1061.6 | 0 | 0 | 0 | 0 | 0 | 0 | 1061.6 | 0 | 0
7851 | 848 | 0 | 0 | 0 | 0 | 0 | 0 | 848 | 0 | 0
7852 | 1101.6 | 0 | 0 | 0 | 0 | 0 | 0 | 1101.6 | 0 | 0
7853 | 727.2 | 0 | 0 | 0 | 0 | 0 | 0 | 727.2 | 0 | 0
7854 | 904 | 0 | 0 | 0 | 0 | 0 | 0 | 904 | 0 | 0
7855 | 917.901 | 110.21 | 149.3905 | 0 | -149.3905 | 0 | 0 | 917.901 | 0 | 0
7856 | 910.899 | 277.58 | 469.8815 | 0 | -469.8815 | 0 | 0 | 910.899 | 0 | 0
7857 | 920.17 | 488.17 | 824.8203 | 222.8621 | -601.9583 | 0 | 0 | 705.633 | 0 | 0
7858 | 1061.386 | 662.69 | 1090.343 | 976.8245 | -113.5185 | 0 | 0 | 121.05 | 0 | 0
7859 | 1019.092 | 795.05 | 1282.1635 | 1058.6376 | -223.5259 | 0 | 0 | 0 | 0 | 0
7860 | 991.068 | 526.18 | 852.5242 | 852.5242 | 0 | 0 | 0 | 170.39 | 0 | 0
7861 | 1143.278 | 568.94 | 919.3651 | 919.3651 | 0 | 0 | 0 | 258.256 | 0 | 0
7862 | 1101.732 | 603.96 | 982.8184 | 982.8184 | 0 | 0 | 0 | 155.627 | 0 | 0
7863 | 1117.132 | 348.72 | 573.0296 | 573.0296 | 0 | 0 | 0 | 565.508 | 0 | 0
7864 | 520.632 | 232.91 | 384.8574 | 384.8574 | 0 | 0 | 0 | 150.151 | 0 | 0
7865 | 192.296 | 119.16 | 181.4854 | 181.4854 | 0 | 0 | 0 | 17.59 | 0 | 0
7866 | 257.187 | 1.96 | 0 | 0 | 0 | 0 | 0 | 257.187 | 0 | 0
7867 | 150.4 | 0 | 0 | 0 | 0 | 0 | 0 | 0 | 0 | 156.2362
7868 | 158.4 | 0 | 0 | 0 | 0 | 0 | 0 | 0 | 0 | 164.5467
7869 | 125.6 | 0 | 0 | 0 | 0 | 0 | 0 | 0 | 0 | 130.4739
7870 | 120 | 0 | 0 | 0 | 0 | 0 | 0 | 0 | 0 | 124.6566
7871 | 115.2 | 0 | 0 | 0 | 0 | 0 | 0 | 0 | 0 | 119.6703
7872 | 116 | 0 | 0 | 0 | 0 | 0 | 0 | 116 | 0 | 0
7873 | 107.2 | 0 | 0 | 0 | 0 | 0 | 0 | 107.2 | 0 | 0
7874 | 117.6 | 0 | 0 | 0 | 0 | 0 | 0 | 117.6 | 0 | 0
7875 | 96.8 | 0 | 0 | 0 | 0 | 0 | 0 | 96.8 | 0 | 0
7876 | 103.2 | 0 | 0 | 0 | 0 | 0 | 0 | 103.2 | 0 | 0
7877 | 96.8 | 0 | 0 | 0 | 0 | 0 | 0 | 96.8 | 0 | 0
7878 | 101.6 | 0 | 0 | 0 | 0 | 0 | 0 | 101.6 | 0 | 0
7879 | 87.682 | 65.93 | 92.2147 | 91.0845 | -1.1302 | 0 | 0 | 0 | 0 | 0
7880 | 158.372 | 268.55 | 453.6211 | 164.5176 | -289.1035 | 0 | 0 | 0 | 0 | 0
7881 | 720.376 | 495.91 | 833.5484 | 748.33 | -85.2183 | 0 | 0 | 0 | 0 | 0
7882 | 958.609 | 763.61 | 1248.3462 | 995.8076 | -252.5386 | 0 | 0 | 0 | 0 | 0
7883 | 1110.708 | 835.07 | 1340.8954 | 1153.8087 | -187.0867 | 0 | 0 | 0 | 0 | 0
7884 | 1168.124 | 777.04 | 1244.6003 | 1213.4528 | -31.1475 | 0 | 0 | 0 | 0 | 0
7885 | 1171.326 | 739.34 | 1186.8375 | 1186.8375 | 0 | 0 | 0 | 28.823 | 0 | 0
7886 | 1171.349 | 656.01 | 1065.5997 | 1065.5997 | 0 | 0 | 0 | 145.555 | 0 | 0
7887 | 1266.465 | 542.99 | 896.6038 | 896.6038 | 0 | 0 | 0 | 403.354 | 0 | 0
7888 | 1231.431 | 392.08 | 659.1923 | 659.1923 | 0 | 0 | 0 | 596.863 | 0 | 0
7889 | 1227.897 | 143.34 | 218.3277 | 218.3277 | 0 | 0 | 0 | 1017.725 | 0 | 0
7890 | 1118.58 | 1.96 | 0 | 0 | 0 | 0 | 0 | 1118.58 | 0 | 0
7891 | 1358.4 | 0 | 0 | 0 | 0 | 0 | 0 | 1358.4 | 0 | 0
7892 | 1066.4 | 0 | 0 | 0 | 0 | 0 | 0 | 624.421 | 0 | 459.1299
7893 | 1076 | 0 | 0 | 0 | 0 | 0 | 0 | 496.528 | 0 | 601.9583
7894 | 1006.4 | 0 | 0 | 0 | 0 | 0 | 0 | 426.928 | 0 | 601.9583
7895 | 1079.2 | 0 | 0 | 0 | 0 | 0 | 0 | 499.728 | 0 | 601.9583
7896 | 1528 | 0 | 0 | 0 | 0 | 0 | 0 | 1366.735 | 0 | 167.5228
7897 | 1220.8 | 0 | 0 | 0 | 0 | 0 | 0 | 1220.8 | 0 | 0
7898 | 923.2 | 0 | 0 | 0 | 0 | 0 | 0 | 923.2 | 0 | 0
7899 | 1218.4 | 0 | 0 | 0 | 0 | 0 | 0 | 1218.4 | 0 | 0
7900 | 1200.8 | 0 | 0 | 0 | 0 | 0 | 0 | 1200.8 | 0 | 0
7901 | 896 | 0 | 0 | 0 | 0 | 0 | 0 | 896 | 0 | 0
7902 | 1284 | 0 | 0 | 0 | 0 | 0 | 0 | 1284 | 0 | 0
7903 | 1092.491 | 85.42 | 117.682 | 0 | -117.682 | 0 | 0 | 1092.491 | 0 | 0
7904 | 1306.162 | 326.51 | 554.2823 | 0 | -554.2823 | 0 | 0 | 1306.162 | 0 | 0
7905 | 1409.71 | 476.59 | 804.8535 | 202.8952 | -601.9583 | 0 | 0 | 1214.394 | 0 | 0
7906 | 984.961 | 437.73 | 721.5164 | 119.5581 | -601.9583 | 0 | 0 | 869.869 | 0 | 0
7907 | 1372.328 | 625.86 | 1014.0937 | 412.1354 | -601.9583 | 0 | 0 | 975.588 | 0 | 0
7908 | 1453.632 | 681.93 | 1093.7502 | 864.4486 | -229.3016 | 0 | 0 | 621.475 | 0 | 0
7909 | 1182.818 | 696.11 | 1116.0472 | 1116.0472 | 0 | 0 | 0 | 108.461 | 0 | 0
7910 | 1278.412 | 513.5 | 833.7613 | 833.7613 | 0 | 0 | 0 | 475.796 | 0 | 0
7911 | 1247.998 | 385.39 | 633.1577 | 633.1577 | 0 | 0 | 0 | 638.492 | 0 | 0
7912 | 1086.354 | 96.5 | 150.554 | 150.554 | 0 | 0 | 0 | 941.424 | 0 | 0
7913 | 1467.39 | 100.6 | 154.0163 | 154.0163 | 0 | 0 | 0 | 1319.127 | 0 | 0
7914 | 1410.488 | 1.96 | 0 | 0 | 0 | 0 | 0 | 1366.735 | 0 | 45.4508
7915 | 1142.4 | 0 | 0 | 0 | 0 | 0 | 0 | 1142.4 | 0 | 0
7916 | 984.8 | 0 | 0 | 0 | 0 | 0 | 0 | 425.309 | 0 | 581.2019
7917 | 1211.2 | 0 | 0 | 0 | 0 | 0 | 0 | 631.728 | 0 | 601.9583
7918 | 1125.6 | 0 | 0 | 0 | 0 | 0 | 0 | 546.128 | 0 | 601.9583
7919 | 1388.8 | 0 | 0 | 0 | 0 | 0 | 0 | 809.328 | 0 | 601.9583
7920 | 985.6 | 0 | 0 | 0 | 0 | 0 | 0 | 985.6 | 0 | 0
7921 | 1293.6 | 0 | 0 | 0 | 0 | 0 | 0 | 1293.6 | 0 | 0
7922 | 1131.2 | 0 | 0 | 0 | 0 | 0 | 0 | 1131.2 | 0 | 0
7923 | 1264.8 | 0 | 0 | 0 | 0 | 0 | 0 | 1264.8 | 0 | 0
7924 | 774.4 | 0 | 0 | 0 | 0 | 0 | 0 | 774.4 | 0 | 0
7925 | 1108.8 | 0 | 0 | 0 | 0 | 0 | 0 | 1108.8 | 0 | 0
7926 | 734.4 | 0 | 0 | 0 | 0 | 0 | 0 | 734.4 | 0 | 0
7927 | 812.644 | 96.12 | 130.5726 | 0 | -130.5726 | 0 | 0 | 812.644 | 0 | 0
7928 | 1161.248 | 291.99 | 493.3294 | 0 | -493.3294 | 0 | 0 | 1161.248 | 0 | 0
7929 | 1243.412 | 497.21 | 835.9137 | 233.9555 | -601.9583 | 0 | 0 | 1018.196 | 0 | 0
7930 | 1326.775 | 660.35 | 1081.884 | 479.9257 | -601.9583 | 0 | 0 | 864.777 | 0 | 0
7931 | 1621.135 | 674.42 | 1090.1549 | 488.1967 | -601.9583 | 0 | 0 | 1151.175 | 0 | 0
7932 | 1251.306 | 746.52 | 1195.5967 | 918.2328 | -277.364 | 0 | 0 | 367.374 | 0 | 0
7933 | 1349.218 | 744.64 | 1189.3566 | 1189.3566 | 0 | 0 | 0 | 204.29 | 0 | 0
7934 | 1331.273 | 572.41 | 926.9514 | 926.9514 | 0 | 0 | 0 | 438.948 | 0 | 0
7935 | 1282.735 | 456.68 | 751.4215 | 751.4215 | 0 | 0 | 0 | 559.383 | 0 | 0
7936 | 1437.172 | 163.39 | 264.676 | 264.676 | 0 | 0 | 0 | 1182.383 | 0 | 0
7937 | 1620.088 | 34.3 | 45.7033 | 45.7033 | 0 | 0 | 0 | 1366.735 | 0 | 217.481
7938 | 1488.651 | 0.98 | 0 | 0 | 0 | 0 | 0 | 1366.735 | 0 | 126.6469
7939 | 1304.8 | 0 | 0 | 0 | 0 | 0 | 0 | 1304.8 | 0 | 0
7940 | 1217.6 | 0 | 0 | 0 | 0 | 0 | 0 | 1217.6 | 0 | 0
7941 | 1169.6 | 0 | 0 | 0 | 0 | 0 | 0 | 602.753 | 0 | 588.8434
7942 | 1280 | 0 | 0 | 0 | 0 | 0 | 0 | 700.528 | 0 | 601.9583
7943 | 1238.4 | 0 | 0 | 0 | 0 | 0 | 0 | 658.928 | 0 | 601.9583
7944 | 1456 | 0 | 0 | 0 | 0 | 0 | 0 | 1366.735 | 0 | 92.7289
7945 | 1352 | 0 | 0 | 0 | 0 | 0 | 0 | 1352 | 0 | 0
7946 | 1226.4 | 0 | 0 | 0 | 0 | 0 | 0 | 1226.4 | 0 | 0
7947 | 1184 | 0 | 0 | 0 | 0 | 0 | 0 | 1184 | 0 | 0
7948 | 1292 | 0 | 0 | 0 | 0 | 0 | 0 | 1292 | 0 | 0
7949 | 1500 | 0 | 0 | 0 | 0 | 0 | 0 | 1366.735 | 0 | 138.4363
7950 | 1428.8 | 0 | 0 | 0 | 0 | 0 | 0 | 1366.735 | 0 | 64.4734
7951 | 1297.339 | 100.63 | 133.662 | 0 | -133.662 | 0 | 0 | 1297.339 | 0 | 0
7952 | 1310.033 | 290.99 | 492.5264 | 0 | -492.5264 | 0 | 0 | 1310.033 | 0 | 0
7953 | 994.134 | 485.44 | 817.556 | 215.5977 | -601.9583 | 0 | 0 | 786.591 | 0 | 0
7954 | 1147.17 | 589.71 | 967.1584 | 365.2001 | -601.9583 | 0 | 0 | 795.613 | 0 | 0
7955 | 1266.559 | 668.44 | 1072.6978 | 470.7396 | -601.9583 | 0 | 0 | 813.404 | 0 | 0
7956 | 1524.5 | 787.11 | 1245.9081 | 970.8316 | -275.0765 | 0 | 0 | 589.934 | 0 | 0
7957 | 1553.979 | 698.75 | 1110.9757 | 1110.9757 | 0 | 0 | 0 | 484.504 | 0 | 0
7958 | 1388.914 | 527.29 | 851.1104 | 851.1104 | 0 | 0 | 0 | 569.597 | 0 | 0
7959 | 1652.723 | 276.03 | 449.7661 | 449.7661 | 0 | 0 | 0 | 1219.758 | 0 | 0
7960 | 1570.274 | 285.47 | 475.7632 | 475.7632 | 0 | 0 | 0 | 1112.283 | 0 | 0
7961 | 1459.662 | 166.4 | 254.4604 | 254.4604 | 0 | 0 | 0 | 1214.707 | 0 | 0
7962 | 1449.583 | 1.96 | 0 | 0 | 0 | 0 | 0 | 1366.735 | 0 | 86.0629
7963 | 1372.8 | 0 | 0 | 0 | 0 | 0 | 0 | 1366.735 | 0 | 6.3004
7964 | 1579.2 | 0 | 0 | 0 | 0 | 0 | 0 | 1366.735 | 0 | 220.7097
7965 | 1569.6 | 0 | 0 | 0 | 0 | 0 | 0 | 1080.263 | 0 | 508.3256
7966 | 1548.8 | 0 | 0 | 0 | 0 | 0 | 0 | 969.328 | 0 | 601.9583
7967 | 1433.6 | 0 | 0 | 0 | 0 | 0 | 0 | 854.128 | 0 | 601.9583
7968 | 1310.4 | 0 | 0 | 0 | 0 | 0 | 0 | 1310.4 | 0 | 0
7969 | 1088 | 0 | 0 | 0 | 0 | 0 | 0 | 1088 | 0 | 0
7970 | 1392 | 0 | 0 | 0 | 0 | 0 | 0 | 1366.735 | 0 | 26.2454
7971 | 1436.8 | 0 | 0 | 0 | 0 | 0 | 0 | 1366.735 | 0 | 72.7839
7972 | 1538.4 | 0 | 0 | 0 | 0 | 0 | 0 | 1366.735 | 0 | 178.3264
7973 | 1468 | 0 | 0 | 0 | 0 | 0 | 0 | 1366.735 | 0 | 105.1946
7974 | 1324 | 0 | 0 | 0 | 0 | 0 | 0 | 1324 | 0 | 0
7975 | 916 | 11.75 | 8.7831 | 0 | -8.7831 | 0 | 0 | 916 | 0 | 0
7976 | 1538.833 | 91.68 | 146.2242 | 146.2242 | 0 | 0 | 0 | 1366.735 | 0 | 32.553
7977 | 1337.062 | 222.19 | 368.7175 | 0 | -368.7175 | 0 | 0 | 1337.062 | 0 | 0
7978 | 1341.153 | 392.25 | 649.3891 | 47.4308 | -601.9583 | 0 | 0 | 1295.494 | 0 | 0
7979 | 1403.197 | 419.54 | 687.9194 | 85.9611 | -601.9583 | 0 | 0 | 1320.447 | 0 | 0
7980 | 1495.022 | 546.54 | 889.6417 | 287.6835 | -601.9583 | 0 | 0 | 1218.086 | 0 | 0
7981 | 1415.791 | 412.68 | 675.2532 | 142.7058 | -532.5474 | 0 | 0 | 1278.417 | 0 | 0
7982 | 1603.039 | 402.26 | 662.292 | 662.292 | 0 | 0 | 0 | 965.487 | 0 | 0
7983 | 1305.477 | 384.97 | 640.7067 | 640.7067 | 0 | 0 | 0 | 688.704 | 0 | 0
7984 | 1797.5 | 105.05 | 167.2808 | 167.2808 | 0 | 0 | 0 | 1366.735 | 0 | 280.201
7985 | 1690.399 | 8.81 | 4.5624 | 4.5624 | 0 | 0 | 0 | 1366.735 | 0 | 331.6613
7986 | 1741.499 | 0.98 | 0 | 0 | 0 | 0 | 0 | 1366.735 | 0 | 389.3066
7987 | 1718.4 | 0 | 0 | 0 | 0 | 0 | 0 | 1366.735 | 0 | 365.3113
7988 | 1222.4 | 0 | 0 | 0 | 0 | 0 | 0 | 1222.4 | 0 | 0
7989 | 1288 | 0 | 0 | 0 | 0 | 0 | 0 | 1288 | 0 | 0
7990 | 1320.8 | 0 | 0 | 0 | 0 | 0 | 0 | 1105.843 | 0 | 223.2984
7991 | 1376 | 0 | 0 | 0 | 0 | 0 | 0 | 796.528 | 0 | 601.9583
7992 | 1328.8 | 0 | 0 | 0 | 0 | 0 | 0 | 1328.8 | 0 | 0
7993 | 1398.4 | 0 | 0 | 0 | 0 | 0 | 0 | 1366.735 | 0 | 32.8938
7994 | 1504 | 0 | 0 | 0 | 0 | 0 | 0 | 1366.735 | 0 | 142.5915
7995 | 1284 | 0 | 0 | 0 | 0 | 0 | 0 | 1284 | 0 | 0
7996 | 1360.8 | 0 | 0 | 0 | 0 | 0 | 0 | 1360.8 | 0 | 0
7997 | 1429.6 | 0 | 0 | 0 | 0 | 0 | 0 | 1366.735 | 0 | 65.3045
7998 | 1222.4 | 0 | 0 | 0 | 0 | 0 | 0 | 1222.4 | 0 | 0
7999 | 1190.56 | 41.64 | 54.4147 | 0 | -54.4147 | 0 | 0 | 1190.56 | 0 | 0
8000 | 1232.152 | 232.13 | 392.5789 | 0 | -392.5789 | 0 | 0 | 1232.152 | 0 | 0
8001 | 1245.954 | 374.31 | 633.7218 | 31.7635 | -601.9583 | 0 | 0 | 1215.377 | 0 | 0
8002 | 1352.375 | 574.57 | 954.4081 | 352.4498 | -601.9583 | 0 | 0 | 1013.091 | 0 | 0
8003 | 1036.347 | 716.75 | 1173.9699 | 796.5908 | -377.3791 | 0 | 0 | 269.513 | 0 | 0
8004 | 1453.973 | 658.75 | 1078.7021 | 1078.7021 | 0 | 0 | 0 | 415.566 | 0 | 0
8005 | 1380.768 | 679.22 | 1114.0256 | 1114.0256 | 0 | 0 | 0 | 308.357 | 0 | 0
8006 | 1648.157 | 536.4 | 887.9848 | 887.9848 | 0 | 0 | 0 | 793.343 | 0 | 0
8007 | 1281.294 | 408.96 | 683.4754 | 683.4754 | 0 | 0 | 0 | 623.35 | 0 | 0
8008 | 1404.316 | 146.09 | 238.5366 | 238.5366 | 0 | 0 | 0 | 1174.69 | 0 | 0
8009 | 1308.225 | 63.76 | 96.2889 | 96.2889 | 0 | 0 | 0 | 1215.533 | 0 | 0
8010 | 1254.291 | 1.96 | 0 | 0 | 0 | 0 | 0 | 1254.291 | 0 | 0
8011 | 1336 | 0 | 0 | 0 | 0 | 0 | 0 | 1336 | 0 | 0
8012 | 854.4 | 0 | 0 | 0 | 0 | 0 | 0 | 854.4 | 0 | 0
8013 | 1313.6 | 0 | 0 | 0 | 0 | 0 | 0 | 1313.6 | 0 | 0
8014 | 1232 | 0 | 0 | 0 | 0 | 0 | 0 | 1232 | 0 | 0
8015 | 1172.8 | 0 | 0 | 0 | 0 | 0 | 0 | 1172.8 | 0 | 0
8016 | 1341.6 | 0 | 0 | 0 | 0 | 0 | 0 | 1341.6 | 0 | 0
8017 | 1092 | 0 | 0 | 0 | 0 | 0 | 0 | 1092 | 0 | 0
8018 | 1248 | 0 | 0 | 0 | 0 | 0 | 0 | 1248 | 0 | 0
8019 | 1142.4 | 0 | 0 | 0 | 0 | 0 | 0 | 1142.4 | 0 | 0
8020 | 1088.8 | 0 | 0 | 0 | 0 | 0 | 0 | 1088.8 | 0 | 0
8021 | 978.4 | 0 | 0 | 0 | 0 | 0 | 0 | 978.4 | 0 | 0
8022 | 1040.8 | 0 | 0 | 0 | 0 | 0 | 0 | 1040.8 | 0 | 0
8023 | 858.4 | 32.66 | 41.5522 | 41.5522 | 0 | 0 | 0 | 818.4 | 0 | 0
8024 | 1146.178 | 117.95 | 191.7218 | 191.7218 | 0 | 0 | 0 | 961.618 | 0 | 0
8025 | 1191.895 | 194.12 | 321.2171 | 321.2171 | 0 | 0 | 0 | 882.677 | 0 | 0
8026 | 1166.901 | 400.97 | 665.4697 | 665.4697 | 0 | 0 | 0 | 526.29 | 0 | 0
8027 | 1126.266 | 571.69 | 940.7894 | 940.7894 | 0 | 0 | 0 | 220.62 | 0 | 0
8028 | 1448.14 | 612.78 | 1003.8552 | 1003.8552 | 0 | 0 | 0 | 481.784 | 0 | 0
8029 | 920.542 | 591.4 | 970.4317 | 956.2634 | -14.1683 | 0 | 0 | 0 | 0 | 0
8030 | 997.387 | 513.27 | 849.1917 | 849.1917 | 0 | 0 | 0 | 179.917 | 0 | 0
8031 | 860.713 | 410.99 | 687.6919 | 687.6919 | 0 | 0 | 0 | 198.71 | 0 | 0
8032 | 234.947 | 192.64 | 319.7971 | 244.0641 | -75.733 | 0 | 0 | 0 | 0 | 0
8033 | 183.063 | 154.71 | 239.486 | 190.1667 | -49.3193 | 0 | 0 | 0 | 0 | 0
8034 | 137.552 | 2.94 | 0 | 0 | 0 | 0 | 0 | 137.552 | 0 | 0
8035 | 148 | 0 | 0 | 0 | 0 | 0 | 0 | 0 | 0 | 153.7431
8036 | 100.8 | 0 | 0 | 0 | 0 | 0 | 0 | 0 | 0 | 104.7115
8037 | 96 | 0 | 0 | 0 | 0 | 0 | 0 | 0 | 0 | 99.7253
8038 | 102.4 | 0 | 0 | 0 | 0 | 0 | 0 | 0 | 0 | 106.3736
8039 | 91.2 | 0 | 0 | 0 | 0 | 0 | 0 | 0 | 0 | 94.739
8040 | 100 | 0 | 0 | 0 | 0 | 0 | 0 | 100 | 0 | 0
8041 | 89.6 | 0 | 0 | 0 | 0 | 0 | 0 | 89.6 | 0 | 0
8042 | 96 | 0 | 0 | 0 | 0 | 0 | 0 | 96 | 0 | 0
8043 | 89.6 | 0 | 0 | 0 | 0 | 0 | 0 | 89.6 | 0 | 0
8044 | 89.6 | 0 | 0 | 0 | 0 | 0 | 0 | 89.6 | 0 | 0
8045 | 91.2 | 0 | 0 | 0 | 0 | 0 | 0 | 91.2 | 0 | 0
8046 | 92 | 0 | 0 | 0 | 0 | 0 | 0 | 92 | 0 | 0
8047 | 72.8 | 51.18 | 68.5497 | 68.5497 | 0 | 0 | 0 | 6.811 | 0 | 0
8048 | 89.61 | 235.03 | 394.7427 | 93.0873 | -301.6554 | 0 | 0 | 0 | 0 | 0
8049 | 636.197 | 483.61 | 819.8226 | 660.8845 | -158.9382 | 0 | 0 | 0 | 0 | 0
8050 | 1258.648 | 772.15 | 1276.6495 | 1276.6495 | 0 | 0 | 0 | 29.688 | 0 | 0
8051 | 1251.361 | 895.29 | 1453.0541 | 1299.9197 | -153.1344 | 0 | 0 | 0 | 0 | 0
8052 | 1077.291 | 947.58 | 1521.396 | 1119.095 | -402.301 | 0 | 0 | 0 | 0 | 0
8053 | 1356.354 | 780.71 | 1267.1091 | 1267.1091 | 0 | 0 | 0 | 136.578 | 0 | 0
8054 | 1104.063 | 792.86 | 1292.9379 | 1146.9059 | -146.0321 | 0 | 0 | 0 | 0 | 0
8055 | 1125.992 | 546.94 | 911.1897 | 911.1897 | 0 | 0 | 0 | 248.84 | 0 | 0
8056 | 1050.113 | 137.56 | 222.5328 | 222.5328 | 0 | 0 | 0 | 835.893 | 0 | 0
8057 | 951.408 | 90.75 | 134.9906 | 134.9906 | 0 | 0 | 0 | 821.46 | 0 | 0
8058 | 1136.61 | 1.96 | 0 | 0 | 0 | 0 | 0 | 1136.61 | 0 | 0
8059 | 1047.2 | 0 | 0 | 0 | 0 | 0 | 0 | 1023.428 | 0 | 24.6945
8060 | 1128.8 | 0 | 0 | 0 | 0 | 0 | 0 | 549.328 | 0 | 601.9583
8061 | 778.4 | 0 | 0 | 0 | 0 | 0 | 0 | 198.928 | 0 | 601.9583
8062 | 1089.6 | 0 | 0 | 0 | 0 | 0 | 0 | 510.128 | 0 | 601.9583
8063 | 952.8 | 0 | 0 | 0 | 0 | 0 | 0 | 373.328 | 0 | 601.9583
8064 | 999.2 | 0 | 0 | 0 | 0 | 0 | 0 | 999.2 | 0 | 0
8065 | 960 | 0 | 0 | 0 | 0 | 0 | 0 | 960 | 0 | 0
8066 | 1305.6 | 0 | 0 | 0 | 0 | 0 | 0 | 1305.6 | 0 | 0
8067 | 1168.8 | 0 | 0 | 0 | 0 | 0 | 0 | 1168.8 | 0 | 0
8068 | 1358.4 | 0 | 0 | 0 | 0 | 0 | 0 | 1358.4 | 0 | 0
8069 | 1282.4 | 0 | 0 | 0 | 0 | 0 | 0 | 1282.4 | 0 | 0
8070 | 1162.4 | 0 | 0 | 0 | 0 | 0 | 0 | 1162.4 | 0 | 0
8071 | 1039.2 | 112.19 | 143.4756 | 0 | -143.4756 | 0 | 0 | 1039.2 | 0 | 0
8072 | 1081.05 | 362.36 | 613.6324 | 11.6741 | -601.9583 | 0 | 0 | 1069.812 | 0 | 0
8073 | 811.981 | 597.57 | 1011.159 | 409.2008 | -601.9583 | 0 | 0 | 418.066 | 0 | 0
8074 | 1146.669 | 786.7 | 1280.6821 | 749.4955 | -531.1866 | 0 | 0 | 425.171 | 0 | 0
8075 | 1380.393 | 913.49 | 1451.0804 | 1433.9588 | -17.1216 | 0 | 0 | 0 | 0 | 0
8076 | 1173.817 | 968.94 | 1518.7969 | 1219.3667 | -299.4303 | 0 | 0 | 0 | 0 | 0
8077 | 1141.587 | 944.63 | 1483.6376 | 1185.886 | -297.7516 | 0 | 0 | 0 | 0 | 0
8078 | 1217.119 | 844.32 | 1347.4814 | 1264.349 | -83.1324 | 0 | 0 | 0 | 0 | 0
8079 | 1621.666 | 678.3 | 1111.3871 | 1111.3871 | 0 | 0 | 0 | 551.795 | 0 | 0
8080 | 617.579 | 458.62 | 772.6682 | 641.544 | -131.1242 | 0 | 0 | 0 | 0 | 0
8081 | 1446.565 | 209.28 | 318.7936 | 318.7936 | 0 | 0 | 0 | 1139.68 | 0 | 0
8082 | 1314.233 | 5.5 | 0 | 0 | 0 | 0 | 0 | 1314.233 | 0 | 0
8083 | 1122.4 | 0 | 0 | 0 | 0 | 0 | 0 | 1098.628 | 0 | 24.6945
8084 | 976.8 | 0 | 0 | 0 | 0 | 0 | 0 | 397.328 | 0 | 601.9583
8085 | 1206.4 | 0 | 0 | 0 | 0 | 0 | 0 | 626.928 | 0 | 601.9583
8086 | 1304 | 0 | 0 | 0 | 0 | 0 | 0 | 724.528 | 0 | 601.9583
8087 | 1134.4 | 0 | 0 | 0 | 0 | 0 | 0 | 554.928 | 0 | 601.9583
8088 | 949.6 | 0 | 0 | 0 | 0 | 0 | 0 | 949.6 | 0 | 0
8089 | 1222.4 | 0 | 0 | 0 | 0 | 0 | 0 | 1222.4 | 0 | 0
8090 | 851.2 | 0 | 0 | 0 | 0 | 0 | 0 | 851.2 | 0 | 0
8091 | 1256.8 | 0 | 0 | 0 | 0 | 0 | 0 | 1256.8 | 0 | 0
8092 | 1092.8 | 0 | 0 | 0 | 0 | 0 | 0 | 1092.8 | 0 | 0
8093 | 1028.8 | 0 | 0 | 0 | 0 | 0 | 0 | 1028.8 | 0 | 0
8094 | 1088.8 | 0 | 0 | 0 | 0 | 0 | 0 | 1088.8 | 0 | 0
8095 | 1353.6 | 105.13 | 137.3144 | 0 | -137.3144 | 0 | 0 | 1353.6 | 0 | 0
8096 | 697.26 | 300.53 | 513.476 | 0 | -513.476 | 0 | 0 | 697.26 | 0 | 0
8097 | 894.813 | 593.81 | 1012.5843 | 410.626 | -601.9583 | 0 | 0 | 499.527 | 0 | 0
8098 | 1264.732 | 788.49 | 1289.514 | 687.5558 | -601.9583 | 0 | 0 | 602.861 | 0 | 0
8099 | 1241.914 | 915.74 | 1444.6107 | 1048.1768 | -396.4339 | 0 | 0 | 232.892 | 0 | 0
8100 | 1308.586 | 972.72 | 1495.4498 | 1359.3654 | -136.0845 | 0 | 0 | 0 | 0 | 0
8101 | 1086.618 | 947.83 | 1448.7005 | 1128.7839 | -319.9165 | 0 | 0 | 0 | 0 | 0
8102 | 1312.456 | 846.4 | 1319.1054 | 1319.1054 | 0 | 0 | 0 | 42.626 | 0 | 0
8103 | 1471.833 | 681.53 | 1101.0343 | 1101.0343 | 0 | 0 | 0 | 411.928 | 0 | 0
8104 | 1659.084 | 444.82 | 743.9057 | 743.9057 | 0 | 0 | 0 | 942.967 | 0 | 0
8105 | 1382.135 | 174 | 266.9458 | 266.9458 | 0 | 0 | 0 | 1125.161 | 0 | 0
8106 | 1357.739 | 3.91 | 0 | 0 | 0 | 0 | 0 | 1357.739 | 0 | 0
8107 | 1292 | 0 | 0 | 0 | 0 | 0 | 0 | 1268.228 | 0 | 24.6945
8108 | 1217.6 | 0 | 0 | 0 | 0 | 0 | 0 | 638.128 | 0 | 601.9583
8109 | 1288 | 0 | 0 | 0 | 0 | 0 | 0 | 708.528 | 0 | 601.9583
8110 | 1356 | 0 | 0 | 0 | 0 | 0 | 0 | 776.528 | 0 | 601.9583
8111 | 968.8 | 0 | 0 | 0 | 0 | 0 | 0 | 389.328 | 0 | 601.9583
8112 | 1264 | 0 | 0 | 0 | 0 | 0 | 0 | 1264 | 0 | 0
8113 | 1316.8 | 0 | 0 | 0 | 0 | 0 | 0 | 1316.8 | 0 | 0
8114 | 1169.6 | 0 | 0 | 0 | 0 | 0 | 0 | 1169.6 | 0 | 0
8115 | 1160.8 | 0 | 0 | 0 | 0 | 0 | 0 | 1160.8 | 0 | 0
8116 | 1196 | 0 | 0 | 0 | 0 | 0 | 0 | 1196 | 0 | 0
8117 | 840 | 0 | 0 | 0 | 0 | 0 | 0 | 840 | 0 | 0
8118 | 1152.8 | 0 | 0 | 0 | 0 | 0 | 0 | 1152.8 | 0 | 0
8119 | 706.4 | 100.89 | 129.4039 | 0 | -129.4039 | 0 | 0 | 706.4 | 0 | 0
8120 | 959.437 | 346.95 | 592.4272 | 0 | -592.4272 | 0 | 0 | 959.437 | 0 | 0
8121 | 900.079 | 581.47 | 993.6604 | 391.7021 | -601.9583 | 0 | 0 | 523.009 | 0 | 0
8122 | 1146.42 | 766.82 | 1254.5427 | 652.5844 | -601.9583 | 0 | 0 | 518.213 | 0 | 0
8123 | 1422.593 | 892.33 | 1413.0726 | 811.1143 | -601.9583 | 0 | 0 | 641.778 | 0 | 0
8124 | 1547.461 | 949.31 | 1482.6642 | 1321.1394 | -161.5248 | 0 | 0 | 275.673 | 0 | 0
8125 | 1494.729 | 893.54 | 1405.5984 | 1405.5984 | 0 | 0 | 0 | 141.637 | 0 | 0
8126 | 1257.696 | 828.67 | 1324.4096 | 1306.5006 | -17.909 | 0 | 0 | 0 | 0 | 0
8127 | 1228.071 | 554.73 | 914.8089 | 914.8089 | 0 | 0 | 0 | 347.435 | 0 | 0
8128 | 1769.154 | 422.01 | 712.3375 | 712.3375 | 0 | 0 | 0 | 1083.426 | 0 | 0
8129 | 1953.371 | 181.6 | 279.8644 | 279.8644 | 0 | 0 | 0 | 1364.19 | 0 | 332.1807
8130 | 1544.713 | 3.91 | 0 | 0 | 0 | 0 | 0 | 1364.19 | 0 | 187.5281
8131 | 1589.6 | 0 | 0 | 0 | 0 | 0 | 0 | 1364.19 | 0 | 234.157
8132 | 1320 | 0 | 0 | 0 | 0 | 0 | 0 | 1320 | 0 | 0
8133 | 1744 | 0 | 0 | 0 | 0 | 0 | 0 | 1364.19 | 0 | 394.5484
8134 | 1516.8 | 0 | 0 | 0 | 0 | 0 | 0 | 1364.19 | 0 | 158.532
8135 | 1599.2 | 0 | 0 | 0 | 0 | 0 | 0 | 1094.905 | 0 | 523.864
8136 | 1542.4 | 0 | 0 | 0 | 0 | 0 | 0 | 1364.19 | 0 | 185.1254
8137 | 1434.4 | 0 | 0 | 0 | 0 | 0 | 0 | 1364.19 | 0 | 72.9345
8138 | 1324 | 0 | 0 | 0 | 0 | 0 | 0 | 1324 | 0 | 0
8139 | 1325.6 | 0 | 0 | 0 | 0 | 0 | 0 | 1325.6 | 0 | 0
8140 | 1516.8 | 0 | 0 | 0 | 0 | 0 | 0 | 1364.19 | 0 | 158.532
8141 | 1291.2 | 0 | 0 | 0 | 0 | 0 | 0 | 1291.2 | 0 | 0
8142 | 1542.4 | 0 | 0 | 0 | 0 | 0 | 0 | 1364.19 | 0 | 185.1254
8143 | 1000.8 | 103.27 | 130.7346 | 0 | -130.7346 | 0 | 0 | 1000.8 | 0 | 0
8144 | 828.43 | 349.15 | 594.509 | 0 | -594.509 | 0 | 0 | 828.43 | 0 | 0
8145 | 1062.166 | 583.77 | 996.8578 | 394.8995 | -601.9583 | 0 | 0 | 682.018 | 0 | 0
8146 | 1354.15 | 770.94 | 1264.134 | 662.1757 | -601.9583 | 0 | 0 | 716.711 | 0 | 0
8147 | 1544.599 | 894.11 | 1416.8777 | 1074.9416 | -341.9361 | 0 | 0 | 509.812 | 0 | 0
8148 | 1620.767 | 950.48 | 1480.4256 | 1480.4256 | 0 | 0 | 0 | 195.643 | 0 | 0
8149 | 936.447 | 904.46 | 1408.8301 | 972.7856 | -436.0445 | 0 | 0 | 0 | 0 | 0
8150 | 1379.589 | 559.44 | 899.7597 | 899.7597 | 0 | 0 | 0 | 513.44 | 0 | 0
8151 | 1282.753 | 527.73 | 863.0774 | 863.0774 | 0 | 0 | 0 | 451.916 | 0 | 0
8152 | 1281.053 | 350.61 | 586.051 | 586.051 | 0 | 0 | 0 | 716.894 | 0 | 0
8153 | 1015.736 | 174.98 | 268.5123 | 268.5123 | 0 | 0 | 0 | 757.254 | 0 | 0
8154 | 1172.039 | 4.6 | 0 | 0 | 0 | 0 | 0 | 1172.039 | 0 | 0
8155 | 1207.2 | 0 | 0 | 0 | 0 | 0 | 0 | 1207.2 | 0 | 0
8156 | 1226.4 | 0 | 0 | 0 | 0 | 0 | 0 | 828.607 | 0 | 413.2293
8157 | 1287.2 | 0 | 0 | 0 | 0 | 0 | 0 | 707.728 | 0 | 601.9583
8158 | 1448.8 | 0 | 0 | 0 | 0 | 0 | 0 | 869.328 | 0 | 601.9583
8159 | 1248.8 | 0 | 0 | 0 | 0 | 0 | 0 | 669.328 | 0 | 601.9583
8160 | 1272.8 | 0 | 0 | 0 | 0 | 0 | 0 | 1272.8 | 0 | 0
8161 | 1412 | 0 | 0 | 0 | 0 | 0 | 0 | 1364.19 | 0 | 49.6653
8162 | 1366.4 | 0 | 0 | 0 | 0 | 0 | 0 | 1364.19 | 0 | 2.2958
8163 | 1345.6 | 0 | 0 | 0 | 0 | 0 | 0 | 1345.6 | 0 | 0
8164 | 1445.6 | 0 | 0 | 0 | 0 | 0 | 0 | 1364.19 | 0 | 84.5691
8165 | 1436 | 0 | 0 | 0 | 0 | 0 | 0 | 1364.19 | 0 | 74.5966
8166 | 1366.4 | 0 | 0 | 0 | 0 | 0 | 0 | 1364.19 | 0 | 2.2958
8167 | 1041.6 | 37.71 | 48.6836 | 0 | -48.6836 | 0 | 0 | 1041.6 | 0 | 0
8168 | 1319.128 | 221.91 | 375.2225 | 0 | -375.2225 | 0 | 0 | 1319.128 | 0 | 0
8169 | 889.005 | 398.78 | 678.9836 | 77.0253 | -601.9583 | 0 | 0 | 814.857 | 0 | 0
8170 | 1469.341 | 480.48 | 798.6196 | 196.6613 | -601.9583 | 0 | 0 | 1280.026 | 0 | 0
8171 | 1714.76 | 640.26 | 1042.8634 | 440.9051 | -601.9583 | 0 | 0 | 1290.326 | 0 | 0
8172 | 1647.544 | 652.97 | 1054.0596 | 576.7008 | -477.3588 | 0 | 0 | 1092.386 | 0 | 0
8173 | 1465.729 | 439.97 | 713.3306 | 713.3306 | 0 | 0 | 0 | 779.045 | 0 | 0
8174 | 1506.159 | 300.74 | 488.4824 | 488.4824 | 0 | 0 | 0 | 1035.924 | 0 | 0
8175 | 1621.22 | 255.6 | 417.5496 | 417.5496 | 0 | 0 | 0 | 1219.268 | 0 | 0
8176 | 1662.845 | 330.02 | 553.6476 | 553.6476 | 0 | 0 | 0 | 1129.879 | 0 | 0
8177 | 1580.403 | 85.58 | 131.4524 | 131.4524 | 0 | 0 | 0 | 1364.19 | 0 | 93.1517
8178 | 1155.725 | 2.94 | 0 | 0 | 0 | 0 | 0 | 1155.725 | 0 | 0
8179 | 1545.6 | 0 | 0 | 0 | 0 | 0 | 0 | 1364.19 | 0 | 188.4496
8180 | 1300 | 0 | 0 | 0 | 0 | 0 | 0 | 1300 | 0 | 0
8181 | 1517.6 | 0 | 0 | 0 | 0 | 0 | 0 | 1364.19 | 0 | 159.363
8182 | 1541.6 | 0 | 0 | 0 | 0 | 0 | 0 | 1364.19 | 0 | 184.2944
8183 | 1264.8 | 0 | 0 | 0 | 0 | 0 | 0 | 1264.8 | 0 | 0
8184 | 1515.2 | 0 | 0 | 0 | 0 | 0 | 0 | 1364.19 | 0 | 156.8699
8185 | 1142.4 | 0 | 0 | 0 | 0 | 0 | 0 | 1142.4 | 0 | 0
8186 | 1111.2 | 0 | 0 | 0 | 0 | 0 | 0 | 1111.2 | 0 | 0
8187 | 1584.8 | 0 | 0 | 0 | 0 | 0 | 0 | 1364.19 | 0 | 229.1707
8188 | 1384 | 0 | 0 | 0 | 0 | 0 | 0 | 1364.19 | 0 | 20.5787
8189 | 1290.4 | 0 | 0 | 0 | 0 | 0 | 0 | 1290.4 | 0 | 0
8190 | 1424 | 0 | 0 | 0 | 0 | 0 | 0 | 1364.19 | 0 | 62.1309
8191 | 1168.8 | 85.77 | 105.7742 | 0 | -105.7742 | 0 | 0 | 1168.8 | 0 | 0
8192 | 1085.638 | 243.67 | 410.8057 | 0 | -410.8057 | 0 | 0 | 1085.638 | 0 | 0
8193 | 1060.777 | 492.06 | 835.8639 | 483.7651 | -352.0987 | 0 | 0 | 595.083 | 0 | 0
8194 | 1138.269 | 616.22 | 1012.2363 | 1012.2363 | 0 | 0 | 0 | 163.845 | 0 | 0
8195 | 1033.825 | 757.41 | 1213.7364 | 1073.9423 | -139.794 | 0 | 0 | 0 | 0 | 0
8196 | 1090.429 | 813.17 | 1286.3519 | 1132.7428 | -153.6091 | 0 | 0 | 0 | 0 | 0
8197 | 1135.24 | 719.85 | 1147.3682 | 1147.3682 | 0 | 0 | 0 | 30.732 | 0 | 0
8198 | 1171.847 | 530.58 | 861.5701 | 861.5701 | 0 | 0 | 0 | 342.461 | 0 | 0
8199 | 1104.482 | 256.09 | 419.0954 | 419.0954 | 0 | 0 | 0 | 701.042 | 0 | 0
8200 | 224.458 | 175.92 | 288.6018 | 233.168 | -55.4337 | 0 | 0 | 0 | 0 | 0
8201 | 183.44 | 85.9 | 133.1831 | 133.1831 | 0 | 0 | 0 | 55.232 | 0 | 0
8202 | 160.064 | 2.94 | 0 | 0 | 0 | 0 | 0 | 160.064 | 0 | 0
8203 | 206.4 | 0 | 0 | 0 | 0 | 0 | 0 | 0 | 0 | 214.4093
8204 | 149.6 | 0 | 0 | 0 | 0 | 0 | 0 | 0 | 0 | 155.4052
8205 | 116 | 0 | 0 | 0 | 0 | 0 | 0 | 0 | 0 | 120.5014
8206 | 109.6 | 0 | 0 | 0 | 0 | 0 | 0 | 0 | 0 | 113.853
8207 | 99.2 | 0 | 0 | 0 | 0 | 0 | 0 | 0 | 0 | 103.0494
8208 | 108.8 | 0 | 0 | 0 | 0 | 0 | 0 | 108.8 | 0 | 0
8209 | 100.8 | 0 | 0 | 0 | 0 | 0 | 0 | 100.8 | 0 | 0
8210 | 109.6 | 0 | 0 | 0 | 0 | 0 | 0 | 109.6 | 0 | 0
8211 | 100 | 0 | 0 | 0 | 0 | 0 | 0 | 100 | 0 | 0
8212 | 104 | 0 | 0 | 0 | 0 | 0 | 0 | 104 | 0 | 0
8213 | 93.6 | 0 | 0 | 0 | 0 | 0 | 0 | 93.6 | 0 | 0
8214 | 101.6 | 0 | 0 | 0 | 0 | 0 | 0 | 101.6 | 0 | 0
8215 | 93.6 | 60.06 | 76.856 | 0 | -76.856 | 0 | 0 | 93.6 | 0 | 0
8216 | 100.012 | 103.92 | 168.2562 | 0 | -168.2562 | 0 | 0 | 100.012 | 0 | 0
8217 | 218.574 | 360.99 | 607.0817 | 65.1362 | -541.9455 | 0 | 0 | 155.871 | 0 | 0
8218 | 955.563 | 592.93 | 965.3841 | 965.3841 | 0 | 0 | 0 | 26.241 | 0 | 0
8219 | 1162.174 | 506.07 | 812.2892 | 812.2892 | 0 | 0 | 0 | 380.228 | 0 | 0
8220 | 1591.079 | 506.03 | 808.1226 | 808.1226 | 0 | 0 | 0 | 813.144 | 0 | 0
8221 | 1379.816 | 617.47 | 982.8298 | 982.8298 | 0 | 0 | 0 | 433.7 | 0 | 0
8222 | 1610.809 | 601.56 | 967.1605 | 967.1605 | 0 | 0 | 0 | 679.777 | 0 | 0
8223 | 1808.052 | 294.51 | 481.9659 | 481.9659 | 0 | 0 | 0 | 1344.09 | 0 | 0
8224 | 2055.558 | 289.04 | 481.5899 | 481.5899 | 0 | 0 | 0 | 1364.19 | 0 | 236.6065
8225 | 1608.955 | 108.6 | 166.9546 | 166.9546 | 0 | 0 | 0 | 1364.19 | 0 | 87.3084
8226 | 1527.332 | 1.96 | 0 | 0 | 0 | 0 | 0 | 1364.19 | 0 | 169.4727
8227 | 1779.2 | 0 | 0 | 0 | 0 | 0 | 0 | 1364.19 | 0 | 431.1144
8228 | 1836.8 | 0 | 0 | 0 | 0 | 0 | 0 | 1364.19 | 0 | 490.9495
8229 | 1579.2 | 0 | 0 | 0 | 0 | 0 | 0 | 1364.19 | 0 | 223.3534
8230 | 1553.6 | 0 | 0 | 0 | 0 | 0 | 0 | 1364.19 | 0 | 196.76
8231 | 1396 | 0 | 0 | 0 | 0 | 0 | 0 | 1304.389 | 0 | 95.1659
8232 | 1387.2 | 0 | 0 | 0 | 0 | 0 | 0 | 1364.19 | 0 | 23.9029
8233 | 1321.6 | 0 | 0 | 0 | 0 | 0 | 0 | 1321.6 | 0 | 0
8234 | 1526.4 | 0 | 0 | 0 | 0 | 0 | 0 | 1364.19 | 0 | 168.5045
8235 | 1572 | 0 | 0 | 0 | 0 | 0 | 0 | 1364.19 | 0 | 215.874
8236 | 1433.6 | 0 | 0 | 0 | 0 | 0 | 0 | 1364.19 | 0 | 72.1034
8237 | 1316 | 0 | 0 | 0 | 0 | 0 | 0 | 1316 | 0 | 0
8238 | 1384.8 | 0 | 0 | 0 | 0 | 0 | 0 | 1364.19 | 0 | 21.4098
8239 | 1184.8 | 31.38 | 38.0514 | 0 | -38.0514 | 0 | 0 | 1184.8 | 0 | 0
8240 | 1308.643 | 156.67 | 259.9058 | 0 | -259.9058 | 0 | 0 | 1308.643 | 0 | 0
8241 | 1418.787 | 465.11 | 788.3728 | 186.4146 | -601.9583 | 0 | 0 | 1239.337 | 0 | 0
8242 | 1582.275 | 730.82 | 1197.8354 | 595.8771 | -601.9583 | 0 | 0 | 1008.657 | 0 | 0
8243 | 1549.679 | 872.74 | 1387.2666 | 785.3083 | -601.9583 | 0 | 0 | 793.707 | 0 | 0
8244 | 1523.622 | 601.51 | 967.3132 | 365.3549 | -601.9583 | 0 | 0 | 1171.915 | 0 | 0
8245 | 1514.182 | 365.97 | 588.218 | 586.8686 | -1.3494 | 0 | 0 | 949.236 | 0 | 0
8246 | 1331.149 | 221.47 | 356.8627 | 356.8627 | 0 | 0 | 0 | 987.617 | 0 | 0
8247 | 1245.736 | 39.23 | 53.0684 | 53.0684 | 0 | 0 | 0 | 1194.65 | 0 | 0
8248 | 1236.827 | 50.98 | 73.6959 | 73.6959 | 0 | 0 | 0 | 1165.884 | 0 | 0
8249 | 1300.328 | 66.5 | 100.1906 | 100.1906 | 0 | 0 | 0 | 1203.88 | 0 | 0
8250 | 1367.211 | 2.94 | 0 | 0 | 0 | 0 | 0 | 1364.19 | 0 | 3.1382
8251 | 1213.6 | 0 | 0 | 0 | 0 | 0 | 0 | 1213.6 | 0 | 0
8252 | 1144.8 | 0 | 0 | 0 | 0 | 0 | 0 | 721.608 | 0 | 439.6139
8253 | 1432 | 0 | 0 | 0 | 0 | 0 | 0 | 852.528 | 0 | 601.9583
8254 | 1488.8 | 0 | 0 | 0 | 0 | 0 | 0 | 909.328 | 0 | 601.9583
8255 | 1432.8 | 0 | 0 | 0 | 0 | 0 | 0 | 853.328 | 0 | 601.9583
8256 | 1107.2 | 0 | 0 | 0 | 0 | 0 | 0 | 1107.2 | 0 | 0
8257 | 1325.6 | 0 | 0 | 0 | 0 | 0 | 0 | 1325.6 | 0 | 0
8258 | 1274.4 | 0 | 0 | 0 | 0 | 0 | 0 | 1274.4 | 0 | 0
8259 | 1459.2 | 0 | 0 | 0 | 0 | 0 | 0 | 1364.19 | 0 | 98.6968
8260 | 1384.8 | 0 | 0 | 0 | 0 | 0 | 0 | 1364.19 | 0 | 21.4098
8261 | 1256 | 0 | 0 | 0 | 0 | 0 | 0 | 1256 | 0 | 0
8262 | 1425.6 | 0 | 0 | 0 | 0 | 0 | 0 | 1364.19 | 0 | 63.793
8263 | 991.2 | 57.91 | 71.8011 | 0 | -71.8011 | 0 | 0 | 991.2 | 0 | 0
8264 | 982.402 | 226.07 | 377.6034 | 0 | -377.6034 | 0 | 0 | 982.402 | 0 | 0
8265 | 1106.567 | 526.87 | 886.6967 | 284.7385 | -601.9583 | 0 | 0 | 832.466 | 0 | 0
8266 | 1162.384 | 476.21 | 778.7992 | 176.8409 | -601.9583 | 0 | 0 | 992.149 | 0 | 0
8267 | 957.501 | 501.36 | 808.7438 | 206.7855 | -601.9583 | 0 | 0 | 758.44 | 0 | 0
8268 | 1301.609 | 616.41 | 985.057 | 533.1967 | -451.8603 | 0 | 0 | 788.33 | 0 | 0
8269 | 1278.001 | 532.39 | 856.6462 | 856.6462 | 0 | 0 | 0 | 453.355 | 0 | 0
8270 | 1638.085 | 396.68 | 645.6847 | 645.6847 | 0 | 0 | 0 | 1016.52 | 0 | 0
8271 | 1340.07 | 34.32 | 45.2462 | 45.2462 | 0 | 0 | 0 | 1296.514 | 0 | 0
8272 | 1262.195 | 96.5 | 151.4557 | 151.4557 | 0 | 0 | 0 | 1116.397 | 0 | 0
8273 | 1317.571 | 8.81 | 4.5167 | 4.5167 | 0 | 0 | 0 | 1313.223 | 0 | 0
8274 | 1073.537 | 0.98 | 0 | 0 | 0 | 0 | 0 | 1073.537 | 0 | 0
8275 | 968 | 0 | 0 | 0 | 0 | 0 | 0 | 944.228 | 0 | 24.6945
8276 | 1704.8 | 0 | 0 | 0 | 0 | 0 | 0 | 1125.328 | 0 | 601.9583
8277 | 1280 | 0 | 0 | 0 | 0 | 0 | 0 | 700.528 | 0 | 601.9583
8278 | 953.6 | 0 | 0 | 0 | 0 | 0 | 0 | 374.128 | 0 | 601.9583
8279 | 1074.4 | 0 | 0 | 0 | 0 | 0 | 0 | 494.928 | 0 | 601.9583
8280 | 1128 | 0 | 0 | 0 | 0 | 0 | 0 | 1128 | 0 | 0
8281 | 1326.4 | 0 | 0 | 0 | 0 | 0 | 0 | 1326.4 | 0 | 0
8282 | 1213.6 | 0 | 0 | 0 | 0 | 0 | 0 | 1213.6 | 0 | 0
8283 | 932 | 0 | 0 | 0 | 0 | 0 | 0 | 932 | 0 | 0
8284 | 1318.4 | 0 | 0 | 0 | 0 | 0 | 0 | 1318.4 | 0 | 0
8285 | 1150.4 | 0 | 0 | 0 | 0 | 0 | 0 | 1150.4 | 0 | 0
8286 | 1121.6 | 0 | 0 | 0 | 0 | 0 | 0 | 1121.6 | 0 | 0
8287 | 1252.8 | 68.6 | 83.952 | 0 | -83.952 | 0 | 0 | 1252.8 | 0 | 0
8288 | 1217.408 | 233.01 | 385.2594 | 0 | -385.2594 | 0 | 0 | 1217.408 | 0 | 0
8289 | 1302.102 | 513.36 | 850.8922 | 248.934 | -601.9583 | 0 | 0 | 1062.468 | 0 | 0
8290 | 1274.013 | 414.65 | 671.822 | 69.8638 | -601.9583 | 0 | 0 | 1206.76 | 0 | 0
8291 | 1359.024 | 381.27 | 617.5757 | 15.6174 | -601.9583 | 0 | 0 | 1343.99 | 0 | 0
8292 | 1360.939 | 722.65 | 1130.4408 | 698.3874 | -432.0534 | 0 | 0 | 688.64 | 0 | 0
8293 | 1309.39 | 448.95 | 720.3456 | 720.3456 | 0 | 0 | 0 | 615.953 | 0 | 0
8294 | 1346.761 | 484.61 | 784.4254 | 784.4254 | 0 | 0 | 0 | 591.638 | 0 | 0
8295 | 1666.961 | 261.88 | 428.9391 | 428.9391 | 0 | 0 | 0 | 1254.045 | 0 | 0
8296 | 1629.508 | 95.6 | 150.4231 | 150.4231 | 0 | 0 | 0 | 1364.19 | 0 | 125.1905
8297 | 1510.972 | 9.79 | 6.0417 | 6.0417 | 0 | 0 | 0 | 1364.19 | 0 | 146.4372
8298 | 1715.055 | 0.98 | 0 | 0 | 0 | 0 | 0 | 1364.19 | 0 | 364.4802
8299 | 1569.6 | 0 | 0 | 0 | 0 | 0 | 0 | 1364.19 | 0 | 213.3809
8300 | 1138.4 | 0 | 0 | 0 | 0 | 0 | 0 | 1138.4 | 0 | 0
8301 | 1421.6 | 0 | 0 | 0 | 0 | 0 | 0 | 1364.19 | 0 | 59.6378
8302 | 1424.8 | 0 | 0 | 0 | 0 | 0 | 0 | 1205.821 | 0 | 227.4764
8303 | 1243.2 | 0 | 0 | 0 | 0 | 0 | 0 | 663.728 | 0 | 601.9583
8304 | 1226.4 | 0 | 0 | 0 | 0 | 0 | 0 | 1226.4 | 0 | 0
8305 | 871.2 | 0 | 0 | 0 | 0 | 0 | 0 | 871.2 | 0 | 0
8306 | 1341.6 | 0 | 0 | 0 | 0 | 0 | 0 | 1341.6 | 0 | 0
8307 | 1340 | 0 | 0 | 0 | 0 | 0 | 0 | 1340 | 0 | 0
8308 | 1356 | 0 | 0 | 0 | 0 | 0 | 0 | 1356 | 0 | 0
8309 | 1612 | 0 | 0 | 0 | 0 | 0 | 0 | 1364.19 | 0 | 257.4262
8310 | 1690.4 | 0 | 0 | 0 | 0 | 0 | 0 | 1364.19 | 0 | 338.8685
8311 | 1544.8 | 74.93 | 89.947 | 89.947 | 0 | 0 | 0 | 1364.19 | 0 | 97.6715
8312 | 1215.149 | 309.6 | 513.4729 | 0 | -513.4729 | 0 | 0 | 1215.149 | 0 | 0
8313 | 1492.134 | 543.38 | 904.6587 | 302.7004 | -601.9583 | 0 | 0 | 1200.741 | 0 | 0
8314 | 1882.658 | 634.12 | 1020.072 | 538.5881 | -481.4839 | 0 | 0 | 1364.19 | 0 | 0
8315 | 1450.765 | 581.55 | 925.1024 | 323.1441 | -601.9583 | 0 | 0 | 1139.692 | 0 | 0
8316 | 1737.05 | 438.67 | 697.2478 | 387.3287 | -309.9191 | 0 | 0 | 1364.19 | 0 | 0
8317 | 1360.505 | 569.12 | 892.6979 | 694.3506 | -198.3473 | 0 | 0 | 692.092 | 0 | 0
8318 | 1346.552 | 600.16 | 945.0713 | 945.0713 | 0 | 0 | 0 | 436.784 | 0 | 0
8319 | 1602.583 | 201.37 | 323.1171 | 323.1171 | 0 | 0 | 0 | 1291.536 | 0 | 0
8320 | 1371.928 | 125.3 | 199.1877 | 199.1877 | 0 | 0 | 0 | 1180.181 | 0 | 0
8321 | 1617.23 | 59.24 | 87.8102 | 87.8102 | 0 | 0 | 0 | 1364.19 | 0 | 175.05
8322 | 1416.264 | 2.94 | 0 | 0 | 0 | 0 | 0 | 1364.19 | 0 | 54.0947
8323 | 1540.8 | 0 | 0 | 0 | 0 | 0 | 0 | 1364.19 | 0 | 183.4633
8324 | 1249.6 | 0 | 0 | 0 | 0 | 0 | 0 | 1249.6 | 0 | 0
8325 | 1344 | 0 | 0 | 0 | 0 | 0 | 0 | 855.509 | 0 | 507.4468
8326 | 1529.6 | 0 | 0 | 0 | 0 | 0 | 0 | 950.128 | 0 | 601.9583
8327 | 1204 | 0 | 0 | 0 | 0 | 0 | 0 | 624.528 | 0 | 601.9583
8328 | 1254.4 | 0 | 0 | 0 | 0 | 0 | 0 | 1254.4 | 0 | 0
8329 | 1176.8 | 0 | 0 | 0 | 0 | 0 | 0 | 1176.8 | 0 | 0
8330 | 1458.4 | 0 | 0 | 0 | 0 | 0 | 0 | 1364.19 | 0 | 97.8658
8331 | 1106.4 | 0 | 0 | 0 | 0 | 0 | 0 | 1106.4 | 0 | 0
8332 | 1453.6 | 0 | 0 | 0 | 0 | 0 | 0 | 1364.19 | 0 | 92.8795
8333 | 1477.6 | 0 | 0 | 0 | 0 | 0 | 0 | 1364.19 | 0 | 117.8108
8334 | 1080 | 0 | 0 | 0 | 0 | 0 | 0 | 1080 | 0 | 0
8335 | 1225.6 | 66.12 | 79.7179 | 0 | -79.7179 | 0 | 0 | 1225.6 | 0 | 0
8336 | 918.666 | 238.97 | 397.6202 | 0 | -397.6202 | 0 | 0 | 918.666 | 0 | 0
8337 | 1374.39 | 543.91 | 919.5593 | 398.1822 | -521.3771 | 0 | 0 | 991.081 | 0 | 0
8338 | 1560.354 | 637.58 | 1050.4186 | 1050.4186 | 0 | 0 | 0 | 549.174 | 0 | 0
8339 | 1797.136 | 656.57 | 1061.5587 | 1061.5587 | 0 | 0 | 0 | 775.232 | 0 | 0
8340 | 1185.147 | 689.88 | 1104.0126 | 1104.0126 | 0 | 0 | 0 | 122.375 | 0 | 0
8341 | 1448.412 | 626.36 | 1005.2275 | 1005.2275 | 0 | 0 | 0 | 480.735 | 0 | 0
8342 | 1481.714 | 581.63 | 942.4629 | 942.4629 | 0 | 0 | 0 | 574.457 | 0 | 0
8343 | 915.477 | 459.11 | 755.8634 | 755.8634 | 0 | 0 | 0 | 187.849 | 0 | 0
8344 | 1225.411 | 307.24 | 514.9002 | 514.9002 | 0 | 0 | 0 | 729.745 | 0 | 0
8345 | 1517.155 | 100.11 | 155.7646 | 155.7646 | 0 | 0 | 0 | 1364.19 | 0 | 3.1372
8346 | 1563.602 | 3.91 | 0 | 0 | 0 | 0 | 0 | 1364.19 | 0 | 207.1501
8347 | 1392 | 0 | 0 | 0 | 0 | 0 | 0 | 1364.19 | 0 | 28.8892
8348 | 1641.6 | 0 | 0 | 0 | 0 | 0 | 0 | 1364.19 | 0 | 288.1748
8349 | 1546.4 | 0 | 0 | 0 | 0 | 0 | 0 | 1364.19 | 0 | 189.2806
8350 | 1494.4 | 0 | 0 | 0 | 0 | 0 | 0 | 1364.19 | 0 | 135.2628
8351 | 1361.6 | 0 | 0 | 0 | 0 | 0 | 0 | 1361.6 | 0 | 0
8352 | 1280.8 | 0 | 0 | 0 | 0 | 0 | 0 | 1280.8 | 0 | 0
8353 | 1408 | 0 | 0 | 0 | 0 | 0 | 0 | 1364.19 | 0 | 45.51
8354 | 1036.8 | 0 | 0 | 0 | 0 | 0 | 0 | 1036.8 | 0 | 0
8355 | 1119.2 | 0 | 0 | 0 | 0 | 0 | 0 | 1119.2 | 0 | 0
8356 | 1168 | 0 | 0 | 0 | 0 | 0 | 0 | 1168 | 0 | 0
8357 | 1204.8 | 0 | 0 | 0 | 0 | 0 | 0 | 1204.8 | 0 | 0
8358 | 1127.2 | 0 | 0 | 0 | 0 | 0 | 0 | 1127.2 | 0 | 0
8359 | 1190.4 | 81.32 | 95.9315 | 95.9315 | 0 | 0 | 0 | 1098.052 | 0 | 0
8360 | 210.344 | 321.55 | 531.0152 | 218.5063 | -312.5088 | 0 | 0 | 0 | 0 | 0
8361 | 101.182 | 556.12 | 933.7961 | 105.1094 | -601.9583 | 0 | 226.7285 | 0 | 0 | 0
8362 | 0 | 529.89 | 871.1666 | 0 | -601.9583 | 0 | 269.2083 | 0 | 0 | 0
8363 | 0 | 333.11 | 540.3893 | 0 | -540.3893 | 0 | 0 | 0 | 0 | 0
8364 | 0 | 452.11 | 731.9564 | 0.0010388 | -601.9583 | 0 | 129.9971 | 0 | 0 | 0
8365 | 0 | 454.25 | 737.3062 | 0 | -48.3667 | 0 | 688.9395 | 0 | 0 | 0
8366 | 0 | 689.65 | 1117.5285 | 0 | 0 | 0 | 1117.5285 | 0 | 0 | 0
8367 | 0 | 498.07 | 822.3563 | 0 | 0 | 0 | 822.3563 | 0 | 0 | 0
8368 | 0 | 266.17 | 443.1603 | 0 | 0 | 0 | 443.1603 | 0 | 0 | 0
8369 | 0 | 97.58 | 151.5699 | 0 | 0 | 0 | 151.5699 | 0 | 0 | 0
8370 | 0 | 3.91 | 0 | 0 | 0 | 0 | 0 | 0 | 0 | 0
8371 | 0 | 0 | 0 | 0 | 0 | 0 | 0 | 0 | 0 | 0
8372 | 0 | 0 | 0 | 0 | 0 | 0 | 0 | 0 | 0 | 0
8373 | 137.6 | 0 | 0 | 0 | 0 | 0 | 0 | 0 | 0 | 142.9395
8374 | 224 | 0 | 0 | 0 | 0 | 0 | 0 | 0 | 0 | 232.6923
8375 | 279.2 | 0 | 0 | 0 | 0 | 0 | 0 | 0 | 0 | 290.0343
8376 | 275.2 | 0 | 0 | 0 | 0 | 0 | 0 | 275.2 | 0 | 0
8377 | 272 | 0 | 0 | 0 | 0 | 0 | 0 | 272 | 0 | 0
8378 | 291.2 | 0 | 0 | 0 | 0 | 0 | 0 | 291.2 | 0 | 0
8379 | 199.2 | 0 | 0 | 0 | 0 | 0 | 0 | 199.2 | 0 | 0
8380 | 207.2 | 0 | 0 | 0 | 0 | 0 | 0 | 207.2 | 0 | 0
8381 | 285.6 | 0 | 0 | 0 | 0 | 0 | 0 | 285.6 | 0 | 0
8382 | 264 | 0 | 0 | 0 | 0 | 0 | 0 | 264 | 0 | 0
8383 | 318.4 | 52.93 | 63.8086 | 0 | -63.8086 | 0 | 0 | 318.4 | 0 | 0
8384 | 138.494 | 323.49 | 535.5402 | 30.92 | -504.6202 | 0 | 0 | 108.728 | 0 | 0
8385 | 740.535 | 559.43 | 941.6578 | 769.2713 | -172.3865 | 0 | 0 | 0 | 0 | 0
8386 | 1328.616 | 648.88 | 1055.9897 | 1055.9897 | 0 | 0 | 0 | 312.073 | 0 | 0
8387 | 1321.969 | 852.48 | 1348.567 | 1348.567 | 0 | 0 | 0 | 23.778 | 0 | 0
8388 | 1360.73 | 842.42 | 1326.4643 | 1326.4643 | 0 | 0 | 0 | 83.816 | 0 | 0
8389 | 1345.146 | 660.2 | 1058.9524 | 1058.9524 | 0 | 0 | 0 | 325.751 | 0 | 0
8390 | 1049.667 | 540.38 | 876.2328 | 876.2328 | 0 | 0 | 0 | 206.166 | 0 | 0
8391 | 978.516 | 479.21 | 792.3899 | 792.3899 | 0 | 0 | 0 | 215.726 | 0 | 0
8392 | 1113.713 | 151.87 | 245.4706 | 245.4706 | 0 | 0 | 0 | 877.412 | 0 | 0
8393 | 1271.929 | 33.31 | 44.386 | 44.386 | 0 | 0 | 0 | 1229.201 | 0 | 0
8394 | 1081.973 | 1.96 | 0 | 0 | 0 | 0 | 0 | 1081.973 | 0 | 0
8395 | 1176.8 | 0 | 0 | 0 | 0 | 0 | 0 | 1153.028 | 0 | 24.6945
8396 | 942.4 | 0 | 0 | 0 | 0 | 0 | 0 | 362.928 | 0 | 601.9583
8397 | 892.8 | 0 | 0 | 0 | 0 | 0 | 0 | 313.328 | 0 | 601.9583
8398 | 998.4 | 0 | 0 | 0 | 0 | 0 | 0 | 418.928 | 0 | 601.9583
8399 | 1292 | 0 | 0 | 0 | 0 | 0 | 0 | 712.528 | 0 | 601.9583
8400 | 1080.8 | 0 | 0 | 0 | 0 | 0 | 0 | 1080.8 | 0 | 0
8401 | 1272.8 | 0 | 0 | 0 | 0 | 0 | 0 | 1272.8 | 0 | 0
8402 | 1246.4 | 0 | 0 | 0 | 0 | 0 | 0 | 1246.4 | 0 | 0
8403 | 1290.4 | 0 | 0 | 0 | 0 | 0 | 0 | 1290.4 | 0 | 0
8404 | 856 | 0 | 0 | 0 | 0 | 0 | 0 | 856 | 0 | 0
8405 | 1009.6 | 0 | 0 | 0 | 0 | 0 | 0 | 1009.6 | 0 | 0
8406 | 1304.8 | 0 | 0 | 0 | 0 | 0 | 0 | 1304.8 | 0 | 0
8407 | 1032.8 | 61.69 | 72.8909 | 0 | -72.8909 | 0 | 0 | 1032.8 | 0 | 0
8408 | 1361.032 | 275.11 | 458.3695 | 0 | -458.3695 | 0 | 0 | 1361.032 | 0 | 0
8409 | 1132.013 | 420.5 | 710.8541 | 108.8958 | -601.9583 | 0 | 0 | 1027.186 | 0 | 0
8410 | 1598.971 | 593.45 | 979.0247 | 377.0664 | -601.9583 | 0 | 0 | 1235.991 | 0 | 0
8411 | 1537.183 | 859.91 | 1388.723 | 786.7647 | -601.9583 | 0 | 0 | 779.808 | 0 | 0
8412 | 1425.846 | 940.51 | 1504.7596 | 1134.755 | -370.0046 | 0 | 0 | 333.48 | 0 | 0
8413 | 1392.659 | 892.95 | 1430.6585 | 1430.6585 | 0 | 0 | 0 | 15.443 | 0 | 0
8414 | 1295.781 | 487.18 | 801.4005 | 801.4005 | 0 | 0 | 0 | 524.317 | 0 | 0
8415 | 1618.778 | 555.6 | 915.0239 | 915.0239 | 0 | 0 | 0 | 737.935 | 0 | 0
8416 | 1607.397 | 350.06 | 586.6317 | 586.6317 | 0 | 0 | 0 | 1042.679 | 0 | 0
8417 | 1627.259 | 46.07 | 65.7449 | 65.7449 | 0 | 0 | 0 | 1364.19 | 0 | 207.5335
8418 | 1365.124 | 2.94 | 0 | 0 | 0 | 0 | 0 | 1364.19 | 0 | 0.97024
8419 | 1428 | 0 | 0 | 0 | 0 | 0 | 0 | 1364.19 | 0 | 66.2861
8420 | 1173.6 | 0 | 0 | 0 | 0 | 0 | 0 | 1173.6 | 0 | 0
8421 | 1508 | 0 | 0 | 0 | 0 | 0 | 0 | 1318.65 | 0 | 196.6977
8422 | 1451.2 | 0 | 0 | 0 | 0 | 0 | 0 | 871.728 | 0 | 601.9583
8423 | 1724 | 0 | 0 | 0 | 0 | 0 | 0 | 1144.528 | 0 | 601.9583
8424 | 1598.4 | 0 | 0 | 0 | 0 | 0 | 0 | 1364.19 | 0 | 243.2985
8425 | 1463.2 | 0 | 0 | 0 | 0 | 0 | 0 | 1364.19 | 0 | 102.8521
8426 | 1581.6 | 0 | 0 | 0 | 0 | 0 | 0 | 1364.19 | 0 | 225.8465
8427 | 1542.4 | 0 | 0 | 0 | 0 | 0 | 0 | 1364.19 | 0 | 185.1254
8428 | 1321.6 | 0 | 0 | 0 | 0 | 0 | 0 | 1321.6 | 0 | 0
8429 | 1266.4 | 0 | 0 | 0 | 0 | 0 | 0 | 1266.4 | 0 | 0
8430 | 1100 | 0 | 0 | 0 | 0 | 0 | 0 | 1100 | 0 | 0
8431 | 1120 | 66.76 | 78.6147 | 0 | -78.6147 | 0 | 0 | 1120 | 0 | 0
8432 | 977.25 | 253.67 | 425.1932 | 0 | -425.1932 | 0 | 0 | 977.25 | 0 | 0
8433 | 1164.458 | 446.58 | 758.6422 | 156.684 | -601.9583 | 0 | 0 | 1013.627 | 0 | 0
8434 | 1811.107 | 594.87 | 981.202 | 464.2605 | -516.9414 | 0 | 0 | 1364.19 | 0 | 0
8435 | 1589.091 | 731.6 | 1180.0739 | 578.1156 | -601.9583 | 0 | 0 | 1032.571 | 0 | 0
8436 | 1463.659 | 720.34 | 1155.7555 | 673.2816 | -482.4739 | 0 | 0 | 815.528 | 0 | 0
8437 | 1438.004 | 638.71 | 1027.7165 | 1027.7165 | 0 | 0 | 0 | 448.678 | 0 | 0
8438 | 1439.024 | 509.14 | 827.6074 | 827.6074 | 0 | 0 | 0 | 642.332 | 0 | 0
8439 | 1791.185 | 237.81 | 386.6359 | 386.6359 | 0 | 0 | 0 | 1364.19 | 0 | 56.9286
8440 | 1612.223 | 143.15 | 230.4079 | 230.4079 | 0 | 0 | 0 | 1364.19 | 0 | 27.2499
8441 | 1277.059 | 24.49 | 29.8199 | 0 | -29.8199 | 0 | 0 | 1277.059 | 0 | 0
8442 | 1399.92 | 1.96 | 0 | 0 | 0 | 0 | 0 | 1364.19 | 0 | 37.1165
8443 | 1373.6 | 0 | 0 | 0 | 0 | 0 | 0 | 1364.19 | 0 | 9.7752
8444 | 1170.4 | 0 | 0 | 0 | 0 | 0 | 0 | 907.767 | 0 | 272.8244
8445 | 1194.4 | 0 | 0 | 0 | 0 | 0 | 0 | 614.928 | 0 | 601.9583
8446 | 1397.6 | 0 | 0 | 0 | 0 | 0 | 0 | 818.128 | 0 | 601.9583
8447 | 1476 | 0 | 0 | 0 | 0 | 0 | 0 | 896.528 | 0 | 601.9583
8448 | 1419.2 | 0 | 0 | 0 | 0 | 0 | 0 | 1364.19 | 0 | 57.1446
8449 | 1497.6 | 0 | 0 | 0 | 0 | 0 | 0 | 1364.19 | 0 | 138.5869
8450 | 1310.4 | 0 | 0 | 0 | 0 | 0 | 0 | 1310.4 | 0 | 0
8451 | 1341.6 | 0 | 0 | 0 | 0 | 0 | 0 | 1341.6 | 0 | 0
8452 | 1416 | 0 | 0 | 0 | 0 | 0 | 0 | 1364.19 | 0 | 53.8205
8453 | 957.6 | 0 | 0 | 0 | 0 | 0 | 0 | 957.6 | 0 | 0
8454 | 1168 | 0 | 0 | 0 | 0 | 0 | 0 | 1168 | 0 | 0
8455 | 1116.8 | 70.85 | 84.0466 | 0 | -84.0466 | 0 | 0 | 1116.8 | 0 | 0
8456 | 1100.114 | 267.27 | 447.4922 | 0 | -447.4922 | 0 | 0 | 1100.114 | 0 | 0
8457 | 1505.134 | 451.1 | 767.7671 | 165.8088 | -601.9583 | 0 | 0 | 1345.519 | 0 | 0
8458 | 1372.623 | 595.54 | 985.5317 | 383.5735 | -601.9583 | 0 | 0 | 1003.378 | 0 | 0
8459 | 1730.814 | 676.3 | 1096.8615 | 494.9032 | -601.9583 | 0 | 0 | 1254.398 | 0 | 0
8460 | 1451.75 | 672.88 | 1084.1943 | 714.4671 | -369.7272 | 0 | 0 | 763.971 | 0 | 0
8461 | 1419.609 | 485.51 | 787.333 | 787.333 | 0 | 0 | 0 | 661.687 | 0 | 0
8462 | 1566.858 | 594.47 | 963.0748 | 963.0748 | 0 | 0 | 0 | 639.759 | 0 | 0
8463 | 1497.729 | 440.64 | 725.0982 | 725.0982 | 0 | 0 | 0 | 799.717 | 0 | 0
8464 | 1156.838 | 303.14 | 506.8017 | 506.8017 | 0 | 0 | 0 | 668.968 | 0 | 0
8465 | 1305.359 | 102.76 | 161.3243 | 161.3243 | 0 | 0 | 0 | 1150.061 | 0 | 0
8466 | 1419.829 | 4.89 | 0 | 0 | 0 | 0 | 0 | 1364.19 | 0 | 57.7981
8467 | 1196 | 0 | 0 | 0 | 0 | 0 | 0 | 1196 | 0 | 0
8468 | 1183.2 | 0 | 0 | 0 | 0 | 0 | 0 | 848.626 | 0 | 347.5571
8469 | 1408.8 | 0 | 0 | 0 | 0 | 0 | 0 | 829.328 | 0 | 601.9583
8470 | 1412 | 0 | 0 | 0 | 0 | 0 | 0 | 832.528 | 0 | 601.9583
8471 | 1347.2 | 0 | 0 | 0 | 0 | 0 | 0 | 767.728 | 0 | 601.9583
8472 | 1276 | 0 | 0 | 0 | 0 | 0 | 0 | 1276 | 0 | 0
8473 | 1184 | 0 | 0 | 0 | 0 | 0 | 0 | 1184 | 0 | 0
8474 | 1453.6 | 0 | 0 | 0 | 0 | 0 | 0 | 1364.19 | 0 | 92.8795
8475 | 1312.8 | 0 | 0 | 0 | 0 | 0 | 0 | 1312.8 | 0 | 0
8476 | 1127.2 | 0 | 0 | 0 | 0 | 0 | 0 | 1127.2 | 0 | 0
8477 | 1457.6 | 0 | 0 | 0 | 0 | 0 | 0 | 1364.19 | 0 | 97.0348
8478 | 1394.4 | 0 | 0 | 0 | 0 | 0 | 0 | 1364.19 | 0 | 31.3823
8479 | 1288.8 | 23.71 | 25.3541 | 0 | -25.3541 | 0 | 0 | 1288.8 | 0 | 0
8480 | 1161.104 | 129.81 | 215.3671 | 0 | -215.3671 | 0 | 0 | 1161.104 | 0 | 0
8481 | 829.113 | 369.2 | 634.3264 | 32.3681 | -601.9583 | 0 | 0 | 797.955 | 0 | 0
8482 | 1028.635 | 464.6 | 783.0708 | 181.1125 | -601.9583 | 0 | 0 | 854.288 | 0 | 0
8483 | 1605.522 | 693.3 | 1153.7225 | 551.7643 | -601.9583 | 0 | 0 | 1074.369 | 0 | 0
8484 | 1388.834 | 730.33 | 1208.3294 | 606.3711 | -601.9583 | 0 | 0 | 805.114 | 0 | 0
8485 | 1422.415 | 605.67 | 1005.7614 | 947.1749 | -58.5865 | 0 | 0 | 510.622 | 0 | 0
8486 | 1624.992 | 608.7 | 1019.1267 | 1019.1267 | 0 | 0 | 0 | 643.935 | 0 | 0
8487 | 1558.054 | 391.85 | 662.8478 | 662.8478 | 0 | 0 | 0 | 919.967 | 0 | 0
8488 | 1796.174 | 67.67 | 103.7195 | 103.7195 | 0 | 0 | 0 | 1364.19 | 0 | 345.0276
8489 | 1733.951 | 53.03 | 79.2172 | 79.2172 | 0 | 0 | 0 | 1364.19 | 0 | 304.8933
8490 | 1379.821 | 2.94 | 0 | 0 | 0 | 0 | 0 | 1364.19 | 0 | 16.2376
8491 | 1425.6 | 0 | 0 | 0 | 0 | 0 | 0 | 1364.19 | 0 | 63.793
8492 | 1449.6 | 0 | 0 | 0 | 0 | 0 | 0 | 1364.19 | 0 | 88.7243
8493 | 1551.2 | 0 | 0 | 0 | 0 | 0 | 0 | 1364.19 | 0 | 194.2669
8494 | 1432.8 | 0 | 0 | 0 | 0 | 0 | 0 | 1027.926 | 0 | 420.585
8495 | 1576.8 | 0 | 0 | 0 | 0 | 0 | 0 | 997.328 | 0 | 601.9583
8496 | 1746.4 | 0 | 0 | 0 | 0 | 0 | 0 | 1364.19 | 0 | 397.0416
8497 | 704 | 0 | 0 | 0 | 0 | 0 | 0 | 704 | 0 | 0
8498 | 883.2 | 0 | 0 | 0 | 0 | 0 | 0 | 883.2 | 0 | 0
8499 | 1075.2 | 0 | 0 | 0 | 0 | 0 | 0 | 1075.2 | 0 | 0
8500 | 876.8 | 0 | 0 | 0 | 0 | 0 | 0 | 876.8 | 0 | 0
8501 | 927.2 | 0 | 0 | 0 | 0 | 0 | 0 | 927.2 | 0 | 0
8502 | 720.8 | 0 | 0 | 0 | 0 | 0 | 0 | 720.8 | 0 | 0
8503 | 638.4 | 49.89 | 58.2873 | 58.2873 | 0 | 0 | 0 | 582.29 | 0 | 0
8504 | 622.722 | 247.18 | 421.2301 | 421.2301 | 0 | 0 | 0 | 217.227 | 0 | 0
8505 | 603.316 | 547.64 | 961.5416 | 626.7275 | -334.814 | 0 | 0 | 0 | 0 | 0
8506 | 1098.458 | 740.78 | 1264.1506 | 1141.0834 | -123.0672 | 0 | 0 | 0 | 0 | 0
8507 | 979.053 | 763.01 | 1273.9673 | 1017.0449 | -256.9224 | 0 | 0 | 0 | 0 | 0
8508 | 716.923 | 797.18 | 1315.1455 | 744.743 | -570.4025 | 0 | 0 | 0 | 0 | 0
8509 | 680.172 | 770.89 | 1269.3592 | 706.5659 | -562.7932 | 0 | 0 | 0 | 0 | 0
8510 | 780.334 | 676.96 | 1123.9795 | 810.6147 | -313.3648 | 0 | 0 | 0 | 0 | 0
8511 | 882.579 | 501.56 | 844.2117 | 844.2117 | 0 | 0 | 0 | 69.903 | 0 | 0
8512 | 842.753 | 451.72 | 778.4886 | 778.4886 | 0 | 0 | 0 | 93.345 | 0 | 0
8513 | 490.41 | 208.07 | 332.3074 | 332.3074 | 0 | 0 | 0 | 170.516 | 0 | 0
8514 | 678.563 | 8.66 | 0 | 0 | 0 | 0 | 0 | 678.563 | 0 | 0
8515 | 853.6 | 0 | 0 | 0 | 0 | 0 | 0 | 853.6 | 0 | 0
8516 | 705.6 | 0 | 0 | 0 | 0 | 0 | 0 | 705.6 | 0 | 0
8517 | 828.8 | 0 | 0 | 0 | 0 | 0 | 0 | 828.8 | 0 | 0
8518 | 820 | 0 | 0 | 0 | 0 | 0 | 0 | 820 | 0 | 0
8519 | 755.2 | 0 | 0 | 0 | 0 | 0 | 0 | 618.985 | 0 | 141.5008
8520 | 697.6 | 0 | 0 | 0 | 0 | 0 | 0 | 118.128 | 0 | 601.9583
8521 | 1381.6 | 0 | 0 | 0 | 0 | 0 | 0 | 1364.19 | 0 | 18.0856
8522 | 1472 | 0 | 0 | 0 | 0 | 0 | 0 | 1364.19 | 0 | 111.9935
8523 | 1526.4 | 0 | 0 | 0 | 0 | 0 | 0 | 1364.19 | 0 | 168.5045
8524 | 1505.6 | 0 | 0 | 0 | 0 | 0 | 0 | 1364.19 | 0 | 146.8974
8525 | 1336.8 | 0 | 0 | 0 | 0 | 0 | 0 | 1336.8 | 0 | 0
8526 | 1504 | 0 | 0 | 0 | 0 | 0 | 0 | 1364.19 | 0 | 145.2353
8527 | 1156.8 | 16.65 | 14.429 | 14.429 | 0 | 0 | 0 | 563.438 | 0 | 601.9583
8528 | 151.282 | 92.09 | 151.1731 | 151.1731 | 0 | 0 | 0 | 0 | 0 | 5.9794
8529 | 203.767 | 276.79 | 481.3863 | 211.6741 | -269.7121 | 0 | 0 | 0 | 0 | 0
8530 | 271.406 | 441.18 | 762.7019 | 281.9378 | -480.764 | 0 | 0 | 0 | 0 | 0
8531 | 225.678 | 633.7 | 1081.7593 | 234.4354 | -601.9583 | 0 | 245.3657 | 0 | 0 | 0
8532 | 210.894 | 642.07 | 1085.098 | 219.0777 | -601.9583 | 0 | 264.0621 | 0 | 0 | 0
8533 | 235.761 | 515.84 | 868.5675 | 244.9096 | -601.9583 | 0 | 21.6996 | 0 | 0 | 0
8534 | 236.032 | 340.14 | 570.2965 | 245.1901 | -150.7898 | 0 | 174.3166 | 0 | 0 | 0
8535 | 258.885 | 255 | 426.6309 | 268.931 | 0 | 0 | 157.6999 | 0 | 0 | 0
8536 | 263.906 | 127.75 | 208.6512 | 208.6512 | 0 | 0 | 0 | 63.049 | 0 | 0
8537 | 505.286 | 60.13 | 91.6236 | 91.6236 | 0 | 0 | 0 | 417.085 | 0 | 0
8538 | 457.786 | 4.89 | 0 | 0 | 0 | 0 | 0 | 457.786 | 0 | 0
8539 | 296 | 0 | 0 | 0 | 0 | 0 | 0 | 0 | 0 | 307.4862
8540 | 264.8 | 0 | 0 | 0 | 0 | 0 | 0 | 0 | 0 | 275.0755
8541 | 239.2 | 0 | 0 | 0 | 0 | 0 | 0 | 0 | 0 | 248.4821
8542 | 282.4 | 0 | 0 | 0 | 0 | 0 | 0 | 0 | 0 | 293.3585
8543 | 237.6 | 0 | 0 | 0 | 0 | 0 | 0 | 0 | 0 | 246.82
8544 | 223.2 | 0 | 0 | 0 | 0 | 0 | 0 | 223.2 | 0 | 0
8545 | 259.2 | 0 | 0 | 0 | 0 | 0 | 0 | 259.2 | 0 | 0
8546 | 218.4 | 0 | 0 | 0 | 0 | 0 | 0 | 218.4 | 0 | 0
8547 | 200 | 0 | 0 | 0 | 0 | 0 | 0 | 200 | 0 | 0
8548 | 210.4 | 0 | 0 | 0 | 0 | 0 | 0 | 210.4 | 0 | 0
8549 | 123.2 | 0 | 0 | 0 | 0 | 0 | 0 | 123.2 | 0 | 0
8550 | 180 | 0 | 0 | 0 | 0 | 0 | 0 | 180 | 0 | 0
8551 | 153.6 | 27.04 | 29.1333 | 0 | -29.1333 | 0 | 0 | 153.6 | 0 | 0
8552 | 243.992 | 184.91 | 313.1518 | 0 | -313.1518 | 0 | 0 | 243.992 | 0 | 0
8553 | 437.884 | 326.66 | 567.9862 | 0 | -567.9862 | 0 | 0 | 437.884 | 0 | 0
8554 | 969.506 | 436.8 | 749.2099 | 147.2516 | -601.9583 | 0 | 0 | 827.756 | 0 | 0
8555 | 1470.638 | 524.69 | 888.9239 | 875.1317 | -13.7922 | 0 | 0 | 628.197 | 0 | 0
8556 | 1520.337 | 639.45 | 1071.1947 | 1071.1947 | 0 | 0 | 0 | 489.157 | 0 | 0
8557 | 1436.091 | 646.24 | 1077.3922 | 1077.3922 | 0 | 0 | 0 | 398.945 | 0 | 0
8558 | 1653.246 | 503.83 | 842.8114 | 842.8114 | 0 | 0 | 0 | 841.918 | 0 | 0
8559 | 1597.991 | 424.73 | 717.1534 | 717.1534 | 0 | 0 | 0 | 907.627 | 0 | 0
8560 | 1630.98 | 73.56 | 113.8883 | 113.8883 | 0 | 0 | 0 | 1364.19 | 0 | 163.2554
8561 | 1716.665 | 137.19 | 220.7367 | 220.7367 | 0 | 0 | 0 | 1364.19 | 0 | 145.416
8562 | 1572.735 | 9.08 | 0 | 0 | 0 | 0 | 0 | 1364.19 | 0 | 216.6375
8563 | 1589.6 | 0 | 0 | 0 | 0 | 0 | 0 | 1364.19 | 0 | 234.157
8564 | 1557.6 | 0 | 0 | 0 | 0 | 0 | 0 | 1364.19 | 0 | 200.9152
8565 | 1602.4 | 0 | 0 | 0 | 0 | 0 | 0 | 1344.19 | 0 | 268.2298
8566 | 1444 | 0 | 0 | 0 | 0 | 0 | 0 | 864.528 | 0 | 601.9583
8567 | 1375.2 | 0 | 0 | 0 | 0 | 0 | 0 | 795.728 | 0 | 601.9583
8568 | 1093.6 | 0 | 0 | 0 | 0 | 0 | 0 | 1093.6 | 0 | 0
8569 | 1228 | 0 | 0 | 0 | 0 | 0 | 0 | 1228 | 0 | 0
8570 | 1288 | 0 | 0 | 0 | 0 | 0 | 0 | 1288 | 0 | 0
8571 | 1141.6 | 0 | 0 | 0 | 0 | 0 | 0 | 1141.6 | 0 | 0
8572 | 1294.4 | 0 | 0 | 0 | 0 | 0 | 0 | 1294.4 | 0 | 0
8573 | 1065.6 | 0 | 0 | 0 | 0 | 0 | 0 | 1065.6 | 0 | 0
8574 | 829.6 | 0 | 0 | 0 | 0 | 0 | 0 | 829.6 | 0 | 0
8575 | 1029.6 | 74.81 | 79.4904 | 0 | -79.4904 | 0 | 0 | 1029.6 | 0 | 0
8576 | 822.307 | 308.38 | 511.5043 | 492.3872 | -19.1171 | 0 | 0 | 348.313 | 0 | 0
8577 | 592.193 | 545.42 | 936.7806 | 615.1729 | -321.6077 | 0 | 0 | 0 | 0 | 0
8578 | 240.544 | 733.07 | 1227.1515 | 249.8782 | -601.9583 | 0 | 375.315 | 0 | 0 | 0
8579 | 160.732 | 636.27 | 1058.9524 | 166.9692 | -601.9583 | 0 | 290.0249 | 0 | 0 | 0
8580 | 234.455 | 607.99 | 1007.2168 | 243.554 | -601.9583 | 0 | 161.7045 | 0 | 0 | 0
8581 | 799.112 | 800.44 | 1311.1721 | 830.1213 | -481.0507 | 0 | 0 | 0 | 0 | 0
8582 | 1280.093 | 635.65 | 1057.3329 | 1057.3329 | 0 | 0 | 0 | 262.257 | 0 | 0
8583 | 1234.242 | 429.79 | 725.9033 | 725.9033 | 0 | 0 | 0 | 535.455 | 0 | 0
8584 | 1396.75 | 206.02 | 346.0176 | 346.0176 | 0 | 0 | 0 | 1063.658 | 0 | 0
8585 | 1167.432 | 109.53 | 170.7379 | 170.7379 | 0 | 0 | 0 | 1003.072 | 0 | 0
8586 | 1508.661 | 12.86 | 1.8626 | 1.8626 | 0 | 0 | 0 | 1364.19 | 0 | 148.2156
8587 | 1127.2 | 0 | 0 | 0 | 0 | 0 | 0 | 1127.2 | 0 | 0
8588 | 1019.2 | 0 | 0 | 0 | 0 | 0 | 0 | 558.635 | 0 | 478.4371
8589 | 1018.4 | 0 | 0 | 0 | 0 | 0 | 0 | 438.928 | 0 | 601.9583
8590 | 1072 | 0 | 0 | 0 | 0 | 0 | 0 | 492.528 | 0 | 601.9583
8591 | 1246.4 | 0 | 0 | 0 | 0 | 0 | 0 | 666.928 | 0 | 601.9583
8592 | 1248 | 0 | 0 | 0 | 0 | 0 | 0 | 1248 | 0 | 0
8593 | 1350.4 | 0 | 0 | 0 | 0 | 0 | 0 | 1350.4 | 0 | 0
8594 | 1180.8 | 0 | 0 | 0 | 0 | 0 | 0 | 1180.8 | 0 | 0
8595 | 1263.2 | 0 | 0 | 0 | 0 | 0 | 0 | 1263.2 | 0 | 0
8596 | 924 | 0 | 0 | 0 | 0 | 0 | 0 | 924 | 0 | 0
8597 | 1158.4 | 0 | 0 | 0 | 0 | 0 | 0 | 1158.4 | 0 | 0
8598 | 944.8 | 0 | 0 | 0 | 0 | 0 | 0 | 944.8 | 0 | 0
8599 | 1162.4 | 66.24 | 70.6283 | 0 | -70.6283 | 0 | 0 | 1162.4 | 0 | 0
8600 | 1102.325 | 281.69 | 466.6758 | 0 | -466.6758 | 0 | 0 | 1102.325 | 0 | 0
8601 | 1299.188 | 407.08 | 693.7315 | 91.7732 | -601.9583 | 0 | 0 | 1210.843 | 0 | 0
8602 | 1255.151 | 603.92 | 1007.5201 | 405.5618 | -601.9583 | 0 | 0 | 864.739 | 0 | 0
8603 | 1741.645 | 624.67 | 1026.3121 | 424.3538 | -601.9583 | 0 | 0 | 1333.143 | 0 | 0
8604 | 1714.976 | 729.44 | 1184.4306 | 820.4698 | -363.9608 | 0 | 0 | 925.155 | 0 | 0
8605 | 1914.011 | 932.68 | 1505.2354 | 1505.2354 | 0 | 0 | 0 | 465.004 | 0 | 0
8606 | 1870.71 | 637.72 | 1043.6882 | 1043.6882 | 0 | 0 | 0 | 866.009 | 0 | 0
8607 | 1783.81 | 436.5 | 723.5815 | 723.5815 | 0 | 0 | 0 | 1087.258 | 0 | 0
8608 | 2019.637 | 332.48 | 559.3932 | 559.3932 | 0 | 0 | 0 | 1364.19 | 0 | 121.4882
8609 | 1410.31 | 67.73 | 102.6214 | 47.9107 | -54.7107 | 0 | 0 | 1364.19 | 0 | 0
8610 | 1651.085 | 5.87 | 0 | 0 | 0 | 0 | 0 | 1364.19 | 0 | 298.0279
8611 | 1632 | 0 | 0 | 0 | 0 | 0 | 0 | 1364.19 | 0 | 278.2023
8612 | 1364.8 | 0 | 0 | 0 | 0 | 0 | 0 | 1364.19 | 0 | 0.63367
8613 | 1691.2 | 0 | 0 | 0 | 0 | 0 | 0 | 1364.19 | 0 | 339.6995
8614 | 1349.6 | 0 | 0 | 0 | 0 | 0 | 0 | 1349.6 | 0 | 0
8615 | 1433.6 | 0 | 0 | 0 | 0 | 0 | 0 | 1364.19 | 0 | 72.1034
8616 | 1556 | 0 | 0 | 0 | 0 | 0 | 0 | 1364.19 | 0 | 199.2531
8617 | 1457.6 | 0 | 0 | 0 | 0 | 0 | 0 | 1364.19 | 0 | 97.0348
8618 | 1494.4 | 0 | 0 | 0 | 0 | 0 | 0 | 1364.19 | 0 | 135.2628
8619 | 1759.2 | 0 | 0 | 0 | 0 | 0 | 0 | 1364.19 | 0 | 410.3383
8620 | 1729.6 | 0 | 0 | 0 | 0 | 0 | 0 | 1364.19 | 0 | 379.5896
8621 | 1414.4 | 0 | 0 | 0 | 0 | 0 | 0 | 1364.19 | 0 | 52.1584
8622 | 1408.8 | 0 | 0 | 0 | 0 | 0 | 0 | 1364.19 | 0 | 46.3411
8623 | 1471.2 | 56.27 | 59.6087 | 59.6087 | 0 | 0 | 0 | 1364.19 | 0 | 51.5538
8624 | 1645.752 | 247.81 | 408.9774 | 292.489 | -116.4884 | 0 | 0 | 1364.19 | 0 | 0
8625 | 1196.191 | 461.73 | 784.0337 | 182.0755 | -601.9583 | 0 | 0 | 1020.918 | 0 | 0
8626 | 1139.333 | 582.02 | 963.4322 | 361.4739 | -601.9583 | 0 | 0 | 791.363 | 0 | 0
8627 | 1201.095 | 702.42 | 1135.506 | 533.5478 | -601.9583 | 0 | 0 | 687.478 | 0 | 0
8628 | 1464.687 | 776.49 | 1237.0689 | 635.1107 | -601.9583 | 0 | 0 | 853.302 | 0 | 0
8629 | 1491.287 | 528.51 | 847.5566 | 664.7384 | -182.8182 | 0 | 0 | 851.379 | 0 | 0
8630 | 1221.935 | 643.19 | 1021.9772 | 1021.9772 | 0 | 0 | 0 | 238.134 | 0 | 0
8631 | 1440.758 | 328.34 | 533.8906 | 533.8906 | 0 | 0 | 0 | 926.811 | 0 | 0
8632 | 1143.128 | 397.39 | 659.8633 | 659.8633 | 0 | 0 | 0 | 507.914 | 0 | 0
8633 | 1279.819 | 160.67 | 254.477 | 254.477 | 0 | 0 | 0 | 1034.848 | 0 | 0
8634 | 1197.79 | 12.35 | 2.2885 | 2.2885 | 0 | 0 | 0 | 1195.587 | 0 | 0
8635 | 973.6 | 0 | 0 | 0 | 0 | 0 | 0 | 962.438 | 0 | 11.5951
8636 | 1392 | 0 | 0 | 0 | 0 | 0 | 0 | 812.528 | 0 | 601.9583
8637 | 827.2 | 0 | 0 | 0 | 0 | 0 | 0 | 247.728 | 0 | 601.9583
8638 | 1307.2 | 0 | 0 | 0 | 0 | 0 | 0 | 727.728 | 0 | 601.9583
8639 | 978.4 | 0 | 0 | 0 | 0 | 0 | 0 | 398.928 | 0 | 601.9583
8640 | 1164.8 | 0 | 0 | 0 | 0 | 0 | 0 | 1164.8 | 0 | 0
8641 | 1192 | 0 | 0 | 0 | 0 | 0 | 0 | 1192 | 0 | 0
8642 | 1257.6 | 0 | 0 | 0 | 0 | 0 | 0 | 1257.6 | 0 | 0
8643 | 1376.8 | 0 | 0 | 0 | 0 | 0 | 0 | 1364.19 | 0 | 13.0993
8644 | 1199.2 | 0 | 0 | 0 | 0 | 0 | 0 | 1199.2 | 0 | 0
8645 | 1092.8 | 0 | 0 | 0 | 0 | 0 | 0 | 1092.8 | 0 | 0
8646 | 1172.8 | 0 | 0 | 0 | 0 | 0 | 0 | 1172.8 | 0 | 0
8647 | 1270.4 | 54.68 | 58.8493 | 0 | -58.8493 | 0 | 0 | 1270.4 | 0 | 0
8648 | 1082.229 | 284.49 | 463.8045 | 0 | -463.8045 | 0 | 0 | 1082.229 | 0 | 0
8649 | 1267.43 | 526.46 | 877.3724 | 275.4141 | -601.9583 | 0 | 0 | 1002.304 | 0 | 0
8650 | 1460.39 | 723.24 | 1160.8861 | 558.9279 | -601.9583 | 0 | 0 | 922.341 | 0 | 0
8651 | 1254.555 | 746.92 | 1174.4176 | 572.4593 | -601.9583 | 0 | 0 | 703.48 | 0 | 0
8652 | 1447.708 | 913.06 | 1395.2571 | 1016.646 | -378.6111 | 0 | 0 | 469.038 | 0 | 0
8653 | 1292.068 | 714.55 | 1112.2534 | 1112.2534 | 0 | 0 | 0 | 221.363 | 0 | 0
8654 | 1332.407 | 650.88 | 1023.1458 | 1023.1458 | 0 | 0 | 0 | 347.481 | 0 | 0
8655 | 1699.676 | 502.92 | 809.7878 | 809.7878 | 0 | 0 | 0 | 920.138 | 0 | 0
8656 | 1738.895 | 387.32 | 638.9937 | 638.9937 | 0 | 0 | 0 | 1123.771 | 0 | 0
8657 | 1656.8 | 159.55 | 252.2363 | 252.2363 | 0 | 0 | 0 | 1364.19 | 0 | 51.7283
8658 | 1844.457 | 14.14 | 3.9693 | 3.9693 | 0 | 0 | 0 | 1364.19 | 0 | 494.9344
8659 | 1589.6 | 0 | 0 | 0 | 0 | 0 | 0 | 1364.19 | 0 | 234.157
8660 | 1539.2 | 0 | 0 | 0 | 0 | 0 | 0 | 1364.19 | 0 | 181.8012
8661 | 1721.6 | 0 | 0 | 0 | 0 | 0 | 0 | 1364.19 | 0 | 371.2792
8662 | 1580 | 0 | 0 | 0 | 0 | 0 | 0 | 1235.715 | 0 | 357.6449
8663 | 1633.6 | 0 | 0 | 0 | 0 | 0 | 0 | 1054.128 | 0 | 601.9583
8664 | 1402.4 | 0 | 0 | 0 | 0 | 0 | 0 | 1364.19 | 0 | 39.6927
8665 | 1166.4 | 0 | 0 | 0 | 0 | 0 | 0 | 1166.4 | 0 | 0
8666 | 950.4 | 0 | 0 | 0 | 0 | 0 | 0 | 950.4 | 0 | 0
8667 | 1228.8 | 0 | 0 | 0 | 0 | 0 | 0 | 1228.8 | 0 | 0
8668 | 1433.6 | 0 | 0 | 0 | 0 | 0 | 0 | 1364.19 | 0 | 72.1034
8669 | 1112.8 | 0 | 0 | 0 | 0 | 0 | 0 | 1112.8 | 0 | 0
8670 | 1390.4 | 0 | 0 | 0 | 0 | 0 | 0 | 1364.19 | 0 | 27.2271
8671 | 1300 | 46.7 | 49.0378 | 0 | -49.0378 | 0 | 0 | 1300 | 0 | 0
8672 | 1239.89 | 230.23 | 378.207 | 0 | -378.207 | 0 | 0 | 1239.89 | 0 | 0
8673 | 1372.872 | 450.55 | 755.798 | 153.8397 | -601.9583 | 0 | 0 | 1224.779 | 0 | 0
8674 | 1438.053 | 726.67 | 1172.7243 | 570.7661 | -601.9583 | 0 | 0 | 888.608 | 0 | 0
8675 | 1474.877 | 768.95 | 1218.2333 | 616.2751 | -601.9583 | 0 | 0 | 881.624 | 0 | 0
8676 | 1655.249 | 806.67 | 1265.2621 | 791.242 | -474.0201 | 0 | 0 | 893.563 | 0 | 0
8677 | 1465.832 | 918.93 | 1432.1336 | 1432.1336 | 0 | 0 | 0 | 87.196 | 0 | 0
8678 | 1372.877 | 845.68 | 1336.5231 | 1336.5231 | 0 | 0 | 0 | 86.28 | 0 | 0
8679 | 1501.38 | 595.16 | 971.7489 | 971.7489 | 0 | 0 | 0 | 565.931 | 0 | 0
8680 | 1727.807 | 326.7 | 543.9867 | 543.9867 | 0 | 0 | 0 | 1204.141 | 0 | 0
8681 | 1880.42 | 196.69 | 312.3146 | 312.3146 | 0 | 0 | 0 | 1364.19 | 0 | 223.9486
8682 | 1581.08 | 15.03 | 5.0309 | 5.0309 | 0 | 0 | 0 | 1364.19 | 0 | 220.2765
8683 | 1718.4 | 0 | 0 | 0 | 0 | 0 | 0 | 1364.19 | 0 | 367.955
8684 | 1398.4 | 0 | 0 | 0 | 0 | 0 | 0 | 1364.19 | 0 | 35.5375
8685 | 1615.2 | 0 | 0 | 0 | 0 | 0 | 0 | 1364.19 | 0 | 260.7504
8686 | 1388 | 0 | 0 | 0 | 0 | 0 | 0 | 1364.19 | 0 | 24.7339
8687 | 1260 | 0 | 0 | 0 | 0 | 0 | 0 | 1260 | 0 | 0
8688 | 1138.4 | 0 | 0 | 0 | 0 | 0 | 0 | 1138.4 | 0 | 0
8689 | 1516 | 0 | 0 | 0 | 0 | 0 | 0 | 1364.19 | 0 | 157.7009
8690 | 1427.2 | 0 | 0 | 0 | 0 | 0 | 0 | 1364.19 | 0 | 65.4551
8691 | 1350.4 | 0 | 0 | 0 | 0 | 0 | 0 | 1350.4 | 0 | 0
8692 | 1424.8 | 0 | 0 | 0 | 0 | 0 | 0 | 1364.19 | 0 | 62.962
8693 | 1365.6 | 0 | 0 | 0 | 0 | 0 | 0 | 1364.19 | 0 | 1.4647
8694 | 1286.4 | 0 | 0 | 0 | 0 | 0 | 0 | 1286.4 | 0 | 0
8695 | 1076.8 | 34.35 | 33.9835 | 0 | -33.9835 | 0 | 0 | 1076.8 | 0 | 0
8696 | 900.697 | 205.48 | 337.0662 | 0 | -337.0662 | 0 | 0 | 900.697 | 0 | 0
8697 | 1097.2 | 432.49 | 728.733 | 126.7747 | -601.9583 | 0 | 0 | 975.161 | 0 | 0
8698 | 1366.655 | 723.64 | 1186.8749 | 615.9354 | -570.9396 | 0 | 0 | 773.728 | 0 | 0
8699 | 1227.291 | 778.47 | 1258.4881 | 1258.4881 | 0 | 0 | 0 | 15.814 | 0 | 0
8700 | 1383.572 | 926.88 | 1474.494 | 1437.2612 | -37.2328 | 0 | 0 | 0 | 0 | 0
8701 | 1468.257 | 763.02 | 1226.7796 | 1226.7796 | 0 | 0 | 0 | 287.304 | 0 | 0
8702 | 1027.48 | 624.11 | 1014.4791 | 1014.4791 | 0 | 0 | 0 | 50.897 | 0 | 0
8703 | 1438.064 | 297.18 | 488.1894 | 488.1894 | 0 | 0 | 0 | 968.111 | 0 | 0
8704 | 621.669 | 231.91 | 383.722 | 383.722 | 0 | 0 | 0 | 252.281 | 0 | 0
8705 | 592.386 | 111.31 | 176.0109 | 176.0109 | 0 | 0 | 0 | 422.95 | 0 | 0
8706 | 255.342 | 7.83 | 0 | 0 | 0 | 0 | 0 | 255.342 | 0 | 0
8707 | 254.4 | 0 | 0 | 0 | 0 | 0 | 0 | 0 | 0 | 264.2719
8708 | 272 | 0 | 0 | 0 | 0 | 0 | 0 | 0 | 0 | 282.5549
8709 | 180 | 0 | 0 | 0 | 0 | 0 | 0 | 0 | 0 | 186.9849
8710 | 245.6 | 0 | 0 | 0 | 0 | 0 | 0 | 0 | 0 | 255.1304
8711 | 105.6 | 0 | 0 | 0 | 0 | 0 | 0 | 0 | 0 | 109.6978
8712 | 99.2 | 0 | 0 | 0 | 0 | 0 | 0 | 99.2 | 0 | 0
8713 | 91.2 | 0 | 0 | 0 | 0 | 0 | 0 | 91.2 | 0 | 0
8714 | 98.4 | 0 | 0 | 0 | 0 | 0 | 0 | 98.4 | 0 | 0
8715 | 89.6 | 0 | 0 | 0 | 0 | 0 | 0 | 89.6 | 0 | 0
8716 | 95.2 | 0 | 0 | 0 | 0 | 0 | 0 | 95.2 | 0 | 0
8717 | 91.2 | 0 | 0 | 0 | 0 | 0 | 0 | 91.2 | 0 | 0
8718 | 96.8 | 0 | 0 | 0 | 0 | 0 | 0 | 96.8 | 0 | 0
8719 | 77.6 | 17.63 | 13.9314 | 0 | -13.9314 | 0 | 0 | 77.6 | 0 | 0
8720 | 94.05 | 173.11 | 286.1357 | 0 | -286.1357 | 0 | 0 | 94.05 | 0 | 0
8721 | 825.915 | 401.95 | 687.1579 | 85.1996 | -601.9583 | 0 | 0 | 743.898 | 0 | 0
8722 | 1285.579 | 455.66 | 759.386 | 438.7444 | -320.6416 | 0 | 0 | 863.224 | 0 | 0
8723 | 1403.535 | 247.62 | 403.3274 | 403.3274 | 0 | 0 | 0 | 1015.274 | 0 | 0
8724 | 1280.109 | 334.47 | 545.4546 | 545.4546 | 0 | 0 | 0 | 755.03 | 0 | 0
8725 | 1122.521 | 491.87 | 800.5476 | 800.5476 | 0 | 0 | 0 | 351.878 | 0 | 0
8726 | 1380.964 | 307.57 | 501.6876 | 501.6876 | 0 | 0 | 0 | 898.017 | 0 | 0
8727 | 1395.618 | 297.17 | 488.1759 | 488.1759 | 0 | 0 | 0 | 925.678 | 0 | 0
8728 | 1382.822 | 125.62 | 201.5229 | 201.5229 | 0 | 0 | 0 | 1188.827 | 0 | 0
8729 | 1035.196 | 61.03 | 92.0111 | 92.0111 | 0 | 0 | 0 | 946.622 | 0 | 0
8730 | 1041.064 | 6.85 | 0 | 0 | 0 | 0 | 0 | 1041.064 | 0 | 0
8731 | 1022.4 | 0 | 0 | 0 | 0 | 0 | 0 | 998.628 | 0 | 24.6945
8732 | 1182.4 | 0 | 0 | 0 | 0 | 0 | 0 | 602.928 | 0 | 601.9583
8733 | 1686.4 | 0 | 0 | 0 | 0 | 0 | 0 | 1106.928 | 0 | 601.9583
8734 | 897.6 | 0 | 0 | 0 | 0 | 0 | 0 | 318.128 | 0 | 601.9583
8735 | 1217.6 | 0 | 0 | 0 | 0 | 0 | 0 | 638.128 | 0 | 601.9583
8736 | 1290.4 | 0 | 0 | 0 | 0 | 0 | 0 | 1290.4 | 0 | 0
8737 | 1120 | 0 | 0 | 0 | 0 | 0 | 0 | 1120 | 0 | 0
8738 | 1036.8 | 0 | 0 | 0 | 0 | 0 | 0 | 1036.8 | 0 | 0
8739 | 1090.4 | 0 | 0 | 0 | 0 | 0 | 0 | 1090.4 | 0 | 0
8740 | 1088 | 0 | 0 | 0 | 0 | 0 | 0 | 1088 | 0 | 0
8741 | 1287.2 | 0 | 0 | 0 | 0 | 0 | 0 | 1287.2 | 0 | 0
8742 | 1304.8 | 0 | 0 | 0 | 0 | 0 | 0 | 1304.8 | 0 | 0
8743 | 1274.4 | 31.55 | 29.2029 | 0 | -29.2029 | 0 | 0 | 1274.4 | 0 | 0
8744 | 1022.55 | 173.95 | 289.358 | 0 | -289.358 | 0 | 0 | 1022.55 | 0 | 0
8745 | 1026.462 | 426.19 | 735.1268 | 133.1685 | -601.9583 | 0 | 0 | 898.269 | 0 | 0
8746 | 1278.239 | 612.41 | 1032.5065 | 430.5482 | -601.9583 | 0 | 0 | 863.774 | 0 | 0
8747 | 1288.464 | 578.91 | 961.6091 | 359.6508 | -601.9583 | 0 | 0 | 942.248 | 0 | 0
8748 | 1351.624 | 594.51 | 982.0507 | 399.3467 | -582.704 | 0 | 0 | 967.195 | 0 | 0
8749 | 1146.697 | 414.4 | 686.5087 | 686.5087 | 0 | 0 | 0 | 485.833 | 0 | 0
8750 | 1487.273 | 393.74 | 656.8529 | 656.8529 | 0 | 0 | 0 | 854.957 | 0 | 0
8751 | 1161.038 | 453.65 | 768.2948 | 768.2948 | 0 | 0 | 0 | 421.443 | 0 | 0
8752 | 1604.111 | 362.16 | 624.4733 | 624.4733 | 0 | 0 | 0 | 1002.965 | 0 | 0
8753 | 1704.867 | 64.06 | 99.0438 | 99.0438 | 0 | 0 | 0 | 1364.19 | 0 | 254.8531
8754 | 1368.022 | 7.83 | 0 | 0 | 0 | 0 | 0 | 1364.19 | 0 | 3.9807
8755 | 1372.8 | 0 | 0 | 0 | 0 | 0 | 0 | 1364.19 | 0 | 8.9441
8756 | 1204.8 | 0 | 0 | 0 | 0 | 0 | 0 | 859.332 | 0 | 358.8738
8757 | 1449.6 | 0 | 0 | 0 | 0 | 0 | 0 | 870.128 | 0 | 601.9583
8758 | 1340 | 0 | 0 | 0 | 0 | 0 | 0 | 760.528 | 0 | 601.9583
8759 | 1208 | 0 | 0 | 0 | 0 | 0 | 0 | 628.528 | 0 | 601.9583
8760 | 1216 | 0 | 0 | 0 | 0 | 0 | 0 | 1216 | 0 | 0

## Load Duration
Rank | Load (kW) | Net Load (kW)
1 | 2428 | 1927.167
2 | 2418.5558 | 1927.167
3 | 2414.4 | 1927.167
4 | 2405.0087 | 1927.167
5 | 2390.381 | 1927.167
6 | 2389.6 | 1927.167
7 | 2387.844 | 1927.167
8 | 2381.0831 | 1927.167
9 | 2380.3051 | 1927.167
10 | 2379.2 | 1927.167
11 | 2378.556 | 1927.167
12 | 2369.9456 | 1927.167
13 | 2352 | 1927.167
14 | 2342.8514 | 1927.167
15 | 2335.268 | 1927.167
16 | 2330.4 | 1927.167
17 | 2326.1845 | 1927.167
18 | 2321.3354 | 1927.167
19 | 2297.304 | 1927.167
20 | 2295.2 | 1927.167
21 | 2288.3681 | 1927.167
22 | 2286.452 | 1927.167
23 | 2286.2723 | 1927.167
24 | 2279.797 | 1889.422
25 | 2277.5584 | 1880.656
26 | 2270.9292 | 1879.88
27 | 2261.298 | 1879.88
28 | 2256.255 | 1879.88
29 | 2252.5022 | 1879.88
30 | 2247.4788 | 1879.88
31 | 2215.2 | 1879.88
32 | 2208.8 | 1879.88
33 | 2206.5835 | 1879.88
34 | 2200.2084 | 1879.88
35 | 2188.553 | 1879.88
36 | 2181.431 | 1879.88
37 | 2180.0402 | 1879.88
38 | 2172.9459 | 1879.88
39 | 2172.8 | 1879.88
40 | 2168.745 | 1879.88
41 | 2164.3484 | 1879.88
42 | 2160.3092 | 1879.88
43 | 2156.812 | 1879.88
44 | 2156.8 | 1879.88
45 | 2148.4226 | 1879.88
46 | 2148.4107 | 1879.88
47 | 2138.256 | 1879.88
48 | 2137.608 | 1879.88
49 | 2133.191 | 1879.88
50 | 2129.6 | 1873.683
51 | 2121.3165 | 1864.878
52 | 2117.631 | 1857.415
53 | 2116.262 | 1850.4
54 | 2112.8 | 1843.202
55 | 2098.686 | 1842.4
56 | 2095.805 | 1839.556
57 | 2091.005 | 1835.234
58 | 2089.833 | 1833.261
59 | 2088.377 | 1832.8
60 | 2087.6529 | 1826.313
61 | 2076.6159 | 1825.671
62 | 2075.2 | 1818.198
63 | 2071.826 | 1817.683
64 | 2071.6969 | 1815.066
65 | 2067.1281 | 1812
66 | 2067.103 | 1806.428
67 | 2057.6 | 1804.952
68 | 2057.6 | 1789.301
69 | 2055.558 | 1784.8
70 | 2055.2559 | 1782.631
71 | 2055.2 | 1780.119
72 | 2055.08 | 1777.858
73 | 2051.354 | 1775.605
74 | 2049.5965 | 1772.528
75 | 2047.677 | 1767.777
76 | 2043.3748 | 1763.379
77 | 2041.861 | 1760.716
78 | 2040.8 | 1759.2
79 | 2035.7422 | 1756
80 | 2033.628 | 1754.748
81 | 2032.8619 | 1752.505
82 | 2028.8 | 1751.326
83 | 2027.2 | 1749.606
84 | 2026.099 | 1749.17
85 | 2025.649 | 1749.079
86 | 2020.9085 | 1748
87 | 2019.637 | 1746.912
88 | 2017.7698 | 1742.183
89 | 2013.4594 | 1740.8
90 | 2012.075 | 1736.23
91 | 2008.054 | 1734.029
92 | 2004 | 1731.515
93 | 2003.2 | 1729.384
94 | 2003.2 | 1724.319
95 | 2001.861 | 1723.786
96 | 2000 | 1717.081
97 | 1998.4 | 1711.2
98 | 1998.285 | 1708
99 | 1998.015 | 1704.544
100 | 1998.0095 | 1702.4
101 | 1996.523 | 1702.4
102 | 1996.205 | 1701.356
103 | 1995.8376 | 1691.064
104 | 1992.2206 | 1689.996
105 | 1991.36 | 1680.637
106 | 1988.333 | 1676.026
107 | 1976.8 | 1668.8
108 | 1975.004 | 1663.428
109 | 1973.613 | 1656.851
110 | 1972.895 | 1648.233
111 | 1972.144 | 1640
112 | 1969.563 | 1628.8
113 | 1969.1108 | 1626.576
114 | 1967.7386 | 1625.037
115 | 1965.9362 | 1623.321
116 | 1962.7917 | 1622.464
117 | 1959.966 | 1618.027
118 | 1956.792 | 1616.272
119 | 1956 | 1602.913
120 | 1955.911 | 1602.187
121 | 1954.45 | 1601.6
122 | 1953.371 | 1601.346
123 | 1953.342 | 1598.628
124 | 1952.3423 | 1597.726
125 | 1951.2 | 1596.966
126 | 1950.329 | 1596.839
127 | 1950.1673 | 1595.37
128 | 1950.1113 | 1594.407
129 | 1948.3917 | 1592.585
130 | 1948.007 | 1588.945
131 | 1945.9424 | 1588.205
132 | 1945.081 | 1586.298
133 | 1943.684 | 1584.3
134 | 1940.862 | 1582.454
135 | 1940.8 | 1579.429
136 | 1940.7916 | 1576
137 | 1940.668 | 1575.484
138 | 1937.529 | 1569.6
139 | 1936.4576 | 1563.495
140 | 1936.1236 | 1562.698
141 | 1935.979 | 1550.58
142 | 1933.3126 | 1546.631
143 | 1931.97 | 1540.8
144 | 1931.9585 | 1539.995
145 | 1931.914 | 1539.287
146 | 1931.871 | 1538.339
147 | 1931.0148 | 1537.658
148 | 1925.6 | 1537.658
149 | 1925.128 | 1537.658
150 | 1924.839 | 1537.658
151 | 1924 | 1537.658
152 | 1921.03 | 1537.658
153 | 1920 | 1537.658
154 | 1918.198 | 1537.658
155 | 1917.6398 | 1537.658
156 | 1916.994 | 1537.658
157 | 1916.271 | 1537.658
158 | 1916.0218 | 1537.658
159 | 1916 | 1537.658
160 | 1916 | 1537.658
161 | 1915.2 | 1537.658
162 | 1914.4 | 1537.658
163 | 1914.011 | 1537.658
164 | 1913.6 | 1537.658
165 | 1909.872 | 1537.658
166 | 1908.6882 | 1537.658
167 | 1907.596 | 1537.658
168 | 1906.9535 | 1537.658
169 | 1905.103 | 1537.658
170 | 1904.871 | 1537.658
171 | 1904.751 | 1537.658
172 | 1903.518 | 1537.658
173 | 1902.457 | 1537.658
174 | 1902.362 | 1537.658
175 | 1901.1918 | 1537.658
176 | 1900.996 | 1537.658
177 | 1900.383 | 1537.658
178 | 1900.048 | 1537.658
179 | 1899.5274 | 1537.658
180 | 1899.267 | 1537.658
181 | 1896.8 | 1537.658
182 | 1895.8186 | 1537.658
183 | 1895.057 | 1537.658
184 | 1894.9522 | 1537.658
185 | 1894.24 | 1537.658
186 | 1892.738 | 1537.658
187 | 1892.5228 | 1537.658
188 | 1891.8794 | 1537.658
189 | 1889.882 | 1537.658
190 | 1889.88 | 1537.658
191 | 1889.839 | 1537.658
192 | 1889.422 | 1537.658
193 | 1888 | 1537.658
194 | 1887.87 | 1537.658
195 | 1886.909 | 1537.658
196 | 1884.852 | 1537.658
197 | 1884.7238 | 1537.658
198 | 1884.636 | 1537.658
199 | 1882.658 | 1537.658
200 | 1880.8 | 1537.658
201 | 1880.6562 | 1537.658
202 | 1880.42 | 1537.658
203 | 1880.17 | 1537.658
204 | 1876.2766 | 1537.658
205 | 1876.2222 | 1537.658
206 | 1876.1804 | 1537.658
207 | 1874.444 | 1537.658
208 | 1873.143 | 1537.658
209 | 1870.71 | 1534.807
210 | 1870.3575 | 1534.15
211 | 1870.1756 | 1533.328
212 | 1870.081 | 1533.328
213 | 1870.011 | 1533.328
214 | 1869.6654 | 1533.328
215 | 1869.297 | 1533.328
216 | 1867.076 | 1533.328
217 | 1866.297 | 1533.328
218 | 1865.857 | 1533.328
219 | 1864.668 | 1533.328
220 | 1863.8394 | 1533.328
221 | 1863.569 | 1533.328
222 | 1862.9184 | 1533.328
223 | 1862.026 | 1533.328
224 | 1860.7669 | 1533.328
225 | 1860.7669 | 1533.328
226 | 1859.99 | 1533.328
227 | 1859.743 | 1533.328
228 | 1859.685 | 1533.328
229 | 1859.342 | 1533.328
230 | 1859.284 | 1533.328
231 | 1858.4361 | 1533.328
232 | 1857.995 | 1533.328
233 | 1857.415 | 1533.328
234 | 1857.159 | 1533.328
235 | 1857.119 | 1533.328
236 | 1854.487 | 1533.328
237 | 1853.049 | 1533.328
238 | 1852.086 | 1533.328
239 | 1851.263 | 1533.328
240 | 1851.2 | 1533.328
241 | 1851.164 | 1533.328
242 | 1850.4 | 1533.328
243 | 1849.9352 | 1533.328
244 | 1849.8422 | 1533.328
245 | 1849.735 | 1533.328
246 | 1849.6 | 1533.328
247 | 1849.1134 | 1533.328
248 | 1849.064 | 1533.328
249 | 1847.2 | 1533.328
250 | 1846.4 | 1533.328
251 | 1845.8412 | 1533.328
252 | 1845.6 | 1533.328
253 | 1845.2748 | 1533.328
254 | 1844.8819 | 1533.328
255 | 1844.457 | 1533.328
256 | 1843.247 | 1533.328
257 | 1843.2025 | 1532.8
258 | 1842.5401 | 1532.8
259 | 1842.4 | 1531.756
260 | 1842.205 | 1528.475
261 | 1841.9829 | 1528.383
262 | 1840 | 1526.838
263 | 1839.549 | 1526.413
264 | 1839.255 | 1522.4
265 | 1838.59 | 1520.748
266 | 1838.4211 | 1520.528
267 | 1838.145 | 1520.476
268 | 1837.293 | 1519.832
269 | 1836.8 | 1519.2
270 | 1836.767 | 1518.4
271 | 1835.767 | 1517.93
272 | 1835.337 | 1517.6
273 | 1835.2336 | 1516.925
274 | 1835.131 | 1516.478
275 | 1834.925 | 1514.4
276 | 1832.8 | 1512.8
277 | 1832.523 | 1512.8
278 | 1832.1434 | 1512.494
279 | 1832.064 | 1510.219
280 | 1831.647 | 1509.749
281 | 1831.384 | 1508.8
282 | 1830.4 | 1508.509
283 | 1830.371 | 1508
284 | 1829.581 | 1507.241
285 | 1829.403 | 1506.916
286 | 1829.242 | 1506.4
287 | 1829.06 | 1504.234
288 | 1828.904 | 1503.891
289 | 1828.8 | 1503.891
290 | 1827.8498 | 1503.891
291 | 1826.7294 | 1503.891
292 | 1825.6709 | 1503.891
293 | 1825.482 | 1503.891
294 | 1825.298 | 1503.891
295 | 1824.8 | 1503.891
296 | 1824.781 | 1503.891
297 | 1824.597 | 1503.891
298 | 1823.532 | 1503.891
299 | 1823.2803 | 1503.891
300 | 1823.205 | 1503.891
301 | 1822.657 | 1503.891
302 | 1822.4 | 1503.891
303 | 1822.304 | 1503.891
304 | 1821.112 | 1503.891
305 | 1820.422 | 1503.891
306 | 1820 | 1503.891
307 | 1819.6715 | 1503.891
308 | 1818.1981 | 1503.891
309 | 1818.0358 | 1503.891
310 | 1817.6831 | 1503.891
311 | 1816.85 | 1503.891
312 | 1814.753 | 1503.891
313 | 1814.4 | 1503.891
314 | 1812.7762 | 1503.891
315 | 1812.4967 | 1503.891
316 | 1812 | 1503.891
317 | 1811.107 | 1503.891
318 | 1811.042 | 1503.891
319 | 1808.8 | 1503.891
320 | 1808.052 | 1503.891
321 | 1807.6941 | 1503.891
322 | 1807.633 | 1503.891
323 | 1806.403 | 1503.891
324 | 1805.698 | 1503.891
325 | 1805.6859 | 1503.891
326 | 1804.9518 | 1503.891
327 | 1804.4341 | 1503.891
328 | 1803.338 | 1503.891
329 | 1802.673 | 1503.891
330 | 1801.945 | 1503.891
331 | 1801.825 | 1503.891
332 | 1799.841 | 1503.891
333 | 1799.821 | 1503.891
334 | 1799.3766 | 1503.891
335 | 1798.4 | 1503.891
336 | 1798.158 | 1503.891
337 | 1797.835 | 1503.891
338 | 1797.6 | 1503.891
339 | 1797.5 | 1503.891
340 | 1797.136 | 1503.891
341 | 1796.832 | 1503.891
342 | 1796.545 | 1503.891
343 | 1796.174 | 1503.891
344 | 1796.019 | 1503.891
345 | 1796.006 | 1503.891
346 | 1795.9293 | 1503.891
347 | 1793.9503 | 1503.891
348 | 1793.298 | 1503.891
349 | 1793.1733 | 1503.891
350 | 1792.2 | 1503.891
351 | 1791.4047 | 1503.891
352 | 1791.185 | 1503.891
353 | 1790.369 | 1503.891
354 | 1789.8428 | 1503.891
355 | 1789.557 | 1503.891
356 | 1789.0993 | 1503.891
357 | 1788.7211 | 1503.891
358 | 1788.565 | 1503.891
359 | 1788 | 1503.891
360 | 1787.689 | 1503.891
361 | 1787.216 | 1503.891
362 | 1786.9578 | 1503.891
363 | 1786.904 | 1503.2
364 | 1786.454 | 1503.2
365 | 1786.4 | 1502.94
366 | 1786.2343 | 1502.4
367 | 1786.232 | 1500.541
368 | 1785.6 | 1499.78
369 | 1785.434 | 1498.823
370 | 1784.8 | 1498.291
371 | 1784.662 | 1498.248
372 | 1783.81 | 1497.593
373 | 1783.629 | 1497.353
374 | 1783.2 | 1497.322
375 | 1782.499 | 1496.74
376 | 1782.3192 | 1494.4
377 | 1782.2292 | 1494.002
378 | 1780.7354 | 1493.6
379 | 1780.377 | 1493.136
380 | 1780 | 1493.136
381 | 1779.2506 | 1493.136
382 | 1779.2 | 1493.136
383 | 1779.002 | 1493.136
384 | 1778.9231 | 1493.136
385 | 1778.711 | 1493.136
386 | 1778.5902 | 1493.136
387 | 1778.4 | 1493.136
388 | 1777.8576 | 1493.136
389 | 1777.6 | 1493.136
390 | 1776.413 | 1493.136
391 | 1776.0807 | 1493.136
392 | 1775.2 | 1493.136
393 | 1775.2 | 1493.136
394 | 1773.524 | 1493.136
395 | 1773.4518 | 1493.136
396 | 1773.255 | 1493.136
397 | 1772.851 | 1493.136
398 | 1772.4797 | 1493.136
399 | 1772.2558 | 1493.136
400 | 1772.0822 | 1493.136
401 | 1771.9988 | 1493.136
402 | 1771.2 | 1493.136
403 | 1771.2 | 1493.136
404 | 1770.4 | 1493.136
405 | 1769.154 | 1493.136
406 | 1768.6143 | 1493.136
407 | 1766.78 | 1493.136
408 | 1766.438 | 1493.136
409 | 1766.248 | 1493.136
410 | 1765.9551 | 1493.136
411 | 1765.931 | 1493.136
412 | 1765.6 | 1493.136
413 | 1764.8544 | 1493.136
414 | 1764.8 | 1493.136
415 | 1764.516 | 1493.136
416 | 1763.69 | 1493.136
417 | 1763.437 | 1493.136
418 | 1763.2 | 1493.136
419 | 1763.062 | 1493.136
420 | 1762.864 | 1493.136
421 | 1762.66 | 1493.136
422 | 1762.4 | 1493.136
423 | 1761.6 | 1493.136
424 | 1760.002 | 1493.136
425 | 1760 | 1493.136
426 | 1759.2 | 1493.136
427 | 1759.2 | 1493.136
428 | 1759.08 | 1493.136
429 | 1758.8346 | 1493.136
430 | 1758.4 | 1493.136
431 | 1757.0441 | 1493.136
432 | 1756.931 | 1493.136
433 | 1756 | 1493.136
434 | 1755.972 | 1493.136
435 | 1755.8808 | 1493.136
436 | 1755.8511 | 1493.136
437 | 1755.7039 | 1493.136
438 | 1755.5448 | 1493.136
439 | 1755.5239 | 1493.136
440 | 1754.8452 | 1493.136
441 | 1754.7479 | 1493.136
442 | 1753.4948 | 1493.136
443 | 1753.2821 | 1493.136
444 | 1753.1561 | 1493.136
445 | 1751.451 | 1493.136
446 | 1751.3527 | 1493.136
447 | 1751.2 | 1493.136
448 | 1751.14 | 1493.136
449 | 1751.024 | 1493.136
450 | 1750.511 | 1493.136
451 | 1750.4 | 1493.136
452 | 1750.351 | 1493.136
453 | 1749.963 | 1493.136
454 | 1749.959 | 1493.136
455 | 1749.6223 | 1493.136
456 | 1749.1697 | 1493.136
457 | 1749.1418 | 1493.136
458 | 1748.8 | 1493.136
459 | 1748 | 1493.136
460 | 1748 | 1493.136
461 | 1747.764 | 1493.136
462 | 1747.615 | 1493.136
463 | 1746.4 | 1493.136
464 | 1746.298 | 1493.136
465 | 1745.7801 | 1493.136
466 | 1745.6 | 1493.136
467 | 1745.249 | 1493.136
468 | 1744.6384 | 1493.136
469 | 1744.337 | 1493.136
470 | 1744.2447 | 1493.136
471 | 1744 | 1493.136
472 | 1744 | 1493.136
473 | 1743.702 | 1493.136
474 | 1743.6635 | 1493.136
475 | 1743.6133 | 1493.136
476 | 1743.462 | 1493.136
477 | 1743.337 | 1493.014
478 | 1742.4091 | 1492.495
479 | 1742.4 | 1492.252
480 | 1742.288 | 1492
481 | 1741.9777 | 1491.966
482 | 1741.725 | 1491.581
483 | 1741.645 | 1490.189
484 | 1741.499 | 1490.167
485 | 1740.9657 | 1488.972
486 | 1740.8 | 1488.913
487 | 1740.399 | 1488.8
488 | 1740.14 | 1488.62
489 | 1739.825 | 1488.614
490 | 1738.997 | 1488.587
491 | 1738.895 | 1488.271
492 | 1738.664 | 1487.837
493 | 1738.4 | 1487.406
494 | 1738.3935 | 1486.677
495 | 1737.954 | 1486.419
496 | 1737.8885 | 1485.876
497 | 1737.852 | 1485.488
498 | 1737.845 | 1484.496
499 | 1737.6 | 1484.153
500 | 1737.0911 | 1484
501 | 1737.05 | 1483.223
502 | 1737.0055 | 1483.009
503 | 1736.8 | 1483.009
504 | 1736.2529 | 1482.886
505 | 1735.3911 | 1482.212
506 | 1735.168 | 1481.543
507 | 1735.038 | 1481.263
508 | 1734.369 | 1480.8
509 | 1734.126 | 1479.781
510 | 1734.0288 | 1479.2
511 | 1733.951 | 1479.2
512 | 1733.837 | 1478.559
513 | 1733.618 | 1478.228
514 | 1732.8 | 1477.914
515 | 1731.7952 | 1477.577
516 | 1731.41 | 1476.906
517 | 1730.896 | 1476.634
518 | 1730.86 | 1476.606
519 | 1730.814 | 1476.375
520 | 1729.6 | 1476
521 | 1729.544 | 1475.962
522 | 1729.469 | 1475.728
523 | 1728.951 | 1475.406
524 | 1728.8 | 1475.2
525 | 1728.169 | 1475.2
526 | 1727.807 | 1475.2
527 | 1727.6442 | 1474.904
528 | 1727.174 | 1474.673
529 | 1727.078 | 1473.306
530 | 1726.744 | 1472.8
531 | 1726.4389 | 1472.409
532 | 1726.438 | 1472.332
533 | 1726.378 | 1472
534 | 1726.1516 | 1472
535 | 1726.047 | 1471.326
536 | 1725.917 | 1471.281
537 | 1725.6 | 1470.4
538 | 1725.6 | 1470.4
539 | 1725.6 | 1469.6
540 | 1724.6753 | 1469.462
541 | 1724.16 | 1469.462
542 | 1724.006 | 1467.071
543 | 1724 | 1466.274
544 | 1724 | 1465.809
545 | 1723.9854 | 1465.608
546 | 1723.893 | 1465.448
547 | 1723.786 | 1465.124
548 | 1723.1676 | 1465.042
549 | 1722.687 | 1464.8
550 | 1722.516 | 1464.528
551 | 1722.0755 | 1464.409
552 | 1721.903 | 1464
553 | 1721.6 | 1463.752
554 | 1718.8879 | 1463.2
555 | 1718.738 | 1462.909
556 | 1718.709 | 1462.4
557 | 1718.665 | 1462.071
558 | 1718.45 | 1461.6
559 | 1718.4 | 1460.733
560 | 1718.4 | 1460.644
561 | 1718.381 | 1460
562 | 1718.3751 | 1459.33
563 | 1718.2943 | 1459.2
564 | 1717.6 | 1459.2
565 | 1717.571 | 1459.168
566 | 1717.536 | 1459.102
567 | 1717.427 | 1458.305
568 | 1717.3001 | 1457.544
569 | 1717.244 | 1457.446
570 | 1717.081 | 1456.8
571 | 1716.665 | 1456.704
572 | 1716.587 | 1455.323
573 | 1715.3512 | 1453.6
574 | 1715.266 | 1453.137
575 | 1715.058 | 1453.034
576 | 1715.055 | 1452.618
577 | 1715.024 | 1452.227
578 | 1714.976 | 1450.387
579 | 1714.76 | 1449.641
580 | 1714.7026 | 1449.167
581 | 1714.1715 | 1449.167
582 | 1714.12 | 1449.167
583 | 1713.845 | 1449.167
584 | 1713.488 | 1449.167
585 | 1713.281 | 1449.167
586 | 1712.8476 | 1449.167
587 | 1712.774 | 1449.167
588 | 1712.2377 | 1449.167
589 | 1711.846 | 1449.167
590 | 1711.478 | 1449.167
591 | 1711.452 | 1449.167
592 | 1711.2 | 1449.167
593 | 1711.2 | 1449.167
594 | 1710.5644 | 1449.167
595 | 1710.5127 | 1449.167
596 | 1710.031 | 1449.167
597 | 1709.965 | 1449.167
598 | 1709.264 | 1449.167
599 | 1708.9138 | 1449.167
600 | 1708.3705 | 1449.167
601 | 1708.11 | 1449.167
602 | 1708 | 1449.167
603 | 1707.886 | 1449.167
604 | 1707.2 | 1449.167
605 | 1706.823 | 1449.167
606 | 1706.4 | 1449.167
607 | 1706.4 | 1449.167
608 | 1706.4 | 1449.167
609 | 1705.6 | 1449.167
610 | 1705.486 | 1449.167
611 | 1704.969 | 1449.167
612 | 1704.867 | 1449.167
613 | 1704.8 | 1449.167
614 | 1704.5439 | 1449.167
615 | 1704.422 | 1449.167
616 | 1704.336 | 1449.167
617 | 1704 | 1449.167
618 | 1703.789 | 1449.167
619 | 1703.5397 | 1449.167
620 | 1703.159 | 1449.167
621 | 1702.904 | 1449.167
622 | 1702.841 | 1449.167
623 | 1702.6602 | 1449.167
624 | 1702.4 | 1449.167
625 | 1702.4 | 1449.167
626 | 1701.8192 | 1449.167
627 | 1701.6 | 1449.167
628 | 1701.586 | 1449.167
629 | 1701.5656 | 1449.167
630 | 1701.3564 | 1449.167
631 | 1701.0862 | 1449.167
632 | 1700.8 | 1449.167
633 | 1700.6594 | 1449.167
634 | 1700.6118 | 1449.167
635 | 1700.5223 | 1449.167
636 | 1700.494 | 1449.167
637 | 1700.252 | 1449.167
638 | 1700.026 | 1449.167
639 | 1700 | 1449.167
640 | 1699.7626 | 1449.167
641 | 1699.676 | 1449.167
642 | 1699.22 | 1449.167
643 | 1698.6327 | 1449.167
644 | 1698.4 | 1449.167
645 | 1698.4 | 1449.167
646 | 1698.3869 | 1449.167
647 | 1698.036 | 1449.167
648 | 1697.6099 | 1449.167
649 | 1697.557 | 1449.167
650 | 1697.546 | 1449.167
651 | 1697.236 | 1449.167
652 | 1696.775 | 1449.167
653 | 1696.1792 | 1449.167
654 | 1696 | 1449.167
655 | 1696 | 1449.167
656 | 1695.2791 | 1449.167
657 | 1695.2 | 1449.167
658 | 1695.2 | 1449.167
659 | 1694.447 | 1449.167
660 | 1693.969 | 1449.167
661 | 1693.945 | 1449.167
662 | 1693.6 | 1449.167
663 | 1693.5468 | 1449.167
664 | 1693.54 | 1449.167
665 | 1693.198 | 1449.167
666 | 1692.649 | 1449.167
667 | 1692.1714 | 1449.167
668 | 1692 | 1449.167
669 | 1691.5158 | 1449.167
670 | 1691.2 | 1449.167
671 | 1691.064 | 1449.167
672 | 1691.038 | 1449.167
673 | 1690.754 | 1449.167
674 | 1690.4544 | 1449.167
675 | 1690.426 | 1449.167
676 | 1690.4 | 1449.167
677 | 1690.399 | 1449.167
678 | 1689.979 | 1449.167
679 | 1689.6706 | 1449.167
680 | 1689.2072 | 1449.167
681 | 1688.8665 | 1449.167
682 | 1688.8 | 1449.167
683 | 1688.8 | 1449.167
684 | 1688.7539 | 1449.167
685 | 1688.6062 | 1449.167
686 | 1688.5431 | 1449.167
687 | 1688.519 | 1449.167
688 | 1688 | 1449.167
689 | 1687.8042 | 1449.167
690 | 1687.35 | 1449.167
691 | 1687.2 | 1449.167
692 | 1687.1831 | 1449.167
693 | 1686.4 | 1449.167
694 | 1686.4 | 1449.167
695 | 1686.0651 | 1449.167
696 | 1685.6 | 1449.167
697 | 1685.3849 | 1449.167
698 | 1685.353 | 1449.167
699 | 1685.1478 | 1449.167
700 | 1685.004 | 1449.167
701 | 1684.8217 | 1448.8
702 | 1684.745 | 1448.184
703 | 1684.7296 | 1448.179
704 | 1684 | 1447.946
705 | 1684 | 1447.728
706 | 1683.9117 | 1447.559
707 | 1683.2 | 1446.684
708 | 1682.8481 | 1446.42
709 | 1682.404 | 1446.4
710 | 1682.4 | 1446.201
711 | 1682.4 | 1446.081
712 | 1681.4818 | 1445.923
713 | 1681.412 | 1445.368
714 | 1681.075 | 1445.105
715 | 1680.964 | 1445.085
716 | 1680.912 | 1445.009
717 | 1680.833 | 1444.8
718 | 1680.8 | 1444
719 | 1680.8 | 1443.707
720 | 1680.6373 | 1443.57
721 | 1680.269 | 1443.042
722 | 1679.1101 | 1440.8
723 | 1678.349 | 1440.774
724 | 1677.954 | 1440.234
725 | 1677.484 | 1440.062
726 | 1677.3843 | 1440
727 | 1677.291 | 1440
728 | 1676.9667 | 1438.059
729 | 1676.943 | 1437.458
730 | 1676.8 | 1436.8
731 | 1676.6695 | 1436.738
732 | 1675.929 | 1436.559
733 | 1675.8559 | 1436.559
734 | 1675.8557 | 1436
735 | 1675.433 | 1435.966
736 | 1675.2 | 1435.771
737 | 1674.824 | 1434.464
738 | 1674.4572 | 1434.4
739 | 1674.2622 | 1434.399
740 | 1673.787 | 1434.298
741 | 1673.4272 | 1434.147
742 | 1673.221 | 1434.042
743 | 1673.0266 | 1434.011
744 | 1672.8606 | 1433.6
745 | 1672.28 | 1432.8
746 | 1672.005 | 1431.931
747 | 1671.964 | 1431.711
748 | 1671.8876 | 1431.211
749 | 1671.8207 | 1431.202
750 | 1671.773 | 1430.595
751 | 1671.657 | 1430.414
752 | 1670.927 | 1430.4
753 | 1668.96 | 1429.814
754 | 1668.8448 | 1429.6
755 | 1668.8 | 1429.566
756 | 1668.541 | 1429.341
757 | 1668.373 | 1428.049
758 | 1667.2764 | 1428.024
759 | 1667.2 | 1428.012
760 | 1666.961 | 1428
761 | 1666.4 | 1428
762 | 1666.1761 | 1428
763 | 1665.9839 | 1427.235
764 | 1665.983 | 1427.2
765 | 1665.6 | 1426.362
766 | 1664.717 | 1425.478
767 | 1664.7066 | 1425.043
768 | 1664.469 | 1424.826
769 | 1664.4276 | 1424.8
770 | 1664.173 | 1424.522
771 | 1664.025 | 1424
772 | 1664 | 1423.728
773 | 1663.649 | 1423.2
774 | 1663.536 | 1422.749
775 | 1663.509 | 1422.29
776 | 1663.487 | 1421.665
777 | 1663.2 | 1421.649
778 | 1662.845 | 1421.6
779 | 1662.323 | 1421.245
780 | 1661.8303 | 1421.02
781 | 1661.6 | 1420.787
782 | 1661.6 | 1420.243
783 | 1661.6 | 1420.007
784 | 1661.105 | 1419.466
785 | 1660.8 | 1418.578
786 | 1660.7151 | 1418.435
787 | 1660.537 | 1417.876
788 | 1660.1947 | 1417.678
789 | 1660.1947 | 1417.511
790 | 1660.1947 | 1417.299
791 | 1660.1588 | 1417.246
792 | 1660 | 1416.481
793 | 1660 | 1416.271
794 | 1659.929 | 1416.093
795 | 1659.705 | 1416
796 | 1659.288 | 1415.654
797 | 1659.2 | 1415.2
798 | 1659.084 | 1414.804
799 | 1658.966 | 1414.791
800 | 1658.8698 | 1414.4
801 | 1658.613 | 1414.4
802 | 1658.559 | 1413.981
803 | 1657.388 | 1412.78
804 | 1657.048 | 1412.445
805 | 1656.929 | 1411.83
806 | 1656.806 | 1411.574
807 | 1656.8 | 1411.574
808 | 1656.7966 | 1411.289
809 | 1656.662 | 1410.819
810 | 1656.625 | 1410.4
811 | 1656.3215 | 1409.695
812 | 1656 | 1408.914
813 | 1655.249 | 1408.898
814 | 1655.2046 | 1408.448
815 | 1655.173 | 1408.436
816 | 1655.1368 | 1408.15
817 | 1654.093 | 1408
818 | 1653.7527 | 1408
819 | 1653.652 | 1408
820 | 1653.6 | 1408
821 | 1653.6 | 1407.745
822 | 1653.5431 | 1407.485
823 | 1653.246 | 1407.2
824 | 1653.202 | 1407.146
825 | 1653.136 | 1407.035
826 | 1652.92 | 1406.667
827 | 1652.8342 | 1405.711
828 | 1652.807 | 1405.666
829 | 1652.723 | 1405.162
830 | 1652.685 | 1404.807
831 | 1652.6215 | 1404.8
832 | 1652.5475 | 1404.548
833 | 1652.4707 | 1404.394
834 | 1652.413 | 1404.292
835 | 1651.7706 | 1403.15
836 | 1651.22 | 1403.11
837 | 1651.085 | 1402.523
838 | 1651.0189 | 1402.523
839 | 1650.484 | 1402.373
840 | 1650.4 | 1401.763
841 | 1649.699 | 1399.307
842 | 1648.641 | 1399.1
843 | 1648.157 | 1399.003
844 | 1648.072 | 1398.549
845 | 1648 | 1398.535
846 | 1647.9272 | 1398.489
847 | 1647.8616 | 1398.4
848 | 1647.588 | 1397.6
849 | 1647.544 | 1397.533
850 | 1647.2 | 1397.302
851 | 1647.2 | 1396.8
852 | 1647.1089 | 1396.584
853 | 1647.1089 | 1396
854 | 1646.336 | 1395.569
855 | 1646.173 | 1395.2
856 | 1645.765 | 1394.248
857 | 1645.752 | 1393.785
858 | 1645.6 | 1393.6
859 | 1645.065 | 1392.8
860 | 1644.823 | 1392.764
861 | 1644.797 | 1392.764
862 | 1644.762 | 1392.164
863 | 1644.1407 | 1392
864 | 1643.977 | 1392
865 | 1643.7 | 1392
866 | 1643.485 | 1391.946
867 | 1643.2243 | 1391.946
868 | 1643.0203 | 1391.679
869 | 1642.84 | 1391.679
870 | 1642.4999 | 1391.496
871 | 1642.4 | 1391.367
872 | 1642.3118 | 1391.249
873 | 1642.0142 | 1389.838
874 | 1641.988 | 1389.47
875 | 1641.6575 | 1389.073
876 | 1641.6 | 1388.749
877 | 1641.378 | 1388.675
878 | 1641.186 | 1388.542
879 | 1640.8 | 1388.389
880 | 1640.668 | 1388.339
881 | 1640 | 1388.302
882 | 1639.9322 | 1387.694
883 | 1639.3396 | 1387.644
884 | 1638.9311 | 1387.323
885 | 1638.7226 | 1387.202
886 | 1638.605 | 1386.835
887 | 1638.537 | 1386.835
888 | 1638.403 | 1386.835
889 | 1638.3992 | 1386.586
890 | 1638.085 | 1386.266
891 | 1638.025 | 1385.907
892 | 1637.9753 | 1385.812
893 | 1637.6 | 1385.6
894 | 1637.5824 | 1385.46
895 | 1637.2954 | 1385.413
896 | 1637.1595 | 1385.31
897 | 1637.0923 | 1385.217
898 | 1636.944 | 1384.837
899 | 1636.7689 | 1384.831
900 | 1636.574 | 1384.34
901 | 1636.4498 | 1384.06
902 | 1636.443 | 1384
903 | 1636.4299 | 1383.896
904 | 1636.1784 | 1383.692
905 | 1636 | 1383.319
906 | 1636 | 1382.173
907 | 1636 | 1381.028
908 | 1635.7965 | 1380.808
909 | 1635.582 | 1380.79
910 | 1635.438 | 1380.682
911 | 1635.414 | 1380.315
912 | 1635.2 | 1380.21
913 | 1634.626 | 1379.758
914 | 1634.4 | 1379.621
915 | 1634.4 | 1379.481
916 | 1634.3255 | 1379.414
917 | 1634.306 | 1379.2
918 | 1634.053 | 1379.02
919 | 1633.953 | 1378.49
920 | 1633.6 | 1377.997
921 | 1633.544 | 1377.6
922 | 1633.042 | 1377.27
923 | 1633.019 | 1377.226
924 | 1632.9415 | 1376.8
925 | 1632.862 | 1376.8
926 | 1632.697 | 1376.179
927 | 1632.597 | 1375.945
928 | 1632.0301 | 1375.803
929 | 1632 | 1375.59
930 | 1632 | 1375.564
931 | 1631.553 | 1375.182
932 | 1631.387 | 1375.165
933 | 1631.193 | 1374.978
934 | 1630.98 | 1374.978
935 | 1630.578 | 1374.978
936 | 1629.851 | 1374.978
937 | 1629.663 | 1374.978
938 | 1629.66 | 1374.978
939 | 1629.6 | 1374.978
940 | 1629.559 | 1374.978
941 | 1629.508 | 1374.978
942 | 1629.2201 | 1374.978
943 | 1628.8 | 1374.978
944 | 1628.7921 | 1374.978
945 | 1628.745 | 1374.978
946 | 1628.6735 | 1374.978
947 | 1628.6013 | 1374.978
948 | 1628.348 | 1374.978
949 | 1628.2678 | 1374.978
950 | 1628 | 1374.978
951 | 1627.857 | 1374.978
952 | 1627.7258 | 1374.978
953 | 1627.697 | 1374.978
954 | 1627.379 | 1374.978
955 | 1627.268 | 1374.978
956 | 1627.259 | 1374.978
957 | 1627.187 | 1374.978
958 | 1626.909 | 1374.978
959 | 1626.9086 | 1374.978
960 | 1626.609 | 1374.978
961 | 1626.5602 | 1374.978
962 | 1626.32 | 1374.978
963 | 1625.792 | 1374.978
964 | 1625.6 | 1374.978
965 | 1625.599 | 1374.978
966 | 1625.402 | 1374.978
967 | 1625.359 | 1374.978
968 | 1625.121 | 1374.978
969 | 1625.028 | 1374.978
970 | 1624.992 | 1374.978
971 | 1624.8 | 1374.978
972 | 1624.8 | 1374.978
973 | 1624.376 | 1374.978
974 | 1624.258 | 1374.978
975 | 1624.0727 | 1374.978
976 | 1624 | 1374.978
977 | 1624 | 1374.978
978 | 1624 | 1374.978
979 | 1623.7979 | 1374.978
980 | 1623.593 | 1374.978
981 | 1623.5803 | 1374.978
982 | 1623.5477 | 1374.978
983 | 1623.4698 | 1374.978
984 | 1623.432 | 1374.978
985 | 1623.3211 | 1374.978
986 | 1623.245 | 1374.978
987 | 1623.038 | 1374.978
988 | 1622.9691 | 1374.978
989 | 1622.4644 | 1374.978
990 | 1622.4 | 1374.978
991 | 1622.4 | 1374.978
992 | 1622.4 | 1374.978
993 | 1622.298 | 1374.978
994 | 1622.297 | 1374.978
995 | 1621.666 | 1374.978
996 | 1621.6 | 1374.978
997 | 1621.58 | 1374.978
998 | 1621.22 | 1374.978
999 | 1621.135 | 1374.978
1000 | 1620.881 | 1374.978
1001 | 1620.8484 | 1374.978
1002 | 1620.767 | 1374.978
1003 | 1620.676 | 1374.978
1004 | 1620.5808 | 1374.978
1005 | 1620.4415 | 1374.978
1006 | 1620.387 | 1374.978
1007 | 1620.241 | 1374.978
1008 | 1620.088 | 1374.978
1009 | 1620 | 1374.563
1010 | 1619.476 | 1374.475
1011 | 1619.2759 | 1374.446
1012 | 1619.2 | 1373.6
1013 | 1618.778 | 1372.794
1014 | 1617.9573 | 1372.402
1015 | 1617.9401 | 1372.236
1016 | 1617.779 | 1372
1017 | 1617.657 | 1371.588
1018 | 1617.6 | 1371.586
1019 | 1617.23 | 1371.445
1020 | 1616.8 | 1371.414
1021 | 1616.673 | 1371.211
1022 | 1616.357 | 1370.297
1023 | 1616.041 | 1370.132
1024 | 1616.0319 | 1369.6
1025 | 1616 | 1368.8
1026 | 1615.953 | 1368.8
1027 | 1615.8908 | 1368.8
1028 | 1615.5546 | 1368.257
1029 | 1615.2725 | 1368
1030 | 1615.258 | 1367.835
1031 | 1615.2545 | 1367.412
1032 | 1615.2 | 1367.2
1033 | 1615.0866 | 1367.166
1034 | 1615.041 | 1366.774
1035 | 1614.836 | 1366.735
1036 | 1614.825 | 1366.735
1037 | 1614.354 | 1366.735
1038 | 1614.236 | 1366.735
1039 | 1614.058 | 1366.735
1040 | 1613.967 | 1366.735
1041 | 1613.9387 | 1366.735
1042 | 1613.7006 | 1366.735
1043 | 1613.6 | 1366.735
1044 | 1613.6 | 1366.735
1045 | 1613.5784 | 1366.735
1046 | 1612.9237 | 1366.735
1047 | 1612.774 | 1366.735
1048 | 1612.223 | 1366.735
1049 | 1612.0778 | 1366.735
1050 | 1612 | 1366.735
1051 | 1612 | 1366.735
1052 | 1611.558 | 1366.735
1053 | 1611.083 | 1366.735
1054 | 1610.935 | 1366.735
1055 | 1610.809 | 1366.735
1056 | 1610.3071 | 1366.735
1057 | 1610.257 | 1366.735
1058 | 1610.0698 | 1366.735
1059 | 1610.063 | 1366.735
1060 | 1609.8915 | 1366.735
1061 | 1609.75 | 1366.735
1062 | 1609.7142 | 1366.735
1063 | 1609.6674 | 1366.735
1064 | 1609.6 | 1366.735
1065 | 1609.349 | 1366.735
1066 | 1609.172 | 1366.735
1067 | 1609.0448 | 1366.735
1068 | 1608.955 | 1366.735
1069 | 1608.8247 | 1366.735
1070 | 1608.786 | 1366.735
1071 | 1608.759 | 1366.735
1072 | 1608.7589 | 1366.735
1073 | 1608.326 | 1366.735
1074 | 1608.296 | 1366.735
1075 | 1608.087 | 1366.735
1076 | 1607.9571 | 1366.735
1077 | 1607.7798 | 1366.735
1078 | 1607.6891 | 1366.735
1079 | 1607.655 | 1366.735
1080 | 1607.397 | 1366.735
1081 | 1607.2 | 1366.735
1082 | 1606.824 | 1366.735
1083 | 1606.752 | 1366.735
1084 | 1606.691 | 1366.735
1085 | 1606.679 | 1366.735
1086 | 1606.507 | 1366.735
1087 | 1606.5008 | 1366.735
1088 | 1605.867 | 1366.735
1089 | 1605.764 | 1366.735
1090 | 1605.5447 | 1366.735
1091 | 1605.522 | 1366.735
1092 | 1605.2895 | 1366.735
1093 | 1605.2708 | 1366.735
1094 | 1605.1611 | 1366.735
1095 | 1604.899 | 1366.735
1096 | 1604.627 | 1366.735
1097 | 1604.417 | 1366.735
1098 | 1604.172 | 1366.735
1099 | 1604.111 | 1366.735
1100 | 1603.942 | 1366.735
1101 | 1603.774 | 1366.735
1102 | 1603.6198 | 1366.735
1103 | 1603.4885 | 1366.735
1104 | 1603.456 | 1366.735
1105 | 1603.4336 | 1366.735
1106 | 1603.201 | 1366.735
1107 | 1603.2 | 1366.735
1108 | 1603.2 | 1366.735
1109 | 1603.039 | 1366.735
1110 | 1602.996 | 1366.735
1111 | 1602.9466 | 1366.735
1112 | 1602.9128 | 1366.735
1113 | 1602.881 | 1366.735
1114 | 1602.583 | 1366.735
1115 | 1602.436 | 1366.735
1116 | 1602.4 | 1366.735
1117 | 1602.301 | 1366.735
1118 | 1602.265 | 1366.735
1119 | 1602.1427 | 1366.735
1120 | 1602.0439 | 1366.735
1121 | 1601.832 | 1366.735
1122 | 1601.6 | 1366.735
1123 | 1601.6 | 1366.735
1124 | 1601.6 | 1366.735
1125 | 1601.467 | 1366.735
1126 | 1601.404 | 1366.735
1127 | 1601.327 | 1366.735
1128 | 1601.2271 | 1366.735
1129 | 1601.1342 | 1366.735
1130 | 1601.039 | 1366.735
1131 | 1600.8 | 1366.735
1132 | 1600.536 | 1366.735
1133 | 1600.335 | 1366.735
1134 | 1600 | 1366.735
1135 | 1600 | 1366.735
1136 | 1599.883 | 1366.663
1137 | 1599.831 | 1366.634
1138 | 1599.7157 | 1366.4
1139 | 1599.6753 | 1366.096
1140 | 1599.518 | 1365.747
1141 | 1599.501 | 1365.6
1142 | 1599.2 | 1364.958
1143 | 1599.2 | 1364.875
1144 | 1598.971 | 1364.8
1145 | 1598.4 | 1364.8
1146 | 1598.4 | 1364.273
1147 | 1598.3855 | 1364.19
1148 | 1598.239 | 1364.19
1149 | 1597.991 | 1364.19
1150 | 1597.92 | 1364.19
1151 | 1597.6423 | 1364.19
1152 | 1597.6 | 1364.19
1153 | 1597.596 | 1364.19
1154 | 1597.5495 | 1364.19
1155 | 1597.412 | 1364.19
1156 | 1596.3166 | 1364.19
1157 | 1595.5861 | 1364.19
1158 | 1595.3702 | 1364.19
1159 | 1595.194 | 1364.19
1160 | 1595.175 | 1364.19
1161 | 1595.0541 | 1364.19
1162 | 1594.663 | 1364.19
1163 | 1594.654 | 1364.19
1164 | 1594.407 | 1364.19
1165 | 1593.999 | 1364.19
1166 | 1593.7705 | 1364.19
1167 | 1593.6599 | 1364.19
1168 | 1593.632 | 1364.19
1169 | 1593.5002 | 1364.19
1170 | 1593.282 | 1364.19
1171 | 1593.236 | 1364.19
1172 | 1593.166 | 1364.19
1173 | 1593.084 | 1364.19
1174 | 1593.023 | 1364.19
1175 | 1592.847 | 1364.19
1176 | 1592.548 | 1364.19
1177 | 1592.421 | 1364.19
1178 | 1592.395 | 1364.19
1179 | 1592.282 | 1364.19
1180 | 1592.239 | 1364.19
1181 | 1592.0899 | 1364.19
1182 | 1591.6166 | 1364.19
1183 | 1591.2 | 1364.19
1184 | 1591.079 | 1364.19
1185 | 1590.8468 | 1364.19
1186 | 1590.8052 | 1364.19
1187 | 1590.4 | 1364.19
1188 | 1589.617 | 1364.19
1189 | 1589.6 | 1364.19
1190 | 1589.6 | 1364.19
1191 | 1589.6 | 1364.19
1192 | 1589.6 | 1364.19
1193 | 1589.6 | 1364.19
1194 | 1589.517 | 1364.19
1195 | 1589.396 | 1364.19
1196 | 1589.091 | 1364.19
1197 | 1588.8 | 1364.19
1198 | 1588.775 | 1364.19
1199 | 1588.6233 | 1364.19
1200 | 1588.328 | 1364.19
1201 | 1588.2695 | 1364.19
1202 | 1588.2052 | 1364.19
1203 | 1588.152 | 1364.19
1204 | 1588.0616 | 1364.19
1205 | 1587.901 | 1364.19
1206 | 1587.586 | 1364.19
1207 | 1587.4332 | 1364.19
1208 | 1587.2847 | 1364.19
1209 | 1587.2847 | 1364.19
1210 | 1587.2 | 1364.19
1211 | 1587.2 | 1364.19
1212 | 1587.2 | 1364.19
1213 | 1587.1934 | 1364.19
1214 | 1586.6892 | 1364.19
1215 | 1586.458 | 1364.19
1216 | 1585.9659 | 1364.19
1217 | 1585.9435 | 1364.19
1218 | 1585.7722 | 1364.19
1219 | 1585.6 | 1364.19
1220 | 1585.6 | 1364.19
1221 | 1585.4113 | 1364.19
1222 | 1584.9707 | 1364.19
1223 | 1584.9543 | 1364.19
1224 | 1584.8 | 1364.19
1225 | 1584.5198 | 1364.19
1226 | 1584.409 | 1364.19
1227 | 1584.3586 | 1364.19
1228 | 1584.287 | 1364.19
1229 | 1584.1702 | 1364.19
1230 | 1584.014 | 1364.19
1231 | 1583.2 | 1364.19
1232 | 1583.2 | 1364.19
1233 | 1583.009 | 1364.19
1234 | 1582.693 | 1364.19
1235 | 1582.6231 | 1364.19
1236 | 1582.537 | 1364.19
1237 | 1582.4 | 1364.19
1238 | 1582.275 | 1364.19
1239 | 1582.1499 | 1364.19
1240 | 1581.6 | 1364.19
1241 | 1581.445 | 1364.19
1242 | 1581.08 | 1364.19
1243 | 1580.9303 | 1364.19
1244 | 1580.825 | 1364.19
1245 | 1580.8 | 1364.19
1246 | 1580.8 | 1364.19
1247 | 1580.7302 | 1364.19
1248 | 1580.699 | 1364.19
1249 | 1580.662 | 1364.19
1250 | 1580.4767 | 1364.19
1251 | 1580.403 | 1364.19
1252 | 1580.373 | 1364.19
1253 | 1580.043 | 1364.19
1254 | 1580 | 1364.19
1255 | 1579.999 | 1364.19
1256 | 1579.901 | 1364.19
1257 | 1579.897 | 1364.19
1258 | 1579.4376 | 1364.19
1259 | 1579.2 | 1364.19
1260 | 1579.2 | 1364.19
1261 | 1578.9248 | 1364.19
1262 | 1578.746 | 1364.19
1263 | 1578.4 | 1364.19
1264 | 1578.4 | 1364.19
1265 | 1577.9614 | 1364.19
1266 | 1577.8526 | 1364.19
1267 | 1577.6 | 1364.19
1268 | 1577.6 | 1364.19
1269 | 1577.5497 | 1364.19
1270 | 1576.944 | 1364.19
1271 | 1576.816 | 1364.19
1272 | 1576.8 | 1364.19
1273 | 1576.8 | 1364.19
1274 | 1576.5504 | 1364.19
1275 | 1576.4513 | 1364.19
1276 | 1576 | 1364.19
1277 | 1575.959 | 1364.19
1278 | 1575.5306 | 1364.19
1279 | 1575.2 | 1364.19
1280 | 1574.8582 | 1364.19
1281 | 1574.8537 | 1364.19
1282 | 1574.613 | 1364.19
1283 | 1574.4 | 1363.777
1284 | 1574.4 | 1363.611
1285 | 1574.2258 | 1363.322
1286 | 1573.75 | 1363.2
1287 | 1573.2998 | 1362.679
1288 | 1572.945 | 1362.4
1289 | 1572.7909 | 1362.4
1290 | 1572.735 | 1362.4
1291 | 1572.208 | 1362.4
1292 | 1572.128 | 1362.282
1293 | 1572 | 1361.6
1294 | 1572 | 1361.6
1295 | 1571.8691 | 1361.6
1296 | 1571.8691 | 1361.6
1297 | 1571.813 | 1361.214
1298 | 1571.3059 | 1361.032
1299 | 1571.2 | 1360.905
1300 | 1571.2 | 1360.869
1301 | 1571.0512 | 1360.8
1302 | 1570.841 | 1360.8
1303 | 1570.749 | 1360.451
1304 | 1570.4 | 1358.692
1305 | 1570.274 | 1358.4
1306 | 1570.042 | 1358.4
1307 | 1569.9972 | 1358.4
1308 | 1569.862 | 1358.088
1309 | 1569.698 | 1358.071
1310 | 1569.6 | 1357.739
1311 | 1569.6 | 1357.452
1312 | 1569.6 | 1356.8
1313 | 1569.6 | 1356.8
1314 | 1569.14 | 1356.8
1315 | 1568.995 | 1356.489
1316 | 1568.8 | 1356.304
1317 | 1568.8 | 1356.047
1318 | 1568.5977 | 1356
1319 | 1568.4882 | 1356
1320 | 1568.38 | 1356
1321 | 1568 | 1355.949
1322 | 1568 | 1355.757
1323 | 1567.968 | 1355.525
1324 | 1567.5485 | 1355.507
1325 | 1567.2 | 1355.286
1326 | 1567.2 | 1355.144
1327 | 1567.16 | 1354.98
1328 | 1567.117 | 1354.451
1329 | 1567.0843 | 1354.4
1330 | 1567.0843 | 1354.32
1331 | 1566.858 | 1354.125
1332 | 1566.4 | 1353.885
1333 | 1566.4 | 1353.618
1334 | 1566.318 | 1353.606
1335 | 1566.1442 | 1353.6
1336 | 1566.084 | 1353.564
1337 | 1566.0129 | 1353.426
1338 | 1565.6 | 1353.11
1339 | 1565.3264 | 1352.8
1340 | 1565.3264 | 1352.649
1341 | 1565.3264 | 1352.239
1342 | 1565.032 | 1352.015
1343 | 1564.8337 | 1352
1344 | 1564.8 | 1351.872
1345 | 1564.005 | 1351.522
1346 | 1564 | 1351.214
1347 | 1564 | 1351.2
1348 | 1563.935 | 1351.2
1349 | 1563.6281 | 1351.143
1350 | 1563.602 | 1351.055
1351 | 1563.4947 | 1350.4
1352 | 1563.398 | 1350.4
1353 | 1562.9559 | 1350.4
1354 | 1562.899 | 1350.4
1355 | 1562.6978 | 1349.873
1356 | 1562.4 | 1349.756
1357 | 1562.161 | 1349.631
1358 | 1561.9623 | 1349.6
1359 | 1561.8691 | 1349.584
1360 | 1561.823 | 1349.132
1361 | 1561.3107 | 1349.06
1362 | 1561.284 | 1349.006
1363 | 1561.218 | 1348.873
1364 | 1560.8 | 1348.8
1365 | 1560.4337 | 1348.8
1366 | 1560.409 | 1348.8
1367 | 1560.354 | 1348.757
1368 | 1560.347 | 1348.744
1369 | 1559.6016 | 1348
1370 | 1559.5597 | 1347.847
1371 | 1559.029 | 1347.784
1372 | 1559.024 | 1347.658
1373 | 1558.9445 | 1347.642
1374 | 1558.583 | 1347.526
1375 | 1558.4 | 1347.435
1376 | 1558.331 | 1347.2
1377 | 1558.054 | 1347.2
1378 | 1557.9659 | 1347.2
1379 | 1557.9215 | 1347.067
1380 | 1557.6541 | 1346.706
1381 | 1557.6 | 1346.4
1382 | 1557.6 | 1346.227
1383 | 1557.5416 | 1345.6
1384 | 1557.38 | 1345.6
1385 | 1557.2327 | 1345.6
1386 | 1557.127 | 1345.519
1387 | 1556.917 | 1345.484
1388 | 1556.8 | 1345.323
1389 | 1556.8 | 1345.273
1390 | 1556.628 | 1345.147
1391 | 1556.4 | 1345.147
1392 | 1556.2421 | 1344.8
1393 | 1556.164 | 1344.8
1394 | 1556.11 | 1344.8
1395 | 1556.0846 | 1344.8
1396 | 1556 | 1344.19
1397 | 1556 | 1344.09
1398 | 1555.5125 | 1344
1399 | 1555.4302 | 1343.99
1400 | 1555.276 | 1343.987
1401 | 1555.2 | 1343.34
1402 | 1555.098 | 1342.805
1403 | 1554.491 | 1342.57
1404 | 1554.4 | 1342.52
1405 | 1554.4 | 1342.049
1406 | 1554.3395 | 1341.96
1407 | 1554.326 | 1341.6
1408 | 1554.2017 | 1341.6
1409 | 1554.1529 | 1341.6
1410 | 1554.145 | 1341.6
1411 | 1554.022 | 1341.6
1412 | 1553.989 | 1341.317
1413 | 1553.979 | 1341.163
1414 | 1553.8764 | 1341.101
1415 | 1553.6 | 1340.528
1416 | 1553.6 | 1340.398
1417 | 1553.3917 | 1340.366
1418 | 1553.305 | 1340
1419 | 1553.0947 | 1340
1420 | 1552.9578 | 1339.569
1421 | 1552.301 | 1339.324
1422 | 1552.2695 | 1339.188
1423 | 1552.097 | 1338.785
1424 | 1551.8563 | 1338.4
1425 | 1551.5661 | 1337.986
1426 | 1551.507 | 1337.607
1427 | 1551.4233 | 1337.6
1428 | 1551.363 | 1337.586
1429 | 1551.2 | 1337.062
1430 | 1551.2 | 1336.8
1431 | 1551.141 | 1336.8
1432 | 1551.0702 | 1336.575
1433 | 1550.943 | 1336.528
1434 | 1550.847 | 1336.528
1435 | 1550.773 | 1336
1436 | 1550.7356 | 1335.966
1437 | 1550.416 | 1335.671
1438 | 1550.4 | 1335.2
1439 | 1550.4 | 1334.928
1440 | 1549.679 | 1334.4
1441 | 1549.6 | 1334.4
1442 | 1548.9698 | 1334.32
1443 | 1548.9034 | 1334.128
1444 | 1548.8 | 1333.746
1445 | 1548.8 | 1333.6
1446 | 1548.768 | 1333.6
1447 | 1548.5916 | 1333.326
1448 | 1548.0484 | 1333.305
1449 | 1548 | 1333.143
1450 | 1547.9905 | 1332.8
1451 | 1547.887 | 1332.334
1452 | 1547.5341 | 1331.473
1453 | 1547.522 | 1331.427
1454 | 1547.461 | 1331.2
1455 | 1547.415 | 1331.2
1456 | 1547.1005 | 1330.924
1457 | 1546.8023 | 1329.862
1458 | 1546.6392 | 1329.6
1459 | 1546.546 | 1329.6
1460 | 1546.5163 | 1328.881
1461 | 1546.4283 | 1328.8
1462 | 1546.4 | 1328.8
1463 | 1546.4 | 1328.413
1464 | 1546.4 | 1328.156
1465 | 1546.268 | 1327.754
1466 | 1546.2679 | 1327.709
1467 | 1546.263 | 1327.481
1468 | 1546.02 | 1326.884
1469 | 1545.6 | 1326.4
1470 | 1545.6 | 1326.022
1471 | 1545.343 | 1325.702
1472 | 1545.3275 | 1325.6
1473 | 1545.1075 | 1325.6
1474 | 1545.101 | 1325.6
1475 | 1544.9103 | 1325.457
1476 | 1544.8 | 1324.8
1477 | 1544.8 | 1324.598
1478 | 1544.713 | 1324.08
1479 | 1544.646 | 1324.067
1480 | 1544.619 | 1324
1481 | 1544.599 | 1324
1482 | 1544.327 | 1324
1483 | 1544.0628 | 1323.903
1484 | 1544.0628 | 1323.515
1485 | 1544 | 1323.308
1486 | 1543.7762 | 1323.126
1487 | 1543.6956 | 1322.503
1488 | 1543.6519 | 1322.232
1489 | 1543.534 | 1322.051
1490 | 1543.2 | 1321.815
1491 | 1542.9749 | 1321.7
1492 | 1542.9506 | 1321.613
1493 | 1542.7756 | 1321.6
1494 | 1542.7437 | 1321.6
1495 | 1542.4 | 1321.6
1496 | 1542.4 | 1321.6
1497 | 1542.4 | 1320.447
1498 | 1542.1992 | 1320
1499 | 1542.1261 | 1319.2
1500 | 1542.057 | 1319.16
1501 | 1541.713 | 1319.128
1502 | 1541.6 | 1319.127
1503 | 1541.5026 | 1318.65
1504 | 1540.824 | 1318.4
1505 | 1540.8 | 1318.4
1506 | 1540.8 | 1317.687
1507 | 1540.8 | 1317.321
1508 | 1540.681 | 1317.142
1509 | 1540.524 | 1316.91
1510 | 1540.0611 | 1316.887
1511 | 1540.045 | 1316.8
1512 | 1539.8915 | 1316
1513 | 1539.86 | 1315.888
1514 | 1539.824 | 1315.48
1515 | 1539.811 | 1315.2
1516 | 1539.509 | 1315.122
1517 | 1539.2 | 1315.07
1518 | 1539.2 | 1314.638
1519 | 1539.01 | 1314.597
1520 | 1538.833 | 1314.4
1521 | 1538.7348 | 1314.233
1522 | 1538.6406 | 1313.6
1523 | 1538.6163 | 1313.6
1524 | 1538.464 | 1313.251
1525 | 1538.4 | 1313.223
1526 | 1538.349 | 1312.944
1527 | 1538.188 | 1312.8
1528 | 1538.105 | 1312.8
1529 | 1537.608 | 1312.8
1530 | 1537.6 | 1312.8
1531 | 1537.6 | 1312.593
1532 | 1537.5607 | 1312.297
1533 | 1537.5301 | 1312.249
1534 | 1537.528 | 1312.249
1535 | 1537.3752 | 1312
1536 | 1537.263 | 1311.063
1537 | 1537.183 | 1310.945
1538 | 1537.052 | 1310.867
1539 | 1536.9168 | 1310.789
1540 | 1536.8077 | 1310.4
1541 | 1536.804 | 1310.4
1542 | 1536.8 | 1310.4
1543 | 1536.6216 | 1310.4
1544 | 1536.546 | 1310.281
1545 | 1536.423 | 1310.163
1546 | 1536.183 | 1310.033
1547 | 1536 | 1309.918
1548 | 1535.971 | 1309.918
1549 | 1535.8845 | 1309.379
1550 | 1535.856 | 1309.129
1551 | 1535.769 | 1308.643
1552 | 1535.5758 | 1308.502
1553 | 1535.5124 | 1308.111
1554 | 1535.2541 | 1308
1555 | 1535.2298 | 1307.919
1556 | 1534.8067 | 1307.694
1557 | 1534.4519 | 1307.476
1558 | 1534.4 | 1307.454
1559 | 1534.4 | 1306.883
1560 | 1534.4 | 1306.371
1561 | 1534.3568 | 1306.162
1562 | 1534.321 | 1306.033
1563 | 1534.229 | 1306.033
1564 | 1534.199 | 1305.6
1565 | 1534.0547 | 1305.303
1566 | 1533.6 | 1305.221
1567 | 1533.5207 | 1304.8
1568 | 1533.1581 | 1304.8
1569 | 1533.0237 | 1304.8
1570 | 1532.8 | 1304.669
1571 | 1532.8 | 1304.439
1572 | 1532.198 | 1304.389
1573 | 1532 | 1304
1574 | 1532 | 1304
1575 | 1532 | 1303.888
1576 | 1532 | 1303.274
1577 | 1531.3527 | 1303.2
1578 | 1531.346 | 1303.2
1579 | 1531.2 | 1303.011
1580 | 1531.2 | 1302.803
1581 | 1531.2 | 1302.4
1582 | 1531.013 | 1302.39
1583 | 1530.9776 | 1301.9
1584 | 1530.86 | 1301.763
1585 | 1530.718 | 1301.644
1586 | 1530.064 | 1301.174
1587 | 1529.9046 | 1301.063
1588 | 1529.712 | 1300.515
1589 | 1529.6 | 1300
1590 | 1529.6 | 1300
1591 | 1529.6 | 1300
1592 | 1529.6 | 1300
1593 | 1529.519 | 1300
1594 | 1528.8197 | 1299.532
1595 | 1528.819 | 1299.258
1596 | 1528.475 | 1299.2
1597 | 1528.3529 | 1299.2
1598 | 1528.29 | 1299.047
1599 | 1528.207 | 1298.958
1600 | 1528.0967 | 1298.4
1601 | 1528.006 | 1298.349
1602 | 1528 | 1298.131
1603 | 1527.881 | 1297.339
1604 | 1527.7062 | 1296.8
1605 | 1527.7062 | 1296.776
1606 | 1527.332 | 1296.514
1607 | 1527.327 | 1296.421
1608 | 1527.2199 | 1296.342
1609 | 1526.8884 | 1296.332
1610 | 1526.8884 | 1296.145
1611 | 1526.8378 | 1295.933
1612 | 1526.73 | 1295.663
1613 | 1526.413 | 1295.609
1614 | 1526.4 | 1295.494
1615 | 1526.4 | 1295.2
1616 | 1526.204 | 1294.4
1617 | 1526.041 | 1294.4
1618 | 1525.9328 | 1294.379
1619 | 1525.6 | 1294.146
1620 | 1525.6 | 1293.998
1621 | 1525.559 | 1293.6
1622 | 1525.4623 | 1293.522
1623 | 1525.3618 | 1293.35
1624 | 1525.3581 | 1293.304
1625 | 1525.044 | 1293.063
1626 | 1524.5 | 1292.903
1627 | 1524 | 1292.896
1628 | 1524 | 1292.832
1629 | 1524 | 1292.8
1630 | 1523.695 | 1292.8
1631 | 1523.623 | 1292.63
1632 | 1523.622 | 1292
1633 | 1523.5696 | 1292
1634 | 1522.957 | 1291.536
1635 | 1522.874 | 1291.2
1636 | 1522.828 | 1290.494
1637 | 1522.7988 | 1290.4
1638 | 1522.665 | 1290.4
1639 | 1522.428 | 1290.4
1640 | 1522.4 | 1290.4
1641 | 1522.3454 | 1290.326
1642 | 1522.0625 | 1290.215
1643 | 1521.983 | 1289.886
1644 | 1521.9814 | 1289.506
1645 | 1521.9814 | 1289.392
1646 | 1521.9772 | 1289.381
1647 | 1521.6 | 1288.8
1648 | 1521.6 | 1288.8
1649 | 1521.6 | 1288.547
1650 | 1521.1636 | 1288
1651 | 1520.8 | 1288
1652 | 1520.7915 | 1287.771
1653 | 1520.4757 | 1287.2
1654 | 1520.337 | 1287.2
1655 | 1520.142 | 1287.2
1656 | 1520.027 | 1286.984
1657 | 1519.8933 | 1286.947
1658 | 1519.876 | 1286.4
1659 | 1519.6659 | 1286.4
1660 | 1519.5135 | 1286.17
1661 | 1519.235 | 1285.833
1662 | 1519.2 | 1285.679
1663 | 1519.172 | 1285.6
1664 | 1519.101 | 1285.6
1665 | 1518.9141 | 1285.6
1666 | 1518.9095 | 1285.522
1667 | 1518.8139 | 1285.423
1668 | 1518.8139 | 1285.225
1669 | 1518.7101 | 1285.161
1670 | 1518.4 | 1284.49
1671 | 1518.4 | 1284
1672 | 1518.4 | 1284
1673 | 1517.919 | 1284
1674 | 1517.8449 | 1283.787
1675 | 1517.6 | 1283.562
1676 | 1517.6 | 1283.2
1677 | 1517.6 | 1282.4
1678 | 1517.3603 | 1282.193
1679 | 1517.328 | 1281.6
1680 | 1517.155 | 1281.295
1681 | 1517.038 | 1281.295
1682 | 1516.8 | 1281.253
1683 | 1516.8 | 1280.8
1684 | 1516.4783 | 1280.8
1685 | 1516.32 | 1280.599
1686 | 1516 | 1280.516
1687 | 1515.751 | 1280.026
1688 | 1515.3156 | 1280
1689 | 1515.2 | 1279.466
1690 | 1515.2 | 1278.417
1691 | 1515.2 | 1278.268
1692 | 1515.135 | 1277.789
1693 | 1514.83 | 1277.6
1694 | 1514.752 | 1277.234
1695 | 1514.737 | 1277.059
1696 | 1514.4 | 1276.8
1697 | 1514.4 | 1276
1698 | 1514.373 | 1276
1699 | 1514.242 | 1275.732
1700 | 1514.182 | 1275.489
1701 | 1513.8031 | 1275.2
1702 | 1513.6533 | 1275.021
1703 | 1513.4915 | 1274.956
1704 | 1513.4756 | 1274.827
1705 | 1513.323 | 1274.673
1706 | 1512.8 | 1274.438
1707 | 1512.8 | 1274.4
1708 | 1512.8 | 1274.4
1709 | 1512.8 | 1274.4
1710 | 1512.557 | 1274.4
1711 | 1512.4939 | 1274.4
1712 | 1512.119 | 1274.115
1713 | 1512.0147 | 1273.643
1714 | 1511.9217 | 1273.53
1715 | 1511.5332 | 1273.361
1716 | 1511.5071 | 1272.8
1717 | 1511.408 | 1272.8
1718 | 1511.2516 | 1272.8
1719 | 1510.972 | 1272.8
1720 | 1510.8356 | 1272
1721 | 1510.7833 | 1271.728
1722 | 1510.4219 | 1271.412
1723 | 1510.4 | 1271.2
1724 | 1510.4 | 1270.908
1725 | 1510.3678 | 1270.4
1726 | 1510.044 | 1270.4
1727 | 1509.998 | 1270.294
1728 | 1509.994 | 1269.825
1729 | 1509.8552 | 1269.819
1730 | 1509.6793 | 1269.641
1731 | 1509.6 | 1269.481
1732 | 1509.5909 | 1269.443
1733 | 1509.5909 | 1269.294
1734 | 1509.5259 | 1268.981
1735 | 1509.416 | 1268.887
1736 | 1509.3432 | 1268.8
1737 | 1509.312 | 1268.8
1738 | 1509.175 | 1268.8
1739 | 1509.1443 | 1268.8
1740 | 1508.8 | 1268.228
1741 | 1508.661 | 1268.157
1742 | 1508.577 | 1268.07
1743 | 1508.5094 | 1268
1744 | 1508.333 | 1268
1745 | 1508 | 1267.92
1746 | 1508 | 1267.228
1747 | 1508 | 1267.2
1748 | 1508 | 1267.2
1749 | 1507.763 | 1267.143
1750 | 1507.2 | 1267.052
1751 | 1507.155 | 1266.409
1752 | 1507.149 | 1266.4
1753 | 1506.995 | 1266.4
1754 | 1506.9156 | 1266.3
1755 | 1506.879 | 1266.128
1756 | 1506.7813 | 1265.6
1757 | 1506.4 | 1265.581
1758 | 1506.384 | 1265.459
1759 | 1506.159 | 1264.8
1760 | 1505.9819 | 1264.8
1761 | 1505.7062 | 1264.8
1762 | 1505.6 | 1264.143
1763 | 1505.134 | 1264
1764 | 1505.096 | 1263.892
1765 | 1504.309 | 1263.865
1766 | 1504 | 1263.865
1767 | 1504 | 1263.865
1768 | 1504 | 1263.257
1769 | 1504 | 1263.2
1770 | 1503.829 | 1262.903
1771 | 1503.6577 | 1262.701
1772 | 1503.542 | 1262.525
1773 | 1503.503 | 1262.525
1774 | 1503.303 | 1262.4
1775 | 1503.2 | 1262.4
1776 | 1503.2 | 1262.068
1777 | 1503.1713 | 1261.464
1778 | 1503.1713 | 1261.292
1779 | 1503.121 | 1260.528
1780 | 1502.9147 | 1260.276
1781 | 1502.4 | 1260
1782 | 1502.098 | 1260
1783 | 1502.036 | 1260
1784 | 1502.032 | 1259.855
1785 | 1501.8804 | 1259.242
1786 | 1501.8215 | 1258.949
1787 | 1501.802 | 1258.921
1788 | 1501.38 | 1258.89
1789 | 1501.2835 | 1258.4
1790 | 1500.8 | 1257.822
1791 | 1500.8 | 1257.6
1792 | 1500.5405 | 1257.584
1793 | 1500.2676 | 1257.49
1794 | 1500.0918 | 1257.345
1795 | 1500.064 | 1257.256
1796 | 1500 | 1257.086
1797 | 1500 | 1256.8
1798 | 1500 | 1256.8
1799 | 1499.82 | 1256.233
1800 | 1499.779 | 1256.022
1801 | 1499.733 | 1256
1802 | 1499.6906 | 1256
1803 | 1499.2 | 1255.102
1804 | 1499.0822 | 1255.099
1805 | 1498.899 | 1254.615
1806 | 1498.823 | 1254.4
1807 | 1498.7138 | 1254.4
1808 | 1498.4 | 1254.398
1809 | 1498.2644 | 1254.291
1810 | 1498.248 | 1254.143
1811 | 1497.729 | 1254.045
1812 | 1497.656 | 1253.346
1813 | 1497.6 | 1253.28
1814 | 1497.6 | 1253.158
1815 | 1497.6 | 1252.915
1816 | 1497.593 | 1252.8
1817 | 1497.353 | 1252.8
1818 | 1497.263 | 1252.8
1819 | 1497.0151 | 1252.8
1820 | 1496.8 | 1252.716
1821 | 1496.668 | 1252.436
1822 | 1496.6287 | 1251.764
1823 | 1496.27 | 1251.115
1824 | 1496.2674 | 1251.018
1825 | 1496 | 1251.007
1826 | 1495.9604 | 1250.928
1827 | 1495.2 | 1250.4
1828 | 1495.022 | 1249.802
1829 | 1494.969 | 1249.6
1830 | 1494.9623 | 1249.328
1831 | 1494.8291 | 1248.8
1832 | 1494.782 | 1248.8
1833 | 1494.729 | 1248.8
1834 | 1494.49 | 1248.8
1835 | 1494.4 | 1248.377
1836 | 1494.4 | 1248.008
1837 | 1494.4 | 1248
1838 | 1494.4 | 1248
1839 | 1494.4 | 1247.2
1840 | 1494.3067 | 1246.986
1841 | 1494.1654 | 1246.4
1842 | 1494.1654 | 1246.1
1843 | 1494.0026 | 1245.87
1844 | 1494.002 | 1245.743
1845 | 1493.8665 | 1245.6
1846 | 1493.831 | 1245.6
1847 | 1493.7656 | 1244.975
1848 | 1493.6 | 1244.8
1849 | 1493.6 | 1244.8
1850 | 1493.401 | 1244.499
1851 | 1493.3574 | 1244.187
1852 | 1493.2586 | 1244.142
1853 | 1493.2053 | 1243.943
1854 | 1493.196 | 1243.943
1855 | 1493.1455 | 1243.902
1856 | 1493.09 | 1243.808
1857 | 1493.0687 | 1243.2
1858 | 1493.053 | 1243.152
1859 | 1493.014 | 1242.928
1860 | 1492.8 | 1242.801
1861 | 1492.56 | 1242.4
1862 | 1492.5396 | 1242.349
1863 | 1492.397 | 1241.953
1864 | 1492.2516 | 1241.875
1865 | 1492.205 | 1241.187
1866 | 1492.134 | 1240.965
1867 | 1492 | 1240.8
1868 | 1492 | 1240.77
1869 | 1491.985 | 1240.528
1870 | 1491.966 | 1240.276
1871 | 1491.899 | 1240.205
1872 | 1491.7748 | 1240
1873 | 1491.7217 | 1240
1874 | 1491.7217 | 1239.972
1875 | 1491.7213 | 1239.89
1876 | 1491.7106 | 1239.337
1877 | 1491.6931 | 1239.2
1878 | 1491.5815 | 1239.2
1879 | 1491.3363 | 1239.2
1880 | 1491.287 | 1239.189
1881 | 1491.2 | 1239.012
1882 | 1490.9918 | 1238.642
1883 | 1490.9597 | 1238.564
1884 | 1490.5497 | 1238.439
1885 | 1490.4715 | 1238.275
1886 | 1490.436 | 1238.194
1887 | 1490.4 | 1237.567
1888 | 1490.4 | 1237.51
1889 | 1490.238 | 1237.114
1890 | 1490.1674 | 1236.892
1891 | 1490.1332 | 1236.833
1892 | 1489.7845 | 1236.503
1893 | 1489.6 | 1236.109
1894 | 1489.5089 | 1236.109
1895 | 1489.3905 | 1235.991
1896 | 1489.362 | 1235.797
1897 | 1489.1425 | 1235.738
1898 | 1489.129 | 1235.715
1899 | 1488.8 | 1235.2
1900 | 1488.8 | 1234.928
1901 | 1488.8 | 1234.4
1902 | 1488.8 | 1234.4
1903 | 1488.8 | 1233.607
1904 | 1488.8 | 1233.6
1905 | 1488.651 | 1233.287
1906 | 1488.6136 | 1233.287
1907 | 1488.5872 | 1232.903
1908 | 1488.4238 | 1232.8
1909 | 1488.288 | 1232.8
1910 | 1488.271 | 1232.774
1911 | 1488.1212 | 1232.656
1912 | 1488 | 1232.224
1913 | 1488 | 1232.152
1914 | 1488 | 1232.081
1915 | 1487.9546 | 1232
1916 | 1487.923 | 1232
1917 | 1487.855 | 1231.83
1918 | 1487.8366 | 1231.664
1919 | 1487.795 | 1231.447
1920 | 1487.5921 | 1230.804
1921 | 1487.386 | 1230.67
1922 | 1487.273 | 1230.511
1923 | 1486.7248 | 1230.493
1924 | 1486.483 | 1230.4
1925 | 1486.419 | 1229.933
1926 | 1486.3518 | 1229.806
1927 | 1486.331 | 1229.599
1928 | 1485.876 | 1229.328
1929 | 1485.795 | 1229.201
1930 | 1485.6 | 1229.116
1931 | 1485.5058 | 1228.928
1932 | 1485.5058 | 1228.8
1933 | 1485.364 | 1228.681
1934 | 1485.342 | 1228.38
1935 | 1484.496 | 1228
1936 | 1484.2371 | 1227.016
1937 | 1484.153 | 1226.927
1938 | 1484 | 1226.885
1939 | 1484 | 1226.573
1940 | 1483.656 | 1226.4
1941 | 1483.589 | 1226.4
1942 | 1483.2 | 1226.4
1943 | 1483.2 | 1226.27
1944 | 1483.009 | 1226.008
1945 | 1483.009 | 1225.6
1946 | 1482.886 | 1225.6
1947 | 1482.4 | 1225.6
1948 | 1482.2121 | 1225.6
1949 | 1482.151 | 1225.54
1950 | 1482.0911 | 1225.502
1951 | 1481.714 | 1225.135
1952 | 1481.469 | 1224.801
1953 | 1481.371 | 1224.8
1954 | 1480.9778 | 1224.779
1955 | 1480.8333 | 1224.631
1956 | 1480.8 | 1224.246
1957 | 1480.8 | 1224.086
1958 | 1480.787 | 1223.712
1959 | 1480.775 | 1223.2
1960 | 1480.7011 | 1223.2
1961 | 1480.6329 | 1222.697
1962 | 1480.4755 | 1222.6
1963 | 1480.0672 | 1222.482
1964 | 1479.7011 | 1222.482
1965 | 1479.6564 | 1222.482
1966 | 1479.4543 | 1222.482
1967 | 1479.406 | 1222.482
1968 | 1479.2732 | 1222.482
1969 | 1479.2 | 1222.482
1970 | 1479.2 | 1222.482
1971 | 1479.054 | 1222.482
1972 | 1478.554 | 1222.482
1973 | 1478.4 | 1222.482
1974 | 1478.389 | 1222.482
1975 | 1478.2277 | 1222.482
1976 | 1478.101 | 1222.482
1977 | 1477.914 | 1222.482
1978 | 1477.846 | 1222.482
1979 | 1477.6 | 1222.482
1980 | 1477.6 | 1222.482
1981 | 1477.577 | 1222.482
1982 | 1476.9595 | 1222.482
1983 | 1476.872 | 1222.482
1984 | 1476.864 | 1222.482
1985 | 1476.806 | 1222.482
1986 | 1476.6339 | 1222.482
1987 | 1476.616 | 1222.482
1988 | 1476.183 | 1222.482
1989 | 1476 | 1222.482
1990 | 1476 | 1222.482
1991 | 1475.707 | 1222.482
1992 | 1475.6089 | 1222.482
1993 | 1475.4056 | 1222.482
1994 | 1475.2 | 1222.482
1995 | 1475.2 | 1222.482
1996 | 1475.2 | 1222.482
1997 | 1475.0421 | 1222.482
1998 | 1475.0401 | 1222.482
1999 | 1474.906 | 1222.482
2000 | 1474.877 | 1222.482
2001 | 1474.584 | 1222.482
2002 | 1474.4 | 1222.482
2003 | 1474.147 | 1222.482
2004 | 1473.9411 | 1222.482
2005 | 1473.887 | 1222.482
2006 | 1473.8341 | 1222.482
2007 | 1473.5876 | 1222.482
2008 | 1473.3059 | 1222.482
2009 | 1473.083 | 1222.482
2010 | 1472.9116 | 1222.482
2011 | 1472.893 | 1222.482
2012 | 1472.8 | 1222.482
2013 | 1472.8 | 1222.482
2014 | 1472.679 | 1222.482
2015 | 1472.454 | 1222.482
2016 | 1472.409 | 1222.482
2017 | 1472 | 1222.482
2018 | 1472 | 1222.482
2019 | 1472 | 1222.482
2020 | 1472 | 1222.482
2021 | 1471.9558 | 1222.482
2022 | 1471.92 | 1222.482
2023 | 1471.9052 | 1222.482
2024 | 1471.8526 | 1222.482
2025 | 1471.8474 | 1222.482
2026 | 1471.833 | 1222.482
2027 | 1471.768 | 1222.482
2028 | 1471.2 | 1222.482
2029 | 1471.2 | 1222.482
2030 | 1471.04 | 1222.482
2031 | 1470.638 | 1222.482
2032 | 1470.4 | 1222.482
2033 | 1470.4 | 1222.482
2034 | 1470.4 | 1222.482
2035 | 1470.4 | 1222.482
2036 | 1470.4 | 1222.482
2037 | 1470.3045 | 1222.482
2038 | 1470.149 | 1222.482
2039 | 1470.106 | 1222.482
2040 | 1469.7754 | 1222.482
2041 | 1469.7754 | 1222.482
2042 | 1469.6 | 1222.482
2043 | 1469.6 | 1222.482
2044 | 1469.4619 | 1222.482
2045 | 1469.4619 | 1222.482
2046 | 1469.4209 | 1222.482
2047 | 1469.341 | 1222.482
2048 | 1469.1901 | 1222.482
2049 | 1468.8335 | 1222.482
2050 | 1468.8 | 1222.482
2051 | 1468.701 | 1222.482
2052 | 1468.257 | 1222.482
2053 | 1468.154 | 1222.482
2054 | 1468.113 | 1222.482
2055 | 1468.0047 | 1222.482
2056 | 1468 | 1222.482
2057 | 1467.4236 | 1222.482
2058 | 1467.39 | 1222.482
2059 | 1467.239 | 1222.482
2060 | 1467.2 | 1222.482
2061 | 1467.0712 | 1222.482
2062 | 1466.806 | 1222.482
2063 | 1466.4 | 1222.482
2064 | 1466.4 | 1222.482
2065 | 1466.4 | 1222.482
2066 | 1466.4 | 1222.482
2067 | 1466.369 | 1222.482
2068 | 1466.2743 | 1222.482
2069 | 1466.1104 | 1222.482
2070 | 1466.0823 | 1222.482
2071 | 1465.9979 | 1222.482
2072 | 1465.832 | 1222.482
2073 | 1465.729 | 1222.482
2074 | 1465.6696 | 1222.482
2075 | 1465.6 | 1222.482
2076 | 1465.6 | 1222.482
2077 | 1465.4775 | 1222.482
2078 | 1465.448 | 1222.482
2079 | 1464.8 | 1222.482
2080 | 1464.7333 | 1222.482
2081 | 1464.687 | 1222.482
2082 | 1464.5285 | 1222.482
2083 | 1464.5285 | 1222.482
2084 | 1464.006 | 1222.4
2085 | 1464 | 1222.4
2086 | 1464 | 1222.4
2087 | 1463.9441 | 1222.4
2088 | 1463.8837 | 1222.398
2089 | 1463.7515 | 1222.124
2090 | 1463.702 | 1221.838
2091 | 1463.659 | 1221.824
2092 | 1463.2 | 1221.699
2093 | 1463.2 | 1221.6
2094 | 1463.2 | 1221.257
2095 | 1463.195 | 1220.985
2096 | 1462.838 | 1220.932
2097 | 1462.819 | 1220.913
2098 | 1462.4025 | 1220.833
2099 | 1462.4 | 1220.8
2100 | 1462.36 | 1220.8
2101 | 1462.071 | 1220.595
2102 | 1461.828 | 1220.57
2103 | 1461.6 | 1220.036
2104 | 1461.6 | 1220
2105 | 1461.4939 | 1220
2106 | 1461.4783 | 1220
2107 | 1461.462 | 1219.762
2108 | 1461.298 | 1219.758
2109 | 1461.244 | 1219.677
2110 | 1461.008 | 1219.268
2111 | 1460.9439 | 1219.2
2112 | 1460.8 | 1219.2
2113 | 1460.8 | 1219.102
2114 | 1460.6961 | 1218.928
2115 | 1460.6438 | 1218.757
2116 | 1460.39 | 1218.646
2117 | 1460.1058 | 1218.567
2118 | 1460 | 1218.4
2119 | 1460 | 1218.363
2120 | 1459.9884 | 1218.273
2121 | 1459.8264 | 1218.239
2122 | 1459.662 | 1218.128
2123 | 1459.4151 | 1218.086
2124 | 1459.2 | 1218.021
2125 | 1459.2 | 1217.953
2126 | 1459.2 | 1217.6
2127 | 1459.2 | 1217.408
2128 | 1459.2 | 1217.286
2129 | 1459.2 | 1217.286
2130 | 1459.2 | 1217.068
2131 | 1459.1023 | 1217.068
2132 | 1458.87 | 1217.068
2133 | 1458.823 | 1217.068
2134 | 1458.605 | 1217.068
2135 | 1458.486 | 1217.068
2136 | 1458.461 | 1217.068
2137 | 1458.4473 | 1217.068
2138 | 1458.4 | 1217.068
2139 | 1458.4 | 1217.068
2140 | 1458.3055 | 1217.068
2141 | 1458.236 | 1217.068
2142 | 1458.112 | 1217.068
2143 | 1457.6 | 1217.068
2144 | 1457.6 | 1217.068
2145 | 1457.6 | 1217.068
2146 | 1457.536 | 1217.068
2147 | 1457.5078 | 1217.068
2148 | 1457.42 | 1217.068
2149 | 1457.305 | 1217.068
2150 | 1457.0651 | 1217.068
2151 | 1456.8 | 1217.068
2152 | 1456.702 | 1217.068
2153 | 1456.677 | 1217.068
2154 | 1456.6718 | 1217.068
2155 | 1456.647 | 1217.068
2156 | 1456.594 | 1217.068
2157 | 1456.5445 | 1217.068
2158 | 1456.398 | 1217.068
2159 | 1456.248 | 1217.068
2160 | 1456.1419 | 1217.068
2161 | 1456.088 | 1217.068
2162 | 1456 | 1217.068
2163 | 1455.9617 | 1217.068
2164 | 1455.678 | 1217.068
2165 | 1455.5941 | 1217.068
2166 | 1455.515 | 1217.068
2167 | 1455.5 | 1217.068
2168 | 1455.483 | 1217.068
2169 | 1455.323 | 1217.068
2170 | 1454.847 | 1217.068
2171 | 1454.836 | 1217.068
2172 | 1454.312 | 1217.068
2173 | 1454.101 | 1217.068
2174 | 1453.973 | 1217.068
2175 | 1453.859 | 1217.068
2176 | 1453.632 | 1217.068
2177 | 1453.6 | 1217.068
2178 | 1453.6 | 1217.068
2179 | 1453.6 | 1217.068
2180 | 1453.2837 | 1217.068
2181 | 1453.1366 | 1217.068
2182 | 1453.0225 | 1217.068
2183 | 1452.7272 | 1217.068
2184 | 1452.682 | 1217.068
2185 | 1452.636 | 1217.068
2186 | 1452.169 | 1217.068
2187 | 1451.9165 | 1217.068
2188 | 1451.9165 | 1217.068
2189 | 1451.8731 | 1217.068
2190 | 1451.78 | 1217.068
2191 | 1451.75 | 1217.068
2192 | 1451.2 | 1217.068
2193 | 1450.922 | 1217.068
2194 | 1450.7679 | 1217.068
2195 | 1450.765 | 1217.068
2196 | 1450.762 | 1217.068
2197 | 1450.739 | 1217.068
2198 | 1450.6684 | 1217.068
2199 | 1450.4455 | 1217.068
2200 | 1450.0124 | 1217.068
2201 | 1449.6 | 1217.068
2202 | 1449.6 | 1217.068
2203 | 1449.6 | 1217.068
2204 | 1449.583 | 1217.068
2205 | 1449.3753 | 1217.068
2206 | 1449.081 | 1217.068
2207 | 1448.9237 | 1217.068
2208 | 1448.8 | 1217.068
2209 | 1448.8 | 1217.068
2210 | 1448.694 | 1217.068
2211 | 1448.549 | 1217.068
2212 | 1448.412 | 1217.068
2213 | 1448.2039 | 1217.068
2214 | 1448.199 | 1217.068
2215 | 1448.14 | 1217.068
2216 | 1447.9459 | 1217.068
2217 | 1447.708 | 1217.068
2218 | 1447.5589 | 1217.068
2219 | 1447.547 | 1217.068
2220 | 1447.357 | 1217.068
2221 | 1447.2 | 1217.014
2222 | 1447.2 | 1216.931
2223 | 1447.2 | 1216.848
2224 | 1446.565 | 1216.84
2225 | 1446.5205 | 1216.685
2226 | 1446.4 | 1216.436
2227 | 1446.4 | 1216.294
2228 | 1446.4 | 1216
2229 | 1446.4 | 1216
2230 | 1446.2015 | 1216
2231 | 1446.081 | 1215.698
2232 | 1445.9232 | 1215.604
2233 | 1445.882 | 1215.604
2234 | 1445.753 | 1215.533
2235 | 1445.6 | 1215.532
2236 | 1445.488 | 1215.377
2237 | 1445.428 | 1215.366
2238 | 1445.3682 | 1215.295
2239 | 1445.2968 | 1215.2
2240 | 1445.1054 | 1215.149
2241 | 1444.8 | 1215.089
2242 | 1444.8 | 1215.079
2243 | 1444.5613 | 1214.707
2244 | 1444 | 1214.394
2245 | 1444 | 1214.337
2246 | 1444 | 1214.131
2247 | 1444 | 1214.004
2248 | 1444 | 1213.91
2249 | 1444 | 1213.663
2250 | 1444 | 1213.608
2251 | 1443.7099 | 1213.6
2252 | 1443.6317 | 1213.6
2253 | 1443.606 | 1212.841
2254 | 1443.602 | 1212.806
2255 | 1443.5696 | 1212.801
2256 | 1443.5337 | 1212.8
2257 | 1443.4841 | 1212.72
2258 | 1443.3311 | 1212.52
2259 | 1443.0903 | 1212.495
2260 | 1443.0721 | 1212
2261 | 1443.0422 | 1212
2262 | 1442.884 | 1212
2263 | 1442.5236 | 1211.932
2264 | 1442.4 | 1211.857
2265 | 1441.9686 | 1211.742
2266 | 1441.807 | 1211.2
2267 | 1441.6 | 1211.2
2268 | 1441.5708 | 1211.2
2269 | 1441.5264 | 1211.198
2270 | 1441.2678 | 1210.843
2271 | 1441.0183 | 1210.769
2272 | 1440.8 | 1210.666
2273 | 1440.8 | 1209.997
2274 | 1440.8 | 1209.693
2275 | 1440.7739 | 1209.67
2276 | 1440.7666 | 1209.337
2277 | 1440.758 | 1209.195
2278 | 1440.601 | 1209.129
2279 | 1440.062 | 1208.916
2280 | 1440 | 1208.8
2281 | 1440 | 1208.753
2282 | 1439.8744 | 1208.628
2283 | 1439.865 | 1208.528
2284 | 1439.8057 | 1208.315
2285 | 1439.505 | 1207.485
2286 | 1439.2 | 1207.315
2287 | 1439.1789 | 1207.2
2288 | 1439.024 | 1207.2
2289 | 1438.896 | 1207.2
2290 | 1438.5628 | 1206.988
2291 | 1438.3833 | 1206.928
2292 | 1438.064 | 1206.926
2293 | 1438.053 | 1206.76
2294 | 1438.004 | 1206.489
2295 | 1437.9908 | 1206.489
2296 | 1437.913 | 1206.4
2297 | 1437.6 | 1206.4
2298 | 1437.172 | 1206.214
2299 | 1436.8198 | 1206.128
2300 | 1436.8 | 1206.045
2301 | 1436.8 | 1205.821
2302 | 1436.8 | 1205.541
2303 | 1436.7719 | 1205.407
2304 | 1436.7588 | 1204.8
2305 | 1436.5587 | 1204.8
2306 | 1436.5587 | 1204.782
2307 | 1436.28 | 1204.444
2308 | 1436.12 | 1204.326
2309 | 1436.091 | 1204.141
2310 | 1436 | 1204
2311 | 1436 | 1204
2312 | 1436 | 1203.88
2313 | 1436 | 1203.862
2314 | 1435.996 | 1203.728
2315 | 1435.98 | 1203.609
2316 | 1435.791 | 1203.477
2317 | 1435.7711 | 1203.477
2318 | 1435.638 | 1203.306
2319 | 1435.4445 | 1203.028
2320 | 1435.047 | 1202.718
2321 | 1435.033 | 1202.4
2322 | 1434.9975 | 1202.256
2323 | 1434.587 | 1202.045
2324 | 1434.4 | 1201.971
2325 | 1434.4 | 1201.79
2326 | 1434.3988 | 1201.724
2327 | 1434.3111 | 1201.6
2328 | 1434.2978 | 1201.198
2329 | 1434.29 | 1200.885
2330 | 1434.147 | 1200.8
2331 | 1434.101 | 1200.8
2332 | 1434.037 | 1200.8
2333 | 1433.9206 | 1200.8
2334 | 1433.6019 | 1200.741
2335 | 1433.6 | 1200.409
2336 | 1433.6 | 1200.369
2337 | 1433.6 | 1200.114
2338 | 1433.6 | 1200
2339 | 1433.6 | 1199.761
2340 | 1433.3713 | 1199.633
2341 | 1433.37 | 1199.593
2342 | 1433.2991 | 1199.403
2343 | 1432.8 | 1199.317
2344 | 1432.8 | 1199.317
2345 | 1432.8 | 1199.2
2346 | 1432.8 | 1199.2
2347 | 1432.0201 | 1198.928
2348 | 1432.0081 | 1198.816
2349 | 1432 | 1198.748
2350 | 1431.852 | 1198.4
2351 | 1431.814 | 1198.4
2352 | 1431.431 | 1198.162
2353 | 1431.3986 | 1198.121
2354 | 1431.2113 | 1198.039
2355 | 1431.2023 | 1197.713
2356 | 1431.2023 | 1197.696
2357 | 1431.2 | 1197.446
2358 | 1431.2 | 1197.262
2359 | 1431.18 | 1196.8
2360 | 1431.156 | 1196.8
2361 | 1430.954 | 1196.608
2362 | 1430.445 | 1196.215
2363 | 1430.4144 | 1196.138
2364 | 1430.4064 | 1196.129
2365 | 1430.4 | 1196
2366 | 1430.4 | 1196
2367 | 1430.203 | 1196
2368 | 1430.0072 | 1195.728
2369 | 1429.627 | 1195.667
2370 | 1429.6 | 1195.665
2371 | 1429.6 | 1195.587
2372 | 1429.6 | 1195.574
2373 | 1429.5663 | 1195.574
2374 | 1429.4651 | 1195.504
2375 | 1429.4511 | 1195.22
2376 | 1429.443 | 1195.2
2377 | 1429.3409 | 1194.65
2378 | 1429.183 | 1194.4
2379 | 1429.0673 | 1194.4
2380 | 1428.8 | 1193.934
2381 | 1428.7283 | 1193.76
2382 | 1428.5228 | 1193.739
2383 | 1428.3799 | 1193.6
2384 | 1428.0237 | 1193.6
2385 | 1428.0124 | 1193.463
2386 | 1428 | 1193.214
2387 | 1428 | 1192.811
2388 | 1428 | 1192.773
2389 | 1428 | 1192.68
2390 | 1428 | 1192
2391 | 1427.931 | 1192
2392 | 1427.898 | 1192
2393 | 1427.7269 | 1191.728
2394 | 1427.338 | 1191.728
2395 | 1427.2354 | 1191.587
2396 | 1427.2 | 1191.337
2397 | 1427.2 | 1191.275
2398 | 1427.1132 | 1190.56
2399 | 1426.651 | 1190.482
2400 | 1426.3624 | 1190.4
2401 | 1426.323 | 1190.071
2402 | 1426.2953 | 1189.754
2403 | 1426.2825 | 1189.6
2404 | 1426.2447 | 1189.6
2405 | 1425.846 | 1189.6
2406 | 1425.732 | 1189.535
2407 | 1425.6 | 1189.391
2408 | 1425.6 | 1189.336
2409 | 1425.4775 | 1188.827
2410 | 1425.4723 | 1188.8
2411 | 1425.388 | 1188.667
2412 | 1425.043 | 1188.119
2413 | 1424.9425 | 1188
2414 | 1424.881 | 1187.938
2415 | 1424.8 | 1187.865
2416 | 1424.8 | 1187.2
2417 | 1424.8 | 1187.176
2418 | 1424.6399 | 1187.129
2419 | 1424.522 | 1186.568
2420 | 1424.1277 | 1186.394
2421 | 1424.117 | 1186.064
2422 | 1424 | 1185.904
2423 | 1424 | 1185.808
2424 | 1423.9667 | 1185.765
2425 | 1423.8829 | 1185.328
2426 | 1423.8418 | 1185.214
2427 | 1423.6773 | 1185.097
2428 | 1423.45 | 1184.973
2429 | 1423.39 | 1184.973
2430 | 1423.3507 | 1184.973
2431 | 1423.2 | 1184.901
2432 | 1423.2 | 1184.881
2433 | 1423.2 | 1184.831
2434 | 1423.2 | 1184.831
2435 | 1422.7357 | 1184.831
2436 | 1422.6934 | 1184.8
2437 | 1422.593 | 1184.8
2438 | 1422.494 | 1184.218
2439 | 1422.415 | 1184.187
2440 | 1422.4 | 1184
2441 | 1422.4 | 1184
2442 | 1422.4 | 1182.928
2443 | 1421.989 | 1182.657
2444 | 1421.8944 | 1182.4
2445 | 1421.717 | 1182.383
2446 | 1421.665 | 1182.365
2447 | 1421.6486 | 1182.295
2448 | 1421.6 | 1181.981
2449 | 1421.6 | 1181.981
2450 | 1421.6 | 1181.957
2451 | 1421.245 | 1181.76
2452 | 1421.187 | 1181.6
2453 | 1421.0247 | 1181.261
2454 | 1421.0199 | 1181.088
2455 | 1421.0199 | 1180.8
2456 | 1420.868 | 1180.549
2457 | 1420.8 | 1180.51
2458 | 1420.6499 | 1180.51
2459 | 1420.356 | 1180.181
2460 | 1420.243 | 1180.068
2461 | 1420.2091 | 1180
2462 | 1420.1043 | 1179.774
2463 | 1420.083 | 1179.2
2464 | 1420 | 1179.2
2465 | 1420 | 1179.2
2466 | 1419.829 | 1179.097
2467 | 1419.609 | 1179.039
2468 | 1419.53 | 1178.997
2469 | 1419.4661 | 1178.703
2470 | 1419.2 | 1178.586
2471 | 1419.024 | 1178.493
2472 | 1419.01 | 1178.4
2473 | 1418.787 | 1178.307
2474 | 1418.6891 | 1177.801
2475 | 1418.6527 | 1177.695
2476 | 1418.5776 | 1177.568
2477 | 1418.435 | 1177.554
2478 | 1418.4 | 1177.061
2479 | 1418.0826 | 1177.019
2480 | 1418.0826 | 1176.84
2481 | 1417.9132 | 1176.811
2482 | 1417.6642 | 1176.8
2483 | 1417.562 | 1176.8
2484 | 1417.3471 | 1176.725
2485 | 1417.335 | 1176.247
2486 | 1417.2992 | 1176.072
2487 | 1417.2834 | 1175.992
2488 | 1417.1352 | 1175.793
2489 | 1417.1352 | 1175.34
2490 | 1416.8 | 1175.2
2491 | 1416.8 | 1175.054
2492 | 1416.8 | 1174.905
2493 | 1416.8 | 1174.69
2494 | 1416.4814 | 1174.621
2495 | 1416.4175 | 1174.613
2496 | 1416.264 | 1174.613
2497 | 1416.215 | 1174.094
2498 | 1416.2125 | 1174.068
2499 | 1416.1869 | 1173.954
2500 | 1416 | 1173.816
2501 | 1416 | 1173.6
2502 | 1416 | 1173.589
2503 | 1415.902 | 1173.135
2504 | 1415.791 | 1172.8
2505 | 1415.659 | 1172.8
2506 | 1415.654 | 1172.596
2507 | 1415.472 | 1172.4
2508 | 1415.4066 | 1172.262
2509 | 1415.3466 | 1172.062
2510 | 1415.2 | 1172.039
2511 | 1415.2 | 1172.005
2512 | 1414.8457 | 1172
2513 | 1414.8044 | 1172
2514 | 1414.8031 | 1171.978
2515 | 1414.7093 | 1171.95
2516 | 1414.405 | 1171.915
2517 | 1414.4 | 1171.911
2518 | 1414.4 | 1171.728
2519 | 1414.4 | 1170.928
2520 | 1414.2487 | 1170.709
2521 | 1414.2467 | 1170.629
2522 | 1413.981 | 1170.539
2523 | 1413.61 | 1170.315
2524 | 1413.6 | 1170.212
2525 | 1413.2101 | 1170.087
2526 | 1413.067 | 1170.077
2527 | 1412.9376 | 1169.804
2528 | 1412.897 | 1169.6
2529 | 1412.8828 | 1169.6
2530 | 1412.8 | 1169.6
2531 | 1412.8 | 1169.328
2532 | 1412.702 | 1169.069
2533 | 1412 | 1168.8
2534 | 1412 | 1168.8
2535 | 1411.917 | 1168.8
2536 | 1411.614 | 1168.708
2537 | 1411.611 | 1168.282
2538 | 1411.5744 | 1168
2539 | 1411.5744 | 1168
2540 | 1411.5744 | 1168
2541 | 1411.2891 | 1167.983
2542 | 1411.2 | 1167.946
2543 | 1411.2 | 1167.386
2544 | 1411.199 | 1167.275
2545 | 1411.0786 | 1167.2
2546 | 1411.0387 | 1167.2
2547 | 1410.943 | 1167.2
2548 | 1410.7274 | 1166.4
2549 | 1410.682 | 1166.329
2550 | 1410.488 | 1166.308
2551 | 1410.4 | 1166.225
2552 | 1410.3765 | 1165.884
2553 | 1410.31 | 1165.874
2554 | 1410.099 | 1165.874
2555 | 1409.846 | 1165.806
2556 | 1409.776 | 1165.623
2557 | 1409.71 | 1165.6
2558 | 1409.6953 | 1165.6
2559 | 1409.602 | 1165.131
2560 | 1409.6 | 1165.064
2561 | 1409.584 | 1165.051
2562 | 1409.4378 | 1165.032
2563 | 1409.196 | 1164.946
2564 | 1409.122 | 1164.8
2565 | 1408.9952 | 1164.8
2566 | 1408.8984 | 1164.556
2567 | 1408.803 | 1164.528
2568 | 1408.8 | 1164.328
2569 | 1408.8 | 1164.141
2570 | 1408.8 | 1164.093
2571 | 1408.691 | 1163.983
2572 | 1408.5208 | 1163.875
2573 | 1408.483 | 1163.2
2574 | 1408.437 | 1163.185
2575 | 1408.436 | 1163.165
2576 | 1408.139 | 1162.946
2577 | 1408.1145 | 1162.857
2578 | 1408.1115 | 1162.556
2579 | 1408.003 | 1162.4
2580 | 1408 | 1162.4
2581 | 1408 | 1162.3
2582 | 1408 | 1162.3
2583 | 1408 | 1162.122
2584 | 1408 | 1161.801
2585 | 1408 | 1161.734
2586 | 1408 | 1161.6
2587 | 1407.813 | 1161.248
2588 | 1407.738 | 1161.208
2589 | 1407.71 | 1161.104
2590 | 1407.4852 | 1161.066
2591 | 1407.3079 | 1160.807
2592 | 1407.2 | 1160.8
2593 | 1407.2 | 1160.482
2594 | 1407.2 | 1160.269
2595 | 1407.035 | 1160.094
2596 | 1407.007 | 1159.428
2597 | 1406.8437 | 1159.327
2598 | 1406.6674 | 1159.2
2599 | 1406.455 | 1159.2
2600 | 1405.725 | 1158.928
2601 | 1405.7108 | 1158.824
2602 | 1405.7098 | 1158.633
2603 | 1405.6574 | 1158.522
2604 | 1405.6336 | 1158.49
2605 | 1405.6 | 1158.444
2606 | 1405.495 | 1158.4
2607 | 1405.356 | 1158.277
2608 | 1404.929 | 1158.277
2609 | 1404.902 | 1157.736
2610 | 1404.8432 | 1157.668
2611 | 1404.829 | 1157.638
2612 | 1404.8 | 1157.6
2613 | 1404.8 | 1157.316
2614 | 1404.7042 | 1157.229
2615 | 1404.3944 | 1157.082
2616 | 1404.339 | 1156.896
2617 | 1404.316 | 1156.517
2618 | 1404.2924 | 1156
2619 | 1404.2291 | 1156
2620 | 1403.753 | 1155.988
2621 | 1403.535 | 1155.725
2622 | 1403.2 | 1155.561
2623 | 1403.2 | 1155.502
2624 | 1403.197 | 1155.2
2625 | 1403.1504 | 1155.185
2626 | 1403.041 | 1155.006
2627 | 1402.9586 | 1154.812
2628 | 1402.9448 | 1154.751
2629 | 1402.913 | 1154.75
2630 | 1402.659 | 1154.691
2631 | 1402.5233 | 1154.654
2632 | 1402.5233 | 1154.133
2633 | 1402.4 | 1154.133
2634 | 1402.4 | 1153.6
2635 | 1402.3734 | 1153.367
2636 | 1402.2623 | 1153.304
2637 | 1401.9869 | 1153.248
2638 | 1401.945 | 1153.028
2639 | 1401.7604 | 1152.976
2640 | 1401.7369 | 1152.8
2641 | 1401.676 | 1152.8
2642 | 1401.6253 | 1152.8
2643 | 1401.399 | 1152.34
2644 | 1401.019 | 1152.323
2645 | 1400.986 | 1152
2646 | 1400.8 | 1151.829
2647 | 1400.8 | 1151.824
2648 | 1400.707 | 1151.717
2649 | 1400.2571 | 1151.702
2650 | 1400.201 | 1151.437
2651 | 1400.192 | 1151.175
2652 | 1400.1248 | 1150.645
2653 | 1400.0426 | 1150.4
2654 | 1400 | 1150.061
2655 | 1400 | 1149.815
2656 | 1400 | 1149.6
2657 | 1399.92 | 1149.6
2658 | 1399.808 | 1149.6
2659 | 1399.7203 | 1148.915
2660 | 1399.4642 | 1148.833
2661 | 1399.3357 | 1148.566
2662 | 1399.3069 | 1148.147
2663 | 1398.5489 | 1148.147
2664 | 1398.4887 | 1148.13
2665 | 1398.4 | 1148
2666 | 1398.4 | 1147.917
2667 | 1398.4 | 1147.877
2668 | 1398.4 | 1147.636
2669 | 1398.008 | 1147.538
2670 | 1397.6 | 1147.519
2671 | 1397.6 | 1147.411
2672 | 1397.6 | 1147.38
2673 | 1397.5799 | 1147.2
2674 | 1397.4561 | 1146.4
2675 | 1397.369 | 1146.208
2676 | 1396.8 | 1146.128
2677 | 1396.8 | 1146.128
2678 | 1396.8 | 1146.108
2679 | 1396.8 | 1145.6
2680 | 1396.75 | 1145.6
2681 | 1396.2434 | 1145.53
2682 | 1396.16 | 1145.154
2683 | 1396 | 1145.148
2684 | 1396 | 1145.068
2685 | 1396 | 1144.8
2686 | 1395.96 | 1144.8
2687 | 1395.618 | 1144.528
2688 | 1395.5694 | 1144.528
2689 | 1395.4795 | 1144.463
2690 | 1395.381 | 1144.454
2691 | 1395.2815 | 1144.437
2692 | 1395.2 | 1144.376
2693 | 1395.2 | 1144.357
2694 | 1395.2 | 1144.24
2695 | 1395.182 | 1144.192
2696 | 1395.164 | 1143.809
2697 | 1395.108 | 1143.628
2698 | 1394.876 | 1143.326
2699 | 1394.604 | 1142.672
2700 | 1394.5459 | 1142.603
2701 | 1394.5459 | 1142.4
2702 | 1394.4908 | 1142.4
2703 | 1394.4 | 1142.4
2704 | 1394.4 | 1142.4
2705 | 1394.4 | 1142.233
2706 | 1394.4 | 1141.981
2707 | 1394.3683 | 1141.6
2708 | 1394.3631 | 1141.25
2709 | 1394.271 | 1141.201
2710 | 1394.1765 | 1141.144
2711 | 1394.158 | 1141.01
2712 | 1394.069 | 1141.01
2713 | 1393.933 | 1140.8
2714 | 1393.785 | 1140.583
2715 | 1393.734 | 1140.453
2716 | 1393.713 | 1140.394
2717 | 1393.6 | 1140.367
2718 | 1393.0749 | 1140.36
2719 | 1393.0749 | 1140.056
2720 | 1393.065 | 1140
2721 | 1392.8 | 1140
2722 | 1392.8 | 1139.749
2723 | 1392.7643 | 1139.701
2724 | 1392.7643 | 1139.692
2725 | 1392.659 | 1139.68
2726 | 1392.639 | 1139.46
2727 | 1392.377 | 1139.428
2728 | 1392.1637 | 1139.416
2729 | 1392.1637 | 1139.32
2730 | 1392.0499 | 1139.2
2731 | 1392 | 1138.4
2732 | 1392 | 1138.4
2733 | 1392 | 1138.247
2734 | 1392 | 1138.242
2735 | 1392 | 1137.956
2736 | 1391.9465 | 1137.6
2737 | 1391.9465 | 1137.573
2738 | 1391.9206 | 1137.17
2739 | 1391.7281 | 1136.8
2740 | 1391.679 | 1136.61
2741 | 1391.4963 | 1136.331
2742 | 1391.3668 | 1136.175
2743 | 1391.3668 | 1136.138
2744 | 1391.3492 | 1135.966
2745 | 1391.303 | 1135.566
2746 | 1391.249 | 1135.399
2747 | 1390.4 | 1135.2
2748 | 1390.1667 | 1134.769
2749 | 1389.6814 | 1134.699
2750 | 1389.6 | 1134.648
2751 | 1389.6 | 1134.406
2752 | 1389.518 | 1134.33
2753 | 1389.4705 | 1134.33
2754 | 1388.914 | 1134.197
2755 | 1388.834 | 1133.719
2756 | 1388.8 | 1133.6
2757 | 1388.8 | 1133.412
2758 | 1388.6752 | 1132.841
2759 | 1388.6465 | 1132.8
2760 | 1388.3885 | 1132.399
2761 | 1388.3388 | 1132.051
2762 | 1388 | 1132
2763 | 1388 | 1132
2764 | 1388 | 1131.728
2765 | 1387.7571 | 1131.566
2766 | 1387.754 | 1131.34
2767 | 1387.724 | 1131.2
2768 | 1387.644 | 1131.2
2769 | 1387.3227 | 1131.2
2770 | 1387.202 | 1131.076
2771 | 1387.2 | 1130.978
2772 | 1386.8347 | 1130.4
2773 | 1386.8347 | 1129.879
2774 | 1386.8347 | 1129.823
2775 | 1386.66 | 1128.8
2776 | 1386.5855 | 1128.8
2777 | 1386.4 | 1128.684
2778 | 1386.4 | 1128.605
2779 | 1386.4 | 1128.336
2780 | 1386.4 | 1128.052
2781 | 1386.2658 | 1128
2782 | 1386.1353 | 1128
2783 | 1386.057 | 1127.787
2784 | 1385.6 | 1127.597
2785 | 1385.6 | 1127.552
2786 | 1385.46 | 1127.549
2787 | 1385.337 | 1127.493
2788 | 1384.9171 | 1127.48
2789 | 1384.8 | 1127.2
2790 | 1384.8 | 1127.2
2791 | 1384.8 | 1127.2
2792 | 1384.773 | 1127.2
2793 | 1384.7712 | 1127.2
2794 | 1384.7626 | 1127.015
2795 | 1384.49 | 1127.015
2796 | 1384.2118 | 1126.999
2797 | 1384.1314 | 1126.97
2798 | 1384.068 | 1126.928
2799 | 1384.0595 | 1126.928
2800 | 1384 | 1126.676
2801 | 1384 | 1126.505
2802 | 1384 | 1126.505
2803 | 1383.5979 | 1126.4
2804 | 1383.572 | 1126.4
2805 | 1383.4399 | 1126.128
2806 | 1383.414 | 1125.815
2807 | 1383.408 | 1125.328
2808 | 1383.398 | 1125.295
2809 | 1383.033 | 1125.233
2810 | 1382.822 | 1125.161
2811 | 1382.7776 | 1125.129
2812 | 1382.406 | 1125.101
2813 | 1382.4 | 1124.281
2814 | 1382.4 | 1124.23
2815 | 1382.264 | 1124.176
2816 | 1382.173 | 1124
2817 | 1382.135 | 1123.875
2818 | 1381.943 | 1123.875
2819 | 1381.8306 | 1123.875
2820 | 1381.741 | 1123.771
2821 | 1381.6 | 1123.163
2822 | 1381.6 | 1122.816
2823 | 1381.448 | 1122.777
2824 | 1380.964 | 1122.676
2825 | 1380.935 | 1122.631
2826 | 1380.8 | 1122.404
2827 | 1380.8 | 1122.4
2828 | 1380.8 | 1122.4
2829 | 1380.768 | 1122.361
2830 | 1380.6823 | 1121.899
2831 | 1380.4794 | 1121.6
2832 | 1380.393 | 1121.6
2833 | 1380.315 | 1121.6
2834 | 1380.276 | 1121.6
2835 | 1380.2104 | 1120.91
2836 | 1380 | 1120.8
2837 | 1380 | 1120.592
2838 | 1379.9864 | 1120.29
2839 | 1379.821 | 1120.197
2840 | 1379.816 | 1120
2841 | 1379.6333 | 1120
2842 | 1379.589 | 1120
2843 | 1379.4135 | 1119.86
2844 | 1379.2 | 1119.491
2845 | 1379.1589 | 1119.461
2846 | 1379.1 | 1119.408
2847 | 1379.0653 | 1119.2
2848 | 1378.996 | 1118.915
2849 | 1378.71 | 1118.791
2850 | 1378.6088 | 1118.628
2851 | 1378.581 | 1118.58
2852 | 1378.4 | 1118.499
2853 | 1378.4 | 1118.4
2854 | 1378.1088 | 1118.4
2855 | 1378.0269 | 1118.4
2856 | 1377.861 | 1118.4
2857 | 1377.713 | 1118.147
2858 | 1377.6534 | 1118.034
2859 | 1377.629 | 1117.6
2860 | 1377.6 | 1117.559
2861 | 1377.6 | 1117.527
2862 | 1377.594 | 1117.237
2863 | 1377.5454 | 1116.8
2864 | 1377.423 | 1116.717
2865 | 1377.2255 | 1116.608
2866 | 1376.8 | 1116.46
2867 | 1376.8 | 1116.44
2868 | 1376.8 | 1116.397
2869 | 1376.8 | 1115.728
2870 | 1376.6976 | 1115.644
2871 | 1376.542 | 1115.537
2872 | 1376.532 | 1115.385
2873 | 1376.376 | 1115.248
2874 | 1376.3664 | 1115.2
2875 | 1376.1579 | 1115.2
2876 | 1376 | 1114.776
2877 | 1376 | 1114.771
2878 | 1376 | 1114.705
2879 | 1375.817 | 1114.304
2880 | 1375.5899 | 1114.073
2881 | 1375.523 | 1114.073
2882 | 1375.3968 | 1114.05
2883 | 1375.315 | 1113.253
2884 | 1375.2 | 1113.104
2885 | 1375.2 | 1113.066
2886 | 1375.182 | 1112.8
2887 | 1375.012 | 1112.692
2888 | 1374.738 | 1112.545
2889 | 1374.694 | 1112.528
2890 | 1374.539 | 1112.283
2891 | 1374.5232 | 1112.128
2892 | 1374.39 | 1112.001
2893 | 1374.2539 | 1111.968
2894 | 1373.6 | 1111.31
2895 | 1373.6 | 1111.2
2896 | 1373.544 | 1111.2
2897 | 1373.2187 | 1111.2
2898 | 1373.1364 | 1111.156
2899 | 1372.937 | 1110.62
2900 | 1372.877 | 1109.9
2901 | 1372.872 | 1109.795
2902 | 1372.8 | 1109.735
2903 | 1372.8 | 1109.676
2904 | 1372.623 | 1109.6
2905 | 1372.3889 | 1109.6
2906 | 1372.3889 | 1109.6
2907 | 1372.3541 | 1109.306
2908 | 1372.328 | 1109.188
2909 | 1372.2356 | 1109.134
2910 | 1372 | 1108.92
2911 | 1371.9495 | 1108.8
2912 | 1371.928 | 1108.692
2913 | 1371.782 | 1108.669
2914 | 1371.7788 | 1108.431
2915 | 1371.731 | 1108.253
2916 | 1371.4446 | 1108
2917 | 1371.414 | 1108
2918 | 1371.2114 | 1107.711
2919 | 1371.2 | 1107.71
2920 | 1371.137 | 1107.671
2921 | 1371.0223 | 1107.666
2922 | 1370.921 | 1107.66
2923 | 1370.3069 | 1107.357
2924 | 1370.109 | 1107.342
2925 | 1369.8509 | 1107.2
2926 | 1369.757 | 1106.928
2927 | 1369.6 | 1106.893
2928 | 1369.6 | 1106.878
2929 | 1369.6 | 1106.751
2930 | 1369.5383 | 1106.524
2931 | 1368.8 | 1106.4
2932 | 1368.8 | 1106.227
2933 | 1368.8 | 1105.843
2934 | 1368.8 | 1105.785
2935 | 1368.6657 | 1105.284
2936 | 1368.5727 | 1105.284
2937 | 1368.5009 | 1105.25
2938 | 1368.496 | 1104.851
2939 | 1368.332 | 1104.806
2940 | 1368.2571 | 1104.528
2941 | 1368.2013 | 1104.528
2942 | 1368.022 | 1104.497
2943 | 1368 | 1104.439
2944 | 1368 | 1104.136
2945 | 1367.8348 | 1104.122
2946 | 1367.5967 | 1104.084
2947 | 1367.56 | 1104.08
2948 | 1367.4141 | 1104.016
2949 | 1367.4116 | 1104
2950 | 1367.312 | 1104
2951 | 1367.211 | 1103.728
2952 | 1367.2 | 1103.652
2953 | 1367.2 | 1103.524
2954 | 1367.166 | 1103.523
2955 | 1367.1296 | 1103.315
2956 | 1366.848 | 1103.2
2957 | 1366.6633 | 1103.2
2958 | 1366.655 | 1102.928
2959 | 1366.6343 | 1102.928
2960 | 1366.6343 | 1102.775
2961 | 1366.4 | 1102.757
2962 | 1366.4 | 1102.72
2963 | 1366.4 | 1102.555
2964 | 1366.0648 | 1102.475
2965 | 1366.055 | 1102.414
2966 | 1365.6 | 1102.4
2967 | 1365.6 | 1102.4
2968 | 1365.6 | 1102.325
2969 | 1365.5684 | 1102.07
2970 | 1365.4821 | 1102.024
2971 | 1365.2484 | 1101.987
2972 | 1365.124 | 1101.983
2973 | 1365.056 | 1101.641
2974 | 1365.0331 | 1101.6
2975 | 1364.9581 | 1101.6
2976 | 1364.8 | 1101.443
2977 | 1364.8 | 1101.328
2978 | 1364.8 | 1101.171
2979 | 1364.7797 | 1100.932
2980 | 1364.7042 | 1100.666
2981 | 1364.2726 | 1100.566
2982 | 1364.1007 | 1100.302
2983 | 1364 | 1100.259
2984 | 1364 | 1100.259
2985 | 1363.969 | 1100.114
2986 | 1363.817 | 1100.027
2987 | 1363.693 | 1100
2988 | 1363.6541 | 1099.82
2989 | 1363.4758 | 1099.602
2990 | 1363.3224 | 1098.909
2991 | 1363.3224 | 1098.878
2992 | 1363.2866 | 1098.628
2993 | 1363.2 | 1098.511
2994 | 1362.6896 | 1098.4
2995 | 1362.6789 | 1098.23
2996 | 1362.5046 | 1098.152
2997 | 1362.4 | 1098.052
2998 | 1362.4 | 1097.521
2999 | 1362.4 | 1097.511
3000 | 1362.4 | 1097.396
3001 | 1362.4 | 1097.328
3002 | 1362.378 | 1097.073
3003 | 1362.282 | 1096.806
3004 | 1362.2406 | 1096.71
3005 | 1361.861 | 1096.384
3006 | 1361.769 | 1096.26
3007 | 1361.6 | 1096.203
3008 | 1361.6 | 1096.013
3009 | 1361.6 | 1095.999
3010 | 1361.6 | 1095.952
3011 | 1361.5313 | 1095.828
3012 | 1361.5307 | 1095.728
3013 | 1361.436 | 1095.667
3014 | 1361.4245 | 1095.2
3015 | 1361.338 | 1095.189
3016 | 1361.338 | 1095.043
3017 | 1361.037 | 1094.963
3018 | 1361.032 | 1094.921
3019 | 1361.0005 | 1094.905
3020 | 1360.959 | 1094.79
3021 | 1360.953 | 1094.601
3022 | 1360.939 | 1094.529
3023 | 1360.8689 | 1094.448
3024 | 1360.865 | 1094.4
3025 | 1360.8 | 1094.128
3026 | 1360.8 | 1093.6
3027 | 1360.8 | 1093.404
3028 | 1360.7414 | 1093.399
3029 | 1360.73 | 1093.353
3030 | 1360.6473 | 1093.031
3031 | 1360.505 | 1093.028
3032 | 1360.451 | 1092.904
3033 | 1359.178 | 1092.8
3034 | 1359.024 | 1092.8
3035 | 1358.4 | 1092.672
3036 | 1358.4 | 1092.621
3037 | 1358.4 | 1092.491
3038 | 1358.4 | 1092.386
3039 | 1358.284 | 1092.253
3040 | 1358.0879 | 1092
3041 | 1358.071 | 1092
3042 | 1357.844 | 1091.738
3043 | 1357.8284 | 1091.598
3044 | 1357.739 | 1091.402
3045 | 1357.6 | 1091.21
3046 | 1357.6 | 1091.2
3047 | 1357.1939 | 1091.176
3048 | 1357.1007 | 1091.039
3049 | 1357.0867 | 1090.884
3050 | 1357.077 | 1090.59
3051 | 1356.959 | 1090.4
3052 | 1356.8 | 1089.539
3053 | 1356.8 | 1089.392
3054 | 1356.8 | 1089.267
3055 | 1356.489 | 1088.901
3056 | 1356.354 | 1088.8
3057 | 1356.3038 | 1088.8
3058 | 1356.1404 | 1088.8
3059 | 1356.1138 | 1088.8
3060 | 1356 | 1088.8
3061 | 1356 | 1088.734
3062 | 1356 | 1088.57
3063 | 1356 | 1088.472
3064 | 1355.7571 | 1088
3065 | 1355.743 | 1088
3066 | 1355.7183 | 1087.834
3067 | 1355.6593 | 1087.728
3068 | 1355.634 | 1087.692
3069 | 1355.5716 | 1087.689
3070 | 1355.5069 | 1087.621
3071 | 1355.5069 | 1087.258
3072 | 1355.422 | 1087.2
3073 | 1355.3308 | 1087.066
3074 | 1355.19 | 1086.4
3075 | 1355.1441 | 1086.4
3076 | 1355.1218 | 1085.911
3077 | 1354.983 | 1085.755
3078 | 1354.9802 | 1085.638
3079 | 1354.9627 | 1085.6
3080 | 1354.9452 | 1085.6
3081 | 1354.534 | 1085.578
3082 | 1354.4 | 1085.567
3083 | 1354.304 | 1085.508
3084 | 1354.15 | 1085.024
3085 | 1354.034 | 1084.892
3086 | 1353.885 | 1084.812
3087 | 1353.651 | 1084.8
3088 | 1353.643 | 1084.8
3089 | 1353.618 | 1084.706
3090 | 1353.606 | 1084.374
3091 | 1353.6 | 1083.852
3092 | 1353.5085 | 1083.813
3093 | 1353.4263 | 1083.728
3094 | 1353.2033 | 1083.426
3095 | 1353.1162 | 1083.2
3096 | 1353.11 | 1083.2
3097 | 1353.09 | 1082.992
3098 | 1352.8 | 1082.942
3099 | 1352.8 | 1082.836
3100 | 1352.7826 | 1082.752
3101 | 1352.7545 | 1082.4
3102 | 1352.6494 | 1082.36
3103 | 1352.587 | 1082.358
3104 | 1352.5624 | 1082.229
3105 | 1352.422 | 1082.174
3106 | 1352.375 | 1082.142
3107 | 1352.3591 | 1082.132
3108 | 1352.3193 | 1082.128
3109 | 1352.3193 | 1081.973
3110 | 1352.296 | 1081.611
3111 | 1352.2386 | 1081.377
3112 | 1352 | 1081.243
3113 | 1352 | 1081.214
3114 | 1351.8858 | 1081.077
3115 | 1351.8724 | 1081.034
3116 | 1351.624 | 1080.957
3117 | 1351.591 | 1080.8
3118 | 1351.5224 | 1080.8
3119 | 1351.25 | 1080.722
3120 | 1351.2 | 1080.58
3121 | 1351.2 | 1080.559
3122 | 1351.1431 | 1080.528
3123 | 1351.055 | 1080.426
3124 | 1350.9121 | 1080.34
3125 | 1350.4 | 1080.263
3126 | 1350.4 | 1080.225
3127 | 1350.4 | 1080.054
3128 | 1350.4 | 1080
3129 | 1350.247 | 1079.728
3130 | 1350.2371 | 1079.591
3131 | 1350.183 | 1079.52
3132 | 1349.9434 | 1079.203
3133 | 1349.7673 | 1078.987
3134 | 1349.6792 | 1078.4
3135 | 1349.631 | 1078.188
3136 | 1349.6 | 1077.718
3137 | 1349.218 | 1077.6
3138 | 1349.1318 | 1077.467
3139 | 1349.1184 | 1077.446
3140 | 1349.0361 | 1077.191
3141 | 1349.006 | 1076.8
3142 | 1348.9437 | 1076.8
3143 | 1348.873 | 1076.278
3144 | 1348.8 | 1076.086
3145 | 1348.8 | 1076.059
3146 | 1348.8 | 1076
3147 | 1348.658 | 1076
3148 | 1348.064 | 1075.887
3149 | 1348 | 1075.853
3150 | 1347.911 | 1075.665
3151 | 1347.852 | 1075.33
3152 | 1347.8468 | 1075.2
3153 | 1347.7837 | 1075.148
3154 | 1347.642 | 1074.742
3155 | 1347.5913 | 1074.595
3156 | 1347.526 | 1074.558
3157 | 1347.201 | 1074.369
3158 | 1347.2 | 1074.128
3159 | 1347.2 | 1074.071
3160 | 1347.2 | 1074.023
3161 | 1347.2 | 1073.6
3162 | 1347.2 | 1073.6
3163 | 1347.2 | 1073.6
3164 | 1347.1615 | 1073.537
3165 | 1347.1392 | 1073.408
3166 | 1347.0834 | 1073.404
3167 | 1346.8708 | 1073.362
3168 | 1346.761 | 1072.835
3169 | 1346.552 | 1072.8
3170 | 1346.4339 | 1072.693
3171 | 1346.4 | 1072.646
3172 | 1346.4 | 1072.183
3173 | 1346.221 | 1071.815
3174 | 1345.6 | 1071.653
3175 | 1345.6 | 1071.458
3176 | 1345.6 | 1071.282
3177 | 1345.6 | 1071.251
3178 | 1345.6 | 1071.2
3179 | 1345.6 | 1071.05
3180 | 1345.557 | 1070.928
3181 | 1345.486 | 1070.465
3182 | 1345.155 | 1070.4
3183 | 1345.1535 | 1070.4
3184 | 1345.1473 | 1070.4
3185 | 1345.1473 | 1069.812
3186 | 1345.146 | 1069.6
3187 | 1344.8 | 1069.499
3188 | 1344.8 | 1069.446
3189 | 1344.8 | 1069.424
3190 | 1344.8 | 1069.424
3191 | 1344.8 | 1068.876
3192 | 1344.7616 | 1068.867
3193 | 1344.335 | 1068.8
3194 | 1344 | 1068.711
3195 | 1344 | 1068.552
3196 | 1343.987 | 1068.386
3197 | 1343.3802 | 1068.35
3198 | 1343.34 | 1068.086
3199 | 1343.2 | 1067.947
3200 | 1343.063 | 1067.806
3201 | 1343.015 | 1067.755
3202 | 1342.5492 | 1067.737
3203 | 1342.539 | 1067.728
3204 | 1342.5199 | 1067.704
3205 | 1342.4171 | 1067.651
3206 | 1342.0133 | 1067.472
3207 | 1341.9598 | 1067.464
3208 | 1341.9598 | 1067.292
3209 | 1341.872 | 1067.24
3210 | 1341.667 | 1067.2
3211 | 1341.6 | 1066.826
3212 | 1341.6 | 1066.45
3213 | 1341.6 | 1066.236
3214 | 1341.6 | 1066.022
3215 | 1341.6 | 1065.6
3216 | 1341.317 | 1064.851
3217 | 1341.1629 | 1064.8
3218 | 1341.1629 | 1064.529
3219 | 1341.153 | 1064.339
3220 | 1340.908 | 1064.232
3221 | 1340.7248 | 1064
3222 | 1340.366 | 1063.752
3223 | 1340.366 | 1063.658
3224 | 1340.192 | 1063.548
3225 | 1340.07 | 1063.484
3226 | 1340 | 1063.187
3227 | 1340 | 1063.051
3228 | 1340 | 1062.708
3229 | 1339.573 | 1062.658
3230 | 1339.5691 | 1062.574
3231 | 1339.5691 | 1062.468
3232 | 1339.569 | 1061.979
3233 | 1339.387 | 1061.756
3234 | 1339.324 | 1061.635
3235 | 1339.2413 | 1061.6
3236 | 1339.2361 | 1061.519
3237 | 1339.1925 | 1061.5
3238 | 1339.188 | 1061.328
3239 | 1339.0123 | 1060.957
3240 | 1338.908 | 1060.89
3241 | 1338.8744 | 1060.591
3242 | 1338.785 | 1060.516
3243 | 1338.6645 | 1060.2
3244 | 1338.6464 | 1060.162
3245 | 1338.632 | 1059.884
3246 | 1338.4 | 1058.927
3247 | 1338.4 | 1058.818
3248 | 1338.234 | 1058.737
3249 | 1338.153 | 1058.631
3250 | 1338.141 | 1058.534
3251 | 1338.014 | 1058.165
3252 | 1337.9229 | 1058.128
3253 | 1337.8875 | 1057.727
3254 | 1337.607 | 1057.6
3255 | 1337.6 | 1057.413
3256 | 1337.6 | 1056.676
3257 | 1337.6 | 1056.041
3258 | 1337.421 | 1056
3259 | 1337.3169 | 1056
3260 | 1337.162 | 1056
3261 | 1337.062 | 1056
3262 | 1336.8 | 1055.859
3263 | 1336.8 | 1055.728
3264 | 1336.7828 | 1055.365
3265 | 1336.752 | 1055.3
3266 | 1336.4734 | 1055.2
3267 | 1336.4693 | 1055.099
3268 | 1336.4483 | 1055.082
3269 | 1336.3816 | 1054.928
3270 | 1336 | 1054.736
3271 | 1335.966 | 1054.4
3272 | 1335.878 | 1054.247
3273 | 1335.808 | 1054.128
3274 | 1335.797 | 1053.796
3275 | 1335.6922 | 1053.73
3276 | 1335.484 | 1053.6
3277 | 1335.2 | 1053.267
3278 | 1335.2 | 1052.719
3279 | 1335.156 | 1052.515
3280 | 1335.092 | 1052.036
3281 | 1335.092 | 1052
3282 | 1334.6984 | 1051.927
3283 | 1334.591 | 1051.892
3284 | 1334.4 | 1051.2
3285 | 1334.4 | 1051.055
3286 | 1334.239 | 1050.911
3287 | 1334.168 | 1050.829
3288 | 1333.7106 | 1050.728
3289 | 1333.6 | 1050.323
3290 | 1333.6 | 1050.323
3291 | 1333.6 | 1050.323
3292 | 1333.194 | 1050.252
3293 | 1333.0199 | 1049.84
3294 | 1332.948 | 1049.752
3295 | 1332.8 | 1049.6
3296 | 1332.8 | 1049.409
3297 | 1332.8 | 1049.276
3298 | 1332.8 | 1049.105
3299 | 1332.7466 | 1049.087
3300 | 1332.407 | 1048.91
3301 | 1332.3971 | 1048.528
3302 | 1332.189 | 1048.116
3303 | 1332.16 | 1047.822
3304 | 1332.0267 | 1047.767
3305 | 1332 | 1047.767
3306 | 1331.8493 | 1047.662
3307 | 1331.6386 | 1047.436
3308 | 1331.5524 | 1046.956
3309 | 1331.4271 | 1046.523
3310 | 1331.4199 | 1046.4
3311 | 1331.273 | 1046.192
3312 | 1331.2 | 1046.128
3313 | 1331.2 | 1045.778
3314 | 1331.149 | 1045.759
3315 | 1330.6818 | 1045.739
3316 | 1330.5557 | 1045.704
3317 | 1330.2779 | 1045.6
3318 | 1330.2706 | 1045.328
3319 | 1330.2572 | 1045.174
3320 | 1329.9719 | 1045.024
3321 | 1329.8202 | 1044.8
3322 | 1329.8202 | 1044.528
3323 | 1329.6 | 1044.457
3324 | 1329.6 | 1044.189
3325 | 1329.4033 | 1044
3326 | 1329.2874 | 1044
3327 | 1329.2253 | 1043.713
3328 | 1329.0847 | 1043.599
3329 | 1329.046 | 1043.2
3330 | 1328.98 | 1042.679
3331 | 1328.8758 | 1042.494
3332 | 1328.8 | 1042.232
3333 | 1328.8 | 1041.79
3334 | 1328.616 | 1041.6
3335 | 1328.5643 | 1041.547
3336 | 1328.4127 | 1041.496
3337 | 1328.349 | 1041.412
3338 | 1328.345 | 1041.064
3339 | 1328.1557 | 1040.8
3340 | 1327.845 | 1040.69
3341 | 1327.7543 | 1040.571
3342 | 1327.615 | 1040.4
3343 | 1327.6136 | 1040.324
3344 | 1327.605 | 1040.321
3345 | 1327.2 | 1040.214
3346 | 1327.158 | 1040.17
3347 | 1327.1344 | 1040.025
3348 | 1327.1212 | 1040.025
3349 | 1326.8189 | 1040.025
3350 | 1326.775 | 1040
3351 | 1326.4 | 1040
3352 | 1326.4 | 1039.884
3353 | 1326.022 | 1039.728
3354 | 1325.832 | 1039.543
3355 | 1325.723 | 1039.487
3356 | 1325.7023 | 1039.379
3357 | 1325.6 | 1039.328
3358 | 1325.6 | 1039.2
3359 | 1325.6 | 1038.766
3360 | 1325.4565 | 1038.439
3361 | 1324.926 | 1038.425
3362 | 1324.8 | 1038.412
3363 | 1324.8 | 1038.39
3364 | 1324.8 | 1038.317
3365 | 1324.6715 | 1038.271
3366 | 1324.0666 | 1038.098
3367 | 1324 | 1037.615
3368 | 1324 | 1037.6
3369 | 1324 | 1037.268
3370 | 1324 | 1036.8
3371 | 1324 | 1036.8
3372 | 1324 | 1036.717
3373 | 1323.9027 | 1036.436
3374 | 1323.515 | 1036.348
3375 | 1323.308 | 1035.924
3376 | 1323.29 | 1035.782
3377 | 1323.1257 | 1035.612
3378 | 1322.503 | 1035.335
3379 | 1322.4 | 1034.848
3380 | 1322.0172 | 1034.4
3381 | 1321.969 | 1034.228
3382 | 1321.6131 | 1034.128
3383 | 1321.611 | 1034.118
3384 | 1321.6 | 1034.106
3385 | 1321.6 | 1033.754
3386 | 1321.6 | 1033.564
3387 | 1321.6 | 1033.401
3388 | 1321.3359 | 1033.328
3389 | 1320.9939 | 1033.188
3390 | 1320.8 | 1033.183
3391 | 1320.8 | 1033.044
3392 | 1320.8 | 1032.919
3393 | 1320.7953 | 1032.8
3394 | 1320.769 | 1032.8
3395 | 1320.721 | 1032.794
3396 | 1320.5876 | 1032.572
3397 | 1320.5663 | 1032.571
3398 | 1320.2584 | 1031.978
3399 | 1320 | 1031.651
3400 | 1319.2 | 1031.633
3401 | 1319.2 | 1031.474
3402 | 1319.1596 | 1031.293
3403 | 1319.128 | 1031.203
3404 | 1318.85 | 1031.199
3405 | 1318.7874 | 1031.191
3406 | 1318.43 | 1030.842
3407 | 1318.4 | 1030.841
3408 | 1318.4 | 1030.5
3409 | 1318.4 | 1030.242
3410 | 1318.0519 | 1029.964
3411 | 1317.887 | 1029.6
3412 | 1317.8249 | 1029.446
3413 | 1317.8249 | 1029.264
3414 | 1317.715 | 1029.258
3415 | 1317.6872 | 1029.232
3416 | 1317.571 | 1029.119
3417 | 1317.507 | 1029.006
3418 | 1317.272 | 1028.913
3419 | 1317.246 | 1028.83
3420 | 1317.153 | 1028.8
3421 | 1316.9102 | 1028.62
3422 | 1316.835 | 1028.257
3423 | 1316.8 | 1028.147
3424 | 1316.533 | 1028
3425 | 1316 | 1028
3426 | 1315.8883 | 1027.926
3427 | 1315.8883 | 1027.728
3428 | 1315.8453 | 1027.616
3429 | 1315.8048 | 1027.186
3430 | 1315.4865 | 1027.169
3431 | 1315.4265 | 1027.129
3432 | 1315.27 | 1027.086
3433 | 1315.264 | 1026.98
3434 | 1315.2 | 1026.7
3435 | 1315.1216 | 1026.571
3436 | 1315.1098 | 1026.464
3437 | 1315.0705 | 1026.4
3438 | 1314.638 | 1026.4
3439 | 1314.6289 | 1026.377
3440 | 1314.622 | 1025.492
3441 | 1314.5969 | 1025.315
3442 | 1314.4 | 1025.232
3443 | 1314.3991 | 1025.055
3444 | 1314.3743 | 1025.048
3445 | 1314.233 | 1024.995
3446 | 1314.143 | 1024.95
3447 | 1314.0022 | 1024.907
3448 | 1313.9909 | 1024.397
3449 | 1313.727 | 1024.188
3450 | 1313.6387 | 1024.005
3451 | 1313.6 | 1024
3452 | 1313.6 | 1023.992
3453 | 1313.6 | 1023.746
3454 | 1313.6 | 1023.728
3455 | 1313.406 | 1023.443
3456 | 1313.362 | 1023.428
3457 | 1313.2718 | 1023.343
3458 | 1313.251 | 1023.228
3459 | 1313.0255 | 1022.903
3460 | 1312.8 | 1022.571
3461 | 1312.8 | 1022.55
3462 | 1312.8 | 1022.47
3463 | 1312.8 | 1022.294
3464 | 1312.5904 | 1022.287
3465 | 1312.509 | 1022.212
3466 | 1312.456 | 1021.735
3467 | 1312.2971 | 1021.637
3468 | 1312.2486 | 1021.328
3469 | 1312.2486 | 1020.918
3470 | 1312 | 1020.8
3471 | 1311.495 | 1020.582
3472 | 1311.4301 | 1020.536
3473 | 1311.2 | 1020.498
3474 | 1311.2 | 1020.369
3475 | 1310.4 | 1020.203
3476 | 1310.4 | 1020
3477 | 1310.4 | 1020
3478 | 1310.4 | 1019.834
3479 | 1310.1635 | 1019.449
3480 | 1310.148 | 1019.431
3481 | 1310.033 | 1019.247
3482 | 1309.9178 | 1018.695
3483 | 1309.9178 | 1018.66
3484 | 1309.8432 | 1018.586
3485 | 1309.7799 | 1018.198
3486 | 1309.4418 | 1018.196
3487 | 1309.39 | 1018.068
3488 | 1309.361 | 1017.987
3489 | 1309.2256 | 1017.725
3490 | 1308.9971 | 1017.198
3491 | 1308.846 | 1017.124
3492 | 1308.643 | 1016.948
3493 | 1308.586 | 1016.8
3494 | 1308.4901 | 1016.598
3495 | 1308.312 | 1016.52
3496 | 1308.225 | 1016.173
3497 | 1308 | 1016
3498 | 1307.932 | 1016
3499 | 1307.6936 | 1015.996
3500 | 1307.693 | 1015.853
3501 | 1307.476 | 1015.274
3502 | 1307.3767 | 1015.246
3503 | 1307.2764 | 1015.018
3504 | 1307.2 | 1014.945
3505 | 1306.7683 | 1014.908
3506 | 1306.7255 | 1014.682
3507 | 1306.374 | 1014.4
3508 | 1306.2835 | 1014.028
3509 | 1306.162 | 1014.01
3510 | 1306.0833 | 1013.904
3511 | 1306.039 | 1013.627
3512 | 1306.0331 | 1013.233
3513 | 1306.0331 | 1013.11
3514 | 1305.6 | 1013.098
3515 | 1305.6 | 1013.091
3516 | 1305.6 | 1012.811
3517 | 1305.6 | 1012.772
3518 | 1305.548 | 1012.543
3519 | 1305.53 | 1012
3520 | 1305.495 | 1011.861
3521 | 1305.477 | 1011.616
3522 | 1305.359 | 1010.939
3523 | 1305.329 | 1010.871
3524 | 1305.3029 | 1010.65
3525 | 1304.8 | 1010.4
3526 | 1304.8 | 1010.341
3527 | 1304.8 | 1010.128
3528 | 1304.669 | 1010.128
3529 | 1304.5051 | 1009.785
3530 | 1304.4387 | 1009.71
3531 | 1304 | 1009.6
3532 | 1304 | 1009.572
3533 | 1304 | 1009.29
3534 | 1304 | 1009.265
3535 | 1304 | 1009.089
3536 | 1303.888 | 1008.77
3537 | 1303.802 | 1008.657
3538 | 1303.577 | 1008.589
3539 | 1303.2 | 1008.532
3540 | 1303.2 | 1008.399
3541 | 1303.011 | 1008.399
3542 | 1302.91 | 1008.163
3543 | 1302.813 | 1008.101
3544 | 1302.803 | 1007.812
3545 | 1302.6298 | 1007.728
3546 | 1302.6059 | 1007.728
3547 | 1302.5098 | 1007.631
3548 | 1302.4 | 1007.215
3549 | 1302.3903 | 1007.057
3550 | 1302.102 | 1007.017
3551 | 1302.0681 | 1007.009
3552 | 1301.9392 | 1006.935
3553 | 1301.865 | 1006.4
3554 | 1301.6783 | 1006.378
3555 | 1301.609 | 1006.128
3556 | 1301.431 | 1005.636
3557 | 1301.2096 | 1005.482
3558 | 1301.174 | 1005.373
3559 | 1301.099 | 1005.271
3560 | 1300.99 | 1004.72
3561 | 1300.8 | 1004.466
3562 | 1300.4519 | 1004.436
3563 | 1300.328 | 1004.066
3564 | 1300.3109 | 1004
3565 | 1300.307 | 1003.985
3566 | 1300.2516 | 1003.564
3567 | 1300 | 1003.55
3568 | 1300 | 1003.501
3569 | 1300 | 1003.378
3570 | 1300 | 1003.168
3571 | 1300 | 1003.14
3572 | 1300 | 1003.072
3573 | 1299.8671 | 1003.049
3574 | 1299.5317 | 1003.011
3575 | 1299.5317 | 1003.01
3576 | 1299.4648 | 1002.965
3577 | 1299.258 | 1002.952
3578 | 1299.2 | 1002.445
3579 | 1299.2 | 1002.392
3580 | 1299.188 | 1002.304
3581 | 1299.0474 | 1002.257
3582 | 1299.0406 | 1001.973
3583 | 1298.9278 | 1001.043
3584 | 1298.7306 | 1001.043
3585 | 1298.4857 | 1001.043
3586 | 1298.407 | 1000.8
3587 | 1298.4 | 1000.307
3588 | 1298.3816 | 1000.11
3589 | 1298.1928 | 1000.085
3590 | 1298.188 | 1000
3591 | 1298.1309 | 999.595
3592 | 1297.88 | 999.365
3593 | 1297.7951 | 999.346
3594 | 1297.339 | 999.303
3595 | 1296.981 | 999.2
3596 | 1296.8027 | 998.928
3597 | 1296.8011 | 998.928
3598 | 1296.8 | 998.875
3599 | 1296.7098 | 998.628
3600 | 1296.6671 | 998.236
3601 | 1296.4209 | 998.19
3602 | 1296.3319 | 998.128
3603 | 1296.2238 | 997.948
3604 | 1296.1408 | 997.6
3605 | 1296.0874 | 997.328
3606 | 1295.9329 | 997.328
3607 | 1295.9295 | 996.848
3608 | 1295.9036 | 996.812
3609 | 1295.781 | 996.807
3610 | 1295.7403 | 996.8
3611 | 1295.2535 | 996.736
3612 | 1295.2 | 996.612
3613 | 1295.2 | 996
3614 | 1295.1505 | 995.474
3615 | 1295.145 | 995.276
3616 | 1294.5152 | 995.212
3617 | 1294.4 | 995.2
3618 | 1294.4 | 995.2
3619 | 1294.4 | 995.168
3620 | 1294.4 | 995.045
3621 | 1294.379 | 995.037
3622 | 1294.3433 | 994.928
3623 | 1294.28 | 994.92
3624 | 1294.1465 | 994.822
3625 | 1293.998 | 994.75
3626 | 1293.6 | 994.58
3627 | 1293.522 | 994.417
3628 | 1293.3496 | 994.4
3629 | 1293.304 | 993.966
3630 | 1293.095 | 993.917
3631 | 1293.0716 | 993.832
3632 | 1292.9603 | 993.813
3633 | 1292.903 | 993.701
3634 | 1292.8316 | 993.688
3635 | 1292.8 | 993.203
3636 | 1292.8 | 992.735
3637 | 1292.8 | 992.556
3638 | 1292.068 | 992.528
3639 | 1292 | 992.397
3640 | 1292 | 992.224
3641 | 1292 | 992.149
3642 | 1292 | 992
3643 | 1292 | 991.728
3644 | 1291.5998 | 991.571
3645 | 1291.2 | 991.373
3646 | 1291.1281 | 991.2
3647 | 1290.5356 | 991.131
3648 | 1290.4943 | 991.081
3649 | 1290.4 | 990.928
3650 | 1290.4 | 990.297
3651 | 1290.4 | 990.233
3652 | 1290.4 | 990.128
3653 | 1290.4 | 989.561
3654 | 1290.1975 | 989.328
3655 | 1290.1975 | 989.274
3656 | 1290.0993 | 989.061
3657 | 1289.5668 | 988.8
3658 | 1289.506 | 988.8
3659 | 1289.4335 | 988.575
3660 | 1289.3666 | 988.528
3661 | 1289.3435 | 988.369
3662 | 1289.3338 | 987.728
3663 | 1289.2178 | 987.617
3664 | 1288.8 | 987.612
3665 | 1288.8 | 987.521
3666 | 1288.7009 | 986.928
3667 | 1288.464 | 986.761
3668 | 1288.2412 | 986.471
3669 | 1288.141 | 985.895
3670 | 1288.1255 | 985.606
3671 | 1288.096 | 985.6
3672 | 1288.0652 | 985.6
3673 | 1288 | 985.328
3674 | 1288 | 985.118
3675 | 1288 | 984.834
3676 | 1288 | 984.528
3677 | 1287.992 | 984.382
3678 | 1287.915 | 984.228
3679 | 1287.7714 | 984.173
3680 | 1287.5099 | 983.882
3681 | 1287.4348 | 983.402
3682 | 1287.314 | 983.032
3683 | 1287.2 | 982.875
3684 | 1287.2 | 982.843
3685 | 1287.2 | 982.843
3686 | 1287.2 | 982.402
3687 | 1287.2 | 982.4
3688 | 1286.7441 | 981.6
3689 | 1286.664 | 981.396
3690 | 1286.6096 | 981.377
3691 | 1286.45 | 981.304
3692 | 1286.4464 | 981.003
3693 | 1286.429 | 980.8
3694 | 1286.4 | 980.798
3695 | 1286.4 | 980.649
3696 | 1286.4 | 980.483
3697 | 1286.247 | 980.289
3698 | 1285.8327 | 980.129
3699 | 1285.8327 | 979.515
3700 | 1285.689 | 979.439
3701 | 1285.6 | 979.2
3702 | 1285.6 | 978.942
3703 | 1285.6 | 978.913
3704 | 1285.579 | 978.717
3705 | 1285.3627 | 978.494
3706 | 1285.355 | 978.4
3707 | 1285.1606 | 978.367
3708 | 1284.5469 | 977.684
3709 | 1284.4951 | 977.329
3710 | 1284.4902 | 977.25
3711 | 1284.095 | 976.913
3712 | 1284.0444 | 976.8
3713 | 1284 | 976.528
3714 | 1284 | 976.45
3715 | 1284 | 976.035
3716 | 1283.8 | 975.936
3717 | 1283.7869 | 975.774
3718 | 1283.7711 | 975.728
3719 | 1283.758 | 975.588
3720 | 1283.562 | 975.57
3721 | 1283.4824 | 975.203
3722 | 1283.48 | 975.161
3723 | 1283.2 | 974.573
3724 | 1283.2 | 974.555
3725 | 1283.014 | 974.433
3726 | 1282.839 | 974.128
3727 | 1282.753 | 973.864
3728 | 1282.735 | 973.864
3729 | 1282.7249 | 973.174
3730 | 1282.4 | 973.174
3731 | 1282.3573 | 973.174
3732 | 1282.1932 | 973.037
3733 | 1282.017 | 972.841
3734 | 1282.0114 | 972.737
3735 | 1281.661 | 972.357
3736 | 1281.6469 | 972.354
3737 | 1281.6 | 972.165
3738 | 1281.582 | 972
3739 | 1281.294 | 971.328
3740 | 1281.246 | 971.2
3741 | 1281.053 | 971.1
3742 | 1280.998 | 971.037
3743 | 1280.894 | 970.928
3744 | 1280.8 | 970.928
3745 | 1280.8 | 970.887
3746 | 1280.8 | 970.886
3747 | 1280.783 | 970.818
3748 | 1280.5994 | 970.741
3749 | 1280.4233 | 970.675
3750 | 1280.109 | 970.4
3751 | 1280.093 | 970.151
3752 | 1280 | 970.054
3753 | 1280 | 969.842
3754 | 1280 | 969.328
3755 | 1279.819 | 969.328
3756 | 1279.8048 | 969.03
3757 | 1279.245 | 968.978
3758 | 1279.1002 | 968.528
3759 | 1278.8742 | 968.374
3760 | 1278.5809 | 968.339
3761 | 1278.412 | 968.111
3762 | 1278.2681 | 968.062
3763 | 1278.239 | 967.439
3764 | 1278.237 | 967.209
3765 | 1278.067 | 967.2
3766 | 1278.022 | 967.195
3767 | 1278.001 | 966.957
3768 | 1277.6 | 966.957
3769 | 1277.6 | 966.93
3770 | 1277.5983 | 966.928
3771 | 1277.595 | 966.511
3772 | 1277.5 | 966.267
3773 | 1277.059 | 966.144
3774 | 1276.9675 | 966.128
3775 | 1276.8627 | 965.83
3776 | 1276.8 | 965.487
3777 | 1276.6757 | 965.237
3778 | 1276.497 | 965.063
3779 | 1276.219 | 964.886
3780 | 1276.1272 | 964.8
3781 | 1276 | 964.8
3782 | 1276 | 964.59
3783 | 1276 | 964.528
3784 | 1275.9643 | 964.304
3785 | 1275.894 | 964.195
3786 | 1275.7325 | 964.058
3787 | 1275.6932 | 963.68
3788 | 1275.614 | 963.404
3789 | 1275.5441 | 963.307
3790 | 1275.3917 | 963.303
3791 | 1275.2 | 963.2
3792 | 1275.0212 | 963.2
3793 | 1274.9556 | 962.796
3794 | 1274.8271 | 962.531
3795 | 1274.6729 | 962.521
3796 | 1274.6562 | 962.443
3797 | 1274.438 | 962.438
3798 | 1274.4 | 962.06
3799 | 1274.4 | 961.618
3800 | 1274.4 | 961.6
3801 | 1274.4 | 961.6
3802 | 1274.4 | 961.328
3803 | 1274.4 | 961.325
3804 | 1274.3118 | 961.047
3805 | 1274.3118 | 960.8
3806 | 1274.12 | 960.769
3807 | 1274.013 | 960.741
3808 | 1273.679 | 960.718
3809 | 1273.643 | 960.63
3810 | 1273.3611 | 960.436
3811 | 1273.3423 | 960.401
3812 | 1273.22 | 960.26
3813 | 1272.8 | 960.077
3814 | 1272.8 | 960
3815 | 1272.8 | 960
3816 | 1272.8 | 959.854
3817 | 1272.5121 | 959.486
3818 | 1272.4496 | 959.437
3819 | 1272 | 958.819
3820 | 1272 | 958.709
3821 | 1271.929 | 958.317
3822 | 1271.7255 | 958.128
3823 | 1271.683 | 957.848
3824 | 1271.2 | 957.75
3825 | 1271.2 | 957.647
3826 | 1270.9311 | 957.6
3827 | 1270.9077 | 957.6
3828 | 1270.866 | 957.504
3829 | 1270.8584 | 957.4
3830 | 1270.7349 | 957.264
3831 | 1270.68 | 957.12
3832 | 1270.5584 | 956.912
3833 | 1270.539 | 956.861
3834 | 1270.4 | 956.664
3835 | 1270.4 | 956.661
3836 | 1270.4 | 956.53
3837 | 1270.4 | 956.528
3838 | 1270.332 | 956.474
3839 | 1270.2939 | 956.176
3840 | 1270.2431 | 956.176
3841 | 1270.1677 | 956.161
3842 | 1270.075 | 956.072
3843 | 1269.6825 | 955.907
3844 | 1269.4808 | 955.44
3845 | 1269.4781 | 955.414
3846 | 1269.4429 | 955.36
3847 | 1269.1333 | 955.216
3848 | 1268.8 | 954.426
3849 | 1268.8 | 954.407
3850 | 1268.8 | 954.4
3851 | 1268.8 | 953.993
3852 | 1268.772 | 953.402
3853 | 1268.6028 | 953.15
3854 | 1268.3941 | 953.078
3855 | 1268.221 | 952.528
3856 | 1268.157 | 952.528
3857 | 1268.07 | 952.35
3858 | 1268 | 951.988
3859 | 1268 | 951.822
3860 | 1268 | 951.794
3861 | 1267.9631 | 951.698
3862 | 1267.9631 | 951.2
3863 | 1267.883 | 951.027
3864 | 1267.674 | 950.453
3865 | 1267.651 | 950.4
3866 | 1267.6269 | 950.4
3867 | 1267.43 | 950.4
3868 | 1267.3981 | 950.384
3869 | 1267.2 | 950.128
3870 | 1267.2 | 950.128
3871 | 1267.0966 | 950.128
3872 | 1267.0523 | 949.789
3873 | 1267.0523 | 949.69
3874 | 1266.8185 | 949.6
3875 | 1266.559 | 949.6
3876 | 1266.465 | 949.6
3877 | 1266.4219 | 949.6
3878 | 1266.4092 | 949.593
3879 | 1266.4092 | 949.236
3880 | 1266.4 | 948.689
3881 | 1266.4 | 948.642
3882 | 1266.4 | 947.416
3883 | 1266.4 | 946.999
3884 | 1266.3005 | 946.622
3885 | 1265.9984 | 946.569
3886 | 1265.787 | 946.326
3887 | 1265.6 | 946.209
3888 | 1265.6 | 946.128
3889 | 1265.597 | 946.128
3890 | 1265.5835 | 945.906
3891 | 1265.572 | 945.906
3892 | 1265.5332 | 945.879
3893 | 1265.4585 | 945.808
3894 | 1265.2017 | 945.542
3895 | 1265.0944 | 945.286
3896 | 1264.8 | 945.166
3897 | 1264.8 | 945.143
3898 | 1264.8 | 945.095
3899 | 1264.732 | 944.8
3900 | 1264.5447 | 944.528
3901 | 1264.538 | 944.528
3902 | 1264.4646 | 944.342
3903 | 1264 | 944.228
3904 | 1263.9143 | 944.165
3905 | 1263.8647 | 943.98
3906 | 1263.8647 | 943.624
3907 | 1263.8647 | 943.474
3908 | 1263.6571 | 943.428
3909 | 1263.475 | 943.2
3910 | 1263.2609 | 943.2
3911 | 1263.257 | 943.2
3912 | 1263.2 | 942.967
3913 | 1262.5245 | 942.838
3914 | 1262.5245 | 942.426
3915 | 1262.4 | 942.4
3916 | 1262.4 | 942.4
3917 | 1262.4 | 942.4
3918 | 1262.2861 | 942.248
3919 | 1262.195 | 941.884
3920 | 1262.1523 | 941.424
3921 | 1262.025 | 941.402
3922 | 1261.7184 | 941.328
3923 | 1261.705 | 941.194
3924 | 1261.6 | 940.893
3925 | 1261.322 | 940.335
3926 | 1261.111 | 940.194
3927 | 1260.9775 | 939.531
3928 | 1260.8348 | 939.394
3929 | 1260.6772 | 939.33
3930 | 1260.412 | 939.318
3931 | 1260.2759 | 939.259
3932 | 1260 | 938.928
3933 | 1260 | 938.775
3934 | 1260 | 938.464
3935 | 1259.8074 | 938.436
3936 | 1259.699 | 938.217
3937 | 1259.2103 | 938.115
3938 | 1259.2 | 937.82
3939 | 1259.1168 | 937.788
3940 | 1258.89 | 937.751
3941 | 1258.648 | 937.6
3942 | 1258.4261 | 937.444
3943 | 1258.4261 | 937.402
3944 | 1258.4 | 936.987
3945 | 1258.4 | 936.921
3946 | 1258.144 | 936.672
3947 | 1257.977 | 936.532
3948 | 1257.8224 | 936.201
3949 | 1257.696 | 936
3950 | 1257.6 | 935.942
3951 | 1257.6 | 935.74
3952 | 1257.5245 | 935.635
3953 | 1257.4896 | 935.434
3954 | 1257.452 | 935.278
3955 | 1257.345 | 934.928
3956 | 1257.086 | 934.4
3957 | 1257.086 | 934.348
3958 | 1257.0037 | 934.11
3959 | 1256.8 | 933.835
3960 | 1256.8 | 933.73
3961 | 1256.603 | 933.704
3962 | 1256.2682 | 933.699
3963 | 1256.2682 | 933.6
3964 | 1256.2682 | 933.328
3965 | 1256.2333 | 933.17
3966 | 1256.0216 | 933.114
3967 | 1256 | 933.103
3968 | 1256 | 932.964
3969 | 1255.783 | 932.95
3970 | 1255.664 | 932.503
3971 | 1255.5327 | 932.496
3972 | 1255.5094 | 932.423
3973 | 1255.3689 | 932.415
3974 | 1255.265 | 932
3975 | 1255.2 | 932
3976 | 1255.151 | 931.863
3977 | 1255.099 | 931.36
3978 | 1254.993 | 931.042
3979 | 1254.9727 | 930.928
3980 | 1254.9727 | 930.895
3981 | 1254.555 | 930.736
3982 | 1254.4 | 930.128
3983 | 1254.4 | 929.661
3984 | 1254.4 | 929.54
3985 | 1254.291 | 929.374
3986 | 1254.203 | 929.215
3987 | 1253.8934 | 929.111
3988 | 1253.3755 | 928.89
3989 | 1253.158 | 928.711
3990 | 1253.0838 | 928.676
3991 | 1252.9154 | 928.528
3992 | 1252.9006 | 928.523
3993 | 1252.8 | 928.279
3994 | 1252.8 | 928.274
3995 | 1252.8 | 927.908
3996 | 1252.8 | 927.871
3997 | 1252.5906 | 927.2
3998 | 1252.525 | 927.2
3999 | 1252.2468 | 927.184
4000 | 1251.764 | 926.898
4001 | 1251.649 | 926.887
4002 | 1251.5192 | 926.843
4003 | 1251.5192 | 926.811
4004 | 1251.5192 | 926.601
4005 | 1251.361 | 926.234
4006 | 1251.306 | 925.771
4007 | 1251.2 | 925.678
4008 | 1251.1195 | 925.415
4009 | 1251.1145 | 925.155
4010 | 1251.0074 | 925.122
4011 | 1250.9173 | 925.073
4012 | 1250.7879 | 924.966
4013 | 1250.4936 | 924.478
4014 | 1250.4619 | 924.385
4015 | 1250.4 | 924.306
4016 | 1250.4 | 924
4017 | 1250.4 | 923.503
4018 | 1250.3824 | 923.2
4019 | 1250.2042 | 923.2
4020 | 1250.1114 | 923.075
4021 | 1249.9334 | 923.003
4022 | 1249.8858 | 923.003
4023 | 1249.6 | 922.863
4024 | 1249.3245 | 922.415
4025 | 1249.2235 | 922.341
4026 | 1249.168 | 922.073
4027 | 1248.913 | 922.07
4028 | 1248.913 | 921.328
4029 | 1248.8063 | 920.528
4030 | 1248.8 | 920.528
4031 | 1248.8 | 920.192
4032 | 1248.8 | 920.138
4033 | 1248.8 | 920.136
4034 | 1248.8 | 920
4035 | 1248.8 | 919.991
4036 | 1248.417 | 919.967
4037 | 1248.3052 | 919.728
4038 | 1248.0084 | 919.391
4039 | 1248 | 919.319
4040 | 1248 | 919.3
4041 | 1247.998 | 918.792
4042 | 1247.462 | 918.666
4043 | 1247.32 | 918.664
4044 | 1247.2 | 918.411
4045 | 1247.1906 | 918.4
4046 | 1247.034 | 918.128
4047 | 1247.0319 | 917.901
4048 | 1246.9858 | 917.825
4049 | 1246.7915 | 917.328
4050 | 1246.7064 | 916.528
4051 | 1246.7064 | 916.204
4052 | 1246.6844 | 916.01
4053 | 1246.649 | 916
4054 | 1246.4 | 915.49
4055 | 1246.4 | 915.273
4056 | 1246.4 | 915.2
4057 | 1246.387 | 915.132
4058 | 1246.3728 | 914.84
4059 | 1246.3699 | 914.839
4060 | 1245.954 | 914.693
4061 | 1245.736 | 914.693
4062 | 1245.6 | 914.528
4063 | 1245.6 | 914.334
4064 | 1245.0055 | 914.251
4065 | 1244.8 | 914.128
4066 | 1244.8 | 914.007
4067 | 1244.8 | 913.171
4068 | 1244.4999 | 913.023
4069 | 1244.499 | 912.528
4070 | 1244.374 | 912.302
4071 | 1244.187 | 912.249
4072 | 1244 | 912.249
4073 | 1243.9425 | 912.174
4074 | 1243.9425 | 912.045
4075 | 1243.9425 | 912
4076 | 1243.8855 | 911.94
4077 | 1243.5472 | 911.728
4078 | 1243.412 | 911.703
4079 | 1243.3736 | 911.703
4080 | 1243.2 | 911.515
4081 | 1243.2 | 911.37
4082 | 1243.0288 | 910.928
4083 | 1242.7375 | 910.928
4084 | 1242.4 | 910.899
4085 | 1242.3884 | 909.839
4086 | 1242.3487 | 909.521
4087 | 1241.914 | 909.328
4088 | 1241.663 | 909.328
4089 | 1241.662 | 909.103
4090 | 1241.6 | 908.951
4091 | 1241.5596 | 908.528
4092 | 1241.5501 | 908.453
4093 | 1241.5078 | 907.767
4094 | 1241.291 | 907.627
4095 | 1241.187 | 907.559
4096 | 1241.158 | 907.35
4097 | 1240.9649 | 907.333
4098 | 1240.8 | 907.307
4099 | 1240.7703 | 906.879
4100 | 1240.7703 | 906.864
4101 | 1240.471 | 906.4
4102 | 1240.205 | 906.4
4103 | 1240.0867 | 906.161
4104 | 1240.0192 | 906.161
4105 | 1240 | 906.033
4106 | 1240 | 906.033
4107 | 1240 | 905.555
4108 | 1239.89 | 905.528
4109 | 1239.8562 | 905.259
4110 | 1239.8362 | 904.8
4111 | 1239.767 | 904.528
4112 | 1239.5337 | 904.057
4113 | 1239.472 | 904
4114 | 1239.3475 | 904
4115 | 1239.2694 | 903.728
4116 | 1239.2 | 903.728
4117 | 1239.2 | 903.2
4118 | 1239.2 | 902.961
4119 | 1239.2 | 902.905
4120 | 1239.039 | 902.61
4121 | 1239.0123 | 902.483
4122 | 1238.9154 | 902.252
4123 | 1238.8415 | 901.875
4124 | 1238.812 | 901.864
4125 | 1238.6166 | 901.6
4126 | 1238.6157 | 901.583
4127 | 1238.61 | 901.432
4128 | 1238.5577 | 901.328
4129 | 1238.4395 | 900.704
4130 | 1238.4 | 900.697
4131 | 1238.4 | 900.595
4132 | 1238.1945 | 900.539
4133 | 1238.191 | 900.271
4134 | 1238.1 | 900.203
4135 | 1238.0554 | 899.756
4136 | 1237.7156 | 899.687
4137 | 1237.7056 | 899.541
4138 | 1237.7056 | 899.2
4139 | 1237.7056 | 898.467
4140 | 1237.6625 | 898.269
4141 | 1237.5674 | 898.128
4142 | 1237.532 | 898.017
4143 | 1237.1447 | 897.487
4144 | 1237.1447 | 897.409
4145 | 1237.0149 | 897.22
4146 | 1237.0149 | 897.089
4147 | 1236.892 | 896.686
4148 | 1236.8333 | 896.587
4149 | 1236.827 | 896.528
4150 | 1236.8 | 896
4151 | 1236.8 | 895.906
4152 | 1236.8 | 895.824
4153 | 1236.5588 | 895.75
4154 | 1236.4091 | 895.568
4155 | 1236.3242 | 895.126
4156 | 1236.1086 | 895.126
4157 | 1236.1086 | 894.687
4158 | 1235.9792 | 894.4
4159 | 1235.738 | 893.726
4160 | 1235.6617 | 893.563
4161 | 1235.312 | 893.515
4162 | 1235.2 | 893.439
4163 | 1234.863 | 893.328
4164 | 1234.4 | 892.8
4165 | 1234.4 | 892.776
4166 | 1234.242 | 892.38
4167 | 1234.1608 | 892.375
4168 | 1234.0498 | 891.925
4169 | 1234.046 | 891.743
4170 | 1233.7922 | 891.728
4171 | 1233.7778 | 891.673
4172 | 1233.7118 | 891.673
4173 | 1233.607 | 891.49
4174 | 1233.6 | 891.432
4175 | 1233.6 | 891.284
4176 | 1233.4671 | 890.966
4177 | 1233.4671 | 890.928
4178 | 1233.429 | 890.832
4179 | 1233.2875 | 890.8
4180 | 1233.2875 | 890.472
4181 | 1233.0561 | 890.405
4182 | 1232.8708 | 890.347
4183 | 1232.8 | 890.231
4184 | 1232.8 | 889.861
4185 | 1232.8 | 889.718
4186 | 1232.7184 | 889.663
4187 | 1232.4093 | 889.328
4188 | 1232.224 | 889.27
4189 | 1232.1801 | 888.608
4190 | 1232.152 | 888.502
4191 | 1232.0808 | 888.321
4192 | 1232 | 888.183
4193 | 1232 | 888.008
4194 | 1231.998 | 888
4195 | 1231.9892 | 887.571
4196 | 1231.626 | 887.286
4197 | 1231.447 | 887.144
4198 | 1231.431 | 887.025
4199 | 1231.2495 | 886.928
4200 | 1231.0896 | 886.928
4201 | 1231.0111 | 886.928
4202 | 1230.7987 | 886.633
4203 | 1230.7987 | 886.61
4204 | 1230.7481 | 886.201
4205 | 1230.6701 | 886.128
4206 | 1230.58 | 886.128
4207 | 1230.4932 | 886.005
4208 | 1230.4 | 885.522
4209 | 1230.4 | 885.261
4210 | 1230.108 | 884.575
4211 | 1230.108 | 884.451
4212 | 1230.0597 | 884.411
4213 | 1229.933 | 883.728
4214 | 1229.6 | 883.446
4215 | 1229.5985 | 883.32
4216 | 1229.4174 | 883.315
4217 | 1229.373 | 883.2
4218 | 1229.2948 | 882.842
4219 | 1229.1162 | 882.824
4220 | 1228.928 | 882.677
4221 | 1228.803 | 882.624
4222 | 1228.8 | 882.622
4223 | 1228.6313 | 882.349
4224 | 1228.3805 | 882.128
4225 | 1228.3805 | 882.106
4226 | 1228.3184 | 881.624
4227 | 1228.2872 | 881.612
4228 | 1228.1419 | 881.453
4229 | 1228.0848 | 881.328
4230 | 1228.071 | 881.243
4231 | 1228.0489 | 881.224
4232 | 1228 | 880.938
4233 | 1228 | 880.92
4234 | 1227.897 | 880.83
4235 | 1227.421 | 880.8
4236 | 1227.347 | 880.622
4237 | 1227.3453 | 880
4238 | 1227.291 | 879.978
4239 | 1227.2 | 879.844
4240 | 1226.996 | 879.789
4241 | 1226.957 | 879.73
4242 | 1226.9442 | 879.728
4243 | 1226.8474 | 879.728
4244 | 1226.7781 | 879.728
4245 | 1226.4 | 878.928
4246 | 1226.4 | 878.496
4247 | 1226.4 | 878.436
4248 | 1226.4 | 878.4
4249 | 1226.4 | 878.128
4250 | 1226.4 | 877.979
4251 | 1226.0084 | 877.668
4252 | 1225.8163 | 877.6
4253 | 1225.774 | 877.412
4254 | 1225.6264 | 877.333
4255 | 1225.6 | 876.91
4256 | 1225.6 | 876.8
4257 | 1225.6 | 876.8
4258 | 1225.6 | 876.8
4259 | 1225.411 | 876.577
4260 | 1225.3763 | 876.489
4261 | 1225.2732 | 876.377
4262 | 1225.2315 | 875.787
4263 | 1224.946 | 875.713
4264 | 1224.9167 | 875.621
4265 | 1224.801 | 875.2
4266 | 1224.8 | 875.157
4267 | 1224.544 | 875.105
4268 | 1224.436 | 874.836
4269 | 1224.246 | 874.787
4270 | 1223.9724 | 874.762
4271 | 1223.3853 | 874.486
4272 | 1223.2 | 874.441
4273 | 1223.2 | 874.26
4274 | 1223.2 | 873.255
4275 | 1222.75 | 873.062
4276 | 1222.7384 | 872.748
4277 | 1222.683 | 872.36
4278 | 1222.5996 | 872.065
4279 | 1222.5105 | 871.971
4280 | 1222.4 | 871.728
4281 | 1222.4 | 871.643
4282 | 1222.4 | 871.2
4283 | 1222.4 | 870.973
4284 | 1222.4 | 870.547
4285 | 1222.398 | 870.268
4286 | 1222.285 | 870.128
4287 | 1222.1238 | 870.128
4288 | 1221.935 | 869.869
4289 | 1221.8379 | 869.633
4290 | 1221.6987 | 869.328
4291 | 1221.6297 | 869.149
4292 | 1221.6 | 868.684
4293 | 1221.3717 | 868.634
4294 | 1221.1291 | 868.133
4295 | 1220.8328 | 868.105
4296 | 1220.8 | 867.728
4297 | 1220.8 | 866.983
4298 | 1220.5699 | 866.96
4299 | 1220.12 | 866.928
4300 | 1220.0359 | 866.892
4301 | 1220 | 866.843
4302 | 1220 | 866.709
4303 | 1220 | 866.41
4304 | 1220 | 866.355
4305 | 1219.8369 | 866.009
4306 | 1219.569 | 865.824
4307 | 1219.223 | 865.328
4308 | 1219.2 | 865.323
4309 | 1219.2 | 865.089
4310 | 1219.0571 | 864.861
4311 | 1218.7567 | 864.8
4312 | 1218.646 | 864.777
4313 | 1218.5665 | 864.739
4314 | 1218.473 | 864.612
4315 | 1218.4 | 864.528
4316 | 1218.2391 | 864.528
4317 | 1218.137 | 864.528
4318 | 1218.0211 | 864.528
4319 | 1217.803 | 864.347
4320 | 1217.7058 | 864.08
4321 | 1217.6 | 863.774
4322 | 1217.6 | 863.52
4323 | 1217.6 | 863.224
4324 | 1217.598 | 863.2
4325 | 1217.422 | 862.659
4326 | 1217.408 | 862.636
4327 | 1217.2856 | 862.594
4328 | 1217.2856 | 862.587
4329 | 1217.1598 | 862.516
4330 | 1217.119 | 862.488
4331 | 1216.9309 | 862.413
4332 | 1216.8483 | 862.128
4333 | 1216.8397 | 862.098
4334 | 1216.8 | 861.671
4335 | 1216.6852 | 861.328
4336 | 1216.588 | 861.19
4337 | 1216.436 | 861.156
4338 | 1216.2944 | 860.8
4339 | 1216.2944 | 860.8
4340 | 1216 | 860.712
4341 | 1216 | 860.592
4342 | 1216 | 860.551
4343 | 1216 | 860.541
4344 | 1215.9093 | 860.46
4345 | 1215.698 | 860.228
4346 | 1215.644 | 860.068
4347 | 1215.6037 | 859.728
4348 | 1215.6037 | 859.417
4349 | 1215.461 | 859.332
4350 | 1215.2952 | 859.26
4351 | 1215.2 | 859.223
4352 | 1215.149 | 858.922
4353 | 1215.1313 | 858.911
4354 | 1215.0892 | 858.742
4355 | 1215.0791 | 858.443
4356 | 1214.924 | 858.128
4357 | 1214.887 | 857.328
4358 | 1214.49 | 857.262
4359 | 1214.4 | 856.951
4360 | 1214.4 | 856.858
4361 | 1214.4 | 856.528
4362 | 1214.3544 | 856.528
4363 | 1214.3435 | 856
4364 | 1214.229 | 855.757
4365 | 1214.189 | 855.633
4366 | 1214.131 | 855.543
4367 | 1213.9294 | 855.509
4368 | 1213.91 | 855.45
4369 | 1213.663 | 855.409
4370 | 1213.608 | 855.2
4371 | 1213.6 | 854.957
4372 | 1213.6 | 854.735
4373 | 1212.985 | 854.708
4374 | 1212.909 | 854.517
4375 | 1212.8409 | 854.484
4376 | 1212.8063 | 854.402
4377 | 1212.806 | 854.4
4378 | 1212.8 | 854.288
4379 | 1212.8 | 854.179
4380 | 1212.52 | 854.13
4381 | 1212.443 | 854.128
4382 | 1212.067 | 853.617
4383 | 1212 | 853.6
4384 | 1212 | 853.328
4385 | 1212 | 853.328
4386 | 1212 | 853.313
4387 | 1211.7488 | 853.302
4388 | 1211.742 | 853.246
4389 | 1211.6653 | 853.237
4390 | 1211.4596 | 852.864
4391 | 1211.392 | 852.8
4392 | 1211.3632 | 852.548
4393 | 1211.2 | 852.528
4394 | 1211.2 | 851.73
4395 | 1211.2 | 851.728
4396 | 1211.2 | 851.379
4397 | 1211.064 | 851.2
4398 | 1210.9693 | 850.774
4399 | 1210.7689 | 850.4
4400 | 1210.6659 | 850.144
4401 | 1210.4 | 849.97
4402 | 1210.4 | 849.296
4403 | 1209.862 | 848.89
4404 | 1209.6927 | 848.851
4405 | 1209.6763 | 848.79
4406 | 1209.6 | 848.626
4407 | 1209.5909 | 848.459
4408 | 1209.1949 | 848.162
4409 | 1209.14 | 848.16
4410 | 1209.033 | 848.143
4411 | 1208.997 | 848.081
4412 | 1208.9158 | 848
4413 | 1208.8 | 847.985
4414 | 1208.7526 | 847.948
4415 | 1208.6635 | 847.701
4416 | 1208.6278 | 847.641
4417 | 1208.3058 | 847.536
4418 | 1208.0826 | 847.235
4419 | 1208 | 847.106
4420 | 1207.7239 | 847.077
4421 | 1207.4389 | 846.823
4422 | 1207.3155 | 846.647
4423 | 1207.2 | 846.49
4424 | 1207.2 | 846.212
4425 | 1207.2 | 846.004
4426 | 1207.2 | 845.369
4427 | 1207.142 | 844.655
4428 | 1207.035 | 844.494
4429 | 1206.9883 | 844.37
4430 | 1206.845 | 843.918
4431 | 1206.68 | 843.878
4432 | 1206.6721 | 843.845
4433 | 1206.6248 | 843.714
4434 | 1206.4888 | 843.517
4435 | 1206.4888 | 843.51
4436 | 1206.4 | 843.352
4437 | 1206.4 | 843.2
4438 | 1206.4 | 842.928
4439 | 1206.253 | 842.928
4440 | 1206.2528 | 842.928
4441 | 1206.214 | 842.402
4442 | 1205.8909 | 842.355
4443 | 1205.6919 | 842.234
4444 | 1205.541 | 842.17
4445 | 1205.407 | 842.128
4446 | 1205.397 | 842.081
4447 | 1204.9136 | 841.918
4448 | 1204.8 | 841.548
4449 | 1204.8 | 841.502
4450 | 1204.8 | 841.355
4451 | 1204.7818 | 841.212
4452 | 1204.6634 | 840.317
4453 | 1204.4444 | 840.202
4454 | 1204 | 840
4455 | 1204 | 840
4456 | 1204 | 839.217
4457 | 1204 | 839.174
4458 | 1203.916 | 838.928
4459 | 1203.862 | 838.71
4460 | 1203.8265 | 838.4
4461 | 1203.6531 | 838.192
4462 | 1203.4772 | 838.08
4463 | 1203.4772 | 837.875
4464 | 1203.2 | 837.745
4465 | 1203.2 | 837.663
4466 | 1203.199 | 837.663
4467 | 1203.114 | 837.507
4468 | 1203.09 | 837.481
4469 | 1203.0278 | 837.38
4470 | 1202.7821 | 837.328
4471 | 1202.5043 | 837.328
4472 | 1202.4 | 836.748
4473 | 1202.4 | 836.64
4474 | 1202.3589 | 836.249
4475 | 1202.344 | 836.247
4476 | 1201.79 | 836
4477 | 1201.79 | 835.985
4478 | 1201.671 | 835.893
4479 | 1201.6 | 835.646
4480 | 1201.6 | 835.373
4481 | 1201.4218 | 835.197
4482 | 1201.1464 | 835.185
4483 | 1201.14 | 835.104
4484 | 1201.115 | 834.715
4485 | 1201.095 | 834.4
4486 | 1200.8854 | 834.367
4487 | 1200.8 | 834.172
4488 | 1200.8 | 833.738
4489 | 1200.8 | 833.521
4490 | 1200.8 | 833.517
4491 | 1200.7723 | 833.41
4492 | 1200.7083 | 832.528
4493 | 1200.592 | 832.514
4494 | 1200.589 | 832.466
4495 | 1200.4086 | 832.102
4496 | 1200.3686 | 831.809
4497 | 1200.2556 | 831.728
4498 | 1200.195 | 831.19
4499 | 1200.115 | 831.138
4500 | 1200.1137 | 830.904
4501 | 1200 | 830.571
4502 | 1199.6331 | 830.097
4503 | 1199.5926 | 829.788
4504 | 1199.3168 | 829.6
4505 | 1199.3168 | 829.328
4506 | 1199.225 | 829.328
4507 | 1199.2 | 828.8
4508 | 1199.2 | 828.8
4509 | 1199.2 | 828.607
4510 | 1199.0566 | 828.528
4511 | 1198.9713 | 828.465
4512 | 1198.8976 | 828.43
4513 | 1198.8156 | 828.395
4514 | 1198.4 | 828.216
4515 | 1198.4 | 827.756
4516 | 1198.38 | 827.728
4517 | 1198.3366 | 827.682
4518 | 1198.1621 | 827.55
4519 | 1198.1208 | 827.116
4520 | 1198.058 | 827.01
4521 | 1198.0387 | 826.749
4522 | 1198.0387 | 826.584
4523 | 1197.79 | 826.4
4524 | 1197.303 | 826.271
4525 | 1197.2617 | 826.128
4526 | 1196.9072 | 825.427
4527 | 1196.8 | 825.034
4528 | 1196.8 | 823.782
4529 | 1196.4829 | 823.728
4530 | 1196.4679 | 823.565
4531 | 1196.422 | 823.295
4532 | 1196.191 | 822.939
4533 | 1196.1437 | 822.932
4534 | 1196.1292 | 822.288
4535 | 1196 | 821.884
4536 | 1196 | 821.77
4537 | 1196 | 821.46
4538 | 1195.968 | 821.375
4539 | 1195.6673 | 821.328
4540 | 1195.5738 | 821.328
4541 | 1195.5738 | 821.223
4542 | 1195.4363 | 820.686
4543 | 1195.22 | 820.66
4544 | 1195.2 | 820.652
4545 | 1195.2 | 820.57
4546 | 1195.2 | 820.532
4547 | 1194.744 | 820.528
4548 | 1194.5136 | 820.528
4549 | 1194.461 | 820
4550 | 1194.4 | 819.464
4551 | 1194.4 | 819.431
4552 | 1194.4 | 819.346
4553 | 1193.8661 | 818.4
4554 | 1193.7386 | 818.4
4555 | 1193.708 | 818.376
4556 | 1193.6 | 818.349
4557 | 1193.6 | 818.296
4558 | 1193.2138 | 818.173
4559 | 1193.172 | 818.128
4560 | 1193.029 | 818.009
4561 | 1192.8111 | 817.788
4562 | 1192.7735 | 817.328
4563 | 1192.6799 | 817.328
4564 | 1192.4164 | 817.328
4565 | 1192.407 | 817.315
4566 | 1192.262 | 816.79
4567 | 1192 | 816.549
4568 | 1192 | 816.528
4569 | 1192 | 816.44
4570 | 1192 | 816.427
4571 | 1191.895 | 816.192
4572 | 1191.8232 | 816
4573 | 1191.5872 | 815.909
4574 | 1191.5782 | 815.728
4575 | 1191.2752 | 815.728
4576 | 1191.2 | 815.698
4577 | 1191.2 | 815.649
4578 | 1191.158 | 815.528
4579 | 1191.082 | 815.376
4580 | 1190.5629 | 815.132
4581 | 1190.56 | 814.857
4582 | 1190.482 | 813.978
4583 | 1190.4 | 813.976
4584 | 1190.4 | 813.626
4585 | 1190.0714 | 813.601
4586 | 1189.8149 | 813.6
4587 | 1189.7541 | 813.536
4588 | 1189.61 | 813.404
4589 | 1189.6 | 813.179
4590 | 1189.6 | 813.144
4591 | 1189.6 | 813.017
4592 | 1189.6 | 812.841
4593 | 1189.6 | 812.816
4594 | 1189.3358 | 812.691
4595 | 1189.1388 | 812.646
4596 | 1188.8 | 812.644
4597 | 1188.8 | 812.528
4598 | 1188.667 | 812.5
4599 | 1188.5309 | 812.463
4600 | 1188.3885 | 812.323
4601 | 1188.218 | 812.114
4602 | 1188 | 812
4603 | 1187.9385 | 811.956
4604 | 1187.8648 | 811.895
4605 | 1187.8648 | 811.509
4606 | 1187.464 | 810.128
4607 | 1187.2856 | 809.764
4608 | 1187.2 | 809.484
4609 | 1187.1293 | 809.482
4610 | 1187.0499 | 809.328
4611 | 1186.9605 | 809.328
4612 | 1186.715 | 808.944
4613 | 1186.5863 | 808.8
4614 | 1186.4 | 808.528
4615 | 1186.3938 | 808.528
4616 | 1186.13 | 807.931
4617 | 1186.075 | 807.601
4618 | 1185.9043 | 807.36
4619 | 1185.808 | 806.928
4620 | 1185.7689 | 806.928
4621 | 1185.424 | 806.865
4622 | 1185.2801 | 806.529
4623 | 1185.2757 | 806.412
4624 | 1185.2136 | 806.13
4625 | 1185.147 | 806.027
4626 | 1185.0608 | 805.168
4627 | 1184.9728 | 805.114
4628 | 1184.9728 | 804.867
4629 | 1184.9728 | 804.701
4630 | 1184.8307 | 804.647
4631 | 1184.8307 | 804.528
4632 | 1184.8307 | 803.968
4633 | 1184.8 | 803.926
4634 | 1184.8 | 803.82
4635 | 1184.4607 | 803.584
4636 | 1184.2177 | 803.536
4637 | 1184.1872 | 803.025
4638 | 1184.1872 | 802.928
4639 | 1184 | 802.928
4640 | 1184 | 802.79
4641 | 1183.914 | 802.291
4642 | 1183.594 | 802.242
4643 | 1183.4517 | 801.328
4644 | 1183.22 | 801.108
4645 | 1183.2 | 801.095
4646 | 1183.2 | 800.528
4647 | 1183.2 | 800.528
4648 | 1182.9589 | 800.503
4649 | 1182.912 | 800.422
4650 | 1182.818 | 800.028
4651 | 1182.7428 | 799.717
4652 | 1182.657 | 799.541
4653 | 1182.509 | 799.13
4654 | 1182.4 | 799.087
4655 | 1182.4 | 798.928
4656 | 1182.4 | 798.928
4657 | 1182.4 | 798.598
4658 | 1182.365 | 798.462
4659 | 1182.361 | 798.128
4660 | 1181.9806 | 797.955
4661 | 1181.9806 | 797.934
4662 | 1181.7602 | 797.929
4663 | 1181.647 | 797.74
4664 | 1181.6 | 797.6
4665 | 1181.242 | 797.328
4666 | 1181.19 | 797.256
4667 | 1181.115 | 797.078
4668 | 1181.0885 | 796.686
4669 | 1180.946 | 796.566
4670 | 1180.8 | 796.528
4671 | 1180.8 | 796.013
4672 | 1180.8 | 795.728
4673 | 1180.8 | 795.613
4674 | 1180.5096 | 795.407
4675 | 1180.5096 | 795.184
4676 | 1180.3883 | 793.707
4677 | 1180.2871 | 793.677
4678 | 1180 | 793.664
4679 | 1179.9083 | 793.643
4680 | 1179.7741 | 793.422
4681 | 1179.725 | 793.343
4682 | 1179.3922 | 793.272
4683 | 1179.3631 | 793.198
4684 | 1179.3466 | 793.135
4685 | 1179.255 | 792.311
4686 | 1179.2 | 792
4687 | 1179.2 | 791.728
4688 | 1179.2 | 791.363
4689 | 1179.0386 | 791.227
4690 | 1178.9974 | 790.802
4691 | 1178.5865 | 790.379
4692 | 1178.5 | 790.128
4693 | 1178.4929 | 790.072
4694 | 1178.4 | 790.028
4695 | 1178.4 | 789.729
4696 | 1178.36 | 789.328
4697 | 1178.3067 | 789.213
4698 | 1178.106 | 788.801
4699 | 1178.0217 | 788.701
4700 | 1177.8008 | 788.528
4701 | 1177.8001 | 788.378
4702 | 1177.6161 | 788.375
4703 | 1177.5675 | 788.33
4704 | 1177.554 | 788.113
4705 | 1177.4916 | 788.094
4706 | 1177.0613 | 787.899
4707 | 1176.84 | 787.883
4708 | 1176.832 | 787.162
4709 | 1176.8108 | 786.591
4710 | 1176.8 | 786.532
4711 | 1176.8 | 786.206
4712 | 1176.8 | 785.953
4713 | 1176.8 | 785.627
4714 | 1176.7039 | 785.3
4715 | 1176.207 | 785.146
4716 | 1176.0394 | 784.8
4717 | 1176 | 784.8
4718 | 1175.793 | 784.628
4719 | 1175.544 | 784.552
4720 | 1175.372 | 784.528
4721 | 1175.229 | 784.528
4722 | 1175.2 | 784.39
4723 | 1175.2 | 784.182
4724 | 1175.0536 | 784.003
4725 | 1175.0134 | 783.85
4726 | 1174.9733 | 783.099
4727 | 1174.7929 | 783.095
4728 | 1174.6209 | 783.032
4729 | 1174.6132 | 782.928
4730 | 1174.6132 | 782.791
4731 | 1174.5986 | 782.675
4732 | 1174.1449 | 782.593
4733 | 1173.9536 | 782.545
4734 | 1173.817 | 782.063
4735 | 1173.8164 | 782.019
4736 | 1173.7765 | 781.866
4737 | 1173.6 | 781.866
4738 | 1173.32 | 781.83
4739 | 1173.122 | 781.645
4740 | 1172.832 | 781.328
4741 | 1172.8 | 781.042
4742 | 1172.8 | 780.673
4743 | 1172.3997 | 780.473
4744 | 1172.2624 | 779.808
4745 | 1172.039 | 779.666
4746 | 1172 | 779.651
4747 | 1172 | 779.554
4748 | 1171.973 | 779.407
4749 | 1171.9502 | 779.2
4750 | 1171.847 | 779.045
4751 | 1171.6916 | 778.928
4752 | 1171.349 | 778.357
4753 | 1171.326 | 778.128
4754 | 1171.2 | 778.128
4755 | 1171.09 | 778.09
4756 | 1171.084 | 777.727
4757 | 1170.7092 | 777.628
4758 | 1170.6288 | 777.621
4759 | 1170.5985 | 776.546
4760 | 1170.4 | 776.528
4761 | 1170.3146 | 776.468
4762 | 1170.2123 | 776.035
4763 | 1170.2102 | 775.617
4764 | 1169.848 | 775.232
4765 | 1169.6 | 774.691
4766 | 1169.6 | 774.668
4767 | 1169.6 | 774.628
4768 | 1169.6 | 774.4
4769 | 1169.1854 | 774.072
4770 | 1169.049 | 774.036
4771 | 1168.8 | 773.728
4772 | 1168.8 | 773.644
4773 | 1168.8 | 773.519
4774 | 1168.6743 | 773.336
4775 | 1168.515 | 773.328
4776 | 1168.446 | 772.887
4777 | 1168.1969 | 772.847
4778 | 1168.124 | 772.847
4779 | 1168.045 | 772.796
4780 | 1168 | 772.528
4781 | 1168 | 772.413
4782 | 1168 | 772.296
4783 | 1167.9465 | 772.232
4784 | 1167.854 | 771.654
4785 | 1167.775 | 771.523
4786 | 1167.7466 | 771.214
4787 | 1167.432 | 770.999
4788 | 1167.329 | 770.966
4789 | 1167.2 | 770.803
4790 | 1167.2 | 770.765
4791 | 1167.2 | 770.641
4792 | 1167.2 | 770.493
4793 | 1166.9312 | 769.718
4794 | 1166.901 | 769.702
4795 | 1166.426 | 769.637
4796 | 1166.42 | 769.6
4797 | 1166.4 | 769.017
4798 | 1166.299 | 768.501
4799 | 1166.2254 | 768.029
4800 | 1166.196 | 768
4801 | 1165.9822 | 767.728
4802 | 1165.8744 | 767.728
4803 | 1165.8744 | 767.728
4804 | 1165.6 | 767.553
4805 | 1165.6 | 767.47
4806 | 1165.6 | 766.962
4807 | 1165.6 | 766.928
4808 | 1165.4076 | 766.885
4809 | 1165.374 | 766.624
4810 | 1165.2976 | 766.373
4811 | 1165.2105 | 766.276
4812 | 1165.1837 | 766.134
4813 | 1165.131 | 765.773
4814 | 1165.0637 | 765.681
4815 | 1165.0506 | 765.328
4816 | 1164.8 | 765.038
4817 | 1164.8 | 764.961
4818 | 1164.6709 | 764.765
4819 | 1164.5561 | 764.732
4820 | 1164.4744 | 764.692
4821 | 1164.458 | 764.26
4822 | 1164.3879 | 763.971
4823 | 1164.3282 | 763.728
4824 | 1164.3282 | 763.665
4825 | 1164.3282 | 763.453
4826 | 1163.9011 | 763.448
4827 | 1163.639 | 763.203
4828 | 1163.5669 | 763.077
4829 | 1163.2 | 762.711
4830 | 1163.2 | 762.515
4831 | 1163.1117 | 762.487
4832 | 1162.8571 | 762.052
4833 | 1162.8571 | 761.691
4834 | 1162.7946 | 761.659
4835 | 1162.7327 | 761.606
4836 | 1162.6599 | 761.519
4837 | 1162.556 | 760.809
4838 | 1162.5522 | 760.528
4839 | 1162.4 | 760.097
4840 | 1162.4 | 760
4841 | 1162.384 | 759.792
4842 | 1162.3773 | 759.663
4843 | 1162.2995 | 759.493
4844 | 1162.2995 | 759.371
4845 | 1162.25 | 759.369
4846 | 1162.174 | 759.282
4847 | 1162.1216 | 759.192
4848 | 1162.094 | 759.119
4849 | 1161.964 | 759.108
4850 | 1161.734 | 759.054
4851 | 1161.6 | 758.928
4852 | 1161.3384 | 758.44
4853 | 1161.248 | 758.415
4854 | 1161.104 | 758.341
4855 | 1161.093 | 758.239
4856 | 1161.083 | 758.128
4857 | 1161.0661 | 758.128
4858 | 1161.038 | 758.128
4859 | 1160.8 | 757.718
4860 | 1160.599 | 757.254
4861 | 1160.5057 | 757.246
4862 | 1160.349 | 756.99
4863 | 1160.2693 | 756.99
4864 | 1159.956 | 756.494
4865 | 1159.838 | 756.271
4866 | 1159.81 | 755.728
4867 | 1159.54 | 755.62
4868 | 1159.2 | 755.62
4869 | 1159.2 | 755.108
4870 | 1158.633 | 755.03
4871 | 1158.511 | 754.857
4872 | 1158.444 | 754.4
4873 | 1158.4 | 754.353
4874 | 1158.4 | 754.128
4875 | 1158.39 | 753.773
4876 | 1158.2769 | 753.722
4877 | 1158.2769 | 753.595
4878 | 1157.6379 | 753.328
4879 | 1157.6 | 753.328
4880 | 1157.2293 | 753.244
4881 | 1157.201 | 752.925
4882 | 1157.0817 | 752.8
4883 | 1156.956 | 752.635
4884 | 1156.8955 | 752.554
4885 | 1156.8955 | 752.528
4886 | 1156.838 | 752.155
4887 | 1156.8 | 752.146
4888 | 1156.517 | 751.126
4889 | 1156.3257 | 751.088
4890 | 1156 | 750.491
4891 | 1156 | 750.435
4892 | 1155.725 | 750.348
4893 | 1155.7145 | 750.23
4894 | 1155.5019 | 749.092
4895 | 1155.338 | 747.728
4896 | 1155.2987 | 747.347
4897 | 1155.2 | 747.177
4898 | 1155.2 | 747.145
4899 | 1154.806 | 746.988
4900 | 1154.7758 | 746.97
4901 | 1154.691 | 746.928
4902 | 1154.1328 | 746.735
4903 | 1154.1328 | 746.535
4904 | 1154.0047 | 746.075
4905 | 1153.9649 | 745.904
4906 | 1153.6 | 745.556
4907 | 1153.519 | 745.328
4908 | 1153.41 | 745.328
4909 | 1153.367 | 745.299
4910 | 1153.1952 | 745.043
4911 | 1152.9763 | 744.832
4912 | 1152.8 | 744.528
4913 | 1152.8 | 744.528
4914 | 1152.8 | 744.528
4915 | 1152.652 | 744.4
4916 | 1152 | 744.174
4917 | 1152 | 743.898
4918 | 1151.9371 | 743.724
4919 | 1151.8243 | 743.373
4920 | 1151.8243 | 743.176
4921 | 1151.437 | 742.928
4922 | 1151.05 | 741.772
4923 | 1150.936 | 741.6
4924 | 1150.8718 | 741.6
4925 | 1150.6454 | 741.45
4926 | 1150.5013 | 741.328
4927 | 1150.4507 | 741.328
4928 | 1150.4 | 741.257
4929 | 1150.4 | 741.115
4930 | 1150.4 | 740.97
4931 | 1150.3401 | 740.237
4932 | 1150.1519 | 739.933
4933 | 1149.785 | 739.771
4934 | 1149.6178 | 739.75
4935 | 1149.6 | 739.728
4936 | 1149.6 | 739.434
4937 | 1149.6 | 739.378
4938 | 1149.254 | 739.318
4939 | 1149.101 | 739.032
4940 | 1148.4205 | 738.928
4941 | 1148.1467 | 738.58
4942 | 1148.1467 | 738.522
4943 | 1148.1467 | 738.4
4944 | 1148 | 738.36
4945 | 1148 | 738.35
4946 | 1148 | 738.091
4947 | 1147.9167 | 737.935
4948 | 1147.7987 | 736.96
4949 | 1147.683 | 736.636
4950 | 1147.5377 | 736.373
4951 | 1147.534 | 735.84
4952 | 1147.519 | 735.074
4953 | 1147.4112 | 734.681
4954 | 1147.4094 | 734.651
4955 | 1147.38 | 734.514
4956 | 1147.369 | 734.47
4957 | 1147.2 | 734.4
4958 | 1147.2 | 734.277
4959 | 1147.2 | 734.145
4960 | 1147.17 | 734.128
4961 | 1147.0671 | 734.128
4962 | 1147.015 | 733.799
4963 | 1146.697 | 733.712
4964 | 1146.669 | 733.593
4965 | 1146.5832 | 733.553
4966 | 1146.42 | 733.286
4967 | 1146.4 | 732.624
4968 | 1146.4 | 732.114
4969 | 1146.178 | 731.728
4970 | 1146.147 | 731.637
4971 | 1145.9282 | 731.395
4972 | 1145.8446 | 731.203
4973 | 1145.7167 | 730.039
4974 | 1145.6 | 729.752
4975 | 1145.6 | 729.745
4976 | 1145.6 | 729.684
4977 | 1145.5301 | 729.6
4978 | 1145.1539 | 728.8
4979 | 1144.8 | 728.249
4980 | 1144.8 | 728.109
4981 | 1144.8 | 727.728
4982 | 1144.4632 | 727.393
4983 | 1144.3567 | 727.37
4984 | 1144.1924 | 727.2
4985 | 1144.168 | 726.714
4986 | 1144 | 726.128
4987 | 1143.986 | 726.128
4988 | 1143.3262 | 725.6
4989 | 1143.278 | 725.055
4990 | 1143.2188 | 724.75
4991 | 1143.193 | 724.528
4992 | 1143.128 | 724.528
4993 | 1142.5534 | 724.528
4994 | 1142.4 | 724.253
4995 | 1142.4 | 724.076
4996 | 1142.4 | 724.004
4997 | 1142.4 | 723.76
4998 | 1142.288 | 723.54
4999 | 1142.233 | 723.417
5000 | 1141.8157 | 723.2
5001 | 1141.7005 | 722.102
5002 | 1141.6 | 721.636
5003 | 1141.587 | 721.608
5004 | 1141.3284 | 721.6
5005 | 1141.3222 | 721.508
5006 | 1141.1439 | 721.328
5007 | 1141.0098 | 721.327
5008 | 1141.0098 | 721.201
5009 | 1140.835 | 720.8
5010 | 1140.8 | 720.726
5011 | 1140.583 | 720.528
5012 | 1140.384 | 720.059
5013 | 1140.3677 | 719.568
5014 | 1140.2509 | 719.455
5015 | 1140.056 | 719.11
5016 | 1140 | 718.966
5017 | 1140 | 717.6
5018 | 1140 | 717.447
5019 | 1139.749 | 717.237
5020 | 1139.5362 | 716.894
5021 | 1139.46 | 716.747
5022 | 1139.333 | 716.711
5023 | 1139.3205 | 716.419
5024 | 1139.2 | 716.268
5025 | 1139.2 | 716.239
5026 | 1138.585 | 716.001
5027 | 1138.4192 | 715.847
5028 | 1138.4 | 715.819
5029 | 1138.4 | 715.728
5030 | 1138.269 | 715.043
5031 | 1138.2471 | 714.928
5032 | 1138.22 | 714.843
5033 | 1137.9564 | 714.821
5034 | 1137.6 | 714.58
5035 | 1137.6 | 714.13
5036 | 1137.5314 | 713.882
5037 | 1137.376 | 713.808
5038 | 1137.1705 | 713.328
5039 | 1137.1139 | 713.03
5040 | 1137.052 | 712.528
5041 | 1136.8 | 712.528
5042 | 1136.61 | 712.349
5043 | 1136.3975 | 712.089
5044 | 1136.175 | 711.983
5045 | 1136.1375 | 711.597
5046 | 1135.9657 | 711.063
5047 | 1135.9 | 710.725
5048 | 1135.797 | 709.834
5049 | 1135.5657 | 709.607
5050 | 1135.24 | 709.276
5051 | 1135.205 | 708.543
5052 | 1135.2 | 708.528
5053 | 1135.0278 | 708.528
5054 | 1134.7688 | 708.377
5055 | 1134.4 | 707.962
5056 | 1134.4 | 707.737
5057 | 1134.3734 | 707.728
5058 | 1134.3301 | 707.728
5059 | 1134.3297 | 707.272
5060 | 1134.203 | 707.137
5061 | 1134.1783 | 706.974
5062 | 1133.6 | 706.928
5063 | 1133.5528 | 706.905
5064 | 1133.4363 | 706.735
5065 | 1133.4123 | 706.64
5066 | 1133.191 | 706.63
5067 | 1133.1751 | 706.426
5068 | 1132.8406 | 706.4
5069 | 1132.8 | 706.36
5070 | 1132.7008 | 706.099
5071 | 1132.6778 | 705.89
5072 | 1132.464 | 705.875
5073 | 1132.1777 | 705.633
5074 | 1132.013 | 705.6
5075 | 1132 | 705.351
5076 | 1132 | 704.969
5077 | 1131.4817 | 704.953
5078 | 1131.45 | 704.856
5079 | 1131.3953 | 704.759
5080 | 1131.3791 | 704.431
5081 | 1131.3402 | 704.406
5082 | 1131.2 | 704.181
5083 | 1131.2 | 704
5084 | 1131.2 | 703.728
5085 | 1131.2 | 703.695
5086 | 1131.076 | 703.643
5087 | 1131.027 | 703.48
5088 | 1130.671 | 703.253
5089 | 1130.656 | 703.252
5090 | 1130.4682 | 702.885
5091 | 1130.4 | 702.155
5092 | 1130.342 | 701.678
5093 | 1130.2855 | 701.52
5094 | 1129.8233 | 701.328
5095 | 1129.6 | 701.042
5096 | 1129.0885 | 700.8
5097 | 1128.9285 | 700.528
5098 | 1128.8 | 700.528
5099 | 1128.8 | 700.377
5100 | 1128.8 | 700.158
5101 | 1128.8 | 699.749
5102 | 1128.7455 | 699.292
5103 | 1128.6053 | 698.963
5104 | 1128.5775 | 698.796
5105 | 1128 | 698.259
5106 | 1128 | 698.126
5107 | 1128 | 697.45
5108 | 1127.7874 | 697.39
5109 | 1127.5968 | 697.26
5110 | 1127.5522 | 696.655
5111 | 1127.5522 | 696.528
5112 | 1127.549 | 694.928
5113 | 1127.493 | 694.839
5114 | 1127.2 | 693.577
5115 | 1127.2 | 692.702
5116 | 1127.2 | 692.528
5117 | 1127.2 | 692.092
5118 | 1127.2 | 691.884
5119 | 1127.015 | 691.736
5120 | 1126.9881 | 691.728
5121 | 1126.9766 | 691.696
5122 | 1126.9696 | 691.369
5123 | 1126.8 | 691.341
5124 | 1126.6764 | 691.154
5125 | 1126.5055 | 690.928
5126 | 1126.5055 | 690.05
5127 | 1126.43 | 689.6
5128 | 1126.4 | 689.354
5129 | 1126.4 | 689.3
5130 | 1126.266 | 688.936
5131 | 1125.992 | 688.704
5132 | 1125.8148 | 688.64
5133 | 1125.6 | 688.528
5134 | 1125.5 | 688.519
5135 | 1125.488 | 688.491
5136 | 1125.3411 | 687.58
5137 | 1125.237 | 687.478
5138 | 1125.2328 | 687.346
5139 | 1124.8 | 686.937
5140 | 1124.637 | 686.928
5141 | 1124.2295 | 686.652
5142 | 1124.1761 | 686.128
5143 | 1124 | 685.622
5144 | 1123.8746 | 685.601
5145 | 1123.8746 | 684.684
5146 | 1123.8746 | 684.58
5147 | 1123.825 | 684.549
5148 | 1123.7505 | 684.428
5149 | 1123.4907 | 684.061
5150 | 1123.1632 | 683.066
5151 | 1122.8155 | 682.928
5152 | 1122.777 | 682.546
5153 | 1122.775 | 682.314
5154 | 1122.711 | 682.284
5155 | 1122.6757 | 682.128
5156 | 1122.6445 | 682.018
5157 | 1122.6312 | 681.706
5158 | 1122.521 | 681.663
5159 | 1122.4035 | 681.599
5160 | 1122.4 | 681.557
5161 | 1122.4 | 681.275
5162 | 1122.4 | 681.205
5163 | 1122.3613 | 681.033
5164 | 1121.8987 | 680.79
5165 | 1121.6603 | 680.292
5166 | 1121.6 | 680.187
5167 | 1121.6 | 680.158
5168 | 1121.6 | 680.08
5169 | 1121.6 | 679.968
5170 | 1121.6 | 679.777
5171 | 1121.586 | 679.728
5172 | 1121.5161 | 679.439
5173 | 1121.2717 | 678.928
5174 | 1121.1221 | 678.563
5175 | 1120.8 | 678.128
5176 | 1120.197 | 677.6
5177 | 1120.1603 | 677.546
5178 | 1120.1186 | 675.897
5179 | 1120 | 675.207
5180 | 1120 | 675.1
5181 | 1120 | 674.928
5182 | 1119.86 | 674.658
5183 | 1119.4615 | 674.256
5184 | 1119.4615 | 673.428
5185 | 1119.408 | 672.968
5186 | 1119.2978 | 672.953
5187 | 1119.2 | 672.688
5188 | 1119.0192 | 672.047
5189 | 1118.7913 | 672.047
5190 | 1118.7892 | 671.438
5191 | 1118.7189 | 671.398
5192 | 1118.58 | 670.928
5193 | 1118.4 | 669.328
5194 | 1118.4 | 669.328
5195 | 1118.4 | 669.296
5196 | 1118.4 | 668.968
5197 | 1118.1698 | 668.681
5198 | 1118.0342 | 668.588
5199 | 1117.6 | 667.864
5200 | 1117.5266 | 667.578
5201 | 1117.404 | 667.402
5202 | 1117.2373 | 667.234
5203 | 1117.2373 | 667.212
5204 | 1117.132 | 666.928
5205 | 1117.045 | 666.928
5206 | 1117.0011 | 665.328
5207 | 1116.8 | 664.83
5208 | 1116.4602 | 664.47
5209 | 1116.444 | 664.438
5210 | 1116.4404 | 664.145
5211 | 1115.6435 | 664.107
5212 | 1115.5132 | 663.828
5213 | 1115.506 | 663.728
5214 | 1115.4545 | 663.439
5215 | 1115.2 | 663.022
5216 | 1115.2 | 662.667
5217 | 1115.1485 | 662.128
5218 | 1114.978 | 661.687
5219 | 1114.9063 | 661.423
5220 | 1114.771 | 661.319
5221 | 1114.766 | 660.962
5222 | 1114.3042 | 660.535
5223 | 1114.1294 | 660.528
5224 | 1114.082 | 660.407
5225 | 1114.0731 | 660.391
5226 | 1114.0731 | 660.333
5227 | 1114.0497 | 659.945
5228 | 1114.0497 | 659.895
5229 | 1113.8843 | 659.728
5230 | 1113.713 | 658.928
5231 | 1113.621 | 658.928
5232 | 1113.6 | 658.775
5233 | 1113.5773 | 658.503
5234 | 1113.5542 | 658.233
5235 | 1113.3524 | 658.19
5236 | 1113.2529 | 657.985
5237 | 1113.0665 | 657.863
5238 | 1113.0576 | 657.543
5239 | 1112.8 | 657.543
5240 | 1112.6918 | 657.328
5241 | 1112.5755 | 657.086
5242 | 1112.4017 | 656.852
5243 | 1112.084 | 656.8
5244 | 1112.0011 | 656.74
5245 | 1112 | 655.996
5246 | 1111.595 | 655.778
5247 | 1111.3104 | 655.335
5248 | 1111.2 | 654.609
5249 | 1111.2 | 654.305
5250 | 1111.2 | 654.192
5251 | 1111.0216 | 654.017
5252 | 1110.796 | 653.328
5253 | 1110.708 | 652.945
5254 | 1110.6197 | 652.517
5255 | 1110.6197 | 652.059
5256 | 1110.192 | 651.763
5257 | 1109.9109 | 650.636
5258 | 1109.8997 | 650.269
5259 | 1109.7952 | 650.128
5260 | 1109.748 | 649.927
5261 | 1109.6 | 649.619
5262 | 1109.6 | 649.464
5263 | 1109.6 | 649.445
5264 | 1109.428 | 648.569
5265 | 1109.3055 | 648.559
5266 | 1109.1642 | 648.528
5267 | 1108.8 | 647.728
5268 | 1108.431 | 646.932
5269 | 1108 | 646.928
5270 | 1108 | 646.928
5271 | 1107.6746 | 646.475
5272 | 1107.5098 | 646.118
5273 | 1107.3417 | 645.958
5274 | 1107.2 | 645.81
5275 | 1106.8931 | 645.759
5276 | 1106.8777 | 645.369
5277 | 1106.751 | 643.94
5278 | 1106.567 | 643.935
5279 | 1106.5238 | 643.356
5280 | 1106.5238 | 642.928
5281 | 1106.455 | 642.873
5282 | 1106.4 | 642.786
5283 | 1106.227 | 642.726
5284 | 1105.904 | 642.679
5285 | 1105.7849 | 642.434
5286 | 1105.6 | 642.332
5287 | 1105.581 | 642.157
5288 | 1105.284 | 641.907
5289 | 1105.284 | 641.778
5290 | 1105.275 | 641.55
5291 | 1105.1884 | 641.376
5292 | 1105.1745 | 641.061
5293 | 1105.0942 | 640.01
5294 | 1104.938 | 639.764
5295 | 1104.8061 | 639.759
5296 | 1104.482 | 639.585
5297 | 1104.2739 | 639.359
5298 | 1104.242 | 639.038
5299 | 1104.063 | 638.492
5300 | 1104.0155 | 638.427
5301 | 1104 | 638.128
5302 | 1104 | 638.128
5303 | 1103.6522 | 637.808
5304 | 1103.5739 | 637.599
5305 | 1103.419 | 637.418
5306 | 1103.3684 | 637.328
5307 | 1103.2 | 637.113
5308 | 1103.2 | 636.822
5309 | 1102.819 | 636.528
5310 | 1102.5551 | 636.467
5311 | 1102.5445 | 636.296
5312 | 1102.4753 | 635.695
5313 | 1102.4 | 635.2
5314 | 1102.4 | 634.928
5315 | 1102.325 | 634.928
5316 | 1102.0699 | 634.904
5317 | 1101.8888 | 634.37
5318 | 1101.8299 | 633.328
5319 | 1101.732 | 632.595
5320 | 1101.6408 | 632.528
5321 | 1101.6 | 631.987
5322 | 1101.6 | 631.728
5323 | 1101.4945 | 631.55
5324 | 1100.807 | 631.524
5325 | 1100.8 | 630.997
5326 | 1100.388 | 630.928
5327 | 1100.2595 | 630.928
5328 | 1100.2595 | 630.746
5329 | 1100.227 | 630.712
5330 | 1100.114 | 630.204
5331 | 1100.0177 | 630.128
5332 | 1100 | 630.113
5333 | 1099.9253 | 629.611
5334 | 1099.6024 | 629.116
5335 | 1099.177 | 628.887
5336 | 1098.997 | 628.735
5337 | 1098.9089 | 628.61
5338 | 1098.8781 | 628.528
5339 | 1098.8669 | 628.252
5340 | 1098.458 | 628.197
5341 | 1098.4 | 627.728
5342 | 1098.227 | 627.705
5343 | 1098.1261 | 627.152
5344 | 1098.0768 | 626.928
5345 | 1098.0623 | 626.78
5346 | 1097.92 | 626.56
5347 | 1097.3959 | 626.22
5348 | 1097.2 | 626.206
5349 | 1096.806 | 625.589
5350 | 1096.7099 | 625.568
5351 | 1096.2598 | 625.359
5352 | 1095.8283 | 625.191
5353 | 1095.822 | 624.676
5354 | 1095.2 | 624.582
5355 | 1095.1893 | 624.528
5356 | 1095.157 | 624.528
5357 | 1094.9209 | 624.421
5358 | 1094.6009 | 623.728
5359 | 1094.5292 | 623.728
5360 | 1094.4 | 623.474
5361 | 1094.398 | 623.35
5362 | 1094.2419 | 623.032
5363 | 1094.152 | 622.928
5364 | 1094.1275 | 622.715
5365 | 1093.9 | 622.602
5366 | 1093.7182 | 622.318
5367 | 1093.6 | 622.306
5368 | 1093.3526 | 622.128
5369 | 1093.259 | 621.475
5370 | 1093.0432 | 621.07
5371 | 1093.028 | 619.797
5372 | 1092.9827 | 619.728
5373 | 1092.8 | 619.694
5374 | 1092.8 | 619.425
5375 | 1092.7 | 619.025
5376 | 1092.6207 | 618.985
5377 | 1092.491 | 618.864
5378 | 1092.2168 | 618.861
5379 | 1092 | 618.823
5380 | 1092 | 618.736
5381 | 1091.61 | 618.619
5382 | 1091.5981 | 618.406
5383 | 1091.508 | 617.831
5384 | 1091.276 | 617.365
5385 | 1091.2 | 616.984
5386 | 1090.8972 | 616.84
5387 | 1090.7762 | 616.289
5388 | 1090.5899 | 616.186
5389 | 1090.429 | 615.953
5390 | 1090.4 | 615.826
5391 | 1089.986 | 615.728
5392 | 1089.836 | 614.928
5393 | 1089.7222 | 614.514
5394 | 1089.6 | 614.482
5395 | 1089.6 | 612.699
5396 | 1089.279 | 612.698
5397 | 1089.2673 | 612.686
5398 | 1088.8 | 612.528
5399 | 1088.8 | 612.351
5400 | 1088.8 | 612.106
5401 | 1088.8 | 611.912
5402 | 1088.8 | 611.876
5403 | 1088.675 | 611.728
5404 | 1088.5696 | 610.88
5405 | 1088.323 | 610.333
5406 | 1088.1963 | 610.128
5407 | 1088 | 609.383
5408 | 1088 | 609.328
5409 | 1087.883 | 607.813
5410 | 1087.8341 | 607.802
5411 | 1087.8341 | 607.51
5412 | 1087.8272 | 607.32
5413 | 1087.4829 | 606.297
5414 | 1087.344 | 606.012
5415 | 1087.2 | 605.952
5416 | 1087.115 | 605.434
5417 | 1087.0664 | 604.768
5418 | 1086.631 | 604.715
5419 | 1086.618 | 603.979
5420 | 1086.4 | 603.82
5421 | 1086.4 | 603.728
5422 | 1086.354 | 603.715
5423 | 1086.2248 | 603.277
5424 | 1085.9861 | 603.066
5425 | 1085.7551 | 602.961
5426 | 1085.7551 | 602.928
5427 | 1085.638 | 602.928
5428 | 1085.6 | 602.928
5429 | 1085.6 | 602.861
5430 | 1084.892 | 602.753
5431 | 1084.8 | 602.4
5432 | 1084.8 | 602.276
5433 | 1084.3737 | 602.065
5434 | 1084.0897 | 601.474
5435 | 1083.978 | 601.328
5436 | 1083.813 | 601.328
5437 | 1083.6514 | 600.44
5438 | 1083.6407 | 600.282
5439 | 1083.2 | 600.072
5440 | 1083.2 | 600.051
5441 | 1083.1262 | 599.824
5442 | 1082.9924 | 599.493
5443 | 1082.942 | 599.113
5444 | 1082.8362 | 598.928
5445 | 1082.752 | 598.865
5446 | 1082.4 | 598.86
5447 | 1082.4 | 597.632
5448 | 1082.229 | 597.36
5449 | 1082.1742 | 597.328
5450 | 1081.973 | 596.875
5451 | 1081.9499 | 596.863
5452 | 1081.611 | 596.8
5453 | 1081.511 | 596.735
5454 | 1081.3773 | 596.607
5455 | 1081.276 | 596.567
5456 | 1081.252 | 596.541
5457 | 1081.2144 | 596.528
5458 | 1081.1711 | 596.072
5459 | 1081.05 | 595.728
5460 | 1080.957 | 595.545
5461 | 1080.8 | 595.083
5462 | 1080.8 | 594.78
5463 | 1080.5804 | 594.4
5464 | 1080.559 | 593.745
5465 | 1080.396 | 593.582
5466 | 1080.054 | 593.048
5467 | 1080 | 592.8
5468 | 1079.7616 | 592.517
5469 | 1079.591 | 591.767
5470 | 1079.2074 | 591.728
5471 | 1079.2 | 591.638
5472 | 1078.9867 | 591.068
5473 | 1078.8483 | 590.844
5474 | 1078.4 | 590.389
5475 | 1078.2723 | 589.934
5476 | 1078.1882 | 589.656
5477 | 1078.088 | 589.084
5478 | 1078.045 | 589.043
5479 | 1077.8998 | 588.469
5480 | 1077.866 | 588.309
5481 | 1077.8269 | 587.923
5482 | 1077.6 | 587.728
5483 | 1077.6 | 587.129
5484 | 1077.5727 | 586.994
5485 | 1077.5368 | 586.882
5486 | 1077.4669 | 586.525
5487 | 1077.4462 | 586.128
5488 | 1077.3961 | 586.128
5489 | 1077.291 | 585.996
5490 | 1076.9383 | 585.935
5491 | 1076.9171 | 585.72
5492 | 1076.8 | 584.863
5493 | 1076.8 | 584.856
5494 | 1076.722 | 584.824
5495 | 1076.3005 | 584.249
5496 | 1076.0855 | 584.196
5497 | 1076.0855 | 583.639
5498 | 1076.0855 | 583.385
5499 | 1076.0594 | 582.905
5500 | 1076 | 582.853
5501 | 1076 | 582.29
5502 | 1076 | 582.226
5503 | 1075.8529 | 580.955
5504 | 1075.5123 | 580.894
5505 | 1075.3302 | 580.877
5506 | 1075.3302 | 580.8
5507 | 1075.2 | 579.543
5508 | 1075.2 | 579.289
5509 | 1074.5947 | 578.582
5510 | 1074.5947 | 578.312
5511 | 1074.4 | 578.12
5512 | 1074.33 | 577.606
5513 | 1074.0238 | 577.423
5514 | 1073.9732 | 576.892
5515 | 1073.6523 | 576.8
5516 | 1073.6 | 575.303
5517 | 1073.6 | 575.254
5518 | 1073.6 | 575.227
5519 | 1073.6 | 575.074
5520 | 1073.537 | 575.028
5521 | 1073.4084 | 574.556
5522 | 1073.3228 | 574.457
5523 | 1072.8488 | 573.559
5524 | 1072.8 | 572.528
5525 | 1072.8 | 571.858
5526 | 1072.8 | 570.928
5527 | 1072.5339 | 570.928
5528 | 1072.2006 | 570.516
5529 | 1072.122 | 570.145
5530 | 1072 | 570.132
5531 | 1072 | 570.021
5532 | 1071.8147 | 569.893
5533 | 1071.6526 | 569.852
5534 | 1071.6104 | 569.597
5535 | 1071.458 | 569.399
5536 | 1071.4449 | 569.366
5537 | 1071.439 | 568.933
5538 | 1071.3572 | 568.926
5539 | 1071.282 | 568.674
5540 | 1071.2507 | 568.528
5541 | 1071.2 | 568.528
5542 | 1071.05 | 568.376
5543 | 1070.4841 | 567.986
5544 | 1070.4651 | 567.824
5545 | 1070.4 | 567.728
5546 | 1070.4 | 567.728
5547 | 1070.4 | 567.603
5548 | 1070.1512 | 566.928
5549 | 1069.6 | 566.372
5550 | 1069.4461 | 566.128
5551 | 1069.424 | 565.931
5552 | 1069.424 | 565.508
5553 | 1069.3668 | 565.35
5554 | 1068.8 | 565.089
5555 | 1068.7106 | 564.835
5556 | 1068.5028 | 564.528
5557 | 1068.0858 | 564.058
5558 | 1067.9509 | 564.058
5559 | 1067.8206 | 563.438
5560 | 1067.6514 | 562.979
5561 | 1067.464 | 562.892
5562 | 1067.315 | 562.561
5563 | 1067.268 | 562.544
5564 | 1067.2395 | 562.228
5565 | 1067.2 | 562.118
5566 | 1066.826 | 562.044
5567 | 1066.4502 | 561.85
5568 | 1066.4 | 561.296
5569 | 1066.2364 | 560.716
5570 | 1066.076 | 560.528
5571 | 1065.6 | 560.05
5572 | 1065.5889 | 560.049
5573 | 1065.211 | 560.001
5574 | 1064.8 | 559.728
5575 | 1064.8 | 559.383
5576 | 1064.339 | 559.198
5577 | 1064.2324 | 559.172
5578 | 1064 | 559.113
5579 | 1064 | 558.947
5580 | 1063.922 | 558.635
5581 | 1062.6763 | 557.695
5582 | 1062.5736 | 557.498
5583 | 1062.166 | 557.136
5584 | 1061.6 | 556.855
5585 | 1061.5812 | 556.211
5586 | 1061.564 | 555.757
5587 | 1061.519 | 555.745
5588 | 1061.386 | 555.581
5589 | 1061.094 | 555.569
5590 | 1060.8905 | 554.928
5591 | 1060.777 | 554.928
5592 | 1060.1998 | 554.121
5593 | 1060.1419 | 554.08
5594 | 1059.8843 | 553.964
5595 | 1059.7836 | 553.228
5596 | 1059.5877 | 552.376
5597 | 1059.333 | 551.795
5598 | 1058.8184 | 551.728
5599 | 1058.51 | 551.166
5600 | 1058.1277 | 550.788
5601 | 1057.9646 | 550.33
5602 | 1057.6778 | 550.128
5603 | 1057.6 | 550.042
5604 | 1057.6 | 549.328
5605 | 1057.6 | 549.328
5606 | 1057.4129 | 549.174
5607 | 1057.156 | 549.105
5608 | 1056.4835 | 548.824
5609 | 1056 | 548.528
5610 | 1056 | 548.013
5611 | 1056 | 547.328
5612 | 1056 | 546.849
5613 | 1055.859 | 546.31
5614 | 1055.456 | 546.128
5615 | 1055.365 | 545.592
5616 | 1055.2 | 545.328
5617 | 1055.169 | 543.553
5618 | 1055.099 | 543.504
5619 | 1055.082 | 543.025
5620 | 1054.9635 | 542.374
5621 | 1054.7357 | 541.618
5622 | 1054.7357 | 541.617
5623 | 1054.7081 | 541.597
5624 | 1054.4 | 540.295
5625 | 1054.4 | 539.989
5626 | 1054.4 | 539.362
5627 | 1054.2475 | 539.129
5628 | 1054.0186 | 538.792
5629 | 1053.7961 | 538.689
5630 | 1053.719 | 538.58
5631 | 1053.6 | 538.314
5632 | 1053.267 | 538.162
5633 | 1053.168 | 536.566
5634 | 1052.302 | 536.405
5635 | 1052 | 535.982
5636 | 1051.8925 | 535.736
5637 | 1051.3962 | 535.689
5638 | 1051.2209 | 535.667
5639 | 1051.2 | 535.455
5640 | 1051.2 | 535.434
5641 | 1051.2 | 534.657
5642 | 1051.1298 | 534.443
5643 | 1051.0647 | 534.412
5644 | 1051.0551 | 534.4
5645 | 1050.9114 | 534.128
5646 | 1050.829 | 534.105
5647 | 1050.4 | 534.082
5648 | 1050.3472 | 533.88
5649 | 1050.3226 | 533.443
5650 | 1050.3226 | 533.323
5651 | 1050.3226 | 533.103
5652 | 1050.113 | 532.621
5653 | 1049.8395 | 532.528
5654 | 1049.667 | 532.414
5655 | 1049.6 | 531.954
5656 | 1049.5751 | 531.549
5657 | 1049.4094 | 531.147
5658 | 1049.2758 | 530.699
5659 | 1049.2511 | 530.595
5660 | 1049.1048 | 530.289
5661 | 1048.5359 | 530.237
5662 | 1048.2088 | 529.693
5663 | 1048.116 | 529.692
5664 | 1048 | 529.682
5665 | 1048 | 528.202
5666 | 1047.8219 | 526.4
5667 | 1047.7675 | 526.321
5668 | 1047.7675 | 526.29
5669 | 1047.2 | 526.128
5670 | 1047.146 | 525.622
5671 | 1047.104 | 525.56
5672 | 1046.5357 | 525.136
5673 | 1046.5245 | 524.965
5674 | 1046.4 | 524.352
5675 | 1046.4 | 524.317
5676 | 1046.3142 | 523.734
5677 | 1046.053 | 523.117
5678 | 1045.7588 | 523.072
5679 | 1045.7035 | 523.009
5680 | 1045.6 | 522.638
5681 | 1045.6 | 522.512
5682 | 1045.1739 | 522.256
5683 | 1044.9992 | 522.046
5684 | 1044.814 | 521.366
5685 | 1044.8 | 521.328
5686 | 1044.8 | 521.161
5687 | 1044.668 | 520.38
5688 | 1044.091 | 519.68
5689 | 1044.046 | 518.31
5690 | 1044 | 518.213
5691 | 1044 | 517.179
5692 | 1044 | 516.868
5693 | 1043.7397 | 516.254
5694 | 1043.557 | 516.021
5695 | 1043.2 | 515.319
5696 | 1043.0311 | 514.025
5697 | 1042.9674 | 513.51
5698 | 1042.9327 | 513.44
5699 | 1042.651 | 513.366
5700 | 1042.494 | 513.032
5701 | 1042.2318 | 512.821
5702 | 1041.9355 | 512.779
5703 | 1041.8741 | 512.421
5704 | 1041.8558 | 512.311
5705 | 1041.693 | 512.168
5706 | 1041.6 | 511.304
5707 | 1041.4963 | 510.622
5708 | 1041.064 | 510.128
5709 | 1040.947 | 510.128
5710 | 1040.8 | 510.073
5711 | 1040.75 | 509.979
5712 | 1040.5708 | 509.812
5713 | 1040.3999 | 509.386
5714 | 1040.324 | 508.851
5715 | 1040.17 | 508.691
5716 | 1040.17 | 508.362
5717 | 1040.0298 | 508.355
5718 | 1040.0253 | 507.952
5719 | 1040.0253 | 507.914
5720 | 1040.0253 | 506.784
5721 | 1040 | 506.446
5722 | 1040 | 506.283
5723 | 1039.8662 | 505.6
5724 | 1039.674 | 504.985
5725 | 1039.5433 | 504.617
5726 | 1039.4979 | 504.263
5727 | 1039.4793 | 504
5728 | 1039.2 | 504
5729 | 1038.7663 | 503.938
5730 | 1038.644 | 503.764
5731 | 1038.439 | 503.324
5732 | 1038.0979 | 503.313
5733 | 1038.0979 | 503.284
5734 | 1038.061 | 502.478
5735 | 1037.8187 | 502.04
5736 | 1037.81 | 502.04
5737 | 1037.6411 | 501.699
5738 | 1037.6 | 501.6
5739 | 1037.4685 | 500.719
5740 | 1037.0083 | 500.51
5741 | 1036.9885 | 499.848
5742 | 1036.9712 | 499.728
5743 | 1036.8 | 499.527
5744 | 1036.8 | 498.944
5745 | 1036.7165 | 498.8
5746 | 1036.4355 | 498.639
5747 | 1036.3477 | 498.427
5748 | 1036.347 | 498.4
5749 | 1035.63 | 498.4
5750 | 1035.6122 | 498.4
5751 | 1035.489 | 498.128
5752 | 1035.3352 | 498.064
5753 | 1035.2371 | 497.834
5754 | 1035.196 | 497.6
5755 | 1034.934 | 497.539
5756 | 1034.8766 | 497.231
5757 | 1034.4 | 496.613
5758 | 1034.163 | 496.613
5759 | 1034.1411 | 496.528
5760 | 1034.1178 | 496.461
5761 | 1034.0283 | 496.461
5762 | 1033.825 | 496.461
5763 | 1033.754 | 495.728
5764 | 1033.564 | 495.664
5765 | 1033.486 | 495.605
5766 | 1033.4007 | 495.378
5767 | 1033.3278 | 494.98
5768 | 1032.9192 | 494.928
5769 | 1032.8 | 494.576
5770 | 1032.8 | 493.977
5771 | 1032.7373 | 493.85
5772 | 1032.5724 | 493.813
5773 | 1032.5448 | 493.613
5774 | 1032 | 493.328
5775 | 1031.9346 | 493.03
5776 | 1031.8818 | 492.799
5777 | 1031.53 | 492.528
5778 | 1031.203 | 492.528
5779 | 1031.2 | 492.338
5780 | 1031.199 | 491.885
5781 | 1031.1911 | 491.799
5782 | 1031.1911 | 491.519
5783 | 1030.8817 | 490.761
5784 | 1030.5004 | 490.361
5785 | 1030.4 | 489.762
5786 | 1030.094 | 489.57
5787 | 1029.977 | 489.447
5788 | 1029.964 | 489.157
5789 | 1029.6 | 489.106
5790 | 1029.466 | 488.919
5791 | 1029.119 | 487.837
5792 | 1029.119 | 487.796
5793 | 1028.874 | 487.653
5794 | 1028.83 | 487.2
5795 | 1028.8 | 487.143
5796 | 1028.635 | 485.833
5797 | 1028.4225 | 485.778
5798 | 1028.257 | 485.6
5799 | 1028 | 485.328
5800 | 1028 | 485.305
5801 | 1027.9858 | 484.818
5802 | 1027.7377 | 484.8
5803 | 1027.48 | 484.569
5804 | 1027.129 | 484.528
5805 | 1027.0912 | 484.504
5806 | 1026.622 | 484.415
5807 | 1026.462 | 483.711
5808 | 1026.4 | 483.698
5809 | 1026.4 | 483.395
5810 | 1026.3765 | 483.071
5811 | 1025.9707 | 482.52
5812 | 1025.3149 | 482.389
5813 | 1025.232 | 482.109
5814 | 1025.0301 | 481.784
5815 | 1024.9954 | 481.141
5816 | 1024.991 | 480.972
5817 | 1024.287 | 480.8
5818 | 1024.0045 | 480.768
5819 | 1024 | 480.735
5820 | 1023.3432 | 480.511
5821 | 1023.2276 | 478.93
5822 | 1023.2024 | 478.926
5823 | 1022.9029 | 478.758
5824 | 1022.571 | 478.205
5825 | 1022.55 | 478.128
5826 | 1022.4 | 478.128
5827 | 1022.2874 | 477.6
5828 | 1022.2122 | 477.568
5829 | 1021.6373 | 476.606
5830 | 1021.6 | 476.062
5831 | 1021.5215 | 475.807
5832 | 1021.1849 | 475.796
5833 | 1021.024 | 475.742
5834 | 1020.8968 | 475.593
5835 | 1020.8968 | 475.53
5836 | 1020.8308 | 475.464
5837 | 1020.8308 | 475.427
5838 | 1020.8 | 475.263
5839 | 1020.5365 | 474.928
5840 | 1020.516 | 474.928
5841 | 1020 | 474.911
5842 | 1020 | 474.905
5843 | 1019.8339 | 474.377
5844 | 1019.831 | 473.21
5845 | 1019.4494 | 472.914
5846 | 1019.4307 | 472.593
5847 | 1019.2 | 472
5848 | 1019.2 | 472
5849 | 1019.092 | 471.749
5850 | 1018.6952 | 471.728
5851 | 1018.4 | 471.728
5852 | 1018.275 | 470.928
5853 | 1018.1982 | 470.164
5854 | 1018.0681 | 470.05
5855 | 1017.97 | 469.038
5856 | 1017.789 | 468.528
5857 | 1017.622 | 468.528
5858 | 1017.2747 | 468.065
5859 | 1017.1236 | 467.2
5860 | 1017.049 | 467.063
5861 | 1016.8 | 467.028
5862 | 1016.1898 | 466.928
5863 | 1016.173 | 466.842
5864 | 1016 | 466.555
5865 | 1016 | 466.235
5866 | 1016 | 466.128
5867 | 1016 | 466.097
5868 | 1015.996 | 465.599
5869 | 1015.996 | 465.383
5870 | 1015.736 | 465.004
5871 | 1015.72 | 464.628
5872 | 1015.4608 | 464.054
5873 | 1015.0755 | 463.799
5874 | 1015.0176 | 463.58
5875 | 1014.4 | 463.495
5876 | 1014.4 | 463.46
5877 | 1014.359 | 463.404
5878 | 1014.0104 | 462.948
5879 | 1013.9043 | 462.402
5880 | 1013.2333 | 461.491
5881 | 1012.9324 | 461.203
5882 | 1012.811 | 461.006
5883 | 1012.5426 | 460.073
5884 | 1012.197 | 460.007
5885 | 1012 | 459.443
5886 | 1011.616 | 458.255
5887 | 1011.485 | 457.786
5888 | 1010.9393 | 457.385
5889 | 1010.911 | 457.331
5890 | 1010.871 | 456.846
5891 | 1010.5833 | 456.525
5892 | 1010.4706 | 455.996
5893 | 1010.4 | 455.947
5894 | 1009.939 | 455.947
5895 | 1009.8492 | 455.404
5896 | 1009.7099 | 454.669
5897 | 1009.6 | 453.383
5898 | 1009.0892 | 453.355
5899 | 1008.8 | 452.946
5900 | 1008.77 | 452.842
5901 | 1008.407 | 452.409
5902 | 1008.3985 | 451.916
5903 | 1008.3985 | 451.728
5904 | 1008.2725 | 451.719
5905 | 1008 | 450.814
5906 | 1007.9081 | 450.808
5907 | 1007.2 | 450.4
5908 | 1007.057 | 450.323
5909 | 1007.0171 | 449.597
5910 | 1006.9788 | 448.924
5911 | 1006.9269 | 448.678
5912 | 1006.925 | 448.648
5913 | 1006.4 | 448.513
5914 | 1006.4 | 448.34
5915 | 1005.6358 | 448.061
5916 | 1005.3405 | 447.916
5917 | 1005.2559 | 447.594
5918 | 1004.7203 | 446.749
5919 | 1004.4362 | 445.52
5920 | 1004.3509 | 444.95
5921 | 1004.2544 | 443.346
5922 | 1004 | 442.969
5923 | 1003.9848 | 442.79
5924 | 1003.5637 | 442.128
5925 | 1003.5499 | 441.883
5926 | 1003.5325 | 441.594
5927 | 1003.501 | 441.555
5928 | 1003.211 | 441.424
5929 | 1003.197 | 441.424
5930 | 1003.1398 | 441.358
5931 | 1002.649 | 441.358
5932 | 1002.5404 | 440.81
5933 | 1002.4448 | 440.219
5934 | 1002.3878 | 439.728
5935 | 1002.061 | 439.684
5936 | 1001.7782 | 438.948
5937 | 1001.4733 | 438.928
5938 | 1001.0427 | 438.773
5939 | 1001.0427 | 438.504
5940 | 1001.0427 | 438.356
5941 | 1000.8 | 438.317
5942 | 1000.6964 | 438.256
5943 | 1000.3072 | 437.884
5944 | 1000.1103 | 436.818
5945 | 1000 | 436.784
5946 | 999.966 | 436.242
5947 | 999.303 | 436.054
5948 | 999.2 | 435.414
5949 | 999.188 | 434.297
5950 | 999.0366 | 433.7
5951 | 998.7939 | 433.662
5952 | 998.7617 | 433.45
5953 | 998.7289 | 433.137
5954 | 998.4 | 432.646
5955 | 998.236 | 431.2
5956 | 998.1356 | 430.811
5957 | 997.74 | 430.606
5958 | 997.6 | 430.289
5959 | 997.558 | 430.101
5960 | 997.388 | 429.893
5961 | 997.387 | 429.876
5962 | 996.949 | 429.328
5963 | 996.848 | 427.859
5964 | 996.8117 | 427.728
5965 | 996.8 | 427.605
5966 | 996.612 | 427.455
5967 | 996 | 427.216
5968 | 995.2755 | 427.205
5969 | 995.2 | 426.928
5970 | 995.2 | 426.089
5971 | 994.822 | 425.519
5972 | 994.4167 | 425.309
5973 | 994.4 | 425.171
5974 | 994.134 | 425.076
5975 | 994.1031 | 424.326
5976 | 993.966 | 424.325
5977 | 993.9174 | 424
5978 | 993.8319 | 423.264
5979 | 993.6875 | 422.95
5980 | 993.6 | 422.922
5981 | 993.5084 | 422.805
5982 | 993.2035 | 422.72
5983 | 992.8 | 422.306
5984 | 992.7355 | 422.235
5985 | 992.2165 | 422.001
5986 | 992.147 | 421.736
5987 | 992 | 421.6
5988 | 991.3731 | 421.486
5989 | 991.2 | 421.443
5990 | 991.14 | 421.224
5991 | 991.1314 | 421.022
5992 | 991.078 | 420.649
5993 | 991.068 | 420.221
5994 | 990.4614 | 419.96
5995 | 990.0065 | 419.305
5996 | 989.602 | 419.035
5997 | 989.561 | 418.928
5998 | 989.2744 | 418.906
5999 | 989.2744 | 418.588
6000 | 988.9209 | 418.066
6001 | 988.8 | 417.424
6002 | 988.8 | 417.085
6003 | 988.5389 | 416.8
6004 | 988.449 | 415.699
6005 | 988.3687 | 415.566
6006 | 988.3687 | 414.574
6007 | 987.833 | 414.128
6008 | 987.823 | 414.038
6009 | 987.594 | 413.707
6010 | 986.9251 | 413.367
6011 | 986.7115 | 413.328
6012 | 985.6059 | 413.137
6013 | 985.6 | 412.88
6014 | 985.6 | 412.744
6015 | 985.1178 | 411.928
6016 | 984.961 | 411.676
6017 | 984.8613 | 411.285
6018 | 984.8 | 410.656
6019 | 983.6487 | 410.496
6020 | 983.2 | 410.469
6021 | 983.0315 | 410.4
6022 | 982.8432 | 409.802
6023 | 982.8432 | 409.108
6024 | 982.402 | 409.067
6025 | 982.4 | 408.804
6026 | 981.6 | 408.538
6027 | 981.3959 | 408.199
6028 | 981.304 | 407.591
6029 | 980.994 | 407.476
6030 | 980.8 | 406.461
6031 | 980.4482 | 406.288
6032 | 980.197 | 406.014
6033 | 979.933 | 405.389
6034 | 979.2 | 404.551
6035 | 979.152 | 404.517
6036 | 979.12 | 404.368
6037 | 979.053 | 404.288
6038 | 978.9424 | 403.354
6039 | 978.516 | 403.204
6040 | 978.4 | 403.2
6041 | 978.4 | 403.19
6042 | 978.1652 | 402.4
6043 | 977.329 | 402.359
6044 | 977.25 | 401.941
6045 | 976.907 | 401.872
6046 | 976.828 | 401.254
6047 | 976.8 | 400.835
6048 | 976.8 | 400.738
6049 | 976.5554 | 400.186
6050 | 976.1213 | 399.189
6051 | 976.035 | 399.101
6052 | 976.002 | 399.041
6053 | 975.9364 | 398.945
6054 | 975.8383 | 398.928
6055 | 975.5698 | 398.693
6056 | 975.2784 | 397.852
6057 | 975.268 | 397.799
6058 | 974.5728 | 397.6
6059 | 974.555 | 397.328
6060 | 974.019 | 396.407
6061 | 973.8643 | 396.307
6062 | 973.8643 | 395.456
6063 | 973.6 | 394.4
6064 | 973.1736 | 393.879
6065 | 973.1736 | 392.558
6066 | 973.1736 | 392.175
6067 | 972.841 | 391.972
6068 | 972.737 | 391.359
6069 | 972.383 | 390.923
6070 | 972.3574 | 390.4
6071 | 972.165 | 390.198
6072 | 972 | 390.105
6073 | 971.536 | 389.425
6074 | 971.201 | 389.328
6075 | 971.2 | 388.656
6076 | 971.1397 | 388.469
6077 | 970.887 | 388.02
6078 | 970.8864 | 387.728
6079 | 970.741 | 387.2
6080 | 970.4 | 386.834
6081 | 970.3841 | 385.941
6082 | 970.1509 | 385.694
6083 | 969.7735 | 385.522
6084 | 969.506 | 384.528
6085 | 969.134 | 384.201
6086 | 969.0295 | 384.022
6087 | 968.9779 | 384
6088 | 968.8011 | 382.4
6089 | 968.8 | 382.4
6090 | 968.3737 | 381.924
6091 | 968.3388 | 381.662
6092 | 968 | 381.6
6093 | 967.693 | 381.475
6094 | 967.4928 | 381.469
6095 | 967.4233 | 381.096
6096 | 967.2088 | 380.778
6097 | 967.2 | 380.677
6098 | 967.2 | 380.247
6099 | 966.9575 | 380.228
6100 | 966.9575 | 380
6101 | 966.93 | 379.649
6102 | 966.5111 | 378.539
6103 | 966.2668 | 378.4
6104 | 966.192 | 378.4
6105 | 966.144 | 377.926
6106 | 965.839 | 376.928
6107 | 965.4739 | 375.384
6108 | 965.107 | 375.053
6109 | 964.8 | 374.128
6110 | 964.8 | 374.128
6111 | 964.4063 | 373.813
6112 | 964.1947 | 373.741
6113 | 964 | 373.505
6114 | 963.4036 | 373.329
6115 | 963.2 | 373.328
6116 | 963.2 | 372.078
6117 | 962.7957 | 371.376
6118 | 962.5079 | 371.06
6119 | 962.443 | 370.617
6120 | 962.4338 | 369.659
6121 | 962.0602 | 369.6
6122 | 961.6 | 368.854
6123 | 961.6 | 368.8
6124 | 961.5296 | 368.343
6125 | 961.4501 | 368.162
6126 | 961.3246 | 367.374
6127 | 961.0472 | 367.365
6128 | 961.001 | 367.2
6129 | 960.8 | 366.721
6130 | 960.752 | 366.356
6131 | 960.7413 | 366.034
6132 | 960.2503 | 365.795
6133 | 960 | 365.57
6134 | 960 | 364.875
6135 | 959.8536 | 364.6
6136 | 959.437 | 362.928
6137 | 958.726 | 362.522
6138 | 958.609 | 362.452
6139 | 958.182 | 362.299
6140 | 957.674 | 361.654
6141 | 957.647 | 361.6
6142 | 957.6 | 361.376
6143 | 957.6 | 361.328
6144 | 957.501 | 361.035
6145 | 956.9115 | 359.971
6146 | 956.861 | 359.76
6147 | 956.4739 | 357.761
6148 | 956.176 | 357.6
6149 | 956.176 | 355.059
6150 | 955.9065 | 354.573
6151 | 955.563 | 354.4
6152 | 955.4405 | 354.4
6153 | 955.36 | 354.373
6154 | 955.2158 | 353
6155 | 954.794 | 352.966
6156 | 954.5252 | 352
6157 | 954.5088 | 351.878
6158 | 954.4075 | 351.55
6159 | 954.4 | 351.313
6160 | 953.993 | 350.256
6161 | 953.6 | 349.834
6162 | 953.6 | 349.33
6163 | 953.4016 | 348.313
6164 | 952.8174 | 348.116
6165 | 952.8 | 347.671
6166 | 952.1242 | 347.481
6167 | 951.6977 | 347.435
6168 | 951.408 | 346.044
6169 | 951.2 | 345.865
6170 | 951.0801 | 345.812
6171 | 951.0274 | 345.211
6172 | 950.4987 | 344.184
6173 | 950.4 | 344.014
6174 | 950.4 | 343.822
6175 | 950.4 | 343.544
6176 | 949.841 | 343.527
6177 | 949.7888 | 343.341
6178 | 949.6904 | 343.338
6179 | 949.6 | 343.049
6180 | 949.6 | 342.461
6181 | 949.6 | 342.4
6182 | 949.6 | 342.128
6183 | 949.5925 | 342.128
6184 | 949.208 | 341.853
6185 | 948.6415 | 341.687
6186 | 948.631 | 341.371
6187 | 948.3591 | 341.162
6188 | 947.273 | 341.068
6189 | 946.9489 | 339.939
6190 | 946.4 | 339.498
6191 | 946.1464 | 339.137
6192 | 945.9468 | 339.122
6193 | 945.9063 | 338.467
6194 | 945.9063 | 337.577
6195 | 945.8787 | 337.1
6196 | 945.2549 | 336.697
6197 | 945.1432 | 336.314
6198 | 944.8 | 334.044
6199 | 944.397 | 333.771
6200 | 944.3424 | 333.48
6201 | 944.1649 | 333.099
6202 | 943.9799 | 332.535
6203 | 943.5293 | 332.039
6204 | 943.4742 | 331.871
6205 | 943.2 | 331.455
6206 | 943.2 | 331.2
6207 | 943.2 | 330.849
6208 | 942.426 | 330.779
6209 | 942.4 | 329.912
6210 | 942.4 | 329.694
6211 | 942.4 | 328.898
6212 | 942.4 | 328.214
6213 | 942.1656 | 326.128
6214 | 941.4022 | 325.751
6215 | 940.8 | 325.6
6216 | 939.5312 | 324.8
6217 | 939.3301 | 324.701
6218 | 939.3183 | 324.422
6219 | 939.259 | 324.334
6220 | 938.7295 | 323.317
6221 | 938.571 | 323.043
6222 | 937.788 | 322.694
6223 | 937.6 | 322.467
6224 | 936.9874 | 322.454
6225 | 936.9532 | 319.013
6226 | 936.672 | 318.928
6227 | 936.447 | 318.598
6228 | 936.0094 | 318.4
6229 | 936 | 318.4
6230 | 935.942 | 318.128
6231 | 935.4336 | 316.87
6232 | 935.0749 | 316
6233 | 934.4 | 315.651
6234 | 934.389 | 315.56
6235 | 934.3477 | 315.433
6236 | 934.1267 | 314.815
6237 | 934.1104 | 314.75
6238 | 933.8677 | 314.678
6239 | 933.853 | 313.801
6240 | 933.7278 | 313.328
6241 | 933.699 | 313.172
6242 | 933.6 | 312.956
6243 | 933.17 | 312.175
6244 | 933.114 | 312.073
6245 | 933.1028 | 311.664
6246 | 932.616 | 311.242
6247 | 932.4233 | 311.199
6248 | 932.415 | 311.196
6249 | 932 | 311.127
6250 | 932 | 310.928
6251 | 931.0419 | 310.928
6252 | 930.985 | 310.513
6253 | 930.64 | 309.771
6254 | 930.6139 | 309.221
6255 | 930.0798 | 308.893
6256 | 930.0669 | 308.8
6257 | 929.6605 | 308.627
6258 | 929.5402 | 308.561
6259 | 928.89 | 308.357
6260 | 928.5379 | 307.993
6261 | 928.2792 | 307.599
6262 | 927.5885 | 305.868
6263 | 927.2 | 305.6
6264 | 927.2 | 304.539
6265 | 926.8978 | 304.422
6266 | 926.8872 | 304.411
6267 | 926.8434 | 303.902
6268 | 926.6013 | 303.415
6269 | 925.5164 | 303.415
6270 | 925.2842 | 303.354
6271 | 924.9656 | 303.132
6272 | 924.647 | 302.949
6273 | 924 | 302.248
6274 | 923.2 | 299.768
6275 | 923.2 | 299.606
6276 | 923.0026 | 299.472
6277 | 923.0026 | 299.2
6278 | 922.415 | 299.06
6279 | 921.625 | 298.508
6280 | 921.6 | 298.4
6281 | 921.6 | 298.107
6282 | 920.542 | 296.852
6283 | 920.17 | 296.8
6284 | 920.1355 | 296.8
6285 | 920 | 296.8
6286 | 919.991 | 296.79
6287 | 919.3003 | 296.532
6288 | 918.666 | 296
6289 | 918.6645 | 295.646
6290 | 918.6096 | 295.117
6291 | 918.411 | 295.002
6292 | 918.4 | 294.696
6293 | 918.03 | 293.601
6294 | 917.901 | 293.6
6295 | 916.9976 | 293.477
6296 | 916.0101 | 293.334
6297 | 916 | 292.8
6298 | 915.603 | 292.138
6299 | 915.477 | 292
6300 | 915.255 | 291.817
6301 | 915.2 | 291.2
6302 | 914.8386 | 291.083
6303 | 914.3338 | 289.913
6304 | 914.2514 | 289.798
6305 | 914.0068 | 289.068
6306 | 913.5158 | 288.966
6307 | 912.0448 | 287.467
6308 | 912 | 287.304
6309 | 911.7028 | 287.2
6310 | 911.7028 | 287.2
6311 | 911.6949 | 285.944
6312 | 911.5146 | 285.923
6313 | 911.1879 | 285.602
6314 | 910.899 | 285.6
6315 | 910.3214 | 285.282
6316 | 909.1027 | 285.136
6317 | 908.4526 | 284.917
6318 | 908.0488 | 284.8
6319 | 907.915 | 284.694
6320 | 907.5587 | 284.64
6321 | 906.4 | 284.518
6322 | 906.4 | 284.359
6323 | 906.2351 | 283.692
6324 | 906.1606 | 282.501
6325 | 906.1606 | 282.458
6326 | 906.1208 | 282.393
6327 | 905.877 | 282.151
6328 | 905.6 | 282.135
6329 | 905.5732 | 281.504
6330 | 905.477 | 281.428
6331 | 905.4251 | 281.266
6332 | 905.259 | 280.997
6333 | 905.101 | 280.8
6334 | 904.8 | 279.989
6335 | 904.3835 | 279.708
6336 | 904.057 | 279.348
6337 | 904 | 279.2
6338 | 904 | 278.921
6339 | 903.9083 | 278.368
6340 | 903.8122 | 278.114
6341 | 903.735 | 278.097
6342 | 903.2 | 277.707
6343 | 902.483 | 277.613
6344 | 902.102 | 277.573
6345 | 901.6 | 277.259
6346 | 900.704 | 276
6347 | 900.697 | 275.673
6348 | 900.2029 | 275.2
6349 | 900.079 | 275.021
6350 | 899.6868 | 274.462
6351 | 899.541 | 273.792
6352 | 899.2 | 273.578
6353 | 898.8077 | 273.441
6354 | 898.5931 | 273.334
6355 | 898.574 | 272.805
6356 | 898.4 | 272.276
6357 | 898.155 | 272.025
6358 | 898.0699 | 272
6359 | 897.95 | 271.18
6360 | 897.6 | 271.084
6361 | 896.5867 | 269.85
6362 | 896 | 269.513
6363 | 895.8243 | 268.986
6364 | 895.1263 | 268.099
6365 | 895.1263 | 268
6366 | 895.0328 | 267.39
6367 | 894.9055 | 266.352
6368 | 894.813 | 266.128
6369 | 894.4 | 265.234
6370 | 893.7415 | 265.039
6371 | 892.9213 | 264.405
6372 | 892.8 | 264
6373 | 892.8 | 263.415
6374 | 891.925 | 263.034
6375 | 891.6729 | 262.367
6376 | 891.6729 | 262.257
6377 | 891.524 | 262.205
6378 | 891.267 | 261.828
6379 | 890.7147 | 261.6
6380 | 890.4 | 261.441
6381 | 890.4 | 261.323
6382 | 889.7008 | 260.69
6383 | 889.368 | 260.582
6384 | 889.2698 | 260.14
6385 | 889.2437 | 259.2
6386 | 889.005 | 258.928
6387 | 888.9102 | 258.317
6388 | 888.252 | 258.256
6389 | 888.082 | 258.168
6390 | 888.077 | 257.646
6391 | 888.0562 | 257.187
6392 | 888 | 256.165
6393 | 887.264 | 255.945
6394 | 887.0799 | 255.622
6395 | 886.366 | 255.553
6396 | 886.201 | 255.342
6397 | 886.193 | 255.2
6398 | 885.9086 | 255.103
6399 | 885.4685 | 255.034
6400 | 884.928 | 253.93
6401 | 883.3154 | 252.691
6402 | 883.2 | 252.281
6403 | 882.8525 | 251.728
6404 | 882.8417 | 251.706
6405 | 882.8235 | 251.409
6406 | 882.694 | 250.932
6407 | 882.651 | 250.809
6408 | 882.624 | 249.509
6409 | 882.579 | 248.84
6410 | 882.1064 | 248.78
6411 | 881.612 | 248.289
6412 | 881.4527 | 247.843
6413 | 881.3451 | 247.728
6414 | 880.938 | 246.725
6415 | 880.8 | 246.574
6416 | 880.622 | 246.128
6417 | 880 | 245.742
6418 | 879.9313 | 244.225
6419 | 879.7304 | 244.082
6420 | 879.2406 | 243.992
6421 | 879.0094 | 243.823
6422 | 878.5446 | 243.713
6423 | 878.4 | 243.2
6424 | 877.8811 | 242.81
6425 | 877.6 | 242.4
6426 | 877.3751 | 242.09
6427 | 876.805 | 241.917
6428 | 876.8 | 241.656
6429 | 876.8 | 241.328
6430 | 876.8 | 240.479
6431 | 876.5771 | 239.161
6432 | 876.383 | 238.4
6433 | 876.0043 | 238.361
6434 | 875.7872 | 238.134
6435 | 875.2 | 237.6
6436 | 874.7245 | 237.6
6437 | 874.2602 | 236.189
6438 | 874.205 | 236
6439 | 873.0622 | 235.843
6440 | 873.013 | 235.535
6441 | 872.9741 | 235.412
6442 | 872.0645 | 234.833
6443 | 871.996 | 234.833
6444 | 871.6431 | 234.4
6445 | 871.2 | 234.4
6446 | 870.547 | 234.153
6447 | 870.304 | 233.668
6448 | 870.2682 | 233.488
6449 | 870.2617 | 232.892
6450 | 869.633 | 232.264
6451 | 869.487 | 231.421
6452 | 866.892 | 231.2
6453 | 866.164 | 230.751
6454 | 866.1271 | 230.751
6455 | 864.861 | 230.561
6456 | 864.8 | 230.4
6457 | 864.1732 | 230.4
6458 | 863.605 | 230.317
6459 | 863.52 | 229.894
6460 | 863.2 | 229.768
6461 | 862.4134 | 229.197
6462 | 861.9735 | 229.087
6463 | 861.226 | 228.8
6464 | 860.9694 | 227.926
6465 | 860.8 | 227.643
6466 | 860.8 | 227.2
6467 | 860.713 | 226.4
6468 | 860.5921 | 226.128
6469 | 860.551 | 225.822
6470 | 859.624 | 225.216
6471 | 859.4179 | 225.207
6472 | 858.742 | 225.144
6473 | 858.4429 | 224.708
6474 | 858.4 | 224.614
6475 | 858.2665 | 224.535
6476 | 858.247 | 223.782
6477 | 857.2624 | 223.758
6478 | 857.0857 | 223.536
6479 | 856.951 | 223.252
6480 | 856.555 | 223.2
6481 | 856.2803 | 223.2
6482 | 856 | 222.332
6483 | 855.7574 | 222.204
6484 | 855.543 | 221.632
6485 | 855.4501 | 221.6
6486 | 855.4089 | 221.363
6487 | 855.2 | 220.62
6488 | 855.171 | 220.236
6489 | 854.4 | 220
6490 | 853.6 | 219.874
6491 | 853.2232 | 219.728
6492 | 852.8 | 219.688
6493 | 852.6441 | 219.637
6494 | 851.9365 | 218.4
6495 | 851.5291 | 217.6
6496 | 851.215 | 217.227
6497 | 851.2 | 216.823
6498 | 850.4 | 216.482
6499 | 850.341 | 216.305
6500 | 849.9704 | 216.283
6501 | 848.8505 | 215.993
6502 | 848.7901 | 215.81
6503 | 848.4842 | 215.726
6504 | 848.1616 | 215.388
6505 | 848.1598 | 215.273
6506 | 848 | 215.212
6507 | 847.2718 | 214.376
6508 | 846.3463 | 213.658
6509 | 846.0043 | 213.185
6510 | 845.6 | 213.049
6511 | 845.369 | 212.946
6512 | 845.333 | 212.868
6513 | 845.2702 | 212.681
6514 | 844.8066 | 212.404
6515 | 844.7064 | 212.323
6516 | 843.9182 | 212.152
6517 | 843.7136 | 212.04
6518 | 843.2 | 212.025
6519 | 842.753 | 211.346
6520 | 842.1704 | 210.956
6521 | 842.0808 | 210.4
6522 | 840.5623 | 210.07
6523 | 840 | 209.928
6524 | 840 | 209.71
6525 | 839.555 | 209.702
6526 | 839.44 | 209.6
6527 | 838.4 | 208.804
6528 | 838.4 | 208.665
6529 | 837.4805 | 208.451
6530 | 837.0277 | 208.421
6531 | 836.8 | 208.4
6532 | 836.64 | 208.351
6533 | 836 | 207.884
6534 | 835.9855 | 207.847
6535 | 835.7275 | 207.756
6536 | 835.519 | 207.425
6537 | 833.8618 | 207.2
6538 | 833.363 | 207.075
6539 | 832.2691 | 207.023
6540 | 831.2 | 206.978
6541 | 831.19 | 206.537
6542 | 831.1376 | 206.166
6543 | 830.0973 | 206.119
6544 | 829.986 | 206.063
6545 | 829.6 | 205.926
6546 | 829.113 | 205.13
6547 | 828.8 | 205.021
6548 | 828.8 | 204.534
6549 | 828.8 | 204.29
6550 | 828.4586 | 204.224
6551 | 828.43 | 204
6552 | 828.2161 | 204
6553 | 827.5326 | 203.697
6554 | 827.2 | 203.558
6555 | 826.7486 | 203.206
6556 | 826.6632 | 203.2
6557 | 826.5843 | 203.03
6558 | 826.4 | 202.143
6559 | 825.915 | 202.106
6560 | 825.6 | 201.73
6561 | 824.194 | 201.54
6562 | 823.7824 | 200.8
6563 | 823.5547 | 200.748
6564 | 823.2952 | 200.528
6565 | 823.2952 | 200
6566 | 822.6911 | 199.728
6567 | 822.307 | 199.708
6568 | 822.233 | 199.55
6569 | 821.2232 | 199.2
6570 | 820.8 | 198.928
6571 | 820.686 | 198.71
6572 | 820.5325 | 198.381
6573 | 820.5103 | 198.119
6574 | 820 | 197.342
6575 | 819.4309 | 197.097
6576 | 819.3456 | 197.002
6577 | 818.6338 | 196.785
6578 | 818.4 | 196.648
6579 | 817.356 | 195.953
6580 | 817.3512 | 195.643
6581 | 816.4272 | 195.559
6582 | 816 | 195.475
6583 | 815.6977 | 195.254
6584 | 815.3764 | 195.2
6585 | 815.3764 | 195.011
6586 | 814.7659 | 194.623
6587 | 813.6256 | 194.49
6588 | 813.6256 | 194.372
6589 | 813.6014 | 193.967
6590 | 813.6 | 193.635
6591 | 812.644 | 193.391
6592 | 812.402 | 193.115
6593 | 812.063 | 192.8
6594 | 812 | 192.62
6595 | 811.981 | 192
6596 | 811.5093 | 191.974
6597 | 810.397 | 191.839
6598 | 809.4815 | 191.823
6599 | 809.242 | 191.372
6600 | 808.8 | 191.331
6601 | 807.601 | 191.2
6602 | 806.8654 | 190.533
6603 | 806.512 | 190.105
6604 | 806.1299 | 189.036
6605 | 806.027 | 188.557
6606 | 805.6 | 188.403
6607 | 804.961 | 187.849
6608 | 804.6468 | 187.2
6609 | 803.82 | 186.682
6610 | 803.013 | 186.465
6611 | 802.622 | 186.389
6612 | 802.2911 | 186.352
6613 | 802.242 | 186.349
6614 | 802.2369 | 185.688
6615 | 801.8299 | 185.305
6616 | 800.5026 | 184.528
6617 | 799.5406 | 184.155
6618 | 799.2 | 184.065
6619 | 799.112 | 183.749
6620 | 799.087 | 183.624
6621 | 798.5303 | 183.582
6622 | 798.4 | 183.502
6623 | 797.7399 | 183.144
6624 | 797.6 | 182.868
6625 | 797.6 | 181.808
6626 | 797.587 | 181.795
6627 | 796.5663 | 181.673
6628 | 795.2945 | 181.65
6629 | 793.1348 | 181.636
6630 | 792 | 181.016
6631 | 791.3395 | 180.199
6632 | 791.2837 | 180.198
6633 | 790.3815 | 180
6634 | 789.213 | 179.917
6635 | 788.801 | 179.728
6636 | 787.8808 | 179.597
6637 | 785.5354 | 178.904
6638 | 785.1463 | 178.887
6639 | 784.8 | 178.704
6640 | 784.8 | 177.575
6641 | 784.747 | 176.854
6642 | 784.7098 | 176.4
6643 | 782.7914 | 176.365
6644 | 782.6071 | 176.331
6645 | 782.5933 | 176.261
6646 | 782.5449 | 174.908
6647 | 781.83 | 174.635
6648 | 781.8035 | 174.397
6649 | 780.4728 | 174.04
6650 | 780.334 | 173.6
6651 | 780 | 173.418
6652 | 779.6512 | 172.671
6653 | 779.2 | 172.386
6654 | 779.2 | 172.1
6655 | 778.4 | 171.98
6656 | 777.6212 | 171.38
6657 | 777.272 | 171.2
6658 | 776.4017 | 170.562
6659 | 776.1206 | 170.538
6660 | 774.9473 | 170.516
6661 | 774.4 | 170.39
6662 | 773.4902 | 170.193
6663 | 772.296 | 168.936
6664 | 771.604 | 168.517
6665 | 771.2136 | 168.054
6666 | 770.837 | 165.978
6667 | 770.8032 | 165.794
6668 | 770.8032 | 165.27
6669 | 769.6 | 163.845
6670 | 768.029 | 163.204
6671 | 768 | 162.834
6672 | 767.602 | 160.8
6673 | 764 | 160.263
6674 | 762.515 | 160.155
6675 | 761.9789 | 160.064
6676 | 761.6585 | 159.608
6677 | 760 | 157.892
6678 | 759.7922 | 157.772
6679 | 759.475 | 157.401
6680 | 759.2 | 157.245
6681 | 758.1283 | 156.916
6682 | 758.1283 | 156.912
6683 | 756.9896 | 156.269
6684 | 756.9896 | 156.165
6685 | 756.627 | 155.871
6686 | 756.271 | 155.647
6687 | 755.2 | 155.627
6688 | 754.857 | 155.404
6689 | 754.4 | 155.404
6690 | 753.773 | 155.178
6691 | 752.979 | 154.497
6692 | 752.8 | 153.6
6693 | 752.1548 | 152.116
6694 | 750.2304 | 151.797
6695 | 750.082 | 150.581
6696 | 747.1449 | 150.151
6697 | 746.5353 | 150.032
6698 | 745.043 | 148.8
6699 | 743.1759 | 148.8
6700 | 741.7717 | 148.597
6701 | 741.6 | 148.473
6702 | 741.6 | 148.181
6703 | 740.535 | 148.135
6704 | 740.237 | 147.731
6705 | 739.3182 | 147.561
6706 | 739.0318 | 147.534
6707 | 738.4 | 147.346
6708 | 738.0913 | 147.12
6709 | 736.9597 | 145.966
6710 | 734.6806 | 145.633
6711 | 734.4698 | 145.555
6712 | 734.4 | 144.511
6713 | 733.5934 | 143.572
6714 | 730.0529 | 142.4
6715 | 729.6 | 142.371
6716 | 729.5043 | 142.166
6717 | 728.8 | 142.114
6718 | 728.4592 | 142.109
6719 | 727.5949 | 141.637
6720 | 727.2 | 141.58
6721 | 726.714 | 141.485
6722 | 725.6 | 140.357
6723 | 724.5973 | 139.849
6724 | 723.729 | 139.6
6725 | 723.2 | 139.382
6726 | 721.6 | 138.4
6727 | 720.8 | 138.295
6728 | 720.5879 | 138.278
6729 | 720.376 | 138.14
6730 | 717.6 | 137.552
6731 | 716.923 | 137.283
6732 | 716.419 | 136.924
6733 | 716.3965 | 136.829
6734 | 716.2392 | 136.8
6735 | 715.847 | 136.8
6736 | 715.8188 | 136.578
6737 | 715.661 | 136.268
6738 | 715.5485 | 136.189
6739 | 714.1672 | 136.076
6740 | 714.13 | 136.071
6741 | 713.6 | 135.76
6742 | 713.0577 | 135.2
6743 | 712.7858 | 134.695
6744 | 711.9834 | 134.128
6745 | 709.9428 | 134.097
6746 | 709.607 | 133.425
6747 | 708.8 | 133.313
6748 | 708.5433 | 133.126
6749 | 707.951 | 133.028
6750 | 706.4 | 132.8
6751 | 706.0992 | 132.353
6752 | 705.6 | 131.644
6753 | 704.9694 | 131.605
6754 | 704.9694 | 131.303
6755 | 704.878 | 130.344
6756 | 704 | 128.889
6757 | 700.8 | 128.716
6758 | 700.377 | 128.479
6759 | 699.2 | 128.374
6760 | 697.6 | 127.2
6761 | 697.26 | 127.2
6762 | 692.7019 | 127.03
6763 | 691.8841 | 126.773
6764 | 691.327 | 126.4
6765 | 690.747 | 125.877
6766 | 689.9172 | 125.497
6767 | 689.6 | 125.121
6768 | 689.6 | 124.8
6769 | 688.6006 | 124.738
6770 | 686.5273 | 124.114
6771 | 686.4 | 124.012
6772 | 686.4 | 123.533
6773 | 683.53 | 123.2
6774 | 682.6487 | 123.118
6775 | 680.187 | 122.853
6776 | 680.172 | 122.756
6777 | 679.439 | 122.375
6778 | 679.251 | 122.108
6779 | 678.563 | 121.202
6780 | 677.6 | 121.05
6781 | 676.8 | 120.774
6782 | 675.2074 | 120
6783 | 674.8497 | 119.728
6784 | 674.256 | 119.697
6785 | 673.7052 | 119.447
6786 | 672.9677 | 119.403
6787 | 672.0078 | 118.798
6788 | 671.56 | 118.4
6789 | 671.4383 | 118.4
6790 | 671.3979 | 118.128
6791 | 668.8 | 117.966
6792 | 668.5877 | 117.776
6793 | 667.766 | 117.774
6794 | 666.613 | 117.6
6795 | 664.4379 | 117.545
6796 | 663.439 | 117.459
6797 | 662.3137 | 116.95
6798 | 662.126 | 116.8
6799 | 660.137 | 116.541
6800 | 658.296 | 116.337
6801 | 657.357 | 116.132
6802 | 657.248 | 116
6803 | 656.8 | 116
6804 | 652.0056 | 115.477
6805 | 650.269 | 115.369
6806 | 649.4642 | 115.066
6807 | 646.748 | 115.054
6808 | 644.2323 | 114.987
6809 | 642.919 | 114.4
6810 | 641.0608 | 114.4
6811 | 639.7638 | 114.256
6812 | 639.3445 | 113.855
6813 | 638.4 | 113.678
6814 | 637.627 | 113.6
6815 | 636.197 | 113.189
6816 | 635.2 | 112.861
6817 | 632.529 | 112.861
6818 | 631.5235 | 112.656
6819 | 627.109 | 112.6
6820 | 626.4 | 111.988
6821 | 625.816 | 111.2
6822 | 624.6762 | 110.974
6823 | 624.5034 | 110.855
6824 | 622.722 | 110.4
6825 | 622.3062 | 110.4
6826 | 621.669 | 110.4
6827 | 619.025 | 110.4
6828 | 618.959 | 110.4
6829 | 618.406 | 110.328
6830 | 617.579 | 110.145
6831 | 615.896 | 110.128
6832 | 615.8259 | 109.84
6833 | 615.277 | 109.819
6834 | 612.699 | 109.6
6835 | 609.2833 | 109.6
6836 | 609.1832 | 108.829
6837 | 607.8018 | 108.8
6838 | 606.677 | 108.8
6839 | 606.4 | 108.728
6840 | 606.0119 | 108.461
6841 | 603.316 | 108.377
6842 | 602.4 | 108.121
6843 | 602.2764 | 108
6844 | 601.179 | 108
6845 | 596.8 | 108
6846 | 596.201 | 107.48
6847 | 596 | 107.375
6848 | 594.4 | 107.217
6849 | 594.4 | 107.217
6850 | 593.7445 | 107.217
6851 | 593.572 | 107.2
6852 | 593.521 | 107.2
6853 | 592.8 | 107.2
6854 | 592.386 | 107.136
6855 | 592.271 | 106.928
6856 | 592.193 | 106.928
6857 | 587.2298 | 106.65
6858 | 586.4 | 106.638
6859 | 585.8407 | 106.534
6860 | 584.9195 | 106.4
6861 | 583.859 | 106.4
6862 | 583.145 | 106.365
6863 | 580.8 | 105.986
6864 | 576.8 | 105.915
6865 | 574.5564 | 105.711
6866 | 571.13 | 105.6
6867 | 567.8021 | 105.6
6868 | 565.025 | 105.5
6869 | 563.4848 | 105.189
6870 | 561.581 | 105.189
6871 | 559.198 | 105.179
6872 | 558.473 | 104.962
6873 | 557.6649 | 104.887
6874 | 556.7111 | 104.887
6875 | 552.934 | 104.8
6876 | 551.2 | 104.8
6877 | 551.1658 | 104.8
6878 | 550.7832 | 104.513
6879 | 546.3104 | 104.11
6880 | 545.507 | 104
6881 | 544.574 | 104
6882 | 537.6301 | 103.864
6883 | 536.721 | 103.333
6884 | 534.4 | 103.221
6885 | 533.643 | 103.2
6886 | 532.414 | 103.2
6887 | 531.2024 | 103.2
6888 | 526.4 | 103.013
6889 | 524.3525 | 102.491
6890 | 520.8758 | 102.489
6891 | 520.632 | 102.4
6892 | 516.8685 | 102.229
6893 | 512.7793 | 102.221
6894 | 511.4393 | 102.108
6895 | 511.2727 | 101.779
6896 | 506.2713 | 101.779
6897 | 505.6 | 101.635
6898 | 505.6 | 101.6
6899 | 505.286 | 101.6
6900 | 504 | 101.6
6901 | 504 | 101.6
6902 | 503.248 | 101.6
6903 | 503.2 | 101.6
6904 | 502.0396 | 101.6
6905 | 502.0396 | 101.325
6906 | 501.6 | 101.205
6907 | 500.197 | 101.002
6908 | 498.735 | 100.8
6909 | 498.4 | 100.8
6910 | 498.4 | 100.766
6911 | 498.4 | 100.766
6912 | 497.6 | 100.593
6913 | 496.7951 | 100.593
6914 | 496.4614 | 100.593
6915 | 496.4614 | 100.593
6916 | 496.4614 | 100.245
6917 | 495.6645 | 100.225
6918 | 495.6049 | 100.031
6919 | 490.41 | 100.012
6920 | 489.888 | 100
6921 | 487.2 | 100
6922 | 485.7777 | 100
6923 | 485.6 | 100
6924 | 485.3049 | 99.775
6925 | 484.8 | 99.559
6926 | 483.7112 | 99.536
6927 | 482.5196 | 99.51
6928 | 481.147 | 99.448
6929 | 480.8 | 99.421
6930 | 479.2755 | 99.2
6931 | 478.9298 | 99.2
6932 | 478.6691 | 99.2
6933 | 477.6 | 98.957
6934 | 475.7423 | 98.957
6935 | 472 | 98.957
6936 | 472 | 98.754
6937 | 470.5752 | 98.671
6938 | 470.1641 | 98.671
6939 | 469.188 | 98.671
6940 | 467.2 | 98.56
6941 | 465.3827 | 98.4
6942 | 460.316 | 98.4
6943 | 458.959 | 98.4
6944 | 457.786 | 98.4
6945 | 455.687 | 98.4
6946 | 453.9145 | 98.4
6947 | 452.8416 | 97.6
6948 | 451.698 | 97.322
6949 | 451.248 | 97.117
6950 | 450.4 | 96.8
6951 | 448.6481 | 96.8
6952 | 445.515 | 96.8
6953 | 442.969 | 96.8
6954 | 442.7905 | 96.8
6955 | 440.8103 | 96.8
6956 | 437.884 | 96.8
6957 | 436.2411 | 96.662
6958 | 433.4498 | 96.504
6959 | 433.137 | 96
6960 | 432.662 | 96
6961 | 431.2 | 96
6962 | 426.0894 | 95.627
6963 | 424 | 95.2
6964 | 423.3979 | 95.2
6965 | 423.123 | 95.2
6966 | 422.9472 | 95.2
6967 | 421.6 | 95.088
6968 | 419.9601 | 94.882
6969 | 416.8 | 94.868
6970 | 415.99 | 94.868
6971 | 414.3719 | 94.83
6972 | 413.609 | 94.83
6973 | 413.157 | 94.4
6974 | 412.0002 | 94.4
6975 | 410.829 | 94.4
6976 | 410.4 | 94.4
6977 | 408.8037 | 94.4
6978 | 408.03 | 94.4
6979 | 407.546 | 94.276
6980 | 406.4615 | 94.147
6981 | 406.4429 | 94.147
6982 | 403.1901 | 94.05
6983 | 402.4 | 94.033
6984 | 400.8348 | 94.033
6985 | 399.101 | 94.01
6986 | 397.7894 | 93.6
6987 | 397.6 | 93.6
6988 | 396.46 | 93.6
6989 | 395.2318 | 93.6
6990 | 394.4 | 93.6
6991 | 393.167 | 93.6
6992 | 392.5583 | 93.411
6993 | 390.9227 | 93.345
6994 | 390.4 | 93.277
6995 | 390.1049 | 93.233
6996 | 389.912 | 93.233
6997 | 389.328 | 92.8
6998 | 388.4692 | 92.8
6999 | 387.2 | 92.8
7000 | 386.8335 | 92.8
7001 | 385.6939 | 92.8
7002 | 385.522 | 92.676
7003 | 384.0224 | 92.676
7004 | 384 | 92.415
7005 | 382.4 | 92.16
7006 | 382.4 | 92
7007 | 381.8331 | 92
7008 | 381.6 | 92
7009 | 380.8 | 92
7010 | 380 | 91.94
7011 | 378.6719 | 91.94
7012 | 378.4 | 91.642
7013 | 378.4 | 91.642
7014 | 378.0493 | 91.638
7015 | 376.9281 | 91.597
7016 | 375.588 | 91.597
7017 | 375.3839 | 91.204
7018 | 375.337 | 91.2
7019 | 371.3765 | 91.2
7020 | 369.6591 | 91.2
7021 | 369.6 | 91.2
7022 | 368.8 | 91.2
7023 | 368.1624 | 91.2
7024 | 367.3655 | 91.2
7025 | 367.2 | 91.2
7026 | 365.57 | 91.17
7027 | 364.7608 | 90.638
7028 | 364.693 | 90.469
7029 | 364.5171 | 90.469
7030 | 364.5053 | 90.455
7031 | 362.2986 | 90.4
7032 | 361.6 | 90.369
7033 | 357.9482 | 90.048
7034 | 357.6 | 89.763
7035 | 355.547 | 89.6
7036 | 354.6912 | 89.6
7037 | 354.4 | 89.6
7038 | 354.4 | 89.6
7039 | 353.747 | 89.6
7040 | 352 | 89.6
7041 | 348.83 | 89.6
7042 | 345.786 | 89.6
7043 | 345.2975 | 89.6
7044 | 344.9167 | 89.328
7045 | 344.1836 | 89.143
7046 | 343.658 | 88.998
7047 | 342.4 | 88.998
7048 | 341.8528 | 88.968
7049 | 341.456 | 88.8
7050 | 341.0682 | 88.503
7051 | 339.258 | 88.363
7052 | 338.7742 | 88.326
7053 | 337.397 | 88.326
7054 | 335.666 | 88.262
7055 | 335.2 | 88.262
7056 | 334.3604 | 88
7057 | 333.8962 | 88
7058 | 333.853 | 88
7059 | 333.7513 | 88
7060 | 332.224 | 87.896
7061 | 332.0389 | 87.886
7062 | 331.6128 | 87.847
7063 | 331.2 | 87.714
7064 | 330.448 | 87.658
7065 | 329.9117 | 87.658
7066 | 329.489 | 87.658
7067 | 329.02 | 87.658
7068 | 328.2074 | 87.531
7069 | 325.6 | 87.2
7070 | 324.8 | 87.2
7071 | 324.56 | 87.196
7072 | 324.3335 | 87.141
7073 | 324.2289 | 87.026
7074 | 323.0428 | 86.791
7075 | 322.859 | 86.785
7076 | 322.6469 | 86.69
7077 | 320.018 | 86.69
7078 | 318.7732 | 86.437
7079 | 318.4 | 86.4
7080 | 318.4 | 86.4
7081 | 317.159 | 86.4
7082 | 316 | 86.4
7083 | 315.607 | 86.4
7084 | 315.351 | 86.4
7085 | 315.114 | 86.28
7086 | 314.692 | 86.093
7087 | 313.792 | 86.056
7088 | 313.222 | 85.97
7089 | 311.517 | 85.749
7090 | 311.492 | 85.645
7091 | 309.6 | 85.645
7092 | 309.2214 | 85.6
7093 | 308.8 | 85.6
7094 | 308.0162 | 85.6
7095 | 307.5989 | 85.6
7096 | 307.348 | 85.6
7097 | 307.065 | 85.32
7098 | 306.2691 | 85.32
7099 | 306.2603 | 85.267
7100 | 305.8684 | 84.954
7101 | 305.6 | 84.8
7102 | 305.6 | 84.8
7103 | 304.539 | 84.8
7104 | 304.4113 | 84.585
7105 | 304.1927 | 84.47
7106 | 303.9311 | 84.462
7107 | 303.4149 | 84.283
7108 | 303.4149 | 84
7109 | 303.3544 | 83.886
7110 | 302.7034 | 83.849
7111 | 302.5368 | 83.849
7112 | 302.4 | 83.816
7113 | 302.112 | 83.573
7114 | 301.357 | 83.419
7115 | 301.2237 | 83.419
7116 | 300.6751 | 83.419
7117 | 299.716 | 83.37
7118 | 299.592 | 83.2
7119 | 299.2 | 82.601
7120 | 298.518 | 82.378
7121 | 298.5079 | 82.378
7122 | 298.4 | 82.378
7123 | 298.368 | 82.378
7124 | 298.2132 | 82.257
7125 | 297.305 | 82.191
7126 | 296.8 | 81.783
7127 | 296.8 | 81.643
7128 | 296.8 | 81.6
7129 | 296.7904 | 81.6
7130 | 296.104 | 81.6
7131 | 296 | 81.6
7132 | 296 | 81.501
7133 | 295.6455 | 81.501
7134 | 295.44 | 80.81
7135 | 294.906 | 80.81
7136 | 293.6009 | 80.8
7137 | 293.6 | 80.493
7138 | 293.458 | 80.378
7139 | 292.8 | 80.119
7140 | 292.731 | 80
7141 | 292.6697 | 79.2
7142 | 292 | 79.2
7143 | 292 | 78.738
7144 | 291.2 | 78.738
7145 | 291.2 | 78.738
7146 | 291.076 | 78.701
7147 | 290.153 | 78.512
7148 | 289.9125 | 78.079
7149 | 289.7979 | 78.069
7150 | 288.999 | 77.694
7151 | 288.8 | 77.625
7152 | 288.152 | 77.6
7153 | 287.755 | 77.357
7154 | 287.6502 | 77.357
7155 | 287.4671 | 76.876
7156 | 287.4345 | 76.8
7157 | 287.2 | 76.8
7158 | 287.2 | 76
7159 | 287.073 | 75.2
7160 | 286.4047 | 74.332
7161 | 286.349 | 73.903
7162 | 285.6 | 73.191
7163 | 285.1363 | 72.849
7164 | 285.122 | 72.533
7165 | 284.8 | 72.349
7166 | 284.3594 | 71.061
7167 | 284.243 | 70.769
7168 | 284.013 | 69.94
7169 | 283.6922 | 69.903
7170 | 283.5824 | 67.494
7171 | 283.379 | 67.374
7172 | 282.8055 | 66.882
7173 | 282.4089 | 66.497
7174 | 282.4 | 65.492
7175 | 282.1513 | 63.918
7176 | 281.969 | 63.905
7177 | 281.7887 | 63.466
7178 | 281.691 | 63.076
7179 | 281.379 | 63.049
7180 | 281.28 | 62.639
7181 | 281.168 | 62.011
7182 | 280.8 | 60.629
7183 | 280.4747 | 59.299
7184 | 280.4042 | 58.956
7185 | 280.1859 | 58.386
7186 | 279.8454 | 58.368
7187 | 279.7078 | 57.61
7188 | 279.4598 | 57.081
7189 | 279.2 | 55.367
7190 | 279.2 | 55.232
7191 | 278.9208 | 53.215
7192 | 278.114 | 52.866
7193 | 276.424 | 52.611
7194 | 276.33 | 50.897
7195 | 276.252 | 50.606
7196 | 276.049 | 50.079
7197 | 276 | 49.996
7198 | 275.21 | 49.903
7199 | 275.2 | 49.256
7200 | 274.8922 | 48.728
7201 | 274.4 | 47.382
7202 | 274.291 | 47.101
7203 | 273.5706 | 46.928
7204 | 273.494 | 46.708
7205 | 273.0489 | 46.46
7206 | 272.738 | 46.389
7207 | 272 | 45.81
7208 | 272 | 45.464
7209 | 271.406 | 45.094
7210 | 270.4 | 44.668
7211 | 270.3306 | 44.019
7212 | 269.8053 | 43.718
7213 | 269.6 | 43.046
7214 | 269.3482 | 42.832
7215 | 269.159 | 42.626
7216 | 269.004 | 40.72
7217 | 268.4554 | 40.657
7218 | 268.3642 | 38.725
7219 | 268 | 38.618
7220 | 268 | 38.221
7221 | 267.984 | 37.496
7222 | 267.282 | 35.692
7223 | 267.096 | 35.435
7224 | 266.4 | 34.457
7225 | 265.6099 | 33.635
7226 | 264.8 | 31.694
7227 | 264.437 | 30.732
7228 | 264 | 29.688
7229 | 263.906 | 29.686
7230 | 262.5234 | 29.333
7231 | 261.8282 | 28.908
7232 | 261.6 | 28.888
7233 | 261.3999 | 28.823
7234 | 261.2493 | 27.376
7235 | 260.8 | 27.195
7236 | 260.5825 | 27.099
7237 | 260.2743 | 27.056
7238 | 259.577 | 26.928
7239 | 259.2 | 26.241
7240 | 258.885 | 24.97
7241 | 258.7204 | 24.5
7242 | 258.151 | 23.999
7243 | 257.376 | 23.82
7244 | 257.187 | 23.778
7245 | 256.8 | 22.909
7246 | 256.165 | 22.835
7247 | 256.129 | 22.809
7248 | 255.553 | 22.189
7249 | 255.342 | 22.009
7250 | 255.2 | 20.859
7251 | 254.785 | 20.171
7252 | 254.4 | 19.72
7253 | 251.848 | 19.258
7254 | 251.672 | 18.488
7255 | 251.6319 | 18.287
7256 | 251.4089 | 17.876
7257 | 250.683 | 17.59
7258 | 249.9566 | 15.864
7259 | 248.7805 | 15.814
7260 | 248.715 | 15.443
7261 | 247.8433 | 14.928
7262 | 247.4402 | 14.665
7263 | 246.5742 | 14.008
7264 | 246.4 | 13.083
7265 | 246.146 | 12.834
7266 | 245.6 | 12.356
7267 | 244.5879 | 10.576
7268 | 244.417 | 10.271
7269 | 243.992 | 10.226
7270 | 243.8114 | 7.62
7271 | 243.7133 | 7.555
7272 | 243.4565 | 6.811
7273 | 243.2 | 5.711
7274 | 243.2 | 4.847
7275 | 242.4 | 4.29
7276 | 241.5452 | 4.226
7277 | 241.0487 | 3.831
7278 | 240.544 | 2.02
7279 | 239.297 | 1.888
7280 | 239.2 | 0.75
7281 | 238.4 | 0
7282 | 237.6 | 0
7283 | 237.6 | 0
7284 | 237.6 | 0
7285 | 237.5953 | 0
7286 | 236.4577 | 0
7287 | 236.2455 | 0
7288 | 236.1892 | 0
7289 | 236.1892 | 0
7290 | 236.032 | 0
7291 | 236 | 0
7292 | 235.767 | 0
7293 | 235.761 | 0
7294 | 235.535 | 0
7295 | 235.4123 | 0
7296 | 235.207 | 0
7297 | 235.0545 | 0
7298 | 234.947 | 0
7299 | 234.8325 | 0
7300 | 234.8325 | 0
7301 | 234.813 | 0
7302 | 234.455 | 0
7303 | 234.4 | 0
7304 | 234.4 | 0
7305 | 234.3197 | 0
7306 | 233.76 | 0
7307 | 233.4883 | 0
7308 | 233.438 | 0
7309 | 233.034 | 0
7310 | 232.2637 | 0
7311 | 231.2 | 0
7312 | 231.095 | 0
7313 | 230.7506 | 0
7314 | 230.7506 | 0
7315 | 230.684 | 0
7316 | 230.659 | 0
7317 | 230.4 | 0
7318 | 230.4 | 0
7319 | 229.93 | 0
7320 | 229.1968 | 0
7321 | 228.8 | 0
7322 | 228.6164 | 0
7323 | 228.4266 | 0
7324 | 228.211 | 0
7325 | 227.9257 | 0
7326 | 227.8445 | 0
7327 | 227.812 | 0
7328 | 227.6429 | 0
7329 | 227.2 | 0
7330 | 227.0213 | 0
7331 | 226.7086 | 0
7332 | 226.4 | 0
7333 | 226.3163 | 0
7334 | 226.1197 | 0
7335 | 225.957 | 0
7336 | 225.678 | 0
7337 | 225.6 | 0
7338 | 225.1445 | 0
7339 | 224.739 | 0
7340 | 224.5351 | 0
7341 | 224.458 | 0
7342 | 224.034 | 0
7343 | 224.0097 | 0
7344 | 224 | 0
7345 | 223.7816 | 0
7346 | 223.7582 | 0
7347 | 223.5096 | 0
7348 | 223.2 | 0
7349 | 223.2 | 0
7350 | 222.3318 | 0
7351 | 222.2043 | 0
7352 | 221.6323 | 0
7353 | 221.6 | 0
7354 | 221.19 | 0
7355 | 220.4508 | 0
7356 | 220.236 | 0
7357 | 220 | 0
7358 | 219.8735 | 0
7359 | 219.6375 | 0
7360 | 218.574 | 0
7361 | 218.4 | 0
7362 | 217.414 | 0
7363 | 216.663 | 0
7364 | 216.305 | 0
7365 | 216.0103 | 0
7366 | 215.288 | 0
7367 | 215.2119 | 0
7368 | 213.658 | 0
7369 | 212.04 | 0
7370 | 211.973 | 0
7371 | 211.252 | 0
7372 | 211.1465 | 0
7373 | 210.894 | 0
7374 | 210.6517 | 0
7375 | 210.4 | 0
7376 | 210.344 | 0
7377 | 210.0695 | 0
7378 | 209.928 | 0
7379 | 209.7018 | 0
7380 | 209.6 | 0
7381 | 209.471 | 0
7382 | 209.159 | 0
7383 | 207.884 | 0
7384 | 207.7449 | 0
7385 | 207.6748 | 0
7386 | 207.2309 | 0
7387 | 207.2 | 0
7388 | 207.0754 | 0
7389 | 206.5145 | 0
7390 | 206.4 | 0
7391 | 206.3667 | 0
7392 | 205.8624 | 0
7393 | 205.306 | 0
7394 | 205.1622 | 0
7395 | 205.1331 | 0
7396 | 205.13 | 0
7397 | 204.826 | 0
7398 | 204.693 | 0
7399 | 204.599 | 0
7400 | 204 | 0
7401 | 204 | 0
7402 | 203.7794 | 0
7403 | 203.767 | 0
7404 | 203.5578 | 0
7405 | 203.5454 | 0
7406 | 203.2065 | 0
7407 | 203.2 | 0
7408 | 203.03 | 0
7409 | 202.7269 | 0
7410 | 202.713 | 0
7411 | 202.4179 | 0
7412 | 201.4499 | 0
7413 | 200.9569 | 0
7414 | 200.8 | 0
7415 | 200 | 0
7416 | 199.8194 | 0
7417 | 199.5505 | 0
7418 | 199.3876 | 0
7419 | 199.2 | 0
7420 | 199.2 | 0
7421 | 199.0353 | 0
7422 | 198.9214 | 0
7423 | 198.7923 | 0
7424 | 198.151 | 0
7425 | 198.1192 | 0
7426 | 197.9358 | 0
7427 | 197.6 | 0
7428 | 197.3423 | 0
7429 | 197.097 | 0
7430 | 197.082 | 0
7431 | 197.058 | 0
7432 | 196.406 | 0
7433 | 195.7169 | 0
7434 | 195.463 | 0
7435 | 195.2 | 0
7436 | 195.0115 | 0
7437 | 194.8402 | 0
7438 | 194.696 | 0
7439 | 194.577 | 0
7440 | 193.991 | 0
7441 | 193.831 | 0
7442 | 193.6 | 0
7443 | 193.3915 | 0
7444 | 193.0078 | 0
7445 | 192.8 | 0
7446 | 192.7008 | 0
7447 | 192.296 | 0
7448 | 192 | 0
7449 | 191.45 | 0
7450 | 191.3722 | 0
7451 | 191.2 | 0
7452 | 189.7642 | 0
7453 | 189.5525 | 0
7454 | 188.5567 | 0
7455 | 187.2 | 0
7456 | 186.914 | 0
7457 | 186.6658 | 0
7458 | 186.4652 | 0
7459 | 186.389 | 0
7460 | 186.0829 | 0
7461 | 185.868 | 0
7462 | 185.6882 | 0
7463 | 185.42 | 0
7464 | 185.3969 | 0
7465 | 185.2027 | 0
7466 | 184.122 | 0
7467 | 183.582 | 0
7468 | 183.44 | 0
7469 | 183.1445 | 0
7470 | 183.063 | 0
7471 | 182.8679 | 0
7472 | 182.0764 | 0
7473 | 182.026 | 0
7474 | 182.01 | 0
7475 | 181.7586 | 0
7476 | 181.6734 | 0
7477 | 181.6499 | 0
7478 | 181.636 | 0
7479 | 181.6015 | 0
7480 | 181.355 | 0
7481 | 181.302 | 0
7482 | 181.165 | 0
7483 | 181.0159 | 0
7484 | 180.5099 | 0
7485 | 180 | 0
7486 | 180 | 0
7487 | 178.8941 | 0
7488 | 178.8871 | 0
7489 | 178.704 | 0
7490 | 177.796 | 0
7491 | 176.7969 | 0
7492 | 176.3999 | 0
7493 | 175.9232 | 0
7494 | 174.4073 | 0
7495 | 173.99 | 0
7496 | 173.6 | 0
7497 | 173.54 | 0
7498 | 172.671 | 0
7499 | 171.9803 | 0
7500 | 171.8487 | 0
7501 | 171.2 | 0
7502 | 170.769 | 0
7503 | 170.644 | 0
7504 | 170.605 | 0
7505 | 169.6 | 0
7506 | 169.2818 | 0
7507 | 168.6547 | 0
7508 | 168.473 | 0
7509 | 168.345 | 0
7510 | 168.3081 | 0
7511 | 168 | 0
7512 | 167.4831 | 0
7513 | 167.046 | 0
7514 | 164.8 | 0
7515 | 164.7109 | 0
7516 | 163.4921 | 0
7517 | 163.2 | 0
7518 | 163.157 | 0
7519 | 162.5652 | 0
7520 | 160.8 | 0
7521 | 160.732 | 0
7522 | 160.3938 | 0
7523 | 160.064 | 0
7524 | 159.9664 | 0
7525 | 159.6078 | 0
7526 | 159.508 | 0
7527 | 158.4 | 0
7528 | 158.372 | 0
7529 | 157.4013 | 0
7530 | 156.96 | 0
7531 | 156.897 | 0
7532 | 156.1646 | 0
7533 | 155.6841 | 0
7534 | 155.4039 | 0
7535 | 155.4039 | 0
7536 | 154.285 | 0
7537 | 153.6 | 0
7538 | 152.6909 | 0
7539 | 152.29 | 0
7540 | 152.1164 | 0
7541 | 151.282 | 0
7542 | 151.211 | 0
7543 | 150.5308 | 0
7544 | 150.4 | 0
7545 | 149.6 | 0
7546 | 149.362 | 0
7547 | 148.8 | 0
7548 | 148.8 | 0
7549 | 148 | 0
7550 | 147.3263 | 0
7551 | 147.249 | 0
7552 | 147.1628 | 0
7553 | 145.633 | 0
7554 | 145.6072 | 0
7555 | 144.5105 | 0
7556 | 144.11 | 0
7557 | 142.4 | 0
7558 | 142.371 | 0
7559 | 141.4846 | 0
7560 | 141.382 | 0
7561 | 140.8 | 0
7562 | 140 | 0
7563 | 139.948 | 0
7564 | 139.8489 | 0
7565 | 139.2 | 0
7566 | 138.7688 | 0
7567 | 138.494 | 0
7568 | 138.479 | 0
7569 | 138.4 | 0
7570 | 138.295 | 0
7571 | 138.2778 | 0
7572 | 138.2668 | 0
7573 | 137.6387 | 0
7574 | 137.6 | 0
7575 | 137.552 | 0
7576 | 137.5422 | 0
7577 | 136.8 | 0
7578 | 136.8 | 0
7579 | 136.2679 | 0
7580 | 136.0712 | 0
7581 | 135.9137 | 0
7582 | 135.7598 | 0
7583 | 135.505 | 0
7584 | 135.46 | 0
7585 | 135.2 | 0
7586 | 135.1872 | 0
7587 | 134.638 | 0
7588 | 132.8 | 0
7589 | 132.6113 | 0
7590 | 132.4947 | 0
7591 | 132.424 | 0
7592 | 131.3026 | 0
7593 | 130.6101 | 0
7594 | 130.5488 | 0
7595 | 129.9866 | 0
7596 | 129.537 | 0
7597 | 128.8 | 0
7598 | 128.716 | 0
7599 | 127.2 | 0
7600 | 127.2 | 0
7601 | 127.2 | 0
7602 | 126.773 | 0
7603 | 126.647 | 0
7604 | 126.4653 | 0
7605 | 126.4 | 0
7606 | 125.6 | 0
7607 | 124.8 | 0
7608 | 124.5833 | 0
7609 | 124 | 0
7610 | 123.5332 | 0
7611 | 123.2 | 0
7612 | 123.1185 | 0
7613 | 122.7562 | 0
7614 | 122.6745 | 0
7615 | 122.023 | 0
7616 | 121.2024 | 0
7617 | 120.4254 | 0
7618 | 120 | 0
7619 | 120 | 0
7620 | 120 | 0
7621 | 119.9634 | 0
7622 | 119.641 | 0
7623 | 119.5695 | 0
7624 | 119.4032 | 0
7625 | 118.7976 | 0
7626 | 118.4 | 0
7627 | 118.4 | 0
7628 | 118.4 | 0
7629 | 117.6 | 0
7630 | 117.6 | 0
7631 | 117.348 | 0
7632 | 116.9497 | 0
7633 | 116.8 | 0
7634 | 116.5407 | 0
7635 | 116.1318 | 0
7636 | 116 | 0
7637 | 116 | 0
7638 | 116 | 0
7639 | 115.4766 | 0
7640 | 115.2 | 0
7641 | 115.2 | 0
7642 | 115.054 | 0
7643 | 114.9869 | 0
7644 | 114.9869 | 0
7645 | 114.4 | 0
7646 | 114.4 | 0
7647 | 113.6784 | 0
7648 | 113.6 | 0
7649 | 112.8605 | 0
7650 | 112.8605 | 0
7651 | 112.7164 | 0
7652 | 112.656 | 0
7653 | 112.5998 | 0
7654 | 111.8791 | 0
7655 | 111.2 | 0
7656 | 111.2 | 0
7657 | 110.407 | 0
7658 | 110.4 | 0
7659 | 110.4 | 0
7660 | 110.4 | 0
7661 | 110.4 | 0
7662 | 110.4 | 0
7663 | 110.328 | 0
7664 | 110.259 | 0
7665 | 110.145 | 0
7666 | 109.8187 | 0
7667 | 109.6 | 0
7668 | 109.6 | 0
7669 | 109.6 | 0
7670 | 108.8 | 0
7671 | 108.8 | 0
7672 | 108.8 | 0
7673 | 108.8 | 0
7674 | 108.4667 | 0
7675 | 108.3768 | 0
7676 | 108.1214 | 0
7677 | 108 | 0
7678 | 108 | 0
7679 | 108 | 0
7680 | 107.9944 | 0
7681 | 107.2175 | 0
7682 | 107.2175 | 0
7683 | 107.2175 | 0
7684 | 107.2 | 0
7685 | 107.2 | 0
7686 | 107.2 | 0
7687 | 107.1357 | 0
7688 | 106.6504 | 0
7689 | 106.6504 | 0
7690 | 106.4 | 0
7691 | 106.4 | 0
7692 | 106.3653 | 0
7693 | 106.186 | 0
7694 | 106.102 | 0
7695 | 105.9861 | 0
7696 | 105.9149 | 0
7697 | 105.6 | 0
7698 | 105.6 | 0
7699 | 105.6 | 0
7700 | 105.5001 | 0
7701 | 105.3492 | 0
7702 | 105.232 | 0
7703 | 105.1892 | 0
7704 | 105.1892 | 0
7705 | 105.1794 | 0
7706 | 104.8867 | 0
7707 | 104.8867 | 0
7708 | 104.8 | 0
7709 | 104.8 | 0
7710 | 104.8 | 0
7711 | 104.8 | 0
7712 | 104.269 | 0
7713 | 104.1097 | 0
7714 | 104.1097 | 0
7715 | 104 | 0
7716 | 104 | 0
7717 | 103.8644 | 0
7718 | 103.3328 | 0
7719 | 103.2926 | 0
7720 | 103.221 | 0
7721 | 103.2 | 0
7722 | 103.2 | 0
7723 | 103.2 | 0
7724 | 103.2 | 0
7725 | 102.491 | 0
7726 | 102.4 | 0
7727 | 102.4 | 0
7728 | 102.4 | 0
7729 | 102.2287 | 0
7730 | 102.2287 | 0
7731 | 102.2287 | 0
7732 | 102.2212 | 0
7733 | 102.069 | 0
7734 | 101.7789 | 0
7735 | 101.7789 | 0
7736 | 101.7789 | 0
7737 | 101.6 | 0
7738 | 101.6 | 0
7739 | 101.6 | 0
7740 | 101.6 | 0
7741 | 101.6 | 0
7742 | 101.6 | 0
7743 | 101.6 | 0
7744 | 101.6 | 0
7745 | 101.6 | 0
7746 | 101.4733 | 0
7747 | 101.2048 | 0
7748 | 101.182 | 0
7749 | 101.002 | 0
7750 | 100.984 | 0
7751 | 100.8 | 0
7752 | 100.8 | 0
7753 | 100.8 | 0
7754 | 100.7662 | 0
7755 | 100.7662 | 0
7756 | 100.7662 | 0
7757 | 100.5931 | 0
7758 | 100.5931 | 0
7759 | 100.5931 | 0
7760 | 100.5931 | 0
7761 | 100.2454 | 0
7762 | 100.225 | 0
7763 | 100.225 | 0
7764 | 100.0307 | 0
7765 | 100.0307 | 0
7766 | 100.012 | 0
7767 | 100 | 0
7768 | 100 | 0
7769 | 100 | 0
7770 | 100 | 0
7771 | 100 | 0
7772 | 100 | 0
7773 | 100 | 0
7774 | 99.7752 | 0
7775 | 99.5365 | 0
7776 | 99.4481 | 0
7777 | 99.261 | 0
7778 | 99.2 | 0
7779 | 99.2 | 0
7780 | 99.2 | 0
7781 | 99.2 | 0
7782 | 99.2 | 0
7783 | 99.2 | 0
7784 | 99.1266 | 0
7785 | 98.9574 | 0
7786 | 98.9574 | 0
7787 | 98.9574 | 0
7788 | 98.846 | 0
7789 | 98.6711 | 0
7790 | 98.6711 | 0
7791 | 98.6711 | 0
7792 | 98.6711 | 0
7793 | 98.6711 | 0
7794 | 98.5597 | 0
7795 | 98.4 | 0
7796 | 98.4 | 0
7797 | 98.4 | 0
7798 | 98.4 | 0
7799 | 98.4 | 0
7800 | 98.4 | 0
7801 | 98.4 | 0
7802 | 98.4 | 0
7803 | 98.247 | 0
7804 | 97.636 | 0
7805 | 97.6 | 0
7806 | 97.6 | 0
7807 | 97.3218 | 0
7808 | 97.2562 | 0
7809 | 97.2204 | 0
7810 | 97.1173 | 0
7811 | 96.821 | 0
7812 | 96.805 | 0
7813 | 96.8 | 0
7814 | 96.8 | 0
7815 | 96.8 | 0
7816 | 96.8 | 0
7817 | 96.8 | 0
7818 | 96.8 | 0
7819 | 96.8 | 0
7820 | 96.8 | 0
7821 | 96.5407 | 0
7822 | 96.5039 | 0
7823 | 96.4444 | 0
7824 | 96.4285 | 0
7825 | 96.4235 | 0
7826 | 96.3403 | 0
7827 | 96.007 | 0
7828 | 96 | 0
7829 | 96 | 0
7830 | 96 | 0
7831 | 96 | 0
7832 | 96 | 0
7833 | 95.6861 | 0
7834 | 95.6336 | 0
7835 | 95.6266 | 0
7836 | 95.6176 | 0
7837 | 95.4148 | 0
7838 | 95.362 | 0
7839 | 95.215 | 0
7840 | 95.2 | 0
7841 | 95.2 | 0
7842 | 95.2 | 0
7843 | 95.2 | 0
7844 | 95.06 | 0
7845 | 94.9911 | 0
7846 | 94.896 | 0
7847 | 94.8821 | 0
7848 | 94.8683 | 0
7849 | 94.8683 | 0
7850 | 94.8683 | 0
7851 | 94.8446 | 0
7852 | 94.8297 | 0
7853 | 94.8297 | 0
7854 | 94.791 | 0
7855 | 94.436 | 0
7856 | 94.4 | 0
7857 | 94.4 | 0
7858 | 94.4 | 0
7859 | 94.4 | 0
7860 | 94.4 | 0
7861 | 94.4 | 0
7862 | 94.4 | 0
7863 | 94.4 | 0
7864 | 94.4 | 0
7865 | 94.1466 | 0
7866 | 94.1466 | 0
7867 | 94.05 | 0
7868 | 94.0328 | 0
7869 | 94.0328 | 0
7870 | 94.0328 | 0
7871 | 94.0328 | 0
7872 | 94.0328 | 0
7873 | 94.0095 | 0
7874 | 93.6 | 0
7875 | 93.6 | 0
7876 | 93.6 | 0
7877 | 93.6 | 0
7878 | 93.6 | 0
7879 | 93.6 | 0
7880 | 93.6 | 0
7881 | 93.6 | 0
7882 | 93.6 | 0
7883 | 93.6 | 0
7884 | 93.6 | 0
7885 | 93.6 | 0
7886 | 93.6 | 0
7887 | 93.6 | 0
7888 | 93.6 | 0
7889 | 93.6 | 0
7890 | 93.6 | 0
7891 | 93.411 | 0
7892 | 93.411 | 0
7893 | 93.277 | 0
7894 | 93.2359 | 0
7895 | 93.2359 | 0
7896 | 93.2359 | 0
7897 | 93.2359 | 0
7898 | 93.2359 | 0
7899 | 93.2359 | 0
7900 | 93.2359 | 0
7901 | 93.2359 | 0
7902 | 93.2359 | 0
7903 | 93.2359 | 0
7904 | 93.2326 | 0
7905 | 93.2326 | 0
7906 | 93.2326 | 0
7907 | 92.8447 | 0
7908 | 92.8 | 0
7909 | 92.8 | 0
7910 | 92.8 | 0
7911 | 92.8 | 0
7912 | 92.8 | 0
7913 | 92.8 | 0
7914 | 92.8 | 0
7915 | 92.8 | 0
7916 | 92.8 | 0
7917 | 92.8 | 0
7918 | 92.8 | 0
7919 | 92.8 | 0
7920 | 92.708 | 0
7921 | 92.6755 | 0
7922 | 92.6755 | 0
7923 | 92.439 | 0
7924 | 92.439 | 0
7925 | 92.439 | 0
7926 | 92.439 | 0
7927 | 92.439 | 0
7928 | 92.439 | 0
7929 | 92.4148 | 0
7930 | 92.4148 | 0
7931 | 92.1604 | 0
7932 | 92.13 | 0
7933 | 92 | 0
7934 | 92 | 0
7935 | 92 | 0
7936 | 92 | 0
7937 | 92 | 0
7938 | 91.951 | 0
7939 | 91.94 | 0
7940 | 91.94 | 0
7941 | 91.689 | 0
7942 | 91.6762 | 0
7943 | 91.6421 | 0
7944 | 91.6421 | 0
7945 | 91.5969 | 0
7946 | 91.5969 | 0
7947 | 91.2045 | 0
7948 | 91.2045 | 0
7949 | 91.2 | 0
7950 | 91.2 | 0
7951 | 91.2 | 0
7952 | 91.2 | 0
7953 | 91.2 | 0
7954 | 91.2 | 0
7955 | 91.2 | 0
7956 | 91.2 | 0
7957 | 91.2 | 0
7958 | 91.2 | 0
7959 | 91.2 | 0
7960 | 91.2 | 0
7961 | 91.2 | 0
7962 | 91.2 | 0
7963 | 91.2 | 0
7964 | 91.2 | 0
7965 | 91.1703 | 0
7966 | 90.8526 | 0
7967 | 90.8453 | 0
7968 | 90.8453 | 0
7969 | 90.8453 | 0
7970 | 90.8453 | 0
7971 | 90.8453 | 0
7972 | 90.8453 | 0
7973 | 90.638 | 0
7974 | 90.469 | 0
7975 | 90.469 | 0
7976 | 90.455 | 0
7977 | 90.4 | 0
7978 | 90.4 | 0
7979 | 90.4 | 0
7980 | 90.4 | 0
7981 | 90.4 | 0
7982 | 90.093 | 0
7983 | 90.0484 | 0
7984 | 90.0484 | 0
7985 | 90.0355 | 0
7986 | 90.0212 | 0
7987 | 89.7711 | 0
7988 | 89.7426 | 0
7989 | 89.69 | 0
7990 | 89.626 | 0
7991 | 89.61 | 0
7992 | 89.6 | 0
7993 | 89.6 | 0
7994 | 89.6 | 0
7995 | 89.6 | 0
7996 | 89.6 | 0
7997 | 89.6 | 0
7998 | 89.6 | 0
7999 | 89.6 | 0
8000 | 89.6 | 0
8001 | 89.6 | 0
8002 | 89.6 | 0
8003 | 89.489 | 0
8004 | 89.4741 | 0
8005 | 89.332 | 0
8006 | 89.2515 | 0
8007 | 89.172 | 0
8008 | 89.1435 | 0
8009 | 89.1435 | 0
8010 | 89.121 | 0
8011 | 88.9979 | 0
8012 | 88.9979 | 0
8013 | 88.9845 | 0
8014 | 88.8 | 0
8015 | 88.8 | 0
8016 | 88.8 | 0
8017 | 88.8 | 0
8018 | 88.8 | 0
8019 | 88.8 | 0
8020 | 88.6732 | 0
8021 | 88.652 | 0
8022 | 88.61 | 0
8023 | 88.4546 | 0
8024 | 88.4546 | 0
8025 | 88.4546 | 0
8026 | 88.4546 | 0
8027 | 88.4546 | 0
8028 | 88.3635 | 0
8029 | 88.3256 | 0
8030 | 88.3256 | 0
8031 | 88.3256 | 0
8032 | 88.3256 | 0
8033 | 88.3072 | 0
8034 | 88.307 | 0
8035 | 88.2653 | 0
8036 | 88.264 | 0
8037 | 88.2624 | 0
8038 | 88.2624 | 0
8039 | 88.262 | 0
8040 | 88.18 | 0
8041 | 88.082 | 0
8042 | 88.0252 | 0
8043 | 88 | 0
8044 | 88 | 0
8045 | 88 | 0
8046 | 88 | 0
8047 | 88 | 0
8048 | 88 | 0
8049 | 88 | 0
8050 | 88 | 0
8051 | 87.9635 | 0
8052 | 87.886 | 0
8053 | 87.8474 | 0
8054 | 87.814 | 0
8055 | 87.738 | 0
8056 | 87.682 | 0
8057 | 87.6577 | 0
8058 | 87.6577 | 0
8059 | 87.6577 | 0
8060 | 87.6577 | 0
8061 | 87.6577 | 0
8062 | 87.6577 | 0
8063 | 87.6577 | 0
8064 | 87.642 | 0
8065 | 87.5078 | 0
8066 | 87.356 | 0
8067 | 87.3011 | 0
8068 | 87.2 | 0
8069 | 87.2 | 0
8070 | 87.2 | 0
8071 | 87.2 | 0
8072 | 87.2 | 0
8073 | 87.2 | 0
8074 | 87.2 | 0
8075 | 87.2 | 0
8076 | 87.2 | 0
8077 | 87.2 | 0
8078 | 87.2 | 0
8079 | 87.2 | 0
8080 | 87.2 | 0
8081 | 87.2 | 0
8082 | 87.2 | 0
8083 | 87.2 | 0
8084 | 87.089 | 0
8085 | 87.0262 | 0
8086 | 86.9093 | 0
8087 | 86.8608 | 0
8088 | 86.8608 | 0
8089 | 86.8608 | 0
8090 | 86.8608 | 0
8091 | 86.8608 | 0
8092 | 86.8608 | 0
8093 | 86.8608 | 0
8094 | 86.8608 | 0
8095 | 86.8608 | 0
8096 | 86.8608 | 0
8097 | 86.8608 | 0
8098 | 86.8608 | 0
8099 | 86.801 | 0
8100 | 86.7914 | 0
8101 | 86.787 | 0
8102 | 86.785 | 0
8103 | 86.7502 | 0
8104 | 86.74 | 0
8105 | 86.69 | 0
8106 | 86.69 | 0
8107 | 86.655 | 0
8108 | 86.617 | 0
8109 | 86.5519 | 0
8110 | 86.4494 | 0
8111 | 86.437 | 0
8112 | 86.4 | 0
8113 | 86.4 | 0
8114 | 86.4 | 0
8115 | 86.4 | 0
8116 | 86.4 | 0
8117 | 86.4 | 0
8118 | 86.4 | 0
8119 | 86.4 | 0
8120 | 86.4 | 0
8121 | 86.4 | 0
8122 | 86.4 | 0
8123 | 86.3179 | 0
8124 | 86.2801 | 0
8125 | 86.0639 | 0
8126 | 86.0639 | 0
8127 | 86.0639 | 0
8128 | 86.0639 | 0
8129 | 86.0639 | 0
8130 | 86.0558 | 0
8131 | 86.0558 | 0
8132 | 86.0558 | 0
8133 | 86.02 | 0
8134 | 85.97 | 0
8135 | 85.8721 | 0
8136 | 85.749 | 0
8137 | 85.7196 | 0
8138 | 85.6854 | 0
8139 | 85.6448 | 0
8140 | 85.6448 | 0
8141 | 85.638 | 0
8142 | 85.6 | 0
8143 | 85.6 | 0
8144 | 85.6 | 0
8145 | 85.6 | 0
8146 | 85.6 | 0
8147 | 85.6 | 0
8148 | 85.6 | 0
8149 | 85.6 | 0
8150 | 85.5428 | 0
8151 | 85.467 | 0
8152 | 85.3392 | 0
8153 | 85.3203 | 0
8154 | 85.3203 | 0
8155 | 85.2782 | 0
8156 | 85.267 | 0
8157 | 85.267 | 0
8158 | 85.1346 | 0
8159 | 84.9541 | 0
8160 | 84.8 | 0
8161 | 84.8 | 0
8162 | 84.8 | 0
8163 | 84.8 | 0
8164 | 84.8 | 0
8165 | 84.741 | 0
8166 | 84.5848 | 0
8167 | 84.557 | 0
8168 | 84.507 | 0
8169 | 84.4702 | 0
8170 | 84.4702 | 0
8171 | 84.4702 | 0
8172 | 84.462 | 0
8173 | 84.446 | 0
8174 | 84.4114 | 0
8175 | 84.323 | 0
8176 | 84.2988 | 0
8177 | 84.2832 | 0
8178 | 84.2281 | 0
8179 | 84.1783 | 0
8180 | 84.042 | 0
8181 | 84 | 0
8182 | 84 | 0
8183 | 84 | 0
8184 | 83.995 | 0
8185 | 83.8493 | 0
8186 | 83.8493 | 0
8187 | 83.7151 | 0
8188 | 83.6733 | 0
8189 | 83.5728 | 0
8190 | 83.419 | 0
8191 | 83.4186 | 0
8192 | 83.4186 | 0
8193 | 83.4186 | 0
8194 | 83.396 | 0
8195 | 83.254 | 0
8196 | 83.2 | 0
8197 | 83.2 | 0
8198 | 83.0716 | 0
8199 | 82.933 | 0
8200 | 82.9302 | 0
8201 | 82.892 | 0
8202 | 82.8821 | 0
8203 | 82.8764 | 0
8204 | 82.775 | 0
8205 | 82.665 | 0
8206 | 82.654 | 0
8207 | 82.638 | 0
8208 | 82.6104 | 0
8209 | 82.6008 | 0
8210 | 82.453 | 0
8211 | 82.403 | 0
8212 | 82.4 | 0
8213 | 82.3874 | 0
8214 | 82.3782 | 0
8215 | 82.3782 | 0
8216 | 82.3782 | 0
8217 | 82.3782 | 0
8218 | 82.3435 | 0
8219 | 82.3325 | 0
8220 | 82.3166 | 0
8221 | 82.1914 | 0
8222 | 82.0825 | 0
8223 | 82.0795 | 0
8224 | 82.0705 | 0
8225 | 82.0117 | 0
8226 | 81.8383 | 0
8227 | 81.795 | 0
8228 | 81.783 | 0
8229 | 81.6427 | 0
8230 | 81.6 | 0
8231 | 81.6 | 0
8232 | 81.6 | 0
8233 | 81.6 | 0
8234 | 81.6 | 0
8235 | 81.6 | 0
8236 | 81.515 | 0
8237 | 81.5007 | 0
8238 | 81.5007 | 0
8239 | 81.435 | 0
8240 | 81.362 | 0
8241 | 81.2826 | 0
8242 | 81.253 | 0
8243 | 81.1985 | 0
8244 | 81.1979 | 0
8245 | 81.184 | 0
8246 | 81.1182 | 0
8247 | 81.102 | 0
8248 | 81.0455 | 0
8249 | 80.9652 | 0
8250 | 80.9652 | 0
8251 | 80.9369 | 0
8252 | 80.8682 | 0
8253 | 80.819 | 0
8254 | 80.81 | 0
8255 | 80.81 | 0
8256 | 80.81 | 0
8257 | 80.8 | 0
8258 | 80.7865 | 0
8259 | 80.774 | 0
8260 | 80.761 | 0
8261 | 80.6148 | 0
8262 | 80.579 | 0
8263 | 80.506 | 0
8264 | 80.485 | 0
8265 | 80.475 | 0
8266 | 80.4598 | 0
8267 | 80.4469 | 0
8268 | 80.2656 | 0
8269 | 80.1929 | 0
8270 | 80.162 | 0
8271 | 80.1193 | 0
8272 | 80.078 | 0
8273 | 80 | 0
8274 | 80 | 0
8275 | 80 | 0
8276 | 80 | 0
8277 | 79.923 | 0
8278 | 79.796 | 0
8279 | 79.7665 | 0
8280 | 79.6888 | 0
8281 | 79.6888 | 0
8282 | 79.6888 | 0
8283 | 79.66 | 0
8284 | 79.653 | 0
8285 | 79.4856 | 0
8286 | 79.4371 | 0
8287 | 79.4286 | 0
8288 | 79.4286 | 0
8289 | 79.3551 | 0
8290 | 79.3501 | 0
8291 | 79.3432 | 0
8292 | 79.281 | 0
8293 | 79.24 | 0
8294 | 79.2 | 0
8295 | 79.2 | 0
8296 | 79.067 | 0
8297 | 79.057 | 0
8298 | 78.9726 | 0
8299 | 78.9318 | 0
8300 | 78.901 | 0
8301 | 78.853 | 0
8302 | 78.8376 | 0
8303 | 78.7595 | 0
8304 | 78.738 | 0
8305 | 78.738 | 0
8306 | 78.738 | 0
8307 | 78.738 | 0
8308 | 78.7006 | 0
8309 | 78.5941 | 0
8310 | 78.5463 | 0
8311 | 78.5117 | 0
8312 | 78.42 | 0
8313 | 78.4 | 0
8314 | 78.4 | 0
8315 | 78.3215 | 0
8316 | 78.115 | 0
8317 | 78.0473 | 0
8318 | 77.6938 | 0
8319 | 77.625 | 0
8320 | 77.6 | 0
8321 | 77.379 | 0
8322 | 77.3566 | 0
8323 | 77.3566 | 0
8324 | 77.3566 | 0
8325 | 77.076 | 0
8326 | 76.9871 | 0
8327 | 76.876 | 0
8328 | 76.8 | 0
8329 | 76.8 | 0
8330 | 76.8 | 0
8331 | 76.8 | 0
8332 | 76.7762 | 0
8333 | 76.614 | 0
8334 | 76.5013 | 0
8335 | 76.2014 | 0
8336 | 76.02 | 0
8337 | 76 | 0
8338 | 76 | 0
8339 | 75.9752 | 0
8340 | 75.749 | 0
8341 | 75.7243 | 0
8342 | 75.611 | 0
8343 | 75.453 | 0
8344 | 75.3169 | 0
8345 | 75.2845 | 0
8346 | 75.2 | 0
8347 | 75.163 | 0
8348 | 75.1595 | 0
8349 | 74.961 | 0
8350 | 74.903 | 0
8351 | 74.8706 | 0
8352 | 74.6694 | 0
8353 | 74.649 | 0
8354 | 74.6116 | 0
8355 | 74.5939 | 0
8356 | 74.5939 | 0
8357 | 74.479 | 0
8358 | 74.454 | 0
8359 | 74.3586 | 0
8360 | 74.1644 | 0
8361 | 73.9979 | 0
8362 | 73.9032 | 0
8363 | 73.28 | 0
8364 | 73.0629 | 0
8365 | 73.0251 | 0
8366 | 72.995 | 0
8367 | 72.9207 | 0
8368 | 72.8 | 0
8369 | 72.8 | 0
8370 | 72.8 | 0
8371 | 72.771 | 0
8372 | 72.4879 | 0
8373 | 72 | 0
8374 | 71.8311 | 0
8375 | 71.5652 | 0
8376 | 71.47 | 0
8377 | 71.433 | 0
8378 | 70.538 | 0
8379 | 70.4498 | 0
8380 | 70.3334 | 0
8381 | 69.874 | 0
8382 | 69.845 | 0
8383 | 69.75 | 0
8384 | 69.556 | 0
8385 | 69.059 | 0
8386 | 68.887 | 0
8387 | 68.8 | 0
8388 | 68.6977 | 0
8389 | 68.404 | 0
8390 | 67.2 | 0
8391 | 66.9963 | 0
8392 | 66.9323 | 0
8393 | 66.865 | 0
8394 | 66.3057 | 0
8395 | 66.072 | 0
8396 | 65.492 | 0
8397 | 65.31 | 0
8398 | 64.271 | 0
8399 | 64.133 | 0
8400 | 63.569 | 0
8401 | 62.387 | 0
8402 | 62.252 | 0
8403 | 60.615 | 0
8404 | 60.338 | 0
8405 | 60.106 | 0
8406 | 59.935 | 0
8407 | 59.771 | 0
8408 | 59.139 | 0
8409 | 57.64 | 0
8410 | 57.444 | 0
8411 | 56.963 | 0
8412 | 44.716 | 0
8413 | 39.491 | 0
8414 | 37.99 | 0
8415 | 0 | 0
8416 | 0 | 0
8417 | 0 | 0
8418 | 0 | 0
8419 | 0 | 0
8420 | 0 | 0
8421 | 0 | 0
8422 | 0 | 0
8423 | 0 | 0
8424 | 0 | 0
8425 | 0 | 0
8426 | 0 | 0
8427 | 0 | 0
8428 | 0 | 0
8429 | 0 | 0
8430 | 0 | 0
8431 | 0 | 0
8432 | 0 | 0
8433 | 0 | 0
8434 | 0 | 0
8435 | 0 | 0
8436 | 0 | 0
8437 | 0 | 0
8438 | 0 | 0
8439 | 0 | 0
8440 | 0 | 0
8441 | 0 | 0
8442 | 0 | 0
8443 | 0 | 0
8444 | 0 | 0
8445 | 0 | 0
8446 | 0 | 0
8447 | 0 | 0
8448 | 0 | 0
8449 | 0 | 0
8450 | 0 | 0
8451 | 0 | 0
8452 | 0 | 0
8453 | 0 | 0
8454 | 0 | 0
8455 | 0 | 0
8456 | 0 | 0
8457 | 0 | 0
8458 | 0 | 0
8459 | 0 | 0
8460 | 0 | 0
8461 | 0 | 0
8462 | 0 | 0
8463 | 0 | 0
8464 | 0 | 0
8465 | 0 | 0
8466 | 0 | 0
8467 | 0 | 0
8468 | 0 | 0
8469 | 0 | 0
8470 | 0 | 0
8471 | 0 | 0
8472 | 0 | 0
8473 | 0 | 0
8474 | 0 | 0
8475 | 0 | 0
8476 | 0 | 0
8477 | 0 | 0
8478 | 0 | 0
8479 | 0 | 0
8480 | 0 | 0
8481 | 0 | 0
8482 | 0 | 0
8483 | 0 | 0
8484 | 0 | 0
8485 | 0 | 0
8486 | 0 | 0
8487 | 0 | 0
8488 | 0 | 0
8489 | 0 | 0
8490 | 0 | 0
8491 | 0 | 0
8492 | 0 | 0
8493 | 0 | 0
8494 | 0 | 0
8495 | 0 | 0
8496 | 0 | 0
8497 | 0 | 0
8498 | 0 | 0
8499 | 0 | 0
8500 | 0 | 0
8501 | 0 | 0
8502 | 0 | 0
8503 | 0 | 0
8504 | 0 | 0
8505 | 0 | 0
8506 | 0 | 0
8507 | 0 | 0
8508 | 0 | 0
8509 | 0 | 0
8510 | 0 | 0
8511 | 0 | 0
8512 | 0 | 0
8513 | 0 | 0
8514 | 0 | 0
8515 | 0 | 0
8516 | 0 | 0
8517 | 0 | 0
8518 | 0 | 0
8519 | 0 | 0
8520 | 0 | 0
8521 | 0 | 0
8522 | 0 | 0
8523 | 0 | 0
8524 | 0 | 0
8525 | 0 | 0
8526 | 0 | 0
8527 | 0 | 0
8528 | 0 | 0
8529 | 0 | 0
8530 | 0 | 0
8531 | 0 | 0
8532 | 0 | 0
8533 | 0 | 0
8534 | 0 | 0
8535 | 0 | 0
8536 | 0 | 0
8537 | 0 | 0
8538 | 0 | 0
8539 | 0 | 0
8540 | 0 | 0
8541 | 0 | 0
8542 | 0 | 0
8543 | 0 | 0
8544 | 0 | 0
8545 | 0 | 0
8546 | 0 | 0
8547 | 0 | 0
8548 | 0 | 0
8549 | 0 | 0
8550 | 0 | 0
8551 | 0 | 0
8552 | 0 | 0
8553 | 0 | 0
8554 | 0 | 0
8555 | 0 | 0
8556 | 0 | 0
8557 | 0 | 0
8558 | 0 | 0
8559 | 0 | 0
8560 | 0 | 0
8561 | 0 | 0
8562 | 0 | 0
8563 | 0 | 0
8564 | 0 | 0
8565 | 0 | 0
8566 | 0 | 0
8567 | 0 | 0
8568 | 0 | 0
8569 | 0 | 0
8570 | 0 | 0
8571 | 0 | 0
8572 | 0 | 0
8573 | 0 | 0
8574 | 0 | 0
8575 | 0 | 0
8576 | 0 | 0
8577 | 0 | 0
8578 | 0 | 0
8579 | 0 | 0
8580 | 0 | 0
8581 | 0 | 0
8582 | 0 | 0
8583 | 0 | 0
8584 | 0 | 0
8585 | 0 | 0
8586 | 0 | 0
8587 | 0 | 0
8588 | 0 | 0
8589 | 0 | 0
8590 | 0 | 0
8591 | 0 | 0
8592 | 0 | 0
8593 | 0 | 0
8594 | 0 | 0
8595 | 0 | 0
8596 | 0 | 0
8597 | 0 | 0
8598 | 0 | 0
8599 | 0 | 0
8600 | 0 | 0
8601 | 0 | 0
8602 | 0 | 0
8603 | 0 | 0
8604 | 0 | 0
8605 | 0 | 0
8606 | 0 | 0
8607 | 0 | 0
8608 | 0 | 0
8609 | 0 | 0
8610 | 0 | 0
8611 | 0 | 0
8612 | 0 | 0
8613 | 0 | 0
8614 | 0 | 0
8615 | 0 | 0
8616 | 0 | 0
8617 | 0 | 0
8618 | 0 | 0
8619 | 0 | 0
8620 | 0 | 0
8621 | 0 | 0
8622 | 0 | 0
8623 | 0 | 0
8624 | 0 | 0
8625 | 0 | 0
8626 | 0 | 0
8627 | 0 | 0
8628 | 0 | 0
8629 | 0 | 0
8630 | 0 | 0
8631 | 0 | 0
8632 | 0 | 0
8633 | 0 | 0
8634 | 0 | 0
8635 | 0 | 0
8636 | 0 | 0
8637 | 0 | 0
8638 | 0 | 0
8639 | 0 | 0
8640 | 0 | 0
8641 | 0 | 0
8642 | 0 | 0
8643 | 0 | 0
8644 | 0 | 0
8645 | 0 | 0
8646 | 0 | 0
8647 | 0 | 0
8648 | 0 | 0
8649 | 0 | 0
8650 | 0 | 0
8651 | 0 | 0
8652 | 0 | 0
8653 | 0 | 0
8654 | 0 | 0
8655 | 0 | 0
8656 | 0 | 0
8657 | 0 | 0
8658 | 0 | 0
8659 | 0 | 0
8660 | 0 | 0
8661 | 0 | 0
8662 | 0 | 0
8663 | 0 | 0
8664 | 0 | 0
8665 | 0 | 0
8666 | 0 | 0
8667 | 0 | 0
8668 | 0 | 0
8669 | 0 | 0
8670 | 0 | 0
8671 | 0 | 0
8672 | 0 | 0
8673 | 0 | 0
8674 | 0 | 0
8675 | 0 | 0
8676 | 0 | 0
8677 | 0 | 0
8678 | 0 | 0
8679 | 0 | 0
8680 | 0 | 0
8681 | 0 | 0
8682 | 0 | 0
8683 | 0 | 0
8684 | 0 | 0
8685 | 0 | 0
8686 | 0 | 0
8687 | 0 | 0
8688 | 0 | 0
8689 | 0 | 0
8690 | 0 | 0
8691 | 0 | 0
8692 | 0 | 0
8693 | 0 | 0
8694 | 0 | 0
8695 | 0 | 0
8696 | 0 | 0
8697 | 0 | 0
8698 | 0 | 0
8699 | 0 | 0
8700 | 0 | 0
8701 | 0 | 0
8702 | 0 | 0
8703 | 0 | 0
8704 | 0 | 0
8705 | 0 | 0
8706 | 0 | 0
8707 | 0 | 0
8708 | 0 | 0
8709 | 0 | 0
8710 | 0 | 0
8711 | 0 | 0
8712 | 0 | 0
8713 | 0 | 0
8714 | 0 | 0
8715 | 0 | 0
8716 | 0 | 0
8717 | 0 | 0
8718 | 0 | 0
8719 | 0 | 0
8720 | 0 | 0
8721 | 0 | 0
8722 | 0 | 0
8723 | 0 | 0
8724 | 0 | 0
8725 | 0 | 0
8726 | 0 | 0
8727 | 0 | 0
8728 | 0 | 0
8729 | 0 | 0
8730 | 0 | 0
8731 | 0 | 0
8732 | 0 | 0
8733 | 0 | 0
8734 | 0 | 0
8735 | 0 | 0
8736 | 0 | 0
8737 | 0 | 0
8738 | 0 | 0
8739 | 0 | 0
8740 | 0 | 0
8741 | 0 | 0
8742 | 0 | 0
8743 | 0 | 0
8744 | 0 | 0
8745 | 0 | 0
8746 | 0 | 0
8747 | 0 | 0
8748 | 0 | 0
8749 | 0 | 0
8750 | 0 | 0
8751 | 0 | 0
8752 | 0 | 0
8753 | 0 | 0
8754 | 0 | 0
8755 | 0 | 0
8756 | 0 | 0
8757 | 0 | 0
8758 | 0 | 0
8759 | 0 | 0
8760 | 0 | 0