## Cover
Investment Case Workbook - Factory A Vietnam DPPA Grid CfD E2E
Grid-connected DPPA with CfD (ND57/2025) · prepared 2026-09-13 · REopt dispatch + proforma_vietnam financial engine
REopt run UUID: d08a6e3e-0e22-4374-8260-c2940f4d96d7
Model validation status |  | Live tie-out of every Excel-derived metric against the engine
Colour legend
Hardcoded input / engine output | Case file terms, REopt dispatch results, 8760-h settlement totals, tie-out references
Live Excel formula (white) | Everything derivable is a formula - trace with Excel's formula auditing tools
PASS / REVIEW check cell | Excel-vs-engine tie-out at stated tolerances
Contents
Executive Summary | Headline KPIs for both counterparties
Assumptions | Every case input & contract term with unit, source and named cell
Model Basis | Methodology, settlement math, simplifications register
Pro Forma (Audit) | Full cash flow rebuilt with live formulas + engine tie-out
FX Sensitivity | USD returns under VND depreciation (editable)
Buyer Analysis | Offtaker savings vs business-as-usual
Developer Returns | Sources & uses, coverage, equity cash flow
Technical Results | System sizing, year-1 energy balance, bill comparison
Battery SOH | State of health replayed from the solved dispatch; drives the battery derate
Dispatch Profile | 8760-h dispatch incl. original PV generation; chart shows the peak-load week
Load Duration | Load and net-load duration curves
Year 1 BAU vs DPPA | Side-by-side year-1 buyer/seller position
Monthly / Hourly Settlement | ND57 fee chain, VND-native (full configuration on Assumptions)
Prepared for investment and lending review. Figures are model outputs, not offers; REopt sizing is optimizer output and may shift with solver versions.
Regenerate offline anytime: python -m proforma_vietnam.rebuild_report --case-dir <case>.

## Executive Summary
Investment & PPA Negotiation Summary - Factory A Vietnam DPPA Grid CfD E2E
Grid-connected DPPA with CfD (ND57/2025) · prepared 2026-09-13 · REopt dispatch + proforma_vietnam financial model
Project & System
PV Size (kW) | 3967.838
Battery Power (kW) | 1179.62
Battery Energy (kWh) | 7310.82
Total Investment (USD) | 2876230.24
Contract Terms
CfD Strike Price (VND/kWh) | 2000
CfD Strike Escalation (per year) | 4%
Annual Contract Volume (kWh) | 7664883.239
Transmission Loss Factor k | 1.026
Distribution Loss Factor K_pp | 1.0273
DPPA Service Fee (VND/kWh) | 360
Settlement Adder C_CL (VND/kWh) | 163.3
Analysis Period (Years) | 20
Developer (Seller) Returns
Equity IRR | 17.51%
Project IRR | 13.5%
NPV (USD) | 920388.9678 | At owner discount rate
Minimum DSCR (debt years) | 1.1627 | Lender covenant view
Average DSCR | 1.3512
Simple Payback (Years) | 8.6575
Equity Investment (USD) | 862869.072
Debt Principal (USD) | 2013361.168
Buyer (Offtaker) Outcome
Year 1 BAU Cost (USD) | 731030.93
Year 1 Cost With Project (USD) | 772621.9957
Year 1 Buyer Savings (USD) | -41591.0657
Year 1 Savings (% of BAU) | -5.689%
First 10 Years Buyer Savings (USD) | -520301.1094 | Cumulative, years 1-10
First 10 Years Savings (% of BAU) | -5.928%
Lifetime Buyer Savings (USD) | -1349418.9366 | Sum over analysis period
Lifetime Savings (% of BAU) | -6.199%
Model Basis & Conventions
• Buyer settlement quantity Q_Khc = min(hourly load, loss-adjusted generation Q_adj); excess generation is sold by the generator at FMP and never billed to the buyer.
• PV degradation, O&M escalation and battery replacement (REopt schedule) are applied across the analysis period.
• PV straight-line depreciation over 20 years (Circular 45/2013/TT-BTC permits 7-20 years for generating equipment).
• Vietnam CIT: 4-year exemption + 9-year 50% reduction from first profitable year; 5-year tax-loss carryforward.
• All USD figures at the fixed contract exchange rate (see Assumptions); FX drift between VND revenue and USD reporting is quantified on the FX Sensitivity sheet.

## Assumptions
Assumptions & Model Inputs
Shaded cells are hardcoded inputs (case file or engine output); named cells drive every formula on the Pro Forma (Audit) sheet.
Project & Run
Case name | Factory A Vietnam DPPA Grid CfD E2E |  | case.json
Financing structure | Grid DPPA with CfD (ND57/2025) |  | proforma_vietnam.structures
REopt run UUID | d08a6e3e-0e22-4374-8260-c2940f4d96d7 |  | REopt API
Report prepared | 2026-09-13
Analysis period | 20 | years | proforma_vietnam.defaults replacement policy (PROJECT_YEARS) unless case.json financial.analysis_years overrides
Tariff year | 2025 |  | case.json tariff.year
Voltage level | 22-110kV |  | case.json tariff.voltage_level
TOU schedule | decision_963 |  | case.json tariff.tou_schedule
Site & Load Profile (case.json)
Latitude | 10.8231 | deg | case.json site.latitude
Longitude | 106.6297 | deg | case.json site.longitude
Load profile file | Sample Load Profile/Emivest_clean.csv |  | case.json load_profile.path (8760 hourly kW)
Load year | 2025 |  | case.json load_profile.year
PV Technology (case.json)
PV minimum size | 0 | kW | case.json technologies.pv.min_kw
PV maximum size | 10000 | kW | case.json technologies.pv.max_kw
PV installed cost | 480 | USD/kW | case.json technologies.pv.installed_cost_per_kw
PV O&M cost | 6 | USD/kW/yr | case.json technologies.pv.om_cost_per_kw
PV degradation (case input) | 0.5% | per year | case.json technologies.pv.degradation_fraction
PVWatts tilt | 10 |  | case.json technologies.pv.pvwatts (production factor inputs)
PVWatts azimuth | 180 |  | case.json technologies.pv.pvwatts (production factor inputs)
PVWatts array_type | 1 |  | case.json technologies.pv.pvwatts (production factor inputs)
PVWatts module_type | 0 |  | case.json technologies.pv.pvwatts (production factor inputs)
PVWatts losses | 14 |  | case.json technologies.pv.pvwatts (production factor inputs)
PVWatts dc_ac_ratio | 1.2 |  | case.json technologies.pv.pvwatts (production factor inputs)
Storage Technology (case.json)
Storage minimum power | 0 | kW | case.json technologies.storage.min_kw
Storage maximum power | 5000 | kW | case.json technologies.storage.max_kw
Storage minimum energy | 0 | kWh | case.json technologies.storage.min_kwh
Storage maximum energy | 20000 | kWh | case.json technologies.storage.max_kwh
Storage cost per kW | 80 | USD/kW | case.json technologies.storage.installed_cost_per_kw
Storage cost per kWh | 120 | USD/kWh | case.json technologies.storage.installed_cost_per_kwh
Storage fixed cost | 0 | USD | case.json technologies.storage.installed_cost_constant
O&M (fraction of installed cost) | 1% | per year | case.json technologies.storage.om_cost_fraction_of_installed_cost
Currency & FX
Model currency | USD |  | EVN tariff converted VND→USD before REopt; see Model Basis
Contract exchange rate | 26300 | VND per USD | case.json tariff.exchange_rate_vnd_per_usd
FX treatment | Held flat over the analysis period |  | Simplification - see FX Sensitivity sheet
Capital Costs
PV capex | 1904562.24 | USD | REopt PV size_kw × installed_cost_per_kw
BESS capex | 971668 | USD | REopt ElectricStorage initial_capital_cost
Other capex | 0 | USD | case.json (developer overrides)
Total investment |  | USD | Formula: PV + BESS + Other
Operating Costs
Year-1 O&M | 33523.7149 | USD/yr | REopt Financial.year_one_om_costs_before_tax
O&M escalation | 3% | per year | vietnam_defaults.json / case.json financial.om_escalation_rate
Replacement Policy
Battery replacement | Not scheduled inside the 20 year horizon |  | Client direction 2026-09-12: capacity fade is carried on the Battery SOH sheet and derates the battery's savings; REopt sent replace_cost 0. Opt in per case with technologies.storage.replacement
Battery cycle life (EFC to 80 percent) | 8000 | cycles | proforma_vietnam.defaults BESS_CYCLE_LIFE_EFC unless case.json technologies.storage.cycle_life_efc overrides (sets the SOH cycle fade: (1 - 0.80) / cycle life per kWh discharged)
Battery ageing treatment | derate |  | case.json technologies.storage.ageing_treatment (2026-09-13): derate multiplies the battery's savings by the year's SOH; augment keeps the capacity at nominal and books the daily top-up as an operating cost (Pro Forma row 'Battery augmentation')
Augmentation price declination | 3% | per year | proforma_vietnam.defaults BESS_AUGMENTATION_PRICE_DECLINATION_RATE unless technologies.storage.augmentation_price_declination_rate; the top-up is priced at the installed USD/kWh sent to REopt times (1 - rate)^(day/365), REopt's own degradation price path
PV inverter replacement year | 11 | year | proforma_vietnam.defaults replacement policy
PV inverter replacement fraction of PV capex | 10% | fraction | proforma_vietnam.defaults replacement policy
PV inverter replacement cost | 190456.224 | USD | Engine: fraction x solved PV capex (none booked when the run has no PV)
Tariff & Escalation
EVN energy escalation | 4% | per year | case.json tariff.evn_energy_escalation_rate
EVN capacity (demand) escalation | 4% | per year | case.json tariff.evn_capacity_escalation_rate
PV degradation | 0.5% | per year | REopt PV.degradation_fraction
Tariff currency fed to REopt | USD |  | case.json tariff.currency
Two-component tariff pilot | FALSE | yes/no | case.json tariff.two_component_pilot_enabled
Contract Terms
ESCO energy price (fraction of EVN tariff) | 90% | fraction | case.json esco_contract.esco_energy_discount_fraction
Demand savings share to ESCO | 80% | fraction | case.json esco_contract.demand_savings_esco_share
Grid charging enabled | FALSE | yes/no | case.json esco_contract.grid_charging_enabled
CfD strike price | 2000 | VND/kWh | case.json dppa.cfd_strike_per_kwh_vnd
CfD strike escalation | 4% | per year | case.json dppa.cfd_strike_escalation_rate
DPPA fee / FMP escalation | 4% | per year | case.json dppa.fee_escalation_rate
Annual CfD contract volume | 7664883.239 | kWh/yr | case.json dppa.cfd_contract_volume_kwh_per_hour
Transmission loss factor k (price-only) | 1.026 | ratio | ND57; CFMP = FMP × k
Distribution loss factor K_pp | 1.0273 | ratio | ND57 by voltage; Q_adj = Q_meter / K_pp
DPPA system service fee | 360 | VND/kWh | 2025 EVN published fee
Settlement adder C_CL | 163.3 | VND/kWh | 2025 EVN published adder
Allocation fraction δ | 1 | fraction | case.json dppa.allocation_fraction_delta
FMP / CFMP price series | DPPA DOC/fmp_cfmp_vn.json |  | case.json dppa.fmp_series_path (8760-hour VND/kWh)
Financing
Debt fraction | 70% | of total capex | vietnam_defaults.json / case.json financial.debt_fraction
Debt interest rate | 8.5% | per year | vietnam_defaults.json / case.json financial.debt_interest_rate_fraction
Debt term | 10 | years | vietnam_defaults.json / case.json financial.debt_term_years
Debt principal |  | USD | Formula: total investment × debt fraction
Equity investment |  | USD | Formula: total investment − debt
Annual debt payment (level) |  | USD/yr | Standard annuity over the debt term
Owner discount rate | 10% | per year | case.json financial.owner_discount_rate_fraction
Tax & Depreciation (Vietnam)
CIT regime | RE producer - Law 67/2025 preferential (10% / 15y) |  | proforma_vietnam.cash_flow (structure-dependent; explicit override wins)
CIT standard rate | 20% | of taxable income | Law 67/2025/QH15; vietnam_defaults.json
CIT preferential rate (RE producer) | 10% | of taxable income | Law 67/2025/QH15 + Decree 320/2025/NĐ-CP (first-15-year window)
CIT preferential-rate period | 15 | years (from year 1) | Law 67/2025/QH15
CIT holiday | 4 | years | Law 67/2025 (from first profitable year); Circular 78/2014 Art. 18 shape
CIT reduced-rate period | 9 | years | Law 67/2025; Circular 78/2014 Art. 18 shape
CIT reduction during period | 50% | of applicable base rate | Law 67/2025 (50% of base rate)
Tax-loss carryforward limit | 5 | years | Law 67/2025; Circular 78/2014 Art. 9 shape
Incentive clock cap | 4 | year (latest start) | Law 67/2025; Circular 78/2014 Art. 18 shape
PV depreciation (straight-line) | 20 | years | Circular 45/2013/TT-BTC (7–20 yr band)
BESS depreciation (straight-line) | 8 | years | Circular 45/2013/TT-BTC
Year-1 Engine Outputs (hardcoded - dispatch × tariff, not derivable in-sheet)
Year-1 BAU EVN bill | 731030.93 | USD | REopt ElectricTariff.year_one_bill_before_tax_bau
Year-1 optimized EVN bill | 300370.7263 | USD | REopt ElectricTariff.year_one_bill_before_tax
Year-1 BAU demand charge | 0 | USD | REopt year_one_demand_cost_before_tax_bau
Year-1 optimized demand charge | 0 | USD | REopt year_one_demand_cost_before_tax
Year-1 demand savings base | 0 | USD | max(BAU − optimized demand charge, 0)
Year-1 served-energy retail value | 430660.1778 | USD | Σ project-served kWh × EVN TOU rate (8760 h)
Year-1 battery energy revenue base | 0 | USD | Battery-served kWh x TOU rate x ESCO discount (inside the served series (PV-charged storage))
Year-1 battery served-energy retail value | 222084.1267 | USD | Battery-served kWh x EVN TOU rate
Year-1 battery net energy value outside served | 0 | USD | Discharge at retail minus grid charging (direct ownership / battery-only cases)
Year-1 battery demand relief | 0 | USD | PV-only counterfactual demand charge minus solved (counterfactual)
Battery share of matched energy | 37.5% | fraction | Battery-served kWh / project-served kWh
Year-1 C_DN (spot energy) | 266658.73 | USD | settle_dppa_year_one: Σ Q_Khc × CFMP × K_pp
Year-1 C_DPPA (system fee) | 63442.6908 | USD | Σ Q_Khc × f_dppa
Year-1 C_CL (settlement adder) | 28778.3095 | USD | Σ Q_Khc × f_cl
Year-1 C_BL (retail shortfall) | 313872.8865 | USD | Σ shortfall × EVN TOU rate
Year-1 CfD strike leg | 352452.0139 | USD | Σ P_c × min(Q_c, Q_Khc)
Year-1 CfD market offset | 252765.6585 | USD | Σ FMP × min(Q_c, Q_Khc)
Year-1 generator FMP revenue | 291520.2966 | USD | Σ Q_re_meter × FMP
Year-1 matched-energy retail value | 417158.0395 | USD | Σ Q_Khc × EVN TOU rate (degradation repurchase)
Other Assumptions (assumptions.json echo)
battery_ageing_treatment | derate |  | assumptions.json
bess_augmentation_price_declination_rate | 0.03 |  | assumptions.json
dppa_regulatory_source | NLDC/EVN 2025 announcements (EVN notice 08/05/2025, provisional); NSMO CD7 worked example |  | assumptions.json
dppa_regulatory_vintage_year | 2025 |  | assumptions.json
rate_vintage_source | EVN retail electricity tariff, Decision 1279/QD-BCT dated 2025-05-09 |  | assumptions.json
rate_vintage_year | 2025 |  | assumptions.json
tariff_category | manufacturing |  | assumptions.json

## Model Basis
Model Basis, Conventions & Simplifications
1. Model architecture
• REopt (NLR optimization engine) selects PV/BESS sizing and hourly dispatch against the EVN time-of-use tariff over an 8760-hour year.
• proforma_vietnam post-processes the REopt run: an hourly ND57/2025 DPPA settlement layer (when applicable) and a 20-year developer cash flow with Vietnam tax and debt.
• This workbook is generated from that engine. The Pro Forma (Audit) sheet re-derives the full cash flow with live Excel formulas from the named inputs on the Assumptions sheet; the Checks block ties every metric back to the engine (PASS/REVIEW).
2. Currency & FX
• All money flows are computed in USD at the fixed contract rate (26,300 VND/USD).
• Underlying revenue is VND-denominated (EVN tariff, FMP market, DPPA fees). Holding FX flat for the analysis period is a simplification: the FX Sensitivity sheet quantifies USD-reported returns under 0-3%/yr VND depreciation.
• Sheets that show VND amounts (Hourly/Monthly Settlement, DPPA fee inputs) are VND-native regulatory quantities, not conversions.
• Debt is assumed VND-denominated (local bank), so DSCR is FX-neutral.
3. Settlement math - ND57/2025 grid DPPA with CfD
• Q_adj[h] = Q_re_meter[h] / K_pp × delta - quantity conversion generator→customer uses K_pp only (CD7 Ví dụ 1); k is price-only.
• Q_Khc[h] = min(load[h], Q_adj[h]) - the buyer settles only matched consumption; surplus stays with the generator at FMP and is never billed to the buyer.
• C_DN = Q_Khc × CFMP × K_pp with CFMP = FMP × k; C_DPPA = Q_Khc × f_dppa; C_CL = Q_Khc × f_cl; C_BL = shortfall × EVN TOU retail.
• CfD settles on min(Q_c, Q_Khc) per CD7 Ví dụ 4: CfD[h] = (P_c − FMP[h]) × Q_cfd[h]. The strike leg escalates at the contracted strike escalation; the market legs at the fee escalation.
• Curtailed PV from the self-consumption REopt run is credited as grid export at FMP (the generator does not curtail under DPPA).
• Year-1 settlement is computed hourly; later years scale the year-1 totals by the escalation and degradation factors shown on the Pro Forma (Audit) sheet.
4. Multi-year mechanics
• PV degradation compounds on generation-linked terms; energy lost to degradation is repurchased from EVN at retail (added to the buyer's residual bill / C_BL).
• O&M escalates at its own rate. Battery: no scheduled replacement inside the horizon (client direction 2026-09-12); capacity fade is carried by the Battery SOH curve and derates the battery's savings each year. The PV inverter is booked in year 11 at 10 percent of the solved PV capex.
• Battery state of health: REopt.jl v0.57.0's daily fade recurrence (calendar fade on the average stored energy, cycle fade on the energy discharged) replayed over the horizon on the solved year-1 dispatch, with the hours-per-time-step factor removed so 15 minute and hourly solves age alike. Cycle life 8,000 EFC to 80 percent sets the cycle coefficient. Treatment: derate. The battery's share of energy revenue, retail repurchase, demand relief and grid arbitrage is multiplied by the year's average SOH; energy delivered is assumed to scale with capacity (the battery treated as capacity-bound every day), an upper bound on the loss. The cost of keeping the capacity by augmentation instead is shown on the Battery SOH sheet for comparison. The optimiser does not see the curve. See the Battery SOH sheet.
• Debt: level-payment annuity over the debt term (interest + principal split per the Debt Schedule block).
• CIT regime: renewable-energy producer (Law 67/2025/QH15 + Decree 320/2025/NĐ-CP) - 10% preferential base rate for the first 15 years counted from the first revenue-generating year, then 20%. The 4-year exemption and 9-year 50%-reduction periods count from the first profitable year, no later than year 4; the 50% reduction applies to the then-applicable base rate. Tax losses carry forward at most 5 consecutive years, consumed FIFO - the carryforward schedule is fully visible on the Pro Forma sheet.
• Straight-line depreciation: PV over the configured life within the 7-20y band of Circular 45/2013/TT-BTC; BESS over its own life.
• Battery replacement is CAPITALIZED, not expensed (VAS / Circular 45/2013): each replacement battery is a fixed asset depreciated straight-line over the 8-year BESS class life from its in-service (replacement) year, with each replacement year carrying its own schedule. The replacement cash outflow is unchanged - only the CIT deduction timing shifts from a single full deduction to the depreciation stream.
5. Simplifications register (disclosed for audit)
• Fixed FX over the analysis period - quantified on the FX Sensitivity sheet.
• Battery replacement depreciation is truncated at the analysis horizon: charges beyond the final year are simply not taken and the undepreciated remainder is not written off (no terminal disposal/salvage of the replaced or residual battery is modelled).
• VAT is out of scope (pass-through assumed for both parties).
• No working-capital, DSRA, or terminal/residual value is modelled.
• A single dispatch year (8760 h) is escalated; no re-dispatch in later years.
• REopt sizing is optimizer output and can vary slightly between solver versions; the financial post-processing is deterministic given results.json.
6. How to validate this workbook
• 1) Assumptions sheet: confirm every shaded input against the case file / contract term sheet.
• 2) Pro Forma (Audit): trace any line - formulas reference named cells (e.g. ESC_ENERGY, DEBT_RATE) and prior rows only.
• 3) Checks block: every metric shows Excel vs engine with PASS/REVIEW at stated tolerances (amounts $1, rates 5 bp, DSCR 0.005, payback 0.05 yr).
• 4) FX Sensitivity: rate cells are editable; Excel recomputes IRR/NPV live.
• 5) Technical sheets (Technical Results, Dispatch Profile, Load Duration, Settlement) are engine output for record. The Dispatch sheet's PV production factor (kWh/kW, PVWatts-derived) is the hourly solar-resource signal - REopt does not persist raw irradiance.
7. Key references
• ND57/2025 (DPPA decree) Art. 14-18 - settlement chain and eligibility.
• NSMO/CD7 simulation examples - k price-only conversion (Ví dụ 1), CfD cap on matched volume (Ví dụ 4).
• Law 67/2025/QH15 + Decree 320/2025/NĐ-CP - CIT rates, RE-producer preferential incentive, holiday & loss carryforward (legacy Circular 78/2014 Art. 9, 18 shape kept for the standard regime).
• Circular 45/2013/TT-BTC - fixed-asset depreciation bands.
• EVN retail tariff (current & QĐ963 TOU structures) as configured in the case file.

## Pro Forma (Audit)
Pro Forma (Audit) - every white cell is a live Excel formula
Shaded cells are hardcoded engine outputs (REopt dispatch / 8760-h settlement / tie-out reference). All other cells derive from the named cells on the Assumptions sheet. Currency: USD at the fixed contract FX rate.
TIMELINE & INDEXATION
Year | index | 0 | 1 | 2 | 3 | 4 | 5 | 6 | 7 | 8 | 9 | 10 | 11 | 12 | 13 | 14 | 15 | 16 | 17 | 18 | 19 | 20
EVN energy escalation factor | index
EVN capacity escalation factor | index
O&M escalation factor | index
PV degradation factor | index
Battery SOH factor (year average) | index | 1 | 0.99163 | 0.98135 | 0.97269 | 0.96458 | 0.95677 | 0.94917 | 0.94171 | 0.93436 | 0.9271 | 0.91992 | 0.91279 | 0.90572 | 0.8987 | 0.89171 | 0.88476 | 0.87784 | 0.87095 | 0.86408 | 0.85724 | 0.85042
Generation factor (PV degradation, battery SOH) | index
DPPA fee / FMP escalation factor | index
CfD strike escalation factor | index
REVENUE (USD)
Generator FMP market revenue | USD
CfD strike leg (P_c × Q_cfd) | USD
CfD market offset (FMP × Q_cfd) | USD
CfD net settlement (to generator) | USD
Generator revenue (FMP + CfD net) | USD
Demand charge savings (total) | USD
ESCO share of demand savings | USD
Total developer revenue | USD
OPERATING COSTS (USD)
O&M | USD
Equipment replacement (engine schedule) | USD |  | 0 | 0 | 0 | 0 | 0 | 0 | 0 | 0 | 0 | 0 | 190456.224 | 0 | 0 | 0 | 0 | 0 | 0 | 0 | 0 | 0
EBITDA | USD
DEBT SCHEDULE (USD)
Opening debt balance | USD
Interest | USD
Principal repayment | USD
Debt service | USD
Closing debt balance | USD
DEPRECIATION & VIETNAM CIT (USD)
PV depreciation (straight-line) | USD
BESS depreciation (straight-line) | USD
Replacement depreciation (in-service yr 11) | USD
Total depreciation | USD
Taxable income before loss relief (EBT) | USD
New tax loss arising | USD
Assessable income (pre-relief) | USD
Loss vintage aged 1y - available | USD | 1: 0
Loss vintage aged 2y - available | USD | 1: 0
Loss vintage aged 3y - available | USD | 1: 0
Loss vintage aged 4y - available | USD | 1: 0
Loss vintage aged 5y - available | USD | 1: 0
Loss vintage aged 5y - utilised | USD
Loss vintage aged 4y - utilised | USD
Loss vintage aged 3y - utilised | USD
Loss vintage aged 2y - utilised | USD
Loss vintage aged 1y - utilised | USD
Loss relief utilised (FIFO, ≤5y old) | USD
Taxable income after loss relief | USD
Profitable-to-date flag (starts CIT clock) | 0/1
CIT clock start year (first profit, capped) |  | 1: Circular 78/2014 Art. 18
Applicable base CIT rate (preferential window) | %
Applicable CIT rate | %
CIT payable | USD
CASH FLOW & COVERAGE (USD)
Cash available for debt service (CFADS) | USD
Project cash flow (unlevered, post-tax) | USD
Equity cash flow | USD
Cumulative equity cash flow | USD
DSCR (debt years) | x
OFFTAKER (BUYER) POSITION (USD)
BAU EVN bill (energy + demand) | USD
C_DN spot energy (Q_Khc × CFMP × K_pp) | USD
C_DPPA system service fee | USD
C_CL settlement adder | USD
C_BL retail shortfall (incl. degradation repurchase) | USD
Buyer cost with project | USD
Buyer savings vs BAU | USD
Buyer savings (% of BAU) | %
RETURN METRICS (Excel formulas)
Equity IRR
Project IRR (unlevered)
Equity NPV @ owner discount rate
Minimum DSCR (debt years) |  | 1: MIN ignores the blank non-debt years
Average DSCR (debt years)
First year cumulative equity CF ≥ 0
Simple equity payback |  | 1: years
ROI (cumulative equity CF / equity)
Buyer savings, years 1-10 (% of BAU)
CHECKS - EXCEL vs ENGINE (per-year tie-out)
Equity cash flow (engine) | USD | -862869.072 | 49915.6602 | 62405.9414 | 75517.5992 | 89155.8158 | 103314.084 | 118000.0911 | 126328.9913 | 140381.9773 | 148827.2626 | 163821.7435 | 296889.8894 | 504632.1031 | 522540.5796 | 541093.1207 | 560312.1612 | 507402.1786 | 524768.7524 | 542757.6708 | 556629.4057 | 575929.4368
CFADS (engine) | USD |  | 356767.4154 | 369257.6965 | 382369.3544 | 396007.571 | 410165.8392 | 424851.8462 | 433180.7464 | 447233.7324 | 455679.0178 | 470673.4987 | 296889.8894 | 504632.1031 | 522540.5796 | 541093.1207 | 560312.1612 | 507402.1786 | 524768.7524 | 542757.6708 | 556629.4057 | 575929.4368
CIT (engine) | USD |  | 0 | 0 | 0 | 0 | 0 | 0 | 6897.8271 | 8628.0047 | 16539.7893 | 18495.0689 | 19384.7881 | 20294.577 | 21237.1284 | 22213.5779 | 23225.1064 | 97091.7597 | 101433.4031 | 105930.6327 | 115350.3234 | 120175.3312
Max ¦Excel − engine¦ this year | USD
Check |  | 0: Excel; 1: Engine; 2: Delta; 3: Status
Per-year cash flow tie-out (max delta, all years) |  | 1: 0
Equity IRR |  | 1: 17.51%
Project IRR |  | 1: 13.5%
Equity NPV |  | 1: 920388.9678
Minimum DSCR |  | 1: 1.1627
Average DSCR |  | 1: 1.3512
Simple equity payback |  | 1: 8.6575
ROI |  | 1: 719.8%
Buyer savings, years 1-10 (% of BAU) |  | 1: -5.928%

## FX Sensitivity
FX Sensitivity - VND depreciation vs USD returns
Cash flows are VND-denominated (EVN tariff / DPPA settlement) but reported in USD at the fixed contract rate. Each scenario deflates the year-t USD equity cash flow by (1+d)^t. Debt is assumed VND-denominated, so DSCR is unchanged. The rate cells are editable; engine columns validate the default scenarios.
VND depreciation (per year) | Equity IRR (USD) | Equity NPV (USD) | Equity IRR (engine) | Equity NPV (engine) | Status
0% |  |  | 17.51% | 920388.9678
1% |  |  | 16.35% | 723222.0399
2% |  |  | 15.21% | 553271.4856
3% |  |  | 14.09% | 406314.9185
Helper - FX-adjusted equity cash flow per scenario (USD): CF_t / (1 + d)^t
| 0 | 1 | 2 | 3 | 4 | 5 | 6 | 7 | 8 | 9 | 10 | 11 | 12 | 13 | 14 | 15 | 16 | 17 | 18 | 19 | 20

## Buyer Analysis
Buyer Analysis - Cost vs Business-As-Usual
Annual electricity cost with the project compared against the EVN-only baseline (USD)
Year 1 Snapshot
| Year 1 BAU Cost (USD) | 731030.93
| Year 1 Cost With Project (USD) | 772621.9957
| Year 1 Savings (USD) | -41591.0657
| Year 1 Savings (% of BAU) | -5.689%
| of which C_DN spot energy (USD) | 265821.2862
| of which C_DPPA + C_CL fees (USD) | 91931.3795
| of which C_BL retail shortfall (USD) | 315182.9746
| of which CfD payment, net (USD) | 99686.3554 | Positive = buyer pays generator
| First 10 Years Savings (USD) | -520301.1094 | Cumulative, years 1-10
| First 10 Years Savings (% of BAU) | -5.928%
| Lifetime Savings (USD) | -1349418.9366 | Cumulative over analysis period
| Lifetime Savings (% of BAU) | -6.199%
Year | BAU Cost (USD) | Cost With Project (USD) | Savings (USD) | Savings (% of BAU) | Cumulative Savings (USD)
1 | 731030.93 | 772621.9957 | -41591.0657 | -5.689% | -41591.0657
2 | 760272.1672 | 803949.8192 | -43677.652 | -5.745% | -85268.7177
3 | 790683.0539 | 836508.4238 | -45825.3699 | -5.796% | -131094.0876
4 | 822310.376 | 870371.0251 | -48060.6491 | -5.845% | -179154.7366
5 | 855202.7911 | 905595.3567 | -50392.5656 | -5.892% | -229547.3022
6 | 889410.9027 | 942238.5734 | -52827.6707 | -5.94% | -282374.9729
7 | 924987.3388 | 980359.1215 | -55371.7827 | -5.986% | -337746.7556
8 | 961986.8324 | 1020017.3443 | -58030.5119 | -6.032% | -395777.2675
9 | 1000466.3057 | 1061275.7756 | -60809.4699 | -6.078% | -456586.7374
10 | 1040484.9579 | 1104199.3299 | -63714.372 | -6.124% | -520301.1094
11 | 1082104.3562 | 1148855.4509 | -66751.0946 | -6.169% | -587052.204
12 | 1125388.5305 | 1195314.2436 | -69925.7131 | -6.213% | -656977.9171
13 | 1170404.0717 | 1243648.5999 | -73244.5282 | -6.258% | -730222.4453
14 | 1217220.2346 | 1293934.3226 | -76714.088 | -6.302% | -806936.5333
15 | 1265909.044 | 1346250.2499 | -80341.2059 | -6.347% | -887277.7393
16 | 1316545.4057 | 1400678.3837 | -84132.978 | -6.39% | -971410.7173
17 | 1369207.2219 | 1457304.0204 | -88096.7984 | -6.434% | -1059507.5157
18 | 1423975.5108 | 1516215.8865 | -92240.3757 | -6.478% | -1151747.8914
19 | 1480934.5312 | 1577506.2789 | -96571.7476 | -6.521% | -1248319.639
20 | 1540171.9125 | 1641271.2101 | -101099.2977 | -6.564% | -1349418.9366

## Developer Returns
Developer Returns - Financing & Cash Flow
Seller/ESCO investment case: sources & uses, return metrics and annual equity cash flow (USD)
Sources & Uses
| Total Investment (USD) | 2876230.24
| Debt Principal (USD) | 2013361.168
| Equity Investment (USD) | 862869.072
Return Metrics
| Equity IRR | 17.51%
| Project IRR | 13.5%
| NPV (USD) | 920388.9678 | At owner discount rate
| Minimum DSCR (debt years) | 1.1627
| Average DSCR | 1.3512
| Simple Payback (Years) | 8.6575
| ROI (cumulative equity CF / equity) | 719.8%
Year | Revenue (USD) | O&M + Replacement (USD) | CIT (USD) | CFADS (USD) | Debt Service (USD) | DSCR | Equity Cash Flow (USD) | Cumulative Equity CF (USD)
1 | 390291.1303 | 33523.7149 | 0 | 356767.4154 | 306851.7552 | 1.1627 | 49915.6602 | -812953.4118
2 | 403787.1229 | 34529.4263 | 0 | 369257.6965 | 306851.7552 | 1.2034 | 62405.9414 | -750547.4704
3 | 417934.6635 | 35565.3091 | 0 | 382369.3544 | 306851.7552 | 1.2461 | 75517.5992 | -675029.8712
4 | 432639.8394 | 36632.2684 | 0 | 396007.571 | 306851.7552 | 1.2906 | 89155.8158 | -585874.0554
5 | 447897.0757 | 37731.2365 | 0 | 410165.8392 | 306851.7552 | 1.3367 | 103314.084 | -482559.9714
6 | 463715.0198 | 38863.1736 | 0 | 424851.8462 | 306851.7552 | 1.3846 | 118000.0911 | -364559.8803
7 | 480107.6423 | 40029.0688 | 6897.8271 | 433180.7464 | 306851.7552 | 1.4117 | 126328.9913 | -238230.889
8 | 497091.678 | 41229.9408 | 8628.0047 | 447233.7324 | 306851.7552 | 1.4575 | 140381.9773 | -97848.9117
9 | 514685.6461 | 42466.8391 | 16539.7893 | 455679.0178 | 306851.7552 | 1.485 | 148827.2626 | 50978.3509
10 | 532909.4118 | 43740.8442 | 18495.0689 | 470673.4987 | 306851.7552 | 1.5339 | 163821.7435 | 214800.0944
11 | 551783.971 | 235509.2936 | 19384.7881 | 296889.8894 | 0 |  | 296889.8894 | 511689.9838
12 | 571331.3417 | 46404.6616 | 20294.577 | 504632.1031 | 0 |  | 504632.1031 | 1016322.0868
13 | 591574.5095 | 47796.8015 | 21237.1284 | 522540.5796 | 0 |  | 522540.5796 | 1538862.6665
14 | 612537.4042 | 49230.7055 | 22213.5779 | 541093.1207 | 0 |  | 541093.1207 | 2079955.7872
15 | 634244.8942 | 50707.6267 | 23225.1064 | 560312.1612 | 0 |  | 560312.1612 | 2640267.9483
16 | 656722.7938 | 52228.8555 | 97091.7597 | 507402.1786 | 0 |  | 507402.1786 | 3147670.127
17 | 679997.8766 | 53795.7212 | 101433.4031 | 524768.7524 | 0 |  | 524768.7524 | 3672438.8794
18 | 704097.8962 | 55409.5928 | 105930.6327 | 542757.6708 | 0 |  | 542757.6708 | 4215196.5501
19 | 729051.6097 | 57071.8806 | 115350.3234 | 556629.4057 | 0 |  | 556629.4057 | 4771825.9558
20 | 754888.8049 | 58784.037 | 120175.3312 | 575929.4368 | 0 |  | 575929.4368 | 5347755.3926

## Technical Results
Metric | Value
System Sizing
PV Size (kW) | 3967.838
Battery Power (kW) | 1179.62
Battery Energy (kWh) | 7310.82
Annual Energy Balance (Year 1)
PV to Load (kWh) | 2992662.3815
PV to Storage (kWh) | 1996001.9353
PV to Grid (kWh) | 0
Storage to Load (kWh) | 1795687.0892
Grid to Load (kWh) | 4730611.958
PV Curtailed (kWh) | 598220.5648
Grid to Storage (kWh) | 0
Year-1 Utility Bill Comparison
BAU Utility Bill (USD) | 731030.93
Optimized Utility Bill (USD) | 300370.7263
Utility Bill Savings (USD) | 430660.2037
BAU Demand Charge (USD) | 0
Optimized Demand Charge (USD) | 0
Demand Charge Savings (USD) | 0
Solar Resource (Year 1)
Annual POA Irradiation (kWh/m²) | 1929.6822
Performance Ratio (Year 1) | 72.97%

## Battery SOH
Battery state of health
Method: REopt.jl v0.57.0 daily fade recurrence replayed over the horizon on the solved year-1 dispatch. SOH[d] = SOH[d-1] - (k_cal x a x Eavg[d-1] x d^(a-1) + k_cyc x E_discharged[d-1]), SOH in kWh, with the hours-per-time-step factor removed (h = 1) so 15 minute and hourly solves age alike.
Cycle fade: k_cyc = (1 - 0.80) / cycle life = 2.500e-05 kWh lost per kWh discharged (cycle life 8,000 EFC to 80 percent).
Calendar fade: k_cal = 1.16e-03, exponent a = 0.428 (NREL laboratory defaults, no chemistry or temperature calibration).
Use: the year-average SOH multiplies the battery's share of the savings on the Pro Forma (Audit) sheet (row 'Battery SOH factor'). Energy delivered is assumed to scale with capacity, the battery treated as capacity-bound every day: an upper bound on the loss. The cost of keeping the capacity by augmentation instead is shown for comparison. The optimiser does not see this curve; no battery replacement is scheduled unless the case opts in.
Energy attribution: inside the served series (PV-charged storage). Demand attribution: counterfactual.
Nominal capacity (kWh) | 7310.82
SOH end of year 10 | 91.64%
SOH end of year 20 | 84.7%
First year below 80 percent | Not within the 20 year horizon
Equivalent full cycles, year 1 | 245.6205
Equivalent full cycles, cumulative | 4912.4095
Average daily discharge, year 1 (kWh) | 4919.6907
Ageing treatment | derate: the battery's savings are multiplied by the year-average SOH
Value lost to fade over the horizon, booked (USD) | 427165.0065
Augmentation cost over the horizon, not booked (USD) | 102972.0073
Augmentation price (USD/kWh, year 1; declining 3.0 percent a year) | 120
Year | SOH end of year | SOH year average (derate factor) | Usable capacity (kWh) | EFC in year | Cumulative EFC | Calendar fade (kWh) | Cycle fade (kWh) | Value lost to fade if derated (USD) | Augmentation cost if augmented (USD) | End of life (80 percent)
0 | 100% | 100% | 7310.82 | 0 | 0 | 0 | 0 | 0 | 0 | 80%
1 | 98.6% | 99.16% | 7208.7395 | 245.6205 | 245.6205 | 57.3323 | 44.7482 | 1310.088 | 12101.7465 | 80%
2 | 97.69% | 98.14% | 7142.1897 | 245.6205 | 491.241 | 21.6576 | 44.8922 | 3034.1977 | 7633.0568 | 80%
3 | 96.86% | 97.27% | 7081.3147 | 245.6205 | 736.8614 | 15.9828 | 44.8922 | 4620.2403 | 6771.5382 | 80%
4 | 96.07% | 96.46% | 7023.2794 | 245.6205 | 982.4819 | 13.1431 | 44.8922 | 6232.7322 | 6261.6163 | 80%
5 | 95.3% | 95.68% | 6967.0187 | 245.6205 | 1228.1024 | 11.3685 | 44.8922 | 7910.928 | 5887.8626 | 80%
6 | 94.54% | 94.92% | 6911.9977 | 245.6205 | 1473.7229 | 10.1289 | 44.8922 | 9674.923 | 5585.2965 | 80%
7 | 93.8% | 94.17% | 6857.9032 | 245.6205 | 1719.3433 | 9.2023 | 44.8922 | 11538.4328 | 5326.435 | 80%
8 | 93.07% | 93.44% | 6804.5341 | 245.6205 | 1964.9638 | 8.4769 | 44.8922 | 13512.5022 | 5097.3251 | 80%
9 | 92.35% | 92.71% | 6751.752 | 245.6205 | 2210.5843 | 7.8899 | 44.8922 | 15606.9567 | 4889.9953 | 80%
10 | 91.64% | 91.99% | 6699.4571 | 245.6205 | 2456.2048 | 7.4027 | 44.8922 | 17831.0814 | 4699.4919 | 80%
11 | 90.93% | 91.28% | 6647.5747 | 245.6205 | 2701.8252 | 6.9902 | 44.8922 | 20193.9812 | 4522.5349 | 80%
12 | 90.22% | 90.57% | 6596.0472 | 245.6205 | 2947.4457 | 6.6353 | 44.8922 | 22704.7921 | 4356.8406 | 80%
13 | 89.52% | 89.87% | 6544.8291 | 245.6205 | 3193.0662 | 6.326 | 44.8922 | 25372.8158 | 4200.753 | 80%
14 | 88.83% | 89.17% | 6493.8836 | 245.6205 | 3438.6867 | 6.0533 | 44.8922 | 28207.6134 | 4053.029 | 80%
15 | 88.13% | 88.48% | 6443.1808 | 245.6205 | 3684.3071 | 5.8106 | 44.8922 | 31219.0739 | 3912.7085 | 80%
16 | 87.44% | 87.78% | 6392.6957 | 245.6205 | 3929.9276 | 5.593 | 44.8922 | 34417.4693 | 3779.0311 | 80%
17 | 86.75% | 87.09% | 6342.4071 | 245.6205 | 4175.5481 | 5.3964 | 44.8922 | 37813.5004 | 3651.381 | 80%
18 | 86.07% | 86.41% | 6292.2972 | 245.6205 | 4421.1686 | 5.2177 | 44.8922 | 41418.3376 | 3529.2501 | 80%
19 | 85.39% | 85.72% | 6242.3507 | 245.6205 | 4666.789 | 5.0544 | 44.8922 | 45243.6583 | 3412.2119 | 80%
20 | 84.7% | 85.04% | 6192.5542 | 245.6205 | 4912.4095 | 4.9044 | 44.8922 | 49301.6824 | 3299.903 | 80%

## Dispatch Profile
Hour | Load (kW) | PV Irradiation (W/m²) | PV Generation Total (kW) | PV to Load (kW) | PV to Storage (kW) | PV to Grid (kW) | PV Curtailed (kW) | Grid to Load (kW) | Grid to Storage (kW) | Storage to Load (kW)
1 | 1020 | 0 | 0 | 0 | 0 | 0 | 0 | 1020 | 0 | 0
2 | 1078.4 | 0 | 0 | 0 | 0 | 0 | 0 | 1078.4 | 0 | 0
3 | 906.4 | 0 | 0 | 0 | 0 | 0 | 0 | 906.4 | 0 | 0
4 | 860.8 | 0 | 0 | 0 | 0 | 0 | 0 | 860.8 | 0 | 0
5 | 996.8 | 0 | 0 | 0 | 0 | 0 | 0 | 476.165 | 0 | 540.8381
6 | 983.2 | 0 | 0 | 0 | 0 | 0 | 0 | 0 | 0 | 1021.3528
7 | 586.4 | 11.75 | 11.6377 | 11.6377 | 0 | 0 | 0 | 0 | 0 | 597.5174
8 | 104.269 | 120.27 | 360.0975 | 108.3151 | -251.7824 | 0 | 0 | 0 | 0 | 0
9 | 89.172 | 270.88 | 842.6618 | 92.6323 | -750.0295 | 0 | 0 | 0 | 0 | 0
10 | 105.232 | 505.48 | 1563.3596 | 109.3155 | -1225.3959 | 0 | 228.6482 | 0 | 0 | 0
11 | 89.626 | 573.07 | 1744.5355 | 93.1039 | -1225.3959 | 0 | 426.0356 | 0 | 0 | 0
12 | 119.641 | 477.66 | 1440.4524 | 124.2847 | -1225.3959 | 0 | 90.7718 | 0 | 0 | 0
13 | 82.892 | 358.27 | 1075.0383 | 86.1086 | -988.9297 | 0 | 0 | 0 | 0 | 0
14 | 87.738 | 333.19 | 1000.0106 | 91.1437 | -742.4608 | 0 | 166.4061 | 0 | 0 | 0
15 | 106.186 | 229.93 | 688.071 | 110.3065 | 0 | 0 | 577.7645 | 0 | 0 | 0
16 | 98.846 | 202.24 | 612.6621 | 102.6817 | 0 | 0 | 509.9804 | 0 | 0 | 0
17 | 88.262 | 121.2 | 355.4707 | 91.687 | 0 | 0 | 263.7837 | 0 | 0 | 0
18 | 94.791 | 11.75 | 5.9399 | 5.9399 | 0 | 0 | 0 | 0 | 0 | 92.5295
19 | 90.4 | 0 | 0 | 0 | 0 | 0 | 0 | 0 | 0 | 93.9079
20 | 96 | 0 | 0 | 0 | 0 | 0 | 0 | 0 | 0 | 99.7253
21 | 87.2 | 0 | 0 | 0 | 0 | 0 | 0 | 0 | 0 | 90.5838
22 | 92 | 0 | 0 | 0 | 0 | 0 | 0 | 0 | 0 | 95.57
23 | 88 | 0 | 0 | 0 | 0 | 0 | 0 | 0 | 0 | 91.4148
24 | 91.2 | 0 | 0 | 0 | 0 | 0 | 0 | 0 | 0 | 94.739
25 | 86.4 | 0 | 0 | 0 | 0 | 0 | 0 | 54.059 | 0 | 33.596
26 | 93.6 | 0 | 0 | 0 | 0 | 0 | 0 | 0 | 0 | 97.2321
27 | 86.4 | 0 | 0 | 0 | 0 | 0 | 0 | 0 | 0 | 89.7527
28 | 89.6 | 0 | 0 | 0 | 0 | 0 | 0 | 0 | 0 | 93.0769
29 | 83.2 | 0 | 0 | 0 | 0 | 0 | 0 | 0 | 0 | 86.4286
30 | 92 | 0 | 0 | 0 | 0 | 0 | 0 | 0 | 0 | 95.57
31 | 76.8 | 17.05 | 18.899 | 18.899 | 0 | 0 | 0 | 0 | 0 | 60.8812
32 | 84.462 | 28.41 | 68.7273 | 68.7273 | 0 | 0 | 0 | 0 | 0 | 19.0122
33 | 178.704 | 104.38 | 307.0634 | 185.6386 | -121.4248 | 0 | 0 | 0 | 0 | 0
34 | 122.023 | 121.1 | 354.3997 | 126.7581 | -227.6416 | 0 | 0 | 0 | 0 | 0
35 | 151.211 | 155.66 | 457.5073 | 157.0787 | -300.4286 | 0 | 0 | 0 | 0 | 0
36 | 234.813 | 203.34 | 601.5168 | 243.9249 | -357.5919 | 0 | 0 | 0 | 0 | 0
37 | 410.829 | 266.08 | 793.0163 | 426.7711 | -366.2452 | 0 | 0 | 0 | 0 | 0
38 | 797.587 | 196.09 | 577.9712 | 577.9712 | 0 | 0 | 0 | 241.206 | 0 | 0
39 | 1144.168 | 132.09 | 382.9117 | 382.9117 | 0 | 0 | 0 | 775.56 | 0 | 0
40 | 1195.968 | 35.28 | 86.9396 | 86.9396 | 0 | 0 | 0 | 1112.276 | 0 | 0
41 | 1539.811 | 39.2 | 100.0888 | 100.0888 | 0 | 0 | 0 | 1443.461 | 0 | 0
42 | 1385.46 | 5.87 | 0 | 0 | 0 | 0 | 0 | 1385.46 | 0 | 0
43 | 1622.4 | 0 | 0 | 0 | 0 | 0 | 0 | 570.779 | 0 | 1092.4289
44 | 953.6 | 0 | 0 | 0 | 0 | 0 | 0 | 0 | 0 | 990.6042
45 | 1364 | 0 | 0 | 0 | 0 | 0 | 0 | 184.379 | 0 | 1225.3959
46 | 1566.4 | 0 | 0 | 0 | 0 | 0 | 0 | 386.779 | 0 | 1225.3959
47 | 1546.4 | 0 | 0 | 0 | 0 | 0 | 0 | 366.779 | 0 | 1225.3959
48 | 1576 | 0 | 0 | 0 | 0 | 0 | 0 | 1576 | 0 | 0
49 | 1492 | 0 | 0 | 0 | 0 | 0 | 0 | 1492 | 0 | 0
50 | 1759.2 | 0 | 0 | 0 | 0 | 0 | 0 | 1759.2 | 0 | 0
51 | 1702.4 | 0 | 0 | 0 | 0 | 0 | 0 | 1702.4 | 0 | 0
52 | 1202.4 | 0 | 0 | 0 | 0 | 0 | 0 | 1202.4 | 0 | 0
53 | 1508.8 | 0 | 0 | 0 | 0 | 0 | 0 | 1508.8 | 0 | 0
54 | 1304 | 0 | 0 | 0 | 0 | 0 | 0 | 1304 | 0 | 0
55 | 1408 | 33.28 | 53.7249 | 0 | -53.7249 | 0 | 0 | 1408 | 0 | 0
56 | 1348.873 | 132.21 | 391.1817 | 0 | -391.1817 | 0 | 0 | 1348.873 | 0 | 0
57 | 1465.448 | 278.69 | 859.3699 | 0 | -859.3699 | 0 | 0 | 1465.448 | 0 | 0
58 | 1762.864 | 382.05 | 1164.1677 | 0 | -1164.1677 | 0 | 0 | 1762.864 | 0 | 0
59 | 1691.064 | 277.02 | 827.1472 | 0 | -827.1472 | 0 | 0 | 1691.064 | 0 | 0
60 | 1680.269 | 533.11 | 1596.0632 | 370.6673 | -1225.3959 | 0 | 0 | 1323.449 | 0 | 0
61 | 1623.593 | 450.13 | 1345.0215 | 119.6256 | -1225.3959 | 0 | 0 | 1508.436 | 0 | 0
62 | 1593.084 | 499.13 | 1496.8387 | 833.8309 | -663.0078 | 0 | 0 | 790.4 | 0 | 0
63 | 1600.536 | 137.97 | 399.3352 | 399.3352 | 0 | 0 | 0 | 1216.118 | 0 | 0
64 | 2071.826 | 199.75 | 601.5085 | 601.5085 | 0 | 0 | 0 | 1492.787 | 0 | 0
65 | 1766.78 | 172.64 | 508.6767 | 508.6767 | 0 | 0 | 0 | 1277.105 | 0 | 0
66 | 1972.144 | 24.34 | 30.6198 | 30.6198 | 0 | 0 | 0 | 1942.668 | 0 | 0
67 | 1702.4 | 0 | 0 | 0 | 0 | 0 | 0 | 876.8 | 0 | 857.6372
68 | 1880.8 | 0 | 0 | 0 | 0 | 0 | 0 | 701.179 | 0 | 1225.3959
69 | 1820 | 0 | 0 | 0 | 0 | 0 | 0 | 640.379 | 0 | 1225.3959
70 | 1544 | 0 | 0 | 0 | 0 | 0 | 0 | 364.379 | 0 | 1225.3959
71 | 1548 | 0 | 0 | 0 | 0 | 0 | 0 | 368.379 | 0 | 1225.3959
72 | 1748 | 0 | 0 | 0 | 0 | 0 | 0 | 1748 | 0 | 0
73 | 1668.8 | 0 | 0 | 0 | 0 | 0 | 0 | 1668.8 | 0 | 0
74 | 1640 | 0 | 0 | 0 | 0 | 0 | 0 | 1640 | 0 | 0
75 | 1404.8 | 0 | 0 | 0 | 0 | 0 | 0 | 1404.8 | 0 | 0
76 | 1329.6 | 0 | 0 | 0 | 0 | 0 | 0 | 1329.6 | 0 | 0
77 | 1424 | 0 | 0 | 0 | 0 | 0 | 0 | 1424 | 0 | 0
78 | 1144.8 | 0 | 0 | 0 | 0 | 0 | 0 | 1144.8 | 0 | 0
79 | 1503.2 | 53.12 | 85.4635 | 0 | -85.4635 | 0 | 0 | 1503.2 | 0 | 0
80 | 1213.663 | 213.5 | 637.6121 | 0 | -637.6121 | 0 | 0 | 1213.663 | 0 | 0
81 | 1603.942 | 491.73 | 1539.5928 | 314.1969 | -1225.3959 | 0 | 0 | 1301.483 | 0 | 0
82 | 1563.398 | 634.77 | 1948.137 | 751.0153 | -1197.1217 | 0 | 0 | 840.437 | 0 | 0
83 | 1507.155 | 796.52 | 2406.787 | 1565.6398 | -841.1472 | 0 | 0 | 0 | 0 | 0
84 | 1580.699 | 787.57 | 2357.6536 | 1642.0376 | -715.616 | 0 | 0 | 0 | 0 | 0
85 | 1729.469 | 763.71 | 2290.7878 | 1796.5806 | -494.2072 | 0 | 0 | 0 | 0 | 0
86 | 1487.795 | 798.76 | 2404.4621 | 1545.5285 | -858.9336 | 0 | 0 | 0 | 0 | 0
87 | 1353.09 | 576.57 | 1759.4901 | 1405.5963 | -353.8938 | 0 | 0 | 0 | 0 | 0
88 | 1713.845 | 504.54 | 1571.0177 | 1571.0177 | 0 | 0 | 0 | 201.513 | 0 | 0
89 | 1749.959 | 265.01 | 778.6964 | 778.6964 | 0 | 0 | 0 | 1000.351 | 0 | 0
90 | 1614.836 | 38 | 57.5217 | 57.5217 | 0 | 0 | 0 | 1559.463 | 0 | 0
91 | 1603.201 | 0 | 0 | 0 | 0 | 0 | 0 | 777.601 | 0 | 857.6372
92 | 1192 | 0 | 0 | 0 | 0 | 0 | 0 | 12.379 | 0 | 1225.3959
93 | 1322.4 | 0 | 0 | 0 | 0 | 0 | 0 | 142.779 | 0 | 1225.3959
94 | 1403.2 | 0 | 0 | 0 | 0 | 0 | 0 | 223.579 | 0 | 1225.3959
95 | 1576.8 | 0 | 0 | 0 | 0 | 0 | 0 | 397.179 | 0 | 1225.3959
96 | 1240.8 | 0 | 0 | 0 | 0 | 0 | 0 | 1240.8 | 0 | 0
97 | 1476 | 0 | 0 | 0 | 0 | 0 | 0 | 1476 | 0 | 0
98 | 1014.4 | 0 | 0 | 0 | 0 | 0 | 0 | 1014.4 | 0 | 0
99 | 1200.8 | 0 | 0 | 0 | 0 | 0 | 0 | 1200.8 | 0 | 0
100 | 1056 | 0 | 0 | 0 | 0 | 0 | 0 | 1056 | 0 | 0
101 | 1512.8 | 0 | 0 | 0 | 0 | 0 | 0 | 1512.8 | 0 | 0
102 | 1194.4 | 0 | 0 | 0 | 0 | 0 | 0 | 1194.4 | 0 | 0
103 | 1352.8 | 52.8 | 83.3963 | 83.3963 | 0 | 0 | 0 | 1272.519 | 0 | 0
104 | 1276.497 | 282.7 | 843.0586 | 843.0586 | 0 | 0 | 0 | 464.931 | 0 | 0
105 | 1178.106 | 524.59 | 1648.1998 | 1223.8221 | -424.3777 | 0 | 0 | 0 | 0 | 0
106 | 1381.448 | 729.17 | 2240.9117 | 1435.0547 | -805.8569 | 0 | 0 | 0 | 0 | 0
107 | 1214.49 | 872.15 | 2628.7879 | 1261.618 | -1225.3959 | 0 | 141.774 | 0 | 0 | 0
108 | 1201.671 | 950.07 | 2828.4617 | 1248.3026 | -1225.3959 | 0 | 354.7632 | 0 | 0 | 0
109 | 1248.417 | 949.58 | 2818.1017 | 1296.8625 | -1225.3959 | 0 | 295.8433 | 0 | 0 | 0
110 | 1246.649 | 870.91 | 2604.5089 | 1295.0259 | -1225.3959 | 0 | 84.0871 | 0 | 0 | 0
111 | 987.594 | 726.63 | 2207.6814 | 1025.9173 | -277.5707 | 0 | 904.1933 | 0 | 0 | 0
112 | 489.888 | 520.09 | 1614.5612 | 508.898 | 0 | 0 | 1105.6633 | 0 | 0 | 0
113 | 193.991 | 277.32 | 812.0067 | 201.5188 | 0 | 0 | 610.4879 | 0 | 0 | 0
114 | 170.644 | 43.35 | 62.8425 | 62.8425 | 0 | 0 | 0 | 0 | 0 | 114.4233
115 | 118.4 | 0 | 0 | 0 | 0 | 0 | 0 | 0 | 0 | 122.9945
116 | 127.2 | 0 | 0 | 0 | 0 | 0 | 0 | 0 | 0 | 132.136
117 | 100.8 | 0 | 0 | 0 | 0 | 0 | 0 | 0 | 0 | 104.7115
118 | 94.4 | 0 | 0 | 0 | 0 | 0 | 0 | 0 | 0 | 98.0632
119 | 94.4 | 0 | 0 | 0 | 0 | 0 | 0 | 0 | 0 | 98.0632
120 | 99.2 | 0 | 0 | 0 | 0 | 0 | 0 | 0 | 0 | 103.0494
121 | 92.8 | 0 | 0 | 0 | 0 | 0 | 0 | 0 | 0 | 96.4011
122 | 91.2 | 0 | 0 | 0 | 0 | 0 | 0 | 0 | 0 | 94.739
123 | 85.6 | 0 | 0 | 0 | 0 | 0 | 0 | 0 | 0 | 88.9217
124 | 93.6 | 0 | 0 | 0 | 0 | 0 | 0 | 0 | 0 | 97.2321
125 | 89.6 | 0 | 0 | 0 | 0 | 0 | 0 | 0 | 0 | 93.0769
126 | 93.6 | 0 | 0 | 0 | 0 | 0 | 0 | 0 | 0 | 97.2321
127 | 81.6 | 59.95 | 97.791 | 84.7665 | -13.0245 | 0 | 0 | 0 | 0 | 0
128 | 95.06 | 231.48 | 685.8324 | 98.7488 | -587.0836 | 0 | 0 | 0 | 0 | 0
129 | 615.277 | 482.79 | 1507.072 | 639.1527 | -867.9193 | 0 | 0 | 0 | 0 | 0
130 | 1487.855 | 454.39 | 1380.2838 | 1380.2838 | 0 | 0 | 0 | 0 | 0 | 165.3071
131 | 1570.749 | 865.42 | 2589.7205 | 1631.7015 | -208.377 | 0 | 749.642 | 0 | 0 | 0
132 | 1374.539 | 929.6 | 2755.0006 | 1427.8776 | 0 | 0 | 1327.1229 | 0 | 0 | 0
133 | 1744.337 | 768.74 | 2283.78 | 1812.0256 | 0 | 0 | 471.7545 | 0 | 0 | 0
134 | 1288.096 | 442.06 | 1320.4216 | 1320.4216 | 0 | 0 | 0 | 0 | 0 | 17.6586
135 | 1540.824 | 681.24 | 2070.7077 | 1600.6153 | -19.6531 | 0 | 450.4392 | 0 | 0 | 0
136 | 1378.996 | 392.63 | 1214.7139 | 1214.7139 | 0 | 0 | 0 | 209.658 | 0 | 0
137 | 1206.845 | 184.22 | 536.4284 | 536.4284 | 0 | 0 | 0 | 690.455 | 0 | 0
138 | 1353.643 | 38.87 | 59.1682 | 59.1682 | 0 | 0 | 0 | 1296.685 | 0 | 0
139 | 1672.005 | 0 | 0 | 0 | 0 | 0 | 0 | 492.384 | 0 | 1225.3959
140 | 1202.4 | 0 | 0 | 0 | 0 | 0 | 0 | 22.779 | 0 | 1225.3959
141 | 1490.4 | 0 | 0 | 0 | 0 | 0 | 0 | 310.779 | 0 | 1225.3959
142 | 825.6 | 0 | 0 | 0 | 0 | 0 | 0 | 0 | 0 | 857.6372
143 | 1327.2 | 0 | 0 | 0 | 0 | 0 | 0 | 147.579 | 0 | 1225.3959
144 | 1368.8 | 0 | 0 | 0 | 0 | 0 | 0 | 1368.8 | 0 | 0
145 | 1056 | 0 | 0 | 0 | 0 | 0 | 0 | 1056 | 0 | 0
146 | 1168.8 | 0 | 0 | 0 | 0 | 0 | 0 | 1168.8 | 0 | 0
147 | 1128 | 0 | 0 | 0 | 0 | 0 | 0 | 1128 | 0 | 0
148 | 982.4 | 0 | 0 | 0 | 0 | 0 | 0 | 982.4 | 0 | 0
149 | 904 | 0 | 0 | 0 | 0 | 0 | 0 | 904 | 0 | 0
150 | 892.8 | 0 | 0 | 0 | 0 | 0 | 0 | 892.8 | 0 | 0
151 | 1122.4 | 56.74 | 90.0145 | 90.0145 | 0 | 0 | 0 | 1035.748 | 0 | 0
152 | 820.686 | 302.44 | 899.4013 | 852.5325 | -46.8688 | 0 | 0 | 0 | 0 | 0
153 | 1276.219 | 548.14 | 1713.9593 | 1325.7424 | -388.2169 | 0 | 0 | 0 | 0 | 0
154 | 1102.819 | 756.42 | 2293.7276 | 1145.6136 | -1148.114 | 0 | 0 | 0 | 0 | 0
155 | 1394.158 | 904.1 | 2671.7321 | 1448.258 | -1223.4741 | 0 | 0 | 0 | 0 | 0
156 | 1343.063 | 978.5 | 2850.4511 | 1395.1802 | -1225.3959 | 0 | 229.875 | 0 | 0 | 0
157 | 1117.045 | 976.48 | 2835.0363 | 1160.3927 | -1225.3959 | 0 | 449.2477 | 0 | 0 | 0
158 | 1320.721 | 893.64 | 2613.0074 | 1371.9702 | -1151.9244 | 0 | 89.1128 | 0 | 0 | 0
159 | 965.839 | 743.6 | 2214.2206 | 1003.3181 | 0 | 0 | 1210.9025 | 0 | 0 | 0
160 | 1201.115 | 536.56 | 1639.4635 | 1247.724 | 0 | 0 | 391.7395 | 0 | 0 | 0
161 | 1181.242 | 289.74 | 843.8201 | 843.8201 | 0 | 0 | 0 | 368.943 | 0 | 0
162 | 1081.511 | 49.78 | 81.1857 | 81.1857 | 0 | 0 | 0 | 1003.358 | 0 | 0
163 | 1008 | 0 | 0 | 0 | 0 | 0 | 0 | 0 | 0 | 1047.1152
164 | 1229.6 | 0 | 0 | 0 | 0 | 0 | 0 | 49.979 | 0 | 1225.3959
165 | 845.6 | 0 | 0 | 0 | 0 | 0 | 0 | 0 | 0 | 878.4133
166 | 1182.4 | 0 | 0 | 0 | 0 | 0 | 0 | 2.779 | 0 | 1225.3959
167 | 1105.6 | 0 | 0 | 0 | 0 | 0 | 0 | 0 | 0 | 1148.5025
168 | 876.8 | 0 | 0 | 0 | 0 | 0 | 0 | 876.8 | 0 | 0
169 | 1152.8 | 0 | 0 | 0 | 0 | 0 | 0 | 1152.8 | 0 | 0
170 | 1130.4 | 0 | 0 | 0 | 0 | 0 | 0 | 1130.4 | 0 | 0
171 | 1128.8 | 0 | 0 | 0 | 0 | 0 | 0 | 1128.8 | 0 | 0
172 | 1064.8 | 0 | 0 | 0 | 0 | 0 | 0 | 1064.8 | 0 | 0
173 | 1179.2 | 0 | 0 | 0 | 0 | 0 | 0 | 1179.2 | 0 | 0
174 | 769.6 | 0 | 0 | 0 | 0 | 0 | 0 | 769.6 | 0 | 0
175 | 1032.8 | 53.85 | 81.8526 | 0 | -81.8526 | 0 | 0 | 1032.8 | 0 | 0
176 | 1022.571 | 223.67 | 657.1417 | 0 | -657.1417 | 0 | 0 | 1022.571 | 0 | 0
177 | 1349.006 | 243.7 | 736.1448 | 0 | -736.1448 | 0 | 0 | 1349.006 | 0 | 0
178 | 1477.914 | 188.21 | 550.4896 | 0 | -550.4896 | 0 | 0 | 1477.914 | 0 | 0
179 | 1484.496 | 153.65 | 439.1765 | 0 | -439.1765 | 0 | 0 | 1484.496 | 0 | 0
180 | 1349.631 | 240.6 | 700.1689 | 0 | -700.1689 | 0 | 0 | 1349.631 | 0 | 0
181 | 1462.071 | 334.34 | 981.4212 | 0 | -981.4212 | 0 | 0 | 1462.071 | 0 | 0
182 | 1295.145 | 645.92 | 1916.5491 | 691.1532 | -1225.3959 | 0 | 0 | 629.81 | 0 | 0
183 | 1332.189 | 643.72 | 1945.0902 | 1168.351 | -776.7392 | 0 | 0 | 207.483 | 0 | 0
184 | 1434.587 | 246.14 | 744.2558 | 744.2558 | 0 | 0 | 0 | 718.133 | 0 | 0
185 | 1105.581 | 157.18 | 462.1736 | 462.1736 | 0 | 0 | 0 | 660.672 | 0 | 0
186 | 1217.803 | 15.26 | 16.3394 | 16.3394 | 0 | 0 | 0 | 1202.074 | 0 | 0
187 | 1003.211 | 0 | 0 | 0 | 0 | 0 | 0 | 52.39 | 0 | 987.7174
188 | 1195.2 | 0 | 0 | 0 | 0 | 0 | 0 | 15.579 | 0 | 1225.3959
189 | 1054.4 | 0 | 0 | 0 | 0 | 0 | 0 | 0 | 0 | 1095.3157
190 | 1257.6 | 0 | 0 | 0 | 0 | 0 | 0 | 77.979 | 0 | 1225.3959
191 | 1286.4 | 0 | 0 | 0 | 0 | 0 | 0 | 106.779 | 0 | 1225.3959
192 | 1148 | 0 | 0 | 0 | 0 | 0 | 0 | 1148 | 0 | 0
193 | 1193.6 | 0 | 0 | 0 | 0 | 0 | 0 | 1193.6 | 0 | 0
194 | 937.6 | 0 | 0 | 0 | 0 | 0 | 0 | 937.6 | 0 | 0
195 | 1222.4 | 0 | 0 | 0 | 0 | 0 | 0 | 1222.4 | 0 | 0
196 | 1073.6 | 0 | 0 | 0 | 0 | 0 | 0 | 1073.6 | 0 | 0
197 | 942.4 | 0 | 0 | 0 | 0 | 0 | 0 | 942.4 | 0 | 0
198 | 1051.2 | 0 | 0 | 0 | 0 | 0 | 0 | 1051.2 | 0 | 0
199 | 951.2 | 50.52 | 74.4885 | 0 | -74.4885 | 0 | 0 | 951.2 | 0 | 0
200 | 1114.771 | 251.16 | 741.5695 | 0 | -741.5695 | 0 | 0 | 1114.771 | 0 | 0
201 | 1167.854 | 534.22 | 1658.3147 | 1177.2515 | -481.0632 | 0 | 0 | 34.579 | 0 | 0
202 | 1664.173 | 736.26 | 2214.9426 | 1728.7508 | -486.1918 | 0 | 0 | 0 | 0 | 0
203 | 1338.632 | 879.42 | 2577.0357 | 1390.5773 | -1186.4584 | 0 | 0 | 0 | 0 | 0
204 | 1317.153 | 957.52 | 2758.6748 | 1368.2648 | -1225.3959 | 0 | 165.0141 | 0 | 0 | 0
205 | 1355.422 | 953.81 | 2739.0383 | 1408.0188 | -1225.3959 | 0 | 105.6236 | 0 | 0 | 0
206 | 1226.996 | 674.24 | 1979.0861 | 1274.6093 | -704.4769 | 0 | 0 | 0 | 0 | 0
207 | 1258.144 | 534.86 | 1591.3169 | 1306.966 | -284.351 | 0 | 0 | 0 | 0 | 0
208 | 1216.588 | 276.81 | 834.6152 | 834.6152 | 0 | 0 | 0 | 413.15 | 0 | 0
209 | 1274.12 | 227.69 | 668.208 | 668.208 | 0 | 0 | 0 | 630.873 | 0 | 0
210 | 1113.621 | 41.65 | 68.6234 | 68.6234 | 0 | 0 | 0 | 1047.561 | 0 | 0
211 | 1163.2 | 0 | 0 | 0 | 0 | 0 | 0 | 221.979 | 0 | 977.7448
212 | 1064 | 0 | 0 | 0 | 0 | 0 | 0 | 0 | 0 | 1105.2883
213 | 1449.6 | 0 | 0 | 0 | 0 | 0 | 0 | 269.979 | 0 | 1225.3959
214 | 1246.4 | 0 | 0 | 0 | 0 | 0 | 0 | 66.779 | 0 | 1225.3959
215 | 1491.2 | 0 | 0 | 0 | 0 | 0 | 0 | 311.579 | 0 | 1225.3959
216 | 1336.8 | 0 | 0 | 0 | 0 | 0 | 0 | 1336.8 | 0 | 0
217 | 1711.2 | 0 | 0 | 0 | 0 | 0 | 0 | 1711.2 | 0 | 0
218 | 1122.4 | 0 | 0 | 0 | 0 | 0 | 0 | 1122.4 | 0 | 0
219 | 1392 | 0 | 0 | 0 | 0 | 0 | 0 | 1392 | 0 | 0
220 | 1262.4 | 0 | 0 | 0 | 0 | 0 | 0 | 1262.4 | 0 | 0
221 | 1117.6 | 0 | 0 | 0 | 0 | 0 | 0 | 1117.6 | 0 | 0
222 | 1514.4 | 0 | 0 | 0 | 0 | 0 | 0 | 1514.4 | 0 | 0
223 | 1350.4 | 47.44 | 66.2228 | 0 | -66.2228 | 0 | 0 | 1350.4 | 0 | 0
224 | 1353.11 | 288.76 | 853.4061 | 0 | -853.4061 | 0 | 0 | 1353.11 | 0 | 0
225 | 1445.428 | 534.75 | 1670.21 | 492.6012 | -1177.6088 | 0 | 0 | 971.228 | 0 | 0
226 | 1336.752 | 734.82 | 2231.8772 | 1388.6243 | -843.2529 | 0 | 0 | 0 | 0 | 0
227 | 1366.848 | 874.29 | 2592.8712 | 1419.8882 | -1172.983 | 0 | 0 | 0 | 0 | 0
228 | 1423.45 | 954.03 | 2788.1841 | 1478.6877 | -1225.3959 | 0 | 84.1006 | 0 | 0 | 0
229 | 1626.909 | 542.36 | 1601.84 | 1601.84 | 0 | 0 | 0 | 84.906 | 0 | 0
230 | 1552.301 | 666.6 | 1976.0466 | 1612.5377 | -363.5089 | 0 | 0 | 0 | 0 | 0
231 | 1372.937 | 710.42 | 2133.225 | 1426.2135 | -707.0116 | 0 | 0 | 0 | 0 | 0
232 | 1588.328 | 518.45 | 1596.1775 | 1596.1775 | 0 | 0 | 0 | 51.776 | 0 | 0
233 | 1609.75 | 207.82 | 610.4557 | 610.4557 | 0 | 0 | 0 | 1022.098 | 0 | 0
234 | 1634.626 | 42.19 | 71.1789 | 71.1789 | 0 | 0 | 0 | 1566.106 | 0 | 0
235 | 1760.002 | 0 | 0 | 0 | 0 | 0 | 0 | 934.402 | 0 | 857.6372
236 | 1500 | 0 | 0 | 0 | 0 | 0 | 0 | 320.379 | 0 | 1225.3959
237 | 1500 | 0 | 0 | 0 | 0 | 0 | 0 | 320.379 | 0 | 1225.3959
238 | 1466.4 | 0 | 0 | 0 | 0 | 0 | 0 | 286.779 | 0 | 1225.3959
239 | 1682.4 | 0 | 0 | 0 | 0 | 0 | 0 | 502.779 | 0 | 1225.3959
240 | 1397.6 | 0 | 0 | 0 | 0 | 0 | 0 | 1397.6 | 0 | 0
241 | 1472.8 | 0 | 0 | 0 | 0 | 0 | 0 | 1472.8 | 0 | 0
242 | 1350.4 | 0 | 0 | 0 | 0 | 0 | 0 | 1350.4 | 0 | 0
243 | 1287.2 | 0 | 0 | 0 | 0 | 0 | 0 | 1287.2 | 0 | 0
244 | 1179.2 | 0 | 0 | 0 | 0 | 0 | 0 | 1179.2 | 0 | 0
245 | 1111.2 | 0 | 0 | 0 | 0 | 0 | 0 | 1111.2 | 0 | 0
246 | 1189.6 | 0 | 0 | 0 | 0 | 0 | 0 | 1189.6 | 0 | 0
247 | 1056 | 39.39 | 51.9506 | 0 | -51.9506 | 0 | 0 | 1056 | 0 | 0
248 | 1007.057 | 218.76 | 649.0348 | 0 | -649.0348 | 0 | 0 | 1007.057 | 0 | 0
249 | 1526.413 | 231.29 | 700.573 | 0 | -700.573 | 0 | 0 | 1526.413 | 0 | 0
250 | 1751.451 | 590.39 | 1782.1662 | 556.7703 | -1225.3959 | 0 | 0 | 1215.479 | 0 | 0
251 | 1601.404 | 863.35 | 2534.8726 | 1309.4768 | -1225.3959 | 0 | 0 | 340.843 | 0 | 0
252 | 1468.113 | 804.31 | 2338.0129 | 1112.617 | -1225.3959 | 0 | 0 | 397.058 | 0 | 0
253 | 1613.967 | 632.07 | 1843.1565 | 693.3315 | -1149.8249 | 0 | 0 | 946.535 | 0 | 0
254 | 1643.485 | 354.16 | 1038.3633 | 1038.3633 | 0 | 0 | 0 | 643.91 | 0 | 0
255 | 1670.927 | 646.87 | 1917.5847 | 1735.7669 | -181.8178 | 0 | 0 | 0 | 0 | 0
256 | 1625.599 | 202.23 | 598.417 | 598.417 | 0 | 0 | 0 | 1049.536 | 0 | 0
257 | 1615.953 | 102.83 | 292.3903 | 292.3903 | 0 | 0 | 0 | 1334.485 | 0 | 0
258 | 1849.735 | 20.67 | 31.0322 | 31.0322 | 0 | 0 | 0 | 1819.862 | 0 | 0
259 | 1528.006 | 0 | 0 | 0 | 0 | 0 | 0 | 702.406 | 0 | 857.6372
260 | 1338.4 | 0 | 0 | 0 | 0 | 0 | 0 | 158.779 | 0 | 1225.3959
261 | 1358.4 | 0 | 0 | 0 | 0 | 0 | 0 | 178.779 | 0 | 1225.3959
262 | 1418.4 | 0 | 0 | 0 | 0 | 0 | 0 | 238.779 | 0 | 1225.3959
263 | 1347.2 | 0 | 0 | 0 | 0 | 0 | 0 | 167.579 | 0 | 1225.3959
264 | 1475.2 | 0 | 0 | 0 | 0 | 0 | 0 | 1475.2 | 0 | 0
265 | 1247.2 | 0 | 0 | 0 | 0 | 0 | 0 | 1247.2 | 0 | 0
266 | 1436 | 0 | 0 | 0 | 0 | 0 | 0 | 1436 | 0 | 0
267 | 1268.8 | 0 | 0 | 0 | 0 | 0 | 0 | 1268.8 | 0 | 0
268 | 1268.8 | 0 | 0 | 0 | 0 | 0 | 0 | 1268.8 | 0 | 0
269 | 1345.6 | 0 | 0 | 0 | 0 | 0 | 0 | 1345.6 | 0 | 0
270 | 1118.4 | 0 | 0 | 0 | 0 | 0 | 0 | 1118.4 | 0 | 0
271 | 1312.8 | 19.09 | 19.9939 | 19.9939 | 0 | 0 | 0 | 1293.553 | 0 | 0
272 | 1080.054 | 274.64 | 805.9629 | 805.9629 | 0 | 0 | 0 | 304.198 | 0 | 0
273 | 1017.97 | 438.49 | 1348.4184 | 1057.4721 | -290.9464 | 0 | 0 | 0 | 0 | 0
274 | 1165.131 | 295.04 | 872.488 | 872.488 | 0 | 0 | 0 | 325.235 | 0 | 0
275 | 1340.908 | 321.34 | 936.5012 | 936.5012 | 0 | 0 | 0 | 439.39 | 0 | 0
276 | 1421.717 | 712.67 | 2039.2984 | 1476.8864 | -562.412 | 0 | 0 | 0 | 0 | 0
277 | 1076.722 | 568.89 | 1634.9083 | 1118.5039 | -516.4044 | 0 | 0 | 0 | 0 | 0
278 | 1233.429 | 706.63 | 2032.3976 | 1281.2919 | -751.1057 | 0 | 0 | 0 | 0 | 0
279 | 966.192 | 208.75 | 603.5082 | 603.5082 | 0 | 0 | 0 | 385.228 | 0 | 0
280 | 1205.397 | 230.16 | 681.6907 | 681.6907 | 0 | 0 | 0 | 549.171 | 0 | 0
281 | 1237.532 | 9.79 | 10.7412 | 10.7412 | 0 | 0 | 0 | 1227.192 | 0 | 0
282 | 859.624 | 8.41 | 0.68665 | 0.68665 | 0 | 0 | 0 | 858.963 | 0 | 0
283 | 1175.2 | 0 | 0 | 0 | 0 | 0 | 0 | 1175.2 | 0 | 0
284 | 1189.6 | 0 | 0 | 0 | 0 | 0 | 0 | 1189.6 | 0 | 0
285 | 1346.4 | 0 | 0 | 0 | 0 | 0 | 0 | 1346.4 | 0 | 0
286 | 1161.6 | 0 | 0 | 0 | 0 | 0 | 0 | 573.54 | 0 | 610.8795
287 | 1086.4 | 0 | 0 | 0 | 0 | 0 | 0 | 0 | 0 | 1128.5575
288 | 136.8 | 0 | 0 | 0 | 0 | 0 | 0 | 0 | 0 | 142.1085
289 | 106.4 | 0 | 0 | 0 | 0 | 0 | 0 | 106.4 | 0 | 0
290 | 88 | 0 | 0 | 0 | 0 | 0 | 0 | 88 | 0 | 0
291 | 92 | 0 | 0 | 0 | 0 | 0 | 0 | 92 | 0 | 0
292 | 88 | 0 | 0 | 0 | 0 | 0 | 0 | 88 | 0 | 0
293 | 92 | 0 | 0 | 0 | 0 | 0 | 0 | 92 | 0 | 0
294 | 84.8 | 0 | 0 | 0 | 0 | 0 | 0 | 84.8 | 0 | 0
295 | 82.4 | 45.81 | 66.4929 | 66.4929 | 0 | 0 | 0 | 0 | 0 | 19.1047
296 | 81.362 | 279.68 | 817.5373 | 84.5192 | -733.018 | 0 | 0 | 0 | 0 | 0
297 | 804.961 | 524.59 | 1611.2952 | 836.1973 | -775.0979 | 0 | 0 | 0 | 0 | 0
298 | 971.201 | 727.41 | 2145.9774 | 1008.8882 | -1137.0892 | 0 | 0 | 0 | 0 | 0
299 | 1378.581 | 872.3 | 2485.1482 | 1432.0765 | -1053.0717 | 0 | 0 | 0 | 0 | 0
300 | 1301.865 | 951.32 | 2660.6262 | 1352.3846 | -1225.3959 | 0 | 82.8457 | 0 | 0 | 0
301 | 1411.199 | 911.94 | 2559.188 | 1465.9602 | -1093.2277 | 0 | 0 | 0 | 0 | 0
302 | 1430.445 | 651.43 | 1872.7915 | 1485.9531 | -386.8384 | 0 | 0 | 0 | 0 | 0
303 | 1147.683 | 392.72 | 1147.8761 | 1147.8761 | 0 | 0 | 0 | 42.686 | 0 | 0
304 | 1193.172 | 225.94 | 664.8943 | 664.8943 | 0 | 0 | 0 | 553.115 | 0 | 0
305 | 1254.203 | 147.29 | 423.7814 | 423.7814 | 0 | 0 | 0 | 846.252 | 0 | 0
306 | 1409.776 | 32.57 | 54.6017 | 54.6017 | 0 | 0 | 0 | 1357.214 | 0 | 0
307 | 1164.8 | 0 | 0 | 0 | 0 | 0 | 0 | 326.779 | 0 | 870.5402
308 | 1167.2 | 0 | 0 | 0 | 0 | 0 | 0 | 0 | 0 | 1212.4929
309 | 1375.2 | 0 | 0 | 0 | 0 | 0 | 0 | 195.579 | 0 | 1225.3959
310 | 1362.4 | 0 | 0 | 0 | 0 | 0 | 0 | 182.779 | 0 | 1225.3959
311 | 1214.4 | 0 | 0 | 0 | 0 | 0 | 0 | 34.779 | 0 | 1225.3959
312 | 949.6 | 0 | 0 | 0 | 0 | 0 | 0 | 949.6 | 0 | 0
313 | 1832.8 | 0 | 0 | 0 | 0 | 0 | 0 | 1832.8 | 0 | 0
314 | 1784.8 | 0 | 0 | 0 | 0 | 0 | 0 | 1784.8 | 0 | 0
315 | 1888 | 0 | 0 | 0 | 0 | 0 | 0 | 1888 | 0 | 0
316 | 2028.8 | 0 | 0 | 0 | 0 | 0 | 0 | 2028.8 | 0 | 0
317 | 2156.8 | 0 | 0 | 0 | 0 | 0 | 0 | 2156.8 | 0 | 0
318 | 2129.6 | 0 | 0 | 0 | 0 | 0 | 0 | 2129.6 | 0 | 0
319 | 1976.8 | 49.36 | 70.3416 | 0 | -70.3416 | 0 | 0 | 1976.8 | 0 | 0
320 | 1127.549 | 293.77 | 863.8773 | 0 | -863.8773 | 0 | 0 | 1127.549 | 0 | 0
321 | 1638.403 | 544.43 | 1670.7616 | 445.3657 | -1225.3959 | 0 | 0 | 1209.675 | 0 | 0
322 | 1940.862 | 730.38 | 2130.9708 | 905.5749 | -1225.3959 | 0 | 0 | 1069.115 | 0 | 0
323 | 2188.553 | 903.85 | 2505.2729 | 1279.8771 | -1225.3959 | 0 | 0 | 956.486 | 0 | 0
324 | 2025.649 | 789.39 | 2195.1825 | 969.7866 | -1225.3959 | 0 | 0 | 1092.089 | 0 | 0
325 | 1943.684 | 665.04 | 1868.3838 | 1294.7974 | -573.5864 | 0 | 0 | 697.254 | 0 | 0
326 | 2335.268 | 678.67 | 1909.0541 | 1909.0541 | 0 | 0 | 0 | 497.527 | 0 | 0
327 | 2168.745 | 433.48 | 1254.1864 | 1254.1864 | 0 | 0 | 0 | 961.409 | 0 | 0
328 | 1973.613 | 513.85 | 1517.5753 | 1517.5753 | 0 | 0 | 0 | 512.727 | 0 | 0
329 | 2279.797 | 303.55 | 875.4205 | 875.4205 | 0 | 0 | 0 | 1437.078 | 0 | 0
330 | 1609.172 | 63.35 | 117.8088 | 117.8088 | 0 | 0 | 0 | 1495.764 | 0 | 0
331 | 2156.812 | 0 | 0 | 0 | 0 | 0 | 0 | 1331.212 | 0 | 857.6372
332 | 2172.8 | 0 | 0 | 0 | 0 | 0 | 0 | 993.179 | 0 | 1225.3959
333 | 2000 | 0 | 0 | 0 | 0 | 0 | 0 | 820.379 | 0 | 1225.3959
334 | 1667.2 | 0 | 0 | 0 | 0 | 0 | 0 | 487.579 | 0 | 1225.3959
335 | 2352 | 0 | 0 | 0 | 0 | 0 | 0 | 1172.379 | 0 | 1225.3959
336 | 2075.2 | 0 | 0 | 0 | 0 | 0 | 0 | 2075.2 | 0 | 0
337 | 1518.4 | 0 | 0 | 0 | 0 | 0 | 0 | 1518.4 | 0 | 0
338 | 1494.4 | 0 | 0 | 0 | 0 | 0 | 0 | 1494.4 | 0 | 0
339 | 1260 | 0 | 0 | 0 | 0 | 0 | 0 | 1260 | 0 | 0
340 | 1234.4 | 0 | 0 | 0 | 0 | 0 | 0 | 1234.4 | 0 | 0
341 | 1272 | 0 | 0 | 0 | 0 | 0 | 0 | 1272 | 0 | 0
342 | 1414.4 | 0 | 0 | 0 | 0 | 0 | 0 | 1414.4 | 0 | 0
343 | 1373.6 | 34.39 | 45.7334 | 0 | -45.7334 | 0 | 0 | 1373.6 | 0 | 0
344 | 996.612 | 237.33 | 693.7761 | 0 | -693.7761 | 0 | 0 | 996.612 | 0 | 0
345 | 1176.84 | 221.71 | 657.8241 | 0 | -657.8241 | 0 | 0 | 1176.84 | 0 | 0
346 | 1297.88 | 399.42 | 1163.1871 | 0 | -1163.1871 | 0 | 0 | 1297.88 | 0 | 0
347 | 1357.844 | 537.12 | 1529.9267 | 304.5308 | -1225.3959 | 0 | 0 | 1064.689 | 0 | 0
348 | 1435.047 | 662.41 | 1855.9483 | 630.5524 | -1225.3959 | 0 | 0 | 828.049 | 0 | 0
349 | 1435.033 | 558.37 | 1582.5203 | 796.1742 | -786.3461 | 0 | 0 | 668.599 | 0 | 0
350 | 1087.883 | 609.01 | 1741.8294 | 1130.098 | -611.7313 | 0 | 0 | 0 | 0 | 0
351 | 1211.392 | 398.02 | 1168.9327 | 1168.9327 | 0 | 0 | 0 | 86.125 | 0 | 0
352 | 1440.601 | 115.06 | 326.5846 | 326.5846 | 0 | 0 | 0 | 1126.216 | 0 | 0
353 | 1275.894 | 25.47 | 56.7956 | 56.7956 | 0 | 0 | 0 | 1221.22 | 0 | 0
354 | 1244.187 | 3.91 | 0 | 0 | 0 | 0 | 0 | 1244.187 | 0 | 0
355 | 798.4 | 0 | 0 | 0 | 0 | 0 | 0 | 0 | 0 | 829.3817
356 | 1210.4 | 0 | 0 | 0 | 0 | 0 | 0 | 30.779 | 0 | 1225.3959
357 | 1458.4 | 0 | 0 | 0 | 0 | 0 | 0 | 278.779 | 0 | 1225.3959
358 | 1131.2 | 0 | 0 | 0 | 0 | 0 | 0 | 0 | 0 | 1175.0959
359 | 1050.4 | 0 | 0 | 0 | 0 | 0 | 0 | 0 | 0 | 1091.1605
360 | 949.6 | 0 | 0 | 0 | 0 | 0 | 0 | 949.6 | 0 | 0
361 | 1194.4 | 0 | 0 | 0 | 0 | 0 | 0 | 1194.4 | 0 | 0
362 | 1084.8 | 0 | 0 | 0 | 0 | 0 | 0 | 1084.8 | 0 | 0
363 | 1221.6 | 0 | 0 | 0 | 0 | 0 | 0 | 1221.6 | 0 | 0
364 | 1077.6 | 0 | 0 | 0 | 0 | 0 | 0 | 1077.6 | 0 | 0
365 | 1200.8 | 0 | 0 | 0 | 0 | 0 | 0 | 1200.8 | 0 | 0
366 | 1140 | 0 | 0 | 0 | 0 | 0 | 0 | 1140 | 0 | 0
367 | 1037.6 | 11.89 | 7.4794 | 0 | -7.4794 | 0 | 0 | 1037.6 | 0 | 0
368 | 866.892 | 129.2 | 377.4404 | 0 | -377.4404 | 0 | 0 | 866.892 | 0 | 0
369 | 1066.826 | 340.25 | 1037.8709 | 0 | -1037.8709 | 0 | 0 | 1066.826 | 0 | 0
370 | 1366.055 | 562.96 | 1676.9311 | 451.5352 | -1225.3959 | 0 | 0 | 931.387 | 0 | 0
371 | 1574.613 | 770.93 | 2230.774 | 1005.3781 | -1225.3959 | 0 | 0 | 606.791 | 0 | 0
372 | 1515.751 | 699.2 | 2009.1741 | 783.7782 | -1225.3959 | 0 | 0 | 761.251 | 0 | 0
373 | 1570.042 | 422.53 | 1225.6888 | 787.1927 | -438.4961 | 0 | 0 | 812.254 | 0 | 0
374 | 1584.014 | 793.05 | 2280.5826 | 1645.4813 | -635.1013 | 0 | 0 | 0 | 0 | 0
375 | 1443.606 | 481.16 | 1422.3668 | 1422.3668 | 0 | 0 | 0 | 74.372 | 0 | 0
376 | 1857.159 | 430.66 | 1303.7685 | 1303.7685 | 0 | 0 | 0 | 602.093 | 0 | 0
377 | 2051.354 | 144.93 | 423.9123 | 423.9123 | 0 | 0 | 0 | 1643.277 | 0 | 0
378 | 1864.668 | 26.75 | 47.3041 | 47.3041 | 0 | 0 | 0 | 1819.131 | 0 | 0
379 | 1687.2 | 0 | 0 | 0 | 0 | 0 | 0 | 861.6 | 0 | 857.6372
380 | 1437.6 | 0 | 0 | 0 | 0 | 0 | 0 | 257.979 | 0 | 1225.3959
381 | 1798.4 | 0 | 0 | 0 | 0 | 0 | 0 | 618.779 | 0 | 1225.3959
382 | 1439.2 | 0 | 0 | 0 | 0 | 0 | 0 | 259.579 | 0 | 1225.3959
383 | 1318.4 | 0 | 0 | 0 | 0 | 0 | 0 | 138.779 | 0 | 1225.3959
384 | 1333.6 | 0 | 0 | 0 | 0 | 0 | 0 | 1333.6 | 0 | 0
385 | 1427.2 | 0 | 0 | 0 | 0 | 0 | 0 | 1427.2 | 0 | 0
386 | 1464.8 | 0 | 0 | 0 | 0 | 0 | 0 | 1464.8 | 0 | 0
387 | 1109.6 | 0 | 0 | 0 | 0 | 0 | 0 | 1109.6 | 0 | 0
388 | 1159.2 | 0 | 0 | 0 | 0 | 0 | 0 | 1159.2 | 0 | 0
389 | 1433.6 | 0 | 0 | 0 | 0 | 0 | 0 | 1433.6 | 0 | 0
390 | 1189.6 | 0 | 0 | 0 | 0 | 0 | 0 | 1189.6 | 0 | 0
391 | 1440 | 34.43 | 42.992 | 0 | -42.992 | 0 | 0 | 1440 | 0 | 0
392 | 1042.494 | 226.37 | 663.1085 | 0 | -663.1085 | 0 | 0 | 1042.494 | 0 | 0
393 | 1260.412 | 511.56 | 1590.6272 | 365.2313 | -1225.3959 | 0 | 0 | 908.825 | 0 | 0
394 | 1528.29 | 689.89 | 2090.5707 | 865.1748 | -1225.3959 | 0 | 0 | 695.434 | 0 | 0
395 | 1634.053 | 832.88 | 2469.3874 | 1243.9915 | -1225.3959 | 0 | 0 | 436.531 | 0 | 0
396 | 1747.764 | 947.37 | 2768.1508 | 1542.7549 | -1225.3959 | 0 | 0 | 262.64 | 0 | 0
397 | 1461.828 | 534.8 | 1569.3078 | 1285.123 | -284.1848 | 0 | 0 | 224.711 | 0 | 0
398 | 1421.187 | 618.7 | 1823.8877 | 1476.3358 | -347.5519 | 0 | 0 | 0 | 0 | 0
399 | 1580.373 | 605.48 | 1811.6672 | 1641.699 | -169.9682 | 0 | 0 | 0 | 0 | 0
400 | 1462.36 | 87.1 | 242.2721 | 242.2721 | 0 | 0 | 0 | 1229.138 | 0 | 0
401 | 1717.244 | 32.33 | 77.6423 | 77.6423 | 0 | 0 | 0 | 1642.502 | 0 | 0
402 | 1611.558 | 14.71 | 19.2366 | 19.2366 | 0 | 0 | 0 | 1593.04 | 0 | 0
403 | 1616.357 | 0 | 0 | 0 | 0 | 0 | 0 | 790.757 | 0 | 857.6372
404 | 1480.8 | 0 | 0 | 0 | 0 | 0 | 0 | 301.179 | 0 | 1225.3959
405 | 1845.6 | 0 | 0 | 0 | 0 | 0 | 0 | 665.979 | 0 | 1225.3959
406 | 1497.6 | 0 | 0 | 0 | 0 | 0 | 0 | 317.979 | 0 | 1225.3959
407 | 1532 | 0 | 0 | 0 | 0 | 0 | 0 | 352.379 | 0 | 1225.3959
408 | 1503.2 | 0 | 0 | 0 | 0 | 0 | 0 | 1503.2 | 0 | 0
409 | 1740.8 | 0 | 0 | 0 | 0 | 0 | 0 | 1740.8 | 0 | 0
410 | 1453.6 | 0 | 0 | 0 | 0 | 0 | 0 | 1453.6 | 0 | 0
411 | 1256 | 0 | 0 | 0 | 0 | 0 | 0 | 1256 | 0 | 0
412 | 1274.4 | 0 | 0 | 0 | 0 | 0 | 0 | 1274.4 | 0 | 0
413 | 1436.8 | 0 | 0 | 0 | 0 | 0 | 0 | 1436.8 | 0 | 0
414 | 1512.8 | 0 | 0 | 0 | 0 | 0 | 0 | 1512.8 | 0 | 0
415 | 1361.6 | 31.79 | 39.0674 | 0 | -39.0674 | 0 | 0 | 1361.6 | 0 | 0
416 | 1307.476 | 282.57 | 828.5642 | 0 | -828.5642 | 0 | 0 | 1307.476 | 0 | 0
417 | 1117.404 | 531.66 | 1649.1919 | 458.5627 | -1190.6292 | 0 | 0 | 675.971 | 0 | 0
418 | 1558.331 | 725.51 | 2181.8826 | 1618.8016 | -563.081 | 0 | 0 | 0 | 0 | 0
419 | 1635.582 | 887.31 | 2594.9021 | 1699.0503 | -895.8517 | 0 | 0 | 0 | 0 | 0
420 | 1614.236 | 972.14 | 2796.6951 | 1676.876 | -1119.8191 | 0 | 0 | 0 | 0 | 0
421 | 1599.883 | 875.32 | 2514.4622 | 1661.9661 | -852.4962 | 0 | 0 | 0 | 0 | 0
422 | 1534.321 | 821.25 | 2377.8023 | 1593.8599 | -783.9423 | 0 | 0 | 0 | 0 | 0
423 | 1869.297 | 702.38 | 2077.7747 | 1941.8346 | -135.9401 | 0 | 0 | 0 | 0 | 0
424 | 1731.41 | 548.21 | 1666.6386 | 1666.6386 | 0 | 0 | 0 | 127.029 | 0 | 0
425 | 1852.086 | 301.42 | 887.7522 | 887.7522 | 0 | 0 | 0 | 997.496 | 0 | 0
426 | 1824.781 | 43.96 | 84.1297 | 84.1297 | 0 | 0 | 0 | 1743.794 | 0 | 0
427 | 1772.851 | 0 | 0 | 0 | 0 | 0 | 0 | 947.251 | 0 | 857.6372
428 | 1725.6 | 0 | 0 | 0 | 0 | 0 | 0 | 545.979 | 0 | 1225.3959
429 | 1548.8 | 0 | 0 | 0 | 0 | 0 | 0 | 369.179 | 0 | 1225.3959
430 | 1660 | 0 | 0 | 0 | 0 | 0 | 0 | 480.379 | 0 | 1225.3959
431 | 1914.4 | 0 | 0 | 0 | 0 | 0 | 0 | 734.779 | 0 | 1225.3959
432 | 1842.4 | 0 | 0 | 0 | 0 | 0 | 0 | 1842.4 | 0 | 0
433 | 1708 | 0 | 0 | 0 | 0 | 0 | 0 | 1708 | 0 | 0
434 | 1356.8 | 0 | 0 | 0 | 0 | 0 | 0 | 1356.8 | 0 | 0
435 | 1073.6 | 0 | 0 | 0 | 0 | 0 | 0 | 1073.6 | 0 | 0
436 | 1288.8 | 0 | 0 | 0 | 0 | 0 | 0 | 1288.8 | 0 | 0
437 | 1396.8 | 0 | 0 | 0 | 0 | 0 | 0 | 1396.8 | 0 | 0
438 | 1372 | 0 | 0 | 0 | 0 | 0 | 0 | 1372 | 0 | 0
439 | 1415.2 | 47.67 | 60.8428 | 60.8428 | 0 | 0 | 0 | 1356.63 | 0 | 0
440 | 1131.076 | 288.38 | 845.7169 | 845.7169 | 0 | 0 | 0 | 316.951 | 0 | 0
441 | 1241.663 | 537.33 | 1662.6984 | 1289.8454 | -372.853 | 0 | 0 | 0 | 0 | 0
442 | 856.555 | 749.24 | 2226.731 | 889.7934 | -1225.3959 | 0 | 111.5417 | 0 | 0 | 0
443 | 1284.095 | 904.69 | 2591.8272 | 1333.924 | -1225.3959 | 0 | 32.5073 | 0 | 0 | 0
444 | 1493.401 | 985.72 | 2752.8149 | 1551.3521 | -1201.4629 | 0 | 0 | 0 | 0 | 0
445 | 1383.033 | 972.52 | 2695.1696 | 1436.7012 | -1225.3959 | 0 | 33.0724 | 0 | 0 | 0
446 | 1395.108 | 734.89 | 2075.4249 | 1449.2448 | -626.1801 | 0 | 0 | 0 | 0 | 0
447 | 1147.015 | 538.33 | 1559.7175 | 1191.5246 | -368.1929 | 0 | 0 | 0 | 0 | 0
448 | 1254.993 | 336.97 | 1001.3351 | 1001.3351 | 0 | 0 | 0 | 291.063 | 0 | 0
449 | 1593.632 | 106.79 | 304.5994 | 304.5994 | 0 | 0 | 0 | 1300.411 | 0 | 0
450 | 1540.045 | 22.7 | 41.6581 | 41.6581 | 0 | 0 | 0 | 1499.943 | 0 | 0
451 | 1594.407 | 0 | 0 | 0 | 0 | 0 | 0 | 1594.407 | 0 | 0
452 | 1601.6 | 0 | 0 | 0 | 0 | 0 | 0 | 1601.6 | 0 | 0
453 | 1628.8 | 0 | 0 | 0 | 0 | 0 | 0 | 1628.8 | 0 | 0
454 | 1475.2 | 0 | 0 | 0 | 0 | 0 | 0 | 1475.2 | 0 | 0
455 | 1756 | 0 | 0 | 0 | 0 | 0 | 0 | 1756 | 0 | 0
456 | 1347.2 | 0 | 0 | 0 | 0 | 0 | 0 | 1347.2 | 0 | 0
457 | 1464 | 0 | 0 | 0 | 0 | 0 | 0 | 1464 | 0 | 0
458 | 1484 | 0 | 0 | 0 | 0 | 0 | 0 | 1484 | 0 | 0
459 | 1376.8 | 0 | 0 | 0 | 0 | 0 | 0 | 1376.8 | 0 | 0
460 | 1298.4 | 0 | 0 | 0 | 0 | 0 | 0 | 1298.4 | 0 | 0
461 | 1472 | 0 | 0 | 0 | 0 | 0 | 0 | 1472 | 0 | 0
462 | 1540.8 | 0 | 0 | 0 | 0 | 0 | 0 | 1540.8 | 0 | 0
463 | 1121.6 | 41.47 | 50.1774 | 50.1774 | 0 | 0 | 0 | 708.162 | 0 | 379.304
464 | 1325.723 | 277.07 | 807.4235 | 807.4235 | 0 | 0 | 0 | 0 | 0 | 569.7439
465 | 1431.814 | 525.68 | 1613.5131 | 1487.3752 | -126.1379 | 0 | 0 | 0 | 0 | 0
466 | 1750.511 | 729.16 | 2143.3347 | 1818.4391 | -324.8955 | 0 | 0 | 0 | 0 | 0
467 | 1780.377 | 626.87 | 1798.8514 | 1798.8514 | 0 | 0 | 0 | 0 | 0 | 50.6126
468 | 1557.127 | 577.21 | 1634.6341 | 1617.5509 | -17.0831 | 0 | 0 | 0 | 0 | 0
469 | 1473.887 | 578.18 | 1628.476 | 1531.0808 | -97.3952 | 0 | 0 | 0 | 0 | 0
470 | 1373.544 | 768.56 | 2138.3588 | 1426.844 | -711.5148 | 0 | 0 | 0 | 0 | 0
471 | 1430.954 | 439.18 | 1264.5183 | 1264.5183 | 0 | 0 | 0 | 213.672 | 0 | 0
472 | 1796.545 | 398.27 | 1180.0666 | 1180.0666 | 0 | 0 | 0 | 660.56 | 0 | 0
473 | 1678.349 | 258.76 | 758.8728 | 758.8728 | 0 | 0 | 0 | 947.824 | 0 | 0
474 | 1629.66 | 50.79 | 102.0532 | 102.0532 | 0 | 0 | 0 | 1531.419 | 0 | 0
475 | 1404.8 | 0 | 0 | 0 | 0 | 0 | 0 | 579.2 | 0 | 857.6372
476 | 1388.8 | 0 | 0 | 0 | 0 | 0 | 0 | 209.179 | 0 | 1225.3959
477 | 1344.8 | 0 | 0 | 0 | 0 | 0 | 0 | 165.179 | 0 | 1225.3959
478 | 1680.8 | 0 | 0 | 0 | 0 | 0 | 0 | 501.179 | 0 | 1225.3959
479 | 1447.2 | 0 | 0 | 0 | 0 | 0 | 0 | 267.579 | 0 | 1225.3959
480 | 1506.4 | 0 | 0 | 0 | 0 | 0 | 0 | 1506.4 | 0 | 0
481 | 1360.8 | 0 | 0 | 0 | 0 | 0 | 0 | 1360.8 | 0 | 0
482 | 1408 | 0 | 0 | 0 | 0 | 0 | 0 | 1408 | 0 | 0
483 | 1103.2 | 0 | 0 | 0 | 0 | 0 | 0 | 1103.2 | 0 | 0
484 | 1368 | 0 | 0 | 0 | 0 | 0 | 0 | 1368 | 0 | 0
485 | 1242.4 | 0 | 0 | 0 | 0 | 0 | 0 | 1242.4 | 0 | 0
486 | 1268.8 | 0 | 0 | 0 | 0 | 0 | 0 | 1268.8 | 0 | 0
487 | 1385.6 | 10.77 | 4.0389 | 0 | -4.0389 | 0 | 0 | 1385.6 | 0 | 0
488 | 1391.679 | 116.92 | 339.8689 | 0 | -339.8689 | 0 | 0 | 1391.679 | 0 | 0
489 | 1424.117 | 406.32 | 1236.7002 | 11.3043 | -1225.3959 | 0 | 0 | 1413.236 | 0 | 0
490 | 1612.774 | 698.41 | 2049.7851 | 1521.8365 | -527.9486 | 0 | 0 | 147.786 | 0 | 0
491 | 1401.019 | 848.07 | 2430.8208 | 1455.3852 | -975.4356 | 0 | 0 | 0 | 0 | 0
492 | 1755.972 | 956.11 | 2710.0214 | 1824.1121 | -885.9093 | 0 | 0 | 0 | 0 | 0
493 | 1074.33 | 967.68 | 2744.9543 | 1116.0191 | -1225.3959 | 0 | 403.5393 | 0 | 0 | 0
494 | 1159.81 | 896.44 | 2573.4123 | 1204.8161 | -1225.3959 | 0 | 143.2003 | 0 | 0 | 0
495 | 1567.968 | 537.28 | 1582.0529 | 1582.0529 | 0 | 0 | 0 | 45.013 | 0 | 0
496 | 1342.539 | 456.45 | 1376.3602 | 1376.3602 | 0 | 0 | 0 | 17.593 | 0 | 0
497 | 1562.161 | 291.72 | 856.7199 | 856.7199 | 0 | 0 | 0 | 737.444 | 0 | 0
498 | 1560.409 | 64.28 | 127.9309 | 127.9309 | 0 | 0 | 0 | 1437.257 | 0 | 0
499 | 918.411 | 0 | 0 | 0 | 0 | 0 | 0 | 92.811 | 0 | 857.6372
500 | 1270.4 | 0 | 0 | 0 | 0 | 0 | 0 | 90.779 | 0 | 1225.3959
501 | 1204 | 0 | 0 | 0 | 0 | 0 | 0 | 24.379 | 0 | 1225.3959
502 | 1369.6 | 0 | 0 | 0 | 0 | 0 | 0 | 189.979 | 0 | 1225.3959
503 | 1345.6 | 0 | 0 | 0 | 0 | 0 | 0 | 165.979 | 0 | 1225.3959
504 | 1280 | 0 | 0 | 0 | 0 | 0 | 0 | 1280 | 0 | 0
505 | 2330.4 | 0 | 0 | 0 | 0 | 0 | 0 | 2330.4 | 0 | 0
506 | 2057.6 | 0 | 0 | 0 | 0 | 0 | 0 | 2057.6 | 0 | 0
507 | 2428 | 0 | 0 | 0 | 0 | 0 | 0 | 2428 | 0 | 0
508 | 2208.8 | 0 | 0 | 0 | 0 | 0 | 0 | 2208.8 | 0 | 0
509 | 2004 | 0 | 0 | 0 | 0 | 0 | 0 | 2004 | 0 | 0
510 | 2379.2 | 0 | 0 | 0 | 0 | 0 | 0 | 2379.2 | 0 | 0
511 | 2040.8 | 42.25 | 49.792 | 0 | -49.792 | 0 | 0 | 2040.8 | 0 | 0
512 | 1723.786 | 242.61 | 712.1401 | 0 | -712.1401 | 0 | 0 | 1723.786 | 0 | 0
513 | 1825.298 | 475.76 | 1465.8937 | 240.4978 | -1225.3959 | 0 | 0 | 1593.784 | 0 | 0
514 | 2095.805 | 733.6 | 2175.2166 | 949.8207 | -1225.3959 | 0 | 0 | 1181.466 | 0 | 0
515 | 2297.304 | 878.74 | 2521.2321 | 1295.8362 | -1225.3959 | 0 | 0 | 1049.875 | 0 | 0
516 | 2286.452 | 952.14 | 2682.3777 | 1456.9818 | -1225.3959 | 0 | 0 | 883.897 | 0 | 0
517 | 2261.298 | 941.52 | 2649.5598 | 1903.6855 | -745.8743 | 0 | 0 | 428.725 | 0 | 0
518 | 2390.381 | 744.71 | 2133.8639 | 2133.8639 | 0 | 0 | 0 | 336.228 | 0 | 0
519 | 2181.431 | 512.33 | 1502.3267 | 1502.3267 | 0 | 0 | 0 | 735.224 | 0 | 0
520 | 1853.049 | 519.28 | 1555.8771 | 1555.8771 | 0 | 0 | 0 | 355.292 | 0 | 0
521 | 2387.844 | 237.65 | 696.4344 | 696.4344 | 0 | 0 | 0 | 1717.425 | 0 | 0
522 | 2256.255 | 55.79 | 114.682 | 114.682 | 0 | 0 | 0 | 2145.857 | 0 | 0
523 | 2414.4 | 0 | 0 | 0 | 0 | 0 | 0 | 1588.8 | 0 | 857.6372
524 | 1896.8 | 0 | 0 | 0 | 0 | 0 | 0 | 717.179 | 0 | 1225.3959
525 | 2389.6 | 0 | 0 | 0 | 0 | 0 | 0 | 1209.979 | 0 | 1225.3959
526 | 2215.2 | 0 | 0 | 0 | 0 | 0 | 0 | 1035.579 | 0 | 1225.3959
527 | 2295.2 | 0 | 0 | 0 | 0 | 0 | 0 | 1115.579 | 0 | 1225.3959
528 | 1956 | 0 | 0 | 0 | 0 | 0 | 0 | 1956 | 0 | 0
529 | 1812 | 0 | 0 | 0 | 0 | 0 | 0 | 1812 | 0 | 0
530 | 1850.4 | 0 | 0 | 0 | 0 | 0 | 0 | 1850.4 | 0 | 0
531 | 1248.8 | 0 | 0 | 0 | 0 | 0 | 0 | 1248.8 | 0 | 0
532 | 1303.2 | 0 | 0 | 0 | 0 | 0 | 0 | 1303.2 | 0 | 0
533 | 1569.6 | 0 | 0 | 0 | 0 | 0 | 0 | 1569.6 | 0 | 0
534 | 1165.6 | 0 | 0 | 0 | 0 | 0 | 0 | 1165.6 | 0 | 0
535 | 1127.2 | 30.2 | 34.5361 | 0 | -34.5361 | 0 | 0 | 1127.2 | 0 | 0
536 | 845.369 | 223.22 | 660.5344 | 0 | -660.5344 | 0 | 0 | 845.369 | 0 | 0
537 | 1178.36 | 421.39 | 1297.7964 | 72.4005 | -1225.3959 | 0 | 0 | 1108.664 | 0 | 0
538 | 1572.128 | 655.92 | 1944.1968 | 1324.1104 | -620.0864 | 0 | 0 | 297.48 | 0 | 0
539 | 1408.437 | 900.3 | 2570.2024 | 1463.091 | -1107.1114 | 0 | 0 | 0 | 0 | 0
540 | 1438.896 | 988.28 | 2758.3102 | 1494.732 | -1225.3959 | 0 | 38.1823 | 0 | 0 | 0
541 | 1516.32 | 994.09 | 2756.7271 | 1575.1604 | -1181.5666 | 0 | 0 | 0 | 0 | 0
542 | 1377.594 | 550.04 | 1580.2547 | 1431.0512 | -149.2035 | 0 | 0 | 0 | 0 | 0
543 | 1550.943 | 629.08 | 1816.6867 | 1611.127 | -205.5597 | 0 | 0 | 0 | 0 | 0
544 | 1543.534 | 528.13 | 1570.4505 | 1570.4505 | 0 | 0 | 0 | 31.748 | 0 | 0
545 | 1201.14 | 290.26 | 855.5253 | 855.5253 | 0 | 0 | 0 | 377.573 | 0 | 0
546 | 1293.095 | 65.15 | 139.3827 | 139.3827 | 0 | 0 | 0 | 1158.919 | 0 | 0
547 | 1413.61 | 0 | 0 | 0 | 0 | 0 | 0 | 588.01 | 0 | 857.6372
548 | 1265.6 | 0 | 0 | 0 | 0 | 0 | 0 | 85.979 | 0 | 1225.3959
549 | 1180.8 | 0 | 0 | 0 | 0 | 0 | 0 | 1.179 | 0 | 1225.3959
550 | 1695.2 | 0 | 0 | 0 | 0 | 0 | 0 | 515.579 | 0 | 1225.3959
551 | 1346.4 | 0 | 0 | 0 | 0 | 0 | 0 | 166.779 | 0 | 1225.3959
552 | 1211.2 | 0 | 0 | 0 | 0 | 0 | 0 | 1211.2 | 0 | 0
553 | 1408 | 0 | 0 | 0 | 0 | 0 | 0 | 1408 | 0 | 0
554 | 1139.2 | 0 | 0 | 0 | 0 | 0 | 0 | 1139.2 | 0 | 0
555 | 1446.4 | 0 | 0 | 0 | 0 | 0 | 0 | 1446.4 | 0 | 0
556 | 1142.4 | 0 | 0 | 0 | 0 | 0 | 0 | 1142.4 | 0 | 0
557 | 880 | 0 | 0 | 0 | 0 | 0 | 0 | 880 | 0 | 0
558 | 1145.6 | 0 | 0 | 0 | 0 | 0 | 0 | 1145.6 | 0 | 0
559 | 943.2 | 18.04 | 16.3113 | 0 | -16.3113 | 0 | 0 | 943.2 | 0 | 0
560 | 1274.438 | 236.93 | 704.9142 | 276.1631 | -428.7511 | 0 | 0 | 1008.591 | 0 | 0
561 | 1429.443 | 544.5 | 1697.6947 | 1484.9122 | -212.7825 | 0 | 0 | 0 | 0 | 0
562 | 1547.522 | 765.42 | 2282.8004 | 1607.5732 | -675.2272 | 0 | 0 | 0 | 0 | 0
563 | 1405.725 | 917.17 | 2621.404 | 1460.2738 | -1161.1302 | 0 | 0 | 0 | 0 | 0
564 | 1431.852 | 1012.26 | 2807.241 | 1487.4147 | -1225.3959 | 0 | 94.4305 | 0 | 0 | 0
565 | 1367.56 | 1019.86 | 2806.6624 | 1420.6289 | -1225.3959 | 0 | 160.6376 | 0 | 0 | 0
566 | 1673.787 | 943.36 | 2630.0656 | 1738.7379 | -891.3277 | 0 | 0 | 0 | 0 | 0
567 | 1642.84 | 797.16 | 2279.6581 | 1706.59 | -573.0681 | 0 | 0 | 0 | 0 | 0
568 | 1902.457 | 583.86 | 1731.2356 | 1731.2356 | 0 | 0 | 0 | 235.892 | 0 | 0
569 | 1899.267 | 327.08 | 962.5097 | 962.5097 | 0 | 0 | 0 | 972.712 | 0 | 0
570 | 1621.58 | 74.14 | 153.6818 | 153.6818 | 0 | 0 | 0 | 1473.639 | 0 | 0
571 | 1806.403 | 0 | 0 | 0 | 0 | 0 | 0 | 980.803 | 0 | 857.6372
572 | 1360.8 | 0 | 0 | 0 | 0 | 0 | 0 | 181.179 | 0 | 1225.3959
573 | 1477.6 | 0 | 0 | 0 | 0 | 0 | 0 | 297.979 | 0 | 1225.3959
574 | 1830.4 | 0 | 0 | 0 | 0 | 0 | 0 | 650.779 | 0 | 1225.3959
575 | 1500.8 | 0 | 0 | 0 | 0 | 0 | 0 | 321.179 | 0 | 1225.3959
576 | 1522.4 | 0 | 0 | 0 | 0 | 0 | 0 | 1522.4 | 0 | 0
577 | 1083.2 | 0 | 0 | 0 | 0 | 0 | 0 | 1083.2 | 0 | 0
578 | 1204 | 0 | 0 | 0 | 0 | 0 | 0 | 1204 | 0 | 0
579 | 1488.8 | 0 | 0 | 0 | 0 | 0 | 0 | 1488.8 | 0 | 0
580 | 1076 | 0 | 0 | 0 | 0 | 0 | 0 | 1076 | 0 | 0
581 | 1073.6 | 0 | 0 | 0 | 0 | 0 | 0 | 1073.6 | 0 | 0
582 | 912 | 0 | 0 | 0 | 0 | 0 | 0 | 912 | 0 | 0
583 | 964.8 | 33.07 | 38.7464 | 38.7464 | 0 | 0 | 0 | 927.501 | 0 | 0
584 | 1236.892 | 270.68 | 796.2979 | 796.2979 | 0 | 0 | 0 | 470.34 | 0 | 0
585 | 902.102 | 530.08 | 1612.4701 | 937.1078 | -675.3623 | 0 | 0 | 0 | 0 | 0
586 | 1643.977 | 748.13 | 2175.8077 | 1707.7711 | -468.0366 | 0 | 0 | 0 | 0 | 0
587 | 1404.929 | 901.78 | 2530.6 | 1459.4469 | -1071.1531 | 0 | 0 | 0 | 0 | 0
588 | 1257.977 | 993.06 | 2717.9173 | 1306.7925 | -1225.3959 | 0 | 185.7289 | 0 | 0 | 0
589 | 1143.986 | 996.99 | 2697.9951 | 1188.3791 | -1225.3959 | 0 | 284.2201 | 0 | 0 | 0
590 | 1063.922 | 911.29 | 2495.155 | 1105.2072 | -1225.3959 | 0 | 164.5519 | 0 | 0 | 0
591 | 1565.032 | 765.44 | 2154.1112 | 1625.7627 | -518.6503 | 0 | 9.6983 | 0 | 0 | 0
592 | 1529.519 | 554 | 1623.9801 | 1588.8716 | 0 | 0 | 35.1085 | 0 | 0 | 0
593 | 1548.768 | 276.08 | 810.5025 | 810.5025 | 0 | 0 | 0 | 768.542 | 0 | 0
594 | 954.794 | 57.88 | 121.3999 | 121.3999 | 0 | 0 | 0 | 837.929 | 0 | 0
595 | 979.933 | 0 | 0 | 0 | 0 | 0 | 0 | 154.333 | 0 | 857.6372
596 | 1248.8 | 0 | 0 | 0 | 0 | 0 | 0 | 69.179 | 0 | 1225.3959
597 | 1226.4 | 0 | 0 | 0 | 0 | 0 | 0 | 46.779 | 0 | 1225.3959
598 | 1332 | 0 | 0 | 0 | 0 | 0 | 0 | 152.379 | 0 | 1225.3959
599 | 1236.8 | 0 | 0 | 0 | 0 | 0 | 0 | 57.179 | 0 | 1225.3959
600 | 1285.6 | 0 | 0 | 0 | 0 | 0 | 0 | 1285.6 | 0 | 0
601 | 1532.8 | 0 | 0 | 0 | 0 | 0 | 0 | 1532.8 | 0 | 0
602 | 1344.8 | 0 | 0 | 0 | 0 | 0 | 0 | 1344.8 | 0 | 0
603 | 1204.8 | 0 | 0 | 0 | 0 | 0 | 0 | 1204.8 | 0 | 0
604 | 1120.8 | 0 | 0 | 0 | 0 | 0 | 0 | 1120.8 | 0 | 0
605 | 1085.6 | 0 | 0 | 0 | 0 | 0 | 0 | 1085.6 | 0 | 0
606 | 1070.4 | 0 | 0 | 0 | 0 | 0 | 0 | 1070.4 | 0 | 0
607 | 1341.6 | 24.56 | 25.7031 | 25.7031 | 0 | 0 | 0 | 1316.857 | 0 | 0
608 | 915.255 | 209.46 | 622.0145 | 622.0145 | 0 | 0 | 0 | 316.476 | 0 | 0
609 | 1043.557 | 285.87 | 867.8341 | 867.8341 | 0 | 0 | 0 | 208.141 | 0 | 0
610 | 1135.797 | 541.42 | 1589.2103 | 1179.8713 | -409.3389 | 0 | 0 | 0 | 0 | 0
611 | 1052.302 | 820.06 | 2291.0174 | 1093.1363 | -1197.8811 | 0 | 0 | 0 | 0 | 0
612 | 1010.911 | 838.81 | 2295.7751 | 1050.1391 | -1225.3959 | 0 | 20.2401 | 0 | 0 | 0
613 | 907.915 | 864.12 | 2339.461 | 943.1464 | -1225.3959 | 0 | 170.9187 | 0 | 0 | 0
614 | 1041.693 | 730.19 | 2021.5577 | 1082.1156 | -939.442 | 0 | 0 | 0 | 0 | 0
615 | 1029.977 | 555.48 | 1594.2848 | 1069.945 | -524.3398 | 0 | 0 | 0 | 0 | 0
616 | 1033.486 | 307.94 | 910.127 | 910.127 | 0 | 0 | 0 | 157.357 | 0 | 0
617 | 1376.376 | 275.51 | 812.0503 | 812.0503 | 0 | 0 | 0 | 594.66 | 0 | 0
618 | 1168.446 | 70.96 | 150.1551 | 150.1551 | 0 | 0 | 0 | 1023.9 | 0 | 0
619 | 1198.4 | 0 | 0 | 0 | 0 | 0 | 0 | 1198.4 | 0 | 0
620 | 1109.6 | 0 | 0 | 0 | 0 | 0 | 0 | 571.527 | 0 | 558.9528
621 | 1098.4 | 0 | 0 | 0 | 0 | 0 | 0 | 0 | 0 | 1141.0231
622 | 1179.2 | 0 | 0 | 0 | 0 | 0 | 0 | 0 | 0 | 1224.9586
623 | 1169.6 | 0 | 0 | 0 | 0 | 0 | 0 | 0 | 0 | 1214.986
624 | 497.6 | 0 | 0 | 0 | 0 | 0 | 0 | 0 | 0 | 516.9092
625 | 369.6 | 0 | 0 | 0 | 0 | 0 | 0 | 369.6 | 0 | 0
626 | 342.4 | 0 | 0 | 0 | 0 | 0 | 0 | 342.4 | 0 | 0
627 | 378.4 | 0 | 0 | 0 | 0 | 0 | 0 | 378.4 | 0 | 0
628 | 387.2 | 0 | 0 | 0 | 0 | 0 | 0 | 387.2 | 0 | 0
629 | 368.8 | 0 | 0 | 0 | 0 | 0 | 0 | 368.8 | 0 | 0
630 | 325.6 | 0 | 0 | 0 | 0 | 0 | 0 | 325.6 | 0 | 0
631 | 335.2 | 37.26 | 43.3722 | 43.3722 | 0 | 0 | 0 | 0 | 0 | 304.8352
632 | 281.28 | 276.08 | 809.5894 | 292.195 | -517.3944 | 0 | 0 | 0 | 0 | 0
633 | 812.402 | 514.96 | 1591.8374 | 843.9271 | -747.9103 | 0 | 0 | 0 | 0 | 0
634 | 1193.029 | 741.39 | 2196.0956 | 1239.3242 | -956.7714 | 0 | 0 | 0 | 0 | 0
635 | 997.388 | 780.25 | 2242.7088 | 1036.0914 | -1206.6174 | 0 | 0 | 0 | 0 | 0
636 | 1238.61 | 970.09 | 2703.9859 | 1286.6739 | -1225.3959 | 0 | 191.9161 | 0 | 0 | 0
637 | 1158.511 | 963.97 | 2677.8537 | 1203.4667 | -1225.3959 | 0 | 248.9911 | 0 | 0 | 0
638 | 1234.863 | 906.88 | 2551.3751 | 1282.7815 | -529.9047 | 0 | 738.6889 | 0 | 0 | 0
639 | 1047.104 | 541.27 | 1587.1586 | 1087.7366 | 0 | 0 | 499.422 | 0 | 0 | 0
640 | 1281.661 | 459.77 | 1381.9822 | 1331.3955 | 0 | 0 | 50.5867 | 0 | 0 | 0
641 | 1055.169 | 280.95 | 830.0673 | 830.0673 | 0 | 0 | 0 | 0 | 0 | 266.0472
642 | 1044.091 | 62.59 | 135.1329 | 135.1329 | 0 | 0 | 0 | 0 | 0 | 949.4738
643 | 1088.323 | 0 | 0 | 0 | 0 | 0 | 0 | 0 | 0 | 1130.5551
644 | 898.4 | 0 | 0 | 0 | 0 | 0 | 0 | 0 | 0 | 933.2622
645 | 270.4 | 0 | 0 | 0 | 0 | 0 | 0 | 0 | 0 | 280.8928
646 | 91.2 | 0 | 0 | 0 | 0 | 0 | 0 | 0 | 0 | 94.739
647 | 94.4 | 0 | 0 | 0 | 0 | 0 | 0 | 0 | 0 | 98.0632
648 | 91.2 | 0 | 0 | 0 | 0 | 0 | 0 | 0 | 0 | 94.739
649 | 96 | 0 | 0 | 0 | 0 | 0 | 0 | 0 | 0 | 99.7253
650 | 88 | 0 | 0 | 0 | 0 | 0 | 0 | 0 | 0 | 91.4148
651 | 94.4 | 0 | 0 | 0 | 0 | 0 | 0 | 0 | 0 | 98.0632
652 | 85.6 | 0 | 0 | 0 | 0 | 0 | 0 | 0 | 0 | 88.9217
653 | 95.2 | 0 | 0 | 0 | 0 | 0 | 0 | 0 | 0 | 98.8942
654 | 88 | 0 | 0 | 0 | 0 | 0 | 0 | 0 | 0 | 91.4148
655 | 93.6 | 33.47 | 38.4441 | 38.4441 | 0 | 0 | 0 | 0 | 0 | 58.788
656 | 77.076 | 267.48 | 784.5531 | 80.0669 | -704.4862 | 0 | 0 | 0 | 0 | 0
657 | 83.396 | 374.02 | 1138.0709 | 86.6322 | -1051.4387 | 0 | 0 | 0 | 0 | 0
658 | 78.901 | 737.64 | 2134.1059 | 81.9638 | -1225.3959 | 0 | 826.7463 | 0 | 0 | 0
659 | 86.02 | 892.64 | 2471.7486 | 89.358 | -1225.3959 | 0 | 1156.9948 | 0 | 0 | 0
660 | 80.475 | 981.44 | 2653.5073 | 83.5978 | -773.466 | 0 | 1796.4435 | 0 | 0 | 0
661 | 88.61 | 987.83 | 2657.729 | 92.0485 | 0 | 0 | 2565.6805 | 0 | 0 | 0
662 | 80.761 | 912.69 | 2491.6199 | 83.8949 | 0 | 0 | 2407.725 | 0 | 0 | 0
663 | 95.362 | 767.22 | 2179.3469 | 99.0625 | 0 | 0 | 2080.2844 | 0 | 0 | 0
664 | 84.557 | 417.68 | 1242.37 | 87.8382 | 0 | 0 | 1154.5318 | 0 | 0 | 0
665 | 90.093 | 312.19 | 923.0144 | 93.589 | 0 | 0 | 829.4253 | 0 | 0 | 0
666 | 80.774 | 72.29 | 155.9319 | 83.9084 | 0 | 0 | 72.0234 | 0 | 0 | 0
667 | 96.805 | 0 | 0 | 0 | 0 | 0 | 0 | 0 | 0 | 100.5615
668 | 86.4 | 0 | 0 | 0 | 0 | 0 | 0 | 0 | 0 | 89.7527
669 | 93.6 | 0 | 0 | 0 | 0 | 0 | 0 | 0 | 0 | 97.2321
670 | 87.2 | 0 | 0 | 0 | 0 | 0 | 0 | 0 | 0 | 90.5838
671 | 92.8 | 0 | 0 | 0 | 0 | 0 | 0 | 0 | 0 | 96.4011
672 | 87.2 | 0 | 0 | 0 | 0 | 0 | 0 | 0 | 0 | 90.5838
673 | 93.6 | 0 | 0 | 0 | 0 | 0 | 0 | 0 | 0 | 97.2321
674 | 88 | 0 | 0 | 0 | 0 | 0 | 0 | 0 | 0 | 91.4148
675 | 92.8 | 0 | 0 | 0 | 0 | 0 | 0 | 0 | 0 | 96.4011
676 | 87.2 | 0 | 0 | 0 | 0 | 0 | 0 | 0 | 0 | 90.5838
677 | 93.6 | 0 | 0 | 0 | 0 | 0 | 0 | 0 | 0 | 97.2321
678 | 83.2 | 0 | 0 | 0 | 0 | 0 | 0 | 0 | 0 | 86.4286
679 | 84.8 | 30.91 | 36.1307 | 36.1307 | 0 | 0 | 0 | 0 | 0 | 51.96
680 | 79.796 | 261.14 | 763.5028 | 82.8925 | -680.6103 | 0 | 0 | 0 | 0 | 0
681 | 84.042 | 514.37 | 1569.6651 | 87.3043 | -628.5579 | 0 | 853.803 | 0 | 0 | 0
682 | 80.506 | 718.13 | 2095.3876 | 83.63 | 0 | 0 | 2011.7576 | 0 | 0 | 0
683 | 81.184 | 846.67 | 2381.5316 | 84.3343 | 0 | 0 | 2297.1972 | 0 | 0 | 0
684 | 80.078 | 938.94 | 2581.4869 | 83.1854 | 0 | 0 | 2498.3015 | 0 | 0 | 0
685 | 81.515 | 906.31 | 2486.5568 | 84.6782 | 0 | 0 | 2401.8786 | 0 | 0 | 0
686 | 74.649 | 581.33 | 1648.7753 | 77.5457 | 0 | 0 | 1571.2296 | 0 | 0 | 0
687 | 88.307 | 487.37 | 1410.9794 | 91.7337 | 0 | 0 | 1319.2457 | 0 | 0 | 0
688 | 79.067 | 261.89 | 774.966 | 82.1352 | 0 | 0 | 692.8308 | 0 | 0 | 0
689 | 84.323 | 61.57 | 166.0696 | 87.5951 | 0 | 0 | 78.4744 | 0 | 0 | 0
690 | 79.24 | 53.16 | 116.9403 | 82.3149 | 0 | 0 | 34.6254 | 0 | 0 | 0
691 | 95.215 | 0 | 0 | 0 | 0 | 0 | 0 | 0 | 0 | 98.9098
692 | 89.6 | 0 | 0 | 0 | 0 | 0 | 0 | 0 | 0 | 93.0769
693 | 93.6 | 0 | 0 | 0 | 0 | 0 | 0 | 0 | 0 | 97.2321
694 | 87.2 | 0 | 0 | 0 | 0 | 0 | 0 | 0 | 0 | 90.5838
695 | 96.8 | 0 | 0 | 0 | 0 | 0 | 0 | 0 | 0 | 100.5563
696 | 87.2 | 0 | 0 | 0 | 0 | 0 | 0 | 0 | 0 | 90.5838
697 | 93.6 | 0 | 0 | 0 | 0 | 0 | 0 | 0 | 0 | 97.2321
698 | 88.8 | 0 | 0 | 0 | 0 | 0 | 0 | 0 | 0 | 92.2459
699 | 87.2 | 0 | 0 | 0 | 0 | 0 | 0 | 0 | 0 | 90.5838
700 | 87.2 | 0 | 0 | 0 | 0 | 0 | 0 | 0 | 0 | 90.5838
701 | 93.6 | 0 | 0 | 0 | 0 | 0 | 0 | 0 | 0 | 97.2321
702 | 84 | 0 | 0 | 0 | 0 | 0 | 0 | 0 | 0 | 87.2596
703 | 87.2 | 4.89 | 0 | 0 | 0 | 0 | 0 | 0 | 0 | 90.5838
704 | 76.02 | 61.95 | 168.5617 | 78.9699 | -89.5917 | 0 | 0 | 0 | 0 | 0
705 | 84.507 | 452.81 | 1403.8968 | 87.7873 | -1225.3959 | 0 | 90.7136 | 0 | 0 | 0
706 | 72.771 | 630.48 | 1900.2533 | 75.5949 | -39.0269 | 0 | 1785.6316 | 0 | 0 | 0
707 | 81.102 | 885.69 | 2594.9343 | 84.2491 | 0 | 0 | 2510.6851 | 0 | 0 | 0
708 | 75.163 | 935.02 | 2689.908 | 78.0797 | 0 | 0 | 2611.8283 | 0 | 0 | 0
709 | 86.617 | 992.8 | 2820.6728 | 89.9782 | 0 | 0 | 2730.6946 | 0 | 0 | 0
710 | 78.42 | 833.11 | 2386.8014 | 81.4631 | 0 | 0 | 2305.3384 | 0 | 0 | 0
711 | 78.853 | 670.66 | 1960.6671 | 81.9129 | 0 | 0 | 1878.7542 | 0 | 0 | 0
712 | 79.653 | 542.49 | 1631.3608 | 82.7439 | 0 | 0 | 1548.6169 | 0 | 0 | 0
713 | 88.652 | 233.88 | 692.9191 | 92.0921 | 0 | 0 | 600.827 | 0 | 0 | 0
714 | 82.665 | 74.21 | 161.4593 | 85.8728 | 0 | 0 | 75.5865 | 0 | 0 | 0
715 | 97.636 | 0 | 0 | 0 | 0 | 0 | 0 | 0 | 0 | 101.4247
716 | 88.8 | 0 | 0 | 0 | 0 | 0 | 0 | 0 | 0 | 92.2459
717 | 94.4 | 0 | 0 | 0 | 0 | 0 | 0 | 0 | 0 | 98.0632
718 | 87.2 | 0 | 0 | 0 | 0 | 0 | 0 | 0 | 0 | 90.5838
719 | 91.2 | 0 | 0 | 0 | 0 | 0 | 0 | 0 | 0 | 94.739
720 | 84.8 | 0 | 0 | 0 | 0 | 0 | 0 | 0 | 0 | 88.0906
721 | 93.6 | 0 | 0 | 0 | 0 | 0 | 0 | 0 | 0 | 97.2321
722 | 81.6 | 0 | 0 | 0 | 0 | 0 | 0 | 0 | 0 | 84.7665
723 | 92.8 | 0 | 0 | 0 | 0 | 0 | 0 | 0 | 0 | 96.4011
724 | 80 | 0 | 0 | 0 | 0 | 0 | 0 | 0 | 0 | 83.1044
725 | 90.4 | 0 | 0 | 0 | 0 | 0 | 0 | 0 | 0 | 93.9079
726 | 80 | 0 | 0 | 0 | 0 | 0 | 0 | 0 | 0 | 83.1044
727 | 86.4 | 13.11 | 8.9753 | 8.9753 | 0 | 0 | 0 | 0 | 0 | 80.7775
728 | 75.453 | 138.53 | 406.8541 | 78.3809 | -328.4732 | 0 | 0 | 0 | 0 | 0
729 | 85.467 | 379.57 | 1155.2246 | 88.7835 | -989.6817 | 0 | 76.7594 | 0 | 0 | 0
730 | 74.454 | 608.48 | 1782.8133 | 77.3432 | 0 | 0 | 1705.4702 | 0 | 0 | 0
731 | 80.579 | 882.91 | 2476.8751 | 83.7058 | 0 | 0 | 2393.1693 | 0 | 0 | 0
732 | 73.28 | 818.78 | 2265.5282 | 76.1236 | 0 | 0 | 2189.4046 | 0 | 0 | 0
733 | 82.654 | 871.42 | 2382.2182 | 85.8614 | 0 | 0 | 2296.3568 | 0 | 0 | 0
734 | 74.961 | 498.71 | 1424.5296 | 77.8698 | 0 | 0 | 1346.6597 | 0 | 0 | 0
735 | 86.787 | 372.83 | 1090.5528 | 90.1547 | 0 | 0 | 1000.3981 | 0 | 0 | 0
736 | 81.253 | 356.51 | 1061.2502 | 84.406 | 0 | 0 | 976.8442 | 0 | 0 | 0
737 | 87.089 | 156.94 | 456.7614 | 90.4685 | 0 | 0 | 366.2929 | 0 | 0 | 0
738 | 79.66 | 68.92 | 150.4127 | 82.7512 | 0 | 0 | 67.6615 | 0 | 0 | 0
739 | 96.821 | 0 | 0 | 0 | 0 | 0 | 0 | 0 | 0 | 100.5781
740 | 88 | 0 | 0 | 0 | 0 | 0 | 0 | 0 | 0 | 91.4148
741 | 91.2 | 0 | 0 | 0 | 0 | 0 | 0 | 0 | 0 | 94.739
742 | 86.4 | 0 | 0 | 0 | 0 | 0 | 0 | 0 | 0 | 89.7527
743 | 92.8 | 0 | 0 | 0 | 0 | 0 | 0 | 0 | 0 | 96.4011
744 | 88 | 0 | 0 | 0 | 0 | 0 | 0 | 0 | 0 | 91.4148
745 | 94.4 | 0 | 0 | 0 | 0 | 0 | 0 | 0 | 0 | 98.0632
746 | 87.2 | 0 | 0 | 0 | 0 | 0 | 0 | 0 | 0 | 90.5838
747 | 93.6 | 0 | 0 | 0 | 0 | 0 | 0 | 0 | 0 | 97.2321
748 | 80 | 0 | 0 | 0 | 0 | 0 | 0 | 0 | 0 | 83.1044
749 | 88.8 | 0 | 0 | 0 | 0 | 0 | 0 | 0 | 0 | 92.2459
750 | 86.4 | 0 | 0 | 0 | 0 | 0 | 0 | 0 | 0 | 89.7527
751 | 88.8 | 31.54 | 37.3056 | 37.3056 | 0 | 0 | 0 | 0 | 0 | 54.9403
752 | 79.281 | 246.98 | 720.4246 | 82.3575 | -638.0671 | 0 | 0 | 0 | 0 | 0
753 | 84.741 | 499.19 | 1518.8925 | 88.0294 | -664.2647 | 0 | 766.5984 | 0 | 0 | 0
754 | 75.611 | 714.96 | 2091.8006 | 78.5451 | 0 | 0 | 2013.2555 | 0 | 0 | 0
755 | 86.655 | 869.28 | 2464.6941 | 90.0176 | 0 | 0 | 2374.6765 | 0 | 0 | 0
756 | 74.903 | 937.72 | 2607.3501 | 77.8096 | 0 | 0 | 2529.5405 | 0 | 0 | 0
757 | 87.642 | 940.93 | 2593.7396 | 91.0429 | 0 | 0 | 2502.6967 | 0 | 0 | 0
758 | 82.638 | 759.19 | 2131.0311 | 85.8447 | 0 | 0 | 2045.1863 | 0 | 0 | 0
759 | 89.332 | 735.19 | 2114.0757 | 92.7985 | 0 | 0 | 2021.2772 | 0 | 0 | 0
760 | 81.435 | 548.96 | 1639.3087 | 84.5951 | 0 | 0 | 1554.7136 | 0 | 0 | 0
761 | 83.254 | 313.13 | 926.9265 | 86.4847 | 0 | 0 | 840.4419 | 0 | 0 | 0
762 | 82.933 | 72.52 | 159.2415 | 86.1512 | 0 | 0 | 73.0903 | 0 | 0 | 0
763 | 96.007 | 0 | 0 | 0 | 0 | 0 | 0 | 0 | 0 | 99.7325
764 | 91.2 | 0 | 0 | 0 | 0 | 0 | 0 | 0 | 0 | 94.739
765 | 93.6 | 0 | 0 | 0 | 0 | 0 | 0 | 0 | 0 | 97.2321
766 | 88.8 | 0 | 0 | 0 | 0 | 0 | 0 | 0 | 0 | 92.2459
767 | 97.6 | 0 | 0 | 0 | 0 | 0 | 0 | 0 | 0 | 101.3873
768 | 90.4 | 0 | 0 | 0 | 0 | 0 | 0 | 0 | 0 | 93.9079
769 | 92.8 | 0 | 0 | 0 | 0 | 0 | 0 | 0 | 0 | 96.4011
770 | 86.4 | 0 | 0 | 0 | 0 | 0 | 0 | 0 | 0 | 89.7527
771 | 91.2 | 0 | 0 | 0 | 0 | 0 | 0 | 0 | 0 | 94.739
772 | 87.2 | 0 | 0 | 0 | 0 | 0 | 0 | 0 | 0 | 90.5838
773 | 92.8 | 0 | 0 | 0 | 0 | 0 | 0 | 0 | 0 | 96.4011
774 | 85.6 | 0 | 0 | 0 | 0 | 0 | 0 | 0 | 0 | 88.9217
775 | 76.8 | 34.75 | 42.5432 | 42.5432 | 0 | 0 | 0 | 0 | 0 | 37.237
776 | 82.775 | 231 | 672.6084 | 85.9871 | -586.6214 | 0 | 0 | 0 | 0 | 0
777 | 646.748 | 469.86 | 1431.5758 | 671.8449 | -719.1136 | 0 | 40.6173 | 0 | 0 | 0
778 | 552.934 | 745.6 | 2176.2523 | 574.3905 | 0 | 0 | 1601.8619 | 0 | 0 | 0
779 | 876.383 | 715.32 | 2020.5542 | 910.3908 | 0 | 0 | 1110.1634 | 0 | 0 | 0
780 | 949.841 | 819.63 | 2252.1453 | 986.6993 | 0 | 0 | 1265.446 | 0 | 0 | 0
781 | 1244.374 | 814.07 | 2223.6634 | 1292.6616 | 0 | 0 | 931.0017 | 0 | 0 | 0
782 | 1169.848 | 765.59 | 2127.0711 | 1215.2437 | 0 | 0 | 911.8275 | 0 | 0 | 0
783 | 1381.741 | 732.82 | 2096.1096 | 1435.3591 | 0 | 0 | 660.7505 | 0 | 0 | 0
784 | 889.368 | 464.44 | 1379.7363 | 923.8797 | 0 | 0 | 455.8566 | 0 | 0 | 0
785 | 1360.953 | 225.64 | 662.478 | 662.478 | 0 | 0 | 0 | 723.222 | 0 | 0
786 | 1095.157 | 62.35 | 140.4776 | 140.4776 | 0 | 0 | 0 | 959.927 | 0 | 0
787 | 1127.015 | 0 | 0 | 0 | 0 | 0 | 0 | 379.356 | 0 | 776.6717
788 | 1211.2 | 0 | 0 | 0 | 0 | 0 | 0 | 31.579 | 0 | 1225.3959
789 | 1118.4 | 0 | 0 | 0 | 0 | 0 | 0 | 0 | 0 | 1161.7992
790 | 1337.6 | 0 | 0 | 0 | 0 | 0 | 0 | 157.979 | 0 | 1225.3959
791 | 1112 | 0 | 0 | 0 | 0 | 0 | 0 | 0 | 0 | 1155.1509
792 | 163.2 | 0 | 0 | 0 | 0 | 0 | 0 | 0 | 0 | 169.5329
793 | 108.8 | 0 | 0 | 0 | 0 | 0 | 0 | 108.8 | 0 | 0
794 | 94.4 | 0 | 0 | 0 | 0 | 0 | 0 | 94.4 | 0 | 0
795 | 105.6 | 0 | 0 | 0 | 0 | 0 | 0 | 105.6 | 0 | 0
796 | 101.6 | 0 | 0 | 0 | 0 | 0 | 0 | 101.6 | 0 | 0
797 | 105.6 | 0 | 0 | 0 | 0 | 0 | 0 | 105.6 | 0 | 0
798 | 95.2 | 0 | 0 | 0 | 0 | 0 | 0 | 95.2 | 0 | 0
799 | 87.2 | 35.69 | 45.3085 | 45.3085 | 0 | 0 | 0 | 0 | 0 | 45.2753
800 | 82.403 | 270.2 | 783.6837 | 85.6006 | -698.083 | 0 | 0 | 0 | 0 | 0
801 | 835.519 | 515.91 | 1571.7833 | 867.9411 | -703.8422 | 0 | 0 | 0 | 0 | 0
802 | 1039.674 | 737.97 | 2151.8103 | 1080.0183 | -1071.792 | 0 | 0 | 0 | 0 | 0
803 | 891.524 | 890.23 | 2495.5674 | 926.1194 | -1225.3959 | 0 | 344.0521 | 0 | 0 | 0
804 | 1352.422 | 946.64 | 2593.7241 | 1404.9024 | -1188.8217 | 0 | 0 | 0 | 0 | 0
805 | 1341.667 | 968.5 | 2645.6788 | 1393.7301 | -1225.3959 | 0 | 26.5529 | 0 | 0 | 0
806 | 1194.461 | 857.72 | 2386.3256 | 1240.8118 | -296.0594 | 0 | 849.4545 | 0 | 0 | 0
807 | 1481.371 | 628.4 | 1801.2719 | 1538.8552 | 0 | 0 | 262.4166 | 0 | 0 | 0
808 | 1646.336 | 167.53 | 478.0922 | 478.0922 | 0 | 0 | 0 | 1186.103 | 0 | 0
809 | 1713.488 | 165.47 | 478.4496 | 478.4496 | 0 | 0 | 0 | 1252.911 | 0 | 0
810 | 1434.101 | 39.27 | 81.7965 | 81.7965 | 0 | 0 | 0 | 1355.36 | 0 | 0
811 | 1539.509 | 0 | 0 | 0 | 0 | 0 | 0 | 713.909 | 0 | 857.6372
812 | 1661.6 | 0 | 0 | 0 | 0 | 0 | 0 | 481.979 | 0 | 1225.3959
813 | 1616 | 0 | 0 | 0 | 0 | 0 | 0 | 436.379 | 0 | 1225.3959
814 | 1728.8 | 0 | 0 | 0 | 0 | 0 | 0 | 549.179 | 0 | 1225.3959
815 | 1469.6 | 0 | 0 | 0 | 0 | 0 | 0 | 289.979 | 0 | 1225.3959
816 | 1761.6 | 0 | 0 | 0 | 0 | 0 | 0 | 1761.6 | 0 | 0
817 | 1354.4 | 0 | 0 | 0 | 0 | 0 | 0 | 1354.4 | 0 | 0
818 | 1331.2 | 0 | 0 | 0 | 0 | 0 | 0 | 1331.2 | 0 | 0
819 | 1416.8 | 0 | 0 | 0 | 0 | 0 | 0 | 1416.8 | 0 | 0
820 | 1299.2 | 0 | 0 | 0 | 0 | 0 | 0 | 1299.2 | 0 | 0
821 | 1488 | 0 | 0 | 0 | 0 | 0 | 0 | 1488 | 0 | 0
822 | 1488.8 | 0 | 0 | 0 | 0 | 0 | 0 | 1488.8 | 0 | 0
823 | 1292.8 | 34.28 | 44.3289 | 0 | -44.3289 | 0 | 0 | 1292.8 | 0 | 0
824 | 1289.506 | 263.66 | 758.4365 | 0 | -758.4365 | 0 | 0 | 1289.506 | 0 | 0
825 | 1526.73 | 485.55 | 1447.8518 | 222.4559 | -1225.3959 | 0 | 0 | 1312.584 | 0 | 0
826 | 1083.978 | 589.42 | 1683.5659 | 458.17 | -1225.3959 | 0 | 0 | 642.924 | 0 | 0
827 | 1402.913 | 650.37 | 1815.3809 | 1186.9092 | -628.4717 | 0 | 0 | 260.341 | 0 | 0
828 | 1305.329 | 872.38 | 2368.1964 | 1355.982 | -1012.2145 | 0 | 0 | 0 | 0 | 0
829 | 1517.919 | 801.76 | 2191.4095 | 1576.8215 | -614.5881 | 0 | 0 | 0 | 0 | 0
830 | 1335.878 | 748.45 | 2076.2466 | 1387.7164 | -688.5302 | 0 | 0 | 0 | 0 | 0
831 | 1360.865 | 568.31 | 1625.7024 | 1413.673 | -212.0294 | 0 | 0 | 0 | 0 | 0
832 | 1604.627 | 472.85 | 1397.9767 | 1397.9767 | 0 | 0 | 0 | 258.872 | 0 | 0
833 | 1501.802 | 272.93 | 802.3011 | 802.3011 | 0 | 0 | 0 | 729.471 | 0 | 0
834 | 1303.802 | 60.41 | 133.796 | 133.796 | 0 | 0 | 0 | 1175.004 | 0 | 0
835 | 1407.738 | 0 | 0 | 0 | 0 | 0 | 0 | 582.138 | 0 | 857.6372
836 | 1397.6 | 0 | 0 | 0 | 0 | 0 | 0 | 217.979 | 0 | 1225.3959
837 | 1207.2 | 0 | 0 | 0 | 0 | 0 | 0 | 27.579 | 0 | 1225.3959
838 | 1357.6 | 0 | 0 | 0 | 0 | 0 | 0 | 177.979 | 0 | 1225.3959
839 | 1300.8 | 0 | 0 | 0 | 0 | 0 | 0 | 121.179 | 0 | 1225.3959
840 | 1248.8 | 0 | 0 | 0 | 0 | 0 | 0 | 1248.8 | 0 | 0
841 | 1178.4 | 0 | 0 | 0 | 0 | 0 | 0 | 1178.4 | 0 | 0
842 | 1225.6 | 0 | 0 | 0 | 0 | 0 | 0 | 1225.6 | 0 | 0
843 | 1224.8 | 0 | 0 | 0 | 0 | 0 | 0 | 1224.8 | 0 | 0
844 | 903.2 | 0 | 0 | 0 | 0 | 0 | 0 | 903.2 | 0 | 0
845 | 1121.6 | 0 | 0 | 0 | 0 | 0 | 0 | 1121.6 | 0 | 0
846 | 1310.4 | 0 | 0 | 0 | 0 | 0 | 0 | 1310.4 | 0 | 0
847 | 1152 | 5.87 | 0 | 0 | 0 | 0 | 0 | 1152 | 0 | 0
848 | 933.17 | 57.87 | 154.7933 | 0 | -154.7933 | 0 | 0 | 933.17 | 0 | 0
849 | 1215.698 | 261.6 | 769.2609 | 0 | -769.2609 | 0 | 0 | 1215.698 | 0 | 0
850 | 1139.46 | 373.8 | 1074.0337 | 0 | -1074.0337 | 0 | 0 | 1139.46 | 0 | 0
851 | 1551.141 | 486.79 | 1368.9514 | 143.5555 | -1225.3959 | 0 | 0 | 1412.948 | 0 | 0
852 | 1338.153 | 591.12 | 1634.8242 | 450.4257 | -1184.3984 | 0 | 0 | 904.552 | 0 | 0
853 | 1140.835 | 976.35 | 2599.0729 | 1185.1048 | -1225.3959 | 0 | 188.5721 | 0 | 0 | 0
854 | 1315.264 | 714.68 | 1975.8482 | 1366.3025 | -609.5457 | 0 | 0 | 0 | 0 | 0
855 | 1361.037 | 555.05 | 1580.4178 | 1413.8517 | -166.5661 | 0 | 0 | 0 | 0 | 0
856 | 1270.539 | 377 | 1109.2731 | 1109.2731 | 0 | 0 | 0 | 202.703 | 0 | 0
857 | 1377.713 | 246.62 | 721.0707 | 721.0707 | 0 | 0 | 0 | 683.578 | 0 | 0
858 | 1430.203 | 70.44 | 155.4914 | 155.4914 | 0 | 0 | 0 | 1280.52 | 0 | 0
859 | 1135.9 | 0 | 0 | 0 | 0 | 0 | 0 | 310.3 | 0 | 857.6372
860 | 1324 | 0 | 0 | 0 | 0 | 0 | 0 | 144.379 | 0 | 1225.3959
861 | 1216.8 | 0 | 0 | 0 | 0 | 0 | 0 | 37.179 | 0 | 1225.3959
862 | 1368.8 | 0 | 0 | 0 | 0 | 0 | 0 | 189.179 | 0 | 1225.3959
863 | 1304 | 0 | 0 | 0 | 0 | 0 | 0 | 124.379 | 0 | 1225.3959
864 | 504 | 0 | 0 | 0 | 0 | 0 | 0 | 504 | 0 | 0
865 | 308.8 | 0 | 0 | 0 | 0 | 0 | 0 | 308.8 | 0 | 0
866 | 223.2 | 0 | 0 | 0 | 0 | 0 | 0 | 223.2 | 0 | 0
867 | 305.6 | 0 | 0 | 0 | 0 | 0 | 0 | 305.6 | 0 | 0
868 | 234.4 | 0 | 0 | 0 | 0 | 0 | 0 | 234.4 | 0 | 0
869 | 284.8 | 0 | 0 | 0 | 0 | 0 | 0 | 284.8 | 0 | 0
870 | 280.8 | 0 | 0 | 0 | 0 | 0 | 0 | 280.8 | 0 | 0
871 | 279.2 | 30.51 | 40.7263 | 0 | -40.7263 | 0 | 0 | 279.2 | 0 | 0
872 | 207.884 | 261.96 | 765.3996 | 0 | -765.3996 | 0 | 0 | 207.884 | 0 | 0
873 | 1383.408 | 517.78 | 1572.0419 | 346.646 | -1225.3959 | 0 | 0 | 1049.712 | 0 | 0
874 | 1305.53 | 736.83 | 2120.3688 | 894.9729 | -1225.3959 | 0 | 0 | 443.989 | 0 | 0
875 | 1615.041 | 829.29 | 2300.9099 | 1075.514 | -1225.3959 | 0 | 0 | 579.704 | 0 | 0
876 | 1779.002 | 861.64 | 2366.177 | 1612.9999 | -753.1771 | 0 | 0 | 226.256 | 0 | 0
877 | 1624.258 | 831.04 | 2298.073 | 1687.2869 | -610.786 | 0 | 0 | 0 | 0 | 0
878 | 1539.01 | 770.61 | 2161.8451 | 1598.7309 | -563.1142 | 0 | 0 | 0 | 0 | 0
879 | 1787.689 | 537.56 | 1551.484 | 1551.484 | 0 | 0 | 0 | 294.161 | 0 | 0
880 | 1354.304 | 407.35 | 1204.5606 | 1204.5606 | 0 | 0 | 0 | 194.74 | 0 | 0
881 | 1620.241 | 171.76 | 497.6664 | 497.6664 | 0 | 0 | 0 | 1141.165 | 0 | 0
882 | 1300.99 | 56.77 | 122.8044 | 122.8044 | 0 | 0 | 0 | 1182.773 | 0 | 0
883 | 1394.069 | 0 | 0 | 0 | 0 | 0 | 0 | 568.469 | 0 | 857.6372
884 | 1272 | 0 | 0 | 0 | 0 | 0 | 0 | 92.379 | 0 | 1225.3959
885 | 1471.2 | 0 | 0 | 0 | 0 | 0 | 0 | 291.579 | 0 | 1225.3959
886 | 1444 | 0 | 0 | 0 | 0 | 0 | 0 | 264.379 | 0 | 1225.3959
887 | 1357.6 | 0 | 0 | 0 | 0 | 0 | 0 | 177.979 | 0 | 1225.3959
888 | 576.8 | 0 | 0 | 0 | 0 | 0 | 0 | 576.8 | 0 | 0
889 | 498.4 | 0 | 0 | 0 | 0 | 0 | 0 | 498.4 | 0 | 0
890 | 498.4 | 0 | 0 | 0 | 0 | 0 | 0 | 498.4 | 0 | 0
891 | 504 | 0 | 0 | 0 | 0 | 0 | 0 | 504 | 0 | 0
892 | 421.6 | 0 | 0 | 0 | 0 | 0 | 0 | 421.6 | 0 | 0
893 | 485.6 | 0 | 0 | 0 | 0 | 0 | 0 | 485.6 | 0 | 0
894 | 467.2 | 0 | 0 | 0 | 0 | 0 | 0 | 467.2 | 0 | 0
895 | 472 | 29.23 | 40.8925 | 0 | -40.8925 | 0 | 0 | 472 | 0 | 0
896 | 385.522 | 254.82 | 762.3528 | 0 | -762.3528 | 0 | 0 | 385.522 | 0 | 0
897 | 1044.814 | 512.13 | 1593.488 | 368.0922 | -1225.3959 | 0 | 0 | 690.473 | 0 | 0
898 | 1692.649 | 738.73 | 2200.2539 | 1663.8837 | -536.3702 | 0 | 0 | 90.92 | 0 | 0
899 | 1873.143 | 903.12 | 2596.8706 | 1945.8298 | -651.0408 | 0 | 0 | 0 | 0 | 0
900 | 1814.753 | 999.36 | 2816.3877 | 1885.174 | -931.2137 | 0 | 0 | 0 | 0 | 0
901 | 1605.764 | 969.82 | 2730.4318 | 1668.0753 | -1062.3565 | 0 | 0 | 0 | 0 | 0
902 | 1656.929 | 939.51 | 2665.9667 | 1721.2257 | -944.741 | 0 | 0 | 0 | 0 | 0
903 | 1959.966 | 789.59 | 2291.0496 | 2036.022 | -255.0276 | 0 | 0 | 0 | 0 | 0
904 | 1925.128 | 572.86 | 1715.0189 | 1715.0189 | 0 | 0 | 0 | 274.174 | 0 | 0
905 | 1644.797 | 316.01 | 939.199 | 939.199 | 0 | 0 | 0 | 740.682 | 0 | 0
906 | 1796.832 | 69.43 | 157.1068 | 157.1068 | 0 | 0 | 0 | 1645.594 | 0 | 0
907 | 1564.005 | 0 | 0 | 0 | 0 | 0 | 0 | 738.405 | 0 | 857.6372
908 | 1423.2 | 0 | 0 | 0 | 0 | 0 | 0 | 243.579 | 0 | 1225.3959
909 | 1762.4 | 0 | 0 | 0 | 0 | 0 | 0 | 582.779 | 0 | 1225.3959
910 | 1525.6 | 0 | 0 | 0 | 0 | 0 | 0 | 345.979 | 0 | 1225.3959
911 | 1706.4 | 0 | 0 | 0 | 0 | 0 | 0 | 526.779 | 0 | 1225.3959
912 | 526.4 | 0 | 0 | 0 | 0 | 0 | 0 | 526.4 | 0 | 0
913 | 477.6 | 0 | 0 | 0 | 0 | 0 | 0 | 477.6 | 0 | 0
914 | 487.2 | 0 | 0 | 0 | 0 | 0 | 0 | 487.2 | 0 | 0
915 | 450.4 | 0 | 0 | 0 | 0 | 0 | 0 | 450.4 | 0 | 0
916 | 410.4 | 0 | 0 | 0 | 0 | 0 | 0 | 410.4 | 0 | 0
917 | 498.4 | 0 | 0 | 0 | 0 | 0 | 0 | 498.4 | 0 | 0
918 | 480.8 | 0 | 0 | 0 | 0 | 0 | 0 | 480.8 | 0 | 0
919 | 402.4 | 12.68 | 10.7683 | 10.7683 | 0 | 0 | 0 | 392.034 | 0 | 0
920 | 183.582 | 260.62 | 782.6085 | 190.7059 | -591.9026 | 0 | 0 | 0 | 0 | 0
921 | 1361.436 | 523.11 | 1610.5691 | 1414.2662 | -196.3029 | 0 | 0 | 0 | 0 | 0
922 | 1498.899 | 749.82 | 2165.6305 | 1557.0634 | -608.5671 | 0 | 0 | 0 | 0 | 0
923 | 1608.087 | 919.71 | 2511.7052 | 1670.4884 | -841.2168 | 0 | 0 | 0 | 0 | 0
924 | 1399.808 | 1018.64 | 2702.7684 | 1454.1282 | -1225.3959 | 0 | 23.2443 | 0 | 0 | 0
925 | 1724.006 | 1031.69 | 2729.4719 | 1790.9056 | -938.5663 | 0 | 0 | 0 | 0 | 0
926 | 1255.265 | 959.58 | 2593.7635 | 1303.9752 | -1225.3959 | 0 | 64.3924 | 0 | 0 | 0
927 | 1125.5 | 808.74 | 2275.936 | 1169.1747 | -782.0434 | 0 | 324.7179 | 0 | 0 | 0
928 | 1614.058 | 596.08 | 1757.5496 | 1676.6911 | 0 | 0 | 80.8585 | 0 | 0 | 0
929 | 1453.859 | 339.87 | 1005.2752 | 1005.2752 | 0 | 0 | 0 | 486.136 | 0 | 0
930 | 1370.109 | 67.82 | 153.6382 | 153.6382 | 0 | 0 | 0 | 1222.21 | 0 | 0
931 | 1452.169 | 0 | 0 | 0 | 0 | 0 | 0 | 272.548 | 0 | 1225.3959
932 | 1032 | 0 | 0 | 0 | 0 | 0 | 0 | 0 | 0 | 1072.0465
933 | 1212.8 | 0 | 0 | 0 | 0 | 0 | 0 | 33.179 | 0 | 1225.3959
934 | 1396.8 | 0 | 0 | 0 | 0 | 0 | 0 | 217.179 | 0 | 1225.3959
935 | 964 | 0 | 0 | 0 | 0 | 0 | 0 | 0 | 0 | 1001.4078
936 | 1384.8 | 0 | 0 | 0 | 0 | 0 | 0 | 1384.8 | 0 | 0
937 | 1120 | 0 | 0 | 0 | 0 | 0 | 0 | 1120 | 0 | 0
938 | 1568.8 | 0 | 0 | 0 | 0 | 0 | 0 | 1568.8 | 0 | 0
939 | 1411.2 | 0 | 0 | 0 | 0 | 0 | 0 | 1411.2 | 0 | 0
940 | 1482.4 | 0 | 0 | 0 | 0 | 0 | 0 | 1482.4 | 0 | 0
941 | 1182.4 | 0 | 0 | 0 | 0 | 0 | 0 | 1182.4 | 0 | 0
942 | 1132 | 0 | 0 | 0 | 0 | 0 | 0 | 1132 | 0 | 0
943 | 1137.6 | 19.83 | 23.5455 | 23.5455 | 0 | 0 | 0 | 1105.713 | 0 | 9.5788
944 | 182.01 | 204.43 | 602.1037 | 189.0729 | -413.0308 | 0 | 0 | 0 | 0 | 0
945 | 481.147 | 396.23 | 1189.1925 | 499.8178 | -689.3747 | 0 | 0 | 0 | 0 | 0
946 | 455.687 | 596.65 | 1716.4545 | 473.3698 | -1225.3959 | 0 | 17.6888 | 0 | 0 | 0
947 | 498.735 | 762.24 | 2130.3517 | 518.0883 | -1225.3959 | 0 | 386.8675 | 0 | 0 | 0
948 | 415.99 | 892.34 | 2441.3594 | 432.1334 | -1225.3959 | 0 | 783.8301 | 0 | 0 | 0
949 | 320.018 | 906.97 | 2487.8584 | 332.4373 | -1225.3959 | 0 | 930.0253 | 0 | 0 | 0
950 | 335.666 | 768.52 | 2155.6902 | 348.6914 | -405.3998 | 0 | 1401.599 | 0 | 0 | 0
951 | 408.03 | 521.02 | 1502.6716 | 423.8635 | 0 | 0 | 1078.8081 | 0 | 0 | 0
952 | 329.489 | 460.16 | 1364.1148 | 342.2747 | 0 | 0 | 1021.84 | 0 | 0 | 0
953 | 413.609 | 270.86 | 800.0864 | 429.659 | 0 | 0 | 370.4274 | 0 | 0 | 0
954 | 285.122 | 82.77 | 185.4329 | 185.4329 | 0 | 0 | 0 | 0 | 0 | 110.7532
955 | 304.539 | 0 | 0 | 0 | 0 | 0 | 0 | 0 | 0 | 316.3566
956 | 261.6 | 0 | 0 | 0 | 0 | 0 | 0 | 0 | 0 | 271.7513
957 | 204 | 0 | 0 | 0 | 0 | 0 | 0 | 0 | 0 | 211.9162
958 | 331.2 | 0 | 0 | 0 | 0 | 0 | 0 | 0 | 0 | 344.0521
959 | 296.8 | 0 | 0 | 0 | 0 | 0 | 0 | 0 | 0 | 308.3172
960 | 302.4 | 0 | 0 | 0 | 0 | 0 | 0 | 0 | 0 | 314.1346
961 | 324.8 | 0 | 0 | 0 | 0 | 0 | 0 | 0 | 0 | 337.4038
962 | 296.8 | 0 | 0 | 0 | 0 | 0 | 0 | 0 | 0 | 308.3172
963 | 296.8 | 0 | 0 | 0 | 0 | 0 | 0 | 0 | 0 | 308.3172
964 | 316 | 0 | 0 | 0 | 0 | 0 | 0 | 0 | 0 | 328.2623
965 | 227.2 | 0 | 0 | 0 | 0 | 0 | 0 | 0 | 0 | 236.0164
966 | 276 | 0 | 0 | 0 | 0 | 0 | 0 | 0 | 0 | 286.7101
967 | 256.8 | 29.15 | 40.8967 | 40.8967 | 0 | 0 | 0 | 0 | 0 | 225.8684
968 | 246.146 | 259.03 | 761.0709 | 255.6976 | -505.3733 | 0 | 0 | 0 | 0 | 0
969 | 460.316 | 518.3 | 1575.7037 | 478.1784 | -1097.5253 | 0 | 0 | 0 | 0 | 0
970 | 1172.832 | 730.62 | 2132.5737 | 1218.3435 | -914.2302 | 0 | 0 | 0 | 0 | 0
971 | 1566.318 | 874.27 | 2454.5481 | 1627.0986 | -827.4495 | 0 | 0 | 0 | 0 | 0
972 | 1214.229 | 972.42 | 2641.5527 | 1261.3469 | -1004.7984 | 0 | 375.4074 | 0 | 0 | 0
973 | 1567.117 | 982.82 | 2618.8569 | 1627.9286 | 0 | 0 | 990.9283 | 0 | 0 | 0
974 | 1509.312 | 845.02 | 2281.5622 | 1567.8805 | 0 | 0 | 713.6817 | 0 | 0 | 0
975 | 1604.899 | 675.52 | 1892.8051 | 1667.1767 | 0 | 0 | 225.6284 | 0 | 0 | 0
976 | 1215.644 | 487.04 | 1423.2789 | 1262.8168 | 0 | 0 | 160.4621 | 0 | 0 | 0
977 | 1300.307 | 241.46 | 708.1283 | 708.1283 | 0 | 0 | 0 | 618.631 | 0 | 0
978 | 1151.05 | 63.09 | 143.7425 | 143.7425 | 0 | 0 | 0 | 1012.677 | 0 | 0
979 | 1456.677 | 0 | 0 | 0 | 0 | 0 | 0 | 631.077 | 0 | 857.6372
980 | 1494.4 | 0 | 0 | 0 | 0 | 0 | 0 | 314.779 | 0 | 1225.3959
981 | 1808.8 | 0 | 0 | 0 | 0 | 0 | 0 | 629.179 | 0 | 1225.3959
982 | 1650.4 | 0 | 0 | 0 | 0 | 0 | 0 | 470.779 | 0 | 1225.3959
983 | 1209.6 | 0 | 0 | 0 | 0 | 0 | 0 | 29.979 | 0 | 1225.3959
984 | 1028 | 0 | 0 | 0 | 0 | 0 | 0 | 1028 | 0 | 0
985 | 1335.2 | 0 | 0 | 0 | 0 | 0 | 0 | 1335.2 | 0 | 0
986 | 1325.6 | 0 | 0 | 0 | 0 | 0 | 0 | 1325.6 | 0 | 0
987 | 1358.4 | 0 | 0 | 0 | 0 | 0 | 0 | 1358.4 | 0 | 0
988 | 1510.4 | 0 | 0 | 0 | 0 | 0 | 0 | 1510.4 | 0 | 0
989 | 1220.8 | 0 | 0 | 0 | 0 | 0 | 0 | 1220.8 | 0 | 0
990 | 1460.8 | 0 | 0 | 0 | 0 | 0 | 0 | 1460.8 | 0 | 0
991 | 1494.4 | 24.35 | 32.3619 | 0 | -32.3619 | 0 | 0 | 1494.4 | 0 | 0
992 | 1213.91 | 244.21 | 716.9207 | 0 | -716.9207 | 0 | 0 | 1213.91 | 0 | 0
993 | 1285.355 | 496.32 | 1507.5321 | 282.1363 | -1225.3959 | 0 | 0 | 1013.758 | 0 | 0
994 | 1854.487 | 711.27 | 2076.766 | 947.9457 | -1128.8203 | 0 | 0 | 941.951 | 0 | 0
995 | 1700.494 | 776.71 | 2204.4912 | 1766.4812 | -438.0099 | 0 | 0 | 0 | 0 | 0
996 | 1593.166 | 875.74 | 2423.4567 | 1654.9884 | -768.4683 | 0 | 0 | 0 | 0 | 0
997 | 1302.813 | 670.01 | 1867.9153 | 1353.3683 | -514.547 | 0 | 0 | 0 | 0 | 0
998 | 1470.149 | 726.56 | 2009.8171 | 1527.1978 | -482.6193 | 0 | 0 | 0 | 0 | 0
999 | 1044.668 | 690.15 | 1941.4669 | 1085.2061 | -856.2608 | 0 | 0 | 0 | 0 | 0
1000 | 1161.083 | 495.27 | 1452.1254 | 1206.1385 | -245.9869 | 0 | 0 | 0 | 0 | 0
1001 | 1434.037 | 265.81 | 785.6761 | 785.6761 | 0 | 0 | 0 | 677.71 | 0 | 0
1002 | 1519.101 | 47.93 | 106.4328 | 106.4328 | 0 | 0 | 0 | 1416.644 | 0 | 0
1003 | 1470.4 | 0 | 0 | 0 | 0 | 0 | 0 | 583.579 | 0 | 921.2339
1004 | 1118.4 | 0 | 0 | 0 | 0 | 0 | 0 | 0 | 0 | 1161.7992
1005 | 1686.4 | 0 | 0 | 0 | 0 | 0 | 0 | 506.779 | 0 | 1225.3959
1006 | 1632 | 0 | 0 | 0 | 0 | 0 | 0 | 452.379 | 0 | 1225.3959
1007 | 1343.2 | 0 | 0 | 0 | 0 | 0 | 0 | 163.579 | 0 | 1225.3959
1008 | 1206.4 | 0 | 0 | 0 | 0 | 0 | 0 | 1206.4 | 0 | 0
1009 | 1653.6 | 0 | 0 | 0 | 0 | 0 | 0 | 1653.6 | 0 | 0
1010 | 1780 | 0 | 0 | 0 | 0 | 0 | 0 | 1780 | 0 | 0
1011 | 1225.6 | 0 | 0 | 0 | 0 | 0 | 0 | 1225.6 | 0 | 0
1012 | 1333.6 | 0 | 0 | 0 | 0 | 0 | 0 | 1333.6 | 0 | 0
1013 | 1466.4 | 0 | 0 | 0 | 0 | 0 | 0 | 1466.4 | 0 | 0
1014 | 1376 | 0 | 0 | 0 | 0 | 0 | 0 | 1376 | 0 | 0
1015 | 1212 | 17.86 | 20.8789 | 0 | -20.8789 | 0 | 0 | 1212 | 0 | 0
1016 | 1119.408 | 206.28 | 610.8567 | 0 | -610.8567 | 0 | 0 | 1119.408 | 0 | 0
1017 | 1135.205 | 424.03 | 1299.3276 | 73.9317 | -1225.3959 | 0 | 0 | 1064.035 | 0 | 0
1018 | 1502.098 | 615.75 | 1820.016 | 705.1272 | -1114.8889 | 0 | 0 | 823.312 | 0 | 0
1019 | 1740.14 | 688.35 | 1969.4169 | 1807.6657 | -161.7512 | 0 | 0 | 0 | 0 | 0
1020 | 1403.041 | 787.7 | 2193.4528 | 1457.4857 | -735.9672 | 0 | 0 | 0 | 0 | 0
1021 | 1200.195 | 790.73 | 2177.903 | 1246.7683 | -931.1347 | 0 | 0 | 0 | 0 | 0
1022 | 1044.046 | 752.27 | 2088.0235 | 1084.5599 | -1003.4636 | 0 | 0 | 0 | 0 | 0
1023 | 1298.188 | 661.08 | 1889.7146 | 1348.5639 | -541.1508 | 0 | 0 | 0 | 0 | 0
1024 | 1559.024 | 461.17 | 1366.638 | 1366.638 | 0 | 0 | 0 | 243.437 | 0 | 0
1025 | 1238.191 | 245.1 | 725.1262 | 725.1262 | 0 | 0 | 0 | 540.152 | 0 | 0
1026 | 1380.315 | 57.47 | 130.6733 | 130.6733 | 0 | 0 | 0 | 1254.523 | 0 | 0
1027 | 886.366 | 0 | 0 | 0 | 0 | 0 | 0 | 0 | 0 | 920.7612
1028 | 1113.6 | 0 | 0 | 0 | 0 | 0 | 0 | 0 | 0 | 1156.813
1029 | 1129.6 | 0 | 0 | 0 | 0 | 0 | 0 | 0 | 0 | 1173.4338
1030 | 1440.8 | 0 | 0 | 0 | 0 | 0 | 0 | 261.179 | 0 | 1225.3959
1031 | 1332.8 | 0 | 0 | 0 | 0 | 0 | 0 | 153.179 | 0 | 1225.3959
1032 | 138.4 | 0 | 0 | 0 | 0 | 0 | 0 | 138.4 | 0 | 0
1033 | 97.6 | 0 | 0 | 0 | 0 | 0 | 0 | 97.6 | 0 | 0
1034 | 94.4 | 0 | 0 | 0 | 0 | 0 | 0 | 94.4 | 0 | 0
1035 | 103.2 | 0 | 0 | 0 | 0 | 0 | 0 | 103.2 | 0 | 0
1036 | 92.8 | 0 | 0 | 0 | 0 | 0 | 0 | 92.8 | 0 | 0
1037 | 98.4 | 0 | 0 | 0 | 0 | 0 | 0 | 98.4 | 0 | 0
1038 | 89.6 | 0 | 0 | 0 | 0 | 0 | 0 | 89.6 | 0 | 0
1039 | 84.8 | 21.63 | 28.4497 | 28.4497 | 0 | 0 | 0 | 57.413 | 0 | 0
1040 | 86.437 | 212.69 | 627.8266 | 89.7912 | -538.0354 | 0 | 0 | 0 | 0 | 0
1041 | 660.137 | 439.94 | 1346.184 | 685.7535 | -660.4305 | 0 | 0 | 0 | 0 | 0
1042 | 1046.053 | 652.88 | 1932.127 | 1086.6448 | -845.4821 | 0 | 0 | 0 | 0 | 0
1043 | 1011.485 | 762.49 | 2186.3661 | 1050.7354 | -1135.6307 | 0 | 0 | 0 | 0 | 0
1044 | 1077.866 | 855.52 | 2397.3006 | 1119.6934 | -1225.3959 | 0 | 52.2114 | 0 | 0 | 0
1045 | 1280.894 | 824.72 | 2308.5399 | 1330.5988 | -977.9412 | 0 | 0 | 0 | 0 | 0
1046 | 1305.495 | 796.25 | 2256.7161 | 1356.1544 | -900.5617 | 0 | 0 | 0 | 0 | 0
1047 | 1222.683 | 641.77 | 1867.2526 | 1270.1289 | -125.9125 | 0 | 471.2112 | 0 | 0 | 0
1048 | 1378.71 | 516.09 | 1543.775 | 1432.2105 | 0 | 0 | 111.5645 | 0 | 0 | 0
1049 | 1442.884 | 291.87 | 870.7178 | 870.7178 | 0 | 0 | 0 | 604.692 | 0 | 0
1050 | 1317.715 | 64.92 | 149.6429 | 149.6429 | 0 | 0 | 0 | 1173.662 | 0 | 0
1051 | 1407.2 | 0 | 0 | 0 | 0 | 0 | 0 | 581.6 | 0 | 857.6372
1052 | 1616.8 | 0 | 0 | 0 | 0 | 0 | 0 | 437.179 | 0 | 1225.3959
1053 | 1705.6 | 0 | 0 | 0 | 0 | 0 | 0 | 525.979 | 0 | 1225.3959
1054 | 1624 | 0 | 0 | 0 | 0 | 0 | 0 | 444.379 | 0 | 1225.3959
1055 | 1382.4 | 0 | 0 | 0 | 0 | 0 | 0 | 202.779 | 0 | 1225.3959
1056 | 136.8 | 0 | 0 | 0 | 0 | 0 | 0 | 136.8 | 0 | 0
1057 | 104.8 | 0 | 0 | 0 | 0 | 0 | 0 | 104.8 | 0 | 0
1058 | 96.8 | 0 | 0 | 0 | 0 | 0 | 0 | 96.8 | 0 | 0
1059 | 100 | 0 | 0 | 0 | 0 | 0 | 0 | 100 | 0 | 0
1060 | 98.4 | 0 | 0 | 0 | 0 | 0 | 0 | 98.4 | 0 | 0
1061 | 101.6 | 0 | 0 | 0 | 0 | 0 | 0 | 101.6 | 0 | 0
1062 | 95.2 | 0 | 0 | 0 | 0 | 0 | 0 | 95.2 | 0 | 0
1063 | 92.8 | 20.2 | 26.2153 | 26.2153 | 0 | 0 | 0 | 67.564 | 0 | 0
1064 | 85.97 | 217.98 | 643.7504 | 89.306 | -554.4444 | 0 | 0 | 0 | 0 | 0
1065 | 932.616 | 468.34 | 1429.4452 | 968.8059 | -460.6393 | 0 | 0 | 0 | 0 | 0
1066 | 1383.414 | 687.6 | 2033.5922 | 1437.097 | -596.4952 | 0 | 0 | 0 | 0 | 0
1067 | 1261.111 | 861.93 | 2477.1255 | 1310.0481 | -1167.0774 | 0 | 0 | 0 | 0 | 0
1068 | 1457.305 | 948.48 | 2682.0765 | 1513.8554 | -1168.2211 | 0 | 0 | 0 | 0 | 0
1069 | 1348.064 | 952.84 | 2693.8524 | 1400.3753 | -1225.3959 | 0 | 68.0812 | 0 | 0 | 0
1070 | 1417.335 | 866.52 | 2482.3112 | 1472.3343 | -1009.9769 | 0 | 0 | 0 | 0 | 0
1071 | 1553.989 | 726.8 | 2132.8396 | 1614.2912 | -227.1409 | 0 | 291.4076 | 0 | 0 | 0
1072 | 1478.554 | 528.49 | 1595.5116 | 1535.9289 | 0 | 0 | 59.5827 | 0 | 0 | 0
1073 | 1282.839 | 291.5 | 875.2969 | 875.2969 | 0 | 0 | 0 | 440.239 | 0 | 0
1074 | 1716.587 | 63.24 | 147.0397 | 147.0397 | 0 | 0 | 0 | 1575.04 | 0 | 0
1075 | 1229.933 | 0 | 0 | 0 | 0 | 0 | 0 | 53.512 | 0 | 1222.0717
1076 | 828.8 | 0 | 0 | 0 | 0 | 0 | 0 | 0 | 0 | 860.9614
1077 | 1254.4 | 0 | 0 | 0 | 0 | 0 | 0 | 74.779 | 0 | 1225.3959
1078 | 1271.2 | 0 | 0 | 0 | 0 | 0 | 0 | 91.579 | 0 | 1225.3959
1079 | 1333.6 | 0 | 0 | 0 | 0 | 0 | 0 | 153.979 | 0 | 1225.3959
1080 | 1302.4 | 0 | 0 | 0 | 0 | 0 | 0 | 1302.4 | 0 | 0
1081 | 1362.4 | 0 | 0 | 0 | 0 | 0 | 0 | 1362.4 | 0 | 0
1082 | 933.6 | 0 | 0 | 0 | 0 | 0 | 0 | 933.6 | 0 | 0
1083 | 1361.6 | 0 | 0 | 0 | 0 | 0 | 0 | 1361.6 | 0 | 0
1084 | 1337.6 | 0 | 0 | 0 | 0 | 0 | 0 | 1337.6 | 0 | 0
1085 | 996 | 0 | 0 | 0 | 0 | 0 | 0 | 996 | 0 | 0
1086 | 1271.2 | 0 | 0 | 0 | 0 | 0 | 0 | 1271.2 | 0 | 0
1087 | 1043.2 | 22.88 | 33.2469 | 33.2469 | 0 | 0 | 0 | 1011.195 | 0 | 0
1088 | 860.551 | 239.86 | 710.3461 | 710.3461 | 0 | 0 | 0 | 176.74 | 0 | 0
1089 | 1094.398 | 492.38 | 1505.2426 | 1136.8658 | -368.3768 | 0 | 0 | 0 | 0 | 0
1090 | 1122.775 | 711.32 | 2096.8793 | 1166.344 | -930.5353 | 0 | 0 | 0 | 0 | 0
1091 | 1142.288 | 863.37 | 2463.7218 | 1186.6142 | -1225.3959 | 0 | 51.7117 | 0 | 0 | 0
1092 | 987.833 | 954.13 | 2667.4667 | 1026.1667 | -1225.3959 | 0 | 415.9042 | 0 | 0 | 0
1093 | 1098.997 | 964.5 | 2691.3603 | 1141.6433 | -1225.3959 | 0 | 324.3211 | 0 | 0 | 0
1094 | 1323.29 | 891.46 | 2526.1083 | 1374.6399 | -1151.4683 | 0 | 0 | 0 | 0 | 0
1095 | 1200.589 | 742.9 | 2167.2293 | 1247.1786 | -282.8208 | 0 | 637.2298 | 0 | 0 | 0
1096 | 1175.229 | 443.57 | 1334.0466 | 1220.8335 | 0 | 0 | 113.2131 | 0 | 0 | 0
1097 | 1183.22 | 290.78 | 874.2498 | 874.2498 | 0 | 0 | 0 | 341.628 | 0 | 0
1098 | 1286.45 | 58.84 | 139.311 | 139.311 | 0 | 0 | 0 | 1152.343 | 0 | 0
1099 | 1205.541 | 0 | 0 | 0 | 0 | 0 | 0 | 119.098 | 0 | 1128.6021
1100 | 1044 | 0 | 0 | 0 | 0 | 0 | 0 | 0 | 0 | 1084.5122
1101 | 1465.6 | 0 | 0 | 0 | 0 | 0 | 0 | 285.979 | 0 | 1225.3959
1102 | 1054.4 | 0 | 0 | 0 | 0 | 0 | 0 | 0 | 0 | 1095.3157
1103 | 1262.4 | 0 | 0 | 0 | 0 | 0 | 0 | 82.779 | 0 | 1225.3959
1104 | 936 | 0 | 0 | 0 | 0 | 0 | 0 | 936 | 0 | 0
1105 | 1169.6 | 0 | 0 | 0 | 0 | 0 | 0 | 1169.6 | 0 | 0
1106 | 1276 | 0 | 0 | 0 | 0 | 0 | 0 | 1276 | 0 | 0
1107 | 1006.4 | 0 | 0 | 0 | 0 | 0 | 0 | 1006.4 | 0 | 0
1108 | 1429.6 | 0 | 0 | 0 | 0 | 0 | 0 | 1429.6 | 0 | 0
1109 | 1362.4 | 0 | 0 | 0 | 0 | 0 | 0 | 1362.4 | 0 | 0
1110 | 1094.4 | 0 | 0 | 0 | 0 | 0 | 0 | 1094.4 | 0 | 0
1111 | 1244 | 28.46 | 41.7735 | 41.7735 | 0 | 0 | 0 | 1203.787 | 0 | 0
1112 | 182.026 | 249.35 | 732.0187 | 189.0895 | -542.9292 | 0 | 0 | 0 | 0 | 0
1113 | 152.29 | 505.37 | 1534.1806 | 158.1996 | -1225.3959 | 0 | 150.5851 | 0 | 0 | 0
1114 | 181.165 | 723.41 | 2106.3345 | 188.1951 | -1225.3959 | 0 | 692.7436 | 0 | 0 | 0
1115 | 170.605 | 878.59 | 2463.353 | 177.2253 | -1225.3959 | 0 | 1060.7318 | 0 | 0 | 0
1116 | 185.42 | 971.68 | 2654.8006 | 192.6152 | -1225.3959 | 0 | 1236.7895 | 0 | 0 | 0
1117 | 195.463 | 985.06 | 2674.7986 | 203.0469 | -964.8772 | 0 | 1506.8746 | 0 | 0 | 0
1118 | 197.058 | 912.62 | 2529.7742 | 204.7048 | 0 | 0 | 2325.0694 | 0 | 0 | 0
1119 | 129.537 | 690.53 | 1987.1254 | 134.5637 | 0 | 0 | 1852.5618 | 0 | 0 | 0
1120 | 177.796 | 504.78 | 1505.9178 | 184.6953 | 0 | 0 | 1321.2225 | 0 | 0 | 0
1121 | 117.348 | 307.43 | 918.6576 | 121.9017 | 0 | 0 | 796.756 | 0 | 0 | 0
1122 | 99.261 | 72.69 | 172.748 | 103.1128 | 0 | 0 | 69.6352 | 0 | 0 | 0
1123 | 110.145 | 0 | 0 | 0 | 0 | 0 | 0 | 0 | 0 | 114.4191
1124 | 108 | 0 | 0 | 0 | 0 | 0 | 0 | 0 | 0 | 112.1909
1125 | 100 | 0 | 0 | 0 | 0 | 0 | 0 | 0 | 0 | 103.8805
1126 | 91.2 | 0 | 0 | 0 | 0 | 0 | 0 | 0 | 0 | 94.739
1127 | 100 | 0 | 0 | 0 | 0 | 0 | 0 | 0 | 0 | 103.8805
1128 | 93.6 | 0 | 0 | 0 | 0 | 0 | 0 | 0 | 0 | 97.2321
1129 | 98.4 | 0 | 0 | 0 | 0 | 0 | 0 | 0 | 0 | 102.2184
1130 | 90.4 | 0 | 0 | 0 | 0 | 0 | 0 | 0 | 0 | 93.9079
1131 | 96.8 | 0 | 0 | 0 | 0 | 0 | 0 | 0 | 0 | 100.5563
1132 | 91.2 | 0 | 0 | 0 | 0 | 0 | 0 | 0 | 0 | 94.739
1133 | 96.8 | 0 | 0 | 0 | 0 | 0 | 0 | 0 | 0 | 100.5563
1134 | 89.6 | 0 | 0 | 0 | 0 | 0 | 0 | 0 | 0 | 93.0769
1135 | 92.8 | 52.38 | 83.1304 | 83.1304 | 0 | 0 | 0 | 0 | 0 | 13.2707
1136 | 86.74 | 296.87 | 868.3182 | 90.1059 | -778.2123 | 0 | 0 | 0 | 0 | 0
1137 | 858.247 | 562.2 | 1716.0026 | 891.5511 | -584.711 | 0 | 239.7406 | 0 | 0 | 0
1138 | 1207.142 | 781.64 | 2283.8476 | 1253.9848 | 0 | 0 | 1029.8627 | 0 | 0 | 0
1139 | 1636.944 | 937.76 | 2643.8339 | 1700.4652 | 0 | 0 | 943.3687 | 0 | 0 | 0
1140 | 1392.639 | 1032.72 | 2850.368 | 1446.68 | 0 | 0 | 1403.688 | 0 | 0 | 0
1141 | 1733.618 | 1041.05 | 2864.5093 | 1800.8906 | 0 | 0 | 1063.6187 | 0 | 0 | 0
1142 | 1461.298 | 683.26 | 1941.1417 | 1518.0033 | 0 | 0 | 423.1384 | 0 | 0 | 0
1143 | 1523.695 | 400.31 | 1156.9262 | 1156.9262 | 0 | 0 | 0 | 409.986 | 0 | 0
1144 | 1550.416 | 521.12 | 1555.3172 | 1555.3172 | 0 | 0 | 0 | 53.198 | 0 | 0
1145 | 1733.837 | 332.61 | 988.0072 | 988.0072 | 0 | 0 | 0 | 782.737 | 0 | 0
1146 | 1717.427 | 87.99 | 199.5347 | 199.5347 | 0 | 0 | 0 | 1525.346 | 0 | 0
1147 | 1575.959 | 0 | 0 | 0 | 0 | 0 | 0 | 628.338 | 0 | 984.3932
1148 | 1707.2 | 0 | 0 | 0 | 0 | 0 | 0 | 527.579 | 0 | 1225.3959
1149 | 1400 | 0 | 0 | 0 | 0 | 0 | 0 | 220.379 | 0 | 1225.3959
1150 | 1287.2 | 0 | 0 | 0 | 0 | 0 | 0 | 107.579 | 0 | 1225.3959
1151 | 1057.6 | 0 | 0 | 0 | 0 | 0 | 0 | 0 | 0 | 1098.6399
1152 | 1536.8 | 0 | 0 | 0 | 0 | 0 | 0 | 1536.8 | 0 | 0
1153 | 997.6 | 0 | 0 | 0 | 0 | 0 | 0 | 997.6 | 0 | 0
1154 | 1274.4 | 0 | 0 | 0 | 0 | 0 | 0 | 1274.4 | 0 | 0
1155 | 1188.8 | 0 | 0 | 0 | 0 | 0 | 0 | 1188.8 | 0 | 0
1156 | 1111.2 | 0 | 0 | 0 | 0 | 0 | 0 | 1111.2 | 0 | 0
1157 | 1072.8 | 0 | 0 | 0 | 0 | 0 | 0 | 1072.8 | 0 | 0
1158 | 1068.8 | 0 | 0 | 0 | 0 | 0 | 0 | 1068.8 | 0 | 0
1159 | 1287.2 | 44.08 | 74.1468 | 0 | -74.1468 | 0 | 0 | 1287.2 | 0 | 0
1160 | 1071.05 | 280.99 | 825.5444 | 0 | -825.5444 | 0 | 0 | 1071.05 | 0 | 0
1161 | 1356.959 | 545.73 | 1658.4019 | 433.006 | -1225.3959 | 0 | 0 | 940.129 | 0 | 0
1162 | 1375.012 | 770.57 | 2240.5751 | 1149.6172 | -1090.9579 | 0 | 0 | 268.34 | 0 | 0
1163 | 1335.484 | 933.17 | 2623.4474 | 1387.3082 | -1225.3959 | 0 | 10.7433 | 0 | 0 | 0
1164 | 1194.744 | 955.48 | 2658.4987 | 1241.1057 | -1225.3959 | 0 | 191.9971 | 0 | 0 | 0
1165 | 1239.472 | 597.13 | 1694.4609 | 1287.5694 | -406.8915 | 0 | 0 | 0 | 0 | 0
1166 | 1494.782 | 626.66 | 1794.0615 | 1552.7866 | -241.2749 | 0 | 0 | 0 | 0 | 0
1167 | 1663.536 | 575.81 | 1682.2363 | 1682.2363 | 0 | 0 | 0 | 44.14 | 0 | 0
1168 | 1380.276 | 413.86 | 1239.8104 | 1239.8104 | 0 | 0 | 0 | 186.779 | 0 | 0
1169 | 1448.549 | 340.36 | 1019.5443 | 1019.5443 | 0 | 0 | 0 | 467.09 | 0 | 0
1170 | 1689.979 | 87.15 | 201.872 | 201.872 | 0 | 0 | 0 | 1495.648 | 0 | 0
1171 | 1823.205 | 0 | 0 | 0 | 0 | 0 | 0 | 643.584 | 0 | 1225.3959
1172 | 855.2 | 0 | 0 | 0 | 0 | 0 | 0 | 0 | 0 | 888.3858
1173 | 1082.4 | 0 | 0 | 0 | 0 | 0 | 0 | 0 | 0 | 1124.4023
1174 | 1165.6 | 0 | 0 | 0 | 0 | 0 | 0 | 0 | 0 | 1210.8308
1175 | 1396.8 | 0 | 0 | 0 | 0 | 0 | 0 | 217.179 | 0 | 1225.3959
1176 | 754.4 | 0 | 0 | 0 | 0 | 0 | 0 | 754.4 | 0 | 0
1177 | 602.4 | 0 | 0 | 0 | 0 | 0 | 0 | 602.4 | 0 | 0
1178 | 580.8 | 0 | 0 | 0 | 0 | 0 | 0 | 580.8 | 0 | 0
1179 | 700.8 | 0 | 0 | 0 | 0 | 0 | 0 | 700.8 | 0 | 0
1180 | 725.6 | 0 | 0 | 0 | 0 | 0 | 0 | 725.6 | 0 | 0
1181 | 505.6 | 0 | 0 | 0 | 0 | 0 | 0 | 505.6 | 0 | 0
1182 | 723.2 | 0 | 0 | 0 | 0 | 0 | 0 | 723.2 | 0 | 0
1183 | 676.8 | 37.51 | 64.7352 | 64.7352 | 0 | 0 | 0 | 614.483 | 0 | 0
1184 | 771.604 | 266.87 | 784.6518 | 784.6518 | 0 | 0 | 0 | 16.263 | 0 | 0
1185 | 658.296 | 529.04 | 1598.4193 | 683.841 | -914.5782 | 0 | 0 | 0 | 0 | 0
1186 | 829.986 | 755.16 | 2182.8944 | 862.1944 | -1225.3959 | 0 | 95.3041 | 0 | 0 | 0
1187 | 571.13 | 921.88 | 2559.0249 | 593.2926 | -1225.3959 | 0 | 740.3364 | 0 | 0 | 0
1188 | 704.878 | 1017.48 | 2745.7957 | 732.2317 | -1225.3959 | 0 | 788.1682 | 0 | 0 | 0
1189 | 802.622 | 1020.79 | 2750.4059 | 833.7675 | -1225.3959 | 0 | 691.2425 | 0 | 0 | 0
1190 | 845.333 | 932.84 | 2571.1903 | 878.1359 | -593.2271 | 0 | 1099.8273 | 0 | 0 | 0
1191 | 810.397 | 782.15 | 2236.2142 | 841.8443 | 0 | 0 | 1394.37 | 0 | 0 | 0
1192 | 948.631 | 570.43 | 1699.5635 | 985.4424 | 0 | 0 | 714.1211 | 0 | 0 | 0
1193 | 863.605 | 290.05 | 864.7904 | 864.7904 | 0 | 0 | 0 | 31.119 | 0 | 0
1194 | 870.304 | 75.83 | 176.7589 | 176.7589 | 0 | 0 | 0 | 249.19 | 0 | 468.4573
1195 | 797.6 | 0 | 0 | 0 | 0 | 0 | 0 | 0 | 0 | 828.5507
1196 | 838.4 | 0 | 0 | 0 | 0 | 0 | 0 | 0 | 0 | 870.9339
1197 | 759.2 | 0 | 0 | 0 | 0 | 0 | 0 | 0 | 0 | 788.6606
1198 | 689.6 | 0 | 0 | 0 | 0 | 0 | 0 | 0 | 0 | 716.3598
1199 | 551.2 | 0 | 0 | 0 | 0 | 0 | 0 | 0 | 0 | 572.5892
1200 | 689.6 | 0 | 0 | 0 | 0 | 0 | 0 | 0 | 0 | 716.3598
1201 | 1026.4 | 0 | 0 | 0 | 0 | 0 | 0 | 1026.4 | 0 | 0
1202 | 1103.2 | 0 | 0 | 0 | 0 | 0 | 0 | 1103.2 | 0 | 0
1203 | 797.6 | 0 | 0 | 0 | 0 | 0 | 0 | 797.6 | 0 | 0
1204 | 818.4 | 0 | 0 | 0 | 0 | 0 | 0 | 818.4 | 0 | 0
1205 | 779.2 | 0 | 0 | 0 | 0 | 0 | 0 | 779.2 | 0 | 0
1206 | 741.6 | 0 | 0 | 0 | 0 | 0 | 0 | 741.6 | 0 | 0
1207 | 836.8 | 40.5 | 71.9611 | 71.9611 | 0 | 0 | 0 | 0 | 0 | 797.3107
1208 | 625.816 | 271.67 | 800.7055 | 650.1006 | -150.6049 | 0 | 0 | 0 | 0 | 0
1209 | 296.104 | 533.8 | 1620.525 | 307.5953 | -1225.3959 | 0 | 87.5338 | 0 | 0 | 0
1210 | 281.168 | 761.17 | 2207.9276 | 292.0797 | -1225.3959 | 0 | 690.452 | 0 | 0 | 0
1211 | 221.19 | 931.04 | 2596.1206 | 229.7732 | -1225.3959 | 0 | 1140.9515 | 0 | 0 | 0
1212 | 299.592 | 1025.95 | 2805.7057 | 311.2176 | -1225.3959 | 0 | 1269.0922 | 0 | 0 | 0
1213 | 888.252 | 1032.8 | 2824.5963 | 922.7204 | -1225.3959 | 0 | 676.48 | 0 | 0 | 0
1214 | 1121.586 | 950.77 | 2658.2214 | 1165.1089 | -131.8046 | 0 | 1361.3079 | 0 | 0 | 0
1215 | 839.555 | 803.08 | 2319.8203 | 872.1337 | 0 | 0 | 1447.6866 | 0 | 0 | 0
1216 | 1363.969 | 588.21 | 1764.573 | 1416.8975 | 0 | 0 | 347.6755 | 0 | 0 | 0
1217 | 1384.49 | 331.72 | 993.9076 | 993.9076 | 0 | 0 | 0 | 427.71 | 0 | 0
1218 | 1247.034 | 81.71 | 190.1148 | 190.1148 | 0 | 0 | 0 | 1064.021 | 0 | 0
1219 | 1191.158 | 0 | 0 | 0 | 0 | 0 | 0 | 142.694 | 0 | 1089.1494
1220 | 1089.6 | 0 | 0 | 0 | 0 | 0 | 0 | 0 | 0 | 1131.8817
1221 | 1178.4 | 0 | 0 | 0 | 0 | 0 | 0 | 0 | 0 | 1224.1275
1222 | 1048 | 0 | 0 | 0 | 0 | 0 | 0 | 0 | 0 | 1088.6674
1223 | 1239.2 | 0 | 0 | 0 | 0 | 0 | 0 | 59.579 | 0 | 1225.3959
1224 | 1102.4 | 0 | 0 | 0 | 0 | 0 | 0 | 1102.4 | 0 | 0
1225 | 1004 | 0 | 0 | 0 | 0 | 0 | 0 | 1004 | 0 | 0
1226 | 894.4 | 0 | 0 | 0 | 0 | 0 | 0 | 894.4 | 0 | 0
1227 | 741.6 | 0 | 0 | 0 | 0 | 0 | 0 | 741.6 | 0 | 0
1228 | 812 | 0 | 0 | 0 | 0 | 0 | 0 | 812 | 0 | 0
1229 | 906.4 | 0 | 0 | 0 | 0 | 0 | 0 | 906.4 | 0 | 0
1230 | 1295.2 | 0 | 0 | 0 | 0 | 0 | 0 | 1295.2 | 0 | 0
1231 | 1083.2 | 43.49 | 74.877 | 74.877 | 0 | 0 | 0 | 1011.12 | 0 | 0
1232 | 928.89 | 280.31 | 828.2899 | 828.2899 | 0 | 0 | 0 | 131.541 | 0 | 0
1233 | 1047.146 | 542.81 | 1661.0322 | 1087.7802 | -573.2519 | 0 | 0 | 0 | 0 | 0
1234 | 1458.486 | 770.57 | 2265.6789 | 1515.0822 | -750.5967 | 0 | 0 | 0 | 0 | 0
1235 | 1341.872 | 940.15 | 2669.9858 | 1393.943 | -1225.3959 | 0 | 50.6469 | 0 | 0 | 0
1236 | 1455.678 | 1030.73 | 2870.766 | 1512.1652 | -1225.3959 | 0 | 133.2049 | 0 | 0 | 0
1237 | 1622.4 | 1037.56 | 2887.0462 | 1685.3568 | -1201.6893 | 0 | 0 | 0 | 0 | 0
1238 | 1434.147 | 957.32 | 2709.3742 | 1489.7987 | -1219.5755 | 0 | 0 | 0 | 0 | 0
1239 | 1627.379 | 773.32 | 2255.7198 | 1690.529 | -213.4837 | 0 | 351.7071 | 0 | 0 | 0
1240 | 1212.806 | 589.47 | 1779.5556 | 1259.8686 | 0 | 0 | 519.687 | 0 | 0 | 0
1241 | 1458.823 | 334.13 | 1005.3386 | 1005.3386 | 0 | 0 | 0 | 491.039 | 0 | 0
1242 | 1503.121 | 82.8 | 193.9802 | 193.9802 | 0 | 0 | 0 | 1316.387 | 0 | 0
1243 | 1519.235 | 0 | 0 | 0 | 0 | 0 | 0 | 693.635 | 0 | 857.6372
1244 | 1223.2 | 0 | 0 | 0 | 0 | 0 | 0 | 43.579 | 0 | 1225.3959
1245 | 1371.2 | 0 | 0 | 0 | 0 | 0 | 0 | 191.579 | 0 | 1225.3959
1246 | 1432.8 | 0 | 0 | 0 | 0 | 0 | 0 | 253.179 | 0 | 1225.3959
1247 | 1228 | 0 | 0 | 0 | 0 | 0 | 0 | 48.379 | 0 | 1225.3959
1248 | 1250.4 | 0 | 0 | 0 | 0 | 0 | 0 | 1250.4 | 0 | 0
1249 | 1195.2 | 0 | 0 | 0 | 0 | 0 | 0 | 1195.2 | 0 | 0
1250 | 1082.4 | 0 | 0 | 0 | 0 | 0 | 0 | 1082.4 | 0 | 0
1251 | 1088.8 | 0 | 0 | 0 | 0 | 0 | 0 | 1088.8 | 0 | 0
1252 | 1428 | 0 | 0 | 0 | 0 | 0 | 0 | 1428 | 0 | 0
1253 | 942.4 | 0 | 0 | 0 | 0 | 0 | 0 | 942.4 | 0 | 0
1254 | 957.6 | 0 | 0 | 0 | 0 | 0 | 0 | 957.6 | 0 | 0
1255 | 1361.6 | 40.54 | 72.1512 | 72.1512 | 0 | 0 | 0 | 1292.144 | 0 | 0
1256 | 1216.436 | 273.09 | 806.2849 | 806.2849 | 0 | 0 | 0 | 440.27 | 0 | 0
1257 | 1066.076 | 534.16 | 1621.8692 | 1107.4448 | -514.4244 | 0 | 0 | 0 | 0 | 0
1258 | 1100.807 | 759.98 | 2204.3322 | 1143.5235 | -1060.8087 | 0 | 0 | 0 | 0 | 0
1259 | 1411.611 | 926.82 | 2589.0505 | 1466.3882 | -1122.6623 | 0 | 0 | 0 | 0 | 0
1260 | 1365.056 | 1016.5 | 2749.6601 | 1418.0267 | -1225.3959 | 0 | 106.2375 | 0 | 0 | 0
1261 | 1239.767 | 1022.1 | 2714.6399 | 1287.8758 | -1225.3959 | 0 | 201.3681 | 0 | 0 | 0
1262 | 1146.147 | 880.6 | 2405.4937 | 1190.6229 | -1214.8707 | 0 | 0 | 0 | 0 | 0
1263 | 1181.115 | 595.4 | 1710.9956 | 1226.9479 | -45.8321 | 0 | 438.2156 | 0 | 0 | 0
1264 | 1267.883 | 450.46 | 1338.8438 | 1317.0829 | 0 | 0 | 21.7609 | 0 | 0 | 0
1265 | 1187.464 | 319.28 | 952.9839 | 952.9839 | 0 | 0 | 0 | 270.079 | 0 | 0
1266 | 1008.407 | 76.93 | 181.2745 | 181.2745 | 0 | 0 | 0 | 833.904 | 0 | 0
1267 | 1409.602 | 0 | 0 | 0 | 0 | 0 | 0 | 313.138 | 0 | 1139.012
1268 | 946.4 | 0 | 0 | 0 | 0 | 0 | 0 | 0 | 0 | 983.1248
1269 | 1150.4 | 0 | 0 | 0 | 0 | 0 | 0 | 0 | 0 | 1195.041
1270 | 1396 | 0 | 0 | 0 | 0 | 0 | 0 | 216.379 | 0 | 1225.3959
1271 | 1171.2 | 0 | 0 | 0 | 0 | 0 | 0 | 0 | 0 | 1216.6481
1272 | 1109.6 | 0 | 0 | 0 | 0 | 0 | 0 | 1109.6 | 0 | 0
1273 | 1380.8 | 0 | 0 | 0 | 0 | 0 | 0 | 1380.8 | 0 | 0
1274 | 1206.4 | 0 | 0 | 0 | 0 | 0 | 0 | 1206.4 | 0 | 0
1275 | 1380.8 | 0 | 0 | 0 | 0 | 0 | 0 | 1380.8 | 0 | 0
1276 | 1010.4 | 0 | 0 | 0 | 0 | 0 | 0 | 1010.4 | 0 | 0
1277 | 960 | 0 | 0 | 0 | 0 | 0 | 0 | 960 | 0 | 0
1278 | 1000 | 0 | 0 | 0 | 0 | 0 | 0 | 1000 | 0 | 0
1279 | 1016 | 35.87 | 65.2193 | 65.2193 | 0 | 0 | 0 | 953.217 | 0 | 0
1280 | 231.095 | 263.88 | 778.5177 | 240.0626 | -538.4551 | 0 | 0 | 0 | 0 | 0
1281 | 181.355 | 523.62 | 1580.6754 | 188.3924 | -1225.3959 | 0 | 166.8871 | 0 | 0 | 0
1282 | 156.897 | 750.6 | 2167.2137 | 162.9864 | -1225.3959 | 0 | 778.8314 | 0 | 0 | 0
1283 | 202.713 | 918 | 2557.6173 | 210.5803 | -1225.3959 | 0 | 1121.6411 | 0 | 0 | 0
1284 | 193.831 | 1012.53 | 2772.9397 | 201.3536 | -1225.3959 | 0 | 1346.1902 | 0 | 0 | 0
1285 | 194.696 | 682.43 | 1918.1208 | 202.2511 | -969.3513 | 0 | 746.5183 | 0 | 0 | 0
1286 | 147.249 | 677.73 | 1929.7419 | 152.963 | 0 | 0 | 1776.7789 | 0 | 0 | 0
1287 | 149.362 | 733.89 | 2139.8713 | 155.158 | 0 | 0 | 1984.7133 | 0 | 0 | 0
1288 | 167.046 | 495.68 | 1494.1326 | 173.5282 | 0 | 0 | 1320.6044 | 0 | 0 | 0
1289 | 135.46 | 325.79 | 981.5562 | 140.7165 | 0 | 0 | 840.8397 | 0 | 0 | 0
1290 | 134.638 | 81.02 | 191.5992 | 139.8626 | 0 | 0 | 51.7366 | 0 | 0 | 0
1291 | 106.102 | 0 | 0 | 0 | 0 | 0 | 0 | 0 | 0 | 110.2193
1292 | 0 | 0 | 0 | 0 | 0 | 0 | 0 | 0 | 0 | 0
1293 | 0 | 0 | 0 | 0 | 0 | 0 | 0 | 0 | 0 | 0
1294 | 85.6 | 0 | 0 | 0 | 0 | 0 | 0 | 0 | 0 | 88.9217
1295 | 87.2 | 0 | 0 | 0 | 0 | 0 | 0 | 0 | 0 | 90.5838
1296 | 90.4 | 0 | 0 | 0 | 0 | 0 | 0 | 0 | 0 | 93.9079
1297 | 84.8 | 0 | 0 | 0 | 0 | 0 | 0 | 0 | 0 | 88.0906
1298 | 87.2 | 0 | 0 | 0 | 0 | 0 | 0 | 0 | 0 | 90.5838
1299 | 80.8 | 0 | 0 | 0 | 0 | 0 | 0 | 0 | 0 | 83.9354
1300 | 86.4 | 0 | 0 | 0 | 0 | 0 | 0 | 0 | 0 | 89.7527
1301 | 81.6 | 0 | 0 | 0 | 0 | 0 | 0 | 0 | 0 | 84.7665
1302 | 86.4 | 0 | 0 | 0 | 0 | 0 | 0 | 0 | 0 | 89.7527
1303 | 68.8 | 46.8 | 86.868 | 71.4698 | -15.3982 | 0 | 0 | 0 | 0 | 0
1304 | 94.436 | 281.42 | 825.294 | 98.1006 | -727.1934 | 0 | 0 | 0 | 0 | 0
1305 | 767.602 | 543.57 | 1641.5504 | 797.3886 | -270.7125 | 0 | 573.4493 | 0 | 0 | 0
1306 | 1311.495 | 769.07 | 2225.5997 | 1362.3872 | 0 | 0 | 863.2125 | 0 | 0 | 0
1307 | 1454.312 | 934.48 | 2616.369 | 1510.7462 | 0 | 0 | 1105.6227 | 0 | 0 | 0
1308 | 1278.237 | 1025.82 | 2819.2403 | 1327.8387 | 0 | 0 | 1491.4016 | 0 | 0 | 0
1309 | 1477.846 | 1030.3 | 2829.7467 | 1535.1934 | 0 | 0 | 1294.5533 | 0 | 0 | 0
1310 | 1606.507 | 952.25 | 2662.4233 | 1668.8471 | 0 | 0 | 993.5762 | 0 | 0 | 0
1311 | 1514.242 | 760.91 | 2202.1186 | 1573.0018 | 0 | 0 | 629.1168 | 0 | 0 | 0
1312 | 1656.625 | 559.99 | 1676.9789 | 1676.9789 | 0 | 0 | 0 | 42.29 | 0 | 0
1313 | 1550.847 | 323.88 | 965.5451 | 965.5451 | 0 | 0 | 0 | 621.37 | 0 | 0
1314 | 1602.881 | 77.23 | 184.4491 | 184.4491 | 0 | 0 | 0 | 1425.322 | 0 | 0
1315 | 1592.239 | 0 | 0 | 0 | 0 | 0 | 0 | 766.639 | 0 | 857.6372
1316 | 1521.6 | 0 | 0 | 0 | 0 | 0 | 0 | 341.979 | 0 | 1225.3959
1317 | 1444 | 0 | 0 | 0 | 0 | 0 | 0 | 264.379 | 0 | 1225.3959
1318 | 1625.6 | 0 | 0 | 0 | 0 | 0 | 0 | 445.979 | 0 | 1225.3959
1319 | 1578.4 | 0 | 0 | 0 | 0 | 0 | 0 | 398.779 | 0 | 1225.3959
1320 | 1232.8 | 0 | 0 | 0 | 0 | 0 | 0 | 1232.8 | 0 | 0
1321 | 1146.4 | 0 | 0 | 0 | 0 | 0 | 0 | 1146.4 | 0 | 0
1322 | 1488 | 0 | 0 | 0 | 0 | 0 | 0 | 1488 | 0 | 0
1323 | 1347.2 | 0 | 0 | 0 | 0 | 0 | 0 | 1347.2 | 0 | 0
1324 | 1243.2 | 0 | 0 | 0 | 0 | 0 | 0 | 1243.2 | 0 | 0
1325 | 1531.2 | 0 | 0 | 0 | 0 | 0 | 0 | 1531.2 | 0 | 0
1326 | 1331.2 | 0 | 0 | 0 | 0 | 0 | 0 | 1331.2 | 0 | 0
1327 | 1144.8 | 61.03 | 107.0841 | 0 | -107.0841 | 0 | 0 | 1144.8 | 0 | 0
1328 | 1010.871 | 305.62 | 896.9217 | 0 | -896.9217 | 0 | 0 | 1010.871 | 0 | 0
1329 | 1203.916 | 566.07 | 1734.5245 | 509.1286 | -1225.3959 | 0 | 0 | 713.806 | 0 | 0
1330 | 1503.542 | 789.79 | 2338.6518 | 1113.2559 | -1225.3959 | 0 | 0 | 431.872 | 0 | 0
1331 | 1515.135 | 748.89 | 2189.0836 | 963.6877 | -1225.3959 | 0 | 0 | 587.446 | 0 | 0
1332 | 1556.164 | 111.22 | 299.1477 | 0 | -299.1477 | 0 | 0 | 1556.164 | 0 | 0
1333 | 1211.064 | 299.42 | 854.9384 | 0 | -854.9384 | 0 | 0 | 1211.064 | 0 | 0
1334 | 1410.099 | 270.48 | 773.7049 | 198.5945 | -575.1104 | 0 | 0 | 1218.924 | 0 | 0
1335 | 1317.507 | 185.89 | 527.8894 | 527.8894 | 0 | 0 | 0 | 809.337 | 0 | 0
1336 | 1520.142 | 111.94 | 312.1141 | 312.1141 | 0 | 0 | 0 | 1219.687 | 0 | 0
1337 | 1602.996 | 37.24 | 90.5775 | 90.5775 | 0 | 0 | 0 | 1515.802 | 0 | 0
1338 | 1509.998 | 4.89 | 0 | 0 | 0 | 0 | 0 | 1509.998 | 0 | 0
1339 | 1268.157 | 0 | 0 | 0 | 0 | 0 | 0 | 442.557 | 0 | 857.6372
1340 | 1219.2 | 0 | 0 | 0 | 0 | 0 | 0 | 39.579 | 0 | 1225.3959
1341 | 1537.6 | 0 | 0 | 0 | 0 | 0 | 0 | 357.979 | 0 | 1225.3959
1342 | 1788 | 0 | 0 | 0 | 0 | 0 | 0 | 608.379 | 0 | 1225.3959
1343 | 1920 | 0 | 0 | 0 | 0 | 0 | 0 | 740.379 | 0 | 1225.3959
1344 | 1416 | 0 | 0 | 0 | 0 | 0 | 0 | 1416 | 0 | 0
1345 | 1318.4 | 0 | 0 | 0 | 0 | 0 | 0 | 1318.4 | 0 | 0
1346 | 1386.4 | 0 | 0 | 0 | 0 | 0 | 0 | 1386.4 | 0 | 0
1347 | 1447.2 | 0 | 0 | 0 | 0 | 0 | 0 | 1447.2 | 0 | 0
1348 | 1560.8 | 0 | 0 | 0 | 0 | 0 | 0 | 1560.8 | 0 | 0
1349 | 1575.2 | 0 | 0 | 0 | 0 | 0 | 0 | 1575.2 | 0 | 0
1350 | 1132 | 0 | 0 | 0 | 0 | 0 | 0 | 1132 | 0 | 0
1351 | 1085.6 | 59.12 | 103.5844 | 0 | -103.5844 | 0 | 0 | 1085.6 | 0 | 0
1352 | 972.737 | 299.7 | 879.9081 | 0 | -879.9081 | 0 | 0 | 972.737 | 0 | 0
1353 | 1002.649 | 542.28 | 1657.6041 | 432.2082 | -1225.3959 | 0 | 0 | 586.586 | 0 | 0
1354 | 1224.946 | 777.35 | 2297.2907 | 1071.8948 | -1225.3959 | 0 | 0 | 193.092 | 0 | 0
1355 | 1629.851 | 939.11 | 2704.9863 | 1479.5904 | -1225.3959 | 0 | 0 | 205.531 | 0 | 0
1356 | 1267.651 | 827.52 | 2376.4851 | 1151.0892 | -1225.3959 | 0 | 0 | 159.561 | 0 | 0
1357 | 1387.724 | 634.65 | 1817.4086 | 1293.0948 | -524.3138 | 0 | 0 | 142.933 | 0 | 0
1358 | 1508.577 | 538.5 | 1557.7895 | 1557.7895 | 0 | 0 | 0 | 8.979 | 0 | 0
1359 | 1492.205 | 379.76 | 1109.967 | 1109.967 | 0 | 0 | 0 | 423.701 | 0 | 0
1360 | 1115.506 | 190.58 | 551.1129 | 551.1129 | 0 | 0 | 0 | 584.98 | 0 | 0
1361 | 1715.058 | 309.52 | 919.4991 | 919.4991 | 0 | 0 | 0 | 829.907 | 0 | 0
1362 | 1580.662 | 50.54 | 115.4081 | 115.4081 | 0 | 0 | 0 | 1469.565 | 0 | 0
1363 | 1152.8 | 0 | 0 | 0 | 0 | 0 | 0 | 327.2 | 0 | 857.6372
1364 | 1612 | 0 | 0 | 0 | 0 | 0 | 0 | 432.379 | 0 | 1225.3959
1365 | 1400.8 | 0 | 0 | 0 | 0 | 0 | 0 | 221.179 | 0 | 1225.3959
1366 | 1607.2 | 0 | 0 | 0 | 0 | 0 | 0 | 427.579 | 0 | 1225.3959
1367 | 1369.6 | 0 | 0 | 0 | 0 | 0 | 0 | 189.979 | 0 | 1225.3959
1368 | 1172 | 0 | 0 | 0 | 0 | 0 | 0 | 1172 | 0 | 0
1369 | 1296.8 | 0 | 0 | 0 | 0 | 0 | 0 | 1296.8 | 0 | 0
1370 | 1394.4 | 0 | 0 | 0 | 0 | 0 | 0 | 1394.4 | 0 | 0
1371 | 1192 | 0 | 0 | 0 | 0 | 0 | 0 | 1192 | 0 | 0
1372 | 1368.8 | 0 | 0 | 0 | 0 | 0 | 0 | 1368.8 | 0 | 0
1373 | 1286.4 | 0 | 0 | 0 | 0 | 0 | 0 | 1286.4 | 0 | 0
1374 | 717.6 | 0 | 0 | 0 | 0 | 0 | 0 | 717.6 | 0 | 0
1375 | 961.6 | 60.56 | 107.6669 | 0 | -107.6669 | 0 | 0 | 961.6 | 0 | 0
1376 | 858.742 | 300.98 | 884.2607 | 438.1564 | -446.1043 | 0 | 0 | 436.953 | 0 | 0
1377 | 924.647 | 560.52 | 1705.2375 | 960.5277 | -744.7098 | 0 | 0 | 0 | 0 | 0
1378 | 1261.322 | 780.12 | 2264.9133 | 1310.2673 | -954.646 | 0 | 0 | 0 | 0 | 0
1379 | 921.625 | 942.29 | 2620.7288 | 957.3884 | -1225.3959 | 0 | 437.9445 | 0 | 0 | 0
1380 | 1166.42 | 1030.25 | 2791.4418 | 1211.6837 | -1225.3959 | 0 | 354.3623 | 0 | 0 | 0
1381 | 1425.732 | 1007.97 | 2723.048 | 1481.0572 | -1225.3959 | 0 | 16.5949 | 0 | 0 | 0
1382 | 1270.075 | 642.08 | 1799.4342 | 1319.3599 | -480.0743 | 0 | 0 | 0 | 0 | 0
1383 | 1409.846 | 397.26 | 1139.039 | 1139.039 | 0 | 0 | 0 | 313.356 | 0 | 0
1384 | 1503.303 | 198.31 | 569.0791 | 569.0791 | 0 | 0 | 0 | 955.482 | 0 | 0
1385 | 1426.651 | 150.75 | 434.2204 | 434.2204 | 0 | 0 | 0 | 1008.651 | 0 | 0
1386 | 1530.718 | 72 | 166.8393 | 166.8393 | 0 | 0 | 0 | 1370.111 | 0 | 0
1387 | 1079.591 | 0 | 0 | 0 | 0 | 0 | 0 | 253.991 | 0 | 857.6372
1388 | 1292 | 0 | 0 | 0 | 0 | 0 | 0 | 112.379 | 0 | 1225.3959
1389 | 1392.8 | 0 | 0 | 0 | 0 | 0 | 0 | 213.179 | 0 | 1225.3959
1390 | 1493.6 | 0 | 0 | 0 | 0 | 0 | 0 | 313.979 | 0 | 1225.3959
1391 | 1524 | 0 | 0 | 0 | 0 | 0 | 0 | 344.379 | 0 | 1225.3959
1392 | 1385.6 | 0 | 0 | 0 | 0 | 0 | 0 | 1385.6 | 0 | 0
1393 | 1531.2 | 0 | 0 | 0 | 0 | 0 | 0 | 1531.2 | 0 | 0
1394 | 1497.6 | 0 | 0 | 0 | 0 | 0 | 0 | 1497.6 | 0 | 0
1395 | 1485.6 | 0 | 0 | 0 | 0 | 0 | 0 | 1485.6 | 0 | 0
1396 | 1413.6 | 0 | 0 | 0 | 0 | 0 | 0 | 1413.6 | 0 | 0
1397 | 1488.8 | 0 | 0 | 0 | 0 | 0 | 0 | 1488.8 | 0 | 0
1398 | 1299.2 | 0 | 0 | 0 | 0 | 0 | 0 | 1299.2 | 0 | 0
1399 | 1104 | 23.73 | 39.4881 | 0 | -39.4881 | 0 | 0 | 1104 | 0 | 0
1400 | 1358.071 | 291.96 | 853.7084 | 0 | -853.7084 | 0 | 0 | 1358.071 | 0 | 0
1401 | 1671.657 | 271.18 | 802.1619 | 0 | -802.1619 | 0 | 0 | 1671.657 | 0 | 0
1402 | 1400.192 | 774.18 | 2196.6503 | 971.2544 | -1225.3959 | 0 | 0 | 465.219 | 0 | 0
1403 | 1499.733 | 938.68 | 2552.3391 | 1326.9432 | -1225.3959 | 0 | 0 | 222.358 | 0 | 0
1404 | 1335.797 | 766.33 | 2106.3501 | 880.9542 | -1225.3959 | 0 | 0 | 487.751 | 0 | 0
1405 | 1593.236 | 693.17 | 1916.0889 | 1434.206 | -481.8828 | 0 | 0 | 212.605 | 0 | 0
1406 | 1620.676 | 772.16 | 2120.4882 | 1683.5659 | -436.9223 | 0 | 0 | 0 | 0 | 0
1407 | 1525.559 | 604.12 | 1703.7977 | 1584.7579 | -119.0398 | 0 | 0 | 0 | 0 | 0
1408 | 1514.83 | 319.48 | 925.0619 | 925.0619 | 0 | 0 | 0 | 624.324 | 0 | 0
1409 | 1822.304 | 230.12 | 670.3864 | 670.3864 | 0 | 0 | 0 | 1176.96 | 0 | 0
1410 | 1605.867 | 80.83 | 183.8258 | 183.8258 | 0 | 0 | 0 | 1428.908 | 0 | 0
1411 | 1954.45 | 0 | 0 | 0 | 0 | 0 | 0 | 1128.85 | 0 | 857.6372
1412 | 1688.8 | 0 | 0 | 0 | 0 | 0 | 0 | 509.179 | 0 | 1225.3959
1413 | 1488.8 | 0 | 0 | 0 | 0 | 0 | 0 | 309.179 | 0 | 1225.3959
1414 | 1700 | 0 | 0 | 0 | 0 | 0 | 0 | 520.379 | 0 | 1225.3959
1415 | 1531.2 | 0 | 0 | 0 | 0 | 0 | 0 | 351.579 | 0 | 1225.3959
1416 | 1661.6 | 0 | 0 | 0 | 0 | 0 | 0 | 1661.6 | 0 | 0
1417 | 677.6 | 0 | 0 | 0 | 0 | 0 | 0 | 677.6 | 0 | 0
1418 | 501.6 | 0 | 0 | 0 | 0 | 0 | 0 | 501.6 | 0 | 0
1419 | 592.8 | 0 | 0 | 0 | 0 | 0 | 0 | 592.8 | 0 | 0
1420 | 738.4 | 0 | 0 | 0 | 0 | 0 | 0 | 738.4 | 0 | 0
1421 | 784.8 | 0 | 0 | 0 | 0 | 0 | 0 | 784.8 | 0 | 0
1422 | 656.8 | 0 | 0 | 0 | 0 | 0 | 0 | 656.8 | 0 | 0
1423 | 596 | 52.01 | 101.1598 | 101.1598 | 0 | 0 | 0 | 498.619 | 0 | 0
1424 | 458.959 | 273.92 | 810.1295 | 476.7688 | -333.3608 | 0 | 0 | 0 | 0 | 0
1425 | 545.507 | 530.28 | 1608.0178 | 566.6753 | -1041.3425 | 0 | 0 | 0 | 0 | 0
1426 | 657.357 | 702.67 | 2045.7494 | 682.8656 | -1225.3959 | 0 | 137.4879 | 0 | 0 | 0
1427 | 784.747 | 903.07 | 2519.3072 | 815.1989 | -1225.3959 | 0 | 478.7124 | 0 | 0 | 0
1428 | 756.627 | 968.22 | 2628.498 | 785.9877 | -1225.3959 | 0 | 617.1144 | 0 | 0 | 0
1429 | 915.603 | 830.53 | 2255.0332 | 951.1327 | -1225.3959 | 0 | 78.5046 | 0 | 0 | 0
1430 | 833.363 | 724.63 | 2000.0399 | 865.7014 | -133.1021 | 0 | 1001.2364 | 0 | 0 | 0
1431 | 642.919 | 523.75 | 1491.6571 | 667.8673 | 0 | 0 | 823.7898 | 0 | 0 | 0
1432 | 667.766 | 449.28 | 1319.2623 | 693.6785 | 0 | 0 | 625.5838 | 0 | 0 | 0
1433 | 671.56 | 258.69 | 761.341 | 697.6197 | 0 | 0 | 63.7213 | 0 | 0 | 0
1434 | 759.475 | 61.27 | 143.9337 | 143.9337 | 0 | 0 | 0 | 620.918 | 0 | 0
1435 | 768.029 | 0 | 0 | 0 | 0 | 0 | 0 | 0 | 0 | 797.8322
1436 | 534.4 | 0 | 0 | 0 | 0 | 0 | 0 | 0 | 0 | 555.1373
1437 | 708.8 | 0 | 0 | 0 | 0 | 0 | 0 | 0 | 0 | 736.3048
1438 | 805.6 | 0 | 0 | 0 | 0 | 0 | 0 | 0 | 0 | 836.8611
1439 | 713.6 | 0 | 0 | 0 | 0 | 0 | 0 | 0 | 0 | 741.2911
1440 | 728.8 | 0 | 0 | 0 | 0 | 0 | 0 | 728.8 | 0 | 0
1441 | 1704 | 0 | 0 | 0 | 0 | 0 | 0 | 1704 | 0 | 0
1442 | 1666.4 | 0 | 0 | 0 | 0 | 0 | 0 | 1666.4 | 0 | 0
1443 | 1551.2 | 0 | 0 | 0 | 0 | 0 | 0 | 1551.2 | 0 | 0
1444 | 1624 | 0 | 0 | 0 | 0 | 0 | 0 | 1624 | 0 | 0
1445 | 1580.8 | 0 | 0 | 0 | 0 | 0 | 0 | 1580.8 | 0 | 0
1446 | 1460 | 0 | 0 | 0 | 0 | 0 | 0 | 625.965 | 0 | 866.3995
1447 | 1464 | 27.5 | 52.8076 | 52.8076 | 0 | 0 | 0 | 233.543 | 0 | 1225.3959
1448 | 110.259 | 184.92 | 547.288 | 114.5376 | -432.7505 | 0 | 0 | 0 | 0 | 0
1449 | 89.69 | 441.59 | 1336.8918 | 93.1714 | -1225.3959 | 0 | 18.3245 | 0 | 0 | 0
1450 | 0 | 604.12 | 1772.5915 | 0 | -1225.3959 | 0 | 547.1956 | 0 | 0 | 0
1451 | 0 | 806.34 | 2297.7198 | 0.0010388 | -1225.3959 | 0 | 1072.3228 | 0 | 0 | 0
1452 | 0 | 807.44 | 2270.5238 | 0 | -1225.3959 | 0 | 1045.128 | 0 | 0 | 0
1453 | 0 | 619.36 | 1750.6021 | -0.0010388 | -1075.0559 | 0 | 675.5472 | 0 | 0 | 0
1454 | 87.814 | 646.51 | 1838.6761 | 91.2216 | 0 | 0 | 1747.4545 | 0 | 0 | 0
1455 | 71.433 | 478.07 | 1386.1842 | 74.2049 | 0 | 0 | 1311.9792 | 0 | 0 | 0
1456 | 76.614 | 549.13 | 1638.5067 | 79.587 | 0 | 0 | 1558.9197 | 0 | 0 | 0
1457 | 71.47 | 308.59 | 918.5506 | 74.2434 | 0 | 0 | 844.3073 | 0 | 0 | 0
1458 | 83.419 | 75.39 | 181.5446 | 86.6561 | 0 | 0 | 94.8886 | 0 | 0 | 0
1459 | 77.625 | 0 | 0 | 0 | 0 | 0 | 0 | 0 | 0 | 80.6372
1460 | 86.4 | 0 | 0 | 0 | 0 | 0 | 0 | 0 | 0 | 89.7527
1461 | 79.2 | 0 | 0 | 0 | 0 | 0 | 0 | 0 | 0 | 82.2733
1462 | 86.4 | 0 | 0 | 0 | 0 | 0 | 0 | 0 | 0 | 89.7527
1463 | 79.2 | 0 | 0 | 0 | 0 | 0 | 0 | 0 | 0 | 82.2733
1464 | 84 | 0 | 0 | 0 | 0 | 0 | 0 | 0 | 0 | 87.2596
1465 | 75.2 | 0 | 0 | 0 | 0 | 0 | 0 | 0 | 0 | 78.1181
1466 | 81.6 | 0 | 0 | 0 | 0 | 0 | 0 | 0 | 0 | 84.7665
1467 | 76 | 0 | 0 | 0 | 0 | 0 | 0 | 0 | 0 | 78.9492
1468 | 80 | 0 | 0 | 0 | 0 | 0 | 0 | 0 | 0 | 83.1044
1469 | 76.8 | 0 | 0 | 0 | 0 | 0 | 0 | 0 | 0 | 79.7802
1470 | 81.6 | 0 | 0 | 0 | 0 | 0 | 0 | 0 | 0 | 84.7665
1471 | 67.2 | 24.11 | 45.5589 | 45.5589 | 0 | 0 | 0 | 0 | 0 | 24.2488
1472 | 79.057 | 122.97 | 357.7997 | 82.1248 | -275.6749 | 0 | 0 | 0 | 0 | 0
1473 | 544.574 | 314.68 | 939.5283 | 565.7061 | -373.8222 | 0 | 0 | 0 | 0 | 0
1474 | 1505.096 | 457.58 | 1335.7097 | 1335.7097 | 0 | 0 | 0 | 0 | 0 | 227.7912
1475 | 1673.221 | 716.95 | 2031.4731 | 1738.1499 | -293.3231 | 0 | 0 | 0 | 0 | 0
1476 | 1557.38 | 969.39 | 2665.8555 | 1617.8137 | -452.1605 | 0 | 595.8813 | 0 | 0 | 0
1477 | 1552.097 | 986.59 | 2701.848 | 1612.3257 | 0 | 0 | 1089.5223 | 0 | 0 | 0
1478 | 1601.467 | 904.05 | 2518.6403 | 1663.6115 | 0 | 0 | 855.0288 | 0 | 0 | 0
1479 | 1699.22 | 754.19 | 2167.0153 | 1765.1578 | 0 | 0 | 401.8575 | 0 | 0 | 0
1480 | 1209.033 | 409.02 | 1214.9476 | 1214.9476 | 0 | 0 | 0 | 39.47 | 0 | 0
1481 | 1602.265 | 304.39 | 907.3336 | 907.3336 | 0 | 0 | 0 | 728.825 | 0 | 0
1482 | 1255.783 | 72.03 | 173.1282 | 173.1282 | 0 | 0 | 0 | 1089.122 | 0 | 0
1483 | 1313.251 | 0 | 0 | 0 | 0 | 0 | 0 | 487.651 | 0 | 857.6372
1484 | 1345.6 | 0 | 0 | 0 | 0 | 0 | 0 | 165.979 | 0 | 1225.3959
1485 | 1182.4 | 0 | 0 | 0 | 0 | 0 | 0 | 2.779 | 0 | 1225.3959
1486 | 1305.6 | 0 | 0 | 0 | 0 | 0 | 0 | 125.979 | 0 | 1225.3959
1487 | 1395.2 | 0 | 0 | 0 | 0 | 0 | 0 | 215.579 | 0 | 1225.3959
1488 | 1414.4 | 0 | 0 | 0 | 0 | 0 | 0 | 1414.4 | 0 | 0
1489 | 1534.4 | 0 | 0 | 0 | 0 | 0 | 0 | 1534.4 | 0 | 0
1490 | 1493.6 | 0 | 0 | 0 | 0 | 0 | 0 | 1493.6 | 0 | 0
1491 | 1685.6 | 0 | 0 | 0 | 0 | 0 | 0 | 1685.6 | 0 | 0
1492 | 1434.4 | 0 | 0 | 0 | 0 | 0 | 0 | 1434.4 | 0 | 0
1493 | 1459.2 | 0 | 0 | 0 | 0 | 0 | 0 | 1459.2 | 0 | 0
1494 | 1717.6 | 0 | 0 | 0 | 0 | 0 | 0 | 1717.6 | 0 | 0
1495 | 1190.4 | 37.12 | 76.0831 | 0 | -76.0831 | 0 | 0 | 1190.4 | 0 | 0
1496 | 1580.043 | 237.98 | 705.6923 | 0 | -705.6923 | 0 | 0 | 1580.043 | 0 | 0
1497 | 1502.036 | 441.96 | 1326.5828 | 101.1869 | -1225.3959 | 0 | 0 | 1404.629 | 0 | 0
1498 | 1441.807 | 603.63 | 1755.4076 | 530.0117 | -1225.3959 | 0 | 0 | 931.595 | 0 | 0
1499 | 1867.076 | 856.76 | 2401.0497 | 1175.6538 | -1225.3959 | 0 | 0 | 735.339 | 0 | 0
1500 | 1969.563 | 978.72 | 2694.3645 | 1468.9686 | -1225.3959 | 0 | 0 | 555.468 | 0 | 0
1501 | 1991.36 | 600.79 | 1702.3849 | 1622.6857 | -79.6992 | 0 | 0 | 429.29 | 0 | 0
1502 | 1801.825 | 264.04 | 747.1998 | 747.1998 | 0 | 0 | 0 | 1082.537 | 0 | 0
1503 | 1593.282 | 705.82 | 2046.651 | 1655.1089 | -391.5421 | 0 | 0 | 0 | 0 | 0
1504 | 1359.178 | 556.71 | 1666.7103 | 1411.9206 | -254.7897 | 0 | 0 | 0 | 0 | 0
1505 | 1889.839 | 309.29 | 924.5934 | 924.5934 | 0 | 0 | 0 | 999.784 | 0 | 0
1506 | 1338.014 | 73.96 | 179.3538 | 179.3538 | 0 | 0 | 0 | 1165.36 | 0 | 0
1507 | 1353.885 | 0 | 0 | 0 | 0 | 0 | 0 | 507.064 | 0 | 879.6817
1508 | 1158.4 | 0 | 0 | 0 | 0 | 0 | 0 | 0 | 0 | 1203.3514
1509 | 1659.2 | 0 | 0 | 0 | 0 | 0 | 0 | 479.579 | 0 | 1225.3959
1510 | 1568 | 0 | 0 | 0 | 0 | 0 | 0 | 388.379 | 0 | 1225.3959
1511 | 1603.2 | 0 | 0 | 0 | 0 | 0 | 0 | 423.579 | 0 | 1225.3959
1512 | 1517.6 | 0 | 0 | 0 | 0 | 0 | 0 | 1517.6 | 0 | 0
1513 | 1664 | 0 | 0 | 0 | 0 | 0 | 0 | 1664 | 0 | 0
1514 | 1617.6 | 0 | 0 | 0 | 0 | 0 | 0 | 1617.6 | 0 | 0
1515 | 1648 | 0 | 0 | 0 | 0 | 0 | 0 | 1648 | 0 | 0
1516 | 1176.8 | 0 | 0 | 0 | 0 | 0 | 0 | 1176.8 | 0 | 0
1517 | 1515.2 | 0 | 0 | 0 | 0 | 0 | 0 | 1515.2 | 0 | 0
1518 | 1512.8 | 0 | 0 | 0 | 0 | 0 | 0 | 1512.8 | 0 | 0
1519 | 1321.6 | 39.15 | 80.23 | 0 | -80.23 | 0 | 0 | 1321.6 | 0 | 0
1520 | 1341.317 | 257.9 | 768.4672 | 0 | -768.4672 | 0 | 0 | 1341.317 | 0 | 0
1521 | 1629.663 | 489.01 | 1486.4912 | 261.0953 | -1225.3959 | 0 | 0 | 1378.321 | 0 | 0
1522 | 1448.199 | 607.25 | 1789.4399 | 564.044 | -1225.3959 | 0 | 0 | 905.226 | 0 | 0
1523 | 1859.743 | 885.03 | 2525.5016 | 1300.1057 | -1225.3959 | 0 | 0 | 608.204 | 0 | 0
1524 | 1762.66 | 948.96 | 2664.9861 | 1439.5902 | -1225.3959 | 0 | 0 | 376.846 | 0 | 0
1525 | 1573.75 | 705.55 | 1999.4446 | 1455.542 | -543.9026 | 0 | 0 | 172.579 | 0 | 0
1526 | 1726.047 | 666.89 | 1908.2324 | 1793.0258 | -115.2066 | 0 | 0 | 0 | 0 | 0
1527 | 1828.904 | 516.59 | 1505.949 | 1505.949 | 0 | 0 | 0 | 379.21 | 0 | 0
1528 | 1697.557 | 477.19 | 1431.8344 | 1431.8344 | 0 | 0 | 0 | 319.209 | 0 | 0
1529 | 1829.581 | 314.92 | 943.1745 | 943.1745 | 0 | 0 | 0 | 921.639 | 0 | 0
1530 | 1704.422 | 79.39 | 191.1629 | 191.1629 | 0 | 0 | 0 | 1520.4 | 0 | 0
1531 | 1675.433 | 0 | 0 | 0 | 0 | 0 | 0 | 849.833 | 0 | 857.6372
1532 | 1698.4 | 0 | 0 | 0 | 0 | 0 | 0 | 518.779 | 0 | 1225.3959
1533 | 1537.6 | 0 | 0 | 0 | 0 | 0 | 0 | 357.979 | 0 | 1225.3959
1534 | 1532 | 0 | 0 | 0 | 0 | 0 | 0 | 352.379 | 0 | 1225.3959
1535 | 1324 | 0 | 0 | 0 | 0 | 0 | 0 | 144.379 | 0 | 1225.3959
1536 | 382.4 | 0 | 0 | 0 | 0 | 0 | 0 | 382.4 | 0 | 0
1537 | 394.4 | 0 | 0 | 0 | 0 | 0 | 0 | 394.4 | 0 | 0
1538 | 378.4 | 0 | 0 | 0 | 0 | 0 | 0 | 378.4 | 0 | 0
1539 | 357.6 | 0 | 0 | 0 | 0 | 0 | 0 | 357.6 | 0 | 0
1540 | 367.2 | 0 | 0 | 0 | 0 | 0 | 0 | 367.2 | 0 | 0
1541 | 380 | 0 | 0 | 0 | 0 | 0 | 0 | 380 | 0 | 0
1542 | 397.6 | 0 | 0 | 0 | 0 | 0 | 0 | 397.6 | 0 | 0
1543 | 354.4 | 48.5 | 101.2357 | 0 | -101.2357 | 0 | 0 | 354.4 | 0 | 0
1544 | 442.969 | 277.11 | 826.3661 | 0 | -826.3661 | 0 | 0 | 442.969 | 0 | 0
1545 | 1680.912 | 294.74 | 883.304 | 0 | -883.304 | 0 | 0 | 1680.912 | 0 | 0
1546 | 1829.403 | 418.69 | 1229.3319 | 3.936 | -1225.3959 | 0 | 0 | 1825.615 | 0 | 0
1547 | 1851.263 | 556.09 | 1605.8394 | 380.4435 | -1225.3959 | 0 | 0 | 1485.031 | 0 | 0
1548 | 1924.839 | 742.64 | 2106.7511 | 881.3552 | -1225.3959 | 0 | 0 | 1076.407 | 0 | 0
1549 | 1677.954 | 435.71 | 1243.0722 | 320.7756 | -922.2966 | 0 | 0 | 1369.161 | 0 | 0
1550 | 1718.738 | 171.19 | 477.8907 | 477.8907 | 0 | 0 | 0 | 1258.699 | 0 | 0
1551 | 1907.596 | 428.38 | 1246.0681 | 1246.0681 | 0 | 0 | 0 | 708.075 | 0 | 0
1552 | 1688.519 | 432.42 | 1289.3136 | 1289.3136 | 0 | 0 | 0 | 447.368 | 0 | 0
1553 | 2091.005 | 296.29 | 883.947 | 883.947 | 0 | 0 | 0 | 1240.078 | 0 | 0
1554 | 1608.296 | 63.85 | 154.9086 | 154.9086 | 0 | 0 | 0 | 1459.174 | 0 | 0
1555 | 1773.255 | 0 | 0 | 0 | 0 | 0 | 0 | 947.655 | 0 | 857.6372
1556 | 1601.6 | 0 | 0 | 0 | 0 | 0 | 0 | 421.979 | 0 | 1225.3959
1557 | 1201.6 | 0 | 0 | 0 | 0 | 0 | 0 | 21.979 | 0 | 1225.3959
1558 | 1380.8 | 0 | 0 | 0 | 0 | 0 | 0 | 201.179 | 0 | 1225.3959
1559 | 1320.8 | 0 | 0 | 0 | 0 | 0 | 0 | 141.179 | 0 | 1225.3959
1560 | 361.6 | 0 | 0 | 0 | 0 | 0 | 0 | 361.6 | 0 | 0
1561 | 110.4 | 0 | 0 | 0 | 0 | 0 | 0 | 110.4 | 0 | 0
1562 | 116.8 | 0 | 0 | 0 | 0 | 0 | 0 | 116.8 | 0 | 0
1563 | 111.2 | 0 | 0 | 0 | 0 | 0 | 0 | 111.2 | 0 | 0
1564 | 113.6 | 0 | 0 | 0 | 0 | 0 | 0 | 113.6 | 0 | 0
1565 | 110.4 | 0 | 0 | 0 | 0 | 0 | 0 | 110.4 | 0 | 0
1566 | 114.4 | 0 | 0 | 0 | 0 | 0 | 0 | 114.4 | 0 | 0
1567 | 98.4 | 44.29 | 92.7995 | 0 | -92.7995 | 0 | 0 | 98.4 | 0 | 0
1568 | 220.236 | 267.1 | 786.1996 | 0 | -786.1996 | 0 | 0 | 220.236 | 0 | 0
1569 | 1212.985 | 512.7 | 1522.574 | 297.1781 | -1225.3959 | 0 | 0 | 926.908 | 0 | 0
1570 | 1238.812 | 727.34 | 2066.5888 | 841.1929 | -1225.3959 | 0 | 0 | 429.042 | 0 | 0
1571 | 1664.717 | 783.38 | 2160.0116 | 940.0269 | -1219.9848 | 0 | 0 | 759.805 | 0 | 0
1572 | 1556.917 | 859.52 | 2304.2185 | 1617.3328 | -686.8857 | 0 | 0 | 0 | 0 | 0
1573 | 1408.483 | 853.19 | 2266.9763 | 1463.1388 | -803.8375 | 0 | 0 | 0 | 0 | 0
1574 | 1587.586 | 741.62 | 2018.0818 | 1649.1919 | -368.89 | 0 | 0 | 0 | 0 | 0
1575 | 1726.378 | 628.86 | 1778.9012 | 1778.9012 | 0 | 0 | 0 | 13.928 | 0 | 0
1576 | 1711.478 | 456.89 | 1342.3393 | 1342.3393 | 0 | 0 | 0 | 419.282 | 0 | 0
1577 | 1544.327 | 230.59 | 677.0555 | 677.0555 | 0 | 0 | 0 | 892.563 | 0 | 0
1578 | 1402.659 | 57.95 | 137.1285 | 137.1285 | 0 | 0 | 0 | 1270.653 | 0 | 0
1579 | 1439.865 | 0 | 0 | 0 | 0 | 0 | 0 | 614.265 | 0 | 857.6372
1580 | 1459.2 | 0 | 0 | 0 | 0 | 0 | 0 | 279.579 | 0 | 1225.3959
1581 | 1510.4 | 0 | 0 | 0 | 0 | 0 | 0 | 330.779 | 0 | 1225.3959
1582 | 1384 | 0 | 0 | 0 | 0 | 0 | 0 | 204.379 | 0 | 1225.3959
1583 | 1400 | 0 | 0 | 0 | 0 | 0 | 0 | 220.379 | 0 | 1225.3959
1584 | 472 | 0 | 0 | 0 | 0 | 0 | 0 | 472 | 0 | 0
1585 | 416.8 | 0 | 0 | 0 | 0 | 0 | 0 | 416.8 | 0 | 0
1586 | 390.4 | 0 | 0 | 0 | 0 | 0 | 0 | 390.4 | 0 | 0
1587 | 431.2 | 0 | 0 | 0 | 0 | 0 | 0 | 431.2 | 0 | 0
1588 | 381.6 | 0 | 0 | 0 | 0 | 0 | 0 | 381.6 | 0 | 0
1589 | 384 | 0 | 0 | 0 | 0 | 0 | 0 | 384 | 0 | 0
1590 | 484.8 | 0 | 0 | 0 | 0 | 0 | 0 | 484.8 | 0 | 0
1591 | 424 | 41.62 | 87.3323 | 0 | -87.3323 | 0 | 0 | 424 | 0 | 0
1592 | 433.137 | 261.43 | 769.4749 | 0 | -769.4749 | 0 | 0 | 433.137 | 0 | 0
1593 | 1644.823 | 505.61 | 1488.4119 | 263.016 | -1225.3959 | 0 | 0 | 1391.633 | 0 | 0
1594 | 1786.904 | 713.87 | 1987.9066 | 762.5107 | -1225.3959 | 0 | 0 | 1052.877 | 0 | 0
1595 | 1792.2 | 849.2 | 2281.5341 | 1056.1382 | -1225.3959 | 0 | 0 | 775.514 | 0 | 0
1596 | 1606.691 | 938.82 | 2478.5819 | 1541.9342 | -936.6477 | 0 | 0 | 122.356 | 0 | 0
1597 | 1894.24 | 951.03 | 2503.7376 | 1967.7455 | -535.9921 | 0 | 0 | 0 | 0 | 0
1598 | 1829.242 | 828.76 | 2237.2696 | 1900.2253 | -337.0444 | 0 | 0 | 0 | 0 | 0
1599 | 1903.518 | 737.68 | 2044.0956 | 1977.3835 | -66.712 | 0 | 0 | 0 | 0 | 0
1600 | 1476.616 | 530.46 | 1530.4627 | 1530.4627 | 0 | 0 | 0 | 3.324 | 0 | 0
1601 | 1535.769 | 288.12 | 837.0595 | 837.0595 | 0 | 0 | 0 | 729.978 | 0 | 0
1602 | 1485.795 | 62.78 | 145.6986 | 145.6986 | 0 | 0 | 0 | 1345.539 | 0 | 0
1603 | 1357.077 | 0 | 0 | 0 | 0 | 0 | 0 | 491.856 | 0 | 898.7957
1604 | 1589.6 | 0 | 0 | 0 | 0 | 0 | 0 | 409.979 | 0 | 1225.3959
1605 | 1525.6 | 0 | 0 | 0 | 0 | 0 | 0 | 345.979 | 0 | 1225.3959
1606 | 1258.4 | 0 | 0 | 0 | 0 | 0 | 0 | 78.779 | 0 | 1225.3959
1607 | 1140 | 0 | 0 | 0 | 0 | 0 | 0 | 0 | 0 | 1184.2374
1608 | 1290.4 | 0 | 0 | 0 | 0 | 0 | 0 | 1290.4 | 0 | 0
1609 | 1470.4 | 0 | 0 | 0 | 0 | 0 | 0 | 1470.4 | 0 | 0
1610 | 904.8 | 0 | 0 | 0 | 0 | 0 | 0 | 904.8 | 0 | 0
1611 | 1167.2 | 0 | 0 | 0 | 0 | 0 | 0 | 1167.2 | 0 | 0
1612 | 1140.8 | 0 | 0 | 0 | 0 | 0 | 0 | 1140.8 | 0 | 0
1613 | 1201.6 | 0 | 0 | 0 | 0 | 0 | 0 | 1201.6 | 0 | 0
1614 | 1211.2 | 0 | 0 | 0 | 0 | 0 | 0 | 1211.2 | 0 | 0
1615 | 1014.4 | 38.37 | 82.3648 | 82.3648 | 0 | 0 | 0 | 935.112 | 0 | 0
1616 | 337.397 | 254.93 | 755.5757 | 350.4896 | -405.0861 | 0 | 0 | 0 | 0 | 0
1617 | 274.291 | 498.77 | 1481.9952 | 284.9348 | -1197.0604 | 0 | 0 | 0 | 0 | 0
1618 | 264.437 | 708.02 | 2019.5227 | 274.6995 | -1225.3959 | 0 | 519.4273 | 0 | 0 | 0
1619 | 281.379 | 858.28 | 2362.8196 | 292.2978 | -1225.3959 | 0 | 845.1258 | 0 | 0 | 0
1620 | 297.305 | 945.55 | 2550.2168 | 308.8418 | -1225.3959 | 0 | 1015.9791 | 0 | 0 | 0
1621 | 288.999 | 876.2 | 2379.1195 | 300.2125 | -1131.0558 | 0 | 947.8512 | 0 | 0 | 0
1622 | 276.252 | 666.32 | 1855.1193 | 286.9719 | 0 | 0 | 1568.1474 | 0 | 0 | 0
1623 | 267.096 | 316.18 | 897.2396 | 277.4606 | 0 | 0 | 619.779 | 0 | 0 | 0
1624 | 204.599 | 300.06 | 871.3297 | 212.5384 | 0 | 0 | 658.7913 | 0 | 0 | 0
1625 | 286.349 | 213.92 | 621.2686 | 297.4607 | 0 | 0 | 323.8079 | 0 | 0 | 0
1626 | 229.93 | 52.13 | 120.4671 | 120.4671 | 0 | 0 | 0 | 0 | 0 | 118.3853
1627 | 205.13 | 0 | 0 | 0 | 0 | 0 | 0 | 0 | 0 | 213.09
1628 | 299.2 | 0 | 0 | 0 | 0 | 0 | 0 | 0 | 0 | 310.8104
1629 | 287.2 | 0 | 0 | 0 | 0 | 0 | 0 | 0 | 0 | 298.3447
1630 | 292 | 0 | 0 | 0 | 0 | 0 | 0 | 0 | 0 | 303.331
1631 | 230.4 | 0 | 0 | 0 | 0 | 0 | 0 | 0 | 0 | 239.3406
1632 | 164.8 | 0 | 0 | 0 | 0 | 0 | 0 | 0 | 0 | 171.195
1633 | 195.2 | 0 | 0 | 0 | 0 | 0 | 0 | 0 | 0 | 202.7747
1634 | 238.4 | 0 | 0 | 0 | 0 | 0 | 0 | 0 | 0 | 247.6511
1635 | 187.2 | 0 | 0 | 0 | 0 | 0 | 0 | 0 | 0 | 194.4642
1636 | 148.8 | 0 | 0 | 0 | 0 | 0 | 0 | 0 | 0 | 154.5741
1637 | 132.8 | 0 | 0 | 0 | 0 | 0 | 0 | 0 | 0 | 137.9533
1638 | 192.8 | 0 | 0 | 0 | 0 | 0 | 0 | 0 | 0 | 200.2816
1639 | 120 | 42.19 | 89.439 | 89.439 | 0 | 0 | 0 | 0 | 0 | 35.2176
1640 | 191.45 | 262.62 | 777.188 | 198.8792 | -578.3088 | 0 | 0 | 0 | 0 | 0
1641 | 866.164 | 508.37 | 1504.691 | 899.7753 | -604.9157 | 0 | 0 | 0 | 0 | 0
1642 | 1455.515 | 722.12 | 2037.6155 | 1511.9959 | -525.6196 | 0 | 0 | 0 | 0 | 0
1643 | 1743.462 | 881.33 | 2386.3932 | 1811.1166 | -575.2766 | 0 | 0 | 0 | 0 | 0
1644 | 1648.641 | 969.33 | 2555.8669 | 1712.6161 | -843.2508 | 0 | 0 | 0 | 0 | 0
1645 | 1680.833 | 974.64 | 2558.7714 | 1746.0573 | -19.2324 | 0 | 793.4817 | 0 | 0 | 0
1646 | 1635.438 | 895.83 | 2402.6131 | 1698.9008 | 0 | 0 | 703.7123 | 0 | 0 | 0
1647 | 1660.537 | 741.54 | 2063.0174 | 1724.9737 | 0 | 0 | 338.0437 | 0 | 0 | 0
1648 | 1717.571 | 535.72 | 1556.0983 | 1556.0983 | 0 | 0 | 0 | 219.601 | 0 | 0
1649 | 1588.152 | 291.88 | 854.2715 | 854.2715 | 0 | 0 | 0 | 765.792 | 0 | 0
1650 | 1863.569 | 64.09 | 150.8687 | 150.8687 | 0 | 0 | 0 | 1718.336 | 0 | 0
1651 | 1540.524 | 0 | 0 | 0 | 0 | 0 | 0 | 714.924 | 0 | 857.6372
1652 | 1230.4 | 0 | 0 | 0 | 0 | 0 | 0 | 50.779 | 0 | 1225.3959
1653 | 1436 | 0 | 0 | 0 | 0 | 0 | 0 | 256.379 | 0 | 1225.3959
1654 | 1564.8 | 0 | 0 | 0 | 0 | 0 | 0 | 385.179 | 0 | 1225.3959
1655 | 1647.2 | 0 | 0 | 0 | 0 | 0 | 0 | 467.579 | 0 | 1225.3959
1656 | 1421.6 | 0 | 0 | 0 | 0 | 0 | 0 | 1421.6 | 0 | 0
1657 | 1376.8 | 0 | 0 | 0 | 0 | 0 | 0 | 1376.8 | 0 | 0
1658 | 1502.4 | 0 | 0 | 0 | 0 | 0 | 0 | 1502.4 | 0 | 0
1659 | 1624 | 0 | 0 | 0 | 0 | 0 | 0 | 1624 | 0 | 0
1660 | 1292.8 | 0 | 0 | 0 | 0 | 0 | 0 | 1292.8 | 0 | 0
1661 | 1245.6 | 0 | 0 | 0 | 0 | 0 | 0 | 1245.6 | 0 | 0
1662 | 1281.6 | 0 | 0 | 0 | 0 | 0 | 0 | 1281.6 | 0 | 0
1663 | 1044.8 | 28.68 | 57.5259 | 0 | -57.5259 | 0 | 0 | 1044.8 | 0 | 0
1664 | 1268.07 | 248.83 | 744.5924 | 0 | -744.5924 | 0 | 0 | 1268.07 | 0 | 0
1665 | 1664.469 | 434.67 | 1314.9575 | 520.4952 | -794.4623 | 0 | 0 | 1163.417 | 0 | 0
1666 | 1354.034 | 703.1 | 2064.7875 | 1406.5769 | -658.2106 | 0 | 0 | 0 | 0 | 0
1667 | 1675.929 | 325.75 | 942.7184 | 942.7184 | 0 | 0 | 0 | 768.426 | 0 | 0
1668 | 1404.339 | 939.84 | 2665.2364 | 1458.834 | -1206.4024 | 0 | 0 | 0 | 0 | 0
1669 | 1405.495 | 956.67 | 2718.3183 | 1460.0349 | -1225.3959 | 0 | 32.8875 | 0 | 0 | 0
1670 | 1385.337 | 810.84 | 2339.1276 | 1439.0947 | -900.0329 | 0 | 0 | 0 | 0 | 0
1671 | 1426.323 | 758.6 | 2231.0794 | 1481.6711 | -749.4083 | 0 | 0 | 0 | 0 | 0
1672 | 1546.268 | 554.91 | 1679.6299 | 1606.2705 | -73.3594 | 0 | 0 | 0 | 0 | 0
1673 | 1512.557 | 315.26 | 945.4484 | 945.4484 | 0 | 0 | 0 | 602.426 | 0 | 0
1674 | 1715.266 | 79.85 | 187.0399 | 187.0399 | 0 | 0 | 0 | 1535.213 | 0 | 0
1675 | 1546.02 | 0 | 0 | 0 | 0 | 0 | 0 | 720.42 | 0 | 857.6372
1676 | 1220 | 0 | 0 | 0 | 0 | 0 | 0 | 40.379 | 0 | 1225.3959
1677 | 1550.4 | 0 | 0 | 0 | 0 | 0 | 0 | 370.779 | 0 | 1225.3959
1678 | 1778.4 | 0 | 0 | 0 | 0 | 0 | 0 | 598.779 | 0 | 1225.3959
1679 | 1676.8 | 0 | 0 | 0 | 0 | 0 | 0 | 497.179 | 0 | 1225.3959
1680 | 1480.8 | 0 | 0 | 0 | 0 | 0 | 0 | 1480.8 | 0 | 0
1681 | 1334.4 | 0 | 0 | 0 | 0 | 0 | 0 | 1334.4 | 0 | 0
1682 | 1472 | 0 | 0 | 0 | 0 | 0 | 0 | 1472 | 0 | 0
1683 | 1444.8 | 0 | 0 | 0 | 0 | 0 | 0 | 1444.8 | 0 | 0
1684 | 230.4 | 0 | 0 | 0 | 0 | 0 | 0 | 230.4 | 0 | 0
1685 | 354.4 | 0 | 0 | 0 | 0 | 0 | 0 | 354.4 | 0 | 0
1686 | 880.8 | 0 | 0 | 0 | 0 | 0 | 0 | 880.8 | 0 | 0
1687 | 1391.249 | 57.95 | 126.4153 | 126.4153 | 0 | 0 | 0 | 1269.556 | 0 | 0
1688 | 1367.166 | 290.94 | 866.5595 | 866.5595 | 0 | 0 | 0 | 532.977 | 0 | 0
1689 | 1114.978 | 544.83 | 1652.2709 | 1158.2444 | -494.0265 | 0 | 0 | 0 | 0 | 0
1690 | 991.078 | 769.84 | 2247.7719 | 1029.5365 | -1218.2354 | 0 | 0 | 0 | 0 | 0
1691 | 1722.516 | 935.81 | 2637.3144 | 1789.3578 | -847.9566 | 0 | 0 | 0 | 0 | 0
1692 | 1259.699 | 1025.3 | 2826.5171 | 1308.5813 | -1225.3959 | 0 | 292.5399 | 0 | 0 | 0
1693 | 1018.275 | 1030.87 | 2830.8977 | 1057.7889 | -1225.3959 | 0 | 547.7129 | 0 | 0 | 0
1694 | 905.101 | 923.13 | 2581.3519 | 940.2232 | -1225.3959 | 0 | 415.7328 | 0 | 0 | 0
1695 | 1153.41 | 803.51 | 2310.147 | 1198.1678 | -172.9828 | 0 | 938.9964 | 0 | 0 | 0
1696 | 1638.025 | 588.8 | 1755.9031 | 1701.5881 | 0 | 0 | 54.3149 | 0 | 0 | 0
1697 | 1603.774 | 336.68 | 996.8911 | 996.8911 | 0 | 0 | 0 | 644.122 | 0 | 0
1698 | 1509.175 | 89.24 | 199.7964 | 199.7964 | 0 | 0 | 0 | 1316.842 | 0 | 0
1699 | 994.822 | 0 | 0 | 0 | 0 | 0 | 0 | 169.222 | 0 | 857.6372
1700 | 1233.6 | 0 | 0 | 0 | 0 | 0 | 0 | 53.979 | 0 | 1225.3959
1701 | 1465.6 | 0 | 0 | 0 | 0 | 0 | 0 | 285.979 | 0 | 1225.3959
1702 | 1463.2 | 0 | 0 | 0 | 0 | 0 | 0 | 283.579 | 0 | 1225.3959
1703 | 1261.6 | 0 | 0 | 0 | 0 | 0 | 0 | 81.979 | 0 | 1225.3959
1704 | 1423.2 | 0 | 0 | 0 | 0 | 0 | 0 | 1423.2 | 0 | 0
1705 | 1556.8 | 0 | 0 | 0 | 0 | 0 | 0 | 1556.8 | 0 | 0
1706 | 1232.8 | 0 | 0 | 0 | 0 | 0 | 0 | 1232.8 | 0 | 0
1707 | 1564 | 0 | 0 | 0 | 0 | 0 | 0 | 1564 | 0 | 0
1708 | 1275.2 | 0 | 0 | 0 | 0 | 0 | 0 | 1275.2 | 0 | 0
1709 | 1312.8 | 0 | 0 | 0 | 0 | 0 | 0 | 1312.8 | 0 | 0
1710 | 1168 | 0 | 0 | 0 | 0 | 0 | 0 | 1168 | 0 | 0
1711 | 1272.8 | 65.14 | 138.8269 | 138.8269 | 0 | 0 | 0 | 1139.159 | 0 | 0
1712 | 922.415 | 304.54 | 903.2148 | 903.2148 | 0 | 0 | 0 | 52.94 | 0 | 0
1713 | 1110.192 | 559.02 | 1688.2634 | 1153.2727 | -534.9907 | 0 | 0 | 0 | 0 | 0
1714 | 1567.16 | 769.48 | 2235.1193 | 1627.9732 | -607.1461 | 0 | 0 | 0 | 0 | 0
1715 | 1212.443 | 916.93 | 2568.1518 | 1259.4926 | -1225.3959 | 0 | 83.2633 | 0 | 0 | 0
1716 | 1091.61 | 1001.3 | 2742.4425 | 1133.9697 | -1225.3959 | 0 | 383.0769 | 0 | 0 | 0
1717 | 971.536 | 1004.36 | 2756.2825 | 1009.2362 | -1225.3959 | 0 | 521.6503 | 0 | 0 | 0
1718 | 1055.456 | 809.98 | 2282.0785 | 1096.4127 | -1185.6658 | 0 | 0 | 0 | 0 | 0
1719 | 957.674 | 779.29 | 2245.8522 | 994.8373 | -405.3998 | 0 | 845.6151 | 0 | 0 | 0
1720 | 997.558 | 568.54 | 1697.0288 | 1036.268 | 0 | 0 | 660.7608 | 0 | 0 | 0
1721 | 1166.299 | 321.19 | 953.8243 | 953.8243 | 0 | 0 | 0 | 248.105 | 0 | 0
1722 | 1040.947 | 82.11 | 189.5237 | 189.5237 | 0 | 0 | 0 | 858.503 | 0 | 0
1723 | 1287.915 | 0 | 0 | 0 | 0 | 0 | 0 | 425.472 | 0 | 895.9099
1724 | 1227.2 | 0 | 0 | 0 | 0 | 0 | 0 | 47.579 | 0 | 1225.3959
1725 | 1147.2 | 0 | 0 | 0 | 0 | 0 | 0 | 0 | 0 | 1191.7168
1726 | 1378.4 | 0 | 0 | 0 | 0 | 0 | 0 | 198.779 | 0 | 1225.3959
1727 | 1175.2 | 0 | 0 | 0 | 0 | 0 | 0 | 0 | 0 | 1220.8033
1728 | 160.8 | 0 | 0 | 0 | 0 | 0 | 0 | 160.8 | 0 | 0
1729 | 104.8 | 0 | 0 | 0 | 0 | 0 | 0 | 104.8 | 0 | 0
1730 | 106.4 | 0 | 0 | 0 | 0 | 0 | 0 | 106.4 | 0 | 0
1731 | 102.4 | 0 | 0 | 0 | 0 | 0 | 0 | 102.4 | 0 | 0
1732 | 108 | 0 | 0 | 0 | 0 | 0 | 0 | 108 | 0 | 0
1733 | 101.6 | 0 | 0 | 0 | 0 | 0 | 0 | 101.6 | 0 | 0
1734 | 104 | 0 | 0 | 0 | 0 | 0 | 0 | 104 | 0 | 0
1735 | 86.785 | 69.55 | 147.2184 | 90.1527 | -57.0657 | 0 | 0 | 0 | 0 | 0
1736 | 102.491 | 313.03 | 931.0059 | 106.4681 | -824.5378 | 0 | 0 | 0 | 0 | 0
1737 | 1053.719 | 570.49 | 1727.7234 | 1094.6083 | -633.1151 | 0 | 0 | 0 | 0 | 0
1738 | 1351.25 | 792.48 | 2309.9797 | 1403.6849 | -906.2948 | 0 | 0 | 0 | 0 | 0
1739 | 1014.359 | 951.51 | 2685.7538 | 1053.7209 | -1225.3959 | 0 | 406.637 | 0 | 0 | 0
1740 | 1130.671 | 584.14 | 1663.4328 | 1174.5464 | -488.8864 | 0 | 0 | 0 | 0 | 0
1741 | 1327.615 | 711.91 | 2008.5872 | 1379.1328 | -629.4544 | 0 | 0 | 0 | 0 | 0
1742 | 1312.509 | 960.03 | 2708.2523 | 1363.4416 | -1225.3959 | 0 | 119.4148 | 0 | 0 | 0
1743 | 1182.509 | 808.98 | 2349.2652 | 1228.3949 | -419.2439 | 0 | 701.6264 | 0 | 0 | 0
1744 | 1270.68 | 593.39 | 1784.5585 | 1319.9884 | 0 | 0 | 464.5701 | 0 | 0 | 0
1745 | 1403.753 | 339.53 | 1012.3028 | 1012.3028 | 0 | 0 | 0 | 429.265 | 0 | 0
1746 | 1739.825 | 90.05 | 201.9665 | 201.9665 | 0 | 0 | 0 | 1545.403 | 0 | 0
1747 | 1588.775 | 0 | 0 | 0 | 0 | 0 | 0 | 763.175 | 0 | 857.6372
1748 | 1500.8 | 0 | 0 | 0 | 0 | 0 | 0 | 321.179 | 0 | 1225.3959
1749 | 1536 | 0 | 0 | 0 | 0 | 0 | 0 | 356.379 | 0 | 1225.3959
1750 | 1589.6 | 0 | 0 | 0 | 0 | 0 | 0 | 409.979 | 0 | 1225.3959
1751 | 1916 | 0 | 0 | 0 | 0 | 0 | 0 | 736.379 | 0 | 1225.3959
1752 | 192 | 0 | 0 | 0 | 0 | 0 | 0 | 192 | 0 | 0
1753 | 107.2 | 0 | 0 | 0 | 0 | 0 | 0 | 107.2 | 0 | 0
1754 | 116 | 0 | 0 | 0 | 0 | 0 | 0 | 116 | 0 | 0
1755 | 110.4 | 0 | 0 | 0 | 0 | 0 | 0 | 110.4 | 0 | 0
1756 | 110.4 | 0 | 0 | 0 | 0 | 0 | 0 | 110.4 | 0 | 0
1757 | 108 | 0 | 0 | 0 | 0 | 0 | 0 | 108 | 0 | 0
1758 | 110.4 | 0 | 0 | 0 | 0 | 0 | 0 | 110.4 | 0 | 0
1759 | 103.221 | 74.32 | 154.4879 | 107.2265 | -47.2615 | 0 | 0 | 0 | 0 | 0
1760 | 126.773 | 324.47 | 969.8946 | 131.6924 | -838.2022 | 0 | 0 | 0 | 0 | 0
1761 | 999.966 | 574.05 | 1757.4343 | 1038.7694 | -718.6649 | 0 | 0 | 0 | 0 | 0
1762 | 1972.895 | 799.4 | 2365.1725 | 2049.4527 | -315.7198 | 0 | 0 | 0 | 0 | 0
1763 | 1497.263 | 951.9 | 2733.543 | 1555.3639 | -1178.1791 | 0 | 0 | 0 | 0 | 0
1764 | 1447.357 | 976.32 | 2760.6112 | 1503.5213 | -1225.3959 | 0 | 31.6939 | 0 | 0 | 0
1765 | 1492.397 | 1037.67 | 2918.5874 | 1550.3101 | -1225.3959 | 0 | 142.8814 | 0 | 0 | 0
1766 | 1665.983 | 946.85 | 2693.9718 | 1730.6311 | -860.5708 | 0 | 102.77 | 0 | 0 | 0
1767 | 1335.156 | 779.82 | 2269.5204 | 1386.9664 | 0 | 0 | 882.554 | 0 | 0 | 0
1768 | 1587.901 | 568.67 | 1707.0117 | 1649.5191 | 0 | 0 | 57.4926 | 0 | 0 | 0
1769 | 1409.122 | 313.01 | 931.6718 | 931.6718 | 0 | 0 | 0 | 512.253 | 0 | 0
1770 | 1956.792 | 74.87 | 177.5016 | 177.5016 | 0 | 0 | 0 | 1785.921 | 0 | 0
1771 | 1705.486 | 0 | 0 | 0 | 0 | 0 | 0 | 879.886 | 0 | 857.6372
1772 | 1647.2 | 0 | 0 | 0 | 0 | 0 | 0 | 467.579 | 0 | 1225.3959
1773 | 1580.8 | 0 | 0 | 0 | 0 | 0 | 0 | 401.179 | 0 | 1225.3959
1774 | 1783.2 | 0 | 0 | 0 | 0 | 0 | 0 | 603.579 | 0 | 1225.3959
1775 | 1466.4 | 0 | 0 | 0 | 0 | 0 | 0 | 286.779 | 0 | 1225.3959
1776 | 1642.4 | 0 | 0 | 0 | 0 | 0 | 0 | 1642.4 | 0 | 0
1777 | 1504 | 0 | 0 | 0 | 0 | 0 | 0 | 1504 | 0 | 0
1778 | 1396 | 0 | 0 | 0 | 0 | 0 | 0 | 1396 | 0 | 0
1779 | 1258.4 | 0 | 0 | 0 | 0 | 0 | 0 | 1258.4 | 0 | 0
1780 | 1348.8 | 0 | 0 | 0 | 0 | 0 | 0 | 1348.8 | 0 | 0
1781 | 1135.2 | 0 | 0 | 0 | 0 | 0 | 0 | 1135.2 | 0 | 0
1782 | 1196.8 | 0 | 0 | 0 | 0 | 0 | 0 | 1196.8 | 0 | 0
1783 | 1208.997 | 59.67 | 134.5418 | 134.5418 | 0 | 0 | 0 | 1079.481 | 0 | 0
1784 | 230.659 | 295.75 | 883.1617 | 239.6097 | -643.552 | 0 | 0 | 0 | 0 | 0
1785 | 288.152 | 529.96 | 1601.8245 | 299.3347 | -1225.3959 | 0 | 77.0939 | 0 | 0 | 0
1786 | 332.224 | 764.06 | 2222.7793 | 345.1169 | -1225.3959 | 0 | 652.2665 | 0 | 0 | 0
1787 | 287.755 | 922.48 | 2606.9927 | 298.9213 | -1225.3959 | 0 | 1082.6756 | 0 | 0 | 0
1788 | 233.034 | 1008.35 | 2809.6614 | 242.0768 | -1225.3959 | 0 | 1342.1887 | 0 | 0 | 0
1789 | 257.376 | 1007.76 | 2810.9994 | 267.3634 | -864.2544 | 0 | 1679.3816 | 0 | 0 | 0
1790 | 254.785 | 920.68 | 2610.988 | 264.6719 | 0 | 0 | 2346.3161 | 0 | 0 | 0
1791 | 276.33 | 769.08 | 2237.4078 | 287.0529 | 0 | 0 | 1950.3549 | 0 | 0 | 0
1792 | 204.693 | 553.91 | 1659.4844 | 212.6361 | 0 | 0 | 1446.8483 | 0 | 0 | 0
1793 | 301.357 | 286.02 | 849.6966 | 313.0511 | 0 | 0 | 536.6455 | 0 | 0 | 0
1794 | 228.211 | 70.33 | 167.3276 | 167.3276 | 0 | 0 | 0 | 0 | 0 | 69.7391
1795 | 216.305 | 0 | 0 | 0 | 0 | 0 | 0 | 0 | 0 | 224.6987
1796 | 242.4 | 0 | 0 | 0 | 0 | 0 | 0 | 0 | 0 | 251.8063
1797 | 200.8 | 0 | 0 | 0 | 0 | 0 | 0 | 0 | 0 | 208.592
1798 | 296 | 0 | 0 | 0 | 0 | 0 | 0 | 0 | 0 | 307.4862
1799 | 268 | 0 | 0 | 0 | 0 | 0 | 0 | 0 | 0 | 278.3997
1800 | 291.2 | 0 | 0 | 0 | 0 | 0 | 0 | 0 | 0 | 302.4999
1801 | 237.6 | 0 | 0 | 0 | 0 | 0 | 0 | 0 | 0 | 246.82
1802 | 191.2 | 0 | 0 | 0 | 0 | 0 | 0 | 0 | 0 | 198.6195
1803 | 243.2 | 0 | 0 | 0 | 0 | 0 | 0 | 0 | 0 | 252.6373
1804 | 204 | 0 | 0 | 0 | 0 | 0 | 0 | 0 | 0 | 211.9162
1805 | 236 | 0 | 0 | 0 | 0 | 0 | 0 | 0 | 0 | 245.1579
1806 | 293.6 | 0 | 0 | 0 | 0 | 0 | 0 | 0 | 0 | 304.9931
1807 | 169.6 | 63.27 | 139.8231 | 139.8231 | 0 | 0 | 0 | 0 | 0 | 36.3582
1808 | 205.306 | 309.06 | 921.2443 | 213.2728 | -707.9714 | 0 | 0 | 0 | 0 | 0
1809 | 1200.592 | 567.37 | 1723.5776 | 1247.1807 | -476.3969 | 0 | 0 | 0 | 0 | 0
1810 | 1832.064 | 637.16 | 1870.3202 | 1870.3202 | 0 | 0 | 0 | 0 | 0 | 32.8366
1811 | 1718.381 | 926.37 | 2643.5285 | 1785.0623 | -858.4662 | 0 | 0 | 0 | 0 | 0
1812 | 1345.557 | 1010.3 | 2830.6515 | 1397.771 | -1225.3959 | 0 | 207.4846 | 0 | 0 | 0
1813 | 1408.003 | 999.85 | 2795.0527 | 1462.6412 | -262.4862 | 0 | 1069.9253 | 0 | 0 | 0
1814 | 1247.32 | 771.27 | 2194.6433 | 1295.7219 | 0 | 0 | 898.9214 | 0 | 0 | 0
1815 | 1222.285 | 654.14 | 1901.1103 | 1269.7155 | 0 | 0 | 631.3949 | 0 | 0 | 0
1816 | 1327.605 | 532.35 | 1589.6788 | 1379.1224 | 0 | 0 | 210.5564 | 0 | 0 | 0
1817 | 1517.328 | 312.76 | 927.4979 | 927.4979 | 0 | 0 | 0 | 624.477 | 0 | 0
1818 | 1493.831 | 75.92 | 178.4459 | 178.4459 | 0 | 0 | 0 | 1322.051 | 0 | 0
1819 | 1418.435 | 0 | 0 | 0 | 0 | 0 | 0 | 443.614 | 0 | 1012.6487
1820 | 1030.4 | 0 | 0 | 0 | 0 | 0 | 0 | 0 | 0 | 1070.3844
1821 | 1524 | 0 | 0 | 0 | 0 | 0 | 0 | 344.379 | 0 | 1225.3959
1822 | 1386.4 | 0 | 0 | 0 | 0 | 0 | 0 | 206.779 | 0 | 1225.3959
1823 | 1324 | 0 | 0 | 0 | 0 | 0 | 0 | 144.379 | 0 | 1225.3959
1824 | 1220 | 0 | 0 | 0 | 0 | 0 | 0 | 1220 | 0 | 0
1825 | 1348.8 | 0 | 0 | 0 | 0 | 0 | 0 | 1348.8 | 0 | 0
1826 | 1544.8 | 0 | 0 | 0 | 0 | 0 | 0 | 1544.8 | 0 | 0
1827 | 1356 | 0 | 0 | 0 | 0 | 0 | 0 | 1356 | 0 | 0
1828 | 1223.2 | 0 | 0 | 0 | 0 | 0 | 0 | 1223.2 | 0 | 0
1829 | 995.2 | 0 | 0 | 0 | 0 | 0 | 0 | 995.2 | 0 | 0
1830 | 1268 | 0 | 0 | 0 | 0 | 0 | 0 | 1268 | 0 | 0
1831 | 1071.282 | 59.74 | 138.6597 | 0 | -138.6597 | 0 | 0 | 1071.282 | 0 | 0
1832 | 1080.559 | 282.66 | 846.201 | 0 | -846.201 | 0 | 0 | 1080.559 | 0 | 0
1833 | 1433.37 | 535.52 | 1615.5803 | 390.1844 | -1225.3959 | 0 | 0 | 1057.761 | 0 | 0
1834 | 1536.183 | 756.16 | 2189.8264 | 964.4305 | -1225.3959 | 0 | 0 | 607.78 | 0 | 0
1835 | 1523.623 | 904.66 | 2523.5009 | 1502.28 | -1021.2209 | 0 | 0 | 77.46 | 0 | 0
1836 | 1417.562 | 974.9 | 2660.7373 | 1472.5701 | -1188.1672 | 0 | 0 | 0 | 0 | 0
1837 | 1857.995 | 991.16 | 2694.4434 | 1930.094 | -764.3494 | 0 | 0 | 0 | 0 | 0
1838 | 1821.112 | 654.07 | 1841.8185 | 1841.8185 | 0 | 0 | 0 | 48.095 | 0 | 0
1839 | 2055.08 | 680.85 | 1953.5845 | 1953.5845 | 0 | 0 | 0 | 174.472 | 0 | 0
1840 | 1685.353 | 531.67 | 1579.0175 | 1579.0175 | 0 | 0 | 0 | 165.32 | 0 | 0
1841 | 1935.979 | 298.41 | 885.6652 | 885.6652 | 0 | 0 | 0 | 1083.398 | 0 | 0
1842 | 1652.92 | 69.09 | 166.0623 | 166.0623 | 0 | 0 | 0 | 1493.061 | 0 | 0
1843 | 1211.742 | 0 | 0 | 0 | 0 | 0 | 0 | 254.521 | 0 | 994.3657
1844 | 1214.4 | 0 | 0 | 0 | 0 | 0 | 0 | 34.779 | 0 | 1225.3959
1845 | 1048 | 0 | 0 | 0 | 0 | 0 | 0 | 0 | 0 | 1088.6674
1846 | 1320.8 | 0 | 0 | 0 | 0 | 0 | 0 | 141.179 | 0 | 1225.3959
1847 | 1692 | 0 | 0 | 0 | 0 | 0 | 0 | 512.379 | 0 | 1225.3959
1848 | 1456.8 | 0 | 0 | 0 | 0 | 0 | 0 | 1456.8 | 0 | 0
1849 | 1660.8 | 0 | 0 | 0 | 0 | 0 | 0 | 1660.8 | 0 | 0
1850 | 1558.4 | 0 | 0 | 0 | 0 | 0 | 0 | 1558.4 | 0 | 0
1851 | 1351.2 | 0 | 0 | 0 | 0 | 0 | 0 | 1351.2 | 0 | 0
1852 | 954.4 | 0 | 0 | 0 | 0 | 0 | 0 | 954.4 | 0 | 0
1853 | 1149.6 | 0 | 0 | 0 | 0 | 0 | 0 | 1149.6 | 0 | 0
1854 | 950.4 | 0 | 0 | 0 | 0 | 0 | 0 | 950.4 | 0 | 0
1855 | 1003.501 | 44.82 | 105.5322 | 0 | -105.5322 | 0 | 0 | 1003.501 | 0 | 0
1856 | 1142.233 | 297.05 | 890.9226 | 0 | -890.9226 | 0 | 0 | 1142.233 | 0 | 0
1857 | 1496.27 | 521.14 | 1580.8863 | 985.5307 | -595.3556 | 0 | 0 | 547.555 | 0 | 0
1858 | 1685.004 | 690.23 | 2031.418 | 1750.3902 | -281.0278 | 0 | 0 | 0 | 0 | 0
1859 | 1751.14 | 951.85 | 2716.5212 | 1819.0925 | -897.4286 | 0 | 0 | 0 | 0 | 0
1860 | 1623.245 | 1036.65 | 2914.6389 | 1686.2346 | -1225.3959 | 0 | 3.0084 | 0 | 0 | 0
1861 | 1835.131 | 1042.22 | 2927.0339 | 1906.3428 | -1020.6911 | 0 | 0 | 0 | 0 | 0
1862 | 1759.08 | 874.6 | 2496.707 | 1827.3407 | -669.3663 | 0 | 0 | 0 | 0 | 0
1863 | 1738.997 | 809.89 | 2362.9827 | 1806.4783 | -556.5043 | 0 | 0 | 0 | 0 | 0
1864 | 1558.583 | 592.86 | 1786.2289 | 1619.0634 | -167.1655 | 0 | 0 | 0 | 0 | 0
1865 | 1589.517 | 336.2 | 1000.9154 | 1000.9154 | 0 | 0 | 0 | 625.991 | 0 | 0
1866 | 1636.574 | 87.84 | 197.6336 | 197.6336 | 0 | 0 | 0 | 1446.323 | 0 | 0
1867 | 1446.081 | 0 | 0 | 0 | 0 | 0 | 0 | 620.481 | 0 | 857.6372
1868 | 1508 | 0 | 0 | 0 | 0 | 0 | 0 | 328.379 | 0 | 1225.3959
1869 | 1304 | 0 | 0 | 0 | 0 | 0 | 0 | 124.379 | 0 | 1225.3959
1870 | 1274.4 | 0 | 0 | 0 | 0 | 0 | 0 | 94.779 | 0 | 1225.3959
1871 | 1512.8 | 0 | 0 | 0 | 0 | 0 | 0 | 333.179 | 0 | 1225.3959
1872 | 1444 | 0 | 0 | 0 | 0 | 0 | 0 | 1444 | 0 | 0
1873 | 1532 | 0 | 0 | 0 | 0 | 0 | 0 | 1532 | 0 | 0
1874 | 1208.8 | 0 | 0 | 0 | 0 | 0 | 0 | 1208.8 | 0 | 0
1875 | 1256.8 | 0 | 0 | 0 | 0 | 0 | 0 | 1256.8 | 0 | 0
1876 | 1124 | 0 | 0 | 0 | 0 | 0 | 0 | 1124 | 0 | 0
1877 | 1070.4 | 0 | 0 | 0 | 0 | 0 | 0 | 1070.4 | 0 | 0
1878 | 1064 | 0 | 0 | 0 | 0 | 0 | 0 | 1064 | 0 | 0
1879 | 1158.633 | 74.71 | 167.9862 | 0 | -167.9862 | 0 | 0 | 1158.633 | 0 | 0
1880 | 1337.607 | 290 | 868.6309 | 85.7336 | -782.8973 | 0 | 0 | 1255.076 | 0 | 0
1881 | 1602.436 | 478.16 | 1448.8168 | 1448.8168 | 0 | 0 | 0 | 207.74 | 0 | 0
1882 | 1659.929 | 693.22 | 2043.6427 | 1724.3421 | -319.3005 | 0 | 0 | 0 | 0 | 0
1883 | 0 | 814.36 | 2347.0194 | 0 | -1225.3959 | 0 | 1121.6235 | 0 | 0 | 0
1884 | 1537.528 | 1054.68 | 2991.3806 | 1597.1914 | -1225.3959 | 0 | 168.7933 | 0 | 0 | 0
1885 | 1283.8 | 1042.49 | 2955.1024 | 1333.6175 | -1225.3959 | 0 | 396.089 | 0 | 0 | 0
1886 | 1608.326 | 926.54 | 2663.2606 | 1670.7367 | -992.5239 | 0 | 0 | 0 | 0 | 0
1887 | 1597.92 | 716.22 | 2104.0097 | 1659.9269 | -444.0828 | 0 | 0 | 0 | 0 | 0
1888 | 1735.168 | 604.39 | 1828.9113 | 1802.5008 | -26.4106 | 0 | 0 | 0 | 0 | 0
1889 | 1535.971 | 346.09 | 1030.2211 | 1030.2211 | 0 | 0 | 0 | 544.234 | 0 | 0
1890 | 1401.399 | 91.51 | 198.2694 | 198.2694 | 0 | 0 | 0 | 1210.536 | 0 | 0
1891 | 1316.835 | 0 | 0 | 0 | 0 | 0 | 0 | 459.614 | 0 | 890.4852
1892 | 1148 | 0 | 0 | 0 | 0 | 0 | 0 | 0 | 0 | 1192.5479
1893 | 1382.4 | 0 | 0 | 0 | 0 | 0 | 0 | 202.779 | 0 | 1225.3959
1894 | 1640.8 | 0 | 0 | 0 | 0 | 0 | 0 | 461.179 | 0 | 1225.3959
1895 | 1377.6 | 0 | 0 | 0 | 0 | 0 | 0 | 197.979 | 0 | 1225.3959
1896 | 1239.2 | 0 | 0 | 0 | 0 | 0 | 0 | 1239.2 | 0 | 0
1897 | 950.4 | 0 | 0 | 0 | 0 | 0 | 0 | 950.4 | 0 | 0
1898 | 1244.8 | 0 | 0 | 0 | 0 | 0 | 0 | 1244.8 | 0 | 0
1899 | 963.2 | 0 | 0 | 0 | 0 | 0 | 0 | 963.2 | 0 | 0
1900 | 860.8 | 0 | 0 | 0 | 0 | 0 | 0 | 860.8 | 0 | 0
1901 | 976.8 | 0 | 0 | 0 | 0 | 0 | 0 | 976.8 | 0 | 0
1902 | 1053.6 | 0 | 0 | 0 | 0 | 0 | 0 | 1053.6 | 0 | 0
1903 | 880.938 | 81.18 | 180.7074 | 180.7074 | 0 | 0 | 0 | 706.981 | 0 | 0
1904 | 756.271 | 326.87 | 977.5682 | 785.6179 | -191.9503 | 0 | 0 | 0 | 0 | 0
1905 | 1395.164 | 586.1 | 1776.647 | 1449.303 | -327.344 | 0 | 0 | 0 | 0 | 0
1906 | 1631.193 | 807.84 | 2358.1179 | 1694.491 | -663.6269 | 0 | 0 | 0 | 0 | 0
1907 | 1633.019 | 968.24 | 2742.8476 | 1696.3879 | -1046.4597 | 0 | 0 | 0 | 0 | 0
1908 | 1231.998 | 1052.76 | 2930.3041 | 1279.8054 | -1225.3959 | 0 | 425.1028 | 0 | 0 | 0
1909 | 1467.239 | 1052.83 | 2934.9267 | 1524.1759 | -1225.3959 | 0 | 185.355 | 0 | 0 | 0
1910 | 1286.247 | 893.98 | 2543.4719 | 1336.1595 | -1207.3124 | 0 | 0 | 0 | 0 | 0
1911 | 1439.505 | 812.47 | 2372.1719 | 1495.3646 | -521.9059 | 0 | 354.9014 | 0 | 0 | 0
1912 | 1449.081 | 597.24 | 1802.2276 | 1505.3122 | 0 | 0 | 296.9153 | 0 | 0 | 0
1913 | 1125.488 | 340.5 | 1011.8904 | 1011.8904 | 0 | 0 | 0 | 151.397 | 0 | 0
1914 | 1313.406 | 89.91 | 194.7936 | 194.7936 | 0 | 0 | 0 | 1125.889 | 0 | 0
1915 | 1105.904 | 0 | 0 | 0 | 0 | 0 | 0 | 0 | 0 | 1148.8183
1916 | 1031.2 | 0 | 0 | 0 | 0 | 0 | 0 | 0 | 0 | 1071.2155
1917 | 1051.2 | 0 | 0 | 0 | 0 | 0 | 0 | 0 | 0 | 1091.9916
1918 | 1335.2 | 0 | 0 | 0 | 0 | 0 | 0 | 155.579 | 0 | 1225.3959
1919 | 1077.6 | 0 | 0 | 0 | 0 | 0 | 0 | 0 | 0 | 1119.416
1920 | 1121.6 | 0 | 0 | 0 | 0 | 0 | 0 | 1121.6 | 0 | 0
1921 | 1212 | 0 | 0 | 0 | 0 | 0 | 0 | 1212 | 0 | 0
1922 | 1262.4 | 0 | 0 | 0 | 0 | 0 | 0 | 1262.4 | 0 | 0
1923 | 1207.2 | 0 | 0 | 0 | 0 | 0 | 0 | 1207.2 | 0 | 0
1924 | 970.4 | 0 | 0 | 0 | 0 | 0 | 0 | 970.4 | 0 | 0
1925 | 967.2 | 0 | 0 | 0 | 0 | 0 | 0 | 967.2 | 0 | 0
1926 | 1076.8 | 0 | 0 | 0 | 0 | 0 | 0 | 1076.8 | 0 | 0
1927 | 691.327 | 80.93 | 180.4258 | 180.4258 | 0 | 0 | 0 | 419.081 | 0 | 102.3846
1928 | 897.95 | 325.77 | 972.9019 | 932.7947 | -40.1072 | 0 | 0 | 0 | 0 | 0
1929 | 500.197 | 579.74 | 1753.3996 | 519.607 | -1225.3959 | 0 | 8.3967 | 0 | 0 | 0
1930 | 375.337 | 789.08 | 2292.0926 | 389.9019 | -1225.3959 | 0 | 676.7948 | 0 | 0 | 0
1931 | 375.588 | 928.97 | 2609.7061 | 390.1626 | -1225.3959 | 0 | 994.1476 | 0 | 0 | 0
1932 | 389.912 | 1005.69 | 2769.2966 | 405.0424 | -1225.3959 | 0 | 1138.8583 | 0 | 0 | 0
1933 | 750.082 | 790.41 | 2210.7126 | 779.1887 | -1225.3959 | 0 | 206.1279 | 0 | 0 | 0
1934 | 1316.533 | 919.67 | 2576.3095 | 1367.6207 | -242.3022 | 0 | 966.3866 | 0 | 0 | 0
1935 | 1499.779 | 766.3 | 2206.8919 | 1557.9775 | 0 | 0 | 648.9143 | 0 | 0 | 0
1936 | 1507.149 | 554.55 | 1653.961 | 1565.6335 | 0 | 0 | 88.3275 | 0 | 0 | 0
1937 | 1397.369 | 309.13 | 914.4079 | 914.4079 | 0 | 0 | 0 | 517.119 | 0 | 0
1938 | 997.74 | 75.26 | 173.6996 | 173.6996 | 0 | 0 | 0 | 830.529 | 0 | 0
1939 | 884.928 | 0 | 0 | 0 | 0 | 0 | 0 | 0 | 0 | 919.2674
1940 | 686.4 | 0 | 0 | 0 | 0 | 0 | 0 | 0 | 0 | 713.0356
1941 | 1051.2 | 0 | 0 | 0 | 0 | 0 | 0 | 0 | 0 | 1091.9916
1942 | 1072.8 | 0 | 0 | 0 | 0 | 0 | 0 | 0 | 0 | 1114.4297
1943 | 1167.2 | 0 | 0 | 0 | 0 | 0 | 0 | 0 | 0 | 1212.4929
1944 | 1155.2 | 0 | 0 | 0 | 0 | 0 | 0 | 1155.2 | 0 | 0
1945 | 943.2 | 0 | 0 | 0 | 0 | 0 | 0 | 943.2 | 0 | 0
1946 | 1432.8 | 0 | 0 | 0 | 0 | 0 | 0 | 1432.8 | 0 | 0
1947 | 1044 | 0 | 0 | 0 | 0 | 0 | 0 | 1044 | 0 | 0
1948 | 1157.6 | 0 | 0 | 0 | 0 | 0 | 0 | 1157.6 | 0 | 0
1949 | 960.8 | 0 | 0 | 0 | 0 | 0 | 0 | 960.8 | 0 | 0
1950 | 852.8 | 0 | 0 | 0 | 0 | 0 | 0 | 852.8 | 0 | 0
1951 | 1154.806 | 75.41 | 177.4736 | 177.4736 | 0 | 0 | 0 | 302.405 | 0 | 708.0046
1952 | 248.715 | 309.7 | 923.6886 | 258.3663 | -665.3222 | 0 | 0 | 0 | 0 | 0
1953 | 294.906 | 559.94 | 1680.3041 | 306.3498 | -1225.3959 | 0 | 148.5584 | 0 | 0 | 0
1954 | 233.76 | 767.08 | 2216.0572 | 242.831 | -1225.3959 | 0 | 747.8303 | 0 | 0 | 0
1955 | 233.438 | 904.7 | 2529.9217 | 242.4975 | -1225.3959 | 0 | 1062.0283 | 0 | 0 | 0
1956 | 273.494 | 991.08 | 2717.9298 | 284.1079 | -1225.3959 | 0 | 1208.426 | 0 | 0 | 0
1957 | 185.868 | 988.46 | 2710.0494 | 193.0806 | -842.4831 | 0 | 1674.4857 | 0 | 0 | 0
1958 | 251.672 | 900.77 | 2515.1177 | 261.4381 | 0 | 0 | 2253.6796 | 0 | 0 | 0
1959 | 290.153 | 750.96 | 2159.5951 | 301.4123 | 0 | 0 | 1858.1828 | 0 | 0 | 0
1960 | 251.848 | 541.75 | 1612.9781 | 261.6209 | 0 | 0 | 1351.3572 | 0 | 0 | 0
1961 | 267.282 | 303.04 | 894.8545 | 277.6538 | 0 | 0 | 617.2006 | 0 | 0 | 0
1962 | 269.159 | 73.43 | 168.7081 | 168.7081 | 0 | 0 | 0 | 0 | 0 | 110.8955
1963 | 186.389 | 0 | 0 | 0 | 0 | 0 | 0 | 0 | 0 | 193.6218
1964 | 352 | 0 | 0 | 0 | 0 | 0 | 0 | 0 | 0 | 365.6593
1965 | 209.6 | 0 | 0 | 0 | 0 | 0 | 0 | 0 | 0 | 217.7335
1966 | 269.6 | 0 | 0 | 0 | 0 | 0 | 0 | 0 | 0 | 280.0618
1967 | 288.8 | 0 | 0 | 0 | 0 | 0 | 0 | 0 | 0 | 300.0068
1968 | 246.4 | 0 | 0 | 0 | 0 | 0 | 0 | 0 | 0 | 255.9615
1969 | 255.2 | 0 | 0 | 0 | 0 | 0 | 0 | 0 | 0 | 265.103
1970 | 220 | 0 | 0 | 0 | 0 | 0 | 0 | 0 | 0 | 228.537
1971 | 287.2 | 0 | 0 | 0 | 0 | 0 | 0 | 0 | 0 | 298.3447
1972 | 292.8 | 0 | 0 | 0 | 0 | 0 | 0 | 0 | 0 | 304.162
1973 | 234.4 | 0 | 0 | 0 | 0 | 0 | 0 | 0 | 0 | 243.4958
1974 | 231.2 | 0 | 0 | 0 | 0 | 0 | 0 | 0 | 0 | 240.1717
1975 | 217.414 | 67.14 | 163.7728 | 163.7728 | 0 | 0 | 0 | 0 | 0 | 62.0779
1976 | 235.207 | 292.68 | 880.4192 | 244.3341 | -636.0851 | 0 | 0 | 0 | 0 | 0
1977 | 822.233 | 536.68 | 1625.3014 | 854.1395 | -771.1619 | 0 | 0 | 0 | 0 | 0
1978 | 1224.436 | 431.7 | 1265.6963 | 1265.6963 | 0 | 0 | 0 | 0 | 0 | 6.2536
1979 | 1183.914 | 893.29 | 2554.077 | 1229.8555 | -1225.3959 | 0 | 98.8257 | 0 | 0 | 0
1980 | 1080.396 | 983.15 | 2763.6185 | 1122.3195 | -1120.1224 | 0 | 521.1767 | 0 | 0 | 0
1981 | 1034.163 | 989.98 | 2772.8244 | 1074.2934 | 0 | 0 | 1698.5309 | 0 | 0 | 0
1982 | 1287.314 | 912.1 | 2587.2918 | 1337.2679 | 0 | 0 | 1250.0239 | 0 | 0 | 0
1983 | 930.64 | 765.57 | 2225.0606 | 966.7533 | 0 | 0 | 1258.3073 | 0 | 0 | 0
1984 | 1303.577 | 554.14 | 1662.4803 | 1354.162 | 0 | 0 | 308.3183 | 0 | 0 | 0
1985 | 1377.861 | 309.69 | 917.4827 | 917.4827 | 0 | 0 | 0 | 494.651 | 0 | 0
1986 | 1489.129 | 75.07 | 170.6528 | 170.6528 | 0 | 0 | 0 | 1324.851 | 0 | 0
1987 | 1582.537 | 0 | 0 | 0 | 0 | 0 | 0 | 756.937 | 0 | 857.6372
1988 | 1236.8 | 0 | 0 | 0 | 0 | 0 | 0 | 57.179 | 0 | 1225.3959
1989 | 1488.8 | 0 | 0 | 0 | 0 | 0 | 0 | 309.179 | 0 | 1225.3959
1990 | 1436.8 | 0 | 0 | 0 | 0 | 0 | 0 | 257.179 | 0 | 1225.3959
1991 | 1529.6 | 0 | 0 | 0 | 0 | 0 | 0 | 349.979 | 0 | 1225.3959
1992 | 1294.4 | 0 | 0 | 0 | 0 | 0 | 0 | 1294.4 | 0 | 0
1993 | 1304 | 0 | 0 | 0 | 0 | 0 | 0 | 1304 | 0 | 0
1994 | 1234.4 | 0 | 0 | 0 | 0 | 0 | 0 | 1234.4 | 0 | 0
1995 | 1701.6 | 0 | 0 | 0 | 0 | 0 | 0 | 1701.6 | 0 | 0
1996 | 1300 | 0 | 0 | 0 | 0 | 0 | 0 | 1300 | 0 | 0
1997 | 1364.8 | 0 | 0 | 0 | 0 | 0 | 0 | 1364.8 | 0 | 0
1998 | 1507.2 | 0 | 0 | 0 | 0 | 0 | 0 | 1507.2 | 0 | 0
1999 | 1696 | 72.9 | 173.7359 | 0 | -173.7359 | 0 | 0 | 1696 | 0 | 0
2000 | 1387.644 | 304.37 | 911.9958 | 0 | -911.9958 | 0 | 0 | 1387.644 | 0 | 0
2001 | 1583.009 | 551.4 | 1667.5517 | 442.1558 | -1225.3959 | 0 | 0 | 1157.371 | 0 | 0
2002 | 2116.262 | 758.88 | 2220.3028 | 1448.9706 | -771.3323 | 0 | 0 | 721.418 | 0 | 0
2003 | 2008.054 | 900.35 | 2568.3305 | 2085.976 | -482.3544 | 0 | 0 | 0 | 0 | 0
2004 | 1681.412 | 980.96 | 2761.7268 | 1746.6588 | -1015.0681 | 0 | 0 | 0 | 0 | 0
2005 | 1625.792 | 662.02 | 1889.5079 | 1688.8804 | -200.6275 | 0 | 0 | 0 | 0 | 0
2006 | 1544.619 | 875.81 | 2509.6619 | 1604.5576 | -905.1043 | 0 | 0 | 0 | 0 | 0
2007 | 1606.752 | 750.07 | 2200.6424 | 1669.1016 | -531.5408 | 0 | 0 | 0 | 0 | 0
2008 | 1395.182 | 543.7 | 1641.5577 | 1449.3217 | -192.236 | 0 | 0 | 0 | 0 | 0
2009 | 1443.602 | 305.47 | 909.6148 | 909.6148 | 0 | 0 | 0 | 567.966 | 0 | 0
2010 | 1556.4 | 74.49 | 171.9388 | 171.9388 | 0 | 0 | 0 | 1390.884 | 0 | 0
2011 | 1556.11 | 0 | 0 | 0 | 0 | 0 | 0 | 624.489 | 0 | 967.7723
2012 | 1073.6 | 0 | 0 | 0 | 0 | 0 | 0 | 0 | 0 | 1115.2608
2013 | 1459.2 | 0 | 0 | 0 | 0 | 0 | 0 | 279.579 | 0 | 1225.3959
2014 | 1785.6 | 0 | 0 | 0 | 0 | 0 | 0 | 605.979 | 0 | 1225.3959
2015 | 1840 | 0 | 0 | 0 | 0 | 0 | 0 | 660.379 | 0 | 1225.3959
2016 | 1543.2 | 0 | 0 | 0 | 0 | 0 | 0 | 1543.2 | 0 | 0
2017 | 1344.8 | 0 | 0 | 0 | 0 | 0 | 0 | 1344.8 | 0 | 0
2018 | 1585.6 | 0 | 0 | 0 | 0 | 0 | 0 | 1585.6 | 0 | 0
2019 | 1395.2 | 0 | 0 | 0 | 0 | 0 | 0 | 1395.2 | 0 | 0
2020 | 1634.4 | 0 | 0 | 0 | 0 | 0 | 0 | 1634.4 | 0 | 0
2021 | 1428 | 0 | 0 | 0 | 0 | 0 | 0 | 1428 | 0 | 0
2022 | 1732.8 | 0 | 0 | 0 | 0 | 0 | 0 | 1732.8 | 0 | 0
2023 | 1353.618 | 72.27 | 174.3551 | 0 | -174.3551 | 0 | 0 | 1353.618 | 0 | 0
2024 | 1535.856 | 299.43 | 897.3663 | 0 | -897.3663 | 0 | 0 | 1535.856 | 0 | 0
2025 | 1275.614 | 538.51 | 1619.8384 | 394.4425 | -1225.3959 | 0 | 0 | 895.907 | 0 | 0
2026 | 1988.333 | 753.92 | 2189.1356 | 963.7397 | -1225.3959 | 0 | 0 | 1060.594 | 0 | 0
2027 | 1904.751 | 922.08 | 2602.3544 | 1876.1042 | -726.2502 | 0 | 0 | 98.729 | 0 | 0
2028 | 1672.28 | 997.28 | 2774.0782 | 1737.1724 | -1036.9058 | 0 | 0 | 0 | 0 | 0
2029 | 1859.284 | 647.48 | 1847.6358 | 1847.6358 | 0 | 0 | 0 | 80.667 | 0 | 0
2030 | 1626.32 | 531.34 | 1533.0016 | 1533.0016 | 0 | 0 | 0 | 150.584 | 0 | 0
2031 | 1494.969 | 759.29 | 2224.9806 | 1552.9809 | -671.9997 | 0 | 0 | 0 | 0 | 0
2032 | 1162.25 | 549.81 | 1659.0719 | 1207.3508 | -451.7211 | 0 | 0 | 0 | 0 | 0
2033 | 1264.538 | 306.07 | 909.6304 | 909.6304 | 0 | 0 | 0 | 388.887 | 0 | 0
2034 | 1476.872 | 75.51 | 175.5248 | 175.5248 | 0 | 0 | 0 | 1307.904 | 0 | 0
2035 | 1536.546 | 0 | 0 | 0 | 0 | 0 | 0 | 710.946 | 0 | 857.6372
2036 | 1277.6 | 0 | 0 | 0 | 0 | 0 | 0 | 97.979 | 0 | 1225.3959
2037 | 1460.8 | 0 | 0 | 0 | 0 | 0 | 0 | 281.179 | 0 | 1225.3959
2038 | 1661.6 | 0 | 0 | 0 | 0 | 0 | 0 | 481.979 | 0 | 1225.3959
2039 | 1407.2 | 0 | 0 | 0 | 0 | 0 | 0 | 227.579 | 0 | 1225.3959
2040 | 1428 | 0 | 0 | 0 | 0 | 0 | 0 | 1428 | 0 | 0
2041 | 1554.4 | 0 | 0 | 0 | 0 | 0 | 0 | 1554.4 | 0 | 0
2042 | 1313.6 | 0 | 0 | 0 | 0 | 0 | 0 | 1313.6 | 0 | 0
2043 | 1546.4 | 0 | 0 | 0 | 0 | 0 | 0 | 1546.4 | 0 | 0
2044 | 1344.8 | 0 | 0 | 0 | 0 | 0 | 0 | 1344.8 | 0 | 0
2045 | 1362.4 | 0 | 0 | 0 | 0 | 0 | 0 | 1362.4 | 0 | 0
2046 | 1128.8 | 0 | 0 | 0 | 0 | 0 | 0 | 1128.8 | 0 | 0
2047 | 1486.419 | 75.78 | 180.7313 | 0 | -180.7313 | 0 | 0 | 1486.419 | 0 | 0
2048 | 1323.308 | 187.22 | 553.5884 | 0 | -553.5884 | 0 | 0 | 1323.308 | 0 | 0
2049 | 1226.957 | 470.56 | 1401.0515 | 175.6557 | -1225.3959 | 0 | 0 | 1057.863 | 0 | 0
2050 | 1796.019 | 757.77 | 2166.2486 | 940.8527 | -1225.3959 | 0 | 0 | 890.312 | 0 | 0
2051 | 1668.541 | 882.73 | 2441.3397 | 1215.9438 | -1225.3959 | 0 | 0 | 498.02 | 0 | 0
2052 | 1931.97 | 963.57 | 2605.4968 | 1380.1009 | -1225.3959 | 0 | 0 | 603.423 | 0 | 0
2053 | 1668.96 | 764.32 | 2106.3148 | 1608.0791 | -498.2357 | 0 | 0 | 120.951 | 0 | 0
2054 | 1763.69 | 584.26 | 1646.4152 | 1646.4152 | 0 | 0 | 0 | 178.777 | 0 | 0
2055 | 1579.999 | 668.07 | 1916.5605 | 1641.3105 | -275.25 | 0 | 0 | 0 | 0 | 0
2056 | 1714.12 | 504.59 | 1497.1763 | 1497.1763 | 0 | 0 | 0 | 272.871 | 0 | 0
2057 | 1622.297 | 271.09 | 803.9549 | 803.9549 | 0 | 0 | 0 | 848.374 | 0 | 0
2058 | 1842.205 | 54.54 | 128.9905 | 128.9905 | 0 | 0 | 0 | 1718.033 | 0 | 0
2059 | 1704.336 | 0 | 0 | 0 | 0 | 0 | 0 | 878.736 | 0 | 857.6372
2060 | 1539.2 | 0 | 0 | 0 | 0 | 0 | 0 | 359.579 | 0 | 1225.3959
2061 | 1760 | 0 | 0 | 0 | 0 | 0 | 0 | 580.379 | 0 | 1225.3959
2062 | 1748 | 0 | 0 | 0 | 0 | 0 | 0 | 568.379 | 0 | 1225.3959
2063 | 1951.2 | 0 | 0 | 0 | 0 | 0 | 0 | 771.579 | 0 | 1225.3959
2064 | 1534.4 | 0 | 0 | 0 | 0 | 0 | 0 | 1534.4 | 0 | 0
2065 | 1479.2 | 0 | 0 | 0 | 0 | 0 | 0 | 1479.2 | 0 | 0
2066 | 1765.6 | 0 | 0 | 0 | 0 | 0 | 0 | 1765.6 | 0 | 0
2067 | 1462.4 | 0 | 0 | 0 | 0 | 0 | 0 | 1462.4 | 0 | 0
2068 | 1915.2 | 0 | 0 | 0 | 0 | 0 | 0 | 1915.2 | 0 | 0
2069 | 1624.8 | 0 | 0 | 0 | 0 | 0 | 0 | 1624.8 | 0 | 0
2070 | 1568 | 0 | 0 | 0 | 0 | 0 | 0 | 1568 | 0 | 0
2071 | 1421.665 | 60.78 | 148.4483 | 0 | -148.4483 | 0 | 0 | 1421.665 | 0 | 0
2072 | 1488.271 | 282.88 | 848.8988 | 0 | -848.8988 | 0 | 0 | 1488.271 | 0 | 0
2073 | 1486.483 | 515.37 | 1537.3988 | 312.0029 | -1225.3959 | 0 | 0 | 1186.136 | 0 | 0
2074 | 1803.338 | 724.33 | 2075.0166 | 849.6207 | -1225.3959 | 0 | 0 | 985.455 | 0 | 0
2075 | 2033.628 | 885.45 | 2449.1204 | 1863.0901 | -586.0303 | 0 | 0 | 240.134 | 0 | 0
2076 | 1696.775 | 878.64 | 2408.1759 | 1762.6179 | -645.5579 | 0 | 0 | 0 | 0 | 0
2077 | 1592.548 | 922.45 | 2523.906 | 1654.3464 | -869.5596 | 0 | 0 | 0 | 0 | 0
2078 | 1457.42 | 709.01 | 1995.922 | 1513.9748 | -481.9472 | 0 | 0 | 0 | 0 | 0
2079 | 1641.988 | 727.04 | 2083.861 | 1705.7049 | -378.1561 | 0 | 0 | 0 | 0 | 0
2080 | 1955.911 | 521.94 | 1548.7737 | 1548.7737 | 0 | 0 | 0 | 464.992 | 0 | 0
2081 | 1702.841 | 283.66 | 836.2181 | 836.2181 | 0 | 0 | 0 | 897.86 | 0 | 0
2082 | 1466.806 | 62.55 | 147.0366 | 147.0366 | 0 | 0 | 0 | 1325.262 | 0 | 0
2083 | 1663.509 | 0 | 0 | 0 | 0 | 0 | 0 | 804.688 | 0 | 892.1473
2084 | 1294.4 | 0 | 0 | 0 | 0 | 0 | 0 | 114.779 | 0 | 1225.3959
2085 | 1368 | 0 | 0 | 0 | 0 | 0 | 0 | 188.379 | 0 | 1225.3959
2086 | 1146.4 | 0 | 0 | 0 | 0 | 0 | 0 | 0 | 0 | 1190.8858
2087 | 1459.2 | 0 | 0 | 0 | 0 | 0 | 0 | 279.579 | 0 | 1225.3959
2088 | 1268.8 | 0 | 0 | 0 | 0 | 0 | 0 | 1268.8 | 0 | 0
2089 | 923.2 | 0 | 0 | 0 | 0 | 0 | 0 | 923.2 | 0 | 0
2090 | 1351.2 | 0 | 0 | 0 | 0 | 0 | 0 | 1351.2 | 0 | 0
2091 | 1026.4 | 0 | 0 | 0 | 0 | 0 | 0 | 1026.4 | 0 | 0
2092 | 1252.8 | 0 | 0 | 0 | 0 | 0 | 0 | 1252.8 | 0 | 0
2093 | 1265.6 | 0 | 0 | 0 | 0 | 0 | 0 | 1265.6 | 0 | 0
2094 | 918.4 | 0 | 0 | 0 | 0 | 0 | 0 | 918.4 | 0 | 0
2095 | 1050.829 | 67.97 | 167.6413 | 167.6413 | 0 | 0 | 0 | 889.45 | 0 | 0
2096 | 806.027 | 303.92 | 910.7264 | 837.3047 | -73.4217 | 0 | 0 | 0 | 0 | 0
2097 | 1095.822 | 457.81 | 1378.256 | 1138.3451 | -239.9109 | 0 | 0 | 0 | 0 | 0
2098 | 1270.332 | 776.77 | 2262.31 | 1319.6269 | -942.6831 | 0 | 0 | 0 | 0 | 0
2099 | 1318.43 | 938.77 | 2663.4943 | 1369.5913 | -1225.3959 | 0 | 68.5071 | 0 | 0 | 0
2100 | 1137.052 | 1023.34 | 2865.1243 | 1181.175 | -1225.3959 | 0 | 458.5533 | 0 | 0 | 0
2101 | 1338.908 | 1024.82 | 2876.5792 | 1390.864 | -1225.3959 | 0 | 260.3193 | 0 | 0 | 0
2102 | 1124.637 | 933.59 | 2662.1532 | 1168.2783 | -1225.3959 | 0 | 268.4791 | 0 | 0 | 0
2103 | 1168.045 | 782.7 | 2289.7002 | 1213.3707 | -251.7897 | 0 | 824.5398 | 0 | 0 | 0
2104 | 1479.406 | 568.7 | 1713.2612 | 1536.814 | 0 | 0 | 176.4472 | 0 | 0 | 0
2105 | 1301.431 | 318.95 | 942.465 | 942.465 | 0 | 0 | 0 | 394.172 | 0 | 0
2106 | 1478.389 | 78.07 | 170.8429 | 170.8429 | 0 | 0 | 0 | 1313.928 | 0 | 0
2107 | 1147.38 | 0 | 0 | 0 | 0 | 0 | 0 | 158.159 | 0 | 1027.6075
2108 | 1016 | 0 | 0 | 0 | 0 | 0 | 0 | 0 | 0 | 1055.4256
2109 | 1436 | 0 | 0 | 0 | 0 | 0 | 0 | 256.379 | 0 | 1225.3959
2110 | 1550.4 | 0 | 0 | 0 | 0 | 0 | 0 | 370.779 | 0 | 1225.3959
2111 | 1441.6 | 0 | 0 | 0 | 0 | 0 | 0 | 261.979 | 0 | 1225.3959
2112 | 1428 | 0 | 0 | 0 | 0 | 0 | 0 | 1428 | 0 | 0
2113 | 1300 | 0 | 0 | 0 | 0 | 0 | 0 | 1300 | 0 | 0
2114 | 1284 | 0 | 0 | 0 | 0 | 0 | 0 | 1284 | 0 | 0
2115 | 1629.6 | 0 | 0 | 0 | 0 | 0 | 0 | 1629.6 | 0 | 0
2116 | 1440 | 0 | 0 | 0 | 0 | 0 | 0 | 1440 | 0 | 0
2117 | 1583.2 | 0 | 0 | 0 | 0 | 0 | 0 | 1583.2 | 0 | 0
2118 | 1600 | 0 | 0 | 0 | 0 | 0 | 0 | 1600 | 0 | 0
2119 | 1140.384 | 85.2 | 204.8554 | 204.8554 | 0 | 0 | 0 | 943.181 | 0 | 0
2120 | 204.826 | 321.34 | 958.2683 | 212.7742 | -745.4941 | 0 | 0 | 0 | 0 | 0
2121 | 307.065 | 567.78 | 1697.4932 | 318.9816 | -1225.3959 | 0 | 153.1157 | 0 | 0 | 0
2122 | 313.222 | 773.7 | 2227.7106 | 325.3765 | -1225.3959 | 0 | 676.9382 | 0 | 0 | 0
2123 | 355.547 | 917.13 | 2567.9368 | 369.3439 | -1225.3959 | 0 | 973.197 | 0 | 0 | 0
2124 | 311.517 | 997.11 | 2750.5015 | 323.6053 | -1225.3959 | 0 | 1201.5003 | 0 | 0 | 0
2125 | 299.716 | 668.68 | 1883.4808 | 311.3464 | -762.3113 | 0 | 809.8231 | 0 | 0 | 0
2126 | 315.351 | 915.01 | 2566.1833 | 327.5881 | 0 | 0 | 2238.5951 | 0 | 0 | 0
2127 | 283.379 | 761.48 | 2195.0401 | 294.3755 | 0 | 0 | 1900.6647 | 0 | 0 | 0
2128 | 230.684 | 549.51 | 1634.0149 | 239.6356 | 0 | 0 | 1394.3793 | 0 | 0 | 0
2129 | 250.683 | 304.05 | 889.9388 | 260.4107 | 0 | 0 | 629.5281 | 0 | 0 | 0
2130 | 298.518 | 72.87 | 162.9272 | 162.9272 | 0 | 0 | 0 | 0 | 0 | 147.1747
2131 | 256.165 | 0 | 0 | 0 | 0 | 0 | 0 | 0 | 0 | 266.1054
2132 | 318.4 | 0 | 0 | 0 | 0 | 0 | 0 | 0 | 0 | 330.7554
2133 | 298.4 | 0 | 0 | 0 | 0 | 0 | 0 | 0 | 0 | 309.9793
2134 | 237.6 | 0 | 0 | 0 | 0 | 0 | 0 | 0 | 0 | 246.82
2135 | 305.6 | 0 | 0 | 0 | 0 | 0 | 0 | 0 | 0 | 317.4587
2136 | 168 | 0 | 0 | 0 | 0 | 0 | 0 | 0 | 0 | 174.5192
2137 | 228.8 | 0 | 0 | 0 | 0 | 0 | 0 | 0 | 0 | 237.6785
2138 | 226.4 | 0 | 0 | 0 | 0 | 0 | 0 | 0 | 0 | 235.1854
2139 | 221.6 | 0 | 0 | 0 | 0 | 0 | 0 | 0 | 0 | 230.1991
2140 | 135.2 | 0 | 0 | 0 | 0 | 0 | 0 | 0 | 0 | 140.4464
2141 | 148.8 | 0 | 0 | 0 | 0 | 0 | 0 | 0 | 0 | 154.5741
2142 | 203.2 | 0 | 0 | 0 | 0 | 0 | 0 | 0 | 0 | 211.0851
2143 | 139.948 | 84.65 | 207.3631 | 145.3786 | -61.9844 | 0 | 0 | 0 | 0 | 0
2144 | 168.345 | 315.71 | 936.8388 | 174.8776 | -761.9612 | 0 | 0 | 0 | 0 | 0
2145 | 999.188 | 559.15 | 1650.7636 | 1037.9612 | -612.8023 | 0 | 0 | 0 | 0 | 0
2146 | 1188.218 | 687.78 | 1963.3025 | 1234.3265 | -728.976 | 0 | 0 | 0 | 0 | 0
2147 | 1369.757 | 525.43 | 1485.8762 | 1422.9101 | -62.9661 | 0 | 0 | 0 | 0 | 0
2148 | 1382.264 | 599.82 | 1673.9632 | 1435.9024 | -238.0608 | 0 | 0 | 0 | 0 | 0
2149 | 1401.945 | 780.61 | 2154.266 | 1456.3471 | -697.9189 | 0 | 0 | 0 | 0 | 0
2150 | 1395.96 | 638.1 | 1790.3561 | 1450.1299 | -176.2114 | 0 | 164.0148 | 0 | 0 | 0
2151 | 1436.28 | 550.68 | 1581.7028 | 1492.0145 | 0 | 0 | 89.6883 | 0 | 0 | 0
2152 | 1584.287 | 433.63 | 1283.5284 | 1283.5284 | 0 | 0 | 0 | 348.705 | 0 | 0
2153 | 1458.461 | 289.6 | 850.0176 | 850.0176 | 0 | 0 | 0 | 640.196 | 0 | 0
2154 | 1392.377 | 67.8 | 156.3443 | 156.3443 | 0 | 0 | 0 | 1241.873 | 0 | 0
2155 | 1600.335 | 0 | 0 | 0 | 0 | 0 | 0 | 516.714 | 0 | 1125.6706
2156 | 1251.2 | 0 | 0 | 0 | 0 | 0 | 0 | 71.579 | 0 | 1225.3959
2157 | 921.6 | 0 | 0 | 0 | 0 | 0 | 0 | 0 | 0 | 957.3625
2158 | 1216 | 0 | 0 | 0 | 0 | 0 | 0 | 36.379 | 0 | 1225.3959
2159 | 1305.6 | 0 | 0 | 0 | 0 | 0 | 0 | 125.979 | 0 | 1225.3959
2160 | 875.2 | 0 | 0 | 0 | 0 | 0 | 0 | 875.2 | 0 | 0
2161 | 1137.6 | 0 | 0 | 0 | 0 | 0 | 0 | 1137.6 | 0 | 0
2162 | 760 | 0 | 0 | 0 | 0 | 0 | 0 | 760 | 0 | 0
2163 | 1196.8 | 0 | 0 | 0 | 0 | 0 | 0 | 1196.8 | 0 | 0
2164 | 1156 | 0 | 0 | 0 | 0 | 0 | 0 | 1156 | 0 | 0
2165 | 1220 | 0 | 0 | 0 | 0 | 0 | 0 | 1220 | 0 | 0
2166 | 1054.4 | 0 | 0 | 0 | 0 | 0 | 0 | 1054.4 | 0 | 0
2167 | 1293.304 | 75.61 | 190.2187 | 0 | -190.2187 | 0 | 0 | 1293.304 | 0 | 0
2168 | 1393.785 | 243.93 | 728.5782 | 0 | -728.5782 | 0 | 0 | 1393.785 | 0 | 0
2169 | 1579.901 | 551.03 | 1632.1939 | 406.798 | -1225.3959 | 0 | 0 | 1188.299 | 0 | 0
2170 | 1649.699 | 753.44 | 2135.1967 | 909.8008 | -1225.3959 | 0 | 0 | 773.884 | 0 | 0
2171 | 1676.943 | 911.3 | 2500.0633 | 1421.1503 | -1078.913 | 0 | 0 | 308.88 | 0 | 0
2172 | 1684.745 | 991.31 | 2678.3742 | 1750.1211 | -928.2531 | 0 | 0 | 0 | 0 | 0
2173 | 1931.871 | 988.55 | 2689.2027 | 2006.8368 | -682.3659 | 0 | 0 | 0 | 0 | 0
2174 | 1728.951 | 432.11 | 1221.6333 | 1221.6333 | 0 | 0 | 0 | 552.952 | 0 | 0
2175 | 1653.202 | 722.21 | 2067.6245 | 1717.3541 | -350.2704 | 0 | 0 | 0 | 0 | 0
2176 | 1470.106 | 438.37 | 1284.1787 | 1284.1787 | 0 | 0 | 0 | 233.898 | 0 | 0
2177 | 1634.306 | 276.88 | 814.2557 | 814.2557 | 0 | 0 | 0 | 850.467 | 0 | 0
2178 | 1538.105 | 60.12 | 138.8228 | 138.8228 | 0 | 0 | 0 | 1404.468 | 0 | 0
2179 | 1470.4 | 0 | 0 | 0 | 0 | 0 | 0 | 644.8 | 0 | 857.6372
2180 | 1250.4 | 0 | 0 | 0 | 0 | 0 | 0 | 70.779 | 0 | 1225.3959
2181 | 1324.8 | 0 | 0 | 0 | 0 | 0 | 0 | 145.179 | 0 | 1225.3959
2182 | 1529.6 | 0 | 0 | 0 | 0 | 0 | 0 | 349.979 | 0 | 1225.3959
2183 | 1635.2 | 0 | 0 | 0 | 0 | 0 | 0 | 455.579 | 0 | 1225.3959
2184 | 1508 | 0 | 0 | 0 | 0 | 0 | 0 | 1508 | 0 | 0
2185 | 972 | 0 | 0 | 0 | 0 | 0 | 0 | 972 | 0 | 0
2186 | 1086.4 | 0 | 0 | 0 | 0 | 0 | 0 | 1086.4 | 0 | 0
2187 | 1562.4 | 0 | 0 | 0 | 0 | 0 | 0 | 1562.4 | 0 | 0
2188 | 1220 | 0 | 0 | 0 | 0 | 0 | 0 | 1220 | 0 | 0
2189 | 1601.6 | 0 | 0 | 0 | 0 | 0 | 0 | 1601.6 | 0 | 0
2190 | 1461.6 | 0 | 0 | 0 | 0 | 0 | 0 | 1461.6 | 0 | 0
2191 | 1554.491 | 52.85 | 136.6922 | 0 | -136.6922 | 0 | 0 | 1554.491 | 0 | 0
2192 | 1258.89 | 195.35 | 576.8285 | 0 | -576.8285 | 0 | 0 | 1258.89 | 0 | 0
2193 | 1130.656 | 420.19 | 1227.0341 | 1.6382 | -1225.3959 | 0 | 0 | 1129.079 | 0 | 0
2194 | 1493.053 | 605.43 | 1712.935 | 487.5391 | -1225.3959 | 0 | 0 | 1023.726 | 0 | 0
2195 | 1407.71 | 720.63 | 1995.438 | 770.0421 | -1225.3959 | 0 | 0 | 666.434 | 0 | 0
2196 | 1593.023 | 791.25 | 2166.233 | 1416.4487 | -749.7843 | 0 | 0 | 229.486 | 0 | 0
2197 | 1931.914 | 755.94 | 2078.5797 | 2006.8814 | -71.6983 | 0 | 0 | 0 | 0 | 0
2198 | 1327.845 | 629.47 | 1759.3239 | 1379.3717 | -379.9522 | 0 | 0 | 0 | 0 | 0
2199 | 1348.658 | 773.75 | 2219.2391 | 1400.9923 | -818.2468 | 0 | 0 | 0 | 0 | 0
2200 | 1472.454 | 485.18 | 1419.3553 | 1419.3553 | 0 | 0 | 0 | 106.119 | 0 | 0
2201 | 1419.53 | 312.83 | 908.1906 | 908.1906 | 0 | 0 | 0 | 545.265 | 0 | 0
2202 | 938.571 | 40.11 | 94.6569 | 94.6569 | 0 | 0 | 0 | 847.45 | 0 | 0
2203 | 1347.852 | 0 | 0 | 0 | 0 | 0 | 0 | 314.209 | 0 | 1073.7533
2204 | 1007.2 | 0 | 0 | 0 | 0 | 0 | 0 | 0 | 0 | 1046.2841
2205 | 1144 | 0 | 0 | 0 | 0 | 0 | 0 | 0 | 0 | 1188.3926
2206 | 1352 | 0 | 0 | 0 | 0 | 0 | 0 | 172.379 | 0 | 1225.3959
2207 | 1520.8 | 0 | 0 | 0 | 0 | 0 | 0 | 341.179 | 0 | 1225.3959
2208 | 1532.8 | 0 | 0 | 0 | 0 | 0 | 0 | 1532.8 | 0 | 0
2209 | 1087.2 | 0 | 0 | 0 | 0 | 0 | 0 | 1087.2 | 0 | 0
2210 | 1328.8 | 0 | 0 | 0 | 0 | 0 | 0 | 1328.8 | 0 | 0
2211 | 1067.2 | 0 | 0 | 0 | 0 | 0 | 0 | 1067.2 | 0 | 0
2212 | 1069.6 | 0 | 0 | 0 | 0 | 0 | 0 | 1069.6 | 0 | 0
2213 | 964.8 | 0 | 0 | 0 | 0 | 0 | 0 | 964.8 | 0 | 0
2214 | 1233.6 | 0 | 0 | 0 | 0 | 0 | 0 | 1233.6 | 0 | 0
2215 | 1241.187 | 94.83 | 222.1079 | 0 | -222.1079 | 0 | 0 | 1241.187 | 0 | 0
2216 | 1139.749 | 332.6 | 990.9792 | 0 | -990.9792 | 0 | 0 | 1139.749 | 0 | 0
2217 | 1485.342 | 576.05 | 1725.2916 | 851.4283 | -873.8633 | 0 | 0 | 665.719 | 0 | 0
2218 | 1788.565 | 784.99 | 2272.2026 | 1857.9698 | -414.2327 | 0 | 0 | 0 | 0 | 0
2219 | 1486.331 | 935.09 | 2642.4378 | 1544.0077 | -1098.4301 | 0 | 0 | 0 | 0 | 0
2220 | 1635.414 | 1012.44 | 2827.9496 | 1698.8758 | -1129.0738 | 0 | 0 | 0 | 0 | 0
2221 | 1839.255 | 719.66 | 2021.4507 | 1910.6268 | -110.8238 | 0 | 0 | 0 | 0 | 0
2222 | 1431.431 | 920.7 | 2615.3167 | 1486.9773 | -1128.3393 | 0 | 0 | 0 | 0 | 0
2223 | 1727.174 | 768.04 | 2235.7374 | 1794.1966 | -441.5408 | 0 | 0 | 0 | 0 | 0
2224 | 1726.438 | 559.03 | 1675.9193 | 1675.9193 | 0 | 0 | 0 | 113.123 | 0 | 0
2225 | 1599.501 | 312.42 | 912.1942 | 912.1942 | 0 | 0 | 0 | 721.382 | 0 | 0
2226 | 1633.042 | 77.24 | 161.6661 | 161.6661 | 0 | 0 | 0 | 1477.415 | 0 | 0
2227 | 1619.476 | 0 | 0 | 0 | 0 | 0 | 0 | 759.855 | 0 | 892.9784
2228 | 1533.6 | 0 | 0 | 0 | 0 | 0 | 0 | 353.979 | 0 | 1225.3959
2229 | 1748.8 | 0 | 0 | 0 | 0 | 0 | 0 | 569.179 | 0 | 1225.3959
2230 | 1145.6 | 0 | 0 | 0 | 0 | 0 | 0 | 0 | 0 | 1190.0547
2231 | 1203.2 | 0 | 0 | 0 | 0 | 0 | 0 | 23.579 | 0 | 1225.3959
2232 | 382.4 | 0 | 0 | 0 | 0 | 0 | 0 | 382.4 | 0 | 0
2233 | 120 | 0 | 0 | 0 | 0 | 0 | 0 | 120 | 0 | 0
2234 | 126.4 | 0 | 0 | 0 | 0 | 0 | 0 | 126.4 | 0 | 0
2235 | 118.4 | 0 | 0 | 0 | 0 | 0 | 0 | 118.4 | 0 | 0
2236 | 124.8 | 0 | 0 | 0 | 0 | 0 | 0 | 124.8 | 0 | 0
2237 | 127.2 | 0 | 0 | 0 | 0 | 0 | 0 | 127.2 | 0 | 0
2238 | 104.8 | 0 | 0 | 0 | 0 | 0 | 0 | 104.8 | 0 | 0
2239 | 90.455 | 50.03 | 129.1889 | 0 | -129.1889 | 0 | 0 | 90.455 | 0 | 0
2240 | 181.636 | 194.46 | 576.4753 | 0 | -576.4753 | 0 | 0 | 181.636 | 0 | 0
2241 | 1303.888 | 212.59 | 619.5224 | 0 | -619.5224 | 0 | 0 | 1303.888 | 0 | 0
2242 | 1593.999 | 518.73 | 1494.0776 | 268.6817 | -1225.3959 | 0 | 0 | 1335.354 | 0 | 0
2243 | 1722.687 | 611.28 | 1727.0804 | 501.6845 | -1225.3959 | 0 | 0 | 1239.743 | 0 | 0
2244 | 1824.597 | 610.08 | 1708.0516 | 482.6557 | -1225.3959 | 0 | 0 | 1359.972 | 0 | 0
2245 | 1538.349 | 766.06 | 2115.235 | 1183.6526 | -931.5824 | 0 | 0 | 398.912 | 0 | 0
2246 | 1462.819 | 716.29 | 1996.0166 | 1519.5833 | -476.4333 | 0 | 0 | 0 | 0 | 0
2247 | 1763.062 | 529.02 | 1511.2895 | 1511.2895 | 0 | 0 | 0 | 308.227 | 0 | 0
2248 | 1727.078 | 450.78 | 1319.7547 | 1319.7547 | 0 | 0 | 0 | 456.623 | 0 | 0
2249 | 1726.744 | 70.39 | 189.8374 | 189.8374 | 0 | 0 | 0 | 1543.998 | 0 | 0
2250 | 1440.062 | 19.59 | 36.6708 | 36.6708 | 0 | 0 | 0 | 1404.761 | 0 | 0
2251 | 1485.876 | 0 | 0 | 0 | 0 | 0 | 0 | 660.276 | 0 | 857.6372
2252 | 1420 | 0 | 0 | 0 | 0 | 0 | 0 | 240.379 | 0 | 1225.3959
2253 | 1555.2 | 0 | 0 | 0 | 0 | 0 | 0 | 375.579 | 0 | 1225.3959
2254 | 1828.8 | 0 | 0 | 0 | 0 | 0 | 0 | 649.179 | 0 | 1225.3959
2255 | 1337.6 | 0 | 0 | 0 | 0 | 0 | 0 | 157.979 | 0 | 1225.3959
2256 | 1448.8 | 0 | 0 | 0 | 0 | 0 | 0 | 1448.8 | 0 | 0
2257 | 1088.8 | 0 | 0 | 0 | 0 | 0 | 0 | 1088.8 | 0 | 0
2258 | 1398.4 | 0 | 0 | 0 | 0 | 0 | 0 | 1398.4 | 0 | 0
2259 | 1239.2 | 0 | 0 | 0 | 0 | 0 | 0 | 1239.2 | 0 | 0
2260 | 1181.6 | 0 | 0 | 0 | 0 | 0 | 0 | 1181.6 | 0 | 0
2261 | 1463.2 | 0 | 0 | 0 | 0 | 0 | 0 | 1463.2 | 0 | 0
2262 | 1187.2 | 0 | 0 | 0 | 0 | 0 | 0 | 1187.2 | 0 | 0
2263 | 1184.8 | 83.53 | 215.9935 | 0 | -215.9935 | 0 | 0 | 1184.8 | 0 | 0
2264 | 1603.456 | 280.9 | 843.4315 | 0 | -843.4315 | 0 | 0 | 1603.456 | 0 | 0
2265 | 1609.349 | 445.01 | 1318.425 | 93.0291 | -1225.3959 | 0 | 0 | 1519.795 | 0 | 0
2266 | 1528.207 | 610.18 | 1758.605 | 533.2091 | -1225.3959 | 0 | 0 | 1014.916 | 0 | 0
2267 | 1584.409 | 710.29 | 1997.8023 | 940.5702 | -1057.2321 | 0 | 0 | 678.973 | 0 | 0
2268 | 1411.614 | 748.29 | 2072.616 | 1466.3913 | -606.2246 | 0 | 0 | 0 | 0 | 0
2269 | 1807.633 | 779.54 | 2146.9975 | 1877.7777 | -269.2198 | 0 | 0 | 0 | 0 | 0
2270 | 1580.825 | 752.37 | 2092.3803 | 1642.1685 | -450.2117 | 0 | 0 | 0 | 0 | 0
2271 | 1109.428 | 584.53 | 1668.765 | 1152.4791 | -516.286 | 0 | 0 | 0 | 0 | 0
2272 | 1562.899 | 440.64 | 1294.6343 | 1294.6343 | 0 | 0 | 0 | 316.626 | 0 | 0
2273 | 1288.141 | 243.19 | 717.3331 | 717.3331 | 0 | 0 | 0 | 597.604 | 0 | 0
2274 | 1690.754 | 60.78 | 145.7152 | 145.7152 | 0 | 0 | 0 | 1550.482 | 0 | 0
2275 | 1651.22 | 0 | 0 | 0 | 0 | 0 | 0 | 825.62 | 0 | 857.6372
2276 | 1392.8 | 0 | 0 | 0 | 0 | 0 | 0 | 213.179 | 0 | 1225.3959
2277 | 1446.4 | 0 | 0 | 0 | 0 | 0 | 0 | 266.779 | 0 | 1225.3959
2278 | 1270.4 | 0 | 0 | 0 | 0 | 0 | 0 | 90.779 | 0 | 1225.3959
2279 | 1509.6 | 0 | 0 | 0 | 0 | 0 | 0 | 329.979 | 0 | 1225.3959
2280 | 1620 | 0 | 0 | 0 | 0 | 0 | 0 | 1620 | 0 | 0
2281 | 1519.2 | 0 | 0 | 0 | 0 | 0 | 0 | 1519.2 | 0 | 0
2282 | 1356.8 | 0 | 0 | 0 | 0 | 0 | 0 | 1356.8 | 0 | 0
2283 | 1847.2 | 0 | 0 | 0 | 0 | 0 | 0 | 1847.2 | 0 | 0
2284 | 1688 | 0 | 0 | 0 | 0 | 0 | 0 | 1688 | 0 | 0
2285 | 1469.6 | 0 | 0 | 0 | 0 | 0 | 0 | 1469.6 | 0 | 0
2286 | 1407.2 | 0 | 0 | 0 | 0 | 0 | 0 | 1407.2 | 0 | 0
2287 | 1298.407 | 34.3 | 82.4915 | 82.4915 | 0 | 0 | 0 | 1218.997 | 0 | 0
2288 | 341.456 | 118.01 | 341.5195 | 341.5195 | 0 | 0 | 0 | 12.694 | 0 | 0
2289 | 276.424 | 344.97 | 1019.429 | 287.1506 | -732.2784 | 0 | 0 | 0 | 0 | 0
2290 | 284.243 | 599.75 | 1714.2294 | 295.274 | -1225.3959 | 0 | 193.5595 | 0 | 0 | 0
2291 | 269.004 | 912.23 | 2520.6202 | 279.4426 | -1225.3959 | 0 | 1015.7817 | 0 | 0 | 0
2292 | 333.853 | 858.81 | 2322.114 | 346.8091 | -1225.3959 | 0 | 749.909 | 0 | 0 | 0
2293 | 211.973 | 746.35 | 2035.9929 | 220.1986 | -1225.3959 | 0 | 590.3984 | 0 | 0 | 0
2294 | 211.252 | 821.02 | 2216.6244 | 219.4485 | -775.528 | 0 | 1221.6479 | 0 | 0 | 0
2295 | 343.658 | 607.31 | 1707.8054 | 356.9936 | 0 | 0 | 1350.8118 | 0 | 0 | 0
2296 | 393.167 | 313.99 | 908.6789 | 408.4237 | 0 | 0 | 500.2551 | 0 | 0 | 0
2297 | 317.159 | 253.68 | 742.0058 | 329.4663 | 0 | 0 | 412.5395 | 0 | 0 | 0
2298 | 348.83 | 62.6 | 147.6869 | 147.6869 | 0 | 0 | 0 | 0 | 0 | 214.6794
2299 | 281.691 | 0 | 0 | 0 | 0 | 0 | 0 | 0 | 0 | 292.6219
2300 | 266.4 | 0 | 0 | 0 | 0 | 0 | 0 | 0 | 0 | 276.7376
2301 | 309.6 | 0 | 0 | 0 | 0 | 0 | 0 | 0 | 0 | 321.614
2302 | 292 | 0 | 0 | 0 | 0 | 0 | 0 | 0 | 0 | 303.331
2303 | 243.2 | 0 | 0 | 0 | 0 | 0 | 0 | 0 | 0 | 252.6373
2304 | 139.2 | 0 | 0 | 0 | 0 | 0 | 0 | 0 | 0 | 144.6016
2305 | 142.4 | 0 | 0 | 0 | 0 | 0 | 0 | 0 | 0 | 147.9258
2306 | 124 | 0 | 0 | 0 | 0 | 0 | 0 | 0 | 0 | 128.8118
2307 | 118.4 | 0 | 0 | 0 | 0 | 0 | 0 | 0 | 0 | 122.9945
2308 | 115.2 | 0 | 0 | 0 | 0 | 0 | 0 | 0 | 0 | 119.6703
2309 | 101.6 | 0 | 0 | 0 | 0 | 0 | 0 | 0 | 0 | 105.5426
2310 | 99.2 | 0 | 0 | 0 | 0 | 0 | 0 | 0 | 0 | 103.0494
2311 | 81.795 | 79.16 | 207.5532 | 84.969 | -122.5842 | 0 | 0 | 0 | 0 | 0
2312 | 89.489 | 265.15 | 795.4128 | 92.9616 | -702.4512 | 0 | 0 | 0 | 0 | 0
2313 | 89.121 | 559 | 1672.1183 | 92.5793 | -1225.3959 | 0 | 354.1431 | 0 | 0 | 0
2314 | 88.082 | 761.4 | 2204.6854 | 91.499 | -769.8779 | 0 | 1343.3085 | 0 | 0 | 0
2315 | 84.446 | 900.54 | 2544.0546 | 87.7229 | 0 | 0 | 2456.3317 | 0 | 0 | 0
2316 | 92.13 | 590.69 | 1676.3442 | 95.7051 | 0 | 0 | 1580.6391 | 0 | 0 | 0
2317 | 88.264 | 194.27 | 547.4865 | 91.6891 | 0 | 0 | 455.7974 | 0 | 0 | 0
2318 | 92.708 | 236.6 | 674.6279 | 96.3055 | 0 | 0 | 578.3223 | 0 | 0 | 0
2319 | 86.801 | 226.85 | 651.7368 | 90.1693 | 0 | 0 | 561.5675 | 0 | 0 | 0
2320 | 98.247 | 46.09 | 114.5552 | 102.0595 | 0 | 0 | 12.4958 | 0 | 0 | 0
2321 | 88.18 | 112.12 | 318.8393 | 91.6018 | 0 | 0 | 227.2375 | 0 | 0 | 0
2322 | 94.896 | 28.42 | 61.946 | 61.946 | 0 | 0 | 0 | 0 | 0 | 36.6324
2323 | 102.069 | 0 | 0 | 0 | 0 | 0 | 0 | 0 | 0 | 106.0298
2324 | 104.8 | 0 | 0 | 0 | 0 | 0 | 0 | 0 | 0 | 108.8667
2325 | 103.2 | 0 | 0 | 0 | 0 | 0 | 0 | 0 | 0 | 107.2047
2326 | 111.2 | 0 | 0 | 0 | 0 | 0 | 0 | 0 | 0 | 115.5151
2327 | 101.6 | 0 | 0 | 0 | 0 | 0 | 0 | 0 | 0 | 105.5426
2328 | 107.2 | 0 | 0 | 0 | 0 | 0 | 0 | 0 | 0 | 111.3599
2329 | 96.8 | 0 | 0 | 0 | 0 | 0 | 0 | 0 | 0 | 100.5563
2330 | 103.2 | 0 | 0 | 0 | 0 | 0 | 0 | 0 | 0 | 107.2047
2331 | 100 | 0 | 0 | 0 | 0 | 0 | 0 | 0 | 0 | 103.8805
2332 | 101.6 | 0 | 0 | 0 | 0 | 0 | 0 | 0 | 0 | 105.5426
2333 | 96 | 0 | 0 | 0 | 0 | 0 | 0 | 0 | 0 | 99.7253
2334 | 101.6 | 0 | 0 | 0 | 0 | 0 | 0 | 0 | 0 | 105.5426
2335 | 90.638 | 79.4 | 209.5498 | 94.1552 | -115.3946 | 0 | 0 | 0 | 0 | 0
2336 | 142.371 | 270.3 | 810.7487 | 147.8957 | -662.853 | 0 | 0 | 0 | 0 | 0
2337 | 876.805 | 489.22 | 1449.5149 | 910.8292 | -538.6857 | 0 | 0 | 0 | 0 | 0
2338 | 1186.13 | 558.68 | 1613.2794 | 1232.1575 | -144.9652 | 0 | 236.1567 | 0 | 0 | 0
2339 | 1409.196 | 607.38 | 1728.6407 | 1463.8795 | 0 | 0 | 264.7612 | 0 | 0 | 0
2340 | 1645.065 | 985.6 | 2752.1044 | 1708.9013 | 0 | 0 | 1043.203 | 0 | 0 | 0
2341 | 1551.507 | 508.85 | 1447.4591 | 1447.4591 | 0 | 0 | 0 | 0 | 0 | 164.2537
2342 | 1454.836 | 642.64 | 1829.9148 | 1511.2895 | -182.7964 | 0 | 135.8289 | 0 | 0 | 0
2343 | 1456.702 | 402.07 | 1168.754 | 1168.754 | 0 | 0 | 0 | 331.607 | 0 | 0
2344 | 1631.387 | 192.85 | 559.5885 | 559.5885 | 0 | 0 | 0 | 1092.702 | 0 | 0
2345 | 1631.553 | 217.44 | 643.6029 | 643.6029 | 0 | 0 | 0 | 1011.992 | 0 | 0
2346 | 1765.931 | 52.23 | 126.757 | 126.757 | 0 | 0 | 0 | 1643.909 | 0 | 0
2347 | 1730.86 | 0 | 0 | 0 | 0 | 0 | 0 | 905.26 | 0 | 857.6372
2348 | 1846.4 | 0 | 0 | 0 | 0 | 0 | 0 | 666.779 | 0 | 1225.3959
2349 | 1725.6 | 0 | 0 | 0 | 0 | 0 | 0 | 545.979 | 0 | 1225.3959
2350 | 1554.4 | 0 | 0 | 0 | 0 | 0 | 0 | 374.779 | 0 | 1225.3959
2351 | 1998.4 | 0 | 0 | 0 | 0 | 0 | 0 | 818.779 | 0 | 1225.3959
2352 | 1700.8 | 0 | 0 | 0 | 0 | 0 | 0 | 1700.8 | 0 | 0
2353 | 1940.8 | 0 | 0 | 0 | 0 | 0 | 0 | 1940.8 | 0 | 0
2354 | 1621.6 | 0 | 0 | 0 | 0 | 0 | 0 | 1621.6 | 0 | 0
2355 | 1272.8 | 0 | 0 | 0 | 0 | 0 | 0 | 1272.8 | 0 | 0
2356 | 1277.6 | 0 | 0 | 0 | 0 | 0 | 0 | 1277.6 | 0 | 0
2357 | 1742.4 | 0 | 0 | 0 | 0 | 0 | 0 | 1742.4 | 0 | 0
2358 | 1696 | 0 | 0 | 0 | 0 | 0 | 0 | 1696 | 0 | 0
2359 | 1093.028 | 97.44 | 248.8426 | 0 | -248.8426 | 0 | 0 | 1093.028 | 0 | 0
2360 | 1153.367 | 332.82 | 986.2859 | 0 | -986.2859 | 0 | 0 | 1153.367 | 0 | 0
2361 | 1724.16 | 579.52 | 1679.8989 | 454.503 | -1225.3959 | 0 | 0 | 1286.635 | 0 | 0
2362 | 2138.256 | 789.18 | 2159.4247 | 1721.7108 | -437.7139 | 0 | 0 | 480.86 | 0 | 0
2363 | 1900.048 | 943.98 | 2488.4412 | 1973.7789 | -514.6623 | 0 | 0 | 0 | 0 | 0
2364 | 2133.191 | 1016.44 | 2653.6818 | 2215.9689 | -437.7128 | 0 | 0 | 0 | 0 | 0
2365 | 1700.026 | 1008.05 | 2666.1807 | 1765.9951 | -900.1856 | 0 | 0 | 0 | 0 | 0
2366 | 1540.681 | 917.65 | 2509.6338 | 1600.4667 | -909.1671 | 0 | 0 | 0 | 0 | 0
2367 | 1354.534 | 758.21 | 2156.5202 | 1407.0964 | -749.4239 | 0 | 0 | 0 | 0 | 0
2368 | 1652.807 | 544.14 | 1610.3354 | 1610.3354 | 0 | 0 | 0 | 102.626 | 0 | 0
2369 | 1811.042 | 298.25 | 866.1834 | 866.1834 | 0 | 0 | 0 | 977.215 | 0 | 0
2370 | 1517.038 | 71.12 | 156.3412 | 156.3412 | 0 | 0 | 0 | 1366.537 | 0 | 0
2371 | 1866.297 | 0 | 0 | 0 | 0 | 0 | 0 | 1040.697 | 0 | 857.6372
2372 | 1745.6 | 0 | 0 | 0 | 0 | 0 | 0 | 565.979 | 0 | 1225.3959
2373 | 2057.6 | 0 | 0 | 0 | 0 | 0 | 0 | 877.979 | 0 | 1225.3959
2374 | 1675.2 | 0 | 0 | 0 | 0 | 0 | 0 | 495.579 | 0 | 1225.3959
2375 | 1663.2 | 0 | 0 | 0 | 0 | 0 | 0 | 483.579 | 0 | 1225.3959
2376 | 1429.6 | 0 | 0 | 0 | 0 | 0 | 0 | 1429.6 | 0 | 0
2377 | 1479.2 | 0 | 0 | 0 | 0 | 0 | 0 | 1479.2 | 0 | 0
2378 | 1613.6 | 0 | 0 | 0 | 0 | 0 | 0 | 1613.6 | 0 | 0
2379 | 1020.8 | 0 | 0 | 0 | 0 | 0 | 0 | 1020.8 | 0 | 0
2380 | 1254.4 | 0 | 0 | 0 | 0 | 0 | 0 | 1254.4 | 0 | 0
2381 | 1267.2 | 0 | 0 | 0 | 0 | 0 | 0 | 1267.2 | 0 | 0
2382 | 1392 | 0 | 0 | 0 | 0 | 0 | 0 | 1392 | 0 | 0
2383 | 1293.522 | 104.26 | 256.9255 | 0 | -256.9255 | 0 | 0 | 1293.522 | 0 | 0
2384 | 650.269 | 340.09 | 1018.9293 | 666.5709 | -352.3584 | 0 | 0 | 8.598 | 0 | 0
2385 | 1468.701 | 582.57 | 1746.6982 | 1525.6936 | -221.0047 | 0 | 0 | 0 | 0 | 0
2386 | 1476.864 | 785.28 | 2277.5981 | 1534.1733 | -743.4248 | 0 | 0 | 0 | 0 | 0
2387 | 1368.496 | 906.82 | 2571.8022 | 1421.6001 | -1150.202 | 0 | 0 | 0 | 0 | 0
2388 | 1103.419 | 980.41 | 2751.5289 | 1146.2369 | -1225.3959 | 0 | 379.8961 | 0 | 0 | 0
2389 | 1738.664 | 975.3 | 2743.1966 | 1806.1324 | -937.0642 | 0 | 0 | 0 | 0 | 0
2390 | 1353.651 | 882.48 | 2520.0053 | 1406.1791 | -1113.8262 | 0 | 0 | 0 | 0 | 0
2391 | 1671.773 | 734.34 | 2145.8351 | 1736.6457 | -409.1893 | 0 | 0 | 0 | 0 | 0
2392 | 1643.7 | 527.6 | 1584.0328 | 1584.0328 | 0 | 0 | 0 | 118.839 | 0 | 0
2393 | 1554.145 | 290.62 | 851.7441 | 851.7441 | 0 | 0 | 0 | 734.218 | 0 | 0
2394 | 1624.376 | 67.8 | 154.8484 | 154.8484 | 0 | 0 | 0 | 1475.312 | 0 | 0
2395 | 1597.412 | 0 | 0 | 0 | 0 | 0 | 0 | 771.812 | 0 | 857.6372
2396 | 1305.6 | 0 | 0 | 0 | 0 | 0 | 0 | 125.979 | 0 | 1225.3959
2397 | 1634.4 | 0 | 0 | 0 | 0 | 0 | 0 | 454.779 | 0 | 1225.3959
2398 | 1851.2 | 0 | 0 | 0 | 0 | 0 | 0 | 671.579 | 0 | 1225.3959
2399 | 1613.6 | 0 | 0 | 0 | 0 | 0 | 0 | 433.979 | 0 | 1225.3959
2400 | 1363.2 | 0 | 0 | 0 | 0 | 0 | 0 | 1363.2 | 0 | 0
2401 | 1245.6 | 0 | 0 | 0 | 0 | 0 | 0 | 1245.6 | 0 | 0
2402 | 1235.2 | 0 | 0 | 0 | 0 | 0 | 0 | 1235.2 | 0 | 0
2403 | 1324 | 0 | 0 | 0 | 0 | 0 | 0 | 1324 | 0 | 0
2404 | 1393.6 | 0 | 0 | 0 | 0 | 0 | 0 | 1393.6 | 0 | 0
2405 | 1192 | 0 | 0 | 0 | 0 | 0 | 0 | 1192 | 0 | 0
2406 | 1108 | 0 | 0 | 0 | 0 | 0 | 0 | 1108 | 0 | 0
2407 | 1071.458 | 97.02 | 253.5089 | 0 | -253.5089 | 0 | 0 | 1071.458 | 0 | 0
2408 | 700.377 | 328.02 | 984.4877 | 0 | -984.4877 | 0 | 0 | 700.377 | 0 | 0
2409 | 1179.725 | 386.24 | 1138.6027 | 0 | -1138.6027 | 0 | 0 | 1179.725 | 0 | 0
2410 | 1627.857 | 368.74 | 1057.4523 | 0 | -1057.4523 | 0 | 0 | 1627.857 | 0 | 0
2411 | 1504.309 | 581.29 | 1616.6794 | 391.2835 | -1225.3959 | 0 | 0 | 1127.642 | 0 | 0
2412 | 1607.655 | 621.67 | 1697.7747 | 873.0479 | -824.7268 | 0 | 0 | 767.22 | 0 | 0
2413 | 1708.11 | 987.25 | 2630.5019 | 1774.3928 | -856.1091 | 0 | 0 | 0 | 0 | 0
2414 | 1747.615 | 685.98 | 1884.5362 | 1815.4308 | -69.1054 | 0 | 0 | 0 | 0 | 0
2415 | 1656.806 | 468.88 | 1328.0392 | 1328.0392 | 0 | 0 | 0 | 378.376 | 0 | 0
2416 | 1940.668 | 274.14 | 791.0083 | 791.0083 | 0 | 0 | 0 | 1179.208 | 0 | 0
2417 | 1471.768 | 282.34 | 817.8188 | 817.8188 | 0 | 0 | 0 | 684.499 | 0 | 0
2418 | 1831.384 | 62.93 | 144.4572 | 144.4572 | 0 | 0 | 0 | 1692.323 | 0 | 0
2419 | 1741.725 | 0 | 0 | 0 | 0 | 0 | 0 | 916.125 | 0 | 857.6372
2420 | 1332.8 | 0 | 0 | 0 | 0 | 0 | 0 | 153.179 | 0 | 1225.3959
2421 | 1913.6 | 0 | 0 | 0 | 0 | 0 | 0 | 733.979 | 0 | 1225.3959
2422 | 1916 | 0 | 0 | 0 | 0 | 0 | 0 | 736.379 | 0 | 1225.3959
2423 | 1797.6 | 0 | 0 | 0 | 0 | 0 | 0 | 617.979 | 0 | 1225.3959
2424 | 1308 | 0 | 0 | 0 | 0 | 0 | 0 | 1308 | 0 | 0
2425 | 1379.2 | 0 | 0 | 0 | 0 | 0 | 0 | 1379.2 | 0 | 0
2426 | 1590.4 | 0 | 0 | 0 | 0 | 0 | 0 | 1590.4 | 0 | 0
2427 | 1549.6 | 0 | 0 | 0 | 0 | 0 | 0 | 1549.6 | 0 | 0
2428 | 934.4 | 0 | 0 | 0 | 0 | 0 | 0 | 934.4 | 0 | 0
2429 | 1459.2 | 0 | 0 | 0 | 0 | 0 | 0 | 1459.2 | 0 | 0
2430 | 1591.2 | 0 | 0 | 0 | 0 | 0 | 0 | 1591.2 | 0 | 0
2431 | 966.93 | 95.97 | 247.7404 | 0 | -247.7404 | 0 | 0 | 966.93 | 0 | 0
2432 | 1477.577 | 321.15 | 951.8641 | 0 | -951.8641 | 0 | 0 | 1477.577 | 0 | 0
2433 | 1354.983 | 553.21 | 1611.049 | 385.6531 | -1225.3959 | 0 | 0 | 983.736 | 0 | 0
2434 | 1698.036 | 751.57 | 2097.5618 | 1468.2955 | -629.2664 | 0 | 0 | 284.589 | 0 | 0
2435 | 1687.35 | 905.08 | 2440.8868 | 1752.8272 | -688.0596 | 0 | 0 | 0 | 0 | 0
2436 | 1799.841 | 973.93 | 2585.6297 | 1869.6834 | -715.9463 | 0 | 0 | 0 | 0 | 0
2437 | 1492.56 | 966.45 | 2586.0785 | 1550.4784 | -1035.6 | 0 | 0 | 0 | 0 | 0
2438 | 1614.825 | 872.66 | 2404.2918 | 1677.4879 | -726.8039 | 0 | 0 | 0 | 0 | 0
2439 | 1802.673 | 721.65 | 2061.3397 | 1872.6253 | -188.7145 | 0 | 0 | 0 | 0 | 0
2440 | 1703.159 | 399.91 | 1169.8178 | 1169.8178 | 0 | 0 | 0 | 577.04 | 0 | 0
2441 | 1953.342 | 159.24 | 460.2019 | 460.2019 | 0 | 0 | 0 | 1510.331 | 0 | 0
2442 | 1610.257 | 35.22 | 80.8886 | 80.8886 | 0 | 0 | 0 | 1532.39 | 0 | 0
2443 | 1843.247 | 0 | 0 | 0 | 0 | 0 | 0 | 1017.647 | 0 | 857.6372
2444 | 1636 | 0 | 0 | 0 | 0 | 0 | 0 | 456.379 | 0 | 1225.3959
2445 | 1706.4 | 0 | 0 | 0 | 0 | 0 | 0 | 526.779 | 0 | 1225.3959
2446 | 2003.2 | 0 | 0 | 0 | 0 | 0 | 0 | 823.579 | 0 | 1225.3959
2447 | 1822.4 | 0 | 0 | 0 | 0 | 0 | 0 | 642.779 | 0 | 1225.3959
2448 | 1698.4 | 0 | 0 | 0 | 0 | 0 | 0 | 1698.4 | 0 | 0
2449 | 1377.6 | 0 | 0 | 0 | 0 | 0 | 0 | 1377.6 | 0 | 0
2450 | 1225.6 | 0 | 0 | 0 | 0 | 0 | 0 | 1225.6 | 0 | 0
2451 | 1188 | 0 | 0 | 0 | 0 | 0 | 0 | 1188 | 0 | 0
2452 | 1199.2 | 0 | 0 | 0 | 0 | 0 | 0 | 1199.2 | 0 | 0
2453 | 1212 | 0 | 0 | 0 | 0 | 0 | 0 | 1212 | 0 | 0
2454 | 1070.4 | 0 | 0 | 0 | 0 | 0 | 0 | 1070.4 | 0 | 0
2455 | 974.019 | 58.68 | 155.5714 | 155.5714 | 0 | 0 | 0 | 824.259 | 0 | 0
2456 | 196.406 | 205.62 | 607.5907 | 204.0275 | -403.5632 | 0 | 0 | 0 | 0 | 0
2457 | 173.54 | 542.78 | 1576.0018 | 180.2752 | -1225.3959 | 0 | 170.3307 | 0 | 0 | 0
2458 | 0 | 745.51 | 2071.1045 | 0.0010388 | -1225.3959 | 0 | 845.7076 | 0 | 0 | 0
2459 | 0 | 891.18 | 2406.0931 | 0 | -1225.3959 | 0 | 1180.6972 | 0 | 0 | 0
2460 | 0 | 721.5 | 1967.2417 | 0 | -1225.3959 | 0 | 741.8458 | 0 | 0 | 0
2461 | 0 | 795.66 | 2173.459 | 0 | -1104.2422 | 0 | 1069.2168 | 0 | 0 | 0
2462 | 267.984 | 534.78 | 1506.4892 | 278.3831 | 0 | 0 | 1228.1061 | 0 | 0 | 0
2463 | 256.129 | 721.8 | 2083.4922 | 266.068 | 0 | 0 | 1817.4242 | 0 | 0 | 0
2464 | 126.647 | 513.79 | 1529.4748 | 131.5615 | 0 | 0 | 1397.9133 | 0 | 0 | 0
2465 | 227.812 | 278.45 | 814.6722 | 236.6522 | 0 | 0 | 578.02 | 0 | 0 | 0
2466 | 353.747 | 61.88 | 144.3419 | 144.3419 | 0 | 0 | 0 | 0 | 0 | 223.1321
2467 | 216.663 | 0 | 0 | 0 | 0 | 0 | 0 | 0 | 0 | 225.0706
2468 | 193.6 | 0 | 0 | 0 | 0 | 0 | 0 | 0 | 0 | 201.1126
2469 | 127.2 | 0 | 0 | 0 | 0 | 0 | 0 | 0 | 0 | 132.136
2470 | 117.6 | 0 | 0 | 0 | 0 | 0 | 0 | 0 | 0 | 122.1634
2471 | 128.8 | 0 | 0 | 0 | 0 | 0 | 0 | 0 | 0 | 133.7981
2472 | 140.8 | 0 | 0 | 0 | 0 | 0 | 0 | 0 | 0 | 146.2637
2473 | 108.8 | 0 | 0 | 0 | 0 | 0 | 0 | 0 | 0 | 113.022
2474 | 100 | 0 | 0 | 0 | 0 | 0 | 0 | 0 | 0 | 103.8805
2475 | 89.6 | 0 | 0 | 0 | 0 | 0 | 0 | 0 | 0 | 93.0769
2476 | 99.2 | 0 | 0 | 0 | 0 | 0 | 0 | 0 | 0 | 103.0494
2477 | 91.2 | 0 | 0 | 0 | 0 | 0 | 0 | 0 | 0 | 94.739
2478 | 98.4 | 0 | 0 | 0 | 0 | 0 | 0 | 0 | 0 | 102.2184
2479 | 64.271 | 92.42 | 244.0142 | 66.765 | -177.2492 | 0 | 0 | 0 | 0 | 0
2480 | 44.716 | 317.64 | 948.9803 | 46.4512 | -902.5291 | 0 | 0 | 0 | 0 | 0
2481 | 503.248 | 463.77 | 1366.1508 | 522.7764 | -843.3744 | 0 | 0 | 0 | 0 | 0
2482 | 593.572 | 619.03 | 1767.4889 | 616.6054 | -72.9999 | 0 | 1077.8835 | 0 | 0 | 0
2483 | 451.248 | 468.83 | 1329.9952 | 468.7586 | 0 | 0 | 861.2367 | 0 | 0 | 0
2484 | 445.515 | 977.16 | 2712.9103 | 462.8031 | 0 | 0 | 2250.1072 | 0 | 0 | 0
2485 | 1718.709 | 653.08 | 1844.0768 | 1785.4031 | 0 | 0 | 58.6738 | 0 | 0 | 0
2486 | 1825.482 | 674.33 | 1922.8577 | 1896.3194 | 0 | 0 | 26.5383 | 0 | 0 | 0
2487 | 1311.2 | 499.71 | 1454.3599 | 1362.0808 | 0 | 0 | 92.2791 | 0 | 0 | 0
2488 | 1571.2 | 442.18 | 1315.6836 | 1315.6836 | 0 | 0 | 0 | 304.664 | 0 | 0
2489 | 1255.2 | 273.76 | 805.5702 | 805.5702 | 0 | 0 | 0 | 479.722 | 0 | 0
2490 | 1663.487 | 59.72 | 138.9734 | 138.9734 | 0 | 0 | 0 | 1529.705 | 0 | 0
2491 | 1610.935 | 0 | 0 | 0 | 0 | 0 | 0 | 785.335 | 0 | 857.6372
2492 | 1180.8 | 0 | 0 | 0 | 0 | 0 | 0 | 1.179 | 0 | 1225.3959
2493 | 1295.2 | 0 | 0 | 0 | 0 | 0 | 0 | 115.579 | 0 | 1225.3959
2494 | 1408 | 0 | 0 | 0 | 0 | 0 | 0 | 228.379 | 0 | 1225.3959
2495 | 1508 | 0 | 0 | 0 | 0 | 0 | 0 | 328.379 | 0 | 1225.3959
2496 | 1367.2 | 0 | 0 | 0 | 0 | 0 | 0 | 1367.2 | 0 | 0
2497 | 1770.4 | 0 | 0 | 0 | 0 | 0 | 0 | 1770.4 | 0 | 0
2498 | 1622.4 | 0 | 0 | 0 | 0 | 0 | 0 | 1622.4 | 0 | 0
2499 | 1314.4 | 0 | 0 | 0 | 0 | 0 | 0 | 1314.4 | 0 | 0
2500 | 1200.8 | 0 | 0 | 0 | 0 | 0 | 0 | 1200.8 | 0 | 0
2501 | 1348 | 0 | 0 | 0 | 0 | 0 | 0 | 1348 | 0 | 0
2502 | 1156 | 0 | 0 | 0 | 0 | 0 | 0 | 1156 | 0 | 0
2503 | 1375.182 | 102.64 | 266.7817 | 0 | -266.7817 | 0 | 0 | 1375.182 | 0 | 0
2504 | 1228.928 | 331.06 | 989.9435 | 0 | -989.9435 | 0 | 0 | 1228.928 | 0 | 0
2505 | 1763.437 | 565.97 | 1685.415 | 460.0191 | -1225.3959 | 0 | 0 | 1320.603 | 0 | 0
2506 | 1786.454 | 111.22 | 305.6621 | 0 | -305.6621 | 0 | 0 | 1786.454 | 0 | 0
2507 | 1601.327 | 903.17 | 2532.7504 | 1307.3545 | -1225.3959 | 0 | 0 | 342.809 | 0 | 0
2508 | 1886.909 | 975.44 | 2690.0628 | 1464.6669 | -1225.3959 | 0 | 0 | 476.955 | 0 | 0
2509 | 1830.371 | 452.51 | 1276.1633 | 1155.7856 | -120.3777 | 0 | 0 | 717.76 | 0 | 0
2510 | 1393.734 | 892.15 | 2498.2537 | 1447.8175 | -1050.4362 | 0 | 0 | 0 | 0 | 0
2511 | 1534.199 | 504.69 | 1449.5305 | 1449.5305 | 0 | 0 | 0 | 138.816 | 0 | 0
2512 | 1641.378 | 404.03 | 1188.6928 | 1188.6928 | 0 | 0 | 0 | 497.089 | 0 | 0
2513 | 1522.665 | 231.4 | 680.8815 | 680.8815 | 0 | 0 | 0 | 867.218 | 0 | 0
2514 | 1554.326 | 64.93 | 150.0439 | 150.0439 | 0 | 0 | 0 | 1409.887 | 0 | 0
2515 | 1267.674 | 0 | 0 | 0 | 0 | 0 | 0 | 442.074 | 0 | 857.6372
2516 | 1214.4 | 0 | 0 | 0 | 0 | 0 | 0 | 34.779 | 0 | 1225.3959
2517 | 1422.4 | 0 | 0 | 0 | 0 | 0 | 0 | 242.779 | 0 | 1225.3959
2518 | 1226.4 | 0 | 0 | 0 | 0 | 0 | 0 | 46.779 | 0 | 1225.3959
2519 | 1222.4 | 0 | 0 | 0 | 0 | 0 | 0 | 42.779 | 0 | 1225.3959
2520 | 1440.8 | 0 | 0 | 0 | 0 | 0 | 0 | 1440.8 | 0 | 0
2521 | 1159.2 | 0 | 0 | 0 | 0 | 0 | 0 | 1159.2 | 0 | 0
2522 | 1145.6 | 0 | 0 | 0 | 0 | 0 | 0 | 1145.6 | 0 | 0
2523 | 1368.8 | 0 | 0 | 0 | 0 | 0 | 0 | 1368.8 | 0 | 0
2524 | 864.8 | 0 | 0 | 0 | 0 | 0 | 0 | 864.8 | 0 | 0
2525 | 943.2 | 0 | 0 | 0 | 0 | 0 | 0 | 943.2 | 0 | 0
2526 | 1092 | 0 | 0 | 0 | 0 | 0 | 0 | 1092 | 0 | 0
2527 | 1156.517 | 91.39 | 245.2286 | 0 | -245.2286 | 0 | 0 | 1156.517 | 0 | 0
2528 | 715.847 | 332.81 | 991.3012 | 0 | -991.3012 | 0 | 0 | 715.847 | 0 | 0
2529 | 1374.694 | 473.93 | 1386.2122 | 543.8434 | -842.3688 | 0 | 0 | 851.167 | 0 | 0
2530 | 1474.584 | 654.37 | 1848.6954 | 1531.8049 | -316.8905 | 0 | 0 | 0 | 0 | 0
2531 | 1171.084 | 907.03 | 2498.2382 | 1216.5276 | -1225.3959 | 0 | 56.3146 | 0 | 0 | 0
2532 | 1452.682 | 972.61 | 2644.183 | 1509.053 | -1135.13 | 0 | 0 | 0 | 0 | 0
2533 | 1536.423 | 804.98 | 2205.1259 | 1596.0435 | -609.0824 | 0 | 0 | 0 | 0 | 0
2534 | 1489.362 | 723.63 | 2025.6007 | 1547.1563 | -478.4444 | 0 | 0 | 0 | 0 | 0
2535 | 1094.152 | 590.88 | 1702.1585 | 1136.6103 | -565.5482 | 0 | 0 | 0 | 0 | 0
2536 | 1400.201 | 416.34 | 1232.1845 | 1232.1845 | 0 | 0 | 0 | 214.045 | 0 | 0
2537 | 1681.075 | 221.86 | 655.0578 | 655.0578 | 0 | 0 | 0 | 1050.487 | 0 | 0
2538 | 1647.588 | 53.62 | 129.1567 | 129.1567 | 0 | 0 | 0 | 1523.256 | 0 | 0
2539 | 1122.777 | 0 | 0 | 0 | 0 | 0 | 0 | 163.956 | 0 | 996.0278
2540 | 1656 | 0 | 0 | 0 | 0 | 0 | 0 | 476.379 | 0 | 1225.3959
2541 | 1400.8 | 0 | 0 | 0 | 0 | 0 | 0 | 221.179 | 0 | 1225.3959
2542 | 1624.8 | 0 | 0 | 0 | 0 | 0 | 0 | 445.179 | 0 | 1225.3959
2543 | 1046.4 | 0 | 0 | 0 | 0 | 0 | 0 | 0 | 0 | 1087.0053
2544 | 1645.6 | 0 | 0 | 0 | 0 | 0 | 0 | 1645.6 | 0 | 0
2545 | 1430.4 | 0 | 0 | 0 | 0 | 0 | 0 | 1430.4 | 0 | 0
2546 | 1149.6 | 0 | 0 | 0 | 0 | 0 | 0 | 1149.6 | 0 | 0
2547 | 1410.4 | 0 | 0 | 0 | 0 | 0 | 0 | 1410.4 | 0 | 0
2548 | 1274.4 | 0 | 0 | 0 | 0 | 0 | 0 | 1274.4 | 0 | 0
2549 | 1276.8 | 0 | 0 | 0 | 0 | 0 | 0 | 1276.8 | 0 | 0
2550 | 1566.4 | 0 | 0 | 0 | 0 | 0 | 0 | 1566.4 | 0 | 0
2551 | 1491.966 | 36.26 | 88.9435 | 0 | -88.9435 | 0 | 0 | 1491.966 | 0 | 0
2552 | 1493.014 | 124.33 | 358.8946 | 0 | -358.8946 | 0 | 0 | 1493.014 | 0 | 0
2553 | 1539.824 | 426.25 | 1256.5663 | 31.1704 | -1225.3959 | 0 | 0 | 1509.818 | 0 | 0
2554 | 1782.499 | 755.01 | 2167.7248 | 942.3289 | -1225.3959 | 0 | 0 | 875.371 | 0 | 0
2555 | 1835.337 | 904.09 | 2523.5372 | 1298.1413 | -1225.3959 | 0 | 0 | 585.689 | 0 | 0
2556 | 1632.697 | 974.69 | 2679.4691 | 1688.172 | -991.2971 | 0 | 0 | 7.587 | 0 | 0
2557 | 1766.248 | 966.17 | 2653.0834 | 1834.7868 | -818.2966 | 0 | 0 | 0 | 0 | 0
2558 | 1904.871 | 878.42 | 2450.8063 | 1978.789 | -472.0173 | 0 | 0 | 0 | 0 | 0
2559 | 1996.523 | 725.12 | 2077.7508 | 2073.9976 | -3.7532 | 0 | 0 | 0 | 0 | 0
2560 | 1909.872 | 447.53 | 1310.1883 | 1310.1883 | 0 | 0 | 0 | 648.626 | 0 | 0
2561 | 1550.773 | 64.95 | 172.2515 | 172.2515 | 0 | 0 | 0 | 1384.956 | 0 | 0
2562 | 1749.963 | 17.63 | 30.9055 | 30.9055 | 0 | 0 | 0 | 1720.212 | 0 | 0
2563 | 2041.861 | 0 | 0 | 0 | 0 | 0 | 0 | 1216.261 | 0 | 857.6372
2564 | 1636 | 0 | 0 | 0 | 0 | 0 | 0 | 456.379 | 0 | 1225.3959
2565 | 1492.8 | 0 | 0 | 0 | 0 | 0 | 0 | 313.179 | 0 | 1225.3959
2566 | 1684 | 0 | 0 | 0 | 0 | 0 | 0 | 504.379 | 0 | 1225.3959
2567 | 1725.6 | 0 | 0 | 0 | 0 | 0 | 0 | 545.979 | 0 | 1225.3959
2568 | 1603.2 | 0 | 0 | 0 | 0 | 0 | 0 | 1603.2 | 0 | 0
2569 | 792 | 0 | 0 | 0 | 0 | 0 | 0 | 792 | 0 | 0
2570 | 863.2 | 0 | 0 | 0 | 0 | 0 | 0 | 863.2 | 0 | 0
2571 | 843.2 | 0 | 0 | 0 | 0 | 0 | 0 | 843.2 | 0 | 0
2572 | 594.4 | 0 | 0 | 0 | 0 | 0 | 0 | 594.4 | 0 | 0
2573 | 836 | 0 | 0 | 0 | 0 | 0 | 0 | 836 | 0 | 0
2574 | 635.2 | 0 | 0 | 0 | 0 | 0 | 0 | 635.2 | 0 | 0
2575 | 612.699 | 36.26 | 89.0422 | 89.0422 | 0 | 0 | 0 | 526.983 | 0 | 0
2576 | 532.414 | 123.36 | 354.7799 | 354.7799 | 0 | 0 | 0 | 190.887 | 0 | 0
2577 | 903.735 | 497.07 | 1453.2764 | 938.8042 | -514.4722 | 0 | 0 | 0 | 0 | 0
2578 | 888.082 | 491.79 | 1405.1901 | 922.5438 | -482.6463 | 0 | 0 | 0 | 0 | 0
2579 | 1104.242 | 917.69 | 2549.3162 | 1147.0918 | -1225.3959 | 0 | 176.8285 | 0 | 0 | 0
2580 | 873.013 | 984.98 | 2706.7003 | 906.8901 | -1225.3959 | 0 | 574.4144 | 0 | 0 | 0
2581 | 777.272 | 977.02 | 2690.8606 | 807.4338 | -1225.3959 | 0 | 658.0309 | 0 | 0 | 0
2582 | 991.14 | 895.3 | 2508.7052 | 1029.6009 | -1225.3959 | 0 | 253.7083 | 0 | 0 | 0
2583 | 976.907 | 738.94 | 2127.575 | 1014.8156 | -510.6878 | 0 | 602.0715 | 0 | 0 | 0
2584 | 874.205 | 525.47 | 1561.1106 | 908.1283 | 0 | 0 | 652.9823 | 0 | 0 | 0
2585 | 861.226 | 285.86 | 826.9332 | 826.9332 | 0 | 0 | 0 | 65.183 | 0 | 0
2586 | 364.693 | 66.53 | 149.5879 | 149.5879 | 0 | 0 | 0 | 220.693 | 0 | 0
2587 | 407.546 | 0 | 0 | 0 | 0 | 0 | 0 | 0 | 0 | 423.3607
2588 | 380.8 | 0 | 0 | 0 | 0 | 0 | 0 | 0 | 0 | 395.5768
2589 | 503.2 | 0 | 0 | 0 | 0 | 0 | 0 | 0 | 0 | 522.7265
2590 | 686.4 | 0 | 0 | 0 | 0 | 0 | 0 | 0 | 0 | 713.0356
2591 | 699.2 | 0 | 0 | 0 | 0 | 0 | 0 | 0 | 0 | 726.3323
2592 | 0 | 0 | 0 | 0 | 0 | 0 | 0 | 0 | 0 | 0
2593 | 0 | 0 | 0 | 0 | 0 | 0 | 0 | 0 | 0 | 0
2594 | 0 | 0 | 0 | 0 | 0 | 0 | 0 | 0 | 0 | 0
2595 | 0 | 0 | 0 | 0 | 0 | 0 | 0 | 0 | 0 | 0
2596 | 0 | 0 | 0 | 0 | 0 | 0 | 0 | 0 | 0 | 0
2597 | 0 | 0 | 0 | 0 | 0 | 0 | 0 | 0 | 0 | 0
2598 | 0 | 0 | 0 | 0 | 0 | 0 | 0 | 0 | 0 | 0
2599 | 1576.944 | 111.5 | 280.0264 | 280.0264 | 0 | 0 | 0 | 1307.378 | 0 | 0
2600 | 1498.248 | 343.51 | 1018.7548 | 1018.7548 | 0 | 0 | 0 | 279.502 | 0 | 247.2844
2601 | 1510.044 | 579.45 | 1708.9439 | 1568.6409 | -140.303 | 0 | 0 | 0 | 0 | 0
2602 | 1902.362 | 776.59 | 2220.0691 | 1976.1827 | -243.8864 | 0 | 0 | 0 | 0 | 0
2603 | 1884.636 | 928.47 | 2596.8862 | 1957.7688 | -639.1173 | 0 | 0 | 0 | 0 | 0
2604 | 1594.663 | 994.81 | 2761.9045 | 1656.5435 | -1105.361 | 0 | 0 | 0 | 0 | 0
2605 | 1945.081 | 983.44 | 2746.3349 | 2020.5594 | -725.7755 | 0 | 0 | 0 | 0 | 0
2606 | 1916.271 | 883.7 | 2506.3762 | 1990.6314 | -515.7447 | 0 | 0 | 0 | 0 | 0
2607 | 2098.686 | 729.05 | 2117.7697 | 2117.7697 | 0 | 0 | 0 | 60.026 | 0 | 0
2608 | 1693.969 | 457.6 | 1350.7277 | 1350.7277 | 0 | 0 | 0 | 393.698 | 0 | 0
2609 | 2117.631 | 188.13 | 549.2555 | 549.2555 | 0 | 0 | 0 | 1588.893 | 0 | 0
2610 | 2089.833 | 45.69 | 109.9211 | 109.9211 | 0 | 0 | 0 | 1984.018 | 0 | 0
2611 | 1694.447 | 0 | 0 | 0 | 0 | 0 | 0 | 868.847 | 0 | 857.6372
2612 | 1517.6 | 0 | 0 | 0 | 0 | 0 | 0 | 337.979 | 0 | 1225.3959
2613 | 1688.8 | 0 | 0 | 0 | 0 | 0 | 0 | 509.179 | 0 | 1225.3959
2614 | 1653.6 | 0 | 0 | 0 | 0 | 0 | 0 | 473.979 | 0 | 1225.3959
2615 | 1461.6 | 0 | 0 | 0 | 0 | 0 | 0 | 281.979 | 0 | 1225.3959
2616 | 0 | 0 | 0 | 0 | 0 | 0 | 0 | 0 | 0 | 0
2617 | 0 | 0 | 0 | 0 | 0 | 0 | 0 | 0 | 0 | 0
2618 | 0 | 0 | 0 | 0 | 0 | 0 | 0 | 0 | 0 | 0
2619 | 0 | 0 | 0 | 0 | 0 | 0 | 0 | 0 | 0 | 0
2620 | 0 | 0 | 0 | 0 | 0 | 0 | 0 | 0 | 0 | 0
2621 | 0 | 0 | 0 | 0 | 0 | 0 | 0 | 0 | 0 | 0
2622 | 0 | 0 | 0 | 0 | 0 | 0 | 0 | 0 | 0 | 0
2623 | 601.179 | 114.55 | 288.4304 | 288.4304 | 0 | 0 | 0 | 323.523 | 0 | 0
2624 | 322.859 | 344.71 | 1024.758 | 335.3875 | -689.3706 | 0 | 0 | 0 | 0 | 0
2625 | 345.786 | 580.41 | 1718.4313 | 359.2052 | -1225.3959 | 0 | 133.8303 | 0 | 0 | 0
2626 | 329.02 | 777.06 | 2224.2316 | 341.7886 | -1225.3959 | 0 | 657.0471 | 0 | 0 | 0
2627 | 281.969 | 913.22 | 2550.4308 | 292.9107 | -1225.3959 | 0 | 1032.1242 | 0 | 0 | 0
2628 | 315.114 | 982.14 | 2715.2985 | 327.3419 | -1225.3959 | 0 | 1162.5607 | 0 | 0 | 0
2629 | 313.792 | 972.7 | 2703.8114 | 325.9676 | -818.4358 | 0 | 1559.408 | 0 | 0 | 0
2630 | 298.368 | 859.73 | 2430.9828 | 309.9461 | 0 | 0 | 2121.0367 | 0 | 0 | 0
2631 | 287.073 | 709.76 | 2062.1209 | 298.2128 | 0 | 0 | 1763.9081 | 0 | 0 | 0
2632 | 258.151 | 508.01 | 1518.9206 | 268.1685 | 0 | 0 | 1250.7521 | 0 | 0 | 0
2633 | 315.607 | 276.11 | 803.4916 | 327.8541 | 0 | 0 | 475.6375 | 0 | 0 | 0
2634 | 311.492 | 62.49 | 140.8661 | 140.8661 | 0 | 0 | 0 | 0 | 0 | 182.7133
2635 | 272.738 | 0 | 0 | 0 | 0 | 0 | 0 | 0 | 0 | 283.3215
2636 | 274.4 | 0 | 0 | 0 | 0 | 0 | 0 | 0 | 0 | 285.048
2637 | 260.8 | 0 | 0 | 0 | 0 | 0 | 0 | 0 | 0 | 270.9203
2638 | 225.6 | 0 | 0 | 0 | 0 | 0 | 0 | 0 | 0 | 234.3544
2639 | 268 | 0 | 0 | 0 | 0 | 0 | 0 | 0 | 0 | 278.3997
2640 | 0 | 0 | 0 | 0 | 0 | 0 | 0 | 0 | 0 | 0
2641 | 0 | 0 | 0 | 0 | 0 | 0 | 0 | 0 | 0 | 0
2642 | 0 | 0 | 0 | 0 | 0 | 0 | 0 | 0 | 0 | 0
2643 | 0 | 0 | 0 | 0 | 0 | 0 | 0 | 0 | 0 | 0
2644 | 0 | 0 | 0 | 0 | 0 | 0 | 0 | 0 | 0 | 0
2645 | 0 | 0 | 0 | 0 | 0 | 0 | 0 | 0 | 0 | 0
2646 | 0 | 0 | 0 | 0 | 0 | 0 | 0 | 0 | 0 | 0
2647 | 39.491 | 99.63 | 265.6151 | 41.0234 | -224.5917 | 0 | 0 | 0 | 0 | 0
2648 | 37.99 | 326.79 | 965.5098 | 39.4642 | -926.0456 | 0 | 0 | 0 | 0 | 0
2649 | 302.112 | 563.69 | 1633.829 | 313.8354 | -557.3811 | 0 | 762.6125 | 0 | 0 | 0
2650 | 565.025 | 763.87 | 2114.3541 | 586.9507 | 0 | 0 | 1527.4034 | 0 | 0 | 0
2651 | 324.56 | 469.1 | 1303.3717 | 337.1545 | 0 | 0 | 966.2172 | 0 | 0 | 0
2652 | 314.692 | 982.14 | 2635.9297 | 326.9035 | 0 | 0 | 2309.0261 | 0 | 0 | 0
2653 | 593.521 | 434.09 | 1208.3688 | 616.5524 | 0 | 0 | 591.8164 | 0 | 0 | 0
2654 | 606.677 | 866.61 | 2408.9539 | 630.2189 | 0 | 0 | 1778.735 | 0 | 0 | 0
2655 | 413.157 | 384.17 | 1094.4172 | 429.1895 | 0 | 0 | 665.2277 | 0 | 0 | 0
2656 | 615.896 | 502.17 | 1483.2854 | 639.7957 | 0 | 0 | 843.4897 | 0 | 0 | 0
2657 | 592.271 | 269.87 | 781.1677 | 615.2539 | 0 | 0 | 165.9137 | 0 | 0 | 0
2658 | 583.145 | 57.22 | 132.0736 | 132.0736 | 0 | 0 | 0 | 355.243 | 0 | 104.672
2659 | 752.979 | 0 | 0 | 0 | 0 | 0 | 0 | 0 | 0 | 782.1982
2660 | 606.4 | 0 | 0 | 0 | 0 | 0 | 0 | 0 | 0 | 629.9312
2661 | 505.6 | 0 | 0 | 0 | 0 | 0 | 0 | 0 | 0 | 525.2197
2662 | 594.4 | 0 | 0 | 0 | 0 | 0 | 0 | 0 | 0 | 617.4655
2663 | 668.8 | 0 | 0 | 0 | 0 | 0 | 0 | 0 | 0 | 694.7526
2664 | 0 | 0 | 0 | 0 | 0 | 0 | 0 | 0 | 0 | 0
2665 | 0 | 0 | 0 | 0 | 0 | 0 | 0 | 0 | 0 | 0
2666 | 0 | 0 | 0 | 0 | 0 | 0 | 0 | 0 | 0 | 0
2667 | 0 | 0 | 0 | 0 | 0 | 0 | 0 | 0 | 0 | 0
2668 | 0 | 0 | 0 | 0 | 0 | 0 | 0 | 0 | 0 | 0
2669 | 0 | 0 | 0 | 0 | 0 | 0 | 0 | 0 | 0 | 0
2670 | 0 | 0 | 0 | 0 | 0 | 0 | 0 | 0 | 0 | 0
2671 | 1652.413 | 114.55 | 288.6329 | 288.6329 | 0 | 0 | 0 | 194.941 | 0 | 1225.3959
2672 | 1082.942 | 348.14 | 1024.1545 | 1024.1545 | 0 | 0 | 0 | 0 | 0 | 100.8108
2673 | 1038.061 | 588.11 | 1719.038 | 1078.3427 | -640.6953 | 0 | 0 | 0 | 0 | 0
2674 | 1455.5 | 789.28 | 2221.5369 | 1511.9803 | -709.5566 | 0 | 0 | 0 | 0 | 0
2675 | 1822.657 | 917.6 | 2511.4829 | 1893.3847 | -618.0982 | 0 | 0 | 0 | 0 | 0
2676 | 1569.698 | 984.07 | 2668.8078 | 1630.6097 | -1038.1981 | 0 | 0 | 0 | 0 | 0
2677 | 1627.187 | 974.24 | 2657.7373 | 1690.3296 | -967.4077 | 0 | 0 | 0 | 0 | 0
2678 | 1849.064 | 884.51 | 2462.8534 | 1920.8165 | -542.0369 | 0 | 0 | 0 | 0 | 0
2679 | 1544.646 | 729.17 | 2086.8289 | 1604.5856 | -482.2433 | 0 | 0 | 0 | 0 | 0
2680 | 1277.5 | 520.66 | 1537.6679 | 1327.0731 | -210.5948 | 0 | 0 | 0 | 0 | 0
2681 | 1415.472 | 281.88 | 808.1132 | 808.1132 | 0 | 0 | 0 | 637.546 | 0 | 0
2682 | 1528.819 | 45.52 | 108.3858 | 108.3858 | 0 | 0 | 0 | 1424.482 | 0 | 0
2683 | 1597.596 | 0 | 0 | 0 | 0 | 0 | 0 | 771.996 | 0 | 857.6372
2684 | 1565.6 | 0 | 0 | 0 | 0 | 0 | 0 | 385.979 | 0 | 1225.3959
2685 | 1574.4 | 0 | 0 | 0 | 0 | 0 | 0 | 394.779 | 0 | 1225.3959
2686 | 2055.2 | 0 | 0 | 0 | 0 | 0 | 0 | 875.579 | 0 | 1225.3959
2687 | 2027.2 | 0 | 0 | 0 | 0 | 0 | 0 | 847.579 | 0 | 1225.3959
2688 | 0 | 0 | 0 | 0 | 0 | 0 | 0 | 0 | 0 | 0
2689 | 0 | 0 | 0 | 0 | 0 | 0 | 0 | 0 | 0 | 0
2690 | 0 | 0 | 0 | 0 | 0 | 0 | 0 | 0 | 0 | 0
2691 | 0 | 0 | 0 | 0 | 0 | 0 | 0 | 0 | 0 | 0
2692 | 0 | 0 | 0 | 0 | 0 | 0 | 0 | 0 | 0 | 0
2693 | 0 | 0 | 0 | 0 | 0 | 0 | 0 | 0 | 0 | 0
2694 | 0 | 0 | 0 | 0 | 0 | 0 | 0 | 0 | 0 | 0
2695 | 1539.86 | 78.14 | 211.7988 | 211.7988 | 0 | 0 | 0 | 1335.973 | 0 | 0
2696 | 753.773 | 350.76 | 1033.11 | 783.023 | -250.087 | 0 | 0 | 0 | 0 | 0
2697 | 1086.631 | 586.52 | 1709.964 | 1128.7974 | -581.1666 | 0 | 0 | 0 | 0 | 0
2698 | 1522.957 | 786.68 | 2205.1342 | 1582.055 | -623.0792 | 0 | 0 | 0 | 0 | 0
2699 | 1186.075 | 930.62 | 2533.1347 | 1232.1003 | -1225.3959 | 0 | 75.6385 | 0 | 0 | 0
2700 | 1273.679 | 998.5 | 2684.4927 | 1323.1048 | -1225.3959 | 0 | 135.992 | 0 | 0 | 0
2701 | 1087.344 | 990.03 | 2681.7067 | 1129.5381 | -1225.3959 | 0 | 326.7727 | 0 | 0 | 0
2702 | 1231.626 | 898.87 | 2489.7792 | 1279.4189 | -1210.3602 | 0 | 0 | 0 | 0 | 0
2703 | 1034.934 | 742.55 | 2124.6424 | 1075.0944 | -68.5102 | 0 | 981.0379 | 0 | 0 | 0
2704 | 806.512 | 532.68 | 1576.9617 | 837.8085 | 0 | 0 | 739.1532 | 0 | 0 | 0
2705 | 1209.862 | 196.76 | 569.8447 | 569.8447 | 0 | 0 | 0 | 661.304 | 0 | 0
2706 | 1026.622 | 54.7 | 129.5504 | 129.5504 | 0 | 0 | 0 | 901.911 | 0 | 0
2707 | 1116.444 | 0 | 0 | 0 | 0 | 0 | 0 | 290.844 | 0 | 857.6372
2708 | 1189.6 | 0 | 0 | 0 | 0 | 0 | 0 | 9.979 | 0 | 1225.3959
2709 | 1585.6 | 0 | 0 | 0 | 0 | 0 | 0 | 405.979 | 0 | 1225.3959
2710 | 1313.6 | 0 | 0 | 0 | 0 | 0 | 0 | 133.979 | 0 | 1225.3959
2711 | 1244.8 | 0 | 0 | 0 | 0 | 0 | 0 | 65.179 | 0 | 1225.3959
2712 | 0 | 0 | 0 | 0 | 0 | 0 | 0 | 0 | 0 | 0
2713 | 0 | 0 | 0 | 0 | 0 | 0 | 0 | 0 | 0 | 0
2714 | 0 | 0 | 0 | 0 | 0 | 0 | 0 | 0 | 0 | 0
2715 | 0 | 0 | 0 | 0 | 0 | 0 | 0 | 0 | 0 | 0
2716 | 0 | 0 | 0 | 0 | 0 | 0 | 0 | 0 | 0 | 0
2717 | 0 | 0 | 0 | 0 | 0 | 0 | 0 | 0 | 0 | 0
2718 | 0 | 0 | 0 | 0 | 0 | 0 | 0 | 0 | 0 | 0
2719 | 726.714 | 123.18 | 299.1872 | 299.1872 | 0 | 0 | 0 | 438.703 | 0 | 0
2720 | 674.256 | 29.4 | 67.1515 | 67.1515 | 0 | 0 | 0 | 609.613 | 0 | 0
2721 | 632.529 | 593.95 | 1766.1042 | 657.0741 | -1109.03 | 0 | 0 | 0 | 0 | 0
2722 | 561.581 | 791.32 | 2282.4514 | 583.374 | -1225.3959 | 0 | 473.6815 | 0 | 0 | 0
2723 | 451.698 | 913.68 | 2579.908 | 469.226 | -1225.3959 | 0 | 885.286 | 0 | 0 | 0
2724 | 423.123 | 980.08 | 2739.3354 | 439.5422 | -1225.3959 | 0 | 1074.3973 | 0 | 0 | 0
2725 | 1088.675 | 971.88 | 2717.4177 | 1130.9208 | -1225.3959 | 0 | 361.101 | 0 | 0 | 0
2726 | 1337.162 | 889.65 | 2526.1799 | 1389.0502 | -398.7753 | 0 | 738.3544 | 0 | 0 | 0
2727 | 1171.09 | 735.59 | 2139.248 | 1216.5339 | 0 | 0 | 922.7142 | 0 | 0 | 0
2728 | 1325.832 | 526.33 | 1575.5095 | 1377.2806 | 0 | 0 | 198.2289 | 0 | 0 | 0
2729 | 1450.922 | 288.5 | 831.3773 | 831.3773 | 0 | 0 | 0 | 650.601 | 0 | 0
2730 | 1693.945 | 67.16 | 141.8384 | 141.8384 | 0 | 0 | 0 | 1557.405 | 0 | 0
2731 | 1224.801 | 0 | 0 | 0 | 0 | 0 | 0 | 399.201 | 0 | 857.6372
2732 | 1521.6 | 0 | 0 | 0 | 0 | 0 | 0 | 341.979 | 0 | 1225.3959
2733 | 1564 | 0 | 0 | 0 | 0 | 0 | 0 | 384.379 | 0 | 1225.3959
2734 | 1750.4 | 0 | 0 | 0 | 0 | 0 | 0 | 570.779 | 0 | 1225.3959
2735 | 1775.2 | 0 | 0 | 0 | 0 | 0 | 0 | 595.579 | 0 | 1225.3959
2736 | 0 | 0 | 0 | 0 | 0 | 0 | 0 | 0 | 0 | 0
2737 | 0 | 0 | 0 | 0 | 0 | 0 | 0 | 0 | 0 | 0
2738 | 0 | 0 | 0 | 0 | 0 | 0 | 0 | 0 | 0 | 0
2739 | 0 | 0 | 0 | 0 | 0 | 0 | 0 | 0 | 0 | 0
2740 | 0 | 0 | 0 | 0 | 0 | 0 | 0 | 0 | 0 | 0
2741 | 0 | 0 | 0 | 0 | 0 | 0 | 0 | 0 | 0 | 0
2742 | 0 | 0 | 0 | 0 | 0 | 0 | 0 | 0 | 0 | 0
2743 | 1263.257 | 114.17 | 298.4528 | 0 | -298.4528 | 0 | 0 | 1263.257 | 0 | 0
2744 | 953.993 | 341.64 | 1013.0528 | 0 | -1013.0528 | 0 | 0 | 953.993 | 0 | 0
2745 | 1386.66 | 572.9 | 1682.9821 | 1308.9064 | -374.0757 | 0 | 0 | 126.647 | 0 | 0
2746 | 1396.16 | 771.71 | 2180.0886 | 1450.3376 | -729.751 | 0 | 0 | 0 | 0 | 0
2747 | 1632.597 | 923.27 | 2542.1703 | 1695.9495 | -846.2207 | 0 | 0 | 0 | 0 | 0
2748 | 1604.417 | 991.5 | 2710.0608 | 1666.676 | -1043.3848 | 0 | 0 | 0 | 0 | 0
2749 | 1737.845 | 979.89 | 2700.1579 | 1805.2816 | -894.8763 | 0 | 0 | 0 | 0 | 0
2750 | 1592.395 | 881.65 | 2475.7605 | 1654.1875 | -821.573 | 0 | 0 | 0 | 0 | 0
2751 | 1657.388 | 728.22 | 2101.7918 | 1721.7025 | -380.0893 | 0 | 0 | 0 | 0 | 0
2752 | 1478.101 | 519.37 | 1543.374 | 1535.4583 | -7.9157 | 0 | 0 | 0 | 0 | 0
2753 | 1658.613 | 225.3 | 656.1579 | 656.1579 | 0 | 0 | 0 | 1026.966 | 0 | 0
2754 | 1608.759 | 54.45 | 129.2169 | 129.2169 | 0 | 0 | 0 | 1484.369 | 0 | 0
2755 | 1122.711 | 0 | 0 | 0 | 0 | 0 | 0 | 297.111 | 0 | 857.6372
2756 | 1280.8 | 0 | 0 | 0 | 0 | 0 | 0 | 101.179 | 0 | 1225.3959
2757 | 1492 | 0 | 0 | 0 | 0 | 0 | 0 | 312.379 | 0 | 1225.3959
2758 | 1771.2 | 0 | 0 | 0 | 0 | 0 | 0 | 591.579 | 0 | 1225.3959
2759 | 1771.2 | 0 | 0 | 0 | 0 | 0 | 0 | 591.579 | 0 | 1225.3959
2760 | 0 | 0 | 0 | 0 | 0 | 0 | 0 | 0 | 0 | 0
2761 | 0 | 0 | 0 | 0 | 0 | 0 | 0 | 0 | 0 | 0
2762 | 0 | 0 | 0 | 0 | 0 | 0 | 0 | 0 | 0 | 0
2763 | 0 | 0 | 0 | 0 | 0 | 0 | 0 | 0 | 0 | 0
2764 | 0 | 0 | 0 | 0 | 0 | 0 | 0 | 0 | 0 | 0
2765 | 0 | 0 | 0 | 0 | 0 | 0 | 0 | 0 | 0 | 0
2766 | 0 | 0 | 0 | 0 | 0 | 0 | 0 | 0 | 0 | 0
2767 | 1162.556 | 96.1 | 261.8536 | 0 | -261.8536 | 0 | 0 | 1162.556 | 0 | 0
2768 | 970.887 | 317.45 | 939.3298 | 0 | -939.3298 | 0 | 0 | 970.887 | 0 | 0
2769 | 1196.422 | 541.59 | 1578.6913 | 1029.6612 | -549.0301 | 0 | 0 | 205.223 | 0 | 0
2770 | 1332.16 | 736.83 | 2079.0555 | 1383.8541 | -695.2014 | 0 | 0 | 0 | 0 | 0
2771 | 1301.099 | 896.59 | 2462.0358 | 1351.5878 | -1110.448 | 0 | 0 | 0 | 0 | 0
2772 | 1262.025 | 964.82 | 2619.5467 | 1310.9976 | -1225.3959 | 0 | 83.1532 | 0 | 0 | 0
2773 | 1431.18 | 956.75 | 2613.5787 | 1486.7166 | -1126.8621 | 0 | 0 | 0 | 0 | 0
2774 | 1472.893 | 727.5 | 2022.8281 | 1530.0482 | -492.7799 | 0 | 0 | 0 | 0 | 0
2775 | 1483.656 | 542.76 | 1549.718 | 1541.2289 | -8.4891 | 0 | 0 | 0 | 0 | 0
2776 | 1473.083 | 335.35 | 977.0011 | 977.0011 | 0 | 0 | 0 | 532.578 | 0 | 0
2777 | 1294.28 | 101.42 | 282.2287 | 282.2287 | 0 | 0 | 0 | 1022.594 | 0 | 0
2778 | 1058.51 | 26.46 | 55.5771 | 55.5771 | 0 | 0 | 0 | 1005.009 | 0 | 0
2779 | 1464.006 | 0 | 0 | 0 | 0 | 0 | 0 | 638.406 | 0 | 857.6372
2780 | 1241.6 | 0 | 0 | 0 | 0 | 0 | 0 | 61.979 | 0 | 1225.3959
2781 | 1408.8 | 0 | 0 | 0 | 0 | 0 | 0 | 229.179 | 0 | 1225.3959
2782 | 1203.2 | 0 | 0 | 0 | 0 | 0 | 0 | 23.579 | 0 | 1225.3959
2783 | 1300 | 0 | 0 | 0 | 0 | 0 | 0 | 120.379 | 0 | 1225.3959
2784 | 0 | 0 | 0 | 0 | 0 | 0 | 0 | 0 | 0 | 0
2785 | 0 | 0 | 0 | 0 | 0 | 0 | 0 | 0 | 0 | 0
2786 | 0 | 0 | 0 | 0 | 0 | 0 | 0 | 0 | 0 | 0
2787 | 0 | 0 | 0 | 0 | 0 | 0 | 0 | 0 | 0 | 0
2788 | 0 | 0 | 0 | 0 | 0 | 0 | 0 | 0 | 0 | 0
2789 | 0 | 0 | 0 | 0 | 0 | 0 | 0 | 0 | 0 | 0
2790 | 0 | 0 | 0 | 0 | 0 | 0 | 0 | 0 | 0 | 0
2791 | 1083.813 | 123.83 | 306.7975 | 306.7975 | 0 | 0 | 0 | 788.476 | 0 | 0
2792 | 1008.77 | 354.17 | 1051.4335 | 1047.9151 | -3.5184 | 0 | 0 | 0 | 0 | 0
2793 | 934.389 | 585.77 | 1734.2627 | 970.6477 | -763.615 | 0 | 0 | 0 | 0 | 0
2794 | 1123.825 | 777.96 | 2226.1513 | 1167.4347 | -1058.7166 | 0 | 0 | 0 | 0 | 0
2795 | 930.985 | 916.76 | 2562.8342 | 967.1116 | -1225.3959 | 0 | 370.3266 | 0 | 0 | 0
2796 | 972.383 | 981.56 | 2716.1046 | 1010.1171 | -1225.3959 | 0 | 480.5916 | 0 | 0 | 0
2797 | 958.182 | 970.67 | 2697.4913 | 995.3651 | -1225.3959 | 0 | 476.7304 | 0 | 0 | 0
2798 | 1202.344 | 877.37 | 2477.9025 | 1248.9996 | -907.3523 | 0 | 321.5506 | 0 | 0 | 0
2799 | 871.996 | 724.54 | 2096.415 | 905.8336 | 0 | 0 | 1190.5814 | 0 | 0 | 0
2800 | 905.877 | 517.97 | 1541.5291 | 941.0293 | 0 | 0 | 600.4998 | 0 | 0 | 0
2801 | 1065.211 | 282.14 | 807.6291 | 807.6291 | 0 | 0 | 0 | 287.751 | 0 | 0
2802 | 1003.197 | 66.28 | 141.8228 | 141.8228 | 0 | 0 | 0 | 866.672 | 0 | 0
2803 | 1253.158 | 0 | 0 | 0 | 0 | 0 | 0 | 1253.158 | 0 | 0
2804 | 1226.4 | 0 | 0 | 0 | 0 | 0 | 0 | 1226.4 | 0 | 0
2805 | 1049.6 | 0 | 0 | 0 | 0 | 0 | 0 | 948.885 | 0 | 104.6232
2806 | 1300 | 0 | 0 | 0 | 0 | 0 | 0 | 120.379 | 0 | 1225.3959
2807 | 1016.8 | 0 | 0 | 0 | 0 | 0 | 0 | 0 | 0 | 1056.2567
2808 | 0 | 0 | 0 | 0 | 0 | 0 | 0 | 0 | 0 | 0
2809 | 0 | 0 | 0 | 0 | 0 | 0 | 0 | 0 | 0 | 0
2810 | 0 | 0 | 0 | 0 | 0 | 0 | 0 | 0 | 0 | 0
2811 | 0 | 0 | 0 | 0 | 0 | 0 | 0 | 0 | 0 | 0
2812 | 0 | 0 | 0 | 0 | 0 | 0 | 0 | 0 | 0 | 0
2813 | 0 | 0 | 0 | 0 | 0 | 0 | 0 | 0 | 0 | 0
2814 | 0 | 0 | 0 | 0 | 0 | 0 | 0 | 0 | 0 | 0
2815 | 976.828 | 76.03 | 207.1803 | 207.1803 | 0 | 0 | 0 | 0 | 0 | 807.5533
2816 | 949.208 | 321.53 | 962.4869 | 962.4869 | 0 | 0 | 0 | 0 | 0 | 23.5549
2817 | 1320.769 | 541.02 | 1609.093 | 1372.0211 | -237.0719 | 0 | 0 | 0 | 0 | 0
2818 | 1344.335 | 733.31 | 2122.4443 | 1396.5016 | -725.9427 | 0 | 0 | 0 | 0 | 0
2819 | 1328.345 | 872.21 | 2467.7731 | 1379.8911 | -1087.882 | 0 | 0 | 0 | 0 | 0
2820 | 1413.067 | 811.5 | 2269.3375 | 1467.9007 | -801.4368 | 0 | 0 | 0 | 0 | 0
2821 | 1334.168 | 655.27 | 1848.2383 | 1385.9401 | -462.2982 | 0 | 0 | 0 | 0 | 0
2822 | 1503.829 | 644.3 | 1828.154 | 1562.1847 | -265.9693 | 0 | 0 | 0 | 0 | 0
2823 | 1371.782 | 308.43 | 889.1608 | 889.1608 | 0 | 0 | 0 | 515.836 | 0 | 0
2824 | 1502.032 | 176.62 | 507.427 | 507.427 | 0 | 0 | 0 | 1013.56 | 0 | 0
2825 | 1377.423 | 158.02 | 457.7732 | 457.7732 | 0 | 0 | 0 | 936.75 | 0 | 0
2826 | 1514.373 | 38.94 | 91.8594 | 91.8594 | 0 | 0 | 0 | 1425.945 | 0 | 0
2827 | 1132.464 | 0 | 0 | 0 | 0 | 0 | 0 | 0 | 0 | 1176.409
2828 | 1019.2 | 0 | 0 | 0 | 0 | 0 | 0 | 0 | 0 | 1058.7498
2829 | 1064.8 | 0 | 0 | 0 | 0 | 0 | 0 | 0 | 0 | 1106.1193
2830 | 1386.4 | 0 | 0 | 0 | 0 | 0 | 0 | 206.779 | 0 | 1225.3959
2831 | 1148 | 0 | 0 | 0 | 0 | 0 | 0 | 0 | 0 | 1192.5479
2832 | 0 | 0 | 0 | 0 | 0 | 0 | 0 | 0 | 0 | 0
2833 | 0 | 0 | 0 | 0 | 0 | 0 | 0 | 0 | 0 | 0
2834 | 0 | 0 | 0 | 0 | 0 | 0 | 0 | 0 | 0 | 0
2835 | 0 | 0 | 0 | 0 | 0 | 0 | 0 | 0 | 0 | 0
2836 | 0 | 0 | 0 | 0 | 0 | 0 | 0 | 0 | 0 | 0
2837 | 0 | 0 | 0 | 0 | 0 | 0 | 0 | 0 | 0 | 0
2838 | 0 | 0 | 0 | 0 | 0 | 0 | 0 | 0 | 0 | 0
2839 | 989.561 | 98.34 | 272.4078 | 0 | -272.4078 | 0 | 0 | 989.561 | 0 | 0
2840 | 970.741 | 283.07 | 853.0654 | 0 | -853.0654 | 0 | 0 | 970.741 | 0 | 0
2841 | 1081.276 | 588.58 | 1762.5774 | 537.1815 | -1225.3959 | 0 | 0 | 564.162 | 0 | 0
2842 | 1571.813 | 374.37 | 1084.7947 | 420.0324 | -664.7623 | 0 | 0 | 1167.471 | 0 | 0
2843 | 1519.172 | 703.24 | 1983.3712 | 1578.1231 | -405.2481 | 0 | 0 | 0 | 0 | 0
2844 | 1461.244 | 855.84 | 2365.1725 | 1517.9472 | -847.2253 | 0 | 0 | 0 | 0 | 0
2845 | 1711.452 | 961.54 | 2693.7537 | 1777.8645 | -915.8892 | 0 | 0 | 0 | 0 | 0
2846 | 1173.122 | 877.33 | 2496.4213 | 1218.6457 | -1225.3959 | 0 | 52.3797 | 0 | 0 | 0
2847 | 1493.09 | 53.01 | 133.3669 | 133.3669 | 0 | 0 | 0 | 1364.705 | 0 | 0
2848 | 1648.072 | 166.78 | 482.3659 | 482.3659 | 0 | 0 | 0 | 1183.725 | 0 | 0
2849 | 1134.203 | 26.45 | 59.2358 | 59.2358 | 0 | 0 | 0 | 1077.18 | 0 | 0
2850 | 1182.912 | 8.81 | 7.1854 | 7.1854 | 0 | 0 | 0 | 1175.995 | 0 | 0
2851 | 1420.356 | 0 | 0 | 0 | 0 | 0 | 0 | 594.756 | 0 | 857.6372
2852 | 1311.2 | 0 | 0 | 0 | 0 | 0 | 0 | 131.579 | 0 | 1225.3959
2853 | 1405.6 | 0 | 0 | 0 | 0 | 0 | 0 | 225.979 | 0 | 1225.3959
2854 | 1212 | 0 | 0 | 0 | 0 | 0 | 0 | 32.379 | 0 | 1225.3959
2855 | 1395.2 | 0 | 0 | 0 | 0 | 0 | 0 | 215.579 | 0 | 1225.3959
2856 | 0 | 0 | 0 | 0 | 0 | 0 | 0 | 0 | 0 | 0
2857 | 0 | 0 | 0 | 0 | 0 | 0 | 0 | 0 | 0 | 0
2858 | 0 | 0 | 0 | 0 | 0 | 0 | 0 | 0 | 0 | 0
2859 | 0 | 0 | 0 | 0 | 0 | 0 | 0 | 0 | 0 | 0
2860 | 0 | 0 | 0 | 0 | 0 | 0 | 0 | 0 | 0 | 0
2861 | 0 | 0 | 0 | 0 | 0 | 0 | 0 | 0 | 0 | 0
2862 | 0 | 0 | 0 | 0 | 0 | 0 | 0 | 0 | 0 | 0
2863 | 1384.773 | 125.89 | 305.3058 | 305.3058 | 0 | 0 | 0 | 1090.872 | 0 | 0
2864 | 330.448 | 103.18 | 292.9928 | 292.9928 | 0 | 0 | 0 | 48.4 | 0 | 0
2865 | 66.072 | 463.43 | 1357.028 | 68.6359 | -1225.3959 | 0 | 62.9962 | 0 | 0 | 0
2866 | 69.845 | 504.21 | 1442.2973 | 72.5553 | -1225.3959 | 0 | 144.3461 | 0 | 0 | 0
2867 | 66.865 | 416.15 | 1182.0829 | 69.4597 | -1112.6233 | 0 | 0 | 0 | 0 | 0
2868 | 69.874 | 187.15 | 522.3775 | 72.5854 | -449.7921 | 0 | 0 | 0 | 0 | 0
2869 | 62.387 | 84.7 | 222.0518 | 64.8079 | -157.2439 | 0 | 0 | 0 | 0 | 0
2870 | 65.31 | 151.41 | 419.2616 | 67.8443 | -351.4173 | 0 | 0 | 0 | 0 | 0
2871 | 60.338 | 248.74 | 709.2512 | 62.6794 | -646.5718 | 0 | 0 | 0 | 0 | 0
2872 | 69.75 | 256.24 | 742.3984 | 72.4566 | -669.9418 | 0 | 0 | 0 | 0 | 0
2873 | 62.252 | 140.12 | 401.8824 | 64.6677 | -337.2147 | 0 | 0 | 0 | 0 | 0
2874 | 69.556 | 35.17 | 81.2376 | 72.2551 | -8.9825 | 0 | 0 | 0 | 0 | 0
2875 | 70.538 | 0 | 0 | 0 | 0 | 0 | 0 | 0 | 0 | 73.2752
2876 | 76.8 | 0 | 0 | 0 | 0 | 0 | 0 | 0 | 0 | 79.7802
2877 | 72.8 | 0 | 0 | 0 | 0 | 0 | 0 | 0 | 0 | 75.625
2878 | 78.4 | 0 | 0 | 0 | 0 | 0 | 0 | 0 | 0 | 81.4423
2879 | 72 | 0 | 0 | 0 | 0 | 0 | 0 | 0 | 0 | 74.7939
2880 | 0 | 0 | 0 | 0 | 0 | 0 | 0 | 0 | 0 | 0
2881 | 0 | 0 | 0 | 0 | 0 | 0 | 0 | 0 | 0 | 0
2882 | 0 | 0 | 0 | 0 | 0 | 0 | 0 | 0 | 0 | 0
2883 | 0 | 0 | 0 | 0 | 0 | 0 | 0 | 0 | 0 | 0
2884 | 0 | 0 | 0 | 0 | 0 | 0 | 0 | 0 | 0 | 0
2885 | 0 | 0 | 0 | 0 | 0 | 0 | 0 | 0 | 0 | 0
2886 | 0 | 0 | 0 | 0 | 0 | 0 | 0 | 0 | 0 | 0
2887 | 59.935 | 90.56 | 249.6092 | 62.2608 | -187.3484 | 0 | 0 | 0 | 0 | 0
2888 | 60.615 | 363.45 | 1073.3523 | 62.9682 | -465.8333 | 0 | 544.5508 | 0 | 0 | 0
2889 | 57.444 | 594.9 | 1739.222 | 59.6731 | 0 | 0 | 1679.5489 | 0 | 0 | 0
2890 | 63.569 | 786.27 | 2197.5748 | 66.0358 | 0 | 0 | 2131.539 | 0 | 0 | 0
2891 | 57.64 | 922.68 | 2493.8025 | 59.8767 | 0 | 0 | 2433.9258 | 0 | 0 | 0
2892 | 64.133 | 983.94 | 2640.1721 | 66.6217 | 0 | 0 | 2573.5505 | 0 | 0 | 0
2893 | 56.963 | 234.04 | 653.1734 | 59.1734 | 0 | 0 | 594 | 0 | 0 | 0
2894 | 68.404 | 359.06 | 1012.6601 | 71.0584 | 0 | 0 | 941.6017 | 0 | 0 | 0
2895 | 60.106 | 171.8 | 480.791 | 62.4384 | 0 | 0 | 418.3526 | 0 | 0 | 0
2896 | 68.887 | 62.78 | 162.4867 | 71.5601 | 0 | 0 | 90.9266 | 0 | 0 | 0
2897 | 59.771 | 32.34 | 75.1274 | 62.0904 | 0 | 0 | 13.037 | 0 | 0 | 0
2898 | 69.059 | 10.77 | 12.0896 | 12.0896 | 0 | 0 | 0 | 0 | 0 | 59.6492
2899 | 74.479 | 0 | 0 | 0 | 0 | 0 | 0 | 0 | 0 | 77.3691
2900 | 85.6 | 0 | 0 | 0 | 0 | 0 | 0 | 0 | 0 | 88.9217
2901 | 76 | 0 | 0 | 0 | 0 | 0 | 0 | 0 | 0 | 78.9492
2902 | 78.4 | 0 | 0 | 0 | 0 | 0 | 0 | 0 | 0 | 81.4423
2903 | 72.8 | 0 | 0 | 0 | 0 | 0 | 0 | 0 | 0 | 75.625
2904 | 0 | 0 | 0 | 0 | 0 | 0 | 0 | 0 | 0 | 0
2905 | 0 | 0 | 0 | 0 | 0 | 0 | 0 | 0 | 0 | 0
2906 | 0 | 0 | 0 | 0 | 0 | 0 | 0 | 0 | 0 | 0
2907 | 0 | 0 | 0 | 0 | 0 | 0 | 0 | 0 | 0 | 0
2908 | 0 | 0 | 0 | 0 | 0 | 0 | 0 | 0 | 0 | 0
2909 | 0 | 0 | 0 | 0 | 0 | 0 | 0 | 0 | 0 | 0
2910 | 0 | 0 | 0 | 0 | 0 | 0 | 0 | 0 | 0 | 0
2911 | 59.139 | 126.72 | 309.3561 | 61.4339 | -247.9222 | 0 | 0 | 0 | 0 | 0
2912 | 159.508 | 356.06 | 1056.6587 | 165.6977 | -266.1844 | 0 | 624.7767 | 0 | 0 | 0
2913 | 1257.452 | 584.33 | 1725.0371 | 1306.2471 | 0 | 0 | 418.79 | 0 | 0 | 0
2914 | 1452.636 | 775.12 | 2204.888 | 1509.0052 | 0 | 0 | 695.8828 | 0 | 0 | 0
2915 | 1793.298 | 903.67 | 2492.5995 | 1862.8865 | 0 | 0 | 629.7131 | 0 | 0 | 0
2916 | 1328.98 | 964.37 | 2627.3481 | 1380.5507 | 0 | 0 | 1246.7974 | 0 | 0 | 0
2917 | 1338.234 | 951.21 | 2599.3305 | 1390.1638 | 0 | 0 | 1209.1666 | 0 | 0 | 0
2918 | 1057.156 | 651.13 | 1826.1502 | 1098.1787 | 0 | 0 | 727.9715 | 0 | 0 | 0
2919 | 1280.998 | 292.48 | 841.3248 | 841.3248 | 0 | 0 | 0 | 296.803 | 0 | 181.0616
2920 | 1089.986 | 453.37 | 1333.7848 | 1132.2826 | -201.5022 | 0 | 0 | 0 | 0 | 0
2921 | 1851.164 | 219.29 | 642.2421 | 642.2421 | 0 | 0 | 0 | 1232.913 | 0 | 0
2922 | 1796.006 | 55.03 | 132.7167 | 132.7167 | 0 | 0 | 0 | 1668.247 | 0 | 0
2923 | 1783.629 | 0 | 0 | 0 | 0 | 0 | 0 | 958.029 | 0 | 857.6372
2924 | 1345.6 | 0 | 0 | 0 | 0 | 0 | 0 | 165.979 | 0 | 1225.3959
2925 | 1422.4 | 0 | 0 | 0 | 0 | 0 | 0 | 242.779 | 0 | 1225.3959
2926 | 1416.8 | 0 | 0 | 0 | 0 | 0 | 0 | 237.179 | 0 | 1225.3959
2927 | 1570.4 | 0 | 0 | 0 | 0 | 0 | 0 | 390.779 | 0 | 1225.3959
2928 | 0 | 0 | 0 | 0 | 0 | 0 | 0 | 0 | 0 | 0
2929 | 0 | 0 | 0 | 0 | 0 | 0 | 0 | 0 | 0 | 0
2930 | 0 | 0 | 0 | 0 | 0 | 0 | 0 | 0 | 0 | 0
2931 | 0 | 0 | 0 | 0 | 0 | 0 | 0 | 0 | 0 | 0
2932 | 0 | 0 | 0 | 0 | 0 | 0 | 0 | 0 | 0 | 0
2933 | 0 | 0 | 0 | 0 | 0 | 0 | 0 | 0 | 0 | 0
2934 | 0 | 0 | 0 | 0 | 0 | 0 | 0 | 0 | 0 | 0
2935 | 1555.098 | 127.12 | 310.0791 | 0 | -310.0791 | 0 | 0 | 1555.098 | 0 | 0
2936 | 1292.903 | 358.07 | 1066.0786 | 0 | -1066.0786 | 0 | 0 | 1292.903 | 0 | 0
2937 | 1616.041 | 585.45 | 1736.7507 | 511.3548 | -1225.3959 | 0 | 0 | 1123.789 | 0 | 0
2938 | 1859.685 | 775.99 | 2218.7592 | 993.3633 | -1225.3959 | 0 | 0 | 903.429 | 0 | 0
2939 | 1608.786 | 732.37 | 2048.9001 | 823.5042 | -1225.3959 | 0 | 0 | 816.044 | 0 | 0
2940 | 1823.532 | 968.12 | 2675.2993 | 1449.9034 | -1225.3959 | 0 | 0 | 427.791 | 0 | 0
2941 | 1798.158 | 498.71 | 1418.6884 | 1287.0396 | -131.6488 | 0 | 0 | 559.196 | 0 | 0
2942 | 1525.044 | 281.78 | 808.1974 | 808.1974 | 0 | 0 | 0 | 747.037 | 0 | 0
2943 | 1520.027 | 443.07 | 1283.4048 | 1283.4048 | 0 | 0 | 0 | 284.564 | 0 | 0
2944 | 1553.305 | 118.9 | 335.5641 | 335.5641 | 0 | 0 | 0 | 1230.276 | 0 | 0
2945 | 1531.346 | 13.71 | 21.6882 | 21.6882 | 0 | 0 | 0 | 1510.468 | 0 | 0
2946 | 1537.263 | 5.87 | 0 | 0 | 0 | 0 | 0 | 1537.263 | 0 | 0
2947 | 1394.4 | 0 | 0 | 0 | 0 | 0 | 0 | 568.8 | 0 | 857.6372
2948 | 1347.2 | 0 | 0 | 0 | 0 | 0 | 0 | 167.579 | 0 | 1225.3959
2949 | 1466.4 | 0 | 0 | 0 | 0 | 0 | 0 | 286.779 | 0 | 1225.3959
2950 | 1319.2 | 0 | 0 | 0 | 0 | 0 | 0 | 139.579 | 0 | 1225.3959
2951 | 1240 | 0 | 0 | 0 | 0 | 0 | 0 | 60.379 | 0 | 1225.3959
2952 | 0 | 0 | 0 | 0 | 0 | 0 | 0 | 0 | 0 | 0
2953 | 0 | 0 | 0 | 0 | 0 | 0 | 0 | 0 | 0 | 0
2954 | 0 | 0 | 0 | 0 | 0 | 0 | 0 | 0 | 0 | 0
2955 | 0 | 0 | 0 | 0 | 0 | 0 | 0 | 0 | 0 | 0
2956 | 0 | 0 | 0 | 0 | 0 | 0 | 0 | 0 | 0 | 0
2957 | 0 | 0 | 0 | 0 | 0 | 0 | 0 | 0 | 0 | 0
2958 | 0 | 0 | 0 | 0 | 0 | 0 | 0 | 0 | 0 | 0
2959 | 1206.214 | 130.55 | 312.5067 | 0 | -312.5067 | 0 | 0 | 1206.214 | 0 | 0
2960 | 1033.754 | 294.32 | 881.7406 | 175.6141 | -706.1265 | 0 | 0 | 864.7 | 0 | 0
2961 | 1422.494 | 589.65 | 1765.2555 | 1477.6935 | -287.5619 | 0 | 0 | 0 | 0 | 0
2962 | 1530.86 | 653.53 | 1884.8385 | 1590.2646 | -294.5739 | 0 | 0 | 0 | 0 | 0
2963 | 1656.662 | 908.3 | 2587.2762 | 1720.9484 | -866.3278 | 0 | 0 | 0 | 0 | 0
2964 | 1345.486 | 813.12 | 2287.7639 | 1397.6972 | -890.0666 | 0 | 0 | 0 | 0 | 0
2965 | 1497.656 | 216.08 | 613.4838 | 613.4838 | 0 | 0 | 0 | 907.089 | 0 | 0
2966 | 1691.038 | 74.3 | 194.3531 | 194.3531 | 0 | 0 | 0 | 1503.945 | 0 | 0
2967 | 1889.882 | 132.3 | 370.497 | 370.497 | 0 | 0 | 0 | 1533.225 | 0 | 0
2968 | 1787.216 | 255.4 | 750.1593 | 750.1593 | 0 | 0 | 0 | 1065.079 | 0 | 0
2969 | 1100.388 | 151.86 | 441.5253 | 441.5253 | 0 | 0 | 0 | 675.356 | 0 | 0
2970 | 1874.444 | 38.93 | 92.8432 | 92.8432 | 0 | 0 | 0 | 1785.069 | 0 | 0
2971 | 1314.638 | 0 | 0 | 0 | 0 | 0 | 0 | 1314.638 | 0 | 0
2972 | 1416 | 0 | 0 | 0 | 0 | 0 | 0 | 1416 | 0 | 0
2973 | 988.8 | 0 | 0 | 0 | 0 | 0 | 0 | 988.8 | 0 | 0
2974 | 963.2 | 0 | 0 | 0 | 0 | 0 | 0 | 963.2 | 0 | 0
2975 | 1384 | 0 | 0 | 0 | 0 | 0 | 0 | 1384 | 0 | 0
2976 | 0 | 0 | 0 | 0 | 0 | 0 | 0 | 0 | 0 | 0
2977 | 0 | 0 | 0 | 0 | 0 | 0 | 0 | 0 | 0 | 0
2978 | 0 | 0 | 0 | 0 | 0 | 0 | 0 | 0 | 0 | 0
2979 | 0 | 0 | 0 | 0 | 0 | 0 | 0 | 0 | 0 | 0
2980 | 0 | 0 | 0 | 0 | 0 | 0 | 0 | 0 | 0 | 0
2981 | 0 | 0 | 0 | 0 | 0 | 0 | 0 | 0 | 0 | 0
2982 | 0 | 0 | 0 | 0 | 0 | 0 | 0 | 0 | 0 | 0
2983 | 1212.52 | 132.77 | 313.2609 | 313.2609 | 0 | 0 | 0 | 910.961 | 0 | 0
2984 | 1002.061 | 367.38 | 1101.2577 | 1040.9457 | -60.312 | 0 | 0 | 0 | 0 | 0
2985 | 965.107 | 262.56 | 771.0975 | 771.0975 | 0 | 0 | 0 | 222.814 | 0 | 0
2986 | 1411.917 | 787.42 | 2303.5558 | 1466.7061 | -836.8497 | 0 | 0 | 0 | 0 | 0
2987 | 1427.898 | 504.63 | 1445.4916 | 1445.4916 | 0 | 0 | 0 | 36.403 | 0 | 0
2988 | 1337.421 | 398.64 | 1136.1511 | 1136.1511 | 0 | 0 | 0 | 243.711 | 0 | 0
2989 | 1072.122 | 540.58 | 1537.4425 | 1113.7254 | -423.717 | 0 | 0 | 0 | 0 | 0
2990 | 1193.708 | 684.42 | 1953.0173 | 1240.0295 | -712.9878 | 0 | 0 | 0 | 0 | 0
2991 | 980.197 | 646.88 | 1876.2954 | 1018.2333 | -858.0621 | 0 | 0 | 0 | 0 | 0
2992 | 1206.253 | 474.81 | 1413.3593 | 1253.0613 | -160.298 | 0 | 0 | 0 | 0 | 0
2993 | 1386.057 | 158.75 | 461.2376 | 461.2376 | 0 | 0 | 0 | 942.049 | 0 | 0
2994 | 1219.223 | 40.79 | 97.8544 | 97.8544 | 0 | 0 | 0 | 1125.024 | 0 | 0
2995 | 1409.584 | 0 | 0 | 0 | 0 | 0 | 0 | 583.984 | 0 | 857.6372
2996 | 1578.4 | 0 | 0 | 0 | 0 | 0 | 0 | 398.779 | 0 | 1225.3959
2997 | 1444.8 | 0 | 0 | 0 | 0 | 0 | 0 | 265.179 | 0 | 1225.3959
2998 | 1684 | 0 | 0 | 0 | 0 | 0 | 0 | 504.379 | 0 | 1225.3959
2999 | 1376.8 | 0 | 0 | 0 | 0 | 0 | 0 | 197.179 | 0 | 1225.3959
3000 | 0 | 0 | 0 | 0 | 0 | 0 | 0 | 0 | 0 | 0
3001 | 0 | 0 | 0 | 0 | 0 | 0 | 0 | 0 | 0 | 0
3002 | 0 | 0 | 0 | 0 | 0 | 0 | 0 | 0 | 0 | 0
3003 | 0 | 0 | 0 | 0 | 0 | 0 | 0 | 0 | 0 | 0
3004 | 0 | 0 | 0 | 0 | 0 | 0 | 0 | 0 | 0 | 0
3005 | 0 | 0 | 0 | 0 | 0 | 0 | 0 | 0 | 0 | 0
3006 | 0 | 0 | 0 | 0 | 0 | 0 | 0 | 0 | 0 | 0
3007 | 781.83 | 72.02 | 197.3521 | 0 | -197.3521 | 0 | 0 | 781.83 | 0 | 0
3008 | 709.607 | 362.62 | 1080.9418 | 0 | -1080.9418 | 0 | 0 | 709.607 | 0 | 0
3009 | 1534.229 | 590.3 | 1761.2675 | 1106.8433 | -654.4241 | 0 | 0 | 468.732 | 0 | 0
3010 | 1020.516 | 780.43 | 2252.2045 | 1060.1169 | -1192.0877 | 0 | 0 | 0 | 0 | 0
3011 | 1287.992 | 628.49 | 1776.6387 | 1337.9722 | -438.6665 | 0 | 0 | 0 | 0 | 0
3012 | 1475.707 | 972.31 | 2699.9553 | 1532.9714 | -1166.9839 | 0 | 0 | 0 | 0 | 0
3013 | 1238.1 | 958.47 | 2674.085 | 1286.1452 | -1225.3959 | 0 | 162.5439 | 0 | 0 | 0
3014 | 1241.662 | 598.85 | 1703.0362 | 1289.8444 | -413.1919 | 0 | 0 | 0 | 0 | 0
3015 | 1191.082 | 440.55 | 1277.6478 | 1237.3016 | -40.3461 | 0 | 0 | 0 | 0 | 0
3016 | 1159.838 | 365.2 | 1079.2839 | 1079.2839 | 0 | 0 | 0 | 120.871 | 0 | 0
3017 | 1030.094 | 179.51 | 525.5677 | 525.5677 | 0 | 0 | 0 | 524.159 | 0 | 0
3018 | 1147.534 | 46.15 | 112.7301 | 112.7301 | 0 | 0 | 0 | 1039.015 | 0 | 0
3019 | 1455.483 | 0 | 0 | 0 | 0 | 0 | 0 | 570.64 | 0 | 919.1791
3020 | 1283.2 | 0 | 0 | 0 | 0 | 0 | 0 | 103.579 | 0 | 1225.3959
3021 | 1238.4 | 0 | 0 | 0 | 0 | 0 | 0 | 58.779 | 0 | 1225.3959
3022 | 1134.4 | 0 | 0 | 0 | 0 | 0 | 0 | 0 | 0 | 1178.4201
3023 | 1165.6 | 0 | 0 | 0 | 0 | 0 | 0 | 0 | 0 | 1210.8308
3024 | 0 | 0 | 0 | 0 | 0 | 0 | 0 | 0 | 0 | 0
3025 | 0 | 0 | 0 | 0 | 0 | 0 | 0 | 0 | 0 | 0
3026 | 0 | 0 | 0 | 0 | 0 | 0 | 0 | 0 | 0 | 0
3027 | 0 | 0 | 0 | 0 | 0 | 0 | 0 | 0 | 0 | 0
3028 | 0 | 0 | 0 | 0 | 0 | 0 | 0 | 0 | 0 | 0
3029 | 0 | 0 | 0 | 0 | 0 | 0 | 0 | 0 | 0 | 0
3030 | 0 | 0 | 0 | 0 | 0 | 0 | 0 | 0 | 0 | 0
3031 | 1273.643 | 128.72 | 318.5973 | 0 | -318.5973 | 0 | 0 | 1273.643 | 0 | 0
3032 | 802.242 | 356.92 | 1064.6824 | 0 | -1064.6824 | 0 | 0 | 802.242 | 0 | 0
3033 | 1200.115 | 415.4 | 1221.7923 | 343.0549 | -878.7374 | 0 | 0 | 869.874 | 0 | 0
3034 | 1471.92 | 774.65 | 2214.6413 | 1529.0375 | -685.6039 | 0 | 0 | 0 | 0 | 0
3035 | 1380.935 | 895.25 | 2469.4757 | 1434.5218 | -1034.9539 | 0 | 0 | 0 | 0 | 0
3036 | 1423.39 | 957.41 | 2583.2217 | 1478.6243 | -1104.5974 | 0 | 0 | 0 | 0 | 0
3037 | 1393.065 | 758.23 | 2060.0142 | 1447.1225 | -612.8917 | 0 | 0 | 0 | 0 | 0
3038 | 1542.057 | 767.84 | 2098.8271 | 1601.8961 | -496.9309 | 0 | 0 | 0 | 0 | 0
3039 | 1458.87 | 611.72 | 1727.8782 | 1515.4811 | -212.3971 | 0 | 0 | 0 | 0 | 0
3040 | 2088.377 | 79.04 | 212.1281 | 212.1281 | 0 | 0 | 0 | 1884.173 | 0 | 0
3041 | 1746.298 | 78.5 | 213.9533 | 213.9533 | 0 | 0 | 0 | 1540.337 | 0 | 0
3042 | 1528.475 | 21.55 | 42.3926 | 42.3926 | 0 | 0 | 0 | 1487.666 | 0 | 0
3043 | 1628.348 | 0 | 0 | 0 | 0 | 0 | 0 | 802.748 | 0 | 857.6372
3044 | 1763.2 | 0 | 0 | 0 | 0 | 0 | 0 | 583.579 | 0 | 1225.3959
3045 | 1925.6 | 0 | 0 | 0 | 0 | 0 | 0 | 745.979 | 0 | 1225.3959
3046 | 2003.2 | 0 | 0 | 0 | 0 | 0 | 0 | 823.579 | 0 | 1225.3959
3047 | 1744 | 0 | 0 | 0 | 0 | 0 | 0 | 564.379 | 0 | 1225.3959
3048 | 0 | 0 | 0 | 0 | 0 | 0 | 0 | 0 | 0 | 0
3049 | 0 | 0 | 0 | 0 | 0 | 0 | 0 | 0 | 0 | 0
3050 | 0 | 0 | 0 | 0 | 0 | 0 | 0 | 0 | 0 | 0
3051 | 0 | 0 | 0 | 0 | 0 | 0 | 0 | 0 | 0 | 0
3052 | 0 | 0 | 0 | 0 | 0 | 0 | 0 | 0 | 0 | 0
3053 | 0 | 0 | 0 | 0 | 0 | 0 | 0 | 0 | 0 | 0
3054 | 0 | 0 | 0 | 0 | 0 | 0 | 0 | 0 | 0 | 0
3055 | 1371.414 | 75.2 | 206.4541 | 0 | -206.4541 | 0 | 0 | 1371.414 | 0 | 0
3056 | 1360.451 | 212.16 | 627.6323 | 0 | -627.6323 | 0 | 0 | 1360.451 | 0 | 0
3057 | 1498.823 | 338.6 | 989.7815 | 0 | -989.7815 | 0 | 0 | 1498.823 | 0 | 0
3058 | 2067.103 | 592.58 | 1678.1299 | 452.734 | -1225.3959 | 0 | 0 | 1631.282 | 0 | 0
3059 | 1900.996 | 880.73 | 2432.0185 | 1206.6226 | -1225.3959 | 0 | 0 | 739.447 | 0 | 0
3060 | 2047.677 | 941.6 | 2587.9743 | 1362.5784 | -1225.3959 | 0 | 0 | 735.998 | 0 | 0
3061 | 1737.954 | 817.86 | 2259.2746 | 1451.6767 | -807.598 | 0 | 0 | 340.504 | 0 | 0
3062 | 1834.925 | 712.11 | 2007.8652 | 1906.1288 | -101.7364 | 0 | 0 | 0 | 0 | 0
3063 | 1799.821 | 245.16 | 706.382 | 706.382 | 0 | 0 | 0 | 1119.826 | 0 | 0
3064 | 1674.824 | 50.57 | 128.2997 | 128.2997 | 0 | 0 | 0 | 1551.317 | 0 | 0
3065 | 1838.59 | 80.77 | 222.191 | 222.191 | 0 | 0 | 0 | 1624.699 | 0 | 0
3066 | 1892.738 | 22.53 | 45.4436 | 45.4436 | 0 | 0 | 0 | 1848.992 | 0 | 0
3067 | 1857.119 | 0 | 0 | 0 | 0 | 0 | 0 | 1031.519 | 0 | 857.6372
3068 | 1924 | 0 | 0 | 0 | 0 | 0 | 0 | 744.379 | 0 | 1225.3959
3069 | 1824.8 | 0 | 0 | 0 | 0 | 0 | 0 | 645.179 | 0 | 1225.3959
3070 | 2112.8 | 0 | 0 | 0 | 0 | 0 | 0 | 933.179 | 0 | 1225.3959
3071 | 1693.6 | 0 | 0 | 0 | 0 | 0 | 0 | 513.979 | 0 | 1225.3959
3072 | 0 | 0 | 0 | 0 | 0 | 0 | 0 | 0 | 0 | 0
3073 | 0 | 0 | 0 | 0 | 0 | 0 | 0 | 0 | 0 | 0
3074 | 0 | 0 | 0 | 0 | 0 | 0 | 0 | 0 | 0 | 0
3075 | 0 | 0 | 0 | 0 | 0 | 0 | 0 | 0 | 0 | 0
3076 | 0 | 0 | 0 | 0 | 0 | 0 | 0 | 0 | 0 | 0
3077 | 0 | 0 | 0 | 0 | 0 | 0 | 0 | 0 | 0 | 0
3078 | 0 | 0 | 0 | 0 | 0 | 0 | 0 | 0 | 0 | 0
3079 | 1151.437 | 128.43 | 320.8712 | 0 | -320.8712 | 0 | 0 | 1151.437 | 0 | 0
3080 | 1016.173 | 352.73 | 1056.7979 | 0 | -1056.7979 | 0 | 0 | 1016.173 | 0 | 0
3081 | 1393.713 | 577.1 | 1733.8939 | 508.498 | -1225.3959 | 0 | 0 | 904.211 | 0 | 0
3082 | 1742.288 | 764.97 | 2226.6593 | 1567.4099 | -659.2494 | 0 | 0 | 233.429 | 0 | 0
3083 | 1918.198 | 561.06 | 1605.8914 | 1605.8914 | 0 | 0 | 0 | 372.295 | 0 | 0
3084 | 1389.518 | 955.99 | 2677.8745 | 1443.4389 | -1225.3959 | 0 | 9.0397 | 0 | 0 | 0
3085 | 1454.847 | 941.51 | 2640.2708 | 1511.302 | -1128.9688 | 0 | 0 | 0 | 0 | 0
3086 | 1572.945 | 852.24 | 2426.6936 | 1633.9827 | -792.7109 | 0 | 0 | 0 | 0 | 0
3087 | 1407.007 | 278.82 | 807.4349 | 807.4349 | 0 | 0 | 0 | 629.734 | 0 | 0
3088 | 1270.866 | 67.96 | 180.7624 | 180.7624 | 0 | 0 | 0 | 1096.856 | 0 | 0
3089 | 1921.03 | 34.3 | 82.1341 | 82.1341 | 0 | 0 | 0 | 1841.964 | 0 | 0
3090 | 1338.785 | 10.77 | 12.4314 | 12.4314 | 0 | 0 | 0 | 1326.818 | 0 | 0
3091 | 1455.323 | 0 | 0 | 0 | 0 | 0 | 0 | 629.723 | 0 | 857.6372
3092 | 1472 | 0 | 0 | 0 | 0 | 0 | 0 | 292.379 | 0 | 1225.3959
3093 | 1682.4 | 0 | 0 | 0 | 0 | 0 | 0 | 502.779 | 0 | 1225.3959
3094 | 1751.2 | 0 | 0 | 0 | 0 | 0 | 0 | 571.579 | 0 | 1225.3959
3095 | 1388 | 0 | 0 | 0 | 0 | 0 | 0 | 208.379 | 0 | 1225.3959
3096 | 0 | 0 | 0 | 0 | 0 | 0 | 0 | 0 | 0 | 0
3097 | 0 | 0 | 0 | 0 | 0 | 0 | 0 | 0 | 0 | 0
3098 | 0 | 0 | 0 | 0 | 0 | 0 | 0 | 0 | 0 | 0
3099 | 0 | 0 | 0 | 0 | 0 | 0 | 0 | 0 | 0 | 0
3100 | 0 | 0 | 0 | 0 | 0 | 0 | 0 | 0 | 0 | 0
3101 | 0 | 0 | 0 | 0 | 0 | 0 | 0 | 0 | 0 | 0
3102 | 0 | 0 | 0 | 0 | 0 | 0 | 0 | 0 | 0 | 0
3103 | 596.8 | 128.37 | 318.6772 | 318.6772 | 0 | 0 | 0 | 290.027 | 0 | 0
3104 | 559.198 | 212.02 | 627.8235 | 580.8975 | -46.9259 | 0 | 0 | 0 | 0 | 0
3105 | 533.643 | 436.27 | 1278.699 | 554.3509 | -724.3482 | 0 | 0 | 0 | 0 | 0
3106 | 918.03 | 503 | 1443.9126 | 953.6539 | -490.2587 | 0 | 0 | 0 | 0 | 0
3107 | 967.693 | 594.24 | 1682.8356 | 1005.2441 | -677.5916 | 0 | 0 | 0 | 0 | 0
3108 | 627.109 | 796.48 | 2218.6241 | 651.4438 | -1225.3959 | 0 | 341.7844 | 0 | 0 | 0
3109 | 812.063 | 777.83 | 2178.0297 | 843.5749 | -1225.3959 | 0 | 109.0589 | 0 | 0 | 0
3110 | 905.477 | 699.2 | 1986.1729 | 940.6138 | -1045.5591 | 0 | 0 | 0 | 0 | 0
3111 | 596.201 | 514.38 | 1493.0097 | 619.3364 | -873.6732 | 0 | 0 | 0 | 0 | 0
3112 | 817.356 | 31.38 | 71.4843 | 71.4843 | 0 | 0 | 0 | 748.542 | 0 | 0
3113 | 855.171 | 14.69 | 24.3704 | 24.3704 | 0 | 0 | 0 | 831.711 | 0 | 0
3114 | 864.861 | 5.87 | 0 | 0 | 0 | 0 | 0 | 864.861 | 0 | 0
3115 | 824.194 | 0 | 0 | 0 | 0 | 0 | 0 | 0 | 0 | 856.1766
3116 | 626.4 | 0 | 0 | 0 | 0 | 0 | 0 | 0 | 0 | 650.7073
3117 | 780 | 0 | 0 | 0 | 0 | 0 | 0 | 0 | 0 | 810.2677
3118 | 831.2 | 0 | 0 | 0 | 0 | 0 | 0 | 0 | 0 | 863.4545
3119 | 764 | 0 | 0 | 0 | 0 | 0 | 0 | 0 | 0 | 793.6468
3120 | 0 | 0 | 0 | 0 | 0 | 0 | 0 | 0 | 0 | 0
3121 | 0 | 0 | 0 | 0 | 0 | 0 | 0 | 0 | 0 | 0
3122 | 0 | 0 | 0 | 0 | 0 | 0 | 0 | 0 | 0 | 0
3123 | 0 | 0 | 0 | 0 | 0 | 0 | 0 | 0 | 0 | 0
3124 | 0 | 0 | 0 | 0 | 0 | 0 | 0 | 0 | 0 | 0
3125 | 0 | 0 | 0 | 0 | 0 | 0 | 0 | 0 | 0 | 0
3126 | 0 | 0 | 0 | 0 | 0 | 0 | 0 | 0 | 0 | 0
3127 | 1606.824 | 85.52 | 237.5466 | 237.5466 | 0 | 0 | 0 | 198.53 | 0 | 1225.3959
3128 | 1031.203 | 292.88 | 878.4829 | 878.4829 | 0 | 0 | 0 | 0 | 0 | 192.7357
3129 | 1251.649 | 427.28 | 1265.4668 | 1265.4668 | 0 | 0 | 0 | 0 | 0 | 34.7522
3130 | 1182.361 | 623.89 | 1808.7907 | 1228.2422 | -580.5485 | 0 | 0 | 0 | 0 | 0
3131 | 1327.158 | 739.57 | 2110.096 | 1378.658 | -731.438 | 0 | 0 | 0 | 0 | 0
3132 | 662.126 | 776.07 | 2199.4436 | 687.8196 | -1225.3959 | 0 | 286.2281 | 0 | 0 | 0
3133 | 803.013 | 795.79 | 2259.3899 | 834.1737 | -1225.3959 | 0 | 199.8203 | 0 | 0 | 0
3134 | 839.44 | 679.3 | 1951.1766 | 872.0143 | -1079.1623 | 0 | 0 | 0 | 0 | 0
3135 | 881.612 | 614.63 | 1793.9067 | 915.8227 | -878.084 | 0 | 0 | 0 | 0 | 0
3136 | 723.729 | 394.34 | 1171.8455 | 751.8131 | -420.0324 | 0 | 0 | 0 | 0 | 0
3137 | 1037.81 | 177.47 | 519.4491 | 519.4491 | 0 | 0 | 0 | 537.765 | 0 | 0
3138 | 1280.783 | 46.03 | 112.6428 | 112.6428 | 0 | 0 | 0 | 1172.348 | 0 | 0
3139 | 1299.258 | 0 | 0 | 0 | 0 | 0 | 0 | 1299.258 | 0 | 0
3140 | 1091.2 | 0 | 0 | 0 | 0 | 0 | 0 | 1091.2 | 0 | 0
3141 | 1475.2 | 0 | 0 | 0 | 0 | 0 | 0 | 1475.2 | 0 | 0
3142 | 901.6 | 0 | 0 | 0 | 0 | 0 | 0 | 901.6 | 0 | 0
3143 | 1424.8 | 0 | 0 | 0 | 0 | 0 | 0 | 1234.226 | 0 | 197.9692
3144 | 0 | 0 | 0 | 0 | 0 | 0 | 0 | 0 | 0 | 0
3145 | 0 | 0 | 0 | 0 | 0 | 0 | 0 | 0 | 0 | 0
3146 | 0 | 0 | 0 | 0 | 0 | 0 | 0 | 0 | 0 | 0
3147 | 0 | 0 | 0 | 0 | 0 | 0 | 0 | 0 | 0 | 0
3148 | 0 | 0 | 0 | 0 | 0 | 0 | 0 | 0 | 0 | 0
3149 | 0 | 0 | 0 | 0 | 0 | 0 | 0 | 0 | 0 | 0
3150 | 0 | 0 | 0 | 0 | 0 | 0 | 0 | 0 | 0 | 0
3151 | 1360.959 | 108.71 | 299.9528 | 299.9528 | 0 | 0 | 0 | 0 | 0 | 1113.8179
3152 | 1089.279 | 295.6 | 888.9509 | 888.9509 | 0 | 0 | 0 | 0 | 0 | 242.5973
3153 | 1352.296 | 576.63 | 1736.199 | 1404.7715 | -331.4275 | 0 | 0 | 0 | 0 | 0
3154 | 1592.847 | 761.21 | 2230.8966 | 1654.657 | -576.2395 | 0 | 0 | 0 | 0 | 0
3155 | 1626.609 | 673.47 | 1935.9841 | 1689.7292 | -246.2549 | 0 | 0 | 0 | 0 | 0
3156 | 1541.713 | 638.31 | 1834.5261 | 1601.5388 | -232.9873 | 0 | 0 | 0 | 0 | 0
3157 | 1622.298 | 706.56 | 2028.2039 | 1685.2509 | -342.9531 | 0 | 0 | 0 | 0 | 0
3158 | 1448.694 | 496.42 | 1447.8487 | 1447.8487 | 0 | 0 | 0 | 54.93 | 0 | 0
3159 | 1620.387 | 385.68 | 1137.3645 | 1137.3645 | 0 | 0 | 0 | 525.509 | 0 | 0
3160 | 1509.994 | 251.99 | 748.679 | 748.679 | 0 | 0 | 0 | 789.282 | 0 | 0
3161 | 1315.27 | 190.5 | 565.1586 | 565.1586 | 0 | 0 | 0 | 771.223 | 0 | 0
3162 | 1693.54 | 49.29 | 122.6735 | 122.6735 | 0 | 0 | 0 | 1575.449 | 0 | 0
3163 | 1887.87 | 0 | 0 | 0 | 0 | 0 | 0 | 1062.27 | 0 | 857.6372
3164 | 1574.4 | 0 | 0 | 0 | 0 | 0 | 0 | 394.779 | 0 | 1225.3959
3165 | 1738.4 | 0 | 0 | 0 | 0 | 0 | 0 | 558.779 | 0 | 1225.3959
3166 | 1488 | 0 | 0 | 0 | 0 | 0 | 0 | 308.379 | 0 | 1225.3959
3167 | 1567.2 | 0 | 0 | 0 | 0 | 0 | 0 | 387.579 | 0 | 1225.3959
3168 | 0 | 0 | 0 | 0 | 0 | 0 | 0 | 0 | 0 | 0
3169 | 0 | 0 | 0 | 0 | 0 | 0 | 0 | 0 | 0 | 0
3170 | 0 | 0 | 0 | 0 | 0 | 0 | 0 | 0 | 0 | 0
3171 | 0 | 0 | 0 | 0 | 0 | 0 | 0 | 0 | 0 | 0
3172 | 0 | 0 | 0 | 0 | 0 | 0 | 0 | 0 | 0 | 0
3173 | 0 | 0 | 0 | 0 | 0 | 0 | 0 | 0 | 0 | 0
3174 | 0 | 0 | 0 | 0 | 0 | 0 | 0 | 0 | 0 | 0
3175 | 1222.398 | 109.4 | 302.7659 | 0 | -302.7659 | 0 | 0 | 1222.398 | 0 | 0
3176 | 1224.246 | 289.21 | 866.7901 | 0 | -866.7901 | 0 | 0 | 1224.246 | 0 | 0
3177 | 1405.356 | 582.37 | 1746.3918 | 520.9959 | -1225.3959 | 0 | 0 | 903.822 | 0 | 0
3178 | 1702.904 | 768.03 | 2239.6817 | 1040.3349 | -1199.3468 | 0 | 0 | 701.431 | 0 | 0
3179 | 1163.639 | 754.55 | 2147.1201 | 1208.7937 | -938.3264 | 0 | 0 | 0 | 0 | 0
3180 | 1654.093 | 744.09 | 2106.2514 | 1718.2797 | -387.9718 | 0 | 0 | 0 | 0 | 0
3181 | 1527.881 | 817.98 | 2297.9182 | 1587.17 | -710.7481 | 0 | 0 | 0 | 0 | 0
3182 | 1582.693 | 846.62 | 2422.1551 | 1644.109 | -778.0461 | 0 | 0 | 0 | 0 | 0
3183 | 1693.198 | 607.43 | 1755.0149 | 1755.0149 | 0 | 0 | 0 | 3.742 | 0 | 0
3184 | 1547.887 | 312.74 | 918.0666 | 918.0666 | 0 | 0 | 0 | 664.115 | 0 | 0
3185 | 1494.49 | 197.75 | 577.1142 | 577.1142 | 0 | 0 | 0 | 938.934 | 0 | 0
3186 | 1557.6 | 51.69 | 126.9825 | 126.9825 | 0 | 0 | 0 | 1435.361 | 0 | 0
3187 | 1736.8 | 0 | 0 | 0 | 0 | 0 | 0 | 911.2 | 0 | 857.6372
3188 | 1518.4 | 0 | 0 | 0 | 0 | 0 | 0 | 338.779 | 0 | 1225.3959
3189 | 1556 | 0 | 0 | 0 | 0 | 0 | 0 | 376.379 | 0 | 1225.3959
3190 | 1313.6 | 0 | 0 | 0 | 0 | 0 | 0 | 133.979 | 0 | 1225.3959
3191 | 1468.8 | 0 | 0 | 0 | 0 | 0 | 0 | 289.179 | 0 | 1225.3959
3192 | 0 | 0 | 0 | 0 | 0 | 0 | 0 | 0 | 0 | 0
3193 | 0 | 0 | 0 | 0 | 0 | 0 | 0 | 0 | 0 | 0
3194 | 0 | 0 | 0 | 0 | 0 | 0 | 0 | 0 | 0 | 0
3195 | 0 | 0 | 0 | 0 | 0 | 0 | 0 | 0 | 0 | 0
3196 | 0 | 0 | 0 | 0 | 0 | 0 | 0 | 0 | 0 | 0
3197 | 0 | 0 | 0 | 0 | 0 | 0 | 0 | 0 | 0 | 0
3198 | 0 | 0 | 0 | 0 | 0 | 0 | 0 | 0 | 0 | 0
3199 | 1067.464 | 120.17 | 329.0809 | 0 | -329.0809 | 0 | 0 | 1067.464 | 0 | 0
3200 | 1283.562 | 309.03 | 926.8631 | 0 | -926.8631 | 0 | 0 | 1283.562 | 0 | 0
3201 | 1599.831 | 447.34 | 1323.1152 | 97.7193 | -1225.3959 | 0 | 0 | 1505.762 | 0 | 0
3202 | 1734.369 | 748.59 | 2178.5616 | 1370.1575 | -808.4041 | 0 | 0 | 415.394 | 0 | 0
3203 | 1623.038 | 889.39 | 2541.4992 | 1686.0196 | -855.4796 | 0 | 0 | 0 | 0 | 0
3204 | 1636.443 | 949.59 | 2693.1657 | 1699.9448 | -993.221 | 0 | 0 | 0 | 0 | 0
3205 | 1725.917 | 939.27 | 2664.9268 | 1792.8908 | -872.0361 | 0 | 0 | 0 | 0 | 0
3206 | 2012.075 | 853.26 | 2449.727 | 2090.1531 | -359.574 | 0 | 0 | 0 | 0 | 0
3207 | 1948.007 | 704.95 | 2062.9343 | 2023.5989 | -39.3354 | 0 | 0 | 0 | 0 | 0
3208 | 1556.628 | 505.8 | 1515.4125 | 1515.4125 | 0 | 0 | 0 | 97.824 | 0 | 0
3209 | 1721.903 | 277.05 | 782.7435 | 782.7435 | 0 | 0 | 0 | 968.399 | 0 | 0
3210 | 1737.852 | 66.48 | 129.9347 | 129.9347 | 0 | 0 | 0 | 1612.771 | 0 | 0
3211 | 1568.995 | 0 | 0 | 0 | 0 | 0 | 0 | 743.395 | 0 | 857.6372
3212 | 1459.2 | 0 | 0 | 0 | 0 | 0 | 0 | 279.579 | 0 | 1225.3959
3213 | 1577.6 | 0 | 0 | 0 | 0 | 0 | 0 | 397.979 | 0 | 1225.3959
3214 | 1764.8 | 0 | 0 | 0 | 0 | 0 | 0 | 585.179 | 0 | 1225.3959
3215 | 1724 | 0 | 0 | 0 | 0 | 0 | 0 | 544.379 | 0 | 1225.3959
3216 | 0 | 0 | 0 | 0 | 0 | 0 | 0 | 0 | 0 | 0
3217 | 0 | 0 | 0 | 0 | 0 | 0 | 0 | 0 | 0 | 0
3218 | 0 | 0 | 0 | 0 | 0 | 0 | 0 | 0 | 0 | 0
3219 | 0 | 0 | 0 | 0 | 0 | 0 | 0 | 0 | 0 | 0
3220 | 0 | 0 | 0 | 0 | 0 | 0 | 0 | 0 | 0 | 0
3221 | 0 | 0 | 0 | 0 | 0 | 0 | 0 | 0 | 0 | 0
3222 | 0 | 0 | 0 | 0 | 0 | 0 | 0 | 0 | 0 | 0
3223 | 1482.886 | 43.13 | 110.7626 | 0 | -110.7626 | 0 | 0 | 1482.886 | 0 | 0
3224 | 905.259 | 120.25 | 347.3202 | 0 | -347.3202 | 0 | 0 | 905.259 | 0 | 0
3225 | 1293.998 | 288.91 | 853.5339 | 0 | -853.5339 | 0 | 0 | 1293.998 | 0 | 0
3226 | 1538.464 | 435.37 | 1270.0531 | 44.6572 | -1225.3959 | 0 | 0 | 1495.475 | 0 | 0
3227 | 1566.084 | 603.42 | 1730.5126 | 505.1167 | -1225.3959 | 0 | 0 | 1079.836 | 0 | 0
3228 | 1519.876 | 682.88 | 1943.2245 | 717.8286 | -1225.3959 | 0 | 0 | 828.862 | 0 | 0
3229 | 2001.861 | 508.1 | 1461.0695 | 235.6736 | -1225.3959 | 0 | 0 | 1774.992 | 0 | 0
3230 | 1474.906 | 121.78 | 337.6427 | 141.453 | -196.1897 | 0 | 0 | 1338.736 | 0 | 0
3231 | 1790.369 | 462.77 | 1351.6283 | 1351.6283 | 0 | 0 | 0 | 489.231 | 0 | 0
3232 | 1829.06 | 229.02 | 671.9737 | 671.9737 | 0 | 0 | 0 | 1182.188 | 0 | 0
3233 | 1677.484 | 27.43 | 62.1964 | 62.1964 | 0 | 0 | 0 | 1617.611 | 0 | 0
3234 | 2026.099 | 9.79 | 9.9673 | 9.9673 | 0 | 0 | 0 | 2016.504 | 0 | 0
3235 | 1587.2 | 0 | 0 | 0 | 0 | 0 | 0 | 761.6 | 0 | 857.6372
3236 | 1344 | 0 | 0 | 0 | 0 | 0 | 0 | 164.379 | 0 | 1225.3959
3237 | 1775.2 | 0 | 0 | 0 | 0 | 0 | 0 | 595.579 | 0 | 1225.3959
3238 | 1706.4 | 0 | 0 | 0 | 0 | 0 | 0 | 526.779 | 0 | 1225.3959
3239 | 1422.4 | 0 | 0 | 0 | 0 | 0 | 0 | 242.779 | 0 | 1225.3959
3240 | 0 | 0 | 0 | 0 | 0 | 0 | 0 | 0 | 0 | 0
3241 | 0 | 0 | 0 | 0 | 0 | 0 | 0 | 0 | 0 | 0
3242 | 0 | 0 | 0 | 0 | 0 | 0 | 0 | 0 | 0 | 0
3243 | 0 | 0 | 0 | 0 | 0 | 0 | 0 | 0 | 0 | 0
3244 | 0 | 0 | 0 | 0 | 0 | 0 | 0 | 0 | 0 | 0
3245 | 0 | 0 | 0 | 0 | 0 | 0 | 0 | 0 | 0 | 0
3246 | 0 | 0 | 0 | 0 | 0 | 0 | 0 | 0 | 0 | 0
3247 | 1055.099 | 79.42 | 220.0479 | 0 | -220.0479 | 0 | 0 | 1055.099 | 0 | 0
3248 | 1425.043 | 222.58 | 664.03 | 0 | -664.03 | 0 | 0 | 1425.043 | 0 | 0
3249 | 1508.333 | 449.72 | 1333.7567 | 108.3608 | -1225.3959 | 0 | 0 | 1404.02 | 0 | 0
3250 | 1700.252 | 643.82 | 1865.523 | 640.1271 | -1225.3959 | 0 | 0 | 1084.038 | 0 | 0
3251 | 1839.549 | 724.3 | 2067.0376 | 841.6417 | -1225.3959 | 0 | 0 | 1029.348 | 0 | 0
3252 | 1816.85 | 742.05 | 2107.7193 | 892.9742 | -1214.745 | 0 | 0 | 957.232 | 0 | 0
3253 | 1707.886 | 803.24 | 2273.9561 | 1774.1601 | -499.796 | 0 | 0 | 0 | 0 | 0
3254 | 1728.169 | 673.76 | 1929.8136 | 1795.2302 | -134.5834 | 0 | 0 | 0 | 0 | 0
3255 | 1703.789 | 550.6 | 1599.7842 | 1599.7842 | 0 | 0 | 0 | 163.765 | 0 | 0
3256 | 1569.14 | 458.58 | 1359.2937 | 1359.2937 | 0 | 0 | 0 | 260.623 | 0 | 0
3257 | 1690.426 | 219.28 | 643.0357 | 643.0357 | 0 | 0 | 0 | 1071.411 | 0 | 0
3258 | 1602.301 | 57.19 | 139.2393 | 139.2393 | 0 | 0 | 0 | 1468.263 | 0 | 0
3259 | 1476.806 | 0 | 0 | 0 | 0 | 0 | 0 | 651.206 | 0 | 857.6372
3260 | 1332.8 | 0 | 0 | 0 | 0 | 0 | 0 | 153.179 | 0 | 1225.3959
3261 | 1378.4 | 0 | 0 | 0 | 0 | 0 | 0 | 198.779 | 0 | 1225.3959
3262 | 1814.4 | 0 | 0 | 0 | 0 | 0 | 0 | 634.779 | 0 | 1225.3959
3263 | 1490.4 | 0 | 0 | 0 | 0 | 0 | 0 | 310.779 | 0 | 1225.3959
3264 | 0 | 0 | 0 | 0 | 0 | 0 | 0 | 0 | 0 | 0
3265 | 0 | 0 | 0 | 0 | 0 | 0 | 0 | 0 | 0 | 0
3266 | 0 | 0 | 0 | 0 | 0 | 0 | 0 | 0 | 0 | 0
3267 | 0 | 0 | 0 | 0 | 0 | 0 | 0 | 0 | 0 | 0
3268 | 0 | 0 | 0 | 0 | 0 | 0 | 0 | 0 | 0 | 0
3269 | 0 | 0 | 0 | 0 | 0 | 0 | 0 | 0 | 0 | 0
3270 | 0 | 0 | 0 | 0 | 0 | 0 | 0 | 0 | 0 | 0
3271 | 1106.227 | 89.01 | 247.6926 | 0 | -247.6926 | 0 | 0 | 1106.227 | 0 | 0
3272 | 998.236 | 244.02 | 729.4715 | 0 | -729.4715 | 0 | 0 | 998.236 | 0 | 0
3273 | 1435.791 | 572.73 | 1716.3277 | 490.9319 | -1225.3959 | 0 | 0 | 963.198 | 0 | 0
3274 | 1831.647 | 591.11 | 1716.7007 | 491.3048 | -1225.3959 | 0 | 0 | 1358.695 | 0 | 0
3275 | 1511.408 | 745.36 | 2129.4313 | 904.0354 | -1225.3959 | 0 | 0 | 641.143 | 0 | 0
3276 | 1131.45 | 690.92 | 1978.7049 | 753.309 | -1225.3959 | 0 | 0 | 406.281 | 0 | 0
3277 | 1343.015 | 295.76 | 858.462 | 825.1527 | -33.3093 | 0 | 0 | 548.686 | 0 | 0
3278 | 1463.195 | 653.73 | 1897.273 | 1519.9739 | -377.2991 | 0 | 0 | 0 | 0 | 0
3279 | 1538.188 | 583.09 | 1717.9109 | 1597.877 | -120.0339 | 0 | 0 | 0 | 0 | 0
3280 | 1937.529 | 132.69 | 382.2573 | 382.2573 | 0 | 0 | 0 | 1569.551 | 0 | 0
3281 | 1784.662 | 130.28 | 379.2302 | 379.2302 | 0 | 0 | 0 | 1419.598 | 0 | 0
3282 | 1641.186 | 42.66 | 105.4969 | 105.4969 | 0 | 0 | 0 | 1539.63 | 0 | 0
3283 | 1082.752 | 0 | 0 | 0 | 0 | 0 | 0 | 216.731 | 0 | 899.6267
3284 | 1290.4 | 0 | 0 | 0 | 0 | 0 | 0 | 110.779 | 0 | 1225.3959
3285 | 1324.8 | 0 | 0 | 0 | 0 | 0 | 0 | 145.179 | 0 | 1225.3959
3286 | 1139.2 | 0 | 0 | 0 | 0 | 0 | 0 | 0 | 0 | 1183.4064
3287 | 1259.2 | 0 | 0 | 0 | 0 | 0 | 0 | 79.579 | 0 | 1225.3959
3288 | 0 | 0 | 0 | 0 | 0 | 0 | 0 | 0 | 0 | 0
3289 | 0 | 0 | 0 | 0 | 0 | 0 | 0 | 0 | 0 | 0
3290 | 0 | 0 | 0 | 0 | 0 | 0 | 0 | 0 | 0 | 0
3291 | 0 | 0 | 0 | 0 | 0 | 0 | 0 | 0 | 0 | 0
3292 | 0 | 0 | 0 | 0 | 0 | 0 | 0 | 0 | 0 | 0
3293 | 0 | 0 | 0 | 0 | 0 | 0 | 0 | 0 | 0 | 0
3294 | 0 | 0 | 0 | 0 | 0 | 0 | 0 | 0 | 0 | 0
3295 | 1182.657 | 120.9 | 331.227 | 331.227 | 0 | 0 | 0 | 863.803 | 0 | 0
3296 | 936.672 | 307.86 | 928.5419 | 928.5419 | 0 | 0 | 0 | 42.816 | 0 | 0
3297 | 1006.925 | 330.42 | 981.2103 | 981.2103 | 0 | 0 | 0 | 62.368 | 0 | 0
3298 | 980.994 | 346.88 | 1012.7744 | 1012.7744 | 0 | 0 | 0 | 6.052 | 0 | 0
3299 | 1100.227 | 438.16 | 1262.3244 | 1142.921 | -119.4033 | 0 | 0 | 0 | 0 | 0
3300 | 1192.407 | 783.26 | 2173.2045 | 1238.6781 | -934.5264 | 0 | 0 | 0 | 0 | 0
3301 | 1178.5 | 782.88 | 2178.1564 | 1224.2314 | -953.9251 | 0 | 0 | 0 | 0 | 0
3302 | 1218.473 | 846.41 | 2388.1508 | 1265.7555 | -1122.3953 | 0 | 0 | 0 | 0 | 0
3303 | 1017.622 | 701.04 | 2033.3938 | 1057.1106 | -976.2832 | 0 | 0 | 0 | 0 | 0
3304 | 339.258 | 502.96 | 1504.9611 | 352.4228 | -1152.5383 | 0 | 0 | 0 | 0 | 0
3305 | 224.739 | 275.97 | 783.7397 | 233.4599 | -550.2798 | 0 | 0 | 0 | 0 | 0
3306 | 209.471 | 68.88 | 160.7883 | 160.7883 | 0 | 0 | 0 | 0 | 0 | 56.8112
3307 | 115.054 | 0 | 0 | 0 | 0 | 0 | 0 | 0 | 0 | 119.5186
3308 | 0 | 0 | 0 | 0 | 0 | 0 | 0 | 0 | 0 | 0
3309 | 0 | 0 | 0 | 0 | 0 | 0 | 0 | 0 | 0 | 0
3310 | 0 | 0 | 0 | 0 | 0 | 0 | 0 | 0 | 0 | 0
3311 | 0 | 0 | 0 | 0 | 0 | 0 | 0 | 0 | 0 | 0
3312 | 0 | 0 | 0 | 0 | 0 | 0 | 0 | 0 | 0 | 0
3313 | 0 | 0 | 0 | 0 | 0 | 0 | 0 | 0 | 0 | 0
3314 | 0 | 0 | 0 | 0 | 0 | 0 | 0 | 0 | 0 | 0
3315 | 0 | 0 | 0 | 0 | 0 | 0 | 0 | 0 | 0 | 0
3316 | 0 | 0 | 0 | 0 | 0 | 0 | 0 | 0 | 0 | 0
3317 | 0 | 0 | 0 | 0 | 0 | 0 | 0 | 0 | 0 | 0
3318 | 0 | 0 | 0 | 0 | 0 | 0 | 0 | 0 | 0 | 0
3319 | 79.923 | 79.57 | 220.9922 | 83.0244 | -137.9678 | 0 | 0 | 0 | 0 | 0
3320 | 156.96 | 353.68 | 1057.3775 | 163.0508 | -658.3072 | 0 | 236.0196 | 0 | 0 | 0
3321 | 637.627 | 573.54 | 1732.2069 | 662.37 | 0 | 0 | 1069.837 | 0 | 0 | 0
3322 | 1024.991 | 755.9 | 2225.3618 | 1064.7655 | 0 | 0 | 1160.5963 | 0 | 0 | 0
3323 | 1410.943 | 644.42 | 1861.3688 | 1465.6943 | 0 | 0 | 395.6745 | 0 | 0 | 0
3324 | 1071.439 | 687.46 | 1971.2452 | 1113.0159 | 0 | 0 | 858.2293 | 0 | 0 | 0
3325 | 1560.347 | 929.12 | 2660.1141 | 1620.8959 | 0 | 0 | 1039.2182 | 0 | 0 | 0
3326 | 1408.139 | 676.19 | 1951.6409 | 1462.7815 | 0 | 0 | 488.8594 | 0 | 0 | 0
3327 | 996.949 | 59.37 | 154.6708 | 154.6708 | 0 | 0 | 0 | 848.056 | 0 | 0
3328 | 1328.349 | 130.69 | 376.1117 | 376.1117 | 0 | 0 | 0 | 966.287 | 0 | 0
3329 | 1340.192 | 252.92 | 748.5014 | 748.5014 | 0 | 0 | 0 | 619.651 | 0 | 0
3330 | 1479.054 | 67.49 | 135.4539 | 135.4539 | 0 | 0 | 0 | 1348.66 | 0 | 0
3331 | 1458.236 | 0 | 0 | 0 | 0 | 0 | 0 | 510.615 | 0 | 984.3932
3332 | 1057.6 | 0 | 0 | 0 | 0 | 0 | 0 | 0 | 0 | 1098.6399
3333 | 1518.4 | 0 | 0 | 0 | 0 | 0 | 0 | 338.779 | 0 | 1225.3959
3334 | 1292 | 0 | 0 | 0 | 0 | 0 | 0 | 112.379 | 0 | 1225.3959
3335 | 1396.8 | 0 | 0 | 0 | 0 | 0 | 0 | 217.179 | 0 | 1225.3959
3336 | 0 | 0 | 0 | 0 | 0 | 0 | 0 | 0 | 0 | 0
3337 | 0 | 0 | 0 | 0 | 0 | 0 | 0 | 0 | 0 | 0
3338 | 0 | 0 | 0 | 0 | 0 | 0 | 0 | 0 | 0 | 0
3339 | 0 | 0 | 0 | 0 | 0 | 0 | 0 | 0 | 0 | 0
3340 | 0 | 0 | 0 | 0 | 0 | 0 | 0 | 0 | 0 | 0
3341 | 0 | 0 | 0 | 0 | 0 | 0 | 0 | 0 | 0 | 0
3342 | 0 | 0 | 0 | 0 | 0 | 0 | 0 | 0 | 0 | 0
3343 | 1413.981 | 131.85 | 314.5542 | 0 | -314.5542 | 0 | 0 | 1413.981 | 0 | 0
3344 | 1218.646 | 357.25 | 1070.1496 | 0 | -1070.1496 | 0 | 0 | 1218.646 | 0 | 0
3345 | 1283.48 | 577.34 | 1745.7332 | 520.3373 | -1225.3959 | 0 | 0 | 782.58 | 0 | 0
3346 | 1235.312 | 759.75 | 2233.8883 | 1127.7025 | -1106.1858 | 0 | 0 | 149.735 | 0 | 0
3347 | 1227.421 | 709.16 | 2032.2511 | 1275.0508 | -757.2004 | 0 | 0 | 0 | 0 | 0
3348 | 1268.221 | 940.13 | 2682.4172 | 1317.434 | -1225.3959 | 0 | 139.5873 | 0 | 0 | 0
3349 | 1361.861 | 416.77 | 1202.4134 | 1202.4134 | 0 | 0 | 0 | 204.364 | 0 | 0
3350 | 1362.378 | 643.03 | 1851.1791 | 1415.2447 | -435.9344 | 0 | 0 | 0 | 0 | 0
3351 | 1092.7 | 135.64 | 381.393 | 381.393 | 0 | 0 | 0 | 725.554 | 0 | 0
3352 | 1161.964 | 37.26 | 89.0225 | 89.0225 | 0 | 0 | 0 | 1076.267 | 0 | 0
3353 | 1302.91 | 92.01 | 257.2787 | 257.2787 | 0 | 0 | 0 | 1055.242 | 0 | 0
3354 | 1031.53 | 35.22 | 82.8997 | 82.8997 | 0 | 0 | 0 | 951.727 | 0 | 0
3355 | 1155.338 | 0 | 0 | 0 | 0 | 0 | 0 | 0 | 0 | 1200.1706
3356 | 992.8 | 0 | 0 | 0 | 0 | 0 | 0 | 0 | 0 | 1031.3254
3357 | 1484 | 0 | 0 | 0 | 0 | 0 | 0 | 304.379 | 0 | 1225.3959
3358 | 1380 | 0 | 0 | 0 | 0 | 0 | 0 | 200.379 | 0 | 1225.3959
3359 | 799.2 | 0 | 0 | 0 | 0 | 0 | 0 | 0 | 0 | 830.2128
3360 | 0 | 0 | 0 | 0 | 0 | 0 | 0 | 0 | 0 | 0
3361 | 0 | 0 | 0 | 0 | 0 | 0 | 0 | 0 | 0 | 0
3362 | 0 | 0 | 0 | 0 | 0 | 0 | 0 | 0 | 0 | 0
3363 | 0 | 0 | 0 | 0 | 0 | 0 | 0 | 0 | 0 | 0
3364 | 0 | 0 | 0 | 0 | 0 | 0 | 0 | 0 | 0 | 0
3365 | 0 | 0 | 0 | 0 | 0 | 0 | 0 | 0 | 0 | 0
3366 | 0 | 0 | 0 | 0 | 0 | 0 | 0 | 0 | 0 | 0
3367 | 1303.011 | 132.88 | 318.1765 | 318.1765 | 0 | 0 | 0 | 996.72 | 0 | 0
3368 | 993.966 | 355.12 | 1061.1827 | 1032.5366 | -28.6461 | 0 | 0 | 0 | 0 | 0
3369 | 1093.9 | 575.27 | 1737.2462 | 1136.3485 | -600.8976 | 0 | 0 | 0 | 0 | 0
3370 | 1363.693 | 756.9 | 2229.9294 | 1416.6108 | -813.3187 | 0 | 0 | 0 | 0 | 0
3371 | 1239.039 | 884.85 | 2564.9855 | 1287.1206 | -1225.3959 | 0 | 52.469 | 0 | 0 | 0
3372 | 1503.503 | 943.34 | 2718.3422 | 1561.8461 | -1156.4961 | 0 | 0 | 0 | 0 | 0
3373 | 1361.769 | 933.1 | 2691.1619 | 1414.6121 | -1225.3959 | 0 | 51.1539 | 0 | 0 | 0
3374 | 1532.198 | 844.9 | 2461.9963 | 1591.6546 | -870.3418 | 0 | 0 | 0 | 0 | 0
3375 | 1256.603 | 697.9 | 2069.6564 | 1305.3662 | -488.8989 | 0 | 275.3913 | 0 | 0 | 0
3376 | 1138.22 | 501.21 | 1517.6782 | 1182.3883 | 0 | 0 | 335.2898 | 0 | 0 | 0
3377 | 1339.573 | 127.97 | 367.6953 | 367.6953 | 0 | 0 | 0 | 985.613 | 0 | 0
3378 | 1110.796 | 19.59 | 37.5081 | 37.5081 | 0 | 0 | 0 | 1074.689 | 0 | 0
3379 | 989.602 | 0 | 0 | 0 | 0 | 0 | 0 | 29.981 | 0 | 996.8589
3380 | 1045.6 | 0 | 0 | 0 | 0 | 0 | 0 | 0 | 0 | 1086.1742
3381 | 1416.8 | 0 | 0 | 0 | 0 | 0 | 0 | 237.179 | 0 | 1225.3959
3382 | 1268 | 0 | 0 | 0 | 0 | 0 | 0 | 88.379 | 0 | 1225.3959
3383 | 1352.8 | 0 | 0 | 0 | 0 | 0 | 0 | 173.179 | 0 | 1225.3959
3384 | 0 | 0 | 0 | 0 | 0 | 0 | 0 | 0 | 0 | 0
3385 | 0 | 0 | 0 | 0 | 0 | 0 | 0 | 0 | 0 | 0
3386 | 0 | 0 | 0 | 0 | 0 | 0 | 0 | 0 | 0 | 0
3387 | 0 | 0 | 0 | 0 | 0 | 0 | 0 | 0 | 0 | 0
3388 | 0 | 0 | 0 | 0 | 0 | 0 | 0 | 0 | 0 | 0
3389 | 0 | 0 | 0 | 0 | 0 | 0 | 0 | 0 | 0 | 0
3390 | 0 | 0 | 0 | 0 | 0 | 0 | 0 | 0 | 0 | 0
3391 | 1304.669 | 110.07 | 304.8809 | 0 | -304.8809 | 0 | 0 | 1304.669 | 0 | 0
3392 | 935.942 | 287.3 | 863.2312 | 0 | -863.2312 | 0 | 0 | 935.942 | 0 | 0
3393 | 898.574 | 451.13 | 1343.6171 | 118.2212 | -1225.3959 | 0 | 0 | 784.769 | 0 | 0
3394 | 1261.705 | 561.14 | 1639.5071 | 414.1112 | -1225.3959 | 0 | 0 | 863.064 | 0 | 0
3395 | 1281.246 | 626.85 | 1806.7349 | 581.339 | -1225.3959 | 0 | 0 | 721.623 | 0 | 0
3396 | 1130.342 | 601.16 | 1726.1164 | 794.4737 | -931.6427 | 0 | 0 | 365.545 | 0 | 0
3397 | 1247.462 | 674.01 | 1929.318 | 1295.8694 | -633.4486 | 0 | 0 | 0 | 0 | 0
3398 | 1339.387 | 404.71 | 1171.5557 | 1171.5557 | 0 | 0 | 0 | 211.595 | 0 | 0
3399 | 1391.303 | 353.62 | 1031.2526 | 1031.2526 | 0 | 0 | 0 | 398.573 | 0 | 0
3400 | 1345.155 | 414.57 | 1231.5456 | 1231.5456 | 0 | 0 | 0 | 159.614 | 0 | 0
3401 | 1198.38 | 224.87 | 660.578 | 660.578 | 0 | 0 | 0 | 562.478 | 0 | 0
3402 | 1181.647 | 64.74 | 157.2813 | 157.2813 | 0 | 0 | 0 | 1030.241 | 0 | 0
3403 | 1283.014 | 0 | 0 | 0 | 0 | 0 | 0 | 457.414 | 0 | 857.6372
3404 | 1180.8 | 0 | 0 | 0 | 0 | 0 | 0 | 1.179 | 0 | 1225.3959
3405 | 1619.2 | 0 | 0 | 0 | 0 | 0 | 0 | 439.579 | 0 | 1225.3959
3406 | 1483.2 | 0 | 0 | 0 | 0 | 0 | 0 | 303.579 | 0 | 1225.3959
3407 | 1326.4 | 0 | 0 | 0 | 0 | 0 | 0 | 146.779 | 0 | 1225.3959
3408 | 0 | 0 | 0 | 0 | 0 | 0 | 0 | 0 | 0 | 0
3409 | 0 | 0 | 0 | 0 | 0 | 0 | 0 | 0 | 0 | 0
3410 | 0 | 0 | 0 | 0 | 0 | 0 | 0 | 0 | 0 | 0
3411 | 0 | 0 | 0 | 0 | 0 | 0 | 0 | 0 | 0 | 0
3412 | 0 | 0 | 0 | 0 | 0 | 0 | 0 | 0 | 0 | 0
3413 | 0 | 0 | 0 | 0 | 0 | 0 | 0 | 0 | 0 | 0
3414 | 0 | 0 | 0 | 0 | 0 | 0 | 0 | 0 | 0 | 0
3415 | 619.025 | 77.29 | 214.295 | 214.295 | 0 | 0 | 0 | 412.735 | 0 | 0
3416 | 887.264 | 212.41 | 633.3624 | 633.3624 | 0 | 0 | 0 | 277.561 | 0 | 0
3417 | 690.747 | 573.62 | 1729.8582 | 717.5513 | -1012.3069 | 0 | 0 | 0 | 0 | 0
3418 | 307.348 | 755.98 | 2216.585 | 319.2746 | -1225.3959 | 0 | 671.9145 | 0 | 0 | 0
3419 | 235.767 | 884.75 | 2536.3176 | 244.9169 | -1225.3959 | 0 | 1066.0048 | 0 | 0 | 0
3420 | 197.082 | 943.17 | 2671.4859 | 204.7297 | -1225.3959 | 0 | 1241.3602 | 0 | 0 | 0
3421 | 683.53 | 796.75 | 2245.177 | 710.0542 | -1225.3959 | 0 | 309.7269 | 0 | 0 | 0
3422 | 1150.936 | 747.47 | 2122.8256 | 1195.5988 | -495.4984 | 0 | 431.7283 | 0 | 0 | 0
3423 | 1786.232 | 89.1 | 240.9154 | 240.9154 | 0 | 0 | 0 | 1554.316 | 0 | 0
3424 | 1729.544 | 73.82 | 198.4907 | 198.4907 | 0 | 0 | 0 | 1538.468 | 0 | 0
3425 | 1610.063 | 236.88 | 695.1339 | 695.1339 | 0 | 0 | 0 | 940.896 | 0 | 0
3426 | 1527.327 | 53.31 | 133.0335 | 133.0335 | 0 | 0 | 0 | 1399.263 | 0 | 0
3427 | 1637.6 | 0 | 0 | 0 | 0 | 0 | 0 | 812 | 0 | 857.6372
3428 | 1442.4 | 0 | 0 | 0 | 0 | 0 | 0 | 262.779 | 0 | 1225.3959
3429 | 1472.8 | 0 | 0 | 0 | 0 | 0 | 0 | 293.179 | 0 | 1225.3959
3430 | 1553.6 | 0 | 0 | 0 | 0 | 0 | 0 | 373.979 | 0 | 1225.3959
3431 | 1444 | 0 | 0 | 0 | 0 | 0 | 0 | 264.379 | 0 | 1225.3959
3432 | 0 | 0 | 0 | 0 | 0 | 0 | 0 | 0 | 0 | 0
3433 | 0 | 0 | 0 | 0 | 0 | 0 | 0 | 0 | 0 | 0
3434 | 0 | 0 | 0 | 0 | 0 | 0 | 0 | 0 | 0 | 0
3435 | 0 | 0 | 0 | 0 | 0 | 0 | 0 | 0 | 0 | 0
3436 | 0 | 0 | 0 | 0 | 0 | 0 | 0 | 0 | 0 | 0
3437 | 0 | 0 | 0 | 0 | 0 | 0 | 0 | 0 | 0 | 0
3438 | 0 | 0 | 0 | 0 | 0 | 0 | 0 | 0 | 0 | 0
3439 | 1362.282 | 130.56 | 312.6304 | 0 | -312.6304 | 0 | 0 | 1362.282 | 0 | 0
3440 | 1064.339 | 351.77 | 1054.1676 | 0 | -1054.1676 | 0 | 0 | 1064.339 | 0 | 0
3441 | 1658.966 | 571.84 | 1735.1197 | 509.7238 | -1225.3959 | 0 | 0 | 1168.283 | 0 | 0
3442 | 1820.422 | 753.64 | 2228.2071 | 1002.8112 | -1225.3959 | 0 | 0 | 855.072 | 0 | 0
3443 | 1766.438 | 872.89 | 2531.0561 | 1329.5298 | -1201.5262 | 0 | 0 | 486.573 | 0 | 0
3444 | 1632.862 | 931.33 | 2675.8146 | 1696.2248 | -979.5898 | 0 | 0 | 0 | 0 | 0
3445 | 1633.953 | 702.82 | 2017.4076 | 1697.3581 | -320.0495 | 0 | 0 | 0 | 0 | 0
3446 | 1730.896 | 652.58 | 1888.6987 | 1798.063 | -90.6357 | 0 | 0 | 0 | 0 | 0
3447 | 1836.767 | 606.71 | 1782.5474 | 1782.5474 | 0 | 0 | 0 | 120.807 | 0 | 0
3448 | 1998.015 | 357.52 | 1068.8563 | 1068.8563 | 0 | 0 | 0 | 969.086 | 0 | 0
3449 | 1627.268 | 34.3 | 83.3682 | 83.3682 | 0 | 0 | 0 | 1547.014 | 0 | 0
3450 | 1652.685 | 64.25 | 158.6421 | 158.6421 | 0 | 0 | 0 | 1499.969 | 0 | 0
3451 | 1494.002 | 0 | 0 | 0 | 0 | 0 | 0 | 668.402 | 0 | 857.6372
3452 | 1398.4 | 0 | 0 | 0 | 0 | 0 | 0 | 218.779 | 0 | 1225.3959
3453 | 1210.4 | 0 | 0 | 0 | 0 | 0 | 0 | 30.779 | 0 | 1225.3959
3454 | 1628 | 0 | 0 | 0 | 0 | 0 | 0 | 448.379 | 0 | 1225.3959
3455 | 1786.4 | 0 | 0 | 0 | 0 | 0 | 0 | 606.779 | 0 | 1225.3959
3456 | 0 | 0 | 0 | 0 | 0 | 0 | 0 | 0 | 0 | 0
3457 | 0 | 0 | 0 | 0 | 0 | 0 | 0 | 0 | 0 | 0
3458 | 0 | 0 | 0 | 0 | 0 | 0 | 0 | 0 | 0 | 0
3459 | 0 | 0 | 0 | 0 | 0 | 0 | 0 | 0 | 0 | 0
3460 | 0 | 0 | 0 | 0 | 0 | 0 | 0 | 0 | 0 | 0
3461 | 0 | 0 | 0 | 0 | 0 | 0 | 0 | 0 | 0 | 0
3462 | 0 | 0 | 0 | 0 | 0 | 0 | 0 | 0 | 0 | 0
3463 | 1177.554 | 105.62 | 294.5562 | 294.5562 | 0 | 0 | 0 | 894.001 | 0 | 0
3464 | 1356.489 | 281.72 | 849.3351 | 849.3351 | 0 | 0 | 0 | 538.881 | 0 | 0
3465 | 1166.426 | 452.56 | 1349.934 | 1211.6889 | -138.2452 | 0 | 0 | 0 | 0 | 0
3466 | 975.268 | 618.9 | 1804.3426 | 1013.113 | -791.2295 | 0 | 0 | 0 | 0 | 0
3467 | 1314.143 | 688.36 | 1977.0387 | 1365.138 | -611.9007 | 0 | 0 | 0 | 0 | 0
3468 | 1169.049 | 785.92 | 2234.1948 | 1214.4137 | -1019.7811 | 0 | 0 | 0 | 0 | 0
3469 | 1078.088 | 918.95 | 2627.292 | 1119.9229 | -1225.3959 | 0 | 281.9732 | 0 | 0 | 0
3470 | 944.397 | 650.53 | 1872.7437 | 981.0441 | -891.6996 | 0 | 0 | 0 | 0 | 0
3471 | 1126.43 | 545.79 | 1594.4521 | 1170.1408 | -424.3112 | 0 | 0 | 0 | 0 | 0
3472 | 898.155 | 211.71 | 621.2084 | 621.2084 | 0 | 0 | 0 | 300.152 | 0 | 0
3473 | 1152.652 | 84.9 | 236.7291 | 236.7291 | 0 | 0 | 0 | 924.766 | 0 | 0
3474 | 869.487 | 11.75 | 15.6288 | 15.6288 | 0 | 0 | 0 | 854.442 | 0 | 0
3475 | 1185.808 | 0 | 0 | 0 | 0 | 0 | 0 | 1046.878 | 0 | 144.3211
3476 | 980.8 | 0 | 0 | 0 | 0 | 0 | 0 | 0 | 0 | 1018.8597
3477 | 808.8 | 0 | 0 | 0 | 0 | 0 | 0 | 0 | 0 | 840.1853
3478 | 850.4 | 0 | 0 | 0 | 0 | 0 | 0 | 0 | 0 | 883.3996
3479 | 840 | 0 | 0 | 0 | 0 | 0 | 0 | 0 | 0 | 872.596
3480 | 0 | 0 | 0 | 0 | 0 | 0 | 0 | 0 | 0 | 0
3481 | 0 | 0 | 0 | 0 | 0 | 0 | 0 | 0 | 0 | 0
3482 | 0 | 0 | 0 | 0 | 0 | 0 | 0 | 0 | 0 | 0
3483 | 0 | 0 | 0 | 0 | 0 | 0 | 0 | 0 | 0 | 0
3484 | 0 | 0 | 0 | 0 | 0 | 0 | 0 | 0 | 0 | 0
3485 | 0 | 0 | 0 | 0 | 0 | 0 | 0 | 0 | 0 | 0
3486 | 0 | 0 | 0 | 0 | 0 | 0 | 0 | 0 | 0 | 0
3487 | 1097.92 | 127.87 | 314.9272 | 314.9272 | 0 | 0 | 0 | 0 | 0 | 825.5973
3488 | 961.001 | 347.38 | 1035.5065 | 998.2924 | -37.2141 | 0 | 0 | 0 | 0 | 0
3489 | 988.449 | 564.66 | 1695.239 | 1026.8055 | -668.4335 | 0 | 0 | 0 | 0 | 0
3490 | 1114.766 | 746.76 | 2177.0096 | 1158.0242 | -1018.9854 | 0 | 0 | 0 | 0 | 0
3491 | 1334.239 | 872.49 | 2489.1476 | 1386.0138 | -1103.1338 | 0 | 0 | 0 | 0 | 0
3492 | 1375.817 | 933.01 | 2639.1167 | 1429.2052 | -1209.9115 | 0 | 0 | 0 | 0 | 0
3493 | 1313.727 | 921.54 | 2611.4565 | 1364.7058 | -1225.3959 | 0 | 21.3547 | 0 | 0 | 0
3494 | 1220.12 | 712.38 | 2031.66 | 1267.4664 | -764.1936 | 0 | 0 | 0 | 0 | 0
3495 | 1436.12 | 698.58 | 2050.3243 | 1491.8472 | -382.1233 | 0 | 176.3537 | 0 | 0 | 0
3496 | 1317.272 | 426.23 | 1264.562 | 1264.562 | 0 | 0 | 0 | 99.948 | 0 | 0
3497 | 1561.218 | 278.03 | 789.7233 | 789.7233 | 0 | 0 | 0 | 800.995 | 0 | 0
3498 | 1522.874 | 58.68 | 146.6751 | 146.6751 | 0 | 0 | 0 | 1381.678 | 0 | 0
3499 | 1531.013 | 0 | 0 | 0 | 0 | 0 | 0 | 351.392 | 0 | 1225.3959
3500 | 820.8 | 0 | 0 | 0 | 0 | 0 | 0 | 0 | 0 | 852.6509
3501 | 1276 | 0 | 0 | 0 | 0 | 0 | 0 | 96.379 | 0 | 1225.3959
3502 | 1128 | 0 | 0 | 0 | 0 | 0 | 0 | 0 | 0 | 1171.7718
3503 | 905.6 | 0 | 0 | 0 | 0 | 0 | 0 | 0 | 0 | 940.7416
3504 | 0 | 0 | 0 | 0 | 0 | 0 | 0 | 0 | 0 | 0
3505 | 0 | 0 | 0 | 0 | 0 | 0 | 0 | 0 | 0 | 0
3506 | 0 | 0 | 0 | 0 | 0 | 0 | 0 | 0 | 0 | 0
3507 | 0 | 0 | 0 | 0 | 0 | 0 | 0 | 0 | 0 | 0
3508 | 0 | 0 | 0 | 0 | 0 | 0 | 0 | 0 | 0 | 0
3509 | 0 | 0 | 0 | 0 | 0 | 0 | 0 | 0 | 0 | 0
3510 | 0 | 0 | 0 | 0 | 0 | 0 | 0 | 0 | 0 | 0
3511 | 803.82 | 131.16 | 309.6106 | 309.6106 | 0 | 0 | 0 | 175.332 | 0 | 343.2658
3512 | 740.237 | 355.63 | 1063.4244 | 768.9617 | -294.4627 | 0 | 0 | 0 | 0 | 0
3513 | 558.473 | 575.2 | 1742.5794 | 580.1444 | -1162.435 | 0 | 0 | 0 | 0 | 0
3514 | 1199.225 | 755.83 | 2224.7863 | 1245.7606 | -979.0257 | 0 | 0 | 0 | 0 | 0
3515 | 1228.803 | 884.63 | 2548.3044 | 1276.4864 | -1225.3959 | 0 | 46.4221 | 0 | 0 | 0
3516 | 1419.01 | 943.3 | 2683.3615 | 1474.0743 | -1209.2872 | 0 | 0 | 0 | 0 | 0
3517 | 1282.017 | 933.35 | 2648.1626 | 1331.7653 | -1225.3959 | 0 | 91.0014 | 0 | 0 | 0
3518 | 1153.519 | 846.74 | 2429.0195 | 1198.281 | -313.3877 | 0 | 917.3508 | 0 | 0 | 0
3519 | 1350.247 | 700.04 | 2047.9953 | 1402.643 | 0 | 0 | 645.3523 | 0 | 0 | 0
3520 | 1241.158 | 503.61 | 1509.7469 | 1289.3208 | 0 | 0 | 220.4261 | 0 | 0 | 0
3521 | 1171.973 | 183.93 | 534.9086 | 534.9086 | 0 | 0 | 0 | 657.046 | 0 | 0
3522 | 1371.137 | 52.15 | 130.423 | 130.423 | 0 | 0 | 0 | 1245.586 | 0 | 0
3523 | 1506.995 | 0 | 0 | 0 | 0 | 0 | 0 | 327.374 | 0 | 1225.3959
3524 | 1457.6 | 0 | 0 | 0 | 0 | 0 | 0 | 277.979 | 0 | 1225.3959
3525 | 1496 | 0 | 0 | 0 | 0 | 0 | 0 | 316.379 | 0 | 1225.3959
3526 | 1008.8 | 0 | 0 | 0 | 0 | 0 | 0 | 0 | 0 | 1047.9462
3527 | 940.8 | 0 | 0 | 0 | 0 | 0 | 0 | 0 | 0 | 977.3075
3528 | 0 | 0 | 0 | 0 | 0 | 0 | 0 | 0 | 0 | 0
3529 | 0 | 0 | 0 | 0 | 0 | 0 | 0 | 0 | 0 | 0
3530 | 0 | 0 | 0 | 0 | 0 | 0 | 0 | 0 | 0 | 0
3531 | 0 | 0 | 0 | 0 | 0 | 0 | 0 | 0 | 0 | 0
3532 | 0 | 0 | 0 | 0 | 0 | 0 | 0 | 0 | 0 | 0
3533 | 0 | 0 | 0 | 0 | 0 | 0 | 0 | 0 | 0 | 0
3534 | 0 | 0 | 0 | 0 | 0 | 0 | 0 | 0 | 0 | 0
3535 | 1415.654 | 128.99 | 309.3529 | 0 | -309.3529 | 0 | 0 | 1415.654 | 0 | 0
3536 | 996.848 | 347.99 | 1036.403 | 0 | -1036.403 | 0 | 0 | 996.848 | 0 | 0
3537 | 1420.083 | 564.92 | 1700.0164 | 474.6205 | -1225.3959 | 0 | 0 | 963.193 | 0 | 0
3538 | 1718.45 | 745.49 | 2174.0178 | 948.622 | -1225.3959 | 0 | 0 | 805.264 | 0 | 0
3539 | 1514.737 | 648.36 | 1848.1199 | 851.7472 | -996.3727 | 0 | 0 | 694.807 | 0 | 0
3540 | 1481.469 | 774.46 | 2183.4492 | 1538.957 | -644.4921 | 0 | 0 | 0 | 0 | 0
3541 | 1629.559 | 781.05 | 2204.1619 | 1692.7936 | -511.3683 | 0 | 0 | 0 | 0 | 0
3542 | 1581.445 | 714.48 | 2039.1197 | 1642.8126 | -396.3071 | 0 | 0 | 0 | 0 | 0
3543 | 1376.542 | 384.33 | 1119.8274 | 1119.8274 | 0 | 0 | 0 | 298.546 | 0 | 0
3544 | 1606.679 | 225.19 | 658.2127 | 658.2127 | 0 | 0 | 0 | 973.054 | 0 | 0
3545 | 1530.064 | 89.74 | 250.085 | 250.085 | 0 | 0 | 0 | 1289.321 | 0 | 0
3546 | 1776.413 | 29.4 | 66.0451 | 66.0451 | 0 | 0 | 0 | 1712.835 | 0 | 0
3547 | 1785.434 | 0 | 0 | 0 | 0 | 0 | 0 | 959.834 | 0 | 857.6372
3548 | 1460 | 0 | 0 | 0 | 0 | 0 | 0 | 280.379 | 0 | 1225.3959
3549 | 1711.2 | 0 | 0 | 0 | 0 | 0 | 0 | 531.579 | 0 | 1225.3959
3550 | 1587.2 | 0 | 0 | 0 | 0 | 0 | 0 | 407.579 | 0 | 1225.3959
3551 | 1569.6 | 0 | 0 | 0 | 0 | 0 | 0 | 389.979 | 0 | 1225.3959
3552 | 0 | 0 | 0 | 0 | 0 | 0 | 0 | 0 | 0 | 0
3553 | 0 | 0 | 0 | 0 | 0 | 0 | 0 | 0 | 0 | 0
3554 | 0 | 0 | 0 | 0 | 0 | 0 | 0 | 0 | 0 | 0
3555 | 0 | 0 | 0 | 0 | 0 | 0 | 0 | 0 | 0 | 0
3556 | 0 | 0 | 0 | 0 | 0 | 0 | 0 | 0 | 0 | 0
3557 | 0 | 0 | 0 | 0 | 0 | 0 | 0 | 0 | 0 | 0
3558 | 0 | 0 | 0 | 0 | 0 | 0 | 0 | 0 | 0 | 0
3559 | 1421.245 | 88.56 | 246.633 | 0 | -246.633 | 0 | 0 | 1421.245 | 0 | 0
3560 | 1472.409 | 307.1 | 919.7525 | 0 | -919.7525 | 0 | 0 | 1472.409 | 0 | 0
3561 | 1472.679 | 483.84 | 1430.7188 | 205.3229 | -1225.3959 | 0 | 0 | 1275.026 | 0 | 0
3562 | 1255.664 | 571.51 | 1651.6757 | 426.2798 | -1225.3959 | 0 | 0 | 845.308 | 0 | 0
3563 | 1306.374 | 706.91 | 2006.5044 | 781.1085 | -1225.3959 | 0 | 0 | 554.445 | 0 | 0
3564 | 1147.369 | 733.13 | 2073.3182 | 986.5944 | -1086.7238 | 0 | 0 | 197.629 | 0 | 0
3565 | 1451.78 | 701.56 | 1988.2079 | 1508.116 | -480.0919 | 0 | 0 | 0 | 0 | 0
3566 | 1625.359 | 148.25 | 415.4565 | 415.4565 | 0 | 0 | 0 | 1225.422 | 0 | 0
3567 | 1496.668 | 63.74 | 165.304 | 165.304 | 0 | 0 | 0 | 1337.539 | 0 | 0
3568 | 1406.455 | 27.45 | 60.2953 | 60.2953 | 0 | 0 | 0 | 1348.412 | 0 | 0
3569 | 1189.61 | 100.06 | 281.4184 | 281.4184 | 0 | 0 | 0 | 918.704 | 0 | 0
3570 | 1307.693 | 52.79 | 132.9504 | 132.9504 | 0 | 0 | 0 | 1179.709 | 0 | 0
3571 | 1408 | 0 | 0 | 0 | 0 | 0 | 0 | 582.4 | 0 | 857.6372
3572 | 1389.6 | 0 | 0 | 0 | 0 | 0 | 0 | 209.979 | 0 | 1225.3959
3573 | 1545.6 | 0 | 0 | 0 | 0 | 0 | 0 | 365.979 | 0 | 1225.3959
3574 | 1364 | 0 | 0 | 0 | 0 | 0 | 0 | 184.379 | 0 | 1225.3959
3575 | 1421.6 | 0 | 0 | 0 | 0 | 0 | 0 | 241.979 | 0 | 1225.3959
3576 | 0 | 0 | 0 | 0 | 0 | 0 | 0 | 0 | 0 | 0
3577 | 0 | 0 | 0 | 0 | 0 | 0 | 0 | 0 | 0 | 0
3578 | 0 | 0 | 0 | 0 | 0 | 0 | 0 | 0 | 0 | 0
3579 | 0 | 0 | 0 | 0 | 0 | 0 | 0 | 0 | 0 | 0
3580 | 0 | 0 | 0 | 0 | 0 | 0 | 0 | 0 | 0 | 0
3581 | 0 | 0 | 0 | 0 | 0 | 0 | 0 | 0 | 0 | 0
3582 | 0 | 0 | 0 | 0 | 0 | 0 | 0 | 0 | 0 | 0
3583 | 1709.965 | 97.1 | 270.3687 | 0 | -270.3687 | 0 | 0 | 1709.965 | 0 | 0
3584 | 1408.436 | 260.19 | 776.3549 | 0 | -776.3549 | 0 | 0 | 1408.436 | 0 | 0
3585 | 1450.739 | 431.83 | 1270.1164 | 44.7205 | -1225.3959 | 0 | 0 | 1407.689 | 0 | 0
3586 | 1655.173 | 581.84 | 1666.8765 | 441.4806 | -1225.3959 | 0 | 0 | 1230.184 | 0 | 0
3587 | 1645.765 | 576.6 | 1634.658 | 409.2621 | -1225.3959 | 0 | 0 | 1251.791 | 0 | 0
3588 | 1950.329 | 703.61 | 1972.4243 | 747.0284 | -1225.3959 | 0 | 0 | 1231.206 | 0 | 0
3589 | 1604.172 | 566.6 | 1608.0895 | 1147.0077 | -461.0818 | 0 | 0 | 500.012 | 0 | 0
3590 | 1638.537 | 76.81 | 201.1458 | 201.1458 | 0 | 0 | 0 | 1444.905 | 0 | 0
3591 | 1750.351 | 184.26 | 525.604 | 525.604 | 0 | 0 | 0 | 1244.381 | 0 | 0
3592 | 1625.121 | 402.57 | 1193.4267 | 1193.4267 | 0 | 0 | 0 | 476.275 | 0 | 0
3593 | 1456.088 | 217.81 | 641.5004 | 641.5004 | 0 | 0 | 0 | 838.551 | 0 | 0
3594 | 1657.048 | 63.44 | 158.1778 | 158.1778 | 0 | 0 | 0 | 1504.779 | 0 | 0
3595 | 1497.593 | 0 | 0 | 0 | 0 | 0 | 0 | 671.993 | 0 | 857.6372
3596 | 1270.4 | 0 | 0 | 0 | 0 | 0 | 0 | 90.779 | 0 | 1225.3959
3597 | 1587.2 | 0 | 0 | 0 | 0 | 0 | 0 | 407.579 | 0 | 1225.3959
3598 | 1514.4 | 0 | 0 | 0 | 0 | 0 | 0 | 334.779 | 0 | 1225.3959
3599 | 1600.8 | 0 | 0 | 0 | 0 | 0 | 0 | 421.179 | 0 | 1225.3959
3600 | 0 | 0 | 0 | 0 | 0 | 0 | 0 | 0 | 0 | 0
3601 | 0 | 0 | 0 | 0 | 0 | 0 | 0 | 0 | 0 | 0
3602 | 0 | 0 | 0 | 0 | 0 | 0 | 0 | 0 | 0 | 0
3603 | 0 | 0 | 0 | 0 | 0 | 0 | 0 | 0 | 0 | 0
3604 | 0 | 0 | 0 | 0 | 0 | 0 | 0 | 0 | 0 | 0
3605 | 0 | 0 | 0 | 0 | 0 | 0 | 0 | 0 | 0 | 0
3606 | 0 | 0 | 0 | 0 | 0 | 0 | 0 | 0 | 0 | 0
3607 | 1586.458 | 128.71 | 305.2819 | 0 | -305.2819 | 0 | 0 | 1586.458 | 0 | 0
3608 | 1339.324 | 346.37 | 1025.5153 | 0 | -1025.5153 | 0 | 0 | 1339.324 | 0 | 0
3609 | 1167.329 | 562.88 | 1669.46 | 444.0641 | -1225.3959 | 0 | 0 | 739.853 | 0 | 0
3610 | 1838.145 | 744.48 | 2104.2995 | 1078.0664 | -1026.2331 | 0 | 0 | 800.35 | 0 | 0
3611 | 1601.039 | 871.84 | 2390.698 | 1663.1669 | -727.5311 | 0 | 0 | 0 | 0 | 0
3612 | 1499.82 | 932.79 | 2538.0233 | 1558.0201 | -980.0032 | 0 | 0 | 0 | 0 | 0
3613 | 1916.994 | 811.62 | 2220.2073 | 1991.3825 | -228.8248 | 0 | 0 | 0 | 0 | 0
3614 | 1203.199 | 774.04 | 2140.4935 | 1249.8888 | -890.6047 | 0 | 0 | 0 | 0 | 0
3615 | 1339.569 | 179.35 | 512.8911 | 512.8911 | 0 | 0 | 0 | 845.837 | 0 | 0
3616 | 1487.923 | 29.41 | 66.5053 | 66.5053 | 0 | 0 | 0 | 1423.902 | 0 | 0
3617 | 1570.841 | 110.02 | 313.2485 | 313.2485 | 0 | 0 | 0 | 1269.294 | 0 | 0
3618 | 1493.196 | 44.62 | 111.4887 | 111.4887 | 0 | 0 | 0 | 1385.872 | 0 | 0
3619 | 1175.793 | 0 | 0 | 0 | 0 | 0 | 0 | 242.572 | 0 | 969.4344
3620 | 1504 | 0 | 0 | 0 | 0 | 0 | 0 | 324.379 | 0 | 1225.3959
3621 | 1400 | 0 | 0 | 0 | 0 | 0 | 0 | 220.379 | 0 | 1225.3959
3622 | 1072 | 0 | 0 | 0 | 0 | 0 | 0 | 0 | 0 | 1113.5987
3623 | 1568.8 | 0 | 0 | 0 | 0 | 0 | 0 | 389.179 | 0 | 1225.3959
3624 | 0 | 0 | 0 | 0 | 0 | 0 | 0 | 0 | 0 | 0
3625 | 1048.116 | 0 | 0 | 0 | 0 | 0 | 0 | 1048.116 | 0 | 0
3626 | 1148.1467 | 0 | 0 | 0 | 0 | 0 | 0 | 1148.147 | 0 | 0
3627 | 1165.0637 | 0 | 0 | 0 | 0 | 0 | 0 | 1165.064 | 0 | 0
3628 | 1257.0037 | 0 | 0 | 0 | 0 | 0 | 0 | 1257.004 | 0 | 0
3629 | 1164.3282 | 0 | 0 | 0 | 0 | 0 | 0 | 1164.328 | 0 | 0
3630 | 1084.892 | 0 | 0 | 0 | 0 | 0 | 0 | 1084.892 | 0 | 0
3631 | 1136.1375 | 127.17 | 306.7736 | 306.7736 | 0 | 0 | 0 | 840.824 | 0 | 0
3632 | 857.2624 | 343.49 | 1023.3972 | 890.5289 | -132.8683 | 0 | 0 | 0 | 0 | 0
3633 | 1126.9766 | 558.77 | 1684.2754 | 1170.708 | -513.5674 | 0 | 0 | 0 | 0 | 0
3634 | 1088.1963 | 474.39 | 1385.6876 | 1130.4232 | -255.2645 | 0 | 0 | 0 | 0 | 0
3635 | 1073.6523 | 647.43 | 1856.8811 | 1115.3158 | -741.5653 | 0 | 0 | 0 | 0 | 0
3636 | 1056.4835 | 568.89 | 1632.008 | 1097.4806 | -534.5274 | 0 | 0 | 0 | 0 | 0
3637 | 976.002 | 408.27 | 1178.7255 | 1013.8755 | -164.85 | 0 | 0 | 0 | 0 | 0
3638 | 1109.748 | 140.46 | 394.5931 | 394.5931 | 0 | 0 | 0 | 729.895 | 0 | 0
3639 | 1130.2855 | 551.75 | 1612.1242 | 1174.1454 | -437.9788 | 0 | 0 | 0 | 0 | 0
3640 | 1121.2717 | 253.22 | 748.3383 | 748.3383 | 0 | 0 | 0 | 400.888 | 0 | 0
3641 | 781.8035 | 84.92 | 237.396 | 237.396 | 0 | 0 | 0 | 553.276 | 0 | 0
3642 | 946.9489 | 32.34 | 75.5076 | 75.5076 | 0 | 0 | 0 | 874.262 | 0 | 0
3643 | 1087.8341 | 0 | 0 | 0 | 0 | 0 | 0 | 1087.834 | 0 | 0
3644 | 1190.0714 | 0 | 0 | 0 | 0 | 0 | 0 | 1190.071 | 0 | 0
3645 | 939.259 | 0 | 0 | 0 | 0 | 0 | 0 | 939.259 | 0 | 0
3646 | 1095.1893 | 0 | 0 | 0 | 0 | 0 | 0 | 1095.189 | 0 | 0
3647 | 1081.2144 | 0 | 0 | 0 | 0 | 0 | 0 | 469.285 | 0 | 635.6748
3648 | 159.6078 | 0 | 0 | 0 | 0 | 0 | 0 | 0 | 0 | 165.8015
3649 | 82.3782 | 0 | 0 | 0 | 0 | 0 | 0 | 82.378 | 0 | 0
3650 | 157.4013 | 0 | 0 | 0 | 0 | 0 | 0 | 157.401 | 0 | 0
3651 | 100.7662 | 0 | 0 | 0 | 0 | 0 | 0 | 100.766 | 0 | 0
3652 | 105.1794 | 0 | 0 | 0 | 0 | 0 | 0 | 105.179 | 0 | 0
3653 | 78.7006 | 0 | 0 | 0 | 0 | 0 | 0 | 78.701 | 0 | 0
3654 | 81.6427 | 0 | 0 | 0 | 0 | 0 | 0 | 81.643 | 0 | 0
3655 | 78.8376 | 43.13 | 111.3609 | 81.8962 | -29.4647 | 0 | 0 | 0 | 0 | 0
3656 | 193.0078 | 343.31 | 1025.5953 | 200.4976 | -825.0977 | 0 | 0 | 0 | 0 | 0
3657 | 787.8808 | 216.58 | 638.4961 | 638.4961 | 0 | 0 | 0 | 0 | 0 | 179.9573
3658 | 1235.6617 | 495.58 | 1454.3796 | 1283.6116 | -170.7681 | 0 | 0 | 0 | 0 | 0
3659 | 1134.1783 | 370.76 | 1081.5848 | 1081.5848 | 0 | 0 | 0 | 0 | 0 | 96.6047
3660 | 928.5379 | 923.05 | 2650.6661 | 964.5697 | -1225.3959 | 0 | 460.7006 | 0 | 0 | 0
3661 | 1150.8718 | 774.81 | 2219.2869 | 1195.5313 | -1023.7556 | 0 | 0 | 0 | 0 | 0
3662 | 1024.287 | 639.27 | 1857.4639 | 1064.0342 | -793.4297 | 0 | 0 | 0 | 0 | 0
3663 | 1039.8662 | 626.09 | 1840.815 | 1080.2177 | -760.5973 | 0 | 0 | 0 | 0 | 0
3664 | 1200.7723 | 191.13 | 563.0363 | 563.0363 | 0 | 0 | 0 | 658.768 | 0 | 0
3665 | 1211.6653 | 143.24 | 420.2381 | 420.2381 | 0 | 0 | 0 | 807.126 | 0 | 0
3666 | 1362.6896 | 49.7 | 127.1528 | 127.1528 | 0 | 0 | 0 | 1240.286 | 0 | 0
3667 | 1236.4091 | 0 | 0 | 0 | 0 | 0 | 0 | 173.542 | 0 | 1104.1113
3668 | 1330.5557 | 0 | 0 | 0 | 0 | 0 | 0 | 150.934 | 0 | 1225.3959
3669 | 1363.6541 | 0 | 0 | 0 | 0 | 0 | 0 | 184.033 | 0 | 1225.3959
3670 | 988.5389 | 0 | 0 | 0 | 0 | 0 | 0 | 0 | 0 | 1026.899
3671 | 1133.4363 | 0 | 0 | 0 | 0 | 0 | 0 | 0 | 0 | 1177.4187
3672 | 1025.3149 | 0 | 0 | 0 | 0 | 0 | 0 | 1025.315 | 0 | 0
3673 | 1040.0253 | 0 | 0 | 0 | 0 | 0 | 0 | 1040.025 | 0 | 0
3674 | 1289.3666 | 0 | 0 | 0 | 0 | 0 | 0 | 1289.367 | 0 | 0
3675 | 807.601 | 0 | 0 | 0 | 0 | 0 | 0 | 807.601 | 0 | 0
3676 | 906.1606 | 0 | 0 | 0 | 0 | 0 | 0 | 906.161 | 0 | 0
3677 | 1054.7357 | 0 | 0 | 0 | 0 | 0 | 0 | 1054.736 | 0 | 0
3678 | 1198.1621 | 0 | 0 | 0 | 0 | 0 | 0 | 1198.162 | 0 | 0
3679 | 1087.0664 | 126.98 | 300.0079 | 0 | -300.0079 | 0 | 0 | 1087.066 | 0 | 0
3680 | 1228.1419 | 344.9 | 1024.1462 | 0 | -1024.1462 | 0 | 0 | 1228.142 | 0 | 0
3681 | 1131.3953 | 560.91 | 1689.4861 | 649.4233 | -1040.0627 | 0 | 0 | 506.232 | 0 | 0
3682 | 1253.8934 | 740.76 | 2171.1217 | 1302.55 | -868.5717 | 0 | 0 | 0 | 0 | 0
3683 | 1272.5121 | 860.99 | 2474.864 | 1321.8925 | -1152.9715 | 0 | 0 | 0 | 0 | 0
3684 | 1338.8744 | 919.74 | 2623.7206 | 1390.8287 | -1225.3959 | 0 | 7.496 | 0 | 0 | 0
3685 | 1355.3308 | 780.56 | 2206.1574 | 1407.9243 | -798.2332 | 0 | 0 | 0 | 0 | 0
3686 | 1295.2535 | 241.6 | 695.9981 | 695.9981 | 0 | 0 | 0 | 625.254 | 0 | 0
3687 | 1302.0681 | 259.66 | 756.3652 | 756.3652 | 0 | 0 | 0 | 573.957 | 0 | 0
3688 | 1469.4209 | 189.18 | 552.2556 | 552.2556 | 0 | 0 | 0 | 937.795 | 0 | 0
3689 | 1487.386 | 117.08 | 335.8217 | 335.8217 | 0 | 0 | 0 | 1164.109 | 0 | 0
3690 | 1238.9154 | 48.62 | 123.0745 | 123.0745 | 0 | 0 | 0 | 1120.438 | 0 | 0
3691 | 1209.1949 | 0 | 0 | 0 | 0 | 0 | 0 | 47.338 | 0 | 1206.9426
3692 | 1137.1139 | 0 | 0 | 0 | 0 | 0 | 0 | 0 | 0 | 1181.2394
3693 | 1054.7357 | 0 | 0 | 0 | 0 | 0 | 0 | 0 | 0 | 1095.6648
3694 | 1102.5445 | 0 | 0 | 0 | 0 | 0 | 0 | 0 | 0 | 1145.3279
3695 | 1087.8341 | 0 | 0 | 0 | 0 | 0 | 0 | 0 | 0 | 1130.0471
3696 | 1305.548 | 0 | 0 | 0 | 0 | 0 | 0 | 1305.548 | 0 | 0
3697 | 1315.1098 | 0 | 0 | 0 | 0 | 0 | 0 | 1315.11 | 0 | 0
3698 | 1071.6526 | 0 | 0 | 0 | 0 | 0 | 0 | 1071.653 | 0 | 0
3699 | 1255.5327 | 0 | 0 | 0 | 0 | 0 | 0 | 1255.533 | 0 | 0
3700 | 806.1299 | 0 | 0 | 0 | 0 | 0 | 0 | 806.13 | 0 | 0
3701 | 750.2304 | 0 | 0 | 0 | 0 | 0 | 0 | 750.23 | 0 | 0
3702 | 706.0992 | 0 | 0 | 0 | 0 | 0 | 0 | 706.099 | 0 | 0
3703 | 1144.1924 | 34.29 | 84.2055 | 0 | -84.2055 | 0 | 0 | 1144.192 | 0 | 0
3704 | 1174.6209 | 93.42 | 265.5912 | 0 | -265.5912 | 0 | 0 | 1174.621 | 0 | 0
3705 | 1421.8944 | 235.41 | 698.351 | 0 | -698.351 | 0 | 0 | 1421.894 | 0 | 0
3706 | 1445.488 | 528.04 | 1558.3287 | 332.9328 | -1225.3959 | 0 | 0 | 1124.992 | 0 | 0
3707 | 1314.3991 | 700.66 | 2036.398 | 811.0021 | -1225.3959 | 0 | 0 | 533.693 | 0 | 0
3708 | 1630.578 | 639.12 | 1857.3725 | 1656.5757 | -200.7968 | 0 | 0 | 35.883 | 0 | 0
3709 | 1339.1925 | 911.23 | 2654.9876 | 1391.16 | -1225.3959 | 0 | 38.4316 | 0 | 0 | 0
3710 | 1441.9686 | 832.37 | 2451.8618 | 1497.9232 | -953.9386 | 0 | 0 | 0 | 0 | 0
3711 | 1484.2371 | 690.27 | 2072.1516 | 1541.8324 | -530.3192 | 0 | 0 | 0 | 0 | 0
3712 | 1687.8042 | 499.34 | 1532.0573 | 1532.0573 | 0 | 0 | 0 | 212.977 | 0 | 0
3713 | 1368.332 | 280.26 | 809.8002 | 809.8002 | 0 | 0 | 0 | 588.782 | 0 | 0
3714 | 1435.4445 | 78.14 | 187.1116 | 187.1116 | 0 | 0 | 0 | 1255.323 | 0 | 0
3715 | 1408.5208 | 0 | 0 | 0 | 0 | 0 | 0 | 292.543 | 0 | 1159.2832
3716 | 1324.6715 | 0 | 0 | 0 | 0 | 0 | 0 | 145.05 | 0 | 1225.3959
3717 | 1376.1579 | 0 | 0 | 0 | 0 | 0 | 0 | 196.537 | 0 | 1225.3959
3718 | 889.2437 | 0 | 0 | 0 | 0 | 0 | 0 | 0 | 0 | 923.7509
3719 | 1277.5983 | 0 | 0 | 0 | 0 | 0 | 0 | 97.977 | 0 | 1225.3959
3720 | 914.2514 | 0 | 0 | 0 | 0 | 0 | 0 | 914.251 | 0 | 0
3721 | 1040.0253 | 0 | 0 | 0 | 0 | 0 | 0 | 1040.025 | 0 | 0
3722 | 1225.3763 | 0 | 0 | 0 | 0 | 0 | 0 | 1225.376 | 0 | 0
3723 | 1041.4963 | 0 | 0 | 0 | 0 | 0 | 0 | 1041.496 | 0 | 0
3724 | 1069.4461 | 0 | 0 | 0 | 0 | 0 | 0 | 1069.446 | 0 | 0
3725 | 1206.9883 | 0 | 0 | 0 | 0 | 0 | 0 | 1206.988 | 0 | 0
3726 | 1139.3205 | 0 | 0 | 0 | 0 | 0 | 0 | 1139.32 | 0 | 0
3727 | 968.3737 | 108.89 | 300.8379 | 0 | -300.8379 | 0 | 0 | 968.374 | 0 | 0
3728 | 1216.8397 | 291.36 | 874.4679 | 0 | -874.4679 | 0 | 0 | 1216.84 | 0 | 0
3729 | 1270.5584 | 559.93 | 1681.7169 | 456.321 | -1225.3959 | 0 | 0 | 831.284 | 0 | 0
3730 | 1288.7009 | 740.58 | 2160.3295 | 934.9336 | -1225.3959 | 0 | 0 | 388.693 | 0 | 0
3731 | 1265.5835 | 718.71 | 2045.286 | 819.8902 | -1225.3959 | 0 | 0 | 476.321 | 0 | 0
3732 | 1527.2199 | 750.15 | 2125.0195 | 1511.2033 | -613.8162 | 0 | 0 | 72.468 | 0 | 0
3733 | 1609.8915 | 654.22 | 1871.8555 | 1672.3635 | -199.4921 | 0 | 0 | 0 | 0 | 0
3734 | 1684.8217 | 741.13 | 2123.1819 | 1750.2001 | -372.9818 | 0 | 0 | 0 | 0 | 0
3735 | 1461.4939 | 648.48 | 1889.8133 | 1518.2059 | -371.6075 | 0 | 0 | 0 | 0 | 0
3736 | 1490.238 | 492.84 | 1500.6802 | 1500.6802 | 0 | 0 | 0 | 45.616 | 0 | 0
3737 | 1239.2694 | 256.74 | 762.6582 | 762.6582 | 0 | 0 | 0 | 505.1 | 0 | 0
3738 | 1422.6934 | 54.26 | 139.4814 | 139.4814 | 0 | 0 | 0 | 1288.422 | 0 | 0
3739 | 1531.3527 | 0 | 0 | 0 | 0 | 0 | 0 | 351.731 | 0 | 1225.3959
3740 | 1093.7182 | 0 | 0 | 0 | 0 | 0 | 0 | 0 | 0 | 1136.1595
3741 | 818.6338 | 0 | 0 | 0 | 0 | 0 | 0 | 0 | 0 | 850.4009
3742 | 913.5158 | 0 | 0 | 0 | 0 | 0 | 0 | 0 | 0 | 948.9648
3743 | 1149.6178 | 0 | 0 | 0 | 0 | 0 | 0 | 0 | 0 | 1194.2286
3744 | 1036.3477 | 0 | 0 | 0 | 0 | 0 | 0 | 1036.348 | 0 | 0
3745 | 967.2088 | 0 | 0 | 0 | 0 | 0 | 0 | 967.209 | 0 | 0
3746 | 1274.6562 | 0 | 0 | 0 | 0 | 0 | 0 | 1274.656 | 0 | 0
3747 | 962.0602 | 0 | 0 | 0 | 0 | 0 | 0 | 962.06 | 0 | 0
3748 | 1158.444 | 0 | 0 | 0 | 0 | 0 | 0 | 1158.444 | 0 | 0
3749 | 1215.0791 | 0 | 0 | 0 | 0 | 0 | 0 | 1215.079 | 0 | 0
3750 | 663.439 | 0 | 0 | 0 | 0 | 0 | 0 | 663.439 | 0 | 0
3751 | 831.19 | 102.83 | 285.2277 | 0 | -285.2277 | 0 | 0 | 831.19 | 0 | 0
3752 | 900.2029 | 276.02 | 827.782 | 0 | -827.782 | 0 | 0 | 900.203 | 0 | 0
3753 | 1016.1898 | 457.32 | 1357.322 | 131.9261 | -1225.3959 | 0 | 0 | 889.192 | 0 | 0
3754 | 1501.8804 | 460.94 | 1345.3633 | 119.9674 | -1225.3959 | 0 | 0 | 1386.395 | 0 | 0
3755 | 1433.3713 | 860.19 | 2458.4447 | 1233.0488 | -1225.3959 | 0 | 0 | 246.384 | 0 | 0
3756 | 1371.731 | 522.16 | 1500.1805 | 329.6782 | -1170.5023 | 0 | 0 | 1054.369 | 0 | 0
3757 | 1529.9046 | 252.45 | 727.6339 | 727.6339 | 0 | 0 | 0 | 829.451 | 0 | 0
3758 | 1387.7571 | 88.02 | 238.388 | 238.388 | 0 | 0 | 0 | 1158.274 | 0 | 0
3759 | 1085.9861 | 142.92 | 406.7118 | 406.7118 | 0 | 0 | 0 | 694.468 | 0 | 0
3760 | 1513.4915 | 119.23 | 339.4679 | 339.4679 | 0 | 0 | 0 | 1186.704 | 0 | 0
3761 | 1215.0892 | 78.8 | 218.3775 | 218.3775 | 0 | 0 | 0 | 1004.869 | 0 | 0
3762 | 1339.0123 | 19.59 | 38.3693 | 38.3693 | 0 | 0 | 0 | 1302.077 | 0 | 0
3763 | 1233.4671 | 0 | 0 | 0 | 0 | 0 | 0 | 125.15 | 0 | 1151.325
3764 | 1164.3282 | 0 | 0 | 0 | 0 | 0 | 0 | 0 | 0 | 1209.5095
3765 | 1034.1411 | 0 | 0 | 0 | 0 | 0 | 0 | 0 | 0 | 1074.2706
3766 | 1329.8202 | 0 | 0 | 0 | 0 | 0 | 0 | 150.199 | 0 | 1225.3959
3767 | 1057.6778 | 0 | 0 | 0 | 0 | 0 | 0 | 0 | 0 | 1098.7209
3768 | 1348.9437 | 0 | 0 | 0 | 0 | 0 | 0 | 1348.944 | 0 | 0
3769 | 972.3574 | 0 | 0 | 0 | 0 | 0 | 0 | 972.357 | 0 | 0
3770 | 1018.6952 | 0 | 0 | 0 | 0 | 0 | 0 | 1018.695 | 0 | 0
3771 | 1329.8202 | 0 | 0 | 0 | 0 | 0 | 0 | 1329.82 | 0 | 0
3772 | 1226.8474 | 0 | 0 | 0 | 0 | 0 | 0 | 1226.847 | 0 | 0
3773 | 759.7922 | 0 | 0 | 0 | 0 | 0 | 0 | 759.792 | 0 | 0
3774 | 961.3246 | 0 | 0 | 0 | 0 | 0 | 0 | 961.325 | 0 | 0
3775 | 883.3154 | 55.97 | 150.1468 | 0 | -150.1468 | 0 | 0 | 883.315 | 0 | 0
3776 | 819.4309 | 342.89 | 996.2449 | 0 | -996.2449 | 0 | 0 | 819.431 | 0 | 0
3777 | 938.7295 | 436.58 | 1260.0265 | 427.7995 | -832.227 | 0 | 0 | 526.91 | 0 | 0
3778 | 1175.0134 | 738.05 | 2053.959 | 1220.6091 | -833.3499 | 0 | 0 | 0 | 0 | 0
3779 | 1296.981 | 505.07 | 1414.9663 | 1347.31 | -67.6563 | 0 | 0 | 0 | 0 | 0
3780 | 1264.4646 | 917.77 | 2469.6939 | 1313.5322 | -1156.1616 | 0 | 0 | 0 | 0 | 0
3781 | 1379.1589 | 909.81 | 2479.121 | 1432.6769 | -1046.4441 | 0 | 0 | 0 | 0 | 0
3782 | 1238.6166 | 465.71 | 1324.1551 | 1286.6812 | -37.4738 | 0 | 0 | 0 | 0 | 0
3783 | 1071.4449 | 615.89 | 1755.3276 | 1113.0222 | -642.3054 | 0 | 0 | 0 | 0 | 0
3784 | 1163.5669 | 474.52 | 1391.104 | 1208.7189 | -182.385 | 0 | 0 | 0 | 0 | 0
3785 | 930.6139 | 200.3 | 585.6844 | 585.6844 | 0 | 0 | 0 | 366.808 | 0 | 0
3786 | 930.0798 | 75.56 | 154.6427 | 154.6427 | 0 | 0 | 0 | 781.214 | 0 | 0
3787 | 892.9213 | 0 | 0 | 0 | 0 | 0 | 0 | 0 | 0 | 927.5706
3788 | 1206.2528 | 0 | 0 | 0 | 0 | 0 | 0 | 26.631 | 0 | 1225.3959
3789 | 1006.9269 | 0 | 0 | 0 | 0 | 0 | 0 | 0 | 0 | 1046.0005
3790 | 984.8613 | 0 | 0 | 0 | 0 | 0 | 0 | 0 | 0 | 1023.0783
3791 | 1077.5368 | 0 | 0 | 0 | 0 | 0 | 0 | 0 | 0 | 1119.3506
3792 | 956.176 | 0 | 0 | 0 | 0 | 0 | 0 | 956.176 | 0 | 0
3793 | 959.8536 | 0 | 0 | 0 | 0 | 0 | 0 | 959.854 | 0 | 0
3794 | 1045.1739 | 0 | 0 | 0 | 0 | 0 | 0 | 1045.174 | 0 | 0
3795 | 993.6875 | 0 | 0 | 0 | 0 | 0 | 0 | 993.688 | 0 | 0
3796 | 951.0274 | 0 | 0 | 0 | 0 | 0 | 0 | 951.027 | 0 | 0
3797 | 970.1509 | 0 | 0 | 0 | 0 | 0 | 0 | 970.151 | 0 | 0
3798 | 989.2744 | 0 | 0 | 0 | 0 | 0 | 0 | 989.274 | 0 | 0
3799 | 814.7659 | 121.82 | 290.7666 | 290.7666 | 0 | 0 | 0 | 534.86 | 0 | 0
3800 | 269.8053 | 295.28 | 881.6377 | 280.2747 | -601.363 | 0 | 0 | 0 | 0 | 0
3801 | 129.9866 | 549.81 | 1644.3594 | 135.0311 | -1225.3959 | 0 | 283.9323 | 0 | 0 | 0
3802 | 207.7449 | 727.04 | 2111.1909 | 215.8065 | -1225.3959 | 0 | 669.9885 | 0 | 0 | 0
3803 | 159.9664 | 654.13 | 1853.5279 | 166.1745 | -1225.3959 | 0 | 461.9575 | 0 | 0 | 0
3804 | 171.8487 | 777.03 | 2165.5464 | 178.5176 | -1225.3959 | 0 | 761.6329 | 0 | 0 | 0
3805 | 132.4947 | 745.97 | 2083.1702 | 137.6354 | -906.4434 | 0 | 1039.0915 | 0 | 0 | 0
3806 | 124.5833 | 796.66 | 2255.4186 | 129.4185 | 0 | 0 | 2126.0001 | 0 | 0 | 0
3807 | 178.8941 | 587.55 | 1687.851 | 185.8359 | 0 | 0 | 1502.0151 | 0 | 0 | 0
3808 | 197.9358 | 441.13 | 1295.6658 | 205.6169 | 0 | 0 | 1090.049 | 0 | 0 | 0
3809 | 169.2818 | 163.02 | 473.6493 | 175.8509 | 0 | 0 | 297.7983 | 0 | 0 | 0
3810 | 186.6658 | 55.15 | 140.6718 | 140.6718 | 0 | 0 | 0 | 0 | 0 | 53.2377
3811 | 128.716 | 0 | 0 | 0 | 0 | 0 | 0 | 0 | 0 | 133.7108
3812 | 181.6734 | 0 | 0 | 0 | 0 | 0 | 0 | 0 | 0 | 188.7228
3813 | 183.1445 | 0 | 0 | 0 | 0 | 0 | 0 | 0 | 0 | 190.2509
3814 | 100.0307 | 0 | 0 | 0 | 0 | 0 | 0 | 0 | 0 | 103.9127
3815 | 90.469 | 0 | 0 | 0 | 0 | 0 | 0 | 0 | 0 | 93.9796
3816 | 94.1466 | 0 | 0 | 0 | 0 | 0 | 0 | 0 | 0 | 97.8004
3817 | 85.3203 | 0 | 0 | 0 | 0 | 0 | 0 | 0 | 0 | 88.6308
3818 | 91.2045 | 0 | 0 | 0 | 0 | 0 | 0 | 0 | 0 | 94.7431
3819 | 86.7914 | 0 | 0 | 0 | 0 | 0 | 0 | 0 | 0 | 90.1589
3820 | 90.469 | 0 | 0 | 0 | 0 | 0 | 0 | 0 | 0 | 93.9796
3821 | 85.3203 | 0 | 0 | 0 | 0 | 0 | 0 | 0 | 0 | 88.6308
3822 | 86.0558 | 0 | 0 | 0 | 0 | 0 | 0 | 0 | 0 | 89.3954
3823 | 73.9979 | 31.35 | 75.3289 | 75.3289 | 0 | 0 | 0 | 0 | 0 | 1.5395
3824 | 92.8447 | 86.15 | 242.2285 | 96.4478 | -145.7807 | 0 | 0 | 0 | 0 | 0
3825 | 624.5034 | 215.31 | 632.0566 | 632.0566 | 0 | 0 | 0 | 0 | 0 | 16.6801
3826 | 1169.1854 | 340.87 | 994.2411 | 994.2411 | 0 | 0 | 0 | 0 | 0 | 220.3139
3827 | 1182.7428 | 648.57 | 1854.254 | 1228.639 | -625.615 | 0 | 0 | 0 | 0 | 0
3828 | 1218.137 | 678.22 | 1926.8176 | 1265.4065 | -661.4111 | 0 | 0 | 0 | 0 | 0
3829 | 1041.8558 | 673.51 | 1916.4067 | 1082.286 | -398.6663 | 0 | 435.4545 | 0 | 0 | 0
3830 | 1119.2978 | 338.48 | 978.1115 | 978.1115 | 0 | 0 | 0 | 0 | 0 | 184.6205
3831 | 1117.0011 | 508.52 | 1478.9598 | 1160.3459 | -205.4621 | 0 | 113.1518 | 0 | 0 | 0
3832 | 1182.9589 | 367.03 | 1084.3387 | 1084.3387 | 0 | 0 | 0 | 139.126 | 0 | 0
3833 | 1307.3767 | 195.25 | 573.3371 | 573.3371 | 0 | 0 | 0 | 755.457 | 0 | 0
3834 | 1228.2872 | 61.82 | 158.3211 | 158.3211 | 0 | 0 | 0 | 1075.881 | 0 | 0
3835 | 1151.8243 | 0 | 0 | 0 | 0 | 0 | 0 | 0 | 0 | 1196.5202
3836 | 1090.7762 | 0 | 0 | 0 | 0 | 0 | 0 | 0 | 0 | 1133.1033
3837 | 1351.8858 | 0 | 0 | 0 | 0 | 0 | 0 | 172.264 | 0 | 1225.3959
3838 | 1092.9827 | 0 | 0 | 0 | 0 | 0 | 0 | 0 | 0 | 1135.3959
3839 | 716.3965 | 0 | 0 | 0 | 0 | 0 | 0 | 0 | 0 | 744.1956
3840 | 1042.2318 | 0 | 0 | 0 | 0 | 0 | 0 | 1042.232 | 0 | 0
3841 | 806.8654 | 0 | 0 | 0 | 0 | 0 | 0 | 806.865 | 0 | 0
3842 | 816.4272 | 0 | 0 | 0 | 0 | 0 | 0 | 816.427 | 0 | 0
3843 | 912.0448 | 0 | 0 | 0 | 0 | 0 | 0 | 912.045 | 0 | 0
3844 | 945.1432 | 0 | 0 | 0 | 0 | 0 | 0 | 945.143 | 0 | 0
3845 | 937.788 | 0 | 0 | 0 | 0 | 0 | 0 | 937.788 | 0 | 0
3846 | 909.1027 | 0 | 0 | 0 | 0 | 0 | 0 | 909.103 | 0 | 0
3847 | 944.3424 | 103.23 | 285.2475 | 0 | -285.2475 | 0 | 0 | 944.342 | 0 | 0
3848 | 881.4527 | 290.46 | 875.087 | 0 | -875.087 | 0 | 0 | 881.453 | 0 | 0
3849 | 933.853 | 451.09 | 1352.771 | 836.1308 | -516.6402 | 0 | 0 | 128.956 | 0 | 0
3850 | 994.1031 | 611.95 | 1798.4068 | 1032.6789 | -765.7279 | 0 | 0 | 0 | 0 | 0
3851 | 1339.2413 | 689.53 | 1995.7745 | 1391.2099 | -604.5646 | 0 | 0 | 0 | 0 | 0
3852 | 1246.3699 | 762.05 | 2180.6641 | 1294.7351 | -885.929 | 0 | 0 | 0 | 0 | 0
3853 | 1003.5325 | 752.34 | 2150.7663 | 1042.4738 | -1108.2925 | 0 | 0 | 0 | 0 | 0
3854 | 1101.4945 | 705.98 | 2030.0291 | 1144.2372 | -885.7919 | 0 | 0 | 0 | 0 | 0
3855 | 1463.9441 | 548.95 | 1603.5021 | 1520.752 | -82.7501 | 0 | 0 | 0 | 0 | 0
3856 | 1017.2747 | 369.07 | 1094.8535 | 1056.7501 | -38.1034 | 0 | 0 | 0 | 0 | 0
3857 | 1145.9282 | 59.52 | 158.7844 | 158.7844 | 0 | 0 | 0 | 993.075 | 0 | 0
3858 | 1215.9093 | 12.73 | 18.5811 | 18.5811 | 0 | 0 | 0 | 1198.022 | 0 | 0
3859 | 1031.199 | 0 | 0 | 0 | 0 | 0 | 0 | 124.845 | 0 | 941.5248
3860 | 1098.8669 | 0 | 0 | 0 | 0 | 0 | 0 | 0 | 0 | 1141.5083
3861 | 1268.772 | 0 | 0 | 0 | 0 | 0 | 0 | 89.151 | 0 | 1225.3959
3862 | 1276.1272 | 0 | 0 | 0 | 0 | 0 | 0 | 96.506 | 0 | 1225.3959
3863 | 1315.8453 | 0 | 0 | 0 | 0 | 0 | 0 | 136.224 | 0 | 1225.3959
3864 | 1015.0176 | 0 | 0 | 0 | 0 | 0 | 0 | 1015.018 | 0 | 0
3865 | 1181.9806 | 0 | 0 | 0 | 0 | 0 | 0 | 1181.981 | 0 | 0
3866 | 934.1104 | 0 | 0 | 0 | 0 | 0 | 0 | 934.11 | 0 | 0
3867 | 1097.3959 | 0 | 0 | 0 | 0 | 0 | 0 | 1097.396 | 0 | 0
3868 | 1369.5383 | 0 | 0 | 0 | 0 | 0 | 0 | 1369.538 | 0 | 0
3869 | 1001.0427 | 0 | 0 | 0 | 0 | 0 | 0 | 1001.043 | 0 | 0
3870 | 1035.6122 | 0 | 0 | 0 | 0 | 0 | 0 | 1035.612 | 0 | 0
3871 | 734.6806 | 98.27 | 271.4636 | 0 | -271.4636 | 0 | 0 | 734.681 | 0 | 0
3872 | 858.4429 | 262.71 | 789.314 | 0 | -789.314 | 0 | 0 | 858.443 | 0 | 0
3873 | 945.9468 | 408.02 | 1220.178 | 0 | -1220.178 | 0 | 0 | 945.947 | 0 | 0
3874 | 1313.9909 | 539.21 | 1584.1035 | 1083.8297 | -500.2738 | 0 | 0 | 270.647 | 0 | 0
3875 | 1203.8265 | 645.5 | 1866.7373 | 1250.5412 | -616.1961 | 0 | 0 | 0 | 0 | 0
3876 | 1170.5985 | 755.74 | 2159.4756 | 1216.0228 | -943.4529 | 0 | 0 | 0 | 0 | 0
3877 | 1180.2871 | 740.27 | 2115.798 | 1226.0877 | -889.7103 | 0 | 0 | 0 | 0 | 0
3878 | 935.0749 | 675.89 | 1946.6848 | 971.3604 | -975.3244 | 0 | 0 | 0 | 0 | 0
3879 | 1443.3311 | 583.12 | 1702.8171 | 1499.3391 | -203.478 | 0 | 0 | 0 | 0 | 0
3880 | 1115.1485 | 154.88 | 446.7588 | 446.7588 | 0 | 0 | 0 | 685.079 | 0 | 0
3881 | 1294.3433 | 91.12 | 255.279 | 255.279 | 0 | 0 | 0 | 1048.6 | 0 | 0
3882 | 1231.2495 | 55.13 | 141.7709 | 141.7709 | 0 | 0 | 0 | 1094.774 | 0 | 0
3883 | 1327.6136 | 0 | 0 | 0 | 0 | 0 | 0 | 486.72 | 0 | 873.5236
3884 | 1377.629 | 0 | 0 | 0 | 0 | 0 | 0 | 198.008 | 0 | 1225.3959
3885 | 1547.5341 | 0 | 0 | 0 | 0 | 0 | 0 | 367.913 | 0 | 1225.3959
3886 | 1445.2968 | 0 | 0 | 0 | 0 | 0 | 0 | 265.675 | 0 | 1225.3959
3887 | 1164.3282 | 0 | 0 | 0 | 0 | 0 | 0 | 0 | 0 | 1209.5095
3888 | 1151.8243 | 0 | 0 | 0 | 0 | 0 | 0 | 1151.824 | 0 | 0
3889 | 1028.257 | 0 | 0 | 0 | 0 | 0 | 0 | 1028.257 | 0 | 0
3890 | 1179.7741 | 0 | 0 | 0 | 0 | 0 | 0 | 1179.774 | 0 | 0
3891 | 1259.2103 | 0 | 0 | 0 | 0 | 0 | 0 | 1259.21 | 0 | 0
3892 | 1282.0114 | 0 | 0 | 0 | 0 | 0 | 0 | 1282.011 | 0 | 0
3893 | 1181.9806 | 0 | 0 | 0 | 0 | 0 | 0 | 1181.981 | 0 | 0
3894 | 970.8864 | 0 | 0 | 0 | 0 | 0 | 0 | 970.886 | 0 | 0
3895 | 956.4739 | 106.56 | 292.7591 | 0 | -292.7591 | 0 | 0 | 956.474 | 0 | 0
3896 | 799.5406 | 280.31 | 845.1103 | 0 | -845.1103 | 0 | 0 | 799.541 | 0 | 0
3897 | 1009.7099 | 324.48 | 970.3901 | 0 | -970.3901 | 0 | 0 | 1009.71 | 0 | 0
3898 | 1208.6635 | 540.8 | 1594.0947 | 368.6988 | -1225.3959 | 0 | 0 | 853.738 | 0 | 0
3899 | 1010.5833 | 392.88 | 1151.2169 | 0 | -1151.2169 | 0 | 0 | 1010.583 | 0 | 0
3900 | 1237.7156 | 344.57 | 1005.1568 | 0 | -1005.1568 | 0 | 0 | 1237.716 | 0 | 0
3901 | 1291.5998 | 675.07 | 1946.6889 | 1027.327 | -919.3619 | 0 | 0 | 302.649 | 0 | 0
3902 | 1072.2006 | 69.21 | 182.7154 | 182.7154 | 0 | 0 | 0 | 896.311 | 0 | 0
3903 | 1315.8048 | 51.04 | 129.8038 | 129.8038 | 0 | 0 | 0 | 1190.85 | 0 | 0
3904 | 1295.1505 | 59.61 | 158.0749 | 158.0749 | 0 | 0 | 0 | 1142.981 | 0 | 0
3905 | 1370.3069 | 33.32 | 80.6268 | 80.6268 | 0 | 0 | 0 | 1292.692 | 0 | 0
3906 | 1281.582 | 24.49 | 53.0975 | 53.0975 | 0 | 0 | 0 | 1230.468 | 0 | 0
3907 | 1545.3275 | 0 | 0 | 0 | 0 | 0 | 0 | 622.056 | 0 | 959.0983
3908 | 1218.0211 | 0 | 0 | 0 | 0 | 0 | 0 | 38.4 | 0 | 1225.3959
3909 | 1410.7274 | 0 | 0 | 0 | 0 | 0 | 0 | 231.106 | 0 | 1225.3959
3910 | 1444.5613 | 0 | 0 | 0 | 0 | 0 | 0 | 264.94 | 0 | 1225.3959
3911 | 1081.9499 | 0 | 0 | 0 | 0 | 0 | 0 | 0 | 0 | 1123.9348
3912 | 1302.6059 | 0 | 0 | 0 | 0 | 0 | 0 | 1302.606 | 0 | 0
3913 | 1140.056 | 0 | 0 | 0 | 0 | 0 | 0 | 1140.056 | 0 | 0
3914 | 1240.0867 | 0 | 0 | 0 | 0 | 0 | 0 | 1240.087 | 0 | 0
3915 | 1393.0749 | 0 | 0 | 0 | 0 | 0 | 0 | 1393.075 | 0 | 0
3916 | 1256.2682 | 0 | 0 | 0 | 0 | 0 | 0 | 1256.268 | 0 | 0
3917 | 1270.2431 | 0 | 0 | 0 | 0 | 0 | 0 | 1270.243 | 0 | 0
3918 | 1252.5906 | 0 | 0 | 0 | 0 | 0 | 0 | 1252.591 | 0 | 0
3919 | 624.6762 | 57.97 | 156.5313 | 0 | -156.5313 | 0 | 0 | 624.676 | 0 | 0
3920 | 1045.7035 | 162.14 | 478.3582 | 0 | -478.3582 | 0 | 0 | 1045.704 | 0 | 0
3921 | 811.5093 | 356.2 | 1058.5202 | 0 | -1058.5202 | 0 | 0 | 811.509 | 0 | 0
3922 | 397.7894 | 464.72 | 1365.2938 | 139.8979 | -1225.3959 | 0 | 0 | 263.118 | 0 | 0
3923 | 357.9482 | 490.4 | 1434.0762 | 208.6803 | -1225.3959 | 0 | 0 | 157.064 | 0 | 0
3924 | 364.5053 | 610.54 | 1775.6788 | 378.6506 | -1225.3959 | 0 | 171.6324 | 0 | 0 | 0
3925 | 782.6071 | 631.74 | 1840.2478 | 800.4552 | -1039.7927 | 0 | 0 | 12.053 | 0 | 0
3926 | 1248.8063 | 245.32 | 717.1316 | 717.1316 | 0 | 0 | 0 | 558.464 | 0 | 0
3927 | 1519.8933 | 182.17 | 530.849 | 530.849 | 0 | 0 | 0 | 1008.874 | 0 | 0
3928 | 1361.4245 | 82.28 | 228.6544 | 228.6544 | 0 | 0 | 0 | 1141.311 | 0 | 0
3929 | 1399.7203 | 158.95 | 471.0304 | 471.0304 | 0 | 0 | 0 | 946.286 | 0 | 0
3930 | 1546.8023 | 78.39 | 197.6773 | 197.6773 | 0 | 0 | 0 | 1356.509 | 0 | 0
3931 | 1616.673 | 0 | 0 | 0 | 0 | 0 | 0 | 791.073 | 0 | 857.6372
3932 | 1468.8335 | 0 | 0 | 0 | 0 | 0 | 0 | 289.212 | 0 | 1225.3959
3933 | 1634.3255 | 0 | 0 | 0 | 0 | 0 | 0 | 454.704 | 0 | 1225.3959
3934 | 1700.5223 | 0 | 0 | 0 | 0 | 0 | 0 | 520.901 | 0 | 1225.3959
3935 | 1246.7064 | 0 | 0 | 0 | 0 | 0 | 0 | 67.085 | 0 | 1225.3959
3936 | 1177.5675 | 0 | 0 | 0 | 0 | 0 | 0 | 1177.568 | 0 | 0
3937 | 1148.1467 | 0 | 0 | 0 | 0 | 0 | 0 | 1148.147 | 0 | 0
3938 | 1455.5941 | 0 | 0 | 0 | 0 | 0 | 0 | 1455.594 | 0 | 0
3939 | 1526.204 | 0 | 0 | 0 | 0 | 0 | 0 | 1526.204 | 0 | 0
3940 | 902.483 | 0 | 0 | 0 | 0 | 0 | 0 | 902.483 | 0 | 0
3941 | 1237.1447 | 0 | 0 | 0 | 0 | 0 | 0 | 1237.145 | 0 | 0
3942 | 1238.6157 | 0 | 0 | 0 | 0 | 0 | 0 | 1238.616 | 0 | 0
3943 | 993.8319 | 64.22 | 176.0452 | 0 | -176.0452 | 0 | 0 | 993.832 | 0 | 0
3944 | 1094.5292 | 179.86 | 539.6456 | 0 | -539.6456 | 0 | 0 | 1094.529 | 0 | 0
3945 | 975.5698 | 296.84 | 893.879 | 0 | -893.879 | 0 | 0 | 975.57 | 0 | 0
3946 | 1525.9328 | 449.35 | 1340.2088 | 114.8129 | -1225.3959 | 0 | 0 | 1415.409 | 0 | 0
3947 | 1595.194 | 578.31 | 1704.8334 | 479.4375 | -1225.3959 | 0 | 0 | 1133.666 | 0 | 0
3948 | 1689.2072 | 533.38 | 1567.0297 | 341.6338 | -1225.3959 | 0 | 0 | 1360.335 | 0 | 0
3949 | 1412.9376 | 512.79 | 1507.0678 | 787.5303 | -719.5375 | 0 | 0 | 654.825 | 0 | 0
3950 | 1322.0172 | 588.91 | 1734.4528 | 1373.3175 | -361.1353 | 0 | 0 | 0 | 0 | 0
3951 | 1567.5485 | 560.65 | 1671.3371 | 1628.3773 | -42.9598 | 0 | 0 | 0 | 0 | 0
3952 | 1329.2253 | 400.9 | 1214.1311 | 1214.1311 | 0 | 0 | 0 | 160.449 | 0 | 0
3953 | 1391.3492 | 144.34 | 426.4792 | 426.4792 | 0 | 0 | 0 | 980.801 | 0 | 0
3954 | 1660.1588 | 51.65 | 134.6364 | 134.6364 | 0 | 0 | 0 | 1530.551 | 0 | 0
3955 | 1308.4901 | 0 | 0 | 0 | 0 | 0 | 0 | 482.89 | 0 | 857.6372
3956 | 1471.04 | 0 | 0 | 0 | 0 | 0 | 0 | 291.419 | 0 | 1225.3959
3957 | 1597.5495 | 0 | 0 | 0 | 0 | 0 | 0 | 417.928 | 0 | 1225.3959
3958 | 1294.5152 | 0 | 0 | 0 | 0 | 0 | 0 | 114.894 | 0 | 1225.3959
3959 | 1450.4455 | 0 | 0 | 0 | 0 | 0 | 0 | 270.824 | 0 | 1225.3959
3960 | 1306.2835 | 0 | 0 | 0 | 0 | 0 | 0 | 1306.284 | 0 | 0
3961 | 956.176 | 0 | 0 | 0 | 0 | 0 | 0 | 956.176 | 0 | 0
3962 | 976.035 | 0 | 0 | 0 | 0 | 0 | 0 | 976.035 | 0 | 0
3963 | 779.6512 | 0 | 0 | 0 | 0 | 0 | 0 | 779.651 | 0 | 0
3964 | 1012.811 | 0 | 0 | 0 | 0 | 0 | 0 | 1012.811 | 0 | 0
3965 | 668.5877 | 0 | 0 | 0 | 0 | 0 | 0 | 668.588 | 0 | 0
3966 | 831.1376 | 0 | 0 | 0 | 0 | 0 | 0 | 831.138 | 0 | 0
3967 | 843.9182 | 55.91 | 150.9757 | 0 | -150.9757 | 0 | 0 | 843.918 | 0 | 0
3968 | 837.4805 | 155 | 460.7535 | 0 | -460.7535 | 0 | 0 | 837.481 | 0 | 0
3969 | 846.0043 | 286.97 | 862.7315 | 81.9025 | -780.829 | 0 | 0 | 767.162 | 0 | 0
3970 | 975.8383 | 412.96 | 1231.7201 | 1013.7051 | -218.015 | 0 | 0 | 0 | 0 | 0
3971 | 936.9532 | 625.9 | 1841.5806 | 973.3112 | -868.2694 | 0 | 0 | 0 | 0 | 0
3972 | 911.1879 | 534.32 | 1569.367 | 946.5464 | -622.8206 | 0 | 0 | 0 | 0 | 0
3973 | 1051.1298 | 479.88 | 1410.6771 | 1091.9178 | -318.7593 | 0 | 0 | 0 | 0 | 0
3974 | 1012.9324 | 430 | 1268.5572 | 1052.2386 | -216.3186 | 0 | 0 | 0 | 0 | 0
3975 | 1027.0912 | 465.07 | 1381.9188 | 1066.947 | -314.9718 | 0 | 0 | 0 | 0 | 0
3976 | 478.6691 | 237.27 | 707.6286 | 497.2436 | -210.385 | 0 | 0 | 0 | 0 | 0
3977 | 176.7969 | 172.93 | 514.387 | 183.6576 | -330.7295 | 0 | 0 | 0 | 0 | 0
3978 | 236.4577 | 41.04 | 102.9694 | 102.9694 | 0 | 0 | 0 | 137.335 | 0 | 0
3979 | 138.2778 | 0 | 0 | 0 | 0 | 0 | 0 | 138.278 | 0 | 0
3980 | 145.633 | 0 | 0 | 0 | 0 | 0 | 0 | 145.633 | 0 | 0
3981 | 115.4766 | 0 | 0 | 0 | 0 | 0 | 0 | 115.477 | 0 | 0
3982 | 110.328 | 0 | 0 | 0 | 0 | 0 | 0 | 110.328 | 0 | 0
3983 | 105.9149 | 0 | 0 | 0 | 0 | 0 | 0 | 105.915 | 0 | 0
3984 | 106.6504 | 0 | 0 | 0 | 0 | 0 | 0 | 106.65 | 0 | 0
3985 | 98.5597 | 0 | 0 | 0 | 0 | 0 | 0 | 98.56 | 0 | 0
3986 | 108.1214 | 0 | 0 | 0 | 0 | 0 | 0 | 108.121 | 0 | 0
3987 | 88.9979 | 0 | 0 | 0 | 0 | 0 | 0 | 88.998 | 0 | 0
3988 | 94.8821 | 0 | 0 | 0 | 0 | 0 | 0 | 94.882 | 0 | 0
3989 | 88.9979 | 0 | 0 | 0 | 0 | 0 | 0 | 88.998 | 0 | 0
3990 | 93.411 | 0 | 0 | 0 | 0 | 0 | 0 | 93.411 | 0 | 0
3991 | 80.6148 | 34.3 | 84.6221 | 83.7432 | -0.87883 | 0 | 0 | 0 | 0 | 0
3992 | 145.6072 | 93.19 | 266.3215 | 151.2572 | -115.0642 | 0 | 0 | 0 | 0 | 0
3993 | 662.3137 | 264.57 | 791.5796 | 688.0149 | -103.5647 | 0 | 0 | 0 | 0 | 0
3994 | 881.3451 | 498.6 | 1481.0831 | 915.5454 | -565.5378 | 0 | 0 | 0 | 0 | 0
3995 | 1021.1849 | 477.88 | 1410.7291 | 1060.8118 | -349.9172 | 0 | 0 | 0 | 0 | 0
3996 | 1073.9732 | 645.45 | 1889.1984 | 1115.6483 | -773.5501 | 0 | 0 | 0 | 0 | 0
3997 | 1076.9171 | 381.48 | 1126.7593 | 1118.7075 | -8.0518 | 0 | 0 | 0 | 0 | 0
3998 | 1076.9383 | 65.42 | 173.4981 | 173.4981 | 0 | 0 | 0 | 909.922 | 0 | 0
3999 | 1164.3879 | 46.13 | 116.7419 | 116.7419 | 0 | 0 | 0 | 1052.007 | 0 | 0
4000 | 1132.1777 | 29.41 | 68.1238 | 68.1238 | 0 | 0 | 0 | 1066.599 | 0 | 0
4001 | 1128.9285 | 107.28 | 311.281 | 311.281 | 0 | 0 | 0 | 829.276 | 0 | 0
4002 | 1028.4225 | 51.69 | 135.1724 | 135.1724 | 0 | 0 | 0 | 898.3 | 0 | 0
4003 | 1248.913 | 0 | 0 | 0 | 0 | 0 | 0 | 69.292 | 0 | 1225.3959
4004 | 980.4482 | 0 | 0 | 0 | 0 | 0 | 0 | 0 | 0 | 1018.494
4005 | 989.2744 | 0 | 0 | 0 | 0 | 0 | 0 | 0 | 0 | 1027.6625
4006 | 925.2842 | 0 | 0 | 0 | 0 | 0 | 0 | 0 | 0 | 961.1894
4007 | 992.2165 | 0 | 0 | 0 | 0 | 0 | 0 | 0 | 0 | 1030.7187
4008 | 1404.8432 | 0 | 0 | 0 | 0 | 0 | 0 | 1404.843 | 0 | 0
4009 | 1122.4035 | 0 | 0 | 0 | 0 | 0 | 0 | 1122.404 | 0 | 0
4010 | 848.7901 | 0 | 0 | 0 | 0 | 0 | 0 | 848.79 | 0 | 0
4011 | 1120.197 | 0 | 0 | 0 | 0 | 0 | 0 | 1120.197 | 0 | 0
4012 | 1104.0155 | 0 | 0 | 0 | 0 | 0 | 0 | 1104.016 | 0 | 0
4013 | 823.7824 | 0 | 0 | 0 | 0 | 0 | 0 | 823.782 | 0 | 0
4014 | 1180.5096 | 0 | 0 | 0 | 0 | 0 | 0 | 1180.51 | 0 | 0
4015 | 1004.4362 | 44.11 | 114.8575 | 0 | -114.8575 | 0 | 0 | 1004.436 | 0 | 0
4016 | 1200.8854 | 123.2 | 360.5099 | 0 | -360.5099 | 0 | 0 | 1200.885 | 0 | 0
4017 | 1296.0874 | 298.65 | 898.3739 | 0 | -898.3739 | 0 | 0 | 1296.087 | 0 | 0
4018 | 905.5732 | 418.47 | 1249.2063 | 23.8104 | -1225.3959 | 0 | 0 | 882.652 | 0 | 0
4019 | 1261.7184 | 642.86 | 1895.1788 | 669.7829 | -1225.3959 | 0 | 0 | 616.956 | 0 | 0
4020 | 1336.4693 | 725.12 | 2118.6392 | 1162.1358 | -956.5034 | 0 | 0 | 217.745 | 0 | 0
4021 | 1087.4829 | 704.67 | 2056.368 | 1129.6825 | -926.6855 | 0 | 0 | 0 | 0 | 0
4022 | 1175.372 | 464.56 | 1370.9241 | 1220.982 | -149.9421 | 0 | 0 | 0 | 0 | 0
4023 | 1147.4094 | 143.9 | 414.8415 | 414.8415 | 0 | 0 | 0 | 748.064 | 0 | 0
4024 | 998.7939 | 82.3 | 229.5945 | 229.5945 | 0 | 0 | 0 | 777.775 | 0 | 0
4025 | 1349.1184 | 67.1 | 185.0122 | 185.0122 | 0 | 0 | 0 | 1171.017 | 0 | 0
4026 | 1296.8027 | 21.55 | 44.8805 | 44.8805 | 0 | 0 | 0 | 1253.599 | 0 | 0
4027 | 1050.3226 | 0 | 0 | 0 | 0 | 0 | 0 | 0 | 0 | 1091.0805
4028 | 905.4251 | 0 | 0 | 0 | 0 | 0 | 0 | 0 | 0 | 940.5598
4029 | 1113.5773 | 0 | 0 | 0 | 0 | 0 | 0 | 0 | 0 | 1156.7891
4030 | 1034.8766 | 0 | 0 | 0 | 0 | 0 | 0 | 0 | 0 | 1075.0351
4031 | 1276.8627 | 0 | 0 | 0 | 0 | 0 | 0 | 97.241 | 0 | 1225.3959
4032 | 906.1606 | 0 | 0 | 0 | 0 | 0 | 0 | 906.161 | 0 | 0
4033 | 1189.3358 | 0 | 0 | 0 | 0 | 0 | 0 | 1189.336 | 0 | 0
4034 | 1040.0253 | 0 | 0 | 0 | 0 | 0 | 0 | 1040.025 | 0 | 0
4035 | 1162.8571 | 0 | 0 | 0 | 0 | 0 | 0 | 1162.857 | 0 | 0
4036 | 711.9834 | 0 | 0 | 0 | 0 | 0 | 0 | 711.983 | 0 | 0
4037 | 1019.4307 | 0 | 0 | 0 | 0 | 0 | 0 | 1019.431 | 0 | 0
4038 | 675.2074 | 0 | 0 | 0 | 0 | 0 | 0 | 675.207 | 0 | 0
4039 | 747.1449 | 63.21 | 172.7397 | 0 | -172.7397 | 0 | 0 | 747.145 | 0 | 0
4040 | 1067.6514 | 179.14 | 536.098 | 0 | -536.098 | 0 | 0 | 1067.651 | 0 | 0
4041 | 1143.193 | 397.11 | 1200.0885 | 0 | -1200.0885 | 0 | 0 | 1143.193 | 0 | 0
4042 | 1219.8369 | 465.15 | 1386.8978 | 161.5019 | -1225.3959 | 0 | 0 | 1064.368 | 0 | 0
4043 | 1490.4715 | 506.41 | 1497.0537 | 679.798 | -817.2557 | 0 | 0 | 836.068 | 0 | 0
4044 | 1150.4507 | 612.18 | 1799.026 | 1195.094 | -603.932 | 0 | 0 | 0 | 0 | 0
4045 | 1240.471 | 677.58 | 1985.6566 | 1288.6072 | -697.0494 | 0 | 0 | 0 | 0 | 0
4046 | 1223.9724 | 674.03 | 1985.0177 | 1271.4679 | -713.5498 | 0 | 0 | 0 | 0 | 0
4047 | 1179.3466 | 459.1 | 1367.5075 | 1225.1113 | -142.3962 | 0 | 0 | 0 | 0 | 0
4048 | 1321.3359 | 426.35 | 1288.3059 | 1288.3059 | 0 | 0 | 0 | 81.155 | 0 | 0
4049 | 1489.5089 | 74.66 | 207.0224 | 207.0224 | 0 | 0 | 0 | 1290.22 | 0 | 0
4050 | 1368.6657 | 18.61 | 36.0039 | 36.0039 | 0 | 0 | 0 | 1334.007 | 0 | 0
4051 | 1199.6331 | 0 | 0 | 0 | 0 | 0 | 0 | 165.756 | 0 | 1073.9963
4052 | 1119.4615 | 0 | 0 | 0 | 0 | 0 | 0 | 0 | 0 | 1162.9014
4053 | 1075.3302 | 0 | 0 | 0 | 0 | 0 | 0 | 0 | 0 | 1117.0579
4054 | 1176.832 | 0 | 0 | 0 | 0 | 0 | 0 | 0 | 0 | 1222.4987
4055 | 1138.585 | 0 | 0 | 0 | 0 | 0 | 0 | 0 | 0 | 1182.7675
4056 | 1338.6464 | 0 | 0 | 0 | 0 | 0 | 0 | 1338.646 | 0 | 0
4057 | 1243.0288 | 0 | 0 | 0 | 0 | 0 | 0 | 1243.029 | 0 | 0
4058 | 1127.5522 | 0 | 0 | 0 | 0 | 0 | 0 | 1127.552 | 0 | 0
4059 | 1088.5696 | 0 | 0 | 0 | 0 | 0 | 0 | 1088.57 | 0 | 0
4060 | 1187.8648 | 0 | 0 | 0 | 0 | 0 | 0 | 1187.865 | 0 | 0
4061 | 1379.1 | 0 | 0 | 0 | 0 | 0 | 0 | 1379.1 | 0 | 0
4062 | 1313.6387 | 0 | 0 | 0 | 0 | 0 | 0 | 1313.639 | 0 | 0
4063 | 1192.7735 | 95.03 | 262.3418 | 0 | -262.3418 | 0 | 0 | 1192.773 | 0 | 0
4064 | 1204.4444 | 294.23 | 889.2241 | 0 | -889.2241 | 0 | 0 | 1204.444 | 0 | 0
4065 | 914.0068 | 327.48 | 984.2218 | 0 | -984.2218 | 0 | 0 | 914.007 | 0 | 0
4066 | 1054.7081 | 707.1 | 2129.3804 | 1050.2513 | -1079.1291 | 0 | 0 | 43.69 | 0 | 0
4067 | 1164.4744 | 684.59 | 2017.9437 | 1209.6622 | -808.2815 | 0 | 0 | 0 | 0 | 0
4068 | 1401.6253 | 751.21 | 2200.23 | 1456.0157 | -744.2143 | 0 | 0 | 0 | 0 | 0
4069 | 1428.7283 | 738.84 | 2168.1933 | 1484.1694 | -684.0238 | 0 | 0 | 0 | 0 | 0
4070 | 1276.9675 | 690.89 | 2038.8257 | 1326.5194 | -712.3063 | 0 | 0 | 0 | 0 | 0
4071 | 1519.5135 | 600.39 | 1792.4036 | 1578.4784 | -213.9252 | 0 | 0 | 0 | 0 | 0
4072 | 1443.7099 | 497.67 | 1531.4548 | 1499.7328 | -31.722 | 0 | 0 | 0 | 0 | 0
4073 | 1342.0133 | 248.99 | 745.5803 | 745.5803 | 0 | 0 | 0 | 624.284 | 0 | 0
4074 | 1332.7466 | 67.7 | 177.4455 | 177.4455 | 0 | 0 | 0 | 1161.929 | 0 | 0
4075 | 1262.1523 | 0 | 0 | 0 | 0 | 0 | 0 | 436.552 | 0 | 857.6372
4076 | 1451.9165 | 0 | 0 | 0 | 0 | 0 | 0 | 272.295 | 0 | 1225.3959
4077 | 1443.0903 | 0 | 0 | 0 | 0 | 0 | 0 | 263.469 | 0 | 1225.3959
4078 | 1423.9667 | 0 | 0 | 0 | 0 | 0 | 0 | 244.345 | 0 | 1225.3959
4079 | 1318.0519 | 0 | 0 | 0 | 0 | 0 | 0 | 138.431 | 0 | 1225.3959
4080 | 1204.7818 | 0 | 0 | 0 | 0 | 0 | 0 | 1204.782 | 0 | 0
4081 | 1000.3072 | 0 | 0 | 0 | 0 | 0 | 0 | 1000.307 | 0 | 0
4082 | 1279.8048 | 0 | 0 | 0 | 0 | 0 | 0 | 1279.805 | 0 | 0
4083 | 1320.9939 | 0 | 0 | 0 | 0 | 0 | 0 | 1320.994 | 0 | 0
4084 | 1414.405 | 0 | 0 | 0 | 0 | 0 | 0 | 1414.405 | 0 | 0
4085 | 1349.6792 | 0 | 0 | 0 | 0 | 0 | 0 | 1349.679 | 0 | 0
4086 | 1217.2856 | 0 | 0 | 0 | 0 | 0 | 0 | 1217.286 | 0 | 0
4087 | 842.1704 | 74.49 | 205.4704 | 0 | -205.4704 | 0 | 0 | 842.17 | 0 | 0
4088 | 1414.8031 | 208.21 | 626.6527 | 0 | -626.6527 | 0 | 0 | 1414.803 | 0 | 0
4089 | 1229.2948 | 538.32 | 1658.5962 | 433.2003 | -1225.3959 | 0 | 0 | 812.277 | 0 | 0
4090 | 1233.0561 | 716.79 | 2170.2958 | 944.8999 | -1225.3959 | 0 | 0 | 323.453 | 0 | 0
4091 | 1290.0993 | 646.22 | 1912.2879 | 686.892 | -1225.3959 | 0 | 0 | 628.867 | 0 | 0
4092 | 1374.5232 | 332.65 | 982.2782 | 0 | -982.2782 | 0 | 0 | 1374.523 | 0 | 0
4093 | 1301.6783 | 711.06 | 2094.0507 | 1175.2497 | -918.801 | 0 | 0 | 170.331 | 0 | 0
4094 | 1473.8341 | 144.25 | 412.6787 | 412.6787 | 0 | 0 | 0 | 1076.571 | 0 | 0
4095 | 1200.2556 | 282.11 | 838.9522 | 838.9522 | 0 | 0 | 0 | 392.643 | 0 | 0
4096 | 1652.6215 | 44.13 | 111.6829 | 111.6829 | 0 | 0 | 0 | 1545.111 | 0 | 0
4097 | 1554.1529 | 35.28 | 86.896 | 86.896 | 0 | 0 | 0 | 1470.503 | 0 | 0
4098 | 1601.1342 | 13.71 | 21.9022 | 21.9022 | 0 | 0 | 0 | 1580.05 | 0 | 0
4099 | 1579.897 | 0 | 0 | 0 | 0 | 0 | 0 | 698.55 | 0 | 915.5474
4100 | 1123.8746 | 0 | 0 | 0 | 0 | 0 | 0 | 0 | 0 | 1167.4867
4101 | 1184.1872 | 0 | 0 | 0 | 0 | 0 | 0 | 4.566 | 0 | 1225.3959
4102 | 1214.3435 | 0 | 0 | 0 | 0 | 0 | 0 | 34.722 | 0 | 1225.3959
4103 | 1265.0944 | 0 | 0 | 0 | 0 | 0 | 0 | 85.473 | 0 | 1225.3959
4104 | 1221.6987 | 0 | 0 | 0 | 0 | 0 | 0 | 1221.699 | 0 | 0
4105 | 1285.689 | 0 | 0 | 0 | 0 | 0 | 0 | 1285.689 | 0 | 0
4106 | 1382.7776 | 0 | 0 | 0 | 0 | 0 | 0 | 1382.778 | 0 | 0
4107 | 1180.5096 | 0 | 0 | 0 | 0 | 0 | 0 | 1180.51 | 0 | 0
4108 | 1251.1195 | 0 | 0 | 0 | 0 | 0 | 0 | 1251.12 | 0 | 0
4109 | 1314.3743 | 0 | 0 | 0 | 0 | 0 | 0 | 1314.374 | 0 | 0
4110 | 1123.8746 | 0 | 0 | 0 | 0 | 0 | 0 | 1123.875 | 0 | 0
4111 | 1094.6009 | 113.88 | 269.2457 | 0 | -269.2457 | 0 | 0 | 1094.601 | 0 | 0
4112 | 1132.8406 | 228.03 | 688.9436 | 0 | -688.9436 | 0 | 0 | 1132.841 | 0 | 0
4113 | 1145.5301 | 290.25 | 873.266 | 0 | -873.266 | 0 | 0 | 1145.53 | 0 | 0
4114 | 1243.3736 | 553.1 | 1653.4302 | 428.0343 | -1225.3959 | 0 | 0 | 831.329 | 0 | 0
4115 | 952.8174 | 651.45 | 1925.7383 | 700.3424 | -1225.3959 | 0 | 0 | 278.637 | 0 | 0
4116 | 1336.7828 | 584.5 | 1723.4269 | 945.544 | -777.883 | 0 | 0 | 426.561 | 0 | 0
4117 | 1269.4781 | 655.05 | 1926.5714 | 1318.7398 | -607.8317 | 0 | 0 | 0 | 0 | 0
4118 | 1515.3156 | 645.25 | 1906.3002 | 1574.1175 | -332.1827 | 0 | 0 | 0 | 0 | 0
4119 | 1178.0217 | 547.26 | 1632.9792 | 1223.7338 | -409.2454 | 0 | 0 | 0 | 0 | 0
4120 | 1291.1281 | 189.27 | 560.056 | 560.056 | 0 | 0 | 0 | 751.993 | 0 | 0
4121 | 1202.7821 | 212.95 | 638.0162 | 638.0162 | 0 | 0 | 0 | 588.599 | 0 | 0
4122 | 1153.1952 | 34.3 | 82.8956 | 82.8956 | 0 | 0 | 0 | 1073.396 | 0 | 0
4123 | 1228.3184 | 0 | 0 | 0 | 0 | 0 | 0 | 48.697 | 0 | 1225.3959
4124 | 785.5354 | 0 | 0 | 0 | 0 | 0 | 0 | 0 | 0 | 816.0175
4125 | 1207.7239 | 0 | 0 | 0 | 0 | 0 | 0 | 28.103 | 0 | 1225.3959
4126 | 1132.7008 | 0 | 0 | 0 | 0 | 0 | 0 | 0 | 0 | 1176.6552
4127 | 1078.2723 | 0 | 0 | 0 | 0 | 0 | 0 | 0 | 0 | 1120.1141
4128 | 1233.4671 | 0 | 0 | 0 | 0 | 0 | 0 | 1233.467 | 0 | 0
4129 | 1003.9848 | 0 | 0 | 0 | 0 | 0 | 0 | 1003.985 | 0 | 0
4130 | 1147.4112 | 0 | 0 | 0 | 0 | 0 | 0 | 1147.411 | 0 | 0
4131 | 1050.3226 | 0 | 0 | 0 | 0 | 0 | 0 | 1050.323 | 0 | 0
4132 | 1001.0427 | 0 | 0 | 0 | 0 | 0 | 0 | 1001.043 | 0 | 0
4133 | 899.541 | 0 | 0 | 0 | 0 | 0 | 0 | 899.541 | 0 | 0
4134 | 956.9115 | 0 | 0 | 0 | 0 | 0 | 0 | 956.912 | 0 | 0
4135 | 789.213 | 47.02 | 123.8442 | 0 | -123.8442 | 0 | 0 | 789.213 | 0 | 0
4136 | 1053.7961 | 132.98 | 391.9192 | 0 | -391.9192 | 0 | 0 | 1053.796 | 0 | 0
4137 | 1095.8283 | 336.35 | 1016.1952 | 815.1397 | -201.0555 | 0 | 0 | 311.138 | 0 | 0
4138 | 1072.8488 | 453.14 | 1353.6675 | 1114.4806 | -239.1869 | 0 | 0 | 0 | 0 | 0
4139 | 1035.489 | 461.37 | 1365.8807 | 1075.6709 | -290.2098 | 0 | 0 | 0 | 0 | 0
4140 | 1331.4199 | 129.49 | 364.8822 | 364.8822 | 0 | 0 | 0 | 980.168 | 0 | 0
4141 | 846.3463 | 142.01 | 402.7872 | 402.7872 | 0 | 0 | 0 | 458.605 | 0 | 0
4142 | 916.9976 | 281.56 | 827.7581 | 827.7581 | 0 | 0 | 0 | 120.16 | 0 | 0
4143 | 791.3395 | 50.06 | 127.3003 | 127.3003 | 0 | 0 | 0 | 668.795 | 0 | 0
4144 | 216.0103 | 29.42 | 67.4569 | 67.4569 | 0 | 0 | 0 | 151.073 | 0 | 0
4145 | 168.3081 | 40.18 | 101.8184 | 101.8184 | 0 | 0 | 0 | 70.293 | 0 | 0
4146 | 126.4653 | 9.79 | 10.7215 | 10.7215 | 0 | 0 | 0 | 116.145 | 0 | 0
4147 | 136.0712 | 0 | 0 | 0 | 0 | 0 | 0 | 136.071 | 0 | 0
4148 | 92.6755 | 0 | 0 | 0 | 0 | 0 | 0 | 92.676 | 0 | 0
4149 | 88.2624 | 0 | 0 | 0 | 0 | 0 | 0 | 88.262 | 0 | 0
4150 | 94.1466 | 0 | 0 | 0 | 0 | 0 | 0 | 94.147 | 0 | 0
4151 | 83.8493 | 0 | 0 | 0 | 0 | 0 | 0 | 83.849 | 0 | 0
4152 | 91.94 | 0 | 0 | 0 | 0 | 0 | 0 | 91.94 | 0 | 0
4153 | 82.3782 | 0 | 0 | 0 | 0 | 0 | 0 | 82.378 | 0 | 0
4154 | 88.2624 | 0 | 0 | 0 | 0 | 0 | 0 | 88.262 | 0 | 0
4155 | 82.3782 | 0 | 0 | 0 | 0 | 0 | 0 | 82.378 | 0 | 0
4156 | 82.3782 | 0 | 0 | 0 | 0 | 0 | 0 | 82.378 | 0 | 0
4157 | 83.8493 | 0 | 0 | 0 | 0 | 0 | 0 | 83.849 | 0 | 0
4158 | 84.5848 | 0 | 0 | 0 | 0 | 0 | 0 | 84.585 | 0 | 0
4159 | 66.9323 | 34.3 | 84.6221 | 69.5293 | -15.0928 | 0 | 0 | 0 | 0 | 0
4160 | 82.3874 | 152.88 | 453.4092 | 85.585 | -367.8241 | 0 | 0 | 0 | 0 | 0
4161 | 584.9195 | 304.43 | 914.5388 | 607.6166 | -306.9221 | 0 | 0 | 0 | 0 | 0
4162 | 1157.201 | 359.65 | 1071.3276 | 1071.3276 | 0 | 0 | 0 | 125.892 | 0 | 0
4163 | 1150.5013 | 533.13 | 1577.2868 | 1195.1459 | -382.1409 | 0 | 0 | 0 | 0 | 0
4164 | 990.4614 | 653.68 | 1918.3659 | 1028.8956 | -889.4703 | 0 | 0 | 0 | 0 | 0
4165 | 1247.0319 | 765.86 | 2239.0668 | 1295.4228 | -943.644 | 0 | 0 | 0 | 0 | 0
4166 | 1015.0755 | 814.55 | 2423.0401 | 1054.4658 | -1225.3959 | 0 | 143.1785 | 0 | 0 | 0
4167 | 1035.2371 | 558.23 | 1664.1465 | 1075.4091 | -588.7374 | 0 | 0 | 0 | 0 | 0
4168 | 965.4739 | 406.47 | 1229.1564 | 1002.9379 | -226.2184 | 0 | 0 | 0 | 0 | 0
4169 | 874.7245 | 183.01 | 546.0893 | 546.0893 | 0 | 0 | 0 | 349.034 | 0 | 0
4170 | 1044.9992 | 46.73 | 120.5512 | 120.5512 | 0 | 0 | 0 | 928.952 | 0 | 0
4171 | 962.7957 | 0 | 0 | 0 | 0 | 0 | 0 | 0 | 0 | 1000.1571
4172 | 1037.8187 | 0 | 0 | 0 | 0 | 0 | 0 | 0 | 0 | 1078.0913
4173 | 715.661 | 0 | 0 | 0 | 0 | 0 | 0 | 0 | 0 | 743.432
4174 | 1001.7782 | 0 | 0 | 0 | 0 | 0 | 0 | 0 | 0 | 1040.6517
4175 | 876.0043 | 0 | 0 | 0 | 0 | 0 | 0 | 0 | 0 | 909.9971
4176 | 918.6645 | 0 | 0 | 0 | 0 | 0 | 0 | 918.664 | 0 | 0
4177 | 882.624 | 0 | 0 | 0 | 0 | 0 | 0 | 882.624 | 0 | 0
4178 | 1200.3686 | 0 | 0 | 0 | 0 | 0 | 0 | 1200.369 | 0 | 0
4179 | 1074.5947 | 0 | 0 | 0 | 0 | 0 | 0 | 1074.595 | 0 | 0
4180 | 1248.913 | 0 | 0 | 0 | 0 | 0 | 0 | 1248.913 | 0 | 0
4181 | 1179.0386 | 0 | 0 | 0 | 0 | 0 | 0 | 1179.039 | 0 | 0
4182 | 1068.7106 | 0 | 0 | 0 | 0 | 0 | 0 | 1068.711 | 0 | 0
4183 | 955.4405 | 78.36 | 216.5762 | 0 | -216.5762 | 0 | 0 | 955.44 | 0 | 0
4184 | 993.9174 | 221.3 | 665.3035 | 0 | -665.3035 | 0 | 0 | 993.917 | 0 | 0
4185 | 746.5353 | 276.12 | 822.8383 | 0 | -822.8383 | 0 | 0 | 746.535 | 0 | 0
4186 | 1054.2475 | 80.22 | 217.4966 | 0 | -217.4966 | 0 | 0 | 1054.247 | 0 | 0
4187 | 1269.1333 | 448.84 | 1309.8549 | 84.459 | -1225.3959 | 0 | 0 | 1187.83 | 0 | 0
4188 | 1079.2074 | 454.76 | 1320.3499 | 94.954 | -1225.3959 | 0 | 0 | 987.801 | 0 | 0
4189 | 1049.5751 | 293.41 | 849.8514 | 26.7606 | -823.0907 | 0 | 0 | 1023.814 | 0 | 0
4190 | 1119.0192 | 210.2 | 604.8409 | 604.8409 | 0 | 0 | 0 | 536.772 | 0 | 0
4191 | 1490.9597 | 211.52 | 612.8408 | 612.8408 | 0 | 0 | 0 | 901.012 | 0 | 0
4192 | 567.8021 | 239.37 | 704.8228 | 589.8354 | -114.9874 | 0 | 0 | 0 | 0 | 0
4193 | 1329.9719 | 244.93 | 724.8644 | 724.8644 | 0 | 0 | 0 | 632.185 | 0 | 0
4194 | 1208.3058 | 67.16 | 176.1844 | 176.1844 | 0 | 0 | 0 | 1038.703 | 0 | 0
4195 | 1031.9346 | 0 | 0 | 0 | 0 | 0 | 0 | 0 | 0 | 1071.979
4196 | 898.0699 | 0 | 0 | 0 | 0 | 0 | 0 | 0 | 0 | 932.9194
4197 | 1109.1642 | 0 | 0 | 0 | 0 | 0 | 0 | 0 | 0 | 1152.2048
4198 | 1198.8976 | 0 | 0 | 0 | 0 | 0 | 0 | 19.276 | 0 | 1225.3959
4199 | 1042.9674 | 0 | 0 | 0 | 0 | 0 | 0 | 0 | 0 | 1083.4391
4200 | 873.0622 | 0 | 0 | 0 | 0 | 0 | 0 | 873.062 | 0 | 0
4201 | 1123.8746 | 0 | 0 | 0 | 0 | 0 | 0 | 1123.875 | 0 | 0
4202 | 782.5933 | 0 | 0 | 0 | 0 | 0 | 0 | 782.593 | 0 | 0
4203 | 1155.5019 | 0 | 0 | 0 | 0 | 0 | 0 | 1155.502 | 0 | 0
4204 | 1004.7203 | 0 | 0 | 0 | 0 | 0 | 0 | 1004.72 | 0 | 0
4205 | 945.8787 | 0 | 0 | 0 | 0 | 0 | 0 | 945.879 | 0 | 0
4206 | 1001.0427 | 0 | 0 | 0 | 0 | 0 | 0 | 1001.043 | 0 | 0
4207 | 1244.4999 | 106.82 | 251.0843 | 0 | -251.0843 | 0 | 0 | 1244.5 | 0 | 0
4208 | 641.0608 | 235.99 | 707.1881 | 0 | -707.1881 | 0 | 0 | 641.061 | 0 | 0
4209 | 822.6911 | 527.05 | 1592.3173 | 366.9214 | -1225.3959 | 0 | 0 | 469.477 | 0 | 0
4210 | 1162.7946 | 707.42 | 2086.9598 | 1018.7205 | -1068.2393 | 0 | 0 | 182.129 | 0 | 0
4211 | 1141.8157 | 655.65 | 1892.266 | 1186.1239 | -706.1421 | 0 | 0 | 0 | 0 | 0
4212 | 1203.114 | 681.89 | 1955.4616 | 1249.8005 | -705.6611 | 0 | 0 | 0 | 0 | 0
4213 | 999.0366 | 666.38 | 1910.7754 | 1037.8033 | -872.972 | 0 | 0 | 0 | 0 | 0
4214 | 1206.6721 | 620.59 | 1792.4825 | 1253.4966 | -538.9859 | 0 | 0 | 0 | 0 | 0
4215 | 1353.2033 | 483.38 | 1413.0425 | 1405.7137 | -7.3288 | 0 | 0 | 0 | 0 | 0
4216 | 1525.3618 | 486.75 | 1445.0387 | 1445.0387 | 0 | 0 | 0 | 134.303 | 0 | 0
4217 | 1270.7349 | 179.62 | 528.3849 | 528.3849 | 0 | 0 | 0 | 762.088 | 0 | 0
4218 | 1248.3052 | 63.34 | 166.1651 | 166.1651 | 0 | 0 | 0 | 1088.347 | 0 | 0
4219 | 1187.8648 | 0 | 0 | 0 | 0 | 0 | 0 | 13.198 | 0 | 1220.2486
4220 | 1119.4615 | 0 | 0 | 0 | 0 | 0 | 0 | 0 | 0 | 1162.9014
4221 | 1184.1872 | 0 | 0 | 0 | 0 | 0 | 0 | 4.566 | 0 | 1225.3959
4222 | 1246.7064 | 0 | 0 | 0 | 0 | 0 | 0 | 67.085 | 0 | 1225.3959
4223 | 890.7147 | 0 | 0 | 0 | 0 | 0 | 0 | 0 | 0 | 925.279
4224 | 1162.1216 | 0 | 0 | 0 | 0 | 0 | 0 | 1162.122 | 0 | 0
4225 | 1210.6659 | 0 | 0 | 0 | 0 | 0 | 0 | 1210.666 | 0 | 0
4226 | 1075.3302 | 0 | 0 | 0 | 0 | 0 | 0 | 1075.33 | 0 | 0
4227 | 1067.2395 | 0 | 0 | 0 | 0 | 0 | 0 | 1067.24 | 0 | 0
4228 | 1099.6024 | 0 | 0 | 0 | 0 | 0 | 0 | 1099.602 | 0 | 0
4229 | 772.296 | 0 | 0 | 0 | 0 | 0 | 0 | 772.296 | 0 | 0
4230 | 1059.8843 | 0 | 0 | 0 | 0 | 0 | 0 | 1059.884 | 0 | 0
4231 | 649.4642 | 100.95 | 273.8082 | 273.8082 | 0 | 0 | 0 | 385.884 | 0 | 0
4232 | 882.1064 | 311.87 | 927.26 | 916.3359 | -10.9241 | 0 | 0 | 0 | 0 | 0
4233 | 827.5326 | 523.57 | 1595.4202 | 859.6452 | -735.775 | 0 | 0 | 0 | 0 | 0
4234 | 1054.0186 | 704.64 | 2094.9233 | 1094.9199 | -1000.0033 | 0 | 0 | 0 | 0 | 0
4235 | 1307.932 | 833.54 | 2426.0547 | 1358.686 | -1067.3688 | 0 | 0 | 0 | 0 | 0
4236 | 1422.7357 | 897.42 | 2574.5955 | 1477.9449 | -1096.6506 | 0 | 0 | 0 | 0 | 0
4237 | 1374.2539 | 892.27 | 2545.7334 | 1427.5816 | -1118.1518 | 0 | 0 | 0 | 0 | 0
4238 | 1156.3257 | 809.96 | 2328.9462 | 1201.1969 | -1127.7493 | 0 | 0 | 0 | 0 | 0
4239 | 1129.0885 | 672.44 | 1964.7028 | 1172.902 | -252.7672 | 0 | 539.0337 | 0 | 0 | 0
4240 | 1626.5602 | 487.8 | 1462.5446 | 1462.5446 | 0 | 0 | 0 | 218.649 | 0 | 0
4241 | 1795.9293 | 268.1 | 792.58 | 792.58 | 0 | 0 | 0 | 1032.957 | 0 | 0
4242 | 1420.2091 | 46.76 | 119.7056 | 119.7056 | 0 | 0 | 0 | 1304.975 | 0 | 0
4243 | 1461.4783 | 0 | 0 | 0 | 0 | 0 | 0 | 635.878 | 0 | 857.6372
4244 | 1213.608 | 0 | 0 | 0 | 0 | 0 | 0 | 33.987 | 0 | 1225.3959
4245 | 1603.4336 | 0 | 0 | 0 | 0 | 0 | 0 | 423.812 | 0 | 1225.3959
4246 | 1394.5459 | 0 | 0 | 0 | 0 | 0 | 0 | 214.925 | 0 | 1225.3959
4247 | 1470.3045 | 0 | 0 | 0 | 0 | 0 | 0 | 290.683 | 0 | 1225.3959
4248 | 1418.0826 | 0 | 0 | 0 | 0 | 0 | 0 | 1418.083 | 0 | 0
4249 | 1318.7874 | 0 | 0 | 0 | 0 | 0 | 0 | 1318.787 | 0 | 0
4250 | 1217.2856 | 0 | 0 | 0 | 0 | 0 | 0 | 1217.286 | 0 | 0
4251 | 1218.7567 | 0 | 0 | 0 | 0 | 0 | 0 | 1218.757 | 0 | 0
4252 | 1394.5459 | 0 | 0 | 0 | 0 | 0 | 0 | 1394.546 | 0 | 0
4253 | 1187.1293 | 0 | 0 | 0 | 0 | 0 | 0 | 1187.129 | 0 | 0
4254 | 1418.0826 | 0 | 0 | 0 | 0 | 0 | 0 | 1418.083 | 0 | 0
4255 | 920.1355 | 106.25 | 283.9344 | 283.9344 | 0 | 0 | 0 | 646.807 | 0 | 0
4256 | 761.6585 | 313.95 | 932.0094 | 791.215 | -140.7944 | 0 | 0 | 0 | 0 | 0
4257 | 976.5554 | 527.78 | 1604.6334 | 1014.45 | -590.1834 | 0 | 0 | 0 | 0 | 0
4258 | 1245.0055 | 708.65 | 2100.7198 | 1293.3171 | -807.4027 | 0 | 0 | 0 | 0 | 0
4259 | 1420.1043 | 835.6 | 2428.2092 | 1475.2108 | -952.9984 | 0 | 0 | 0 | 0 | 0
4260 | 1490.1332 | 900.98 | 2598.1639 | 1547.9572 | -1050.2067 | 0 | 0 | 0 | 0 | 0
4261 | 860.9694 | 895.98 | 2587.0227 | 894.3797 | -1225.3959 | 0 | 467.2471 | 0 | 0 | 0
4262 | 1268.3941 | 816.9 | 2385.4842 | 1317.6137 | -1067.8705 | 0 | 0 | 0 | 0 | 0
4263 | 1179.3631 | 680.79 | 2024.7084 | 1225.1279 | -574.539 | 0 | 225.0415 | 0 | 0 | 0
4264 | 1177.8001 | 494.37 | 1499.6964 | 1223.5053 | 0 | 0 | 276.1912 | 0 | 0 | 0
4265 | 933.8677 | 272.08 | 807.892 | 807.892 | 0 | 0 | 0 | 156.155 | 0 | 0
4266 | 1077.5727 | 29.39 | 67.862 | 67.862 | 0 | 0 | 0 | 1012.246 | 0 | 0
4267 | 1109.8997 | 0 | 0 | 0 | 0 | 0 | 0 | 200.756 | 0 | 944.4231
4268 | 1127.5522 | 0 | 0 | 0 | 0 | 0 | 0 | 0 | 0 | 1171.3064
4269 | 1183.4517 | 0 | 0 | 0 | 0 | 0 | 0 | 3.83 | 0 | 1225.3959
4270 | 1332.0267 | 0 | 0 | 0 | 0 | 0 | 0 | 152.405 | 0 | 1225.3959
4271 | 1148.1467 | 0 | 0 | 0 | 0 | 0 | 0 | 0 | 0 | 1192.7006
4272 | 1170.2123 | 0 | 0 | 0 | 0 | 0 | 0 | 1170.212 | 0 | 0
4273 | 1298.1928 | 0 | 0 | 0 | 0 | 0 | 0 | 1298.193 | 0 | 0
4274 | 1256.2682 | 0 | 0 | 0 | 0 | 0 | 0 | 1256.268 | 0 | 0
4275 | 1237.1447 | 0 | 0 | 0 | 0 | 0 | 0 | 1237.145 | 0 | 0
4276 | 1329.0847 | 0 | 0 | 0 | 0 | 0 | 0 | 1329.085 | 0 | 0
4277 | 1320.2584 | 0 | 0 | 0 | 0 | 0 | 0 | 1320.258 | 0 | 0
4278 | 1256.2682 | 0 | 0 | 0 | 0 | 0 | 0 | 1256.268 | 0 | 0
4279 | 957.647 | 106.65 | 251.9735 | 0 | -251.9735 | 0 | 0 | 957.647 | 0 | 0
4280 | 1212.8063 | 314.24 | 931.9138 | 0 | -931.9138 | 0 | 0 | 1212.806 | 0 | 0
4281 | 817.3512 | 528.81 | 1608.3118 | 754.513 | -853.7988 | 0 | 0 | 91.023 | 0 | 0
4282 | 1350.9121 | 709.68 | 2104.4938 | 1403.3338 | -701.16 | 0 | 0 | 0 | 0 | 0
4283 | 1576.5504 | 848.41 | 2462.2612 | 1637.7276 | -824.5336 | 0 | 0 | 0 | 0 | 0
4284 | 1514.752 | 912.78 | 2620.8878 | 1573.5316 | -1047.3562 | 0 | 0 | 0 | 0 | 0
4285 | 1347.5913 | 777.03 | 2214.2882 | 1399.885 | -814.4032 | 0 | 0 | 0 | 0 | 0
4286 | 1384.7626 | 777.64 | 2211.1136 | 1438.4984 | -772.6152 | 0 | 0 | 0 | 0 | 0
4287 | 1490.5497 | 602.48 | 1760.0261 | 1548.3904 | -211.6357 | 0 | 0 | 0 | 0 | 0
4288 | 1528.8197 | 325.07 | 963.748 | 963.748 | 0 | 0 | 0 | 601.073 | 0 | 0
4289 | 1453.0225 | 47.74 | 123.1732 | 123.1732 | 0 | 0 | 0 | 1334.45 | 0 | 0
4290 | 1062.5736 | 5.87 | 0 | 0 | 0 | 0 | 0 | 1062.574 | 0 | 0
4291 | 1421.0247 | 0 | 0 | 0 | 0 | 0 | 0 | 578.66 | 0 | 875.0517
4292 | 1195.22 | 0 | 0 | 0 | 0 | 0 | 0 | 15.599 | 0 | 1225.3959
4293 | 1395.2815 | 0 | 0 | 0 | 0 | 0 | 0 | 215.66 | 0 | 1225.3959
4294 | 1417.3471 | 0 | 0 | 0 | 0 | 0 | 0 | 237.726 | 0 | 1225.3959
4295 | 1162.8571 | 0 | 0 | 0 | 0 | 0 | 0 | 0 | 0 | 1207.9814
4296 | 1393.0749 | 0 | 0 | 0 | 0 | 0 | 0 | 1393.075 | 0 | 0
4297 | 1050.3226 | 0 | 0 | 0 | 0 | 0 | 0 | 1050.323 | 0 | 0
4298 | 1021.6373 | 0 | 0 | 0 | 0 | 0 | 0 | 1021.637 | 0 | 0
4299 | 1457.0651 | 0 | 0 | 0 | 0 | 0 | 0 | 1457.065 | 0 | 0
4300 | 1272.4496 | 0 | 0 | 0 | 0 | 0 | 0 | 1272.45 | 0 | 0
4301 | 1186.3938 | 0 | 0 | 0 | 0 | 0 | 0 | 1186.394 | 0 | 0
4302 | 1309.2256 | 0 | 0 | 0 | 0 | 0 | 0 | 1309.226 | 0 | 0
4303 | 1074.5947 | 36.26 | 90.2202 | 90.2202 | 0 | 0 | 0 | 987.744 | 0 | 0
4304 | 998.1356 | 321.32 | 951.9077 | 951.9077 | 0 | 0 | 0 | 81.786 | 0 | 0
4305 | 975.2784 | 536.19 | 1634.8803 | 1013.1234 | -621.7568 | 0 | 0 | 0 | 0 | 0
4306 | 1046.5245 | 720.01 | 2139.7404 | 1087.1351 | -1052.6053 | 0 | 0 | 0 | 0 | 0
4307 | 950.4987 | 846.9 | 2469.4591 | 987.3829 | -1225.3959 | 0 | 256.6803 | 0 | 0 | 0
4308 | 1002.5404 | 910.74 | 2631.3714 | 1041.4444 | -1225.3959 | 0 | 364.5311 | 0 | 0 | 0
4309 | 1043.7397 | 906.98 | 2624.6337 | 1084.2421 | -1225.3959 | 0 | 314.9957 | 0 | 0 | 0
4310 | 1077.3961 | 835.51 | 2441.9744 | 1119.2051 | -1058.8402 | 0 | 263.9291 | 0 | 0 | 0
4311 | 1015.4608 | 698.92 | 2079.282 | 1054.8657 | 0 | 0 | 1024.4163 | 0 | 0 | 0
4312 | 206.3667 | 511.52 | 1555.5675 | 214.375 | 0 | 0 | 1341.1925 | 0 | 0 | 0
4313 | 168.6547 | 241.03 | 717.1513 | 175.1996 | 0 | 0 | 541.9517 | 0 | 0 | 0
4314 | 147.1628 | 5.87 | 0 | 0 | 0 | 0 | 0 | 0 | 0 | 152.8736
4315 | 189.7642 | 0 | 0 | 0 | 0 | 0 | 0 | 0 | 0 | 197.1277
4316 | 137.5422 | 0 | 0 | 0 | 0 | 0 | 0 | 0 | 0 | 142.8793
4317 | 106.6504 | 0 | 0 | 0 | 0 | 0 | 0 | 0 | 0 | 110.7885
4318 | 100.7662 | 0 | 0 | 0 | 0 | 0 | 0 | 0 | 0 | 104.6762
4319 | 91.2045 | 0 | 0 | 0 | 0 | 0 | 0 | 0 | 0 | 94.7431
4320 | 100.0307 | 0 | 0 | 0 | 0 | 0 | 0 | 0 | 0 | 103.9127
4321 | 92.6755 | 0 | 0 | 0 | 0 | 0 | 0 | 0 | 0 | 96.2723
4322 | 100.7662 | 0 | 0 | 0 | 0 | 0 | 0 | 0 | 0 | 104.6762
4323 | 91.94 | 0 | 0 | 0 | 0 | 0 | 0 | 0 | 0 | 95.5077
4324 | 95.6176 | 0 | 0 | 0 | 0 | 0 | 0 | 0 | 0 | 99.3284
4325 | 86.0558 | 0 | 0 | 0 | 0 | 0 | 0 | 0 | 0 | 89.3954
4326 | 93.411 | 0 | 0 | 0 | 0 | 0 | 0 | 0 | 0 | 97.0358
4327 | 86.0558 | 107.55 | 247.141 | 89.3954 | -157.7456 | 0 | 0 | 0 | 0 | 0
4328 | 91.951 | 318.51 | 944.6236 | 95.5191 | -849.1045 | 0 | 0 | 0 | 0 | 0
4329 | 200.9569 | 534.62 | 1633.3605 | 208.7551 | -650.4881 | 0 | 774.1173 | 0 | 0 | 0
4330 | 878.5446 | 716.82 | 2135.5655 | 912.6357 | 0 | 0 | 1222.9298 | 0 | 0 | 0
4331 | 1068.5028 | 847.59 | 2473.5863 | 1109.966 | 0 | 0 | 1363.6203 | 0 | 0 | 0
4332 | 1462.838 | 911.81 | 2634.2115 | 1519.6031 | 0 | 0 | 1114.6084 | 0 | 0 | 0
4333 | 1268.6028 | 906.34 | 2624.5547 | 1317.8308 | 0 | 0 | 1306.7239 | 0 | 0 | 0
4334 | 1480.9778 | 824.44 | 2409.7351 | 1538.4459 | 0 | 0 | 871.2892 | 0 | 0 | 0
4335 | 1662.323 | 540.9 | 1590.8609 | 1590.8609 | 0 | 0 | 0 | 130.889 | 0 | 0
4336 | 1889.88 | 423.43 | 1265.7161 | 1265.7161 | 0 | 0 | 0 | 671.445 | 0 | 0
4337 | 1479.2732 | 15.67 | 27.6997 | 27.6997 | 0 | 0 | 0 | 1452.608 | 0 | 0
4338 | 1404.2291 | 30.37 | 70.6356 | 70.6356 | 0 | 0 | 0 | 1336.232 | 0 | 0
4339 | 1635.7965 | 0 | 0 | 0 | 0 | 0 | 0 | 810.196 | 0 | 857.6372
4340 | 1688.7539 | 0 | 0 | 0 | 0 | 0 | 0 | 509.133 | 0 | 1225.3959
4341 | 1451.9165 | 0 | 0 | 0 | 0 | 0 | 0 | 272.295 | 0 | 1225.3959
4342 | 1428.3799 | 0 | 0 | 0 | 0 | 0 | 0 | 248.759 | 0 | 1225.3959
4343 | 1283.4824 | 0 | 0 | 0 | 0 | 0 | 0 | 103.861 | 0 | 1225.3959
4344 | 1275.3917 | 0 | 0 | 0 | 0 | 0 | 0 | 1275.392 | 0 | 0
4345 | 1141.0098 | 0 | 0 | 0 | 0 | 0 | 0 | 1141.01 | 0 | 0
4346 | 1317.8249 | 0 | 0 | 0 | 0 | 0 | 0 | 1317.825 | 0 | 0
4347 | 1357.1939 | 0 | 0 | 0 | 0 | 0 | 0 | 1357.194 | 0 | 0
4348 | 1237.7056 | 0 | 0 | 0 | 0 | 0 | 0 | 1237.706 | 0 | 0
4349 | 1136.175 | 0 | 0 | 0 | 0 | 0 | 0 | 1136.175 | 0 | 0
4350 | 1195.5738 | 0 | 0 | 0 | 0 | 0 | 0 | 1195.574 | 0 | 0
4351 | 1022.9029 | 84.42 | 231.0748 | 0 | -231.0748 | 0 | 0 | 1022.903 | 0 | 0
4352 | 1129.8233 | 224.13 | 678.0445 | 0 | -678.0445 | 0 | 0 | 1129.823 | 0 | 0
4353 | 1224.9167 | 375.28 | 1134.246 | 0 | -1134.246 | 0 | 0 | 1224.917 | 0 | 0
4354 | 1366.0648 | 547.51 | 1630 | 894.0047 | -735.9952 | 0 | 0 | 505.456 | 0 | 0
4355 | 1337.9229 | 848.09 | 2511.3635 | 1389.8408 | -1121.5227 | 0 | 0 | 0 | 0 | 0
4356 | 1315.4265 | 911.03 | 2671.0018 | 1366.4718 | -1225.3959 | 0 | 79.1341 | 0 | 0 | 0
4357 | 1307.2764 | 734.96 | 2137.8072 | 1358.0045 | -779.8027 | 0 | 0 | 0 | 0 | 0
4358 | 1149.254 | 577.88 | 1697.1597 | 1193.8505 | -503.3092 | 0 | 0 | 0 | 0 | 0
4359 | 1075.5123 | 268.57 | 793.6468 | 793.6468 | 0 | 0 | 0 | 311.512 | 0 | 0
4360 | 1067.8206 | 307.5 | 922.094 | 922.094 | 0 | 0 | 0 | 180.172 | 0 | 0
4361 | 1122.6445 | 15.67 | 28.2274 | 28.2274 | 0 | 0 | 0 | 1095.472 | 0 | 0
4362 | 1180.3883 | 45.86 | 118.3531 | 118.3531 | 0 | 0 | 0 | 1066.457 | 0 | 0
4363 | 1047.7675 | 0 | 0 | 0 | 0 | 0 | 0 | 30.915 | 0 | 1056.3117
4364 | 988.3687 | 0 | 0 | 0 | 0 | 0 | 0 | 0 | 0 | 1026.7224
4365 | 1236.3242 | 0 | 0 | 0 | 0 | 0 | 0 | 56.703 | 0 | 1225.3959
4366 | 1285.3627 | 0 | 0 | 0 | 0 | 0 | 0 | 105.741 | 0 | 1225.3959
4367 | 1237.0149 | 0 | 0 | 0 | 0 | 0 | 0 | 57.394 | 0 | 1225.3959
4368 | 955.9065 | 0 | 0 | 0 | 0 | 0 | 0 | 955.907 | 0 | 0
4369 | 1144.4632 | 0 | 0 | 0 | 0 | 0 | 0 | 1144.463 | 0 | 0
4370 | 1100.2595 | 0 | 0 | 0 | 0 | 0 | 0 | 1100.259 | 0 | 0
4371 | 1259.8074 | 0 | 0 | 0 | 0 | 0 | 0 | 1259.807 | 0 | 0
4372 | 1195.5738 | 0 | 0 | 0 | 0 | 0 | 0 | 1195.574 | 0 | 0
4373 | 1084.3737 | 0 | 0 | 0 | 0 | 0 | 0 | 1084.374 | 0 | 0
4374 | 1230.7987 | 0 | 0 | 0 | 0 | 0 | 0 | 1230.799 | 0 | 0
4375 | 855.7574 | 55.75 | 150.4885 | 0 | -150.4885 | 0 | 0 | 855.757 | 0 | 0
4376 | 848.1616 | 197.27 | 593.973 | 0 | -593.973 | 0 | 0 | 848.162 | 0 | 0
4377 | 955.36 | 318.02 | 957.2056 | 0 | -957.2056 | 0 | 0 | 955.36 | 0 | 0
4378 | 1003.5499 | 167.49 | 486.7662 | 0 | -486.7662 | 0 | 0 | 1003.55 | 0 | 0
4379 | 826.6632 | 552.84 | 1624.8579 | 399.462 | -1225.3959 | 0 | 0 | 442.124 | 0 | 0
4380 | 1123.7505 | 740.25 | 2145.8579 | 1100.5752 | -1045.2827 | 0 | 0 | 64.287 | 0 | 0
4381 | 1103.3684 | 779.66 | 2250.4822 | 1146.1839 | -1104.2983 | 0 | 0 | 0 | 0 | 0
4382 | 1414.2487 | 677.27 | 1970.1867 | 1469.1286 | -501.0581 | 0 | 0 | 0 | 0 | 0
4383 | 1156.956 | 479.36 | 1414.5581 | 1201.8514 | -212.7067 | 0 | 0 | 0 | 0 | 0
4384 | 1089.7222 | 422.09 | 1264.2243 | 1132.0084 | -132.216 | 0 | 0 | 0 | 0 | 0
4385 | 1137.5314 | 46.42 | 120.7964 | 120.7964 | 0 | 0 | 0 | 1021.247 | 0 | 0
4386 | 926.8434 | 5.87 | 0 | 0 | 0 | 0 | 0 | 926.843 | 0 | 0
4387 | 835.7275 | 0 | 0 | 0 | 0 | 0 | 0 | 0 | 0 | 868.1582
4388 | 1471.8474 | 0 | 0 | 0 | 0 | 0 | 0 | 292.226 | 0 | 1225.3959
4389 | 1105.0942 | 0 | 0 | 0 | 0 | 0 | 0 | 0 | 0 | 1147.9769
4390 | 823.2952 | 0 | 0 | 0 | 0 | 0 | 0 | 0 | 0 | 855.2428
4391 | 927.5885 | 0 | 0 | 0 | 0 | 0 | 0 | 0 | 0 | 963.5828
4392 | 973.8643 | 0 | 0 | 0 | 0 | 0 | 0 | 973.864 | 0 | 0
4393 | 1145.1539 | 0 | 0 | 0 | 0 | 0 | 0 | 1145.154 | 0 | 0
4394 | 1047.7675 | 0 | 0 | 0 | 0 | 0 | 0 | 1047.767 | 0 | 0
4395 | 804.6468 | 0 | 0 | 0 | 0 | 0 | 0 | 804.647 | 0 | 0
4396 | 1138.2471 | 0 | 0 | 0 | 0 | 0 | 0 | 1138.247 | 0 | 0
4397 | 993.2035 | 0 | 0 | 0 | 0 | 0 | 0 | 993.203 | 0 | 0
4398 | 968.3388 | 0 | 0 | 0 | 0 | 0 | 0 | 968.339 | 0 | 0
4399 | 1081.611 | 105.86 | 237.7128 | 0 | -237.7128 | 0 | 0 | 1081.611 | 0 | 0
4400 | 1051.0551 | 319.03 | 948.5711 | 0 | -948.5711 | 0 | 0 | 1051.055 | 0 | 0
4401 | 1124.1761 | 272.56 | 817.3472 | 0 | -817.3472 | 0 | 0 | 1124.176 | 0 | 0
4402 | 1099.9253 | 548.3 | 1630.2025 | 1108.4483 | -521.7542 | 0 | 0 | 32.884 | 0 | 0
4403 | 1173.32 | 623.67 | 1831.1925 | 1218.8504 | -612.3422 | 0 | 0 | 0 | 0 | 0
4404 | 1174.9733 | 798.5 | 2309.4125 | 1220.5675 | -1088.845 | 0 | 0 | 0 | 0 | 0
4405 | 1130.4682 | 460.67 | 1353.9968 | 1174.3355 | -179.6613 | 0 | 0 | 0 | 0 | 0
4406 | 1162.7327 | 830.02 | 2445.6996 | 1207.8526 | -1225.3959 | 0 | 12.4511 | 0 | 0 | 0
4407 | 1439.1789 | 415.36 | 1233.4342 | 1233.4342 | 0 | 0 | 0 | 251.82 | 0 | 0
4408 | 1406.8437 | 233.3 | 693.9943 | 693.9943 | 0 | 0 | 0 | 738.773 | 0 | 0
4409 | 1304.5051 | 104.49 | 300.334 | 300.334 | 0 | 0 | 0 | 1015.39 | 0 | 0
4410 | 1480.7011 | 5.87 | 0 | 0 | 0 | 0 | 0 | 1480.701 | 0 | 0
4411 | 1355.1218 | 0 | 0 | 0 | 0 | 0 | 0 | 226.445 | 0 | 1172.475
4412 | 982.8432 | 0 | 0 | 0 | 0 | 0 | 0 | 0 | 0 | 1020.982
4413 | 1227.3453 | 0 | 0 | 0 | 0 | 0 | 0 | 47.724 | 0 | 1225.3959
4414 | 1230.108 | 0 | 0 | 0 | 0 | 0 | 0 | 50.487 | 0 | 1225.3959
4415 | 1073.3228 | 0 | 0 | 0 | 0 | 0 | 0 | 0 | 0 | 1114.973
4416 | 1058.8184 | 0 | 0 | 0 | 0 | 0 | 0 | 1058.818 | 0 | 0
4417 | 752.1548 | 0 | 0 | 0 | 0 | 0 | 0 | 752.155 | 0 | 0
4418 | 1158.2769 | 0 | 0 | 0 | 0 | 0 | 0 | 1158.277 | 0 | 0
4419 | 1156.8955 | 0 | 0 | 0 | 0 | 0 | 0 | 1156.896 | 0 | 0
4420 | 1170.7092 | 0 | 0 | 0 | 0 | 0 | 0 | 1170.709 | 0 | 0
4421 | 1391.7281 | 0 | 0 | 0 | 0 | 0 | 0 | 1391.728 | 0 | 0
4422 | 1459.4151 | 0 | 0 | 0 | 0 | 0 | 0 | 1459.415 | 0 | 0
4423 | 1333.7106 | 76.7 | 210.6561 | 0 | -210.6561 | 0 | 0 | 1333.711 | 0 | 0
4424 | 1049.1048 | 229.79 | 694.3039 | 0 | -694.3039 | 0 | 0 | 1049.105 | 0 | 0
4425 | 1288.2412 | 534.43 | 1648.5457 | 423.1498 | -1225.3959 | 0 | 0 | 880.899 | 0 | 0
4426 | 1625.402 | 417.12 | 1245.8572 | 20.4613 | -1225.3959 | 0 | 0 | 1605.705 | 0 | 0
4427 | 1252.525 | 325.21 | 961.4315 | 0 | -961.4315 | 0 | 0 | 1252.525 | 0 | 0
4428 | 1499.6906 | 475.39 | 1402.2534 | 715.4466 | -686.8068 | 0 | 0 | 810.969 | 0 | 0
4429 | 1174.5986 | 389.54 | 1148.3166 | 1148.3166 | 0 | 0 | 0 | 69.178 | 0 | 0
4430 | 1162.5522 | 729.09 | 2138.8668 | 1207.6645 | -931.2022 | 0 | 0 | 0 | 0 | 0
4431 | 1383.5979 | 645.07 | 1911.4859 | 1437.2882 | -474.1977 | 0 | 0 | 0 | 0 | 0
4432 | 1184.4607 | 29.42 | 67.6158 | 67.6158 | 0 | 0 | 0 | 1119.371 | 0 | 0
4433 | 1396.2434 | 184.82 | 551.3986 | 551.3986 | 0 | 0 | 0 | 865.442 | 0 | 0
4434 | 1222.7384 | 27.43 | 62.5454 | 62.5454 | 0 | 0 | 0 | 1162.53 | 0 | 0
4435 | 1330.2572 | 0 | 0 | 0 | 0 | 0 | 0 | 244.47 | 0 | 1127.9207
4436 | 1078.8483 | 0 | 0 | 0 | 0 | 0 | 0 | 0 | 0 | 1120.7124
4437 | 1160.349 | 0 | 0 | 0 | 0 | 0 | 0 | 0 | 0 | 1205.3761
4438 | 1320.5876 | 0 | 0 | 0 | 0 | 0 | 0 | 140.966 | 0 | 1225.3959
4439 | 1039.4793 | 0 | 0 | 0 | 0 | 0 | 0 | 0 | 0 | 1079.8157
4440 | 1082.9924 | 0 | 0 | 0 | 0 | 0 | 0 | 1082.992 | 0 | 0
4441 | 1015.996 | 0 | 0 | 0 | 0 | 0 | 0 | 1015.996 | 0 | 0
4442 | 1259.1168 | 0 | 0 | 0 | 0 | 0 | 0 | 1259.117 | 0 | 0
4443 | 955.2158 | 0 | 0 | 0 | 0 | 0 | 0 | 955.216 | 0 | 0
4444 | 1254.9727 | 0 | 0 | 0 | 0 | 0 | 0 | 1254.973 | 0 | 0
4445 | 1275.6932 | 0 | 0 | 0 | 0 | 0 | 0 | 1275.693 | 0 | 0
4446 | 932.4233 | 0 | 0 | 0 | 0 | 0 | 0 | 932.423 | 0 | 0
4447 | 1058.1277 | 97.7 | 262.1237 | 0 | -262.1237 | 0 | 0 | 1058.128 | 0 | 0
4448 | 793.1348 | 316.68 | 944.6942 | 375.1695 | -569.5247 | 0 | 0 | 431.98 | 0 | 0
4449 | 1186.5863 | 533.87 | 1648.4221 | 1232.6312 | -415.7909 | 0 | 0 | 0 | 0 | 0
4450 | 1347.1392 | 717.62 | 2169.9312 | 1399.4144 | -770.5168 | 0 | 0 | 0 | 0 | 0
4451 | 1551.5661 | 846.1 | 2514.645 | 1611.7741 | -902.8709 | 0 | 0 | 0 | 0 | 0
4452 | 1023.2024 | 911.95 | 2689.1113 | 1062.9081 | -1225.3959 | 0 | 400.8072 | 0 | 0 | 0
4453 | 1250.4936 | 627.66 | 1847.2504 | 1299.0181 | -548.2323 | 0 | 0 | 0 | 0 | 0
4454 | 1279.245 | 716.18 | 2112.532 | 1328.8858 | -783.6463 | 0 | 0 | 0 | 0 | 0
4455 | 790.3815 | 527.54 | 1577.049 | 821.0526 | -755.9964 | 0 | 0 | 0 | 0 | 0
4456 | 1057.9646 | 420.19 | 1274.3111 | 1099.0191 | -175.2921 | 0 | 0 | 0 | 0 | 0
4457 | 1309.8432 | 129.49 | 379.7382 | 379.7382 | 0 | 0 | 0 | 944.29 | 0 | 0
4458 | 1349.9434 | 56.85 | 151.0838 | 151.0838 | 0 | 0 | 0 | 1204.504 | 0 | 0
4459 | 1201.79 | 0 | 0 | 0 | 0 | 0 | 0 | 372.113 | 0 | 861.8724
4460 | 1417.2834 | 0 | 0 | 0 | 0 | 0 | 0 | 237.662 | 0 | 1225.3959
4461 | 1335.092 | 0 | 0 | 0 | 0 | 0 | 0 | 155.471 | 0 | 1225.3959
4462 | 1290.1975 | 0 | 0 | 0 | 0 | 0 | 0 | 110.576 | 0 | 1225.3959
4463 | 1175.544 | 0 | 0 | 0 | 0 | 0 | 0 | 0 | 0 | 1221.1607
4464 | 1105.7849 | 0 | 0 | 0 | 0 | 0 | 0 | 1105.785 | 0 | 0
4465 | 1215.6037 | 0 | 0 | 0 | 0 | 0 | 0 | 1215.604 | 0 | 0
4466 | 895.1263 | 0 | 0 | 0 | 0 | 0 | 0 | 895.126 | 0 | 0
4467 | 966.2668 | 0 | 0 | 0 | 0 | 0 | 0 | 966.267 | 0 | 0
4468 | 1008.3985 | 0 | 0 | 0 | 0 | 0 | 0 | 1008.399 | 0 | 0
4469 | 1040.17 | 0 | 0 | 0 | 0 | 0 | 0 | 1040.17 | 0 | 0
4470 | 973.1736 | 0 | 0 | 0 | 0 | 0 | 0 | 973.174 | 0 | 0
4471 | 1027.7377 | 72.08 | 197.1537 | 197.1537 | 0 | 0 | 0 | 837.948 | 0 | 0
4472 | 181.6015 | 214.53 | 647.6501 | 188.648 | -459.0021 | 0 | 0 | 0 | 0 | 0
4473 | 87.356 | 359.1 | 1085.0014 | 90.7458 | -994.2556 | 0 | 0 | 0 | 0 | 0
4474 | 0 | 429.06 | 1277.8701 | 0 | -1225.3959 | 0 | 52.4742 | 0 | 0 | 0
4475 | 0 | 604.77 | 1778.468 | 0 | -1225.3959 | 0 | 553.0721 | 0 | 0 | 0
4476 | 0 | 724.96 | 2109.7231 | 0 | -1225.3959 | 0 | 884.3272 | 0 | 0 | 0
4477 | 0 | 749.98 | 2178.8078 | 0.0010388 | -1225.3959 | 0 | 953.4108 | 0 | 0 | 0
4478 | 0 | 703.14 | 2056.7087 | 0 | -54.5487 | 0 | 2002.1601 | 0 | 0 | 0
4479 | 0 | 450.3 | 1339.1616 | 0 | 0 | 0 | 1339.1616 | 0 | 0 | 0
4480 | 0 | 393.31 | 1186.0699 | 0 | 0 | 0 | 1186.0699 | 0 | 0 | 0
4481 | 0 | 283.01 | 850.1214 | 0 | 0 | 0 | 850.1214 | 0 | 0 | 0
4482 | 0 | 88.79 | 231.642 | 0 | 0 | 0 | 231.642 | 0 | 0 | 0
4483 | 0 | 0 | 0 | 0 | 0 | 0 | 0 | 0 | 0 | 0
4484 | 0 | 0 | 0 | 0 | 0 | 0 | 0 | 0 | 0 | 0
4485 | 118.7976 | 0 | 0 | 0 | 0 | 0 | 0 | 0 | 0 | 123.4079
4486 | 193.3915 | 0 | 0 | 0 | 0 | 0 | 0 | 0 | 0 | 200.8955
4487 | 241.0487 | 0 | 0 | 0 | 0 | 0 | 0 | 0 | 0 | 250.4028
4488 | 237.5953 | 0 | 0 | 0 | 0 | 0 | 0 | 0 | 0 | 246.8148
4489 | 234.8325 | 0 | 0 | 0 | 0 | 0 | 0 | 0 | 0 | 243.9456
4490 | 251.4089 | 0 | 0 | 0 | 0 | 0 | 0 | 0 | 0 | 261.1649
4491 | 171.9803 | 0 | 0 | 0 | 0 | 0 | 0 | 0 | 0 | 178.6536
4492 | 178.8871 | 0 | 0 | 0 | 0 | 0 | 0 | 0 | 0 | 185.8287
4493 | 246.5742 | 0 | 0 | 0 | 0 | 0 | 0 | 0 | 0 | 256.1422
4494 | 227.9257 | 0 | 0 | 0 | 0 | 0 | 0 | 0 | 0 | 236.7706
4495 | 274.8922 | 81.17 | 221.7942 | 221.7942 | 0 | 0 | 0 | 0 | 0 | 63.765
4496 | 119.5695 | 298.22 | 899.0762 | 124.2088 | -774.8673 | 0 | 0 | 0 | 0 | 0
4497 | 639.3445 | 421.31 | 1269.9461 | 664.1536 | -605.7925 | 0 | 0 | 0 | 0 | 0
4498 | 1147.0671 | 715.45 | 2135.2008 | 1191.5786 | -943.6222 | 0 | 0 | 0 | 0 | 0
4499 | 1141.3284 | 835.73 | 2445.1407 | 1185.6169 | -177.2679 | 0 | 1082.2559 | 0 | 0 | 0
4500 | 1174.7929 | 662.16 | 1919.6956 | 1220.3805 | 0 | 0 | 699.315 | 0 | 0 | 0
4501 | 1161.3384 | 897.35 | 2598.7872 | 1206.4034 | 0 | 0 | 1392.3838 | 0 | 0 | 0
4502 | 906.2351 | 469.01 | 1375.0617 | 941.4012 | 0 | 0 | 433.6605 | 0 | 0 | 0
4503 | 844.8066 | 147.96 | 425.8518 | 425.8518 | 0 | 0 | 0 | 291.578 | 0 | 148.8441
4504 | 961.5296 | 387.24 | 1164.4887 | 998.8409 | -165.6478 | 0 | 0 | 0 | 0 | 0
4505 | 1098.1261 | 14.69 | 25.2793 | 25.2793 | 0 | 0 | 0 | 1073.791 | 0 | 0
4506 | 934.1267 | 16.64 | 30.7071 | 30.7071 | 0 | 0 | 0 | 904.567 | 0 | 0
4507 | 1015.996 | 0 | 0 | 0 | 0 | 0 | 0 | 0 | 0 | 1055.4215
4508 | 813.6256 | 0 | 0 | 0 | 0 | 0 | 0 | 0 | 0 | 845.1986
4509 | 770.8032 | 0 | 0 | 0 | 0 | 0 | 0 | 0 | 0 | 800.7138
4510 | 861.9735 | 0 | 0 | 0 | 0 | 0 | 0 | 0 | 0 | 895.4227
4511 | 1115.4545 | 0 | 0 | 0 | 0 | 0 | 0 | 0 | 0 | 1158.74
4512 | 933.114 | 0 | 0 | 0 | 0 | 0 | 0 | 933.114 | 0 | 0
4513 | 1098.8781 | 0 | 0 | 0 | 0 | 0 | 0 | 1098.878 | 0 | 0
4514 | 1076.0855 | 0 | 0 | 0 | 0 | 0 | 0 | 1076.086 | 0 | 0
4515 | 1114.0731 | 0 | 0 | 0 | 0 | 0 | 0 | 1114.073 | 0 | 0
4516 | 739.0318 | 0 | 0 | 0 | 0 | 0 | 0 | 739.032 | 0 | 0
4517 | 871.6431 | 0 | 0 | 0 | 0 | 0 | 0 | 871.643 | 0 | 0
4518 | 1126.5055 | 0 | 0 | 0 | 0 | 0 | 0 | 1126.505 | 0 | 0
4519 | 891.6729 | 75.94 | 207.9188 | 0 | -207.9188 | 0 | 0 | 891.673 | 0 | 0
4520 | 1175.0536 | 224.52 | 677.7349 | 0 | -677.7349 | 0 | 0 | 1175.054 | 0 | 0
4521 | 977.329 | 359.72 | 1083.0734 | 0 | -1083.0734 | 0 | 0 | 977.329 | 0 | 0
4522 | 1380.4794 | 386.39 | 1145.0745 | 227.17 | -917.9045 | 0 | 0 | 1161.796 | 0 | 0
4523 | 1327.1344 | 630.45 | 1836.1373 | 1378.6341 | -457.5031 | 0 | 0 | 0 | 0 | 0
4524 | 1231.0111 | 271.25 | 790.707 | 790.707 | 0 | 0 | 0 | 469.841 | 0 | 0
4525 | 1202.3589 | 781.74 | 2244.2047 | 1249.0152 | -995.1895 | 0 | 0 | 0 | 0 | 0
4526 | 1118.7189 | 628.84 | 1830.213 | 1162.1306 | -668.0823 | 0 | 0 | 0 | 0 | 0
4527 | 1397.5799 | 589.58 | 1736.7579 | 1451.8117 | -284.9462 | 0 | 0 | 0 | 0 | 0
4528 | 1387.754 | 316.76 | 947.8449 | 947.8449 | 0 | 0 | 0 | 475.316 | 0 | 0
4529 | 1404.902 | 18.61 | 36.8215 | 36.8215 | 0 | 0 | 0 | 1369.456 | 0 | 0
4530 | 1178.5865 | 38.23 | 95.1047 | 95.1047 | 0 | 0 | 0 | 1087.034 | 0 | 0
4531 | 1232.8708 | 0 | 0 | 0 | 0 | 0 | 0 | 240.883 | 0 | 1030.4818
4532 | 1013.2333 | 0 | 0 | 0 | 0 | 0 | 0 | 0 | 0 | 1052.5513
4533 | 1301.9392 | 0 | 0 | 0 | 0 | 0 | 0 | 122.318 | 0 | 1225.3959
4534 | 1252.9006 | 0 | 0 | 0 | 0 | 0 | 0 | 73.279 | 0 | 1225.3959
4535 | 1488.4238 | 0 | 0 | 0 | 0 | 0 | 0 | 308.802 | 0 | 1225.3959
4536 | 1379.9864 | 0 | 0 | 0 | 0 | 0 | 0 | 1379.986 | 0 | 0
4537 | 1263.2609 | 0 | 0 | 0 | 0 | 0 | 0 | 1263.261 | 0 | 0
4538 | 1365.4821 | 0 | 0 | 0 | 0 | 0 | 0 | 1365.482 | 0 | 0
4539 | 1331.6386 | 0 | 0 | 0 | 0 | 0 | 0 | 1331.639 | 0 | 0
4540 | 1141.0098 | 0 | 0 | 0 | 0 | 0 | 0 | 1141.01 | 0 | 0
4541 | 1093.3526 | 0 | 0 | 0 | 0 | 0 | 0 | 1093.353 | 0 | 0
4542 | 949.6904 | 0 | 0 | 0 | 0 | 0 | 0 | 949.69 | 0 | 0
4543 | 966.9575 | 103.6 | 226.6786 | 0 | -226.6786 | 0 | 0 | 966.957 | 0 | 0
4544 | 843.7136 | 253.68 | 765.7612 | 0 | -765.7612 | 0 | 0 | 843.714 | 0 | 0
4545 | 1005.3405 | 440.11 | 1325.9325 | 100.5366 | -1225.3959 | 0 | 0 | 908.56 | 0 | 0
4546 | 1563.6281 | 722.53 | 2154.0364 | 928.6405 | -1225.3959 | 0 | 0 | 669.678 | 0 | 0
4547 | 1371.9495 | 848.08 | 2474.864 | 1249.4681 | -1225.3959 | 0 | 0 | 169.156 | 0 | 0
4548 | 1263.6571 | 664.31 | 1916.5054 | 691.1095 | -1225.3959 | 0 | 0 | 598.364 | 0 | 0
4549 | 1241.5078 | 202.73 | 584.2279 | 68.8613 | -515.3666 | 0 | 0 | 1175.218 | 0 | 0
4550 | 1242.3884 | 95.77 | 262.9921 | 262.9921 | 0 | 0 | 0 | 989.22 | 0 | 0
4551 | 1546.4283 | 95.6 | 264.4641 | 264.4641 | 0 | 0 | 0 | 1291.843 | 0 | 0
4552 | 1391.9206 | 54.66 | 142.8585 | 142.8585 | 0 | 0 | 0 | 1254.399 | 0 | 0
4553 | 1102.5551 | 35.28 | 86.4431 | 86.4431 | 0 | 0 | 0 | 1019.341 | 0 | 0
4554 | 1208.6278 | 33.32 | 79.9921 | 79.9921 | 0 | 0 | 0 | 1131.624 | 0 | 0
4555 | 1185.9043 | 0 | 0 | 0 | 0 | 0 | 0 | 42.723 | 0 | 1187.5419
4556 | 1010.4706 | 0 | 0 | 0 | 0 | 0 | 0 | 0 | 0 | 1049.6821
4557 | 1031.1911 | 0 | 0 | 0 | 0 | 0 | 0 | 0 | 0 | 1071.2061
4558 | 1206.6248 | 0 | 0 | 0 | 0 | 0 | 0 | 27.003 | 0 | 1225.3959
4559 | 1274.3118 | 0 | 0 | 0 | 0 | 0 | 0 | 94.69 | 0 | 1225.3959
4560 | 1225.2732 | 0 | 0 | 0 | 0 | 0 | 0 | 1225.273 | 0 | 0
4561 | 1292.9603 | 0 | 0 | 0 | 0 | 0 | 0 | 1292.96 | 0 | 0
4562 | 1131.3402 | 0 | 0 | 0 | 0 | 0 | 0 | 1131.34 | 0 | 0
4563 | 1158.2769 | 0 | 0 | 0 | 0 | 0 | 0 | 1158.277 | 0 | 0
4564 | 1222.5105 | 0 | 0 | 0 | 0 | 0 | 0 | 1222.511 | 0 | 0
4565 | 826.7486 | 0 | 0 | 0 | 0 | 0 | 0 | 826.749 | 0 | 0
4566 | 1008.3985 | 0 | 0 | 0 | 0 | 0 | 0 | 1008.399 | 0 | 0
4567 | 964.1947 | 94.99 | 253.513 | 0 | -253.513 | 0 | 0 | 964.195 | 0 | 0
4568 | 949.7888 | 269.72 | 810.998 | 0 | -810.998 | 0 | 0 | 949.789 | 0 | 0
4569 | 1299.4648 | 414.56 | 1242.6837 | 17.2878 | -1225.3959 | 0 | 0 | 1282.824 | 0 | 0
4570 | 1185.0608 | 489.96 | 1443.5709 | 218.175 | -1225.3959 | 0 | 0 | 975.036 | 0 | 0
4571 | 1494.3067 | 627.89 | 1819.8685 | 1405.105 | -414.7636 | 0 | 0 | 141.689 | 0 | 0
4572 | 1253.3755 | 757.22 | 2164.2375 | 1302.0129 | -862.2246 | 0 | 0 | 0 | 0 | 0
4573 | 1225.6264 | 735.66 | 2108.0486 | 1273.1861 | -834.8624 | 0 | 0 | 0 | 0 | 0
4574 | 1352.7545 | 587.3 | 1704.4563 | 1405.2483 | -299.208 | 0 | 0 | 0 | 0 | 0
4575 | 1293.0716 | 591.73 | 1731.755 | 1343.2493 | -388.5057 | 0 | 0 | 0 | 0 | 0
4576 | 998.7617 | 378.78 | 1132.0396 | 1037.5177 | -94.5219 | 0 | 0 | 0 | 0 | 0
4577 | 1126.9881 | 162.34 | 480.3786 | 480.3786 | 0 | 0 | 0 | 664.554 | 0 | 0
4578 | 1225.8163 | 35.28 | 86.1772 | 86.1772 | 0 | 0 | 0 | 1142.858 | 0 | 0
4579 | 1032.5724 | 0 | 0 | 0 | 0 | 0 | 0 | 32.363 | 0 | 1039.0219
4580 | 1021.5215 | 0 | 0 | 0 | 0 | 0 | 0 | 0 | 0 | 1061.1609
4581 | 1216.2944 | 0 | 0 | 0 | 0 | 0 | 0 | 36.673 | 0 | 1225.3959
4582 | 1219.0571 | 0 | 0 | 0 | 0 | 0 | 0 | 39.436 | 0 | 1225.3959
4583 | 1163.1117 | 0 | 0 | 0 | 0 | 0 | 0 | 0 | 0 | 1208.2463
4584 | 1101.6408 | 0 | 0 | 0 | 0 | 0 | 0 | 1101.641 | 0 | 0
4585 | 1022.2122 | 0 | 0 | 0 | 0 | 0 | 0 | 1022.212 | 0 | 0
4586 | 1254.9727 | 0 | 0 | 0 | 0 | 0 | 0 | 1254.973 | 0 | 0
4587 | 1133.4123 | 0 | 0 | 0 | 0 | 0 | 0 | 1133.412 | 0 | 0
4588 | 973.1736 | 0 | 0 | 0 | 0 | 0 | 0 | 973.174 | 0 | 0
4589 | 1258.4261 | 0 | 0 | 0 | 0 | 0 | 0 | 1258.426 | 0 | 0
4590 | 1203.862 | 0 | 0 | 0 | 0 | 0 | 0 | 1203.862 | 0 | 0
4591 | 1112.6918 | 52.72 | 140.1638 | 0 | -140.1638 | 0 | 0 | 1112.692 | 0 | 0
4592 | 1002.4448 | 101.99 | 293.2037 | 0 | -293.2037 | 0 | 0 | 1002.445 | 0 | 0
4593 | 715.8188 | 207.53 | 613.6614 | 0 | -613.6614 | 0 | 0 | 715.819 | 0 | 0
4594 | 888.077 | 472.76 | 1389.9259 | 164.5301 | -1225.3959 | 0 | 0 | 729.694 | 0 | 0
4595 | 1386.1353 | 589.68 | 1712.1653 | 486.7694 | -1225.3959 | 0 | 0 | 917.549 | 0 | 0
4596 | 1199.0566 | 619.05 | 1791.1217 | 565.7258 | -1225.3959 | 0 | 0 | 654.464 | 0 | 0
4597 | 1228.0489 | 469.8 | 1369.7773 | 144.3814 | -1225.3959 | 0 | 0 | 1089.062 | 0 | 0
4598 | 1402.9448 | 566.28 | 1651.3069 | 1190.5305 | -460.7764 | 0 | 0 | 256.887 | 0 | 0
4599 | 1345.1535 | 370.99 | 1095.7666 | 1095.7666 | 0 | 0 | 0 | 290.32 | 0 | 0
4600 | 1550.7356 | 32.36 | 76.2026 | 76.2026 | 0 | 0 | 0 | 1477.38 | 0 | 0
4601 | 1497.0151 | 16.65 | 30.9533 | 30.9533 | 0 | 0 | 0 | 1467.218 | 0 | 0
4602 | 1191.2752 | 9.79 | 10.8327 | 10.8327 | 0 | 0 | 0 | 1180.848 | 0 | 0
4603 | 1230.7987 | 0 | 0 | 0 | 0 | 0 | 0 | 405.199 | 0 | 857.6372
4604 | 1251.5192 | 0 | 0 | 0 | 0 | 0 | 0 | 71.898 | 0 | 1225.3959
4605 | 1339.2361 | 0 | 0 | 0 | 0 | 0 | 0 | 159.615 | 0 | 1225.3959
4606 | 1237.0149 | 0 | 0 | 0 | 0 | 0 | 0 | 57.394 | 0 | 1225.3959
4607 | 1361.338 | 0 | 0 | 0 | 0 | 0 | 0 | 181.717 | 0 | 1225.3959
4608 | 1507.763 | 0 | 0 | 0 | 0 | 0 | 0 | 1507.763 | 0 | 0
4609 | 607.8018 | 0 | 0 | 0 | 0 | 0 | 0 | 607.802 | 0 | 0
4610 | 762.515 | 0 | 0 | 0 | 0 | 0 | 0 | 762.515 | 0 | 0
4611 | 928.2792 | 0 | 0 | 0 | 0 | 0 | 0 | 928.279 | 0 | 0
4612 | 756.9896 | 0 | 0 | 0 | 0 | 0 | 0 | 756.99 | 0 | 0
4613 | 800.5026 | 0 | 0 | 0 | 0 | 0 | 0 | 800.503 | 0 | 0
4614 | 622.3062 | 0 | 0 | 0 | 0 | 0 | 0 | 622.306 | 0 | 0
4615 | 551.1658 | 46.92 | 122.7805 | 122.7805 | 0 | 0 | 0 | 432.971 | 0 | 0
4616 | 537.6301 | 318.19 | 945.1627 | 558.4926 | -386.6701 | 0 | 0 | 0 | 0 | 0
4617 | 520.8758 | 536.61 | 1650.8945 | 541.0885 | -1109.806 | 0 | 0 | 0 | 0 | 0
4618 | 948.3591 | 721.75 | 2168.0188 | 985.1598 | -1182.8589 | 0 | 0 | 0 | 0 | 0
4619 | 845.2702 | 854.48 | 2520.0333 | 878.0705 | -1225.3959 | 0 | 416.5669 | 0 | 0 | 0
4620 | 618.959 | 922.7 | 2696.3684 | 642.9786 | -1225.3959 | 0 | 827.9939 | 0 | 0 | 0
4621 | 587.2298 | 525.16 | 1539.5128 | 610.0163 | -929.4965 | 0 | 0 | 0 | 0 | 0
4622 | 673.7052 | 850.13 | 2507.7173 | 699.849 | -349.7666 | 0 | 1458.1017 | 0 | 0 | 0
4623 | 761.9789 | 485.35 | 1440.9842 | 791.5474 | 0 | 0 | 649.4368 | 0 | 0 | 0
4624 | 727.5949 | 29.42 | 67.6241 | 67.6241 | 0 | 0 | 0 | 662.497 | 0 | 0
4625 | 423.3979 | 21.55 | 45.6025 | 45.6025 | 0 | 0 | 0 | 379.499 | 0 | 0
4626 | 585.8407 | 10.77 | 13.6727 | 13.6727 | 0 | 0 | 0 | 572.678 | 0 | 0
4627 | 736.9597 | 0 | 0 | 0 | 0 | 0 | 0 | 0 | 0 | 765.5575
4628 | 609.1832 | 0 | 0 | 0 | 0 | 0 | 0 | 0 | 0 | 632.8222
4629 | 715.5485 | 0 | 0 | 0 | 0 | 0 | 0 | 0 | 0 | 743.3157
4630 | 707.951 | 0 | 0 | 0 | 0 | 0 | 0 | 0 | 0 | 735.4229
4631 | 652.0056 | 0 | 0 | 0 | 0 | 0 | 0 | 0 | 0 | 677.3069
4632 | 602.2764 | 0 | 0 | 0 | 0 | 0 | 0 | 602.276 | 0 | 0
4633 | 1192.8111 | 0 | 0 | 0 | 0 | 0 | 0 | 1192.811 | 0 | 0
4634 | 1270.8584 | 0 | 0 | 0 | 0 | 0 | 0 | 1270.858 | 0 | 0
4635 | 1317.8249 | 0 | 0 | 0 | 0 | 0 | 0 | 1317.825 | 0 | 0
4636 | 1299.8671 | 0 | 0 | 0 | 0 | 0 | 0 | 1299.867 | 0 | 0
4637 | 1154.1328 | 0 | 0 | 0 | 0 | 0 | 0 | 997.003 | 0 | 163.2274
4638 | 1298.4857 | 0 | 0 | 0 | 0 | 0 | 0 | 118.864 | 0 | 1225.3959
4639 | 998.7289 | 101.39 | 221.3101 | 221.3101 | 0 | 0 | 0 | 0 | 0 | 816.1743
4640 | 130.6101 | 318.23 | 941.5841 | 135.6783 | -805.9058 | 0 | 0 | 0 | 0 | 0
4641 | 175.9232 | 536.49 | 1637.336 | 182.7496 | -1225.3959 | 0 | 229.1905 | 0 | 0 | 0
4642 | 234.3197 | 722.37 | 2148.7593 | 243.4127 | -1225.3959 | 0 | 679.9507 | 0 | 0 | 0
4643 | 194.8402 | 507.75 | 1487.3399 | 202.4007 | -1225.3959 | 0 | 59.5432 | 0 | 0 | 0
4644 | 182.0764 | 406.52 | 1190.5066 | 189.1425 | -1001.3641 | 0 | 0 | 0 | 0 | 0
4645 | 203.5454 | 390.82 | 1145.384 | 211.4435 | -925.9324 | 0 | 8.0081 | 0 | 0 | 0
4646 | 203.7794 | 588.73 | 1725.9305 | 211.6876 | 0 | 0 | 1514.2428 | 0 | 0 | 0
4647 | 223.5096 | 593.41 | 1756.7757 | 232.1822 | 0 | 0 | 1524.5935 | 0 | 0 | 0
4648 | 227.8445 | 453.63 | 1365.3728 | 236.6865 | 0 | 0 | 1128.6863 | 0 | 0 | 0
4649 | 436.2411 | 20.57 | 42.4476 | 42.4476 | 0 | 0 | 0 | 0 | 0 | 410.7216
4650 | 395.2318 | 67.63 | 181.1592 | 181.1592 | 0 | 0 | 0 | 0 | 0 | 229.4086
4651 | 255.553 | 0 | 0 | 0 | 0 | 0 | 0 | 0 | 0 | 265.4697
4652 | 228.6164 | 0 | 0 | 0 | 0 | 0 | 0 | 0 | 0 | 237.4874
4653 | 206.5145 | 0 | 0 | 0 | 0 | 0 | 0 | 0 | 0 | 214.5277
4654 | 243.8114 | 0 | 0 | 0 | 0 | 0 | 0 | 0 | 0 | 253.272
4655 | 205.1331 | 0 | 0 | 0 | 0 | 0 | 0 | 0 | 0 | 213.0931
4656 | 192.7008 | 0 | 0 | 0 | 0 | 0 | 0 | 0 | 0 | 200.1787
4657 | 223.7816 | 0 | 0 | 0 | 0 | 0 | 0 | 0 | 0 | 232.4658
4658 | 188.5567 | 0 | 0 | 0 | 0 | 0 | 0 | 0 | 0 | 195.8739
4659 | 172.671 | 0 | 0 | 0 | 0 | 0 | 0 | 0 | 0 | 179.3715
4660 | 181.6499 | 0 | 0 | 0 | 0 | 0 | 0 | 0 | 0 | 188.6989
4661 | 106.3653 | 0 | 0 | 0 | 0 | 0 | 0 | 0 | 0 | 110.4925
4662 | 155.4039 | 0 | 0 | 0 | 0 | 0 | 0 | 0 | 0 | 161.4344
4663 | 132.6113 | 100.53 | 227.0277 | 137.7569 | -89.2707 | 0 | 0 | 0 | 0 | 0
4664 | 210.6517 | 313.29 | 925.7485 | 218.8263 | -706.9222 | 0 | 0 | 0 | 0 | 0
4665 | 378.0493 | 530.49 | 1614.4065 | 392.7201 | -1221.6863 | 0 | 0 | 0 | 0 | 0
4666 | 837.0277 | 715.66 | 2117.6274 | 869.5087 | -1225.3959 | 0 | 22.7228 | 0 | 0 | 0
4667 | 1269.6825 | 566.89 | 1646.7912 | 1318.9517 | -198.338 | 0 | 129.5016 | 0 | 0 | 0
4668 | 1312.5904 | 784.48 | 2242.527 | 1363.5258 | 0 | 0 | 879.0013 | 0 | 0 | 0
4669 | 1239.8562 | 763.38 | 2188.4728 | 1287.9683 | 0 | 0 | 900.5045 | 0 | 0 | 0
4670 | 1427.338 | 837.46 | 2437.36 | 1482.7255 | 0 | 0 | 954.6346 | 0 | 0 | 0
4671 | 1379.6333 | 704.34 | 2088.0069 | 1433.1693 | 0 | 0 | 654.8376 | 0 | 0 | 0
4672 | 1408.1145 | 443.87 | 1327.7576 | 1327.7576 | 0 | 0 | 0 | 129.956 | 0 | 0
4673 | 1482.0911 | 301.48 | 884.0623 | 884.0623 | 0 | 0 | 0 | 631.053 | 0 | 0
4674 | 1357.8284 | 94.64 | 216.1285 | 216.1285 | 0 | 0 | 0 | 1149.774 | 0 | 0
4675 | 1372.3889 | 0 | 0 | 0 | 0 | 0 | 0 | 546.789 | 0 | 857.6372
4676 | 1344.7616 | 0 | 0 | 0 | 0 | 0 | 0 | 165.14 | 0 | 1225.3959
4677 | 1383.4399 | 0 | 0 | 0 | 0 | 0 | 0 | 203.819 | 0 | 1225.3959
4678 | 1246.6844 | 0 | 0 | 0 | 0 | 0 | 0 | 67.063 | 0 | 1225.3959
4679 | 1187.2856 | 0 | 0 | 0 | 0 | 0 | 0 | 7.664 | 0 | 1225.3959
4680 | 944.1649 | 0 | 0 | 0 | 0 | 0 | 0 | 944.165 | 0 | 0
4681 | 1060.1998 | 0 | 0 | 0 | 0 | 0 | 0 | 1060.2 | 0 | 0
4682 | 1112.0011 | 0 | 0 | 0 | 0 | 0 | 0 | 1112.001 | 0 | 0
4683 | 985.6059 | 0 | 0 | 0 | 0 | 0 | 0 | 985.606 | 0 | 0
4684 | 1117.5266 | 0 | 0 | 0 | 0 | 0 | 0 | 1117.527 | 0 | 0
4685 | 919.991 | 0 | 0 | 0 | 0 | 0 | 0 | 919.991 | 0 | 0
4686 | 716.2392 | 0 | 0 | 0 | 0 | 0 | 0 | 716.239 | 0 | 0
4687 | 888.9102 | 55.77 | 149.6149 | 149.6149 | 0 | 0 | 0 | 744.884 | 0 | 0
4688 | 709.9428 | 272.52 | 821.9854 | 737.4922 | -84.4933 | 0 | 0 | 0 | 0 | 0
4689 | 511.2727 | 535.68 | 1639.4115 | 531.1128 | -1108.2987 | 0 | 0 | 0 | 0 | 0
4690 | 207.6748 | 721.43 | 2154.3096 | 215.7338 | -1225.3959 | 0 | 713.18 | 0 | 0 | 0
4691 | 138.7688 | 849.15 | 2490.417 | 144.1539 | -1225.3959 | 0 | 1120.8672 | 0 | 0 | 0
4692 | 202.4179 | 917.34 | 2663.6772 | 210.2728 | -1225.3959 | 0 | 1228.0085 | 0 | 0 | 0
4693 | 689.9172 | 915.92 | 2661.0106 | 716.6891 | -1225.3959 | 0 | 718.9256 | 0 | 0 | 0
4694 | 1105.1745 | 645.64 | 1884.1124 | 1148.061 | -315.0134 | 0 | 421.038 | 0 | 0 | 0
4695 | 1065.5889 | 502.08 | 1484.987 | 1106.9389 | 0 | 0 | 378.0481 | 0 | 0 | 0
4696 | 1205.8909 | 338.18 | 1011.9496 | 1011.9496 | 0 | 0 | 0 | 231.743 | 0 | 0
4697 | 1007.9081 | 137.76 | 403.5486 | 403.5486 | 0 | 0 | 0 | 619.434 | 0 | 0
4698 | 1302.5098 | 40.19 | 100.9064 | 100.9064 | 0 | 0 | 0 | 1205.373 | 0 | 0
4699 | 973.1736 | 0 | 0 | 0 | 0 | 0 | 0 | 0 | 0 | 1010.9378
4700 | 879.9313 | 0 | 0 | 0 | 0 | 0 | 0 | 0 | 0 | 914.0765
4701 | 879.2406 | 0 | 0 | 0 | 0 | 0 | 0 | 0 | 0 | 913.3597
4702 | 925.5164 | 0 | 0 | 0 | 0 | 0 | 0 | 0 | 0 | 961.4304
4703 | 1076.0855 | 0 | 0 | 0 | 0 | 0 | 0 | 0 | 0 | 1117.8432
4704 | 1077.4669 | 0 | 0 | 0 | 0 | 0 | 0 | 1077.467 | 0 | 0
4705 | 1165.8744 | 0 | 0 | 0 | 0 | 0 | 0 | 1165.874 | 0 | 0
4706 | 1019.4494 | 0 | 0 | 0 | 0 | 0 | 0 | 1019.449 | 0 | 0
4707 | 1090.5899 | 0 | 0 | 0 | 0 | 0 | 0 | 1090.59 | 0 | 0
4708 | 797.7399 | 0 | 0 | 0 | 0 | 0 | 0 | 797.74 | 0 | 0
4709 | 1000.1103 | 0 | 0 | 0 | 0 | 0 | 0 | 1000.11 | 0 | 0
4710 | 815.6977 | 0 | 0 | 0 | 0 | 0 | 0 | 815.698 | 0 | 0
4711 | 1003.5637 | 100.09 | 223.9881 | 0 | -223.9881 | 0 | 0 | 1003.564 | 0 | 0
4712 | 951.6977 | 306.25 | 921.4988 | 0 | -921.4988 | 0 | 0 | 951.698 | 0 | 0
4713 | 1121.6603 | 421.71 | 1266.2677 | 40.8718 | -1225.3959 | 0 | 0 | 1082.315 | 0 | 0
4714 | 1083.6407 | 585.03 | 1715.0781 | 732.6866 | -982.3914 | 0 | 0 | 378.324 | 0 | 0
4715 | 1503.6577 | 647.93 | 1865.0628 | 1562.0071 | -303.0557 | 0 | 0 | 0 | 0 | 0
4716 | 1480.6329 | 758.01 | 2143.7876 | 1538.0886 | -605.699 | 0 | 0 | 0 | 0 | 0
4717 | 1652.4707 | 710.88 | 2012.2219 | 1716.5947 | -295.6272 | 0 | 0 | 0 | 0 | 0
4718 | 1615.0866 | 753.05 | 2129.8603 | 1677.76 | -452.1003 | 0 | 0 | 0 | 0 | 0
4719 | 1540.0611 | 707.97 | 2062.8751 | 1599.8227 | -463.0524 | 0 | 0 | 0 | 0 | 0
4720 | 1743.6635 | 362.49 | 1070.5579 | 1070.5579 | 0 | 0 | 0 | 713.096 | 0 | 0
4721 | 1217.598 | 139.71 | 406.1758 | 406.1758 | 0 | 0 | 0 | 826.595 | 0 | 0
4722 | 1425.4723 | 26.45 | 59.1724 | 59.1724 | 0 | 0 | 0 | 1368.51 | 0 | 0
4723 | 1408.9952 | 0 | 0 | 0 | 0 | 0 | 0 | 567.643 | 0 | 874.0005
4724 | 1178.3067 | 0 | 0 | 0 | 0 | 0 | 0 | 0 | 0 | 1224.0309
4725 | 1460.1058 | 0 | 0 | 0 | 0 | 0 | 0 | 280.484 | 0 | 1225.3959
4726 | 1165.1837 | 0 | 0 | 0 | 0 | 0 | 0 | 0 | 0 | 1210.3987
4727 | 1237.7056 | 0 | 0 | 0 | 0 | 0 | 0 | 58.084 | 0 | 1225.3959
4728 | 1343.3802 | 0 | 0 | 0 | 0 | 0 | 0 | 1343.38 | 0 | 0
4729 | 1258.4261 | 0 | 0 | 0 | 0 | 0 | 0 | 1258.426 | 0 | 0
4730 | 1290.1975 | 0 | 0 | 0 | 0 | 0 | 0 | 1290.198 | 0 | 0
4731 | 1518.8139 | 0 | 0 | 0 | 0 | 0 | 0 | 1518.814 | 0 | 0
4732 | 1493.2586 | 0 | 0 | 0 | 0 | 0 | 0 | 1493.259 | 0 | 0
4733 | 1221.1291 | 0 | 0 | 0 | 0 | 0 | 0 | 1221.129 | 0 | 0
4734 | 1216.2944 | 0 | 0 | 0 | 0 | 0 | 0 | 1216.294 | 0 | 0
4735 | 1270.1677 | 82.09 | 221.5241 | 0 | -221.5241 | 0 | 0 | 1270.168 | 0 | 0
4736 | 1420.868 | 245.85 | 742.5615 | 0 | -742.5615 | 0 | 0 | 1420.868 | 0 | 0
4737 | 1032.7373 | 408.81 | 1235.1129 | 9.717 | -1225.3959 | 0 | 0 | 1023.384 | 0 | 0
4738 | 983.6487 | 547.94 | 1627.8257 | 402.4298 | -1225.3959 | 0 | 0 | 596.252 | 0 | 0
4739 | 1036.9712 | 625.51 | 1833.9267 | 1047.8933 | -786.0334 | 0 | 0 | 28.222 | 0 | 0
4740 | 1264.5447 | 631.45 | 1840.494 | 1313.6154 | -526.8787 | 0 | 0 | 0 | 0 | 0
4741 | 1287.5099 | 738.42 | 2136.8556 | 1337.4715 | -799.3841 | 0 | 0 | 0 | 0 | 0
4742 | 1054.9635 | 680.13 | 1978.118 | 1095.9006 | -882.2174 | 0 | 0 | 0 | 0 | 0
4743 | 1243.8855 | 236.97 | 694.5781 | 694.5781 | 0 | 0 | 0 | 575.254 | 0 | 0
4744 | 986.9251 | 193.62 | 569.532 | 569.532 | 0 | 0 | 0 | 438.669 | 0 | 0
4745 | 1104.938 | 236.51 | 706.7435 | 706.7435 | 0 | 0 | 0 | 424.595 | 0 | 0
4746 | 1034.1178 | 5.87 | 0 | 0 | 0 | 0 | 0 | 1034.118 | 0 | 0
4747 | 840.5623 | 0 | 0 | 0 | 0 | 0 | 0 | 0 | 0 | 873.1798
4748 | 1201.79 | 0 | 0 | 0 | 0 | 0 | 0 | 22.169 | 0 | 1225.3959
4749 | 714.1672 | 0 | 0 | 0 | 0 | 0 | 0 | 0 | 0 | 741.8801
4750 | 1128.5775 | 0 | 0 | 0 | 0 | 0 | 0 | 0 | 0 | 1172.3722
4751 | 844.7064 | 0 | 0 | 0 | 0 | 0 | 0 | 0 | 0 | 877.4846
4752 | 1005.6358 | 0 | 0 | 0 | 0 | 0 | 0 | 1005.636 | 0 | 0
4753 | 1029.119 | 0 | 0 | 0 | 0 | 0 | 0 | 1029.119 | 0 | 0
4754 | 1085.7551 | 0 | 0 | 0 | 0 | 0 | 0 | 1085.755 | 0 | 0
4755 | 1188.667 | 0 | 0 | 0 | 0 | 0 | 0 | 1188.667 | 0 | 0
4756 | 1035.3352 | 0 | 0 | 0 | 0 | 0 | 0 | 1035.335 | 0 | 0
4757 | 943.4742 | 0 | 0 | 0 | 0 | 0 | 0 | 943.474 | 0 | 0
4758 | 1012.5426 | 0 | 0 | 0 | 0 | 0 | 0 | 1012.543 | 0 | 0
4759 | 1096.806 | 12.73 | 19.5929 | 0 | -19.5929 | 0 | 0 | 1096.806 | 0 | 0
4760 | 934.3477 | 34.3 | 84.3998 | 0 | -84.3998 | 0 | 0 | 934.348 | 0 | 0
4761 | 1094.2419 | 429.02 | 1295.6534 | 70.2575 | -1225.3959 | 0 | 0 | 1026.609 | 0 | 0
4762 | 1260.8348 | 602.89 | 1784.8764 | 706.6407 | -1078.2357 | 0 | 0 | 580.591 | 0 | 0
4763 | 1083.1262 | 596.29 | 1747.1896 | 1125.1564 | -622.0332 | 0 | 0 | 0 | 0 | 0
4764 | 1249.8858 | 691.6 | 2008.3295 | 1298.3875 | -709.942 | 0 | 0 | 0 | 0 | 0
4765 | 1115.5132 | 729.3 | 2115.8178 | 1158.8002 | -957.0176 | 0 | 0 | 0 | 0 | 0
4766 | 1150.3401 | 639.18 | 1873.716 | 1194.9787 | -678.7374 | 0 | 0 | 0 | 0 | 0
4767 | 1467.4236 | 534.82 | 1591.4011 | 1524.367 | -67.0341 | 0 | 0 | 0 | 0 | 0
4768 | 1501.2835 | 483.77 | 1468.632 | 1468.632 | 0 | 0 | 0 | 87.513 | 0 | 0
4769 | 1430.4064 | 271.4 | 822.6284 | 822.6284 | 0 | 0 | 0 | 638.508 | 0 | 0
4770 | 1592.421 | 88.93 | 234.7138 | 234.7138 | 0 | 0 | 0 | 1366.475 | 0 | 0
4771 | 1372.3889 | 0 | 0 | 0 | 0 | 0 | 0 | 546.789 | 0 | 857.6372
4772 | 1328.8758 | 0 | 0 | 0 | 0 | 0 | 0 | 149.255 | 0 | 1225.3959
4773 | 1486.3518 | 0 | 0 | 0 | 0 | 0 | 0 | 306.73 | 0 | 1225.3959
4774 | 1364.1007 | 0 | 0 | 0 | 0 | 0 | 0 | 184.479 | 0 | 1225.3959
4775 | 1410.3765 | 0 | 0 | 0 | 0 | 0 | 0 | 230.755 | 0 | 1225.3959
4776 | 1210.7689 | 0 | 0 | 0 | 0 | 0 | 0 | 1210.769 | 0 | 0
4777 | 1007.0171 | 0 | 0 | 0 | 0 | 0 | 0 | 1007.017 | 0 | 0
4778 | 820.5325 | 0 | 0 | 0 | 0 | 0 | 0 | 820.532 | 0 | 0
4779 | 1060.8905 | 0 | 0 | 0 | 0 | 0 | 0 | 1060.89 | 0 | 0
4780 | 1237.7056 | 0 | 0 | 0 | 0 | 0 | 0 | 1237.706 | 0 | 0
4781 | 960.7413 | 0 | 0 | 0 | 0 | 0 | 0 | 960.741 | 0 | 0
4782 | 1200.4086 | 0 | 0 | 0 | 0 | 0 | 0 | 1200.409 | 0 | 0
4783 | 1122.3613 | 99.82 | 217.0884 | 0 | -217.0884 | 0 | 0 | 1122.361 | 0 | 0
4784 | 1070.4651 | 317.85 | 949.8207 | 0 | -949.8207 | 0 | 0 | 1070.465 | 0 | 0
4785 | 1185.2757 | 538.67 | 1669.4444 | 517.5149 | -1151.9295 | 0 | 0 | 687.093 | 0 | 0
4786 | 1241.5501 | 520.03 | 1556.4599 | 1289.728 | -266.7318 | 0 | 0 | 0 | 0 | 0
4787 | 1273.3423 | 652.21 | 1921.9529 | 1322.7537 | -599.1992 | 0 | 0 | 0 | 0 | 0
4788 | 1429.0673 | 929.29 | 2727.813 | 1484.5216 | -1225.3959 | 0 | 17.8955 | 0 | 0 | 0
4789 | 1265.5332 | 658.53 | 1926.5164 | 1314.6417 | -611.8747 | 0 | 0 | 0 | 0 | 0
4790 | 1185.2801 | 679.89 | 1993.4383 | 1231.2745 | -762.1638 | 0 | 0 | 0 | 0 | 0
4791 | 1296.2238 | 669.75 | 1971.7096 | 1346.5226 | -625.187 | 0 | 0 | 0 | 0 | 0
4792 | 1491.7106 | 386.56 | 1162.7591 | 1162.7591 | 0 | 0 | 0 | 372.387 | 0 | 0
4793 | 1623.4698 | 167.8 | 497.7173 | 497.7173 | 0 | 0 | 0 | 1144.344 | 0 | 0
4794 | 1365.0331 | 9.79 | 10.8243 | 10.8243 | 0 | 0 | 0 | 1354.613 | 0 | 0
4795 | 1483.589 | 0 | 0 | 0 | 0 | 0 | 0 | 566.195 | 0 | 952.9932
4796 | 1207.3155 | 0 | 0 | 0 | 0 | 0 | 0 | 27.694 | 0 | 1225.3959
4797 | 1394.4908 | 0 | 0 | 0 | 0 | 0 | 0 | 214.869 | 0 | 1225.3959
4798 | 1198.3366 | 0 | 0 | 0 | 0 | 0 | 0 | 18.715 | 0 | 1225.3959
4799 | 1087.8272 | 0 | 0 | 0 | 0 | 0 | 0 | 0 | 0 | 1130.0399
4800 | 982.8432 | 0 | 0 | 0 | 0 | 0 | 0 | 982.843 | 0 | 0
4801 | 1308.846 | 0 | 0 | 0 | 0 | 0 | 0 | 1308.846 | 0 | 0
4802 | 1232.1801 | 0 | 0 | 0 | 0 | 0 | 0 | 1232.18 | 0 | 0
4803 | 1165.8744 | 0 | 0 | 0 | 0 | 0 | 0 | 1165.874 | 0 | 0
4804 | 1230.108 | 0 | 0 | 0 | 0 | 0 | 0 | 1230.108 | 0 | 0
4805 | 1178.9974 | 0 | 0 | 0 | 0 | 0 | 0 | 1178.997 | 0 | 0
4806 | 1110.6197 | 0 | 0 | 0 | 0 | 0 | 0 | 1110.62 | 0 | 0
4807 | 929.6605 | 39.21 | 99.2079 | 99.2079 | 0 | 0 | 0 | 834.159 | 0 | 0
4808 | 777.6212 | 312.3 | 929.7084 | 807.7964 | -121.912 | 0 | 0 | 0 | 0 | 0
4809 | 947.273 | 400.15 | 1209.8969 | 984.0317 | -225.8652 | 0 | 0 | 0 | 0 | 0
4810 | 1179.9083 | 338.99 | 1007.6209 | 1007.6209 | 0 | 0 | 0 | 0 | 0 | 218.0742
4811 | 1059.5877 | 594.8 | 1747.9791 | 1100.704 | -647.2751 | 0 | 0 | 0 | 0 | 0
4812 | 1194.5136 | 552.01 | 1616.6004 | 1240.8668 | -375.7336 | 0 | 0 | 0 | 0 | 0
4813 | 1267.6269 | 696.77 | 2026.4743 | 1316.8169 | -709.6574 | 0 | 0 | 0 | 0 | 0
4814 | 887.0799 | 662.28 | 1937.3885 | 921.5029 | -1015.8856 | 0 | 0 | 0 | 0 | 0
4815 | 1241.5596 | 609.05 | 1802.7916 | 1289.7384 | -513.0532 | 0 | 0 | 0 | 0 | 0
4816 | 536.721 | 390.93 | 1176.2334 | 557.5483 | -618.6851 | 0 | 0 | 0 | 0 | 0
4817 | 511.4393 | 196.5 | 587.2124 | 531.2863 | -55.9261 | 0 | 0 | 0 | 0 | 0
4818 | 220.4508 | 59.13 | 157.5192 | 157.5192 | 0 | 0 | 0 | 0 | 0 | 71.4864
4819 | 219.6375 | 0 | 0 | 0 | 0 | 0 | 0 | 0 | 0 | 228.16
4820 | 234.8325 | 0 | 0 | 0 | 0 | 0 | 0 | 0 | 0 | 243.9456
4821 | 155.4039 | 0 | 0 | 0 | 0 | 0 | 0 | 0 | 0 | 161.4344
4822 | 212.04 | 0 | 0 | 0 | 0 | 0 | 0 | 0 | 0 | 220.2682
4823 | 91.1703 | 0 | 0 | 0 | 0 | 0 | 0 | 0 | 0 | 94.7078
4824 | 85.6448 | 0 | 0 | 0 | 0 | 0 | 0 | 0 | 0 | 88.9684
4825 | 78.738 | 0 | 0 | 0 | 0 | 0 | 0 | 0 | 0 | 81.7934
4826 | 84.9541 | 0 | 0 | 0 | 0 | 0 | 0 | 0 | 0 | 88.2506
4827 | 77.3566 | 0 | 0 | 0 | 0 | 0 | 0 | 0 | 0 | 80.3588
4828 | 82.1914 | 0 | 0 | 0 | 0 | 0 | 0 | 0 | 0 | 85.3804
4829 | 78.738 | 0 | 0 | 0 | 0 | 0 | 0 | 0 | 0 | 81.7934
4830 | 83.5728 | 0 | 0 | 0 | 0 | 0 | 0 | 0 | 0 | 86.816
4831 | 66.9963 | 71.86 | 195.3961 | 69.5958 | -125.8003 | 0 | 0 | 0 | 0 | 0
4832 | 81.1985 | 220.74 | 668.5529 | 84.3499 | -584.203 | 0 | 0 | 0 | 0 | 0
4833 | 713.0577 | 338.95 | 1025.7574 | 740.728 | -285.0293 | 0 | 0 | 0 | 0 | 0
4834 | 1109.9109 | 596.18 | 1779.432 | 1152.9798 | -626.4522 | 0 | 0 | 0 | 0 | 0
4835 | 1211.7488 | 745.4 | 2189.8025 | 1258.7706 | -931.0319 | 0 | 0 | 0 | 0 | 0
4836 | 1105.1884 | 926.97 | 2730.222 | 1148.0756 | -1225.3959 | 0 | 356.7505 | 0 | 0 | 0
4837 | 969.134 | 733.96 | 2144.6321 | 1006.741 | -385.675 | 0 | 752.2162 | 0 | 0 | 0
4838 | 1192.262 | 524.59 | 1546.9091 | 1238.5274 | 0 | 0 | 308.3817 | 0 | 0 | 0
4839 | 1204.9136 | 546.24 | 1621.6874 | 1251.6704 | 0 | 0 | 370.0171 | 0 | 0 | 0
4840 | 1193.8661 | 432.42 | 1300.8038 | 1240.1937 | 0 | 0 | 60.6101 | 0 | 0 | 0
4841 | 893.7415 | 163.68 | 484.9535 | 484.9535 | 0 | 0 | 0 | 426.904 | 0 | 0
4842 | 898.8077 | 25.47 | 56.7437 | 56.7437 | 0 | 0 | 0 | 844.183 | 0 | 0
4843 | 882.694 | 0 | 0 | 0 | 0 | 0 | 0 | 0 | 0 | 916.9467
4844 | 1020.8308 | 0 | 0 | 0 | 0 | 0 | 0 | 0 | 0 | 1060.4441
4845 | 1455.9617 | 0 | 0 | 0 | 0 | 0 | 0 | 276.34 | 0 | 1225.3959
4846 | 774.9473 | 0 | 0 | 0 | 0 | 0 | 0 | 0 | 0 | 805.0186
4847 | 1051.2209 | 0 | 0 | 0 | 0 | 0 | 0 | 0 | 0 | 1092.0134
4848 | 1114.0731 | 0 | 0 | 0 | 0 | 0 | 0 | 1114.073 | 0 | 0
4849 | 966.9575 | 0 | 0 | 0 | 0 | 0 | 0 | 966.957 | 0 | 0
4850 | 895.1263 | 0 | 0 | 0 | 0 | 0 | 0 | 895.126 | 0 | 0
4851 | 941.4022 | 0 | 0 | 0 | 0 | 0 | 0 | 941.402 | 0 | 0
4852 | 939.3301 | 0 | 0 | 0 | 0 | 0 | 0 | 939.33 | 0 | 0
4853 | 1111.3104 | 0 | 0 | 0 | 0 | 0 | 0 | 1111.31 | 0 | 0
4854 | 1126.5055 | 0 | 0 | 0 | 0 | 0 | 0 | 1126.505 | 0 | 0
4855 | 1100.2595 | 97.79 | 223.8136 | 0 | -223.8136 | 0 | 0 | 1100.259 | 0 | 0
4856 | 882.8235 | 200.67 | 604.2738 | 0 | -604.2738 | 0 | 0 | 882.824 | 0 | 0
4857 | 886.201 | 348.05 | 1051.6631 | 0 | -1051.6631 | 0 | 0 | 886.201 | 0 | 0
4858 | 1103.5739 | 412.36 | 1228.5653 | 3.1694 | -1225.3959 | 0 | 0 | 1100.523 | 0 | 0
4859 | 1112.4017 | 584.12 | 1721.9903 | 851.8427 | -870.1475 | 0 | 0 | 292.38 | 0 | 0
4860 | 1166.9312 | 595.95 | 1749.2495 | 1212.2145 | -537.035 | 0 | 0 | 0 | 0 | 0
4861 | 990.0065 | 750.35 | 2191.6391 | 1028.4229 | -1163.2162 | 0 | 0 | 0 | 0 | 0
4862 | 1284.0444 | 367.96 | 1087.4852 | 1087.4852 | 0 | 0 | 0 | 237.182 | 0 | 0
4863 | 1002.3878 | 274.51 | 813.5223 | 813.5223 | 0 | 0 | 0 | 219.255 | 0 | 0
4864 | 1384.9171 | 204.9 | 608.7417 | 608.7417 | 0 | 0 | 0 | 798.915 | 0 | 0
4865 | 1471.9052 | 79.26 | 222.4216 | 222.4216 | 0 | 0 | 0 | 1257.793 | 0 | 0
4866 | 1181.0885 | 58.08 | 154.7933 | 154.7933 | 0 | 0 | 0 | 1032.078 | 0 | 0
4867 | 1185.2136 | 0 | 0 | 0 | 0 | 0 | 0 | 60.748 | 0 | 1168.1006
4868 | 1040.17 | 0 | 0 | 0 | 0 | 0 | 0 | 0 | 0 | 1080.5335
4869 | 1251.5192 | 0 | 0 | 0 | 0 | 0 | 0 | 71.898 | 0 | 1225.3959
4870 | 1156.8955 | 0 | 0 | 0 | 0 | 0 | 0 | 0 | 0 | 1201.7891
4871 | 1042.9327 | 0 | 0 | 0 | 0 | 0 | 0 | 0 | 0 | 1083.4038
4872 | 1049.8395 | 0 | 0 | 0 | 0 | 0 | 0 | 1049.84 | 0 | 0
4873 | 880.622 | 0 | 0 | 0 | 0 | 0 | 0 | 880.622 | 0 | 0
4874 | 931.0419 | 0 | 0 | 0 | 0 | 0 | 0 | 931.042 | 0 | 0
4875 | 782.5449 | 0 | 0 | 0 | 0 | 0 | 0 | 782.545 | 0 | 0
4876 | 743.1759 | 0 | 0 | 0 | 0 | 0 | 0 | 743.176 | 0 | 0
4877 | 860.5921 | 0 | 0 | 0 | 0 | 0 | 0 | 860.592 | 0 | 0
4878 | 848.8505 | 0 | 0 | 0 | 0 | 0 | 0 | 848.851 | 0 | 0
4879 | 506.2713 | 72.38 | 195.7409 | 195.7409 | 0 | 0 | 0 | 317.842 | 0 | 0
4880 | 90.0212 | 196.43 | 592.2558 | 93.5153 | -498.7405 | 0 | 0 | 0 | 0 | 0
4881 | 76.9871 | 441.29 | 1343.9069 | 79.9755 | -1225.3959 | 0 | 38.5355 | 0 | 0 | 0
4882 | 90.8526 | 572.73 | 1715.6691 | 94.3785 | -1225.3959 | 0 | 395.8947 | 0 | 0 | 0
4883 | 77.379 | 688.37 | 2035.0164 | 80.3817 | -1225.3959 | 0 | 729.2389 | 0 | 0 | 0
4884 | 103.2926 | 750.7 | 2202.9673 | 107.3013 | -1225.3959 | 0 | 870.2701 | 0 | 0 | 0
4885 | 71.5652 | 710.93 | 2087.0824 | 74.3421 | -1009.0648 | 0 | 1003.6755 | 0 | 0 | 0
4886 | 75.749 | 649.69 | 1920.2628 | 78.6884 | 0 | 0 | 1841.5744 | 0 | 0 | 0
4887 | 91.6762 | 600.16 | 1794.5259 | 95.2335 | 0 | 0 | 1699.2924 | 0 | 0 | 0
4888 | 85.3392 | 398.12 | 1206.3297 | 88.6506 | 0 | 0 | 1117.6791 | 0 | 0 | 0
4889 | 76.2014 | 267.55 | 808.7646 | 79.159 | 0 | 0 | 729.6056 | 0 | 0 | 0
4890 | 81.8383 | 88.51 | 233.2771 | 85.0137 | 0 | 0 | 148.2634 | 0 | 0 | 0
4891 | 78.0473 | 0 | 0 | 0 | 0 | 0 | 0 | 0 | 0 | 81.0756
4892 | 82.8821 | 0 | 0 | 0 | 0 | 0 | 0 | 0 | 0 | 86.0982
4893 | 75.2845 | 0 | 0 | 0 | 0 | 0 | 0 | 0 | 0 | 78.2064
4894 | 79.4286 | 0 | 0 | 0 | 0 | 0 | 0 | 0 | 0 | 82.5112
4895 | 75.9752 | 0 | 0 | 0 | 0 | 0 | 0 | 0 | 0 | 78.9232
4896 | 78.738 | 0 | 0 | 0 | 0 | 0 | 0 | 0 | 0 | 81.7934
4897 | 74.5939 | 0 | 0 | 0 | 0 | 0 | 0 | 0 | 0 | 77.4886
4898 | 80.81 | 0 | 0 | 0 | 0 | 0 | 0 | 0 | 0 | 83.9458
4899 | 74.5939 | 0 | 0 | 0 | 0 | 0 | 0 | 0 | 0 | 77.4886
4900 | 77.3566 | 0 | 0 | 0 | 0 | 0 | 0 | 0 | 0 | 80.3588
4901 | 71.8311 | 0 | 0 | 0 | 0 | 0 | 0 | 0 | 0 | 74.6184
4902 | 79.4286 | 0 | 0 | 0 | 0 | 0 | 0 | 0 | 0 | 82.5112
4903 | 66.3057 | 42.13 | 107.9017 | 68.879 | -39.0227 | 0 | 0 | 0 | 0 | 0
4904 | 72.9207 | 129.94 | 382.1347 | 75.7507 | -306.384 | 0 | 0 | 0 | 0 | 0
4905 | 154.285 | 362.47 | 1097.7299 | 160.271 | -728.5543 | 0 | 208.9047 | 0 | 0 | 0
4906 | 105.3492 | 576.18 | 1723.5495 | 109.437 | 0 | 0 | 1614.1125 | 0 | 0 | 0
4907 | 130.5488 | 663.59 | 1963.4885 | 135.6149 | 0 | 0 | 1827.8736 | 0 | 0 | 0
4908 | 202.7269 | 625.23 | 1845.3546 | 210.5938 | 0 | 0 | 1634.7608 | 0 | 0 | 0
4909 | 354.6912 | 464.85 | 1376.9035 | 368.4547 | 0 | 0 | 1008.4488 | 0 | 0 | 0
4910 | 688.6006 | 549.88 | 1635.6978 | 715.322 | 0 | 0 | 920.3758 | 0 | 0 | 0
4911 | 987.823 | 458.34 | 1375.4429 | 1026.1552 | 0 | 0 | 349.2877 | 0 | 0 | 0
4912 | 1032.5448 | 412.68 | 1255.515 | 1072.6126 | 0 | 0 | 182.9024 | 0 | 0 | 0
4913 | 1329.4033 | 191.54 | 576.3403 | 576.3403 | 0 | 0 | 0 | 774.592 | 0 | 0
4914 | 1196.1437 | 18.61 | 36.5794 | 36.5794 | 0 | 0 | 0 | 1160.931 | 0 | 0
4915 | 1400.707 | 0 | 0 | 0 | 0 | 0 | 0 | 221.086 | 0 | 1225.3959
4916 | 823.2952 | 0 | 0 | 0 | 0 | 0 | 0 | 0 | 0 | 855.2428
4917 | 1177.6161 | 0 | 0 | 0 | 0 | 0 | 0 | 0 | 0 | 1223.3131
4918 | 1352.3591 | 0 | 0 | 0 | 0 | 0 | 0 | 172.738 | 0 | 1225.3959
4919 | 1335.092 | 0 | 0 | 0 | 0 | 0 | 0 | 155.471 | 0 | 1225.3959
4920 | 1360.6473 | 0 | 0 | 0 | 0 | 0 | 0 | 1360.647 | 0 | 0
4921 | 1288.1255 | 0 | 0 | 0 | 0 | 0 | 0 | 1288.125 | 0 | 0
4922 | 1518.8139 | 0 | 0 | 0 | 0 | 0 | 0 | 1518.814 | 0 | 0
4923 | 1469.7754 | 0 | 0 | 0 | 0 | 0 | 0 | 1469.775 | 0 | 0
4924 | 1038.0979 | 0 | 0 | 0 | 0 | 0 | 0 | 1038.098 | 0 | 0
4925 | 1302.6298 | 0 | 0 | 0 | 0 | 0 | 0 | 1302.63 | 0 | 0
4926 | 1125.8148 | 0 | 0 | 0 | 0 | 0 | 0 | 1125.815 | 0 | 0
4927 | 1215.6037 | 6.85 | 2.7383 | 0 | -2.7383 | 0 | 0 | 1215.604 | 0 | 0
4928 | 1164.5561 | 17.63 | 34.2619 | 0 | -34.2619 | 0 | 0 | 1164.556 | 0 | 0
4929 | 1265.2017 | 138.91 | 406.0605 | 0 | -406.0605 | 0 | 0 | 1265.202 | 0 | 0
4930 | 1521.9772 | 485.18 | 1454.0503 | 228.6544 | -1225.3959 | 0 | 0 | 1301.865 | 0 | 0
4931 | 1459.9884 | 750.17 | 2213.0779 | 987.6821 | -1225.3959 | 0 | 0 | 509.202 | 0 | 0
4932 | 1450.6684 | 807.57 | 2364.9065 | 1411.7471 | -953.1595 | 0 | 0 | 91.657 | 0 | 0
4933 | 1401.7369 | 755.13 | 2215.891 | 1456.1311 | -759.76 | 0 | 0 | 0 | 0 | 0
4934 | 1375.3968 | 845.43 | 2518.9343 | 1428.7689 | -1090.1653 | 0 | 0 | 0 | 0 | 0
4935 | 1381.8306 | 709.37 | 2142.9223 | 1435.4526 | -707.4697 | 0 | 0 | 0 | 0 | 0
4936 | 1788.7211 | 435.37 | 1319.068 | 1319.068 | 0 | 0 | 0 | 518.927 | 0 | 0
4937 | 1525.3581 | 303.27 | 902.6112 | 902.6112 | 0 | 0 | 0 | 656.464 | 0 | 0
4938 | 1702.6602 | 95.1 | 225.8891 | 225.8891 | 0 | 0 | 0 | 1485.209 | 0 | 0
4939 | 1469.7754 | 0 | 0 | 0 | 0 | 0 | 0 | 644.175 | 0 | 857.6372
4940 | 1623.7979 | 0 | 0 | 0 | 0 | 0 | 0 | 444.177 | 0 | 1225.3959
4941 | 1571.3059 | 0 | 0 | 0 | 0 | 0 | 0 | 391.685 | 0 | 1225.3959
4942 | 1333.0199 | 0 | 0 | 0 | 0 | 0 | 0 | 153.399 | 0 | 1225.3959
4943 | 1336.4734 | 0 | 0 | 0 | 0 | 0 | 0 | 156.852 | 0 | 1225.3959
4944 | 1509.1443 | 0 | 0 | 0 | 0 | 0 | 0 | 1509.144 | 0 | 0
4945 | 1440.7666 | 0 | 0 | 0 | 0 | 0 | 0 | 1440.767 | 0 | 0
4946 | 1415.902 | 0 | 0 | 0 | 0 | 0 | 0 | 1415.902 | 0 | 0
4947 | 1212.8409 | 0 | 0 | 0 | 0 | 0 | 0 | 1212.841 | 0 | 0
4948 | 1147.9167 | 0 | 0 | 0 | 0 | 0 | 0 | 1147.917 | 0 | 0
4949 | 1229.4174 | 0 | 0 | 0 | 0 | 0 | 0 | 1229.417 | 0 | 0
4950 | 988.3687 | 0 | 0 | 0 | 0 | 0 | 0 | 988.369 | 0 | 0
4951 | 1297.7951 | 98.75 | 216.9253 | 216.9253 | 0 | 0 | 0 | 1088.973 | 0 | 0
4952 | 1047.8219 | 319.17 | 948.3446 | 948.3446 | 0 | 0 | 0 | 134.902 | 0 | 0
4953 | 1384.7712 | 543.83 | 1665.0201 | 1438.5067 | -226.5135 | 0 | 0 | 0 | 0 | 0
4954 | 1349.7673 | 733.06 | 2186.497 | 1402.1444 | -784.3526 | 0 | 0 | 0 | 0 | 0
4955 | 1301.2096 | 865.37 | 2533.5793 | 1351.7021 | -1181.8772 | 0 | 0 | 0 | 0 | 0
4956 | 1364.7042 | 933.3 | 2715.4616 | 1417.662 | -1225.3959 | 0 | 72.4037 | 0 | 0 | 0
4957 | 1493.1455 | 932.37 | 2717.3304 | 1551.0872 | -1166.2432 | 0 | 0 | 0 | 0 | 0
4958 | 1284.4951 | 847.15 | 2494.3894 | 1334.3395 | -1160.0499 | 0 | 0 | 0 | 0 | 0
4959 | 1168.1969 | 710.99 | 2129.9154 | 1213.5286 | -664.9587 | 0 | 251.4281 | 0 | 0 | 0
4960 | 1479.6564 | 523.31 | 1598.6301 | 1537.0747 | 0 | 0 | 61.5554 | 0 | 0 | 0
4961 | 1510.8356 | 188.46 | 561.5643 | 561.5643 | 0 | 0 | 0 | 970.249 | 0 | 0
4962 | 1394.1765 | 92.01 | 237.8676 | 237.8676 | 0 | 0 | 0 | 1165.194 | 0 | 0
4963 | 1384.1314 | 0 | 0 | 0 | 0 | 0 | 0 | 370.108 | 0 | 1053.3719
4964 | 1029.119 | 0 | 0 | 0 | 0 | 0 | 0 | 0 | 0 | 1069.0537
4965 | 1141.7005 | 0 | 0 | 0 | 0 | 0 | 0 | 0 | 0 | 1186.0034
4966 | 1211.4596 | 0 | 0 | 0 | 0 | 0 | 0 | 31.838 | 0 | 1225.3959
4967 | 1361.338 | 0 | 0 | 0 | 0 | 0 | 0 | 181.717 | 0 | 1225.3959
4968 | 1071.2507 | 0 | 0 | 0 | 0 | 0 | 0 | 1071.251 | 0 | 0
4969 | 1274.3118 | 0 | 0 | 0 | 0 | 0 | 0 | 1274.312 | 0 | 0
4970 | 875.7872 | 0 | 0 | 0 | 0 | 0 | 0 | 875.787 | 0 | 0
4971 | 1036.7165 | 0 | 0 | 0 | 0 | 0 | 0 | 1036.717 | 0 | 0
4972 | 911.7028 | 0 | 0 | 0 | 0 | 0 | 0 | 911.703 | 0 | 0
4973 | 1306.0833 | 0 | 0 | 0 | 0 | 0 | 0 | 1306.083 | 0 | 0
4974 | 1031.1911 | 0 | 0 | 0 | 0 | 0 | 0 | 1031.191 | 0 | 0
4975 | 1167.9465 | 34.3 | 84.0861 | 0 | -84.0861 | 0 | 0 | 1167.946 | 0 | 0
4976 | 1102.0699 | 108 | 313.209 | 143.8786 | -169.3304 | 0 | 0 | 963.565 | 0 | 0
4977 | 1017.1236 | 280.13 | 840.7296 | 840.7296 | 0 | 0 | 0 | 207.8 | 0 | 0
4978 | 1192.6799 | 333.51 | 989.3566 | 989.3566 | 0 | 0 | 0 | 240.281 | 0 | 0
4979 | 1048.5359 | 687.02 | 2007.0279 | 1089.2242 | -917.8037 | 0 | 0 | 0 | 0 | 0
4980 | 1037.4685 | 750.19 | 2175.6924 | 1077.7267 | -1097.9657 | 0 | 0 | 0 | 0 | 0
4981 | 1077.8269 | 717.87 | 2086.1111 | 1119.6518 | -966.4593 | 0 | 0 | 0 | 0 | 0
4982 | 1076.3005 | 715.23 | 2089.483 | 1118.0656 | -971.4175 | 0 | 0 | 0 | 0 | 0
4983 | 852.6441 | 276.8 | 817.0376 | 817.0376 | 0 | 0 | 0 | 66.127 | 0 | 0
4984 | 422.9472 | 303.69 | 908.9282 | 439.3594 | -469.5688 | 0 | 0 | 0 | 0 | 0
4985 | 167.4831 | 91.7 | 260.2351 | 173.9832 | -86.252 | 0 | 0 | 0 | 0 | 0
4986 | 147.3263 | 71.04 | 190.0036 | 153.0429 | -36.9607 | 0 | 0 | 0 | 0 | 0
4987 | 102.2212 | 0 | 0 | 0 | 0 | 0 | 0 | 102.221 | 0 | 0
4988 | 109.8187 | 0 | 0 | 0 | 0 | 0 | 0 | 109.819 | 0 | 0
4989 | 87.0262 | 0 | 0 | 0 | 0 | 0 | 0 | 87.026 | 0 | 0
4990 | 81.5007 | 0 | 0 | 0 | 0 | 0 | 0 | 81.501 | 0 | 0
4991 | 81.5007 | 0 | 0 | 0 | 0 | 0 | 0 | 81.501 | 0 | 0
4992 | 85.6448 | 0 | 0 | 0 | 0 | 0 | 0 | 85.645 | 0 | 0
4993 | 80.1193 | 0 | 0 | 0 | 0 | 0 | 0 | 80.119 | 0 | 0
4994 | 78.738 | 0 | 0 | 0 | 0 | 0 | 0 | 78.738 | 0 | 0
4995 | 73.9032 | 0 | 0 | 0 | 0 | 0 | 0 | 73.903 | 0 | 0
4996 | 80.81 | 0 | 0 | 0 | 0 | 0 | 0 | 80.81 | 0 | 0
4997 | 77.3566 | 0 | 0 | 0 | 0 | 0 | 0 | 77.357 | 0 | 0
4998 | 80.81 | 0 | 0 | 0 | 0 | 0 | 0 | 80.81 | 0 | 0
4999 | 70.4498 | 37.24 | 93.4145 | 73.1828 | -20.2318 | 0 | 0 | 0 | 0 | 0
5000 | 82.0705 | 116.12 | 339.5354 | 85.2547 | -254.2807 | 0 | 0 | 0 | 0 | 0
5001 | 531.2024 | 368.2 | 1109.7364 | 551.8152 | -557.9213 | 0 | 0 | 0 | 0 | 0
5002 | 1284.5469 | 509.29 | 1514.5711 | 1334.3935 | -180.1776 | 0 | 0 | 0 | 0 | 0
5003 | 1356.1138 | 367.36 | 1085.8626 | 1085.8626 | 0 | 0 | 0 | 310.814 | 0 | 0
5004 | 1186.715 | 624.2 | 1829.7008 | 1232.7652 | -596.9356 | 0 | 0 | 0 | 0 | 0
5005 | 1505.9819 | 459.35 | 1352.691 | 1352.691 | 0 | 0 | 0 | 203.82 | 0 | 0
5006 | 1112.084 | 119.23 | 335.7708 | 335.7708 | 0 | 0 | 0 | 788.856 | 0 | 0
5007 | 1330.2779 | 79.42 | 216.4609 | 216.4609 | 0 | 0 | 0 | 1121.902 | 0 | 0
5008 | 1190.5629 | 225.5 | 671.338 | 671.338 | 0 | 0 | 0 | 544.303 | 0 | 0
5009 | 1041.9355 | 87.83 | 248.8311 | 248.8311 | 0 | 0 | 0 | 802.4 | 0 | 0
5010 | 1168.6743 | 48.75 | 127.157 | 127.157 | 0 | 0 | 0 | 1046.267 | 0 | 0
5011 | 1443.5337 | 0 | 0 | 0 | 0 | 0 | 0 | 263.912 | 0 | 1225.3959
5012 | 1038.0979 | 0 | 0 | 0 | 0 | 0 | 0 | 0 | 0 | 1078.3811
5013 | 1286.7441 | 0 | 0 | 0 | 0 | 0 | 0 | 107.123 | 0 | 1225.3959
5014 | 712.7858 | 0 | 0 | 0 | 0 | 0 | 0 | 0 | 0 | 740.4455
5015 | 1145.8446 | 0 | 0 | 0 | 0 | 0 | 0 | 0 | 0 | 1190.3092
5016 | 1181.7602 | 0 | 0 | 0 | 0 | 0 | 0 | 1181.76 | 0 | 0
5017 | 911.7028 | 0 | 0 | 0 | 0 | 0 | 0 | 911.703 | 0 | 0
5018 | 1009.0892 | 0 | 0 | 0 | 0 | 0 | 0 | 1009.089 | 0 | 0
5019 | 973.8643 | 0 | 0 | 0 | 0 | 0 | 0 | 973.864 | 0 | 0
5020 | 848.1598 | 0 | 0 | 0 | 0 | 0 | 0 | 848.16 | 0 | 0
5021 | 780.4728 | 0 | 0 | 0 | 0 | 0 | 0 | 780.473 | 0 | 0
5022 | 770.8032 | 0 | 0 | 0 | 0 | 0 | 0 | 770.803 | 0 | 0
5023 | 969.0295 | 46.87 | 122.9633 | 0 | -122.9633 | 0 | 0 | 969.03 | 0 | 0
5024 | 708.5433 | 158.44 | 474.875 | 0 | -474.875 | 0 | 0 | 708.543 | 0 | 0
5025 | 1101.8299 | 441.37 | 1349.5216 | 744.717 | -604.8046 | 0 | 0 | 384.933 | 0 | 0
5026 | 952.1242 | 573.48 | 1727.5811 | 989.0709 | -738.5102 | 0 | 0 | 0 | 0 | 0
5027 | 1203.6531 | 717.55 | 2135.2008 | 1250.3605 | -884.8404 | 0 | 0 | 0 | 0 | 0
5028 | 1159.54 | 742.37 | 2197.8802 | 1204.5357 | -993.3446 | 0 | 0 | 0 | 0 | 0
5029 | 964.4063 | 671.6 | 1991.2121 | 1001.8295 | -989.3826 | 0 | 0 | 0 | 0 | 0
5030 | 1140.2509 | 243.02 | 717.2386 | 717.2386 | 0 | 0 | 0 | 449.805 | 0 | 0
5031 | 833.8618 | 511.18 | 1535.93 | 866.2198 | -669.7101 | 0 | 0 | 0 | 0 | 0
5032 | 1036.9885 | 541.06 | 1675.1059 | 1077.2281 | -597.8778 | 0 | 0 | 0 | 0 | 0
5033 | 1019.831 | 233.16 | 705.3785 | 705.3785 | 0 | 0 | 0 | 340.802 | 0 | 0
5034 | 933.7278 | 86.59 | 228.428 | 228.428 | 0 | 0 | 0 | 713.832 | 0 | 0
5035 | 870.2617 | 0 | 0 | 0 | 0 | 0 | 0 | 0 | 0 | 904.0323
5036 | 1061.5812 | 0 | 0 | 0 | 0 | 0 | 0 | 0 | 0 | 1102.7754
5037 | 730.0529 | 0 | 0 | 0 | 0 | 0 | 0 | 0 | 0 | 758.3825
5038 | 1020.8308 | 0 | 0 | 0 | 0 | 0 | 0 | 0 | 0 | 1060.4441
5039 | 954.5252 | 0 | 0 | 0 | 0 | 0 | 0 | 0 | 0 | 991.5651
5040 | 756.9896 | 0 | 0 | 0 | 0 | 0 | 0 | 756.99 | 0 | 0
5041 | 995.2755 | 0 | 0 | 0 | 0 | 0 | 0 | 995.276 | 0 | 0
5042 | 975.9364 | 0 | 0 | 0 | 0 | 0 | 0 | 975.936 | 0 | 0
5043 | 974.555 | 0 | 0 | 0 | 0 | 0 | 0 | 974.555 | 0 | 0
5044 | 919.3003 | 0 | 0 | 0 | 0 | 0 | 0 | 919.3 | 0 | 0
5045 | 1018.0681 | 0 | 0 | 0 | 0 | 0 | 0 | 1018.068 | 0 | 0
5046 | 664.4379 | 0 | 0 | 0 | 0 | 0 | 0 | 664.438 | 0 | 0
5047 | 891.6729 | 58.4 | 157.1982 | 0 | -157.1982 | 0 | 0 | 891.673 | 0 | 0
5048 | 882.8417 | 195.94 | 591.9816 | 0 | -591.9816 | 0 | 0 | 882.842 | 0 | 0
5049 | 1164.6709 | 546.64 | 1696.5209 | 486.9605 | -1209.5604 | 0 | 0 | 695.902 | 0 | 0
5050 | 1275.9643 | 738.34 | 2242.7608 | 1325.4775 | -917.2833 | 0 | 0 | 0 | 0 | 0
5051 | 1281.6469 | 446.69 | 1325.0993 | 1325.0993 | 0 | 0 | 0 | 6.047 | 0 | 0
5052 | 1165.2105 | 941.41 | 2783.843 | 1210.4267 | -1225.3959 | 0 | 348.0204 | 0 | 0 | 0
5053 | 1262.2861 | 490.79 | 1447.5827 | 1311.2687 | -136.314 | 0 | 0 | 0 | 0 | 0
5054 | 1118.1698 | 580.28 | 1713.7048 | 1161.5593 | -552.1455 | 0 | 0 | 0 | 0 | 0
5055 | 1150.1519 | 593.1 | 1765.9255 | 1194.7823 | -571.1432 | 0 | 0 | 0 | 0 | 0
5056 | 1238.5577 | 374.02 | 1129.322 | 1129.322 | 0 | 0 | 0 | 151.422 | 0 | 0
5057 | 954.5088 | 129.05 | 378.4646 | 378.4646 | 0 | 0 | 0 | 590.182 | 0 | 0
5058 | 1051.3962 | 42.1 | 107.0249 | 107.0249 | 0 | 0 | 0 | 948.37 | 0 | 0
5059 | 866.1271 | 0 | 0 | 0 | 0 | 0 | 0 | 0 | 0 | 899.7368
5060 | 1031.8818 | 0 | 0 | 0 | 0 | 0 | 0 | 0 | 0 | 1071.9239
5061 | 910.3214 | 0 | 0 | 0 | 0 | 0 | 0 | 0 | 0 | 945.6458
5062 | 1085.7551 | 0 | 0 | 0 | 0 | 0 | 0 | 0 | 0 | 1127.8874
5063 | 1110.6197 | 0 | 0 | 0 | 0 | 0 | 0 | 0 | 0 | 1153.7173
5064 | 991.1314 | 0 | 0 | 0 | 0 | 0 | 0 | 991.131 | 0 | 0
5065 | 1030.5004 | 0 | 0 | 0 | 0 | 0 | 0 | 1030.5 | 0 | 0
5066 | 809.4815 | 0 | 0 | 0 | 0 | 0 | 0 | 809.482 | 0 | 0
5067 | 1055.365 | 0 | 0 | 0 | 0 | 0 | 0 | 1055.365 | 0 | 0
5068 | 926.8978 | 0 | 0 | 0 | 0 | 0 | 0 | 926.898 | 0 | 0
5069 | 813.6256 | 0 | 0 | 0 | 0 | 0 | 0 | 813.626 | 0 | 0
5070 | 907.5587 | 0 | 0 | 0 | 0 | 0 | 0 | 907.559 | 0 | 0
5071 | 821.2232 | 80 | 214.4415 | 0 | -214.4415 | 0 | 0 | 821.223 | 0 | 0
5072 | 962.443 | 257.14 | 780.3345 | 0 | -780.3345 | 0 | 0 | 962.443 | 0 | 0
5073 | 1008.2725 | 538.38 | 1663.9564 | 438.5605 | -1225.3959 | 0 | 0 | 586.095 | 0 | 0
5074 | 1436.7719 | 730.72 | 2213.4228 | 1459.1332 | -754.2896 | 0 | 0 | 32.145 | 0 | 0
5075 | 1155.7145 | 864.71 | 2578.4838 | 1200.5622 | -1225.3959 | 0 | 152.5256 | 0 | 0 | 0
5076 | 1137.1705 | 75.73 | 201.9748 | 201.9748 | 0 | 0 | 0 | 942.74 | 0 | 0
5077 | 1170.2102 | 365.14 | 1076.5258 | 1076.5258 | 0 | 0 | 0 | 133.898 | 0 | 0
5078 | 1059.333 | 729.51 | 2156.917 | 1100.4402 | -1056.4769 | 0 | 0 | 0 | 0 | 0
5079 | 1086.2248 | 553.92 | 1657.8659 | 1128.3757 | -529.4902 | 0 | 0 | 0 | 0 | 0
5080 | 1050.3472 | 67.64 | 183.2265 | 183.2265 | 0 | 0 | 0 | 873.965 | 0 | 0
5081 | 1100.0177 | 115.16 | 335.2026 | 335.2026 | 0 | 0 | 0 | 777.336 | 0 | 0
5082 | 961.4501 | 67.58 | 181.0761 | 181.0761 | 0 | 0 | 0 | 787.138 | 0 | 0
5083 | 1004.2544 | 0 | 0 | 0 | 0 | 0 | 0 | 0 | 0 | 1043.2238
5084 | 918.6096 | 0 | 0 | 0 | 0 | 0 | 0 | 0 | 0 | 954.2564
5085 | 1251.5192 | 0 | 0 | 0 | 0 | 0 | 0 | 71.898 | 0 | 1225.3959
5086 | 1076.0855 | 0 | 0 | 0 | 0 | 0 | 0 | 0 | 0 | 1117.8432
5087 | 1287.4348 | 0 | 0 | 0 | 0 | 0 | 0 | 107.813 | 0 | 1225.3959
5088 | 1154.1328 | 0 | 0 | 0 | 0 | 0 | 0 | 1154.133 | 0 | 0
5089 | 1704.5439 | 0 | 0 | 0 | 0 | 0 | 0 | 1704.544 | 0 | 0
5090 | 1118.0342 | 0 | 0 | 0 | 0 | 0 | 0 | 1118.034 | 0 | 0
5091 | 1386.5855 | 0 | 0 | 0 | 0 | 0 | 0 | 1386.586 | 0 | 0
5092 | 1257.4896 | 0 | 0 | 0 | 0 | 0 | 0 | 1257.49 | 0 | 0
5093 | 1113.2529 | 0 | 0 | 0 | 0 | 0 | 0 | 1113.253 | 0 | 0
5094 | 1508.5094 | 0 | 0 | 0 | 0 | 0 | 0 | 1508.509 | 0 | 0
5095 | 1345.1473 | 41.16 | 105.1395 | 0 | -105.1395 | 0 | 0 | 1345.147 | 0 | 0
5096 | 1347.8468 | 208.34 | 632.255 | 0 | -632.255 | 0 | 0 | 1347.847 | 0 | 0
5097 | 1439.8057 | 394.94 | 1204.9294 | 0 | -1204.9294 | 0 | 0 | 1439.806 | 0 | 0
5098 | 1331.5524 | 512.84 | 1541.1042 | 315.7083 | -1225.3959 | 0 | 0 | 1027.638 | 0 | 0
5099 | 1361.5313 | 571.36 | 1696.6279 | 789.1602 | -907.4676 | 0 | 0 | 601.85 | 0 | 0
5100 | 1417.9132 | 757.82 | 2223.2427 | 1472.9348 | -750.3079 | 0 | 0 | 0 | 0 | 0
5101 | 1620.5808 | 790.48 | 2314.3448 | 1683.4672 | -630.8776 | 0 | 0 | 0 | 0 | 0
5102 | 1546.263 | 706.79 | 2083.4684 | 1606.2653 | -477.203 | 0 | 0 | 0 | 0 | 0
5103 | 1367.5967 | 563.35 | 1681.5735 | 1420.6652 | -260.9083 | 0 | 0 | 0 | 0 | 0
5104 | 1582.1499 | 343.02 | 1034.8282 | 1034.8282 | 0 | 0 | 0 | 585.978 | 0 | 0
5105 | 1603.4885 | 133.9 | 394.1495 | 394.1495 | 0 | 0 | 0 | 1224.063 | 0 | 0
5106 | 1628.2678 | 62.77 | 167.6132 | 167.6132 | 0 | 0 | 0 | 1466.916 | 0 | 0
5107 | 1753.1561 | 0 | 0 | 0 | 0 | 0 | 0 | 927.556 | 0 | 857.6372
5108 | 1494.1654 | 0 | 0 | 0 | 0 | 0 | 0 | 314.544 | 0 | 1225.3959
5109 | 1494.1654 | 0 | 0 | 0 | 0 | 0 | 0 | 314.544 | 0 | 1225.3959
5110 | 1460.6961 | 0 | 0 | 0 | 0 | 0 | 0 | 281.075 | 0 | 1225.3959
5111 | 1675.8559 | 0 | 0 | 0 | 0 | 0 | 0 | 496.235 | 0 | 1225.3959
5112 | 1392.1637 | 0 | 0 | 0 | 0 | 0 | 0 | 1392.164 | 0 | 0
5113 | 1467.0712 | 0 | 0 | 0 | 0 | 0 | 0 | 1467.071 | 0 | 0
5114 | 1345.1473 | 0 | 0 | 0 | 0 | 0 | 0 | 1345.147 | 0 | 0
5115 | 1282.1932 | 0 | 0 | 0 | 0 | 0 | 0 | 1282.193 | 0 | 0
5116 | 1174.6132 | 0 | 0 | 0 | 0 | 0 | 0 | 1174.613 | 0 | 0
5117 | 1106.8777 | 0 | 0 | 0 | 0 | 0 | 0 | 1106.878 | 0 | 0
5118 | 1184.9728 | 0 | 0 | 0 | 0 | 0 | 0 | 1184.973 | 0 | 0
5119 | 1051.8925 | 74.92 | 201.9873 | 0 | -201.9873 | 0 | 0 | 1051.892 | 0 | 0
5120 | 1003.1398 | 237.13 | 721.1985 | 0 | -721.1985 | 0 | 0 | 1003.14 | 0 | 0
5121 | 1520.4757 | 270.6 | 817.8468 | 0 | -817.8468 | 0 | 0 | 1520.476 | 0 | 0
5122 | 1744.6384 | 451.91 | 1359.8972 | 134.5013 | -1225.3959 | 0 | 0 | 1615.162 | 0 | 0
5123 | 1595.175 | 645.35 | 1920.7115 | 695.3156 | -1225.3959 | 0 | 0 | 925.834 | 0 | 0
5124 | 1462.4025 | 703.61 | 2082.309 | 856.9132 | -1225.3959 | 0 | 0 | 637.499 | 0 | 0
5125 | 1607.6891 | 727.57 | 2150.171 | 1270.3304 | -879.8406 | 0 | 0 | 384.812 | 0 | 0
5126 | 1637.0923 | 609.12 | 1812.9491 | 1700.62 | -112.3291 | 0 | 0 | 0 | 0 | 0
5127 | 1664.4276 | 404.93 | 1216.5785 | 1216.5785 | 0 | 0 | 0 | 493.294 | 0 | 0
5128 | 1619.2759 | 157.28 | 464.3 | 464.3 | 0 | 0 | 0 | 1172.319 | 0 | 0
5129 | 1609.6674 | 164.04 | 491.5042 | 491.5042 | 0 | 0 | 0 | 1136.524 | 0 | 0
5130 | 1842.5401 | 65.25 | 175.0615 | 175.0615 | 0 | 0 | 0 | 1674.018 | 0 | 0
5131 | 1522.0625 | 0 | 0 | 0 | 0 | 0 | 0 | 696.462 | 0 | 857.6372
5132 | 1333.194 | 0 | 0 | 0 | 0 | 0 | 0 | 153.573 | 0 | 1225.3959
5133 | 1353.1162 | 0 | 0 | 0 | 0 | 0 | 0 | 173.495 | 0 | 1225.3959
5134 | 1412.8828 | 0 | 0 | 0 | 0 | 0 | 0 | 233.261 | 0 | 1225.3959
5135 | 1341.9598 | 0 | 0 | 0 | 0 | 0 | 0 | 162.338 | 0 | 1225.3959
5136 | 1469.4619 | 0 | 0 | 0 | 0 | 0 | 0 | 1469.462 | 0 | 0
5137 | 1242.3487 | 0 | 0 | 0 | 0 | 0 | 0 | 1242.349 | 0 | 0
5138 | 1430.4144 | 0 | 0 | 0 | 0 | 0 | 0 | 1430.414 | 0 | 0
5139 | 1263.8647 | 0 | 0 | 0 | 0 | 0 | 0 | 1263.865 | 0 | 0
5140 | 1263.8647 | 0 | 0 | 0 | 0 | 0 | 0 | 1263.865 | 0 | 0
5141 | 1340.366 | 0 | 0 | 0 | 0 | 0 | 0 | 1340.366 | 0 | 0
5142 | 1114.0497 | 0 | 0 | 0 | 0 | 0 | 0 | 1114.05 | 0 | 0
5143 | 1307.6936 | 47.82 | 125.6133 | 89.0349 | -36.5784 | 0 | 0 | 1221.984 | 0 | 0
5144 | 1075.8529 | 154.39 | 460.7889 | 460.7889 | 0 | 0 | 0 | 632.277 | 0 | 0
5145 | 1014.0104 | 334.3 | 1012.1282 | 1012.1282 | 0 | 0 | 0 | 39.691 | 0 | 0
5146 | 1160.599 | 502.89 | 1504.8541 | 1205.6358 | -299.2184 | 0 | 0 | 0 | 0 | 0
5147 | 1335.6922 | 593.48 | 1754.268 | 1387.5232 | -366.7448 | 0 | 0 | 0 | 0 | 0
5148 | 1416.1869 | 727.01 | 2127.6975 | 1471.1418 | -656.5558 | 0 | 0 | 0 | 0 | 0
5149 | 1072.5339 | 668.25 | 1960.6432 | 1114.1524 | -846.4908 | 0 | 0 | 0 | 0 | 0
5150 | 1228.6313 | 130.93 | 372.5798 | 372.5798 | 0 | 0 | 0 | 869.969 | 0 | 0
5151 | 962.4338 | 52.03 | 134.0255 | 134.0255 | 0 | 0 | 0 | 833.415 | 0 | 0
5152 | 1200.7083 | 76.88 | 212.8906 | 212.8906 | 0 | 0 | 0 | 995.771 | 0 | 0
5153 | 1232.7184 | 138.16 | 408.5131 | 408.5131 | 0 | 0 | 0 | 839.466 | 0 | 0
5154 | 856.2803 | 45.89 | 118.6897 | 118.6897 | 0 | 0 | 0 | 742.024 | 0 | 0
5155 | 1170.6288 | 0 | 0 | 0 | 0 | 0 | 0 | 1170.629 | 0 | 0
5156 | 1184.9728 | 0 | 0 | 0 | 0 | 0 | 0 | 1184.973 | 0 | 0
5157 | 1341.1629 | 0 | 0 | 0 | 0 | 0 | 0 | 1341.163 | 0 | 0
5158 | 1157.0817 | 0 | 0 | 0 | 0 | 0 | 0 | 1157.082 | 0 | 0
5159 | 1082.1742 | 0 | 0 | 0 | 0 | 0 | 0 | 1082.174 | 0 | 0
5160 | 136.2679 | 0 | 0 | 0 | 0 | 0 | 0 | 136.268 | 0 | 0
5161 | 105.9861 | 0 | 0 | 0 | 0 | 0 | 0 | 105.986 | 0 | 0
5162 | 87.6577 | 0 | 0 | 0 | 0 | 0 | 0 | 87.658 | 0 | 0
5163 | 91.6421 | 0 | 0 | 0 | 0 | 0 | 0 | 91.642 | 0 | 0
5164 | 87.6577 | 0 | 0 | 0 | 0 | 0 | 0 | 87.658 | 0 | 0
5165 | 91.6421 | 0 | 0 | 0 | 0 | 0 | 0 | 91.642 | 0 | 0
5166 | 84.4702 | 0 | 0 | 0 | 0 | 0 | 0 | 84.47 | 0 | 0
5167 | 82.0795 | 80.53 | 215.0565 | 85.2641 | -129.7924 | 0 | 0 | 0 | 0 | 0
5168 | 81.0455 | 257.82 | 779.303 | 84.1899 | -695.1131 | 0 | 0 | 0 | 0 | 0
5169 | 801.8299 | 342.58 | 1030.0071 | 832.9448 | -197.0623 | 0 | 0 | 0 | 0 | 0
5170 | 967.4233 | 509.29 | 1504.1197 | 1004.9636 | -499.1561 | 0 | 0 | 0 | 0 | 0
5171 | 1373.2187 | 573.92 | 1673.4916 | 1426.5064 | -246.9852 | 0 | 0 | 0 | 0 | 0
5172 | 1296.8011 | 713.9 | 2052.0705 | 1347.123 | -704.9474 | 0 | 0 | 0 | 0 | 0
5173 | 1405.7098 | 651.13 | 1874.3944 | 1460.2572 | -414.1372 | 0 | 0 | 0 | 0 | 0
5174 | 1424.881 | 509.1 | 1478.4716 | 1478.4716 | 0 | 0 | 0 | 1.638 | 0 | 0
5175 | 1143.2188 | 726.93 | 2134.2327 | 1187.5813 | -946.6513 | 0 | 0 | 0 | 0 | 0
5176 | 1188.5309 | 533.35 | 1604.6095 | 1234.6516 | -369.9578 | 0 | 0 | 0 | 0 | 0
5177 | 1249.3245 | 308.69 | 903.4412 | 903.4412 | 0 | 0 | 0 | 379.632 | 0 | 0
5178 | 1404.2924 | 5.87 | 0 | 0 | 0 | 0 | 0 | 1404.292 | 0 | 0
5179 | 1160.2693 | 0 | 0 | 0 | 0 | 0 | 0 | 317.708 | 0 | 875.2564
5180 | 1162.6599 | 0 | 0 | 0 | 0 | 0 | 0 | 0 | 0 | 1207.7767
5181 | 1369.8509 | 0 | 0 | 0 | 0 | 0 | 0 | 190.23 | 0 | 1225.3959
5182 | 1357.1007 | 0 | 0 | 0 | 0 | 0 | 0 | 177.479 | 0 | 1225.3959
5183 | 1209.6763 | 0 | 0 | 0 | 0 | 0 | 0 | 30.055 | 0 | 1225.3959
5184 | 945.9063 | 0 | 0 | 0 | 0 | 0 | 0 | 945.906 | 0 | 0
5185 | 1825.6709 | 0 | 0 | 0 | 0 | 0 | 0 | 1825.671 | 0 | 0
5186 | 1777.8576 | 0 | 0 | 0 | 0 | 0 | 0 | 1777.858 | 0 | 0
5187 | 1880.6562 | 0 | 0 | 0 | 0 | 0 | 0 | 1880.656 | 0 | 0
5188 | 2020.9085 | 0 | 0 | 0 | 0 | 0 | 0 | 2020.909 | 0 | 0
5189 | 2148.4107 | 0 | 0 | 0 | 0 | 0 | 0 | 2148.411 | 0 | 0
5190 | 2121.3165 | 0 | 0 | 0 | 0 | 0 | 0 | 2121.316 | 0 | 0
5191 | 1969.1108 | 80.87 | 216.1722 | 0 | -216.1722 | 0 | 0 | 1969.111 | 0 | 0
5192 | 1123.1632 | 260.07 | 786.1799 | 0 | -786.1799 | 0 | 0 | 1123.163 | 0 | 0
5193 | 1632.0301 | 373.01 | 1121.2433 | 0 | -1121.2433 | 0 | 0 | 1632.03 | 0 | 0
5194 | 1933.3126 | 525.17 | 1549.8967 | 324.5008 | -1225.3959 | 0 | 0 | 1620.934 | 0 | 0
5195 | 2180.0402 | 667.52 | 1936.4515 | 711.0556 | -1225.3959 | 0 | 0 | 1495.546 | 0 | 0
5196 | 2017.7698 | 804.21 | 2296.6321 | 1071.2362 | -1225.3959 | 0 | 0 | 986.55 | 0 | 0
5197 | 1936.1236 | 781.9 | 2233.4957 | 1623.8887 | -609.607 | 0 | 0 | 372.895 | 0 | 0
5198 | 2326.1845 | 742.66 | 2133.1617 | 2133.1617 | 0 | 0 | 0 | 272.708 | 0 | 0
5199 | 2160.3092 | 540.14 | 1579.0372 | 1579.0372 | 0 | 0 | 0 | 640.258 | 0 | 0
5200 | 1965.9362 | 64.92 | 173.7796 | 173.7796 | 0 | 0 | 0 | 1798.648 | 0 | 0
5201 | 2270.9292 | 88.89 | 250.648 | 250.648 | 0 | 0 | 0 | 2029.644 | 0 | 0
5202 | 1602.9128 | 27.43 | 62.1797 | 62.1797 | 0 | 0 | 0 | 1543.056 | 0 | 0
5203 | 2148.4226 | 0 | 0 | 0 | 0 | 0 | 0 | 1322.823 | 0 | 857.6372
5204 | 2164.3484 | 0 | 0 | 0 | 0 | 0 | 0 | 984.727 | 0 | 1225.3959
5205 | 1992.2206 | 0 | 0 | 0 | 0 | 0 | 0 | 812.599 | 0 | 1225.3959
5206 | 1660.7151 | 0 | 0 | 0 | 0 | 0 | 0 | 481.094 | 0 | 1225.3959
5207 | 2342.8514 | 0 | 0 | 0 | 0 | 0 | 0 | 1163.23 | 0 | 1225.3959
5208 | 2067.1281 | 0 | 0 | 0 | 0 | 0 | 0 | 2067.128 | 0 | 0
5209 | 1512.4939 | 0 | 0 | 0 | 0 | 0 | 0 | 1512.494 | 0 | 0
5210 | 1488.5872 | 0 | 0 | 0 | 0 | 0 | 0 | 1488.587 | 0 | 0
5211 | 1255.099 | 0 | 0 | 0 | 0 | 0 | 0 | 1255.099 | 0 | 0
5212 | 1229.5985 | 0 | 0 | 0 | 0 | 0 | 0 | 1229.599 | 0 | 0
5213 | 1267.0523 | 0 | 0 | 0 | 0 | 0 | 0 | 1267.052 | 0 | 0
5214 | 1408.8984 | 0 | 0 | 0 | 0 | 0 | 0 | 1408.898 | 0 | 0
5215 | 1368.2571 | 5.87 | 0 | 0 | 0 | 0 | 0 | 1368.257 | 0 | 0
5216 | 992.7355 | 14.69 | 25.6159 | 0 | -25.6159 | 0 | 0 | 992.735 | 0 | 0
5217 | 1172.2624 | 116.61 | 337.0921 | 0 | -337.0921 | 0 | 0 | 1172.262 | 0 | 0
5218 | 1292.8316 | 276.61 | 822.188 | 0 | -822.188 | 0 | 0 | 1292.832 | 0 | 0
5219 | 1352.5624 | 623.44 | 1832.0028 | 606.6069 | -1225.3959 | 0 | 0 | 768.616 | 0 | 0
5220 | 1429.4651 | 727.18 | 2113.1356 | 887.7397 | -1225.3959 | 0 | 0 | 574.887 | 0 | 0
5221 | 1429.4511 | 796.74 | 2304.338 | 1078.9421 | -1225.3959 | 0 | 0 | 390.814 | 0 | 0
5222 | 1083.6514 | 667.64 | 1952.0616 | 726.6657 | -1225.3959 | 0 | 0 | 384.131 | 0 | 0
5223 | 1206.68 | 458.88 | 1363.0718 | 1040.1614 | -322.9104 | 0 | 0 | 205.374 | 0 | 0
5224 | 1434.9975 | 174.01 | 512.4663 | 512.4663 | 0 | 0 | 0 | 941.675 | 0 | 0
5225 | 1270.9311 | 156.66 | 464.7924 | 464.7924 | 0 | 0 | 0 | 823.501 | 0 | 0
5226 | 1239.3475 | 70.29 | 186.4644 | 186.4644 | 0 | 0 | 0 | 1059.848 | 0 | 0
5227 | 795.2945 | 0 | 0 | 0 | 0 | 0 | 0 | 0 | 0 | 826.1552
5228 | 1205.6919 | 0 | 0 | 0 | 0 | 0 | 0 | 26.071 | 0 | 1225.3959
5229 | 1452.7272 | 0 | 0 | 0 | 0 | 0 | 0 | 273.106 | 0 | 1225.3959
5230 | 1126.8 | 0 | 0 | 0 | 0 | 0 | 0 | 0 | 0 | 1170.5252
5231 | 1046.3142 | 0 | 0 | 0 | 0 | 0 | 0 | 0 | 0 | 1086.916
5232 | 945.9063 | 0 | 0 | 0 | 0 | 0 | 0 | 945.906 | 0 | 0
5233 | 1189.7541 | 0 | 0 | 0 | 0 | 0 | 0 | 1189.754 | 0 | 0
5234 | 1080.5804 | 0 | 0 | 0 | 0 | 0 | 0 | 1080.58 | 0 | 0
5235 | 1216.8483 | 0 | 0 | 0 | 0 | 0 | 0 | 1216.848 | 0 | 0
5236 | 1073.4084 | 0 | 0 | 0 | 0 | 0 | 0 | 1073.408 | 0 | 0
5237 | 1196.1292 | 0 | 0 | 0 | 0 | 0 | 0 | 1196.129 | 0 | 0
5238 | 1135.5657 | 0 | 0 | 0 | 0 | 0 | 0 | 1135.566 | 0 | 0
5239 | 1033.564 | 41.15 | 104.7988 | 0 | -104.7988 | 0 | 0 | 1033.564 | 0 | 0
5240 | 863.52 | 320.18 | 955.182 | 0 | -955.182 | 0 | 0 | 863.52 | 0 | 0
5241 | 1062.6763 | 547.08 | 1672.352 | 446.9561 | -1225.3959 | 0 | 0 | 632.416 | 0 | 0
5242 | 1360.7414 | 740.38 | 2201.2293 | 1077.1844 | -1124.0449 | 0 | 0 | 323.795 | 0 | 0
5243 | 1568.4882 | 878 | 2561.9657 | 1629.3528 | -932.6129 | 0 | 0 | 0 | 0 | 0
5244 | 1509.8552 | 752.62 | 2175.4067 | 1568.4445 | -606.9622 | 0 | 0 | 0 | 0 | 0
5245 | 1563.935 | 654.92 | 1905.4868 | 1624.6231 | -280.8637 | 0 | 0 | 0 | 0 | 0
5246 | 1577.8526 | 873.63 | 2568.397 | 1639.0802 | -929.3168 | 0 | 0 | 0 | 0 | 0
5247 | 1437.9908 | 217.34 | 637.0169 | 637.0169 | 0 | 0 | 0 | 824.77 | 0 | 0
5248 | 1849.9352 | 34.32 | 81.9555 | 81.9555 | 0 | 0 | 0 | 1771.041 | 0 | 0
5249 | 2043.3748 | 16.65 | 30.9335 | 30.9335 | 0 | 0 | 0 | 2013.597 | 0 | 0
5250 | 1857.415 | 45.87 | 117.7973 | 117.7973 | 0 | 0 | 0 | 1744.018 | 0 | 0
5251 | 1680.6373 | 0 | 0 | 0 | 0 | 0 | 0 | 855.037 | 0 | 857.6372
5252 | 1432.0081 | 0 | 0 | 0 | 0 | 0 | 0 | 252.387 | 0 | 1225.3959
5253 | 1791.4047 | 0 | 0 | 0 | 0 | 0 | 0 | 611.783 | 0 | 1225.3959
5254 | 1433.6019 | 0 | 0 | 0 | 0 | 0 | 0 | 253.981 | 0 | 1225.3959
5255 | 1313.2718 | 0 | 0 | 0 | 0 | 0 | 0 | 133.65 | 0 | 1225.3959
5256 | 1328.4127 | 0 | 0 | 0 | 0 | 0 | 0 | 1328.413 | 0 | 0
5257 | 1421.6486 | 0 | 0 | 0 | 0 | 0 | 0 | 1421.649 | 0 | 0
5258 | 1459.1023 | 0 | 0 | 0 | 0 | 0 | 0 | 1459.102 | 0 | 0
5259 | 1105.284 | 0 | 0 | 0 | 0 | 0 | 0 | 1105.284 | 0 | 0
5260 | 1154.691 | 0 | 0 | 0 | 0 | 0 | 0 | 1154.691 | 0 | 0
5261 | 1428.0237 | 0 | 0 | 0 | 0 | 0 | 0 | 1428.024 | 0 | 0
5262 | 1184.9728 | 0 | 0 | 0 | 0 | 0 | 0 | 1184.973 | 0 | 0
5263 | 1434.3988 | 83.8 | 222.2346 | 0 | -222.2346 | 0 | 0 | 1434.399 | 0 | 0
5264 | 1038.439 | 260.69 | 788.6034 | 0 | -788.6034 | 0 | 0 | 1038.439 | 0 | 0
5265 | 1255.5094 | 383.54 | 1156.0816 | 0 | -1156.0816 | 0 | 0 | 1255.509 | 0 | 0
5266 | 1522.3454 | 530.42 | 1570.8234 | 345.4275 | -1225.3959 | 0 | 0 | 1189.822 | 0 | 0
5267 | 1627.697 | 682.48 | 1987.9586 | 762.5627 | -1225.3959 | 0 | 0 | 893.621 | 0 | 0
5268 | 1740.9657 | 754.96 | 2177.0813 | 1018.8161 | -1158.2652 | 0 | 0 | 760.207 | 0 | 0
5269 | 1456.1419 | 745.2 | 2146.0605 | 1512.6472 | -633.4133 | 0 | 0 | 0 | 0 | 0
5270 | 1415.659 | 378.85 | 1110.2371 | 1110.2371 | 0 | 0 | 0 | 346.895 | 0 | 0
5271 | 1574.2258 | 270.78 | 795.9125 | 795.9125 | 0 | 0 | 0 | 808.045 | 0 | 0
5272 | 1456.6718 | 31.38 | 73.0799 | 73.0799 | 0 | 0 | 0 | 1386.322 | 0 | 0
5273 | 1710.5644 | 144.38 | 423.9798 | 423.9798 | 0 | 0 | 0 | 1302.423 | 0 | 0
5274 | 1605.2895 | 41.11 | 103.0567 | 103.0567 | 0 | 0 | 0 | 1506.083 | 0 | 0
5275 | 1610.0698 | 0 | 0 | 0 | 0 | 0 | 0 | 784.47 | 0 | 857.6372
5276 | 1475.0401 | 0 | 0 | 0 | 0 | 0 | 0 | 295.419 | 0 | 1225.3959
5277 | 1838.4211 | 0 | 0 | 0 | 0 | 0 | 0 | 658.8 | 0 | 1225.3959
5278 | 1491.7748 | 0 | 0 | 0 | 0 | 0 | 0 | 312.153 | 0 | 1225.3959
5279 | 1526.041 | 0 | 0 | 0 | 0 | 0 | 0 | 346.42 | 0 | 1225.3959
5280 | 1497.353 | 0 | 0 | 0 | 0 | 0 | 0 | 1497.353 | 0 | 0
5281 | 1734.0288 | 0 | 0 | 0 | 0 | 0 | 0 | 1734.029 | 0 | 0
5282 | 1447.9459 | 0 | 0 | 0 | 0 | 0 | 0 | 1447.946 | 0 | 0
5283 | 1251.1145 | 0 | 0 | 0 | 0 | 0 | 0 | 1251.115 | 0 | 0
5284 | 1269.4429 | 0 | 0 | 0 | 0 | 0 | 0 | 1269.443 | 0 | 0
5285 | 1431.2113 | 0 | 0 | 0 | 0 | 0 | 0 | 1431.211 | 0 | 0
5286 | 1506.9156 | 0 | 0 | 0 | 0 | 0 | 0 | 1506.916 | 0 | 0
5287 | 1356.3038 | 79.91 | 213.0173 | 0 | -213.0173 | 0 | 0 | 1356.304 | 0 | 0
5288 | 1302.3903 | 253.36 | 764.0274 | 0 | -764.0274 | 0 | 0 | 1302.39 | 0 | 0
5289 | 1113.0576 | 409.38 | 1227.8797 | 2.4838 | -1225.3959 | 0 | 0 | 1110.667 | 0 | 0
5290 | 1552.2695 | 546.97 | 1605.4426 | 380.0467 | -1225.3959 | 0 | 0 | 1186.42 | 0 | 0
5291 | 1629.2201 | 586.66 | 1695.6992 | 470.3033 | -1225.3959 | 0 | 0 | 1176.485 | 0 | 0
5292 | 1607.9571 | 958.05 | 2711.9733 | 1486.5774 | -1225.3959 | 0 | 0 | 176.911 | 0 | 0
5293 | 1593.6599 | 754.25 | 2129.9351 | 1599.1734 | -530.7617 | 0 | 0 | 54.223 | 0 | 0
5294 | 1528.3529 | 516.47 | 1488.1377 | 1488.1377 | 0 | 0 | 0 | 95.805 | 0 | 0
5295 | 1862.026 | 609.51 | 1764.95 | 1764.95 | 0 | 0 | 0 | 163.006 | 0 | 0
5296 | 1724.6753 | 244.02 | 719.3328 | 719.3328 | 0 | 0 | 0 | 1032.213 | 0 | 0
5297 | 1844.8819 | 207.55 | 617.7761 | 617.7761 | 0 | 0 | 0 | 1250.183 | 0 | 0
5298 | 1817.6831 | 5.87 | 0 | 0 | 0 | 0 | 0 | 1817.683 | 0 | 0
5299 | 1765.9551 | 0 | 0 | 0 | 0 | 0 | 0 | 940.355 | 0 | 857.6372
5300 | 1718.8879 | 0 | 0 | 0 | 0 | 0 | 0 | 539.267 | 0 | 1225.3959
5301 | 1542.7756 | 0 | 0 | 0 | 0 | 0 | 0 | 363.154 | 0 | 1225.3959
5302 | 1653.5431 | 0 | 0 | 0 | 0 | 0 | 0 | 473.922 | 0 | 1225.3959
5303 | 1906.9535 | 0 | 0 | 0 | 0 | 0 | 0 | 727.332 | 0 | 1225.3959
5304 | 1835.2336 | 0 | 0 | 0 | 0 | 0 | 0 | 1835.234 | 0 | 0
5305 | 1701.3564 | 0 | 0 | 0 | 0 | 0 | 0 | 1701.356 | 0 | 0
5306 | 1351.5224 | 0 | 0 | 0 | 0 | 0 | 0 | 1351.522 | 0 | 0
5307 | 1069.424 | 0 | 0 | 0 | 0 | 0 | 0 | 1069.424 | 0 | 0
5308 | 1283.7869 | 0 | 0 | 0 | 0 | 0 | 0 | 1283.787 | 0 | 0
5309 | 1391.3668 | 0 | 0 | 0 | 0 | 0 | 0 | 1391.367 | 0 | 0
5310 | 1366.6633 | 0 | 0 | 0 | 0 | 0 | 0 | 1366.663 | 0 | 0
5311 | 1409.6953 | 51.77 | 137.3186 | 0 | -137.3186 | 0 | 0 | 1409.695 | 0 | 0
5312 | 1126.6764 | 169.7 | 508.605 | 0 | -508.605 | 0 | 0 | 1126.676 | 0 | 0
5313 | 1236.8333 | 332.23 | 1001.1366 | 26.5113 | -974.6253 | 0 | 0 | 1211.312 | 0 | 0
5314 | 853.2232 | 573.23 | 1693.9332 | 886.3321 | -807.6011 | 0 | 0 | 0 | 0 | 0
5315 | 1279.1002 | 624.73 | 1821.2294 | 1328.7352 | -492.4942 | 0 | 0 | 0 | 0 | 0
5316 | 1487.5921 | 779.12 | 2233.0594 | 1545.3176 | -687.7417 | 0 | 0 | 0 | 0 | 0
5317 | 1377.6534 | 734.39 | 2113.5843 | 1431.1135 | -682.4708 | 0 | 0 | 0 | 0 | 0
5318 | 1389.6814 | 711 | 2062.6372 | 1443.6083 | -619.0289 | 0 | 0 | 0 | 0 | 0
5319 | 1142.5534 | 360.51 | 1068.9675 | 1068.9675 | 0 | 0 | 0 | 113.518 | 0 | 0
5320 | 1250.1114 | 246 | 733.9903 | 733.9903 | 0 | 0 | 0 | 543.539 | 0 | 0
5321 | 1587.4332 | 67.43 | 186.1351 | 186.1351 | 0 | 0 | 0 | 1408.251 | 0 | 0
5322 | 1534.0547 | 43.01 | 109.4287 | 109.4287 | 0 | 0 | 0 | 1428.713 | 0 | 0
5323 | 1588.2052 | 0 | 0 | 0 | 0 | 0 | 0 | 1588.205 | 0 | 0
5324 | 1595.3702 | 0 | 0 | 0 | 0 | 0 | 0 | 1595.37 | 0 | 0
5325 | 1622.4644 | 0 | 0 | 0 | 0 | 0 | 0 | 1622.464 | 0 | 0
5326 | 1469.4619 | 0 | 0 | 0 | 0 | 0 | 0 | 1469.462 | 0 | 0
5327 | 1749.1697 | 0 | 0 | 0 | 0 | 0 | 0 | 1749.17 | 0 | 0
5328 | 1341.9598 | 0 | 0 | 0 | 0 | 0 | 0 | 1341.96 | 0 | 0
5329 | 1458.3055 | 0 | 0 | 0 | 0 | 0 | 0 | 1458.305 | 0 | 0
5330 | 1478.2277 | 0 | 0 | 0 | 0 | 0 | 0 | 1478.228 | 0 | 0
5331 | 1371.4446 | 0 | 0 | 0 | 0 | 0 | 0 | 1371.445 | 0 | 0
5332 | 1293.3496 | 0 | 0 | 0 | 0 | 0 | 0 | 1293.35 | 0 | 0
5333 | 1466.2743 | 0 | 0 | 0 | 0 | 0 | 0 | 1466.274 | 0 | 0
5334 | 1534.8067 | 0 | 0 | 0 | 0 | 0 | 0 | 1534.807 | 0 | 0
5335 | 1117.2373 | 76.38 | 205.5815 | 205.5815 | 0 | 0 | 0 | 919.335 | 0 | 0
5336 | 1320.5663 | 328.19 | 985.7655 | 985.7655 | 0 | 0 | 0 | 371.624 | 0 | 0
5337 | 1426.2447 | 414.22 | 1256.694 | 1256.694 | 0 | 0 | 0 | 216.495 | 0 | 0
5338 | 1743.702 | 435.2 | 1299.7089 | 1299.7089 | 0 | 0 | 0 | 492.544 | 0 | 0
5339 | 1773.4518 | 719.47 | 2112.3814 | 1842.2704 | -270.111 | 0 | 0 | 0 | 0 | 0
5340 | 1551.0702 | 734.95 | 2148.5131 | 1611.2589 | -537.2542 | 0 | 0 | 0 | 0 | 0
5341 | 1468.154 | 758.93 | 2217.2633 | 1525.1253 | -692.1379 | 0 | 0 | 0 | 0 | 0
5342 | 1368.2013 | 353.5 | 1045.8073 | 1045.8073 | 0 | 0 | 0 | 361.461 | 0 | 0
5343 | 1425.388 | 115.06 | 325.791 | 325.791 | 0 | 0 | 0 | 1111.767 | 0 | 0
5344 | 1789.557 | 272.52 | 818.0411 | 818.0411 | 0 | 0 | 0 | 1002.074 | 0 | 0
5345 | 1671.8207 | 15.67 | 28.1994 | 28.1994 | 0 | 0 | 0 | 1644.675 | 0 | 0
5346 | 1623.3211 | 5.87 | 0 | 0 | 0 | 0 | 0 | 1623.321 | 0 | 0
5347 | 1399.3357 | 0 | 0 | 0 | 0 | 0 | 0 | 573.736 | 0 | 857.6372
5348 | 1383.398 | 0 | 0 | 0 | 0 | 0 | 0 | 203.777 | 0 | 1225.3959
5349 | 1339.5691 | 0 | 0 | 0 | 0 | 0 | 0 | 159.948 | 0 | 1225.3959
5350 | 1674.2622 | 0 | 0 | 0 | 0 | 0 | 0 | 494.641 | 0 | 1225.3959
5351 | 1441.5708 | 0 | 0 | 0 | 0 | 0 | 0 | 261.949 | 0 | 1225.3959
5352 | 1500.5405 | 0 | 0 | 0 | 0 | 0 | 0 | 1500.541 | 0 | 0
5353 | 1355.5069 | 0 | 0 | 0 | 0 | 0 | 0 | 1355.507 | 0 | 0
5354 | 1402.5233 | 0 | 0 | 0 | 0 | 0 | 0 | 1402.523 | 0 | 0
5355 | 1098.9089 | 0 | 0 | 0 | 0 | 0 | 0 | 1098.909 | 0 | 0
5356 | 1362.6789 | 0 | 0 | 0 | 0 | 0 | 0 | 1362.679 | 0 | 0
5357 | 1237.5674 | 0 | 0 | 0 | 0 | 0 | 0 | 1237.567 | 0 | 0
5358 | 1263.8647 | 0 | 0 | 0 | 0 | 0 | 0 | 1263.865 | 0 | 0
5359 | 1380.2104 | 58.55 | 157.3924 | 0 | -157.3924 | 0 | 0 | 1380.21 | 0 | 0
5360 | 1386.2658 | 26.45 | 60.9259 | 0 | -60.9259 | 0 | 0 | 1386.266 | 0 | 0
5361 | 1418.5776 | 124.29 | 360.6927 | 0 | -360.6927 | 0 | 0 | 1418.578 | 0 | 0
5362 | 1606.5008 | 506.45 | 1508.0245 | 282.6286 | -1225.3959 | 0 | 0 | 1334.43 | 0 | 0
5363 | 1395.5694 | 234.15 | 685.2216 | 0 | -685.2216 | 0 | 0 | 1395.569 | 0 | 0
5364 | 1749.1418 | 657.52 | 1913.8908 | 688.4949 | -1225.3959 | 0 | 0 | 1086.366 | 0 | 0
5365 | 1070.1512 | 391.87 | 1149.6213 | 0 | -1149.6213 | 0 | 0 | 1070.151 | 0 | 0
5366 | 1155.2987 | 223.16 | 649.5469 | 0 | -649.5469 | 0 | 0 | 1155.299 | 0 | 0
5367 | 1561.8691 | 61.21 | 160.6106 | 0 | -160.6106 | 0 | 0 | 1561.869 | 0 | 0
5368 | 1337.3169 | 408.01 | 1225.6649 | 491.0783 | -734.5866 | 0 | 0 | 864.583 | 0 | 0
5369 | 1556.0846 | 225.36 | 675.5721 | 675.5721 | 0 | 0 | 0 | 905.749 | 0 | 0
5370 | 1554.3395 | 47.74 | 123.1337 | 123.1337 | 0 | 0 | 0 | 1435.805 | 0 | 0
5371 | 914.8386 | 0 | 0 | 0 | 0 | 0 | 0 | 89.239 | 0 | 857.6372
5372 | 1265.4585 | 0 | 0 | 0 | 0 | 0 | 0 | 85.837 | 0 | 1225.3959
5373 | 1199.3168 | 0 | 0 | 0 | 0 | 0 | 0 | 19.695 | 0 | 1225.3959
5374 | 1364.2726 | 0 | 0 | 0 | 0 | 0 | 0 | 184.651 | 0 | 1225.3959
5375 | 1340.366 | 0 | 0 | 0 | 0 | 0 | 0 | 160.745 | 0 | 1225.3959
5376 | 1275.0212 | 0 | 0 | 0 | 0 | 0 | 0 | 1275.021 | 0 | 0
5377 | 2321.3354 | 0 | 0 | 0 | 0 | 0 | 0 | 2321.335 | 0 | 0
5378 | 2049.5965 | 0 | 0 | 0 | 0 | 0 | 0 | 2049.597 | 0 | 0
5379 | 2418.5558 | 0 | 0 | 0 | 0 | 0 | 0 | 2418.556 | 0 | 0
5380 | 2200.2084 | 0 | 0 | 0 | 0 | 0 | 0 | 2200.208 | 0 | 0
5381 | 1996.205 | 0 | 0 | 0 | 0 | 0 | 0 | 1996.205 | 0 | 0
5382 | 2369.9456 | 0 | 0 | 0 | 0 | 0 | 0 | 2369.946 | 0 | 0
5383 | 2032.8619 | 38.23 | 96.1372 | 0 | -96.1372 | 0 | 0 | 2032.862 | 0 | 0
5384 | 1717.081 | 125.59 | 370.5926 | 0 | -370.5926 | 0 | 0 | 1717.081 | 0 | 0
5385 | 1818.1981 | 359.33 | 1091.2509 | 0 | -1091.2509 | 0 | 0 | 1818.198 | 0 | 0
5386 | 2087.6529 | 504.96 | 1511.2022 | 285.8064 | -1225.3959 | 0 | 0 | 1812.523 | 0 | 0
5387 | 2288.3681 | 703.06 | 2072.2036 | 846.8077 | -1225.3959 | 0 | 0 | 1473.194 | 0 | 0
5388 | 2277.5584 | 798.67 | 2333.9263 | 1108.5304 | -1225.3959 | 0 | 0 | 1210.438 | 0 | 0
5389 | 2252.5022 | 694.75 | 2038.1557 | 862.933 | -1175.2227 | 0 | 0 | 1421.804 | 0 | 0
5390 | 2381.0831 | 585.55 | 1729.5767 | 1729.5767 | 0 | 0 | 0 | 716.115 | 0 | 0
5391 | 2172.9459 | 267.19 | 794.2109 | 794.2109 | 0 | 0 | 0 | 1408.403 | 0 | 0
5392 | 1845.8412 | 42.17 | 106.5045 | 106.5045 | 0 | 0 | 0 | 1743.315 | 0 | 0
5393 | 2378.556 | 14.69 | 25.5255 | 25.5255 | 0 | 0 | 0 | 2353.984 | 0 | 0
5394 | 2247.4788 | 10.77 | 13.598 | 13.598 | 0 | 0 | 0 | 2234.389 | 0 | 0
5395 | 2405.0087 | 0 | 0 | 0 | 0 | 0 | 0 | 1579.409 | 0 | 857.6372
5396 | 1889.422 | 0 | 0 | 0 | 0 | 0 | 0 | 709.801 | 0 | 1225.3959
5397 | 2380.3051 | 0 | 0 | 0 | 0 | 0 | 0 | 1200.684 | 0 | 1225.3959
5398 | 2206.5835 | 0 | 0 | 0 | 0 | 0 | 0 | 1026.962 | 0 | 1225.3959
5399 | 2286.2723 | 0 | 0 | 0 | 0 | 0 | 0 | 1106.651 | 0 | 1225.3959
5400 | 1948.3917 | 0 | 0 | 0 | 0 | 0 | 0 | 1948.392 | 0 | 0
5401 | 1804.9518 | 0 | 0 | 0 | 0 | 0 | 0 | 1804.952 | 0 | 0
5402 | 1843.2025 | 0 | 0 | 0 | 0 | 0 | 0 | 1843.202 | 0 | 0
5403 | 1243.9425 | 0 | 0 | 0 | 0 | 0 | 0 | 1243.943 | 0 | 0
5404 | 1298.1309 | 0 | 0 | 0 | 0 | 0 | 0 | 1298.131 | 0 | 0
5405 | 1563.4947 | 0 | 0 | 0 | 0 | 0 | 0 | 1563.495 | 0 | 0
5406 | 1161.0661 | 0 | 0 | 0 | 0 | 0 | 0 | 1161.066 | 0 | 0
5407 | 1122.8155 | 68.38 | 184.7068 | 0 | -184.7068 | 0 | 0 | 1122.816 | 0 | 0
5408 | 842.0808 | 327.46 | 982.1629 | 0 | -982.1629 | 0 | 0 | 842.081 | 0 | 0
5409 | 1173.7765 | 414.83 | 1250.2379 | 24.842 | -1225.3959 | 0 | 0 | 1149.863 | 0 | 0
5410 | 1566.0129 | 574.26 | 1694.6157 | 469.2198 | -1225.3959 | 0 | 0 | 1114.321 | 0 | 0
5411 | 1402.9586 | 574.75 | 1678.8674 | 892.6605 | -786.2069 | 0 | 0 | 543.643 | 0 | 0
5412 | 1433.2991 | 661.1 | 1916.8981 | 1488.9178 | -427.9803 | 0 | 0 | 0 | 0 | 0
5413 | 1510.4219 | 797.89 | 2300.6793 | 1569.0335 | -731.6458 | 0 | 0 | 0 | 0 | 0
5414 | 1372.2356 | 738.5 | 2152.0804 | 1425.4853 | -726.5951 | 0 | 0 | 0 | 0 | 0
5415 | 1544.9103 | 581.99 | 1724.1603 | 1604.8598 | -119.3005 | 0 | 0 | 0 | 0 | 0
5416 | 1537.5301 | 446.43 | 1346.0967 | 1346.0967 | 0 | 0 | 0 | 241.717 | 0 | 0
5417 | 1196.4679 | 312.36 | 935.6753 | 935.6753 | 0 | 0 | 0 | 295.745 | 0 | 0
5418 | 1288.0652 | 91.04 | 221.3859 | 221.3859 | 0 | 0 | 0 | 1074.95 | 0 | 0
5419 | 1408.1115 | 0 | 0 | 0 | 0 | 0 | 0 | 579.097 | 0 | 861.1837
5420 | 1260.6772 | 0 | 0 | 0 | 0 | 0 | 0 | 81.056 | 0 | 1225.3959
5421 | 1176.207 | 0 | 0 | 0 | 0 | 0 | 0 | 0 | 0 | 1221.8494
5422 | 1688.6062 | 0 | 0 | 0 | 0 | 0 | 0 | 508.985 | 0 | 1225.3959
5423 | 1341.1629 | 0 | 0 | 0 | 0 | 0 | 0 | 161.542 | 0 | 1225.3959
5424 | 1206.4888 | 0 | 0 | 0 | 0 | 0 | 0 | 1206.489 | 0 | 0
5425 | 1402.5233 | 0 | 0 | 0 | 0 | 0 | 0 | 1402.523 | 0 | 0
5426 | 1134.7688 | 0 | 0 | 0 | 0 | 0 | 0 | 1134.769 | 0 | 0
5427 | 1440.7739 | 0 | 0 | 0 | 0 | 0 | 0 | 1440.774 | 0 | 0
5428 | 1137.9564 | 0 | 0 | 0 | 0 | 0 | 0 | 1137.956 | 0 | 0
5429 | 876.5771 | 0 | 0 | 0 | 0 | 0 | 0 | 876.577 | 0 | 0
5430 | 1141.1439 | 0 | 0 | 0 | 0 | 0 | 0 | 1141.144 | 0 | 0
5431 | 939.5312 | 80.72 | 215.5333 | 0 | -215.5333 | 0 | 0 | 939.531 | 0 | 0
5432 | 1269.4808 | 257.76 | 779.4505 | 0 | -779.4505 | 0 | 0 | 1269.481 | 0 | 0
5433 | 1423.8829 | 448.88 | 1352.3784 | 126.9825 | -1225.3959 | 0 | 0 | 1301.644 | 0 | 0
5434 | 1541.5026 | 630.62 | 1858.805 | 633.4091 | -1225.3959 | 0 | 0 | 931.755 | 0 | 0
5435 | 1400.2571 | 875.05 | 2552.7089 | 1327.313 | -1225.3959 | 0 | 0 | 122.527 | 0 | 0
5436 | 1426.2825 | 779.67 | 2242.4678 | 1387.8089 | -854.6589 | 0 | 0 | 90.316 | 0 | 0
5437 | 1362.2406 | 685.67 | 1984.2043 | 1415.1014 | -569.1029 | 0 | 0 | 0 | 0 | 0
5438 | 1667.2764 | 704.59 | 2046.4319 | 1731.9742 | -314.4576 | 0 | 0 | 0 | 0 | 0
5439 | 1636.4498 | 561.77 | 1656.1674 | 1656.1674 | 0 | 0 | 0 | 42.149 | 0 | 0
5440 | 1895.057 | 397.35 | 1190.7954 | 1190.7954 | 0 | 0 | 0 | 748.744 | 0 | 0
5441 | 1891.8794 | 87.49 | 247.0735 | 247.0735 | 0 | 0 | 0 | 1654.036 | 0 | 0
5442 | 1615.2725 | 17.62 | 33.0517 | 33.0517 | 0 | 0 | 0 | 1583.455 | 0 | 0
5443 | 1799.3766 | 0 | 0 | 0 | 0 | 0 | 0 | 973.777 | 0 | 857.6372
5444 | 1355.5069 | 0 | 0 | 0 | 0 | 0 | 0 | 175.886 | 0 | 1225.3959
5445 | 1471.8526 | 0 | 0 | 0 | 0 | 0 | 0 | 292.231 | 0 | 1225.3959
5446 | 1823.2803 | 0 | 0 | 0 | 0 | 0 | 0 | 643.659 | 0 | 1225.3959
5447 | 1494.9623 | 0 | 0 | 0 | 0 | 0 | 0 | 315.341 | 0 | 1225.3959
5448 | 1516.4783 | 0 | 0 | 0 | 0 | 0 | 0 | 1516.478 | 0 | 0
5449 | 1078.9867 | 0 | 0 | 0 | 0 | 0 | 0 | 1078.987 | 0 | 0
5450 | 1199.3168 | 0 | 0 | 0 | 0 | 0 | 0 | 1199.317 | 0 | 0
5451 | 1483.009 | 0 | 0 | 0 | 0 | 0 | 0 | 1483.009 | 0 | 0
5452 | 1071.8147 | 0 | 0 | 0 | 0 | 0 | 0 | 1071.815 | 0 | 0
5453 | 1069.424 | 0 | 0 | 0 | 0 | 0 | 0 | 1069.424 | 0 | 0
5454 | 908.4526 | 0 | 0 | 0 | 0 | 0 | 0 | 908.453 | 0 | 0
5455 | 961.0472 | 80.56 | 215.4221 | 0 | -215.4221 | 0 | 0 | 961.047 | 0 | 0
5456 | 1232.0808 | 257.24 | 780.5849 | 0 | -780.5849 | 0 | 0 | 1232.081 | 0 | 0
5457 | 898.5931 | 444.41 | 1345.7238 | 449.9437 | -895.78 | 0 | 0 | 465.457 | 0 | 0
5458 | 1637.5824 | 581.82 | 1730.576 | 1701.128 | -29.448 | 0 | 0 | 0 | 0 | 0
5459 | 1399.4642 | 639.05 | 1878.5132 | 1453.7698 | -424.7434 | 0 | 0 | 0 | 0 | 0
5460 | 1253.0838 | 962.85 | 2819.9072 | 1301.7106 | -1225.3959 | 0 | 292.8006 | 0 | 0 | 0
5461 | 1139.5362 | 758.09 | 2206.2135 | 1183.7564 | -1022.4571 | 0 | 0 | 0 | 0 | 0
5462 | 1059.7836 | 883.33 | 2605.636 | 1100.9087 | -1225.3959 | 0 | 279.3315 | 0 | 0 | 0
5463 | 1558.9445 | 738.23 | 2209.6021 | 1619.4395 | -590.1626 | 0 | 0 | 0 | 0 | 0
5464 | 1523.5696 | 461.71 | 1388.3667 | 1388.3667 | 0 | 0 | 0 | 187.066 | 0 | 0
5465 | 1542.7437 | 307.27 | 906.5244 | 906.5244 | 0 | 0 | 0 | 670.083 | 0 | 0
5466 | 951.0801 | 71.57 | 183.5921 | 183.5921 | 0 | 0 | 0 | 774.346 | 0 | 0
5467 | 976.1213 | 0 | 0 | 0 | 0 | 0 | 0 | 150.521 | 0 | 857.6372
5468 | 1243.9425 | 0 | 0 | 0 | 0 | 0 | 0 | 64.321 | 0 | 1225.3959
5469 | 1221.6297 | 0 | 0 | 0 | 0 | 0 | 0 | 42.008 | 0 | 1225.3959
5470 | 1326.8189 | 0 | 0 | 0 | 0 | 0 | 0 | 147.198 | 0 | 1225.3959
5471 | 1231.9892 | 0 | 0 | 0 | 0 | 0 | 0 | 52.368 | 0 | 1225.3959
5472 | 1280.5994 | 0 | 0 | 0 | 0 | 0 | 0 | 1280.599 | 0 | 0
5473 | 1526.8378 | 0 | 0 | 0 | 0 | 0 | 0 | 1526.838 | 0 | 0
5474 | 1339.5691 | 0 | 0 | 0 | 0 | 0 | 0 | 1339.569 | 0 | 0
5475 | 1200.1137 | 0 | 0 | 0 | 0 | 0 | 0 | 1200.114 | 0 | 0
5476 | 1116.4404 | 0 | 0 | 0 | 0 | 0 | 0 | 1116.44 | 0 | 0
5477 | 1081.3773 | 0 | 0 | 0 | 0 | 0 | 0 | 1081.377 | 0 | 0
5478 | 1066.2364 | 0 | 0 | 0 | 0 | 0 | 0 | 1066.236 | 0 | 0
5479 | 1336.3816 | 46.91 | 122.3837 | 122.3837 | 0 | 0 | 0 | 1218.569 | 0 | 0
5480 | 911.6949 | 260.37 | 788.6439 | 788.6439 | 0 | 0 | 0 | 152.511 | 0 | 0
5481 | 1039.4979 | 562.21 | 1720.9982 | 1079.8355 | -641.1628 | 0 | 0 | 0 | 0 | 0
5482 | 1131.3791 | 647.47 | 1908.9782 | 1175.2819 | -733.6964 | 0 | 0 | 0 | 0 | 0
5483 | 1048.2088 | 890.17 | 2599.398 | 1088.8845 | -1225.3959 | 0 | 285.1176 | 0 | 0 | 0
5484 | 1006.9788 | 960.1 | 2780.7048 | 1046.0546 | -1225.3959 | 0 | 509.2543 | 0 | 0 | 0
5485 | 904.3835 | 957.1 | 2780.3474 | 939.4784 | -1225.3959 | 0 | 615.4731 | 0 | 0 | 0
5486 | 1037.6411 | 875.17 | 2572.8846 | 1077.9064 | -1225.3959 | 0 | 269.5823 | 0 | 0 | 0
5487 | 1025.9707 | 729.64 | 2185.8145 | 1065.7835 | -132.9462 | 0 | 987.0847 | 0 | 0 | 0
5488 | 1029.466 | 531.49 | 1626.9085 | 1069.4142 | 0 | 0 | 557.4943 | 0 | 0 | 0
5489 | 1371.0223 | 302.36 | 899.0886 | 899.0886 | 0 | 0 | 0 | 505.52 | 0 | 0
5490 | 1163.9011 | 83.43 | 191.9919 | 191.9919 | 0 | 0 | 0 | 979.081 | 0 | 0
5491 | 1193.7386 | 0 | 0 | 0 | 0 | 0 | 0 | 923.127 | 0 | 281.112
5492 | 1105.284 | 0 | 0 | 0 | 0 | 0 | 0 | 0 | 0 | 1148.1743
5493 | 1094.1275 | 0 | 0 | 0 | 0 | 0 | 0 | 0 | 0 | 1136.5854
5494 | 1174.6132 | 0 | 0 | 0 | 0 | 0 | 0 | 0 | 0 | 1220.1936
5495 | 1165.0506 | 0 | 0 | 0 | 0 | 0 | 0 | 0 | 0 | 1210.2605
5496 | 495.6645 | 0 | 0 | 0 | 0 | 0 | 0 | 0 | 0 | 514.8981
5497 | 368.1624 | 0 | 0 | 0 | 0 | 0 | 0 | 368.162 | 0 | 0
5498 | 341.0682 | 0 | 0 | 0 | 0 | 0 | 0 | 341.068 | 0 | 0
5499 | 376.9281 | 0 | 0 | 0 | 0 | 0 | 0 | 376.928 | 0 | 0
5500 | 385.6939 | 0 | 0 | 0 | 0 | 0 | 0 | 385.694 | 0 | 0
5501 | 367.3655 | 0 | 0 | 0 | 0 | 0 | 0 | 367.365 | 0 | 0
5502 | 324.3335 | 0 | 0 | 0 | 0 | 0 | 0 | 324.334 | 0 | 0
5503 | 333.8962 | 39.21 | 98.8547 | 98.8547 | 0 | 0 | 0 | 0 | 0 | 247.998
5504 | 280.1859 | 325.45 | 982.4402 | 291.0585 | -691.3817 | 0 | 0 | 0 | 0 | 0
5505 | 809.242 | 556.88 | 1718.1851 | 840.6444 | -877.5407 | 0 | 0 | 0 | 0 | 0
5506 | 1188.3885 | 754.33 | 2274.73 | 1234.5041 | -1040.2258 | 0 | 0 | 0 | 0 | 0
5507 | 993.5084 | 902.56 | 2672.8903 | 1032.0619 | -1225.3959 | 0 | 415.4326 | 0 | 0 | 0
5508 | 1233.7922 | 834.24 | 2419.5716 | 1281.669 | -1137.9026 | 0 | 0 | 0 | 0 | 0
5509 | 1154.0047 | 606.22 | 1774.1788 | 1198.7848 | -575.394 | 0 | 0 | 0 | 0 | 0
5510 | 1230.0597 | 690.96 | 2024.7676 | 1277.7911 | -746.9764 | 0 | 0 | 0 | 0 | 0
5511 | 1043.0311 | 587.05 | 1739.7663 | 1083.5056 | -114.5739 | 0 | 541.6868 | 0 | 0 | 0
5512 | 1276.6757 | 437.07 | 1316.846 | 1316.846 | 0 | 0 | 0 | 0 | 0 | 9.3711
5513 | 1051.0647 | 307.68 | 912.0945 | 912.0945 | 0 | 0 | 0 | 0 | 0 | 179.7558
5514 | 1040.0298 | 83.95 | 186.3055 | 186.3055 | 0 | 0 | 0 | 0 | 0 | 894.0816
5515 | 1084.0897 | 0 | 0 | 0 | 0 | 0 | 0 | 0 | 0 | 1126.1578
5516 | 894.9055 | 0 | 0 | 0 | 0 | 0 | 0 | 0 | 0 | 929.6316
5517 | 269.3482 | 0 | 0 | 0 | 0 | 0 | 0 | 0 | 0 | 279.8
5518 | 90.8453 | 0 | 0 | 0 | 0 | 0 | 0 | 0 | 0 | 94.3702
5519 | 94.0328 | 0 | 0 | 0 | 0 | 0 | 0 | 0 | 0 | 97.6819
5520 | 90.8453 | 0 | 0 | 0 | 0 | 0 | 0 | 0 | 0 | 94.3702
5521 | 95.6266 | 0 | 0 | 0 | 0 | 0 | 0 | 0 | 0 | 99.3378
5522 | 87.6577 | 0 | 0 | 0 | 0 | 0 | 0 | 0 | 0 | 91.0595
5523 | 94.0328 | 0 | 0 | 0 | 0 | 0 | 0 | 0 | 0 | 97.6819
5524 | 85.267 | 0 | 0 | 0 | 0 | 0 | 0 | 0 | 0 | 88.5758
5525 | 94.8297 | 0 | 0 | 0 | 0 | 0 | 0 | 0 | 0 | 98.5099
5526 | 87.6577 | 0 | 0 | 0 | 0 | 0 | 0 | 0 | 0 | 91.0595
5527 | 93.2359 | 101.54 | 238.6103 | 96.854 | -141.7563 | 0 | 0 | 0 | 0 | 0
5528 | 76.7762 | 330.45 | 996.6812 | 79.7553 | -916.9259 | 0 | 0 | 0 | 0 | 0
5529 | 83.0716 | 562.97 | 1732.1716 | 86.2956 | -1225.3959 | 0 | 420.4801 | 0 | 0 | 0
5530 | 78.5941 | 758.69 | 2276.7889 | 81.6438 | -1225.3959 | 0 | 969.7492 | 0 | 0 | 0
5531 | 85.6854 | 898.37 | 2642.8024 | 89.011 | -1225.3959 | 0 | 1328.3955 | 0 | 0 | 0
5532 | 80.162 | 969.29 | 2812.6771 | 83.2727 | -18.7847 | 0 | 2710.6197 | 0 | 0 | 0
5533 | 88.2653 | 964.85 | 2793.7667 | 91.6901 | 0 | 0 | 2702.0766 | 0 | 0 | 0
5534 | 80.4469 | 889.47 | 2597.7629 | 83.5677 | 0 | 0 | 2514.1952 | 0 | 0 | 0
5535 | 94.9911 | 602.56 | 1771.8976 | 98.6771 | 0 | 0 | 1673.2205 | 0 | 0 | 0
5536 | 84.2281 | 539.03 | 1640.7287 | 87.4964 | 0 | 0 | 1553.2323 | 0 | 0 | 0
5537 | 89.7426 | 304.16 | 898.4331 | 93.2244 | 0 | 0 | 805.2087 | 0 | 0 | 0
5538 | 80.4598 | 74.48 | 186.4166 | 83.5812 | 0 | 0 | 102.8354 | 0 | 0 | 0
5539 | 96.4285 | 0 | 0 | 0 | 0 | 0 | 0 | 0 | 0 | 100.1699
5540 | 86.0639 | 0 | 0 | 0 | 0 | 0 | 0 | 0 | 0 | 89.4037
5541 | 93.2359 | 0 | 0 | 0 | 0 | 0 | 0 | 0 | 0 | 96.854
5542 | 86.8608 | 0 | 0 | 0 | 0 | 0 | 0 | 0 | 0 | 90.2316
5543 | 92.439 | 0 | 0 | 0 | 0 | 0 | 0 | 0 | 0 | 96.0261
5544 | 86.8608 | 0 | 0 | 0 | 0 | 0 | 0 | 0 | 0 | 90.2316
5545 | 93.2359 | 0 | 0 | 0 | 0 | 0 | 0 | 0 | 0 | 96.854
5546 | 87.6577 | 0 | 0 | 0 | 0 | 0 | 0 | 0 | 0 | 91.0595
5547 | 92.439 | 0 | 0 | 0 | 0 | 0 | 0 | 0 | 0 | 96.0261
5548 | 86.8608 | 0 | 0 | 0 | 0 | 0 | 0 | 0 | 0 | 90.2316
5549 | 93.2359 | 0 | 0 | 0 | 0 | 0 | 0 | 0 | 0 | 96.854
5550 | 82.8764 | 0 | 0 | 0 | 0 | 0 | 0 | 0 | 0 | 86.092
5551 | 84.4702 | 99.86 | 243.3629 | 87.7478 | -155.615 | 0 | 0 | 0 | 0 | 0
5552 | 79.4856 | 325.77 | 984.4129 | 82.5704 | -901.8425 | 0 | 0 | 0 | 0 | 0
5553 | 83.7151 | 556.99 | 1716.2405 | 86.9625 | -189.0188 | 0 | 1440.2592 | 0 | 0 | 0
5554 | 80.1929 | 753.53 | 2269.8216 | 83.3049 | 0 | 0 | 2186.5167 | 0 | 0 | 0
5555 | 80.8682 | 906.94 | 2683.9453 | 84.0071 | 0 | 0 | 2599.9382 | 0 | 0 | 0
5556 | 79.7665 | 973.35 | 2852.1174 | 82.8613 | 0 | 0 | 2769.2561 | 0 | 0 | 0
5557 | 81.1979 | 967.79 | 2830.4219 | 84.3489 | 0 | 0 | 2746.0731 | 0 | 0 | 0
5558 | 74.3586 | 882.58 | 2604.1194 | 77.2434 | 0 | 0 | 2526.8759 | 0 | 0 | 0
5559 | 87.9635 | 565.25 | 1675.2607 | 91.3764 | 0 | 0 | 1583.8843 | 0 | 0 | 0
5560 | 78.7595 | 470.46 | 1420.0492 | 81.8152 | 0 | 0 | 1338.234 | 0 | 0 | 0
5561 | 83.995 | 272.65 | 819.1401 | 87.2544 | 0 | 0 | 731.8857 | 0 | 0 | 0
5562 | 78.9318 | 81.19 | 187.953 | 81.9949 | 0 | 0 | 105.9581 | 0 | 0 | 0
5563 | 94.8446 | 0 | 0 | 0 | 0 | 0 | 0 | 0 | 0 | 98.5254
5564 | 89.2515 | 0 | 0 | 0 | 0 | 0 | 0 | 0 | 0 | 92.7144
5565 | 93.2359 | 0 | 0 | 0 | 0 | 0 | 0 | 0 | 0 | 96.854
5566 | 86.8608 | 0 | 0 | 0 | 0 | 0 | 0 | 0 | 0 | 90.2316
5567 | 96.4235 | 0 | 0 | 0 | 0 | 0 | 0 | 0 | 0 | 100.1647
5568 | 86.8608 | 0 | 0 | 0 | 0 | 0 | 0 | 0 | 0 | 90.2316
5569 | 93.2359 | 0 | 0 | 0 | 0 | 0 | 0 | 0 | 0 | 96.854
5570 | 88.4546 | 0 | 0 | 0 | 0 | 0 | 0 | 0 | 0 | 91.8875
5571 | 86.8608 | 0 | 0 | 0 | 0 | 0 | 0 | 0 | 0 | 90.2316
5572 | 86.8608 | 0 | 0 | 0 | 0 | 0 | 0 | 0 | 0 | 90.2316
5573 | 93.2359 | 0 | 0 | 0 | 0 | 0 | 0 | 0 | 0 | 96.854
5574 | 83.6733 | 0 | 0 | 0 | 0 | 0 | 0 | 0 | 0 | 86.9199
5575 | 86.8608 | 90.61 | 240.6807 | 90.2306 | -150.4501 | 0 | 0 | 0 | 0 | 0
5576 | 75.7243 | 330.8 | 1000.6017 | 78.6635 | -921.9382 | 0 | 0 | 0 | 0 | 0
5577 | 84.1783 | 563.33 | 1735.1156 | 87.4445 | -175.9424 | 0 | 1471.7287 | 0 | 0 | 0
5578 | 72.4879 | 760.79 | 2292.2754 | 75.3009 | 0 | 0 | 2216.9745 | 0 | 0 | 0
5579 | 80.7865 | 753.93 | 2211.2964 | 83.9219 | 0 | 0 | 2127.3745 | 0 | 0 | 0
5580 | 74.8706 | 834.66 | 2421.2658 | 77.7753 | 0 | 0 | 2343.4905 | 0 | 0 | 0
5581 | 86.2801 | 964.77 | 2827.6286 | 89.6281 | 0 | 0 | 2738.0005 | 0 | 0 | 0
5582 | 78.115 | 560.62 | 1647.9547 | 81.1462 | 0 | 0 | 1566.8084 | 0 | 0 | 0
5583 | 78.5463 | 609.23 | 1809.12 | 81.594 | 0 | 0 | 1727.5261 | 0 | 0 | 0
5584 | 79.3432 | 532.43 | 1632.1939 | 82.4219 | 0 | 0 | 1549.772 | 0 | 0 | 0
5585 | 88.3072 | 298.37 | 885.4979 | 91.7337 | 0 | 0 | 793.7642 | 0 | 0 | 0
5586 | 82.3435 | 78.67 | 182.0838 | 85.5383 | 0 | 0 | 96.5455 | 0 | 0 | 0
5587 | 97.2562 | 0 | 0 | 0 | 0 | 0 | 0 | 0 | 0 | 101.03
5588 | 88.4546 | 0 | 0 | 0 | 0 | 0 | 0 | 0 | 0 | 91.8875
5589 | 94.0328 | 0 | 0 | 0 | 0 | 0 | 0 | 0 | 0 | 97.6819
5590 | 86.8608 | 0 | 0 | 0 | 0 | 0 | 0 | 0 | 0 | 90.2316
5591 | 90.8453 | 0 | 0 | 0 | 0 | 0 | 0 | 0 | 0 | 94.3702
5592 | 84.4702 | 0 | 0 | 0 | 0 | 0 | 0 | 0 | 0 | 87.7478
5593 | 93.2359 | 0 | 0 | 0 | 0 | 0 | 0 | 0 | 0 | 96.854
5594 | 81.2826 | 0 | 0 | 0 | 0 | 0 | 0 | 0 | 0 | 84.4372
5595 | 92.439 | 0 | 0 | 0 | 0 | 0 | 0 | 0 | 0 | 96.0261
5596 | 79.6888 | 0 | 0 | 0 | 0 | 0 | 0 | 0 | 0 | 82.7813
5597 | 90.0484 | 0 | 0 | 0 | 0 | 0 | 0 | 0 | 0 | 93.5423
5598 | 79.6888 | 0 | 0 | 0 | 0 | 0 | 0 | 0 | 0 | 82.7813
5599 | 86.0639 | 80.59 | 216.7591 | 89.4037 | -127.3554 | 0 | 0 | 0 | 0 | 0
5600 | 75.1595 | 257.01 | 782.7113 | 78.0755 | -704.6358 | 0 | 0 | 0 | 0 | 0
5601 | 85.1346 | 455.96 | 1388.6877 | 88.4386 | -391.4892 | 0 | 908.7599 | 0 | 0 | 0
5602 | 74.1644 | 598.89 | 1794.4511 | 77.043 | 0 | 0 | 1717.4081 | 0 | 0 | 0
5603 | 80.2656 | 733.19 | 2169.1968 | 83.3797 | 0 | 0 | 2085.8171 | 0 | 0 | 0
5604 | 72.995 | 741.51 | 2182.0686 | 75.8276 | 0 | 0 | 2106.241 | 0 | 0 | 0
5605 | 82.3325 | 783.36 | 2300.3344 | 85.5279 | 0 | 0 | 2214.8065 | 0 | 0 | 0
5606 | 74.6694 | 667.2 | 1974.21 | 77.5676 | 0 | 0 | 1896.6424 | 0 | 0 | 0
5607 | 86.4494 | 607.72 | 1816.4924 | 89.8047 | 0 | 0 | 1726.6877 | 0 | 0 | 0
5608 | 80.9369 | 457.67 | 1389.418 | 84.0777 | 0 | 0 | 1305.3402 | 0 | 0 | 0
5609 | 86.7502 | 269.65 | 813.3914 | 90.1174 | 0 | 0 | 723.274 | 0 | 0 | 0
5610 | 79.3501 | 76.82 | 180.7313 | 82.4292 | 0 | 0 | 98.3021 | 0 | 0 | 0
5611 | 96.4444 | 0 | 0 | 0 | 0 | 0 | 0 | 0 | 0 | 100.1865
5612 | 87.6577 | 0 | 0 | 0 | 0 | 0 | 0 | 0 | 0 | 91.0595
5613 | 90.8453 | 0 | 0 | 0 | 0 | 0 | 0 | 0 | 0 | 94.3702
5614 | 86.0639 | 0 | 0 | 0 | 0 | 0 | 0 | 0 | 0 | 89.4037
5615 | 92.439 | 0 | 0 | 0 | 0 | 0 | 0 | 0 | 0 | 96.0261
5616 | 87.6577 | 0 | 0 | 0 | 0 | 0 | 0 | 0 | 0 | 91.0595
5617 | 94.0328 | 0 | 0 | 0 | 0 | 0 | 0 | 0 | 0 | 97.6819
5618 | 86.8608 | 0 | 0 | 0 | 0 | 0 | 0 | 0 | 0 | 90.2316
5619 | 93.2359 | 0 | 0 | 0 | 0 | 0 | 0 | 0 | 0 | 96.854
5620 | 79.6888 | 0 | 0 | 0 | 0 | 0 | 0 | 0 | 0 | 82.7813
5621 | 88.4546 | 0 | 0 | 0 | 0 | 0 | 0 | 0 | 0 | 91.8875
5622 | 86.0639 | 0 | 0 | 0 | 0 | 0 | 0 | 0 | 0 | 89.4037
5623 | 88.4546 | 94.48 | 248.8228 | 91.8864 | -156.9364 | 0 | 0 | 0 | 0 | 0
5624 | 78.9726 | 285.56 | 869.2656 | 82.0365 | -787.2291 | 0 | 0 | 0 | 0 | 0
5625 | 84.4114 | 451.44 | 1369.2693 | 87.6865 | -292.196 | 0 | 989.3867 | 0 | 0 | 0
5626 | 75.3169 | 617.48 | 1838.5816 | 78.2397 | 0 | 0 | 1760.3419 | 0 | 0 | 0
5627 | 86.3179 | 719.78 | 2113.469 | 89.6675 | 0 | 0 | 2023.8015 | 0 | 0 | 0
5628 | 74.6116 | 781.18 | 2277.6262 | 77.5073 | 0 | 0 | 2200.1189 | 0 | 0 | 0
5629 | 87.3011 | 736.47 | 2150.7829 | 90.6897 | 0 | 0 | 2060.0932 | 0 | 0 | 0
5630 | 82.3166 | 277.28 | 814.5258 | 85.5113 | 0 | 0 | 729.0145 | 0 | 0 | 0
5631 | 88.9845 | 405.72 | 1208.0717 | 92.438 | 0 | 0 | 1115.6337 | 0 | 0 | 0
5632 | 81.1182 | 347.19 | 1046.5335 | 84.2668 | 0 | 0 | 962.2667 | 0 | 0 | 0
5633 | 82.9302 | 125.32 | 366.3979 | 86.1481 | 0 | 0 | 280.2498 | 0 | 0 | 0
5634 | 82.6104 | 41.96 | 104.6482 | 85.8167 | 0 | 0 | 18.8315 | 0 | 0 | 0
5635 | 95.6336 | 0 | 0 | 0 | 0 | 0 | 0 | 0 | 0 | 99.3451
5636 | 90.8453 | 0 | 0 | 0 | 0 | 0 | 0 | 0 | 0 | 94.3702
5637 | 93.2359 | 0 | 0 | 0 | 0 | 0 | 0 | 0 | 0 | 96.854
5638 | 88.4546 | 0 | 0 | 0 | 0 | 0 | 0 | 0 | 0 | 91.8875
5639 | 97.2204 | 0 | 0 | 0 | 0 | 0 | 0 | 0 | 0 | 100.9926
5640 | 90.0484 | 0 | 0 | 0 | 0 | 0 | 0 | 0 | 0 | 93.5423
5641 | 92.439 | 0 | 0 | 0 | 0 | 0 | 0 | 0 | 0 | 96.0261
5642 | 86.0639 | 0 | 0 | 0 | 0 | 0 | 0 | 0 | 0 | 89.4037
5643 | 90.8453 | 0 | 0 | 0 | 0 | 0 | 0 | 0 | 0 | 94.3702
5644 | 86.8608 | 0 | 0 | 0 | 0 | 0 | 0 | 0 | 0 | 90.2316
5645 | 92.439 | 0 | 0 | 0 | 0 | 0 | 0 | 0 | 0 | 96.0261
5646 | 85.267 | 0 | 0 | 0 | 0 | 0 | 0 | 0 | 0 | 88.5758
5647 | 76.5013 | 70.27 | 189.9288 | 79.4706 | -110.4582 | 0 | 0 | 0 | 0 | 0
5648 | 82.453 | 254.6 | 774.0934 | 85.6526 | -688.4408 | 0 | 0 | 0 | 0 | 0
5649 | 644.2323 | 465.2 | 1413.3001 | 669.2313 | -460.4772 | 0 | 283.5916 | 0 | 0 | 0
5650 | 550.7832 | 607.23 | 1812.9646 | 572.156 | 0 | 0 | 1240.8086 | 0 | 0 | 0
5651 | 872.9741 | 670.53 | 1977.1851 | 906.8495 | 0 | 0 | 1070.3356 | 0 | 0 | 0
5652 | 946.1464 | 481.86 | 1419.427 | 982.862 | 0 | 0 | 436.565 | 0 | 0 | 0
5653 | 1239.5337 | 244.98 | 713.5913 | 713.5913 | 0 | 0 | 0 | 552.598 | 0 | 0
5654 | 1165.2976 | 297.22 | 873.3252 | 873.3252 | 0 | 0 | 0 | 324.596 | 0 | 0
5655 | 1376.3664 | 51.05 | 129.8122 | 129.8122 | 0 | 0 | 0 | 1251.404 | 0 | 0
5656 | 885.9086 | 31.38 | 73.1474 | 73.1474 | 0 | 0 | 0 | 815.494 | 0 | 0
5657 | 1355.6593 | 12.73 | 19.4703 | 19.4703 | 0 | 0 | 0 | 1336.916 | 0 | 0
5658 | 1090.8972 | 21.55 | 44.1263 | 44.1263 | 0 | 0 | 0 | 1048.419 | 0 | 0
5659 | 1122.6312 | 0 | 0 | 0 | 0 | 0 | 0 | 322.078 | 0 | 831.6183
5660 | 1206.4888 | 0 | 0 | 0 | 0 | 0 | 0 | 26.867 | 0 | 1225.3959
5661 | 1114.0497 | 0 | 0 | 0 | 0 | 0 | 0 | 0 | 0 | 1157.2804
5662 | 1332.3971 | 0 | 0 | 0 | 0 | 0 | 0 | 152.776 | 0 | 1225.3959
5663 | 1107.6746 | 0 | 0 | 0 | 0 | 0 | 0 | 0 | 0 | 1150.658
5664 | 162.5652 | 0 | 0 | 0 | 0 | 0 | 0 | 0 | 0 | 168.8733
5665 | 108.3768 | 0 | 0 | 0 | 0 | 0 | 0 | 108.377 | 0 | 0
5666 | 94.0328 | 0 | 0 | 0 | 0 | 0 | 0 | 94.033 | 0 | 0
5667 | 105.1892 | 0 | 0 | 0 | 0 | 0 | 0 | 105.189 | 0 | 0
5668 | 101.2048 | 0 | 0 | 0 | 0 | 0 | 0 | 101.205 | 0 | 0
5669 | 105.1892 | 0 | 0 | 0 | 0 | 0 | 0 | 105.189 | 0 | 0
5670 | 94.8297 | 0 | 0 | 0 | 0 | 0 | 0 | 94.83 | 0 | 0
5671 | 86.8608 | 41.16 | 104.8268 | 90.2316 | -14.5952 | 0 | 0 | 0 | 0 | 0
5672 | 82.0825 | 338.39 | 1019.778 | 85.2672 | -934.5108 | 0 | 0 | 0 | 0 | 0
5673 | 832.2691 | 574.99 | 1760.478 | 864.565 | -895.913 | 0 | 0 | 0 | 0 | 0
5674 | 1035.63 | 773.15 | 2314.7177 | 1075.8174 | -1225.3959 | 0 | 13.5045 | 0 | 0 | 0
5675 | 888.0562 | 905.16 | 2661.9631 | 922.5178 | -1225.3959 | 0 | 514.0494 | 0 | 0 | 0
5676 | 1347.1615 | 975.26 | 2842.5832 | 1399.4383 | -1225.3959 | 0 | 217.7491 | 0 | 0 | 0
5677 | 1336.4483 | 968.49 | 2824.5527 | 1388.3085 | -888.1833 | 0 | 548.0609 | 0 | 0 | 0
5678 | 1189.8149 | 886.98 | 2611.7619 | 1235.9855 | 0 | 0 | 1375.7764 | 0 | 0 | 0
5679 | 1475.6089 | 539.89 | 1601.626 | 1532.8696 | 0 | 0 | 68.7564 | 0 | 0 | 0
5680 | 1639.9322 | 532.94 | 1631.0315 | 1631.0315 | 0 | 0 | 0 | 69.828 | 0 | 0
5681 | 1706.823 | 220.52 | 661.7446 | 661.7446 | 0 | 0 | 0 | 1069.798 | 0 | 0
5682 | 1428.5228 | 34.29 | 81.5753 | 81.5753 | 0 | 0 | 0 | 1349.995 | 0 | 0
5683 | 1533.5207 | 0 | 0 | 0 | 0 | 0 | 0 | 707.921 | 0 | 857.6372
5684 | 1655.1368 | 0 | 0 | 0 | 0 | 0 | 0 | 475.516 | 0 | 1225.3959
5685 | 1609.7142 | 0 | 0 | 0 | 0 | 0 | 0 | 430.093 | 0 | 1225.3959
5686 | 1722.0755 | 0 | 0 | 0 | 0 | 0 | 0 | 542.454 | 0 | 1225.3959
5687 | 1463.8837 | 0 | 0 | 0 | 0 | 0 | 0 | 284.262 | 0 | 1225.3959
5688 | 1754.7479 | 0 | 0 | 0 | 0 | 0 | 0 | 1754.748 | 0 | 0
5689 | 1349.1318 | 0 | 0 | 0 | 0 | 0 | 0 | 1349.132 | 0 | 0
5690 | 1326.022 | 0 | 0 | 0 | 0 | 0 | 0 | 1326.022 | 0 | 0
5691 | 1411.2891 | 0 | 0 | 0 | 0 | 0 | 0 | 1411.289 | 0 | 0
5692 | 1294.1465 | 0 | 0 | 0 | 0 | 0 | 0 | 1294.146 | 0 | 0
5693 | 1482.2121 | 0 | 0 | 0 | 0 | 0 | 0 | 1482.212 | 0 | 0
5694 | 1483.009 | 0 | 0 | 0 | 0 | 0 | 0 | 1483.009 | 0 | 0
5695 | 1287.7714 | 77.24 | 208.3074 | 0 | -208.3074 | 0 | 0 | 1287.771 | 0 | 0
5696 | 1284.4902 | 249.61 | 755.7543 | 0 | -755.7543 | 0 | 0 | 1284.49 | 0 | 0
5697 | 1520.7915 | 414.87 | 1248.5353 | 23.1394 | -1225.3959 | 0 | 0 | 1498.516 | 0 | 0
5698 | 1079.7616 | 549.34 | 1627.2025 | 401.8066 | -1225.3959 | 0 | 0 | 692.965 | 0 | 0
5699 | 1397.4561 | 670.39 | 1961.4971 | 1443.4794 | -518.0176 | 0 | 0 | 7.898 | 0 | 0
5700 | 1300.2516 | 816.77 | 2362.403 | 1350.708 | -1011.6951 | 0 | 0 | 0 | 0 | 0
5701 | 1512.0147 | 760.19 | 2205.5508 | 1570.6884 | -634.8624 | 0 | 0 | 0 | 0 | 0
5702 | 1330.6818 | 654.22 | 1913.8585 | 1382.3177 | -531.5408 | 0 | 0 | 0 | 0 | 0
5703 | 1355.5716 | 577.62 | 1706.5952 | 1408.1746 | -298.4206 | 0 | 0 | 0 | 0 | 0
5704 | 1598.3855 | 255.92 | 762.7569 | 762.7569 | 0 | 0 | 0 | 864.121 | 0 | 0
5705 | 1495.9604 | 125.31 | 366.0374 | 366.0374 | 0 | 0 | 0 | 1143.597 | 0 | 0
5706 | 1298.7306 | 45.02 | 113.1902 | 113.1902 | 0 | 0 | 0 | 1189.768 | 0 | 0
5707 | 1402.2623 | 0 | 0 | 0 | 0 | 0 | 0 | 576.662 | 0 | 857.6372
5708 | 1392.1637 | 0 | 0 | 0 | 0 | 0 | 0 | 212.542 | 0 | 1225.3959
5709 | 1202.5043 | 0 | 0 | 0 | 0 | 0 | 0 | 22.883 | 0 | 1225.3959
5710 | 1352.3193 | 0 | 0 | 0 | 0 | 0 | 0 | 172.698 | 0 | 1225.3959
5711 | 1295.7403 | 0 | 0 | 0 | 0 | 0 | 0 | 116.119 | 0 | 1225.3959
5712 | 1243.9425 | 0 | 0 | 0 | 0 | 0 | 0 | 1243.943 | 0 | 0
5713 | 1173.8164 | 0 | 0 | 0 | 0 | 0 | 0 | 1173.816 | 0 | 0
5714 | 1220.8328 | 0 | 0 | 0 | 0 | 0 | 0 | 1220.833 | 0 | 0
5715 | 1220.0359 | 0 | 0 | 0 | 0 | 0 | 0 | 1220.036 | 0 | 0
5716 | 899.6868 | 0 | 0 | 0 | 0 | 0 | 0 | 899.687 | 0 | 0
5717 | 1117.2373 | 0 | 0 | 0 | 0 | 0 | 0 | 1117.237 | 0 | 0
5718 | 1305.3029 | 0 | 0 | 0 | 0 | 0 | 0 | 1305.303 | 0 | 0
5719 | 1147.519 | 97.42 | 256.5287 | 0 | -256.5287 | 0 | 0 | 1147.519 | 0 | 0
5720 | 929.5402 | 298.44 | 909.8766 | 0 | -909.8766 | 0 | 0 | 929.54 | 0 | 0
5721 | 1210.9693 | 393.85 | 1191.8352 | 56.7167 | -1135.1186 | 0 | 0 | 1156.371 | 0 | 0
5722 | 1135.0278 | 559.41 | 1665.0679 | 1179.0725 | -485.9955 | 0 | 0 | 0 | 0 | 0
5723 | 1545.1075 | 916.28 | 2699.4515 | 1605.0655 | -1094.386 | 0 | 0 | 0 | 0 | 0
5724 | 1332.948 | 386.41 | 1131.7975 | 1131.7975 | 0 | 0 | 0 | 243.428 | 0 | 0
5725 | 1136.3975 | 981.7 | 2847.2059 | 1180.4956 | -1225.3959 | 0 | 441.3144 | 0 | 0 | 0
5726 | 1310.148 | 610.95 | 1780.6225 | 1360.988 | -419.6345 | 0 | 0 | 0 | 0 | 0
5727 | 1355.743 | 738.32 | 2192.2063 | 1408.3523 | -783.854 | 0 | 0 | 0 | 0 | 0
5728 | 1265.597 | 471.25 | 1413.3084 | 1314.7082 | -98.6002 | 0 | 0 | 0 | 0 | 0
5729 | 1372.3541 | 20.57 | 42.349 | 42.349 | 0 | 0 | 0 | 1331.587 | 0 | 0
5730 | 1424.6399 | 57.39 | 142.9416 | 142.9416 | 0 | 0 | 0 | 1287.038 | 0 | 0
5731 | 1131.4817 | 0 | 0 | 0 | 0 | 0 | 0 | 305.882 | 0 | 857.6372
5732 | 1318.85 | 0 | 0 | 0 | 0 | 0 | 0 | 139.229 | 0 | 1225.3959
5733 | 1212.067 | 0 | 0 | 0 | 0 | 0 | 0 | 32.446 | 0 | 1225.3959
5734 | 1363.4758 | 0 | 0 | 0 | 0 | 0 | 0 | 183.854 | 0 | 1225.3959
5735 | 1298.9278 | 0 | 0 | 0 | 0 | 0 | 0 | 119.306 | 0 | 1225.3959
5736 | 502.0396 | 0 | 0 | 0 | 0 | 0 | 0 | 502.04 | 0 | 0
5737 | 307.5989 | 0 | 0 | 0 | 0 | 0 | 0 | 307.599 | 0 | 0
5738 | 222.3318 | 0 | 0 | 0 | 0 | 0 | 0 | 222.332 | 0 | 0
5739 | 304.4113 | 0 | 0 | 0 | 0 | 0 | 0 | 304.411 | 0 | 0
5740 | 233.4883 | 0 | 0 | 0 | 0 | 0 | 0 | 233.488 | 0 | 0
5741 | 283.6922 | 0 | 0 | 0 | 0 | 0 | 0 | 283.692 | 0 | 0
5742 | 279.7078 | 0 | 0 | 0 | 0 | 0 | 0 | 279.708 | 0 | 0
5743 | 278.114 | 105.44 | 253.6044 | 0 | -253.6044 | 0 | 0 | 278.114 | 0 | 0
5744 | 207.0754 | 338.97 | 1024.5191 | 0 | -1024.5191 | 0 | 0 | 207.075 | 0 | 0
5745 | 1378.0269 | 364.27 | 1091.6155 | 0 | -1091.6155 | 0 | 0 | 1378.027 | 0 | 0
5746 | 1300.4519 | 774.36 | 2280.4756 | 1055.0797 | -1225.3959 | 0 | 0 | 284.786 | 0 | 0
5747 | 1608.7589 | 915.67 | 2636.9259 | 1488.6311 | -1148.2948 | 0 | 0 | 175.736 | 0 | 0
5748 | 1772.0822 | 984.34 | 2803.44 | 1840.8472 | -962.5928 | 0 | 0 | 0 | 0 | 0
5749 | 1617.9401 | 836.25 | 2370.0497 | 1680.7248 | -689.3249 | 0 | 0 | 0 | 0 | 0
5750 | 1533.0237 | 554.44 | 1606.5541 | 1592.5126 | -14.0415 | 0 | 0 | 0 | 0 | 0
5751 | 1780.7354 | 582.69 | 1703.5515 | 1703.5515 | 0 | 0 | 0 | 140.82 | 0 | 0
5752 | 1349.0361 | 73.47 | 199.4557 | 199.4557 | 0 | 0 | 0 | 1157.032 | 0 | 0
5753 | 1613.9387 | 90.32 | 255.0172 | 255.0172 | 0 | 0 | 0 | 1368.448 | 0 | 0
5754 | 1295.9295 | 23.51 | 49.1739 | 49.1739 | 0 | 0 | 0 | 1248.593 | 0 | 0
5755 | 1388.6465 | 0 | 0 | 0 | 0 | 0 | 0 | 563.046 | 0 | 857.6372
5756 | 1267.0523 | 0 | 0 | 0 | 0 | 0 | 0 | 87.431 | 0 | 1225.3959
5757 | 1465.4775 | 0 | 0 | 0 | 0 | 0 | 0 | 285.856 | 0 | 1225.3959
5758 | 1438.3833 | 0 | 0 | 0 | 0 | 0 | 0 | 258.762 | 0 | 1225.3959
5759 | 1352.3193 | 0 | 0 | 0 | 0 | 0 | 0 | 172.698 | 0 | 1225.3959
5760 | 574.5564 | 0 | 0 | 0 | 0 | 0 | 0 | 574.556 | 0 | 0
5761 | 496.4614 | 0 | 0 | 0 | 0 | 0 | 0 | 496.461 | 0 | 0
5762 | 496.4614 | 0 | 0 | 0 | 0 | 0 | 0 | 496.461 | 0 | 0
5763 | 502.0396 | 0 | 0 | 0 | 0 | 0 | 0 | 502.04 | 0 | 0
5764 | 419.9601 | 0 | 0 | 0 | 0 | 0 | 0 | 419.96 | 0 | 0
5765 | 483.7112 | 0 | 0 | 0 | 0 | 0 | 0 | 483.711 | 0 | 0
5766 | 465.3827 | 0 | 0 | 0 | 0 | 0 | 0 | 465.383 | 0 | 0
5767 | 470.1641 | 78.53 | 211.6679 | 0 | -211.6679 | 0 | 0 | 470.164 | 0 | 0
5768 | 384.0224 | 250.94 | 759.4006 | 0 | -759.4006 | 0 | 0 | 384.022 | 0 | 0
5769 | 1040.75 | 397.61 | 1197.7398 | 0 | -1197.7398 | 0 | 0 | 1040.75 | 0 | 0
5770 | 1686.0651 | 512.75 | 1522.0266 | 296.6307 | -1225.3959 | 0 | 0 | 1400.515 | 0 | 0
5771 | 1865.857 | 713.26 | 2085.9158 | 860.5199 | -1225.3959 | 0 | 0 | 1037.482 | 0 | 0
5772 | 1807.6941 | 610.58 | 1785.6223 | 1195.6518 | -589.9705 | 0 | 0 | 656.706 | 0 | 0
5773 | 1599.518 | 980.3 | 2861.4064 | 1661.5869 | -1199.8195 | 0 | 0 | 0 | 0 | 0
5774 | 1650.484 | 502.31 | 1480.8567 | 1480.8567 | 0 | 0 | 0 | 224.945 | 0 | 0
5775 | 1952.3423 | 490.41 | 1459.2121 | 1459.2121 | 0 | 0 | 0 | 547.639 | 0 | 0
5776 | 1917.6398 | 186.47 | 551.1805 | 551.1805 | 0 | 0 | 0 | 1387.049 | 0 | 0
5777 | 1638.3992 | 32.34 | 78.0475 | 78.0475 | 0 | 0 | 0 | 1563.267 | 0 | 0
5778 | 1789.8428 | 34.26 | 80.8689 | 80.8689 | 0 | 0 | 0 | 1711.995 | 0 | 0
5779 | 1557.9215 | 0 | 0 | 0 | 0 | 0 | 0 | 732.321 | 0 | 857.6372
5780 | 1417.6642 | 0 | 0 | 0 | 0 | 0 | 0 | 238.043 | 0 | 1225.3959
5781 | 1755.5448 | 0 | 0 | 0 | 0 | 0 | 0 | 575.923 | 0 | 1225.3959
5782 | 1519.6659 | 0 | 0 | 0 | 0 | 0 | 0 | 340.045 | 0 | 1225.3959
5783 | 1699.7626 | 0 | 0 | 0 | 0 | 0 | 0 | 520.141 | 0 | 1225.3959
5784 | 524.3525 | 0 | 0 | 0 | 0 | 0 | 0 | 524.352 | 0 | 0
5785 | 475.7423 | 0 | 0 | 0 | 0 | 0 | 0 | 475.742 | 0 | 0
5786 | 485.3049 | 0 | 0 | 0 | 0 | 0 | 0 | 485.305 | 0 | 0
5787 | 448.6481 | 0 | 0 | 0 | 0 | 0 | 0 | 448.648 | 0 | 0
5788 | 408.8037 | 0 | 0 | 0 | 0 | 0 | 0 | 408.804 | 0 | 0
5789 | 496.4614 | 0 | 0 | 0 | 0 | 0 | 0 | 496.461 | 0 | 0
5790 | 478.9298 | 0 | 0 | 0 | 0 | 0 | 0 | 478.93 | 0 | 0
5791 | 400.8348 | 64.89 | 174.997 | 0 | -174.997 | 0 | 0 | 400.835 | 0 | 0
5792 | 182.8679 | 212.8 | 638.7579 | 0 | -638.7579 | 0 | 0 | 182.868 | 0 | 0
5793 | 1356.1404 | 390.21 | 1165.0206 | 0 | -1165.0206 | 0 | 0 | 1356.14 | 0 | 0
5794 | 1493.0687 | 563.25 | 1644.0654 | 418.6695 | -1225.3959 | 0 | 0 | 1090.039 | 0 | 0
5795 | 1601.832 | 690.08 | 1975.8368 | 1197.3222 | -778.5146 | 0 | 0 | 449.236 | 0 | 0
5796 | 1394.3631 | 739.92 | 2101.0657 | 1448.4709 | -652.5948 | 0 | 0 | 0 | 0 | 0
5797 | 1717.3001 | 726.27 | 2069.216 | 1783.9394 | -285.2766 | 0 | 0 | 0 | 0 | 0
5798 | 1250.3824 | 747.47 | 2142.1442 | 1298.9028 | -843.2414 | 0 | 0 | 0 | 0 | 0
5799 | 1121.1221 | 612.04 | 1790.5826 | 1164.6279 | -625.9547 | 0 | 0 | 0 | 0 | 0
5800 | 1607.7798 | 257.03 | 763.0187 | 763.0187 | 0 | 0 | 0 | 873.263 | 0 | 0
5801 | 1448.2039 | 70.27 | 193.4961 | 193.4961 | 0 | 0 | 0 | 1261.936 | 0 | 0
5802 | 1364.7797 | 18.61 | 34.9485 | 34.9485 | 0 | 0 | 0 | 1331.136 | 0 | 0
5803 | 1446.5205 | 0 | 0 | 0 | 0 | 0 | 0 | 266.899 | 0 | 1225.3959
5804 | 1027.9858 | 0 | 0 | 0 | 0 | 0 | 0 | 0 | 0 | 1067.8767
5805 | 1208.0826 | 0 | 0 | 0 | 0 | 0 | 0 | 28.461 | 0 | 1225.3959
5806 | 1391.3668 | 0 | 0 | 0 | 0 | 0 | 0 | 211.746 | 0 | 1225.3959
5807 | 960.2503 | 0 | 0 | 0 | 0 | 0 | 0 | 0 | 0 | 997.5123
5808 | 1379.4135 | 0 | 0 | 0 | 0 | 0 | 0 | 1379.414 | 0 | 0
5809 | 1115.6435 | 0 | 0 | 0 | 0 | 0 | 0 | 1115.644 | 0 | 0
5810 | 1562.6978 | 0 | 0 | 0 | 0 | 0 | 0 | 1562.698 | 0 | 0
5811 | 1405.7108 | 0 | 0 | 0 | 0 | 0 | 0 | 1405.711 | 0 | 0
5812 | 1476.6339 | 0 | 0 | 0 | 0 | 0 | 0 | 1476.634 | 0 | 0
5813 | 1177.8008 | 0 | 0 | 0 | 0 | 0 | 0 | 1177.801 | 0 | 0
5814 | 1127.5968 | 0 | 0 | 0 | 0 | 0 | 0 | 1127.597 | 0 | 0
5815 | 1133.1751 | 82.89 | 222.7104 | 222.7104 | 0 | 0 | 0 | 918.784 | 0 | 0
5816 | 181.302 | 350.1 | 1050.3583 | 188.3374 | -862.021 | 0 | 0 | 0 | 0 | 0
5817 | 479.2755 | 390.48 | 1162.7435 | 497.8742 | -664.8693 | 0 | 0 | 0 | 0 | 0
5818 | 453.9145 | 789.12 | 2289.5818 | 471.5291 | -1225.3959 | 0 | 592.6568 | 0 | 0 | 0
5819 | 496.7951 | 927.72 | 2619.3877 | 516.073 | -1225.3959 | 0 | 877.9188 | 0 | 0 | 0
5820 | 414.3719 | 997.29 | 2779.8155 | 430.4516 | -1225.3959 | 0 | 1123.968 | 0 | 0 | 0
5821 | 318.7732 | 989.49 | 2764.7851 | 331.1429 | -1206.312 | 0 | 1227.3302 | 0 | 0 | 0
5822 | 334.3604 | 898.49 | 2550.5108 | 347.3358 | 0 | 0 | 2203.175 | 0 | 0 | 0
5823 | 406.4429 | 746.79 | 2173.1567 | 422.2139 | 0 | 0 | 1750.9428 | 0 | 0 | 0
5824 | 328.2074 | 537.32 | 1613.9857 | 340.944 | 0 | 0 | 1273.0417 | 0 | 0 | 0
5825 | 412.0002 | 295.9 | 861.8101 | 427.9876 | 0 | 0 | 433.8225 | 0 | 0 | 0
5826 | 284.013 | 69.31 | 141.934 | 141.934 | 0 | 0 | 0 | 0 | 0 | 153.1001
5827 | 303.3544 | 0 | 0 | 0 | 0 | 0 | 0 | 0 | 0 | 315.1256
5828 | 260.5825 | 0 | 0 | 0 | 0 | 0 | 0 | 0 | 0 | 270.6938
5829 | 203.2065 | 0 | 0 | 0 | 0 | 0 | 0 | 0 | 0 | 211.0914
5830 | 329.9117 | 0 | 0 | 0 | 0 | 0 | 0 | 0 | 0 | 342.7142
5831 | 295.6455 | 0 | 0 | 0 | 0 | 0 | 0 | 0 | 0 | 307.1185
5832 | 301.2237 | 0 | 0 | 0 | 0 | 0 | 0 | 0 | 0 | 312.9129
5833 | 332.0389 | 0 | 0 | 0 | 0 | 0 | 0 | 332.039 | 0 | 0
5834 | 303.4149 | 0 | 0 | 0 | 0 | 0 | 0 | 303.415 | 0 | 0
5835 | 303.4149 | 0 | 0 | 0 | 0 | 0 | 0 | 245.478 | 0 | 60.1852
5836 | 323.0428 | 0 | 0 | 0 | 0 | 0 | 0 | 0 | 0 | 335.5786
5837 | 232.2637 | 0 | 0 | 0 | 0 | 0 | 0 | 0 | 0 | 241.2769
5838 | 282.1513 | 0 | 0 | 0 | 0 | 0 | 0 | 0 | 0 | 293.0998
5839 | 262.5234 | 62.41 | 167.4979 | 167.4979 | 0 | 0 | 0 | 0 | 0 | 105.2122
5840 | 251.6319 | 238.53 | 723.8527 | 261.3965 | -462.4561 | 0 | 0 | 0 | 0 | 0
5841 | 470.5752 | 383.66 | 1158.5852 | 488.8355 | -669.7496 | 0 | 0 | 0 | 0 | 0
5842 | 1198.9713 | 453.8 | 1349.8343 | 1245.4968 | -104.3375 | 0 | 0 | 0 | 0 | 0
5843 | 1601.2271 | 624.73 | 1833.8353 | 1663.3622 | -170.4731 | 0 | 0 | 0 | 0 | 0
5844 | 1241.291 | 706.99 | 2060.3238 | 1289.459 | -770.8648 | 0 | 0 | 0 | 0 | 0
5845 | 1602.0439 | 762.51 | 2218.4818 | 1664.2109 | -554.2709 | 0 | 0 | 0 | 0 | 0
5846 | 1542.9506 | 735.07 | 2151.5994 | 1602.8238 | -548.7756 | 0 | 0 | 0 | 0 | 0
5847 | 1640.668 | 511.13 | 1520.4393 | 1520.4393 | 0 | 0 | 0 | 117.962 | 0 | 61.3539
5848 | 1242.7375 | 449.53 | 1359.2428 | 1290.9621 | -68.2806 | 0 | 0 | 0 | 0 | 0
5849 | 1329.2874 | 250.85 | 753.3215 | 753.3215 | 0 | 0 | 0 | 604.106 | 0 | 0
5850 | 1176.7039 | 61.02 | 144.4375 | 144.4375 | 0 | 0 | 0 | 1037.662 | 0 | 0
5851 | 1489.1425 | 0 | 0 | 0 | 0 | 0 | 0 | 663.542 | 0 | 857.6372
5852 | 1527.7062 | 0 | 0 | 0 | 0 | 0 | 0 | 348.085 | 0 | 1225.3959
5853 | 1849.1134 | 0 | 0 | 0 | 0 | 0 | 0 | 669.492 | 0 | 1225.3959
5854 | 1687.1831 | 0 | 0 | 0 | 0 | 0 | 0 | 507.562 | 0 | 1225.3959
5855 | 1236.5588 | 0 | 0 | 0 | 0 | 0 | 0 | 56.937 | 0 | 1225.3959
5856 | 1050.9114 | 0 | 0 | 0 | 0 | 0 | 0 | 1050.911 | 0 | 0
5857 | 1364.9581 | 0 | 0 | 0 | 0 | 0 | 0 | 1364.958 | 0 | 0
5858 | 1355.1441 | 0 | 0 | 0 | 0 | 0 | 0 | 1355.144 | 0 | 0
5859 | 1388.6752 | 0 | 0 | 0 | 0 | 0 | 0 | 1388.675 | 0 | 0
5860 | 1544.0628 | 0 | 0 | 0 | 0 | 0 | 0 | 1544.063 | 0 | 0
5861 | 1248.0084 | 0 | 0 | 0 | 0 | 0 | 0 | 1248.008 | 0 | 0
5862 | 1493.3574 | 0 | 0 | 0 | 0 | 0 | 0 | 1493.357 | 0 | 0
5863 | 1527.7062 | 108.62 | 265.9444 | 0 | -265.9444 | 0 | 0 | 1527.706 | 0 | 0
5864 | 1240.9649 | 345.18 | 1050.2908 | 82.8197 | -967.4711 | 0 | 0 | 1161.239 | 0 | 0
5865 | 1314.0022 | 463.38 | 1404.0153 | 1364.9915 | -39.0237 | 0 | 0 | 0 | 0 | 0
5866 | 1895.8186 | 783.88 | 2355.8835 | 1969.3847 | -386.4987 | 0 | 0 | 0 | 0 | 0
5867 | 1738.3935 | 727.37 | 2135.7566 | 1805.8519 | -329.9047 | 0 | 0 | 0 | 0 | 0
5868 | 1628.6735 | 832.62 | 2421.7458 | 1691.8732 | -729.8725 | 0 | 0 | 0 | 0 | 0
5869 | 1331.8493 | 981.99 | 2876.1584 | 1383.5311 | -1225.3959 | 0 | 267.2315 | 0 | 0 | 0
5870 | 1502.9147 | 879.52 | 2596.0894 | 1561.2352 | -1034.8542 | 0 | 0 | 0 | 0 | 0
5871 | 1067.9509 | 727.61 | 2183.6954 | 1109.3926 | -1074.3028 | 0 | 0 | 0 | 0 | 0
5872 | 1186.9605 | 519.07 | 1589.1427 | 1233.0197 | -356.123 | 0 | 0 | 0 | 0 | 0
5873 | 1465.9979 | 282.56 | 835.4795 | 835.4795 | 0 | 0 | 0 | 661.728 | 0 | 0
5874 | 1552.9578 | 63.25 | 141.7428 | 141.7428 | 0 | 0 | 0 | 1416.51 | 0 | 0
5875 | 1503.1713 | 0 | 0 | 0 | 0 | 0 | 0 | 641.276 | 0 | 895.3406
5876 | 1143.3262 | 0 | 0 | 0 | 0 | 0 | 0 | 0 | 0 | 1187.6925
5877 | 1723.9854 | 0 | 0 | 0 | 0 | 0 | 0 | 544.364 | 0 | 1225.3959
5878 | 1668.373 | 0 | 0 | 0 | 0 | 0 | 0 | 488.752 | 0 | 1225.3959
5879 | 1373.1364 | 0 | 0 | 0 | 0 | 0 | 0 | 193.515 | 0 | 1225.3959
5880 | 1233.2875 | 0 | 0 | 0 | 0 | 0 | 0 | 1233.287 | 0 | 0
5881 | 1690.4544 | 0 | 0 | 0 | 0 | 0 | 0 | 1690.454 | 0 | 0
5882 | 1819.6715 | 0 | 0 | 0 | 0 | 0 | 0 | 1819.672 | 0 | 0
5883 | 1252.9154 | 0 | 0 | 0 | 0 | 0 | 0 | 1252.915 | 0 | 0
5884 | 1363.3224 | 0 | 0 | 0 | 0 | 0 | 0 | 1363.322 | 0 | 0
5885 | 1499.0822 | 0 | 0 | 0 | 0 | 0 | 0 | 1499.082 | 0 | 0
5886 | 1406.6674 | 0 | 0 | 0 | 0 | 0 | 0 | 1406.667 | 0 | 0
5887 | 1239.0123 | 111.44 | 270.5193 | 270.5193 | 0 | 0 | 0 | 978.598 | 0 | 0
5888 | 1144.3567 | 348.18 | 1057.5562 | 1057.5562 | 0 | 0 | 0 | 126.306 | 0 | 0
5889 | 1160.5057 | 587.26 | 1796.6336 | 1205.5391 | -591.0944 | 0 | 0 | 0 | 0 | 0
5890 | 1535.5758 | 783.72 | 2336.3425 | 1595.1636 | -741.1789 | 0 | 0 | 0 | 0 | 0
5891 | 1778.9231 | 921.05 | 2692.4998 | 1847.9537 | -844.5462 | 0 | 0 | 0 | 0 | 0
5892 | 1434.3111 | 986.85 | 2852.8362 | 1489.9701 | -1225.3959 | 0 | 137.4702 | 0 | 0 | 0
5893 | 1226.9442 | 977.6 | 2825.8938 | 1274.5553 | -1225.3959 | 0 | 325.9426 | 0 | 0 | 0
5894 | 1067.315 | 893.36 | 2604.8102 | 1108.7319 | -1225.3959 | 0 | 270.6824 | 0 | 0 | 0
5895 | 1327.1212 | 737.88 | 2193.1828 | 1378.6206 | -556.3828 | 0 | 258.1793 | 0 | 0 | 0
5896 | 1593.7705 | 528.93 | 1611.0418 | 1611.0418 | 0 | 0 | 0 | 42.91 | 0 | 0
5897 | 1265.787 | 191.95 | 571.2657 | 571.2657 | 0 | 0 | 0 | 715.861 | 0 | 0
5898 | 1411.0786 | 44.37 | 106.9169 | 106.9169 | 0 | 0 | 0 | 1308.155 | 0 | 0
5899 | 906.1208 | 0 | 0 | 0 | 0 | 0 | 0 | 14.473 | 0 | 926.2482
5900 | 1138.4192 | 0 | 0 | 0 | 0 | 0 | 0 | 0 | 0 | 1182.5951
5901 | 1154.7758 | 0 | 0 | 0 | 0 | 0 | 0 | 0 | 0 | 1199.5868
5902 | 1472.9116 | 0 | 0 | 0 | 0 | 0 | 0 | 293.29 | 0 | 1225.3959
5903 | 1362.5046 | 0 | 0 | 0 | 0 | 0 | 0 | 182.883 | 0 | 1225.3959
5904 | 141.4846 | 0 | 0 | 0 | 0 | 0 | 0 | 141.485 | 0 | 0
5905 | 99.7752 | 0 | 0 | 0 | 0 | 0 | 0 | 99.775 | 0 | 0
5906 | 96.5039 | 0 | 0 | 0 | 0 | 0 | 0 | 96.504 | 0 | 0
5907 | 105.5001 | 0 | 0 | 0 | 0 | 0 | 0 | 105.5 | 0 | 0
5908 | 94.8683 | 0 | 0 | 0 | 0 | 0 | 0 | 94.868 | 0 | 0
5909 | 100.5931 | 0 | 0 | 0 | 0 | 0 | 0 | 100.593 | 0 | 0
5910 | 91.5969 | 0 | 0 | 0 | 0 | 0 | 0 | 91.597 | 0 | 0
5911 | 86.69 | 110.2 | 269.5428 | 90.054 | -179.4888 | 0 | 0 | 0 | 0 | 0
5912 | 88.3635 | 345.12 | 1046.601 | 91.7929 | -954.808 | 0 | 0 | 0 | 0 | 0
5913 | 674.8497 | 581.8 | 1777.8655 | 701.0374 | -1076.8281 | 0 | 0 | 0 | 0 | 0
5914 | 1069.3668 | 495.28 | 1470.6161 | 1110.8635 | -359.7526 | 0 | 0 | 0 | 0 | 0
5915 | 1034.0283 | 919.62 | 2691.7613 | 1074.1532 | -1225.3959 | 0 | 392.2122 | 0 | 0 | 0
5916 | 1101.8888 | 984.29 | 2853.2445 | 1144.6475 | -1225.3959 | 0 | 483.2011 | 0 | 0 | 0
5917 | 1309.4418 | 972.92 | 2817.359 | 1360.2546 | -1225.3959 | 0 | 231.7085 | 0 | 0 | 0
5918 | 1334.591 | 865.21 | 2525.8184 | 1386.3795 | -162.3236 | 0 | 977.1153 | 0 | 0 | 0
5919 | 1249.9334 | 625.86 | 1843.8701 | 1298.4363 | 0 | 0 | 545.4338 | 0 | 0 | 0
5920 | 1409.4378 | 502.66 | 1526.4197 | 1464.1309 | 0 | 0 | 62.2888 | 0 | 0 | 0
5921 | 1475.0421 | 269.46 | 796.8214 | 796.8214 | 0 | 0 | 0 | 707.986 | 0 | 0
5922 | 1347.0834 | 44.76 | 107.1236 | 107.1236 | 0 | 0 | 0 | 1243.961 | 0 | 0
5923 | 1438.5628 | 0 | 0 | 0 | 0 | 0 | 0 | 612.963 | 0 | 857.6372
5924 | 1652.8342 | 0 | 0 | 0 | 0 | 0 | 0 | 473.213 | 0 | 1225.3959
5925 | 1743.6133 | 0 | 0 | 0 | 0 | 0 | 0 | 563.992 | 0 | 1225.3959
5926 | 1660.1947 | 0 | 0 | 0 | 0 | 0 | 0 | 480.573 | 0 | 1225.3959
5927 | 1413.2101 | 0 | 0 | 0 | 0 | 0 | 0 | 233.589 | 0 | 1225.3959
5928 | 139.8489 | 0 | 0 | 0 | 0 | 0 | 0 | 139.849 | 0 | 0
5929 | 107.1357 | 0 | 0 | 0 | 0 | 0 | 0 | 107.136 | 0 | 0
5930 | 98.9574 | 0 | 0 | 0 | 0 | 0 | 0 | 98.957 | 0 | 0
5931 | 102.2287 | 0 | 0 | 0 | 0 | 0 | 0 | 102.229 | 0 | 0
5932 | 100.5931 | 0 | 0 | 0 | 0 | 0 | 0 | 100.593 | 0 | 0
5933 | 103.8644 | 0 | 0 | 0 | 0 | 0 | 0 | 103.864 | 0 | 0
5934 | 97.3218 | 0 | 0 | 0 | 0 | 0 | 0 | 97.322 | 0 | 0
5935 | 94.8683 | 8.81 | 8.2294 | 0 | -8.2294 | 0 | 0 | 94.868 | 0 | 0
5936 | 87.886 | 273.56 | 829.1469 | 0 | -829.1469 | 0 | 0 | 87.886 | 0 | 0
5937 | 953.4016 | 244.18 | 728.3444 | 0 | -728.3444 | 0 | 0 | 953.402 | 0 | 0
5938 | 1414.2467 | 781.05 | 2315.0584 | 1089.6626 | -1225.3959 | 0 | 0 | 365.289 | 0 | 0
5939 | 1289.2178 | 917.33 | 2670.8709 | 1339.2458 | -1225.3959 | 0 | 106.2292 | 0 | 0 | 0
5940 | 1489.7845 | 797.3 | 2300.2274 | 1348.5098 | -951.7176 | 0 | 0 | 191.649 | 0 | 0
5941 | 1378.1088 | 713.49 | 2071.6478 | 1431.5862 | -640.0616 | 0 | 0 | 0 | 0 | 0
5942 | 1448.9237 | 797.91 | 2306.2463 | 1505.1491 | -801.0971 | 0 | 0 | 0 | 0 | 0
5943 | 1588.6233 | 522.79 | 1550.1865 | 1550.1865 | 0 | 0 | 0 | 96.344 | 0 | 0
5944 | 1511.5071 | 195.94 | 580.562 | 580.562 | 0 | 0 | 0 | 952.632 | 0 | 0
5945 | 1311.4301 | 106.6 | 308.0866 | 308.0866 | 0 | 0 | 0 | 1014.852 | 0 | 0
5946 | 1754.8452 | 24.5 | 51.2245 | 51.2245 | 0 | 0 | 0 | 1705.534 | 0 | 0
5947 | 1257.345 | 0 | 0 | 0 | 0 | 0 | 0 | 99.395 | 0 | 1202.884
5948 | 847.2718 | 0 | 0 | 0 | 0 | 0 | 0 | 0 | 0 | 880.1502
5949 | 1282.3573 | 0 | 0 | 0 | 0 | 0 | 0 | 102.736 | 0 | 1225.3959
5950 | 1299.5317 | 0 | 0 | 0 | 0 | 0 | 0 | 119.91 | 0 | 1225.3959
5951 | 1363.3224 | 0 | 0 | 0 | 0 | 0 | 0 | 183.701 | 0 | 1225.3959
5952 | 1331.4271 | 0 | 0 | 0 | 0 | 0 | 0 | 1331.427 | 0 | 0
5953 | 1392.7643 | 0 | 0 | 0 | 0 | 0 | 0 | 1392.764 | 0 | 0
5954 | 954.4075 | 0 | 0 | 0 | 0 | 0 | 0 | 954.407 | 0 | 0
5955 | 1391.9465 | 0 | 0 | 0 | 0 | 0 | 0 | 1391.946 | 0 | 0
5956 | 1367.4116 | 0 | 0 | 0 | 0 | 0 | 0 | 1367.412 | 0 | 0
5957 | 1018.1982 | 0 | 0 | 0 | 0 | 0 | 0 | 1018.198 | 0 | 0
5958 | 1299.5317 | 0 | 0 | 0 | 0 | 0 | 0 | 1299.532 | 0 | 0
5959 | 1066.4502 | 78.34 | 212.6122 | 0 | -212.6122 | 0 | 0 | 1066.45 | 0 | 0
5960 | 879.7304 | 354.39 | 1071.5936 | 699.1094 | -372.4842 | 0 | 0 | 206.736 | 0 | 0
5961 | 1118.7892 | 593.73 | 1805.5206 | 1162.2033 | -643.3172 | 0 | 0 | 0 | 0 | 0
5962 | 1147.7987 | 791.72 | 2346.5322 | 1192.3391 | -1154.1931 | 0 | 0 | 0 | 0 | 0
5963 | 1167.7466 | 922.28 | 2680.806 | 1213.0611 | -1225.3959 | 0 | 242.349 | 0 | 0 | 0
5964 | 1009.8492 | 987.45 | 2845.8648 | 1049.037 | -1225.3959 | 0 | 571.4319 | 0 | 0 | 0
5965 | 1123.4907 | 977.24 | 2819.1769 | 1167.0878 | -1225.3959 | 0 | 426.6932 | 0 | 0 | 0
5966 | 1352.7826 | 601.79 | 1755.8719 | 1405.2774 | -350.5945 | 0 | 0 | 0 | 0 | 0
5967 | 1227.347 | 111.46 | 313.4313 | 313.4313 | 0 | 0 | 0 | 925.624 | 0 | 0
5968 | 1201.4218 | 36.28 | 87.9151 | 87.9151 | 0 | 0 | 0 | 1116.79 | 0 | 0
5969 | 1209.5909 | 13.71 | 22.3748 | 22.3748 | 0 | 0 | 0 | 1188.052 | 0 | 0
5970 | 1315.1216 | 4.89 | 0 | 0 | 0 | 0 | 0 | 1315.122 | 0 | 0
5971 | 1232.4093 | 0 | 0 | 0 | 0 | 0 | 0 | 192.734 | 0 | 1080.0193
5972 | 1067.268 | 0 | 0 | 0 | 0 | 0 | 0 | 0 | 0 | 1108.6831
5973 | 1498.2644 | 0 | 0 | 0 | 0 | 0 | 0 | 318.643 | 0 | 1225.3959
5974 | 1077.8998 | 0 | 0 | 0 | 0 | 0 | 0 | 0 | 0 | 1119.7276
5975 | 1290.5356 | 0 | 0 | 0 | 0 | 0 | 0 | 110.914 | 0 | 1225.3959
5976 | 956.861 | 0 | 0 | 0 | 0 | 0 | 0 | 956.861 | 0 | 0
5977 | 1195.6673 | 0 | 0 | 0 | 0 | 0 | 0 | 1195.667 | 0 | 0
5978 | 1304.4387 | 0 | 0 | 0 | 0 | 0 | 0 | 1304.439 | 0 | 0
5979 | 1028.83 | 0 | 0 | 0 | 0 | 0 | 0 | 1028.83 | 0 | 0
5980 | 1461.462 | 0 | 0 | 0 | 0 | 0 | 0 | 1461.462 | 0 | 0
5981 | 1392.7643 | 0 | 0 | 0 | 0 | 0 | 0 | 1392.764 | 0 | 0
5982 | 1118.7913 | 0 | 0 | 0 | 0 | 0 | 0 | 1118.791 | 0 | 0
5983 | 1271.7255 | 43.12 | 110.9963 | 110.9963 | 0 | 0 | 0 | 1164.875 | 0 | 0
5984 | 186.0829 | 150 | 445.9973 | 193.3039 | -252.6934 | 0 | 0 | 0 | 0 | 0
5985 | 155.6841 | 396.97 | 1196.5296 | 161.7253 | -1034.8043 | 0 | 0 | 0 | 0 | 0
5986 | 185.2027 | 506.51 | 1500.2439 | 192.3898 | -1225.3959 | 0 | 82.4582 | 0 | 0 | 0
5987 | 174.4073 | 686.72 | 2000.5011 | 181.1759 | -1225.3959 | 0 | 593.9293 | 0 | 0 | 0
5988 | 189.5525 | 538.19 | 1571.7043 | 196.9086 | -1225.3959 | 0 | 149.3999 | 0 | 0 | 0
5989 | 199.8194 | 263.85 | 769.4863 | 207.5729 | -561.9134 | 0 | 0 | 0 | 0 | 0
5990 | 201.4499 | 546.76 | 1601.6499 | 209.2683 | -883.7912 | 0 | 508.5905 | 0 | 0 | 0
5991 | 132.424 | 401.76 | 1190.5336 | 137.5627 | 0 | 0 | 1052.9709 | 0 | 0 | 0
5992 | 181.7586 | 55.68 | 146.8299 | 146.8299 | 0 | 0 | 0 | 0 | 0 | 41.9823
5993 | 119.9634 | 144.99 | 427.6302 | 124.6192 | -46.7213 | 0 | 256.2898 | 0 | 0 | 0
5994 | 101.4733 | 31.32 | 70.7426 | 70.7426 | 0 | 0 | 0 | 0 | 0 | 34.668
5995 | 112.5998 | 0 | 0 | 0 | 0 | 0 | 0 | 0 | 0 | 116.9694
5996 | 110.407 | 0 | 0 | 0 | 0 | 0 | 0 | 0 | 0 | 114.6913
5997 | 102.2287 | 0 | 0 | 0 | 0 | 0 | 0 | 0 | 0 | 106.196
5998 | 93.2326 | 0 | 0 | 0 | 0 | 0 | 0 | 0 | 0 | 96.8509
5999 | 102.2287 | 0 | 0 | 0 | 0 | 0 | 0 | 0 | 0 | 106.196
6000 | 95.6861 | 0 | 0 | 0 | 0 | 0 | 0 | 0 | 0 | 99.3991
6001 | 100.5931 | 0 | 0 | 0 | 0 | 0 | 0 | 0 | 0 | 104.4965
6002 | 92.4148 | 0 | 0 | 0 | 0 | 0 | 0 | 0 | 0 | 96.0011
6003 | 98.9574 | 0 | 0 | 0 | 0 | 0 | 0 | 0 | 0 | 102.797
6004 | 93.2326 | 0 | 0 | 0 | 0 | 0 | 0 | 0 | 0 | 96.8509
6005 | 98.9574 | 0 | 0 | 0 | 0 | 0 | 0 | 0 | 0 | 102.797
6006 | 91.5969 | 0 | 0 | 0 | 0 | 0 | 0 | 0 | 0 | 95.1514
6007 | 94.8683 | 78.23 | 213.7278 | 98.5504 | -115.1775 | 0 | 0 | 0 | 0 | 0
6008 | 88.6732 | 272.44 | 832.8098 | 92.1139 | -740.6958 | 0 | 0 | 0 | 0 | 0
6009 | 877.3751 | 601.38 | 1855.3209 | 911.4213 | -560.9089 | 0 | 382.9907 | 0 | 0 | 0
6010 | 1234.046 | 335.97 | 1003.1249 | 1003.1249 | 0 | 0 | 0 | 104.376 | 0 | 170.3816
6011 | 1673.4272 | 652.41 | 1927.9801 | 1738.3639 | -189.6161 | 0 | 0 | 0 | 0 | 0
6012 | 1423.6773 | 470.67 | 1392.5323 | 1392.5323 | 0 | 0 | 0 | 83.163 | 0 | 0
6013 | 1772.2558 | 191.29 | 555.2713 | 555.2713 | 0 | 0 | 0 | 1237.727 | 0 | 0
6014 | 1493.8665 | 150.52 | 432.8159 | 432.8159 | 0 | 0 | 0 | 1077.219 | 0 | 0
6015 | 1557.6541 | 48.09 | 122.3047 | 122.3047 | 0 | 0 | 0 | 1439.918 | 0 | 0
6016 | 1584.9707 | 54.7 | 144.6629 | 144.6629 | 0 | 0 | 0 | 1445.711 | 0 | 0
6017 | 1772.4797 | 48.73 | 128.8793 | 128.8793 | 0 | 0 | 0 | 1648.415 | 0 | 0
6018 | 1755.7039 | 12.73 | 17.8633 | 17.8633 | 0 | 0 | 0 | 1738.508 | 0 | 0
6019 | 1611.083 | 0 | 0 | 0 | 0 | 0 | 0 | 687.033 | 0 | 959.9075
6020 | 1745.249 | 0 | 0 | 0 | 0 | 0 | 0 | 565.628 | 0 | 1225.3959
6021 | 1431.2023 | 0 | 0 | 0 | 0 | 0 | 0 | 251.581 | 0 | 1225.3959
6022 | 1315.8883 | 0 | 0 | 0 | 0 | 0 | 0 | 136.267 | 0 | 1225.3959
6023 | 1081.1711 | 0 | 0 | 0 | 0 | 0 | 0 | 0 | 0 | 1123.1256
6024 | 1571.0512 | 0 | 0 | 0 | 0 | 0 | 0 | 1571.051 | 0 | 0
6025 | 1019.8339 | 0 | 0 | 0 | 0 | 0 | 0 | 1019.834 | 0 | 0
6026 | 1302.803 | 0 | 0 | 0 | 0 | 0 | 0 | 1302.803 | 0 | 0
6027 | 1215.2952 | 0 | 0 | 0 | 0 | 0 | 0 | 1215.295 | 0 | 0
6028 | 1135.9657 | 0 | 0 | 0 | 0 | 0 | 0 | 1135.966 | 0 | 0
6029 | 1096.7099 | 0 | 0 | 0 | 0 | 0 | 0 | 1096.71 | 0 | 0
6030 | 1092.6207 | 0 | 0 | 0 | 0 | 0 | 0 | 1092.621 | 0 | 0
6031 | 1315.8883 | 101.12 | 272.2333 | 0 | -272.2333 | 0 | 0 | 1315.888 | 0 | 0
6032 | 1094.9209 | 192.44 | 582.6967 | 266.9614 | -315.7354 | 0 | 0 | 837.932 | 0 | 0
6033 | 1387.202 | 313.48 | 948.758 | 948.758 | 0 | 0 | 0 | 473.885 | 0 | 0
6034 | 1405.6574 | 801.79 | 2411.6683 | 1460.2042 | -951.4641 | 0 | 0 | 0 | 0 | 0
6035 | 1365.2484 | 770.6 | 2262.1355 | 1418.2261 | -843.9094 | 0 | 0 | 0 | 0 | 0
6036 | 1221.3717 | 990.64 | 2896.6447 | 1268.767 | -1225.3959 | 0 | 402.4818 | 0 | 0 | 0
6037 | 1267.0966 | 981.45 | 2875.0241 | 1316.2664 | -1225.3959 | 0 | 333.3618 | 0 | 0 | 0
6038 | 1528.0967 | 896.97 | 2657.0745 | 1587.3944 | -1069.6801 | 0 | 0 | 0 | 0 | 0
6039 | 1700.6118 | 742.35 | 2243.9273 | 1766.6038 | -477.3235 | 0 | 0 | 0 | 0 | 0
6040 | 1411.0387 | 385.22 | 1172.3057 | 1172.3057 | 0 | 0 | 0 | 282.525 | 0 | 0
6041 | 1480.8333 | 76.39 | 214.8549 | 214.8549 | 0 | 0 | 0 | 1274.005 | 0 | 0
6042 | 1727.6442 | 17.63 | 31.4093 | 31.4093 | 0 | 0 | 0 | 1697.408 | 0 | 0
6043 | 1863.8394 | 0 | 0 | 0 | 0 | 0 | 0 | 684.218 | 0 | 1225.3959
6044 | 874.2602 | 0 | 0 | 0 | 0 | 0 | 0 | 0 | 0 | 908.1854
6045 | 1106.5238 | 0 | 0 | 0 | 0 | 0 | 0 | 0 | 0 | 1149.4624
6046 | 1191.5782 | 0 | 0 | 0 | 0 | 0 | 0 | 11.957 | 0 | 1225.3959
6047 | 1427.931 | 0 | 0 | 0 | 0 | 0 | 0 | 248.31 | 0 | 1225.3959
6048 | 771.2136 | 0 | 0 | 0 | 0 | 0 | 0 | 771.214 | 0 | 0
6049 | 615.8259 | 0 | 0 | 0 | 0 | 0 | 0 | 615.826 | 0 | 0
6050 | 593.7445 | 0 | 0 | 0 | 0 | 0 | 0 | 593.745 | 0 | 0
6051 | 716.419 | 0 | 0 | 0 | 0 | 0 | 0 | 716.419 | 0 | 0
6052 | 741.7717 | 0 | 0 | 0 | 0 | 0 | 0 | 741.772 | 0 | 0
6053 | 516.8685 | 0 | 0 | 0 | 0 | 0 | 0 | 516.868 | 0 | 0
6054 | 739.3182 | 0 | 0 | 0 | 0 | 0 | 0 | 739.318 | 0 | 0
6055 | 691.8841 | 54.02 | 144.7865 | 144.7865 | 0 | 0 | 0 | 552.506 | 0 | 0
6056 | 788.801 | 176.85 | 533.1104 | 533.1104 | 0 | 0 | 0 | 275.605 | 0 | 0
6057 | 672.9677 | 250.47 | 753.8814 | 699.0824 | -54.799 | 0 | 0 | 0 | 0 | 0
6058 | 848.4842 | 330.02 | 988.297 | 881.4092 | -106.8878 | 0 | 0 | 0 | 0 | 0
6059 | 583.859 | 630.74 | 1875.5537 | 606.5165 | -1225.3959 | 0 | 43.6412 | 0 | 0 | 0
6060 | 720.5879 | 570.5 | 1693.446 | 748.5502 | -944.8958 | 0 | 0 | 0 | 0 | 0
6061 | 820.5103 | 758.8 | 2240.384 | 852.3497 | -1225.3959 | 0 | 162.6384 | 0 | 0 | 0
6062 | 864.1732 | 653.25 | 1943.745 | 897.7081 | -1046.0369 | 0 | 0 | 0 | 0 | 0
6063 | 828.4586 | 734.79 | 2233.8447 | 860.6061 | -1225.3959 | 0 | 147.8427 | 0 | 0 | 0
6064 | 969.7735 | 393.05 | 1199.3105 | 1007.4048 | -191.9057 | 0 | 0 | 0 | 0 | 0
6065 | 882.8525 | 277.37 | 821.493 | 821.493 | 0 | 0 | 0 | 92.046 | 0 | 0
6066 | 889.7008 | 56.34 | 118.0903 | 118.0903 | 0 | 0 | 0 | 776.021 | 0 | 0
6067 | 815.3764 | 0 | 0 | 0 | 0 | 0 | 0 | 0 | 0 | 847.0165
6068 | 857.0857 | 0 | 0 | 0 | 0 | 0 | 0 | 0 | 0 | 890.345
6069 | 776.1206 | 0 | 0 | 0 | 0 | 0 | 0 | 0 | 0 | 806.2382
6070 | 704.9694 | 0 | 0 | 0 | 0 | 0 | 0 | 0 | 0 | 732.3251
6071 | 563.4848 | 0 | 0 | 0 | 0 | 0 | 0 | 0 | 0 | 585.3509
6072 | 704.9694 | 0 | 0 | 0 | 0 | 0 | 0 | 124.8 | 0 | 602.6823
6073 | 1049.2758 | 0 | 0 | 0 | 0 | 0 | 0 | 1049.276 | 0 | 0
6074 | 1127.7874 | 0 | 0 | 0 | 0 | 0 | 0 | 1127.787 | 0 | 0
6075 | 815.3764 | 0 | 0 | 0 | 0 | 0 | 0 | 815.376 | 0 | 0
6076 | 836.64 | 0 | 0 | 0 | 0 | 0 | 0 | 836.64 | 0 | 0
6077 | 796.5663 | 0 | 0 | 0 | 0 | 0 | 0 | 796.566 | 0 | 0
6078 | 758.1283 | 0 | 0 | 0 | 0 | 0 | 0 | 758.128 | 0 | 0
6079 | 855.4501 | 50.94 | 135.295 | 135.295 | 0 | 0 | 0 | 0 | 0 | 753.3506
6080 | 639.7638 | 168.22 | 505.633 | 505.633 | 0 | 0 | 0 | 0 | 0 | 158.9558
6081 | 302.7034 | 386.95 | 1177.5195 | 314.4493 | -863.0701 | 0 | 0 | 0 | 0 | 0
6082 | 287.4345 | 437.19 | 1313.8584 | 298.5888 | -1015.2696 | 0 | 0 | 0 | 0 | 0
6083 | 226.1197 | 651.52 | 1937.4799 | 234.8956 | -1225.3959 | 0 | 477.1885 | 0 | 0 | 0
6084 | 306.2691 | 608.57 | 1803.5136 | 318.1547 | -1225.3959 | 0 | 259.963 | 0 | 0 | 0
6085 | 908.0488 | 739.28 | 2182.1081 | 943.2856 | -1225.3959 | 0 | 13.4266 | 0 | 0 | 0
6086 | 1146.5832 | 676.06 | 2008.4241 | 1191.0759 | -817.3482 | 0 | 0 | 0 | 0 | 0
6087 | 858.2665 | 48.09 | 122.5706 | 122.5706 | 0 | 0 | 0 | 740.275 | 0 | 0
6088 | 1394.3683 | 27.45 | 62.454 | 62.454 | 0 | 0 | 0 | 1334.247 | 0 | 0
6089 | 1415.3466 | 14.69 | 25.5889 | 25.5889 | 0 | 0 | 0 | 1390.714 | 0 | 0
6090 | 1274.8271 | 4.89 | 0 | 0 | 0 | 0 | 0 | 1274.827 | 0 | 0
6091 | 1217.7058 | 0 | 0 | 0 | 0 | 0 | 0 | 218.105 | 0 | 1038.3903
6092 | 1113.8843 | 0 | 0 | 0 | 0 | 0 | 0 | 0 | 0 | 1157.108
6093 | 1204.6634 | 0 | 0 | 0 | 0 | 0 | 0 | 25.042 | 0 | 1225.3959
6094 | 1071.3572 | 0 | 0 | 0 | 0 | 0 | 0 | 0 | 0 | 1112.9307
6095 | 1266.8185 | 0 | 0 | 0 | 0 | 0 | 0 | 87.197 | 0 | 1225.3959
6096 | 1126.9696 | 0 | 0 | 0 | 0 | 0 | 0 | 1126.97 | 0 | 0
6097 | 1026.3765 | 0 | 0 | 0 | 0 | 0 | 0 | 1026.377 | 0 | 0
6098 | 914.3338 | 0 | 0 | 0 | 0 | 0 | 0 | 914.334 | 0 | 0
6099 | 758.1283 | 0 | 0 | 0 | 0 | 0 | 0 | 758.128 | 0 | 0
6100 | 830.0973 | 0 | 0 | 0 | 0 | 0 | 0 | 830.097 | 0 | 0
6101 | 926.6013 | 0 | 0 | 0 | 0 | 0 | 0 | 926.601 | 0 | 0
6102 | 1324.0666 | 0 | 0 | 0 | 0 | 0 | 0 | 1324.067 | 0 | 0
6103 | 1107.3417 | 80.18 | 219.1317 | 0 | -219.1317 | 0 | 0 | 1107.342 | 0 | 0
6104 | 949.5925 | 253.2 | 770.9863 | 0 | -770.9863 | 0 | 0 | 949.593 | 0 | 0
6105 | 1070.4841 | 449.31 | 1358.9727 | 133.5768 | -1225.3959 | 0 | 0 | 941.898 | 0 | 0
6106 | 1490.9918 | 517.2 | 1539.2157 | 313.8198 | -1225.3959 | 0 | 0 | 1188.895 | 0 | 0
6107 | 1371.7788 | 605.9 | 1783.4719 | 558.076 | -1225.3959 | 0 | 0 | 834.55 | 0 | 0
6108 | 1488.1212 | 842.13 | 2436.9466 | 1211.5507 | -1225.3959 | 0 | 0 | 321.828 | 0 | 0
6109 | 1658.559 | 441.86 | 1301.8717 | 784.1844 | -517.6873 | 0 | 0 | 903.668 | 0 | 0
6110 | 1466.1104 | 181.11 | 525.4326 | 525.4326 | 0 | 0 | 0 | 960.305 | 0 | 0
6111 | 1663.649 | 429.1 | 1282.3816 | 1282.3816 | 0 | 0 | 0 | 429.171 | 0 | 0
6112 | 1239.8362 | 257.58 | 775.0377 | 775.0377 | 0 | 0 | 0 | 493.75 | 0 | 0
6113 | 1491.3363 | 194.71 | 584.0939 | 584.0939 | 0 | 0 | 0 | 929.062 | 0 | 0
6114 | 1536.6216 | 38.51 | 87.0903 | 87.0903 | 0 | 0 | 0 | 1452.785 | 0 | 0
6115 | 1553.0947 | 0 | 0 | 0 | 0 | 0 | 0 | 727.495 | 0 | 857.6372
6116 | 1250.4619 | 0 | 0 | 0 | 0 | 0 | 0 | 70.841 | 0 | 1225.3959
6117 | 1401.7604 | 0 | 0 | 0 | 0 | 0 | 0 | 222.139 | 0 | 1225.3959
6118 | 1464.7333 | 0 | 0 | 0 | 0 | 0 | 0 | 285.112 | 0 | 1225.3959
6119 | 1255.3689 | 0 | 0 | 0 | 0 | 0 | 0 | 75.748 | 0 | 1225.3959
6120 | 1278.2681 | 0 | 0 | 0 | 0 | 0 | 0 | 1278.268 | 0 | 0
6121 | 1221.8379 | 0 | 0 | 0 | 0 | 0 | 0 | 1221.838 | 0 | 0
6122 | 1106.5238 | 0 | 0 | 0 | 0 | 0 | 0 | 1106.524 | 0 | 0
6123 | 1113.0665 | 0 | 0 | 0 | 0 | 0 | 0 | 1113.066 | 0 | 0
6124 | 1459.8264 | 0 | 0 | 0 | 0 | 0 | 0 | 1459.826 | 0 | 0
6125 | 963.4036 | 0 | 0 | 0 | 0 | 0 | 0 | 963.404 | 0 | 0
6126 | 978.9424 | 0 | 0 | 0 | 0 | 0 | 0 | 978.942 | 0 | 0
6127 | 1391.9465 | 123.59 | 298.326 | 298.326 | 0 | 0 | 0 | 1104.765 | 0 | 0
6128 | 1243.5472 | 368.63 | 1113.9425 | 1113.9425 | 0 | 0 | 0 | 171.216 | 0 | 0
6129 | 1089.836 | 609.39 | 1830.7012 | 1132.1268 | -698.5744 | 0 | 0 | 0 | 0 | 0
6130 | 1125.3411 | 647.65 | 1880.2709 | 1169.0096 | -711.2613 | 0 | 0 | 0 | 0 | 0
6131 | 1443.0721 | 786.1 | 2236.8842 | 1499.07 | -737.8142 | 0 | 0 | 0 | 0 | 0
6132 | 1395.4795 | 988.97 | 2794.953 | 1449.6313 | -1225.3959 | 0 | 119.9259 | 0 | 0 | 0
6133 | 1267.3981 | 972.74 | 2764.1234 | 1316.5801 | -1225.3959 | 0 | 222.1474 | 0 | 0 | 0
6134 | 1171.6916 | 871.37 | 2509.5424 | 1217.1592 | -1225.3959 | 0 | 66.9873 | 0 | 0 | 0
6135 | 1207.4389 | 709.32 | 2087.019 | 1254.2923 | -585.5524 | 0 | 247.1742 | 0 | 0 | 0
6136 | 1296.1408 | 497.81 | 1502.2633 | 1346.4374 | 0 | 0 | 155.8259 | 0 | 0 | 0
6137 | 1213.9294 | 257.33 | 749.2234 | 749.2234 | 0 | 0 | 0 | 492.694 | 0 | 0
6138 | 1030.8817 | 45.53 | 94.3432 | 94.3432 | 0 | 0 | 0 | 940.063 | 0 | 0
6139 | 1441.0183 | 0 | 0 | 0 | 0 | 0 | 0 | 399.708 | 0 | 1081.7188
6140 | 967.4928 | 0 | 0 | 0 | 0 | 0 | 0 | 0 | 0 | 1005.0363
6141 | 1176.0394 | 0 | 0 | 0 | 0 | 0 | 0 | 0 | 0 | 1221.6749
6142 | 1427.1132 | 0 | 0 | 0 | 0 | 0 | 0 | 247.492 | 0 | 1225.3959
6143 | 1197.303 | 0 | 0 | 0 | 0 | 0 | 0 | 17.682 | 0 | 1225.3959
6144 | 1134.3301 | 0 | 0 | 0 | 0 | 0 | 0 | 1134.33 | 0 | 0
6145 | 1411.5744 | 0 | 0 | 0 | 0 | 0 | 0 | 1411.574 | 0 | 0
6146 | 1233.2875 | 0 | 0 | 0 | 0 | 0 | 0 | 1233.287 | 0 | 0
6147 | 1411.5744 | 0 | 0 | 0 | 0 | 0 | 0 | 1411.574 | 0 | 0
6148 | 1032.9192 | 0 | 0 | 0 | 0 | 0 | 0 | 1032.919 | 0 | 0
6149 | 981.3959 | 0 | 0 | 0 | 0 | 0 | 0 | 981.396 | 0 | 0
6150 | 1022.2874 | 0 | 0 | 0 | 0 | 0 | 0 | 1022.287 | 0 | 0
6151 | 1038.644 | 107.78 | 288.4376 | 288.4376 | 0 | 0 | 0 | 760.981 | 0 | 0
6152 | 236.2455 | 309.17 | 941.2267 | 245.4124 | -695.8143 | 0 | 0 | 0 | 0 | 0
6153 | 185.3969 | 376.83 | 1131.7466 | 192.5913 | -939.1553 | 0 | 0 | 0 | 0 | 0
6154 | 160.3938 | 565.45 | 1670.4199 | 166.618 | -1225.3959 | 0 | 278.4059 | 0 | 0 | 0
6155 | 207.2309 | 698.15 | 2031.7909 | 215.2725 | -1225.3959 | 0 | 591.1225 | 0 | 0 | 0
6156 | 198.151 | 822.83 | 2367.9305 | 205.8402 | -1225.3959 | 0 | 936.6944 | 0 | 0 | 0
6157 | 199.0353 | 797.79 | 2300.1474 | 206.7585 | -1098.2327 | 0 | 995.1563 | 0 | 0 | 0
6158 | 150.5308 | 751.51 | 2186.5884 | 156.3723 | 0 | 0 | 2030.2161 | 0 | 0 | 0
6159 | 152.6909 | 436.93 | 1295.455 | 158.6151 | 0 | 0 | 1136.8399 | 0 | 0 | 0
6160 | 170.769 | 374.93 | 1128.9533 | 177.3956 | 0 | 0 | 951.5576 | 0 | 0 | 0
6161 | 138.479 | 120.33 | 349.7811 | 143.8526 | 0 | 0 | 205.9285 | 0 | 0 | 0
6162 | 137.6387 | 23.52 | 46.9716 | 46.9716 | 0 | 0 | 0 | 0 | 0 | 96.0084
6163 | 108.4667 | 0 | 0 | 0 | 0 | 0 | 0 | 0 | 0 | 112.676
6164 | 0 | 0 | 0 | 0 | 0 | 0 | 0 | 0 | 0 | 0
6165 | 0 | 0 | 0 | 0 | 0 | 0 | 0 | 0 | 0 | 0
6166 | 87.5078 | 0 | 0 | 0 | 0 | 0 | 0 | 0 | 0 | 90.9037
6167 | 89.1435 | 0 | 0 | 0 | 0 | 0 | 0 | 0 | 0 | 92.6022
6168 | 92.4148 | 0 | 0 | 0 | 0 | 0 | 0 | 0 | 0 | 96.0011
6169 | 86.69 | 0 | 0 | 0 | 0 | 0 | 0 | 0 | 0 | 90.054
6170 | 89.1435 | 0 | 0 | 0 | 0 | 0 | 0 | 0 | 0 | 92.6022
6171 | 82.6008 | 0 | 0 | 0 | 0 | 0 | 0 | 0 | 0 | 85.8063
6172 | 88.3256 | 0 | 0 | 0 | 0 | 0 | 0 | 0 | 0 | 91.7535
6173 | 83.4186 | 0 | 0 | 0 | 0 | 0 | 0 | 0 | 0 | 86.6561
6174 | 88.3256 | 0 | 0 | 0 | 0 | 0 | 0 | 0 | 0 | 91.7535
6175 | 70.3334 | 102.88 | 277.6933 | 73.0633 | -204.63 | 0 | 0 | 0 | 0 | 0
6176 | 96.5407 | 301.47 | 917.7456 | 100.2872 | -817.4583 | 0 | 0 | 0 | 0 | 0
6177 | 784.7098 | 447.78 | 1344.8595 | 815.1605 | -120.6468 | 0 | 409.0522 | 0 | 0 | 0
6178 | 1340.7248 | 584.71 | 1720.8081 | 1392.7515 | 0 | 0 | 328.0566 | 0 | 0 | 0
6179 | 1486.7248 | 720.68 | 2087.5031 | 1544.416 | 0 | 0 | 543.0871 | 0 | 0 | 0
6180 | 1306.7255 | 736.08 | 2124.4918 | 1357.4332 | 0 | 0 | 767.0586 | 0 | 0 | 0
6181 | 1510.7833 | 786.14 | 2264.5164 | 1569.4086 | 0 | 0 | 695.1079 | 0 | 0 | 0
6182 | 1642.3118 | 712.09 | 2069.8382 | 1706.0405 | 0 | 0 | 363.7977 | 0 | 0 | 0
6183 | 1547.9905 | 577.9 | 1704.0709 | 1608.0594 | 0 | 0 | 96.0115 | 0 | 0 | 0
6184 | 1693.5468 | 430.58 | 1294.4276 | 1294.4276 | 0 | 0 | 0 | 447.473 | 0 | 0
6185 | 1585.4113 | 231.32 | 687.2099 | 687.2099 | 0 | 0 | 0 | 923.872 | 0 | 0
6186 | 1638.605 | 45.69 | 94.954 | 94.954 | 0 | 0 | 0 | 1547.198 | 0 | 0
6187 | 1627.7258 | 0 | 0 | 0 | 0 | 0 | 0 | 802.126 | 0 | 857.6372
6188 | 1555.5125 | 0 | 0 | 0 | 0 | 0 | 0 | 375.891 | 0 | 1225.3959
6189 | 1476.183 | 0 | 0 | 0 | 0 | 0 | 0 | 296.562 | 0 | 1225.3959
6190 | 1661.8303 | 0 | 0 | 0 | 0 | 0 | 0 | 482.209 | 0 | 1225.3959
6191 | 1613.5784 | 0 | 0 | 0 | 0 | 0 | 0 | 433.957 | 0 | 1225.3959
6192 | 1260.2759 | 0 | 0 | 0 | 0 | 0 | 0 | 1260.276 | 0 | 0
6193 | 1171.9502 | 0 | 0 | 0 | 0 | 0 | 0 | 1171.95 | 0 | 0
6194 | 1521.1636 | 0 | 0 | 0 | 0 | 0 | 0 | 1521.164 | 0 | 0
6195 | 1377.2255 | 0 | 0 | 0 | 0 | 0 | 0 | 1377.226 | 0 | 0
6196 | 1270.9077 | 0 | 0 | 0 | 0 | 0 | 0 | 1270.908 | 0 | 0
6197 | 1565.3264 | 0 | 0 | 0 | 0 | 0 | 0 | 1565.326 | 0 | 0
6198 | 1360.8689 | 0 | 0 | 0 | 0 | 0 | 0 | 1360.869 | 0 | 0
6199 | 1170.3146 | 73.81 | 201.578 | 0 | -201.578 | 0 | 0 | 1170.315 | 0 | 0
6200 | 1033.4007 | 246.49 | 748.3103 | 0 | -748.3103 | 0 | 0 | 1033.401 | 0 | 0
6201 | 1230.7481 | 436.97 | 1315.3065 | 89.9106 | -1225.3959 | 0 | 0 | 1144.196 | 0 | 0
6202 | 1537.052 | 620.04 | 1825.1062 | 668.2267 | -1156.8795 | 0 | 0 | 893.787 | 0 | 0
6203 | 1548.9034 | 701.81 | 2033.0687 | 1609.0078 | -424.0609 | 0 | 0 | 0 | 0 | 0
6204 | 1590.8468 | 800.57 | 2299.0131 | 1652.5794 | -646.4337 | 0 | 0 | 0 | 0 | 0
6205 | 1238.0554 | 792.8 | 2277.6854 | 1286.0974 | -991.588 | 0 | 0 | 0 | 0 | 0
6206 | 1441.5264 | 708.6 | 2057.384 | 1497.4651 | -559.9189 | 0 | 0 | 0 | 0 | 0
6207 | 1346.8708 | 628.96 | 1854.361 | 1399.136 | -455.225 | 0 | 0 | 0 | 0 | 0
6208 | 1554.022 | 394.32 | 1185.8798 | 1185.8798 | 0 | 0 | 0 | 412.441 | 0 | 0
6209 | 1638.7226 | 141.81 | 416.3851 | 416.3851 | 0 | 0 | 0 | 1237.892 | 0 | 0
6210 | 1543.6519 | 25.48 | 52.3599 | 52.3599 | 0 | 0 | 0 | 1493.248 | 0 | 0
6211 | 1296.4209 | 0 | 0 | 0 | 0 | 0 | 0 | 470.821 | 0 | 857.6372
6212 | 1246.3728 | 0 | 0 | 0 | 0 | 0 | 0 | 66.751 | 0 | 1225.3959
6213 | 1571.8691 | 0 | 0 | 0 | 0 | 0 | 0 | 392.248 | 0 | 1225.3959
6214 | 1827.8498 | 0 | 0 | 0 | 0 | 0 | 0 | 648.228 | 0 | 1225.3959
6215 | 1962.7917 | 0 | 0 | 0 | 0 | 0 | 0 | 783.17 | 0 | 1225.3959
6216 | 1447.5589 | 0 | 0 | 0 | 0 | 0 | 0 | 1447.559 | 0 | 0
6217 | 1347.7837 | 0 | 0 | 0 | 0 | 0 | 0 | 1347.784 | 0 | 0
6218 | 1417.2992 | 0 | 0 | 0 | 0 | 0 | 0 | 1417.299 | 0 | 0
6219 | 1479.4543 | 0 | 0 | 0 | 0 | 0 | 0 | 1479.454 | 0 | 0
6220 | 1595.5861 | 0 | 0 | 0 | 0 | 0 | 0 | 1595.586 | 0 | 0
6221 | 1610.3071 | 0 | 0 | 0 | 0 | 0 | 0 | 1610.307 | 0 | 0
6222 | 1157.2293 | 0 | 0 | 0 | 0 | 0 | 0 | 1157.229 | 0 | 0
6223 | 1109.7952 | 57.6 | 155.1777 | 0 | -155.1777 | 0 | 0 | 1109.795 | 0 | 0
6224 | 994.4167 | 188.66 | 569.3097 | 0 | -569.3097 | 0 | 0 | 994.417 | 0 | 0
6225 | 1024.9954 | 299.55 | 903.2106 | 0 | -903.2106 | 0 | 0 | 1024.995 | 0 | 0
6226 | 1252.2468 | 588.08 | 1750.8483 | 525.4524 | -1225.3959 | 0 | 0 | 746.423 | 0 | 0
6227 | 1666.1761 | 772.1 | 2258.8072 | 1625.2557 | -633.5514 | 0 | 0 | 101.632 | 0 | 0
6228 | 1295.9036 | 831.2 | 2408.9581 | 1346.1912 | -1062.7669 | 0 | 0 | 0 | 0 | 0
6229 | 1418.6527 | 771.92 | 2244.6296 | 1473.7035 | -770.9261 | 0 | 0 | 0 | 0 | 0
6230 | 1542.1992 | 773.11 | 2257.9533 | 1602.0436 | -655.9096 | 0 | 0 | 0 | 0 | 0
6231 | 1525.4623 | 605.58 | 1801.0101 | 1584.6582 | -216.3519 | 0 | 0 | 0 | 0 | 0
6232 | 1140.3677 | 461.86 | 1401.4089 | 1184.6197 | -216.7892 | 0 | 0 | 0 | 0 | 0
6233 | 1753.2821 | 266.24 | 777.7562 | 777.7562 | 0 | 0 | 0 | 1004.58 | 0 | 0
6234 | 1615.8908 | 38.51 | 80.4315 | 80.4315 | 0 | 0 | 0 | 1538.463 | 0 | 0
6235 | 1178.4929 | 0 | 0 | 0 | 0 | 0 | 0 | 352.893 | 0 | 857.6372
6236 | 1647.9272 | 0 | 0 | 0 | 0 | 0 | 0 | 468.306 | 0 | 1225.3959
6237 | 1432.0201 | 0 | 0 | 0 | 0 | 0 | 0 | 252.399 | 0 | 1225.3959
6238 | 1643.0203 | 0 | 0 | 0 | 0 | 0 | 0 | 463.399 | 0 | 1225.3959
6239 | 1400.1248 | 0 | 0 | 0 | 0 | 0 | 0 | 220.503 | 0 | 1225.3959
6240 | 1198.1208 | 0 | 0 | 0 | 0 | 0 | 0 | 1198.121 | 0 | 0
6241 | 1325.7023 | 0 | 0 | 0 | 0 | 0 | 0 | 1325.702 | 0 | 0
6242 | 1425.4775 | 0 | 0 | 0 | 0 | 0 | 0 | 1425.478 | 0 | 0
6243 | 1218.5665 | 0 | 0 | 0 | 0 | 0 | 0 | 1218.567 | 0 | 0
6244 | 1399.3069 | 0 | 0 | 0 | 0 | 0 | 0 | 1399.307 | 0 | 0
6245 | 1315.0705 | 0 | 0 | 0 | 0 | 0 | 0 | 1315.07 | 0 | 0
6246 | 733.5934 | 0 | 0 | 0 | 0 | 0 | 0 | 733.593 | 0 | 0
6247 | 983.0315 | 124.66 | 310.7844 | 0 | -310.7844 | 0 | 0 | 983.032 | 0 | 0
6248 | 877.8811 | 370.51 | 1135.21 | 0 | -1135.21 | 0 | 0 | 877.881 | 0 | 0
6249 | 945.2549 | 612.01 | 1874.3788 | 648.9829 | -1225.3959 | 0 | 0 | 320.515 | 0 | 0
6250 | 1289.4335 | 487.83 | 1447.8279 | 242.3791 | -1205.4488 | 0 | 0 | 1056.108 | 0 | 0
6251 | 942.1656 | 676.38 | 1975.4036 | 978.7255 | -996.6781 | 0 | 0 | 0 | 0 | 0
6252 | 1192.4164 | 1003.58 | 2906.1477 | 1238.6884 | -1225.3959 | 0 | 442.0634 | 0 | 0 | 0
6253 | 1457.5078 | 626.44 | 1824.5432 | 1514.0662 | -310.4769 | 0 | 0 | 0 | 0 | 0
6254 | 1298.3816 | 413.29 | 1218.0432 | 1218.0432 | 0 | 0 | 0 | 125.839 | 0 | 0
6255 | 1441.2678 | 178.12 | 518.8902 | 518.8902 | 0 | 0 | 0 | 941.761 | 0 | 0
6256 | 1536.8077 | 28.43 | 64.8308 | 64.8308 | 0 | 0 | 0 | 1474.399 | 0 | 0
6257 | 1458.4473 | 10.77 | 13.8753 | 13.8753 | 0 | 0 | 0 | 1445.09 | 0 | 0
6258 | 1564.8337 | 3.91 | 0 | 0 | 0 | 0 | 0 | 1564.834 | 0 | 0
6259 | 1103.6522 | 0 | 0 | 0 | 0 | 0 | 0 | 278.052 | 0 | 857.6372
6260 | 1320.7953 | 0 | 0 | 0 | 0 | 0 | 0 | 141.174 | 0 | 1225.3959
6261 | 1423.8418 | 0 | 0 | 0 | 0 | 0 | 0 | 244.221 | 0 | 1225.3959
6262 | 1526.8884 | 0 | 0 | 0 | 0 | 0 | 0 | 347.267 | 0 | 1225.3959
6263 | 1557.9659 | 0 | 0 | 0 | 0 | 0 | 0 | 378.345 | 0 | 1225.3959
6264 | 1416.4814 | 0 | 0 | 0 | 0 | 0 | 0 | 1416.481 | 0 | 0
6265 | 1565.3264 | 0 | 0 | 0 | 0 | 0 | 0 | 1565.326 | 0 | 0
6266 | 1530.9776 | 0 | 0 | 0 | 0 | 0 | 0 | 1530.978 | 0 | 0
6267 | 1518.7101 | 0 | 0 | 0 | 0 | 0 | 0 | 1518.71 | 0 | 0
6268 | 1445.1054 | 0 | 0 | 0 | 0 | 0 | 0 | 1445.105 | 0 | 0
6269 | 1521.9814 | 0 | 0 | 0 | 0 | 0 | 0 | 1521.981 | 0 | 0
6270 | 1328.1557 | 0 | 0 | 0 | 0 | 0 | 0 | 1328.156 | 0 | 0
6271 | 1128.6053 | 43.14 | 111.1552 | 0 | -111.1552 | 0 | 0 | 1128.605 | 0 | 0
6272 | 1388.3388 | 140.37 | 416.0122 | 0 | -416.0122 | 0 | 0 | 1388.339 | 0 | 0
6273 | 1708.9138 | 329.52 | 993.999 | 0 | -993.999 | 0 | 0 | 1708.914 | 0 | 0
6274 | 1431.3986 | 587.96 | 1749.047 | 523.6511 | -1225.3959 | 0 | 0 | 927.309 | 0 | 0
6275 | 1533.1581 | 669.84 | 1967.1233 | 741.7274 | -1225.3959 | 0 | 0 | 819.139 | 0 | 0
6276 | 1365.5684 | 588.85 | 1728.1639 | 502.768 | -1225.3959 | 0 | 0 | 881.582 | 0 | 0
6277 | 1628.745 | 755.61 | 2202.0593 | 990.0235 | -1212.0358 | 0 | 0 | 675.705 | 0 | 0
6278 | 1656.7966 | 67.55 | 179.0214 | 179.0214 | 0 | 0 | 0 | 1484.463 | 0 | 0
6279 | 1559.5597 | 45.14 | 113.4406 | 113.4406 | 0 | 0 | 0 | 1450.357 | 0 | 0
6280 | 1548.5916 | 23.53 | 50.6656 | 50.6656 | 0 | 0 | 0 | 1499.819 | 0 | 0
6281 | 1862.9184 | 37.24 | 93.6295 | 93.6295 | 0 | 0 | 0 | 1772.787 | 0 | 0
6282 | 1641.6575 | 8.81 | 6.479 | 6.479 | 0 | 0 | 0 | 1635.42 | 0 | 0
6283 | 1998.0095 | 0 | 0 | 0 | 0 | 0 | 0 | 1172.41 | 0 | 857.6372
6284 | 1726.4389 | 0 | 0 | 0 | 0 | 0 | 0 | 546.818 | 0 | 1225.3959
6285 | 1521.9814 | 0 | 0 | 0 | 0 | 0 | 0 | 342.36 | 0 | 1225.3959
6286 | 1737.8885 | 0 | 0 | 0 | 0 | 0 | 0 | 558.267 | 0 | 1225.3959
6287 | 1565.3264 | 0 | 0 | 0 | 0 | 0 | 0 | 385.705 | 0 | 1225.3959
6288 | 1698.6327 | 0 | 0 | 0 | 0 | 0 | 0 | 1698.633 | 0 | 0
6289 | 692.7019 | 0 | 0 | 0 | 0 | 0 | 0 | 692.702 | 0 | 0
6290 | 512.7793 | 0 | 0 | 0 | 0 | 0 | 0 | 512.779 | 0 | 0
6291 | 606.0119 | 0 | 0 | 0 | 0 | 0 | 0 | 606.012 | 0 | 0
6292 | 754.857 | 0 | 0 | 0 | 0 | 0 | 0 | 754.857 | 0 | 0
6293 | 802.2911 | 0 | 0 | 0 | 0 | 0 | 0 | 802.291 | 0 | 0
6294 | 671.4383 | 0 | 0 | 0 | 0 | 0 | 0 | 671.438 | 0 | 0
6295 | 609.2833 | 100.1 | 273.5703 | 273.5703 | 0 | 0 | 0 | 345.932 | 0 | 0
6296 | 469.188 | 83.1 | 236.1536 | 236.1536 | 0 | 0 | 0 | 241.856 | 0 | 0
6297 | 557.6649 | 334.29 | 1007.4661 | 579.3051 | -428.161 | 0 | 0 | 0 | 0 | 0
6298 | 672.0078 | 560.26 | 1662.3774 | 698.0851 | -964.2923 | 0 | 0 | 0 | 0 | 0
6299 | 802.2369 | 947.94 | 2769.6301 | 833.3676 | -1225.3959 | 0 | 710.8666 | 0 | 0 | 0
6300 | 773.4902 | 1009.26 | 2917.0313 | 803.5051 | -1225.3959 | 0 | 888.1303 | 0 | 0 | 0
6301 | 936.0094 | 992.73 | 2871.8775 | 972.3316 | -1225.3959 | 0 | 674.15 | 0 | 0 | 0
6302 | 851.9365 | 889.39 | 2601.8818 | 884.9962 | -1225.3959 | 0 | 491.4897 | 0 | 0 | 0
6303 | 657.248 | 609.34 | 1804.2792 | 682.7534 | -115.352 | 0 | 1006.1738 | 0 | 0 | 0
6304 | 682.6487 | 173.44 | 512.7083 | 512.7083 | 0 | 0 | 0 | 189.093 | 0 | 0
6305 | 686.5273 | 64.1 | 176.0888 | 176.0888 | 0 | 0 | 0 | 517.016 | 0 | 0
6306 | 776.4017 | 12.73 | 16.6687 | 16.6687 | 0 | 0 | 0 | 760.355 | 0 | 0
6307 | 785.1463 | 0 | 0 | 0 | 0 | 0 | 0 | 0 | 0 | 815.6134
6308 | 546.3104 | 0 | 0 | 0 | 0 | 0 | 0 | 0 | 0 | 567.5094
6309 | 724.5973 | 0 | 0 | 0 | 0 | 0 | 0 | 0 | 0 | 752.7148
6310 | 823.5547 | 0 | 0 | 0 | 0 | 0 | 0 | 0 | 0 | 855.5128
6311 | 729.5043 | 0 | 0 | 0 | 0 | 0 | 0 | 0 | 0 | 757.8122
6312 | 745.043 | 0 | 0 | 0 | 0 | 0 | 0 | 745.043 | 0 | 0
6313 | 1741.9777 | 0 | 0 | 0 | 0 | 0 | 0 | 1741.978 | 0 | 0
6314 | 1703.5397 | 0 | 0 | 0 | 0 | 0 | 0 | 1703.54 | 0 | 0
6315 | 1585.7722 | 0 | 0 | 0 | 0 | 0 | 0 | 1585.772 | 0 | 0
6316 | 1660.1947 | 0 | 0 | 0 | 0 | 0 | 0 | 1660.195 | 0 | 0
6317 | 1616.0319 | 0 | 0 | 0 | 0 | 0 | 0 | 1616.032 | 0 | 0
6318 | 1492.5396 | 0 | 0 | 0 | 0 | 0 | 0 | 737.189 | 0 | 784.6622
6319 | 1496.6287 | 83.41 | 230.1025 | 230.1025 | 0 | 0 | 0 | 95.5 | 0 | 1225.3959
6320 | 112.7164 | 258.86 | 793.2064 | 117.0899 | -676.1165 | 0 | 0 | 0 | 0 | 0
6321 | 91.689 | 318.84 | 966.3585 | 95.2459 | -871.1126 | 0 | 0 | 0 | 0 | 0
6322 | 0 | 431.73 | 1294.0193 | 0.0010388 | -1225.3959 | 0 | 68.6224 | 0 | 0 | 0
6323 | 0 | 584.74 | 1733.5885 | 0.0010388 | -1225.3959 | 0 | 508.1916 | 0 | 0 | 0
6324 | 0 | 604.18 | 1783.9955 | 0 | -1225.3959 | 0 | 558.5996 | 0 | 0 | 0
6325 | 0 | 242.61 | 716.1707 | 0 | -716.1707 | 0 | 0 | 0 | 0 | 0
6326 | 89.7711 | 117.39 | 334.6593 | 93.2545 | -241.4047 | 0 | 0 | 0 | 0 | 0
6327 | 73.0251 | 141.03 | 410.8494 | 75.8587 | -228.3978 | 0 | 106.5928 | 0 | 0 | 0
6328 | 78.3215 | 108.58 | 314.2966 | 81.3613 | 0 | 0 | 232.9353 | 0 | 0 | 0
6329 | 73.0629 | 85.43 | 244.1129 | 75.8972 | 0 | 0 | 168.2157 | 0 | 0 | 0
6330 | 85.2782 | 15.67 | 24.3548 | 24.3548 | 0 | 0 | 0 | 0 | 0 | 64.2324
6331 | 79.3551 | 0 | 0 | 0 | 0 | 0 | 0 | 0 | 0 | 82.4344
6332 | 88.3256 | 0 | 0 | 0 | 0 | 0 | 0 | 0 | 0 | 91.7535
6333 | 80.9652 | 0 | 0 | 0 | 0 | 0 | 0 | 0 | 0 | 84.1068
6334 | 88.3256 | 0 | 0 | 0 | 0 | 0 | 0 | 0 | 0 | 91.7535
6335 | 80.9652 | 0 | 0 | 0 | 0 | 0 | 0 | 0 | 0 | 84.1068
6336 | 85.8721 | 0 | 0 | 0 | 0 | 0 | 0 | 0 | 0 | 89.2042
6337 | 76.876 | 0 | 0 | 0 | 0 | 0 | 0 | 0 | 0 | 79.8592
6338 | 83.4186 | 0 | 0 | 0 | 0 | 0 | 0 | 0 | 0 | 86.6561
6339 | 77.6938 | 0 | 0 | 0 | 0 | 0 | 0 | 0 | 0 | 80.7089
6340 | 81.783 | 0 | 0 | 0 | 0 | 0 | 0 | 0 | 0 | 84.9566
6341 | 78.5117 | 0 | 0 | 0 | 0 | 0 | 0 | 0 | 0 | 81.5586
6342 | 83.4186 | 0 | 0 | 0 | 0 | 0 | 0 | 0 | 0 | 86.6561
6343 | 68.6977 | 88.37 | 244.0454 | 71.3628 | -172.6826 | 0 | 0 | 0 | 0 | 0
6344 | 80.819 | 271.57 | 835.9916 | 83.9552 | -752.0365 | 0 | 0 | 0 | 0 | 0
6345 | 556.7111 | 424.28 | 1297.4671 | 578.314 | -286.092 | 0 | 433.0611 | 0 | 0 | 0
6346 | 1538.6406 | 428.03 | 1288.7536 | 1288.7536 | 0 | 0 | 0 | 0 | 0 | 309.5929
6347 | 1710.5127 | 513.38 | 1532.0105 | 1532.0105 | 0 | 0 | 0 | 0 | 0 | 244.8785
6348 | 1592.0899 | 698.1 | 2062.3993 | 1653.8707 | -408.5287 | 0 | 0 | 0 | 0 | 0
6349 | 1586.6892 | 700.61 | 2069.9223 | 1648.2611 | -208.539 | 0 | 213.1222 | 0 | 0 | 0
6350 | 1637.1595 | 738.18 | 2189.3423 | 1700.6896 | 0 | 0 | 488.6527 | 0 | 0 | 0
6351 | 1737.0911 | 365.45 | 1099.686 | 1099.686 | 0 | 0 | 0 | 678.484 | 0 | 0
6352 | 1235.9792 | 358.64 | 1096.2507 | 1096.2507 | 0 | 0 | 0 | 180.68 | 0 | 0
6353 | 1637.9753 | 162.86 | 486.9293 | 486.9293 | 0 | 0 | 0 | 1169.235 | 0 | 0
6354 | 1283.7711 | 21.56 | 39.6907 | 39.6907 | 0 | 0 | 0 | 1245.563 | 0 | 0
6355 | 1342.5199 | 0 | 0 | 0 | 0 | 0 | 0 | 516.92 | 0 | 857.6372
6356 | 1375.5899 | 0 | 0 | 0 | 0 | 0 | 0 | 195.969 | 0 | 1225.3959
6357 | 1208.7526 | 0 | 0 | 0 | 0 | 0 | 0 | 29.131 | 0 | 1225.3959
6358 | 1334.6984 | 0 | 0 | 0 | 0 | 0 | 0 | 155.077 | 0 | 1225.3959
6359 | 1426.2953 | 0 | 0 | 0 | 0 | 0 | 0 | 246.674 | 0 | 1225.3959
6360 | 1445.9232 | 0 | 0 | 0 | 0 | 0 | 0 | 1445.923 | 0 | 0
6361 | 1568.5977 | 0 | 0 | 0 | 0 | 0 | 0 | 1568.598 | 0 | 0
6362 | 1526.8884 | 0 | 0 | 0 | 0 | 0 | 0 | 1526.888 | 0 | 0
6363 | 1723.1676 | 0 | 0 | 0 | 0 | 0 | 0 | 1723.168 | 0 | 0
6364 | 1466.369 | 0 | 0 | 0 | 0 | 0 | 0 | 1466.369 | 0 | 0
6365 | 1491.7217 | 0 | 0 | 0 | 0 | 0 | 0 | 1491.722 | 0 | 0
6366 | 1755.8808 | 0 | 0 | 0 | 0 | 0 | 0 | 1755.881 | 0 | 0
6367 | 1216.9309 | 27.43 | 63.8979 | 0 | -63.8979 | 0 | 0 | 1216.931 | 0 | 0
6368 | 1615.258 | 87.59 | 251.5923 | 0 | -251.5923 | 0 | 0 | 1615.258 | 0 | 0
6369 | 1535.5124 | 249.44 | 752.3294 | 0 | -752.3294 | 0 | 0 | 1535.512 | 0 | 0
6370 | 1473.9411 | 266.28 | 794.7064 | 0 | -794.7064 | 0 | 0 | 1473.941 | 0 | 0
6371 | 1908.6882 | 474.67 | 1416.1256 | 190.7297 | -1225.3959 | 0 | 0 | 1725.084 | 0 | 0
6372 | 2013.4594 | 527.23 | 1568.832 | 343.4361 | -1225.3959 | 0 | 0 | 1682.853 | 0 | 0
6373 | 2035.7422 | 196.72 | 576.6062 | 0 | -576.6062 | 0 | 0 | 2035.742 | 0 | 0
6374 | 1841.9829 | 562.42 | 1683.0455 | 457.6496 | -1225.3959 | 0 | 0 | 1401.429 | 0 | 0
6375 | 1628.7921 | 276.6 | 830.9243 | 536.8553 | -294.069 | 0 | 0 | 1111.99 | 0 | 0
6376 | 1389.4705 | 298.9 | 912.3884 | 912.3884 | 0 | 0 | 0 | 511.164 | 0 | 0
6377 | 1931.9585 | 130.05 | 385.2574 | 385.2574 | 0 | 0 | 0 | 1561.093 | 0 | 0
6378 | 1367.8348 | 19.59 | 34.695 | 34.695 | 0 | 0 | 0 | 1334.436 | 0 | 0
6379 | 1384.0595 | 0 | 0 | 0 | 0 | 0 | 0 | 558.46 | 0 | 857.6372
6380 | 1184.2177 | 0 | 0 | 0 | 0 | 0 | 0 | 4.596 | 0 | 1225.3959
6381 | 1696.1792 | 0 | 0 | 0 | 0 | 0 | 0 | 516.558 | 0 | 1225.3959
6382 | 1602.9466 | 0 | 0 | 0 | 0 | 0 | 0 | 423.325 | 0 | 1225.3959
6383 | 1638.9311 | 0 | 0 | 0 | 0 | 0 | 0 | 459.31 | 0 | 1225.3959
6384 | 1551.4233 | 0 | 0 | 0 | 0 | 0 | 0 | 1551.423 | 0 | 0
6385 | 1701.0862 | 0 | 0 | 0 | 0 | 0 | 0 | 1701.086 | 0 | 0
6386 | 1653.652 | 0 | 0 | 0 | 0 | 0 | 0 | 1653.652 | 0 | 0
6387 | 1684.7296 | 0 | 0 | 0 | 0 | 0 | 0 | 1684.73 | 0 | 0
6388 | 1203.0278 | 0 | 0 | 0 | 0 | 0 | 0 | 1203.028 | 0 | 0
6389 | 1548.9698 | 0 | 0 | 0 | 0 | 0 | 0 | 1548.97 | 0 | 0
6390 | 1546.5163 | 0 | 0 | 0 | 0 | 0 | 0 | 1546.516 | 0 | 0
6391 | 1351.055 | 19.59 | 40.1467 | 0 | -40.1467 | 0 | 0 | 1351.055 | 0 | 0
6392 | 1371.2114 | 58.53 | 160.3125 | 0 | -160.3125 | 0 | 0 | 1371.211 | 0 | 0
6393 | 1665.9839 | 192.06 | 574.3728 | 0 | -574.3728 | 0 | 0 | 1665.984 | 0 | 0
6394 | 1480.4755 | 343.08 | 1030.459 | 0 | -1030.459 | 0 | 0 | 1480.476 | 0 | 0
6395 | 1901.1918 | 462.82 | 1381.5501 | 156.1542 | -1225.3959 | 0 | 0 | 1750.872 | 0 | 0
6396 | 1801.945 | 516.31 | 1535.5414 | 310.1455 | -1225.3959 | 0 | 0 | 1503.385 | 0 | 0
6397 | 1608.8247 | 456.76 | 1360.6711 | 135.2752 | -1225.3959 | 0 | 0 | 1478.603 | 0 | 0
6398 | 1764.516 | 294.28 | 876.1705 | 0 | -876.1705 | 0 | 0 | 1764.516 | 0 | 0
6399 | 1869.6654 | 212.05 | 630.2075 | 578.4667 | -51.7408 | 0 | 0 | 1312.808 | 0 | 0
6400 | 1735.3911 | 238.48 | 721.0593 | 721.0593 | 0 | 0 | 0 | 1041.267 | 0 | 0
6401 | 1870.3575 | 86.39 | 247.1961 | 247.1961 | 0 | 0 | 0 | 1632.395 | 0 | 0
6402 | 1742.4091 | 13.71 | 18.5063 | 18.5063 | 0 | 0 | 0 | 1724.594 | 0 | 0
6403 | 1712.774 | 0 | 0 | 0 | 0 | 0 | 0 | 887.174 | 0 | 857.6372
6404 | 1736.2529 | 0 | 0 | 0 | 0 | 0 | 0 | 556.632 | 0 | 1225.3959
6405 | 1571.8691 | 0 | 0 | 0 | 0 | 0 | 0 | 392.248 | 0 | 1225.3959
6406 | 1566.1442 | 0 | 0 | 0 | 0 | 0 | 0 | 386.523 | 0 | 1225.3959
6407 | 1353.5085 | 0 | 0 | 0 | 0 | 0 | 0 | 173.887 | 0 | 1225.3959
6408 | 390.9227 | 0 | 0 | 0 | 0 | 0 | 0 | 390.923 | 0 | 0
6409 | 403.1901 | 0 | 0 | 0 | 0 | 0 | 0 | 403.19 | 0 | 0
6410 | 386.8335 | 0 | 0 | 0 | 0 | 0 | 0 | 386.834 | 0 | 0
6411 | 365.57 | 0 | 0 | 0 | 0 | 0 | 0 | 365.57 | 0 | 0
6412 | 375.3839 | 0 | 0 | 0 | 0 | 0 | 0 | 375.384 | 0 | 0
6413 | 388.4692 | 0 | 0 | 0 | 0 | 0 | 0 | 388.469 | 0 | 0
6414 | 406.4615 | 0 | 0 | 0 | 0 | 0 | 0 | 406.461 | 0 | 0
6415 | 362.2986 | 58.74 | 159.5313 | 0 | -159.5313 | 0 | 0 | 362.299 | 0 | 0
6416 | 452.8416 | 190.62 | 576.4037 | 0 | -576.4037 | 0 | 0 | 452.842 | 0 | 0
6417 | 1718.3751 | 332.25 | 1002.2565 | 0 | -1002.2565 | 0 | 0 | 1718.375 | 0 | 0
6418 | 1870.1756 | 592.67 | 1753.9429 | 528.547 | -1225.3959 | 0 | 0 | 1361.373 | 0 | 0
6419 | 1892.5228 | 612.65 | 1792.4711 | 567.0752 | -1225.3959 | 0 | 0 | 1346.631 | 0 | 0
6420 | 1967.7386 | 430.28 | 1262.9393 | 37.5434 | -1225.3959 | 0 | 0 | 1931.598 | 0 | 0
6421 | 1715.3512 | 681.36 | 1979.1817 | 984.1709 | -995.0108 | 0 | 0 | 767.945 | 0 | 0
6422 | 1757.0441 | 575.34 | 1689.0685 | 1689.0685 | 0 | 0 | 0 | 131.071 | 0 | 0
6423 | 1950.1113 | 249.57 | 738.05 | 738.05 | 0 | 0 | 0 | 1239.632 | 0 | 0
6424 | 1726.1516 | 337.35 | 1018.5761 | 1018.5761 | 0 | 0 | 0 | 745.625 | 0 | 0
6425 | 2137.608 | 238.58 | 695.5338 | 695.5338 | 0 | 0 | 0 | 1468.056 | 0 | 0
6426 | 1644.1407 | 28.93 | 50.0226 | 50.0226 | 0 | 0 | 0 | 1595.987 | 0 | 0
6427 | 1812.7762 | 0 | 0 | 0 | 0 | 0 | 0 | 987.176 | 0 | 857.6372
6428 | 1637.2954 | 0 | 0 | 0 | 0 | 0 | 0 | 457.674 | 0 | 1225.3959
6429 | 1228.3805 | 0 | 0 | 0 | 0 | 0 | 0 | 48.759 | 0 | 1225.3959
6430 | 1411.5744 | 0 | 0 | 0 | 0 | 0 | 0 | 231.953 | 0 | 1225.3959
6431 | 1350.2371 | 0 | 0 | 0 | 0 | 0 | 0 | 170.616 | 0 | 1225.3959
6432 | 369.6591 | 0 | 0 | 0 | 0 | 0 | 0 | 369.659 | 0 | 0
6433 | 112.8605 | 0 | 0 | 0 | 0 | 0 | 0 | 112.861 | 0 | 0
6434 | 119.4032 | 0 | 0 | 0 | 0 | 0 | 0 | 119.403 | 0 | 0
6435 | 113.6784 | 0 | 0 | 0 | 0 | 0 | 0 | 113.678 | 0 | 0
6436 | 116.1318 | 0 | 0 | 0 | 0 | 0 | 0 | 116.132 | 0 | 0
6437 | 112.8605 | 0 | 0 | 0 | 0 | 0 | 0 | 112.861 | 0 | 0
6438 | 116.9497 | 0 | 0 | 0 | 0 | 0 | 0 | 116.95 | 0 | 0
6439 | 100.5931 | 62.51 | 170.3515 | 104.4965 | -65.855 | 0 | 0 | 0 | 0 | 0
6440 | 225.1445 | 213.25 | 646.8886 | 233.8817 | -413.007 | 0 | 0 | 0 | 0 | 0
6441 | 1240.0192 | 592.54 | 1808.505 | 1288.1376 | -520.3674 | 0 | 0 | 0 | 0 | 0
6442 | 1266.4219 | 795.58 | 2362.4155 | 1315.5652 | -1046.8503 | 0 | 0 | 0 | 0 | 0
6443 | 1701.8192 | 929.41 | 2700.0062 | 1767.8577 | -932.1486 | 0 | 0 | 0 | 0 | 0
6444 | 1591.6166 | 992.44 | 2852.6929 | 1653.3783 | -1199.3146 | 0 | 0 | 0 | 0 | 0
6445 | 1439.8744 | 971.24 | 2801.1671 | 1495.749 | -1225.3959 | 0 | 80.0222 | 0 | 0 | 0
6446 | 1622.9691 | 866.91 | 2532.8418 | 1685.9479 | -846.8939 | 0 | 0 | 0 | 0 | 0
6447 | 1764.8544 | 704.99 | 2102.76 | 1833.3387 | -159.5594 | 0 | 109.8619 | 0 | 0 | 0
6448 | 1749.6223 | 487.19 | 1486.6657 | 1486.6657 | 0 | 0 | 0 | 318.491 | 0 | 0
6449 | 1578.746 | 208.02 | 614.1455 | 614.1455 | 0 | 0 | 0 | 987.542 | 0 | 0
6450 | 1433.9206 | 19.59 | 33.2469 | 33.2469 | 0 | 0 | 0 | 1401.916 | 0 | 0
6451 | 1471.9558 | 0 | 0 | 0 | 0 | 0 | 0 | 646.356 | 0 | 857.6372
6452 | 1491.7217 | 0 | 0 | 0 | 0 | 0 | 0 | 312.1 | 0 | 1225.3959
6453 | 1544.0628 | 0 | 0 | 0 | 0 | 0 | 0 | 364.442 | 0 | 1225.3959
6454 | 1414.8457 | 0 | 0 | 0 | 0 | 0 | 0 | 235.224 | 0 | 1225.3959
6455 | 1431.2023 | 0 | 0 | 0 | 0 | 0 | 0 | 251.581 | 0 | 1225.3959
6456 | 482.5196 | 0 | 0 | 0 | 0 | 0 | 0 | 482.52 | 0 | 0
6457 | 426.0894 | 0 | 0 | 0 | 0 | 0 | 0 | 426.089 | 0 | 0
6458 | 399.101 | 0 | 0 | 0 | 0 | 0 | 0 | 399.101 | 0 | 0
6459 | 440.8103 | 0 | 0 | 0 | 0 | 0 | 0 | 440.81 | 0 | 0
6460 | 390.1049 | 0 | 0 | 0 | 0 | 0 | 0 | 390.105 | 0 | 0
6461 | 392.5583 | 0 | 0 | 0 | 0 | 0 | 0 | 392.558 | 0 | 0
6462 | 495.6049 | 0 | 0 | 0 | 0 | 0 | 0 | 495.605 | 0 | 0
6463 | 433.4498 | 76.54 | 211.6326 | 0 | -211.6326 | 0 | 0 | 433.45 | 0 | 0
6464 | 442.7905 | 239.98 | 735.3678 | 0 | -735.3678 | 0 | 0 | 442.79 | 0 | 0
6465 | 1681.4818 | 608.43 | 1882.7515 | 657.3556 | -1225.3959 | 0 | 0 | 1048.683 | 0 | 0
6466 | 1826.7294 | 451.03 | 1356.6437 | 131.2478 | -1225.3959 | 0 | 0 | 1700.385 | 0 | 0
6467 | 1832.1434 | 432.09 | 1290.2651 | 64.8692 | -1225.3959 | 0 | 0 | 1769.697 | 0 | 0
6468 | 1642.4999 | 484.52 | 1443.9002 | 218.5043 | -1225.3959 | 0 | 0 | 1432.158 | 0 | 0
6469 | 1936.4576 | 234.78 | 693.1695 | 132.3635 | -560.806 | 0 | 0 | 1809.039 | 0 | 0
6470 | 1870.011 | 483.41 | 1452.435 | 1452.435 | 0 | 0 | 0 | 471.832 | 0 | 0
6471 | 1945.9424 | 576.54 | 1751.2368 | 1751.2368 | 0 | 0 | 0 | 260.123 | 0 | 0
6472 | 1509.5259 | 310.88 | 953.8326 | 953.8326 | 0 | 0 | 0 | 591.324 | 0 | 0
6473 | 1569.9972 | 126.16 | 373.7464 | 373.7464 | 0 | 0 | 0 | 1210.212 | 0 | 0
6474 | 1518.9095 | 16.65 | 25.3905 | 25.3905 | 0 | 0 | 0 | 1494.468 | 0 | 0
6475 | 1387.3227 | 0 | 0 | 0 | 0 | 0 | 0 | 547.509 | 0 | 872.4028
6476 | 1625.028 | 0 | 0 | 0 | 0 | 0 | 0 | 445.407 | 0 | 1225.3959
6477 | 1559.6016 | 0 | 0 | 0 | 0 | 0 | 0 | 379.98 | 0 | 1225.3959
6478 | 1286.4464 | 0 | 0 | 0 | 0 | 0 | 0 | 106.825 | 0 | 1225.3959
6479 | 1165.4076 | 0 | 0 | 0 | 0 | 0 | 0 | 0 | 0 | 1210.6314
6480 | 1319.1596 | 0 | 0 | 0 | 0 | 0 | 0 | 1319.16 | 0 | 0
6481 | 1503.1713 | 0 | 0 | 0 | 0 | 0 | 0 | 1503.171 | 0 | 0
6482 | 924.9656 | 0 | 0 | 0 | 0 | 0 | 0 | 924.966 | 0 | 0
6483 | 1193.2138 | 0 | 0 | 0 | 0 | 0 | 0 | 1193.214 | 0 | 0
6484 | 1166.2254 | 0 | 0 | 0 | 0 | 0 | 0 | 1166.225 | 0 | 0
6485 | 1228.3805 | 0 | 0 | 0 | 0 | 0 | 0 | 1228.38 | 0 | 0
6486 | 1238.1945 | 0 | 0 | 0 | 0 | 0 | 0 | 1238.194 | 0 | 0
6487 | 1037.0083 | 29.39 | 69.5521 | 69.5521 | 0 | 0 | 0 | 970.054 | 0 | 0
6488 | 344.9167 | 93.16 | 268.9445 | 268.9445 | 0 | 0 | 0 | 86.019 | 0 | 0
6489 | 280.4042 | 178.34 | 530.9362 | 291.285 | -239.6512 | 0 | 0 | 0 | 0 | 0
6490 | 270.3306 | 253.49 | 756.9282 | 280.8201 | -476.1081 | 0 | 0 | 0 | 0 | 0
6491 | 287.6502 | 470.21 | 1405.3761 | 298.8122 | -1106.5639 | 0 | 0 | 0 | 0 | 0
6492 | 303.9311 | 537.85 | 1600.6579 | 315.726 | -1225.3959 | 0 | 59.536 | 0 | 0 | 0
6493 | 295.44 | 482.12 | 1436.5839 | 306.9045 | -1129.6794 | 0 | 0 | 0 | 0 | 0
6494 | 282.4089 | 613.38 | 1829.1295 | 293.3678 | -1225.3959 | 0 | 310.3658 | 0 | 0 | 0
6495 | 273.0489 | 373.31 | 1125.5086 | 283.6436 | -841.865 | 0 | 0 | 0 | 0 | 0
6496 | 209.159 | 194.09 | 583.1497 | 217.2754 | -164.7316 | 0 | 201.1427 | 0 | 0 | 0
6497 | 292.731 | 65 | 180.3261 | 180.3261 | 0 | 0 | 0 | 119.141 | 0 | 0
6498 | 235.0545 | 10.77 | 9.7211 | 9.7211 | 0 | 0 | 0 | 225.696 | 0 | 0
6499 | 209.7018 | 0 | 0 | 0 | 0 | 0 | 0 | 209.702 | 0 | 0
6500 | 305.8684 | 0 | 0 | 0 | 0 | 0 | 0 | 296.939 | 0 | 9.2765
6501 | 293.6009 | 0 | 0 | 0 | 0 | 0 | 0 | 0 | 0 | 304.9941
6502 | 298.5079 | 0 | 0 | 0 | 0 | 0 | 0 | 0 | 0 | 310.0915
6503 | 235.535 | 0 | 0 | 0 | 0 | 0 | 0 | 0 | 0 | 244.6749
6504 | 168.473 | 0 | 0 | 0 | 0 | 0 | 0 | 0 | 0 | 175.0106
6505 | 199.5505 | 0 | 0 | 0 | 0 | 0 | 0 | 199.55 | 0 | 0
6506 | 243.7133 | 0 | 0 | 0 | 0 | 0 | 0 | 243.713 | 0 | 0
6507 | 191.3722 | 0 | 0 | 0 | 0 | 0 | 0 | 191.372 | 0 | 0
6508 | 152.1164 | 0 | 0 | 0 | 0 | 0 | 0 | 152.116 | 0 | 0
6509 | 135.7598 | 0 | 0 | 0 | 0 | 0 | 0 | 135.76 | 0 | 0
6510 | 197.097 | 0 | 0 | 0 | 0 | 0 | 0 | 197.097 | 0 | 0
6511 | 122.6745 | 62.59 | 170.8751 | 127.4354 | -43.4397 | 0 | 0 | 0 | 0 | 0
6512 | 195.7169 | 201.94 | 614.0863 | 203.3117 | -410.7746 | 0 | 0 | 0 | 0 | 0
6513 | 885.4685 | 392.69 | 1195.283 | 919.8284 | -275.4547 | 0 | 0 | 0 | 0 | 0
6514 | 1487.9546 | 586.54 | 1759.0735 | 1545.6947 | -213.3788 | 0 | 0 | 0 | 0 | 0
6515 | 1782.3192 | 279.94 | 828.3616 | 828.3616 | 0 | 0 | 0 | 0 | 0 | 1023.1198
6516 | 1685.3849 | 808.93 | 2377.473 | 1750.7859 | -626.687 | 0 | 0 | 0 | 0 | 0
6517 | 1718.2943 | 759.09 | 2238.9837 | 1784.972 | -454.0117 | 0 | 0 | 0 | 0 | 0
6518 | 1671.8876 | 676.61 | 2013.5506 | 1736.7642 | -276.7864 | 0 | 0 | 0 | 0 | 0
6519 | 1697.546 | 474.54 | 1431.2351 | 1431.2351 | 0 | 0 | 0 | 319.775 | 0 | 0
6520 | 1755.8511 | 237.16 | 715.9016 | 715.9016 | 0 | 0 | 0 | 1066.693 | 0 | 0
6521 | 1623.5477 | 59.44 | 162.0899 | 162.0899 | 0 | 0 | 0 | 1467.512 | 0 | 0
6522 | 1905.103 | 9.79 | 7.4752 | 7.4752 | 0 | 0 | 0 | 1897.907 | 0 | 0
6523 | 1574.8582 | 0 | 0 | 0 | 0 | 0 | 0 | 749.258 | 0 | 857.6372
6524 | 1257.8224 | 0 | 0 | 0 | 0 | 0 | 0 | 78.201 | 0 | 1225.3959
6525 | 1468.0047 | 0 | 0 | 0 | 0 | 0 | 0 | 288.383 | 0 | 1225.3959
6526 | 1599.6753 | 0 | 0 | 0 | 0 | 0 | 0 | 420.054 | 0 | 1225.3959
6527 | 1683.9117 | 0 | 0 | 0 | 0 | 0 | 0 | 504.29 | 0 | 1225.3959
6528 | 1453.2837 | 0 | 0 | 0 | 0 | 0 | 0 | 1453.284 | 0 | 0
6529 | 1407.4852 | 0 | 0 | 0 | 0 | 0 | 0 | 1407.485 | 0 | 0
6530 | 1535.8845 | 0 | 0 | 0 | 0 | 0 | 0 | 1535.885 | 0 | 0
6531 | 1660.1947 | 0 | 0 | 0 | 0 | 0 | 0 | 1660.195 | 0 | 0
6532 | 1321.6131 | 0 | 0 | 0 | 0 | 0 | 0 | 1321.613 | 0 | 0
6533 | 1273.3611 | 0 | 0 | 0 | 0 | 0 | 0 | 1273.361 | 0 | 0
6534 | 1310.1635 | 0 | 0 | 0 | 0 | 0 | 0 | 1310.163 | 0 | 0
6535 | 1068.0858 | 5.87 | 0 | 0 | 0 | 0 | 0 | 1068.086 | 0 | 0
6536 | 1296.3319 | 15.67 | 28.3427 | 0 | -28.3427 | 0 | 0 | 1296.332 | 0 | 0
6537 | 1701.5656 | 35.31 | 85.396 | 0 | -85.396 | 0 | 0 | 1701.566 | 0 | 0
6538 | 1384.2118 | 558.56 | 1665.5115 | 440.1156 | -1225.3959 | 0 | 0 | 960.537 | 0 | 0
6539 | 1713.281 | 726.86 | 2136.5658 | 911.1699 | -1225.3959 | 0 | 0 | 836.148 | 0 | 0
6540 | 1435.638 | 558.2 | 1646.1014 | 420.7055 | -1225.3959 | 0 | 0 | 1030.649 | 0 | 0
6541 | 1436.8198 | 606.02 | 1786.8044 | 561.4085 | -1225.3959 | 0 | 0 | 896.383 | 0 | 0
6542 | 1416.2125 | 617.37 | 1830.4311 | 725.5168 | -1104.9143 | 0 | 0 | 717.798 | 0 | 0
6543 | 1458.112 | 601.01 | 1803.847 | 1514.6937 | -289.1534 | 0 | 0 | 0 | 0 | 0
6544 | 1580.7302 | 384.68 | 1174.1745 | 1174.1745 | 0 | 0 | 0 | 450.417 | 0 | 0
6545 | 1546.2679 | 110.44 | 320.839 | 320.839 | 0 | 0 | 0 | 1237.414 | 0 | 0
6546 | 1753.4948 | 13.71 | 16.6136 | 16.6136 | 0 | 0 | 0 | 1737.502 | 0 | 0
6547 | 1580.4767 | 0 | 0 | 0 | 0 | 0 | 0 | 754.877 | 0 | 857.6372
6548 | 1247.1906 | 0 | 0 | 0 | 0 | 0 | 0 | 67.569 | 0 | 1225.3959
6549 | 1584.9543 | 0 | 0 | 0 | 0 | 0 | 0 | 405.333 | 0 | 1225.3959
6550 | 1818.0358 | 0 | 0 | 0 | 0 | 0 | 0 | 638.415 | 0 | 1225.3959
6551 | 1714.1715 | 0 | 0 | 0 | 0 | 0 | 0 | 534.55 | 0 | 1225.3959
6552 | 1513.8031 | 0 | 0 | 0 | 0 | 0 | 0 | 1513.803 | 0 | 0
6553 | 1295.9329 | 0 | 0 | 0 | 0 | 0 | 0 | 1295.933 | 0 | 0
6554 | 1429.5663 | 0 | 0 | 0 | 0 | 0 | 0 | 1429.566 | 0 | 0
6555 | 1403.1504 | 0 | 0 | 0 | 0 | 0 | 0 | 1403.15 | 0 | 0
6556 | 223.7582 | 0 | 0 | 0 | 0 | 0 | 0 | 223.758 | 0 | 0
6557 | 344.1836 | 0 | 0 | 0 | 0 | 0 | 0 | 344.184 | 0 | 0
6558 | 855.4089 | 0 | 0 | 0 | 0 | 0 | 0 | 855.409 | 0 | 0
6559 | 1351.1431 | 85.36 | 235.8804 | 0 | -235.8804 | 0 | 0 | 1351.143 | 0 | 0
6560 | 1327.7543 | 345.43 | 1062.7097 | 522.9281 | -539.7816 | 0 | 0 | 824.36 | 0 | 0
6561 | 1082.8362 | 335.35 | 1012.3183 | 1012.3183 | 0 | 0 | 0 | 108.333 | 0 | 0
6562 | 962.5079 | 689.07 | 2043.1669 | 999.8579 | -1043.309 | 0 | 0 | 0 | 0 | 0
6563 | 1672.8606 | 853.8 | 2480.2159 | 1737.7749 | -742.441 | 0 | 0 | 0 | 0 | 0
6564 | 1223.3853 | 670.34 | 1938.364 | 1270.8581 | -667.5058 | 0 | 0 | 0 | 0 | 0
6565 | 988.9209 | 863.97 | 2461.7501 | 1027.2969 | -1225.3959 | 0 | 209.0574 | 0 | 0 | 0
6566 | 879.0094 | 816.1 | 2344.1512 | 913.1198 | -1225.3959 | 0 | 205.6356 | 0 | 0 | 0
6567 | 1120.1603 | 643.98 | 1893.31 | 1163.6286 | -729.6814 | 0 | 0 | 0 | 0 | 0
6568 | 1590.8052 | 400.48 | 1206.2383 | 1206.2383 | 0 | 0 | 0 | 429.626 | 0 | 0
6569 | 1557.5416 | 140.57 | 405.9254 | 405.9254 | 0 | 0 | 0 | 1166.779 | 0 | 0
6570 | 1465.6696 | 13.71 | 15.4907 | 15.4907 | 0 | 0 | 0 | 1450.758 | 0 | 0
6571 | 966.144 | 0 | 0 | 0 | 0 | 0 | 0 | 140.544 | 0 | 857.6372
6572 | 1198.0387 | 0 | 0 | 0 | 0 | 0 | 0 | 18.417 | 0 | 1225.3959
6573 | 1423.3507 | 0 | 0 | 0 | 0 | 0 | 0 | 243.729 | 0 | 1225.3959
6574 | 1421.0199 | 0 | 0 | 0 | 0 | 0 | 0 | 241.399 | 0 | 1225.3959
6575 | 1225.2315 | 0 | 0 | 0 | 0 | 0 | 0 | 45.61 | 0 | 1225.3959
6576 | 1382.173 | 0 | 0 | 0 | 0 | 0 | 0 | 1382.173 | 0 | 0
6577 | 1511.9217 | 0 | 0 | 0 | 0 | 0 | 0 | 1511.922 | 0 | 0
6578 | 1197.2617 | 0 | 0 | 0 | 0 | 0 | 0 | 1197.262 | 0 | 0
6579 | 1518.9141 | 0 | 0 | 0 | 0 | 0 | 0 | 1518.914 | 0 | 0
6580 | 1238.4395 | 0 | 0 | 0 | 0 | 0 | 0 | 1238.439 | 0 | 0
6581 | 1274.9556 | 0 | 0 | 0 | 0 | 0 | 0 | 1274.956 | 0 | 0
6582 | 1134.3297 | 0 | 0 | 0 | 0 | 0 | 0 | 1134.33 | 0 | 0
6583 | 1236.1086 | 52.08 | 138.3979 | 0 | -138.3979 | 0 | 0 | 1236.109 | 0 | 0
6584 | 895.8243 | 186.61 | 559.0006 | 0 | -559.0006 | 0 | 0 | 895.824 | 0 | 0
6585 | 1078.1882 | 243.36 | 720.9482 | 0 | -720.9482 | 0 | 0 | 1078.188 | 0 | 0
6586 | 1521.983 | 420.91 | 1233.8985 | 8.5026 | -1225.3959 | 0 | 0 | 1513.798 | 0 | 0
6587 | 1177.4916 | 562.27 | 1622.2785 | 663.7931 | -958.4854 | 0 | 0 | 538.495 | 0 | 0
6588 | 1060.1419 | 573.52 | 1646.0651 | 1101.2795 | -544.7856 | 0 | 0 | 0 | 0 | 0
6589 | 943.5293 | 638.62 | 1825.7056 | 980.1424 | -845.5632 | 0 | 0 | 0 | 0 | 0
6590 | 1025.0301 | 639.63 | 1842.8781 | 1064.806 | -778.072 | 0 | 0 | 0 | 0 | 0
6591 | 930.0669 | 546.38 | 1604.8993 | 966.158 | -638.7413 | 0 | 0 | 0 | 0 | 0
6592 | 968.8011 | 249.26 | 741.7554 | 741.7554 | 0 | 0 | 0 | 254.754 | 0 | 0
6593 | 1132.6778 | 26.45 | 59.7988 | 59.7988 | 0 | 0 | 0 | 1075.112 | 0 | 0
6594 | 1010.9393 | 3.91 | 0 | 0 | 0 | 0 | 0 | 1010.939 | 0 | 0
6595 | 1250.7879 | 0 | 0 | 0 | 0 | 0 | 0 | 1144.079 | 0 | 110.8498
6596 | 1191.8232 | 0 | 0 | 0 | 0 | 0 | 0 | 12.202 | 0 | 1225.3959
6597 | 1114.1294 | 0 | 0 | 0 | 0 | 0 | 0 | 0 | 0 | 1157.3625
6598 | 1338.6645 | 0 | 0 | 0 | 0 | 0 | 0 | 159.043 | 0 | 1225.3959
6599 | 1141.3222 | 0 | 0 | 0 | 0 | 0 | 0 | 0 | 0 | 1185.6107
6600 | 156.1646 | 0 | 0 | 0 | 0 | 0 | 0 | 156.165 | 0 | 0
6601 | 101.7789 | 0 | 0 | 0 | 0 | 0 | 0 | 101.779 | 0 | 0
6602 | 103.3328 | 0 | 0 | 0 | 0 | 0 | 0 | 103.333 | 0 | 0
6603 | 99.4481 | 0 | 0 | 0 | 0 | 0 | 0 | 99.448 | 0 | 0
6604 | 104.8867 | 0 | 0 | 0 | 0 | 0 | 0 | 104.887 | 0 | 0
6605 | 98.6711 | 0 | 0 | 0 | 0 | 0 | 0 | 98.671 | 0 | 0
6606 | 101.002 | 0 | 0 | 0 | 0 | 0 | 0 | 101.002 | 0 | 0
6607 | 84.2832 | 6.85 | 2.6541 | 0 | -2.6541 | 0 | 0 | 84.283 | 0 | 0
6608 | 99.5365 | 18.61 | 37.0001 | 0 | -37.0001 | 0 | 0 | 99.536 | 0 | 0
6609 | 1023.3432 | 42.18 | 105.9332 | 0 | -105.9332 | 0 | 0 | 1023.343 | 0 | 0
6610 | 1312.2971 | 82.5 | 225.1277 | 0 | -225.1277 | 0 | 0 | 1312.297 | 0 | 0
6611 | 985.1178 | 337.07 | 989.341 | 0 | -989.341 | 0 | 0 | 985.118 | 0 | 0
6612 | 1098.0768 | 465.77 | 1359.0558 | 133.6599 | -1225.3959 | 0 | 0 | 969.41 | 0 | 0
6613 | 1289.3435 | 565.28 | 1642.6131 | 417.2172 | -1225.3959 | 0 | 0 | 887.711 | 0 | 0
6614 | 1274.6729 | 367.04 | 1073.8478 | 0 | -1073.8478 | 0 | 0 | 1274.673 | 0 | 0
6615 | 1148.4205 | 108.07 | 302.7898 | 0 | -302.7898 | 0 | 0 | 1148.42 | 0 | 0
6616 | 1234.0498 | 62.77 | 168.8037 | 0 | -168.8037 | 0 | 0 | 1234.05 | 0 | 0
6617 | 1363.2866 | 40.18 | 102.0169 | 0 | -102.0169 | 0 | 0 | 1363.287 | 0 | 0
6618 | 1689.6706 | 3.91 | 0 | 0 | 0 | 0 | 0 | 1689.671 | 0 | 0
6619 | 1542.9749 | 0 | 0 | 0 | 0 | 0 | 0 | 717.375 | 0 | 857.6372
6620 | 1457.536 | 0 | 0 | 0 | 0 | 0 | 0 | 277.915 | 0 | 1225.3959
6621 | 1491.7213 | 0 | 0 | 0 | 0 | 0 | 0 | 312.1 | 0 | 1225.3959
6622 | 1543.7762 | 0 | 0 | 0 | 0 | 0 | 0 | 364.155 | 0 | 1225.3959
6623 | 1860.7669 | 0 | 0 | 0 | 0 | 0 | 0 | 681.146 | 0 | 1225.3959
6624 | 186.4652 | 0 | 0 | 0 | 0 | 0 | 0 | 186.465 | 0 | 0
6625 | 104.1097 | 0 | 0 | 0 | 0 | 0 | 0 | 104.11 | 0 | 0
6626 | 112.656 | 0 | 0 | 0 | 0 | 0 | 0 | 112.656 | 0 | 0
6627 | 107.2175 | 0 | 0 | 0 | 0 | 0 | 0 | 107.217 | 0 | 0
6628 | 107.2175 | 0 | 0 | 0 | 0 | 0 | 0 | 107.217 | 0 | 0
6629 | 104.8867 | 0 | 0 | 0 | 0 | 0 | 0 | 104.887 | 0 | 0
6630 | 107.2175 | 0 | 0 | 0 | 0 | 0 | 0 | 107.217 | 0 | 0
6631 | 100.2454 | 125.03 | 322.391 | 0 | -322.391 | 0 | 0 | 100.245 | 0 | 0
6632 | 123.1185 | 330.53 | 1010.2355 | 0 | -1010.2355 | 0 | 0 | 123.118 | 0 | 0
6633 | 971.1397 | 408 | 1228.4541 | 3.0582 | -1225.3959 | 0 | 0 | 968.196 | 0 | 0
6634 | 1916.0218 | 505.1 | 1489.0705 | 263.6746 | -1225.3959 | 0 | 0 | 1662.198 | 0 | 0
6635 | 1454.101 | 682.14 | 1971.8924 | 1109.0269 | -862.8655 | 0 | 0 | 386.502 | 0 | 0
6636 | 1405.6336 | 721.96 | 2065.2477 | 1460.1793 | -605.0684 | 0 | 0 | 0 | 0 | 0
6637 | 1449.3753 | 849.91 | 2407.3749 | 1505.6187 | -901.7563 | 0 | 0 | 0 | 0 | 0
6638 | 1617.9573 | 672.22 | 1937.0229 | 1680.7414 | -256.2814 | 0 | 0 | 0 | 0 | 0
6639 | 1296.6671 | 381.45 | 1125.2832 | 1125.2832 | 0 | 0 | 0 | 213.419 | 0 | 0
6640 | 1542.1261 | 149.56 | 435.7713 | 435.7713 | 0 | 0 | 0 | 1122.633 | 0 | 0
6641 | 1368.5009 | 119.63 | 344.2215 | 344.2215 | 0 | 0 | 0 | 1037.137 | 0 | 0
6642 | 1900.383 | 10.77 | 7.468 | 7.468 | 0 | 0 | 0 | 1893.194 | 0 | 0
6643 | 1656.3215 | 0 | 0 | 0 | 0 | 0 | 0 | 830.721 | 0 | 857.6372
6644 | 1599.7157 | 0 | 0 | 0 | 0 | 0 | 0 | 420.094 | 0 | 1225.3959
6645 | 1535.2298 | 0 | 0 | 0 | 0 | 0 | 0 | 355.609 | 0 | 1225.3959
6646 | 1731.7952 | 0 | 0 | 0 | 0 | 0 | 0 | 552.174 | 0 | 1225.3959
6647 | 1424.1277 | 0 | 0 | 0 | 0 | 0 | 0 | 244.506 | 0 | 1225.3959
6648 | 1595.0541 | 0 | 0 | 0 | 0 | 0 | 0 | 1595.054 | 0 | 0
6649 | 1460.6438 | 0 | 0 | 0 | 0 | 0 | 0 | 1460.644 | 0 | 0
6650 | 1355.7571 | 0 | 0 | 0 | 0 | 0 | 0 | 1355.757 | 0 | 0
6651 | 1222.1238 | 0 | 0 | 0 | 0 | 0 | 0 | 1222.124 | 0 | 0
6652 | 1309.9178 | 0 | 0 | 0 | 0 | 0 | 0 | 1309.918 | 0 | 0
6653 | 1102.4753 | 0 | 0 | 0 | 0 | 0 | 0 | 1102.475 | 0 | 0
6654 | 1162.2995 | 0 | 0 | 0 | 0 | 0 | 0 | 1162.3 | 0 | 0
6655 | 1174.1449 | 125.49 | 323.5337 | 323.5337 | 0 | 0 | 0 | 862.697 | 0 | 0
6656 | 224.0097 | 314.26 | 960.8154 | 232.7016 | -728.1138 | 0 | 0 | 0 | 0 | 0
6657 | 279.8454 | 393.38 | 1185.5068 | 290.7054 | -894.8015 | 0 | 0 | 0 | 0 | 0
6658 | 322.6469 | 652.89 | 1919.7507 | 335.1672 | -1225.3959 | 0 | 359.1875 | 0 | 0 | 0
6659 | 279.4598 | 613.63 | 1781.52 | 290.3054 | -1225.3959 | 0 | 265.8187 | 0 | 0 | 0
6660 | 226.3163 | 681.9 | 1964.9968 | 235.0992 | -1225.3959 | 0 | 504.5018 | 0 | 0 | 0
6661 | 249.9566 | 791.42 | 2273.6382 | 259.6555 | -1110.287 | 0 | 903.6957 | 0 | 0 | 0
6662 | 247.4402 | 804.74 | 2334.0842 | 257.0418 | 0 | 0 | 2077.0423 | 0 | 0 | 0
6663 | 268.3642 | 319.8 | 948.1109 | 278.7778 | 0 | 0 | 669.3331 | 0 | 0 | 0
6664 | 198.7923 | 280.88 | 842.9828 | 206.5061 | 0 | 0 | 636.4767 | 0 | 0 | 0
6665 | 292.6697 | 25.47 | 57.0813 | 57.0813 | 0 | 0 | 0 | 0 | 0 | 246.9457
6666 | 221.6323 | 2.94 | 0 | 0 | 0 | 0 | 0 | 0 | 0 | 230.2324
6667 | 210.0695 | 0 | 0 | 0 | 0 | 0 | 0 | 0 | 0 | 218.2217
6668 | 235.4123 | 0 | 0 | 0 | 0 | 0 | 0 | 0 | 0 | 244.5471
6669 | 195.0115 | 0 | 0 | 0 | 0 | 0 | 0 | 0 | 0 | 202.5784
6670 | 287.4671 | 0 | 0 | 0 | 0 | 0 | 0 | 0 | 0 | 298.6221
6671 | 260.2743 | 0 | 0 | 0 | 0 | 0 | 0 | 0 | 0 | 270.3739
6672 | 282.8055 | 0 | 0 | 0 | 0 | 0 | 0 | 0 | 0 | 293.7792
6673 | 230.7506 | 0 | 0 | 0 | 0 | 0 | 0 | 230.751 | 0 | 0
6674 | 185.6882 | 0 | 0 | 0 | 0 | 0 | 0 | 185.688 | 0 | 0
6675 | 236.1892 | 0 | 0 | 0 | 0 | 0 | 0 | 77.373 | 0 | 164.9788
6676 | 198.1192 | 0 | 0 | 0 | 0 | 0 | 0 | 0 | 0 | 205.807
6677 | 229.1968 | 0 | 0 | 0 | 0 | 0 | 0 | 0 | 0 | 238.0909
6678 | 285.1363 | 0 | 0 | 0 | 0 | 0 | 0 | 0 | 0 | 296.2006
6679 | 164.7109 | 128.21 | 330.6007 | 171.1026 | -159.4981 | 0 | 0 | 0 | 0 | 0
6680 | 199.3876 | 349.54 | 1071.2487 | 207.1242 | -864.1245 | 0 | 0 | 0 | 0 | 0
6681 | 1165.9822 | 430.24 | 1300.8079 | 1211.2276 | -89.5803 | 0 | 0 | 0 | 0 | 0
6682 | 1779.2506 | 662.74 | 1957.7751 | 1848.2944 | -109.4807 | 0 | 0 | 0 | 0 | 0
6683 | 1668.8448 | 772.77 | 2247.987 | 1733.6041 | -514.3829 | 0 | 0 | 0 | 0 | 0
6684 | 1306.7683 | 762.96 | 2219.7554 | 1357.4768 | -862.2786 | 0 | 0 | 0 | 0 | 0
6685 | 1367.4141 | 704.59 | 2060.0693 | 1420.4762 | -639.5931 | 0 | 0 | 0 | 0 | 0
6686 | 1211.3632 | 319.46 | 940.4892 | 940.4892 | 0 | 0 | 0 | 306.007 | 0 | 0
6687 | 1187.0499 | 45.13 | 113.1196 | 113.1196 | 0 | 0 | 0 | 1078.156 | 0 | 0
6688 | 1289.3338 | 71.61 | 196.3528 | 196.3528 | 0 | 0 | 0 | 1100.316 | 0 | 0
6689 | 1473.5876 | 47.05 | 123.2646 | 123.2646 | 0 | 0 | 0 | 1354.927 | 0 | 0
6690 | 1450.7679 | 7.83 | 0.71781 | 0.71781 | 0 | 0 | 0 | 1450.077 | 0 | 0
6691 | 1377.5454 | 0 | 0 | 0 | 0 | 0 | 0 | 373.02 | 0 | 1043.5053
6692 | 1000.6964 | 0 | 0 | 0 | 0 | 0 | 0 | 0 | 0 | 1039.5278
6693 | 1480.0672 | 0 | 0 | 0 | 0 | 0 | 0 | 300.446 | 0 | 1225.3959
6694 | 1346.4339 | 0 | 0 | 0 | 0 | 0 | 0 | 166.813 | 0 | 1225.3959
6695 | 1285.8327 | 0 | 0 | 0 | 0 | 0 | 0 | 106.211 | 0 | 1225.3959
6696 | 1184.8307 | 0 | 0 | 0 | 0 | 0 | 0 | 1184.831 | 0 | 0
6697 | 1309.9178 | 0 | 0 | 0 | 0 | 0 | 0 | 1309.918 | 0 | 0
6698 | 1500.2676 | 0 | 0 | 0 | 0 | 0 | 0 | 1500.268 | 0 | 0
6699 | 1316.9102 | 0 | 0 | 0 | 0 | 0 | 0 | 1316.91 | 0 | 0
6700 | 1187.9385 | 0 | 0 | 0 | 0 | 0 | 0 | 1187.938 | 0 | 0
6701 | 966.5111 | 0 | 0 | 0 | 0 | 0 | 0 | 966.511 | 0 | 0
6702 | 1231.447 | 0 | 0 | 0 | 0 | 0 | 0 | 1231.447 | 0 | 0
6703 | 1040.3999 | 107.79 | 286.7278 | 0 | -286.7278 | 0 | 0 | 1040.4 | 0 | 0
6704 | 1049.4094 | 288.13 | 882.0585 | 0 | -882.0585 | 0 | 0 | 1049.409 | 0 | 0
6705 | 1392.0499 | 477.14 | 1445.1779 | 219.782 | -1225.3959 | 0 | 0 | 1180.478 | 0 | 0
6706 | 1491.899 | 629.82 | 1865.5105 | 640.1146 | -1225.3959 | 0 | 0 | 875.696 | 0 | 0
6707 | 1479.7011 | 653.35 | 1911.9388 | 686.5429 | -1225.3959 | 0 | 0 | 818.805 | 0 | 0
6708 | 1376.6976 | 791.1 | 2296.763 | 1382.8413 | -913.9217 | 0 | 0 | 45.513 | 0 | 0
6709 | 1804.4341 | 758.97 | 2210.8913 | 1874.4546 | -336.4367 | 0 | 0 | 0 | 0 | 0
6710 | 1768.6143 | 730.18 | 2151.3023 | 1837.2446 | -314.0577 | 0 | 0 | 0 | 0 | 0
6711 | 1995.8376 | 485.68 | 1459.7357 | 1459.7357 | 0 | 0 | 0 | 590.63 | 0 | 0
6712 | 1636.7689 | 407.44 | 1253.9277 | 1253.9277 | 0 | 0 | 0 | 429.682 | 0 | 0
6713 | 1880.17 | 68.28 | 186.1787 | 186.1787 | 0 | 0 | 0 | 1700.946 | 0 | 0
6714 | 1605.2708 | 3.91 | 0 | 0 | 0 | 0 | 0 | 1605.271 | 0 | 0
6715 | 1176.8108 | 0 | 0 | 0 | 0 | 0 | 0 | 189.149 | 0 | 1025.9869
6716 | 1179.3922 | 0 | 0 | 0 | 0 | 0 | 0 | 0 | 0 | 1225.158
6717 | 1017.789 | 0 | 0 | 0 | 0 | 0 | 0 | 0 | 0 | 1057.284
6718 | 1282.7249 | 0 | 0 | 0 | 0 | 0 | 0 | 103.104 | 0 | 1225.3959
6719 | 1643.2243 | 0 | 0 | 0 | 0 | 0 | 0 | 463.603 | 0 | 1225.3959
6720 | 1414.8044 | 0 | 0 | 0 | 0 | 0 | 0 | 1414.804 | 0 | 0
6721 | 1612.9237 | 0 | 0 | 0 | 0 | 0 | 0 | 1612.924 | 0 | 0
6722 | 1513.4756 | 0 | 0 | 0 | 0 | 0 | 0 | 1513.476 | 0 | 0
6723 | 1312.2486 | 0 | 0 | 0 | 0 | 0 | 0 | 1312.249 | 0 | 0
6724 | 926.8872 | 0 | 0 | 0 | 0 | 0 | 0 | 926.887 | 0 | 0
6725 | 1116.4602 | 0 | 0 | 0 | 0 | 0 | 0 | 1116.46 | 0 | 0
6726 | 923.0026 | 0 | 0 | 0 | 0 | 0 | 0 | 923.003 | 0 | 0
6727 | 974.5728 | 5.87 | 0 | 0 | 0 | 0 | 0 | 974.573 | 0 | 0
6728 | 1109.3055 | 29.85 | 71.127 | 0 | -71.127 | 0 | 0 | 1109.306 | 0 | 0
6729 | 1453.1366 | 101.85 | 289.7985 | 0 | -289.7985 | 0 | 0 | 1453.137 | 0 | 0
6730 | 1636.4299 | 101.21 | 282.7325 | 0 | -282.7325 | 0 | 0 | 1636.43 | 0 | 0
6731 | 1700.6594 | 100.29 | 276.8757 | 0 | -276.8757 | 0 | 0 | 1700.659 | 0 | 0
6732 | 1576.4513 | 171.65 | 490.5839 | 0 | -490.5839 | 0 | 0 | 1576.451 | 0 | 0
6733 | 1782.2292 | 383.61 | 1125.3902 | 0 | -1125.3902 | 0 | 0 | 1782.229 | 0 | 0
6734 | 1708.3705 | 615.71 | 1814.4761 | 589.0802 | -1225.3959 | 0 | 0 | 1141.296 | 0 | 0
6735 | 1688.8665 | 602.67 | 1803.6009 | 578.205 | -1225.3959 | 0 | 0 | 1132.261 | 0 | 0
6736 | 1513.6533 | 443.45 | 1357.9484 | 132.5525 | -1225.3959 | 0 | 0 | 1386.052 | 0 | 0
6737 | 1543.6956 | 198.97 | 568.2615 | 371.567 | -196.6946 | 0 | 0 | 1186.008 | 0 | 0
6738 | 1589.396 | 22.99 | 22.6085 | 22.6085 | 0 | 0 | 0 | 1567.632 | 0 | 0
6739 | 1404.3944 | 0 | 0 | 0 | 0 | 0 | 0 | 578.794 | 0 | 857.6372
6740 | 1464.5285 | 0 | 0 | 0 | 0 | 0 | 0 | 284.907 | 0 | 1225.3959
6741 | 1266.4092 | 0 | 0 | 0 | 0 | 0 | 0 | 86.788 | 0 | 1225.3959
6742 | 1237.6625 | 0 | 0 | 0 | 0 | 0 | 0 | 58.041 | 0 | 1225.3959
6743 | 1469.1901 | 0 | 0 | 0 | 0 | 0 | 0 | 289.569 | 0 | 1225.3959
6744 | 1402.3734 | 0 | 0 | 0 | 0 | 0 | 0 | 1402.373 | 0 | 0
6745 | 1487.8366 | 0 | 0 | 0 | 0 | 0 | 0 | 1487.837 | 0 | 0
6746 | 1173.9536 | 0 | 0 | 0 | 0 | 0 | 0 | 1173.954 | 0 | 0
6747 | 1220.5699 | 0 | 0 | 0 | 0 | 0 | 0 | 1220.57 | 0 | 0
6748 | 1091.5981 | 0 | 0 | 0 | 0 | 0 | 0 | 1091.598 | 0 | 0
6749 | 1039.5433 | 0 | 0 | 0 | 0 | 0 | 0 | 1039.543 | 0 | 0
6750 | 1033.3278 | 0 | 0 | 0 | 0 | 0 | 0 | 1033.328 | 0 | 0
6751 | 1125.2328 | 88.61 | 231.6784 | 0 | -231.6784 | 0 | 0 | 1125.233 | 0 | 0
6752 | 1299.0474 | 212.06 | 643.3931 | 0 | -643.3931 | 0 | 0 | 1299.047 | 0 | 0
6753 | 1556.2421 | 323.1 | 970.0691 | 0 | -970.0691 | 0 | 0 | 1556.242 | 0 | 0
6754 | 1612.0778 | 179.59 | 519.9966 | 0 | -519.9966 | 0 | 0 | 1612.078 | 0 | 0
6755 | 0 | 447.11 | 1307.2714 | 0 | -1225.3959 | 0 | 81.8755 | 0 | 0 | 0
6756 | 1493.2053 | 702.76 | 2014.8719 | 789.476 | -1225.3959 | 0 | 0 | 733.22 | 0 | 0
6757 | 1246.7915 | 665.37 | 1913.041 | 687.6451 | -1225.3959 | 0 | 0 | 584.833 | 0 | 0
6758 | 1561.9623 | 618.17 | 1791.5663 | 1423.5012 | -368.0651 | 0 | 0 | 191.636 | 0 | 0
6759 | 1551.8563 | 327.3 | 965.3592 | 965.3592 | 0 | 0 | 0 | 622.558 | 0 | 0
6760 | 1685.1478 | 324.99 | 983.2661 | 983.2661 | 0 | 0 | 0 | 738.612 | 0 | 0
6761 | 1491.6931 | 163.89 | 470.4383 | 470.4383 | 0 | 0 | 0 | 1038.828 | 0 | 0
6762 | 1361.0005 | 15.85 | 12.9508 | 12.9508 | 0 | 0 | 0 | 1348.533 | 0 | 0
6763 | 1278.8742 | 0 | 0 | 0 | 0 | 0 | 0 | 388.559 | 0 | 924.8634
6764 | 1114.9063 | 0 | 0 | 0 | 0 | 0 | 0 | 0 | 0 | 1158.1696
6765 | 1342.5492 | 0 | 0 | 0 | 0 | 0 | 0 | 162.928 | 0 | 1225.3959
6766 | 1593.5002 | 0 | 0 | 0 | 0 | 0 | 0 | 413.879 | 0 | 1225.3959
6767 | 1337.8875 | 0 | 0 | 0 | 0 | 0 | 0 | 158.266 | 0 | 1225.3959
6768 | 1203.4772 | 0 | 0 | 0 | 0 | 0 | 0 | 1203.477 | 0 | 0
6769 | 923.0026 | 0 | 0 | 0 | 0 | 0 | 0 | 923.003 | 0 | 0
6770 | 1208.9158 | 0 | 0 | 0 | 0 | 0 | 0 | 1208.916 | 0 | 0
6771 | 935.4336 | 0 | 0 | 0 | 0 | 0 | 0 | 935.434 | 0 | 0
6772 | 835.9855 | 0 | 0 | 0 | 0 | 0 | 0 | 835.985 | 0 | 0
6773 | 948.6415 | 0 | 0 | 0 | 0 | 0 | 0 | 948.642 | 0 | 0
6774 | 1023.2276 | 0 | 0 | 0 | 0 | 0 | 0 | 1023.228 | 0 | 0
6775 | 855.543 | 7.83 | 5.515 | 0 | -5.515 | 0 | 0 | 855.543 | 0 | 0
6776 | 734.4698 | 124.84 | 367.8979 | 0 | -367.8979 | 0 | 0 | 734.47 | 0 | 0
6777 | 1354.9452 | 493.25 | 1495.7126 | 270.3167 | -1225.3959 | 0 | 0 | 1094.727 | 0 | 0
6778 | 1584.1702 | 549.98 | 1628.8178 | 403.4219 | -1225.3959 | 0 | 0 | 1195.819 | 0 | 0
6779 | 1585.9435 | 442.88 | 1297.9554 | 72.5595 | -1225.3959 | 0 | 0 | 1516.095 | 0 | 0
6780 | 1196.4829 | 492.73 | 1436.9807 | 211.5848 | -1225.3959 | 0 | 0 | 992.803 | 0 | 0
6781 | 1424.9425 | 374.48 | 1096.0792 | 92.7081 | -1003.3711 | 0 | 0 | 1335.698 | 0 | 0
6782 | 1249.168 | 402.92 | 1185.5546 | 1185.5546 | 0 | 0 | 0 | 107.9 | 0 | 0
6783 | 1398.008 | 531.78 | 1583.2787 | 1452.2573 | -131.0213 | 0 | 0 | 0 | 0 | 0
6784 | 1407.3079 | 395.43 | 1205.2701 | 1205.2701 | 0 | 0 | 0 | 247.061 | 0 | 0
6785 | 1093.0432 | 150.67 | 433.9783 | 433.9783 | 0 | 0 | 0 | 675.276 | 0 | 0
6786 | 1275.5441 | 15.21 | 10.7849 | 10.7849 | 0 | 0 | 0 | 1265.162 | 0 | 0
6787 | 1074.0238 | 0 | 0 | 0 | 0 | 0 | 0 | 0 | 0 | 1115.7012
6788 | 1001.4733 | 0 | 0 | 0 | 0 | 0 | 0 | 0 | 0 | 1040.3349
6789 | 1020.8968 | 0 | 0 | 0 | 0 | 0 | 0 | 0 | 0 | 1060.5127
6790 | 1296.7098 | 0 | 0 | 0 | 0 | 0 | 0 | 117.088 | 0 | 1225.3959
6791 | 1046.5357 | 0 | 0 | 0 | 0 | 0 | 0 | 0 | 0 | 1087.1466
6792 | 1089.2673 | 0 | 0 | 0 | 0 | 0 | 0 | 1089.267 | 0 | 0
6793 | 1177.0613 | 0 | 0 | 0 | 0 | 0 | 0 | 1177.061 | 0 | 0
6794 | 1226.0084 | 0 | 0 | 0 | 0 | 0 | 0 | 1226.008 | 0 | 0
6795 | 1172.3997 | 0 | 0 | 0 | 0 | 0 | 0 | 1172.4 | 0 | 0
6796 | 942.426 | 0 | 0 | 0 | 0 | 0 | 0 | 942.426 | 0 | 0
6797 | 939.3183 | 0 | 0 | 0 | 0 | 0 | 0 | 939.318 | 0 | 0
6798 | 1045.7588 | 0 | 0 | 0 | 0 | 0 | 0 | 1045.759 | 0 | 0
6799 | 671.3979 | 66.79 | 182.0723 | 0 | -182.0723 | 0 | 0 | 671.398 | 0 | 0
6800 | 872.0645 | 177.36 | 529.9836 | 0 | -529.9836 | 0 | 0 | 872.065 | 0 | 0
6801 | 485.7777 | 290.44 | 866.1159 | 0 | -866.1159 | 0 | 0 | 485.778 | 0 | 0
6802 | 364.5171 | 508.37 | 1498.2909 | 272.895 | -1225.3959 | 0 | 0 | 101.816 | 0 | 0
6803 | 364.7608 | 627.75 | 1825.2059 | 378.9165 | -1225.3959 | 0 | 220.8935 | 0 | 0 | 0
6804 | 378.6719 | 455.85 | 1332.4156 | 182.5616 | -1149.854 | 0 | 0 | 202.93 | 0 | 0
6805 | 728.4592 | 268.73 | 781.204 | 756.7267 | -24.4774 | 0 | 0 | 0 | 0 | 0
6806 | 1278.5809 | 340.68 | 1003.4106 | 1003.4106 | 0 | 0 | 0 | 312.653 | 0 | 0
6807 | 1456.5445 | 57.9 | 151.385 | 151.385 | 0 | 0 | 0 | 1310.815 | 0 | 0
6808 | 1463.702 | 55.98 | 148.5595 | 148.5595 | 0 | 0 | 0 | 1320.692 | 0 | 0
6809 | 1357.0867 | 12.73 | 19.5534 | 19.5534 | 0 | 0 | 0 | 1338.264 | 0 | 0
6810 | 968.9779 | 1.96 | 0 | 0 | 0 | 0 | 0 | 968.978 | 0 | 0
6811 | 859.4179 | 0 | 0 | 0 | 0 | 0 | 0 | 0 | 0 | 892.7675
6812 | 666.613 | 0 | 0 | 0 | 0 | 0 | 0 | 0 | 0 | 692.4807
6813 | 1020.8968 | 0 | 0 | 0 | 0 | 0 | 0 | 0 | 0 | 1060.5127
6814 | 1041.8741 | 0 | 0 | 0 | 0 | 0 | 0 | 0 | 0 | 1082.3037
6815 | 1133.5528 | 0 | 0 | 0 | 0 | 0 | 0 | 0 | 0 | 1177.5402
6816 | 1121.8987 | 0 | 0 | 0 | 0 | 0 | 0 | 1121.899 | 0 | 0
6817 | 916.0101 | 0 | 0 | 0 | 0 | 0 | 0 | 916.01 | 0 | 0
6818 | 1391.4963 | 0 | 0 | 0 | 0 | 0 | 0 | 1391.496 | 0 | 0
6819 | 1013.9043 | 0 | 0 | 0 | 0 | 0 | 0 | 1013.904 | 0 | 0
6820 | 1124.2295 | 0 | 0 | 0 | 0 | 0 | 0 | 1124.23 | 0 | 0
6821 | 933.1028 | 0 | 0 | 0 | 0 | 0 | 0 | 933.103 | 0 | 0
6822 | 828.2161 | 0 | 0 | 0 | 0 | 0 | 0 | 828.216 | 0 | 0
6823 | 1121.5161 | 29.39 | 69.1397 | 69.1397 | 0 | 0 | 0 | 1054.959 | 0 | 0
6824 | 241.5452 | 124.11 | 363.2118 | 250.9181 | -112.2938 | 0 | 0 | 0 | 0 | 0
6825 | 286.4047 | 241.87 | 719.7141 | 297.5178 | -422.1962 | 0 | 0 | 0 | 0 | 0
6826 | 227.0213 | 466.31 | 1383.2641 | 235.8315 | -1147.4326 | 0 | 0 | 0 | 0 | 0
6827 | 226.7086 | 630.09 | 1845.3421 | 235.5064 | -1225.3959 | 0 | 384.4398 | 0 | 0 | 0
6828 | 265.6099 | 641.32 | 1871.7724 | 275.918 | -1225.3959 | 0 | 370.4585 | 0 | 0 | 0
6829 | 180.5099 | 620.14 | 1812.2427 | 187.5146 | -1225.3959 | 0 | 399.3321 | 0 | 0 | 0
6830 | 244.417 | 387.58 | 1143.2576 | 253.9015 | -889.3561 | 0 | 0 | 0 | 0 | 0
6831 | 281.7887 | 43.17 | 107.5246 | 107.5246 | 0 | 0 | 0 | 0 | 0 | 185.1991
6832 | 244.5879 | 32.35 | 77.0274 | 77.0274 | 0 | 0 | 0 | 0 | 0 | 177.0518
6833 | 259.577 | 100.57 | 288.0928 | 269.6498 | -18.4429 | 0 | 0 | 0 | 0 | 0
6834 | 261.3999 | 9.44 | 1.3369 | 1.3369 | 0 | 0 | 0 | 0 | 0 | 270.2066
6835 | 181.0159 | 0 | 0 | 0 | 0 | 0 | 0 | 0 | 0 | 188.0403
6836 | 341.8528 | 0 | 0 | 0 | 0 | 0 | 0 | 0 | 0 | 355.1185
6837 | 203.5578 | 0 | 0 | 0 | 0 | 0 | 0 | 0 | 0 | 211.457
6838 | 261.8282 | 0 | 0 | 0 | 0 | 0 | 0 | 0 | 0 | 271.9882
6839 | 280.4747 | 0 | 0 | 0 | 0 | 0 | 0 | 0 | 0 | 291.3588
6840 | 239.297 | 0 | 0 | 0 | 0 | 0 | 0 | 0 | 0 | 248.5829
6841 | 247.8433 | 0 | 0 | 0 | 0 | 0 | 0 | 247.843 | 0 | 0
6842 | 213.658 | 0 | 0 | 0 | 0 | 0 | 0 | 213.658 | 0 | 0
6843 | 278.9208 | 0 | 0 | 0 | 0 | 0 | 0 | 278.921 | 0 | 0
6844 | 284.3594 | 0 | 0 | 0 | 0 | 0 | 0 | 250.938 | 0 | 34.7179
6845 | 227.6429 | 0 | 0 | 0 | 0 | 0 | 0 | 0 | 0 | 236.4766
6846 | 224.5351 | 0 | 0 | 0 | 0 | 0 | 0 | 0 | 0 | 233.248
6847 | 211.1465 | 63.84 | 164.4594 | 164.4594 | 0 | 0 | 0 | 0 | 0 | 54.8811
6848 | 228.4266 | 394.31 | 1206.3058 | 237.29 | -969.0158 | 0 | 0 | 0 | 0 | 0
6849 | 798.5303 | 287.98 | 861.1556 | 829.5168 | -31.6389 | 0 | 0 | 0 | 0 | 0
6850 | 1189.1388 | 485.15 | 1438.4402 | 1235.2832 | -203.157 | 0 | 0 | 0 | 0 | 0
6851 | 1149.785 | 352.93 | 1034.8085 | 1034.8085 | 0 | 0 | 0 | 0 | 0 | 159.5937
6852 | 1049.2511 | 496.13 | 1447.1693 | 1089.9669 | -357.2024 | 0 | 0 | 0 | 0 | 0
6853 | 1004.3509 | 635.55 | 1848.7546 | 1043.3246 | -805.43 | 0 | 0 | 0 | 0 | 0
6854 | 1250.2042 | 666.15 | 1948.5016 | 1298.7179 | -649.7838 | 0 | 0 | 0 | 0 | 0
6855 | 903.8122 | 441.83 | 1313.4658 | 938.8842 | -374.5816 | 0 | 0 | 0 | 0 | 0
6856 | 1265.9984 | 208.1 | 619.887 | 619.887 | 0 | 0 | 0 | 669.267 | 0 | 0
6857 | 1338.141 | 9.79 | 10.9397 | 10.9397 | 0 | 0 | 0 | 1327.61 | 0 | 0
6858 | 1446.2015 | 6.55 | 0 | 0 | 0 | 0 | 0 | 1446.201 | 0 | 0
6859 | 1536.9168 | 0 | 0 | 0 | 0 | 0 | 0 | 711.317 | 0 | 857.6372
6860 | 1201.1464 | 0 | 0 | 0 | 0 | 0 | 0 | 21.525 | 0 | 1225.3959
6861 | 1445.882 | 0 | 0 | 0 | 0 | 0 | 0 | 266.261 | 0 | 1225.3959
6862 | 1395.381 | 0 | 0 | 0 | 0 | 0 | 0 | 215.76 | 0 | 1225.3959
6863 | 1485.5058 | 0 | 0 | 0 | 0 | 0 | 0 | 305.884 | 0 | 1225.3959
6864 | 1257.086 | 0 | 0 | 0 | 0 | 0 | 0 | 1257.086 | 0 | 0
6865 | 1266.4092 | 0 | 0 | 0 | 0 | 0 | 0 | 1266.409 | 0 | 0
6866 | 1198.8156 | 0 | 0 | 0 | 0 | 0 | 0 | 1198.816 | 0 | 0
6867 | 1652.5475 | 0 | 0 | 0 | 0 | 0 | 0 | 1652.548 | 0 | 0
6868 | 1262.5245 | 0 | 0 | 0 | 0 | 0 | 0 | 1262.525 | 0 | 0
6869 | 1325.4565 | 0 | 0 | 0 | 0 | 0 | 0 | 1325.457 | 0 | 0
6870 | 1463.7515 | 0 | 0 | 0 | 0 | 0 | 0 | 1463.752 | 0 | 0
6871 | 1647.1089 | 133.93 | 347.6703 | 0 | -347.6703 | 0 | 0 | 1647.109 | 0 | 0
6872 | 1347.642 | 289.23 | 873.2536 | 0 | -873.2536 | 0 | 0 | 1347.642 | 0 | 0
6873 | 1537.3752 | 332.34 | 984.7931 | 0 | -984.7931 | 0 | 0 | 1537.375 | 0 | 0
6874 | 2055.2559 | 580.22 | 1679.8397 | 454.4438 | -1225.3959 | 0 | 0 | 1617.788 | 0 | 0
6875 | 1950.1673 | 604.51 | 1734.4528 | 509.0569 | -1225.3959 | 0 | 0 | 1460.126 | 0 | 0
6876 | 1632.9415 | 632.58 | 1810.993 | 585.5971 | -1225.3959 | 0 | 0 | 1069.22 | 0 | 0
6877 | 1578.9248 | 605.95 | 1740.7064 | 1364.5292 | -376.1772 | 0 | 0 | 265.368 | 0 | 0
6878 | 1500.0918 | 588.25 | 1709.6108 | 1558.3027 | -151.3081 | 0 | 0 | 0 | 0 | 0
6879 | 1560.4337 | 469.9 | 1391.4291 | 1391.4291 | 0 | 0 | 0 | 220.981 | 0 | 0
6880 | 1354.9627 | 237.27 | 708.7391 | 708.7391 | 0 | 0 | 0 | 672.699 | 0 | 0
6881 | 1401.9869 | 135.36 | 387.6144 | 387.6144 | 0 | 0 | 0 | 1028.852 | 0 | 0
6882 | 1511.5332 | 9.14 | 0 | 0 | 0 | 0 | 0 | 1511.533 | 0 | 0
6883 | 1511.2516 | 0 | 0 | 0 | 0 | 0 | 0 | 548.681 | 0 | 999.9223
6884 | 1042.651 | 0 | 0 | 0 | 0 | 0 | 0 | 0 | 0 | 1083.1108
6885 | 1417.1352 | 0 | 0 | 0 | 0 | 0 | 0 | 237.514 | 0 | 1225.3959
6886 | 1734.126 | 0 | 0 | 0 | 0 | 0 | 0 | 554.505 | 0 | 1225.3959
6887 | 1786.9578 | 0 | 0 | 0 | 0 | 0 | 0 | 607.336 | 0 | 1225.3959
6888 | 1498.7138 | 0 | 0 | 0 | 0 | 0 | 0 | 1498.714 | 0 | 0
6889 | 1306.0331 | 0 | 0 | 0 | 0 | 0 | 0 | 1306.033 | 0 | 0
6890 | 1539.8915 | 0 | 0 | 0 | 0 | 0 | 0 | 1539.891 | 0 | 0
6891 | 1354.9802 | 0 | 0 | 0 | 0 | 0 | 0 | 1354.98 | 0 | 0
6892 | 1587.2847 | 0 | 0 | 0 | 0 | 0 | 0 | 1587.285 | 0 | 0
6893 | 1386.8347 | 0 | 0 | 0 | 0 | 0 | 0 | 1386.835 | 0 | 0
6894 | 1682.8481 | 0 | 0 | 0 | 0 | 0 | 0 | 1682.848 | 0 | 0
6895 | 1314.5969 | 83.6 | 221.8939 | 0 | -221.8939 | 0 | 0 | 1314.597 | 0 | 0
6896 | 1491.5815 | 236.77 | 720.008 | 0 | -720.008 | 0 | 0 | 1491.581 | 0 | 0
6897 | 1238.8415 | 361.64 | 1094.0681 | 0 | -1094.0681 | 0 | 0 | 1238.842 | 0 | 0
6898 | 1931.0148 | 566.73 | 1691.2313 | 465.8354 | -1225.3959 | 0 | 0 | 1482.581 | 0 | 0
6899 | 1849.8422 | 498.25 | 1473.8728 | 248.4769 | -1225.3959 | 0 | 0 | 1610.647 | 0 | 0
6900 | 1624.0727 | 848.19 | 2451.9927 | 1226.5968 | -1225.3959 | 0 | 0 | 443.296 | 0 | 0
6901 | 1805.6859 | 681.81 | 1991.6598 | 1582.351 | -409.3088 | 0 | 0 | 282.444 | 0 | 0
6902 | 1579.4376 | 655.97 | 1928.6511 | 1640.7277 | -287.9234 | 0 | 0 | 0 | 0 | 0
6903 | 1451.8731 | 500.53 | 1499.2041 | 1499.2041 | 0 | 0 | 0 | 8.672 | 0 | 0
6904 | 1128.7455 | 150.11 | 440.8978 | 440.8978 | 0 | 0 | 0 | 704.317 | 0 | 0
6905 | 1228.0848 | 29.39 | 69.2228 | 69.2228 | 0 | 0 | 0 | 1161.448 | 0 | 0
6906 | 1434.2978 | 1.96 | 0 | 0 | 0 | 0 | 0 | 1434.298 | 0 | 0
6907 | 1492.2516 | 0 | 0 | 0 | 0 | 0 | 0 | 666.652 | 0 | 857.6372
6908 | 1240.7703 | 0 | 0 | 0 | 0 | 0 | 0 | 61.149 | 0 | 1225.3959
6909 | 1418.6891 | 0 | 0 | 0 | 0 | 0 | 0 | 239.068 | 0 | 1225.3959
6910 | 1613.7006 | 0 | 0 | 0 | 0 | 0 | 0 | 434.079 | 0 | 1225.3959
6911 | 1366.6343 | 0 | 0 | 0 | 0 | 0 | 0 | 187.013 | 0 | 1225.3959
6912 | 1386.8347 | 0 | 0 | 0 | 0 | 0 | 0 | 1386.835 | 0 | 0
6913 | 1509.5909 | 0 | 0 | 0 | 0 | 0 | 0 | 1509.591 | 0 | 0
6914 | 1275.7325 | 0 | 0 | 0 | 0 | 0 | 0 | 1275.732 | 0 | 0
6915 | 1501.8215 | 0 | 0 | 0 | 0 | 0 | 0 | 1501.822 | 0 | 0
6916 | 1306.0331 | 0 | 0 | 0 | 0 | 0 | 0 | 1306.033 | 0 | 0
6917 | 1323.1257 | 0 | 0 | 0 | 0 | 0 | 0 | 1323.126 | 0 | 0
6918 | 1096.2598 | 0 | 0 | 0 | 0 | 0 | 0 | 1096.26 | 0 | 0
6919 | 1443.5696 | 52.2 | 138.5766 | 0 | -138.5766 | 0 | 0 | 1443.57 | 0 | 0
6920 | 1285.1606 | 182.11 | 546.6492 | 0 | -546.6492 | 0 | 0 | 1285.161 | 0 | 0
6921 | 1191.5872 | 350.95 | 1056.1673 | 0 | -1056.1673 | 0 | 0 | 1191.587 | 0 | 0
6922 | 1744.2447 | 358.61 | 1061.4486 | 0 | -1061.4486 | 0 | 0 | 1744.245 | 0 | 0
6923 | 1620.4415 | 509.44 | 1486.4278 | 261.0319 | -1225.3959 | 0 | 0 | 1369.161 | 0 | 0
6924 | 1876.2766 | 699.5 | 2004.4008 | 779.0049 | -1225.3959 | 0 | 0 | 1126.372 | 0 | 0
6925 | 1620.8484 | 803.71 | 2287.3037 | 1131.5461 | -1155.7575 | 0 | 0 | 531.571 | 0 | 0
6926 | 1712.8476 | 568.45 | 1659.6236 | 1659.6236 | 0 | 0 | 0 | 115.22 | 0 | 0
6927 | 1534.4519 | 488.51 | 1455.8194 | 1455.8194 | 0 | 0 | 0 | 133.015 | 0 | 0
6928 | 1664.7066 | 72.95 | 201.7806 | 201.7806 | 0 | 0 | 0 | 1470.464 | 0 | 0
6929 | 1575.5306 | 21.55 | 45.7614 | 45.7614 | 0 | 0 | 0 | 1531.479 | 0 | 0
6930 | 1789.0993 | 1.96 | 0 | 0 | 0 | 0 | 0 | 1789.099 | 0 | 0
6931 | 1655.2046 | 0 | 0 | 0 | 0 | 0 | 0 | 829.605 | 0 | 857.6372
6932 | 1494.8291 | 0 | 0 | 0 | 0 | 0 | 0 | 315.208 | 0 | 1225.3959
6933 | 1709.264 | 0 | 0 | 0 | 0 | 0 | 0 | 529.643 | 0 | 1225.3959
6934 | 1697.6099 | 0 | 0 | 0 | 0 | 0 | 0 | 517.989 | 0 | 1225.3959
6935 | 1894.9522 | 0 | 0 | 0 | 0 | 0 | 0 | 715.331 | 0 | 1225.3959
6936 | 1490.1674 | 0 | 0 | 0 | 0 | 0 | 0 | 1490.167 | 0 | 0
6937 | 1436.5587 | 0 | 0 | 0 | 0 | 0 | 0 | 1436.559 | 0 | 0
6938 | 1714.7026 | 0 | 0 | 0 | 0 | 0 | 0 | 1714.703 | 0 | 0
6939 | 1420.243 | 0 | 0 | 0 | 0 | 0 | 0 | 1420.243 | 0 | 0
6940 | 1859.99 | 0 | 0 | 0 | 0 | 0 | 0 | 1859.99 | 0 | 0
6941 | 1577.9614 | 0 | 0 | 0 | 0 | 0 | 0 | 1577.961 | 0 | 0
6942 | 1522.7988 | 0 | 0 | 0 | 0 | 0 | 0 | 1522.799 | 0 | 0
6943 | 1380.6823 | 95 | 255.2707 | 0 | -255.2707 | 0 | 0 | 1380.682 | 0 | 0
6944 | 1445.3682 | 272.3 | 834.8167 | 0 | -834.8167 | 0 | 0 | 1445.368 | 0 | 0
6945 | 1443.6317 | 489.94 | 1493.018 | 267.6221 | -1225.3959 | 0 | 0 | 1186.007 | 0 | 0
6946 | 1751.3527 | 701.95 | 2092.9236 | 867.5277 | -1225.3959 | 0 | 0 | 916.232 | 0 | 0
6947 | 1975.004 | 636.98 | 1880.0683 | 780.3345 | -1099.7338 | 0 | 0 | 1223.818 | 0 | 0
6948 | 1647.8616 | 820.64 | 2390.1308 | 1711.8069 | -678.3239 | 0 | 0 | 0 | 0 | 0
6949 | 1546.6392 | 747.1 | 2181.3071 | 1606.6559 | -574.6512 | 0 | 0 | 0 | 0 | 0
6950 | 1415.4066 | 673.12 | 1986.1334 | 1470.3315 | -515.8019 | 0 | 0 | 0 | 0 | 0
6951 | 1594.654 | 537.83 | 1616.2586 | 1616.2586 | 0 | 0 | 0 | 38.77 | 0 | 0
6952 | 1899.5274 | 183.75 | 548.4224 | 548.4224 | 0 | 0 | 0 | 1371.591 | 0 | 0
6953 | 1653.7527 | 58.02 | 152.2067 | 152.2067 | 0 | 0 | 0 | 1507.232 | 0 | 0
6954 | 1424.522 | 1.96 | 0 | 0 | 0 | 0 | 0 | 1424.522 | 0 | 0
6955 | 1615.5546 | 0 | 0 | 0 | 0 | 0 | 0 | 723.686 | 0 | 926.4778
6956 | 1257.086 | 0 | 0 | 0 | 0 | 0 | 0 | 77.465 | 0 | 1225.3959
6957 | 1328.5643 | 0 | 0 | 0 | 0 | 0 | 0 | 148.943 | 0 | 1225.3959
6958 | 1113.3524 | 0 | 0 | 0 | 0 | 0 | 0 | 0 | 0 | 1156.5553
6959 | 1417.1352 | 0 | 0 | 0 | 0 | 0 | 0 | 237.514 | 0 | 1225.3959
6960 | 1232.224 | 0 | 0 | 0 | 0 | 0 | 0 | 1232.224 | 0 | 0
6961 | 896.5867 | 0 | 0 | 0 | 0 | 0 | 0 | 896.587 | 0 | 0
6962 | 1312.2486 | 0 | 0 | 0 | 0 | 0 | 0 | 1312.249 | 0 | 0
6963 | 996.8117 | 0 | 0 | 0 | 0 | 0 | 0 | 996.812 | 0 | 0
6964 | 1216.6852 | 0 | 0 | 0 | 0 | 0 | 0 | 1216.685 | 0 | 0
6965 | 1229.1162 | 0 | 0 | 0 | 0 | 0 | 0 | 1229.116 | 0 | 0
6966 | 891.925 | 0 | 0 | 0 | 0 | 0 | 0 | 891.925 | 0 | 0
6967 | 1020.5365 | 56.27 | 151.4286 | 0 | -151.4286 | 0 | 0 | 1020.536 | 0 | 0
6968 | 782.7914 | 200 | 605.5795 | 0 | -605.5795 | 0 | 0 | 782.791 | 0 | 0
6969 | 1064.2324 | 202.01 | 601.1511 | 0 | -601.1511 | 0 | 0 | 1064.232 | 0 | 0
6970 | 1233.7118 | 443.74 | 1326.6305 | 101.2346 | -1225.3959 | 0 | 0 | 1136.259 | 0 | 0
6971 | 1280.4233 | 520.17 | 1537.6679 | 312.272 | -1225.3959 | 0 | 0 | 979.816 | 0 | 0
6972 | 1104.2739 | 515.44 | 1519.0515 | 293.6556 | -1225.3959 | 0 | 0 | 821.589 | 0 | 0
6973 | 1300.3109 | 663.35 | 1947.8119 | 722.416 | -1225.3959 | 0 | 0 | 604.881 | 0 | 0
6974 | 1092.2168 | 361.71 | 1072.9233 | 976.088 | -96.8353 | 0 | 0 | 152.59 | 0 | 0
6975 | 1134.3734 | 409.07 | 1231.2039 | 1178.3921 | -52.8118 | 0 | 0 | 0 | 0 | 0
6976 | 1436.7588 | 208.34 | 626.5655 | 626.5655 | 0 | 0 | 0 | 833.599 | 0 | 0
6977 | 1263.9143 | 104.13 | 298.8776 | 298.8776 | 0 | 0 | 0 | 976.202 | 0 | 0
6978 | 1435.7711 | 4.89 | 0 | 0 | 0 | 0 | 0 | 1435.771 | 0 | 0
6979 | 1114.3042 | 0 | 0 | 0 | 0 | 0 | 0 | 95.794 | 0 | 1058.033
6980 | 986.7115 | 0 | 0 | 0 | 0 | 0 | 0 | 0 | 0 | 1025.0001
6981 | 1394.604 | 0 | 0 | 0 | 0 | 0 | 0 | 214.983 | 0 | 1225.3959
6982 | 1505.7062 | 0 | 0 | 0 | 0 | 0 | 0 | 326.085 | 0 | 1225.3959
6983 | 1400.0426 | 0 | 0 | 0 | 0 | 0 | 0 | 220.421 | 0 | 1225.3959
6984 | 1386.8347 | 0 | 0 | 0 | 0 | 0 | 0 | 1386.835 | 0 | 0
6985 | 1262.5245 | 0 | 0 | 0 | 0 | 0 | 0 | 1262.525 | 0 | 0
6986 | 1246.9858 | 0 | 0 | 0 | 0 | 0 | 0 | 1246.986 | 0 | 0
6987 | 1582.6231 | 0 | 0 | 0 | 0 | 0 | 0 | 1582.623 | 0 | 0
6988 | 1398.4887 | 0 | 0 | 0 | 0 | 0 | 0 | 1398.489 | 0 | 0
6989 | 1537.5607 | 0 | 0 | 0 | 0 | 0 | 0 | 1537.561 | 0 | 0
6990 | 1553.8764 | 0 | 0 | 0 | 0 | 0 | 0 | 1553.876 | 0 | 0
6991 | 1107.5098 | 106.02 | 283.2914 | 283.2914 | 0 | 0 | 0 | 834.801 | 0 | 0
6992 | 198.9214 | 268.81 | 824.9616 | 206.6411 | -618.3205 | 0 | 0 | 0 | 0 | 0
6993 | 298.2132 | 541.94 | 1655.5005 | 309.7851 | -1225.3959 | 0 | 120.3196 | 0 | 0 | 0
6994 | 304.1927 | 481.41 | 1439.5393 | 315.9961 | -1123.5432 | 0 | 0 | 0 | 0 | 0
6995 | 345.2975 | 496.87 | 1467.8664 | 358.6972 | -1109.1692 | 0 | 0 | 0 | 0 | 0
6996 | 302.5368 | 724.97 | 2112.4178 | 314.2769 | -1225.3959 | 0 | 572.745 | 0 | 0 | 0
6997 | 291.076 | 317.85 | 933.0014 | 302.3711 | -630.6303 | 0 | 0 | 0 | 0 | 0
6998 | 306.2603 | 535.89 | 1584.6707 | 318.1443 | -476.935 | 0 | 789.5913 | 0 | 0 | 0
6999 | 275.21 | 556.99 | 1670.5113 | 285.8895 | 0 | 0 | 1384.6218 | 0 | 0 | 0
7000 | 224.034 | 387.61 | 1188.4072 | 232.7276 | 0 | 0 | 955.6796 | 0 | 0 | 0
7001 | 243.4565 | 65.22 | 178.9217 | 178.9217 | 0 | 0 | 0 | 0 | 0 | 73.9816
7002 | 289.9125 | 3.91 | 0 | 0 | 0 | 0 | 0 | 0 | 0 | 301.163
7003 | 248.7805 | 0 | 0 | 0 | 0 | 0 | 0 | 0 | 0 | 258.4338
7004 | 309.2214 | 0 | 0 | 0 | 0 | 0 | 0 | 0 | 0 | 321.2202
7005 | 289.7979 | 0 | 0 | 0 | 0 | 0 | 0 | 0 | 0 | 301.0435
7006 | 230.7506 | 0 | 0 | 0 | 0 | 0 | 0 | 0 | 0 | 239.7052
7007 | 296.7904 | 0 | 0 | 0 | 0 | 0 | 0 | 0 | 0 | 308.3069
7008 | 163.157 | 0 | 0 | 0 | 0 | 0 | 0 | 0 | 0 | 169.4883
7009 | 222.2043 | 0 | 0 | 0 | 0 | 0 | 0 | 168.303 | 0 | 55.9926
7010 | 219.8735 | 0 | 0 | 0 | 0 | 0 | 0 | 0 | 0 | 228.4062
7011 | 215.2119 | 0 | 0 | 0 | 0 | 0 | 0 | 0 | 0 | 223.5632
7012 | 131.3026 | 0 | 0 | 0 | 0 | 0 | 0 | 0 | 0 | 136.3982
7013 | 144.5105 | 0 | 0 | 0 | 0 | 0 | 0 | 0 | 0 | 150.1187
7014 | 197.3423 | 0 | 0 | 0 | 0 | 0 | 0 | 0 | 0 | 204.9998
7015 | 135.9137 | 66.28 | 180.7707 | 141.1881 | -39.5826 | 0 | 0 | 0 | 0 | 0
7016 | 163.4921 | 233.01 | 711.5844 | 169.8363 | -541.7481 | 0 | 0 | 0 | 0 | 0
7017 | 970.3841 | 393.39 | 1199.1962 | 1008.0405 | -191.1557 | 0 | 0 | 0 | 0 | 0
7018 | 1153.9649 | 485.7 | 1456.6525 | 1198.7443 | -257.9082 | 0 | 0 | 0 | 0 | 0
7019 | 1330.2706 | 754.1 | 2228.2902 | 1381.8918 | -846.3984 | 0 | 0 | 0 | 0 | 0
7020 | 1342.4171 | 822.77 | 2414.5209 | 1394.5092 | -1020.0117 | 0 | 0 | 0 | 0 | 0
7021 | 1361.5307 | 616.38 | 1825.9871 | 1414.3649 | -411.6222 | 0 | 0 | 0 | 0 | 0
7022 | 1355.7183 | 265.9 | 785.4018 | 785.4018 | 0 | 0 | 0 | 599.655 | 0 | 0
7023 | 1394.876 | 198.79 | 585.8786 | 585.8786 | 0 | 0 | 0 | 830.883 | 0 | 0
7024 | 1538.6163 | 110.19 | 317.3756 | 317.3756 | 0 | 0 | 0 | 1233.096 | 0 | 0
7025 | 1416.4175 | 39.2 | 99.1601 | 99.1601 | 0 | 0 | 0 | 1320.961 | 0 | 0
7026 | 1352.2386 | 1.96 | 0 | 0 | 0 | 0 | 0 | 1352.239 | 0 | 0
7027 | 1554.2017 | 0 | 0 | 0 | 0 | 0 | 0 | 444.013 | 0 | 1153.2696
7028 | 1215.1313 | 0 | 0 | 0 | 0 | 0 | 0 | 35.51 | 0 | 1225.3959
7029 | 895.0328 | 0 | 0 | 0 | 0 | 0 | 0 | 0 | 0 | 929.7645
7030 | 1180.946 | 0 | 0 | 0 | 0 | 0 | 0 | 1.325 | 0 | 1225.3959
7031 | 1267.9631 | 0 | 0 | 0 | 0 | 0 | 0 | 88.342 | 0 | 1225.3959
7032 | 849.9704 | 0 | 0 | 0 | 0 | 0 | 0 | 849.97 | 0 | 0
7033 | 1104.8061 | 0 | 0 | 0 | 0 | 0 | 0 | 1104.806 | 0 | 0
7034 | 738.0913 | 0 | 0 | 0 | 0 | 0 | 0 | 738.091 | 0 | 0
7035 | 1162.2995 | 0 | 0 | 0 | 0 | 0 | 0 | 1162.3 | 0 | 0
7036 | 1122.6757 | 0 | 0 | 0 | 0 | 0 | 0 | 1122.676 | 0 | 0
7037 | 1184.8307 | 0 | 0 | 0 | 0 | 0 | 0 | 1184.831 | 0 | 0
7038 | 1024.0045 | 0 | 0 | 0 | 0 | 0 | 0 | 1024.005 | 0 | 0
7039 | 1256.0216 | 53.72 | 143.2584 | 0 | -143.2584 | 0 | 0 | 1256.022 | 0 | 0
7040 | 1353.606 | 259.63 | 794.1195 | 0 | -794.1195 | 0 | 0 | 1353.606 | 0 | 0
7041 | 1534.3568 | 211.41 | 630.462 | 0 | -630.462 | 0 | 0 | 1534.357 | 0 | 0
7042 | 1602.1427 | 505.97 | 1511.8577 | 286.4618 | -1225.3959 | 0 | 0 | 1326.382 | 0 | 0
7043 | 1628.6013 | 747.3 | 2197.6548 | 972.2589 | -1225.3959 | 0 | 0 | 692.662 | 0 | 0
7044 | 1636.1784 | 852.02 | 2483.188 | 1257.7921 | -1225.3959 | 0 | 0 | 425.372 | 0 | 0
7045 | 1876.1804 | 868.28 | 2533.9253 | 1880.9243 | -653.001 | 0 | 0 | 65.519 | 0 | 0
7046 | 1679.1101 | 762.81 | 2256.6288 | 1744.2674 | -512.3614 | 0 | 0 | 0 | 0 | 0
7047 | 1605.5447 | 499.11 | 1505.1159 | 1505.1159 | 0 | 0 | 0 | 156.653 | 0 | 0
7048 | 1427.7269 | 253.76 | 769.4593 | 769.4593 | 0 | 0 | 0 | 687.011 | 0 | 0
7049 | 1587.1934 | 167.6 | 473.7957 | 473.7957 | 0 | 0 | 0 | 1131.097 | 0 | 0
7050 | 1493.7656 | 7.48 | 0 | 0 | 0 | 0 | 0 | 1493.766 | 0 | 0
7051 | 1428.0124 | 0 | 0 | 0 | 0 | 0 | 0 | 602.412 | 0 | 857.6372
7052 | 1214.3544 | 0 | 0 | 0 | 0 | 0 | 0 | 34.733 | 0 | 1225.3959
7053 | 1286.6096 | 0 | 0 | 0 | 0 | 0 | 0 | 106.988 | 0 | 1225.3959
7054 | 1485.5058 | 0 | 0 | 0 | 0 | 0 | 0 | 305.884 | 0 | 1225.3959
7055 | 1588.0616 | 0 | 0 | 0 | 0 | 0 | 0 | 408.44 | 0 | 1225.3959
7056 | 1464.5285 | 0 | 0 | 0 | 0 | 0 | 0 | 1464.528 | 0 | 0
7057 | 943.9799 | 0 | 0 | 0 | 0 | 0 | 0 | 943.98 | 0 | 0
7058 | 1055.082 | 0 | 0 | 0 | 0 | 0 | 0 | 1055.082 | 0 | 0
7059 | 1517.3603 | 0 | 0 | 0 | 0 | 0 | 0 | 1517.36 | 0 | 0
7060 | 1184.8307 | 0 | 0 | 0 | 0 | 0 | 0 | 1184.831 | 0 | 0
7061 | 1555.4302 | 0 | 0 | 0 | 0 | 0 | 0 | 1555.43 | 0 | 0
7062 | 1419.4661 | 0 | 0 | 0 | 0 | 0 | 0 | 1419.466 | 0 | 0
7063 | 1509.6793 | 122.01 | 322.633 | 0 | -322.633 | 0 | 0 | 1509.679 | 0 | 0
7064 | 1222.5996 | 331.66 | 1023.3131 | 0 | -1023.3131 | 0 | 0 | 1222.6 | 0 | 0
7065 | 1098.0623 | 457.55 | 1392.8543 | 167.4584 | -1225.3959 | 0 | 0 | 936.86 | 0 | 0
7066 | 1450.0124 | 587.93 | 1754.2171 | 528.8212 | -1225.3959 | 0 | 0 | 940.946 | 0 | 0
7067 | 1367.1296 | 628.25 | 1848.9374 | 623.5415 | -1225.3959 | 0 | 0 | 766.881 | 0 | 0
7068 | 1547.1005 | 718.56 | 2096.5895 | 1542.5025 | -554.087 | 0 | 0 | 62.218 | 0 | 0
7069 | 1876.2222 | 766.01 | 2231.23 | 1949.0283 | -282.2017 | 0 | 0 | 0 | 0 | 0
7070 | 1289.5668 | 641.05 | 1890.5758 | 1339.6083 | -550.9675 | 0 | 0 | 0 | 0 | 0
7071 | 1309.7799 | 94.97 | 265.0593 | 265.0593 | 0 | 0 | 0 | 1054.622 | 0 | 0
7072 | 1430.0072 | 43.13 | 110.0479 | 110.0479 | 0 | 0 | 0 | 1324.07 | 0 | 0
7073 | 1378.6088 | 15.67 | 28.2513 | 28.2513 | 0 | 0 | 0 | 1351.413 | 0 | 0
7074 | 911.5146 | 0.98 | 0 | 0 | 0 | 0 | 0 | 911.515 | 0 | 0
7075 | 1308.9971 | 0 | 0 | 0 | 0 | 0 | 0 | 213.341 | 0 | 1138.1727
7076 | 978.1652 | 0 | 0 | 0 | 0 | 0 | 0 | 0 | 0 | 1016.1224
7077 | 1111.0216 | 0 | 0 | 0 | 0 | 0 | 0 | 0 | 0 | 1154.1349
7078 | 1313.0255 | 0 | 0 | 0 | 0 | 0 | 0 | 133.404 | 0 | 1225.3959
7079 | 1476.9595 | 0 | 0 | 0 | 0 | 0 | 0 | 297.338 | 0 | 1225.3959
7080 | 1488.6136 | 0 | 0 | 0 | 0 | 0 | 0 | 1488.614 | 0 | 0
7081 | 1055.859 | 0 | 0 | 0 | 0 | 0 | 0 | 1055.859 | 0 | 0
7082 | 1290.4943 | 0 | 0 | 0 | 0 | 0 | 0 | 1290.494 | 0 | 0
7083 | 1036.4355 | 0 | 0 | 0 | 0 | 0 | 0 | 1036.436 | 0 | 0
7084 | 1038.7663 | 0 | 0 | 0 | 0 | 0 | 0 | 1038.766 | 0 | 0
7085 | 936.9874 | 0 | 0 | 0 | 0 | 0 | 0 | 936.987 | 0 | 0
7086 | 1198.0387 | 0 | 0 | 0 | 0 | 0 | 0 | 1198.039 | 0 | 0
7087 | 1205.407 | 126.2 | 333.0481 | 0 | -333.0481 | 0 | 0 | 1205.407 | 0 | 0
7088 | 1106.8931 | 306.86 | 946.909 | 0 | -946.909 | 0 | 0 | 1106.893 | 0 | 0
7089 | 1442.5236 | 553.5 | 1691.037 | 465.6411 | -1225.3959 | 0 | 0 | 994.277 | 0 | 0
7090 | 1737.0055 | 665.29 | 1982.7687 | 757.3728 | -1225.3959 | 0 | 0 | 1007.925 | 0 | 0
7091 | 1443.4841 | 659.55 | 1936.2895 | 710.8936 | -1225.3959 | 0 | 0 | 759.147 | 0 | 0
7092 | 1588.2695 | 472.06 | 1383.7596 | 1194.185 | -189.5746 | 0 | 0 | 438.693 | 0 | 0
7093 | 1786.2343 | 802.33 | 2290.7878 | 1855.5484 | -435.2395 | 0 | 0 | 0 | 0 | 0
7094 | 1390.1667 | 791.57 | 2272.5433 | 1444.1121 | -828.4312 | 0 | 0 | 0 | 0 | 0
7095 | 1677.3843 | 562.62 | 1654.3786 | 1654.3786 | 0 | 0 | 0 | 84.806 | 0 | 0
7096 | 1676.6695 | 361.54 | 1093.905 | 1093.905 | 0 | 0 | 0 | 623.627 | 0 | 0
7097 | 1553.3917 | 121.01 | 340.9326 | 340.9326 | 0 | 0 | 0 | 1225.195 | 0 | 0
7098 | 1585.9659 | 4.22 | 0 | 0 | 0 | 0 | 0 | 1585.966 | 0 | 0
7099 | 1572.7909 | 0 | 0 | 0 | 0 | 0 | 0 | 669.039 | 0 | 938.8219
7100 | 1489.3905 | 0 | 0 | 0 | 0 | 0 | 0 | 309.769 | 0 | 1225.3959
7101 | 1698.3869 | 0 | 0 | 0 | 0 | 0 | 0 | 518.766 | 0 | 1225.3959
7102 | 1112.5755 | 0 | 0 | 0 | 0 | 0 | 0 | 0 | 0 | 1155.7482
7103 | 1168.515 | 0 | 0 | 0 | 0 | 0 | 0 | 0 | 0 | 1213.8589
7104 | 371.3765 | 0 | 0 | 0 | 0 | 0 | 0 | 371.376 | 0 | 0
7105 | 116.5407 | 0 | 0 | 0 | 0 | 0 | 0 | 116.541 | 0 | 0
7106 | 122.7562 | 0 | 0 | 0 | 0 | 0 | 0 | 122.756 | 0 | 0
7107 | 114.9869 | 0 | 0 | 0 | 0 | 0 | 0 | 114.987 | 0 | 0
7108 | 121.2024 | 0 | 0 | 0 | 0 | 0 | 0 | 121.202 | 0 | 0
7109 | 123.5332 | 0 | 0 | 0 | 0 | 0 | 0 | 123.533 | 0 | 0
7110 | 101.7789 | 0 | 0 | 0 | 0 | 0 | 0 | 101.779 | 0 | 0
7111 | 87.8474 | 83.05 | 219.3696 | 0 | -219.3696 | 0 | 0 | 87.847 | 0 | 0
7112 | 176.3999 | 236.06 | 717.6074 | 0 | -717.6074 | 0 | 0 | 176.4 | 0 | 0
7113 | 1266.3005 | 155.49 | 454.2704 | 0 | -454.2704 | 0 | 0 | 1266.3 | 0 | 0
7114 | 1548.0484 | 47.11 | 119.2652 | 0 | -119.2652 | 0 | 0 | 1548.048 | 0 | 0
7115 | 1673.0266 | 147.66 | 420.0594 | 0 | -420.0594 | 0 | 0 | 1673.027 | 0 | 0
7116 | 1771.9988 | 556.23 | 1611.2277 | 385.8318 | -1225.3959 | 0 | 0 | 1400.58 | 0 | 0
7117 | 1494.0026 | 755.85 | 2162.6149 | 937.219 | -1225.3959 | 0 | 0 | 591.794 | 0 | 0
7118 | 1420.6499 | 540.58 | 1581.0286 | 355.6327 | -1225.3959 | 0 | 0 | 1078.302 | 0 | 0
7119 | 1712.2377 | 540.75 | 1612.8711 | 810.2407 | -802.6304 | 0 | 0 | 932.264 | 0 | 0
7120 | 1677.291 | 247.34 | 747.4096 | 747.4096 | 0 | 0 | 0 | 957.801 | 0 | 0
7121 | 1676.9667 | 8.81 | 8.3042 | 8.3042 | 0 | 0 | 0 | 1668.972 | 0 | 0
7122 | 1398.5489 | 0.98 | 0 | 0 | 0 | 0 | 0 | 1398.549 | 0 | 0
7123 | 1443.0422 | 0 | 0 | 0 | 0 | 0 | 0 | 1443.042 | 0 | 0
7124 | 1379.0653 | 0 | 0 | 0 | 0 | 0 | 0 | 307.491 | 0 | 1113.1562
7125 | 1510.3678 | 0 | 0 | 0 | 0 | 0 | 0 | 330.746 | 0 | 1225.3959
7126 | 1776.0807 | 0 | 0 | 0 | 0 | 0 | 0 | 596.459 | 0 | 1225.3959
7127 | 1299.0406 | 0 | 0 | 0 | 0 | 0 | 0 | 119.419 | 0 | 1225.3959
7128 | 1407.035 | 0 | 0 | 0 | 0 | 0 | 0 | 1407.035 | 0 | 0
7129 | 1057.4129 | 0 | 0 | 0 | 0 | 0 | 0 | 1057.413 | 0 | 0
7130 | 1358.0879 | 0 | 0 | 0 | 0 | 0 | 0 | 1358.088 | 0 | 0
7131 | 1203.4772 | 0 | 0 | 0 | 0 | 0 | 0 | 1203.477 | 0 | 0
7132 | 1147.5377 | 0 | 0 | 0 | 0 | 0 | 0 | 1147.538 | 0 | 0
7133 | 1421.0199 | 0 | 0 | 0 | 0 | 0 | 0 | 1421.02 | 0 | 0
7134 | 1152.9763 | 0 | 0 | 0 | 0 | 0 | 0 | 1152.976 | 0 | 0
7135 | 1150.6454 | 31.36 | 75.1544 | 0 | -75.1544 | 0 | 0 | 1150.645 | 0 | 0
7136 | 1557.2327 | 91.31 | 262.0915 | 0 | -262.0915 | 0 | 0 | 1557.233 | 0 | 0
7137 | 1562.9559 | 34.32 | 82.6899 | 0 | -82.6899 | 0 | 0 | 1562.956 | 0 | 0
7138 | 1484.153 | 194.89 | 570.5033 | 0 | -570.5033 | 0 | 0 | 1484.153 | 0 | 0
7139 | 1538.7348 | 679.17 | 1982.0145 | 756.6186 | -1225.3959 | 0 | 0 | 810.38 | 0 | 0
7140 | 1370.921 | 657.2 | 1923.802 | 698.4061 | -1225.3959 | 0 | 0 | 698.604 | 0 | 0
7141 | 1755.5239 | 166.42 | 477.632 | 0 | -477.632 | 0 | 0 | 1755.524 | 0 | 0
7142 | 1535.2541 | 260.15 | 767.8003 | 0 | -767.8003 | 0 | 0 | 1535.254 | 0 | 0
7143 | 1077.4462 | 56.91 | 149.7697 | 0 | -149.7697 | 0 | 0 | 1077.446 | 0 | 0
7144 | 1517.8449 | 76.51 | 213.3424 | 0 | -213.3424 | 0 | 0 | 1517.845 | 0 | 0
7145 | 1251.0074 | 98.36 | 280.2446 | 0 | -280.2446 | 0 | 0 | 1251.007 | 0 | 0
7146 | 1642.0142 | 3.91 | 0 | 0 | 0 | 0 | 0 | 1642.014 | 0 | 0
7147 | 1603.6198 | 0 | 0 | 0 | 0 | 0 | 0 | 778.02 | 0 | 857.6372
7148 | 1352.6494 | 0 | 0 | 0 | 0 | 0 | 0 | 173.028 | 0 | 1225.3959
7149 | 1404.7042 | 0 | 0 | 0 | 0 | 0 | 0 | 225.083 | 0 | 1225.3959
7150 | 1233.7778 | 0 | 0 | 0 | 0 | 0 | 0 | 54.156 | 0 | 1225.3959
7151 | 1466.0823 | 0 | 0 | 0 | 0 | 0 | 0 | 286.461 | 0 | 1225.3959
7152 | 1573.2998 | 0 | 0 | 0 | 0 | 0 | 0 | 1573.3 | 0 | 0
7153 | 1475.4056 | 0 | 0 | 0 | 0 | 0 | 0 | 1475.406 | 0 | 0
7154 | 1317.6872 | 0 | 0 | 0 | 0 | 0 | 0 | 1317.687 | 0 | 0
7155 | 1793.9503 | 0 | 0 | 0 | 0 | 0 | 0 | 1793.95 | 0 | 0
7156 | 1639.3396 | 0 | 0 | 0 | 0 | 0 | 0 | 1639.34 | 0 | 0
7157 | 1427.2354 | 0 | 0 | 0 | 0 | 0 | 0 | 1427.235 | 0 | 0
7158 | 1366.6343 | 0 | 0 | 0 | 0 | 0 | 0 | 1366.634 | 0 | 0
7159 | 1260.9775 | 76.77 | 198.5748 | 198.5748 | 0 | 0 | 0 | 1069.821 | 0 | 0
7160 | 331.6128 | 347.36 | 1072.8277 | 344.4801 | -728.3476 | 0 | 0 | 0 | 0 | 0
7161 | 268.4554 | 386.29 | 1176.7061 | 278.8734 | -897.8327 | 0 | 0 | 0 | 0 | 0
7162 | 276.049 | 472.4 | 1424.9461 | 286.761 | -1138.1851 | 0 | 0 | 0 | 0 | 0
7163 | 261.2493 | 669.06 | 1998.0724 | 271.3877 | -1225.3959 | 0 | 501.2887 | 0 | 0 | 0
7164 | 324.2289 | 815.69 | 2416.3461 | 336.8106 | -1225.3959 | 0 | 854.1395 | 0 | 0 | 0
7165 | 205.8624 | 876.13 | 2600.8544 | 213.8515 | -1194.2328 | 0 | 1192.7702 | 0 | 0 | 0
7166 | 205.1622 | 581.37 | 1750.1814 | 213.1233 | 0 | 0 | 1537.0581 | 0 | 0 | 0
7167 | 333.7513 | 566.08 | 1730.227 | 346.7021 | 0 | 0 | 1383.5248 | 0 | 0 | 0
7168 | 381.8331 | 288.03 | 887.5693 | 396.6499 | 0 | 0 | 490.9194 | 0 | 0 | 0
7169 | 308.0162 | 163.65 | 461.4869 | 319.9685 | 0 | 0 | 141.5184 | 0 | 0 | 0
7170 | 338.7742 | 8.27 | 0 | 0 | 0 | 0 | 0 | 0 | 0 | 351.92
7171 | 273.5706 | 0 | 0 | 0 | 0 | 0 | 0 | 0 | 0 | 284.1869
7172 | 258.7204 | 0 | 0 | 0 | 0 | 0 | 0 | 0 | 0 | 268.7596
7173 | 300.6751 | 0 | 0 | 0 | 0 | 0 | 0 | 0 | 0 | 312.3426
7174 | 283.5824 | 0 | 0 | 0 | 0 | 0 | 0 | 0 | 0 | 294.5863
7175 | 236.1892 | 0 | 0 | 0 | 0 | 0 | 0 | 0 | 0 | 245.3543
7176 | 135.1872 | 0 | 0 | 0 | 0 | 0 | 0 | 0 | 0 | 140.4329
7177 | 138.295 | 0 | 0 | 0 | 0 | 0 | 0 | 0 | 0 | 143.6615
7178 | 120.4254 | 0 | 0 | 0 | 0 | 0 | 0 | 0 | 0 | 125.0981
7179 | 114.9869 | 0 | 0 | 0 | 0 | 0 | 0 | 0 | 0 | 119.449
7180 | 111.8791 | 0 | 0 | 0 | 0 | 0 | 0 | 0 | 0 | 116.2204
7181 | 98.6711 | 0 | 0 | 0 | 0 | 0 | 0 | 0 | 0 | 102.4999
7182 | 96.3403 | 0 | 0 | 0 | 0 | 0 | 0 | 0 | 0 | 100.0784
7183 | 79.4371 | 140.73 | 363.1246 | 82.5195 | -280.6051 | 0 | 0 | 0 | 0 | 0
7184 | 86.9093 | 365.24 | 1126.5173 | 90.2825 | -1036.2347 | 0 | 0 | 0 | 0 | 0
7185 | 86.5519 | 639.01 | 1952.5416 | 89.9106 | -1225.3959 | 0 | 637.235 | 0 | 0 | 0
7186 | 85.5428 | 820.55 | 2444.291 | 88.8614 | -356.3931 | 0 | 1999.0364 | 0 | 0 | 0
7187 | 82.0117 | 525.36 | 1561.0867 | 85.1945 | 0 | 0 | 1475.8922 | 0 | 0 | 0
7188 | 89.4741 | 555.48 | 1638.2772 | 92.9471 | 0 | 0 | 1545.3301 | 0 | 0 | 0
7189 | 85.7196 | 644.5 | 1904.7088 | 89.0453 | 0 | 0 | 1815.6635 | 0 | 0 | 0
7190 | 90.0355 | 732.28 | 2176.7676 | 93.5288 | 0 | 0 | 2083.2388 | 0 | 0 | 0
7191 | 84.2988 | 115.75 | 328.8461 | 87.5692 | 0 | 0 | 241.2769 | 0 | 0 | 0
7192 | 95.4148 | 233.41 | 707.2868 | 99.1176 | 0 | 0 | 608.1693 | 0 | 0 | 0
7193 | 85.638 | 30.37 | 72.064 | 72.064 | 0 | 0 | 0 | 0 | 0 | 16.8972
7194 | 92.1604 | 1.96 | 0 | 0 | 0 | 0 | 0 | 0 | 0 | 95.7362
7195 | 99.1266 | 0 | 0 | 0 | 0 | 0 | 0 | 0 | 0 | 102.9736
7196 | 101.7789 | 0 | 0 | 0 | 0 | 0 | 0 | 0 | 0 | 105.7285
7197 | 100.225 | 0 | 0 | 0 | 0 | 0 | 0 | 0 | 0 | 104.1142
7198 | 107.9944 | 0 | 0 | 0 | 0 | 0 | 0 | 0 | 0 | 112.1847
7199 | 98.6711 | 0 | 0 | 0 | 0 | 0 | 0 | 0 | 0 | 102.4999
7200 | 104.1097 | 0 | 0 | 0 | 0 | 0 | 0 | 0 | 0 | 108.15
7201 | 94.0095 | 0 | 0 | 0 | 0 | 0 | 0 | 0 | 0 | 97.658
7202 | 100.225 | 0 | 0 | 0 | 0 | 0 | 0 | 0 | 0 | 104.1142
7203 | 97.1173 | 0 | 0 | 0 | 0 | 0 | 0 | 0 | 0 | 100.8856
7204 | 98.6711 | 0 | 0 | 0 | 0 | 0 | 0 | 0 | 0 | 102.4999
7205 | 93.2326 | 0 | 0 | 0 | 0 | 0 | 0 | 0 | 0 | 96.8509
7206 | 98.6711 | 0 | 0 | 0 | 0 | 0 | 0 | 0 | 0 | 102.4999
7207 | 88.0252 | 101.11 | 265.3886 | 91.4408 | -173.9479 | 0 | 0 | 0 | 0 | 0
7208 | 138.2668 | 339.4 | 1039.7407 | 143.6324 | -896.1083 | 0 | 0 | 0 | 0 | 0
7209 | 851.5291 | 558.92 | 1685.014 | 884.5724 | -435.4566 | 0 | 364.9851 | 0 | 0 | 0
7210 | 1151.9371 | 803.56 | 2349.5156 | 1196.6376 | 0 | 0 | 1152.878 | 0 | 0 | 0
7211 | 1368.5727 | 924.84 | 2649.1069 | 1421.6791 | 0 | 0 | 1227.4278 | 0 | 0 | 0
7212 | 1597.6423 | 779.49 | 2244.1694 | 1659.6381 | 0 | 0 | 584.5313 | 0 | 0 | 0
7213 | 1506.7813 | 680.43 | 1976.7613 | 1565.2523 | 0 | 0 | 411.509 | 0 | 0 | 0
7214 | 1412.897 | 599.57 | 1765.2077 | 1467.7241 | 0 | 0 | 297.4836 | 0 | 0 | 0
7215 | 1414.7093 | 396.22 | 1184.3953 | 1184.3953 | 0 | 0 | 0 | 274.557 | 0 | 0
7216 | 1584.3586 | 224.19 | 673.9651 | 673.9651 | 0 | 0 | 0 | 935.57 | 0 | 0
7217 | 1584.5198 | 83.9 | 236.1266 | 236.1266 | 0 | 0 | 0 | 1357.214 | 0 | 0
7218 | 1715.024 | 2.94 | 0 | 0 | 0 | 0 | 0 | 1715.024 | 0 | 0
7219 | 1680.964 | 0 | 0 | 0 | 0 | 0 | 0 | 855.364 | 0 | 857.6372
7220 | 1793.1733 | 0 | 0 | 0 | 0 | 0 | 0 | 613.552 | 0 | 1225.3959
7221 | 1675.8557 | 0 | 0 | 0 | 0 | 0 | 0 | 496.234 | 0 | 1225.3959
7222 | 1509.5909 | 0 | 0 | 0 | 0 | 0 | 0 | 329.97 | 0 | 1225.3959
7223 | 1940.7916 | 0 | 0 | 0 | 0 | 0 | 0 | 761.17 | 0 | 1225.3959
7224 | 1651.7706 | 0 | 0 | 0 | 0 | 0 | 0 | 1651.771 | 0 | 0
7225 | 1884.852 | 0 | 0 | 0 | 0 | 0 | 0 | 1884.852 | 0 | 0
7226 | 1574.8537 | 0 | 0 | 0 | 0 | 0 | 0 | 1574.854 | 0 | 0
7227 | 1236.1086 | 0 | 0 | 0 | 0 | 0 | 0 | 1236.109 | 0 | 0
7228 | 1240.7703 | 0 | 0 | 0 | 0 | 0 | 0 | 1240.77 | 0 | 0
7229 | 1692.1714 | 0 | 0 | 0 | 0 | 0 | 0 | 1692.171 | 0 | 0
7230 | 1647.1089 | 0 | 0 | 0 | 0 | 0 | 0 | 1647.109 | 0 | 0
7231 | 1061.519 | 137.66 | 355.6493 | 0 | -355.6493 | 0 | 0 | 1061.519 | 0 | 0
7232 | 1120.1186 | 381.55 | 1174.1423 | 0 | -1174.1423 | 0 | 0 | 1120.119 | 0 | 0
7233 | 1674.4572 | 564.2 | 1719.5065 | 494.1106 | -1225.3959 | 0 | 0 | 1198.805 | 0 | 0
7234 | 2076.6159 | 775.49 | 2309.9486 | 1084.5527 | -1225.3959 | 0 | 0 | 1032.577 | 0 | 0
7235 | 1845.2748 | 883.27 | 2591.6807 | 1366.2848 | -1225.3959 | 0 | 0 | 530.028 | 0 | 0
7236 | 2071.6969 | 711.6 | 2087.741 | 1827.2389 | -260.5021 | 0 | 0 | 312.714 | 0 | 0
7237 | 1651.0189 | 743.83 | 2183.6361 | 1715.0864 | -468.5498 | 0 | 0 | 0 | 0 | 0
7238 | 1496.2674 | 682.98 | 2028.688 | 1554.3293 | -474.3588 | 0 | 0 | 0 | 0 | 0
7239 | 1315.4865 | 58.87 | 155.5631 | 155.5631 | 0 | 0 | 0 | 1165.735 | 0 | 0
7240 | 1605.1611 | 248.35 | 756.4088 | 756.4088 | 0 | 0 | 0 | 877.008 | 0 | 0
7241 | 1758.8346 | 130.18 | 367.6559 | 367.6559 | 0 | 0 | 0 | 1404.913 | 0 | 0
7242 | 1473.3059 | 5.96 | 0 | 0 | 0 | 0 | 0 | 1473.306 | 0 | 0
7243 | 1812.4967 | 0 | 0 | 0 | 0 | 0 | 0 | 986.897 | 0 | 857.6372
7244 | 1695.2791 | 0 | 0 | 0 | 0 | 0 | 0 | 515.658 | 0 | 1225.3959
7245 | 1998.285 | 0 | 0 | 0 | 0 | 0 | 0 | 818.664 | 0 | 1225.3959
7246 | 1626.9086 | 0 | 0 | 0 | 0 | 0 | 0 | 447.287 | 0 | 1225.3959
7247 | 1615.2545 | 0 | 0 | 0 | 0 | 0 | 0 | 435.633 | 0 | 1225.3959
7248 | 1388.3885 | 0 | 0 | 0 | 0 | 0 | 0 | 1388.389 | 0 | 0
7249 | 1436.5587 | 0 | 0 | 0 | 0 | 0 | 0 | 1436.559 | 0 | 0
7250 | 1567.0843 | 0 | 0 | 0 | 0 | 0 | 0 | 1567.084 | 0 | 0
7251 | 991.3731 | 0 | 0 | 0 | 0 | 0 | 0 | 991.373 | 0 | 0
7252 | 1218.2391 | 0 | 0 | 0 | 0 | 0 | 0 | 1218.239 | 0 | 0
7253 | 1230.6701 | 0 | 0 | 0 | 0 | 0 | 0 | 1230.67 | 0 | 0
7254 | 1351.8724 | 0 | 0 | 0 | 0 | 0 | 0 | 1351.872 | 0 | 0
7255 | 1256.2333 | 44.27 | 115.1266 | 0 | -115.1266 | 0 | 0 | 1256.233 | 0 | 0
7256 | 631.5235 | 124.52 | 369.1756 | 0 | -369.1756 | 0 | 0 | 631.524 | 0 | 0
7257 | 1426.3624 | 204.61 | 611.9755 | 0 | -611.9755 | 0 | 0 | 1426.362 | 0 | 0
7258 | 1434.29 | 608.15 | 1825.8915 | 600.4956 | -1225.3959 | 0 | 0 | 856.226 | 0 | 0
7259 | 1329.046 | 591.66 | 1755.7483 | 530.3524 | -1225.3959 | 0 | 0 | 818.505 | 0 | 0
7260 | 1071.6104 | 579.78 | 1713.4866 | 488.0907 | -1225.3959 | 0 | 0 | 601.752 | 0 | 0
7261 | 1688.5431 | 485.84 | 1440.0867 | 214.6908 | -1225.3959 | 0 | 0 | 1481.872 | 0 | 0
7262 | 1314.6289 | 196.59 | 574.2378 | 162.7101 | -411.5277 | 0 | 0 | 1157.997 | 0 | 0
7263 | 1623.5803 | 188.41 | 558.8894 | 558.8894 | 0 | 0 | 0 | 1085.568 | 0 | 0
7264 | 1596.3166 | 81.44 | 228.7064 | 228.7064 | 0 | 0 | 0 | 1376.154 | 0 | 0
7265 | 1509.3432 | 63.11 | 172.9859 | 172.9859 | 0 | 0 | 0 | 1342.819 | 0 | 0
7266 | 1577.5497 | 1.96 | 0 | 0 | 0 | 0 | 0 | 1577.55 | 0 | 0
7267 | 1551.363 | 0 | 0 | 0 | 0 | 0 | 0 | 725.763 | 0 | 857.6372
7268 | 1267.9631 | 0 | 0 | 0 | 0 | 0 | 0 | 88.342 | 0 | 1225.3959
7269 | 1587.2847 | 0 | 0 | 0 | 0 | 0 | 0 | 407.663 | 0 | 1225.3959
7270 | 1797.835 | 0 | 0 | 0 | 0 | 0 | 0 | 618.214 | 0 | 1225.3959
7271 | 1567.0843 | 0 | 0 | 0 | 0 | 0 | 0 | 387.463 | 0 | 1225.3959
7272 | 1323.9027 | 0 | 0 | 0 | 0 | 0 | 0 | 1323.903 | 0 | 0
7273 | 1209.6927 | 0 | 0 | 0 | 0 | 0 | 0 | 1209.693 | 0 | 0
7274 | 1199.5926 | 0 | 0 | 0 | 0 | 0 | 0 | 1199.593 | 0 | 0
7275 | 1285.8327 | 0 | 0 | 0 | 0 | 0 | 0 | 1285.833 | 0 | 0
7276 | 1353.4263 | 0 | 0 | 0 | 0 | 0 | 0 | 1353.426 | 0 | 0
7277 | 1157.6379 | 0 | 0 | 0 | 0 | 0 | 0 | 1157.638 | 0 | 0
7278 | 1076.0594 | 0 | 0 | 0 | 0 | 0 | 0 | 1076.059 | 0 | 0
7279 | 1040.5708 | 122.71 | 320.6645 | 0 | -320.6645 | 0 | 0 | 1040.571 | 0 | 0
7280 | 680.187 | 346 | 1064.7177 | 0 | -1064.7177 | 0 | 0 | 680.187 | 0 | 0
7281 | 1145.7167 | 562.58 | 1708.2261 | 482.8302 | -1225.3959 | 0 | 0 | 680.923 | 0 | 0
7282 | 1580.9303 | 700.01 | 2075.6036 | 850.2077 | -1225.3959 | 0 | 0 | 762.482 | 0 | 0
7283 | 1460.9439 | 632.81 | 1846.517 | 621.1211 | -1225.3959 | 0 | 0 | 863.025 | 0 | 0
7284 | 1561.3107 | 586.59 | 1705.4047 | 513.2454 | -1192.1593 | 0 | 0 | 1067.238 | 0 | 0
7285 | 1658.8698 | 646.63 | 1878.9017 | 1723.241 | -155.6607 | 0 | 0 | 0 | 0 | 0
7286 | 1697.236 | 335.97 | 989.2777 | 989.2777 | 0 | 0 | 0 | 744.913 | 0 | 0
7287 | 1609.0448 | 522.66 | 1565.2803 | 1565.2803 | 0 | 0 | 0 | 102.236 | 0 | 0
7288 | 1884.7238 | 52.98 | 139.4658 | 139.4658 | 0 | 0 | 0 | 1750.468 | 0 | 0
7289 | 1429.3409 | 95.01 | 267.3291 | 267.3291 | 0 | 0 | 0 | 1171.998 | 0 | 0
7290 | 1778.5902 | 4.26 | 0 | 0 | 0 | 0 | 0 | 1778.59 | 0 | 0
7291 | 1691.5158 | 0 | 0 | 0 | 0 | 0 | 0 | 865.916 | 0 | 857.6372
7292 | 1294.379 | 0 | 0 | 0 | 0 | 0 | 0 | 114.758 | 0 | 1225.3959
7293 | 1858.4361 | 0 | 0 | 0 | 0 | 0 | 0 | 678.815 | 0 | 1225.3959
7294 | 1860.7669 | 0 | 0 | 0 | 0 | 0 | 0 | 681.146 | 0 | 1225.3959
7295 | 1745.7801 | 0 | 0 | 0 | 0 | 0 | 0 | 566.159 | 0 | 1225.3959
7296 | 1270.2939 | 0 | 0 | 0 | 0 | 0 | 0 | 1270.294 | 0 | 0
7297 | 979.2 | 0 | 0 | 0 | 0 | 0 | 0 | 979.2 | 0 | 0
7298 | 1126.4 | 0 | 0 | 0 | 0 | 0 | 0 | 1126.4 | 0 | 0
7299 | 942.4 | 0 | 0 | 0 | 0 | 0 | 0 | 942.4 | 0 | 0
7300 | 1153.6 | 0 | 0 | 0 | 0 | 0 | 0 | 1153.6 | 0 | 0
7301 | 813.6 | 0 | 0 | 0 | 0 | 0 | 0 | 813.6 | 0 | 0
7302 | 752.8 | 0 | 0 | 0 | 0 | 0 | 0 | 752.8 | 0 | 0
7303 | 972.165 | 83.85 | 224.7703 | 0 | -224.7703 | 0 | 0 | 972.165 | 0 | 0
7304 | 714.13 | 118.74 | 347.9632 | 0 | -347.9632 | 0 | 0 | 714.13 | 0 | 0
7305 | 999.303 | 360.31 | 1089.2751 | 0 | -1089.2751 | 0 | 0 | 999.303 | 0 | 0
7306 | 1215.461 | 671.32 | 1979.3282 | 753.9323 | -1225.3959 | 0 | 0 | 489.692 | 0 | 0
7307 | 1450.762 | 927.84 | 2622.9311 | 1397.5352 | -1225.3959 | 0 | 0 | 105.432 | 0 | 0
7308 | 1203.09 | 831.32 | 2331.2202 | 1105.8243 | -1225.3959 | 0 | 0 | 138.575 | 0 | 0
7309 | 1458.605 | 662.5 | 1870.5383 | 1238.1618 | -632.3765 | 0 | 0 | 266.696 | 0 | 0
7310 | 1394.271 | 597.71 | 1694.7663 | 1448.3753 | -246.391 | 0 | 0 | 0 | 0 | 0
7311 | 1158.39 | 477.03 | 1395.7661 | 1203.341 | -192.4251 | 0 | 0 | 0 | 0 | 0
7312 | 1214.189 | 361.53 | 1087.0448 | 1087.0448 | 0 | 0 | 0 | 167.751 | 0 | 0
7313 | 1159.956 | 154.49 | 428.455 | 428.455 | 0 | 0 | 0 | 747.506 | 0 | 0
7314 | 1375.523 | 2.94 | 0 | 0 | 0 | 0 | 0 | 1375.523 | 0 | 0
7315 | 1310.4 | 0 | 0 | 0 | 0 | 0 | 0 | 167.957 | 0 | 1186.7752
7316 | 1376 | 0 | 0 | 0 | 0 | 0 | 0 | 196.379 | 0 | 1225.3959
7317 | 1444 | 0 | 0 | 0 | 0 | 0 | 0 | 264.379 | 0 | 1225.3959
7318 | 890.4 | 0 | 0 | 0 | 0 | 0 | 0 | 0 | 0 | 924.9517
7319 | 1152 | 0 | 0 | 0 | 0 | 0 | 0 | 0 | 0 | 1196.7031
7320 | 1338.4 | 0 | 0 | 0 | 0 | 0 | 0 | 1338.4 | 0 | 0
7321 | 1149.6 | 0 | 0 | 0 | 0 | 0 | 0 | 1149.6 | 0 | 0
7322 | 1115.2 | 0 | 0 | 0 | 0 | 0 | 0 | 1115.2 | 0 | 0
7323 | 995.2 | 0 | 0 | 0 | 0 | 0 | 0 | 995.2 | 0 | 0
7324 | 1403.2 | 0 | 0 | 0 | 0 | 0 | 0 | 1403.2 | 0 | 0
7325 | 927.2 | 0 | 0 | 0 | 0 | 0 | 0 | 927.2 | 0 | 0
7326 | 899.2 | 0 | 0 | 0 | 0 | 0 | 0 | 899.2 | 0 | 0
7327 | 729.6 | 81.05 | 217.0209 | 217.0209 | 0 | 0 | 0 | 520.686 | 0 | 0
7328 | 1140.583 | 292.1 | 882.1457 | 882.1457 | 0 | 0 | 0 | 291.39 | 0 | 0
7329 | 1125.237 | 460.31 | 1364.5988 | 1168.9015 | -195.6973 | 0 | 0 | 0 | 0 | 0
7330 | 1053.168 | 646.62 | 1866.2564 | 1094.0359 | -772.2204 | 0 | 0 | 0 | 0 | 0
7331 | 1214.887 | 736.09 | 2091.4827 | 1262.0304 | -829.4524 | 0 | 0 | 0 | 0 | 0
7332 | 1367.312 | 821.74 | 2314.4123 | 1420.3702 | -894.0421 | 0 | 0 | 0 | 0 | 0
7333 | 1412.702 | 629.21 | 1802.2514 | 1467.5215 | -334.7299 | 0 | 0 | 0 | 0 | 0
7334 | 992.147 | 456.85 | 1332.2172 | 1030.647 | -301.5702 | 0 | 0 | 0 | 0 | 0
7335 | 979.152 | 311.56 | 920.7404 | 920.7404 | 0 | 0 | 0 | 92.806 | 0 | 0
7336 | 1263.475 | 275.25 | 828.6629 | 828.6629 | 0 | 0 | 0 | 465.767 | 0 | 0
7337 | 1350.183 | 172.84 | 475.9419 | 475.9419 | 0 | 0 | 0 | 892.02 | 0 | 0
7338 | 1374.738 | 1.96 | 0 | 0 | 0 | 0 | 0 | 1374.738 | 0 | 0
7339 | 1219.2 | 0 | 0 | 0 | 0 | 0 | 0 | 1219.2 | 0 | 0
7340 | 1216 | 0 | 0 | 0 | 0 | 0 | 0 | 1216 | 0 | 0
7341 | 1084.8 | 0 | 0 | 0 | 0 | 0 | 0 | 1084.8 | 0 | 0
7342 | 1232 | 0 | 0 | 0 | 0 | 0 | 0 | 1232 | 0 | 0
7343 | 838.4 | 0 | 0 | 0 | 0 | 0 | 0 | 566.979 | 0 | 281.9534
7344 | 932 | 0 | 0 | 0 | 0 | 0 | 0 | 0 | 0 | 968.166
7345 | 870.547 | 0 | 0 | 0 | 0 | 0 | 0 | 870.547 | 0 | 0
7346 | 870.2682 | 0 | 0 | 0 | 0 | 0 | 0 | 870.268 | 0 | 0
7347 | 862.4134 | 0 | 0 | 0 | 0 | 0 | 0 | 862.413 | 0 | 0
7348 | 826.5843 | 0 | 0 | 0 | 0 | 0 | 0 | 826.584 | 0 | 0
7349 | 819.3456 | 0 | 0 | 0 | 0 | 0 | 0 | 819.346 | 0 | 0
7350 | 813.6014 | 0 | 0 | 0 | 0 | 0 | 0 | 813.601 | 0 | 0
7351 | 903.9083 | 92.31 | 246.9779 | 246.9779 | 0 | 0 | 0 | 0 | 0 | 692.006
7352 | 791.2837 | 315.48 | 964.3391 | 821.9885 | -142.3505 | 0 | 0 | 0 | 0 | 0
7353 | 1005.2559 | 518.88 | 1547.9489 | 1044.2647 | -503.6842 | 0 | 0 | 0 | 0 | 0
7354 | 1195.4363 | 637.77 | 1844.0685 | 1241.8246 | -602.2439 | 0 | 0 | 0 | 0 | 0
7355 | 1226.7781 | 933.73 | 2577.4678 | 1274.3828 | -1225.3959 | 0 | 77.6891 | 0 | 0 | 0
7356 | 1217.1598 | 884.58 | 2430.9039 | 1264.3916 | -1166.5123 | 0 | 0 | 0 | 0 | 0
7357 | 1234.1608 | 775.12 | 2138.7795 | 1282.0523 | -856.7272 | 0 | 0 | 0 | 0 | 0
7358 | 1231.0896 | 685.1 | 1926.3574 | 1278.8611 | -647.4963 | 0 | 0 | 0 | 0 | 0
7359 | 1249.2235 | 479.27 | 1396.3416 | 1297.6988 | -98.6428 | 0 | 0 | 0 | 0 | 0
7360 | 1250.9173 | 352.17 | 1054.4336 | 1054.4336 | 0 | 0 | 0 | 235.873 | 0 | 0
7361 | 1257.5245 | 146.74 | 402.7591 | 402.7591 | 0 | 0 | 0 | 869.81 | 0 | 0
7362 | 1230.4932 | 2.94 | 0 | 0 | 0 | 0 | 0 | 1230.493 | 0 | 0
7363 | 1196.9072 | 0 | 0 | 0 | 0 | 0 | 0 | 287.996 | 0 | 944.1811
7364 | 1113.5542 | 0 | 0 | 0 | 0 | 0 | 0 | 0 | 0 | 1156.7652
7365 | 1185.424 | 0 | 0 | 0 | 0 | 0 | 0 | 5.803 | 0 | 1225.3959
7366 | 1185.7689 | 0 | 0 | 0 | 0 | 0 | 0 | 6.148 | 0 | 1225.3959
7367 | 1162.3773 | 0 | 0 | 0 | 0 | 0 | 0 | 0 | 0 | 1207.4827
7368 | 889.2698 | 0 | 0 | 0 | 0 | 0 | 0 | 889.27 | 0 | 0
7369 | 85.6 | 0 | 0 | 0 | 0 | 0 | 0 | 85.6 | 0 | 0
7370 | 91.2 | 0 | 0 | 0 | 0 | 0 | 0 | 91.2 | 0 | 0
7371 | 84 | 0 | 0 | 0 | 0 | 0 | 0 | 84 | 0 | 0
7372 | 87.2 | 0 | 0 | 0 | 0 | 0 | 0 | 87.2 | 0 | 0
7373 | 81.6 | 0 | 0 | 0 | 0 | 0 | 0 | 81.6 | 0 | 0
7374 | 85.6 | 0 | 0 | 0 | 0 | 0 | 0 | 85.6 | 0 | 0
7375 | 65.492 | 19.59 | 39.539 | 0 | -39.539 | 0 | 0 | 65.492 | 0 | 0
7376 | 93.277 | 34.3 | 84.2377 | 0 | -84.2377 | 0 | 0 | 93.277 | 0 | 0
7377 | 618.406 | 351.42 | 1048.6952 | 0 | -1048.6952 | 0 | 0 | 618.406 | 0 | 0
7378 | 770.837 | 545.52 | 1589.5956 | 364.1998 | -1225.3959 | 0 | 0 | 420.243 | 0 | 0
7379 | 1352.587 | 685.08 | 1951.8154 | 726.4195 | -1225.3959 | 0 | 0 | 653.304 | 0 | 0
7380 | 1093.259 | 793.87 | 2228.3733 | 1002.9774 | -1225.3959 | 0 | 0 | 127.748 | 0 | 0
7381 | 1179.255 | 775.79 | 2190.7301 | 1200.878 | -989.8521 | 0 | 0 | 23.236 | 0 | 0
7382 | 1555.276 | 644.34 | 1860.491 | 1615.6281 | -244.8629 | 0 | 0 | 0 | 0 | 0
7383 | 1278.067 | 559.79 | 1653.6754 | 1327.6621 | -326.0133 | 0 | 0 | 0 | 0 | 0
7384 | 1480.787 | 296.88 | 895.7354 | 895.7354 | 0 | 0 | 0 | 618.512 | 0 | 0
7385 | 1756.931 | 152.64 | 425.0581 | 425.0581 | 0 | 0 | 0 | 1347.751 | 0 | 0
7386 | 1617.657 | 3.15 | 0 | 0 | 0 | 0 | 0 | 1617.657 | 0 | 0
7387 | 1474.4 | 0 | 0 | 0 | 0 | 0 | 0 | 569.979 | 0 | 939.5168
7388 | 1431.2 | 0 | 0 | 0 | 0 | 0 | 0 | 251.579 | 0 | 1225.3959
7389 | 1365.6 | 0 | 0 | 0 | 0 | 0 | 0 | 185.979 | 0 | 1225.3959
7390 | 1100.8 | 0 | 0 | 0 | 0 | 0 | 0 | 0 | 0 | 1143.5163
7391 | 1292.8 | 0 | 0 | 0 | 0 | 0 | 0 | 113.179 | 0 | 1225.3959
7392 | 1215.2 | 0 | 0 | 0 | 0 | 0 | 0 | 1215.2 | 0 | 0
7393 | 949.6 | 0 | 0 | 0 | 0 | 0 | 0 | 949.6 | 0 | 0
7394 | 1412.8 | 0 | 0 | 0 | 0 | 0 | 0 | 1412.8 | 0 | 0
7395 | 1319.2 | 0 | 0 | 0 | 0 | 0 | 0 | 1319.2 | 0 | 0
7396 | 1212.8 | 0 | 0 | 0 | 0 | 0 | 0 | 1212.8 | 0 | 0
7397 | 1012 | 0 | 0 | 0 | 0 | 0 | 0 | 1012 | 0 | 0
7398 | 1101.6 | 0 | 0 | 0 | 0 | 0 | 0 | 1101.6 | 0 | 0
7399 | 1240.205 | 128.12 | 332.4217 | 0 | -332.4217 | 0 | 0 | 1240.205 | 0 | 0
7400 | 972.841 | 339.25 | 1031.8759 | 0 | -1031.8759 | 0 | 0 | 972.841 | 0 | 0
7401 | 1091.276 | 613.4 | 1828.3119 | 602.916 | -1225.3959 | 0 | 0 | 510.882 | 0 | 0
7402 | 1317.246 | 668.43 | 1936.6146 | 825.1299 | -1111.4847 | 0 | 0 | 522.94 | 0 | 0
7403 | 1461.008 | 804.34 | 2264.9766 | 1517.702 | -747.2746 | 0 | 0 | 0 | 0 | 0
7404 | 1485.364 | 800.33 | 2233.7855 | 1543.0032 | -690.7823 | 0 | 0 | 0 | 0 | 0
7405 | 1859.342 | 742.79 | 2075.1434 | 1931.4933 | -143.6501 | 0 | 0 | 0 | 0 | 0
7406 | 1111.595 | 786.91 | 2211.8709 | 1154.7302 | -1057.1407 | 0 | 0 | 0 | 0 | 0
7407 | 1623.432 | 601.18 | 1755.7919 | 1686.4289 | -69.3631 | 0 | 0 | 0 | 0 | 0
7408 | 1529.712 | 236.96 | 706.2034 | 706.2034 | 0 | 0 | 0 | 849.889 | 0 | 0
7409 | 1351.591 | 114.64 | 319.5415 | 319.5415 | 0 | 0 | 0 | 1043.986 | 0 | 0
7410 | 1119.86 | 3.15 | 0 | 0 | 0 | 0 | 0 | 1119.86 | 0 | 0
7411 | 915.2 | 0 | 0 | 0 | 0 | 0 | 0 | 0 | 0 | 950.7141
7412 | 1072.8 | 0 | 0 | 0 | 0 | 0 | 0 | 0 | 0 | 1114.4297
7413 | 1204 | 0 | 0 | 0 | 0 | 0 | 0 | 24.379 | 0 | 1225.3959
7414 | 921.6 | 0 | 0 | 0 | 0 | 0 | 0 | 0 | 0 | 957.3625
7415 | 1499.2 | 0 | 0 | 0 | 0 | 0 | 0 | 319.579 | 0 | 1225.3959
7416 | 1340 | 0 | 0 | 0 | 0 | 0 | 0 | 1340 | 0 | 0
7417 | 1268 | 0 | 0 | 0 | 0 | 0 | 0 | 1268 | 0 | 0
7418 | 1223.2 | 0 | 0 | 0 | 0 | 0 | 0 | 1223.2 | 0 | 0
7419 | 1244.8 | 0 | 0 | 0 | 0 | 0 | 0 | 1244.8 | 0 | 0
7420 | 1196 | 0 | 0 | 0 | 0 | 0 | 0 | 1196 | 0 | 0
7421 | 920 | 0 | 0 | 0 | 0 | 0 | 0 | 920 | 0 | 0
7422 | 1409.6 | 0 | 0 | 0 | 0 | 0 | 0 | 1409.6 | 0 | 0
7423 | 1301.174 | 48.48 | 126.4631 | 0 | -126.4631 | 0 | 0 | 1301.174 | 0 | 0
7424 | 900.704 | 145.41 | 432.1615 | 0 | -432.1615 | 0 | 0 | 900.704 | 0 | 0
7425 | 1025.232 | 73.26 | 201.0388 | 0 | -201.0388 | 0 | 0 | 1025.232 | 0 | 0
7426 | 1161.734 | 343.28 | 1016.1598 | 0 | -1016.1598 | 0 | 0 | 1161.734 | 0 | 0
7427 | 1161.093 | 510.05 | 1488.4753 | 263.0794 | -1225.3959 | 0 | 0 | 907.842 | 0 | 0
7428 | 1382.406 | 466.93 | 1356.278 | 130.8821 | -1225.3959 | 0 | 0 | 1256.413 | 0 | 0
7429 | 1308.312 | 467.01 | 1354.8777 | 129.4818 | -1225.3959 | 0 | 0 | 1183.667 | 0 | 0
7430 | 1078.045 | 437.25 | 1273.7159 | 634.5373 | -639.1786 | 0 | 0 | 467.211 | 0 | 0
7431 | 1313.362 | 346.46 | 1022.3293 | 1022.3293 | 0 | 0 | 0 | 329.222 | 0 | 0
7432 | 1419.024 | 140.59 | 408.8663 | 408.8663 | 0 | 0 | 0 | 1025.431 | 0 | 0
7433 | 1209.14 | 79.89 | 221.1511 | 221.1511 | 0 | 0 | 0 | 996.25 | 0 | 0
7434 | 1214.131 | 0.98 | 0 | 0 | 0 | 0 | 0 | 1214.131 | 0 | 0
7435 | 1495.2 | 0 | 0 | 0 | 0 | 0 | 0 | 483.957 | 0 | 1050.484
7436 | 1044.8 | 0 | 0 | 0 | 0 | 0 | 0 | 0 | 0 | 1085.3432
7437 | 1540.8 | 0 | 0 | 0 | 0 | 0 | 0 | 361.179 | 0 | 1225.3959
7438 | 1288 | 0 | 0 | 0 | 0 | 0 | 0 | 108.379 | 0 | 1225.3959
7439 | 1128.8 | 0 | 0 | 0 | 0 | 0 | 0 | 0 | 0 | 1172.6028
7440 | 1216 | 0 | 0 | 0 | 0 | 0 | 0 | 1216 | 0 | 0
7441 | 784.8 | 0 | 0 | 0 | 0 | 0 | 0 | 784.8 | 0 | 0
7442 | 1167.2 | 0 | 0 | 0 | 0 | 0 | 0 | 1167.2 | 0 | 0
7443 | 1024 | 0 | 0 | 0 | 0 | 0 | 0 | 1024 | 0 | 0
7444 | 1230.4 | 0 | 0 | 0 | 0 | 0 | 0 | 1230.4 | 0 | 0
7445 | 1207.2 | 0 | 0 | 0 | 0 | 0 | 0 | 1207.2 | 0 | 0
7446 | 961.6 | 0 | 0 | 0 | 0 | 0 | 0 | 961.6 | 0 | 0
7447 | 1106.751 | 104.12 | 278.9585 | 0 | -278.9585 | 0 | 0 | 1106.751 | 0 | 0
7448 | 981.304 | 347.9 | 1072.1732 | 0 | -1072.1732 | 0 | 0 | 981.304 | 0 | 0
7449 | 1087.115 | 588.28 | 1797.5103 | 572.1144 | -1225.3959 | 0 | 0 | 536.373 | 0 | 0
7450 | 1162.094 | 780.12 | 2315.8324 | 1090.4365 | -1225.3959 | 0 | 0 | 112.391 | 0 | 0
7451 | 1710.031 | 734.77 | 2164.4795 | 1084.6181 | -1079.8614 | 0 | 0 | 665.929 | 0 | 0
7452 | 1447.547 | 765.88 | 2242.3681 | 1503.7187 | -738.6494 | 0 | 0 | 0 | 0 | 0
7453 | 1355.19 | 563.09 | 1656.0251 | 1407.7778 | -248.2473 | 0 | 0 | 0 | 0 | 0
7454 | 1224.544 | 610.74 | 1812.7704 | 1272.0621 | -540.7083 | 0 | 0 | 0 | 0 | 0
7455 | 1435.996 | 359.68 | 1081.8632 | 1081.8632 | 0 | 0 | 0 | 394.546 | 0 | 0
7456 | 1576.816 | 336.78 | 1033.5349 | 1033.5349 | 0 | 0 | 0 | 581.889 | 0 | 0
7457 | 1545.343 | 161.88 | 452.3216 | 452.3216 | 0 | 0 | 0 | 1109.918 | 0 | 0
7458 | 1644.762 | 1.96 | 0 | 0 | 0 | 0 | 0 | 1644.762 | 0 | 0
7459 | 1521.6 | 0 | 0 | 0 | 0 | 0 | 0 | 671.579 | 0 | 883.0059
7460 | 1470.4 | 0 | 0 | 0 | 0 | 0 | 0 | 290.779 | 0 | 1225.3959
7461 | 1567.2 | 0 | 0 | 0 | 0 | 0 | 0 | 387.579 | 0 | 1225.3959
7462 | 1155.2 | 0 | 0 | 0 | 0 | 0 | 0 | 0 | 0 | 1200.0272
7463 | 1411.2 | 0 | 0 | 0 | 0 | 0 | 0 | 231.579 | 0 | 1225.3959
7464 | 1588.8 | 0 | 0 | 0 | 0 | 0 | 0 | 1588.8 | 0 | 0
7465 | 1478.4 | 0 | 0 | 0 | 0 | 0 | 0 | 1478.4 | 0 | 0
7466 | 1609.6 | 0 | 0 | 0 | 0 | 0 | 0 | 1609.6 | 0 | 0
7467 | 1016 | 0 | 0 | 0 | 0 | 0 | 0 | 1016 | 0 | 0
7468 | 1200 | 0 | 0 | 0 | 0 | 0 | 0 | 1200 | 0 | 0
7469 | 1240 | 0 | 0 | 0 | 0 | 0 | 0 | 1240 | 0 | 0
7470 | 1102.4 | 0 | 0 | 0 | 0 | 0 | 0 | 1102.4 | 0 | 0
7471 | 1127.493 | 55.02 | 145.9375 | 0 | -145.9375 | 0 | 0 | 1127.493 | 0 | 0
7472 | 1108.431 | 91.14 | 261.3259 | 0 | -261.3259 | 0 | 0 | 1108.431 | 0 | 0
7473 | 1506.879 | 227.17 | 673.6036 | 0 | -673.6036 | 0 | 0 | 1506.879 | 0 | 0
7474 | 1545.101 | 316.88 | 926.8039 | 0 | -926.8039 | 0 | 0 | 1545.101 | 0 | 0
7475 | 1717.536 | 757.06 | 2123.3294 | 897.9335 | -1225.3959 | 0 | 0 | 853.146 | 0 | 0
7476 | 1743.337 | 897.05 | 2463.7104 | 1238.3145 | -1225.3959 | 0 | 0 | 551.281 | 0 | 0
7477 | 1659.288 | 881.42 | 2449.8506 | 1224.4547 | -1225.3959 | 0 | 0 | 480.574 | 0 | 0
7478 | 1711.846 | 824.31 | 2339.1203 | 1613.5889 | -725.5314 | 0 | 0 | 158.534 | 0 | 0
7479 | 1778.711 | 300.73 | 886.4744 | 886.4744 | 0 | 0 | 0 | 925.351 | 0 | 0
7480 | 1671.964 | 311.63 | 938.7949 | 938.7949 | 0 | 0 | 0 | 768.238 | 0 | 0
7481 | 1740.399 | 7.83 | 5.2179 | 5.2179 | 0 | 0 | 0 | 1735.376 | 0 | 0
7482 | 1561.823 | 0 | 0 | 0 | 0 | 0 | 0 | 1561.823 | 0 | 0
7483 | 1636 | 0 | 0 | 0 | 0 | 0 | 0 | 810.4 | 0 | 857.6372
7484 | 1423.2 | 0 | 0 | 0 | 0 | 0 | 0 | 243.579 | 0 | 1225.3959
7485 | 1198.4 | 0 | 0 | 0 | 0 | 0 | 0 | 18.779 | 0 | 1225.3959
7486 | 1556.8 | 0 | 0 | 0 | 0 | 0 | 0 | 377.179 | 0 | 1225.3959
7487 | 1191.2 | 0 | 0 | 0 | 0 | 0 | 0 | 11.579 | 0 | 1225.3959
7488 | 1529.6 | 0 | 0 | 0 | 0 | 0 | 0 | 1529.6 | 0 | 0
7489 | 1598.4 | 0 | 0 | 0 | 0 | 0 | 0 | 1598.4 | 0 | 0
7490 | 1415.2 | 0 | 0 | 0 | 0 | 0 | 0 | 1415.2 | 0 | 0
7491 | 1582.4 | 0 | 0 | 0 | 0 | 0 | 0 | 1582.4 | 0 | 0
7492 | 1364.8 | 0 | 0 | 0 | 0 | 0 | 0 | 1364.8 | 0 | 0
7493 | 1329.6 | 0 | 0 | 0 | 0 | 0 | 0 | 1329.6 | 0 | 0
7494 | 1695.2 | 0 | 0 | 0 | 0 | 0 | 0 | 1695.2 | 0 | 0
7495 | 1435.98 | 55.23 | 140.0215 | 0 | -140.0215 | 0 | 0 | 1435.98 | 0 | 0
7496 | 1870.081 | 281.17 | 867.5599 | 0 | -867.5599 | 0 | 0 | 1870.081 | 0 | 0
7497 | 1222.75 | 476.72 | 1452.2085 | 530.7212 | -921.4873 | 0 | 0 | 711.853 | 0 | 0
7498 | 1723.893 | 679.54 | 2003.1272 | 1790.7882 | -212.339 | 0 | 0 | 0 | 0 | 0
7499 | 1512.119 | 625.15 | 1816.9838 | 1570.7964 | -246.1874 | 0 | 0 | 0 | 0 | 0
7500 | 1701.586 | 783.23 | 2234.1106 | 1767.6156 | -466.495 | 0 | 0 | 0 | 0 | 0
7501 | 1506.384 | 628.5 | 1807.9773 | 1564.8389 | -243.1385 | 0 | 0 | 0 | 0 | 0
7502 | 1400.986 | 425.31 | 1242.7387 | 1242.7387 | 0 | 0 | 0 | 204.67 | 0 | 0
7503 | 1718.665 | 451.34 | 1339.3829 | 1339.3829 | 0 | 0 | 0 | 429.315 | 0 | 0
7504 | 1537.608 | 46.07 | 118.6855 | 118.6855 | 0 | 0 | 0 | 1423.356 | 0 | 0
7505 | 1343.34 | 39.2 | 98.3156 | 98.3156 | 0 | 0 | 0 | 1248.697 | 0 | 0
7506 | 1522.828 | 0.98 | 0 | 0 | 0 | 0 | 0 | 1522.828 | 0 | 0
7507 | 1356.8 | 0 | 0 | 0 | 0 | 0 | 0 | 1356.8 | 0 | 0
7508 | 1599.2 | 0 | 0 | 0 | 0 | 0 | 0 | 1599.2 | 0 | 0
7509 | 1412.8 | 0 | 0 | 0 | 0 | 0 | 0 | 1412.8 | 0 | 0
7510 | 1264.8 | 0 | 0 | 0 | 0 | 0 | 0 | 1264.8 | 0 | 0
7511 | 1524 | 0 | 0 | 0 | 0 | 0 | 0 | 1524 | 0 | 0
7512 | 828.8 | 0 | 0 | 0 | 0 | 0 | 0 | 828.8 | 0 | 0
7513 | 1140 | 0 | 0 | 0 | 0 | 0 | 0 | 1140 | 0 | 0
7514 | 1248.8 | 0 | 0 | 0 | 0 | 0 | 0 | 1248.8 | 0 | 0
7515 | 1267.2 | 0 | 0 | 0 | 0 | 0 | 0 | 1267.2 | 0 | 0
7516 | 1367.2 | 0 | 0 | 0 | 0 | 0 | 0 | 1367.2 | 0 | 0
7517 | 1266.4 | 0 | 0 | 0 | 0 | 0 | 0 | 1266.4 | 0 | 0
7518 | 1180 | 0 | 0 | 0 | 0 | 0 | 0 | 1180 | 0 | 0
7519 | 1235.738 | 95.7 | 251.9891 | 251.9891 | 0 | 0 | 0 | 993.162 | 0 | 0
7520 | 932.415 | 276.36 | 860.1127 | 860.1127 | 0 | 0 | 0 | 104.432 | 0 | 0
7521 | 1225.774 | 470.92 | 1464.6441 | 1273.3399 | -191.3042 | 0 | 0 | 0 | 0 | 0
7522 | 1183.594 | 623.96 | 1901.7097 | 1229.5231 | -672.1867 | 0 | 0 | 0 | 0 | 0
7523 | 1167.775 | 747.37 | 2241.2929 | 1213.0902 | -1028.2027 | 0 | 0 | 0 | 0 | 0
7524 | 1149.101 | 613.69 | 1835.6127 | 1193.6916 | -641.9211 | 0 | 0 | 0 | 0 | 0
7525 | 1061.564 | 581.27 | 1739.464 | 1102.7577 | -636.7063 | 0 | 0 | 0 | 0 | 0
7526 | 1207.035 | 462.95 | 1395.7152 | 1253.8737 | -141.8415 | 0 | 0 | 0 | 0 | 0
7527 | 1229.373 | 258.06 | 777.8466 | 777.8466 | 0 | 0 | 0 | 480.583 | 0 | 0
7528 | 1219.569 | 159.94 | 479.0884 | 479.0884 | 0 | 0 | 0 | 758.377 | 0 | 0
7529 | 850.341 | 60.24 | 165.0702 | 165.0702 | 0 | 0 | 0 | 691.437 | 0 | 0
7530 | 1029.964 | 0.98 | 0 | 0 | 0 | 0 | 0 | 1029.964 | 0 | 0
7531 | 1183.2 | 0 | 0 | 0 | 0 | 0 | 0 | 195.957 | 0 | 1025.5527
7532 | 1294.4 | 0 | 0 | 0 | 0 | 0 | 0 | 114.779 | 0 | 1225.3959
7533 | 1021.6 | 0 | 0 | 0 | 0 | 0 | 0 | 0 | 0 | 1061.2429
7534 | 1191.2 | 0 | 0 | 0 | 0 | 0 | 0 | 11.579 | 0 | 1225.3959
7535 | 1176 | 0 | 0 | 0 | 0 | 0 | 0 | 0 | 0 | 1221.6344
7536 | 173.6 | 0 | 0 | 0 | 0 | 0 | 0 | 173.6 | 0 | 0
7537 | 89.6 | 0 | 0 | 0 | 0 | 0 | 0 | 89.6 | 0 | 0
7538 | 171.2 | 0 | 0 | 0 | 0 | 0 | 0 | 171.2 | 0 | 0
7539 | 109.6 | 0 | 0 | 0 | 0 | 0 | 0 | 109.6 | 0 | 0
7540 | 114.4 | 0 | 0 | 0 | 0 | 0 | 0 | 114.4 | 0 | 0
7541 | 85.6 | 0 | 0 | 0 | 0 | 0 | 0 | 85.6 | 0 | 0
7542 | 88.8 | 0 | 0 | 0 | 0 | 0 | 0 | 88.8 | 0 | 0
7543 | 85.749 | 54.76 | 139.4616 | 0 | -139.4616 | 0 | 0 | 85.749 | 0 | 0
7544 | 209.928 | 43.12 | 112.9368 | 0 | -112.9368 | 0 | 0 | 209.928 | 0 | 0
7545 | 856.951 | 130.08 | 380.1548 | 0 | -380.1548 | 0 | 0 | 856.951 | 0 | 0
7546 | 1343.987 | 159.45 | 465.2287 | 0 | -465.2287 | 0 | 0 | 1343.987 | 0 | 0
7547 | 1233.607 | 253.77 | 749.0052 | 0 | -749.0052 | 0 | 0 | 1233.607 | 0 | 0
7548 | 1009.939 | 423.35 | 1254.3806 | 28.9847 | -1225.3959 | 0 | 0 | 982.038 | 0 | 0
7549 | 1251.764 | 353.01 | 1044.6283 | 0 | -1044.6283 | 0 | 0 | 1251.764 | 0 | 0
7550 | 1114.082 | 529.05 | 1580.0293 | 354.6334 | -1225.3959 | 0 | 0 | 772.697 | 0 | 0
7551 | 1131.027 | 617.02 | 1881.2151 | 814.0323 | -1067.1828 | 0 | 0 | 347.403 | 0 | 0
7552 | 1306.039 | 424.41 | 1319.7391 | 1319.7391 | 0 | 0 | 0 | 35.599 | 0 | 0
7553 | 1317.887 | 190.12 | 526.4922 | 526.4922 | 0 | 0 | 0 | 811.062 | 0 | 0
7554 | 1482.151 | 5.56 | 0 | 0 | 0 | 0 | 0 | 1482.151 | 0 | 0
7555 | 1344.8 | 0 | 0 | 0 | 0 | 0 | 0 | 414.779 | 0 | 966.1102
7556 | 1447.2 | 0 | 0 | 0 | 0 | 0 | 0 | 267.579 | 0 | 1225.3959
7557 | 1483.2 | 0 | 0 | 0 | 0 | 0 | 0 | 303.579 | 0 | 1225.3959
7558 | 1075.2 | 0 | 0 | 0 | 0 | 0 | 0 | 0 | 0 | 1116.9229
7559 | 1232.8 | 0 | 0 | 0 | 0 | 0 | 0 | 53.179 | 0 | 1225.3959
7560 | 1115.2 | 0 | 0 | 0 | 0 | 0 | 0 | 1115.2 | 0 | 0
7561 | 1131.2 | 0 | 0 | 0 | 0 | 0 | 0 | 1131.2 | 0 | 0
7562 | 1402.4 | 0 | 0 | 0 | 0 | 0 | 0 | 1402.4 | 0 | 0
7563 | 878.4 | 0 | 0 | 0 | 0 | 0 | 0 | 878.4 | 0 | 0
7564 | 985.6 | 0 | 0 | 0 | 0 | 0 | 0 | 985.6 | 0 | 0
7565 | 1147.2 | 0 | 0 | 0 | 0 | 0 | 0 | 1147.2 | 0 | 0
7566 | 1303.2 | 0 | 0 | 0 | 0 | 0 | 0 | 1303.2 | 0 | 0
7567 | 1182.365 | 133.03 | 336.6081 | 0 | -336.6081 | 0 | 0 | 1182.365 | 0 | 0
7568 | 1335.808 | 384.58 | 1185.0622 | 205.2585 | -979.8038 | 0 | 0 | 1138.217 | 0 | 0
7569 | 1230.58 | 620.64 | 1895.8966 | 1278.3323 | -617.5642 | 0 | 0 | 0 | 0 | 0
7570 | 1363.817 | 805.14 | 2388.904 | 1416.7396 | -972.1644 | 0 | 0 | 0 | 0 | 0
7571 | 1384.068 | 923.8 | 2684.2143 | 1437.7764 | -1225.3959 | 0 | 21.042 | 0 | 0 | 0
7572 | 1456.248 | 971.75 | 2791.2746 | 1512.7573 | -1225.3959 | 0 | 53.1214 | 0 | 0 | 0
7573 | 1474.147 | 892.81 | 2583.8087 | 1531.3509 | -1052.4578 | 0 | 0 | 0 | 0 | 0
7574 | 1408.803 | 329.96 | 976.5128 | 976.5128 | 0 | 0 | 0 | 468.768 | 0 | 0
7575 | 1416.215 | 79.49 | 216.9139 | 216.9139 | 0 | 0 | 0 | 1207.404 | 0 | 0
7576 | 1598.239 | 172.02 | 509.6013 | 509.6013 | 0 | 0 | 0 | 1107.674 | 0 | 0
7577 | 1617.779 | 134.19 | 372.9652 | 372.9652 | 0 | 0 | 0 | 1258.746 | 0 | 0
7578 | 1347.526 | 1.96 | 0 | 0 | 0 | 0 | 0 | 1347.526 | 0 | 0
7579 | 1315.2 | 0 | 0 | 0 | 0 | 0 | 0 | 457.179 | 0 | 891.3163
7580 | 1236.8 | 0 | 0 | 0 | 0 | 0 | 0 | 57.179 | 0 | 1225.3959
7581 | 1147.2 | 0 | 0 | 0 | 0 | 0 | 0 | 0 | 0 | 1191.7168
7582 | 1199.2 | 0 | 0 | 0 | 0 | 0 | 0 | 19.579 | 0 | 1225.3959
7583 | 1183.2 | 0 | 0 | 0 | 0 | 0 | 0 | 3.579 | 0 | 1225.3959
7584 | 1420 | 0 | 0 | 0 | 0 | 0 | 0 | 1420 | 0 | 0
7585 | 1430.4 | 0 | 0 | 0 | 0 | 0 | 0 | 1430.4 | 0 | 0
7586 | 1165.6 | 0 | 0 | 0 | 0 | 0 | 0 | 1165.6 | 0 | 0
7587 | 1365.6 | 0 | 0 | 0 | 0 | 0 | 0 | 1365.6 | 0 | 0
7588 | 876.8 | 0 | 0 | 0 | 0 | 0 | 0 | 876.8 | 0 | 0
7589 | 816 | 0 | 0 | 0 | 0 | 0 | 0 | 816 | 0 | 0
7590 | 768 | 0 | 0 | 0 | 0 | 0 | 0 | 768 | 0 | 0
7591 | 1244.499 | 110.44 | 282.4822 | 0 | -282.4822 | 0 | 0 | 1244.499 | 0 | 0
7592 | 1277.595 | 387.72 | 1188.241 | 0 | -1188.241 | 0 | 0 | 1277.595 | 0 | 0
7593 | 1546.546 | 525.92 | 1580.5684 | 355.1725 | -1225.3959 | 0 | 0 | 1204.641 | 0 | 0
7594 | 1572.208 | 802.49 | 2294.2678 | 1068.8719 | -1225.3959 | 0 | 0 | 543.265 | 0 | 0
7595 | 1429.627 | 917.02 | 2527.0411 | 1301.6452 | -1225.3959 | 0 | 0 | 176.606 | 0 | 0
7596 | 1773.524 | 430.94 | 1238.6282 | 13.2323 | -1225.3959 | 0 | 0 | 1760.786 | 0 | 0
7597 | 1456.594 | 237.98 | 682.1789 | 645.0957 | -37.0833 | 0 | 0 | 835.596 | 0 | 0
7598 | 1568.38 | 365.39 | 1060.5438 | 1060.5438 | 0 | 0 | 0 | 547.453 | 0 | 0
7599 | 1614.354 | 556.63 | 1634.3442 | 1634.3442 | 0 | 0 | 0 | 41.061 | 0 | 0
7600 | 1835.767 | 378.08 | 1141.4553 | 1141.4553 | 0 | 0 | 0 | 736.951 | 0 | 0
7601 | 1488.288 | 74.2 | 197.6378 | 197.6378 | 0 | 0 | 0 | 1298.033 | 0 | 0
7602 | 1561.284 | 3.61 | 0 | 0 | 0 | 0 | 0 | 1561.284 | 0 | 0
7603 | 1532 | 0 | 0 | 0 | 0 | 0 | 0 | 493.979 | 0 | 1078.3011
7604 | 1440.8 | 0 | 0 | 0 | 0 | 0 | 0 | 261.179 | 0 | 1225.3959
7605 | 1496.8 | 0 | 0 | 0 | 0 | 0 | 0 | 317.179 | 0 | 1225.3959
7606 | 967.2 | 0 | 0 | 0 | 0 | 0 | 0 | 0 | 0 | 1004.732
7607 | 1389.6 | 0 | 0 | 0 | 0 | 0 | 0 | 209.979 | 0 | 1225.3959
7608 | 994.4 | 0 | 0 | 0 | 0 | 0 | 0 | 994.4 | 0 | 0
7609 | 1131.2 | 0 | 0 | 0 | 0 | 0 | 0 | 1131.2 | 0 | 0
7610 | 1332.8 | 0 | 0 | 0 | 0 | 0 | 0 | 1332.8 | 0 | 0
7611 | 1132.8 | 0 | 0 | 0 | 0 | 0 | 0 | 1132.8 | 0 | 0
7612 | 1163.2 | 0 | 0 | 0 | 0 | 0 | 0 | 1163.2 | 0 | 0
7613 | 1312.8 | 0 | 0 | 0 | 0 | 0 | 0 | 1312.8 | 0 | 0
7614 | 1239.2 | 0 | 0 | 0 | 0 | 0 | 0 | 1239.2 | 0 | 0
7615 | 1053.267 | 98.81 | 255.4774 | 0 | -255.4774 | 0 | 0 | 1053.267 | 0 | 0
7616 | 1323.515 | 296.05 | 906.2699 | 0 | -906.2699 | 0 | 0 | 1323.515 | 0 | 0
7617 | 1381.943 | 538.46 | 1618.8463 | 688.9852 | -929.8611 | 0 | 0 | 718.695 | 0 | 0
7618 | 1401.676 | 810.9 | 2324.8035 | 1456.0677 | -868.7358 | 0 | 0 | 0 | 0 | 0
7619 | 1376.532 | 931.89 | 2597.8502 | 1429.948 | -1167.9022 | 0 | 0 | 0 | 0 | 0
7620 | 1661.105 | 980.4 | 2699.4432 | 1725.5638 | -973.8795 | 0 | 0 | 0 | 0 | 0
7621 | 1751.024 | 949.99 | 2636.6527 | 1818.972 | -817.6806 | 0 | 0 | 0 | 0 | 0
7622 | 1832.523 | 845.61 | 2393.2171 | 1903.6336 | -489.5835 | 0 | 0 | 0 | 0 | 0
7623 | 1589.617 | 532.77 | 1564.4192 | 1564.4192 | 0 | 0 | 0 | 83.637 | 0 | 0
7624 | 1620.881 | 346.91 | 1042.0261 | 1042.0261 | 0 | 0 | 0 | 617.78 | 0 | 0
7625 | 1347.911 | 134.05 | 369.5724 | 369.5724 | 0 | 0 | 0 | 992.144 | 0 | 0
7626 | 1547.415 | 1.96 | 0 | 0 | 0 | 0 | 0 | 1547.415 | 0 | 0
7627 | 1665.6 | 0 | 0 | 0 | 0 | 0 | 0 | 485.979 | 0 | 1225.3959
7628 | 1189.6 | 0 | 0 | 0 | 0 | 0 | 0 | 9.979 | 0 | 1225.3959
7629 | 890.4 | 0 | 0 | 0 | 0 | 0 | 0 | 0 | 0 | 924.9517
7630 | 993.6 | 0 | 0 | 0 | 0 | 0 | 0 | 0 | 0 | 1032.1564
7631 | 1250.4 | 0 | 0 | 0 | 0 | 0 | 0 | 70.779 | 0 | 1225.3959
7632 | 1127.2 | 0 | 0 | 0 | 0 | 0 | 0 | 1127.2 | 0 | 0
7633 | 1052 | 0 | 0 | 0 | 0 | 0 | 0 | 1052 | 0 | 0
7634 | 1386.4 | 0 | 0 | 0 | 0 | 0 | 0 | 1386.4 | 0 | 0
7635 | 1046.4 | 0 | 0 | 0 | 0 | 0 | 0 | 1046.4 | 0 | 0
7636 | 1260 | 0 | 0 | 0 | 0 | 0 | 0 | 1260 | 0 | 0
7637 | 1321.6 | 0 | 0 | 0 | 0 | 0 | 0 | 1321.6 | 0 | 0
7638 | 721.6 | 0 | 0 | 0 | 0 | 0 | 0 | 721.6 | 0 | 0
7639 | 904.057 | 63.03 | 164.3077 | 0 | -164.3077 | 0 | 0 | 904.057 | 0 | 0
7640 | 979.12 | 370.98 | 1121.3471 | 0 | -1121.3471 | 0 | 0 | 979.12 | 0 | 0
7641 | 1105.275 | 502.81 | 1502.6799 | 277.284 | -1225.3959 | 0 | 0 | 838.349 | 0 | 0
7642 | 1633.544 | 464.19 | 1362.6189 | 137.223 | -1225.3959 | 0 | 0 | 1501.447 | 0 | 0
7643 | 1559.029 | 854.61 | 2443.4506 | 1218.0547 | -1225.3959 | 0 | 0 | 386.476 | 0 | 0
7644 | 1491.985 | 602.12 | 1747.36 | 867.2825 | -880.0775 | 0 | 0 | 657.099 | 0 | 0
7645 | 1664.025 | 566.3 | 1646.276 | 1646.276 | 0 | 0 | 0 | 79.246 | 0 | 0
7646 | 1509.416 | 529.96 | 1558.0783 | 1558.0783 | 0 | 0 | 0 | 9.54 | 0 | 0
7647 | 1181.19 | 552.72 | 1654.3547 | 1227.0258 | -427.329 | 0 | 0 | 0 | 0 | 0
7648 | 1646.173 | 430.77 | 1318.3097 | 1318.3097 | 0 | 0 | 0 | 377.109 | 0 | 0
7649 | 1321.611 | 184.74 | 508.0067 | 508.0067 | 0 | 0 | 0 | 832.581 | 0 | 0
7650 | 1456.398 | 4.24 | 0 | 0 | 0 | 0 | 0 | 1456.398 | 0 | 0
7651 | 1341.6 | 0 | 0 | 0 | 0 | 0 | 0 | 431.957 | 0 | 944.9415
7652 | 1266.4 | 0 | 0 | 0 | 0 | 0 | 0 | 86.779 | 0 | 1225.3959
7653 | 1124.8 | 0 | 0 | 0 | 0 | 0 | 0 | 0 | 0 | 1168.4476
7654 | 1446.4 | 0 | 0 | 0 | 0 | 0 | 0 | 266.779 | 0 | 1225.3959
7655 | 1150.4 | 0 | 0 | 0 | 0 | 0 | 0 | 0 | 0 | 1195.041
7656 | 1467.2 | 0 | 0 | 0 | 0 | 0 | 0 | 1467.2 | 0 | 0
7657 | 1057.6 | 0 | 0 | 0 | 0 | 0 | 0 | 1057.6 | 0 | 0
7658 | 1108 | 0 | 0 | 0 | 0 | 0 | 0 | 1108 | 0 | 0
7659 | 1446.4 | 0 | 0 | 0 | 0 | 0 | 0 | 1446.4 | 0 | 0
7660 | 1334.4 | 0 | 0 | 0 | 0 | 0 | 0 | 1334.4 | 0 | 0
7661 | 826.4 | 0 | 0 | 0 | 0 | 0 | 0 | 826.4 | 0 | 0
7662 | 1045.6 | 0 | 0 | 0 | 0 | 0 | 0 | 1045.6 | 0 | 0
7663 | 960.752 | 134.64 | 334.6551 | 334.6551 | 0 | 0 | 0 | 638.598 | 0 | 0
7664 | 891.267 | 385.89 | 1182.6937 | 925.8524 | -256.8414 | 0 | 0 | 0 | 0 | 0
7665 | 1021.024 | 623 | 1889.643 | 1060.6446 | -828.9984 | 0 | 0 | 0 | 0 | 0
7666 | 1278.022 | 809.37 | 2384.1504 | 1327.6153 | -1056.5351 | 0 | 0 | 0 | 0 | 0
7667 | 1410.682 | 935.24 | 2709.4542 | 1465.4232 | -1225.3959 | 0 | 18.6351 | 0 | 0 | 0
7668 | 1375.315 | 847.32 | 2465.4358 | 1428.6838 | -1036.7521 | 0 | 0 | 0 | 0 | 0
7669 | 1500.064 | 853.11 | 2483.216 | 1558.2736 | -924.9424 | 0 | 0 | 0 | 0 | 0
7670 | 1347.201 | 524.92 | 1561.3921 | 1399.4788 | -161.9133 | 0 | 0 | 0 | 0 | 0
7671 | 1165.374 | 647.39 | 1944.4586 | 1210.596 | -733.8626 | 0 | 0 | 0 | 0 | 0
7672 | 1265.572 | 374.17 | 1146.8643 | 1146.8643 | 0 | 0 | 0 | 161.549 | 0 | 0
7673 | 1012.197 | 60.47 | 157.3291 | 157.3291 | 0 | 0 | 0 | 860.745 | 0 | 0
7674 | 1011.616 | 0.98 | 0 | 0 | 0 | 0 | 0 | 1011.616 | 0 | 0
7675 | 971.2 | 0 | 0 | 0 | 0 | 0 | 0 | 971.2 | 0 | 0
7676 | 1312 | 0 | 0 | 0 | 0 | 0 | 0 | 862.934 | 0 | 466.4919
7677 | 1095.2 | 0 | 0 | 0 | 0 | 0 | 0 | 0 | 0 | 1137.699
7678 | 1071.2 | 0 | 0 | 0 | 0 | 0 | 0 | 0 | 0 | 1112.7676
7679 | 1172 | 0 | 0 | 0 | 0 | 0 | 0 | 0 | 0 | 1217.4792
7680 | 1040 | 0 | 0 | 0 | 0 | 0 | 0 | 0 | 0 | 1080.3569
7681 | 1044 | 0 | 0 | 0 | 0 | 0 | 0 | 1044 | 0 | 0
7682 | 1136.8 | 0 | 0 | 0 | 0 | 0 | 0 | 1136.8 | 0 | 0
7683 | 1080.8 | 0 | 0 | 0 | 0 | 0 | 0 | 1080.8 | 0 | 0
7684 | 1034.4 | 0 | 0 | 0 | 0 | 0 | 0 | 1034.4 | 0 | 0
7685 | 1055.2 | 0 | 0 | 0 | 0 | 0 | 0 | 1055.2 | 0 | 0
7686 | 1076 | 0 | 0 | 0 | 0 | 0 | 0 | 1076 | 0 | 0
7687 | 886.193 | 139.28 | 341.6234 | 341.6234 | 0 | 0 | 0 | 0 | 0 | 578.9581
7688 | 293.458 | 392 | 1193.141 | 304.8456 | -888.2954 | 0 | 0 | 0 | 0 | 0
7689 | 141.382 | 624.3 | 1868.8118 | 146.8683 | -1225.3959 | 0 | 496.5476 | 0 | 0 | 0
7690 | 225.957 | 810.13 | 2323.5538 | 234.7252 | -1225.3959 | 0 | 863.4327 | 0 | 0 | 0
7691 | 173.99 | 929.74 | 2600.2872 | 180.7427 | -1225.3959 | 0 | 1194.1486 | 0 | 0 | 0
7692 | 186.914 | 623.61 | 1794.3835 | 194.1682 | -1225.3959 | 0 | 374.8195 | 0 | 0 | 0
7693 | 144.11 | 809.19 | 2303.0208 | 149.7022 | -619.5109 | 0 | 1533.8077 | 0 | 0 | 0
7694 | 135.505 | 755.01 | 2184.6999 | 140.7632 | 0 | 0 | 2043.9366 | 0 | 0 | 0
7695 | 194.577 | 667.13 | 1974.559 | 202.1275 | 0 | 0 | 1772.4315 | 0 | 0 | 0
7696 | 215.288 | 293.06 | 887.0177 | 223.6422 | 0 | 0 | 663.3755 | 0 | 0 | 0
7697 | 184.122 | 193.22 | 526.5878 | 191.2668 | 0 | 0 | 335.321 | 0 | 0 | 0
7698 | 203.03 | 5.61 | 0 | 0 | 0 | 0 | 0 | 0 | 0 | 210.9085
7699 | 140 | 0 | 0 | 0 | 0 | 0 | 0 | 0 | 0 | 145.4327
7700 | 197.6 | 0 | 0 | 0 | 0 | 0 | 0 | 0 | 0 | 205.2678
7701 | 199.2 | 0 | 0 | 0 | 0 | 0 | 0 | 0 | 0 | 206.9299
7702 | 108.8 | 0 | 0 | 0 | 0 | 0 | 0 | 0 | 0 | 113.022
7703 | 98.4 | 0 | 0 | 0 | 0 | 0 | 0 | 0 | 0 | 102.2184
7704 | 102.4 | 0 | 0 | 0 | 0 | 0 | 0 | 0 | 0 | 106.3736
7705 | 92.8 | 0 | 0 | 0 | 0 | 0 | 0 | 0 | 0 | 96.4011
7706 | 99.2 | 0 | 0 | 0 | 0 | 0 | 0 | 0 | 0 | 103.0494
7707 | 94.4 | 0 | 0 | 0 | 0 | 0 | 0 | 0 | 0 | 98.0632
7708 | 98.4 | 0 | 0 | 0 | 0 | 0 | 0 | 0 | 0 | 102.2184
7709 | 92.8 | 0 | 0 | 0 | 0 | 0 | 0 | 0 | 0 | 96.4011
7710 | 93.6 | 0 | 0 | 0 | 0 | 0 | 0 | 0 | 0 | 97.2321
7711 | 80.485 | 126.51 | 313.3679 | 83.6082 | -229.7597 | 0 | 0 | 0 | 0 | 0
7712 | 100.984 | 376.18 | 1145.3799 | 104.9027 | -1040.4772 | 0 | 0 | 0 | 0 | 0
7713 | 679.251 | 610.68 | 1832.1576 | 705.6092 | -603.3368 | 0 | 523.2117 | 0 | 0 | 0
7714 | 1271.683 | 795.57 | 2296.4223 | 1321.0303 | 0 | 0 | 975.392 | 0 | 0 | 0
7715 | 1286.429 | 881.81 | 2491.2231 | 1336.3486 | 0 | 0 | 1154.8746 | 0 | 0 | 0
7716 | 1324.926 | 623.57 | 1783.876 | 1376.3394 | 0 | 0 | 407.5366 | 0 | 0 | 0
7717 | 1133.191 | 389.92 | 1127.8698 | 1127.8698 | 0 | 0 | 0 | 47.453 | 0 | 0
7718 | 1217.422 | 419.19 | 1220.6891 | 1220.6891 | 0 | 0 | 0 | 42.332 | 0 | 0
7719 | 1214.924 | 125.91 | 356.8357 | 356.8357 | 0 | 0 | 0 | 871.418 | 0 | 0
7720 | 1286.664 | 55.89 | 147.5882 | 147.5882 | 0 | 0 | 0 | 1144.589 | 0 | 0
7721 | 1421.989 | 7.83 | 5.114 | 5.114 | 0 | 0 | 0 | 1417.066 | 0 | 0
7722 | 1335.966 | 0 | 0 | 0 | 0 | 0 | 0 | 1335.966 | 0 | 0
7723 | 1252.8 | 0 | 0 | 0 | 0 | 0 | 0 | 73.179 | 0 | 1225.3959
7724 | 1186.4 | 0 | 0 | 0 | 0 | 0 | 0 | 6.779 | 0 | 1225.3959
7725 | 1470.4 | 0 | 0 | 0 | 0 | 0 | 0 | 290.779 | 0 | 1225.3959
7726 | 1188.8 | 0 | 0 | 0 | 0 | 0 | 0 | 9.179 | 0 | 1225.3959
7727 | 779.2 | 0 | 0 | 0 | 0 | 0 | 0 | 0 | 0 | 809.4367
7728 | 1133.6 | 0 | 0 | 0 | 0 | 0 | 0 | 1133.6 | 0 | 0
7729 | 877.6 | 0 | 0 | 0 | 0 | 0 | 0 | 877.6 | 0 | 0
7730 | 888 | 0 | 0 | 0 | 0 | 0 | 0 | 888 | 0 | 0
7731 | 992 | 0 | 0 | 0 | 0 | 0 | 0 | 992 | 0 | 0
7732 | 1028 | 0 | 0 | 0 | 0 | 0 | 0 | 1028 | 0 | 0
7733 | 1020 | 0 | 0 | 0 | 0 | 0 | 0 | 1020 | 0 | 0
7734 | 988.8 | 0 | 0 | 0 | 0 | 0 | 0 | 988.8 | 0 | 0
7735 | 1027.129 | 117.48 | 292.1597 | 0 | -292.1597 | 0 | 0 | 1027.129 | 0 | 0
7736 | 958.726 | 364.69 | 1097.7974 | 0 | -1097.7974 | 0 | 0 | 958.726 | 0 | 0
7737 | 1015.72 | 596.79 | 1764.4535 | 539.0576 | -1225.3959 | 0 | 0 | 496.799 | 0 | 0
7738 | 1081.252 | 779.99 | 2197.8169 | 972.421 | -1225.3959 | 0 | 0 | 145.156 | 0 | 0
7739 | 1456.647 | 894.58 | 2457.2698 | 1231.8739 | -1225.3959 | 0 | 0 | 270.79 | 0 | 0
7740 | 1355.634 | 554.75 | 1591.2141 | 922.1667 | -669.0474 | 0 | 0 | 467.915 | 0 | 0
7741 | 1091.508 | 604.52 | 1727.5728 | 1133.8637 | -593.7091 | 0 | 0 | 0 | 0 | 0
7742 | 1198.058 | 435.42 | 1271.3942 | 1244.5483 | -26.8458 | 0 | 0 | 0 | 0 | 0
7743 | 1592.282 | 120.78 | 342.1189 | 342.1189 | 0 | 0 | 0 | 1262.943 | 0 | 0
7744 | 1106.455 | 40.19 | 100.5054 | 100.5054 | 0 | 0 | 0 | 1009.704 | 0 | 0
7745 | 1246.387 | 10.77 | 13.5585 | 13.5585 | 0 | 0 | 0 | 1233.335 | 0 | 0
7746 | 1322.503 | 0 | 0 | 0 | 0 | 0 | 0 | 1322.503 | 0 | 0
7747 | 1121.6 | 0 | 0 | 0 | 0 | 0 | 0 | 296 | 0 | 857.6372
7748 | 1195.2 | 0 | 0 | 0 | 0 | 0 | 0 | 15.579 | 0 | 1225.3959
7749 | 1380 | 0 | 0 | 0 | 0 | 0 | 0 | 200.379 | 0 | 1225.3959
7750 | 1388 | 0 | 0 | 0 | 0 | 0 | 0 | 208.379 | 0 | 1225.3959
7751 | 1431.2 | 0 | 0 | 0 | 0 | 0 | 0 | 251.579 | 0 | 1225.3959
7752 | 1104 | 0 | 0 | 0 | 0 | 0 | 0 | 1104 | 0 | 0
7753 | 1285.6 | 0 | 0 | 0 | 0 | 0 | 0 | 1285.6 | 0 | 0
7754 | 1016 | 0 | 0 | 0 | 0 | 0 | 0 | 1016 | 0 | 0
7755 | 1193.6 | 0 | 0 | 0 | 0 | 0 | 0 | 1193.6 | 0 | 0
7756 | 1489.6 | 0 | 0 | 0 | 0 | 0 | 0 | 1489.6 | 0 | 0
7757 | 1088.8 | 0 | 0 | 0 | 0 | 0 | 0 | 1088.8 | 0 | 0
7758 | 1126.4 | 0 | 0 | 0 | 0 | 0 | 0 | 1126.4 | 0 | 0
7759 | 799.087 | 64.69 | 159.9552 | 0 | -159.9552 | 0 | 0 | 799.087 | 0 | 0
7760 | 933.699 | 308.85 | 945.3736 | 0 | -945.3736 | 0 | 0 | 933.699 | 0 | 0
7761 | 1028.874 | 602.87 | 1833.6846 | 608.2887 | -1225.3959 | 0 | 0 | 443.308 | 0 | 0
7762 | 1429.183 | 472.01 | 1399.7385 | 174.3426 | -1225.3959 | 0 | 0 | 1261.354 | 0 | 0
7763 | 1309.361 | 513.96 | 1502.8149 | 277.419 | -1225.3959 | 0 | 0 | 1042.306 | 0 | 0
7764 | 1273.22 | 350.39 | 1021.3019 | 843.1667 | -178.1353 | 0 | 0 | 461.55 | 0 | 0
7765 | 1283.758 | 733.54 | 2116.3413 | 1333.5739 | -782.7674 | 0 | 0 | 0 | 0 | 0
7766 | 1017.049 | 585.26 | 1723.4862 | 1056.5153 | -666.9708 | 0 | 0 | 0 | 0 | 0
7767 | 1569.862 | 353.69 | 1055.9565 | 1055.9565 | 0 | 0 | 0 | 553.351 | 0 | 0
7768 | 1212.909 | 32.34 | 77.0513 | 77.0513 | 0 | 0 | 0 | 1138.736 | 0 | 0
7769 | 1407.813 | 94.44 | 261.5201 | 261.5201 | 0 | 0 | 0 | 1156.062 | 0 | 0
7770 | 1339.188 | 1.96 | 0 | 0 | 0 | 0 | 0 | 1339.188 | 0 | 0
7771 | 1444 | 0 | 0 | 0 | 0 | 0 | 0 | 618.4 | 0 | 857.6372
7772 | 1498.4 | 0 | 0 | 0 | 0 | 0 | 0 | 318.779 | 0 | 1225.3959
7773 | 1683.2 | 0 | 0 | 0 | 0 | 0 | 0 | 503.579 | 0 | 1225.3959
7774 | 1572 | 0 | 0 | 0 | 0 | 0 | 0 | 392.379 | 0 | 1225.3959
7775 | 1266.4 | 0 | 0 | 0 | 0 | 0 | 0 | 86.779 | 0 | 1225.3959
7776 | 1252.8 | 0 | 0 | 0 | 0 | 0 | 0 | 1252.8 | 0 | 0
7777 | 1118.4 | 0 | 0 | 0 | 0 | 0 | 0 | 1118.4 | 0 | 0
7778 | 1283.2 | 0 | 0 | 0 | 0 | 0 | 0 | 1283.2 | 0 | 0
7779 | 1369.6 | 0 | 0 | 0 | 0 | 0 | 0 | 1369.6 | 0 | 0
7780 | 1394.4 | 0 | 0 | 0 | 0 | 0 | 0 | 1394.4 | 0 | 0
7781 | 1285.6 | 0 | 0 | 0 | 0 | 0 | 0 | 1285.6 | 0 | 0
7782 | 1056 | 0 | 0 | 0 | 0 | 0 | 0 | 1056 | 0 | 0
7783 | 1040.324 | 63.84 | 158.8519 | 0 | -158.8519 | 0 | 0 | 1040.324 | 0 | 0
7784 | 869.633 | 359.38 | 1086.1877 | 0 | -1086.1877 | 0 | 0 | 869.633 | 0 | 0
7785 | 1098.227 | 594.32 | 1776.6906 | 551.2947 | -1225.3959 | 0 | 0 | 567.526 | 0 | 0
7786 | 1314.622 | 782.4 | 2270.1707 | 1044.7748 | -1225.3959 | 0 | 0 | 308.875 | 0 | 0
7787 | 1099.177 | 803.6 | 2312.9009 | 1087.505 | -1225.3959 | 0 | 0 | 52.297 | 0 | 0
7788 | 1346.221 | 536.56 | 1554.9598 | 764.5935 | -790.3663 | 0 | 0 | 610.188 | 0 | 0
7789 | 1404.829 | 373.71 | 1092.1671 | 1092.1671 | 0 | 0 | 0 | 353.46 | 0 | 0
7790 | 1166.196 | 610.85 | 1791.265 | 1211.4499 | -579.8151 | 0 | 0 | 0 | 0 | 0
7791 | 1431.156 | 537.16 | 1604.6729 | 1486.6916 | -117.9812 | 0 | 0 | 0 | 0 | 0
7792 | 1408.691 | 120.59 | 348.4473 | 348.4473 | 0 | 0 | 0 | 1073.26 | 0 | 0
7793 | 1490.436 | 51.15 | 134.3746 | 134.3746 | 0 | 0 | 0 | 1361.081 | 0 | 0
7794 | 1393.933 | 0.98 | 0 | 0 | 0 | 0 | 0 | 1393.933 | 0 | 0
7795 | 1680.8 | 0 | 0 | 0 | 0 | 0 | 0 | 852.379 | 0 | 860.5677
7796 | 1324.8 | 0 | 0 | 0 | 0 | 0 | 0 | 145.179 | 0 | 1225.3959
7797 | 1534.4 | 0 | 0 | 0 | 0 | 0 | 0 | 354.779 | 0 | 1225.3959
7798 | 1571.2 | 0 | 0 | 0 | 0 | 0 | 0 | 391.579 | 0 | 1225.3959
7799 | 1176.8 | 0 | 0 | 0 | 0 | 0 | 0 | 0 | 0 | 1222.4654
7800 | 1416.8 | 0 | 0 | 0 | 0 | 0 | 0 | 1416.8 | 0 | 0
7801 | 1240 | 0 | 0 | 0 | 0 | 0 | 0 | 1240 | 0 | 0
7802 | 1348.8 | 0 | 0 | 0 | 0 | 0 | 0 | 1348.8 | 0 | 0
7803 | 1515.2 | 0 | 0 | 0 | 0 | 0 | 0 | 1515.2 | 0 | 0
7804 | 1366.4 | 0 | 0 | 0 | 0 | 0 | 0 | 1366.4 | 0 | 0
7805 | 1381.6 | 0 | 0 | 0 | 0 | 0 | 0 | 1381.6 | 0 | 0
7806 | 1362.4 | 0 | 0 | 0 | 0 | 0 | 0 | 1362.4 | 0 | 0
7807 | 679.439 | 71.28 | 179.0962 | 0 | -179.0962 | 0 | 0 | 679.439 | 0 | 0
7808 | 1137.376 | 376.76 | 1153.494 | 1081.6035 | -71.8905 | 0 | 0 | 96.176 | 0 | 0
7809 | 882.651 | 612.48 | 1858.4601 | 916.9021 | -941.5581 | 0 | 0 | 0 | 0 | 0
7810 | 432.662 | 631.13 | 1861.0592 | 449.4524 | -1225.3959 | 0 | 186.2109 | 0 | 0 | 0
7811 | 389.328 | 804.02 | 2296.1522 | 404.4358 | -1225.3959 | 0 | 666.3205 | 0 | 0 | 0
7812 | 396.46 | 966.5 | 2682.1949 | 411.8445 | -1225.3959 | 0 | 1044.9545 | 0 | 0 | 0
7813 | 851.215 | 627.74 | 1792.1615 | 884.2462 | -907.9154 | 0 | 0 | 0 | 0 | 0
7814 | 1358.284 | 715.37 | 2043.7341 | 1410.9919 | -632.7422 | 0 | 0 | 0 | 0 | 0
7815 | 1653.136 | 569.12 | 1664.2577 | 1664.2577 | 0 | 0 | 0 | 51.047 | 0 | 0
7816 | 1480.775 | 340.36 | 1019.806 | 1019.806 | 0 | 0 | 0 | 499.064 | 0 | 0
7817 | 1522.428 | 169.07 | 460.8283 | 460.8283 | 0 | 0 | 0 | 1078.814 | 0 | 0
7818 | 1682.404 | 1.96 | 0 | 0 | 0 | 0 | 0 | 1682.404 | 0 | 0
7819 | 1758.4 | 0 | 0 | 0 | 0 | 0 | 0 | 932.8 | 0 | 857.6372
7820 | 1597.6 | 0 | 0 | 0 | 0 | 0 | 0 | 417.979 | 0 | 1225.3959
7821 | 1777.6 | 0 | 0 | 0 | 0 | 0 | 0 | 597.979 | 0 | 1225.3959
7822 | 1849.6 | 0 | 0 | 0 | 0 | 0 | 0 | 669.979 | 0 | 1225.3959
7823 | 1356 | 0 | 0 | 0 | 0 | 0 | 0 | 176.379 | 0 | 1225.3959
7824 | 1280.8 | 0 | 0 | 0 | 0 | 0 | 0 | 1280.8 | 0 | 0
7825 | 1248.8 | 0 | 0 | 0 | 0 | 0 | 0 | 1248.8 | 0 | 0
7826 | 1583.2 | 0 | 0 | 0 | 0 | 0 | 0 | 1583.2 | 0 | 0
7827 | 1660 | 0 | 0 | 0 | 0 | 0 | 0 | 1660 | 0 | 0
7828 | 981.6 | 0 | 0 | 0 | 0 | 0 | 0 | 981.6 | 0 | 0
7829 | 1345.6 | 0 | 0 | 0 | 0 | 0 | 0 | 1345.6 | 0 | 0
7830 | 1347.2 | 0 | 0 | 0 | 0 | 0 | 0 | 1347.2 | 0 | 0
7831 | 1080.957 | 108.86 | 268.5788 | 268.5788 | 0 | 0 | 0 | 822.411 | 0 | 0
7832 | 1190.482 | 356.7 | 1081.2794 | 1081.2794 | 0 | 0 | 0 | 149.594 | 0 | 0
7833 | 1061.094 | 591.64 | 1774.024 | 1102.2695 | -671.7545 | 0 | 0 | 0 | 0 | 0
7834 | 1659.705 | 785.14 | 2259.124 | 1724.1094 | -535.0146 | 0 | 0 | 0 | 0 | 0
7835 | 1735.038 | 912.36 | 2551.3637 | 1802.3657 | -748.998 | 0 | 0 | 0 | 0 | 0
7836 | 1837.293 | 919.47 | 2558.4265 | 1908.5887 | -649.8378 | 0 | 0 | 0 | 0 | 0
7837 | 1536.804 | 581.86 | 1673.1976 | 1596.4393 | -76.7583 | 0 | 0 | 0 | 0 | 0
7838 | 1437.913 | 239.86 | 693.987 | 693.987 | 0 | 0 | 0 | 769.85 | 0 | 0
7839 | 1704.969 | 391.2 | 1156.145 | 1156.145 | 0 | 0 | 0 | 592.012 | 0 | 0
7840 | 1445.753 | 176.08 | 519.2943 | 519.2943 | 0 | 0 | 0 | 945.857 | 0 | 0
7841 | 1513.323 | 98.64 | 267.6106 | 267.6106 | 0 | 0 | 0 | 1255.709 | 0 | 0
7842 | 1805.698 | 0.98 | 0 | 0 | 0 | 0 | 0 | 1805.698 | 0 | 0
7843 | 1423.2 | 0 | 0 | 0 | 0 | 0 | 0 | 1423.2 | 0 | 0
7844 | 1600 | 0 | 0 | 0 | 0 | 0 | 0 | 1600 | 0 | 0
7845 | 1737.6 | 0 | 0 | 0 | 0 | 0 | 0 | 1737.6 | 0 | 0
7846 | 1408 | 0 | 0 | 0 | 0 | 0 | 0 | 1408 | 0 | 0
7847 | 1577.6 | 0 | 0 | 0 | 0 | 0 | 0 | 1184.787 | 0 | 408.056
7848 | 1420.8 | 0 | 0 | 0 | 0 | 0 | 0 | 241.179 | 0 | 1225.3959
7849 | 1040 | 0 | 0 | 0 | 0 | 0 | 0 | 1040 | 0 | 0
7850 | 1061.6 | 0 | 0 | 0 | 0 | 0 | 0 | 1061.6 | 0 | 0
7851 | 848 | 0 | 0 | 0 | 0 | 0 | 0 | 848 | 0 | 0
7852 | 1101.6 | 0 | 0 | 0 | 0 | 0 | 0 | 1101.6 | 0 | 0
7853 | 727.2 | 0 | 0 | 0 | 0 | 0 | 0 | 727.2 | 0 | 0
7854 | 904 | 0 | 0 | 0 | 0 | 0 | 0 | 904 | 0 | 0
7855 | 917.901 | 110.21 | 270.8964 | 270.8964 | 0 | 0 | 0 | 0 | 0 | 682.6235
7856 | 910.899 | 277.58 | 852.0578 | 852.0578 | 0 | 0 | 0 | 0 | 0 | 94.1884
7857 | 920.17 | 488.17 | 1495.6846 | 955.877 | -539.8076 | 0 | 0 | 0 | 0 | 0
7858 | 1061.386 | 662.69 | 1977.1695 | 1102.5728 | -874.5967 | 0 | 0 | 0 | 0 | 0
7859 | 1019.092 | 795.05 | 2325.006 | 1058.6376 | -1225.3959 | 0 | 40.9725 | 0 | 0 | 0
7860 | 991.068 | 526.18 | 1545.9212 | 1029.5261 | -516.395 | 0 | 0 | 0 | 0 | 0
7861 | 1143.278 | 568.94 | 1667.1268 | 1187.6426 | -479.4842 | 0 | 0 | 0 | 0 | 0
7862 | 1101.732 | 603.96 | 1782.19 | 1144.4844 | -637.7056 | 0 | 0 | 0 | 0 | 0
7863 | 1117.132 | 348.72 | 1039.1018 | 1039.1018 | 0 | 0 | 0 | 0 | 0 | 121.3802
7864 | 520.632 | 232.91 | 697.8794 | 540.835 | -157.0444 | 0 | 0 | 0 | 0 | 0
7865 | 192.296 | 119.16 | 329.0965 | 199.758 | -129.3385 | 0 | 0 | 0 | 0 | 0
7866 | 257.187 | 1.96 | 0 | 0 | 0 | 0 | 0 | 0 | 0 | 267.1671
7867 | 150.4 | 0 | 0 | 0 | 0 | 0 | 0 | 0 | 0 | 156.2362
7868 | 158.4 | 0 | 0 | 0 | 0 | 0 | 0 | 0 | 0 | 164.5467
7869 | 125.6 | 0 | 0 | 0 | 0 | 0 | 0 | 0 | 0 | 130.4739
7870 | 120 | 0 | 0 | 0 | 0 | 0 | 0 | 0 | 0 | 124.6566
7871 | 115.2 | 0 | 0 | 0 | 0 | 0 | 0 | 0 | 0 | 119.6703
7872 | 116 | 0 | 0 | 0 | 0 | 0 | 0 | 0 | 0 | 120.5014
7873 | 107.2 | 0 | 0 | 0 | 0 | 0 | 0 | 0 | 0 | 111.3599
7874 | 117.6 | 0 | 0 | 0 | 0 | 0 | 0 | 0 | 0 | 122.1634
7875 | 96.8 | 0 | 0 | 0 | 0 | 0 | 0 | 0 | 0 | 100.5563
7876 | 103.2 | 0 | 0 | 0 | 0 | 0 | 0 | 0 | 0 | 107.2047
7877 | 96.8 | 0 | 0 | 0 | 0 | 0 | 0 | 0 | 0 | 100.5563
7878 | 101.6 | 0 | 0 | 0 | 0 | 0 | 0 | 0 | 0 | 105.5426
7879 | 87.682 | 65.93 | 167.2164 | 91.0845 | -76.1319 | 0 | 0 | 0 | 0 | 0
7880 | 158.372 | 268.55 | 822.5723 | 164.5176 | -658.0548 | 0 | 0 | 0 | 0 | 0
7881 | 720.376 | 495.91 | 1511.5118 | 748.33 | -763.1818 | 0 | 0 | 0 | 0 | 0
7882 | 958.609 | 763.61 | 2263.6833 | 995.8076 | -1225.3959 | 0 | 42.4798 | 0 | 0 | 0
7883 | 1110.708 | 835.07 | 2431.5074 | 1153.8087 | -1187.9501 | 0 | 89.7486 | 0 | 0 | 0
7884 | 1168.124 | 777.04 | 2256.8906 | 1213.4528 | 0 | 0 | 1043.4378 | 0 | 0 | 0
7885 | 1171.326 | 739.34 | 2152.1479 | 1216.779 | 0 | 0 | 935.3689 | 0 | 0 | 0
7886 | 1171.349 | 656.01 | 1932.3015 | 1216.8029 | 0 | 0 | 715.4986 | 0 | 0 | 0
7887 | 1266.465 | 542.99 | 1625.853 | 1315.6099 | 0 | 0 | 310.2432 | 0 | 0 | 0
7888 | 1231.431 | 392.08 | 1195.3433 | 1195.3433 | 0 | 0 | 0 | 80.74 | 0 | 0
7889 | 1227.897 | 143.34 | 395.903 | 395.903 | 0 | 0 | 0 | 846.783 | 0 | 0
7890 | 1118.58 | 1.96 | 0 | 0 | 0 | 0 | 0 | 1118.58 | 0 | 0
7891 | 1358.4 | 0 | 0 | 0 | 0 | 0 | 0 | 178.779 | 0 | 1225.3959
7892 | 1066.4 | 0 | 0 | 0 | 0 | 0 | 0 | 0 | 0 | 1107.7814
7893 | 1076 | 0 | 0 | 0 | 0 | 0 | 0 | 0 | 0 | 1117.7539
7894 | 1006.4 | 0 | 0 | 0 | 0 | 0 | 0 | 0 | 0 | 1045.4531
7895 | 1079.2 | 0 | 0 | 0 | 0 | 0 | 0 | 0 | 0 | 1121.0781
7896 | 1528 | 0 | 0 | 0 | 0 | 0 | 0 | 1528 | 0 | 0
7897 | 1220.8 | 0 | 0 | 0 | 0 | 0 | 0 | 1220.8 | 0 | 0
7898 | 923.2 | 0 | 0 | 0 | 0 | 0 | 0 | 923.2 | 0 | 0
7899 | 1218.4 | 0 | 0 | 0 | 0 | 0 | 0 | 1218.4 | 0 | 0
7900 | 1200.8 | 0 | 0 | 0 | 0 | 0 | 0 | 1200.8 | 0 | 0
7901 | 896 | 0 | 0 | 0 | 0 | 0 | 0 | 896 | 0 | 0
7902 | 1284 | 0 | 0 | 0 | 0 | 0 | 0 | 1284 | 0 | 0
7903 | 1092.491 | 85.42 | 213.3985 | 0 | -213.3985 | 0 | 0 | 1092.491 | 0 | 0
7904 | 1306.162 | 326.51 | 1005.1049 | 0 | -1005.1049 | 0 | 0 | 1306.162 | 0 | 0
7905 | 1409.71 | 476.59 | 1459.4781 | 234.0822 | -1225.3959 | 0 | 0 | 1184.372 | 0 | 0
7906 | 984.961 | 437.73 | 1308.359 | 82.9631 | -1225.3959 | 0 | 0 | 905.097 | 0 | 0
7907 | 1372.328 | 625.86 | 1838.9026 | 708.818 | -1130.0845 | 0 | 0 | 689.988 | 0 | 0
7908 | 1453.632 | 681.93 | 1983.3473 | 1510.0398 | -473.3075 | 0 | 0 | 0 | 0 | 0
7909 | 1182.818 | 696.11 | 2023.7797 | 1228.717 | -795.0627 | 0 | 0 | 0 | 0 | 0
7910 | 1278.412 | 513.5 | 1511.8972 | 1328.0205 | -183.8768 | 0 | 0 | 0 | 0 | 0
7911 | 1247.998 | 385.39 | 1148.1338 | 1148.1338 | 0 | 0 | 0 | 142.753 | 0 | 0
7912 | 1086.354 | 96.5 | 273.0072 | 273.0072 | 0 | 0 | 0 | 823.545 | 0 | 0
7913 | 1467.39 | 100.6 | 279.2837 | 279.2837 | 0 | 0 | 0 | 1198.539 | 0 | 0
7914 | 1410.488 | 1.96 | 0 | 0 | 0 | 0 | 0 | 1410.488 | 0 | 0
7915 | 1142.4 | 0 | 0 | 0 | 0 | 0 | 0 | 67.957 | 0 | 1116.1365
7916 | 984.8 | 0 | 0 | 0 | 0 | 0 | 0 | 0 | 0 | 1023.0149
7917 | 1211.2 | 0 | 0 | 0 | 0 | 0 | 0 | 31.579 | 0 | 1225.3959
7918 | 1125.6 | 0 | 0 | 0 | 0 | 0 | 0 | 0 | 0 | 1169.2786
7919 | 1388.8 | 0 | 0 | 0 | 0 | 0 | 0 | 209.179 | 0 | 1225.3959
7920 | 985.6 | 0 | 0 | 0 | 0 | 0 | 0 | 985.6 | 0 | 0
7921 | 1293.6 | 0 | 0 | 0 | 0 | 0 | 0 | 1293.6 | 0 | 0
7922 | 1131.2 | 0 | 0 | 0 | 0 | 0 | 0 | 1131.2 | 0 | 0
7923 | 1264.8 | 0 | 0 | 0 | 0 | 0 | 0 | 1264.8 | 0 | 0
7924 | 774.4 | 0 | 0 | 0 | 0 | 0 | 0 | 774.4 | 0 | 0
7925 | 1108.8 | 0 | 0 | 0 | 0 | 0 | 0 | 1108.8 | 0 | 0
7926 | 734.4 | 0 | 0 | 0 | 0 | 0 | 0 | 734.4 | 0 | 0
7927 | 812.644 | 96.12 | 236.7727 | 0 | -236.7727 | 0 | 0 | 812.644 | 0 | 0
7928 | 1161.248 | 291.99 | 894.5771 | 0 | -894.5771 | 0 | 0 | 1161.248 | 0 | 0
7929 | 1243.412 | 497.21 | 1515.801 | 290.4051 | -1225.3959 | 0 | 0 | 963.855 | 0 | 0
7930 | 1326.775 | 660.35 | 1961.8306 | 736.4347 | -1225.3959 | 0 | 0 | 617.851 | 0 | 0
7931 | 1621.135 | 674.42 | 1976.8288 | 1100.9149 | -875.9139 | 0 | 0 | 561.345 | 0 | 0
7932 | 1251.306 | 746.52 | 2168.0302 | 1299.8626 | -868.1676 | 0 | 0 | 0 | 0 | 0
7933 | 1349.218 | 744.64 | 2156.7145 | 1401.5741 | -755.1404 | 0 | 0 | 0 | 0 | 0
7934 | 1331.273 | 572.41 | 1680.8837 | 1382.9327 | -297.951 | 0 | 0 | 0 | 0 | 0
7935 | 1282.735 | 456.68 | 1362.5877 | 1332.5112 | -30.0765 | 0 | 0 | 0 | 0 | 0
7936 | 1437.172 | 163.39 | 479.9496 | 479.9496 | 0 | 0 | 0 | 975.151 | 0 | 0
7937 | 1620.088 | 34.3 | 82.8758 | 82.8758 | 0 | 0 | 0 | 1540.308 | 0 | 0
7938 | 1488.651 | 0.98 | 0 | 0 | 0 | 0 | 0 | 1488.651 | 0 | 0
7939 | 1304.8 | 0 | 0 | 0 | 0 | 0 | 0 | 469.179 | 0 | 868.0471
7940 | 1217.6 | 0 | 0 | 0 | 0 | 0 | 0 | 37.979 | 0 | 1225.3959
7941 | 1169.6 | 0 | 0 | 0 | 0 | 0 | 0 | 0 | 0 | 1214.986
7942 | 1280 | 0 | 0 | 0 | 0 | 0 | 0 | 100.379 | 0 | 1225.3959
7943 | 1238.4 | 0 | 0 | 0 | 0 | 0 | 0 | 58.779 | 0 | 1225.3959
7944 | 1456 | 0 | 0 | 0 | 0 | 0 | 0 | 1456 | 0 | 0
7945 | 1352 | 0 | 0 | 0 | 0 | 0 | 0 | 1352 | 0 | 0
7946 | 1226.4 | 0 | 0 | 0 | 0 | 0 | 0 | 1226.4 | 0 | 0
7947 | 1184 | 0 | 0 | 0 | 0 | 0 | 0 | 1184 | 0 | 0
7948 | 1292 | 0 | 0 | 0 | 0 | 0 | 0 | 1292 | 0 | 0
7949 | 1500 | 0 | 0 | 0 | 0 | 0 | 0 | 1500 | 0 | 0
7950 | 1428.8 | 0 | 0 | 0 | 0 | 0 | 0 | 1428.8 | 0 | 0
7951 | 1297.339 | 100.63 | 242.375 | 0 | -242.375 | 0 | 0 | 1297.339 | 0 | 0
7952 | 1310.033 | 290.99 | 893.1207 | 0 | -893.1207 | 0 | 0 | 1310.033 | 0 | 0
7953 | 994.134 | 485.44 | 1482.5115 | 257.1156 | -1225.3959 | 0 | 0 | 746.624 | 0 | 0
7954 | 1147.17 | 589.71 | 1753.7922 | 528.3963 | -1225.3959 | 0 | 0 | 638.512 | 0 | 0
7955 | 1266.559 | 668.44 | 1945.1733 | 719.7774 | -1225.3959 | 0 | 0 | 573.67 | 0 | 0
7956 | 1524.5 | 787.11 | 2259.2632 | 1162.4069 | -1096.8563 | 0 | 0 | 405.515 | 0 | 0
7957 | 1553.979 | 698.75 | 2014.5821 | 1614.2808 | -400.3013 | 0 | 0 | 0 | 0 | 0
7958 | 1388.914 | 527.29 | 1543.3584 | 1442.8105 | -100.548 | 0 | 0 | 0 | 0 | 0
7959 | 1652.723 | 276.03 | 815.5812 | 815.5812 | 0 | 0 | 0 | 867.608 | 0 | 0
7960 | 1570.274 | 285.47 | 862.7232 | 862.7232 | 0 | 0 | 0 | 739.778 | 0 | 0
7961 | 1459.662 | 166.4 | 461.4236 | 461.4236 | 0 | 0 | 0 | 1015.475 | 0 | 0
7962 | 1449.583 | 1.96 | 0 | 0 | 0 | 0 | 0 | 1449.583 | 0 | 0
7963 | 1372.8 | 0 | 0 | 0 | 0 | 0 | 0 | 547.2 | 0 | 857.6372
7964 | 1579.2 | 0 | 0 | 0 | 0 | 0 | 0 | 399.579 | 0 | 1225.3959
7965 | 1569.6 | 0 | 0 | 0 | 0 | 0 | 0 | 389.979 | 0 | 1225.3959
7966 | 1548.8 | 0 | 0 | 0 | 0 | 0 | 0 | 369.179 | 0 | 1225.3959
7967 | 1433.6 | 0 | 0 | 0 | 0 | 0 | 0 | 253.979 | 0 | 1225.3959
7968 | 1310.4 | 0 | 0 | 0 | 0 | 0 | 0 | 1310.4 | 0 | 0
7969 | 1088 | 0 | 0 | 0 | 0 | 0 | 0 | 1088 | 0 | 0
7970 | 1392 | 0 | 0 | 0 | 0 | 0 | 0 | 1392 | 0 | 0
7971 | 1436.8 | 0 | 0 | 0 | 0 | 0 | 0 | 1436.8 | 0 | 0
7972 | 1538.4 | 0 | 0 | 0 | 0 | 0 | 0 | 1538.4 | 0 | 0
7973 | 1468 | 0 | 0 | 0 | 0 | 0 | 0 | 1468 | 0 | 0
7974 | 1324 | 0 | 0 | 0 | 0 | 0 | 0 | 1324 | 0 | 0
7975 | 916 | 11.75 | 15.927 | 0 | -15.927 | 0 | 0 | 916 | 0 | 0
7976 | 1538.833 | 91.68 | 265.1549 | 0 | -265.1549 | 0 | 0 | 1538.833 | 0 | 0
7977 | 1337.062 | 222.19 | 668.6121 | 0 | -668.6121 | 0 | 0 | 1337.062 | 0 | 0
7978 | 1341.153 | 392.25 | 1177.5672 | 0 | -1177.5672 | 0 | 0 | 1341.153 | 0 | 0
7979 | 1403.197 | 419.54 | 1247.4362 | 22.0403 | -1225.3959 | 0 | 0 | 1381.98 | 0 | 0
7980 | 1495.022 | 546.54 | 1613.2274 | 387.8315 | -1225.3959 | 0 | 0 | 1121.678 | 0 | 0
7981 | 1415.791 | 412.68 | 1224.4672 | 0 | -1224.4672 | 0 | 0 | 1415.791 | 0 | 0
7982 | 1603.039 | 402.26 | 1200.9653 | 594.0945 | -606.8708 | 0 | 0 | 1031.136 | 0 | 0
7983 | 1305.477 | 384.97 | 1161.8231 | 1161.8231 | 0 | 0 | 0 | 187.054 | 0 | 0
7984 | 1797.5 | 105.05 | 303.3372 | 303.3372 | 0 | 0 | 0 | 1505.494 | 0 | 0
7985 | 1690.399 | 8.81 | 8.273 | 8.273 | 0 | 0 | 0 | 1682.435 | 0 | 0
7986 | 1741.499 | 0.98 | 0 | 0 | 0 | 0 | 0 | 1741.499 | 0 | 0
7987 | 1718.4 | 0 | 0 | 0 | 0 | 0 | 0 | 892.8 | 0 | 857.6372
7988 | 1222.4 | 0 | 0 | 0 | 0 | 0 | 0 | 42.779 | 0 | 1225.3959
7989 | 1288 | 0 | 0 | 0 | 0 | 0 | 0 | 108.379 | 0 | 1225.3959
7990 | 1320.8 | 0 | 0 | 0 | 0 | 0 | 0 | 141.179 | 0 | 1225.3959
7991 | 1376 | 0 | 0 | 0 | 0 | 0 | 0 | 196.379 | 0 | 1225.3959
7992 | 1328.8 | 0 | 0 | 0 | 0 | 0 | 0 | 1328.8 | 0 | 0
7993 | 1398.4 | 0 | 0 | 0 | 0 | 0 | 0 | 1398.4 | 0 | 0
7994 | 1504 | 0 | 0 | 0 | 0 | 0 | 0 | 1504 | 0 | 0
7995 | 1284 | 0 | 0 | 0 | 0 | 0 | 0 | 1284 | 0 | 0
7996 | 1360.8 | 0 | 0 | 0 | 0 | 0 | 0 | 1360.8 | 0 | 0
7997 | 1429.6 | 0 | 0 | 0 | 0 | 0 | 0 | 1429.6 | 0 | 0
7998 | 1222.4 | 0 | 0 | 0 | 0 | 0 | 0 | 1222.4 | 0 | 0
7999 | 1190.56 | 41.64 | 98.6719 | 98.6719 | 0 | 0 | 0 | 1095.574 | 0 | 0
8000 | 1232.152 | 232.13 | 711.8815 | 711.8815 | 0 | 0 | 0 | 546.863 | 0 | 0
8001 | 1245.954 | 374.31 | 1149.157 | 1149.157 | 0 | 0 | 0 | 139.724 | 0 | 0
8002 | 1352.375 | 574.57 | 1730.6716 | 1404.8536 | -325.818 | 0 | 0 | 0 | 0 | 0
8003 | 1036.347 | 716.75 | 2128.8122 | 1076.5622 | -1052.25 | 0 | 0 | 0 | 0 | 0
8004 | 1453.973 | 658.75 | 1956.061 | 1510.3941 | -445.667 | 0 | 0 | 0 | 0 | 0
8005 | 1380.768 | 679.22 | 2020.1137 | 1434.3484 | -585.7654 | 0 | 0 | 0 | 0 | 0
8006 | 1648.157 | 536.4 | 1610.2242 | 1610.2242 | 0 | 0 | 0 | 98.083 | 0 | 0
8007 | 1281.294 | 408.96 | 1239.3782 | 1239.3782 | 0 | 0 | 0 | 88.213 | 0 | 0
8008 | 1404.316 | 146.09 | 432.55 | 432.55 | 0 | 0 | 0 | 987.924 | 0 | 0
8009 | 1308.225 | 63.76 | 174.6044 | 174.6044 | 0 | 0 | 0 | 1140.143 | 0 | 0
8010 | 1254.291 | 1.96 | 0 | 0 | 0 | 0 | 0 | 1254.291 | 0 | 0
8011 | 1336 | 0 | 0 | 0 | 0 | 0 | 0 | 1336 | 0 | 0
8012 | 854.4 | 0 | 0 | 0 | 0 | 0 | 0 | 854.4 | 0 | 0
8013 | 1313.6 | 0 | 0 | 0 | 0 | 0 | 0 | 1313.6 | 0 | 0
8014 | 1232 | 0 | 0 | 0 | 0 | 0 | 0 | 1232 | 0 | 0
8015 | 1172.8 | 0 | 0 | 0 | 0 | 0 | 0 | 1172.8 | 0 | 0
8016 | 1341.6 | 0 | 0 | 0 | 0 | 0 | 0 | 1341.6 | 0 | 0
8017 | 1092 | 0 | 0 | 0 | 0 | 0 | 0 | 1092 | 0 | 0
8018 | 1248 | 0 | 0 | 0 | 0 | 0 | 0 | 1248 | 0 | 0
8019 | 1142.4 | 0 | 0 | 0 | 0 | 0 | 0 | 1142.4 | 0 | 0
8020 | 1088.8 | 0 | 0 | 0 | 0 | 0 | 0 | 1088.8 | 0 | 0
8021 | 978.4 | 0 | 0 | 0 | 0 | 0 | 0 | 978.4 | 0 | 0
8022 | 1040.8 | 0 | 0 | 0 | 0 | 0 | 0 | 1040.8 | 0 | 0
8023 | 858.4 | 32.66 | 75.3497 | 75.3497 | 0 | 0 | 0 | 149.595 | 0 | 660.9603
8024 | 1146.178 | 117.95 | 347.6578 | 347.6578 | 0 | 0 | 0 | 0 | 0 | 842.9973
8025 | 1191.895 | 194.12 | 582.4786 | 582.4786 | 0 | 0 | 0 | 0 | 0 | 655.6676
8026 | 1166.901 | 400.97 | 1206.7265 | 1206.7265 | 0 | 0 | 0 | 0 | 0 | 5.4558
8027 | 1126.266 | 571.69 | 1705.9761 | 1169.9705 | -536.0056 | 0 | 0 | 0 | 0 | 0
8028 | 1448.14 | 612.78 | 1820.337 | 1504.3347 | -316.0023 | 0 | 0 | 0 | 0 | 0
8029 | 920.542 | 591.4 | 1759.728 | 956.2634 | -803.4646 | 0 | 0 | 0 | 0 | 0
8030 | 997.387 | 513.27 | 1539.8785 | 1036.0904 | -503.7881 | 0 | 0 | 0 | 0 | 0
8031 | 860.713 | 410.99 | 1247.0238 | 894.1128 | -352.9111 | 0 | 0 | 0 | 0 | 0
8032 | 234.947 | 192.64 | 579.9034 | 244.0641 | -335.8393 | 0 | 0 | 0 | 0 | 0
8033 | 183.063 | 154.71 | 434.2723 | 190.1667 | -244.1056 | 0 | 0 | 0 | 0 | 0
8034 | 137.552 | 2.94 | 0 | 0 | 0 | 0 | 0 | 0 | 0 | 142.8897
8035 | 148 | 0 | 0 | 0 | 0 | 0 | 0 | 0 | 0 | 153.7431
8036 | 100.8 | 0 | 0 | 0 | 0 | 0 | 0 | 0 | 0 | 104.7115
8037 | 96 | 0 | 0 | 0 | 0 | 0 | 0 | 0 | 0 | 99.7253
8038 | 102.4 | 0 | 0 | 0 | 0 | 0 | 0 | 0 | 0 | 106.3736
8039 | 91.2 | 0 | 0 | 0 | 0 | 0 | 0 | 0 | 0 | 94.739
8040 | 100 | 0 | 0 | 0 | 0 | 0 | 0 | 0 | 0 | 103.8805
8041 | 89.6 | 0 | 0 | 0 | 0 | 0 | 0 | 0 | 0 | 93.0769
8042 | 96 | 0 | 0 | 0 | 0 | 0 | 0 | 0 | 0 | 99.7253
8043 | 89.6 | 0 | 0 | 0 | 0 | 0 | 0 | 0 | 0 | 93.0769
8044 | 89.6 | 0 | 0 | 0 | 0 | 0 | 0 | 0 | 0 | 93.0769
8045 | 91.2 | 0 | 0 | 0 | 0 | 0 | 0 | 0 | 0 | 94.739
8046 | 92 | 0 | 0 | 0 | 0 | 0 | 0 | 0 | 0 | 95.57
8047 | 72.8 | 51.18 | 124.3044 | 75.625 | -48.6794 | 0 | 0 | 0 | 0 | 0
8048 | 89.61 | 235.03 | 715.8061 | 93.0873 | -622.7188 | 0 | 0 | 0 | 0 | 0
8049 | 636.197 | 483.61 | 1486.622 | 660.8845 | -825.7376 | 0 | 0 | 0 | 0 | 0
8050 | 1258.648 | 772.15 | 2315.0075 | 1307.4895 | -1007.518 | 0 | 0 | 0 | 0 | 0
8051 | 1251.361 | 895.29 | 2634.8908 | 1299.9208 | -1225.3959 | 0 | 109.5742 | 0 | 0 | 0
8052 | 1077.291 | 947.58 | 2758.8182 | 1119.096 | -1117.8152 | 0 | 521.9069 | 0 | 0 | 0
8053 | 1356.354 | 780.71 | 2297.7073 | 1408.987 | 0 | 0 | 888.7203 | 0 | 0 | 0
8054 | 1104.063 | 792.86 | 2344.5439 | 1146.9059 | 0 | 0 | 1197.638 | 0 | 0 | 0
8055 | 1125.992 | 546.94 | 1652.3031 | 1169.6858 | 0 | 0 | 482.6173 | 0 | 0 | 0
8056 | 1050.113 | 137.56 | 403.5289 | 403.5289 | 0 | 0 | 0 | 661.658 | 0 | 0
8057 | 951.408 | 90.75 | 244.784 | 244.784 | 0 | 0 | 0 | 715.768 | 0 | 0
8058 | 1136.61 | 1.96 | 0 | 0 | 0 | 0 | 0 | 1136.61 | 0 | 0
8059 | 1047.2 | 0 | 0 | 0 | 0 | 0 | 0 | 0 | 0 | 1087.8363
8060 | 1128.8 | 0 | 0 | 0 | 0 | 0 | 0 | 0 | 0 | 1172.6028
8061 | 778.4 | 0 | 0 | 0 | 0 | 0 | 0 | 0 | 0 | 808.6056
8062 | 1089.6 | 0 | 0 | 0 | 0 | 0 | 0 | 0 | 0 | 1131.8817
8063 | 952.8 | 0 | 0 | 0 | 0 | 0 | 0 | 0 | 0 | 989.7732
8064 | 999.2 | 0 | 0 | 0 | 0 | 0 | 0 | 999.2 | 0 | 0
8065 | 960 | 0 | 0 | 0 | 0 | 0 | 0 | 960 | 0 | 0
8066 | 1305.6 | 0 | 0 | 0 | 0 | 0 | 0 | 1305.6 | 0 | 0
8067 | 1168.8 | 0 | 0 | 0 | 0 | 0 | 0 | 1168.8 | 0 | 0
8068 | 1358.4 | 0 | 0 | 0 | 0 | 0 | 0 | 1358.4 | 0 | 0
8069 | 1282.4 | 0 | 0 | 0 | 0 | 0 | 0 | 1282.4 | 0 | 0
8070 | 1162.4 | 0 | 0 | 0 | 0 | 0 | 0 | 1162.4 | 0 | 0
8071 | 1039.2 | 112.19 | 260.1707 | 260.1707 | 0 | 0 | 0 | 251.35 | 0 | 558.2516
8072 | 1081.05 | 362.36 | 1112.7282 | 1112.7282 | 0 | 0 | 0 | 0 | 0 | 10.2717
8073 | 811.981 | 597.57 | 1833.5818 | 843.4897 | -990.0921 | 0 | 0 | 0 | 0 | 0
8074 | 1146.669 | 786.7 | 2322.3197 | 1191.1652 | -1131.1545 | 0 | 0 | 0 | 0 | 0
8075 | 1380.393 | 913.49 | 2631.3111 | 1433.9588 | -1197.3523 | 0 | 0 | 0 | 0 | 0
8076 | 1173.817 | 968.94 | 2754.1041 | 1219.3667 | -1225.3959 | 0 | 309.3415 | 0 | 0 | 0
8077 | 1141.587 | 944.63 | 2690.3485 | 1185.886 | -1225.3959 | 0 | 279.0666 | 0 | 0 | 0
8078 | 1217.119 | 844.32 | 2443.4506 | 1264.349 | -639.9993 | 0 | 539.1023 | 0 | 0 | 0
8079 | 1621.666 | 678.3 | 2015.328 | 1684.5943 | 0 | 0 | 330.7336 | 0 | 0 | 0
8080 | 617.579 | 458.62 | 1401.1149 | 641.544 | 0 | 0 | 759.5709 | 0 | 0 | 0
8081 | 1446.565 | 209.28 | 578.0824 | 578.0824 | 0 | 0 | 0 | 890.077 | 0 | 0
8082 | 1314.233 | 5.5 | 0 | 0 | 0 | 0 | 0 | 1314.233 | 0 | 0
8083 | 1122.4 | 0 | 0 | 0 | 0 | 0 | 0 | 48.757 | 0 | 1115.3054
8084 | 976.8 | 0 | 0 | 0 | 0 | 0 | 0 | 0 | 0 | 1014.7045
8085 | 1206.4 | 0 | 0 | 0 | 0 | 0 | 0 | 26.779 | 0 | 1225.3959
8086 | 1304 | 0 | 0 | 0 | 0 | 0 | 0 | 124.379 | 0 | 1225.3959
8087 | 1134.4 | 0 | 0 | 0 | 0 | 0 | 0 | 0 | 0 | 1178.4201
8088 | 949.6 | 0 | 0 | 0 | 0 | 0 | 0 | 949.6 | 0 | 0
8089 | 1222.4 | 0 | 0 | 0 | 0 | 0 | 0 | 1222.4 | 0 | 0
8090 | 851.2 | 0 | 0 | 0 | 0 | 0 | 0 | 851.2 | 0 | 0
8091 | 1256.8 | 0 | 0 | 0 | 0 | 0 | 0 | 1256.8 | 0 | 0
8092 | 1092.8 | 0 | 0 | 0 | 0 | 0 | 0 | 1092.8 | 0 | 0
8093 | 1028.8 | 0 | 0 | 0 | 0 | 0 | 0 | 1028.8 | 0 | 0
8094 | 1088.8 | 0 | 0 | 0 | 0 | 0 | 0 | 1088.8 | 0 | 0
8095 | 1353.6 | 105.13 | 248.9973 | 248.9973 | 0 | 0 | 0 | 1113.904 | 0 | 0
8096 | 697.26 | 300.53 | 931.1087 | 724.317 | -206.7917 | 0 | 0 | 0 | 0 | 0
8097 | 894.813 | 593.81 | 1836.1643 | 929.536 | -906.6283 | 0 | 0 | 0 | 0 | 0
8098 | 1264.732 | 788.49 | 2338.3339 | 1313.8096 | -1024.5243 | 0 | 0 | 0 | 0 | 0
8099 | 1241.914 | 915.74 | 2619.5789 | 1290.1072 | -1225.3959 | 0 | 104.0758 | 0 | 0 | 0
8100 | 1308.586 | 972.72 | 2711.7676 | 1359.3664 | -1225.3959 | 0 | 127.0053 | 0 | 0 | 0
8101 | 1086.618 | 947.83 | 2626.9949 | 1128.785 | -1225.3959 | 0 | 272.814 | 0 | 0 | 0
8102 | 1312.456 | 846.4 | 2391.9954 | 1363.3855 | -595.2569 | 0 | 433.353 | 0 | 0 | 0
8103 | 1471.833 | 681.53 | 1996.5568 | 1528.9471 | 0 | 0 | 467.6096 | 0 | 0 | 0
8104 | 1659.084 | 444.82 | 1348.9576 | 1348.9576 | 0 | 0 | 0 | 360.517 | 0 | 0
8105 | 1382.135 | 174 | 484.0643 | 484.0643 | 0 | 0 | 0 | 916.153 | 0 | 0
8106 | 1357.739 | 3.91 | 0 | 0 | 0 | 0 | 0 | 1357.739 | 0 | 0
8107 | 1292 | 0 | 0 | 0 | 0 | 0 | 0 | 255.579 | 0 | 1076.6391
8108 | 1217.6 | 0 | 0 | 0 | 0 | 0 | 0 | 37.979 | 0 | 1225.3959
8109 | 1288 | 0 | 0 | 0 | 0 | 0 | 0 | 108.379 | 0 | 1225.3959
8110 | 1356 | 0 | 0 | 0 | 0 | 0 | 0 | 176.379 | 0 | 1225.3959
8111 | 968.8 | 0 | 0 | 0 | 0 | 0 | 0 | 0 | 0 | 1006.394
8112 | 1264 | 0 | 0 | 0 | 0 | 0 | 0 | 1264 | 0 | 0
8113 | 1316.8 | 0 | 0 | 0 | 0 | 0 | 0 | 1316.8 | 0 | 0
8114 | 1169.6 | 0 | 0 | 0 | 0 | 0 | 0 | 1169.6 | 0 | 0
8115 | 1160.8 | 0 | 0 | 0 | 0 | 0 | 0 | 1160.8 | 0 | 0
8116 | 1196 | 0 | 0 | 0 | 0 | 0 | 0 | 1196 | 0 | 0
8117 | 840 | 0 | 0 | 0 | 0 | 0 | 0 | 840 | 0 | 0
8118 | 1152.8 | 0 | 0 | 0 | 0 | 0 | 0 | 1152.8 | 0 | 0
8119 | 706.4 | 100.89 | 234.6535 | 234.6535 | 0 | 0 | 0 | 480.512 | 0 | 0
8120 | 959.437 | 346.95 | 1074.2758 | 996.6677 | -77.6081 | 0 | 0 | 0 | 0 | 0
8121 | 900.079 | 581.47 | 1801.8505 | 935.0063 | -866.8441 | 0 | 0 | 0 | 0 | 0
8122 | 1146.42 | 766.82 | 2274.9201 | 1190.9065 | -1084.0135 | 0 | 0 | 0 | 0 | 0
8123 | 1422.593 | 892.33 | 2562.3906 | 1477.7964 | -1084.5942 | 0 | 0 | 0 | 0 | 0
8124 | 1547.461 | 949.31 | 2688.5835 | 1607.5098 | -1081.0737 | 0 | 0 | 0 | 0 | 0
8125 | 1494.729 | 893.54 | 2548.8363 | 1552.7316 | -996.1047 | 0 | 0 | 0 | 0 | 0
8126 | 1257.696 | 828.67 | 2401.6137 | 1306.5006 | -1095.1132 | 0 | 0 | 0 | 0 | 0
8127 | 1228.071 | 554.73 | 1658.8663 | 1275.727 | -124.0395 | 0 | 259.0997 | 0 | 0 | 0
8128 | 1769.154 | 422.01 | 1291.7142 | 1291.7142 | 0 | 0 | 0 | 525.692 | 0 | 0
8129 | 1953.371 | 181.6 | 507.4904 | 507.4904 | 0 | 0 | 0 | 1464.838 | 0 | 0
8130 | 1544.713 | 3.91 | 0 | 0 | 0 | 0 | 0 | 1544.713 | 0 | 0
8131 | 1589.6 | 0 | 0 | 0 | 0 | 0 | 0 | 764 | 0 | 857.6372
8132 | 1320 | 0 | 0 | 0 | 0 | 0 | 0 | 140.379 | 0 | 1225.3959
8133 | 1744 | 0 | 0 | 0 | 0 | 0 | 0 | 564.379 | 0 | 1225.3959
8134 | 1516.8 | 0 | 0 | 0 | 0 | 0 | 0 | 337.179 | 0 | 1225.3959
8135 | 1599.2 | 0 | 0 | 0 | 0 | 0 | 0 | 419.579 | 0 | 1225.3959
8136 | 1542.4 | 0 | 0 | 0 | 0 | 0 | 0 | 1542.4 | 0 | 0
8137 | 1434.4 | 0 | 0 | 0 | 0 | 0 | 0 | 1434.4 | 0 | 0
8138 | 1324 | 0 | 0 | 0 | 0 | 0 | 0 | 1324 | 0 | 0
8139 | 1325.6 | 0 | 0 | 0 | 0 | 0 | 0 | 1325.6 | 0 | 0
8140 | 1516.8 | 0 | 0 | 0 | 0 | 0 | 0 | 1516.8 | 0 | 0
8141 | 1291.2 | 0 | 0 | 0 | 0 | 0 | 0 | 1291.2 | 0 | 0
8142 | 1542.4 | 0 | 0 | 0 | 0 | 0 | 0 | 1542.4 | 0 | 0
8143 | 1000.8 | 103.27 | 237.0667 | 0 | -237.0667 | 0 | 0 | 1000.8 | 0 | 0
8144 | 828.43 | 349.15 | 1078.0498 | 117.5969 | -960.4529 | 0 | 0 | 715.226 | 0 | 0
8145 | 1062.166 | 583.77 | 1807.648 | 1103.3831 | -704.265 | 0 | 0 | 0 | 0 | 0
8146 | 1354.15 | 770.94 | 2292.3117 | 1406.6975 | -885.6143 | 0 | 0 | 0 | 0 | 0
8147 | 1544.599 | 894.11 | 2569.2903 | 1604.5368 | -964.7536 | 0 | 0 | 0 | 0 | 0
8148 | 1620.767 | 950.48 | 2684.5239 | 1683.6605 | -1000.8634 | 0 | 0 | 0 | 0 | 0
8149 | 936.447 | 904.46 | 2554.6962 | 972.7856 | -1225.3959 | 0 | 356.5147 | 0 | 0 | 0
8150 | 1379.589 | 559.44 | 1631.5748 | 1433.1236 | -198.4512 | 0 | 0 | 0 | 0 | 0
8151 | 1282.753 | 527.73 | 1565.058 | 1332.5299 | -232.5281 | 0 | 0 | 0 | 0 | 0
8152 | 1281.053 | 350.61 | 1062.7139 | 1062.7139 | 0 | 0 | 0 | 258.037 | 0 | 0
8153 | 1015.736 | 174.98 | 486.9054 | 486.9054 | 0 | 0 | 0 | 547.019 | 0 | 0
8154 | 1172.039 | 4.6 | 0 | 0 | 0 | 0 | 0 | 1172.039 | 0 | 0
8155 | 1207.2 | 0 | 0 | 0 | 0 | 0 | 0 | 381.6 | 0 | 857.6372
8156 | 1226.4 | 0 | 0 | 0 | 0 | 0 | 0 | 46.779 | 0 | 1225.3959
8157 | 1287.2 | 0 | 0 | 0 | 0 | 0 | 0 | 107.579 | 0 | 1225.3959
8158 | 1448.8 | 0 | 0 | 0 | 0 | 0 | 0 | 269.179 | 0 | 1225.3959
8159 | 1248.8 | 0 | 0 | 0 | 0 | 0 | 0 | 69.179 | 0 | 1225.3959
8160 | 1272.8 | 0 | 0 | 0 | 0 | 0 | 0 | 1272.8 | 0 | 0
8161 | 1412 | 0 | 0 | 0 | 0 | 0 | 0 | 1412 | 0 | 0
8162 | 1366.4 | 0 | 0 | 0 | 0 | 0 | 0 | 1366.4 | 0 | 0
8163 | 1345.6 | 0 | 0 | 0 | 0 | 0 | 0 | 1345.6 | 0 | 0
8164 | 1445.6 | 0 | 0 | 0 | 0 | 0 | 0 | 1445.6 | 0 | 0
8165 | 1436 | 0 | 0 | 0 | 0 | 0 | 0 | 1436 | 0 | 0
8166 | 1366.4 | 0 | 0 | 0 | 0 | 0 | 0 | 1366.4 | 0 | 0
8167 | 1041.6 | 37.71 | 88.2807 | 88.2807 | 0 | 0 | 0 | 956.617 | 0 | 0
8168 | 1319.128 | 221.91 | 680.4088 | 680.4088 | 0 | 0 | 0 | 664.136 | 0 | 0
8169 | 889.005 | 398.78 | 1231.2319 | 923.5026 | -307.7293 | 0 | 0 | 0 | 0 | 0
8170 | 1469.341 | 480.48 | 1448.1738 | 1448.1738 | 0 | 0 | 0 | 75.264 | 0 | 0
8171 | 1714.76 | 640.26 | 1891.0713 | 1781.3008 | -109.7705 | 0 | 0 | 0 | 0 | 0
8172 | 1647.544 | 652.97 | 1911.3748 | 1711.4765 | -199.8982 | 0 | 0 | 0 | 0 | 0
8173 | 1465.729 | 439.97 | 1293.5155 | 1293.5155 | 0 | 0 | 0 | 220.533 | 0 | 0
8174 | 1506.159 | 300.74 | 885.7878 | 885.7878 | 0 | 0 | 0 | 653.46 | 0 | 0
8175 | 1621.22 | 255.6 | 757.163 | 757.163 | 0 | 0 | 0 | 892.341 | 0 | 0
8176 | 1662.845 | 330.02 | 1003.9539 | 1003.9539 | 0 | 0 | 0 | 696.394 | 0 | 0
8177 | 1580.403 | 85.58 | 238.3683 | 238.3683 | 0 | 0 | 0 | 1350.939 | 0 | 0
8178 | 1155.725 | 2.94 | 0 | 0 | 0 | 0 | 0 | 1155.725 | 0 | 0
8179 | 1545.6 | 0 | 0 | 0 | 0 | 0 | 0 | 1545.6 | 0 | 0
8180 | 1300 | 0 | 0 | 0 | 0 | 0 | 0 | 1300 | 0 | 0
8181 | 1517.6 | 0 | 0 | 0 | 0 | 0 | 0 | 1517.6 | 0 | 0
8182 | 1541.6 | 0 | 0 | 0 | 0 | 0 | 0 | 1541.6 | 0 | 0
8183 | 1264.8 | 0 | 0 | 0 | 0 | 0 | 0 | 1264.8 | 0 | 0
8184 | 1515.2 | 0 | 0 | 0 | 0 | 0 | 0 | 1515.2 | 0 | 0
8185 | 1142.4 | 0 | 0 | 0 | 0 | 0 | 0 | 1142.4 | 0 | 0
8186 | 1111.2 | 0 | 0 | 0 | 0 | 0 | 0 | 1111.2 | 0 | 0
8187 | 1584.8 | 0 | 0 | 0 | 0 | 0 | 0 | 1584.8 | 0 | 0
8188 | 1384 | 0 | 0 | 0 | 0 | 0 | 0 | 1384 | 0 | 0
8189 | 1290.4 | 0 | 0 | 0 | 0 | 0 | 0 | 1290.4 | 0 | 0
8190 | 1424 | 0 | 0 | 0 | 0 | 0 | 0 | 1424 | 0 | 0
8191 | 1168.8 | 85.77 | 191.8049 | 191.8049 | 0 | 0 | 0 | 984.16 | 0 | 0
8192 | 1085.638 | 243.67 | 744.9342 | 744.9342 | 0 | 0 | 0 | 349.814 | 0 | 19.4443
8193 | 1060.777 | 492.06 | 1515.7107 | 1101.9402 | -413.7705 | 0 | 0 | 0 | 0 | 0
8194 | 1138.269 | 616.22 | 1835.5337 | 1182.4392 | -653.0945 | 0 | 0 | 0 | 0 | 0
8195 | 1033.825 | 757.41 | 2200.9239 | 1073.9423 | -1126.9816 | 0 | 0 | 0 | 0 | 0
8196 | 1090.429 | 813.17 | 2332.6007 | 1132.7428 | -1199.8579 | 0 | 0 | 0 | 0 | 0
8197 | 1135.24 | 719.85 | 2080.5753 | 1179.2927 | -901.2826 | 0 | 0 | 0 | 0 | 0
8198 | 1171.847 | 530.58 | 1562.3239 | 1217.3202 | -345.0037 | 0 | 0 | 0 | 0 | 0
8199 | 1104.482 | 256.09 | 759.9636 | 759.9636 | 0 | 0 | 0 | 0 | 0 | 387.3776
8200 | 224.458 | 175.92 | 523.3343 | 233.168 | -290.1662 | 0 | 0 | 0 | 0 | 0
8201 | 183.44 | 85.9 | 241.5065 | 190.5583 | -50.9482 | 0 | 0 | 0 | 0 | 0
8202 | 160.064 | 2.94 | 0 | 0 | 0 | 0 | 0 | 0 | 0 | 166.2752
8203 | 206.4 | 0 | 0 | 0 | 0 | 0 | 0 | 0 | 0 | 214.4093
8204 | 149.6 | 0 | 0 | 0 | 0 | 0 | 0 | 0 | 0 | 155.4052
8205 | 116 | 0 | 0 | 0 | 0 | 0 | 0 | 0 | 0 | 120.5014
8206 | 109.6 | 0 | 0 | 0 | 0 | 0 | 0 | 0 | 0 | 113.853
8207 | 99.2 | 0 | 0 | 0 | 0 | 0 | 0 | 0 | 0 | 103.0494
8208 | 108.8 | 0 | 0 | 0 | 0 | 0 | 0 | 0 | 0 | 113.022
8209 | 100.8 | 0 | 0 | 0 | 0 | 0 | 0 | 100.8 | 0 | 0
8210 | 109.6 | 0 | 0 | 0 | 0 | 0 | 0 | 109.6 | 0 | 0
8211 | 100 | 0 | 0 | 0 | 0 | 0 | 0 | 100 | 0 | 0
8212 | 104 | 0 | 0 | 0 | 0 | 0 | 0 | 104 | 0 | 0
8213 | 93.6 | 0 | 0 | 0 | 0 | 0 | 0 | 93.6 | 0 | 0
8214 | 101.6 | 0 | 0 | 0 | 0 | 0 | 0 | 101.6 | 0 | 0
8215 | 93.6 | 60.06 | 139.366 | 97.2321 | -42.1339 | 0 | 0 | 0 | 0 | 0
8216 | 100.012 | 103.92 | 305.1073 | 103.8929 | -201.2144 | 0 | 0 | 0 | 0 | 0
8217 | 218.574 | 360.99 | 1100.8484 | 227.0557 | -873.7927 | 0 | 0 | 0 | 0 | 0
8218 | 955.563 | 592.93 | 1750.574 | 992.6434 | -757.9306 | 0 | 0 | 0 | 0 | 0
8219 | 1162.174 | 506.07 | 1472.9607 | 1207.2719 | -265.6889 | 0 | 0 | 0 | 0 | 0
8220 | 1591.079 | 506.03 | 1465.4055 | 1465.4055 | 0 | 0 | 0 | 0 | 0 | 187.4149
8221 | 1379.816 | 617.47 | 1782.2098 | 1433.3594 | -348.8504 | 0 | 0 | 0 | 0 | 0
8222 | 1610.809 | 601.56 | 1753.7964 | 1673.316 | -80.4804 | 0 | 0 | 0 | 0 | 0
8223 | 1808.052 | 294.51 | 873.9714 | 873.9714 | 0 | 0 | 0 | 966.728 | 0 | 0
8224 | 2055.558 | 289.04 | 873.2899 | 873.2899 | 0 | 0 | 0 | 1214.89 | 0 | 0
8225 | 1608.955 | 108.6 | 302.7461 | 302.7461 | 0 | 0 | 0 | 1317.518 | 0 | 0
8226 | 1527.332 | 1.96 | 0 | 0 | 0 | 0 | 0 | 1527.332 | 0 | 0
8227 | 1779.2 | 0 | 0 | 0 | 0 | 0 | 0 | 953.6 | 0 | 857.6372
8228 | 1836.8 | 0 | 0 | 0 | 0 | 0 | 0 | 657.179 | 0 | 1225.3959
8229 | 1579.2 | 0 | 0 | 0 | 0 | 0 | 0 | 399.579 | 0 | 1225.3959
8230 | 1553.6 | 0 | 0 | 0 | 0 | 0 | 0 | 373.979 | 0 | 1225.3959
8231 | 1396 | 0 | 0 | 0 | 0 | 0 | 0 | 216.379 | 0 | 1225.3959
8232 | 1387.2 | 0 | 0 | 0 | 0 | 0 | 0 | 1387.2 | 0 | 0
8233 | 1321.6 | 0 | 0 | 0 | 0 | 0 | 0 | 1321.6 | 0 | 0
8234 | 1526.4 | 0 | 0 | 0 | 0 | 0 | 0 | 1526.4 | 0 | 0
8235 | 1572 | 0 | 0 | 0 | 0 | 0 | 0 | 1572 | 0 | 0
8236 | 1433.6 | 0 | 0 | 0 | 0 | 0 | 0 | 1433.6 | 0 | 0
8237 | 1316 | 0 | 0 | 0 | 0 | 0 | 0 | 1316 | 0 | 0
8238 | 1384.8 | 0 | 0 | 0 | 0 | 0 | 0 | 1384.8 | 0 | 0
8239 | 1184.8 | 31.38 | 69.0005 | 0 | -69.0005 | 0 | 0 | 1184.8 | 0 | 0
8240 | 1308.643 | 156.67 | 471.2995 | 0 | -471.2995 | 0 | 0 | 1308.643 | 0 | 0
8241 | 1418.787 | 465.11 | 1429.5927 | 204.1968 | -1225.3959 | 0 | 0 | 1222.219 | 0 | 0
8242 | 1582.275 | 730.82 | 2172.0898 | 946.6939 | -1225.3959 | 0 | 0 | 670.945 | 0 | 0
8243 | 1549.679 | 872.74 | 2515.5935 | 1290.1976 | -1225.3959 | 0 | 0 | 307.677 | 0 | 0
8244 | 1523.622 | 601.51 | 1754.0738 | 528.6779 | -1225.3959 | 0 | 0 | 1014.693 | 0 | 0
8245 | 1514.182 | 365.97 | 1066.6426 | 99.1373 | -967.5053 | 0 | 0 | 1418.748 | 0 | 0
8246 | 1331.149 | 221.47 | 647.1151 | 647.1151 | 0 | 0 | 0 | 708.207 | 0 | 0
8247 | 1245.736 | 39.23 | 96.2318 | 96.2318 | 0 | 0 | 0 | 1153.099 | 0 | 0
8248 | 1236.827 | 50.98 | 133.637 | 133.637 | 0 | 0 | 0 | 1108.182 | 0 | 0
8249 | 1300.328 | 66.5 | 181.6797 | 181.6797 | 0 | 0 | 0 | 1125.435 | 0 | 0
8250 | 1367.211 | 2.94 | 0 | 0 | 0 | 0 | 0 | 1367.211 | 0 | 0
8251 | 1213.6 | 0 | 0 | 0 | 0 | 0 | 0 | 353.179 | 0 | 893.8094
8252 | 1144.8 | 0 | 0 | 0 | 0 | 0 | 0 | 0 | 0 | 1189.2237
8253 | 1432 | 0 | 0 | 0 | 0 | 0 | 0 | 252.379 | 0 | 1225.3959
8254 | 1488.8 | 0 | 0 | 0 | 0 | 0 | 0 | 309.179 | 0 | 1225.3959
8255 | 1432.8 | 0 | 0 | 0 | 0 | 0 | 0 | 253.179 | 0 | 1225.3959
8256 | 1107.2 | 0 | 0 | 0 | 0 | 0 | 0 | 1107.2 | 0 | 0
8257 | 1325.6 | 0 | 0 | 0 | 0 | 0 | 0 | 1325.6 | 0 | 0
8258 | 1274.4 | 0 | 0 | 0 | 0 | 0 | 0 | 1274.4 | 0 | 0
8259 | 1459.2 | 0 | 0 | 0 | 0 | 0 | 0 | 1459.2 | 0 | 0
8260 | 1384.8 | 0 | 0 | 0 | 0 | 0 | 0 | 1384.8 | 0 | 0
8261 | 1256 | 0 | 0 | 0 | 0 | 0 | 0 | 1256 | 0 | 0
8262 | 1425.6 | 0 | 0 | 0 | 0 | 0 | 0 | 1425.6 | 0 | 0
8263 | 991.2 | 57.91 | 130.2007 | 0 | -130.2007 | 0 | 0 | 991.2 | 0 | 0
8264 | 982.402 | 226.07 | 684.7261 | 0 | -684.7261 | 0 | 0 | 982.402 | 0 | 0
8265 | 1106.567 | 526.87 | 1607.8869 | 382.491 | -1225.3959 | 0 | 0 | 738.364 | 0 | 0
8266 | 1162.384 | 476.21 | 1412.2332 | 186.8373 | -1225.3959 | 0 | 0 | 982.527 | 0 | 0
8267 | 957.501 | 501.36 | 1466.5326 | 241.1367 | -1225.3959 | 0 | 0 | 725.372 | 0 | 0
8268 | 1301.609 | 616.41 | 1786.2497 | 560.8538 | -1225.3959 | 0 | 0 | 761.707 | 0 | 0
8269 | 1278.001 | 532.39 | 1553.3964 | 860.5168 | -692.8797 | 0 | 0 | 449.628 | 0 | 0
8270 | 1638.085 | 396.68 | 1170.8493 | 1170.8493 | 0 | 0 | 0 | 510.973 | 0 | 0
8271 | 1340.07 | 34.32 | 82.0469 | 82.0469 | 0 | 0 | 0 | 1261.088 | 0 | 0
8272 | 1262.195 | 96.5 | 274.6423 | 274.6423 | 0 | 0 | 0 | 997.812 | 0 | 0
8273 | 1317.571 | 8.81 | 8.1899 | 8.1899 | 0 | 0 | 0 | 1309.687 | 0 | 0
8274 | 1073.537 | 0.98 | 0 | 0 | 0 | 0 | 0 | 1073.537 | 0 | 0
8275 | 968 | 0 | 0 | 0 | 0 | 0 | 0 | 0 | 0 | 1005.563
8276 | 1704.8 | 0 | 0 | 0 | 0 | 0 | 0 | 525.179 | 0 | 1225.3959
8277 | 1280 | 0 | 0 | 0 | 0 | 0 | 0 | 100.379 | 0 | 1225.3959
8278 | 953.6 | 0 | 0 | 0 | 0 | 0 | 0 | 0 | 0 | 990.6042
8279 | 1074.4 | 0 | 0 | 0 | 0 | 0 | 0 | 0 | 0 | 1116.0918
8280 | 1128 | 0 | 0 | 0 | 0 | 0 | 0 | 1128 | 0 | 0
8281 | 1326.4 | 0 | 0 | 0 | 0 | 0 | 0 | 1326.4 | 0 | 0
8282 | 1213.6 | 0 | 0 | 0 | 0 | 0 | 0 | 1213.6 | 0 | 0
8283 | 932 | 0 | 0 | 0 | 0 | 0 | 0 | 932 | 0 | 0
8284 | 1318.4 | 0 | 0 | 0 | 0 | 0 | 0 | 1318.4 | 0 | 0
8285 | 1150.4 | 0 | 0 | 0 | 0 | 0 | 0 | 1150.4 | 0 | 0
8286 | 1121.6 | 0 | 0 | 0 | 0 | 0 | 0 | 1121.6 | 0 | 0
8287 | 1252.8 | 68.6 | 152.2337 | 0 | -152.2337 | 0 | 0 | 1252.8 | 0 | 0
8288 | 1217.408 | 233.01 | 698.6097 | 0 | -698.6097 | 0 | 0 | 1217.408 | 0 | 0
8289 | 1302.102 | 513.36 | 1542.9616 | 317.5657 | -1225.3959 | 0 | 0 | 996.4 | 0 | 0
8290 | 1274.013 | 414.65 | 1218.2458 | 0 | -1218.2458 | 0 | 0 | 1274.013 | 0 | 0
8291 | 1359.024 | 381.27 | 1119.8783 | 0 | -1119.8783 | 0 | 0 | 1359.024 | 0 | 0
8292 | 1360.939 | 722.65 | 2049.8807 | 824.4848 | -1225.3959 | 0 | 0 | 567.254 | 0 | 0
8293 | 1309.39 | 448.95 | 1306.2357 | 778.3338 | -527.9019 | 0 | 0 | 560.131 | 0 | 0
8294 | 1346.761 | 484.61 | 1422.4343 | 1399.0217 | -23.4126 | 0 | 0 | 0 | 0 | 0
8295 | 1666.961 | 261.88 | 777.8154 | 777.8154 | 0 | 0 | 0 | 918.201 | 0 | 0
8296 | 1629.508 | 95.6 | 272.7694 | 272.7694 | 0 | 0 | 0 | 1366.928 | 0 | 0
8297 | 1510.972 | 9.79 | 10.9552 | 10.9552 | 0 | 0 | 0 | 1500.426 | 0 | 0
8298 | 1715.055 | 0.98 | 0 | 0 | 0 | 0 | 0 | 1715.055 | 0 | 0
8299 | 1569.6 | 0 | 0 | 0 | 0 | 0 | 0 | 702.779 | 0 | 900.4578
8300 | 1138.4 | 0 | 0 | 0 | 0 | 0 | 0 | 0 | 0 | 1182.5753
8301 | 1421.6 | 0 | 0 | 0 | 0 | 0 | 0 | 241.979 | 0 | 1225.3959
8302 | 1424.8 | 0 | 0 | 0 | 0 | 0 | 0 | 245.179 | 0 | 1225.3959
8303 | 1243.2 | 0 | 0 | 0 | 0 | 0 | 0 | 63.579 | 0 | 1225.3959
8304 | 1226.4 | 0 | 0 | 0 | 0 | 0 | 0 | 1226.4 | 0 | 0
8305 | 871.2 | 0 | 0 | 0 | 0 | 0 | 0 | 871.2 | 0 | 0
8306 | 1341.6 | 0 | 0 | 0 | 0 | 0 | 0 | 1341.6 | 0 | 0
8307 | 1340 | 0 | 0 | 0 | 0 | 0 | 0 | 1340 | 0 | 0
8308 | 1356 | 0 | 0 | 0 | 0 | 0 | 0 | 1356 | 0 | 0
8309 | 1612 | 0 | 0 | 0 | 0 | 0 | 0 | 1612 | 0 | 0
8310 | 1690.4 | 0 | 0 | 0 | 0 | 0 | 0 | 1690.4 | 0 | 0
8311 | 1544.8 | 74.93 | 163.1058 | 0 | -163.1058 | 0 | 0 | 1544.8 | 0 | 0
8312 | 1215.149 | 309.6 | 931.1046 | 0 | -931.1046 | 0 | 0 | 1215.149 | 0 | 0
8313 | 1492.134 | 543.38 | 1640.4586 | 415.0627 | -1225.3959 | 0 | 0 | 1092.576 | 0 | 0
8314 | 1882.658 | 634.12 | 1849.7425 | 624.3466 | -1225.3959 | 0 | 0 | 1281.634 | 0 | 0
8315 | 1450.765 | 581.55 | 1677.5305 | 452.1346 | -1225.3959 | 0 | 0 | 1015.52 | 0 | 0
8316 | 1737.05 | 438.67 | 1264.3511 | 145.7682 | -1118.5829 | 0 | 0 | 1596.727 | 0 | 0
8317 | 1360.505 | 569.12 | 1618.7705 | 1413.2991 | -205.4714 | 0 | 0 | 0 | 0 | 0
8318 | 1346.552 | 600.16 | 1713.7411 | 1398.8046 | -314.9365 | 0 | 0 | 0 | 0 | 0
8319 | 1602.583 | 201.37 | 585.9222 | 585.9222 | 0 | 0 | 0 | 1038.548 | 0 | 0
8320 | 1371.928 | 125.3 | 361.1966 | 361.1966 | 0 | 0 | 0 | 1024.224 | 0 | 0
8321 | 1617.23 | 59.24 | 159.229 | 159.229 | 0 | 0 | 0 | 1463.949 | 0 | 0
8322 | 1416.264 | 2.94 | 0 | 0 | 0 | 0 | 0 | 1416.264 | 0 | 0
8323 | 1540.8 | 0 | 0 | 0 | 0 | 0 | 0 | 715.2 | 0 | 857.6372
8324 | 1249.6 | 0 | 0 | 0 | 0 | 0 | 0 | 69.979 | 0 | 1225.3959
8325 | 1344 | 0 | 0 | 0 | 0 | 0 | 0 | 164.379 | 0 | 1225.3959
8326 | 1529.6 | 0 | 0 | 0 | 0 | 0 | 0 | 349.979 | 0 | 1225.3959
8327 | 1204 | 0 | 0 | 0 | 0 | 0 | 0 | 24.379 | 0 | 1225.3959
8328 | 1254.4 | 0 | 0 | 0 | 0 | 0 | 0 | 1254.4 | 0 | 0
8329 | 1176.8 | 0 | 0 | 0 | 0 | 0 | 0 | 1176.8 | 0 | 0
8330 | 1458.4 | 0 | 0 | 0 | 0 | 0 | 0 | 1458.4 | 0 | 0
8331 | 1106.4 | 0 | 0 | 0 | 0 | 0 | 0 | 1106.4 | 0 | 0
8332 | 1453.6 | 0 | 0 | 0 | 0 | 0 | 0 | 1453.6 | 0 | 0
8333 | 1477.6 | 0 | 0 | 0 | 0 | 0 | 0 | 1477.6 | 0 | 0
8334 | 1080 | 0 | 0 | 0 | 0 | 0 | 0 | 1080 | 0 | 0
8335 | 1225.6 | 66.12 | 144.5559 | 144.5559 | 0 | 0 | 0 | 1086.444 | 0 | 0
8336 | 918.666 | 238.97 | 721.024 | 721.024 | 0 | 0 | 0 | 224.576 | 0 | 0
8337 | 1374.39 | 543.91 | 1667.48 | 1427.7229 | -239.7572 | 0 | 0 | 0 | 0 | 0
8338 | 1560.354 | 637.58 | 1904.7721 | 1620.9031 | -283.869 | 0 | 0 | 0 | 0 | 0
8339 | 1797.136 | 656.57 | 1924.9727 | 1866.8734 | -58.0993 | 0 | 0 | 0 | 0 | 0
8340 | 1185.147 | 689.88 | 2001.9565 | 1231.1363 | -770.8201 | 0 | 0 | 0 | 0 | 0
8341 | 1448.412 | 626.36 | 1822.825 | 1504.6173 | -318.2077 | 0 | 0 | 0 | 0 | 0
8342 | 1481.714 | 581.63 | 1709.0114 | 1539.2115 | -169.7999 | 0 | 0 | 0 | 0 | 0
8343 | 915.477 | 459.11 | 1370.6416 | 951.0019 | -419.6397 | 0 | 0 | 0 | 0 | 0
8344 | 1225.411 | 307.24 | 933.6923 | 933.6923 | 0 | 0 | 0 | 326.597 | 0 | 0
8345 | 1517.155 | 100.11 | 282.4541 | 282.4541 | 0 | 0 | 0 | 1245.252 | 0 | 0
8346 | 1563.602 | 3.91 | 0 | 0 | 0 | 0 | 0 | 1563.602 | 0 | 0
8347 | 1392 | 0 | 0 | 0 | 0 | 0 | 0 | 1392 | 0 | 0
8348 | 1641.6 | 0 | 0 | 0 | 0 | 0 | 0 | 1641.6 | 0 | 0
8349 | 1546.4 | 0 | 0 | 0 | 0 | 0 | 0 | 1546.4 | 0 | 0
8350 | 1494.4 | 0 | 0 | 0 | 0 | 0 | 0 | 1494.4 | 0 | 0
8351 | 1361.6 | 0 | 0 | 0 | 0 | 0 | 0 | 1361.6 | 0 | 0
8352 | 1280.8 | 0 | 0 | 0 | 0 | 0 | 0 | 348.686 | 0 | 968.2844
8353 | 1408 | 0 | 0 | 0 | 0 | 0 | 0 | 1408 | 0 | 0
8354 | 1036.8 | 0 | 0 | 0 | 0 | 0 | 0 | 1036.8 | 0 | 0
8355 | 1119.2 | 0 | 0 | 0 | 0 | 0 | 0 | 1119.2 | 0 | 0
8356 | 1168 | 0 | 0 | 0 | 0 | 0 | 0 | 1168 | 0 | 0
8357 | 1204.8 | 0 | 0 | 0 | 0 | 0 | 0 | 1204.8 | 0 | 0
8358 | 1127.2 | 0 | 0 | 0 | 0 | 0 | 0 | 1127.2 | 0 | 0
8359 | 1190.4 | 81.32 | 173.9582 | 173.9582 | 0 | 0 | 0 | 0 | 0 | 1062.6349
8360 | 210.344 | 321.55 | 962.9149 | 218.5063 | -744.4085 | 0 | 0 | 0 | 0 | 0
8361 | 101.182 | 556.12 | 1693.2943 | 105.1083 | -1225.3959 | 0 | 362.7901 | 0 | 0 | 0
8362 | 0 | 529.89 | 1579.727 | 0 | -1225.3959 | 0 | 354.3311 | 0 | 0 | 0
8363 | 0 | 333.11 | 979.9128 | 0 | -979.9128 | 0 | 0 | 0 | 0 | 0
8364 | 0 | 452.11 | 1327.2891 | 0 | -1225.3959 | 0 | 101.8932 | 0 | 0 | 0
8365 | 0 | 454.25 | 1336.9905 | 0 | -1008.8799 | 0 | 328.1106 | 0 | 0 | 0
8366 | 0 | 689.65 | 2026.466 | 0 | 0 | 0 | 2026.466 | 0 | 0 | 0
8367 | 0 | 498.07 | 1491.2167 | 0 | 0 | 0 | 1491.2167 | 0 | 0 | 0
8368 | 0 | 266.17 | 803.6027 | 0 | 0 | 0 | 803.6027 | 0 | 0 | 0
8369 | 0 | 97.58 | 274.848 | 0 | 0 | 0 | 274.848 | 0 | 0 | 0
8370 | 0 | 3.91 | 0 | 0 | 0 | 0 | 0 | 0 | 0 | 0
8371 | 0 | 0 | 0 | 0 | 0 | 0 | 0 | 0 | 0 | 0
8372 | 0 | 0 | 0 | 0 | 0 | 0 | 0 | 0 | 0 | 0
8373 | 137.6 | 0 | 0 | 0 | 0 | 0 | 0 | 0 | 0 | 142.9395
8374 | 224 | 0 | 0 | 0 | 0 | 0 | 0 | 0 | 0 | 232.6923
8375 | 279.2 | 0 | 0 | 0 | 0 | 0 | 0 | 0 | 0 | 290.0343
8376 | 275.2 | 0 | 0 | 0 | 0 | 0 | 0 | 0 | 0 | 285.8791
8377 | 272 | 0 | 0 | 0 | 0 | 0 | 0 | 0 | 0 | 282.5549
8378 | 291.2 | 0 | 0 | 0 | 0 | 0 | 0 | 0 | 0 | 302.4999
8379 | 199.2 | 0 | 0 | 0 | 0 | 0 | 0 | 0 | 0 | 206.9299
8380 | 207.2 | 0 | 0 | 0 | 0 | 0 | 0 | 0 | 0 | 215.2403
8381 | 285.6 | 0 | 0 | 0 | 0 | 0 | 0 | 0 | 0 | 296.6826
8382 | 264 | 0 | 0 | 0 | 0 | 0 | 0 | 0 | 0 | 274.2445
8383 | 318.4 | 52.93 | 115.7062 | 115.7062 | 0 | 0 | 0 | 0 | 0 | 215.0492
8384 | 138.494 | 323.49 | 971.1204 | 143.8682 | -827.2522 | 0 | 0 | 0 | 0 | 0
8385 | 740.535 | 559.43 | 1707.5509 | 769.2713 | -938.2796 | 0 | 0 | 0 | 0 | 0
8386 | 1328.616 | 648.88 | 1914.8745 | 1380.1726 | -534.7019 | 0 | 0 | 0 | 0 | 0
8387 | 1321.969 | 852.48 | 2445.4181 | 1373.2677 | -754.3717 | 0 | 317.7787 | 0 | 0 | 0
8388 | 1360.73 | 842.42 | 2405.3389 | 1413.5328 | 0 | 0 | 991.8061 | 0 | 0 | 0
8389 | 1345.146 | 660.2 | 1920.2472 | 1397.3441 | 0 | 0 | 522.9031 | 0 | 0 | 0
8390 | 1049.667 | 540.38 | 1588.9132 | 1090.3991 | 0 | 0 | 498.5141 | 0 | 0 | 0
8391 | 978.516 | 479.21 | 1436.8768 | 1016.4871 | 0 | 0 | 420.3897 | 0 | 0 | 0
8392 | 1113.713 | 151.87 | 445.1237 | 445.1237 | 0 | 0 | 0 | 685.217 | 0 | 0
8393 | 1271.929 | 33.31 | 80.4876 | 80.4876 | 0 | 0 | 0 | 1194.448 | 0 | 0
8394 | 1081.973 | 1.96 | 0 | 0 | 0 | 0 | 0 | 1081.973 | 0 | 0
8395 | 1176.8 | 0 | 0 | 0 | 0 | 0 | 0 | 0 | 0 | 1222.4654
8396 | 942.4 | 0 | 0 | 0 | 0 | 0 | 0 | 0 | 0 | 978.9696
8397 | 892.8 | 0 | 0 | 0 | 0 | 0 | 0 | 0 | 0 | 927.4449
8398 | 998.4 | 0 | 0 | 0 | 0 | 0 | 0 | 0 | 0 | 1037.1427
8399 | 1292 | 0 | 0 | 0 | 0 | 0 | 0 | 112.379 | 0 | 1225.3959
8400 | 1080.8 | 0 | 0 | 0 | 0 | 0 | 0 | 1080.8 | 0 | 0
8401 | 1272.8 | 0 | 0 | 0 | 0 | 0 | 0 | 1272.8 | 0 | 0
8402 | 1246.4 | 0 | 0 | 0 | 0 | 0 | 0 | 1246.4 | 0 | 0
8403 | 1290.4 | 0 | 0 | 0 | 0 | 0 | 0 | 1290.4 | 0 | 0
8404 | 856 | 0 | 0 | 0 | 0 | 0 | 0 | 856 | 0 | 0
8405 | 1009.6 | 0 | 0 | 0 | 0 | 0 | 0 | 1009.6 | 0 | 0
8406 | 1304.8 | 0 | 0 | 0 | 0 | 0 | 0 | 1304.8 | 0 | 0
8407 | 1032.8 | 61.69 | 132.1765 | 0 | -132.1765 | 0 | 0 | 1032.8 | 0 | 0
8408 | 1361.032 | 275.11 | 831.183 | 0 | -831.183 | 0 | 0 | 1361.032 | 0 | 0
8409 | 1132.013 | 420.5 | 1289.0237 | 63.6278 | -1225.3959 | 0 | 0 | 1070.762 | 0 | 0
8410 | 1598.971 | 593.45 | 1775.31 | 1365.5317 | -409.7783 | 0 | 0 | 284.449 | 0 | 0
8411 | 1537.183 | 859.91 | 2518.2362 | 1596.833 | -921.4032 | 0 | 0 | 0 | 0 | 0
8412 | 1425.846 | 940.51 | 2728.6502 | 1481.1756 | -1225.3959 | 0 | 22.0788 | 0 | 0 | 0
8413 | 1392.659 | 892.95 | 2594.2798 | 1446.7008 | -1147.579 | 0 | 0 | 0 | 0 | 0
8414 | 1295.781 | 487.18 | 1453.2172 | 1346.0635 | -107.1537 | 0 | 0 | 0 | 0 | 0
8415 | 1618.778 | 555.6 | 1659.2548 | 1659.2548 | 0 | 0 | 0 | 21.505 | 0 | 0
8416 | 1607.397 | 350.06 | 1063.7651 | 1063.7651 | 0 | 0 | 0 | 583.369 | 0 | 0
8417 | 1627.259 | 46.07 | 119.2174 | 119.2174 | 0 | 0 | 0 | 1512.495 | 0 | 0
8418 | 1365.124 | 2.94 | 0 | 0 | 0 | 0 | 0 | 1365.124 | 0 | 0
8419 | 1428 | 0 | 0 | 0 | 0 | 0 | 0 | 596.379 | 0 | 863.8918
8420 | 1173.6 | 0 | 0 | 0 | 0 | 0 | 0 | 0 | 0 | 1219.1413
8421 | 1508 | 0 | 0 | 0 | 0 | 0 | 0 | 328.379 | 0 | 1225.3959
8422 | 1451.2 | 0 | 0 | 0 | 0 | 0 | 0 | 271.579 | 0 | 1225.3959
8423 | 1724 | 0 | 0 | 0 | 0 | 0 | 0 | 544.379 | 0 | 1225.3959
8424 | 1598.4 | 0 | 0 | 0 | 0 | 0 | 0 | 1598.4 | 0 | 0
8425 | 1463.2 | 0 | 0 | 0 | 0 | 0 | 0 | 1463.2 | 0 | 0
8426 | 1581.6 | 0 | 0 | 0 | 0 | 0 | 0 | 1581.6 | 0 | 0
8427 | 1542.4 | 0 | 0 | 0 | 0 | 0 | 0 | 1542.4 | 0 | 0
8428 | 1321.6 | 0 | 0 | 0 | 0 | 0 | 0 | 1321.6 | 0 | 0
8429 | 1266.4 | 0 | 0 | 0 | 0 | 0 | 0 | 1266.4 | 0 | 0
8430 | 1100 | 0 | 0 | 0 | 0 | 0 | 0 | 1100 | 0 | 0
8431 | 1120 | 66.76 | 142.5562 | 0 | -142.5562 | 0 | 0 | 1120 | 0 | 0
8432 | 977.25 | 253.67 | 771.0227 | 0 | -771.0227 | 0 | 0 | 977.25 | 0 | 0
8433 | 1164.458 | 446.58 | 1375.6808 | 150.2849 | -1225.3959 | 0 | 0 | 1019.787 | 0 | 0
8434 | 1811.107 | 594.87 | 1779.2575 | 553.8616 | -1225.3959 | 0 | 0 | 1277.935 | 0 | 0
8435 | 1589.091 | 731.6 | 2139.8827 | 914.4868 | -1225.3959 | 0 | 0 | 708.765 | 0 | 0
8436 | 1463.659 | 720.34 | 2095.7844 | 870.3885 | -1225.3959 | 0 | 0 | 625.784 | 0 | 0
8437 | 1438.004 | 638.71 | 1863.6064 | 1275.2544 | -588.352 | 0 | 0 | 210.388 | 0 | 0
8438 | 1439.024 | 509.14 | 1500.7394 | 1494.865 | -5.8744 | 0 | 0 | 0 | 0 | 0
8439 | 1791.185 | 237.81 | 701.1049 | 701.1049 | 0 | 0 | 0 | 1116.27 | 0 | 0
8440 | 1612.223 | 143.15 | 417.8093 | 417.8093 | 0 | 0 | 0 | 1210.021 | 0 | 0
8441 | 1277.059 | 24.49 | 54.0739 | 54.0739 | 0 | 0 | 0 | 1225.005 | 0 | 0
8442 | 1399.92 | 1.96 | 0 | 0 | 0 | 0 | 0 | 1399.92 | 0 | 0
8443 | 1373.6 | 0 | 0 | 0 | 0 | 0 | 0 | 538.779 | 0 | 867.216
8444 | 1170.4 | 0 | 0 | 0 | 0 | 0 | 0 | 0 | 0 | 1215.8171
8445 | 1194.4 | 0 | 0 | 0 | 0 | 0 | 0 | 14.779 | 0 | 1225.3959
8446 | 1397.6 | 0 | 0 | 0 | 0 | 0 | 0 | 217.979 | 0 | 1225.3959
8447 | 1476 | 0 | 0 | 0 | 0 | 0 | 0 | 296.379 | 0 | 1225.3959
8448 | 1419.2 | 0 | 0 | 0 | 0 | 0 | 0 | 1419.2 | 0 | 0
8449 | 1497.6 | 0 | 0 | 0 | 0 | 0 | 0 | 1497.6 | 0 | 0
8450 | 1310.4 | 0 | 0 | 0 | 0 | 0 | 0 | 1310.4 | 0 | 0
8451 | 1341.6 | 0 | 0 | 0 | 0 | 0 | 0 | 1341.6 | 0 | 0
8452 | 1416 | 0 | 0 | 0 | 0 | 0 | 0 | 1416 | 0 | 0
8453 | 957.6 | 0 | 0 | 0 | 0 | 0 | 0 | 957.6 | 0 | 0
8454 | 1168 | 0 | 0 | 0 | 0 | 0 | 0 | 1168 | 0 | 0
8455 | 1116.8 | 70.85 | 152.4051 | 0 | -152.4051 | 0 | 0 | 1116.8 | 0 | 0
8456 | 1100.114 | 267.27 | 811.4582 | 0 | -811.4582 | 0 | 0 | 1100.114 | 0 | 0
8457 | 1505.134 | 451.1 | 1392.2269 | 166.831 | -1225.3959 | 0 | 0 | 1344.535 | 0 | 0
8458 | 1372.623 | 595.54 | 1787.1098 | 561.7139 | -1225.3959 | 0 | 0 | 831.892 | 0 | 0
8459 | 1730.814 | 676.3 | 1988.9901 | 763.5942 | -1225.3959 | 0 | 0 | 995.745 | 0 | 0
8460 | 1451.75 | 672.88 | 1966.0201 | 740.6242 | -1225.3959 | 0 | 0 | 738.792 | 0 | 0
8461 | 1419.609 | 485.51 | 1427.7073 | 1002.4933 | -425.2139 | 0 | 0 | 454.564 | 0 | 0
8462 | 1566.858 | 594.47 | 1746.3887 | 1627.6595 | -118.7291 | 0 | 0 | 0 | 0 | 0
8463 | 1497.729 | 440.64 | 1314.8546 | 1314.8546 | 0 | 0 | 0 | 231.991 | 0 | 0
8464 | 1156.838 | 303.14 | 919.0067 | 919.0067 | 0 | 0 | 0 | 272.161 | 0 | 0
8465 | 1305.359 | 102.76 | 292.5368 | 292.5368 | 0 | 0 | 0 | 1023.75 | 0 | 0
8466 | 1419.829 | 4.89 | 0 | 0 | 0 | 0 | 0 | 1419.829 | 0 | 0
8467 | 1196 | 0 | 0 | 0 | 0 | 0 | 0 | 370.4 | 0 | 857.6372
8468 | 1183.2 | 0 | 0 | 0 | 0 | 0 | 0 | 3.579 | 0 | 1225.3959
8469 | 1408.8 | 0 | 0 | 0 | 0 | 0 | 0 | 229.179 | 0 | 1225.3959
8470 | 1412 | 0 | 0 | 0 | 0 | 0 | 0 | 232.379 | 0 | 1225.3959
8471 | 1347.2 | 0 | 0 | 0 | 0 | 0 | 0 | 167.579 | 0 | 1225.3959
8472 | 1276 | 0 | 0 | 0 | 0 | 0 | 0 | 1276 | 0 | 0
8473 | 1184 | 0 | 0 | 0 | 0 | 0 | 0 | 1184 | 0 | 0
8474 | 1453.6 | 0 | 0 | 0 | 0 | 0 | 0 | 1453.6 | 0 | 0
8475 | 1312.8 | 0 | 0 | 0 | 0 | 0 | 0 | 1312.8 | 0 | 0
8476 | 1127.2 | 0 | 0 | 0 | 0 | 0 | 0 | 1127.2 | 0 | 0
8477 | 1457.6 | 0 | 0 | 0 | 0 | 0 | 0 | 1457.6 | 0 | 0
8478 | 1394.4 | 0 | 0 | 0 | 0 | 0 | 0 | 1394.4 | 0 | 0
8479 | 1288.8 | 23.71 | 45.9754 | 0 | -45.9754 | 0 | 0 | 1288.8 | 0 | 0
8480 | 1161.104 | 129.81 | 390.5345 | 0 | -390.5345 | 0 | 0 | 1161.104 | 0 | 0
8481 | 829.113 | 369.2 | 1150.2529 | 0 | -1150.2529 | 0 | 0 | 829.113 | 0 | 0
8482 | 1028.635 | 464.6 | 1419.9786 | 194.5827 | -1225.3959 | 0 | 0 | 841.322 | 0 | 0
8483 | 1605.522 | 693.3 | 2092.0977 | 866.7018 | -1225.3959 | 0 | 0 | 771.196 | 0 | 0
8484 | 1388.834 | 730.33 | 2191.1197 | 965.7238 | -1225.3959 | 0 | 0 | 459.186 | 0 | 0
8485 | 1422.415 | 605.67 | 1823.7931 | 837.3327 | -986.4604 | 0 | 0 | 616.362 | 0 | 0
8486 | 1624.992 | 608.7 | 1848.0285 | 1688.0494 | -159.979 | 0 | 0 | 0 | 0 | 0
8487 | 1558.054 | 391.85 | 1201.9729 | 1201.9729 | 0 | 0 | 0 | 400.981 | 0 | 0
8488 | 1796.174 | 67.67 | 188.0798 | 188.0798 | 0 | 0 | 0 | 1615.12 | 0 | 0
8489 | 1733.951 | 53.03 | 143.648 | 143.648 | 0 | 0 | 0 | 1595.669 | 0 | 0
8490 | 1379.821 | 2.94 | 0 | 0 | 0 | 0 | 0 | 1379.821 | 0 | 0
8491 | 1425.6 | 0 | 0 | 0 | 0 | 0 | 0 | 600 | 0 | 857.6372
8492 | 1449.6 | 0 | 0 | 0 | 0 | 0 | 0 | 269.979 | 0 | 1225.3959
8493 | 1551.2 | 0 | 0 | 0 | 0 | 0 | 0 | 371.579 | 0 | 1225.3959
8494 | 1432.8 | 0 | 0 | 0 | 0 | 0 | 0 | 253.179 | 0 | 1225.3959
8495 | 1576.8 | 0 | 0 | 0 | 0 | 0 | 0 | 397.179 | 0 | 1225.3959
8496 | 1746.4 | 0 | 0 | 0 | 0 | 0 | 0 | 1746.4 | 0 | 0
8497 | 704 | 0 | 0 | 0 | 0 | 0 | 0 | 704 | 0 | 0
8498 | 883.2 | 0 | 0 | 0 | 0 | 0 | 0 | 883.2 | 0 | 0
8499 | 1075.2 | 0 | 0 | 0 | 0 | 0 | 0 | 1075.2 | 0 | 0
8500 | 876.8 | 0 | 0 | 0 | 0 | 0 | 0 | 876.8 | 0 | 0
8501 | 927.2 | 0 | 0 | 0 | 0 | 0 | 0 | 927.2 | 0 | 0
8502 | 720.8 | 0 | 0 | 0 | 0 | 0 | 0 | 720.8 | 0 | 0
8503 | 638.4 | 49.89 | 105.6953 | 105.6953 | 0 | 0 | 0 | 536.653 | 0 | 0
8504 | 622.722 | 247.18 | 763.8362 | 646.8866 | -116.9497 | 0 | 0 | 0 | 0 | 0
8505 | 603.316 | 547.64 | 1743.6068 | 626.7275 | -1116.8792 | 0 | 0 | 0 | 0 | 0
8506 | 1098.458 | 740.78 | 2292.3429 | 1141.0834 | -1151.2595 | 0 | 0 | 0 | 0 | 0
8507 | 979.053 | 763.01 | 2310.1428 | 1017.0449 | -1225.3959 | 0 | 67.702 | 0 | 0 | 0
8508 | 716.923 | 797.18 | 2384.8131 | 744.743 | -1225.3959 | 0 | 414.6742 | 0 | 0 | 0
8509 | 680.172 | 770.89 | 2301.7867 | 706.5669 | -1225.3959 | 0 | 369.8238 | 0 | 0 | 0
8510 | 780.334 | 676.96 | 2038.163 | 810.6147 | -348.1128 | 0 | 879.4355 | 0 | 0 | 0
8511 | 882.579 | 501.56 | 1530.8471 | 916.8273 | 0 | 0 | 614.0198 | 0 | 0 | 0
8512 | 842.753 | 451.72 | 1411.6692 | 875.4558 | 0 | 0 | 536.2134 | 0 | 0 | 0
8513 | 490.41 | 208.07 | 602.5878 | 509.4402 | 0 | 0 | 93.1475 | 0 | 0 | 0
8514 | 678.563 | 8.66 | 0 | 0 | 0 | 0 | 0 | 678.563 | 0 | 0
8515 | 853.6 | 0 | 0 | 0 | 0 | 0 | 0 | 248.328 | 0 | 628.7594
8516 | 705.6 | 0 | 0 | 0 | 0 | 0 | 0 | 0 | 0 | 732.9806
8517 | 828.8 | 0 | 0 | 0 | 0 | 0 | 0 | 0 | 0 | 860.9614
8518 | 820 | 0 | 0 | 0 | 0 | 0 | 0 | 0 | 0 | 851.8199
8519 | 755.2 | 0 | 0 | 0 | 0 | 0 | 0 | 0 | 0 | 784.5053
8520 | 697.6 | 0 | 0 | 0 | 0 | 0 | 0 | 0 | 0 | 724.6702
8521 | 1381.6 | 0 | 0 | 0 | 0 | 0 | 0 | 1381.6 | 0 | 0
8522 | 1472 | 0 | 0 | 0 | 0 | 0 | 0 | 1472 | 0 | 0
8523 | 1526.4 | 0 | 0 | 0 | 0 | 0 | 0 | 1526.4 | 0 | 0
8524 | 1505.6 | 0 | 0 | 0 | 0 | 0 | 0 | 1505.6 | 0 | 0
8525 | 1336.8 | 0 | 0 | 0 | 0 | 0 | 0 | 1336.8 | 0 | 0
8526 | 1504 | 0 | 0 | 0 | 0 | 0 | 0 | 1504 | 0 | 0
8527 | 1156.8 | 16.65 | 26.1644 | 26.1644 | 0 | 0 | 0 | 0 | 0 | 1175.525
8528 | 151.282 | 92.09 | 274.1302 | 157.1525 | -116.9777 | 0 | 0 | 0 | 0 | 0
8529 | 203.767 | 276.79 | 872.9201 | 211.6741 | -661.246 | 0 | 0 | 0 | 0 | 0
8530 | 271.406 | 441.18 | 1383.0418 | 281.9378 | -1101.1039 | 0 | 0 | 0 | 0 | 0
8531 | 225.678 | 633.7 | 1961.6041 | 234.4364 | -1225.3959 | 0 | 501.7718 | 0 | 0 | 0
8532 | 210.894 | 642.07 | 1967.6593 | 219.0787 | -1225.3959 | 0 | 523.1847 | 0 | 0 | 0
8533 | 235.761 | 515.84 | 1575.0139 | 244.9107 | -1225.3959 | 0 | 104.7074 | 0 | 0 | 0
8534 | 236.032 | 340.14 | 1034.1457 | 245.1912 | -788.9545 | 0 | 0 | 0 | 0 | 0
8535 | 258.885 | 255 | 773.6291 | 268.931 | -64.9201 | 0 | 439.778 | 0 | 0 | 0
8536 | 263.906 | 127.75 | 378.3576 | 274.1468 | 0 | 0 | 104.2108 | 0 | 0 | 0
8537 | 505.286 | 60.13 | 166.1454 | 166.1454 | 0 | 0 | 0 | 345.347 | 0 | 0
8538 | 457.786 | 4.89 | 0 | 0 | 0 | 0 | 0 | 243.889 | 0 | 222.1972
8539 | 296 | 0 | 0 | 0 | 0 | 0 | 0 | 0 | 0 | 307.4862
8540 | 264.8 | 0 | 0 | 0 | 0 | 0 | 0 | 0 | 0 | 275.0755
8541 | 239.2 | 0 | 0 | 0 | 0 | 0 | 0 | 0 | 0 | 248.4821
8542 | 282.4 | 0 | 0 | 0 | 0 | 0 | 0 | 0 | 0 | 293.3585
8543 | 237.6 | 0 | 0 | 0 | 0 | 0 | 0 | 0 | 0 | 246.82
8544 | 223.2 | 0 | 0 | 0 | 0 | 0 | 0 | 0 | 0 | 231.8612
8545 | 259.2 | 0 | 0 | 0 | 0 | 0 | 0 | 259.2 | 0 | 0
8546 | 218.4 | 0 | 0 | 0 | 0 | 0 | 0 | 218.4 | 0 | 0
8547 | 200 | 0 | 0 | 0 | 0 | 0 | 0 | 200 | 0 | 0
8548 | 210.4 | 0 | 0 | 0 | 0 | 0 | 0 | 210.4 | 0 | 0
8549 | 123.2 | 0 | 0 | 0 | 0 | 0 | 0 | 123.2 | 0 | 0
8550 | 180 | 0 | 0 | 0 | 0 | 0 | 0 | 180 | 0 | 0
8551 | 153.6 | 27.04 | 52.8274 | 52.8274 | 0 | 0 | 0 | 0 | 0 | 106.733
8552 | 243.992 | 184.91 | 567.8533 | 253.46 | -314.3932 | 0 | 0 | 0 | 0 | 0
8553 | 437.884 | 326.66 | 1029.9552 | 454.876 | -575.0792 | 0 | 0 | 0 | 0 | 0
8554 | 969.506 | 436.8 | 1358.5759 | 1007.1274 | -351.4484 | 0 | 0 | 0 | 0 | 0
8555 | 1470.638 | 524.69 | 1611.9258 | 1527.7057 | -84.2201 | 0 | 0 | 0 | 0 | 0
8556 | 1520.337 | 639.45 | 1942.4475 | 1579.3333 | -363.1142 | 0 | 0 | 0 | 0 | 0
8557 | 1436.091 | 646.24 | 1953.6842 | 1491.8182 | -461.8661 | 0 | 0 | 0 | 0 | 0
8558 | 1653.246 | 503.83 | 1528.3082 | 1528.3082 | 0 | 0 | 0 | 182.028 | 0 | 0
8559 | 1597.991 | 424.73 | 1300.4475 | 1300.4475 | 0 | 0 | 0 | 346.122 | 0 | 0
8560 | 1630.98 | 73.56 | 206.5185 | 206.5185 | 0 | 0 | 0 | 1432.176 | 0 | 0
8561 | 1716.665 | 137.19 | 400.2712 | 400.2712 | 0 | 0 | 0 | 1331.346 | 0 | 0
8562 | 1572.735 | 9.08 | 0 | 0 | 0 | 0 | 0 | 1572.735 | 0 | 0
8563 | 1589.6 | 0 | 0 | 0 | 0 | 0 | 0 | 764 | 0 | 857.6372
8564 | 1557.6 | 0 | 0 | 0 | 0 | 0 | 0 | 377.979 | 0 | 1225.3959
8565 | 1602.4 | 0 | 0 | 0 | 0 | 0 | 0 | 422.779 | 0 | 1225.3959
8566 | 1444 | 0 | 0 | 0 | 0 | 0 | 0 | 264.379 | 0 | 1225.3959
8567 | 1375.2 | 0 | 0 | 0 | 0 | 0 | 0 | 195.579 | 0 | 1225.3959
8568 | 1093.6 | 0 | 0 | 0 | 0 | 0 | 0 | 1093.6 | 0 | 0
8569 | 1228 | 0 | 0 | 0 | 0 | 0 | 0 | 1228 | 0 | 0
8570 | 1288 | 0 | 0 | 0 | 0 | 0 | 0 | 1288 | 0 | 0
8571 | 1141.6 | 0 | 0 | 0 | 0 | 0 | 0 | 1141.6 | 0 | 0
8572 | 1294.4 | 0 | 0 | 0 | 0 | 0 | 0 | 1294.4 | 0 | 0
8573 | 1065.6 | 0 | 0 | 0 | 0 | 0 | 0 | 1065.6 | 0 | 0
8574 | 829.6 | 0 | 0 | 0 | 0 | 0 | 0 | 829.6 | 0 | 0
8575 | 1029.6 | 74.81 | 144.1435 | 144.1435 | 0 | 0 | 0 | 890.841 | 0 | 0
8576 | 822.307 | 308.38 | 927.5342 | 854.2164 | -73.3178 | 0 | 0 | 0 | 0 | 0
8577 | 592.193 | 545.42 | 1698.7065 | 615.1729 | -1083.5336 | 0 | 0 | 0 | 0 | 0
8578 | 240.544 | 733.07 | 2225.2507 | 249.8782 | -1225.3959 | 0 | 749.9765 | 0 | 0 | 0
8579 | 160.732 | 636.27 | 1920.2472 | 166.9692 | -1225.3959 | 0 | 527.8821 | 0 | 0 | 0
8580 | 234.455 | 607.99 | 1826.4317 | 243.553 | -1225.3959 | 0 | 357.4828 | 0 | 0 | 0
8581 | 799.112 | 800.44 | 2377.608 | 830.1213 | -1225.3959 | 0 | 322.0908 | 0 | 0 | 0
8582 | 1280.093 | 635.65 | 1917.3105 | 1329.7656 | -350.955 | 0 | 236.5899 | 0 | 0 | 0
8583 | 1234.242 | 429.79 | 1316.3142 | 1282.1365 | 0 | 0 | 34.1777 | 0 | 0 | 0
8584 | 1396.75 | 206.02 | 627.4505 | 627.4505 | 0 | 0 | 0 | 792.738 | 0 | 0
8585 | 1167.432 | 109.53 | 309.6064 | 309.6064 | 0 | 0 | 0 | 869.391 | 0 | 0
8586 | 1508.661 | 12.86 | 3.3761 | 3.3761 | 0 | 0 | 0 | 1505.411 | 0 | 0
8587 | 1127.2 | 0 | 0 | 0 | 0 | 0 | 0 | 0 | 0 | 1170.9407
8588 | 1019.2 | 0 | 0 | 0 | 0 | 0 | 0 | 0 | 0 | 1058.7498
8589 | 1018.4 | 0 | 0 | 0 | 0 | 0 | 0 | 0 | 0 | 1057.9188
8590 | 1072 | 0 | 0 | 0 | 0 | 0 | 0 | 0 | 0 | 1113.5987
8591 | 1246.4 | 0 | 0 | 0 | 0 | 0 | 0 | 66.779 | 0 | 1225.3959
8592 | 1248 | 0 | 0 | 0 | 0 | 0 | 0 | 1248 | 0 | 0
8593 | 1350.4 | 0 | 0 | 0 | 0 | 0 | 0 | 1350.4 | 0 | 0
8594 | 1180.8 | 0 | 0 | 0 | 0 | 0 | 0 | 1180.8 | 0 | 0
8595 | 1263.2 | 0 | 0 | 0 | 0 | 0 | 0 | 1263.2 | 0 | 0
8596 | 924 | 0 | 0 | 0 | 0 | 0 | 0 | 924 | 0 | 0
8597 | 1158.4 | 0 | 0 | 0 | 0 | 0 | 0 | 1158.4 | 0 | 0
8598 | 944.8 | 0 | 0 | 0 | 0 | 0 | 0 | 944.8 | 0 | 0
8599 | 1162.4 | 66.24 | 128.0742 | 0 | -128.0742 | 0 | 0 | 1162.4 | 0 | 0
8600 | 1102.325 | 281.69 | 846.2446 | 0 | -846.2446 | 0 | 0 | 1102.325 | 0 | 0
8601 | 1299.188 | 407.08 | 1257.9749 | 32.579 | -1225.3959 | 0 | 0 | 1267.826 | 0 | 0
8602 | 1255.151 | 603.92 | 1826.9833 | 601.5874 | -1225.3959 | 0 | 0 | 676.037 | 0 | 0
8603 | 1741.645 | 624.67 | 1861.0592 | 635.6633 | -1225.3959 | 0 | 0 | 1129.728 | 0 | 0
8604 | 1714.976 | 729.44 | 2147.7828 | 1277.7163 | -870.0665 | 0 | 0 | 484.989 | 0 | 0
8605 | 1914.011 | 932.68 | 2729.5114 | 1988.2837 | -741.2277 | 0 | 0 | 0 | 0 | 0
8606 | 1870.71 | 637.72 | 1892.5672 | 1892.5672 | 0 | 0 | 0 | 48.84 | 0 | 0
8607 | 1783.81 | 436.5 | 1312.1049 | 1312.1049 | 0 | 0 | 0 | 520.719 | 0 | 0
8608 | 2019.637 | 332.48 | 1014.3741 | 1014.3741 | 0 | 0 | 0 | 1043.155 | 0 | 0
8609 | 1410.31 | 67.73 | 186.0873 | 186.0873 | 0 | 0 | 0 | 1231.174 | 0 | 0
8610 | 1651.085 | 5.87 | 0 | 0 | 0 | 0 | 0 | 1651.085 | 0 | 0
8611 | 1632 | 0 | 0 | 0 | 0 | 0 | 0 | 806.4 | 0 | 857.6372
8612 | 1364.8 | 0 | 0 | 0 | 0 | 0 | 0 | 185.179 | 0 | 1225.3959
8613 | 1691.2 | 0 | 0 | 0 | 0 | 0 | 0 | 511.579 | 0 | 1225.3959
8614 | 1349.6 | 0 | 0 | 0 | 0 | 0 | 0 | 169.979 | 0 | 1225.3959
8615 | 1433.6 | 0 | 0 | 0 | 0 | 0 | 0 | 253.979 | 0 | 1225.3959
8616 | 1556 | 0 | 0 | 0 | 0 | 0 | 0 | 1556 | 0 | 0
8617 | 1457.6 | 0 | 0 | 0 | 0 | 0 | 0 | 1457.6 | 0 | 0
8618 | 1494.4 | 0 | 0 | 0 | 0 | 0 | 0 | 1494.4 | 0 | 0
8619 | 1759.2 | 0 | 0 | 0 | 0 | 0 | 0 | 1759.2 | 0 | 0
8620 | 1729.6 | 0 | 0 | 0 | 0 | 0 | 0 | 1729.6 | 0 | 0
8621 | 1414.4 | 0 | 0 | 0 | 0 | 0 | 0 | 1414.4 | 0 | 0
8622 | 1408.8 | 0 | 0 | 0 | 0 | 0 | 0 | 1408.8 | 0 | 0
8623 | 1471.2 | 56.27 | 108.0918 | 0 | -108.0918 | 0 | 0 | 1471.2 | 0 | 0
8624 | 1645.752 | 247.81 | 741.6162 | 0 | -741.6162 | 0 | 0 | 1645.752 | 0 | 0
8625 | 1196.191 | 461.73 | 1421.7238 | 196.3279 | -1225.3959 | 0 | 0 | 1007.197 | 0 | 0
8626 | 1139.333 | 582.02 | 1747.0348 | 521.6389 | -1225.3959 | 0 | 0 | 637.18 | 0 | 0
8627 | 1201.095 | 702.42 | 2059.0658 | 833.6699 | -1225.3959 | 0 | 0 | 398.567 | 0 | 0
8628 | 1464.687 | 776.49 | 2243.2334 | 1017.8375 | -1225.3959 | 0 | 0 | 484.872 | 0 | 0
8629 | 1491.287 | 528.51 | 1536.9147 | 1471.7381 | -65.1767 | 0 | 0 | 74.526 | 0 | 0
8630 | 1221.935 | 643.19 | 1853.1986 | 1269.3519 | -583.8467 | 0 | 0 | 0 | 0 | 0
8631 | 1440.758 | 328.34 | 968.1286 | 968.1286 | 0 | 0 | 0 | 508.794 | 0 | 0
8632 | 1143.128 | 397.39 | 1196.5608 | 1187.4868 | -9.074 | 0 | 0 | 0 | 0 | 0
8633 | 1279.819 | 160.67 | 461.4558 | 461.4558 | 0 | 0 | 0 | 835.601 | 0 | 0
8634 | 1197.79 | 12.35 | 4.15 | 4.15 | 0 | 0 | 0 | 1193.795 | 0 | 0
8635 | 973.6 | 0 | 0 | 0 | 0 | 0 | 0 | 0 | 0 | 1011.3803
8636 | 1392 | 0 | 0 | 0 | 0 | 0 | 0 | 212.379 | 0 | 1225.3959
8637 | 827.2 | 0 | 0 | 0 | 0 | 0 | 0 | 0 | 0 | 859.2993
8638 | 1307.2 | 0 | 0 | 0 | 0 | 0 | 0 | 127.579 | 0 | 1225.3959
8639 | 978.4 | 0 | 0 | 0 | 0 | 0 | 0 | 0 | 0 | 1016.3666
8640 | 1164.8 | 0 | 0 | 0 | 0 | 0 | 0 | 1164.8 | 0 | 0
8641 | 1192 | 0 | 0 | 0 | 0 | 0 | 0 | 1192 | 0 | 0
8642 | 1257.6 | 0 | 0 | 0 | 0 | 0 | 0 | 1257.6 | 0 | 0
8643 | 1376.8 | 0 | 0 | 0 | 0 | 0 | 0 | 1376.8 | 0 | 0
8644 | 1199.2 | 0 | 0 | 0 | 0 | 0 | 0 | 1199.2 | 0 | 0
8645 | 1092.8 | 0 | 0 | 0 | 0 | 0 | 0 | 1092.8 | 0 | 0
8646 | 1172.8 | 0 | 0 | 0 | 0 | 0 | 0 | 1172.8 | 0 | 0
8647 | 1270.4 | 54.68 | 106.7154 | 0 | -106.7154 | 0 | 0 | 1270.4 | 0 | 0
8648 | 1082.229 | 284.49 | 841.0392 | 0 | -841.0392 | 0 | 0 | 1082.229 | 0 | 0
8649 | 1267.43 | 526.46 | 1590.9804 | 365.5845 | -1225.3959 | 0 | 0 | 915.503 | 0 | 0
8650 | 1460.39 | 723.24 | 2105.089 | 1336.2883 | -768.8007 | 0 | 0 | 174.019 | 0 | 0
8651 | 1254.555 | 746.92 | 2129.6256 | 1303.2377 | -826.3879 | 0 | 0 | 0 | 0 | 0
8652 | 1447.708 | 913.06 | 2530.0838 | 1503.8859 | -1026.1978 | 0 | 0 | 0 | 0 | 0
8653 | 1292.068 | 714.55 | 2016.8997 | 1342.2064 | -674.6933 | 0 | 0 | 0 | 0 | 0
8654 | 1332.407 | 650.88 | 1855.3177 | 1384.1107 | -471.207 | 0 | 0 | 0 | 0 | 0
8655 | 1699.676 | 502.92 | 1468.4253 | 1468.4253 | 0 | 0 | 0 | 286.104 | 0 | 0
8656 | 1738.895 | 387.32 | 1158.7161 | 1158.7161 | 0 | 0 | 0 | 623.463 | 0 | 0
8657 | 1656.8 | 159.55 | 457.393 | 457.393 | 0 | 0 | 0 | 1216.493 | 0 | 0
8658 | 1844.457 | 14.14 | 7.1979 | 7.1979 | 0 | 0 | 0 | 1837.528 | 0 | 0
8659 | 1589.6 | 0 | 0 | 0 | 0 | 0 | 0 | 764 | 0 | 857.6372
8660 | 1539.2 | 0 | 0 | 0 | 0 | 0 | 0 | 359.579 | 0 | 1225.3959
8661 | 1721.6 | 0 | 0 | 0 | 0 | 0 | 0 | 541.979 | 0 | 1225.3959
8662 | 1580 | 0 | 0 | 0 | 0 | 0 | 0 | 400.379 | 0 | 1225.3959
8663 | 1633.6 | 0 | 0 | 0 | 0 | 0 | 0 | 453.979 | 0 | 1225.3959
8664 | 1402.4 | 0 | 0 | 0 | 0 | 0 | 0 | 1402.4 | 0 | 0
8665 | 1166.4 | 0 | 0 | 0 | 0 | 0 | 0 | 1166.4 | 0 | 0
8666 | 950.4 | 0 | 0 | 0 | 0 | 0 | 0 | 950.4 | 0 | 0
8667 | 1228.8 | 0 | 0 | 0 | 0 | 0 | 0 | 1228.8 | 0 | 0
8668 | 1433.6 | 0 | 0 | 0 | 0 | 0 | 0 | 1433.6 | 0 | 0
8669 | 1112.8 | 0 | 0 | 0 | 0 | 0 | 0 | 1112.8 | 0 | 0
8670 | 1390.4 | 0 | 0 | 0 | 0 | 0 | 0 | 1390.4 | 0 | 0
8671 | 1300 | 46.7 | 88.9227 | 88.9227 | 0 | 0 | 0 | 1214.399 | 0 | 0
8672 | 1239.89 | 230.23 | 685.821 | 685.821 | 0 | 0 | 0 | 579.688 | 0 | 0
8673 | 1372.872 | 450.55 | 1370.5232 | 1370.5232 | 0 | 0 | 0 | 53.545 | 0 | 0
8674 | 1438.053 | 726.67 | 2126.5549 | 1493.8563 | -632.6986 | 0 | 0 | 0 | 0 | 0
8675 | 1474.877 | 768.95 | 2209.0775 | 1532.1092 | -676.9683 | 0 | 0 | 0 | 0 | 0
8676 | 1655.249 | 806.67 | 2294.3582 | 1719.4805 | -574.8777 | 0 | 0 | 0 | 0 | 0
8677 | 1465.832 | 918.93 | 2596.9537 | 1522.7132 | -1074.2405 | 0 | 0 | 0 | 0 | 0
8678 | 1372.877 | 845.68 | 2423.5793 | 1426.1511 | -997.4281 | 0 | 0 | 0 | 0 | 0
8679 | 1501.38 | 595.16 | 1762.1172 | 1559.6407 | -202.4765 | 0 | 0 | 0 | 0 | 0
8680 | 1727.807 | 326.7 | 986.4365 | 986.4365 | 0 | 0 | 0 | 778.219 | 0 | 0
8681 | 1880.42 | 196.69 | 566.3335 | 566.3335 | 0 | 0 | 0 | 1335.242 | 0 | 0
8682 | 1581.08 | 15.03 | 9.1217 | 9.1217 | 0 | 0 | 0 | 1572.299 | 0 | 0
8683 | 1718.4 | 0 | 0 | 0 | 0 | 0 | 0 | 1718.4 | 0 | 0
8684 | 1398.4 | 0 | 0 | 0 | 0 | 0 | 0 | 1398.4 | 0 | 0
8685 | 1615.2 | 0 | 0 | 0 | 0 | 0 | 0 | 1615.2 | 0 | 0
8686 | 1388 | 0 | 0 | 0 | 0 | 0 | 0 | 1388 | 0 | 0
8687 | 1260 | 0 | 0 | 0 | 0 | 0 | 0 | 1260 | 0 | 0
8688 | 1138.4 | 0 | 0 | 0 | 0 | 0 | 0 | 420.191 | 0 | 746.0789
8689 | 1516 | 0 | 0 | 0 | 0 | 0 | 0 | 1516 | 0 | 0
8690 | 1427.2 | 0 | 0 | 0 | 0 | 0 | 0 | 1427.2 | 0 | 0
8691 | 1350.4 | 0 | 0 | 0 | 0 | 0 | 0 | 1350.4 | 0 | 0
8692 | 1424.8 | 0 | 0 | 0 | 0 | 0 | 0 | 1424.8 | 0 | 0
8693 | 1365.6 | 0 | 0 | 0 | 0 | 0 | 0 | 1365.6 | 0 | 0
8694 | 1286.4 | 0 | 0 | 0 | 0 | 0 | 0 | 1286.4 | 0 | 0
8695 | 1076.8 | 34.35 | 61.624 | 61.624 | 0 | 0 | 0 | 0 | 0 | 1056.961
8696 | 900.697 | 205.48 | 611.2182 | 611.2182 | 0 | 0 | 0 | 0 | 0 | 324.4301
8697 | 1097.2 | 432.49 | 1321.4448 | 1139.7766 | -181.6683 | 0 | 0 | 0 | 0 | 0
8698 | 1366.655 | 723.64 | 2152.2144 | 1419.6877 | -732.5267 | 0 | 0 | 0 | 0 | 0
8699 | 1227.291 | 778.47 | 2282.0743 | 1274.9157 | -1007.1586 | 0 | 0 | 0 | 0 | 0
8700 | 1383.572 | 926.88 | 2673.7671 | 1437.2612 | -1225.3959 | 0 | 11.11 | 0 | 0 | 0
8701 | 1468.257 | 763.02 | 2224.5765 | 1525.2323 | -699.3441 | 0 | 0 | 0 | 0 | 0
8702 | 1027.48 | 624.11 | 1839.6006 | 1067.3511 | -772.2495 | 0 | 0 | 0 | 0 | 0
8703 | 1438.064 | 297.18 | 885.2559 | 885.2559 | 0 | 0 | 0 | 542.603 | 0 | 44.9522
8704 | 621.669 | 231.91 | 695.8195 | 645.7927 | -50.0268 | 0 | 0 | 0 | 0 | 0
8705 | 592.386 | 111.31 | 319.1686 | 319.1686 | 0 | 0 | 0 | 285.14 | 0 | 0
8706 | 255.342 | 7.83 | 0 | 0 | 0 | 0 | 0 | 255.342 | 0 | 0
8707 | 254.4 | 0 | 0 | 0 | 0 | 0 | 0 | 0 | 0 | 264.2719
8708 | 272 | 0 | 0 | 0 | 0 | 0 | 0 | 0 | 0 | 282.5549
8709 | 180 | 0 | 0 | 0 | 0 | 0 | 0 | 0 | 0 | 186.9849
8710 | 245.6 | 0 | 0 | 0 | 0 | 0 | 0 | 0 | 0 | 255.1304
8711 | 105.6 | 0 | 0 | 0 | 0 | 0 | 0 | 0 | 0 | 109.6978
8712 | 99.2 | 0 | 0 | 0 | 0 | 0 | 0 | 99.2 | 0 | 0
8713 | 91.2 | 0 | 0 | 0 | 0 | 0 | 0 | 91.2 | 0 | 0
8714 | 98.4 | 0 | 0 | 0 | 0 | 0 | 0 | 98.4 | 0 | 0
8715 | 89.6 | 0 | 0 | 0 | 0 | 0 | 0 | 89.6 | 0 | 0
8716 | 95.2 | 0 | 0 | 0 | 0 | 0 | 0 | 95.2 | 0 | 0
8717 | 91.2 | 0 | 0 | 0 | 0 | 0 | 0 | 91.2 | 0 | 0
8718 | 96.8 | 0 | 0 | 0 | 0 | 0 | 0 | 96.8 | 0 | 0
8719 | 77.6 | 17.63 | 25.2637 | 0 | -25.2637 | 0 | 0 | 77.6 | 0 | 0
8720 | 94.05 | 173.11 | 518.8622 | 36.703 | -482.1591 | 0 | 0 | 58.718 | 0 | 0
8721 | 825.915 | 401.95 | 1246.0556 | 857.9644 | -388.0912 | 0 | 0 | 0 | 0 | 0
8722 | 1285.579 | 455.66 | 1377.0302 | 1335.4656 | -41.5647 | 0 | 0 | 0 | 0 | 0
8723 | 1403.535 | 247.62 | 731.3715 | 731.3715 | 0 | 0 | 0 | 699.484 | 0 | 0
8724 | 1280.109 | 334.47 | 989.099 | 989.099 | 0 | 0 | 0 | 327.958 | 0 | 0
8725 | 1122.521 | 491.87 | 1451.6694 | 1166.0801 | -285.5892 | 0 | 0 | 0 | 0 | 0
8726 | 1380.964 | 307.57 | 909.7343 | 909.7343 | 0 | 0 | 0 | 505.213 | 0 | 0
8727 | 1395.618 | 297.17 | 885.233 | 885.233 | 0 | 0 | 0 | 543.453 | 0 | 0
8728 | 1382.822 | 125.62 | 365.4297 | 365.4297 | 0 | 0 | 0 | 1031.043 | 0 | 0
8729 | 1035.196 | 61.03 | 166.8476 | 166.8476 | 0 | 0 | 0 | 874.581 | 0 | 0
8730 | 1041.064 | 6.85 | 0 | 0 | 0 | 0 | 0 | 1041.064 | 0 | 0
8731 | 1022.4 | 0 | 0 | 0 | 0 | 0 | 0 | 0 | 0 | 1062.074
8732 | 1182.4 | 0 | 0 | 0 | 0 | 0 | 0 | 2.779 | 0 | 1225.3959
8733 | 1686.4 | 0 | 0 | 0 | 0 | 0 | 0 | 506.779 | 0 | 1225.3959
8734 | 897.6 | 0 | 0 | 0 | 0 | 0 | 0 | 0 | 0 | 932.4311
8735 | 1217.6 | 0 | 0 | 0 | 0 | 0 | 0 | 37.979 | 0 | 1225.3959
8736 | 1290.4 | 0 | 0 | 0 | 0 | 0 | 0 | 1290.4 | 0 | 0
8737 | 1120 | 0 | 0 | 0 | 0 | 0 | 0 | 1120 | 0 | 0
8738 | 1036.8 | 0 | 0 | 0 | 0 | 0 | 0 | 1036.8 | 0 | 0
8739 | 1090.4 | 0 | 0 | 0 | 0 | 0 | 0 | 1090.4 | 0 | 0
8740 | 1088 | 0 | 0 | 0 | 0 | 0 | 0 | 1088 | 0 | 0
8741 | 1287.2 | 0 | 0 | 0 | 0 | 0 | 0 | 1287.2 | 0 | 0
8742 | 1304.8 | 0 | 0 | 0 | 0 | 0 | 0 | 1304.8 | 0 | 0
8743 | 1274.4 | 31.55 | 52.9551 | 0 | -52.9551 | 0 | 0 | 1274.4 | 0 | 0
8744 | 1022.55 | 173.95 | 524.7065 | 0 | -524.7065 | 0 | 0 | 1022.55 | 0 | 0
8745 | 1026.462 | 426.19 | 1333.0389 | 107.643 | -1225.3959 | 0 | 0 | 922.84 | 0 | 0
8746 | 1278.239 | 612.41 | 1872.2918 | 646.8959 | -1225.3959 | 0 | 0 | 655.508 | 0 | 0
8747 | 1288.464 | 578.91 | 1743.7304 | 518.3345 | -1225.3959 | 0 | 0 | 789.493 | 0 | 0
8748 | 1351.624 | 594.51 | 1780.797 | 555.4011 | -1225.3959 | 0 | 0 | 816.97 | 0 | 0
8749 | 1146.697 | 414.4 | 1244.8776 | 600.3471 | -644.5306 | 0 | 0 | 568.776 | 0 | 0
8750 | 1487.273 | 393.74 | 1191.1018 | 1191.1018 | 0 | 0 | 0 | 340.665 | 0 | 0
8751 | 1161.038 | 453.65 | 1393.1836 | 1206.0918 | -187.0919 | 0 | 0 | 0 | 0 | 0
8752 | 1604.111 | 362.16 | 1132.3855 | 1132.3855 | 0 | 0 | 0 | 514.026 | 0 | 0
8753 | 1704.867 | 64.06 | 179.6 | 179.6 | 0 | 0 | 0 | 1531.976 | 0 | 0
8754 | 1368.022 | 7.83 | 0 | 0 | 0 | 0 | 0 | 1368.022 | 0 | 0
8755 | 1372.8 | 0 | 0 | 0 | 0 | 0 | 0 | 547.2 | 0 | 857.6372
8756 | 1204.8 | 0 | 0 | 0 | 0 | 0 | 0 | 25.179 | 0 | 1225.3959
8757 | 1449.6 | 0 | 0 | 0 | 0 | 0 | 0 | 269.979 | 0 | 1225.3959
8758 | 1340 | 0 | 0 | 0 | 0 | 0 | 0 | 160.379 | 0 | 1225.3959
8759 | 1208 | 0 | 0 | 0 | 0 | 0 | 0 | 28.379 | 0 | 1225.3959
8760 | 1216 | 0 | 0 | 0 | 0 | 0 | 0 | 1216 | 0 | 0

## Load Duration
Rank | Load (kW) | Net Load (kW)
1 | 2428 | 2428
2 | 2418.5558 | 2418.556
3 | 2414.4 | 2379.2
4 | 2405.0087 | 2369.946
5 | 2390.381 | 2353.984
6 | 2389.6 | 2330.4
7 | 2387.844 | 2321.335
8 | 2381.0831 | 2234.389
9 | 2380.3051 | 2208.8
10 | 2379.2 | 2200.208
11 | 2378.556 | 2156.8
12 | 2369.9456 | 2148.411
13 | 2352 | 2145.857
14 | 2342.8514 | 2129.6
15 | 2335.268 | 2121.316
16 | 2330.4 | 2075.2
17 | 2326.1845 | 2067.128
18 | 2321.3354 | 2057.6
19 | 2297.304 | 2049.597
20 | 2295.2 | 2040.8
21 | 2288.3681 | 2035.742
22 | 2286.452 | 2032.862
23 | 2286.2723 | 2029.644
24 | 2279.797 | 2028.8
25 | 2277.5584 | 2020.909
26 | 2270.9292 | 2016.504
27 | 2261.298 | 2013.597
28 | 2256.255 | 2004
29 | 2252.5022 | 1996.205
30 | 2247.4788 | 1984.018
31 | 2215.2 | 1976.8
32 | 2208.8 | 1969.111
33 | 2206.5835 | 1956
34 | 2200.2084 | 1948.392
35 | 2188.553 | 1942.668
36 | 2181.431 | 1940.8
37 | 2180.0402 | 1931.598
38 | 2172.9459 | 1915.2
39 | 2172.8 | 1897.907
40 | 2168.745 | 1893.194
41 | 2164.3484 | 1888
42 | 2160.3092 | 1884.852
43 | 2156.812 | 1884.173
44 | 2156.8 | 1880.656
45 | 2148.4226 | 1870.081
46 | 2148.4107 | 1859.99
47 | 2138.256 | 1850.4
48 | 2137.608 | 1848.992
49 | 2133.191 | 1847.2
50 | 2129.6 | 1843.202
51 | 2121.3165 | 1842.4
52 | 2117.631 | 1841.964
53 | 2116.262 | 1837.528
54 | 2112.8 | 1835.234
55 | 2098.686 | 1832.8
56 | 2095.805 | 1825.671
57 | 2091.005 | 1825.615
58 | 2089.833 | 1819.862
59 | 2088.377 | 1819.672
60 | 2087.6529 | 1819.131
61 | 2076.6159 | 1818.198
62 | 2075.2 | 1817.683
63 | 2071.826 | 1812.523
64 | 2071.6969 | 1812
65 | 2067.1281 | 1809.039
66 | 2067.103 | 1805.698
67 | 2057.6 | 1804.952
68 | 2057.6 | 1798.648
69 | 2055.558 | 1793.95
70 | 2055.2559 | 1789.099
71 | 2055.2 | 1786.454
72 | 2055.08 | 1785.921
73 | 2051.354 | 1785.069
74 | 2049.5965 | 1784.8
75 | 2047.677 | 1782.229
76 | 2043.3748 | 1780
77 | 2041.861 | 1778.59
78 | 2040.8 | 1777.858
79 | 2035.7422 | 1774.992
80 | 2033.628 | 1772.787
81 | 2032.8619 | 1771.041
82 | 2028.8 | 1770.4
83 | 2027.2 | 1769.697
84 | 2026.099 | 1765.6
85 | 2025.649 | 1764.516
86 | 2020.9085 | 1762.864
87 | 2019.637 | 1761.6
88 | 2017.7698 | 1760.786
89 | 2013.4594 | 1759.2
90 | 2012.075 | 1759.2
91 | 2008.054 | 1756
92 | 2004 | 1755.881
93 | 2003.2 | 1755.524
94 | 2003.2 | 1754.748
95 | 2001.861 | 1750.872
96 | 2000 | 1750.468
97 | 1998.4 | 1749.17
98 | 1998.285 | 1748
99 | 1998.015 | 1746.4
100 | 1998.0095 | 1744.245
101 | 1996.523 | 1744.018
102 | 1996.205 | 1743.794
103 | 1995.8376 | 1743.315
104 | 1992.2206 | 1742.4
105 | 1991.36 | 1741.978
106 | 1988.333 | 1741.499
107 | 1976.8 | 1740.8
108 | 1975.004 | 1738.508
109 | 1973.613 | 1737.6
110 | 1972.895 | 1737.502
111 | 1972.144 | 1735.376
112 | 1969.563 | 1734.029
113 | 1969.1108 | 1732.8
114 | 1967.7386 | 1729.6
115 | 1965.9362 | 1725.084
116 | 1962.7917 | 1724.594
117 | 1959.966 | 1723.786
118 | 1956.792 | 1723.168
119 | 1956 | 1720.212
120 | 1955.911 | 1718.4
121 | 1954.45 | 1718.375
122 | 1953.371 | 1718.336
123 | 1953.342 | 1718.033
124 | 1952.3423 | 1717.6
125 | 1951.2 | 1717.425
126 | 1950.329 | 1717.081
127 | 1950.1673 | 1715.055
128 | 1950.1113 | 1715.024
129 | 1948.3917 | 1714.703
130 | 1948.007 | 1712.835
131 | 1945.9424 | 1711.995
132 | 1945.081 | 1711.2
133 | 1943.684 | 1709.965
134 | 1940.862 | 1708.914
135 | 1940.8 | 1708
136 | 1940.7916 | 1705.534
137 | 1940.668 | 1704.544
138 | 1937.529 | 1704
139 | 1936.4576 | 1703.54
140 | 1936.1236 | 1702.4
141 | 1935.979 | 1701.6
142 | 1933.3126 | 1701.566
143 | 1931.97 | 1701.356
144 | 1931.9585 | 1701.086
145 | 1931.914 | 1700.946
146 | 1931.871 | 1700.8
147 | 1931.0148 | 1700.659
148 | 1925.6 | 1700.385
149 | 1925.128 | 1698.633
150 | 1924.839 | 1698.4
151 | 1924 | 1697.408
152 | 1921.03 | 1696
153 | 1920 | 1696
154 | 1918.198 | 1695.2
155 | 1917.6398 | 1692.323
156 | 1916.994 | 1692.171
157 | 1916.271 | 1691.064
158 | 1916.0218 | 1690.454
159 | 1916 | 1690.4
160 | 1916 | 1689.671
161 | 1915.2 | 1688
162 | 1914.4 | 1685.6
163 | 1914.011 | 1684.73
164 | 1913.6 | 1682.853
165 | 1909.872 | 1682.848
166 | 1908.6882 | 1682.435
167 | 1907.596 | 1682.404
168 | 1906.9535 | 1680.912
169 | 1905.103 | 1674.018
170 | 1904.871 | 1673.027
171 | 1904.751 | 1671.657
172 | 1903.518 | 1668.972
173 | 1902.457 | 1668.8
174 | 1902.362 | 1668.247
175 | 1901.1918 | 1666.4
176 | 1900.996 | 1665.984
177 | 1900.383 | 1664
178 | 1900.048 | 1662.198
179 | 1899.5274 | 1661.6
180 | 1899.267 | 1660.8
181 | 1896.8 | 1660.195
182 | 1895.8186 | 1660.195
183 | 1895.057 | 1660
184 | 1894.9522 | 1654.036
185 | 1894.24 | 1653.652
186 | 1892.738 | 1653.6
187 | 1892.5228 | 1652.548
188 | 1891.8794 | 1651.771
189 | 1889.882 | 1651.085
190 | 1889.88 | 1648.415
191 | 1889.839 | 1648
192 | 1889.422 | 1647.109
193 | 1888 | 1647.109
194 | 1887.87 | 1645.752
195 | 1886.909 | 1645.6
196 | 1884.852 | 1645.594
197 | 1884.7238 | 1644.762
198 | 1884.636 | 1644.675
199 | 1882.658 | 1643.909
200 | 1880.8 | 1643.277
201 | 1880.6562 | 1642.502
202 | 1880.42 | 1642.4
203 | 1880.17 | 1642.014
204 | 1876.2766 | 1641.6
205 | 1876.2222 | 1640
206 | 1876.1804 | 1639.34
207 | 1874.444 | 1636.43
208 | 1873.143 | 1635.42
209 | 1870.71 | 1634.4
210 | 1870.3575 | 1632.395
211 | 1870.1756 | 1632.03
212 | 1870.081 | 1631.282
213 | 1870.011 | 1629.6
214 | 1869.6654 | 1628.8
215 | 1869.297 | 1627.857
216 | 1867.076 | 1624.8
217 | 1866.297 | 1624.699
218 | 1865.857 | 1624
219 | 1864.668 | 1624
220 | 1863.8394 | 1623.321
221 | 1863.569 | 1622.464
222 | 1862.9184 | 1622.4
223 | 1862.026 | 1621.6
224 | 1860.7669 | 1620.934
225 | 1860.7669 | 1620
226 | 1859.99 | 1617.788
227 | 1859.743 | 1617.657
228 | 1859.685 | 1617.611
229 | 1859.342 | 1617.6
230 | 1859.284 | 1616.032
231 | 1858.4361 | 1615.258
232 | 1857.995 | 1615.2
233 | 1857.415 | 1615.162
234 | 1857.159 | 1615.12
235 | 1857.119 | 1613.6
236 | 1854.487 | 1612.924
237 | 1853.049 | 1612.771
238 | 1852.086 | 1612.078
239 | 1851.263 | 1612
240 | 1851.2 | 1610.647
241 | 1851.164 | 1610.307
242 | 1850.4 | 1609.6
243 | 1849.9352 | 1605.705
244 | 1849.8422 | 1605.271
245 | 1849.735 | 1603.456
246 | 1849.6 | 1603.2
247 | 1849.1134 | 1601.6
248 | 1849.064 | 1601.6
249 | 1847.2 | 1600
250 | 1846.4 | 1600
251 | 1845.8412 | 1599.2
252 | 1845.6 | 1598.4
253 | 1845.2748 | 1598.4
254 | 1844.8819 | 1596.727
255 | 1844.457 | 1595.987
256 | 1843.247 | 1595.669
257 | 1843.2025 | 1595.586
258 | 1842.5401 | 1595.37
259 | 1842.4 | 1595.054
260 | 1842.205 | 1594.407
261 | 1841.9829 | 1593.784
262 | 1840 | 1593.04
263 | 1839.549 | 1591.2
264 | 1839.255 | 1590.4
265 | 1838.59 | 1588.893
266 | 1838.4211 | 1588.8
267 | 1838.145 | 1588.8
268 | 1837.293 | 1588.205
269 | 1836.8 | 1587.285
270 | 1836.767 | 1586.458
271 | 1835.767 | 1585.966
272 | 1835.337 | 1585.772
273 | 1835.2336 | 1585.6
274 | 1835.131 | 1584.8
275 | 1834.925 | 1583.455
276 | 1832.8 | 1583.2
277 | 1832.523 | 1583.2
278 | 1832.1434 | 1582.623
279 | 1832.064 | 1582.4
280 | 1831.647 | 1581.6
281 | 1831.384 | 1580.8
282 | 1830.4 | 1580.05
283 | 1830.371 | 1580.043
284 | 1829.581 | 1579.409
285 | 1829.403 | 1577.961
286 | 1829.242 | 1577.55
287 | 1829.06 | 1576.451
288 | 1828.904 | 1576
289 | 1828.8 | 1575.449
290 | 1827.8498 | 1575.2
291 | 1826.7294 | 1575.04
292 | 1825.6709 | 1574.854
293 | 1825.482 | 1573.3
294 | 1825.298 | 1572.735
295 | 1824.8 | 1572.299
296 | 1824.781 | 1572
297 | 1824.597 | 1571.051
298 | 1823.532 | 1569.6
299 | 1823.2803 | 1569.551
300 | 1823.205 | 1568.8
301 | 1822.657 | 1568.598
302 | 1822.4 | 1568
303 | 1822.304 | 1567.632
304 | 1821.112 | 1567.084
305 | 1820.422 | 1566.4
306 | 1820 | 1566.106
307 | 1819.6715 | 1565.326
308 | 1818.1981 | 1565.326
309 | 1818.0358 | 1564.834
310 | 1817.6831 | 1564
311 | 1816.85 | 1563.602
312 | 1814.753 | 1563.495
313 | 1814.4 | 1563.267
314 | 1812.7762 | 1562.956
315 | 1812.4967 | 1562.698
316 | 1812 | 1562.4
317 | 1811.107 | 1561.869
318 | 1811.042 | 1561.823
319 | 1808.8 | 1561.284
320 | 1808.052 | 1561.093
321 | 1807.6941 | 1560.8
322 | 1807.633 | 1559.463
323 | 1806.403 | 1558.4
324 | 1805.698 | 1557.405
325 | 1805.6859 | 1557.233
326 | 1804.9518 | 1556.8
327 | 1804.4341 | 1556.242
328 | 1803.338 | 1556.164
329 | 1802.673 | 1556
330 | 1801.945 | 1555.43
331 | 1801.825 | 1555.098
332 | 1799.841 | 1554.491
333 | 1799.821 | 1554.4
334 | 1799.3766 | 1554.316
335 | 1798.4 | 1553.876
336 | 1798.158 | 1551.423
337 | 1797.835 | 1551.317
338 | 1797.6 | 1551.2
339 | 1797.5 | 1550.482
340 | 1797.136 | 1549.6
341 | 1796.832 | 1548.97
342 | 1796.545 | 1548.048
343 | 1796.174 | 1547.415
344 | 1796.019 | 1547.198
345 | 1796.006 | 1547.014
346 | 1795.9293 | 1546.516
347 | 1793.9503 | 1546.4
348 | 1793.298 | 1546.4
349 | 1793.1733 | 1545.6
350 | 1792.2 | 1545.403
351 | 1791.4047 | 1545.111
352 | 1791.185 | 1545.101
353 | 1790.369 | 1544.8
354 | 1789.8428 | 1544.8
355 | 1789.557 | 1544.713
356 | 1789.0993 | 1544.063
357 | 1788.7211 | 1543.998
358 | 1788.565 | 1543.2
359 | 1788 | 1543.056
360 | 1787.689 | 1542.4
361 | 1787.216 | 1542.4
362 | 1786.9578 | 1542.4
363 | 1786.904 | 1541.6
364 | 1786.454 | 1540.8
365 | 1786.4 | 1540.337
366 | 1786.2343 | 1540.308
367 | 1786.232 | 1539.891
368 | 1785.6 | 1539.63
369 | 1785.434 | 1538.833
370 | 1784.8 | 1538.468
371 | 1784.662 | 1538.463
372 | 1783.81 | 1538.4
373 | 1783.629 | 1537.561
374 | 1783.2 | 1537.375
375 | 1782.499 | 1537.263
376 | 1782.3192 | 1536.8
377 | 1782.2292 | 1535.885
378 | 1780.7354 | 1535.856
379 | 1780.377 | 1535.512
380 | 1780 | 1535.254
381 | 1779.2506 | 1535.213
382 | 1779.2 | 1534.807
383 | 1779.002 | 1534.4
384 | 1778.9231 | 1534.4
385 | 1778.711 | 1534.357
386 | 1778.5902 | 1533.225
387 | 1778.4 | 1532.8
388 | 1777.8576 | 1532.8
389 | 1777.6 | 1532.39
390 | 1776.413 | 1532
391 | 1776.0807 | 1531.976
392 | 1775.2 | 1531.479
393 | 1775.2 | 1531.419
394 | 1773.524 | 1531.2
395 | 1773.4518 | 1531.2
396 | 1773.255 | 1530.978
397 | 1772.851 | 1530.551
398 | 1772.4797 | 1529.705
399 | 1772.2558 | 1529.6
400 | 1772.0822 | 1528
401 | 1771.9988 | 1527.706
402 | 1771.2 | 1527.332
403 | 1771.2 | 1526.888
404 | 1770.4 | 1526.838
405 | 1769.154 | 1526.413
406 | 1768.6143 | 1526.4
407 | 1766.78 | 1526.4
408 | 1766.438 | 1526.204
409 | 1766.248 | 1525.346
410 | 1765.9551 | 1524
411 | 1765.931 | 1523.256
412 | 1765.6 | 1522.828
413 | 1764.8544 | 1522.799
414 | 1764.8 | 1522.4
415 | 1764.516 | 1521.981
416 | 1763.69 | 1521.164
417 | 1763.437 | 1520.476
418 | 1763.2 | 1520.4
419 | 1763.062 | 1519.795
420 | 1762.864 | 1519.2
421 | 1762.66 | 1518.914
422 | 1762.4 | 1518.814
423 | 1761.6 | 1518.814
424 | 1760.002 | 1518.71
425 | 1760 | 1518.4
426 | 1759.2 | 1517.845
427 | 1759.2 | 1517.6
428 | 1759.08 | 1517.6
429 | 1758.8346 | 1517.36
430 | 1758.4 | 1516.8
431 | 1757.0441 | 1516.478
432 | 1756.931 | 1516.095
433 | 1756 | 1516
434 | 1755.972 | 1515.802
435 | 1755.8808 | 1515.2
436 | 1755.8511 | 1515.2
437 | 1755.7039 | 1515.2
438 | 1755.5448 | 1514.4
439 | 1755.5239 | 1513.803
440 | 1754.8452 | 1513.798
441 | 1754.7479 | 1513.476
442 | 1753.4948 | 1512.8
443 | 1753.2821 | 1512.8
444 | 1753.1561 | 1512.8
445 | 1751.451 | 1512.495
446 | 1751.3527 | 1512.494
447 | 1751.2 | 1511.922
448 | 1751.14 | 1511.533
449 | 1751.024 | 1510.468
450 | 1750.511 | 1510.4
451 | 1750.4 | 1510.331
452 | 1750.351 | 1509.998
453 | 1749.963 | 1509.818
454 | 1749.959 | 1509.679
455 | 1749.6223 | 1509.591
456 | 1749.1697 | 1509.144
457 | 1749.1418 | 1508.8
458 | 1748.8 | 1508.509
459 | 1748 | 1508.436
460 | 1748 | 1508
461 | 1747.764 | 1507.763
462 | 1747.615 | 1507.232
463 | 1746.4 | 1507.2
464 | 1746.298 | 1506.916
465 | 1745.7801 | 1506.879
466 | 1745.6 | 1506.4
467 | 1745.249 | 1506.083
468 | 1744.6384 | 1505.762
469 | 1744.337 | 1505.6
470 | 1744.2447 | 1505.494
471 | 1744 | 1505.411
472 | 1744 | 1504.779
473 | 1743.702 | 1504
474 | 1743.6635 | 1504
475 | 1743.6133 | 1504
476 | 1743.462 | 1503.945
477 | 1743.337 | 1503.385
478 | 1742.4091 | 1503.2
479 | 1742.4 | 1503.2
480 | 1742.288 | 1503.171
481 | 1741.9777 | 1502.4
482 | 1741.725 | 1501.822
483 | 1741.645 | 1501.447
484 | 1741.499 | 1500.541
485 | 1740.9657 | 1500.426
486 | 1740.8 | 1500.268
487 | 1740.399 | 1500
488 | 1740.14 | 1499.969
489 | 1739.825 | 1499.943
490 | 1738.997 | 1499.819
491 | 1738.895 | 1499.082
492 | 1738.664 | 1498.823
493 | 1738.4 | 1498.714
494 | 1738.3935 | 1498.516
495 | 1737.954 | 1497.6
496 | 1737.8885 | 1497.6
497 | 1737.852 | 1497.353
498 | 1737.845 | 1495.764
499 | 1737.6 | 1495.648
500 | 1737.0911 | 1495.546
501 | 1737.05 | 1495.475
502 | 1737.0055 | 1494.468
503 | 1736.8 | 1494.4
504 | 1736.2529 | 1494.4
505 | 1735.3911 | 1494.4
506 | 1735.168 | 1494.4
507 | 1735.038 | 1493.766
508 | 1734.369 | 1493.6
509 | 1734.126 | 1493.357
510 | 1734.0288 | 1493.259
511 | 1733.951 | 1493.248
512 | 1733.837 | 1493.061
513 | 1733.618 | 1493.014
514 | 1732.8 | 1492.787
515 | 1731.7952 | 1492
516 | 1731.41 | 1491.966
517 | 1730.896 | 1491.722
518 | 1730.86 | 1491.581
519 | 1730.814 | 1490.167
520 | 1729.6 | 1489.6
521 | 1729.544 | 1488.8
522 | 1729.469 | 1488.8
523 | 1728.951 | 1488.8
524 | 1728.8 | 1488.651
525 | 1728.169 | 1488.614
526 | 1727.807 | 1488.587
527 | 1727.6442 | 1488.271
528 | 1727.174 | 1488
529 | 1727.078 | 1488
530 | 1726.744 | 1487.837
531 | 1726.4389 | 1487.666
532 | 1726.438 | 1486.419
533 | 1726.378 | 1485.6
534 | 1726.1516 | 1485.209
535 | 1726.047 | 1485.031
536 | 1725.917 | 1484.496
537 | 1725.6 | 1484.463
538 | 1725.6 | 1484.369
539 | 1725.6 | 1484.153
540 | 1724.6753 | 1484
541 | 1724.16 | 1483.009
542 | 1724.006 | 1483.009
543 | 1724 | 1482.886
544 | 1724 | 1482.581
545 | 1723.9854 | 1482.4
546 | 1723.893 | 1482.212
547 | 1723.786 | 1482.151
548 | 1723.1676 | 1481.872
549 | 1722.687 | 1480.8
550 | 1722.516 | 1480.701
551 | 1722.0755 | 1480.476
552 | 1721.903 | 1479.454
553 | 1721.6 | 1479.2
554 | 1718.8879 | 1479.2
555 | 1718.738 | 1478.603
556 | 1718.709 | 1478.4
557 | 1718.665 | 1478.228
558 | 1718.45 | 1477.914
559 | 1718.4 | 1477.6
560 | 1718.4 | 1477.577
561 | 1718.381 | 1477.415
562 | 1718.3751 | 1477.38
563 | 1718.2943 | 1476.634
564 | 1717.6 | 1476
565 | 1717.571 | 1475.406
566 | 1717.536 | 1475.312
567 | 1717.427 | 1475.2
568 | 1717.3001 | 1475.2
569 | 1717.244 | 1475.2
570 | 1717.081 | 1474.399
571 | 1716.665 | 1473.941
572 | 1716.587 | 1473.639
573 | 1715.3512 | 1473.306
574 | 1715.266 | 1473.194
575 | 1715.058 | 1472.8
576 | 1715.055 | 1472.409
577 | 1715.024 | 1472
578 | 1714.976 | 1472
579 | 1714.76 | 1472
580 | 1714.7026 | 1471.2
581 | 1714.1715 | 1470.503
582 | 1714.12 | 1470.464
583 | 1713.845 | 1470.4
584 | 1713.488 | 1469.775
585 | 1713.281 | 1469.6
586 | 1712.8476 | 1469.565
587 | 1712.774 | 1469.462
588 | 1712.2377 | 1469.462
589 | 1711.846 | 1468.263
590 | 1711.478 | 1468.056
591 | 1711.452 | 1468
592 | 1711.2 | 1467.512
593 | 1711.2 | 1467.218
594 | 1710.5644 | 1467.2
595 | 1710.5127 | 1467.071
596 | 1710.031 | 1466.916
597 | 1709.965 | 1466.4
598 | 1709.264 | 1466.369
599 | 1708.9138 | 1466.274
600 | 1708.3705 | 1465.448
601 | 1708.11 | 1464.838
602 | 1708 | 1464.8
603 | 1707.886 | 1464.528
604 | 1707.2 | 1464
605 | 1706.823 | 1463.949
606 | 1706.4 | 1463.752
607 | 1706.4 | 1463.2
608 | 1706.4 | 1463.2
609 | 1705.6 | 1462.4
610 | 1705.486 | 1462.071
611 | 1704.969 | 1461.6
612 | 1704.867 | 1461.462
613 | 1704.8 | 1460.8
614 | 1704.5439 | 1460.644
615 | 1704.422 | 1460.126
616 | 1704.336 | 1459.826
617 | 1704 | 1459.415
618 | 1703.789 | 1459.2
619 | 1703.5397 | 1459.2
620 | 1703.159 | 1459.2
621 | 1702.904 | 1459.174
622 | 1702.841 | 1459.102
623 | 1702.6602 | 1458.4
624 | 1702.4 | 1458.305
625 | 1702.4 | 1457.6
626 | 1701.8192 | 1457.6
627 | 1701.6 | 1457.065
628 | 1701.586 | 1456.8
629 | 1701.5656 | 1456.398
630 | 1701.3564 | 1456
631 | 1701.0862 | 1455.594
632 | 1700.8 | 1453.6
633 | 1700.6594 | 1453.6
634 | 1700.6118 | 1453.6
635 | 1700.5223 | 1453.284
636 | 1700.494 | 1453.137
637 | 1700.252 | 1452.785
638 | 1700.026 | 1452.608
639 | 1700 | 1450.758
640 | 1699.7626 | 1450.357
641 | 1699.676 | 1450.077
642 | 1699.22 | 1449.583
643 | 1698.6327 | 1448.8
644 | 1698.4 | 1447.946
645 | 1698.4 | 1447.559
646 | 1698.3869 | 1447.2
647 | 1698.036 | 1446.4
648 | 1697.6099 | 1446.4
649 | 1697.557 | 1446.323
650 | 1697.546 | 1446.201
651 | 1697.236 | 1445.923
652 | 1696.775 | 1445.711
653 | 1696.1792 | 1445.6
654 | 1696 | 1445.368
655 | 1696 | 1445.105
656 | 1695.2791 | 1445.09
657 | 1695.2 | 1444.905
658 | 1695.2 | 1444.8
659 | 1694.447 | 1444
660 | 1693.969 | 1443.57
661 | 1693.945 | 1443.461
662 | 1693.6 | 1443.042
663 | 1693.5468 | 1440.8
664 | 1693.54 | 1440.774
665 | 1693.198 | 1440.767
666 | 1692.649 | 1440
667 | 1692.1714 | 1440
668 | 1692 | 1439.918
669 | 1691.5158 | 1439.806
670 | 1691.2 | 1437.257
671 | 1691.064 | 1437.078
672 | 1691.038 | 1436.8
673 | 1690.754 | 1436.8
674 | 1690.4544 | 1436.559
675 | 1690.426 | 1436.559
676 | 1690.4 | 1436
677 | 1690.399 | 1436
678 | 1689.979 | 1435.98
679 | 1689.6706 | 1435.805
680 | 1689.2072 | 1435.771
681 | 1688.8665 | 1435.361
682 | 1688.8 | 1434.4
683 | 1688.8 | 1434.4
684 | 1688.7539 | 1434.399
685 | 1688.6062 | 1434.298
686 | 1688.5431 | 1433.6
687 | 1688.519 | 1433.6
688 | 1688 | 1433.6
689 | 1687.8042 | 1432.8
690 | 1687.35 | 1432.176
691 | 1687.2 | 1432.158
692 | 1687.1831 | 1431.211
693 | 1686.4 | 1430.414
694 | 1686.4 | 1430.4
695 | 1686.0651 | 1430.4
696 | 1685.6 | 1429.6
697 | 1685.3849 | 1429.6
698 | 1685.353 | 1429.6
699 | 1685.1478 | 1429.566
700 | 1685.004 | 1428.908
701 | 1684.8217 | 1428.8
702 | 1684.745 | 1428.713
703 | 1684.7296 | 1428.024
704 | 1684 | 1428
705 | 1684 | 1428
706 | 1683.9117 | 1428
707 | 1683.2 | 1428
708 | 1682.8481 | 1427.235
709 | 1682.404 | 1427.2
710 | 1682.4 | 1427.2
711 | 1682.4 | 1426.362
712 | 1681.4818 | 1425.945
713 | 1681.412 | 1425.6
714 | 1681.075 | 1425.478
715 | 1680.964 | 1425.322
716 | 1680.912 | 1425.043
717 | 1680.833 | 1424.8
718 | 1680.8 | 1424.522
719 | 1680.8 | 1424.482
720 | 1680.6373 | 1424
721 | 1680.269 | 1424
722 | 1679.1101 | 1423.902
723 | 1678.349 | 1423.356
724 | 1677.954 | 1423.2
725 | 1677.484 | 1423.2
726 | 1677.3843 | 1421.894
727 | 1677.291 | 1421.804
728 | 1676.9667 | 1421.665
729 | 1676.943 | 1421.649
730 | 1676.8 | 1421.6
731 | 1676.6695 | 1421.245
732 | 1675.929 | 1421.02
733 | 1675.8559 | 1420.868
734 | 1675.8557 | 1420.243
735 | 1675.433 | 1420
736 | 1675.2 | 1419.829
737 | 1674.824 | 1419.598
738 | 1674.4572 | 1419.466
739 | 1674.2622 | 1419.2
740 | 1673.787 | 1418.748
741 | 1673.4272 | 1418.578
742 | 1673.221 | 1418.083
743 | 1673.0266 | 1418.083
744 | 1672.8606 | 1417.299
745 | 1672.28 | 1417.066
746 | 1672.005 | 1416.8
747 | 1671.964 | 1416.8
748 | 1671.8876 | 1416.644
749 | 1671.8207 | 1416.51
750 | 1671.773 | 1416.481
751 | 1671.657 | 1416.264
752 | 1670.927 | 1416
753 | 1668.96 | 1416
754 | 1668.8448 | 1416
755 | 1668.8 | 1415.902
756 | 1668.541 | 1415.791
757 | 1668.373 | 1415.654
758 | 1667.2764 | 1415.409
759 | 1667.2 | 1415.2
760 | 1666.961 | 1414.804
761 | 1666.4 | 1414.803
762 | 1666.1761 | 1414.405
763 | 1665.9839 | 1414.4
764 | 1665.983 | 1414.4
765 | 1665.6 | 1414.4
766 | 1664.717 | 1413.981
767 | 1664.7066 | 1413.6
768 | 1664.469 | 1413.236
769 | 1664.4276 | 1412.948
770 | 1664.173 | 1412.8
771 | 1664.025 | 1412.8
772 | 1664 | 1412
773 | 1663.649 | 1411.574
774 | 1663.536 | 1411.574
775 | 1663.509 | 1411.289
776 | 1663.487 | 1411.2
777 | 1663.2 | 1410.488
778 | 1662.845 | 1410.4
779 | 1662.323 | 1409.887
780 | 1661.8303 | 1409.695
781 | 1661.6 | 1409.6
782 | 1661.6 | 1408.898
783 | 1661.6 | 1408.8
784 | 1661.105 | 1408.436
785 | 1660.8 | 1408.403
786 | 1660.7151 | 1408.251
787 | 1660.537 | 1408
788 | 1660.1947 | 1408
789 | 1660.1947 | 1408
790 | 1660.1947 | 1408
791 | 1660.1588 | 1408
792 | 1660 | 1407.689
793 | 1660 | 1407.485
794 | 1659.929 | 1407.2
795 | 1659.705 | 1407.035
796 | 1659.288 | 1406.667
797 | 1659.2 | 1405.711
798 | 1659.084 | 1404.913
799 | 1658.966 | 1404.843
800 | 1658.8698 | 1404.8
801 | 1658.613 | 1404.761
802 | 1658.559 | 1404.629
803 | 1657.388 | 1404.468
804 | 1657.048 | 1404.292
805 | 1656.929 | 1404.02
806 | 1656.806 | 1403.2
807 | 1656.8 | 1403.15
808 | 1656.7966 | 1402.523
809 | 1656.662 | 1402.523
810 | 1656.625 | 1402.4
811 | 1656.3215 | 1402.4
812 | 1656 | 1402.373
813 | 1655.249 | 1401.916
814 | 1655.2046 | 1401.429
815 | 1655.173 | 1400.58
816 | 1655.1368 | 1400.515
817 | 1654.093 | 1399.92
818 | 1653.7527 | 1399.307
819 | 1653.652 | 1399.263
820 | 1653.6 | 1398.549
821 | 1653.6 | 1398.489
822 | 1653.5431 | 1398.4
823 | 1653.246 | 1398.4
824 | 1653.202 | 1398.4
825 | 1653.136 | 1397.6
826 | 1652.92 | 1396.8
827 | 1652.8342 | 1396
828 | 1652.807 | 1395.569
829 | 1652.723 | 1395.2
830 | 1652.685 | 1394.546
831 | 1652.6215 | 1394.4
832 | 1652.5475 | 1394.4
833 | 1652.4707 | 1394.4
834 | 1652.413 | 1393.933
835 | 1651.7706 | 1393.785
836 | 1651.22 | 1393.6
837 | 1651.085 | 1393.075
838 | 1651.0189 | 1393.075
839 | 1650.484 | 1392.764
840 | 1650.4 | 1392.764
841 | 1649.699 | 1392.164
842 | 1648.641 | 1392
843 | 1648.157 | 1392
844 | 1648.072 | 1392
845 | 1648 | 1392
846 | 1647.9272 | 1391.946
847 | 1647.8616 | 1391.728
848 | 1647.588 | 1391.679
849 | 1647.544 | 1391.633
850 | 1647.2 | 1391.496
851 | 1647.2 | 1391.367
852 | 1647.1089 | 1390.884
853 | 1647.1089 | 1390.714
854 | 1646.336 | 1390.4
855 | 1646.173 | 1388.675
856 | 1645.765 | 1388.389
857 | 1645.752 | 1388.339
858 | 1645.6 | 1388
859 | 1645.065 | 1387.644
860 | 1644.823 | 1387.2
861 | 1644.797 | 1387.049
862 | 1644.762 | 1386.835
863 | 1644.1407 | 1386.835
864 | 1643.977 | 1386.835
865 | 1643.7 | 1386.586
866 | 1643.485 | 1386.4
867 | 1643.2243 | 1386.4
868 | 1643.0203 | 1386.395
869 | 1642.84 | 1386.322
870 | 1642.4999 | 1386.266
871 | 1642.4 | 1386.052
872 | 1642.3118 | 1385.872
873 | 1642.0142 | 1385.6
874 | 1641.988 | 1385.6
875 | 1641.6575 | 1385.46
876 | 1641.6 | 1384.956
877 | 1641.378 | 1384.8
878 | 1641.186 | 1384.8
879 | 1640.8 | 1384.8
880 | 1640.668 | 1384
881 | 1640 | 1384
882 | 1639.9322 | 1382.778
883 | 1639.3396 | 1382.173
884 | 1638.9311 | 1381.98
885 | 1638.7226 | 1381.678
886 | 1638.605 | 1381.6
887 | 1638.537 | 1381.6
888 | 1638.403 | 1380.8
889 | 1638.3992 | 1380.8
890 | 1638.085 | 1380.682
891 | 1638.025 | 1380.21
892 | 1637.9753 | 1379.986
893 | 1637.6 | 1379.821
894 | 1637.5824 | 1379.414
895 | 1637.2954 | 1379.2
896 | 1637.1595 | 1379.1
897 | 1637.0923 | 1378.321
898 | 1636.944 | 1378.027
899 | 1636.7689 | 1377.6
900 | 1636.574 | 1377.226
901 | 1636.4498 | 1376.8
902 | 1636.443 | 1376.8
903 | 1636.4299 | 1376.8
904 | 1636.1784 | 1376.154
905 | 1636 | 1376
906 | 1636 | 1375.523
907 | 1636 | 1375.182
908 | 1635.7965 | 1374.738
909 | 1635.582 | 1374.523
910 | 1635.438 | 1373.6
911 | 1635.414 | 1372
912 | 1635.2 | 1371.591
913 | 1634.626 | 1371.445
914 | 1634.4 | 1371.414
915 | 1634.4 | 1371.211
916 | 1634.3255 | 1370.111
917 | 1634.306 | 1369.6
918 | 1634.053 | 1369.538
919 | 1633.953 | 1369.456
920 | 1633.6 | 1369.161
921 | 1633.544 | 1369.161
922 | 1633.042 | 1368.8
923 | 1633.019 | 1368.8
924 | 1632.9415 | 1368.8
925 | 1632.862 | 1368.51
926 | 1632.697 | 1368.448
927 | 1632.597 | 1368.257
928 | 1632.0301 | 1368.022
929 | 1632 | 1368
930 | 1632 | 1367.412
931 | 1631.553 | 1367.211
932 | 1631.387 | 1367.2
933 | 1631.193 | 1367.2
934 | 1630.98 | 1366.928
935 | 1630.578 | 1366.663
936 | 1629.851 | 1366.634
937 | 1629.663 | 1366.537
938 | 1629.66 | 1366.475
939 | 1629.6 | 1366.4
940 | 1629.559 | 1366.4
941 | 1629.508 | 1366.4
942 | 1629.2201 | 1365.6
943 | 1628.8 | 1365.6
944 | 1628.7921 | 1365.482
945 | 1628.745 | 1365.124
946 | 1628.6735 | 1364.958
947 | 1628.6013 | 1364.8
948 | 1628.348 | 1364.8
949 | 1628.2678 | 1364.705
950 | 1628 | 1363.322
951 | 1627.857 | 1363.287
952 | 1627.7258 | 1363.2
953 | 1627.697 | 1362.679
954 | 1627.379 | 1362.4
955 | 1627.268 | 1362.4
956 | 1627.259 | 1362.4
957 | 1627.187 | 1362.4
958 | 1626.909 | 1362.282
959 | 1626.9086 | 1361.6
960 | 1626.609 | 1361.6
961 | 1626.5602 | 1361.6
962 | 1626.32 | 1361.373
963 | 1625.792 | 1361.081
964 | 1625.6 | 1361.032
965 | 1625.599 | 1360.869
966 | 1625.402 | 1360.8
967 | 1625.359 | 1360.8
968 | 1625.121 | 1360.647
969 | 1625.028 | 1360.451
970 | 1624.992 | 1360.335
971 | 1624.8 | 1359.972
972 | 1624.8 | 1359.024
973 | 1624.376 | 1358.695
974 | 1624.258 | 1358.4
975 | 1624.0727 | 1358.4
976 | 1624 | 1358.088
977 | 1624 | 1358.071
978 | 1624 | 1357.739
979 | 1623.7979 | 1357.214
980 | 1623.593 | 1357.214
981 | 1623.5803 | 1357.194
982 | 1623.5477 | 1356.8
983 | 1623.4698 | 1356.8
984 | 1623.432 | 1356.8
985 | 1623.3211 | 1356.63
986 | 1623.245 | 1356.509
987 | 1623.038 | 1356.304
988 | 1622.9691 | 1356.14
989 | 1622.4644 | 1356
990 | 1622.4 | 1356
991 | 1622.4 | 1355.757
992 | 1622.4 | 1355.507
993 | 1622.298 | 1355.36
994 | 1622.297 | 1355.144
995 | 1621.666 | 1354.98
996 | 1621.6 | 1354.927
997 | 1621.58 | 1354.613
998 | 1621.22 | 1354.4
999 | 1621.135 | 1353.618
1000 | 1620.881 | 1353.606
1001 | 1620.8484 | 1353.426
1002 | 1620.767 | 1353.11
1003 | 1620.676 | 1352.239
1004 | 1620.5808 | 1352
1005 | 1620.4415 | 1351.872
1006 | 1620.387 | 1351.522
1007 | 1620.241 | 1351.413
1008 | 1620.088 | 1351.2
1009 | 1620 | 1351.2
1010 | 1619.476 | 1351.143
1011 | 1619.2759 | 1351.055
1012 | 1619.2 | 1350.939
1013 | 1618.778 | 1350.4
1014 | 1617.9573 | 1350.4
1015 | 1617.9401 | 1350.4
1016 | 1617.779 | 1350.4
1017 | 1617.657 | 1349.995
1018 | 1617.6 | 1349.679
1019 | 1617.23 | 1349.631
1020 | 1616.8 | 1349.132
1021 | 1616.673 | 1349.006
1022 | 1616.357 | 1348.944
1023 | 1616.041 | 1348.873
1024 | 1616.0319 | 1348.8
1025 | 1616 | 1348.8
1026 | 1615.953 | 1348.8
1027 | 1615.8908 | 1348.66
1028 | 1615.5546 | 1348.533
1029 | 1615.2725 | 1348.412
1030 | 1615.258 | 1348
1031 | 1615.2545 | 1347.847
1032 | 1615.2 | 1347.784
1033 | 1615.0866 | 1347.751
1034 | 1615.041 | 1347.642
1035 | 1614.836 | 1347.526
1036 | 1614.825 | 1347.2
1037 | 1614.354 | 1347.2
1038 | 1614.236 | 1347.2
1039 | 1614.058 | 1346.631
1040 | 1613.967 | 1346.4
1041 | 1613.9387 | 1345.6
1042 | 1613.7006 | 1345.6
1043 | 1613.6 | 1345.6
1044 | 1613.6 | 1345.539
1045 | 1613.5784 | 1345.147
1046 | 1612.9237 | 1345.147
1047 | 1612.774 | 1344.8
1048 | 1612.223 | 1344.8
1049 | 1612.0778 | 1344.8
1050 | 1612 | 1344.535
1051 | 1612 | 1343.987
1052 | 1611.558 | 1343.38
1053 | 1611.083 | 1342.819
1054 | 1610.935 | 1341.96
1055 | 1610.809 | 1341.6
1056 | 1610.3071 | 1341.6
1057 | 1610.257 | 1341.6
1058 | 1610.0698 | 1341.317
1059 | 1610.063 | 1341.163
1060 | 1609.8915 | 1341.153
1061 | 1609.75 | 1340.366
1062 | 1609.7142 | 1340
1063 | 1609.6674 | 1340
1064 | 1609.6 | 1339.569
1065 | 1609.349 | 1339.324
1066 | 1609.172 | 1339.188
1067 | 1609.0448 | 1338.736
1068 | 1608.955 | 1338.646
1069 | 1608.8247 | 1338.4
1070 | 1608.786 | 1338.264
1071 | 1608.759 | 1337.6
1072 | 1608.7589 | 1337.539
1073 | 1608.326 | 1337.062
1074 | 1608.296 | 1336.916
1075 | 1608.087 | 1336.8
1076 | 1607.9571 | 1336.8
1077 | 1607.7798 | 1336.232
1078 | 1607.6891 | 1336
1079 | 1607.655 | 1335.973
1080 | 1607.397 | 1335.966
1081 | 1607.2 | 1335.698
1082 | 1606.824 | 1335.354
1083 | 1606.752 | 1335.242
1084 | 1606.691 | 1335.2
1085 | 1606.679 | 1334.485
1086 | 1606.507 | 1334.45
1087 | 1606.5008 | 1334.436
1088 | 1605.867 | 1334.43
1089 | 1605.764 | 1334.4
1090 | 1605.5447 | 1334.4
1091 | 1605.522 | 1334.247
1092 | 1605.2895 | 1334.007
1093 | 1605.2708 | 1333.711
1094 | 1605.1611 | 1333.6
1095 | 1604.899 | 1333.6
1096 | 1604.627 | 1332.8
1097 | 1604.417 | 1331.639
1098 | 1604.172 | 1331.587
1099 | 1604.111 | 1331.427
1100 | 1603.942 | 1331.346
1101 | 1603.774 | 1331.212
1102 | 1603.6198 | 1331.2
1103 | 1603.4885 | 1331.2
1104 | 1603.456 | 1331.136
1105 | 1603.4336 | 1329.82
1106 | 1603.201 | 1329.6
1107 | 1603.2 | 1329.6
1108 | 1603.2 | 1329.085
1109 | 1603.039 | 1328.8
1110 | 1602.996 | 1328.8
1111 | 1602.9466 | 1328.413
1112 | 1602.9128 | 1328.156
1113 | 1602.881 | 1327.61
1114 | 1602.583 | 1326.818
1115 | 1602.436 | 1326.4
1116 | 1602.4 | 1326.382
1117 | 1602.301 | 1326.022
1118 | 1602.265 | 1325.702
1119 | 1602.1427 | 1325.6
1120 | 1602.0439 | 1325.6
1121 | 1601.832 | 1325.6
1122 | 1601.6 | 1325.457
1123 | 1601.6 | 1325.262
1124 | 1601.6 | 1324.851
1125 | 1601.467 | 1324.07
1126 | 1601.404 | 1324.067
1127 | 1601.327 | 1324
1128 | 1601.2271 | 1324
1129 | 1601.1342 | 1324
1130 | 1601.039 | 1323.903
1131 | 1600.8 | 1323.515
1132 | 1600.536 | 1323.449
1133 | 1600.335 | 1323.308
1134 | 1600 | 1323.126
1135 | 1600 | 1322.823
1136 | 1599.883 | 1322.503
1137 | 1599.831 | 1322.051
1138 | 1599.7157 | 1321.613
1139 | 1599.6753 | 1321.6
1140 | 1599.518 | 1321.6
1141 | 1599.501 | 1321.6
1142 | 1599.2 | 1321.6
1143 | 1599.2 | 1320.994
1144 | 1598.971 | 1320.961
1145 | 1598.4 | 1320.692
1146 | 1598.4 | 1320.603
1147 | 1598.3855 | 1320.258
1148 | 1598.239 | 1319.2
1149 | 1597.991 | 1319.16
1150 | 1597.92 | 1318.787
1151 | 1597.6423 | 1318.4
1152 | 1597.6 | 1318.4
1153 | 1597.596 | 1317.825
1154 | 1597.5495 | 1317.825
1155 | 1597.412 | 1317.687
1156 | 1596.3166 | 1317.518
1157 | 1595.5861 | 1316.91
1158 | 1595.3702 | 1316.857
1159 | 1595.194 | 1316.842
1160 | 1595.175 | 1316.8
1161 | 1595.0541 | 1316.387
1162 | 1594.663 | 1316
1163 | 1594.654 | 1315.888
1164 | 1594.407 | 1315.122
1165 | 1593.999 | 1315.11
1166 | 1593.7705 | 1315.07
1167 | 1593.6599 | 1314.638
1168 | 1593.632 | 1314.597
1169 | 1593.5002 | 1314.4
1170 | 1593.282 | 1314.374
1171 | 1593.236 | 1314.233
1172 | 1593.166 | 1313.928
1173 | 1593.084 | 1313.639
1174 | 1593.023 | 1313.6
1175 | 1592.847 | 1313.6
1176 | 1592.548 | 1312.808
1177 | 1592.421 | 1312.8
1178 | 1592.395 | 1312.8
1179 | 1592.282 | 1312.8
1180 | 1592.239 | 1312.584
1181 | 1592.0899 | 1312.297
1182 | 1591.6166 | 1312.249
1183 | 1591.2 | 1312.249
1184 | 1591.079 | 1310.815
1185 | 1590.8468 | 1310.4
1186 | 1590.8052 | 1310.4
1187 | 1590.4 | 1310.4
1188 | 1589.617 | 1310.163
1189 | 1589.6 | 1310.033
1190 | 1589.6 | 1309.918
1191 | 1589.6 | 1309.918
1192 | 1589.6 | 1309.687
1193 | 1589.6 | 1309.226
1194 | 1589.517 | 1308.846
1195 | 1589.396 | 1308.643
1196 | 1589.091 | 1308.155
1197 | 1588.8 | 1308
1198 | 1588.775 | 1307.904
1199 | 1588.6233 | 1307.476
1200 | 1588.328 | 1307.378
1201 | 1588.2695 | 1306.284
1202 | 1588.2052 | 1306.162
1203 | 1588.152 | 1306.083
1204 | 1588.0616 | 1306.033
1205 | 1587.901 | 1306.033
1206 | 1587.586 | 1305.6
1207 | 1587.4332 | 1305.548
1208 | 1587.2847 | 1305.303
1209 | 1587.2847 | 1304.975
1210 | 1587.2 | 1304.8
1211 | 1587.2 | 1304.8
1212 | 1587.2 | 1304.669
1213 | 1587.1934 | 1304.439
1214 | 1586.6892 | 1304
1215 | 1586.458 | 1304
1216 | 1585.9659 | 1303.888
1217 | 1585.9435 | 1303.2
1218 | 1585.7722 | 1303.2
1219 | 1585.6 | 1302.803
1220 | 1585.6 | 1302.63
1221 | 1585.4113 | 1302.606
1222 | 1584.9707 | 1302.423
1223 | 1584.9543 | 1302.4
1224 | 1584.8 | 1302.39
1225 | 1584.5198 | 1302.077
1226 | 1584.409 | 1301.865
1227 | 1584.3586 | 1301.644
1228 | 1584.287 | 1301.483
1229 | 1584.1702 | 1301.174
1230 | 1584.014 | 1300.411
1231 | 1583.2 | 1300
1232 | 1583.2 | 1300
1233 | 1583.009 | 1300
1234 | 1582.693 | 1299.867
1235 | 1582.6231 | 1299.532
1236 | 1582.537 | 1299.258
1237 | 1582.4 | 1299.2
1238 | 1582.275 | 1299.2
1239 | 1582.1499 | 1299.047
1240 | 1581.6 | 1298.4
1241 | 1581.445 | 1298.193
1242 | 1581.08 | 1298.131
1243 | 1580.9303 | 1298.033
1244 | 1580.825 | 1297.88
1245 | 1580.8 | 1297.339
1246 | 1580.8 | 1296.8
1247 | 1580.7302 | 1296.685
1248 | 1580.699 | 1296.332
1249 | 1580.662 | 1296.087
1250 | 1580.4767 | 1295.933
1251 | 1580.403 | 1295.2
1252 | 1580.373 | 1294.4
1253 | 1580.043 | 1294.4
1254 | 1580 | 1294.146
1255 | 1579.999 | 1293.998
1256 | 1579.901 | 1293.6
1257 | 1579.897 | 1293.553
1258 | 1579.4376 | 1293.522
1259 | 1579.2 | 1293.35
1260 | 1579.2 | 1293.304
1261 | 1578.9248 | 1292.96
1262 | 1578.746 | 1292.903
1263 | 1578.4 | 1292.832
1264 | 1578.4 | 1292.8
1265 | 1577.9614 | 1292.8
1266 | 1577.8526 | 1292.692
1267 | 1577.6 | 1292.144
1268 | 1577.6 | 1292
1269 | 1577.5497 | 1291.843
1270 | 1576.944 | 1291.2
1271 | 1576.816 | 1290.494
1272 | 1576.8 | 1290.4
1273 | 1576.8 | 1290.4
1274 | 1576.5504 | 1290.4
1275 | 1576.4513 | 1290.4
1276 | 1576 | 1290.22
1277 | 1575.959 | 1290.198
1278 | 1575.5306 | 1289.506
1279 | 1575.2 | 1289.367
1280 | 1574.8582 | 1289.321
1281 | 1574.8537 | 1288.8
1282 | 1574.613 | 1288.8
1283 | 1574.4 | 1288.422
1284 | 1574.4 | 1288.125
1285 | 1574.2258 | 1288
1286 | 1573.75 | 1287.771
1287 | 1573.2998 | 1287.2
1288 | 1572.945 | 1287.2
1289 | 1572.7909 | 1287.2
1290 | 1572.735 | 1287.038
1291 | 1572.208 | 1286.635
1292 | 1572.128 | 1286.4
1293 | 1572 | 1286.4
1294 | 1572 | 1285.833
1295 | 1571.8691 | 1285.689
1296 | 1571.8691 | 1285.6
1297 | 1571.813 | 1285.6
1298 | 1571.3059 | 1285.6
1299 | 1571.2 | 1285.161
1300 | 1571.2 | 1284.49
1301 | 1571.0512 | 1284
1302 | 1570.841 | 1284
1303 | 1570.749 | 1284
1304 | 1570.4 | 1283.787
1305 | 1570.274 | 1283.562
1306 | 1570.042 | 1283.2
1307 | 1569.9972 | 1282.824
1308 | 1569.862 | 1282.4
1309 | 1569.698 | 1282.193
1310 | 1569.6 | 1282.011
1311 | 1569.6 | 1281.634
1312 | 1569.6 | 1281.6
1313 | 1569.6 | 1280.8
1314 | 1569.14 | 1280.599
1315 | 1568.995 | 1280.52
1316 | 1568.8 | 1280
1317 | 1568.8 | 1279.805
1318 | 1568.5977 | 1278.268
1319 | 1568.4882 | 1277.935
1320 | 1568.38 | 1277.6
1321 | 1568 | 1277.595
1322 | 1568 | 1277.105
1323 | 1567.968 | 1276.8
1324 | 1567.5485 | 1276
1325 | 1567.2 | 1276
1326 | 1567.2 | 1275.732
1327 | 1567.16 | 1275.693
1328 | 1567.117 | 1275.392
1329 | 1567.0843 | 1275.2
1330 | 1567.0843 | 1275.026
1331 | 1566.858 | 1275.021
1332 | 1566.4 | 1274.956
1333 | 1566.4 | 1274.827
1334 | 1566.318 | 1274.673
1335 | 1566.1442 | 1274.656
1336 | 1566.084 | 1274.4
1337 | 1566.0129 | 1274.4
1338 | 1565.6 | 1274.4
1339 | 1565.3264 | 1274.4
1340 | 1565.3264 | 1274.4
1341 | 1565.3264 | 1274.312
1342 | 1565.032 | 1274.013
1343 | 1564.8337 | 1274.005
1344 | 1564.8 | 1273.643
1345 | 1564.005 | 1273.361
1346 | 1564 | 1272.8
1347 | 1564 | 1272.8
1348 | 1563.935 | 1272.8
1349 | 1563.6281 | 1272.519
1350 | 1563.602 | 1272.45
1351 | 1563.4947 | 1272
1352 | 1563.398 | 1271.2
1353 | 1562.9559 | 1270.908
1354 | 1562.899 | 1270.858
1355 | 1562.6978 | 1270.653
1356 | 1562.4 | 1270.4
1357 | 1562.161 | 1270.294
1358 | 1561.9623 | 1270.243
1359 | 1561.8691 | 1270.168
1360 | 1561.823 | 1269.556
1361 | 1561.3107 | 1269.481
1362 | 1561.284 | 1269.443
1363 | 1561.218 | 1269.294
1364 | 1560.8 | 1268.8
1365 | 1560.4337 | 1268.8
1366 | 1560.409 | 1268.8
1367 | 1560.354 | 1268.8
1368 | 1560.347 | 1268.07
1369 | 1559.6016 | 1268
1370 | 1559.5597 | 1268
1371 | 1559.029 | 1267.826
1372 | 1559.024 | 1267.2
1373 | 1558.9445 | 1267.2
1374 | 1558.583 | 1267.052
1375 | 1558.4 | 1266.409
1376 | 1558.331 | 1266.4
1377 | 1558.054 | 1266.4
1378 | 1557.9659 | 1266.3
1379 | 1557.9215 | 1265.6
1380 | 1557.6541 | 1265.202
1381 | 1557.6 | 1265.162
1382 | 1557.6 | 1264.8
1383 | 1557.5416 | 1264.8
1384 | 1557.38 | 1264.8
1385 | 1557.2327 | 1264
1386 | 1557.127 | 1263.865
1387 | 1556.917 | 1263.865
1388 | 1556.8 | 1263.865
1389 | 1556.8 | 1263.261
1390 | 1556.628 | 1263.257
1391 | 1556.4 | 1263.2
1392 | 1556.2421 | 1262.943
1393 | 1556.164 | 1262.525
1394 | 1556.11 | 1262.525
1395 | 1556.0846 | 1262.4
1396 | 1556 | 1262.4
1397 | 1556 | 1261.936
1398 | 1555.5125 | 1261.354
1399 | 1555.4302 | 1261.088
1400 | 1555.276 | 1260.276
1401 | 1555.2 | 1260
1402 | 1555.098 | 1260
1403 | 1554.491 | 1260
1404 | 1554.4 | 1259.807
1405 | 1554.4 | 1259.21
1406 | 1554.3395 | 1259.117
1407 | 1554.326 | 1258.89
1408 | 1554.2017 | 1258.746
1409 | 1554.1529 | 1258.699
1410 | 1554.145 | 1258.426
1411 | 1554.022 | 1258.426
1412 | 1553.989 | 1258.4
1413 | 1553.979 | 1257.793
1414 | 1553.8764 | 1257.6
1415 | 1553.6 | 1257.49
1416 | 1553.6 | 1257.086
1417 | 1553.3917 | 1257.004
1418 | 1553.305 | 1256.8
1419 | 1553.0947 | 1256.8
1420 | 1552.9578 | 1256.413
1421 | 1552.301 | 1256.268
1422 | 1552.2695 | 1256.268
1423 | 1552.097 | 1256.268
1424 | 1551.8563 | 1256.233
1425 | 1551.5661 | 1256.022
1426 | 1551.507 | 1256
1427 | 1551.4233 | 1256
1428 | 1551.363 | 1255.709
1429 | 1551.2 | 1255.533
1430 | 1551.2 | 1255.509
1431 | 1551.141 | 1255.323
1432 | 1551.0702 | 1255.099
1433 | 1550.943 | 1255.076
1434 | 1550.847 | 1254.973
1435 | 1550.773 | 1254.973
1436 | 1550.7356 | 1254.523
1437 | 1550.416 | 1254.4
1438 | 1550.4 | 1254.4
1439 | 1550.4 | 1254.399
1440 | 1549.679 | 1254.291
1441 | 1549.6 | 1253.599
1442 | 1548.9698 | 1253.158
1443 | 1548.9034 | 1252.915
1444 | 1548.8 | 1252.911
1445 | 1548.8 | 1252.8
1446 | 1548.768 | 1252.8
1447 | 1548.5916 | 1252.8
1448 | 1548.0484 | 1252.591
1449 | 1548 | 1252.525
1450 | 1547.9905 | 1251.791
1451 | 1547.887 | 1251.764
1452 | 1547.5341 | 1251.404
1453 | 1547.522 | 1251.12
1454 | 1547.461 | 1251.115
1455 | 1547.415 | 1251.007
1456 | 1547.1005 | 1250.4
1457 | 1546.8023 | 1250.183
1458 | 1546.6392 | 1248.913
1459 | 1546.546 | 1248.8
1460 | 1546.5163 | 1248.8
1461 | 1546.4283 | 1248.8
1462 | 1546.4 | 1248.8
1463 | 1546.4 | 1248.697
1464 | 1546.4 | 1248.593
1465 | 1546.268 | 1248.008
1466 | 1546.2679 | 1248
1467 | 1546.263 | 1248
1468 | 1546.02 | 1247.2
1469 | 1545.6 | 1246.986
1470 | 1545.6 | 1246.4
1471 | 1545.343 | 1245.6
1472 | 1545.3275 | 1245.6
1473 | 1545.1075 | 1245.586
1474 | 1545.101 | 1245.563
1475 | 1544.9103 | 1245.252
1476 | 1544.8 | 1244.8
1477 | 1544.8 | 1244.8
1478 | 1544.713 | 1244.5
1479 | 1544.646 | 1244.499
1480 | 1544.619 | 1244.381
1481 | 1544.599 | 1244.187
1482 | 1544.327 | 1243.961
1483 | 1544.0628 | 1243.943
1484 | 1544.0628 | 1243.943
1485 | 1544 | 1243.2
1486 | 1543.7762 | 1243.029
1487 | 1543.6956 | 1242.4
1488 | 1543.6519 | 1242.349
1489 | 1543.534 | 1241.873
1490 | 1543.2 | 1241.187
1491 | 1542.9749 | 1240.8
1492 | 1542.9506 | 1240.77
1493 | 1542.7756 | 1240.286
1494 | 1542.7437 | 1240.205
1495 | 1542.4 | 1240.087
1496 | 1542.4 | 1240.078
1497 | 1542.4 | 1240
1498 | 1542.1992 | 1240
1499 | 1542.1261 | 1239.743
1500 | 1542.057 | 1239.632
1501 | 1541.713 | 1239.2
1502 | 1541.6 | 1239.2
1503 | 1541.5026 | 1239.2
1504 | 1540.824 | 1238.842
1505 | 1540.8 | 1238.616
1506 | 1540.8 | 1238.439
1507 | 1540.8 | 1238.194
1508 | 1540.681 | 1237.892
1509 | 1540.524 | 1237.727
1510 | 1540.0611 | 1237.716
1511 | 1540.045 | 1237.706
1512 | 1539.8915 | 1237.706
1513 | 1539.86 | 1237.567
1514 | 1539.824 | 1237.414
1515 | 1539.811 | 1237.145
1516 | 1539.509 | 1237.145
1517 | 1539.2 | 1236.109
1518 | 1539.2 | 1236.109
1519 | 1539.01 | 1235.2
1520 | 1538.833 | 1234.4
1521 | 1538.7348 | 1234.4
1522 | 1538.6406 | 1234.226
1523 | 1538.6163 | 1234.05
1524 | 1538.464 | 1233.607
1525 | 1538.4 | 1233.6
1526 | 1538.349 | 1233.467
1527 | 1538.188 | 1233.335
1528 | 1538.105 | 1233.287
1529 | 1537.608 | 1233.287
1530 | 1537.6 | 1233.096
1531 | 1537.6 | 1232.913
1532 | 1537.5607 | 1232.8
1533 | 1537.5301 | 1232.8
1534 | 1537.528 | 1232.224
1535 | 1537.3752 | 1232.18
1536 | 1537.263 | 1232.081
1537 | 1537.183 | 1232
1538 | 1537.052 | 1232
1539 | 1536.9168 | 1231.447
1540 | 1536.8077 | 1231.206
1541 | 1536.804 | 1231.174
1542 | 1536.8 | 1230.799
1543 | 1536.6216 | 1230.67
1544 | 1536.546 | 1230.493
1545 | 1536.423 | 1230.468
1546 | 1536.183 | 1230.4
1547 | 1536 | 1230.276
1548 | 1535.971 | 1230.184
1549 | 1535.8845 | 1230.108
1550 | 1535.856 | 1229.599
1551 | 1535.769 | 1229.417
1552 | 1535.5758 | 1229.138
1553 | 1535.5124 | 1229.116
1554 | 1535.2541 | 1228.928
1555 | 1535.2298 | 1228.8
1556 | 1534.8067 | 1228.38
1557 | 1534.4519 | 1228.142
1558 | 1534.4 | 1228
1559 | 1534.4 | 1227.192
1560 | 1534.4 | 1226.847
1561 | 1534.3568 | 1226.4
1562 | 1534.321 | 1226.4
1563 | 1534.229 | 1226.4
1564 | 1534.199 | 1226.008
1565 | 1534.0547 | 1225.6
1566 | 1533.6 | 1225.6
1567 | 1533.5207 | 1225.6
1568 | 1533.1581 | 1225.422
1569 | 1533.0237 | 1225.376
1570 | 1532.8 | 1225.273
1571 | 1532.8 | 1225.195
1572 | 1532.198 | 1225.005
1573 | 1532 | 1224.917
1574 | 1532 | 1224.8
1575 | 1532 | 1224.246
1576 | 1532 | 1224.063
1577 | 1531.3527 | 1223.818
1578 | 1531.346 | 1223.2
1579 | 1531.2 | 1223.2
1580 | 1531.2 | 1222.6
1581 | 1531.2 | 1222.511
1582 | 1531.013 | 1222.4
1583 | 1530.9776 | 1222.4
1584 | 1530.86 | 1222.4
1585 | 1530.718 | 1222.398
1586 | 1530.064 | 1222.219
1587 | 1529.9046 | 1222.21
1588 | 1529.712 | 1222.124
1589 | 1529.6 | 1221.984
1590 | 1529.6 | 1221.838
1591 | 1529.6 | 1221.699
1592 | 1529.6 | 1221.6
1593 | 1529.519 | 1221.22
1594 | 1528.8197 | 1221.129
1595 | 1528.819 | 1220.833
1596 | 1528.475 | 1220.8
1597 | 1528.3529 | 1220.8
1598 | 1528.29 | 1220.57
1599 | 1528.207 | 1220.036
1600 | 1528.0967 | 1220
1601 | 1528.006 | 1220
1602 | 1528 | 1220
1603 | 1527.881 | 1219.687
1604 | 1527.7062 | 1219.2
1605 | 1527.7062 | 1218.997
1606 | 1527.332 | 1218.924
1607 | 1527.327 | 1218.757
1608 | 1527.2199 | 1218.646
1609 | 1526.8884 | 1218.569
1610 | 1526.8884 | 1218.567
1611 | 1526.8378 | 1218.4
1612 | 1526.73 | 1218.239
1613 | 1526.413 | 1217.408
1614 | 1526.4 | 1217.286
1615 | 1526.4 | 1217.286
1616 | 1526.204 | 1216.931
1617 | 1526.041 | 1216.848
1618 | 1525.9328 | 1216.84
1619 | 1525.6 | 1216.685
1620 | 1525.6 | 1216.493
1621 | 1525.559 | 1216.294
1622 | 1525.4623 | 1216.261
1623 | 1525.3618 | 1216.118
1624 | 1525.3581 | 1216
1625 | 1525.044 | 1216
1626 | 1524.5 | 1216
1627 | 1524 | 1215.698
1628 | 1524 | 1215.604
1629 | 1524 | 1215.604
1630 | 1523.695 | 1215.479
1631 | 1523.623 | 1215.295
1632 | 1523.622 | 1215.2
1633 | 1523.5696 | 1215.149
1634 | 1522.957 | 1215.079
1635 | 1522.874 | 1214.89
1636 | 1522.828 | 1214.399
1637 | 1522.7988 | 1214.131
1638 | 1522.665 | 1213.91
1639 | 1522.428 | 1213.663
1640 | 1522.4 | 1213.6
1641 | 1522.3454 | 1212.841
1642 | 1522.0625 | 1212.806
1643 | 1521.983 | 1212.8
1644 | 1521.9814 | 1212
1645 | 1521.9814 | 1212
1646 | 1521.9772 | 1212
1647 | 1521.6 | 1211.312
1648 | 1521.6 | 1211.2
1649 | 1521.6 | 1211.2
1650 | 1521.1636 | 1211.064
1651 | 1520.8 | 1210.769
1652 | 1520.7915 | 1210.666
1653 | 1520.4757 | 1210.536
1654 | 1520.337 | 1210.438
1655 | 1520.142 | 1210.212
1656 | 1520.027 | 1210.021
1657 | 1519.8933 | 1209.979
1658 | 1519.876 | 1209.693
1659 | 1519.6659 | 1209.675
1660 | 1519.5135 | 1208.916
1661 | 1519.235 | 1208.8
1662 | 1519.2 | 1207.404
1663 | 1519.172 | 1207.2
1664 | 1519.101 | 1207.2
1665 | 1518.9141 | 1206.988
1666 | 1518.9095 | 1206.489
1667 | 1518.8139 | 1206.4
1668 | 1518.8139 | 1206.4
1669 | 1518.7101 | 1206.214
1670 | 1518.4 | 1205.407
1671 | 1518.4 | 1205.373
1672 | 1518.4 | 1204.8
1673 | 1517.919 | 1204.8
1674 | 1517.8449 | 1204.782
1675 | 1517.6 | 1204.641
1676 | 1517.6 | 1204.504
1677 | 1517.6 | 1204.444
1678 | 1517.3603 | 1204
1679 | 1517.328 | 1203.862
1680 | 1517.155 | 1203.787
1681 | 1517.038 | 1203.477
1682 | 1516.8 | 1203.477
1683 | 1516.8 | 1203.028
1684 | 1516.4783 | 1202.4
1685 | 1516.32 | 1202.074
1686 | 1516 | 1201.6
1687 | 1515.751 | 1200.885
1688 | 1515.3156 | 1200.8
1689 | 1515.2 | 1200.8
1690 | 1515.2 | 1200.8
1691 | 1515.2 | 1200.8
1692 | 1515.135 | 1200.684
1693 | 1514.83 | 1200.409
1694 | 1514.752 | 1200.369
1695 | 1514.737 | 1200.114
1696 | 1514.4 | 1200
1697 | 1514.4 | 1199.593
1698 | 1514.373 | 1199.317
1699 | 1514.242 | 1199.2
1700 | 1514.182 | 1199.2
1701 | 1513.8031 | 1198.816
1702 | 1513.6533 | 1198.805
1703 | 1513.4915 | 1198.539
1704 | 1513.4756 | 1198.4
1705 | 1513.323 | 1198.162
1706 | 1512.8 | 1198.121
1707 | 1512.8 | 1198.039
1708 | 1512.8 | 1198.022
1709 | 1512.8 | 1197.262
1710 | 1512.557 | 1196.8
1711 | 1512.4939 | 1196.8
1712 | 1512.119 | 1196.129
1713 | 1512.0147 | 1196
1714 | 1511.9217 | 1196
1715 | 1511.5332 | 1195.819
1716 | 1511.5071 | 1195.667
1717 | 1511.408 | 1195.574
1718 | 1511.2516 | 1195.574
1719 | 1510.972 | 1195.2
1720 | 1510.8356 | 1194.448
1721 | 1510.7833 | 1194.4
1722 | 1510.4219 | 1194.4
1723 | 1510.4 | 1193.795
1724 | 1510.4 | 1193.6
1725 | 1510.3678 | 1193.6
1726 | 1510.044 | 1193.214
1727 | 1509.998 | 1192.811
1728 | 1509.994 | 1192.773
1729 | 1509.8552 | 1192
1730 | 1509.6793 | 1192
1731 | 1509.6 | 1192
1732 | 1509.5909 | 1191.587
1733 | 1509.5909 | 1190.85
1734 | 1509.5259 | 1190.4
1735 | 1509.416 | 1190.071
1736 | 1509.3432 | 1189.822
1737 | 1509.312 | 1189.768
1738 | 1509.175 | 1189.754
1739 | 1509.1443 | 1189.6
1740 | 1508.8 | 1189.6
1741 | 1508.661 | 1189.6
1742 | 1508.577 | 1189.336
1743 | 1508.5094 | 1188.895
1744 | 1508.333 | 1188.8
1745 | 1508 | 1188.667
1746 | 1508 | 1188.299
1747 | 1508 | 1188.052
1748 | 1508 | 1188
1749 | 1507.763 | 1187.938
1750 | 1507.2 | 1187.865
1751 | 1507.155 | 1187.83
1752 | 1507.149 | 1187.2
1753 | 1506.995 | 1187.129
1754 | 1506.9156 | 1186.704
1755 | 1506.879 | 1186.42
1756 | 1506.7813 | 1186.394
1757 | 1506.4 | 1186.136
1758 | 1506.384 | 1186.103
1759 | 1506.159 | 1186.008
1760 | 1505.9819 | 1186.007
1761 | 1505.7062 | 1184.973
1762 | 1505.6 | 1184.973
1763 | 1505.134 | 1184.973
1764 | 1505.096 | 1184.831
1765 | 1504.309 | 1184.831
1766 | 1504 | 1184.831
1767 | 1504 | 1184.8
1768 | 1504 | 1184.8
1769 | 1504 | 1184.787
1770 | 1503.829 | 1184.372
1771 | 1503.6577 | 1184
1772 | 1503.542 | 1184
1773 | 1503.503 | 1183.725
1774 | 1503.303 | 1183.667
1775 | 1503.2 | 1182.773
1776 | 1503.2 | 1182.4
1777 | 1503.1713 | 1182.365
1778 | 1503.1713 | 1182.188
1779 | 1503.121 | 1181.981
1780 | 1502.9147 | 1181.981
1781 | 1502.4 | 1181.76
1782 | 1502.098 | 1181.6
1783 | 1502.036 | 1181.466
1784 | 1502.032 | 1180.848
1785 | 1501.8804 | 1180.8
1786 | 1501.8215 | 1180.51
1787 | 1501.802 | 1180.51
1788 | 1501.38 | 1180.478
1789 | 1501.2835 | 1180
1790 | 1500.8 | 1179.774
1791 | 1500.8 | 1179.725
1792 | 1500.5405 | 1179.709
1793 | 1500.2676 | 1179.208
1794 | 1500.0918 | 1179.2
1795 | 1500.064 | 1179.2
1796 | 1500 | 1179.039
1797 | 1500 | 1178.997
1798 | 1500 | 1178.4
1799 | 1499.82 | 1177.801
1800 | 1499.779 | 1177.568
1801 | 1499.733 | 1177.061
1802 | 1499.6906 | 1176.96
1803 | 1499.2 | 1176.84
1804 | 1499.0822 | 1176.8
1805 | 1498.899 | 1176.8
1806 | 1498.823 | 1176.485
1807 | 1498.7138 | 1175.995
1808 | 1498.4 | 1175.218
1809 | 1498.2644 | 1175.2
1810 | 1498.248 | 1175.054
1811 | 1497.729 | 1175.004
1812 | 1497.656 | 1174.621
1813 | 1497.6 | 1174.613
1814 | 1497.6 | 1173.954
1815 | 1497.6 | 1173.816
1816 | 1497.593 | 1173.662
1817 | 1497.353 | 1172.8
1818 | 1497.263 | 1172.8
1819 | 1497.0151 | 1172.41
1820 | 1496.8 | 1172.4
1821 | 1496.668 | 1172.379
1822 | 1496.6287 | 1172.348
1823 | 1496.27 | 1172.319
1824 | 1496.2674 | 1172.262
1825 | 1496 | 1172.039
1826 | 1495.9604 | 1172
1827 | 1495.2 | 1171.998
1828 | 1495.022 | 1171.95
1829 | 1494.969 | 1171.017
1830 | 1494.9623 | 1170.709
1831 | 1494.8291 | 1170.629
1832 | 1494.782 | 1170.315
1833 | 1494.729 | 1170.212
1834 | 1494.49 | 1169.6
1835 | 1494.4 | 1169.6
1836 | 1494.4 | 1169.235
1837 | 1494.4 | 1168.8
1838 | 1494.4 | 1168.8
1839 | 1494.4 | 1168.283
1840 | 1494.3067 | 1168
1841 | 1494.1654 | 1168
1842 | 1494.1654 | 1168
1843 | 1494.0026 | 1167.946
1844 | 1494.002 | 1167.471
1845 | 1493.8665 | 1167.2
1846 | 1493.831 | 1167.2
1847 | 1493.7656 | 1166.779
1848 | 1493.6 | 1166.4
1849 | 1493.6 | 1166.225
1850 | 1493.401 | 1165.874
1851 | 1493.3574 | 1165.874
1852 | 1493.2586 | 1165.735
1853 | 1493.2053 | 1165.6
1854 | 1493.196 | 1165.6
1855 | 1493.1455 | 1165.36
1856 | 1493.09 | 1165.194
1857 | 1493.0687 | 1165.064
1858 | 1493.053 | 1164.875
1859 | 1493.014 | 1164.8
1860 | 1492.8 | 1164.556
1861 | 1492.56 | 1164.328
1862 | 1492.5396 | 1164.109
1863 | 1492.397 | 1163.417
1864 | 1492.2516 | 1163.23
1865 | 1492.205 | 1163.2
1866 | 1492.134 | 1162.857
1867 | 1492 | 1162.556
1868 | 1492 | 1162.53
1869 | 1491.985 | 1162.4
1870 | 1491.966 | 1162.4
1871 | 1491.899 | 1162.3
1872 | 1491.7748 | 1162.3
1873 | 1491.7217 | 1162.122
1874 | 1491.7217 | 1161.929
1875 | 1491.7213 | 1161.796
1876 | 1491.7106 | 1161.734
1877 | 1491.6931 | 1161.448
1878 | 1491.5815 | 1161.248
1879 | 1491.3363 | 1161.239
1880 | 1491.287 | 1161.104
1881 | 1491.2 | 1161.066
1882 | 1490.9918 | 1160.931
1883 | 1490.9597 | 1160.8
1884 | 1490.5497 | 1159.2
1885 | 1490.4715 | 1159.2
1886 | 1490.436 | 1158.919
1887 | 1490.4 | 1158.633
1888 | 1490.4 | 1158.444
1889 | 1490.238 | 1158.4
1890 | 1490.1674 | 1158.277
1891 | 1490.1332 | 1158.277
1892 | 1489.7845 | 1158.274
1893 | 1489.6 | 1157.997
1894 | 1489.5089 | 1157.638
1895 | 1489.3905 | 1157.6
1896 | 1489.362 | 1157.371
1897 | 1489.1425 | 1157.229
1898 | 1489.129 | 1157.082
1899 | 1488.8 | 1157.032
1900 | 1488.8 | 1156.896
1901 | 1488.8 | 1156.517
1902 | 1488.8 | 1156.371
1903 | 1488.8 | 1156.062
1904 | 1488.8 | 1156
1905 | 1488.651 | 1156
1906 | 1488.6136 | 1155.725
1907 | 1488.5872 | 1155.502
1908 | 1488.4238 | 1155.299
1909 | 1488.288 | 1155.2
1910 | 1488.271 | 1154.691
1911 | 1488.1212 | 1154.133
1912 | 1488 | 1153.6
1913 | 1488 | 1153.367
1914 | 1488 | 1153.099
1915 | 1487.9546 | 1152.976
1916 | 1487.923 | 1152.8
1917 | 1487.855 | 1152.8
1918 | 1487.8366 | 1152.343
1919 | 1487.795 | 1152
1920 | 1487.5921 | 1151.824
1921 | 1487.386 | 1151.437
1922 | 1487.273 | 1150.645
1923 | 1486.7248 | 1150.4
1924 | 1486.483 | 1149.863
1925 | 1486.419 | 1149.774
1926 | 1486.3518 | 1149.6
1927 | 1486.331 | 1149.6
1928 | 1485.876 | 1149.6
1929 | 1485.795 | 1148.42
1930 | 1485.6 | 1148.147
1931 | 1485.5058 | 1148.147
1932 | 1485.5058 | 1148
1933 | 1485.364 | 1147.917
1934 | 1485.342 | 1147.538
1935 | 1484.496 | 1147.519
1936 | 1484.2371 | 1147.411
1937 | 1484.153 | 1147.2
1938 | 1484 | 1146.4
1939 | 1484 | 1145.6
1940 | 1483.656 | 1145.6
1941 | 1483.589 | 1145.53
1942 | 1483.2 | 1145.154
1943 | 1483.2 | 1144.8
1944 | 1483.009 | 1144.8
1945 | 1483.009 | 1144.589
1946 | 1482.886 | 1144.463
1947 | 1482.4 | 1144.344
1948 | 1482.2121 | 1144.196
1949 | 1482.151 | 1144.192
1950 | 1482.0911 | 1144.079
1951 | 1481.714 | 1143.597
1952 | 1481.469 | 1143.193
1953 | 1481.371 | 1142.981
1954 | 1480.9778 | 1142.858
1955 | 1480.8333 | 1142.4
1956 | 1480.8 | 1142.4
1957 | 1480.8 | 1142.4
1958 | 1480.787 | 1142.233
1959 | 1480.775 | 1141.6
1960 | 1480.7011 | 1141.311
1961 | 1480.6329 | 1141.296
1962 | 1480.4755 | 1141.165
1963 | 1480.0672 | 1141.144
1964 | 1479.7011 | 1141.01
1965 | 1479.6564 | 1141.01
1966 | 1479.4543 | 1140.8
1967 | 1479.406 | 1140.143
1968 | 1479.2732 | 1140.056
1969 | 1479.2 | 1140
1970 | 1479.2 | 1140
1971 | 1479.054 | 1139.749
1972 | 1478.554 | 1139.46
1973 | 1478.4 | 1139.32
1974 | 1478.389 | 1139.2
1975 | 1478.2277 | 1139.159
1976 | 1478.101 | 1138.736
1977 | 1477.914 | 1138.247
1978 | 1477.846 | 1138.217
1979 | 1477.6 | 1137.956
1980 | 1477.6 | 1137.6
1981 | 1477.577 | 1136.8
1982 | 1476.9595 | 1136.61
1983 | 1476.872 | 1136.524
1984 | 1476.864 | 1136.259
1985 | 1476.806 | 1136.175
1986 | 1476.6339 | 1135.966
1987 | 1476.616 | 1135.566
1988 | 1476.183 | 1135.2
1989 | 1476 | 1134.769
1990 | 1476 | 1134.33
1991 | 1475.707 | 1134.33
1992 | 1475.6089 | 1133.666
1993 | 1475.4056 | 1133.6
1994 | 1475.2 | 1133.412
1995 | 1475.2 | 1132.841
1996 | 1475.2 | 1132.8
1997 | 1475.0421 | 1132.261
1998 | 1475.0401 | 1132
1999 | 1474.906 | 1132
2000 | 1474.877 | 1131.624
2001 | 1474.584 | 1131.34
2002 | 1474.4 | 1131.2
2003 | 1474.147 | 1131.2
2004 | 1473.9411 | 1131.2
2005 | 1473.887 | 1131.097
2006 | 1473.8341 | 1130.4
2007 | 1473.5876 | 1129.823
2008 | 1473.3059 | 1129.728
2009 | 1473.083 | 1129.079
2010 | 1472.9116 | 1128.85
2011 | 1472.893 | 1128.8
2012 | 1472.8 | 1128.8
2013 | 1472.8 | 1128.605
2014 | 1472.679 | 1128
2015 | 1472.454 | 1128
2016 | 1472.409 | 1127.787
2017 | 1472 | 1127.642
2018 | 1472 | 1127.597
2019 | 1472 | 1127.552
2020 | 1472 | 1127.549
2021 | 1471.9558 | 1127.493
2022 | 1471.92 | 1127.2
2023 | 1471.9052 | 1127.2
2024 | 1471.8526 | 1127.2
2025 | 1471.8474 | 1127.2
2026 | 1471.833 | 1126.97
2027 | 1471.768 | 1126.676
2028 | 1471.2 | 1126.505
2029 | 1471.2 | 1126.505
2030 | 1471.04 | 1126.4
2031 | 1470.638 | 1126.4
2032 | 1470.4 | 1126.372
2033 | 1470.4 | 1126.216
2034 | 1470.4 | 1125.889
2035 | 1470.4 | 1125.815
2036 | 1470.4 | 1125.435
2037 | 1470.3045 | 1125.233
2038 | 1470.149 | 1125.024
2039 | 1470.106 | 1124.992
2040 | 1469.7754 | 1124.23
2041 | 1469.7754 | 1124.176
2042 | 1469.6 | 1124
2043 | 1469.6 | 1123.875
2044 | 1469.4619 | 1123.875
2045 | 1469.4619 | 1123.789
2046 | 1469.4209 | 1123.163
2047 | 1469.341 | 1122.816
2048 | 1469.1901 | 1122.676
2049 | 1468.8335 | 1122.633
2050 | 1468.8 | 1122.404
2051 | 1468.701 | 1122.4
2052 | 1468.257 | 1122.361
2053 | 1468.154 | 1121.902
2054 | 1468.113 | 1121.899
2055 | 1468.0047 | 1121.678
2056 | 1468 | 1121.6
2057 | 1467.4236 | 1121.6
2058 | 1467.39 | 1121.6
2059 | 1467.239 | 1120.8
2060 | 1467.2 | 1120.438
2061 | 1467.0712 | 1120.197
2062 | 1466.806 | 1120.119
2063 | 1466.4 | 1120
2064 | 1466.4 | 1120
2065 | 1466.4 | 1120
2066 | 1466.4 | 1119.86
2067 | 1466.369 | 1119.826
2068 | 1466.2743 | 1119.408
2069 | 1466.1104 | 1119.371
2070 | 1466.0823 | 1119.2
2071 | 1465.9979 | 1118.791
2072 | 1465.832 | 1118.58
2073 | 1465.729 | 1118.4
2074 | 1465.6696 | 1118.4
2075 | 1465.6 | 1118.034
2076 | 1465.6 | 1117.6
2077 | 1465.4775 | 1117.527
2078 | 1465.448 | 1117.237
2079 | 1464.8 | 1116.8
2080 | 1464.7333 | 1116.79
2081 | 1464.687 | 1116.46
2082 | 1464.5285 | 1116.44
2083 | 1464.5285 | 1116.27
2084 | 1464.006 | 1115.644
2085 | 1464 | 1115.579
2086 | 1464 | 1115.2
2087 | 1463.9441 | 1115.2
2088 | 1463.8837 | 1114.771
2089 | 1463.7515 | 1114.321
2090 | 1463.702 | 1114.073
2091 | 1463.659 | 1114.073
2092 | 1463.2 | 1114.05
2093 | 1463.2 | 1113.904
2094 | 1463.2 | 1113.253
2095 | 1463.195 | 1113.066
2096 | 1462.838 | 1112.8
2097 | 1462.819 | 1112.692
2098 | 1462.4025 | 1112.276
2099 | 1462.4 | 1112.001
2100 | 1462.36 | 1111.99
2101 | 1462.071 | 1111.767
2102 | 1461.828 | 1111.31
2103 | 1461.6 | 1111.2
2104 | 1461.6 | 1111.2
2105 | 1461.4939 | 1111.2
2106 | 1461.4783 | 1110.667
2107 | 1461.462 | 1110.62
2108 | 1461.298 | 1109.918
2109 | 1461.244 | 1109.795
2110 | 1461.008 | 1109.6
2111 | 1460.9439 | 1109.6
2112 | 1460.8 | 1109.306
2113 | 1460.8 | 1108.8
2114 | 1460.6961 | 1108.664
2115 | 1460.6438 | 1108.431
2116 | 1460.39 | 1108.182
2117 | 1460.1058 | 1108
2118 | 1460 | 1108
2119 | 1460 | 1107.674
2120 | 1459.9884 | 1107.342
2121 | 1459.8264 | 1107.2
2122 | 1459.662 | 1106.893
2123 | 1459.4151 | 1106.878
2124 | 1459.2 | 1106.751
2125 | 1459.2 | 1106.651
2126 | 1459.2 | 1106.524
2127 | 1459.2 | 1106.4
2128 | 1459.2 | 1106.227
2129 | 1459.2 | 1105.785
2130 | 1459.2 | 1105.713
2131 | 1459.1023 | 1105.284
2132 | 1458.87 | 1104.806
2133 | 1458.823 | 1104.765
2134 | 1458.605 | 1104.016
2135 | 1458.486 | 1104
2136 | 1458.461 | 1104
2137 | 1458.4473 | 1103.2
2138 | 1458.4 | 1103.2
2139 | 1458.4 | 1102.475
2140 | 1458.3055 | 1102.4
2141 | 1458.236 | 1102.4
2142 | 1458.112 | 1102.325
2143 | 1457.6 | 1101.641
2144 | 1457.6 | 1101.6
2145 | 1457.6 | 1101.6
2146 | 1457.536 | 1100.523
2147 | 1457.5078 | 1100.316
2148 | 1457.42 | 1100.259
2149 | 1457.305 | 1100.259
2150 | 1457.0651 | 1100.114
2151 | 1456.8 | 1100
2152 | 1456.702 | 1099.602
2153 | 1456.677 | 1098.909
2154 | 1456.6718 | 1098.878
2155 | 1456.647 | 1097.396
2156 | 1456.594 | 1096.856
2157 | 1456.5445 | 1096.806
2158 | 1456.398 | 1096.71
2159 | 1456.248 | 1096.26
2160 | 1456.1419 | 1095.574
2161 | 1456.088 | 1095.472
2162 | 1456 | 1095.189
2163 | 1455.9617 | 1094.774
2164 | 1455.678 | 1094.727
2165 | 1455.5941 | 1094.601
2166 | 1455.515 | 1094.529
2167 | 1455.5 | 1094.4
2168 | 1455.483 | 1093.6
2169 | 1455.323 | 1093.353
2170 | 1454.847 | 1093.028
2171 | 1454.836 | 1092.8
2172 | 1454.312 | 1092.8
2173 | 1454.101 | 1092.702
2174 | 1453.973 | 1092.621
2175 | 1453.859 | 1092.576
2176 | 1453.632 | 1092.491
2177 | 1453.6 | 1092.089
2178 | 1453.6 | 1092
2179 | 1453.6 | 1092
2180 | 1453.2837 | 1091.598
2181 | 1453.1366 | 1091.2
2182 | 1453.0225 | 1090.872
2183 | 1452.7272 | 1090.59
2184 | 1452.682 | 1090.4
2185 | 1452.636 | 1090.039
2186 | 1452.169 | 1089.267
2187 | 1451.9165 | 1089.122
2188 | 1451.9165 | 1089.062
2189 | 1451.8731 | 1088.973
2190 | 1451.78 | 1088.8
2191 | 1451.75 | 1088.8
2192 | 1451.2 | 1088.8
2193 | 1450.922 | 1088.8
2194 | 1450.7679 | 1088.8
2195 | 1450.765 | 1088.57
2196 | 1450.762 | 1088.347
2197 | 1450.739 | 1088
2198 | 1450.6684 | 1088
2199 | 1450.4455 | 1087.834
2200 | 1450.0124 | 1087.2
2201 | 1449.6 | 1087.066
2202 | 1449.6 | 1087.034
2203 | 1449.6 | 1086.444
2204 | 1449.583 | 1086.4
2205 | 1449.3753 | 1086.366
2206 | 1449.081 | 1085.755
2207 | 1448.9237 | 1085.6
2208 | 1448.8 | 1085.6
2209 | 1448.8 | 1085.568
2210 | 1448.694 | 1084.892
2211 | 1448.549 | 1084.8
2212 | 1448.412 | 1084.8
2213 | 1448.2039 | 1084.374
2214 | 1448.199 | 1084.038
2215 | 1448.14 | 1083.398
2216 | 1447.9459 | 1083.2
2217 | 1447.708 | 1082.992
2218 | 1447.5589 | 1082.537
2219 | 1447.547 | 1082.4
2220 | 1447.357 | 1082.315
2221 | 1447.2 | 1082.229
2222 | 1447.2 | 1082.174
2223 | 1447.2 | 1081.973
2224 | 1446.565 | 1081.611
2225 | 1446.5205 | 1081.377
2226 | 1446.4 | 1080.8
2227 | 1446.4 | 1080.8
2228 | 1446.4 | 1080.58
2229 | 1446.4 | 1080.559
2230 | 1446.2015 | 1080
2231 | 1446.081 | 1079.836
2232 | 1445.9232 | 1079.481
2233 | 1445.882 | 1078.987
2234 | 1445.753 | 1078.814
2235 | 1445.6 | 1078.4
2236 | 1445.488 | 1078.302
2237 | 1445.428 | 1078.188
2238 | 1445.3682 | 1078.156
2239 | 1445.2968 | 1077.6
2240 | 1445.1054 | 1077.467
2241 | 1444.8 | 1077.446
2242 | 1444.8 | 1077.219
2243 | 1444.5613 | 1077.18
2244 | 1444 | 1076.8
2245 | 1444 | 1076.571
2246 | 1444 | 1076.407
2247 | 1444 | 1076.267
2248 | 1444 | 1076.086
2249 | 1444 | 1076.059
2250 | 1444 | 1076
2251 | 1443.7099 | 1076
2252 | 1443.6317 | 1075.881
2253 | 1443.606 | 1075.33
2254 | 1443.602 | 1075.2
2255 | 1443.5696 | 1075.112
2256 | 1443.5337 | 1074.95
2257 | 1443.4841 | 1074.689
2258 | 1443.3311 | 1074.595
2259 | 1443.0903 | 1073.791
2260 | 1443.0721 | 1073.6
2261 | 1443.0422 | 1073.6
2262 | 1442.884 | 1073.6
2263 | 1442.5236 | 1073.537
2264 | 1442.4 | 1073.408
2265 | 1441.9686 | 1073.396
2266 | 1441.807 | 1073.26
2267 | 1441.6 | 1072.8
2268 | 1441.5708 | 1071.815
2269 | 1441.5264 | 1071.653
2270 | 1441.2678 | 1071.458
2271 | 1441.0183 | 1071.411
2272 | 1440.8 | 1071.282
2273 | 1440.8 | 1071.251
2274 | 1440.8 | 1071.05
2275 | 1440.7739 | 1070.762
2276 | 1440.7666 | 1070.465
2277 | 1440.758 | 1070.4
2278 | 1440.601 | 1070.4
2279 | 1440.062 | 1070.4
2280 | 1440 | 1070.151
2281 | 1440 | 1069.821
2282 | 1439.8744 | 1069.798
2283 | 1439.865 | 1069.6
2284 | 1439.8057 | 1069.446
2285 | 1439.505 | 1069.424
2286 | 1439.2 | 1069.424
2287 | 1439.1789 | 1069.22
2288 | 1439.024 | 1069.115
2289 | 1438.896 | 1068.8
2290 | 1438.5628 | 1068.711
2291 | 1438.3833 | 1068.086
2292 | 1438.064 | 1067.651
2293 | 1438.053 | 1067.464
2294 | 1438.004 | 1067.24
2295 | 1437.9908 | 1067.238
2296 | 1437.913 | 1067.2
2297 | 1437.6 | 1066.826
2298 | 1437.172 | 1066.693
2299 | 1436.8198 | 1066.599
2300 | 1436.8 | 1066.457
2301 | 1436.8 | 1066.45
2302 | 1436.8 | 1066.236
2303 | 1436.7719 | 1065.6
2304 | 1436.7588 | 1065.079
2305 | 1436.5587 | 1064.8
2306 | 1436.5587 | 1064.689
2307 | 1436.28 | 1064.368
2308 | 1436.12 | 1064.339
2309 | 1436.091 | 1064.232
2310 | 1436 | 1064.035
2311 | 1436 | 1064.021
2312 | 1436 | 1064
2313 | 1436 | 1062.574
2314 | 1435.996 | 1062.27
2315 | 1435.98 | 1061.6
2316 | 1435.791 | 1061.519
2317 | 1435.7711 | 1060.89
2318 | 1435.638 | 1060.594
2319 | 1435.4445 | 1060.2
2320 | 1435.047 | 1059.884
2321 | 1435.033 | 1059.848
2322 | 1434.9975 | 1058.818
2323 | 1434.587 | 1058.128
2324 | 1434.4 | 1057.863
2325 | 1434.4 | 1057.761
2326 | 1434.3988 | 1057.6
2327 | 1434.3111 | 1057.413
2328 | 1434.2978 | 1056.108
2329 | 1434.29 | 1056
2330 | 1434.147 | 1056
2331 | 1434.101 | 1056
2332 | 1434.037 | 1056
2333 | 1433.9206 | 1055.859
2334 | 1433.6019 | 1055.365
2335 | 1433.6 | 1055.242
2336 | 1433.6 | 1055.2
2337 | 1433.6 | 1055.099
2338 | 1433.6 | 1055.082
2339 | 1433.6 | 1054.959
2340 | 1433.3713 | 1054.736
2341 | 1433.37 | 1054.622
2342 | 1433.2991 | 1054.4
2343 | 1432.8 | 1054.369
2344 | 1432.8 | 1054.247
2345 | 1432.8 | 1053.796
2346 | 1432.8 | 1053.6
2347 | 1432.0201 | 1053.267
2348 | 1432.0081 | 1052.877
2349 | 1432 | 1052.007
2350 | 1431.852 | 1052
2351 | 1431.814 | 1051.892
2352 | 1431.431 | 1051.2
2353 | 1431.3986 | 1051.055
2354 | 1431.2113 | 1050.911
2355 | 1431.2023 | 1050.487
2356 | 1431.2023 | 1050.323
2357 | 1431.2 | 1050.323
2358 | 1431.2 | 1049.875
2359 | 1431.18 | 1049.84
2360 | 1431.156 | 1049.712
2361 | 1430.954 | 1049.536
2362 | 1430.445 | 1049.409
2363 | 1430.4144 | 1049.276
2364 | 1430.4064 | 1049.105
2365 | 1430.4 | 1048.683
2366 | 1430.4 | 1048.6
2367 | 1430.203 | 1048.419
2368 | 1430.0072 | 1048.116
2369 | 1429.627 | 1047.767
2370 | 1429.6 | 1047.561
2371 | 1429.6 | 1046.878
2372 | 1429.6 | 1046.4
2373 | 1429.5663 | 1046.267
2374 | 1429.4651 | 1045.759
2375 | 1429.4511 | 1045.704
2376 | 1429.443 | 1045.6
2377 | 1429.3409 | 1045.174
2378 | 1429.183 | 1044.8
2379 | 1429.0673 | 1044
2380 | 1428.8 | 1044
2381 | 1428.7283 | 1043.986
2382 | 1428.5228 | 1043.155
2383 | 1428.3799 | 1042.494
2384 | 1428.0237 | 1042.306
2385 | 1428.0124 | 1042.232
2386 | 1428 | 1041.496
2387 | 1428 | 1041.267
2388 | 1428 | 1041.064
2389 | 1428 | 1040.8
2390 | 1428 | 1040.75
2391 | 1427.931 | 1040.697
2392 | 1427.898 | 1040.571
2393 | 1427.7269 | 1040.4
2394 | 1427.338 | 1040.324
2395 | 1427.2354 | 1040.17
2396 | 1427.2 | 1040.025
2397 | 1427.2 | 1040.025
2398 | 1427.1132 | 1040.025
2399 | 1426.651 | 1040
2400 | 1426.3624 | 1039.543
2401 | 1426.323 | 1039.015
2402 | 1426.2953 | 1038.828
2403 | 1426.2825 | 1038.766
2404 | 1426.2447 | 1038.703
2405 | 1425.846 | 1038.548
2406 | 1425.732 | 1038.439
2407 | 1425.6 | 1038.098
2408 | 1425.6 | 1037.662
2409 | 1425.4775 | 1037.6
2410 | 1425.4723 | 1037.482
2411 | 1425.388 | 1037.137
2412 | 1425.043 | 1036.8
2413 | 1424.9425 | 1036.8
2414 | 1424.881 | 1036.717
2415 | 1424.8 | 1036.436
2416 | 1424.8 | 1036.348
2417 | 1424.8 | 1035.748
2418 | 1424.6399 | 1035.612
2419 | 1424.522 | 1035.579
2420 | 1424.1277 | 1035.335
2421 | 1424.117 | 1034.4
2422 | 1424 | 1034.118
2423 | 1424 | 1033.564
2424 | 1423.9667 | 1033.401
2425 | 1423.8829 | 1033.328
2426 | 1423.8418 | 1032.957
2427 | 1423.6773 | 1032.919
2428 | 1423.45 | 1032.8
2429 | 1423.39 | 1032.8
2430 | 1423.3507 | 1032.577
2431 | 1423.2 | 1032.213
2432 | 1423.2 | 1032.078
2433 | 1423.2 | 1031.519
2434 | 1423.2 | 1031.191
2435 | 1422.7357 | 1031.136
2436 | 1422.6934 | 1031.043
2437 | 1422.593 | 1030.649
2438 | 1422.494 | 1030.5
2439 | 1422.415 | 1030.241
2440 | 1422.4 | 1029.964
2441 | 1422.4 | 1029.348
2442 | 1422.4 | 1029.119
2443 | 1421.989 | 1028.852
2444 | 1421.8944 | 1028.83
2445 | 1421.717 | 1028.8
2446 | 1421.665 | 1028.257
2447 | 1421.6486 | 1028
2448 | 1421.6 | 1028
2449 | 1421.6 | 1027.638
2450 | 1421.6 | 1027.129
2451 | 1421.245 | 1026.966
2452 | 1421.187 | 1026.962
2453 | 1421.0247 | 1026.609
2454 | 1421.0199 | 1026.4
2455 | 1421.0199 | 1026.4
2456 | 1420.868 | 1026.377
2457 | 1420.8 | 1025.431
2458 | 1420.6499 | 1025.315
2459 | 1420.356 | 1025.232
2460 | 1420.243 | 1024.995
2461 | 1420.2091 | 1024.224
2462 | 1420.1043 | 1024.005
2463 | 1420.083 | 1024
2464 | 1420 | 1023.9
2465 | 1420 | 1023.814
2466 | 1419.829 | 1023.75
2467 | 1419.609 | 1023.726
2468 | 1419.53 | 1023.384
2469 | 1419.4661 | 1023.343
2470 | 1419.2 | 1023.228
2471 | 1419.024 | 1022.903
2472 | 1419.01 | 1022.594
2473 | 1418.787 | 1022.571
2474 | 1418.6891 | 1022.55
2475 | 1418.6527 | 1022.287
2476 | 1418.5776 | 1022.212
2477 | 1418.435 | 1022.098
2478 | 1418.4 | 1021.637
2479 | 1418.0826 | 1021.247
2480 | 1418.0826 | 1020.8
2481 | 1417.9132 | 1020.536
2482 | 1417.6642 | 1020
2483 | 1417.562 | 1020
2484 | 1417.3471 | 1019.834
2485 | 1417.335 | 1019.787
2486 | 1417.2992 | 1019.449
2487 | 1417.2834 | 1019.431
2488 | 1417.1352 | 1019.341
2489 | 1417.1352 | 1018.695
2490 | 1416.8 | 1018.198
2491 | 1416.8 | 1018.068
2492 | 1416.8 | 1017.647
2493 | 1416.8 | 1016.173
2494 | 1416.4814 | 1016
2495 | 1416.4175 | 1016
2496 | 1416.264 | 1015.996
2497 | 1416.215 | 1015.52
2498 | 1416.2125 | 1015.475
2499 | 1416.1869 | 1015.39
2500 | 1416 | 1015.018
2501 | 1416 | 1014.916
2502 | 1416 | 1014.852
2503 | 1415.902 | 1014.693
2504 | 1415.791 | 1014.4
2505 | 1415.659 | 1013.904
2506 | 1415.654 | 1013.758
2507 | 1415.472 | 1013.56
2508 | 1415.4066 | 1012.811
2509 | 1415.3466 | 1012.677
2510 | 1415.2 | 1012.543
2511 | 1415.2 | 1012.246
2512 | 1414.8457 | 1012
2513 | 1414.8044 | 1011.992
2514 | 1414.8031 | 1011.616
2515 | 1414.7093 | 1011.195
2516 | 1414.405 | 1011.12
2517 | 1414.4 | 1010.939
2518 | 1414.4 | 1010.871
2519 | 1414.4 | 1010.583
2520 | 1414.2487 | 1010.4
2521 | 1414.2467 | 1009.71
2522 | 1413.981 | 1009.704
2523 | 1413.61 | 1009.6
2524 | 1413.6 | 1009.089
2525 | 1413.2101 | 1008.874
2526 | 1413.067 | 1008.651
2527 | 1412.9376 | 1008.591
2528 | 1412.897 | 1008.399
2529 | 1412.8828 | 1008.399
2530 | 1412.8 | 1007.925
2531 | 1412.8 | 1007.197
2532 | 1412.702 | 1007.057
2533 | 1412 | 1007.017
2534 | 1412 | 1006.4
2535 | 1411.917 | 1005.636
2536 | 1411.614 | 1005.009
2537 | 1411.611 | 1004.869
2538 | 1411.5744 | 1004.72
2539 | 1411.5744 | 1004.58
2540 | 1411.5744 | 1004.436
2541 | 1411.2891 | 1004
2542 | 1411.2 | 1003.985
2543 | 1411.2 | 1003.564
2544 | 1411.199 | 1003.55
2545 | 1411.0786 | 1003.501
2546 | 1411.0387 | 1003.358
2547 | 1410.943 | 1003.14
2548 | 1410.7274 | 1002.445
2549 | 1410.682 | 1002.074
2550 | 1410.488 | 1001.043
2551 | 1410.4 | 1001.043
2552 | 1410.3765 | 1001.043
2553 | 1410.31 | 1000.8
2554 | 1410.099 | 1000.351
2555 | 1409.846 | 1000.307
2556 | 1409.776 | 1000.11
2557 | 1409.71 | 1000
2558 | 1409.6953 | 999.784
2559 | 1409.602 | 999.303
2560 | 1409.6 | 999.2
2561 | 1409.584 | 998.236
2562 | 1409.4378 | 997.812
2563 | 1409.196 | 997.6
2564 | 1409.122 | 997.496
2565 | 1408.9952 | 997.003
2566 | 1408.8984 | 996.848
2567 | 1408.803 | 996.812
2568 | 1408.8 | 996.72
2569 | 1408.8 | 996.612
2570 | 1408.8 | 996.4
2571 | 1408.691 | 996.25
2572 | 1408.5208 | 996
2573 | 1408.483 | 995.771
2574 | 1408.437 | 995.745
2575 | 1408.436 | 995.276
2576 | 1408.139 | 995.2
2577 | 1408.1145 | 995.2
2578 | 1408.1115 | 994.417
2579 | 1408.003 | 994.4
2580 | 1408 | 994.277
2581 | 1408 | 993.917
2582 | 1408 | 993.832
2583 | 1408 | 993.688
2584 | 1408 | 993.203
2585 | 1408 | 993.179
2586 | 1408 | 993.162
2587 | 1407.813 | 993.075
2588 | 1407.738 | 992.803
2589 | 1407.71 | 992.735
2590 | 1407.4852 | 992.144
2591 | 1407.3079 | 992
2592 | 1407.2 | 991.373
2593 | 1407.2 | 991.2
2594 | 1407.2 | 991.131
2595 | 1407.035 | 989.561
2596 | 1407.007 | 989.274
2597 | 1406.8437 | 989.22
2598 | 1406.6674 | 988.8
2599 | 1406.455 | 988.8
2600 | 1405.725 | 988.369
2601 | 1405.7108 | 987.924
2602 | 1405.7098 | 987.801
2603 | 1405.6574 | 987.744
2604 | 1405.6336 | 987.542
2605 | 1405.6 | 987.176
2606 | 1405.495 | 986.897
2607 | 1405.356 | 986.55
2608 | 1404.929 | 985.613
2609 | 1404.902 | 985.606
2610 | 1404.8432 | 985.6
2611 | 1404.829 | 985.6
2612 | 1404.8 | 985.455
2613 | 1404.8 | 985.118
2614 | 1404.7042 | 984.727
2615 | 1404.3944 | 984.16
2616 | 1404.339 | 983.736
2617 | 1404.316 | 983.032
2618 | 1404.2924 | 982.843
2619 | 1404.2291 | 982.527
2620 | 1403.753 | 982.402
2621 | 1403.535 | 982.4
2622 | 1403.2 | 982.038
2623 | 1403.2 | 981.6
2624 | 1403.197 | 981.396
2625 | 1403.1504 | 981.304
2626 | 1403.041 | 980.803
2627 | 1402.9586 | 980.801
2628 | 1402.9448 | 980.168
2629 | 1402.913 | 979.816
2630 | 1402.659 | 979.2
2631 | 1402.5233 | 979.12
2632 | 1402.5233 | 979.081
2633 | 1402.4 | 978.942
2634 | 1402.4 | 978.598
2635 | 1402.3734 | 978.4
2636 | 1402.2623 | 977.329
2637 | 1401.9869 | 977.25
2638 | 1401.945 | 977.215
2639 | 1401.7604 | 976.8
2640 | 1401.7369 | 976.202
2641 | 1401.676 | 976.035
2642 | 1401.6253 | 975.936
2643 | 1401.399 | 975.57
2644 | 1401.019 | 975.151
2645 | 1400.986 | 975.036
2646 | 1400.8 | 974.573
2647 | 1400.8 | 974.555
2648 | 1400.707 | 973.864
2649 | 1400.2571 | 973.864
2650 | 1400.201 | 973.777
2651 | 1400.192 | 973.174
2652 | 1400.1248 | 973.174
2653 | 1400.0426 | 973.054
2654 | 1400 | 972.841
2655 | 1400 | 972.737
2656 | 1400 | 972.712
2657 | 1399.92 | 972.357
2658 | 1399.808 | 972.165
2659 | 1399.7203 | 972
2660 | 1399.4642 | 971.228
2661 | 1399.3357 | 971.2
2662 | 1399.3069 | 970.887
2663 | 1398.5489 | 970.886
2664 | 1398.4887 | 970.741
2665 | 1398.4 | 970.4
2666 | 1398.4 | 970.249
2667 | 1398.4 | 970.151
2668 | 1398.4 | 970.054
2669 | 1398.008 | 969.41
2670 | 1397.6 | 969.086
2671 | 1397.6 | 969.03
2672 | 1397.6 | 968.978
2673 | 1397.5799 | 968.399
2674 | 1397.4561 | 968.374
2675 | 1397.369 | 968.339
2676 | 1396.8 | 968.196
2677 | 1396.8 | 967.209
2678 | 1396.8 | 967.2
2679 | 1396.8 | 966.957
2680 | 1396.75 | 966.957
2681 | 1396.2434 | 966.93
2682 | 1396.16 | 966.728
2683 | 1396 | 966.511
2684 | 1396 | 966.287
2685 | 1396 | 966.267
2686 | 1395.96 | 964.8
2687 | 1395.618 | 964.195
2688 | 1395.5694 | 963.855
2689 | 1395.4795 | 963.565
2690 | 1395.381 | 963.404
2691 | 1395.2815 | 963.2
2692 | 1395.2 | 963.2
2693 | 1395.2 | 963.198
2694 | 1395.2 | 963.193
2695 | 1395.182 | 962.443
2696 | 1395.164 | 962.06
2697 | 1395.108 | 961.6
2698 | 1394.876 | 961.6
2699 | 1394.604 | 961.409
2700 | 1394.5459 | 961.325
2701 | 1394.5459 | 961.047
2702 | 1394.4908 | 960.8
2703 | 1394.4 | 960.741
2704 | 1394.4 | 960.537
2705 | 1394.4 | 960.305
2706 | 1394.4 | 960
2707 | 1394.3683 | 960
2708 | 1394.3631 | 959.927
2709 | 1394.271 | 959.854
2710 | 1394.1765 | 959.834
2711 | 1394.158 | 958.726
2712 | 1394.069 | 958.029
2713 | 1393.933 | 957.801
2714 | 1393.785 | 957.647
2715 | 1393.734 | 957.6
2716 | 1393.713 | 957.6
2717 | 1393.6 | 957.232
2718 | 1393.0749 | 956.912
2719 | 1393.0749 | 956.861
2720 | 1393.065 | 956.617
2721 | 1392.8 | 956.486
2722 | 1392.8 | 956.474
2723 | 1392.7643 | 956.176
2724 | 1392.7643 | 956.176
2725 | 1392.659 | 955.907
2726 | 1392.639 | 955.482
2727 | 1392.377 | 955.44
2728 | 1392.1637 | 955.36
2729 | 1392.1637 | 955.216
2730 | 1392.0499 | 954.407
2731 | 1392 | 954.4
2732 | 1392 | 953.993
2733 | 1392 | 953.6
2734 | 1392 | 953.402
2735 | 1392 | 953.217
2736 | 1391.9465 | 952.632
2737 | 1391.9465 | 951.727
2738 | 1391.9206 | 951.698
2739 | 1391.7281 | 951.2
2740 | 1391.679 | 951.027
2741 | 1391.4963 | 950.4
2742 | 1391.3668 | 950.4
2743 | 1391.3668 | 950.4
2744 | 1391.3492 | 949.789
2745 | 1391.303 | 949.69
2746 | 1391.249 | 949.6
2747 | 1390.4 | 949.6
2748 | 1390.1667 | 949.6
2749 | 1389.6814 | 949.6
2750 | 1389.6 | 949.593
2751 | 1389.6 | 948.885
2752 | 1389.518 | 948.642
2753 | 1389.4705 | 948.37
2754 | 1388.914 | 947.824
2755 | 1388.834 | 947.655
2756 | 1388.8 | 947.251
2757 | 1388.8 | 946.535
2758 | 1388.6752 | 946.286
2759 | 1388.6465 | 945.947
2760 | 1388.3885 | 945.906
2761 | 1388.3388 | 945.906
2762 | 1388 | 945.879
2763 | 1388 | 945.857
2764 | 1388 | 945.143
2765 | 1387.7571 | 944.8
2766 | 1387.754 | 944.342
2767 | 1387.724 | 944.29
2768 | 1387.644 | 944.165
2769 | 1387.3227 | 943.98
2770 | 1387.202 | 943.474
2771 | 1387.2 | 943.2
2772 | 1386.8347 | 943.2
2773 | 1386.8347 | 943.2
2774 | 1386.8347 | 943.181
2775 | 1386.66 | 942.74
2776 | 1386.5855 | 942.426
2777 | 1386.4 | 942.4
2778 | 1386.4 | 942.4
2779 | 1386.4 | 942.4
2780 | 1386.4 | 942.049
2781 | 1386.2658 | 941.951
2782 | 1386.1353 | 941.898
2783 | 1386.057 | 941.761
2784 | 1385.6 | 941.675
2785 | 1385.6 | 941.402
2786 | 1385.46 | 940.946
2787 | 1385.337 | 940.896
2788 | 1384.9171 | 940.355
2789 | 1384.8 | 940.129
2790 | 1384.8 | 940.063
2791 | 1384.8 | 939.531
2792 | 1384.773 | 939.33
2793 | 1384.7712 | 939.318
2794 | 1384.7626 | 939.259
2795 | 1384.49 | 938.934
2796 | 1384.2118 | 937.795
2797 | 1384.1314 | 937.788
2798 | 1384.068 | 937.6
2799 | 1384.0595 | 936.987
2800 | 1384 | 936.86
2801 | 1384 | 936.75
2802 | 1384 | 936
2803 | 1383.5979 | 935.942
2804 | 1383.572 | 935.57
2805 | 1383.4399 | 935.434
2806 | 1383.414 | 935.112
2807 | 1383.408 | 934.402
2808 | 1383.398 | 934.4
2809 | 1383.033 | 934.348
2810 | 1382.822 | 934.11
2811 | 1382.7776 | 933.699
2812 | 1382.406 | 933.6
2813 | 1382.4 | 933.179
2814 | 1382.4 | 933.17
2815 | 1382.264 | 933.114
2816 | 1382.173 | 933.103
2817 | 1382.135 | 932.8
2818 | 1381.943 | 932.423
2819 | 1381.8306 | 932.264
2820 | 1381.741 | 932
2821 | 1381.6 | 931.755
2822 | 1381.6 | 931.595
2823 | 1381.448 | 931.387
2824 | 1380.964 | 931.042
2825 | 1380.935 | 929.54
2826 | 1380.8 | 929.062
2827 | 1380.8 | 928.952
2828 | 1380.8 | 928.279
2829 | 1380.768 | 927.556
2830 | 1380.6823 | 927.501
2831 | 1380.4794 | 927.309
2832 | 1380.393 | 927.2
2833 | 1380.315 | 927.2
2834 | 1380.276 | 926.908
2835 | 1380.2104 | 926.898
2836 | 1380 | 926.887
2837 | 1380 | 926.843
2838 | 1379.9864 | 926.601
2839 | 1379.821 | 925.834
2840 | 1379.816 | 925.624
2841 | 1379.6333 | 925.351
2842 | 1379.589 | 924.966
2843 | 1379.4135 | 924.766
2844 | 1379.2 | 924
2845 | 1379.1589 | 923.872
2846 | 1379.1 | 923.2
2847 | 1379.0653 | 923.2
2848 | 1378.996 | 923.127
2849 | 1378.71 | 923.003
2850 | 1378.6088 | 923.003
2851 | 1378.581 | 922.84
2852 | 1378.4 | 921.639
2853 | 1378.4 | 920
2854 | 1378.1088 | 919.991
2855 | 1378.0269 | 919.335
2856 | 1377.861 | 919.3
2857 | 1377.713 | 918.784
2858 | 1377.6534 | 918.704
2859 | 1377.629 | 918.664
2860 | 1377.6 | 918.4
2861 | 1377.6 | 918.201
2862 | 1377.594 | 917.549
2863 | 1377.5454 | 916.232
2864 | 1377.423 | 916.153
2865 | 1377.2255 | 916.125
2866 | 1376.8 | 916.01
2867 | 1376.8 | 916
2868 | 1376.8 | 915.503
2869 | 1376.8 | 914.334
2870 | 1376.6976 | 914.251
2871 | 1376.542 | 914.007
2872 | 1376.532 | 912.045
2873 | 1376.376 | 912
2874 | 1376.3664 | 911.703
2875 | 1376.1579 | 911.703
2876 | 1376 | 911.515
2877 | 1376 | 911.2
2878 | 1376 | 910.961
2879 | 1375.817 | 909.922
2880 | 1375.5899 | 909.103
2881 | 1375.523 | 908.825
2882 | 1375.3968 | 908.56
2883 | 1375.315 | 908.453
2884 | 1375.2 | 907.842
2885 | 1375.2 | 907.559
2886 | 1375.182 | 907.089
2887 | 1375.012 | 906.4
2888 | 1374.738 | 906.4
2889 | 1374.694 | 906.161
2890 | 1374.539 | 906.161
2891 | 1374.5232 | 905.749
2892 | 1374.39 | 905.26
2893 | 1374.2539 | 905.259
2894 | 1373.6 | 905.226
2895 | 1373.6 | 905.097
2896 | 1373.544 | 904.8
2897 | 1373.2187 | 904.567
2898 | 1373.1364 | 904.552
2899 | 1372.937 | 904.211
2900 | 1372.877 | 904.057
2901 | 1372.872 | 904
2902 | 1372.8 | 904
2903 | 1372.8 | 903.822
2904 | 1372.623 | 903.668
2905 | 1372.3889 | 903.429
2906 | 1372.3889 | 903.2
2907 | 1372.3541 | 902.483
2908 | 1372.328 | 901.911
2909 | 1372.2356 | 901.6
2910 | 1372 | 901.012
2911 | 1371.9495 | 900.704
2912 | 1371.928 | 900.203
2913 | 1371.782 | 899.687
2914 | 1371.7788 | 899.541
2915 | 1371.731 | 899.2
2916 | 1371.4446 | 898.3
2917 | 1371.414 | 897.86
2918 | 1371.2114 | 896.587
2919 | 1371.2 | 896.383
2920 | 1371.137 | 896.311
2921 | 1371.0223 | 896
2922 | 1370.921 | 895.907
2923 | 1370.3069 | 895.824
2924 | 1370.109 | 895.126
2925 | 1369.8509 | 895.126
2926 | 1369.757 | 894.4
2927 | 1369.6 | 894.001
2928 | 1369.6 | 893.787
2929 | 1369.6 | 893.621
2930 | 1369.5383 | 892.8
2931 | 1368.8 | 892.8
2932 | 1368.8 | 892.563
2933 | 1368.8 | 892.341
2934 | 1368.8 | 892.02
2935 | 1368.6657 | 891.925
2936 | 1368.5727 | 891.673
2937 | 1368.5009 | 891.673
2938 | 1368.496 | 890.841
2939 | 1368.332 | 890.312
2940 | 1368.2571 | 890.077
2941 | 1368.2013 | 889.45
2942 | 1368.022 | 889.27
2943 | 1368 | 889.192
2944 | 1368 | 888
2945 | 1367.8348 | 887.711
2946 | 1367.5967 | 887.174
2947 | 1367.56 | 886.201
2948 | 1367.4141 | 883.897
2949 | 1367.4116 | 883.315
2950 | 1367.312 | 883.2
2951 | 1367.211 | 882.842
2952 | 1367.2 | 882.824
2953 | 1367.2 | 882.652
2954 | 1367.166 | 882.624
2955 | 1367.1296 | 881.582
2956 | 1366.848 | 881.453
2957 | 1366.6633 | 880.899
2958 | 1366.655 | 880.8
2959 | 1366.6343 | 880.622
2960 | 1366.6343 | 880
2961 | 1366.4 | 879.886
2962 | 1366.4 | 878.736
2963 | 1366.4 | 878.4
2964 | 1366.0648 | 877.979
2965 | 1366.055 | 877.881
2966 | 1365.6 | 877.6
2967 | 1365.6 | 877.008
2968 | 1365.6 | 876.8
2969 | 1365.5684 | 876.8
2970 | 1365.4821 | 876.8
2971 | 1365.2484 | 876.8
2972 | 1365.124 | 876.577
2973 | 1365.056 | 875.787
2974 | 1365.0331 | 875.696
2975 | 1364.9581 | 875.579
2976 | 1364.8 | 875.371
2977 | 1364.8 | 875.2
2978 | 1364.8 | 874.581
2979 | 1364.7797 | 874.262
2980 | 1364.7042 | 873.965
2981 | 1364.2726 | 873.263
2982 | 1364.1007 | 873.062
2983 | 1364 | 872.065
2984 | 1364 | 871.643
2985 | 1363.969 | 871.418
2986 | 1363.817 | 871.2
2987 | 1363.693 | 870.547
2988 | 1363.6541 | 870.268
2989 | 1363.4758 | 869.969
2990 | 1363.3224 | 869.874
2991 | 1363.3224 | 869.81
2992 | 1363.2866 | 869.633
2993 | 1363.2 | 869.391
2994 | 1362.6896 | 868.847
2995 | 1362.6789 | 867.608
2996 | 1362.5046 | 867.218
2997 | 1362.4 | 866.892
2998 | 1362.4 | 866.672
2999 | 1362.4 | 865.916
3000 | 1362.4 | 865.442
3001 | 1362.4 | 864.861
3002 | 1362.378 | 864.8
3003 | 1362.282 | 864.7
3004 | 1362.2406 | 864.583
3005 | 1361.861 | 864.121
3006 | 1361.769 | 863.803
3007 | 1361.6 | 863.52
3008 | 1361.6 | 863.2
3009 | 1361.6 | 863.064
3010 | 1361.6 | 863.025
3011 | 1361.5313 | 862.934
3012 | 1361.5307 | 862.697
3013 | 1361.436 | 862.413
3014 | 1361.4245 | 861.6
3015 | 1361.338 | 860.8
3016 | 1361.338 | 860.8
3017 | 1361.037 | 860.745
3018 | 1361.032 | 860.592
3019 | 1361.0005 | 858.963
3020 | 1360.959 | 858.503
3021 | 1360.953 | 858.443
3022 | 1360.939 | 856.951
3023 | 1360.8689 | 856.226
3024 | 1360.865 | 856
3025 | 1360.8 | 855.757
3026 | 1360.8 | 855.543
3027 | 1360.8 | 855.409
3028 | 1360.7414 | 855.364
3029 | 1360.73 | 855.072
3030 | 1360.6473 | 855.037
3031 | 1360.505 | 854.442
3032 | 1360.451 | 854.4
3033 | 1359.178 | 853.738
3034 | 1359.024 | 853.146
3035 | 1358.4 | 852.8
3036 | 1358.4 | 852.379
3037 | 1358.4 | 851.2
3038 | 1358.4 | 851.167
3039 | 1358.284 | 850.467
3040 | 1358.0879 | 849.97
3041 | 1358.071 | 849.889
3042 | 1357.844 | 849.833
3043 | 1357.8284 | 848.851
3044 | 1357.739 | 848.79
3045 | 1357.6 | 848.374
3046 | 1357.6 | 848.162
3047 | 1357.1939 | 848.16
3048 | 1357.1007 | 848.056
3049 | 1357.0867 | 848
3050 | 1357.077 | 847.579
3051 | 1356.959 | 847.45
3052 | 1356.8 | 846.783
3053 | 1356.8 | 846.252
3054 | 1356.8 | 845.837
3055 | 1356.489 | 845.369
3056 | 1356.354 | 845.308
3057 | 1356.3038 | 844.183
3058 | 1356.1404 | 843.918
3059 | 1356.1138 | 843.714
3060 | 1356 | 843.2
3061 | 1356 | 842.17
3062 | 1356 | 842.081
3063 | 1356 | 841.322
3064 | 1355.7571 | 840.824
3065 | 1355.743 | 840.437
3066 | 1355.7183 | 840
3067 | 1355.6593 | 839.466
3068 | 1355.634 | 838.551
3069 | 1355.5716 | 838.349
3070 | 1355.5069 | 837.948
3071 | 1355.5069 | 837.932
3072 | 1355.422 | 837.929
3073 | 1355.3308 | 837.481
3074 | 1355.19 | 836.64
3075 | 1355.1441 | 836.148
3076 | 1355.1218 | 836.068
3077 | 1354.983 | 836
3078 | 1354.9802 | 835.985
3079 | 1354.9627 | 835.601
3080 | 1354.9452 | 835.596
3081 | 1354.534 | 834.801
3082 | 1354.4 | 834.55
3083 | 1354.304 | 834.159
3084 | 1354.15 | 833.904
3085 | 1354.034 | 833.599
3086 | 1353.885 | 833.415
3087 | 1353.651 | 832.581
3088 | 1353.643 | 831.892
3089 | 1353.618 | 831.711
3090 | 1353.606 | 831.329
3091 | 1353.6 | 831.284
3092 | 1353.5085 | 831.19
3093 | 1353.4263 | 831.138
3094 | 1353.2033 | 830.883
3095 | 1353.1162 | 830.721
3096 | 1353.11 | 830.529
3097 | 1353.09 | 830.097
3098 | 1352.8 | 829.907
3099 | 1352.8 | 829.605
3100 | 1352.7826 | 829.6
3101 | 1352.7545 | 829.451
3102 | 1352.6494 | 829.276
3103 | 1352.587 | 829.113
3104 | 1352.5624 | 828.862
3105 | 1352.422 | 828.8
3106 | 1352.375 | 828.216
3107 | 1352.3591 | 828.049
3108 | 1352.3193 | 826.749
3109 | 1352.3193 | 826.595
3110 | 1352.296 | 826.584
3111 | 1352.2386 | 826.4
3112 | 1352 | 825.62
3113 | 1352 | 824.77
3114 | 1351.8858 | 824.36
3115 | 1351.8724 | 824.259
3116 | 1351.624 | 823.782
3117 | 1351.591 | 823.579
3118 | 1351.5224 | 823.579
3119 | 1351.25 | 823.545
3120 | 1351.2 | 823.501
3121 | 1351.2 | 823.312
3122 | 1351.1431 | 822.411
3123 | 1351.055 | 821.589
3124 | 1350.9121 | 821.223
3125 | 1350.4 | 820.532
3126 | 1350.4 | 820.379
3127 | 1350.4 | 819.431
3128 | 1350.4 | 819.346
3129 | 1350.247 | 819.139
3130 | 1350.2371 | 818.805
3131 | 1350.183 | 818.779
3132 | 1349.9434 | 818.664
3133 | 1349.7673 | 818.505
3134 | 1349.6792 | 818.4
3135 | 1349.631 | 816.97
3136 | 1349.6 | 816.427
3137 | 1349.218 | 816.044
3138 | 1349.1318 | 816
3139 | 1349.1184 | 815.698
3140 | 1349.0361 | 815.494
3141 | 1349.006 | 815.376
3142 | 1348.9437 | 813.626
3143 | 1348.873 | 813.601
3144 | 1348.8 | 813.6
3145 | 1348.8 | 812.644
3146 | 1348.8 | 812.599
3147 | 1348.658 | 812.277
3148 | 1348.064 | 812.254
3149 | 1348 | 812
3150 | 1347.911 | 812
3151 | 1347.852 | 811.509
3152 | 1347.8468 | 811.062
3153 | 1347.7837 | 810.969
3154 | 1347.642 | 810.4
3155 | 1347.5913 | 810.38
3156 | 1347.526 | 810.196
3157 | 1347.201 | 809.482
3158 | 1347.2 | 809.337
3159 | 1347.2 | 808.045
3160 | 1347.2 | 807.601
3161 | 1347.2 | 807.126
3162 | 1347.2 | 806.865
3163 | 1347.2 | 806.4
3164 | 1347.1615 | 806.13
3165 | 1347.1392 | 805.264
3166 | 1347.0834 | 804.688
3167 | 1346.8708 | 804.647
3168 | 1346.761 | 802.748
3169 | 1346.552 | 802.4
3170 | 1346.4339 | 802.291
3171 | 1346.4 | 802.242
3172 | 1346.4 | 802.126
3173 | 1346.221 | 800.995
3174 | 1345.6 | 800.503
3175 | 1345.6 | 800.35
3176 | 1345.6 | 799.541
3177 | 1345.6 | 799.087
3178 | 1345.6 | 798.915
3179 | 1345.6 | 797.74
3180 | 1345.557 | 797.6
3181 | 1345.486 | 796.566
3182 | 1345.155 | 792.738
3183 | 1345.1535 | 792
3184 | 1345.1473 | 791.073
3185 | 1345.1473 | 790.757
3186 | 1345.146 | 790.4
3187 | 1344.8 | 789.493
3188 | 1344.8 | 789.282
3189 | 1344.8 | 789.213
3190 | 1344.8 | 788.856
3191 | 1344.8 | 788.476
3192 | 1344.7616 | 787.138
3193 | 1344.335 | 785.335
3194 | 1344 | 784.8
3195 | 1344 | 784.8
3196 | 1343.987 | 784.769
3197 | 1343.3802 | 784.47
3198 | 1343.34 | 783.17
3199 | 1343.2 | 782.791
3200 | 1343.063 | 782.737
3201 | 1343.015 | 782.593
3202 | 1342.5492 | 782.58
3203 | 1342.539 | 782.545
3204 | 1342.5199 | 781.83
3205 | 1342.4171 | 781.214
3206 | 1342.0133 | 780.473
3207 | 1341.9598 | 779.651
3208 | 1341.9598 | 779.2
3209 | 1341.872 | 778.219
3210 | 1341.667 | 778.02
3211 | 1341.6 | 777.775
3212 | 1341.6 | 777.601
3213 | 1341.6 | 777.336
3214 | 1341.6 | 776.021
3215 | 1341.6 | 775.56
3216 | 1341.317 | 775.514
3217 | 1341.1629 | 774.592
3218 | 1341.1629 | 774.4
3219 | 1341.153 | 774.346
3220 | 1340.908 | 773.884
3221 | 1340.7248 | 772.697
3222 | 1340.366 | 772.296
3223 | 1340.366 | 771.996
3224 | 1340.192 | 771.812
3225 | 1340.07 | 771.579
3226 | 1340 | 771.223
3227 | 1340 | 771.214
3228 | 1340 | 771.196
3229 | 1339.573 | 770.803
3230 | 1339.5691 | 769.85
3231 | 1339.5691 | 769.6
3232 | 1339.569 | 768.616
3233 | 1339.387 | 768.542
3234 | 1339.324 | 768.426
3235 | 1339.2413 | 768.238
3236 | 1339.2361 | 768
3237 | 1339.1925 | 767.945
3238 | 1339.188 | 767.22
3239 | 1339.0123 | 767.162
3240 | 1338.908 | 766.881
3241 | 1338.8744 | 766.639
3242 | 1338.785 | 765.792
3243 | 1338.6645 | 764
3244 | 1338.6464 | 764
3245 | 1338.632 | 764
3246 | 1338.4 | 763.175
3247 | 1338.4 | 762.515
3248 | 1338.234 | 762.482
3249 | 1338.153 | 762.088
3250 | 1338.141 | 761.707
3251 | 1338.014 | 761.6
3252 | 1337.9229 | 761.251
3253 | 1337.8875 | 761.17
3254 | 1337.607 | 760.981
3255 | 1337.6 | 760.355
3256 | 1337.6 | 760.207
3257 | 1337.6 | 760
3258 | 1337.421 | 759.855
3259 | 1337.3169 | 759.805
3260 | 1337.162 | 759.792
3261 | 1337.062 | 759.147
3262 | 1336.8 | 758.377
3263 | 1336.8 | 758.128
3264 | 1336.7828 | 758.128
3265 | 1336.752 | 756.99
3266 | 1336.4734 | 756.99
3267 | 1336.4693 | 756.937
3268 | 1336.4483 | 755.457
3269 | 1336.3816 | 754.877
3270 | 1336 | 754.857
3271 | 1335.966 | 754.4
3272 | 1335.878 | 752.8
3273 | 1335.808 | 752.155
3274 | 1335.797 | 751.993
3275 | 1335.6922 | 750.23
3276 | 1335.484 | 749.258
3277 | 1335.2 | 748.744
3278 | 1335.2 | 748.542
3279 | 1335.156 | 748.064
3280 | 1335.092 | 747.506
3281 | 1335.092 | 747.145
3282 | 1334.6984 | 747.037
3283 | 1334.591 | 746.624
3284 | 1334.4 | 746.535
3285 | 1334.4 | 746.423
3286 | 1334.239 | 745.979
3287 | 1334.168 | 745.625
3288 | 1333.7106 | 745.043
3289 | 1333.6 | 744.913
3290 | 1333.6 | 744.884
3291 | 1333.6 | 744.379
3292 | 1333.194 | 743.395
3293 | 1333.0199 | 743.176
3294 | 1332.948 | 742.024
3295 | 1332.8 | 741.772
3296 | 1332.8 | 741.6
3297 | 1332.8 | 741.6
3298 | 1332.8 | 740.682
3299 | 1332.7466 | 740.379
3300 | 1332.407 | 740.275
3301 | 1332.3971 | 739.853
3302 | 1332.189 | 739.778
3303 | 1332.16 | 739.447
3304 | 1332.0267 | 739.318
3305 | 1332 | 739.032
3306 | 1331.8493 | 738.792
3307 | 1331.6386 | 738.773
3308 | 1331.5524 | 738.612
3309 | 1331.4271 | 738.405
3310 | 1331.4199 | 738.4
3311 | 1331.273 | 738.364
3312 | 1331.2 | 738.091
3313 | 1331.2 | 737.444
3314 | 1331.149 | 737.189
3315 | 1330.6818 | 736.951
3316 | 1330.5557 | 736.379
3317 | 1330.2779 | 736.379
3318 | 1330.2706 | 735.998
3319 | 1330.2572 | 735.339
3320 | 1329.9719 | 735.224
3321 | 1329.8202 | 734.779
3322 | 1329.8202 | 734.681
3323 | 1329.6 | 734.47
3324 | 1329.6 | 734.4
3325 | 1329.4033 | 734.218
3326 | 1329.2874 | 733.979
3327 | 1329.2253 | 733.593
3328 | 1329.0847 | 733.22
3329 | 1329.046 | 732.321
3330 | 1328.98 | 729.978
3331 | 1328.8758 | 729.895
3332 | 1328.8 | 729.694
3333 | 1328.8 | 729.471
3334 | 1328.616 | 728.825
3335 | 1328.5643 | 728.8
3336 | 1328.4127 | 727.495
3337 | 1328.349 | 727.332
3338 | 1328.345 | 727.2
3339 | 1328.1557 | 725.763
3340 | 1327.845 | 725.6
3341 | 1327.7543 | 725.554
3342 | 1327.615 | 725.372
3343 | 1327.6136 | 723.686
3344 | 1327.605 | 723.222
3345 | 1327.2 | 723.2
3346 | 1327.158 | 721.623
3347 | 1327.1344 | 721.6
3348 | 1327.1212 | 721.418
3349 | 1326.8189 | 721.382
3350 | 1326.775 | 720.8
3351 | 1326.4 | 720.42
3352 | 1326.4 | 718.695
3353 | 1326.022 | 718.133
3354 | 1325.832 | 717.798
3355 | 1325.723 | 717.76
3356 | 1325.7023 | 717.6
3357 | 1325.6 | 717.375
3358 | 1325.6 | 717.179
3359 | 1325.6 | 716.419
3360 | 1325.4565 | 716.239
3361 | 1324.926 | 716.115
3362 | 1324.8 | 715.861
3363 | 1324.8 | 715.847
3364 | 1324.8 | 715.819
3365 | 1324.6715 | 715.768
3366 | 1324.0666 | 715.331
3367 | 1324 | 715.226
3368 | 1324 | 715.2
3369 | 1324 | 714.924
3370 | 1324 | 714.13
3371 | 1324 | 713.909
3372 | 1324 | 713.832
3373 | 1323.9027 | 713.806
3374 | 1323.515 | 713.096
3375 | 1323.308 | 711.983
3376 | 1323.29 | 711.853
3377 | 1323.1257 | 711.317
3378 | 1322.503 | 710.946
3379 | 1322.4 | 709.801
3380 | 1322.0172 | 709.607
3381 | 1321.969 | 708.765
3382 | 1321.6131 | 708.543
3383 | 1321.611 | 708.207
3384 | 1321.6 | 708.162
3385 | 1321.6 | 708.075
3386 | 1321.6 | 707.986
3387 | 1321.6 | 707.921
3388 | 1321.3359 | 706.981
3389 | 1320.9939 | 706.099
3390 | 1320.8 | 704.317
3391 | 1320.8 | 704
3392 | 1320.8 | 702.779
3393 | 1320.7953 | 702.406
3394 | 1320.769 | 701.431
3395 | 1320.721 | 701.179
3396 | 1320.5876 | 700.8
3397 | 1320.5663 | 700.377
3398 | 1320.2584 | 699.484
3399 | 1320 | 698.604
3400 | 1319.2 | 698.55
3401 | 1319.2 | 697.254
3402 | 1319.1596 | 696.462
3403 | 1319.128 | 696.394
3404 | 1318.85 | 695.902
3405 | 1318.7874 | 695.434
3406 | 1318.43 | 694.807
3407 | 1318.4 | 694.468
3408 | 1318.4 | 693.635
3409 | 1318.4 | 692.965
3410 | 1318.0519 | 692.702
3411 | 1317.887 | 692.662
3412 | 1317.8249 | 691.437
3413 | 1317.8249 | 690.473
3414 | 1317.715 | 690.455
3415 | 1317.6872 | 689.988
3416 | 1317.571 | 687.093
3417 | 1317.507 | 687.033
3418 | 1317.272 | 687.011
3419 | 1317.246 | 685.217
3420 | 1317.153 | 685.079
3421 | 1316.9102 | 684.499
3422 | 1316.835 | 684.218
3423 | 1316.8 | 683.578
3424 | 1316.533 | 681.146
3425 | 1316 | 681.146
3426 | 1315.8883 | 680.923
3427 | 1315.8883 | 680.187
3428 | 1315.8453 | 679.439
3429 | 1315.8048 | 678.973
3430 | 1315.4865 | 678.815
3431 | 1315.4265 | 678.563
3432 | 1315.27 | 678.484
3433 | 1315.264 | 677.71
3434 | 1315.2 | 677.6
3435 | 1315.1216 | 676.037
3436 | 1315.1098 | 675.971
3437 | 1315.0705 | 675.705
3438 | 1314.638 | 675.356
3439 | 1314.6289 | 675.276
3440 | 1314.622 | 675.207
3441 | 1314.5969 | 672.699
3442 | 1314.4 | 671.993
3443 | 1314.3991 | 671.579
3444 | 1314.3743 | 671.579
3445 | 1314.233 | 671.445
3446 | 1314.143 | 671.438
3447 | 1314.0022 | 671.398
3448 | 1313.9909 | 670.945
3449 | 1313.727 | 670.083
3450 | 1313.6387 | 669.979
3451 | 1313.6 | 669.678
3452 | 1313.6 | 669.492
3453 | 1313.6 | 669.267
3454 | 1313.6 | 669.039
3455 | 1313.406 | 668.795
3456 | 1313.362 | 668.599
3457 | 1313.2718 | 668.588
3458 | 1313.251 | 668.402
3459 | 1313.0255 | 666.779
3460 | 1312.8 | 666.652
3461 | 1312.8 | 666.434
3462 | 1312.8 | 665.979
3463 | 1312.8 | 665.929
3464 | 1312.5904 | 665.719
3465 | 1312.509 | 664.554
3466 | 1312.456 | 664.438
3467 | 1312.2971 | 664.136
3468 | 1312.2486 | 664.115
3469 | 1312.2486 | 663.542
3470 | 1312 | 663.439
3471 | 1311.495 | 662.497
3472 | 1311.4301 | 661.728
3473 | 1311.2 | 661.658
3474 | 1311.2 | 661.304
3475 | 1310.4 | 660.672
3476 | 1310.4 | 660.56
3477 | 1310.4 | 660.379
3478 | 1310.4 | 660.276
3479 | 1310.1635 | 658.8
3480 | 1310.148 | 658.768
3481 | 1310.033 | 657.179
3482 | 1309.9178 | 657.099
3483 | 1309.9178 | 657.046
3484 | 1309.8432 | 656.8
3485 | 1309.7799 | 656.706
3486 | 1309.4418 | 656.464
3487 | 1309.39 | 655.508
3488 | 1309.361 | 654.825
3489 | 1309.2256 | 654.464
3490 | 1308.9971 | 653.46
3491 | 1308.846 | 653.304
3492 | 1308.643 | 651.206
3493 | 1308.586 | 650.779
3494 | 1308.4901 | 650.601
3495 | 1308.312 | 649.179
3496 | 1308.225 | 648.626
3497 | 1308 | 648.228
3498 | 1307.932 | 646.807
3499 | 1307.6936 | 646.356
3500 | 1307.693 | 645.179
3501 | 1307.476 | 644.8
3502 | 1307.3767 | 644.175
3503 | 1307.2764 | 644.122
3504 | 1307.2 | 643.91
3505 | 1306.7683 | 643.659
3506 | 1306.7255 | 643.584
3507 | 1306.374 | 642.924
3508 | 1306.2835 | 642.779
3509 | 1306.162 | 641.276
3510 | 1306.0833 | 641.143
3511 | 1306.039 | 641.061
3512 | 1306.0331 | 640.379
3513 | 1306.0331 | 640.258
3514 | 1305.6 | 640.196
3515 | 1305.6 | 638.598
3516 | 1305.6 | 638.512
3517 | 1305.6 | 638.508
3518 | 1305.548 | 638.415
3519 | 1305.53 | 638.406
3520 | 1305.495 | 637.546
3521 | 1305.477 | 637.499
3522 | 1305.359 | 637.18
3523 | 1305.329 | 635.878
3524 | 1305.3029 | 635.2
3525 | 1304.8 | 634.779
3526 | 1304.8 | 632.416
3527 | 1304.8 | 632.277
3528 | 1304.669 | 632.185
3529 | 1304.5051 | 631.524
3530 | 1304.4387 | 631.077
3531 | 1304 | 631.053
3532 | 1304 | 630.873
3533 | 1304 | 629.81
3534 | 1304 | 629.734
3535 | 1304 | 629.723
3536 | 1303.888 | 629.179
3537 | 1303.802 | 628.867
3538 | 1303.577 | 628.338
3539 | 1303.2 | 625.991
3540 | 1303.2 | 625.965
3541 | 1303.011 | 625.784
3542 | 1302.91 | 625.254
3543 | 1302.813 | 624.676
3544 | 1302.803 | 624.489
3545 | 1302.6298 | 624.477
3546 | 1302.6059 | 624.324
3547 | 1302.5098 | 624.284
3548 | 1302.4 | 623.627
3549 | 1302.3903 | 623.463
3550 | 1302.102 | 622.558
3551 | 1302.0681 | 622.306
3552 | 1301.9392 | 622.056
3553 | 1301.865 | 621.37
3554 | 1301.6783 | 620.918
3555 | 1301.609 | 620.481
3556 | 1301.431 | 619.651
3557 | 1301.2096 | 619.434
3558 | 1301.174 | 618.779
3559 | 1301.099 | 618.631
3560 | 1300.99 | 618.512
3561 | 1300.8 | 618.406
3562 | 1300.4519 | 618.4
3563 | 1300.328 | 618.214
3564 | 1300.3109 | 617.979
3565 | 1300.307 | 617.851
3566 | 1300.2516 | 617.78
3567 | 1300 | 616.956
3568 | 1300 | 616.362
3569 | 1300 | 615.826
3570 | 1300 | 614.483
3571 | 1300 | 614.265
3572 | 1300 | 613.552
3573 | 1299.8671 | 612.963
3574 | 1299.5317 | 611.783
3575 | 1299.5317 | 610.188
3576 | 1299.4648 | 609.613
3577 | 1299.258 | 608.379
3578 | 1299.2 | 608.204
3579 | 1299.2 | 607.802
3580 | 1299.188 | 607.78
3581 | 1299.0474 | 607.336
3582 | 1299.0406 | 606.791
3583 | 1298.9278 | 606.779
3584 | 1298.7306 | 606.012
3585 | 1298.4857 | 605.979
3586 | 1298.407 | 604.881
3587 | 1298.4 | 604.692
3588 | 1298.3816 | 604.106
3589 | 1298.1928 | 603.579
3590 | 1298.188 | 603.423
3591 | 1298.1309 | 602.426
3592 | 1297.88 | 602.412
3593 | 1297.7951 | 602.4
3594 | 1297.339 | 602.276
3595 | 1296.981 | 602.093
3596 | 1296.8027 | 601.85
3597 | 1296.8011 | 601.752
3598 | 1296.8 | 601.073
3599 | 1296.7098 | 600
3600 | 1296.6671 | 599.655
3601 | 1296.4209 | 598.779
3602 | 1296.3319 | 598.364
3603 | 1296.2238 | 597.979
3604 | 1296.1408 | 597.604
3605 | 1296.0874 | 596.459
3606 | 1295.9329 | 596.379
3607 | 1295.9295 | 596.252
3608 | 1295.9036 | 595.579
3609 | 1295.781 | 595.579
3610 | 1295.7403 | 594.756
3611 | 1295.2535 | 594.66
3612 | 1295.2 | 594.4
3613 | 1295.2 | 593.745
3614 | 1295.1505 | 592.8
3615 | 1295.145 | 592.012
3616 | 1294.5152 | 591.794
3617 | 1294.4 | 591.579
3618 | 1294.4 | 591.579
3619 | 1294.4 | 591.324
3620 | 1294.4 | 590.63
3621 | 1294.379 | 590.182
3622 | 1294.3433 | 588.782
3623 | 1294.28 | 588.599
3624 | 1294.1465 | 588.01
3625 | 1293.998 | 587.446
3626 | 1293.6 | 586.586
3627 | 1293.522 | 586.095
3628 | 1293.3496 | 585.978
3629 | 1293.304 | 585.689
3630 | 1293.095 | 585.179
3631 | 1293.0716 | 584.98
3632 | 1292.9603 | 584.833
3633 | 1292.903 | 583.984
3634 | 1292.8316 | 583.579
3635 | 1292.8 | 583.579
3636 | 1292.8 | 583.369
3637 | 1292.8 | 582.779
3638 | 1292.068 | 582.4
3639 | 1292 | 582.138
3640 | 1292 | 581.889
3641 | 1292 | 581.6
3642 | 1292 | 580.8
3643 | 1292 | 580.591
3644 | 1291.5998 | 580.379
3645 | 1291.2 | 579.704
3646 | 1291.1281 | 579.688
3647 | 1290.5356 | 579.2
3648 | 1290.4943 | 579.097
3649 | 1290.4 | 578.794
3650 | 1290.4 | 578.66
3651 | 1290.4 | 577.04
3652 | 1290.4 | 576.8
3653 | 1290.4 | 576.662
3654 | 1290.1975 | 575.923
3655 | 1290.1975 | 575.254
3656 | 1290.0993 | 574.887
3657 | 1289.5668 | 574.556
3658 | 1289.506 | 573.957
3659 | 1289.4335 | 573.736
3660 | 1289.3666 | 573.67
3661 | 1289.3435 | 573.54
3662 | 1289.3338 | 572.678
3663 | 1289.2178 | 571.579
3664 | 1288.8 | 571.527
3665 | 1288.8 | 570.779
3666 | 1288.7009 | 570.779
3667 | 1288.464 | 570.64
3668 | 1288.2412 | 569.979
3669 | 1288.141 | 569.179
3670 | 1288.1255 | 568.8
3671 | 1288.096 | 568.776
3672 | 1288.0652 | 568.469
3673 | 1288 | 568.379
3674 | 1288 | 567.966
3675 | 1288 | 567.643
3676 | 1288 | 567.526
3677 | 1287.992 | 567.254
3678 | 1287.915 | 566.979
3679 | 1287.7714 | 566.195
3680 | 1287.5099 | 566.159
3681 | 1287.4348 | 565.979
3682 | 1287.314 | 565.628
3683 | 1287.2 | 564.379
3684 | 1287.2 | 564.379
3685 | 1287.2 | 564.162
3686 | 1287.2 | 563.992
3687 | 1287.2 | 563.046
3688 | 1286.7441 | 562.478
3689 | 1286.664 | 561.345
3690 | 1286.6096 | 560.131
3691 | 1286.45 | 559.196
3692 | 1286.4464 | 558.779
3693 | 1286.429 | 558.464
3694 | 1286.4 | 558.46
3695 | 1286.4 | 558.267
3696 | 1286.4 | 556.632
3697 | 1286.247 | 555.468
3698 | 1285.8327 | 554.505
3699 | 1285.8327 | 554.445
3700 | 1285.689 | 553.351
3701 | 1285.6 | 553.276
3702 | 1285.6 | 553.115
3703 | 1285.6 | 552.952
3704 | 1285.579 | 552.598
3705 | 1285.3627 | 552.506
3706 | 1285.355 | 552.174
3707 | 1285.1606 | 551.281
3708 | 1284.5469 | 549.179
3709 | 1284.4951 | 549.171
3710 | 1284.4902 | 548.686
3711 | 1284.095 | 548.681
3712 | 1284.0444 | 547.639
3713 | 1284 | 547.555
3714 | 1284 | 547.509
3715 | 1284 | 547.453
3716 | 1283.8 | 547.2
3717 | 1283.7869 | 547.2
3718 | 1283.7711 | 547.019
3719 | 1283.758 | 546.863
3720 | 1283.562 | 546.818
3721 | 1283.4824 | 546.789
3722 | 1283.48 | 546.789
3723 | 1283.2 | 545.979
3724 | 1283.2 | 545.979
3725 | 1283.014 | 545.979
3726 | 1282.839 | 545.265
3727 | 1282.753 | 544.379
3728 | 1282.735 | 544.379
3729 | 1282.7249 | 544.364
3730 | 1282.4 | 544.303
3731 | 1282.3573 | 544.234
3732 | 1282.1932 | 543.643
3733 | 1282.017 | 543.539
3734 | 1282.0114 | 543.453
3735 | 1281.661 | 543.265
3736 | 1281.6469 | 542.603
3737 | 1281.6 | 542.454
3738 | 1281.582 | 541.979
3739 | 1281.294 | 540.152
3740 | 1281.246 | 539.267
3741 | 1281.053 | 538.881
3742 | 1280.998 | 538.779
3743 | 1280.894 | 538.495
3744 | 1280.8 | 537.765
3745 | 1280.8 | 536.772
3746 | 1280.8 | 536.653
3747 | 1280.783 | 536.373
3748 | 1280.5994 | 534.86
3749 | 1280.4233 | 534.55
3750 | 1280.109 | 533.693
3751 | 1280.093 | 532.977
3752 | 1280 | 532.578
3753 | 1280 | 531.579
3754 | 1280 | 531.571
3755 | 1279.819 | 530.028
3756 | 1279.8048 | 529.643
3757 | 1279.245 | 527.579
3758 | 1279.1002 | 526.983
3759 | 1278.8742 | 526.91
3760 | 1278.5809 | 526.779
3761 | 1278.412 | 526.779
3762 | 1278.2681 | 526.779
3763 | 1278.239 | 526.4
3764 | 1278.237 | 525.979
3765 | 1278.067 | 525.692
3766 | 1278.022 | 525.509
3767 | 1278.001 | 525.179
3768 | 1277.6 | 524.352
3769 | 1277.6 | 524.159
3770 | 1277.5983 | 522.94
3771 | 1277.595 | 520.901
3772 | 1277.5 | 520.719
3773 | 1277.059 | 520.686
3774 | 1276.9675 | 520.379
3775 | 1276.8627 | 520.141
3776 | 1276.8 | 518.927
3777 | 1276.6757 | 518.779
3778 | 1276.497 | 518.766
3779 | 1276.219 | 517.989
3780 | 1276.1272 | 517.119
3781 | 1276 | 517.016
3782 | 1276 | 516.92
3783 | 1276 | 516.868
3784 | 1275.9643 | 516.714
3785 | 1275.894 | 516.558
3786 | 1275.7325 | 515.836
3787 | 1275.6932 | 515.658
3788 | 1275.614 | 515.579
3789 | 1275.5441 | 514.026
3790 | 1275.3917 | 513.979
3791 | 1275.2 | 512.779
3792 | 1275.0212 | 512.727
3793 | 1274.9556 | 512.379
3794 | 1274.8271 | 512.253
3795 | 1274.6729 | 511.579
3796 | 1274.6562 | 511.164
3797 | 1274.438 | 510.973
3798 | 1274.4 | 510.882
3799 | 1274.4 | 510.615
3800 | 1274.4 | 509.202
3801 | 1274.4 | 509.179
3802 | 1274.4 | 509.179
3803 | 1274.4 | 509.133
3804 | 1274.3118 | 508.985
3805 | 1274.3118 | 508.794
3806 | 1274.12 | 507.562
3807 | 1274.013 | 507.064
3808 | 1273.679 | 506.779
3809 | 1273.643 | 506.779
3810 | 1273.3611 | 506.232
3811 | 1273.3423 | 505.6
3812 | 1273.22 | 505.52
3813 | 1272.8 | 505.456
3814 | 1272.8 | 505.213
3815 | 1272.8 | 505.1
3816 | 1272.8 | 504.379
3817 | 1272.5121 | 504.379
3818 | 1272.4496 | 504.29
3819 | 1272 | 504
3820 | 1272 | 504
3821 | 1271.929 | 503.579
3822 | 1271.7255 | 502.779
3823 | 1271.683 | 502.779
3824 | 1271.2 | 502.04
3825 | 1271.2 | 502.04
3826 | 1270.9311 | 501.6
3827 | 1270.9077 | 501.179
3828 | 1270.866 | 500.012
3829 | 1270.8584 | 499.064
3830 | 1270.7349 | 498.619
3831 | 1270.68 | 498.4
3832 | 1270.5584 | 498.4
3833 | 1270.539 | 498.4
3834 | 1270.4 | 498.02
3835 | 1270.4 | 497.527
3836 | 1270.4 | 497.179
3837 | 1270.4 | 497.089
3838 | 1270.332 | 496.799
3839 | 1270.2939 | 496.461
3840 | 1270.2431 | 496.461
3841 | 1270.1677 | 496.461
3842 | 1270.075 | 496.235
3843 | 1269.6825 | 496.234
3844 | 1269.4808 | 495.605
3845 | 1269.4781 | 495.579
3846 | 1269.4429 | 494.651
3847 | 1269.1333 | 494.641
3848 | 1268.8 | 493.979
3849 | 1268.8 | 493.75
3850 | 1268.8 | 493.294
3851 | 1268.8 | 492.694
3852 | 1268.772 | 492.544
3853 | 1268.6028 | 492.384
3854 | 1268.3941 | 491.856
3855 | 1268.221 | 491.039
3856 | 1268.157 | 489.692
3857 | 1268.07 | 489.231
3858 | 1268 | 488.752
3859 | 1268 | 487.751
3860 | 1268 | 487.651
3861 | 1267.9631 | 487.579
3862 | 1267.9631 | 487.2
3863 | 1267.883 | 486.72
3864 | 1267.674 | 486.573
3865 | 1267.651 | 486.136
3866 | 1267.6269 | 485.979
3867 | 1267.43 | 485.778
3868 | 1267.3981 | 485.6
3869 | 1267.2 | 485.305
3870 | 1267.2 | 484.989
3871 | 1267.0966 | 484.872
3872 | 1267.0523 | 484.8
3873 | 1267.0523 | 483.957
3874 | 1266.8185 | 483.711
3875 | 1266.559 | 483.579
3876 | 1266.465 | 482.89
3877 | 1266.4219 | 482.52
3878 | 1266.4092 | 482.209
3879 | 1266.4092 | 481.979
3880 | 1266.4 | 481.979
3881 | 1266.4 | 481.094
3882 | 1266.4 | 480.86
3883 | 1266.4 | 480.8
3884 | 1266.3005 | 480.583
3885 | 1265.9984 | 480.574
3886 | 1265.787 | 480.573
3887 | 1265.6 | 480.512
3888 | 1265.6 | 480.379
3889 | 1265.597 | 479.722
3890 | 1265.5835 | 479.579
3891 | 1265.572 | 478.93
3892 | 1265.5332 | 477.6
3893 | 1265.4585 | 476.955
3894 | 1265.2017 | 476.379
3895 | 1265.0944 | 476.321
3896 | 1264.8 | 476.275
3897 | 1264.8 | 476.165
3898 | 1264.8 | 475.742
3899 | 1264.732 | 475.516
3900 | 1264.5447 | 475.316
3901 | 1264.538 | 473.979
3902 | 1264.4646 | 473.922
3903 | 1264 | 473.885
3904 | 1263.9143 | 473.213
3905 | 1263.8647 | 472
3906 | 1263.8647 | 472
3907 | 1263.8647 | 471.832
3908 | 1263.6571 | 470.821
3909 | 1263.475 | 470.779
3910 | 1263.2609 | 470.34
3911 | 1263.257 | 470.164
3912 | 1263.2 | 469.841
3913 | 1262.5245 | 469.477
3914 | 1262.5245 | 469.285
3915 | 1262.4 | 469.179
3916 | 1262.4 | 468.768
3917 | 1262.4 | 468.732
3918 | 1262.2861 | 468.306
3919 | 1262.195 | 467.915
3920 | 1262.1523 | 467.579
3921 | 1262.025 | 467.579
3922 | 1261.7184 | 467.211
3923 | 1261.705 | 467.2
3924 | 1261.6 | 467.09
3925 | 1261.322 | 465.767
3926 | 1261.111 | 465.457
3927 | 1260.9775 | 465.383
3928 | 1260.8348 | 465.219
3929 | 1260.6772 | 464.992
3930 | 1260.412 | 464.931
3931 | 1260.2759 | 463.603
3932 | 1260 | 463.399
3933 | 1260 | 461.55
3934 | 1260 | 461.179
3935 | 1259.8074 | 459.614
3936 | 1259.699 | 459.31
3937 | 1259.2103 | 459.186
3938 | 1259.2 | 458.605
3939 | 1259.1168 | 457.674
3940 | 1258.89 | 457.414
3941 | 1258.648 | 457.179
3942 | 1258.4261 | 456.623
3943 | 1258.4261 | 456.379
3944 | 1258.4 | 456.379
3945 | 1258.4 | 455.579
3946 | 1258.144 | 454.779
3947 | 1257.977 | 454.704
3948 | 1257.8224 | 454.564
3949 | 1257.696 | 453.979
3950 | 1257.6 | 452.842
3951 | 1257.6 | 452.379
3952 | 1257.5245 | 450.417
3953 | 1257.4896 | 450.4
3954 | 1257.452 | 449.805
3955 | 1257.345 | 449.628
3956 | 1257.086 | 449.236
3957 | 1257.086 | 448.648
3958 | 1257.0037 | 448.379
3959 | 1256.8 | 447.473
3960 | 1256.8 | 447.368
3961 | 1256.603 | 447.287
3962 | 1256.2682 | 445.979
3963 | 1256.2682 | 445.407
3964 | 1256.2682 | 445.179
3965 | 1256.2333 | 444.379
3966 | 1256.0216 | 444.177
3967 | 1256 | 444.013
3968 | 1256 | 443.989
3969 | 1255.783 | 443.614
3970 | 1255.664 | 443.308
3971 | 1255.5327 | 443.296
3972 | 1255.5094 | 442.969
3973 | 1255.3689 | 442.79
3974 | 1255.265 | 442.557
3975 | 1255.2 | 442.124
3976 | 1255.151 | 442.074
3977 | 1255.099 | 440.81
3978 | 1254.993 | 440.27
3979 | 1254.9727 | 440.239
3980 | 1254.9727 | 439.579
3981 | 1254.555 | 439.39
3982 | 1254.4 | 438.703
3983 | 1254.4 | 438.693
3984 | 1254.4 | 438.669
3985 | 1254.291 | 437.179
3986 | 1254.203 | 436.953
3987 | 1253.8934 | 436.552
3988 | 1253.3755 | 436.531
3989 | 1253.158 | 436.379
3990 | 1253.0838 | 435.633
3991 | 1252.9154 | 434.079
3992 | 1252.9006 | 433.979
3993 | 1252.8 | 433.957
3994 | 1252.8 | 433.45
3995 | 1252.8 | 433.137
3996 | 1252.8 | 432.971
3997 | 1252.5906 | 432.379
3998 | 1252.525 | 431.98
3999 | 1252.2468 | 431.957
4000 | 1251.764 | 431.872
4001 | 1251.649 | 431.2
4002 | 1251.5192 | 430.093
4003 | 1251.5192 | 429.682
4004 | 1251.5192 | 429.626
4005 | 1251.361 | 429.315
4006 | 1251.306 | 429.29
4007 | 1251.2 | 429.265
4008 | 1251.1195 | 429.171
4009 | 1251.1145 | 429.042
4010 | 1251.0074 | 428.725
4011 | 1250.9173 | 427.791
4012 | 1250.7879 | 427.71
4013 | 1250.4936 | 427.579
4014 | 1250.4619 | 426.904
4015 | 1250.4 | 426.561
4016 | 1250.4 | 426.089
4017 | 1250.4 | 425.472
4018 | 1250.3824 | 425.372
4019 | 1250.2042 | 424.595
4020 | 1250.1114 | 424
4021 | 1249.9334 | 423.812
4022 | 1249.8858 | 423.701
4023 | 1249.6 | 423.579
4024 | 1249.3245 | 423.325
4025 | 1249.2235 | 422.779
4026 | 1249.168 | 421.979
4027 | 1248.913 | 421.6
4028 | 1248.913 | 421.179
4029 | 1248.8063 | 420.243
4030 | 1248.8 | 420.191
4031 | 1248.8 | 420.094
4032 | 1248.8 | 420.054
4033 | 1248.8 | 419.96
4034 | 1248.8 | 419.579
4035 | 1248.8 | 419.282
4036 | 1248.417 | 419.081
4037 | 1248.3052 | 417.979
4038 | 1248.0084 | 417.928
4039 | 1248 | 416.8
4040 | 1248 | 415.394
4041 | 1247.998 | 414.779
4042 | 1247.462 | 413.879
4043 | 1247.32 | 413.15
4044 | 1247.2 | 412.735
4045 | 1247.1906 | 412.441
4046 | 1247.034 | 410.4
4047 | 1247.0319 | 409.986
4048 | 1246.9858 | 409.979
4049 | 1246.7915 | 409.979
4050 | 1246.7064 | 408.804
4051 | 1246.7064 | 408.44
4052 | 1246.6844 | 407.663
4053 | 1246.649 | 407.579
4054 | 1246.4 | 407.579
4055 | 1246.4 | 406.461
4056 | 1246.4 | 406.281
4057 | 1246.387 | 405.979
4058 | 1246.3728 | 405.515
4059 | 1246.3699 | 405.333
4060 | 1245.954 | 405.199
4061 | 1245.736 | 403.19
4062 | 1245.6 | 401.179
4063 | 1245.6 | 400.981
4064 | 1245.0055 | 400.888
4065 | 1244.8 | 400.835
4066 | 1244.8 | 400.379
4067 | 1244.8 | 399.708
4068 | 1244.4999 | 399.579
4069 | 1244.499 | 399.579
4070 | 1244.374 | 399.201
4071 | 1244.187 | 399.101
4072 | 1244 | 398.912
4073 | 1243.9425 | 398.779
4074 | 1243.9425 | 398.779
4075 | 1243.9425 | 398.573
4076 | 1243.8855 | 398.567
4077 | 1243.5472 | 397.979
4078 | 1243.412 | 397.6
4079 | 1243.3736 | 397.179
4080 | 1243.2 | 397.179
4081 | 1243.2 | 397.058
4082 | 1243.0288 | 394.779
4083 | 1242.7375 | 394.779
4084 | 1242.4 | 394.546
4085 | 1242.3884 | 394.4
4086 | 1242.3487 | 394.172
4087 | 1241.914 | 393.698
4088 | 1241.663 | 392.643
4089 | 1241.662 | 392.558
4090 | 1241.6 | 392.379
4091 | 1241.5596 | 392.248
4092 | 1241.5501 | 392.248
4093 | 1241.5078 | 392.034
4094 | 1241.291 | 391.685
4095 | 1241.187 | 391.579
4096 | 1241.158 | 390.923
4097 | 1240.9649 | 390.814
4098 | 1240.8 | 390.779
4099 | 1240.7703 | 390.4
4100 | 1240.7703 | 390.105
4101 | 1240.471 | 389.979
4102 | 1240.205 | 389.979
4103 | 1240.0867 | 389.179
4104 | 1240.0192 | 388.887
4105 | 1240 | 388.693
4106 | 1240 | 388.559
4107 | 1240 | 388.469
4108 | 1239.89 | 388.379
4109 | 1239.8562 | 387.579
4110 | 1239.8362 | 387.579
4111 | 1239.767 | 387.463
4112 | 1239.5337 | 387.2
4113 | 1239.472 | 386.834
4114 | 1239.3475 | 386.779
4115 | 1239.2694 | 386.523
4116 | 1239.2 | 386.502
4117 | 1239.2 | 386.476
4118 | 1239.2 | 385.979
4119 | 1239.2 | 385.884
4120 | 1239.039 | 385.705
4121 | 1239.0123 | 385.694
4122 | 1238.9154 | 385.522
4123 | 1238.8415 | 385.228
4124 | 1238.812 | 385.179
4125 | 1238.6166 | 384.933
4126 | 1238.6157 | 384.812
4127 | 1238.61 | 384.379
4128 | 1238.5577 | 384.131
4129 | 1238.4395 | 384.022
4130 | 1238.4 | 384
4131 | 1238.4 | 382.4
4132 | 1238.1945 | 382.4
4133 | 1238.191 | 381.6
4134 | 1238.1 | 381.6
4135 | 1238.0554 | 380
4136 | 1237.7156 | 379.98
4137 | 1237.7056 | 379.632
4138 | 1237.7056 | 379.499
4139 | 1237.7056 | 379.356
4140 | 1237.6625 | 379.21
4141 | 1237.5674 | 378.4
4142 | 1237.532 | 378.4
4143 | 1237.1447 | 378.376
4144 | 1237.1447 | 378.345
4145 | 1237.0149 | 378.324
4146 | 1237.0149 | 377.979
4147 | 1236.892 | 377.573
4148 | 1236.8333 | 377.179
4149 | 1236.827 | 377.109
4150 | 1236.8 | 376.928
4151 | 1236.8 | 376.846
4152 | 1236.8 | 376.379
4153 | 1236.5588 | 375.891
4154 | 1236.4091 | 375.579
4155 | 1236.3242 | 375.384
4156 | 1236.1086 | 374.779
4157 | 1236.1086 | 373.979
4158 | 1235.9792 | 373.979
4159 | 1235.738 | 373.02
4160 | 1235.6617 | 372.895
4161 | 1235.312 | 372.387
4162 | 1235.2 | 372.295
4163 | 1234.863 | 372.113
4164 | 1234.4 | 371.624
4165 | 1234.4 | 371.579
4166 | 1234.242 | 371.376
4167 | 1234.1608 | 370.779
4168 | 1234.0498 | 370.779
4169 | 1234.046 | 370.4
4170 | 1233.7922 | 370.108
4171 | 1233.7778 | 369.659
4172 | 1233.7118 | 369.6
4173 | 1233.607 | 369.179
4174 | 1233.6 | 369.179
4175 | 1233.6 | 368.943
4176 | 1233.4671 | 368.8
4177 | 1233.4671 | 368.379
4178 | 1233.429 | 368.162
4179 | 1233.2875 | 367.913
4180 | 1233.2875 | 367.365
4181 | 1233.0561 | 367.2
4182 | 1232.8708 | 366.808
4183 | 1232.8 | 366.779
4184 | 1232.8 | 365.979
4185 | 1232.8 | 365.57
4186 | 1232.7184 | 365.545
4187 | 1232.4093 | 365.289
4188 | 1232.224 | 364.442
4189 | 1232.1801 | 364.379
4190 | 1232.152 | 364.155
4191 | 1232.0808 | 363.154
4192 | 1232 | 362.299
4193 | 1232 | 361.6
4194 | 1231.998 | 361.461
4195 | 1231.9892 | 361.179
4196 | 1231.626 | 360.517
4197 | 1231.447 | 359.579
4198 | 1231.431 | 359.579
4199 | 1231.2495 | 357.979
4200 | 1231.0896 | 357.979
4201 | 1231.0111 | 357.6
4202 | 1230.7987 | 356.379
4203 | 1230.7987 | 355.609
4204 | 1230.7481 | 355.292
4205 | 1230.6701 | 355.243
4206 | 1230.58 | 354.779
4207 | 1230.4932 | 354.4
4208 | 1230.4 | 354.4
4209 | 1230.4 | 353.979
4210 | 1230.108 | 353.46
4211 | 1230.108 | 353.179
4212 | 1230.0597 | 352.893
4213 | 1229.933 | 352.379
4214 | 1229.6 | 352.379
4215 | 1229.5985 | 351.731
4216 | 1229.4174 | 351.579
4217 | 1229.373 | 351.392
4218 | 1229.2948 | 349.979
4219 | 1229.1162 | 349.979
4220 | 1228.928 | 349.979
4221 | 1228.803 | 349.814
4222 | 1228.8 | 349.034
4223 | 1228.6313 | 348.705
4224 | 1228.3805 | 348.686
4225 | 1228.3805 | 348.085
4226 | 1228.3184 | 347.403
4227 | 1228.2872 | 347.267
4228 | 1228.1419 | 346.895
4229 | 1228.0848 | 346.42
4230 | 1228.071 | 346.122
4231 | 1228.0489 | 345.979
4232 | 1228 | 345.979
4233 | 1228 | 345.932
4234 | 1227.897 | 345.347
4235 | 1227.421 | 344.379
4236 | 1227.347 | 344.379
4237 | 1227.3453 | 344.184
4238 | 1227.291 | 342.809
4239 | 1227.2 | 342.4
4240 | 1226.996 | 342.36
4241 | 1226.957 | 341.979
4242 | 1226.9442 | 341.979
4243 | 1226.8474 | 341.628
4244 | 1226.7781 | 341.179
4245 | 1226.4 | 341.068
4246 | 1226.4 | 340.843
4247 | 1226.4 | 340.802
4248 | 1226.4 | 340.665
4249 | 1226.4 | 340.504
4250 | 1226.4 | 340.045
4251 | 1226.0084 | 338.779
4252 | 1225.8163 | 338.779
4253 | 1225.774 | 337.979
4254 | 1225.6264 | 337.179
4255 | 1225.6 | 336.228
4256 | 1225.6 | 334.779
4257 | 1225.6 | 333.179
4258 | 1225.6 | 332.039
4259 | 1225.411 | 331.607
4260 | 1225.3763 | 330.779
4261 | 1225.2732 | 330.746
4262 | 1225.2315 | 329.979
4263 | 1224.946 | 329.97
4264 | 1224.9167 | 329.222
4265 | 1224.801 | 328.379
4266 | 1224.8 | 328.379
4267 | 1224.544 | 328.379
4268 | 1224.436 | 327.958
4269 | 1224.246 | 327.374
4270 | 1223.9724 | 327.2
4271 | 1223.3853 | 326.779
4272 | 1223.2 | 326.597
4273 | 1223.2 | 326.085
4274 | 1223.2 | 325.6
4275 | 1222.75 | 325.235
4276 | 1222.7384 | 324.596
4277 | 1222.683 | 324.379
4278 | 1222.5996 | 324.334
4279 | 1222.5105 | 323.795
4280 | 1222.4 | 323.523
4281 | 1222.4 | 323.453
4282 | 1222.4 | 322.078
4283 | 1222.4 | 321.828
4284 | 1222.4 | 321.179
4285 | 1222.398 | 321.179
4286 | 1222.285 | 320.515
4287 | 1222.1238 | 320.379
4288 | 1221.935 | 320.379
4289 | 1221.8379 | 319.775
4290 | 1221.6987 | 319.579
4291 | 1221.6297 | 319.209
4292 | 1221.6 | 318.779
4293 | 1221.3717 | 318.643
4294 | 1221.1291 | 318.491
4295 | 1220.8328 | 317.979
4296 | 1220.8 | 317.842
4297 | 1220.8 | 317.708
4298 | 1220.5699 | 317.179
4299 | 1220.12 | 316.951
4300 | 1220.0359 | 316.626
4301 | 1220 | 316.476
4302 | 1220 | 316.379
4303 | 1220 | 315.341
4304 | 1220 | 315.208
4305 | 1219.8369 | 314.779
4306 | 1219.569 | 314.544
4307 | 1219.223 | 314.544
4308 | 1219.2 | 314.209
4309 | 1219.2 | 313.979
4310 | 1219.0571 | 313.356
4311 | 1218.7567 | 313.179
4312 | 1218.646 | 313.138
4313 | 1218.5665 | 312.714
4314 | 1218.473 | 312.653
4315 | 1218.4 | 312.379
4316 | 1218.2391 | 312.153
4317 | 1218.137 | 312.1
4318 | 1218.0211 | 312.1
4319 | 1217.803 | 311.579
4320 | 1217.7058 | 311.512
4321 | 1217.6 | 311.138
4322 | 1217.6 | 310.814
4323 | 1217.6 | 310.779
4324 | 1217.598 | 310.779
4325 | 1217.422 | 310.3
4326 | 1217.408 | 309.769
4327 | 1217.2856 | 309.179
4328 | 1217.2856 | 309.179
4329 | 1217.1598 | 309.179
4330 | 1217.119 | 308.88
4331 | 1216.9309 | 308.875
4332 | 1216.8483 | 308.802
4333 | 1216.8397 | 308.8
4334 | 1216.8 | 308.379
4335 | 1216.6852 | 308.227
4336 | 1216.588 | 307.677
4337 | 1216.436 | 307.599
4338 | 1216.2944 | 307.491
4339 | 1216.2944 | 306.73
4340 | 1216 | 306.007
4341 | 1216 | 305.884
4342 | 1216 | 305.884
4343 | 1216 | 305.882
4344 | 1215.9093 | 305.6
4345 | 1215.698 | 304.664
4346 | 1215.644 | 304.411
4347 | 1215.6037 | 304.379
4348 | 1215.6037 | 304.198
4349 | 1215.461 | 303.579
4350 | 1215.2952 | 303.579
4351 | 1215.2 | 303.415
4352 | 1215.149 | 302.649
4353 | 1215.1313 | 302.405
4354 | 1215.0892 | 301.179
4355 | 1215.0791 | 300.446
4356 | 1214.924 | 300.152
4357 | 1214.887 | 298.546
4358 | 1214.49 | 297.979
4359 | 1214.4 | 297.48
4360 | 1214.4 | 297.338
4361 | 1214.4 | 297.111
4362 | 1214.3544 | 296.939
4363 | 1214.3435 | 296.803
4364 | 1214.229 | 296.562
4365 | 1214.189 | 296.379
4366 | 1214.131 | 296
4367 | 1213.9294 | 295.745
4368 | 1213.91 | 295.419
4369 | 1213.663 | 294.161
4370 | 1213.608 | 293.29
4371 | 1213.6 | 293.179
4372 | 1213.6 | 292.543
4373 | 1212.985 | 292.38
4374 | 1212.909 | 292.379
4375 | 1212.8409 | 292.231
4376 | 1212.8063 | 292.226
4377 | 1212.806 | 291.579
4378 | 1212.8 | 291.578
4379 | 1212.8 | 291.419
4380 | 1212.52 | 291.39
4381 | 1212.443 | 291.063
4382 | 1212.067 | 290.844
4383 | 1212 | 290.779
4384 | 1212 | 290.779
4385 | 1212 | 290.683
4386 | 1212 | 290.32
4387 | 1211.7488 | 290.027
4388 | 1211.742 | 289.979
4389 | 1211.6653 | 289.569
4390 | 1211.4596 | 289.212
4391 | 1211.392 | 289.179
4392 | 1211.3632 | 288.383
4393 | 1211.2 | 287.996
4394 | 1211.2 | 287.751
4395 | 1211.2 | 286.779
4396 | 1211.2 | 286.779
4397 | 1211.064 | 286.779
4398 | 1210.9693 | 286.461
4399 | 1210.7689 | 286.104
4400 | 1210.6659 | 285.979
4401 | 1210.4 | 285.979
4402 | 1210.4 | 285.856
4403 | 1209.862 | 285.14
4404 | 1209.6927 | 285.112
4405 | 1209.6763 | 284.907
4406 | 1209.6 | 284.8
4407 | 1209.5909 | 284.786
4408 | 1209.1949 | 284.589
4409 | 1209.14 | 284.564
4410 | 1209.033 | 284.449
4411 | 1208.997 | 284.262
4412 | 1208.9158 | 283.692
4413 | 1208.8 | 283.579
4414 | 1208.7526 | 282.525
4415 | 1208.6635 | 282.444
4416 | 1208.6278 | 281.979
4417 | 1208.3058 | 281.179
4418 | 1208.0826 | 281.075
4419 | 1208 | 280.8
4420 | 1207.7239 | 280.484
4421 | 1207.4389 | 280.379
4422 | 1207.3155 | 279.708
4423 | 1207.2 | 279.579
4424 | 1207.2 | 279.579
4425 | 1207.2 | 279.579
4426 | 1207.2 | 279.579
4427 | 1207.142 | 279.502
4428 | 1207.035 | 279.2
4429 | 1206.9883 | 278.921
4430 | 1206.845 | 278.779
4431 | 1206.68 | 278.637
4432 | 1206.6721 | 278.114
4433 | 1206.6248 | 278.052
4434 | 1206.4888 | 277.979
4435 | 1206.4888 | 277.915
4436 | 1206.4 | 277.561
4437 | 1206.4 | 276.34
4438 | 1206.4 | 275.605
4439 | 1206.253 | 274.557
4440 | 1206.2528 | 274.174
4441 | 1206.214 | 273.106
4442 | 1205.8909 | 272.871
4443 | 1205.6919 | 272.708
4444 | 1205.541 | 272.548
4445 | 1205.407 | 272.295
4446 | 1205.397 | 272.295
4447 | 1204.9136 | 272.161
4448 | 1204.8 | 271.579
4449 | 1204.8 | 270.824
4450 | 1204.8 | 270.79
4451 | 1204.7818 | 270.647
4452 | 1204.6634 | 270.079
4453 | 1204.4444 | 269.979
4454 | 1204 | 269.979
4455 | 1204 | 269.979
4456 | 1204 | 269.179
4457 | 1204 | 268.34
4458 | 1203.916 | 267.579
4459 | 1203.862 | 267.579
4460 | 1203.8265 | 266.899
4461 | 1203.6531 | 266.779
4462 | 1203.4772 | 266.779
4463 | 1203.4772 | 266.696
4464 | 1203.2 | 266.261
4465 | 1203.2 | 265.675
4466 | 1203.199 | 265.368
4467 | 1203.114 | 265.179
4468 | 1203.09 | 264.94
4469 | 1203.0278 | 264.379
4470 | 1202.7821 | 264.379
4471 | 1202.5043 | 264.379
4472 | 1202.4 | 264.379
4473 | 1202.4 | 264.379
4474 | 1202.3589 | 263.912
4475 | 1202.344 | 263.469
4476 | 1201.79 | 263.118
4477 | 1201.79 | 262.779
4478 | 1201.671 | 262.64
4479 | 1201.6 | 261.979
4480 | 1201.6 | 261.949
4481 | 1201.4218 | 261.179
4482 | 1201.1464 | 261.179
4483 | 1201.14 | 260.623
4484 | 1201.115 | 260.341
4485 | 1201.095 | 260.123
4486 | 1200.8854 | 259.579
4487 | 1200.8 | 259.2
4488 | 1200.8 | 258.872
4489 | 1200.8 | 258.762
4490 | 1200.8 | 258.037
4491 | 1200.7723 | 257.979
4492 | 1200.7083 | 257.179
4493 | 1200.592 | 256.887
4494 | 1200.589 | 256.379
4495 | 1200.4086 | 256.379
4496 | 1200.3686 | 255.579
4497 | 1200.2556 | 255.342
4498 | 1200.195 | 254.754
4499 | 1200.115 | 254.521
4500 | 1200.1137 | 253.991
4501 | 1200 | 253.981
4502 | 1199.6331 | 253.979
4503 | 1199.5926 | 253.979
4504 | 1199.3168 | 253.179
4505 | 1199.3168 | 253.179
4506 | 1199.225 | 253.179
4507 | 1199.2 | 252.399
4508 | 1199.2 | 252.387
4509 | 1199.2 | 252.379
4510 | 1199.0566 | 251.82
4511 | 1198.9713 | 251.581
4512 | 1198.8976 | 251.581
4513 | 1198.8156 | 251.579
4514 | 1198.4 | 251.579
4515 | 1198.4 | 251.35
4516 | 1198.38 | 250.938
4517 | 1198.3366 | 249.19
4518 | 1198.1621 | 248.759
4519 | 1198.1208 | 248.328
4520 | 1198.058 | 248.31
4521 | 1198.0387 | 248.105
4522 | 1198.0387 | 247.843
4523 | 1197.79 | 247.492
4524 | 1197.303 | 247.061
4525 | 1197.2617 | 246.674
4526 | 1196.9072 | 246.384
4527 | 1196.8 | 245.478
4528 | 1196.8 | 245.179
4529 | 1196.4829 | 244.506
4530 | 1196.4679 | 244.47
4531 | 1196.422 | 244.345
4532 | 1196.191 | 244.221
4533 | 1196.1437 | 243.889
4534 | 1196.1292 | 243.729
4535 | 1196 | 243.713
4536 | 1196 | 243.711
4537 | 1196 | 243.579
4538 | 1195.968 | 243.579
4539 | 1195.6673 | 243.437
4540 | 1195.5738 | 243.428
4541 | 1195.5738 | 242.779
4542 | 1195.4363 | 242.779
4543 | 1195.22 | 242.779
4544 | 1195.2 | 242.572
4545 | 1195.2 | 241.979
4546 | 1195.2 | 241.979
4547 | 1194.744 | 241.856
4548 | 1194.5136 | 241.717
4549 | 1194.461 | 241.399
4550 | 1194.4 | 241.206
4551 | 1194.4 | 241.179
4552 | 1194.4 | 240.883
4553 | 1193.8661 | 240.379
4554 | 1193.7386 | 240.281
4555 | 1193.708 | 240.134
4556 | 1193.6 | 239.068
4557 | 1193.6 | 238.779
4558 | 1193.2138 | 238.043
4559 | 1193.172 | 237.726
4560 | 1193.029 | 237.662
4561 | 1192.8111 | 237.514
4562 | 1192.7735 | 237.514
4563 | 1192.6799 | 237.182
4564 | 1192.4164 | 237.179
4565 | 1192.407 | 237.179
4566 | 1192.262 | 235.892
4567 | 1192 | 235.873
4568 | 1192 | 235.224
4569 | 1192 | 234.4
4570 | 1192 | 233.898
4571 | 1191.895 | 233.589
4572 | 1191.8232 | 233.543
4573 | 1191.5872 | 233.488
4574 | 1191.5782 | 233.429
4575 | 1191.2752 | 233.261
4576 | 1191.2 | 232.379
4577 | 1191.2 | 231.991
4578 | 1191.158 | 231.953
4579 | 1191.082 | 231.743
4580 | 1190.5629 | 231.579
4581 | 1190.56 | 231.106
4582 | 1190.482 | 230.755
4583 | 1190.4 | 230.751
4584 | 1190.4 | 230.4
4585 | 1190.0714 | 229.486
4586 | 1189.8149 | 229.179
4587 | 1189.7541 | 229.179
4588 | 1189.61 | 228.379
4589 | 1189.6 | 227.579
4590 | 1189.6 | 226.445
4591 | 1189.6 | 226.256
4592 | 1189.6 | 225.979
4593 | 1189.6 | 225.696
4594 | 1189.3358 | 225.083
4595 | 1189.1388 | 224.945
4596 | 1188.8 | 224.711
4597 | 1188.8 | 224.576
4598 | 1188.667 | 223.758
4599 | 1188.5309 | 223.579
4600 | 1188.3885 | 223.2
4601 | 1188.218 | 222.814
4602 | 1188 | 222.358
4603 | 1187.9385 | 222.332
4604 | 1187.8648 | 222.139
4605 | 1187.8648 | 221.979
4606 | 1187.464 | 221.179
4607 | 1187.2856 | 221.179
4608 | 1187.2 | 221.086
4609 | 1187.1293 | 220.981
4610 | 1187.0499 | 220.693
4611 | 1186.9605 | 220.533
4612 | 1186.715 | 220.503
4613 | 1186.5863 | 220.421
4614 | 1186.4 | 220.379
4615 | 1186.3938 | 220.379
4616 | 1186.13 | 220.379
4617 | 1186.075 | 220.236
4618 | 1185.9043 | 219.601
4619 | 1185.808 | 219.255
4620 | 1185.7689 | 218.779
4621 | 1185.424 | 218.649
4622 | 1185.2801 | 218.4
4623 | 1185.2757 | 218.105
4624 | 1185.2136 | 217.979
4625 | 1185.147 | 217.979
4626 | 1185.0608 | 217.745
4627 | 1184.9728 | 217.179
4628 | 1184.9728 | 217.179
4629 | 1184.9728 | 217.179
4630 | 1184.8307 | 216.731
4631 | 1184.8307 | 216.495
4632 | 1184.8307 | 216.379
4633 | 1184.8 | 216.379
4634 | 1184.8 | 215.76
4635 | 1184.4607 | 215.66
4636 | 1184.2177 | 215.579
4637 | 1184.1872 | 215.579
4638 | 1184.1872 | 214.983
4639 | 1184 | 214.925
4640 | 1184 | 214.869
4641 | 1183.914 | 214.045
4642 | 1183.594 | 213.672
4643 | 1183.4517 | 213.658
4644 | 1183.22 | 213.419
4645 | 1183.2 | 213.341
4646 | 1183.2 | 213.179
4647 | 1183.2 | 213.179
4648 | 1182.9589 | 212.977
4649 | 1182.912 | 212.605
4650 | 1182.818 | 212.542
4651 | 1182.7428 | 212.379
4652 | 1182.657 | 211.746
4653 | 1182.509 | 211.595
4654 | 1182.4 | 210.4
4655 | 1182.4 | 210.388
4656 | 1182.4 | 209.979
4657 | 1182.4 | 209.979
4658 | 1182.365 | 209.928
4659 | 1182.361 | 209.702
4660 | 1181.9806 | 209.658
4661 | 1181.9806 | 209.179
4662 | 1181.7602 | 209.179
4663 | 1181.647 | 208.379
4664 | 1181.6 | 208.379
4665 | 1181.242 | 208.141
4666 | 1181.19 | 207.884
4667 | 1181.115 | 207.8
4668 | 1181.0885 | 207.74
4669 | 1180.946 | 207.483
4670 | 1180.8 | 207.075
4671 | 1180.8 | 206.779
4672 | 1180.8 | 206.779
4673 | 1180.8 | 206.736
4674 | 1180.5096 | 205.531
4675 | 1180.5096 | 205.374
4676 | 1180.3883 | 205.223
4677 | 1180.2871 | 204.67
4678 | 1180 | 204.379
4679 | 1179.9083 | 204.364
4680 | 1179.7741 | 203.82
4681 | 1179.725 | 203.819
4682 | 1179.3922 | 203.777
4683 | 1179.3631 | 202.93
4684 | 1179.3466 | 202.779
4685 | 1179.255 | 202.779
4686 | 1179.2 | 202.703
4687 | 1179.2 | 201.513
4688 | 1179.2 | 201.179
4689 | 1179.0386 | 200.756
4690 | 1178.9974 | 200.379
4691 | 1178.5865 | 200.379
4692 | 1178.5 | 200
4693 | 1178.4929 | 199.55
4694 | 1178.4 | 198.779
4695 | 1178.4 | 198.779
4696 | 1178.36 | 198.53
4697 | 1178.3067 | 198.008
4698 | 1178.106 | 197.979
4699 | 1178.0217 | 197.629
4700 | 1177.8008 | 197.179
4701 | 1177.8001 | 197.097
4702 | 1177.6161 | 196.537
4703 | 1177.5675 | 196.379
4704 | 1177.554 | 196.379
4705 | 1177.4916 | 195.969
4706 | 1177.0613 | 195.957
4707 | 1176.84 | 195.579
4708 | 1176.832 | 195.579
4709 | 1176.8108 | 194.941
4710 | 1176.8 | 194.74
4711 | 1176.8 | 193.515
4712 | 1176.8 | 193.092
4713 | 1176.8 | 192.734
4714 | 1176.7039 | 192
4715 | 1176.207 | 191.649
4716 | 1176.0394 | 191.636
4717 | 1176 | 191.579
4718 | 1175.793 | 191.372
4719 | 1175.544 | 190.887
4720 | 1175.372 | 190.23
4721 | 1175.229 | 189.979
4722 | 1175.2 | 189.979
4723 | 1175.2 | 189.179
4724 | 1175.0536 | 189.149
4725 | 1175.0134 | 189.093
4726 | 1174.9733 | 188.379
4727 | 1174.7929 | 187.066
4728 | 1174.6209 | 187.054
4729 | 1174.6132 | 187.013
4730 | 1174.6132 | 186.779
4731 | 1174.5986 | 186.465
4732 | 1174.1449 | 185.979
4733 | 1173.9536 | 185.688
4734 | 1173.817 | 185.179
4735 | 1173.8164 | 184.651
4736 | 1173.7765 | 184.479
4737 | 1173.6 | 184.379
4738 | 1173.32 | 184.379
4739 | 1173.122 | 184.033
4740 | 1172.832 | 183.854
4741 | 1172.8 | 183.701
4742 | 1172.8 | 182.883
4743 | 1172.3997 | 182.868
4744 | 1172.2624 | 182.779
4745 | 1172.039 | 182.129
4746 | 1172 | 182.028
4747 | 1172 | 181.717
4748 | 1171.973 | 181.717
4749 | 1171.9502 | 181.636
4750 | 1171.847 | 181.179
4751 | 1171.6916 | 180.68
4752 | 1171.349 | 180.172
4753 | 1171.326 | 180
4754 | 1171.2 | 178.779
4755 | 1171.09 | 178.779
4756 | 1171.084 | 178.777
4757 | 1170.7092 | 177.979
4758 | 1170.6288 | 177.979
4759 | 1170.5985 | 177.479
4760 | 1170.4 | 176.911
4761 | 1170.3146 | 176.74
4762 | 1170.2123 | 176.606
4763 | 1170.2102 | 176.4
4764 | 1169.848 | 176.379
4765 | 1169.6 | 176.379
4766 | 1169.6 | 175.886
4767 | 1169.6 | 175.736
4768 | 1169.6 | 175.332
4769 | 1169.1854 | 174.472
4770 | 1169.049 | 174.019
4771 | 1168.8 | 173.887
4772 | 1168.8 | 173.6
4773 | 1168.8 | 173.542
4774 | 1168.6743 | 173.495
4775 | 1168.515 | 173.179
4776 | 1168.446 | 173.028
4777 | 1168.1969 | 172.738
4778 | 1168.124 | 172.698
4779 | 1168.045 | 172.698
4780 | 1168 | 172.579
4781 | 1168 | 172.379
4782 | 1168 | 172.264
4783 | 1167.9465 | 171.216
4784 | 1167.854 | 171.2
4785 | 1167.775 | 170.616
4786 | 1167.7466 | 170.331
4787 | 1167.432 | 169.979
4788 | 1167.329 | 169.222
4789 | 1167.2 | 169.156
4790 | 1167.2 | 168.303
4791 | 1167.2 | 167.957
4792 | 1167.2 | 167.751
4793 | 1166.9312 | 167.579
4794 | 1166.901 | 167.579
4795 | 1166.426 | 167.579
4796 | 1166.42 | 166.813
4797 | 1166.4 | 166.779
4798 | 1166.299 | 165.979
4799 | 1166.2254 | 165.979
4800 | 1166.196 | 165.979
4801 | 1165.9822 | 165.756
4802 | 1165.8744 | 165.32
4803 | 1165.8744 | 165.179
4804 | 1165.6 | 165.14
4805 | 1165.6 | 164.379
4806 | 1165.6 | 164.379
4807 | 1165.6 | 163.956
4808 | 1165.4076 | 163.765
4809 | 1165.374 | 163.579
4810 | 1165.2976 | 163.006
4811 | 1165.2105 | 162.928
4812 | 1165.1837 | 162.338
4813 | 1165.131 | 161.549
4814 | 1165.0637 | 161.542
4815 | 1165.0506 | 160.8
4816 | 1164.8 | 160.745
4817 | 1164.8 | 160.449
4818 | 1164.6709 | 160.379
4819 | 1164.5561 | 159.948
4820 | 1164.4744 | 159.615
4821 | 1164.458 | 159.614
4822 | 1164.3879 | 159.561
4823 | 1164.3282 | 159.043
4824 | 1164.3282 | 158.779
4825 | 1164.3282 | 158.534
4826 | 1163.9011 | 158.266
4827 | 1163.639 | 158.159
4828 | 1163.5669 | 157.979
4829 | 1163.2 | 157.979
4830 | 1163.2 | 157.401
4831 | 1163.1117 | 157.357
4832 | 1162.8571 | 157.064
4833 | 1162.8571 | 156.852
4834 | 1162.7946 | 156.653
4835 | 1162.7327 | 156.165
4836 | 1162.6599 | 156.155
4837 | 1162.556 | 155.579
4838 | 1162.5522 | 155.471
4839 | 1162.4 | 155.471
4840 | 1162.4 | 155.077
4841 | 1162.384 | 154.333
4842 | 1162.3773 | 153.979
4843 | 1162.2995 | 153.573
4844 | 1162.2995 | 153.399
4845 | 1162.25 | 153.179
4846 | 1162.174 | 153.179
4847 | 1162.1216 | 153.179
4848 | 1162.094 | 152.776
4849 | 1161.964 | 152.59
4850 | 1161.734 | 152.511
4851 | 1161.6 | 152.405
4852 | 1161.3384 | 152.379
4853 | 1161.248 | 152.116
4854 | 1161.104 | 151.422
4855 | 1161.093 | 151.397
4856 | 1161.083 | 151.073
4857 | 1161.0661 | 150.934
4858 | 1161.038 | 150.584
4859 | 1160.8 | 150.521
4860 | 1160.599 | 150.199
4861 | 1160.5057 | 149.735
4862 | 1160.349 | 149.595
4863 | 1160.2693 | 149.594
4864 | 1159.956 | 149.255
4865 | 1159.838 | 148.943
4866 | 1159.81 | 147.786
4867 | 1159.54 | 147.579
4868 | 1159.2 | 147.198
4869 | 1159.2 | 146.779
4870 | 1158.633 | 145.633
4871 | 1158.511 | 145.179
4872 | 1158.444 | 145.179
4873 | 1158.4 | 145.179
4874 | 1158.4 | 145.156
4875 | 1158.39 | 145.05
4876 | 1158.2769 | 144.379
4877 | 1158.2769 | 144.379
4878 | 1157.6379 | 144.379
4879 | 1157.6 | 142.933
4880 | 1157.2293 | 142.779
4881 | 1157.201 | 142.753
4882 | 1157.0817 | 142.694
4883 | 1156.956 | 141.689
4884 | 1156.8955 | 141.485
4885 | 1156.8955 | 141.179
4886 | 1156.838 | 141.179
4887 | 1156.8 | 141.179
4888 | 1156.517 | 141.174
4889 | 1156.3257 | 140.966
4890 | 1156 | 140.82
4891 | 1156 | 140.544
4892 | 1155.725 | 140.379
4893 | 1155.7145 | 139.849
4894 | 1155.5019 | 139.724
4895 | 1155.338 | 139.579
4896 | 1155.2987 | 139.229
4897 | 1155.2 | 139.126
4898 | 1155.2 | 138.816
4899 | 1154.806 | 138.779
4900 | 1154.7758 | 138.575
4901 | 1154.691 | 138.431
4902 | 1154.1328 | 138.4
4903 | 1154.1328 | 138.278
4904 | 1154.0047 | 137.335
4905 | 1153.9649 | 136.8
4906 | 1153.6 | 136.268
4907 | 1153.519 | 136.267
4908 | 1153.41 | 136.224
4909 | 1153.367 | 136.071
4910 | 1153.1952 | 135.76
4911 | 1152.9763 | 134.902
4912 | 1152.8 | 134.303
4913 | 1152.8 | 133.979
4914 | 1152.8 | 133.979
4915 | 1152.652 | 133.898
4916 | 1152 | 133.65
4917 | 1152 | 133.404
4918 | 1151.9371 | 133.015
4919 | 1151.8243 | 131.579
4920 | 1151.8243 | 131.541
4921 | 1151.437 | 131.071
4922 | 1151.05 | 130.889
4923 | 1150.936 | 129.956
4924 | 1150.8718 | 128.956
4925 | 1150.6454 | 127.748
4926 | 1150.5013 | 127.579
4927 | 1150.4507 | 127.2
4928 | 1150.4 | 127.029
4929 | 1150.4 | 126.647
4930 | 1150.4 | 126.4
4931 | 1150.3401 | 126.306
4932 | 1150.1519 | 125.979
4933 | 1149.785 | 125.979
4934 | 1149.6178 | 125.979
4935 | 1149.6 | 125.892
4936 | 1149.6 | 125.839
4937 | 1149.6 | 125.15
4938 | 1149.254 | 124.845
4939 | 1149.101 | 124.8
4940 | 1148.4205 | 124.8
4941 | 1148.1467 | 124.379
4942 | 1148.1467 | 124.379
4943 | 1148.1467 | 124.379
4944 | 1148 | 123.533
4945 | 1148 | 123.2
4946 | 1148 | 123.118
4947 | 1147.9167 | 122.756
4948 | 1147.7987 | 122.527
4949 | 1147.683 | 122.356
4950 | 1147.5377 | 122.318
4951 | 1147.534 | 121.202
4952 | 1147.519 | 121.179
4953 | 1147.4112 | 120.951
4954 | 1147.4094 | 120.871
4955 | 1147.38 | 120.807
4956 | 1147.369 | 120.379
4957 | 1147.2 | 120.379
4958 | 1147.2 | 120.16
4959 | 1147.2 | 120
4960 | 1147.17 | 119.91
4961 | 1147.0671 | 119.419
4962 | 1147.015 | 119.403
4963 | 1146.697 | 119.306
4964 | 1146.669 | 119.141
4965 | 1146.5832 | 119.098
4966 | 1146.42 | 118.864
4967 | 1146.4 | 118.839
4968 | 1146.4 | 118.4
4969 | 1146.178 | 117.962
4970 | 1146.147 | 117.088
4971 | 1145.9282 | 116.95
4972 | 1145.8446 | 116.8
4973 | 1145.7167 | 116.541
4974 | 1145.6 | 116.145
4975 | 1145.6 | 116.132
4976 | 1145.6 | 116.119
4977 | 1145.5301 | 116
4978 | 1145.1539 | 115.579
4979 | 1144.8 | 115.477
4980 | 1144.8 | 115.22
4981 | 1144.8 | 114.987
4982 | 1144.4632 | 114.894
4983 | 1144.3567 | 114.779
4984 | 1144.1924 | 114.779
4985 | 1144.168 | 114.758
4986 | 1144 | 114.4
4987 | 1143.986 | 114.4
4988 | 1143.3262 | 113.678
4989 | 1143.278 | 113.6
4990 | 1143.2188 | 113.518
4991 | 1143.193 | 113.179
4992 | 1143.128 | 113.123
4993 | 1142.5534 | 112.861
4994 | 1142.4 | 112.861
4995 | 1142.4 | 112.656
4996 | 1142.4 | 112.391
4997 | 1142.4 | 112.379
4998 | 1142.288 | 112.379
4999 | 1142.233 | 112.379
5000 | 1141.8157 | 111.2
5001 | 1141.7005 | 110.914
5002 | 1141.6 | 110.779
5003 | 1141.587 | 110.576
5004 | 1141.3284 | 110.4
5005 | 1141.3222 | 110.4
5006 | 1141.1439 | 110.4
5007 | 1141.0098 | 110.4
5008 | 1141.0098 | 110.4
5009 | 1140.835 | 110.328
5010 | 1140.8 | 109.819
5011 | 1140.583 | 109.6
5012 | 1140.384 | 109.6
5013 | 1140.3677 | 108.8
5014 | 1140.2509 | 108.379
5015 | 1140.056 | 108.379
5016 | 1140 | 108.379
5017 | 1140 | 108.377
5018 | 1140 | 108.333
5019 | 1139.749 | 108.121
5020 | 1139.5362 | 108
5021 | 1139.46 | 108
5022 | 1139.333 | 107.9
5023 | 1139.3205 | 107.813
5024 | 1139.2 | 107.579
5025 | 1139.2 | 107.579
5026 | 1138.585 | 107.217
5027 | 1138.4192 | 107.217
5028 | 1138.4 | 107.217
5029 | 1138.4 | 107.2
5030 | 1138.269 | 107.136
5031 | 1138.2471 | 107.123
5032 | 1138.22 | 106.988
5033 | 1137.9564 | 106.825
5034 | 1137.6 | 106.779
5035 | 1137.6 | 106.65
5036 | 1137.5314 | 106.4
5037 | 1137.376 | 106.4
5038 | 1137.1705 | 106.211
5039 | 1137.1139 | 106.119
5040 | 1137.052 | 105.986
5041 | 1136.8 | 105.915
5042 | 1136.61 | 105.741
5043 | 1136.3975 | 105.6
5044 | 1136.175 | 105.6
5045 | 1136.1375 | 105.5
5046 | 1135.9657 | 105.432
5047 | 1135.9 | 105.189
5048 | 1135.797 | 105.189
5049 | 1135.5657 | 105.179
5050 | 1135.24 | 104.887
5051 | 1135.205 | 104.887
5052 | 1135.2 | 104.8
5053 | 1135.0278 | 104.8
5054 | 1134.7688 | 104.8
5055 | 1134.4 | 104.432
5056 | 1134.4 | 104.376
5057 | 1134.3734 | 104.11
5058 | 1134.3301 | 104
5059 | 1134.3297 | 104
5060 | 1134.203 | 103.864
5061 | 1134.1783 | 103.861
5062 | 1133.6 | 103.579
5063 | 1133.5528 | 103.333
5064 | 1133.4363 | 103.2
5065 | 1133.4123 | 103.104
5066 | 1133.191 | 102.736
5067 | 1133.1751 | 102.626
5068 | 1132.8406 | 102.4
5069 | 1132.8 | 102.236
5070 | 1132.7008 | 102.229
5071 | 1132.6778 | 102.221
5072 | 1132.464 | 101.816
5073 | 1132.1777 | 101.779
5074 | 1132.013 | 101.779
5075 | 1132 | 101.632
5076 | 1132 | 101.6
5077 | 1131.4817 | 101.6
5078 | 1131.45 | 101.6
5079 | 1131.3953 | 101.6
5080 | 1131.3791 | 101.205
5081 | 1131.3402 | 101.179
5082 | 1131.2 | 101.002
5083 | 1131.2 | 100.8
5084 | 1131.2 | 100.766
5085 | 1131.2 | 100.593
5086 | 1131.076 | 100.593
5087 | 1131.027 | 100.379
5088 | 1130.671 | 100.379
5089 | 1130.656 | 100.245
5090 | 1130.4682 | 100
5091 | 1130.4 | 100
5092 | 1130.342 | 99.948
5093 | 1130.2855 | 99.775
5094 | 1129.8233 | 99.536
5095 | 1129.6 | 99.448
5096 | 1129.0885 | 99.395
5097 | 1128.9285 | 99.2
5098 | 1128.8 | 98.957
5099 | 1128.8 | 98.729
5100 | 1128.8 | 98.671
5101 | 1128.8 | 98.56
5102 | 1128.7455 | 98.4
5103 | 1128.6053 | 98.4
5104 | 1128.5775 | 98.4
5105 | 1128 | 98.4
5106 | 1128 | 98.083
5107 | 1128 | 97.979
5108 | 1127.7874 | 97.977
5109 | 1127.5968 | 97.824
5110 | 1127.5522 | 97.6
5111 | 1127.5522 | 97.322
5112 | 1127.549 | 97.241
5113 | 1127.493 | 96.8
5114 | 1127.2 | 96.8
5115 | 1127.2 | 96.506
5116 | 1127.2 | 96.504
5117 | 1127.2 | 96.379
5118 | 1127.2 | 96.344
5119 | 1127.015 | 96.176
5120 | 1126.9881 | 95.805
5121 | 1126.9766 | 95.794
5122 | 1126.9696 | 95.5
5123 | 1126.8 | 95.2
5124 | 1126.6764 | 95.2
5125 | 1126.5055 | 95.2
5126 | 1126.5055 | 94.882
5127 | 1126.43 | 94.868
5128 | 1126.4 | 94.868
5129 | 1126.4 | 94.83
5130 | 1126.266 | 94.779
5131 | 1125.992 | 94.69
5132 | 1125.8148 | 94.4
5133 | 1125.6 | 94.4
5134 | 1125.5 | 94.147
5135 | 1125.488 | 94.033
5136 | 1125.3411 | 93.6
5137 | 1125.237 | 93.411
5138 | 1125.2328 | 93.277
5139 | 1124.8 | 92.811
5140 | 1124.637 | 92.806
5141 | 1124.2295 | 92.8
5142 | 1124.1761 | 92.676
5143 | 1124 | 92.379
5144 | 1123.8746 | 92.046
5145 | 1123.8746 | 92
5146 | 1123.8746 | 92
5147 | 1123.825 | 91.94
5148 | 1123.7505 | 91.657
5149 | 1123.4907 | 91.642
5150 | 1123.1632 | 91.642
5151 | 1122.8155 | 91.597
5152 | 1122.777 | 91.579
5153 | 1122.775 | 91.2
5154 | 1122.711 | 91.2
5155 | 1122.6757 | 91.2
5156 | 1122.6445 | 91.023
5157 | 1122.6312 | 90.92
5158 | 1122.521 | 90.779
5159 | 1122.4035 | 90.779
5160 | 1122.4 | 90.779
5161 | 1122.4 | 90.455
5162 | 1122.4 | 90.316
5163 | 1122.3613 | 89.6
5164 | 1121.8987 | 89.6
5165 | 1121.6603 | 89.6
5166 | 1121.6 | 89.239
5167 | 1121.6 | 89.151
5168 | 1121.6 | 88.998
5169 | 1121.6 | 88.998
5170 | 1121.6 | 88.8
5171 | 1121.586 | 88.379
5172 | 1121.5161 | 88.342
5173 | 1121.2717 | 88.342
5174 | 1121.1221 | 88.262
5175 | 1120.8 | 88.262
5176 | 1120.197 | 88.213
5177 | 1120.1603 | 88
5178 | 1120.1186 | 88
5179 | 1120 | 87.886
5180 | 1120 | 87.847
5181 | 1120 | 87.658
5182 | 1119.86 | 87.658
5183 | 1119.4615 | 87.513
5184 | 1119.4615 | 87.431
5185 | 1119.408 | 87.2
5186 | 1119.2978 | 87.197
5187 | 1119.2 | 87.026
5188 | 1119.0192 | 86.788
5189 | 1118.7913 | 86.779
5190 | 1118.7892 | 86.779
5191 | 1118.7189 | 86.125
5192 | 1118.58 | 86.019
5193 | 1118.4 | 85.979
5194 | 1118.4 | 85.837
5195 | 1118.4 | 85.749
5196 | 1118.4 | 85.645
5197 | 1118.1698 | 85.6
5198 | 1118.0342 | 85.6
5199 | 1117.6 | 85.6
5200 | 1117.5266 | 85.473
5201 | 1117.404 | 84.906
5202 | 1117.2373 | 84.806
5203 | 1117.2373 | 84.8
5204 | 1117.132 | 84.585
5205 | 1117.045 | 84.47
5206 | 1117.0011 | 84.283
5207 | 1116.8 | 84
5208 | 1116.4602 | 83.849
5209 | 1116.444 | 83.849
5210 | 1116.4404 | 83.637
5211 | 1115.6435 | 83.163
5212 | 1115.5132 | 82.779
5213 | 1115.506 | 82.378
5214 | 1115.4545 | 82.378
5215 | 1115.2 | 82.378
5216 | 1115.2 | 82.378
5217 | 1115.1485 | 81.979
5218 | 1114.978 | 81.786
5219 | 1114.9063 | 81.643
5220 | 1114.771 | 81.6
5221 | 1114.766 | 81.501
5222 | 1114.3042 | 81.501
5223 | 1114.1294 | 81.155
5224 | 1114.082 | 81.056
5225 | 1114.0731 | 80.81
5226 | 1114.0731 | 80.81
5227 | 1114.0497 | 80.74
5228 | 1114.0497 | 80.667
5229 | 1113.8843 | 80.119
5230 | 1113.713 | 79.579
5231 | 1113.621 | 79.246
5232 | 1113.6 | 78.779
5233 | 1113.5773 | 78.738
5234 | 1113.5542 | 78.701
5235 | 1113.3524 | 78.201
5236 | 1113.2529 | 77.979
5237 | 1113.0665 | 77.6
5238 | 1113.0576 | 77.465
5239 | 1112.8 | 77.46
5240 | 1112.6918 | 77.373
5241 | 1112.5755 | 77.357
5242 | 1112.4017 | 75.748
5243 | 1112.084 | 75.264
5244 | 1112.0011 | 74.779
5245 | 1112 | 74.526
5246 | 1111.595 | 74.372
5247 | 1111.3104 | 73.903
5248 | 1111.2 | 73.279
5249 | 1111.2 | 73.179
5250 | 1111.2 | 72.468
5251 | 1111.0216 | 71.898
5252 | 1110.796 | 71.898
5253 | 1110.708 | 71.898
5254 | 1110.6197 | 71.579
5255 | 1110.6197 | 70.841
5256 | 1110.192 | 70.779
5257 | 1109.9109 | 70.779
5258 | 1109.8997 | 70.293
5259 | 1109.7952 | 69.979
5260 | 1109.748 | 69.828
5261 | 1109.6 | 69.292
5262 | 1109.6 | 69.179
5263 | 1109.6 | 69.179
5264 | 1109.428 | 69.178
5265 | 1109.3055 | 67.957
5266 | 1109.1642 | 67.569
5267 | 1108.8 | 67.564
5268 | 1108.431 | 67.085
5269 | 1108 | 67.085
5270 | 1108 | 67.063
5271 | 1107.6746 | 66.779
5272 | 1107.5098 | 66.779
5273 | 1107.3417 | 66.751
5274 | 1107.2 | 66.127
5275 | 1106.8931 | 65.519
5276 | 1106.8777 | 65.492
5277 | 1106.751 | 65.183
5278 | 1106.567 | 65.179
5279 | 1106.5238 | 64.321
5280 | 1106.5238 | 64.287
5281 | 1106.455 | 63.579
5282 | 1106.4 | 62.368
5283 | 1106.227 | 62.218
5284 | 1105.904 | 61.979
5285 | 1105.7849 | 61.149
5286 | 1105.6 | 60.748
5287 | 1105.581 | 60.379
5288 | 1105.284 | 60.026
5289 | 1105.284 | 59.579
5290 | 1105.275 | 58.779
5291 | 1105.1884 | 58.779
5292 | 1105.1745 | 58.718
5293 | 1105.0942 | 58.084
5294 | 1104.938 | 58.041
5295 | 1104.8061 | 57.413
5296 | 1104.482 | 57.394
5297 | 1104.2739 | 57.394
5298 | 1104.242 | 57.179
5299 | 1104.063 | 57.179
5300 | 1104.0155 | 57.179
5301 | 1104 | 56.937
5302 | 1104 | 56.703
5303 | 1103.6522 | 54.93
5304 | 1103.5739 | 54.223
5305 | 1103.419 | 54.156
5306 | 1103.3684 | 54.059
5307 | 1103.2 | 53.979
5308 | 1103.2 | 53.545
5309 | 1102.819 | 53.512
5310 | 1102.5551 | 53.198
5311 | 1102.5445 | 53.179
5312 | 1102.4753 | 52.94
5313 | 1102.4 | 52.39
5314 | 1102.4 | 52.368
5315 | 1102.325 | 52.297
5316 | 1102.0699 | 51.776
5317 | 1101.8888 | 51.047
5318 | 1101.8299 | 50.779
5319 | 1101.732 | 50.487
5320 | 1101.6408 | 49.979
5321 | 1101.6 | 48.84
5322 | 1101.6 | 48.759
5323 | 1101.4945 | 48.757
5324 | 1100.807 | 48.697
5325 | 1100.8 | 48.4
5326 | 1100.388 | 48.379
5327 | 1100.2595 | 48.095
5328 | 1100.2595 | 47.724
5329 | 1100.227 | 47.579
5330 | 1100.114 | 47.453
5331 | 1100.0177 | 47.338
5332 | 1100 | 46.779
5333 | 1099.9253 | 46.779
5334 | 1099.6024 | 46.779
5335 | 1099.177 | 45.616
5336 | 1098.997 | 45.61
5337 | 1098.9089 | 45.513
5338 | 1098.8781 | 45.013
5339 | 1098.8669 | 44.14
5340 | 1098.458 | 43.69
5341 | 1098.4 | 43.579
5342 | 1098.227 | 42.91
5343 | 1098.1261 | 42.816
5344 | 1098.0768 | 42.779
5345 | 1098.0623 | 42.779
5346 | 1097.92 | 42.723
5347 | 1097.3959 | 42.686
5348 | 1097.2 | 42.332
5349 | 1096.806 | 42.29
5350 | 1096.7099 | 42.149
5351 | 1096.2598 | 42.008
5352 | 1095.8283 | 41.061
5353 | 1095.822 | 40.379
5354 | 1095.2 | 39.691
5355 | 1095.1893 | 39.579
5356 | 1095.157 | 39.47
5357 | 1094.9209 | 39.436
5358 | 1094.6009 | 38.77
5359 | 1094.5292 | 38.4
5360 | 1094.4 | 37.979
5361 | 1094.398 | 37.979
5362 | 1094.2419 | 37.979
5363 | 1094.152 | 37.179
5364 | 1094.1275 | 36.673
5365 | 1093.9 | 36.403
5366 | 1093.7182 | 36.379
5367 | 1093.6 | 35.883
5368 | 1093.3526 | 35.599
5369 | 1093.259 | 35.51
5370 | 1093.0432 | 34.779
5371 | 1093.028 | 34.779
5372 | 1092.9827 | 34.779
5373 | 1092.8 | 34.733
5374 | 1092.8 | 34.722
5375 | 1092.7 | 34.579
5376 | 1092.6207 | 33.987
5377 | 1092.491 | 33.179
5378 | 1092.2168 | 32.884
5379 | 1092 | 32.446
5380 | 1092 | 32.379
5381 | 1091.61 | 32.363
5382 | 1091.5981 | 32.145
5383 | 1091.508 | 31.838
5384 | 1091.276 | 31.748
5385 | 1091.2 | 31.579
5386 | 1090.8972 | 31.579
5387 | 1090.7762 | 31.119
5388 | 1090.5899 | 30.915
5389 | 1090.429 | 30.779
5390 | 1090.4 | 30.779
5391 | 1089.986 | 30.055
5392 | 1089.836 | 29.981
5393 | 1089.7222 | 29.979
5394 | 1089.6 | 29.131
5395 | 1089.6 | 28.461
5396 | 1089.279 | 28.379
5397 | 1089.2673 | 28.222
5398 | 1088.8 | 28.103
5399 | 1088.8 | 27.694
5400 | 1088.8 | 27.579
5401 | 1088.8 | 27.003
5402 | 1088.8 | 26.867
5403 | 1088.675 | 26.779
5404 | 1088.5696 | 26.631
5405 | 1088.323 | 26.071
5406 | 1088.1963 | 25.179
5407 | 1088 | 25.042
5408 | 1088 | 24.379
5409 | 1087.883 | 24.379
5410 | 1087.8341 | 24.379
5411 | 1087.8341 | 23.579
5412 | 1087.8272 | 23.579
5413 | 1087.4829 | 23.236
5414 | 1087.344 | 22.883
5415 | 1087.2 | 22.779
5416 | 1087.115 | 22.169
5417 | 1087.0664 | 21.979
5418 | 1086.631 | 21.525
5419 | 1086.618 | 21.505
5420 | 1086.4 | 19.695
5421 | 1086.4 | 19.579
5422 | 1086.354 | 19.276
5423 | 1086.2248 | 18.779
5424 | 1085.9861 | 18.715
5425 | 1085.7551 | 18.417
5426 | 1085.7551 | 17.682
5427 | 1085.638 | 17.593
5428 | 1085.6 | 16.263
5429 | 1085.6 | 15.599
5430 | 1084.892 | 15.579
5431 | 1084.8 | 15.579
5432 | 1084.8 | 14.779
5433 | 1084.3737 | 14.473
5434 | 1084.0897 | 13.928
5435 | 1083.978 | 13.198
5436 | 1083.813 | 12.694
5437 | 1083.6514 | 12.379
5438 | 1083.6407 | 12.202
5439 | 1083.2 | 12.053
5440 | 1083.2 | 11.957
5441 | 1083.1262 | 11.579
5442 | 1082.9924 | 11.579
5443 | 1082.942 | 9.979
5444 | 1082.8362 | 9.979
5445 | 1082.752 | 9.54
5446 | 1082.4 | 9.179
5447 | 1082.4 | 8.979
5448 | 1082.229 | 8.672
5449 | 1082.1742 | 8.598
5450 | 1081.973 | 7.898
5451 | 1081.9499 | 7.664
5452 | 1081.611 | 7.587
5453 | 1081.511 | 6.779
5454 | 1081.3773 | 6.148
5455 | 1081.276 | 6.052
5456 | 1081.252 | 6.047
5457 | 1081.2144 | 5.803
5458 | 1081.1711 | 4.596
5459 | 1081.05 | 4.566
5460 | 1080.957 | 4.566
5461 | 1080.8 | 3.83
5462 | 1080.8 | 3.742
5463 | 1080.5804 | 3.579
5464 | 1080.559 | 3.579
5465 | 1080.396 | 3.324
5466 | 1080.054 | 2.779
5467 | 1080 | 2.779
5468 | 1079.7616 | 2.779
5469 | 1079.591 | 1.638
5470 | 1079.2074 | 1.325
5471 | 1079.2 | 1.179
5472 | 1078.9867 | 1.179
5473 | 1078.8483 | 1.179
5474 | 1078.4 | 0
5475 | 1078.2723 | 0
5476 | 1078.1882 | 0
5477 | 1078.088 | 0
5478 | 1078.045 | 0
5479 | 1077.8998 | 0
5480 | 1077.866 | 0
5481 | 1077.8269 | 0
5482 | 1077.6 | 0
5483 | 1077.6 | 0
5484 | 1077.5727 | 0
5485 | 1077.5368 | 0
5486 | 1077.4669 | 0
5487 | 1077.4462 | 0
5488 | 1077.3961 | 0
5489 | 1077.291 | 0
5490 | 1076.9383 | 0
5491 | 1076.9171 | 0
5492 | 1076.8 | 0
5493 | 1076.8 | 0
5494 | 1076.722 | 0
5495 | 1076.3005 | 0
5496 | 1076.0855 | 0
5497 | 1076.0855 | 0
5498 | 1076.0855 | 0
5499 | 1076.0594 | 0
5500 | 1076 | 0
5501 | 1076 | 0
5502 | 1076 | 0
5503 | 1075.8529 | 0
5504 | 1075.5123 | 0
5505 | 1075.3302 | 0
5506 | 1075.3302 | 0
5507 | 1075.2 | 0
5508 | 1075.2 | 0
5509 | 1074.5947 | 0
5510 | 1074.5947 | 0
5511 | 1074.4 | 0
5512 | 1074.33 | 0
5513 | 1074.0238 | 0
5514 | 1073.9732 | 0
5515 | 1073.6523 | 0
5516 | 1073.6 | 0
5517 | 1073.6 | 0
5518 | 1073.6 | 0
5519 | 1073.6 | 0
5520 | 1073.537 | 0
5521 | 1073.4084 | 0
5522 | 1073.3228 | 0
5523 | 1072.8488 | 0
5524 | 1072.8 | 0
5525 | 1072.8 | 0
5526 | 1072.8 | 0
5527 | 1072.5339 | 0
5528 | 1072.2006 | 0
5529 | 1072.122 | 0
5530 | 1072 | 0
5531 | 1072 | 0
5532 | 1071.8147 | 0
5533 | 1071.6526 | 0
5534 | 1071.6104 | 0
5535 | 1071.458 | 0
5536 | 1071.4449 | 0
5537 | 1071.439 | 0
5538 | 1071.3572 | 0
5539 | 1071.282 | 0
5540 | 1071.2507 | 0
5541 | 1071.2 | 0
5542 | 1071.05 | 0
5543 | 1070.4841 | 0
5544 | 1070.4651 | 0
5545 | 1070.4 | 0
5546 | 1070.4 | 0
5547 | 1070.4 | 0
5548 | 1070.1512 | 0
5549 | 1069.6 | 0
5550 | 1069.4461 | 0
5551 | 1069.424 | 0
5552 | 1069.424 | 0
5553 | 1069.3668 | 0
5554 | 1068.8 | 0
5555 | 1068.7106 | 0
5556 | 1068.5028 | 0
5557 | 1068.0858 | 0
5558 | 1067.9509 | 0
5559 | 1067.8206 | 0
5560 | 1067.6514 | 0
5561 | 1067.464 | 0
5562 | 1067.315 | 0
5563 | 1067.268 | 0
5564 | 1067.2395 | 0
5565 | 1067.2 | 0
5566 | 1066.826 | 0
5567 | 1066.4502 | 0
5568 | 1066.4 | 0
5569 | 1066.2364 | 0
5570 | 1066.076 | 0
5571 | 1065.6 | 0
5572 | 1065.5889 | 0
5573 | 1065.211 | 0
5574 | 1064.8 | 0
5575 | 1064.8 | 0
5576 | 1064.339 | 0
5577 | 1064.2324 | 0
5578 | 1064 | 0
5579 | 1064 | 0
5580 | 1063.922 | 0
5581 | 1062.6763 | 0
5582 | 1062.5736 | 0
5583 | 1062.166 | 0
5584 | 1061.6 | 0
5585 | 1061.5812 | 0
5586 | 1061.564 | 0
5587 | 1061.519 | 0
5588 | 1061.386 | 0
5589 | 1061.094 | 0
5590 | 1060.8905 | 0
5591 | 1060.777 | 0
5592 | 1060.1998 | 0
5593 | 1060.1419 | 0
5594 | 1059.8843 | 0
5595 | 1059.7836 | 0
5596 | 1059.5877 | 0
5597 | 1059.333 | 0
5598 | 1058.8184 | 0
5599 | 1058.51 | 0
5600 | 1058.1277 | 0
5601 | 1057.9646 | 0
5602 | 1057.6778 | 0
5603 | 1057.6 | 0
5604 | 1057.6 | 0
5605 | 1057.6 | 0
5606 | 1057.4129 | 0
5607 | 1057.156 | 0
5608 | 1056.4835 | 0
5609 | 1056 | 0
5610 | 1056 | 0
5611 | 1056 | 0
5612 | 1056 | 0
5613 | 1055.859 | 0
5614 | 1055.456 | 0
5615 | 1055.365 | 0
5616 | 1055.2 | 0
5617 | 1055.169 | 0
5618 | 1055.099 | 0
5619 | 1055.082 | 0
5620 | 1054.9635 | 0
5621 | 1054.7357 | 0
5622 | 1054.7357 | 0
5623 | 1054.7081 | 0
5624 | 1054.4 | 0
5625 | 1054.4 | 0
5626 | 1054.4 | 0
5627 | 1054.2475 | 0
5628 | 1054.0186 | 0
5629 | 1053.7961 | 0
5630 | 1053.719 | 0
5631 | 1053.6 | 0
5632 | 1053.267 | 0
5633 | 1053.168 | 0
5634 | 1052.302 | 0
5635 | 1052 | 0
5636 | 1051.8925 | 0
5637 | 1051.3962 | 0
5638 | 1051.2209 | 0
5639 | 1051.2 | 0
5640 | 1051.2 | 0
5641 | 1051.2 | 0
5642 | 1051.1298 | 0
5643 | 1051.0647 | 0
5644 | 1051.0551 | 0
5645 | 1050.9114 | 0
5646 | 1050.829 | 0
5647 | 1050.4 | 0
5648 | 1050.3472 | 0
5649 | 1050.3226 | 0
5650 | 1050.3226 | 0
5651 | 1050.3226 | 0
5652 | 1050.113 | 0
5653 | 1049.8395 | 0
5654 | 1049.667 | 0
5655 | 1049.6 | 0
5656 | 1049.5751 | 0
5657 | 1049.4094 | 0
5658 | 1049.2758 | 0
5659 | 1049.2511 | 0
5660 | 1049.1048 | 0
5661 | 1048.5359 | 0
5662 | 1048.2088 | 0
5663 | 1048.116 | 0
5664 | 1048 | 0
5665 | 1048 | 0
5666 | 1047.8219 | 0
5667 | 1047.7675 | 0
5668 | 1047.7675 | 0
5669 | 1047.2 | 0
5670 | 1047.146 | 0
5671 | 1047.104 | 0
5672 | 1046.5357 | 0
5673 | 1046.5245 | 0
5674 | 1046.4 | 0
5675 | 1046.4 | 0
5676 | 1046.3142 | 0
5677 | 1046.053 | 0
5678 | 1045.7588 | 0
5679 | 1045.7035 | 0
5680 | 1045.6 | 0
5681 | 1045.6 | 0
5682 | 1045.1739 | 0
5683 | 1044.9992 | 0
5684 | 1044.814 | 0
5685 | 1044.8 | 0
5686 | 1044.8 | 0
5687 | 1044.668 | 0
5688 | 1044.091 | 0
5689 | 1044.046 | 0
5690 | 1044 | 0
5691 | 1044 | 0
5692 | 1044 | 0
5693 | 1043.7397 | 0
5694 | 1043.557 | 0
5695 | 1043.2 | 0
5696 | 1043.0311 | 0
5697 | 1042.9674 | 0
5698 | 1042.9327 | 0
5699 | 1042.651 | 0
5700 | 1042.494 | 0
5701 | 1042.2318 | 0
5702 | 1041.9355 | 0
5703 | 1041.8741 | 0
5704 | 1041.8558 | 0
5705 | 1041.693 | 0
5706 | 1041.6 | 0
5707 | 1041.4963 | 0
5708 | 1041.064 | 0
5709 | 1040.947 | 0
5710 | 1040.8 | 0
5711 | 1040.75 | 0
5712 | 1040.5708 | 0
5713 | 1040.3999 | 0
5714 | 1040.324 | 0
5715 | 1040.17 | 0
5716 | 1040.17 | 0
5717 | 1040.0298 | 0
5718 | 1040.0253 | 0
5719 | 1040.0253 | 0
5720 | 1040.0253 | 0
5721 | 1040 | 0
5722 | 1040 | 0
5723 | 1039.8662 | 0
5724 | 1039.674 | 0
5725 | 1039.5433 | 0
5726 | 1039.4979 | 0
5727 | 1039.4793 | 0
5728 | 1039.2 | 0
5729 | 1038.7663 | 0
5730 | 1038.644 | 0
5731 | 1038.439 | 0
5732 | 1038.0979 | 0
5733 | 1038.0979 | 0
5734 | 1038.061 | 0
5735 | 1037.8187 | 0
5736 | 1037.81 | 0
5737 | 1037.6411 | 0
5738 | 1037.6 | 0
5739 | 1037.4685 | 0
5740 | 1037.0083 | 0
5741 | 1036.9885 | 0
5742 | 1036.9712 | 0
5743 | 1036.8 | 0
5744 | 1036.8 | 0
5745 | 1036.7165 | 0
5746 | 1036.4355 | 0
5747 | 1036.3477 | 0
5748 | 1036.347 | 0
5749 | 1035.63 | 0
5750 | 1035.6122 | 0
5751 | 1035.489 | 0
5752 | 1035.3352 | 0
5753 | 1035.2371 | 0
5754 | 1035.196 | 0
5755 | 1034.934 | 0
5756 | 1034.8766 | 0
5757 | 1034.4 | 0
5758 | 1034.163 | 0
5759 | 1034.1411 | 0
5760 | 1034.1178 | 0
5761 | 1034.0283 | 0
5762 | 1033.825 | 0
5763 | 1033.754 | 0
5764 | 1033.564 | 0
5765 | 1033.486 | 0
5766 | 1033.4007 | 0
5767 | 1033.3278 | 0
5768 | 1032.9192 | 0
5769 | 1032.8 | 0
5770 | 1032.8 | 0
5771 | 1032.7373 | 0
5772 | 1032.5724 | 0
5773 | 1032.5448 | 0
5774 | 1032 | 0
5775 | 1031.9346 | 0
5776 | 1031.8818 | 0
5777 | 1031.53 | 0
5778 | 1031.203 | 0
5779 | 1031.2 | 0
5780 | 1031.199 | 0
5781 | 1031.1911 | 0
5782 | 1031.1911 | 0
5783 | 1030.8817 | 0
5784 | 1030.5004 | 0
5785 | 1030.4 | 0
5786 | 1030.094 | 0
5787 | 1029.977 | 0
5788 | 1029.964 | 0
5789 | 1029.6 | 0
5790 | 1029.466 | 0
5791 | 1029.119 | 0
5792 | 1029.119 | 0
5793 | 1028.874 | 0
5794 | 1028.83 | 0
5795 | 1028.8 | 0
5796 | 1028.635 | 0
5797 | 1028.4225 | 0
5798 | 1028.257 | 0
5799 | 1028 | 0
5800 | 1028 | 0
5801 | 1027.9858 | 0
5802 | 1027.7377 | 0
5803 | 1027.48 | 0
5804 | 1027.129 | 0
5805 | 1027.0912 | 0
5806 | 1026.622 | 0
5807 | 1026.462 | 0
5808 | 1026.4 | 0
5809 | 1026.4 | 0
5810 | 1026.3765 | 0
5811 | 1025.9707 | 0
5812 | 1025.3149 | 0
5813 | 1025.232 | 0
5814 | 1025.0301 | 0
5815 | 1024.9954 | 0
5816 | 1024.991 | 0
5817 | 1024.287 | 0
5818 | 1024.0045 | 0
5819 | 1024 | 0
5820 | 1023.3432 | 0
5821 | 1023.2276 | 0
5822 | 1023.2024 | 0
5823 | 1022.9029 | 0
5824 | 1022.571 | 0
5825 | 1022.55 | 0
5826 | 1022.4 | 0
5827 | 1022.2874 | 0
5828 | 1022.2122 | 0
5829 | 1021.6373 | 0
5830 | 1021.6 | 0
5831 | 1021.5215 | 0
5832 | 1021.1849 | 0
5833 | 1021.024 | 0
5834 | 1020.8968 | 0
5835 | 1020.8968 | 0
5836 | 1020.8308 | 0
5837 | 1020.8308 | 0
5838 | 1020.8 | 0
5839 | 1020.5365 | 0
5840 | 1020.516 | 0
5841 | 1020 | 0
5842 | 1020 | 0
5843 | 1019.8339 | 0
5844 | 1019.831 | 0
5845 | 1019.4494 | 0
5846 | 1019.4307 | 0
5847 | 1019.2 | 0
5848 | 1019.2 | 0
5849 | 1019.092 | 0
5850 | 1018.6952 | 0
5851 | 1018.4 | 0
5852 | 1018.275 | 0
5853 | 1018.1982 | 0
5854 | 1018.0681 | 0
5855 | 1017.97 | 0
5856 | 1017.789 | 0
5857 | 1017.622 | 0
5858 | 1017.2747 | 0
5859 | 1017.1236 | 0
5860 | 1017.049 | 0
5861 | 1016.8 | 0
5862 | 1016.1898 | 0
5863 | 1016.173 | 0
5864 | 1016 | 0
5865 | 1016 | 0
5866 | 1016 | 0
5867 | 1016 | 0
5868 | 1015.996 | 0
5869 | 1015.996 | 0
5870 | 1015.736 | 0
5871 | 1015.72 | 0
5872 | 1015.4608 | 0
5873 | 1015.0755 | 0
5874 | 1015.0176 | 0
5875 | 1014.4 | 0
5876 | 1014.4 | 0
5877 | 1014.359 | 0
5878 | 1014.0104 | 0
5879 | 1013.9043 | 0
5880 | 1013.2333 | 0
5881 | 1012.9324 | 0
5882 | 1012.811 | 0
5883 | 1012.5426 | 0
5884 | 1012.197 | 0
5885 | 1012 | 0
5886 | 1011.616 | 0
5887 | 1011.485 | 0
5888 | 1010.9393 | 0
5889 | 1010.911 | 0
5890 | 1010.871 | 0
5891 | 1010.5833 | 0
5892 | 1010.4706 | 0
5893 | 1010.4 | 0
5894 | 1009.939 | 0
5895 | 1009.8492 | 0
5896 | 1009.7099 | 0
5897 | 1009.6 | 0
5898 | 1009.0892 | 0
5899 | 1008.8 | 0
5900 | 1008.77 | 0
5901 | 1008.407 | 0
5902 | 1008.3985 | 0
5903 | 1008.3985 | 0
5904 | 1008.2725 | 0
5905 | 1008 | 0
5906 | 1007.9081 | 0
5907 | 1007.2 | 0
5908 | 1007.057 | 0
5909 | 1007.0171 | 0
5910 | 1006.9788 | 0
5911 | 1006.9269 | 0
5912 | 1006.925 | 0
5913 | 1006.4 | 0
5914 | 1006.4 | 0
5915 | 1005.6358 | 0
5916 | 1005.3405 | 0
5917 | 1005.2559 | 0
5918 | 1004.7203 | 0
5919 | 1004.4362 | 0
5920 | 1004.3509 | 0
5921 | 1004.2544 | 0
5922 | 1004 | 0
5923 | 1003.9848 | 0
5924 | 1003.5637 | 0
5925 | 1003.5499 | 0
5926 | 1003.5325 | 0
5927 | 1003.501 | 0
5928 | 1003.211 | 0
5929 | 1003.197 | 0
5930 | 1003.1398 | 0
5931 | 1002.649 | 0
5932 | 1002.5404 | 0
5933 | 1002.4448 | 0
5934 | 1002.3878 | 0
5935 | 1002.061 | 0
5936 | 1001.7782 | 0
5937 | 1001.4733 | 0
5938 | 1001.0427 | 0
5939 | 1001.0427 | 0
5940 | 1001.0427 | 0
5941 | 1000.8 | 0
5942 | 1000.6964 | 0
5943 | 1000.3072 | 0
5944 | 1000.1103 | 0
5945 | 1000 | 0
5946 | 999.966 | 0
5947 | 999.303 | 0
5948 | 999.2 | 0
5949 | 999.188 | 0
5950 | 999.0366 | 0
5951 | 998.7939 | 0
5952 | 998.7617 | 0
5953 | 998.7289 | 0
5954 | 998.4 | 0
5955 | 998.236 | 0
5956 | 998.1356 | 0
5957 | 997.74 | 0
5958 | 997.6 | 0
5959 | 997.558 | 0
5960 | 997.388 | 0
5961 | 997.387 | 0
5962 | 996.949 | 0
5963 | 996.848 | 0
5964 | 996.8117 | 0
5965 | 996.8 | 0
5966 | 996.612 | 0
5967 | 996 | 0
5968 | 995.2755 | 0
5969 | 995.2 | 0
5970 | 995.2 | 0
5971 | 994.822 | 0
5972 | 994.4167 | 0
5973 | 994.4 | 0
5974 | 994.134 | 0
5975 | 994.1031 | 0
5976 | 993.966 | 0
5977 | 993.9174 | 0
5978 | 993.8319 | 0
5979 | 993.6875 | 0
5980 | 993.6 | 0
5981 | 993.5084 | 0
5982 | 993.2035 | 0
5983 | 992.8 | 0
5984 | 992.7355 | 0
5985 | 992.2165 | 0
5986 | 992.147 | 0
5987 | 992 | 0
5988 | 991.3731 | 0
5989 | 991.2 | 0
5990 | 991.14 | 0
5991 | 991.1314 | 0
5992 | 991.078 | 0
5993 | 991.068 | 0
5994 | 990.4614 | 0
5995 | 990.0065 | 0
5996 | 989.602 | 0
5997 | 989.561 | 0
5998 | 989.2744 | 0
5999 | 989.2744 | 0
6000 | 988.9209 | 0
6001 | 988.8 | 0
6002 | 988.8 | 0
6003 | 988.5389 | 0
6004 | 988.449 | 0
6005 | 988.3687 | 0
6006 | 988.3687 | 0
6007 | 987.833 | 0
6008 | 987.823 | 0
6009 | 987.594 | 0
6010 | 986.9251 | 0
6011 | 986.7115 | 0
6012 | 985.6059 | 0
6013 | 985.6 | 0
6014 | 985.6 | 0
6015 | 985.1178 | 0
6016 | 984.961 | 0
6017 | 984.8613 | 0
6018 | 984.8 | 0
6019 | 983.6487 | 0
6020 | 983.2 | 0
6021 | 983.0315 | 0
6022 | 982.8432 | 0
6023 | 982.8432 | 0
6024 | 982.402 | 0
6025 | 982.4 | 0
6026 | 981.6 | 0
6027 | 981.3959 | 0
6028 | 981.304 | 0
6029 | 980.994 | 0
6030 | 980.8 | 0
6031 | 980.4482 | 0
6032 | 980.197 | 0
6033 | 979.933 | 0
6034 | 979.2 | 0
6035 | 979.152 | 0
6036 | 979.12 | 0
6037 | 979.053 | 0
6038 | 978.9424 | 0
6039 | 978.516 | 0
6040 | 978.4 | 0
6041 | 978.4 | 0
6042 | 978.1652 | 0
6043 | 977.329 | 0
6044 | 977.25 | 0
6045 | 976.907 | 0
6046 | 976.828 | 0
6047 | 976.8 | 0
6048 | 976.8 | 0
6049 | 976.5554 | 0
6050 | 976.1213 | 0
6051 | 976.035 | 0
6052 | 976.002 | 0
6053 | 975.9364 | 0
6054 | 975.8383 | 0
6055 | 975.5698 | 0
6056 | 975.2784 | 0
6057 | 975.268 | 0
6058 | 974.5728 | 0
6059 | 974.555 | 0
6060 | 974.019 | 0
6061 | 973.8643 | 0
6062 | 973.8643 | 0
6063 | 973.6 | 0
6064 | 973.1736 | 0
6065 | 973.1736 | 0
6066 | 973.1736 | 0
6067 | 972.841 | 0
6068 | 972.737 | 0
6069 | 972.383 | 0
6070 | 972.3574 | 0
6071 | 972.165 | 0
6072 | 972 | 0
6073 | 971.536 | 0
6074 | 971.201 | 0
6075 | 971.2 | 0
6076 | 971.1397 | 0
6077 | 970.887 | 0
6078 | 970.8864 | 0
6079 | 970.741 | 0
6080 | 970.4 | 0
6081 | 970.3841 | 0
6082 | 970.1509 | 0
6083 | 969.7735 | 0
6084 | 969.506 | 0
6085 | 969.134 | 0
6086 | 969.0295 | 0
6087 | 968.9779 | 0
6088 | 968.8011 | 0
6089 | 968.8 | 0
6090 | 968.3737 | 0
6091 | 968.3388 | 0
6092 | 968 | 0
6093 | 967.693 | 0
6094 | 967.4928 | 0
6095 | 967.4233 | 0
6096 | 967.2088 | 0
6097 | 967.2 | 0
6098 | 967.2 | 0
6099 | 966.9575 | 0
6100 | 966.9575 | 0
6101 | 966.93 | 0
6102 | 966.5111 | 0
6103 | 966.2668 | 0
6104 | 966.192 | 0
6105 | 966.144 | 0
6106 | 965.839 | 0
6107 | 965.4739 | 0
6108 | 965.107 | 0
6109 | 964.8 | 0
6110 | 964.8 | 0
6111 | 964.4063 | 0
6112 | 964.1947 | 0
6113 | 964 | 0
6114 | 963.4036 | 0
6115 | 963.2 | 0
6116 | 963.2 | 0
6117 | 962.7957 | 0
6118 | 962.5079 | 0
6119 | 962.443 | 0
6120 | 962.4338 | 0
6121 | 962.0602 | 0
6122 | 961.6 | 0
6123 | 961.6 | 0
6124 | 961.5296 | 0
6125 | 961.4501 | 0
6126 | 961.3246 | 0
6127 | 961.0472 | 0
6128 | 961.001 | 0
6129 | 960.8 | 0
6130 | 960.752 | 0
6131 | 960.7413 | 0
6132 | 960.2503 | 0
6133 | 960 | 0
6134 | 960 | 0
6135 | 959.8536 | 0
6136 | 959.437 | 0
6137 | 958.726 | 0
6138 | 958.609 | 0
6139 | 958.182 | 0
6140 | 957.674 | 0
6141 | 957.647 | 0
6142 | 957.6 | 0
6143 | 957.6 | 0
6144 | 957.501 | 0
6145 | 956.9115 | 0
6146 | 956.861 | 0
6147 | 956.4739 | 0
6148 | 956.176 | 0
6149 | 956.176 | 0
6150 | 955.9065 | 0
6151 | 955.563 | 0
6152 | 955.4405 | 0
6153 | 955.36 | 0
6154 | 955.2158 | 0
6155 | 954.794 | 0
6156 | 954.5252 | 0
6157 | 954.5088 | 0
6158 | 954.4075 | 0
6159 | 954.4 | 0
6160 | 953.993 | 0
6161 | 953.6 | 0
6162 | 953.6 | 0
6163 | 953.4016 | 0
6164 | 952.8174 | 0
6165 | 952.8 | 0
6166 | 952.1242 | 0
6167 | 951.6977 | 0
6168 | 951.408 | 0
6169 | 951.2 | 0
6170 | 951.0801 | 0
6171 | 951.0274 | 0
6172 | 950.4987 | 0
6173 | 950.4 | 0
6174 | 950.4 | 0
6175 | 950.4 | 0
6176 | 949.841 | 0
6177 | 949.7888 | 0
6178 | 949.6904 | 0
6179 | 949.6 | 0
6180 | 949.6 | 0
6181 | 949.6 | 0
6182 | 949.6 | 0
6183 | 949.5925 | 0
6184 | 949.208 | 0
6185 | 948.6415 | 0
6186 | 948.631 | 0
6187 | 948.3591 | 0
6188 | 947.273 | 0
6189 | 946.9489 | 0
6190 | 946.4 | 0
6191 | 946.1464 | 0
6192 | 945.9468 | 0
6193 | 945.9063 | 0
6194 | 945.9063 | 0
6195 | 945.8787 | 0
6196 | 945.2549 | 0
6197 | 945.1432 | 0
6198 | 944.8 | 0
6199 | 944.397 | 0
6200 | 944.3424 | 0
6201 | 944.1649 | 0
6202 | 943.9799 | 0
6203 | 943.5293 | 0
6204 | 943.4742 | 0
6205 | 943.2 | 0
6206 | 943.2 | 0
6207 | 943.2 | 0
6208 | 942.426 | 0
6209 | 942.4 | 0
6210 | 942.4 | 0
6211 | 942.4 | 0
6212 | 942.4 | 0
6213 | 942.1656 | 0
6214 | 941.4022 | 0
6215 | 940.8 | 0
6216 | 939.5312 | 0
6217 | 939.3301 | 0
6218 | 939.3183 | 0
6219 | 939.259 | 0
6220 | 938.7295 | 0
6221 | 938.571 | 0
6222 | 937.788 | 0
6223 | 937.6 | 0
6224 | 936.9874 | 0
6225 | 936.9532 | 0
6226 | 936.672 | 0
6227 | 936.447 | 0
6228 | 936.0094 | 0
6229 | 936 | 0
6230 | 935.942 | 0
6231 | 935.4336 | 0
6232 | 935.0749 | 0
6233 | 934.4 | 0
6234 | 934.389 | 0
6235 | 934.3477 | 0
6236 | 934.1267 | 0
6237 | 934.1104 | 0
6238 | 933.8677 | 0
6239 | 933.853 | 0
6240 | 933.7278 | 0
6241 | 933.699 | 0
6242 | 933.6 | 0
6243 | 933.17 | 0
6244 | 933.114 | 0
6245 | 933.1028 | 0
6246 | 932.616 | 0
6247 | 932.4233 | 0
6248 | 932.415 | 0
6249 | 932 | 0
6250 | 932 | 0
6251 | 931.0419 | 0
6252 | 930.985 | 0
6253 | 930.64 | 0
6254 | 930.6139 | 0
6255 | 930.0798 | 0
6256 | 930.0669 | 0
6257 | 929.6605 | 0
6258 | 929.5402 | 0
6259 | 928.89 | 0
6260 | 928.5379 | 0
6261 | 928.2792 | 0
6262 | 927.5885 | 0
6263 | 927.2 | 0
6264 | 927.2 | 0
6265 | 926.8978 | 0
6266 | 926.8872 | 0
6267 | 926.8434 | 0
6268 | 926.6013 | 0
6269 | 925.5164 | 0
6270 | 925.2842 | 0
6271 | 924.9656 | 0
6272 | 924.647 | 0
6273 | 924 | 0
6274 | 923.2 | 0
6275 | 923.2 | 0
6276 | 923.0026 | 0
6277 | 923.0026 | 0
6278 | 922.415 | 0
6279 | 921.625 | 0
6280 | 921.6 | 0
6281 | 921.6 | 0
6282 | 920.542 | 0
6283 | 920.17 | 0
6284 | 920.1355 | 0
6285 | 920 | 0
6286 | 919.991 | 0
6287 | 919.3003 | 0
6288 | 918.666 | 0
6289 | 918.6645 | 0
6290 | 918.6096 | 0
6291 | 918.411 | 0
6292 | 918.4 | 0
6293 | 918.03 | 0
6294 | 917.901 | 0
6295 | 916.9976 | 0
6296 | 916.0101 | 0
6297 | 916 | 0
6298 | 915.603 | 0
6299 | 915.477 | 0
6300 | 915.255 | 0
6301 | 915.2 | 0
6302 | 914.8386 | 0
6303 | 914.3338 | 0
6304 | 914.2514 | 0
6305 | 914.0068 | 0
6306 | 913.5158 | 0
6307 | 912.0448 | 0
6308 | 912 | 0
6309 | 911.7028 | 0
6310 | 911.7028 | 0
6311 | 911.6949 | 0
6312 | 911.5146 | 0
6313 | 911.1879 | 0
6314 | 910.899 | 0
6315 | 910.3214 | 0
6316 | 909.1027 | 0
6317 | 908.4526 | 0
6318 | 908.0488 | 0
6319 | 907.915 | 0
6320 | 907.5587 | 0
6321 | 906.4 | 0
6322 | 906.4 | 0
6323 | 906.2351 | 0
6324 | 906.1606 | 0
6325 | 906.1606 | 0
6326 | 906.1208 | 0
6327 | 905.877 | 0
6328 | 905.6 | 0
6329 | 905.5732 | 0
6330 | 905.477 | 0
6331 | 905.4251 | 0
6332 | 905.259 | 0
6333 | 905.101 | 0
6334 | 904.8 | 0
6335 | 904.3835 | 0
6336 | 904.057 | 0
6337 | 904 | 0
6338 | 904 | 0
6339 | 903.9083 | 0
6340 | 903.8122 | 0
6341 | 903.735 | 0
6342 | 903.2 | 0
6343 | 902.483 | 0
6344 | 902.102 | 0
6345 | 901.6 | 0
6346 | 900.704 | 0
6347 | 900.697 | 0
6348 | 900.2029 | 0
6349 | 900.079 | 0
6350 | 899.6868 | 0
6351 | 899.541 | 0
6352 | 899.2 | 0
6353 | 898.8077 | 0
6354 | 898.5931 | 0
6355 | 898.574 | 0
6356 | 898.4 | 0
6357 | 898.155 | 0
6358 | 898.0699 | 0
6359 | 897.95 | 0
6360 | 897.6 | 0
6361 | 896.5867 | 0
6362 | 896 | 0
6363 | 895.8243 | 0
6364 | 895.1263 | 0
6365 | 895.1263 | 0
6366 | 895.0328 | 0
6367 | 894.9055 | 0
6368 | 894.813 | 0
6369 | 894.4 | 0
6370 | 893.7415 | 0
6371 | 892.9213 | 0
6372 | 892.8 | 0
6373 | 892.8 | 0
6374 | 891.925 | 0
6375 | 891.6729 | 0
6376 | 891.6729 | 0
6377 | 891.524 | 0
6378 | 891.267 | 0
6379 | 890.7147 | 0
6380 | 890.4 | 0
6381 | 890.4 | 0
6382 | 889.7008 | 0
6383 | 889.368 | 0
6384 | 889.2698 | 0
6385 | 889.2437 | 0
6386 | 889.005 | 0
6387 | 888.9102 | 0
6388 | 888.252 | 0
6389 | 888.082 | 0
6390 | 888.077 | 0
6391 | 888.0562 | 0
6392 | 888 | 0
6393 | 887.264 | 0
6394 | 887.0799 | 0
6395 | 886.366 | 0
6396 | 886.201 | 0
6397 | 886.193 | 0
6398 | 885.9086 | 0
6399 | 885.4685 | 0
6400 | 884.928 | 0
6401 | 883.3154 | 0
6402 | 883.2 | 0
6403 | 882.8525 | 0
6404 | 882.8417 | 0
6405 | 882.8235 | 0
6406 | 882.694 | 0
6407 | 882.651 | 0
6408 | 882.624 | 0
6409 | 882.579 | 0
6410 | 882.1064 | 0
6411 | 881.612 | 0
6412 | 881.4527 | 0
6413 | 881.3451 | 0
6414 | 880.938 | 0
6415 | 880.8 | 0
6416 | 880.622 | 0
6417 | 880 | 0
6418 | 879.9313 | 0
6419 | 879.7304 | 0
6420 | 879.2406 | 0
6421 | 879.0094 | 0
6422 | 878.5446 | 0
6423 | 878.4 | 0
6424 | 877.8811 | 0
6425 | 877.6 | 0
6426 | 877.3751 | 0
6427 | 876.805 | 0
6428 | 876.8 | 0
6429 | 876.8 | 0
6430 | 876.8 | 0
6431 | 876.5771 | 0
6432 | 876.383 | 0
6433 | 876.0043 | 0
6434 | 875.7872 | 0
6435 | 875.2 | 0
6436 | 874.7245 | 0
6437 | 874.2602 | 0
6438 | 874.205 | 0
6439 | 873.0622 | 0
6440 | 873.013 | 0
6441 | 872.9741 | 0
6442 | 872.0645 | 0
6443 | 871.996 | 0
6444 | 871.6431 | 0
6445 | 871.2 | 0
6446 | 870.547 | 0
6447 | 870.304 | 0
6448 | 870.2682 | 0
6449 | 870.2617 | 0
6450 | 869.633 | 0
6451 | 869.487 | 0
6452 | 866.892 | 0
6453 | 866.164 | 0
6454 | 866.1271 | 0
6455 | 864.861 | 0
6456 | 864.8 | 0
6457 | 864.1732 | 0
6458 | 863.605 | 0
6459 | 863.52 | 0
6460 | 863.2 | 0
6461 | 862.4134 | 0
6462 | 861.9735 | 0
6463 | 861.226 | 0
6464 | 860.9694 | 0
6465 | 860.8 | 0
6466 | 860.8 | 0
6467 | 860.713 | 0
6468 | 860.5921 | 0
6469 | 860.551 | 0
6470 | 859.624 | 0
6471 | 859.4179 | 0
6472 | 858.742 | 0
6473 | 858.4429 | 0
6474 | 858.4 | 0
6475 | 858.2665 | 0
6476 | 858.247 | 0
6477 | 857.2624 | 0
6478 | 857.0857 | 0
6479 | 856.951 | 0
6480 | 856.555 | 0
6481 | 856.2803 | 0
6482 | 856 | 0
6483 | 855.7574 | 0
6484 | 855.543 | 0
6485 | 855.4501 | 0
6486 | 855.4089 | 0
6487 | 855.2 | 0
6488 | 855.171 | 0
6489 | 854.4 | 0
6490 | 853.6 | 0
6491 | 853.2232 | 0
6492 | 852.8 | 0
6493 | 852.6441 | 0
6494 | 851.9365 | 0
6495 | 851.5291 | 0
6496 | 851.215 | 0
6497 | 851.2 | 0
6498 | 850.4 | 0
6499 | 850.341 | 0
6500 | 849.9704 | 0
6501 | 848.8505 | 0
6502 | 848.7901 | 0
6503 | 848.4842 | 0
6504 | 848.1616 | 0
6505 | 848.1598 | 0
6506 | 848 | 0
6507 | 847.2718 | 0
6508 | 846.3463 | 0
6509 | 846.0043 | 0
6510 | 845.6 | 0
6511 | 845.369 | 0
6512 | 845.333 | 0
6513 | 845.2702 | 0
6514 | 844.8066 | 0
6515 | 844.7064 | 0
6516 | 843.9182 | 0
6517 | 843.7136 | 0
6518 | 843.2 | 0
6519 | 842.753 | 0
6520 | 842.1704 | 0
6521 | 842.0808 | 0
6522 | 840.5623 | 0
6523 | 840 | 0
6524 | 840 | 0
6525 | 839.555 | 0
6526 | 839.44 | 0
6527 | 838.4 | 0
6528 | 838.4 | 0
6529 | 837.4805 | 0
6530 | 837.0277 | 0
6531 | 836.8 | 0
6532 | 836.64 | 0
6533 | 836 | 0
6534 | 835.9855 | 0
6535 | 835.7275 | 0
6536 | 835.519 | 0
6537 | 833.8618 | 0
6538 | 833.363 | 0
6539 | 832.2691 | 0
6540 | 831.2 | 0
6541 | 831.19 | 0
6542 | 831.1376 | 0
6543 | 830.0973 | 0
6544 | 829.986 | 0
6545 | 829.6 | 0
6546 | 829.113 | 0
6547 | 828.8 | 0
6548 | 828.8 | 0
6549 | 828.8 | 0
6550 | 828.4586 | 0
6551 | 828.43 | 0
6552 | 828.2161 | 0
6553 | 827.5326 | 0
6554 | 827.2 | 0
6555 | 826.7486 | 0
6556 | 826.6632 | 0
6557 | 826.5843 | 0
6558 | 826.4 | 0
6559 | 825.915 | 0
6560 | 825.6 | 0
6561 | 824.194 | 0
6562 | 823.7824 | 0
6563 | 823.5547 | 0
6564 | 823.2952 | 0
6565 | 823.2952 | 0
6566 | 822.6911 | 0
6567 | 822.307 | 0
6568 | 822.233 | 0
6569 | 821.2232 | 0
6570 | 820.8 | 0
6571 | 820.686 | 0
6572 | 820.5325 | 0
6573 | 820.5103 | 0
6574 | 820 | 0
6575 | 819.4309 | 0
6576 | 819.3456 | 0
6577 | 818.6338 | 0
6578 | 818.4 | 0
6579 | 817.356 | 0
6580 | 817.3512 | 0
6581 | 816.4272 | 0
6582 | 816 | 0
6583 | 815.6977 | 0
6584 | 815.3764 | 0
6585 | 815.3764 | 0
6586 | 814.7659 | 0
6587 | 813.6256 | 0
6588 | 813.6256 | 0
6589 | 813.6014 | 0
6590 | 813.6 | 0
6591 | 812.644 | 0
6592 | 812.402 | 0
6593 | 812.063 | 0
6594 | 812 | 0
6595 | 811.981 | 0
6596 | 811.5093 | 0
6597 | 810.397 | 0
6598 | 809.4815 | 0
6599 | 809.242 | 0
6600 | 808.8 | 0
6601 | 807.601 | 0
6602 | 806.8654 | 0
6603 | 806.512 | 0
6604 | 806.1299 | 0
6605 | 806.027 | 0
6606 | 805.6 | 0
6607 | 804.961 | 0
6608 | 804.6468 | 0
6609 | 803.82 | 0
6610 | 803.013 | 0
6611 | 802.622 | 0
6612 | 802.2911 | 0
6613 | 802.242 | 0
6614 | 802.2369 | 0
6615 | 801.8299 | 0
6616 | 800.5026 | 0
6617 | 799.5406 | 0
6618 | 799.2 | 0
6619 | 799.112 | 0
6620 | 799.087 | 0
6621 | 798.5303 | 0
6622 | 798.4 | 0
6623 | 797.7399 | 0
6624 | 797.6 | 0
6625 | 797.6 | 0
6626 | 797.587 | 0
6627 | 796.5663 | 0
6628 | 795.2945 | 0
6629 | 793.1348 | 0
6630 | 792 | 0
6631 | 791.3395 | 0
6632 | 791.2837 | 0
6633 | 790.3815 | 0
6634 | 789.213 | 0
6635 | 788.801 | 0
6636 | 787.8808 | 0
6637 | 785.5354 | 0
6638 | 785.1463 | 0
6639 | 784.8 | 0
6640 | 784.8 | 0
6641 | 784.747 | 0
6642 | 784.7098 | 0
6643 | 782.7914 | 0
6644 | 782.6071 | 0
6645 | 782.5933 | 0
6646 | 782.5449 | 0
6647 | 781.83 | 0
6648 | 781.8035 | 0
6649 | 780.4728 | 0
6650 | 780.334 | 0
6651 | 780 | 0
6652 | 779.6512 | 0
6653 | 779.2 | 0
6654 | 779.2 | 0
6655 | 778.4 | 0
6656 | 777.6212 | 0
6657 | 777.272 | 0
6658 | 776.4017 | 0
6659 | 776.1206 | 0
6660 | 774.9473 | 0
6661 | 774.4 | 0
6662 | 773.4902 | 0
6663 | 772.296 | 0
6664 | 771.604 | 0
6665 | 771.2136 | 0
6666 | 770.837 | 0
6667 | 770.8032 | 0
6668 | 770.8032 | 0
6669 | 769.6 | 0
6670 | 768.029 | 0
6671 | 768 | 0
6672 | 767.602 | 0
6673 | 764 | 0
6674 | 762.515 | 0
6675 | 761.9789 | 0
6676 | 761.6585 | 0
6677 | 760 | 0
6678 | 759.7922 | 0
6679 | 759.475 | 0
6680 | 759.2 | 0
6681 | 758.1283 | 0
6682 | 758.1283 | 0
6683 | 756.9896 | 0
6684 | 756.9896 | 0
6685 | 756.627 | 0
6686 | 756.271 | 0
6687 | 755.2 | 0
6688 | 754.857 | 0
6689 | 754.4 | 0
6690 | 753.773 | 0
6691 | 752.979 | 0
6692 | 752.8 | 0
6693 | 752.1548 | 0
6694 | 750.2304 | 0
6695 | 750.082 | 0
6696 | 747.1449 | 0
6697 | 746.5353 | 0
6698 | 745.043 | 0
6699 | 743.1759 | 0
6700 | 741.7717 | 0
6701 | 741.6 | 0
6702 | 741.6 | 0
6703 | 740.535 | 0
6704 | 740.237 | 0
6705 | 739.3182 | 0
6706 | 739.0318 | 0
6707 | 738.4 | 0
6708 | 738.0913 | 0
6709 | 736.9597 | 0
6710 | 734.6806 | 0
6711 | 734.4698 | 0
6712 | 734.4 | 0
6713 | 733.5934 | 0
6714 | 730.0529 | 0
6715 | 729.6 | 0
6716 | 729.5043 | 0
6717 | 728.8 | 0
6718 | 728.4592 | 0
6719 | 727.5949 | 0
6720 | 727.2 | 0
6721 | 726.714 | 0
6722 | 725.6 | 0
6723 | 724.5973 | 0
6724 | 723.729 | 0
6725 | 723.2 | 0
6726 | 721.6 | 0
6727 | 720.8 | 0
6728 | 720.5879 | 0
6729 | 720.376 | 0
6730 | 717.6 | 0
6731 | 716.923 | 0
6732 | 716.419 | 0
6733 | 716.3965 | 0
6734 | 716.2392 | 0
6735 | 715.847 | 0
6736 | 715.8188 | 0
6737 | 715.661 | 0
6738 | 715.5485 | 0
6739 | 714.1672 | 0
6740 | 714.13 | 0
6741 | 713.6 | 0
6742 | 713.0577 | 0
6743 | 712.7858 | 0
6744 | 711.9834 | 0
6745 | 709.9428 | 0
6746 | 709.607 | 0
6747 | 708.8 | 0
6748 | 708.5433 | 0
6749 | 707.951 | 0
6750 | 706.4 | 0
6751 | 706.0992 | 0
6752 | 705.6 | 0
6753 | 704.9694 | 0
6754 | 704.9694 | 0
6755 | 704.878 | 0
6756 | 704 | 0
6757 | 700.8 | 0
6758 | 700.377 | 0
6759 | 699.2 | 0
6760 | 697.6 | 0
6761 | 697.26 | 0
6762 | 692.7019 | 0
6763 | 691.8841 | 0
6764 | 691.327 | 0
6765 | 690.747 | 0
6766 | 689.9172 | 0
6767 | 689.6 | 0
6768 | 689.6 | 0
6769 | 688.6006 | 0
6770 | 686.5273 | 0
6771 | 686.4 | 0
6772 | 686.4 | 0
6773 | 683.53 | 0
6774 | 682.6487 | 0
6775 | 680.187 | 0
6776 | 680.172 | 0
6777 | 679.439 | 0
6778 | 679.251 | 0
6779 | 678.563 | 0
6780 | 677.6 | 0
6781 | 676.8 | 0
6782 | 675.2074 | 0
6783 | 674.8497 | 0
6784 | 674.256 | 0
6785 | 673.7052 | 0
6786 | 672.9677 | 0
6787 | 672.0078 | 0
6788 | 671.56 | 0
6789 | 671.4383 | 0
6790 | 671.3979 | 0
6791 | 668.8 | 0
6792 | 668.5877 | 0
6793 | 667.766 | 0
6794 | 666.613 | 0
6795 | 664.4379 | 0
6796 | 663.439 | 0
6797 | 662.3137 | 0
6798 | 662.126 | 0
6799 | 660.137 | 0
6800 | 658.296 | 0
6801 | 657.357 | 0
6802 | 657.248 | 0
6803 | 656.8 | 0
6804 | 652.0056 | 0
6805 | 650.269 | 0
6806 | 649.4642 | 0
6807 | 646.748 | 0
6808 | 644.2323 | 0
6809 | 642.919 | 0
6810 | 641.0608 | 0
6811 | 639.7638 | 0
6812 | 639.3445 | 0
6813 | 638.4 | 0
6814 | 637.627 | 0
6815 | 636.197 | 0
6816 | 635.2 | 0
6817 | 632.529 | 0
6818 | 631.5235 | 0
6819 | 627.109 | 0
6820 | 626.4 | 0
6821 | 625.816 | 0
6822 | 624.6762 | 0
6823 | 624.5034 | 0
6824 | 622.722 | 0
6825 | 622.3062 | 0
6826 | 621.669 | 0
6827 | 619.025 | 0
6828 | 618.959 | 0
6829 | 618.406 | 0
6830 | 617.579 | 0
6831 | 615.896 | 0
6832 | 615.8259 | 0
6833 | 615.277 | 0
6834 | 612.699 | 0
6835 | 609.2833 | 0
6836 | 609.1832 | 0
6837 | 607.8018 | 0
6838 | 606.677 | 0
6839 | 606.4 | 0
6840 | 606.0119 | 0
6841 | 603.316 | 0
6842 | 602.4 | 0
6843 | 602.2764 | 0
6844 | 601.179 | 0
6845 | 596.8 | 0
6846 | 596.201 | 0
6847 | 596 | 0
6848 | 594.4 | 0
6849 | 594.4 | 0
6850 | 593.7445 | 0
6851 | 593.572 | 0
6852 | 593.521 | 0
6853 | 592.8 | 0
6854 | 592.386 | 0
6855 | 592.271 | 0
6856 | 592.193 | 0
6857 | 587.2298 | 0
6858 | 586.4 | 0
6859 | 585.8407 | 0
6860 | 584.9195 | 0
6861 | 583.859 | 0
6862 | 583.145 | 0
6863 | 580.8 | 0
6864 | 576.8 | 0
6865 | 574.5564 | 0
6866 | 571.13 | 0
6867 | 567.8021 | 0
6868 | 565.025 | 0
6869 | 563.4848 | 0
6870 | 561.581 | 0
6871 | 559.198 | 0
6872 | 558.473 | 0
6873 | 557.6649 | 0
6874 | 556.7111 | 0
6875 | 552.934 | 0
6876 | 551.2 | 0
6877 | 551.1658 | 0
6878 | 550.7832 | 0
6879 | 546.3104 | 0
6880 | 545.507 | 0
6881 | 544.574 | 0
6882 | 537.6301 | 0
6883 | 536.721 | 0
6884 | 534.4 | 0
6885 | 533.643 | 0
6886 | 532.414 | 0
6887 | 531.2024 | 0
6888 | 526.4 | 0
6889 | 524.3525 | 0
6890 | 520.8758 | 0
6891 | 520.632 | 0
6892 | 516.8685 | 0
6893 | 512.7793 | 0
6894 | 511.4393 | 0
6895 | 511.2727 | 0
6896 | 506.2713 | 0
6897 | 505.6 | 0
6898 | 505.6 | 0
6899 | 505.286 | 0
6900 | 504 | 0
6901 | 504 | 0
6902 | 503.248 | 0
6903 | 503.2 | 0
6904 | 502.0396 | 0
6905 | 502.0396 | 0
6906 | 501.6 | 0
6907 | 500.197 | 0
6908 | 498.735 | 0
6909 | 498.4 | 0
6910 | 498.4 | 0
6911 | 498.4 | 0
6912 | 497.6 | 0
6913 | 496.7951 | 0
6914 | 496.4614 | 0
6915 | 496.4614 | 0
6916 | 496.4614 | 0
6917 | 495.6645 | 0
6918 | 495.6049 | 0
6919 | 490.41 | 0
6920 | 489.888 | 0
6921 | 487.2 | 0
6922 | 485.7777 | 0
6923 | 485.6 | 0
6924 | 485.3049 | 0
6925 | 484.8 | 0
6926 | 483.7112 | 0
6927 | 482.5196 | 0
6928 | 481.147 | 0
6929 | 480.8 | 0
6930 | 479.2755 | 0
6931 | 478.9298 | 0
6932 | 478.6691 | 0
6933 | 477.6 | 0
6934 | 475.7423 | 0
6935 | 472 | 0
6936 | 472 | 0
6937 | 470.5752 | 0
6938 | 470.1641 | 0
6939 | 469.188 | 0
6940 | 467.2 | 0
6941 | 465.3827 | 0
6942 | 460.316 | 0
6943 | 458.959 | 0
6944 | 457.786 | 0
6945 | 455.687 | 0
6946 | 453.9145 | 0
6947 | 452.8416 | 0
6948 | 451.698 | 0
6949 | 451.248 | 0
6950 | 450.4 | 0
6951 | 448.6481 | 0
6952 | 445.515 | 0
6953 | 442.969 | 0
6954 | 442.7905 | 0
6955 | 440.8103 | 0
6956 | 437.884 | 0
6957 | 436.2411 | 0
6958 | 433.4498 | 0
6959 | 433.137 | 0
6960 | 432.662 | 0
6961 | 431.2 | 0
6962 | 426.0894 | 0
6963 | 424 | 0
6964 | 423.3979 | 0
6965 | 423.123 | 0
6966 | 422.9472 | 0
6967 | 421.6 | 0
6968 | 419.9601 | 0
6969 | 416.8 | 0
6970 | 415.99 | 0
6971 | 414.3719 | 0
6972 | 413.609 | 0
6973 | 413.157 | 0
6974 | 412.0002 | 0
6975 | 410.829 | 0
6976 | 410.4 | 0
6977 | 408.8037 | 0
6978 | 408.03 | 0
6979 | 407.546 | 0
6980 | 406.4615 | 0
6981 | 406.4429 | 0
6982 | 403.1901 | 0
6983 | 402.4 | 0
6984 | 400.8348 | 0
6985 | 399.101 | 0
6986 | 397.7894 | 0
6987 | 397.6 | 0
6988 | 396.46 | 0
6989 | 395.2318 | 0
6990 | 394.4 | 0
6991 | 393.167 | 0
6992 | 392.5583 | 0
6993 | 390.9227 | 0
6994 | 390.4 | 0
6995 | 390.1049 | 0
6996 | 389.912 | 0
6997 | 389.328 | 0
6998 | 388.4692 | 0
6999 | 387.2 | 0
7000 | 386.8335 | 0
7001 | 385.6939 | 0
7002 | 385.522 | 0
7003 | 384.0224 | 0
7004 | 384 | 0
7005 | 382.4 | 0
7006 | 382.4 | 0
7007 | 381.8331 | 0
7008 | 381.6 | 0
7009 | 380.8 | 0
7010 | 380 | 0
7011 | 378.6719 | 0
7012 | 378.4 | 0
7013 | 378.4 | 0
7014 | 378.0493 | 0
7015 | 376.9281 | 0
7016 | 375.588 | 0
7017 | 375.3839 | 0
7018 | 375.337 | 0
7019 | 371.3765 | 0
7020 | 369.6591 | 0
7021 | 369.6 | 0
7022 | 368.8 | 0
7023 | 368.1624 | 0
7024 | 367.3655 | 0
7025 | 367.2 | 0
7026 | 365.57 | 0
7027 | 364.7608 | 0
7028 | 364.693 | 0
7029 | 364.5171 | 0
7030 | 364.5053 | 0
7031 | 362.2986 | 0
7032 | 361.6 | 0
7033 | 357.9482 | 0
7034 | 357.6 | 0
7035 | 355.547 | 0
7036 | 354.6912 | 0
7037 | 354.4 | 0
7038 | 354.4 | 0
7039 | 353.747 | 0
7040 | 352 | 0
7041 | 348.83 | 0
7042 | 345.786 | 0
7043 | 345.2975 | 0
7044 | 344.9167 | 0
7045 | 344.1836 | 0
7046 | 343.658 | 0
7047 | 342.4 | 0
7048 | 341.8528 | 0
7049 | 341.456 | 0
7050 | 341.0682 | 0
7051 | 339.258 | 0
7052 | 338.7742 | 0
7053 | 337.397 | 0
7054 | 335.666 | 0
7055 | 335.2 | 0
7056 | 334.3604 | 0
7057 | 333.8962 | 0
7058 | 333.853 | 0
7059 | 333.7513 | 0
7060 | 332.224 | 0
7061 | 332.0389 | 0
7062 | 331.6128 | 0
7063 | 331.2 | 0
7064 | 330.448 | 0
7065 | 329.9117 | 0
7066 | 329.489 | 0
7067 | 329.02 | 0
7068 | 328.2074 | 0
7069 | 325.6 | 0
7070 | 324.8 | 0
7071 | 324.56 | 0
7072 | 324.3335 | 0
7073 | 324.2289 | 0
7074 | 323.0428 | 0
7075 | 322.859 | 0
7076 | 322.6469 | 0
7077 | 320.018 | 0
7078 | 318.7732 | 0
7079 | 318.4 | 0
7080 | 318.4 | 0
7081 | 317.159 | 0
7082 | 316 | 0
7083 | 315.607 | 0
7084 | 315.351 | 0
7085 | 315.114 | 0
7086 | 314.692 | 0
7087 | 313.792 | 0
7088 | 313.222 | 0
7089 | 311.517 | 0
7090 | 311.492 | 0
7091 | 309.6 | 0
7092 | 309.2214 | 0
7093 | 308.8 | 0
7094 | 308.0162 | 0
7095 | 307.5989 | 0
7096 | 307.348 | 0
7097 | 307.065 | 0
7098 | 306.2691 | 0
7099 | 306.2603 | 0
7100 | 305.8684 | 0
7101 | 305.6 | 0
7102 | 305.6 | 0
7103 | 304.539 | 0
7104 | 304.4113 | 0
7105 | 304.1927 | 0
7106 | 303.9311 | 0
7107 | 303.4149 | 0
7108 | 303.4149 | 0
7109 | 303.3544 | 0
7110 | 302.7034 | 0
7111 | 302.5368 | 0
7112 | 302.4 | 0
7113 | 302.112 | 0
7114 | 301.357 | 0
7115 | 301.2237 | 0
7116 | 300.6751 | 0
7117 | 299.716 | 0
7118 | 299.592 | 0
7119 | 299.2 | 0
7120 | 298.518 | 0
7121 | 298.5079 | 0
7122 | 298.4 | 0
7123 | 298.368 | 0
7124 | 298.2132 | 0
7125 | 297.305 | 0
7126 | 296.8 | 0
7127 | 296.8 | 0
7128 | 296.8 | 0
7129 | 296.7904 | 0
7130 | 296.104 | 0
7131 | 296 | 0
7132 | 296 | 0
7133 | 295.6455 | 0
7134 | 295.44 | 0
7135 | 294.906 | 0
7136 | 293.6009 | 0
7137 | 293.6 | 0
7138 | 293.458 | 0
7139 | 292.8 | 0
7140 | 292.731 | 0
7141 | 292.6697 | 0
7142 | 292 | 0
7143 | 292 | 0
7144 | 291.2 | 0
7145 | 291.2 | 0
7146 | 291.076 | 0
7147 | 290.153 | 0
7148 | 289.9125 | 0
7149 | 289.7979 | 0
7150 | 288.999 | 0
7151 | 288.8 | 0
7152 | 288.152 | 0
7153 | 287.755 | 0
7154 | 287.6502 | 0
7155 | 287.4671 | 0
7156 | 287.4345 | 0
7157 | 287.2 | 0
7158 | 287.2 | 0
7159 | 287.073 | 0
7160 | 286.4047 | 0
7161 | 286.349 | 0
7162 | 285.6 | 0
7163 | 285.1363 | 0
7164 | 285.122 | 0
7165 | 284.8 | 0
7166 | 284.3594 | 0
7167 | 284.243 | 0
7168 | 284.013 | 0
7169 | 283.6922 | 0
7170 | 283.5824 | 0
7171 | 283.379 | 0
7172 | 282.8055 | 0
7173 | 282.4089 | 0
7174 | 282.4 | 0
7175 | 282.1513 | 0
7176 | 281.969 | 0
7177 | 281.7887 | 0
7178 | 281.691 | 0
7179 | 281.379 | 0
7180 | 281.28 | 0
7181 | 281.168 | 0
7182 | 280.8 | 0
7183 | 280.4747 | 0
7184 | 280.4042 | 0
7185 | 280.1859 | 0
7186 | 279.8454 | 0
7187 | 279.7078 | 0
7188 | 279.4598 | 0
7189 | 279.2 | 0
7190 | 279.2 | 0
7191 | 278.9208 | 0
7192 | 278.114 | 0
7193 | 276.424 | 0
7194 | 276.33 | 0
7195 | 276.252 | 0
7196 | 276.049 | 0
7197 | 276 | 0
7198 | 275.21 | 0
7199 | 275.2 | 0
7200 | 274.8922 | 0
7201 | 274.4 | 0
7202 | 274.291 | 0
7203 | 273.5706 | 0
7204 | 273.494 | 0
7205 | 273.0489 | 0
7206 | 272.738 | 0
7207 | 272 | 0
7208 | 272 | 0
7209 | 271.406 | 0
7210 | 270.4 | 0
7211 | 270.3306 | 0
7212 | 269.8053 | 0
7213 | 269.6 | 0
7214 | 269.3482 | 0
7215 | 269.159 | 0
7216 | 269.004 | 0
7217 | 268.4554 | 0
7218 | 268.3642 | 0
7219 | 268 | 0
7220 | 268 | 0
7221 | 267.984 | 0
7222 | 267.282 | 0
7223 | 267.096 | 0
7224 | 266.4 | 0
7225 | 265.6099 | 0
7226 | 264.8 | 0
7227 | 264.437 | 0
7228 | 264 | 0
7229 | 263.906 | 0
7230 | 262.5234 | 0
7231 | 261.8282 | 0
7232 | 261.6 | 0
7233 | 261.3999 | 0
7234 | 261.2493 | 0
7235 | 260.8 | 0
7236 | 260.5825 | 0
7237 | 260.2743 | 0
7238 | 259.577 | 0
7239 | 259.2 | 0
7240 | 258.885 | 0
7241 | 258.7204 | 0
7242 | 258.151 | 0
7243 | 257.376 | 0
7244 | 257.187 | 0
7245 | 256.8 | 0
7246 | 256.165 | 0
7247 | 256.129 | 0
7248 | 255.553 | 0
7249 | 255.342 | 0
7250 | 255.2 | 0
7251 | 254.785 | 0
7252 | 254.4 | 0
7253 | 251.848 | 0
7254 | 251.672 | 0
7255 | 251.6319 | 0
7256 | 251.4089 | 0
7257 | 250.683 | 0
7258 | 249.9566 | 0
7259 | 248.7805 | 0
7260 | 248.715 | 0
7261 | 247.8433 | 0
7262 | 247.4402 | 0
7263 | 246.5742 | 0
7264 | 246.4 | 0
7265 | 246.146 | 0
7266 | 245.6 | 0
7267 | 244.5879 | 0
7268 | 244.417 | 0
7269 | 243.992 | 0
7270 | 243.8114 | 0
7271 | 243.7133 | 0
7272 | 243.4565 | 0
7273 | 243.2 | 0
7274 | 243.2 | 0
7275 | 242.4 | 0
7276 | 241.5452 | 0
7277 | 241.0487 | 0
7278 | 240.544 | 0
7279 | 239.297 | 0
7280 | 239.2 | 0
7281 | 238.4 | 0
7282 | 237.6 | 0
7283 | 237.6 | 0
7284 | 237.6 | 0
7285 | 237.5953 | 0
7286 | 236.4577 | 0
7287 | 236.2455 | 0
7288 | 236.1892 | 0
7289 | 236.1892 | 0
7290 | 236.032 | 0
7291 | 236 | 0
7292 | 235.767 | 0
7293 | 235.761 | 0
7294 | 235.535 | 0
7295 | 235.4123 | 0
7296 | 235.207 | 0
7297 | 235.0545 | 0
7298 | 234.947 | 0
7299 | 234.8325 | 0
7300 | 234.8325 | 0
7301 | 234.813 | 0
7302 | 234.455 | 0
7303 | 234.4 | 0
7304 | 234.4 | 0
7305 | 234.3197 | 0
7306 | 233.76 | 0
7307 | 233.4883 | 0
7308 | 233.438 | 0
7309 | 233.034 | 0
7310 | 232.2637 | 0
7311 | 231.2 | 0
7312 | 231.095 | 0
7313 | 230.7506 | 0
7314 | 230.7506 | 0
7315 | 230.684 | 0
7316 | 230.659 | 0
7317 | 230.4 | 0
7318 | 230.4 | 0
7319 | 229.93 | 0
7320 | 229.1968 | 0
7321 | 228.8 | 0
7322 | 228.6164 | 0
7323 | 228.4266 | 0
7324 | 228.211 | 0
7325 | 227.9257 | 0
7326 | 227.8445 | 0
7327 | 227.812 | 0
7328 | 227.6429 | 0
7329 | 227.2 | 0
7330 | 227.0213 | 0
7331 | 226.7086 | 0
7332 | 226.4 | 0
7333 | 226.3163 | 0
7334 | 226.1197 | 0
7335 | 225.957 | 0
7336 | 225.678 | 0
7337 | 225.6 | 0
7338 | 225.1445 | 0
7339 | 224.739 | 0
7340 | 224.5351 | 0
7341 | 224.458 | 0
7342 | 224.034 | 0
7343 | 224.0097 | 0
7344 | 224 | 0
7345 | 223.7816 | 0
7346 | 223.7582 | 0
7347 | 223.5096 | 0
7348 | 223.2 | 0
7349 | 223.2 | 0
7350 | 222.3318 | 0
7351 | 222.2043 | 0
7352 | 221.6323 | 0
7353 | 221.6 | 0
7354 | 221.19 | 0
7355 | 220.4508 | 0
7356 | 220.236 | 0
7357 | 220 | 0
7358 | 219.8735 | 0
7359 | 219.6375 | 0
7360 | 218.574 | 0
7361 | 218.4 | 0
7362 | 217.414 | 0
7363 | 216.663 | 0
7364 | 216.305 | 0
7365 | 216.0103 | 0
7366 | 215.288 | 0
7367 | 215.2119 | 0
7368 | 213.658 | 0
7369 | 212.04 | 0
7370 | 211.973 | 0
7371 | 211.252 | 0
7372 | 211.1465 | 0
7373 | 210.894 | 0
7374 | 210.6517 | 0
7375 | 210.4 | 0
7376 | 210.344 | 0
7377 | 210.0695 | 0
7378 | 209.928 | 0
7379 | 209.7018 | 0
7380 | 209.6 | 0
7381 | 209.471 | 0
7382 | 209.159 | 0
7383 | 207.884 | 0
7384 | 207.7449 | 0
7385 | 207.6748 | 0
7386 | 207.2309 | 0
7387 | 207.2 | 0
7388 | 207.0754 | 0
7389 | 206.5145 | 0
7390 | 206.4 | 0
7391 | 206.3667 | 0
7392 | 205.8624 | 0
7393 | 205.306 | 0
7394 | 205.1622 | 0
7395 | 205.1331 | 0
7396 | 205.13 | 0
7397 | 204.826 | 0
7398 | 204.693 | 0
7399 | 204.599 | 0
7400 | 204 | 0
7401 | 204 | 0
7402 | 203.7794 | 0
7403 | 203.767 | 0
7404 | 203.5578 | 0
7405 | 203.5454 | 0
7406 | 203.2065 | 0
7407 | 203.2 | 0
7408 | 203.03 | 0
7409 | 202.7269 | 0
7410 | 202.713 | 0
7411 | 202.4179 | 0
7412 | 201.4499 | 0
7413 | 200.9569 | 0
7414 | 200.8 | 0
7415 | 200 | 0
7416 | 199.8194 | 0
7417 | 199.5505 | 0
7418 | 199.3876 | 0
7419 | 199.2 | 0
7420 | 199.2 | 0
7421 | 199.0353 | 0
7422 | 198.9214 | 0
7423 | 198.7923 | 0
7424 | 198.151 | 0
7425 | 198.1192 | 0
7426 | 197.9358 | 0
7427 | 197.6 | 0
7428 | 197.3423 | 0
7429 | 197.097 | 0
7430 | 197.082 | 0
7431 | 197.058 | 0
7432 | 196.406 | 0
7433 | 195.7169 | 0
7434 | 195.463 | 0
7435 | 195.2 | 0
7436 | 195.0115 | 0
7437 | 194.8402 | 0
7438 | 194.696 | 0
7439 | 194.577 | 0
7440 | 193.991 | 0
7441 | 193.831 | 0
7442 | 193.6 | 0
7443 | 193.3915 | 0
7444 | 193.0078 | 0
7445 | 192.8 | 0
7446 | 192.7008 | 0
7447 | 192.296 | 0
7448 | 192 | 0
7449 | 191.45 | 0
7450 | 191.3722 | 0
7451 | 191.2 | 0
7452 | 189.7642 | 0
7453 | 189.5525 | 0
7454 | 188.5567 | 0
7455 | 187.2 | 0
7456 | 186.914 | 0
7457 | 186.6658 | 0
7458 | 186.4652 | 0
7459 | 186.389 | 0
7460 | 186.0829 | 0
7461 | 185.868 | 0
7462 | 185.6882 | 0
7463 | 185.42 | 0
7464 | 185.3969 | 0
7465 | 185.2027 | 0
7466 | 184.122 | 0
7467 | 183.582 | 0
7468 | 183.44 | 0
7469 | 183.1445 | 0
7470 | 183.063 | 0
7471 | 182.8679 | 0
7472 | 182.0764 | 0
7473 | 182.026 | 0
7474 | 182.01 | 0
7475 | 181.7586 | 0
7476 | 181.6734 | 0
7477 | 181.6499 | 0
7478 | 181.636 | 0
7479 | 181.6015 | 0
7480 | 181.355 | 0
7481 | 181.302 | 0
7482 | 181.165 | 0
7483 | 181.0159 | 0
7484 | 180.5099 | 0
7485 | 180 | 0
7486 | 180 | 0
7487 | 178.8941 | 0
7488 | 178.8871 | 0
7489 | 178.704 | 0
7490 | 177.796 | 0
7491 | 176.7969 | 0
7492 | 176.3999 | 0
7493 | 175.9232 | 0
7494 | 174.4073 | 0
7495 | 173.99 | 0
7496 | 173.6 | 0
7497 | 173.54 | 0
7498 | 172.671 | 0
7499 | 171.9803 | 0
7500 | 171.8487 | 0
7501 | 171.2 | 0
7502 | 170.769 | 0
7503 | 170.644 | 0
7504 | 170.605 | 0
7505 | 169.6 | 0
7506 | 169.2818 | 0
7507 | 168.6547 | 0
7508 | 168.473 | 0
7509 | 168.345 | 0
7510 | 168.3081 | 0
7511 | 168 | 0
7512 | 167.4831 | 0
7513 | 167.046 | 0
7514 | 164.8 | 0
7515 | 164.7109 | 0
7516 | 163.4921 | 0
7517 | 163.2 | 0
7518 | 163.157 | 0
7519 | 162.5652 | 0
7520 | 160.8 | 0
7521 | 160.732 | 0
7522 | 160.3938 | 0
7523 | 160.064 | 0
7524 | 159.9664 | 0
7525 | 159.6078 | 0
7526 | 159.508 | 0
7527 | 158.4 | 0
7528 | 158.372 | 0
7529 | 157.4013 | 0
7530 | 156.96 | 0
7531 | 156.897 | 0
7532 | 156.1646 | 0
7533 | 155.6841 | 0
7534 | 155.4039 | 0
7535 | 155.4039 | 0
7536 | 154.285 | 0
7537 | 153.6 | 0
7538 | 152.6909 | 0
7539 | 152.29 | 0
7540 | 152.1164 | 0
7541 | 151.282 | 0
7542 | 151.211 | 0
7543 | 150.5308 | 0
7544 | 150.4 | 0
7545 | 149.6 | 0
7546 | 149.362 | 0
7547 | 148.8 | 0
7548 | 148.8 | 0
7549 | 148 | 0
7550 | 147.3263 | 0
7551 | 147.249 | 0
7552 | 147.1628 | 0
7553 | 145.633 | 0
7554 | 145.6072 | 0
7555 | 144.5105 | 0
7556 | 144.11 | 0
7557 | 142.4 | 0
7558 | 142.371 | 0
7559 | 141.4846 | 0
7560 | 141.382 | 0
7561 | 140.8 | 0
7562 | 140 | 0
7563 | 139.948 | 0
7564 | 139.8489 | 0
7565 | 139.2 | 0
7566 | 138.7688 | 0
7567 | 138.494 | 0
7568 | 138.479 | 0
7569 | 138.4 | 0
7570 | 138.295 | 0
7571 | 138.2778 | 0
7572 | 138.2668 | 0
7573 | 137.6387 | 0
7574 | 137.6 | 0
7575 | 137.552 | 0
7576 | 137.5422 | 0
7577 | 136.8 | 0
7578 | 136.8 | 0
7579 | 136.2679 | 0
7580 | 136.0712 | 0
7581 | 135.9137 | 0
7582 | 135.7598 | 0
7583 | 135.505 | 0
7584 | 135.46 | 0
7585 | 135.2 | 0
7586 | 135.1872 | 0
7587 | 134.638 | 0
7588 | 132.8 | 0
7589 | 132.6113 | 0
7590 | 132.4947 | 0
7591 | 132.424 | 0
7592 | 131.3026 | 0
7593 | 130.6101 | 0
7594 | 130.5488 | 0
7595 | 129.9866 | 0
7596 | 129.537 | 0
7597 | 128.8 | 0
7598 | 128.716 | 0
7599 | 127.2 | 0
7600 | 127.2 | 0
7601 | 127.2 | 0
7602 | 126.773 | 0
7603 | 126.647 | 0
7604 | 126.4653 | 0
7605 | 126.4 | 0
7606 | 125.6 | 0
7607 | 124.8 | 0
7608 | 124.5833 | 0
7609 | 124 | 0
7610 | 123.5332 | 0
7611 | 123.2 | 0
7612 | 123.1185 | 0
7613 | 122.7562 | 0
7614 | 122.6745 | 0
7615 | 122.023 | 0
7616 | 121.2024 | 0
7617 | 120.4254 | 0
7618 | 120 | 0
7619 | 120 | 0
7620 | 120 | 0
7621 | 119.9634 | 0
7622 | 119.641 | 0
7623 | 119.5695 | 0
7624 | 119.4032 | 0
7625 | 118.7976 | 0
7626 | 118.4 | 0
7627 | 118.4 | 0
7628 | 118.4 | 0
7629 | 117.6 | 0
7630 | 117.6 | 0
7631 | 117.348 | 0
7632 | 116.9497 | 0
7633 | 116.8 | 0
7634 | 116.5407 | 0
7635 | 116.1318 | 0
7636 | 116 | 0
7637 | 116 | 0
7638 | 116 | 0
7639 | 115.4766 | 0
7640 | 115.2 | 0
7641 | 115.2 | 0
7642 | 115.054 | 0
7643 | 114.9869 | 0
7644 | 114.9869 | 0
7645 | 114.4 | 0
7646 | 114.4 | 0
7647 | 113.6784 | 0
7648 | 113.6 | 0
7649 | 112.8605 | 0
7650 | 112.8605 | 0
7651 | 112.7164 | 0
7652 | 112.656 | 0
7653 | 112.5998 | 0
7654 | 111.8791 | 0
7655 | 111.2 | 0
7656 | 111.2 | 0
7657 | 110.407 | 0
7658 | 110.4 | 0
7659 | 110.4 | 0
7660 | 110.4 | 0
7661 | 110.4 | 0
7662 | 110.4 | 0
7663 | 110.328 | 0
7664 | 110.259 | 0
7665 | 110.145 | 0
7666 | 109.8187 | 0
7667 | 109.6 | 0
7668 | 109.6 | 0
7669 | 109.6 | 0
7670 | 108.8 | 0
7671 | 108.8 | 0
7672 | 108.8 | 0
7673 | 108.8 | 0
7674 | 108.4667 | 0
7675 | 108.3768 | 0
7676 | 108.1214 | 0
7677 | 108 | 0
7678 | 108 | 0
7679 | 108 | 0
7680 | 107.9944 | 0
7681 | 107.2175 | 0
7682 | 107.2175 | 0
7683 | 107.2175 | 0
7684 | 107.2 | 0
7685 | 107.2 | 0
7686 | 107.2 | 0
7687 | 107.1357 | 0
7688 | 106.6504 | 0
7689 | 106.6504 | 0
7690 | 106.4 | 0
7691 | 106.4 | 0
7692 | 106.3653 | 0
7693 | 106.186 | 0
7694 | 106.102 | 0
7695 | 105.9861 | 0
7696 | 105.9149 | 0
7697 | 105.6 | 0
7698 | 105.6 | 0
7699 | 105.6 | 0
7700 | 105.5001 | 0
7701 | 105.3492 | 0
7702 | 105.232 | 0
7703 | 105.1892 | 0
7704 | 105.1892 | 0
7705 | 105.1794 | 0
7706 | 104.8867 | 0
7707 | 104.8867 | 0
7708 | 104.8 | 0
7709 | 104.8 | 0
7710 | 104.8 | 0
7711 | 104.8 | 0
7712 | 104.269 | 0
7713 | 104.1097 | 0
7714 | 104.1097 | 0
7715 | 104 | 0
7716 | 104 | 0
7717 | 103.8644 | 0
7718 | 103.3328 | 0
7719 | 103.2926 | 0
7720 | 103.221 | 0
7721 | 103.2 | 0
7722 | 103.2 | 0
7723 | 103.2 | 0
7724 | 103.2 | 0
7725 | 102.491 | 0
7726 | 102.4 | 0
7727 | 102.4 | 0
7728 | 102.4 | 0
7729 | 102.2287 | 0
7730 | 102.2287 | 0
7731 | 102.2287 | 0
7732 | 102.2212 | 0
7733 | 102.069 | 0
7734 | 101.7789 | 0
7735 | 101.7789 | 0
7736 | 101.7789 | 0
7737 | 101.6 | 0
7738 | 101.6 | 0
7739 | 101.6 | 0
7740 | 101.6 | 0
7741 | 101.6 | 0
7742 | 101.6 | 0
7743 | 101.6 | 0
7744 | 101.6 | 0
7745 | 101.6 | 0
7746 | 101.4733 | 0
7747 | 101.2048 | 0
7748 | 101.182 | 0
7749 | 101.002 | 0
7750 | 100.984 | 0
7751 | 100.8 | 0
7752 | 100.8 | 0
7753 | 100.8 | 0
7754 | 100.7662 | 0
7755 | 100.7662 | 0
7756 | 100.7662 | 0
7757 | 100.5931 | 0
7758 | 100.5931 | 0
7759 | 100.5931 | 0
7760 | 100.5931 | 0
7761 | 100.2454 | 0
7762 | 100.225 | 0
7763 | 100.225 | 0
7764 | 100.0307 | 0
7765 | 100.0307 | 0
7766 | 100.012 | 0
7767 | 100 | 0
7768 | 100 | 0
7769 | 100 | 0
7770 | 100 | 0
7771 | 100 | 0
7772 | 100 | 0
7773 | 100 | 0
7774 | 99.7752 | 0
7775 | 99.5365 | 0
7776 | 99.4481 | 0
7777 | 99.261 | 0
7778 | 99.2 | 0
7779 | 99.2 | 0
7780 | 99.2 | 0
7781 | 99.2 | 0
7782 | 99.2 | 0
7783 | 99.2 | 0
7784 | 99.1266 | 0
7785 | 98.9574 | 0
7786 | 98.9574 | 0
7787 | 98.9574 | 0
7788 | 98.846 | 0
7789 | 98.6711 | 0
7790 | 98.6711 | 0
7791 | 98.6711 | 0
7792 | 98.6711 | 0
7793 | 98.6711 | 0
7794 | 98.5597 | 0
7795 | 98.4 | 0
7796 | 98.4 | 0
7797 | 98.4 | 0
7798 | 98.4 | 0
7799 | 98.4 | 0
7800 | 98.4 | 0
7801 | 98.4 | 0
7802 | 98.4 | 0
7803 | 98.247 | 0
7804 | 97.636 | 0
7805 | 97.6 | 0
7806 | 97.6 | 0
7807 | 97.3218 | 0
7808 | 97.2562 | 0
7809 | 97.2204 | 0
7810 | 97.1173 | 0
7811 | 96.821 | 0
7812 | 96.805 | 0
7813 | 96.8 | 0
7814 | 96.8 | 0
7815 | 96.8 | 0
7816 | 96.8 | 0
7817 | 96.8 | 0
7818 | 96.8 | 0
7819 | 96.8 | 0
7820 | 96.8 | 0
7821 | 96.5407 | 0
7822 | 96.5039 | 0
7823 | 96.4444 | 0
7824 | 96.4285 | 0
7825 | 96.4235 | 0
7826 | 96.3403 | 0
7827 | 96.007 | 0
7828 | 96 | 0
7829 | 96 | 0
7830 | 96 | 0
7831 | 96 | 0
7832 | 96 | 0
7833 | 95.6861 | 0
7834 | 95.6336 | 0
7835 | 95.6266 | 0
7836 | 95.6176 | 0
7837 | 95.4148 | 0
7838 | 95.362 | 0
7839 | 95.215 | 0
7840 | 95.2 | 0
7841 | 95.2 | 0
7842 | 95.2 | 0
7843 | 95.2 | 0
7844 | 95.06 | 0
7845 | 94.9911 | 0
7846 | 94.896 | 0
7847 | 94.8821 | 0
7848 | 94.8683 | 0
7849 | 94.8683 | 0
7850 | 94.8683 | 0
7851 | 94.8446 | 0
7852 | 94.8297 | 0
7853 | 94.8297 | 0
7854 | 94.791 | 0
7855 | 94.436 | 0
7856 | 94.4 | 0
7857 | 94.4 | 0
7858 | 94.4 | 0
7859 | 94.4 | 0
7860 | 94.4 | 0
7861 | 94.4 | 0
7862 | 94.4 | 0
7863 | 94.4 | 0
7864 | 94.4 | 0
7865 | 94.1466 | 0
7866 | 94.1466 | 0
7867 | 94.05 | 0
7868 | 94.0328 | 0
7869 | 94.0328 | 0
7870 | 94.0328 | 0
7871 | 94.0328 | 0
7872 | 94.0328 | 0
7873 | 94.0095 | 0
7874 | 93.6 | 0
7875 | 93.6 | 0
7876 | 93.6 | 0
7877 | 93.6 | 0
7878 | 93.6 | 0
7879 | 93.6 | 0
7880 | 93.6 | 0
7881 | 93.6 | 0
7882 | 93.6 | 0
7883 | 93.6 | 0
7884 | 93.6 | 0
7885 | 93.6 | 0
7886 | 93.6 | 0
7887 | 93.6 | 0
7888 | 93.6 | 0
7889 | 93.6 | 0
7890 | 93.6 | 0
7891 | 93.411 | 0
7892 | 93.411 | 0
7893 | 93.277 | 0
7894 | 93.2359 | 0
7895 | 93.2359 | 0
7896 | 93.2359 | 0
7897 | 93.2359 | 0
7898 | 93.2359 | 0
7899 | 93.2359 | 0
7900 | 93.2359 | 0
7901 | 93.2359 | 0
7902 | 93.2359 | 0
7903 | 93.2359 | 0
7904 | 93.2326 | 0
7905 | 93.2326 | 0
7906 | 93.2326 | 0
7907 | 92.8447 | 0
7908 | 92.8 | 0
7909 | 92.8 | 0
7910 | 92.8 | 0
7911 | 92.8 | 0
7912 | 92.8 | 0
7913 | 92.8 | 0
7914 | 92.8 | 0
7915 | 92.8 | 0
7916 | 92.8 | 0
7917 | 92.8 | 0
7918 | 92.8 | 0
7919 | 92.8 | 0
7920 | 92.708 | 0
7921 | 92.6755 | 0
7922 | 92.6755 | 0
7923 | 92.439 | 0
7924 | 92.439 | 0
7925 | 92.439 | 0
7926 | 92.439 | 0
7927 | 92.439 | 0
7928 | 92.439 | 0
7929 | 92.4148 | 0
7930 | 92.4148 | 0
7931 | 92.1604 | 0
7932 | 92.13 | 0
7933 | 92 | 0
7934 | 92 | 0
7935 | 92 | 0
7936 | 92 | 0
7937 | 92 | 0
7938 | 91.951 | 0
7939 | 91.94 | 0
7940 | 91.94 | 0
7941 | 91.689 | 0
7942 | 91.6762 | 0
7943 | 91.6421 | 0
7944 | 91.6421 | 0
7945 | 91.5969 | 0
7946 | 91.5969 | 0
7947 | 91.2045 | 0
7948 | 91.2045 | 0
7949 | 91.2 | 0
7950 | 91.2 | 0
7951 | 91.2 | 0
7952 | 91.2 | 0
7953 | 91.2 | 0
7954 | 91.2 | 0
7955 | 91.2 | 0
7956 | 91.2 | 0
7957 | 91.2 | 0
7958 | 91.2 | 0
7959 | 91.2 | 0
7960 | 91.2 | 0
7961 | 91.2 | 0
7962 | 91.2 | 0
7963 | 91.2 | 0
7964 | 91.2 | 0
7965 | 91.1703 | 0
7966 | 90.8526 | 0
7967 | 90.8453 | 0
7968 | 90.8453 | 0
7969 | 90.8453 | 0
7970 | 90.8453 | 0
7971 | 90.8453 | 0
7972 | 90.8453 | 0
7973 | 90.638 | 0
7974 | 90.469 | 0
7975 | 90.469 | 0
7976 | 90.455 | 0
7977 | 90.4 | 0
7978 | 90.4 | 0
7979 | 90.4 | 0
7980 | 90.4 | 0
7981 | 90.4 | 0
7982 | 90.093 | 0
7983 | 90.0484 | 0
7984 | 90.0484 | 0
7985 | 90.0355 | 0
7986 | 90.0212 | 0
7987 | 89.7711 | 0
7988 | 89.7426 | 0
7989 | 89.69 | 0
7990 | 89.626 | 0
7991 | 89.61 | 0
7992 | 89.6 | 0
7993 | 89.6 | 0
7994 | 89.6 | 0
7995 | 89.6 | 0
7996 | 89.6 | 0
7997 | 89.6 | 0
7998 | 89.6 | 0
7999 | 89.6 | 0
8000 | 89.6 | 0
8001 | 89.6 | 0
8002 | 89.6 | 0
8003 | 89.489 | 0
8004 | 89.4741 | 0
8005 | 89.332 | 0
8006 | 89.2515 | 0
8007 | 89.172 | 0
8008 | 89.1435 | 0
8009 | 89.1435 | 0
8010 | 89.121 | 0
8011 | 88.9979 | 0
8012 | 88.9979 | 0
8013 | 88.9845 | 0
8014 | 88.8 | 0
8015 | 88.8 | 0
8016 | 88.8 | 0
8017 | 88.8 | 0
8018 | 88.8 | 0
8019 | 88.8 | 0
8020 | 88.6732 | 0
8021 | 88.652 | 0
8022 | 88.61 | 0
8023 | 88.4546 | 0
8024 | 88.4546 | 0
8025 | 88.4546 | 0
8026 | 88.4546 | 0
8027 | 88.4546 | 0
8028 | 88.3635 | 0
8029 | 88.3256 | 0
8030 | 88.3256 | 0
8031 | 88.3256 | 0
8032 | 88.3256 | 0
8033 | 88.3072 | 0
8034 | 88.307 | 0
8035 | 88.2653 | 0
8036 | 88.264 | 0
8037 | 88.2624 | 0
8038 | 88.2624 | 0
8039 | 88.262 | 0
8040 | 88.18 | 0
8041 | 88.082 | 0
8042 | 88.0252 | 0
8043 | 88 | 0
8044 | 88 | 0
8045 | 88 | 0
8046 | 88 | 0
8047 | 88 | 0
8048 | 88 | 0
8049 | 88 | 0
8050 | 88 | 0
8051 | 87.9635 | 0
8052 | 87.886 | 0
8053 | 87.8474 | 0
8054 | 87.814 | 0
8055 | 87.738 | 0
8056 | 87.682 | 0
8057 | 87.6577 | 0
8058 | 87.6577 | 0
8059 | 87.6577 | 0
8060 | 87.6577 | 0
8061 | 87.6577 | 0
8062 | 87.6577 | 0
8063 | 87.6577 | 0
8064 | 87.642 | 0
8065 | 87.5078 | 0
8066 | 87.356 | 0
8067 | 87.3011 | 0
8068 | 87.2 | 0
8069 | 87.2 | 0
8070 | 87.2 | 0
8071 | 87.2 | 0
8072 | 87.2 | 0
8073 | 87.2 | 0
8074 | 87.2 | 0
8075 | 87.2 | 0
8076 | 87.2 | 0
8077 | 87.2 | 0
8078 | 87.2 | 0
8079 | 87.2 | 0
8080 | 87.2 | 0
8081 | 87.2 | 0
8082 | 87.2 | 0
8083 | 87.2 | 0
8084 | 87.089 | 0
8085 | 87.0262 | 0
8086 | 86.9093 | 0
8087 | 86.8608 | 0
8088 | 86.8608 | 0
8089 | 86.8608 | 0
8090 | 86.8608 | 0
8091 | 86.8608 | 0
8092 | 86.8608 | 0
8093 | 86.8608 | 0
8094 | 86.8608 | 0
8095 | 86.8608 | 0
8096 | 86.8608 | 0
8097 | 86.8608 | 0
8098 | 86.8608 | 0
8099 | 86.801 | 0
8100 | 86.7914 | 0
8101 | 86.787 | 0
8102 | 86.785 | 0
8103 | 86.7502 | 0
8104 | 86.74 | 0
8105 | 86.69 | 0
8106 | 86.69 | 0
8107 | 86.655 | 0
8108 | 86.617 | 0
8109 | 86.5519 | 0
8110 | 86.4494 | 0
8111 | 86.437 | 0
8112 | 86.4 | 0
8113 | 86.4 | 0
8114 | 86.4 | 0
8115 | 86.4 | 0
8116 | 86.4 | 0
8117 | 86.4 | 0
8118 | 86.4 | 0
8119 | 86.4 | 0
8120 | 86.4 | 0
8121 | 86.4 | 0
8122 | 86.4 | 0
8123 | 86.3179 | 0
8124 | 86.2801 | 0
8125 | 86.0639 | 0
8126 | 86.0639 | 0
8127 | 86.0639 | 0
8128 | 86.0639 | 0
8129 | 86.0639 | 0
8130 | 86.0558 | 0
8131 | 86.0558 | 0
8132 | 86.0558 | 0
8133 | 86.02 | 0
8134 | 85.97 | 0
8135 | 85.8721 | 0
8136 | 85.749 | 0
8137 | 85.7196 | 0
8138 | 85.6854 | 0
8139 | 85.6448 | 0
8140 | 85.6448 | 0
8141 | 85.638 | 0
8142 | 85.6 | 0
8143 | 85.6 | 0
8144 | 85.6 | 0
8145 | 85.6 | 0
8146 | 85.6 | 0
8147 | 85.6 | 0
8148 | 85.6 | 0
8149 | 85.6 | 0
8150 | 85.5428 | 0
8151 | 85.467 | 0
8152 | 85.3392 | 0
8153 | 85.3203 | 0
8154 | 85.3203 | 0
8155 | 85.2782 | 0
8156 | 85.267 | 0
8157 | 85.267 | 0
8158 | 85.1346 | 0
8159 | 84.9541 | 0
8160 | 84.8 | 0
8161 | 84.8 | 0
8162 | 84.8 | 0
8163 | 84.8 | 0
8164 | 84.8 | 0
8165 | 84.741 | 0
8166 | 84.5848 | 0
8167 | 84.557 | 0
8168 | 84.507 | 0
8169 | 84.4702 | 0
8170 | 84.4702 | 0
8171 | 84.4702 | 0
8172 | 84.462 | 0
8173 | 84.446 | 0
8174 | 84.4114 | 0
8175 | 84.323 | 0
8176 | 84.2988 | 0
8177 | 84.2832 | 0
8178 | 84.2281 | 0
8179 | 84.1783 | 0
8180 | 84.042 | 0
8181 | 84 | 0
8182 | 84 | 0
8183 | 84 | 0
8184 | 83.995 | 0
8185 | 83.8493 | 0
8186 | 83.8493 | 0
8187 | 83.7151 | 0
8188 | 83.6733 | 0
8189 | 83.5728 | 0
8190 | 83.419 | 0
8191 | 83.4186 | 0
8192 | 83.4186 | 0
8193 | 83.4186 | 0
8194 | 83.396 | 0
8195 | 83.254 | 0
8196 | 83.2 | 0
8197 | 83.2 | 0
8198 | 83.0716 | 0
8199 | 82.933 | 0
8200 | 82.9302 | 0
8201 | 82.892 | 0
8202 | 82.8821 | 0
8203 | 82.8764 | 0
8204 | 82.775 | 0
8205 | 82.665 | 0
8206 | 82.654 | 0
8207 | 82.638 | 0
8208 | 82.6104 | 0
8209 | 82.6008 | 0
8210 | 82.453 | 0
8211 | 82.403 | 0
8212 | 82.4 | 0
8213 | 82.3874 | 0
8214 | 82.3782 | 0
8215 | 82.3782 | 0
8216 | 82.3782 | 0
8217 | 82.3782 | 0
8218 | 82.3435 | 0
8219 | 82.3325 | 0
8220 | 82.3166 | 0
8221 | 82.1914 | 0
8222 | 82.0825 | 0
8223 | 82.0795 | 0
8224 | 82.0705 | 0
8225 | 82.0117 | 0
8226 | 81.8383 | 0
8227 | 81.795 | 0
8228 | 81.783 | 0
8229 | 81.6427 | 0
8230 | 81.6 | 0
8231 | 81.6 | 0
8232 | 81.6 | 0
8233 | 81.6 | 0
8234 | 81.6 | 0
8235 | 81.6 | 0
8236 | 81.515 | 0
8237 | 81.5007 | 0
8238 | 81.5007 | 0
8239 | 81.435 | 0
8240 | 81.362 | 0
8241 | 81.2826 | 0
8242 | 81.253 | 0
8243 | 81.1985 | 0
8244 | 81.1979 | 0
8245 | 81.184 | 0
8246 | 81.1182 | 0
8247 | 81.102 | 0
8248 | 81.0455 | 0
8249 | 80.9652 | 0
8250 | 80.9652 | 0
8251 | 80.9369 | 0
8252 | 80.8682 | 0
8253 | 80.819 | 0
8254 | 80.81 | 0
8255 | 80.81 | 0
8256 | 80.81 | 0
8257 | 80.8 | 0
8258 | 80.7865 | 0
8259 | 80.774 | 0
8260 | 80.761 | 0
8261 | 80.6148 | 0
8262 | 80.579 | 0
8263 | 80.506 | 0
8264 | 80.485 | 0
8265 | 80.475 | 0
8266 | 80.4598 | 0
8267 | 80.4469 | 0
8268 | 80.2656 | 0
8269 | 80.1929 | 0
8270 | 80.162 | 0
8271 | 80.1193 | 0
8272 | 80.078 | 0
8273 | 80 | 0
8274 | 80 | 0
8275 | 80 | 0
8276 | 80 | 0
8277 | 79.923 | 0
8278 | 79.796 | 0
8279 | 79.7665 | 0
8280 | 79.6888 | 0
8281 | 79.6888 | 0
8282 | 79.6888 | 0
8283 | 79.66 | 0
8284 | 79.653 | 0
8285 | 79.4856 | 0
8286 | 79.4371 | 0
8287 | 79.4286 | 0
8288 | 79.4286 | 0
8289 | 79.3551 | 0
8290 | 79.3501 | 0
8291 | 79.3432 | 0
8292 | 79.281 | 0
8293 | 79.24 | 0
8294 | 79.2 | 0
8295 | 79.2 | 0
8296 | 79.067 | 0
8297 | 79.057 | 0
8298 | 78.9726 | 0
8299 | 78.9318 | 0
8300 | 78.901 | 0
8301 | 78.853 | 0
8302 | 78.8376 | 0
8303 | 78.7595 | 0
8304 | 78.738 | 0
8305 | 78.738 | 0
8306 | 78.738 | 0
8307 | 78.738 | 0
8308 | 78.7006 | 0
8309 | 78.5941 | 0
8310 | 78.5463 | 0
8311 | 78.5117 | 0
8312 | 78.42 | 0
8313 | 78.4 | 0
8314 | 78.4 | 0
8315 | 78.3215 | 0
8316 | 78.115 | 0
8317 | 78.0473 | 0
8318 | 77.6938 | 0
8319 | 77.625 | 0
8320 | 77.6 | 0
8321 | 77.379 | 0
8322 | 77.3566 | 0
8323 | 77.3566 | 0
8324 | 77.3566 | 0
8325 | 77.076 | 0
8326 | 76.9871 | 0
8327 | 76.876 | 0
8328 | 76.8 | 0
8329 | 76.8 | 0
8330 | 76.8 | 0
8331 | 76.8 | 0
8332 | 76.7762 | 0
8333 | 76.614 | 0
8334 | 76.5013 | 0
8335 | 76.2014 | 0
8336 | 76.02 | 0
8337 | 76 | 0
8338 | 76 | 0
8339 | 75.9752 | 0
8340 | 75.749 | 0
8341 | 75.7243 | 0
8342 | 75.611 | 0
8343 | 75.453 | 0
8344 | 75.3169 | 0
8345 | 75.2845 | 0
8346 | 75.2 | 0
8347 | 75.163 | 0
8348 | 75.1595 | 0
8349 | 74.961 | 0
8350 | 74.903 | 0
8351 | 74.8706 | 0
8352 | 74.6694 | 0
8353 | 74.649 | 0
8354 | 74.6116 | 0
8355 | 74.5939 | 0
8356 | 74.5939 | 0
8357 | 74.479 | 0
8358 | 74.454 | 0
8359 | 74.3586 | 0
8360 | 74.1644 | 0
8361 | 73.9979 | 0
8362 | 73.9032 | 0
8363 | 73.28 | 0
8364 | 73.0629 | 0
8365 | 73.0251 | 0
8366 | 72.995 | 0
8367 | 72.9207 | 0
8368 | 72.8 | 0
8369 | 72.8 | 0
8370 | 72.8 | 0
8371 | 72.771 | 0
8372 | 72.4879 | 0
8373 | 72 | 0
8374 | 71.8311 | 0
8375 | 71.5652 | 0
8376 | 71.47 | 0
8377 | 71.433 | 0
8378 | 70.538 | 0
8379 | 70.4498 | 0
8380 | 70.3334 | 0
8381 | 69.874 | 0
8382 | 69.845 | 0
8383 | 69.75 | 0
8384 | 69.556 | 0
8385 | 69.059 | 0
8386 | 68.887 | 0
8387 | 68.8 | 0
8388 | 68.6977 | 0
8389 | 68.404 | 0
8390 | 67.2 | 0
8391 | 66.9963 | 0
8392 | 66.9323 | 0
8393 | 66.865 | 0
8394 | 66.3057 | 0
8395 | 66.072 | 0
8396 | 65.492 | 0
8397 | 65.31 | 0
8398 | 64.271 | 0
8399 | 64.133 | 0
8400 | 63.569 | 0
8401 | 62.387 | 0
8402 | 62.252 | 0
8403 | 60.615 | 0
8404 | 60.338 | 0
8405 | 60.106 | 0
8406 | 59.935 | 0
8407 | 59.771 | 0
8408 | 59.139 | 0
8409 | 57.64 | 0
8410 | 57.444 | 0
8411 | 56.963 | 0
8412 | 44.716 | 0
8413 | 39.491 | 0
8414 | 37.99 | 0
8415 | 0 | 0
8416 | 0 | 0
8417 | 0 | 0
8418 | 0 | 0
8419 | 0 | 0
8420 | 0 | 0
8421 | 0 | 0
8422 | 0 | 0
8423 | 0 | 0
8424 | 0 | 0
8425 | 0 | 0
8426 | 0 | 0
8427 | 0 | 0
8428 | 0 | 0
8429 | 0 | 0
8430 | 0 | 0
8431 | 0 | 0
8432 | 0 | 0
8433 | 0 | 0
8434 | 0 | 0
8435 | 0 | 0
8436 | 0 | 0
8437 | 0 | 0
8438 | 0 | 0
8439 | 0 | 0
8440 | 0 | 0
8441 | 0 | 0
8442 | 0 | 0
8443 | 0 | 0
8444 | 0 | 0
8445 | 0 | 0
8446 | 0 | 0
8447 | 0 | 0
8448 | 0 | 0
8449 | 0 | 0
8450 | 0 | 0
8451 | 0 | 0
8452 | 0 | 0
8453 | 0 | 0
8454 | 0 | 0
8455 | 0 | 0
8456 | 0 | 0
8457 | 0 | 0
8458 | 0 | 0
8459 | 0 | 0
8460 | 0 | 0
8461 | 0 | 0
8462 | 0 | 0
8463 | 0 | 0
8464 | 0 | 0
8465 | 0 | 0
8466 | 0 | 0
8467 | 0 | 0
8468 | 0 | 0
8469 | 0 | 0
8470 | 0 | 0
8471 | 0 | 0
8472 | 0 | 0
8473 | 0 | 0
8474 | 0 | 0
8475 | 0 | 0
8476 | 0 | 0
8477 | 0 | 0
8478 | 0 | 0
8479 | 0 | 0
8480 | 0 | 0
8481 | 0 | 0
8482 | 0 | 0
8483 | 0 | 0
8484 | 0 | 0
8485 | 0 | 0
8486 | 0 | 0
8487 | 0 | 0
8488 | 0 | 0
8489 | 0 | 0
8490 | 0 | 0
8491 | 0 | 0
8492 | 0 | 0
8493 | 0 | 0
8494 | 0 | 0
8495 | 0 | 0
8496 | 0 | 0
8497 | 0 | 0
8498 | 0 | 0
8499 | 0 | 0
8500 | 0 | 0
8501 | 0 | 0
8502 | 0 | 0
8503 | 0 | 0
8504 | 0 | 0
8505 | 0 | 0
8506 | 0 | 0
8507 | 0 | 0
8508 | 0 | 0
8509 | 0 | 0
8510 | 0 | 0
8511 | 0 | 0
8512 | 0 | 0
8513 | 0 | 0
8514 | 0 | 0
8515 | 0 | 0
8516 | 0 | 0
8517 | 0 | 0
8518 | 0 | 0
8519 | 0 | 0
8520 | 0 | 0
8521 | 0 | 0
8522 | 0 | 0
8523 | 0 | 0
8524 | 0 | 0
8525 | 0 | 0
8526 | 0 | 0
8527 | 0 | 0
8528 | 0 | 0
8529 | 0 | 0
8530 | 0 | 0
8531 | 0 | 0
8532 | 0 | 0
8533 | 0 | 0
8534 | 0 | 0
8535 | 0 | 0
8536 | 0 | 0
8537 | 0 | 0
8538 | 0 | 0
8539 | 0 | 0
8540 | 0 | 0
8541 | 0 | 0
8542 | 0 | 0
8543 | 0 | 0
8544 | 0 | 0
8545 | 0 | 0
8546 | 0 | 0
8547 | 0 | 0
8548 | 0 | 0
8549 | 0 | 0
8550 | 0 | 0
8551 | 0 | 0
8552 | 0 | 0
8553 | 0 | 0
8554 | 0 | 0
8555 | 0 | 0
8556 | 0 | 0
8557 | 0 | 0
8558 | 0 | 0
8559 | 0 | 0
8560 | 0 | 0
8561 | 0 | 0
8562 | 0 | 0
8563 | 0 | 0
8564 | 0 | 0
8565 | 0 | 0
8566 | 0 | 0
8567 | 0 | 0
8568 | 0 | 0
8569 | 0 | 0
8570 | 0 | 0
8571 | 0 | 0
8572 | 0 | 0
8573 | 0 | 0
8574 | 0 | 0
8575 | 0 | 0
8576 | 0 | 0
8577 | 0 | 0
8578 | 0 | 0
8579 | 0 | 0
8580 | 0 | 0
8581 | 0 | 0
8582 | 0 | 0
8583 | 0 | 0
8584 | 0 | 0
8585 | 0 | 0
8586 | 0 | 0
8587 | 0 | 0
8588 | 0 | 0
8589 | 0 | 0
8590 | 0 | 0
8591 | 0 | 0
8592 | 0 | 0
8593 | 0 | 0
8594 | 0 | 0
8595 | 0 | 0
8596 | 0 | 0
8597 | 0 | 0
8598 | 0 | 0
8599 | 0 | 0
8600 | 0 | 0
8601 | 0 | 0
8602 | 0 | 0
8603 | 0 | 0
8604 | 0 | 0
8605 | 0 | 0
8606 | 0 | 0
8607 | 0 | 0
8608 | 0 | 0
8609 | 0 | 0
8610 | 0 | 0
8611 | 0 | 0
8612 | 0 | 0
8613 | 0 | 0
8614 | 0 | 0
8615 | 0 | 0
8616 | 0 | 0
8617 | 0 | 0
8618 | 0 | 0
8619 | 0 | 0
8620 | 0 | 0
8621 | 0 | 0
8622 | 0 | 0
8623 | 0 | 0
8624 | 0 | 0
8625 | 0 | 0
8626 | 0 | 0
8627 | 0 | 0
8628 | 0 | 0
8629 | 0 | 0
8630 | 0 | 0
8631 | 0 | 0
8632 | 0 | 0
8633 | 0 | 0
8634 | 0 | 0
8635 | 0 | 0
8636 | 0 | 0
8637 | 0 | 0
8638 | 0 | 0
8639 | 0 | 0
8640 | 0 | 0
8641 | 0 | 0
8642 | 0 | 0
8643 | 0 | 0
8644 | 0 | 0
8645 | 0 | 0
8646 | 0 | 0
8647 | 0 | 0
8648 | 0 | 0
8649 | 0 | 0
8650 | 0 | 0
8651 | 0 | 0
8652 | 0 | 0
8653 | 0 | 0
8654 | 0 | 0
8655 | 0 | 0
8656 | 0 | 0
8657 | 0 | 0
8658 | 0 | 0
8659 | 0 | 0
8660 | 0 | 0
8661 | 0 | 0
8662 | 0 | 0
8663 | 0 | 0
8664 | 0 | 0
8665 | 0 | 0
8666 | 0 | 0
8667 | 0 | 0
8668 | 0 | 0
8669 | 0 | 0
8670 | 0 | 0
8671 | 0 | 0
8672 | 0 | 0
8673 | 0 | 0
8674 | 0 | 0
8675 | 0 | 0
8676 | 0 | 0
8677 | 0 | 0
8678 | 0 | 0
8679 | 0 | 0
8680 | 0 | 0
8681 | 0 | 0
8682 | 0 | 0
8683 | 0 | 0
8684 | 0 | 0
8685 | 0 | 0
8686 | 0 | 0
8687 | 0 | 0
8688 | 0 | 0
8689 | 0 | 0
8690 | 0 | 0
8691 | 0 | 0
8692 | 0 | 0
8693 | 0 | 0
8694 | 0 | 0
8695 | 0 | 0
8696 | 0 | 0
8697 | 0 | 0
8698 | 0 | 0
8699 | 0 | 0
8700 | 0 | 0
8701 | 0 | 0
8702 | 0 | 0
8703 | 0 | 0
8704 | 0 | 0
8705 | 0 | 0
8706 | 0 | 0
8707 | 0 | 0
8708 | 0 | 0
8709 | 0 | 0
8710 | 0 | 0
8711 | 0 | 0
8712 | 0 | 0
8713 | 0 | 0
8714 | 0 | 0
8715 | 0 | 0
8716 | 0 | 0
8717 | 0 | 0
8718 | 0 | 0
8719 | 0 | 0
8720 | 0 | 0
8721 | 0 | 0
8722 | 0 | 0
8723 | 0 | 0
8724 | 0 | 0
8725 | 0 | 0
8726 | 0 | 0
8727 | 0 | 0
8728 | 0 | 0
8729 | 0 | 0
8730 | 0 | 0
8731 | 0 | 0
8732 | 0 | 0
8733 | 0 | 0
8734 | 0 | 0
8735 | 0 | 0
8736 | 0 | 0
8737 | 0 | 0
8738 | 0 | 0
8739 | 0 | 0
8740 | 0 | 0
8741 | 0 | 0
8742 | 0 | 0
8743 | 0 | 0
8744 | 0 | 0
8745 | 0 | 0
8746 | 0 | 0
8747 | 0 | 0
8748 | 0 | 0
8749 | 0 | 0
8750 | 0 | 0
8751 | 0 | 0
8752 | 0 | 0
8753 | 0 | 0
8754 | 0 | 0
8755 | 0 | 0
8756 | 0 | 0
8757 | 0 | 0
8758 | 0 | 0
8759 | 0 | 0
8760 | 0 | 0

## Year 1 BAU vs DPPA
Line Item | Year 1 (USD) | Side
Buyer (Factory) - Year 1 Outflow (USD)
BAU EVN energy + demand bill | 731030.93 | bau
C_DN spot energy (Q_Khc × CFMP × K_pp) | 265821.2862 | dppa
C_DPPA system service fee | 63243.4486 | dppa
C_CL settlement adder | 28687.931 | dppa
C_BL retail shortfall (P_evn × shortfall) | 315182.9746 | dppa
CfD payment to ESCO (positive = pay) | 99686.3554 | dppa
Optimized demand charge (kept by EVN) | 0 | dppa
ESCO demand savings share charged back | 0 | dppa
Total buyer outflow | 772621.9957 | both
Buyer savings vs BAU | -41591.0657 | delta
Buyer savings as % of BAU | -0.056894 | delta_fraction
Seller (ESCO / Generator) - Year 1 Revenue (USD)
Discount-to-EVN energy revenue (Phase 2) | 0 | bau_esco
FMP market revenue (Q_re_meter × FMP) | 290604.7749 | dppa
CfD net (from buyer) | 99686.3554 | dppa
Demand savings share (80%) | 0 | both_esco
ESCO grid arbitrage revenue | 0 | both_esco
Total ESCO / generator revenue | 390291.1303 | both_esco
System Energy Flows (kWh / yr)
PV → load | 2992662.3815 | flow
PV → storage | 1996001.9353 | flow
PV → grid (export at FMP) | 598220.5648 | flow
Storage → load | 1795687.0892 | flow
Q_re_meter (total generator injection) | 5386570.0355 | flow
Q_adj (loss-adjusted customer-side) | 5243613.4033 | flow
Q_Khc (matched consumption, settled) | 4634841.0239 | flow
EVN retail shortfall | 4705250.6023 | flow

## Monthly Settlement
Month | C_DN (VND) | C_DPPA (VND) | C_CL (VND) | C_BL (VND) | CfD Net (VND) | Generator Revenue (VND) | Customer Total (VND)
1 | 590276486.324 | 139998646.0618 | 63504941.3941 | 766272763.2334 | 218040861.6221 | 900910334.8853 | 1778093698.6354
2 | 583715173.4383 | 141452851.3909 | 64164585.0893 | 514282263.9166 | 235974298.8429 | 924787827.9741 | 1539589172.678
3 | 809648072.1174 | 167378458.2605 | 75924728.4276 | 637157294.94 | 163020909.4388 | 1080032408.7184 | 1853129463.1843
4 | 752808426.2502 | 149220694.8321 | 67688165.1836 | 583648285.282 | 114174303.0821 | 957443944.5265 | 1667539874.6299
5 | 675088668.2826 | 151421543.2998 | 68686494.5024 | 552522087.6571 | 199456791.9782 | 902888591.4957 | 1647175585.7202
6 | 415561859.4964 | 130844442.285 | 59352492.8476 | 641987460.3801 | 332736675.397 | 756309033.187 | 1580482930.4061
7 | 447497679.0988 | 132762940.67 | 60222745.0317 | 577277340.0374 | 314563443.1352 | 793335933.2122 | 1532324147.973
8 | 540235323.1634 | 125489868.1189 | 56923598.5106 | 796280744.4449 | 187767279.2603 | 847214812.7019 | 1706696813.4981
9 | 422496456.4607 | 135391786.6439 | 61415218.7749 | 728883550.3366 | 353775598.324 | 783447144.4023 | 1701962610.54
10 | 522908558.4192 | 118732995.2441 | 53858605.8982 | 895877840.1831 | 163880530.2278 | 715270629.6432 | 1755258529.9723
11 | 606787081.885 | 136461718.8352 | 61900551.905 | 793995004.3061 | 181358323.2264 | 800959652.3912 | 1780502680.1576
12 | 646100814.2508 | 139386822.9448 | 63227411.6302 | 766672281.4257 | 157002131.6327 | 826134634.7033 | 1772389461.8843

## Hourly Settlement
Hour | Load (kW) | Q_re_meter (kW) | Q_re_delivered (kW) | Q_adj (kW) | Q_Khc (kW) | FMP (VND/kWh) | C_DN (VND) | C_DPPA (VND) | C_CL (VND) | C_BL (VND) | CfD Payment (VND)
1 | 1020 | 0 | 0 | 0 | 0 | 1377.55 | 0 | 0 | 0 | 1213800 | 0
2 | 1078.4 | 0 | 0 | 0 | 0 | 1316 | 0 | 0 | 0 | 1283296 | 0
3 | 906.4 | 0 | 0 | 0 | 0 | 1367.3 | 0 | 0 | 0 | 1078616 | 0
4 | 860.8 | 0 | 0 | 0 | 0 | 1420.5 | 0 | 0 | 0 | 1024352 | 0
5 | 996.8 | 540.8381 | 540.8381 | 526.4846 | 526.4846 | 1423.7 | 798204.5282 | 189534.4422 | 85974.9289 | 559675.3716 | 303413.0529
6 | 983.2 | 1021.3528 | 1021.3528 | 994.2467 | 983.2 | 1433.15 | 1498854.0345 | 353952 | 160556.56 | 0 | 557326.92
7 | 586.4 | 609.1551 | 609.1551 | 592.9885 | 586.4 | 1460.05 | 908093.4268 | 211104 | 95759.12 | 0 | 316626.68
8 | 104.269 | 108.3151 | 108.3151 | 105.4405 | 104.269 | 1481.35 | 163091.2283 | 37536.84 | 17027.1277 | 0 | 54079.1168
9 | 89.172 | 92.6323 | 92.6323 | 90.1739 | 89.172 | 1273.8 | 119873.5393 | 32101.92 | 14561.7876 | 0 | 64756.7064
10 | 105.232 | 337.9637 | 109.3155 | 328.9943 | 105.232 | 1251.7 | 139185.264 | 37883.52 | 17184.3856 | 0 | 78745.1056
11 | 89.626 | 519.1396 | 93.1039 | 505.3619 | 89.626 | 1237.2 | 117193.7334 | 32265.36 | 14635.9258 | 0 | 68366.7128
12 | 119.641 | 215.0565 | 124.2847 | 209.349 | 119.641 | 1241.95 | 156736.6262 | 43070.76 | 19537.3753 | 0 | 90693.86
13 | 82.892 | 86.1086 | 86.1086 | 83.8233 | 82.892 | 1235.6 | 107972.0863 | 29841.12 | 13536.2636 | 0 | 63362.6448
14 | 87.738 | 257.5498 | 91.1437 | 250.7146 | 87.738 | 1264.65 | 117158.1343 | 31585.68 | 14327.6154 | 0 | 64518.1383
15 | 106.186 | 688.071 | 110.3065 | 669.81 | 106.186 | 1276.05 | 143198.56 | 38226.96 | 17340.1738 | 0 | 76873.3547
16 | 98.846 | 612.6621 | 102.6817 | 596.4024 | 98.846 | 1305.2 | 135970.4615 | 35584.56 | 16141.5518 | 0 | 68678.2008
17 | 88.262 | 355.4707 | 91.687 | 346.0367 | 88.262 | 1500 | 139423.6023 | 31774.32 | 14413.1846 | 0 | 44131
18 | 94.791 | 98.4693 | 98.4693 | 95.856 | 94.791 | 1650.7 | 164927.7534 | 34124.76 | 15479.3703 | 0 | 33110.4963
19 | 90.4 | 93.9079 | 93.9079 | 91.4157 | 90.4 | 1716.9 | 163464.585 | 32544 | 14762.32 | 0 | 25592.24
20 | 96 | 99.7253 | 99.7253 | 97.0786 | 96 | 1581.7 | 160185.6352 | 34560 | 15676.8 | 0 | 40156.8
21 | 87.2 | 90.5838 | 90.5838 | 88.1797 | 87.2 | 1571.05 | 144321.5493 | 31392 | 14239.76 | 0 | 37404.44
22 | 92 | 95.57 | 95.57 | 93.0337 | 92 | 1815.6 | 176161.9858 | 33120 | 15023.6 | 0 | 16964.8
23 | 88 | 91.4148 | 91.4148 | 88.9887 | 88 | 1675.85 | 156161.3606 | 31680 | 14370.4 | 0 | 28525.2
24 | 91.2 | 94.739 | 94.739 | 92.2247 | 91.2 | 1500.35 | 145078.2253 | 32832 | 14892.96 | 0 | 45568.08
25 | 86.4 | 33.596 | 33.596 | 32.7044 | 32.7044 | 1506.4 | 52280.9465 | 11773.5715 | 5340.6228 | 63897.8053 | 16142.8747
26 | 93.6 | 97.2321 | 97.2321 | 94.6516 | 93.6 | 1423.5 | 142482.662 | 33696 | 15284.88 | 0 | 53960.4
27 | 86.4 | 89.7527 | 89.7527 | 87.3707 | 86.4 | 1421.05 | 131778.551 | 31104 | 14109.12 | 0 | 50021.28
28 | 89.6 | 93.0769 | 93.0769 | 90.6067 | 89.6 | 1424.3 | 137058.7214 | 32256 | 14631.68 | 0 | 51582.72
29 | 83.2 | 86.4286 | 86.4286 | 84.1348 | 83.2 | 1433.8 | 127900.0186 | 29952 | 13586.56 | 0 | 47107.84
30 | 92 | 95.57 | 95.57 | 93.0337 | 92 | 1443.25 | 141925.8197 | 33120 | 15023.6 | 0 | 51221
31 | 76.8 | 79.7802 | 79.7802 | 77.6629 | 76.8 | 1505.8 | 122345.756 | 27648 | 12541.44 | 0 | 37954.56
32 | 84.462 | 87.7395 | 87.7395 | 85.411 | 84.462 | 1754.3 | 156018.6853 | 30406.32 | 13792.6446 | 0 | 20752.3134
33 | 178.704 | 185.6386 | 185.6386 | 180.7118 | 178.704 | 1834.75 | 345354.5737 | 64333.44 | 29182.3632 | 0 | 29530.836
34 | 122.023 | 126.7581 | 126.7581 | 123.394 | 122.023 | 1841.6 | 237098.9804 | 43928.28 | 19926.3559 | 0 | 19328.4432
35 | 151.211 | 157.0787 | 157.0787 | 152.9099 | 151.211 | 1651.9 | 263770.436 | 54435.96 | 24692.7563 | 0 | 52636.5491
36 | 234.813 | 243.9249 | 243.9249 | 237.4512 | 234.813 | 1590.1 | 393094.9234 | 84532.68 | 38344.9629 | 0 | 96249.8487
37 | 410.829 | 426.7711 | 426.7711 | 415.4448 | 410.829 | 1500.55 | 648500.3296 | 147898.44 | 67088.3757 | 0 | 205188.544
38 | 797.587 | 577.9712 | 577.9712 | 562.6322 | 562.6322 | 1617.15 | 960272.4757 | 202547.5861 | 91877.8356 | 430672.1784 | 215403.7315
39 | 1144.168 | 382.9117 | 382.9117 | 372.7495 | 372.7495 | 1800.05 | 708585.7105 | 134189.8099 | 60869.9888 | 1414010.162 | 74531.2569
40 | 1195.968 | 86.9396 | 86.9396 | 84.6323 | 84.6323 | 1764.6 | 157422.2988 | 30467.6338 | 13820.4572 | 2037078.3084 | 19922.4472
41 | 1539.811 | 100.0888 | 100.0888 | 97.4325 | 97.4325 | 1794.05 | 184110.7639 | 35075.7124 | 15910.7329 | 2643879.7275 | 20066.2304
42 | 1385.46 | 0 | 0 | 0 | 0 | 1692.95 | 0 | 0 | 0 | 2539548.18 | 0
43 | 1622.4 | 1092.4289 | 1092.4289 | 1063.4364 | 1063.4364 | 1702.9 | 1908330.1306 | 382837.1117 | 173659.1676 | 1899358.2401 | 315946.9608
44 | 953.6 | 990.6042 | 990.6042 | 964.3141 | 953.6 | 1619.95 | 1628975.6023 | 343296 | 155722.88 | 0 | 362415.68
45 | 1364 | 1225.3959 | 1225.3959 | 1192.8746 | 1192.8746 | 1665.7 | 2090590.2901 | 429434.8406 | 194796.4152 | 581484.2542 | 398777.9645
46 | 1566.4 | 1225.3959 | 1225.3959 | 1192.8746 | 1192.8746 | 1815.6 | 2274133.0664 | 429434.8406 | 194796.4152 | 1269239.4542 | 219966.0684
47 | 1546.4 | 1225.3959 | 1225.3959 | 1192.8746 | 1192.8746 | 1785 | 2248653.9131 | 429434.8406 | 194796.4152 | 1201279.4542 | 256468.0298
48 | 1576 | 0 | 0 | 0 | 0 | 1633.1 | 0 | 0 | 0 | 2888808 | 0
49 | 1492 | 0 | 0 | 0 | 0 | 1449.35 | 0 | 0 | 0 | 1775480 | 0
50 | 1759.2 | 0 | 0 | 0 | 0 | 1474.1 | 0 | 0 | 0 | 2093448 | 0
51 | 1702.4 | 0 | 0 | 0 | 0 | 1424.85 | 0 | 0 | 0 | 2025856 | 0
52 | 1202.4 | 0 | 0 | 0 | 0 | 1313 | 0 | 0 | 0 | 1430856 | 0
53 | 1508.8 | 0 | 0 | 0 | 0 | 1387.75 | 0 | 0 | 0 | 1795472 | 0
54 | 1304 | 0 | 0 | 0 | 0 | 1436.95 | 0 | 0 | 0 | 1551760 | 0
55 | 1408 | 0 | 0 | 0 | 0 | 1460.05 | 0 | 0 | 0 | 2580864 | 0
56 | 1348.873 | 0 | 0 | 0 | 0 | 1485.15 | 0 | 0 | 0 | 2472484.209 | 0
57 | 1465.448 | 0 | 0 | 0 | 0 | 1514.75 | 0 | 0 | 0 | 2686166.184 | 0
58 | 1762.864 | 0 | 0 | 0 | 0 | 1521.6 | 0 | 0 | 0 | 3231329.712 | 0
59 | 1691.064 | 0 | 0 | 0 | 0 | 1512.05 | 0 | 0 | 0 | 3099720.312 | 0
60 | 1680.269 | 370.6673 | 370.6673 | 360.83 | 360.83 | 1504.25 | 570079.998 | 129898.8143 | 58923.5455 | 2418531.614 | 178881.4922
61 | 1623.593 | 119.6256 | 119.6256 | 116.4508 | 116.4508 | 1490.45 | 181705.8329 | 41922.3021 | 19016.422 | 2762591.5807 | 59337.5251
62 | 1593.084 | 833.8309 | 833.8309 | 811.7015 | 811.7015 | 1515.85 | 1296118.8419 | 292212.5379 | 132550.854 | 1432274.1331 | 392985.2784
63 | 1600.536 | 399.3352 | 399.3352 | 388.7371 | 388.7371 | 1538.5 | 630081.6199 | 139945.3575 | 63480.7691 | 2221227.376 | 179402.1736
64 | 2071.826 | 601.5085 | 601.5085 | 585.5448 | 585.5448 | 1542.5 | 951888.3972 | 210796.1122 | 95619.4587 | 2724353.52 | 267886.7259
65 | 1766.78 | 508.6767 | 508.6767 | 495.1767 | 495.1767 | 1590.05 | 828889.2366 | 178263.6165 | 80862.3572 | 2330848.8259 | 202997.6933
66 | 1972.144 | 30.6198 | 30.6198 | 29.8072 | 29.8072 | 1599.7 | 50258.8597 | 10730.5833 | 4867.5118 | 3560303.3989 | 11931.8124
67 | 1702.4 | 857.6372 | 857.6372 | 834.876 | 834.876 | 1658.4 | 1458604.147 | 300555.3516 | 136335.247 | 2947846.6311 | 285193.6336
68 | 1880.8 | 1225.3959 | 1225.3959 | 1192.8746 | 1192.8746 | 1576.2 | 1984121.6059 | 429434.8406 | 194796.4152 | 2337570.6542 | 505540.2374
69 | 1820 | 1225.3959 | 1225.3959 | 1192.8746 | 1192.8746 | 1509.75 | 1896679.4501 | 429434.8406 | 194796.4152 | 2130972.2542 | 584806.7517
70 | 1544 | 1225.3959 | 1225.3959 | 1192.8746 | 1192.8746 | 1570.6 | 1971233.4212 | 429434.8406 | 194796.4152 | 1193124.2542 | 512220.3349
71 | 1548 | 1225.3959 | 1225.3959 | 1192.8746 | 1192.8746 | 1468.8 | 1851481.7396 | 429434.8406 | 194796.4152 | 1206716.2542 | 633654.9649
72 | 1748 | 0 | 0 | 0 | 0 | 1393.5 | 0 | 0 | 0 | 3204084 | 0
73 | 1668.8 | 0 | 0 | 0 | 0 | 1281.35 | 0 | 0 | 0 | 1985872 | 0
74 | 1640 | 0 | 0 | 0 | 0 | 1307.05 | 0 | 0 | 0 | 1951600 | 0
75 | 1404.8 | 0 | 0 | 0 | 0 | 1331.35 | 0 | 0 | 0 | 1671712 | 0
76 | 1329.6 | 0 | 0 | 0 | 0 | 1313 | 0 | 0 | 0 | 1582224 | 0
77 | 1424 | 0 | 0 | 0 | 0 | 1358.25 | 0 | 0 | 0 | 1694560 | 0
78 | 1144.8 | 0 | 0 | 0 | 0 | 1433.15 | 0 | 0 | 0 | 1362312 | 0
79 | 1503.2 | 0 | 0 | 0 | 0 | 1434.05 | 0 | 0 | 0 | 2755365.6 | 0
80 | 1213.663 | 0 | 0 | 0 | 0 | 1477.55 | 0 | 0 | 0 | 2224644.279 | 0
81 | 1603.942 | 314.1969 | 314.1969 | 305.8583 | 305.8583 | 1507.15 | 485274.4114 | 110108.9773 | 49946.6555 | 2379387.4766 | 150742.2485
82 | 1563.398 | 751.0153 | 751.0153 | 731.0838 | 731.0838 | 1406.5 | 1080329.7811 | 263190.1618 | 119385.9817 | 1525631.9603 | 433898.225
83 | 1507.155 | 1565.6398 | 1565.6398 | 1524.0885 | 1507.155 | 1297.65 | 2061085.8464 | 542575.8 | 246118.4115 | 0 | 1058550.3143
84 | 1580.699 | 1642.0376 | 1642.0376 | 1598.4588 | 1580.699 | 1294.7 | 2151906.9171 | 569051.64 | 258128.1467 | 0 | 1114867.0047
85 | 1729.469 | 1796.5806 | 1796.5806 | 1748.9003 | 1729.469 | 1382.95 | 2504598.1123 | 622608.84 | 282422.2877 | 0 | 1067168.8465
86 | 1487.795 | 1545.5285 | 1545.5285 | 1504.511 | 1487.795 | 1404.55 | 2197923.059 | 535606.2 | 242956.9235 | 0 | 885907.5328
87 | 1353.09 | 1405.5963 | 1405.5963 | 1368.2926 | 1353.09 | 1423.4 | 2024724.5927 | 487112.4 | 220959.597 | 0 | 780191.694
88 | 1713.845 | 1571.0177 | 1571.0177 | 1529.3237 | 1529.3237 | 1485.8 | 2391417.1175 | 550556.5359 | 249738.562 | 338227.5231 | 786378.2521
89 | 1749.959 | 778.6964 | 778.6964 | 758.0302 | 758.0302 | 1551.25 | 1236170.8053 | 272890.8624 | 123786.3273 | 1818205.5392 | 340166.0403
90 | 1614.836 | 57.5217 | 57.5217 | 55.9951 | 55.9951 | 1599.7 | 94157.0484 | 20158.2503 | 9144.0063 | 2857355.2967 | 22414.8545
91 | 1603.201 | 857.6372 | 857.6372 | 834.876 | 834.876 | 1620.9 | 1425134.7918 | 300555.3516 | 136335.247 | 2610768.4291 | 316501.4828
92 | 1192 | 1225.3959 | 1225.3959 | 1192.8746 | 1192 | 1529.9 | 1920618.8784 | 429120 | 194653.6 | 0 | 560359.2
93 | 1322.4 | 1225.3959 | 1225.3959 | 1192.8746 | 1192.8746 | 1477.8 | 1851722.2382 | 429434.8406 | 194796.4152 | 440127.4542 | 622919.0938
94 | 1403.2 | 1225.3959 | 1225.3959 | 1192.8746 | 1192.8746 | 1581.6 | 1978957.0388 | 429434.8406 | 194796.4152 | 714685.8542 | 499098.7148
95 | 1576.8 | 1225.3959 | 1225.3959 | 1192.8746 | 1192.8746 | 1547.6 | 1942890.8682 | 429434.8406 | 194796.4152 | 1304578.6542 | 539656.4497
96 | 1240.8 | 0 | 0 | 0 | 0 | 1393.5 | 0 | 0 | 0 | 2274386.4 | 0
97 | 1476 | 0 | 0 | 0 | 0 | 1395.35 | 0 | 0 | 0 | 2705508 | 0
98 | 1014.4 | 0 | 0 | 0 | 0 | 1334.6 | 0 | 0 | 0 | 1859395.2 | 0
99 | 1200.8 | 0 | 0 | 0 | 0 | 1343.9 | 0 | 0 | 0 | 2201066.4 | 0
100 | 1056 | 0 | 0 | 0 | 0 | 1313 | 0 | 0 | 0 | 1935648 | 0
101 | 1512.8 | 0 | 0 | 0 | 0 | 1423.7 | 0 | 0 | 0 | 2772962.4 | 0
102 | 1194.4 | 0 | 0 | 0 | 0 | 1391.95 | 0 | 0 | 0 | 2189335.2 | 0
103 | 1352.8 | 83.3963 | 83.3963 | 81.183 | 81.183 | 1456.25 | 124297.1887 | 29225.8772 | 13257.1826 | 2330873.9755 | 44143.252
104 | 1276.497 | 843.0586 | 843.0586 | 820.6843 | 820.6843 | 1436.35 | 1238002.5061 | 295446.3475 | 134017.746 | 835504.6817 | 462578.7049
105 | 1178.106 | 1223.8221 | 1223.8221 | 1191.3425 | 1178.106 | 1430 | 1771846.5988 | 424118.16 | 192384.7098 | 0 | 671520.42
106 | 1381.448 | 1435.0547 | 1435.0547 | 1396.9692 | 1381.448 | 1462.1 | 2124827.1529 | 497321.28 | 225590.4584 | 0 | 743080.8792
107 | 1214.49 | 1403.392 | 1261.618 | 1366.1467 | 1214.49 | 1481.95 | 1902806.8572 | 437216.4 | 198326.217 | 0 | 629166.5445
108 | 1201.671 | 1603.0658 | 1248.3026 | 1560.5213 | 1201.671 | 1360.7 | 1725800.1378 | 432601.56 | 196232.8743 | 0 | 768228.2703
109 | 1248.417 | 1592.7058 | 1296.8625 | 1550.4363 | 1248.417 | 1291.9 | 1699214.0921 | 449430.12 | 203866.4961 | 0 | 884004.0777
110 | 1246.649 | 1379.113 | 1295.0259 | 1342.5121 | 1246.649 | 1409.7 | 1857130.2656 | 448793.64 | 203577.7817 | 0 | 735896.9047
111 | 987.594 | 1930.1106 | 1025.9173 | 1878.8866 | 987.594 | 1429.45 | 1489070.8993 | 355533.84 | 161274.1002 | 0 | 563471.7567
112 | 489.888 | 1614.5612 | 508.898 | 1571.7117 | 489.888 | 1484.35 | 766711.3022 | 176359.68 | 79998.7104 | 0 | 252610.7472
113 | 193.991 | 812.0067 | 201.5188 | 790.4564 | 193.991 | 1540.55 | 314871.1631 | 69836.76 | 31678.7303 | 0 | 89129.165
114 | 170.644 | 177.2658 | 177.2658 | 172.5613 | 170.644 | 1564.7 | 280876.5191 | 61431.84 | 27866.1652 | 0 | 74281.3332
115 | 118.4 | 122.9945 | 122.9945 | 119.7303 | 118.4 | 1655.4 | 206449.8993 | 42624 | 19334.72 | 0 | 40800.64
116 | 127.2 | 132.136 | 132.136 | 128.6291 | 127.2 | 1529.9 | 205147.1187 | 45792 | 20771.76 | 0 | 59796.72
117 | 100.8 | 104.7115 | 104.7115 | 101.9325 | 100.8 | 1499.05 | 159099.7176 | 36288 | 16460.64 | 0 | 50495.76
118 | 94.4 | 98.0632 | 98.0632 | 95.4606 | 94.4 | 1495.6 | 148368.5053 | 33984 | 15415.52 | 0 | 47615.36
119 | 94.4 | 98.0632 | 98.0632 | 95.4606 | 94.4 | 1472.6 | 146480.7614 | 33984 | 15415.52 | 0 | 49786.56
120 | 99.2 | 103.0494 | 103.0494 | 100.3146 | 99.2 | 1454.85 | 152262.4775 | 35712 | 16199.36 | 0 | 54078.88
121 | 92.8 | 96.4011 | 96.4011 | 93.8426 | 92.8 | 1425.85 | 139564.331 | 33408 | 15154.24 | 0 | 53281.12
122 | 91.2 | 94.739 | 94.739 | 92.2247 | 91.2 | 1303.15 | 125007.981 | 32832 | 14892.96 | 0 | 63552.72
123 | 85.6 | 88.9217 | 88.9217 | 86.5618 | 85.6 | 1312.6 | 118157.1865 | 30816 | 13978.48 | 0 | 58841.44
124 | 93.6 | 97.2321 | 97.2321 | 94.6516 | 93.6 | 1311.9 | 129105.5937 | 33696 | 15284.88 | 0 | 64406.16
125 | 89.6 | 93.0769 | 93.0769 | 90.6067 | 89.6 | 1336.7 | 126028.3744 | 32256 | 14631.68 | 0 | 59431.68
126 | 93.6 | 97.2321 | 97.2321 | 94.6516 | 93.6 | 1321.1 | 130112.8719 | 33696 | 15284.88 | 0 | 63545.04
127 | 81.6 | 84.7665 | 84.7665 | 82.5168 | 81.6 | 1435.95 | 123268.8437 | 29376 | 13325.28 | 0 | 46026.48
128 | 95.06 | 98.7488 | 98.7488 | 96.128 | 95.06 | 1476.3 | 147330.3776 | 34221.6 | 15523.298 | 0 | 49782.922
129 | 615.277 | 639.1527 | 639.1527 | 622.1899 | 615.277 | 1507 | 974245.4959 | 221499.72 | 100474.7341 | 0 | 303331.561
130 | 1487.855 | 1545.5908 | 1545.5908 | 1504.5717 | 1487.855 | 1577.65 | 2470376.7332 | 535627.8 | 242966.7215 | 0 | 628395.5592
131 | 1570.749 | 2381.3435 | 1631.7015 | 2318.144 | 1570.749 | 1508.35 | 2499987.1987 | 565469.64 | 256503.3117 | 0 | 772258.7459
132 | 1374.539 | 2755.0006 | 1427.8776 | 2681.8844 | 1374.539 | 1443.6 | 2088100.4842 | 494834.04 | 224462.2187 | 0 | 764793.4996
133 | 1744.337 | 2283.78 | 1812.0256 | 2223.1698 | 1744.337 | 1429.3 | 2619315.2512 | 627961.32 | 284850.2321 | 0 | 995493.1259
134 | 1288.096 | 1338.0802 | 1338.0802 | 1302.5683 | 1288.096 | 1503.95 | 2038293.6251 | 463714.56 | 210346.0768 | 0 | 638960.0208
135 | 1540.824 | 2051.0545 | 1600.6153 | 1996.6207 | 1540.824 | 1526.2 | 2475124.7751 | 554696.64 | 251616.5592 | 0 | 730042.4112
136 | 1378.996 | 1214.7139 | 1214.7139 | 1182.476 | 1182.476 | 1546.6 | 1925218.6345 | 425691.3684 | 193098.3346 | 360221.1172 | 536134.629
137 | 1206.845 | 536.4284 | 536.4284 | 522.1919 | 522.1919 | 1625.3 | 892069.4082 | 187989.0722 | 85273.9319 | 1254969.1923 | 195665.2927
138 | 1353.643 | 59.1682 | 59.1682 | 57.5979 | 57.5979 | 1542.4 | 93391.0494 | 20735.2613 | 9405.7449 | 2375650.5803 | 26356.821
139 | 1672.005 | 1225.3959 | 1225.3959 | 1192.8746 | 1192.8746 | 1545.2 | 1942085.788 | 429434.8406 | 194796.4152 | 1628085.2442 | 542519.3487
140 | 1202.4 | 1225.3959 | 1225.3959 | 1192.8746 | 1192.8746 | 1501.35 | 1888393.7017 | 429434.8406 | 194796.4152 | 32367.4542 | 594826.898
141 | 1490.4 | 1225.3959 | 1225.3959 | 1192.8746 | 1192.8746 | 1449.05 | 1820652.438 | 429434.8406 | 194796.4152 | 1010991.4542 | 657214.2374
142 | 825.6 | 857.6372 | 857.6372 | 834.876 | 825.6 | 1477.45 | 1284275.9686 | 297216 | 134820.48 | 0 | 431417.28
143 | 1327.2 | 1225.3959 | 1225.3959 | 1192.8746 | 1192.8746 | 1454.45 | 1832255.8759 | 429434.8406 | 194796.4152 | 456437.8542 | 650772.7148
144 | 1368.8 | 0 | 0 | 0 | 0 | 1438.95 | 0 | 0 | 0 | 2509010.4 | 0
145 | 1056 | 0 | 0 | 0 | 0 | 1363.3 | 0 | 0 | 0 | 1256640 | 0
146 | 1168.8 | 0 | 0 | 0 | 0 | 1418.1 | 0 | 0 | 0 | 1390872 | 0
147 | 1128 | 0 | 0 | 0 | 0 | 1415.25 | 0 | 0 | 0 | 1342320 | 0
148 | 982.4 | 0 | 0 | 0 | 0 | 1414.15 | 0 | 0 | 0 | 1169056 | 0
149 | 904 | 0 | 0 | 0 | 0 | 1418.2 | 0 | 0 | 0 | 1075760 | 0
150 | 892.8 | 0 | 0 | 0 | 0 | 1425.1 | 0 | 0 | 0 | 1062432 | 0
151 | 1122.4 | 90.0145 | 90.0145 | 87.6256 | 87.6256 | 1430.05 | 131783.0211 | 31545.2063 | 14309.2561 | 1896741.5245 | 49942.1954
152 | 820.686 | 852.5325 | 852.5325 | 829.9068 | 820.686 | 1439.1 | 1241225.7057 | 295446.96 | 134018.0238 | 0 | 460322.7774
153 | 1276.219 | 1325.7424 | 1325.7424 | 1290.5579 | 1276.219 | 1443.7 | 1938340.6773 | 459438.84 | 208406.5627 | 0 | 709960.6297
154 | 1102.819 | 1145.6136 | 1145.6136 | 1115.2097 | 1102.819 | 1350.65 | 1571975.4881 | 397014.84 | 180090.3427 | 0 | 716115.5177
155 | 1394.158 | 1448.258 | 1448.258 | 1409.822 | 1394.158 | 1329 | 1960508.1872 | 501896.88 | 227666.0014 | 0 | 935480.018
156 | 1343.063 | 1625.0552 | 1395.1802 | 1581.9272 | 1343.063 | 1348.7 | 1918539.791 | 483502.68 | 219322.1879 | 0 | 874736.9319
157 | 1117.045 | 1609.6404 | 1160.3927 | 1566.9214 | 1117.045 | 1251.05 | 1482364.2025 | 402136.2 | 182413.4485 | 0 | 836610.8527
158 | 1320.721 | 1461.083 | 1371.9702 | 1422.3067 | 1320.721 | 1196.9 | 1678278.8608 | 475459.56 | 215673.7393 | 0 | 1060671.0351
159 | 965.839 | 2214.2206 | 1003.3181 | 2155.4564 | 965.839 | 1169.15 | 1193134.8941 | 347702.04 | 157721.5087 | 0 | 802467.3331
160 | 1201.115 | 1639.4635 | 1247.724 | 1595.953 | 1201.115 | 1288.4 | 1630372.2428 | 432401.4 | 196142.0795 | 0 | 854713.434
161 | 1181.242 | 843.8201 | 843.8201 | 821.4255 | 821.4255 | 1407.4 | 1214360.7646 | 295713.1923 | 134138.7897 | 659543.5819 | 486776.7715
162 | 1081.511 | 81.1857 | 81.1857 | 79.0311 | 79.0311 | 1518.15 | 125830.8169 | 28451.1899 | 12905.7759 | 1837545.6877 | 38081.1274
163 | 1008 | 1047.1152 | 1047.1152 | 1019.3253 | 1008 | 1609.65 | 1704082.0381 | 362880 | 164606.4 | 0 | 393472.8
164 | 1229.6 | 1225.3959 | 1225.3959 | 1192.8746 | 1192.8746 | 1532.25 | 1923996.0845 | 429434.8406 | 194796.4152 | 124793.0542 | 557967.0742
165 | 845.6 | 878.4133 | 878.4133 | 855.1007 | 845.6 | 1466.05 | 1304863.8508 | 304416 | 138086.48 | 0 | 451508.12
166 | 1182.4 | 1225.3959 | 1225.3959 | 1192.8746 | 1182.4 | 1416.65 | 1767885.5799 | 425664 | 193085.92 | 0 | 689753.04
167 | 1105.6 | 1148.5025 | 1148.5025 | 1118.0219 | 1105.6 | 1314.65 | 1533907.0125 | 398016 | 180544.48 | 0 | 757722.96
168 | 876.8 | 0 | 0 | 0 | 0 | 1274.6 | 0 | 0 | 0 | 1607174.4 | 0
169 | 1152.8 | 0 | 0 | 0 | 0 | 1358.9 | 0 | 0 | 0 | 1371832 | 0
170 | 1130.4 | 0 | 0 | 0 | 0 | 1333.8 | 0 | 0 | 0 | 1345176 | 0
171 | 1128.8 | 0 | 0 | 0 | 0 | 1313.55 | 0 | 0 | 0 | 1343272 | 0
172 | 1064.8 | 0 | 0 | 0 | 0 | 1305.55 | 0 | 0 | 0 | 1267112 | 0
173 | 1179.2 | 0 | 0 | 0 | 0 | 1233.8 | 0 | 0 | 0 | 1403248 | 0
174 | 769.6 | 0 | 0 | 0 | 0 | 1283.2 | 0 | 0 | 0 | 915824 | 0
175 | 1032.8 | 0 | 0 | 0 | 0 | 1455.15 | 0 | 0 | 0 | 1893122.4 | 0
176 | 1022.571 | 0 | 0 | 0 | 0 | 1481.35 | 0 | 0 | 0 | 1874372.643 | 0
177 | 1349.006 | 0 | 0 | 0 | 0 | 1514.75 | 0 | 0 | 0 | 2472727.998 | 0
178 | 1477.914 | 0 | 0 | 0 | 0 | 1514 | 0 | 0 | 0 | 2709016.362 | 0
179 | 1484.496 | 0 | 0 | 0 | 0 | 1452.1 | 0 | 0 | 0 | 2721081.168 | 0
180 | 1349.631 | 0 | 0 | 0 | 0 | 1343.3 | 0 | 0 | 0 | 2473873.623 | 0
181 | 1462.071 | 0 | 0 | 0 | 0 | 1334.35 | 0 | 0 | 0 | 2679976.143 | 0
182 | 1295.145 | 691.1532 | 691.1532 | 672.8103 | 672.8103 | 1505.85 | 1067303.0288 | 242211.7186 | 109869.9268 | 1140739.4512 | 332469.2243
183 | 1332.189 | 1168.351 | 1168.351 | 1137.3436 | 1137.3436 | 1530.9 | 1832474.4093 | 409443.6868 | 185728.2057 | 357151.6649 | 533527.8708
184 | 1434.587 | 744.2558 | 744.2558 | 724.5037 | 724.5037 | 1542.5 | 1174071.6115 | 260821.3225 | 118311.4499 | 1301582.7371 | 331460.4307
185 | 1105.581 | 462.1736 | 462.1736 | 449.9077 | 449.9077 | 1598.05 | 755741.2691 | 161966.7889 | 73469.9351 | 1201849.0727 | 180840.4189
186 | 1217.803 | 16.3394 | 16.3394 | 15.9057 | 15.9057 | 1647.7 | 27566.4175 | 5726.06 | 2597.4044 | 2203077.7102 | 5603.5859
187 | 1003.211 | 987.7174 | 987.7174 | 961.5039 | 961.5039 | 1658.9 | 1677877.7943 | 346141.4002 | 157013.5851 | 141720.7619 | 327968.9767
188 | 1195.2 | 1225.3959 | 1225.3959 | 1192.8746 | 1192.8746 | 1541.4 | 1933697.8722 | 429434.8406 | 194796.4152 | 7901.8542 | 547052.272
189 | 1054.4 | 1095.3157 | 1095.3157 | 1066.2466 | 1054.4 | 1508.65 | 1670898.2069 | 379584 | 172183.52 | 0 | 518079.44
190 | 1257.6 | 1225.3959 | 1225.3959 | 1192.8746 | 1192.8746 | 1581.6 | 1979957.207 | 429434.8406 | 194796.4152 | 219937.0542 | 499098.7148
191 | 1286.4 | 1225.3959 | 1225.3959 | 1192.8746 | 1192.8746 | 1558.6 | 1956176.5689 | 429434.8406 | 194796.4152 | 317799.4542 | 526534.8296
192 | 1148 | 0 | 0 | 0 | 0 | 1451.05 | 0 | 0 | 0 | 2104284 | 0
193 | 1193.6 | 0 | 0 | 0 | 0 | 1431.3 | 0 | 0 | 0 | 1420384 | 0
194 | 937.6 | 0 | 0 | 0 | 0 | 1427.3 | 0 | 0 | 0 | 1115744 | 0
195 | 1222.4 | 0 | 0 | 0 | 0 | 1428.65 | 0 | 0 | 0 | 1454656 | 0
196 | 1073.6 | 0 | 0 | 0 | 0 | 1428.1 | 0 | 0 | 0 | 1277584 | 0
197 | 942.4 | 0 | 0 | 0 | 0 | 1431.3 | 0 | 0 | 0 | 1121456 | 0
198 | 1051.2 | 0 | 0 | 0 | 0 | 1480.75 | 0 | 0 | 0 | 1250928 | 0
199 | 951.2 | 0 | 0 | 0 | 0 | 1540.05 | 0 | 0 | 0 | 1743549.6 | 0
200 | 1114.771 | 0 | 0 | 0 | 0 | 1565.15 | 0 | 0 | 0 | 2043375.243 | 0
201 | 1167.854 | 1177.2515 | 1177.2515 | 1146.0078 | 1146.0078 | 1600.75 | 1933606.9737 | 412562.8223 | 187143.0802 | 40044.0117 | 457543.63
202 | 1664.173 | 1728.7508 | 1728.7508 | 1682.8707 | 1664.173 | 1561.6 | 2739676.5347 | 599102.28 | 271759.4509 | 0 | 729573.4432
203 | 1338.632 | 1390.5773 | 1390.5773 | 1353.6721 | 1338.632 | 1512.05 | 2139123.9799 | 481907.52 | 218598.6056 | 0 | 653185.4844
204 | 1317.153 | 1533.2789 | 1368.2648 | 1492.5865 | 1317.153 | 1503.15 | 2083772.1898 | 474175.08 | 215091.0849 | 0 | 654427.468
205 | 1355.422 | 1513.6424 | 1408.0188 | 1473.4712 | 1355.422 | 1489.35 | 2120019.3059 | 487951.92 | 221340.4126 | 0 | 692146.2443
206 | 1226.996 | 1274.6093 | 1274.6093 | 1240.7818 | 1226.996 | 1555.85 | 2008971.2172 | 441718.56 | 200368.4468 | 0 | 544970.2734
207 | 1258.144 | 1306.966 | 1306.966 | 1272.2798 | 1258.144 | 1621.5 | 2145784.5476 | 452931.84 | 205454.9152 | 0 | 476207.504
208 | 1216.588 | 834.6152 | 834.6152 | 812.465 | 812.465 | 1542.5 | 1317949.1995 | 292487.3917 | 132675.5307 | 740757.5012 | 371702.727
209 | 1274.12 | 668.208 | 668.208 | 650.4742 | 650.4742 | 1598.05 | 1092311.2118 | 234170.698 | 106222.4305 | 1143142.8227 | 261458.089
210 | 1113.621 | 68.6234 | 68.6234 | 66.8022 | 66.8022 | 1651.2 | 115935.3638 | 24048.7967 | 10908.8014 | 1918818.8366 | 23300.6119
211 | 1163.2 | 977.7448 | 977.7448 | 951.796 | 951.796 | 1746.15 | 1748949.0559 | 342646.5705 | 155428.2916 | 718350.6929 | 241613.422
212 | 1064 | 1105.2883 | 1105.2883 | 1075.9545 | 1064 | 1619.95 | 1815074.4729 | 383040 | 173751.2 | 0 | 404373.2
213 | 1449.6 | 1225.3959 | 1225.3959 | 1192.8746 | 1192.8746 | 1556.55 | 1953609.8362 | 429434.8406 | 194796.4152 | 872353.0542 | 528980.2224
214 | 1246.4 | 1225.3959 | 1225.3959 | 1192.8746 | 1192.8746 | 1605.6 | 2012299.2732 | 429434.8406 | 194796.4152 | 181879.4542 | 470469.7254
215 | 1491.2 | 1225.3959 | 1225.3959 | 1192.8746 | 1192.8746 | 1558.85 | 1959246.6782 | 429434.8406 | 194796.4152 | 1013709.8542 | 526236.611
216 | 1336.8 | 0 | 0 | 0 | 0 | 1497.85 | 0 | 0 | 0 | 2450354.4 | 0
217 | 1711.2 | 0 | 0 | 0 | 0 | 1439.15 | 0 | 0 | 0 | 2036328 | 0
218 | 1122.4 | 0 | 0 | 0 | 0 | 1436.1 | 0 | 0 | 0 | 1335656 | 0
219 | 1392 | 0 | 0 | 0 | 0 | 1433.65 | 0 | 0 | 0 | 1656480 | 0
220 | 1262.4 | 0 | 0 | 0 | 0 | 1428.1 | 0 | 0 | 0 | 1502256 | 0
221 | 1117.6 | 0 | 0 | 0 | 0 | 1431.3 | 0 | 0 | 0 | 1329944 | 0
222 | 1514.4 | 0 | 0 | 0 | 0 | 1440.75 | 0 | 0 | 0 | 1802136 | 0
223 | 1350.4 | 0 | 0 | 0 | 0 | 1460.05 | 0 | 0 | 0 | 2475283.2 | 0
224 | 1353.11 | 0 | 0 | 0 | 0 | 1485.15 | 0 | 0 | 0 | 2480250.63 | 0
225 | 1445.428 | 492.6012 | 492.6012 | 479.5278 | 479.5278 | 1554.75 | 786813.2273 | 172630.0239 | 78306.897 | 1770494.9856 | 213509.7726
226 | 1336.752 | 1388.6243 | 1388.6243 | 1351.771 | 1336.752 | 1521.6 | 2145603.727 | 481230.72 | 218291.6016 | 0 | 639502.1568
227 | 1366.848 | 1419.8882 | 1419.8882 | 1382.2051 | 1366.848 | 1512.05 | 2186443.063 | 492065.28 | 223206.2784 | 0 | 666953.4816
228 | 1423.45 | 1562.7883 | 1478.6877 | 1521.3127 | 1423.45 | 1438.05 | 2165263.1159 | 512442 | 232449.385 | 0 | 799907.7275
229 | 1626.909 | 1601.84 | 1601.84 | 1559.3281 | 1559.3281 | 1458.15 | 2403090.819 | 561358.1079 | 254638.275 | 123875.8311 | 844921.9188
230 | 1552.301 | 1612.5377 | 1612.5377 | 1569.7418 | 1552.301 | 1515.85 | 2488461.777 | 558828.36 | 253490.7533 | 0 | 751546.5292
231 | 1372.937 | 1426.2135 | 1426.2135 | 1388.3625 | 1372.937 | 1533.6 | 2221304.335 | 494257.32 | 224200.6121 | 0 | 640337.8168
232 | 1588.328 | 1596.1775 | 1596.1775 | 1553.8158 | 1553.8158 | 1473.9 | 2414483.9967 | 559373.6999 | 253738.1255 | 63260.802 | 817462.5098
233 | 1609.75 | 610.4557 | 610.4557 | 594.2545 | 594.2545 | 1555.05 | 973013.1266 | 213931.6297 | 97041.7643 | 1861403.2021 | 264413.5518
234 | 1634.626 | 71.1789 | 71.1789 | 69.2899 | 69.2899 | 1564.7 | 114356.2259 | 24944.3468 | 11315.0329 | 2869261.159 | 30161.8726
235 | 1760.002 | 857.6372 | 857.6372 | 834.876 | 834.876 | 1615.9 | 1422492.481 | 300555.3516 | 136335.247 | 3143578.2271 | 320675.8627
236 | 1500 | 1225.3959 | 1225.3959 | 1192.8746 | 1192.8746 | 1529.9 | 1925616.515 | 429434.8406 | 194796.4152 | 1043612.2542 | 560770.3294
237 | 1500 | 1225.3959 | 1225.3959 | 1192.8746 | 1192.8746 | 1496.05 | 1881862.371 | 429434.8406 | 194796.4152 | 1043612.2542 | 601149.1332
238 | 1466.4 | 1225.3959 | 1225.3959 | 1192.8746 | 1192.8746 | 1535.6 | 1928887.2424 | 429434.8406 | 194796.4152 | 929439.4542 | 553970.9444
239 | 1682.4 | 1225.3959 | 1225.3959 | 1192.8746 | 1192.8746 | 1472.6 | 1857329.8753 | 429434.8406 | 194796.4152 | 1663407.4542 | 629122.0415
240 | 1397.6 | 0 | 0 | 0 | 0 | 1446.15 | 0 | 0 | 0 | 2561800.8 | 0
241 | 1472.8 | 0 | 0 | 0 | 0 | 1434 | 0 | 0 | 0 | 1752632 | 0
242 | 1350.4 | 0 | 0 | 0 | 0 | 1423.5 | 0 | 0 | 0 | 1606976 | 0
243 | 1287.2 | 0 | 0 | 0 | 0 | 1406.25 | 0 | 0 | 0 | 1531768 | 0
244 | 1179.2 | 0 | 0 | 0 | 0 | 1348.6 | 0 | 0 | 0 | 1403248 | 0
245 | 1111.2 | 0 | 0 | 0 | 0 | 1321.55 | 0 | 0 | 0 | 1322328 | 0
246 | 1189.6 | 0 | 0 | 0 | 0 | 1365.85 | 0 | 0 | 0 | 1415624 | 0
247 | 1056 | 0 | 0 | 0 | 0 | 1415.4 | 0 | 0 | 0 | 1935648 | 0
248 | 1007.057 | 0 | 0 | 0 | 0 | 1390.95 | 0 | 0 | 0 | 1845935.481 | 0
249 | 1526.413 | 0 | 0 | 0 | 0 | 1504.95 | 0 | 0 | 0 | 2797915.029 | 0
250 | 1751.451 | 556.7703 | 556.7703 | 541.9939 | 541.9939 | 1499.2 | 856426.5865 | 195117.7967 | 88507.6005 | 2216934.9017 | 271430.5349
251 | 1601.404 | 1309.4768 | 1309.4768 | 1274.724 | 1274.724 | 1321.65 | 1786469.2204 | 458900.6233 | 208162.4216 | 598804.5251 | 864708.9939
252 | 1468.113 | 1112.617 | 1112.617 | 1083.0888 | 1083.0888 | 1402.1 | 1610163.2919 | 389911.9575 | 176868.3963 | 705749.412 | 647578.7761
253 | 1613.967 | 693.3315 | 693.3315 | 674.9309 | 674.9309 | 1440.85 | 1028929.4054 | 242975.1204 | 110216.2144 | 1721253.1894 | 377387.6072
254 | 1643.485 | 1038.3633 | 1038.3633 | 1010.8057 | 1010.8057 | 1444.9 | 1548025.7126 | 363890.0383 | 165064.5646 | 1159701.2268 | 561098.2229
255 | 1670.927 | 1735.7669 | 1735.7669 | 1689.7006 | 1670.927 | 1371.5 | 2420930.6139 | 601533.72 | 272862.3791 | 0 | 1050177.6195
256 | 1625.599 | 598.417 | 598.417 | 582.5353 | 582.5353 | 1400.4 | 860709.2287 | 209712.715 | 95128.0177 | 1911935.7264 | 349288.1776
257 | 1615.953 | 292.3903 | 292.3903 | 284.6304 | 284.6304 | 1551.25 | 465202.8354 | 102466.9497 | 46480.1469 | 2440314.2966 | 127727.8992
258 | 1849.735 | 31.0322 | 31.0322 | 30.2086 | 30.2086 | 1564.7 | 49809.8131 | 10875.109 | 4933.0703 | 3335191.8248 | 13149.8193
259 | 1528.006 | 857.6372 | 857.6372 | 834.876 | 834.876 | 1572.9 | 1384723.0521 | 300555.3516 | 136335.247 | 2355255.8191 | 356575.5297
260 | 1338.4 | 1225.3959 | 1225.3959 | 1192.8746 | 1192.8746 | 1529.9 | 1924387.9441 | 429434.8406 | 194796.4152 | 494495.4542 | 560770.3294
261 | 1358.4 | 1225.3959 | 1225.3959 | 1192.8746 | 1192.8746 | 1508.65 | 1894828.7445 | 429434.8406 | 194796.4152 | 562455.4542 | 586118.9137
262 | 1418.4 | 1225.3959 | 1225.3959 | 1192.8746 | 1192.8746 | 1495.6 | 1877323.3428 | 429434.8406 | 194796.4152 | 766335.4542 | 601685.9267
263 | 1347.2 | 1225.3959 | 1225.3959 | 1192.8746 | 1192.8746 | 1472.6 | 1858308.2289 | 429434.8406 | 194796.4152 | 524397.8542 | 629122.0415
264 | 1475.2 | 0 | 0 | 0 | 0 | 1451.05 | 0 | 0 | 0 | 2704041.6 | 0
265 | 1247.2 | 0 | 0 | 0 | 0 | 1332.75 | 0 | 0 | 0 | 2286117.6 | 0
266 | 1436 | 0 | 0 | 0 | 0 | 1336.9 | 0 | 0 | 0 | 2632188 | 0
267 | 1268.8 | 0 | 0 | 0 | 0 | 1281.5 | 0 | 0 | 0 | 2325710.4 | 0
268 | 1268.8 | 0 | 0 | 0 | 0 | 1280.95 | 0 | 0 | 0 | 2325710.4 | 0
269 | 1345.6 | 0 | 0 | 0 | 0 | 1294.3 | 0 | 0 | 0 | 2466484.8 | 0
270 | 1118.4 | 0 | 0 | 0 | 0 | 1366 | 0 | 0 | 0 | 2050027.2 | 0
271 | 1312.8 | 19.9939 | 19.9939 | 19.4632 | 19.4632 | 1452.45 | 29797.9827 | 7006.7694 | 3178.3485 | 2370686.2656 | 10657.1017
272 | 1080.054 | 805.9629 | 805.9629 | 784.5731 | 784.5731 | 1477.55 | 1221539.6452 | 282446.3092 | 128120.7842 | 541616.5243 | 409900.2062
273 | 1017.97 | 1057.4721 | 1057.4721 | 1029.4073 | 1017.97 | 1514.75 | 1625105.9352 | 366469.2 | 166234.501 | 0 | 493969.9425
274 | 1165.131 | 872.488 | 872.488 | 849.3326 | 849.3326 | 1517.8 | 1361026.3004 | 305759.7355 | 138696.0133 | 578858.4699 | 409548.179
275 | 1340.908 | 936.5012 | 936.5012 | 911.6469 | 911.6469 | 1372.5 | 1327998.2573 | 328192.9015 | 148871.9467 | 786835.5072 | 572058.4603
276 | 1421.717 | 1476.8864 | 1476.8864 | 1437.6906 | 1421.717 | 1366.7 | 2061476.7285 | 511818.12 | 232166.3861 | 0 | 900373.3761
277 | 1076.722 | 1118.5039 | 1118.5039 | 1088.8194 | 1076.722 | 1350.9 | 1540308.3615 | 387619.92 | 175828.7026 | 0 | 698900.2502
278 | 1233.429 | 1281.2919 | 1281.2919 | 1247.2871 | 1233.429 | 1369.35 | 1791114.8481 | 444034.44 | 201418.9557 | 0 | 777861.9989
279 | 966.192 | 603.5082 | 603.5082 | 587.4914 | 587.4914 | 1388.2 | 863081.3152 | 211496.8984 | 95937.3431 | 694158.2284 | 359427.229
280 | 1205.397 | 681.6907 | 681.6907 | 663.599 | 663.599 | 1383.8 | 968443.1483 | 238895.6349 | 108365.7144 | 993115.76 | 408909.6951
281 | 1237.532 | 10.7412 | 10.7412 | 10.4562 | 10.4562 | 1555.05 | 17138.1568 | 3764.2228 | 1707.4933 | 2249229.9883 | 4652.4748
282 | 859.624 | 0.68665 | 0.68665 | 0.66843 | 0.66843 | 1564.7 | 1102.9456 | 240.6336 | 109.1541 | 1574465.566 | 290.9661
283 | 1175.2 | 0 | 0 | 0 | 0 | 1572.9 | 0 | 0 | 0 | 2154141.6 | 0
284 | 1189.6 | 0 | 0 | 0 | 0 | 1529.9 | 0 | 0 | 0 | 2180536.8 | 0
285 | 1346.4 | 0 | 0 | 0 | 0 | 1509.75 | 0 | 0 | 0 | 2467951.2 | 0
286 | 1161.6 | 610.8795 | 610.8795 | 594.6671 | 594.6671 | 1495.6 | 935668.7551 | 214080.16 | 97109.1392 | 1039187.9855 | 299950.0908
287 | 1086.4 | 1128.5575 | 1128.5575 | 1098.6062 | 1086.4 | 1465 | 1680290.3373 | 391104 | 177409.12 | 0 | 581224
288 | 136.8 | 142.1085 | 142.1085 | 138.337 | 136.8 | 1344.7 | 194173.7344 | 49248 | 22339.44 | 0 | 89645.04
289 | 106.4 | 0 | 0 | 0 | 0 | 1271.1 | 0 | 0 | 0 | 126616 | 0
290 | 88 | 0 | 0 | 0 | 0 | 1253.2 | 0 | 0 | 0 | 104720 | 0
291 | 92 | 0 | 0 | 0 | 0 | 1274.7 | 0 | 0 | 0 | 109480 | 0
292 | 88 | 0 | 0 | 0 | 0 | 1267 | 0 | 0 | 0 | 104720 | 0
293 | 92 | 0 | 0 | 0 | 0 | 1232.7 | 0 | 0 | 0 | 109480 | 0
294 | 84.8 | 0 | 0 | 0 | 0 | 1271.2 | 0 | 0 | 0 | 100912 | 0
295 | 82.4 | 85.5975 | 85.5975 | 83.3258 | 82.4 | 1296.75 | 112614.593 | 29664 | 13455.92 | 0 | 57947.8
296 | 81.362 | 84.5192 | 84.5192 | 82.2761 | 81.362 | 1472.5 | 126051.6882 | 29290.32 | 13286.4146 | 0 | 42918.455
297 | 804.961 | 836.1973 | 836.1973 | 814.0051 | 804.961 | 1507 | 1276293.79 | 289785.96 | 131450.1313 | 0 | 396845.773
298 | 971.201 | 1008.8882 | 1008.8882 | 982.1129 | 971.201 | 1508.85 | 1542705.6043 | 349632.36 | 158597.1233 | 0 | 477005.3712
299 | 1378.581 | 1432.0765 | 1432.0765 | 1394.07 | 1378.581 | 1413.45 | 2063993.9578 | 496289.16 | 225122.2773 | 0 | 808606.6856
300 | 1301.865 | 1435.2303 | 1352.3846 | 1397.1401 | 1301.865 | 1326.9 | 1829995.4612 | 468671.4 | 212594.5545 | 0 | 876285.3315
301 | 1411.199 | 1465.9602 | 1465.9602 | 1427.0544 | 1411.199 | 1319.75 | 1967083.9697 | 508031.64 | 230448.7967 | 0 | 959968.1197
302 | 1430.445 | 1485.9531 | 1485.9531 | 1446.5167 | 1430.445 | 1358.55 | 2059792.9314 | 514960.2 | 233591.6685 | 0 | 917558.9453
303 | 1147.683 | 1147.8761 | 1147.8761 | 1117.4121 | 1117.4121 | 1348.45 | 1591130.3181 | 402268.3647 | 182473.3999 | 55486.5156 | 728049.8694
304 | 1193.172 | 664.8943 | 664.8943 | 647.2483 | 647.2483 | 1370.1 | 935936.4662 | 233009.3952 | 105695.6507 | 1000678.1054 | 407701.7168
305 | 1254.203 | 423.7814 | 423.7814 | 412.5345 | 412.5345 | 1521.8 | 661608.6102 | 148512.4228 | 67366.8851 | 1542778.3463 | 197274.0016
306 | 1409.776 | 54.6017 | 54.6017 | 53.1526 | 53.1526 | 1542.4 | 86488.5044 | 19134.9205 | 8679.8126 | 2486690.771 | 24322.6101
307 | 1164.8 | 870.5402 | 870.5402 | 847.4365 | 847.4365 | 1545.2 | 1382306.5299 | 305077.1515 | 138386.3857 | 1078401.064 | 385414.1348
308 | 1167.2 | 1212.4929 | 1212.4929 | 1180.314 | 1167.2 | 1470.15 | 1809746.6104 | 420192 | 190603.76 | 0 | 618440.92
309 | 1375.2 | 1225.3959 | 1225.3959 | 1192.8746 | 1192.8746 | 1416.1 | 1779334.0551 | 429434.8406 | 194796.4152 | 619541.8542 | 696519.454
310 | 1362.4 | 1225.3959 | 1225.3959 | 1192.8746 | 1192.8746 | 1477.45 | 1856271.2117 | 429434.8406 | 194796.4152 | 576047.4542 | 623336.5999
311 | 1214.4 | 1225.3959 | 1225.3959 | 1192.8746 | 1192.8746 | 1436.05 | 1808260.1331 | 429434.8406 | 194796.4152 | 73143.4542 | 672721.6066
312 | 949.6 | 0 | 0 | 0 | 0 | 1282.6 | 0 | 0 | 0 | 1740616.8 | 0
313 | 1832.8 | 0 | 0 | 0 | 0 | 1338.7 | 0 | 0 | 0 | 2181032 | 0
314 | 1784.8 | 0 | 0 | 0 | 0 | 1298.2 | 0 | 0 | 0 | 2123912 | 0
315 | 1888 | 0 | 0 | 0 | 0 | 1288.85 | 0 | 0 | 0 | 2246720 | 0
316 | 2028.8 | 0 | 0 | 0 | 0 | 1287.75 | 0 | 0 | 0 | 2414272 | 0
317 | 2156.8 | 0 | 0 | 0 | 0 | 1294.5 | 0 | 0 | 0 | 2566592 | 0
318 | 2129.6 | 0 | 0 | 0 | 0 | 1281.1 | 0 | 0 | 0 | 2534224 | 0
319 | 1976.8 | 0 | 0 | 0 | 0 | 1278.05 | 0 | 0 | 0 | 3623474.4 | 0
320 | 1127.549 | 0 | 0 | 0 | 0 | 1339.4 | 0 | 0 | 0 | 2066797.317 | 0
321 | 1638.403 | 445.3657 | 445.3657 | 433.546 | 433.546 | 1431.5 | 652491.8189 | 156076.5447 | 70798.0549 | 2208502.9587 | 246470.8769
322 | 1940.862 | 905.5749 | 905.5749 | 881.5415 | 881.5415 | 1408.55 | 1310617.6685 | 317354.925 | 143955.7202 | 1941734.5527 | 521387.6956
323 | 2188.553 | 1279.8771 | 1279.8771 | 1245.9098 | 1245.9098 | 1408 | 1859478.745 | 448527.532 | 203457.0721 | 1727864.9653 | 737578.6081
324 | 2025.649 | 969.7866 | 969.7866 | 944.049 | 944.049 | 1447.75 | 1450821.4886 | 339857.6236 | 154163.1943 | 1982572.8834 | 521351.0351
325 | 1943.684 | 1294.7974 | 1294.7974 | 1260.4342 | 1260.4342 | 1307.8 | 1750596.8012 | 453756.3068 | 205828.9025 | 1252396.9097 | 872472.5433
326 | 2335.268 | 1909.0541 | 1909.0541 | 1858.3888 | 1858.3888 | 1291.9 | 2548369.1452 | 669019.9763 | 303474.8948 | 874119.5313 | 1315925.1256
327 | 2168.745 | 1254.1864 | 1254.1864 | 1220.9009 | 1220.9009 | 1268.65 | 1639793.8696 | 439524.3411 | 199373.1247 | 1737398.1483 | 892905.9079
328 | 1973.613 | 1517.5753 | 1517.5753 | 1477.2997 | 1477.2997 | 1411.95 | 2196566.703 | 531827.8893 | 241243.0398 | 909742.2927 | 868726.0842
329 | 2279.797 | 875.4205 | 875.4205 | 852.1873 | 852.1873 | 1480.4 | 1326036.5362 | 306787.4338 | 139162.1887 | 2616808.5505 | 442796.5295
330 | 1609.172 | 117.8088 | 117.8088 | 114.6822 | 114.6822 | 1518.15 | 182970.4697 | 41285.5878 | 18727.6014 | 2739399.8246 | 55259.6125
331 | 2156.812 | 857.6372 | 857.6372 | 834.876 | 834.876 | 1529.15 | 1342234.9316 | 300555.3516 | 136335.247 | 4491938.6071 | 393101.3536
332 | 2172.8 | 1225.3959 | 1225.3959 | 1192.8746 | 1192.8746 | 1492.25 | 1877585.3558 | 429434.8406 | 194796.4152 | 3329786.6542 | 605682.0565
333 | 2000 | 1225.3959 | 1225.3959 | 1192.8746 | 1192.8746 | 1473.65 | 1853286.135 | 429434.8406 | 194796.4152 | 2742612.2542 | 627869.5232
334 | 1667.2 | 1225.3959 | 1225.3959 | 1192.8746 | 1192.8746 | 1460.2 | 1837696.7685 | 429434.8406 | 194796.4152 | 1611757.8542 | 643913.686
335 | 2352 | 1225.3959 | 1225.3959 | 1192.8746 | 1192.8746 | 1434.6 | 1807116.6095 | 429434.8406 | 194796.4152 | 3938708.2542 | 674451.2747
336 | 2075.2 | 0 | 0 | 0 | 0 | 1401.15 | 0 | 0 | 0 | 3803841.6 | 0
337 | 1518.4 | 0 | 0 | 0 | 0 | 1381.7 | 0 | 0 | 0 | 1806896 | 0
338 | 1494.4 | 0 | 0 | 0 | 0 | 1336.2 | 0 | 0 | 0 | 1778336 | 0
339 | 1260 | 0 | 0 | 0 | 0 | 1333.75 | 0 | 0 | 0 | 1499400 | 0
340 | 1234.4 | 0 | 0 | 0 | 0 | 1340.9 | 0 | 0 | 0 | 1468936 | 0
341 | 1272 | 0 | 0 | 0 | 0 | 1344.1 | 0 | 0 | 0 | 1513680 | 0
342 | 1414.4 | 0 | 0 | 0 | 0 | 1240.75 | 0 | 0 | 0 | 1683136 | 0
343 | 1373.6 | 0 | 0 | 0 | 0 | 1408.8 | 0 | 0 | 0 | 2517808.8 | 0
344 | 996.612 | 0 | 0 | 0 | 0 | 1485.15 | 0 | 0 | 0 | 1826789.796 | 0
345 | 1176.84 | 0 | 0 | 0 | 0 | 1596.25 | 0 | 0 | 0 | 2157147.72 | 0
346 | 1297.88 | 0 | 0 | 0 | 0 | 1551.6 | 0 | 0 | 0 | 2379014.04 | 0
347 | 1357.844 | 304.5308 | 304.5308 | 296.4487 | 296.4487 | 1501.35 | 469895.6724 | 106721.5408 | 48410.0767 | 1945537.54 | 147824.1565
348 | 1435.047 | 630.5524 | 630.5524 | 613.8179 | 613.8179 | 1460.6 | 945741.888 | 220974.4396 | 100236.4611 | 1505312.9628 | 331093.3686
349 | 1435.033 | 796.1742 | 796.1742 | 775.0442 | 775.0442 | 1428.4 | 1168967.0794 | 279015.9155 | 126564.7194 | 1209759.4528 | 443015.2702
350 | 1087.883 | 1130.098 | 1130.098 | 1100.1058 | 1087.883 | 1501.35 | 1724430.6134 | 391637.88 | 177651.2939 | 0 | 542472.858
351 | 1211.392 | 1168.9327 | 1168.9327 | 1137.9099 | 1137.9099 | 1530.9 | 1835065.8845 | 409647.5519 | 185820.6812 | 134692.7509 | 533793.5183
352 | 1440.601 | 326.5846 | 326.5846 | 317.9173 | 317.9173 | 1546.3 | 518011.0121 | 114450.211 | 51915.8874 | 2057879.3086 | 144239.0576
353 | 1275.894 | 56.7956 | 56.7956 | 55.2883 | 55.2883 | 1555.05 | 90529.2507 | 19903.7831 | 9028.5771 | 2237370.2733 | 24600.523
354 | 1244.187 | 0 | 0 | 0 | 0 | 1564.7 | 0 | 0 | 0 | 2280594.771 | 0
355 | 798.4 | 829.3817 | 829.3817 | 807.3704 | 798.4 | 1647.9 | 1389137.1774 | 287424 | 130378.72 | 0 | 281116.64
356 | 1210.4 | 1225.3959 | 1225.3959 | 1192.8746 | 1192.8746 | 1533.7 | 1933317.7409 | 429434.8406 | 194796.4152 | 59551.4542 | 556237.4061
357 | 1458.4 | 1225.3959 | 1225.3959 | 1192.8746 | 1192.8746 | 1491.35 | 1876415.1652 | 429434.8406 | 194796.4152 | 902255.4542 | 606755.6436
358 | 1131.2 | 1175.0959 | 1175.0959 | 1143.9095 | 1131.2 | 1495.6 | 1782880.578 | 407232 | 184724.96 | 0 | 570577.28
359 | 1050.4 | 1091.1605 | 1091.1605 | 1062.2017 | 1050.4 | 1472.6 | 1635637.7407 | 378144 | 171530.32 | 0 | 553980.96
360 | 949.6 | 0 | 0 | 0 | 0 | 1428.85 | 0 | 0 | 0 | 1740616.8 | 0
361 | 1194.4 | 0 | 0 | 0 | 0 | 1257.1 | 0 | 0 | 0 | 1421336 | 0
362 | 1084.8 | 0 | 0 | 0 | 0 | 1378.4 | 0 | 0 | 0 | 1290912 | 0
363 | 1221.6 | 0 | 0 | 0 | 0 | 1309.2 | 0 | 0 | 0 | 1453704 | 0
364 | 1077.6 | 0 | 0 | 0 | 0 | 1247.6 | 0 | 0 | 0 | 1282344 | 0
365 | 1200.8 | 0 | 0 | 0 | 0 | 1241.3 | 0 | 0 | 0 | 1428952 | 0
366 | 1140 | 0 | 0 | 0 | 0 | 1250.25 | 0 | 0 | 0 | 1356600 | 0
367 | 1037.6 | 0 | 0 | 0 | 0 | 1373.05 | 0 | 0 | 0 | 1901920.8 | 0
368 | 866.892 | 0 | 0 | 0 | 0 | 1481.35 | 0 | 0 | 0 | 1589013.036 | 0
369 | 1066.826 | 0 | 0 | 0 | 0 | 1514.75 | 0 | 0 | 0 | 1955492.058 | 0
370 | 1366.055 | 451.5352 | 451.5352 | 439.5517 | 439.5517 | 1472.3 | 683739.9523 | 158238.6066 | 71778.7901 | 1698280.5766 | 231951.4241
371 | 1574.613 | 1005.3781 | 1005.3781 | 978.6959 | 978.6959 | 1139.65 | 1182506.2959 | 352330.5251 | 159821.041 | 1092316.0388 | 842021.0202
372 | 1515.751 | 783.7782 | 783.7782 | 762.9771 | 762.9771 | 1241.85 | 1004337.2691 | 274671.7694 | 124594.1665 | 1379834.4906 | 578451.1165
373 | 1570.042 | 787.1927 | 787.1927 | 766.3011 | 766.3011 | 1292.05 | 1046653.7877 | 275868.3845 | 125136.9644 | 1473257.1283 | 542502.8411
374 | 1584.014 | 1645.4813 | 1645.4813 | 1601.8111 | 1584.014 | 1361.2 | 2281670.7334 | 570245.04 | 258669.4862 | 0 | 1011868.1432
375 | 1443.606 | 1422.3668 | 1422.3668 | 1384.6179 | 1384.6179 | 1530.9 | 2236338.6522 | 498462.4592 | 226108.11 | 108125.1099 | 649524.2767
376 | 1857.159 | 1303.7685 | 1303.7685 | 1269.1672 | 1269.1672 | 1520.3 | 2035453.6177 | 456900.1974 | 207255.0062 | 1077788.9421 | 608819.513
377 | 2051.354 | 423.9123 | 423.9123 | 412.6619 | 412.6619 | 1547.45 | 673184.8237 | 148558.2924 | 67387.6921 | 3003722.5764 | 186750.1534
378 | 1864.668 | 47.3041 | 47.3041 | 46.0486 | 46.0486 | 1560.9 | 75839.5775 | 16577.5061 | 7519.741 | 3333529.3087 | 20219.9526
379 | 1687.2 | 857.6372 | 857.6372 | 834.876 | 834.876 | 1572.9 | 1386394.3263 | 300555.3516 | 136335.247 | 2896197.0311 | 356575.5297
380 | 1437.6 | 1225.3959 | 1225.3959 | 1192.8746 | 1192.8746 | 1529.9 | 1927250.8782 | 429434.8406 | 194796.4152 | 831577.0542 | 560770.3294
381 | 1798.4 | 1225.3959 | 1225.3959 | 1192.8746 | 1192.8746 | 1549.75 | 1945414.4338 | 429434.8406 | 194796.4152 | 2057575.4542 | 537091.7694
382 | 1439.2 | 1225.3959 | 1225.3959 | 1192.8746 | 1192.8746 | 1537.1 | 1927662.4163 | 429434.8406 | 194796.4152 | 837013.8542 | 552181.6326
383 | 1318.4 | 1225.3959 | 1225.3959 | 1192.8746 | 1192.8746 | 1446.6 | 1819540.1302 | 429434.8406 | 194796.4152 | 426535.4542 | 660136.78
384 | 1333.6 | 0 | 0 | 0 | 0 | 1224.85 | 0 | 0 | 0 | 2444488.8 | 0
385 | 1427.2 | 0 | 0 | 0 | 0 | 1242.4 | 0 | 0 | 0 | 1698368 | 0
386 | 1464.8 | 0 | 0 | 0 | 0 | 1219.95 | 0 | 0 | 0 | 1743112 | 0
387 | 1109.6 | 0 | 0 | 0 | 0 | 1218.65 | 0 | 0 | 0 | 1320424 | 0
388 | 1159.2 | 0 | 0 | 0 | 0 | 1228.1 | 0 | 0 | 0 | 1379448 | 0
389 | 1433.6 | 0 | 0 | 0 | 0 | 1241.3 | 0 | 0 | 0 | 1705984 | 0
390 | 1189.6 | 0 | 0 | 0 | 0 | 1250.25 | 0 | 0 | 0 | 1415624 | 0
391 | 1440 | 0 | 0 | 0 | 0 | 1381.7 | 0 | 0 | 0 | 2639520 | 0
392 | 1042.494 | 0 | 0 | 0 | 0 | 1477.55 | 0 | 0 | 0 | 1910891.502 | 0
393 | 1260.412 | 365.2313 | 365.2313 | 355.5382 | 355.5382 | 1514.75 | 566909.2995 | 127993.7681 | 58059.3954 | 1658633.5933 | 172524.9333
394 | 1528.29 | 865.1748 | 865.1748 | 842.2135 | 842.2135 | 1517.8 | 1346791.8125 | 303196.8604 | 137533.4647 | 1257578.2226 | 406115.3502
395 | 1634.053 | 1243.9915 | 1243.9915 | 1210.9767 | 1210.9767 | 1329.15 | 1701359.097 | 435951.6058 | 197752.4923 | 775498.8893 | 812383.7077
396 | 1747.764 | 1542.7549 | 1542.7549 | 1501.811 | 1501.811 | 1300.7 | 2063966.7394 | 540651.9702 | 245245.7409 | 450831.7972 | 1050216.4521
397 | 1461.828 | 1285.123 | 1285.123 | 1251.0166 | 1251.0166 | 1317.55 | 1735443.8833 | 450365.958 | 204291.0026 | 386417.3878 | 853756.2446
398 | 1421.187 | 1476.3358 | 1476.3358 | 1437.1547 | 1421.187 | 1309.65 | 1960490.371 | 511627.32 | 232079.8371 | 0 | 981116.4454
399 | 1580.373 | 1641.699 | 1641.699 | 1598.1292 | 1580.373 | 1327.35 | 2205803.8551 | 568934.28 | 258074.9109 | 0 | 1063037.8984
400 | 1462.36 | 242.2721 | 242.2721 | 235.8424 | 235.8424 | 1346.3 | 334249.136 | 84903.2464 | 38513.0559 | 2248206.8505 | 154170.1449
401 | 1717.244 | 77.6423 | 77.6423 | 75.5818 | 75.5818 | 1540.55 | 122584.9445 | 27209.4332 | 12342.5012 | 3009166.8877 | 34726.0392
402 | 1611.558 | 19.2366 | 19.2366 | 18.7261 | 18.7261 | 1564.7 | 30891.384 | 6741.3808 | 3057.9652 | 2919660.95 | 8151.453
403 | 1616.357 | 857.6372 | 857.6372 | 834.876 | 834.876 | 1655.9 | 1458587.2661 | 300555.3516 | 136335.247 | 2655472.5171 | 287280.8236
404 | 1480.8 | 1225.3959 | 1225.3959 | 1192.8746 | 1192.8746 | 1571.4 | 1977872.8184 | 429434.8406 | 194796.4152 | 978370.6542 | 511266.0353
405 | 1845.6 | 1225.3959 | 1225.3959 | 1192.8746 | 1192.8746 | 1531.35 | 1922695.3978 | 429434.8406 | 194796.4152 | 2217961.0542 | 559040.6613
406 | 1497.6 | 1225.3959 | 1225.3959 | 1192.8746 | 1192.8746 | 1580.1 | 1981598.2057 | 429434.8406 | 194796.4152 | 1035457.0542 | 500888.0266
407 | 1532 | 1225.3959 | 1225.3959 | 1192.8746 | 1192.8746 | 1468.8 | 1845000.7064 | 429434.8406 | 194796.4152 | 1152348.2542 | 633654.9649
408 | 1503.2 | 0 | 0 | 0 | 0 | 1303.2 | 0 | 0 | 0 | 2755365.6 | 0
409 | 1740.8 | 0 | 0 | 0 | 0 | 1395.35 | 0 | 0 | 0 | 2071552 | 0
410 | 1453.6 | 0 | 0 | 0 | 0 | 1318.8 | 0 | 0 | 0 | 1729784 | 0
411 | 1256 | 0 | 0 | 0 | 0 | 1343.4 | 0 | 0 | 0 | 1494640 | 0
412 | 1274.4 | 0 | 0 | 0 | 0 | 1383.1 | 0 | 0 | 0 | 1516536 | 0
413 | 1436.8 | 0 | 0 | 0 | 0 | 1402.3 | 0 | 0 | 0 | 1709792 | 0
414 | 1512.8 | 0 | 0 | 0 | 0 | 1433.15 | 0 | 0 | 0 | 1800232 | 0
415 | 1361.6 | 0 | 0 | 0 | 0 | 1456.25 | 0 | 0 | 0 | 2495812.8 | 0
416 | 1307.476 | 0 | 0 | 0 | 0 | 1485.15 | 0 | 0 | 0 | 2396603.508 | 0
417 | 1117.404 | 458.5627 | 458.5627 | 446.3927 | 446.3927 | 1549.75 | 728816.0881 | 160701.3693 | 72895.9267 | 1229963.7264 | 200988.3099
418 | 1558.331 | 1618.8016 | 1618.8016 | 1575.8395 | 1558.331 | 1521.6 | 2497719.5055 | 560999.16 | 254475.4523 | 0 | 745505.5504
419 | 1635.582 | 1699.0503 | 1699.0503 | 1653.9585 | 1635.582 | 1475.25 | 2552330.3101 | 588809.52 | 267090.5406 | 0 | 858271.6545
420 | 1614.236 | 1676.876 | 1676.876 | 1632.3726 | 1614.236 | 1433.5 | 2443183.6025 | 581124.96 | 263604.7388 | 0 | 914464.694
421 | 1599.883 | 1661.9661 | 1661.9661 | 1617.8584 | 1599.883 | 1385.75 | 2331679.2063 | 575957.88 | 261260.8939 | 0 | 982728.1327
422 | 1534.321 | 1593.8599 | 1593.8599 | 1551.5598 | 1534.321 | 1484.15 | 2402907.8905 | 552355.56 | 250554.6193 | 0 | 791479.4879
423 | 1869.297 | 1941.8346 | 1941.8346 | 1890.2994 | 1869.297 | 1512.5 | 2979139.7478 | 672946.92 | 305256.2001 | 0 | 911282.2875
424 | 1731.41 | 1666.6386 | 1666.6386 | 1622.4069 | 1622.4069 | 1538.7 | 2627364.875 | 584066.4917 | 264939.0503 | 199802.6429 | 748416.3129
425 | 1852.086 | 887.7522 | 887.7522 | 864.1917 | 864.1917 | 1555.05 | 1412365.932 | 311109.0091 | 141122.5033 | 1810810.2665 | 384522.0934
426 | 1824.781 | 84.1297 | 84.1297 | 81.8969 | 81.8969 | 1604.7 | 138371.7008 | 29482.8928 | 13373.7677 | 3194706.5107 | 32373.8542
427 | 1772.851 | 857.6372 | 857.6372 | 834.876 | 834.876 | 1655.9 | 1457849.9305 | 300555.3516 | 136335.247 | 3187239.1291 | 287280.8236
428 | 1725.6 | 1225.3959 | 1225.3959 | 1192.8746 | 1192.8746 | 1576.2 | 1983346.5981 | 429434.8406 | 194796.4152 | 1810201.0542 | 505540.2374
429 | 1548.8 | 1225.3959 | 1225.3959 | 1192.8746 | 1192.8746 | 1513.55 | 1898786.8223 | 429434.8406 | 194796.4152 | 1209434.6542 | 580273.8284
430 | 1660 | 1225.3959 | 1225.3959 | 1192.8746 | 1192.8746 | 1578.6 | 1975765.7709 | 429434.8406 | 194796.4152 | 1587292.2542 | 502677.3385
431 | 1914.4 | 1225.3959 | 1225.3959 | 1192.8746 | 1192.8746 | 1554.1 | 1951529.0552 | 429434.8406 | 194796.4152 | 2451743.4542 | 531902.7651
432 | 1842.4 | 0 | 0 | 0 | 0 | 1454.85 | 0 | 0 | 0 | 3377119.2 | 0
433 | 1708 | 0 | 0 | 0 | 0 | 1481.9 | 0 | 0 | 0 | 3130764 | 0
434 | 1356.8 | 0 | 0 | 0 | 0 | 1431.1 | 0 | 0 | 0 | 2487014.4 | 0
435 | 1073.6 | 0 | 0 | 0 | 0 | 1421.05 | 0 | 0 | 0 | 1967908.8 | 0
436 | 1288.8 | 0 | 0 | 0 | 0 | 1424.3 | 0 | 0 | 0 | 2362370.4 | 0
437 | 1396.8 | 0 | 0 | 0 | 0 | 1431.3 | 0 | 0 | 0 | 2560334.4 | 0
438 | 1372 | 0 | 0 | 0 | 0 | 1440.75 | 0 | 0 | 0 | 2514876 | 0
439 | 1415.2 | 60.8428 | 60.8428 | 59.2281 | 59.2281 | 1460.05 | 90928.4538 | 21322.1014 | 9671.9421 | 2485496.5669 | 31980.1907
440 | 1131.076 | 845.7169 | 845.7169 | 823.2721 | 823.2721 | 1485.15 | 1285301.3847 | 296377.938 | 134440.3258 | 564204.6402 | 423861.615
441 | 1241.663 | 1289.8454 | 1289.8454 | 1255.6136 | 1241.663 | 1514.75 | 1978526.1756 | 446998.68 | 202763.5679 | 0 | 602516.9708
442 | 856.555 | 1001.3351 | 889.7934 | 974.7602 | 856.555 | 1521.6 | 1371944.2753 | 308359.8 | 139875.4315 | 0 | 409775.912
443 | 1284.095 | 1366.4313 | 1333.924 | 1330.167 | 1284.095 | 1493.65 | 2027610.4021 | 462274.2 | 209692.7135 | 0 | 650201.5032
444 | 1493.401 | 1551.3521 | 1551.3521 | 1510.18 | 1493.401 | 1485.85 | 2349097.1363 | 537624.36 | 243872.3833 | 0 | 767832.1242
445 | 1383.033 | 1469.7737 | 1436.7012 | 1430.7667 | 1383.033 | 1479.75 | 2163126.3183 | 497891.88 | 225849.2889 | 0 | 719522.9183
446 | 1395.108 | 1449.2448 | 1449.2448 | 1410.7826 | 1395.108 | 1515.85 | 2237539.9152 | 502238.88 | 227821.1364 | 0 | 675441.5382
447 | 1147.015 | 1191.5246 | 1191.5246 | 1159.9022 | 1147.015 | 1538.5 | 1861355.8974 | 412925.4 | 187307.5495 | 0 | 529347.4225
448 | 1254.993 | 1001.3351 | 1001.3351 | 974.7602 | 974.7602 | 1542.5 | 1584562.3134 | 350913.6629 | 159178.3365 | 513666.7688 | 445952.7799
449 | 1593.632 | 304.5994 | 304.5994 | 296.5155 | 296.5155 | 1595.05 | 497287.2537 | 106745.5678 | 48420.9756 | 2377614.6067 | 120073.938
450 | 1540.045 | 41.6581 | 41.6581 | 40.5526 | 40.5526 | 1564.7 | 66841.3887 | 14598.9229 | 6622.2336 | 2748569.6361 | 17652.5309
451 | 1594.407 | 0 | 0 | 0 | 0 | 1657.4 | 0 | 0 | 0 | 2922548.031 | 0
452 | 1601.6 | 0 | 0 | 0 | 0 | 1575.2 | 0 | 0 | 0 | 2935732.8 | 0
453 | 1628.8 | 0 | 0 | 0 | 0 | 1555.05 | 0 | 0 | 0 | 2985590.4 | 0
454 | 1475.2 | 0 | 0 | 0 | 0 | 1581.6 | 0 | 0 | 0 | 2704041.6 | 0
455 | 1756 | 0 | 0 | 0 | 0 | 1558.85 | 0 | 0 | 0 | 3218748 | 0
456 | 1347.2 | 0 | 0 | 0 | 0 | 1571.35 | 0 | 0 | 0 | 2469417.6 | 0
457 | 1464 | 0 | 0 | 0 | 0 | 1426.35 | 0 | 0 | 0 | 1742160 | 0
458 | 1484 | 0 | 0 | 0 | 0 | 1516.95 | 0 | 0 | 0 | 1765960 | 0
459 | 1376.8 | 0 | 0 | 0 | 0 | 1510.2 | 0 | 0 | 0 | 1638392 | 0
460 | 1298.4 | 0 | 0 | 0 | 0 | 1497 | 0 | 0 | 0 | 1545096 | 0
461 | 1472 | 0 | 0 | 0 | 0 | 1510.75 | 0 | 0 | 0 | 1751680 | 0
462 | 1540.8 | 0 | 0 | 0 | 0 | 1520.7 | 0 | 0 | 0 | 1833552 | 0
463 | 1121.6 | 429.4814 | 429.4814 | 418.0832 | 418.0832 | 1485.95 | 655695.168 | 150509.9364 | 68272.9795 | 1289546.374 | 214915.6466
464 | 1325.723 | 1377.1673 | 1377.1673 | 1340.6181 | 1325.723 | 1468.7 | 2052210.8041 | 477260.28 | 216490.5659 | 0 | 704356.6299
465 | 1431.814 | 1487.3752 | 1487.3752 | 1447.9011 | 1431.814 | 1498.2 | 2260802.4271 | 515453.04 | 233815.2262 | 0 | 718484.2652
466 | 1750.511 | 1818.4391 | 1818.4391 | 1770.1788 | 1750.511 | 1340.6 | 2474444.0551 | 630183.96 | 285858.4463 | 0 | 1154286.9534
467 | 1780.377 | 1849.4641 | 1849.4641 | 1800.3803 | 1780.377 | 1302.15 | 2457821.1447 | 640935.72 | 290735.5641 | 0 | 1242436.0895
468 | 1557.127 | 1617.5509 | 1617.5509 | 1574.622 | 1557.127 | 1254.95 | 2075028.5559 | 560565.72 | 254278.8391 | 0 | 1160137.4714
469 | 1473.887 | 1531.0808 | 1531.0808 | 1490.4468 | 1473.887 | 302.25 | 472103.6562 | 530599.32 | 240685.7471 | 0 | 2502291.6543
470 | 1373.544 | 1426.844 | 1426.844 | 1388.9764 | 1373.544 | 812.05 | 1181734.8303 | 494475.84 | 224299.7352 | 0 | 1631701.5948
471 | 1430.954 | 1264.5183 | 1264.5183 | 1230.9587 | 1230.9587 | 1348.45 | 1752300.2861 | 443145.1302 | 201015.5549 | 366591.3938 | 802031.1378
472 | 1796.545 | 1180.0666 | 1180.0666 | 1148.7483 | 1148.7483 | 1344.1 | 1625767.025 | 413549.3836 | 187590.5954 | 1187411.3735 | 753464.002
473 | 1678.349 | 758.8728 | 758.8728 | 738.7328 | 738.7328 | 1366.25 | 1060694.5721 | 265943.7963 | 120635.0609 | 1722316.5541 | 468171.8914
474 | 1629.66 | 102.0532 | 102.0532 | 99.3448 | 99.3448 | 1364.65 | 142538.2137 | 35764.121 | 16223.0027 | 2805067.7972 | 63118.7063
475 | 1404.8 | 857.6372 | 857.6372 | 834.876 | 834.876 | 1455.9 | 1279340.4566 | 300555.3516 | 136335.247 | 1936601.8311 | 454256.0189
476 | 1388.8 | 1225.3959 | 1225.3959 | 1192.8746 | 1192.8746 | 1295.95 | 1629106.9344 | 429434.8406 | 194796.4152 | 665754.6542 | 839843.3321
477 | 1344.8 | 1225.3959 | 1225.3959 | 1192.8746 | 1192.8746 | 811.55 | 1017423.7372 | 429434.8406 | 194796.4152 | 516242.6542 | 1417671.7677
478 | 1680.8 | 1225.3959 | 1225.3959 | 1192.8746 | 1192.8746 | 1517.45 | 1901546.7765 | 429434.8406 | 194796.4152 | 1657970.6542 | 575621.6176
479 | 1447.2 | 1225.3959 | 1225.3959 | 1192.8746 | 1192.8746 | 1454.45 | 1824638.3249 | 429434.8406 | 194796.4152 | 864197.8542 | 650772.7148
480 | 1506.4 | 0 | 0 | 0 | 0 | 1361.3 | 0 | 0 | 0 | 2761231.2 | 0
481 | 1360.8 | 0 | 0 | 0 | 0 | 784.65 | 0 | 0 | 0 | 1619352 | 0
482 | 1408 | 0 | 0 | 0 | 0 | 1347.15 | 0 | 0 | 0 | 1675520 | 0
483 | 1103.2 | 0 | 0 | 0 | 0 | 1317.35 | 0 | 0 | 0 | 1312808 | 0
484 | 1368 | 0 | 0 | 0 | 0 | 1271.8 | 0 | 0 | 0 | 1627920 | 0
485 | 1242.4 | 0 | 0 | 0 | 0 | 1218.5 | 0 | 0 | 0 | 1478456 | 0
486 | 1268.8 | 0 | 0 | 0 | 0 | 1215.6 | 0 | 0 | 0 | 1509872 | 0
487 | 1385.6 | 0 | 0 | 0 | 0 | 1239.55 | 0 | 0 | 0 | 2539804.8 | 0
488 | 1391.679 | 0 | 0 | 0 | 0 | 1275.9 | 0 | 0 | 0 | 2550947.607 | 0
489 | 1424.117 | 11.3043 | 11.3043 | 11.0043 | 11.0043 | 1251.5 | 14536.0239 | 3961.535 | 1796.9963 | 2590235.645 | 8236.6916
490 | 1612.774 | 1521.8365 | 1521.8365 | 1481.4478 | 1481.4478 | 276.75 | 434198.5394 | 533321.2009 | 241920.4225 | 240720.9608 | 2552904.8873
491 | 1401.019 | 1455.3852 | 1455.3852 | 1416.7601 | 1401.019 | 1219.55 | 1819791.427 | 504366.84 | 228786.4027 | 0 | 1093425.2785
492 | 1755.972 | 1824.1121 | 1824.1121 | 1775.7011 | 1755.972 | 1264.25 | 2364569.8791 | 632149.92 | 286750.2276 | 0 | 1291956.399
493 | 1074.33 | 1519.5584 | 1116.0191 | 1479.2301 | 1074.33 | 1170.55 | 1337262.2294 | 386758.8 | 175438.089 | 0 | 891103.0185
494 | 1159.81 | 1348.0164 | 1204.8161 | 1312.2408 | 1159.81 | 280.9 | 346319.5844 | 417531.6 | 189396.973 | 0 | 1993829.371
495 | 1567.968 | 1582.0529 | 1582.0529 | 1540.0661 | 1540.0661 | 295.65 | 483747.1476 | 554423.7833 | 251492.7884 | 51144.2472 | 2624811.5976
496 | 1342.539 | 1376.3602 | 1376.3602 | 1339.8323 | 1339.8323 | 308.9 | 437273.9631 | 482339.645 | 218794.6223 | 4961.2946 | 2265790.4823
497 | 1562.161 | 856.7199 | 856.7199 | 833.9831 | 833.9831 | 719.4 | 630571.6901 | 300233.9001 | 136189.433 | 1334750.1717 | 1067998.7013
498 | 1560.409 | 127.9309 | 127.9309 | 124.5357 | 124.5357 | 1415.85 | 184921.306 | 44832.8399 | 20336.6743 | 2631955.8203 | 72747.5096
499 | 918.411 | 857.6372 | 857.6372 | 834.876 | 834.876 | 1516.55 | 1328677.5176 | 300555.3516 | 136335.247 | 283852.0091 | 403620.7909
500 | 1270.4 | 1225.3959 | 1225.3959 | 1192.8746 | 1192.8746 | 1393.45 | 1747266.1099 | 429434.8406 | 194796.4152 | 263431.4542 | 723538.0627
501 | 1204 | 1225.3959 | 1225.3959 | 1192.8746 | 1192.8746 | 1183.65 | 1485380.2326 | 429434.8406 | 194796.4152 | 37804.2542 | 973803.1449
502 | 1369.6 | 1225.3959 | 1225.3959 | 1192.8746 | 1192.8746 | 1384.4 | 1735432.5536 | 429434.8406 | 194796.4152 | 600513.0542 | 734333.5775
503 | 1345.6 | 1225.3959 | 1225.3959 | 1192.8746 | 1192.8746 | 1363.65 | 1709269.5094 | 429434.8406 | 194796.4152 | 518961.0542 | 759085.7246
504 | 1280 | 0 | 0 | 0 | 0 | 1183.65 | 0 | 0 | 0 | 2346240 | 0
505 | 2330.4 | 0 | 0 | 0 | 0 | 741.4 | 0 | 0 | 0 | 2773176 | 0
506 | 2057.6 | 0 | 0 | 0 | 0 | 1217.1 | 0 | 0 | 0 | 2448544 | 0
507 | 2428 | 0 | 0 | 0 | 0 | 1253.2 | 0 | 0 | 0 | 2889320 | 0
508 | 2208.8 | 0 | 0 | 0 | 0 | 1243.15 | 0 | 0 | 0 | 2628472 | 0
509 | 2004 | 0 | 0 | 0 | 0 | 1217.3 | 0 | 0 | 0 | 2384760 | 0
510 | 2379.2 | 0 | 0 | 0 | 0 | 1250.75 | 0 | 0 | 0 | 2831248 | 0
511 | 2040.8 | 0 | 0 | 0 | 0 | 1331.9 | 0 | 0 | 0 | 3740786.4 | 0
512 | 1723.786 | 0 | 0 | 0 | 0 | 1477.55 | 0 | 0 | 0 | 3159699.738 | 0
513 | 1825.298 | 240.4978 | 240.4978 | 234.1152 | 234.1152 | 1515.95 | 374633.3633 | 84281.4579 | 38231.0058 | 2916638.144 | 113323.4437
514 | 2095.805 | 949.8207 | 949.8207 | 924.613 | 924.613 | 1512.8 | 1477445.253 | 332860.6834 | 150989.3044 | 2146794.9188 | 450471.4582
515 | 2297.304 | 1295.8362 | 1295.8362 | 1261.4454 | 1261.4454 | 1309.65 | 1752650.3483 | 454120.3516 | 205994.0373 | 1898728.7752 | 870838.8464
516 | 2286.452 | 1456.9818 | 1456.9818 | 1418.3143 | 1418.3143 | 1311.85 | 1975072.85 | 510593.1586 | 231610.73 | 1591296.3501 | 976013.0058
517 | 2261.298 | 1903.6855 | 1903.6855 | 1853.1628 | 1853.1628 | 1369.9 | 2687815.2054 | 667138.593 | 302621.4784 | 748111.898 | 1167677.854
518 | 2390.381 | 2133.8639 | 2133.8639 | 2077.2323 | 2077.2323 | 1331.15 | 2929905.7416 | 747803.6303 | 339212.0356 | 574001.5553 | 1389356.8282
519 | 2181.431 | 1502.3267 | 1502.3267 | 1462.4558 | 1462.4558 | 1371.5 | 2115902.3168 | 526484.0763 | 238819.0268 | 1317881.6011 | 919153.4499
520 | 1853.049 | 1555.8771 | 1555.8771 | 1514.585 | 1514.585 | 816.8 | 1301501.7428 | 545250.5835 | 247331.723 | 620404.5958 | 1792056.9179
521 | 2387.844 | 696.4344 | 696.4344 | 677.9515 | 677.9515 | 1456.25 | 1038130.3103 | 244062.5221 | 110709.4718 | 3134233.0435 | 368636.1011
522 | 2256.255 | 114.682 | 114.682 | 111.6384 | 111.6384 | 1557.1 | 182981.9908 | 40189.8131 | 18230.5458 | 3931082.2832 | 49444.634
523 | 2414.4 | 857.6372 | 857.6372 | 834.876 | 834.876 | 1607.9 | 1415453.7033 | 300555.3516 | 136335.247 | 5367222.6311 | 327354.8705
524 | 1896.8 | 1225.3959 | 1225.3959 | 1192.8746 | 1192.8746 | 1434.9 | 1806331.2937 | 429434.8406 | 194796.4152 | 2391938.6542 | 674093.4123
525 | 2389.6 | 1225.3959 | 1225.3959 | 1192.8746 | 1192.8746 | 1364.25 | 1715072.4881 | 429434.8406 | 194796.4152 | 4066473.0542 | 758369.9998
526 | 2215.2 | 1225.3959 | 1225.3959 | 1192.8746 | 1192.8746 | 1496.8 | 1879684.1146 | 429434.8406 | 194796.4152 | 3473861.8542 | 600254.4772
527 | 2295.2 | 1225.3959 | 1225.3959 | 1192.8746 | 1192.8746 | 1347.6 | 1694846.8019 | 429434.8406 | 194796.4152 | 3745701.8542 | 778231.3612
528 | 1956 | 0 | 0 | 0 | 0 | 1208.85 | 0 | 0 | 0 | 3585348 | 0
529 | 1812 | 0 | 0 | 0 | 0 | 1232.9 | 0 | 0 | 0 | 2156280 | 0
530 | 1850.4 | 0 | 0 | 0 | 0 | 1218.8 | 0 | 0 | 0 | 2201976 | 0
531 | 1248.8 | 0 | 0 | 0 | 0 | 1216.35 | 0 | 0 | 0 | 1486072 | 0
532 | 1303.2 | 0 | 0 | 0 | 0 | 1210.95 | 0 | 0 | 0 | 1550808 | 0
533 | 1569.6 | 0 | 0 | 0 | 0 | 1214.15 | 0 | 0 | 0 | 1867824 | 0
534 | 1165.6 | 0 | 0 | 0 | 0 | 1228.45 | 0 | 0 | 0 | 1387064 | 0
535 | 1127.2 | 0 | 0 | 0 | 0 | 1248.9 | 0 | 0 | 0 | 2066157.6 | 0
536 | 845.369 | 0 | 0 | 0 | 0 | 1441.6 | 0 | 0 | 0 | 1549561.377 | 0
537 | 1178.36 | 72.4005 | 72.4005 | 70.4791 | 70.4791 | 1515.95 | 112634.5817 | 25372.4634 | 11509.2313 | 2030745.7538 | 34115.3914
538 | 1572.128 | 1324.1104 | 1324.1104 | 1288.9692 | 1288.9692 | 1514 | 2057223.0808 | 464028.9218 | 210488.6748 | 519030.0306 | 626439.0444
539 | 1408.437 | 1463.091 | 1463.091 | 1424.2614 | 1408.437 | 1394.15 | 2076134.6913 | 507037.32 | 229997.7621 | 0 | 853301.5565
540 | 1438.896 | 1532.9143 | 1494.732 | 1492.2316 | 1438.896 | 1344.85 | 2041520.4845 | 518002.56 | 234971.7168 | 0 | 942692.7144
541 | 1516.32 | 1575.1604 | 1575.1604 | 1533.3565 | 1516.32 | 1367.05 | 2180370.7659 | 545875.2 | 247615.056 | 0 | 959754.744
542 | 1377.594 | 1431.0512 | 1431.0512 | 1393.0719 | 1377.594 | 1411.65 | 2055237.1058 | 495933.84 | 224961.1002 | 0 | 810507.4299
543 | 1550.943 | 1611.127 | 1611.127 | 1568.3685 | 1550.943 | 1421.3 | 2330380.3085 | 558339.48 | 253268.9919 | 0 | 897530.7141
544 | 1543.534 | 1570.4505 | 1570.4505 | 1528.7716 | 1528.7716 | 1338.3 | 2157339.6958 | 550357.7674 | 249648.3984 | 27059.5228 | 1011588.152
545 | 1201.14 | 855.5253 | 855.5253 | 832.8201 | 832.8201 | 1437.85 | 1262611.3784 | 299815.2486 | 135999.5281 | 675130.3124 | 468169.8389
546 | 1293.095 | 139.3827 | 139.3827 | 135.6835 | 135.6835 | 1557.1 | 222400.2174 | 48846.0694 | 22157.1198 | 2121535.2319 | 60094.2337
547 | 1413.61 | 857.6372 | 857.6372 | 834.876 | 834.876 | 1640.4 | 1443525.1877 | 300555.3516 | 136335.247 | 1966538.2111 | 300221.4012
548 | 1265.6 | 1225.3959 | 1225.3959 | 1192.8746 | 1192.8746 | 1498.95 | 1887398.0859 | 429434.8406 | 194796.4152 | 247121.0542 | 597689.7969
549 | 1180.8 | 1225.3959 | 1225.3959 | 1192.8746 | 1180.8 | 1385.2 | 1723579.2555 | 425088 | 192824.64 | 0 | 725955.84
550 | 1695.2 | 1225.3959 | 1225.3959 | 1192.8746 | 1192.8746 | 1555.6 | 1953180.6487 | 429434.8406 | 194796.4152 | 1706901.8542 | 530113.4533
551 | 1346.4 | 1225.3959 | 1225.3959 | 1192.8746 | 1192.8746 | 1465 | 1843212.9323 | 429434.8406 | 194796.4152 | 521679.4542 | 638187.8882
552 | 1211.2 | 0 | 0 | 0 | 0 | 1337.65 | 0 | 0 | 0 | 2220129.6 | 0
553 | 1408 | 0 | 0 | 0 | 0 | 1404.6 | 0 | 0 | 0 | 1675520 | 0
554 | 1139.2 | 0 | 0 | 0 | 0 | 1290.6 | 0 | 0 | 0 | 1355648 | 0
555 | 1446.4 | 0 | 0 | 0 | 0 | 1218.65 | 0 | 0 | 0 | 1721216 | 0
556 | 1142.4 | 0 | 0 | 0 | 0 | 1215.8 | 0 | 0 | 0 | 1359456 | 0
557 | 880 | 0 | 0 | 0 | 0 | 1239.65 | 0 | 0 | 0 | 1047200 | 0
558 | 1145.6 | 0 | 0 | 0 | 0 | 1296.75 | 0 | 0 | 0 | 1363264 | 0
559 | 943.2 | 0 | 0 | 0 | 0 | 1433.75 | 0 | 0 | 0 | 1728885.6 | 0
560 | 1274.438 | 276.1631 | 276.1631 | 268.8339 | 268.8339 | 1477.55 | 418277.2796 | 96780.2066 | 43900.577 | 1843272.3021 | 140452.2748
561 | 1429.443 | 1484.9122 | 1484.9122 | 1445.5034 | 1429.443 | 1507.15 | 2269500.7563 | 514599.48 | 233428.0419 | 0 | 704500.9825
562 | 1547.522 | 1607.5732 | 1607.5732 | 1564.9091 | 1547.522 | 1517.8 | 2475739.9233 | 557107.92 | 252710.3426 | 0 | 746215.1084
563 | 1405.725 | 1460.2738 | 1460.2738 | 1421.5189 | 1405.725 | 1475.25 | 2189766.6917 | 506061 | 229554.8925 | 0 | 737654.1938
564 | 1431.852 | 1581.8451 | 1487.4147 | 1539.8638 | 1431.852 | 1504.25 | 2275040.7307 | 515466.72 | 233821.4316 | 0 | 709840.629
565 | 1367.56 | 1581.2665 | 1420.6289 | 1539.3006 | 1367.56 | 1490.45 | 2149154.1246 | 492321.6 | 223322.548 | 0 | 696840.198
566 | 1673.787 | 1738.7379 | 1738.7379 | 1692.5927 | 1673.787 | 1510.85 | 2668408.4403 | 602563.32 | 273329.4171 | 0 | 818732.9111
567 | 1642.84 | 1706.59 | 1706.59 | 1661.298 | 1642.84 | 1530.9 | 2652603.9674 | 591422.4 | 268275.772 | 0 | 770656.244
568 | 1902.457 | 1731.2356 | 1731.2356 | 1685.2896 | 1685.2896 | 1538.7 | 2733455.2531 | 606704.2509 | 275207.7894 | 398067.87 | 777424.086
569 | 1899.267 | 962.5097 | 962.5097 | 936.9653 | 936.9653 | 1555.05 | 1534921.7147 | 337307.4901 | 153006.4254 | 1763899.1073 | 416902.6881
570 | 1621.58 | 153.6818 | 153.6818 | 149.6032 | 149.6032 | 1564.7 | 246552.6146 | 53857.1454 | 24430.1996 | 2698133.5078 | 65122.265
571 | 1806.403 | 857.6372 | 857.6372 | 834.876 | 834.876 | 1612.9 | 1422303.7185 | 300555.3516 | 136335.247 | 3301248.8251 | 323180.4906
572 | 1360.8 | 1225.3959 | 1225.3959 | 1192.8746 | 1192.8746 | 1571.2 | 1979181.328 | 429434.8406 | 194796.4152 | 570610.6542 | 511504.6102
573 | 1477.6 | 1225.3959 | 1225.3959 | 1192.8746 | 1192.8746 | 1555.05 | 1955094.8445 | 429434.8406 | 194796.4152 | 967497.0542 | 530769.5343
574 | 1830.4 | 1225.3959 | 1225.3959 | 1192.8746 | 1192.8746 | 1578.6 | 1984353.1285 | 429434.8406 | 194796.4152 | 2166311.4542 | 502677.3385
575 | 1500.8 | 1225.3959 | 1225.3959 | 1192.8746 | 1192.8746 | 1554.1 | 1954788.2603 | 429434.8406 | 194796.4152 | 1046330.6542 | 531902.7651
576 | 1522.4 | 0 | 0 | 0 | 0 | 1484.85 | 0 | 0 | 0 | 2790559.2 | 0
577 | 1083.2 | 0 | 0 | 0 | 0 | 1416.7 | 0 | 0 | 0 | 1289008 | 0
578 | 1204 | 0 | 0 | 0 | 0 | 1431.1 | 0 | 0 | 0 | 1432760 | 0
579 | 1488.8 | 0 | 0 | 0 | 0 | 1428.65 | 0 | 0 | 0 | 1771672 | 0
580 | 1076 | 0 | 0 | 0 | 0 | 1424.3 | 0 | 0 | 0 | 1280440 | 0
581 | 1073.6 | 0 | 0 | 0 | 0 | 1423.7 | 0 | 0 | 0 | 1277584 | 0
582 | 912 | 0 | 0 | 0 | 0 | 1433.15 | 0 | 0 | 0 | 1085280 | 0
583 | 964.8 | 38.7464 | 38.7464 | 37.7181 | 37.7181 | 1460.05 | 58024.1555 | 13578.5054 | 6159.3609 | 1699341.1767 | 20365.8722
584 | 1236.892 | 796.2979 | 796.2979 | 775.1645 | 775.1645 | 1490.15 | 1216437.7423 | 279059.2368 | 126584.3705 | 846346.422 | 395217.6441
585 | 902.102 | 937.1078 | 937.1078 | 912.2375 | 902.102 | 1514.75 | 1440490.305 | 324756.72 | 147313.2566 | 0 | 437744.9955
586 | 1643.977 | 1707.7711 | 1707.7711 | 1662.4478 | 1643.977 | 1514 | 2623443.8447 | 591831.72 | 268461.4441 | 0 | 798972.822
587 | 1404.929 | 1459.4469 | 1459.4469 | 1420.714 | 1404.929 | 1402.15 | 2083457.916 | 505774.44 | 229424.9057 | 0 | 839936.8026
588 | 1257.977 | 1492.5214 | 1306.7925 | 1452.9107 | 1257.977 | 1466.85 | 1949916.3795 | 452871.72 | 205427.6441 | 0 | 670690.4375
589 | 1143.986 | 1472.5992 | 1188.3791 | 1433.5172 | 1143.986 | 1453.65 | 1751689.567 | 411834.96 | 186812.9138 | 0 | 625016.7511
590 | 1063.922 | 1269.7591 | 1105.2072 | 1236.0604 | 1063.922 | 1474.65 | 1657838.25 | 383011.92 | 173738.4626 | 0 | 558931.4227
591 | 1565.032 | 1635.461 | 1625.7627 | 1592.0567 | 1565.032 | 1493.5 | 2467102.843 | 563411.52 | 255569.7256 | 0 | 792688.708
592 | 1529.519 | 1623.9801 | 1588.8716 | 1580.8805 | 1529.519 | 1493.3 | 2409109.1577 | 550626.84 | 249770.4527 | 0 | 775007.2773
593 | 1548.768 | 810.5025 | 810.5025 | 788.9922 | 788.9922 | 1532.85 | 1274131.1904 | 284037.1848 | 128842.423 | 1392669.0781 | 368577.6969
594 | 954.794 | 121.3999 | 121.3999 | 118.178 | 118.178 | 1564.7 | 194788.9702 | 42544.0906 | 19298.4722 | 1533517.0742 | 51442.8962
595 | 979.933 | 857.6372 | 857.6372 | 834.876 | 834.876 | 1602.9 | 1412582.454 | 300555.3516 | 136335.247 | 492903.7651 | 331529.2504
596 | 1248.8 | 1225.3959 | 1225.3959 | 1192.8746 | 1192.8746 | 1563.7 | 1967501.2329 | 429434.8406 | 194796.4152 | 190034.6542 | 520451.1694
597 | 1226.4 | 1225.3959 | 1225.3959 | 1192.8746 | 1192.8746 | 1555.05 | 1954231.5568 | 429434.8406 | 194796.4152 | 113919.4542 | 530769.5343
598 | 1332 | 1225.3959 | 1225.3959 | 1192.8746 | 1192.8746 | 1577.1 | 1981237.0999 | 429434.8406 | 194796.4152 | 472748.2542 | 504466.6503
599 | 1236.8 | 1225.3959 | 1225.3959 | 1192.8746 | 1192.8746 | 1532.6 | 1925857.6618 | 429434.8406 | 194796.4152 | 149258.6542 | 557549.5681
600 | 1285.6 | 0 | 0 | 0 | 0 | 1451.05 | 0 | 0 | 0 | 2356504.8 | 0
601 | 1532.8 | 0 | 0 | 0 | 0 | 1250.4 | 0 | 0 | 0 | 2809622.4 | 0
602 | 1344.8 | 0 | 0 | 0 | 0 | 1405.1 | 0 | 0 | 0 | 2465018.4 | 0
603 | 1204.8 | 0 | 0 | 0 | 0 | 1402.35 | 0 | 0 | 0 | 2208398.4 | 0
604 | 1120.8 | 0 | 0 | 0 | 0 | 1228.1 | 0 | 0 | 0 | 2054426.4 | 0
605 | 1085.6 | 0 | 0 | 0 | 0 | 1313.8 | 0 | 0 | 0 | 1989904.8 | 0
606 | 1070.4 | 0 | 0 | 0 | 0 | 1414.75 | 0 | 0 | 0 | 1962043.2 | 0
607 | 1341.6 | 25.7031 | 25.7031 | 25.021 | 25.021 | 1398.1 | 36754.4147 | 9007.5594 | 4085.929 | 2413289.3099 | 15060.1389
608 | 915.255 | 622.0145 | 622.0145 | 605.5065 | 605.5065 | 1481.35 | 943068.9981 | 217982.3557 | 98879.2186 | 567768.9204 | 314045.9689
609 | 1043.557 | 867.8341 | 867.8341 | 844.8023 | 844.8023 | 1544.75 | 1373930.3522 | 304128.815 | 137956.2097 | 364317.4315 | 384596.2306
610 | 1135.797 | 1179.8713 | 1179.8713 | 1148.5582 | 1135.797 | 1512.8 | 1809385.424 | 408886.92 | 185475.6501 | 0 | 553360.2984
611 | 1052.302 | 1093.1363 | 1093.1363 | 1064.1251 | 1052.302 | 1362.15 | 1514020.7512 | 378828.72 | 171840.9166 | 0 | 671210.8307
612 | 1010.911 | 1070.3792 | 1050.1391 | 1041.9719 | 1010.911 | 1417.35 | 1511232.6951 | 363927.96 | 165081.7663 | 0 | 589007.2942
613 | 907.915 | 1114.0651 | 943.1464 | 1084.4984 | 907.915 | 1453.05 | 1386879.5213 | 326849.4 | 148262.5195 | 0 | 496584.1092
614 | 1041.693 | 1082.1156 | 1082.1156 | 1053.3969 | 1041.693 | 1474.95 | 1620138.5612 | 375009.48 | 170108.4669 | 0 | 546940.9097
615 | 1029.977 | 1069.945 | 1069.945 | 1041.5492 | 1029.977 | 1493.5 | 1619986.1279 | 370791.72 | 168195.2441 | 0 | 521683.3505
616 | 1033.486 | 910.127 | 910.127 | 885.9727 | 885.9727 | 1501.3 | 1400390.7274 | 318950.1692 | 144679.3406 | 270391.8934 | 441834.5816
617 | 1376.376 | 812.0503 | 812.0503 | 790.4989 | 790.4989 | 1551.25 | 1290655.905 | 284579.6115 | 129088.4738 | 1073912.6862 | 354736.3907
618 | 1168.446 | 150.1551 | 150.1551 | 146.17 | 146.17 | 1564.7 | 240865.7516 | 52621.2135 | 23869.5671 | 1873831.8393 | 63627.8173
619 | 1198.4 | 0 | 0 | 0 | 0 | 1572.9 | 0 | 0 | 0 | 2196667.2 | 0
620 | 1109.6 | 558.9528 | 558.9528 | 544.1185 | 544.1185 | 1533.7 | 879557.3902 | 195882.6547 | 88854.5486 | 1036527.6165 | 253722.4497
621 | 1098.4 | 1141.0231 | 1141.0231 | 1110.741 | 1098.4 | 1539.75 | 1780081.2465 | 395424 | 179368.72 | 0 | 505538.6
622 | 1179.2 | 1224.9586 | 1224.9586 | 1192.4488 | 1179.2 | 1495.6 | 1854458.5117 | 424512 | 192563.36 | 0 | 594788.48
623 | 1169.6 | 1214.986 | 1214.986 | 1182.741 | 1169.6 | 1472.6 | 1812930.7628 | 421056 | 190995.68 | 0 | 616847.04
624 | 497.6 | 516.9092 | 516.9092 | 503.1908 | 497.6 | 1428.85 | 747182.3209 | 179136 | 81258.08 | 0 | 284204.24
625 | 369.6 | 0 | 0 | 0 | 0 | 1395.25 | 0 | 0 | 0 | 439824 | 0
626 | 342.4 | 0 | 0 | 0 | 0 | 1386.3 | 0 | 0 | 0 | 407456 | 0
627 | 378.4 | 0 | 0 | 0 | 0 | 1311.7 | 0 | 0 | 0 | 450296 | 0
628 | 387.2 | 0 | 0 | 0 | 0 | 1374.3 | 0 | 0 | 0 | 460768 | 0
629 | 368.8 | 0 | 0 | 0 | 0 | 1384.85 | 0 | 0 | 0 | 438872 | 0
630 | 325.6 | 0 | 0 | 0 | 0 | 1383.5 | 0 | 0 | 0 | 387464 | 0
631 | 335.2 | 348.2074 | 348.2074 | 338.9661 | 335.2 | 1316.75 | 464214.8424 | 120672 | 54738.16 | 0 | 229025.4
632 | 281.28 | 292.195 | 292.195 | 284.4403 | 281.28 | 1472.5 | 435049.0489 | 101260.8 | 45933.024 | 0 | 148375.2
633 | 812.402 | 843.9271 | 843.9271 | 821.5297 | 812.402 | 1537 | 1311495.9886 | 292464.72 | 132665.2466 | 0 | 376142.126
634 | 1193.029 | 1239.3242 | 1239.3242 | 1206.4332 | 1193.029 | 1508.85 | 1891082.5368 | 429490.44 | 194821.6357 | 0 | 585956.1934
635 | 997.388 | 1036.0914 | 1036.0914 | 1008.5941 | 997.388 | 1409.65 | 1485153.2185 | 359059.68 | 162873.4604 | 0 | 588808.0058
636 | 1238.61 | 1478.59 | 1286.6739 | 1439.349 | 1238.61 | 1459.95 | 1909154.6486 | 445899.6 | 202265.013 | 0 | 668911.3305
637 | 1158.511 | 1452.4578 | 1203.4667 | 1413.9104 | 1158.511 | 1464.05 | 1785327.9357 | 417063.96 | 189184.8463 | 0 | 620903.9705
638 | 1234.863 | 2021.4704 | 1282.7815 | 1967.8217 | 1234.863 | 1503.95 | 1958992.0141 | 444550.68 | 201653.1279 | 0 | 612553.7911
639 | 1047.104 | 1587.1586 | 1087.7366 | 1545.0363 | 1047.104 | 1522.4 | 1680485.7777 | 376957.44 | 170992.0832 | 0 | 500096.8704
640 | 1281.661 | 1381.9822 | 1331.3955 | 1345.3052 | 1281.661 | 1532.8 | 2069553.1109 | 461397.96 | 209295.2413 | 0 | 598792.0192
641 | 1055.169 | 1096.1146 | 1096.1146 | 1067.0243 | 1055.169 | 1544 | 1713848.9747 | 379860.84 | 172309.0977 | 0 | 481157.064
642 | 1044.091 | 1084.6067 | 1084.6067 | 1055.8218 | 1044.091 | 1546.2 | 1700187.9579 | 375872.76 | 170500.0603 | 0 | 473808.4958
643 | 1088.323 | 1130.5551 | 1130.5551 | 1100.5508 | 1088.323 | 1605.2 | 1843324.7948 | 391796.28 | 177723.1459 | 0 | 429669.9204
644 | 898.4 | 933.2622 | 933.2622 | 908.4939 | 898.4 | 1508.95 | 1431695.3623 | 323424 | 146708.72 | 0 | 441159.32
645 | 270.4 | 280.8928 | 280.8928 | 273.4381 | 270.4 | 1492.6 | 425083.343 | 97344 | 44156.32 | 0 | 137200.96
646 | 91.2 | 94.739 | 94.739 | 92.2247 | 91.2 | 1481.25 | 142093.853 | 32832 | 14892.96 | 0 | 47310
647 | 94.4 | 98.0632 | 98.0632 | 95.4606 | 94.4 | 1462.05 | 145413.5578 | 33984 | 15415.52 | 0 | 50782.48
648 | 91.2 | 94.739 | 94.739 | 92.2247 | 91.2 | 1438.95 | 137885.9869 | 32832 | 14892.96 | 0 | 51167.76
649 | 96 | 99.7253 | 99.7253 | 97.0786 | 96 | 1420.85 | 143760.1162 | 34560 | 15676.8 | 0 | 55598.4
650 | 88 | 91.4148 | 91.4148 | 88.9887 | 88 | 1425.7 | 132130.8286 | 31680 | 14370.4 | 0 | 50538.4
651 | 94.4 | 98.0632 | 98.0632 | 95.4606 | 94.4 | 1422.85 | 141643.2349 | 33984 | 15415.52 | 0 | 54482.96
652 | 85.6 | 88.9217 | 88.9217 | 86.5618 | 85.6 | 1414.15 | 127608.2232 | 30816 | 13978.48 | 0 | 50148.76
653 | 95.2 | 98.8942 | 98.8942 | 96.2696 | 95.2 | 1414.4 | 142040.0322 | 34272 | 15546.16 | 0 | 55749.12
654 | 88 | 91.4148 | 91.4148 | 88.9887 | 88 | 1425.1 | 132252.1038 | 31680 | 14370.4 | 0 | 50591.2
655 | 93.6 | 97.2321 | 97.2321 | 94.6516 | 93.6 | 1426.25 | 140738.1748 | 33696 | 15284.88 | 0 | 53703
656 | 77.076 | 80.0669 | 80.0669 | 77.942 | 77.076 | 1472.9 | 119442.9416 | 27747.36 | 12586.5108 | 0 | 40626.7596
657 | 83.396 | 86.6322 | 86.6322 | 84.333 | 83.396 | 1453.7 | 127561.7706 | 30022.56 | 13618.5668 | 0 | 45559.2348
658 | 78.901 | 908.71 | 81.9638 | 884.5934 | 78.901 | 1458.15 | 121243.1973 | 28404.36 | 12884.5333 | 0 | 42752.5069
659 | 86.02 | 1246.3527 | 89.358 | 1213.2752 | 86.02 | 1475.55 | 133688.1758 | 30967.2 | 14047.066 | 0 | 45113.189
660 | 80.475 | 1880.0413 | 83.5978 | 1830.146 | 80.475 | 1473.75 | 125050.3458 | 28971 | 13141.5675 | 0 | 42349.9688
661 | 88.61 | 2657.729 | 92.0485 | 2587.1943 | 88.61 | 1456.75 | 136216.3372 | 31899.6 | 14470.013 | 0 | 48137.3825
662 | 80.761 | 2491.6199 | 83.8949 | 2425.4937 | 80.761 | 1462.3 | 124774.4591 | 29073.96 | 13188.2713 | 0 | 43425.1897
663 | 95.362 | 2179.3469 | 99.0625 | 2121.5082 | 95.362 | 1462.85 | 147331.3181 | 34330.32 | 15572.6146 | 0 | 51223.6983
664 | 84.557 | 1242.37 | 87.8382 | 1209.3981 | 84.557 | 1229.9 | 109728.8264 | 30440.52 | 13808.1581 | 0 | 65117.3457
665 | 90.093 | 923.0144 | 93.589 | 898.5181 | 90.093 | 1462 | 138521.4297 | 32433.48 | 14712.1869 | 0 | 48470.034
666 | 80.774 | 155.9319 | 83.9084 | 151.7935 | 80.774 | 1514.35 | 128861.2528 | 29078.64 | 13190.3942 | 0 | 39227.8931
667 | 96.805 | 100.5615 | 100.5615 | 97.8926 | 96.805 | 1606.65 | 163894.1215 | 34849.8 | 15808.2565 | 0 | 38078.2467
668 | 86.4 | 89.7527 | 89.7527 | 87.3707 | 86.4 | 1563.75 | 142685.5988 | 31104 | 14109.12 | 0 | 37692
669 | 93.6 | 97.2321 | 97.2321 | 94.6516 | 93.6 | 1545.15 | 152747.6504 | 33696 | 15284.88 | 0 | 42573.96
670 | 87.2 | 90.5838 | 90.5838 | 88.1797 | 87.2 | 1490.2 | 137378.0039 | 31392 | 14239.76 | 0 | 44454.56
671 | 92.8 | 96.4011 | 96.4011 | 93.8426 | 92.8 | 1513.7 | 148509.5035 | 33408 | 15154.24 | 0 | 45128.64
672 | 87.2 | 90.5838 | 90.5838 | 88.1797 | 87.2 | 1427.15 | 131348.451 | 31392 | 14239.76 | 0 | 49952.52
673 | 93.6 | 97.2321 | 97.2321 | 94.6516 | 93.6 | 1481.4 | 146178.1363 | 33696 | 15284.88 | 0 | 48540.96
674 | 88 | 91.4148 | 91.4148 | 88.9887 | 88 | 1431.1 | 133116.5199 | 31680 | 14370.4 | 0 | 50063.2
675 | 92.8 | 96.4011 | 96.4011 | 93.8426 | 92.8 | 1421.05 | 139252.2204 | 33408 | 15154.24 | 0 | 53726.56
676 | 87.2 | 90.5838 | 90.5838 | 88.1797 | 87.2 | 1420.5 | 130647.9275 | 31392 | 14239.76 | 0 | 50532.4
677 | 93.6 | 97.2321 | 97.2321 | 94.6516 | 93.6 | 1423.7 | 140642.4472 | 33696 | 15284.88 | 0 | 53941.68
678 | 83.2 | 86.4286 | 86.4286 | 84.1348 | 83.2 | 1433.15 | 125904.7467 | 29952 | 13586.56 | 0 | 47161.92
679 | 84.8 | 88.0906 | 88.0906 | 85.7528 | 84.8 | 1460.05 | 130465.7168 | 30528 | 13847.84 | 0 | 45787.76
680 | 79.796 | 82.8925 | 82.8925 | 80.6925 | 79.796 | 1485.15 | 124695.6754 | 28726.56 | 13030.6868 | 0 | 41082.9706
681 | 84.042 | 941.1072 | 87.3043 | 916.1308 | 84.042 | 1514.75 | 133954.6395 | 30255.12 | 13724.0586 | 0 | 40781.3805
682 | 80.506 | 2095.3876 | 83.63 | 2039.7772 | 80.506 | 1517.8 | 128756.77 | 28982.16 | 13146.6298 | 0 | 38819.9932
683 | 81.184 | 2381.5316 | 84.3343 | 2318.327 | 81.184 | 1512.05 | 129620.6501 | 29226.24 | 13257.3472 | 0 | 39613.7328
684 | 80.078 | 2581.4869 | 83.1854 | 2512.9757 | 80.078 | 1504.25 | 127065.2404 | 28828.08 | 13076.7374 | 0 | 39698.6685
685 | 81.515 | 2486.5568 | 84.6782 | 2420.5649 | 81.515 | 1494.25 | 128193.494 | 29345.4 | 13311.3995 | 0 | 41226.2112
686 | 74.649 | 1648.7753 | 77.5457 | 1605.0177 | 74.649 | 1512.05 | 119180.171 | 26873.64 | 12190.1817 | 0 | 36424.9795
687 | 88.307 | 1410.9794 | 91.7337 | 1373.5328 | 88.307 | 1538.5 | 143263.0536 | 31790.52 | 14420.5331 | 0 | 40753.6805
688 | 79.067 | 774.966 | 82.1352 | 754.3988 | 79.067 | 1542.5 | 128599.9931 | 28464.12 | 12911.6411 | 0 | 36173.1525
689 | 84.323 | 166.0696 | 87.5951 | 161.6622 | 84.323 | 1555.05 | 138174.6147 | 30356.28 | 13769.9459 | 0 | 37519.5189
690 | 79.24 | 116.9403 | 82.3149 | 113.8368 | 79.24 | 1564.7 | 130579.196 | 28526.4 | 12939.892 | 0 | 34493.172
691 | 95.215 | 98.9098 | 98.9098 | 96.2848 | 95.215 | 1572.9 | 157944.1676 | 34277.4 | 15548.6095 | 0 | 40666.3265
692 | 89.6 | 93.0769 | 93.0769 | 90.6067 | 89.6 | 1533.7 | 145017.8128 | 32256 | 14631.68 | 0 | 41780.48
693 | 93.6 | 97.2321 | 97.2321 | 94.6516 | 93.6 | 1513.55 | 149130.2317 | 33696 | 15284.88 | 0 | 45531.72
694 | 87.2 | 90.5838 | 90.5838 | 88.1797 | 87.2 | 1495.6 | 137282.2483 | 31392 | 14239.76 | 0 | 43983.68
695 | 96.8 | 100.5563 | 100.5563 | 97.8876 | 96.8 | 1515.1 | 154570.8357 | 34848 | 15807.44 | 0 | 46938.32
696 | 87.2 | 90.5838 | 90.5838 | 88.1797 | 87.2 | 1541.35 | 141436.3954 | 31392 | 14239.76 | 0 | 39994.28
697 | 93.6 | 97.2321 | 97.2321 | 94.6516 | 93.6 | 1523.9 | 150210.791 | 33696 | 15284.88 | 0 | 44562.96
698 | 88.8 | 92.2459 | 92.2459 | 89.7977 | 88.8 | 1503.6 | 140575.372 | 31968 | 14501.04 | 0 | 44080.32
699 | 87.2 | 90.5838 | 90.5838 | 88.1797 | 87.2 | 1463.65 | 134548.1637 | 31392 | 14239.76 | 0 | 46769.72
700 | 87.2 | 90.5838 | 90.5838 | 88.1797 | 87.2 | 1428.1 | 131296.3616 | 31392 | 14239.76 | 0 | 49869.68
701 | 93.6 | 97.2321 | 97.2321 | 94.6516 | 93.6 | 1431.3 | 141157.8453 | 33696 | 15284.88 | 0 | 53230.32
702 | 84 | 87.2596 | 87.2596 | 84.9438 | 84 | 1445.75 | 127813.6667 | 30240 | 13717.2 | 0 | 46557
703 | 87.2 | 90.5838 | 90.5838 | 88.1797 | 87.2 | 1531.55 | 140335.3744 | 31392 | 14239.76 | 0 | 40848.84
704 | 76.02 | 78.9699 | 78.9699 | 76.8741 | 76.02 | 1485.15 | 118649.5815 | 27367.2 | 12414.066 | 0 | 39138.897
705 | 84.507 | 178.5009 | 87.7873 | 173.7636 | 84.507 | 1556.25 | 138322.5596 | 30422.52 | 13799.9931 | 0 | 37499.9812
706 | 72.771 | 1861.2265 | 75.5949 | 1811.8305 | 72.771 | 1594.1 | 122164.7269 | 26197.56 | 11883.5043 | 0 | 29537.7489
707 | 81.102 | 2594.9343 | 84.2491 | 2526.0661 | 81.102 | 1519.65 | 129310.9644 | 29196.72 | 13243.9566 | 0 | 38957.3457
708 | 75.163 | 2689.908 | 78.0797 | 2618.5193 | 75.163 | 1541.85 | 122424.1616 | 27058.68 | 12274.1179 | 0 | 34435.9285
709 | 86.617 | 2820.6728 | 89.9782 | 2745.8136 | 86.617 | 1498.05 | 136638.5045 | 31182.12 | 14144.5561 | 0 | 43477.4031
710 | 78.42 | 2386.8014 | 81.4631 | 2323.457 | 78.42 | 1562.9 | 129081.4842 | 28231.2 | 12805.986 | 0 | 34277.382
711 | 78.853 | 1960.6671 | 81.9129 | 1908.6321 | 78.853 | 1625 | 134858.9635 | 28387.08 | 12876.6949 | 0 | 29569.875
712 | 79.653 | 1631.3608 | 82.7439 | 1588.0654 | 79.653 | 1588.8 | 133190.3811 | 28675.08 | 13007.3349 | 0 | 32753.3136
713 | 88.652 | 692.9191 | 92.0921 | 674.5294 | 88.652 | 1555.05 | 145116.1975 | 31914.72 | 14476.8716 | 0 | 39445.7074
714 | 82.665 | 161.4593 | 85.8728 | 157.1743 | 82.665 | 1564.7 | 136127.8729 | 29759.4 | 13499.1945 | 0 | 35984.0745
715 | 97.636 | 101.4247 | 101.4247 | 98.733 | 97.636 | 1614.4 | 166291.6424 | 35148.96 | 15943.9588 | 0 | 37648.4416
716 | 88.8 | 92.2459 | 92.2459 | 89.7977 | 88.8 | 1575.2 | 147580.8014 | 31968 | 14501.04 | 0 | 37722.24
717 | 94.4 | 98.0632 | 98.0632 | 95.4606 | 94.4 | 1555.05 | 154496.6743 | 33984 | 15415.52 | 0 | 42003.28
718 | 87.2 | 90.5838 | 90.5838 | 88.1797 | 87.2 | 1568.1 | 143905.9215 | 31392 | 14239.76 | 0 | 37661.68
719 | 91.2 | 94.739 | 94.739 | 92.2247 | 91.2 | 1624.25 | 156035.2493 | 32832 | 14892.96 | 0 | 34268.4
720 | 84.8 | 88.0906 | 88.0906 | 85.7528 | 84.8 | 1541.35 | 137611.602 | 30528 | 13847.84 | 0 | 38893.52
721 | 93.6 | 97.2321 | 97.2321 | 94.6516 | 93.6 | 1482.15 | 146369.0007 | 33696 | 15284.88 | 0 | 48470.76
722 | 81.6 | 84.7665 | 84.7665 | 82.5168 | 81.6 | 1431.1 | 123194.5543 | 29376 | 13325.28 | 0 | 46422.24
723 | 92.8 | 96.4011 | 96.4011 | 93.8426 | 92.8 | 1428.65 | 139858.7853 | 33408 | 15154.24 | 0 | 53021.28
724 | 80 | 83.1044 | 83.1044 | 80.8988 | 80 | 1428.1 | 120622.2523 | 28800 | 13064 | 0 | 45752
725 | 90.4 | 93.9079 | 93.9079 | 91.4157 | 90.4 | 1431.3 | 136599.1289 | 32544 | 14762.32 | 0 | 51410.48
726 | 80 | 83.1044 | 83.1044 | 80.8988 | 80 | 1483.25 | 125204.2083 | 28800 | 13064 | 0 | 41340
727 | 86.4 | 89.7527 | 89.7527 | 87.3707 | 86.4 | 1546.55 | 140784.8523 | 31104 | 14109.12 | 0 | 39178.08
728 | 75.453 | 78.3809 | 78.3809 | 76.3007 | 75.453 | 1570.65 | 124720.1578 | 27163.08 | 12321.4749 | 0 | 32395.7455
729 | 85.467 | 165.5429 | 88.7835 | 161.1495 | 85.467 | 1599.75 | 144020.4513 | 30768.12 | 13956.7611 | 0 | 34208.1667
730 | 74.454 | 1782.8133 | 77.3432 | 1735.4984 | 74.454 | 1605.6 | 126040.968 | 26803.44 | 12158.3382 | 0 | 29364.6576
731 | 80.579 | 2476.8751 | 83.7058 | 2411.1402 | 80.579 | 1519.65 | 129659.5614 | 29008.44 | 13158.5507 | 0 | 38706.1226
732 | 73.28 | 2265.5282 | 76.1236 | 2205.4024 | 73.28 | 1511.85 | 117635.9831 | 26380.8 | 11966.624 | 0 | 35771.632
733 | 82.654 | 2382.2182 | 85.8614 | 2318.9954 | 82.654 | 1498.05 | 131055.7399 | 29755.44 | 13497.3982 | 0 | 41488.1753
734 | 74.961 | 1424.5296 | 77.8698 | 1386.7233 | 74.961 | 1561.15 | 123895.3192 | 26985.96 | 12241.1313 | 0 | 32896.6349
735 | 86.787 | 1090.5528 | 90.1547 | 1061.6101 | 86.787 | 1624 | 149365.6563 | 31243.32 | 14172.3171 | 0 | 32631.912
736 | 81.253 | 1061.2502 | 84.406 | 1033.0852 | 81.253 | 1632.05 | 140137.4019 | 29251.08 | 13268.6149 | 0 | 29897.0414
737 | 87.089 | 456.7614 | 90.4685 | 444.6392 | 87.089 | 1555.05 | 142592.4133 | 31352.04 | 14221.6337 | 0 | 38750.2505
738 | 79.66 | 150.4127 | 82.7512 | 146.4208 | 79.66 | 1606.2 | 134631.4288 | 28677.6 | 13008.478 | 0 | 31370.108
739 | 96.821 | 100.5781 | 100.5781 | 97.9088 | 96.821 | 1658.4 | 169196.3482 | 34855.56 | 15810.8693 | 0 | 33074.0536
740 | 88 | 91.4148 | 91.4148 | 88.9887 | 88 | 1618.2 | 150038.2065 | 31680 | 14370.4 | 0 | 33598.4
741 | 91.2 | 94.739 | 94.739 | 92.2247 | 91.2 | 1556.55 | 149318.7303 | 32832 | 14892.96 | 0 | 40442.64
742 | 86.4 | 89.7527 | 89.7527 | 87.3707 | 86.4 | 1582.1 | 143803.2731 | 31104 | 14109.12 | 0 | 36106.56
743 | 92.8 | 96.4011 | 96.4011 | 93.8426 | 92.8 | 1588.85 | 155375.1104 | 33408 | 15154.24 | 0 | 38154.72
744 | 88 | 91.4148 | 91.4148 | 88.9887 | 88 | 1650.1 | 153149.1458 | 31680 | 14370.4 | 0 | 30791.2
745 | 94.4 | 98.0632 | 98.0632 | 95.4606 | 94.4 | 1648.85 | 164505.4763 | 33984 | 15415.52 | 0 | 33148.56
746 | 87.2 | 90.5838 | 90.5838 | 88.1797 | 87.2 | 1496.6 | 138091.5802 | 31392 | 14239.76 | 0 | 43896.48
747 | 93.6 | 97.2321 | 97.2321 | 94.6516 | 93.6 | 1448.95 | 143541.169 | 33696 | 15284.88 | 0 | 51578.28
748 | 80 | 83.1044 | 83.1044 | 80.8988 | 80 | 1447.7 | 122560.3025 | 28800 | 13064 | 0 | 44184
749 | 88.8 | 92.2459 | 92.2459 | 89.7977 | 88.8 | 1471.45 | 138326.7521 | 31968 | 14501.04 | 0 | 46935.24
750 | 86.4 | 89.7527 | 89.7527 | 87.3707 | 86.4 | 1519.5 | 138882.1374 | 31104 | 14109.12 | 0 | 41515.2
751 | 88.8 | 92.2459 | 92.2459 | 89.7977 | 88.8 | 1552.95 | 145619.0221 | 31968 | 14501.04 | 0 | 39698.04
752 | 79.281 | 82.3575 | 82.3575 | 80.1718 | 79.281 | 1540.95 | 128813.3655 | 28541.16 | 12946.5873 | 0 | 36393.943
753 | 84.741 | 854.6278 | 88.0294 | 831.9464 | 84.741 | 1572.5 | 140718.1427 | 30506.76 | 13838.2053 | 0 | 36226.7775
754 | 75.611 | 2091.8006 | 78.5451 | 2036.2854 | 75.611 | 1555.75 | 124590.5176 | 27219.96 | 12347.2763 | 0 | 33590.1867
755 | 86.655 | 2464.6941 | 90.0176 | 2399.2825 | 86.655 | 1532.9 | 140901.7466 | 31195.8 | 14150.7615 | 0 | 40476.5505
756 | 74.903 | 2607.3501 | 77.8096 | 2538.1524 | 74.903 | 1526.95 | 121293.2508 | 26965.08 | 12231.6599 | 0 | 35432.8641
757 | 87.642 | 2593.7396 | 91.0429 | 2524.9032 | 87.642 | 1515.1 | 140573.8518 | 31551.12 | 14311.9386 | 0 | 42497.6058
758 | 82.638 | 2131.0311 | 85.8447 | 2074.4747 | 82.638 | 1526.6 | 133663.2753 | 29749.68 | 13494.7854 | 0 | 39120.8292
759 | 89.332 | 2114.0757 | 92.7985 | 2057.9693 | 89.332 | 1541.65 | 145770.0364 | 32159.52 | 14587.9156 | 0 | 40945.3222
760 | 81.435 | 1639.3087 | 84.5951 | 1595.8023 | 81.435 | 1554.8 | 134007.0746 | 29316.6 | 13298.3355 | 0 | 36254.862
761 | 83.254 | 926.9265 | 86.4847 | 902.3264 | 83.254 | 1602.35 | 140826.0267 | 29971.44 | 13595.3782 | 0 | 33105.9531
762 | 82.933 | 159.2415 | 86.1512 | 155.0153 | 82.933 | 1645.65 | 144258.775 | 29855.88 | 13542.9589 | 0 | 29387.3085
763 | 96.007 | 99.7325 | 99.7325 | 97.0857 | 96.007 | 1782.4 | 180934.9371 | 34562.52 | 15677.9431 | 0 | 20891.1232
764 | 91.2 | 94.739 | 94.739 | 92.2247 | 91.2 | 1634.05 | 157444.4167 | 32832 | 14892.96 | 0 | 33374.64
765 | 93.6 | 97.2321 | 97.2321 | 94.6516 | 93.6 | 1731.75 | 170786.1094 | 33696 | 15284.88 | 0 | 25108.2
766 | 88.8 | 92.2459 | 92.2459 | 89.7977 | 88.8 | 1836.55 | 171755.077 | 31968 | 14501.04 | 0 | 14514.36
767 | 97.6 | 101.3873 | 101.3873 | 98.6966 | 97.6 | 1812.5 | 186815.5889 | 35136 | 15938.08 | 0 | 18300
768 | 90.4 | 93.9079 | 93.9079 | 91.4157 | 90.4 | 1798.7 | 171537.7124 | 32544 | 14762.32 | 0 | 18197.52
769 | 92.8 | 96.4011 | 96.4011 | 93.8426 | 92.8 | 1773.85 | 173857.5597 | 33408 | 15154.24 | 0 | 20986.72
770 | 86.4 | 89.7527 | 89.7527 | 87.3707 | 86.4 | 1540.4 | 140565.5392 | 31104 | 14109.12 | 0 | 39709.44
771 | 91.2 | 94.739 | 94.739 | 92.2247 | 91.2 | 1531.45 | 147642.6361 | 32832 | 14892.96 | 0 | 42731.76
772 | 87.2 | 90.5838 | 90.5838 | 88.1797 | 87.2 | 1529.7 | 141097.7067 | 31392 | 14239.76 | 0 | 41010.16
773 | 92.8 | 96.4011 | 96.4011 | 93.8426 | 92.8 | 1530.6 | 150167.1783 | 33408 | 15154.24 | 0 | 43560.32
774 | 85.6 | 88.9217 | 88.9217 | 86.5618 | 85.6 | 1539.15 | 139357.0649 | 30816 | 13978.48 | 0 | 39448.76
775 | 76.8 | 79.7802 | 79.7802 | 77.6629 | 76.8 | 1782.95 | 145038.3805 | 27648 | 12541.44 | 0 | 16669.44
776 | 82.775 | 85.9871 | 85.9871 | 83.705 | 82.775 | 1765.2 | 154556.2974 | 29799 | 13517.1575 | 0 | 19435.57
777 | 646.748 | 712.4622 | 671.8449 | 693.5538 | 646.748 | 1609.4 | 1102607.1728 | 232829.28 | 105613.9484 | 0 | 252619.7688
778 | 552.934 | 2176.2523 | 574.3905 | 2118.4958 | 552.934 | 1595.75 | 937750.1824 | 199056.24 | 90294.1222 | 0 | 223523.5695
779 | 876.383 | 2020.5542 | 910.3908 | 1966.9298 | 876.383 | 1555.95 | 1459628.3995 | 315497.88 | 143113.3439 | 0 | 389157.8711
780 | 949.841 | 2252.1453 | 986.6993 | 2192.3746 | 949.841 | 1548.8 | 1570142.1137 | 341942.76 | 155109.0353 | 0 | 428568.2592
781 | 1244.374 | 2223.6634 | 1292.6616 | 2164.6486 | 1244.374 | 1515.1 | 2005592.92 | 447974.64 | 203206.2742 | 0 | 603396.9526
782 | 1169.848 | 2127.0711 | 1215.2437 | 2070.6198 | 1169.848 | 1548.45 | 1927341.9883 | 421145.28 | 191036.1784 | 0 | 528244.8644
783 | 1381.741 | 2096.1096 | 1435.3591 | 2040.48 | 1381.741 | 1588.7 | 2330296.4715 | 497426.76 | 225638.3053 | 0 | 568310.0733
784 | 889.368 | 1379.7363 | 923.8797 | 1343.1189 | 889.368 | 1556.7 | 1466648.3352 | 320172.48 | 145233.7944 | 0 | 394256.8344
785 | 1360.953 | 662.478 | 662.478 | 644.8962 | 644.8962 | 1593.2 | 1087125.9482 | 232162.6271 | 105311.5472 | 1312532.1393 | 262343.7686
786 | 1095.157 | 140.4776 | 140.4776 | 136.7494 | 136.7494 | 1626.5 | 235490.1086 | 49229.7725 | 22331.1718 | 1756761.1892 | 51075.889
787 | 1127.015 | 776.6717 | 776.6717 | 756.0593 | 756.0593 | 1782.4 | 1425499.5088 | 272181.3392 | 123464.4797 | 679961.843 | 164518.4984
788 | 1211.2 | 1225.3959 | 1225.3959 | 1192.8746 | 1192.8746 | 1749.55 | 2207045.0796 | 429434.8406 | 194796.4152 | 33590.5364 | 298755.4329
789 | 1118.4 | 1161.7992 | 1161.7992 | 1130.9657 | 1118.4 | 1729.6 | 2037216.1029 | 402624 | 182634.72 | 0 | 302415.36
790 | 1337.6 | 1225.3959 | 1225.3959 | 1192.8746 | 1192.8746 | 1835.55 | 2304304.7053 | 429434.8406 | 194796.4152 | 265281.7364 | 196168.221
791 | 1112 | 1155.1509 | 1155.1509 | 1124.4938 | 1112 | 1810.35 | 2125512.4494 | 400320 | 181589.6 | 0 | 210890.8
792 | 163.2 | 169.5329 | 169.5329 | 165.0336 | 163.2 | 1790.85 | 309234.1373 | 58752 | 26650.56 | 0 | 34133.28
793 | 108.8 | 0 | 0 | 0 | 0 | 1766.5 | 0 | 0 | 0 | 129472 | 0
794 | 94.4 | 0 | 0 | 0 | 0 | 1602.6 | 0 | 0 | 0 | 112336 | 0
795 | 105.6 | 0 | 0 | 0 | 0 | 1506.8 | 0 | 0 | 0 | 125664 | 0
796 | 101.6 | 0 | 0 | 0 | 0 | 1484.75 | 0 | 0 | 0 | 120904 | 0
797 | 105.6 | 0 | 0 | 0 | 0 | 1484.7 | 0 | 0 | 0 | 125664 | 0
798 | 95.2 | 0 | 0 | 0 | 0 | 1491.45 | 0 | 0 | 0 | 113288 | 0
799 | 87.2 | 90.5838 | 90.5838 | 88.1797 | 87.2 | 1519.5 | 140485.0149 | 31392 | 14239.76 | 0 | 41899.6
800 | 82.403 | 85.6006 | 85.6006 | 83.3288 | 82.403 | 1519.9 | 132735.7841 | 29665.08 | 13456.4099 | 0 | 39561.6803
801 | 835.519 | 867.9411 | 867.9411 | 844.9064 | 835.519 | 1504.85 | 1335754.975 | 300786.84 | 136440.2527 | 0 | 413707.2328
802 | 1039.674 | 1080.0183 | 1080.0183 | 1051.3552 | 1039.674 | 1502 | 1663899.9595 | 374282.64 | 169778.7642 | 0 | 517757.652
803 | 891.524 | 1270.1715 | 926.1194 | 1236.4618 | 891.524 | 1338 | 1278682.3551 | 320948.64 | 145585.8692 | 0 | 590188.888
804 | 1352.422 | 1404.9024 | 1404.9024 | 1367.6171 | 1352.422 | 1403.55 | 2032589.6376 | 486871.92 | 220850.5126 | 0 | 806652.1019
805 | 1341.667 | 1420.2829 | 1393.7301 | 1382.5894 | 1341.667 | 1484.65 | 2127858.908 | 483000.12 | 219094.2211 | 0 | 691428.0884
806 | 1194.461 | 2090.2663 | 1240.8118 | 2034.7918 | 1194.461 | 1494.45 | 1911344.4468 | 430005.96 | 195055.4813 | 0 | 603859.7585
807 | 1481.371 | 1801.2719 | 1538.8552 | 1753.4671 | 1481.371 | 1508.55 | 2382070.9909 | 533293.56 | 241907.8843 | 0 | 728019.778
808 | 1646.336 | 478.0922 | 478.0922 | 465.4039 | 465.4039 | 1516.9 | 749705.8364 | 167545.4108 | 76000.4599 | 2164648.5048 | 224836.6332
809 | 1713.488 | 478.4496 | 478.4496 | 465.7518 | 465.7518 | 1528 | 753550.2336 | 167670.6422 | 76057.2663 | 2287100.4842 | 219834.842
810 | 1434.101 | 81.7965 | 81.7965 | 79.6257 | 79.6257 | 1536.9 | 129389.9915 | 28665.2482 | 13002.8751 | 2482753.2441 | 36874.6568
811 | 1539.509 | 857.6372 | 857.6372 | 834.876 | 834.876 | 1585.95 | 1399273.9615 | 300555.3516 | 136335.247 | 2394343.0131 | 345680.3982
812 | 1661.6 | 1225.3959 | 1225.3959 | 1192.8746 | 1192.8746 | 1559.35 | 1965067.854 | 429434.8406 | 194796.4152 | 1592729.0542 | 525640.1737
813 | 1616 | 1225.3959 | 1225.3959 | 1192.8746 | 1192.8746 | 1539.25 | 1932970.2419 | 429434.8406 | 194796.4152 | 1437780.2542 | 549616.9523
814 | 1728.8 | 1225.3959 | 1225.3959 | 1192.8746 | 1192.8746 | 1800.55 | 2265601.517 | 429434.8406 | 194796.4152 | 1821074.6542 | 237918.8305
815 | 1469.6 | 1225.3959 | 1225.3959 | 1192.8746 | 1192.8746 | 1783.85 | 2253268.3399 | 429434.8406 | 194796.4152 | 940313.0542 | 257839.8356
816 | 1761.6 | 0 | 0 | 0 | 0 | 1771.1 | 0 | 0 | 0 | 3229012.8 | 0
817 | 1354.4 | 0 | 0 | 0 | 0 | 1598.25 | 0 | 0 | 0 | 1611736 | 0
818 | 1331.2 | 0 | 0 | 0 | 0 | 1752.1 | 0 | 0 | 0 | 1584128 | 0
819 | 1416.8 | 0 | 0 | 0 | 0 | 1747.8 | 0 | 0 | 0 | 1685992 | 0
820 | 1299.2 | 0 | 0 | 0 | 0 | 1746.6 | 0 | 0 | 0 | 1546048 | 0
821 | 1488 | 0 | 0 | 0 | 0 | 1747.3 | 0 | 0 | 0 | 1770720 | 0
822 | 1488.8 | 0 | 0 | 0 | 0 | 1748.75 | 0 | 0 | 0 | 1771672 | 0
823 | 1292.8 | 0 | 0 | 0 | 0 | 1750.75 | 0 | 0 | 0 | 2369702.4 | 0
824 | 1289.506 | 0 | 0 | 0 | 0 | 1594.2 | 0 | 0 | 0 | 2363664.498 | 0
825 | 1526.73 | 222.4559 | 222.4559 | 216.552 | 216.552 | 1516.9 | 349613.0476 | 77958.7286 | 35362.9455 | 2401556.2302 | 104616.2827
826 | 1083.978 | 458.17 | 458.17 | 446.0104 | 446.0104 | 1466.35 | 699753.9728 | 160563.7604 | 72833.5058 | 1169394.5272 | 238013.4743
827 | 1402.913 | 1186.9092 | 1186.9092 | 1155.4093 | 1155.4093 | 1465.5 | 1820073.7046 | 415947.3464 | 188678.338 | 453674.2901 | 617566.2685
828 | 1305.329 | 1355.982 | 1355.982 | 1319.9949 | 1305.329 | 1467.95 | 2053872.679 | 469918.44 | 213160.2257 | 0 | 694500.2944
829 | 1517.919 | 1576.8215 | 1576.8215 | 1534.9735 | 1517.919 | 1461.4 | 2375236.7524 | 546450.84 | 247876.1727 | 0 | 817551.1734
830 | 1335.878 | 1387.7164 | 1387.7164 | 1350.8872 | 1335.878 | 1467.95 | 2098153.9111 | 480916.08 | 218148.8774 | 0 | 710753.8899
831 | 1360.865 | 1413.673 | 1413.673 | 1376.1549 | 1360.865 | 1460.4 | 2119221.7601 | 489911.4 | 222229.2545 | 0 | 734322.754
832 | 1604.627 | 1397.9767 | 1397.9767 | 1360.8751 | 1360.8751 | 1490.55 | 2150416.6848 | 489915.0523 | 222230.9112 | 446797.1495 | 693297.8428
833 | 1501.802 | 802.3011 | 802.3011 | 781.0085 | 781.0085 | 1508.4 | 1246161.2809 | 281163.0514 | 127538.6842 | 1321214.5291 | 383943.7669
834 | 1303.802 | 133.796 | 133.796 | 130.2451 | 130.2451 | 1588.3 | 218762.2094 | 46888.2366 | 21269.0251 | 2151129.7944 | 53621.9084
835 | 1407.738 | 857.6372 | 857.6372 | 834.876 | 834.876 | 1847.5 | 1629809.5666 | 300555.3516 | 136335.247 | 1946585.1551 | 127318.5864
836 | 1397.6 | 1225.3959 | 1225.3959 | 1192.8746 | 1192.8746 | 1825.6 | 2301061.1081 | 429434.8406 | 194796.4152 | 695657.0542 | 208037.3228
837 | 1207.2 | 1225.3959 | 1225.3959 | 1192.8746 | 1192.8746 | 1799.75 | 2266749.9507 | 429434.8406 | 194796.4152 | 48677.8542 | 238873.1301
838 | 1357.6 | 1225.3959 | 1225.3959 | 1192.8746 | 1192.8746 | 1793.35 | 2259679.6198 | 429434.8406 | 194796.4152 | 559737.0542 | 246507.5273
839 | 1300.8 | 1225.3959 | 1225.3959 | 1192.8746 | 1192.8746 | 1657.4 | 2092283.6034 | 429434.8406 | 194796.4152 | 366730.6542 | 408678.8233
840 | 1248.8 | 0 | 0 | 0 | 0 | 1506.9 | 0 | 0 | 0 | 2289050.4 | 0
841 | 1178.4 | 0 | 0 | 0 | 0 | 1460.9 | 0 | 0 | 0 | 1402296 | 0
842 | 1225.6 | 0 | 0 | 0 | 0 | 1458.9 | 0 | 0 | 0 | 1458464 | 0
843 | 1224.8 | 0 | 0 | 0 | 0 | 1448.95 | 0 | 0 | 0 | 1457512 | 0
844 | 903.2 | 0 | 0 | 0 | 0 | 1447.7 | 0 | 0 | 0 | 1074808 | 0
845 | 1121.6 | 0 | 0 | 0 | 0 | 1449.6 | 0 | 0 | 0 | 1334704 | 0
846 | 1310.4 | 0 | 0 | 0 | 0 | 1462.65 | 0 | 0 | 0 | 1559376 | 0
847 | 1152 | 0 | 0 | 0 | 0 | 1476.95 | 0 | 0 | 0 | 2111616 | 0
848 | 933.17 | 0 | 0 | 0 | 0 | 1516.7 | 0 | 0 | 0 | 1710500.61 | 0
849 | 1215.698 | 0 | 0 | 0 | 0 | 1580.45 | 0 | 0 | 0 | 2228374.434 | 0
850 | 1139.46 | 0 | 0 | 0 | 0 | 1578.8 | 0 | 0 | 0 | 2088630.18 | 0
851 | 1551.141 | 143.5555 | 143.5555 | 139.7457 | 139.7457 | 1527.95 | 226978.0686 | 50308.4371 | 22820.4661 | 2587087.6605 | 65966.9382
852 | 1338.153 | 450.4257 | 450.4257 | 438.4717 | 438.4717 | 1483.7 | 693695.2913 | 157849.8068 | 71602.4262 | 1649115.8496 | 226382.9312
853 | 1140.835 | 1373.677 | 1185.1048 | 1337.2203 | 1140.835 | 1474.9 | 1796609.9473 | 410700.6 | 186298.3555 | 0 | 599052.4585
854 | 1315.264 | 1366.3025 | 1366.3025 | 1330.0416 | 1315.264 | 1503.6 | 2114835.0243 | 473495.04 | 214782.6112 | 0 | 652897.0496
855 | 1361.037 | 1413.8517 | 1413.8517 | 1376.3288 | 1361.037 | 1540.7 | 2235340.7909 | 489973.32 | 222257.3421 | 0 | 625124.2941
856 | 1270.539 | 1109.2731 | 1109.2731 | 1079.8336 | 1079.8336 | 1551.75 | 1775179.4225 | 388740.0974 | 176336.8275 | 349562.9908 | 484035.413
857 | 1377.713 | 721.0707 | 721.0707 | 701.9339 | 701.9339 | 1566.4 | 1160147.2067 | 252696.2076 | 114625.8075 | 1238703.072 | 304358.5434
858 | 1430.203 | 155.4914 | 155.4914 | 151.3648 | 151.3648 | 1580.65 | 252355.3829 | 54491.3114 | 24717.8643 | 2344110.5051 | 63474.8095
859 | 1135.9 | 857.6372 | 857.6372 | 834.876 | 834.876 | 1584.45 | 1397857.7787 | 300555.3516 | 136335.247 | 1022879.6311 | 346932.7121
860 | 1324 | 1225.3959 | 1225.3959 | 1192.8746 | 1192.8746 | 1547.1 | 1947745.3378 | 429434.8406 | 194796.4152 | 445564.2542 | 540252.887
861 | 1216.8 | 1225.3959 | 1225.3959 | 1192.8746 | 1192.8746 | 1512.65 | 1901260.3525 | 429434.8406 | 194796.4152 | 81298.6542 | 581347.4155
862 | 1368.8 | 1225.3959 | 1225.3959 | 1192.8746 | 1192.8746 | 1514.55 | 1904765.7457 | 429434.8406 | 194796.4152 | 597794.6542 | 579080.9539
863 | 1304 | 1225.3959 | 1225.3959 | 1192.8746 | 1192.8746 | 1494.35 | 1883030.5066 | 429434.8406 | 194796.4152 | 377604.2542 | 603177.0199
864 | 504 | 0 | 0 | 0 | 0 | 1475.75 | 0 | 0 | 0 | 923832 | 0
865 | 308.8 | 0 | 0 | 0 | 0 | 1459.95 | 0 | 0 | 0 | 367472 | 0
866 | 223.2 | 0 | 0 | 0 | 0 | 1414.9 | 0 | 0 | 0 | 265608 | 0
867 | 305.6 | 0 | 0 | 0 | 0 | 1390.7 | 0 | 0 | 0 | 363664 | 0
868 | 234.4 | 0 | 0 | 0 | 0 | 1407.5 | 0 | 0 | 0 | 278936 | 0
869 | 284.8 | 0 | 0 | 0 | 0 | 1396.6 | 0 | 0 | 0 | 338912 | 0
870 | 280.8 | 0 | 0 | 0 | 0 | 1454.75 | 0 | 0 | 0 | 334152 | 0
871 | 279.2 | 0 | 0 | 0 | 0 | 1469.05 | 0 | 0 | 0 | 511773.6 | 0
872 | 207.884 | 0 | 0 | 0 | 0 | 1492.95 | 0 | 0 | 0 | 381051.372 | 0
873 | 1383.408 | 346.646 | 346.646 | 337.4462 | 337.4462 | 1453.4 | 516003.0613 | 121480.6434 | 55104.9696 | 1917247.9215 | 184448.1102
874 | 1305.53 | 894.9729 | 894.9729 | 871.2208 | 871.2208 | 1358.75 | 1252198.5226 | 313639.4842 | 142270.3549 | 796088.7827 | 558670.3313
875 | 1615.041 | 1075.514 | 1075.514 | 1046.9705 | 1046.9705 | 345.9 | 387328.7183 | 376909.3709 | 170970.2785 | 1041273.2727 | 1731793.8623
876 | 1779.002 | 1612.9999 | 1612.9999 | 1570.1918 | 1570.1918 | 1228.95 | 2062692.6189 | 565269.0407 | 256412.3176 | 382749.1338 | 1210696.3718
877 | 1624.258 | 1687.2869 | 1687.2869 | 1642.5072 | 1624.258 | 1307.1 | 2270348.9637 | 584732.88 | 265241.3314 | 0 | 1125448.3682
878 | 1539.01 | 1598.7309 | 1598.7309 | 1556.3014 | 1539.01 | 1228.6 | 2027673.4823 | 554043.6 | 251320.333 | 0 | 1187192.314
879 | 1787.689 | 1551.484 | 1551.484 | 1510.3084 | 1510.3084 | 1344.6 | 2161921.9919 | 543711.0383 | 246633.3682 | 508438.5672 | 989856.1513
880 | 1354.304 | 1204.5606 | 1204.5606 | 1172.5922 | 1172.5922 | 859.2 | 1065016.61 | 422133.1949 | 191484.3076 | 333077.7144 | 1337693.1911
881 | 1620.241 | 497.6664 | 497.6664 | 484.4586 | 484.4586 | 1368.35 | 697032.038 | 174405.1061 | 79112.094 | 2081889.0876 | 306008.2925
882 | 1300.99 | 122.8044 | 122.8044 | 119.5452 | 119.5452 | 1393.6 | 174915.9945 | 43036.2791 | 19521.7344 | 2165588.2824 | 72492.2212
883 | 1394.069 | 857.6372 | 857.6372 | 834.876 | 834.876 | 1516.7 | 1327940.9102 | 300555.3516 | 136335.247 | 1900137.8931 | 403495.5595
884 | 1272 | 1225.3959 | 1225.3959 | 1192.8746 | 1192.8746 | 1419.05 | 1774498.4836 | 429434.8406 | 194796.4152 | 268868.2542 | 693000.4741
885 | 1471.2 | 1225.3959 | 1225.3959 | 1192.8746 | 1192.8746 | 1409.6 | 1760063.0639 | 429434.8406 | 194796.4152 | 945749.8542 | 704273.1386
886 | 1444 | 1225.3959 | 1225.3959 | 1192.8746 | 1192.8746 | 1535.45 | 1916100.3355 | 429434.8406 | 194796.4152 | 853324.2542 | 554149.8756
887 | 1357.6 | 1225.3959 | 1225.3959 | 1192.8746 | 1192.8746 | 1515.25 | 1894995.4167 | 429434.8406 | 194796.4152 | 559737.0542 | 578245.9417
888 | 576.8 | 0 | 0 | 0 | 0 | 1481.75 | 0 | 0 | 0 | 1057274.4 | 0
889 | 498.4 | 0 | 0 | 0 | 0 | 1459.95 | 0 | 0 | 0 | 593096 | 0
890 | 498.4 | 0 | 0 | 0 | 0 | 1451 | 0 | 0 | 0 | 593096 | 0
891 | 504 | 0 | 0 | 0 | 0 | 1454 | 0 | 0 | 0 | 599760 | 0
892 | 421.6 | 0 | 0 | 0 | 0 | 1445.8 | 0 | 0 | 0 | 501704 | 0
893 | 485.6 | 0 | 0 | 0 | 0 | 1470.5 | 0 | 0 | 0 | 577864 | 0
894 | 467.2 | 0 | 0 | 0 | 0 | 1454.75 | 0 | 0 | 0 | 555968 | 0
895 | 472 | 0 | 0 | 0 | 0 | 1469.05 | 0 | 0 | 0 | 865176 | 0
896 | 385.522 | 0 | 0 | 0 | 0 | 1641.85 | 0 | 0 | 0 | 706661.826 | 0
897 | 1044.814 | 368.0922 | 368.0922 | 358.3232 | 358.3232 | 1556.45 | 592661.175 | 128996.3474 | 58514.1765 | 1258337.6599 | 158934.2497
898 | 1692.649 | 1663.8837 | 1663.8837 | 1619.7251 | 1619.7251 | 1438.45 | 2489377.7579 | 583101.045 | 264501.1129 | 133669.4626 | 909556.644
899 | 1873.143 | 1945.8298 | 1945.8298 | 1894.1886 | 1873.143 | 1282 | 2568226.541 | 674331.48 | 305884.2519 | 0 | 1344916.674
900 | 1814.753 | 1885.174 | 1885.174 | 1835.1425 | 1814.753 | 1281.9 | 2495452.3622 | 653311.08 | 296349.1649 | 0 | 1303174.1293
901 | 1605.764 | 1668.0753 | 1668.0753 | 1623.8055 | 1605.764 | 1317.1 | 2267043.3585 | 578075.04 | 262221.2612 | 0 | 1096576.2356
902 | 1656.929 | 1721.2257 | 1721.2257 | 1675.5453 | 1656.929 | 1306 | 2318809.3365 | 596494.44 | 270576.5057 | 0 | 1149908.726
903 | 1959.966 | 2036.022 | 2036.022 | 1981.9871 | 1959.966 | 1344.6 | 2808061.2013 | 705587.76 | 320062.4478 | 0 | 1284561.7164
904 | 1925.128 | 1715.0189 | 1715.0189 | 1669.5032 | 1669.5032 | 1513.45 | 2678011.222 | 601021.1482 | 272629.8708 | 468560.2776 | 812296.7769
905 | 1644.797 | 939.199 | 939.199 | 914.2731 | 914.2731 | 1569.45 | 1517921.3261 | 329138.3257 | 149300.8016 | 1339050.2591 | 393640.2948
906 | 1796.832 | 157.1068 | 157.1068 | 152.9372 | 152.9372 | 1582.25 | 255740.1365 | 55057.401 | 24974.6488 | 3013259.1226 | 63889.5257
907 | 1564.005 | 857.6372 | 857.6372 | 834.876 | 834.876 | 1615.45 | 1426747.6789 | 300555.3516 | 136335.247 | 2477580.4211 | 321051.5568
908 | 1423.2 | 1225.3959 | 1225.3959 | 1192.8746 | 1192.8746 | 1464.6 | 1850940.5974 | 429434.8406 | 194796.4152 | 782645.8542 | 638665.038
909 | 1762.4 | 1225.3959 | 1225.3959 | 1192.8746 | 1192.8746 | 1459.95 | 1845013.4873 | 429434.8406 | 194796.4152 | 1935247.4542 | 644211.9047
910 | 1525.6 | 1225.3959 | 1225.3959 | 1192.8746 | 1192.8746 | 1826.55 | 2308434.9782 | 429434.8406 | 194796.4152 | 1130601.0542 | 206904.092
911 | 1706.4 | 1225.3959 | 1225.3959 | 1192.8746 | 1192.8746 | 1547.2 | 1960914.654 | 429434.8406 | 194796.4152 | 1744959.4542 | 540133.5996
912 | 526.4 | 0 | 0 | 0 | 0 | 1481.75 | 0 | 0 | 0 | 964891.2 | 0
913 | 477.6 | 0 | 0 | 0 | 0 | 1459.95 | 0 | 0 | 0 | 568344 | 0
914 | 487.2 | 0 | 0 | 0 | 0 | 1332.75 | 0 | 0 | 0 | 579768 | 0
915 | 450.4 | 0 | 0 | 0 | 0 | 1165.95 | 0 | 0 | 0 | 535976 | 0
916 | 410.4 | 0 | 0 | 0 | 0 | 1159.7 | 0 | 0 | 0 | 488376 | 0
917 | 498.4 | 0 | 0 | 0 | 0 | 1166.6 | 0 | 0 | 0 | 593096 | 0
918 | 480.8 | 0 | 0 | 0 | 0 | 1192.2 | 0 | 0 | 0 | 572152 | 0
919 | 402.4 | 10.7683 | 10.7683 | 10.4825 | 10.4825 | 1124 | 12556.1372 | 3773.688 | 1711.7868 | 718384.8388 | 9182.6407
920 | 183.582 | 190.7059 | 190.7059 | 185.6446 | 183.582 | 1211.85 | 236652.8297 | 66089.52 | 29978.9406 | 0 | 144690.1533
921 | 1361.436 | 1414.2662 | 1414.2662 | 1376.7323 | 1361.436 | 1319.7 | 1919489.8113 | 490116.96 | 222322.4988 | 0 | 926184.9108
922 | 1498.899 | 1557.0634 | 1557.0634 | 1515.7398 | 1498.899 | 1364.45 | 2190659.4215 | 539603.64 | 244770.2067 | 0 | 952625.2595
923 | 1608.087 | 1670.4884 | 1670.4884 | 1626.1546 | 1608.087 | 345.9 | 597638.1649 | 578911.32 | 262600.6071 | 0 | 2659936.7067
924 | 1399.808 | 1477.3725 | 1454.1282 | 1438.1639 | 1399.808 | 339.95 | 512008.6902 | 503930.88 | 228588.6464 | 0 | 2323751.2704
925 | 1724.006 | 1790.9056 | 1790.9056 | 1743.376 | 1724.006 | 328.1 | 608433.9322 | 620642.16 | 281530.1798 | 0 | 2882365.6314
926 | 1255.265 | 1368.3676 | 1303.9752 | 1332.0519 | 1255.265 | 339.6 | 459634.8508 | 451895.4 | 204984.7745 | 0 | 2084242.006
927 | 1125.5 | 1493.8926 | 1169.1747 | 1454.2455 | 1125.5 | 355.6 | 428469.9781 | 405180 | 183794.15 | 0 | 1850772.2
928 | 1614.058 | 1757.5496 | 1676.6911 | 1710.9052 | 1614.058 | 1350 | 2318071.0324 | 581060.88 | 263575.6714 | 0 | 1049137.7
929 | 1453.859 | 1005.2752 | 1005.2752 | 978.5958 | 978.5958 | 1369.35 | 1422372.4175 | 352294.4847 | 159804.6926 | 871157.4626 | 617151.4354
930 | 1370.109 | 153.6382 | 153.6382 | 149.5607 | 149.5607 | 1568.6 | 248752.2903 | 53841.8556 | 24423.2639 | 2237265.0158 | 64520.4902
931 | 1452.169 | 1225.3959 | 1225.3959 | 1192.8746 | 1192.8746 | 1615.45 | 2041275.2309 | 429434.8406 | 194796.4152 | 881082.5162 | 458719.911
932 | 1032 | 1072.0465 | 1072.0465 | 1043.595 | 1032 | 1535.85 | 1682573.9356 | 371520 | 168525.6 | 0 | 479002.8
933 | 1212.8 | 1225.3959 | 1225.3959 | 1192.8746 | 1192.8746 | 1475.9 | 1870395.9139 | 429434.8406 | 194796.4152 | 67706.6542 | 625185.5555
934 | 1396.8 | 1225.3959 | 1225.3959 | 1192.8746 | 1192.8746 | 1776.55 | 2256553.5736 | 429434.8406 | 194796.4152 | 692938.6542 | 266547.8198
935 | 964 | 1001.4078 | 1001.4078 | 974.831 | 964 | 1681.35 | 1726109.2856 | 347040 | 157421.2 | 0 | 307178.6
936 | 1384.8 | 0 | 0 | 0 | 0 | 1538.7 | 0 | 0 | 0 | 2538338.4 | 0
937 | 1120 | 0 | 0 | 0 | 0 | 1616.9 | 0 | 0 | 0 | 2052960 | 0
938 | 1568.8 | 0 | 0 | 0 | 0 | 1264.75 | 0 | 0 | 0 | 2875610.4 | 0
939 | 1411.2 | 0 | 0 | 0 | 0 | 261.95 | 0 | 0 | 0 | 2586729.6 | 0
940 | 1482.4 | 0 | 0 | 0 | 0 | 260.7 | 0 | 0 | 0 | 2717239.2 | 0
941 | 1182.4 | 0 | 0 | 0 | 0 | 262.6 | 0 | 0 | 0 | 2167339.2 | 0
942 | 1132 | 0 | 0 | 0 | 0 | 269.65 | 0 | 0 | 0 | 2074956 | 0
943 | 1137.6 | 33.1244 | 33.1244 | 32.2453 | 32.2453 | 283.95 | 9777.7996 | 11608.2952 | 5265.6517 | 2026115.2304 | 55334.4859
944 | 182.01 | 189.0729 | 189.0729 | 184.055 | 182.01 | 1275.4 | 246690.6676 | 65523.6 | 29722.233 | 0 | 131884.446
945 | 481.147 | 499.8178 | 499.8178 | 486.5529 | 481.147 | 1369.7 | 702071.6758 | 173212.92 | 78571.3051 | 0 | 303266.9541
946 | 455.687 | 491.0586 | 473.3698 | 478.0262 | 455.687 | 1387.2 | 676353.9268 | 164047.32 | 74413.6871 | 0 | 279244.9936
947 | 498.735 | 904.9558 | 518.0883 | 880.9388 | 498.735 | 345.9 | 185173.1603 | 179544.6 | 81443.4255 | 0 | 824957.5635
948 | 415.99 | 1215.9635 | 432.1334 | 1183.6925 | 415.99 | 339.95 | 152330.1096 | 149756.4 | 67931.167 | 0 | 690564.1995
949 | 320.018 | 1262.4625 | 332.4373 | 1228.9575 | 320.018 | 1168.15 | 402586.71 | 115206.48 | 52258.9394 | 0 | 266206.9733
950 | 335.666 | 1750.2904 | 348.6914 | 1703.8387 | 335.666 | 1275.7 | 460491.9998 | 120839.76 | 54814.2578 | 0 | 243122.8838
951 | 408.03 | 1502.6716 | 423.8635 | 1462.7915 | 408.03 | 1291.7 | 564949.4956 | 146890.8 | 66631.299 | 0 | 289007.649
952 | 329.489 | 1364.1148 | 342.2747 | 1327.9119 | 329.489 | 769.2 | 271156.0089 | 118616.04 | 53805.5537 | 0 | 405535.0612
953 | 413.609 | 800.0864 | 429.659 | 778.8525 | 413.609 | 384.35 | 169125.3097 | 148899.24 | 67542.3497 | 0 | 668247.3808
954 | 285.122 | 296.1861 | 296.1861 | 288.3255 | 285.122 | 766.6 | 231599.9379 | 102643.92 | 46560.4226 | 0 | 351669.4748
955 | 304.539 | 316.3566 | 316.3566 | 307.9606 | 304.539 | 1459 | 471018.2154 | 109634.04 | 49731.2187 | 0 | 164755.599
956 | 261.6 | 271.7513 | 271.7513 | 264.5392 | 261.6 | 1414.05 | 392949.7927 | 94176 | 42719.28 | 0 | 153284.52
957 | 204 | 211.9162 | 211.9162 | 206.292 | 204 | 1487.65 | 322296.4469 | 73440 | 33313.2 | 0 | 104519.4
958 | 331.2 | 344.0521 | 344.0521 | 334.9212 | 331.2 | 1536.65 | 541221.1942 | 119232 | 54084.96 | 0 | 153461.52
959 | 296.8 | 308.3172 | 308.3172 | 300.1347 | 296.8 | 1806.35 | 571448.7102 | 106848 | 48467.44 | 0 | 57475.32
960 | 302.4 | 314.1346 | 314.1346 | 305.7976 | 302.4 | 1798.7 | 579566.4767 | 108864 | 49381.92 | 0 | 60873.12
961 | 324.8 | 337.4038 | 337.4038 | 328.4493 | 324.8 | 897.55 | 310672.4667 | 116928 | 53039.84 | 0 | 358075.76
962 | 296.8 | 308.3172 | 308.3172 | 300.1347 | 296.8 | 731.45 | 231118.5295 | 106848 | 48467.44 | 0 | 376505.64
963 | 296.8 | 308.3172 | 308.3172 | 300.1347 | 296.8 | 255.75 | 81288.2468 | 106848 | 48467.44 | 0 | 517693.4
964 | 316 | 328.2623 | 328.2623 | 319.5504 | 316 | 254.05 | 86108.9172 | 113760 | 51602.8 | 0 | 551720.2
965 | 227.2 | 236.0164 | 236.0164 | 229.7527 | 227.2 | 254 | 62004.4248 | 81792 | 37101.76 | 0 | 396691.2
966 | 276 | 286.7101 | 286.7101 | 279.101 | 276 | 258.35 | 76598.7367 | 99360 | 45070.8 | 0 | 480695.4
967 | 256.8 | 266.7651 | 266.7651 | 259.6853 | 256.8 | 268.45 | 73776.1986 | 92448 | 41935.44 | 0 | 444662.04
968 | 246.146 | 255.6976 | 255.6976 | 248.9116 | 246.146 | 288 | 75328.6422 | 88612.56 | 40195.6418 | 0 | 421401.952
969 | 460.316 | 478.1784 | 478.1784 | 465.4879 | 460.316 | 311.85 | 152964.653 | 165713.76 | 75169.6028 | 0 | 777082.4554
970 | 1172.832 | 1218.3435 | 1218.3435 | 1186.0093 | 1172.832 | 316.9 | 398471.1422 | 422219.52 | 191523.4656 | 0 | 1973993.5392
971 | 1566.318 | 1627.0986 | 1627.0986 | 1583.9163 | 1566.318 | 317.5 | 534163.7748 | 563874.48 | 255779.7294 | 0 | 2635330.035
972 | 1214.229 | 1636.7543 | 1261.3469 | 1593.3157 | 1214.229 | 314.55 | 411583.2856 | 437122.44 | 198283.5957 | 0 | 2046522.2681
973 | 1567.117 | 2618.8569 | 1627.9286 | 2549.3539 | 1567.117 | 305.65 | 517750.2449 | 564162.12 | 255910.2061 | 0 | 2655244.6889
974 | 1509.312 | 2281.5622 | 1567.8805 | 2221.0108 | 1509.312 | 312.4 | 509499.7492 | 543352.32 | 246470.6496 | 0 | 2547114.9312
975 | 1604.899 | 1892.8051 | 1667.1767 | 1842.5711 | 1604.899 | 322.5 | 560053.4721 | 577763.64 | 262080.0067 | 0 | 2692218.0725
976 | 1215.644 | 1423.2789 | 1262.8168 | 1385.5058 | 1215.644 | 334.85 | 440055.4538 | 437631.84 | 198514.6652 | 0 | 2024229.6066
977 | 1300.307 | 708.1283 | 708.1283 | 689.3349 | 689.3349 | 345.95 | 256519.8987 | 248160.574 | 112568.3937 | 1119911.8085 | 1140194.4372
978 | 1151.05 | 143.7425 | 143.7425 | 139.9277 | 139.9277 | 349.9 | 52316.8289 | 50373.9652 | 22850.1903 | 1853387.2105 | 230894.6666
979 | 1456.677 | 857.6372 | 857.6372 | 834.876 | 834.876 | 354.05 | 315097.7788 | 300555.3516 | 136335.247 | 2112879.8771 | 1374164.1139
980 | 1494.4 | 1225.3959 | 1225.3959 | 1192.8746 | 1192.8746 | 327.45 | 416629.7142 | 429434.8406 | 194796.4152 | 1024583.4542 | 1995142.3409
981 | 1808.8 | 1225.3959 | 1225.3959 | 1192.8746 | 1192.8746 | 311.25 | 396219.5894 | 429434.8406 | 194796.4152 | 2092914.6542 | 2014466.9087
982 | 1650.4 | 1225.3959 | 1225.3959 | 1192.8746 | 1192.8746 | 1423.35 | 1816877.8228 | 429434.8406 | 194796.4152 | 1554671.4542 | 687871.1135
983 | 1209.6 | 1225.3959 | 1225.3959 | 1192.8746 | 1192.8746 | 1335.6 | 1706860.4656 | 429434.8406 | 194796.4152 | 56833.0542 | 792545.8559
984 | 1028 | 0 | 0 | 0 | 0 | 1218.95 | 0 | 0 | 0 | 1884324 | 0
985 | 1335.2 | 0 | 0 | 0 | 0 | 652.6 | 0 | 0 | 0 | 1588888 | 0
986 | 1325.6 | 0 | 0 | 0 | 0 | 253.1 | 0 | 0 | 0 | 1577464 | 0
987 | 1358.4 | 0 | 0 | 0 | 0 | 248.8 | 0 | 0 | 0 | 1616496 | 0
988 | 1510.4 | 0 | 0 | 0 | 0 | 247.6 | 0 | 0 | 0 | 1797376 | 0
989 | 1220.8 | 0 | 0 | 0 | 0 | 248.3 | 0 | 0 | 0 | 1452752 | 0
990 | 1460.8 | 0 | 0 | 0 | 0 | 249.75 | 0 | 0 | 0 | 1738352 | 0
991 | 1494.4 | 0 | 0 | 0 | 0 | 251.8 | 0 | 0 | 0 | 2739235.2 | 0
992 | 1213.91 | 0 | 0 | 0 | 0 | 1310.35 | 0 | 0 | 0 | 2225097.03 | 0
993 | 1285.355 | 282.1363 | 282.1363 | 274.6485 | 274.6485 | 1275.05 | 374870.4854 | 98873.4639 | 44850.1018 | 1852624.9944 | 199106.438
994 | 1854.487 | 947.9457 | 947.9457 | 922.7877 | 922.7877 | 1278.8 | 1269905.7204 | 332203.5826 | 150691.2362 | 1707804.763 | 665514.5105
995 | 1700.494 | 1766.4812 | 1766.4812 | 1719.5998 | 1700.494 | 1260.05 | 2305885.194 | 612177.84 | 277690.6702 | 0 | 1258280.5353
996 | 1593.166 | 1654.9884 | 1654.9884 | 1611.0659 | 1593.166 | 738.5 | 1263713.0229 | 573539.76 | 260164.0078 | 0 | 2009778.909
997 | 1302.813 | 1353.3683 | 1353.3683 | 1317.4507 | 1302.813 | 282.5 | 396993.9793 | 469012.68 | 212749.3629 | 0 | 2237581.3275
998 | 1470.149 | 1527.1978 | 1527.1978 | 1486.6668 | 1470.149 | 289.05 | 458182.0847 | 529253.64 | 240075.3317 | 0 | 2515351.4315
999 | 1044.668 | 1085.2061 | 1085.2061 | 1056.4053 | 1044.668 | 298.65 | 335031.5053 | 376080.48 | 170594.2844 | 0 | 1777345.9018
1000 | 1161.083 | 1206.1385 | 1206.1385 | 1174.1283 | 1161.083 | 308.5 | 384754.8802 | 417989.88 | 189604.8539 | 0 | 1963971.8945
1001 | 1434.037 | 785.6761 | 785.6761 | 764.8247 | 764.8247 | 320.4 | 262079.9488 | 275336.8791 | 124895.8677 | 1226666.2113 | 1284599.5062
1002 | 1519.101 | 106.4328 | 106.4328 | 103.6081 | 103.6081 | 833.75 | 91818.5029 | 37298.9337 | 16919.2108 | 2594598.3956 | 120833.004
1003 | 1470.4 | 921.2339 | 921.2339 | 896.7848 | 896.7848 | 1512.15 | 1436648.8653 | 322842.5357 | 146444.9613 | 1949144.3769 | 437496.4751
1004 | 1118.4 | 1161.7992 | 1161.7992 | 1130.9657 | 1118.4 | 1743.45 | 2074117.4195 | 402624 | 182634.72 | 0 | 286925.52
1005 | 1686.4 | 1225.3959 | 1225.3959 | 1192.8746 | 1192.8746 | 1509.85 | 1921423.133 | 429434.8406 | 194796.4152 | 1676999.4542 | 584687.4643
1006 | 1632 | 1225.3959 | 1225.3959 | 1192.8746 | 1192.8746 | 1388.35 | 1762819.4106 | 429434.8406 | 194796.4152 | 1492148.2542 | 729621.723
1007 | 1343.2 | 1225.3959 | 1225.3959 | 1192.8746 | 1192.8746 | 1266.9 | 1610177.9168 | 429434.8406 | 194796.4152 | 510805.8542 | 874496.338
1008 | 1206.4 | 0 | 0 | 0 | 0 | 956.05 | 0 | 0 | 0 | 2211331.2 | 0
1009 | 1653.6 | 0 | 0 | 0 | 0 | 1123.85 | 0 | 0 | 0 | 1967784 | 0
1010 | 1780 | 0 | 0 | 0 | 0 | 1064.9 | 0 | 0 | 0 | 2118200 | 0
1011 | 1225.6 | 0 | 0 | 0 | 0 | 1159.95 | 0 | 0 | 0 | 1458464 | 0
1012 | 1333.6 | 0 | 0 | 0 | 0 | 1158.7 | 0 | 0 | 0 | 1586984 | 0
1013 | 1466.4 | 0 | 0 | 0 | 0 | 1111.1 | 0 | 0 | 0 | 1745016 | 0
1014 | 1376 | 0 | 0 | 0 | 0 | 1118.15 | 0 | 0 | 0 | 1637440 | 0
1015 | 1212 | 0 | 0 | 0 | 0 | 1181.95 | 0 | 0 | 0 | 2221596 | 0
1016 | 1119.408 | 0 | 0 | 0 | 0 | 1153.9 | 0 | 0 | 0 | 2051874.864 | 0
1017 | 1135.205 | 73.9317 | 73.9317 | 71.9696 | 71.9696 | 1234.95 | 94749.811 | 25909.0654 | 11752.6399 | 1948910.4405 | 55060.3624
1018 | 1502.098 | 705.1272 | 705.1272 | 686.4135 | 686.4135 | 1263.95 | 932457.8534 | 247108.8487 | 112091.3194 | 1495149.7462 | 505234.6335
1019 | 1740.14 | 1807.6657 | 1807.6657 | 1759.6912 | 1740.14 | 1144.9 | 2128988.1904 | 626450.4 | 284164.862 | 0 | 1487993.714
1020 | 1403.041 | 1457.4857 | 1457.4857 | 1418.8048 | 1403.041 | 1138.95 | 1712487.2107 | 505094.76 | 229116.5953 | 0 | 1208088.453
1021 | 1200.195 | 1246.7683 | 1246.7683 | 1213.6797 | 1200.195 | 1174.15 | 1533180.5988 | 432070.2 | 195991.8435 | 0 | 991181.0407
1022 | 1044.046 | 1084.5599 | 1084.5599 | 1055.7763 | 1044.046 | 1138.6 | 1289013.7414 | 375856.56 | 170492.7118 | 0 | 899341.2244
1023 | 1298.188 | 1348.5639 | 1348.5639 | 1312.7737 | 1298.188 | 755.1 | 1060155.6081 | 467347.68 | 211994.1004 | 0 | 1616114.2412
1024 | 1559.024 | 1366.638 | 1366.638 | 1330.3682 | 1330.3682 | 369.7 | 529036.619 | 478932.5501 | 217249.1262 | 419126.091 | 2168899.2679
1025 | 1238.191 | 725.1262 | 725.1262 | 705.8818 | 705.8818 | 384.35 | 289950.8704 | 254117.4383 | 115270.4936 | 975722.8128 | 1140457.8868
1026 | 1380.315 | 130.6733 | 130.6733 | 127.2053 | 127.2053 | 1190.65 | 160523.9621 | 45793.9181 | 20772.6301 | 2296950.0286 | 102953.6323
1027 | 886.366 | 920.7612 | 920.7612 | 896.3247 | 886.366 | 1274.4 | 1197326.5995 | 319091.76 | 144743.5678 | 0 | 643147.1696
1028 | 1113.6 | 1156.813 | 1156.813 | 1126.1118 | 1113.6 | 1325.6 | 1568657.2996 | 400896 | 181850.88 | 0 | 751011.84
1029 | 1129.6 | 1173.4338 | 1173.4338 | 1142.2915 | 1129.6 | 1262.6 | 1518226.5186 | 406656 | 184463.68 | 0 | 832967.04
1030 | 1440.8 | 1225.3959 | 1225.3959 | 1192.8746 | 1192.8746 | 1312.55 | 1668175.151 | 429434.8406 | 194796.4152 | 842450.6542 | 820041.6144
1031 | 1332.8 | 1225.3959 | 1225.3959 | 1192.8746 | 1192.8746 | 1224.9 | 1558532.4806 | 429434.8406 | 194796.4152 | 475466.6542 | 924597.0694
1032 | 138.4 | 0 | 0 | 0 | 0 | 1250.25 | 0 | 0 | 0 | 253687.2 | 0
1033 | 97.6 | 0 | 0 | 0 | 0 | 1336.45 | 0 | 0 | 0 | 116144 | 0
1034 | 94.4 | 0 | 0 | 0 | 0 | 1283.4 | 0 | 0 | 0 | 112336 | 0
1035 | 103.2 | 0 | 0 | 0 | 0 | 1278.95 | 0 | 0 | 0 | 122808 | 0
1036 | 92.8 | 0 | 0 | 0 | 0 | 1278.2 | 0 | 0 | 0 | 110432 | 0
1037 | 98.4 | 0 | 0 | 0 | 0 | 1311.6 | 0 | 0 | 0 | 117096 | 0
1038 | 89.6 | 0 | 0 | 0 | 0 | 1324.95 | 0 | 0 | 0 | 106624 | 0
1039 | 84.8 | 28.4497 | 28.4497 | 27.6947 | 27.6947 | 1332.95 | 39548.0375 | 9970.0938 | 4522.5453 | 104674.0059 | 18473.7529
1040 | 86.437 | 89.7912 | 89.7912 | 87.4082 | 86.437 | 1369.45 | 126526.4705 | 31117.32 | 14115.1621 | 0 | 54502.8503
1041 | 660.137 | 685.7535 | 685.7535 | 667.5539 | 660.137 | 1356.4 | 961807.9551 | 237649.32 | 107800.3721 | 0 | 424864.1732
1042 | 1046.053 | 1086.6448 | 1086.6448 | 1057.8059 | 1046.053 | 1314.4 | 1496533.4787 | 376579.08 | 170820.4549 | 0 | 717173.9368
1043 | 1011.485 | 1050.7354 | 1050.7354 | 1022.8495 | 1011.485 | 1288.45 | 1394616.8017 | 364134.6 | 165175.5005 | 0 | 719722.1517
1044 | 1077.866 | 1171.9047 | 1119.6934 | 1140.803 | 1077.866 | 1324.95 | 1531706.0714 | 388031.76 | 176015.5178 | 0 | 727613.4433
1045 | 1280.894 | 1330.5988 | 1330.5988 | 1295.2854 | 1280.894 | 1313.1 | 1831974.0539 | 461121.84 | 209169.9902 | 0 | 879846.0886
1046 | 1305.495 | 1356.1544 | 1356.1544 | 1320.1628 | 1305.495 | 1300.15 | 1846608.7595 | 469978.2 | 213187.3335 | 0 | 913650.6757
1047 | 1222.683 | 1741.3401 | 1270.1289 | 1695.1259 | 1222.683 | 823.7 | 1089807.5841 | 440165.88 | 199664.1339 | 0 | 1438242.0129
1048 | 1378.71 | 1543.775 | 1432.2105 | 1502.8041 | 1378.71 | 837.8 | 1241933.9757 | 496335.6 | 225143.343 | 0 | 1602336.762
1049 | 1442.884 | 870.7178 | 870.7178 | 847.6095 | 847.6095 | 1426.35 | 1290429.0938 | 305139.4032 | 138414.6237 | 1091138.244 | 486231.1629
1050 | 1317.715 | 149.6429 | 149.6429 | 145.6715 | 145.6715 | 1627.65 | 251671.247 | 52441.7394 | 23788.1557 | 2148355.7384 | 54240.7824
1051 | 1407.2 | 857.6372 | 857.6372 | 834.876 | 834.876 | 1540.45 | 1365623.8267 | 300555.3516 | 136335.247 | 1944757.0311 | 383667.2551
1052 | 1616.8 | 1225.3959 | 1225.3959 | 1192.8746 | 1192.8746 | 1363.9 | 1728753.3446 | 429434.8406 | 194796.4152 | 1440498.6542 | 758787.5059
1053 | 1705.6 | 1225.3959 | 1225.3959 | 1192.8746 | 1192.8746 | 1363.15 | 1727637.265 | 429434.8406 | 194796.4152 | 1742241.0542 | 759682.1618
1054 | 1624 | 1225.3959 | 1225.3959 | 1192.8746 | 1192.8746 | 1476.55 | 1872432.8932 | 429434.8406 | 194796.4152 | 1464964.2542 | 624410.187
1055 | 1382.4 | 1225.3959 | 1225.3959 | 1192.8746 | 1192.8746 | 1516.4 | 1927980.3171 | 429434.8406 | 194796.4152 | 644007.4542 | 576874.1359
1056 | 136.8 | 0 | 0 | 0 | 0 | 1431.75 | 0 | 0 | 0 | 250754.4 | 0
1057 | 104.8 | 0 | 0 | 0 | 0 | 1507.9 | 0 | 0 | 0 | 124712 | 0
1058 | 96.8 | 0 | 0 | 0 | 0 | 1434.9 | 0 | 0 | 0 | 115192 | 0
1059 | 100 | 0 | 0 | 0 | 0 | 1430.95 | 0 | 0 | 0 | 119000 | 0
1060 | 98.4 | 0 | 0 | 0 | 0 | 1429.7 | 0 | 0 | 0 | 117096 | 0
1061 | 101.6 | 0 | 0 | 0 | 0 | 1431.6 | 0 | 0 | 0 | 120904 | 0
1062 | 95.2 | 0 | 0 | 0 | 0 | 1438.65 | 0 | 0 | 0 | 113288 | 0
1063 | 92.8 | 26.2153 | 26.2153 | 25.5195 | 25.5195 | 1440.75 | 39348.8065 | 9187.0335 | 4167.3405 | 123325.0878 | 14271.8013
1064 | 85.97 | 89.306 | 89.306 | 86.9359 | 85.97 | 1476.85 | 135623.8631 | 30949.2 | 14038.901 | 0 | 44975.2055
1065 | 932.616 | 968.8059 | 968.8059 | 943.0943 | 932.616 | 1401 | 1403120.7268 | 335741.76 | 152296.1928 | 0 | 558636.984
1066 | 1383.414 | 1437.097 | 1437.097 | 1398.9573 | 1383.414 | 1331.9 | 1992938.8351 | 498029.04 | 225911.5062 | 0 | 924258.8934
1067 | 1261.111 | 1310.0481 | 1310.0481 | 1275.2801 | 1261.111 | 1330.9 | 1802713.6312 | 453999.96 | 205939.4263 | 0 | 843809.3701
1068 | 1457.305 | 1513.8554 | 1513.8554 | 1473.6785 | 1457.305 | 1325.45 | 2075040.225 | 524629.8 | 237977.9065 | 0 | 983025.0877
1069 | 1348.064 | 1468.4565 | 1400.3753 | 1429.4844 | 1348.064 | 1389.7 | 2027191.123 | 485303.04 | 220138.8512 | 0 | 822723.4592
1070 | 1417.335 | 1472.3343 | 1472.3343 | 1433.2594 | 1417.335 | 1325.1 | 2031980.5653 | 510240.6 | 231450.8055 | 0 | 956559.3915
1071 | 1553.989 | 1905.6987 | 1614.2912 | 1855.1225 | 1553.989 | 1340.6 | 2250569.1164 | 559436.04 | 253766.4037 | 0 | 1024700.3466
1072 | 1478.554 | 1595.5116 | 1535.9289 | 1553.1676 | 1478.554 | 1450 | 2298741.8435 | 532279.44 | 241447.8682 | 0 | 813204.7
1073 | 1282.839 | 875.2969 | 875.2969 | 852.067 | 852.067 | 1518.35 | 1374947.2363 | 306744.1125 | 139142.5377 | 789605.1142 | 410398.0605
1074 | 1716.587 | 147.0397 | 147.0397 | 143.1373 | 143.1373 | 1572.6 | 238223.5551 | 51529.4433 | 23374.328 | 2884133.2224 | 61176.9001
1075 | 1229.933 | 1222.0717 | 1222.0717 | 1189.6386 | 1189.6386 | 1630.3 | 2053609.1745 | 428269.8974 | 194267.984 | 136920.3578 | 439809.3919
1076 | 828.8 | 860.9614 | 860.9614 | 838.1119 | 828.8 | 1581.1 | 1388057.9911 | 298368 | 135343.04 | 0 | 347184.32
1077 | 1254.4 | 1225.3959 | 1225.3959 | 1192.8746 | 1192.8746 | 1555.65 | 1966767.646 | 429434.8406 | 194796.4152 | 209063.4542 | 530053.8095
1078 | 1271.2 | 1225.3959 | 1225.3959 | 1192.8746 | 1192.8746 | 1712.05 | 2164890.826 | 429434.8406 | 194796.4152 | 266149.8542 | 343488.2288
1079 | 1333.6 | 1225.3959 | 1225.3959 | 1192.8746 | 1192.8746 | 1764.7 | 2236964.597 | 429434.8406 | 194796.4152 | 478185.0542 | 280683.3833
1080 | 1302.4 | 0 | 0 | 0 | 0 | 1622.05 | 0 | 0 | 0 | 2387299.2 | 0
1081 | 1362.4 | 0 | 0 | 0 | 0 | 1384.4 | 0 | 0 | 0 | 1621256 | 0
1082 | 933.6 | 0 | 0 | 0 | 0 | 1499 | 0 | 0 | 0 | 1110984 | 0
1083 | 1361.6 | 0 | 0 | 0 | 0 | 1495.05 | 0 | 0 | 0 | 1620304 | 0
1084 | 1337.6 | 0 | 0 | 0 | 0 | 1493.75 | 0 | 0 | 0 | 1591744 | 0
1085 | 996 | 0 | 0 | 0 | 0 | 1494.45 | 0 | 0 | 0 | 1185240 | 0
1086 | 1271.2 | 0 | 0 | 0 | 0 | 1478.5 | 0 | 0 | 0 | 1512728 | 0
1087 | 1043.2 | 33.2469 | 33.2469 | 32.3646 | 32.3646 | 1492.8 | 51230.9827 | 11651.2525 | 5285.1376 | 1852861.3062 | 16415.3201
1088 | 860.551 | 710.3461 | 710.3461 | 691.4939 | 691.4939 | 1539.7 | 1130379.2053 | 248937.8095 | 112920.9564 | 309881.6362 | 318294.6492
1089 | 1094.398 | 1136.8658 | 1136.8658 | 1106.694 | 1094.398 | 1571.25 | 1828003.8626 | 393983.28 | 178715.1934 | 0 | 469223.1425
1090 | 1122.775 | 1166.344 | 1166.344 | 1135.3899 | 1122.775 | 1471.2 | 1763163.2411 | 404199 | 183349.1575 | 0 | 593723.42
1091 | 1142.288 | 1238.3259 | 1186.6142 | 1205.4614 | 1142.288 | 1369.2 | 1669775.7408 | 411223.68 | 186535.6304 | 0 | 720555.2704
1092 | 987.833 | 1442.0708 | 1026.1667 | 1403.7991 | 987.833 | 1401.55 | 1477074.5218 | 355619.88 | 161313.1289 | 0 | 591168.6589
1093 | 1098.997 | 1465.9644 | 1141.6433 | 1427.0585 | 1098.997 | 1451.45 | 1703939.4028 | 395638.92 | 179466.2101 | 0 | 602854.8043
1094 | 1323.29 | 1374.6399 | 1374.6399 | 1338.1577 | 1323.29 | 1359.95 | 1925548.9754 | 476384.4 | 216093.257 | 0 | 846971.7645
1095 | 1200.589 | 1884.4084 | 1247.1786 | 1834.3973 | 1200.589 | 1244.65 | 1592352.2412 | 432212.04 | 196056.1837 | 0 | 906864.9012
1096 | 1175.229 | 1334.0466 | 1220.8335 | 1298.6417 | 1175.229 | 1393 | 1740407.9777 | 423082.44 | 191914.8957 | 0 | 713364.003
1097 | 1183.22 | 874.2498 | 874.2498 | 851.0477 | 851.0477 | 1445.95 | 1305720.6432 | 306377.1554 | 138976.0819 | 608871.9105 | 471522.9526
1098 | 1286.45 | 139.311 | 139.311 | 135.6138 | 135.6138 | 1518.9 | 217801.7103 | 48820.9503 | 22145.7255 | 2109482.8449 | 65243.7755
1099 | 1205.541 | 1128.6021 | 1128.6021 | 1098.6497 | 1098.6497 | 1608.45 | 1867966.445 | 395513.8782 | 179409.4898 | 363216.7672 | 430176.2751
1100 | 1044 | 1084.5122 | 1084.5122 | 1055.7298 | 1044 | 1574.1 | 1741262.7765 | 375840 | 170485.2 | 0 | 444639.6
1101 | 1465.6 | 1225.3959 | 1225.3959 | 1192.8746 | 1192.8746 | 1431.6 | 1806724.4706 | 429434.8406 | 194796.4152 | 926721.0542 | 678029.8984
1102 | 1054.4 | 1095.3157 | 1095.3157 | 1066.2466 | 1054.4 | 1537.55 | 1714532.3135 | 379584 | 172183.52 | 0 | 487607.28
1103 | 1262.4 | 1225.3959 | 1225.3959 | 1192.8746 | 1192.8746 | 1494.35 | 1886438.0471 | 429434.8406 | 194796.4152 | 236247.4542 | 603177.0199
1104 | 936 | 0 | 0 | 0 | 0 | 1351.3 | 0 | 0 | 0 | 1715688 | 0
1105 | 1169.6 | 0 | 0 | 0 | 0 | 1360.4 | 0 | 0 | 0 | 2143876.8 | 0
1106 | 1276 | 0 | 0 | 0 | 0 | 1247.95 | 0 | 0 | 0 | 2338908 | 0
1107 | 1006.4 | 0 | 0 | 0 | 0 | 1246.95 | 0 | 0 | 0 | 1844731.2 | 0
1108 | 1429.6 | 0 | 0 | 0 | 0 | 1245.7 | 0 | 0 | 0 | 2620456.8 | 0
1109 | 1362.4 | 0 | 0 | 0 | 0 | 1247.6 | 0 | 0 | 0 | 2497279.2 | 0
1110 | 1094.4 | 0 | 0 | 0 | 0 | 1254.65 | 0 | 0 | 0 | 2006035.2 | 0
1111 | 1244 | 41.7735 | 41.7735 | 40.6648 | 40.6648 | 1268.95 | 54699.5993 | 14639.3318 | 6640.5636 | 2205713.4021 | 29728.0098
1112 | 182.026 | 189.0895 | 189.0895 | 184.0711 | 182.026 | 1369.45 | 264185.3747 | 65529.36 | 29724.8458 | 0 | 114776.4943
1113 | 152.29 | 308.7847 | 158.1996 | 300.5897 | 152.29 | 1363.2 | 220502.0202 | 54824.4 | 24868.957 | 0 | 96978.272
1114 | 181.165 | 880.9386 | 188.1951 | 857.559 | 181.165 | 1370.2 | 265328.5094 | 65219.4 | 29584.2445 | 0 | 114097.717
1115 | 170.605 | 1237.9571 | 177.2253 | 1205.1024 | 170.605 | 1287.9 | 234478.1776 | 61417.8 | 27859.7965 | 0 | 121487.8205
1116 | 185.42 | 1429.4047 | 192.6152 | 1391.4691 | 185.42 | 1324.95 | 262038.2763 | 66751.2 | 30279.086 | 0 | 125167.771
1117 | 195.463 | 1709.9214 | 203.0469 | 1664.5411 | 195.463 | 1313.1 | 272784.2699 | 70366.68 | 31919.1079 | 0 | 134263.5347
1118 | 197.058 | 2529.7742 | 204.7048 | 2462.6354 | 197.058 | 1318.7 | 276782.8142 | 70940.88 | 32179.5714 | 0 | 134255.6154
1119 | 129.537 | 1987.1254 | 134.5637 | 1934.3882 | 129.537 | 1266.65 | 174999.1795 | 46633.32 | 21153.3921 | 0 | 94995.9589
1120 | 177.796 | 1505.9178 | 184.6953 | 1465.9516 | 177.796 | 1115.75 | 210415.3647 | 64006.56 | 29034.0868 | 0 | 157216.113
1121 | 117.348 | 918.6576 | 121.9017 | 894.277 | 117.348 | 1310.45 | 162422.1249 | 42245.28 | 19162.9284 | 0 | 80917.3134
1122 | 99.261 | 172.748 | 103.1128 | 168.1634 | 99.261 | 1323.65 | 138783.1808 | 35733.96 | 16209.3213 | 0 | 67135.1773
1123 | 110.145 | 114.4191 | 114.4191 | 111.3825 | 110.145 | 1484.4 | 172213.4903 | 39652.2 | 17986.6785 | 0 | 56790.762
1124 | 108 | 112.1909 | 112.1909 | 109.2134 | 108 | 1450.6 | 165104.908 | 38880 | 17636.4 | 0 | 59335.2
1125 | 100 | 103.8805 | 103.8805 | 101.1235 | 100 | 1368.9 | 144028.0745 | 36000 | 16330 | 0 | 63110
1126 | 91.2 | 94.739 | 94.739 | 92.2247 | 91.2 | 1350.85 | 129431.5705 | 32832 | 14892.96 | 0 | 59202.48
1127 | 100 | 103.8805 | 103.8805 | 101.1235 | 100 | 1292.85 | 136326.2097 | 36000 | 16330 | 0 | 70715
1128 | 93.6 | 97.2321 | 97.2321 | 94.6516 | 93.6 | 1313.5 | 129840.0209 | 33696 | 15284.88 | 0 | 64256.4
1129 | 98.4 | 102.2184 | 102.2184 | 99.5056 | 98.4 | 1472.55 | 153515.8934 | 35424 | 16068.72 | 0 | 51901.08
1130 | 90.4 | 93.9079 | 93.9079 | 91.4157 | 90.4 | 1446.75 | 138536.8091 | 32544 | 14762.32 | 0 | 50013.8
1131 | 96.8 | 100.5563 | 100.5563 | 97.8876 | 96.8 | 1380.05 | 141559.7981 | 34848 | 15807.44 | 0 | 60011.16
1132 | 91.2 | 94.739 | 94.739 | 92.2247 | 91.2 | 1441.05 | 139315.4374 | 32832 | 14892.96 | 0 | 50976.24
1133 | 96.8 | 100.5563 | 100.5563 | 97.8876 | 96.8 | 1441 | 147907.0133 | 34848 | 15807.44 | 0 | 54111.2
1134 | 89.6 | 93.0769 | 93.0769 | 90.6067 | 89.6 | 1445.35 | 137091.731 | 32256 | 14631.68 | 0 | 49696.64
1135 | 92.8 | 96.4011 | 96.4011 | 93.8426 | 92.8 | 1455.45 | 142722.2965 | 33408 | 15154.24 | 0 | 50534.24
1136 | 86.74 | 90.1059 | 90.1059 | 87.7146 | 86.74 | 1474.05 | 135058.0328 | 31226.4 | 14164.642 | 0 | 45620.903
1137 | 858.247 | 1131.2916 | 891.5511 | 1101.2678 | 858.247 | 1498.85 | 1361154.0265 | 308968.92 | 140151.7351 | 0 | 430110.4841
1138 | 1207.142 | 2283.8476 | 1253.9848 | 2223.2355 | 1207.142 | 1503.9 | 1932647.5302 | 434571.12 | 197126.2886 | 0 | 598863.1462
1139 | 1636.944 | 2643.8339 | 1700.4652 | 2573.668 | 1636.944 | 1379.1 | 2410203.3032 | 589299.84 | 267312.9552 | 0 | 1016378.5296
1140 | 1392.639 | 2850.368 | 1446.68 | 2774.7208 | 1392.639 | 1376.15 | 2043284.2514 | 501350.04 | 227417.9487 | 0 | 868797.8402
1141 | 1733.618 | 2864.5093 | 1800.8906 | 2788.4868 | 1733.618 | 1492.65 | 2747205.5991 | 624102.48 | 283099.8194 | 0 | 879551.0923
1142 | 1461.298 | 1941.1417 | 1518.0033 | 1889.6249 | 1461.298 | 1374 | 2141787.7862 | 526067.28 | 238629.9634 | 0 | 914772.548
1143 | 1523.695 | 1156.9262 | 1156.9262 | 1126.222 | 1126.222 | 1384.1 | 1657056.0405 | 405439.9226 | 183912.0538 | 728567.9958 | 693640.1342
1144 | 1550.416 | 1555.3172 | 1555.3172 | 1514.0399 | 1514.0399 | 1426.9 | 2285673.7403 | 545054.3634 | 247242.7154 | 66677.3943 | 867696.2658
1145 | 1733.837 | 988.0072 | 988.0072 | 961.786 | 961.786 | 1493.3 | 1513477.3003 | 346242.9687 | 157059.6577 | 1415169.4389 | 487336.9784
1146 | 1717.427 | 199.5347 | 199.5347 | 194.2391 | 194.2391 | 1607.4 | 329739.1517 | 69926.081 | 31719.2473 | 2792003.3951 | 76258.2761
1147 | 1575.959 | 984.3932 | 984.3932 | 958.2679 | 958.2679 | 1622.05 | 1639517.7601 | 344976.4569 | 156485.1539 | 2098914.2356 | 362177.3664
1148 | 1707.2 | 1225.3959 | 1225.3959 | 1192.8746 | 1192.8746 | 1577.5 | 1986322.9071 | 429434.8406 | 194796.4152 | 1747677.8542 | 503989.5005
1149 | 1400 | 1225.3959 | 1225.3959 | 1192.8746 | 1192.8746 | 1521.3 | 1910260.2665 | 429434.8406 | 194796.4152 | 703812.2542 | 571029.0506
1150 | 1287.2 | 1225.3959 | 1225.3959 | 1192.8746 | 1192.8746 | 1550.55 | 1942846.3863 | 429434.8406 | 194796.4152 | 320517.8542 | 536137.4698
1151 | 1057.6 | 1098.6399 | 1098.6399 | 1069.4826 | 1057.6 | 1517.95 | 1692811.3545 | 380736 | 172706.08 | 0 | 509816.08
1152 | 1536.8 | 0 | 0 | 0 | 0 | 1503.05 | 0 | 0 | 0 | 2816954.4 | 0
1153 | 997.6 | 0 | 0 | 0 | 0 | 1639.6 | 0 | 0 | 0 | 1187144 | 0
1154 | 1274.4 | 0 | 0 | 0 | 0 | 1517.1 | 0 | 0 | 0 | 1516536 | 0
1155 | 1188.8 | 0 | 0 | 0 | 0 | 1512.8 | 0 | 0 | 0 | 1414672 | 0
1156 | 1111.2 | 0 | 0 | 0 | 0 | 1511.6 | 0 | 0 | 0 | 1322328 | 0
1157 | 1072.8 | 0 | 0 | 0 | 0 | 1481.4 | 0 | 0 | 0 | 1276632 | 0
1158 | 1068.8 | 0 | 0 | 0 | 0 | 1482.85 | 0 | 0 | 0 | 1271872 | 0
1159 | 1287.2 | 0 | 0 | 0 | 0 | 1483.65 | 0 | 0 | 0 | 2359437.6 | 0
1160 | 1071.05 | 0 | 0 | 0 | 0 | 1494.95 | 0 | 0 | 0 | 1963234.65 | 0
1161 | 1356.959 | 433.006 | 433.006 | 421.5143 | 421.5143 | 1464.05 | 657428.254 | 151745.1402 | 68833.2817 | 1714670.1747 | 225910.5775
1162 | 1375.012 | 1149.6172 | 1149.6172 | 1119.107 | 1119.107 | 1467.3 | 1751358.6409 | 402878.5037 | 182750.1657 | 469073.9481 | 596148.2748
1163 | 1335.484 | 1398.0515 | 1387.3082 | 1360.948 | 1335.484 | 1473.5 | 2100922.3773 | 480774.24 | 218084.5372 | 0 | 703132.326
1164 | 1194.744 | 1433.1028 | 1241.1057 | 1395.0691 | 1194.744 | 1475.95 | 1879385.5388 | 430107.84 | 195101.6952 | 0 | 626105.5932
1165 | 1239.472 | 1287.5694 | 1287.5694 | 1253.398 | 1239.472 | 1469.4 | 1941981.6795 | 446209.92 | 202405.7776 | 0 | 657663.8432
1166 | 1494.782 | 1552.7866 | 1552.7866 | 1511.5765 | 1494.782 | 1413.25 | 2254031.3509 | 538121.52 | 244097.9006 | 0 | 877063.3385
1167 | 1663.536 | 1682.2363 | 1682.2363 | 1637.5906 | 1637.5906 | 1328.9 | 2312678.6113 | 589532.6238 | 267418.5485 | 47557.8786 | 1098987.0662
1168 | 1380.276 | 1239.8104 | 1239.8104 | 1206.9065 | 1206.9065 | 1495.5 | 1908791.1294 | 434486.3257 | 197087.825 | 317786.3664 | 608884.3092
1169 | 1448.549 | 1019.5443 | 1019.5443 | 992.4861 | 992.4861 | 1568.95 | 1639552.1789 | 357295.0034 | 162072.9835 | 835963.2578 | 427811.1423
1170 | 1689.979 | 201.872 | 201.872 | 196.5144 | 196.5144 | 1840.75 | 380665.3711 | 70745.1817 | 32090.8005 | 2737520.6234 | 31294.9172
1171 | 1823.205 | 1225.3959 | 1225.3959 | 1192.8746 | 1192.8746 | 1855.35 | 2331600.2776 | 429434.8406 | 194796.4152 | 2141862.8442 | 172549.3047
1172 | 855.2 | 888.3858 | 888.3858 | 864.8085 | 855.2 | 1828.45 | 1656460.3979 | 307872 | 139654.16 | 0 | 146709.56
1173 | 1082.4 | 1124.4023 | 1124.4023 | 1094.5612 | 1082.4 | 1809.75 | 2077132.4347 | 389664 | 176755.92 | 0 | 205926.6
1174 | 1165.6 | 1210.8308 | 1210.8308 | 1178.696 | 1165.6 | 1798.35 | 2224745.1177 | 419616 | 190342.48 | 0 | 235043.24
1175 | 1396.8 | 1225.3959 | 1225.3959 | 1192.8746 | 1192.8746 | 1781.9 | 2255615.7806 | 429434.8406 | 194796.4152 | 692938.6542 | 260165.941
1176 | 754.4 | 0 | 0 | 0 | 0 | 1766.05 | 0 | 0 | 0 | 1382815.2 | 0
1177 | 602.4 | 0 | 0 | 0 | 0 | 1773.85 | 0 | 0 | 0 | 716856 | 0
1178 | 580.8 | 0 | 0 | 0 | 0 | 1532.9 | 0 | 0 | 0 | 691152 | 0
1179 | 700.8 | 0 | 0 | 0 | 0 | 1528.95 | 0 | 0 | 0 | 833952 | 0
1180 | 725.6 | 0 | 0 | 0 | 0 | 1524.7 | 0 | 0 | 0 | 863464 | 0
1181 | 505.6 | 0 | 0 | 0 | 0 | 1526.6 | 0 | 0 | 0 | 601664 | 0
1182 | 723.2 | 0 | 0 | 0 | 0 | 1535.15 | 0 | 0 | 0 | 860608 | 0
1183 | 676.8 | 64.7352 | 64.7352 | 63.0172 | 63.0172 | 1623.8 | 107855.4125 | 22686.1771 | 10290.702 | 1125063.9481 | 23707.0551
1184 | 771.604 | 784.6518 | 784.6518 | 763.8276 | 763.8276 | 1765.2 | 1416814.933 | 274977.931 | 124733.0448 | 14254.1666 | 179346.7172
1185 | 658.296 | 683.841 | 683.841 | 665.6922 | 658.296 | 1813.4 | 1256189.7097 | 236986.56 | 107499.7368 | 0 | 122838.0336
1186 | 829.986 | 957.4985 | 862.1944 | 932.0871 | 829.986 | 1595.45 | 1397114.0742 | 298794.96 | 135536.7138 | 0 | 335770.8363
1187 | 571.13 | 1333.629 | 593.2926 | 1298.2352 | 571.13 | 1532.9 | 928285.0155 | 205606.8 | 93265.529 | 0 | 266774.823
1188 | 704.878 | 1520.3998 | 732.2317 | 1480.0492 | 704.878 | 1526.95 | 1135011.8059 | 253756.08 | 115106.5774 | 0 | 333442.5379
1189 | 802.622 | 1525.01 | 833.7675 | 1484.5371 | 802.622 | 1515.1 | 1280103.4921 | 288943.92 | 131068.1726 | 0 | 389191.4078
1190 | 845.333 | 1977.9632 | 878.1359 | 1925.4691 | 845.333 | 1557.6 | 1388290.3613 | 304319.88 | 138042.8789 | 0 | 373975.3192
1191 | 810.397 | 2236.2142 | 841.8443 | 2176.8663 | 810.397 | 1762.95 | 1503828.5445 | 291742.92 | 132337.8301 | 0 | 192104.6088
1192 | 948.631 | 1699.5635 | 985.4424 | 1654.458 | 948.631 | 1793.7 | 1788698.485 | 341507.16 | 154911.4423 | 0 | 195702.5753
1193 | 863.605 | 864.7904 | 864.7904 | 841.8393 | 841.8393 | 1888.35 | 1668694.2679 | 303062.1638 | 137472.3649 | 39896.4476 | 93991.3628
1194 | 870.304 | 645.2162 | 645.2162 | 628.0925 | 628.0925 | 1898.6 | 1255469.1442 | 226113.2954 | 102567.5032 | 443973.703 | 63688.5782
1195 | 797.6 | 828.5507 | 828.5507 | 806.5614 | 797.6 | 1902.4 | 1594289.3937 | 287136 | 130248.08 | 0 | 77845.76
1196 | 838.4 | 870.9339 | 870.9339 | 847.8198 | 838.4 | 1853.95 | 1634424.1864 | 301824 | 136910.72 | 0 | 122448.32
1197 | 759.2 | 788.6606 | 788.6606 | 767.7299 | 759.2 | 1735.1 | 1381584.6378 | 273312 | 123977.36 | 0 | 201112.08
1198 | 689.6 | 716.3598 | 716.3598 | 697.348 | 689.6 | 1836.55 | 1328645.8882 | 248256 | 112611.68 | 0 | 112715.12
1199 | 551.2 | 572.5892 | 572.5892 | 557.393 | 551.2 | 1816.35 | 1052780.463 | 198432 | 90010.96 | 0 | 101227.88
1200 | 689.6 | 716.3598 | 716.3598 | 697.348 | 689.6 | 1798.7 | 1303661.1216 | 248256 | 112611.68 | 0 | 138816.48
1201 | 1026.4 | 0 | 0 | 0 | 0 | 1723.85 | 0 | 0 | 0 | 1221416 | 0
1202 | 1103.2 | 0 | 0 | 0 | 0 | 1759.85 | 0 | 0 | 0 | 1312808 | 0
1203 | 797.6 | 0 | 0 | 0 | 0 | 1755.9 | 0 | 0 | 0 | 949144 | 0
1204 | 818.4 | 0 | 0 | 0 | 0 | 1754.65 | 0 | 0 | 0 | 973896 | 0
1205 | 779.2 | 0 | 0 | 0 | 0 | 1642.05 | 0 | 0 | 0 | 927248 | 0
1206 | 741.6 | 0 | 0 | 0 | 0 | 1604.15 | 0 | 0 | 0 | 882504 | 0
1207 | 836.8 | 869.2718 | 869.2718 | 846.2018 | 836.8 | 1772.85 | 1561228.279 | 301248 | 136649.44 | 0 | 190079.12
1208 | 625.816 | 650.1006 | 650.1006 | 632.8473 | 625.816 | 1806.85 | 1191408.1519 | 225293.76 | 102195.7528 | 0 | 120876.3604
1209 | 296.104 | 395.1291 | 307.5953 | 384.6426 | 296.104 | 1838.4 | 573917.473 | 106597.44 | 48353.7832 | 0 | 47850.4064
1210 | 281.168 | 982.5317 | 292.0797 | 956.4558 | 281.168 | 1840.85 | 547918.5652 | 101220.48 | 45914.7344 | 0 | 44747.8872
1211 | 221.19 | 1370.7247 | 229.7732 | 1334.3464 | 221.19 | 1494.9 | 351192.5119 | 79628.4 | 36120.327 | 0 | 111723.069
1212 | 299.592 | 1580.3098 | 311.2176 | 1538.3692 | 299.592 | 1341.45 | 425716.1149 | 107853.12 | 48923.3736 | 0 | 197296.3116
1213 | 888.252 | 1599.2004 | 922.7204 | 1556.7585 | 888.252 | 1452.4 | 1362308.0209 | 319770.72 | 145051.5516 | 0 | 486406.7952
1214 | 1121.586 | 2526.4168 | 1165.1089 | 2459.3671 | 1121.586 | 1565.1 | 1857939.246 | 403770.96 | 183154.9938 | 0 | 487777.7514
1215 | 839.555 | 2319.8203 | 872.1337 | 2258.2536 | 839.555 | 1622.6 | 1441298.9191 | 302239.8 | 137099.3315 | 0 | 316848.057
1216 | 1363.969 | 1764.573 | 1416.8975 | 1717.7422 | 1363.969 | 1747.65 | 2519787.3784 | 491028.84 | 222736.1377 | 0 | 344197.5771
1217 | 1384.49 | 993.9076 | 993.9076 | 967.5298 | 967.5298 | 1718.85 | 1753315.0065 | 348310.7429 | 157997.6231 | 764287.9708 | 272021.0149
1218 | 1247.034 | 190.1148 | 190.1148 | 185.0692 | 185.0692 | 1843.6 | 359818.8081 | 66624.9232 | 30221.8054 | 1946581.4215 | 28944.8277
1219 | 1191.158 | 1089.1494 | 1089.1494 | 1060.244 | 1060.244 | 1907.4 | 2133107.5305 | 381687.8224 | 173137.8372 | 444845.9381 | 98178.5899
1220 | 1089.6 | 1131.8817 | 1131.8817 | 1101.8421 | 1089.6 | 1869.05 | 2150451.7291 | 392256 | 177931.68 | 0 | 142683.12
1221 | 1178.4 | 1224.1275 | 1224.1275 | 1191.6398 | 1178.4 | 1735.1 | 2153143.3013 | 424224 | 192432.72 | 0 | 312158.16
1222 | 1048 | 1088.6674 | 1088.6674 | 1059.7747 | 1048 | 1836.55 | 2027272.6705 | 377280 | 171138.4 | 0 | 171295.6
1223 | 1239.2 | 1225.3959 | 1225.3959 | 1192.8746 | 1192.8746 | 1811.35 | 2281873.5246 | 429434.8406 | 194796.4152 | 157413.8542 | 225035.7852
1224 | 1102.4 | 0 | 0 | 0 | 0 | 1783.65 | 0 | 0 | 0 | 2020699.2 | 0
1225 | 1004 | 0 | 0 | 0 | 0 | 1768.8 | 0 | 0 | 0 | 1194760 | 0
1226 | 894.4 | 0 | 0 | 0 | 0 | 1718.2 | 0 | 0 | 0 | 1064336 | 0
1227 | 741.6 | 0 | 0 | 0 | 0 | 1750.85 | 0 | 0 | 0 | 882504 | 0
1228 | 812 | 0 | 0 | 0 | 0 | 1603.55 | 0 | 0 | 0 | 966280 | 0
1229 | 906.4 | 0 | 0 | 0 | 0 | 1528.1 | 0 | 0 | 0 | 1078616 | 0
1230 | 1295.2 | 0 | 0 | 0 | 0 | 1535.15 | 0 | 0 | 0 | 1541288 | 0
1231 | 1083.2 | 74.877 | 74.877 | 72.8899 | 72.8899 | 1663.4 | 127840.8034 | 26240.3461 | 11902.9126 | 1851898.5044 | 24534.7236
1232 | 928.89 | 828.2899 | 828.2899 | 806.3076 | 806.3076 | 1801.8 | 1530700.6764 | 290270.7232 | 131670.0253 | 224693.6045 | 159810.1593
1233 | 1047.146 | 1087.7802 | 1087.7802 | 1058.9111 | 1047.146 | 1848.4 | 2040574.1951 | 376972.56 | 170998.9418 | 0 | 158747.3336
1234 | 1458.486 | 1515.0822 | 1515.0822 | 1474.8727 | 1458.486 | 1820.9 | 2807533.0747 | 525054.96 | 238170.7638 | 0 | 261214.8426
1235 | 1341.872 | 1444.5899 | 1393.943 | 1406.2513 | 1341.872 | 1470.2 | 2095322.9932 | 483073.92 | 219127.6976 | 0 | 710923.7856
1236 | 1455.678 | 1645.3701 | 1512.1652 | 1601.7029 | 1455.678 | 1401.55 | 2164604.5902 | 524044.08 | 237712.2174 | 0 | 871150.4991
1237 | 1622.4 | 1685.3568 | 1685.3568 | 1640.6284 | 1622.4 | 1306.1 | 2245923.0598 | 584064 | 264937.92 | 0 | 1125783.36
1238 | 1434.147 | 1489.7987 | 1489.7987 | 1450.2603 | 1434.147 | 1362.9 | 2078657.9152 | 516292.92 | 234196.2051 | 0 | 913695.0537
1239 | 1627.379 | 2042.2361 | 1690.529 | 1988.0363 | 1627.379 | 1542.6 | 2663102.4026 | 585856.44 | 265750.9907 | 0 | 744363.1546
1240 | 1212.806 | 1779.5556 | 1259.8686 | 1732.3272 | 1212.806 | 1617.05 | 2076806.1631 | 436610.16 | 198051.2198 | 0 | 464444.0577
1241 | 1458.823 | 1005.3386 | 1005.3386 | 978.6575 | 978.6575 | 1767.35 | 1826671.9347 | 352316.6914 | 159814.7658 | 880143.4053 | 227684.6618
1242 | 1503.121 | 193.9802 | 193.9802 | 188.832 | 188.832 | 1782.1 | 355308.4072 | 67979.5337 | 30836.2718 | 2409091.6672 | 41146.5011
1243 | 1519.235 | 857.6372 | 857.6372 | 834.876 | 834.876 | 1897.4 | 1672605.9391 | 300555.3516 | 136335.247 | 2325451.9611 | 85658.2752
1244 | 1223.2 | 1225.3959 | 1225.3959 | 1192.8746 | 1192.8746 | 1769.05 | 2229094.4575 | 429434.8406 | 194796.4152 | 103045.8542 | 275494.379
1245 | 1371.2 | 1225.3959 | 1225.3959 | 1192.8746 | 1192.8746 | 1735.1 | 2180332.4281 | 429434.8406 | 194796.4152 | 605949.8542 | 315992.4702
1246 | 1432.8 | 1225.3959 | 1225.3959 | 1192.8746 | 1192.8746 | 1836.55 | 2305444.6936 | 429434.8406 | 194796.4152 | 815266.6542 | 194975.3464
1247 | 1228 | 1225.3959 | 1225.3959 | 1192.8746 | 1192.8746 | 1806.35 | 2274800.2712 | 429434.8406 | 194796.4152 | 119356.2542 | 231000.158
1248 | 1250.4 | 0 | 0 | 0 | 0 | 1788.7 | 0 | 0 | 0 | 2291983.2 | 0
1249 | 1195.2 | 0 | 0 | 0 | 0 | 1773.85 | 0 | 0 | 0 | 1422288 | 0
1250 | 1082.4 | 0 | 0 | 0 | 0 | 1764.9 | 0 | 0 | 0 | 1288056 | 0
1251 | 1088.8 | 0 | 0 | 0 | 0 | 1760.95 | 0 | 0 | 0 | 1295672 | 0
1252 | 1428 | 0 | 0 | 0 | 0 | 1759.7 | 0 | 0 | 0 | 1699320 | 0
1253 | 942.4 | 0 | 0 | 0 | 0 | 1756.55 | 0 | 0 | 0 | 1121456 | 0
1254 | 957.6 | 0 | 0 | 0 | 0 | 1763.6 | 0 | 0 | 0 | 1139544 | 0
1255 | 1361.6 | 72.1512 | 72.1512 | 70.2364 | 70.2364 | 1661.9 | 123231.2217 | 25285.0927 | 11469.599 | 2367069.5365 | 23746.9162
1256 | 1216.436 | 806.2849 | 806.2849 | 784.8866 | 784.8866 | 1571 | 1298898.4246 | 282559.1631 | 128171.9759 | 791030.116 | 336716.336
1257 | 1066.076 | 1107.4448 | 1107.4448 | 1078.0538 | 1066.076 | 1587.1 | 1784561.4963 | 383787.36 | 174090.2108 | 0 | 440182.7804
1258 | 1100.807 | 1143.5235 | 1143.5235 | 1113.175 | 1100.807 | 1539.9 | 1793854.1497 | 396290.52 | 179761.7831 | 0 | 506481.3007
1259 | 1411.611 | 1466.3882 | 1466.3882 | 1427.4711 | 1411.611 | 1342.45 | 2010091.3176 | 508179.96 | 230516.0763 | 0 | 928204.813
1260 | 1365.056 | 1524.2642 | 1418.0267 | 1483.811 | 1365.056 | 1336.5 | 1929046.5475 | 491420.16 | 222913.6448 | 0 | 905714.656
1261 | 1239.767 | 1489.244 | 1287.8758 | 1449.7203 | 1239.767 | 1307.2 | 1709459.7317 | 446316.12 | 202453.9511 | 0 | 858910.5776
1262 | 1146.147 | 1190.6229 | 1190.6229 | 1159.0245 | 1146.147 | 1336.65 | 1622272.6193 | 412612.92 | 187165.8051 | 0 | 760296.6124
1263 | 1181.115 | 1665.1635 | 1226.9479 | 1620.971 | 1181.115 | 1370.1 | 1710716.6351 | 425201.4 | 192876.0795 | 0 | 743984.3385
1264 | 1267.883 | 1338.8438 | 1317.0829 | 1303.3116 | 1267.883 | 1408 | 1882221.2461 | 456437.88 | 207045.2939 | 0 | 750586.736
1265 | 1187.464 | 952.9839 | 952.9839 | 927.6922 | 927.6922 | 1594.4 | 1558222.8649 | 333969.1997 | 151492.1397 | 476161.6704 | 376271.965
1266 | 1008.407 | 181.2745 | 181.2745 | 176.4636 | 176.4636 | 1641.1 | 305645.3086 | 63526.9023 | 28816.5087 | 1524952.2202 | 63332.7923
1267 | 1409.602 | 1139.012 | 1139.012 | 1108.7833 | 1108.7833 | 1664.55 | 1947691.1293 | 399161.9708 | 181064.3051 | 1022182.1054 | 371941.3419
1268 | 946.4 | 983.1248 | 983.1248 | 957.0332 | 946.4 | 1633.55 | 1631962.9717 | 340704 | 154547.12 | 0 | 346808.28
1269 | 1150.4 | 1195.041 | 1195.041 | 1163.3252 | 1150.4 | 1727.1 | 2092031.1448 | 414144 | 187860.32 | 0 | 313944.16
1270 | 1396 | 1225.3959 | 1225.3959 | 1192.8746 | 1192.8746 | 1831.55 | 2295767.9223 | 429434.8406 | 194796.4152 | 690220.2542 | 200939.7192
1271 | 1171.2 | 1216.6481 | 1216.6481 | 1184.3589 | 1171.2 | 1806.35 | 2229873.0818 | 421632 | 191256.96 | 0 | 226802.88
1272 | 1109.6 | 0 | 0 | 0 | 0 | 1793.7 | 0 | 0 | 0 | 2033896.8 | 0
1273 | 1380.8 | 0 | 0 | 0 | 0 | 1658.5 | 0 | 0 | 0 | 2531006.4 | 0
1274 | 1206.4 | 0 | 0 | 0 | 0 | 1762 | 0 | 0 | 0 | 2211331.2 | 0
1275 | 1380.8 | 0 | 0 | 0 | 0 | 1765.25 | 0 | 0 | 0 | 2531006.4 | 0
1276 | 1010.4 | 0 | 0 | 0 | 0 | 1764 | 0 | 0 | 0 | 1852063.2 | 0
1277 | 960 | 0 | 0 | 0 | 0 | 1756.55 | 0 | 0 | 0 | 1759680 | 0
1278 | 1000 | 0 | 0 | 0 | 0 | 1758.55 | 0 | 0 | 0 | 1833000 | 0
1279 | 1016 | 65.2193 | 65.2193 | 63.4884 | 63.4884 | 1785.1 | 119839.536 | 22855.822 | 10367.6548 | 1745953.773 | 13643.656
1280 | 231.095 | 240.0626 | 240.0626 | 233.6915 | 231.095 | 1801.8 | 439823.8207 | 83194.2 | 37737.8135 | 0 | 45803.029
1281 | 181.355 | 355.2795 | 188.3924 | 345.8506 | 181.355 | 1753.35 | 336052.8715 | 65287.8 | 29615.2715 | 0 | 44731.2108
1282 | 156.897 | 941.8178 | 162.9864 | 916.8225 | 156.897 | 1611.55 | 268287.7104 | 56482.92 | 25621.2801 | 0 | 60946.6397
1283 | 202.713 | 1332.2214 | 210.5803 | 1296.865 | 202.713 | 1560.75 | 337224.633 | 72976.68 | 33103.0329 | 0 | 89041.6853
1284 | 193.831 | 1547.5438 | 201.3536 | 1506.4728 | 193.831 | 1532.95 | 315743.0581 | 69779.16 | 31652.6023 | 0 | 90528.7686
1285 | 194.696 | 948.7695 | 202.2511 | 923.5896 | 194.696 | 1514.15 | 311329.2599 | 70090.56 | 31793.8568 | 0 | 94593.0516
1286 | 147.249 | 1929.7419 | 152.963 | 1878.5276 | 147.249 | 1525.65 | 237770.2693 | 53009.64 | 24045.7617 | 0 | 69847.5632
1287 | 149.362 | 2139.8713 | 155.158 | 2083.0803 | 149.362 | 1542.6 | 243846.2094 | 53770.32 | 24390.8146 | 0 | 68318.1788
1288 | 167.046 | 1494.1326 | 173.5282 | 1454.4791 | 167.046 | 1556.7 | 274577.6823 | 60136.56 | 27278.6118 | 0 | 74051.4918
1289 | 135.46 | 981.5562 | 140.7165 | 955.5063 | 135.46 | 1633.2 | 233328.5534 | 48765.6 | 22120.618 | 0 | 49686.728
1290 | 134.638 | 191.5992 | 139.8626 | 186.5143 | 134.638 | 1774.05 | 252449.584 | 48469.68 | 21986.3854 | 0 | 30421.4561
1291 | 106.102 | 110.2193 | 110.2193 | 107.2941 | 106.102 | 1894.5 | 212622.1317 | 38196.72 | 17326.4566 | 0 | 11193.761
1292 | 0 | 0 | 0 | 0 | 0 | 1861.15 | 0 | 0 | 0 | 0 | 0
1293 | 0 | 0 | 0 | 0 | 0 | 1841.7 | 0 | 0 | 0 | 0 | 0
1294 | 85.6 | 88.9217 | 88.9217 | 86.5618 | 85.6 | 1836.55 | 166056.3269 | 30816 | 13978.48 | 0 | 13991.32
1295 | 87.2 | 90.5838 | 90.5838 | 88.1797 | 87.2 | 1801.3 | 166400.068 | 31392 | 14239.76 | 0 | 17326.64
1296 | 90.4 | 93.9079 | 93.9079 | 91.4157 | 90.4 | 1667.65 | 159638.3283 | 32544 | 14762.32 | 0 | 30044.44
1297 | 84.8 | 88.0906 | 88.0906 | 85.7528 | 84.8 | 1492.35 | 134025.2533 | 30528 | 13847.84 | 0 | 43048.72
1298 | 87.2 | 90.5838 | 90.5838 | 88.1797 | 87.2 | 1515.45 | 139792.0541 | 31392 | 14239.76 | 0 | 42252.76
1299 | 80.8 | 83.9354 | 83.9354 | 81.7078 | 80.8 | 1470.15 | 125657.281 | 29088 | 13194.64 | 0 | 42811.88
1300 | 86.4 | 89.7527 | 89.7527 | 87.3707 | 86.4 | 1449.75 | 132523.3688 | 31104 | 14109.12 | 0 | 47541.6
1301 | 81.6 | 84.7665 | 84.7665 | 82.5168 | 81.6 | 1467.2 | 126817.7132 | 29376 | 13325.28 | 0 | 43476.48
1302 | 86.4 | 89.7527 | 89.7527 | 87.3707 | 86.4 | 1471.55 | 134766.6411 | 31104 | 14109.12 | 0 | 45658.08
1303 | 68.8 | 71.4698 | 71.4698 | 69.573 | 68.8 | 1508.35 | 109967.4523 | 24768 | 11235.04 | 0 | 33825.52
1304 | 94.436 | 98.1006 | 98.1006 | 95.497 | 94.436 | 1502.4 | 150056.1924 | 33996.96 | 15421.3988 | 0 | 46991.3536
1305 | 767.602 | 1370.8379 | 797.3886 | 1334.4566 | 767.602 | 1544.95 | 1255895.137 | 276336.72 | 125349.4066 | 0 | 349297.2901
1306 | 1311.495 | 2225.5997 | 1362.3872 | 2166.5335 | 1311.495 | 1525.75 | 2125553.7982 | 472138.2 | 214167.1335 | 0 | 621976.5038
1307 | 1454.312 | 2616.369 | 1510.7462 | 2546.932 | 1454.312 | 1503.55 | 2331778.5641 | 523552.32 | 237489.1496 | 0 | 721993.1924
1308 | 1278.237 | 2819.2403 | 1327.8387 | 2744.4192 | 1278.237 | 1437.9 | 1950150.7593 | 460165.32 | 208736.1021 | 0 | 718497.0177
1309 | 1477.846 | 2829.7467 | 1535.1934 | 2754.6468 | 1477.846 | 1491.7 | 2327185.7563 | 532024.56 | 241332.2518 | 0 | 751189.1218
1310 | 1606.507 | 2662.4233 | 1668.8471 | 2591.7641 | 1606.507 | 1436.7 | 2448713.8192 | 578342.52 | 262342.5931 | 0 | 904945.3931
1311 | 1514.242 | 2202.1186 | 1573.0018 | 2143.6755 | 1514.242 | 1513.85 | 2431951.4618 | 545127.12 | 247275.7186 | 0 | 736148.7483
1312 | 1656.625 | 1676.9789 | 1676.9789 | 1632.4728 | 1632.4728 | 1530.55 | 2645155.1923 | 587690.1933 | 266582.8016 | 44271.0577 | 766364.3367
1313 | 1550.847 | 965.5451 | 965.5451 | 939.9201 | 939.9201 | 1474.6 | 1465289.7706 | 338371.2289 | 153488.9491 | 1119829.044 | 493834.0101
1314 | 1602.881 | 184.4491 | 184.4491 | 179.554 | 179.554 | 1545.6 | 293927.6826 | 64639.4231 | 29321.1605 | 2608958.4773 | 81589.3162
1315 | 1592.239 | 857.6372 | 857.6372 | 834.876 | 834.876 | 1670.1 | 1473741.6159 | 300555.3516 | 136335.247 | 2573519.5531 | 275425.5847
1316 | 1521.6 | 1225.3959 | 1225.3959 | 1192.8746 | 1192.8746 | 1544.85 | 1947718.5874 | 429434.8406 | 194796.4152 | 1117009.0542 | 542936.8548
1317 | 1444 | 1225.3959 | 1225.3959 | 1192.8746 | 1192.8746 | 1523.35 | 1915127.2842 | 429434.8406 | 194796.4152 | 853324.2542 | 568583.6578
1318 | 1625.6 | 1225.3959 | 1225.3959 | 1192.8746 | 1192.8746 | 1537.65 | 1932528.7943 | 429434.8406 | 194796.4152 | 1470401.0542 | 551525.5516
1319 | 1578.4 | 1225.3959 | 1225.3959 | 1192.8746 | 1192.8746 | 1528.95 | 1930370.1749 | 429434.8406 | 194796.4152 | 1310015.4542 | 561903.5602
1320 | 1232.8 | 0 | 0 | 0 | 0 | 1501.85 | 0 | 0 | 0 | 2259722.4 | 0
1321 | 1146.4 | 0 | 0 | 0 | 0 | 1462.2 | 0 | 0 | 0 | 1364216 | 0
1322 | 1488 | 0 | 0 | 0 | 0 | 1485 | 0 | 0 | 0 | 1770720 | 0
1323 | 1347.2 | 0 | 0 | 0 | 0 | 1444.5 | 0 | 0 | 0 | 1603168 | 0
1324 | 1243.2 | 0 | 0 | 0 | 0 | 1443.3 | 0 | 0 | 0 | 1479408 | 0
1325 | 1531.2 | 0 | 0 | 0 | 0 | 1435.3 | 0 | 0 | 0 | 1822128 | 0
1326 | 1331.2 | 0 | 0 | 0 | 0 | 1445.45 | 0 | 0 | 0 | 1584128 | 0
1327 | 1144.8 | 0 | 0 | 0 | 0 | 1447.45 | 0 | 0 | 0 | 2098418.4 | 0
1328 | 1010.871 | 0 | 0 | 0 | 0 | 1453.2 | 0 | 0 | 0 | 1852926.543 | 0
1329 | 1203.916 | 509.1286 | 509.1286 | 495.6166 | 495.6166 | 1410.05 | 745348.4608 | 178421.976 | 80934.1908 | 1298312.8002 | 292389.0132
1330 | 1503.542 | 1113.2559 | 1113.2559 | 1083.7107 | 1083.7107 | 1350.6 | 1558423.7398 | 390135.845 | 176969.9542 | 769550.8083 | 703761.716
1331 | 1515.135 | 963.6877 | 963.6877 | 938.112 | 938.112 | 1454.5 | 1450134.137 | 337720.3168 | 153193.6882 | 1057683.1751 | 511740.0912
1332 | 1556.164 | 0 | 0 | 0 | 0 | 1475.95 | 0 | 0 | 0 | 2852448.612 | 0
1333 | 1211.064 | 0 | 0 | 0 | 0 | 1326.7 | 0 | 0 | 0 | 2219880.312 | 0
1334 | 1410.099 | 198.5945 | 198.5945 | 193.3239 | 193.3239 | 1264 | 260665.8292 | 69596.6205 | 31569.8004 | 2230348.6742 | 142286.4242
1335 | 1317.507 | 527.8894 | 527.8894 | 513.8795 | 513.8795 | 1273.65 | 697049.8383 | 184996.6243 | 83916.5243 | 1473049.1855 | 373256.3835
1336 | 1520.142 | 312.1141 | 312.1141 | 303.8307 | 303.8307 | 1223.1 | 394595.2238 | 109379.0676 | 49615.5604 | 2229498.5337 | 236046.1044
1337 | 1602.996 | 90.5775 | 90.5775 | 88.1737 | 88.1737 | 1364.7 | 127473.7074 | 31742.5186 | 14398.7591 | 2776669.3443 | 56016.7279
1338 | 1509.998 | 0 | 0 | 0 | 0 | 1465.4 | 0 | 0 | 0 | 2767826.334 | 0
1339 | 1268.157 | 857.6372 | 857.6372 | 834.876 | 834.876 | 1586.25 | 1400768.1954 | 300555.3516 | 136335.247 | 1472288.9171 | 345429.9354
1340 | 1219.2 | 1225.3959 | 1225.3959 | 1192.8746 | 1192.8746 | 1582.6 | 2007722.3117 | 429434.8406 | 194796.4152 | 89453.8542 | 497905.8402
1341 | 1537.6 | 1225.3959 | 1225.3959 | 1192.8746 | 1192.8746 | 1549.85 | 1968142.1566 | 429434.8406 | 194796.4152 | 1171377.0542 | 536972.482
1342 | 1788 | 1225.3959 | 1225.3959 | 1192.8746 | 1192.8746 | 1538.45 | 1951957.858 | 429434.8406 | 194796.4152 | 2022236.2542 | 550571.2519
1343 | 1920 | 1225.3959 | 1225.3959 | 1192.8746 | 1192.8746 | 1468.6 | 1859813.9268 | 429434.8406 | 194796.4152 | 2470772.2542 | 633893.5398
1344 | 1416 | 0 | 0 | 0 | 0 | 1444.05 | 0 | 0 | 0 | 2595528 | 0
1345 | 1318.4 | 0 | 0 | 0 | 0 | 1413.5 | 0 | 0 | 0 | 1568896 | 0
1346 | 1386.4 | 0 | 0 | 0 | 0 | 1280.4 | 0 | 0 | 0 | 1649816 | 0
1347 | 1447.2 | 0 | 0 | 0 | 0 | 1362 | 0 | 0 | 0 | 1722168 | 0
1348 | 1560.8 | 0 | 0 | 0 | 0 | 1275.2 | 0 | 0 | 0 | 1857352 | 0
1349 | 1575.2 | 0 | 0 | 0 | 0 | 1276.6 | 0 | 0 | 0 | 1874488 | 0
1350 | 1132 | 0 | 0 | 0 | 0 | 1266.2 | 0 | 0 | 0 | 1347080 | 0
1351 | 1085.6 | 0 | 0 | 0 | 0 | 1384.45 | 0 | 0 | 0 | 1989904.8 | 0
1352 | 972.737 | 0 | 0 | 0 | 0 | 1500.85 | 0 | 0 | 0 | 1783026.921 | 0
1353 | 1002.649 | 432.2082 | 432.2082 | 420.7376 | 420.7376 | 1580.85 | 703598.198 | 151465.5539 | 68706.4582 | 1066643.5053 | 176352.1858
1354 | 1224.946 | 1071.8948 | 1071.8948 | 1043.4473 | 1043.4473 | 1560.1 | 1727283.5284 | 375641.039 | 170394.9491 | 332687.0612 | 459012.4807
1355 | 1629.851 | 1479.5904 | 1479.5904 | 1440.3229 | 1440.3229 | 1532.9 | 2343318.8279 | 518516.2287 | 235204.7226 | 347405.0852 | 672774.8067
1356 | 1267.651 | 1151.0892 | 1151.0892 | 1120.5399 | 1120.5399 | 1526.95 | 1810040.059 | 403394.3551 | 182984.1616 | 269654.6916 | 530071.388
1357 | 1387.724 | 1293.0948 | 1293.0948 | 1258.7768 | 1258.7768 | 1519.45 | 2018417.1735 | 453159.6375 | 205558.2467 | 236360.2712 | 604905.1772
1358 | 1508.577 | 1557.7895 | 1557.7895 | 1516.4466 | 1508.577 | 1530.95 | 2440401.5831 | 543087.72 | 246350.6241 | 0 | 707598.0419
1359 | 1492.205 | 1109.967 | 1109.967 | 1080.5091 | 1080.5091 | 1588.7 | 1815686.2407 | 388983.2793 | 176447.1375 | 754638.5677 | 444413.3966
1360 | 1115.506 | 551.1129 | 551.1129 | 536.4867 | 536.4867 | 1567.05 | 887749.7775 | 193135.2089 | 87608.2767 | 1061342.3927 | 232271.913
1361 | 1715.058 | 919.4991 | 919.4991 | 895.0961 | 895.0961 | 1608.75 | 1520012.1143 | 322234.581 | 146169.1863 | 1502990.2393 | 350206.3328
1362 | 1580.662 | 115.4081 | 115.4081 | 112.3452 | 112.3452 | 1623.65 | 192576.7544 | 40444.2804 | 18345.975 | 2691424.6516 | 42281.1248
1363 | 1152.8 | 857.6372 | 857.6372 | 834.876 | 834.876 | 1643.3 | 1447706.007 | 300555.3516 | 136335.247 | 1080305.8311 | 297800.2609
1364 | 1612 | 1225.3959 | 1225.3959 | 1192.8746 | 1192.8746 | 1611.15 | 2032316.0956 | 429434.8406 | 194796.4152 | 1424188.2542 | 463849.2716
1365 | 1400.8 | 1225.3959 | 1225.3959 | 1192.8746 | 1192.8746 | 1593.3 | 2007986.2547 | 429434.8406 | 194796.4152 | 706530.6542 | 485142.0825
1366 | 1607.2 | 1225.3959 | 1225.3959 | 1192.8746 | 1192.8746 | 1591.55 | 2007476.5745 | 429434.8406 | 194796.4152 | 1407877.8542 | 487229.6129
1367 | 1369.6 | 1225.3959 | 1225.3959 | 1192.8746 | 1192.8746 | 1665.35 | 2110810.3125 | 429434.8406 | 194796.4152 | 600513.0542 | 399195.4706
1368 | 1172 | 0 | 0 | 0 | 0 | 1552.85 | 0 | 0 | 0 | 2148276 | 0
1369 | 1296.8 | 0 | 0 | 0 | 0 | 1411.4 | 0 | 0 | 0 | 1543192 | 0
1370 | 1394.4 | 0 | 0 | 0 | 0 | 1499 | 0 | 0 | 0 | 1659336 | 0
1371 | 1192 | 0 | 0 | 0 | 0 | 1472 | 0 | 0 | 0 | 1418480 | 0
1372 | 1368.8 | 0 | 0 | 0 | 0 | 1447.7 | 0 | 0 | 0 | 1628872 | 0
1373 | 1286.4 | 0 | 0 | 0 | 0 | 1448.65 | 0 | 0 | 0 | 1530816 | 0
1374 | 717.6 | 0 | 0 | 0 | 0 | 1456.65 | 0 | 0 | 0 | 853944 | 0
1375 | 961.6 | 0 | 0 | 0 | 0 | 1482.95 | 0 | 0 | 0 | 1762612.8 | 0
1376 | 858.742 | 438.1564 | 438.1564 | 426.528 | 426.528 | 1539.75 | 695087.5748 | 153550.0741 | 69652.0197 | 792248.2919 | 196309.5045
1377 | 924.647 | 960.5277 | 960.5277 | 935.0358 | 924.647 | 1598.5 | 1566117.6644 | 332872.92 | 150994.8551 | 0 | 371245.7705
1378 | 1261.322 | 1310.2673 | 1310.2673 | 1275.4935 | 1261.322 | 1606 | 2150033.7937 | 454075.92 | 205973.8826 | 0 | 496960.868
1379 | 921.625 | 1395.3329 | 957.3884 | 1358.3016 | 921.625 | 1605 | 1578782.0424 | 331785 | 150501.3625 | 0 | 364041.875
1380 | 1166.42 | 1566.0459 | 1211.6837 | 1524.4839 | 1166.42 | 1584.85 | 1963962.7473 | 419911.2 | 190476.386 | 0 | 484239.263
1381 | 1425.732 | 1497.6521 | 1481.0572 | 1457.9052 | 1425.732 | 1428.15 | 2154769.3213 | 513263.52 | 232822.0356 | 0 | 815304.8442
1382 | 1270.075 | 1319.3599 | 1319.3599 | 1284.3448 | 1270.075 | 1564.25 | 2108110.9048 | 457227 | 207403.2475 | 0 | 553435.1812
1383 | 1409.846 | 1139.039 | 1139.039 | 1108.8095 | 1108.8095 | 1614.7 | 1899381.1929 | 399171.4359 | 181068.5986 | 551799.8234 | 427224.3174
1384 | 1503.303 | 569.0791 | 569.0791 | 553.976 | 553.976 | 1584.55 | 929900.5098 | 199431.363 | 90464.2822 | 1740116.3758 | 230149.3326
1385 | 1426.651 | 434.2204 | 434.2204 | 422.6964 | 422.6964 | 1638.8 | 733104.8574 | 152170.7085 | 69026.3242 | 1840248.7586 | 152677.9442
1386 | 1530.718 | 166.8393 | 166.8393 | 162.4115 | 162.4115 | 1640.7 | 282443.5356 | 58468.1363 | 26521.7963 | 2508105.8332 | 58354.4483
1387 | 1079.591 | 857.6372 | 857.6372 | 834.876 | 834.876 | 1644.5 | 1453212.8363 | 300555.3516 | 136335.247 | 831541.6491 | 296798.4097
1388 | 1292 | 1225.3959 | 1225.3959 | 1192.8746 | 1192.8746 | 1611.15 | 2033711.8179 | 429434.8406 | 194796.4152 | 336828.2542 | 463849.2716
1389 | 1392.8 | 1225.3959 | 1225.3959 | 1192.8746 | 1192.8746 | 1590.5 | 2003803.9148 | 429434.8406 | 194796.4152 | 679346.6542 | 488482.1312
1390 | 1493.6 | 1225.3959 | 1225.3959 | 1192.8746 | 1192.8746 | 1593.05 | 2009328.432 | 429434.8406 | 194796.4152 | 1021865.0542 | 485440.3011
1391 | 1524 | 1225.3959 | 1225.3959 | 1192.8746 | 1192.8746 | 1566.45 | 1982853.989 | 429434.8406 | 194796.4152 | 1125164.2542 | 517170.7643
1392 | 1385.6 | 0 | 0 | 0 | 0 | 1497.6 | 0 | 0 | 0 | 2539804.8 | 0
1393 | 1531.2 | 0 | 0 | 0 | 0 | 1483.7 | 0 | 0 | 0 | 1822128 | 0
1394 | 1497.6 | 0 | 0 | 0 | 0 | 1451.95 | 0 | 0 | 0 | 1782144 | 0
1395 | 1485.6 | 0 | 0 | 0 | 0 | 1259 | 0 | 0 | 0 | 1767864 | 0
1396 | 1413.6 | 0 | 0 | 0 | 0 | 1159.7 | 0 | 0 | 0 | 1682184 | 0
1397 | 1488.8 | 0 | 0 | 0 | 0 | 1148.65 | 0 | 0 | 0 | 1771672 | 0
1398 | 1299.2 | 0 | 0 | 0 | 0 | 1227.25 | 0 | 0 | 0 | 1546048 | 0
1399 | 1104 | 0 | 0 | 0 | 0 | 1384.95 | 0 | 0 | 0 | 2023632 | 0
1400 | 1358.071 | 0 | 0 | 0 | 0 | 1449.9 | 0 | 0 | 0 | 2489344.143 | 0
1401 | 1671.657 | 0 | 0 | 0 | 0 | 1482.4 | 0 | 0 | 0 | 3064147.281 | 0
1402 | 1400.192 | 971.2544 | 971.2544 | 945.4778 | 945.4778 | 1343.45 | 1347203.8419 | 340372.0189 | 154396.5297 | 833491.0733 | 620753.4694
1403 | 1499.733 | 1326.9432 | 1326.9432 | 1291.7269 | 1291.7269 | 1263.45 | 1735606.5888 | 465021.6718 | 210938.9973 | 381275.2432 | 951421.4233
1404 | 1335.797 | 880.9542 | 880.9542 | 857.5742 | 857.5742 | 1338.95 | 1217179.673 | 308726.7002 | 140041.8615 | 876582.4523 | 566899.4033
1405 | 1593.236 | 1434.206 | 1434.206 | 1396.143 | 1396.143 | 1307.2 | 1927508.6036 | 502611.4773 | 227990.1507 | 361271.4827 | 967247.8652
1406 | 1620.676 | 1683.5659 | 1683.5659 | 1638.885 | 1620.676 | 1318.7 | 2266499.5076 | 583443.36 | 264656.3908 | 0 | 1104166.5588
1407 | 1525.559 | 1584.7579 | 1584.7579 | 1542.6993 | 1525.559 | 1313.2 | 2121863.9479 | 549201.24 | 249123.7847 | 0 | 1047753.9212
1408 | 1514.83 | 925.0619 | 925.0619 | 900.5112 | 900.5112 | 1366.25 | 1302936.5932 | 324184.0406 | 147053.4829 | 1126046.3164 | 570698.9882
1409 | 1822.304 | 670.3864 | 670.3864 | 652.5947 | 652.5947 | 1527.35 | 1054406.5569 | 234934.0998 | 106568.7181 | 2144077.1069 | 308448.8953
1410 | 1605.867 | 183.8258 | 183.8258 | 178.9472 | 178.9472 | 1581.6 | 299039.9193 | 64420.9962 | 29222.0797 | 2615543.972 | 74871.5134
1411 | 1954.45 | 857.6372 | 857.6372 | 834.876 | 834.876 | 1643.3 | 1447775.1969 | 300555.3516 | 136335.247 | 3804312.5311 | 297800.2609
1412 | 1688.8 | 1225.3959 | 1225.3959 | 1192.8746 | 1192.8746 | 1611.15 | 2029294.7301 | 429434.8406 | 194796.4152 | 1685154.6542 | 463849.2716
1413 | 1488.8 | 1225.3959 | 1225.3959 | 1192.8746 | 1192.8746 | 1570.25 | 1974958.012 | 429434.8406 | 194796.4152 | 1005554.6542 | 512637.841
1414 | 1700 | 1225.3959 | 1225.3959 | 1192.8746 | 1192.8746 | 1593.05 | 2009785.0942 | 429434.8406 | 194796.4152 | 1723212.2542 | 485440.3011
1415 | 1531.2 | 1225.3959 | 1225.3959 | 1192.8746 | 1192.8746 | 1568.05 | 1984769.6908 | 429434.8406 | 194796.4152 | 1149629.8542 | 515262.165
1416 | 1661.6 | 0 | 0 | 0 | 0 | 1535.8 | 0 | 0 | 0 | 3045712.8 | 0
1417 | 677.6 | 0 | 0 | 0 | 0 | 1518.9 | 0 | 0 | 0 | 806344 | 0
1418 | 501.6 | 0 | 0 | 0 | 0 | 1520.9 | 0 | 0 | 0 | 596904 | 0
1419 | 592.8 | 0 | 0 | 0 | 0 | 1493.85 | 0 | 0 | 0 | 705432 | 0
1420 | 738.4 | 0 | 0 | 0 | 0 | 1469.55 | 0 | 0 | 0 | 878696 | 0
1421 | 784.8 | 0 | 0 | 0 | 0 | 1493.3 | 0 | 0 | 0 | 933912 | 0
1422 | 656.8 | 0 | 0 | 0 | 0 | 1511.1 | 0 | 0 | 0 | 781592 | 0
1423 | 596 | 101.1598 | 101.1598 | 98.4751 | 98.4751 | 1541 | 161361.7651 | 35451.0425 | 16080.9868 | 911963.1086 | 45200.0792
1424 | 458.959 | 476.7688 | 476.7688 | 464.1156 | 458.959 | 1562.85 | 759530.3938 | 165225.24 | 74948.0047 | 0 | 200633.9268
1425 | 545.507 | 566.6753 | 566.6753 | 551.636 | 545.507 | 1596.45 | 923153.0576 | 196382.52 | 89081.2931 | 0 | 220139.3499
1426 | 657.357 | 820.3535 | 682.8656 | 798.5817 | 657.357 | 1555.95 | 1085188.9891 | 236648.52 | 107346.3981 | 0 | 291899.3759
1427 | 784.747 | 1293.9113 | 815.1989 | 1259.5716 | 784.747 | 1316.9 | 1102327.0799 | 282508.92 | 128149.1851 | 0 | 536060.6757
1428 | 756.627 | 1403.1021 | 785.9877 | 1365.8646 | 756.627 | 1353.95 | 1089047.1359 | 272385.72 | 123557.1891 | 0 | 488818.8734
1429 | 915.603 | 1029.6373 | 951.1327 | 1002.3113 | 915.603 | 1342.1 | 1301124.9911 | 329617.08 | 149517.9699 | 0 | 602375.2137
1430 | 833.363 | 1866.9378 | 865.7014 | 1817.3903 | 833.363 | 1439.1 | 1273133.2866 | 300010.68 | 136088.1779 | 0 | 467433.3067
1431 | 642.919 | 1491.6571 | 667.8673 | 1452.0694 | 642.919 | 1540.6 | 1051079.2601 | 231450.84 | 104988.6727 | 0 | 295356.9886
1432 | 667.766 | 1319.2623 | 693.6785 | 1284.2498 | 667.766 | 1555.75 | 1101021.7071 | 240395.76 | 109046.1878 | 0 | 296655.0455
1433 | 671.56 | 761.341 | 697.6197 | 741.1355 | 671.56 | 1602.75 | 1138936.2884 | 241761.6 | 109665.748 | 0 | 266777.21
1434 | 759.475 | 143.9337 | 143.9337 | 140.1137 | 140.1137 | 1626.5 | 240964.3288 | 50440.9494 | 22880.5751 | 1135289.1741 | 52332.485
1435 | 768.029 | 797.8322 | 797.8322 | 776.6581 | 768.029 | 1642.45 | 1333250.9741 | 276490.44 | 125419.1357 | 0 | 274608.7689
1436 | 534.4 | 555.1373 | 555.1373 | 540.4042 | 534.4 | 1611.15 | 908970.9061 | 192384 | 87267.52 | 0 | 207801.44
1437 | 708.8 | 736.3048 | 736.3048 | 716.7637 | 708.8 | 1588.45 | 1186456.9549 | 255168 | 115747.04 | 0 | 291706.64
1438 | 805.6 | 836.8611 | 836.8611 | 814.6513 | 805.6 | 1589.85 | 1352351.5331 | 290016 | 131554.48 | 0 | 330416.84
1439 | 713.6 | 741.2911 | 741.2911 | 721.6176 | 713.6 | 1564.4 | 1184021.9322 | 256896 | 116530.88 | 0 | 310844.16
1440 | 728.8 | 0 | 0 | 0 | 0 | 1544.7 | 0 | 0 | 0 | 1335890.4 | 0
1441 | 1704 | 0 | 0 | 0 | 0 | 1379.75 | 0 | 0 | 0 | 3123432 | 0
1442 | 1666.4 | 0 | 0 | 0 | 0 | 1464.25 | 0 | 0 | 0 | 3054511.2 | 0
1443 | 1551.2 | 0 | 0 | 0 | 0 | 1368.25 | 0 | 0 | 0 | 2843349.6 | 0
1444 | 1624 | 0 | 0 | 0 | 0 | 1227.35 | 0 | 0 | 0 | 2976792 | 0
1445 | 1580.8 | 0 | 0 | 0 | 0 | 1367.25 | 0 | 0 | 0 | 2897606.4 | 0
1446 | 1460 | 866.3995 | 866.3995 | 843.4057 | 843.4057 | 1373.85 | 1227961.2485 | 303626.0691 | 137728.1586 | 1130217.2646 | 528098.5089
1447 | 1464 | 1278.2035 | 1278.2035 | 1244.2807 | 1244.2807 | 1569.25 | 2068532.7672 | 447941.0559 | 203191.0401 | 402745.4572 | 535973.9162
1448 | 110.259 | 114.5376 | 114.5376 | 111.4978 | 110.259 | 1496.4 | 174568.2798 | 39693.24 | 18005.2947 | 0 | 55526.4324
1449 | 89.69 | 111.496 | 93.1714 | 108.5369 | 89.69 | 1562 | 148519.7361 | 32288.4 | 14646.377 | 0 | 39284.22
1450 | 0 | 547.1956 | 0 | 532.6733 | 0 | 1396.3 | 0 | 0 | 0 | 0 | 0
1451 | 0 | 1072.3239 | 0.0010388 | 1043.865 | 0 | 346.75 | 0 | 0 | 0 | 0 | 0
1452 | 0 | 1045.128 | 0 | 1017.3908 | 0 | 337.7 | 0 | 0 | 0 | 0 | 0
1453 | 0 | 675.5462 | -0.0010388 | 657.6175 | 0 | 760.6 | 0 | 0 | 0 | 0 | 0
1454 | 87.814 | 1838.6761 | 91.2216 | 1789.8786 | 87.814 | 1218.9 | 113724.6497 | 31613.04 | 14340.0262 | 0 | 68591.5154
1455 | 71.433 | 1386.1842 | 74.2049 | 1349.3956 | 71.433 | 1240.35 | 93856.5416 | 25715.88 | 11665.0089 | 0 | 54264.0785
1456 | 76.614 | 1638.5067 | 79.587 | 1595.0217 | 76.614 | 1375.2 | 111384.587 | 27581.04 | 12511.0662 | 0 | 47868.4272
1457 | 71.47 | 918.5506 | 74.2434 | 894.1728 | 71.47 | 1579.55 | 118966.8599 | 25729.2 | 11671.051 | 0 | 30049.5615
1458 | 83.419 | 181.5446 | 86.6561 | 176.7265 | 83.419 | 1412.4 | 124027.9648 | 30030.84 | 13622.3227 | 0 | 49017.0044
1459 | 77.625 | 80.6372 | 80.6372 | 78.4972 | 77.625 | 1409.9 | 115198.8463 | 27945 | 12676.1625 | 0 | 45806.5125
1460 | 86.4 | 89.7527 | 89.7527 | 87.3707 | 86.4 | 1422.85 | 129532.6352 | 31104 | 14109.12 | 0 | 49865.76
1461 | 79.2 | 82.2733 | 82.2733 | 80.0898 | 79.2 | 1614.45 | 134793.7741 | 28512 | 12933.36 | 0 | 30535.56
1462 | 86.4 | 89.7527 | 89.7527 | 87.3707 | 86.4 | 1726.3 | 157378.324 | 31104 | 14109.12 | 0 | 23647.68
1463 | 79.2 | 82.2733 | 82.2733 | 80.0898 | 79.2 | 1701.05 | 142550.2097 | 28512 | 12933.36 | 0 | 23676.84
1464 | 84 | 87.2596 | 87.2596 | 84.9438 | 84 | 1487.7 | 132248.4243 | 30240 | 13717.2 | 0 | 43033.2
1465 | 75.2 | 78.1181 | 78.1181 | 76.0449 | 75.2 | 1422.25 | 113074.8381 | 27072 | 12280.16 | 0 | 43446.8
1466 | 81.6 | 84.7665 | 84.7665 | 82.5168 | 81.6 | 1464.7 | 126460.8119 | 29376 | 13325.28 | 0 | 43680.48
1467 | 76 | 78.9492 | 78.9492 | 76.8539 | 76 | 1461.15 | 117706.0016 | 27360 | 12410.8 | 0 | 40952.6
1468 | 80 | 83.1044 | 83.1044 | 80.8988 | 80 | 1459.25 | 123832.3993 | 28800 | 13064 | 0 | 43260
1469 | 76.8 | 79.7802 | 79.7802 | 77.6629 | 76.8 | 1458.9 | 118753.1435 | 27648 | 12541.44 | 0 | 41556.48
1470 | 81.6 | 84.7665 | 84.7665 | 82.5168 | 81.6 | 1462.3 | 126348.5076 | 29376 | 13325.28 | 0 | 43876.32
1471 | 67.2 | 69.8077 | 69.8077 | 67.955 | 67.2 | 1469.9 | 104846.0568 | 24192 | 10973.76 | 0 | 35622.72
1472 | 79.057 | 82.1248 | 82.1248 | 79.9452 | 79.057 | 1490.1 | 124911.9001 | 28460.52 | 12910.0081 | 0 | 40311.1643
1473 | 544.574 | 565.7061 | 565.7061 | 550.6925 | 544.574 | 1531.45 | 884655.2349 | 196046.64 | 88928.9342 | 0 | 255160.1477
1474 | 1505.096 | 1563.5009 | 1563.5009 | 1522.0064 | 1505.096 | 1542.2 | 2464355.8312 | 541834.56 | 245782.1768 | 0 | 689032.9488
1475 | 1673.221 | 1738.1499 | 1738.1499 | 1692.0204 | 1673.221 | 1450.45 | 2577336.4145 | 602359.56 | 273236.9893 | 0 | 919518.6006
1476 | 1557.38 | 2213.695 | 1617.8137 | 2154.9447 | 1557.38 | 1495.5 | 2471166.8835 | 560656.8 | 254320.154 | 0 | 785698.21
1477 | 1552.097 | 2701.848 | 1612.3257 | 2630.1425 | 1552.097 | 1396.35 | 2298103.2342 | 558754.92 | 253457.4401 | 0 | 936923.3541
1478 | 1601.467 | 2518.6403 | 1663.6115 | 2451.7969 | 1601.467 | 1419.05 | 2414229.9348 | 576528.12 | 261519.5611 | 0 | 930372.2536
1479 | 1699.22 | 2167.0153 | 1765.1578 | 2109.5039 | 1699.22 | 1324.65 | 2383227.7665 | 611719.2 | 277482.626 | 0 | 1147568.227
1480 | 1209.033 | 1214.9476 | 1214.9476 | 1182.7036 | 1182.7036 | 1563.25 | 1955206.5315 | 425773.2785 | 193135.4899 | 48261.8795 | 516545.776
1481 | 1602.265 | 907.3336 | 907.3336 | 883.2535 | 883.2535 | 1563.2 | 1458304.1934 | 317971.2528 | 144235.2933 | 1317948.1161 | 385805.1201
1482 | 1255.783 | 173.1282 | 173.1282 | 168.5335 | 168.5335 | 1548.4 | 274817.5329 | 60672.0633 | 27521.522 | 1992928.3167 | 76109.7327
1483 | 1313.251 | 857.6372 | 857.6372 | 834.876 | 834.876 | 1543.05 | 1354413.8207 | 300555.3516 | 136335.247 | 1625518.3291 | 381496.5776
1484 | 1345.6 | 1225.3959 | 1225.3959 | 1192.8746 | 1192.8746 | 1525.2 | 1913844.1721 | 429434.8406 | 194796.4152 | 518961.0542 | 566376.8398
1485 | 1182.4 | 1225.3959 | 1225.3959 | 1192.8746 | 1182.4 | 1430.9 | 1778919.5572 | 425664 | 193085.92 | 0 | 672903.84
1486 | 1305.6 | 1225.3959 | 1225.3959 | 1192.8746 | 1192.8746 | 1512.9 | 1899576.7823 | 429434.8406 | 194796.4152 | 383041.0542 | 581049.1969
1487 | 1395.2 | 1225.3959 | 1225.3959 | 1192.8746 | 1192.8746 | 1497.15 | 1885728.1765 | 429434.8406 | 194796.4152 | 687501.8542 | 599836.9712
1488 | 1414.4 | 0 | 0 | 0 | 0 | 1432.95 | 0 | 0 | 0 | 2592595.2 | 0
1489 | 1534.4 | 0 | 0 | 0 | 0 | 860.2 | 0 | 0 | 0 | 1825936 | 0
1490 | 1493.6 | 0 | 0 | 0 | 0 | 1367.55 | 0 | 0 | 0 | 1777384 | 0
1491 | 1685.6 | 0 | 0 | 0 | 0 | 1363.3 | 0 | 0 | 0 | 2005864 | 0
1492 | 1434.4 | 0 | 0 | 0 | 0 | 1274.6 | 0 | 0 | 0 | 1706936 | 0
1493 | 1459.2 | 0 | 0 | 0 | 0 | 1058.8 | 0 | 0 | 0 | 1736448 | 0
1494 | 1717.6 | 0 | 0 | 0 | 0 | 1307.6 | 0 | 0 | 0 | 2043944 | 0
1495 | 1190.4 | 0 | 0 | 0 | 0 | 1355.75 | 0 | 0 | 0 | 2182003.2 | 0
1496 | 1580.043 | 0 | 0 | 0 | 0 | 1453.9 | 0 | 0 | 0 | 2896218.819 | 0
1497 | 1502.036 | 101.1869 | 101.1869 | 98.5014 | 98.5014 | 1302.25 | 136385.9552 | 35460.5077 | 16085.2803 | 2572678.9031 | 68729.359
1498 | 1441.807 | 530.0117 | 530.0117 | 515.9455 | 515.9455 | 1245.55 | 684327.8797 | 185740.3678 | 84253.8946 | 1697104.1919 | 389255.0568
1499 | 1867.076 | 1175.6538 | 1175.6538 | 1144.4526 | 1144.4526 | 1315.8 | 1601300.481 | 412002.9215 | 186889.103 | 1324568.7661 | 783034.4413
1500 | 1969.563 | 1468.9686 | 1468.9686 | 1429.983 | 1429.983 | 1282.35 | 1954090.9953 | 514793.8711 | 233516.2198 | 989050.1855 | 1026227.2821
1501 | 1991.36 | 1622.6857 | 1622.6857 | 1579.6205 | 1579.6205 | 724.25 | 1218559.0833 | 568663.394 | 257952.034 | 754718.4321 | 2015200.9026
1502 | 1801.825 | 747.1998 | 747.1998 | 727.3695 | 727.3695 | 282 | 218155.7877 | 261853.0254 | 118779.4418 | 1969476.9041 | 1249620.8267
1503 | 1593.282 | 1655.1089 | 1655.1089 | 1611.1832 | 1593.282 | 295.55 | 501047.3963 | 573581.52 | 260182.9506 | 0 | 2715669.5049
1504 | 1359.178 | 1411.9206 | 1411.9206 | 1374.449 | 1359.178 | 301.3 | 434691.2474 | 489304.08 | 221953.7674 | 0 | 2308835.6686
1505 | 1889.839 | 924.5934 | 924.5934 | 900.0552 | 900.0552 | 310.05 | 294420.168 | 324019.8564 | 146979.0071 | 1814273.7846 | 1521048.2122
1506 | 1338.014 | 179.3538 | 179.3538 | 174.5938 | 174.5938 | 1368 | 251943.2135 | 62853.7835 | 28511.1746 | 2132549.1476 | 110343.3089
1507 | 1353.885 | 879.6817 | 879.6817 | 856.3354 | 856.3354 | 1517 | 1370330.9862 | 308280.7454 | 139839.5715 | 1690673.5275 | 413610.0001
1508 | 1158.4 | 1203.3514 | 1203.3514 | 1171.4151 | 1158.4 | 1503.75 | 1842528.7539 | 417024 | 189166.72 | 0 | 574856
1509 | 1659.2 | 1225.3959 | 1225.3959 | 1192.8746 | 1192.8746 | 1487.05 | 1874811.1955 | 429434.8406 | 194796.4152 | 1584573.8542 | 611885.0042
1510 | 1568 | 1225.3959 | 1225.3959 | 1192.8746 | 1192.8746 | 1480.15 | 1866682.0551 | 429434.8406 | 194796.4152 | 1274676.2542 | 620115.8386
1511 | 1603.2 | 1225.3959 | 1225.3959 | 1192.8746 | 1192.8746 | 1467.85 | 1854531.6164 | 429434.8406 | 194796.4152 | 1394285.8542 | 634788.1957
1512 | 1517.6 | 0 | 0 | 0 | 0 | 633.75 | 0 | 0 | 0 | 2781760.8 | 0
1513 | 1664 | 0 | 0 | 0 | 0 | 1476.7 | 0 | 0 | 0 | 1980160 | 0
1514 | 1617.6 | 0 | 0 | 0 | 0 | 1065.4 | 0 | 0 | 0 | 1924944 | 0
1515 | 1648 | 0 | 0 | 0 | 0 | 911.7 | 0 | 0 | 0 | 1961120 | 0
1516 | 1176.8 | 0 | 0 | 0 | 0 | 260.85 | 0 | 0 | 0 | 1400392 | 0
1517 | 1515.2 | 0 | 0 | 0 | 0 | 510.7 | 0 | 0 | 0 | 1803088 | 0
1518 | 1512.8 | 0 | 0 | 0 | 0 | 1235.05 | 0 | 0 | 0 | 1800232 | 0
1519 | 1321.6 | 0 | 0 | 0 | 0 | 1535.9 | 0 | 0 | 0 | 2422492.8 | 0
1520 | 1341.317 | 0 | 0 | 0 | 0 | 1673.3 | 0 | 0 | 0 | 2458634.061 | 0
1521 | 1629.663 | 261.0953 | 261.0953 | 254.1659 | 254.1659 | 1790.65 | 481260.914 | 91499.7374 | 41505.2975 | 2521286.1161 | 53209.6389
1522 | 1448.199 | 564.044 | 564.044 | 549.0746 | 549.0746 | 1748.25 | 1018653.9653 | 197666.838 | 89663.874 | 1648095.1166 | 138229.518
1523 | 1859.743 | 1300.1057 | 1300.1057 | 1265.6016 | 1265.6016 | 1540.15 | 2068273.5715 | 455616.5755 | 206672.7411 | 1089061.1886 | 581986.8952
1524 | 1762.66 | 1439.5902 | 1439.5902 | 1401.3842 | 1401.3842 | 1531.1 | 2271731.3604 | 504498.3213 | 228846.0441 | 662218.4942 | 657109.0635
1525 | 1573.75 | 1455.542 | 1455.542 | 1416.9128 | 1416.9128 | 1517.5 | 2273790.5944 | 510088.5926 | 231381.8532 | 287482.6662 | 683660.4053
1526 | 1726.047 | 1793.0258 | 1793.0258 | 1745.4399 | 1726.047 | 1541.65 | 2813407.8539 | 621376.92 | 281863.4751 | 0 | 791133.6424
1527 | 1828.904 | 1505.949 | 1505.949 | 1465.9819 | 1465.9819 | 1716.35 | 2657681.3476 | 527753.5004 | 239394.8517 | 665236.1259 | 415825.7788
1528 | 1697.557 | 1431.8344 | 1431.8344 | 1393.8343 | 1393.8343 | 1775.2 | 2605855.9863 | 501780.3631 | 227613.148 | 556723.6321 | 313333.9601
1529 | 1829.581 | 943.1745 | 943.1745 | 918.1431 | 918.1431 | 1890.7 | 1824902.5736 | 330531.525 | 149932.7723 | 1670665.6248 | 100353.0436
1530 | 1704.422 | 191.1629 | 191.1629 | 186.0896 | 186.0896 | 1886.35 | 368676.0331 | 66992.2443 | 30388.4264 | 2783103.3486 | 21149.0794
1531 | 1675.433 | 857.6372 | 857.6372 | 834.876 | 834.876 | 1883.85 | 1651512.648 | 300555.3516 | 136335.247 | 2856212.7651 | 96970.8447
1532 | 1698.4 | 1225.3959 | 1225.3959 | 1192.8746 | 1192.8746 | 1865.55 | 2338553.7805 | 429434.8406 | 194796.4152 | 1717775.4542 | 160381.9842
1533 | 1537.6 | 1225.3959 | 1225.3959 | 1192.8746 | 1192.8746 | 1850.4 | 2317929.0074 | 429434.8406 | 194796.4152 | 1171377.0542 | 178454.0338
1534 | 1532 | 1225.3959 | 1225.3959 | 1192.8746 | 1192.8746 | 1836.3 | 2303350.5716 | 429434.8406 | 194796.4152 | 1152348.2542 | 195273.565
1535 | 1324 | 1225.3959 | 1225.3959 | 1192.8746 | 1192.8746 | 1816.05 | 2280903.8284 | 429434.8406 | 194796.4152 | 445564.2542 | 219429.2748
1536 | 382.4 | 0 | 0 | 0 | 0 | 1798.85 | 0 | 0 | 0 | 700939.2 | 0
1537 | 394.4 | 0 | 0 | 0 | 0 | 1783.2 | 0 | 0 | 0 | 469336 | 0
1538 | 378.4 | 0 | 0 | 0 | 0 | 1770.4 | 0 | 0 | 0 | 450296 | 0
1539 | 357.6 | 0 | 0 | 0 | 0 | 1690.2 | 0 | 0 | 0 | 425544 | 0
1540 | 367.2 | 0 | 0 | 0 | 0 | 1633.85 | 0 | 0 | 0 | 436968 | 0
1541 | 380 | 0 | 0 | 0 | 0 | 1667.2 | 0 | 0 | 0 | 452200 | 0
1542 | 397.6 | 0 | 0 | 0 | 0 | 1673.05 | 0 | 0 | 0 | 473144 | 0
1543 | 354.4 | 0 | 0 | 0 | 0 | 1685.7 | 0 | 0 | 0 | 649615.2 | 0
1544 | 442.969 | 0 | 0 | 0 | 0 | 1726.8 | 0 | 0 | 0 | 811962.177 | 0
1545 | 1680.912 | 0 | 0 | 0 | 0 | 1838.15 | 0 | 0 | 0 | 3081111.696 | 0
1546 | 1829.403 | 3.936 | 3.936 | 3.8316 | 3.8316 | 1848.25 | 7470.8031 | 1379.3656 | 625.6956 | 3346272.4292 | 0
1547 | 1851.263 | 380.4435 | 380.4435 | 370.3468 | 370.3468 | 1748.25 | 683693.6071 | 133324.8396 | 60477.6286 | 2714519.4376 | 93234.801
1548 | 1924.839 | 881.3552 | 881.3552 | 857.9645 | 857.9645 | 1611.5 | 1458841.4228 | 308867.2215 | 140105.6035 | 1955580.9508 | 333319.2099
1549 | 1677.954 | 320.7756 | 320.7756 | 312.2624 | 312.2624 | 1517.5 | 499090.6009 | 112414.4727 | 50992.4539 | 2503312.6583 | 150666.6197
1550 | 1718.738 | 477.8907 | 477.8907 | 465.2077 | 465.2077 | 1653.55 | 812335.9048 | 167474.7861 | 75968.4238 | 2297720.9681 | 161171.2212
1551 | 1907.596 | 1246.0681 | 1246.0681 | 1212.9981 | 1212.9981 | 1773.35 | 2269918.4496 | 436679.3313 | 198082.5967 | 1273197.8728 | 274926.029
1552 | 1688.519 | 1289.3136 | 1289.3136 | 1255.0959 | 1255.0959 | 1876.2 | 2479839.9562 | 451834.5146 | 204957.1562 | 794464.5904 | 155380.8692
1553 | 2091.005 | 883.947 | 883.947 | 860.4875 | 860.4875 | 1890.7 | 1712172.7075 | 309775.5132 | 140517.6147 | 2255538.5104 | 94051.2878
1554 | 1608.296 | 154.9086 | 154.9086 | 150.7975 | 150.7975 | 1886.35 | 299051.6247 | 54287.0823 | 24625.2237 | 2671594.8406 | 17138.1303
1555 | 1773.255 | 857.6372 | 857.6372 | 834.876 | 834.876 | 1883.85 | 1654719.3243 | 300555.3516 | 136335.247 | 3188611.9211 | 96970.8447
1556 | 1601.6 | 1225.3959 | 1225.3959 | 1192.8746 | 1192.8746 | 1865.55 | 2345482.9384 | 429434.8406 | 194796.4152 | 1388849.0542 | 160381.9842
1557 | 1201.6 | 1225.3959 | 1225.3959 | 1192.8746 | 1192.8746 | 1850.4 | 2322585.2434 | 429434.8406 | 194796.4152 | 29649.0542 | 178454.0338
1558 | 1380.8 | 1225.3959 | 1225.3959 | 1192.8746 | 1192.8746 | 1836.3 | 2304647.9608 | 429434.8406 | 194796.4152 | 638570.6542 | 195273.565
1559 | 1320.8 | 1225.3959 | 1225.3959 | 1192.8746 | 1192.8746 | 1816.05 | 2283067.1681 | 429434.8406 | 194796.4152 | 434690.6542 | 219429.2748
1560 | 361.6 | 0 | 0 | 0 | 0 | 1798.85 | 0 | 0 | 0 | 662812.8 | 0
1561 | 110.4 | 0 | 0 | 0 | 0 | 1783.2 | 0 | 0 | 0 | 131376 | 0
1562 | 116.8 | 0 | 0 | 0 | 0 | 1709 | 0 | 0 | 0 | 138992 | 0
1563 | 111.2 | 0 | 0 | 0 | 0 | 1668.7 | 0 | 0 | 0 | 132328 | 0
1564 | 113.6 | 0 | 0 | 0 | 0 | 1659.85 | 0 | 0 | 0 | 135184 | 0
1565 | 110.4 | 0 | 0 | 0 | 0 | 1635.2 | 0 | 0 | 0 | 131376 | 0
1566 | 114.4 | 0 | 0 | 0 | 0 | 1667.05 | 0 | 0 | 0 | 136136 | 0
1567 | 98.4 | 0 | 0 | 0 | 0 | 1773.8 | 0 | 0 | 0 | 180367.2 | 0
1568 | 220.236 | 0 | 0 | 0 | 0 | 1788.4 | 0 | 0 | 0 | 403692.588 | 0
1569 | 1212.985 | 297.1781 | 297.1781 | 289.2912 | 289.2912 | 1847.15 | 563419.1191 | 104144.832 | 47241.253 | 1693130.7352 | 44218.1599
1570 | 1238.812 | 841.1929 | 841.1929 | 818.8681 | 818.8681 | 1857.25 | 1604480.0001 | 294792.5231 | 133721.164 | 769757.1325 | 116893.4241
1571 | 1664.717 | 940.0269 | 940.0269 | 915.0791 | 915.0791 | 1799.25 | 1738981.0208 | 329428.4694 | 149432.414 | 1374086.3043 | 183702.1256
1572 | 1556.917 | 1617.3328 | 1617.3328 | 1574.4096 | 1556.917 | 1711.7 | 2819736.3846 | 560490.12 | 254244.5461 | 0 | 448859.1711
1573 | 1408.483 | 1463.1388 | 1463.1388 | 1424.3079 | 1408.483 | 1555.95 | 2309830.2886 | 507053.88 | 230005.2739 | 0 | 625436.8761
1574 | 1587.586 | 1649.1919 | 1649.1919 | 1605.4232 | 1587.586 | 1578.35 | 2650432.1926 | 571530.96 | 259252.7938 | 0 | 669405.6369
1575 | 1726.378 | 1778.9012 | 1778.9012 | 1731.6901 | 1726.378 | 1716.35 | 3131888.8056 | 621496.08 | 281917.5274 | 0 | 489687.1197
1576 | 1711.478 | 1342.3393 | 1342.3393 | 1306.7144 | 1306.7144 | 1753.7 | 2418060.0835 | 470417.1792 | 213386.4593 | 741931.7033 | 321843.7534
1577 | 1544.327 | 677.0555 | 677.0555 | 659.0869 | 659.0869 | 1890.7 | 1310900.2626 | 237271.2672 | 107628.8831 | 1622645.1889 | 72038.1931
1578 | 1402.659 | 137.1285 | 137.1285 | 133.4891 | 133.4891 | 1886.35 | 264690.3118 | 48056.0922 | 21798.7774 | 2326388.3441 | 15171.0413
1579 | 1439.865 | 857.6372 | 857.6372 | 834.876 | 834.876 | 1883.85 | 1651645.5123 | 300555.3516 | 136335.247 | 2055752.7011 | 96970.8447
1580 | 1459.2 | 1225.3959 | 1225.3959 | 1192.8746 | 1192.8746 | 1865.55 | 2339701.6015 | 429434.8406 | 194796.4152 | 904973.8542 | 160381.9842
1581 | 1510.4 | 1225.3959 | 1225.3959 | 1192.8746 | 1192.8746 | 1850.4 | 2317401.1717 | 429434.8406 | 194796.4152 | 1078951.4542 | 178454.0338
1582 | 1384 | 1225.3959 | 1225.3959 | 1192.8746 | 1192.8746 | 1836.3 | 2298182.3909 | 429434.8406 | 194796.4152 | 649444.2542 | 195273.565
1583 | 1400 | 1225.3959 | 1225.3959 | 1192.8746 | 1192.8746 | 1816.05 | 2278456.4065 | 429434.8406 | 194796.4152 | 703812.2542 | 219429.2748
1584 | 472 | 0 | 0 | 0 | 0 | 1798.85 | 0 | 0 | 0 | 865176 | 0
1585 | 416.8 | 0 | 0 | 0 | 0 | 1661.85 | 0 | 0 | 0 | 495992 | 0
1586 | 390.4 | 0 | 0 | 0 | 0 | 1760.4 | 0 | 0 | 0 | 464576 | 0
1587 | 431.2 | 0 | 0 | 0 | 0 | 1668.7 | 0 | 0 | 0 | 513128 | 0
1588 | 381.6 | 0 | 0 | 0 | 0 | 1663.35 | 0 | 0 | 0 | 454104 | 0
1589 | 384 | 0 | 0 | 0 | 0 | 1660.2 | 0 | 0 | 0 | 456960 | 0
1590 | 484.8 | 0 | 0 | 0 | 0 | 1662.55 | 0 | 0 | 0 | 576912 | 0
1591 | 424 | 0 | 0 | 0 | 0 | 1685.7 | 0 | 0 | 0 | 777192 | 0
1592 | 433.137 | 0 | 0 | 0 | 0 | 1705.3 | 0 | 0 | 0 | 793940.121 | 0
1593 | 1644.823 | 263.016 | 263.016 | 256.0357 | 256.0357 | 1847.15 | 498948.1106 | 92172.8561 | 41810.6317 | 2545647.0998 | 39135.0585
1594 | 1786.904 | 762.5107 | 762.5107 | 742.2741 | 742.2741 | 1805.75 | 1417623.2457 | 267218.6811 | 121213.3628 | 1914806.5809 | 144186.7467
1595 | 1792.2 | 1056.1382 | 1056.1382 | 1028.1089 | 1028.1089 | 1718.25 | 1873132.1209 | 370119.2081 | 167890.1852 | 1400578.9654 | 289669.6858
1596 | 1606.691 | 1541.9342 | 1541.9342 | 1501.0122 | 1501.0122 | 1611.5 | 2565182.9957 | 540364.3748 | 245115.2845 | 193709.3279 | 583143.2212
1597 | 1894.24 | 1967.7455 | 1967.7455 | 1915.5226 | 1894.24 | 1517.5 | 3046860.4851 | 681926.4 | 309329.392 | 0 | 913970.8
1598 | 1829.242 | 1900.2253 | 1900.2253 | 1849.7943 | 1829.242 | 1541.9 | 2995254.1788 | 658527.12 | 298715.2186 | 0 | 837975.7602
1599 | 1903.518 | 1977.3835 | 1977.3835 | 1924.9049 | 1903.518 | 1716.35 | 3464934.0142 | 685266.48 | 310844.4894 | 0 | 539932.8807
1600 | 1476.616 | 1530.4627 | 1530.4627 | 1489.8451 | 1476.616 | 1776.2 | 2774103.1115 | 531581.76 | 241131.3928 | 0 | 330466.6608
1601 | 1535.769 | 837.0595 | 837.0595 | 814.8444 | 814.8444 | 1886.2 | 1622423.6206 | 293343.989 | 133064.0928 | 1321454.7662 | 92729.2943
1602 | 1485.795 | 145.6986 | 145.6986 | 141.8318 | 141.8318 | 1886.35 | 282274.9974 | 51059.4615 | 23161.1391 | 2463484.477 | 16119.1883
1603 | 1357.077 | 898.7957 | 898.7957 | 874.9421 | 874.9421 | 1883.85 | 1738120.5335 | 314979.1689 | 142878.0508 | 1638294.268 | 101624.5291
1604 | 1589.6 | 1225.3959 | 1225.3959 | 1192.8746 | 1192.8746 | 1865.55 | 2349413.609 | 429434.8406 | 194796.4152 | 1348073.0542 | 160381.9842
1605 | 1525.6 | 1225.3959 | 1225.3959 | 1192.8746 | 1192.8746 | 1798.9 | 2263818.5354 | 429434.8406 | 194796.4152 | 1130601.0542 | 239887.0735
1606 | 1258.4 | 1225.3959 | 1225.3959 | 1192.8746 | 1192.8746 | 1836.3 | 2314325.8324 | 429434.8406 | 194796.4152 | 222655.4542 | 195273.565
1607 | 1140 | 1184.2374 | 1184.2374 | 1152.8084 | 1140 | 1796.6 | 2163545.8573 | 410400 | 186162 | 0 | 231876
1608 | 1290.4 | 0 | 0 | 0 | 0 | 1667.35 | 0 | 0 | 0 | 2365303.2 | 0
1609 | 1470.4 | 0 | 0 | 0 | 0 | 1504.05 | 0 | 0 | 0 | 2695243.2 | 0
1610 | 904.8 | 0 | 0 | 0 | 0 | 1532.45 | 0 | 0 | 0 | 1658498.4 | 0
1611 | 1167.2 | 0 | 0 | 0 | 0 | 1495 | 0 | 0 | 0 | 2139477.6 | 0
1612 | 1140.8 | 0 | 0 | 0 | 0 | 1454.25 | 0 | 0 | 0 | 2091086.4 | 0
1613 | 1201.6 | 0 | 0 | 0 | 0 | 1454.6 | 0 | 0 | 0 | 2202532.8 | 0
1614 | 1211.2 | 0 | 0 | 0 | 0 | 1533.1 | 0 | 0 | 0 | 2220129.6 | 0
1615 | 1014.4 | 82.3648 | 82.3648 | 80.1788 | 80.1788 | 1587.35 | 134768.9142 | 28864.3807 | 13093.2038 | 1712427.3949 | 33085.7964
1616 | 337.397 | 350.4896 | 350.4896 | 341.1878 | 337.397 | 1648.3 | 589461.2632 | 121462.92 | 55096.9301 | 0 | 118662.5249
1617 | 274.291 | 284.9348 | 284.9348 | 277.3728 | 274.291 | 1734.65 | 505385.6312 | 98744.76 | 44791.7203 | 0 | 72783.1168
1618 | 264.437 | 794.1268 | 274.6995 | 773.0511 | 264.437 | 1655.8 | 465971.8187 | 95197.32 | 43182.5621 | 0 | 91019.2154
1619 | 281.379 | 1137.4237 | 292.2978 | 1107.2371 | 281.379 | 1540.15 | 459916.2867 | 101296.44 | 45949.1907 | 0 | 129392.1331
1620 | 297.305 | 1324.8209 | 308.8418 | 1289.6609 | 297.305 | 1531.1 | 482547.7612 | 107029.8 | 48549.9065 | 0 | 139406.3145
1621 | 288.999 | 1248.0637 | 300.2125 | 1214.9407 | 288.999 | 1517.5 | 465207.8587 | 104039.64 | 47193.5367 | 0 | 139442.0175
1622 | 276.252 | 1855.1193 | 286.9719 | 1805.8855 | 276.252 | 1539.3 | 451671.6345 | 99450.72 | 45111.9516 | 0 | 127269.2964
1623 | 267.096 | 897.2396 | 277.4606 | 873.4273 | 267.096 | 1560.75 | 442367.1557 | 96154.56 | 43616.7768 | 0 | 117321.918
1624 | 204.599 | 871.3297 | 212.5384 | 848.2051 | 204.599 | 1608.55 | 348955.9378 | 73655.64 | 33411.0167 | 0 | 80090.2786
1625 | 286.349 | 621.2686 | 297.4607 | 604.7805 | 286.349 | 1759.2 | 533733.3267 | 103085.64 | 46760.7917 | 0 | 68952.8392
1626 | 229.93 | 238.8524 | 238.8524 | 232.5134 | 229.93 | 1754.85 | 427280.3744 | 82774.8 | 37547.569 | 0 | 56367.3395
1627 | 205.13 | 213.09 | 213.09 | 207.4347 | 205.13 | 1752.35 | 380009.0919 | 73846.8 | 33497.729 | 0 | 50800.4445
1628 | 299.2 | 310.8104 | 310.8104 | 302.5616 | 299.2 | 1718.55 | 543415.8122 | 107712 | 48859.36 | 0 | 84209.84
1629 | 287.2 | 298.3447 | 298.3447 | 290.4268 | 287.2 | 1677.45 | 508808.9055 | 103392 | 46899.76 | 0 | 92636.36
1630 | 292 | 303.331 | 303.331 | 295.2807 | 292 | 1733.3 | 534785.3217 | 105120 | 47683.6 | 0 | 77876.4
1631 | 230.4 | 239.3406 | 239.3406 | 232.9886 | 230.4 | 1709.55 | 415878.2285 | 82944 | 37624.32 | 0 | 66919.68
1632 | 164.8 | 171.195 | 171.195 | 166.6516 | 164.8 | 1597.4 | 277655.585 | 59328 | 26911.84 | 0 | 66348.48
1633 | 195.2 | 202.7747 | 202.7747 | 197.3932 | 195.2 | 1505.35 | 309936.3283 | 70272 | 31876.16 | 0 | 96555.68
1634 | 238.4 | 247.6511 | 247.6511 | 241.0785 | 238.4 | 1536.4 | 387275.4872 | 85824 | 38930.72 | 0 | 110522.24
1635 | 187.2 | 194.4642 | 194.4642 | 189.3033 | 187.2 | 1466.35 | 290315.6813 | 67392 | 30569.76 | 0 | 99899.28
1636 | 148.8 | 154.5741 | 154.5741 | 150.4718 | 148.8 | 1459.25 | 229570.5509 | 53568 | 24299.04 | 0 | 80463.6
1637 | 132.8 | 137.9533 | 137.9533 | 134.2921 | 132.8 | 1458.9 | 204739.1711 | 47808 | 21686.24 | 0 | 71858.08
1638 | 192.8 | 200.2816 | 200.2816 | 194.9662 | 192.8 | 1462.3 | 297744.0582 | 69408 | 31484.24 | 0 | 103668.56
1639 | 120 | 124.6566 | 124.6566 | 121.3483 | 120 | 1469.9 | 186237.3321 | 43200 | 19596 | 0 | 63612
1640 | 191.45 | 198.8792 | 198.8792 | 193.601 | 191.45 | 1528.8 | 309927.5723 | 68922 | 31263.785 | 0 | 90211.24
1641 | 866.164 | 899.7753 | 899.7753 | 875.8957 | 866.164 | 1684.95 | 1550234.6983 | 311819.04 | 141444.5812 | 0 | 272884.9682
1642 | 1455.515 | 1511.9959 | 1511.9959 | 1471.8683 | 1455.515 | 1612.4 | 2494418.5972 | 523985.4 | 237685.5995 | 0 | 564157.614
1643 | 1743.462 | 1811.1166 | 1811.1166 | 1763.0506 | 1743.462 | 1536.15 | 2839336.8279 | 627646.32 | 284707.3446 | 0 | 808704.8487
1644 | 1648.641 | 1712.6161 | 1712.6161 | 1667.1642 | 1648.641 | 1442.5 | 2521308.4694 | 593510.76 | 269223.0753 | 0 | 919117.3575
1645 | 1680.833 | 2539.539 | 1746.0573 | 2472.141 | 1680.833 | 1428.05 | 2541929.9041 | 605099.88 | 274480.0289 | 0 | 961352.4343
1646 | 1635.438 | 2402.6131 | 1698.9008 | 2338.849 | 1635.438 | 1429.3 | 2476783.5205 | 588757.68 | 267067.0254 | 0 | 933344.4666
1647 | 1660.537 | 2063.0174 | 1724.9737 | 2008.266 | 1660.537 | 1555.55 | 2738356.3656 | 597793.32 | 271165.6921 | 0 | 738025.6697
1648 | 1717.571 | 1556.0983 | 1556.0983 | 1514.8003 | 1514.8003 | 1565.85 | 2502856.6913 | 545328.1251 | 247366.8967 | 371678.6062 | 657650.5708
1649 | 1588.152 | 854.2715 | 854.2715 | 831.5996 | 831.5996 | 1676.9 | 1471151.6967 | 299375.8466 | 135800.2104 | 1386760.597 | 268689.8223
1650 | 1863.569 | 150.8687 | 150.8687 | 146.8648 | 146.8648 | 1652.55 | 255905.44 | 52871.3122 | 23983.0147 | 3146718.8789 | 51028.1595
1651 | 1540.524 | 857.6372 | 857.6372 | 834.876 | 834.876 | 1615.4 | 1419667.545 | 300555.3516 | 136335.247 | 2397791.9831 | 321093.3006
1652 | 1230.4 | 1225.3959 | 1225.3959 | 1192.8746 | 1192.8746 | 1561.65 | 1960035.3222 | 429434.8406 | 194796.4152 | 127511.4542 | 522896.5622
1653 | 1436 | 1225.3959 | 1225.3959 | 1192.8746 | 1192.8746 | 1518.7 | 1903747.9454 | 429434.8406 | 194796.4152 | 826140.2542 | 574130.5244
1654 | 1564.8 | 1225.3959 | 1225.3959 | 1192.8746 | 1192.8746 | 1581.1 | 1984927.2902 | 429434.8406 | 194796.4152 | 1263802.6542 | 499695.1521
1655 | 1647.2 | 1225.3959 | 1225.3959 | 1192.8746 | 1192.8746 | 1567.95 | 1971712.2348 | 429434.8406 | 194796.4152 | 1543797.8542 | 515381.4525
1656 | 1421.6 | 0 | 0 | 0 | 0 | 1552.5 | 0 | 0 | 0 | 2605792.8 | 0
1657 | 1376.8 | 0 | 0 | 0 | 0 | 1534.7 | 0 | 0 | 0 | 1638392 | 0
1658 | 1502.4 | 0 | 0 | 0 | 0 | 1534.85 | 0 | 0 | 0 | 1787856 | 0
1659 | 1624 | 0 | 0 | 0 | 0 | 1457.7 | 0 | 0 | 0 | 1932560 | 0
1660 | 1292.8 | 0 | 0 | 0 | 0 | 1289.6 | 0 | 0 | 0 | 1538432 | 0
1661 | 1245.6 | 0 | 0 | 0 | 0 | 1453.2 | 0 | 0 | 0 | 1482264 | 0
1662 | 1281.6 | 0 | 0 | 0 | 0 | 1452 | 0 | 0 | 0 | 1525104 | 0
1663 | 1044.8 | 0 | 0 | 0 | 0 | 1450.15 | 0 | 0 | 0 | 1915118.4 | 0
1664 | 1268.07 | 0 | 0 | 0 | 0 | 1453.9 | 0 | 0 | 0 | 2324372.31 | 0
1665 | 1664.469 | 520.4952 | 520.4952 | 506.6815 | 506.6815 | 1467.65 | 786688.4464 | 182405.3537 | 82741.0952 | 2122224.4176 | 269731.9168
1666 | 1354.034 | 1406.5769 | 1406.5769 | 1369.2472 | 1354.034 | 1475.95 | 2122103.9815 | 487452.24 | 221113.7522 | 0 | 709581.5177
1667 | 1675.929 | 942.7184 | 942.7184 | 917.6992 | 917.6992 | 1482.2 | 1447430.7432 | 330371.7094 | 149860.2782 | 1389835.2368 | 475184.642
1668 | 1404.339 | 1458.834 | 1458.834 | 1420.1174 | 1404.339 | 1476.75 | 2206472.9633 | 505562.04 | 229328.5587 | 0 | 734820.3818
1669 | 1405.495 | 1492.9224 | 1460.0349 | 1453.3011 | 1405.495 | 1361 | 2028506.831 | 505978.2 | 229517.3335 | 0 | 898111.305
1670 | 1385.337 | 1439.0947 | 1439.0947 | 1400.9019 | 1385.337 | 1221.05 | 1796403.1757 | 498721.32 | 226225.5321 | 0 | 1079108.2562
1671 | 1426.323 | 1481.6711 | 1481.6711 | 1442.3484 | 1426.323 | 1084.6 | 1642900.2223 | 513476.28 | 232918.5459 | 0 | 1305656.0742
1672 | 1546.268 | 1606.2705 | 1606.2705 | 1563.641 | 1546.268 | 1231.3 | 2015951.8613 | 556656.48 | 252505.5644 | 0 | 1188616.2116
1673 | 1512.557 | 945.4484 | 945.4484 | 920.3567 | 920.3567 | 1503.45 | 1461594.7255 | 331328.419 | 150294.2523 | 1085503.1143 | 457003.129
1674 | 1715.266 | 187.0399 | 187.0399 | 182.076 | 182.076 | 1517.8 | 290433.2997 | 65547.3507 | 29733.0066 | 2810337.3174 | 87797.0347
1675 | 1546.02 | 857.6372 | 857.6372 | 834.876 | 834.876 | 1631.25 | 1430983.9469 | 300555.3516 | 136335.247 | 2416467.3911 | 307860.5164
1676 | 1220 | 1225.3959 | 1225.3959 | 1192.8746 | 1192.8746 | 1605.9 | 2017560.3328 | 429434.8406 | 194796.4152 | 92172.2542 | 470111.863
1677 | 1550.4 | 1225.3959 | 1225.3959 | 1192.8746 | 1192.8746 | 1559.95 | 1961931.9715 | 429434.8406 | 194796.4152 | 1214871.4542 | 524924.449
1678 | 1778.4 | 1225.3959 | 1225.3959 | 1192.8746 | 1192.8746 | 1553.05 | 1954189.2242 | 429434.8406 | 194796.4152 | 1989615.4542 | 533155.2834
1679 | 1676.8 | 1225.3959 | 1225.3959 | 1192.8746 | 1192.8746 | 1540.75 | 1936532.6541 | 429434.8406 | 194796.4152 | 1644378.6542 | 547827.6405
1680 | 1480.8 | 0 | 0 | 0 | 0 | 1480.5 | 0 | 0 | 0 | 2714306.4 | 0
1681 | 1334.4 | 0 | 0 | 0 | 0 | 1504.05 | 0 | 0 | 0 | 1587936 | 0
1682 | 1472 | 0 | 0 | 0 | 0 | 1280.9 | 0 | 0 | 0 | 1751680 | 0
1683 | 1444.8 | 0 | 0 | 0 | 0 | 1277.7 | 0 | 0 | 0 | 1719312 | 0
1684 | 230.4 | 0 | 0 | 0 | 0 | 1199.9 | 0 | 0 | 0 | 274176 | 0
1685 | 354.4 | 0 | 0 | 0 | 0 | 1195.25 | 0 | 0 | 0 | 421736 | 0
1686 | 880.8 | 0 | 0 | 0 | 0 | 1156.05 | 0 | 0 | 0 | 1048152 | 0
1687 | 1391.249 | 126.4153 | 126.4153 | 123.0603 | 123.0603 | 1383.4 | 179529.6802 | 44301.6986 | 20095.7427 | 2324589.9347 | 75878.965
1688 | 1367.166 | 866.5595 | 866.5595 | 843.5615 | 843.5615 | 1606.95 | 1430798.2836 | 303682.132 | 137753.5893 | 959767.089 | 331561.8389
1689 | 1114.978 | 1158.2444 | 1158.2444 | 1127.5053 | 1114.978 | 1738.15 | 2047808.7377 | 401392.08 | 182075.9074 | 0 | 291956.9893
1690 | 991.078 | 1029.5365 | 1029.5365 | 1002.2132 | 991.078 | 1697.25 | 1778350.4047 | 356788.08 | 161843.0374 | 0 | 300048.8645
1691 | 1722.516 | 1789.3578 | 1789.3578 | 1741.8692 | 1722.516 | 1540.15 | 2804027.9633 | 620105.76 | 281286.8628 | 0 | 792098.9826
1692 | 1259.699 | 1601.1212 | 1308.5813 | 1558.6283 | 1259.699 | 1531.1 | 2039593.1679 | 453491.64 | 205708.8467 | 0 | 590672.8611
1693 | 1018.275 | 1605.5018 | 1057.7889 | 1562.8927 | 1018.275 | 1517.5 | 1633890.7867 | 366579 | 166284.3075 | 0 | 491317.6875
1694 | 905.101 | 1355.956 | 940.2232 | 1319.9697 | 905.101 | 1575.75 | 1507100.0264 | 325836.36 | 147802.9933 | 0 | 383989.0993
1695 | 1153.41 | 2137.1642 | 1198.1678 | 2080.445 | 1153.41 | 1706.85 | 2075917.2481 | 415227.6 | 188351.853 | 0 | 338122.1415
1696 | 1638.025 | 1755.9031 | 1701.5881 | 1709.3024 | 1638.025 | 1753.7 | 3031490.0054 | 589689 | 267489.4825 | 0 | 403445.5575
1697 | 1603.774 | 996.8911 | 996.8911 | 970.4341 | 970.4341 | 1783.2 | 1825322.1055 | 349356.2794 | 158471.8901 | 1160912.0193 | 210390.1149
1698 | 1509.175 | 199.7964 | 199.7964 | 194.4939 | 194.4939 | 1751.35 | 358765.8228 | 70017.8203 | 31760.8613 | 2409810.3733 | 48360.9195
1699 | 994.822 | 857.6372 | 857.6372 | 834.876 | 834.876 | 1774.85 | 1557222.7963 | 300555.3516 | 136335.247 | 543496.5871 | 187972.3262
1700 | 1233.6 | 1225.3959 | 1225.3959 | 1192.8746 | 1192.8746 | 1762.55 | 2212853.3605 | 429434.8406 | 194796.4152 | 138385.0542 | 283248.0636
1701 | 1465.6 | 1225.3959 | 1225.3959 | 1192.8746 | 1192.8746 | 1764.4 | 2214849.0991 | 429434.8406 | 194796.4152 | 926721.0542 | 281041.2457
1702 | 1463.2 | 1225.3959 | 1225.3959 | 1192.8746 | 1192.8746 | 1836.3 | 2309357.591 | 429434.8406 | 194796.4152 | 918565.8542 | 195273.565
1703 | 1261.6 | 1225.3959 | 1225.3959 | 1192.8746 | 1192.8746 | 1806 | 2271939.9116 | 429434.8406 | 194796.4152 | 233529.0542 | 231417.6641
1704 | 1423.2 | 0 | 0 | 0 | 0 | 1667.35 | 0 | 0 | 0 | 2608725.6 | 0
1705 | 1556.8 | 0 | 0 | 0 | 0 | 1623.2 | 0 | 0 | 0 | 1852592 | 0
1706 | 1232.8 | 0 | 0 | 0 | 0 | 1580.4 | 0 | 0 | 0 | 1467032 | 0
1707 | 1564 | 0 | 0 | 0 | 0 | 1534.7 | 0 | 0 | 0 | 1861160 | 0
1708 | 1275.2 | 0 | 0 | 0 | 0 | 1532.85 | 0 | 0 | 0 | 1517488 | 0
1709 | 1312.8 | 0 | 0 | 0 | 0 | 1533.2 | 0 | 0 | 0 | 1562232 | 0
1710 | 1168 | 0 | 0 | 0 | 0 | 1539.05 | 0 | 0 | 0 | 1389920 | 0
1711 | 1272.8 | 138.8269 | 138.8269 | 135.1425 | 135.1425 | 1651.2 | 235120.3116 | 48651.3054 | 22068.7727 | 2085326.17 | 47137.7092
1712 | 922.415 | 903.2148 | 903.2148 | 879.2439 | 879.2439 | 1648.3 | 1529913.5301 | 316527.8153 | 143580.534 | 79132.5685 | 309230.0907
1713 | 1110.192 | 1153.2727 | 1153.2727 | 1122.6655 | 1110.192 | 1740.65 | 2042222.63 | 399669.12 | 181294.3536 | 0 | 287928.2952
1714 | 1567.16 | 1627.9732 | 1627.9732 | 1584.7677 | 1567.16 | 1719.75 | 2853083.7097 | 564177.6 | 255917.228 | 0 | 439196.59
1715 | 1212.443 | 1342.7559 | 1259.4926 | 1307.1199 | 1212.443 | 1579.45 | 2026709.8578 | 436479.48 | 197991.9419 | 0 | 509892.9036
1716 | 1091.61 | 1517.0466 | 1133.9697 | 1476.785 | 1091.61 | 1531.1 | 1766444.0677 | 392979.6 | 178259.913 | 0 | 511855.929
1717 | 971.536 | 1530.8866 | 1009.2362 | 1490.2577 | 971.536 | 1590.4 | 1631767.9344 | 349752.96 | 158651.8288 | 0 | 397941.1456
1718 | 1055.456 | 1096.4127 | 1096.4127 | 1067.3145 | 1055.456 | 1578.6 | 1759744.091 | 379964.16 | 172355.9648 | 0 | 444769.1584
1719 | 957.674 | 1840.4525 | 994.8373 | 1791.6078 | 957.674 | 1639.35 | 1656678.8231 | 344762.64 | 156388.1642 | 0 | 345385.1281
1720 | 997.558 | 1697.0288 | 1036.268 | 1651.9906 | 997.558 | 1645.35 | 1731032.8588 | 359120.88 | 162901.2214 | 0 | 353783.9447
1721 | 1166.299 | 953.8243 | 953.8243 | 928.5103 | 928.5103 | 1692.2 | 1655401.479 | 334263.7119 | 151625.7337 | 435866.6674 | 285795.4737
1722 | 1040.947 | 189.5237 | 189.5237 | 184.4938 | 184.4938 | 1726.35 | 335438.7272 | 66417.7817 | 30127.8438 | 1569878.6458 | 50486.7388
1723 | 1287.915 | 895.9099 | 895.9099 | 872.1329 | 872.1329 | 1780.85 | 1633113.564 | 313967.8526 | 142419.3065 | 1412827.4945 | 191127.9303
1724 | 1227.2 | 1225.3959 | 1225.3959 | 1192.8746 | 1192.8746 | 1865.45 | 2345841.0248 | 429434.8406 | 194796.4152 | 116637.8542 | 160501.2717
1725 | 1147.2 | 1191.7168 | 1191.7168 | 1160.0893 | 1147.2 | 1820.4 | 2198959.6585 | 412992 | 187337.76 | 0 | 206037.12
1726 | 1378.4 | 1225.3959 | 1225.3959 | 1192.8746 | 1192.8746 | 1836.3 | 2310474.2354 | 429434.8406 | 194796.4152 | 630415.4542 | 195273.565
1727 | 1175.2 | 1220.8033 | 1220.8033 | 1188.4039 | 1175.2 | 1806.6 | 2239146.5208 | 423072 | 191910.16 | 0 | 227283.68
1728 | 160.8 | 0 | 0 | 0 | 0 | 1691.35 | 0 | 0 | 0 | 294746.4 | 0
1729 | 104.8 | 0 | 0 | 0 | 0 | 1768.25 | 0 | 0 | 0 | 124712 | 0
1730 | 106.4 | 0 | 0 | 0 | 0 | 1667.9 | 0 | 0 | 0 | 126616 | 0
1731 | 102.4 | 0 | 0 | 0 | 0 | 1611.7 | 0 | 0 | 0 | 121856 | 0
1732 | 108 | 0 | 0 | 0 | 0 | 1559 | 0 | 0 | 0 | 128520 | 0
1733 | 101.6 | 0 | 0 | 0 | 0 | 1527.5 | 0 | 0 | 0 | 120904 | 0
1734 | 104 | 0 | 0 | 0 | 0 | 1574.7 | 0 | 0 | 0 | 123760 | 0
1735 | 86.785 | 90.1527 | 90.1527 | 87.7601 | 86.785 | 1722.3 | 157630.2288 | 31242.6 | 14171.9905 | 0 | 24100.1945
1736 | 102.491 | 106.4681 | 106.4681 | 103.6425 | 102.491 | 1741.9 | 188514.8622 | 36896.76 | 16736.7803 | 0 | 26452.9271
1737 | 1053.719 | 1094.6083 | 1094.6083 | 1065.558 | 1053.719 | 1837.15 | 2046129.1877 | 379338.84 | 172072.3127 | 0 | 171598.1391
1738 | 1351.25 | 1403.6849 | 1403.6849 | 1366.4319 | 1351.25 | 1754.25 | 2510353.1984 | 486450 | 220659.125 | 0 | 332069.6875
1739 | 1014.359 | 1460.3579 | 1053.7209 | 1421.6008 | 1014.359 | 1613.05 | 1731675.2307 | 365169.24 | 165644.8247 | 0 | 392506.215
1740 | 1130.671 | 1174.5464 | 1174.5464 | 1143.3746 | 1130.671 | 1645.35 | 1969508.1355 | 407041.56 | 184638.5743 | 0 | 400992.4702
1741 | 1327.615 | 1379.1328 | 1379.1328 | 1342.5313 | 1327.615 | 1673.1 | 2351998.651 | 477941.4 | 216799.5295 | 0 | 433997.3435
1742 | 1312.509 | 1482.8564 | 1363.4416 | 1443.5022 | 1312.509 | 1782.5 | 2480676.9519 | 472503.24 | 214332.7197 | 0 | 285470.7075
1743 | 1182.509 | 1930.0213 | 1228.3949 | 1878.7996 | 1182.509 | 1773.35 | 2216686.8874 | 425703.24 | 193103.7197 | 0 | 268015.6649
1744 | 1270.68 | 1784.5585 | 1319.9884 | 1737.1973 | 1270.68 | 1782.2 | 2390060.0577 | 457444.8 | 207502.044 | 0 | 276754.104
1745 | 1403.753 | 1012.3028 | 1012.3028 | 985.4368 | 985.4368 | 1809.2 | 1878689.6334 | 354757.2474 | 160921.8292 | 766773.5974 | 188021.3411
1746 | 1739.825 | 201.9665 | 201.9665 | 196.6064 | 196.6064 | 1856.3 | 383994.7621 | 70778.3098 | 32105.8278 | 2828719.6643 | 28252.342
1747 | 1588.775 | 857.6372 | 857.6372 | 834.876 | 834.876 | 1883.35 | 1653084.3908 | 300555.3516 | 136335.247 | 2561748.8811 | 97388.2827
1748 | 1500.8 | 1225.3959 | 1225.3959 | 1192.8746 | 1192.8746 | 1865.55 | 2342239.2591 | 429434.8406 | 194796.4152 | 1046330.6542 | 160381.9842
1749 | 1536 | 1225.3959 | 1225.3959 | 1192.8746 | 1192.8746 | 1850.4 | 2319044.8332 | 429434.8406 | 194796.4152 | 1165940.2542 | 178454.0338
1750 | 1589.6 | 1225.3959 | 1225.3959 | 1192.8746 | 1192.8746 | 1836.3 | 2304099.1353 | 429434.8406 | 194796.4152 | 1348073.0542 | 195273.565
1751 | 1916 | 1225.3959 | 1225.3959 | 1192.8746 | 1192.8746 | 1816.05 | 2284316.5719 | 429434.8406 | 194796.4152 | 2457180.2542 | 219429.2748
1752 | 192 | 0 | 0 | 0 | 0 | 1798.85 | 0 | 0 | 0 | 351936 | 0
1753 | 107.2 | 0 | 0 | 0 | 0 | 1783.05 | 0 | 0 | 0 | 127568 | 0
1754 | 116 | 0 | 0 | 0 | 0 | 1765.4 | 0 | 0 | 0 | 138040 | 0
1755 | 110.4 | 0 | 0 | 0 | 0 | 1690.2 | 0 | 0 | 0 | 131376 | 0
1756 | 110.4 | 0 | 0 | 0 | 0 | 1666.85 | 0 | 0 | 0 | 131376 | 0
1757 | 108 | 0 | 0 | 0 | 0 | 1667.2 | 0 | 0 | 0 | 128520 | 0
1758 | 110.4 | 0 | 0 | 0 | 0 | 1673.05 | 0 | 0 | 0 | 131376 | 0
1759 | 103.221 | 107.2265 | 107.2265 | 104.3807 | 103.221 | 1783.65 | 194162.1436 | 37159.56 | 16855.9893 | 0 | 22331.8633
1760 | 126.773 | 131.6924 | 131.6924 | 128.1974 | 126.773 | 1726.8 | 231153.158 | 45638.28 | 20702.0309 | 0 | 34634.3836
1761 | 999.966 | 1038.7694 | 1038.7694 | 1011.2011 | 999.966 | 1832.7 | 1934852.8187 | 359987.76 | 163294.4478 | 0 | 167294.3118
1762 | 1972.895 | 2049.4527 | 2049.4527 | 1995.0613 | 1972.895 | 1796.3 | 3750582.1136 | 710242.2 | 322173.7535 | 0 | 401878.7115
1763 | 1497.263 | 1555.3639 | 1555.3639 | 1514.0854 | 1497.263 | 1686.25 | 2668672.8375 | 539014.68 | 244503.0479 | 0 | 469766.2663
1764 | 1447.357 | 1535.2153 | 1503.5213 | 1494.4715 | 1447.357 | 1667.7 | 2545173.8163 | 521048.52 | 236353.3981 | 0 | 480956.7311
1765 | 1492.397 | 1693.1915 | 1550.3101 | 1648.2551 | 1492.397 | 1673.1 | 2631286.8641 | 537262.92 | 243708.4301 | 0 | 487864.5793
1766 | 1665.983 | 1833.401 | 1730.6311 | 1784.7436 | 1665.983 | 1624.9 | 2858014.4876 | 599753.88 | 272055.0239 | 0 | 624910.2233
1767 | 1335.156 | 2269.5204 | 1386.9664 | 2209.2885 | 1335.156 | 1716.35 | 2416460.0696 | 480656.16 | 218030.9748 | 0 | 378716.9994
1768 | 1587.901 | 1707.0117 | 1649.5191 | 1661.7086 | 1587.901 | 1747.7 | 2920624.9363 | 571644.36 | 259304.2333 | 0 | 400627.4223
1769 | 1409.122 | 931.6718 | 931.6718 | 906.9457 | 906.9457 | 1781.7 | 1698776.3944 | 326500.4574 | 148104.2353 | 920489.1303 | 197986.2496
1770 | 1956.792 | 177.5016 | 177.5016 | 172.7908 | 172.7908 | 1804.85 | 328167.7285 | 62204.6917 | 28216.7393 | 3270074.1806 | 33720.1266
1771 | 1705.486 | 857.6372 | 857.6372 | 834.876 | 834.876 | 1868.9 | 1641815.2044 | 300555.3516 | 136335.247 | 2958332.8591 | 109452.2405
1772 | 1647.2 | 1225.3959 | 1225.3959 | 1192.8746 | 1192.8746 | 1814 | 2277978.1332 | 429434.8406 | 194796.4152 | 1543797.8542 | 221874.6677
1773 | 1580.8 | 1225.3959 | 1225.3959 | 1192.8746 | 1192.8746 | 1789.45 | 2245180.2503 | 429434.8406 | 194796.4152 | 1318170.6542 | 251159.738
1774 | 1783.2 | 1225.3959 | 1225.3959 | 1192.8746 | 1192.8746 | 1836.25 | 2307163.0687 | 429434.8406 | 194796.4152 | 2005925.8542 | 195333.2088
1775 | 1466.4 | 1225.3959 | 1225.3959 | 1192.8746 | 1192.8746 | 1816 | 2285279.428 | 429434.8406 | 194796.4152 | 929439.4542 | 219488.9185
1776 | 1642.4 | 0 | 0 | 0 | 0 | 1798.85 | 0 | 0 | 0 | 3010519.2 | 0
1777 | 1504 | 0 | 0 | 0 | 0 | 1778.15 | 0 | 0 | 0 | 2756832 | 0
1778 | 1396 | 0 | 0 | 0 | 0 | 1755.5 | 0 | 0 | 0 | 2558868 | 0
1779 | 1258.4 | 0 | 0 | 0 | 0 | 1668.7 | 0 | 0 | 0 | 2306647.2 | 0
1780 | 1348.8 | 0 | 0 | 0 | 0 | 1666.85 | 0 | 0 | 0 | 2472350.4 | 0
1781 | 1135.2 | 0 | 0 | 0 | 0 | 1667.2 | 0 | 0 | 0 | 2080821.6 | 0
1782 | 1196.8 | 0 | 0 | 0 | 0 | 1673.05 | 0 | 0 | 0 | 2193734.4 | 0
1783 | 1208.997 | 134.5418 | 134.5418 | 130.9712 | 130.9712 | 1783.65 | 246156.9615 | 47149.6208 | 21387.5919 | 1976021.3485 | 28335.6124
1784 | 230.659 | 239.6097 | 239.6097 | 233.2506 | 230.659 | 1741.9 | 423726.3689 | 83037.24 | 37666.6147 | 0 | 59533.0879
1785 | 288.152 | 376.4286 | 299.3347 | 366.4384 | 288.152 | 1838.15 | 560205.9718 | 103734.72 | 47055.2216 | 0 | 46637.4012
1786 | 332.224 | 997.3834 | 345.1169 | 970.9134 | 332.224 | 1749.75 | 615201.8946 | 119600.64 | 54252.1792 | 0 | 83139.056
1787 | 287.755 | 1381.5968 | 298.9213 | 1344.93 | 287.755 | 1695.75 | 515177.2212 | 103591.8 | 46990.3915 | 0 | 87549.4587
1788 | 233.034 | 1584.2655 | 242.0768 | 1542.22 | 233.034 | 1642.25 | 404026.7812 | 83892.24 | 38054.4522 | 0 | 83367.9135
1789 | 257.376 | 1946.745 | 267.3634 | 1895.0795 | 257.376 | 1638.15 | 445022.4743 | 92655.36 | 42029.5008 | 0 | 93131.5056
1790 | 254.785 | 2610.988 | 264.6719 | 2541.6938 | 254.785 | 1625 | 437648.0476 | 91722.6 | 41606.3905 | 0 | 95544.375
1791 | 276.33 | 2237.4078 | 287.0529 | 2178.0282 | 276.33 | 1744.85 | 509984.4516 | 99478.8 | 45124.689 | 0 | 70505.5995
1792 | 204.693 | 1659.4844 | 212.6361 | 1615.4425 | 204.693 | 1828.7 | 393975.7451 | 73689.48 | 33426.3669 | 0 | 35063.9109
1793 | 301.357 | 849.6966 | 313.0511 | 827.1461 | 301.357 | 1885.7 | 597201.1858 | 108488.52 | 49211.5981 | 0 | 34445.1051
1794 | 228.211 | 237.0667 | 237.0667 | 230.7751 | 228.211 | 1886.25 | 452289.7892 | 82155.96 | 37266.8563 | 0 | 25959.0012
1795 | 216.305 | 224.6987 | 224.6987 | 218.7353 | 216.305 | 1883.85 | 428205.6992 | 77869.8 | 35322.6065 | 0 | 25123.8258
1796 | 242.4 | 251.8063 | 251.8063 | 245.1235 | 242.4 | 1865.55 | 475574.2602 | 87264 | 39583.92 | 0 | 32590.68
1797 | 200.8 | 208.592 | 208.592 | 203.0561 | 200.8 | 1850.35 | 390375.2402 | 72288 | 32790.64 | 0 | 30049.72
1798 | 296 | 307.4862 | 307.4862 | 299.3257 | 296 | 1836.3 | 571472.3542 | 106560 | 48336.8 | 0 | 48455.2
1799 | 268 | 278.3997 | 278.3997 | 271.0111 | 268 | 1816.05 | 513126.2169 | 96480 | 43764.4 | 0 | 49298.6
1800 | 291.2 | 302.4999 | 302.4999 | 294.4718 | 291.2 | 1798.8 | 552656.2184 | 104832 | 47552.96 | 0 | 58589.44
1801 | 237.6 | 246.82 | 246.82 | 240.2695 | 237.6 | 1769.65 | 443880.0991 | 85536 | 38800.08 | 0 | 54731.16
1802 | 191.2 | 198.6195 | 198.6195 | 193.3482 | 191.2 | 1769.35 | 357635.8044 | 68832 | 31222.96 | 0 | 44100.28
1803 | 243.2 | 252.6373 | 252.6373 | 245.9325 | 243.2 | 1752.4 | 450670.2155 | 87552 | 39714.56 | 0 | 60216.32
1804 | 204 | 211.9162 | 211.9162 | 206.292 | 204 | 1671.85 | 360399.4706 | 73440 | 33313.2 | 0 | 66942.6
1805 | 236 | 245.1579 | 245.1579 | 238.6516 | 236 | 1708.1 | 425762.6254 | 84960 | 38538.8 | 0 | 68888.4
1806 | 293.6 | 304.9931 | 304.9931 | 296.8987 | 293.6 | 1748.1 | 541438.4922 | 105696 | 47944.88 | 0 | 73957.84
1807 | 169.6 | 176.1813 | 176.1813 | 171.5055 | 169.6 | 1784.9 | 319329.1436 | 61056 | 27695.68 | 0 | 36480.96
1808 | 205.306 | 213.2728 | 213.2728 | 207.6127 | 205.306 | 1791.75 | 388151.2891 | 73910.16 | 33526.4698 | 0 | 42754.9745
1809 | 1200.592 | 1247.1807 | 1247.1807 | 1214.0812 | 1200.592 | 1835.45 | 2330188.514 | 432213.12 | 196056.6736 | 0 | 197557.4136
1810 | 1832.064 | 1903.1568 | 1903.1568 | 1852.648 | 1832.064 | 1724.2 | 3347456.5524 | 659543.04 | 299176.0512 | 0 | 505283.2512
1811 | 1718.381 | 1785.0623 | 1785.0623 | 1737.6878 | 1718.381 | 1621.85 | 2949230.8695 | 618617.16 | 280611.6173 | 0 | 649805.7752
1812 | 1345.557 | 1605.2556 | 1397.771 | 1562.653 | 1345.557 | 1664.3 | 2367722.13 | 484400.52 | 219729.4581 | 0 | 451703.4849
1813 | 1408.003 | 2532.5665 | 1462.6412 | 2465.3536 | 1408.003 | 1659.85 | 2473762.6795 | 506881.08 | 229926.8899 | 0 | 478932.2205
1814 | 1247.32 | 2194.6433 | 1295.7219 | 2136.3987 | 1247.32 | 1632.1 | 2154103.1652 | 449035.2 | 203687.356 | 0 | 458889.028
1815 | 1222.285 | 1901.1103 | 1269.7155 | 1850.6559 | 1222.285 | 1651.2 | 2129992.6908 | 440022.6 | 199599.1405 | 0 | 426333.008
1816 | 1327.605 | 1589.6788 | 1379.1224 | 1547.4895 | 1327.605 | 1683.9 | 2357404.3524 | 477937.8 | 216797.8965 | 0 | 419655.9405
1817 | 1517.328 | 927.4979 | 927.4979 | 902.8826 | 902.8826 | 1817.85 | 1727878.9294 | 325037.7256 | 147440.7239 | 1126278.4712 | 164460.0603
1818 | 1493.831 | 178.4459 | 178.4459 | 173.71 | 173.71 | 1803.05 | 329882.7623 | 62535.6084 | 28366.8468 | 2419781.7502 | 34212.1891
1819 | 1418.435 | 1012.6487 | 1012.6487 | 985.7735 | 985.7735 | 1839.75 | 1907082.9123 | 354878.4743 | 160976.8191 | 1470183.6416 | 157970.2098
1820 | 1030.4 | 1070.3844 | 1070.3844 | 1041.977 | 1030.4 | 1779.85 | 1928808.6693 | 370944 | 168264.32 | 0 | 226842.56
1821 | 1524 | 1225.3959 | 1225.3959 | 1192.8746 | 1192.8746 | 1742.25 | 2185393.1808 | 429434.8406 | 194796.4152 | 1125164.2542 | 307463.4172
1822 | 1386.4 | 1225.3959 | 1225.3959 | 1192.8746 | 1192.8746 | 1823.8 | 2291096.4546 | 429434.8406 | 194796.4152 | 657599.4542 | 210184.497
1823 | 1324 | 1225.3959 | 1225.3959 | 1192.8746 | 1192.8746 | 1810.65 | 2275724.2527 | 429434.8406 | 194796.4152 | 445564.2542 | 225870.7974
1824 | 1220 | 0 | 0 | 0 | 0 | 1795.75 | 0 | 0 | 0 | 2236260 | 0
1825 | 1348.8 | 0 | 0 | 0 | 0 | 1720.9 | 0 | 0 | 0 | 1605072 | 0
1826 | 1544.8 | 0 | 0 | 0 | 0 | 1757.65 | 0 | 0 | 0 | 1838312 | 0
1827 | 1356 | 0 | 0 | 0 | 0 | 1706.9 | 0 | 0 | 0 | 1613640 | 0
1828 | 1223.2 | 0 | 0 | 0 | 0 | 1667.6 | 0 | 0 | 0 | 1455608 | 0
1829 | 995.2 | 0 | 0 | 0 | 0 | 1665.8 | 0 | 0 | 0 | 1184288 | 0
1830 | 1268 | 0 | 0 | 0 | 0 | 1636.1 | 0 | 0 | 0 | 1508920 | 0
1831 | 1071.282 | 0 | 0 | 0 | 0 | 1658.25 | 0 | 0 | 0 | 1963659.906 | 0
1832 | 1080.559 | 0 | 0 | 0 | 0 | 1666.5 | 0 | 0 | 0 | 1980664.647 | 0
1833 | 1433.37 | 390.1844 | 390.1844 | 379.8291 | 379.8291 | 1651.75 | 665090.9381 | 136738.4872 | 62026.0971 | 1931140.4125 | 132275.4949
1834 | 1536.183 | 964.4305 | 964.4305 | 938.835 | 938.835 | 1565.2 | 1559218.8904 | 337980.6088 | 153311.7595 | 1094938.839 | 408205.4687
1835 | 1523.623 | 1502.28 | 1502.28 | 1462.4103 | 1462.4103 | 1555.1 | 2415146.5031 | 526467.6943 | 238811.5958 | 112202.9489 | 650626.3255
1836 | 1417.562 | 1472.5701 | 1472.5701 | 1433.4889 | 1417.562 | 1549.65 | 2333774.1407 | 510322.32 | 231487.8746 | 0 | 638399.0467
1837 | 1857.995 | 1930.094 | 1930.094 | 1878.8704 | 1857.995 | 1395.95 | 2754375.316 | 668878.2 | 303410.5835 | 0 | 1122321.8798
1838 | 1821.112 | 1841.8185 | 1841.8185 | 1792.9376 | 1792.9376 | 731.5 | 1392772.2699 | 645457.5434 | 292786.7135 | 51643.6373 | 2274341.3718
1839 | 2055.08 | 1953.5845 | 1953.5845 | 1901.7375 | 1901.7375 | 1416.75 | 2852740.8419 | 684625.4829 | 310553.726 | 281076.8895 | 1109188.3692
1840 | 1685.353 | 1579.0175 | 1579.0175 | 1537.1112 | 1537.1112 | 1350.3 | 2192336.9409 | 553360.0446 | 251010.2647 | 271727.1555 | 998661.1693
1841 | 1935.979 | 885.6652 | 885.6652 | 862.1601 | 862.1601 | 1576.35 | 1433188.6426 | 310377.6432 | 140790.7476 | 1968310.007 | 365254.1349
1842 | 1652.92 | 166.0623 | 166.0623 | 161.6551 | 161.6551 | 1588.1 | 270010.6943 | 58195.8309 | 26398.2755 | 2733488.5879 | 66585.7298
1843 | 1211.742 | 994.3657 | 994.3657 | 967.9758 | 967.9758 | 1767.15 | 1800472.906 | 348471.2866 | 158070.4475 | 828317.5607 | 225393.1641
1844 | 1214.4 | 1225.3959 | 1225.3959 | 1192.8746 | 1192.8746 | 1811.25 | 2279975.4195 | 429434.8406 | 194796.4152 | 73143.4542 | 225155.0727
1845 | 1048 | 1088.6674 | 1088.6674 | 1059.7747 | 1048 | 1792.65 | 1983231.7004 | 377280 | 171138.4 | 0 | 217302.8
1846 | 1320.8 | 1225.3959 | 1225.3959 | 1192.8746 | 1192.8746 | 1776.85 | 2234823.6282 | 429434.8406 | 194796.4152 | 434690.6542 | 266189.9575
1847 | 1692 | 1225.3959 | 1225.3959 | 1192.8746 | 1192.8746 | 1769 | 2225519.5721 | 429434.8406 | 194796.4152 | 1696028.2542 | 275554.0227
1848 | 1456.8 | 0 | 0 | 0 | 0 | 1704.35 | 0 | 0 | 0 | 2670314.4 | 0
1849 | 1660.8 | 0 | 0 | 0 | 0 | 1680.2 | 0 | 0 | 0 | 1976352 | 0
1850 | 1558.4 | 0 | 0 | 0 | 0 | 1639.4 | 0 | 0 | 0 | 1854496 | 0
1851 | 1351.2 | 0 | 0 | 0 | 0 | 1570.35 | 0 | 0 | 0 | 1607928 | 0
1852 | 954.4 | 0 | 0 | 0 | 0 | 1527.15 | 0 | 0 | 0 | 1135736 | 0
1853 | 1149.6 | 0 | 0 | 0 | 0 | 1491.05 | 0 | 0 | 0 | 1368024 | 0
1854 | 950.4 | 0 | 0 | 0 | 0 | 1533.35 | 0 | 0 | 0 | 1130976 | 0
1855 | 1003.501 | 0 | 0 | 0 | 0 | 1657.2 | 0 | 0 | 0 | 1839417.333 | 0
1856 | 1142.233 | 0 | 0 | 0 | 0 | 1705.3 | 0 | 0 | 0 | 2093713.089 | 0
1857 | 1496.27 | 985.5307 | 985.5307 | 959.3752 | 959.3752 | 1786.2 | 1807144.8027 | 345375.086 | 156665.9765 | 984128.0973 | 205114.426
1858 | 1685.004 | 1750.3902 | 1750.3902 | 1703.9358 | 1685.004 | 1725.75 | 3069760.075 | 606601.44 | 275161.1532 | 0 | 462112.347
1859 | 1751.14 | 1819.0925 | 1819.0925 | 1770.8148 | 1751.14 | 1613.05 | 2980502.079 | 630410.4 | 285961.162 | 0 | 677603.623
1860 | 1623.245 | 1689.243 | 1686.2346 | 1644.4114 | 1623.245 | 1667.7 | 2853565.2947 | 584368.2 | 265075.9085 | 0 | 539404.3135
1861 | 1835.131 | 1906.3428 | 1906.3428 | 1855.7495 | 1835.131 | 1590.4 | 3080817.8998 | 660647.16 | 299676.8923 | 0 | 751669.6576
1862 | 1759.08 | 1827.3407 | 1827.3407 | 1778.844 | 1759.08 | 1685.4 | 3126620.4496 | 633268.8 | 287257.764 | 0 | 553406.568
1863 | 1738.997 | 1806.4783 | 1806.4783 | 1758.5354 | 1738.997 | 1706.85 | 3124110.6465 | 626038.92 | 283978.2101 | 0 | 509786.9706
1864 | 1558.583 | 1619.0634 | 1619.0634 | 1576.0944 | 1558.583 | 1747.7 | 2863479.4216 | 561089.88 | 254516.6039 | 0 | 393230.4909
1865 | 1589.517 | 1000.9154 | 1000.9154 | 974.3516 | 974.3516 | 1829.75 | 1872512.8551 | 350766.5888 | 159111.6221 | 1127598.113 | 165883.366
1866 | 1636.574 | 197.6336 | 197.6336 | 192.3886 | 192.3886 | 1871.9 | 378089.1343 | 69259.8791 | 31417.0507 | 2647191.9242 | 24644.9737
1867 | 1446.081 | 857.6372 | 857.6372 | 834.876 | 834.876 | 1883.75 | 1652635.0455 | 300555.3516 | 136335.247 | 2076874.6691 | 97054.3323
1868 | 1508 | 1225.3959 | 1225.3959 | 1192.8746 | 1192.8746 | 1860.45 | 2334503.5664 | 429434.8406 | 194796.4152 | 1070796.2542 | 166465.6445
1869 | 1304 | 1225.3959 | 1225.3959 | 1192.8746 | 1192.8746 | 1840.95 | 2307762.1218 | 429434.8406 | 194796.4152 | 377604.2542 | 189726.6983
1870 | 1274.4 | 1225.3959 | 1225.3959 | 1192.8746 | 1192.8746 | 1836.3 | 2302333.955 | 429434.8406 | 194796.4152 | 277023.4542 | 195273.565
1871 | 1512.8 | 1225.3959 | 1225.3959 | 1192.8746 | 1192.8746 | 1816.05 | 2283234.3782 | 429434.8406 | 194796.4152 | 1087106.6542 | 219429.2748
1872 | 1444 | 0 | 0 | 0 | 0 | 1793.75 | 0 | 0 | 0 | 2646852 | 0
1873 | 1532 | 0 | 0 | 0 | 0 | 1638.25 | 0 | 0 | 0 | 1823080 | 0
1874 | 1208.8 | 0 | 0 | 0 | 0 | 1709 | 0 | 0 | 0 | 1438472 | 0
1875 | 1256.8 | 0 | 0 | 0 | 0 | 1665.2 | 0 | 0 | 0 | 1495592 | 0
1876 | 1124 | 0 | 0 | 0 | 0 | 1654.85 | 0 | 0 | 0 | 1337560 | 0
1877 | 1070.4 | 0 | 0 | 0 | 0 | 1610.2 | 0 | 0 | 0 | 1273776 | 0
1878 | 1064 | 0 | 0 | 0 | 0 | 1638.55 | 0 | 0 | 0 | 1266160 | 0
1879 | 1158.633 | 0 | 0 | 0 | 0 | 1685.7 | 0 | 0 | 0 | 2123774.289 | 0
1880 | 1337.607 | 85.7336 | 85.7336 | 83.4583 | 83.4583 | 1693.3 | 149342.9805 | 30044.9779 | 13628.7358 | 2298854.6187 | 25596.652
1881 | 1602.436 | 1448.8168 | 1448.8168 | 1410.366 | 1410.366 | 1734.65 | 2580544.302 | 507731.7668 | 230312.7709 | 352064.2753 | 374240.6231
1882 | 1659.929 | 1724.3421 | 1724.3421 | 1678.579 | 1659.929 | 1687.75 | 2959334.9247 | 597574.44 | 271066.4057 | 0 | 518312.8302
1883 | 0 | 1121.6235 | 0 | 1091.8562 | 0 | 1625.85 | 0 | 0 | 0 | 0 | 0
1884 | 1537.528 | 1765.9847 | 1597.1914 | 1719.1164 | 1537.528 | 1573.95 | 2558338.5988 | 553510.08 | 251078.3224 | 0 | 655063.8044
1885 | 1283.8 | 1729.7065 | 1333.6175 | 1683.801 | 1283.8 | 1517.5 | 2059853.1361 | 462168 | 209644.54 | 0 | 619433.5
1886 | 1608.326 | 1670.7367 | 1670.7367 | 1626.3962 | 1608.326 | 1539.3 | 2620002.3475 | 578997.36 | 262639.6358 | 0 | 740955.7882
1887 | 1597.92 | 1659.9269 | 1659.9269 | 1615.8733 | 1597.92 | 1560.75 | 2627620.5648 | 575251.2 | 260940.336 | 0 | 701886.36
1888 | 1735.168 | 1802.5008 | 1802.5008 | 1754.6634 | 1735.168 | 1612.45 | 2940443.2822 | 624660.48 | 283352.9344 | 0 | 672464.3584
1889 | 1535.971 | 1030.2211 | 1030.2211 | 1002.8796 | 1002.8796 | 1759.2 | 1854774.1207 | 361036.6555 | 163770.2384 | 977156.539 | 241493.4073
1890 | 1401.399 | 198.2694 | 198.2694 | 193.0074 | 193.0074 | 1777.35 | 360881.1391 | 69482.6745 | 31518.1132 | 2214981.7493 | 42973.1041
1891 | 1316.835 | 890.4852 | 890.4852 | 866.8523 | 866.8523 | 1777.35 | 1621508.3335 | 312066.8109 | 141556.9728 | 1529041.3761 | 193004.654
1892 | 1148 | 1192.5479 | 1192.5479 | 1160.8983 | 1148 | 1758.05 | 2128602.005 | 413280 | 187468.4 | 0 | 277758.6
1893 | 1382.4 | 1225.3959 | 1225.3959 | 1192.8746 | 1192.8746 | 1718.9 | 2160732.8739 | 429434.8406 | 194796.4152 | 644007.4542 | 335317.0381
1894 | 1640.8 | 1225.3959 | 1225.3959 | 1192.8746 | 1192.8746 | 1821.85 | 2290730.3124 | 429434.8406 | 194796.4152 | 1522050.6542 | 212510.6024
1895 | 1377.6 | 1225.3959 | 1225.3959 | 1192.8746 | 1192.8746 | 1797.15 | 2265955.5731 | 429434.8406 | 194796.4152 | 627697.0542 | 241974.604
1896 | 1239.2 | 0 | 0 | 0 | 0 | 1713.85 | 0 | 0 | 0 | 2271453.6 | 0
1897 | 950.4 | 0 | 0 | 0 | 0 | 1472.8 | 0 | 0 | 0 | 1130976 | 0
1898 | 1244.8 | 0 | 0 | 0 | 0 | 1459.8 | 0 | 0 | 0 | 1481312 | 0
1899 | 963.2 | 0 | 0 | 0 | 0 | 1366.4 | 0 | 0 | 0 | 1146208 | 0
1900 | 860.8 | 0 | 0 | 0 | 0 | 1149.85 | 0 | 0 | 0 | 1024352 | 0
1901 | 976.8 | 0 | 0 | 0 | 0 | 1150.2 | 0 | 0 | 0 | 1162392 | 0
1902 | 1053.6 | 0 | 0 | 0 | 0 | 1162.55 | 0 | 0 | 0 | 1253784 | 0
1903 | 880.938 | 180.7074 | 180.7074 | 175.9115 | 175.9115 | 1473.1 | 273812.1488 | 63328.1338 | 28726.3452 | 1292313.6058 | 92687.7603
1904 | 756.271 | 785.6179 | 785.6179 | 764.768 | 756.271 | 1330.8 | 1061679.152 | 272257.56 | 123499.0543 | 0 | 506096.5532
1905 | 1395.164 | 1449.303 | 1449.303 | 1410.8393 | 1395.164 | 1536.95 | 2262494.3537 | 502259.04 | 227830.2812 | 0 | 646030.6902
1906 | 1631.193 | 1694.491 | 1694.491 | 1649.5202 | 1631.193 | 1614.55 | 2777730.4247 | 587229.48 | 266373.8169 | 0 | 628743.3418
1907 | 1633.019 | 1696.3879 | 1696.3879 | 1651.3667 | 1633.019 | 1540.15 | 2657008.4993 | 587886.84 | 266672.0027 | 0 | 750943.7871
1908 | 1231.998 | 1704.9082 | 1279.8054 | 1659.6608 | 1231.998 | 1531.1 | 1993988.0007 | 443519.28 | 201185.2734 | 0 | 577683.8622
1909 | 1467.239 | 1709.5308 | 1524.1759 | 1664.1608 | 1467.239 | 1517.5 | 2356475.3723 | 528206.04 | 239600.1287 | 0 | 707942.8175
1910 | 1286.247 | 1336.1595 | 1336.1595 | 1300.6985 | 1286.247 | 1539.3 | 2092836.3657 | 463048.92 | 210044.1351 | 0 | 592573.9929
1911 | 1439.505 | 1850.266 | 1495.3646 | 1801.161 | 1439.505 | 1560.75 | 2372674.9754 | 518221.8 | 235071.1665 | 0 | 632302.5713
1912 | 1449.081 | 1802.2276 | 1505.3122 | 1754.3974 | 1449.081 | 1569.6 | 2400791.8988 | 521669.16 | 236634.9273 | 0 | 623684.4624
1913 | 1125.488 | 1011.8904 | 1011.8904 | 985.0353 | 985.0353 | 1652.9 | 1718580.7204 | 354612.7217 | 160856.2707 | 257449.7295 | 341905.7658
1914 | 1313.406 | 194.7936 | 194.7936 | 189.6238 | 189.6238 | 1675.5 | 335112.7618 | 68264.5808 | 30965.5723 | 2059892.7077 | 61532.9346
1915 | 1105.904 | 1148.8183 | 1148.8183 | 1118.3293 | 1105.904 | 1688.9 | 1966005.0208 | 398125.44 | 180594.1232 | 0 | 344046.7344
1916 | 1031.2 | 1071.2155 | 1071.2155 | 1042.786 | 1031.2 | 1728.05 | 1877450.7699 | 371232 | 168394.96 | 0 | 280434.84
1917 | 1051.2 | 1091.9916 | 1091.9916 | 1063.0107 | 1051.2 | 1655.45 | 1834305.8547 | 378432 | 171660.96 | 0 | 362190.96
1918 | 1335.2 | 1225.3959 | 1225.3959 | 1192.8746 | 1192.8746 | 1775.35 | 2233926.3014 | 429434.8406 | 194796.4152 | 483621.8542 | 267979.2693
1919 | 1077.6 | 1119.416 | 1119.416 | 1089.7073 | 1077.6 | 1707.05 | 1944240.2634 | 387936 | 175972.08 | 0 | 315682.92
1920 | 1121.6 | 0 | 0 | 0 | 0 | 1603.9 | 0 | 0 | 0 | 2055892.8 | 0
1921 | 1212 | 0 | 0 | 0 | 0 | 1604.35 | 0 | 0 | 0 | 1442280 | 0
1922 | 1262.4 | 0 | 0 | 0 | 0 | 1498.85 | 0 | 0 | 0 | 1502256 | 0
1923 | 1207.2 | 0 | 0 | 0 | 0 | 1456.1 | 0 | 0 | 0 | 1436568 | 0
1924 | 970.4 | 0 | 0 | 0 | 0 | 1324.55 | 0 | 0 | 0 | 1154776 | 0
1925 | 967.2 | 0 | 0 | 0 | 0 | 1195.2 | 0 | 0 | 0 | 1150968 | 0
1926 | 1076.8 | 0 | 0 | 0 | 0 | 1330.75 | 0 | 0 | 0 | 1281392 | 0
1927 | 691.327 | 282.8104 | 282.8104 | 275.3048 | 275.3048 | 1501.05 | 435947.9512 | 99109.729 | 44957.2743 | 762568.6875 | 137363.3313
1928 | 897.95 | 932.7947 | 932.7947 | 908.0389 | 897.95 | 1495.3 | 1416012.3025 | 323262 | 146635.235 | 0 | 453195.365
1929 | 500.197 | 528.0037 | 519.607 | 513.9907 | 500.197 | 1645.8 | 868186.3639 | 180070.92 | 81682.1701 | 0 | 177169.7774
1930 | 375.337 | 1066.6967 | 389.9019 | 1038.3871 | 375.337 | 1609.8 | 637519.0753 | 135121.32 | 61292.5321 | 0 | 146456.4974
1931 | 375.588 | 1384.3102 | 390.1626 | 1347.5713 | 375.588 | 1542.75 | 611998.6001 | 135211.68 | 61333.5204 | 0 | 171737.613
1932 | 389.912 | 1543.9007 | 405.0424 | 1502.9264 | 389.912 | 1536.3 | 632126.5778 | 140368.32 | 63672.6296 | 0 | 180802.1944
1933 | 750.082 | 985.3167 | 779.1887 | 959.1669 | 750.082 | 1520.1 | 1203638.119 | 270029.52 | 122488.3906 | 0 | 359964.3518
1934 | 1316.533 | 2334.0073 | 1367.6207 | 2272.064 | 1316.533 | 1539.3 | 2140737.4523 | 473951.88 | 214989.8389 | 0 | 606526.7531
1935 | 1499.779 | 2206.8919 | 1557.9775 | 2148.3222 | 1499.779 | 1560.75 | 2469547.3735 | 539920.44 | 244913.9107 | 0 | 658777.9257
1936 | 1507.149 | 1653.961 | 1565.6335 | 1610.0658 | 1507.149 | 1606.05 | 2550967.778 | 542573.64 | 246117.4317 | 0 | 593741.3486
1937 | 1397.369 | 914.4079 | 914.4079 | 890.14 | 890.14 | 1721.2 | 1611887.4282 | 320450.3976 | 145359.8609 | 929750.7692 | 248171.0301
1938 | 997.74 | 173.6996 | 173.6996 | 169.0897 | 169.0897 | 1754.85 | 312414.1814 | 60872.2879 | 27612.3462 | 1518916.0207 | 41452.3372
1939 | 884.928 | 919.2674 | 919.2674 | 894.8706 | 884.928 | 1780.85 | 1658829.5793 | 318574.08 | 144508.7424 | 0 | 193931.9712
1940 | 686.4 | 713.0356 | 713.0356 | 694.112 | 686.4 | 1804.6 | 1306324.7552 | 247104 | 112089.12 | 0 | 134122.56
1941 | 1051.2 | 1091.9916 | 1091.9916 | 1063.0107 | 1051.2 | 1747.4 | 1935246.9861 | 378432 | 171660.96 | 0 | 265533.12
1942 | 1072.8 | 1114.4297 | 1114.4297 | 1084.8534 | 1072.8 | 1836.25 | 2077928.6509 | 386208 | 175188.24 | 0 | 175671
1943 | 1167.2 | 1212.4929 | 1212.4929 | 1180.314 | 1167.2 | 1764.05 | 2177436.9449 | 420192 | 190603.76 | 0 | 275400.84
1944 | 1155.2 | 0 | 0 | 0 | 0 | 1695.85 | 0 | 0 | 0 | 2117481.6 | 0
1945 | 943.2 | 0 | 0 | 0 | 0 | 1656.7 | 0 | 0 | 0 | 1728885.6 | 0
1946 | 1432.8 | 0 | 0 | 0 | 0 | 1615.4 | 0 | 0 | 0 | 2626322.4 | 0
1947 | 1044 | 0 | 0 | 0 | 0 | 1611.7 | 0 | 0 | 0 | 1913652 | 0
1948 | 1157.6 | 0 | 0 | 0 | 0 | 1482.2 | 0 | 0 | 0 | 2121880.8 | 0
1949 | 960.8 | 0 | 0 | 0 | 0 | 1457.2 | 0 | 0 | 0 | 1761146.4 | 0
1950 | 852.8 | 0 | 0 | 0 | 0 | 1463.05 | 0 | 0 | 0 | 1563182.4 | 0
1951 | 1154.806 | 885.4782 | 885.4782 | 861.9781 | 861.9781 | 1576.25 | 1435695.7752 | 310312.1152 | 140761.0233 | 536753.545 | 365263.2189
1952 | 248.715 | 258.3663 | 258.3663 | 251.5094 | 248.715 | 1543.4 | 405336.8546 | 89537.4 | 40615.1595 | 0 | 113563.269
1953 | 294.906 | 454.9082 | 306.3498 | 442.8352 | 294.906 | 1559.5 | 485875.168 | 106166.16 | 48158.1498 | 0 | 129906.093
1954 | 233.76 | 990.6613 | 242.831 | 964.3697 | 233.76 | 1541.65 | 380790.4803 | 84153.6 | 38173.008 | 0 | 107143.896
1955 | 233.438 | 1304.5258 | 242.4975 | 1269.9044 | 233.438 | 1280.75 | 315757.7298 | 84037.68 | 38120.4254 | 0 | 167900.2815
1956 | 273.494 | 1492.5339 | 284.1079 | 1452.9229 | 273.494 | 1335.7 | 386217.7016 | 98457.84 | 44661.5702 | 0 | 181682.0642
1957 | 185.868 | 1867.5663 | 193.0806 | 1818.0021 | 185.868 | 1264.6 | 248484.4973 | 66912.48 | 30352.2444 | 0 | 136687.3272
1958 | 251.672 | 2515.1177 | 261.4381 | 2448.3678 | 251.672 | 812.9 | 216218.6507 | 90601.92 | 41098.0376 | 0 | 298759.8312
1959 | 290.153 | 2159.5951 | 301.4123 | 2102.2806 | 290.153 | 1140.35 | 349437.5347 | 104455.08 | 47381.9849 | 0 | 249430.0265
1960 | 251.848 | 1612.9781 | 261.6209 | 1570.1705 | 251.848 | 1310.2 | 348364.8073 | 90665.28 | 41126.7784 | 0 | 173724.7504
1961 | 267.282 | 894.8545 | 277.6538 | 871.1055 | 267.282 | 1678 | 472418.0217 | 96221.52 | 43647.1506 | 0 | 86064.804
1962 | 269.159 | 279.6036 | 279.6036 | 272.1831 | 269.159 | 1759.85 | 498129.5511 | 96897.24 | 43953.6647 | 0 | 64638.5339
1963 | 186.389 | 193.6218 | 193.6218 | 188.4832 | 186.389 | 1822.9 | 357246.1717 | 67100.04 | 30437.3237 | 0 | 33009.4919
1964 | 352 | 365.6593 | 365.6593 | 355.9549 | 352 | 1856.1 | 687776.7077 | 126720 | 57481.6 | 0 | 50652.8
1965 | 209.6 | 217.7335 | 217.7335 | 211.9549 | 209.6 | 1798.9 | 396999.4257 | 75456 | 34227.68 | 0 | 42150.56
1966 | 269.6 | 280.0618 | 280.0618 | 272.6291 | 269.6 | 1836.3 | 521633.9565 | 97056 | 44025.68 | 0 | 44133.52
1967 | 288.8 | 300.0068 | 300.0068 | 292.0448 | 288.8 | 1816.05 | 554423.4142 | 103968 | 47161.04 | 0 | 53124.76
1968 | 246.4 | 255.9615 | 255.9615 | 249.1684 | 246.4 | 1779.95 | 463960.8413 | 88704 | 40237.12 | 0 | 54220.32
1969 | 255.2 | 265.103 | 265.103 | 258.0673 | 255.2 | 1682.05 | 454070.136 | 91872 | 41674.16 | 0 | 81140.84
1970 | 220 | 228.537 | 228.537 | 222.4718 | 220 | 1677.3 | 390460.2482 | 79200 | 35926 | 0 | 70994
1971 | 287.2 | 298.3447 | 298.3447 | 290.4268 | 287.2 | 1670.25 | 506831.1131 | 103392 | 46899.76 | 0 | 94704.2
1972 | 292.8 | 304.162 | 304.162 | 296.0897 | 292.8 | 1664.85 | 514660.9567 | 105408 | 47814.24 | 0 | 98131.92
1973 | 234.4 | 243.4958 | 243.4958 | 237.0336 | 234.4 | 1639.5 | 405755.3098 | 84384 | 38277.52 | 0 | 84501.2
1974 | 231.2 | 240.1717 | 240.1717 | 233.7976 | 231.2 | 1642.9 | 400616.0861 | 83232 | 37754.96 | 0 | 82561.52
1975 | 217.414 | 225.8507 | 225.8507 | 219.8567 | 217.414 | 1682.5 | 385955.0671 | 78269.04 | 35503.7062 | 0 | 69028.945
1976 | 235.207 | 244.3341 | 244.3341 | 237.8497 | 235.207 | 1702.7 | 422782.1584 | 84674.52 | 38409.3031 | 0 | 69927.0411
1977 | 822.233 | 854.1395 | 854.1395 | 831.4711 | 822.233 | 1826.05 | 1582473.778 | 296003.88 | 134270.6489 | 0 | 143027.4304
1978 | 1224.436 | 1271.9499 | 1271.9499 | 1238.1931 | 1224.436 | 1746.7 | 2259660.6064 | 440796.96 | 199950.3988 | 0 | 310149.6388
1979 | 1183.914 | 1328.6811 | 1229.8555 | 1293.4187 | 1183.914 | 1672.75 | 2093771.1514 | 426209.04 | 193333.1562 | 0 | 387435.8565
1980 | 1080.396 | 1643.4961 | 1122.3195 | 1599.8786 | 1080.396 | 1683.3 | 1921755.9114 | 388942.56 | 176428.6668 | 0 | 342161.4132
1981 | 1034.163 | 2772.8244 | 1074.2934 | 2699.2351 | 1034.163 | 1669.35 | 1823898.8251 | 372298.68 | 168878.8179 | 0 | 341945.996
1982 | 1287.314 | 2587.2918 | 1337.2679 | 2518.6265 | 1287.314 | 1692.05 | 2304811.5968 | 463433.04 | 210218.3762 | 0 | 396428.3463
1983 | 930.64 | 2225.0606 | 966.7533 | 2166.0087 | 930.64 | 1736.15 | 1704350.7699 | 335030.4 | 151973.512 | 0 | 245549.364
1984 | 1303.577 | 1662.4803 | 1354.162 | 1618.3589 | 1303.577 | 1775.85 | 2437962.8441 | 469287.72 | 212874.1241 | 0 | 292196.7845
1985 | 1377.861 | 917.4827 | 917.4827 | 893.1333 | 893.1333 | 1874.3 | 1758500.4053 | 321527.9701 | 145848.6598 | 888505.9653 | 112266.8496
1986 | 1489.129 | 170.6528 | 170.6528 | 166.1237 | 166.1237 | 1854.55 | 323503.3373 | 59804.5446 | 27128.0059 | 2425068.6506 | 24162.6973
1987 | 1582.537 | 857.6372 | 857.6372 | 834.876 | 834.876 | 1849.15 | 1619461.5537 | 300555.3516 | 136335.247 | 2540552.1571 | 125941.0411
1988 | 1236.8 | 1225.3959 | 1225.3959 | 1192.8746 | 1192.8746 | 1789.25 | 2241662.9413 | 429434.8406 | 194796.4152 | 149258.6542 | 251398.313
1989 | 1488.8 | 1225.3959 | 1225.3959 | 1192.8746 | 1192.8746 | 1780.2 | 2230887.7227 | 429434.8406 | 194796.4152 | 1005554.6542 | 262193.8277
1990 | 1436.8 | 1225.3959 | 1225.3959 | 1192.8746 | 1192.8746 | 1823.8 | 2286781.5097 | 429434.8406 | 194796.4152 | 828858.6542 | 210184.497
1991 | 1529.6 | 1225.3959 | 1225.3959 | 1192.8746 | 1192.8746 | 1810.65 | 2277845.081 | 429434.8406 | 194796.4152 | 1144193.0542 | 225870.7974
1992 | 1294.4 | 0 | 0 | 0 | 0 | 1786.3 | 0 | 0 | 0 | 2372635.2 | 0
1993 | 1304 | 0 | 0 | 0 | 0 | 1713 | 0 | 0 | 0 | 1551760 | 0
1994 | 1234.4 | 0 | 0 | 0 | 0 | 1763.1 | 0 | 0 | 0 | 1468936 | 0
1995 | 1701.6 | 0 | 0 | 0 | 0 | 1712.35 | 0 | 0 | 0 | 2024904 | 0
1996 | 1300 | 0 | 0 | 0 | 0 | 1667.6 | 0 | 0 | 0 | 1547000 | 0
1997 | 1364.8 | 0 | 0 | 0 | 0 | 1665.8 | 0 | 0 | 0 | 1624112 | 0
1998 | 1507.2 | 0 | 0 | 0 | 0 | 1664.6 | 0 | 0 | 0 | 1793568 | 0
1999 | 1696 | 0 | 0 | 0 | 0 | 1741.4 | 0 | 0 | 0 | 3108768 | 0
2000 | 1387.644 | 0 | 0 | 0 | 0 | 1663 | 0 | 0 | 0 | 2543551.452 | 0
2001 | 1583.009 | 442.1558 | 442.1558 | 430.4212 | 430.4212 | 1529.45 | 698311.8507 | 154951.6464 | 70287.7885 | 2112693.3638 | 202534.7145
2002 | 2116.262 | 1448.9706 | 1448.9706 | 1410.5157 | 1410.5157 | 1503.9 | 2254184.6749 | 507785.6454 | 230337.2108 | 1293633.0013 | 699756.8297
2003 | 2008.054 | 2085.976 | 2085.976 | 2030.6154 | 2008.054 | 1562.6 | 3336577.3471 | 722899.44 | 327915.2182 | 0 | 878322.8196
2004 | 1681.412 | 1746.6588 | 1746.6588 | 1700.3034 | 1681.412 | 1549.65 | 2775776.7927 | 605308.32 | 274574.5796 | 0 | 757223.8942
2005 | 1625.792 | 1688.8804 | 1688.8804 | 1644.0585 | 1625.792 | 1468.15 | 2544543.7733 | 585285.12 | 265491.8336 | 0 | 864677.4752
2006 | 1544.619 | 1604.5576 | 1604.5576 | 1561.9735 | 1544.619 | 1475.4 | 2422039.5455 | 556062.84 | 252236.2827 | 0 | 810307.1274
2007 | 1606.752 | 1669.1016 | 1669.1016 | 1624.8046 | 1606.752 | 1550.75 | 2651601.3276 | 578430.72 | 262382.6016 | 0 | 721833.336
2008 | 1395.182 | 1449.3217 | 1449.3217 | 1410.8575 | 1395.182 | 1583.95 | 2342100.902 | 502265.52 | 227833.2206 | 0 | 580465.4711
2009 | 1443.602 | 909.6148 | 909.6148 | 885.4742 | 885.4742 | 1709.05 | 1596572.1384 | 318770.6951 | 144597.9292 | 1023048.3435 | 257628.7048
2010 | 1556.4 | 171.9388 | 171.9388 | 167.3756 | 167.3756 | 1821.35 | 321196.3607 | 60255.232 | 27332.4428 | 2546081.6435 | 29901.6589
2011 | 1556.11 | 967.7723 | 967.7723 | 942.0882 | 942.0882 | 1832.6 | 1817994.7186 | 339151.7408 | 153842.998 | 2086446.1818 | 157705.5595
2012 | 1073.6 | 1115.2608 | 1115.2608 | 1085.6624 | 1073.6 | 1816.75 | 2057251.8908 | 386496 | 175318.88 | 0 | 196737.2
2013 | 1459.2 | 1225.3959 | 1225.3959 | 1192.8746 | 1192.8746 | 1802.65 | 2272861.6189 | 429434.8406 | 194796.4152 | 904973.8542 | 235413.7939
2014 | 1785.6 | 1225.3959 | 1225.3959 | 1192.8746 | 1192.8746 | 1795.75 | 2264253.3009 | 429434.8406 | 194796.4152 | 2014081.0542 | 243644.6283
2015 | 1840 | 1225.3959 | 1225.3959 | 1192.8746 | 1192.8746 | 1731.9 | 2185410.3829 | 429434.8406 | 194796.4152 | 2198932.2542 | 319809.6688
2016 | 1543.2 | 0 | 0 | 0 | 0 | 1667.75 | 0 | 0 | 0 | 2828685.6 | 0
2017 | 1344.8 | 0 | 0 | 0 | 0 | 1698.75 | 0 | 0 | 0 | 1600312 | 0
2018 | 1585.6 | 0 | 0 | 0 | 0 | 1615.4 | 0 | 0 | 0 | 1886864 | 0
2019 | 1395.2 | 0 | 0 | 0 | 0 | 1560.85 | 0 | 0 | 0 | 1660288 | 0
2020 | 1634.4 | 0 | 0 | 0 | 0 | 1504.95 | 0 | 0 | 0 | 1944936 | 0
2021 | 1428 | 0 | 0 | 0 | 0 | 1482.55 | 0 | 0 | 0 | 1699320 | 0
2022 | 1732.8 | 0 | 0 | 0 | 0 | 1541.05 | 0 | 0 | 0 | 2062032 | 0
2023 | 1353.618 | 0 | 0 | 0 | 0 | 1682.2 | 0 | 0 | 0 | 2481181.794 | 0
2024 | 1535.856 | 0 | 0 | 0 | 0 | 1698.3 | 0 | 0 | 0 | 2815224.048 | 0
2025 | 1275.614 | 394.4425 | 394.4425 | 383.9742 | 383.9742 | 1740.65 | 704808.9851 | 138230.7067 | 62702.9845 | 1634375.7804 | 99583.705
2026 | 1988.333 | 963.7397 | 963.7397 | 938.1626 | 938.1626 | 1754.25 | 1740909.7447 | 337738.5191 | 153201.9449 | 1924962.4293 | 230553.4474
2027 | 1904.751 | 1876.1042 | 1876.1042 | 1826.3134 | 1826.3134 | 1643.3 | 3177641.1605 | 657472.8406 | 298236.9858 | 143776.036 | 651446.0063
2028 | 1672.28 | 1737.1724 | 1737.1724 | 1691.0688 | 1672.28 | 1559.05 | 2755232.7301 | 602020.8 | 273083.324 | 0 | 737391.866
2029 | 1859.284 | 1847.6358 | 1847.6358 | 1798.6005 | 1798.6005 | 1517.5 | 2879850.9964 | 647496.1941 | 293711.468 | 111232.7838 | 867824.7601
2030 | 1626.32 | 1533.0016 | 1533.0016 | 1492.3165 | 1492.3165 | 1619.7 | 2555658.7419 | 537233.9539 | 243695.2908 | 245628.3445 | 567527.9797
2031 | 1494.969 | 1552.9809 | 1552.9809 | 1511.7656 | 1494.969 | 1763.85 | 2785655.7878 | 538188.84 | 244128.4377 | 0 | 353036.9293
2032 | 1162.25 | 1207.3508 | 1207.3508 | 1175.3084 | 1162.25 | 1772.7 | 2174235.6436 | 418410 | 189795.425 | 0 | 264179.425
2033 | 1264.538 | 909.6304 | 909.6304 | 885.4893 | 885.4893 | 1839.2 | 1714130.2357 | 318776.1558 | 144600.4062 | 694796.2276 | 142386.6829
2034 | 1476.872 | 175.5248 | 175.5248 | 170.8664 | 170.8664 | 1886.35 | 339198.2296 | 61511.9145 | 27902.4879 | 2393908.2111 | 19418.9697
2035 | 1536.546 | 857.6372 | 857.6372 | 834.876 | 834.876 | 1883.85 | 1652631.952 | 300555.3516 | 136335.247 | 2384274.7391 | 96970.8447
2036 | 1277.6 | 1225.3959 | 1225.3959 | 1192.8746 | 1192.8746 | 1865.55 | 2343174.6406 | 429434.8406 | 194796.4152 | 287897.0542 | 160381.9842
2037 | 1460.8 | 1225.3959 | 1225.3959 | 1192.8746 | 1192.8746 | 1850.4 | 2324759.0283 | 429434.8406 | 194796.4152 | 910410.6542 | 178454.0338
2038 | 1661.6 | 1225.3959 | 1225.3959 | 1192.8746 | 1192.8746 | 1836.3 | 2308658.7232 | 429434.8406 | 194796.4152 | 1592729.0542 | 195273.565
2039 | 1407.2 | 1225.3959 | 1225.3959 | 1192.8746 | 1192.8746 | 1816.05 | 2288517.8074 | 429434.8406 | 194796.4152 | 728277.8542 | 219429.2748
2040 | 1428 | 0 | 0 | 0 | 0 | 1798.85 | 0 | 0 | 0 | 2617524 | 0
2041 | 1554.4 | 0 | 0 | 0 | 0 | 1726.7 | 0 | 0 | 0 | 1849736 | 0
2042 | 1313.6 | 0 | 0 | 0 | 0 | 1672.4 | 0 | 0 | 0 | 1563184 | 0
2043 | 1546.4 | 0 | 0 | 0 | 0 | 1668.7 | 0 | 0 | 0 | 1840216 | 0
2044 | 1344.8 | 0 | 0 | 0 | 0 | 1659.85 | 0 | 0 | 0 | 1600312 | 0
2045 | 1362.4 | 0 | 0 | 0 | 0 | 1659.2 | 0 | 0 | 0 | 1621256 | 0
2046 | 1128.8 | 0 | 0 | 0 | 0 | 1668.55 | 0 | 0 | 0 | 1343272 | 0
2047 | 1486.419 | 0 | 0 | 0 | 0 | 1685.7 | 0 | 0 | 0 | 2724606.027 | 0
2048 | 1323.308 | 0 | 0 | 0 | 0 | 1670.8 | 0 | 0 | 0 | 2425623.564 | 0
2049 | 1226.957 | 175.6557 | 175.6557 | 170.9938 | 170.9938 | 1732.15 | 312406.3098 | 61557.7842 | 27923.2949 | 1935580.4632 | 45800.7014
2050 | 1796.019 | 940.8527 | 940.8527 | 915.883 | 915.883 | 1655.9 | 1600862.5821 | 329717.885 | 149563.6962 | 1613289.2626 | 315155.3451
2051 | 1668.541 | 1215.9438 | 1215.9438 | 1183.6733 | 1183.6733 | 1540.15 | 1926236.299 | 426122.3974 | 193293.8542 | 888762.4463 | 544312.179
2052 | 1931.97 | 1380.1009 | 1380.1009 | 1343.4738 | 1343.4738 | 1531.1 | 2170116.2039 | 483650.5702 | 219389.2725 | 1078713.5236 | 629954.8676
2053 | 1668.96 | 1608.0791 | 1608.0791 | 1565.4016 | 1565.4016 | 1517.5 | 2507430.6595 | 563544.5607 | 255630.0743 | 189822.6252 | 755306.2515
2054 | 1763.69 | 1646.4152 | 1646.4152 | 1602.7202 | 1602.7202 | 1567.25 | 2658149.3091 | 576979.2684 | 261724.207 | 295057.6617 | 693577.1622
2055 | 1579.999 | 1641.3105 | 1641.3105 | 1597.751 | 1579.999 | 1563.35 | 2607412.2056 | 568799.64 | 258013.8367 | 0 | 689906.5633
2056 | 1714.12 | 1497.1763 | 1497.1763 | 1457.4421 | 1457.4421 | 1594.95 | 2450115.8617 | 524679.1424 | 238000.2888 | 470490.66 | 590336.9073
2057 | 1622.297 | 803.9549 | 803.9549 | 782.6184 | 782.6184 | 1759.2 | 1449920.0665 | 281742.6107 | 127801.5787 | 1539130.9415 | 188454.5018
2058 | 1842.205 | 128.9905 | 128.9905 | 125.5671 | 125.5671 | 1867.45 | 247120.6885 | 45204.1656 | 20505.1118 | 3146597.2218 | 16643.9226
2059 | 1704.336 | 857.6372 | 857.6372 | 834.876 | 834.876 | 1864.95 | 1637974.5678 | 300555.3516 | 136335.247 | 2954425.1591 | 112750.0007
2060 | 1539.2 | 1225.3959 | 1225.3959 | 1192.8746 | 1192.8746 | 1846.65 | 2321109.9893 | 429434.8406 | 194796.4152 | 1176813.8542 | 182927.3134
2061 | 1760 | 1225.3959 | 1225.3959 | 1192.8746 | 1192.8746 | 1840.95 | 2314702.7973 | 429434.8406 | 194796.4152 | 1927092.2542 | 189726.6983
2062 | 1748 | 1225.3959 | 1225.3959 | 1192.8746 | 1192.8746 | 1836.3 | 2310101.0178 | 429434.8406 | 194796.4152 | 1886316.2542 | 195273.565
2063 | 1951.2 | 1225.3959 | 1225.3959 | 1192.8746 | 1192.8746 | 1816.05 | 2290596.6009 | 429434.8406 | 194796.4152 | 2576789.8542 | 219429.2748
2064 | 1534.4 | 0 | 0 | 0 | 0 | 1789.4 | 0 | 0 | 0 | 2812555.2 | 0
2065 | 1479.2 | 0 | 0 | 0 | 0 | 1722.25 | 0 | 0 | 0 | 1760248 | 0
2066 | 1765.6 | 0 | 0 | 0 | 0 | 1668.9 | 0 | 0 | 0 | 2101064 | 0
2067 | 1462.4 | 0 | 0 | 0 | 0 | 1661.7 | 0 | 0 | 0 | 1740256 | 0
2068 | 1915.2 | 0 | 0 | 0 | 0 | 1659.85 | 0 | 0 | 0 | 2279088 | 0
2069 | 1624.8 | 0 | 0 | 0 | 0 | 1657.7 | 0 | 0 | 0 | 1933512 | 0
2070 | 1568 | 0 | 0 | 0 | 0 | 1667.05 | 0 | 0 | 0 | 1865920 | 0
2071 | 1421.665 | 0 | 0 | 0 | 0 | 1727.75 | 0 | 0 | 0 | 2605911.945 | 0
2072 | 1488.271 | 0 | 0 | 0 | 0 | 1695.8 | 0 | 0 | 0 | 2728000.743 | 0
2073 | 1486.483 | 312.0029 | 312.0029 | 303.7225 | 303.7225 | 1734.65 | 556263.0722 | 109340.1148 | 49597.8909 | 2167999.9213 | 80592.7763
2074 | 1803.338 | 849.6207 | 849.6207 | 827.0723 | 827.0723 | 1744.75 | 1524597.3038 | 297746.0182 | 135060.9022 | 1789495.0779 | 211110.1976
2075 | 2033.628 | 1863.0901 | 1863.0901 | 1813.6447 | 1813.6447 | 1740.75 | 3337133.9796 | 652912.0879 | 296168.1777 | 403229.4096 | 470187.3855
2076 | 1696.775 | 1762.6179 | 1762.6179 | 1715.839 | 1696.775 | 1709.2 | 3059431.0498 | 610839 | 277083.3575 | 0 | 493422.17
2077 | 1592.548 | 1654.3464 | 1654.3464 | 1610.441 | 1592.548 | 1673.1 | 2811410.7215 | 573317.28 | 260063.0884 | 0 | 520603.9412
2078 | 1457.42 | 1513.9748 | 1513.9748 | 1473.7948 | 1457.42 | 1748.4 | 2698462.7586 | 524671.2 | 237996.686 | 0 | 366686.872
2079 | 1641.988 | 1705.7049 | 1705.7049 | 1660.4365 | 1641.988 | 1769.85 | 3072985.4939 | 591115.68 | 268136.6404 | 0 | 377903.5382
2080 | 1955.911 | 1548.7737 | 1548.7737 | 1507.6701 | 1507.6701 | 1706.2 | 2718491.534 | 542761.2455 | 246202.5316 | 821625.5214 | 442953.4831
2081 | 1702.841 | 836.2181 | 836.2181 | 814.0253 | 814.0253 | 1826.25 | 1568898.5633 | 293049.1128 | 132930.3337 | 1629199.1538 | 141436.8982
2082 | 1466.806 | 147.0366 | 147.0366 | 143.1343 | 143.1343 | 1886.35 | 284526.7744 | 51528.3511 | 23373.8326 | 2426290.2102 | 16267.2142
2083 | 1663.509 | 892.1473 | 892.1473 | 868.4702 | 868.4702 | 1883.85 | 1721914.1543 | 312649.2825 | 141821.1884 | 2701541.7433 | 100872.8171
2084 | 1294.4 | 1225.3959 | 1225.3959 | 1192.8746 | 1192.8746 | 1865.55 | 2346142.2259 | 429434.8406 | 194796.4152 | 344983.4542 | 160381.9842
2085 | 1368 | 1225.3959 | 1225.3959 | 1192.8746 | 1192.8746 | 1850.4 | 2326842.803 | 429434.8406 | 194796.4152 | 595076.2542 | 178454.0338
2086 | 1146.4 | 1190.8858 | 1190.8858 | 1159.2803 | 1146.4 | 1836.3 | 2219308.3286 | 412704 | 187207.12 | 0 | 187665.68
2087 | 1459.2 | 1225.3959 | 1225.3959 | 1192.8746 | 1192.8746 | 1816.05 | 2289090.9288 | 429434.8406 | 194796.4152 | 904973.8542 | 219429.2748
2088 | 1268.8 | 0 | 0 | 0 | 0 | 1798.85 | 0 | 0 | 0 | 2325710.4 | 0
2089 | 923.2 | 0 | 0 | 0 | 0 | 1778.2 | 0 | 0 | 0 | 1098608 | 0
2090 | 1351.2 | 0 | 0 | 0 | 0 | 1718.9 | 0 | 0 | 0 | 1607928 | 0
2091 | 1026.4 | 0 | 0 | 0 | 0 | 1668.7 | 0 | 0 | 0 | 1221416 | 0
2092 | 1252.8 | 0 | 0 | 0 | 0 | 1666.85 | 0 | 0 | 0 | 1490832 | 0
2093 | 1265.6 | 0 | 0 | 0 | 0 | 1663.7 | 0 | 0 | 0 | 1506064 | 0
2094 | 918.4 | 0 | 0 | 0 | 0 | 1669.55 | 0 | 0 | 0 | 1092896 | 0
2095 | 1050.829 | 167.6413 | 167.6413 | 163.1922 | 163.1922 | 1779.7 | 306640.3492 | 58749.1789 | 26649.2803 | 1627038.3212 | 35951.2336
2096 | 806.027 | 837.3047 | 837.3047 | 815.0831 | 806.027 | 1701.8 | 1447330.4809 | 290169.72 | 131624.2091 | 0 | 240357.2514
2097 | 1095.822 | 1138.3451 | 1138.3451 | 1108.134 | 1095.822 | 1786.2 | 2065567.616 | 394495.92 | 178947.7326 | 0 | 234286.7436
2098 | 1270.332 | 1319.6269 | 1319.6269 | 1284.6047 | 1270.332 | 1754.25 | 2355628.6959 | 457319.52 | 207445.2156 | 0 | 312184.089
2099 | 1318.43 | 1438.0984 | 1369.5913 | 1399.9321 | 1318.43 | 1752.75 | 2438005.3444 | 474634.8 | 215299.619 | 0 | 325981.8175
2100 | 1137.052 | 1639.7284 | 1181.175 | 1596.2109 | 1137.052 | 1743.7 | 2088301.7672 | 409338.72 | 185680.5916 | 0 | 291426.4276
2101 | 1338.908 | 1651.1833 | 1390.864 | 1607.3618 | 1338.908 | 1726.6 | 2430505.2635 | 482006.88 | 218643.6764 | 0 | 366057.4472
2102 | 1124.637 | 1436.7573 | 1168.2783 | 1398.6266 | 1124.637 | 1850.4 | 2189704.91 | 404869.32 | 183653.2221 | 0 | 168245.6952
2103 | 1168.045 | 2037.9105 | 1213.3707 | 1983.8255 | 1168.045 | 1876.35 | 2304725.2768 | 420496.2 | 190741.7485 | 0 | 144428.7643
2104 | 1479.406 | 1713.2612 | 1536.814 | 1667.7922 | 1479.406 | 1885.2 | 2929278.4152 | 532586.16 | 241586.9998 | 0 | 169835.8088
2105 | 1301.431 | 942.465 | 942.465 | 917.4525 | 917.4525 | 1890.7 | 1822413.1654 | 330282.8825 | 149819.9853 | 703832.6798 | 100277.5529
2106 | 1478.389 | 170.8429 | 170.8429 | 166.3088 | 166.3088 | 1886.35 | 330300.4769 | 59871.1648 | 27158.2256 | 2405043.0227 | 18900.9941
2107 | 1147.38 | 1027.6075 | 1027.6075 | 1000.3353 | 1000.3353 | 1883.85 | 1984260.6287 | 360120.7189 | 163354.7594 | 499657.7882 | 116188.9486
2108 | 1016 | 1055.4256 | 1055.4256 | 1027.4152 | 1016 | 1865.55 | 1997834.5353 | 365760 | 165912.8 | 0 | 136601.2
2109 | 1436 | 1225.3959 | 1225.3959 | 1192.8746 | 1192.8746 | 1850.4 | 2330279.6623 | 429434.8406 | 194796.4152 | 826140.2542 | 178454.0338
2110 | 1550.4 | 1225.3959 | 1225.3959 | 1192.8746 | 1192.8746 | 1836.3 | 2313971.4626 | 429434.8406 | 194796.4152 | 1214871.4542 | 195273.565
2111 | 1441.6 | 1225.3959 | 1225.3959 | 1192.8746 | 1192.8746 | 1816.05 | 2291189.3359 | 429434.8406 | 194796.4152 | 845169.0542 | 219429.2748
2112 | 1428 | 0 | 0 | 0 | 0 | 1798.85 | 0 | 0 | 0 | 2617524 | 0
2113 | 1300 | 0 | 0 | 0 | 0 | 1731.7 | 0 | 0 | 0 | 2382900 | 0
2114 | 1284 | 0 | 0 | 0 | 0 | 1775.4 | 0 | 0 | 0 | 2353572 | 0
2115 | 1629.6 | 0 | 0 | 0 | 0 | 1761.75 | 0 | 0 | 0 | 2987056.8 | 0
2116 | 1440 | 0 | 0 | 0 | 0 | 1666.85 | 0 | 0 | 0 | 2639520 | 0
2117 | 1583.2 | 0 | 0 | 0 | 0 | 1709.25 | 0 | 0 | 0 | 2902005.6 | 0
2118 | 1600 | 0 | 0 | 0 | 0 | 1766.6 | 0 | 0 | 0 | 2932800 | 0
2119 | 1140.384 | 204.8554 | 204.8554 | 199.4187 | 199.4187 | 1788.2 | 376399.194 | 71790.7183 | 32565.0675 | 1724789.4648 | 42236.8726
2120 | 204.826 | 212.7742 | 212.7742 | 207.1273 | 204.826 | 1789.4 | 386818.3237 | 73737.36 | 33448.0858 | 0 | 43136.3556
2121 | 307.065 | 472.0973 | 318.9816 | 459.5681 | 307.065 | 1842.15 | 596960.9293 | 110543.4 | 50143.7145 | 0 | 48470.2102
2122 | 313.222 | 1002.3147 | 325.3765 | 975.7138 | 313.222 | 1843.3 | 611463.249 | 112759.92 | 51149.1526 | 0 | 49081.8874
2123 | 355.547 | 1342.5409 | 369.3439 | 1306.9106 | 355.547 | 1752.75 | 660211.6854 | 127996.92 | 58060.8251 | 0 | 87908.9958
2124 | 311.517 | 1525.1056 | 323.6053 | 1484.6301 | 311.517 | 1740.2 | 572443.0581 | 112146.12 | 50870.7261 | 0 | 80932.1166
2125 | 299.716 | 1121.1695 | 311.3464 | 1091.4143 | 299.716 | 1726.6 | 546331.3235 | 107897.76 | 48943.6228 | 0 | 81942.3544
2126 | 315.351 | 2566.1833 | 327.5881 | 2498.0782 | 315.351 | 1751.9 | 583959.2859 | 113526.36 | 51496.8183 | 0 | 78238.5831
2127 | 283.379 | 2195.0401 | 294.3755 | 2136.785 | 283.379 | 1857.45 | 555656.0695 | 102016.44 | 46275.7907 | 0 | 40395.6764
2128 | 230.684 | 1634.0149 | 239.6356 | 1590.6491 | 230.684 | 1778.7 | 432853.6365 | 83046.24 | 37670.6972 | 0 | 51050.3692
2129 | 250.683 | 889.9388 | 260.4107 | 866.3203 | 250.683 | 1881.25 | 496797.4715 | 90245.88 | 40936.5339 | 0 | 29768.6063
2130 | 298.518 | 310.1019 | 310.1019 | 301.872 | 298.518 | 1886.35 | 592807.7361 | 107466.48 | 48747.9894 | 0 | 33926.5707
2131 | 256.165 | 266.1054 | 266.1054 | 259.0431 | 256.165 | 1883.85 | 507613.3004 | 92219.4 | 41831.7445 | 0 | 29753.5648
2132 | 318.4 | 330.7554 | 330.7554 | 321.9774 | 318.4 | 1865.55 | 626105.7164 | 114624 | 51994.72 | 0 | 42808.88
2133 | 298.4 | 309.9793 | 309.9793 | 301.7527 | 298.4 | 1850.4 | 582574.0639 | 107424 | 48728.72 | 0 | 44640.64
2134 | 237.6 | 246.82 | 246.82 | 240.2695 | 237.6 | 1836.3 | 460170.9306 | 85536 | 38800.08 | 0 | 38895.12
2135 | 305.6 | 317.4587 | 317.4587 | 309.0335 | 305.6 | 1816.05 | 586413.417 | 110016 | 49904.48 | 0 | 56215.12
2136 | 168 | 174.5192 | 174.5192 | 169.8876 | 168 | 1789.4 | 317711.6946 | 60480 | 27434.4 | 0 | 35380.8
2137 | 228.8 | 237.6785 | 237.6785 | 231.3707 | 228.8 | 1720.6 | 416502.7066 | 82368 | 37363.04 | 0 | 63926.72
2138 | 226.4 | 235.1854 | 235.1854 | 228.9437 | 226.4 | 1677.3 | 402080.4445 | 81504 | 36971.12 | 0 | 73059.28
2139 | 221.6 | 230.1991 | 230.1991 | 224.0898 | 221.6 | 1673.75 | 392672.6488 | 79776 | 36187.28 | 0 | 72297
2140 | 135.2 | 140.4464 | 140.4464 | 136.719 | 135.2 | 1671.85 | 239303.5846 | 48672 | 22078.16 | 0 | 44365.88
2141 | 148.8 | 154.5741 | 154.5741 | 150.4718 | 148.8 | 1664.5 | 262452.6934 | 53568 | 24299.04 | 0 | 49922.4
2142 | 203.2 | 211.0851 | 211.0851 | 205.483 | 203.2 | 1671.4 | 359284.9247 | 73152 | 33182.56 | 0 | 66771.52
2143 | 139.948 | 145.3786 | 145.3786 | 141.5204 | 139.948 | 1724.55 | 255044.8943 | 50381.28 | 22853.5084 | 0 | 38548.6766
2144 | 168.345 | 174.8776 | 174.8776 | 170.2364 | 168.345 | 1695.7 | 301460.2252 | 60604.2 | 27490.7385 | 0 | 51227.3835
2145 | 999.188 | 1037.9612 | 1037.9612 | 1010.4143 | 999.188 | 1734.95 | 1833204.7002 | 359707.68 | 163167.4004 | 0 | 264834.7794
2146 | 1188.218 | 1234.3265 | 1234.3265 | 1201.5681 | 1188.218 | 1695.7 | 2130743.6559 | 427758.48 | 194035.9994 | 0 | 361574.7374
2147 | 1369.757 | 1422.9101 | 1422.9101 | 1385.1468 | 1369.757 | 1586.85 | 2290999.4897 | 493112.52 | 223681.3181 | 0 | 565915.1045
2148 | 1382.264 | 1435.9024 | 1435.9024 | 1397.7943 | 1382.264 | 1555.65 | 2259417.7211 | 497615.04 | 225723.7112 | 0 | 614209.0084
2149 | 1401.945 | 1456.3471 | 1456.3471 | 1417.6965 | 1401.945 | 1518.95 | 2239444.4118 | 504700.2 | 228937.6185 | 0 | 674405.6423
2150 | 1395.96 | 1614.1447 | 1450.1299 | 1571.3062 | 1395.96 | 1598.25 | 2348517.3729 | 502545.6 | 227960.268 | 0 | 560826.93
2151 | 1436.28 | 1581.7028 | 1492.0145 | 1539.7253 | 1436.28 | 1658.7 | 2512102.5902 | 517060.8 | 234544.524 | 0 | 490202.364
2152 | 1584.287 | 1283.5284 | 1283.5284 | 1249.4643 | 1249.4643 | 1591.2 | 2094774.2724 | 449807.1493 | 204037.5208 | 613730.0025 | 510781.0073
2153 | 1458.461 | 850.0176 | 850.0176 | 827.4586 | 827.4586 | 1771.3 | 1541493.0546 | 297885.0833 | 135123.9836 | 1156627.4637 | 189239.7738
2154 | 1392.377 | 156.3443 | 156.3443 | 152.195 | 152.195 | 1803.05 | 288286.0452 | 54790.1922 | 24853.4399 | 2273253.646 | 29974.801
2155 | 1600.335 | 1125.6706 | 1125.6706 | 1095.796 | 1095.796 | 1755.65 | 2024207.0805 | 394486.5439 | 178943.4795 | 1714423.6736 | 267757.7417
2156 | 1251.2 | 1225.3959 | 1225.3959 | 1192.8746 | 1192.8746 | 1734.3 | 2179259.3183 | 429434.8406 | 194796.4152 | 198189.8542 | 316946.7699
2157 | 921.6 | 957.3625 | 957.3625 | 931.9546 | 921.6 | 1722.7 | 1671172.7325 | 331776 | 150497.28 | 0 | 255559.68
2158 | 1216 | 1225.3959 | 1225.3959 | 1192.8746 | 1192.8746 | 1823.8 | 2291932.976 | 429434.8406 | 194796.4152 | 78580.2542 | 210184.497
2159 | 1305.6 | 1225.3959 | 1225.3959 | 1192.8746 | 1192.8746 | 1810.65 | 2280924.0756 | 429434.8406 | 194796.4152 | 383041.0542 | 225870.7974
2160 | 875.2 | 0 | 0 | 0 | 0 | 1734.8 | 0 | 0 | 0 | 1604241.6 | 0
2161 | 1137.6 | 0 | 0 | 0 | 0 | 1721 | 0 | 0 | 0 | 1353744 | 0
2162 | 760 | 0 | 0 | 0 | 0 | 1758.65 | 0 | 0 | 0 | 904400 | 0
2163 | 1196.8 | 0 | 0 | 0 | 0 | 1670.3 | 0 | 0 | 0 | 1424192 | 0
2164 | 1156 | 0 | 0 | 0 | 0 | 1667.6 | 0 | 0 | 0 | 1375640 | 0
2165 | 1220 | 0 | 0 | 0 | 0 | 1665.8 | 0 | 0 | 0 | 1451800 | 0
2166 | 1054.4 | 0 | 0 | 0 | 0 | 1706.65 | 0 | 0 | 0 | 1254736 | 0
2167 | 1293.304 | 0 | 0 | 0 | 0 | 1746.85 | 0 | 0 | 0 | 2370626.232 | 0
2168 | 1393.785 | 0 | 0 | 0 | 0 | 1666.5 | 0 | 0 | 0 | 2554807.905 | 0
2169 | 1579.901 | 406.798 | 406.798 | 396.0018 | 396.0018 | 1670.75 | 696744.7086 | 142560.655 | 64667.0971 | 2170087.1977 | 130383.5991
2170 | 1649.699 | 909.8008 | 909.8008 | 885.6552 | 885.6552 | 1537.75 | 1439106.3942 | 318835.8591 | 144627.4883 | 1400492.3511 | 409394.0996
2171 | 1676.943 | 1421.1503 | 1421.1503 | 1383.4338 | 1383.4338 | 1596.45 | 2343372.773 | 498036.1628 | 225914.7372 | 538002.3901 | 558284.7042
2172 | 1684.745 | 1750.1211 | 1750.1211 | 1703.6738 | 1684.745 | 1622.85 | 2904537.4583 | 606508.2 | 275118.8585 | 0 | 635401.5768
2173 | 1931.871 | 2006.8368 | 2006.8368 | 1953.5764 | 1931.871 | 1493.5 | 3065450.6717 | 695473.56 | 315474.5343 | 0 | 978492.6615
2174 | 1728.951 | 1221.6333 | 1221.6333 | 1189.2119 | 1189.2119 | 1475.4 | 1859850.051 | 428116.2705 | 194198.2972 | 989341.8389 | 623860.5431
2175 | 1653.202 | 1717.3541 | 1717.3541 | 1671.7764 | 1653.202 | 1488.95 | 2597723.826 | 595152.72 | 269967.8866 | 0 | 844868.8821
2176 | 1470.106 | 1284.1787 | 1284.1787 | 1250.0973 | 1250.0973 | 1522.65 | 2000889.5725 | 450035.0413 | 204140.8951 | 403275.8793 | 596733.9638
2177 | 1634.306 | 814.2557 | 814.2557 | 792.6458 | 792.6458 | 1684.05 | 1403820.9349 | 285352.4785 | 129439.0548 | 1542763.1949 | 250436.4322
2178 | 1538.105 | 138.8228 | 138.8228 | 135.1385 | 135.1385 | 1779.3 | 252772.5934 | 48649.8492 | 22068.1122 | 2571637.6493 | 29825.0603
2179 | 1470.4 | 857.6372 | 857.6372 | 834.876 | 834.876 | 1832.6 | 1609526.259 | 300555.3516 | 136335.247 | 2159510.6311 | 139758.2385
2180 | 1250.4 | 1225.3959 | 1225.3959 | 1192.8746 | 1192.8746 | 1816.75 | 2281288.675 | 429434.8406 | 194796.4152 | 195471.4542 | 218594.2626
2181 | 1324.8 | 1225.3959 | 1225.3959 | 1192.8746 | 1192.8746 | 1802.65 | 2266688.5964 | 429434.8406 | 194796.4152 | 448282.6542 | 235413.7939
2182 | 1529.6 | 1225.3959 | 1225.3959 | 1192.8746 | 1192.8746 | 1790.75 | 2253307.4288 | 429434.8406 | 194796.4152 | 1144193.0542 | 249609.0011
2183 | 1635.2 | 1225.3959 | 1225.3959 | 1192.8746 | 1192.8746 | 1722.5 | 2169072.5777 | 429434.8406 | 194796.4152 | 1503021.8542 | 331022.6897
2184 | 1508 | 0 | 0 | 0 | 0 | 1751.85 | 0 | 0 | 0 | 2764164 | 0
2185 | 972 | 0 | 0 | 0 | 0 | 1740.9 | 0 | 0 | 0 | 1156680 | 0
2186 | 1086.4 | 0 | 0 | 0 | 0 | 1686.4 | 0 | 0 | 0 | 1292816 | 0
2187 | 1562.4 | 0 | 0 | 0 | 0 | 1682.05 | 0 | 0 | 0 | 1859256 | 0
2188 | 1220 | 0 | 0 | 0 | 0 | 1674.3 | 0 | 0 | 0 | 1451800 | 0
2189 | 1601.6 | 0 | 0 | 0 | 0 | 1667.9 | 0 | 0 | 0 | 1905904 | 0
2190 | 1461.6 | 0 | 0 | 0 | 0 | 1662.8 | 0 | 0 | 0 | 1739304 | 0
2191 | 1554.491 | 0 | 0 | 0 | 0 | 1714.05 | 0 | 0 | 0 | 2849382.003 | 0
2192 | 1258.89 | 0 | 0 | 0 | 0 | 1716.4 | 0 | 0 | 0 | 2307545.37 | 0
2193 | 1130.656 | 1.6382 | 1.6382 | 1.5947 | 1.5947 | 1775.45 | 2965.3975 | 574.0986 | 260.4175 | 2069569.3294 | 358.094
2194 | 1493.053 | 487.5391 | 487.5391 | 474.6001 | 474.6001 | 1807.65 | 900960.271 | 170856.0338 | 77502.1953 | 1866824.1769 | 91289.3281
2195 | 1407.71 | 770.0421 | 770.0421 | 749.6056 | 749.6056 | 1775 | 1399015.625 | 269858.0055 | 122410.5897 | 1206305.4184 | 168661.2535
2196 | 1593.023 | 1416.4487 | 1416.4487 | 1378.8569 | 1378.8569 | 1758.65 | 2548942.9084 | 496388.4962 | 225167.3373 | 392566.3991 | 332787.121
2197 | 1931.914 | 2006.8814 | 2006.8814 | 1953.6199 | 1931.914 | 1741 | 3542169.3727 | 695489.04 | 315481.5562 | 0 | 500365.726
2198 | 1327.845 | 1379.3717 | 1379.3717 | 1342.7639 | 1327.845 | 1774 | 2482575.2257 | 478024.2 | 216837.0885 | 0 | 300092.97
2199 | 1348.658 | 1400.9923 | 1400.9923 | 1363.8108 | 1348.658 | 1793.05 | 2549877.0298 | 485516.88 | 220235.8514 | 0 | 279104.7731
2200 | 1472.454 | 1419.3553 | 1419.3553 | 1381.6864 | 1381.6864 | 1799.45 | 2617952.5759 | 497407.0935 | 225629.3843 | 166377.0645 | 277097.2016
2201 | 1419.53 | 908.1906 | 908.1906 | 884.0877 | 884.0877 | 1898.8 | 1764883.24 | 318271.5897 | 144371.5295 | 981465.6456 | 89469.6802
2202 | 938.571 | 94.6569 | 94.6569 | 92.1448 | 92.1448 | 1893.5 | 183569.5958 | 33172.1223 | 15047.2433 | 1551499.2535 | 9813.4195
2203 | 1347.852 | 1073.7533 | 1073.7533 | 1045.2564 | 1045.2564 | 1894.45 | 2084501.3064 | 376292.3151 | 170690.3751 | 1028219.7444 | 110326.8163
2204 | 1007.2 | 1046.2841 | 1046.2841 | 1018.5163 | 1007.2 | 1886 | 2000244.1399 | 362592 | 164475.76 | 0 | 114820.8
2205 | 1144 | 1188.3926 | 1188.3926 | 1156.8533 | 1144 | 1871.55 | 2253845.0118 | 411840 | 186815.2 | 0 | 146946.8
2206 | 1352 | 1225.3959 | 1225.3959 | 1192.8746 | 1192.8746 | 1857.7 | 2341988.9622 | 429434.8406 | 194796.4152 | 540708.2542 | 169746.0495
2207 | 1520.8 | 1225.3959 | 1225.3959 | 1192.8746 | 1192.8746 | 1835.65 | 2310836.4465 | 429434.8406 | 194796.4152 | 1114290.6542 | 196048.9335
2208 | 1532.8 | 0 | 0 | 0 | 0 | 1816.15 | 0 | 0 | 0 | 2809622.4 | 0
2209 | 1087.2 | 0 | 0 | 0 | 0 | 1797.8 | 0 | 0 | 0 | 1293768 | 0
2210 | 1328.8 | 0 | 0 | 0 | 0 | 1788.4 | 0 | 0 | 0 | 1581272 | 0
2211 | 1067.2 | 0 | 0 | 0 | 0 | 1784.05 | 0 | 0 | 0 | 1269968 | 0
2212 | 1069.6 | 0 | 0 | 0 | 0 | 1776.2 | 0 | 0 | 0 | 1272824 | 0
2213 | 964.8 | 0 | 0 | 0 | 0 | 1782.9 | 0 | 0 | 0 | 1148112 | 0
2214 | 1233.6 | 0 | 0 | 0 | 0 | 1788.2 | 0 | 0 | 0 | 1467984 | 0
2215 | 1241.187 | 0 | 0 | 0 | 0 | 1793.55 | 0 | 0 | 0 | 2275095.771 | 0
2216 | 1139.749 | 0 | 0 | 0 | 0 | 1806.6 | 0 | 0 | 0 | 2089159.917 | 0
2217 | 1485.342 | 851.4283 | 851.4283 | 828.8318 | 828.8318 | 1854.05 | 1615478.2035 | 298379.4561 | 135348.2366 | 1203383.1553 | 120968.0045
2218 | 1788.565 | 1857.9698 | 1857.9698 | 1808.6603 | 1788.565 | 1874.65 | 3527765.8664 | 643883.4 | 292072.6645 | 0 | 224196.6227
2219 | 1486.331 | 1544.0077 | 1544.0077 | 1503.0306 | 1486.331 | 1839 | 2873419.4414 | 535079.16 | 242717.8523 | 0 | 239299.291
2220 | 1635.414 | 1698.8758 | 1698.8758 | 1653.7886 | 1635.414 | 1764.45 | 3038050.0637 | 588749.04 | 267063.1062 | 0 | 385221.7677
2221 | 1839.255 | 1910.6268 | 1910.6268 | 1859.9198 | 1839.255 | 1754 | 3398405.0345 | 662131.8 | 300350.3415 | 0 | 452456.73
2222 | 1431.431 | 1486.9773 | 1486.9773 | 1447.5138 | 1431.431 | 1776.9 | 2689403.2612 | 515315.16 | 233752.6823 | 0 | 319352.2561
2223 | 1727.174 | 1794.1966 | 1794.1966 | 1746.5796 | 1727.174 | 1795.95 | 3275202.2896 | 621782.64 | 282047.5142 | 0 | 352429.8547
2224 | 1726.438 | 1675.9193 | 1675.9193 | 1631.4413 | 1631.4413 | 1819.85 | 3124323.2036 | 587318.8676 | 266414.3641 | 174128.9531 | 293904.15
2225 | 1599.501 | 912.1942 | 912.1942 | 887.9851 | 887.9851 | 1904.7 | 1778603.2617 | 319674.6182 | 145007.9588 | 1304208.7352 | 84624.9753
2226 | 1633.042 | 161.6661 | 161.6661 | 157.3755 | 157.3755 | 1893.5 | 312948.2616 | 56655.1934 | 25699.4252 | 2704896.6261 | 16760.4947
2227 | 1619.476 | 892.9784 | 892.9784 | 869.2792 | 869.2792 | 1894.45 | 1727399.7314 | 312940.5183 | 141953.2962 | 2549168.6669 | 91752.4214
2228 | 1533.6 | 1225.3959 | 1225.3959 | 1192.8746 | 1192.8746 | 1886 | 2362406.3836 | 429434.8406 | 194796.4152 | 1157785.0542 | 135987.6995
2229 | 1748.8 | 1225.3959 | 1225.3959 | 1192.8746 | 1192.8746 | 1871.55 | 2346912.3211 | 429434.8406 | 194796.4152 | 1889034.6542 | 153224.7369
2230 | 1145.6 | 1190.0547 | 1190.0547 | 1158.4713 | 1145.6 | 1857.7 | 2247277.0946 | 412416 | 187076.48 | 0 | 163018.88
2231 | 1203.2 | 1225.3959 | 1225.3959 | 1192.8746 | 1192.8746 | 1835.65 | 2309475.0231 | 429434.8406 | 194796.4152 | 35085.8542 | 196048.9335
2232 | 382.4 | 0 | 0 | 0 | 0 | 1816.15 | 0 | 0 | 0 | 700939.2 | 0
2233 | 120 | 0 | 0 | 0 | 0 | 1797.8 | 0 | 0 | 0 | 142800 | 0
2234 | 126.4 | 0 | 0 | 0 | 0 | 1788.4 | 0 | 0 | 0 | 150416 | 0
2235 | 118.4 | 0 | 0 | 0 | 0 | 1784.05 | 0 | 0 | 0 | 140896 | 0
2236 | 124.8 | 0 | 0 | 0 | 0 | 1782.1 | 0 | 0 | 0 | 148512 | 0
2237 | 127.2 | 0 | 0 | 0 | 0 | 1782.9 | 0 | 0 | 0 | 151368 | 0
2238 | 104.8 | 0 | 0 | 0 | 0 | 1788.2 | 0 | 0 | 0 | 124712 | 0
2239 | 90.455 | 0 | 0 | 0 | 0 | 1792.65 | 0 | 0 | 0 | 165804.015 | 0
2240 | 181.636 | 0 | 0 | 0 | 0 | 1713.5 | 0 | 0 | 0 | 332938.788 | 0
2241 | 1303.888 | 0 | 0 | 0 | 0 | 1804.45 | 0 | 0 | 0 | 2390026.704 | 0
2242 | 1593.999 | 268.6817 | 268.6817 | 261.551 | 261.551 | 1812.3 | 499448.084 | 94158.3562 | 42711.2766 | 2442377.2031 | 49093.1207
2243 | 1722.687 | 501.6845 | 501.6845 | 488.3701 | 488.3701 | 1730.5 | 891689.824 | 175813.2313 | 79750.8352 | 2262502.9018 | 131615.7384
2244 | 1824.597 | 482.6557 | 482.6557 | 469.8463 | 469.8463 | 1681.3 | 833239.1636 | 169144.6594 | 76725.8969 | 2483258.0769 | 149740.0082
2245 | 1538.349 | 1183.6526 | 1183.6526 | 1152.2391 | 1152.2391 | 1538.5 | 1872572.9155 | 414806.0661 | 188160.6405 | 707739.497 | 531758.332
2246 | 1462.819 | 1519.5833 | 1519.5833 | 1479.2544 | 1462.819 | 1732.4 | 2677689.3577 | 526614.84 | 238878.3427 | 0 | 391450.3644
2247 | 1763.062 | 1511.2895 | 1511.2895 | 1471.1807 | 1471.1807 | 1751.45 | 2712610.4824 | 529625.0545 | 240243.8094 | 535018.4103 | 365661.9647
2248 | 1727.078 | 1319.7547 | 1319.7547 | 1284.7291 | 1284.7291 | 1792.25 | 2423317.4723 | 462502.4821 | 209796.2648 | 810825.5025 | 266902.4741
2249 | 1726.744 | 189.8374 | 189.8374 | 184.7992 | 184.7992 | 1898.8 | 368343.8684 | 66527.7232 | 30177.7144 | 2826384.7613 | 18701.6822
2250 | 1440.062 | 36.6708 | 36.6708 | 35.6976 | 35.6976 | 1893.5 | 70887.8553 | 12851.144 | 5829.4217 | 2574199.9046 | 3801.7968
2251 | 1485.876 | 857.6372 | 857.6372 | 834.876 | 834.876 | 1894.45 | 1657419.2486 | 300555.3516 | 136335.247 | 2212098.0791 | 88121.1593
2252 | 1420 | 1225.3959 | 1225.3959 | 1192.8746 | 1192.8746 | 1886 | 2360841.9795 | 429434.8406 | 194796.4152 | 771772.2542 | 135987.6995
2253 | 1555.2 | 1225.3959 | 1225.3959 | 1192.8746 | 1192.8746 | 1871.55 | 2348516.9647 | 429434.8406 | 194796.4152 | 1231181.8542 | 153224.7369
2254 | 1828.8 | 1225.3959 | 1225.3959 | 1192.8746 | 1192.8746 | 1857.7 | 2340208.9901 | 429434.8406 | 194796.4152 | 2160874.6542 | 169746.0495
2255 | 1337.6 | 1225.3959 | 1225.3959 | 1192.8746 | 1192.8746 | 1835.65 | 2309762.3809 | 429434.8406 | 194796.4152 | 491777.0542 | 196048.9335
2256 | 1448.8 | 0 | 0 | 0 | 0 | 1816.15 | 0 | 0 | 0 | 2655650.4 | 0
2257 | 1088.8 | 0 | 0 | 0 | 0 | 1797.8 | 0 | 0 | 0 | 1295672 | 0
2258 | 1398.4 | 0 | 0 | 0 | 0 | 1778.4 | 0 | 0 | 0 | 1664096 | 0
2259 | 1239.2 | 0 | 0 | 0 | 0 | 1773.15 | 0 | 0 | 0 | 1474648 | 0
2260 | 1181.6 | 0 | 0 | 0 | 0 | 1680.1 | 0 | 0 | 0 | 1406104 | 0
2261 | 1463.2 | 0 | 0 | 0 | 0 | 1680.9 | 0 | 0 | 0 | 1741208 | 0
2262 | 1187.2 | 0 | 0 | 0 | 0 | 1686.2 | 0 | 0 | 0 | 1412768 | 0
2263 | 1184.8 | 0 | 0 | 0 | 0 | 1718.7 | 0 | 0 | 0 | 2171738.4 | 0
2264 | 1603.456 | 0 | 0 | 0 | 0 | 1807.5 | 0 | 0 | 0 | 2939134.848 | 0
2265 | 1609.349 | 93.0291 | 93.0291 | 90.5602 | 90.5602 | 1849.05 | 175804.6245 | 32601.6642 | 14788.4771 | 2783939.9101 | 13670.0589
2266 | 1528.207 | 533.2091 | 533.2091 | 519.058 | 519.058 | 1812.3 | 988440.2542 | 186860.8975 | 84762.1793 | 1849770.0278 | 97427.1957
2267 | 1584.409 | 940.5702 | 940.5702 | 915.608 | 915.608 | 1754.5 | 1697342.5717 | 329618.8648 | 149518.7795 | 1225912.3103 | 224781.7536
2268 | 1411.614 | 1466.3913 | 1466.3913 | 1427.4741 | 1411.614 | 1716.45 | 2554882.7341 | 508181.04 | 230516.5662 | 0 | 400263.1497
2269 | 1807.633 | 1877.7777 | 1877.7777 | 1827.9425 | 1807.633 | 1441.3 | 2745876.777 | 650747.88 | 295186.4689 | 0 | 1009924.5571
2270 | 1580.825 | 1642.1685 | 1642.1685 | 1598.5863 | 1580.825 | 1742.8 | 2906713.4829 | 569097 | 258148.7225 | 0 | 406588.19
2271 | 1109.428 | 1152.4791 | 1152.4791 | 1121.8929 | 1109.428 | 1782.95 | 2085410.8581 | 399394.08 | 181169.5924 | 0 | 240801.3474
2272 | 1562.899 | 1294.6343 | 1294.6343 | 1260.2754 | 1260.2754 | 1802.35 | 2391522.2653 | 453699.1518 | 205802.9764 | 554709.0191 | 249093.4371
2273 | 1288.141 | 717.3331 | 717.3331 | 698.2955 | 698.2955 | 1853.7 | 1358312.9591 | 251386.3746 | 114031.6527 | 1081186.8292 | 102160.6294
2274 | 1690.754 | 145.7152 | 145.7152 | 141.848 | 141.848 | 1887.6 | 281101.6426 | 51065.2862 | 23163.7812 | 2839144.6665 | 15943.7171
2275 | 1651.22 | 857.6372 | 857.6372 | 834.876 | 834.876 | 1843.45 | 1623065.455 | 300555.3516 | 136335.247 | 2773936.9911 | 130699.8342
2276 | 1392.8 | 1225.3959 | 1225.3959 | 1192.8746 | 1192.8746 | 1886 | 2366258.5945 | 429434.8406 | 194796.4152 | 679346.6542 | 135987.6995
2277 | 1446.4 | 1225.3959 | 1225.3959 | 1192.8746 | 1192.8746 | 1871.55 | 2350394.1941 | 429434.8406 | 194796.4152 | 861479.4542 | 153224.7369
2278 | 1270.4 | 1225.3959 | 1225.3959 | 1192.8746 | 1192.8746 | 1857.7 | 2336695.7678 | 429434.8406 | 194796.4152 | 263431.4542 | 169746.0495
2279 | 1509.6 | 1225.3959 | 1225.3959 | 1192.8746 | 1192.8746 | 1835.65 | 2308685.6954 | 429434.8406 | 194796.4152 | 1076233.0542 | 196048.9335
2280 | 1620 | 0 | 0 | 0 | 0 | 1816.15 | 0 | 0 | 0 | 2969460 | 0
2281 | 1519.2 | 0 | 0 | 0 | 0 | 1791.9 | 0 | 0 | 0 | 2784693.6 | 0
2282 | 1356.8 | 0 | 0 | 0 | 0 | 1788.4 | 0 | 0 | 0 | 2487014.4 | 0
2283 | 1847.2 | 0 | 0 | 0 | 0 | 1784.05 | 0 | 0 | 0 | 3385917.6 | 0
2284 | 1688 | 0 | 0 | 0 | 0 | 1782.1 | 0 | 0 | 0 | 3094104 | 0
2285 | 1469.6 | 0 | 0 | 0 | 0 | 1782.9 | 0 | 0 | 0 | 2693776.8 | 0
2286 | 1407.2 | 0 | 0 | 0 | 0 | 1788.2 | 0 | 0 | 0 | 2579397.6 | 0
2287 | 1298.407 | 82.4915 | 82.4915 | 80.3022 | 80.3022 | 1798.55 | 152010.0617 | 28908.7942 | 13113.3502 | 2232786.0873 | 16176.8794
2288 | 341.456 | 341.5195 | 341.5195 | 332.4558 | 332.4558 | 1818.4 | 636012.6746 | 119684.0825 | 54290.0296 | 16497.3946 | 60373.9705
2289 | 276.424 | 287.1506 | 287.1506 | 279.5297 | 276.424 | 1859.95 | 539578.8015 | 99512.64 | 45140.0392 | 0 | 38713.1812
2290 | 284.243 | 488.8335 | 295.274 | 475.8601 | 284.243 | 1874.65 | 560685.1743 | 102327.48 | 46416.8819 | 0 | 35629.8601
2291 | 269.004 | 1295.2244 | 279.4426 | 1260.8498 | 269.004 | 1792.5 | 509547.415 | 96841.44 | 43928.3532 | 0 | 55818.33
2292 | 333.853 | 1096.7181 | 346.8091 | 1067.6118 | 333.853 | 1754.35 | 618049.3078 | 120187.08 | 54518.1949 | 0 | 82010.9894
2293 | 211.973 | 810.597 | 220.1986 | 789.0842 | 211.973 | 1676 | 373631.9878 | 76310.28 | 34615.1909 | 0 | 68679.252
2294 | 211.252 | 1441.0964 | 219.4485 | 1402.8505 | 211.252 | 1669.9 | 370352.4916 | 76050.72 | 34497.4516 | 0 | 69734.2852
2295 | 343.658 | 1707.8054 | 356.9936 | 1662.4812 | 343.658 | 1771.95 | 641737.1075 | 123716.88 | 56119.3514 | 0 | 78371.2069
2296 | 393.167 | 908.6789 | 408.4237 | 884.563 | 393.167 | 1819.85 | 753113.4365 | 141540.12 | 64204.1711 | 0 | 70829.0351
2297 | 317.159 | 742.0058 | 329.4663 | 722.3133 | 317.159 | 1904.7 | 633508.3952 | 114177.24 | 51792.0647 | 0 | 30225.2527
2298 | 348.83 | 362.3663 | 362.3663 | 352.7493 | 348.83 | 1893.5 | 693818.9217 | 125578.8 | 56963.939 | 0 | 37150.395
2299 | 281.691 | 292.6219 | 292.6219 | 284.8559 | 281.691 | 1894.45 | 559481.1127 | 101408.76 | 46000.1403 | 0 | 29732.4851
2300 | 266.4 | 276.7376 | 276.7376 | 269.3931 | 266.4 | 1880.1 | 525180.5767 | 95904 | 43503.12 | 0 | 31941.36
2301 | 309.6 | 321.614 | 321.614 | 313.0785 | 309.6 | 1787.05 | 579721.4562 | 111456 | 50557.68 | 0 | 65929.32
2302 | 292 | 303.331 | 303.331 | 295.2807 | 292 | 1857.7 | 568536.0259 | 105120 | 47683.6 | 0 | 41551.6
2303 | 243.2 | 252.6373 | 252.6373 | 245.9325 | 243.2 | 1835.65 | 469503.2183 | 87552 | 39714.56 | 0 | 39969.92
2304 | 139.2 | 144.6016 | 144.6016 | 140.764 | 139.2 | 1816.15 | 265829.9664 | 50112 | 22731.36 | 0 | 25591.92
2305 | 142.4 | 147.9258 | 147.9258 | 143.9999 | 142.4 | 1798.2 | 269788.4979 | 51264 | 23253.92 | 0 | 28736.32
2306 | 124 | 128.8118 | 128.8118 | 125.3932 | 124 | 1796.5 | 234425.1951 | 44640 | 20249.2 | 0 | 25234
2307 | 118.4 | 122.9945 | 122.9945 | 119.7303 | 118.4 | 1792.9 | 223339.9047 | 42624 | 19334.72 | 0 | 24520.64
2308 | 115.2 | 119.6703 | 119.6703 | 116.4943 | 115.2 | 1790.7 | 217184.8601 | 41472 | 18812.16 | 0 | 24111.36
2309 | 101.6 | 105.5426 | 105.5426 | 102.7415 | 101.6 | 1777.9 | 190246.1433 | 36576 | 16591.28 | 0 | 22565.36
2310 | 99.2 | 103.0494 | 103.0494 | 100.3146 | 99.2 | 1785.55 | 186591.6895 | 35712 | 16199.36 | 0 | 21273.44
2311 | 81.795 | 84.969 | 84.969 | 82.714 | 81.795 | 1762.2 | 151672.2774 | 29446.2 | 13357.1235 | 0 | 19450.851
2312 | 89.489 | 92.9616 | 92.9616 | 90.4944 | 89.489 | 1695.65 | 159818.4083 | 32216.04 | 14613.5537 | 0 | 27235.9771
2313 | 89.121 | 446.7224 | 92.5793 | 434.8666 | 89.121 | 1740.35 | 163579.1353 | 32083.56 | 14553.4593 | 0 | 23140.2677
2314 | 88.082 | 1434.8075 | 91.499 | 1396.7285 | 88.082 | 1709.25 | 159216.2168 | 31709.52 | 14383.7906 | 0 | 25609.8415
2315 | 84.446 | 2544.0546 | 87.7229 | 2476.5368 | 84.446 | 1445.85 | 129324.5636 | 30400.56 | 13790.0318 | 0 | 46795.7509
2316 | 92.13 | 1676.3442 | 95.7051 | 1631.8549 | 92.13 | 1578.35 | 153561.1071 | 33166.8 | 15044.829 | 0 | 38846.6145
2317 | 88.264 | 547.4865 | 91.6891 | 532.9565 | 88.264 | 1429.15 | 132646.467 | 31775.04 | 14413.5112 | 0 | 50385.5044
2318 | 92.708 | 674.6279 | 96.3055 | 656.7236 | 92.708 | 1591.15 | 155604.534 | 33374.88 | 15139.2164 | 0 | 37903.6658
2319 | 86.801 | 651.7368 | 90.1693 | 634.44 | 86.801 | 1540.75 | 141250.3563 | 31248.36 | 14174.6033 | 0 | 39863.3593
2320 | 98.247 | 114.5552 | 102.0595 | 111.515 | 98.247 | 1740.3 | 180153.3617 | 35368.92 | 16043.7351 | 0 | 25514.7459
2321 | 88.18 | 318.8393 | 91.6018 | 310.3775 | 88.18 | 1828.1 | 169476.6603 | 31744.8 | 14399.794 | 0 | 15158.142
2322 | 94.896 | 98.5784 | 98.5784 | 95.9622 | 94.896 | 1813.6 | 180800.0279 | 34162.56 | 15496.5168 | 0 | 17688.6144
2323 | 102.069 | 106.0298 | 106.0298 | 103.2158 | 102.069 | 1869 | 200344.305 | 36744.84 | 16667.8677 | 0 | 13371.039
2324 | 104.8 | 108.8667 | 108.8667 | 105.9775 | 104.8 | 1852.2 | 203903.5988 | 37728 | 17113.84 | 0 | 15489.44
2325 | 103.2 | 107.2047 | 107.2047 | 104.3595 | 103.2 | 1797.2 | 194272.5495 | 37152 | 16852.56 | 0 | 20928.96
2326 | 111.2 | 115.5151 | 115.5151 | 112.4494 | 111.2 | 1842.65 | 214469.6246 | 40032 | 18158.96 | 0 | 17497.32
2327 | 101.6 | 105.5426 | 105.5426 | 102.7415 | 101.6 | 1827.2 | 195051.7177 | 36576 | 16591.28 | 0 | 17556.48
2328 | 107.2 | 111.3599 | 111.3599 | 108.4044 | 107.2 | 1809.75 | 204254.1928 | 38592 | 17505.76 | 0 | 20394.8
2329 | 96.8 | 100.5563 | 100.5563 | 97.8876 | 96.8 | 1778.3 | 181622.3314 | 34848 | 15807.44 | 0 | 21460.56
2330 | 103.2 | 107.2047 | 107.2047 | 104.3595 | 103.2 | 1780.5 | 193951.3506 | 37152 | 16852.56 | 0 | 22652.4
2331 | 100 | 103.8805 | 103.8805 | 101.1235 | 100 | 1776.15 | 187442.3188 | 36000 | 16330 | 0 | 22385
2332 | 101.6 | 105.5426 | 105.5426 | 102.7415 | 101.6 | 1773.9 | 190295.302 | 36576 | 16591.28 | 0 | 22971.76
2333 | 96 | 99.7253 | 99.7253 | 97.0786 | 96 | 1737.85 | 176228.6092 | 34560 | 15676.8 | 0 | 25166.4
2334 | 101.6 | 105.5426 | 105.5426 | 102.7415 | 101.6 | 1709.25 | 183353.1151 | 36576 | 16591.28 | 0 | 29540.2
2335 | 90.638 | 94.1552 | 94.1552 | 91.6564 | 90.638 | 1713.25 | 163812.1734 | 32629.68 | 14801.1854 | 0 | 25990.4465
2336 | 142.371 | 147.8957 | 147.8957 | 143.9706 | 142.371 | 1493.3 | 224104.754 | 51253.56 | 23249.1843 | 0 | 72139.3857
2337 | 876.805 | 910.8292 | 910.8292 | 886.6563 | 876.805 | 1376.85 | 1273610.8949 | 315649.8 | 143182.2565 | 0 | 546381.0358
2338 | 1186.13 | 1468.3142 | 1232.1575 | 1429.3459 | 1186.13 | 1248.4 | 1562416.1004 | 427006.8 | 193695.029 | 0 | 891495.308
2339 | 1409.196 | 1728.6407 | 1463.8795 | 1682.7635 | 1409.196 | 1330.55 | 1982823.5095 | 507310.56 | 230121.7068 | 0 | 943386.2622
2340 | 1645.065 | 2752.1044 | 1708.9013 | 2679.065 | 1645.065 | 1397.2 | 2435031.1515 | 592223.4 | 268639.1145 | 0 | 991645.182
2341 | 1551.507 | 1611.7128 | 1611.7128 | 1568.9389 | 1551.507 | 742.65 | 1219554.5227 | 558542.52 | 253361.0931 | 0 | 1950787.3265
2342 | 1454.836 | 1647.1184 | 1511.2895 | 1603.4048 | 1454.836 | 301.3 | 463632.3836 | 523740.96 | 237574.7188 | 0 | 2471329.9132
2343 | 1456.702 | 1168.754 | 1168.754 | 1137.7359 | 1137.7359 | 1239.25 | 1486722.0461 | 409584.9362 | 185792.278 | 584664.7992 | 865532.6117
2344 | 1631.387 | 559.5885 | 559.5885 | 544.7374 | 544.7374 | 1096.15 | 628642.3366 | 196105.4501 | 88955.6111 | 1991828.7877 | 492360.864
2345 | 1631.553 | 643.6029 | 643.6029 | 626.522 | 626.522 | 1559.75 | 1026421.8399 | 225547.9339 | 102311.0489 | 1842221.7524 | 275826.3275
2346 | 1765.931 | 126.757 | 126.757 | 123.393 | 123.393 | 1715.7 | 222374.8736 | 44421.4694 | 20150.0721 | 3010772.2081 | 35080.6215
2347 | 1730.86 | 857.6372 | 857.6372 | 834.876 | 834.876 | 1844.05 | 1616758.433 | 300555.3516 | 136335.247 | 3044553.7111 | 130198.9086
2348 | 1846.4 | 1225.3959 | 1225.3959 | 1192.8746 | 1192.8746 | 1844.15 | 2314750.0547 | 429434.8406 | 194796.4152 | 2220679.4542 | 185909.4998
2349 | 1725.6 | 1225.3959 | 1225.3959 | 1192.8746 | 1192.8746 | 1828.65 | 2292179.6678 | 429434.8406 | 194796.4152 | 1810201.0542 | 204399.0554
2350 | 1554.4 | 1225.3959 | 1225.3959 | 1192.8746 | 1192.8746 | 1821.45 | 2283713.7948 | 429434.8406 | 194796.4152 | 1228463.4542 | 212987.7522
2351 | 1998.4 | 1225.3959 | 1225.3959 | 1192.8746 | 1192.8746 | 1806 | 2265178.8841 | 429434.8406 | 194796.4152 | 2737175.4542 | 231417.6641
2352 | 1700.8 | 0 | 0 | 0 | 0 | 1789.85 | 0 | 0 | 0 | 3117566.4 | 0
2353 | 1940.8 | 0 | 0 | 0 | 0 | 1791.9 | 0 | 0 | 0 | 2309552 | 0
2354 | 1621.6 | 0 | 0 | 0 | 0 | 1703.9 | 0 | 0 | 0 | 1929704 | 0
2355 | 1272.8 | 0 | 0 | 0 | 0 | 1682.05 | 0 | 0 | 0 | 1514632 | 0
2356 | 1277.6 | 0 | 0 | 0 | 0 | 1697.6 | 0 | 0 | 0 | 1520344 | 0
2357 | 1742.4 | 0 | 0 | 0 | 0 | 1680.9 | 0 | 0 | 0 | 2073456 | 0
2358 | 1696 | 0 | 0 | 0 | 0 | 1731.3 | 0 | 0 | 0 | 2018240 | 0
2359 | 1093.028 | 0 | 0 | 0 | 0 | 1798.55 | 0 | 0 | 0 | 2003520.324 | 0
2360 | 1153.367 | 0 | 0 | 0 | 0 | 1716.4 | 0 | 0 | 0 | 2114121.711 | 0
2361 | 1724.16 | 454.503 | 454.503 | 442.4408 | 442.4408 | 1826.45 | 849882.9094 | 159278.6824 | 72250.5801 | 2349391.3219 | 76785.5982
2362 | 2138.256 | 1721.7108 | 1721.7108 | 1676.0176 | 1676.0176 | 1868.75 | 3310910.8674 | 603366.3246 | 273693.6689 | 847283.0455 | 219977.3058
2363 | 1900.048 | 1973.7789 | 1973.7789 | 1921.3959 | 1900.048 | 1727 | 3470749.6522 | 684017.28 | 310277.8384 | 0 | 518713.104
2364 | 2133.191 | 2215.9689 | 2215.9689 | 2157.1583 | 2133.191 | 1719.95 | 3874602.9446 | 767948.76 | 348350.0903 | 0 | 597400.1396
2365 | 1700.026 | 1765.9951 | 1765.9951 | 1719.1265 | 1700.026 | 1706 | 3051639.3927 | 612009.36 | 277614.2458 | 0 | 499807.644
2366 | 1540.681 | 1600.4667 | 1600.4667 | 1557.9912 | 1540.681 | 1742.8 | 2829473.142 | 554645.16 | 251593.2073 | 0 | 396263.1532
2367 | 1354.534 | 1407.0964 | 1407.0964 | 1369.7528 | 1354.534 | 1858.55 | 2654092.3451 | 487632.24 | 221195.4022 | 0 | 191598.8343
2368 | 1652.807 | 1610.3354 | 1610.3354 | 1567.598 | 1567.598 | 1904.35 | 3136115.2165 | 564335.2659 | 255988.747 | 156188.1688 | 149940.745
2369 | 1811.042 | 866.1834 | 866.1834 | 843.1954 | 843.1954 | 1904.7 | 1681157.9461 | 303550.3478 | 137693.8106 | 1774062.7983 | 80356.5226
2370 | 1517.038 | 156.3412 | 156.3412 | 152.1919 | 152.1919 | 1893.5 | 301754.4323 | 54789.1 | 24852.9445 | 2501762.8197 | 16208.4421
2371 | 1866.297 | 857.6372 | 857.6372 | 834.876 | 834.876 | 1894.45 | 1656982.4488 | 300555.3516 | 136335.247 | 3504768.6371 | 88121.1593
2372 | 1745.6 | 1225.3959 | 1225.3959 | 1192.8746 | 1192.8746 | 1886 | 2361691.3039 | 429434.8406 | 194796.4152 | 1878161.0542 | 135987.6995
2373 | 2057.6 | 1225.3959 | 1225.3959 | 1192.8746 | 1192.8746 | 1871.55 | 2342577.6007 | 429434.8406 | 194796.4152 | 2938337.0542 | 153224.7369
2374 | 1675.2 | 1225.3959 | 1225.3959 | 1192.8746 | 1192.8746 | 1857.7 | 2325834.0902 | 429434.8406 | 194796.4152 | 1638941.8542 | 169746.0495
2375 | 1663.2 | 1225.3959 | 1225.3959 | 1192.8746 | 1192.8746 | 1835.65 | 2300907.816 | 429434.8406 | 194796.4152 | 1598165.8542 | 196048.9335
2376 | 1429.6 | 0 | 0 | 0 | 0 | 1816.15 | 0 | 0 | 0 | 2620456.8 | 0
2377 | 1479.2 | 0 | 0 | 0 | 0 | 1797.3 | 0 | 0 | 0 | 1760248 | 0
2378 | 1613.6 | 0 | 0 | 0 | 0 | 1788.4 | 0 | 0 | 0 | 1920184 | 0
2379 | 1020.8 | 0 | 0 | 0 | 0 | 1784.05 | 0 | 0 | 0 | 1214752 | 0
2380 | 1254.4 | 0 | 0 | 0 | 0 | 1782.1 | 0 | 0 | 0 | 1492736 | 0
2381 | 1267.2 | 0 | 0 | 0 | 0 | 1782.9 | 0 | 0 | 0 | 1507968 | 0
2382 | 1392 | 0 | 0 | 0 | 0 | 1788.2 | 0 | 0 | 0 | 1656480 | 0
2383 | 1293.522 | 0 | 0 | 0 | 0 | 1798.55 | 0 | 0 | 0 | 2371025.826 | 0
2384 | 650.269 | 666.5709 | 666.5709 | 648.8805 | 648.8805 | 1806.6 | 1236434.7243 | 233596.9635 | 105962.1781 | 2545.2047 | 125493.4798
2385 | 1468.701 | 1525.6936 | 1525.6936 | 1485.2025 | 1468.701 | 1855.45 | 2872147.8359 | 528732.36 | 239838.8733 | 0 | 212300.7295
2386 | 1476.864 | 1534.1733 | 1534.1733 | 1493.4572 | 1476.864 | 1772.65 | 2768950.5442 | 531671.04 | 241171.8912 | 0 | 335765.0304
2387 | 1368.496 | 1421.6001 | 1421.6001 | 1383.8717 | 1368.496 | 1664.5 | 2417151.8318 | 492658.56 | 223475.3968 | 0 | 459130.408
2388 | 1103.419 | 1526.133 | 1146.2369 | 1485.6303 | 1103.419 | 1521.6 | 1774667.606 | 397230.84 | 180188.3227 | 0 | 527875.6496
2389 | 1738.664 | 1806.1324 | 1806.1324 | 1758.1986 | 1738.664 | 1441.3 | 2644049.225 | 625919.04 | 283923.8312 | 0 | 971391.5768
2390 | 1353.651 | 1406.1791 | 1406.1791 | 1368.8599 | 1353.651 | 1464.2 | 2097572.7375 | 487314.36 | 221051.2083 | 0 | 725286.2058
2391 | 1671.773 | 1736.6457 | 1736.6457 | 1690.5561 | 1671.773 | 1622.95 | 2876100.0397 | 601838.28 | 273000.5309 | 0 | 630342.0096
2392 | 1643.7 | 1584.0328 | 1584.0328 | 1541.9935 | 1541.9935 | 1757.85 | 2861429.8493 | 555117.6526 | 251807.5352 | 186428.052 | 373393.7211
2393 | 1554.145 | 851.7441 | 851.7441 | 829.1392 | 829.1392 | 1848.7 | 1614379.7028 | 298490.1257 | 135398.4376 | 1328935.5616 | 125448.7667
2394 | 1624.376 | 154.8484 | 154.8484 | 150.7388 | 150.7388 | 1860 | 294921.5008 | 54265.9677 | 24615.6459 | 2701176.9891 | 21103.4319
2395 | 1597.412 | 857.6372 | 857.6372 | 834.876 | 834.876 | 1894.45 | 1663998.8928 | 300555.3516 | 136335.247 | 2591097.4071 | 88121.1593
2396 | 1305.6 | 1225.3959 | 1225.3959 | 1192.8746 | 1192.8746 | 1886 | 2366303.5678 | 429434.8406 | 194796.4152 | 383041.0542 | 135987.6995
2397 | 1634.4 | 1225.3959 | 1225.3959 | 1192.8746 | 1192.8746 | 1865.65 | 2334576.2005 | 429434.8406 | 194796.4152 | 1500303.4542 | 160262.6968
2398 | 1851.2 | 1225.3959 | 1225.3959 | 1192.8746 | 1192.8746 | 1857.7 | 2323832.7748 | 429434.8406 | 194796.4152 | 2236989.8542 | 169746.0495
2399 | 1613.6 | 1225.3959 | 1225.3959 | 1192.8746 | 1192.8746 | 1835.65 | 2303629.3565 | 429434.8406 | 194796.4152 | 1429625.0542 | 196048.9335
2400 | 1363.2 | 0 | 0 | 0 | 0 | 1816.15 | 0 | 0 | 0 | 2498745.6 | 0
2401 | 1245.6 | 0 | 0 | 0 | 0 | 1786 | 0 | 0 | 0 | 1482264 | 0
2402 | 1235.2 | 0 | 0 | 0 | 0 | 1686.4 | 0 | 0 | 0 | 1469888 | 0
2403 | 1324 | 0 | 0 | 0 | 0 | 1682.05 | 0 | 0 | 0 | 1575560 | 0
2404 | 1393.6 | 0 | 0 | 0 | 0 | 1674.3 | 0 | 0 | 0 | 1658384 | 0
2405 | 1192 | 0 | 0 | 0 | 0 | 1680.9 | 0 | 0 | 0 | 1418480 | 0
2406 | 1108 | 0 | 0 | 0 | 0 | 1686.2 | 0 | 0 | 0 | 1318520 | 0
2407 | 1071.458 | 0 | 0 | 0 | 0 | 1696.55 | 0 | 0 | 0 | 1963982.514 | 0
2408 | 700.377 | 0 | 0 | 0 | 0 | 1685.8 | 0 | 0 | 0 | 1283791.041 | 0
2409 | 1179.725 | 0 | 0 | 0 | 0 | 1752.15 | 0 | 0 | 0 | 2162435.925 | 0
2410 | 1627.857 | 0 | 0 | 0 | 0 | 1724.65 | 0 | 0 | 0 | 2983861.881 | 0
2411 | 1504.309 | 391.2835 | 391.2835 | 380.899 | 380.899 | 1727 | 697759.6313 | 137123.6466 | 62200.8097 | 2059210.4964 | 103985.432
2412 | 1607.655 | 873.0479 | 873.0479 | 849.8777 | 849.8777 | 1623.95 | 1457521.1528 | 305955.9556 | 138785.021 | 1389005.8744 | 319596.4919
2413 | 1708.11 | 1774.3928 | 1774.3928 | 1727.3014 | 1708.11 | 1441.3 | 2596595.512 | 614919.6 | 278934.363 | 0 | 954321.057
2414 | 1747.615 | 1815.4308 | 1815.4308 | 1767.2502 | 1747.615 | 1464.2 | 2702838.4674 | 629141.4 | 285385.5295 | 0 | 936372.117
2415 | 1656.806 | 1328.0392 | 1328.0392 | 1292.7937 | 1292.7937 | 1580.45 | 2159603.6261 | 465405.7391 | 211113.2144 | 667234.5099 | 542391.6051
2416 | 1940.668 | 791.0083 | 791.0083 | 770.0153 | 770.0153 | 1684.05 | 1366088.6747 | 277205.5209 | 125743.5043 | 2145806.3335 | 243286.3453
2417 | 1471.768 | 817.8188 | 817.8188 | 796.1143 | 796.1143 | 1847.8 | 1548164.5522 | 286601.152 | 130005.467 | 1238473.2116 | 121168.5982
2418 | 1831.384 | 144.4572 | 144.4572 | 140.6234 | 140.6234 | 1860 | 275540.0826 | 50624.428 | 22963.803 | 3099164.1595 | 19687.2776
2419 | 1741.725 | 857.6372 | 857.6372 | 834.876 | 834.876 | 1894.45 | 1664042.2995 | 300555.3516 | 136335.247 | 3081472.9811 | 88121.1593
2420 | 1332.8 | 1225.3959 | 1225.3959 | 1192.8746 | 1192.8746 | 1880.1 | 2357068.7858 | 429434.8406 | 194796.4152 | 475466.6542 | 143025.6594
2421 | 1913.6 | 1225.3959 | 1225.3959 | 1192.8746 | 1192.8746 | 1838.05 | 2303312.702 | 429434.8406 | 194796.4152 | 2449025.0542 | 193186.0346
2422 | 1916 | 1225.3959 | 1225.3959 | 1192.8746 | 1192.8746 | 1857.7 | 2326111.945 | 429434.8406 | 194796.4152 | 2457180.2542 | 169746.0495
2423 | 1797.6 | 1225.3959 | 1225.3959 | 1192.8746 | 1192.8746 | 1835.65 | 2304080.812 | 429434.8406 | 194796.4152 | 2054857.0542 | 196048.9335
2424 | 1308 | 0 | 0 | 0 | 0 | 1816.15 | 0 | 0 | 0 | 2397564 | 0
2425 | 1379.2 | 0 | 0 | 0 | 0 | 1786 | 0 | 0 | 0 | 1641248 | 0
2426 | 1590.4 | 0 | 0 | 0 | 0 | 1686.4 | 0 | 0 | 0 | 1892576 | 0
2427 | 1549.6 | 0 | 0 | 0 | 0 | 1676.25 | 0 | 0 | 0 | 1844024 | 0
2428 | 934.4 | 0 | 0 | 0 | 0 | 1667.1 | 0 | 0 | 0 | 1111936 | 0
2429 | 1459.2 | 0 | 0 | 0 | 0 | 1675.1 | 0 | 0 | 0 | 1736448 | 0
2430 | 1591.2 | 0 | 0 | 0 | 0 | 1683.3 | 0 | 0 | 0 | 1893528 | 0
2431 | 966.93 | 0 | 0 | 0 | 0 | 1714.05 | 0 | 0 | 0 | 1772382.69 | 0
2432 | 1477.577 | 0 | 0 | 0 | 0 | 1689.5 | 0 | 0 | 0 | 2708398.641 | 0
2433 | 1354.983 | 385.6531 | 385.6531 | 375.4181 | 375.4181 | 1713.45 | 680273.0826 | 135150.524 | 61305.7794 | 1795542.4209 | 107576.0629
2434 | 1698.036 | 1468.2955 | 1468.2955 | 1429.3277 | 1429.3277 | 1719.65 | 2603827.0639 | 514557.9701 | 233409.2125 | 492542.3238 | 400712.0192
2435 | 1687.35 | 1752.8272 | 1752.8272 | 1706.3081 | 1687.35 | 1629.35 | 2912639.975 | 607446 | 275544.255 | 0 | 625416.2775
2436 | 1799.841 | 1869.6834 | 1869.6834 | 1820.063 | 1799.841 | 1591.45 | 3029360.4263 | 647942.76 | 293914.0353 | 0 | 735325.0406
2437 | 1492.56 | 1550.4784 | 1550.4784 | 1509.3296 | 1492.56 | 1441.3 | 2271435.0449 | 537321.6 | 243735.048 | 0 | 833893.272
2438 | 1614.825 | 1677.4879 | 1677.4879 | 1632.9683 | 1614.825 | 1464.2 | 2494857.7902 | 581337 | 263700.9225 | 0 | 865223.235
2439 | 1802.673 | 1872.6253 | 1872.6253 | 1822.9268 | 1802.673 | 1483.25 | 2827774.2306 | 648962.28 | 294376.5009 | 0 | 931531.2728
2440 | 1703.159 | 1169.8178 | 1169.8178 | 1138.7714 | 1138.7714 | 1691.85 | 2031610.9016 | 409957.718 | 185961.376 | 1034522.3993 | 350912.4189
2441 | 1953.342 | 460.2019 | 460.2019 | 447.9884 | 447.9884 | 1837.7 | 865656.4855 | 161275.832 | 73156.5093 | 2759313.1082 | 72708.5209
2442 | 1610.257 | 80.8886 | 80.8886 | 78.7419 | 78.7419 | 1837.5 | 152255.1092 | 28347.0731 | 12858.5473 | 2807267.2337 | 12795.5538
2443 | 1843.247 | 857.6372 | 857.6372 | 834.876 | 834.876 | 1888.55 | 1660783.5303 | 300555.3516 | 136335.247 | 3426444.7371 | 93046.9276
2444 | 1636 | 1225.3959 | 1225.3959 | 1192.8746 | 1192.8746 | 1829.1 | 2295420.5765 | 429434.8406 | 194796.4152 | 1505740.2542 | 203862.2618
2445 | 1706.4 | 1225.3959 | 1225.3959 | 1192.8746 | 1192.8746 | 1820.5 | 2284301.4015 | 429434.8406 | 194796.4152 | 1744959.4542 | 214120.983
2446 | 2003.2 | 1225.3959 | 1225.3959 | 1192.8746 | 1192.8746 | 1857.7 | 2330164.3072 | 429434.8406 | 194796.4152 | 2753485.8542 | 169746.0495
2447 | 1822.4 | 1225.3959 | 1225.3959 | 1192.8746 | 1192.8746 | 1835.65 | 2308990.0898 | 429434.8406 | 194796.4152 | 2139127.4542 | 196048.9335
2448 | 1698.4 | 0 | 0 | 0 | 0 | 1815.15 | 0 | 0 | 0 | 3113167.2 | 0
2449 | 1377.6 | 0 | 0 | 0 | 0 | 1791.9 | 0 | 0 | 0 | 2525140.8 | 0
2450 | 1225.6 | 0 | 0 | 0 | 0 | 1686.4 | 0 | 0 | 0 | 2246524.8 | 0
2451 | 1188 | 0 | 0 | 0 | 0 | 1682.05 | 0 | 0 | 0 | 2177604 | 0
2452 | 1199.2 | 0 | 0 | 0 | 0 | 1677.2 | 0 | 0 | 0 | 2198133.6 | 0
2453 | 1212 | 0 | 0 | 0 | 0 | 1632.9 | 0 | 0 | 0 | 2221596 | 0
2454 | 1070.4 | 0 | 0 | 0 | 0 | 1641.7 | 0 | 0 | 0 | 1962043.2 | 0
2455 | 974.019 | 155.5714 | 155.5714 | 151.4426 | 151.4426 | 1693.65 | 270490.5368 | 54519.3429 | 24730.5797 | 1507782.5063 | 46394.4463
2456 | 196.406 | 204.0275 | 204.0275 | 198.6127 | 196.406 | 1633.25 | 338294.9876 | 70706.16 | 32073.0998 | 0 | 72031.9005
2457 | 173.54 | 350.606 | 180.2752 | 341.3011 | 173.54 | 1709.95 | 313205.0763 | 62474.4 | 28339.082 | 0 | 50335.277
2458 | 0 | 845.7086 | 0.0010388 | 823.264 | 0 | 1529.8 | 0 | 0 | 0 | 0 | 0
2459 | 0 | 1180.6972 | 0 | 1149.3621 | 0 | 1462.3 | 0 | 0 | 0 | 0 | 0
2460 | 0 | 741.8458 | 0 | 722.1576 | 0 | 1451.75 | 0 | 0 | 0 | 0 | 0
2461 | 0 | 1069.2168 | 0 | 1040.8404 | 0 | 1441.3 | 0 | 0 | 0 | 0 | 0
2462 | 267.984 | 1506.4892 | 278.3831 | 1466.5078 | 267.984 | 1464.2 | 414633.7979 | 96474.24 | 43761.7872 | 0 | 143585.8272
2463 | 256.129 | 2083.4922 | 266.068 | 2028.1975 | 256.129 | 1553.1 | 419804.8061 | 92206.44 | 41825.8657 | 0 | 114464.0501
2464 | 126.647 | 1529.4748 | 131.5615 | 1488.8834 | 126.647 | 1629.35 | 217577.3506 | 45592.92 | 20681.4551 | 0 | 46941.7105
2465 | 227.812 | 814.6722 | 236.6522 | 793.0513 | 227.812 | 1778.7 | 426119.8839 | 82012.32 | 37201.6996 | 0 | 50414.7956
2466 | 353.747 | 367.4741 | 367.4741 | 357.7215 | 353.747 | 1833.7 | 682893.3387 | 127348.92 | 57766.8851 | 0 | 58828.1261
2467 | 216.663 | 225.0706 | 225.0706 | 219.0973 | 216.663 | 1837.55 | 418448.7715 | 77998.68 | 35381.0679 | 0 | 35196.9043
2468 | 193.6 | 201.1126 | 201.1126 | 195.7752 | 193.6 | 1784 | 363134.6997 | 69696 | 31614.88 | 0 | 41817.6
2469 | 127.2 | 132.136 | 132.136 | 128.6291 | 127.2 | 1814.65 | 242345.9159 | 45792 | 20771.76 | 0 | 23576.52
2470 | 117.6 | 122.1634 | 122.1634 | 118.9213 | 117.6 | 1857.7 | 229254.9947 | 42336 | 19204.08 | 0 | 16734.48
2471 | 128.8 | 133.7981 | 133.7981 | 130.2471 | 128.8 | 1835.65 | 248699.1897 | 46368 | 21033.04 | 0 | 21168.28
2472 | 140.8 | 146.2637 | 146.2637 | 142.3819 | 140.8 | 1816.15 | 269126.6088 | 50688 | 22992.64 | 0 | 25886.08
2473 | 108.8 | 113.022 | 113.022 | 110.0224 | 108.8 | 1792.3 | 205312.8967 | 39168 | 17767.04 | 0 | 22597.76
2474 | 100 | 103.8805 | 103.8805 | 101.1235 | 100 | 1694.5 | 178839.9132 | 36000 | 16330 | 0 | 30550
2475 | 89.6 | 93.0769 | 93.0769 | 90.6067 | 89.6 | 1685.1 | 159500.7818 | 32256 | 14631.68 | 0 | 28215.04
2476 | 99.2 | 103.0494 | 103.0494 | 100.3146 | 99.2 | 1682.9 | 176219.8413 | 35712 | 16199.36 | 0 | 31456.32
2477 | 91.2 | 94.739 | 94.739 | 92.2247 | 91.2 | 1681.9 | 161760.4629 | 32832 | 14892.96 | 0 | 29010.72
2478 | 98.4 | 102.2184 | 102.2184 | 99.5056 | 98.4 | 1686.55 | 175014.79 | 35424 | 16068.72 | 0 | 30843.48
2479 | 64.271 | 66.765 | 66.765 | 64.9931 | 64.271 | 1738.8 | 117819.7619 | 23137.56 | 10495.4543 | 0 | 16787.5852
2480 | 44.716 | 46.4512 | 46.4512 | 45.2184 | 44.716 | 1660.65 | 78337.2382 | 16097.76 | 7302.1228 | 0 | 15174.3746
2481 | 503.248 | 522.7764 | 522.7764 | 508.9022 | 503.248 | 1695.25 | 898841.1659 | 181169.28 | 82180.3984 | 0 | 153364.828
2482 | 593.572 | 1694.489 | 616.6054 | 1649.5181 | 593.572 | 1638.95 | 1027347.2935 | 213685.92 | 96930.3076 | 0 | 214309.1706
2483 | 451.248 | 1329.9952 | 468.7586 | 1294.6979 | 451.248 | 1445.85 | 690104.5884 | 162449.28 | 73688.7984 | 0 | 250059.0792
2484 | 445.515 | 2712.9103 | 462.8031 | 2640.9111 | 445.515 | 1438.65 | 677164.8164 | 160385.4 | 72752.5995 | 0 | 250089.8453
2485 | 1718.709 | 1844.0768 | 1785.4031 | 1795.136 | 1718.709 | 1429.15 | 2590734.7216 | 618735.24 | 280665.1797 | 0 | 981125.0326
2486 | 1825.482 | 1922.8577 | 1896.3194 | 1871.8261 | 1825.482 | 1553.8 | 2999539.6798 | 657173.52 | 298101.2106 | 0 | 814530.0684
2487 | 1311.2 | 1454.3599 | 1362.0808 | 1415.762 | 1311.2 | 1730.6 | 2396216.0654 | 472032 | 214118.96 | 0 | 353237.28
2488 | 1571.2 | 1315.6836 | 1315.6836 | 1280.7661 | 1280.7661 | 1743.8 | 2353782.7007 | 461075.7907 | 209149.1017 | 532365.3656 | 328132.2711
2489 | 1255.2 | 805.5702 | 805.5702 | 784.1908 | 784.1908 | 1828.1 | 1505749.5333 | 282308.7003 | 128058.3632 | 863359.801 | 134802.4044
2490 | 1663.487 | 138.9734 | 138.9734 | 135.2851 | 135.2851 | 1813.6 | 257848.8859 | 48702.6357 | 22092.0567 | 2801194.0841 | 25217.1425
2491 | 1610.935 | 857.6372 | 857.6372 | 834.876 | 834.876 | 1829.6 | 1602233.9534 | 300555.3516 | 136335.247 | 2637048.5611 | 142262.8664
2492 | 1180.8 | 1225.3959 | 1225.3959 | 1192.8746 | 1180.8 | 1753.2 | 2172749.3439 | 425088 | 192824.64 | 0 | 291421.44
2493 | 1295.2 | 1225.3959 | 1225.3959 | 1192.8746 | 1192.8746 | 1771.7 | 2218365.2771 | 429434.8406 | 194796.4152 | 347701.8542 | 272333.2614
2494 | 1408 | 1225.3959 | 1225.3959 | 1192.8746 | 1192.8746 | 1842.65 | 2304623.6342 | 429434.8406 | 194796.4152 | 730996.2542 | 187698.8116
2495 | 1508 | 1225.3959 | 1225.3959 | 1192.8746 | 1192.8746 | 1827.2 | 2290116.0043 | 429434.8406 | 194796.4152 | 1070796.2542 | 206128.7235
2496 | 1367.2 | 0 | 0 | 0 | 0 | 1809.75 | 0 | 0 | 0 | 2506077.6 | 0
2497 | 1770.4 | 0 | 0 | 0 | 0 | 1728.2 | 0 | 0 | 0 | 2106776 | 0
2498 | 1622.4 | 0 | 0 | 0 | 0 | 1768.7 | 0 | 0 | 0 | 1930656 | 0
2499 | 1314.4 | 0 | 0 | 0 | 0 | 1674.15 | 0 | 0 | 0 | 1564136 | 0
2500 | 1200.8 | 0 | 0 | 0 | 0 | 1666.1 | 0 | 0 | 0 | 1428952 | 0
2501 | 1348 | 0 | 0 | 0 | 0 | 1667.7 | 0 | 0 | 0 | 1604120 | 0
2502 | 1156 | 0 | 0 | 0 | 0 | 1669.6 | 0 | 0 | 0 | 1375640 | 0
2503 | 1375.182 | 0 | 0 | 0 | 0 | 1685.65 | 0 | 0 | 0 | 2520708.606 | 0
2504 | 1228.928 | 0 | 0 | 0 | 0 | 1605.65 | 0 | 0 | 0 | 2252625.024 | 0
2505 | 1763.437 | 460.0191 | 460.0191 | 447.8104 | 447.8104 | 1499.05 | 711924.6524 | 161211.7601 | 73127.4456 | 2411543.4759 | 224330.6423
2506 | 1786.454 | 0 | 0 | 0 | 0 | 1510.4 | 0 | 0 | 0 | 3274570.182 | 0
2507 | 1601.327 | 1307.3545 | 1307.3545 | 1272.658 | 1272.658 | 1539.9 | 2082417.7655 | 458156.8799 | 207825.0513 | 602450.2777 | 585549.9456
2508 | 1886.909 | 1464.6669 | 1464.6669 | 1425.7954 | 1425.7954 | 1536.9 | 2328876.2956 | 513286.3617 | 232832.3969 | 845221.1386 | 660285.8725
2509 | 1830.371 | 1155.7856 | 1155.7856 | 1125.1117 | 1125.1117 | 1457.3 | 1744023.8845 | 405040.2015 | 183730.7358 | 1292740.3506 | 610598.1037
2510 | 1393.734 | 1447.8175 | 1447.8175 | 1409.3932 | 1393.734 | 1395.6 | 2060908.0558 | 501744.24 | 227596.7622 | 0 | 842372.8296
2511 | 1534.199 | 1449.5305 | 1449.5305 | 1411.0607 | 1411.0607 | 1572.3 | 2347597.9174 | 507981.8656 | 230426.2185 | 225712.4349 | 603510.6775
2512 | 1641.378 | 1188.6928 | 1188.6928 | 1157.1456 | 1157.1456 | 1638.15 | 2000783.6292 | 416572.4113 | 188961.8743 | 887598.0133 | 418713.1306
2513 | 1522.665 | 680.8815 | 680.8815 | 662.8112 | 662.8112 | 1726.25 | 1205671.7752 | 238612.044 | 108237.0744 | 1576111.9541 | 181444.5751
2514 | 1554.326 | 150.0439 | 150.0439 | 146.0618 | 146.0618 | 1830.8 | 280227.4412 | 52582.2607 | 23851.8977 | 2581348.2139 | 24713.6625
2515 | 1267.674 | 857.6372 | 857.6372 | 834.876 | 834.876 | 1849.95 | 1622078.6662 | 300555.3516 | 136335.247 | 1470647.6831 | 125273.1403
2516 | 1214.4 | 1225.3959 | 1225.3959 | 1192.8746 | 1192.8746 | 1844.15 | 2315880.8574 | 429434.8406 | 194796.4152 | 73143.4542 | 185909.4998
2517 | 1422.4 | 1225.3959 | 1225.3959 | 1192.8746 | 1192.8746 | 1828.65 | 2295135.2908 | 429434.8406 | 194796.4152 | 779927.4542 | 204399.0554
2518 | 1226.4 | 1225.3959 | 1225.3959 | 1192.8746 | 1192.8746 | 1815.55 | 2275834.4367 | 429434.8406 | 194796.4152 | 113919.4542 | 220025.7121
2519 | 1222.4 | 1225.3959 | 1225.3959 | 1192.8746 | 1192.8746 | 1800.1 | 2257311.5006 | 429434.8406 | 194796.4152 | 100327.4542 | 238455.624
2520 | 1440.8 | 0 | 0 | 0 | 0 | 1750.45 | 0 | 0 | 0 | 2640986.4 | 0
2521 | 1159.2 | 0 | 0 | 0 | 0 | 1746.8 | 0 | 0 | 0 | 1379448 | 0
2522 | 1145.6 | 0 | 0 | 0 | 0 | 1683.5 | 0 | 0 | 0 | 1363264 | 0
2523 | 1368.8 | 0 | 0 | 0 | 0 | 1655.05 | 0 | 0 | 0 | 1628872 | 0
2524 | 864.8 | 0 | 0 | 0 | 0 | 1632.1 | 0 | 0 | 0 | 1029112 | 0
2525 | 943.2 | 0 | 0 | 0 | 0 | 1636.4 | 0 | 0 | 0 | 1122408 | 0
2526 | 1092 | 0 | 0 | 0 | 0 | 1676.1 | 0 | 0 | 0 | 1299480 | 0
2527 | 1156.517 | 0 | 0 | 0 | 0 | 1696.55 | 0 | 0 | 0 | 2119895.661 | 0
2528 | 715.847 | 0 | 0 | 0 | 0 | 1713.5 | 0 | 0 | 0 | 1312147.551 | 0
2529 | 1374.694 | 543.8434 | 543.8434 | 529.4101 | 529.4101 | 1757.95 | 978888.6697 | 190587.6237 | 86452.6637 | 1549405.4514 | 128143.7064
2530 | 1474.584 | 1531.8049 | 1531.8049 | 1491.1516 | 1474.584 | 1748.65 | 2721326.4899 | 530850.24 | 240799.5672 | 0 | 370636.6884
2531 | 1171.084 | 1272.8423 | 1216.5276 | 1239.0617 | 1171.084 | 1629.35 | 2017924.7757 | 421590.24 | 191238.0172 | 0 | 434062.2846
2532 | 1452.682 | 1509.053 | 1509.053 | 1469.0035 | 1452.682 | 1591.45 | 2434544.8189 | 522965.52 | 237222.9706 | 0 | 593493.2311
2533 | 1536.423 | 1596.0435 | 1596.0435 | 1553.6854 | 1536.423 | 1441.3 | 2324355.6006 | 553112.28 | 250897.8759 | 0 | 858399.5301
2534 | 1489.362 | 1547.1563 | 1547.1563 | 1506.0956 | 1489.362 | 1723.9 | 2700697.4251 | 536170.32 | 243212.8146 | 0 | 411212.8482
2535 | 1094.152 | 1136.6103 | 1136.6103 | 1106.4453 | 1094.152 | 1772.55 | 2042932.3731 | 393894.72 | 178675.0216 | 0 | 248864.8724
2536 | 1400.201 | 1232.1845 | 1232.1845 | 1199.483 | 1199.483 | 1799.45 | 2270945.2833 | 431813.8731 | 195875.5708 | 367916.129 | 240556.3118
2537 | 1681.075 | 655.0578 | 655.0578 | 637.6729 | 637.6729 | 1853.2 | 1239343.2277 | 229562.2554 | 104131.9897 | 1912555.9912 | 93610.3864
2538 | 1647.588 | 129.1567 | 129.1567 | 125.7289 | 125.7289 | 1893.5 | 249550.1777 | 45262.4128 | 20531.5333 | 2789567.6857 | 13390.1304
2539 | 1122.777 | 996.0278 | 996.0278 | 969.5938 | 969.5938 | 1894.45 | 1924478.4298 | 349053.7582 | 158334.6631 | 520516.6058 | 102340.6227
2540 | 1656 | 1225.3959 | 1225.3959 | 1192.8746 | 1192.8746 | 1886 | 2358025.3752 | 429434.8406 | 194796.4152 | 1573700.2542 | 135987.6995
2541 | 1400.8 | 1225.3959 | 1225.3959 | 1192.8746 | 1192.8746 | 1871.55 | 2336845.945 | 429434.8406 | 194796.4152 | 706530.6542 | 153224.7369
2542 | 1624.8 | 1225.3959 | 1225.3959 | 1192.8746 | 1192.8746 | 1857.7 | 2320880.8942 | 429434.8406 | 194796.4152 | 1467682.6542 | 169746.0495
2543 | 1046.4 | 1087.0053 | 1087.0053 | 1058.1568 | 1046.4 | 1835.65 | 2019026.0279 | 376704 | 170877.12 | 0 | 171975.84
2544 | 1645.6 | 0 | 0 | 0 | 0 | 1816.15 | 0 | 0 | 0 | 3016384.8 | 0
2545 | 1430.4 | 0 | 0 | 0 | 0 | 1797.3 | 0 | 0 | 0 | 1702176 | 0
2546 | 1149.6 | 0 | 0 | 0 | 0 | 1782 | 0 | 0 | 0 | 1368024 | 0
2547 | 1410.4 | 0 | 0 | 0 | 0 | 1699.55 | 0 | 0 | 0 | 1678376 | 0
2548 | 1274.4 | 0 | 0 | 0 | 0 | 1680.1 | 0 | 0 | 0 | 1516536 | 0
2549 | 1276.8 | 0 | 0 | 0 | 0 | 1701.9 | 0 | 0 | 0 | 1519392 | 0
2550 | 1566.4 | 0 | 0 | 0 | 0 | 1782.3 | 0 | 0 | 0 | 1864016 | 0
2551 | 1491.966 | 0 | 0 | 0 | 0 | 1798.05 | 0 | 0 | 0 | 2734773.678 | 0
2552 | 1493.014 | 0 | 0 | 0 | 0 | 1716.4 | 0 | 0 | 0 | 2736694.662 | 0
2553 | 1539.824 | 31.1704 | 31.1704 | 30.3431 | 30.3431 | 1757.95 | 56315.8038 | 10923.527 | 4955.0332 | 2766878.4338 | 7344.5547
2554 | 1782.499 | 942.3289 | 942.3289 | 917.32 | 917.32 | 1738.55 | 1684359.2061 | 330235.1926 | 149798.3526 | 1585873.1447 | 239833.3086
2555 | 1835.337 | 1298.1413 | 1298.1413 | 1263.6894 | 1263.6894 | 1656.7 | 2213099.8929 | 454928.1669 | 206360.4713 | 1047830.1379 | 433824.5547
2556 | 1632.697 | 1688.172 | 1688.172 | 1643.3688 | 1632.697 | 1646.15 | 2831734.5592 | 587770.92 | 266619.4201 | 0 | 577729.8334
2557 | 1766.248 | 1834.7868 | 1834.7868 | 1786.0926 | 1766.248 | 1635.7 | 3037659.0851 | 635849.28 | 288428.2984 | 0 | 643444.1464
2558 | 1904.871 | 1978.789 | 1978.789 | 1926.2731 | 1904.871 | 1732.4 | 3479018.5622 | 685753.56 | 311065.4343 | 0 | 509743.4796
2559 | 1996.523 | 2073.9976 | 2073.9976 | 2018.9548 | 1996.523 | 1765.35 | 3713492.3024 | 718748.28 | 326032.2059 | 0 | 468484.122
2560 | 1909.872 | 1310.1883 | 1310.1883 | 1275.4166 | 1275.4166 | 1775.35 | 2385448.5089 | 459149.994 | 208275.5389 | 1162956.6568 | 286522.3504
2561 | 1550.773 | 172.2515 | 172.2515 | 167.68 | 167.68 | 1892.9 | 334001.4218 | 60364.8095 | 27382.1483 | 2535209.4205 | 17958.5308
2562 | 1749.963 | 30.9055 | 30.9055 | 30.0853 | 30.0853 | 1893 | 59844.682 | 10830.6956 | 4912.9239 | 3152535.8874 | 3219.1234
2563 | 2041.861 | 857.6372 | 857.6372 | 834.876 | 834.876 | 1894.45 | 1660732.6767 | 300555.3516 | 136335.247 | 4101335.1091 | 88121.1593
2564 | 1636 | 1225.3959 | 1225.3959 | 1192.8746 | 1192.8746 | 1881.5 | 2350813.2782 | 429434.8406 | 194796.4152 | 1505740.2542 | 141355.635
2565 | 1492.8 | 1225.3959 | 1225.3959 | 1192.8746 | 1192.8746 | 1871.55 | 2337574.1855 | 429434.8406 | 194796.4152 | 1019146.6542 | 153224.7369
2566 | 1684 | 1225.3959 | 1225.3959 | 1192.8746 | 1192.8746 | 1857.7 | 2321813.244 | 429434.8406 | 194796.4152 | 1668844.2542 | 169746.0495
2567 | 1725.6 | 1225.3959 | 1225.3959 | 1192.8746 | 1192.8746 | 1835.65 | 2299677.157 | 429434.8406 | 194796.4152 | 1810201.0542 | 196048.9335
2568 | 1603.2 | 0 | 0 | 0 | 0 | 1816.15 | 0 | 0 | 0 | 2938665.6 | 0
2569 | 792 | 0 | 0 | 0 | 0 | 1746.8 | 0 | 0 | 0 | 942480 | 0
2570 | 863.2 | 0 | 0 | 0 | 0 | 1749 | 0 | 0 | 0 | 1027208 | 0
2571 | 843.2 | 0 | 0 | 0 | 0 | 1682.05 | 0 | 0 | 0 | 1003408 | 0
2572 | 594.4 | 0 | 0 | 0 | 0 | 1680.1 | 0 | 0 | 0 | 707336 | 0
2573 | 836 | 0 | 0 | 0 | 0 | 1698.4 | 0 | 0 | 0 | 994840 | 0
2574 | 635.2 | 0 | 0 | 0 | 0 | 1748.8 | 0 | 0 | 0 | 755888 | 0
2575 | 612.699 | 89.0422 | 89.0422 | 86.6791 | 86.6791 | 1792.15 | 163838.3746 | 31204.4604 | 14154.69 | 964194.556 | 18016.2419
2576 | 532.414 | 354.7799 | 354.7799 | 345.3642 | 345.3642 | 1713.5 | 625429.591 | 124331.1138 | 56397.9747 | 342862.2741 | 98946.8448
2577 | 903.735 | 938.8042 | 938.8042 | 913.8889 | 903.735 | 1775.45 | 1691012.6177 | 325344.6 | 147579.9255 | 0 | 202933.6942
2578 | 888.082 | 922.5438 | 922.5438 | 898.06 | 888.082 | 1772.65 | 1665207.2176 | 319709.52 | 145023.7906 | 0 | 201905.4427
2579 | 1104.242 | 1323.9203 | 1147.0918 | 1288.7842 | 1104.242 | 1768.1 | 2063521.1839 | 397527.12 | 180322.7186 | 0 | 256073.7198
2580 | 873.013 | 1481.3044 | 906.8901 | 1441.9914 | 873.013 | 1719.95 | 1582726.0411 | 314284.68 | 142563.0229 | 0 | 244487.2906
2581 | 777.272 | 1465.4647 | 807.4338 | 1426.5721 | 777.272 | 1706 | 1395064.5633 | 279817.92 | 126928.5176 | 0 | 228517.968
2582 | 991.14 | 1283.3093 | 1029.6009 | 1249.2509 | 991.14 | 1732.4 | 1807321.0472 | 356810.4 | 161853.162 | 0 | 265229.064
2583 | 976.907 | 1616.8871 | 1014.8156 | 1573.9758 | 976.907 | 1795.95 | 1850414.6726 | 351686.52 | 159528.9131 | 0 | 199337.8733
2584 | 874.205 | 1561.1106 | 908.1283 | 1519.6796 | 874.205 | 1847.45 | 1698533.0358 | 314713.8 | 142757.6765 | 0 | 133359.9727
2585 | 861.226 | 826.9332 | 826.9332 | 804.9869 | 804.9869 | 1898.3 | 1603177.242 | 289795.2807 | 131454.3593 | 103086.287 | 81867.1668
2586 | 364.693 | 149.5879 | 149.5879 | 145.6179 | 145.6179 | 1893.5 | 289737.5102 | 52422.445 | 23779.4035 | 401564.653 | 15508.3067
2587 | 407.546 | 423.3607 | 423.3607 | 412.125 | 407.546 | 1894.45 | 809910.7583 | 146716.56 | 66552.2618 | 0 | 43016.4803
2588 | 380.8 | 395.5768 | 395.5768 | 385.0785 | 380.8 | 1848 | 737412.5837 | 137088 | 62184.64 | 0 | 57881.6
2589 | 503.2 | 522.7265 | 522.7265 | 508.8537 | 503.2 | 1814.65 | 955615.7797 | 181152 | 82172.56 | 0 | 93268.12
2590 | 686.4 | 713.0356 | 713.0356 | 694.112 | 686.4 | 1857.7 | 1334856.522 | 247104 | 112089.12 | 0 | 97674.72
2591 | 699.2 | 726.3323 | 726.3323 | 707.0558 | 699.2 | 1829.75 | 1341884.3985 | 251712 | 114179.36 | 0 | 119038.8
2592 | 0 | 0 | 0 | 0 | 0 | 1759.25 | 0 | 0 | 0 | 0 | 0
2593 | 0 | 0 | 0 | 0 | 0 | 1730.8 | 0 | 0 | 0 | 0 | 0
2594 | 0 | 0 | 0 | 0 | 0 | 1731.5 | 0 | 0 | 0 | 0 | 0
2595 | 0 | 0 | 0 | 0 | 0 | 1676.25 | 0 | 0 | 0 | 0 | 0
2596 | 0 | 0 | 0 | 0 | 0 | 1639.1 | 0 | 0 | 0 | 0 | 0
2597 | 0 | 0 | 0 | 0 | 0 | 1632.9 | 0 | 0 | 0 | 0 | 0
2598 | 0 | 0 | 0 | 0 | 0 | 1641.7 | 0 | 0 | 0 | 0 | 0
2599 | 1576.944 | 280.0264 | 280.0264 | 272.5947 | 272.5947 | 1605.55 | 460848.1836 | 98134.089 | 44514.7132 | 2390872.282 | 107524.9762
2600 | 1498.248 | 1266.0391 | 1266.0391 | 1232.4391 | 1232.4391 | 1403.7 | 1822876.4229 | 443678.0918 | 201257.3122 | 487227.6334 | 734903.4614
2601 | 1510.044 | 1568.6409 | 1568.6409 | 1527.01 | 1510.044 | 1445.25 | 2298224.6857 | 543615.84 | 246590.1852 | 0 | 837696.909
2602 | 1902.362 | 1976.1827 | 1976.1827 | 1923.7359 | 1902.362 | 1459.95 | 2930864.2639 | 684850.32 | 310655.7146 | 0 | 1027370.5981
2603 | 1884.636 | 1957.7688 | 1957.7688 | 1905.8107 | 1884.636 | 1462.3 | 2907352.0789 | 678468.96 | 307761.0588 | 0 | 1013368.7772
2604 | 1594.663 | 1656.5435 | 1656.5435 | 1612.5797 | 1594.663 | 1451.75 | 2438173.4388 | 574078.68 | 260408.4679 | 0 | 874273.9898
2605 | 1945.081 | 2020.5594 | 2020.5594 | 1966.9348 | 1945.081 | 1441.3 | 2952022.5963 | 700229.16 | 317631.7273 | 0 | 1086716.7547
2606 | 1916.271 | 1990.6314 | 1990.6314 | 1937.8011 | 1916.271 | 1464.2 | 2960456.9534 | 689857.56 | 312927.0543 | 0 | 1026738.0018
2607 | 2098.686 | 2117.7697 | 2117.7697 | 2061.5652 | 2061.5652 | 1483.25 | 3234267.3966 | 742163.4849 | 336653.603 | 68042.3607 | 1065313.8356
2608 | 1693.969 | 1350.7277 | 1350.7277 | 1314.8801 | 1314.8801 | 1489.65 | 2068673.2379 | 473356.8406 | 214719.9224 | 694869.9303 | 671049.0656
2609 | 2117.631 | 549.2555 | 549.2555 | 534.6786 | 534.6786 | 1622.35 | 912705.8762 | 192484.2969 | 87313.0158 | 2901551.7447 | 201921.3742
2610 | 2089.833 | 109.9211 | 109.9211 | 107.0039 | 107.0039 | 1708.35 | 192554.9983 | 38521.396 | 17473.7332 | 3634525.7811 | 31207.6809
2611 | 1694.447 | 857.6372 | 857.6372 | 834.876 | 834.876 | 1734.45 | 1520997.8837 | 300555.3516 | 136335.247 | 2920822.3371 | 221701.3156
2612 | 1517.6 | 1225.3959 | 1225.3959 | 1192.8746 | 1192.8746 | 1753.4 | 2202778.6996 | 429434.8406 | 194796.4152 | 1103417.0542 | 294162.8658
2613 | 1688.8 | 1225.3959 | 1225.3959 | 1192.8746 | 1192.8746 | 1766.55 | 2216554.0782 | 429434.8406 | 194796.4152 | 1685154.6542 | 278476.5654
2614 | 1653.6 | 1225.3959 | 1225.3959 | 1192.8746 | 1192.8746 | 1857.7 | 2330246.9455 | 429434.8406 | 194796.4152 | 1565545.0542 | 169746.0495
2615 | 1461.6 | 1225.3959 | 1225.3959 | 1192.8746 | 1192.8746 | 1829.75 | 2298472.936 | 429434.8406 | 194796.4152 | 913129.0542 | 203086.8934
2616 | 0 | 0 | 0 | 0 | 0 | 1776.75 | 0 | 0 | 0 | 0 | 0
2617 | 0 | 0 | 0 | 0 | 0 | 1763.8 | 0 | 0 | 0 | 0 | 0
2618 | 0 | 0 | 0 | 0 | 0 | 1686.4 | 0 | 0 | 0 | 0 | 0
2619 | 0 | 0 | 0 | 0 | 0 | 1682.05 | 0 | 0 | 0 | 0 | 0
2620 | 0 | 0 | 0 | 0 | 0 | 1680.1 | 0 | 0 | 0 | 0 | 0
2621 | 0 | 0 | 0 | 0 | 0 | 1680.9 | 0 | 0 | 0 | 0 | 0
2622 | 0 | 0 | 0 | 0 | 0 | 1703.7 | 0 | 0 | 0 | 0 | 0
2623 | 601.179 | 288.4304 | 288.4304 | 280.7756 | 280.7756 | 1786.75 | 527997.6966 | 101079.2111 | 45850.6533 | 587299.457 | 59875.3938
2624 | 322.859 | 335.3875 | 335.3875 | 326.4865 | 322.859 | 1761.5 | 600808.8509 | 116229.24 | 52722.8747 | 0 | 77001.8715
2625 | 345.786 | 493.0354 | 359.2052 | 479.9505 | 345.786 | 1848.15 | 672912.7295 | 124482.96 | 56466.8538 | 0 | 52507.6041
2626 | 329.02 | 998.8357 | 341.7886 | 972.3271 | 329.02 | 1835.25 | 637109.72 | 118447.2 | 53728.966 | 0 | 54206.045
2627 | 281.969 | 1325.0349 | 292.9107 | 1289.8692 | 281.969 | 1751.6 | 520877.4697 | 101508.84 | 46045.5377 | 0 | 70041.0996
2628 | 315.114 | 1489.9026 | 327.3419 | 1450.3614 | 315.114 | 1711.45 | 567710.6448 | 113441.04 | 51458.1162 | 0 | 90926.1447
2629 | 313.792 | 1885.3756 | 325.9676 | 1835.3387 | 313.792 | 1721 | 568312.439 | 112965.12 | 51242.2336 | 0 | 87547.968
2630 | 298.368 | 2430.9828 | 309.9461 | 2366.4659 | 298.368 | 1776.9 | 558514.6676 | 107412.48 | 48723.4944 | 0 | 66565.9008
2631 | 287.073 | 2062.1209 | 298.2128 | 2007.3934 | 287.073 | 1858.55 | 562371.6746 | 103346.28 | 46879.0209 | 0 | 40606.4759
2632 | 258.151 | 1518.9206 | 268.1685 | 1478.6092 | 258.151 | 1864.95 | 506445.8254 | 92934.36 | 42156.0583 | 0 | 34863.2925
2633 | 315.607 | 803.4916 | 327.8541 | 782.1674 | 315.607 | 1892.9 | 626452.5354 | 113618.52 | 51538.6231 | 0 | 33801.5097
2634 | 311.492 | 323.5794 | 323.5794 | 314.9917 | 311.492 | 1881.7 | 615321.5119 | 112137.12 | 50866.6436 | 0 | 36849.5036
2635 | 272.738 | 283.3215 | 283.3215 | 275.8023 | 272.738 | 1855.05 | 530568.3161 | 98185.68 | 44538.1154 | 0 | 39533.3731
2636 | 274.4 | 285.048 | 285.048 | 277.483 | 274.4 | 1874.2 | 539743.3076 | 98784 | 44809.52 | 0 | 34519.52
2637 | 260.8 | 270.9203 | 270.9203 | 263.7302 | 260.8 | 1865.65 | 509990.7714 | 93888 | 42588.64 | 0 | 35038.48
2638 | 225.6 | 234.3544 | 234.3544 | 228.1347 | 225.6 | 1857.7 | 439618.5489 | 81216 | 36840.48 | 0 | 32102.88
2639 | 268 | 278.3997 | 278.3997 | 271.0111 | 268 | 1835.65 | 516504.6968 | 96480 | 43764.4 | 0 | 44045.8
2640 | 0 | 0 | 0 | 0 | 0 | 1816.15 | 0 | 0 | 0 | 0 | 0
2641 | 0 | 0 | 0 | 0 | 0 | 1792.3 | 0 | 0 | 0 | 0 | 0
2642 | 0 | 0 | 0 | 0 | 0 | 1784.7 | 0 | 0 | 0 | 0 | 0
2643 | 0 | 0 | 0 | 0 | 0 | 1781.1 | 0 | 0 | 0 | 0 | 0
2644 | 0 | 0 | 0 | 0 | 0 | 1778.9 | 0 | 0 | 0 | 0 | 0
2645 | 0 | 0 | 0 | 0 | 0 | 1777.9 | 0 | 0 | 0 | 0 | 0
2646 | 0 | 0 | 0 | 0 | 0 | 1779.65 | 0 | 0 | 0 | 0 | 0
2647 | 39.491 | 41.0234 | 41.0234 | 39.9347 | 39.491 | 1756.3 | 72844.0543 | 14216.76 | 6448.8803 | 0 | 9623.9567
2648 | 37.99 | 39.4642 | 39.4642 | 38.4168 | 37.99 | 1708.65 | 68367.9585 | 13676.4 | 6203.767 | 0 | 11068.3865
2649 | 302.112 | 1076.4479 | 313.8354 | 1047.8796 | 302.112 | 1740.35 | 553462.457 | 108760.32 | 49334.8896 | 0 | 78443.3808
2650 | 565.025 | 2114.3541 | 586.9507 | 2058.2403 | 565.025 | 1754.35 | 1045620.7091 | 203409 | 92268.5825 | 0 | 138798.3913
2651 | 324.56 | 1303.3717 | 337.1545 | 1268.7809 | 324.56 | 1738.35 | 596794.2237 | 116841.6 | 53000.648 | 0 | 84921.124
2652 | 314.692 | 2635.9297 | 326.9035 | 2565.9735 | 314.692 | 1710.35 | 567804.0011 | 113289.12 | 51389.2036 | 0 | 91150.5378
2653 | 593.521 | 1208.3688 | 616.5524 | 1176.2994 | 593.521 | 1700.85 | 1061541.0084 | 213667.56 | 96921.9793 | 0 | 177551.8072
2654 | 606.677 | 2408.9539 | 630.2189 | 2345.0216 | 606.677 | 1740.75 | 1112839.8187 | 218403.72 | 99070.3541 | 0 | 157281.0122
2655 | 413.157 | 1094.4172 | 429.1895 | 1065.3719 | 413.157 | 1783.6 | 777216.8599 | 148736.52 | 67468.5381 | 0 | 89407.1748
2656 | 615.896 | 1483.2854 | 639.7957 | 1443.9198 | 615.896 | 1788.3 | 1157823.0759 | 221722.56 | 100575.8168 | 0 | 130385.1832
2657 | 592.271 | 781.1677 | 615.2539 | 760.4359 | 592.271 | 1882 | 1171280.3461 | 213217.56 | 96717.8543 | 0 | 69887.978
2658 | 583.145 | 236.7457 | 236.7457 | 230.4626 | 230.4626 | 1864.6 | 451505.4832 | 82966.5283 | 37634.5391 | 646466.8785 | 31204.6331
2659 | 752.979 | 782.1982 | 782.1982 | 761.439 | 752.979 | 1829.6 | 1445000.3678 | 271072.44 | 122961.4707 | 0 | 128307.6216
2660 | 606.4 | 629.9312 | 629.9312 | 613.2132 | 606.4 | 1858.1 | 1183246.6072 | 218304 | 99025.12 | 0 | 86048.16
2661 | 505.6 | 525.2197 | 525.2197 | 511.2806 | 505.6 | 1848.2 | 980032.9009 | 182016 | 82564.48 | 0 | 76750.08
2662 | 594.4 | 617.4655 | 617.4655 | 601.0783 | 594.4 | 1842.65 | 1149913.677 | 213984 | 97065.52 | 0 | 93528.84
2663 | 668.8 | 694.7526 | 694.7526 | 676.3143 | 668.8 | 1827.2 | 1286382.0341 | 240768 | 109215.04 | 0 | 115568.64
2664 | 0 | 0 | 0 | 0 | 0 | 1809.75 | 0 | 0 | 0 | 0 | 0
2665 | 0 | 0 | 0 | 0 | 0 | 1778.3 | 0 | 0 | 0 | 0 | 0
2666 | 0 | 0 | 0 | 0 | 0 | 1768.7 | 0 | 0 | 0 | 0 | 0
2667 | 0 | 0 | 0 | 0 | 0 | 1764.35 | 0 | 0 | 0 | 0 | 0
2668 | 0 | 0 | 0 | 0 | 0 | 1762.1 | 0 | 0 | 0 | 0 | 0
2669 | 0 | 0 | 0 | 0 | 0 | 1705.6 | 0 | 0 | 0 | 0 | 0
2670 | 0 | 0 | 0 | 0 | 0 | 1714.7 | 0 | 0 | 0 | 0 | 0
2671 | 1652.413 | 1514.0288 | 1514.0288 | 1473.8473 | 1473.8473 | 1703.15 | 2637780.9515 | 530585.0405 | 240679.2698 | 327310.8645 | 437511.5813
2672 | 1082.942 | 1124.9653 | 1124.9653 | 1095.1093 | 1082.942 | 1670.75 | 1909284.6175 | 389859.12 | 176844.4286 | 0 | 356558.6535
2673 | 1038.061 | 1078.3427 | 1078.3427 | 1049.7241 | 1038.061 | 1609.9 | 1762750.8284 | 373701.96 | 169515.3613 | 0 | 404947.5961
2674 | 1455.5 | 1511.9803 | 1511.9803 | 1471.8532 | 1455.5 | 1612.9 | 2475973.0795 | 523980 | 237683.15 | 0 | 563424.05
2675 | 1822.657 | 1893.3847 | 1893.3847 | 1843.1353 | 1822.657 | 1648.4 | 3165750.8704 | 656156.52 | 297639.8881 | 0 | 640846.2012
2676 | 1569.698 | 1630.6097 | 1630.6097 | 1587.3342 | 1569.698 | 1661.9 | 2757899.258 | 565091.28 | 256331.6834 | 0 | 530714.8938
2677 | 1627.187 | 1690.3296 | 1690.3296 | 1645.4692 | 1627.187 | 1632.15 | 2805603.5263 | 585787.32 | 265719.6371 | 0 | 598560.7379
2678 | 1849.064 | 1920.8165 | 1920.8165 | 1869.839 | 1849.064 | 1623.8 | 3174277.1958 | 665663.04 | 301952.1512 | 0 | 695617.8768
2679 | 1544.646 | 1604.5856 | 1604.5856 | 1562.0008 | 1544.646 | 1577.9 | 2571962.8929 | 556072.56 | 252240.6918 | 0 | 651995.0766
2680 | 1277.5 | 1327.0731 | 1327.0731 | 1291.8533 | 1277.5 | 1553.15 | 2090190.0305 | 459900 | 208615.75 | 0 | 570850.875
2681 | 1415.472 | 808.1132 | 808.1132 | 786.6663 | 786.6663 | 1592.7 | 1317749.5877 | 283199.8819 | 128462.6131 | 1152600.7775 | 320409.1997
2682 | 1528.819 | 108.3858 | 108.3858 | 105.5093 | 105.5093 | 1695.2 | 187539.0716 | 37983.3378 | 17229.6641 | 2608926.7318 | 32159.226
2683 | 1597.596 | 857.6372 | 857.6372 | 834.876 | 834.876 | 1765.45 | 1544507.878 | 300555.3516 | 136335.247 | 2591722.6391 | 195820.1603
2684 | 1565.6 | 1225.3959 | 1225.3959 | 1192.8746 | 1192.8746 | 1787.25 | 2237693.895 | 429434.8406 | 194796.4152 | 1266521.0542 | 253784.0621
2685 | 1574.4 | 1225.3959 | 1225.3959 | 1192.8746 | 1192.8746 | 1771.75 | 2216878.8571 | 429434.8406 | 194796.4152 | 1296423.4542 | 272273.6177
2686 | 2055.2 | 1225.3959 | 1225.3959 | 1192.8746 | 1192.8746 | 1809.65 | 2265419.9967 | 429434.8406 | 194796.4152 | 2930181.8542 | 227063.672
2687 | 2027.2 | 1225.3959 | 1225.3959 | 1192.8746 | 1192.8746 | 1800.1 | 2254447.7148 | 429434.8406 | 194796.4152 | 2835037.8542 | 238455.624
2688 | 0 | 0 | 0 | 0 | 0 | 1789.85 | 0 | 0 | 0 | 0 | 0
2689 | 0 | 0 | 0 | 0 | 0 | 1791.9 | 0 | 0 | 0 | 0 | 0
2690 | 0 | 0 | 0 | 0 | 0 | 1776.6 | 0 | 0 | 0 | 0 | 0
2691 | 0 | 0 | 0 | 0 | 0 | 1682.05 | 0 | 0 | 0 | 0 | 0
2692 | 0 | 0 | 0 | 0 | 0 | 1680.1 | 0 | 0 | 0 | 0 | 0
2693 | 0 | 0 | 0 | 0 | 0 | 1680.9 | 0 | 0 | 0 | 0 | 0
2694 | 0 | 0 | 0 | 0 | 0 | 1703.7 | 0 | 0 | 0 | 0 | 0
2695 | 1539.86 | 211.7988 | 211.7988 | 206.1778 | 206.1778 | 1696.55 | 367741.3724 | 74223.9934 | 33668.8281 | 2444639.5468 | 62564.6411
2696 | 753.773 | 783.023 | 783.023 | 762.242 | 753.773 | 1693 | 1340459.4146 | 271358.28 | 123091.1309 | 0 | 231408.311
2697 | 1086.631 | 1128.7974 | 1128.7974 | 1098.8398 | 1086.631 | 1747.85 | 1992110.1491 | 391187.16 | 177446.8423 | 0 | 273994.0066
2698 | 1522.957 | 1582.055 | 1582.055 | 1540.0681 | 1522.957 | 1769.75 | 2833764.8299 | 548264.52 | 248698.8781 | 0 | 350660.8493
2699 | 1186.075 | 1307.7388 | 1232.1003 | 1273.0322 | 1186.075 | 1769.2 | 2209947.5927 | 426987 | 193686.0475 | 0 | 273746.11
2700 | 1273.679 | 1459.0968 | 1323.1048 | 1420.3732 | 1273.679 | 1751.35 | 2339870.9669 | 458524.44 | 207991.7807 | 0 | 316700.2834
2701 | 1087.344 | 1456.3108 | 1129.5381 | 1417.6611 | 1087.344 | 1713 | 1952426.5694 | 391443.84 | 177563.2752 | 0 | 312067.728
2702 | 1231.626 | 1279.4189 | 1279.4189 | 1245.4639 | 1231.626 | 1753.5 | 2271633.1045 | 443385.36 | 201124.5258 | 0 | 303595.809
2703 | 1034.934 | 2056.1322 | 1075.0944 | 2001.5636 | 1034.934 | 1793.05 | 1951300.1453 | 372576.24 | 169004.7222 | 0 | 214179.5913
2704 | 806.512 | 1576.9617 | 837.8085 | 1535.11 | 806.512 | 1847.45 | 1564001.627 | 290344.32 | 131703.4096 | 0 | 123033.4056
2705 | 1209.862 | 569.8447 | 569.8447 | 554.7213 | 554.7213 | 1865.3 | 1084892.4331 | 199699.664 | 90585.9865 | 1200872.9236 | 74720.9576
2706 | 1026.622 | 129.5504 | 129.5504 | 126.1122 | 126.1122 | 1881.7 | 249055.1971 | 45400.3857 | 20594.1194 | 1650634.4953 | 14919.0712
2707 | 1116.444 | 857.6372 | 857.6372 | 834.876 | 834.876 | 1882.65 | 1652419.921 | 300555.3516 | 136335.247 | 956768.1431 | 97972.6959
2708 | 1189.6 | 1225.3959 | 1225.3959 | 1192.8746 | 1189.6 | 1874.2 | 2339129.011 | 428256 | 194261.68 | 0 | 149651.68
2709 | 1585.6 | 1225.3959 | 1225.3959 | 1192.8746 | 1192.8746 | 1859.75 | 2326606.3359 | 429434.8406 | 194796.4152 | 1334481.0542 | 167300.6567
2710 | 1313.6 | 1225.3959 | 1225.3959 | 1192.8746 | 1192.8746 | 1857.7 | 2326189.629 | 429434.8406 | 194796.4152 | 410225.0542 | 169746.0495
2711 | 1244.8 | 1225.3959 | 1225.3959 | 1192.8746 | 1192.8746 | 1835.65 | 2303621.5728 | 429434.8406 | 194796.4152 | 176442.6542 | 196048.9335
2712 | 0 | 0 | 0 | 0 | 0 | 1816.15 | 0 | 0 | 0 | 0 | 0
2713 | 0 | 0 | 0 | 0 | 0 | 1797.8 | 0 | 0 | 0 | 0 | 0
2714 | 0 | 0 | 0 | 0 | 0 | 1788.4 | 0 | 0 | 0 | 0 | 0
2715 | 0 | 0 | 0 | 0 | 0 | 1772.25 | 0 | 0 | 0 | 0 | 0
2716 | 0 | 0 | 0 | 0 | 0 | 1770.3 | 0 | 0 | 0 | 0 | 0
2717 | 0 | 0 | 0 | 0 | 0 | 1771.1 | 0 | 0 | 0 | 0 | 0
2718 | 0 | 0 | 0 | 0 | 0 | 1776.4 | 0 | 0 | 0 | 0 | 0
2719 | 726.714 | 299.1872 | 299.1872 | 291.2469 | 291.2469 | 1786.75 | 547042.0066 | 104848.8946 | 47560.6236 | 798211.1404 | 62108.4077
2720 | 674.256 | 67.1515 | 67.1515 | 65.3693 | 65.3693 | 1689.5 | 116022.6045 | 23532.9452 | 10674.8054 | 1116089.3351 | 20297.1653
2721 | 632.529 | 657.0741 | 657.0741 | 639.6357 | 632.529 | 1765.35 | 1173302.055 | 227710.44 | 103291.9857 | 0 | 148422.9298
2722 | 561.581 | 1057.0555 | 583.374 | 1029.0018 | 561.581 | 1769.75 | 1045696.084 | 202169.16 | 91706.1773 | 0 | 129304.0252
2723 | 451.698 | 1354.5121 | 469.226 | 1318.564 | 451.698 | 1730.5 | 822824.6947 | 162611.28 | 73762.2834 | 0 | 121732.611
2724 | 423.123 | 1513.9395 | 439.5422 | 1473.7604 | 423.123 | 1661.3 | 738051.712 | 152324.28 | 69095.9859 | 0 | 143311.7601
2725 | 1088.675 | 1492.0218 | 1130.9208 | 1452.4243 | 1088.675 | 1650.85 | 1883859.0231 | 391923 | 177780.6275 | 0 | 380110.8763
2726 | 1337.162 | 2127.4046 | 1389.0502 | 2070.9444 | 1337.162 | 1732.9 | 2435641.9291 | 481378.32 | 218358.5546 | 0 | 357155.9702
2727 | 1171.09 | 2139.248 | 1216.5339 | 2082.4735 | 1171.09 | 1795.95 | 2211346.2207 | 421592.4 | 191238.997 | 0 | 238960.9145
2728 | 1325.832 | 1575.5095 | 1377.2806 | 1533.6963 | 1325.832 | 1837.35 | 2559115.0396 | 477299.52 | 216508.3656 | 0 | 215646.5748
2729 | 1450.922 | 831.3773 | 831.3773 | 809.313 | 809.313 | 1865.3 | 1584527.6697 | 291352.6642 | 132160.8057 | 1176069.3775 | 109014.4552
2730 | 1693.945 | 141.8384 | 141.8384 | 138.0741 | 138.0741 | 1887.6 | 273585.3143 | 49706.6712 | 22547.4983 | 2851911.3843 | 15519.5273
2731 | 1224.801 | 857.6372 | 857.6372 | 834.876 | 834.876 | 1888.55 | 1652023.2663 | 300555.3516 | 136335.247 | 1324965.2291 | 93046.9276
2732 | 1521.6 | 1225.3959 | 1225.3959 | 1192.8746 | 1192.8746 | 1880.1 | 2350349.6889 | 429434.8406 | 194796.4152 | 1117009.0542 | 143025.6594
2733 | 1564 | 1225.3959 | 1225.3959 | 1192.8746 | 1192.8746 | 1865.65 | 2332955.7309 | 429434.8406 | 194796.4152 | 1261084.2542 | 160262.6968
2734 | 1750.4 | 1225.3959 | 1225.3959 | 1192.8746 | 1192.8746 | 1857.7 | 2324685.3575 | 429434.8406 | 194796.4152 | 1894471.4542 | 169746.0495
2735 | 1775.2 | 1225.3959 | 1225.3959 | 1192.8746 | 1192.8746 | 1835.65 | 2299515.0874 | 429434.8406 | 194796.4152 | 1978741.8542 | 196048.9335
2736 | 0 | 0 | 0 | 0 | 0 | 1816.15 | 0 | 0 | 0 | 0 | 0
2737 | 0 | 0 | 0 | 0 | 0 | 1797.8 | 0 | 0 | 0 | 0 | 0
2738 | 0 | 0 | 0 | 0 | 0 | 1776.6 | 0 | 0 | 0 | 0 | 0
2739 | 0 | 0 | 0 | 0 | 0 | 1682.05 | 0 | 0 | 0 | 0 | 0
2740 | 0 | 0 | 0 | 0 | 0 | 1680.1 | 0 | 0 | 0 | 0 | 0
2741 | 0 | 0 | 0 | 0 | 0 | 1680.9 | 0 | 0 | 0 | 0 | 0
2742 | 0 | 0 | 0 | 0 | 0 | 1703.7 | 0 | 0 | 0 | 0 | 0
2743 | 1263.257 | 0 | 0 | 0 | 0 | 1731.55 | 0 | 0 | 0 | 2315550.081 | 0
2744 | 953.993 | 0 | 0 | 0 | 0 | 1716.4 | 0 | 0 | 0 | 1748669.169 | 0
2745 | 1386.66 | 1308.9064 | 1308.9064 | 1274.1688 | 1274.1688 | 1757.95 | 2360993.3792 | 458700.7627 | 208071.7626 | 206196.3965 | 308412.5545
2746 | 1396.16 | 1450.3376 | 1450.3376 | 1411.8465 | 1396.16 | 1766.85 | 2605469.8698 | 502617.6 | 227992.928 | 0 | 325514.704
2747 | 1632.597 | 1695.9495 | 1695.9495 | 1650.9399 | 1632.597 | 1670.1 | 2875615.325 | 587734.92 | 266603.0901 | 0 | 538593.7503
2748 | 1604.417 | 1666.676 | 1666.676 | 1622.4433 | 1604.417 | 1521.6 | 2569672.0692 | 577590.12 | 262001.2961 | 0 | 767553.0928
2749 | 1737.845 | 1805.2816 | 1805.2816 | 1757.3704 | 1737.845 | 1441.3 | 2631607.2893 | 625624.2 | 283790.0885 | 0 | 970934.0015
2750 | 1592.395 | 1654.1875 | 1654.1875 | 1610.2863 | 1592.395 | 1697.25 | 2850189.6409 | 573262.2 | 260038.1035 | 0 | 482097.5863
2751 | 1657.388 | 1721.7025 | 1721.7025 | 1676.0095 | 1657.388 | 1790.15 | 3131051.5473 | 596659.68 | 270651.4604 | 0 | 347802.8718
2752 | 1478.101 | 1535.4583 | 1535.4583 | 1494.7081 | 1478.101 | 1792.25 | 2786632.819 | 532116.36 | 241373.8933 | 0 | 307075.4828
2753 | 1658.613 | 656.1579 | 656.1579 | 638.7438 | 638.7438 | 1865.3 | 1251088.3447 | 229947.7788 | 104306.8674 | 1869420.1886 | 86038.7939
2754 | 1608.759 | 129.2169 | 129.2169 | 125.7876 | 125.7876 | 1887.6 | 249448.3311 | 45283.5274 | 20541.1112 | 2718286.6202 | 14138.5235
2755 | 1122.711 | 857.6372 | 857.6372 | 834.876 | 834.876 | 1882.65 | 1654695.2324 | 300555.3516 | 136335.247 | 978063.4091 | 97972.6959
2756 | 1280.8 | 1225.3959 | 1225.3959 | 1192.8746 | 1192.8746 | 1880.1 | 2364079.4338 | 429434.8406 | 194796.4152 | 298770.6542 | 143025.6594
2757 | 1492 | 1225.3959 | 1225.3959 | 1192.8746 | 1192.8746 | 1865.65 | 2345274.3871 | 429434.8406 | 194796.4152 | 1016428.2542 | 160262.6968
2758 | 1771.2 | 1225.3959 | 1225.3959 | 1192.8746 | 1192.8746 | 1857.7 | 2336602.1782 | 429434.8406 | 194796.4152 | 1965149.8542 | 169746.0495
2759 | 1771.2 | 1225.3959 | 1225.3959 | 1192.8746 | 1192.8746 | 1835.65 | 2308603.2066 | 429434.8406 | 194796.4152 | 1965149.8542 | 196048.9335
2760 | 0 | 0 | 0 | 0 | 0 | 1816.15 | 0 | 0 | 0 | 0 | 0
2761 | 0 | 0 | 0 | 0 | 0 | 1797.8 | 0 | 0 | 0 | 0 | 0
2762 | 0 | 0 | 0 | 0 | 0 | 1776.6 | 0 | 0 | 0 | 0 | 0
2763 | 0 | 0 | 0 | 0 | 0 | 1772.25 | 0 | 0 | 0 | 0 | 0
2764 | 0 | 0 | 0 | 0 | 0 | 1715.1 | 0 | 0 | 0 | 0 | 0
2765 | 0 | 0 | 0 | 0 | 0 | 1698.4 | 0 | 0 | 0 | 0 | 0
2766 | 0 | 0 | 0 | 0 | 0 | 1748.8 | 0 | 0 | 0 | 0 | 0
2767 | 1162.556 | 0 | 0 | 0 | 0 | 1741.65 | 0 | 0 | 0 | 2130965.148 | 0
2768 | 970.887 | 0 | 0 | 0 | 0 | 1716.4 | 0 | 0 | 0 | 1779635.871 | 0
2769 | 1196.422 | 1029.6612 | 1029.6612 | 1002.3345 | 1002.3345 | 1775.45 | 1871377.017 | 360840.4353 | 163681.2308 | 355762.3094 | 225074.2215
2770 | 1332.16 | 1383.8541 | 1383.8541 | 1347.1274 | 1332.16 | 1769.75 | 2484368.1817 | 479577.6 | 217541.728 | 0 | 306729.84
2771 | 1301.099 | 1351.5878 | 1351.5878 | 1315.7174 | 1301.099 | 1727 | 2370070.6577 | 468395.64 | 212469.4667 | 0 | 355200.027
2772 | 1262.025 | 1394.1508 | 1310.9976 | 1357.1508 | 1262.025 | 1716.45 | 2280708.1882 | 454329 | 206088.6825 | 0 | 357847.1887
2773 | 1431.18 | 1486.7166 | 1486.7166 | 1447.2599 | 1431.18 | 1670.85 | 2517869.837 | 515224.8 | 233711.694 | 0 | 471072.897
2774 | 1472.893 | 1530.0482 | 1530.0482 | 1489.4416 | 1472.893 | 1763.9 | 2735790.6332 | 530241.48 | 240523.4269 | 0 | 347750.0373
2775 | 1483.656 | 1541.2289 | 1541.2289 | 1500.3255 | 1483.656 | 1790.15 | 2794965.7739 | 534116.16 | 242281.0248 | 0 | 311345.2116
2776 | 1473.083 | 977.0011 | 977.0011 | 951.072 | 951.072 | 1819.85 | 1817978.9825 | 342385.9145 | 155310.0551 | 956846.1912 | 171335.618
2777 | 1294.28 | 282.2287 | 282.2287 | 274.7385 | 274.7385 | 1847.8 | 533457.5358 | 98905.8639 | 44864.7988 | 1868819.5495 | 41815.2014
2778 | 1058.51 | 55.5771 | 55.5771 | 54.1021 | 54.1021 | 1842.5 | 104793.9404 | 19476.7586 | 8834.8741 | 1841079.6677 | 8521.0819
2779 | 1464.006 | 857.6372 | 857.6372 | 834.876 | 834.876 | 1882.65 | 1651711.4191 | 300555.3516 | 136335.247 | 2137783.8191 | 97972.6959
2780 | 1241.6 | 1225.3959 | 1225.3959 | 1192.8746 | 1192.8746 | 1874.2 | 2353000.9567 | 429434.8406 | 194796.4152 | 165569.0542 | 150063.6193
2781 | 1408.8 | 1225.3959 | 1225.3959 | 1192.8746 | 1192.8746 | 1865.65 | 2343897.3374 | 429434.8406 | 194796.4152 | 733714.6542 | 160262.6968
2782 | 1203.2 | 1225.3959 | 1225.3959 | 1192.8746 | 1192.8746 | 1857.7 | 2331244.8919 | 429434.8406 | 194796.4152 | 35085.8542 | 169746.0495
2783 | 1300 | 1225.3959 | 1225.3959 | 1192.8746 | 1192.8746 | 1835.65 | 2306265.0336 | 429434.8406 | 194796.4152 | 364012.2542 | 196048.9335
2784 | 0 | 0 | 0 | 0 | 0 | 1816.15 | 0 | 0 | 0 | 0 | 0
2785 | 0 | 0 | 0 | 0 | 0 | 1797.8 | 0 | 0 | 0 | 0 | 0
2786 | 0 | 0 | 0 | 0 | 0 | 1788.4 | 0 | 0 | 0 | 0 | 0
2787 | 0 | 0 | 0 | 0 | 0 | 1772.25 | 0 | 0 | 0 | 0 | 0
2788 | 0 | 0 | 0 | 0 | 0 | 1770.3 | 0 | 0 | 0 | 0 | 0
2789 | 0 | 0 | 0 | 0 | 0 | 1771.1 | 0 | 0 | 0 | 0 | 0
2790 | 0 | 0 | 0 | 0 | 0 | 1776.4 | 0 | 0 | 0 | 0 | 0
2791 | 1083.813 | 306.7975 | 306.7975 | 298.6552 | 298.6552 | 1759.15 | 552199.8754 | 107515.8865 | 48770.4007 | 1439194.1737 | 71931.1146
2792 | 1008.77 | 1047.9151 | 1047.9151 | 1020.104 | 1008.77 | 1713.5 | 1821103.2704 | 363157.2 | 164732.141 | 0 | 289012.605
2793 | 934.389 | 970.6477 | 970.6477 | 944.8873 | 934.389 | 1775.45 | 1744476.023 | 336380.04 | 152585.7237 | 0 | 209817.0499
2794 | 1123.825 | 1167.4347 | 1167.4347 | 1136.4517 | 1123.825 | 1769.75 | 2093237.2215 | 404577 | 183520.6225 | 0 | 258760.7062
2795 | 930.985 | 1337.4383 | 967.1116 | 1301.9434 | 930.985 | 1727 | 1692040.4563 | 335154.6 | 152029.8505 | 0 | 254158.905
2796 | 972.383 | 1490.7087 | 1010.1171 | 1451.1461 | 972.383 | 1716.45 | 1754164.7972 | 350057.88 | 158790.1439 | 0 | 275719.1996
2797 | 958.182 | 1472.0954 | 995.3651 | 1433.0268 | 958.182 | 1723.4 | 1733048.3209 | 344945.52 | 156471.1206 | 0 | 265033.1412
2798 | 1202.344 | 1570.5502 | 1248.9996 | 1528.8687 | 1202.344 | 1822 | 2305720.7188 | 432843.84 | 196342.7752 | 0 | 214017.232
2799 | 871.996 | 2096.415 | 905.8336 | 2040.7773 | 871.996 | 1886.15 | 1733828.7938 | 313918.56 | 142396.9468 | 0 | 99276.7446
2800 | 905.877 | 1541.5291 | 941.0293 | 1500.6178 | 905.877 | 1904.35 | 1816884.2054 | 326115.72 | 147929.7141 | 0 | 86647.1351
2801 | 1065.211 | 807.6291 | 807.6291 | 786.1951 | 786.1951 | 1904.7 | 1572543.0451 | 283030.237 | 128385.6603 | 511436.1396 | 74924.3933
2802 | 1003.197 | 141.8228 | 141.8228 | 138.0589 | 138.0589 | 1887.6 | 273658.8536 | 49701.2105 | 22545.0213 | 1585798.1043 | 15517.8224
2803 | 1253.158 | 0 | 0 | 0 | 0 | 1882.65 | 0 | 0 | 0 | 2297038.614 | 0
2804 | 1226.4 | 0 | 0 | 0 | 0 | 1874.2 | 0 | 0 | 0 | 2247991.2 | 0
2805 | 1049.6 | 104.6232 | 104.6232 | 101.8466 | 101.8466 | 1865.65 | 199453.4079 | 36664.7677 | 16631.546 | 1737232.0243 | 13683.0876
2806 | 1300 | 1225.3959 | 1225.3959 | 1192.8746 | 1192.8746 | 1857.7 | 2328159.8781 | 429434.8406 | 194796.4152 | 196360.9364 | 169746.0495
2807 | 1016.8 | 1056.2567 | 1056.2567 | 1028.2242 | 1016.8 | 1835.65 | 1960319.3662 | 366048 | 166043.44 | 0 | 167111.08
2808 | 0 | 0 | 0 | 0 | 0 | 1816.15 | 0 | 0 | 0 | 0 | 0
2809 | 0 | 0 | 0 | 0 | 0 | 1798.2 | 0 | 0 | 0 | 0 | 0
2810 | 0 | 0 | 0 | 0 | 0 | 1796.5 | 0 | 0 | 0 | 0 | 0
2811 | 0 | 0 | 0 | 0 | 0 | 1792.9 | 0 | 0 | 0 | 0 | 0
2812 | 0 | 0 | 0 | 0 | 0 | 1790.7 | 0 | 0 | 0 | 0 | 0
2813 | 0 | 0 | 0 | 0 | 0 | 1777.9 | 0 | 0 | 0 | 0 | 0
2814 | 0 | 0 | 0 | 0 | 0 | 1779.65 | 0 | 0 | 0 | 0 | 0
2815 | 976.828 | 1014.7336 | 1014.7336 | 987.8031 | 976.828 | 1728.7 | 1772182.7012 | 351658.08 | 159516.0124 | 0 | 265013.4364
2816 | 949.208 | 986.0418 | 986.0418 | 959.8728 | 949.208 | 1702.75 | 1698665.6765 | 341714.88 | 155005.6664 | 0 | 282152.078
2817 | 1320.769 | 1372.0211 | 1372.0211 | 1335.6084 | 1320.769 | 1740.25 | 2415493.7015 | 475476.84 | 215681.5777 | 0 | 343069.7478
2818 | 1344.335 | 1396.5016 | 1396.5016 | 1359.4392 | 1344.335 | 1733.75 | 2454800.2061 | 483960.6 | 219529.9055 | 0 | 357929.1938
2819 | 1328.345 | 1379.8911 | 1379.8911 | 1343.2695 | 1328.345 | 1710.55 | 2396261.5678 | 478204.2 | 216918.7385 | 0 | 384489.4603
2820 | 1413.067 | 1467.9007 | 1467.9007 | 1428.9434 | 1413.067 | 1703.35 | 2537188.9958 | 508704.12 | 230753.8411 | 0 | 419186.3256
2821 | 1334.168 | 1385.9401 | 1385.9401 | 1349.158 | 1334.168 | 1697.35 | 2385640.2946 | 480300.48 | 217869.6344 | 0 | 403785.9452
2822 | 1503.829 | 1562.1847 | 1562.1847 | 1520.7252 | 1503.829 | 1778.75 | 2821605.2561 | 541378.44 | 245575.2757 | 0 | 332722.1663
2823 | 1371.782 | 889.1608 | 889.1608 | 865.5629 | 865.5629 | 1874.7 | 1712383.8044 | 311602.6538 | 141346.426 | 927899.5603 | 108455.0348
2824 | 1502.032 | 507.427 | 507.427 | 493.9602 | 493.9602 | 1851.8 | 964752.5839 | 177825.6707 | 80663.7001 | 1847795.6161 | 73204.9011
2825 | 1377.423 | 457.7732 | 457.7732 | 445.6242 | 445.6242 | 1887.9 | 885562.1236 | 160424.6953 | 72770.4243 | 1707987.2853 | 49954.4676
2826 | 1514.373 | 91.8594 | 91.8594 | 89.4215 | 89.4215 | 1837 | 172733.1344 | 32191.7498 | 14602.5354 | 2611936.0496 | 14575.7089
2827 | 1132.464 | 1176.409 | 1176.409 | 1145.1877 | 1132.464 | 1858.1 | 2204404.3172 | 407687.04 | 184931.3712 | 0 | 160696.6416
2828 | 1019.2 | 1058.7498 | 1058.7498 | 1030.6512 | 1019.2 | 1858.1 | 1984029.095 | 366912 | 166435.36 | 0 | 144624.48
2829 | 1064.8 | 1106.1193 | 1106.1193 | 1076.7635 | 1064.8 | 1848.2 | 2062960.1613 | 383328 | 173881.84 | 0 | 161636.64
2830 | 1386.4 | 1225.3959 | 1225.3959 | 1192.8746 | 1192.8746 | 1842.65 | 2306041.7199 | 429434.8406 | 194796.4152 | 657599.4542 | 187698.8116
2831 | 1148 | 1192.5479 | 1192.5479 | 1160.8983 | 1148 | 1827.2 | 2203165.5291 | 413280 | 187468.4 | 0 | 198374.4
2832 | 0 | 0 | 0 | 0 | 0 | 1809.75 | 0 | 0 | 0 | 0 | 0
2833 | 0 | 0 | 0 | 0 | 0 | 1784.2 | 0 | 0 | 0 | 0 | 0
2834 | 0 | 0 | 0 | 0 | 0 | 1780.5 | 0 | 0 | 0 | 0 | 0
2835 | 0 | 0 | 0 | 0 | 0 | 1776.15 | 0 | 0 | 0 | 0 | 0
2836 | 0 | 0 | 0 | 0 | 0 | 1773.9 | 0 | 0 | 0 | 0 | 0
2837 | 0 | 0 | 0 | 0 | 0 | 1772.6 | 0 | 0 | 0 | 0 | 0
2838 | 0 | 0 | 0 | 0 | 0 | 1765.7 | 0 | 0 | 0 | 0 | 0
2839 | 989.561 | 0 | 0 | 0 | 0 | 1758.35 | 0 | 0 | 0 | 1813865.313 | 0
2840 | 970.741 | 0 | 0 | 0 | 0 | 1669.65 | 0 | 0 | 0 | 1779368.253 | 0
2841 | 1081.276 | 537.1815 | 537.1815 | 522.925 | 522.925 | 1658.95 | 916459.3065 | 188253.0047 | 85393.6546 | 1023457.3592 | 178343.5757
2842 | 1571.813 | 420.0324 | 420.0324 | 408.885 | 408.885 | 1652.9 | 714156.4217 | 147198.5853 | 66770.9138 | 2131647.0991 | 141923.9693
2843 | 1519.172 | 1578.1231 | 1578.1231 | 1536.2406 | 1519.172 | 1664.9 | 2672571.7858 | 546901.92 | 248080.7876 | 0 | 509074.5372
2844 | 1461.244 | 1517.9472 | 1517.9472 | 1477.6617 | 1461.244 | 1661.9 | 2572726.7013 | 526047.84 | 238621.1452 | 0 | 494046.5964
2845 | 1711.452 | 1777.8645 | 1777.8645 | 1730.6809 | 1711.452 | 1652.15 | 2994096.2366 | 616122.72 | 279480.1116 | 0 | 595328.5782
2846 | 1173.122 | 1271.0254 | 1218.6457 | 1237.2931 | 1173.122 | 1663.8 | 2064099.6724 | 422323.92 | 191570.8226 | 0 | 394403.6164
2847 | 1493.09 | 133.3669 | 133.3669 | 129.8275 | 129.8275 | 1673.45 | 230032.7319 | 46737.8862 | 21200.8245 | 2498860.2329 | 42395.1576
2848 | 1648.072 | 482.3659 | 482.3659 | 469.5641 | 469.5641 | 1678.15 | 832861.0313 | 169043.0909 | 76679.8243 | 2160204.9048 | 151129.2189
2849 | 1134.203 | 59.2358 | 59.2358 | 57.6637 | 57.6637 | 1717.15 | 104472.5431 | 20758.9242 | 9416.4787 | 1973296.5766 | 16310.1714
2850 | 1182.912 | 7.1854 | 7.1854 | 6.9947 | 6.9947 | 1757.2 | 12995.2913 | 2518.0976 | 1142.237 | 2155456.3825 | 1698.3169
2851 | 1420.356 | 857.6372 | 857.6372 | 834.876 | 834.876 | 1839.05 | 1619340.7255 | 300555.3516 | 136335.247 | 1989461.1191 | 134373.2885
2852 | 1311.2 | 1225.3959 | 1225.3959 | 1192.8746 | 1192.8746 | 1839.15 | 2312310.0439 | 429434.8406 | 194796.4152 | 402069.8542 | 191873.8725
2853 | 1405.6 | 1225.3959 | 1225.3959 | 1192.8746 | 1192.8746 | 1828.65 | 2297346.4209 | 429434.8406 | 194796.4152 | 722841.0542 | 204399.0554
2854 | 1212 | 1225.3959 | 1225.3959 | 1192.8746 | 1192.8746 | 1821.45 | 2288129.4942 | 429434.8406 | 194796.4152 | 64988.2542 | 212987.7522
2855 | 1395.2 | 1225.3959 | 1225.3959 | 1192.8746 | 1192.8746 | 1806 | 2268884.6982 | 429434.8406 | 194796.4152 | 687501.8542 | 231417.6641
2856 | 0 | 0 | 0 | 0 | 0 | 1789.85 | 0 | 0 | 0 | 0 | 0
2857 | 0 | 0 | 0 | 0 | 0 | 1797.8 | 0 | 0 | 0 | 0 | 0
2858 | 0 | 0 | 0 | 0 | 0 | 1788.4 | 0 | 0 | 0 | 0 | 0
2859 | 0 | 0 | 0 | 0 | 0 | 1784.05 | 0 | 0 | 0 | 0 | 0
2860 | 0 | 0 | 0 | 0 | 0 | 1782.1 | 0 | 0 | 0 | 0 | 0
2861 | 0 | 0 | 0 | 0 | 0 | 1782.9 | 0 | 0 | 0 | 0 | 0
2862 | 0 | 0 | 0 | 0 | 0 | 1783.2 | 0 | 0 | 0 | 0 | 0
2863 | 1384.773 | 305.3058 | 305.3058 | 297.2031 | 297.2031 | 1741.65 | 547199.9332 | 106993.1182 | 48533.2672 | 1993515.6154 | 76782.4225
2864 | 330.448 | 292.9928 | 292.9928 | 285.2169 | 285.2169 | 1693 | 510064.2835 | 102678.0957 | 46575.9251 | 82908.5467 | 87561.5983
2865 | 66.072 | 131.6321 | 68.6359 | 128.1387 | 66.072 | 1709.95 | 119276.7749 | 23785.92 | 10789.5576 | 0 | 19164.1836
2866 | 69.845 | 216.9014 | 72.5553 | 211.1449 | 69.845 | 1724.65 | 127071.3621 | 25144.2 | 11405.6885 | 0 | 19231.8207
2867 | 66.865 | 69.4597 | 69.4597 | 67.6163 | 66.865 | 1690 | 119786.8763 | 24071.4 | 10919.0545 | 0 | 20728.15
2868 | 69.874 | 72.5854 | 72.5854 | 70.6591 | 69.874 | 1716.45 | 127050.3552 | 25154.64 | 11410.4242 | 0 | 19812.7727
2869 | 62.387 | 64.8079 | 64.8079 | 63.0879 | 62.387 | 1706 | 112446.4994 | 22459.32 | 10187.7971 | 0 | 18341.778
2870 | 65.31 | 67.8443 | 67.8443 | 66.0438 | 65.31 | 1732.4 | 119102.7901 | 23511.6 | 10665.123 | 0 | 17476.956
2871 | 60.338 | 62.6794 | 62.6794 | 61.0159 | 60.338 | 1751.45 | 110838.9608 | 21721.68 | 9853.1954 | 0 | 14997.0099
2872 | 69.75 | 72.4566 | 72.4566 | 70.5337 | 69.75 | 1777.85 | 130206.5036 | 25110 | 11390.175 | 0 | 15494.9625
2873 | 62.252 | 64.6677 | 64.6677 | 62.9514 | 62.252 | 1816.2 | 119031.3532 | 22410.72 | 10165.7516 | 0 | 11441.9176
2874 | 69.556 | 72.2551 | 72.2551 | 70.3375 | 69.556 | 1854.1 | 136538.2002 | 25040.16 | 11358.4948 | 0 | 10148.2204
2875 | 70.538 | 73.2752 | 73.2752 | 71.3305 | 70.538 | 1792.45 | 133344.1343 | 25393.68 | 11518.8554 | 0 | 14640.1619
2876 | 76.8 | 79.7802 | 79.7802 | 77.6629 | 76.8 | 1819 | 147148.301 | 27648 | 12541.44 | 0 | 13900.8
2877 | 72.8 | 75.625 | 75.625 | 73.6179 | 72.8 | 1833.05 | 140196.9135 | 26208 | 11888.24 | 0 | 12153.96
2878 | 78.4 | 81.4423 | 81.4423 | 79.2809 | 78.4 | 1857.7 | 152845.4171 | 28224 | 12802.72 | 0 | 11156.32
2879 | 72 | 74.7939 | 74.7939 | 72.809 | 72 | 1835.65 | 139095.7145 | 25920 | 11757.6 | 0 | 11833.2
2880 | 0 | 0 | 0 | 0 | 0 | 1816.15 | 0 | 0 | 0 | 0 | 0
2881 | 0 | 0 | 0 | 0 | 0 | 1793.3 | 0 | 0 | 0 | 0 | 0
2882 | 0 | 0 | 0 | 0 | 0 | 1788.4 | 0 | 0 | 0 | 0 | 0
2883 | 0 | 0 | 0 | 0 | 0 | 1784.05 | 0 | 0 | 0 | 0 | 0
2884 | 0 | 0 | 0 | 0 | 0 | 1782.1 | 0 | 0 | 0 | 0 | 0
2885 | 0 | 0 | 0 | 0 | 0 | 1782.9 | 0 | 0 | 0 | 0 | 0
2886 | 0 | 0 | 0 | 0 | 0 | 1776.4 | 0 | 0 | 0 | 0 | 0
2887 | 59.935 | 62.2608 | 62.2608 | 60.6084 | 59.935 | 1738.75 | 109990.4524 | 21576.6 | 9787.3855 | 0 | 15658.0187
2888 | 60.615 | 607.519 | 62.9682 | 591.3958 | 60.615 | 1668.4 | 106874.4366 | 21821.4 | 9898.4295 | 0 | 20099.934
2889 | 57.444 | 1739.222 | 59.6731 | 1693.064 | 57.444 | 1617.9 | 98367.5509 | 20679.84 | 9380.6052 | 0 | 21949.3524
2890 | 63.569 | 2197.5748 | 66.0358 | 2139.2524 | 63.569 | 1637.75 | 110129.8006 | 22884.84 | 10380.8177 | 0 | 23027.8702
2891 | 57.64 | 2493.8025 | 59.8767 | 2427.6183 | 57.64 | 1613.2 | 98575.9454 | 20750.4 | 9412.612 | 0 | 22295.152
2892 | 64.133 | 2640.1721 | 66.6217 | 2570.1034 | 64.133 | 1662.8 | 112720.2265 | 23087.88 | 10472.9189 | 0 | 21625.6476
2893 | 56.963 | 653.1734 | 59.1734 | 635.8386 | 56.963 | 1669 | 100247.4336 | 20506.68 | 9302.0579 | 0 | 18854.753
2894 | 68.404 | 1012.6601 | 71.0584 | 985.7847 | 68.404 | 1710.4 | 123831.4567 | 24625.44 | 11170.3732 | 0 | 19809.7984
2895 | 60.106 | 480.791 | 62.4384 | 468.0311 | 60.106 | 1691.05 | 107353.2741 | 21638.16 | 9815.3098 | 0 | 18569.7487
2896 | 68.887 | 162.4867 | 71.5601 | 158.1744 | 68.887 | 1719.2 | 124755.7256 | 24799.32 | 11249.2471 | 0 | 19343.4696
2897 | 59.771 | 75.1274 | 62.0904 | 73.1336 | 59.771 | 1684.4 | 106286.8717 | 21517.56 | 9760.6043 | 0 | 18863.7276
2898 | 69.059 | 71.7388 | 71.7388 | 69.8349 | 69.059 | 1681 | 122456.0719 | 24861.24 | 11277.3347 | 0 | 22029.821
2899 | 74.479 | 77.3691 | 77.3691 | 75.3158 | 74.479 | 1681.95 | 131801.199 | 26812.44 | 12162.4207 | 0 | 23688.0459
2900 | 85.6 | 88.9217 | 88.9217 | 86.5618 | 85.6 | 1771 | 159419.4994 | 30816 | 13978.48 | 0 | 19602.4
2901 | 76 | 78.9492 | 78.9492 | 76.8539 | 76 | 1766.65 | 141038.7185 | 27360 | 12410.8 | 0 | 17734.6
2902 | 78.4 | 81.4423 | 81.4423 | 79.2809 | 78.4 | 1818.3 | 149951.2565 | 28224 | 12802.72 | 0 | 14245.28
2903 | 72.8 | 75.625 | 75.625 | 73.6179 | 72.8 | 1830.65 | 140628.1617 | 26208 | 11888.24 | 0 | 12328.68
2904 | 0 | 0 | 0 | 0 | 0 | 1816.15 | 0 | 0 | 0 | 0 | 0
2905 | 0 | 0 | 0 | 0 | 0 | 1777.05 | 0 | 0 | 0 | 0 | 0
2906 | 0 | 0 | 0 | 0 | 0 | 1749.7 | 0 | 0 | 0 | 0 | 0
2907 | 0 | 0 | 0 | 0 | 0 | 1705.25 | 0 | 0 | 0 | 0 | 0
2908 | 0 | 0 | 0 | 0 | 0 | 1699.1 | 0 | 0 | 0 | 0 | 0
2909 | 0 | 0 | 0 | 0 | 0 | 1645.35 | 0 | 0 | 0 | 0 | 0
2910 | 0 | 0 | 0 | 0 | 0 | 1591 | 0 | 0 | 0 | 0 | 0
2911 | 59.139 | 61.4339 | 61.4339 | 59.8035 | 59.139 | 1471.7 | 91570.0701 | 21290.04 | 9657.3987 | 0 | 31243.1337
2912 | 159.508 | 790.4743 | 165.6977 | 769.4956 | 159.508 | 841.6 | 140892.9826 | 57422.88 | 26047.6564 | 0 | 184774.0672
2913 | 1257.452 | 1725.0371 | 1306.2471 | 1679.2555 | 1257.452 | 363.7 | 481410.8619 | 452682.72 | 205341.9116 | 0 | 2057568.7076
2914 | 1452.636 | 2204.888 | 1509.0052 | 2146.3715 | 1452.636 | 1353.45 | 2081338.3186 | 522948.96 | 237215.4588 | 0 | 939201.8058
2915 | 1793.298 | 2492.5995 | 1862.8865 | 2426.4473 | 1793.298 | 1432.8 | 2714500.196 | 645587.28 | 292845.5634 | 0 | 1017158.6256
2916 | 1328.98 | 2627.3481 | 1380.5507 | 2557.6197 | 1328.98 | 1429.15 | 2009421.7392 | 478432.8 | 217022.434 | 0 | 758648.233
2917 | 1338.234 | 2599.3305 | 1390.1638 | 2530.3457 | 1338.234 | 1427.9 | 2020297.2145 | 481764.24 | 218533.6122 | 0 | 765603.6714
2918 | 1057.156 | 1826.1502 | 1098.1787 | 1777.6852 | 1057.156 | 1449.05 | 1625562.7837 | 380576.16 | 172633.5748 | 0 | 582440.0982
2919 | 1280.998 | 1022.3864 | 1022.3864 | 995.2529 | 995.2529 | 412.85 | 435673.8669 | 358291.0299 | 162524.7922 | 523770.8401 | 1579615.5781
2920 | 1089.986 | 1132.2826 | 1132.2826 | 1102.2325 | 1089.986 | 411.15 | 472892.8441 | 392394.96 | 177994.7138 | 0 | 1731824.2561
2921 | 1851.164 | 642.2421 | 642.2421 | 625.1973 | 625.1973 | 398.4 | 262066.4181 | 225071.0352 | 102094.7224 | 2247196.9242 | 1001316.0279
2922 | 1796.006 | 132.7167 | 132.7167 | 129.1944 | 129.1944 | 1461.15 | 198559.3146 | 46509.9941 | 21097.4501 | 3055265.6111 | 69616.4176
2923 | 1783.629 | 857.6372 | 857.6372 | 834.876 | 834.876 | 1458.3 | 1276992.2236 | 300555.3516 | 136335.247 | 3223862.7731 | 452252.3166
2924 | 1345.6 | 1225.3959 | 1225.3959 | 1192.8746 | 1192.8746 | 1590 | 1992434.7517 | 429434.8406 | 194796.4152 | 518961.0542 | 489078.5685
2925 | 1422.4 | 1225.3959 | 1225.3959 | 1192.8746 | 1192.8746 | 1660.65 | 2078302.4342 | 429434.8406 | 194796.4152 | 779927.4542 | 404801.981
2926 | 1416.8 | 1225.3959 | 1225.3959 | 1192.8746 | 1192.8746 | 1784 | 2232557.5697 | 429434.8406 | 194796.4152 | 760898.6542 | 257660.9044
2927 | 1570.4 | 1225.3959 | 1225.3959 | 1192.8746 | 1192.8746 | 1773.25 | 2224641.5453 | 429434.8406 | 194796.4152 | 1282831.4542 | 270484.3059
2928 | 0 | 0 | 0 | 0 | 0 | 1748.7 | 0 | 0 | 0 | 0 | 0
2929 | 0 | 0 | 0 | 0 | 0 | 1775.5 | 0 | 0 | 0 | 0 | 0
2930 | 0 | 0 | 0 | 0 | 0 | 1661.75 | 0 | 0 | 0 | 0 | 0
2931 | 0 | 0 | 0 | 0 | 0 | 1520.55 | 0 | 0 | 0 | 0 | 0
2932 | 0 | 0 | 0 | 0 | 0 | 1382.8 | 0 | 0 | 0 | 0 | 0
2933 | 0 | 0 | 0 | 0 | 0 | 1379.45 | 0 | 0 | 0 | 0 | 0
2934 | 0 | 0 | 0 | 0 | 0 | 1561.85 | 0 | 0 | 0 | 0 | 0
2935 | 1555.098 | 0 | 0 | 0 | 0 | 1700.6 | 0 | 0 | 0 | 2850494.634 | 0
2936 | 1292.903 | 0 | 0 | 0 | 0 | 1726.4 | 0 | 0 | 0 | 2369891.199 | 0
2937 | 1616.041 | 511.3548 | 511.3548 | 497.7837 | 497.7837 | 1788.7 | 933328.3316 | 179202.1239 | 81288.0745 | 2049765.6721 | 105181.6911
2938 | 1859.685 | 993.3633 | 993.3633 | 967 | 967 | 1797.4 | 1831173.8067 | 348119.9834 | 157911.0925 | 1636291.6894 | 195914.1907
2939 | 1608.786 | 823.5042 | 823.5042 | 801.6488 | 801.6488 | 1794.45 | 1520098.0244 | 288593.569 | 130909.2495 | 1479482.4826 | 164778.9114
2940 | 1823.532 | 1449.9034 | 1449.9034 | 1411.4238 | 1411.4238 | 1778.3 | 2648328.3149 | 508112.5576 | 230485.5018 | 755394.3834 | 312912.6501
2941 | 1798.158 | 1287.0396 | 1287.0396 | 1252.8823 | 1252.8823 | 1711.6 | 2259025.0057 | 451037.6206 | 204595.6762 | 999490.3959 | 361331.2494
2942 | 1525.044 | 808.1974 | 808.1974 | 786.7482 | 786.7482 | 1788.4 | 1482080.112 | 283229.3695 | 128475.989 | 1353296.1124 | 166475.9294
2943 | 1520.027 | 1283.4048 | 1283.4048 | 1249.344 | 1249.344 | 1821.15 | 2398088.5544 | 449763.828 | 204017.8697 | 496162.0002 | 223445.1684
2944 | 1553.305 | 335.5641 | 335.5641 | 326.6584 | 326.6584 | 1836.15 | 630560.8299 | 117597.0139 | 53343.3121 | 2248443.2692 | 53522.9742
2945 | 1531.346 | 21.6882 | 21.6882 | 21.1126 | 21.1126 | 1906.2 | 42233.7725 | 7600.5264 | 3447.6832 | 2768257.8709 | 1980.3594
2946 | 1537.263 | 0 | 0 | 0 | 0 | 1876.95 | 0 | 0 | 0 | 2817803.079 | 0
2947 | 1394.4 | 857.6372 | 857.6372 | 834.876 | 834.876 | 1868.9 | 1643846.1742 | 300555.3516 | 136335.247 | 1901262.6311 | 109452.2405
2948 | 1347.2 | 1225.3959 | 1225.3959 | 1192.8746 | 1192.8746 | 1874.7 | 2357012.4397 | 429434.8406 | 194796.4152 | 524397.8542 | 149467.182
2949 | 1466.4 | 1225.3959 | 1225.3959 | 1192.8746 | 1192.8746 | 1874.25 | 2350957.2206 | 429434.8406 | 194796.4152 | 929439.4542 | 150003.9756
2950 | 1319.2 | 1225.3959 | 1225.3959 | 1192.8746 | 1192.8746 | 1876 | 2354950.6437 | 429434.8406 | 194796.4152 | 429253.8542 | 147916.4451
2951 | 1240 | 1225.3959 | 1225.3959 | 1192.8746 | 1192.8746 | 1865.25 | 2344748.4018 | 429434.8406 | 194796.4152 | 160132.2542 | 160739.8466
2952 | 0 | 0 | 0 | 0 | 0 | 1847.5 | 0 | 0 | 0 | 0 | 0
2953 | 0 | 0 | 0 | 0 | 0 | 1827.05 | 0 | 0 | 0 | 0 | 0
2954 | 0 | 0 | 0 | 0 | 0 | 1790.5 | 0 | 0 | 0 | 0 | 0
2955 | 0 | 0 | 0 | 0 | 0 | 1733.25 | 0 | 0 | 0 | 0 | 0
2956 | 0 | 0 | 0 | 0 | 0 | 1715.8 | 0 | 0 | 0 | 0 | 0
2957 | 0 | 0 | 0 | 0 | 0 | 1712.45 | 0 | 0 | 0 | 0 | 0
2958 | 0 | 0 | 0 | 0 | 0 | 1745.6 | 0 | 0 | 0 | 0 | 0
2959 | 1206.214 | 0 | 0 | 0 | 0 | 1758.1 | 0 | 0 | 0 | 2210990.262 | 0
2960 | 1033.754 | 175.6141 | 175.6141 | 170.9534 | 170.9534 | 1727.1 | 310188.5094 | 61543.2224 | 27916.6895 | 1581513.508 | 46653.1816
2961 | 1422.494 | 1477.6935 | 1477.6935 | 1438.4763 | 1422.494 | 1809.55 | 2708433.2594 | 512097.84 | 232293.2702 | 0 | 270913.9823
2962 | 1530.86 | 1590.2646 | 1590.2646 | 1548.0599 | 1530.86 | 1797.4 | 2906731.9913 | 551109.6 | 249989.438 | 0 | 310152.236
2963 | 1656.662 | 1720.9484 | 1720.9484 | 1675.2753 | 1656.662 | 1770.8 | 3101645.3775 | 596398.32 | 270532.9046 | 0 | 379706.9304
2964 | 1345.486 | 1397.6972 | 1397.6972 | 1360.6031 | 1345.486 | 1707.55 | 2420916.895 | 484374.96 | 219717.8638 | 0 | 393487.3807
2965 | 1497.656 | 613.4838 | 613.4838 | 597.2023 | 597.2023 | 1560.7 | 980520.9359 | 214992.8202 | 97523.132 | 1650531.6719 | 262350.9608
2966 | 1691.038 | 194.3531 | 194.3531 | 189.1951 | 189.1951 | 1797.7 | 358757.6249 | 68110.2258 | 30895.5552 | 2752878.0878 | 38274.163
2967 | 1889.882 | 370.497 | 370.497 | 360.6642 | 360.6642 | 1841.85 | 700512.4743 | 129839.111 | 58896.4634 | 2803056.2325 | 57039.0428
2968 | 1787.216 | 750.1593 | 750.1593 | 730.2505 | 730.2505 | 1918.95 | 1474742.0502 | 262890.1889 | 119249.9107 | 1937417.7162 | 59186.805
2969 | 1100.388 | 441.5253 | 441.5253 | 429.8074 | 429.8074 | 1907.4 | 861450.0312 | 154730.6713 | 70187.5517 | 1229174.2027 | 39800.1671
2970 | 1874.444 | 92.8432 | 92.8432 | 90.3792 | 90.3792 | 1836.15 | 174382.1485 | 32536.5002 | 14758.918 | 3270190.8386 | 14808.6265
2971 | 1314.638 | 0 | 0 | 0 | 0 | 1846.55 | 0 | 0 | 0 | 2409731.454 | 0
2972 | 1416 | 0 | 0 | 0 | 0 | 1874.7 | 0 | 0 | 0 | 2595528 | 0
2973 | 988.8 | 0 | 0 | 0 | 0 | 1873.05 | 0 | 0 | 0 | 1812470.4 | 0
2974 | 963.2 | 0 | 0 | 0 | 0 | 1876 | 0 | 0 | 0 | 1765545.6 | 0
2975 | 1384 | 0 | 0 | 0 | 0 | 1864.05 | 0 | 0 | 0 | 2536872 | 0
2976 | 0 | 0 | 0 | 0 | 0 | 1848.7 | 0 | 0 | 0 | 0 | 0
2977 | 0 | 0 | 0 | 0 | 0 | 1821 | 0 | 0 | 0 | 0 | 0
2978 | 0 | 0 | 0 | 0 | 0 | 1813.8 | 0 | 0 | 0 | 0 | 0
2979 | 0 | 0 | 0 | 0 | 0 | 1806.2 | 0 | 0 | 0 | 0 | 0
2980 | 0 | 0 | 0 | 0 | 0 | 1802.05 | 0 | 0 | 0 | 0 | 0
2981 | 0 | 0 | 0 | 0 | 0 | 1799.8 | 0 | 0 | 0 | 0 | 0
2982 | 0 | 0 | 0 | 0 | 0 | 1800.35 | 0 | 0 | 0 | 0 | 0
2983 | 1212.52 | 313.2609 | 313.2609 | 304.9471 | 304.9471 | 1801.75 | 578085.1446 | 109780.973 | 49797.8691 | 1663581.0393 | 60455.7719
2984 | 1002.061 | 1040.9457 | 1040.9457 | 1013.3196 | 1002.061 | 1799.55 | 1899872.9951 | 360741.96 | 163636.5613 | 0 | 200863.1274
2985 | 965.107 | 771.0975 | 771.0975 | 750.633 | 750.633 | 1840.1 | 1455597.363 | 270227.875 | 122578.3666 | 393130.8673 | 120026.2145
2986 | 1411.917 | 1466.7061 | 1466.7061 | 1427.7805 | 1411.917 | 1852.75 | 2768360.301 | 508290.12 | 230566.0461 | 0 | 207904.7783
2987 | 1427.898 | 1445.4916 | 1445.4916 | 1407.1291 | 1407.1291 | 1792.6 | 2673058.5628 | 506566.4595 | 229784.1746 | 38069.4775 | 291838.5659
2988 | 1337.421 | 1136.1511 | 1136.1511 | 1105.9983 | 1105.9983 | 1775.35 | 2077414.9604 | 398159.3915 | 180609.524 | 424197.7913 | 248462.5203
2989 | 1072.122 | 1113.7254 | 1113.7254 | 1084.1678 | 1072.122 | 1756.45 | 1980641.7015 | 385963.92 | 175077.5226 | 0 | 261115.3131
2990 | 1193.708 | 1240.0295 | 1240.0295 | 1207.1198 | 1193.708 | 1832.95 | 2306188.51 | 429734.88 | 194932.5164 | 0 | 199408.9214
2991 | 980.197 | 1018.2333 | 1018.2333 | 991.2099 | 980.197 | 1911.15 | 1976308.3801 | 352870.92 | 160066.1701 | 0 | 87090.5034
2992 | 1206.253 | 1253.0613 | 1253.0613 | 1219.8058 | 1206.253 | 1908 | 2420143.468 | 434251.08 | 196981.1149 | 0 | 110975.276
2993 | 1386.057 | 461.2376 | 461.2376 | 448.9966 | 448.9966 | 1888 | 890873.3453 | 161638.7846 | 73321.1487 | 1717631.6694 | 50287.6219
2994 | 1219.223 | 97.8544 | 97.8544 | 95.2574 | 95.2574 | 1810.35 | 181960.8201 | 34292.6521 | 15555.528 | 2060229.0054 | 18065.5596
2995 | 1409.584 | 857.6372 | 857.6372 | 834.876 | 834.876 | 1763.25 | 1548751.508 | 300555.3516 | 136335.247 | 1952857.8631 | 197656.8875
2996 | 1578.4 | 1225.3959 | 1225.3959 | 1192.8746 | 1192.8746 | 1810.7 | 2269649.67 | 429434.8406 | 194796.4152 | 1310015.4542 | 225811.1537
2997 | 1444.8 | 1225.3959 | 1225.3959 | 1192.8746 | 1192.8746 | 1833.95 | 2297135.0083 | 429434.8406 | 194796.4152 | 856042.6542 | 198076.8202
2998 | 1684 | 1225.3959 | 1225.3959 | 1192.8746 | 1192.8746 | 1862.2 | 2329195.6244 | 429434.8406 | 194796.4152 | 1668844.2542 | 164378.114
2999 | 1376.8 | 1225.3959 | 1225.3959 | 1192.8746 | 1192.8746 | 1854.3 | 2327277.6274 | 429434.8406 | 194796.4152 | 624978.6542 | 173801.823
3000 | 0 | 0 | 0 | 0 | 0 | 1837.05 | 0 | 0 | 0 | 0 | 0
3001 | 0 | 0 | 0 | 0 | 0 | 1762.4 | 0 | 0 | 0 | 0 | 0
3002 | 0 | 0 | 0 | 0 | 0 | 1808.65 | 0 | 0 | 0 | 0 | 0
3003 | 0 | 0 | 0 | 0 | 0 | 1801.25 | 0 | 0 | 0 | 0 | 0
3004 | 0 | 0 | 0 | 0 | 0 | 1794.35 | 0 | 0 | 0 | 0 | 0
3005 | 0 | 0 | 0 | 0 | 0 | 1749.2 | 0 | 0 | 0 | 0 | 0
3006 | 0 | 0 | 0 | 0 | 0 | 1761.1 | 0 | 0 | 0 | 0 | 0
3007 | 781.83 | 0 | 0 | 0 | 0 | 1716.25 | 0 | 0 | 0 | 1433094.39 | 0
3008 | 709.607 | 0 | 0 | 0 | 0 | 1683.1 | 0 | 0 | 0 | 1300709.631 | 0
3009 | 1534.229 | 1106.8433 | 1106.8433 | 1077.4683 | 1077.4683 | 1569.25 | 1791617.8843 | 387888.5968 | 175950.5774 | 837242.3185 | 464119.4807
3010 | 1020.516 | 1060.1169 | 1060.1169 | 1031.9819 | 1020.516 | 1571.95 | 1699984.6407 | 367385.76 | 166650.2628 | 0 | 436831.8738
3011 | 1287.992 | 1337.9722 | 1337.9722 | 1302.4632 | 1287.992 | 1541.35 | 2095515.114 | 463677.12 | 210329.0936 | 0 | 590737.5308
3012 | 1475.707 | 1532.9714 | 1532.9714 | 1492.2872 | 1475.707 | 1501.65 | 2346657.7656 | 531254.52 | 240982.9531 | 0 | 735418.5834
3013 | 1238.1 | 1448.6891 | 1286.1452 | 1410.2416 | 1238.1 | 1419.85 | 1859255.4051 | 445716 | 202181.73 | 0 | 718283.715
3014 | 1241.662 | 1289.8444 | 1289.8444 | 1255.6126 | 1241.662 | 1477.15 | 1942546.8649 | 446998.32 | 202763.4046 | 0 | 649202.9767
3015 | 1191.082 | 1237.3016 | 1237.3016 | 1204.4643 | 1191.082 | 1641.7 | 2074298.1723 | 428789.52 | 194503.6906 | 0 | 426764.6806
3016 | 1159.838 | 1079.2839 | 1079.2839 | 1050.6402 | 1050.6402 | 1751.5 | 1955071.5465 | 378230.4893 | 171569.5525 | 200159.4791 | 261084.1017
3017 | 1030.094 | 525.5677 | 525.5677 | 511.6194 | 511.6194 | 1770.8 | 959580.6096 | 184182.9843 | 83547.4481 | 950363.9404 | 117263.1667
3018 | 1147.534 | 112.7301 | 112.7301 | 109.7383 | 109.7383 | 1773.7 | 205814.2473 | 39505.773 | 17920.2576 | 1902279.5944 | 24833.7679
3019 | 1455.483 | 919.1791 | 919.1791 | 894.7846 | 894.7846 | 1821.2 | 1720041.011 | 322122.4552 | 146118.3248 | 1905253.171 | 159987.4861
3020 | 1283.2 | 1225.3959 | 1225.3959 | 1192.8746 | 1192.8746 | 1814.5 | 2283276.7561 | 429434.8406 | 194796.4152 | 306925.8542 | 221278.2304
3021 | 1238.4 | 1225.3959 | 1225.3959 | 1192.8746 | 1192.8746 | 1796.55 | 2259135.4276 | 429434.8406 | 194796.4152 | 154695.4542 | 242690.3287
3022 | 1134.4 | 1178.4201 | 1178.4201 | 1147.1455 | 1134.4 | 1842 | 2202637.4065 | 408384 | 185247.52 | 0 | 179235.2
3023 | 1165.6 | 1210.8308 | 1210.8308 | 1178.696 | 1165.6 | 1817.3 | 2233546.0238 | 419616 | 190342.48 | 0 | 212955.12
3024 | 0 | 0 | 0 | 0 | 0 | 1731.5 | 0 | 0 | 0 | 0 | 0
3025 | 0 | 0 | 0 | 0 | 0 | 1755.9 | 0 | 0 | 0 | 0 | 0
3026 | 0 | 0 | 0 | 0 | 0 | 1720.85 | 0 | 0 | 0 | 0 | 0
3027 | 0 | 0 | 0 | 0 | 0 | 1704.9 | 0 | 0 | 0 | 0 | 0
3028 | 0 | 0 | 0 | 0 | 0 | 1699.1 | 0 | 0 | 0 | 0 | 0
3029 | 0 | 0 | 0 | 0 | 0 | 1696.45 | 0 | 0 | 0 | 0 | 0
3030 | 0 | 0 | 0 | 0 | 0 | 1704.75 | 0 | 0 | 0 | 0 | 0
3031 | 1273.643 | 0 | 0 | 0 | 0 | 1738.15 | 0 | 0 | 0 | 2334587.619 | 0
3032 | 802.242 | 0 | 0 | 0 | 0 | 1755.95 | 0 | 0 | 0 | 1470509.586 | 0
3033 | 1200.115 | 343.0549 | 343.0549 | 333.9504 | 333.9504 | 1847.05 | 652231.964 | 120222.1406 | 54534.0988 | 1587679.7289 | 51077.7123
3034 | 1471.92 | 1529.0375 | 1529.0375 | 1488.4577 | 1471.92 | 1826.25 | 2848625.6312 | 529891.2 | 240364.536 | 0 | 255746.1
3035 | 1380.935 | 1434.5218 | 1434.5218 | 1396.4504 | 1380.935 | 1770.8 | 2584394.2566 | 497136.6 | 225506.6855 | 0 | 316510.302
3036 | 1423.39 | 1478.6243 | 1478.6243 | 1439.3824 | 1423.39 | 1668.8 | 2510971.3608 | 512420.4 | 232439.587 | 0 | 471426.768
3037 | 1393.065 | 1447.1225 | 1447.1225 | 1408.7167 | 1393.065 | 1635.85 | 2399434.7871 | 501503.4 | 227487.5145 | 0 | 507284.6198
3038 | 1542.057 | 1601.8961 | 1601.8961 | 1559.3827 | 1542.057 | 1758.95 | 2861762.6511 | 555140.52 | 251817.9081 | 0 | 371712.8399
3039 | 1458.87 | 1515.4811 | 1515.4811 | 1475.261 | 1458.87 | 1821.15 | 2805277.3978 | 525193.2 | 238233.471 | 0 | 260918.8995
3040 | 2088.377 | 212.1281 | 212.1281 | 206.4983 | 206.4983 | 1819.45 | 396400.9717 | 74339.3956 | 33721.1758 | 3449483.6183 | 37283.2719
3041 | 1746.298 | 213.9533 | 213.9533 | 208.2751 | 208.2751 | 1836.25 | 402814.736 | 74979.0223 | 34011.3176 | 2819196.0457 | 34105.0414
3042 | 1528.475 | 42.3926 | 42.3926 | 41.2675 | 41.2675 | 1826.95 | 79509.9192 | 14856.3025 | 6738.9839 | 2726051.3348 | 7141.3421
3043 | 1628.348 | 857.6372 | 857.6372 | 834.876 | 834.876 | 1805.75 | 1584968.0021 | 300555.3516 | 136335.247 | 2696217.9351 | 162174.6585
3044 | 1763.2 | 1225.3959 | 1225.3959 | 1192.8746 | 1192.8746 | 1852.35 | 2319568.3922 | 429434.8406 | 194796.4152 | 1937965.8542 | 176127.9284
3045 | 1925.6 | 1225.3959 | 1225.3959 | 1192.8746 | 1192.8746 | 1824.25 | 2281438.1807 | 429434.8406 | 194796.4152 | 2489801.0542 | 209647.7035
3046 | 2003.2 | 1225.3959 | 1225.3959 | 1192.8746 | 1192.8746 | 1876 | 2347989.047 | 429434.8406 | 194796.4152 | 2753485.8542 | 147916.4451
3047 | 1744 | 1225.3959 | 1225.3959 | 1192.8746 | 1192.8746 | 1865.25 | 2339558.7301 | 429434.8406 | 194796.4152 | 1872724.2542 | 160739.8466
3048 | 0 | 0 | 0 | 0 | 0 | 1847.5 | 0 | 0 | 0 | 0 | 0
3049 | 0 | 0 | 0 | 0 | 0 | 1827.05 | 0 | 0 | 0 | 0 | 0
3050 | 0 | 0 | 0 | 0 | 0 | 1791.7 | 0 | 0 | 0 | 0 | 0
3051 | 0 | 0 | 0 | 0 | 0 | 1742.1 | 0 | 0 | 0 | 0 | 0
3052 | 0 | 0 | 0 | 0 | 0 | 1715.8 | 0 | 0 | 0 | 0 | 0
3053 | 0 | 0 | 0 | 0 | 0 | 1754.15 | 0 | 0 | 0 | 0 | 0
3054 | 0 | 0 | 0 | 0 | 0 | 1795.55 | 0 | 0 | 0 | 0 | 0
3055 | 1371.414 | 0 | 0 | 0 | 0 | 1780.15 | 0 | 0 | 0 | 2513801.862 | 0
3056 | 1360.451 | 0 | 0 | 0 | 0 | 1763.95 | 0 | 0 | 0 | 2493706.683 | 0
3057 | 1498.823 | 0 | 0 | 0 | 0 | 1870.3 | 0 | 0 | 0 | 2747342.559 | 0
3058 | 2067.103 | 452.734 | 452.734 | 440.7187 | 440.7187 | 1818.25 | 847741.2339 | 158658.7142 | 71969.3556 | 2981162.5125 | 80100.6147
3059 | 1900.996 | 1206.6226 | 1206.6226 | 1174.5995 | 1174.5995 | 1743.7 | 2174439.9552 | 422855.8238 | 191812.1001 | 1331484.7652 | 301049.8545
3060 | 2047.677 | 1362.5784 | 1362.5784 | 1326.4163 | 1326.4163 | 1658.95 | 2333080.8964 | 477509.8632 | 216603.7796 | 1322070.8876 | 452374.2746
3061 | 1737.954 | 1451.6767 | 1451.6767 | 1413.15 | 1413.15 | 1666.05 | 2478051.6352 | 508733.982 | 230767.3868 | 595365.8235 | 471921.4258
3062 | 1834.925 | 1906.1288 | 1906.1288 | 1855.5412 | 1834.925 | 1817.7 | 3526857.9967 | 660573 | 299643.2525 | 0 | 334506.8275
3063 | 1799.821 | 706.382 | 706.382 | 687.635 | 687.635 | 1850.7 | 1345103.9153 | 247548.6147 | 112290.8022 | 2038636.863 | 102663.9116
3064 | 1674.824 | 128.2997 | 128.2997 | 124.8947 | 124.8947 | 1828.15 | 241159.5493 | 44962.0758 | 20395.2972 | 2841020.4892 | 21463.1465
3065 | 1838.59 | 222.191 | 222.191 | 216.2942 | 216.2942 | 1885.05 | 428915.9945 | 77865.8972 | 35320.8361 | 2973668.2769 | 24863.0136
3066 | 1892.738 | 45.4436 | 45.4436 | 44.2375 | 44.2375 | 1836.15 | 85501.0618 | 15925.502 | 7223.9846 | 3388301.4066 | 7248.3153
3067 | 1857.119 | 857.6372 | 857.6372 | 834.876 | 834.876 | 1846.55 | 1625052.1639 | 300555.3516 | 136335.247 | 3473581.7931 | 128111.7186
3068 | 1924 | 1225.3959 | 1225.3959 | 1192.8746 | 1192.8746 | 1873.5 | 2348033.7127 | 429434.8406 | 194796.4152 | 2484364.2542 | 150898.6315
3069 | 1824.8 | 1225.3959 | 1225.3959 | 1192.8746 | 1192.8746 | 1832.25 | 2293826.2813 | 429434.8406 | 194796.4152 | 2147282.6542 | 200104.707
3070 | 2112.8 | 1225.3959 | 1225.3959 | 1192.8746 | 1192.8746 | 1876 | 2347648.2166 | 429434.8406 | 194796.4152 | 3125906.6542 | 147916.4451
3071 | 1693.6 | 1225.3959 | 1225.3959 | 1192.8746 | 1192.8746 | 1865.25 | 2343070.0579 | 429434.8406 | 194796.4152 | 1701465.0542 | 160739.8466
3072 | 0 | 0 | 0 | 0 | 0 | 1848.7 | 0 | 0 | 0 | 0 | 0
3073 | 0 | 0 | 0 | 0 | 0 | 1827.05 | 0 | 0 | 0 | 0 | 0
3074 | 0 | 0 | 0 | 0 | 0 | 1812.85 | 0 | 0 | 0 | 0 | 0
3075 | 0 | 0 | 0 | 0 | 0 | 1805.25 | 0 | 0 | 0 | 0 | 0
3076 | 0 | 0 | 0 | 0 | 0 | 1777.45 | 0 | 0 | 0 | 0 | 0
3077 | 0 | 0 | 0 | 0 | 0 | 1754.15 | 0 | 0 | 0 | 0 | 0
3078 | 0 | 0 | 0 | 0 | 0 | 1774.4 | 0 | 0 | 0 | 0 | 0
3079 | 1151.437 | 0 | 0 | 0 | 0 | 1770.1 | 0 | 0 | 0 | 2110584.021 | 0
3080 | 1016.173 | 0 | 0 | 0 | 0 | 1743.1 | 0 | 0 | 0 | 1862645.109 | 0
3081 | 1393.713 | 508.498 | 508.498 | 495.0028 | 495.0028 | 1809.55 | 944622.2904 | 178201.0008 | 80833.954 | 1647335.8331 | 94273.2795
3082 | 1742.288 | 1567.4099 | 1567.4099 | 1525.8117 | 1525.8117 | 1789.05 | 2881482.5106 | 549292.2084 | 249165.049 | 396801.076 | 321869.976
3083 | 1918.198 | 1605.8914 | 1605.8914 | 1563.2719 | 1563.2719 | 1732.05 | 2865792.0539 | 562777.8824 | 255282.3006 | 650579.5493 | 418878.7044
3084 | 1389.518 | 1452.4786 | 1443.4389 | 1413.9306 | 1389.518 | 1605.95 | 2355262.9411 | 500226.48 | 226908.2894 | 0 | 547539.5679
3085 | 1454.847 | 1511.302 | 1511.302 | 1471.1928 | 1454.847 | 1603.2 | 2460174.6012 | 523744.92 | 237576.5151 | 0 | 577283.2896
3086 | 1572.945 | 1633.9827 | 1633.9827 | 1590.6177 | 1572.945 | 1552.95 | 2579636.0241 | 566260.2 | 256861.9185 | 0 | 703185.0622
3087 | 1407.007 | 807.4349 | 807.4349 | 786.006 | 786.006 | 1592.25 | 1320796.6314 | 282962.1606 | 128354.7801 | 1138294.8298 | 320493.9472
3088 | 1270.866 | 180.7624 | 180.7624 | 175.9651 | 175.9651 | 1769.4 | 328642.8676 | 63347.4282 | 28735.0973 | 2006953.3893 | 40577.5471
3089 | 1921.03 | 82.1341 | 82.1341 | 79.9543 | 79.9543 | 1815.4 | 152817.9611 | 28783.5628 | 13056.5439 | 3374691.6828 | 14759.5714
3090 | 1338.785 | 12.4314 | 12.4314 | 12.1015 | 12.1015 | 1807 | 23046.6193 | 4356.5236 | 1976.1675 | 2431810.9389 | 2335.5807
3091 | 1455.323 | 857.6372 | 857.6372 | 834.876 | 834.876 | 1788.9 | 1572308.1664 | 300555.3516 | 136335.247 | 2108278.9851 | 176242.3187
3092 | 1472 | 1225.3959 | 1225.3959 | 1192.8746 | 1192.8746 | 1852.35 | 2324880.0766 | 429434.8406 | 194796.4152 | 948468.2542 | 176127.9284
3093 | 1682.4 | 1225.3959 | 1225.3959 | 1192.8746 | 1192.8746 | 1873.05 | 2346321.494 | 429434.8406 | 194796.4152 | 1663407.4542 | 151435.4251
3094 | 1751.2 | 1225.3959 | 1225.3959 | 1192.8746 | 1192.8746 | 1876 | 2349270.5416 | 429434.8406 | 194796.4152 | 1897189.8542 | 147916.4451
3095 | 1388 | 1225.3959 | 1225.3959 | 1192.8746 | 1192.8746 | 1865.25 | 2341853.1957 | 429434.8406 | 194796.4152 | 663036.2542 | 160739.8466
3096 | 0 | 0 | 0 | 0 | 0 | 1848.7 | 0 | 0 | 0 | 0 | 0
3097 | 0 | 0 | 0 | 0 | 0 | 1777.05 | 0 | 0 | 0 | 0 | 0
3098 | 0 | 0 | 0 | 0 | 0 | 1812.85 | 0 | 0 | 0 | 0 | 0
3099 | 0 | 0 | 0 | 0 | 0 | 1804.05 | 0 | 0 | 0 | 0 | 0
3100 | 0 | 0 | 0 | 0 | 0 | 1764.3 | 0 | 0 | 0 | 0 | 0
3101 | 0 | 0 | 0 | 0 | 0 | 1712.45 | 0 | 0 | 0 | 0 | 0
3102 | 0 | 0 | 0 | 0 | 0 | 1724.75 | 0 | 0 | 0 | 0 | 0
3103 | 596.8 | 318.6772 | 318.6772 | 310.2197 | 310.2197 | 1721.3 | 562590.5081 | 111679.1023 | 50658.8817 | 525301.6373 | 86458.2384
3104 | 559.198 | 580.8975 | 580.8975 | 565.4808 | 559.198 | 1726.4 | 1018601.1984 | 201311.28 | 91317.0334 | 0 | 152996.5728
3105 | 533.643 | 554.3509 | 554.3509 | 539.6387 | 533.643 | 1772 | 998291.0847 | 192111.48 | 87143.9019 | 0 | 121670.604
3106 | 918.03 | 953.6539 | 953.6539 | 928.3445 | 918.03 | 1726.65 | 1676419.4742 | 330490.8 | 149914.299 | 0 | 250943.5005
3107 | 967.693 | 1005.2441 | 1005.2441 | 978.5655 | 967.693 | 1522.7 | 1562068.0006 | 348369.48 | 158024.2669 | 0 | 461879.8689
3108 | 627.109 | 993.2282 | 651.4438 | 966.8685 | 627.109 | 1480.05 | 980709.8251 | 225759.24 | 102406.8997 | 0 | 326065.3246
3109 | 812.063 | 952.6338 | 843.5749 | 927.3514 | 812.063 | 1477.3 | 1261070.2197 | 292342.68 | 132609.8879 | 0 | 424465.3301
3110 | 905.477 | 940.6138 | 940.6138 | 915.6504 | 905.477 | 1678.35 | 1606076.3656 | 325971.72 | 147864.3941 | 0 | 291246.6771
3111 | 596.201 | 619.3364 | 619.3364 | 602.8996 | 596.201 | 1700 | 1071427.7376 | 214632.36 | 97359.6233 | 0 | 178860.3
3112 | 817.356 | 71.4843 | 71.4843 | 69.5872 | 69.5872 | 1658.25 | 121814.5687 | 25051.3759 | 11363.5825 | 1370660.2922 | 23781.4103
3113 | 855.171 | 24.3704 | 24.3704 | 23.7236 | 23.7236 | 1827.05 | 45616.1958 | 8540.49 | 3874.0612 | 1524043.1147 | 4102.9937
3114 | 864.861 | 0 | 0 | 0 | 0 | 1822.65 | 0 | 0 | 0 | 1585290.213 | 0
3115 | 824.194 | 856.1766 | 856.1766 | 833.4542 | 824.194 | 1826.9 | 1583724.7462 | 296709.84 | 134590.8802 | 0 | 142667.9814
3116 | 626.4 | 650.7073 | 650.7073 | 633.4379 | 626.4 | 1873.5 | 1233032.6933 | 225504 | 102291.12 | 0 | 79239.6
3117 | 780 | 810.2677 | 810.2677 | 788.7636 | 780 | 1832.25 | 1499337.8474 | 280800 | 127374 | 0 | 130845
3118 | 831.2 | 863.4545 | 863.4545 | 840.5389 | 831.2 | 1876 | 1639762.2677 | 299232 | 135734.96 | 0 | 103068.8
3119 | 764 | 793.6468 | 793.6468 | 772.5839 | 764 | 1865.25 | 1503219.7498 | 275040 | 124761.2 | 0 | 102949
3120 | 0 | 0 | 0 | 0 | 0 | 1847.5 | 0 | 0 | 0 | 0 | 0
3121 | 0 | 0 | 0 | 0 | 0 | 1777.05 | 0 | 0 | 0 | 0 | 0
3122 | 0 | 0 | 0 | 0 | 0 | 1712.15 | 0 | 0 | 0 | 0 | 0
3123 | 0 | 0 | 0 | 0 | 0 | 1704.55 | 0 | 0 | 0 | 0 | 0
3124 | 0 | 0 | 0 | 0 | 0 | 1699.1 | 0 | 0 | 0 | 0 | 0
3125 | 0 | 0 | 0 | 0 | 0 | 1674.8 | 0 | 0 | 0 | 0 | 0
3126 | 0 | 0 | 0 | 0 | 0 | 1646 | 0 | 0 | 0 | 0 | 0
3127 | 1606.824 | 1462.9425 | 1462.9425 | 1424.1168 | 1424.1168 | 1680 | 2519386.9089 | 512682.0474 | 232558.2732 | 334902.3005 | 455717.3755
3128 | 1031.203 | 1071.2186 | 1071.2186 | 1042.789 | 1031.203 | 1575.05 | 1711851.1101 | 371233.08 | 168395.4499 | 0 | 438209.7149
3129 | 1251.649 | 1300.2189 | 1300.2189 | 1265.7118 | 1251.649 | 1721.6 | 2277346.4206 | 450593.64 | 204394.2817 | 0 | 348459.0816
3130 | 1182.361 | 1228.2422 | 1228.2422 | 1195.6453 | 1182.361 | 1696.45 | 2125140.5099 | 425649.96 | 193079.5513 | 0 | 358905.6815
3131 | 1327.158 | 1378.658 | 1378.658 | 1342.0692 | 1327.158 | 1305.6 | 1841694.4088 | 477776.88 | 216724.9014 | 0 | 921578.5152
3132 | 662.126 | 974.0477 | 687.8196 | 948.197 | 662.126 | 1300.95 | 912322.3005 | 238365.36 | 108125.1758 | 0 | 462859.1803
3133 | 803.013 | 1033.994 | 834.1737 | 1006.5524 | 803.013 | 1522.2 | 1288658.3849 | 289084.68 | 131132.0229 | 0 | 383679.6114
3134 | 839.44 | 872.0143 | 872.0143 | 848.8715 | 839.44 | 1615.5 | 1433071.8856 | 302198.4 | 137080.552 | 0 | 322764.68
3135 | 881.612 | 915.8227 | 915.8227 | 891.5173 | 881.612 | 1770.75 | 1651228.7737 | 317380.32 | 143967.2396 | 0 | 202109.551
3136 | 723.729 | 751.8131 | 751.8131 | 731.8604 | 723.729 | 1819.45 | 1390918.8188 | 260542.44 | 118184.9457 | 0 | 130669.2709
3137 | 1037.81 | 519.4491 | 519.4491 | 505.6632 | 505.6632 | 1851.55 | 986306.2788 | 182038.7607 | 82574.8045 | 975425.0403 | 75065.7056
3138 | 1280.783 | 112.6428 | 112.6428 | 109.6533 | 109.6533 | 1826.95 | 211414.2249 | 39475.1933 | 17906.3863 | 2146680.7133 | 18975.5061
3139 | 1299.258 | 0 | 0 | 0 | 0 | 1822.4 | 0 | 0 | 0 | 2381539.914 | 0
3140 | 1091.2 | 0 | 0 | 0 | 0 | 1870.2 | 0 | 0 | 0 | 2000169.6 | 0
3141 | 1475.2 | 0 | 0 | 0 | 0 | 1824.25 | 0 | 0 | 0 | 2704041.6 | 0
3142 | 901.6 | 0 | 0 | 0 | 0 | 1876 | 0 | 0 | 0 | 1652632.8 | 0
3143 | 1424.8 | 197.9692 | 197.9692 | 192.7152 | 192.7152 | 1865.25 | 378214.0203 | 69377.4656 | 31470.3892 | 2258411.4711 | 25968.3708
3144 | 0 | 0 | 0 | 0 | 0 | 1848.7 | 0 | 0 | 0 | 0 | 0
3145 | 0 | 0 | 0 | 0 | 0 | 1821 | 0 | 0 | 0 | 0 | 0
3146 | 0 | 0 | 0 | 0 | 0 | 1813.8 | 0 | 0 | 0 | 0 | 0
3147 | 0 | 0 | 0 | 0 | 0 | 1806.2 | 0 | 0 | 0 | 0 | 0
3148 | 0 | 0 | 0 | 0 | 0 | 1802.05 | 0 | 0 | 0 | 0 | 0
3149 | 0 | 0 | 0 | 0 | 0 | 1799.8 | 0 | 0 | 0 | 0 | 0
3150 | 0 | 0 | 0 | 0 | 0 | 1800.35 | 0 | 0 | 0 | 0 | 0
3151 | 1360.959 | 1413.7707 | 1413.7707 | 1376.25 | 1360.959 | 1751.75 | 2514364.555 | 489945.24 | 222244.6047 | 0 | 337858.0718
3152 | 1089.279 | 1131.5482 | 1131.5482 | 1101.5175 | 1089.279 | 1721.2 | 1980710.1969 | 392140.44 | 177879.2607 | 0 | 303690.9852
3153 | 1352.296 | 1404.7715 | 1404.7715 | 1367.4896 | 1352.296 | 1761.75 | 2518655.4239 | 486826.56 | 220829.9368 | 0 | 322184.522
3154 | 1592.847 | 1654.657 | 1654.657 | 1610.7433 | 1592.847 | 1766.05 | 2981693.3832 | 573424.92 | 260111.9151 | 0 | 372646.5556
3155 | 1626.609 | 1689.7292 | 1689.7292 | 1644.8847 | 1626.609 | 1622.7 | 2798896.3729 | 585579.24 | 265625.2497 | 0 | 613719.5757
3156 | 1541.713 | 1601.5388 | 1601.5388 | 1559.0348 | 1541.713 | 1448.25 | 2363797.8061 | 555016.68 | 251761.7329 | 0 | 850640.1478
3157 | 1622.298 | 1685.2509 | 1685.2509 | 1640.5252 | 1622.298 | 1514.75 | 2596088.195 | 584027.28 | 264921.2634 | 0 | 787220.1045
3158 | 1448.694 | 1447.8487 | 1447.8487 | 1409.4235 | 1409.4235 | 1721 | 2565093.2738 | 507392.4771 | 230158.8653 | 71982.7394 | 393229.1698
3159 | 1620.387 | 1137.3645 | 1137.3645 | 1107.1794 | 1107.1794 | 1812 | 2124174.2362 | 398584.5958 | 180802.4014 | 940709.4709 | 208149.7333
3160 | 1509.994 | 748.679 | 748.679 | 728.8095 | 728.8095 | 1807.65 | 1391052.583 | 262371.4251 | 119014.5937 | 1431911.1625 | 140186.5101
3161 | 1315.27 | 565.1586 | 565.1586 | 550.1596 | 550.1596 | 1836.8 | 1063966.7352 | 198057.4581 | 89841.0636 | 1402447.3527 | 89786.0477
3162 | 1693.54 | 122.6735 | 122.6735 | 119.4178 | 119.4178 | 1800.8 | 226881.2079 | 42990.4094 | 19500.9274 | 2885365.9853 | 23788.0266
3163 | 1887.87 | 857.6372 | 857.6372 | 834.876 | 834.876 | 1755.25 | 1542676.8466 | 300555.3516 | 136335.247 | 3578073.6911 | 204335.8953
3164 | 1574.4 | 1225.3959 | 1225.3959 | 1192.8746 | 1192.8746 | 1850.6 | 2320887.499 | 429434.8406 | 194796.4152 | 1296423.4542 | 178215.4589
3165 | 1738.4 | 1225.3959 | 1225.3959 | 1192.8746 | 1192.8746 | 1813.1 | 2272899.9039 | 429434.8406 | 194796.4152 | 1853695.4542 | 222948.2548
3166 | 1488 | 1225.3959 | 1225.3959 | 1192.8746 | 1192.8746 | 1862.2 | 2333135.7967 | 429434.8406 | 194796.4152 | 1002836.2542 | 164378.114
3167 | 1567.2 | 1225.3959 | 1225.3959 | 1192.8746 | 1192.8746 | 1854.3 | 2326900.0707 | 429434.8406 | 194796.4152 | 1271957.8542 | 173801.823
3168 | 0 | 0 | 0 | 0 | 0 | 1837.05 | 0 | 0 | 0 | 0 | 0
3169 | 0 | 0 | 0 | 0 | 0 | 1770.75 | 0 | 0 | 0 | 0 | 0
3170 | 0 | 0 | 0 | 0 | 0 | 1808.65 | 0 | 0 | 0 | 0 | 0
3171 | 0 | 0 | 0 | 0 | 0 | 1801.25 | 0 | 0 | 0 | 0 | 0
3172 | 0 | 0 | 0 | 0 | 0 | 1795.55 | 0 | 0 | 0 | 0 | 0
3173 | 0 | 0 | 0 | 0 | 0 | 1791.5 | 0 | 0 | 0 | 0 | 0
3174 | 0 | 0 | 0 | 0 | 0 | 1787.25 | 0 | 0 | 0 | 0 | 0
3175 | 1222.398 | 0 | 0 | 0 | 0 | 1779.4 | 0 | 0 | 0 | 2240655.534 | 0
3176 | 1224.246 | 0 | 0 | 0 | 0 | 1691.45 | 0 | 0 | 0 | 2244042.918 | 0
3177 | 1405.356 | 520.9959 | 520.9959 | 507.169 | 507.169 | 1598.7 | 857273.1562 | 182580.8233 | 82820.6901 | 1646376.856 | 203526.9011
3178 | 1702.904 | 1040.3349 | 1040.3349 | 1012.725 | 1012.725 | 1552.25 | 1662156.4436 | 364580.9952 | 165377.9903 | 1265098.1314 | 453447.6128
3179 | 1163.639 | 1208.7937 | 1208.7937 | 1176.713 | 1163.639 | 1498.85 | 1841256.8736 | 418910.04 | 190022.2487 | 0 | 583157.6849
3180 | 1654.093 | 1718.2797 | 1718.2797 | 1672.6775 | 1654.093 | 1463.15 | 2564146.9182 | 595473.48 | 270113.3869 | 0 | 887999.827
3181 | 1527.881 | 1587.17 | 1587.17 | 1545.0474 | 1527.881 | 1426.25 | 2314156.7959 | 550037.16 | 249502.9673 | 0 | 876621.7237
3182 | 1582.693 | 1644.109 | 1644.109 | 1600.4752 | 1582.693 | 1524.25 | 2561794.5296 | 569769.48 | 258453.7669 | 0 | 752966.1948
3183 | 1693.198 | 1755.0149 | 1755.0149 | 1708.4378 | 1693.198 | 1347 | 2415881.658 | 609551.28 | 276499.2334 | 0 | 1105658.294
3184 | 1547.887 | 918.0666 | 918.0666 | 893.7016 | 893.7016 | 1477.8 | 1399796.0106 | 321732.5632 | 145941.4655 | 1199121.9032 | 466690.957
3185 | 1494.49 | 577.1142 | 577.1142 | 561.7979 | 561.7979 | 1662.5 | 990083.9099 | 202247.2492 | 91741.5994 | 1709624.5929 | 189606.7961
3186 | 1557.6 | 126.9825 | 126.9825 | 123.6124 | 123.6124 | 1761.7 | 230223.5917 | 44500.4671 | 20185.9063 | 2628499.2551 | 29456.837
3187 | 1736.8 | 857.6372 | 857.6372 | 834.876 | 834.876 | 1826.2 | 1609622.3898 | 300555.3516 | 136335.247 | 3064737.8311 | 145101.4448
3188 | 1518.4 | 1225.3959 | 1225.3959 | 1192.8746 | 1192.8746 | 1836.85 | 2311889.5273 | 429434.8406 | 194796.4152 | 1106135.4542 | 194617.484
3189 | 1556 | 1225.3959 | 1225.3959 | 1192.8746 | 1192.8746 | 1838.85 | 2315478.0881 | 429434.8406 | 194796.4152 | 1233900.2542 | 192231.7349
3190 | 1313.6 | 1225.3959 | 1225.3959 | 1192.8746 | 1192.8746 | 1844.4 | 2318765.7395 | 429434.8406 | 194796.4152 | 410225.0542 | 185611.2811
3191 | 1468.8 | 1225.3959 | 1225.3959 | 1192.8746 | 1192.8746 | 1839.65 | 2311877.4007 | 429434.8406 | 194796.4152 | 937594.6542 | 191277.4353
3192 | 0 | 0 | 0 | 0 | 0 | 1822.3 | 0 | 0 | 0 | 0 | 0
3193 | 0 | 0 | 0 | 0 | 0 | 1785.05 | 0 | 0 | 0 | 0 | 0
3194 | 0 | 0 | 0 | 0 | 0 | 1712.5 | 0 | 0 | 0 | 0 | 0
3195 | 0 | 0 | 0 | 0 | 0 | 1704.55 | 0 | 0 | 0 | 0 | 0
3196 | 0 | 0 | 0 | 0 | 0 | 1678.15 | 0 | 0 | 0 | 0 | 0
3197 | 0 | 0 | 0 | 0 | 0 | 1695.75 | 0 | 0 | 0 | 0 | 0
3198 | 0 | 0 | 0 | 0 | 0 | 1696.4 | 0 | 0 | 0 | 0 | 0
3199 | 1067.464 | 0 | 0 | 0 | 0 | 1700.95 | 0 | 0 | 0 | 1956661.512 | 0
3200 | 1283.562 | 0 | 0 | 0 | 0 | 1676 | 0 | 0 | 0 | 2352769.146 | 0
3201 | 1599.831 | 97.7193 | 97.7193 | 95.1259 | 95.1259 | 1780.7 | 178681.3851 | 34245.3263 | 15534.0605 | 2758124.4367 | 20861.1113
3202 | 1734.369 | 1370.1575 | 1370.1575 | 1333.7943 | 1333.7943 | 1789.05 | 2523319.6382 | 480165.9337 | 217808.6027 | 734253.4977 | 281363.8992
3203 | 1623.038 | 1686.0196 | 1686.0196 | 1641.2735 | 1623.038 | 1794.1 | 3088427.9656 | 584293.68 | 265042.1054 | 0 | 334183.5242
3204 | 1636.443 | 1699.9448 | 1699.9448 | 1654.8292 | 1636.443 | 1707.55 | 2954987.3034 | 589119.48 | 267231.1419 | 0 | 478577.7554
3205 | 1725.917 | 1792.8908 | 1792.8908 | 1745.3084 | 1725.917 | 1686.4 | 3071357.4109 | 621330.12 | 281842.2461 | 0 | 541247.5712
3206 | 2012.075 | 2090.1531 | 2090.1531 | 2034.6815 | 2012.075 | 1758.95 | 3735379.5531 | 724347 | 328571.8475 | 0 | 485010.6788
3207 | 1948.007 | 2023.5989 | 2023.5989 | 1969.8937 | 1948.007 | 1829.85 | 3758638.682 | 701282.52 | 318109.5431 | 0 | 331453.3911
3208 | 1556.628 | 1515.4125 | 1515.4125 | 1475.1943 | 1475.1943 | 1876.95 | 2915012.7496 | 531069.9481 | 240899.2292 | 149267.9715 | 181522.6587
3209 | 1721.903 | 782.7435 | 782.7435 | 761.9699 | 761.9699 | 1907.4 | 1527125.4761 | 274309.1808 | 124429.6923 | 1759557.2868 | 70558.4171
3210 | 1737.852 | 129.9347 | 129.9347 | 126.4863 | 126.4863 | 1876.95 | 249610.8236 | 45535.0823 | 20655.2193 | 2953633.2554 | 15564.1441
3211 | 1568.995 | 857.6372 | 857.6372 | 834.876 | 834.876 | 1867.7 | 1642944.6431 | 300555.3516 | 136335.247 | 2494536.4411 | 110454.0917
3212 | 1459.2 | 1225.3959 | 1225.3959 | 1192.8746 | 1192.8746 | 1873.5 | 2350467.7693 | 429434.8406 | 194796.4152 | 904973.8542 | 150898.6315
3213 | 1577.6 | 1225.3959 | 1225.3959 | 1192.8746 | 1192.8746 | 1873.05 | 2344124.7255 | 429434.8406 | 194796.4152 | 1307297.0542 | 151435.4251
3214 | 1764.8 | 1225.3959 | 1225.3959 | 1192.8746 | 1192.8746 | 1876 | 2345236.7515 | 429434.8406 | 194796.4152 | 1943402.6542 | 147916.4451
3215 | 1724 | 1225.3959 | 1225.3959 | 1192.8746 | 1192.8746 | 1865.25 | 2335539.5075 | 429434.8406 | 194796.4152 | 1804764.2542 | 160739.8466
3216 | 0 | 0 | 0 | 0 | 0 | 1848.7 | 0 | 0 | 0 | 0 | 0
3217 | 0 | 0 | 0 | 0 | 0 | 1827.05 | 0 | 0 | 0 | 0 | 0
3218 | 0 | 0 | 0 | 0 | 0 | 1812.85 | 0 | 0 | 0 | 0 | 0
3219 | 0 | 0 | 0 | 0 | 0 | 1805.25 | 0 | 0 | 0 | 0 | 0
3220 | 0 | 0 | 0 | 0 | 0 | 1799.8 | 0 | 0 | 0 | 0 | 0
3221 | 0 | 0 | 0 | 0 | 0 | 1796.45 | 0 | 0 | 0 | 0 | 0
3222 | 0 | 0 | 0 | 0 | 0 | 1796.75 | 0 | 0 | 0 | 0 | 0
3223 | 1482.886 | 0 | 0 | 0 | 0 | 1801.3 | 0 | 0 | 0 | 2718130.038 | 0
3224 | 905.259 | 0 | 0 | 0 | 0 | 1827.1 | 0 | 0 | 0 | 1659339.747 | 0
3225 | 1293.998 | 0 | 0 | 0 | 0 | 1872.7 | 0 | 0 | 0 | 2371898.334 | 0
3226 | 1538.464 | 44.6572 | 44.6572 | 43.472 | 43.472 | 1868.25 | 85578.1261 | 15649.9201 | 7098.9776 | 2740320.3356 | 1006.1748
3227 | 1566.084 | 505.1167 | 505.1167 | 491.7112 | 491.7112 | 1794.8 | 932701.3904 | 177016.0351 | 80296.4404 | 1969325.3264 | 100899.14
3228 | 1519.876 | 717.8286 | 717.8286 | 698.7778 | 698.7778 | 1789.95 | 1318236.1585 | 251560.0239 | 114110.422 | 1505072.9196 | 146778.2862
3229 | 2001.861 | 235.6736 | 235.6736 | 229.419 | 229.419 | 1754.6 | 422680.5327 | 82590.8341 | 37464.12 | 3248886.2161 | 56299.4186
3230 | 1474.906 | 141.453 | 141.453 | 137.6989 | 137.6989 | 1809.7 | 262437.4905 | 49571.6106 | 22486.2333 | 2451100.5809 | 26204.1041
3231 | 1790.369 | 1351.6283 | 1351.6283 | 1315.7569 | 1315.7569 | 1837.85 | 2544685.7953 | 473672.4674 | 214863.0942 | 869964.0638 | 213349.9739
3232 | 1829.06 | 671.9737 | 671.9737 | 654.1399 | 654.1399 | 1857 | 1276723.9253 | 235490.3602 | 106821.044 | 2153628.5625 | 93542.0042
3233 | 1677.484 | 62.1964 | 62.1964 | 60.5457 | 60.5457 | 1901.9 | 120771.1576 | 21796.4518 | 9887.1127 | 2963847.9052 | 5939.5331
3234 | 2026.099 | 9.9673 | 9.9673 | 9.7028 | 9.7028 | 1857 | 18933.742 | 3493.0094 | 1584.4679 | 3696054.2272 | 1387.501
3235 | 1587.2 | 857.6372 | 857.6372 | 834.876 | 834.876 | 1847.75 | 1620778.7043 | 300555.3516 | 136335.247 | 2556397.0311 | 127109.8675
3236 | 1344 | 1225.3959 | 1225.3959 | 1192.8746 | 1192.8746 | 1874.7 | 2348153.9804 | 429434.8406 | 194796.4152 | 513524.2542 | 149467.182
3237 | 1775.2 | 1225.3959 | 1225.3959 | 1192.8746 | 1192.8746 | 1874.25 | 2346977.283 | 429434.8406 | 194796.4152 | 1978741.8542 | 150003.9756
3238 | 1706.4 | 1225.3959 | 1225.3959 | 1192.8746 | 1192.8746 | 1876 | 2346747.7651 | 429434.8406 | 194796.4152 | 1744959.4542 | 147916.4451
3239 | 1422.4 | 1225.3959 | 1225.3959 | 1192.8746 | 1192.8746 | 1865.25 | 2339016.838 | 429434.8406 | 194796.4152 | 779927.4542 | 160739.8466
3240 | 0 | 0 | 0 | 0 | 0 | 1848.7 | 0 | 0 | 0 | 0 | 0
3241 | 0 | 0 | 0 | 0 | 0 | 1785.05 | 0 | 0 | 0 | 0 | 0
3242 | 0 | 0 | 0 | 0 | 0 | 1812.85 | 0 | 0 | 0 | 0 | 0
3243 | 0 | 0 | 0 | 0 | 0 | 1805.25 | 0 | 0 | 0 | 0 | 0
3244 | 0 | 0 | 0 | 0 | 0 | 1799.8 | 0 | 0 | 0 | 0 | 0
3245 | 0 | 0 | 0 | 0 | 0 | 1796.45 | 0 | 0 | 0 | 0 | 0
3246 | 0 | 0 | 0 | 0 | 0 | 1796.75 | 0 | 0 | 0 | 0 | 0
3247 | 1055.099 | 0 | 0 | 0 | 0 | 1800.1 | 0 | 0 | 0 | 1933996.467 | 0
3248 | 1425.043 | 0 | 0 | 0 | 0 | 1726.75 | 0 | 0 | 0 | 2612103.819 | 0
3249 | 1508.333 | 108.3608 | 108.3608 | 105.485 | 105.485 | 1830.7 | 203499.502 | 37974.6008 | 17225.7008 | 2571420.3801 | 17858.6109
3250 | 1700.252 | 640.1271 | 640.1271 | 623.1384 | 623.1384 | 1846.2 | 1216461.3305 | 224329.8401 | 101758.508 | 1974349.1468 | 95838.6928
3251 | 1839.549 | 841.6417 | 841.6417 | 819.305 | 819.305 | 1711.7 | 1487565.0348 | 294949.7904 | 133792.5022 | 1870107.3006 | 236205.6238
3252 | 1816.85 | 892.9742 | 892.9742 | 869.2752 | 869.2752 | 1604.7 | 1474851.5603 | 312939.0621 | 141952.6357 | 1736904.6587 | 343624.4757
3253 | 1707.886 | 1774.1601 | 1774.1601 | 1727.0748 | 1707.886 | 1483.7 | 2673294.6601 | 614838.96 | 278897.7838 | 0 | 881781.5418
3254 | 1728.169 | 1795.2302 | 1795.2302 | 1747.5857 | 1728.169 | 1767.45 | 3227257.0258 | 622140.84 | 282209.9977 | 0 | 401885.701
3255 | 1703.789 | 1599.7842 | 1599.7842 | 1557.3268 | 1557.3268 | 1821.15 | 2991632.4086 | 560637.6633 | 254311.4734 | 268465.1347 | 278527.9058
3256 | 1569.14 | 1359.2937 | 1359.2937 | 1323.2188 | 1323.2188 | 1820.15 | 2536166.0359 | 476358.7537 | 216081.6235 | 450773.6325 | 237980.894
3257 | 1690.426 | 643.0357 | 643.0357 | 625.9699 | 625.9699 | 1864.2 | 1227062.7035 | 225349.1654 | 102220.8853 | 1951148.024 | 85006.713
3258 | 1602.301 | 139.2393 | 139.2393 | 135.544 | 135.544 | 1785.8 | 254933.8531 | 48795.8312 | 22134.3312 | 2688565.6259 | 29033.5196
3259 | 1476.806 | 857.6372 | 857.6372 | 834.876 | 834.876 | 1768.2 | 1551999.5739 | 300555.3516 | 136335.247 | 2181278.2191 | 193524.2514
3260 | 1332.8 | 1225.3959 | 1225.3959 | 1192.8746 | 1192.8746 | 1774.35 | 2225359.1531 | 429434.8406 | 194796.4152 | 475466.6542 | 269172.1439
3261 | 1378.4 | 1225.3959 | 1225.3959 | 1192.8746 | 1192.8746 | 1772.3 | 2219457.0435 | 429434.8406 | 194796.4152 | 630415.4542 | 271617.5367
3262 | 1814.4 | 1225.3959 | 1225.3959 | 1192.8746 | 1192.8746 | 1876 | 2348109.5525 | 429434.8406 | 194796.4152 | 2111943.4542 | 147916.4451
3263 | 1490.4 | 1225.3959 | 1225.3959 | 1192.8746 | 1192.8746 | 1865.25 | 2341343.7435 | 429434.8406 | 194796.4152 | 1010991.4542 | 160739.8466
3264 | 0 | 0 | 0 | 0 | 0 | 1848.7 | 0 | 0 | 0 | 0 | 0
3265 | 0 | 0 | 0 | 0 | 0 | 1726.35 | 0 | 0 | 0 | 0 | 0
3266 | 0 | 0 | 0 | 0 | 0 | 1707.5 | 0 | 0 | 0 | 0 | 0
3267 | 0 | 0 | 0 | 0 | 0 | 1704.55 | 0 | 0 | 0 | 0 | 0
3268 | 0 | 0 | 0 | 0 | 0 | 1598.3 | 0 | 0 | 0 | 0 | 0
3269 | 0 | 0 | 0 | 0 | 0 | 1594.95 | 0 | 0 | 0 | 0 | 0
3270 | 0 | 0 | 0 | 0 | 0 | 1675.1 | 0 | 0 | 0 | 0 | 0
3271 | 1106.227 | 0 | 0 | 0 | 0 | 1680 | 0 | 0 | 0 | 2027714.091 | 0
3272 | 998.236 | 0 | 0 | 0 | 0 | 1625.6 | 0 | 0 | 0 | 1829766.588 | 0
3273 | 1435.791 | 490.9319 | 490.9319 | 477.9028 | 477.9028 | 1772 | 893403.4909 | 172045.004 | 78041.5254 | 1755809.0911 | 108961.8359
3274 | 1831.647 | 491.3048 | 491.3048 | 478.2658 | 478.2658 | 1722.4 | 871104.1859 | 172175.696 | 78100.8088 | 2480747.6986 | 132766.5923
3275 | 1511.408 | 904.0354 | 904.0354 | 880.0428 | 880.0428 | 1065.9 | 993903.0601 | 316815.4107 | 143710.9905 | 1157292.3978 | 822047.9865
3276 | 1131.45 | 753.309 | 753.309 | 733.3166 | 733.3166 | 381.65 | 295922.1808 | 263993.9726 | 119750.5992 | 729778.5395 | 1186762.9043
3277 | 1343.015 | 825.1527 | 825.1527 | 803.2536 | 803.2536 | 718.95 | 608413.9233 | 289171.308 | 131171.3183 | 989382.585 | 1029008.067
3278 | 1463.195 | 1519.9739 | 1519.9739 | 1479.6346 | 1463.195 | 1580.45 | 2440274.5929 | 526750.2 | 238939.7435 | 0 | 613883.4622
3279 | 1538.188 | 1597.877 | 1597.877 | 1555.4702 | 1538.188 | 1695.75 | 2755583.7266 | 553747.68 | 251186.1004 | 0 | 467993.699
3280 | 1937.529 | 382.2573 | 382.2573 | 372.1124 | 372.1124 | 1819.45 | 713505.8196 | 133960.4617 | 60765.9539 | 2869408.6395 | 67184.8927
3281 | 1784.662 | 379.2302 | 379.2302 | 369.1657 | 369.1657 | 1807.05 | 700590.7993 | 132899.6353 | 60284.7512 | 2594604.8031 | 71230.5129
3282 | 1641.186 | 105.4969 | 105.4969 | 102.697 | 102.697 | 1735.4 | 187538.1679 | 36970.9294 | 16770.4244 | 2820050.2893 | 27173.6331
3283 | 1082.752 | 899.6267 | 899.6267 | 875.7511 | 875.7511 | 1717.8 | 1580615.1126 | 315270.4048 | 143010.1586 | 703388.9756 | 247136.9673
3284 | 1290.4 | 1225.3959 | 1225.3959 | 1192.8746 | 1192.8746 | 1774.35 | 2227405.6831 | 429434.8406 | 194796.4152 | 331391.4542 | 269172.1439
3285 | 1324.8 | 1225.3959 | 1225.3959 | 1192.8746 | 1192.8746 | 1773.9 | 2226765.6943 | 429434.8406 | 194796.4152 | 448282.6542 | 269708.9374
3286 | 1139.2 | 1183.4064 | 1183.4064 | 1151.9994 | 1139.2 | 1873.6 | 2240543.2063 | 410112 | 186031.36 | 0 | 143994.88
3287 | 1259.2 | 1225.3959 | 1225.3959 | 1192.8746 | 1192.8746 | 1822.05 | 2286446.9472 | 429434.8406 | 194796.4152 | 225373.8542 | 212272.0275
3288 | 0 | 0 | 0 | 0 | 0 | 1748.7 | 0 | 0 | 0 | 0 | 0
3289 | 0 | 0 | 0 | 0 | 0 | 1734.7 | 0 | 0 | 0 | 0 | 0
3290 | 0 | 0 | 0 | 0 | 0 | 1712.15 | 0 | 0 | 0 | 0 | 0
3291 | 0 | 0 | 0 | 0 | 0 | 1704.55 | 0 | 0 | 0 | 0 | 0
3292 | 0 | 0 | 0 | 0 | 0 | 1657.2 | 0 | 0 | 0 | 0 | 0
3293 | 0 | 0 | 0 | 0 | 0 | 1653.85 | 0 | 0 | 0 | 0 | 0
3294 | 0 | 0 | 0 | 0 | 0 | 1675.1 | 0 | 0 | 0 | 0 | 0
3295 | 1182.657 | 331.227 | 331.227 | 322.4365 | 322.4365 | 1700.6 | 575573.1674 | 116077.127 | 52653.8746 | 1576784.2425 | 96537.4773
3296 | 936.672 | 928.5419 | 928.5419 | 903.8989 | 903.8989 | 1655.05 | 1570960.3049 | 325403.5906 | 147606.6843 | 60073.1607 | 311799.9127
3297 | 1006.925 | 981.2103 | 981.2103 | 955.1695 | 955.1695 | 1772.35 | 1777774.7879 | 343861.0238 | 155979.1811 | 94867.8121 | 217444.3391
3298 | 980.994 | 1012.7744 | 1012.7744 | 985.8959 | 980.994 | 1789.4 | 1851400.3931 | 353157.84 | 160196.3202 | 0 | 206597.3364
3299 | 1100.227 | 1142.921 | 1142.921 | 1112.5885 | 1100.227 | 1770.8 | 2065354.6504 | 396081.72 | 179667.0691 | 0 | 252172.0284
3300 | 1192.407 | 1238.6781 | 1238.6781 | 1205.8042 | 1192.407 | 1605.9 | 2024786.7647 | 429266.52 | 194720.0631 | 0 | 469927.5987
3301 | 1178.5 | 1224.2314 | 1224.2314 | 1191.741 | 1178.5 | 1582.8 | 1965593.4238 | 424260 | 192449.05 | 0 | 491670.2
3302 | 1218.473 | 1265.7555 | 1265.7555 | 1232.1631 | 1218.473 | 1817.7 | 2333433.3178 | 438650.28 | 198976.6409 | 0 | 222127.6279
3303 | 1017.622 | 1057.1106 | 1057.1106 | 1029.0554 | 1017.622 | 1919.45 | 2054266.9984 | 366343.92 | 166177.6726 | 0 | 81969.4521
3304 | 339.258 | 352.4228 | 352.4228 | 343.0697 | 339.258 | 1920.15 | 683567.6277 | 122132.88 | 55400.8314 | 0 | 27089.7513
3305 | 224.739 | 233.4599 | 233.4599 | 227.264 | 224.739 | 1907.4 | 449513.6627 | 80906.04 | 36699.8787 | 0 | 20810.8314
3306 | 209.471 | 217.5995 | 217.5995 | 211.8245 | 209.471 | 1836.15 | 404088.191 | 75409.56 | 34206.6143 | 0 | 34321.8233
3307 | 115.054 | 119.5186 | 119.5186 | 116.3467 | 115.054 | 1768.55 | 214025.3972 | 41419.44 | 18788.3182 | 0 | 26629.2483
3308 | 0 | 0 | 0 | 0 | 0 | 1774.35 | 0 | 0 | 0 | 0 | 0
3309 | 0 | 0 | 0 | 0 | 0 | 1701.3 | 0 | 0 | 0 | 0 | 0
3310 | 0 | 0 | 0 | 0 | 0 | 1876 | 0 | 0 | 0 | 0 | 0
3311 | 0 | 0 | 0 | 0 | 0 | 1864.05 | 0 | 0 | 0 | 0 | 0
3312 | 0 | 0 | 0 | 0 | 0 | 1805.5 | 0 | 0 | 0 | 0 | 0
3313 | 0 | 0 | 0 | 0 | 0 | 1728.65 | 0 | 0 | 0 | 0 | 0
3314 | 0 | 0 | 0 | 0 | 0 | 1713.8 | 0 | 0 | 0 | 0 | 0
3315 | 0 | 0 | 0 | 0 | 0 | 1705.5 | 0 | 0 | 0 | 0 | 0
3316 | 0 | 0 | 0 | 0 | 0 | 1701.35 | 0 | 0 | 0 | 0 | 0
3317 | 0 | 0 | 0 | 0 | 0 | 1648.7 | 0 | 0 | 0 | 0 | 0
3318 | 0 | 0 | 0 | 0 | 0 | 1598.85 | 0 | 0 | 0 | 0 | 0
3319 | 79.923 | 83.0244 | 83.0244 | 80.821 | 79.923 | 1629.7 | 135580.0855 | 28772.28 | 13051.4259 | 0 | 29595.4869
3320 | 156.96 | 399.0703 | 163.0508 | 388.4792 | 156.96 | 1505.95 | 246067.5457 | 56505.6 | 25631.568 | 0 | 77546.088
3321 | 637.627 | 1732.2069 | 662.37 | 1686.2351 | 637.627 | 1761.75 | 1172578.0818 | 229545.72 | 104124.4891 | 0 | 151914.6328
3322 | 1024.991 | 2225.3618 | 1064.7655 | 2166.3019 | 1024.991 | 1754.4 | 1885621.426 | 368996.76 | 167381.0303 | 0 | 251737.7896
3323 | 1410.943 | 1861.3688 | 1465.6943 | 1811.9691 | 1410.943 | 1491.1 | 2212474.0466 | 507939.48 | 230406.9919 | 0 | 718028.8927
3324 | 1071.439 | 1971.2452 | 1113.0159 | 1918.9295 | 1071.439 | 1105.45 | 1247445.6781 | 385718.04 | 174965.9887 | 0 | 958455.7574
3325 | 1560.347 | 2660.1141 | 1620.8959 | 2589.5161 | 1560.347 | 716.05 | 1173031.4474 | 561724.92 | 254804.6651 | 0 | 2003407.5307
3326 | 1408.139 | 1951.6409 | 1462.7815 | 1899.8454 | 1408.139 | 1721 | 2533731.3064 | 506930.04 | 229949.0987 | 0 | 392870.781
3327 | 996.949 | 154.6708 | 154.6708 | 150.5659 | 150.5659 | 1807 | 283500.405 | 54203.716 | 24587.4079 | 1551420.2628 | 29059.2144
3328 | 1328.349 | 376.1117 | 376.1117 | 366.1299 | 366.1299 | 1807.65 | 689543.8009 | 131806.7729 | 59789.0167 | 1763747.5649 | 70425.091
3329 | 1340.192 | 748.5014 | 748.5014 | 728.6366 | 728.6366 | 1788 | 1356880.055 | 262309.1735 | 118986.3556 | 1120981.0611 | 154470.9577
3330 | 1479.054 | 135.4539 | 135.4539 | 131.859 | 131.859 | 1701.6 | 234411.3061 | 47469.2521 | 21532.5802 | 2469408.3735 | 39346.7356
3331 | 1458.236 | 984.3932 | 984.3932 | 958.2679 | 958.2679 | 1654.85 | 1659015.8763 | 344976.4569 | 156485.1539 | 1698891.4816 | 330746.1781
3332 | 1057.6 | 1098.6399 | 1098.6399 | 1069.4826 | 1057.6 | 1752.65 | 1943078.9619 | 380736 | 172706.08 | 0 | 261597.36
3333 | 1518.4 | 1225.3959 | 1225.3959 | 1192.8746 | 1192.8746 | 1754.75 | 2189347.0604 | 429434.8406 | 194796.4152 | 1106135.4542 | 292552.4852
3334 | 1292 | 1225.3959 | 1225.3959 | 1192.8746 | 1192.8746 | 1839.85 | 2292804.6859 | 429434.8406 | 194796.4152 | 336828.2542 | 191038.8604
3335 | 1396.8 | 1225.3959 | 1225.3959 | 1192.8746 | 1192.8746 | 1831.95 | 2283655.8274 | 429434.8406 | 194796.4152 | 692938.6542 | 200462.5694
3336 | 0 | 0 | 0 | 0 | 0 | 1745.05 | 0 | 0 | 0 | 0 | 0
3337 | 0 | 0 | 0 | 0 | 0 | 1641.3 | 0 | 0 | 0 | 0 | 0
3338 | 0 | 0 | 0 | 0 | 0 | 1707.95 | 0 | 0 | 0 | 0 | 0
3339 | 0 | 0 | 0 | 0 | 0 | 1700.55 | 0 | 0 | 0 | 0 | 0
3340 | 0 | 0 | 0 | 0 | 0 | 1694.85 | 0 | 0 | 0 | 0 | 0
3341 | 0 | 0 | 0 | 0 | 0 | 1690.8 | 0 | 0 | 0 | 0 | 0
3342 | 0 | 0 | 0 | 0 | 0 | 1636.15 | 0 | 0 | 0 | 0 | 0
3343 | 1413.981 | 0 | 0 | 0 | 0 | 1678.7 | 0 | 0 | 0 | 2591827.173 | 0
3344 | 1218.646 | 0 | 0 | 0 | 0 | 1231.2 | 0 | 0 | 0 | 2233778.118 | 0
3345 | 1283.48 | 520.3373 | 520.3373 | 506.5278 | 506.5278 | 669.2 | 354398.8587 | 182350.0189 | 82715.9947 | 1424153.327 | 674087.2366
3346 | 1235.312 | 1127.7025 | 1127.7025 | 1097.7739 | 1097.7739 | 1059.65 | 1215169.5628 | 395198.6155 | 179266.4831 | 252107.2788 | 1032291.7169
3347 | 1227.421 | 1275.0508 | 1275.0508 | 1241.2116 | 1227.421 | 694.3 | 888541.3447 | 441871.56 | 200437.8493 | 0 | 1602643.5997
3348 | 1268.221 | 1457.0213 | 1317.434 | 1418.3528 | 1268.221 | 1074.35 | 1424575.1718 | 456559.56 | 207100.4893 | 0 | 1173928.7686
3349 | 1361.861 | 1202.4134 | 1202.4134 | 1170.502 | 1170.502 | 1075.95 | 1317341.7115 | 421380.7144 | 191142.9741 | 350761.0754 | 1081602.3588
3350 | 1362.378 | 1415.2447 | 1415.2447 | 1377.6849 | 1362.378 | 1088.35 | 1552148.1934 | 490456.08 | 222476.3274 | 0 | 1242011.9037
3351 | 1092.7 | 381.393 | 381.393 | 371.271 | 371.271 | 1092.55 | 422291.9659 | 133657.5765 | 60628.5618 | 1322379.2732 | 336909.9104
3352 | 1161.964 | 89.0225 | 89.0225 | 86.6598 | 86.6598 | 1365.5 | 123591.0699 | 31197.5436 | 14151.5524 | 1971032.5193 | 54985.6705
3353 | 1302.91 | 257.2787 | 257.2787 | 250.4507 | 250.4507 | 1226.7 | 320912.3718 | 90162.2369 | 40898.5925 | 1929157.9735 | 193673.494
3354 | 1031.53 | 82.8997 | 82.8997 | 80.6996 | 80.6996 | 1371.4 | 115399.5407 | 29051.8638 | 13178.2482 | 1742872.0837 | 50727.7821
3355 | 1155.338 | 1200.1706 | 1200.1706 | 1168.3187 | 1155.338 | 1706.1 | 2055728.4634 | 415921.68 | 188666.6954 | 0 | 339553.8382
3356 | 992.8 | 1031.3254 | 1031.3254 | 1003.9545 | 992.8 | 1736.85 | 1800216.1717 | 357408 | 162124.24 | 0 | 261255.32
3357 | 1484 | 1225.3959 | 1225.3959 | 1192.8746 | 1192.8746 | 1738.5 | 2163470.1498 | 429434.8406 | 194796.4152 | 989244.2542 | 311936.6967
3358 | 1380 | 1225.3959 | 1225.3959 | 1192.8746 | 1192.8746 | 1760.4 | 2192392.2488 | 429434.8406 | 194796.4152 | 635852.2542 | 285812.7439
3359 | 799.2 | 830.2128 | 830.2128 | 808.1794 | 799.2 | 1747.65 | 1459009.5095 | 287712 | 130509.36 | 0 | 201678.12
3360 | 0 | 0 | 0 | 0 | 0 | 1672.4 | 0 | 0 | 0 | 0 | 0
3361 | 0 | 0 | 0 | 0 | 0 | 1592.7 | 0 | 0 | 0 | 0 | 0
3362 | 0 | 0 | 0 | 0 | 0 | 1712.15 | 0 | 0 | 0 | 0 | 0
3363 | 0 | 0 | 0 | 0 | 0 | 1583.4 | 0 | 0 | 0 | 0 | 0
3364 | 0 | 0 | 0 | 0 | 0 | 1547.75 | 0 | 0 | 0 | 0 | 0
3365 | 0 | 0 | 0 | 0 | 0 | 1012.45 | 0 | 0 | 0 | 0 | 0
3366 | 0 | 0 | 0 | 0 | 0 | 1012.75 | 0 | 0 | 0 | 0 | 0
3367 | 1303.011 | 318.1765 | 318.1765 | 309.7323 | 309.7323 | 1062.2 | 340385.4686 | 111503.6328 | 50579.2867 | 1820679.8329 | 290466.9633
3368 | 993.966 | 1032.5366 | 1032.5366 | 1005.1336 | 993.966 | 998.2 | 1029379.5093 | 357827.76 | 162314.6478 | 0 | 995755.1388
3369 | 1093.9 | 1136.3485 | 1136.3485 | 1106.1904 | 1093.9 | 1772.35 | 2013377.9794 | 393804 | 178633.87 | 0 | 249026.335
3370 | 1363.693 | 1416.6108 | 1416.6108 | 1379.0147 | 1363.693 | 1777.05 | 2522963.8656 | 490929.48 | 222691.0669 | 0 | 304035.3544
3371 | 1239.039 | 1339.5896 | 1287.1206 | 1304.0376 | 1239.039 | 1471.2 | 1911007.8792 | 446054.04 | 202335.0687 | 0 | 655203.8232
3372 | 1503.503 | 1561.8461 | 1561.8461 | 1520.3955 | 1503.503 | 1106.65 | 1751045.2782 | 541261.08 | 245522.0399 | 0 | 1343154.405
3373 | 1361.769 | 1465.766 | 1414.6121 | 1426.8653 | 1361.769 | 1059 | 1512243.3101 | 490236.84 | 222376.8777 | 0 | 1281424.629
3374 | 1532.198 | 1591.6546 | 1591.6546 | 1549.4129 | 1532.198 | 1311.6 | 2098385.0114 | 551591.28 | 250207.9334 | 0 | 1054765.1032
3375 | 1256.603 | 1580.7575 | 1305.3662 | 1538.8051 | 1256.603 | 1750.75 | 2297836.1193 | 452377.08 | 205203.2699 | 0 | 313208.2977
3376 | 1138.22 | 1517.6782 | 1182.3883 | 1477.3998 | 1138.22 | 1836.15 | 2183483.3422 | 409759.2 | 185871.326 | 0 | 186497.347
3377 | 1339.573 | 367.6953 | 367.6953 | 357.9369 | 357.9369 | 1844.25 | 689863.8262 | 128857.2823 | 58451.095 | 1799338.98 | 55748.6714
3378 | 1110.796 | 37.5081 | 37.5081 | 36.5127 | 36.5127 | 1786.15 | 68286.3733 | 13144.5641 | 5962.5203 | 1969161.3294 | 7808.2362
3379 | 989.602 | 996.8589 | 996.8589 | 970.4028 | 970.4028 | 1813.9 | 1842720.2563 | 349344.994 | 158466.7709 | 65239.0134 | 180591.9539
3380 | 1045.6 | 1086.1742 | 1086.1742 | 1057.3478 | 1045.6 | 1819.2 | 1994643.9968 | 376416 | 170746.48 | 0 | 189044.48
3381 | 1416.8 | 1225.3959 | 1225.3959 | 1192.8746 | 1192.8746 | 1760.95 | 2200581.6983 | 429434.8406 | 194796.4152 | 760898.6542 | 285156.6629
3382 | 1268 | 1225.3959 | 1225.3959 | 1192.8746 | 1192.8746 | 1832.8 | 2280279.325 | 429434.8406 | 194796.4152 | 255276.2542 | 199448.626
3383 | 1352.8 | 1225.3959 | 1225.3959 | 1192.8746 | 1192.8746 | 1773.25 | 2207196.1231 | 429434.8406 | 194796.4152 | 543426.6542 | 270484.3059
3384 | 0 | 0 | 0 | 0 | 0 | 1677.6 | 0 | 0 | 0 | 0 | 0
3385 | 0 | 0 | 0 | 0 | 0 | 1503.4 | 0 | 0 | 0 | 0 | 0
3386 | 0 | 0 | 0 | 0 | 0 | 1398.85 | 0 | 0 | 0 | 0 | 0
3387 | 0 | 0 | 0 | 0 | 0 | 1437.75 | 0 | 0 | 0 | 0 | 0
3388 | 0 | 0 | 0 | 0 | 0 | 1432.8 | 0 | 0 | 0 | 0 | 0
3389 | 0 | 0 | 0 | 0 | 0 | 1428.95 | 0 | 0 | 0 | 0 | 0
3390 | 0 | 0 | 0 | 0 | 0 | 1508.25 | 0 | 0 | 0 | 0 | 0
3391 | 1304.669 | 0 | 0 | 0 | 0 | 1595.55 | 0 | 0 | 0 | 2391458.277 | 0
3392 | 935.942 | 0 | 0 | 0 | 0 | 1676 | 0 | 0 | 0 | 1715581.686 | 0
3393 | 898.574 | 118.2212 | 118.2212 | 115.0836 | 115.0836 | 1780.7 | 213988.2341 | 41430.1136 | 18793.1599 | 1436137.8136 | 25237.8442
3394 | 1261.705 | 414.1112 | 414.1112 | 403.1209 | 403.1209 | 1797.05 | 760147.0158 | 145123.5301 | 65829.6458 | 1573784.6241 | 81813.3901
3395 | 1281.246 | 581.339 | 581.339 | 565.9106 | 565.9106 | 1418.7 | 845644.4483 | 203727.8192 | 92413.2024 | 1311209.7719 | 328963.837
3396 | 1130.342 | 794.4737 | 794.4737 | 773.3888 | 773.3888 | 1106.65 | 902874.1129 | 278419.9742 | 126294.3939 | 654295.1841 | 690906.8999
3397 | 1247.462 | 1295.8694 | 1295.8694 | 1261.4778 | 1247.462 | 1059 | 1383427.4134 | 449086.32 | 203710.5446 | 0 | 1173861.742
3398 | 1339.387 | 1171.5557 | 1171.5557 | 1140.4632 | 1140.4632 | 1357 | 1619087.1942 | 410566.7649 | 186237.6464 | 364627.2597 | 733317.8607
3399 | 1391.303 | 1031.2526 | 1031.2526 | 1003.8838 | 1003.8838 | 1679.65 | 1764287.7466 | 361398.1519 | 163934.2172 | 710139.4756 | 321594.161
3400 | 1345.155 | 1231.5456 | 1231.5456 | 1198.8611 | 1198.8611 | 1827.8 | 2288198.2984 | 431589.9856 | 195774.0129 | 268156.7716 | 206443.8764
3401 | 1198.38 | 660.578 | 660.578 | 643.0466 | 643.0466 | 1844.25 | 1236765.184 | 231496.7892 | 105009.5158 | 1017926.0547 | 100154.5137
3402 | 1181.647 | 157.2813 | 157.2813 | 153.1071 | 153.1071 | 1822.65 | 292016.095 | 55118.5605 | 25002.3915 | 1885313.6137 | 27153.5464
3403 | 1283.014 | 857.6372 | 857.6372 | 834.876 | 834.876 | 1776.55 | 1554142.0666 | 300555.3516 | 136335.247 | 1522773.0031 | 186553.037
3404 | 1180.8 | 1225.3959 | 1225.3959 | 1192.8746 | 1180.8 | 1790.7 | 2216647.2314 | 425088 | 192824.64 | 0 | 247141.44
3405 | 1619.2 | 1225.3959 | 1225.3959 | 1192.8746 | 1192.8746 | 1824.25 | 2277528.1801 | 429434.8406 | 194796.4152 | 1448653.8542 | 209647.7035
3406 | 1483.2 | 1225.3959 | 1225.3959 | 1192.8746 | 1192.8746 | 1876 | 2332813.7786 | 429434.8406 | 194796.4152 | 986525.8542 | 147916.4451
3407 | 1326.4 | 1225.3959 | 1225.3959 | 1192.8746 | 1192.8746 | 1865.25 | 2318998.6346 | 429434.8406 | 194796.4152 | 453719.4542 | 160739.8466
3408 | 0 | 0 | 0 | 0 | 0 | 1847.5 | 0 | 0 | 0 | 0 | 0
3409 | 0 | 0 | 0 | 0 | 0 | 1654.1 | 0 | 0 | 0 | 0 | 0
3410 | 0 | 0 | 0 | 0 | 0 | 1700.5 | 0 | 0 | 0 | 0 | 0
3411 | 0 | 0 | 0 | 0 | 0 | 1704.55 | 0 | 0 | 0 | 0 | 0
3412 | 0 | 0 | 0 | 0 | 0 | 1675.8 | 0 | 0 | 0 | 0 | 0
3413 | 0 | 0 | 0 | 0 | 0 | 1672.45 | 0 | 0 | 0 | 0 | 0
3414 | 0 | 0 | 0 | 0 | 0 | 1696.05 | 0 | 0 | 0 | 0 | 0
3415 | 619.025 | 214.295 | 214.295 | 208.6078 | 208.6078 | 1608.35 | 349404.2343 | 75098.793 | 34065.6469 | 752294.8041 | 81701.2285
3416 | 887.264 | 633.3624 | 633.3624 | 616.5533 | 616.5533 | 1273.55 | 817449.7049 | 221959.1807 | 100683.1506 | 496212.7505 | 447895.13
3417 | 690.747 | 717.5513 | 717.5513 | 698.5078 | 690.747 | 1705.7 | 1229095.0704 | 248668.92 | 112798.9851 | 0 | 203286.8421
3418 | 307.348 | 991.1891 | 319.2746 | 964.8834 | 307.348 | 1726.65 | 556308.3457 | 110645.28 | 50189.9284 | 0 | 84013.5758
3419 | 235.767 | 1310.9217 | 244.9169 | 1276.1306 | 235.767 | 1296.35 | 321343.4436 | 84876.12 | 38500.7511 | 0 | 165897.4495
3420 | 197.082 | 1446.09 | 204.7297 | 1407.7115 | 197.082 | 721.7 | 149434.7177 | 70949.52 | 32183.4906 | 0 | 251929.9206
3421 | 683.53 | 1019.7811 | 710.0542 | 992.7167 | 683.53 | 378.9 | 270197.325 | 246070.8 | 111620.449 | 0 | 1108070.483
3422 | 1150.936 | 1627.3271 | 1195.5988 | 1584.1387 | 1150.936 | 1081.15 | 1297667.0666 | 414336.96 | 187947.8488 | 0 | 1057537.5436
3423 | 1786.232 | 240.9154 | 240.9154 | 234.5217 | 234.5217 | 1595.55 | 390193.2075 | 84427.8039 | 38297.39 | 2844285.021 | 94852.2925
3424 | 1729.544 | 198.4907 | 198.4907 | 193.2228 | 193.2228 | 1836.15 | 369920.5123 | 69560.216 | 31553.2869 | 2816076.7186 | 31659.5594
3425 | 1610.063 | 695.1339 | 695.1339 | 676.6854 | 676.6854 | 1864.2 | 1315498.1464 | 243606.7381 | 110502.7231 | 1710881.1708 | 91893.8751
3426 | 1527.327 | 133.0335 | 133.0335 | 129.5029 | 129.5029 | 1826.6 | 247354.2832 | 46621.0278 | 21147.8162 | 2562211.6578 | 22455.7951
3427 | 1637.6 | 857.6372 | 857.6372 | 834.876 | 834.876 | 1768.2 | 1543737.2189 | 300555.3516 | 136335.247 | 2727656.2311 | 193524.2514
3428 | 1442.4 | 1225.3959 | 1225.3959 | 1192.8746 | 1192.8746 | 1790.7 | 2235445.2507 | 429434.8406 | 194796.4152 | 847887.4542 | 249668.6448
3429 | 1472.8 | 1225.3959 | 1225.3959 | 1192.8746 | 1192.8746 | 1822.7 | 2272873.1327 | 429434.8406 | 194796.4152 | 951186.6542 | 211496.659
3430 | 1553.6 | 1225.3959 | 1225.3959 | 1192.8746 | 1192.8746 | 1873.6 | 2329741.5383 | 429434.8406 | 194796.4152 | 1225745.0542 | 150779.344
3431 | 1444 | 1225.3959 | 1225.3959 | 1192.8746 | 1192.8746 | 1781.25 | 2214884.9138 | 429434.8406 | 194796.4152 | 853324.2542 | 260941.3094
3432 | 0 | 0 | 0 | 0 | 0 | 1697.6 | 0 | 0 | 0 | 0 | 0
3433 | 0 | 0 | 0 | 0 | 0 | 1475.95 | 0 | 0 | 0 | 0 | 0
3434 | 0 | 0 | 0 | 0 | 0 | 1570.65 | 0 | 0 | 0 | 0 | 0
3435 | 0 | 0 | 0 | 0 | 0 | 1583.4 | 0 | 0 | 0 | 0 | 0
3436 | 0 | 0 | 0 | 0 | 0 | 1598.3 | 0 | 0 | 0 | 0 | 0
3437 | 0 | 0 | 0 | 0 | 0 | 1594.95 | 0 | 0 | 0 | 0 | 0
3438 | 0 | 0 | 0 | 0 | 0 | 1574.9 | 0 | 0 | 0 | 0 | 0
3439 | 1362.282 | 0 | 0 | 0 | 0 | 1579.45 | 0 | 0 | 0 | 2497062.906 | 0
3440 | 1064.339 | 0 | 0 | 0 | 0 | 1227.55 | 0 | 0 | 0 | 1950933.387 | 0
3441 | 1658.966 | 509.7238 | 509.7238 | 496.196 | 496.196 | 1511.75 | 786681.0576 | 178630.5736 | 81028.813 | 2131357.3405 | 242267.7155
3442 | 1820.422 | 1002.8112 | 1002.8112 | 976.1971 | 976.1971 | 1584.8 | 1625770.5757 | 351430.9705 | 159412.993 | 1547464.1679 | 405317.0526
3443 | 1766.438 | 1329.5298 | 1329.5298 | 1294.2448 | 1294.2448 | 1085.35 | 1483817.1587 | 465928.1433 | 211350.1828 | 865530.0578 | 1183781.0452
3444 | 1632.862 | 1696.2248 | 1696.2248 | 1651.2079 | 1632.862 | 381.65 | 656025.3364 | 587830.32 | 266646.3646 | 0 | 2642542.2177
3445 | 1633.953 | 1697.3581 | 1697.3581 | 1652.3112 | 1633.953 | 378.9 | 649726.9505 | 588223.08 | 266824.5249 | 0 | 2648801.2083
3446 | 1730.896 | 1798.063 | 1798.063 | 1750.3434 | 1730.896 | 1311.6 | 2392257.9754 | 623122.56 | 282655.3168 | 0 | 1191548.8064
3447 | 1836.767 | 1782.5474 | 1782.5474 | 1735.2396 | 1735.2396 | 1690.15 | 3091006.2413 | 624686.2417 | 283364.6202 | 186099.7969 | 537663.9778
3448 | 1998.015 | 1068.8563 | 1068.8563 | 1040.4895 | 1040.4895 | 1807.8 | 1979312.4851 | 374576.2081 | 169911.9299 | 1755144.3022 | 199982.0755
3449 | 1627.268 | 83.3682 | 83.3682 | 81.1557 | 81.1557 | 1906.2 | 162578.6197 | 29216.048 | 13252.724 | 2834023.8665 | 7612.4036
3450 | 1652.685 | 158.6421 | 158.6421 | 154.4318 | 154.4318 | 1826.6 | 296514.109 | 55595.4592 | 25218.718 | 2746298.0588 | 26778.4795
3451 | 1494.002 | 857.6372 | 857.6372 | 834.876 | 834.876 | 1776.55 | 1557857.2326 | 300555.3516 | 136335.247 | 2239710.2271 | 186553.037
3452 | 1398.4 | 1225.3959 | 1225.3959 | 1192.8746 | 1192.8746 | 1832.7 | 2296194.501 | 429434.8406 | 194796.4152 | 698375.4542 | 199567.9134
3453 | 1210.4 | 1225.3959 | 1225.3959 | 1192.8746 | 1192.8746 | 1752.6 | 2192782.4737 | 429434.8406 | 194796.4152 | 59551.4542 | 295117.1655
3454 | 1628 | 1225.3959 | 1225.3959 | 1192.8746 | 1192.8746 | 1832.8 | 2289498.2651 | 429434.8406 | 194796.4152 | 1478556.2542 | 199448.626
3455 | 1786.4 | 1225.3959 | 1225.3959 | 1192.8746 | 1192.8746 | 1772.9 | 2217193.6148 | 429434.8406 | 194796.4152 | 2016799.4542 | 270901.812
3456 | 0 | 0 | 0 | 0 | 0 | 1697.6 | 0 | 0 | 0 | 0 | 0
3457 | 0 | 0 | 0 | 0 | 0 | 1624.8 | 0 | 0 | 0 | 0 | 0
3458 | 0 | 0 | 0 | 0 | 0 | 1560.8 | 0 | 0 | 0 | 0 | 0
3459 | 0 | 0 | 0 | 0 | 0 | 1391.25 | 0 | 0 | 0 | 0 | 0
3460 | 0 | 0 | 0 | 0 | 0 | 1537.9 | 0 | 0 | 0 | 0 | 0
3461 | 0 | 0 | 0 | 0 | 0 | 1554.25 | 0 | 0 | 0 | 0 | 0
3462 | 0 | 0 | 0 | 0 | 0 | 1554.55 | 0 | 0 | 0 | 0 | 0
3463 | 1177.554 | 294.5562 | 294.5562 | 286.7388 | 286.7388 | 1310.65 | 393884.2762 | 103225.9831 | 46824.4529 | 1632864.1849 | 197663.4206
3464 | 1356.489 | 849.3351 | 849.3351 | 826.7942 | 826.7942 | 318.1 | 275369.139 | 297645.9059 | 135015.4901 | 970930.5994 | 1390585.1366
3465 | 1166.426 | 1211.6889 | 1211.6889 | 1179.5313 | 1166.426 | 363.7 | 445393.1824 | 419913.36 | 190477.3658 | 0 | 1908622.8638
3466 | 975.268 | 1013.113 | 1013.113 | 986.2256 | 975.268 | 380.4 | 390066.4279 | 351096.48 | 159261.2644 | 0 | 1579544.0528
3467 | 1314.143 | 1365.138 | 1365.138 | 1328.908 | 1314.143 | 385.8 | 534046.2344 | 473091.48 | 214599.5519 | 0 | 2121289.6306
3468 | 1169.049 | 1214.4137 | 1214.4137 | 1182.1838 | 1169.049 | 381.65 | 468857.9882 | 420857.64 | 190905.7017 | 0 | 1891930.4492
3469 | 1078.088 | 1401.8961 | 1119.9229 | 1364.6905 | 1078.088 | 378.9 | 428416.4437 | 388111.68 | 176051.7704 | 0 | 1747688.4568
3470 | 944.397 | 981.0441 | 981.0441 | 955.0077 | 944.397 | 401.05 | 398871.3527 | 339982.92 | 154220.0301 | 0 | 1510043.5832
3471 | 1126.43 | 1170.1408 | 1170.1408 | 1139.0859 | 1126.43 | 412.85 | 489194.9286 | 405514.8 | 183946.019 | 0 | 1787813.3745
3472 | 898.155 | 621.2084 | 621.2084 | 604.7218 | 604.7218 | 863.15 | 547889.8348 | 217699.857 | 98751.074 | 537863.0098 | 687478.0067
3473 | 1152.652 | 236.7291 | 236.7291 | 230.4464 | 230.4464 | 1724.3 | 416757.8541 | 82960.7036 | 37631.8969 | 1690402.867 | 63534.0721
3474 | 869.487 | 15.6288 | 15.6288 | 15.214 | 15.214 | 1765.8 | 28233.8782 | 5477.0534 | 2484.4523 | 1565882.3409 | 3563.1275
3475 | 1185.808 | 144.3211 | 144.3211 | 140.4909 | 140.4909 | 1706.15 | 251353.2922 | 50576.7381 | 22942.1704 | 1916066.1724 | 41283.2625
3476 | 980.8 | 1018.8597 | 1018.8597 | 991.8197 | 980.8 | 1774 | 1825245.0245 | 353088 | 160164.64 | 0 | 221660.8
3477 | 808.8 | 840.1853 | 840.1853 | 817.8872 | 808.8 | 1773.55 | 1507380.5137 | 291168 | 132077.04 | 0 | 183152.76
3478 | 850.4 | 883.3996 | 883.3996 | 859.9546 | 850.4 | 1874.8 | 1675727.9608 | 306144 | 138870.32 | 0 | 106470.08
3479 | 840 | 872.596 | 872.596 | 849.4378 | 840 | 1813.7 | 1601366.6407 | 302400 | 137172 | 0 | 156492
3480 | 0 | 0 | 0 | 0 | 0 | 1748 | 0 | 0 | 0 | 0 | 0
3481 | 0 | 0 | 0 | 0 | 0 | 1611 | 0 | 0 | 0 | 0 | 0
3482 | 0 | 0 | 0 | 0 | 0 | 1591.95 | 0 | 0 | 0 | 0 | 0
3483 | 0 | 0 | 0 | 0 | 0 | 1554.15 | 0 | 0 | 0 | 0 | 0
3484 | 0 | 0 | 0 | 0 | 0 | 1516.1 | 0 | 0 | 0 | 0 | 0
3485 | 0 | 0 | 0 | 0 | 0 | 1513.85 | 0 | 0 | 0 | 0 | 0
3486 | 0 | 0 | 0 | 0 | 0 | 1538.45 | 0 | 0 | 0 | 0 | 0
3487 | 1097.92 | 1140.5245 | 1140.5245 | 1110.2556 | 1097.92 | 1236.85 | 1421432.6962 | 395251.2 | 179290.336 | 0 | 837877.648
3488 | 961.001 | 998.2924 | 998.2924 | 971.7983 | 961.001 | 312.9 | 315245.6661 | 345960.36 | 156931.4633 | 0 | 1621304.7871
3489 | 988.449 | 1026.8055 | 1026.8055 | 999.5547 | 988.449 | 353.45 | 365696.1192 | 355841.64 | 161413.7217 | 0 | 1627530.7009
3490 | 1114.766 | 1158.0242 | 1158.0242 | 1127.2909 | 1114.766 | 369.4 | 432587.0528 | 401315.76 | 182041.2878 | 0 | 1817737.4396
3491 | 1334.239 | 1386.0138 | 1386.0138 | 1349.2298 | 1334.239 | 375.6 | 528921.4842 | 480326.04 | 217881.2287 | 0 | 2167337.8316
3492 | 1375.817 | 1429.2052 | 1429.2052 | 1391.2749 | 1375.817 | 371.35 | 538506.8106 | 495294.12 | 224670.9161 | 0 | 2240724.3571
3493 | 1313.727 | 1386.0606 | 1364.7058 | 1349.2753 | 1313.727 | 371.45 | 512105.5047 | 472941.72 | 214531.6191 | 0 | 2139470.1058
3494 | 1220.12 | 1267.4664 | 1267.4664 | 1233.8286 | 1220.12 | 395.1 | 505597.7648 | 439243.2 | 199245.596 | 0 | 1958170.588
3495 | 1436.12 | 1668.201 | 1491.8472 | 1623.9278 | 1436.12 | 403.35 | 608056.805 | 517003.2 | 234518.396 | 0 | 2292980.998
3496 | 1317.272 | 1264.562 | 1264.562 | 1231.0012 | 1231.0012 | 399 | 515282.6014 | 443160.4201 | 201022.4906 | 158134.4369 | 1970832.8684
3497 | 1561.218 | 789.7233 | 789.7233 | 768.7644 | 768.7644 | 1347.15 | 1085312.1165 | 276755.1975 | 125539.2327 | 1452567.38 | 501887.8631
3498 | 1522.874 | 146.6751 | 146.6751 | 142.7824 | 142.7824 | 732.85 | 109886.4784 | 51401.6636 | 23316.3657 | 2529707.9051 | 180926.7166
3499 | 1531.013 | 1225.3959 | 1225.3959 | 1192.8746 | 1192.8746 | 907.25 | 1135997.3532 | 429434.8406 | 194796.4152 | 1148994.4282 | 1303513.6725
3500 | 820.8 | 852.6509 | 852.6509 | 830.022 | 820.8 | 1366.9 | 1182729.8034 | 295488 | 134036.64 | 0 | 519648.48
3501 | 1276 | 1225.3959 | 1225.3959 | 1192.8746 | 1192.8746 | 1389.35 | 1746839.5006 | 429434.8406 | 194796.4152 | 282460.2542 | 728428.8484
3502 | 1128 | 1171.7718 | 1171.7718 | 1140.6736 | 1128 | 1761.5 | 2092012.318 | 406080 | 184202.4 | 0 | 269028
3503 | 905.6 | 940.7416 | 940.7416 | 915.7748 | 905.6 | 1753.6 | 1673897.8535 | 326016 | 147884.48 | 0 | 223139.84
3504 | 0 | 0 | 0 | 0 | 0 | 1660.95 | 0 | 0 | 0 | 0 | 0
3505 | 0 | 0 | 0 | 0 | 0 | 1325.4 | 0 | 0 | 0 | 0 | 0
3506 | 0 | 0 | 0 | 0 | 0 | 1502.7 | 0 | 0 | 0 | 0 | 0
3507 | 0 | 0 | 0 | 0 | 0 | 791.75 | 0 | 0 | 0 | 0 | 0
3508 | 0 | 0 | 0 | 0 | 0 | 286.55 | 0 | 0 | 0 | 0 | 0
3509 | 0 | 0 | 0 | 0 | 0 | 282.5 | 0 | 0 | 0 | 0 | 0
3510 | 0 | 0 | 0 | 0 | 0 | 278.25 | 0 | 0 | 0 | 0 | 0
3511 | 803.82 | 652.8763 | 652.8763 | 635.5493 | 635.5493 | 270.4 | 180205.6798 | 228797.7614 | 103785.2068 | 308440.1248 | 1099246.1338
3512 | 740.237 | 768.9617 | 768.9617 | 748.5539 | 740.237 | 274.45 | 212847.9537 | 266485.32 | 120880.7021 | 0 | 1277315.9553
3513 | 558.473 | 580.1444 | 580.1444 | 564.7477 | 558.473 | 291.95 | 171085.9343 | 201050.28 | 91198.6409 | 0 | 953899.8077
3514 | 1199.225 | 1245.7606 | 1245.7606 | 1212.6988 | 1199.225 | 305.15 | 385282.3379 | 431721 | 195833.4425 | 0 | 2032506.4912
3515 | 1228.803 | 1322.9085 | 1276.4864 | 1287.7992 | 1228.803 | 317.05 | 409279.0906 | 442369.08 | 200663.5299 | 0 | 2068014.0089
3516 | 1419.01 | 1474.0743 | 1474.0743 | 1434.9532 | 1419.01 | 319.85 | 477768.6089 | 510843.6 | 231724.333 | 0 | 2384149.6515
3517 | 1282.017 | 1422.7667 | 1331.7653 | 1385.0073 | 1282.017 | 321.45 | 434085.3037 | 461526.12 | 209353.3761 | 0 | 2151929.6354
3518 | 1153.519 | 2115.6318 | 1198.281 | 2059.4841 | 1153.519 | 333.85 | 404796.7759 | 415266.84 | 188369.6527 | 0 | 1921935.6819
3519 | 1350.247 | 2047.9953 | 1402.643 | 1993.6426 | 1350.247 | 338.05 | 477680.3571 | 486088.92 | 220495.3351 | 0 | 2244043.0016
3520 | 1241.158 | 1509.7469 | 1289.3208 | 1469.679 | 1241.158 | 334.5 | 434123.0927 | 446816.88 | 202681.1014 | 0 | 2067148.649
3521 | 1171.973 | 534.9086 | 534.9086 | 520.7124 | 520.7124 | 324.95 | 177484.4389 | 187456.4747 | 85032.3398 | 1193760.6251 | 872219.3556
3522 | 1371.137 | 130.423 | 130.423 | 126.9616 | 126.9616 | 315.85 | 41970.4581 | 45706.1833 | 20732.8326 | 2280573.4709 | 213822.4129
3523 | 1506.995 | 1225.3959 | 1225.3959 | 1192.8746 | 1192.8746 | 318.4 | 397669.8332 | 429434.8406 | 194796.4152 | 1067381.2642 | 2005937.8556
3524 | 1457.6 | 1225.3959 | 1225.3959 | 1192.8746 | 1192.8746 | 1431.35 | 1790462.374 | 429434.8406 | 194796.4152 | 899537.0542 | 678328.117
3525 | 1496 | 1225.3959 | 1225.3959 | 1192.8746 | 1192.8746 | 1433.35 | 1796955.4221 | 429434.8406 | 194796.4152 | 1030020.2542 | 675942.3679
3526 | 1008.8 | 1047.9462 | 1047.9462 | 1020.1343 | 1008.8 | 1688.65 | 1789378.6929 | 363168 | 164737.04 | 0 | 314089.88
3527 | 940.8 | 977.3075 | 977.3075 | 951.3703 | 940.8 | 1738.95 | 1716226.9243 | 338688 | 153632.64 | 0 | 245595.84
3528 | 0 | 0 | 0 | 0 | 0 | 1672.4 | 0 | 0 | 0 | 0 | 0
3529 | 0 | 0 | 0 | 0 | 0 | 1411.4 | 0 | 0 | 0 | 0 | 0
3530 | 0 | 0 | 0 | 0 | 0 | 303.85 | 0 | 0 | 0 | 0 | 0
3531 | 0 | 0 | 0 | 0 | 0 | 296.25 | 0 | 0 | 0 | 0 | 0
3532 | 0 | 0 | 0 | 0 | 0 | 290.8 | 0 | 0 | 0 | 0 | 0
3533 | 0 | 0 | 0 | 0 | 0 | 287.45 | 0 | 0 | 0 | 0 | 0
3534 | 0 | 0 | 0 | 0 | 0 | 287.75 | 0 | 0 | 0 | 0 | 0
3535 | 1415.654 | 0 | 0 | 0 | 0 | 292.3 | 0 | 0 | 0 | 2594893.782 | 0
3536 | 996.848 | 0 | 0 | 0 | 0 | 318.1 | 0 | 0 | 0 | 1827222.384 | 0
3537 | 1420.083 | 474.6205 | 474.6205 | 462.0244 | 462.0244 | 363.7 | 176019.1949 | 166328.7732 | 75448.5796 | 1756121.4688 | 756010.4766
3538 | 1718.45 | 948.622 | 948.622 | 923.446 | 923.446 | 380.4 | 369375.7271 | 332440.5757 | 150798.7389 | 1457242.2519 | 1495613.2124
3539 | 1514.737 | 851.7472 | 851.7472 | 829.1423 | 829.1423 | 385.8 | 336587.2864 | 298491.2178 | 135398.933 | 1256695.1368 | 1338401.4551
3540 | 1481.469 | 1538.957 | 1538.957 | 1498.114 | 1481.469 | 381.65 | 594754.8623 | 533328.84 | 241923.8877 | 0 | 2397535.3561
3541 | 1629.559 | 1692.7936 | 1692.7936 | 1647.8678 | 1629.559 | 378.9 | 647385.9191 | 586641.24 | 266106.9847 | 0 | 2641678.0949
3542 | 1581.445 | 1642.8126 | 1642.8126 | 1599.2132 | 1581.445 | 1054.8 | 1749632.2051 | 569320.2 | 258249.9685 | 0 | 1494781.814
3543 | 1376.542 | 1119.8274 | 1119.8274 | 1090.1078 | 1090.1078 | 1666.1 | 1903943.8502 | 392438.7922 | 178014.5966 | 525033.9692 | 363986.9797
3544 | 1606.679 | 658.2127 | 658.2127 | 640.7441 | 640.7441 | 1798.5 | 1209961.3033 | 230667.8593 | 104633.504 | 1770558.7565 | 129109.9268
3545 | 1530.064 | 250.085 | 250.085 | 243.4479 | 243.4479 | 1864.2 | 476513.0753 | 87641.227 | 39755.0344 | 2358367.3978 | 33060.2184
3546 | 1776.413 | 66.0451 | 66.0451 | 64.2923 | 64.2923 | 1821.95 | 123221.8557 | 23145.2376 | 10498.9369 | 3138317.1943 | 11447.2488
3547 | 1785.434 | 857.6372 | 857.6372 | 834.876 | 834.876 | 1584.65 | 1390984.3868 | 300555.3516 | 136335.247 | 3229996.1631 | 346765.7369
3548 | 1460 | 1225.3959 | 1225.3959 | 1192.8746 | 1192.8746 | 1672.45 | 2097929.2572 | 429434.8406 | 194796.4152 | 907692.2542 | 390726.0613
3549 | 1711.2 | 1225.3959 | 1225.3959 | 1192.8746 | 1192.8746 | 1823.9 | 2281588.7389 | 429434.8406 | 194796.4152 | 1761269.8542 | 210065.2095
3550 | 1587.2 | 1225.3959 | 1225.3959 | 1192.8746 | 1192.8746 | 1876 | 2345957.1237 | 429434.8406 | 194796.4152 | 1339917.8542 | 147916.4451
3551 | 1569.6 | 1225.3959 | 1225.3959 | 1192.8746 | 1192.8746 | 1865.25 | 2336318.9341 | 429434.8406 | 194796.4152 | 1280113.0542 | 160739.8466
3552 | 0 | 0 | 0 | 0 | 0 | 1848.7 | 0 | 0 | 0 | 0 | 0
3553 | 0 | 0 | 0 | 0 | 0 | 1824.65 | 0 | 0 | 0 | 0 | 0
3554 | 0 | 0 | 0 | 0 | 0 | 1769.65 | 0 | 0 | 0 | 0 | 0
3555 | 0 | 0 | 0 | 0 | 0 | 1699.9 | 0 | 0 | 0 | 0 | 0
3556 | 0 | 0 | 0 | 0 | 0 | 1689.8 | 0 | 0 | 0 | 0 | 0
3557 | 0 | 0 | 0 | 0 | 0 | 1640.7 | 0 | 0 | 0 | 0 | 0
3558 | 0 | 0 | 0 | 0 | 0 | 1670.45 | 0 | 0 | 0 | 0 | 0
3559 | 1421.245 | 0 | 0 | 0 | 0 | 1562.3 | 0 | 0 | 0 | 2605142.085 | 0
3560 | 1472.409 | 0 | 0 | 0 | 0 | 1060.1 | 0 | 0 | 0 | 2698925.697 | 0
3561 | 1472.679 | 205.3229 | 205.3229 | 199.8737 | 199.8737 | 1402.95 | 293607.067 | 71954.5384 | 32639.3781 | 2333052.0822 | 119334.6032
3562 | 1255.664 | 426.2798 | 426.2798 | 414.9665 | 414.9665 | 1679.4 | 732389.3279 | 149387.9504 | 67764.0342 | 1540998.4644 | 133038.2692
3563 | 1306.374 | 781.1085 | 781.1085 | 760.3783 | 760.3783 | 1326 | 1064673.4414 | 273736.1743 | 124169.7702 | 1000810.1876 | 512494.9486
3564 | 1147.369 | 986.5944 | 986.5944 | 960.4107 | 960.4107 | 752.65 | 762154.5295 | 345747.8678 | 156835.0745 | 342694.4835 | 1197968.3413
3565 | 1451.78 | 1508.116 | 1508.116 | 1468.0914 | 1451.78 | 378.9 | 577324.1731 | 522640.8 | 237075.674 | 0 | 2353480.558
3566 | 1625.359 | 415.4565 | 415.4565 | 404.4305 | 404.4305 | 1387.25 | 590640.3798 | 145594.9681 | 66043.4953 | 2237962.0011 | 247814.7686
3567 | 1496.668 | 165.304 | 165.304 | 160.9169 | 160.9169 | 1583.35 | 267376.3166 | 57930.0782 | 26277.7271 | 2448431.7959 | 67046.0197
3568 | 1406.455 | 60.2953 | 60.2953 | 58.6951 | 58.6951 | 1777.4 | 109158.0155 | 21130.2498 | 9584.9161 | 2470443.8262 | 13065.5378
3569 | 1189.61 | 281.4184 | 281.4184 | 273.9497 | 273.9497 | 1864.2 | 533689.1713 | 98621.909 | 44735.9937 | 1678405.2432 | 37202.3757
3570 | 1307.693 | 132.9504 | 132.9504 | 129.422 | 129.422 | 1764.85 | 239284.369 | 46591.9042 | 21134.6054 | 2159770.8234 | 30433.573
3571 | 1408 | 857.6372 | 857.6372 | 834.876 | 834.876 | 1797.4 | 1567203.045 | 300555.3516 | 136335.247 | 1947475.4311 | 169145.8729
3572 | 1389.6 | 1225.3959 | 1225.3959 | 1192.8746 | 1192.8746 | 1872.3 | 2327733.4685 | 429434.8406 | 194796.4152 | 668473.0542 | 152330.081
3573 | 1545.6 | 1225.3959 | 1225.3959 | 1192.8746 | 1192.8746 | 1832.25 | 2274393.6284 | 429434.8406 | 194796.4152 | 1198561.0542 | 200104.707
3574 | 1364 | 1225.3959 | 1225.3959 | 1192.8746 | 1192.8746 | 1876 | 2324069.8718 | 429434.8406 | 194796.4152 | 581484.2542 | 147916.4451
3575 | 1421.6 | 1225.3959 | 1225.3959 | 1192.8746 | 1192.8746 | 1865.25 | 2317794.4013 | 429434.8406 | 194796.4152 | 777209.0542 | 160739.8466
3576 | 0 | 0 | 0 | 0 | 0 | 1848.7 | 0 | 0 | 0 | 0 | 0
3577 | 0 | 0 | 0 | 0 | 0 | 1813.85 | 0 | 0 | 0 | 0 | 0
3578 | 0 | 0 | 0 | 0 | 0 | 1707.5 | 0 | 0 | 0 | 0 | 0
3579 | 0 | 0 | 0 | 0 | 0 | 1649.5 | 0 | 0 | 0 | 0 | 0
3580 | 0 | 0 | 0 | 0 | 0 | 1511.3 | 0 | 0 | 0 | 0 | 0
3581 | 0 | 0 | 0 | 0 | 0 | 1594.95 | 0 | 0 | 0 | 0 | 0
3582 | 0 | 0 | 0 | 0 | 0 | 1586.75 | 0 | 0 | 0 | 0 | 0
3583 | 1709.965 | 0 | 0 | 0 | 0 | 1595.55 | 0 | 0 | 0 | 3134365.845 | 0
3584 | 1408.436 | 0 | 0 | 0 | 0 | 1339.6 | 0 | 0 | 0 | 2581663.188 | 0
3585 | 1450.739 | 44.7205 | 44.7205 | 43.5337 | 43.5337 | 1751.05 | 79597.4159 | 15672.1268 | 7109.0509 | 2579407.3414 | 1923.6366
3586 | 1655.173 | 441.4806 | 441.4806 | 429.7639 | 429.7639 | 1788.7 | 805602.5315 | 154715.0174 | 70180.4509 | 2246174.8123 | 90809.1199
3587 | 1645.765 | 409.2621 | 409.2621 | 398.4005 | 398.4005 | 1784.8 | 749853.1304 | 143424.1692 | 65058.7968 | 2286419.1834 | 85735.7811
3588 | 1950.329 | 747.0284 | 747.0284 | 727.2027 | 727.2027 | 1564.35 | 1199194.2871 | 261792.958 | 118752.1946 | 2241990.5792 | 316805.8393
3589 | 1604.172 | 1147.0077 | 1147.0077 | 1116.5667 | 1116.5667 | 1166.6 | 1371591.3416 | 401964.0233 | 182335.3472 | 893780.4576 | 930546.7138
3590 | 1638.537 | 201.1458 | 201.1458 | 195.8075 | 195.8075 | 1853.85 | 379870.7568 | 70490.7144 | 31975.3713 | 2644523.1 | 28617.272
3591 | 1750.351 | 525.604 | 525.604 | 511.6548 | 511.6548 | 1920.65 | 1031401.4397 | 184195.7258 | 83553.2279 | 2270530.1456 | 40599.8079
3592 | 1625.121 | 1193.4267 | 1193.4267 | 1161.7538 | 1161.7538 | 1920.15 | 2338493.2243 | 418231.3632 | 189714.3934 | 849352.1019 | 92766.0399
3593 | 1456.088 | 641.5004 | 641.5004 | 624.4753 | 624.4753 | 1907.4 | 1249955.9751 | 224811.1073 | 101976.8162 | 1524346.0828 | 57826.4126
3594 | 1657.048 | 158.1778 | 158.1778 | 153.9798 | 153.9798 | 1826.6 | 295175.5358 | 55432.7311 | 25144.9028 | 2755123.9946 | 26700.0988
3595 | 1497.593 | 857.6372 | 857.6372 | 834.876 | 834.876 | 1776.55 | 1552336.7249 | 300555.3516 | 136335.247 | 2251912.4451 | 186553.037
3596 | 1270.4 | 1225.3959 | 1225.3959 | 1192.8746 | 1192.8746 | 1861.5 | 2320898.4712 | 429434.8406 | 194796.4152 | 263431.4542 | 165213.1262
3597 | 1587.2 | 1225.3959 | 1225.3959 | 1192.8746 | 1192.8746 | 1873.05 | 2332893.6756 | 429434.8406 | 194796.4152 | 1339917.8542 | 151435.4251
3598 | 1514.4 | 1225.3959 | 1225.3959 | 1192.8746 | 1192.8746 | 1876 | 2338748.3231 | 429434.8406 | 194796.4152 | 1092543.4542 | 147916.4451
3599 | 1600.8 | 1225.3959 | 1225.3959 | 1192.8746 | 1192.8746 | 1865.25 | 2334497.04 | 429434.8406 | 194796.4152 | 1386130.6542 | 160739.8466
3600 | 0 | 0 | 0 | 0 | 0 | 1848.7 | 0 | 0 | 0 | 0 | 0
3601 | 0 | 0 | 0 | 0 | 0 | 1710.55 | 0 | 0 | 0 | 0 | 0
3602 | 0 | 0 | 0 | 0 | 0 | 1720.5 | 0 | 0 | 0 | 0 | 0
3603 | 0 | 0 | 0 | 0 | 0 | 1704.55 | 0 | 0 | 0 | 0 | 0
3604 | 0 | 0 | 0 | 0 | 0 | 1699.1 | 0 | 0 | 0 | 0 | 0
3605 | 0 | 0 | 0 | 0 | 0 | 1695.75 | 0 | 0 | 0 | 0 | 0
3606 | 0 | 0 | 0 | 0 | 0 | 1696.05 | 0 | 0 | 0 | 0 | 0
3607 | 1586.458 | 0 | 0 | 0 | 0 | 1361.75 | 0 | 0 | 0 | 2907977.514 | 0
3608 | 1339.324 | 0 | 0 | 0 | 0 | 1062.1 | 0 | 0 | 0 | 2454980.892 | 0
3609 | 1167.329 | 444.0641 | 444.0641 | 432.2789 | 432.2789 | 1541.95 | 697436.1108 | 155620.3967 | 70591.141 | 1347346.8706 | 198005.3408
3610 | 1838.145 | 1078.0664 | 1078.0664 | 1049.4551 | 1049.4551 | 1738.3 | 1917957.0643 | 377803.8289 | 171376.0146 | 1445668.6229 | 274642.3945
3611 | 1601.039 | 1663.1669 | 1663.1669 | 1619.0274 | 1601.039 | 1527.8 | 2582411.6764 | 576374.04 | 261449.6687 | 0 | 756010.6158
3612 | 1499.82 | 1558.0201 | 1558.0201 | 1516.6711 | 1499.82 | 1278.15 | 2017490.0045 | 539935.2 | 244920.606 | 0 | 1082645.067
3613 | 1916.994 | 1991.3825 | 1991.3825 | 1938.5323 | 1916.994 | 1166.6 | 2349022.0713 | 690117.84 | 313045.1202 | 0 | 1597622.7996
3614 | 1203.199 | 1249.8888 | 1249.8888 | 1216.7175 | 1203.199 | 1754.7 | 2223003.2393 | 433151.64 | 196482.3967 | 0 | 295144.7147
3615 | 1339.569 | 512.8911 | 512.8911 | 499.2793 | 499.2793 | 1821.15 | 961761.2874 | 179740.5461 | 81532.3088 | 1540251.0297 | 89296.1019
3616 | 1487.923 | 66.5053 | 66.5053 | 64.7403 | 64.7403 | 1819.45 | 124487.9548 | 23306.5094 | 10572.0916 | 2608693.8819 | 11688.8619
3617 | 1570.841 | 313.2485 | 313.2485 | 304.935 | 304.935 | 1874.75 | 601987.9193 | 109776.6044 | 49795.8875 | 2320405.6755 | 38193.1103
3618 | 1493.196 | 111.4887 | 111.4887 | 108.5298 | 108.5298 | 1727.05 | 197135.2242 | 39070.7395 | 17722.9216 | 2538093.0859 | 29623.2177
3619 | 1175.793 | 969.4344 | 969.4344 | 943.7061 | 943.7061 | 1713.55 | 1694100.1109 | 339734.2124 | 154107.2136 | 788631.131 | 270324.6254
3620 | 1504 | 1225.3959 | 1225.3959 | 1192.8746 | 1192.8746 | 1790.7 | 2232710.2099 | 429434.8406 | 194796.4152 | 1057204.2542 | 249668.6448
3621 | 1400 | 1225.3959 | 1225.3959 | 1192.8746 | 1192.8746 | 1822.7 | 2270837.4278 | 429434.8406 | 194796.4152 | 703812.2542 | 211496.659
3622 | 1072 | 1113.5987 | 1113.5987 | 1084.0444 | 1072 | 1874.8 | 2099675.0952 | 385920 | 175057.6 | 0 | 134214.4
3623 | 1568.8 | 1225.3959 | 1225.3959 | 1192.8746 | 1192.8746 | 1859.05 | 2327142.2089 | 429434.8406 | 194796.4152 | 1277394.6542 | 168135.6689
3624 | 0 | 0 | 0 | 0 | 0 | 1756.35 | 0 | 0 | 0 | 0 | 0
3625 | 1048.116 | 0 | 0 | 0 | 0 | 1017.55 | 0 | 0 | 0 | 1921196.6445 | 0
3626 | 1148.1467 | 0 | 0 | 0 | 0 | 1524.35 | 0 | 0 | 0 | 2104552.9561 | 0
3627 | 1165.0637 | 0 | 0 | 0 | 0 | 1437.25 | 0 | 0 | 0 | 2135561.7438 | 0
3628 | 1257.0037 | 0 | 0 | 0 | 0 | 1231 | 0 | 0 | 0 | 2304087.7656 | 0
3629 | 1164.3282 | 0 | 0 | 0 | 0 | 1227.65 | 0 | 0 | 0 | 2134213.5356 | 0
3630 | 1084.892 | 0 | 0 | 0 | 0 | 1075.45 | 0 | 0 | 0 | 1988607.0525 | 0
3631 | 1136.1375 | 306.7736 | 306.7736 | 298.632 | 298.632 | 1023.8 | 319185.7089 | 107507.5135 | 48766.6026 | 1535147.6643 | 291524.5406
3632 | 857.2624 | 890.5289 | 890.5289 | 866.8947 | 857.2624 | 318.2 | 284867.4837 | 308614.4491 | 139990.9431 | 0 | 1441743.2316
3633 | 1126.9766 | 1170.708 | 1170.708 | 1139.6381 | 1126.9766 | 1106.7 | 1303100.5133 | 405711.585 | 184035.2829 | 0 | 1006728.2191
3634 | 1088.1963 | 1130.4232 | 1130.4232 | 1100.4224 | 1088.1963 | 1076.9 | 1234181.3875 | 391750.6799 | 177702.4612 | 0 | 1004513.7276
3635 | 1073.6523 | 1115.3158 | 1115.3158 | 1085.716 | 1073.6523 | 385.8 | 437542.1797 | 386514.8438 | 175327.4278 | 0 | 1733089.0584
3636 | 1056.4835 | 1097.4806 | 1097.4806 | 1068.3541 | 1056.4835 | 381.65 | 423973.5793 | 380334.0488 | 172523.7505 | 0 | 1709759.263
3637 | 976.002 | 1013.8755 | 1013.8755 | 986.9678 | 976.002 | 378.9 | 387262.3549 | 351360.702 | 159381.1185 | 0 | 1582196.7613
3638 | 1109.748 | 394.5931 | 394.5931 | 384.1208 | 384.1208 | 401.05 | 161702.3775 | 138283.4932 | 62726.929 | 1330074.611 | 614189.9762
3639 | 1130.2855 | 1174.1454 | 1174.1454 | 1142.9842 | 1130.2855 | 412.85 | 490751.646 | 406902.7966 | 184575.6297 | 0 | 1793931.8377
3640 | 1121.2717 | 748.3383 | 748.3383 | 728.4778 | 728.4778 | 411.15 | 315093.8143 | 262252.0184 | 118960.4295 | 719991.2536 | 1157441.9986
3641 | 781.8035 | 237.396 | 237.396 | 231.0956 | 231.0956 | 969.15 | 234573.5774 | 83194.4203 | 37737.9134 | 1009447.5995 | 238224.9116
3642 | 946.9489 | 75.5076 | 75.5076 | 73.5037 | 73.5037 | 940.4 | 72526.7381 | 26461.3213 | 12003.1493 | 1601025.1244 | 77884.4889
3643 | 1087.8341 | 0 | 0 | 0 | 0 | 359.9 | 0 | 0 | 0 | 1993999.8851 | 0
3644 | 1190.0714 | 0 | 0 | 0 | 0 | 365.8 | 0 | 0 | 0 | 2181400.8212 | 0
3645 | 939.259 | 0 | 0 | 0 | 0 | 365.25 | 0 | 0 | 0 | 1721661.8354 | 0
3646 | 1095.1893 | 0 | 0 | 0 | 0 | 367 | 0 | 0 | 0 | 2007481.9686 | 0
3647 | 1081.2144 | 635.6748 | 635.6748 | 618.8043 | 618.8043 | 356.25 | 232402.2389 | 222769.5443 | 101050.7405 | 847597.7487 | 1017159.5512
3648 | 159.6078 | 165.8015 | 165.8015 | 161.4013 | 159.6078 | 339.7 | 56909.9271 | 57458.8229 | 26063.9605 | 0 | 264996.8991
3649 | 82.3782 | 0 | 0 | 0 | 0 | 1072.9 | 0 | 0 | 0 | 98030.1065 | 0
3650 | 157.4013 | 0 | 0 | 0 | 0 | 349.15 | 0 | 0 | 0 | 187307.5249 | 0
3651 | 100.7662 | 0 | 0 | 0 | 0 | 337.6 | 0 | 0 | 0 | 119911.8267 | 0
3652 | 105.1794 | 0 | 0 | 0 | 0 | 327.35 | 0 | 0 | 0 | 125163.4395 | 0
3653 | 78.7006 | 0 | 0 | 0 | 0 | 320.65 | 0 | 0 | 0 | 93653.7624 | 0
3654 | 81.6427 | 0 | 0 | 0 | 0 | 315.7 | 0 | 0 | 0 | 97154.8376 | 0
3655 | 78.8376 | 81.8962 | 81.8962 | 79.7228 | 78.8376 | 314.55 | 25916.7467 | 28381.5473 | 12874.1852 | 0 | 132875.8216
3656 | 193.0078 | 200.4976 | 200.4976 | 195.1765 | 193.0078 | 339.6 | 68421.1252 | 69482.8098 | 31518.1745 | 0 | 320470.1593
3657 | 787.8808 | 818.4535 | 818.4535 | 796.7322 | 787.8808 | 384.4 | 316191.2611 | 283637.0723 | 128660.9275 | 0 | 1272900.1499
3658 | 1235.6617 | 1283.6116 | 1283.6116 | 1249.5452 | 1235.6617 | 401.7 | 519998.5935 | 444838.1972 | 201783.5489 | 0 | 1974956.9763
3659 | 1134.1783 | 1178.1895 | 1178.1895 | 1146.921 | 1134.1783 | 408.5 | 488314.7652 | 408304.183 | 185211.3141 | 0 | 1805044.287
3660 | 928.5379 | 1425.2702 | 964.5697 | 1387.4443 | 928.5379 | 407.55 | 398206.9479 | 334273.6529 | 151630.2431 | 0 | 1478650.2182
3661 | 1150.8718 | 1195.5313 | 1195.5313 | 1163.8025 | 1150.8718 | 412.3 | 497510.7891 | 414313.8595 | 187937.3702 | 0 | 1827239.2077
3662 | 1024.287 | 1064.0342 | 1064.0342 | 1035.7953 | 1024.287 | 440.25 | 473820.3966 | 368743.32 | 167266.0671 | 0 | 1597631.6483
3663 | 1039.8662 | 1080.2177 | 1080.2177 | 1051.5493 | 1039.8662 | 451.75 | 494659.9459 | 374351.8439 | 169810.1558 | 0 | 1609972.8952
3664 | 1200.7723 | 563.0363 | 563.0363 | 548.0937 | 548.0937 | 442.4 | 254665.0786 | 197313.7146 | 89503.6933 | 1196359.9018 | 853710.672
3665 | 1211.6653 | 420.2381 | 420.2381 | 409.0852 | 409.0852 | 1408 | 601869.5181 | 147270.6661 | 66803.6105 | 1471129.3863 | 242178.4287
3666 | 1362.6896 | 127.1528 | 127.1528 | 123.7783 | 123.7783 | 1756.7 | 228386.4485 | 44560.1704 | 20212.9884 | 2270924.5775 | 30115.2485
3667 | 1236.4091 | 1104.1113 | 1104.1113 | 1074.8088 | 1074.8088 | 1770.65 | 1992379.2961 | 386931.159 | 175516.273 | 549118.0093 | 246507.3926
3668 | 1330.5557 | 1225.3959 | 1225.3959 | 1192.8746 | 1192.8746 | 1800.95 | 2249889.6416 | 429434.8406 | 194796.4152 | 467840.4956 | 237441.6806
3669 | 1363.6541 | 1225.3959 | 1225.3959 | 1192.8746 | 1192.8746 | 1844.25 | 2300796.9017 | 429434.8406 | 194796.4152 | 580308.8588 | 185790.2123
3670 | 988.5389 | 1026.899 | 1026.899 | 999.6457 | 988.5389 | 1903.6 | 1967745.0137 | 355873.9999 | 161428.4005 | 0 | 95295.1489
3671 | 1133.4363 | 1177.4187 | 1177.4187 | 1146.1706 | 1133.4363 | 1902.5 | 2265098.516 | 408037.0788 | 185090.1527 | 0 | 110510.01
3672 | 1025.3149 | 0 | 0 | 0 | 0 | 1835.3 | 0 | 0 | 0 | 1879402.1915 | 0
3673 | 1040.0253 | 0 | 0 | 0 | 0 | 1692.8 | 0 | 0 | 0 | 1237630.0939 | 0
3674 | 1289.3666 | 0 | 0 | 0 | 0 | 1658.85 | 0 | 0 | 0 | 1534346.2195 | 0
3675 | 807.601 | 0 | 0 | 0 | 0 | 1379.95 | 0 | 0 | 0 | 961045.1507 | 0
3676 | 906.1606 | 0 | 0 | 0 | 0 | 1078.35 | 0 | 0 | 0 | 1078331.171 | 0
3677 | 1054.7357 | 0 | 0 | 0 | 0 | 1069.6 | 0 | 0 | 0 | 1255135.4699 | 0
3678 | 1198.1621 | 0 | 0 | 0 | 0 | 1005.55 | 0 | 0 | 0 | 1425812.8871 | 0
3679 | 1087.0664 | 0 | 0 | 0 | 0 | 293.2 | 0 | 0 | 0 | 1992592.6929 | 0
3680 | 1228.1419 | 0 | 0 | 0 | 0 | 299.9 | 0 | 0 | 0 | 2251184.077 | 0
3681 | 1131.3953 | 649.4233 | 649.4233 | 632.188 | 632.188 | 318.8 | 212033.7672 | 227587.6766 | 103236.2989 | 915046.9283 | 1062834.4499
3682 | 1253.8934 | 1302.55 | 1302.55 | 1267.981 | 1253.8934 | 332.85 | 439680.842 | 451401.61 | 204760.7859 | 0 | 2090428.3168
3683 | 1272.5121 | 1321.8925 | 1321.8925 | 1286.8102 | 1272.5121 | 345.9 | 463999.8273 | 458104.3668 | 207801.2308 | 0 | 2104862.3142
3684 | 1338.8744 | 1398.3247 | 1390.8287 | 1361.2139 | 1338.8744 | 348.15 | 492596.7422 | 481994.7923 | 218638.1933 | 0 | 2211619.7156
3685 | 1355.3308 | 1407.9243 | 1407.9243 | 1370.5587 | 1355.3308 | 355.15 | 508934.6675 | 487919.075 | 221325.5138 | 0 | 2229315.8072
3686 | 1295.2535 | 695.9981 | 695.9981 | 677.5267 | 677.5267 | 371.1 | 265728.954 | 243909.6233 | 110640.1153 | 1132293.1483 | 1103623.2929
3687 | 1302.0681 | 756.3652 | 756.3652 | 736.2916 | 736.2916 | 375.7 | 292694.4919 | 265064.9923 | 120236.4257 | 1037068.2086 | 1195958.5193
3688 | 1469.4209 | 552.2556 | 552.2556 | 537.5991 | 537.5991 | 366.25 | 207978.5213 | 193535.6581 | 87789.9249 | 1708029.5402 | 878302.4486
3689 | 1487.386 | 335.8217 | 335.8217 | 326.9092 | 326.9092 | 348.95 | 119920.1508 | 117687.297 | 53384.2656 | 2127154.0984 | 539743.3659
3690 | 1238.9154 | 123.0745 | 123.0745 | 119.8081 | 119.8081 | 334.85 | 42027.2876 | 43130.9307 | 19564.6694 | 2051323.6335 | 199498.5258
3691 | 1209.1949 | 1206.9426 | 1206.9426 | 1174.911 | 1174.911 | 1291.45 | 1581128.469 | 422967.9496 | 191862.9616 | 116496.7601 | 832483.1685
3692 | 1137.1139 | 1181.2394 | 1181.2394 | 1149.89 | 1137.1139 | 1675.35 | 1986796.3008 | 409361.0148 | 185690.7048 | 0 | 369164.0374
3693 | 1054.7357 | 1095.6648 | 1095.6648 | 1066.5864 | 1054.7357 | 1766.25 | 1945118.2057 | 379704.848 | 172238.338 | 0 | 246544.4673
3694 | 1102.5445 | 1145.3279 | 1145.3279 | 1114.9316 | 1102.5445 | 1787.75 | 2060646.7802 | 396916.0164 | 180045.5152 | 0 | 234014.964
3695 | 1087.8341 | 1130.0471 | 1130.0471 | 1100.0563 | 1087.8341 | 1795.15 | 2041980.8341 | 391620.272 | 177643.3067 | 0 | 222842.7949
3696 | 1305.548 | 0 | 0 | 0 | 0 | 1773.9 | 0 | 0 | 0 | 2393069.5042 | 0
3697 | 1315.1098 | 0 | 0 | 0 | 0 | 1637.5 | 0 | 0 | 0 | 1564980.6275 | 0
3698 | 1071.6526 | 0 | 0 | 0 | 0 | 1103 | 0 | 0 | 0 | 1275266.6523 | 0
3699 | 1255.5327 | 0 | 0 | 0 | 0 | 1038.05 | 0 | 0 | 0 | 1494083.8547 | 0
3700 | 806.1299 | 0 | 0 | 0 | 0 | 968.4 | 0 | 0 | 0 | 959294.6131 | 0
3701 | 750.2304 | 0 | 0 | 0 | 0 | 977.5 | 0 | 0 | 0 | 892774.1837 | 0
3702 | 706.0992 | 0 | 0 | 0 | 0 | 990.4 | 0 | 0 | 0 | 840258.0554 | 0
3703 | 1144.1924 | 0 | 0 | 0 | 0 | 668.95 | 0 | 0 | 0 | 2097304.6527 | 0
3704 | 1174.6209 | 0 | 0 | 0 | 0 | 344.9 | 0 | 0 | 0 | 2153080.0235 | 0
3705 | 1421.8944 | 0 | 0 | 0 | 0 | 399.9 | 0 | 0 | 0 | 2606332.4444 | 0
3706 | 1445.488 | 332.9328 | 332.9328 | 324.0969 | 324.0969 | 421.4 | 143768.2888 | 116674.8885 | 52925.0258 | 2055509.9512 | 511619.3862
3707 | 1314.3991 | 811.0021 | 811.0021 | 789.4786 | 789.4786 | 427.1 | 356240.4204 | 284212.2903 | 128921.8528 | 962179.2596 | 1241770.8652
3708 | 1630.578 | 1656.5757 | 1656.5757 | 1612.6111 | 1612.6111 | 420.5 | 715945.3739 | 580539.9902 | 263339.39 | 32933.3207 | 2547119.2069
3709 | 1339.1925 | 1429.5917 | 1391.16 | 1391.6511 | 1339.1925 | 422.45 | 595155.3077 | 482109.3126 | 218690.141 | 0 | 2112643.1836
3710 | 1441.9686 | 1497.9232 | 1497.9232 | 1458.1691 | 1441.9686 | 811.15 | 1231773.0132 | 519108.6906 | 235473.4699 | 0 | 1714284.3523
3711 | 1484.2371 | 1541.8324 | 1541.8324 | 1500.9131 | 1484.2371 | 1692.6 | 2641276.7106 | 534325.3492 | 242375.9153 | 0 | 456254.4538
3712 | 1687.8042 | 1532.0573 | 1532.0573 | 1491.3973 | 1491.3973 | 1872.1 | 2932669.9296 | 536903.0373 | 243545.1833 | 360013.7914 | 190749.718
3713 | 1368.332 | 809.8002 | 809.8002 | 788.3086 | 788.3086 | 1904.75 | 1573411.0715 | 283791.0905 | 128730.7919 | 1063182.9181 | 75086.3927
3714 | 1435.4445 | 187.1116 | 187.1116 | 182.1457 | 182.1457 | 1814.05 | 346847.2426 | 65572.4698 | 29744.4009 | 2297296.6502 | 33870.0021
3715 | 1408.5208 | 1159.2832 | 1159.2832 | 1128.5165 | 1128.5165 | 1707.3 | 2023362.4973 | 406265.9402 | 184286.7445 | 951454.6508 | 330316.7797
3716 | 1324.6715 | 1225.3959 | 1225.3959 | 1192.8746 | 1192.8746 | 1775.5 | 2217291.8131 | 429434.8406 | 194796.4152 | 447846.1199 | 267800.3381
3717 | 1376.1579 | 1225.3959 | 1225.3959 | 1192.8746 | 1192.8746 | 1797.4 | 2244401.9389 | 429434.8406 | 194796.4152 | 622796.9071 | 241676.3853
3718 | 889.2437 | 923.7509 | 923.7509 | 899.235 | 889.2437 | 1874.55 | 1748092.9616 | 320127.7276 | 145213.4942 | 0 | 111555.6206
3719 | 1277.5983 | 1225.3959 | 1225.3959 | 1192.8746 | 1192.8746 | 1819.75 | 2284358.4572 | 429434.8406 | 194796.4152 | 287891.1111 | 215015.639
3720 | 914.2514 | 0 | 0 | 0 | 0 | 1821.85 | 0 | 0 | 0 | 1675822.7575 | 0
3721 | 1040.0253 | 0 | 0 | 0 | 0 | 1684.55 | 0 | 0 | 0 | 1237630.0939 | 0
3722 | 1225.3763 | 0 | 0 | 0 | 0 | 1314 | 0 | 0 | 0 | 1458197.8339 | 0
3723 | 1041.4963 | 0 | 0 | 0 | 0 | 1042.1 | 0 | 0 | 0 | 1239380.6315 | 0
3724 | 1069.4461 | 0 | 0 | 0 | 0 | 319.7 | 0 | 0 | 0 | 1272640.8459 | 0
3725 | 1206.9883 | 0 | 0 | 0 | 0 | 313.5 | 0 | 0 | 0 | 1436316.1139 | 0
3726 | 1139.3205 | 0 | 0 | 0 | 0 | 310.6 | 0 | 0 | 0 | 1355791.3831 | 0
3727 | 968.3737 | 0 | 0 | 0 | 0 | 313.5 | 0 | 0 | 0 | 1775028.9705 | 0
3728 | 1216.8397 | 0 | 0 | 0 | 0 | 344.9 | 0 | 0 | 0 | 2230467.1738 | 0
3729 | 1270.5584 | 456.321 | 456.321 | 444.2104 | 444.2104 | 399.75 | 186261.4723 | 159915.7608 | 72539.5659 | 1514695.8078 | 710847.7671
3730 | 1288.7009 | 934.9336 | 934.9336 | 910.121 | 910.121 | 421.4 | 404217.6231 | 327643.558 | 148622.7584 | 693937.0147 | 1436717.0017
3731 | 1265.5835 | 819.8902 | 819.8902 | 798.1307 | 798.1307 | 427.1 | 360920.4406 | 287327.0573 | 130334.7457 | 856841.0142 | 1255379.8011
3732 | 1527.2199 | 1511.2033 | 1511.2033 | 1471.0968 | 1471.0968 | 420.5 | 654622.258 | 529594.8388 | 240230.1032 | 102873.781 | 2323597.355
3733 | 1609.8915 | 1672.3635 | 1672.3635 | 1627.9798 | 1609.8915 | 422.45 | 717046.4544 | 579560.9328 | 262895.2787 | 0 | 2539683.5471
3734 | 1684.8217 | 1750.2001 | 1750.2001 | 1703.7507 | 1684.8217 | 776.2 | 1378753.1192 | 606535.798 | 275131.3772 | 0 | 2061884.7487
3735 | 1461.4939 | 1518.2059 | 1518.2059 | 1477.9135 | 1461.4939 | 463.9 | 714705.3908 | 526137.7979 | 238661.9511 | 0 | 2245000.7537
3736 | 1490.238 | 1500.6802 | 1500.6802 | 1460.853 | 1460.853 | 862.6 | 1324675.8682 | 525907.0654 | 238557.2883 | 53862.7869 | 1661574.156
3737 | 1239.2694 | 762.6582 | 762.6582 | 742.4177 | 742.4177 | 1860.8 | 1441104.2427 | 267270.3754 | 121236.812 | 910729.1194 | 103344.5452
3738 | 1422.6934 | 139.4814 | 139.4814 | 135.7796 | 135.7796 | 1737.85 | 245915.8356 | 48880.6536 | 22172.8076 | 2358912.9398 | 35594.6204
3739 | 1531.3527 | 1225.3959 | 1225.3959 | 1192.8746 | 1192.8746 | 1718.85 | 2135791.4219 | 429434.8406 | 194796.4152 | 1150148.5691 | 335376.6818
3740 | 1093.7182 | 1136.1595 | 1136.1595 | 1106.0064 | 1093.7182 | 1804.65 | 2057907.2634 | 393738.57 | 178604.1902 | 0 | 213657.8113
3741 | 818.6338 | 850.4009 | 850.4009 | 827.8317 | 818.6338 | 1847.9 | 1579308.8288 | 294708.1562 | 133682.8942 | 0 | 124514.196
3742 | 913.5158 | 948.9648 | 948.9648 | 923.7798 | 913.5158 | 1913.55 | 1826984.9426 | 328865.7053 | 149177.138 | 0 | 78973.4451
3743 | 1149.6178 | 1194.2286 | 1194.2286 | 1162.5345 | 1149.6178 | 1824.7 | 2205838.3159 | 413862.3972 | 187732.5818 | 0 | 201527.9951
3744 | 1036.3477 | 0 | 0 | 0 | 0 | 1722 | 0 | 0 | 0 | 1899625.3139 | 0
3745 | 967.2088 | 0 | 0 | 0 | 0 | 1121.35 | 0 | 0 | 0 | 1150978.482 | 0
3746 | 1274.6562 | 0 | 0 | 0 | 0 | 1053.05 | 0 | 0 | 0 | 1516840.8435 | 0
3747 | 962.0602 | 0 | 0 | 0 | 0 | 651.8 | 0 | 0 | 0 | 1144851.6004 | 0
3748 | 1158.444 | 0 | 0 | 0 | 0 | 319.7 | 0 | 0 | 0 | 1378548.3719 | 0
3749 | 1215.0791 | 0 | 0 | 0 | 0 | 313.8 | 0 | 0 | 0 | 1445944.0707 | 0
3750 | 663.439 | 0 | 0 | 0 | 0 | 310.75 | 0 | 0 | 0 | 789492.4645 | 0
3751 | 831.19 | 0 | 0 | 0 | 0 | 313.65 | 0 | 0 | 0 | 1523571.294 | 0
3752 | 900.2029 | 0 | 0 | 0 | 0 | 344.9 | 0 | 0 | 0 | 1650071.9815 | 0
3753 | 1016.1898 | 131.9261 | 131.9261 | 128.4249 | 128.4249 | 399.75 | 53923.3905 | 46232.9561 | 20971.7826 | 1627273.1826 | 205511.911
3754 | 1501.8804 | 119.9674 | 119.9674 | 116.7835 | 116.7835 | 421.25 | 51651.5181 | 42042.0728 | 19070.7514 | 2538882.4918 | 184372.0069
3755 | 1433.3713 | 1233.0488 | 1233.0488 | 1200.3243 | 1200.3243 | 427.1 | 539675.0166 | 432116.7584 | 196012.9629 | 427175.0524 | 1887990.1368
3756 | 1371.731 | 329.6782 | 329.6782 | 320.9287 | 320.9287 | 420.5 | 141798.8171 | 115534.3363 | 52407.6587 | 1926120.6325 | 506906.9005
3757 | 1529.9046 | 727.6339 | 727.6339 | 708.3229 | 708.3229 | 422.45 | 313099.9325 | 254996.2424 | 115669.1288 | 1505959.2607 | 1117414.7838
3758 | 1387.7571 | 238.388 | 238.388 | 232.0613 | 232.0613 | 451.55 | 110318.2617 | 83542.083 | 37895.6171 | 2118390.2937 | 359335.3847
3759 | 1085.9861 | 406.7118 | 406.7118 | 395.9179 | 395.9179 | 463.6 | 193495.9587 | 142530.4393 | 64653.391 | 1264895.0252 | 608288.2416
3760 | 1513.4915 | 339.4679 | 339.4679 | 330.4586 | 330.4586 | 816.55 | 284605.8397 | 118965.0941 | 53963.8885 | 2168499.2585 | 391081.2239
3761 | 1215.0892 | 218.3775 | 218.3775 | 212.5819 | 212.5819 | 1243.75 | 278200.0671 | 76529.4889 | 34714.6265 | 1837595.7901 | 160765.0721
3762 | 1339.0123 | 38.3693 | 38.3693 | 37.351 | 37.351 | 1111.8 | 43705.0833 | 13446.3572 | 6099.417 | 2385945.2379 | 33175.1512
3763 | 1233.4671 | 1151.325 | 1151.325 | 1120.7694 | 1120.7694 | 1100 | 1299194.2282 | 403476.9933 | 183021.6472 | 382946.5307 | 1008692.4832
3764 | 1164.3282 | 1209.5095 | 1209.5095 | 1177.4097 | 1164.3282 | 1108.6 | 1360981.2528 | 419158.1412 | 190134.7902 | 0 | 1037881.9792
3765 | 1034.1411 | 1074.2706 | 1074.2706 | 1045.76 | 1034.1411 | 1386.75 | 1514569.7121 | 372290.8064 | 168875.2464 | 0 | 634186.9683
3766 | 1329.8202 | 1225.3959 | 1225.3959 | 1192.8746 | 1192.8746 | 1819.6 | 2289104.2586 | 429434.8406 | 194796.4152 | 465341.1987 | 215194.5701
3767 | 1057.6778 | 1098.7209 | 1098.7209 | 1069.5615 | 1057.6778 | 1752.65 | 1959261.1624 | 380763.9968 | 172718.7797 | 0 | 261616.5962
3768 | 1348.9437 | 0 | 0 | 0 | 0 | 1313.5 | 0 | 0 | 0 | 2472613.7874 | 0
3769 | 972.3574 | 0 | 0 | 0 | 0 | 1075.45 | 0 | 0 | 0 | 1157105.3637 | 0
3770 | 1018.6952 | 0 | 0 | 0 | 0 | 1037.1 | 0 | 0 | 0 | 1212247.2987 | 0
3771 | 1329.8202 | 0 | 0 | 0 | 0 | 991.15 | 0 | 0 | 0 | 1582486.0047 | 0
3772 | 1226.8474 | 0 | 0 | 0 | 0 | 968.4 | 0 | 0 | 0 | 1459948.3715 | 0
3773 | 759.7922 | 0 | 0 | 0 | 0 | 993.45 | 0 | 0 | 0 | 904152.6783 | 0
3774 | 961.3246 | 0 | 0 | 0 | 0 | 1029.45 | 0 | 0 | 0 | 1143976.3316 | 0
3775 | 883.3154 | 0 | 0 | 0 | 0 | 993.45 | 0 | 0 | 0 | 1619117.1218 | 0
3776 | 819.4309 | 0 | 0 | 0 | 0 | 345.2 | 0 | 0 | 0 | 1502016.8157 | 0
3777 | 938.7295 | 427.7995 | 427.7995 | 416.446 | 416.446 | 399.9 | 174850.985 | 149920.5479 | 68005.6263 | 957345.6691 | 666355.1908
3778 | 1175.0134 | 1220.6091 | 1220.6091 | 1188.2148 | 1175.0134 | 421.25 | 520047.7448 | 423004.8373 | 191879.6943 | 0 | 1855051.7737
3779 | 1296.981 | 1347.31 | 1347.31 | 1311.5531 | 1296.981 | 427.1 | 583278.8007 | 466913.1751 | 211797.0042 | 0 | 2040021.4149
3780 | 1264.4646 | 1313.5322 | 1313.5322 | 1278.6718 | 1264.4646 | 420.5 | 558432.0439 | 455207.2639 | 206487.0728 | 0 | 1997221.8704
3781 | 1379.1589 | 1432.6769 | 1432.6769 | 1394.6545 | 1379.1589 | 422.45 | 609794.624 | 496497.1874 | 225216.6409 | 0 | 2175692.0501
3782 | 1238.6166 | 1286.6812 | 1286.6812 | 1252.5334 | 1238.6166 | 451.55 | 590795.674 | 445901.9796 | 202266.0924 | 0 | 1917935.8898
3783 | 1071.4449 | 1113.0222 | 1113.0222 | 1083.4832 | 1071.4449 | 463.6 | 525935.8287 | 385720.1514 | 174966.9465 | 0 | 1646167.8906
3784 | 1163.5669 | 1208.7189 | 1208.7189 | 1176.6402 | 1163.5669 | 457.05 | 562818.6389 | 418884.0865 | 190010.4759 | 0 | 1795325.5592
3785 | 930.6139 | 585.6844 | 585.6844 | 570.1406 | 570.1406 | 1153.75 | 695237.5566 | 205250.6184 | 93103.9611 | 660747.6013 | 482481.4885
3786 | 930.0798 | 154.6427 | 154.6427 | 150.5386 | 150.5386 | 752.45 | 119858.3677 | 54193.8868 | 24582.9492 | 1428898.9902 | 187804.3987
3787 | 892.9213 | 927.5706 | 927.5706 | 902.9534 | 892.9213 | 1369.8 | 1291933.348 | 321451.6636 | 145814.0463 | 0 | 562718.8142
3788 | 1206.2528 | 1225.3959 | 1225.3959 | 1192.8746 | 1192.8746 | 1727.45 | 2178604.8736 | 429434.8406 | 194796.4152 | 45459.306 | 325117.9606
3789 | 1006.9269 | 1046.0005 | 1046.0005 | 1018.2403 | 1006.9269 | 1722 | 1834868.8479 | 362493.68 | 164431.161 | 0 | 279925.6751
3790 | 984.8613 | 1023.0783 | 1023.0783 | 995.9263 | 984.8613 | 1819.6 | 1890463.0717 | 354550.0639 | 160827.8484 | 0 | 177668.9244
3791 | 1077.5368 | 1119.3506 | 1119.3506 | 1089.6436 | 1077.5368 | 1742.75 | 1991171.9516 | 387913.2512 | 175961.7609 | 0 | 277196.3441
3792 | 956.176 | 0 | 0 | 0 | 0 | 1515.85 | 0 | 0 | 0 | 1752670.6232 | 0
3793 | 959.8536 | 0 | 0 | 0 | 0 | 880.95 | 0 | 0 | 0 | 1759411.6642 | 0
3794 | 1045.1739 | 0 | 0 | 0 | 0 | 687.7 | 0 | 0 | 0 | 1915803.8119 | 0
3795 | 993.6875 | 0 | 0 | 0 | 0 | 327.25 | 0 | 0 | 0 | 1821429.2401 | 0
3796 | 951.0274 | 0 | 0 | 0 | 0 | 319.4 | 0 | 0 | 0 | 1743233.1661 | 0
3797 | 970.1509 | 0 | 0 | 0 | 0 | 313.5 | 0 | 0 | 0 | 1778286.5786 | 0
3798 | 989.2744 | 0 | 0 | 0 | 0 | 310.45 | 0 | 0 | 0 | 1813339.991 | 0
3799 | 814.7659 | 290.7666 | 290.7666 | 283.0499 | 283.0499 | 313.5 | 93435.368 | 101897.9478 | 46222.0413 | 974635.4213 | 477363.5804
3800 | 269.8053 | 280.2747 | 280.2747 | 272.8364 | 269.8053 | 344.9 | 97740.7871 | 97129.9035 | 44059.2035 | 0 | 446554.2555
3801 | 129.9866 | 418.9635 | 135.0311 | 407.8444 | 129.9866 | 399.75 | 54566.5356 | 46795.1803 | 21226.8137 | 0 | 208011.0757
3802 | 207.7449 | 885.795 | 215.8065 | 862.2865 | 207.7449 | 421.25 | 91922.9441 | 74788.1523 | 33924.7369 | 0 | 327977.2097
3803 | 159.9664 | 628.132 | 166.1745 | 611.4617 | 159.9664 | 427.1 | 72016.4171 | 57587.9067 | 26122.5143 | 0 | 251611.1622
3804 | 171.8487 | 940.1505 | 178.5176 | 915.1994 | 171.8487 | 420.5 | 76009.0715 | 61865.5439 | 28062.8981 | 0 | 271435.0739
3805 | 132.4947 | 1176.7269 | 137.6354 | 1145.4972 | 132.4947 | 422.45 | 58623.6964 | 47698.1047 | 21636.3903 | 0 | 209017.0695
3806 | 124.5833 | 2255.4186 | 129.4185 | 2195.561 | 124.5833 | 451.55 | 59240.3606 | 44849.9873 | 20344.4526 | 0 | 192911.0079
3807 | 178.8941 | 1687.851 | 185.8359 | 1643.0563 | 178.8941 | 463.6 | 87459.9796 | 64401.8743 | 29213.4058 | 0 | 274852.8882
3808 | 197.9358 | 1295.6658 | 205.6169 | 1261.2796 | 197.9358 | 1605.15 | 335552.8059 | 71256.884 | 32322.9143 | 0 | 78154.9462
3809 | 169.2818 | 473.6493 | 175.8509 | 461.0789 | 169.2818 | 1647.35 | 292832.8938 | 60941.4366 | 27643.7128 | 0 | 59697.2156
3810 | 186.6658 | 193.9095 | 193.9095 | 188.7633 | 186.6658 | 952.4 | 186964.3358 | 67199.6821 | 30482.5225 | 0 | 195551.0749
3811 | 128.716 | 133.7108 | 133.7108 | 130.1622 | 128.716 | 880.6 | 119068.6966 | 46337.7604 | 21019.323 | 0 | 144084.6904
3812 | 181.6734 | 188.7228 | 188.7228 | 183.7142 | 181.6734 | 1398.1 | 266775.8342 | 65402.439 | 29667.273 | 0 | 109348.9787
3813 | 183.1445 | 190.2509 | 190.2509 | 185.2017 | 183.1445 | 1611.4 | 309634.2805 | 65932.0134 | 29907.4938 | 0 | 71169.7584
3814 | 100.0307 | 103.9127 | 103.9127 | 101.1549 | 100.0307 | 1753.55 | 184463.1562 | 36011.0595 | 16335.0167 | 0 | 24652.5712
3815 | 90.469 | 93.9796 | 93.9796 | 91.4855 | 90.469 | 966.75 | 92398.6542 | 32568.8259 | 14773.5813 | 0 | 93477.0537
3816 | 94.1466 | 97.8004 | 97.8004 | 95.2048 | 94.1466 | 383.2 | 38102.2382 | 33892.7619 | 15374.1334 | 0 | 152216.1595
3817 | 85.3203 | 88.6308 | 88.6308 | 86.2786 | 85.3203 | 721.75 | 64866.0644 | 30715.3155 | 13932.8084 | 0 | 109060.29
3818 | 91.2045 | 94.7431 | 94.7431 | 92.2287 | 91.2045 | 998.15 | 95868.593 | 32833.6131 | 14893.6917 | 0 | 91372.7274
3819 | 86.7914 | 90.1589 | 90.1589 | 87.7661 | 86.7914 | 986.6 | 90356.4701 | 31244.8899 | 14173.0292 | 0 | 87953.9994
3820 | 90.469 | 93.9796 | 93.9796 | 91.4855 | 90.469 | 976.35 | 93132.5336 | 32568.8259 | 14773.5813 | 0 | 92608.5517
3821 | 85.3203 | 88.6308 | 88.6308 | 86.2786 | 85.3203 | 969.65 | 87260.7714 | 30715.3155 | 13932.8084 | 0 | 87909.462
3822 | 86.0558 | 89.3954 | 89.3954 | 87.0229 | 86.0558 | 964.7 | 87490.2317 | 30980.1027 | 14052.9188 | 0 | 89093.6119
3823 | 73.9979 | 76.8684 | 76.8684 | 74.8284 | 73.9979 | 978.55 | 76036.8099 | 26639.2475 | 12083.8586 | 0 | 75584.2357
3824 | 92.8447 | 96.4478 | 96.4478 | 93.8882 | 92.8447 | 1013.6 | 98822.413 | 33424.0885 | 15161.5379 | 0 | 91582.0026
3825 | 624.5034 | 648.7367 | 648.7367 | 631.5196 | 624.5034 | 1103.1 | 724464.2937 | 224821.2149 | 101981.4011 | 0 | 560116.7407
3826 | 1169.1854 | 1214.5549 | 1214.5549 | 1182.3213 | 1169.1854 | 726.2 | 893239.646 | 420906.7296 | 190927.9693 | 0 | 1489308.3116
3827 | 1182.7428 | 1228.639 | 1228.639 | 1196.0316 | 1182.7428 | 408.5 | 510004.703 | 425787.4199 | 193141.9046 | 0 | 1882335.2187
3828 | 1218.137 | 1265.4065 | 1265.4065 | 1231.8233 | 1218.137 | 407.55 | 523162.1746 | 438529.311 | 198921.768 | 0 | 1939822.2258
3829 | 1041.8558 | 1517.7405 | 1082.286 | 1477.4605 | 1041.8558 | 412.3 | 450643.2604 | 375068.093 | 170135.0544 | 0 | 1654154.4759
3830 | 1119.2978 | 1162.7321 | 1162.7321 | 1131.8738 | 1119.2978 | 440.25 | 520307.8128 | 402947.2069 | 182781.3303 | 0 | 1745824.7389
3831 | 1117.0011 | 1273.4978 | 1160.3459 | 1239.6998 | 1117.0011 | 1508.45 | 1784230.9381 | 402120.4086 | 182406.2853 | 0 | 549061.9079
3832 | 1182.9589 | 1084.3387 | 1084.3387 | 1055.5609 | 1055.5609 | 1576.8 | 1755878.3304 | 380001.9311 | 172373.0982 | 233520.483 | 446713.3813
3833 | 1307.3767 | 573.3371 | 573.3371 | 558.1211 | 558.1211 | 1549.2 | 911415.9827 | 200923.5824 | 91141.1695 | 1373385.5802 | 251600.9749
3834 | 1228.2872 | 158.3211 | 158.3211 | 154.1194 | 154.1194 | 1504.8 | 245106.132 | 55482.9693 | 25167.6914 | 1968949.5623 | 76319.9067
3835 | 1151.8243 | 1196.5202 | 1196.5202 | 1164.7652 | 1151.8243 | 1494.6 | 1821543.0923 | 414656.7588 | 188092.9131 | 0 | 582131.8496
3836 | 1090.7762 | 1133.1033 | 1133.1033 | 1103.0313 | 1090.7762 | 1504.35 | 1737210.6246 | 392679.4212 | 178123.7486 | 0 | 540643.1244
3837 | 1351.8858 | 1225.3959 | 1225.3959 | 1192.8746 | 1192.8746 | 1570 | 1978627.3755 | 429434.8406 | 194796.4152 | 540320.1075 | 512936.0597
3838 | 1092.9827 | 1135.3959 | 1135.3959 | 1105.2631 | 1092.9827 | 1532.3 | 1768318.8123 | 393473.7828 | 178484.0798 | 0 | 511188.0228
3839 | 716.3965 | 744.1956 | 744.1956 | 724.445 | 716.3965 | 1284 | 976307.7603 | 257902.7351 | 116987.5462 | 0 | 512939.536
3840 | 1042.2318 | 0 | 0 | 0 | 0 | 718.05 | 0 | 0 | 0 | 1910410.9792 | 0
3841 | 806.8654 | 0 | 0 | 0 | 0 | 726.65 | 0 | 0 | 0 | 960169.8819 | 0
3842 | 816.4272 | 0 | 0 | 0 | 0 | 591.9 | 0 | 0 | 0 | 971548.3764 | 0
3843 | 912.0448 | 0 | 0 | 0 | 0 | 331 | 0 | 0 | 0 | 1085333.3215 | 0
3844 | 945.1432 | 0 | 0 | 0 | 0 | 571.95 | 0 | 0 | 0 | 1124720.4178 | 0
3845 | 937.788 | 0 | 0 | 0 | 0 | 313.8 | 0 | 0 | 0 | 1115967.7298 | 0
3846 | 909.1027 | 0 | 0 | 0 | 0 | 303.2 | 0 | 0 | 0 | 1081832.2462 | 0
3847 | 944.3424 | 0 | 0 | 0 | 0 | 292.7 | 0 | 0 | 0 | 1730979.639 | 0
3848 | 881.4527 | 0 | 0 | 0 | 0 | 299.9 | 0 | 0 | 0 | 1615702.7846 | 0
3849 | 933.853 | 836.1308 | 836.1308 | 813.9404 | 813.9404 | 318.8 | 273148.0865 | 293018.533 | 132916.4623 | 219799.808 | 1368396.5491
3850 | 994.1031 | 1032.6789 | 1032.6789 | 1005.2722 | 994.1031 | 332.85 | 347262.7648 | 357877.1151 | 162337.0358 | 0 | 1657318.8165
3851 | 1339.2413 | 1391.2099 | 1391.2099 | 1354.288 | 1339.2413 | 345.9 | 486803.9702 | 482126.8547 | 218698.0982 | 0 | 2215238.5381
3852 | 1246.3699 | 1294.7351 | 1294.7351 | 1260.3735 | 1246.3699 | 348.15 | 457088.5182 | 448693.1676 | 203532.2063 | 0 | 2058816.1358
3853 | 1003.5325 | 1042.4738 | 1042.4738 | 1014.8071 | 1003.5325 | 355.15 | 377406.5713 | 361271.687 | 163876.8514 | 0 | 1650660.3734
3854 | 1101.4945 | 1144.2372 | 1144.2372 | 1113.8698 | 1101.4945 | 371.1 | 432071.822 | 396538.0326 | 179874.0576 | 0 | 1794224.4481
3855 | 1463.9441 | 1520.752 | 1520.752 | 1480.3921 | 1463.9441 | 375.7 | 581996.8488 | 527019.8702 | 239062.0689 | 0 | 2377884.3756
3856 | 1017.2747 | 1056.7501 | 1056.7501 | 1028.7045 | 1017.2747 | 366.25 | 394655.8156 | 366218.905 | 166120.9644 | 0 | 1661972.5999
3857 | 1145.9282 | 158.7844 | 158.7844 | 154.5704 | 154.5704 | 348.95 | 56973.6577 | 55645.3333 | 25241.3415 | 1817158.9349 | 255203.4098
3858 | 1215.9093 | 18.5811 | 18.5811 | 18.088 | 18.088 | 334.35 | 6398.5643 | 6511.6686 | 2953.7652 | 2195606.4443 | 30128.2243
3859 | 1031.199 | 941.5248 | 941.5248 | 916.5373 | 916.5373 | 334.5 | 324938.6274 | 329953.4219 | 149670.5383 | 389620.6802 | 1526492.8452
3860 | 1098.8669 | 1141.5083 | 1141.5083 | 1111.2133 | 1098.8669 | 598.65 | 698625.9239 | 395592.0804 | 179444.9631 | 0 | 1539897.1163
3861 | 1268.772 | 1225.3959 | 1225.3959 | 1192.8746 | 1192.8746 | 357.25 | 452726.4744 | 429434.8406 | 194796.4152 | 257899.5476 | 1959594.6791
3862 | 1276.1272 | 1225.3959 | 1225.3959 | 1192.8746 | 1192.8746 | 372.75 | 471810.8814 | 429434.8406 | 194796.4152 | 282892.5172 | 1941105.1234
3863 | 1315.8453 | 1225.3959 | 1225.3959 | 1192.8746 | 1192.8746 | 374.15 | 473861.5183 | 429434.8406 | 194796.4152 | 417854.553 | 1939435.099
3864 | 1015.0176 | 0 | 0 | 0 | 0 | 359 | 0 | 0 | 0 | 1860527.2773 | 0
3865 | 1181.9806 | 0 | 0 | 0 | 0 | 356.45 | 0 | 0 | 0 | 1406556.9735 | 0
3866 | 934.1104 | 0 | 0 | 0 | 0 | 338.1 | 0 | 0 | 0 | 1111591.3856 | 0
3867 | 1097.3959 | 0 | 0 | 0 | 0 | 327.15 | 0 | 0 | 0 | 1305901.0615 | 0
3868 | 1369.5383 | 0 | 0 | 0 | 0 | 319.4 | 0 | 0 | 0 | 1629750.5199 | 0
3869 | 1001.0427 | 0 | 0 | 0 | 0 | 313.5 | 0 | 0 | 0 | 1191240.8475 | 0
3870 | 1035.6122 | 0 | 0 | 0 | 0 | 310.45 | 0 | 0 | 0 | 1232378.4811 | 0
3871 | 734.6806 | 0 | 0 | 0 | 0 | 313.5 | 0 | 0 | 0 | 1346669.5292 | 0
3872 | 858.4429 | 0 | 0 | 0 | 0 | 344.9 | 0 | 0 | 0 | 1573525.7772 | 0
3873 | 945.9468 | 0 | 0 | 0 | 0 | 399.75 | 0 | 0 | 0 | 1733920.4182 | 0
3874 | 1313.9909 | 1083.8297 | 1083.8297 | 1055.0654 | 1055.0654 | 421.25 | 469865.9361 | 379823.5492 | 172292.1822 | 474610.3453 | 1665684.5231
3875 | 1203.8265 | 1250.5412 | 1250.5412 | 1217.3525 | 1203.8265 | 427.1 | 545237.2765 | 433377.545 | 196584.8697 | 0 | 1893497.9154
3876 | 1170.5985 | 1216.0228 | 1216.0228 | 1183.7502 | 1170.5985 | 420.5 | 522399.1744 | 421415.4521 | 191158.7315 | 0 | 1848960.296
3877 | 1180.2871 | 1226.0877 | 1226.0877 | 1193.548 | 1180.2871 | 422.45 | 525365.1954 | 424903.3614 | 192740.8859 | 0 | 1861961.9383
3878 | 935.0749 | 971.3604 | 971.3604 | 945.581 | 935.0749 | 451.55 | 445232.2207 | 336626.9492 | 152697.7244 | 0 | 1447916.6651
3879 | 1443.3311 | 1499.3391 | 1499.3391 | 1459.5475 | 1443.3311 | 463.6 | 708064.2459 | 519599.2086 | 235695.9743 | 0 | 2217533.9558
3880 | 1115.1485 | 446.7588 | 446.7588 | 434.902 | 434.902 | 457.15 | 210717.6556 | 156564.7288 | 71019.5006 | 1246891.8705 | 670988.5883
3881 | 1294.3433 | 255.279 | 255.279 | 248.504 | 248.504 | 1289.7 | 338715.8015 | 89461.4508 | 40580.7081 | 1917023.3508 | 176512.4125
3882 | 1231.2495 | 141.7709 | 141.7709 | 138.0084 | 138.0084 | 717.4 | 104589.0036 | 49683.0083 | 22536.7646 | 2003910.9395 | 177009.5177
3883 | 1327.6136 | 873.5236 | 873.5236 | 850.3408 | 850.3408 | 1439.5 | 1292321.4241 | 306122.6881 | 138860.6527 | 1621773.0143 | 476616.0185
3884 | 1377.629 | 1225.3959 | 1225.3959 | 1192.8746 | 1192.8746 | 1378.4 | 1733131.7724 | 429434.8406 | 194796.4152 | 627795.5011 | 741490.8248
3885 | 1547.5341 | 1225.3959 | 1225.3959 | 1192.8746 | 1192.8746 | 1395.35 | 1759628.2101 | 429434.8406 | 194796.4152 | 1205133.1056 | 721271.6011
3886 | 1445.2968 | 1225.3959 | 1225.3959 | 1192.8746 | 1192.8746 | 1700.05 | 2144281.1742 | 429434.8406 | 194796.4152 | 857730.8248 | 357802.7235
3887 | 1164.3282 | 1209.5095 | 1209.5095 | 1177.4097 | 1164.3282 | 1604.15 | 1978601.7462 | 419158.1412 | 190134.7902 | 0 | 460899.2388
3888 | 1151.8243 | 0 | 0 | 0 | 0 | 383.1 | 0 | 0 | 0 | 2111293.9969 | 0
3889 | 1028.257 | 0 | 0 | 0 | 0 | 881.05 | 0 | 0 | 0 | 1223625.7931 | 0
3890 | 1179.7741 | 0 | 0 | 0 | 0 | 338.2 | 0 | 0 | 0 | 1403931.1671 | 0
3891 | 1259.2103 | 0 | 0 | 0 | 0 | 327.25 | 0 | 0 | 0 | 1498460.1987 | 0
3892 | 1282.0114 | 0 | 0 | 0 | 0 | 319.5 | 0 | 0 | 0 | 1525593.5315 | 0
3893 | 1181.9806 | 0 | 0 | 0 | 0 | 313.6 | 0 | 0 | 0 | 1406556.9735 | 0
3894 | 970.8864 | 0 | 0 | 0 | 0 | 310.6 | 0 | 0 | 0 | 1155354.8261 | 0
3895 | 956.4739 | 0 | 0 | 0 | 0 | 313.7 | 0 | 0 | 0 | 1753216.6475 | 0
3896 | 799.5406 | 0 | 0 | 0 | 0 | 345.1 | 0 | 0 | 0 | 1465557.8963 | 0
3897 | 1009.7099 | 0 | 0 | 0 | 0 | 649.35 | 0 | 0 | 0 | 1850798.2705 | 0
3898 | 1208.6635 | 368.6988 | 368.6988 | 358.9137 | 358.9137 | 670.85 | 253001.7183 | 129208.9495 | 58610.6152 | 1557591.252 | 477050.2091
3899 | 1010.5833 | 0 | 0 | 0 | 0 | 427.1 | 0 | 0 | 0 | 1852399.2677 | 0
3900 | 1237.7156 | 0 | 0 | 0 | 0 | 420.5 | 0 | 0 | 0 | 2268732.6911 | 0
3901 | 1291.5998 | 1027.327 | 1027.327 | 1000.0623 | 1000.0623 | 422.45 | 442585.2355 | 360022.4268 | 163310.173 | 534388.2328 | 1577648.276
3902 | 1072.2006 | 182.7154 | 182.7154 | 177.8662 | 177.8662 | 451.55 | 84476.3853 | 64031.8324 | 29045.5506 | 1639314.9754 | 275416.9189
3903 | 1315.8048 | 129.8038 | 129.8038 | 126.3589 | 126.3589 | 463.8 | 61746.8282 | 45489.2126 | 20634.4123 | 2180254.3603 | 194112.5791
3904 | 1295.1505 | 158.0749 | 158.0749 | 153.8797 | 153.8797 | 956.65 | 154735.5549 | 55396.6907 | 25128.5544 | 2091949.4141 | 160550.3813
3905 | 1370.3069 | 80.6268 | 80.6268 | 78.487 | 78.487 | 1561.75 | 128625.4363 | 28255.3338 | 12816.9334 | 2367905.7513 | 34396.9446
3906 | 1281.582 | 53.0975 | 53.0975 | 51.6883 | 51.6883 | 1488.7 | 80922.0711 | 18607.7837 | 8440.6975 | 2254395.194 | 26428.2217
3907 | 1545.3275 | 959.0983 | 959.0983 | 933.6444 | 933.6444 | 1496.95 | 1473100.3657 | 336111.9671 | 152464.1229 | 2078499.4454 | 469669.7918
3908 | 1218.0211 | 1225.3959 | 1225.3959 | 1192.8746 | 1192.8746 | 1555.55 | 1956085.2622 | 429434.8406 | 194796.4152 | 85448.0573 | 530173.097
3909 | 1410.7274 | 1225.3959 | 1225.3959 | 1192.8746 | 1192.8746 | 1637.85 | 2058398.3127 | 429434.8406 | 194796.4152 | 740263.8643 | 431999.5209
3910 | 1444.5613 | 1225.3959 | 1225.3959 | 1192.8746 | 1192.8746 | 1825.65 | 2295337.8549 | 429434.8406 | 194796.4152 | 855231.5278 | 207977.6791
3911 | 1081.9499 | 1123.9348 | 1123.9348 | 1094.1062 | 1081.9499 | 1813.7 | 2071890.5564 | 389501.9744 | 176682.4234 | 0 | 201567.2718
3912 | 1302.6059 | 0 | 0 | 0 | 0 | 1630.45 | 0 | 0 | 0 | 2387676.6715 | 0
3913 | 1140.056 | 0 | 0 | 0 | 0 | 1340.45 | 0 | 0 | 0 | 1356666.6519 | 0
3914 | 1240.0867 | 0 | 0 | 0 | 0 | 338.15 | 0 | 0 | 0 | 1475703.2099 | 0
3915 | 1393.0749 | 0 | 0 | 0 | 0 | 327.2 | 0 | 0 | 0 | 1657759.1215 | 0
3916 | 1256.2682 | 0 | 0 | 0 | 0 | 319.4 | 0 | 0 | 0 | 1494959.1235 | 0
3917 | 1270.2431 | 0 | 0 | 0 | 0 | 313.5 | 0 | 0 | 0 | 1511589.2307 | 0
3918 | 1252.5906 | 0 | 0 | 0 | 0 | 310.55 | 0 | 0 | 0 | 1490582.7795 | 0
3919 | 624.6762 | 0 | 0 | 0 | 0 | 313.65 | 0 | 0 | 0 | 1145031.5151 | 0
3920 | 1045.7035 | 0 | 0 | 0 | 0 | 344.9 | 0 | 0 | 0 | 1916774.5228 | 0
3921 | 811.5093 | 0 | 0 | 0 | 0 | 674.25 | 0 | 0 | 0 | 1487496.6138 | 0
3922 | 397.7894 | 139.8979 | 139.8979 | 136.1851 | 136.1851 | 1010.25 | 144350.4994 | 49026.6356 | 22239.0266 | 479520.769 | 134789.2015
3923 | 357.9482 | 208.6803 | 208.6803 | 203.142 | 203.142 | 427.25 | 91745.5985 | 73131.1311 | 33173.0936 | 283759.6465 | 319491.6289
3924 | 364.5053 | 550.2829 | 378.6506 | 535.6787 | 364.5053 | 420.55 | 161500.837 | 131221.9178 | 59523.7199 | 0 | 575717.939
3925 | 782.6071 | 800.4552 | 800.4552 | 779.2115 | 779.2115 | 422.45 | 345786.0786 | 280516.1439 | 127245.2397 | 6224.0742 | 1229245.119
3926 | 1248.8063 | 717.1316 | 717.1316 | 698.0993 | 698.0993 | 451.75 | 332286.3815 | 251315.7499 | 113999.6165 | 1009445.9581 | 1080832.2493
3927 | 1519.8933 | 530.849 | 530.849 | 516.7605 | 516.7605 | 463.8 | 252150.6612 | 186033.7878 | 84386.9932 | 1838742.2946 | 793847.5135
3928 | 1361.4245 | 228.6544 | 228.6544 | 222.5861 | 222.5861 | 851.4 | 199416.6273 | 80130.9837 | 36348.3045 | 2087490.9362 | 255662.3551
3929 | 1399.7203 | 471.0304 | 471.0304 | 458.5295 | 458.5295 | 1223.25 | 589907.7339 | 165070.6345 | 74877.8739 | 1725202.69 | 356162.8205
3930 | 1546.8023 | 197.6773 | 197.6773 | 192.431 | 192.431 | 787.1 | 159561.1373 | 69275.169 | 31423.9864 | 2482562.4573 | 233399.5902
3931 | 1616.673 | 857.6372 | 857.6372 | 834.876 | 834.876 | 775.35 | 681288.4148 | 300555.3516 | 136335.247 | 2656546.1968 | 1022430.8649
3932 | 1468.8335 | 1225.3959 | 1225.3959 | 1192.8746 | 1192.8746 | 1488.6 | 1867996.2836 | 429434.8406 | 194796.4152 | 937708.3275 | 610036.0486
3933 | 1634.3255 | 1225.3959 | 1225.3959 | 1192.8746 | 1192.8746 | 1749.05 | 2192913.5065 | 429434.8406 | 194796.4152 | 1500050.1469 | 299351.8702
3934 | 1700.5223 | 1225.3959 | 1225.3959 | 1192.8746 | 1192.8746 | 1825.65 | 2286254.1434 | 429434.8406 | 194796.4152 | 1724986.8767 | 207977.6791
3935 | 1246.7064 | 1225.3959 | 1225.3959 | 1192.8746 | 1192.8746 | 1819.75 | 2286929.3427 | 429434.8406 | 194796.4152 | 182920.6388 | 215015.639
3936 | 1177.5675 | 0 | 0 | 0 | 0 | 1798.05 | 0 | 0 | 0 | 2158481.2825 | 0
3937 | 1148.1467 | 0 | 0 | 0 | 0 | 1755.55 | 0 | 0 | 0 | 1366294.6087 | 0
3938 | 1455.5941 | 0 | 0 | 0 | 0 | 1176.6 | 0 | 0 | 0 | 1732156.9707 | 0
3939 | 1526.204 | 0 | 0 | 0 | 0 | 1115.65 | 0 | 0 | 0 | 1816182.7755 | 0
3940 | 902.483 | 0 | 0 | 0 | 0 | 569 | 0 | 0 | 0 | 1073954.827 | 0
3941 | 1237.1447 | 0 | 0 | 0 | 0 | 563.1 | 0 | 0 | 0 | 1472202.1347 | 0
3942 | 1238.6157 | 0 | 0 | 0 | 0 | 1098.95 | 0 | 0 | 0 | 1473952.6723 | 0
3943 | 993.8319 | 0 | 0 | 0 | 0 | 982.25 | 0 | 0 | 0 | 1821693.826 | 0
3944 | 1094.5292 | 0 | 0 | 0 | 0 | 345.1 | 0 | 0 | 0 | 2006271.9503 | 0
3945 | 975.5698 | 0 | 0 | 0 | 0 | 794.1 | 0 | 0 | 0 | 1788219.5022 | 0
3946 | 1525.9328 | 114.8129 | 114.8129 | 111.7658 | 111.7658 | 1065 | 125093.2932 | 40235.6828 | 18251.3528 | 2592168.1194 | 104501.0094
3947 | 1595.194 | 479.4375 | 479.4375 | 466.7135 | 466.7135 | 1016.1 | 500354.9531 | 168016.8487 | 76214.3094 | 2068504.724 | 459199.3819
3948 | 1689.2072 | 341.6338 | 341.6338 | 332.567 | 332.567 | 420.6 | 147483.1164 | 119724.1274 | 54308.1945 | 2486721.447 | 525256.3523
3949 | 1412.9376 | 787.5303 | 787.5303 | 766.6297 | 766.6297 | 422.55 | 340926.9796 | 275986.699 | 125190.6332 | 1184682.3632 | 1209320.0511
3950 | 1322.0172 | 1373.3175 | 1373.3175 | 1336.8704 | 1322.0172 | 1245.3 | 1734677.7037 | 475926.2006 | 215885.4127 | 0 | 997726.2299
3951 | 1567.5485 | 1628.3773 | 1628.3773 | 1585.1611 | 1567.5485 | 1302.1 | 2147446.1666 | 564317.4643 | 255980.672 | 0 | 1093992.1065
3952 | 1329.2253 | 1214.1311 | 1214.1311 | 1181.9087 | 1181.9087 | 1584.55 | 1970346.6723 | 425487.1393 | 193005.694 | 270031.3273 | 491023.9778
3953 | 1391.3492 | 426.4792 | 426.4792 | 415.1607 | 415.1607 | 1849.8 | 806845.6265 | 149457.847 | 67795.74 | 1789353.5056 | 62357.1351
3954 | 1660.1588 | 134.6364 | 134.6364 | 131.0632 | 131.0632 | 1813.9 | 250251.8397 | 47182.7489 | 21402.6191 | 2802832.1701 | 24390.8599
3955 | 1308.4901 | 857.6372 | 857.6372 | 834.876 | 834.876 | 1820.05 | 1597416.4732 | 300555.3516 | 136335.247 | 1609340.7603 | 150235.932
3956 | 1471.04 | 1225.3959 | 1225.3959 | 1192.8746 | 1192.8746 | 1898.6 | 2379730.5676 | 429434.8406 | 194796.4152 | 945206.2184 | 120957.4801
3957 | 1597.5495 | 1225.3959 | 1225.3959 | 1192.8746 | 1192.8746 | 1902.9 | 2381746.6073 | 429434.8406 | 194796.4152 | 1375085.2989 | 115828.1195
3958 | 1294.5152 | 1225.3959 | 1225.3959 | 1192.8746 | 1192.8746 | 1913.55 | 2400874.764 | 429434.8406 | 194796.4152 | 345374.9412 | 103124.0055
3959 | 1450.4455 | 1225.3959 | 1225.3959 | 1192.8746 | 1192.8746 | 1907.65 | 2398382.669 | 429434.8406 | 194796.4152 | 875225.9035 | 110161.9654
3960 | 1306.2835 | 0 | 0 | 0 | 0 | 1892 | 0 | 0 | 0 | 2394417.7123 | 0
3961 | 956.176 | 0 | 0 | 0 | 0 | 1826.45 | 0 | 0 | 0 | 1752670.6232 | 0
3962 | 976.035 | 0 | 0 | 0 | 0 | 1847.1 | 0 | 0 | 0 | 1789072.2439 | 0
3963 | 779.6512 | 0 | 0 | 0 | 0 | 1783.95 | 0 | 0 | 0 | 1429100.6621 | 0
3964 | 1012.811 | 0 | 0 | 0 | 0 | 1745.45 | 0 | 0 | 0 | 1856482.6528 | 0
3965 | 668.5877 | 0 | 0 | 0 | 0 | 1728.55 | 0 | 0 | 0 | 1225521.2281 | 0
3966 | 831.1376 | 0 | 0 | 0 | 0 | 1725.5 | 0 | 0 | 0 | 1523475.2342 | 0
3967 | 843.9182 | 0 | 0 | 0 | 0 | 1407.25 | 0 | 0 | 0 | 1546902.0364 | 0
3968 | 837.4805 | 0 | 0 | 0 | 0 | 1024.85 | 0 | 0 | 0 | 1535101.8443 | 0
3969 | 846.0043 | 81.9025 | 81.9025 | 79.7288 | 79.7288 | 1404.7 | 117507.6892 | 28702.3808 | 13019.7188 | 1404582.9362 | 47462.5758
3970 | 975.8383 | 1013.7051 | 1013.7051 | 986.802 | 975.8383 | 1565.35 | 1605461.4922 | 351301.7869 | 159354.3939 | 0 | 424148.1157
3971 | 936.9532 | 973.3112 | 973.3112 | 947.4801 | 936.9532 | 1138 | 1123814.2076 | 337303.1495 | 153004.4564 | 0 | 807653.486
3972 | 911.1879 | 946.5464 | 946.5464 | 921.4256 | 911.1879 | 1309 | 1262116.4312 | 328027.6538 | 148796.9885 | 0 | 629630.8576
3973 | 1051.1298 | 1091.9178 | 1091.9178 | 1062.9389 | 1051.1298 | 1501.2 | 1658021.9719 | 378406.7287 | 171649.4967 | 0 | 524303.5452
3974 | 1012.9324 | 1052.2386 | 1052.2386 | 1024.3127 | 1012.9324 | 1861.6 | 1987506.8922 | 364655.6676 | 165411.8626 | 0 | 140189.7888
3975 | 1027.0912 | 1066.947 | 1066.947 | 1038.6308 | 1027.0912 | 1889.65 | 2048641.3755 | 369752.8212 | 167723.9881 | 0 | 113339.4918
3976 | 478.6691 | 497.2436 | 497.2436 | 484.0471 | 478.6691 | 1913.65 | 966020.1033 | 172320.8634 | 78166.6583 | 0 | 41333.0681
3977 | 176.7969 | 183.6576 | 183.6576 | 178.7834 | 176.7969 | 1943.75 | 360266.127 | 63646.8998 | 28870.9409 | 0 | 9944.8281
3978 | 236.4577 | 102.9694 | 102.9694 | 100.2367 | 100.2367 | 1857.85 | 195983.2993 | 36085.2085 | 16368.6515 | 249693.1657 | 14248.6455
3979 | 138.2778 | 0 | 0 | 0 | 0 | 1802.1 | 0 | 0 | 0 | 253463.1363 | 0
3980 | 145.633 | 0 | 0 | 0 | 0 | 1820.6 | 0 | 0 | 0 | 266945.2181 | 0
3981 | 115.4766 | 0 | 0 | 0 | 0 | 1863.9 | 0 | 0 | 0 | 211668.683 | 0
3982 | 110.328 | 0 | 0 | 0 | 0 | 1913.55 | 0 | 0 | 0 | 202231.2258 | 0
3983 | 105.9149 | 0 | 0 | 0 | 0 | 1907.65 | 0 | 0 | 0 | 194141.9767 | 0
3984 | 106.6504 | 0 | 0 | 0 | 0 | 1865.8 | 0 | 0 | 0 | 195490.1848 | 0
3985 | 98.5597 | 0 | 0 | 0 | 0 | 1827.4 | 0 | 0 | 0 | 117286.0202 | 0
3986 | 108.1214 | 0 | 0 | 0 | 0 | 1806.15 | 0 | 0 | 0 | 128664.5147 | 0
3987 | 88.9979 | 0 | 0 | 0 | 0 | 1794.6 | 0 | 0 | 0 | 105907.5257 | 0
3988 | 94.8821 | 0 | 0 | 0 | 0 | 1771.35 | 0 | 0 | 0 | 112909.6762 | 0
3989 | 88.9979 | 0 | 0 | 0 | 0 | 1746.7 | 0 | 0 | 0 | 105907.5257 | 0
3990 | 93.411 | 0 | 0 | 0 | 0 | 1736.8 | 0 | 0 | 0 | 111159.1386 | 0
3991 | 80.6148 | 83.7432 | 83.7432 | 81.5207 | 80.6148 | 1637.65 | 139904.4667 | 29021.3393 | 13164.402 | 0 | 29210.7842
3992 | 145.6072 | 151.2572 | 151.2572 | 147.243 | 145.6072 | 1228.4 | 189026.1711 | 52418.5985 | 23777.6587 | 0 | 112350.5295
3993 | 662.3137 | 688.0149 | 688.0149 | 669.7554 | 662.3137 | 1665.4 | 1162658.7381 | 238432.9321 | 108155.8272 | 0 | 221609.9298
3994 | 881.3451 | 915.5454 | 915.5454 | 891.2473 | 881.3451 | 1695.8 | 1576622.0829 | 317284.244 | 143923.6585 | 0 | 268105.149
3995 | 1021.1849 | 1060.8118 | 1060.8118 | 1032.6585 | 1021.1849 | 1663.6 | 1796280.2576 | 367626.5798 | 166759.5014 | 0 | 343526.6152
3996 | 1073.9732 | 1115.6483 | 1115.6483 | 1086.0396 | 1073.9732 | 1531.55 | 1736916.5414 | 386630.3574 | 175379.826 | 0 | 503102.7526
3997 | 1076.9171 | 1118.7075 | 1118.7075 | 1089.0176 | 1076.9171 | 1230.9 | 1397131.2671 | 387690.1682 | 175860.568 | 0 | 828256.9678
3998 | 1076.9383 | 173.4981 | 173.4981 | 168.8935 | 168.8935 | 1763.35 | 314688.7707 | 60801.6632 | 27580.31 | 1664446.0653 | 39968.6489
3999 | 1164.3879 | 116.7419 | 116.7419 | 113.6436 | 113.6436 | 1732.75 | 208066.5533 | 40911.7139 | 18558.008 | 1926014.2677 | 30371.2654
4000 | 1132.1777 | 68.1238 | 68.1238 | 66.3158 | 66.3158 | 1796.4 | 125704.1069 | 23873.6911 | 10829.3716 | 1953724.7936 | 13501.8987
4001 | 1128.9285 | 311.281 | 311.281 | 303.0197 | 303.0197 | 1824.2 | 582260.4445 | 109087.1037 | 49483.1223 | 1513890.793 | 53270.869
4002 | 1028.4225 | 135.1724 | 135.1724 | 131.585 | 131.585 | 1779.8 | 247688.1936 | 47370.596 | 21487.8287 | 1643903.0866 | 28975.0145
4003 | 1248.913 | 1225.3959 | 1225.3959 | 1192.8746 | 1192.8746 | 1769.6 | 2229346.0963 | 429434.8406 | 194796.4152 | 190418.5297 | 274838.298
4004 | 980.4482 | 1018.494 | 1018.494 | 991.4638 | 980.4482 | 1791.05 | 1853660.162 | 352961.3407 | 160107.1859 | 0 | 204864.6096
4005 | 989.2744 | 1027.6625 | 1027.6625 | 1000.3889 | 989.2744 | 1805.25 | 1886377.0328 | 356138.7871 | 161548.5109 | 0 | 192661.1115
4006 | 925.2842 | 961.1894 | 961.1894 | 935.68 | 925.2842 | 1851.6 | 1809785.9329 | 333102.3005 | 151098.9047 | 0 | 137312.1456
4007 | 992.2165 | 1030.7187 | 1030.7187 | 1003.364 | 992.2165 | 1876 | 1975488.2115 | 357197.9359 | 162028.9526 | 0 | 123034.784
4008 | 1404.8432 | 0 | 0 | 0 | 0 | 1809.5 | 0 | 0 | 0 | 2575077.6076 | 0
4009 | 1122.4035 | 0 | 0 | 0 | 0 | 1781.9 | 0 | 0 | 0 | 1335660.2007 | 0
4010 | 848.7901 | 0 | 0 | 0 | 0 | 1757.35 | 0 | 0 | 0 | 1010060.204 | 0
4011 | 1120.197 | 0 | 0 | 0 | 0 | 1685.45 | 0 | 0 | 0 | 1333034.3943 | 0
4012 | 1104.0155 | 0 | 0 | 0 | 0 | 1569.55 | 0 | 0 | 0 | 1313778.4807 | 0
4013 | 823.7824 | 0 | 0 | 0 | 0 | 1485.15 | 0 | 0 | 0 | 980301.0646 | 0
4014 | 1180.5096 | 0 | 0 | 0 | 0 | 1450.5 | 0 | 0 | 0 | 1404806.4359 | 0
4015 | 1004.4362 | 0 | 0 | 0 | 0 | 1048.1 | 0 | 0 | 0 | 1841131.6169 | 0
4016 | 1200.8854 | 0 | 0 | 0 | 0 | 300 | 0 | 0 | 0 | 2201222.852 | 0
4017 | 1296.0874 | 0 | 0 | 0 | 0 | 318.8 | 0 | 0 | 0 | 2375728.1767 | 0
4018 | 905.5732 | 23.8104 | 23.8104 | 23.1785 | 23.1785 | 332.85 | 8083.5739 | 8344.2699 | 3785.0535 | 1617429.3455 | 38642.082
4019 | 1261.7184 | 669.7829 | 669.7829 | 652.0072 | 652.0072 | 345.9 | 236563.1717 | 234722.5898 | 106472.7748 | 1117600.5929 | 1078485.0996
4020 | 1336.4693 | 1162.1358 | 1162.1358 | 1131.2934 | 1131.2934 | 348.15 | 414761.9835 | 407265.6071 | 184740.2045 | 376087.4597 | 1868726.925
4021 | 1087.4829 | 1129.6825 | 1129.6825 | 1099.7013 | 1087.4829 | 355.15 | 409013.0224 | 391493.8364 | 177585.9541 | 0 | 1788746.2135
4022 | 1175.372 | 1220.982 | 1220.982 | 1188.5778 | 1175.372 | 371.1 | 461611.0745 | 423133.9211 | 191938.2481 | 0 | 1914563.4508
4023 | 1147.4094 | 414.8415 | 414.8415 | 403.8318 | 403.8318 | 375.7 | 160114.2452 | 145379.4536 | 65945.7355 | 1362977.6591 | 655944.018
4024 | 998.7939 | 229.5945 | 229.5945 | 223.5012 | 223.5012 | 366.25 | 86078.0085 | 80460.4442 | 36497.7515 | 1421111.4137 | 365145.1407
4025 | 1349.1184 | 185.0122 | 185.0122 | 180.102 | 180.102 | 348.95 | 66148.8879 | 64836.7353 | 29410.6635 | 2142806.9429 | 297357.4774
4026 | 1296.8027 | 44.8805 | 44.8805 | 43.6894 | 43.6894 | 1089.75 | 50402.5601 | 15728.1897 | 7134.4816 | 2296956.6114 | 39768.2907
4027 | 1050.3226 | 1091.0805 | 1091.0805 | 1062.1238 | 1050.3226 | 1506 | 1672752.4077 | 378116.1248 | 171517.6755 | 0 | 518859.3491
4028 | 905.4251 | 940.5598 | 940.5598 | 915.5978 | 905.4251 | 1649.05 | 1579522.0043 | 325953.046 | 147855.9234 | 0 | 317758.9038
4029 | 1113.5773 | 1156.7891 | 1156.7891 | 1126.0885 | 1113.5773 | 1662.25 | 1966670.8408 | 400887.8244 | 181847.1715 | 0 | 376110.6317
4030 | 1034.8766 | 1075.0351 | 1075.0351 | 1046.5043 | 1034.8766 | 1787.75 | 1957940.5355 | 372555.5936 | 168995.3568 | 0 | 219652.5688
4031 | 1276.8627 | 1225.3959 | 1225.3959 | 1192.8746 | 1192.8746 | 1800.1 | 2268031.1377 | 429434.8406 | 194796.4152 | 285391.8141 | 238455.624
4032 | 906.1606 | 0 | 0 | 0 | 0 | 1773.9 | 0 | 0 | 0 | 1660992.4676 | 0
4033 | 1189.3358 | 0 | 0 | 0 | 0 | 1700.35 | 0 | 0 | 0 | 1415309.6615 | 0
4034 | 1040.0253 | 0 | 0 | 0 | 0 | 1747.1 | 0 | 0 | 0 | 1237630.0939 | 0
4035 | 1162.8571 | 0 | 0 | 0 | 0 | 1595.35 | 0 | 0 | 0 | 1383799.9847 | 0
4036 | 711.9834 | 0 | 0 | 0 | 0 | 1368.4 | 0 | 0 | 0 | 847260.2058 | 0
4037 | 1019.4307 | 0 | 0 | 0 | 0 | 1243.4 | 0 | 0 | 0 | 1213122.5675 | 0
4038 | 675.2074 | 0 | 0 | 0 | 0 | 1557.65 | 0 | 0 | 0 | 803496.7654 | 0
4039 | 747.1449 | 0 | 0 | 0 | 0 | 1292.55 | 0 | 0 | 0 | 1369516.6019 | 0
4040 | 1067.6514 | 0 | 0 | 0 | 0 | 594.5 | 0 | 0 | 0 | 1957005.0547 | 0
4041 | 1143.193 | 0 | 0 | 0 | 0 | 1110.65 | 0 | 0 | 0 | 2095472.7745 | 0
4042 | 1219.8369 | 161.5019 | 161.5019 | 157.2158 | 157.2158 | 670.75 | 110795.5778 | 56597.6744 | 25673.334 | 1947784.63 | 208979.0518
4043 | 1490.4715 | 679.798 | 679.798 | 661.7565 | 661.7565 | 427.1 | 298212.8875 | 238232.3453 | 108064.8389 | 1519034.6264 | 1040876.8222
4044 | 1150.4507 | 1195.094 | 1195.094 | 1163.3768 | 1150.4507 | 420.5 | 509562.6953 | 414162.2686 | 187868.6068 | 0 | 1817136.9533
4045 | 1240.471 | 1288.6072 | 1288.6072 | 1254.4082 | 1240.471 | 672 | 874194.7839 | 446569.5744 | 202568.9208 | 0 | 1647345.488
4046 | 1223.9724 | 1271.4679 | 1271.4679 | 1237.7239 | 1223.9724 | 1035.55 | 1335710.4998 | 440630.0665 | 199874.6941 | 0 | 1180459.7954
4047 | 1179.3466 | 1225.1113 | 1225.1113 | 1192.5975 | 1179.3466 | 1174.5 | 1455634.5247 | 424564.7648 | 192587.2947 | 0 | 973550.123
4048 | 1321.3359 | 1288.3059 | 1288.3059 | 1254.115 | 1254.115 | 1167.95 | 1540945.8628 | 451481.3911 | 204796.9755 | 123216.0428 | 1043486.3653
4049 | 1489.5089 | 207.0224 | 207.0224 | 201.5281 | 201.5281 | 1783.85 | 376780.9695 | 72550.1156 | 32909.5386 | 2360868.8449 | 43560.2986
4050 | 1368.6657 | 36.0039 | 36.0039 | 35.0484 | 35.0484 | 1720.9 | 63542.4818 | 12617.4272 | 5723.4052 | 2444520.5695 | 9782.011
4051 | 1199.6331 | 1073.9963 | 1073.9963 | 1045.4931 | 1045.4931 | 1628.2 | 1792243.2627 | 376377.5015 | 170729.0167 | 523767.9585 | 388714.3196
4052 | 1119.4615 | 1162.9014 | 1162.9014 | 1132.0386 | 1119.4615 | 1738.7 | 2044268.7872 | 403006.122 | 182808.0548 | 0 | 292515.1593
4053 | 1075.3302 | 1117.0579 | 1117.0579 | 1087.4118 | 1075.3302 | 1813.9 | 2053814.692 | 387118.8896 | 175601.4297 | 0 | 200118.913
4054 | 1176.832 | 1222.4987 | 1222.4987 | 1190.0542 | 1176.832 | 1843.6 | 2284832.946 | 423659.5236 | 192176.6672 | 0 | 184056.5248
4055 | 1138.585 | 1182.7675 | 1182.7675 | 1151.3775 | 1138.585 | 1802.15 | 2163047.4843 | 409890.5892 | 185930.9256 | 0 | 225269.0363
4056 | 1338.6464 | 0 | 0 | 0 | 0 | 1660.95 | 0 | 0 | 0 | 2453738.8732 | 0
4057 | 1243.0288 | 0 | 0 | 0 | 0 | 1694.3 | 0 | 0 | 0 | 1479204.2851 | 0
4058 | 1127.5522 | 0 | 0 | 0 | 0 | 1589.2 | 0 | 0 | 0 | 1341787.0823 | 0
4059 | 1088.5696 | 0 | 0 | 0 | 0 | 1577.75 | 0 | 0 | 0 | 1295397.8347 | 0
4060 | 1187.8648 | 0 | 0 | 0 | 0 | 1452.9 | 0 | 0 | 0 | 1413559.1239 | 0
4061 | 1379.1 | 0 | 0 | 0 | 0 | 1312.5 | 0 | 0 | 0 | 1641129.0143 | 0
4062 | 1313.6387 | 0 | 0 | 0 | 0 | 1121.25 | 0 | 0 | 0 | 1563230.0899 | 0
4063 | 1192.7735 | 0 | 0 | 0 | 0 | 1143.45 | 0 | 0 | 0 | 2186353.8017 | 0
4064 | 1204.4444 | 0 | 0 | 0 | 0 | 933.9 | 0 | 0 | 0 | 2207746.4954 | 0
4065 | 914.0068 | 0 | 0 | 0 | 0 | 755.4 | 0 | 0 | 0 | 1675374.4783 | 0
4066 | 1054.7081 | 1050.2513 | 1050.2513 | 1022.3782 | 1022.3782 | 776.9 | 833730.346 | 368056.1665 | 166954.3666 | 59260.6459 | 1250470.8256
4067 | 1164.4744 | 1209.6622 | 1209.6622 | 1177.5584 | 1164.4744 | 926.1 | 1133749.4645 | 419210.7678 | 190158.6622 | 0 | 1250528.6286
4068 | 1401.6253 | 1456.0157 | 1456.0157 | 1417.3739 | 1401.6253 | 670.1 | 986042.767 | 504585.1123 | 228885.4134 | 0 | 1864021.0875
4069 | 1428.7283 | 1484.1694 | 1484.1694 | 1444.7804 | 1428.7283 | 672.05 | 1006426.5454 | 514342.1898 | 233311.3322 | 0 | 1897279.3476
4070 | 1276.9675 | 1326.5194 | 1326.5194 | 1291.3143 | 1276.9675 | 1162.45 | 1560785.2355 | 459708.3155 | 208528.7998 | 0 | 1069524.1656
4071 | 1519.5135 | 1578.4784 | 1578.4784 | 1536.5864 | 1519.5135 | 464 | 741591.8643 | 547024.874 | 248136.5609 | 0 | 2333972.7959
4072 | 1443.7099 | 1499.7328 | 1499.7328 | 1459.9307 | 1443.7099 | 1167.95 | 1775917.1088 | 519735.5741 | 235757.8312 | 0 | 1201238.8456
4073 | 1342.0133 | 745.5803 | 745.5803 | 725.793 | 725.793 | 1702.95 | 1297311.995 | 261285.4796 | 118521.9967 | 1129531.7294 | 215596.8103
4074 | 1332.7466 | 177.4455 | 177.4455 | 172.7362 | 172.7362 | 1516.9 | 274966.2058 | 62185.0333 | 28207.8221 | 2126299.0969 | 83448.86
4075 | 1262.1523 | 857.6372 | 857.6372 | 834.876 | 834.876 | 1307.5 | 1150169.1775 | 300555.3516 | 136335.247 | 1451885.0519 | 578151.6139
4076 | 1451.9165 | 1225.3959 | 1225.3959 | 1192.8746 | 1192.8746 | 1646.6 | 2064216.6493 | 429434.8406 | 194796.4152 | 880224.4974 | 421561.8686
4077 | 1443.0903 | 1225.3959 | 1225.3959 | 1192.8746 | 1192.8746 | 1737.8 | 2178196.4491 | 429434.8406 | 194796.4152 | 850232.9339 | 312771.7089
4078 | 1423.9667 | 1225.3959 | 1225.3959 | 1192.8746 | 1192.8746 | 1861.15 | 2333783.2677 | 429434.8406 | 194796.4152 | 785251.2095 | 165630.6323
4079 | 1318.0519 | 1225.3959 | 1225.3959 | 1192.8746 | 1192.8746 | 1842.45 | 2320197.437 | 429434.8406 | 194796.4152 | 425352.4439 | 187937.3865
4080 | 1204.7818 | 0 | 0 | 0 | 0 | 1804.1 | 0 | 0 | 0 | 2208364.9862 | 0
4081 | 1000.3072 | 0 | 0 | 0 | 0 | 1628.55 | 0 | 0 | 0 | 1190365.5787 | 0
4082 | 1279.8048 | 0 | 0 | 0 | 0 | 1598.95 | 0 | 0 | 0 | 1522967.7251 | 0
4083 | 1320.9939 | 0 | 0 | 0 | 0 | 1574.35 | 0 | 0 | 0 | 1571982.7791 | 0
4084 | 1414.405 | 0 | 0 | 0 | 0 | 1403.4 | 0 | 0 | 0 | 1683141.9167 | 0
4085 | 1349.6792 | 0 | 0 | 0 | 0 | 1124.3 | 0 | 0 | 0 | 1606118.2623 | 0
4086 | 1217.2856 | 0 | 0 | 0 | 0 | 1021.35 | 0 | 0 | 0 | 1448569.8771 | 0
4087 | 842.1704 | 0 | 0 | 0 | 0 | 1018.45 | 0 | 0 | 0 | 1543698.3566 | 0
4088 | 1414.8031 | 0 | 0 | 0 | 0 | 594.4 | 0 | 0 | 0 | 2593334.0328 | 0
4089 | 1229.2948 | 433.2003 | 433.2003 | 421.7034 | 421.7034 | 1204.7 | 531752.7793 | 151813.2166 | 68864.1619 | 1480315.0996 | 335380.6977
4090 | 1233.0561 | 944.8999 | 944.8999 | 919.8228 | 919.8228 | 1132.15 | 1090729.5041 | 331136.2034 | 150207.0611 | 574156.624 | 798268.2058
4091 | 1290.0993 | 686.892 | 686.892 | 668.6622 | 668.6622 | 926.1 | 650526.6248 | 240718.407 | 109192.5441 | 1139094.1884 | 718076.3813
4092 | 1374.5232 | 0 | 0 | 0 | 0 | 1131.4 | 0 | 0 | 0 | 2519501.0971 | 0
4093 | 1301.6783 | 1175.2497 | 1175.2497 | 1144.0592 | 1144.0592 | 1401.5 | 1682024.0875 | 411861.3081 | 186824.8656 | 288915.7515 | 684719.4247
4094 | 1473.8341 | 412.6787 | 412.6787 | 401.7264 | 401.7264 | 1634.65 | 689764.871 | 144621.5124 | 65601.9249 | 1965173.3144 | 146770.7488
4095 | 1200.2556 | 838.9522 | 838.9522 | 816.6869 | 816.6869 | 1707.7 | 1468145.6527 | 294007.2786 | 133364.9683 | 703081.3888 | 238717.5765
4096 | 1652.6215 | 111.6829 | 111.6829 | 108.7189 | 108.7189 | 1878.15 | 215313.9194 | 39138.8159 | 17753.8018 | 2829973.4309 | 13247.402
4097 | 1554.1529 | 86.896 | 86.896 | 84.5898 | 84.5898 | 1865.75 | 166165.5328 | 30452.3439 | 13813.5216 | 2693708.9968 | 11356.1866
4098 | 1601.1342 | 21.9022 | 21.9022 | 21.3209 | 21.3209 | 1747.95 | 39391.5046 | 7675.5197 | 3481.701 | 2895797.7918 | 5373.9298
4099 | 1579.897 | 915.5474 | 915.5474 | 891.2493 | 891.2493 | 1641.85 | 1548043.8061 | 320849.7547 | 145541.0137 | 2340024.733 | 319200.9435
4100 | 1123.8746 | 1167.4867 | 1167.4867 | 1136.5022 | 1123.8746 | 1804.65 | 2145528.7489 | 404594.8452 | 183528.7173 | 0 | 219548.8972
4101 | 1184.1872 | 1225.3959 | 1225.3959 | 1192.8746 | 1184.1872 | 1837.7 | 2298177.3384 | 426307.3956 | 193377.7714 | 0 | 192193.5501
4102 | 1214.3435 | 1225.3959 | 1225.3959 | 1192.8746 | 1192.8746 | 1861.15 | 2338806.7647 | 429434.8406 | 194796.4152 | 72951.5725 | 165630.6323
4103 | 1265.0944 | 1225.3959 | 1225.3959 | 1192.8746 | 1192.8746 | 1819.75 | 2294354.1573 | 429434.8406 | 194796.4152 | 245403.0628 | 215015.639
4104 | 1221.6987 | 0 | 0 | 0 | 0 | 1720.85 | 0 | 0 | 0 | 2239373.7739 | 0
4105 | 1285.689 | 0 | 0 | 0 | 0 | 1603.65 | 0 | 0 | 0 | 1529969.8755 | 0
4106 | 1382.7776 | 0 | 0 | 0 | 0 | 1268 | 0 | 0 | 0 | 1645505.3583 | 0
4107 | 1180.5096 | 0 | 0 | 0 | 0 | 1038.05 | 0 | 0 | 0 | 1404806.4359 | 0
4108 | 1251.1195 | 0 | 0 | 0 | 0 | 1030.3 | 0 | 0 | 0 | 1488832.2419 | 0
4109 | 1314.3743 | 0 | 0 | 0 | 0 | 858.45 | 0 | 0 | 0 | 1564105.3587 | 0
4110 | 1123.8746 | 0 | 0 | 0 | 0 | 1071.3 | 0 | 0 | 0 | 1337410.7383 | 0
4111 | 1094.6009 | 0 | 0 | 0 | 0 | 1227.95 | 0 | 0 | 0 | 2006403.402 | 0
4112 | 1132.8406 | 0 | 0 | 0 | 0 | 1055.8 | 0 | 0 | 0 | 2076496.7446 | 0
4113 | 1145.5301 | 0 | 0 | 0 | 0 | 1603.35 | 0 | 0 | 0 | 2099756.7063 | 0
4114 | 1243.3736 | 428.0343 | 428.0343 | 416.6745 | 416.6745 | 1710.45 | 748682.2012 | 150002.822 | 68042.9468 | 1515339.4144 | 120648.1031
4115 | 952.8174 | 700.3424 | 700.3424 | 681.7557 | 681.7557 | 1684.05 | 1208509.5622 | 245432.0585 | 111330.7088 | 496856.1364 | 215400.7191
4116 | 1336.7828 | 945.544 | 945.544 | 920.4498 | 920.4498 | 1769.6 | 1711564.6245 | 331361.9111 | 150309.4447 | 763138.453 | 212071.6231
4117 | 1269.4781 | 1318.7398 | 1318.7398 | 1283.7411 | 1269.4781 | 1677.45 | 2231433.122 | 457012.1196 | 207305.7754 | 0 | 409470.1289
4118 | 1515.3156 | 1574.1175 | 1574.1175 | 1532.3412 | 1515.3156 | 1723.65 | 2750607.4673 | 545513.6012 | 247451.0308 | 0 | 418757.3002
4119 | 1178.0217 | 1223.7338 | 1223.7338 | 1191.2566 | 1178.0217 | 1744.1 | 2166633.5772 | 424087.817 | 192370.9459 | 0 | 301455.7566
4120 | 1291.1281 | 560.056 | 560.056 | 545.1924 | 545.1924 | 1866.05 | 1077132.581 | 196269.2702 | 89029.9217 | 1367300.1834 | 73028.5243
4121 | 1202.7821 | 638.0162 | 638.0162 | 621.0836 | 621.0836 | 1860.8 | 1217156.3178 | 223590.1012 | 101422.9542 | 1066253.2784 | 86454.8391
4122 | 1153.1952 | 82.8956 | 82.8956 | 80.6956 | 80.6956 | 1730.65 | 147538.8043 | 29050.4076 | 13177.5877 | 1965891.7272 | 21735.3536
4123 | 1228.3184 | 1225.3959 | 1225.3959 | 1192.8746 | 1192.8746 | 1647.7 | 2073200.2386 | 429434.8406 | 194796.4152 | 120438.2148 | 420249.7065
4124 | 785.5354 | 816.0175 | 816.0175 | 794.3608 | 785.5354 | 1650.45 | 1365337.7918 | 282792.7321 | 128277.9254 | 0 | 274583.7593
4125 | 1207.7239 | 1225.3959 | 1225.3959 | 1192.8746 | 1192.8746 | 1657.9 | 2079364.9787 | 429434.8406 | 194796.4152 | 50457.8999 | 408082.3861
4126 | 1132.7008 | 1176.6552 | 1176.6552 | 1145.4274 | 1132.7008 | 1825.65 | 2172458.2433 | 407772.2916 | 184970.0423 | 0 | 197486.3862
4127 | 1078.2723 | 1120.1141 | 1120.1141 | 1090.3869 | 1078.2723 | 1813.7 | 2064462.1974 | 388178.0384 | 176081.8713 | 0 | 200882.0736
4128 | 1233.4671 | 0 | 0 | 0 | 0 | 1649.7 | 0 | 0 | 0 | 2260945.1045 | 0
4129 | 1003.9848 | 0 | 0 | 0 | 0 | 1229.55 | 0 | 0 | 0 | 1840304.1549 | 0
4130 | 1147.4112 | 0 | 0 | 0 | 0 | 1243 | 0 | 0 | 0 | 2103204.7479 | 0
4131 | 1050.3226 | 0 | 0 | 0 | 0 | 1038.05 | 0 | 0 | 0 | 1925241.269 | 0
4132 | 1001.0427 | 0 | 0 | 0 | 0 | 1030.3 | 0 | 0 | 0 | 1834911.3223 | 0
4133 | 899.541 | 0 | 0 | 0 | 0 | 1074.35 | 0 | 0 | 0 | 1648858.594 | 0
4134 | 956.9115 | 0 | 0 | 0 | 0 | 1021.35 | 0 | 0 | 0 | 1754018.8314 | 0
4135 | 789.213 | 0 | 0 | 0 | 0 | 1024.4 | 0 | 0 | 0 | 1446627.3683 | 0
4136 | 1053.7961 | 0 | 0 | 0 | 0 | 949.85 | 0 | 0 | 0 | 1931608.1816 | 0
4137 | 1095.8283 | 815.1397 | 815.1397 | 793.5063 | 793.5063 | 1703.75 | 1421008.5825 | 285662.2806 | 129579.5845 | 554156.1124 | 235076.2517
4138 | 1072.8488 | 1114.4806 | 1114.4806 | 1084.9029 | 1072.8488 | 1842.35 | 2081097.6947 | 386225.564 | 175196.2072 | 0 | 169134.6116
4139 | 1035.489 | 1075.6709 | 1075.6709 | 1047.1232 | 1035.489 | 1836.1 | 2002115.6845 | 372776.0288 | 169095.3486 | 0 | 169716.642
4140 | 1331.4199 | 364.8822 | 364.8822 | 355.1985 | 355.1985 | 1693.6 | 632220.5638 | 127871.4491 | 58003.9101 | 1789413.9331 | 108832.8111
4141 | 846.3463 | 402.7872 | 402.7872 | 392.0974 | 392.0974 | 1471.45 | 606522.6109 | 141155.0782 | 64029.5119 | 832638.2019 | 207243.1017
4142 | 916.9976 | 827.7581 | 827.7581 | 805.7898 | 805.7898 | 1684.4 | 1429502.8963 | 290084.3323 | 131585.4763 | 203843.9047 | 254307.2646
4143 | 791.3395 | 127.3003 | 127.3003 | 123.9218 | 123.9218 | 1562.6 | 203863.9078 | 44611.8648 | 20236.4376 | 1223376.6303 | 54203.4157
4144 | 216.0103 | 67.4569 | 67.4569 | 65.6666 | 65.6666 | 1262 | 87421.8192 | 23639.9744 | 10723.3551 | 275579.962 | 48461.9475
4145 | 168.3081 | 101.8184 | 101.8184 | 99.1162 | 99.1162 | 1691.7 | 176333.0331 | 35681.8469 | 16185.6822 | 126828.7203 | 30557.5372
4146 | 126.4653 | 10.7215 | 10.7215 | 10.437 | 10.437 | 1272.75 | 14016.9053 | 3757.3059 | 1704.3557 | 212679.9636 | 7590.2798
4147 | 136.0712 | 0 | 0 | 0 | 0 | 1091.9 | 0 | 0 | 0 | 249418.5118 | 0
4148 | 92.6755 | 0 | 0 | 0 | 0 | 1100.5 | 0 | 0 | 0 | 169874.2296 | 0
4149 | 88.2624 | 0 | 0 | 0 | 0 | 1372.95 | 0 | 0 | 0 | 161784.9806 | 0
4150 | 94.1466 | 0 | 0 | 0 | 0 | 1512.65 | 0 | 0 | 0 | 172570.646 | 0
4151 | 83.8493 | 0 | 0 | 0 | 0 | 1457.65 | 0 | 0 | 0 | 153695.7316 | 0
4152 | 91.94 | 0 | 0 | 0 | 0 | 1143.85 | 0 | 0 | 0 | 168526.0215 | 0
4153 | 82.3782 | 0 | 0 | 0 | 0 | 771.65 | 0 | 0 | 0 | 98030.1065 | 0
4154 | 88.2624 | 0 | 0 | 0 | 0 | 1067.85 | 0 | 0 | 0 | 105032.2569 | 0
4155 | 82.3782 | 0 | 0 | 0 | 0 | 696.95 | 0 | 0 | 0 | 98030.1065 | 0
4156 | 82.3782 | 0 | 0 | 0 | 0 | 327.35 | 0 | 0 | 0 | 98030.1065 | 0
4157 | 83.8493 | 0 | 0 | 0 | 0 | 320.65 | 0 | 0 | 0 | 99780.6441 | 0
4158 | 84.5848 | 0 | 0 | 0 | 0 | 315.7 | 0 | 0 | 0 | 100655.9129 | 0
4159 | 66.9323 | 69.5293 | 69.5293 | 67.684 | 66.9323 | 314.55 | 22129.157 | 24095.6354 | 10930.048 | 0 | 112810.5394
4160 | 82.3874 | 85.585 | 85.585 | 83.3137 | 82.3874 | 339.6 | 29404.4961 | 29659.4765 | 13453.8681 | 0 | 136795.3748
4161 | 584.9195 | 607.6166 | 607.6166 | 591.4908 | 584.9195 | 1103.1 | 679251.3543 | 210571.0297 | 95517.3587 | 0 | 524614.3237
4162 | 1157.201 | 1071.3276 | 1071.3276 | 1042.8952 | 1042.8952 | 1110.55 | 1222070.9342 | 375442.2706 | 170304.7855 | 209522.504 | 927603.1321
4163 | 1150.5013 | 1195.1459 | 1195.1459 | 1163.4274 | 1150.5013 | 1097.5 | 1334647.3515 | 414180.4727 | 187876.8644 | 0 | 1038327.1525
4164 | 990.4614 | 1028.8956 | 1028.8956 | 1001.5893 | 990.4614 | 407.55 | 426530.3584 | 356566.0874 | 161742.3391 | 0 | 1577259.6195
4165 | 1247.0319 | 1295.4228 | 1295.4228 | 1261.0429 | 1247.0319 | 661.8 | 868851.2731 | 448931.4761 | 203640.3057 | 0 | 1668778.0591
4166 | 1015.0755 | 1197.6442 | 1054.4658 | 1165.8594 | 1015.0755 | 1139.25 | 1224926.8863 | 365427.1912 | 165761.8342 | 0 | 873726.2633
4167 | 1035.2371 | 1075.4091 | 1075.4091 | 1046.8683 | 1035.2371 | 980.75 | 1076282.3232 | 372685.3394 | 169054.2109 | 0 | 1055165.3673
4168 | 965.4739 | 1002.9379 | 1002.9379 | 976.3205 | 965.4739 | 631.9 | 647717.6099 | 347570.6042 | 157661.888 | 0 | 1320864.8434
4169 | 874.7245 | 546.0893 | 546.0893 | 531.5964 | 531.5964 | 1183.85 | 664979.7609 | 191374.6885 | 86809.6851 | 628953.9282 | 433862.3666
4170 | 1044.9992 | 120.5512 | 120.5512 | 117.3518 | 117.3518 | 730.15 | 90681.0745 | 42246.666 | 19163.5571 | 1700377.6714 | 149019.2467
4171 | 962.7957 | 1000.1571 | 1000.1571 | 973.6134 | 962.7957 | 360.6 | 367113.1866 | 346606.4478 | 157224.5359 | 0 | 1578407.2516
4172 | 1037.8187 | 1078.0913 | 1078.0913 | 1049.4793 | 1037.8187 | 369.95 | 405034.7751 | 373614.7424 | 169475.7984 | 0 | 1691696.4192
4173 | 715.661 | 743.432 | 743.432 | 723.7018 | 715.661 | 738.55 | 556491.8261 | 257637.9478 | 116867.4358 | 0 | 902770.5258
4174 | 1001.7782 | 1040.6517 | 1040.6517 | 1013.0334 | 1001.7782 | 753.95 | 796096.4906 | 360640.1696 | 163590.3881 | 0 | 1248265.4769
4175 | 876.0043 | 909.9971 | 909.9971 | 885.8463 | 876.0043 | 393.5 | 364284.1763 | 315361.5579 | 143051.5067 | 0 | 1407300.426
4176 | 918.6645 | 0 | 0 | 0 | 0 | 378.5 | 0 | 0 | 0 | 1683912.0065 | 0
4177 | 882.624 | 0 | 0 | 0 | 0 | 726.55 | 0 | 0 | 0 | 1050322.5692 | 0
4178 | 1200.3686 | 0 | 0 | 0 | 0 | 1097.6 | 0 | 0 | 0 | 1428438.6935 | 0
4179 | 1074.5947 | 0 | 0 | 0 | 0 | 1086.25 | 0 | 0 | 0 | 1278767.7275 | 0
4180 | 1248.913 | 0 | 0 | 0 | 0 | 1059 | 0 | 0 | 0 | 1486206.4355 | 0
4181 | 1179.0386 | 0 | 0 | 0 | 0 | 313.6 | 0 | 0 | 0 | 1403055.8983 | 0
4182 | 1068.7106 | 0 | 0 | 0 | 0 | 303.05 | 0 | 0 | 0 | 1271765.5771 | 0
4183 | 955.4405 | 0 | 0 | 0 | 0 | 292.7 | 0 | 0 | 0 | 1751322.4151 | 0
4184 | 993.9174 | 0 | 0 | 0 | 0 | 299.9 | 0 | 0 | 0 | 1821850.5552 | 0
4185 | 746.5353 | 0 | 0 | 0 | 0 | 318.8 | 0 | 0 | 0 | 1368399.2744 | 0
4186 | 1054.2475 | 0 | 0 | 0 | 0 | 332.85 | 0 | 0 | 0 | 1932435.6455 | 0
4187 | 1269.1333 | 84.459 | 84.459 | 82.2175 | 82.2175 | 345.9 | 29972.0887 | 29598.2949 | 13426.1155 | 2175616.7513 | 135995.9435
4188 | 1079.2074 | 94.954 | 94.954 | 92.434 | 92.434 | 348.15 | 34087.7956 | 33276.2391 | 15094.4718 | 1808755.5715 | 152687.0989
4189 | 1049.5751 | 26.7606 | 26.7606 | 26.0504 | 26.0504 | 355.15 | 9806.0669 | 9378.157 | 4254.0362 | 1876120.7034 | 42849.0598
4190 | 1119.0192 | 604.8409 | 604.8409 | 588.7888 | 588.7888 | 371.1 | 230886.8743 | 211963.9678 | 96149.2109 | 971912.3572 | 959078.0754
4191 | 1490.9597 | 612.8408 | 612.8408 | 596.5763 | 596.5763 | 375.7 | 236392.1998 | 214767.4765 | 97420.9136 | 1639404.7895 | 969018.9223
4192 | 567.8021 | 589.8354 | 589.8354 | 574.1815 | 567.8021 | 366.25 | 218417.4344 | 204408.7695 | 92722.0891 | 0 | 927646.7423
4193 | 1329.9719 | 724.8644 | 724.8644 | 705.6269 | 705.6269 | 348.95 | 258823.3614 | 254025.6991 | 115228.8796 | 1144424.2589 | 1165025.3623
4194 | 1208.3058 | 176.1844 | 176.1844 | 171.5086 | 171.5086 | 334.35 | 60453.4887 | 61743.083 | 28007.3485 | 1900449.3908 | 285673.2393
4195 | 1031.9346 | 1071.979 | 1071.979 | 1043.5292 | 1031.9346 | 673.95 | 732520.6492 | 371496.4448 | 168514.9151 | 0 | 1368396.8352
4196 | 898.0699 | 932.9194 | 932.9194 | 908.1602 | 898.0699 | 1085.7 | 1025521.3672 | 323305.174 | 146654.8192 | 0 | 821105.335
4197 | 1109.1642 | 1152.2048 | 1152.2048 | 1121.6259 | 1109.1642 | 1093.9 | 1278557.4521 | 399299.1012 | 181126.509 | 0 | 1005013.5004
4198 | 1198.8976 | 1225.3959 | 1225.3959 | 1192.8746 | 1192.8746 | 1109.35 | 1395408.2372 | 429434.8406 | 194796.4152 | 20466.333 | 1062433.7245
4199 | 1042.9674 | 1083.4391 | 1083.4391 | 1054.6852 | 1042.9674 | 912.55 | 1004692.3585 | 375468.2528 | 170316.5714 | 0 | 1134174.4641
4200 | 873.0622 | 0 | 0 | 0 | 0 | 358.85 | 0 | 0 | 0 | 1600323.0999 | 0
4201 | 1123.8746 | 0 | 0 | 0 | 0 | 356.45 | 0 | 0 | 0 | 1337410.7383 | 0
4202 | 782.5933 | 0 | 0 | 0 | 0 | 338.1 | 0 | 0 | 0 | 931286.0113 | 0
4203 | 1155.5019 | 0 | 0 | 0 | 0 | 327.15 | 0 | 0 | 0 | 1375047.2967 | 0
4204 | 1004.7203 | 0 | 0 | 0 | 0 | 319.4 | 0 | 0 | 0 | 1195617.1915 | 0
4205 | 945.8787 | 0 | 0 | 0 | 0 | 313.5 | 0 | 0 | 0 | 1125595.6867 | 0
4206 | 1001.0427 | 0 | 0 | 0 | 0 | 310.45 | 0 | 0 | 0 | 1191240.8475 | 0
4207 | 1244.4999 | 0 | 0 | 0 | 0 | 313.5 | 0 | 0 | 0 | 2281168.2269 | 0
4208 | 641.0608 | 0 | 0 | 0 | 0 | 344.9 | 0 | 0 | 0 | 1175064.5373 | 0
4209 | 822.6911 | 366.9214 | 366.9214 | 357.1835 | 357.1835 | 1314.2 | 495250.7565 | 128586.0689 | 58328.0696 | 853275.3475 | 244956.4613
4210 | 1162.7946 | 1018.7205 | 1018.7205 | 991.6842 | 991.6842 | 1226.2 | 1282647.221 | 357006.316 | 161942.0317 | 313645.3632 | 767365.2425
4211 | 1141.8157 | 1186.1239 | 1186.1239 | 1154.6448 | 1141.8157 | 956.1 | 1153995.4802 | 411053.6671 | 186458.5107 | 0 | 1191941.4531
4212 | 1203.114 | 1249.8005 | 1249.8005 | 1216.6315 | 1203.114 | 420.5 | 532868.1331 | 433121.0324 | 196468.5128 | 0 | 1900318.5298
4213 | 999.0366 | 1037.8033 | 1037.8033 | 1010.2606 | 999.0366 | 422.45 | 442714.4337 | 359653.1752 | 163142.6764 | 0 | 1576029.2418
4214 | 1206.6721 | 1253.4966 | 1253.4966 | 1220.2295 | 1206.6721 | 451.55 | 575262.2081 | 434401.9405 | 197049.5469 | 0 | 1868471.3467
4215 | 1353.2033 | 1405.7137 | 1405.7137 | 1368.4068 | 1353.2033 | 463.6 | 663617.282 | 487153.1779 | 220978.0943 | 0 | 2079061.5071
4216 | 1525.3618 | 1445.0387 | 1445.0387 | 1406.6882 | 1406.6882 | 812.5 | 1209062.7257 | 506407.736 | 229712.1758 | 217528.8689 | 1670442.1848
4217 | 1270.7349 | 528.3849 | 528.3849 | 514.3619 | 514.3619 | 1239.7 | 671901.1621 | 185170.2737 | 83995.2936 | 1386431.8166 | 391069.3307
4218 | 1248.3052 | 166.1651 | 166.1651 | 161.7552 | 161.7552 | 1103.7 | 188199.8204 | 58231.8713 | 26414.6238 | 1991646.2398 | 144981.184
4219 | 1187.8648 | 1220.2486 | 1220.2486 | 1187.8639 | 1187.8639 | 1091.9 | 1364633.2298 | 427630.9989 | 193978.1725 | 3.1406 | 1078699.1946
4220 | 1119.4615 | 1162.9014 | 1162.9014 | 1132.0386 | 1119.4615 | 1200.4 | 1414326.759 | 403006.122 | 182808.0548 | 0 | 895121.0156
4221 | 1184.1872 | 1225.3959 | 1225.3959 | 1192.8746 | 1184.1872 | 1248.85 | 1557555.4011 | 426307.3956 | 193377.7714 | 0 | 889502.0651
4222 | 1246.7064 | 1225.3959 | 1225.3959 | 1192.8746 | 1192.8746 | 1284.5 | 1614437.6025 | 429434.8406 | 194796.4152 | 182920.6388 | 853501.7458
4223 | 890.7147 | 925.279 | 925.279 | 900.7226 | 890.7147 | 754.1 | 711882.5981 | 320657.302 | 145453.715 | 0 | 1109741.4794
4224 | 1162.1216 | 0 | 0 | 0 | 0 | 738.45 | 0 | 0 | 0 | 2130168.9111 | 0
4225 | 1210.6659 | 0 | 0 | 0 | 0 | 1067.35 | 0 | 0 | 0 | 1440692.4579 | 0
4226 | 1075.3302 | 0 | 0 | 0 | 0 | 338.4 | 0 | 0 | 0 | 1279642.9963 | 0
4227 | 1067.2395 | 0 | 0 | 0 | 0 | 327.35 | 0 | 0 | 0 | 1270015.0395 | 0
4228 | 1099.6024 | 0 | 0 | 0 | 0 | 319.6 | 0 | 0 | 0 | 1308526.8679 | 0
4229 | 772.296 | 0 | 0 | 0 | 0 | 643.2 | 0 | 0 | 0 | 919032.248 | 0
4230 | 1059.8843 | 0 | 0 | 0 | 0 | 1021.35 | 0 | 0 | 0 | 1261262.3515 | 0
4231 | 649.4642 | 273.8082 | 273.8082 | 266.5414 | 266.5414 | 669.15 | 189542.1786 | 95954.9171 | 43526.2166 | 701897.3627 | 354726.6707
4232 | 882.1064 | 916.3359 | 916.3359 | 892.0168 | 882.1064 | 345 | 322336.7628 | 317558.2988 | 144047.9728 | 0 | 1459886.068
4233 | 827.5326 | 859.6452 | 859.6452 | 836.8307 | 827.5326 | 1179.7 | 1033284.5967 | 297911.7503 | 135136.0801 | 0 | 678824.4996
4234 | 1054.0186 | 1094.9199 | 1094.9199 | 1065.8614 | 1054.0186 | 1026.2 | 1144948.7689 | 379446.6805 | 172121.2304 | 0 | 1026403.2708
4235 | 1307.932 | 1358.686 | 1358.686 | 1322.6272 | 1307.932 | 427.1 | 592562.4613 | 470855.5258 | 213585.2982 | 0 | 2057246.268
4236 | 1422.7357 | 1477.9449 | 1477.9449 | 1438.7211 | 1422.7357 | 420.5 | 633576.6082 | 512184.8362 | 232332.7326 | 0 | 2247210.9687
4237 | 1374.2539 | 1427.5816 | 1427.5816 | 1389.6943 | 1374.2539 | 422.45 | 613845.2388 | 494731.3878 | 224415.6545 | 0 | 2167954.169
4238 | 1156.3257 | 1201.1969 | 1201.1969 | 1169.3178 | 1156.3257 | 451.55 | 556111.9391 | 416277.2563 | 188827.9888 | 0 | 1790512.5487
4239 | 1129.0885 | 1711.9357 | 1172.902 | 1666.5018 | 1129.0885 | 798.1 | 960092.9088 | 406471.8553 | 184380.1499 | 0 | 1357051.4525
4240 | 1626.5602 | 1462.5446 | 1462.5446 | 1423.7295 | 1423.7295 | 1425.3 | 2158373.8731 | 512542.6183 | 232495.0266 | 371788.6855 | 818217.3409
4241 | 1795.9293 | 792.58 | 792.58 | 771.5453 | 771.5453 | 1712.7 | 1397852.8819 | 277756.3206 | 125993.3532 | 1877695.8317 | 221664.9747
4242 | 1420.2091 | 119.7056 | 119.7056 | 116.5287 | 116.5287 | 1571.9 | 193567.9467 | 41950.3336 | 19029.1374 | 2389646.2477 | 49885.9383
4243 | 1461.4783 | 857.6372 | 857.6372 | 834.876 | 834.876 | 1658.95 | 1466513.7078 | 300555.3516 | 136335.247 | 2129194.5348 | 284734.4519
4244 | 1213.608 | 1225.3959 | 1225.3959 | 1192.8746 | 1192.8746 | 1646.55 | 2079725.1556 | 429434.8406 | 194796.4152 | 70452.2756 | 421621.5123
4245 | 1603.4336 | 1225.3959 | 1225.3959 | 1192.8746 | 1192.8746 | 1551.25 | 1962700.5178 | 429434.8406 | 194796.4152 | 1395079.6746 | 535302.4576
4246 | 1394.5459 | 1225.3959 | 1225.3959 | 1192.8746 | 1192.8746 | 1555.15 | 1965634.9599 | 429434.8406 | 194796.4152 | 685279.3311 | 530650.2468
4247 | 1470.3045 | 1225.3959 | 1225.3959 | 1192.8746 | 1192.8746 | 1446.65 | 1832543.2729 | 429434.8406 | 194796.4152 | 942706.9214 | 660077.1363
4248 | 1418.0826 | 0 | 0 | 0 | 0 | 1261.95 | 0 | 0 | 0 | 2599345.3545 | 0
4249 | 1318.7874 | 0 | 0 | 0 | 0 | 1236.7 | 0 | 0 | 0 | 1569356.9727 | 0
4250 | 1217.2856 | 0 | 0 | 0 | 0 | 1127.1 | 0 | 0 | 0 | 1448569.8771 | 0
4251 | 1218.7567 | 0 | 0 | 0 | 0 | 1038.65 | 0 | 0 | 0 | 1450320.4147 | 0
4252 | 1394.5459 | 0 | 0 | 0 | 0 | 1030.9 | 0 | 0 | 0 | 1659509.6591 | 0
4253 | 1187.1293 | 0 | 0 | 0 | 0 | 1024.4 | 0 | 0 | 0 | 1412683.8551 | 0
4254 | 1418.0826 | 0 | 0 | 0 | 0 | 1021.35 | 0 | 0 | 0 | 1687518.2607 | 0
4255 | 920.1355 | 283.9344 | 283.9344 | 276.399 | 276.399 | 1024.7 | 299767.4403 | 99503.6254 | 45135.9501 | 1179969.1301 | 269571.9052
4256 | 761.6585 | 791.215 | 791.215 | 770.2166 | 761.6585 | 345.2 | 278776.0779 | 274197.0775 | 124378.841 | 0 | 1260392.5662
4257 | 976.5554 | 1014.45 | 1014.45 | 987.527 | 976.5554 | 1043.75 | 1079433.0488 | 351559.9544 | 159471.5015 | 0 | 933831.1289
4258 | 1245.0055 | 1293.3171 | 1293.3171 | 1258.9932 | 1245.0055 | 1132.45 | 1496475.546 | 448201.9876 | 203309.4016 | 0 | 1080104.5397
4259 | 1420.1043 | 1475.2108 | 1475.2108 | 1436.0595 | 1420.1043 | 926.1 | 1399959.3903 | 511237.5599 | 231903.0376 | 0 | 1525050.0432
4260 | 1490.1332 | 1547.9572 | 1547.9572 | 1506.8753 | 1490.1332 | 420.5 | 666033.1415 | 536447.9495 | 243338.7504 | 0 | 2353665.3783
4261 | 860.9694 | 1361.6268 | 894.3797 | 1325.49 | 860.9694 | 422.45 | 385732.1678 | 309948.9765 | 140596.2996 | 0 | 1358222.2443
4262 | 1268.3941 | 1317.6137 | 1317.6137 | 1282.645 | 1268.3941 | 451.55 | 611182.7903 | 456621.8897 | 207128.7627 | 0 | 1964044.903
4263 | 1179.3631 | 1450.1694 | 1225.1279 | 1411.6826 | 1179.3631 | 463.6 | 582137.1187 | 424570.7225 | 192589.9972 | 0 | 1811973.4945
4264 | 1177.8001 | 1499.6964 | 1223.5053 | 1459.8953 | 1177.8001 | 812.5 | 1017049.3019 | 424008.0497 | 192334.7625 | 0 | 1398637.6639
4265 | 933.8677 | 807.892 | 807.892 | 786.4509 | 786.4509 | 1602.6 | 1335239.5169 | 283122.3403 | 128427.4394 | 270214.8865 | 312535.6057
4266 | 1077.5727 | 67.862 | 67.862 | 66.061 | 66.061 | 1540.4 | 107976.0361 | 23781.9519 | 10787.7576 | 1854100.9252 | 30361.6252
4267 | 1109.8997 | 944.4231 | 944.4231 | 919.3586 | 919.3586 | 1571.35 | 1529281.6724 | 330969.1068 | 150131.2643 | 647458.5217 | 394083.0768
4268 | 1127.5522 | 1171.3064 | 1171.3064 | 1140.2205 | 1127.5522 | 1678.8 | 2003874.5658 | 405918.7812 | 184129.2694 | 0 | 362169.7024
4269 | 1183.4517 | 1225.3959 | 1225.3959 | 1192.8746 | 1183.4517 | 1743 | 2189906.4216 | 426042.6084 | 193257.661 | 0 | 304147.0843
4270 | 1332.0267 | 1225.3959 | 1225.3959 | 1192.8746 | 1192.8746 | 1753.65 | 2221685.6919 | 429434.8406 | 194796.4152 | 472839.0895 | 293864.6472
4271 | 1148.1467 | 1192.7006 | 1192.7006 | 1161.0469 | 1148.1467 | 1556 | 1898884.7379 | 413332.8228 | 187492.361 | 0 | 509777.1481
4272 | 1170.2123 | 0 | 0 | 0 | 0 | 1431 | 0 | 0 | 0 | 2144999.2009 | 0
4273 | 1298.1928 | 0 | 0 | 0 | 0 | 711.9 | 0 | 0 | 0 | 1544849.4451 | 0
4274 | 1256.2682 | 0 | 0 | 0 | 0 | 338.2 | 0 | 0 | 0 | 1494959.1235 | 0
4275 | 1237.1447 | 0 | 0 | 0 | 0 | 327.25 | 0 | 0 | 0 | 1472202.1347 | 0
4276 | 1329.0847 | 0 | 0 | 0 | 0 | 319.4 | 0 | 0 | 0 | 1581610.7359 | 0
4277 | 1320.2584 | 0 | 0 | 0 | 0 | 313.5 | 0 | 0 | 0 | 1571107.5103 | 0
4278 | 1256.2682 | 0 | 0 | 0 | 0 | 310.55 | 0 | 0 | 0 | 1494959.1235 | 0
4279 | 957.647 | 0 | 0 | 0 | 0 | 313.5 | 0 | 0 | 0 | 1755367.0397 | 0
4280 | 1212.8063 | 0 | 0 | 0 | 0 | 344.9 | 0 | 0 | 0 | 2223073.9369 | 0
4281 | 817.3512 | 754.513 | 754.513 | 734.4886 | 734.4886 | 739.25 | 575140.8101 | 264415.9005 | 119941.9904 | 151887.1305 | 926006.5181
4282 | 1350.9121 | 1403.3338 | 1403.3338 | 1366.0901 | 1350.9121 | 670.75 | 963654.3704 | 486328.3657 | 220603.9503 | 0 | 1795699.776
4283 | 1576.5504 | 1637.7276 | 1637.7276 | 1594.2632 | 1576.5504 | 427.1 | 717789.5371 | 567558.1289 | 257450.6735 | 0 | 2479756.0581
4284 | 1514.752 | 1573.5316 | 1573.5316 | 1531.7709 | 1514.752 | 420.5 | 678214.0296 | 545310.7081 | 247358.9962 | 0 | 2392550.7319
4285 | 1347.5913 | 1399.885 | 1399.885 | 1362.7328 | 1347.5913 | 422.45 | 604053.3603 | 485132.8514 | 220061.6518 | 0 | 2125892.5827
4286 | 1384.7626 | 1438.4984 | 1438.4984 | 1400.3214 | 1384.7626 | 451.55 | 667008.3283 | 498514.5349 | 226131.7321 | 0 | 2144235.6433
4287 | 1490.5497 | 1548.3904 | 1548.3904 | 1507.297 | 1490.5497 | 463.6 | 733483.9162 | 536597.8852 | 243406.7629 | 0 | 2290080.5299
4288 | 1528.8197 | 963.748 | 963.748 | 938.1706 | 938.1706 | 812.9 | 808347.9382 | 337741.4314 | 153203.266 | 1082659.7327 | 1113702.3702
4289 | 1453.0225 | 123.1732 | 123.1732 | 119.9042 | 119.9042 | 1592.6 | 202008.747 | 43165.515 | 19580.3572 | 2443605.8856 | 48848.9744
4290 | 1062.5736 | 0 | 0 | 0 | 0 | 1381.9 | 0 | 0 | 0 | 1947697.3611 | 0
4291 | 1421.0247 | 875.0517 | 875.0517 | 851.8283 | 851.8283 | 1428.5 | 1288755.6178 | 306658.1979 | 139103.5659 | 1934129.1104 | 486819.8892
4292 | 1195.22 | 1225.3959 | 1225.3959 | 1192.8746 | 1192.8746 | 1537.7 | 1934482.9895 | 429434.8406 | 194796.4152 | 7969.8482 | 551465.9079
4293 | 1395.2815 | 1225.3959 | 1225.3959 | 1192.8746 | 1192.8746 | 1551.25 | 1954212.7139 | 429434.8406 | 194796.4152 | 687778.6281 | 535302.4576
4294 | 1417.3471 | 1225.3959 | 1225.3959 | 1192.8746 | 1192.8746 | 1372.8 | 1732935.6343 | 429434.8406 | 194796.4152 | 762757.5369 | 748170.9224
4295 | 1162.8571 | 1207.9814 | 1207.9814 | 1175.9222 | 1162.8571 | 1109.55 | 1370678.7361 | 418628.5668 | 189894.5693 | 0 | 1035466.0156
4296 | 1393.0749 | 0 | 0 | 0 | 0 | 657.5 | 0 | 0 | 0 | 2553506.277 | 0
4297 | 1050.3226 | 0 | 0 | 0 | 0 | 712.2 | 0 | 0 | 0 | 1925241.269 | 0
4298 | 1021.6373 | 0 | 0 | 0 | 0 | 338.1 | 0 | 0 | 0 | 1872661.1507 | 0
4299 | 1457.0651 | 0 | 0 | 0 | 0 | 327.25 | 0 | 0 | 0 | 2670800.3888 | 0
4300 | 1272.4496 | 0 | 0 | 0 | 0 | 319.7 | 0 | 0 | 0 | 2332400.137 | 0
4301 | 1186.3938 | 0 | 0 | 0 | 0 | 313.5 | 0 | 0 | 0 | 2174659.7804 | 0
4302 | 1309.2256 | 0 | 0 | 0 | 0 | 310.45 | 0 | 0 | 0 | 2399810.545 | 0
4303 | 1074.5947 | 90.2202 | 90.2202 | 87.8258 | 87.8258 | 313.5 | 29131.7304 | 31617.2872 | 14341.9528 | 1808747.4511 | 148118.2078
4304 | 998.1356 | 951.9077 | 951.9077 | 926.6446 | 926.6446 | 344.9 | 337399.2686 | 333592.0493 | 151321.0601 | 131043.0113 | 1533689.4466
4305 | 975.2784 | 1013.1234 | 1013.1234 | 986.2357 | 975.2784 | 399.75 | 411655.042 | 351100.2176 | 159262.9598 | 0 | 1560688.6195
4306 | 1046.5245 | 1087.1351 | 1087.1351 | 1058.2832 | 1046.5245 | 670.85 | 744467.2581 | 376748.8301 | 170897.4554 | 0 | 1390988.0764
4307 | 950.4987 | 1244.0632 | 987.3829 | 1211.0465 | 950.4987 | 782.55 | 789572.3756 | 342179.5368 | 155216.4399 | 0 | 1157184.6585
4308 | 1002.5404 | 1405.9755 | 1041.4444 | 1368.6617 | 1002.5404 | 420.6 | 446802.6448 | 360914.5552 | 163714.8524 | 0 | 1583412.3567
4309 | 1043.7397 | 1399.2378 | 1084.2421 | 1362.1028 | 1043.7397 | 422.45 | 466301.5931 | 375746.2794 | 170442.6873 | 0 | 1646551.5085
4310 | 1077.3961 | 1383.1342 | 1119.2051 | 1346.4266 | 1077.3961 | 451.55 | 517434.9242 | 387862.6108 | 175938.7898 | 0 | 1668294.0545
4311 | 1015.4608 | 2079.282 | 1054.8657 | 2024.099 | 1015.4608 | 463.6 | 502157.465 | 365565.8736 | 165824.7421 | 0 | 1560153.9117
4312 | 206.3667 | 1555.5675 | 214.375 | 1514.2836 | 206.3667 | 457.05 | 100345.7815 | 74292.0073 | 33699.68 | 0 | 318413.4797
4313 | 168.6547 | 717.1513 | 175.1996 | 698.1185 | 168.6547 | 1145.95 | 204271.1268 | 60715.7055 | 27541.3186 | 0 | 144039.5786
4314 | 147.1628 | 152.8736 | 152.8736 | 148.8164 | 147.1628 | 877.4 | 136822.1154 | 52978.6234 | 24031.6922 | 0 | 165205.0074
4315 | 189.7642 | 197.1277 | 197.1277 | 191.8961 | 189.7642 | 1092.2 | 219687.875 | 68315.0982 | 30988.4876 | 0 | 172267.7592
4316 | 137.5422 | 142.8793 | 142.8793 | 139.0873 | 137.5422 | 1437.6 | 209046.5005 | 49515.2068 | 22460.648 | 0 | 77353.6208
4317 | 106.6504 | 110.7885 | 110.7885 | 107.8483 | 106.6504 | 1562.5 | 176161.8809 | 38394.1443 | 17416.0105 | 0 | 46659.375
4318 | 100.7662 | 104.6762 | 104.6762 | 101.8982 | 100.7662 | 1742.1 | 185558.3297 | 36275.8467 | 16455.1271 | 0 | 25987.5514
4319 | 91.2045 | 94.7431 | 94.7431 | 92.2287 | 91.2045 | 1589 | 153737.3008 | 32833.6131 | 14893.6917 | 0 | 37484.844
4320 | 100.0307 | 103.9127 | 103.9127 | 101.1549 | 100.0307 | 1430.5 | 151642.7754 | 36011.0595 | 16335.0167 | 0 | 56967.4956
4321 | 92.6755 | 96.2723 | 96.2723 | 93.7173 | 92.6755 | 1621.15 | 159423.5845 | 33363.1875 | 15133.9125 | 0 | 35110.1211
4322 | 100.7662 | 104.6762 | 104.6762 | 101.8982 | 100.7662 | 1499.65 | 160362.0058 | 36275.8467 | 16455.1271 | 0 | 50418.2681
4323 | 91.94 | 95.5077 | 95.5077 | 92.973 | 91.94 | 1489.6 | 145467.8981 | 33098.4003 | 15013.8021 | 0 | 46926.176
4324 | 95.6176 | 99.3284 | 99.3284 | 96.6923 | 95.6176 | 1590.1 | 161341.3084 | 34422.3363 | 15614.3542 | 0 | 39193.6546
4325 | 86.0558 | 89.3954 | 89.3954 | 87.0229 | 86.0558 | 1729.65 | 157779.8405 | 30980.1027 | 14052.9188 | 0 | 23265.1965
4326 | 93.411 | 97.0358 | 97.0358 | 94.4605 | 93.411 | 1719.2 | 169758.1761 | 33627.9747 | 15254.023 | 0 | 26229.8088
4327 | 86.0558 | 89.3954 | 89.3954 | 87.0229 | 86.0558 | 1505.65 | 136981.3906 | 30980.1027 | 14052.9188 | 0 | 42541.7049
4328 | 91.951 | 95.5191 | 95.5191 | 92.9841 | 91.951 | 1192.25 | 116186.5205 | 33102.3721 | 15015.6038 | 0 | 74273.4203
4329 | 200.9569 | 982.8724 | 208.7551 | 956.7875 | 200.9569 | 1431.4 | 304268.4505 | 72344.4975 | 32816.2679 | 0 | 114264.1146
4330 | 878.5446 | 2135.5655 | 912.6357 | 2078.8887 | 878.5446 | 1367.35 | 1268391.8394 | 316276.0668 | 143466.3381 | 0 | 555811.2601
4331 | 1068.5028 | 2473.5863 | 1109.966 | 2407.9387 | 1068.5028 | 1294.8 | 1466866.5654 | 384661.0026 | 174486.5048 | 0 | 753508.164
4332 | 1462.838 | 2634.2115 | 1519.6031 | 2564.3009 | 1462.838 | 1066.55 | 1652886.8574 | 526621.6962 | 238881.4527 | 0 | 1365486.1731
4333 | 1268.6028 | 2624.5547 | 1317.8308 | 2554.9005 | 1268.6028 | 412.3 | 552351.8685 | 456697.0228 | 207162.8439 | 0 | 2014160.7307
4334 | 1480.9778 | 2409.7351 | 1538.4459 | 2345.7821 | 1480.9778 | 799.75 | 1256277.687 | 533152.0109 | 241843.676 | 0 | 1777543.6141
4335 | 1662.323 | 1590.8609 | 1590.8609 | 1548.6403 | 1548.6403 | 1304.4 | 2141997.6074 | 557510.5188 | 252892.9659 | 208380.3761 | 1077234.2136
4336 | 1889.88 | 1265.7161 | 1265.7161 | 1232.1246 | 1232.1246 | 1295.05 | 1691574.7303 | 443564.8738 | 201205.9553 | 1205665.6343 | 868586.2717
4337 | 1479.2732 | 27.6997 | 27.6997 | 26.9646 | 26.9646 | 1588.7 | 45308.0451 | 9707.2535 | 4403.318 | 2662081.7501 | 11090.5371
4338 | 1404.2291 | 70.6356 | 70.6356 | 68.761 | 68.761 | 1338.45 | 97575.4896 | 24753.9514 | 11228.6674 | 2447912.9851 | 45488.8237
4339 | 1635.7965 | 857.6372 | 857.6372 | 834.876 | 834.876 | 1512.5 | 1334913.2571 | 300555.3516 | 136335.247 | 2721527.9177 | 407002.0386
4340 | 1688.7539 | 1225.3959 | 1225.3959 | 1192.8746 | 1192.8746 | 1707.5 | 2145383.658 | 429434.8406 | 194796.4152 | 1684998.1253 | 348915.808
4341 | 1451.9165 | 1225.3959 | 1225.3959 | 1192.8746 | 1192.8746 | 1789.25 | 2250213.6889 | 429434.8406 | 194796.4152 | 880224.4974 | 251398.313
4342 | 1428.3799 | 1225.3959 | 1225.3959 | 1192.8746 | 1192.8746 | 1825.6 | 2294113.818 | 429434.8406 | 194796.4152 | 800246.9913 | 208037.3228
4343 | 1283.4824 | 1225.3959 | 1225.3959 | 1192.8746 | 1192.8746 | 1837.3 | 2311126.3519 | 429434.8406 | 194796.4152 | 307885.4868 | 194080.6905
4344 | 1275.3917 | 0 | 0 | 0 | 0 | 1727.6 | 0 | 0 | 0 | 2337792.9696 | 0
4345 | 1141.0098 | 0 | 0 | 0 | 0 | 1540 | 0 | 0 | 0 | 1357801.6775 | 0
4346 | 1317.8249 | 0 | 0 | 0 | 0 | 1522.15 | 0 | 0 | 0 | 1568211.6227 | 0
4347 | 1357.1939 | 0 | 0 | 0 | 0 | 1409.95 | 0 | 0 | 0 | 1615060.7112 | 0
4348 | 1237.7056 | 0 | 0 | 0 | 0 | 1306.8 | 0 | 0 | 0 | 1472869.6152 | 0
4349 | 1136.175 | 0 | 0 | 0 | 0 | 1378.1 | 0 | 0 | 0 | 1352048.2797 | 0
4350 | 1195.5738 | 0 | 0 | 0 | 0 | 1563.9 | 0 | 0 | 0 | 1422732.8708 | 0
4351 | 1022.9029 | 0 | 0 | 0 | 0 | 1458.05 | 0 | 0 | 0 | 1874980.9515 | 0
4352 | 1129.8233 | 0 | 0 | 0 | 0 | 499.4 | 0 | 0 | 0 | 2070966.1511 | 0
4353 | 1224.9167 | 0 | 0 | 0 | 0 | 318.8 | 0 | 0 | 0 | 2245272.2818 | 0
4354 | 1366.0648 | 894.0047 | 894.0047 | 870.2783 | 870.2783 | 332.85 | 305665.5299 | 313300.1945 | 142116.4494 | 908776.7074 | 1450884.4981
4355 | 1337.9229 | 1389.8408 | 1389.8408 | 1352.9551 | 1337.9229 | 345.9 | 490232.0777 | 481652.2552 | 218482.8146 | 0 | 2213058.3202
4356 | 1315.4265 | 1445.6059 | 1366.4718 | 1407.2403 | 1315.4265 | 348.15 | 486274.7931 | 473553.5375 | 214809.1463 | 0 | 2172887.2525
4357 | 1307.2764 | 1358.0045 | 1358.0045 | 1321.9638 | 1307.2764 | 355.15 | 494243.3001 | 470619.5123 | 213478.2399 | 0 | 2150273.6244
4358 | 1149.254 | 1193.8505 | 1193.8505 | 1162.1664 | 1149.254 | 371.1 | 452599.6484 | 413731.4357 | 187673.1762 | 0 | 1872019.8211
4359 | 1075.5123 | 793.6468 | 793.6468 | 772.5839 | 772.5839 | 375.7 | 307916.7927 | 278130.1946 | 126162.9466 | 555267.7282 | 1254907.9862
4360 | 1067.8206 | 922.094 | 922.094 | 897.6221 | 897.6221 | 366.25 | 348201.1432 | 323143.9648 | 146581.6929 | 311973.859 | 1466490.1456
4361 | 1122.6445 | 28.2274 | 28.2274 | 27.4783 | 27.4783 | 348.95 | 10155.4139 | 9892.1882 | 4487.2065 | 2007439.695 | 45368.0481
4362 | 1180.3883 | 118.3531 | 118.3531 | 115.2121 | 115.2121 | 334.45 | 40810.0269 | 41476.3473 | 18814.132 | 1952468.0043 | 191891.4728
4363 | 1047.7675 | 1056.3117 | 1056.3117 | 1028.2778 | 1028.2778 | 1412.95 | 1535335.448 | 370180.0036 | 167917.7627 | 66225.9913 | 603650.4753
4364 | 988.3687 | 1026.7224 | 1026.7224 | 999.4738 | 988.3687 | 1513.55 | 1587558.2246 | 355812.721 | 161400.6037 | 0 | 480791.9392
4365 | 1236.3242 | 1225.3959 | 1225.3959 | 1192.8746 | 1192.8746 | 1523.1 | 1927609.0099 | 429434.8406 | 194796.4152 | 147641.8586 | 568881.8764
4366 | 1285.3627 | 1225.3959 | 1225.3959 | 1192.8746 | 1192.8746 | 1765.15 | 2228561.452 | 429434.8406 | 194796.4152 | 314274.8753 | 280146.5898
4367 | 1237.0149 | 1225.3959 | 1225.3959 | 1192.8746 | 1192.8746 | 1778.1 | 2243635.0653 | 429434.8406 | 194796.4152 | 149988.8028 | 264698.8643
4368 | 955.9065 | 0 | 0 | 0 | 0 | 1703 | 0 | 0 | 0 | 1752176.6618 | 0
4369 | 1144.4632 | 0 | 0 | 0 | 0 | 1728.9 | 0 | 0 | 0 | 1361911.2461 | 0
4370 | 1100.2595 | 0 | 0 | 0 | 0 | 1548.85 | 0 | 0 | 0 | 1309308.7598 | 0
4371 | 1259.8074 | 0 | 0 | 0 | 0 | 1458.85 | 0 | 0 | 0 | 1499170.8584 | 0
4372 | 1195.5738 | 0 | 0 | 0 | 0 | 1411.55 | 0 | 0 | 0 | 1422732.8708 | 0
4373 | 1084.3737 | 0 | 0 | 0 | 0 | 1406.85 | 0 | 0 | 0 | 1290404.7411 | 0
4374 | 1230.7987 | 0 | 0 | 0 | 0 | 1194.45 | 0 | 0 | 0 | 1464650.4768 | 0
4375 | 855.7574 | 0 | 0 | 0 | 0 | 1306.6 | 0 | 0 | 0 | 1568603.2398 | 0
4376 | 848.1616 | 0 | 0 | 0 | 0 | 1336.3 | 0 | 0 | 0 | 1554680.1453 | 0
4377 | 955.36 | 0 | 0 | 0 | 0 | 1531.65 | 0 | 0 | 0 | 1751174.9207 | 0
4378 | 1003.5499 | 0 | 0 | 0 | 0 | 1590 | 0 | 0 | 0 | 1839506.9704 | 0
4379 | 826.6632 | 399.462 | 399.462 | 388.8605 | 388.8605 | 1593.35 | 658391.1798 | 139989.771 | 63500.9156 | 802492.3278 | 158130.1121
4380 | 1123.7505 | 1100.5752 | 1100.5752 | 1071.3665 | 1071.3665 | 1549.4 | 1768685.1502 | 385691.9507 | 174954.1543 | 96019.7901 | 482757.7583
4381 | 1103.3684 | 1146.1839 | 1146.1839 | 1115.7648 | 1103.3684 | 1203.8 | 1409973.0377 | 397212.6251 | 180180.0602 | 0 | 878501.9225
4382 | 1414.2487 | 1469.1286 | 1469.1286 | 1430.1387 | 1414.2487 | 1340.65 | 2007118.4895 | 509129.5259 | 230946.8099 | 0 | 932484.8691
4383 | 1156.956 | 1201.8514 | 1201.8514 | 1169.9549 | 1156.956 | 1674.15 | 2049880.6864 | 416504.1517 | 188930.911 | 0 | 376994.1051
4384 | 1089.7222 | 1132.0084 | 1132.0084 | 1101.9655 | 1089.7222 | 1866.75 | 2144500.3657 | 392299.9978 | 177951.6379 | 0 | 145205.4565
4385 | 1137.5314 | 120.7964 | 120.7964 | 117.5905 | 117.5905 | 1905.4 | 236178.0904 | 42332.5806 | 19202.5289 | 1869551.5862 | 11124.0614
4386 | 926.8434 | 0 | 0 | 0 | 0 | 1865.05 | 0 | 0 | 0 | 1698903.9713 | 0
4387 | 835.7275 | 868.1582 | 868.1582 | 845.1178 | 835.7275 | 1851.7 | 1631950.3442 | 300861.9094 | 136474.305 | 0 | 123938.3921
4388 | 1471.8474 | 1225.3959 | 1225.3959 | 1192.8746 | 1192.8746 | 1868.7 | 2349345.1718 | 429434.8406 | 194796.4152 | 947949.733 | 156624.4294
4389 | 1105.0942 | 1147.9769 | 1147.9769 | 1117.5102 | 1105.0942 | 1871.3 | 2174715.5166 | 397833.9296 | 180461.8909 | 0 | 142225.5978
4390 | 823.2952 | 855.2428 | 855.2428 | 832.5451 | 823.2952 | 1887.2 | 1631007.1379 | 296386.2777 | 134444.1088 | 0 | 92867.676
4391 | 927.5885 | 963.5828 | 963.5828 | 938.0099 | 927.5885 | 1882 | 1835908.7843 | 333931.8549 | 151475.1997 | 0 | 109455.384
4392 | 973.8643 | 0 | 0 | 0 | 0 | 1862.45 | 0 | 0 | 0 | 1785093.2755 | 0
4393 | 1145.1539 | 0 | 0 | 0 | 0 | 1641.4 | 0 | 0 | 0 | 1362733.16 | 0
4394 | 1047.7675 | 0 | 0 | 0 | 0 | 1813.95 | 0 | 0 | 0 | 1246843.3072 | 0
4395 | 804.6468 | 0 | 0 | 0 | 0 | 1804.45 | 0 | 0 | 0 | 957529.633 | 0
4396 | 1138.2471 | 0 | 0 | 0 | 0 | 1797.55 | 0 | 0 | 0 | 1354514.0216 | 0
4397 | 993.2035 | 0 | 0 | 0 | 0 | 1792.85 | 0 | 0 | 0 | 1181912.1135 | 0
4398 | 968.3388 | 0 | 0 | 0 | 0 | 1791.35 | 0 | 0 | 0 | 1152323.215 | 0
4399 | 1081.611 | 0 | 0 | 0 | 0 | 1781.35 | 0 | 0 | 0 | 1982592.9575 | 0
4400 | 1051.0551 | 0 | 0 | 0 | 0 | 1610.75 | 0 | 0 | 0 | 1926584.0735 | 0
4401 | 1124.1761 | 0 | 0 | 0 | 0 | 1678.25 | 0 | 0 | 0 | 2060614.8261 | 0
4402 | 1099.9253 | 1108.4483 | 1108.4483 | 1079.0307 | 1079.0307 | 1676.3 | 1907793.3001 | 388451.0459 | 176205.7105 | 38299.9135 | 349282.2321
4403 | 1173.32 | 1218.8504 | 1218.8504 | 1186.5028 | 1173.32 | 1636.35 | 2034138.2416 | 422395.2022 | 191603.157 | 0 | 426677.818
4404 | 1174.9733 | 1220.5675 | 1220.5675 | 1188.1743 | 1174.9733 | 1431.9 | 1779587.9698 | 422990.3988 | 191873.1448 | 0 | 667502.3488
4405 | 1130.4682 | 1174.3355 | 1174.3355 | 1143.1693 | 1130.4682 | 1104.5 | 1315698.5868 | 406968.5696 | 184605.4651 | 0 | 1012334.094
4406 | 1162.7327 | 1220.3037 | 1207.8526 | 1187.9175 | 1162.7327 | 1644.9 | 2016819.8808 | 418583.7666 | 189874.2475 | 0 | 412886.3764
4407 | 1439.1789 | 1233.4342 | 1233.4342 | 1200.6995 | 1200.6995 | 1742.85 | 2201401.3896 | 432251.819 | 196074.2279 | 437132.7784 | 308759.8757
4408 | 1406.8437 | 693.9943 | 693.9943 | 675.5761 | 675.5761 | 1903.45 | 1354656.3476 | 243207.381 | 110321.5703 | 1340413.5652 | 65226.8684
4409 | 1304.5051 | 300.334 | 300.334 | 292.3633 | 292.3633 | 1915.4 | 591274.8532 | 105250.8 | 47742.9323 | 1855255.7721 | 24733.938
4410 | 1480.7011 | 0 | 0 | 0 | 0 | 1875.05 | 0 | 0 | 0 | 2714125.131 | 0
4411 | 1355.1218 | 1172.475 | 1172.475 | 1141.3582 | 1141.3582 | 1861.7 | 2238663.0254 | 410888.9445 | 186383.7907 | 726368.8615 | 157849.8362
4412 | 982.8432 | 1020.982 | 1020.982 | 993.8857 | 982.8432 | 1868.7 | 1933267.2989 | 353823.5513 | 160498.2942 | 0 | 129047.2859
4413 | 1227.3453 | 1225.3959 | 1225.3959 | 1192.8746 | 1192.8746 | 1861.3 | 2336005.8185 | 429434.8406 | 194796.4152 | 117131.587 | 165451.7011
4414 | 1230.108 | 1225.3959 | 1225.3959 | 1192.8746 | 1192.8746 | 1877.2 | 2358656.6207 | 429434.8406 | 194796.4152 | 126519.3605 | 146484.9956
4415 | 1073.3228 | 1114.973 | 1114.973 | 1085.3823 | 1073.3228 | 1848.6 | 2095072.2643 | 386396.2044 | 175273.6116 | 0 | 162501.0704
4416 | 1058.8184 | 0 | 0 | 0 | 0 | 1644.35 | 0 | 0 | 0 | 1940814.1785 | 0
4417 | 752.1548 | 0 | 0 | 0 | 0 | 1337.2 | 0 | 0 | 0 | 895064.1806 | 0
4418 | 1158.2769 | 0 | 0 | 0 | 0 | 1594.05 | 0 | 0 | 0 | 1378349.5229 | 0
4419 | 1156.8955 | 0 | 0 | 0 | 0 | 1580.45 | 0 | 0 | 0 | 1376705.695 | 0
4420 | 1170.7092 | 0 | 0 | 0 | 0 | 1573.55 | 0 | 0 | 0 | 1393143.973 | 0
4421 | 1391.7281 | 0 | 0 | 0 | 0 | 1664.15 | 0 | 0 | 0 | 1656156.4033 | 0
4422 | 1459.4151 | 0 | 0 | 0 | 0 | 1766.15 | 0 | 0 | 0 | 1736703.9607 | 0
4423 | 1333.7106 | 0 | 0 | 0 | 0 | 1716.35 | 0 | 0 | 0 | 2444691.5701 | 0
4424 | 1049.1048 | 0 | 0 | 0 | 0 | 1639.75 | 0 | 0 | 0 | 1923009.1387 | 0
4425 | 1288.2412 | 423.1498 | 423.1498 | 411.9197 | 411.9197 | 1838.75 | 795890.52 | 148291.0836 | 67266.4832 | 1606297.3048 | 66422.0478
4426 | 1625.402 | 20.4613 | 20.4613 | 19.9183 | 19.9183 | 1814.5 | 37964.932 | 7170.5896 | 3252.6591 | 2942851.57 | 3694.8455
4427 | 1252.525 | 0 | 0 | 0 | 0 | 1636.35 | 0 | 0 | 0 | 2295878.4093 | 0
4428 | 1499.6906 | 715.4466 | 715.4466 | 696.4591 | 696.4591 | 1304.5 | 958229.6782 | 250725.2693 | 113731.768 | 1472323.37 | 484387.2911
4429 | 1174.5986 | 1148.3166 | 1148.3166 | 1117.8409 | 1117.8409 | 1104.25 | 1295568.885 | 402422.7196 | 182543.417 | 104036.9486 | 1001305.9753
4430 | 1162.5522 | 1207.6645 | 1207.6645 | 1175.6138 | 1162.5522 | 1402.45 | 1716886.6565 | 418518.8078 | 189844.7814 | 0 | 694683.0934
4431 | 1383.5979 | 1437.2882 | 1437.2882 | 1399.1433 | 1383.5979 | 1559.75 | 2275130.3969 | 498095.2289 | 225941.5302 | 0 | 609128.957
4432 | 1184.4607 | 67.6158 | 67.6158 | 65.8213 | 65.8213 | 1680.95 | 116915.4068 | 23695.6733 | 10748.6207 | 2050466.0613 | 21000.2904
4433 | 1396.2434 | 551.3986 | 551.3986 | 536.7648 | 536.7648 | 1901.9 | 1077739.0863 | 193235.3212 | 87653.6888 | 1575424.3377 | 52656.625
4434 | 1222.7384 | 62.5454 | 62.5454 | 60.8855 | 60.8855 | 1617.55 | 104000.3156 | 21918.7708 | 9942.598 | 2129676.4841 | 23285.6497
4435 | 1330.2572 | 1127.9207 | 1127.9207 | 1097.9863 | 1097.9863 | 1715 | 1991887.0681 | 395275.0649 | 179301.1614 | 789256.5578 | 312926.093
4436 | 1078.8483 | 1120.7124 | 1120.7124 | 1090.9693 | 1078.8483 | 1787 | 2037199.0609 | 388385.374 | 176175.921 | 0 | 229794.624
4437 | 1160.349 | 1205.3761 | 1205.3761 | 1173.386 | 1160.349 | 1525.7 | 1872622.2269 | 417725.6263 | 189484.9855 | 0 | 550353.5127
4438 | 1320.5876 | 1225.3959 | 1225.3959 | 1192.8746 | 1192.8746 | 1219.7 | 1536071.5289 | 429434.8406 | 194796.4152 | 433969.0141 | 930800.0171
4439 | 1039.4793 | 1079.8157 | 1079.8157 | 1051.158 | 1039.4793 | 1246.25 | 1368967.6173 | 374212.5401 | 169746.9661 | 0 | 783507.2962
4440 | 1082.9924 | 0 | 0 | 0 | 0 | 1231.1 | 0 | 0 | 0 | 1985125.0032 | 0
4441 | 1015.996 | 0 | 0 | 0 | 0 | 703.55 | 0 | 0 | 0 | 1209035.2709 | 0
4442 | 1259.1168 | 0 | 0 | 0 | 0 | 1040.6 | 0 | 0 | 0 | 1498348.9456 | 0
4443 | 955.2158 | 0 | 0 | 0 | 0 | 1194.55 | 0 | 0 | 0 | 1136706.8519 | 0
4444 | 1254.9727 | 0 | 0 | 0 | 0 | 1232.7 | 0 | 0 | 0 | 1493417.4618 | 0
4445 | 1275.6932 | 0 | 0 | 0 | 0 | 1228.4 | 0 | 0 | 0 | 1518074.8771 | 0
4446 | 932.4233 | 0 | 0 | 0 | 0 | 1301.45 | 0 | 0 | 0 | 1109583.6949 | 0
4447 | 1058.1277 | 0 | 0 | 0 | 0 | 1233.2 | 0 | 0 | 0 | 1939548.1548 | 0
4448 | 793.1348 | 375.1695 | 375.1695 | 365.2127 | 365.2127 | 1141.9 | 441444.6527 | 131476.5843 | 59639.2395 | 784381.1033 | 313389.0472
4449 | 1186.5863 | 1232.6312 | 1232.6312 | 1199.9178 | 1186.5863 | 1379.3 | 1734193.7 | 427171.0741 | 193769.5456 | 0 | 736514.127
4450 | 1347.1392 | 1399.4144 | 1399.4144 | 1362.2747 | 1347.1392 | 1281.25 | 1825917.1024 | 484970.1278 | 219987.8385 | 0 | 968256.1563
4451 | 1551.5661 | 1611.7741 | 1611.7741 | 1568.9985 | 1551.5661 | 1123.95 | 1843246.262 | 558563.8104 | 253370.7507 | 0 | 1359249.5169
4452 | 1023.2024 | 1463.7154 | 1062.9081 | 1424.8692 | 1023.2024 | 742.75 | 803629.6271 | 368352.8816 | 167088.9599 | 0 | 1286421.279
4453 | 1250.4936 | 1299.0181 | 1299.0181 | 1264.5428 | 1250.4936 | 390.75 | 517093.5148 | 450177.6859 | 204205.6003 | 0 | 2012356.7807
4454 | 1279.245 | 1328.8858 | 1328.8858 | 1293.6179 | 1279.245 | 779.15 | 1053599.6741 | 460528.2058 | 208900.7111 | 0 | 1561766.2778
4455 | 790.3815 | 821.0526 | 821.0526 | 799.2623 | 790.3815 | 1149.25 | 960504.5712 | 284537.3536 | 129069.3051 | 0 | 672417.0932
4456 | 1057.9646 | 1099.0191 | 1099.0191 | 1069.8517 | 1057.9646 | 1235.75 | 1385163.4006 | 380867.2452 | 172765.6143 | 0 | 808549.4226
4457 | 1309.8432 | 379.7382 | 379.7382 | 369.6601 | 369.6601 | 1530.4 | 598543.2825 | 133077.6532 | 60365.5021 | 1723355.4928 | 173592.4053
4458 | 1349.9434 | 151.0838 | 151.0838 | 147.0741 | 147.0741 | 1377.6 | 214139.1025 | 52946.6695 | 24017.1976 | 2204859.4985 | 91538.9086
4459 | 1201.79 | 861.8724 | 861.8724 | 838.9988 | 838.9988 | 1251.8 | 1110810.4805 | 302039.5621 | 137008.5014 | 1232764.5398 | 627738.8899
4460 | 1417.2834 | 1225.3959 | 1225.3959 | 1192.8746 | 1192.8746 | 1482.7 | 1870718.8682 | 429434.8406 | 194796.4152 | 762541.1624 | 617074.0085
4461 | 1335.092 | 1225.3959 | 1225.3959 | 1192.8746 | 1192.8746 | 1261.4 | 1593736.2274 | 429434.8406 | 194796.4152 | 483254.8362 | 881057.148
4462 | 1290.1975 | 1225.3959 | 1225.3959 | 1192.8746 | 1192.8746 | 1113.6 | 1406793.8537 | 429434.8406 | 194796.4152 | 330703.4815 | 1057364.0076
4463 | 1175.544 | 1221.1607 | 1221.1607 | 1188.7518 | 1175.544 | 697.5 | 868203.3452 | 423195.8429 | 191966.3365 | 0 | 1531146.06
4464 | 1105.7849 | 0 | 0 | 0 | 0 | 353.45 | 0 | 0 | 0 | 2026903.7822 | 0
4465 | 1215.6037 | 0 | 0 | 0 | 0 | 1038.65 | 0 | 0 | 0 | 2228201.5344 | 0
4466 | 895.1263 | 0 | 0 | 0 | 0 | 1018.7 | 0 | 0 | 0 | 1640766.5851 | 0
4467 | 966.2668 | 0 | 0 | 0 | 0 | 1133.05 | 0 | 0 | 0 | 1771167.0158 | 0
4468 | 1008.3985 | 0 | 0 | 0 | 0 | 1126.15 | 0 | 0 | 0 | 1848394.456 | 0
4469 | 1040.17 | 0 | 0 | 0 | 0 | 1121.45 | 0 | 0 | 0 | 1906631.5403 | 0
4470 | 973.1736 | 0 | 0 | 0 | 0 | 1119.95 | 0 | 0 | 0 | 1783827.2519 | 0
4471 | 1027.7377 | 197.1537 | 197.1537 | 191.9214 | 191.9214 | 1187.35 | 240666.8016 | 69091.6904 | 31340.7585 | 1532051.259 | 155964.8951
4472 | 181.6015 | 188.648 | 188.648 | 183.6414 | 181.6015 | 1032.25 | 197759.7304 | 65376.547 | 29655.5281 | 0 | 175744.3678
4473 | 87.356 | 90.7458 | 90.7458 | 88.3375 | 87.356 | 1144.05 | 105640.5264 | 31448.1505 | 14265.2305 | 0 | 74772.3457
4474 | 0 | 52.4742 | 0 | 51.0815 | 0 | 993.7 | 0 | 0 | 0 | 0 | 0
4475 | 0 | 553.0721 | 0 | 538.3939 | 0 | 392.45 | 0 | 0 | 0 | 0 | 0
4476 | 0 | 884.3272 | 0 | 860.8576 | 0 | 386 | 0 | 0 | 0 | 0 | 0
4477 | 0 | 953.4119 | 0.0010388 | 928.1089 | 0 | 390.75 | 0 | 0 | 0 | 0 | 0
4478 | 0 | 2002.1601 | 0 | 1949.0238 | 0 | 422.4 | 0 | 0 | 0 | 0 | 0
4479 | 0 | 1339.1616 | 0 | 1303.621 | 0 | 435.75 | 0 | 0 | 0 | 0 | 0
4480 | 0 | 1186.0699 | 0 | 1154.5922 | 0 | 1032.75 | 0 | 0 | 0 | 0 | 0
4481 | 0 | 850.1214 | 0 | 827.5597 | 0 | 1492.9 | 0 | 0 | 0 | 0 | 0
4482 | 0 | 231.642 | 0 | 225.4944 | 0 | 1141.6 | 0 | 0 | 0 | 0 | 0
4483 | 0 | 0 | 0 | 0 | 0 | 1128.25 | 0 | 0 | 0 | 0 | 0
4484 | 0 | 0 | 0 | 0 | 0 | 1483.7 | 0 | 0 | 0 | 0 | 0
4485 | 118.7976 | 123.4079 | 123.4079 | 120.1327 | 118.7976 | 1525.7 | 191914.4548 | 42767.1474 | 19399.6533 | 0 | 56345.7168
4486 | 193.3915 | 200.8955 | 200.8955 | 195.5638 | 193.3915 | 1541.6 | 315573.545 | 69620.9377 | 31580.8309 | 0 | 88650.4344
4487 | 241.0487 | 250.4028 | 250.4028 | 243.7573 | 241.0487 | 1497 | 381320.7473 | 86777.526 | 39363.25 | 0 | 121247.4876
4488 | 237.5953 | 246.8148 | 246.8148 | 240.2645 | 237.5953 | 1129 | 284005.943 | 85534.2949 | 38799.3065 | 0 | 206945.245
4489 | 234.8325 | 243.9456 | 243.9456 | 237.4715 | 234.8325 | 1462.45 | 363513.6256 | 84539.7101 | 38348.1518 | 0 | 126234.2254
4490 | 251.4089 | 261.1649 | 261.1649 | 254.2337 | 251.4089 | 1299.15 | 345854.522 | 90507.219 | 41055.0802 | 0 | 176199.9569
4491 | 171.9803 | 178.6536 | 178.6536 | 173.9123 | 171.9803 | 1313.7 | 238775.5085 | 61912.9053 | 28084.3818 | 0 | 118029.874
4492 | 178.8871 | 185.8287 | 185.8287 | 180.8969 | 178.8871 | 1421.25 | 268723.6458 | 64399.3674 | 29212.2686 | 0 | 103530.8513
4493 | 246.5742 | 256.1422 | 256.1422 | 249.3444 | 246.5742 | 1412.65 | 367838.6576 | 88766.6956 | 40265.5594 | 0 | 144825.2389
4494 | 227.9257 | 236.7706 | 236.7706 | 230.4868 | 227.9257 | 1360.8 | 327468.688 | 82053.248 | 37220.265 | 0 | 145690.1004
4495 | 274.8922 | 285.5591 | 285.5591 | 277.9805 | 274.8922 | 1108.4 | 321751.8055 | 98961.1901 | 44889.8954 | 0 | 245093.7072
4496 | 119.5695 | 124.2088 | 124.2088 | 120.9124 | 119.5695 | 1029.4 | 130001.4835 | 43045.0096 | 19525.6946 | 0 | 116054.1286
4497 | 639.3445 | 664.1536 | 664.1536 | 646.5273 | 639.3445 | 962.3 | 649236.2554 | 230164.0228 | 104404.9581 | 0 | 663447.7957
4498 | 1147.0671 | 1191.5786 | 1191.5786 | 1159.9548 | 1147.0671 | 372.95 | 450943.3254 | 412944.1596 | 187316.0591 | 0 | 1866335.5413
4499 | 1141.3284 | 2267.8728 | 1185.6169 | 2207.6847 | 1141.3284 | 382.75 | 459980.0494 | 410878.2208 | 186378.9263 | 0 | 1845813.3403
4500 | 1174.7929 | 1919.6956 | 1220.3805 | 1868.7479 | 1174.7929 | 385.35 | 477256.4137 | 422925.44 | 191843.6788 | 0 | 1896879.3382
4501 | 1161.3384 | 2598.7872 | 1206.4034 | 2529.8168 | 1161.3384 | 393.3 | 481427.3549 | 418081.8121 | 189646.5553 | 0 | 1865922.3543
4502 | 906.2351 | 1375.0617 | 941.4012 | 1338.5683 | 906.2351 | 778 | 745345.1771 | 326244.6466 | 147988.1966 | 0 | 1107419.3281
4503 | 844.8066 | 574.6959 | 574.6959 | 559.4438 | 559.4438 | 1228.9 | 725100.7351 | 201399.753 | 91357.1657 | 523070.0267 | 431387.082
4504 | 961.5296 | 998.8409 | 998.8409 | 972.3322 | 961.5296 | 1128.55 | 1143768.0453 | 346150.6402 | 157017.7765 | 0 | 837924.9318
4505 | 1098.1261 | 25.2793 | 25.2793 | 24.6084 | 24.6084 | 1365.75 | 35455.9969 | 8859.0292 | 4018.5541 | 1967757.9398 | 15607.8868
4506 | 934.1267 | 30.7071 | 30.7071 | 29.8921 | 29.8921 | 1262.05 | 39922.4354 | 10761.163 | 4881.3831 | 1657461.9351 | 22058.8896
4507 | 1015.996 | 1055.4215 | 1055.4215 | 1027.4112 | 1015.996 | 1113.5 | 1200258.6625 | 365758.5694 | 165912.151 | 0 | 900680.454
4508 | 813.6256 | 845.1986 | 845.1986 | 822.7674 | 813.6256 | 1518.35 | 1308240.8792 | 292905.2308 | 132865.0672 | 0 | 391882.7901
4509 | 770.8032 | 800.7138 | 800.7138 | 779.4633 | 770.8032 | 1667.95 | 1361495.7454 | 277489.166 | 125872.1689 | 0 | 255945.1361
4510 | 861.9735 | 895.4227 | 895.4227 | 871.6587 | 861.9735 | 1900 | 1732331.4836 | 310310.4653 | 140760.2749 | 0 | 86197.3515
4511 | 1115.4545 | 1158.74 | 1158.74 | 1127.9876 | 1115.4545 | 1897 | 2234514.8699 | 401563.6229 | 182153.7212 | 0 | 114891.8143
4512 | 933.114 | 0 | 0 | 0 | 0 | 1874.35 | 0 | 0 | 0 | 1710397.883 | 0
4513 | 1098.8781 | 0 | 0 | 0 | 0 | 1809.85 | 0 | 0 | 0 | 1307664.9319 | 0
4514 | 1076.0855 | 0 | 0 | 0 | 0 | 1777.2 | 0 | 0 | 0 | 1280541.7748 | 0
4515 | 1114.0731 | 0 | 0 | 0 | 0 | 1612.4 | 0 | 0 | 0 | 1325747.0366 | 0
4516 | 739.0318 | 0 | 0 | 0 | 0 | 1510.85 | 0 | 0 | 0 | 879447.8174 | 0
4517 | 871.6431 | 0 | 0 | 0 | 0 | 1545.35 | 0 | 0 | 0 | 1037255.2763 | 0
4518 | 1126.5055 | 0 | 0 | 0 | 0 | 1580.15 | 0 | 0 | 0 | 1340541.4867 | 0
4519 | 891.6729 | 0 | 0 | 0 | 0 | 1363.4 | 0 | 0 | 0 | 1634436.4671 | 0
4520 | 1175.0536 | 0 | 0 | 0 | 0 | 534.65 | 0 | 0 | 0 | 2153873.2891 | 0
4521 | 977.329 | 0 | 0 | 0 | 0 | 302.05 | 0 | 0 | 0 | 1791443.9663 | 0
4522 | 1380.4794 | 227.17 | 227.17 | 221.141 | 221.141 | 312.45 | 72736.7407 | 79610.7637 | 36112.327 | 2125067.305 | 373186.5119
4523 | 1327.1344 | 1378.6341 | 1378.6341 | 1342.0459 | 1327.1344 | 324.8 | 453384.1684 | 477768.4013 | 216721.0554 | 0 | 2223214.8768
4524 | 1231.0111 | 790.707 | 790.707 | 769.7221 | 769.7221 | 327.55 | 265308.3472 | 277099.9479 | 125695.6153 | 845542.7892 | 1287321.6885
4525 | 1202.3589 | 1249.0152 | 1249.0152 | 1215.867 | 1202.3589 | 331.8 | 420239.0155 | 432849.2209 | 196345.216 | 0 | 2005775.1954
4526 | 1118.7189 | 1162.1306 | 1162.1306 | 1131.2883 | 1118.7189 | 342.7 | 404684.7521 | 402738.7871 | 182686.7887 | 0 | 1854052.7551
4527 | 1397.5799 | 1451.8117 | 1451.8117 | 1413.2814 | 1397.5799 | 342.4 | 505319.4803 | 503128.7604 | 228224.796 | 0 | 2316628.4257
4528 | 1387.754 | 947.8449 | 947.8449 | 922.6896 | 922.6896 | 327.9 | 319228.728 | 332168.2703 | 150675.2181 | 852463.0606 | 1542829.3464
4529 | 1404.902 | 36.8215 | 36.8215 | 35.8443 | 35.8443 | 318.5 | 12078.1547 | 12903.9305 | 5853.3662 | 2509482.8589 | 60272.1086
4530 | 1178.5865 | 95.1047 | 95.1047 | 92.5806 | 92.5806 | 610.15 | 59752.4334 | 33329.0256 | 15118.4163 | 1990648.7107 | 128673.184
4531 | 1232.8708 | 1030.4818 | 1030.4818 | 1003.1334 | 1003.1334 | 1126.45 | 1199619.1108 | 361128.0307 | 163811.6873 | 780647.5269 | 876287.1978
4532 | 1013.2333 | 1052.5513 | 1052.5513 | 1024.6171 | 1013.2333 | 1447.8 | 1554102.1329 | 364763.9844 | 165460.9963 | 0 | 559507.2626
4533 | 1301.9392 | 1225.3959 | 1225.3959 | 1192.8746 | 1192.8746 | 1574 | 1987610.1242 | 429434.8406 | 194796.4152 | 370601.5301 | 508164.5614
4534 | 1252.9006 | 1225.3959 | 1225.3959 | 1192.8746 | 1192.8746 | 1709.55 | 2157808.7938 | 429434.8406 | 194796.4152 | 203968.51 | 346470.4152
4535 | 1488.4238 | 1225.3959 | 1225.3959 | 1192.8746 | 1192.8746 | 1812.35 | 2286499.1172 | 429434.8406 | 194796.4152 | 1004276.3844 | 223842.9107
4536 | 1379.9864 | 0 | 0 | 0 | 0 | 1780.3 | 0 | 0 | 0 | 2529515.1519 | 0
4537 | 1263.2609 | 0 | 0 | 0 | 0 | 1451.4 | 0 | 0 | 0 | 1503280.4282 | 0
4538 | 1365.4821 | 0 | 0 | 0 | 0 | 1552.95 | 0 | 0 | 0 | 1624923.6776 | 0
4539 | 1331.6386 | 0 | 0 | 0 | 0 | 1494.45 | 0 | 0 | 0 | 1584649.8995 | 0
4540 | 1141.0098 | 0 | 0 | 0 | 0 | 1412.05 | 0 | 0 | 0 | 1357801.6775 | 0
4541 | 1093.3526 | 0 | 0 | 0 | 0 | 1407.85 | 0 | 0 | 0 | 1301089.6214 | 0
4542 | 949.6904 | 0 | 0 | 0 | 0 | 1485.15 | 0 | 0 | 0 | 1130131.5411 | 0
4543 | 966.9575 | 0 | 0 | 0 | 0 | 1522.45 | 0 | 0 | 0 | 1772433.0394 | 0
4544 | 843.7136 | 0 | 0 | 0 | 0 | 1521.55 | 0 | 0 | 0 | 1546526.9533 | 0
4545 | 1005.3405 | 100.5366 | 100.5366 | 97.8684 | 97.8684 | 1874.75 | 194173.5406 | 35232.6157 | 15981.9059 | 1663396.4018 | 12258.0142
4546 | 1563.6281 | 928.6405 | 928.6405 | 903.9949 | 903.9949 | 1879.5 | 1795791.9304 | 325438.1748 | 147622.3721 | 1209107.5473 | 108931.3891
4547 | 1371.9495 | 1249.4681 | 1249.4681 | 1216.3079 | 1216.3079 | 1640.85 | 2111992.9703 | 437870.8498 | 198623.0827 | 285290.9738 | 436836.9881
4548 | 1263.6571 | 691.1095 | 691.1095 | 672.7679 | 672.7679 | 1451.8 | 1032268.3331 | 242196.4287 | 109862.9911 | 1083100.0621 | 368811.3395
4549 | 1241.5078 | 68.8613 | 68.8613 | 67.0338 | 67.0338 | 1107.25 | 78301.2961 | 24132.1629 | 10946.6172 | 2152810.8202 | 59844.4123
4550 | 1242.3884 | 262.9921 | 262.9921 | 256.0125 | 256.0125 | 1718.3 | 464545.4535 | 92164.4831 | 41806.8336 | 1808027.1033 | 72118.708
4551 | 1546.4283 | 264.4641 | 264.4641 | 257.4454 | 257.4454 | 1802.25 | 489304.7817 | 92680.3345 | 42040.8295 | 2362705.7314 | 50909.8227
4552 | 1391.9206 | 142.8585 | 142.8585 | 139.0671 | 139.0671 | 1848.45 | 271483.379 | 50064.1631 | 22709.6607 | 2296480.4275 | 21075.622
4553 | 1102.5551 | 86.4431 | 86.4431 | 84.1489 | 84.1489 | 1898.7 | 168789.4681 | 30293.6204 | 13741.5228 | 1866738.5231 | 8524.2882
4554 | 1208.6278 | 79.9921 | 79.9921 | 77.8692 | 77.8692 | 1705.25 | 140175.8254 | 28032.9025 | 12716.036 | 2072680.5017 | 22951.9389
4555 | 1185.9043 | 1187.5419 | 1187.5419 | 1156.0251 | 1156.0251 | 1678.6 | 2055575.1139 | 416169.0497 | 188778.905 | 101529.2769 | 371546.4794
4556 | 1010.4706 | 1049.6821 | 1049.6821 | 1021.8241 | 1010.4706 | 1863.7 | 1992838.7691 | 363769.3994 | 165009.8415 | 0 | 137727.1365
4557 | 1031.1911 | 1071.2061 | 1071.2061 | 1042.7769 | 1031.1911 | 1786.3 | 1949344.276 | 371228.7859 | 168393.5021 | 0 | 220365.5167
4558 | 1206.6248 | 1225.3959 | 1225.3959 | 1192.8746 | 1192.8746 | 1887.2 | 2378204.9424 | 429434.8406 | 194796.4152 | 46723.2702 | 134556.2501
4559 | 1274.3118 | 1225.3959 | 1225.3959 | 1192.8746 | 1192.8746 | 1882 | 2368737.7371 | 429434.8406 | 194796.4152 | 276723.771 | 140759.1978
4560 | 1225.2732 | 0 | 0 | 0 | 0 | 1802.45 | 0 | 0 | 0 | 2245925.8654 | 0
4561 | 1292.9603 | 0 | 0 | 0 | 0 | 1283.9 | 0 | 0 | 0 | 1538622.7237 | 0
4562 | 1131.3402 | 0 | 0 | 0 | 0 | 1248.25 | 0 | 0 | 0 | 1346294.8832 | 0
4563 | 1158.2769 | 0 | 0 | 0 | 0 | 1354.35 | 0 | 0 | 0 | 1378349.5229 | 0
4564 | 1222.5105 | 0 | 0 | 0 | 0 | 1302.55 | 0 | 0 | 0 | 1454787.5105 | 0
4565 | 826.7486 | 0 | 0 | 0 | 0 | 1332.75 | 0 | 0 | 0 | 983830.8761 | 0
4566 | 1008.3985 | 0 | 0 | 0 | 0 | 1406.35 | 0 | 0 | 0 | 1199994.2186 | 0
4567 | 964.1947 | 0 | 0 | 0 | 0 | 1375.55 | 0 | 0 | 0 | 1767368.945 | 0
4568 | 949.7888 | 0 | 0 | 0 | 0 | 1237.05 | 0 | 0 | 0 | 1740962.8578 | 0
4569 | 1299.4648 | 17.2878 | 17.2878 | 16.829 | 16.829 | 1567.25 | 27870.8856 | 6058.4329 | 2748.1725 | 2351071.4358 | 7282.7412
4570 | 1185.0608 | 218.175 | 218.175 | 212.3847 | 212.3847 | 1483.6 | 332566.1771 | 76458.5001 | 34682.4252 | 1782915.193 | 109675.4708
4571 | 1494.3067 | 1405.105 | 1405.105 | 1367.8142 | 1367.8142 | 1230.05 | 1779857.3233 | 492413.1275 | 223364.0659 | 231860.7049 | 1053148.5764
4572 | 1253.3755 | 1302.0129 | 1302.0129 | 1267.4582 | 1253.3755 | 1304.3 | 1728223.086 | 451215.1624 | 204676.2111 | 0 | 871973.3013
4573 | 1225.6264 | 1273.1861 | 1273.1861 | 1239.3964 | 1225.6264 | 1309.05 | 1694300.2225 | 441225.49 | 200144.7848 | 0 | 846846.2847
4574 | 1352.7545 | 1405.2483 | 1405.2483 | 1367.9538 | 1352.7545 | 1670.8 | 2387575.1269 | 486991.6214 | 220904.8105 | 0 | 445326.7827
4575 | 1293.0716 | 1343.2493 | 1343.2493 | 1307.6002 | 1293.0716 | 1597.15 | 2181136.6646 | 465505.7922 | 211158.5996 | 0 | 520913.9122
4576 | 998.7617 | 1037.5177 | 1037.5177 | 1009.9825 | 998.7617 | 1525.35 | 1607693.1215 | 359554.2248 | 163097.7914 | 0 | 474062.2578
4577 | 1126.9881 | 480.3786 | 480.3786 | 467.6296 | 467.6296 | 1807.9 | 893325.0229 | 168346.6733 | 76363.9215 | 1208603.9801 | 89831.6554
4578 | 1225.8163 | 86.1772 | 86.1772 | 83.8901 | 83.8901 | 1666.95 | 147717.0071 | 30200.425 | 13699.2483 | 2093150.7789 | 27939.5876
4579 | 1032.5724 | 1039.0219 | 1039.0219 | 1011.4468 | 1011.4468 | 1628.6 | 1743497.6818 | 364120.8426 | 165169.26 | 71784.9719 | 375651.336
4580 | 1021.5215 | 1061.1609 | 1061.1609 | 1032.9982 | 1021.5215 | 1833.7 | 1980905.7078 | 367747.7389 | 166814.4605 | 0 | 169878.9423
4581 | 1216.2944 | 1225.3959 | 1225.3959 | 1192.8746 | 1192.8746 | 1791.3 | 2257011.4685 | 429434.8406 | 194796.4152 | 79580.4827 | 248952.9201
4582 | 1219.0571 | 1225.3959 | 1225.3959 | 1192.8746 | 1192.8746 | 1887.2 | 2375177.5994 | 429434.8406 | 194796.4152 | 88968.2596 | 134556.2501
4583 | 1163.1117 | 1208.2463 | 1208.2463 | 1176.1801 | 1163.1117 | 1882 | 2308698.7129 | 418720.2113 | 189936.1403 | 0 | 137247.1804
4584 | 1101.6408 | 0 | 0 | 0 | 0 | 1754.55 | 0 | 0 | 0 | 2019307.6414 | 0
4585 | 1022.2122 | 0 | 0 | 0 | 0 | 1305.2 | 0 | 0 | 0 | 1216432.4954 | 0
4586 | 1254.9727 | 0 | 0 | 0 | 0 | 1243.95 | 0 | 0 | 0 | 1493417.4618 | 0
4587 | 1133.4123 | 0 | 0 | 0 | 0 | 1123.75 | 0 | 0 | 0 | 1348760.6251 | 0
4588 | 973.1736 | 0 | 0 | 0 | 0 | 1002.05 | 0 | 0 | 0 | 1158076.612 | 0
4589 | 1258.4261 | 0 | 0 | 0 | 0 | 1114.6 | 0 | 0 | 0 | 1497527.0316 | 0
4590 | 1203.862 | 0 | 0 | 0 | 0 | 1351.15 | 0 | 0 | 0 | 1432595.8371 | 0
4591 | 1112.6918 | 0 | 0 | 0 | 0 | 1322.95 | 0 | 0 | 0 | 2039564.0181 | 0
4592 | 1002.4448 | 0 | 0 | 0 | 0 | 1237.05 | 0 | 0 | 0 | 1837481.3312 | 0
4593 | 715.8188 | 0 | 0 | 0 | 0 | 1614.75 | 0 | 0 | 0 | 1312095.7808 | 0
4594 | 888.077 | 164.5301 | 164.5301 | 160.1635 | 160.1635 | 1633.7 | 276408.6293 | 57658.8648 | 26154.7017 | 1334265.5116 | 58667.895
4595 | 1386.1353 | 486.7694 | 486.7694 | 473.8508 | 473.8508 | 1591.45 | 798211.839 | 170586.2766 | 77379.8305 | 1672217.4694 | 193591.7314
4596 | 1199.0566 | 565.7258 | 565.7258 | 550.7117 | 550.7117 | 1339.2 | 780862.9753 | 198256.2265 | 89931.2272 | 1188416.1553 | 363910.318
4597 | 1228.0489 | 144.3814 | 144.3814 | 140.5496 | 140.5496 | 1166.3 | 173494.2559 | 50597.8527 | 22951.7482 | 1993386.2977 | 117176.1939
4598 | 1402.9448 | 1190.5305 | 1190.5305 | 1158.9345 | 1158.9345 | 1573.3 | 1928275.9782 | 417216.4064 | 189253.9977 | 447270.9067 | 494517.3351
4599 | 1345.1535 | 1095.7666 | 1095.7666 | 1066.6855 | 1066.6855 | 1167 | 1314131.217 | 384006.7875 | 174189.7456 | 510431.8571 | 888549.0389
4600 | 1550.7356 | 76.2026 | 76.2026 | 74.1802 | 74.1802 | 1142.95 | 89311.1864 | 26704.8672 | 12113.6245 | 2706526.0597 | 63576.129
4601 | 1497.0151 | 30.9533 | 30.9533 | 30.1318 | 30.1318 | 1630.3 | 51873.5477 | 10847.4416 | 4920.5201 | 2688797.0517 | 11139.7199
4602 | 1191.2752 | 10.8327 | 10.8327 | 10.5452 | 10.5452 | 1622.05 | 18056.9138 | 3796.2587 | 1722.0251 | 2164278.1521 | 3985.5444
4603 | 1230.7987 | 857.6372 | 857.6372 | 834.876 | 834.876 | 1600.7 | 1414660.9575 | 300555.3516 | 136335.247 | 1345345.4817 | 333365.9775
4604 | 1251.5192 | 1225.3959 | 1225.3959 | 1192.8746 | 1192.8746 | 1743.7 | 2199445.5443 | 429434.8406 | 194796.4152 | 199274.6249 | 305733.749
4605 | 1339.2361 | 1225.3959 | 1225.3959 | 1192.8746 | 1192.8746 | 1663.2 | 2098693.207 | 429434.8406 | 194796.4152 | 497336.5016 | 401760.1509
4606 | 1237.0149 | 1225.3959 | 1225.3959 | 1192.8746 | 1192.8746 | 1879.7 | 2369635.8837 | 429434.8406 | 194796.4152 | 149988.8028 | 143502.8092
4607 | 1361.338 | 1225.3959 | 1225.3959 | 1192.8746 | 1192.8746 | 1882 | 2368913.0998 | 429434.8406 | 194796.4152 | 572438.7068 | 140759.1978
4608 | 1507.763 | 0 | 0 | 0 | 0 | 1489.25 | 0 | 0 | 0 | 2763729.5185 | 0
4609 | 607.8018 | 0 | 0 | 0 | 0 | 1216.05 | 0 | 0 | 0 | 723284.1863 | 0
4610 | 762.515 | 0 | 0 | 0 | 0 | 1388.85 | 0 | 0 | 0 | 907392.8882 | 0
4611 | 928.2792 | 0 | 0 | 0 | 0 | 1391.85 | 0 | 0 | 0 | 1104652.2118 | 0
4612 | 756.9896 | 0 | 0 | 0 | 0 | 1450.05 | 0 | 0 | 0 | 900817.5775 | 0
4613 | 800.5026 | 0 | 0 | 0 | 0 | 1482.85 | 0 | 0 | 0 | 952598.1499 | 0
4614 | 622.3062 | 0 | 0 | 0 | 0 | 1471.35 | 0 | 0 | 0 | 740544.377 | 0
4615 | 551.1658 | 122.7805 | 122.7805 | 119.522 | 119.522 | 1445.05 | 182816.3311 | 43027.906 | 19517.9363 | 791203.0775 | 66328.7124
4616 | 537.6301 | 558.4926 | 558.4926 | 543.6705 | 537.6301 | 1297.75 | 740038.8699 | 193546.8285 | 87794.9919 | 0 | 377550.6675
4617 | 520.8758 | 541.0885 | 541.0885 | 526.7283 | 520.8758 | 1524.25 | 841576.0508 | 187515.2931 | 85059.0205 | 0 | 247806.6686
4618 | 948.3591 | 985.1598 | 985.1598 | 959.0142 | 948.3591 | 1421.1 | 1427390.8041 | 341409.2679 | 154867.0373 | 0 | 549005.0699
4619 | 845.2702 | 1294.6374 | 878.0705 | 1260.2785 | 845.2702 | 1230.05 | 1100901.6967 | 304297.2676 | 138032.6217 | 0 | 650815.781
4620 | 618.959 | 1470.9725 | 642.9786 | 1431.9336 | 618.959 | 1217.25 | 798156.7064 | 222825.2301 | 101076.0002 | 0 | 484490.1356
4621 | 587.2298 | 610.0163 | 610.0163 | 593.8268 | 587.2298 | 1166.3 | 724701.7555 | 211402.7342 | 95894.6291 | 0 | 489573.4985
4622 | 673.7052 | 2157.9507 | 699.849 | 2100.6798 | 673.7052 | 1456.3 | 1036433.0003 | 242533.8608 | 110016.0541 | 0 | 366293.5003
4623 | 761.9789 | 1440.9842 | 791.5474 | 1402.7413 | 761.9789 | 1344.05 | 1083143.5873 | 274312.4 | 124431.1525 | 0 | 499820.0521
4624 | 727.5949 | 67.6241 | 67.6241 | 65.8294 | 65.8294 | 1329.15 | 92550.6635 | 23698.5856 | 10749.9418 | 1213016.1848 | 44161.656
4625 | 423.3979 | 45.6025 | 45.6025 | 44.3922 | 44.3922 | 1755.4 | 82288.5043 | 15981.2008 | 7249.2503 | 694717.3445 | 10858.3381
4626 | 585.8407 | 13.6727 | 13.6727 | 13.3099 | 13.3099 | 1721.95 | 24159.2204 | 4791.5571 | 2173.5035 | 1049448.9532 | 3700.8124
4627 | 736.9597 | 765.5575 | 765.5575 | 745.2401 | 736.9597 | 1600.7 | 1246629.8397 | 265305.5019 | 120345.5235 | 0 | 294268.0192
4628 | 609.1832 | 632.8222 | 632.8222 | 616.0274 | 609.1832 | 1744.1 | 1124379.1198 | 219305.9538 | 99479.6174 | 0 | 155889.9297
4629 | 715.5485 | 743.3157 | 743.3157 | 723.5885 | 715.5485 | 1485.8 | 1126252.988 | 257597.4695 | 116849.0744 | 0 | 367935.0523
4630 | 707.951 | 735.4229 | 735.4229 | 715.9051 | 707.951 | 1734.1 | 1296583.2454 | 254862.3613 | 115608.3989 | 0 | 188244.1709
4631 | 652.0056 | 677.3069 | 677.3069 | 659.3316 | 652.0056 | 1865.3 | 1284151.3017 | 234722.0186 | 106472.5157 | 0 | 87825.1553
4632 | 602.2764 | 0 | 0 | 0 | 0 | 1404.95 | 0 | 0 | 0 | 1103972.5789 | 0
4633 | 1192.8111 | 0 | 0 | 0 | 0 | 1751.4 | 0 | 0 | 0 | 2186422.7573 | 0
4634 | 1270.8584 | 0 | 0 | 0 | 0 | 1653.95 | 0 | 0 | 0 | 2329483.4234 | 0
4635 | 1317.8249 | 0 | 0 | 0 | 0 | 1614.45 | 0 | 0 | 0 | 2415573.0289 | 0
4636 | 1299.8671 | 0 | 0 | 0 | 0 | 1582.55 | 0 | 0 | 0 | 2382656.4145 | 0
4637 | 1154.1328 | 163.2274 | 163.2274 | 158.8954 | 158.8954 | 1484.75 | 250532.422 | 57202.3527 | 25947.6228 | 1824270.1227 | 81870.8673
4638 | 1298.4857 | 1225.3959 | 1225.3959 | 1192.8746 | 1192.8746 | 1528.45 | 1933409.8993 | 429434.8406 | 194796.4152 | 193585.3033 | 562499.9975
4639 | 998.7289 | 1037.4844 | 1037.4844 | 1009.9502 | 998.7289 | 1537.45 | 1625183.705 | 359542.4141 | 163092.4339 | 0 | 461962.0656
4640 | 130.6101 | 135.6783 | 135.6783 | 132.0775 | 130.6101 | 1354.75 | 186920.5804 | 47019.6192 | 21328.6217 | 0 | 84276.1025
4641 | 175.9232 | 411.9401 | 182.7496 | 401.0074 | 175.9232 | 1614.75 | 300807.5705 | 63332.3643 | 28728.2642 | 0 | 67774.426
4642 | 234.3197 | 923.3634 | 243.4127 | 898.8579 | 234.3197 | 1588.1 | 393265.2152 | 84355.0903 | 38264.4062 | 0 | 96516.2825
4643 | 194.8402 | 261.944 | 202.4007 | 254.9921 | 194.8402 | 1461.25 | 300806.2176 | 70142.4732 | 31817.4052 | 0 | 104970.1595
4644 | 182.0764 | 189.1425 | 189.1425 | 184.1227 | 182.0764 | 1240 | 238760.3818 | 65547.4913 | 29733.0703 | 0 | 138377.76
4645 | 203.5454 | 219.4517 | 211.4435 | 213.6275 | 203.5454 | 1082 | 232777.5234 | 73276.3477 | 33238.9655 | 0 | 186854.6867
4646 | 203.7794 | 1725.9305 | 211.6876 | 1680.1252 | 203.7794 | 1543.4 | 332197.7346 | 73360.5767 | 33277.1727 | 0 | 93045.6647
4647 | 223.5096 | 1756.7757 | 232.1822 | 1710.1518 | 223.5096 | 1558.65 | 368239.2599 | 80463.4663 | 36499.1224 | 0 | 98645.9746
4648 | 227.8445 | 1365.3728 | 236.6865 | 1329.1365 | 227.8445 | 1450.95 | 349505.2382 | 82024.0321 | 37207.0123 | 0 | 125098.0412
4649 | 436.2411 | 453.1692 | 453.1692 | 441.1424 | 436.2411 | 1682.3 | 775446.9944 | 157046.8086 | 71238.1774 | 0 | 138593.8086
4650 | 395.2318 | 410.5678 | 410.5678 | 399.6716 | 395.2318 | 1667.55 | 696234.5428 | 142283.4402 | 64541.3494 | 0 | 131394.8047
4651 | 255.553 | 265.4697 | 265.4697 | 258.4242 | 255.553 | 1628.6 | 440059.7481 | 91999.0963 | 41731.8123 | 0 | 94912.3842
4652 | 228.6164 | 237.4874 | 237.4874 | 231.1846 | 228.6164 | 1848.7 | 446274.7689 | 82301.8942 | 37333.0537 | 0 | 34589.6008
4653 | 206.5145 | 214.5277 | 214.5277 | 208.8343 | 206.5145 | 1791.3 | 390997.0067 | 74345.2156 | 33723.8159 | 0 | 43099.4718
4654 | 243.8114 | 253.272 | 253.272 | 246.5503 | 243.8114 | 1887.2 | 485800.3581 | 87772.1108 | 39814.4047 | 0 | 27501.8808
4655 | 205.1331 | 213.0931 | 213.0931 | 207.4378 | 205.1331 | 1882 | 407385.8662 | 73847.9232 | 33498.2385 | 0 | 24205.694
4656 | 192.7008 | 200.1787 | 200.1787 | 194.8661 | 192.7008 | 1862.45 | 378566.9248 | 69372.2915 | 31468.0422 | 0 | 26505.9964
4657 | 223.7816 | 232.4658 | 232.4658 | 226.2963 | 223.7816 | 1850.45 | 437612.8926 | 80561.3708 | 36543.5329 | 0 | 33466.5361
4658 | 188.5567 | 195.8739 | 195.8739 | 190.6755 | 188.5567 | 1641.5 | 327340.9879 | 67880.4143 | 30791.3101 | 0 | 67597.5792
4659 | 172.671 | 179.3715 | 179.3715 | 174.611 | 172.671 | 1508.2 | 275969.7155 | 62161.5515 | 28197.1705 | 0 | 84919.5862
4660 | 181.6499 | 188.6989 | 188.6989 | 183.6909 | 181.6499 | 1449.3 | 278803.0563 | 65393.9522 | 29663.4233 | 0 | 100034.5819
4661 | 106.3653 | 110.4925 | 110.4925 | 107.5601 | 106.3653 | 1491.15 | 167760.0876 | 38291.5157 | 17369.457 | 0 | 54123.8302
4662 | 155.4039 | 161.4344 | 161.4344 | 157.15 | 155.4039 | 1487.2 | 244637.183 | 55945.3964 | 25377.4534 | 0 | 79691.109
4663 | 132.6113 | 137.7569 | 137.7569 | 134.1009 | 132.6113 | 1344.3 | 188564.2018 | 47740.0716 | 21655.4269 | 0 | 86953.2359
4664 | 210.6517 | 218.8263 | 218.8263 | 213.0188 | 210.6517 | 1327.4 | 295189.0678 | 75834.6064 | 34399.4201 | 0 | 141684.323
4665 | 378.0493 | 392.7201 | 392.7201 | 382.2976 | 378.0493 | 1411.1 | 563760.3665 | 136097.7441 | 61735.4489 | 0 | 222633.2265
4666 | 837.0277 | 892.2315 | 869.5087 | 868.5521 | 837.0277 | 1273.7 | 1125403.3234 | 301329.9859 | 136686.6297 | 0 | 607933.2465
4667 | 1269.6825 | 1448.4532 | 1318.9517 | 1410.0121 | 1269.6825 | 1048.75 | 1407364.7464 | 457085.6993 | 207339.1519 | 0 | 1207785.4762
4668 | 1312.5904 | 2242.527 | 1363.5258 | 2183.0116 | 1312.5904 | 804.1 | 1117684.7805 | 472532.5339 | 214346.0077 | 0 | 1569726.8259
4669 | 1239.8562 | 2188.4728 | 1287.9683 | 2130.3919 | 1239.8562 | 750 | 982445.682 | 446348.2234 | 202468.5135 | 0 | 1549820.22
4670 | 1427.338 | 2437.36 | 1482.7255 | 2372.6738 | 1427.338 | 1667.8 | 2514823.011 | 513841.6822 | 233084.2964 | 0 | 474161.6856
4671 | 1379.6333 | 2088.0069 | 1433.1693 | 2032.5923 | 1379.6333 | 1748.9 | 2547028.909 | 496667.9995 | 225294.1231 | 0 | 346425.9297
4672 | 1408.1145 | 1327.7576 | 1327.7576 | 1292.5197 | 1292.5197 | 1690.75 | 2308900.8756 | 465307.0829 | 211068.4629 | 211885.3989 | 399711.7094
4673 | 1482.0911 | 884.0623 | 884.0623 | 860.5998 | 860.5998 | 1735.5 | 1582191.3105 | 309815.9222 | 140535.9447 | 1139193.5992 | 227628.6428
4674 | 1357.8284 | 216.1285 | 216.1285 | 210.3926 | 210.3926 | 1284.6 | 286454.1685 | 75741.332 | 34357.1098 | 2103249.917 | 150514.858
4675 | 1372.3889 | 857.6372 | 857.6372 | 834.876 | 834.876 | 1613.95 | 1433129.1266 | 300555.3516 | 136335.247 | 1826468.9847 | 322303.8708
4676 | 1344.7616 | 1225.3959 | 1225.3959 | 1192.8746 | 1192.8746 | 1848.75 | 2337194.2515 | 429434.8406 | 194796.4152 | 516112.0521 | 180422.2768
4677 | 1383.4399 | 1225.3959 | 1225.3959 | 1192.8746 | 1192.8746 | 1798.65 | 2276287.8503 | 429434.8406 | 194796.4152 | 647540.9121 | 240185.2921
4678 | 1246.6844 | 1225.3959 | 1225.3959 | 1192.8746 | 1192.8746 | 1900 | 2397042.5283 | 429434.8406 | 194796.4152 | 182846.0153 | 119287.4557
4679 | 1187.2856 | 1225.3959 | 1225.3959 | 1192.8746 | 1187.2856 | 1897 | 2378749.886 | 427422.8282 | 193883.744 | 0 | 122290.4203
4680 | 944.1649 | 0 | 0 | 0 | 0 | 1879.35 | 0 | 0 | 0 | 1730654.2606 | 0
4681 | 1060.1998 | 0 | 0 | 0 | 0 | 1007.05 | 0 | 0 | 0 | 1261637.7572 | 0
4682 | 1112.0011 | 0 | 0 | 0 | 0 | 1654.3 | 0 | 0 | 0 | 1323281.2959 | 0
4683 | 985.6059 | 0 | 0 | 0 | 0 | 1519.3 | 0 | 0 | 0 | 1172871.0612 | 0
4684 | 1117.5266 | 0 | 0 | 0 | 0 | 1327.55 | 0 | 0 | 0 | 1329856.6064 | 0
4685 | 919.991 | 0 | 0 | 0 | 0 | 1341.4 | 0 | 0 | 0 | 1094789.2456 | 0
4686 | 716.2392 | 0 | 0 | 0 | 0 | 1305.15 | 0 | 0 | 0 | 852324.6604 | 0
4687 | 888.9102 | 149.6149 | 149.6149 | 145.6442 | 145.6442 | 829.25 | 127763.5405 | 52431.9102 | 23783.697 | 1362406.5631 | 170512.9413
4688 | 709.9428 | 737.4922 | 737.4922 | 717.9195 | 709.9428 | 285.05 | 214670.8572 | 255579.3948 | 115933.6532 | 0 | 1217516.3419
4689 | 511.2727 | 531.1128 | 531.1128 | 517.0174 | 511.2727 | 302.05 | 163586.4779 | 184058.1784 | 83490.8348 | 0 | 868115.5114
4690 | 207.6748 | 928.9137 | 215.7338 | 904.2609 | 207.6748 | 312.45 | 68586.1694 | 74762.9412 | 33913.3008 | 0 | 350461.6708
4691 | 138.7688 | 1265.0211 | 144.1539 | 1231.4481 | 138.7688 | 324.8 | 47615.8642 | 49956.7525 | 22660.938 | 0 | 232465.4217
4692 | 202.4179 | 1438.2813 | 210.2728 | 1400.1101 | 202.4179 | 327.55 | 70141.6042 | 72870.4328 | 33054.838 | 0 | 338533.765
4693 | 689.9172 | 1435.6147 | 716.6891 | 1397.5142 | 689.9172 | 331.8 | 242369.1921 | 248370.2088 | 112663.4864 | 0 | 1150919.9511
4694 | 1105.1745 | 1569.099 | 1148.061 | 1527.456 | 1105.1745 | 342.7 | 400740.5855 | 397862.8348 | 180475.0025 | 0 | 1831605.7668
4695 | 1065.5889 | 1484.987 | 1106.9389 | 1445.5762 | 1065.5889 | 342.4 | 388395.8831 | 383611.9885 | 174010.6603 | 0 | 1766320.0894
4696 | 1205.8909 | 1011.9496 | 1011.9496 | 985.093 | 985.093 | 327.9 | 342999.061 | 354633.4722 | 160865.6834 | 404722.649 | 1647173.9692
4697 | 1007.9081 | 403.5486 | 403.5486 | 392.8387 | 392.8387 | 318.5 | 133229.1689 | 141421.923 | 64150.5556 | 1127422.287 | 660558.2322
4698 | 1302.5098 | 100.9064 | 100.9064 | 98.2284 | 98.2284 | 310.55 | 32488.8857 | 35362.2156 | 16040.6939 | 2207447.9223 | 165951.9309
4699 | 973.1736 | 1010.9378 | 1010.9378 | 984.108 | 973.1736 | 804.1 | 832466.9525 | 350342.5045 | 158919.2527 | 0 | 1163818.3363
4700 | 879.9313 | 914.0765 | 914.0765 | 889.8174 | 879.9313 | 1417.8 | 1326095.4716 | 316775.2666 | 143692.7807 | 0 | 512295.8282
4701 | 879.2406 | 913.3597 | 913.3597 | 889.1197 | 879.2406 | 1338.5 | 1252085.4702 | 316526.6204 | 143579.992 | 0 | 581617.665
4702 | 925.5164 | 961.4304 | 961.4304 | 935.9146 | 925.5164 | 1197.05 | 1176735.6888 | 333185.9162 | 151136.8337 | 0 | 743143.0722
4703 | 1076.0855 | 1117.8432 | 1117.8432 | 1088.1763 | 1076.0855 | 1109 | 1268494.5165 | 387390.789 | 175724.7662 | 0 | 958792.2028
4704 | 1077.4669 | 0 | 0 | 0 | 0 | 1121.55 | 0 | 0 | 0 | 1974996.8149 | 0
4705 | 1165.8744 | 0 | 0 | 0 | 0 | 1162.5 | 0 | 0 | 0 | 1387390.5753 | 0
4706 | 1019.4494 | 0 | 0 | 0 | 0 | 1018.45 | 0 | 0 | 0 | 1213144.8395 | 0
4707 | 1090.5899 | 0 | 0 | 0 | 0 | 469.95 | 0 | 0 | 0 | 1297801.9655 | 0
4708 | 797.7399 | 0 | 0 | 0 | 0 | 288.55 | 0 | 0 | 0 | 949310.4944 | 0
4709 | 1000.1103 | 0 | 0 | 0 | 0 | 283.85 | 0 | 0 | 0 | 1190131.2522 | 0
4710 | 815.6977 | 0 | 0 | 0 | 0 | 282.35 | 0 | 0 | 0 | 970680.2546 | 0
4711 | 1003.5637 | 0 | 0 | 0 | 0 | 638.05 | 0 | 0 | 0 | 1839532.2896 | 0
4712 | 951.6977 | 0 | 0 | 0 | 0 | 675.5 | 0 | 0 | 0 | 1744461.8306 | 0
4713 | 1121.6603 | 40.8718 | 40.8718 | 39.7871 | 39.7871 | 1417.3 | 59600.2957 | 14323.341 | 6497.2266 | 1983073.6576 | 23183.9189
4714 | 1083.6407 | 732.6866 | 732.6866 | 713.2415 | 713.2415 | 1403.2 | 1058258.8269 | 256766.9561 | 116472.3442 | 678941.7324 | 425662.5539
4715 | 1503.6577 | 1562.0071 | 1562.0071 | 1520.5523 | 1503.6577 | 1381.45 | 2198271.513 | 541316.777 | 245547.3047 | 0 | 930087.0374
4716 | 1480.6329 | 1538.0886 | 1538.0886 | 1497.2686 | 1480.6329 | 1299.3 | 2034170.384 | 533027.8451 | 241787.3531 | 0 | 1037479.4751
4717 | 1652.4707 | 1716.5947 | 1716.5947 | 1671.0372 | 1652.4707 | 937 | 1640546.9445 | 594889.4671 | 269848.4722 | 0 | 1756575.61
4718 | 1615.0866 | 1677.76 | 1677.76 | 1633.2332 | 1615.0866 | 1290.7 | 2207121.1978 | 581431.1803 | 263743.6437 | 0 | 1145580.4998
4719 | 1540.0611 | 1599.8227 | 1599.8227 | 1557.3643 | 1540.0611 | 854.55 | 1392126.1726 | 554421.9863 | 251491.9732 | 0 | 1764062.9561
4720 | 1743.6635 | 1070.5579 | 1070.5579 | 1042.1459 | 1042.1459 | 903.45 | 997248.6892 | 375172.5134 | 170182.4207 | 1285881.7507 | 1142765.0543
4721 | 1217.598 | 406.1758 | 406.1758 | 395.3961 | 395.3961 | 1657.9 | 693880.1245 | 142342.5922 | 64568.1814 | 1507096.1459 | 135265.0022
4722 | 1425.4723 | 59.1724 | 59.1724 | 57.602 | 57.602 | 1855.05 | 112908.4865 | 20736.7175 | 9406.4054 | 2507306.2655 | 8349.4089
4723 | 1408.9952 | 874.0005 | 874.0005 | 850.805 | 850.805 | 1861.7 | 1675494.5912 | 306289.7846 | 138936.4495 | 1896730.3359 | 117666.3256
4724 | 1178.3067 | 1224.0309 | 1224.0309 | 1191.5458 | 1178.3067 | 1868.7 | 2326719.1108 | 424190.4278 | 192417.4913 | 0 | 154711.6755
4725 | 1460.1058 | 1225.3959 | 1225.3959 | 1192.8746 | 1192.8746 | 1871.3 | 2358171.5612 | 429434.8406 | 194796.4152 | 908051.6844 | 153522.9555
4726 | 1165.1837 | 1210.3987 | 1210.3987 | 1178.2754 | 1165.1837 | 1887.2 | 2319746.6968 | 419466.1496 | 190274.5062 | 0 | 131432.7269
4727 | 1237.7056 | 1225.3959 | 1225.3959 | 1192.8746 | 1192.8746 | 1882 | 2368196.3094 | 429434.8406 | 194796.4152 | 152335.7437 | 140759.1978
4728 | 1343.3802 | 0 | 0 | 0 | 0 | 1632.5 | 0 | 0 | 0 | 2462415.9011 | 0
4729 | 1258.4261 | 0 | 0 | 0 | 0 | 926.3 | 0 | 0 | 0 | 1497527.0316 | 0
4730 | 1290.1975 | 0 | 0 | 0 | 0 | 1273.95 | 0 | 0 | 0 | 1535335.0678 | 0
4731 | 1518.8139 | 0 | 0 | 0 | 0 | 1163.75 | 0 | 0 | 0 | 1807388.5517 | 0
4732 | 1493.2586 | 0 | 0 | 0 | 0 | 707.35 | 0 | 0 | 0 | 1776977.74 | 0
4733 | 1221.1291 | 0 | 0 | 0 | 0 | 283.85 | 0 | 0 | 0 | 1453143.6837 | 0
4734 | 1216.2944 | 0 | 0 | 0 | 0 | 1119.95 | 0 | 0 | 0 | 1447390.286 | 0
4735 | 1270.1677 | 0 | 0 | 0 | 0 | 1126.65 | 0 | 0 | 0 | 2328217.3996 | 0
4736 | 1420.868 | 0 | 0 | 0 | 0 | 1259.05 | 0 | 0 | 0 | 2604451.088 | 0
4737 | 1032.7373 | 9.717 | 9.717 | 9.4591 | 9.4591 | 1569.15 | 15706.7944 | 3405.2747 | 1544.6704 | 1875669.0207 | 4075.4516
4738 | 983.6487 | 402.4298 | 402.4298 | 391.7496 | 391.7496 | 1376.2 | 570066.2541 | 141029.8468 | 63972.7055 | 1084951.112 | 244373.3846
4739 | 1036.9712 | 1047.8933 | 1047.8933 | 1020.0827 | 1020.0827 | 1381.45 | 1491404.4137 | 367229.7849 | 166579.5107 | 30956.6136 | 630972.1762
4740 | 1264.5447 | 1313.6154 | 1313.6154 | 1278.7527 | 1264.5447 | 1223.6 | 1636353.487 | 455236.0823 | 206500.1451 | 0 | 981791.9616
4741 | 1287.5099 | 1337.4715 | 1337.4715 | 1301.9757 | 1287.5099 | 740.25 | 1007426.155 | 463503.5687 | 210250.3688 | 0 | 1621939.4627
4742 | 1054.9635 | 1095.9006 | 1095.9006 | 1066.816 | 1054.9635 | 1363.2 | 1522437.7503 | 379786.8773 | 172275.5474 | 0 | 671800.7874
4743 | 1243.8855 | 694.5781 | 694.5781 | 676.1444 | 676.1444 | 1273.35 | 911790.9453 | 243411.9742 | 110414.3761 | 1040669.4021 | 491320.3084
4744 | 986.9251 | 569.532 | 569.532 | 554.4169 | 554.4169 | 1473.45 | 863923.7848 | 199590.0865 | 90536.2809 | 792787.5912 | 291928.2223
4745 | 1104.938 | 706.7435 | 706.7435 | 687.987 | 687.987 | 1798.2 | 1309893.7198 | 247675.3023 | 112348.2691 | 764271.2401 | 138835.7667
4746 | 1034.1178 | 0 | 0 | 0 | 0 | 1875.05 | 0 | 0 | 0 | 1895538.0099 | 0
4747 | 840.5623 | 873.1798 | 873.1798 | 850.0061 | 840.5623 | 1861.7 | 1656097.95 | 302602.4329 | 137263.8258 | 0 | 116249.7246
4748 | 1201.79 | 1225.3959 | 1225.3959 | 1192.8746 | 1192.8746 | 1868.7 | 2358897.9392 | 429434.8406 | 194796.4152 | 30294.6606 | 156624.4294
4749 | 714.1672 | 741.8801 | 741.8801 | 722.191 | 714.1672 | 1871.3 | 1415164.0649 | 257100.1771 | 116623.497 | 0 | 91913.2929
4750 | 1128.5775 | 1172.3722 | 1172.3722 | 1141.2581 | 1128.5775 | 1824.7 | 2182328.0976 | 406287.9007 | 184296.7061 | 0 | 197839.6361
4751 | 844.7064 | 877.4846 | 877.4846 | 854.1966 | 844.7064 | 1495.9 | 1339339.0402 | 304094.3101 | 137940.5579 | 0 | 425816.2946
4752 | 1005.6358 | 0 | 0 | 0 | 0 | 827.95 | 0 | 0 | 0 | 1843330.3609 | 0
4753 | 1029.119 | 0 | 0 | 0 | 0 | 324.9 | 0 | 0 | 0 | 1224651.6338 | 0
4754 | 1085.7551 | 0 | 0 | 0 | 0 | 304.95 | 0 | 0 | 0 | 1292048.569 | 0
4755 | 1188.667 | 0 | 0 | 0 | 0 | 644.95 | 0 | 0 | 0 | 1414513.7324 | 0
4756 | 1035.3352 | 0 | 0 | 0 | 0 | 288.55 | 0 | 0 | 0 | 1232048.8583 | 0
4757 | 943.4742 | 0 | 0 | 0 | 0 | 283.85 | 0 | 0 | 0 | 1122734.3164 | 0
4758 | 1012.5426 | 0 | 0 | 0 | 0 | 282.35 | 0 | 0 | 0 | 1204925.7011 | 0
4759 | 1096.806 | 0 | 0 | 0 | 0 | 289.05 | 0 | 0 | 0 | 2010445.4768 | 0
4760 | 934.3477 | 0 | 0 | 0 | 0 | 318.75 | 0 | 0 | 0 | 1712659.3176 | 0
4761 | 1094.2419 | 70.2575 | 70.2575 | 68.3929 | 68.3929 | 1281.55 | 92334.3827 | 24621.4391 | 11168.5583 | 1880381.2036 | 49136.8692
4762 | 1260.8348 | 706.6407 | 706.6407 | 687.8868 | 687.8868 | 387.2 | 280608.8017 | 247639.2619 | 112331.9207 | 1050213.6812 | 1109423.8932
4763 | 1083.1262 | 1125.1564 | 1125.1564 | 1095.2954 | 1083.1262 | 392.45 | 447779.2679 | 389925.4266 | 176874.506 | 0 | 1741179.2013
4764 | 1249.8858 | 1298.3875 | 1298.3875 | 1263.929 | 1249.8858 | 386 | 508131.1205 | 449958.8772 | 204106.3462 | 0 | 2017315.6328
4765 | 1115.5132 | 1158.8002 | 1158.8002 | 1128.0463 | 1115.5132 | 390.75 | 458794.8227 | 401584.7578 | 182163.3082 | 0 | 1795139.6428
4766 | 1150.3401 | 1194.9787 | 1194.9787 | 1163.2646 | 1150.3401 | 422.4 | 512183.3225 | 414122.432 | 187850.5365 | 0 | 1814776.384
4767 | 1467.4236 | 1524.367 | 1524.367 | 1483.9111 | 1467.4236 | 435.75 | 676269.3279 | 528272.4863 | 239630.2695 | 0 | 2295417.3241
4768 | 1501.2835 | 1468.632 | 1468.632 | 1429.6553 | 1429.6553 | 429.45 | 648235.1629 | 514675.9206 | 233462.7162 | 131294.4047 | 2245345.1862
4769 | 1430.4064 | 822.6284 | 822.6284 | 800.7963 | 800.7963 | 1682.3 | 1420456.0541 | 288286.6793 | 130770.0409 | 1154075.1992 | 254412.9944
4770 | 1592.421 | 234.7138 | 234.7138 | 228.4846 | 228.4846 | 1489.45 | 359195.4674 | 82254.4567 | 37311.5355 | 2500095.3368 | 116652.8136
4771 | 1372.3889 | 857.6372 | 857.6372 | 834.876 | 834.876 | 1520.8 | 1339746.5985 | 300555.3516 | 136335.247 | 1826468.9847 | 400072.568
4772 | 1328.8758 | 1225.3959 | 1225.3959 | 1192.8746 | 1192.8746 | 1708.7 | 2149794.9619 | 429434.8406 | 194796.4152 | 462132.3415 | 347484.3585
4773 | 1486.3518 | 1225.3959 | 1225.3959 | 1192.8746 | 1192.8746 | 1513.25 | 1905261.1856 | 429434.8406 | 194796.4152 | 997235.5551 | 580631.6908
4774 | 1364.1007 | 1225.3959 | 1225.3959 | 1192.8746 | 1192.8746 | 1546.3 | 1944313.32 | 429434.8406 | 194796.4152 | 581826.4804 | 541207.1867
4775 | 1410.3765 | 1225.3959 | 1225.3959 | 1192.8746 | 1192.8746 | 722.5 | 907956.9767 | 429434.8406 | 194796.4152 | 739071.7235 | 1523897.247
4776 | 1210.7689 | 0 | 0 | 0 | 0 | 353.45 | 0 | 0 | 0 | 2219339.3699 | 0
4777 | 1007.0171 | 0 | 0 | 0 | 0 | 780.95 | 0 | 0 | 0 | 1198350.3906 | 0
4778 | 820.5325 | 0 | 0 | 0 | 0 | 761 | 0 | 0 | 0 | 976433.6514 | 0
4779 | 1060.8905 | 0 | 0 | 0 | 0 | 295.45 | 0 | 0 | 0 | 1262459.6712 | 0
4780 | 1237.7056 | 0 | 0 | 0 | 0 | 288.55 | 0 | 0 | 0 | 1472869.6152 | 0
4781 | 960.7413 | 0 | 0 | 0 | 0 | 283.85 | 0 | 0 | 0 | 1143282.1626 | 0
4782 | 1200.4086 | 0 | 0 | 0 | 0 | 1087.9 | 0 | 0 | 0 | 1428486.2685 | 0
4783 | 1122.3613 | 0 | 0 | 0 | 0 | 1119.1 | 0 | 0 | 0 | 2057288.3491 | 0
4784 | 1070.4651 | 0 | 0 | 0 | 0 | 318.75 | 0 | 0 | 0 | 1962162.5008 | 0
4785 | 1185.2757 | 517.5149 | 517.5149 | 503.7803 | 503.7803 | 1191.75 | 633684.2542 | 181360.9093 | 82267.3236 | 1249181.1421 | 407180.4304
4786 | 1241.5501 | 1289.728 | 1289.728 | 1255.4994 | 1241.5501 | 387.2 | 507310.8263 | 446958.0284 | 202745.1279 | 0 | 2002371.84
4787 | 1273.3423 | 1322.7537 | 1322.7537 | 1287.6486 | 1273.3423 | 392.45 | 528209.7275 | 458403.2132 | 207936.7909 | 0 | 2046960.9321
4788 | 1429.0673 | 1502.4171 | 1484.5216 | 1462.5437 | 1429.0673 | 386 | 583125.3094 | 514464.2302 | 233366.6911 | 0 | 2306514.6319
4789 | 1265.5332 | 1314.6417 | 1314.6417 | 1279.7518 | 1265.5332 | 390.75 | 521400.6246 | 455591.957 | 206661.5738 | 0 | 2036558.9803
4790 | 1185.2801 | 1231.2745 | 1231.2745 | 1198.5971 | 1185.2801 | 422.4 | 529324.0198 | 426700.822 | 193556.234 | 0 | 1869897.728
4791 | 1296.2238 | 1346.5226 | 1346.5226 | 1310.7866 | 1296.2238 | 435.75 | 597260.7565 | 466640.5511 | 211673.3389 | 0 | 2027618.0056
4792 | 1491.7106 | 1162.7591 | 1162.7591 | 1131.9001 | 1131.9001 | 429.45 | 512966.3276 | 407484.0339 | 184839.2854 | 659532.6736 | 1777705.6929
4793 | 1623.4698 | 497.7173 | 497.7173 | 484.5082 | 484.5082 | 1551.95 | 793318.8585 | 174422.9443 | 79120.1856 | 2087716.6298 | 217083.8895
4794 | 1365.0331 | 10.8243 | 10.8243 | 10.5371 | 10.5371 | 1461.95 | 16239.2882 | 3793.3464 | 1720.7041 | 2482791.2848 | 5669.4723
4795 | 1483.589 | 952.9932 | 952.9932 | 927.7013 | 927.7013 | 1424.25 | 1397430.1587 | 333972.4761 | 151493.6259 | 1888906.4304 | 534124.0364
4796 | 1207.3155 | 1225.3959 | 1225.3959 | 1192.8746 | 1192.8746 | 1381.2 | 1741863.5759 | 429434.8406 | 194796.4152 | 49070.2145 | 738150.7761
4797 | 1394.4908 | 1225.3959 | 1225.3959 | 1192.8746 | 1192.8746 | 1351.3 | 1706440.357 | 429434.8406 | 194796.4152 | 685092.013 | 773817.7253
4798 | 1198.3366 | 1225.3959 | 1225.3959 | 1192.8746 | 1192.8746 | 834.25 | 1052551.6534 | 429434.8406 | 194796.4152 | 18559.9428 | 1390593.5152
4799 | 1087.8272 | 1130.0399 | 1130.0399 | 1100.0492 | 1087.8272 | 373 | 429665.4844 | 391617.7747 | 177642.1739 | 0 | 1769894.529
4800 | 982.8432 | 0 | 0 | 0 | 0 | 353.45 | 0 | 0 | 0 | 1801551.5821 | 0
4801 | 1308.846 | 0 | 0 | 0 | 0 | 324.9 | 0 | 0 | 0 | 2399114.7217 | 0
4802 | 1232.1801 | 0 | 0 | 0 | 0 | 304.95 | 0 | 0 | 0 | 2258586.1013 | 0
4803 | 1165.8744 | 0 | 0 | 0 | 0 | 295.45 | 0 | 0 | 0 | 2137047.8357 | 0
4804 | 1230.108 | 0 | 0 | 0 | 0 | 288.55 | 0 | 0 | 0 | 2254788.03 | 0
4805 | 1178.9974 | 0 | 0 | 0 | 0 | 283.85 | 0 | 0 | 0 | 2161102.2837 | 0
4806 | 1110.6197 | 0 | 0 | 0 | 0 | 282.35 | 0 | 0 | 0 | 2035765.9486 | 0
4807 | 929.6605 | 99.2079 | 99.2079 | 96.575 | 96.575 | 289.05 | 29435.413 | 34767.0024 | 15770.6986 | 1527045.7778 | 165235.0077
4808 | 777.6212 | 807.7964 | 807.7964 | 786.3579 | 777.6212 | 318.75 | 261421.2382 | 279943.6149 | 126985.5342 | 0 | 1307375.5626
4809 | 947.273 | 984.0317 | 984.0317 | 957.916 | 947.273 | 368.25 | 368455.9489 | 341018.2717 | 154689.6771 | 0 | 1545712.6802
4810 | 1179.9083 | 1225.6951 | 1225.6951 | 1193.1658 | 1179.9083 | 387.2 | 482934.1282 | 424766.9761 | 192679.02 | 0 | 1902955.6224
4811 | 1059.5877 | 1100.704 | 1100.704 | 1071.4919 | 1059.5877 | 392.45 | 440479.8895 | 381451.5637 | 173030.6677 | 0 | 1703339.0818
4812 | 1194.5136 | 1240.8668 | 1240.8668 | 1207.9349 | 1194.5136 | 386 | 488886.5207 | 430024.9108 | 195064.0776 | 0 | 1927943.982
4813 | 1267.6269 | 1316.8169 | 1316.8169 | 1281.8693 | 1267.6269 | 390.75 | 525412.4841 | 456345.666 | 207003.4646 | 0 | 2039928.5084
4814 | 887.0799 | 921.5029 | 921.5029 | 897.0467 | 887.0799 | 422.4 | 398063.1713 | 319348.7549 | 144860.1435 | 0 | 1399457.2102
4815 | 1241.5596 | 1289.7384 | 1289.7384 | 1255.5095 | 1241.5596 | 435.75 | 574638.3546 | 446961.4474 | 202746.6788 | 0 | 1942108.6657
4816 | 536.721 | 557.5483 | 557.5483 | 542.7513 | 536.721 | 429.45 | 244668.1142 | 193219.5479 | 87646.5338 | 0 | 842947.1138
4817 | 511.4393 | 531.2863 | 531.2863 | 517.1863 | 511.4393 | 1357.3 | 734632.8554 | 184118.1643 | 83518.0451 | 0 | 328702.0673
4818 | 220.4508 | 229.0055 | 229.0055 | 222.9279 | 220.4508 | 1747.15 | 407652.6098 | 79362.2745 | 35999.6095 | 0 | 55740.9753
4819 | 219.6375 | 228.16 | 228.16 | 222.1047 | 219.6375 | 1786.7 | 415680.8584 | 79069.4936 | 35866.8008 | 0 | 46848.5721
4820 | 234.8325 | 243.9456 | 243.9456 | 237.4715 | 234.8325 | 1863.7 | 463276.9873 | 84539.7101 | 38348.1518 | 0 | 32007.6736
4821 | 155.4039 | 161.4344 | 161.4344 | 157.15 | 155.4039 | 1743.4 | 286771.3469 | 55945.3964 | 25377.4534 | 0 | 39876.6353
4822 | 212.04 | 220.2682 | 220.2682 | 214.4224 | 212.04 | 1356.25 | 304622.3435 | 76334.3853 | 34626.1253 | 0 | 136500.7237
4823 | 91.1703 | 94.7078 | 94.7078 | 92.1943 | 91.1703 | 373 | 36051.6374 | 32821.2992 | 14888.106 | 0 | 148333.59
4824 | 85.6448 | 88.9684 | 88.9684 | 86.6073 | 85.6448 | 353.45 | 32185.3098 | 30832.1296 | 13985.7965 | 0 | 141018.4526
4825 | 78.738 | 81.7934 | 81.7934 | 79.6227 | 78.738 | 796.15 | 66876.6147 | 28345.6675 | 12857.9097 | 0 | 94788.6995
4826 | 84.9541 | 88.2506 | 88.2506 | 85.9085 | 84.9541 | 719.9 | 65291.4475 | 30583.4834 | 13873.0079 | 0 | 108749.6154
4827 | 77.3566 | 80.3588 | 80.3588 | 78.2261 | 77.3566 | 1218.6 | 100470.5723 | 27848.3751 | 12632.3324 | 0 | 60446.4453
4828 | 82.1914 | 85.3804 | 85.3804 | 83.1145 | 82.1914 | 1209.65 | 105900.0236 | 29588.8985 | 13421.8531 | 0 | 64959.6568
4829 | 78.738 | 81.7934 | 81.7934 | 79.6227 | 78.738 | 1201.55 | 100566.6619 | 28345.6675 | 12857.9097 | 0 | 62868.3284
4830 | 83.5728 | 86.816 | 86.816 | 84.512 | 83.5728 | 1215.3 | 107816.7948 | 30086.1909 | 13647.4305 | 0 | 65579.539
4831 | 66.9963 | 69.5958 | 69.5958 | 67.7487 | 66.9963 | 1198.8 | 85054.233 | 24118.682 | 10940.5021 | 0 | 53677.4667
4832 | 81.1985 | 84.3499 | 84.3499 | 82.1113 | 81.1985 | 1225.4 | 105519.8058 | 29231.4696 | 13259.7194 | 0 | 62895.9708
4833 | 713.0577 | 740.728 | 740.728 | 721.0695 | 713.0577 | 1558.9 | 1175118.6793 | 256700.7892 | 116442.3302 | 0 | 314529.7725
4834 | 1109.9109 | 1152.9798 | 1152.9798 | 1122.3803 | 1109.9109 | 1331.95 | 1563016.8671 | 399567.9262 | 181248.4509 | 0 | 741475.9808
4835 | 1211.7488 | 1258.7706 | 1258.7706 | 1225.3635 | 1211.7488 | 1236.95 | 1586381.1195 | 436229.5662 | 197878.5782 | 0 | 924624.918
4836 | 1105.1884 | 1504.8261 | 1148.0756 | 1464.8888 | 1105.1884 | 684.85 | 801965.871 | 397867.8078 | 180477.2584 | 0 | 1453488.4651
4837 | 969.134 | 1758.9572 | 1006.741 | 1712.2754 | 969.134 | 393.3 | 403062.1804 | 348888.235 | 158259.5799 | 0 | 1557107.5753
4838 | 1192.262 | 1546.9091 | 1238.5274 | 1505.855 | 1192.262 | 421.3 | 532453.6669 | 429214.3243 | 194696.3866 | 0 | 1882224.0383
4839 | 1204.9136 | 1621.6874 | 1251.6704 | 1578.6487 | 1204.9136 | 427.4 | 545911.4208 | 433768.901 | 196762.3932 | 0 | 1894847.1494
4840 | 1193.8661 | 1300.8038 | 1240.1937 | 1266.2811 | 1193.8661 | 864.7 | 1092392.0895 | 429791.805 | 194958.3382 | 0 | 1355396.2117
4841 | 893.7415 | 484.9535 | 484.9535 | 472.0831 | 472.0831 | 1315.5 | 656536.4866 | 169949.9264 | 77091.1749 | 772899.8325 | 323140.9017
4842 | 898.8077 | 56.7437 | 56.7437 | 55.2377 | 55.2377 | 1274.35 | 74452.1021 | 19885.5808 | 9020.3204 | 1546263.7418 | 40083.2548
4843 | 882.694 | 916.9467 | 916.9467 | 892.6115 | 882.694 | 1433.95 | 1339017.0447 | 317769.8514 | 144143.9354 | 0 | 499648.9387
4844 | 1020.8308 | 1060.4441 | 1060.4441 | 1032.3005 | 1020.8308 | 1540.45 | 1661207.7323 | 367499.0927 | 166701.6718 | 0 | 469122.8001
4845 | 1455.9617 | 1225.3959 | 1225.3959 | 1192.8746 | 1192.8746 | 1279.05 | 1618780.7585 | 429434.8406 | 194796.4152 | 893970.0225 | 860002.9121
4846 | 774.9473 | 805.0186 | 805.0186 | 783.6539 | 774.9473 | 845.7 | 695132.4531 | 278981.0433 | 126548.901 | 0 | 894521.3221
4847 | 1051.2209 | 1092.0134 | 1092.0134 | 1063.0319 | 1051.2209 | 388 | 432369.044 | 378439.5258 | 171664.3738 | 0 | 1694568.0989
4848 | 1114.0731 | 0 | 0 | 0 | 0 | 370.35 | 0 | 0 | 0 | 2042096.0656 | 0
4849 | 966.9575 | 0 | 0 | 0 | 0 | 717.05 | 0 | 0 | 0 | 1150679.3873 | 0
4850 | 895.1263 | 0 | 0 | 0 | 0 | 333.2 | 0 | 0 | 0 | 1065200.3471 | 0
4851 | 941.4022 | 0 | 0 | 0 | 0 | 318.4 | 0 | 0 | 0 | 1120268.5749 | 0
4852 | 939.3301 | 0 | 0 | 0 | 0 | 308.05 | 0 | 0 | 0 | 1117802.8334 | 0
4853 | 1111.3104 | 0 | 0 | 0 | 0 | 297.35 | 0 | 0 | 0 | 1322459.382 | 0
4854 | 1126.5055 | 0 | 0 | 0 | 0 | 286.15 | 0 | 0 | 0 | 1340541.4867 | 0
4855 | 1100.2595 | 0 | 0 | 0 | 0 | 277.35 | 0 | 0 | 0 | 2016775.5938 | 0
4856 | 882.8235 | 0 | 0 | 0 | 0 | 285.05 | 0 | 0 | 0 | 1618215.5397 | 0
4857 | 886.201 | 0 | 0 | 0 | 0 | 302.05 | 0 | 0 | 0 | 1624406.3951 | 0
4858 | 1103.5739 | 3.1694 | 3.1694 | 3.0853 | 3.0853 | 312.45 | 1019.8624 | 1110.7006 | 503.8261 | 2017195.6087 | 5206.5631
4859 | 1112.4017 | 851.8427 | 851.8427 | 829.2353 | 829.2353 | 324.8 | 285070.0171 | 298524.71 | 135414.1254 | 519043.9737 | 1389134.9837
4860 | 1166.9312 | 1212.2145 | 1212.2145 | 1180.043 | 1166.9312 | 327.55 | 404678.9449 | 420095.2248 | 190559.8617 | 0 | 1951634.052
4861 | 990.0065 | 1028.4229 | 1028.4229 | 1001.1291 | 990.0065 | 331.8 | 347612.6468 | 356402.3233 | 161668.0539 | 0 | 1651528.7659
4862 | 1284.0444 | 1087.4852 | 1087.4852 | 1058.624 | 1058.624 | 342.7 | 384279.0826 | 381104.6227 | 172873.2914 | 413195.6923 | 1754457.4756
4863 | 1002.3878 | 813.5223 | 813.5223 | 791.9318 | 791.9318 | 342.4 | 287516.6409 | 285095.4629 | 129322.4697 | 385765.8197 | 1312706.2203
4864 | 1384.9171 | 608.7417 | 608.7417 | 592.586 | 592.586 | 327.9 | 206627.2299 | 213330.9559 | 96769.2919 | 1452342.8614 | 990863.0314
4865 | 1471.9052 | 222.4216 | 222.4216 | 216.5187 | 216.5187 | 318.5 | 73712.5628 | 77946.7151 | 35357.4961 | 2301123.6284 | 364076.1152
4866 | 1181.0885 | 154.7933 | 154.7933 | 150.6852 | 150.6852 | 310.55 | 49979.995 | 54246.6733 | 24606.8938 | 1888729.1926 | 254575.1174
4867 | 1185.2136 | 1168.1006 | 1168.1006 | 1137.0999 | 1137.0999 | 942.85 | 1144697.9658 | 409355.952 | 185688.4082 | 163490.4076 | 1202085.1242
4868 | 1040.17 | 1080.5335 | 1080.5335 | 1051.8568 | 1040.17 | 1241.55 | 1375930.298 | 374461.1863 | 169859.7548 | 0 | 788916.9077
4869 | 1251.5192 | 1225.3959 | 1225.3959 | 1192.8746 | 1192.8746 | 569 | 723523.1599 | 429434.8406 | 194796.4152 | 199274.6249 | 1707003.4915
4870 | 1156.8955 | 1201.7891 | 1201.7891 | 1169.8942 | 1156.8955 | 789.65 | 969928.9767 | 416482.3951 | 188921.042 | 0 | 1400248.5193
4871 | 1042.9327 | 1083.4038 | 1083.4038 | 1054.6508 | 1042.9327 | 1134.05 | 1258209.286 | 375455.7713 | 170310.9096 | 0 | 903127.5698
4872 | 1049.8395 | 0 | 0 | 0 | 0 | 304.7 | 0 | 0 | 0 | 1924355.8713 | 0
4873 | 880.622 | 0 | 0 | 0 | 0 | 324.9 | 0 | 0 | 0 | 1047940.1563 | 0
4874 | 931.0419 | 0 | 0 | 0 | 0 | 304.95 | 0 | 0 | 0 | 1107939.8672 | 0
4875 | 782.5449 | 0 | 0 | 0 | 0 | 295.45 | 0 | 0 | 0 | 931228.3898 | 0
4876 | 743.1759 | 0 | 0 | 0 | 0 | 288.55 | 0 | 0 | 0 | 884379.3005 | 0
4877 | 860.5921 | 0 | 0 | 0 | 0 | 283.85 | 0 | 0 | 0 | 1024104.6547 | 0
4878 | 848.8505 | 0 | 0 | 0 | 0 | 282.35 | 0 | 0 | 0 | 1010132.1193 | 0
4879 | 506.2713 | 195.7409 | 195.7409 | 190.5461 | 190.5461 | 289.05 | 58578.1025 | 68596.5896 | 31116.1752 | 578724.3298 | 326014.8192
4880 | 90.0212 | 93.5153 | 93.5153 | 91.0334 | 90.0212 | 675.4 | 64632.4464 | 32407.6141 | 14700.4538 | 0 | 119241.8166
4881 | 76.9871 | 118.511 | 79.9755 | 115.3658 | 76.9871 | 1462.25 | 119680.4774 | 27715.3494 | 12571.9904 | 0 | 41399.8031
4882 | 90.8526 | 490.2733 | 94.3785 | 477.2617 | 90.8526 | 1458.75 | 140825.284 | 32706.922 | 14836.2232 | 0 | 49173.9486
4883 | 77.379 | 809.6205 | 80.3817 | 788.1336 | 77.379 | 1406.5 | 115508.4305 | 27856.4561 | 12635.998 | 0 | 45924.463
4884 | 103.2926 | 977.5714 | 107.3013 | 951.6272 | 103.2926 | 1200 | 131775.4117 | 37185.3509 | 16867.6884 | 0 | 82634.1132
4885 | 71.5652 | 1078.0176 | 74.3421 | 1049.4076 | 71.5652 | 390.75 | 29692.2708 | 25763.4766 | 11686.5993 | 0 | 115166.3189
4886 | 75.749 | 1920.2628 | 78.6884 | 1869.3001 | 75.749 | 1342.95 | 107900.1973 | 27269.651 | 12369.8167 | 0 | 49770.9006
4887 | 91.6762 | 1794.5259 | 95.2335 | 1746.9001 | 91.6762 | 1529.75 | 148785.8346 | 33003.4326 | 14970.7237 | 0 | 43110.7338
4888 | 85.3392 | 1206.3297 | 88.6506 | 1174.3143 | 85.3392 | 1820.55 | 164702.7888 | 30722.1036 | 13935.8876 | 0 | 15314.1153
4889 | 76.2014 | 808.7646 | 79.159 | 787.3004 | 76.2014 | 1915.3 | 154727.143 | 27432.5143 | 12443.6933 | 0 | 6454.261
4890 | 81.8383 | 233.2771 | 85.0137 | 227.0861 | 81.8383 | 1874.95 | 162421.5929 | 29461.7782 | 13364.1899 | 0 | 10233.876
4891 | 78.0473 | 81.0756 | 81.0756 | 78.9239 | 78.0473 | 1858.95 | 153489.1725 | 28097.0213 | 12745.121 | 0 | 11008.5294
4892 | 82.8821 | 86.0982 | 86.0982 | 83.8132 | 82.8821 | 1849.5 | 162086.4102 | 29837.5447 | 13534.6418 | 0 | 12473.741
4893 | 75.2845 | 78.2064 | 78.2064 | 76.1309 | 75.2845 | 1383.95 | 110346.5157 | 27102.4365 | 12293.9663 | 0 | 46379.0444
4894 | 79.4286 | 82.5112 | 82.5112 | 80.3214 | 79.4286 | 1337.2 | 112453.0651 | 28594.3137 | 12970.6984 | 0 | 52645.3087
4895 | 75.9752 | 78.9232 | 78.9232 | 76.8286 | 75.9752 | 1293.55 | 104047.4173 | 27351.0827 | 12406.755 | 0 | 53672.5388
4896 | 78.738 | 81.7934 | 81.7934 | 79.6227 | 78.738 | 353.45 | 29530.6394 | 28345.6675 | 12857.9097 | 0 | 129645.9967
4897 | 74.5939 | 77.4886 | 77.4886 | 75.4321 | 74.5939 | 324.9 | 25794.135 | 26853.7903 | 12181.1776 | 0 | 124952.178
4898 | 80.81 | 83.9458 | 83.9458 | 81.7179 | 80.81 | 304.95 | 26310.6687 | 29091.6061 | 13196.2758 | 0 | 136976.9905
4899 | 74.5939 | 77.4886 | 77.4886 | 75.4321 | 74.5939 | 295.45 | 23556.4304 | 26853.7903 | 12181.1776 | 0 | 127148.9672
4900 | 77.3566 | 80.3588 | 80.3588 | 78.2261 | 77.3566 | 288.55 | 23868.8057 | 27848.3751 | 12632.3324 | 0 | 132391.9487
4901 | 71.8311 | 74.6184 | 74.6184 | 72.6381 | 71.8311 | 283.85 | 21786.446 | 25859.2054 | 11730.0229 | 0 | 123272.7707
4902 | 79.4286 | 82.5112 | 82.5112 | 80.3214 | 79.4286 | 282.35 | 23979.4076 | 28594.3137 | 12970.6984 | 0 | 136430.6193
4903 | 66.3057 | 68.879 | 68.879 | 67.051 | 66.3057 | 289.05 | 20457.4115 | 23870.0358 | 10827.7135 | 0 | 113445.6604
4904 | 72.9207 | 75.7507 | 75.7507 | 73.7403 | 72.9207 | 318.75 | 24752.8674 | 26251.4448 | 11907.9471 | 0 | 122596.75
4905 | 154.285 | 369.1756 | 160.271 | 359.3779 | 154.285 | 368.25 | 60399.9554 | 55542.5895 | 25194.7357 | 0 | 251754.5013
4906 | 105.3492 | 1723.5495 | 109.437 | 1677.8075 | 105.3492 | 387.2 | 43314.4036 | 37925.695 | 17203.5167 | 0 | 169907.1136
4907 | 130.5488 | 1963.4885 | 135.6149 | 1911.3786 | 130.5488 | 392.45 | 54344.0859 | 46997.5518 | 21318.6117 | 0 | 209863.6513
4908 | 202.7269 | 1845.3546 | 210.5938 | 1796.3799 | 202.7269 | 386 | 83084.4403 | 72981.702 | 33105.3109 | 0 | 327201.2973
4909 | 354.6912 | 1376.9035 | 368.4547 | 1340.3612 | 354.6912 | 390.75 | 146989.3049 | 127688.8403 | 57921.0767 | 0 | 570786.8506
4910 | 688.6006 | 1635.6978 | 715.322 | 1592.2873 | 688.6006 | 422.4 | 309339.2356 | 247896.227 | 112448.483 | 0 | 1086336.3548
4911 | 987.823 | 1375.4429 | 1026.1552 | 1338.9394 | 987.823 | 435.75 | 457986.1891 | 355616.2905 | 161311.5007 | 0 | 1545202.1733
4912 | 1032.5448 | 1255.515 | 1072.6126 | 1222.1943 | 1032.5448 | 429.45 | 470829.5636 | 371716.1323 | 168614.5678 | 0 | 1621663.2545
4913 | 1329.4033 | 576.3403 | 576.3403 | 561.0445 | 561.0445 | 1365.4 | 813020.5242 | 201976.0358 | 91618.574 | 1408401.6823 | 356038.8676
4914 | 1196.1437 | 36.5794 | 36.5794 | 35.6086 | 35.6086 | 1409.55 | 53244.522 | 12819.108 | 5814.8898 | 2127260.6945 | 21025.1176
4915 | 1400.707 | 1225.3959 | 1225.3959 | 1192.8746 | 1192.8746 | 1503.65 | 1903146.8385 | 429434.8406 | 194796.4152 | 706214.5077 | 592083.2865
4916 | 823.2952 | 855.2428 | 855.2428 | 832.5451 | 823.2952 | 1690.6 | 1477010.3606 | 296386.2777 | 134444.1088 | 0 | 254727.473
4917 | 1177.6161 | 1223.3131 | 1223.3131 | 1190.847 | 1177.6161 | 1406.3 | 1758965.5881 | 423941.7816 | 192304.7026 | 0 | 699150.6192
4918 | 1352.3591 | 1225.3959 | 1225.3959 | 1192.8746 | 1192.8746 | 1421.7 | 1800300.5875 | 429434.8406 | 194796.4152 | 541928.4352 | 689839.3565
4919 | 1335.092 | 1225.3959 | 1225.3959 | 1192.8746 | 1192.8746 | 1302 | 1653221.1853 | 429434.8406 | 194796.4152 | 483254.8362 | 832626.441
4920 | 1360.6473 | 0 | 0 | 0 | 0 | 353.45 | 0 | 0 | 0 | 2494066.4917 | 0
4921 | 1288.1255 | 0 | 0 | 0 | 0 | 324.9 | 0 | 0 | 0 | 1532869.3272 | 0
4922 | 1518.8139 | 0 | 0 | 0 | 0 | 304.95 | 0 | 0 | 0 | 1807388.5517 | 0
4923 | 1469.7754 | 0 | 0 | 0 | 0 | 295.45 | 0 | 0 | 0 | 1749032.6689 | 0
4924 | 1038.0979 | 0 | 0 | 0 | 0 | 288.55 | 0 | 0 | 0 | 1235336.5141 | 0
4925 | 1302.6298 | 0 | 0 | 0 | 0 | 283.85 | 0 | 0 | 0 | 1550129.5179 | 0
4926 | 1125.8148 | 0 | 0 | 0 | 0 | 478.9 | 0 | 0 | 0 | 1339719.5727 | 0
4927 | 1215.6037 | 0 | 0 | 0 | 0 | 888.05 | 0 | 0 | 0 | 2228201.5344 | 0
4928 | 1164.5561 | 0 | 0 | 0 | 0 | 318.75 | 0 | 0 | 0 | 2134631.313 | 0
4929 | 1265.2017 | 0 | 0 | 0 | 0 | 368.25 | 0 | 0 | 0 | 2319114.6904 | 0
4930 | 1521.9772 | 228.6544 | 228.6544 | 222.5861 | 222.5861 | 387.2 | 91448.1175 | 80130.9837 | 36348.3045 | 2381784.0243 | 358986.8068
4931 | 1459.9884 | 987.6821 | 987.6821 | 961.4695 | 961.4695 | 392.45 | 400046.8596 | 346129.0226 | 157007.9706 | 913785.0587 | 1545610.3066
4932 | 1450.6684 | 1411.7471 | 1411.7471 | 1374.2801 | 1374.2801 | 386 | 562900.8035 | 494740.8296 | 224419.9374 | 140019.8687 | 2218088.0529
4933 | 1401.7369 | 1456.1311 | 1456.1311 | 1417.4861 | 1401.7369 | 390.75 | 581463.8791 | 504625.2998 | 228903.643 | 0 | 2255745.1771
4934 | 1375.3968 | 1428.7689 | 1428.7689 | 1390.8502 | 1375.3968 | 422.4 | 617787.3466 | 495142.8656 | 224602.3054 | 0 | 2169826.069
4935 | 1381.8306 | 1435.4526 | 1435.4526 | 1397.3565 | 1381.8306 | 435.75 | 641462.2615 | 497459.0052 | 225652.9321 | 0 | 2161528.4691
4936 | 1788.7211 | 1319.068 | 1319.068 | 1284.0607 | 1284.0607 | 429.45 | 586298.7108 | 462261.8485 | 209687.1107 | 925042.518 | 2016681.5173
4937 | 1525.3581 | 902.6112 | 902.6112 | 878.6564 | 878.6564 | 655.9 | 612264.5072 | 316316.3053 | 143484.5907 | 1185404.2808 | 1181002.0722
4938 | 1702.6602 | 225.8891 | 225.8891 | 219.8942 | 219.8942 | 366.05 | 85304.5325 | 79161.8965 | 35908.7158 | 2717910.067 | 359296.0578
4939 | 1469.7754 | 857.6372 | 857.6372 | 834.876 | 834.876 | 1378.7 | 1221575.4993 | 300555.3516 | 136335.247 | 2157388.0772 | 518708.4443
4940 | 1623.7979 | 1225.3959 | 1225.3959 | 1192.8746 | 1192.8746 | 1522.6 | 1924671.5791 | 429434.8406 | 194796.4152 | 1464277.3927 | 569478.3137
4941 | 1571.3059 | 1225.3959 | 1225.3959 | 1192.8746 | 1192.8746 | 1291.3 | 1633776.95 | 429434.8406 | 194796.4152 | 1285909.6548 | 845390.1988
4942 | 1333.0199 | 1225.3959 | 1225.3959 | 1192.8746 | 1192.8746 | 1307.2 | 1652347.3763 | 429434.8406 | 194796.4152 | 476214.0035 | 826423.4933
4943 | 1336.4734 | 1225.3959 | 1225.3959 | 1192.8746 | 1192.8746 | 1302 | 1649331.4859 | 429434.8406 | 194796.4152 | 487948.7247 | 832626.441
4944 | 1509.1443 | 0 | 0 | 0 | 0 | 817.95 | 0 | 0 | 0 | 2766261.5642 | 0
4945 | 1440.7666 | 0 | 0 | 0 | 0 | 324.9 | 0 | 0 | 0 | 1714512.2873 | 0
4946 | 1415.902 | 0 | 0 | 0 | 0 | 304.95 | 0 | 0 | 0 | 1684923.3883 | 0
4947 | 1212.8409 | 0 | 0 | 0 | 0 | 295.45 | 0 | 0 | 0 | 1443280.7174 | 0
4948 | 1147.9167 | 0 | 0 | 0 | 0 | 288.55 | 0 | 0 | 0 | 1366020.8159 | 0
4949 | 1229.4174 | 0 | 0 | 0 | 0 | 283.85 | 0 | 0 | 0 | 1463006.6501 | 0
4950 | 988.3687 | 0 | 0 | 0 | 0 | 282.35 | 0 | 0 | 0 | 1176158.7166 | 0
4951 | 1297.7951 | 216.9253 | 216.9253 | 211.1682 | 211.1682 | 289.05 | 64601.2835 | 76020.5543 | 34483.7681 | 1991787.0208 | 361298.2428
4952 | 1047.8219 | 948.3446 | 948.3446 | 923.176 | 923.176 | 318.75 | 311881.7134 | 332343.3758 | 150754.648 | 228475.8122 | 1552089.7237
4953 | 1384.7712 | 1438.5067 | 1438.5067 | 1400.3295 | 1384.7712 | 844.3 | 1237952.0606 | 498517.6165 | 226133.1299 | 0 | 1600379.8447
4954 | 1349.7673 | 1402.1444 | 1402.1444 | 1364.9322 | 1349.7673 | 387.2 | 553453.5149 | 485916.2266 | 220416.9994 | 0 | 2176904.2176
4955 | 1301.2096 | 1351.7021 | 1351.7021 | 1315.8287 | 1301.2096 | 392.45 | 540343.728 | 468435.4661 | 212487.5323 | 0 | 2091759.5375
4956 | 1364.7042 | 1490.0657 | 1417.662 | 1450.5202 | 1364.7042 | 386 | 558167.9105 | 491293.5116 | 222856.1957 | 0 | 2202632.5772
4957 | 1493.1455 | 1551.0872 | 1551.0872 | 1509.9221 | 1493.1455 | 390.75 | 620240.0491 | 537532.3818 | 243830.661 | 0 | 2402844.4039
4958 | 1284.4951 | 1334.3395 | 1334.3395 | 1298.9269 | 1284.4951 | 422.4 | 576697.0788 | 462418.2277 | 209758.0461 | 0 | 2026419.4335
4959 | 1168.1969 | 1464.9567 | 1213.5286 | 1426.0776 | 1168.1969 | 435.75 | 540261.0035 | 420550.8689 | 190766.5469 | 0 | 1827351.9351
4960 | 1479.6564 | 1598.6301 | 1537.0747 | 1556.2034 | 1479.6564 | 885.5 | 1391651.4438 | 532676.3213 | 241627.898 | 0 | 1649077.1113
4961 | 1510.8356 | 561.5643 | 561.5643 | 546.6607 | 546.6607 | 1450.45 | 839207.6506 | 196797.8632 | 89269.6974 | 1767332.6208 | 300417.4048
4962 | 1394.1765 | 237.8676 | 237.8676 | 231.5547 | 231.5547 | 830.55 | 203432.1684 | 83359.6966 | 37812.8846 | 2131085.8184 | 270791.6589
4963 | 1384.1314 | 1053.3719 | 1053.3719 | 1025.416 | 1025.416 | 352.7 | 382774.9342 | 369149.7569 | 167450.4314 | 1218914.9956 | 1689167.7627
4964 | 1029.119 | 1069.0537 | 1069.0537 | 1040.6816 | 1029.119 | 1288.7 | 1401816.8987 | 370482.8472 | 168055.136 | 0 | 732012.3447
4965 | 1141.7005 | 1186.0034 | 1186.0034 | 1154.5275 | 1141.7005 | 1176.3 | 1420059.0397 | 411012.1786 | 186439.691 | 0 | 940418.29
4966 | 1211.4596 | 1225.3959 | 1225.3959 | 1192.8746 | 1192.8746 | 1307.2 | 1648933.1562 | 429434.8406 | 194796.4152 | 63151.8765 | 826423.4933
4967 | 1361.338 | 1225.3959 | 1225.3959 | 1192.8746 | 1192.8746 | 1285.1 | 1622099.4847 | 429434.8406 | 194796.4152 | 572438.7068 | 852786.021
4968 | 1071.2507 | 0 | 0 | 0 | 0 | 353.45 | 0 | 0 | 0 | 1963602.6028 | 0
4969 | 1274.3118 | 0 | 0 | 0 | 0 | 824.55 | 0 | 0 | 0 | 2335813.5404 | 0
4970 | 875.7872 | 0 | 0 | 0 | 0 | 304.95 | 0 | 0 | 0 | 1605317.9242 | 0
4971 | 1036.7165 | 0 | 0 | 0 | 0 | 295.45 | 0 | 0 | 0 | 1900301.4233 | 0
4972 | 911.7028 | 0 | 0 | 0 | 0 | 288.55 | 0 | 0 | 0 | 1671151.1514 | 0
4973 | 1306.0833 | 0 | 0 | 0 | 0 | 283.85 | 0 | 0 | 0 | 2394050.6266 | 0
4974 | 1031.1911 | 0 | 0 | 0 | 0 | 282.35 | 0 | 0 | 0 | 1890173.235 | 0
4975 | 1167.9465 | 0 | 0 | 0 | 0 | 289.05 | 0 | 0 | 0 | 2140845.907 | 0
4976 | 1102.0699 | 143.8786 | 143.8786 | 140.0602 | 140.0602 | 318.75 | 47365.1371 | 50421.6551 | 22871.823 | 1763363.8975 | 235476.1322
4977 | 1017.1236 | 840.7296 | 840.7296 | 818.4171 | 818.4171 | 1307.25 | 1132896.5743 | 294630.1591 | 133647.5139 | 364228.938 | 566958.4521
4978 | 1192.6799 | 989.3566 | 989.3566 | 963.0996 | 963.0996 | 1316.2 | 1342617.4333 | 346715.8628 | 157274.1678 | 420820.6113 | 658567.5194
4979 | 1048.5359 | 1089.2242 | 1089.2242 | 1060.3168 | 1048.5359 | 1308 | 1451814.9074 | 377472.9136 | 171225.9077 | 0 | 725586.8227
4980 | 1037.4685 | 1077.7267 | 1077.7267 | 1049.1244 | 1037.4685 | 735.5 | 807605.9166 | 373488.669 | 169418.6101 | 0 | 1311878.9499
4981 | 1077.8269 | 1119.6518 | 1119.6518 | 1089.9369 | 1077.8269 | 390.75 | 444843.3132 | 388017.6883 | 176009.1347 | 0 | 1734492.9581
4982 | 1076.3005 | 1118.0656 | 1118.0656 | 1088.3927 | 1076.3005 | 881.9 | 1005617.1519 | 387468.1804 | 175759.8718 | 0 | 1203411.5902
4983 | 852.6441 | 817.0376 | 817.0376 | 795.3539 | 795.3539 | 1356.3 | 1145677.672 | 286327.3904 | 129881.2857 | 105013.0091 | 511969.2811
4984 | 422.9472 | 439.3594 | 439.3594 | 427.699 | 422.9472 | 1273.45 | 572049.8414 | 152260.9908 | 69067.2772 | 0 | 307292.1428
4985 | 167.4831 | 173.9832 | 173.9832 | 169.3658 | 167.4831 | 1791.4 | 317953.4193 | 60293.9077 | 27349.9865 | 0 | 34936.9538
4986 | 147.3263 | 153.0429 | 153.0429 | 148.9813 | 147.3263 | 1673.15 | 260760.2218 | 53037.479 | 24058.3898 | 0 | 48153.6112
4987 | 102.2212 | 0 | 0 | 0 | 0 | 1659.8 | 0 | 0 | 0 | 187371.4928 | 0
4988 | 109.8187 | 0 | 0 | 0 | 0 | 1773.7 | 0 | 0 | 0 | 201297.7523 | 0
4989 | 87.0262 | 0 | 0 | 0 | 0 | 1747.3 | 0 | 0 | 0 | 159518.9736 | 0
4990 | 81.5007 | 0 | 0 | 0 | 0 | 1872.2 | 0 | 0 | 0 | 149390.7847 | 0
4991 | 81.5007 | 0 | 0 | 0 | 0 | 1849.5 | 0 | 0 | 0 | 149390.7847 | 0
4992 | 85.6448 | 0 | 0 | 0 | 0 | 1751.75 | 0 | 0 | 0 | 156986.9264 | 0
4993 | 80.1193 | 0 | 0 | 0 | 0 | 1544.25 | 0 | 0 | 0 | 95342.0064 | 0
4994 | 78.738 | 0 | 0 | 0 | 0 | 1279.4 | 0 | 0 | 0 | 93698.1787 | 0
4995 | 73.9032 | 0 | 0 | 0 | 0 | 1238.2 | 0 | 0 | 0 | 87944.7817 | 0
4996 | 80.81 | 0 | 0 | 0 | 0 | 1224.25 | 0 | 0 | 0 | 96163.9202 | 0
4997 | 77.3566 | 0 | 0 | 0 | 0 | 1201.55 | 0 | 0 | 0 | 92054.351 | 0
4998 | 80.81 | 0 | 0 | 0 | 0 | 635.8 | 0 | 0 | 0 | 96163.9202 | 0
4999 | 70.4498 | 73.1828 | 73.1828 | 71.2405 | 70.4498 | 638.9 | 47823.4386 | 25361.913 | 11504.4455 | 0 | 95889.1662
5000 | 82.0705 | 85.2547 | 85.2547 | 82.9921 | 82.0705 | 1235.2 | 107550.4115 | 29545.3854 | 13402.1151 | 0 | 62767.53
5001 | 531.2024 | 551.8152 | 551.8152 | 537.1703 | 531.2024 | 1350.1 | 758570.2943 | 191232.8647 | 86745.3522 | 0 | 345228.4411
5002 | 1284.5469 | 1334.3935 | 1334.3935 | 1298.9794 | 1284.5469 | 1311.95 | 1783474.9473 | 462436.8764 | 209766.5053 | 0 | 883832.4801
5003 | 1356.1138 | 1085.8626 | 1085.8626 | 1057.0444 | 1057.0444 | 1311.75 | 1466977.8525 | 380535.9848 | 172615.3509 | 548194.2391 | 727510.8098
5004 | 1186.715 | 1232.7652 | 1232.7652 | 1200.0483 | 1186.715 | 1189.55 | 1496940.7746 | 427217.3845 | 193790.5525 | 0 | 961773.1369
5005 | 1505.9819 | 1352.691 | 1352.691 | 1316.7913 | 1316.7913 | 1197.5 | 1674050.163 | 474044.8852 | 215032.0271 | 346786.2199 | 1056725.0566
5006 | 1112.084 | 335.7708 | 335.7708 | 326.8596 | 326.8596 | 1435.35 | 499728.2253 | 117669.4588 | 53376.174 | 1439316.2577 | 184561.2775
5007 | 1330.2779 | 216.4609 | 216.4609 | 210.7162 | 210.7162 | 1547.9 | 347525.9755 | 75857.8263 | 34409.9529 | 2052156.6673 | 95264.7869
5008 | 1190.5629 | 671.338 | 671.338 | 653.521 | 653.521 | 1773.45 | 1232623.2058 | 235267.5648 | 106719.9815 | 984397.8312 | 148055.1856
5009 | 1041.9355 | 248.8311 | 248.8311 | 242.2273 | 242.2273 | 1870.5 | 479886.2374 | 87201.825 | 39555.7167 | 1465865.1881 | 31368.4343
5010 | 1168.6743 | 127.157 | 127.157 | 123.7823 | 123.7823 | 1681.45 | 220177.8489 | 44561.6266 | 20213.649 | 1915287.0303 | 39430.8504
5011 | 1443.5337 | 1225.3959 | 1225.3959 | 1192.8746 | 1192.8746 | 1656.25 | 2087505.1427 | 429434.8406 | 194796.4152 | 851739.6988 | 410050.6291
5012 | 1038.0979 | 1078.3811 | 1078.3811 | 1049.7615 | 1038.0979 | 1728.75 | 1893095.4925 | 373715.248 | 169521.3889 | 0 | 281584.0584
5013 | 1286.7441 | 1225.3959 | 1225.3959 | 1192.8746 | 1192.8746 | 1806.15 | 2269772.549 | 429434.8406 | 194796.4152 | 318968.7638 | 231238.7329
5014 | 712.7858 | 740.4455 | 740.4455 | 720.7945 | 712.7858 | 1900 | 1426876.8708 | 256602.8847 | 116397.9197 | 0 | 71278.5791
5015 | 1145.8446 | 1190.3092 | 1190.3092 | 1158.7191 | 1145.8446 | 1897 | 2295231.4225 | 412504.056 | 187116.4232 | 0 | 118021.9938
5016 | 1181.7602 | 0 | 0 | 0 | 0 | 1814.35 | 0 | 0 | 0 | 2166166.3788 | 0
5017 | 911.7028 | 0 | 0 | 0 | 0 | 1564.05 | 0 | 0 | 0 | 1084926.2794 | 0
5018 | 1009.0892 | 0 | 0 | 0 | 0 | 1622.2 | 0 | 0 | 0 | 1200816.1325 | 0
5019 | 973.8643 | 0 | 0 | 0 | 0 | 1607.4 | 0 | 0 | 0 | 1158898.5258 | 0
5020 | 848.1598 | 0 | 0 | 0 | 0 | 1597.05 | 0 | 0 | 0 | 1009310.2054 | 0
5021 | 780.4728 | 0 | 0 | 0 | 0 | 1543.25 | 0 | 0 | 0 | 928762.6483 | 0
5022 | 770.8032 | 0 | 0 | 0 | 0 | 1487.05 | 0 | 0 | 0 | 917255.8544 | 0
5023 | 969.0295 | 0 | 0 | 0 | 0 | 1230.6 | 0 | 0 | 0 | 1776231.1102 | 0
5024 | 708.5433 | 0 | 0 | 0 | 0 | 285.05 | 0 | 0 | 0 | 1298759.8047 | 0
5025 | 1101.8299 | 744.717 | 744.717 | 724.9527 | 724.9527 | 302.05 | 231458.3363 | 260982.9584 | 118384.7697 | 690815.986 | 1230933.3729
5026 | 952.1242 | 989.0709 | 989.0709 | 962.8215 | 952.1242 | 312.45 | 313632.664 | 342764.7005 | 155481.8767 | 0 | 1606756.8562
5027 | 1203.6531 | 1250.3605 | 1250.3605 | 1217.1766 | 1203.6531 | 324.8 | 411364.9613 | 433315.1218 | 196556.5538 | 0 | 2016359.6999
5028 | 1159.54 | 1204.5357 | 1204.5357 | 1172.5679 | 1159.54 | 327.55 | 400104.9133 | 417434.3993 | 189352.8817 | 0 | 1939272.6697
5029 | 964.4063 | 1001.8295 | 1001.8295 | 975.2415 | 964.4063 | 331.8 | 337709.9612 | 347186.2517 | 157487.5414 | 0 | 1608822.5139
5030 | 1140.2509 | 717.2386 | 717.2386 | 698.2035 | 698.2035 | 342.7 | 252686.2403 | 251353.2465 | 114016.6254 | 810272.997 | 1157132.5984
5031 | 833.8618 | 866.2198 | 866.2198 | 843.2308 | 833.8618 | 342.4 | 301467.6464 | 300190.2539 | 136169.6346 | 0 | 1382209.3467
5032 | 1036.9885 | 1077.2281 | 1077.2281 | 1048.639 | 1036.9885 | 327.9 | 359289.8157 | 373315.86 | 169340.2221 | 0 | 1733948.4708
5033 | 1019.831 | 705.3785 | 705.3785 | 686.6582 | 686.6582 | 318.5 | 232756.0871 | 247196.9475 | 112131.282 | 610705.8533 | 1154615.7423
5034 | 933.7278 | 228.428 | 228.428 | 222.3656 | 222.3656 | 310.55 | 73231.8388 | 80051.6219 | 36312.3052 | 1303926.8866 | 375675.5906
5035 | 870.2617 | 904.0323 | 904.0323 | 880.0398 | 870.2617 | 1238.6 | 1144272.5708 | 313294.2197 | 142113.7391 | 0 | 662617.2748
5036 | 1061.5812 | 1102.7754 | 1102.7754 | 1073.5083 | 1061.5812 | 1562.3 | 1756296.5775 | 382169.2187 | 173356.2039 | 0 | 464654.0037
5037 | 730.0529 | 758.3825 | 758.3825 | 738.2555 | 730.0529 | 1611 | 1245233.3077 | 262819.0399 | 119217.6367 | 0 | 283990.5737
5038 | 1020.8308 | 1060.4441 | 1060.4441 | 1032.3005 | 1020.8308 | 1661.15 | 1794765.2506 | 367499.0927 | 166701.6718 | 0 | 345908.521
5039 | 954.5252 | 991.5651 | 991.5651 | 965.2495 | 954.5252 | 1646.45 | 1662141.6999 | 343629.0569 | 155873.9583 | 0 | 337472.3137
5040 | 756.9896 | 0 | 0 | 0 | 0 | 1596.2 | 0 | 0 | 0 | 1387561.8651 | 0
5041 | 995.2755 | 0 | 0 | 0 | 0 | 1330.5 | 0 | 0 | 0 | 1184377.855 | 0
5042 | 975.9364 | 0 | 0 | 0 | 0 | 1225.5 | 0 | 0 | 0 | 1161364.2673 | 0
5043 | 974.555 | 0 | 0 | 0 | 0 | 841.5 | 0 | 0 | 0 | 1159720.4396 | 0
5044 | 919.3003 | 0 | 0 | 0 | 0 | 288.55 | 0 | 0 | 0 | 1093967.3318 | 0
5045 | 1018.0681 | 0 | 0 | 0 | 0 | 283.85 | 0 | 0 | 0 | 1211501.0116 | 0
5046 | 664.4379 | 0 | 0 | 0 | 0 | 282.35 | 0 | 0 | 0 | 790681.1218 | 0
5047 | 891.6729 | 0 | 0 | 0 | 0 | 485.6 | 0 | 0 | 0 | 1634436.4671 | 0
5048 | 882.8417 | 0 | 0 | 0 | 0 | 774.8 | 0 | 0 | 0 | 1618248.7729 | 0
5049 | 1164.6709 | 486.9605 | 486.9605 | 474.0368 | 474.0368 | 1479.3 | 741183.6856 | 170653.2609 | 77410.2153 | 1265932.2709 | 246830.9804
5050 | 1275.9643 | 1325.4775 | 1325.4775 | 1290.3 | 1275.9643 | 1498.75 | 2027455.3564 | 459347.1365 | 208364.965 | 0 | 639577.0893
5051 | 1281.6469 | 1325.0993 | 1325.0993 | 1289.9319 | 1281.6469 | 1313 | 1784879.0422 | 461392.8732 | 209292.9339 | 0 | 880491.3997
5052 | 1165.2105 | 1558.4471 | 1210.4267 | 1517.0868 | 1165.2105 | 386 | 476524.1233 | 419475.7847 | 190278.8768 | 0 | 1880649.768
5053 | 1262.2861 | 1311.2687 | 1311.2687 | 1276.4683 | 1262.2861 | 390.75 | 521206.7857 | 454423.009 | 206131.326 | 0 | 2031333.7455
5054 | 1118.1698 | 1161.5593 | 1161.5593 | 1130.7321 | 1118.1698 | 422.4 | 500907.4484 | 402541.1132 | 182597.1216 | 0 | 1764024.6118
5055 | 1150.1519 | 1194.7823 | 1194.7823 | 1163.0734 | 1150.1519 | 1399.9 | 1707561.9733 | 414054.6757 | 187819.8015 | 0 | 690206.1414
5056 | 1238.5577 | 1129.322 | 1129.322 | 1099.3504 | 1099.3504 | 1718.45 | 1997199.5169 | 395766.1613 | 179523.9281 | 255166.8765 | 309522.1186
5057 | 954.5088 | 378.4646 | 378.4646 | 368.4204 | 368.4204 | 1700.4 | 662767.2089 | 132631.3343 | 60163.0469 | 1074300.0029 | 110378.7438
5058 | 1051.3962 | 107.0249 | 107.0249 | 104.1846 | 104.1846 | 1687.05 | 185729.0126 | 37506.4392 | 17013.3376 | 1736238.886 | 32604.556
5059 | 866.1271 | 899.7368 | 899.7368 | 875.8583 | 866.1271 | 1839.2 | 1683551.5748 | 311805.7614 | 141438.5579 | 0 | 139273.2216
5060 | 1031.8818 | 1071.9239 | 1071.9239 | 1043.4756 | 1031.8818 | 1868.7 | 2044391.7018 | 371477.4318 | 168506.2906 | 0 | 135486.0744
5061 | 910.3214 | 945.6458 | 945.6458 | 920.5489 | 910.3214 | 1760.6 | 1700532.5136 | 327715.6997 | 148655.4827 | 0 | 217930.8474
5062 | 1085.7551 | 1127.8874 | 1127.8874 | 1097.9539 | 1085.7551 | 1699.2 | 1953242.3793 | 390871.836 | 177303.8078 | 0 | 326595.104
5063 | 1110.6197 | 1153.7173 | 1153.7173 | 1123.0983 | 1110.6197 | 1694 | 1995568.607 | 399823.0996 | 181364.2004 | 0 | 339849.6346
5064 | 991.1314 | 0 | 0 | 0 | 0 | 1559.45 | 0 | 0 | 0 | 1816743.8654 | 0
5065 | 1030.5004 | 0 | 0 | 0 | 0 | 780.95 | 0 | 0 | 0 | 1226295.4617 | 0
5066 | 809.4815 | 0 | 0 | 0 | 0 | 1003.95 | 0 | 0 | 0 | 963283.0299 | 0
5067 | 1055.365 | 0 | 0 | 0 | 0 | 1044.45 | 0 | 0 | 0 | 1255884.3595 | 0
5068 | 926.8978 | 0 | 0 | 0 | 0 | 1200.65 | 0 | 0 | 0 | 1103008.3841 | 0
5069 | 813.6256 | 0 | 0 | 0 | 0 | 1195.95 | 0 | 0 | 0 | 968214.513 | 0
5070 | 907.5587 | 0 | 0 | 0 | 0 | 1194.45 | 0 | 0 | 0 | 1079994.7964 | 0
5071 | 821.2232 | 0 | 0 | 0 | 0 | 938.05 | 0 | 0 | 0 | 1505302.0598 | 0
5072 | 962.443 | 0 | 0 | 0 | 0 | 318.75 | 0 | 0 | 0 | 1764157.9926 | 0
5073 | 1008.2725 | 438.5605 | 438.5605 | 426.9214 | 426.9214 | 1288.8 | 582565.4547 | 153691.6875 | 69716.2572 | 1065616.5639 | 303626.4672
5074 | 1436.7719 | 1459.1332 | 1459.1332 | 1420.4086 | 1420.4086 | 387.2 | 582035.3002 | 511347.0953 | 231952.7241 | 29993.905 | 2290834.9869
5075 | 1155.7145 | 1353.0879 | 1200.5622 | 1317.1776 | 1155.7145 | 392.45 | 479444.2637 | 416057.2103 | 188728.1734 | 0 | 1857868.8011
5076 | 1137.1705 | 201.9748 | 201.9748 | 196.6145 | 196.6145 | 386 | 80472.4891 | 70781.2222 | 32107.1488 | 1724039.0875 | 317335.8127
5077 | 1170.2102 | 1076.5258 | 1076.5258 | 1047.9554 | 1047.9554 | 390.75 | 433386.3834 | 377263.9505 | 171131.1198 | 224093.0171 | 1686422.2566
5078 | 1059.333 | 1100.4402 | 1100.4402 | 1071.2351 | 1059.333 | 422.4 | 474211.4884 | 381359.8753 | 172989.0768 | 0 | 1671203.7203
5079 | 1086.2248 | 1128.3757 | 1128.3757 | 1098.4292 | 1086.2248 | 891.8 | 1027164.1293 | 391040.9154 | 177380.5041 | 0 | 1203754.2846
5080 | 1050.3472 | 183.2265 | 183.2265 | 178.3637 | 178.3637 | 1388.45 | 262193.8013 | 64210.9424 | 29126.7969 | 1598345.6843 | 109078.3384
5081 | 1100.0177 | 335.2026 | 335.2026 | 326.3065 | 326.3065 | 1731.4 | 598031.8021 | 117470.3263 | 53285.8452 | 1418212.7414 | 87645.9157
5082 | 961.4501 | 181.0761 | 181.0761 | 176.2705 | 176.2705 | 1828.05 | 340246.4455 | 63457.3697 | 28784.968 | 1439234.3095 | 30309.7076
5083 | 1004.2544 | 1043.2238 | 1043.2238 | 1015.5372 | 1004.2544 | 1841.7 | 1958359.2532 | 361531.5836 | 163994.7434 | 0 | 158973.4082
5084 | 918.6096 | 954.2564 | 954.2564 | 928.931 | 918.6096 | 1866.2 | 1819098.6473 | 330699.4542 | 150008.9468 | 0 | 122909.9638
5085 | 1251.5192 | 1225.3959 | 1225.3959 | 1192.8746 | 1192.8746 | 1828.8 | 2313718.4404 | 429434.8406 | 194796.4152 | 199274.6249 | 204220.1242
5086 | 1076.0855 | 1117.8432 | 1117.8432 | 1088.1763 | 1076.0855 | 1772.2 | 2023658.8224 | 387390.789 | 175724.7662 | 0 | 245132.2826
5087 | 1287.4348 | 1225.3959 | 1225.3959 | 1192.8746 | 1192.8746 | 1698 | 2153390.472 | 429434.8406 | 194796.4152 | 321315.708 | 360248.1163
5088 | 1154.1328 | 0 | 0 | 0 | 0 | 1419.35 | 0 | 0 | 0 | 2115525.4352 | 0
5089 | 1704.5439 | 0 | 0 | 0 | 0 | 324.9 | 0 | 0 | 0 | 2028407.2636 | 0
5090 | 1118.0342 | 0 | 0 | 0 | 0 | 304.95 | 0 | 0 | 0 | 1330460.6778 | 0
5091 | 1386.5855 | 0 | 0 | 0 | 0 | 295.45 | 0 | 0 | 0 | 1650036.764 | 0
5092 | 1257.4896 | 0 | 0 | 0 | 0 | 288.55 | 0 | 0 | 0 | 1496412.6514 | 0
5093 | 1113.2529 | 0 | 0 | 0 | 0 | 283.85 | 0 | 0 | 0 | 1324770.8963 | 0
5094 | 1508.5094 | 0 | 0 | 0 | 0 | 282.35 | 0 | 0 | 0 | 1795126.2038 | 0
5095 | 1345.1473 | 0 | 0 | 0 | 0 | 289.05 | 0 | 0 | 0 | 2465655.0522 | 0
5096 | 1347.8468 | 0 | 0 | 0 | 0 | 318.75 | 0 | 0 | 0 | 2470603.1606 | 0
5097 | 1439.8057 | 0 | 0 | 0 | 0 | 368.25 | 0 | 0 | 0 | 2639163.8408 | 0
5098 | 1331.5524 | 315.7083 | 315.7083 | 307.3296 | 307.3296 | 387.2 | 126062.6189 | 110638.6624 | 50186.9266 | 1877400.3872 | 495661.2076
5099 | 1361.5313 | 789.1602 | 789.1602 | 768.2163 | 768.2163 | 392.45 | 318850.9227 | 276557.8853 | 125449.7296 | 1087546.3988 | 1234946.1901
5100 | 1417.9132 | 1472.9348 | 1472.9348 | 1433.8439 | 1417.9132 | 386 | 579542.6323 | 510448.7462 | 231545.2229 | 0 | 2288511.582
5101 | 1620.5808 | 1683.4672 | 1683.4672 | 1638.7889 | 1620.5808 | 390.75 | 670863.2026 | 583409.0833 | 264640.8425 | 0 | 2607919.6315
5102 | 1546.263 | 1606.2653 | 1606.2653 | 1563.6359 | 1546.263 | 422.4 | 693515.0533 | 556654.6768 | 252504.7464 | 0 | 2439384.4946
5103 | 1367.5967 | 1420.6652 | 1420.6652 | 1382.9615 | 1367.5967 | 435.75 | 631196.8142 | 492334.7998 | 223328.5356 | 0 | 2139263.0848
5104 | 1582.1499 | 1034.8282 | 1034.8282 | 1007.3644 | 1007.3644 | 429.45 | 458001.9512 | 362651.194 | 164502.611 | 1053581.6901 | 1582116.2019
5105 | 1603.4885 | 394.1495 | 394.1495 | 383.689 | 383.689 | 1535.4 | 623504.0143 | 138128.0461 | 62656.4165 | 2235892.5075 | 178261.9172
5106 | 1628.2678 | 167.6132 | 167.6132 | 163.1649 | 163.1649 | 1695.05 | 293192.4134 | 58739.3497 | 26644.8217 | 2685533.6336 | 49757.1241
5107 | 1753.1561 | 857.6372 | 857.6372 | 834.876 | 834.876 | 1824.2 | 1611929.7555 | 300555.3516 | 136335.247 | 3120315.8351 | 146771.1967
5108 | 1494.1654 | 1225.3959 | 1225.3959 | 1192.8746 | 1192.8746 | 1848.7 | 2330863.9862 | 429434.8406 | 194796.4152 | 1023786.3751 | 180481.9205
5109 | 1494.1654 | 1225.3959 | 1225.3959 | 1192.8746 | 1192.8746 | 1756.3 | 2220498.4377 | 429434.8406 | 194796.4152 | 1023786.3751 | 290703.5296
5110 | 1460.6961 | 1225.3959 | 1225.3959 | 1192.8746 | 1192.8746 | 1839.7 | 2324718.5976 | 429434.8406 | 194796.4152 | 910057.6734 | 191217.7915
5111 | 1675.8559 | 1225.3959 | 1225.3959 | 1192.8746 | 1192.8746 | 1770 | 2238445.4928 | 429434.8406 | 194796.4152 | 1641170.7451 | 274361.1482
5112 | 1392.1637 | 0 | 0 | 0 | 0 | 1371.5 | 0 | 0 | 0 | 2551836.1226 | 0
5113 | 1467.0712 | 0 | 0 | 0 | 0 | 1228.85 | 0 | 0 | 0 | 1745814.7601 | 0
5114 | 1345.1473 | 0 | 0 | 0 | 0 | 852.4 | 0 | 0 | 0 | 1600725.3203 | 0
5115 | 1282.1932 | 0 | 0 | 0 | 0 | 296.55 | 0 | 0 | 0 | 1525809.858 | 0
5116 | 1174.6132 | 0 | 0 | 0 | 0 | 289.2 | 0 | 0 | 0 | 1397789.7639 | 0
5117 | 1106.8777 | 0 | 0 | 0 | 0 | 283.7 | 0 | 0 | 0 | 1317184.5201 | 0
5118 | 1184.9728 | 0 | 0 | 0 | 0 | 280.8 | 0 | 0 | 0 | 1410117.6249 | 0
5119 | 1051.8925 | 0 | 0 | 0 | 0 | 283.6 | 0 | 0 | 0 | 1928118.8792 | 0
5120 | 1003.1398 | 0 | 0 | 0 | 0 | 298.65 | 0 | 0 | 0 | 1838755.3176 | 0
5121 | 1520.4757 | 0 | 0 | 0 | 0 | 919.35 | 0 | 0 | 0 | 2787031.9361 | 0
5122 | 1744.6384 | 134.5013 | 134.5013 | 130.9317 | 130.9317 | 836.15 | 116138.8578 | 47135.423 | 21381.1516 | 2957924.2406 | 152384.8947
5123 | 1595.175 | 695.3156 | 695.3156 | 676.8623 | 676.8623 | 351.95 | 252872.1376 | 243670.4459 | 110531.6217 | 1683267.0768 | 1115502.9956
5124 | 1462.4025 | 856.9132 | 856.9132 | 834.1711 | 834.1711 | 359.3 | 318608.7725 | 300301.6124 | 136220.1481 | 1151547.9956 | 1368624.5986
5125 | 1607.6891 | 1270.3304 | 1270.3304 | 1236.6166 | 1236.6166 | 377.2 | 495844.3711 | 445181.9607 | 201939.4838 | 680176.0201 | 2006781.3493
5126 | 1637.0923 | 1700.62 | 1700.62 | 1655.4865 | 1637.0923 | 405.85 | 705209.9764 | 589353.232 | 267337.1744 | 0 | 2609770.2118
5127 | 1664.4276 | 1216.5785 | 1216.5785 | 1184.2912 | 1184.2912 | 411.6 | 516799.1368 | 426344.8287 | 193394.7515 | 880089.981 | 1881128.1277
5128 | 1619.2759 | 464.3 | 464.3 | 451.9777 | 451.9777 | 865.1 | 414717.4883 | 162711.9885 | 73807.9659 | 2139657.4834 | 512949.5439
5129 | 1609.6674 | 491.5042 | 491.5042 | 478.46 | 478.46 | 1766.6 | 895521.5297 | 172245.5926 | 78132.5147 | 2073503.2053 | 111672.5592
5130 | 1842.5401 | 175.0615 | 175.0615 | 170.4154 | 170.4154 | 1809.2 | 325810.9535 | 61349.5506 | 27828.8378 | 3065004.4627 | 32515.2618
5131 | 1522.0625 | 857.6372 | 857.6372 | 834.876 | 834.876 | 1837.65 | 1625047.0703 | 300555.3516 | 136335.247 | 2335059.7755 | 135542.1148
5132 | 1333.194 | 1225.3959 | 1225.3959 | 1192.8746 | 1192.8746 | 1844.9 | 2332958.0015 | 429434.8406 | 194796.4152 | 476805.4832 | 185014.8438
5133 | 1353.1162 | 1225.3959 | 1225.3959 | 1192.8746 | 1192.8746 | 1753.25 | 2219559.9388 | 429434.8406 | 194796.4152 | 544501.1358 | 294341.797
5134 | 1412.8828 | 1225.3959 | 1225.3959 | 1192.8746 | 1192.8746 | 1823.35 | 2303540.1992 | 429434.8406 | 194796.4152 | 747588.1003 | 210721.2906
5135 | 1341.9598 | 1225.3959 | 1225.3959 | 1192.8746 | 1192.8746 | 1719.3 | 2172135.2562 | 429434.8406 | 194796.4152 | 506591.5696 | 334839.8882
5136 | 1469.4619 | 0 | 0 | 0 | 0 | 1523.05 | 0 | 0 | 0 | 2693523.648 | 0
5137 | 1242.3487 | 0 | 0 | 0 | 0 | 1228.85 | 0 | 0 | 0 | 2277225.2533 | 0
5138 | 1430.4144 | 0 | 0 | 0 | 0 | 1198.05 | 0 | 0 | 0 | 2621949.5365 | 0
5139 | 1263.8647 | 0 | 0 | 0 | 0 | 1085.8 | 0 | 0 | 0 | 2316664.0483 | 0
5140 | 1263.8647 | 0 | 0 | 0 | 0 | 964.6 | 0 | 0 | 0 | 2316664.0483 | 0
5141 | 1340.366 | 0 | 0 | 0 | 0 | 959.1 | 0 | 0 | 0 | 2456890.8762 | 0
5142 | 1114.0497 | 0 | 0 | 0 | 0 | 956.2 | 0 | 0 | 0 | 2042053.1771 | 0
5143 | 1307.6936 | 89.0349 | 89.0349 | 86.672 | 86.672 | 770.3 | 70910.7249 | 31201.9121 | 14153.534 | 2238132.5982 | 106580.5314
5144 | 1075.8529 | 460.7889 | 460.7889 | 448.5598 | 448.5598 | 298.65 | 142243.1396 | 161481.5173 | 73249.8105 | 1149828.3015 | 763157.165
5145 | 1014.0104 | 1012.1282 | 1012.1282 | 985.2669 | 985.2669 | 1036 | 1082313.2534 | 354696.0879 | 160894.0865 | 52686.7899 | 949797.3021
5146 | 1160.599 | 1205.6358 | 1205.6358 | 1173.6388 | 1160.599 | 677.85 | 834063.4756 | 417815.6299 | 189525.8121 | 0 | 1534485.9308
5147 | 1335.6922 | 1387.5232 | 1387.5232 | 1350.6991 | 1335.6922 | 351.95 | 498792.7625 | 480849.2096 | 218118.5443 | 0 | 2201287.611
5148 | 1416.1869 | 1471.1418 | 1471.1418 | 1432.0985 | 1416.1869 | 359.3 | 539827.7074 | 509827.293 | 231263.3249 | 0 | 2323537.8878
5149 | 1072.5339 | 1114.1524 | 1114.1524 | 1084.5834 | 1072.5339 | 377.2 | 430242.0513 | 386112.1889 | 175144.779 | 0 | 1740507.9448
5150 | 1228.6313 | 372.5798 | 372.5798 | 362.6917 | 362.6917 | 405.85 | 156736.9019 | 130569.0207 | 59227.5586 | 1587267.2643 | 578185.0123
5151 | 962.4338 | 134.0255 | 134.0255 | 130.4686 | 130.4686 | 411.6 | 57019.4508 | 46968.6905 | 21305.5199 | 1524992.2172 | 207236.3002
5152 | 1200.7083 | 212.8906 | 212.8906 | 207.2406 | 207.2406 | 738.3 | 162226.1133 | 74606.6045 | 33842.3847 | 1821026.4408 | 261475.4246
5153 | 1232.7184 | 408.5131 | 408.5131 | 397.6714 | 397.6714 | 1633.75 | 688646.7638 | 143161.6929 | 64939.7346 | 1530641.1193 | 145647.139
5154 | 856.2803 | 118.6897 | 118.6897 | 115.5397 | 115.5397 | 1674.2 | 205024.5402 | 41594.2978 | 18867.6356 | 1357777.5033 | 37642.8395
5155 | 1170.6288 | 0 | 0 | 0 | 0 | 1675.15 | 0 | 0 | 0 | 2145762.6014 | 0
5156 | 1184.9728 | 0 | 0 | 0 | 0 | 1822.4 | 0 | 0 | 0 | 2172055.1314 | 0
5157 | 1341.1629 | 0 | 0 | 0 | 0 | 1700.3 | 0 | 0 | 0 | 2458351.5719 | 0
5158 | 1157.0817 | 0 | 0 | 0 | 0 | 1798.3 | 0 | 0 | 0 | 2120930.7671 | 0
5159 | 1082.1742 | 0 | 0 | 0 | 0 | 1699.3 | 0 | 0 | 0 | 1983625.3324 | 0
5160 | 136.2679 | 0 | 0 | 0 | 0 | 1394.6 | 0 | 0 | 0 | 249779.0367 | 0
5161 | 105.9861 | 0 | 0 | 0 | 0 | 1319.6 | 0 | 0 | 0 | 126123.4998 | 0
5162 | 87.6577 | 0 | 0 | 0 | 0 | 1120.65 | 0 | 0 | 0 | 104312.669 | 0
5163 | 91.6421 | 0 | 0 | 0 | 0 | 1223.5 | 0 | 0 | 0 | 109054.1539 | 0
5164 | 87.6577 | 0 | 0 | 0 | 0 | 1183 | 0 | 0 | 0 | 104312.669 | 0
5165 | 91.6421 | 0 | 0 | 0 | 0 | 1173.65 | 0 | 0 | 0 | 109054.1539 | 0
5166 | 84.4702 | 0 | 0 | 0 | 0 | 1164.55 | 0 | 0 | 0 | 100519.481 | 0
5167 | 82.0795 | 85.2641 | 85.2641 | 83.0012 | 82.0795 | 1176.2 | 102306.9909 | 29548.6155 | 13403.5803 | 0 | 67616.6802
5168 | 81.0455 | 84.1899 | 84.1899 | 81.9556 | 81.0455 | 817.65 | 70216.3765 | 29176.389 | 13234.7342 | 0 | 95823.5557
5169 | 801.8299 | 832.9448 | 832.9448 | 810.8389 | 801.8299 | 1029 | 875947.2972 | 288658.775 | 130938.8277 | 0 | 778576.8626
5170 | 967.4233 | 1004.9636 | 1004.9636 | 978.2924 | 967.4233 | 665.1 | 682523.9511 | 348272.3895 | 157980.2256 | 0 | 1291413.3689
5171 | 1373.2187 | 1426.5064 | 1426.5064 | 1388.6477 | 1373.2187 | 335.3 | 487577.1016 | 494358.7363 | 224246.6157 | 0 | 2285997.1899
5172 | 1296.8011 | 1347.123 | 1347.123 | 1311.3711 | 1296.8011 | 343.8 | 473584.1258 | 466848.4014 | 211767.6221 | 0 | 2147761.8162
5173 | 1405.7098 | 1460.2572 | 1460.2572 | 1421.5028 | 1405.7098 | 354.95 | 532211.9978 | 506055.5413 | 229552.4164 | 0 | 2312462.9674
5174 | 1424.881 | 1478.4716 | 1478.4716 | 1439.2338 | 1424.881 | 371.45 | 562980.5647 | 512957.1514 | 232683.0634 | 0 | 2320489.9135
5175 | 1143.2188 | 1187.5813 | 1187.5813 | 1156.0636 | 1143.2188 | 360.8 | 437902.9282 | 411558.7824 | 186687.6366 | 0 | 1873964.3225
5176 | 1188.5309 | 1234.6516 | 1234.6516 | 1201.8847 | 1188.5309 | 1129.6 | 1424830.0305 | 427871.124 | 194087.096 | 0 | 1034497.2954
5177 | 1249.3245 | 903.4412 | 903.4412 | 879.4644 | 879.4644 | 1560.15 | 1456785.5836 | 316607.1771 | 143616.5334 | 677953.6113 | 386832.4079
5178 | 1404.2924 | 0 | 0 | 0 | 0 | 1651.65 | 0 | 0 | 0 | 2574067.9179 | 0
5179 | 1160.2693 | 875.2564 | 875.2564 | 852.0275 | 852.0275 | 1648.65 | 1492579.3413 | 306729.9147 | 139136.0974 | 1047405.3579 | 299359.8765
5180 | 1162.6599 | 1207.7767 | 1207.7767 | 1175.723 | 1162.6599 | 1655.5 | 2040282.0275 | 418557.5726 | 189862.3656 | 0 | 400536.3438
5181 | 1369.8509 | 1225.3959 | 1225.3959 | 1192.8746 | 1192.8746 | 1658.05 | 2104566.0981 | 429434.8406 | 194796.4152 | 601365.4867 | 407903.4549
5182 | 1357.1007 | 1225.3959 | 1225.3959 | 1192.8746 | 1192.8746 | 1666.9 | 2113445.0497 | 429434.8406 | 194796.4152 | 558040.2663 | 397346.515
5183 | 1209.6763 | 1225.3959 | 1225.3959 | 1192.8746 | 1192.8746 | 1517.85 | 1923351.7309 | 429434.8406 | 194796.4152 | 57092.4201 | 575144.4678
5184 | 945.9063 | 0 | 0 | 0 | 0 | 1502.85 | 0 | 0 | 0 | 1733846.2957 | 0
5185 | 1825.6709 | 0 | 0 | 0 | 0 | 1115.95 | 0 | 0 | 0 | 2172548.4055 | 0
5186 | 1777.8576 | 0 | 0 | 0 | 0 | 1077.2 | 0 | 0 | 0 | 2115650.5868 | 0
5187 | 1880.6562 | 0 | 0 | 0 | 0 | 1163.85 | 0 | 0 | 0 | 2237980.8982 | 0
5188 | 2020.9085 | 0 | 0 | 0 | 0 | 1071.6 | 0 | 0 | 0 | 2404881.1686 | 0
5189 | 2148.4107 | 0 | 0 | 0 | 0 | 1179.3 | 0 | 0 | 0 | 2556608.6866 | 0
5190 | 2121.3165 | 0 | 0 | 0 | 0 | 1198.5 | 0 | 0 | 0 | 2524366.5898 | 0
5191 | 1969.1108 | 0 | 0 | 0 | 0 | 1091.65 | 0 | 0 | 0 | 3609380.1147 | 0
5192 | 1123.1632 | 0 | 0 | 0 | 0 | 555.25 | 0 | 0 | 0 | 2058758.0631 | 0
5193 | 1632.0301 | 0 | 0 | 0 | 0 | 294.25 | 0 | 0 | 0 | 2991511.133 | 0
5194 | 1933.3126 | 324.5008 | 324.5008 | 315.8887 | 315.8887 | 302.75 | 101135.5339 | 113719.9372 | 51584.6271 | 2964737.9802 | 536142.1208
5195 | 2180.0402 | 711.0556 | 711.0556 | 692.1846 | 692.1846 | 312.45 | 228964.7071 | 249186.4521 | 113033.7434 | 2727239.2449 | 1168096.1034
5196 | 2017.7698 | 1071.2362 | 1071.2362 | 1042.8062 | 1042.8062 | 313.95 | 347321.5933 | 375410.2346 | 170290.2536 | 1787108.2673 | 1758223.4057
5197 | 1936.1236 | 1623.8887 | 1623.8887 | 1580.7915 | 1580.7915 | 315.8 | 529826.628 | 569084.9578 | 258143.26 | 651323.6888 | 2662369.1278
5198 | 2326.1845 | 2133.1617 | 2133.1617 | 2076.5487 | 2076.5487 | 330.6 | 729508.8974 | 747557.5361 | 339100.4046 | 457582.3494 | 3466590.4186
5199 | 2160.3092 | 1579.0372 | 1579.0372 | 1537.1304 | 1537.1304 | 342.5 | 559209.7122 | 553366.9614 | 251013.4022 | 1142286.6499 | 2547793.7181
5200 | 1965.9362 | 173.7796 | 173.7796 | 169.1676 | 169.1676 | 349.25 | 62891.813 | 60900.3194 | 27625.0615 | 3293476.9414 | 279253.3394
5201 | 2270.9292 | 250.648 | 250.648 | 243.9959 | 243.9959 | 340.55 | 88323.3595 | 87838.5393 | 39844.5374 | 3715368.7308 | 404899.0666
5202 | 1602.9128 | 62.1797 | 62.1797 | 60.5295 | 60.5295 | 321.7 | 20716.6883 | 21790.627 | 9884.4705 | 2827188.5146 | 101586.6927
5203 | 2148.4226 | 857.6372 | 857.6372 | 834.876 | 834.876 | 1137.1 | 1009004.4416 | 300555.3516 | 136335.247 | 4463431.4769 | 720414.4803
5204 | 2164.3484 | 1225.3959 | 1225.3959 | 1192.8746 | 1192.8746 | 1358.95 | 1721008.6918 | 429434.8406 | 194796.4152 | 3301068.2057 | 764692.235
5205 | 1992.2206 | 1225.3959 | 1225.3959 | 1192.8746 | 1192.8746 | 1249.4 | 1584988.4251 | 429434.8406 | 194796.4152 | 2716177.7477 | 895371.6427
5206 | 1660.7151 | 1225.3959 | 1225.3959 | 1192.8746 | 1192.8746 | 1254.25 | 1588764.1885 | 429434.8406 | 194796.4152 | 1589722.0485 | 889586.2011
5207 | 2342.8514 | 1225.3959 | 1225.3959 | 1192.8746 | 1192.8746 | 1246.1 | 1577678.4864 | 429434.8406 | 194796.4152 | 3907621.274 | 899308.1288
5208 | 2067.1281 | 0 | 0 | 0 | 0 | 1062.75 | 0 | 0 | 0 | 3789045.7376 | 0
5209 | 1512.4939 | 0 | 0 | 0 | 0 | 1351.75 | 0 | 0 | 0 | 1799867.6886 | 0
5210 | 1488.5872 | 0 | 0 | 0 | 0 | 306.35 | 0 | 0 | 0 | 1771418.7787 | 0
5211 | 1255.099 | 0 | 0 | 0 | 0 | 296.55 | 0 | 0 | 0 | 1493567.76 | 0
5212 | 1229.5985 | 0 | 0 | 0 | 0 | 289.2 | 0 | 0 | 0 | 1463222.2567 | 0
5213 | 1267.0523 | 0 | 0 | 0 | 0 | 283.7 | 0 | 0 | 0 | 1507792.2156 | 0
5214 | 1408.8984 | 0 | 0 | 0 | 0 | 578.8 | 0 | 0 | 0 | 1676589.0793 | 0
5215 | 1368.2571 | 0 | 0 | 0 | 0 | 1061 | 0 | 0 | 0 | 2508015.2405 | 0
5216 | 992.7355 | 0 | 0 | 0 | 0 | 973.95 | 0 | 0 | 0 | 1819684.1031 | 0
5217 | 1172.2624 | 0 | 0 | 0 | 0 | 1072.8 | 0 | 0 | 0 | 2148757.0287 | 0
5218 | 1292.8316 | 0 | 0 | 0 | 0 | 1113.65 | 0 | 0 | 0 | 2369760.3521 | 0
5219 | 1352.5624 | 606.6069 | 606.6069 | 590.5079 | 590.5079 | 989.1 | 617796.7596 | 212582.8439 | 96429.94 | 1396845.8496 | 596944.4358
5220 | 1429.4651 | 887.7397 | 887.7397 | 864.1796 | 864.1796 | 359.3 | 329093.1195 | 311104.6406 | 141120.5217 | 1036168.3541 | 1417859.3995
5221 | 1429.4511 | 1078.9421 | 1078.9421 | 1050.3076 | 1050.3076 | 377.2 | 420047.199 | 378110.7186 | 171515.2232 | 694970.179 | 1704439.0949
5222 | 1083.6514 | 726.6657 | 726.6657 | 707.3804 | 707.3804 | 1195.45 | 897196.971 | 254656.9527 | 115515.2232 | 689704.7814 | 569122.9202
5223 | 1206.68 | 1040.1614 | 1040.1614 | 1012.5561 | 1012.5561 | 1302.25 | 1396166.7159 | 364520.1997 | 165350.4128 | 355829.1446 | 706511.026
5224 | 1434.9975 | 512.4663 | 512.4663 | 498.8657 | 498.8657 | 1462.1 | 772791.8262 | 179591.6518 | 81464.7687 | 1715929.5391 | 268339.8597
5225 | 1270.9311 | 464.7924 | 464.7924 | 452.4571 | 452.4571 | 1731.1 | 829368.1429 | 162884.5458 | 73886.2398 | 1500262.9583 | 121665.7065
5226 | 1239.3475 | 186.4644 | 186.4644 | 181.5157 | 181.5157 | 1668.75 | 320799.4665 | 65345.6699 | 29641.5219 | 1939005.536 | 60127.0921
5227 | 795.2945 | 826.1552 | 826.1552 | 804.2295 | 795.2945 | 1750.15 | 1472693.6251 | 286306.0024 | 129871.5839 | 0 | 198704.2059
5228 | 1205.6919 | 1225.3959 | 1225.3959 | 1192.8746 | 1192.8746 | 1784.9 | 2253805.3782 | 429434.8406 | 194796.4152 | 43553.2896 | 256587.3173
5229 | 1452.7272 | 1225.3959 | 1225.3959 | 1192.8746 | 1192.8746 | 1780.3 | 2253252.0997 | 429434.8406 | 194796.4152 | 882979.4123 | 262074.5402
5230 | 1126.8 | 1170.5252 | 1170.5252 | 1139.4601 | 1126.8 | 1878.35 | 2240155.7573 | 405647.9834 | 184006.4325 | 0 | 137075.2144
5231 | 1046.3142 | 1086.916 | 1086.916 | 1058.0698 | 1046.3142 | 1879.2 | 2080422.7466 | 376673.1275 | 170863.1159 | 0 | 126394.7312
5232 | 945.9063 | 0 | 0 | 0 | 0 | 1859.5 | 0 | 0 | 0 | 1733846.2957 | 0
5233 | 1189.7541 | 0 | 0 | 0 | 0 | 1705.1 | 0 | 0 | 0 | 1415807.4076 | 0
5234 | 1080.5804 | 0 | 0 | 0 | 0 | 1495.75 | 0 | 0 | 0 | 1285890.72 | 0
5235 | 1216.8483 | 0 | 0 | 0 | 0 | 1225.55 | 0 | 0 | 0 | 1448049.5044 | 0
5236 | 1073.4084 | 0 | 0 | 0 | 0 | 1205.65 | 0 | 0 | 0 | 1277356.046 | 0
5237 | 1196.1292 | 0 | 0 | 0 | 0 | 1163.2 | 0 | 0 | 0 | 1423393.7825 | 0
5238 | 1135.5657 | 0 | 0 | 0 | 0 | 1196.2 | 0 | 0 | 0 | 1351323.2116 | 0
5239 | 1033.564 | 0 | 0 | 0 | 0 | 1212.6 | 0 | 0 | 0 | 1894522.8688 | 0
5240 | 863.52 | 0 | 0 | 0 | 0 | 1178.15 | 0 | 0 | 0 | 1582832.2273 | 0
5241 | 1062.6763 | 446.9561 | 446.9561 | 435.0942 | 435.0942 | 1252.8 | 578212.4232 | 156633.8973 | 71050.8762 | 1150358.1559 | 325102.3557
5242 | 1360.7414 | 1077.1844 | 1077.1844 | 1048.5965 | 1048.5965 | 1256.6 | 1397399.8842 | 377494.7549 | 171235.8152 | 572161.59 | 779526.6689
5243 | 1568.4882 | 1629.3528 | 1629.3528 | 1586.1106 | 1568.4882 | 1280.95 | 2126857.6075 | 564655.7531 | 256134.1235 | 0 | 1127821.4424
5244 | 1509.8552 | 1568.4445 | 1568.4445 | 1526.8189 | 1509.8552 | 1249.95 | 2002825.0937 | 543547.8576 | 246559.3476 | 0 | 1132466.8628
5245 | 1563.935 | 1624.6231 | 1624.6231 | 1581.5065 | 1563.935 | 1089.35 | 1810856.2612 | 563016.5939 | 255390.5827 | 0 | 1424197.3923
5246 | 1577.8526 | 1639.0802 | 1639.0802 | 1595.5799 | 1577.8526 | 1437.25 | 2401948.7231 | 568026.949 | 257663.3355 | 0 | 887936.5709
5247 | 1437.9908 | 637.0169 | 637.0169 | 620.1108 | 620.1108 | 1798.1 | 1179927.7084 | 223239.8901 | 101264.0946 | 1499173.9981 | 125200.3717
5248 | 1849.9352 | 81.9555 | 81.9555 | 79.7804 | 79.7804 | 1818.65 | 153670.3625 | 28720.9471 | 13028.1407 | 3244693.696 | 14468.1771
5249 | 2043.3748 | 30.9335 | 30.9335 | 30.1126 | 30.1126 | 1848.15 | 58904.1044 | 10840.5248 | 4917.3825 | 3690309.699 | 4572.5936
5250 | 1857.415 | 117.7973 | 117.7973 | 114.6711 | 114.6711 | 1763.25 | 214487.3153 | 41281.5833 | 18725.7849 | 3194449.5818 | 27148.3746
5251 | 1680.6373 | 857.6372 | 857.6372 | 834.876 | 834.876 | 1769.65 | 1567248.5821 | 300555.3516 | 136335.247 | 2873896.8814 | 192313.6812
5252 | 1432.0081 | 1225.3959 | 1225.3959 | 1192.8746 | 1192.8746 | 1785.5 | 2258486.9175 | 429434.8406 | 194796.4152 | 812575.9309 | 255871.5925
5253 | 1791.4047 | 1225.3959 | 1225.3959 | 1192.8746 | 1192.8746 | 1793.4 | 2269491.7618 | 429434.8406 | 194796.4152 | 2033805.5437 | 246447.8835
5254 | 1433.6019 | 1225.3959 | 1225.3959 | 1192.8746 | 1192.8746 | 1870.85 | 2361645.2008 | 429434.8406 | 194796.4152 | 817991.5818 | 154059.7491
5255 | 1313.2718 | 1225.3959 | 1225.3959 | 1192.8746 | 1192.8746 | 1844.3 | 2326921.3975 | 429434.8406 | 194796.4152 | 409109.8272 | 185730.5686
5256 | 1328.4127 | 0 | 0 | 0 | 0 | 1769.05 | 0 | 0 | 0 | 2434980.4333 | 0
5257 | 1421.6486 | 0 | 0 | 0 | 0 | 1728.6 | 0 | 0 | 0 | 1691761.8316 | 0
5258 | 1459.1023 | 0 | 0 | 0 | 0 | 1705.35 | 0 | 0 | 0 | 1736331.7906 | 0
5259 | 1105.284 | 0 | 0 | 0 | 0 | 1695.55 | 0 | 0 | 0 | 1315287.9267 | 0
5260 | 1154.691 | 0 | 0 | 0 | 0 | 1636.7 | 0 | 0 | 0 | 1374082.34 | 0
5261 | 1428.0237 | 0 | 0 | 0 | 0 | 1579.7 | 0 | 0 | 0 | 1699348.2078 | 0
5262 | 1184.9728 | 0 | 0 | 0 | 0 | 1576.8 | 0 | 0 | 0 | 1410117.6249 | 0
5263 | 1434.3988 | 0 | 0 | 0 | 0 | 1523.25 | 0 | 0 | 0 | 2629253.0187 | 0
5264 | 1038.439 | 0 | 0 | 0 | 0 | 1334.15 | 0 | 0 | 0 | 1903458.6778 | 0
5265 | 1255.5094 | 0 | 0 | 0 | 0 | 1671.3 | 0 | 0 | 0 | 2301348.6495 | 0
5266 | 1522.3454 | 345.4275 | 345.4275 | 336.2601 | 336.2601 | 1529.55 | 545181.4701 | 121053.6189 | 54911.2666 | 2174094.4183 | 158193.5417
5267 | 1627.697 | 762.5627 | 762.5627 | 742.3247 | 742.3247 | 1222.45 | 963062.3156 | 267236.8833 | 121221.6196 | 1622887.4684 | 577194.5517
5268 | 1740.9657 | 1018.8161 | 1018.8161 | 991.7772 | 991.7772 | 1233.3 | 1298598.3399 | 357039.8081 | 161957.224 | 1373262.4295 | 760395.6135
5269 | 1456.1419 | 1512.6472 | 1512.6472 | 1472.5024 | 1456.1419 | 1146.2 | 1768315.4002 | 524211.0858 | 237787.9731 | 0 | 1243253.9585
5270 | 1415.659 | 1110.2371 | 1110.2371 | 1080.772 | 1080.772 | 1589.15 | 1818357.6758 | 389077.931 | 176490.0726 | 613847.7913 | 444035.1887
5271 | 1574.2258 | 795.9125 | 795.9125 | 774.7894 | 774.7894 | 1564.75 | 1282031.4199 | 278924.1762 | 126523.1055 | 1465366.9573 | 337227.0769
5272 | 1456.6718 | 73.0799 | 73.0799 | 71.1404 | 71.1404 | 1804.6 | 135745.0267 | 25610.5487 | 11617.2294 | 2539679.0965 | 13900.8367
5273 | 1710.5644 | 423.9798 | 423.9798 | 412.7277 | 412.7277 | 1786.6 | 780635.1973 | 148581.9553 | 67398.4258 | 2378934.7725 | 88076.0813
5274 | 1605.2895 | 103.0567 | 103.0567 | 100.3216 | 100.3216 | 1754.2 | 186230.0576 | 36115.7882 | 16382.5228 | 2758606.0947 | 24659.0576
5275 | 1610.0698 | 857.6372 | 857.6372 | 834.876 | 834.876 | 1761.7 | 1561009.051 | 300555.3516 | 136335.247 | 2634108.7169 | 198950.9453
5276 | 1475.0401 | 1225.3959 | 1225.3959 | 1192.8746 | 1192.8746 | 1796.8 | 2272799.4766 | 429434.8406 | 194796.4152 | 958798.5446 | 242392.11
5277 | 1838.4211 | 1225.3959 | 1225.3959 | 1192.8746 | 1192.8746 | 1827.5 | 2310508.1066 | 429434.8406 | 194796.4152 | 2193567.2913 | 205770.8611
5278 | 1491.7748 | 1225.3959 | 1225.3959 | 1192.8746 | 1192.8746 | 1873.35 | 2364142.9645 | 429434.8406 | 194796.4152 | 1015662.8955 | 151077.5627
5279 | 1526.041 | 1225.3959 | 1225.3959 | 1192.8746 | 1192.8746 | 1879.25 | 2371792.3329 | 429434.8406 | 194796.4152 | 1132099.4227 | 144039.6028
5280 | 1497.353 | 0 | 0 | 0 | 0 | 1829.55 | 0 | 0 | 0 | 2744648.0105 | 0
5281 | 1734.0288 | 0 | 0 | 0 | 0 | 1748.6 | 0 | 0 | 0 | 2063494.2518 | 0
5282 | 1447.9459 | 0 | 0 | 0 | 0 | 1748.45 | 0 | 0 | 0 | 1723055.6317 | 0
5283 | 1251.1145 | 0 | 0 | 0 | 0 | 1643.05 | 0 | 0 | 0 | 1488826.2752 | 0
5284 | 1269.4429 | 0 | 0 | 0 | 0 | 1442.85 | 0 | 0 | 0 | 1510637.1057 | 0
5285 | 1431.2113 | 0 | 0 | 0 | 0 | 1406.7 | 0 | 0 | 0 | 1703141.3958 | 0
5286 | 1506.9156 | 0 | 0 | 0 | 0 | 1519.45 | 0 | 0 | 0 | 1793229.6092 | 0
5287 | 1356.3038 | 0 | 0 | 0 | 0 | 1436.75 | 0 | 0 | 0 | 2486104.7976 | 0
5288 | 1302.3903 | 0 | 0 | 0 | 0 | 1087.65 | 0 | 0 | 0 | 2387281.4016 | 0
5289 | 1113.0576 | 2.4838 | 2.4838 | 2.4179 | 2.4179 | 1562.45 | 3995.6942 | 870.431 | 394.8372 | 2035802.6655 | 1057.9364
5290 | 1552.2695 | 380.0467 | 380.0467 | 369.9605 | 369.9605 | 1578.8 | 617845.911 | 133185.7745 | 60414.5471 | 2167172.4912 | 155827.3561
5291 | 1629.2201 | 470.3033 | 470.3033 | 457.8217 | 457.8217 | 1410.95 | 684014.4916 | 164815.8032 | 74762.2796 | 2147173.2222 | 269679.858
5292 | 1607.9571 | 1486.5774 | 1486.5774 | 1447.1244 | 1447.1244 | 1313.3 | 2014242.945 | 520964.7937 | 236315.4189 | 294806.2547 | 993740.3441
5293 | 1593.6599 | 1599.1734 | 1599.1734 | 1556.7322 | 1556.7322 | 1146.2 | 1890861.2272 | 560423.605 | 254214.3741 | 67688.4263 | 1329137.9831
5294 | 1528.3529 | 1488.1377 | 1488.1377 | 1448.6433 | 1448.6433 | 1614.85 | 2473623.0917 | 521511.589 | 236563.4513 | 146107.7432 | 557944.968
5295 | 1862.026 | 1764.95 | 1764.95 | 1718.1092 | 1718.1092 | 1810.6 | 3290365.4363 | 618519.3235 | 280567.2376 | 263799.3734 | 325409.8885
5296 | 1724.6753 | 719.3328 | 719.3328 | 700.2421 | 700.2421 | 1842.7 | 1364459.9459 | 252087.1607 | 114349.5371 | 1877786.0444 | 110148.0844
5297 | 1844.8819 | 617.7761 | 617.7761 | 601.3807 | 601.3807 | 1821.15 | 1156685.2437 | 216497.0531 | 98205.4688 | 2279337.7159 | 107556.9387
5298 | 1817.6831 | 0 | 0 | 0 | 0 | 1790.2 | 0 | 0 | 0 | 3331813.1608 | 0
5299 | 1765.9551 | 857.6372 | 857.6372 | 834.876 | 834.876 | 1787.35 | 1579760.3356 | 300555.3516 | 136335.247 | 3163806.9085 | 177536.3764
5300 | 1718.8879 | 1225.3959 | 1225.3959 | 1192.8746 | 1192.8746 | 1819.6 | 2299446.937 | 429434.8406 | 194796.4152 | 1787393.3622 | 215194.5701
5301 | 1542.7756 | 1225.3959 | 1225.3959 | 1192.8746 | 1192.8746 | 1830.3 | 2311794.5358 | 429434.8406 | 194796.4152 | 1188963.7702 | 202430.8124
5302 | 1653.5431 | 1225.3959 | 1225.3959 | 1192.8746 | 1192.8746 | 1878.3 | 2368218.1607 | 429434.8406 | 194796.4152 | 1565351.6129 | 145172.8336
5303 | 1906.9535 | 1225.3959 | 1225.3959 | 1192.8746 | 1192.8746 | 1879.3 | 2369157.021 | 429434.8406 | 194796.4152 | 2426440.3423 | 143979.9591
5304 | 1835.2336 | 0 | 0 | 0 | 0 | 1854.95 | 0 | 0 | 0 | 3363983.1668 | 0
5305 | 1701.3564 | 0 | 0 | 0 | 0 | 1823.6 | 0 | 0 | 0 | 3118586.2189 | 0
5306 | 1351.5224 | 0 | 0 | 0 | 0 | 1759.75 | 0 | 0 | 0 | 2477340.6215 | 0
5307 | 1069.424 | 0 | 0 | 0 | 0 | 1738.65 | 0 | 0 | 0 | 1960254.1938 | 0
5308 | 1283.7869 | 0 | 0 | 0 | 0 | 1731.3 | 0 | 0 | 0 | 2353181.4519 | 0
5309 | 1391.3668 | 0 | 0 | 0 | 0 | 1586.1 | 0 | 0 | 0 | 2550375.4269 | 0
5310 | 1366.6633 | 0 | 0 | 0 | 0 | 1522.8 | 0 | 0 | 0 | 2505093.8472 | 0
5311 | 1409.6953 | 0 | 0 | 0 | 0 | 1529.1 | 0 | 0 | 0 | 2583971.4372 | 0
5312 | 1126.6764 | 0 | 0 | 0 | 0 | 1420.15 | 0 | 0 | 0 | 2065197.9072 | 0
5313 | 1236.8333 | 26.5113 | 26.5113 | 25.8077 | 25.8077 | 1719.35 | 46959.4034 | 9290.7863 | 4214.4039 | 2219809.8229 | 7242.9421
5314 | 853.2232 | 886.3321 | 886.3321 | 862.8093 | 853.2232 | 1633.65 | 1475736.5139 | 307160.3681 | 139331.3558 | 0 | 312578.2461
5315 | 1279.1002 | 1328.7352 | 1328.7352 | 1293.4712 | 1279.1002 | 1534.95 | 2080454.1928 | 460476.085 | 208877.0685 | 0 | 594845.455
5316 | 1487.5921 | 1545.3176 | 1545.3176 | 1504.3057 | 1487.5921 | 1361.9 | 2148039.0139 | 535533.1542 | 242923.7891 | 0 | 949232.4552
5317 | 1377.6534 | 1431.1135 | 1431.1135 | 1393.1325 | 1377.6534 | 1191.45 | 1737581.6837 | 495955.2222 | 224970.7994 | 0 | 1113901.3332
5318 | 1389.6814 | 1443.6083 | 1443.6083 | 1405.2957 | 1389.6814 | 1747.9 | 2571846.9884 | 500285.3137 | 226934.977 | 0 | 350338.6877
5319 | 1142.5534 | 1068.9675 | 1068.9675 | 1040.5977 | 1040.5977 | 1853.7 | 2040461.079 | 374615.1609 | 169929.5994 | 186884.9245 | 152239.439
5320 | 1250.1114 | 733.9903 | 733.9903 | 714.5106 | 714.5106 | 1842.7 | 1393284.8083 | 257223.8322 | 116679.5883 | 981756.246 | 112392.5245
5321 | 1587.4332 | 186.1351 | 186.1351 | 181.1952 | 181.1952 | 1853.8 | 355133.5195 | 65230.2677 | 29589.1742 | 2577634.3217 | 26490.7365
5322 | 1534.0547 | 109.4287 | 109.4287 | 106.5246 | 106.5246 | 1821.4 | 204953.7996 | 38348.8388 | 17395.4594 | 2616662.6932 | 19025.285
5323 | 1588.2052 | 0 | 0 | 0 | 0 | 1812.35 | 0 | 0 | 0 | 2911180.1499 | 0
5324 | 1595.3702 | 0 | 0 | 0 | 0 | 1842.4 | 0 | 0 | 0 | 2924313.6334 | 0
5325 | 1622.4644 | 0 | 0 | 0 | 0 | 1855.3 | 0 | 0 | 0 | 2973977.302 | 0
5326 | 1469.4619 | 0 | 0 | 0 | 0 | 1878.35 | 0 | 0 | 0 | 2693523.648 | 0
5327 | 1749.1697 | 0 | 0 | 0 | 0 | 1879.3 | 0 | 0 | 0 | 3206227.9849 | 0
5328 | 1341.9598 | 0 | 0 | 0 | 0 | 1857.5 | 0 | 0 | 0 | 2459812.2676 | 0
5329 | 1458.3055 | 0 | 0 | 0 | 0 | 1777.2 | 0 | 0 | 0 | 1735383.4926 | 0
5330 | 1478.2277 | 0 | 0 | 0 | 0 | 1784.05 | 0 | 0 | 0 | 1759090.9178 | 0
5331 | 1371.4446 | 0 | 0 | 0 | 0 | 1763.8 | 0 | 0 | 0 | 1632019.1216 | 0
5332 | 1293.3496 | 0 | 0 | 0 | 0 | 1752.9 | 0 | 0 | 0 | 1539086.0157 | 0
5333 | 1466.2743 | 0 | 0 | 0 | 0 | 1743.55 | 0 | 0 | 0 | 1744866.4634 | 0
5334 | 1534.8067 | 0 | 0 | 0 | 0 | 1734.45 | 0 | 0 | 0 | 1826420.0039 | 0
5335 | 1117.2373 | 205.5815 | 205.5815 | 200.1255 | 200.1255 | 1600.15 | 339738.9823 | 72045.1856 | 32680.4967 | 1681065.8919 | 80020.1873
5336 | 1320.5663 | 985.7655 | 985.7655 | 959.6038 | 959.6038 | 1415.35 | 1438478.2936 | 345457.3601 | 156703.2969 | 661644.3304 | 561032.3488
5337 | 1426.2447 | 1256.694 | 1256.694 | 1223.3421 | 1223.3421 | 1461.1 | 1887519.3016 | 440403.1451 | 199771.76 | 371920.4313 | 659259.0414
5338 | 1743.702 | 1299.7089 | 1299.7089 | 1265.2153 | 1265.2153 | 1429.55 | 1908700.7647 | 455477.5104 | 206609.6596 | 877066.127 | 721742.0718
5339 | 1773.4518 | 1842.2704 | 1842.2704 | 1793.3775 | 1773.4518 | 1207.5 | 2266777.5293 | 638442.6624 | 289604.6855 | 0 | 1405460.5832
5340 | 1551.0702 | 1611.2589 | 1611.2589 | 1568.4969 | 1551.0702 | 1124.45 | 1847174.8692 | 558385.2788 | 253289.7668 | 0 | 1358039.5302
5341 | 1468.154 | 1525.1253 | 1525.1253 | 1484.6494 | 1468.154 | 1165.05 | 1809422.2518 | 528535.4396 | 239749.548 | 0 | 1225835.1815
5342 | 1368.2013 | 1045.8073 | 1045.8073 | 1018.0522 | 1018.0522 | 1691 | 1824516.7934 | 366498.783 | 166247.9202 | 641823.3535 | 314578.1221
5343 | 1425.388 | 325.791 | 325.791 | 317.1447 | 317.1447 | 1802.9 | 605253.218 | 114172.0808 | 51789.7244 | 2031410.0185 | 62509.2143
5344 | 1789.557 | 818.0411 | 818.0411 | 796.3307 | 796.3307 | 1791.05 | 1505936.8524 | 286679.0576 | 130040.8059 | 1820583.6895 | 166393.303
5345 | 1671.8207 | 28.1994 | 28.1994 | 27.451 | 27.451 | 1787.15 | 51777.4404 | 9882.359 | 4482.7478 | 3014129.6653 | 5842.9447
5346 | 1623.3211 | 0 | 0 | 0 | 0 | 1771.65 | 0 | 0 | 0 | 2975547.5506 | 0
5347 | 1399.3357 | 857.6372 | 857.6372 | 834.876 | 834.876 | 1769.15 | 1560168.7655 | 300555.3516 | 136335.247 | 1918034.2349 | 192731.1192
5348 | 1383.398 | 1225.3959 | 1225.3959 | 1192.8746 | 1192.8746 | 1825.5 | 2298326.7389 | 429434.8406 | 194796.4152 | 647398.5325 | 208156.6103
5349 | 1339.5691 | 1225.3959 | 1225.3959 | 1192.8746 | 1192.8746 | 1836.05 | 2309429.8832 | 429434.8406 | 194796.4152 | 498468.09 | 195571.7837
5350 | 1674.2622 | 1225.3959 | 1225.3959 | 1192.8746 | 1192.8746 | 1847.4 | 2319961.2247 | 429434.8406 | 194796.4152 | 1635755.0943 | 182032.6574
5351 | 1441.5708 | 1225.3959 | 1225.3959 | 1192.8746 | 1192.8746 | 1843.55 | 2315752.067 | 429434.8406 | 194796.4152 | 845069.8462 | 186625.2245
5352 | 1500.5405 | 0 | 0 | 0 | 0 | 1823.55 | 0 | 0 | 0 | 2750490.7952 | 0
5353 | 1355.5069 | 0 | 0 | 0 | 0 | 1736.5 | 0 | 0 | 0 | 1613053.1812 | 0
5354 | 1402.5233 | 0 | 0 | 0 | 0 | 1725.3 | 0 | 0 | 0 | 1669002.7032 | 0
5355 | 1098.9089 | 0 | 0 | 0 | 0 | 1721.75 | 0 | 0 | 0 | 1307701.5505 | 0
5356 | 1362.6789 | 0 | 0 | 0 | 0 | 1712.8 | 0 | 0 | 0 | 1621587.8541 | 0
5357 | 1237.5674 | 0 | 0 | 0 | 0 | 1563.25 | 0 | 0 | 0 | 1472705.2262 | 0
5358 | 1263.8647 | 0 | 0 | 0 | 0 | 1543.5 | 0 | 0 | 0 | 1503999.0275 | 0
5359 | 1380.2104 | 0 | 0 | 0 | 0 | 1422.95 | 0 | 0 | 0 | 2529925.6815 | 0
5360 | 1386.2658 | 0 | 0 | 0 | 0 | 1081.65 | 0 | 0 | 0 | 2541025.1454 | 0
5361 | 1418.5776 | 0 | 0 | 0 | 0 | 443.25 | 0 | 0 | 0 | 2600252.7225 | 0
5362 | 1606.5008 | 282.6286 | 282.6286 | 275.1278 | 275.1278 | 600.75 | 175014.0899 | 99046.0212 | 44928.3757 | 2440406.5833 | 384972.6253
5363 | 1395.5694 | 0 | 0 | 0 | 0 | 610.45 | 0 | 0 | 0 | 2558078.7744 | 0
5364 | 1749.1418 | 688.4949 | 688.4949 | 670.2226 | 670.2226 | 611.95 | 433525.0094 | 241280.1281 | 109447.347 | 1977658.8754 | 930302.4493
5365 | 1070.1512 | 0 | 0 | 0 | 0 | 613.8 | 0 | 0 | 0 | 1961587.0799 | 0
5366 | 1155.2987 | 0 | 0 | 0 | 0 | 479.6 | 0 | 0 | 0 | 2117662.4603 | 0
5367 | 1561.8691 | 0 | 0 | 0 | 0 | 342.5 | 0 | 0 | 0 | 2862905.9687 | 0
5368 | 1337.3169 | 491.0783 | 491.0783 | 478.0454 | 478.0454 | 349.25 | 176872.7891 | 172096.3343 | 78064.8094 | 1575044.7181 | 789133.3995
5369 | 1556.0846 | 675.5721 | 675.5721 | 657.6428 | 657.6428 | 695.9 | 486061.858 | 236751.4113 | 107393.0707 | 1646843.8724 | 857631.9873
5370 | 1554.3395 | 123.1337 | 123.1337 | 119.8658 | 119.8658 | 1167.1 | 148437.3744 | 43151.6813 | 19574.0821 | 2629390.2403 | 99836.2092
5371 | 914.8386 | 857.6372 | 857.6372 | 834.876 | 834.876 | 1433.75 | 1272056.621 | 300555.3516 | 136335.247 | 271713.138 | 472748.5218
5372 | 1265.4585 | 1225.3959 | 1225.3959 | 1192.8746 | 1192.8746 | 1662.65 | 2110826.8284 | 429434.8406 | 194796.4152 | 246640.2542 | 402416.2319
5373 | 1199.3168 | 1225.3959 | 1225.3959 | 1192.8746 | 1192.8746 | 1753.9 | 2227426.5957 | 429434.8406 | 194796.4152 | 21890.6794 | 293566.4286
5374 | 1364.2726 | 1225.3959 | 1225.3959 | 1192.8746 | 1192.8746 | 1770.8 | 2244472.045 | 429434.8406 | 194796.4152 | 582410.7019 | 273406.8485
5375 | 1340.366 | 1225.3959 | 1225.3959 | 1192.8746 | 1192.8746 | 1766.1 | 2237799.007 | 429434.8406 | 194796.4152 | 501175.9188 | 279013.359
5376 | 1275.0212 | 0 | 0 | 0 | 0 | 1747.45 | 0 | 0 | 0 | 2337113.7936 | 0
5377 | 2321.3354 | 0 | 0 | 0 | 0 | 1696.6 | 0 | 0 | 0 | 2762389.1343 | 0
5378 | 2049.5965 | 0 | 0 | 0 | 0 | 1653.35 | 0 | 0 | 0 | 2439019.86 | 0
5379 | 2418.5558 | 0 | 0 | 0 | 0 | 1407.55 | 0 | 0 | 0 | 2878081.3663 | 0
5380 | 2200.2084 | 0 | 0 | 0 | 0 | 1218.1 | 0 | 0 | 0 | 2618247.9912 | 0
5381 | 1996.205 | 0 | 0 | 0 | 0 | 1189.25 | 0 | 0 | 0 | 2375483.9619 | 0
5382 | 2369.9456 | 0 | 0 | 0 | 0 | 1304.75 | 0 | 0 | 0 | 2820235.2509 | 0
5383 | 2032.8619 | 0 | 0 | 0 | 0 | 1628.6 | 0 | 0 | 0 | 3726235.804 | 0
5384 | 1717.081 | 0 | 0 | 0 | 0 | 1599.05 | 0 | 0 | 0 | 3147409.4052 | 0
5385 | 1818.1981 | 0 | 0 | 0 | 0 | 1670.8 | 0 | 0 | 0 | 3332757.1356 | 0
5386 | 2087.6529 | 285.8064 | 285.8064 | 278.2212 | 278.2212 | 1576.15 | 465932.5287 | 100159.6341 | 45433.5229 | 3316688.323 | 117924.0581
5387 | 2288.3681 | 846.8077 | 846.8077 | 824.3338 | 824.3338 | 1232.8 | 1079992.8943 | 296760.185 | 134613.7173 | 2683574.8604 | 632428.9276
5388 | 2277.5584 | 1108.5304 | 1108.5304 | 1079.1106 | 1079.1106 | 1048.55 | 1203343.6147 | 388479.8054 | 176218.7562 | 2196754.7832 | 1026719.7525
5389 | 2252.5022 | 862.933 | 862.933 | 840.0313 | 840.0313 | 775.7 | 691943.397 | 302411.2518 | 137177.1039 | 2589059.2312 | 1028450.2655
5390 | 2381.0831 | 1729.5767 | 1729.5767 | 1683.6746 | 1683.6746 | 1405.1 | 2510770.0133 | 606122.8715 | 274944.0692 | 1278349.6981 | 1001618.0451
5391 | 2172.9459 | 794.2109 | 794.2109 | 773.133 | 773.133 | 1086.9 | 893945.3852 | 278327.8709 | 126252.6148 | 2565857.0079 | 705947.7191
5392 | 1845.8412 | 106.5045 | 106.5045 | 103.6779 | 103.6779 | 1511.6 | 166574.05 | 37324.0528 | 16930.6051 | 3193385.2218 | 50636.2983
5393 | 2378.556 | 25.5255 | 25.5255 | 24.8481 | 24.8481 | 1764.55 | 46491.3077 | 8945.3078 | 4057.691 | 4314346.5603 | 5850.4798
5394 | 2247.4788 | 13.598 | 13.598 | 13.2371 | 13.2371 | 1764.2 | 24729.5438 | 4765.3459 | 2161.6138 | 4095365.106 | 3121.3015
5395 | 2405.0087 | 857.6372 | 857.6372 | 834.876 | 834.876 | 1768.1 | 1565283.9248 | 300555.3516 | 136335.247 | 5335310.8952 | 193607.739
5396 | 1889.422 | 1225.3959 | 1225.3959 | 1192.8746 | 1192.8746 | 1785.5 | 2257024.5937 | 429434.8406 | 194796.4152 | 2366868.166 | 255871.5925
5397 | 2380.3051 | 1225.3959 | 1225.3959 | 1192.8746 | 1192.8746 | 1791.85 | 2264631.1125 | 429434.8406 | 194796.4152 | 4034889.1063 | 248296.8391
5398 | 2206.5835 | 1225.3959 | 1225.3959 | 1192.8746 | 1192.8746 | 1811.45 | 2283216.6737 | 429434.8406 | 194796.4152 | 3444582.994 | 224916.4978
5399 | 2286.2723 | 1225.3959 | 1225.3959 | 1192.8746 | 1192.8746 | 1812.4 | 2283680.1013 | 429434.8406 | 194796.4152 | 3715365.6145 | 223783.267
5400 | 1948.3917 | 0 | 0 | 0 | 0 | 1770 | 0 | 0 | 0 | 3571402.0154 | 0
5401 | 1804.9518 | 0 | 0 | 0 | 0 | 1652 | 0 | 0 | 0 | 2147892.6837 | 0
5402 | 1843.2025 | 0 | 0 | 0 | 0 | 1412.35 | 0 | 0 | 0 | 2193410.9393 | 0
5403 | 1243.9425 | 0 | 0 | 0 | 0 | 1388.55 | 0 | 0 | 0 | 1480291.6024 | 0
5404 | 1298.1309 | 0 | 0 | 0 | 0 | 1410.75 | 0 | 0 | 0 | 1544775.7984 | 0
5405 | 1563.4947 | 0 | 0 | 0 | 0 | 1418.75 | 0 | 0 | 0 | 1860558.6954 | 0
5406 | 1161.0661 | 0 | 0 | 0 | 0 | 1386.8 | 0 | 0 | 0 | 1381668.7149 | 0
5407 | 1122.8155 | 0 | 0 | 0 | 0 | 1389.6 | 0 | 0 | 0 | 2058120.8353 | 0
5408 | 842.0808 | 0 | 0 | 0 | 0 | 1179.5 | 0 | 0 | 0 | 1543534.0239 | 0
5409 | 1173.7765 | 24.842 | 24.842 | 24.1827 | 24.1827 | 1264.4 | 32407.492 | 8705.7663 | 3949.0323 | 2107205.4918 | 17788.7825
5410 | 1566.0129 | 469.2198 | 469.2198 | 456.767 | 456.767 | 1036.15 | 501307.6201 | 164436.1045 | 74590.0441 | 2033247.7567 | 440254.8315
5411 | 1402.9586 | 892.6605 | 892.6605 | 868.9698 | 868.9698 | 939.1 | 865950.4168 | 312829.1206 | 141902.765 | 978801.4732 | 921890.039
5412 | 1433.2991 | 1488.9178 | 1488.9178 | 1449.4027 | 1433.2991 | 845.95 | 1286928.8963 | 515987.6774 | 234057.7437 | 0 | 1654098.7109
5413 | 1510.4219 | 1569.0335 | 1569.0335 | 1527.3923 | 1510.4219 | 675.2 | 1080524.0555 | 543751.9006 | 246651.9038 | 0 | 2001006.9941
5414 | 1372.2356 | 1425.4853 | 1425.4853 | 1387.6537 | 1372.2356 | 1183.25 | 1723156.5487 | 494004.7984 | 224086.0655 | 0 | 1120772.9363
5415 | 1544.9103 | 1604.8598 | 1604.8598 | 1562.2677 | 1544.9103 | 1562.75 | 2564536.4097 | 556167.6983 | 252283.8476 | 0 | 675512.0169
5416 | 1537.5301 | 1346.0967 | 1346.0967 | 1310.372 | 1310.372 | 1772.6 | 2466714.4505 | 471733.9291 | 213983.7517 | 416380.7364 | 297978.5985
5417 | 1196.4679 | 935.6753 | 935.6753 | 910.843 | 910.843 | 1796.6 | 1733320.1649 | 327903.4859 | 148740.6646 | 523550.4244 | 185265.4695
5418 | 1288.0652 | 221.3859 | 221.3859 | 215.5105 | 215.5105 | 1784.2 | 406290.777 | 77583.7625 | 35192.8567 | 1965992.9056 | 46507.1554
5419 | 1408.1115 | 861.1837 | 861.1837 | 838.3283 | 838.3283 | 1775.15 | 1576016.1069 | 301798.2004 | 136899.017 | 1936123.0571 | 188498.126
5420 | 1260.6772 | 1225.3959 | 1225.3959 | 1192.8746 | 1192.8746 | 1787.4 | 2260555.7448 | 429434.8406 | 194796.4152 | 230393.2982 | 253605.1309
5421 | 1176.207 | 1221.8494 | 1221.8494 | 1189.4222 | 1176.207 | 1790.3 | 2232838.7646 | 423434.5286 | 192074.607 | 0 | 246650.6079
5422 | 1688.6062 | 1225.3959 | 1225.3959 | 1192.8746 | 1192.8746 | 1835.85 | 2321504.2702 | 429434.8406 | 194796.4152 | 1684495.9655 | 195810.3586
5423 | 1341.1629 | 1225.3959 | 1225.3959 | 1192.8746 | 1192.8746 | 1869.3 | 2363219.7475 | 429434.8406 | 194796.4152 | 503883.7442 | 155908.7046
5424 | 1206.4888 | 0 | 0 | 0 | 0 | 1795 | 0 | 0 | 0 | 2211493.9264 | 0
5425 | 1402.5233 | 0 | 0 | 0 | 0 | 1738.6 | 0 | 0 | 0 | 1669002.7032 | 0
5426 | 1134.7688 | 0 | 0 | 0 | 0 | 1705.35 | 0 | 0 | 0 | 1350374.9148 | 0
5427 | 1440.7739 | 0 | 0 | 0 | 0 | 1695.55 | 0 | 0 | 0 | 1714520.9589 | 0
5428 | 1137.9564 | 0 | 0 | 0 | 0 | 1680.05 | 0 | 0 | 0 | 1354168.1029 | 0
5429 | 876.5771 | 0 | 0 | 0 | 0 | 1655.7 | 0 | 0 | 0 | 1043126.6899 | 0
5430 | 1141.1439 | 0 | 0 | 0 | 0 | 1679.8 | 0 | 0 | 0 | 1357961.291 | 0
5431 | 939.5312 | 0 | 0 | 0 | 0 | 1682.6 | 0 | 0 | 0 | 1722160.7266 | 0
5432 | 1269.4808 | 0 | 0 | 0 | 0 | 1540.65 | 0 | 0 | 0 | 2326958.3046 | 0
5433 | 1423.8829 | 126.9825 | 126.9825 | 123.6124 | 123.6124 | 1722.8 | 225928.3936 | 44500.4671 | 20185.9063 | 2383395.7613 | 34265.3597
5434 | 1541.5026 | 633.4091 | 633.4091 | 616.5988 | 616.5988 | 1685.15 | 1100924.0293 | 221975.5627 | 100690.5816 | 1695348.6559 | 194136.1275
5435 | 1400.2571 | 1327.313 | 1327.313 | 1292.0869 | 1292.0869 | 1551.05 | 2130367.0538 | 465151.2718 | 210997.7852 | 198276.0938 | 580082.3985
5436 | 1426.2825 | 1387.8089 | 1387.8089 | 1350.9772 | 1350.9772 | 1256.45 | 1805462.9674 | 486351.7823 | 220614.5723 | 138034.67 | 1004519.0769
5437 | 1362.2406 | 1415.1014 | 1415.1014 | 1377.5454 | 1362.2406 | 675.2 | 976317.1587 | 490406.6092 | 222453.8869 | 0 | 1804696.3217
5438 | 1667.2764 | 1731.9742 | 1731.9742 | 1686.0086 | 1667.2764 | 892.5 | 1578525.5603 | 600219.5202 | 272266.2435 | 0 | 1846508.17
5439 | 1636.4498 | 1656.1674 | 1656.1674 | 1612.2137 | 1612.2137 | 1452.25 | 2484644.2657 | 580396.9206 | 263274.492 | 44424.8661 | 883090.0368
5440 | 1895.057 | 1190.7954 | 1190.7954 | 1159.1923 | 1159.1923 | 1799.6 | 2211895.1738 | 417309.2379 | 189296.1071 | 1348839.9137 | 232302.1424
5441 | 1891.8794 | 247.0735 | 247.0735 | 240.5163 | 240.5163 | 1816.6 | 462559.2628 | 86585.8613 | 39276.3087 | 3026948.5802 | 44110.686
5442 | 1615.2725 | 33.0517 | 33.0517 | 32.1745 | 32.1745 | 1784.2 | 60665.9864 | 11582.812 | 5254.0922 | 2901818.702 | 6943.2523
5443 | 1799.3766 | 857.6372 | 857.6372 | 834.876 | 834.876 | 1775.15 | 1566529.1848 | 300555.3516 | 136335.247 | 3277373.1383 | 187721.8634
5444 | 1355.5069 | 1225.3959 | 1225.3959 | 1192.8746 | 1192.8746 | 1824.9 | 2306336.7291 | 429434.8406 | 194796.4152 | 552624.6154 | 208872.335
5445 | 1471.8526 | 1225.3959 | 1225.3959 | 1192.8746 | 1192.8746 | 1797.5 | 2276441.1167 | 429434.8406 | 194796.4152 | 947967.2395 | 241557.0979
5446 | 1823.2803 | 1225.3959 | 1225.3959 | 1192.8746 | 1192.8746 | 1865.85 | 2359257.8698 | 429434.8406 | 194796.4152 | 2142118.5947 | 160024.1219
5447 | 1494.9623 | 1225.3959 | 1225.3959 | 1192.8746 | 1192.8746 | 1849.3 | 2337848.1497 | 429434.8406 | 194796.4152 | 1026494.2006 | 179766.1958
5448 | 1516.4783 | 0 | 0 | 0 | 0 | 1790 | 0 | 0 | 0 | 2779704.7184 | 0
5449 | 1078.9867 | 0 | 0 | 0 | 0 | 1768.6 | 0 | 0 | 0 | 1283994.1254 | 0
5450 | 1199.3168 | 0 | 0 | 0 | 0 | 1745.35 | 0 | 0 | 0 | 1427186.9706 | 0
5451 | 1483.009 | 0 | 0 | 0 | 0 | 1723.5 | 0 | 0 | 0 | 1764780.6993 | 0
5452 | 1071.8147 | 0 | 0 | 0 | 0 | 1688.2 | 0 | 0 | 0 | 1275459.4525 | 0
5453 | 1069.424 | 0 | 0 | 0 | 0 | 1682.7 | 0 | 0 | 0 | 1272614.5612 | 0
5454 | 908.4526 | 0 | 0 | 0 | 0 | 1679.8 | 0 | 0 | 0 | 1081058.5695 | 0
5455 | 961.0472 | 0 | 0 | 0 | 0 | 1682.6 | 0 | 0 | 0 | 1761599.522 | 0
5456 | 1232.0808 | 0 | 0 | 0 | 0 | 1597.7 | 0 | 0 | 0 | 2258404.1834 | 0
5457 | 898.5931 | 449.9437 | 449.9437 | 438.0025 | 438.0025 | 1722.8 | 800406.4614 | 157680.89 | 71525.8037 | 844262.5837 | 121414.2853
5458 | 1637.5824 | 1701.128 | 1701.128 | 1655.9809 | 1637.5824 | 1572.15 | 2729120.9519 | 589529.6629 | 267417.2054 | 0 | 700639.4587
5459 | 1399.4642 | 1453.7698 | 1453.7698 | 1415.1876 | 1399.4642 | 1231.45 | 1829764.7171 | 503807.1214 | 228532.5081 | 0 | 1075558.2309
5460 | 1253.0838 | 1594.5113 | 1301.7106 | 1552.1938 | 1253.0838 | 845.95 | 1126965.6585 | 451110.1777 | 204628.5889 | 0 | 1446121.3905
5461 | 1139.5362 | 1183.7564 | 1183.7564 | 1152.3402 | 1139.5362 | 675.2 | 816992.0319 | 410233.0392 | 186086.2647 | 0 | 1509657.5843
5462 | 1059.7836 | 1380.2401 | 1100.9087 | 1343.6093 | 1059.7836 | 1546.45 | 1740636.9284 | 381522.1126 | 173062.6694 | 0 | 480664.8726
5463 | 1558.9445 | 1619.4395 | 1619.4395 | 1576.4604 | 1558.9445 | 1810.6 | 2997345.379 | 561220.0096 | 254575.6321 | 0 | 295264.0828
5464 | 1523.5696 | 1388.3667 | 1388.3667 | 1351.5202 | 1351.5202 | 1834.6 | 2633198.2811 | 486547.2743 | 220703.2497 | 315366.5495 | 223541.4421
5465 | 1542.7437 | 906.5244 | 906.5244 | 882.4657 | 882.4657 | 1831.6 | 1713875.3767 | 317687.6619 | 144106.6533 | 1210289.5839 | 148607.2285
5466 | 951.0801 | 183.5921 | 183.5921 | 178.7197 | 178.7197 | 1844.2 | 350194.6575 | 64339.0861 | 29184.9243 | 1415736.685 | 27844.5267
5467 | 976.1213 | 857.6372 | 857.6372 | 834.876 | 834.876 | 1835.15 | 1628235.9198 | 300555.3516 | 136335.247 | 479951.7421 | 137629.3048
5468 | 1243.9425 | 1225.3959 | 1225.3959 | 1192.8746 | 1192.8746 | 1852.4 | 2347848.1645 | 429434.8406 | 194796.4152 | 173528.9474 | 176068.2847
5469 | 1221.6297 | 1225.3959 | 1225.3959 | 1192.8746 | 1192.8746 | 1860.3 | 2358895.2605 | 429434.8406 | 194796.4152 | 97709.8151 | 166644.5757
5470 | 1326.8189 | 1225.3959 | 1225.3959 | 1192.8746 | 1192.8746 | 1878.35 | 2379594.3808 | 429434.8406 | 194796.4152 | 455142.873 | 145113.1899
5471 | 1231.9892 | 1225.3959 | 1225.3959 | 1192.8746 | 1192.8746 | 1879.3 | 2381679.9054 | 429434.8406 | 194796.4152 | 132911.5558 | 143979.9591
5472 | 1280.5994 | 0 | 0 | 0 | 0 | 1852.45 | 0 | 0 | 0 | 2347338.6672 | 0
5473 | 1526.8378 | 0 | 0 | 0 | 0 | 1768.6 | 0 | 0 | 0 | 2798693.7681 | 0
5474 | 1339.5691 | 0 | 0 | 0 | 0 | 1745.35 | 0 | 0 | 0 | 2455430.1786 | 0
5475 | 1200.1137 | 0 | 0 | 0 | 0 | 1735.55 | 0 | 0 | 0 | 2199808.3589 | 0
5476 | 1116.4404 | 0 | 0 | 0 | 0 | 1728.2 | 0 | 0 | 0 | 2046435.266 | 0
5477 | 1081.3773 | 0 | 0 | 0 | 0 | 1722.7 | 0 | 0 | 0 | 1982164.6367 | 0
5478 | 1066.2364 | 0 | 0 | 0 | 0 | 1719.8 | 0 | 0 | 0 | 1954411.4092 | 0
5479 | 1336.3816 | 122.3837 | 122.3837 | 119.1357 | 119.1357 | 1715.55 | 217175.1847 | 42888.8409 | 19454.8548 | 2231211.714 | 33888.1411
5480 | 911.6949 | 788.6439 | 788.6439 | 767.7138 | 767.7138 | 1557.7 | 1270271.0171 | 276376.955 | 125367.6577 | 263917.4559 | 339559.7978
5481 | 1039.4979 | 1079.8355 | 1079.8355 | 1051.1772 | 1039.4979 | 1722.8 | 1901566.6687 | 374219.2296 | 169750.0005 | 0 | 288148.8068
5482 | 1131.3791 | 1175.2819 | 1175.2819 | 1144.0905 | 1131.3791 | 1523.45 | 1830726.7398 | 407296.4663 | 184754.2026 | 0 | 539158.6625
5483 | 1048.2088 | 1374.0021 | 1088.8845 | 1337.5368 | 1048.2088 | 1471 | 1639184.7902 | 377355.1838 | 171172.5042 | 0 | 554502.4785
5484 | 1006.9788 | 1555.3089 | 1046.0546 | 1514.0318 | 1006.9788 | 1358.55 | 1456028.7981 | 362512.3838 | 164439.6452 | 0 | 645926.5795
5485 | 904.3835 | 1554.9515 | 939.4784 | 1513.6839 | 904.3835 | 1154.6 | 1109131.3983 | 325578.0488 | 147685.8205 | 0 | 764565.7845
5486 | 1037.6411 | 1347.4887 | 1077.9064 | 1311.7271 | 1037.6411 | 1670 | 1841026.524 | 373550.7996 | 169446.7933 | 0 | 342421.5663
5487 | 1025.9707 | 2052.8683 | 1065.7835 | 1998.3863 | 1025.9707 | 1530.7 | 1667517.059 | 369349.4455 | 167541.0124 | 0 | 481488.0411
5488 | 1029.466 | 1626.9085 | 1069.4142 | 1583.7312 | 1029.466 | 1743 | 1903032.7795 | 370607.7719 | 168111.8032 | 0 | 264572.7705
5489 | 1371.0223 | 899.0886 | 899.0886 | 875.2273 | 875.2273 | 1851.6 | 1717341.6796 | 315081.8296 | 142924.6188 | 908792.2069 | 129883.732
5490 | 1163.9011 | 191.9919 | 191.9919 | 186.8965 | 186.8965 | 1819.2 | 361578.7413 | 67282.752 | 30520.2039 | 1790849.3283 | 33790.8932
5491 | 1193.7386 | 281.112 | 281.112 | 273.6514 | 273.6514 | 1807.65 | 526538.5432 | 98514.5158 | 44687.279 | 1686519.7133 | 52636.8531
5492 | 1105.284 | 1148.1743 | 1148.1743 | 1117.7023 | 1105.284 | 1852.4 | 2173900.8502 | 397902.2299 | 180492.8726 | 0 | 163139.9143
5493 | 1094.1275 | 1136.5854 | 1136.5854 | 1106.421 | 1094.1275 | 1860.25 | 2162229.6051 | 393885.913 | 178671.0266 | 0 | 152904.3232
5494 | 1174.6132 | 1220.1936 | 1220.1936 | 1187.8103 | 1174.6132 | 1878.35 | 2337901.5467 | 422860.7689 | 191814.3432 | 0 | 142891.6714
5495 | 1165.0506 | 1210.2605 | 1210.2605 | 1178.1409 | 1165.0506 | 1879.3 | 2317178.3256 | 419418.212 | 190252.7612 | 0 | 140621.6061
5496 | 495.6645 | 514.8981 | 514.8981 | 501.233 | 495.6645 | 1825 | 959186.8942 | 178439.2119 | 80942.0092 | 0 | 86741.2
5497 | 368.1624 | 0 | 0 | 0 | 0 | 1777.2 | 0 | 0 | 0 | 438113.2097 | 0
5498 | 341.0682 | 0 | 0 | 0 | 0 | 1784.05 | 0 | 0 | 0 | 405871.1121 | 0
5499 | 376.9281 | 0 | 0 | 0 | 0 | 1746.6 | 0 | 0 | 0 | 448544.4766 | 0
5500 | 385.6939 | 0 | 0 | 0 | 0 | 1709.8 | 0 | 0 | 0 | 458975.7435 | 0
5501 | 367.3655 | 0 | 0 | 0 | 0 | 1700.45 | 0 | 0 | 0 | 437164.9128 | 0
5502 | 324.3335 | 0 | 0 | 0 | 0 | 1691.35 | 0 | 0 | 0 | 385956.8752 | 0
5503 | 333.8962 | 346.8528 | 346.8528 | 337.6475 | 333.8962 | 1688.2 | 596731.6673 | 120202.6202 | 54525.2441 | 0 | 104108.7728
5504 | 280.1859 | 291.0585 | 291.0585 | 283.334 | 280.1859 | 1447.5 | 430646.0738 | 100866.9243 | 45754.3576 | 0 | 154802.7102
5505 | 809.242 | 840.6444 | 840.6444 | 818.3342 | 809.242 | 1428.95 | 1228124.876 | 291327.1154 | 132149.2165 | 0 | 462117.6368
5506 | 1188.3885 | 1234.5041 | 1234.5041 | 1201.7411 | 1188.3885 | 1113.1 | 1403501.1134 | 427819.8442 | 194063.8349 | 0 | 1053981.7216
5507 | 993.5084 | 1447.4944 | 1032.0619 | 1409.0787 | 993.5084 | 733.8 | 774700.0569 | 357663.0399 | 162239.929 | 0 | 1257980.3922
5508 | 1233.7922 | 1281.669 | 1281.669 | 1247.6542 | 1233.7922 | 641.8 | 841384.8286 | 444165.1772 | 201478.2596 | 0 | 1675736.5104
5509 | 1154.0047 | 1198.7848 | 1198.7848 | 1166.9697 | 1154.0047 | 949 | 1163892.6415 | 415441.6999 | 188448.9711 | 0 | 1212858.9628
5510 | 1230.0597 | 1277.7911 | 1277.7911 | 1243.8793 | 1230.0597 | 1399.2 | 1828876.6154 | 442821.5042 | 200868.7546 | 0 | 739019.8882
5511 | 1043.0311 | 1625.1924 | 1083.5056 | 1582.0607 | 1043.0311 | 1759.8 | 1948097.9568 | 375491.1827 | 170326.9726 | 0 | 250536.0613
5512 | 1276.6757 | 1326.2171 | 1326.2171 | 1291.02 | 1276.6757 | 1747.95 | 2367950.6588 | 459603.2531 | 208481.1423 | 0 | 321786.1109
5513 | 1051.0647 | 1091.8503 | 1091.8503 | 1062.8732 | 1051.0647 | 1787.15 | 1991515.6459 | 378383.2895 | 171638.8644 | 0 | 223719.1199
5514 | 1040.0298 | 1080.3871 | 1080.3871 | 1051.7142 | 1040.0298 | 1759.6 | 1946588.2997 | 374410.7219 | 169836.8636 | 0 | 250022.9716
5515 | 1084.0897 | 1126.1578 | 1126.1578 | 1096.2702 | 1084.0897 | 1769.15 | 2041343.1683 | 390272.3039 | 177031.8534 | 0 | 250262.1149
5516 | 894.9055 | 929.6316 | 929.6316 | 904.9596 | 894.9055 | 1782.7 | 1696509.9681 | 322165.9726 | 146138.0648 | 0 | 194462.8565
5517 | 269.3482 | 279.8 | 279.8 | 272.3742 | 269.3482 | 1803.55 | 516600.9764 | 96965.3595 | 43984.5645 | 0 | 52913.4146
5518 | 90.8453 | 94.3702 | 94.3702 | 91.8657 | 90.8453 | 1847.4 | 177860.1668 | 32704.2929 | 14835.0306 | 0 | 13862.947
5519 | 94.0328 | 97.6819 | 97.6819 | 95.0895 | 94.0328 | 1843.55 | 183618.5644 | 33851.8119 | 15355.558 | 0 | 14711.4333
5520 | 90.8453 | 94.3702 | 94.3702 | 91.8657 | 90.8453 | 1816.05 | 174734.4152 | 32704.2929 | 14835.0306 | 0 | 16710.9378
5521 | 95.6266 | 99.3378 | 99.3378 | 96.7014 | 95.6266 | 1774.95 | 180174.4099 | 34425.5714 | 15615.8217 | 0 | 21520.7635
5522 | 87.6577 | 91.0595 | 91.0595 | 88.6429 | 87.6577 | 1755.3 | 163413.6102 | 31556.7738 | 14314.5032 | 0 | 21449.8404
5523 | 94.0328 | 97.6819 | 97.6819 | 95.0895 | 94.0328 | 1723.95 | 172149.3313 | 33851.8119 | 15355.558 | 0 | 25957.7574
5524 | 85.267 | 88.5758 | 88.5758 | 86.225 | 85.267 | 1719.7 | 156155.8746 | 30696.1345 | 13924.1077 | 0 | 23900.3401
5525 | 94.8297 | 98.5099 | 98.5099 | 95.8955 | 94.8297 | 1718.25 | 173540.1744 | 34138.6917 | 15485.6899 | 0 | 26718.2677
5526 | 87.6577 | 91.0595 | 91.0595 | 88.6429 | 87.6577 | 1718.5 | 160076.5804 | 31556.7738 | 14314.5032 | 0 | 24675.644
5527 | 93.2359 | 96.854 | 96.854 | 94.2835 | 93.2359 | 1708.75 | 168773.9307 | 33564.9321 | 15225.4262 | 0 | 27154.9625
5528 | 76.7762 | 79.7553 | 79.7553 | 77.6386 | 76.7762 | 1195.6 | 96961.9161 | 27639.4307 | 12537.5529 | 0 | 61758.6144
5529 | 83.0716 | 506.7757 | 86.2956 | 493.3262 | 83.0716 | 443.3 | 38861.9499 | 29905.7808 | 13565.5944 | 0 | 129317.5804
5530 | 78.5941 | 1051.393 | 81.6438 | 1023.4896 | 78.5941 | 600.75 | 49969.7782 | 28293.8751 | 12834.4161 | 0 | 109972.791
5531 | 85.6854 | 1417.4065 | 89.011 | 1379.7893 | 85.6854 | 610.45 | 55524.6126 | 30846.7464 | 13992.4269 | 0 | 119064.1568
5532 | 80.162 | 2793.8924 | 83.2727 | 2719.744 | 80.162 | 611.95 | 52137.9781 | 28858.3111 | 13090.4505 | 0 | 111268.8296
5533 | 88.2653 | 2793.7667 | 91.6901 | 2719.6216 | 88.2653 | 613.8 | 57677.121 | 31775.5196 | 14413.7288 | 0 | 122353.4036
5534 | 80.4469 | 2597.7629 | 83.5677 | 2528.8197 | 80.4469 | 628.6 | 53872.9572 | 28960.8706 | 13136.9727 | 0 | 110324.8275
5535 | 94.9911 | 1771.8976 | 98.6771 | 1724.8724 | 94.9911 | 640.5 | 64705.7197 | 34196.7848 | 15512.0416 | 0 | 129140.3582
5536 | 84.2281 | 1640.7287 | 87.4964 | 1597.1847 | 84.2281 | 1059.95 | 94906.5945 | 30322.115 | 13754.4483 | 0 | 79178.6229
5537 | 89.7426 | 898.4331 | 93.2244 | 874.5892 | 89.7426 | 1141.45 | 108726.1693 | 32307.323 | 14654.9607 | 0 | 77048.4782
5538 | 80.4598 | 186.4166 | 83.5812 | 181.4692 | 80.4598 | 1585.85 | 135366.5137 | 28965.5324 | 13139.0873 | 0 | 33322.4312
5539 | 96.4285 | 100.1699 | 100.1699 | 97.5114 | 96.4285 | 1754.2 | 180004.027 | 34714.2442 | 15746.7669 | 0 | 23702.0024
5540 | 86.0639 | 89.4037 | 89.4037 | 87.031 | 86.0639 | 1801.3 | 164602.3477 | 30983.0143 | 14054.2395 | 0 | 17100.9026
5541 | 93.2359 | 96.854 | 96.854 | 94.2835 | 93.2359 | 1799.4 | 178287.9823 | 33564.9321 | 15225.4262 | 0 | 18703.1261
5542 | 86.8608 | 90.2316 | 90.2316 | 87.8369 | 86.8608 | 1819.25 | 167553.1363 | 31269.894 | 14184.3714 | 0 | 15700.0926
5543 | 92.439 | 96.0261 | 96.0261 | 93.4776 | 92.439 | 1816.1 | 177635.3561 | 33278.0524 | 15095.2943 | 0 | 16999.5321
5544 | 86.8608 | 90.2316 | 90.2316 | 87.8369 | 86.8608 | 1790.9 | 164840.5083 | 31269.894 | 14184.3714 | 0 | 18162.5968
5545 | 93.2359 | 96.854 | 96.854 | 94.2835 | 93.2359 | 1788.6 | 177130.8516 | 33564.9321 | 15225.4262 | 0 | 19710.074
5546 | 87.6577 | 91.0595 | 91.0595 | 88.6429 | 87.6577 | 1743.3 | 162536.9811 | 31556.7738 | 14314.5032 | 0 | 22501.7329
5547 | 92.439 | 96.0261 | 96.0261 | 93.4776 | 92.439 | 1285.8 | 126570.7881 | 33278.0524 | 15095.2943 | 0 | 66019.9338
5548 | 86.8608 | 90.2316 | 90.2316 | 87.8369 | 86.8608 | 964.5 | 88906.0326 | 31269.894 | 14184.3714 | 0 | 89944.3758
5549 | 93.2359 | 96.854 | 96.854 | 94.2835 | 93.2359 | 959 | 94918.159 | 33564.9321 | 15225.4262 | 0 | 97058.5954
5550 | 82.8764 | 86.092 | 86.092 | 83.8071 | 82.8764 | 1058.2 | 93061.8329 | 29835.4952 | 13533.7121 | 0 | 78052.6168
5551 | 84.4702 | 87.7478 | 87.7478 | 85.4191 | 84.4702 | 1163.1 | 104108.5481 | 30409.2548 | 13793.9758 | 0 | 70692.943
5552 | 79.4856 | 82.5704 | 82.5704 | 80.3791 | 79.4856 | 844.15 | 71267.7382 | 28614.8219 | 12980.0011 | 0 | 91873.4495
5553 | 83.7151 | 1527.2217 | 86.9625 | 1486.69 | 83.7151 | 1627.9 | 144233.0526 | 30137.4362 | 13670.6759 | 0 | 31150.3889
5554 | 80.1929 | 2269.8216 | 83.3049 | 2209.5818 | 80.1929 | 1725.1 | 146572.2133 | 28869.4276 | 13095.4931 | 0 | 22045.0157
5555 | 80.8682 | 2683.9453 | 84.0071 | 2612.7148 | 80.8682 | 1460.95 | 125498.8386 | 29112.5582 | 13205.7799 | 0 | 43592.0126
5556 | 79.7665 | 2852.1174 | 82.8613 | 2776.4237 | 79.7665 | 1358.55 | 115014.649 | 28715.947 | 13025.8726 | 0 | 51166.2338
5557 | 81.1979 | 2830.4219 | 84.3489 | 2755.3041 | 81.1979 | 1052.5 | 90606.0175 | 29231.2547 | 13259.6219 | 0 | 76935.0385
5558 | 74.3586 | 2604.1194 | 77.2434 | 2535.0075 | 74.3586 | 1654.85 | 130591.8337 | 26769.1092 | 12142.7654 | 0 | 25664.8834
5559 | 87.9635 | 1675.2607 | 91.3764 | 1630.8002 | 87.9635 | 1810.6 | 168947.7221 | 31666.8639 | 14364.4413 | 0 | 16660.289
5560 | 78.7595 | 1420.0492 | 81.8152 | 1382.3619 | 78.7595 | 1824.6 | 152273.733 | 28353.4027 | 12861.4185 | 0 | 13814.4079
5561 | 83.995 | 819.1401 | 87.2544 | 797.4006 | 83.995 | 1864.1 | 165832.3091 | 30238.2027 | 13716.3847 | 0 | 11414.9215
5562 | 78.9318 | 187.953 | 81.9949 | 182.9649 | 78.9318 | 1844.2 | 153846.8986 | 28415.4404 | 12889.5595 | 0 | 12297.5712
5563 | 94.8446 | 98.5254 | 98.5254 | 95.9106 | 94.8446 | 1845.15 | 185071.4305 | 34144.0707 | 15488.1298 | 0 | 14686.6926
5564 | 89.2515 | 92.7144 | 92.7144 | 90.2538 | 89.2515 | 1852.4 | 175158.1072 | 32130.5333 | 14574.7669 | 0 | 13173.4476
5565 | 93.2359 | 96.854 | 96.854 | 94.2835 | 93.2359 | 1860.3 | 183788.8704 | 33564.9321 | 15225.4262 | 0 | 13025.0584
5566 | 86.8608 | 90.2316 | 90.2316 | 87.8369 | 86.8608 | 1878.35 | 172513.851 | 31269.894 | 14184.3714 | 0 | 10566.6184
5567 | 96.4235 | 100.1647 | 100.1647 | 97.5064 | 96.4235 | 1879.3 | 191515.5392 | 34712.4512 | 15745.9536 | 0 | 11638.2561
5568 | 86.8608 | 90.2316 | 90.2316 | 87.8369 | 86.8608 | 1855 | 170802.5951 | 31269.894 | 14184.3714 | 0 | 12594.8184
5569 | 93.2359 | 96.854 | 96.854 | 94.2835 | 93.2359 | 1823.6 | 180172.5874 | 33564.9321 | 15225.4262 | 0 | 16446.8168
5570 | 88.4546 | 91.8875 | 91.8875 | 89.4488 | 88.4546 | 1743.3 | 163760.3665 | 31843.6536 | 14444.6351 | 0 | 22706.2941
5571 | 86.8608 | 90.2316 | 90.2316 | 87.8369 | 86.8608 | 1553.1 | 143311.6049 | 31269.894 | 14184.3714 | 0 | 38818.099
5572 | 86.8608 | 90.2316 | 90.2316 | 87.8369 | 86.8608 | 1276.3 | 117506.7877 | 31269.894 | 14184.3714 | 0 | 62861.1731
5573 | 93.2359 | 96.854 | 96.854 | 94.2835 | 93.2359 | 1280.6 | 126651.254 | 33564.9321 | 15225.4262 | 0 | 67073.9227
5574 | 83.6733 | 86.9199 | 86.9199 | 84.6131 | 83.6733 | 1386.3 | 123100.7269 | 30122.375 | 13663.844 | 0 | 51350.1201
5575 | 86.8608 | 90.2306 | 90.2306 | 87.8359 | 86.8608 | 1402.6 | 129066.4838 | 31269.894 | 14184.3714 | 0 | 51890.652
5576 | 75.7243 | 78.6635 | 78.6635 | 76.5758 | 75.7243 | 1295.45 | 103953.2816 | 27260.7494 | 12365.7788 | 0 | 53351.5583
5577 | 84.1783 | 1559.1732 | 87.4445 | 1517.7936 | 84.1783 | 1442.8 | 128754.564 | 30304.185 | 13746.3151 | 0 | 46904.1442
5578 | 72.4879 | 2292.2754 | 75.3009 | 2231.4396 | 72.4879 | 1336.95 | 102755.6412 | 26095.6589 | 11837.2808 | 0 | 48063.1296
5579 | 80.7865 | 2211.2964 | 83.9219 | 2152.6098 | 80.7865 | 1027.25 | 87900.8135 | 29083.1531 | 13192.4414 | 0 | 78585.1032
5580 | 74.8706 | 2421.2658 | 77.7753 | 2357.0068 | 74.8706 | 946.45 | 75075.0275 | 26953.4294 | 12226.3751 | 0 | 78879.9599
5581 | 86.2801 | 2827.6286 | 89.6281 | 2752.5849 | 86.2801 | 964.35 | 88122.1045 | 31060.8304 | 14089.5378 | 0 | 89355.9695
5582 | 78.115 | 1647.9547 | 81.1462 | 1604.2188 | 78.115 | 1554.55 | 128671.5422 | 28121.3887 | 12756.1744 | 0 | 34796.3127
5583 | 78.5463 | 1809.12 | 81.594 | 1761.107 | 78.5463 | 1562.75 | 130136.6371 | 28276.6623 | 12826.6082 | 0 | 34344.3628
5584 | 79.3432 | 1632.1939 | 82.4219 | 1588.8764 | 79.3432 | 1672.55 | 140671.8664 | 28563.5421 | 12956.7401 | 0 | 25980.9218
5585 | 88.3072 | 885.4979 | 91.7337 | 861.9973 | 88.3072 | 1866.6 | 174380.2424 | 31790.5808 | 14420.5607 | 0 | 11780.1763
5586 | 82.3435 | 182.0838 | 85.5383 | 177.2514 | 82.3435 | 1849.2 | 160953.746 | 29643.6444 | 13446.6865 | 0 | 12417.3933
5587 | 97.2562 | 101.03 | 101.03 | 98.3487 | 97.2562 | 1840.15 | 189509.5648 | 35012.2405 | 15881.9413 | 0 | 15546.3716
5588 | 88.4546 | 91.8875 | 91.8875 | 89.4488 | 88.4546 | 1852.4 | 173702.6798 | 31843.6536 | 14444.6351 | 0 | 13055.898
5589 | 94.0328 | 97.6819 | 97.6819 | 95.0895 | 94.0328 | 1860.3 | 185508.9618 | 33851.8119 | 15355.558 | 0 | 13136.3837
5590 | 86.8608 | 90.2316 | 90.2316 | 87.8369 | 86.8608 | 1878.35 | 172650.4517 | 31269.894 | 14184.3714 | 0 | 10566.6184
5591 | 90.8453 | 94.3702 | 94.3702 | 91.8657 | 90.8453 | 1879.3 | 180519.7527 | 32704.2929 | 14835.0306 | 0 | 10964.9915
5592 | 84.4702 | 87.7478 | 87.7478 | 85.4191 | 84.4702 | 1860 | 166344.6612 | 30409.2548 | 13793.9758 | 0 | 11825.8
5593 | 93.2359 | 96.854 | 96.854 | 94.2835 | 93.2359 | 1828.6 | 180995.6931 | 33564.9321 | 15225.4262 | 0 | 15980.6371
5594 | 81.2826 | 84.4372 | 84.4372 | 82.1963 | 81.2826 | 1807.8 | 155790.6226 | 29261.7357 | 13273.4485 | 0 | 15622.5156
5595 | 92.439 | 96.0261 | 96.0261 | 93.4776 | 92.439 | 1708.5 | 168247.8002 | 33278.0524 | 15095.2943 | 0 | 26945.9685
5596 | 79.6888 | 82.7813 | 82.7813 | 80.5843 | 79.6888 | 1516.65 | 128770.3477 | 28687.9762 | 13013.1848 | 0 | 38517.5925
5597 | 90.0484 | 93.5423 | 93.5423 | 91.0597 | 90.0484 | 1682.7 | 161591.4893 | 32417.4131 | 14704.8988 | 0 | 28572.2304
5598 | 79.6888 | 82.7813 | 82.7813 | 80.5843 | 79.6888 | 1679.8 | 142791.5698 | 28687.9762 | 13013.1848 | 0 | 25516.361
5599 | 86.0639 | 89.4037 | 89.4037 | 87.031 | 86.0639 | 1708.5 | 156628.6616 | 30983.0143 | 14054.2395 | 0 | 25087.6352
5600 | 75.1595 | 78.0755 | 78.0755 | 76.0034 | 75.1595 | 1449.8 | 116179.0699 | 27057.4233 | 12273.5479 | 0 | 41352.762
5601 | 85.1346 | 997.1985 | 88.4386 | 970.7334 | 85.1346 | 1622.8 | 146877.0784 | 30648.4408 | 13902.4733 | 0 | 32112.7552
5602 | 74.1644 | 1794.4511 | 77.043 | 1746.8273 | 74.1644 | 1612.2 | 127166.4457 | 26699.1822 | 12111.0457 | 0 | 28760.9524
5603 | 80.2656 | 2169.1968 | 83.3797 | 2111.6275 | 80.2656 | 1535.25 | 131108.5847 | 28895.6054 | 13107.3677 | 0 | 37303.4239
5604 | 72.995 | 2182.0686 | 75.8276 | 2124.1577 | 72.995 | 1136.7 | 88238.5618 | 26278.1862 | 11920.0772 | 0 | 63016.5504
5605 | 82.3325 | 2300.3344 | 85.5279 | 2239.2848 | 82.3325 | 1111.35 | 97241.1692 | 29639.6998 | 13444.8972 | 0 | 73164.7756
5606 | 74.6694 | 1974.21 | 77.5676 | 1921.8155 | 74.6694 | 1758.25 | 139672.0977 | 26880.9923 | 12193.5168 | 0 | 18051.333
5607 | 86.4494 | 1816.4924 | 89.8047 | 1768.2837 | 86.4494 | 1905.6 | 175107.0548 | 31121.7924 | 14117.1908 | 0 | 8160.8256
5608 | 80.9369 | 1389.418 | 84.0777 | 1352.5436 | 80.9369 | 1899.6 | 163284.1622 | 29137.3016 | 13217.0038 | 0 | 8126.0697
5609 | 86.7502 | 813.3914 | 90.1174 | 791.8044 | 86.7502 | 1881.6 | 173390.3795 | 31230.0895 | 14166.3156 | 0 | 10271.2294
5610 | 79.3501 | 180.7313 | 82.4292 | 175.9347 | 79.3501 | 1854.15 | 156237.812 | 28566.0523 | 12957.8787 | 0 | 11573.2187
5611 | 96.4444 | 100.1865 | 100.1865 | 97.5276 | 96.4444 | 1845.15 | 189227.648 | 34719.9818 | 15749.3695 | 0 | 14934.3534
5612 | 87.6577 | 91.0595 | 91.0595 | 88.6429 | 87.6577 | 1852.4 | 172890.4317 | 31556.7738 | 14314.5032 | 0 | 12938.2773
5613 | 90.8453 | 94.3702 | 94.3702 | 91.8657 | 90.8453 | 1860.3 | 180164.0246 | 32704.2929 | 14835.0306 | 0 | 12691.0465
5614 | 86.0639 | 89.4037 | 89.4037 | 87.031 | 86.0639 | 1878.35 | 171905.5005 | 30983.0143 | 14054.2395 | 0 | 10469.6769
5615 | 92.439 | 96.0261 | 96.0261 | 93.4776 | 92.439 | 1879.3 | 184515.7985 | 33278.0524 | 15095.2943 | 0 | 11157.3873
5616 | 87.6577 | 91.0595 | 91.0595 | 88.6429 | 87.6577 | 1855 | 173062.9481 | 31556.7738 | 14314.5032 | 0 | 12710.3672
5617 | 94.0328 | 97.6819 | 97.6819 | 95.0895 | 94.0328 | 1821.1 | 182780.4841 | 33851.8119 | 15355.558 | 0 | 16822.4699
5618 | 86.8608 | 90.2316 | 90.2316 | 87.8369 | 86.8608 | 1800.35 | 166886.9732 | 31269.894 | 14184.3714 | 0 | 17341.7621
5619 | 93.2359 | 96.854 | 96.854 | 94.2835 | 93.2359 | 1790.55 | 178098.5313 | 33564.9321 | 15225.4262 | 0 | 19528.264
5620 | 79.6888 | 82.7813 | 82.7813 | 80.5843 | 79.6888 | 1778.2 | 151277.049 | 28687.9762 | 13013.1848 | 0 | 17674.9809
5621 | 88.4546 | 91.8875 | 91.8875 | 89.4488 | 88.4546 | 1777.7 | 167842.203 | 31843.6536 | 14444.6351 | 0 | 19663.4561
5622 | 86.0639 | 89.4037 | 89.4037 | 87.031 | 86.0639 | 1774.8 | 162966.9379 | 30983.0143 | 14054.2395 | 0 | 19381.5967
5623 | 88.4546 | 91.8864 | 91.8864 | 89.4478 | 88.4546 | 1755.1 | 165645.417 | 31843.6536 | 14444.6351 | 0 | 21662.5299
5624 | 78.9726 | 82.0365 | 82.0365 | 79.8593 | 78.9726 | 1526.1 | 128475.6227 | 28430.143 | 12896.2288 | 0 | 37425.1244
5625 | 84.4114 | 1077.0733 | 87.6865 | 1048.4883 | 84.4114 | 1677.8 | 150571.3876 | 30388.0974 | 13784.3786 | 0 | 27197.3472
5626 | 75.3169 | 1838.5816 | 78.2397 | 1789.7866 | 75.3169 | 1685.15 | 135169.99 | 27114.0821 | 12299.2489 | 0 | 23713.5243
5627 | 86.3179 | 2113.469 | 89.6675 | 2057.3787 | 86.3179 | 1604.35 | 147309.3699 | 31074.4572 | 14095.7191 | 0 | 34151.6917
5628 | 74.6116 | 2277.6262 | 77.5073 | 2217.1792 | 74.6116 | 1550.5 | 123121.7475 | 26860.1935 | 12184.0822 | 0 | 33537.9361
5629 | 87.3011 | 2150.7829 | 90.6897 | 2093.7023 | 87.3011 | 1528.35 | 141827.4662 | 31428.3951 | 14256.2692 | 0 | 41175.5627
5630 | 82.3166 | 814.5258 | 85.5113 | 792.9087 | 82.3166 | 1802.85 | 157875.555 | 29633.9622 | 13442.2945 | 0 | 16228.7101
5631 | 88.9845 | 1208.0717 | 92.438 | 1176.0102 | 88.9845 | 1905.6 | 180446.7176 | 32034.4286 | 14531.1728 | 0 | 8400.1391
5632 | 81.1182 | 1046.5335 | 84.2668 | 1018.759 | 81.1182 | 1897.1 | 163511.1478 | 29202.5668 | 13246.6088 | 0 | 8347.067
5633 | 82.9302 | 366.3979 | 86.1481 | 356.6739 | 82.9302 | 1876.6 | 165398.2713 | 29854.8596 | 13542.496 | 0 | 10233.5824
5634 | 82.6104 | 104.6482 | 85.8167 | 101.8708 | 82.6104 | 1854.2 | 162760.8768 | 29739.7491 | 13490.2806 | 0 | 12044.5984
5635 | 95.6336 | 99.3451 | 99.3451 | 96.7085 | 95.6336 | 1845.15 | 187498.3077 | 34428.0816 | 15616.9604 | 0 | 14808.8568
5636 | 90.8453 | 94.3702 | 94.3702 | 91.8657 | 90.8453 | 1852.4 | 179005.7604 | 32704.2929 | 14835.0306 | 0 | 13408.722
5637 | 93.2359 | 96.854 | 96.854 | 94.2835 | 93.2359 | 1860.3 | 184548.3273 | 33564.9321 | 15225.4262 | 0 | 13025.0584
5638 | 88.4546 | 91.8875 | 91.8875 | 89.4488 | 88.4546 | 1878.35 | 176406.153 | 31843.6536 | 14444.6351 | 0 | 10760.5013
5639 | 97.2204 | 100.9926 | 100.9926 | 98.3123 | 97.2204 | 1879.3 | 194111.9886 | 34999.331 | 15876.0854 | 0 | 11734.454
5640 | 90.0484 | 93.5423 | 93.5423 | 91.0597 | 90.0484 | 1855 | 178208.6237 | 32417.4131 | 14704.8988 | 0 | 13056.96
5641 | 92.439 | 96.0261 | 96.0261 | 93.4776 | 92.439 | 1818.6 | 179437.5621 | 33278.0524 | 15095.2943 | 0 | 16768.4346
5642 | 86.0639 | 89.4037 | 89.4037 | 87.031 | 86.0639 | 1777.85 | 163317.0003 | 30983.0143 | 14054.2395 | 0 | 19119.1017
5643 | 90.8453 | 94.3702 | 94.3702 | 91.8657 | 90.8453 | 1721.45 | 166667.3182 | 32704.2929 | 14835.0306 | 0 | 25304.8747
5644 | 86.8608 | 90.2316 | 90.2316 | 87.8369 | 86.8608 | 1693 | 156985.964 | 31269.894 | 14184.3714 | 0 | 26666.2708
5645 | 92.439 | 96.0261 | 96.0261 | 93.4776 | 92.439 | 1666.4 | 164312.2272 | 33278.0524 | 15095.2943 | 0 | 30837.6504
5646 | 85.267 | 88.5758 | 88.5758 | 86.225 | 85.267 | 1663.5 | 151236.3598 | 30696.1345 | 13924.1077 | 0 | 28692.3455
5647 | 76.5013 | 79.4706 | 79.4706 | 77.3615 | 76.5013 | 1708.5 | 139144.6622 | 27540.4571 | 12492.6574 | 0 | 22300.0415
5648 | 82.453 | 85.6526 | 85.6526 | 83.3794 | 82.453 | 1477 | 129361.2139 | 29683.0904 | 13464.5796 | 0 | 43122.919
5649 | 644.2323 | 952.8229 | 669.2313 | 927.5355 | 644.2323 | 1643.05 | 1128391.0177 | 231923.6403 | 105203.1402 | 0 | 229958.7317
5650 | 550.7832 | 1812.9646 | 572.156 | 1764.8495 | 550.7832 | 1640.55 | 960886.9522 | 198281.9678 | 89942.9037 | 0 | 197979.0371
5651 | 872.9741 | 1977.1851 | 906.8495 | 1924.7117 | 872.9741 | 1459.55 | 1352988.3668 | 314270.683 | 142556.6737 | 0 | 471798.8628
5652 | 946.1464 | 1419.427 | 982.862 | 1381.7561 | 946.1464 | 1466.9 | 1472817.537 | 340612.6999 | 154505.7053 | 0 | 504390.6398
5653 | 1239.5337 | 713.5913 | 713.5913 | 694.653 | 694.653 | 1484.8 | 1092575.6161 | 250075.0853 | 113436.8373 | 998766.3674 | 357885.2333
5654 | 1165.2976 | 873.3252 | 873.3252 | 850.1477 | 850.1477 | 1513.45 | 1367308.0466 | 306053.1555 | 138829.1119 | 577669.8945 | 413639.3412
5655 | 1376.3664 | 129.8122 | 129.8122 | 126.367 | 126.367 | 1557.05 | 209704.7762 | 45492.125 | 20635.7334 | 2291248.9114 | 55974.2688
5656 | 885.9086 | 73.1474 | 73.1474 | 71.2061 | 71.2061 | 1546.05 | 117031.2617 | 25634.2116 | 11627.9632 | 1493349.624 | 32324.0287
5657 | 1355.6593 | 19.4703 | 19.4703 | 18.9536 | 18.9536 | 1814.55 | 36558.6231 | 6823.2909 | 3095.1206 | 2450181.5375 | 3514.9425
5658 | 1090.8972 | 44.1263 | 44.1263 | 42.9553 | 42.9553 | 1816.7 | 82965.1679 | 15463.8932 | 7014.5938 | 1920877.4882 | 7873.699
5659 | 1122.6312 | 831.6183 | 831.6183 | 809.5476 | 809.5476 | 1835.15 | 1580004.0774 | 291437.1226 | 132199.117 | 573882.3658 | 133453.9157
5660 | 1206.4888 | 1225.3959 | 1225.3959 | 1192.8746 | 1192.8746 | 1851.9 | 2350930.0499 | 429434.8406 | 194796.4152 | 24954.8628 | 176664.7219
5661 | 1114.0497 | 1157.2804 | 1157.2804 | 1126.5668 | 1114.0497 | 1850.3 | 2193548.6452 | 401057.9071 | 181924.3229 | 0 | 166773.2464
5662 | 1332.3971 | 1225.3959 | 1225.3959 | 1192.8746 | 1192.8746 | 1873.3 | 2377545.4613 | 429434.8406 | 194796.4152 | 255744.85 | 151137.2064
5663 | 1107.6746 | 1150.658 | 1150.658 | 1120.1202 | 1107.6746 | 1869.3 | 2206569.6403 | 398762.869 | 180883.2681 | 0 | 144773.0749
5664 | 162.5652 | 168.8733 | 168.8733 | 164.3915 | 162.5652 | 1847.5 | 320269.6673 | 58523.4714 | 26546.8969 | 0 | 24791.1625
5665 | 108.3768 | 0 | 0 | 0 | 0 | 1820 | 0 | 0 | 0 | 128968.3907 | 0
5666 | 94.0328 | 0 | 0 | 0 | 0 | 1772 | 0 | 0 | 0 | 111899.0449 | 0
5667 | 105.1892 | 0 | 0 | 0 | 0 | 1625.8 | 0 | 0 | 0 | 125175.2027 | 0
5668 | 101.2048 | 0 | 0 | 0 | 0 | 1494.1 | 0 | 0 | 0 | 120433.7178 | 0
5669 | 105.1892 | 0 | 0 | 0 | 0 | 1484.75 | 0 | 0 | 0 | 125175.2027 | 0
5670 | 94.8297 | 0 | 0 | 0 | 0 | 1475.65 | 0 | 0 | 0 | 112847.3419 | 0
5671 | 86.8608 | 90.2316 | 90.2316 | 87.8369 | 86.8608 | 1714.1 | 158220.1371 | 31269.894 | 14184.3714 | 0 | 24833.5075
5672 | 82.0825 | 85.2672 | 85.2672 | 83.0042 | 82.0825 | 1451.7 | 126726.8819 | 29549.6913 | 13404.0683 | 0 | 45005.5606
5673 | 832.2691 | 864.565 | 864.565 | 841.6199 | 832.2691 | 1465.3 | 1297669.4331 | 299616.8647 | 135909.5389 | 0 | 445014.2343
5674 | 1035.63 | 1089.3218 | 1075.8174 | 1060.4118 | 1035.63 | 1466 | 1614956.2805 | 372826.787 | 169118.3731 | 0 | 553026.4008
5675 | 888.0562 | 1436.5672 | 922.5178 | 1398.4415 | 888.0562 | 1442.9 | 1359953.1544 | 319700.2411 | 145019.5816 | 0 | 494736.1231
5676 | 1347.1615 | 1617.1873 | 1399.4383 | 1574.2681 | 1347.1615 | 1428.8 | 2044497.4627 | 484978.1267 | 219991.4669 | 0 | 769498.6277
5677 | 1336.4483 | 1936.3694 | 1388.3085 | 1884.9793 | 1336.4483 | 1451.25 | 2067126.8381 | 481121.3869 | 218242.0069 | 0 | 733376.003
5678 | 1189.8149 | 2611.7619 | 1235.9855 | 2542.4471 | 1189.8149 | 1467.75 | 1858049.7219 | 428333.359 | 194296.7709 | 0 | 633278.9731
5679 | 1475.6089 | 1601.626 | 1532.8696 | 1559.1198 | 1475.6089 | 1468.4 | 2302197.9437 | 531219.1997 | 240966.9314 | 0 | 784433.6849
5680 | 1639.9322 | 1631.0315 | 1631.0315 | 1587.7448 | 1587.7448 | 1476.35 | 2493901.6426 | 571588.1296 | 259278.7266 | 95659.5346 | 831422.5668
5681 | 1706.823 | 661.7446 | 661.7446 | 644.1823 | 644.1823 | 1721.65 | 1179315.1915 | 231905.6115 | 105194.9621 | 1947820.5219 | 179308.1305
5682 | 1428.5228 | 81.5753 | 81.5753 | 79.4103 | 79.4103 | 1816.65 | 153214.5254 | 28587.7067 | 12967.7014 | 2472923.1366 | 14559.8778
5683 | 1533.5207 | 857.6372 | 857.6372 | 834.876 | 834.876 | 1819.15 | 1613852.2839 | 300555.3516 | 136335.247 | 2373994.9328 | 150987.3204
5684 | 1655.1368 | 1225.3959 | 1225.3959 | 1192.8746 | 1192.8746 | 1825.5 | 2321068.7939 | 429434.8406 | 194796.4152 | 1570767.2671 | 208156.6103
5685 | 1609.7142 | 1225.3959 | 1225.3959 | 1192.8746 | 1192.8746 | 1826.05 | 2323220.6124 | 429434.8406 | 194796.4152 | 1416421.1738 | 207500.5292
5686 | 1722.0755 | 1225.3959 | 1225.3959 | 1192.8746 | 1192.8746 | 1837.4 | 2331478.9867 | 429434.8406 | 194796.4152 | 1798224.6673 | 193961.403
5687 | 1463.8837 | 1225.3959 | 1225.3959 | 1192.8746 | 1192.8746 | 1833.55 | 2329988.1345 | 429434.8406 | 194796.4152 | 920888.9785 | 198553.9701
5688 | 1754.7479 | 0 | 0 | 0 | 0 | 1816.05 | 0 | 0 | 0 | 3216452.8585 | 0
5689 | 1349.1318 | 0 | 0 | 0 | 0 | 1632.1 | 0 | 0 | 0 | 1605466.8051 | 0
5690 | 1326.022 | 0 | 0 | 0 | 0 | 1772.8 | 0 | 0 | 0 | 1577966.1931 | 0
5691 | 1411.2891 | 0 | 0 | 0 | 0 | 1766.75 | 0 | 0 | 0 | 1679433.9707 | 0
5692 | 1294.1465 | 0 | 0 | 0 | 0 | 1769.7 | 0 | 0 | 0 | 1540034.3124 | 0
5693 | 1482.2121 | 0 | 0 | 0 | 0 | 1763.25 | 0 | 0 | 0 | 1763832.4026 | 0
5694 | 1483.009 | 0 | 0 | 0 | 0 | 1763.5 | 0 | 0 | 0 | 1764780.6993 | 0
5695 | 1287.7714 | 0 | 0 | 0 | 0 | 1745.5 | 0 | 0 | 0 | 2360484.9322 | 0
5696 | 1284.4902 | 0 | 0 | 0 | 0 | 1227.75 | 0 | 0 | 0 | 2354470.5146 | 0
5697 | 1520.7915 | 23.1394 | 23.1394 | 22.5253 | 22.5253 | 294.25 | 6989.7959 | 8109.097 | 3678.3765 | 2746321.9165 | 38422.4782
5698 | 1079.7616 | 401.8066 | 401.8066 | 391.1428 | 391.1428 | 658.15 | 272337.5442 | 140811.42 | 63873.6247 | 1262238.2617 | 524855.0109
5699 | 1397.4561 | 1443.4794 | 1443.4794 | 1405.1703 | 1397.4561 | 1023.15 | 1511485.9646 | 503084.1841 | 228204.5757 | 0 | 1365104.8936
5700 | 1300.2516 | 1350.708 | 1350.708 | 1314.8609 | 1300.2516 | 1024.65 | 1409222.8467 | 468090.5908 | 212331.093 | 0 | 1268200.438
5701 | 1512.0147 | 1570.6884 | 1570.6884 | 1529.0031 | 1512.0147 | 1026.5 | 1646362.7408 | 544325.3017 | 246912.0049 | 0 | 1471945.629
5702 | 1330.6818 | 1382.3177 | 1382.3177 | 1345.6318 | 1330.6818 | 1041.3 | 1472269.1515 | 479045.453 | 217300.3402 | 0 | 1275724.6551
5703 | 1355.5716 | 1408.1746 | 1408.1746 | 1370.8024 | 1355.5716 | 894.35 | 1287896.8171 | 488005.7839 | 221364.8459 | 0 | 1498787.7639
5704 | 1598.3855 | 762.7569 | 762.7569 | 742.5138 | 742.5138 | 704.6 | 556780.8034 | 267304.9597 | 121252.4998 | 1568812.7897 | 961852.3465
5705 | 1495.9604 | 366.0374 | 366.0374 | 356.323 | 356.323 | 1329.95 | 504986.8653 | 128276.2669 | 58187.5399 | 2088955.4523 | 238754.2017
5706 | 1298.7306 | 113.1902 | 113.1902 | 110.1862 | 110.1862 | 1770.7 | 207836.7311 | 39667.0448 | 17993.4123 | 2178601.785 | 25265.7038
5707 | 1402.2623 | 857.6372 | 857.6372 | 834.876 | 834.876 | 1766.25 | 1565028.1431 | 300555.3516 | 136335.247 | 1927978.7265 | 195152.2596
5708 | 1392.1637 | 1225.3959 | 1225.3959 | 1192.8746 | 1192.8746 | 1816.3 | 2298911.9843 | 429434.8406 | 194796.4152 | 677184.6189 | 219131.0562
5709 | 1202.5043 | 1225.3959 | 1225.3959 | 1192.8746 | 1192.8746 | 1771.6 | 2249390.8148 | 429434.8406 | 194796.4152 | 32721.9845 | 272452.5489
5710 | 1352.3193 | 1225.3959 | 1225.3959 | 1192.8746 | 1192.8746 | 1774.25 | 2255145.7444 | 429434.8406 | 194796.4152 | 541793.3104 | 269291.4313
5711 | 1295.7403 | 1225.3959 | 1225.3959 | 1192.8746 | 1192.8746 | 1742 | 2214128.0676 | 429434.8406 | 194796.4152 | 349537.6509 | 307761.6358
5712 | 1243.9425 | 0 | 0 | 0 | 0 | 1673.35 | 0 | 0 | 0 | 2280146.6447 | 0
5713 | 1173.8164 | 0 | 0 | 0 | 0 | 1795.1 | 0 | 0 | 0 | 1396841.4672 | 0
5714 | 1220.8328 | 0 | 0 | 0 | 0 | 1731.25 | 0 | 0 | 0 | 1452790.9904 | 0
5715 | 1220.0359 | 0 | 0 | 0 | 0 | 1721.45 | 0 | 0 | 0 | 1451842.6924 | 0
5716 | 899.6868 | 0 | 0 | 0 | 0 | 1667.2 | 0 | 0 | 0 | 1070627.3026 | 0
5717 | 1117.2373 | 0 | 0 | 0 | 0 | 1596.75 | 0 | 0 | 0 | 1329512.381 | 0
5718 | 1305.3029 | 0 | 0 | 0 | 0 | 1716.5 | 0 | 0 | 0 | 1553310.4712 | 0
5719 | 1147.519 | 0 | 0 | 0 | 0 | 1782.6 | 0 | 0 | 0 | 2103402.415 | 0
5720 | 929.5402 | 0 | 0 | 0 | 0 | 1602.75 | 0 | 0 | 0 | 1703847.2491 | 0
5721 | 1210.9693 | 56.7167 | 56.7167 | 55.2114 | 55.2114 | 1783.25 | 104626.0851 | 19876.1157 | 9016.0269 | 2118504.1365 | 11967.078
5722 | 1135.0278 | 1179.0725 | 1179.0725 | 1147.7805 | 1135.0278 | 1773.6 | 2138495.6166 | 408610.017 | 185350.0438 | 0 | 256970.2996
5723 | 1545.1075 | 1605.0655 | 1605.0655 | 1562.468 | 1545.1075 | 1696.95 | 2785130.4619 | 556238.7011 | 252316.0552 | 0 | 468244.8288
5724 | 1332.948 | 1131.7975 | 1131.7975 | 1101.7602 | 1101.7602 | 1623.45 | 1901542.6795 | 396633.6799 | 179917.4443 | 423767.1329 | 414867.8116
5725 | 1136.3975 | 1621.81 | 1180.4956 | 1578.7681 | 1136.3975 | 1487.4 | 1792857.1669 | 409103.0914 | 185573.7078 | 0 | 582517.3462
5726 | 1310.148 | 1360.988 | 1360.988 | 1324.8681 | 1310.148 | 1790.8 | 2489862.2644 | 471653.2789 | 213947.1679 | 0 | 274082.961
5727 | 1355.743 | 1408.3523 | 1408.3523 | 1370.9754 | 1355.743 | 1873.55 | 2692910.2724 | 488067.4631 | 221392.8242 | 0 | 171433.5759
5728 | 1265.597 | 1314.7082 | 1314.7082 | 1279.8165 | 1265.597 | 1904.6 | 2555838.9575 | 455614.9074 | 206671.9844 | 0 | 120737.9505
5729 | 1372.3541 | 42.349 | 42.349 | 41.225 | 41.225 | 1886.6 | 82221.7969 | 14841.0126 | 6732.0482 | 2439959.554 | 4674.919
5730 | 1424.6399 | 142.9416 | 142.9416 | 139.148 | 139.148 | 1854.2 | 273207.1474 | 50093.2867 | 22722.8714 | 2356306.6498 | 20287.7811
5731 | 1131.4817 | 857.6372 | 857.6372 | 834.876 | 834.876 | 1845.15 | 1631066.885 | 300555.3516 | 136335.247 | 1007866.1526 | 129280.545
5732 | 1318.85 | 1225.3959 | 1225.3959 | 1192.8746 | 1192.8746 | 1852.4 | 2340789.0129 | 429434.8406 | 194796.4152 | 428064.612 | 176068.2847
5733 | 1212.067 | 1225.3959 | 1225.3959 | 1192.8746 | 1192.8746 | 1860.3 | 2354766.8294 | 429434.8406 | 194796.4152 | 65215.8998 | 166644.5757
5734 | 1363.4758 | 1225.3959 | 1225.3959 | 1192.8746 | 1192.8746 | 1878.35 | 2371555.7531 | 429434.8406 | 194796.4152 | 579702.8765 | 145113.1899
5735 | 1298.9278 | 1225.3959 | 1225.3959 | 1192.8746 | 1192.8746 | 1879.25 | 2369762.6864 | 429434.8406 | 194796.4152 | 360368.956 | 144039.6028
5736 | 502.0396 | 0 | 0 | 0 | 0 | 1854.95 | 0 | 0 | 0 | 920238.5562 | 0
5737 | 307.5989 | 0 | 0 | 0 | 0 | 1821.1 | 0 | 0 | 0 | 366042.6384 | 0
5738 | 222.3318 | 0 | 0 | 0 | 0 | 1745.5 | 0 | 0 | 0 | 264574.8604 | 0
5739 | 304.4113 | 0 | 0 | 0 | 0 | 1735.7 | 0 | 0 | 0 | 362249.4505 | 0
5740 | 233.4883 | 0 | 0 | 0 | 0 | 1762.9 | 0 | 0 | 0 | 277851.0183 | 0
5741 | 283.6922 | 0 | 0 | 0 | 0 | 1757.4 | 0 | 0 | 0 | 337593.7287 | 0
5742 | 279.7078 | 0 | 0 | 0 | 0 | 1779.8 | 0 | 0 | 0 | 332852.2438 | 0
5743 | 278.114 | 0 | 0 | 0 | 0 | 1782.6 | 0 | 0 | 0 | 509782.9462 | 0
5744 | 207.0754 | 0 | 0 | 0 | 0 | 1797.65 | 0 | 0 | 0 | 379569.1906 | 0
5745 | 1378.0269 | 0 | 0 | 0 | 0 | 1822.8 | 0 | 0 | 0 | 2525923.3737 | 0
5746 | 1300.4519 | 1055.0797 | 1055.0797 | 1027.0785 | 1027.0785 | 1810.65 | 1972293.7136 | 369748.2465 | 167721.9129 | 501093.4376 | 194477.3069
5747 | 1608.7589 | 1488.6311 | 1488.6311 | 1449.1236 | 1449.1236 | 1696.95 | 2608528.8866 | 521684.5102 | 236641.8903 | 292611.5241 | 439156.919
5748 | 1772.0822 | 1840.8472 | 1840.8472 | 1791.9921 | 1772.0822 | 1623.45 | 3062516.4164 | 637949.5877 | 289381.0213 | 0 | 667277.5479
5749 | 1617.9401 | 1680.7248 | 1680.7248 | 1636.1193 | 1617.9401 | 1568.4 | 2695729.1436 | 582458.4353 | 264209.618 | 0 | 698302.904
5750 | 1533.0237 | 1592.5126 | 1592.5126 | 1550.2482 | 1533.0237 | 1882.05 | 3064249.9726 | 551888.528 | 250342.7684 | 0 | 180820.1441
5751 | 1780.7354 | 1703.5515 | 1703.5515 | 1658.3402 | 1658.3402 | 1910.6 | 3371364.0187 | 597002.4581 | 270806.9484 | 224350.4685 | 148255.6104
5752 | 1349.0361 | 199.4557 | 199.4557 | 194.1623 | 194.1623 | 1909.6 | 393394.4697 | 69898.4136 | 31706.6971 | 2116883.8274 | 17552.2683
5753 | 1613.9387 | 255.0172 | 255.0172 | 248.2492 | 248.2492 | 1886.55 | 496877.7843 | 89369.7115 | 40539.0941 | 2503308.8981 | 28163.8716
5754 | 1295.9295 | 49.1739 | 49.1739 | 47.8689 | 47.8689 | 1854.2 | 94129.7693 | 17232.7867 | 7816.9835 | 2287695.2028 | 6979.2786
5755 | 1388.6465 | 857.6372 | 857.6372 | 834.876 | 834.876 | 1845.15 | 1634326.6774 | 300555.3516 | 136335.247 | 1881712.1294 | 129280.545
5756 | 1267.0523 | 1225.3959 | 1225.3959 | 1192.8746 | 1192.8746 | 1852.4 | 2343153.9669 | 429434.8406 | 194796.4152 | 252055.9084 | 176068.2847
5757 | 1465.4775 | 1225.3959 | 1225.3959 | 1192.8746 | 1192.8746 | 1860.3 | 2355732.1423 | 429434.8406 | 194796.4152 | 926304.6293 | 166644.5757
5758 | 1438.3833 | 1225.3959 | 1225.3959 | 1192.8746 | 1192.8746 | 1878.35 | 2373551.0223 | 429434.8406 | 194796.4152 | 834238.5411 | 145113.1899
5759 | 1352.3193 | 1225.3959 | 1225.3959 | 1192.8746 | 1192.8746 | 1879.3 | 2376169.5794 | 429434.8406 | 194796.4152 | 541793.3104 | 143979.9591
5760 | 574.5564 | 0 | 0 | 0 | 0 | 1859.95 | 0 | 0 | 0 | 1053161.9032 | 0
5761 | 496.4614 | 0 | 0 | 0 | 0 | 1828.55 | 0 | 0 | 0 | 590789.0252 | 0
5762 | 496.4614 | 0 | 0 | 0 | 0 | 1805.35 | 0 | 0 | 0 | 590789.0252 | 0
5763 | 502.0396 | 0 | 0 | 0 | 0 | 1795.55 | 0 | 0 | 0 | 597427.1041 | 0
5764 | 419.9601 | 0 | 0 | 0 | 0 | 1785.7 | 0 | 0 | 0 | 499752.5141 | 0
5765 | 483.7112 | 0 | 0 | 0 | 0 | 1777.7 | 0 | 0 | 0 | 575616.2734 | 0
5766 | 465.3827 | 0 | 0 | 0 | 0 | 1777.3 | 0 | 0 | 0 | 553805.4426 | 0
5767 | 470.1641 | 0 | 0 | 0 | 0 | 1782.6 | 0 | 0 | 0 | 861810.7113 | 0
5768 | 384.0224 | 0 | 0 | 0 | 0 | 1526.65 | 0 | 0 | 0 | 703913.1125 | 0
5769 | 1040.75 | 0 | 0 | 0 | 0 | 1783.25 | 0 | 0 | 0 | 1907694.6968 | 0
5770 | 1686.0651 | 296.6307 | 296.6307 | 288.7583 | 288.7583 | 1604.3 | 490938.2077 | 103952.9804 | 47154.227 | 2561263.3607 | 114261.651
5771 | 1865.857 | 860.5199 | 860.5199 | 837.6822 | 837.6822 | 1490.1 | 1323020.7579 | 301565.5758 | 136793.4959 | 1884644.5018 | 427134.1309
5772 | 1807.6941 | 1195.6518 | 1195.6518 | 1163.9199 | 1163.9199 | 1575.5 | 1944940.8135 | 419011.1471 | 190068.112 | 1180038.2441 | 494083.9776
5773 | 1599.518 | 1661.5869 | 1661.5869 | 1617.4893 | 1599.518 | 1593.4 | 2701511.845 | 575826.4926 | 261201.2951 | 0 | 650364.033
5774 | 1650.484 | 1480.8567 | 1480.8567 | 1441.5556 | 1441.5556 | 1882.05 | 2879104.1512 | 518959.9993 | 235406.0219 | 382965.8736 | 170031.4775
5775 | 1952.3423 | 1459.2121 | 1459.2121 | 1420.4855 | 1420.4855 | 1910.6 | 2885628.1037 | 511374.7627 | 231965.2743 | 974893.5842 | 126991.3994
5776 | 1917.6398 | 551.1805 | 551.1805 | 536.5524 | 536.5524 | 1909.55 | 1088553.3669 | 193158.8718 | 87619.0105 | 2531533.1644 | 48531.1665
5777 | 1638.3992 | 78.0475 | 78.0475 | 75.9761 | 75.9761 | 1886.6 | 151931.0627 | 27351.4107 | 12406.9038 | 2863921.4803 | 8615.6944
5778 | 1789.8428 | 80.8689 | 80.8689 | 78.7227 | 78.7227 | 1854.2 | 154646.2208 | 28340.1563 | 12855.4098 | 3136483.2876 | 11477.7633
5779 | 1557.9215 | 857.6372 | 857.6372 | 834.876 | 834.876 | 1845.15 | 1631236.7915 | 300555.3516 | 136335.247 | 2456908.5692 | 129280.545
5780 | 1417.6642 | 1225.3959 | 1225.3959 | 1192.8746 | 1192.8746 | 1852.4 | 2334505.63 | 429434.8406 | 194796.4152 | 763835.0597 | 176068.2847
5781 | 1755.5448 | 1225.3959 | 1225.3959 | 1192.8746 | 1192.8746 | 1860.3 | 2341853.8966 | 429434.8406 | 194796.4152 | 1911953.3657 | 166644.5757
5782 | 1519.6659 | 1225.3959 | 1225.3959 | 1192.8746 | 1192.8746 | 1878.35 | 2364416.0096 | 429434.8406 | 194796.4152 | 1110436.8125 | 145113.1899
5783 | 1699.7626 | 1225.3959 | 1225.3959 | 1192.8746 | 1192.8746 | 1879.3 | 2369063.413 | 429434.8406 | 194796.4152 | 1722405.5316 | 143979.9591
5784 | 524.3525 | 0 | 0 | 0 | 0 | 1860 | 0 | 0 | 0 | 961138.0476 | 0
5785 | 475.7423 | 0 | 0 | 0 | 0 | 1831.1 | 0 | 0 | 0 | 566133.3034 | 0
5786 | 485.3049 | 0 | 0 | 0 | 0 | 1807.85 | 0 | 0 | 0 | 577512.8674 | 0
5787 | 448.6481 | 0 | 0 | 0 | 0 | 1695.05 | 0 | 0 | 0 | 533891.2058 | 0
5788 | 408.8037 | 0 | 0 | 0 | 0 | 1533.25 | 0 | 0 | 0 | 486476.3562 | 0
5789 | 496.4614 | 0 | 0 | 0 | 0 | 1467 | 0 | 0 | 0 | 590789.0252 | 0
5790 | 478.9298 | 0 | 0 | 0 | 0 | 1418.95 | 0 | 0 | 0 | 569926.4914 | 0
5791 | 400.8348 | 0 | 0 | 0 | 0 | 1527.65 | 0 | 0 | 0 | 734730.1488 | 0
5792 | 182.8679 | 0 | 0 | 0 | 0 | 1481.95 | 0 | 0 | 0 | 335196.8941 | 0
5793 | 1356.1404 | 0 | 0 | 0 | 0 | 1701.2 | 0 | 0 | 0 | 2485805.355 | 0
5794 | 1493.0687 | 418.6695 | 418.6695 | 407.5582 | 407.5582 | 1802.1 | 778940.1628 | 146720.9585 | 66554.257 | 1989740.7297 | 80655.7714
5795 | 1601.832 | 1197.3222 | 1197.3222 | 1165.5459 | 1165.5459 | 1658.5 | 2048899.6707 | 419596.5311 | 190333.6487 | 799712.3835 | 398033.9316
5796 | 1394.3631 | 1448.4709 | 1448.4709 | 1410.0293 | 1394.3631 | 1704.3 | 2520726.7721 | 501970.7322 | 227699.5016 | 0 | 412313.1391
5797 | 1717.3001 | 1783.9394 | 1783.9394 | 1736.5946 | 1717.3001 | 1762.15 | 3206309.1553 | 618228.0385 | 280435.1075 | 0 | 408459.805
5798 | 1250.3824 | 1298.9028 | 1298.9028 | 1264.4306 | 1250.3824 | 1790.8 | 2370432.8092 | 450137.6554 | 204187.442 | 0 | 261579.9931
5799 | 1121.1221 | 1164.6279 | 1164.6279 | 1133.7193 | 1121.1221 | 1873.55 | 2216739.4116 | 403603.965 | 183079.243 | 0 | 141765.8927
5800 | 1607.7798 | 763.0187 | 763.0187 | 742.7686 | 742.7686 | 1876.8 | 1472093.7879 | 267396.6989 | 121294.1137 | 1585565.4651 | 91509.0925
5801 | 1448.2039 | 193.4961 | 193.4961 | 188.3608 | 188.3608 | 1876.6 | 373661.7097 | 67809.8889 | 30759.319 | 2309292.4016 | 23243.723
5802 | 1364.7797 | 34.9485 | 34.9485 | 34.021 | 34.021 | 1844.2 | 66229.5165 | 12247.5578 | 5555.6283 | 2439280.6461 | 5300.4708
5803 | 1446.5205 | 1225.3959 | 1225.3959 | 1192.8746 | 1192.8746 | 1842.65 | 2320816.4445 | 429434.8406 | 194796.4152 | 861888.8316 | 187698.8116
5804 | 1027.9858 | 1067.8767 | 1067.8767 | 1039.5359 | 1027.9858 | 1852.4 | 2010332.9641 | 370074.8927 | 167870.0833 | 0 | 151730.706
5805 | 1208.0826 | 1225.3959 | 1225.3959 | 1192.8746 | 1192.8746 | 1860.3 | 2343336.2813 | 429434.8406 | 194796.4152 | 51676.7693 | 166644.5757
5806 | 1391.3668 | 1225.3959 | 1225.3959 | 1192.8746 | 1192.8746 | 1878.35 | 2364269.4253 | 429434.8406 | 194796.4152 | 674476.7935 | 145113.1899
5807 | 960.2503 | 997.5123 | 997.5123 | 971.0388 | 960.2503 | 1879.3 | 1902733.1464 | 345690.1131 | 156808.8763 | 0 | 115902.175
5808 | 1379.4135 | 0 | 0 | 0 | 0 | 1860 | 0 | 0 | 0 | 2528464.9858 | 0
5809 | 1115.6435 | 0 | 0 | 0 | 0 | 1718.1 | 0 | 0 | 0 | 2044974.5703 | 0
5810 | 1562.6978 | 0 | 0 | 0 | 0 | 1805.35 | 0 | 0 | 0 | 2864425.0931 | 0
5811 | 1405.7108 | 0 | 0 | 0 | 0 | 1795.55 | 0 | 0 | 0 | 2576667.9569 | 0
5812 | 1476.6339 | 0 | 0 | 0 | 0 | 1629.55 | 0 | 0 | 0 | 2706669.913 | 0
5813 | 1177.8008 | 0 | 0 | 0 | 0 | 1536.15 | 0 | 0 | 0 | 2158908.8664 | 0
5814 | 1127.5968 | 0 | 0 | 0 | 0 | 1509.3 | 0 | 0 | 0 | 2066885.0114 | 0
5815 | 1133.1751 | 222.7104 | 222.7104 | 216.7998 | 216.7998 | 1536.05 | 353499.1128 | 78047.9196 | 35403.4035 | 1679715.8946 | 100584.2563
5816 | 181.302 | 188.3374 | 188.3374 | 183.339 | 181.302 | 1279.9 | 246068.1145 | 65268.7318 | 29606.622 | 0 | 130555.5702
5817 | 479.2755 | 497.8742 | 497.8742 | 484.6609 | 479.2755 | 1489.85 | 757563.5219 | 172539.171 | 78265.6851 | 0 | 244502.1413
5818 | 453.9145 | 1064.1859 | 471.5291 | 1035.943 | 453.9145 | 1520.8 | 731994.7324 | 163409.2226 | 74124.239 | 0 | 217515.8319
5819 | 496.7951 | 1393.9918 | 516.073 | 1356.996 | 496.7951 | 1442.45 | 760285.1254 | 178846.2226 | 81126.6337 | 0 | 276988.0872
5820 | 414.3719 | 1554.4196 | 430.4516 | 1513.1662 | 414.3719 | 1457.3 | 640290.8623 | 149173.8902 | 67666.9341 | 0 | 224879.6395
5821 | 318.7732 | 1558.4731 | 331.1429 | 1517.112 | 318.7732 | 1475.2 | 497832.1122 | 114758.3596 | 52055.667 | 0 | 167292.1864
5822 | 334.3604 | 2550.5108 | 347.3358 | 2482.8216 | 334.3604 | 1539 | 546140.0918 | 120369.7277 | 54601.0459 | 0 | 154140.1235
5823 | 406.4429 | 2173.1567 | 422.2139 | 2115.4823 | 406.4429 | 1748.6 | 752650.0034 | 146319.4365 | 66372.1222 | 0 | 102179.7399
5824 | 328.2074 | 1613.9857 | 340.944 | 1571.1514 | 328.2074 | 1825.5 | 634064.5965 | 118154.6573 | 53596.2654 | 0 | 57272.1881
5825 | 412.0002 | 861.8101 | 427.9876 | 838.9381 | 412.0002 | 1876.6 | 817971.4675 | 148320.0643 | 67279.6292 | 0 | 50840.822
5826 | 284.013 | 295.0341 | 295.0341 | 287.204 | 284.013 | 1784.35 | 537284.8586 | 102244.6643 | 46379.3158 | 0 | 61247.3941
5827 | 303.3544 | 315.1256 | 315.1256 | 306.7623 | 303.3544 | 1840.15 | 592224.5196 | 109207.5948 | 49537.7784 | 0 | 48491.1369
5828 | 260.5825 | 270.6938 | 270.6938 | 263.5098 | 260.5825 | 1852.4 | 511390.4768 | 93809.6821 | 42553.1142 | 0 | 38461.9032
5829 | 203.2065 | 211.0914 | 211.0914 | 205.4891 | 203.2065 | 1859.8 | 401137.9105 | 73154.3393 | 33183.6211 | 0 | 28489.4812
5830 | 329.9117 | 342.7142 | 342.7142 | 333.6187 | 329.9117 | 1877.85 | 657419.8654 | 118768.2214 | 53874.5849 | 0 | 40298.7174
5831 | 295.6455 | 307.1185 | 307.1185 | 298.9677 | 295.6455 | 1869.3 | 585845.1332 | 106432.3917 | 48278.9154 | 0 | 38640.8711
5832 | 301.2237 | 312.9129 | 312.9129 | 304.6084 | 301.2237 | 1812.95 | 579525.9087 | 108440.55 | 49189.8384 | 0 | 56343.9024
5833 | 332.0389 | 0 | 0 | 0 | 0 | 1562.9 | 0 | 0 | 0 | 395126.3336 | 0
5834 | 303.4149 | 0 | 0 | 0 | 0 | 1590.85 | 0 | 0 | 0 | 361063.7186 | 0
5835 | 303.4149 | 60.1852 | 60.1852 | 58.5879 | 58.5879 | 1577.5 | 98373.3254 | 21091.6611 | 9567.4118 | 291344.0611 | 24753.4078
5836 | 323.0428 | 335.5786 | 335.5786 | 326.6725 | 323.0428 | 1566.6 | 537149.5274 | 116295.4105 | 52752.8904 | 0 | 140006.7526
5837 | 232.2637 | 241.2769 | 241.2769 | 234.8736 | 232.2637 | 1554.45 | 383275.8942 | 83614.9281 | 37928.6604 | 0 | 103485.0867
5838 | 282.1513 | 293.0998 | 293.0998 | 285.3211 | 282.1513 | 1543.35 | 463231.9733 | 101574.4725 | 46075.3093 | 0 | 128844.2541
5839 | 262.5234 | 272.7101 | 272.7101 | 265.4726 | 262.5234 | 1507.35 | 420050.622 | 94508.4222 | 42870.0704 | 0 | 129331.956
5840 | 251.6319 | 261.3965 | 261.3965 | 254.4592 | 251.6319 | 1269.95 | 338918.8839 | 90587.5004 | 41091.4967 | 0 | 183703.9018
5841 | 470.5752 | 488.8355 | 488.8355 | 475.8621 | 470.5752 | 1283.55 | 641000.5668 | 169407.0829 | 76844.9351 | 0 | 337143.4587
5842 | 1198.9713 | 1245.4968 | 1245.4968 | 1212.442 | 1198.9713 | 1366.55 | 1731785.9385 | 431629.6802 | 195792.0188 | 0 | 759488.3915
5843 | 1601.2271 | 1663.3622 | 1663.3622 | 1619.2175 | 1601.2271 | 1207.5 | 2039548.8444 | 576441.7556 | 261480.3853 | 0 | 1268972.3975
5844 | 1241.291 | 1289.459 | 1289.459 | 1255.2374 | 1241.291 | 1216 | 1598839.1937 | 446864.747 | 202702.8144 | 0 | 973172.1158
5845 | 1602.0439 | 1664.2109 | 1664.2109 | 1620.0437 | 1602.0439 | 1300.05 | 2205479.0533 | 576735.8065 | 261613.77 | 0 | 1121350.6327
5846 | 1542.9506 | 1602.8238 | 1602.8238 | 1560.2857 | 1542.9506 | 1444 | 2363597.417 | 555462.211 | 251963.8307 | 0 | 857880.5258
5847 | 1640.668 | 1581.7932 | 1581.7932 | 1539.8133 | 1539.8133 | 1586.95 | 2589042.7653 | 554332.7721 | 251451.5047 | 184866.6872 | 636019.8654
5848 | 1242.7375 | 1290.9621 | 1290.9621 | 1256.7007 | 1242.7375 | 1607.95 | 2115638.6702 | 447385.5 | 202939.0338 | 0 | 487215.2369
5849 | 1329.2874 | 753.3215 | 753.3215 | 733.3287 | 733.3287 | 1600.55 | 1242844.6997 | 263998.3411 | 119752.5809 | 1092392.2781 | 292928.1594
5850 | 1176.7039 | 144.4375 | 144.4375 | 140.6042 | 140.6042 | 1581.65 | 235568.2264 | 50617.5111 | 22960.6655 | 1899170.6995 | 58821.7661
5851 | 1489.1425 | 857.6372 | 857.6372 | 834.876 | 834.876 | 1579.15 | 1396710.267 | 300555.3516 | 136335.247 | 2223197.6121 | 351357.5548
5852 | 1527.7062 | 1225.3959 | 1225.3959 | 1192.8746 | 1192.8746 | 1605 | 2027655.034 | 429434.8406 | 194796.4152 | 1137758.0475 | 471185.4501
5853 | 1849.1134 | 1225.3959 | 1225.3959 | 1192.8746 | 1192.8746 | 1629.95 | 2062342.1673 | 429434.8406 | 194796.4152 | 2229899.533 | 441423.2299
5854 | 1687.1831 | 1225.3959 | 1225.3959 | 1192.8746 | 1192.8746 | 1645.4 | 2080234.6887 | 429434.8406 | 194796.4152 | 1679660.3091 | 422993.318
5855 | 1236.5588 | 1225.3959 | 1225.3959 | 1192.8746 | 1192.8746 | 1590.35 | 2008853.8227 | 429434.8406 | 194796.4152 | 148439.0396 | 488661.0624
5856 | 1050.9114 | 0 | 0 | 0 | 0 | 1571.95 | 0 | 0 | 0 | 1926320.6145 | 0
5857 | 1364.9581 | 0 | 0 | 0 | 0 | 1335.65 | 0 | 0 | 0 | 1624300.1247 | 0
5858 | 1355.1441 | 0 | 0 | 0 | 0 | 1528.85 | 0 | 0 | 0 | 1612621.5147 | 0
5859 | 1388.6752 | 0 | 0 | 0 | 0 | 1510.15 | 0 | 0 | 0 | 1652523.4345 | 0
5860 | 1544.0628 | 0 | 0 | 0 | 0 | 1515.45 | 0 | 0 | 0 | 1837434.7725 | 0
5861 | 1248.0084 | 0 | 0 | 0 | 0 | 1519.4 | 0 | 0 | 0 | 1485130.0127 | 0
5862 | 1493.3574 | 0 | 0 | 0 | 0 | 1540.05 | 0 | 0 | 0 | 1777095.2834 | 0
5863 | 1527.7062 | 0 | 0 | 0 | 0 | 1521.6 | 0 | 0 | 0 | 2800285.5324 | 0
5864 | 1240.9649 | 82.8197 | 82.8197 | 80.6218 | 80.6218 | 1407.45 | 120960.3756 | 29023.8323 | 13165.5328 | 2126908.8978 | 47772.4218
5865 | 1314.0022 | 1364.9915 | 1364.9915 | 1328.7654 | 1314.0022 | 1037.5 | 1448374.7661 | 473040.783 | 214576.5552 | 0 | 1264726.925
5866 | 1895.8186 | 1969.3847 | 1969.3847 | 1917.1183 | 1895.8186 | 927.2 | 1869672.8718 | 682494.7057 | 309587.1818 | 0 | 2033833.5504
5867 | 1738.3935 | 1805.8519 | 1805.8519 | 1757.9256 | 1738.3935 | 1063.45 | 1963871.7024 | 625821.6704 | 283879.6633 | 0 | 1628092.4596
5868 | 1628.6735 | 1691.8732 | 1691.8732 | 1646.9719 | 1628.6735 | 1064.45 | 1843081.3775 | 586322.4492 | 265962.3777 | 0 | 1523705.4649
5869 | 1331.8493 | 1650.7625 | 1383.5311 | 1606.9522 | 1331.8493 | 1058.5 | 1501479.6052 | 479465.7361 | 217490.9853 | 0 | 1253936.0849
5870 | 1502.9147 | 1561.2352 | 1561.2352 | 1519.8009 | 1502.9147 | 1068.5 | 1707003.4308 | 541049.3086 | 245425.978 | 0 | 1399965.0859
5871 | 1067.9509 | 1109.3926 | 1109.3926 | 1079.9499 | 1067.9509 | 332.25 | 377271.3781 | 384462.3226 | 174396.3813 | 0 | 1781075.1068
5872 | 1186.9605 | 1233.0197 | 1233.0197 | 1200.296 | 1186.9605 | 327.55 | 416841.458 | 427305.7724 | 193830.6462 | 0 | 1985132.0531
5873 | 1465.9979 | 835.4795 | 835.4795 | 813.3063 | 813.3063 | 1068.1 | 932502.9503 | 292790.2769 | 132812.9228 | 1196383.6646 | 757920.1641
5874 | 1552.9578 | 141.7428 | 141.7428 | 137.9811 | 137.9811 | 1274.6 | 187682.6911 | 49673.179 | 22532.3059 | 2593652.2986 | 100091.4558
5875 | 1503.1713 | 895.3406 | 895.3406 | 871.5788 | 871.5788 | 1414 | 1314442.1912 | 313768.3561 | 142328.8126 | 2146151.5634 | 510745.1574
5876 | 1143.3262 | 1187.6925 | 1187.6925 | 1156.1718 | 1143.3262 | 1347.45 | 1640382.2893 | 411597.4277 | 186705.1665 | 0 | 746077.3813
5877 | 1723.9854 | 1225.3959 | 1225.3959 | 1192.8746 | 1192.8746 | 1409 | 1789239.2512 | 429434.8406 | 194796.4152 | 1804714.6774 | 704988.8634
5878 | 1668.373 | 1225.3959 | 1225.3959 | 1192.8746 | 1192.8746 | 1412.6 | 1792593.5985 | 429434.8406 | 194796.4152 | 1615743.6334 | 700694.515
5879 | 1373.1364 | 1225.3959 | 1225.3959 | 1192.8746 | 1192.8746 | 1339.1 | 1700802.9943 | 429434.8406 | 194796.4152 | 612529.6972 | 788370.7949
5880 | 1233.2875 | 0 | 0 | 0 | 0 | 1208.65 | 0 | 0 | 0 | 2260615.9435 | 0
5881 | 1690.4544 | 0 | 0 | 0 | 0 | 567.5 | 0 | 0 | 0 | 2011640.7182 | 0
5882 | 1819.6715 | 0 | 0 | 0 | 0 | 301.8 | 0 | 0 | 0 | 2165409.0945 | 0
5883 | 1252.9154 | 0 | 0 | 0 | 0 | 292.85 | 0 | 0 | 0 | 1490969.3177 | 0
5884 | 1363.3224 | 0 | 0 | 0 | 0 | 535.45 | 0 | 0 | 0 | 1622353.6893 | 0
5885 | 1499.0822 | 0 | 0 | 0 | 0 | 879.8 | 0 | 0 | 0 | 1783907.8061 | 0
5886 | 1406.6674 | 0 | 0 | 0 | 0 | 626.8 | 0 | 0 | 0 | 1673934.2215 | 0
5887 | 1239.0123 | 270.5193 | 270.5193 | 263.3399 | 263.3399 | 629.45 | 176430.0667 | 94802.3514 | 43003.4 | 1788407.5457 | 360920.4521
5888 | 1144.3567 | 1057.5562 | 1057.5562 | 1029.4892 | 1029.4892 | 297.55 | 324939.9403 | 370616.1292 | 168115.5942 | 210551.9538 | 1752653.9699
5889 | 1160.5057 | 1205.5391 | 1205.5391 | 1173.5448 | 1160.5057 | 325.05 | 400441.3777 | 417782.0617 | 189510.5852 | 0 | 1943789.0674
5890 | 1535.5758 | 1595.1636 | 1595.1636 | 1552.8289 | 1535.5758 | 339.05 | 555074.6215 | 552807.2898 | 250759.529 | 0 | 2550514.6333
5891 | 1778.9231 | 1847.9537 | 1847.9537 | 1798.91 | 1778.9231 | 346.25 | 655479.5298 | 640412.3279 | 290498.1476 | 0 | 2941894.1312
5892 | 1434.3111 | 1627.4403 | 1489.9701 | 1584.249 | 1434.3111 | 349.85 | 533730.2411 | 516351.9906 | 234223.0002 | 0 | 2366828.4369
5893 | 1226.9442 | 1600.4979 | 1274.5553 | 1558.0216 | 1226.9442 | 361.05 | 471132.4412 | 441699.9059 | 200359.9851 | 0 | 2010900.1687
5894 | 1067.315 | 1379.4143 | 1108.7319 | 1342.8054 | 1067.315 | 385.3 | 437848.9983 | 384233.4119 | 174292.5449 | 0 | 1723393.5838
5895 | 1327.1212 | 1636.8 | 1378.6206 | 1593.3602 | 1327.1212 | 390.7 | 551650.4242 | 477763.6277 | 216718.89 | 0 | 2135736.1278
5896 | 1593.7705 | 1611.0418 | 1611.0418 | 1568.2856 | 1568.2856 | 380.95 | 638448.4238 | 564582.8163 | 256101.0386 | 46713.8842 | 2539132.8022
5897 | 1265.787 | 571.2657 | 571.2657 | 556.1047 | 556.1047 | 367.55 | 218230.1232 | 200197.6772 | 90811.8908 | 1300847.7551 | 907813.0504
5898 | 1411.0786 | 106.9169 | 106.9169 | 104.0794 | 104.0794 | 342.55 | 38008.4611 | 37468.5786 | 16996.1635 | 2395729.5302 | 172506.3765
5899 | 906.1208 | 926.2482 | 926.2482 | 901.6661 | 901.6661 | 692.4 | 664131.6693 | 324599.7797 | 147242.0668 | 15137.0935 | 1179018.5333
5900 | 1138.4192 | 1182.5951 | 1182.5951 | 1151.2096 | 1138.4192 | 1129.35 | 1365008.9859 | 409830.9149 | 185903.8567 | 0 | 991164.5023
5901 | 1154.7758 | 1199.5868 | 1199.5868 | 1167.7504 | 1154.7758 | 1134.45 | 1391490.4713 | 415719.2902 | 188574.8891 | 0 | 999516.1989
5902 | 1472.9116 | 1225.3959 | 1225.3959 | 1192.8746 | 1192.8746 | 1108.2 | 1406981.7056 | 429434.8406 | 194796.4152 | 951565.9865 | 1063805.5302
5903 | 1362.5046 | 1225.3959 | 1225.3959 | 1192.8746 | 1192.8746 | 1108.6 | 1406325.8235 | 429434.8406 | 194796.4152 | 576402.8816 | 1063328.3804
5904 | 141.4846 | 0 | 0 | 0 | 0 | 988.8 | 0 | 0 | 0 | 259341.219 | 0
5905 | 99.7752 | 0 | 0 | 0 | 0 | 946.05 | 0 | 0 | 0 | 118732.5436 | 0
5906 | 96.5039 | 0 | 0 | 0 | 0 | 301.8 | 0 | 0 | 0 | 114839.6733 | 0
5907 | 105.5001 | 0 | 0 | 0 | 0 | 292.85 | 0 | 0 | 0 | 125545.0666 | 0
5908 | 94.8683 | 0 | 0 | 0 | 0 | 285.95 | 0 | 0 | 0 | 112893.2382 | 0
5909 | 100.5931 | 0 | 0 | 0 | 0 | 280.8 | 0 | 0 | 0 | 119705.7612 | 0
5910 | 91.5969 | 0 | 0 | 0 | 0 | 277.3 | 0 | 0 | 0 | 109000.3679 | 0
5911 | 86.69 | 90.054 | 90.054 | 87.664 | 86.69 | 279.95 | 25666.1586 | 31208.3886 | 14156.4718 | 0 | 149111.0802
5912 | 88.3635 | 91.7929 | 91.7929 | 89.3568 | 88.3635 | 297.55 | 27820.2483 | 31810.843 | 14429.7519 | 0 | 150433.5893
5913 | 674.8497 | 701.0374 | 701.0374 | 682.4322 | 674.8497 | 325.05 | 231499.2395 | 242945.8969 | 110202.9582 | 0 | 1130339.5276
5914 | 1069.3668 | 1110.8635 | 1110.8635 | 1081.3818 | 1069.3668 | 339.05 | 385663.6135 | 384972.035 | 174627.5926 | 0 | 1776164.7267
5915 | 1034.0283 | 1466.3654 | 1074.1532 | 1427.4488 | 1034.0283 | 346.25 | 383075.0385 | 372250.2002 | 168856.8269 | 0 | 1710024.3574
5916 | 1101.8888 | 1627.8486 | 1144.6475 | 1584.6464 | 1101.8888 | 349.85 | 411638.1455 | 396679.9651 | 179938.4397 | 0 | 1818281.7901
5917 | 1309.4418 | 1591.9631 | 1360.2546 | 1549.7133 | 1309.4418 | 361.05 | 502896.8666 | 471399.0304 | 213831.8379 | 0 | 2146109.5578
5918 | 1334.591 | 2363.4948 | 1386.3795 | 2300.7689 | 1334.591 | 385.3 | 546764.111 | 480452.7751 | 217938.7172 | 0 | 2154964.1555
5919 | 1249.9334 | 1843.8701 | 1298.4363 | 1794.9348 | 1249.9334 | 847.7 | 1126811.8177 | 449976.0172 | 204114.1211 | 0 | 1440298.2349
5920 | 1409.4378 | 1526.4197 | 1464.1309 | 1485.9094 | 1409.4378 | 380.95 | 571084.9178 | 507397.612 | 230161.1945 | 0 | 2281950.2879
5921 | 1475.0421 | 796.8214 | 796.8214 | 775.6742 | 775.6742 | 617.05 | 511654.797 | 279242.7153 | 126667.5984 | 1281941.3088 | 1072718.6477
5922 | 1347.0834 | 107.1236 | 107.1236 | 104.2806 | 104.2806 | 1112 | 123733.115 | 37541.0235 | 17029.0254 | 2278057.4834 | 92601.1912
5923 | 1438.5628 | 857.6372 | 857.6372 | 834.876 | 834.876 | 1685.9 | 1495219.4295 | 300555.3516 | 136335.247 | 2051327.7508 | 262234.5443
5924 | 1652.8342 | 1225.3959 | 1225.3959 | 1192.8746 | 1192.8746 | 1816.95 | 2297777.6047 | 429434.8406 | 194796.4152 | 1562942.8998 | 218355.6877
5925 | 1743.6133 | 1225.3959 | 1225.3959 | 1192.8746 | 1192.8746 | 1806.2 | 2286586.8151 | 429434.8406 | 194796.4152 | 1871410.3427 | 231179.0892
5926 | 1660.1947 | 1225.3959 | 1225.3959 | 1192.8746 | 1192.8746 | 1865.25 | 2356613.9201 | 429434.8406 | 194796.4152 | 1587953.7734 | 160739.8466
5927 | 1413.2101 | 1225.3959 | 1225.3959 | 1192.8746 | 1192.8746 | 1865.65 | 2357930.3102 | 429434.8406 | 194796.4152 | 748700.0109 | 160262.6968
5928 | 139.8489 | 0 | 0 | 0 | 0 | 1819.3 | 0 | 0 | 0 | 256343.0546 | 0
5929 | 107.1357 | 0 | 0 | 0 | 0 | 1429 | 0 | 0 | 0 | 127491.5017 | 0
5930 | 98.9574 | 0 | 0 | 0 | 0 | 900.8 | 0 | 0 | 0 | 117759.326 | 0
5931 | 102.2287 | 0 | 0 | 0 | 0 | 292.85 | 0 | 0 | 0 | 121652.1963 | 0
5932 | 100.5931 | 0 | 0 | 0 | 0 | 285.95 | 0 | 0 | 0 | 119705.7612 | 0
5933 | 103.8644 | 0 | 0 | 0 | 0 | 280.8 | 0 | 0 | 0 | 123598.6315 | 0
5934 | 97.3218 | 0 | 0 | 0 | 0 | 626.8 | 0 | 0 | 0 | 115812.8909 | 0
5935 | 94.8683 | 0 | 0 | 0 | 0 | 1070.85 | 0 | 0 | 0 | 173893.5341 | 0
5936 | 87.886 | 0 | 0 | 0 | 0 | 505.05 | 0 | 0 | 0 | 161095.1199 | 0
5937 | 953.4016 | 0 | 0 | 0 | 0 | 1300.5 | 0 | 0 | 0 | 1747585.0452 | 0
5938 | 1414.2467 | 1089.6626 | 1089.6626 | 1060.7435 | 1060.7435 | 1360.55 | 1528126.1667 | 381867.6605 | 173219.4138 | 647971.2732 | 678292.432
5939 | 1289.2178 | 1445.475 | 1339.2458 | 1407.1129 | 1289.2178 | 1261.25 | 1722014.3793 | 464118.4224 | 210529.2733 | 0 | 952409.6793
5940 | 1489.7845 | 1348.5098 | 1348.5098 | 1312.7211 | 1312.7211 | 1513.85 | 2114273.643 | 472579.605 | 214367.3597 | 324557.1423 | 638179.375
5941 | 1378.1088 | 1431.5862 | 1431.5862 | 1393.5927 | 1378.1088 | 1530.1 | 2242255.1437 | 496119.1655 | 225045.1659 | 0 | 647572.9492
5942 | 1448.9237 | 1505.1491 | 1505.1491 | 1465.2033 | 1448.9237 | 1894.3 | 2915822.9892 | 521612.518 | 236609.2338 | 0 | 153151.231
5943 | 1588.6233 | 1550.1865 | 1550.1865 | 1509.0454 | 1509.0454 | 1899.7 | 3042275.6646 | 543256.3464 | 246427.1149 | 145866.3117 | 151357.2543
5944 | 1511.5071 | 580.562 | 580.562 | 565.1542 | 565.1542 | 1889.95 | 1132181.7338 | 203455.5137 | 92289.6816 | 1734664.8037 | 62195.2202
5945 | 1311.4301 | 308.0866 | 308.0866 | 299.9102 | 299.9102 | 1876.55 | 595897.0667 | 107967.666 | 48975.333 | 1854116.0071 | 37023.9121
5946 | 1754.8452 | 51.2245 | 51.2245 | 49.865 | 49.865 | 1851.55 | 97804.4307 | 17951.411 | 8142.9595 | 3125228.6486 | 7402.4638
5947 | 1257.345 | 1202.884 | 1202.884 | 1170.9601 | 1170.9601 | 1845.85 | 2288752.0732 | 421545.6267 | 191217.7801 | 293535.8556 | 180503.4954
5948 | 847.2718 | 880.1502 | 880.1502 | 856.7915 | 847.2718 | 1847.45 | 1655370.436 | 305017.8362 | 138359.4796 | 0 | 129251.3081
5949 | 1282.3573 | 1225.3959 | 1225.3959 | 1192.8746 | 1192.8746 | 1852.55 | 2338823.5073 | 429434.8406 | 194796.4152 | 304062.2543 | 175889.3535
5950 | 1299.5317 | 1225.3959 | 1225.3959 | 1192.8746 | 1192.8746 | 1865.25 | 2350073.5202 | 429434.8406 | 194796.4152 | 362420.9606 | 160739.8466
5951 | 1363.3224 | 1225.3959 | 1225.3959 | 1192.8746 | 1192.8746 | 1865.65 | 2351069.8896 | 429434.8406 | 194796.4152 | 579181.8645 | 160262.6968
5952 | 1331.4271 | 0 | 0 | 0 | 0 | 1849.3 | 0 | 0 | 0 | 2440505.8065 | 0
5953 | 1392.7643 | 0 | 0 | 0 | 0 | 1782.4 | 0 | 0 | 0 | 1657389.5229 | 0
5954 | 954.4075 | 0 | 0 | 0 | 0 | 1635.25 | 0 | 0 | 0 | 1135744.9047 | 0
5955 | 1391.9465 | 0 | 0 | 0 | 0 | 1229.35 | 0 | 0 | 0 | 1656416.3052 | 0
5956 | 1367.4116 | 0 | 0 | 0 | 0 | 285.95 | 0 | 0 | 0 | 1627219.7778 | 0
5957 | 1018.1982 | 0 | 0 | 0 | 0 | 280.8 | 0 | 0 | 0 | 1211655.8747 | 0
5958 | 1299.5317 | 0 | 0 | 0 | 0 | 526.8 | 0 | 0 | 0 | 1546442.7194 | 0
5959 | 1066.4502 | 0 | 0 | 0 | 0 | 1351.95 | 0 | 0 | 0 | 1954803.1763 | 0
5960 | 879.7304 | 699.1094 | 699.1094 | 680.5554 | 680.5554 | 1009.6 | 729848.676 | 244999.9374 | 111134.6938 | 365087.833 | 674022.05
5961 | 1118.7892 | 1162.2033 | 1162.2033 | 1131.3591 | 1118.7892 | 1564.6 | 1854789.0788 | 402764.1286 | 182698.2839 | 0 | 487120.7306
5962 | 1147.7987 | 1192.3391 | 1192.3391 | 1160.695 | 1147.7987 | 1466.55 | 1782426.8792 | 413207.5302 | 187435.5269 | 0 | 612293.2138
5963 | 1167.7466 | 1455.4101 | 1213.0611 | 1416.7843 | 1167.7466 | 1246.25 | 1545243.4162 | 420388.7717 | 190693.0178 | 0 | 880188.9907
5964 | 1009.8492 | 1620.4689 | 1049.037 | 1577.4626 | 1009.8492 | 1517.9 | 1621670.9254 | 363545.7098 | 164908.3734 | 0 | 486848.2964
5965 | 1123.4907 | 1593.781 | 1167.0878 | 1551.4829 | 1123.4907 | 1433.55 | 1702968.9415 | 404456.6686 | 183466.0388 | 0 | 636401.3331
5966 | 1352.7826 | 1405.2774 | 1405.2774 | 1367.9821 | 1352.7826 | 1759.35 | 2520010.0465 | 487001.7526 | 220909.4061 | 0 | 325547.1438
5967 | 1227.347 | 313.4313 | 313.4313 | 305.113 | 305.113 | 1899.65 | 614790.1234 | 109840.6763 | 49824.9512 | 1690454.8748 | 30618.0885
5968 | 1201.4218 | 87.9151 | 87.9151 | 85.5819 | 85.5819 | 1889.95 | 171329.3781 | 30809.4719 | 13975.5188 | 2045334.5179 | 9418.2844
5969 | 1209.5909 | 22.3748 | 22.3748 | 21.781 | 21.781 | 1876.55 | 43271.2538 | 7841.16 | 3556.8373 | 2177255.4641 | 2688.8645
5970 | 1315.1216 | 0 | 0 | 0 | 0 | 1851.55 | 0 | 0 | 0 | 2410617.8543 | 0
5971 | 1232.4093 | 1080.0193 | 1080.0193 | 1051.3562 | 1051.3562 | 1845.85 | 2051803.0991 | 378488.233 | 171686.4679 | 615218.5294 | 162066.5587
5972 | 1067.268 | 1108.6831 | 1108.6831 | 1079.2592 | 1067.268 | 1847.45 | 2082926.2063 | 384216.4829 | 174284.8657 | 0 | 162811.7334
5973 | 1498.2644 | 1225.3959 | 1225.3959 | 1192.8746 | 1192.8746 | 1852.55 | 2337000.2456 | 429434.8406 | 194796.4152 | 1037714.5529 | 175889.3535
5974 | 1077.8998 | 1119.7276 | 1119.7276 | 1090.0107 | 1077.8998 | 1865.25 | 2122113.7459 | 388043.9266 | 176021.0367 | 0 | 145246.9975
5975 | 1290.5356 | 1225.3959 | 1225.3959 | 1192.8746 | 1192.8746 | 1865.65 | 2352303.4761 | 429434.8406 | 194796.4152 | 331852.1143 | 160262.6968
5976 | 956.861 | 0 | 0 | 0 | 0 | 1848.8 | 0 | 0 | 0 | 1753926.1628 | 0
5977 | 1195.6673 | 0 | 0 | 0 | 0 | 1023.4 | 0 | 0 | 0 | 2191658.1627 | 0
5978 | 1304.4387 | 0 | 0 | 0 | 0 | 1571.35 | 0 | 0 | 0 | 2391036.0931 | 0
5979 | 1028.83 | 0 | 0 | 0 | 0 | 1178.35 | 0 | 0 | 0 | 1885845.3955 | 0
5980 | 1461.462 | 0 | 0 | 0 | 0 | 998.95 | 0 | 0 | 0 | 2678859.8735 | 0
5981 | 1392.7643 | 0 | 0 | 0 | 0 | 991.9 | 0 | 0 | 0 | 2552936.9711 | 0
5982 | 1118.7913 | 0 | 0 | 0 | 0 | 988.4 | 0 | 0 | 0 | 2050744.4364 | 0
5983 | 1271.7255 | 110.9963 | 110.9963 | 108.0505 | 108.0505 | 1081.4 | 124030.2773 | 38898.1823 | 17644.6477 | 2133016.2284 | 99255.1952
5984 | 186.0829 | 193.3039 | 193.3039 | 188.1737 | 186.0829 | 1009.6 | 199040.0457 | 66989.8367 | 30387.3343 | 0 | 184296.4841
5985 | 155.6841 | 161.7253 | 161.7253 | 157.4332 | 155.6841 | 1448.55 | 238914.2672 | 56046.2913 | 25423.2205 | 0 | 85851.9418
5986 | 185.2027 | 274.848 | 192.3898 | 267.5537 | 185.2027 | 1425.55 | 279563.0371 | 66672.9685 | 30243.5993 | 0 | 106389.6854
5987 | 174.4073 | 775.1052 | 181.1759 | 754.5343 | 174.4073 | 1186.65 | 219269.7768 | 62786.6409 | 28480.7179 | 0 | 141854.2065
5988 | 189.5525 | 346.3084 | 196.9086 | 337.1176 | 189.5525 | 1101.8 | 221891.259 | 68238.9083 | 30953.927 | 0 | 170256.0762
5989 | 199.8194 | 207.5729 | 207.5729 | 202.0641 | 199.8194 | 361.05 | 76762.2476 | 71934.9678 | 32630.5007 | 0 | 327493.9319
5990 | 201.4499 | 717.8587 | 209.2683 | 698.8072 | 201.4499 | 1408.8 | 301294.3605 | 72521.9652 | 32896.7692 | 0 | 119097.1829
5991 | 132.424 | 1190.5336 | 137.5627 | 1158.9375 | 132.424 | 1756.9 | 246535.4141 | 47672.6538 | 21624.8455 | 0 | 32192.2837
5992 | 181.7586 | 188.8121 | 188.8121 | 183.8011 | 181.7586 | 1743.65 | 335376.9145 | 65433.0975 | 29681.18 | 0 | 46593.8182
5993 | 119.9634 | 380.9089 | 124.6192 | 370.7998 | 119.9634 | 1827.4 | 231973.4006 | 43186.8159 | 19590.0196 | 0 | 20705.679
5994 | 101.4733 | 105.4106 | 105.4106 | 102.6131 | 101.4733 | 1844 | 197843.5096 | 36530.3758 | 16570.5843 | 0 | 15829.8295
5995 | 112.5998 | 116.9694 | 116.9694 | 113.8651 | 112.5998 | 1838.35 | 219148.1409 | 40535.943 | 18387.5541 | 0 | 18201.7644
5996 | 110.407 | 114.6913 | 114.6913 | 111.6475 | 110.407 | 1847.4 | 215648.1238 | 39746.5327 | 18029.4689 | 0 | 16848.1082
5997 | 102.2287 | 106.196 | 106.196 | 103.3776 | 102.2287 | 1819.85 | 197181.9624 | 36802.3451 | 16693.9527 | 0 | 18416.5069
5998 | 93.2326 | 96.8509 | 96.8509 | 94.2805 | 93.2326 | 1857.7 | 183044.3772 | 33563.7387 | 15224.8848 | 0 | 13267.0001
5999 | 102.2287 | 106.196 | 106.196 | 103.3776 | 102.2287 | 1719.35 | 185692.2801 | 36802.3451 | 16693.9527 | 0 | 28690.4949
6000 | 95.6861 | 99.3991 | 99.3991 | 96.7611 | 95.6861 | 1239.8 | 125433.4994 | 34446.995 | 15625.5397 | 0 | 72740.4972
6001 | 100.5931 | 104.4965 | 104.4965 | 101.7232 | 100.5931 | 326.05 | 34835.9154 | 36213.5076 | 16426.8494 | 0 | 168387.6523
6002 | 92.4148 | 96.0011 | 96.0011 | 93.4533 | 92.4148 | 336 | 32887.7448 | 33269.32 | 15091.3332 | 0 | 153778.1901
6003 | 98.9574 | 102.797 | 102.797 | 100.0688 | 98.9574 | 325.8 | 34206.7767 | 35624.6701 | 16159.7462 | 0 | 165673.8094
6004 | 93.2326 | 96.8509 | 96.8509 | 94.2805 | 93.2326 | 316.55 | 31396.9803 | 33563.7387 | 15224.8848 | 0 | 156952.4332
6005 | 98.9574 | 102.797 | 102.797 | 100.0688 | 98.9574 | 308.3 | 32515.14 | 35624.6701 | 16159.7462 | 0 | 167405.5569
6006 | 91.5969 | 95.1514 | 95.1514 | 92.6261 | 91.5969 | 648.05 | 63419.9143 | 32974.9012 | 14957.7816 | 0 | 123834.4936
6007 | 94.8683 | 98.5504 | 98.5504 | 95.9349 | 94.8683 | 1009 | 102082.2572 | 34152.5763 | 15491.9881 | 0 | 94014.188
6008 | 88.6732 | 92.1139 | 92.1139 | 89.6693 | 88.6732 | 548.75 | 51811.9085 | 31922.3541 | 14480.3345 | 0 | 128686.6913
6009 | 877.3751 | 1294.412 | 911.4213 | 1260.059 | 877.3751 | 1109.7 | 1034814.5799 | 315855.0228 | 143275.3478 | 0 | 781127.0188
6010 | 1234.046 | 1173.5066 | 1173.5066 | 1142.3623 | 1142.3623 | 1083.6 | 1313805.2241 | 411250.441 | 186547.7695 | 168056.1799 | 1046860.8447
6011 | 1673.4272 | 1738.3639 | 1738.3639 | 1692.2287 | 1673.4272 | 950.65 | 1688971.4624 | 602433.7801 | 273270.6564 | 0 | 1756010.7977
6012 | 1423.6773 | 1392.5323 | 1392.5323 | 1355.5753 | 1355.5753 | 348 | 500516.906 | 488007.0938 | 221365.44 | 124830.9505 | 2239410.3303
6013 | 1772.2558 | 555.2713 | 555.2713 | 540.5347 | 540.5347 | 354.75 | 203905.7725 | 194592.4801 | 88269.3111 | 2257744.7912 | 889314.6606
6014 | 1493.8665 | 432.8159 | 432.8159 | 421.3292 | 421.3292 | 365.6 | 163727.031 | 151678.52 | 68803.062 | 1965960.7933 | 688620.481
6015 | 1557.6541 | 122.3047 | 122.3047 | 119.0588 | 119.0588 | 359.45 | 45438.5503 | 42861.1735 | 19442.3046 | 2636945.2392 | 195321.9396
6016 | 1584.9707 | 144.6629 | 144.6629 | 140.8236 | 140.8236 | 346.2 | 51900.047 | 50696.5089 | 22996.4997 | 2647121.5432 | 232894.1287
6017 | 1772.4797 | 128.8793 | 128.8793 | 125.4589 | 125.4589 | 1326.95 | 177306.5821 | 45165.2128 | 20487.4424 | 3018989.0009 | 84440.1291
6018 | 1755.7039 | 17.8633 | 17.8633 | 17.3892 | 17.3892 | 1590.95 | 29405.5304 | 6260.1136 | 2839.6571 | 3186330.8734 | 7113.0541
6019 | 1611.083 | 959.9075 | 959.9075 | 934.4321 | 934.4321 | 1830.4 | 1816739.2948 | 336395.558 | 152592.7628 | 2299259.6444 | 158479.6851
6020 | 1745.249 | 1225.3959 | 1225.3959 | 1192.8746 | 1192.8746 | 1817.15 | 2302885.2606 | 429434.8406 | 194796.4152 | 1876968.3154 | 218117.1128
6021 | 1431.2023 | 1225.3959 | 1225.3959 | 1192.8746 | 1192.8746 | 1671.1 | 2118626.211 | 429434.8406 | 194796.4152 | 809837.7002 | 392336.4419
6022 | 1315.8883 | 1225.3959 | 1225.3959 | 1192.8746 | 1192.8746 | 1712.65 | 2170933.2372 | 429434.8406 | 194796.4152 | 418000.6806 | 342772.504
6023 | 1081.1711 | 1123.1256 | 1123.1256 | 1093.3184 | 1081.1711 | 1369.85 | 1576254.2385 | 389221.6018 | 176555.2432 | 0 | 681299.9057
6024 | 1571.0512 | 0 | 0 | 0 | 0 | 679.85 | 0 | 0 | 0 | 2879736.8881 | 0
6025 | 1019.8339 | 0 | 0 | 0 | 0 | 1010.05 | 0 | 0 | 0 | 1213602.3101 | 0
6026 | 1302.803 | 0 | 0 | 0 | 0 | 276.3 | 0 | 0 | 0 | 1550335.5902 | 0
6027 | 1215.2952 | 0 | 0 | 0 | 0 | 270.65 | 0 | 0 | 0 | 1446201.3094 | 0
6028 | 1135.9657 | 0 | 0 | 0 | 0 | 266.45 | 0 | 0 | 0 | 1351799.2056 | 0
6029 | 1096.7099 | 0 | 0 | 0 | 0 | 263.3 | 0 | 0 | 0 | 1305084.762 | 0
6030 | 1092.6207 | 0 | 0 | 0 | 0 | 262.05 | 0 | 0 | 0 | 1300218.6746 | 0
6031 | 1315.8883 | 0 | 0 | 0 | 0 | 265.5 | 0 | 0 | 0 | 2412023.2447 | 0
6032 | 1094.9209 | 266.9614 | 266.9614 | 259.8764 | 259.8764 | 276.45 | 76206.8366 | 93555.4981 | 42437.8135 | 1530636.5636 | 447909.9411
6033 | 1387.202 | 948.758 | 948.758 | 923.5785 | 923.5785 | 294.1 | 287813.5231 | 332488.2656 | 150820.3716 | 849821.9185 | 1575532.5897
6034 | 1405.6574 | 1460.2042 | 1460.2042 | 1421.4512 | 1405.6574 | 306.3 | 456447.3801 | 506036.6615 | 229543.8523 | 0 | 2380761.9265
6035 | 1365.2484 | 1418.2261 | 1418.2261 | 1380.5872 | 1365.2484 | 320.05 | 464033.5812 | 491489.4305 | 222945.0667 | 0 | 2293549.0798
6036 | 1221.3717 | 1671.2488 | 1268.767 | 1626.8948 | 1221.3717 | 320.45 | 415951.111 | 439693.8098 | 199449.9976 | 0 | 2051354.8287
6037 | 1267.0966 | 1649.6282 | 1316.2664 | 1605.8479 | 1267.0966 | 314.5 | 423859.2406 | 456154.7627 | 206916.8687 | 0 | 2135691.2569
6038 | 1528.0967 | 1587.3944 | 1587.3944 | 1545.2658 | 1528.0967 | 325.1 | 527110.2262 | 550114.83 | 249538.1993 | 0 | 2559409.2466
6039 | 1700.6118 | 1766.6038 | 1766.6038 | 1719.7191 | 1700.6118 | 332.25 | 600418.947 | 612220.2595 | 277709.9122 | 0 | 2836195.3828
6040 | 1411.0387 | 1172.3057 | 1172.3057 | 1141.1933 | 1141.1933 | 327.55 | 397707.513 | 410829.6052 | 186356.8737 | 494626.5543 | 1908588.8146
6041 | 1480.8333 | 214.8549 | 214.8549 | 209.1528 | 209.1528 | 322.7 | 71950.8824 | 75295.0131 | 34154.6546 | 2330990.402 | 350812.0152
6042 | 1727.6442 | 31.4093 | 31.4093 | 30.5757 | 30.5757 | 1364.65 | 44501.8261 | 11007.2573 | 4993.0142 | 3110726.4914 | 19426.2803
6043 | 1863.8394 | 1225.3959 | 1225.3959 | 1192.8746 | 1192.8746 | 1829.45 | 2317809.6109 | 429434.8406 | 194796.4152 | 2279938.6475 | 203444.7558
6044 | 874.2602 | 908.1854 | 908.1854 | 884.0827 | 874.2602 | 1826.9 | 1694780.2625 | 314733.6553 | 142766.6831 | 0 | 151334.406
6045 | 1106.5238 | 1149.4624 | 1149.4624 | 1118.9563 | 1106.5238 | 1791.8 | 2110249.273 | 398348.5835 | 180695.3436 | 0 | 230378.2641
6046 | 1191.5782 | 1225.3959 | 1225.3959 | 1192.8746 | 1191.5782 | 1823.05 | 2306867.1414 | 428968.1344 | 194584.7121 | 0 | 210849.7271
6047 | 1427.931 | 1225.3959 | 1225.3959 | 1192.8746 | 1192.8746 | 1788.4 | 2261625.671 | 429434.8406 | 194796.4152 | 798721.7582 | 252412.2563
6048 | 771.2136 | 0 | 0 | 0 | 0 | 1306.35 | 0 | 0 | 0 | 1413634.5055 | 0
6049 | 615.8259 | 0 | 0 | 0 | 0 | 1421.95 | 0 | 0 | 0 | 732832.8305 | 0
6050 | 593.7445 | 0 | 0 | 0 | 0 | 900.8 | 0 | 0 | 0 | 706555.9561 | 0
6051 | 716.419 | 0 | 0 | 0 | 0 | 642.4 | 0 | 0 | 0 | 852538.5917 | 0
6052 | 741.7717 | 0 | 0 | 0 | 0 | 285.95 | 0 | 0 | 0 | 882708.3363 | 0
6053 | 516.8685 | 0 | 0 | 0 | 0 | 280.8 | 0 | 0 | 0 | 615073.5045 | 0
6054 | 739.3182 | 0 | 0 | 0 | 0 | 632.85 | 0 | 0 | 0 | 879788.6837 | 0
6055 | 691.8841 | 144.7865 | 144.7865 | 140.944 | 140.944 | 1081.4 | 162350.1233 | 50739.8302 | 23016.1507 | 1009873.2311 | 129471.1333
6056 | 788.801 | 533.1104 | 533.1104 | 518.962 | 518.962 | 996.55 | 548985.0894 | 186826.3133 | 84746.4915 | 494614.9563 | 520752.4001
6057 | 672.9677 | 699.0824 | 699.0824 | 680.5291 | 672.9677 | 1225.05 | 873909.8928 | 242268.3657 | 109895.6226 | 0 | 521516.3056
6058 | 848.4842 | 881.4092 | 881.4092 | 858.0171 | 848.4842 | 1320.1 | 1190501.0338 | 305454.312 | 138557.4699 | 0 | 576884.4076
6059 | 583.859 | 650.1578 | 606.5165 | 632.9029 | 583.859 | 595.75 | 371837.7417 | 210189.2336 | 95344.1718 | 0 | 819883.9756
6060 | 720.5879 | 748.5502 | 748.5502 | 728.6841 | 720.5879 | 349.85 | 270108.6359 | 259411.6341 | 117671.9996 | 0 | 1189078.0778
6061 | 820.5103 | 1014.9881 | 852.3497 | 988.0508 | 820.5103 | 361.05 | 316060.7615 | 295383.7183 | 133989.3367 | 0 | 1344775.4031
6062 | 864.1732 | 897.7081 | 897.7081 | 873.8834 | 864.1732 | 1284.35 | 1182329.6312 | 311102.3679 | 141119.4908 | 0 | 618445.5822
6063 | 828.4586 | 1008.4488 | 860.6061 | 981.6851 | 828.4586 | 1674.75 | 1478580.6371 | 298245.1006 | 135287.2915 | 0 | 269456.1638
6064 | 969.7735 | 1007.4048 | 1007.4048 | 980.6688 | 969.7735 | 1889.85 | 1946060.7131 | 349118.4543 | 158364.01 | 0 | 106820.5493
6065 | 882.8525 | 821.493 | 821.493 | 799.6911 | 799.6911 | 1876.55 | 1592151.7159 | 287888.7783 | 130589.5486 | 152434.8975 | 98721.8602
6066 | 889.7008 | 118.0903 | 118.0903 | 114.9562 | 114.9562 | 1851.55 | 225440.2473 | 41384.244 | 18772.3529 | 1420106.7577 | 17065.2528
6067 | 815.3764 | 847.0165 | 847.0165 | 824.5371 | 815.3764 | 1845.85 | 1594138.4122 | 293535.5045 | 133150.9663 | 0 | 125690.2104
6068 | 857.0857 | 890.345 | 890.345 | 866.7157 | 857.0857 | 1847.45 | 1685111.8867 | 308550.8613 | 139962.099 | 0 | 130748.4275
6069 | 776.1206 | 806.2382 | 806.2382 | 784.8411 | 776.1206 | 1852.55 | 1534047.4393 | 279403.404 | 126740.4885 | 0 | 114438.9776
6070 | 704.9694 | 732.3251 | 732.3251 | 712.8896 | 704.9694 | 1865.25 | 1398673.143 | 253788.9718 | 115121.4975 | 0 | 94994.5727
6071 | 563.4848 | 585.3509 | 585.3509 | 569.816 | 563.4848 | 1865.65 | 1118866.5006 | 202854.5262 | 92017.067 | 0 | 75704.1822
6072 | 704.9694 | 602.6823 | 602.6823 | 586.6875 | 586.6875 | 1849.25 | 1156140.3447 | 211207.4828 | 95806.0609 | 216810.7482 | 88443.1334
6073 | 1049.2758 | 0 | 0 | 0 | 0 | 1556 | 0 | 0 | 0 | 1248638.1425 | 0
6074 | 1127.7874 | 0 | 0 | 0 | 0 | 1434.8 | 0 | 0 | 0 | 1342067.0298 | 0
6075 | 815.3764 | 0 | 0 | 0 | 0 | 1093.35 | 0 | 0 | 0 | 970297.9177 | 0
6076 | 836.64 | 0 | 0 | 0 | 0 | 997.05 | 0 | 0 | 0 | 995601.5745 | 0
6077 | 796.5663 | 0 | 0 | 0 | 0 | 985.85 | 0 | 0 | 0 | 947913.9135 | 0
6078 | 758.1283 | 0 | 0 | 0 | 0 | 882.35 | 0 | 0 | 0 | 902172.6878 | 0
6079 | 855.4501 | 888.6455 | 888.6455 | 865.0614 | 855.4501 | 1081.4 | 986254.7132 | 307962.0238 | 139694.9958 | 0 | 785816.37
6080 | 639.7638 | 664.5888 | 664.5888 | 646.951 | 639.7638 | 447.05 | 305671.4185 | 230314.964 | 104473.4267 | 0 | 993521.176
6081 | 302.7034 | 314.4493 | 314.4493 | 306.104 | 302.7034 | 1313.5 | 423920.2457 | 108973.2159 | 49431.4616 | 0 | 207805.8687
6082 | 287.4345 | 298.5888 | 298.5888 | 290.6645 | 287.4345 | 784 | 238988.664 | 103476.4177 | 46938.0528 | 0 | 349519.744
6083 | 226.1197 | 712.084 | 234.8956 | 693.1857 | 226.1197 | 346.25 | 82834.1107 | 81403.1071 | 36925.3539 | 0 | 373945.5233
6084 | 306.2691 | 578.1177 | 318.1547 | 562.7748 | 306.2691 | 349.85 | 113941.7533 | 110256.8817 | 50013.7466 | 0 | 505389.9816
6085 | 908.0488 | 956.7122 | 943.2856 | 931.3215 | 908.0488 | 361.05 | 348210.2358 | 326897.5664 | 148284.3683 | 0 | 1488246.5734
6086 | 1146.5832 | 1191.0759 | 1191.0759 | 1159.4654 | 1146.5832 | 385.3 | 471180.7798 | 412769.9502 | 187237.0357 | 0 | 1851387.885
6087 | 858.2665 | 122.5706 | 122.5706 | 119.3177 | 119.3177 | 995.7 | 126772.2186 | 42954.369 | 19484.5791 | 1354493.1066 | 119830.7577
6088 | 1394.3683 | 62.454 | 62.454 | 60.7965 | 60.7965 | 1889.85 | 122379.3426 | 21886.7349 | 9928.0661 | 2444437.0861 | 6696.7329
6089 | 1415.3466 | 25.5889 | 25.5889 | 24.9098 | 24.9098 | 1876.55 | 49712.3955 | 8967.5145 | 4067.7642 | 2548670.7818 | 3075.1102
6090 | 1274.8271 | 0 | 0 | 0 | 0 | 1851.55 | 0 | 0 | 0 | 2336758.0761 | 0
6091 | 1217.7058 | 1038.3903 | 1038.3903 | 1010.832 | 1010.832 | 1845.85 | 1978474.2358 | 363899.5034 | 165068.8581 | 702957.2336 | 155819.7457
6092 | 1113.8843 | 1157.108 | 1157.108 | 1126.399 | 1113.8843 | 1847.45 | 2187331.9442 | 400998.3523 | 181897.3081 | 0 | 169923.0042
6093 | 1204.6634 | 1225.3959 | 1225.3959 | 1192.8746 | 1192.8746 | 1852.55 | 2352457.6995 | 429434.8406 | 194796.4152 | 40058.5893 | 175889.3535
6094 | 1071.3572 | 1112.9307 | 1112.9307 | 1083.3942 | 1071.3572 | 1865.25 | 2124548.6789 | 385688.5765 | 174952.6237 | 0 | 144365.3558
6095 | 1266.8185 | 1225.3959 | 1225.3959 | 1192.8746 | 1192.8746 | 1865.6 | 2380485.2988 | 429434.8406 | 194796.4152 | 251261.5206 | 160322.3405
6096 | 1126.9696 | 0 | 0 | 0 | 0 | 1658.45 | 0 | 0 | 0 | 2065735.2585 | 0
6097 | 1026.3765 | 0 | 0 | 0 | 0 | 1190.5 | 0 | 0 | 0 | 1221388.0505 | 0
6098 | 914.3338 | 0 | 0 | 0 | 0 | 1486.8 | 0 | 0 | 0 | 1088057.2438 | 0
6099 | 758.1283 | 0 | 0 | 0 | 0 | 1094.3 | 0 | 0 | 0 | 902172.6878 | 0
6100 | 830.0973 | 0 | 0 | 0 | 0 | 998 | 0 | 0 | 0 | 987815.834 | 0
6101 | 926.6013 | 0 | 0 | 0 | 0 | 993.8 | 0 | 0 | 0 | 1102655.5073 | 0
6102 | 1324.0666 | 0 | 0 | 0 | 0 | 1302.25 | 0 | 0 | 0 | 1575639.2469 | 0
6103 | 1107.3417 | 0 | 0 | 0 | 0 | 1382.95 | 0 | 0 | 0 | 2029757.2866 | 0
6104 | 949.5925 | 0 | 0 | 0 | 0 | 297.55 | 0 | 0 | 0 | 1740603.0697 | 0
6105 | 1070.4841 | 133.5768 | 133.5768 | 130.0317 | 130.0317 | 1395.05 | 193390.1671 | 46811.4232 | 21234.1817 | 1723849.2361 | 78662.6957
6106 | 1490.9918 | 313.8198 | 313.8198 | 305.4912 | 305.4912 | 1442.05 | 468658.581 | 109976.829 | 49886.7116 | 2173022.6295 | 170448.8105
6107 | 1371.7788 | 558.076 | 558.076 | 543.265 | 543.265 | 952.25 | 550153.2794 | 195575.4009 | 88715.1749 | 1518665.7724 | 569205.9064
6108 | 1488.1212 | 1211.5507 | 1211.5507 | 1179.3968 | 1179.3968 | 349.85 | 440229.9207 | 424582.8521 | 192595.4993 | 565891.8501 | 1946181.6484
6109 | 1658.559 | 784.1844 | 784.1844 | 763.3725 | 763.3725 | 361.05 | 294838.3594 | 274814.1109 | 124658.7342 | 1640876.834 | 1251129.4084
6110 | 1466.1104 | 525.4326 | 525.4326 | 511.4879 | 511.4879 | 385.3 | 210579.1108 | 184135.6585 | 83525.9806 | 1749822.8882 | 825899.577
6111 | 1663.649 | 1282.3816 | 1282.3816 | 1248.3479 | 1248.3479 | 390.7 | 522000.6029 | 449405.2439 | 203855.212 | 761246.8949 | 2008966.275
6112 | 1239.8362 | 775.0377 | 775.0377 | 754.4686 | 754.4686 | 737.45 | 595768.1724 | 271608.6968 | 123204.7227 | 889678.8966 | 952554.3337
6113 | 1491.3363 | 584.0939 | 584.0939 | 568.5924 | 568.5924 | 1876.5 | 1141828.8292 | 204693.2659 | 92851.1398 | 1691389.5938 | 70221.1621
6114 | 1536.6216 | 87.0903 | 87.0903 | 84.7789 | 84.7789 | 1851.55 | 167283.5291 | 30520.4203 | 13844.4018 | 2661227.5952 | 12585.4344
6115 | 1553.0947 | 857.6372 | 857.6372 | 834.876 | 834.876 | 1845.85 | 1637434.4304 | 300555.3516 | 136335.247 | 2440507.3678 | 128696.1318
6116 | 1250.4619 | 1225.3959 | 1225.3959 | 1192.8746 | 1192.8746 | 1847.45 | 2350758.889 | 429434.8406 | 194796.4152 | 195681.804 | 181973.0137
6117 | 1401.7604 | 1225.3959 | 1225.3959 | 1192.8746 | 1192.8746 | 1852 | 2360855.8547 | 429434.8406 | 194796.4152 | 709794.2055 | 176545.4345
6118 | 1464.7333 | 1225.3959 | 1225.3959 | 1192.8746 | 1192.8746 | 1865.15 | 2379304.62 | 429434.8406 | 194796.4152 | 923776.1265 | 160859.1341
6119 | 1255.3689 | 1225.3959 | 1225.3959 | 1192.8746 | 1192.8746 | 1844.3 | 2354040.1096 | 429434.8406 | 194796.4152 | 212355.7186 | 185730.5686
6120 | 1278.2681 | 0 | 0 | 0 | 0 | 1239.8 | 0 | 0 | 0 | 2343065.464 | 0
6121 | 1221.8379 | 0 | 0 | 0 | 0 | 941 | 0 | 0 | 0 | 1453987.0498 | 0
6122 | 1106.5238 | 0 | 0 | 0 | 0 | 1449.8 | 0 | 0 | 0 | 1316763.3732 | 0
6123 | 1113.0665 | 0 | 0 | 0 | 0 | 1452.85 | 0 | 0 | 0 | 1324549.1136 | 0
6124 | 1459.8264 | 0 | 0 | 0 | 0 | 1175.85 | 0 | 0 | 0 | 1737193.3636 | 0
6125 | 963.4036 | 0 | 0 | 0 | 0 | 1121.2 | 0 | 0 | 0 | 1146450.2979 | 0
6126 | 978.9424 | 0 | 0 | 0 | 0 | 1117.7 | 0 | 0 | 0 | 1164941.4318 | 0
6127 | 1391.9465 | 298.326 | 298.326 | 290.4086 | 290.4086 | 1366.95 | 422550.3003 | 104547.1015 | 47423.7269 | 2019118.8969 | 183843.1739
6128 | 1243.5472 | 1113.9425 | 1113.9425 | 1084.3791 | 1084.3791 | 1048.55 | 1212907.1402 | 390376.4786 | 177079.1082 | 291755.0259 | 1031732.5016
6129 | 1089.836 | 1132.1268 | 1132.1268 | 1102.0808 | 1089.836 | 325.1 | 378649.7282 | 392340.9686 | 177970.2227 | 0 | 1825366.3164
6130 | 1125.3411 | 1169.0096 | 1169.0096 | 1137.9847 | 1125.3411 | 339.05 | 408003.1916 | 405122.791 | 183768.1993 | 0 | 1869135.1339
6131 | 1443.0721 | 1499.07 | 1499.07 | 1459.2855 | 1443.0721 | 346.25 | 533060.9351 | 519505.9517 | 235653.672 | 0 | 2386480.32
6132 | 1395.4795 | 1569.5571 | 1449.6313 | 1527.9019 | 1395.4795 | 349.85 | 520217.1579 | 502372.62 | 227881.8024 | 0 | 2302750.4969
6133 | 1267.3981 | 1538.7275 | 1316.5801 | 1497.8905 | 1267.3981 | 361.05 | 485889.4955 | 456263.3297 | 206966.1159 | 0 | 2077202.1783
6134 | 1171.6916 | 1284.1465 | 1217.1592 | 1250.066 | 1171.6916 | 385.3 | 483002.4463 | 421808.9742 | 191337.2375 | 0 | 1891930.4184
6135 | 1207.4389 | 1501.4666 | 1254.2923 | 1461.6185 | 1207.4389 | 390.7 | 503451.9253 | 434678.0184 | 197174.7789 | 0 | 1943131.4861
6136 | 1296.1408 | 1502.2633 | 1346.4374 | 1462.3941 | 1296.1408 | 736.5 | 1014832.2858 | 466610.6772 | 211659.7877 | 0 | 1637673.8629
6137 | 1213.9294 | 749.2234 | 749.2234 | 729.3394 | 729.3394 | 1860.2 | 1437169.0642 | 262562.1846 | 119101.1243 | 888253.5441 | 101961.6483
6138 | 1030.8817 | 94.3432 | 94.3432 | 91.8394 | 91.8394 | 1851.55 | 179898.0843 | 33062.1808 | 14997.3726 | 1721264.6145 | 13633.5576
6139 | 1441.0183 | 1081.7188 | 1081.7188 | 1053.0106 | 1053.0106 | 1845.85 | 2056559.3436 | 379083.8103 | 171956.6284 | 1318450.263 | 162321.5815
6140 | 967.4928 | 1005.0363 | 1005.0363 | 978.3632 | 967.4928 | 1847.45 | 1893937.6446 | 348297.394 | 157991.5679 | 0 | 147591.0207
6141 | 1176.0394 | 1221.6749 | 1221.6749 | 1189.2523 | 1176.0394 | 1852.45 | 2311915.5294 | 423374.1779 | 192047.2312 | 0 | 173524.5545
6142 | 1427.1132 | 1225.3959 | 1225.3959 | 1192.8746 | 1192.8746 | 1865.15 | 2358265.2048 | 429434.8406 | 194796.4152 | 795942.7719 | 160859.1341
6143 | 1197.303 | 1225.3959 | 1225.3959 | 1192.8746 | 1192.8746 | 1638.3 | 2077644.3635 | 429434.8406 | 194796.4152 | 15047.7157 | 431462.7274
6144 | 1134.3301 | 0 | 0 | 0 | 0 | 1091.3 | 0 | 0 | 0 | 2079226.9981 | 0
6145 | 1411.5744 | 0 | 0 | 0 | 0 | 318 | 0 | 0 | 0 | 2587415.8605 | 0
6146 | 1233.2875 | 0 | 0 | 0 | 0 | 301.8 | 0 | 0 | 0 | 2260615.9435 | 0
6147 | 1411.5744 | 0 | 0 | 0 | 0 | 292.85 | 0 | 0 | 0 | 2587415.8605 | 0
6148 | 1032.9192 | 0 | 0 | 0 | 0 | 285.95 | 0 | 0 | 0 | 1893340.8056 | 0
6149 | 981.3959 | 0 | 0 | 0 | 0 | 280.8 | 0 | 0 | 0 | 1798898.6284 | 0
6150 | 1022.2874 | 0 | 0 | 0 | 0 | 277.3 | 0 | 0 | 0 | 1873852.7382 | 0
6151 | 1038.644 | 288.4376 | 288.4376 | 280.7827 | 280.7827 | 279.95 | 83903.2791 | 101081.7594 | 45851.8092 | 1389159.7572 | 482960.2231
6152 | 236.2455 | 245.4124 | 245.4124 | 238.8993 | 236.2455 | 297.55 | 74910.0532 | 85048.3794 | 38578.8899 | 0 | 402195.3002
6153 | 185.3969 | 192.5913 | 192.5913 | 187.48 | 185.3969 | 325.05 | 64087.5815 | 66742.893 | 30275.3178 | 0 | 310530.5794
6154 | 160.3938 | 445.024 | 166.618 | 433.2133 | 160.3938 | 339.05 | 57790.3932 | 57741.7754 | 26192.3109 | 0 | 266406.1162
6155 | 207.2309 | 806.395 | 215.2725 | 784.9938 | 207.2309 | 346.25 | 76208.3147 | 74603.1378 | 33840.8122 | 0 | 342708.1644
6156 | 198.151 | 1142.5346 | 205.8402 | 1112.2124 | 198.151 | 349.85 | 73656.338 | 71334.3535 | 32358.0554 | 0 | 326978.8429
6157 | 199.0353 | 1201.9148 | 206.7585 | 1170.0166 | 199.0353 | 361.05 | 76275.3421 | 71652.6938 | 32502.4581 | 0 | 326208.8404
6158 | 150.5308 | 2186.5884 | 156.3723 | 2128.5576 | 150.5308 | 385.3 | 61658.857 | 54191.0851 | 24581.6783 | 0 | 243062.0698
6159 | 152.6909 | 1295.455 | 158.6151 | 1261.0743 | 152.6909 | 390.7 | 63438.0862 | 54968.7187 | 24934.4216 | 0 | 245725.4416
6160 | 170.769 | 1128.9533 | 177.3956 | 1098.9915 | 170.769 | 1093.95 | 198294.7074 | 61476.8454 | 27886.5801 | 0 | 154725.266
6161 | 138.479 | 349.7811 | 143.8526 | 340.4981 | 138.479 | 1860.2 | 273530.5494 | 49852.4567 | 22613.6283 | 0 | 19359.3707
6162 | 137.6387 | 142.98 | 142.98 | 139.1854 | 137.6387 | 1481.7 | 216588.1659 | 49549.9414 | 22476.404 | 0 | 71337.7754
6163 | 108.4667 | 112.676 | 112.676 | 109.6857 | 108.4667 | 1470.45 | 169223.7482 | 39048.0242 | 17712.6176 | 0 | 57438.5589
6164 | 0 | 0 | 0 | 0 | 0 | 1439.3 | 0 | 0 | 0 | 0 | 0
6165 | 0 | 0 | 0 | 0 | 0 | 1404.5 | 0 | 0 | 0 | 0 | 0
6166 | 87.5078 | 90.9037 | 90.9037 | 88.4912 | 87.5078 | 1799.8 | 166891.2402 | 31502.8074 | 14290.0235 | 0 | 17519.0612
6167 | 89.1435 | 92.6022 | 92.6022 | 90.1446 | 89.1435 | 1107.65 | 104671.8502 | 32091.6449 | 14557.1267 | 0 | 79546.756
6168 | 92.4148 | 96.0011 | 96.0011 | 93.4533 | 92.4148 | 340.3 | 33445.0689 | 33269.32 | 15091.3332 | 0 | 153380.8065
6169 | 86.69 | 90.054 | 90.054 | 87.664 | 86.69 | 326.05 | 30248.4687 | 31208.3886 | 14156.4718 | 0 | 145114.6727
6170 | 89.1435 | 92.6022 | 92.6022 | 90.1446 | 89.1435 | 336 | 32107.2328 | 32091.6449 | 14557.1267 | 0 | 148333.952
6171 | 82.6008 | 85.8063 | 85.8063 | 83.5291 | 82.6008 | 325.8 | 28837.8493 | 29736.2948 | 13488.7137 | 0 | 138290.2912
6172 | 88.3256 | 91.7535 | 91.7535 | 89.3184 | 88.3256 | 316.55 | 30006.105 | 31797.2262 | 14423.5751 | 0 | 148691.7789
6173 | 83.4186 | 86.6561 | 86.6561 | 84.3562 | 83.4186 | 308.3 | 27522.7054 | 30030.7136 | 13622.2654 | 0 | 141119.3283
6174 | 88.3256 | 91.7535 | 91.7535 | 89.3184 | 88.3256 | 298.55 | 28197.5984 | 31797.2262 | 14423.5751 | 0 | 150281.6402
6175 | 70.3334 | 73.0633 | 73.0633 | 71.1242 | 70.3334 | 292.6 | 21968.4439 | 25320.0134 | 11485.4394 | 0 | 120086.5642
6176 | 96.5407 | 100.2872 | 100.2872 | 97.6257 | 96.5407 | 299.25 | 30880.9663 | 34754.6626 | 15765.1011 | 0 | 164191.6457
6177 | 784.7098 | 1224.2127 | 815.1605 | 1191.7228 | 784.7098 | 314 | 262777.2432 | 282495.537 | 128143.1144 | 0 | 1323020.7651
6178 | 1340.7248 | 1720.8081 | 1392.7515 | 1675.1388 | 1340.7248 | 327.25 | 467001.656 | 482660.9158 | 218940.3543 | 0 | 2242697.3523
6179 | 1486.7248 | 2087.5031 | 1544.416 | 2032.1019 | 1486.7248 | 342.65 | 542789.9105 | 535220.9212 | 242782.1567 | 0 | 2464023.3158
6180 | 1306.7255 | 2124.4918 | 1357.4332 | 2068.1089 | 1306.7255 | 347.95 | 485640.2748 | 470421.1919 | 213388.2795 | 0 | 2158775.9168
6181 | 1510.7833 | 2264.5164 | 1569.4086 | 2204.4174 | 1510.7833 | 354.75 | 572049.1372 | 543881.9851 | 246710.9116 | 0 | 2485616.2112
6182 | 1642.3118 | 2069.8382 | 1706.0405 | 2014.9058 | 1642.3118 | 365.6 | 639092.9817 | 591232.2502 | 268189.5179 | 0 | 2684194.4157
6183 | 1547.9905 | 1704.0709 | 1608.0594 | 1658.8458 | 1547.9905 | 359.45 | 592537.0508 | 557276.5663 | 252786.8424 | 0 | 2539555.7524
6184 | 1693.5468 | 1294.4276 | 1294.4276 | 1260.0742 | 1260.0742 | 346.2 | 464309.3877 | 453626.7069 | 205770.1145 | 794555.3091 | 2083910.6885
6185 | 1585.4113 | 687.2099 | 687.2099 | 668.9717 | 668.9717 | 1517.35 | 1076878.9972 | 240829.8047 | 109243.0753 | 1679833.8075 | 322879.1812
6186 | 1638.605 | 94.954 | 94.954 | 92.434 | 92.434 | 1794.15 | 175747.6406 | 33276.2391 | 15094.4718 | 2834131.4328 | 19027.5384
6187 | 1627.7258 | 857.6372 | 857.6372 | 834.876 | 834.876 | 1813.6 | 1603900.6504 | 300555.3516 | 136335.247 | 2694103.7335 | 155620.8821
6188 | 1555.5125 | 1225.3959 | 1225.3959 | 1192.8746 | 1192.8746 | 1062.7 | 1343252.2986 | 429434.8406 | 194796.4152 | 1232243.5695 | 1118081.3226
6189 | 1476.183 | 1225.3959 | 1225.3959 | 1192.8746 | 1192.8746 | 687.65 | 873229.7098 | 429434.8406 | 194796.4152 | 962681.9285 | 1565468.9253
6190 | 1661.8303 | 1225.3959 | 1225.3959 | 1192.8746 | 1192.8746 | 1488.45 | 1888464.5124 | 429434.8406 | 194796.4152 | 1593511.7461 | 610214.9798
6191 | 1613.5784 | 1225.3959 | 1225.3959 | 1192.8746 | 1192.8746 | 1318.25 | 1671481.7311 | 429434.8406 | 194796.4152 | 1429551.5724 | 813242.2295
6192 | 1260.2759 | 0 | 0 | 0 | 0 | 521.45 | 0 | 0 | 0 | 2310085.655 | 0
6193 | 1171.9502 | 0 | 0 | 0 | 0 | 289.15 | 0 | 0 | 0 | 1394620.7785 | 0
6194 | 1521.1636 | 0 | 0 | 0 | 0 | 276.3 | 0 | 0 | 0 | 1810184.6804 | 0
6195 | 1377.2255 | 0 | 0 | 0 | 0 | 270.65 | 0 | 0 | 0 | 1638898.389 | 0
6196 | 1270.9077 | 0 | 0 | 0 | 0 | 266.45 | 0 | 0 | 0 | 1512380.1047 | 0
6197 | 1565.3264 | 0 | 0 | 0 | 0 | 263.3 | 0 | 0 | 0 | 1862738.4303 | 0
6198 | 1360.8689 | 0 | 0 | 0 | 0 | 262.05 | 0 | 0 | 0 | 1619434.0374 | 0
6199 | 1170.3146 | 0 | 0 | 0 | 0 | 265.5 | 0 | 0 | 0 | 2145186.6141 | 0
6200 | 1033.4007 | 0 | 0 | 0 | 0 | 276.45 | 0 | 0 | 0 | 1894223.3914 | 0
6201 | 1230.7481 | 89.9106 | 89.9106 | 87.5244 | 87.5244 | 294.1 | 27201.9682 | 31508.8018 | 14292.7426 | 2095528.977 | 149307.9585
6202 | 1537.052 | 668.2267 | 668.2267 | 650.4924 | 650.4924 | 306.3 | 211747.1394 | 234177.2508 | 106225.4029 | 1625063.792 | 1101738.9158
6203 | 1548.9034 | 1609.0078 | 1609.0078 | 1566.3056 | 1548.9034 | 320.05 | 527691.7519 | 557605.2114 | 252935.9195 | 0 | 2602079.5948
6204 | 1590.8468 | 1652.5794 | 1652.5794 | 1608.7209 | 1590.8468 | 320.45 | 543332.0799 | 572704.8455 | 259785.2813 | 0 | 2671906.7312
6205 | 1238.0554 | 1286.0974 | 1286.0974 | 1251.9651 | 1238.0554 | 314.5 | 414330.6678 | 445699.9526 | 202174.4507 | 0 | 2086742.4172
6206 | 1441.5264 | 1497.4651 | 1497.4651 | 1457.7232 | 1441.5264 | 325.1 | 497577.9925 | 518949.5004 | 235401.2595 | 0 | 2414411.8974
6207 | 1346.8708 | 1399.136 | 1399.136 | 1362.0037 | 1346.8708 | 332.25 | 476011.7255 | 484873.4729 | 219943.9948 | 0 | 2246243.7067
6208 | 1554.022 | 1185.8798 | 1185.8798 | 1154.4072 | 1154.4072 | 327.55 | 402834.6354 | 415586.5781 | 188514.6894 | 732493.9223 | 1930688.2569
6209 | 1638.7226 | 416.3851 | 416.3851 | 405.3345 | 405.3345 | 322.7 | 139510.6593 | 145920.4241 | 66191.1257 | 2260800.2839 | 679867.576
6210 | 1543.6519 | 52.3599 | 52.3599 | 50.9703 | 50.9703 | 688.75 | 37461.9422 | 18349.3119 | 8323.4518 | 2736085.3069 | 66834.8202
6211 | 1296.4209 | 857.6372 | 857.6372 | 834.876 | 834.876 | 1356.4 | 1205932.5673 | 300555.3516 | 136335.247 | 1568329.5712 | 537326.1786
6212 | 1246.3728 | 1225.3959 | 1225.3959 | 1192.8746 | 1192.8746 | 1419.45 | 1804608.3847 | 429434.8406 | 194796.4152 | 181786.8723 | 692523.3243
6213 | 1571.8691 | 1225.3959 | 1225.3959 | 1192.8746 | 1192.8746 | 1576.6 | 2005169.6197 | 429434.8406 | 194796.4152 | 1287823.2895 | 505063.0876
6214 | 1827.8498 | 1225.3959 | 1225.3959 | 1192.8746 | 1192.8746 | 1661.05 | 2108062.4835 | 429434.8406 | 194796.4152 | 2157645.8984 | 404324.8312
6215 | 1962.7917 | 1225.3959 | 1225.3959 | 1192.8746 | 1192.8746 | 1654.05 | 2096643.1907 | 429434.8406 | 194796.4152 | 2616178.5833 | 412674.9531
6216 | 1447.5589 | 0 | 0 | 0 | 0 | 722.3 | 0 | 0 | 0 | 2653375.4765 | 0
6217 | 1347.7837 | 0 | 0 | 0 | 0 | 713.45 | 0 | 0 | 0 | 1603862.5566 | 0
6218 | 1417.2992 | 0 | 0 | 0 | 0 | 301.8 | 0 | 0 | 0 | 1686586.0492 | 0
6219 | 1479.4543 | 0 | 0 | 0 | 0 | 292.85 | 0 | 0 | 0 | 1760550.5849 | 0
6220 | 1595.5861 | 0 | 0 | 0 | 0 | 285.95 | 0 | 0 | 0 | 1898747.4804 | 0
6221 | 1610.3071 | 0 | 0 | 0 | 0 | 280.8 | 0 | 0 | 0 | 1916265.3966 | 0
6222 | 1157.2293 | 0 | 0 | 0 | 0 | 277.3 | 0 | 0 | 0 | 1377102.8622 | 0
6223 | 1109.7952 | 0 | 0 | 0 | 0 | 279.95 | 0 | 0 | 0 | 2034254.5319 | 0
6224 | 994.4167 | 0 | 0 | 0 | 0 | 297.55 | 0 | 0 | 0 | 1822765.8908 | 0
6225 | 1024.9954 | 0 | 0 | 0 | 0 | 325.05 | 0 | 0 | 0 | 1878816.5737 | 0
6226 | 1252.2468 | 525.4524 | 525.4524 | 511.5072 | 511.5072 | 339.05 | 184213.6329 | 184142.5753 | 83529.1182 | 1357775.8029 | 849587.8068
6227 | 1666.1761 | 1625.2557 | 1625.2557 | 1582.1223 | 1582.1223 | 346.25 | 582538.9518 | 569564.0407 | 258360.5774 | 154070.5175 | 2616434.8122
6228 | 1295.9036 | 1346.1912 | 1346.1912 | 1310.464 | 1295.9036 | 349.85 | 482748.4674 | 466525.2956 | 211621.0577 | 0 | 2138435.3239
6229 | 1418.6527 | 1473.7035 | 1473.7035 | 1434.5922 | 1418.6527 | 361.05 | 543980.6124 | 510714.9756 | 231665.9875 | 0 | 2325100.8591
6230 | 1542.1992 | 1602.0436 | 1602.0436 | 1559.5263 | 1542.1992 | 385.3 | 632978.2255 | 555191.7138 | 251841.1302 | 0 | 2490188.7253
6231 | 1525.4623 | 1584.6582 | 1584.6582 | 1542.6022 | 1525.4623 | 1329.65 | 2154697.1461 | 549166.4338 | 249107.9962 | 0 | 1022593.6635
6232 | 1140.3677 | 1184.6197 | 1184.6197 | 1153.1805 | 1140.3677 | 1561 | 1891965.3306 | 410532.3677 | 186222.0435 | 0 | 500621.415
6233 | 1753.2821 | 777.7562 | 777.7562 | 757.115 | 757.115 | 1640.65 | 1320468.4684 | 272561.4019 | 123636.8804 | 1825974.3249 | 272069.2772
6234 | 1615.8908 | 80.4315 | 80.4315 | 78.2969 | 78.2969 | 1615.65 | 134225.8075 | 28186.8934 | 12785.888 | 2818409.5506 | 30093.4236
6235 | 1178.4929 | 857.6372 | 857.6372 | 834.876 | 834.876 | 1796.75 | 1589990.7012 | 300555.3516 | 136335.247 | 1167610.2136 | 169688.5423
6236 | 1647.9272 | 1225.3959 | 1225.3959 | 1192.8746 | 1192.8746 | 1798.35 | 2278282.4701 | 429434.8406 | 194796.4152 | 1546268.9851 | 240543.1545
6237 | 1432.0201 | 1225.3959 | 1225.3959 | 1192.8746 | 1192.8746 | 1718.25 | 2178238.9569 | 429434.8406 | 194796.4152 | 812616.6865 | 336092.4065
6238 | 1643.0203 | 1225.3959 | 1225.3959 | 1192.8746 | 1192.8746 | 1805.35 | 2280032.2962 | 429434.8406 | 194796.4152 | 1529595.0671 | 232193.0326
6239 | 1400.1248 | 1225.3959 | 1225.3959 | 1192.8746 | 1192.8746 | 1698.6 | 2147837.4202 | 429434.8406 | 194796.4152 | 704236.2363 | 359532.3916
6240 | 1198.1208 | 0 | 0 | 0 | 0 | 1279.25 | 0 | 0 | 0 | 2196155.4081 | 0
6241 | 1325.7023 | 0 | 0 | 0 | 0 | 667.5 | 0 | 0 | 0 | 1577585.6811 | 0
6242 | 1425.4775 | 0 | 0 | 0 | 0 | 301.8 | 0 | 0 | 0 | 1696318.225 | 0
6243 | 1218.5665 | 0 | 0 | 0 | 0 | 292.85 | 0 | 0 | 0 | 1450094.1802 | 0
6244 | 1399.3069 | 0 | 0 | 0 | 0 | 285.95 | 0 | 0 | 0 | 1665175.2634 | 0
6245 | 1315.0705 | 0 | 0 | 0 | 0 | 280.8 | 0 | 0 | 0 | 1564933.8533 | 0
6246 | 733.5934 | 0 | 0 | 0 | 0 | 277.3 | 0 | 0 | 0 | 872976.1606 | 0
6247 | 983.0315 | 0 | 0 | 0 | 0 | 629.45 | 0 | 0 | 0 | 1801896.7928 | 0
6248 | 877.8811 | 0 | 0 | 0 | 0 | 653.1 | 0 | 0 | 0 | 1609156.0479 | 0
6249 | 945.2549 | 648.9829 | 648.9829 | 631.7592 | 631.7592 | 1115.95 | 749854.4991 | 227433.3217 | 103166.2817 | 574637.6499 | 558506.7445
6250 | 1289.4335 | 242.3791 | 242.3791 | 235.9465 | 235.9465 | 1179.45 | 295977.8208 | 84940.743 | 38530.0648 | 1931041.7327 | 193605.9074
6251 | 942.1656 | 978.7255 | 978.7255 | 952.7506 | 942.1656 | 701.8 | 702824.3959 | 339179.613 | 153855.6411 | 0 | 1223119.3711
6252 | 1192.4164 | 1680.7518 | 1238.6884 | 1636.1456 | 1192.4164 | 349.85 | 444302.0243 | 429269.9137 | 194721.6025 | 0 | 1967665.967
6253 | 1457.5078 | 1514.0662 | 1514.0662 | 1473.8837 | 1457.5078 | 361.05 | 560436.7447 | 524702.8109 | 238011.025 | 0 | 2388781.0976
6254 | 1298.3816 | 1218.0432 | 1218.0432 | 1185.717 | 1185.717 | 385.3 | 487638.6979 | 426858.1318 | 193627.5915 | 206514.1955 | 1914577.293
6255 | 1441.2678 | 518.8902 | 518.8902 | 505.1192 | 505.1192 | 1141.7 | 614635.7831 | 181842.9046 | 82485.962 | 1715960.3318 | 433543.7917
6256 | 1536.8077 | 64.8308 | 64.8308 | 63.1102 | 63.1102 | 1161.95 | 77932.0234 | 22719.6693 | 10305.8944 | 2701287.46 | 52889.4967
6257 | 1458.4473 | 13.8753 | 13.8753 | 13.5071 | 13.5071 | 1356 | 19453.0546 | 4862.5458 | 2205.7048 | 2648575.4201 | 8698.5542
6258 | 1564.8337 | 0 | 0 | 0 | 0 | 1534.1 | 0 | 0 | 0 | 2868340.1153 | 0
6259 | 1103.6522 | 857.6372 | 857.6372 | 834.876 | 834.876 | 1609.95 | 1423728.1527 | 300555.3516 | 136335.247 | 913301.7324 | 325643.3747
6260 | 1320.7953 | 1225.3959 | 1225.3959 | 1192.8746 | 1192.8746 | 1358.45 | 1716780.3309 | 429434.8406 | 194796.4152 | 434674.5953 | 765288.6723
6261 | 1423.8418 | 1225.3959 | 1225.3959 | 1192.8746 | 1192.8746 | 739 | 936429.0271 | 429434.8406 | 194796.4152 | 784826.8265 | 1504214.8168
6262 | 1526.8884 | 1225.3959 | 1225.3959 | 1192.8746 | 1192.8746 | 1196.65 | 1515858.6837 | 429434.8406 | 194796.4152 | 1134979.0612 | 958295.7756
6263 | 1557.9659 | 1225.3959 | 1225.3959 | 1192.8746 | 1192.8746 | 752.1 | 951904.7258 | 429434.8406 | 194796.4152 | 1240580.5285 | 1488588.1601
6264 | 1416.4814 | 0 | 0 | 0 | 0 | 340.3 | 0 | 0 | 0 | 2596410.353 | 0
6265 | 1565.3264 | 0 | 0 | 0 | 0 | 318 | 0 | 0 | 0 | 1862738.4303 | 0
6266 | 1530.9776 | 0 | 0 | 0 | 0 | 301.8 | 0 | 0 | 0 | 1821863.2916 | 0
6267 | 1518.7101 | 0 | 0 | 0 | 0 | 292.85 | 0 | 0 | 0 | 1807265.0285 | 0
6268 | 1445.1054 | 0 | 0 | 0 | 0 | 285.95 | 0 | 0 | 0 | 1719675.4474 | 0
6269 | 1521.9814 | 0 | 0 | 0 | 0 | 280.8 | 0 | 0 | 0 | 1811157.8981 | 0
6270 | 1328.1557 | 0 | 0 | 0 | 0 | 277.3 | 0 | 0 | 0 | 1580505.3342 | 0
6271 | 1128.6053 | 0 | 0 | 0 | 0 | 279.95 | 0 | 0 | 0 | 2068733.4232 | 0
6272 | 1388.3388 | 0 | 0 | 0 | 0 | 297.55 | 0 | 0 | 0 | 2544825.0626 | 0
6273 | 1708.9138 | 0 | 0 | 0 | 0 | 680.6 | 0 | 0 | 0 | 3132439.0467 | 0
6274 | 1431.3986 | 523.6511 | 523.6511 | 509.7537 | 509.7537 | 695.55 | 377085.8532 | 183511.3217 | 83242.7745 | 1689375.134 | 664948.1767
6275 | 1533.1581 | 741.7274 | 741.7274 | 722.0423 | 722.0423 | 545.75 | 419804.7935 | 259935.2376 | 117909.5119 | 1486775.2034 | 1050030.0536
6276 | 1365.5684 | 502.768 | 502.768 | 489.4248 | 489.4248 | 599.35 | 312616.4344 | 176192.9299 | 79923.0707 | 1605971.1979 | 685512.8537
6277 | 1628.745 | 990.0235 | 990.0235 | 963.7488 | 963.7488 | 361.05 | 370057.2138 | 346949.5795 | 157380.1843 | 1218938.0309 | 1579536.1483
6278 | 1656.7966 | 179.0214 | 179.0214 | 174.2702 | 174.2702 | 385.3 | 71445.3409 | 62737.2892 | 28458.3315 | 2717470.7963 | 281394.1691
6279 | 1559.5597 | 113.4406 | 113.4406 | 110.4299 | 110.4299 | 390.7 | 45909.8811 | 39754.7796 | 18033.2098 | 2656254.8237 | 177714.9079
6280 | 1548.5916 | 50.6656 | 50.6656 | 49.321 | 49.321 | 776.4 | 40667.8335 | 17755.5549 | 8054.117 | 2748162.975 | 60349.1584
6281 | 1862.9184 | 93.6295 | 93.6295 | 91.1447 | 91.1447 | 1389.05 | 134454.7546 | 32812.0821 | 14883.925 | 3247661.1547 | 55684.8376
6282 | 1641.6575 | 6.479 | 6.479 | 6.3071 | 6.3071 | 1672.5 | 11174.0976 | 2270.5472 | 1029.9454 | 2997597.4052 | 2065.5672
6283 | 1998.0095 | 857.6372 | 857.6372 | 834.876 | 834.876 | 1835.8 | 1619695.8791 | 300555.3516 | 136335.247 | 3952327.8412 | 137086.6354
6284 | 1726.4389 | 1225.3959 | 1225.3959 | 1192.8746 | 1192.8746 | 1417.5 | 1788257.4677 | 429434.8406 | 194796.4152 | 1813051.6364 | 694849.4296
6285 | 1521.9814 | 1225.3959 | 1225.3959 | 1192.8746 | 1192.8746 | 1252.55 | 1581813.6633 | 429434.8406 | 194796.4152 | 1118305.1431 | 891614.0879
6286 | 1737.8885 | 1225.3959 | 1225.3959 | 1192.8746 | 1192.8746 | 1353.75 | 1710185.9046 | 429434.8406 | 194796.4152 | 1851957.4418 | 770895.1827
6287 | 1565.3264 | 1225.3959 | 1225.3959 | 1192.8746 | 1192.8746 | 713.15 | 902619.0376 | 429434.8406 | 194796.4152 | 1265591.4022 | 1535050.6241
6288 | 1698.6327 | 0 | 0 | 0 | 0 | 340.3 | 0 | 0 | 0 | 3113593.7098 | 0
6289 | 692.7019 | 0 | 0 | 0 | 0 | 318 | 0 | 0 | 0 | 824315.2822 | 0
6290 | 512.7793 | 0 | 0 | 0 | 0 | 301.8 | 0 | 0 | 0 | 610207.4166 | 0
6291 | 606.0119 | 0 | 0 | 0 | 0 | 292.85 | 0 | 0 | 0 | 721154.2197 | 0
6292 | 754.857 | 0 | 0 | 0 | 0 | 285.95 | 0 | 0 | 0 | 898279.8175 | 0
6293 | 802.2911 | 0 | 0 | 0 | 0 | 280.8 | 0 | 0 | 0 | 954726.4366 | 0
6294 | 671.4383 | 0 | 0 | 0 | 0 | 277.3 | 0 | 0 | 0 | 799011.6253 | 0
6295 | 609.2833 | 273.5703 | 273.5703 | 266.3099 | 266.3099 | 279.95 | 79293.1565 | 95871.5509 | 43488.4007 | 628670.252 | 458066.2808
6296 | 469.188 | 236.1536 | 236.1536 | 229.8862 | 229.8862 | 297.55 | 72615.9639 | 82759.0228 | 37540.4123 | 438640.2211 | 391369.7175
6297 | 557.6649 | 579.3051 | 579.3051 | 563.9306 | 557.6649 | 325.05 | 192007.1854 | 200759.3687 | 91066.6803 | 0 | 934060.846
6298 | 672.0078 | 698.0851 | 698.0851 | 679.5583 | 672.0078 | 339.05 | 241886.4733 | 241922.7917 | 109738.8663 | 0 | 1116170.0266
6299 | 802.2369 | 1544.2342 | 833.3676 | 1503.251 | 802.2369 | 346.25 | 295791.6702 | 288805.2991 | 131005.2926 | 0 | 1326699.3427
6300 | 773.4902 | 1691.6354 | 803.5051 | 1646.7403 | 773.4902 | 349.85 | 288635.9014 | 278456.4797 | 126310.9531 | 0 | 1276374.8887
6301 | 936.0094 | 1646.4816 | 972.3316 | 1602.7849 | 936.0094 | 361.05 | 359858.1457 | 336963.3758 | 152850.3313 | 0 | 1534072.5688
6302 | 851.9365 | 1376.4859 | 884.9962 | 1339.9547 | 851.9365 | 385.3 | 349066.535 | 306697.1272 | 139121.2246 | 0 | 1375621.8091
6303 | 657.248 | 1688.9272 | 682.7534 | 1644.104 | 657.248 | 390.7 | 272784.8785 | 236609.2691 | 107328.5935 | 0 | 1057709.1576
6304 | 682.6487 | 512.7083 | 512.7083 | 499.1013 | 499.1013 | 380.95 | 201972.2133 | 179676.4742 | 81503.2451 | 336442.4328 | 808069.9878
6305 | 686.5273 | 176.0888 | 176.0888 | 171.4155 | 171.4155 | 1306.5 | 237326.6876 | 61709.5909 | 27992.1561 | 944199.878 | 118876.6702
6306 | 776.4017 | 16.6687 | 16.6687 | 16.2263 | 16.2263 | 1476.55 | 25363.6274 | 5841.4622 | 2649.7521 | 1393401.53 | 8493.6483
6307 | 785.1463 | 815.6134 | 815.6134 | 793.9675 | 785.1463 | 1791.75 | 1487962.8233 | 282652.683 | 128214.3976 | 0 | 163506.6545
6308 | 546.3104 | 567.5094 | 567.5094 | 552.448 | 546.3104 | 1448.55 | 837501.6478 | 196671.7322 | 89212.483 | 0 | 301262.6495
6309 | 724.5973 | 752.7148 | 752.7148 | 732.7382 | 724.5973 | 1396.1 | 1069988.8627 | 260855.0221 | 118326.7364 | 0 | 437584.1283
6310 | 823.5547 | 855.5128 | 855.5128 | 832.808 | 823.5547 | 1466.25 | 1277175.534 | 296479.6921 | 134486.4826 | 0 | 439572.3213
6311 | 729.5043 | 757.8122 | 757.8122 | 737.7003 | 729.5043 | 1237.65 | 954510.4349 | 262621.5346 | 119128.0461 | 0 | 556137.3744
6312 | 745.043 | 0 | 0 | 0 | 0 | 735.75 | 0 | 0 | 0 | 1365663.8755 | 0
6313 | 1741.9777 | 0 | 0 | 0 | 0 | 1069.95 | 0 | 0 | 0 | 3193045.0654 | 0
6314 | 1703.5397 | 0 | 0 | 0 | 0 | 1092.7 | 0 | 0 | 0 | 3122588.2023 | 0
6315 | 1585.7722 | 0 | 0 | 0 | 0 | 649.35 | 0 | 0 | 0 | 2906720.3674 | 0
6316 | 1660.1947 | 0 | 0 | 0 | 0 | 285.95 | 0 | 0 | 0 | 3043136.8466 | 0
6317 | 1616.0319 | 0 | 0 | 0 | 0 | 280.8 | 0 | 0 | 0 | 2962186.4085 | 0
6318 | 1492.5396 | 784.6622 | 784.6622 | 763.8377 | 763.8377 | 1028.3 | 832007.1727 | 274981.5715 | 124734.6962 | 1335710.4956 | 742221.0916
6319 | 1496.6287 | 1455.4984 | 1455.4984 | 1416.8703 | 1416.8703 | 1267.9 | 1900522.7905 | 510073.3027 | 231374.9176 | 146197.1761 | 1037290.7358
6320 | 112.7164 | 117.0899 | 117.0899 | 113.9824 | 112.7164 | 1137.95 | 135749.7155 | 40577.8977 | 18406.5853 | 0 | 97167.1575
6321 | 91.689 | 95.2459 | 95.2459 | 92.7182 | 91.689 | 1412.55 | 137243.0776 | 33008.0233 | 14972.8061 | 0 | 53862.6758
6322 | 0 | 68.6234 | 0.0010388 | 66.8022 | 0 | 1140.5 | 0 | 0 | 0 | 0 | 0
6323 | 0 | 508.1926 | 0.0010388 | 494.7055 | 0 | 346.25 | 0 | 0 | 0 | 0 | 0
6324 | 0 | 558.5996 | 0 | 543.7747 | 0 | 349.85 | 0 | 0 | 0 | 0 | 0
6325 | 0 | 0 | 0 | 0 | 0 | 361.05 | 0 | 0 | 0 | 0 | 0
6326 | 89.7711 | 93.2545 | 93.2545 | 90.7796 | 89.7711 | 1226.4 | 117041.7795 | 32317.6113 | 14659.6276 | 0 | 69446.9559
6327 | 73.0251 | 182.4515 | 75.8587 | 177.6093 | 73.0251 | 1505.7 | 116813.8995 | 26289.0192 | 11924.9912 | 0 | 36096.2838
6328 | 78.3215 | 314.2966 | 81.3613 | 305.9553 | 78.3215 | 1410 | 117128.8389 | 28195.7487 | 12789.9049 | 0 | 46209.6992
6329 | 73.0629 | 244.1129 | 75.8972 | 237.6343 | 73.0629 | 1822.45 | 140826.8932 | 26302.636 | 11931.168 | 0 | 12972.314
6330 | 85.2782 | 88.5872 | 88.5872 | 86.2361 | 85.2782 | 1846.5 | 166268.3611 | 30700.1483 | 13925.9284 | 0 | 13090.2021
6331 | 79.3551 | 82.4344 | 82.4344 | 80.2466 | 79.3551 | 1845.85 | 154486.4863 | 28567.8204 | 12958.6807 | 0 | 12232.5732
6332 | 88.3256 | 91.7535 | 91.7535 | 89.3184 | 88.3256 | 1668.4 | 155515.856 | 31797.2262 | 14423.5751 | 0 | 29288.7783
6333 | 80.9652 | 84.1068 | 84.1068 | 81.8747 | 80.9652 | 1592.65 | 136023.7662 | 29147.4573 | 13221.6105 | 0 | 32981.0927
6334 | 88.3256 | 91.7535 | 91.7535 | 89.3184 | 88.3256 | 1761.15 | 164168.8171 | 31797.2262 | 14423.5751 | 0 | 21096.5763
6335 | 80.9652 | 84.1068 | 84.1068 | 81.8747 | 80.9652 | 1548.2 | 132464.1134 | 29147.4573 | 13221.6105 | 0 | 36579.987
6336 | 85.8721 | 89.2042 | 89.2042 | 86.8368 | 85.8721 | 1369.35 | 124319.4297 | 30913.9699 | 14022.9202 | 0 | 54155.1768
6337 | 76.876 | 79.8592 | 79.8592 | 77.7397 | 76.876 | 723.9 | 58917.3508 | 27675.3635 | 12553.8524 | 0 | 98101.4636
6338 | 83.4186 | 86.6561 | 86.6561 | 84.3562 | 83.4186 | 336 | 29693.6694 | 30030.7136 | 13622.2654 | 0 | 138808.6318
6339 | 77.6938 | 80.7089 | 80.7089 | 78.5669 | 77.6938 | 325.8 | 26826.7949 | 27969.7823 | 12687.404 | 0 | 130075.0264
6340 | 81.783 | 84.9566 | 84.9566 | 82.7019 | 81.783 | 316.55 | 27399.4041 | 29441.8761 | 13355.1621 | 0 | 137677.573
6341 | 78.5117 | 81.5586 | 81.5586 | 79.3941 | 78.5117 | 308.3 | 25621.6938 | 28264.201 | 12820.9556 | 0 | 132818.1914
6342 | 83.4186 | 86.6561 | 86.6561 | 84.3562 | 83.4186 | 298.55 | 26352.5397 | 30030.7136 | 13622.2654 | 0 | 141932.6602
6343 | 68.6977 | 71.3628 | 71.3628 | 69.4688 | 68.6977 | 690.45 | 50096.9248 | 24731.1759 | 11218.3362 | 0 | 89963.0872
6344 | 80.819 | 83.9552 | 83.9552 | 81.727 | 80.819 | 657.15 | 56084.9024 | 29094.83 | 13197.7381 | 0 | 108527.7567
6345 | 556.7111 | 1011.3751 | 578.314 | 984.5338 | 556.7111 | 1029.8 | 607021.6457 | 200416.0028 | 90910.9257 | 0 | 540121.1276
6346 | 1538.6406 | 1598.3465 | 1598.3465 | 1555.9273 | 1538.6406 | 685.15 | 1118620.2178 | 553910.6239 | 251260.0136 | 0 | 2023081.6218
6347 | 1710.5127 | 1776.889 | 1776.889 | 1729.7314 | 1710.5127 | 342.65 | 622094.8039 | 615784.5666 | 279326.7215 | 0 | 2834918.1985
6348 | 1592.0899 | 1653.8707 | 1653.8707 | 1609.9778 | 1592.0899 | 347.95 | 588718.7763 | 573152.3622 | 259988.2799 | 0 | 2630212.111
6349 | 1586.6892 | 1861.3833 | 1648.2611 | 1811.9832 | 1586.6892 | 354.75 | 598314.9766 | 571208.0944 | 259106.3384 | 0 | 2610500.3257
6350 | 1637.1595 | 2189.3423 | 1700.6896 | 2131.2383 | 1637.1595 | 1285.1 | 2236580.9831 | 589377.4121 | 267348.1428 | 0 | 1170405.3108
6351 | 1737.0911 | 1099.686 | 1099.686 | 1070.5009 | 1070.5009 | 1487.45 | 1691982.8234 | 385380.3284 | 174812.799 | 1221859.8766 | 548685.2425
6352 | 1235.9792 | 1096.2507 | 1096.2507 | 1067.1568 | 1067.1568 | 1483.75 | 1683043.9581 | 384176.4324 | 174266.6983 | 309451.4618 | 550919.6756
6353 | 1637.9753 | 486.9293 | 486.9293 | 474.0065 | 474.0065 | 1780.9 | 895852.0037 | 170642.3395 | 77405.2612 | 2133554.745 | 103854.8239
6354 | 1283.7711 | 39.6907 | 39.6907 | 38.6373 | 38.6373 | 1755.5 | 71802.3819 | 13909.4221 | 6309.4684 | 2282330.2727 | 9446.8158
6355 | 1342.5199 | 857.6372 | 857.6372 | 834.876 | 834.876 | 1830.45 | 1615916.9297 | 300555.3516 | 136335.247 | 1724974.0615 | 141553.2219
6356 | 1375.5899 | 1225.3959 | 1225.3959 | 1192.8746 | 1192.8746 | 1509.6 | 1905036.3622 | 429434.8406 | 194796.4152 | 620866.6562 | 584985.6829
6357 | 1208.7526 | 1225.3959 | 1225.3959 | 1192.8746 | 1192.8746 | 1466.2 | 1847748.2511 | 429434.8406 | 194796.4152 | 53953.5176 | 636756.4387
6358 | 1334.6984 | 1225.3959 | 1225.3959 | 1192.8746 | 1192.8746 | 1390.5 | 1752602.3684 | 429434.8406 | 194796.4152 | 481917.3562 | 727057.0427
6359 | 1426.2953 | 1225.3959 | 1225.3959 | 1192.8746 | 1192.8746 | 1268.3 | 1602147.9477 | 429434.8406 | 194796.4152 | 793163.7855 | 872826.3136
6360 | 1445.9232 | 0 | 0 | 0 | 0 | 1077.7 | 0 | 0 | 0 | 2650377.3118 | 0
6361 | 1568.5977 | 0 | 0 | 0 | 0 | 700.5 | 0 | 0 | 0 | 1866631.2999 | 0
6362 | 1526.8884 | 0 | 0 | 0 | 0 | 1099 | 0 | 0 | 0 | 1816997.2043 | 0
6363 | 1723.1676 | 0 | 0 | 0 | 0 | 270.65 | 0 | 0 | 0 | 2050569.4214 | 0
6364 | 1466.369 | 0 | 0 | 0 | 0 | 266.45 | 0 | 0 | 0 | 1744979.104 | 0
6365 | 1491.7217 | 0 | 0 | 0 | 0 | 263.3 | 0 | 0 | 0 | 1775148.848 | 0
6366 | 1755.8808 | 0 | 0 | 0 | 0 | 262.05 | 0 | 0 | 0 | 2089498.1234 | 0
6367 | 1216.9309 | 0 | 0 | 0 | 0 | 265.5 | 0 | 0 | 0 | 2230634.2994 | 0
6368 | 1615.258 | 0 | 0 | 0 | 0 | 276.45 | 0 | 0 | 0 | 2960767.9012 | 0
6369 | 1535.5124 | 0 | 0 | 0 | 0 | 294.1 | 0 | 0 | 0 | 2814594.2714 | 0
6370 | 1473.9411 | 0 | 0 | 0 | 0 | 306.3 | 0 | 0 | 0 | 2701733.9941 | 0
6371 | 1908.6882 | 190.7297 | 190.7297 | 185.6679 | 185.6679 | 320.05 | 62815.4891 | 66840.4377 | 30319.5652 | 3158296.2458 | 311912.759
6372 | 2013.4594 | 343.4361 | 343.4361 | 334.3215 | 334.3215 | 320.45 | 113289.8277 | 120355.7451 | 54594.7033 | 3077859.6844 | 561509.699
6373 | 2035.7422 | 0 | 0 | 0 | 0 | 314.5 | 0 | 0 | 0 | 3731515.3884 | 0
6374 | 1841.9829 | 457.6496 | 457.6496 | 445.5038 | 445.5038 | 325.1 | 154267.8516 | 160381.374 | 72750.7733 | 2559746.2129 | 746174.3425
6375 | 1628.7921 | 536.8553 | 536.8553 | 522.6075 | 522.6075 | 332.25 | 185009.8195 | 188138.6946 | 85341.8023 | 2027636.3186 | 871578.6332
6376 | 1389.4705 | 912.3884 | 912.3884 | 888.1742 | 888.1742 | 327.55 | 310413.882 | 319742.6946 | 145038.839 | 918876.1974 | 1485426.8599
6377 | 1931.9585 | 385.2574 | 385.2574 | 375.0328 | 375.0328 | 322.7 | 128195.1527 | 135011.823 | 61242.863 | 2853844.7851 | 629042.5851
6378 | 1367.8348 | 34.695 | 34.695 | 33.7743 | 33.7743 | 1352.55 | 48196.8955 | 12158.7308 | 5515.3354 | 2445332.993 | 21867.1397
6379 | 1384.0595 | 857.6372 | 857.6372 | 834.876 | 834.876 | 1775.4 | 1565716.3112 | 300555.3516 | 136335.247 | 1866125.7073 | 187513.1444
6380 | 1184.2177 | 1225.3959 | 1225.3959 | 1192.8746 | 1184.2177 | 1304.3 | 1633259.3476 | 426318.3655 | 193382.7475 | 0 | 823860.2414
6381 | 1696.1792 | 1225.3959 | 1225.3959 | 1192.8746 | 1192.8746 | 315.5 | 398445.8482 | 429434.8406 | 194796.4152 | 1710229.1554 | 2009397.1918
6382 | 1602.9466 | 1225.3959 | 1225.3959 | 1192.8746 | 1192.8746 | 319.1 | 404726.387 | 429434.8406 | 194796.4152 | 1393424.7568 | 2005102.8434
6383 | 1638.9311 | 1225.3959 | 1225.3959 | 1192.8746 | 1192.8746 | 312.1 | 396589.1645 | 429434.8406 | 194796.4152 | 1515700.1388 | 2013452.9653
6384 | 1551.4233 | 0 | 0 | 0 | 0 | 297.8 | 0 | 0 | 0 | 2843758.9144 | 0
6385 | 1701.0862 | 0 | 0 | 0 | 0 | 318 | 0 | 0 | 0 | 2024292.5471 | 0
6386 | 1653.652 | 0 | 0 | 0 | 0 | 301.8 | 0 | 0 | 0 | 1967845.9276 | 0
6387 | 1684.7296 | 0 | 0 | 0 | 0 | 292.85 | 0 | 0 | 0 | 2004828.1954 | 0
6388 | 1203.0278 | 0 | 0 | 0 | 0 | 285.95 | 0 | 0 | 0 | 1431603.0463 | 0
6389 | 1548.9698 | 0 | 0 | 0 | 0 | 280.8 | 0 | 0 | 0 | 1843274.0787 | 0
6390 | 1546.5163 | 0 | 0 | 0 | 0 | 277.3 | 0 | 0 | 0 | 1840354.4256 | 0
6391 | 1351.055 | 0 | 0 | 0 | 0 | 279.95 | 0 | 0 | 0 | 2476483.7783 | 0
6392 | 1371.2114 | 0 | 0 | 0 | 0 | 297.55 | 0 | 0 | 0 | 2513430.5329 | 0
6393 | 1665.9839 | 0 | 0 | 0 | 0 | 1115.95 | 0 | 0 | 0 | 3053748.474 | 0
6394 | 1480.4755 | 0 | 0 | 0 | 0 | 339.05 | 0 | 0 | 0 | 2713711.6612 | 0
6395 | 1901.1918 | 156.1542 | 156.1542 | 152.0099 | 152.0099 | 346.25 | 55738.7331 | 54723.572 | 24823.2203 | 3206250.3253 | 251386.4087
6396 | 1801.945 | 310.1455 | 310.1455 | 301.9145 | 301.9145 | 349.85 | 111987.7097 | 108689.2027 | 49302.63 | 2749556.0769 | 498204.133
6397 | 1608.8247 | 135.2752 | 135.2752 | 131.6851 | 131.6851 | 361.05 | 50352.0051 | 47406.6364 | 21504.177 | 2707596.9563 | 215825.2964
6398 | 1764.516 | 0 | 0 | 0 | 0 | 385.3 | 0 | 0 | 0 | 3234357.8977 | 0
6399 | 1869.6654 | 578.4667 | 578.4667 | 563.1145 | 563.1145 | 390.7 | 233218.4045 | 202721.2355 | 91956.6049 | 2394907.8108 | 906220.2339
6400 | 1735.3911 | 721.0593 | 721.0593 | 701.9228 | 701.9228 | 776.4 | 576590.1734 | 252692.2031 | 114623.991 | 1894347.3656 | 858872.7215
6401 | 1870.3575 | 247.1961 | 247.1961 | 240.6356 | 240.6356 | 1446.6 | 368406.037 | 86628.8185 | 39295.7946 | 2987280.2995 | 133167.7449
6402 | 1742.4091 | 18.5063 | 18.5063 | 18.0152 | 18.0152 | 1755.2 | 33415.7569 | 6485.4574 | 2941.8755 | 3160814.0438 | 4410.111
6403 | 1712.774 | 857.6372 | 857.6372 | 834.876 | 834.876 | 1845.85 | 1626649.9025 | 300555.3516 | 136335.247 | 2983097.4321 | 128696.1318
6404 | 1736.2529 | 1225.3959 | 1225.3959 | 1192.8746 | 1192.8746 | 1557.95 | 1962003.8655 | 429434.8406 | 194796.4152 | 1846399.4691 | 527310.1981
6405 | 1571.8691 | 1225.3959 | 1225.3959 | 1192.8746 | 1192.8746 | 1252.55 | 1574854.3079 | 429434.8406 | 194796.4152 | 1287823.2895 | 891614.0879
6406 | 1566.1442 | 1225.3959 | 1225.3959 | 1192.8746 | 1192.8746 | 1265.25 | 1590983.8314 | 429434.8406 | 194796.4152 | 1268370.3851 | 876464.581
6407 | 1353.5085 | 1225.3959 | 1225.3959 | 1192.8746 | 1192.8746 | 752.1 | 947981.3832 | 429434.8406 | 194796.4152 | 545834.0353 | 1488588.1601
6408 | 390.9227 | 0 | 0 | 0 | 0 | 340.3 | 0 | 0 | 0 | 716561.2871 | 0
6409 | 403.1901 | 0 | 0 | 0 | 0 | 318 | 0 | 0 | 0 | 479796.2622 | 0
6410 | 386.8335 | 0 | 0 | 0 | 0 | 301.8 | 0 | 0 | 0 | 460331.9108 | 0
6411 | 365.57 | 0 | 0 | 0 | 0 | 292.85 | 0 | 0 | 0 | 435028.2539 | 0
6412 | 375.3839 | 0 | 0 | 0 | 0 | 285.95 | 0 | 0 | 0 | 446706.8648 | 0
6413 | 388.4692 | 0 | 0 | 0 | 0 | 280.8 | 0 | 0 | 0 | 462278.346 | 0
6414 | 406.4615 | 0 | 0 | 0 | 0 | 277.3 | 0 | 0 | 0 | 483689.1325 | 0
6415 | 362.2986 | 0 | 0 | 0 | 0 | 635.5 | 0 | 0 | 0 | 664093.4104 | 0
6416 | 452.8416 | 0 | 0 | 0 | 0 | 693 | 0 | 0 | 0 | 830058.6735 | 0
6417 | 1718.3751 | 0 | 0 | 0 | 0 | 1077 | 0 | 0 | 0 | 3149781.5528 | 0
6418 | 1870.1756 | 528.547 | 528.547 | 514.5196 | 514.5196 | 339.05 | 184735.0705 | 185227.0646 | 84021.0546 | 2484917.349 | 854591.3695
6419 | 1892.5228 | 567.0752 | 567.0752 | 552.0253 | 552.0253 | 346.25 | 202355.457 | 198729.1206 | 90145.7372 | 2457131.8018 | 912911.898
6420 | 1967.7386 | 37.5434 | 37.5434 | 36.5471 | 36.5471 | 349.85 | 13544.4437 | 13156.9416 | 5968.1349 | 3539874.0691 | 60308.1309
6421 | 1715.3512 | 984.1709 | 984.1709 | 958.0515 | 958.0515 | 361.05 | 365932.8601 | 344898.5514 | 156449.8151 | 1388130.2391 | 1570198.5577
6422 | 1757.0441 | 1689.0685 | 1689.0685 | 1644.2415 | 1644.2415 | 385.3 | 673288.8006 | 591926.9461 | 268504.6397 | 206767.206 | 2654956.7776
6423 | 1950.1113 | 738.05 | 738.05 | 718.4626 | 718.4626 | 390.7 | 298044.8014 | 258646.5192 | 117324.9349 | 2257612.1272 | 1156221.7869
6424 | 1726.1516 | 1018.5761 | 1018.5761 | 991.5436 | 991.5436 | 1346.4 | 1416978.7698 | 356955.7137 | 161919.0779 | 1346536.4415 | 648072.9292
6425 | 2137.608 | 695.5338 | 695.5338 | 677.0747 | 677.0747 | 1577.8 | 1132206.0554 | 243746.8953 | 110566.3 | 2677157.5018 | 285860.9422
6426 | 1644.1407 | 50.0226 | 50.0226 | 48.695 | 48.695 | 1552.8 | 79793.1978 | 17530.2112 | 7951.8986 | 2924451.8705 | 21776.418
6427 | 1812.7762 | 857.6372 | 857.6372 | 834.876 | 834.876 | 1845.85 | 1623460.8515 | 300555.3516 | 136335.247 | 3322904.8874 | 128696.1318
6428 | 1637.2954 | 1225.3959 | 1225.3959 | 1192.8746 | 1192.8746 | 1762.45 | 2218509.9093 | 429434.8406 | 194796.4152 | 1510142.1661 | 283367.3511
6429 | 1228.3805 | 1225.3959 | 1225.3959 | 1192.8746 | 1192.8746 | 1570.1 | 1977774.9288 | 429434.8406 | 194796.4152 | 120649.1796 | 512816.7722
6430 | 1411.5744 | 1225.3959 | 1225.3959 | 1192.8746 | 1192.8746 | 1566.5 | 1973406.3545 | 429434.8406 | 194796.4152 | 743142.0382 | 517111.1206
6431 | 1350.2371 | 1225.3959 | 1225.3959 | 1192.8746 | 1192.8746 | 1378.15 | 1737552.2508 | 429434.8406 | 194796.4152 | 534718.0899 | 741789.0435
6432 | 369.6591 | 0 | 0 | 0 | 0 | 1092.25 | 0 | 0 | 0 | 677585.1501 | 0
6433 | 112.8605 | 0 | 0 | 0 | 0 | 1196.2 | 0 | 0 | 0 | 134304.0248 | 0
6434 | 119.4032 | 0 | 0 | 0 | 0 | 1210.8 | 0 | 0 | 0 | 142089.7653 | 0
6435 | 113.6784 | 0 | 0 | 0 | 0 | 1196.85 | 0 | 0 | 0 | 135277.2423 | 0
6436 | 116.1318 | 0 | 0 | 0 | 0 | 1175.85 | 0 | 0 | 0 | 138196.895 | 0
6437 | 112.8605 | 0 | 0 | 0 | 0 | 1180.25 | 0 | 0 | 0 | 134304.0248 | 0
6438 | 116.9497 | 0 | 0 | 0 | 0 | 1251.8 | 0 | 0 | 0 | 139170.1125 | 0
6439 | 100.5931 | 104.4965 | 104.4965 | 101.7232 | 100.5931 | 1254.95 | 133561.1299 | 36213.5076 | 16426.8494 | 0 | 74946.8146
6440 | 225.1445 | 233.8817 | 233.8817 | 227.6746 | 225.1445 | 995.75 | 237098.4604 | 81052.0128 | 36766.0936 | 0 | 226100.862
6441 | 1240.0192 | 1288.1376 | 1288.1376 | 1253.9512 | 1240.0192 | 681.55 | 894691.556 | 446406.9257 | 202495.1416 | 0 | 1634903.0506
6442 | 1266.4219 | 1315.5652 | 1315.5652 | 1280.6508 | 1266.4219 | 339.05 | 453598.3452 | 455911.8674 | 206806.6888 | 0 | 2103463.3784
6443 | 1701.8192 | 1767.8577 | 1767.8577 | 1720.9397 | 1701.8192 | 346.25 | 622014.1844 | 612654.8954 | 277907.0678 | 0 | 2814383.4259
6444 | 1591.6166 | 1653.3783 | 1653.3783 | 1609.4985 | 1591.6166 | 349.85 | 589657.7767 | 572981.9674 | 259910.9869 | 0 | 2626406.0929
6445 | 1439.8744 | 1575.7712 | 1495.749 | 1533.9511 | 1439.8744 | 361.05 | 550848.4483 | 518354.7743 | 235131.4851 | 0 | 2359882.1036
6446 | 1622.9691 | 1685.9479 | 1685.9479 | 1641.2038 | 1622.9691 | 385.3 | 662018.3412 | 584268.8785 | 265030.8552 | 0 | 2620608.2171
6447 | 1764.8544 | 1943.2006 | 1833.3387 | 1891.6291 | 1764.8544 | 390.7 | 729969.4568 | 635347.5894 | 288200.726 | 0 | 2840180.2101
6448 | 1749.6223 | 1486.6657 | 1486.6657 | 1447.2104 | 1447.2104 | 737.45 | 1128416.9944 | 520995.7375 | 236329.4554 | 554321.1061 | 1827175.4679
6449 | 1578.746 | 614.1455 | 614.1455 | 597.8464 | 597.8464 | 1383.6 | 873742.7549 | 215224.7167 | 97628.3229 | 1797988.8619 | 368512.5427
6450 | 1433.9206 | 33.2469 | 33.2469 | 32.3646 | 32.3646 | 1552.8 | 52962.1315 | 11651.2525 | 5285.1376 | 2569052.1147 | 14473.4447
6451 | 1471.9558 | 857.6372 | 857.6372 | 834.876 | 834.876 | 1796.7 | 1580448.2618 | 300555.3516 | 136335.247 | 2164797.2225 | 169730.2861
6452 | 1491.7217 | 1225.3959 | 1225.3959 | 1192.8746 | 1192.8746 | 1687.5 | 2120876.7449 | 429434.8406 | 194796.4152 | 1015482.6622 | 372773.2992
6453 | 1544.0628 | 1225.3959 | 1225.3959 | 1192.8746 | 1192.8746 | 1531.25 | 1923942.2982 | 429434.8406 | 194796.4152 | 1193337.7641 | 559159.9487
6454 | 1414.8457 | 1225.3959 | 1225.3959 | 1192.8746 | 1192.8746 | 1377.75 | 1733155.2191 | 429434.8406 | 194796.4152 | 754257.9836 | 742266.1933
6455 | 1431.2023 | 1225.3959 | 1225.3959 | 1192.8746 | 1192.8746 | 1256.1 | 1584558.1641 | 429434.8406 | 194796.4152 | 809837.7002 | 887379.3832
6456 | 482.5196 | 0 | 0 | 0 | 0 | 1230.2 | 0 | 0 | 0 | 884458.4924 | 0
6457 | 426.0894 | 0 | 0 | 0 | 0 | 1118.5 | 0 | 0 | 0 | 507046.3542 | 0
6458 | 399.101 | 0 | 0 | 0 | 0 | 1170.45 | 0 | 0 | 0 | 474930.1744 | 0
6459 | 440.8103 | 0 | 0 | 0 | 0 | 923.85 | 0 | 0 | 0 | 524564.2704 | 0
6460 | 390.1049 | 0 | 0 | 0 | 0 | 997.05 | 0 | 0 | 0 | 464224.7811 | 0
6461 | 392.5583 | 0 | 0 | 0 | 0 | 992.85 | 0 | 0 | 0 | 467144.4338 | 0
6462 | 495.6049 | 0 | 0 | 0 | 0 | 1176.75 | 0 | 0 | 0 | 589769.8477 | 0
6463 | 433.4498 | 0 | 0 | 0 | 0 | 1188.95 | 0 | 0 | 0 | 794513.5609 | 0
6464 | 442.7905 | 0 | 0 | 0 | 0 | 572.05 | 0 | 0 | 0 | 811634.9533 | 0
6465 | 1681.4818 | 657.3556 | 657.3556 | 639.9098 | 639.9098 | 1224.5 | 829015.7929 | 230367.5224 | 104497.2678 | 1909201.4476 | 496250.0379
6466 | 1826.7294 | 131.2478 | 131.2478 | 127.7645 | 127.7645 | 1248.05 | 168448.4352 | 45995.2349 | 20863.9496 | 3114202.5494 | 96072.5468
6467 | 1832.1434 | 64.8692 | 64.8692 | 63.1476 | 63.1476 | 1059.25 | 70725.1106 | 22733.1389 | 10312.0044 | 3242569.3122 | 59406.1123
6468 | 1642.4999 | 218.5043 | 218.5043 | 212.7053 | 212.7053 | 794.8 | 179026.3645 | 76573.9023 | 34734.7729 | 2620813.5435 | 256352.4086
6469 | 1936.4576 | 132.3635 | 132.3635 | 128.8506 | 128.8506 | 361.05 | 49258.9264 | 46386.2189 | 21041.3043 | 3313343.6454 | 211179.7042
6470 | 1870.011 | 1452.435 | 1452.435 | 1413.8882 | 1413.8882 | 741.8 | 1108831.4686 | 508999.7347 | 230887.9352 | 836073.1475 | 1778954.0728
6471 | 1945.9424 | 1751.2368 | 1751.2368 | 1704.7599 | 1704.7599 | 1119.7 | 2016620.5355 | 613713.5687 | 278387.2938 | 442087.495 | 1500700.1514
6472 | 1509.5259 | 953.8326 | 953.8326 | 928.5184 | 928.5184 | 1549.95 | 1522891.7315 | 334266.6242 | 151627.0548 | 1064986.706 | 417879.7062
6473 | 1569.9972 | 373.7464 | 373.7464 | 363.8273 | 363.8273 | 1821.5 | 700312.8682 | 130977.843 | 59413.0049 | 2210909.4291 | 64943.1805
6474 | 1518.9095 | 25.3905 | 25.3905 | 24.7166 | 24.7166 | 1851.5 | 48217.6241 | 8897.982 | 4036.2235 | 2738855.471 | 3670.4176
6475 | 1387.3227 | 872.4028 | 872.4028 | 849.2497 | 849.2497 | 1845.85 | 1652333.2747 | 305729.8838 | 138682.4723 | 1828372.0261 | 130911.8377
6476 | 1625.028 | 1225.3959 | 1225.3959 | 1192.8746 | 1192.8746 | 1629.55 | 2050557.66 | 429434.8406 | 194796.4152 | 1468457.3778 | 441900.3798
6477 | 1559.6016 | 1225.3959 | 1225.3959 | 1192.8746 | 1192.8746 | 1431.05 | 1804653.9718 | 429434.8406 | 194796.4152 | 1246138.4978 | 678685.9794
6478 | 1286.4464 | 1225.3959 | 1225.3959 | 1192.8746 | 1192.8746 | 1462.4 | 1839526.2442 | 429434.8406 | 194796.4152 | 317957.186 | 641289.362
6479 | 1165.4076 | 1210.6314 | 1210.6314 | 1178.5019 | 1165.4076 | 1265.65 | 1560433.4991 | 419546.7342 | 190311.0603 | 0 | 855817.0674
6480 | 1319.1596 | 0 | 0 | 0 | 0 | 1239.75 | 0 | 0 | 0 | 2418019.5725 | 0
6481 | 1503.1713 | 0 | 0 | 0 | 0 | 1150 | 0 | 0 | 0 | 2755313.0662 | 0
6482 | 924.9656 | 0 | 0 | 0 | 0 | 1020.8 | 0 | 0 | 0 | 1695461.9573 | 0
6483 | 1193.2138 | 0 | 0 | 0 | 0 | 1181.85 | 0 | 0 | 0 | 2187160.9156 | 0
6484 | 1166.2254 | 0 | 0 | 0 | 0 | 834.95 | 0 | 0 | 0 | 2137691.204 | 0
6485 | 1228.3805 | 0 | 0 | 0 | 0 | 1169.8 | 0 | 0 | 0 | 2251621.4492 | 0
6486 | 1238.1945 | 0 | 0 | 0 | 0 | 1166.3 | 0 | 0 | 0 | 2269610.436 | 0
6487 | 1037.0083 | 69.5521 | 69.5521 | 67.7063 | 67.7063 | 1168.95 | 83740.9981 | 24374.2527 | 11056.4318 | 1776730.6477 | 56267.2852
6488 | 344.9167 | 268.9445 | 268.9445 | 261.8068 | 261.8068 | 572.05 | 158361.7915 | 94250.4596 | 42753.0557 | 152340.3689 | 373847.066
6489 | 280.4042 | 291.285 | 291.285 | 283.5545 | 280.4042 | 1224.5 | 364239.6503 | 100945.5204 | 45790.0097 | 0 | 217453.302
6490 | 270.3306 | 280.8201 | 280.8201 | 273.3673 | 270.3306 | 1313.55 | 376096.8565 | 97319.0173 | 44144.9876 | 0 | 185568.0285
6491 | 287.6502 | 298.8122 | 298.8122 | 290.8819 | 287.6502 | 790.75 | 241383.9159 | 103554.0706 | 46973.277 | 0 | 347840.7625
6492 | 303.9311 | 375.262 | 315.726 | 365.3027 | 303.9311 | 349.85 | 113062.6489 | 109415.2121 | 49631.9559 | 0 | 501531.9784
6493 | 295.44 | 306.9045 | 306.9045 | 298.7594 | 295.44 | 635.55 | 199595.6821 | 106358.4093 | 48245.3562 | 0 | 403113.108
6494 | 282.4089 | 603.7336 | 293.3678 | 587.7108 | 282.4089 | 740.85 | 222226.5353 | 101667.2144 | 46117.3781 | 0 | 355595.2027
6495 | 273.0489 | 283.6436 | 283.6436 | 276.1158 | 273.0489 | 390.7 | 113468.9066 | 98297.5917 | 44588.8798 | 0 | 439417.5396
6496 | 209.159 | 418.4181 | 217.2754 | 407.3135 | 209.159 | 1259.95 | 280043.7689 | 75297.2301 | 34155.6602 | 0 | 154788.0975
6497 | 292.731 | 180.3261 | 180.3261 | 175.5404 | 175.5404 | 1538.9 | 286265.226 | 63194.5294 | 28665.7407 | 214810.3788 | 80941.6598
6498 | 235.0545 | 9.7211 | 9.7211 | 9.4631 | 9.4631 | 1644.05 | 16438.3613 | 3406.7308 | 1545.331 | 413509.0222 | 3368.4051
6499 | 209.7018 | 0 | 0 | 0 | 0 | 1829.5 | 0 | 0 | 0 | 384383.4122 | 0
6500 | 305.8684 | 9.2765 | 9.2765 | 9.0303 | 9.0303 | 1691 | 16113.1542 | 3250.9197 | 1474.6533 | 544104.1399 | 2790.3727
6501 | 293.6009 | 304.9941 | 304.9941 | 296.8997 | 293.6009 | 1596.1 | 493960.2934 | 105696.3351 | 47945.032 | 0 | 118585.416
6502 | 298.5079 | 310.0915 | 310.0915 | 301.8619 | 298.5079 | 1586.3 | 499639.1044 | 107462.8477 | 48746.3418 | 0 | 123492.7225
6503 | 235.535 | 244.6749 | 244.6749 | 238.1813 | 235.535 | 1528.05 | 379928.9265 | 84792.6031 | 38462.8669 | 0 | 111160.7432
6504 | 168.473 | 175.0106 | 175.0106 | 170.3659 | 168.473 | 1492.95 | 265517.8591 | 60650.2647 | 27511.634 | 0 | 85424.2132
6505 | 199.5505 | 0 | 0 | 0 | 0 | 1635.05 | 0 | 0 | 0 | 237465.0871 | 0
6506 | 243.7133 | 0 | 0 | 0 | 0 | 1399.5 | 0 | 0 | 0 | 290018.836 | 0
6507 | 191.3722 | 0 | 0 | 0 | 0 | 1279.8 | 0 | 0 | 0 | 227732.9115 | 0
6508 | 152.1164 | 0 | 0 | 0 | 0 | 1225.55 | 0 | 0 | 0 | 181018.468 | 0
6509 | 135.7598 | 0 | 0 | 0 | 0 | 1275.3 | 0 | 0 | 0 | 161554.1167 | 0
6510 | 197.097 | 0 | 0 | 0 | 0 | 1324.55 | 0 | 0 | 0 | 234545.4345 | 0
6511 | 122.6745 | 127.4354 | 127.4354 | 124.0533 | 122.6745 | 1260.1 | 162701.1431 | 44162.8141 | 20032.7432 | 0 | 90766.4926
6512 | 195.7169 | 203.3117 | 203.3117 | 197.916 | 195.7169 | 1198.25 | 246763.5916 | 70458.0897 | 31960.5724 | 0 | 156916.0372
6513 | 885.4685 | 919.8284 | 919.8284 | 895.4166 | 885.4685 | 758.5 | 708965.4389 | 318768.6644 | 144597.0081 | 0 | 1099309.158
6514 | 1487.9546 | 1545.6947 | 1545.6947 | 1504.6728 | 1487.9546 | 327.25 | 515480.95 | 535663.6531 | 242982.9849 | 0 | 2488975.0535
6515 | 1782.3192 | 1851.4814 | 1851.4814 | 1802.3441 | 1782.3192 | 342.65 | 647796.0198 | 641634.9019 | 291052.7208 | 0 | 2953926.3947
6516 | 1685.3849 | 1750.7859 | 1750.7859 | 1704.321 | 1685.3849 | 347.95 | 622969.831 | 606738.5503 | 275223.348 | 0 | 2784340.0613
6517 | 1718.2943 | 1784.972 | 1784.972 | 1737.5998 | 1718.2943 | 629.25 | 1146870.471 | 618585.9613 | 280597.4652 | 0 | 2355351.9624
6518 | 1671.8876 | 1736.7642 | 1736.7642 | 1690.6714 | 1671.8876 | 914.6 | 1622166.854 | 601879.5367 | 273019.2454 | 0 | 1814666.8032
6519 | 1697.546 | 1431.2351 | 1431.2351 | 1393.2509 | 1393.2509 | 1088.45 | 1610431.5903 | 501570.3093 | 227517.8653 | 557772.9785 | 1270017.8207
6520 | 1755.8511 | 715.9016 | 715.9016 | 696.902 | 696.902 | 1385.2 | 1024166.8649 | 250884.7209 | 113804.097 | 1941053.7508 | 428455.3511
6521 | 1623.5477 | 162.0899 | 162.0899 | 157.7881 | 157.7881 | 1710.5 | 285392.8074 | 56803.7237 | 25766.8002 | 2686737.3479 | 45679.6611
6522 | 1905.103 | 7.4752 | 7.4752 | 7.2769 | 7.2769 | 1826.85 | 14000.4287 | 2619.6661 | 1188.3096 | 3478715.4059 | 1259.9866
6523 | 1574.8582 | 857.6372 | 857.6372 | 834.876 | 834.876 | 1830.45 | 1607770.4304 | 300555.3516 | 136335.247 | 2514459.6593 | 141553.2219
6524 | 1257.8224 | 1225.3959 | 1225.3959 | 1192.8746 | 1192.8746 | 1833.55 | 2301558.4203 | 429434.8406 | 194796.4152 | 220692.6777 | 198553.9701
6525 | 1468.0047 | 1225.3959 | 1225.3959 | 1192.8746 | 1192.8746 | 1807.7 | 2271696.5357 | 429434.8406 | 194796.4152 | 934892.0719 | 229389.7774
6526 | 1599.6753 | 1225.3959 | 1225.3959 | 1192.8746 | 1192.8746 | 1846.8 | 2322830.7417 | 429434.8406 | 194796.4152 | 1382308.8115 | 182748.3822
6527 | 1683.9117 | 1225.3959 | 1225.3959 | 1192.8746 | 1192.8746 | 1844.45 | 2318621.9957 | 429434.8406 | 194796.4152 | 1668544.3671 | 185551.6374
6528 | 1453.2837 | 0 | 0 | 0 | 0 | 1830.45 | 0 | 0 | 0 | 2663869.0533 | 0
6529 | 1407.4852 | 0 | 0 | 0 | 0 | 1565.65 | 0 | 0 | 0 | 1674907.4392 | 0
6530 | 1535.8845 | 0 | 0 | 0 | 0 | 1464 | 0 | 0 | 0 | 1827702.5978 | 0
6531 | 1660.1947 | 0 | 0 | 0 | 0 | 1442 | 0 | 0 | 0 | 1975631.668 | 0
6532 | 1321.6131 | 0 | 0 | 0 | 0 | 1436.6 | 0 | 0 | 0 | 1572719.5938 | 0
6533 | 1273.3611 | 0 | 0 | 0 | 0 | 1411.8 | 0 | 0 | 0 | 1515299.7566 | 0
6534 | 1310.1635 | 0 | 0 | 0 | 0 | 1429.2 | 0 | 0 | 0 | 1559094.5483 | 0
6535 | 1068.0858 | 0 | 0 | 0 | 0 | 1375 | 0 | 0 | 0 | 1957801.3411 | 0
6536 | 1296.3319 | 0 | 0 | 0 | 0 | 1005.45 | 0 | 0 | 0 | 2376176.4424 | 0
6537 | 1701.5656 | 0 | 0 | 0 | 0 | 294.1 | 0 | 0 | 0 | 3118969.7925 | 0
6538 | 1384.2118 | 440.1156 | 440.1156 | 428.4352 | 428.4352 | 306.3 | 138628.8195 | 154236.6625 | 69963.4639 | 1751938.6439 | 725640.6538
6539 | 1713.281 | 911.1699 | 911.1699 | 886.988 | 886.988 | 320.05 | 299316.1556 | 319315.6701 | 144845.1359 | 1514595.1909 | 1490095.4444
6540 | 1435.638 | 420.7055 | 420.7055 | 409.5402 | 409.5402 | 320.45 | 138581.681 | 147434.4863 | 66877.9211 | 1880837.2205 | 687843.3094
6541 | 1436.8198 | 561.4085 | 561.4085 | 546.509 | 546.509 | 314.5 | 181429.5356 | 196743.2565 | 89244.9272 | 1631939.5739 | 921140.9967
6542 | 1416.2125 | 725.5168 | 725.5168 | 706.262 | 706.262 | 696.5 | 519249.7817 | 254254.3192 | 115332.5842 | 1301339.2891 | 920612.514
6543 | 1458.112 | 1514.6937 | 1514.6937 | 1474.4945 | 1458.112 | 978.75 | 1507377.3539 | 524920.3128 | 238109.6863 | 0 | 1489096.8596
6544 | 1580.7302 | 1174.1745 | 1174.1745 | 1143.0126 | 1143.0126 | 782.05 | 940058.7156 | 411484.5217 | 186653.9511 | 802336.503 | 1392132.1479
6545 | 1546.2679 | 320.839 | 320.839 | 312.3241 | 312.3241 | 1417.7 | 466025.3621 | 112436.6795 | 51002.5271 | 2261818.9824 | 181866.329
6546 | 1753.4948 | 16.6136 | 16.6136 | 16.1727 | 16.1727 | 1607.85 | 27376.6066 | 5822.1678 | 2641 | 3184511.3537 | 6342.1197
6547 | 1580.4767 | 857.6372 | 857.6372 | 834.876 | 834.876 | 1829.05 | 1606608.8448 | 300555.3516 | 136335.247 | 2533551.2917 | 142722.0482
6548 | 1247.1906 | 1225.3959 | 1225.3959 | 1192.8746 | 1192.8746 | 1826.5 | 2294843.2974 | 429434.8406 | 194796.4152 | 184565.8586 | 206963.7357
6549 | 1584.9543 | 1225.3959 | 1225.3959 | 1192.8746 | 1192.8746 | 1808.15 | 2276229.6195 | 429434.8406 | 194796.4152 | 1332287.0641 | 228852.9838
6550 | 1818.0358 | 1225.3959 | 1225.3959 | 1192.8746 | 1192.8746 | 1828.1 | 2299307.6413 | 429434.8406 | 194796.4152 | 2124298.0657 | 205055.1364
6551 | 1714.1715 | 1225.3959 | 1225.3959 | 1192.8746 | 1192.8746 | 1821.1 | 2288625.0835 | 429434.8406 | 194796.4152 | 1771366.8481 | 213405.2583
6552 | 1513.8031 | 0 | 0 | 0 | 0 | 1751.35 | 0 | 0 | 0 | 2774801.1336 | 0
6553 | 1295.9329 | 0 | 0 | 0 | 0 | 1584.5 | 0 | 0 | 0 | 1542160.1343 | 0
6554 | 1429.5663 | 0 | 0 | 0 | 0 | 1379.8 | 0 | 0 | 0 | 1701183.8411 | 0
6555 | 1403.1504 | 0 | 0 | 0 | 0 | 1267.35 | 0 | 0 | 0 | 1669748.9224 | 0
6556 | 223.7582 | 0 | 0 | 0 | 0 | 1185.4 | 0 | 0 | 0 | 266272.2534 | 0
6557 | 344.1836 | 0 | 0 | 0 | 0 | 1170.25 | 0 | 0 | 0 | 409578.5008 | 0
6558 | 855.4089 | 0 | 0 | 0 | 0 | 1176.75 | 0 | 0 | 0 | 1017936.6353 | 0
6559 | 1351.1431 | 0 | 0 | 0 | 0 | 1284.95 | 0 | 0 | 0 | 2476645.273 | 0
6560 | 1327.7543 | 522.9281 | 522.9281 | 509.0499 | 509.0499 | 1272.05 | 684844.9166 | 183257.9466 | 83127.8408 | 1500685.3109 | 370562.8394
6561 | 1082.8362 | 1012.3183 | 1012.3183 | 985.452 | 985.452 | 1300.05 | 1360979.4629 | 354762.7081 | 160924.3062 | 178505.3431 | 689767.1043
6562 | 962.5079 | 999.8579 | 999.8579 | 973.3222 | 962.5079 | 1238.05 | 1269292.7999 | 346502.8523 | 157177.5438 | 0 | 733382.912
6563 | 1672.8606 | 1737.7749 | 1737.7749 | 1691.6553 | 1672.8606 | 620.75 | 1105205.511 | 602229.8016 | 273178.1294 | 0 | 2307292.9274
6564 | 1223.3853 | 1270.8581 | 1270.8581 | 1237.1303 | 1223.3853 | 823.85 | 1073642.2637 | 440418.7123 | 199778.8214 | 0 | 1438884.2678
6565 | 988.9209 | 1236.3542 | 1027.2969 | 1203.5421 | 988.9209 | 760.05 | 798677.7608 | 356011.5268 | 161490.7842 | 0 | 1226212.4795
6566 | 879.0094 | 1118.7553 | 913.1198 | 1089.0642 | 879.0094 | 1098.3 | 1023870.2306 | 316443.386 | 143542.2359 | 0 | 792602.781
6567 | 1120.1603 | 1163.6286 | 1163.6286 | 1132.7465 | 1120.1603 | 1279.7 | 1522572.3542 | 403257.7202 | 182922.1825 | 0 | 806851.4886
6568 | 1590.8052 | 1206.2383 | 1206.2383 | 1174.2254 | 1174.2254 | 1437.45 | 1793749.1639 | 422721.1272 | 191751.0002 | 763590.868 | 660560.4726
6569 | 1557.5416 | 405.9254 | 405.9254 | 395.1524 | 395.1524 | 1766.55 | 741017.1742 | 142254.8574 | 64528.3839 | 2130659.3783 | 92248.3235
6570 | 1465.6696 | 15.4907 | 15.4907 | 15.0795 | 15.0795 | 1802 | 28810.9431 | 5428.6354 | 2462.4893 | 2658931.5729 | 2985.7495
6571 | 966.144 | 857.6372 | 857.6372 | 834.876 | 834.876 | 1845.85 | 1626236.5402 | 300555.3516 | 136335.247 | 446048.7217 | 128696.1318
6572 | 1198.0387 | 1225.3959 | 1225.3959 | 1192.8746 | 1192.8746 | 1847.45 | 2325614.7456 | 429434.8406 | 194796.4152 | 17547.6718 | 181973.0137
6573 | 1423.3507 | 1225.3959 | 1225.3959 | 1192.8746 | 1192.8746 | 1852.55 | 2332562.3678 | 429434.8406 | 194796.4152 | 783158.0925 | 175889.3535
6574 | 1421.0199 | 1225.3959 | 1225.3959 | 1192.8746 | 1192.8746 | 1865.25 | 2345244.3012 | 429434.8406 | 194796.4152 | 775237.9865 | 160739.8466
6575 | 1225.2315 | 1225.3959 | 1225.3959 | 1192.8746 | 1192.8746 | 1865.55 | 2342001.7945 | 429434.8406 | 194796.4152 | 109948.9286 | 160381.9842
6576 | 1382.173 | 0 | 0 | 0 | 0 | 1818.85 | 0 | 0 | 0 | 2533523.153 | 0
6577 | 1511.9217 | 0 | 0 | 0 | 0 | 1599.95 | 0 | 0 | 0 | 1799186.823 | 0
6578 | 1197.2617 | 0 | 0 | 0 | 0 | 1679.1 | 0 | 0 | 0 | 1424741.467 | 0
6579 | 1518.9141 | 0 | 0 | 0 | 0 | 1480.45 | 0 | 0 | 0 | 1807507.8314 | 0
6580 | 1238.4395 | 0 | 0 | 0 | 0 | 1414.65 | 0 | 0 | 0 | 1473742.9574 | 0
6581 | 1274.9556 | 0 | 0 | 0 | 0 | 1415.4 | 0 | 0 | 0 | 1517197.1105 | 0
6582 | 1134.3297 | 0 | 0 | 0 | 0 | 1421.25 | 0 | 0 | 0 | 1349852.3954 | 0
6583 | 1236.1086 | 0 | 0 | 0 | 0 | 1498.5 | 0 | 0 | 0 | 2265787.1481 | 0
6584 | 895.8243 | 0 | 0 | 0 | 0 | 1437.05 | 0 | 0 | 0 | 1642045.9239 | 0
6585 | 1078.1882 | 0 | 0 | 0 | 0 | 1421.4 | 0 | 0 | 0 | 1976318.9541 | 0
6586 | 1521.983 | 8.5026 | 8.5026 | 8.277 | 8.277 | 1261.9 | 11053.4407 | 2979.7063 | 1351.6279 | 2774623.2574 | 6109.2257
6587 | 1177.4916 | 663.7931 | 663.7931 | 646.1764 | 646.1764 | 1162.9 | 795940.8733 | 232623.5078 | 105520.6078 | 973900.6947 | 540914.2732
6588 | 1060.1419 | 1101.2795 | 1101.2795 | 1072.0521 | 1060.1419 | 1030.7 | 1158190.0855 | 381651.0696 | 173121.1657 | 0 | 1027595.5049
6589 | 943.5293 | 980.1424 | 980.1424 | 954.13 | 943.5293 | 983.75 | 983079.7335 | 339670.5356 | 154078.3291 | 0 | 958861.3463
6590 | 1025.0301 | 1064.806 | 1064.806 | 1036.5467 | 1025.0301 | 1258.25 | 1365506.978 | 369010.8292 | 167387.4122 | 0 | 760316.0025
6591 | 930.0669 | 966.158 | 966.158 | 940.5167 | 930.0669 | 1478.8 | 1453583.9866 | 334824.0729 | 151879.9198 | 0 | 484750.8523
6592 | 968.8011 | 741.7554 | 741.7554 | 722.0696 | 722.0696 | 1539.25 | 1172907.7185 | 259945.0668 | 117913.9706 | 452258.8253 | 332693.582
6593 | 1132.6778 | 59.7988 | 59.7988 | 58.2118 | 58.2118 | 1843.95 | 113332.0366 | 20956.2365 | 9505.9817 | 1969496.1983 | 9083.9464
6594 | 1010.9393 | 0 | 0 | 0 | 0 | 1908.65 | 0 | 0 | 0 | 1853051.8029 | 0
6595 | 1250.7879 | 110.8498 | 110.8498 | 107.9079 | 107.9079 | 1910.95 | 217093.4918 | 38846.852 | 17621.3637 | 3883506.2392 | 9609.2005
6596 | 1191.8232 | 1225.3959 | 1225.3959 | 1192.8746 | 1191.8232 | 1863.8 | 2344489.6561 | 429056.3408 | 194624.7235 | 0 | 162326.2926
6597 | 1114.1294 | 1157.3625 | 1157.3625 | 1126.6467 | 1114.1294 | 1845.45 | 2170939.4682 | 401086.5664 | 181937.323 | 0 | 172188.637
6598 | 1338.6645 | 1225.3959 | 1225.3959 | 1192.8746 | 1192.8746 | 1838.25 | 2318614.3259 | 429434.8406 | 194796.4152 | 495394.1776 | 192947.4596
6599 | 1141.3222 | 1185.6107 | 1185.6107 | 1154.1453 | 1141.3222 | 1805.7 | 2184226.0223 | 410875.9877 | 186377.9133 | 0 | 221758.8646
6600 | 156.1646 | 0 | 0 | 0 | 0 | 1607.6 | 0 | 0 | 0 | 286249.6649 | 0
6601 | 101.7789 | 0 | 0 | 0 | 0 | 1444.45 | 0 | 0 | 0 | 121116.893 | 0
6602 | 103.3328 | 0 | 0 | 0 | 0 | 1269.6 | 0 | 0 | 0 | 122966.0059 | 0
6603 | 99.4481 | 0 | 0 | 0 | 0 | 1180.45 | 0 | 0 | 0 | 118343.2237 | 0
6604 | 104.8867 | 0 | 0 | 0 | 0 | 1160.35 | 0 | 0 | 0 | 124815.1187 | 0
6605 | 98.6711 | 0 | 0 | 0 | 0 | 1179.7 | 0 | 0 | 0 | 117418.6673 | 0
6606 | 101.002 | 0 | 0 | 0 | 0 | 1185.55 | 0 | 0 | 0 | 120192.3366 | 0
6607 | 84.2832 | 0 | 0 | 0 | 0 | 1284 | 0 | 0 | 0 | 154491.1515 | 0
6608 | 99.5365 | 0 | 0 | 0 | 0 | 908.6 | 0 | 0 | 0 | 182450.3383 | 0
6609 | 1023.3432 | 0 | 0 | 0 | 0 | 1250.1 | 0 | 0 | 0 | 1875788.0013 | 0
6610 | 1312.2971 | 0 | 0 | 0 | 0 | 1128.5 | 0 | 0 | 0 | 2405440.6686 | 0
6611 | 985.1178 | 0 | 0 | 0 | 0 | 1009.7 | 0 | 0 | 0 | 1805720.9188 | 0
6612 | 1098.0768 | 133.6599 | 133.6599 | 130.1126 | 130.1126 | 984.8 | 135298.2635 | 46840.5468 | 21247.3925 | 1774278.3915 | 132090.3419
6613 | 1289.3435 | 417.2172 | 417.2172 | 406.1445 | 406.1445 | 891.95 | 382333.1402 | 146212.024 | 66323.3986 | 1618903.7083 | 450028.4254
6614 | 1274.6729 | 0 | 0 | 0 | 0 | 1134.15 | 0 | 0 | 0 | 2336475.5064 | 0
6615 | 1148.4205 | 0 | 0 | 0 | 0 | 1408.8 | 0 | 0 | 0 | 2105054.7563 | 0
6616 | 1234.0498 | 0 | 0 | 0 | 0 | 1682.25 | 0 | 0 | 0 | 2262013.2101 | 0
6617 | 1363.2866 | 0 | 0 | 0 | 0 | 1897.95 | 0 | 0 | 0 | 2498904.3891 | 0
6618 | 1689.6706 | 0 | 0 | 0 | 0 | 1892.65 | 0 | 0 | 0 | 3097166.1878 | 0
6619 | 1542.9749 | 857.6372 | 857.6372 | 834.876 | 834.876 | 1910.95 | 1680533.066 | 300555.3516 | 136335.247 | 2406120.3044 | 74345.7057
6620 | 1457.536 | 1225.3959 | 1225.3959 | 1192.8746 | 1192.8746 | 1863.3 | 2345158.0762 | 429434.8406 | 194796.4152 | 899319.6739 | 163065.952
6621 | 1491.7213 | 1225.3959 | 1225.3959 | 1192.8746 | 1192.8746 | 1789.95 | 2251496.2201 | 429434.8406 | 194796.4152 | 1015481.2554 | 250563.3008
6622 | 1543.7762 | 1225.3959 | 1225.3959 | 1192.8746 | 1192.8746 | 1760.6 | 2215683.9883 | 429434.8406 | 194796.4152 | 1192363.6629 | 285574.169
6623 | 1860.7669 | 1225.3959 | 1225.3959 | 1192.8746 | 1192.8746 | 1591.2 | 2006711.5586 | 429434.8406 | 194796.4152 | 2269498.3265 | 487647.119
6624 | 186.4652 | 0 | 0 | 0 | 0 | 1474.55 | 0 | 0 | 0 | 341790.6445 | 0
6625 | 104.1097 | 0 | 0 | 0 | 0 | 1208 | 0 | 0 | 0 | 123890.5623 | 0
6626 | 112.656 | 0 | 0 | 0 | 0 | 1419.8 | 0 | 0 | 0 | 134060.6831 | 0
6627 | 107.2175 | 0 | 0 | 0 | 0 | 1405.45 | 0 | 0 | 0 | 127588.7881 | 0
6628 | 107.2175 | 0 | 0 | 0 | 0 | 1373.45 | 0 | 0 | 0 | 127588.7881 | 0
6629 | 104.8867 | 0 | 0 | 0 | 0 | 1315.2 | 0 | 0 | 0 | 124815.1187 | 0
6630 | 107.2175 | 0 | 0 | 0 | 0 | 1380.05 | 0 | 0 | 0 | 127588.7881 | 0
6631 | 100.2454 | 0 | 0 | 0 | 0 | 1396.5 | 0 | 0 | 0 | 183749.8549 | 0
6632 | 123.1185 | 0 | 0 | 0 | 0 | 1079.3 | 0 | 0 | 0 | 225676.1738 | 0
6633 | 971.1397 | 3.0582 | 3.0582 | 2.9771 | 2.9771 | 1433.9 | 4528.6544 | 1071.7478 | 486.1567 | 1774642.0991 | 1685.3234
6634 | 1916.0218 | 263.6746 | 263.6746 | 256.6768 | 256.6768 | 1422.9 | 386976.9513 | 92403.6605 | 41915.3271 | 3041579.3488 | 148128.2013
6635 | 1454.101 | 1109.0269 | 1109.0269 | 1079.5939 | 1079.5939 | 963.8 | 1100814.678 | 388653.8188 | 176297.6906 | 686471.4186 | 1118675.2419
6636 | 1405.6336 | 1460.1793 | 1460.1793 | 1421.4269 | 1405.6336 | 360.8 | 537031.8717 | 506028.1115 | 229539.9739 | 0 | 2304113.6136
6637 | 1449.3753 | 1505.6187 | 1505.6187 | 1465.6604 | 1449.3753 | 342.95 | 525506.9737 | 521775.0947 | 236682.9804 | 0 | 2401687.2796
6638 | 1617.9573 | 1680.7414 | 1680.7414 | 1636.1355 | 1617.9573 | 359.25 | 616933.1869 | 582464.6107 | 264212.4193 | 0 | 2654662.9477
6639 | 1296.6671 | 1125.2832 | 1125.2832 | 1095.4188 | 1095.4188 | 1217.2 | 1413150.8925 | 394350.7552 | 178881.8843 | 368888.1842 | 857493.8089
6640 | 1542.1261 | 435.7713 | 435.7713 | 424.2062 | 424.2062 | 1490.75 | 670836.7359 | 152714.2274 | 69272.8704 | 2049147.2791 | 216027.0008
6641 | 1368.5009 | 344.2215 | 344.2215 | 335.086 | 335.086 | 1722.45 | 610482.8638 | 120630.9629 | 54719.5451 | 1894249.4126 | 93003.1215
6642 | 1900.383 | 7.468 | 7.468 | 7.2698 | 7.2698 | 1851.15 | 14185.1157 | 2617.1178 | 1187.1537 | 3470076.5862 | 1082.1055
6643 | 1656.3215 | 857.6372 | 857.6372 | 834.876 | 834.876 | 1909.95 | 1679931.1599 | 300555.3516 | 136335.247 | 2791271.8473 | 75180.5817
6644 | 1599.7157 | 1225.3959 | 1225.3959 | 1192.8746 | 1192.8746 | 1832.8 | 2303832.7539 | 429434.8406 | 194796.4152 | 1382446.2504 | 199448.626
6645 | 1535.2298 | 1225.3959 | 1225.3959 | 1192.8746 | 1192.8746 | 1601.45 | 2011779.7667 | 429434.8406 | 194796.4152 | 1163323.2675 | 475420.1548
6646 | 1731.7952 | 1225.3959 | 1225.3959 | 1192.8746 | 1192.8746 | 1507.55 | 1896299.9511 | 429434.8406 | 194796.4152 | 1831252.3608 | 587431.0758
6647 | 1424.1277 | 1225.3959 | 1225.3959 | 1192.8746 | 1192.8746 | 1173.1 | 1477315.8936 | 429434.8406 | 194796.4152 | 785798.1312 | 986387.9715
6648 | 1595.0541 | 0 | 0 | 0 | 0 | 618.1 | 0 | 0 | 0 | 2923734.1378 | 0
6649 | 1460.6438 | 0 | 0 | 0 | 0 | 803.1 | 0 | 0 | 0 | 2677360.0487 | 0
6650 | 1355.7571 | 0 | 0 | 0 | 0 | 275.1 | 0 | 0 | 0 | 2485102.812 | 0
6651 | 1222.1238 | 0 | 0 | 0 | 0 | 271.45 | 0 | 0 | 0 | 2240152.8502 | 0
6652 | 1309.9178 | 0 | 0 | 0 | 0 | 269.95 | 0 | 0 | 0 | 2401079.2779 | 0
6653 | 1102.4753 | 0 | 0 | 0 | 0 | 270.7 | 0 | 0 | 0 | 2020837.1864 | 0
6654 | 1162.2995 | 0 | 0 | 0 | 0 | 276.55 | 0 | 0 | 0 | 2130495.0183 | 0
6655 | 1174.1449 | 323.5337 | 323.5337 | 314.9473 | 314.9473 | 838.5 | 280074.2389 | 113381.0116 | 51430.8866 | 1574909.3065 | 365811.2359
6656 | 224.0097 | 232.7016 | 232.7016 | 226.5258 | 224.0097 | 313.7 | 74160.7957 | 80643.5027 | 36580.7889 | 0 | 377747.6074
6657 | 279.8454 | 290.7054 | 290.7054 | 282.9902 | 279.8454 | 350.4 | 103745.8536 | 100744.3308 | 45698.7478 | 0 | 461632.9115
6658 | 322.6469 | 694.3548 | 335.1672 | 675.927 | 322.6469 | 362.9 | 123639.5845 | 116152.8796 | 52688.2368 | 0 | 528205.22
6659 | 279.4598 | 556.1241 | 290.3054 | 541.3649 | 279.4598 | 368.9 | 108846.7565 | 100605.5308 | 45635.7866 | 0 | 455826.8925
6660 | 226.3163 | 739.6009 | 235.0992 | 719.9723 | 226.3163 | 360.8 | 86244.5432 | 81473.8554 | 36957.4461 | 0 | 370977.6218
6661 | 249.9566 | 1163.3512 | 259.6555 | 1132.4765 | 249.9566 | 342.95 | 90490.2374 | 89984.3586 | 40817.9049 | 0 | 414190.5038
6662 | 247.4402 | 2334.0842 | 257.0418 | 2272.1388 | 247.4402 | 359.25 | 93979.8482 | 89078.4875 | 40406.9917 | 0 | 405987.5787
6663 | 268.3642 | 948.1109 | 278.7778 | 922.9485 | 268.3642 | 376.8 | 106724.7324 | 96611.0974 | 43823.8672 | 0 | 435608.7035
6664 | 198.7923 | 842.9828 | 206.5061 | 820.6105 | 198.7923 | 1261.65 | 265001.1765 | 71565.2132 | 32462.7759 | 0 | 146778.2643
6665 | 292.6697 | 304.027 | 304.027 | 295.9583 | 292.6697 | 1694.95 | 524098.7319 | 105361.0917 | 47792.9619 | 0 | 89278.8917
6666 | 221.6323 | 230.2324 | 230.2324 | 224.1221 | 221.6323 | 1807.05 | 422733.6718 | 79787.6276 | 36192.5544 | 0 | 42763.8944
6667 | 210.0695 | 218.2217 | 218.2217 | 212.4302 | 210.0695 | 1910.95 | 423385.3619 | 75625.0259 | 34304.352 | 0 | 18706.6904
6668 | 235.4123 | 244.5471 | 244.5471 | 238.057 | 235.4123 | 1666.3 | 414272.1889 | 84748.4168 | 38442.8235 | 0 | 78556.9844
6669 | 195.0115 | 202.5784 | 202.5784 | 197.202 | 195.0115 | 1547.45 | 318740.6881 | 70204.134 | 31845.3752 | 0 | 88252.228
6670 | 287.4671 | 298.6221 | 298.6221 | 290.6968 | 287.4671 | 1507.55 | 457773.238 | 103488.1657 | 46943.3818 | 0 | 141563.1241
6671 | 260.2743 | 270.3739 | 270.3739 | 263.1983 | 260.2743 | 1446.7 | 398022.3559 | 93698.7446 | 42502.7917 | 0 | 144009.6042
6672 | 282.8055 | 293.7792 | 293.7792 | 285.9824 | 282.8055 | 1381.2 | 413617.3132 | 101809.9792 | 46182.1378 | 0 | 174999.734
6673 | 230.7506 | 0 | 0 | 0 | 0 | 1410.7 | 0 | 0 | 0 | 274593.2612 | 0
6674 | 185.6882 | 0 | 0 | 0 | 0 | 1406.35 | 0 | 0 | 0 | 220968.988 | 0
6675 | 236.1892 | 164.9788 | 164.9788 | 160.6004 | 160.6004 | 1282.4 | 219094.6171 | 57816.1322 | 26226.04 | 89950.7194 | 115246.8235
6676 | 198.1192 | 205.807 | 205.807 | 200.345 | 198.1192 | 925.85 | 195323.1181 | 71322.925 | 32352.8713 | 0 | 212809.5238
6677 | 229.1968 | 238.0909 | 238.0909 | 231.7721 | 229.1968 | 926.25 | 226236.7286 | 82510.8348 | 37427.8315 | 0 | 246100.0247
6678 | 285.1363 | 296.2006 | 296.2006 | 288.3396 | 285.1363 | 1053.85 | 319929.7044 | 102649.0725 | 46562.7598 | 0 | 269781.4264
6679 | 164.7109 | 171.1026 | 171.1026 | 166.5616 | 164.7109 | 1417.95 | 247285.9126 | 59295.922 | 26897.2891 | 0 | 95869.9761
6680 | 199.3876 | 207.1242 | 207.1242 | 201.6272 | 199.3876 | 635.4 | 133979.1643 | 71779.5316 | 32559.9931 | 0 | 272084.3022
6681 | 1165.9822 | 1211.2276 | 1211.2276 | 1179.0823 | 1165.9822 | 341.9 | 421357.7072 | 419753.5942 | 190404.8942 | 0 | 1933314.7542
6682 | 1779.2506 | 1848.2944 | 1848.2944 | 1799.2417 | 1779.2506 | 348.35 | 654440.4812 | 640530.212 | 290551.6212 | 0 | 2938698.2625
6683 | 1668.8448 | 1733.6041 | 1733.6041 | 1687.5952 | 1668.8448 | 356.1 | 626990.1805 | 600784.1136 | 272522.3493 | 0 | 2743413.901
6684 | 1306.7683 | 1357.4768 | 1357.4768 | 1321.4501 | 1306.7683 | 349.85 | 483173.0247 | 470436.5736 | 213395.2569 | 0 | 2156363.6442
6685 | 1367.4141 | 1420.4762 | 1420.4762 | 1382.7775 | 1367.4141 | 334.65 | 483567.485 | 492269.0803 | 223298.7245 | 0 | 2277223.0914
6686 | 1211.3632 | 940.4892 | 940.4892 | 915.5291 | 915.5291 | 352 | 341338.2263 | 329590.4693 | 149505.899 | 542263.8751 | 1508791.9262
6687 | 1187.0499 | 113.1196 | 113.1196 | 110.1175 | 110.1175 | 689.6 | 80258.0665 | 39642.2898 | 17982.1831 | 1974017.0605 | 144297.9349
6688 | 1289.3338 | 196.3528 | 196.3528 | 191.1417 | 191.1417 | 1495.95 | 302082.8401 | 68811.0119 | 31213.4396 | 2012986.0592 | 96344.9738
6689 | 1473.5876 | 123.2646 | 123.2646 | 119.9932 | 119.9932 | 1673 | 212202.235 | 43197.5509 | 19594.8891 | 2481138.4858 | 39237.7754
6690 | 1450.7679 | 0.71781 | 0.71781 | 0.69876 | 0.69876 | 1770.3 | 1305.4503 | 251.5549 | 114.1081 | 2657976.7727 | 160.506
6691 | 1377.5454 | 1043.5053 | 1043.5053 | 1015.8113 | 1015.8113 | 1880.55 | 2014894.1691 | 365692.0598 | 165881.9816 | 1229172.5015 | 121338.6571
6692 | 1000.6964 | 1039.5278 | 1039.5278 | 1011.9393 | 1000.6964 | 1729.4 | 1830479.5158 | 360250.6957 | 163413.7184 | 0 | 270788.3376
6693 | 1480.0672 | 1225.3959 | 1225.3959 | 1192.8746 | 1192.8746 | 1530.45 | 1930484.97 | 429434.8406 | 194796.4152 | 975880.7187 | 560114.2484
6694 | 1346.4339 | 1225.3959 | 1225.3959 | 1192.8746 | 1192.8746 | 1493.05 | 1885615.5307 | 429434.8406 | 194796.4152 | 521794.5343 | 604727.7568
6695 | 1285.8327 | 1225.3959 | 1225.3959 | 1192.8746 | 1192.8746 | 1446.55 | 1826587.3783 | 429434.8406 | 194796.4152 | 315871.7314 | 660196.4238
6696 | 1184.8307 | 0 | 0 | 0 | 0 | 1412.8 | 0 | 0 | 0 | 2171794.7208 | 0
6697 | 1309.9178 | 0 | 0 | 0 | 0 | 1110.65 | 0 | 0 | 0 | 1558802.1499 | 0
6698 | 1500.2676 | 0 | 0 | 0 | 0 | 1404.75 | 0 | 0 | 0 | 1785318.4761 | 0
6699 | 1316.9102 | 0 | 0 | 0 | 0 | 1406.4 | 0 | 0 | 0 | 1567123.1582 | 0
6700 | 1187.9385 | 0 | 0 | 0 | 0 | 1404.55 | 0 | 0 | 0 | 1413646.79 | 0
6701 | 966.5111 | 0 | 0 | 0 | 0 | 1403.55 | 0 | 0 | 0 | 1150148.2054 | 0
6702 | 1231.447 | 0 | 0 | 0 | 0 | 1392.45 | 0 | 0 | 0 | 1465421.9502 | 0
6703 | 1040.3999 | 0 | 0 | 0 | 0 | 1125 | 0 | 0 | 0 | 1907052.9434 | 0
6704 | 1049.4094 | 0 | 0 | 0 | 0 | 266.95 | 0 | 0 | 0 | 1923567.4852 | 0
6705 | 1392.0499 | 219.782 | 219.782 | 213.9491 | 213.9491 | 275.1 | 62156.8339 | 77021.6774 | 34937.8887 | 2159458.6677 | 369040.8092
6706 | 1491.899 | 640.1146 | 640.1146 | 623.1263 | 623.1263 | 284.7 | 187209.8815 | 224325.4716 | 101756.5264 | 1592460.3995 | 1068848.5594
6707 | 1479.7011 | 686.5429 | 686.5429 | 668.3225 | 668.3225 | 300.8 | 211884.9351 | 240596.088 | 109137.0588 | 1487257.0388 | 1135613.5352
6708 | 1376.6976 | 1382.8413 | 1382.8413 | 1346.1414 | 1346.1414 | 295.55 | 420157.4903 | 484610.9202 | 219824.898 | 56009.344 | 2294430.7861
6709 | 1804.4341 | 1874.4546 | 1874.4546 | 1824.7076 | 1804.4341 | 283.35 | 539271.4929 | 649596.2648 | 294664.0835 | 0 | 3097581.6261
6710 | 1768.6143 | 1837.2446 | 1837.2446 | 1788.4852 | 1768.6143 | 285 | 533322.8217 | 636701.1502 | 288814.7162 | 0 | 3033173.01
6711 | 1995.8376 | 1459.7357 | 1459.7357 | 1420.9951 | 1420.9951 | 289.5 | 436816.0505 | 511558.2413 | 232048.5022 | 1053686.3601 | 2430612.1435
6712 | 1636.7689 | 1253.9277 | 1253.9277 | 1220.6491 | 1220.6491 | 295.8 | 383189.8491 | 439433.6939 | 199332.0062 | 762747.4416 | 2080230.2812
6713 | 1880.17 | 186.1787 | 186.1787 | 181.2377 | 181.2377 | 879.9 | 169358.9409 | 65245.5576 | 29596.1099 | 3114142.9848 | 203004.3029
6714 | 1605.2708 | 0 | 0 | 0 | 0 | 1638.15 | 0 | 0 | 0 | 2942461.4167 | 0
6715 | 1176.8108 | 1025.9869 | 1025.9869 | 998.7578 | 998.7578 | 1850.05 | 1950866.2345 | 359552.809 | 163097.1492 | 605024.0197 | 149763.7325
6716 | 1179.3922 | 1225.158 | 1225.158 | 1192.643 | 1179.3922 | 1662.4 | 2073592.0812 | 424581.1772 | 192594.7396 | 0 | 398162.7392
6717 | 1017.789 | 1057.284 | 1057.284 | 1029.2243 | 1017.789 | 1447.05 | 1563985.2465 | 366404.0461 | 166204.9465 | 0 | 562786.4276
6718 | 1282.7249 | 1225.3959 | 1225.3959 | 1192.8746 | 1192.8746 | 1432.05 | 1814372.7239 | 429434.8406 | 194796.4152 | 305311.5901 | 677493.1048
6719 | 1643.2243 | 1225.3959 | 1225.3959 | 1192.8746 | 1192.8746 | 1414.2 | 1796893.3497 | 429434.8406 | 194796.4152 | 1530288.2659 | 698785.9157
6720 | 1414.8044 | 0 | 0 | 0 | 0 | 861.25 | 0 | 0 | 0 | 2593336.5147 | 0
6721 | 1612.9237 | 0 | 0 | 0 | 0 | 850.1 | 0 | 0 | 0 | 1919379.1602 | 0
6722 | 1513.4756 | 0 | 0 | 0 | 0 | 275.1 | 0 | 0 | 0 | 1801035.9354 | 0
6723 | 1312.2486 | 0 | 0 | 0 | 0 | 271.45 | 0 | 0 | 0 | 1561575.8197 | 0
6724 | 926.8872 | 0 | 0 | 0 | 0 | 269.95 | 0 | 0 | 0 | 1102995.8273 | 0
6725 | 1116.4602 | 0 | 0 | 0 | 0 | 270.7 | 0 | 0 | 0 | 1328587.5975 | 0
6726 | 923.0026 | 0 | 0 | 0 | 0 | 276.55 | 0 | 0 | 0 | 1098373.0451 | 0
6727 | 974.5728 | 0 | 0 | 0 | 0 | 289.5 | 0 | 0 | 0 | 1786391.9457 | 0
6728 | 1109.3055 | 0 | 0 | 0 | 0 | 313.7 | 0 | 0 | 0 | 2033357.0475 | 0
6729 | 1453.1366 | 0 | 0 | 0 | 0 | 907.9 | 0 | 0 | 0 | 2663599.4153 | 0
6730 | 1636.4299 | 0 | 0 | 0 | 0 | 809.5 | 0 | 0 | 0 | 2999576.058 | 0
6731 | 1700.6594 | 0 | 0 | 0 | 0 | 368.9 | 0 | 0 | 0 | 3117308.6949 | 0
6732 | 1576.4513 | 0 | 0 | 0 | 0 | 360.8 | 0 | 0 | 0 | 2889635.1816 | 0
6733 | 1782.2292 | 0 | 0 | 0 | 0 | 342.95 | 0 | 0 | 0 | 3266826.0796 | 0
6734 | 1708.3705 | 589.0802 | 589.0802 | 573.4463 | 573.4463 | 359.25 | 218144.4395 | 206440.6807 | 93643.7866 | 2080316.0286 | 940882.0748
6735 | 1688.8665 | 578.205 | 578.205 | 562.8597 | 562.8597 | 935.8 | 557824.98 | 202629.4962 | 91914.9909 | 2063970.3643 | 598995.3051
6736 | 1513.6533 | 132.5525 | 132.5525 | 129.0347 | 129.0347 | 1687.75 | 230366.639 | 46452.4751 | 21071.3588 | 2538005.9818 | 40291.0704
6737 | 1543.6956 | 371.567 | 371.567 | 361.7058 | 361.7058 | 1898.7 | 725116.0912 | 130214.0771 | 59066.5522 | 2166587.2819 | 36640.7945
6738 | 1589.396 | 22.6085 | 22.6085 | 22.0085 | 22.0085 | 1908.65 | 44278.8919 | 7923.0701 | 3593.9926 | 2873021.2966 | 2010.479
6739 | 1404.3944 | 857.6372 | 857.6372 | 834.876 | 834.876 | 1910.95 | 1680327.9801 | 300555.3516 | 136335.247 | 1935223.6941 | 74345.7057
6740 | 1464.5285 | 1225.3959 | 1225.3959 | 1192.8746 | 1192.8746 | 1863.8 | 2345507.8042 | 429434.8406 | 194796.4152 | 923079.9987 | 162469.5147
6741 | 1266.4092 | 1225.3959 | 1225.3959 | 1192.8746 | 1192.8746 | 1812.45 | 2281458.3875 | 429434.8406 | 194796.4152 | 249870.8347 | 223723.6232
6742 | 1237.6625 | 1225.3959 | 1225.3959 | 1192.8746 | 1192.8746 | 1837.7 | 2310554.7182 | 429434.8406 | 194796.4152 | 152189.504 | 193603.5407
6743 | 1469.1901 | 1225.3959 | 1225.3959 | 1192.8746 | 1192.8746 | 1621.2 | 2044298.3365 | 429434.8406 | 194796.4152 | 938920.214 | 451860.8823
6744 | 1402.3734 | 0 | 0 | 0 | 0 | 1474.55 | 0 | 0 | 0 | 2570550.4734 | 0
6745 | 1487.8366 | 0 | 0 | 0 | 0 | 1296.6 | 0 | 0 | 0 | 1770525.573 | 0
6746 | 1173.9536 | 0 | 0 | 0 | 0 | 1184.1 | 0 | 0 | 0 | 1397004.7733 | 0
6747 | 1220.5699 | 0 | 0 | 0 | 0 | 1180.45 | 0 | 0 | 0 | 1452478.1596 | 0
6748 | 1091.5981 | 0 | 0 | 0 | 0 | 818.95 | 0 | 0 | 0 | 1299001.7914 | 0
6749 | 1039.5433 | 0 | 0 | 0 | 0 | 991.8 | 0 | 0 | 0 | 1237056.5103 | 0
6750 | 1033.3278 | 0 | 0 | 0 | 0 | 1005.55 | 0 | 0 | 0 | 1229660.0594 | 0
6751 | 1125.2328 | 0 | 0 | 0 | 0 | 1198.5 | 0 | 0 | 0 | 2062551.6656 | 0
6752 | 1299.0474 | 0 | 0 | 0 | 0 | 1222.7 | 0 | 0 | 0 | 2381153.952 | 0
6753 | 1556.2421 | 0 | 0 | 0 | 0 | 1527.25 | 0 | 0 | 0 | 2852591.8408 | 0
6754 | 1612.0778 | 0 | 0 | 0 | 0 | 1514.75 | 0 | 0 | 0 | 2954938.5561 | 0
6755 | 0 | 81.8755 | 0 | 79.7025 | 0 | 1277.9 | 0 | 0 | 0 | 0 | 0
6756 | 1493.2053 | 789.476 | 789.476 | 768.5238 | 768.5238 | 1089.8 | 883515.2904 | 276668.5549 | 125499.9306 | 1328341.1812 | 699510.3296
6757 | 1246.7915 | 687.6451 | 687.6451 | 669.3954 | 669.3954 | 891.95 | 629499.5917 | 240982.3394 | 109312.2668 | 1058367.1588 | 741723.559
6758 | 1561.9623 | 1423.5012 | 1423.5012 | 1385.7222 | 1385.7222 | 1386.1 | 2028072.2621 | 498859.9961 | 226288.4371 | 323048.1669 | 850694.8655
6759 | 1551.8563 | 965.3592 | 965.3592 | 939.7391 | 939.7391 | 1725.8 | 1710891.2674 | 338306.0649 | 153459.39 | 1122010.9265 | 257676.4527
6760 | 1685.1478 | 983.2661 | 983.2661 | 957.1707 | 957.1707 | 1891.25 | 1911231.3306 | 344581.4684 | 156305.9827 | 1334382.0087 | 104092.3186
6761 | 1491.6931 | 470.4383 | 470.4383 | 457.9531 | 457.9531 | 1899.95 | 918607.934 | 164863.129 | 74783.7471 | 1894845.4326 | 45818.2113
6762 | 1361.0005 | 12.9508 | 12.9508 | 12.6071 | 12.6071 | 1908.65 | 25352.8147 | 4538.546 | 2058.7349 | 2471605.1293 | 1151.656
6763 | 1278.8742 | 924.8634 | 924.8634 | 900.3181 | 900.3181 | 1910.95 | 1812639.6061 | 324114.5081 | 147021.9421 | 1286333.8282 | 80173.3248
6764 | 1114.9063 | 1158.1696 | 1158.1696 | 1127.4325 | 1114.9063 | 1862.8 | 2191991.0765 | 401366.2644 | 182064.1972 | 0 | 152965.1032
6765 | 1342.5492 | 1225.3959 | 1225.3959 | 1192.8746 | 1192.8746 | 1845.95 | 2323201.4497 | 429434.8406 | 194796.4152 | 508594.3576 | 183762.3256
6766 | 1593.5002 | 1225.3959 | 1225.3959 | 1192.8746 | 1192.8746 | 1837.7 | 2312600.0461 | 429434.8406 | 194796.4152 | 1361325.9644 | 193603.5407
6767 | 1337.8875 | 1225.3959 | 1225.3959 | 1192.8746 | 1192.8746 | 1759.2 | 2213430.6237 | 429434.8406 | 194796.4152 | 492754.1423 | 287244.1934
6768 | 1203.4772 | 0 | 0 | 0 | 0 | 1576.7 | 0 | 0 | 0 | 2205973.7846 | 0
6769 | 923.0026 | 0 | 0 | 0 | 0 | 1466.1 | 0 | 0 | 0 | 1098373.0451 | 0
6770 | 1208.9158 | 0 | 0 | 0 | 0 | 1198.1 | 0 | 0 | 0 | 1438609.8127 | 0
6771 | 935.4336 | 0 | 0 | 0 | 0 | 1180.45 | 0 | 0 | 0 | 1113165.9481 | 0
6772 | 835.9855 | 0 | 0 | 0 | 0 | 1178.95 | 0 | 0 | 0 | 994822.7243 | 0
6773 | 948.6415 | 0 | 0 | 0 | 0 | 1179.7 | 0 | 0 | 0 | 1128883.4075 | 0
6774 | 1023.2276 | 0 | 0 | 0 | 0 | 1290.05 | 0 | 0 | 0 | 1217640.825 | 0
6775 | 855.543 | 0 | 0 | 0 | 0 | 1434.2 | 0 | 0 | 0 | 1568210.2438 | 0
6776 | 734.4698 | 0 | 0 | 0 | 0 | 1222.7 | 0 | 0 | 0 | 1346283.0862 | 0
6777 | 1354.9452 | 270.3167 | 270.3167 | 263.1427 | 263.1427 | 1358.9 | 376976.7245 | 94731.3627 | 42971.1987 | 2001274.0757 | 168700.7684
6778 | 1584.1702 | 403.4219 | 403.4219 | 392.7153 | 392.7153 | 1091.9 | 452506.7835 | 141377.5096 | 64130.4092 | 2183936.7375 | 356624.7679
6779 | 1585.9435 | 72.5595 | 72.5595 | 70.6338 | 70.6338 | 368.9 | 27496.9292 | 25428.1623 | 11534.4969 | 2777562.735 | 115210.7651
6780 | 1196.4829 | 211.5848 | 211.5848 | 205.9694 | 205.9694 | 909.8 | 197449.914 | 74149.0002 | 33634.8104 | 1815611.0823 | 224547.889
6781 | 1424.9425 | 92.7081 | 92.7081 | 90.2477 | 90.2477 | 617.45 | 58527.1263 | 32489.1744 | 14737.4505 | 2446495.5564 | 124771.9667
6782 | 1249.168 | 1185.5546 | 1185.5546 | 1154.0906 | 1154.0906 | 813.75 | 989900.2304 | 415472.6321 | 188463.0023 | 174276.8016 | 1369040.0272
6783 | 1398.008 | 1452.2573 | 1452.2573 | 1413.7152 | 1398.008 | 1498.3 | 2206517.631 | 503282.8782 | 228294.7056 | 0 | 701380.6111
6784 | 1407.3079 | 1205.2701 | 1205.2701 | 1173.2829 | 1173.2829 | 1687.75 | 2087938.2646 | 422381.8375 | 191597.0946 | 428967.9405 | 366357.5799
6785 | 1093.0432 | 433.9783 | 433.9783 | 422.4608 | 422.4608 | 1827.45 | 813925.5286 | 152085.8861 | 68987.8478 | 1229177.6386 | 72895.6101
6786 | 1275.5441 | 10.7849 | 10.7849 | 10.4986 | 10.4986 | 1902.65 | 21054.1351 | 3779.5127 | 1714.4289 | 2318828.291 | 1022.0432
6787 | 1074.0238 | 1115.7012 | 1115.7012 | 1086.0911 | 1074.0238 | 1910.95 | 2163268.6127 | 386648.5691 | 175388.087 | 0 | 95641.8197
6788 | 1001.4733 | 1040.3349 | 1040.3349 | 1012.725 | 1001.4733 | 1827.8 | 1931525.3357 | 360530.3934 | 163540.5923 | 0 | 172453.6506
6789 | 1020.8968 | 1060.5127 | 1060.5127 | 1032.3672 | 1020.8968 | 1801.45 | 1937428.7337 | 367522.8372 | 166712.4425 | 0 | 202699.0537
6790 | 1296.7098 | 1225.3959 | 1225.3959 | 1192.8746 | 1192.8746 | 1799.7 | 2261028.6165 | 429434.8406 | 194796.4152 | 352832.2362 | 238932.7738
6791 | 1046.5357 | 1087.1466 | 1087.1466 | 1058.2943 | 1046.5357 | 1729.2 | 1910633.8761 | 376752.8628 | 170899.2847 | 0 | 283401.8757
6792 | 1089.2673 | 0 | 0 | 0 | 0 | 1706.7 | 0 | 0 | 0 | 1996627.0159 | 0
6793 | 1177.0613 | 0 | 0 | 0 | 0 | 1582.1 | 0 | 0 | 0 | 1400702.9994 | 0
6794 | 1226.0084 | 0 | 0 | 0 | 0 | 1419.8 | 0 | 0 | 0 | 1458950.0543 | 0
6795 | 1172.3997 | 0 | 0 | 0 | 0 | 1416.15 | 0 | 0 | 0 | 1395155.6609 | 0
6796 | 942.426 | 0 | 0 | 0 | 0 | 1414.65 | 0 | 0 | 0 | 1121486.9559 | 0
6797 | 939.3183 | 0 | 0 | 0 | 0 | 1415.4 | 0 | 0 | 0 | 1117788.7302 | 0
6798 | 1045.7588 | 0 | 0 | 0 | 0 | 1421.25 | 0 | 0 | 0 | 1244452.9613 | 0
6799 | 671.3979 | 0 | 0 | 0 | 0 | 1434.2 | 0 | 0 | 0 | 1230672.4006 | 0
6800 | 872.0645 | 0 | 0 | 0 | 0 | 1458.4 | 0 | 0 | 0 | 1598494.3191 | 0
6801 | 485.7777 | 0 | 0 | 0 | 0 | 1495.1 | 0 | 0 | 0 | 890430.495 | 0
6802 | 364.5171 | 272.895 | 272.895 | 265.6526 | 265.6526 | 1389.75 | 390606.17 | 95634.9218 | 43381.0631 | 181218.623 | 162114.4751
6803 | 364.7608 | 599.81 | 378.9165 | 583.8914 | 364.7608 | 368.9 | 142403.8276 | 131313.8959 | 59565.4422 | 0 | 594961.3766
6804 | 378.6719 | 182.5616 | 182.5616 | 177.7165 | 177.7165 | 909.8 | 170522.8764 | 63977.9537 | 29021.1107 | 368351.1783 | 193746.5699
6805 | 728.4592 | 756.7267 | 756.7267 | 736.6436 | 728.4592 | 891.95 | 682944.0576 | 262245.3051 | 118957.3842 | 0 | 807168.9949
6806 | 1278.5809 | 1003.4106 | 1003.4106 | 976.7806 | 976.7806 | 1088.25 | 1120743.6203 | 351641.0243 | 159508.2758 | 553199.9864 | 890579.7331
6807 | 1456.5445 | 151.385 | 151.385 | 147.3673 | 147.3673 | 1548.15 | 241608.5045 | 53052.2425 | 24065.0867 | 2399721.6606 | 66587.9327
6808 | 1463.702 | 148.5595 | 148.5595 | 144.6168 | 144.6168 | 1693.65 | 259313.9973 | 52062.0407 | 23615.9201 | 2417883.2141 | 44303.3505
6809 | 1357.0867 | 19.5534 | 19.5534 | 19.0345 | 19.0345 | 1863.95 | 37475.9664 | 6852.4145 | 3108.3313 | 2452649.6393 | 2589.6416
6810 | 968.9779 | 0 | 0 | 0 | 0 | 1908.65 | 0 | 0 | 0 | 1776136.4463 | 0
6811 | 859.4179 | 892.7675 | 892.7675 | 869.0739 | 859.4179 | 1910.95 | 1733239.5171 | 309390.4578 | 140342.9493 | 0 | 76531.1674
6812 | 666.613 | 692.4807 | 692.4807 | 674.1027 | 666.613 | 1818.3 | 1280060.2713 | 239980.6653 | 108857.8962 | 0 | 121123.5747
6813 | 1020.8968 | 1060.5127 | 1060.5127 | 1032.3672 | 1020.8968 | 1797.45 | 1932288.9987 | 367522.8372 | 166712.4425 | 0 | 206782.6408
6814 | 1041.8741 | 1082.3037 | 1082.3037 | 1053.5799 | 1041.8741 | 1789.7 | 1963264.1826 | 375074.6764 | 170138.0407 | 0 | 219106.1022
6815 | 1133.5528 | 1177.5402 | 1177.5402 | 1146.289 | 1133.5528 | 1725.1 | 2064620.7567 | 408079.0102 | 185109.1732 | 0 | 311613.6664
6816 | 1121.8987 | 0 | 0 | 0 | 0 | 1696.7 | 0 | 0 | 0 | 2056440.3776 | 0
6817 | 916.0101 | 0 | 0 | 0 | 0 | 1587.1 | 0 | 0 | 0 | 1679046.5413 | 0
6818 | 1391.4963 | 0 | 0 | 0 | 0 | 1478.6 | 0 | 0 | 0 | 2550612.6849 | 0
6819 | 1013.9043 | 0 | 0 | 0 | 0 | 1427.3 | 0 | 0 | 0 | 1858486.6296 | 0
6820 | 1124.2295 | 0 | 0 | 0 | 0 | 1414.65 | 0 | 0 | 0 | 2060712.7615 | 0
6821 | 933.1028 | 0 | 0 | 0 | 0 | 1429.7 | 0 | 0 | 0 | 1710377.3505 | 0
6822 | 828.2161 | 0 | 0 | 0 | 0 | 1444.05 | 0 | 0 | 0 | 1518120.1128 | 0
6823 | 1121.5161 | 69.1397 | 69.1397 | 67.3048 | 67.3048 | 1445.35 | 102858.8295 | 24229.7269 | 10990.8733 | 1932369.3019 | 37330.6056
6824 | 241.5452 | 250.9181 | 250.9181 | 244.2589 | 241.5452 | 1458.4 | 372336.2643 | 86956.2809 | 39444.3352 | 0 | 130820.772
6825 | 286.4047 | 297.5178 | 297.5178 | 289.6219 | 286.4047 | 1538.4 | 467345.5969 | 103105.679 | 46769.8816 | 0 | 132204.3929
6826 | 227.0213 | 235.8315 | 235.8315 | 229.5727 | 227.0213 | 1518.75 | 366618.6424 | 81727.6811 | 37072.5843 | 0 | 109253.8562
6827 | 226.7086 | 619.9462 | 235.5064 | 603.4932 | 226.7086 | 1382.9 | 334216.9634 | 81615.1028 | 37021.5175 | 0 | 139901.8887
6828 | 265.6099 | 646.3765 | 275.918 | 629.222 | 265.6099 | 1269.8 | 358151.9125 | 95619.5689 | 43374.0989 | 0 | 193948.3589
6829 | 180.5099 | 586.8468 | 187.5146 | 571.2722 | 180.5099 | 1251.95 | 239055.9344 | 64983.5756 | 29477.2719 | 0 | 135030.4549
6830 | 244.417 | 253.9015 | 253.9015 | 247.1631 | 244.417 | 1490.6 | 384987.2939 | 87990.1136 | 39913.2932 | 0 | 124506.0108
6831 | 281.7887 | 292.7238 | 292.7238 | 284.955 | 281.7887 | 1569.8 | 468645.793 | 101443.9248 | 46016.0914 | 0 | 121225.4901
6832 | 244.5879 | 254.0792 | 254.0792 | 247.3361 | 244.5879 | 1808.65 | 467995.3299 | 88051.6471 | 39941.2055 | 0 | 46801.8963
6833 | 259.577 | 269.6498 | 269.6498 | 262.4935 | 259.577 | 1898.95 | 520783.6595 | 93447.7159 | 42388.9222 | 0 | 26230.2547
6834 | 261.3999 | 271.5436 | 271.5436 | 264.3369 | 261.3999 | 1908.65 | 527242.9836 | 94103.9567 | 42686.6004 | 0 | 23878.879
6835 | 181.0159 | 188.0403 | 188.0403 | 183.0498 | 181.0159 | 1910.95 | 365482.5709 | 65165.7288 | 29559.8986 | 0 | 16119.4671
6836 | 341.8528 | 355.1185 | 355.1185 | 345.6939 | 341.8528 | 1862.8 | 672448.1767 | 123067.0079 | 55824.5622 | 0 | 46902.2041
6837 | 203.5578 | 211.457 | 211.457 | 205.8451 | 203.5578 | 1845.45 | 395845.1775 | 73280.8092 | 33240.9893 | 0 | 31459.8585
6838 | 261.8282 | 271.9882 | 271.9882 | 264.7698 | 261.8282 | 1837.7 | 507321.1278 | 94258.1401 | 42756.5397 | 0 | 42494.6844
6839 | 280.4747 | 291.3588 | 291.3588 | 283.6263 | 280.4747 | 1739.2 | 516470.2663 | 100970.886 | 45801.5158 | 0 | 73147.7974
6840 | 239.297 | 248.5829 | 248.5829 | 241.9856 | 239.297 | 1702.6 | 431296.0996 | 86146.9055 | 39077.1935 | 0 | 71166.9158
6841 | 247.8433 | 0 | 0 | 0 | 0 | 1626.85 | 0 | 0 | 0 | 294933.5028 | 0
6842 | 213.658 | 0 | 0 | 0 | 0 | 1690.85 | 0 | 0 | 0 | 254253.0196 | 0
6843 | 278.9208 | 0 | 0 | 0 | 0 | 1581.15 | 0 | 0 | 0 | 331915.7602 | 0
6844 | 284.3594 | 34.7179 | 34.7179 | 33.7965 | 33.7965 | 1674.95 | 59914.4481 | 12166.7398 | 5518.9684 | 298169.8208 | 10985.5522
6845 | 227.6429 | 236.4766 | 236.4766 | 230.2007 | 227.6429 | 1675.35 | 403768.9254 | 81951.4393 | 37174.0834 | 0 | 73904.2633
6846 | 224.5351 | 233.248 | 233.248 | 227.0577 | 224.5351 | 1678.15 | 398427.4097 | 80832.6483 | 36666.5874 | 0 | 72266.5897
6847 | 211.1465 | 219.3405 | 219.3405 | 213.5193 | 211.1465 | 1703 | 379636.3272 | 76012.757 | 34480.2311 | 0 | 62710.5245
6848 | 228.4266 | 237.29 | 237.29 | 230.9925 | 228.4266 | 1541.8 | 371989.9979 | 82233.5844 | 37302.0676 | 0 | 104664.7932
6849 | 798.5303 | 829.5168 | 829.5168 | 807.5018 | 798.5303 | 1534.9 | 1296963.6237 | 287470.8951 | 130399.9921 | 0 | 371396.303
6850 | 1189.1388 | 1235.2832 | 1235.2832 | 1202.4995 | 1189.1388 | 1493.05 | 1883395.4353 | 428089.9853 | 194186.3739 | 0 | 602833.939
6851 | 1149.785 | 1194.4021 | 1194.4021 | 1162.7033 | 1149.785 | 1500.8 | 1834690.086 | 413922.5953 | 187759.8884 | 0 | 573972.6655
6852 | 1049.2511 | 1089.9669 | 1089.9669 | 1061.0398 | 1049.2511 | 1431.2 | 1592334.902 | 377730.4064 | 171342.7094 | 0 | 596814.0422
6853 | 1004.3509 | 1043.3246 | 1043.3246 | 1015.6353 | 1004.3509 | 1243.65 | 1316490.604 | 361566.324 | 164010.502 | 0 | 759640.8032
6854 | 1250.2042 | 1298.7179 | 1298.7179 | 1264.2506 | 1250.2042 | 1496.7 | 1977422.3598 | 450073.5289 | 204158.3535 | 0 | 629227.7975
6855 | 903.8122 | 938.8842 | 938.8842 | 913.9667 | 903.8122 | 1668.65 | 1598857.2625 | 325372.3869 | 147592.5299 | 0 | 299478.1678
6856 | 1265.9984 | 619.887 | 619.887 | 603.4355 | 603.4355 | 1827.1 | 1168504.952 | 217236.7921 | 98541.0226 | 1214477.7874 | 104334.0037
6857 | 1338.141 | 10.9397 | 10.9397 | 10.6493 | 10.6493 | 1880.5 | 21201.2099 | 3833.7553 | 1739.034 | 2433292.2927 | 1272.5938
6858 | 1446.2015 | 0 | 0 | 0 | 0 | 1880.8 | 0 | 0 | 0 | 2650887.2945 | 0
6859 | 1536.9168 | 857.6372 | 857.6372 | 834.876 | 834.876 | 1882.05 | 1657663.6023 | 300555.3516 | 136335.247 | 2385534.6224 | 98473.6215
6860 | 1201.1464 | 1225.3959 | 1225.3959 | 1192.8746 | 1192.8746 | 1841.9 | 2314416.4517 | 429434.8406 | 194796.4152 | 28107.8165 | 188593.4675
6861 | 1445.882 | 1225.3959 | 1225.3959 | 1192.8746 | 1192.8746 | 1824.45 | 2290198.1708 | 429434.8406 | 194796.4152 | 859719.1373 | 209409.1285
6862 | 1395.381 | 1225.3959 | 1225.3959 | 1192.8746 | 1192.8746 | 1815.2 | 2279503.7965 | 429434.8406 | 194796.4152 | 688116.8005 | 220443.2182
6863 | 1485.5058 | 1225.3959 | 1225.3959 | 1192.8746 | 1192.8746 | 1808.85 | 2274918.6407 | 429434.8406 | 194796.4152 | 994360.9694 | 228017.9716
6864 | 1257.086 | 0 | 0 | 0 | 0 | 1713.2 | 0 | 0 | 0 | 2304238.5958 | 0
6865 | 1266.4092 | 0 | 0 | 0 | 0 | 1463 | 0 | 0 | 0 | 1507026.9896 | 0
6866 | 1198.8156 | 0 | 0 | 0 | 0 | 1477.9 | 0 | 0 | 0 | 1426590.5795 | 0
6867 | 1652.5475 | 0 | 0 | 0 | 0 | 1470.7 | 0 | 0 | 0 | 1966531.5381 | 0
6868 | 1262.5245 | 0 | 0 | 0 | 0 | 1468.85 | 0 | 0 | 0 | 1502404.2074 | 0
6869 | 1325.4565 | 0 | 0 | 0 | 0 | 1467.85 | 0 | 0 | 0 | 1577293.279 | 0
6870 | 1463.7515 | 0 | 0 | 0 | 0 | 1474.45 | 0 | 0 | 0 | 1741864.3243 | 0
6871 | 1647.1089 | 0 | 0 | 0 | 0 | 1468.5 | 0 | 0 | 0 | 3019150.6944 | 0
6872 | 1347.642 | 0 | 0 | 0 | 0 | 1287.95 | 0 | 0 | 0 | 2470227.797 | 0
6873 | 1537.3752 | 0 | 0 | 0 | 0 | 619.7 | 0 | 0 | 0 | 2818008.6793 | 0
6874 | 2055.2559 | 454.4438 | 454.4438 | 442.3831 | 442.3831 | 284.7 | 133214.2145 | 159257.9319 | 72241.1674 | 2956395.8275 | 758819.8071
6875 | 1950.1673 | 509.0569 | 509.0569 | 495.5468 | 495.5468 | 300.8 | 158192.0314 | 178396.8569 | 80922.7965 | 2666319.289 | 842033.1646
6876 | 1632.9415 | 585.5971 | 585.5971 | 570.0557 | 570.0557 | 295.55 | 178908.8046 | 205220.0387 | 93090.0898 | 1948269.6953 | 971631.3747
6877 | 1578.9248 | 1364.5292 | 1364.5292 | 1328.3154 | 1328.3154 | 283.35 | 399246.9778 | 478193.5393 | 216913.9027 | 459367.1442 | 2280252.6088
6878 | 1500.0918 | 1558.3027 | 1558.3027 | 1516.9462 | 1500.0918 | 285 | 451624.2144 | 540033.0642 | 244964.9983 | 0 | 2572657.5142
6879 | 1560.4337 | 1391.4291 | 1391.4291 | 1354.5013 | 1354.5013 | 1088.6 | 1558943.6856 | 487620.4782 | 221190.0669 | 377474.0737 | 1234492.5107
6880 | 1354.9627 | 708.7391 | 708.7391 | 689.9295 | 689.9295 | 1204.8 | 874834.3175 | 248374.6323 | 112665.4929 | 1219005.804 | 548631.9655
6881 | 1401.9869 | 387.6144 | 387.6144 | 377.3273 | 377.3273 | 1584.75 | 629484.571 | 135837.8405 | 61617.5538 | 1878200.9648 | 156685.1758
6882 | 1511.5332 | 0 | 0 | 0 | 0 | 1797.65 | 0 | 0 | 0 | 2770640.4124 | 0
6883 | 1511.2516 | 999.9223 | 999.9223 | 973.3849 | 973.3849 | 1851.05 | 1895006.1587 | 350418.562 | 158953.7533 | 1827671.0347 | 144985.68
6884 | 1042.651 | 1083.1108 | 1083.1108 | 1054.3656 | 1042.651 | 1816.4 | 1993815.7296 | 375354.374 | 170264.9147 | 0 | 191430.7236
6885 | 1417.1352 | 1225.3959 | 1225.3959 | 1192.8746 | 1192.8746 | 1724.2 | 2162027.6199 | 429434.8406 | 194796.4152 | 762037.8065 | 328994.8029
6886 | 1734.126 | 1225.3959 | 1225.3959 | 1192.8746 | 1192.8746 | 1716.35 | 2151058.3231 | 429434.8406 | 194796.4152 | 1839172.4702 | 338358.8682
6887 | 1786.9578 | 1225.3959 | 1225.3959 | 1192.8746 | 1192.8746 | 1679.75 | 2105316.7904 | 429434.8406 | 194796.4152 | 2018694.913 | 382018.077
6888 | 1498.7138 | 0 | 0 | 0 | 0 | 1493.6 | 0 | 0 | 0 | 2747142.3056 | 0
6889 | 1306.0331 | 0 | 0 | 0 | 0 | 1584.95 | 0 | 0 | 0 | 1554179.3676 | 0
6890 | 1539.8915 | 0 | 0 | 0 | 0 | 1419.8 | 0 | 0 | 0 | 1832470.8553 | 0
6891 | 1354.9802 | 0 | 0 | 0 | 0 | 1416.15 | 0 | 0 | 0 | 1612426.4225 | 0
6892 | 1587.2847 | 0 | 0 | 0 | 0 | 1401.8 | 0 | 0 | 0 | 1888868.7978 | 0
6893 | 1386.8347 | 0 | 0 | 0 | 0 | 1415.4 | 0 | 0 | 0 | 1650333.2371 | 0
6894 | 1682.8481 | 0 | 0 | 0 | 0 | 1432.4 | 0 | 0 | 0 | 2002589.239 | 0
6895 | 1314.5969 | 0 | 0 | 0 | 0 | 1457.5 | 0 | 0 | 0 | 2409656.0865 | 0
6896 | 1491.5815 | 0 | 0 | 0 | 0 | 1481.7 | 0 | 0 | 0 | 2734068.8125 | 0
6897 | 1238.8415 | 0 | 0 | 0 | 0 | 1749.4 | 0 | 0 | 0 | 2270796.5172 | 0
6898 | 1931.0148 | 465.8354 | 465.8354 | 453.4724 | 453.4724 | 1640.9 | 787050.0513 | 163250.0467 | 74052.0351 | 2708335.2707 | 162841.9216
6899 | 1849.8422 | 248.4769 | 248.4769 | 241.8825 | 241.8825 | 1513.6 | 386806.0199 | 87077.6857 | 39499.4058 | 2947390.2413 | 117651.6287
6900 | 1624.0727 | 1226.5968 | 1226.5968 | 1194.0435 | 1194.0435 | 1457.65 | 1834367.0972 | 429855.6764 | 194987.311 | 788243.4879 | 647589.5169
6901 | 1805.6859 | 1582.351 | 1582.351 | 1540.3563 | 1540.3563 | 788.15 | 1278661.0253 | 554528.2642 | 251540.1821 | 486349.1964 | 1866680.7693
6902 | 1579.4376 | 1640.7277 | 1640.7277 | 1597.1837 | 1579.4376 | 1456.1 | 2426435.7983 | 568597.5461 | 257922.1647 | 0 | 859055.7843
6903 | 1451.8731 | 1499.2041 | 1499.2041 | 1459.416 | 1451.8731 | 1785.8 | 2734229.5326 | 522674.3228 | 237090.8803 | 0 | 310991.1966
6904 | 1128.7455 | 440.8978 | 440.8978 | 429.1966 | 429.1966 | 1891.75 | 855237.1551 | 154510.7882 | 70087.8103 | 1282273.0732 | 46460.5356
6905 | 1228.0848 | 69.2228 | 69.2228 | 67.3857 | 67.3857 | 1899.95 | 134564.9713 | 24258.8505 | 11004.0841 | 2127561.4891 | 6741.9389
6906 | 1434.2978 | 0 | 0 | 0 | 0 | 1908.65 | 0 | 0 | 0 | 2629067.8784 | 0
6907 | 1492.2516 | 857.6372 | 857.6372 | 834.876 | 834.876 | 1910.95 | 1680559.0412 | 300555.3516 | 136335.247 | 2233762.2592 | 74345.7057
6908 | 1240.7703 | 1225.3959 | 1225.3959 | 1192.8746 | 1192.8746 | 1863.8 | 2340622.0723 | 429434.8406 | 194796.4152 | 162749.6486 | 162469.5147
6909 | 1418.6891 | 1225.3959 | 1225.3959 | 1192.8746 | 1192.8746 | 1847.45 | 2320294.4062 | 429434.8406 | 194796.4152 | 767317.8772 | 181973.0137
6910 | 1613.7006 | 1225.3959 | 1225.3959 | 1192.8746 | 1192.8746 | 1839.7 | 2311524.6877 | 429434.8406 | 194796.4152 | 1429966.8998 | 191217.7915
6911 | 1366.6343 | 1225.3959 | 1225.3959 | 1192.8746 | 1192.8746 | 1821.7 | 2289830.563 | 429434.8406 | 194796.4152 | 590435.4697 | 212689.5336
6912 | 1386.8347 | 0 | 0 | 0 | 0 | 1805.7 | 0 | 0 | 0 | 2542067.9189 | 0
6913 | 1509.5909 | 0 | 0 | 0 | 0 | 1719.6 | 0 | 0 | 0 | 1796413.1531 | 0
6914 | 1275.7325 | 0 | 0 | 0 | 0 | 1690 | 0 | 0 | 0 | 1518121.6667 | 0
6915 | 1501.8215 | 0 | 0 | 0 | 0 | 1682.25 | 0 | 0 | 0 | 1787167.5898 | 0
6916 | 1306.0331 | 0 | 0 | 0 | 0 | 1668.95 | 0 | 0 | 0 | 1554179.3676 | 0
6917 | 1323.1257 | 0 | 0 | 0 | 0 | 1669.7 | 0 | 0 | 0 | 1574519.6092 | 0
6918 | 1096.2598 | 0 | 0 | 0 | 0 | 1675.55 | 0 | 0 | 0 | 1304549.1299 | 0
6919 | 1443.5696 | 0 | 0 | 0 | 0 | 1688.5 | 0 | 0 | 0 | 2646063.0621 | 0
6920 | 1285.1606 | 0 | 0 | 0 | 0 | 1507.2 | 0 | 0 | 0 | 2355699.4495 | 0
6921 | 1191.5872 | 0 | 0 | 0 | 0 | 1759.4 | 0 | 0 | 0 | 2184179.2918 | 0
6922 | 1744.2447 | 0 | 0 | 0 | 0 | 1839.4 | 0 | 0 | 0 | 3197200.4764 | 0
6923 | 1620.4415 | 261.0319 | 261.0319 | 254.1043 | 254.1043 | 1787.9 | 479361.8447 | 91477.5307 | 41495.2243 | 2504496.1979 | 53895.5118
6924 | 1876.2766 | 779.0049 | 779.0049 | 758.3305 | 758.3305 | 1705.45 | 1365234.2707 | 272998.9837 | 123835.3723 | 2049195.1311 | 223366.2518
6925 | 1620.8484 | 1131.5461 | 1131.5461 | 1101.5155 | 1101.5155 | 1498.8 | 1740605.9939 | 396545.5811 | 179877.4816 | 951937.2607 | 552079.5701
6926 | 1712.8476 | 1659.6236 | 1659.6236 | 1615.578 | 1615.578 | 1673.25 | 2858505.205 | 581608.0975 | 263823.8953 | 178295.1335 | 527890.1274
6927 | 1534.4519 | 1455.8194 | 1455.8194 | 1417.1828 | 1417.1828 | 1879.8 | 2812444.5332 | 510185.7925 | 231425.9442 | 214954.4051 | 170345.3674
6928 | 1664.7066 | 201.7806 | 201.7806 | 196.4254 | 196.4254 | 1892.75 | 392038.8014 | 70713.1458 | 32076.2686 | 2691359.4177 | 21066.6247
6929 | 1575.5306 | 45.7614 | 45.7614 | 44.5469 | 44.5469 | 1899.95 | 89253.7588 | 16036.8996 | 7274.5159 | 2806293.0424 | 4456.9217
6930 | 1789.0993 | 0 | 0 | 0 | 0 | 1908.65 | 0 | 0 | 0 | 3279418.9289 | 0
6931 | 1655.2046 | 857.6372 | 857.6372 | 834.876 | 834.876 | 1910.95 | 1682815.5739 | 300555.3516 | 136335.247 | 2787476.7944 | 74345.7057
6932 | 1494.8291 | 1225.3959 | 1225.3959 | 1192.8746 | 1192.8746 | 1863.8 | 2344038.8535 | 429434.8406 | 194796.4152 | 1026041.4001 | 162469.5147
6933 | 1709.264 | 1225.3959 | 1225.3959 | 1192.8746 | 1192.8746 | 1847.45 | 2322197.6764 | 429434.8406 | 194796.4152 | 1754691.3194 | 181973.0137
6934 | 1697.6099 | 1225.3959 | 1225.3959 | 1192.8746 | 1192.8746 | 1839.7 | 2311711.1182 | 429434.8406 | 194796.4152 | 1715090.7793 | 191217.7915
6935 | 1894.9522 | 1225.3959 | 1225.3959 | 1192.8746 | 1192.8746 | 1821.7 | 2288797.2394 | 429434.8406 | 194796.4152 | 2385659.908 | 212689.5336
6936 | 1490.1674 | 0 | 0 | 0 | 0 | 1775.7 | 0 | 0 | 0 | 2731476.901 | 0
6937 | 1436.5587 | 0 | 0 | 0 | 0 | 1597.1 | 0 | 0 | 0 | 1709504.8482 | 0
6938 | 1714.7026 | 0 | 0 | 0 | 0 | 1674.1 | 0 | 0 | 0 | 2040496.0524 | 0
6939 | 1420.243 | 0 | 0 | 0 | 0 | 1580.45 | 0 | 0 | 0 | 1690089.1641 | 0
6940 | 1859.99 | 0 | 0 | 0 | 0 | 1501.3 | 0 | 0 | 0 | 2213388.106 | 0
6941 | 1577.9614 | 0 | 0 | 0 | 0 | 1524.4 | 0 | 0 | 0 | 1877774.1195 | 0
6942 | 1522.7988 | 0 | 0 | 0 | 0 | 1675.55 | 0 | 0 | 0 | 1812130.6136 | 0
6943 | 1380.6823 | 0 | 0 | 0 | 0 | 1788.5 | 0 | 0 | 0 | 2530790.6082 | 0
6944 | 1445.3682 | 0 | 0 | 0 | 0 | 1816.7 | 0 | 0 | 0 | 2649359.9179 | 0
6945 | 1443.6317 | 267.6221 | 267.6221 | 260.5195 | 260.5195 | 1769.4 | 486797.8336 | 93787.0306 | 42542.8392 | 2168644.6948 | 60075.8035
6946 | 1751.3527 | 867.5277 | 867.5277 | 844.5039 | 844.5039 | 1524.75 | 1362469.5682 | 304021.4218 | 137907.4949 | 1662253.727 | 401350.5019
6947 | 1975.004 | 780.3345 | 780.3345 | 759.6249 | 759.6249 | 1477.9 | 1188561.3989 | 273464.961 | 124046.7448 | 2227789.9954 | 396600.1559
6948 | 1647.8616 | 1711.8069 | 1711.8069 | 1666.3764 | 1647.8616 | 1492.65 | 2601632.2802 | 593230.1767 | 269095.7996 | 0 | 836042.5838
6949 | 1546.6392 | 1606.6559 | 1606.6559 | 1564.0162 | 1546.6392 | 1464.8 | 2396418.451 | 556790.1059 | 252566.1786 | 0 | 827761.2907
6950 | 1415.4066 | 1470.3315 | 1470.3315 | 1431.3097 | 1415.4066 | 1531.1 | 2294686.7557 | 509546.3598 | 231135.8904 | 0 | 663683.8734
6951 | 1594.654 | 1616.2586 | 1616.2586 | 1573.364 | 1573.364 | 1858.8 | 3095742.2368 | 566411.0491 | 256930.3453 | 39024.454 | 222159.0004
6952 | 1899.5274 | 548.4224 | 548.4224 | 533.8676 | 533.8676 | 1892.25 | 1067392.2929 | 192192.333 | 87180.5777 | 2503254.4617 | 57524.233
6953 | 1653.7527 | 152.2067 | 152.2067 | 148.1672 | 148.1672 | 1899.95 | 297151.8125 | 53340.2019 | 24195.7082 | 2759738.2372 | 14824.1311
6954 | 1424.522 | 0 | 0 | 0 | 0 | 1908.65 | 0 | 0 | 0 | 2611148.793 | 0
6955 | 1615.5546 | 926.4778 | 926.4778 | 901.8895 | 901.8895 | 1910.95 | 1817759.9564 | 324680.2336 | 147278.5615 | 2425033.7791 | 80313.2633
6956 | 1257.086 | 1225.3959 | 1225.3959 | 1192.8746 | 1192.8746 | 1863.8 | 2340417.5991 | 429434.8406 | 194796.4152 | 218190.404 | 162469.5147
6957 | 1328.5643 | 1225.3959 | 1225.3959 | 1192.8746 | 1192.8746 | 1847.45 | 2317962.0832 | 429434.8406 | 194796.4152 | 461073.7082 | 181973.0137
6958 | 1113.3524 | 1156.5553 | 1156.5553 | 1125.861 | 1113.3524 | 1839.7 | 2151721.3661 | 400806.8687 | 181810.449 | 0 | 178470.3256
6959 | 1417.1352 | 1225.3959 | 1225.3959 | 1192.8746 | 1192.8746 | 1776.7 | 2230763.9161 | 429434.8406 | 194796.4152 | 762037.8065 | 266368.8887
6960 | 1232.224 | 0 | 0 | 0 | 0 | 1624.05 | 0 | 0 | 0 | 2258666.5095 | 0
6961 | 896.5867 | 0 | 0 | 0 | 0 | 1581.6 | 0 | 0 | 0 | 1066938.1264 | 0
6962 | 1312.2486 | 0 | 0 | 0 | 0 | 1479.1 | 0 | 0 | 0 | 1561575.8197 | 0
6963 | 996.8117 | 0 | 0 | 0 | 0 | 1439.8 | 0 | 0 | 0 | 1186205.9065 | 0
6964 | 1216.6852 | 0 | 0 | 0 | 0 | 1414.65 | 0 | 0 | 0 | 1447855.3773 | 0
6965 | 1229.1162 | 0 | 0 | 0 | 0 | 1445.2 | 0 | 0 | 0 | 1462648.2804 | 0
6966 | 891.925 | 0 | 0 | 0 | 0 | 1472.05 | 0 | 0 | 0 | 1061390.7877 | 0
6967 | 1020.5365 | 0 | 0 | 0 | 0 | 1503.5 | 0 | 0 | 0 | 1870643.3403 | 0
6968 | 782.7914 | 0 | 0 | 0 | 0 | 1511.7 | 0 | 0 | 0 | 1434856.7075 | 0
6969 | 1064.2324 | 0 | 0 | 0 | 0 | 1558.9 | 0 | 0 | 0 | 1950738.0607 | 0
6970 | 1233.7118 | 101.2346 | 101.2346 | 98.5479 | 98.5479 | 1537.4 | 160104.473 | 35477.2537 | 16092.8765 | 2080755.3645 | 45588.271
6971 | 1280.4233 | 312.272 | 312.272 | 303.9845 | 303.9845 | 1519.75 | 488433.658 | 109434.4024 | 49640.6608 | 1789812.3314 | 145988.5326
6972 | 1104.2739 | 293.6556 | 293.6556 | 285.8621 | 285.8621 | 1505.5 | 455198.3989 | 102910.3563 | 46681.281 | 1500148.8116 | 141358.8088
6973 | 1300.3109 | 722.416 | 722.416 | 703.2435 | 703.2435 | 1487.65 | 1105232.5079 | 253167.6456 | 114839.657 | 1094424.6764 | 360306.7867
6974 | 1092.2168 | 976.088 | 976.088 | 950.1831 | 950.1831 | 1654.75 | 1663354.2743 | 342065.9191 | 155164.9016 | 260347.7214 | 328050.7183
6975 | 1134.3734 | 1178.3921 | 1178.3921 | 1147.1182 | 1134.3734 | 1810.8 | 2171051.413 | 408374.4409 | 185243.1839 | 0 | 214623.3716
6976 | 1436.7588 | 626.5655 | 626.5655 | 609.9368 | 609.9368 | 1832.75 | 1179253.1039 | 219577.2358 | 99602.6739 | 1515564.7111 | 102011.9241
6977 | 1263.9143 | 298.8776 | 298.8776 | 290.9456 | 290.9456 | 1898.3 | 582253.6711 | 104740.4093 | 47511.4134 | 1783451.6468 | 29589.1656
6978 | 1435.7711 | 0 | 0 | 0 | 0 | 1907.5 | 0 | 0 | 0 | 2631768.3805 | 0
6979 | 1114.3042 | 1058.033 | 1058.033 | 1029.9534 | 1029.9534 | 1910.95 | 2074146.4928 | 370783.2257 | 168191.391 | 286623.8728 | 91717.3507
6980 | 986.7115 | 1025.0001 | 1025.0001 | 997.7971 | 986.7115 | 1817.8 | 1891697.2768 | 355216.1363 | 161129.9863 | 0 | 179778.7442
6981 | 1394.604 | 1225.3959 | 1225.3959 | 1192.8746 | 1192.8746 | 1787.45 | 2245927.7271 | 429434.8406 | 194796.4152 | 685476.7651 | 253545.4872
6982 | 1505.7062 | 1225.3959 | 1225.3959 | 1192.8746 | 1192.8746 | 1789.7 | 2248412.5285 | 429434.8406 | 194796.4152 | 1063001.9048 | 250861.5194
6983 | 1400.0426 | 1225.3959 | 1225.3959 | 1192.8746 | 1192.8746 | 1717.6 | 2160156.1928 | 429434.8406 | 194796.4152 | 703957.0158 | 336867.775
6984 | 1386.8347 | 0 | 0 | 0 | 0 | 1624.05 | 0 | 0 | 0 | 2542067.9189 | 0
6985 | 1262.5245 | 0 | 0 | 0 | 0 | 1587.1 | 0 | 0 | 0 | 2314207.4892 | 0
6986 | 1246.9858 | 0 | 0 | 0 | 0 | 1479.1 | 0 | 0 | 0 | 2285724.9347 | 0
6987 | 1582.6231 | 0 | 0 | 0 | 0 | 1465.45 | 0 | 0 | 0 | 2900948.0946 | 0
6988 | 1398.4887 | 0 | 0 | 0 | 0 | 1463.95 | 0 | 0 | 0 | 2563429.8348 | 0
6989 | 1537.5607 | 0 | 0 | 0 | 0 | 1467.2 | 0 | 0 | 0 | 2818348.6898 | 0
6990 | 1553.8764 | 0 | 0 | 0 | 0 | 1480.55 | 0 | 0 | 0 | 2848255.3715 | 0
6991 | 1107.5098 | 283.2914 | 283.2914 | 275.773 | 275.773 | 1584.65 | 459989.1733 | 99278.2817 | 45033.7317 | 1524573.6153 | 114542.3175
6992 | 198.9214 | 206.6411 | 206.6411 | 201.157 | 198.9214 | 1507.7 | 315612.343 | 71611.7129 | 32483.8687 | 0 | 97928.8083
6993 | 298.2132 | 430.1046 | 309.7851 | 418.6899 | 298.2132 | 1544.4 | 485402.9492 | 107356.7351 | 48698.2079 | 0 | 135865.9126
6994 | 304.1927 | 315.9961 | 315.9961 | 307.6097 | 304.1927 | 1507.6 | 484344.2961 | 109509.3589 | 49674.662 | 0 | 149784.4676
6995 | 345.2975 | 358.6972 | 358.6972 | 349.1776 | 345.2975 | 1513.6 | 552570.5349 | 124307.1177 | 56387.0898 | 0 | 167952.4608
6996 | 302.5368 | 887.0219 | 314.2769 | 863.4808 | 302.5368 | 1505.5 | 482350.302 | 108913.2531 | 49404.2617 | 0 | 149604.4546
6997 | 291.076 | 302.3711 | 302.3711 | 294.3464 | 291.076 | 1328.65 | 409396.3918 | 104787.3617 | 47532.7116 | 0 | 195413.8758
6998 | 306.2603 | 1107.7357 | 318.1443 | 1078.337 | 306.2603 | 1417.8 | 458633.0857 | 110253.7045 | 50012.3054 | 0 | 178304.7411
6999 | 275.21 | 1670.5113 | 285.8895 | 1626.1768 | 275.21 | 1673.3 | 486250.1248 | 99075.5842 | 44941.7858 | 0 | 89911.0926
7000 | 224.034 | 1188.4072 | 232.7276 | 1156.8675 | 224.034 | 1782.75 | 421135.7783 | 80652.2433 | 36584.7537 | 0 | 48671.3885
7001 | 243.4565 | 252.9032 | 252.9032 | 246.1913 | 243.4565 | 1812.45 | 465025.1763 | 87644.3373 | 39756.4452 | 0 | 45660.2652
7002 | 289.9125 | 301.163 | 301.163 | 293.1703 | 289.9125 | 1907.15 | 581861.0925 | 104368.5144 | 47342.7178 | 0 | 26918.3793
7003 | 248.7805 | 258.4338 | 258.4338 | 251.5752 | 248.7805 | 1910.95 | 500164.3879 | 89560.9661 | 40625.8493 | 0 | 22153.859
7004 | 309.2214 | 321.2202 | 321.2202 | 312.6952 | 309.2214 | 1862.3 | 606129.7344 | 111319.7026 | 50495.854 | 0 | 42579.7317
7005 | 289.7979 | 301.0435 | 301.0435 | 293.054 | 289.7979 | 1841.45 | 562059.9375 | 104327.2589 | 47324.0038 | 0 | 45947.4636
7006 | 230.7506 | 239.7052 | 239.7052 | 233.3436 | 230.7506 | 1837.7 | 446562.2906 | 83070.2303 | 37681.5795 | 0 | 37450.8288
7007 | 296.7904 | 308.3069 | 308.3069 | 300.1246 | 296.7904 | 1730.1 | 541146.4309 | 106844.5386 | 48465.8699 | 0 | 80103.621
7008 | 163.157 | 169.4883 | 169.4883 | 164.9901 | 163.157 | 1696.7 | 292333.3883 | 58736.5265 | 26643.541 | 0 | 49485.5181
7009 | 222.2043 | 55.9926 | 55.9926 | 54.5066 | 54.5066 | 1681.2 | 96743.582 | 19622.3765 | 8900.928 | 199560.2849 | 17376.7045
7010 | 219.8735 | 228.4062 | 228.4062 | 222.3444 | 219.8735 | 1580.85 | 366589.3288 | 79154.4619 | 35905.3434 | 0 | 92159.9797
7011 | 215.2119 | 223.5632 | 223.5632 | 217.63 | 215.2119 | 1446 | 328305.0667 | 77476.2754 | 35144.0994 | 0 | 119227.3794
7012 | 131.3026 | 136.3982 | 136.3982 | 132.7782 | 131.3026 | 1444.8 | 200449.5988 | 47268.9189 | 21441.7068 | 0 | 72899.1772
7013 | 144.5105 | 150.1187 | 150.1187 | 146.1346 | 144.5105 | 1451.35 | 221891.0853 | 52023.7806 | 23598.5649 | 0 | 79285.6867
7014 | 197.3423 | 204.9998 | 204.9998 | 199.5592 | 197.3423 | 1450.5 | 302961.7182 | 71043.2272 | 32225.9972 | 0 | 108439.429
7015 | 135.9137 | 141.1881 | 141.1881 | 137.4411 | 135.9137 | 1494.1 | 214176.8608 | 48928.9251 | 22194.7041 | 0 | 68758.7311
7016 | 163.4921 | 169.8363 | 169.8363 | 165.3289 | 163.4921 | 1352.15 | 232459.5241 | 58857.1461 | 26698.2555 | 0 | 105918.2922
7017 | 970.3841 | 1008.0405 | 1008.0405 | 981.2877 | 970.3841 | 1515.75 | 1551476.874 | 349338.2882 | 158463.7291 | 0 | 469908.452
7018 | 1153.9649 | 1198.7443 | 1198.7443 | 1166.9303 | 1153.9649 | 1557.35 | 1897077.8254 | 415427.369 | 188442.4705 | 0 | 510802.5692
7019 | 1330.2706 | 1381.8918 | 1381.8918 | 1345.2172 | 1330.2706 | 1483.95 | 2083468.234 | 478897.4304 | 217233.1955 | 0 | 686486.1638
7020 | 1342.4171 | 1394.5092 | 1394.5092 | 1357.4996 | 1342.4171 | 1494.55 | 2118185.3981 | 483270.1549 | 219216.7119 | 0 | 678524.7217
7021 | 1361.5307 | 1414.3649 | 1414.3649 | 1376.8284 | 1361.5307 | 1468.65 | 2109554.919 | 490151.0693 | 222337.9711 | 0 | 723449.3629
7022 | 1355.7183 | 785.4018 | 785.4018 | 764.5577 | 764.5577 | 1496.7 | 1209115.8412 | 275240.7713 | 124852.2721 | 1083597.3447 | 384801.8895
7023 | 1394.876 | 585.8786 | 585.8786 | 570.3297 | 570.3297 | 1536.5 | 924971.7257 | 205318.6948 | 93134.8413 | 1511393.2858 | 264347.8196
7024 | 1538.6163 | 317.3756 | 317.3756 | 308.9527 | 308.9527 | 1639.95 | 534295.9445 | 111222.9542 | 50451.9679 | 2253973.515 | 111238.4019
7025 | 1416.4175 | 99.1601 | 99.1601 | 96.5285 | 96.5285 | 1845.5 | 187812.0139 | 34750.2564 | 15763.1024 | 2419356.6381 | 14913.6517
7026 | 1352.2386 | 0 | 0 | 0 | 0 | 1849.8 | 0 | 0 | 0 | 2478653.2933 | 0
7027 | 1554.2017 | 1153.2696 | 1153.2696 | 1122.6625 | 1122.6625 | 1881.55 | 2222441.2475 | 404158.4851 | 183330.7795 | 1466370.3597 | 132979.3682
7028 | 1215.1313 | 1225.3959 | 1225.3959 | 1192.8746 | 1192.8746 | 1810.9 | 2277158.733 | 429434.8406 | 194796.4152 | 75628.4626 | 225572.5788
7029 | 895.0328 | 929.7645 | 929.7645 | 905.0891 | 895.0328 | 1782.95 | 1681362.571 | 322211.8024 | 146158.8537 | 0 | 194266.8659
7030 | 1180.946 | 1225.3959 | 1225.3959 | 1192.8746 | 1180.946 | 1823.2 | 2271055.5569 | 425140.5726 | 192848.4875 | 0 | 208791.2528
7031 | 1267.9631 | 1225.3959 | 1225.3959 | 1192.8746 | 1192.8746 | 1738.35 | 2190249.4689 | 429434.8406 | 194796.4152 | 255150.9054 | 312115.6279
7032 | 849.9704 | 0 | 0 | 0 | 0 | 1712.3 | 0 | 0 | 0 | 1557995.688 | 0
7033 | 1104.8061 | 0 | 0 | 0 | 0 | 1573.7 | 0 | 0 | 0 | 1314719.2507 | 0
7034 | 738.0913 | 0 | 0 | 0 | 0 | 1670.3 | 0 | 0 | 0 | 878328.6136 | 0
7035 | 1162.2995 | 0 | 0 | 0 | 0 | 1660.7 | 0 | 0 | 0 | 1383136.4276 | 0
7036 | 1122.6757 | 0 | 0 | 0 | 0 | 1658.85 | 0 | 0 | 0 | 1335984.0485 | 0
7037 | 1184.8307 | 0 | 0 | 0 | 0 | 1583.75 | 0 | 0 | 0 | 1409948.5639 | 0
7038 | 1024.0045 | 0 | 0 | 0 | 0 | 1657.45 | 0 | 0 | 0 | 1218565.3812 | 0
7039 | 1256.0216 | 0 | 0 | 0 | 0 | 1496.5 | 0 | 0 | 0 | 2302287.5396 | 0
7040 | 1353.606 | 0 | 0 | 0 | 0 | 1492.45 | 0 | 0 | 0 | 2481159.7577 | 0
7041 | 1534.3568 | 0 | 0 | 0 | 0 | 1490.6 | 0 | 0 | 0 | 2812475.9429 | 0
7042 | 1602.1427 | 286.4618 | 286.4618 | 278.8593 | 278.8593 | 1462.7 | 431789.755 | 100389.3463 | 45537.7229 | 2425578.435 | 149831.0994
7043 | 1628.6013 | 972.2589 | 972.2589 | 946.4557 | 946.4557 | 1445.5 | 1451169.4543 | 340724.0501 | 154556.215 | 1250372.9034 | 524809.6828
7044 | 1636.1784 | 1257.7921 | 1257.7921 | 1224.4109 | 1224.4109 | 1433.9 | 1860065.113 | 440787.9404 | 199946.3074 | 754769.7328 | 693139.0363
7045 | 1876.1804 | 1880.9243 | 1880.9243 | 1831.0056 | 1831.0056 | 1421.7 | 2762694.9935 | 659162.0083 | 299003.211 | 82805.4951 | 1058870.5261
7046 | 1679.1101 | 1744.2674 | 1744.2674 | 1697.9755 | 1679.1101 | 1423.35 | 2530335.7466 | 604479.6202 | 274198.6721 | 0 | 968258.7815
7047 | 1605.5447 | 1505.1159 | 1505.1159 | 1465.1709 | 1465.1709 | 1341.7 | 2077939.5388 | 527461.5365 | 239262.4136 | 257305.099 | 964522.0263
7048 | 1427.7269 | 769.4593 | 769.4593 | 749.0383 | 749.0383 | 1324 | 1046946.3986 | 269653.7764 | 122317.9491 | 1244036.1747 | 506349.8691
7049 | 1587.1934 | 473.7957 | 473.7957 | 461.2214 | 461.2214 | 1370.3 | 668136.6932 | 166039.7217 | 75317.4626 | 2063906.6099 | 290431.1465
7050 | 1493.7656 | 0 | 0 | 0 | 0 | 1733.65 | 0 | 0 | 0 | 2738072.3925 | 0
7051 | 1428.0124 | 857.6372 | 857.6372 | 834.876 | 834.876 | 1752.85 | 1548113.5315 | 300555.3516 | 136335.247 | 2015477.4848 | 206339.5976
7052 | 1214.3544 | 1225.3959 | 1225.3959 | 1192.8746 | 1192.8746 | 1707.4 | 2154581.585 | 429434.8406 | 194796.4152 | 72988.4272 | 349035.0955
7053 | 1286.6096 | 1225.3959 | 1225.3959 | 1192.8746 | 1192.8746 | 1477.05 | 1863493.0971 | 429434.8406 | 194796.4152 | 318511.7701 | 623813.7498
7054 | 1485.5058 | 1225.3959 | 1225.3959 | 1192.8746 | 1192.8746 | 1486.35 | 1875132.5715 | 429434.8406 | 194796.4152 | 994360.9694 | 612720.0164
7055 | 1588.0616 | 1225.3959 | 1225.3959 | 1192.8746 | 1192.8746 | 1446.7 | 1825223.2088 | 429434.8406 | 194796.4152 | 1342845.7137 | 660017.4926
7056 | 1464.5285 | 0 | 0 | 0 | 0 | 1494.25 | 0 | 0 | 0 | 2684480.6873 | 0
7057 | 943.9799 | 0 | 0 | 0 | 0 | 1582.1 | 0 | 0 | 0 | 1123336.0689 | 0
7058 | 1055.082 | 0 | 0 | 0 | 0 | 1584.1 | 0 | 0 | 0 | 1255547.6395 | 0
7059 | 1517.3603 | 0 | 0 | 0 | 0 | 1480.45 | 0 | 0 | 0 | 1805658.7177 | 0
7060 | 1184.8307 | 0 | 0 | 0 | 0 | 1473.45 | 0 | 0 | 0 | 1409948.5639 | 0
7061 | 1555.4302 | 0 | 0 | 0 | 0 | 1479.7 | 0 | 0 | 0 | 1850961.9832 | 0
7062 | 1419.4661 | 0 | 0 | 0 | 0 | 1580.55 | 0 | 0 | 0 | 1689164.6066 | 0
7063 | 1509.6793 | 0 | 0 | 0 | 0 | 1688.5 | 0 | 0 | 0 | 2767242.0872 | 0
7064 | 1222.5996 | 0 | 0 | 0 | 0 | 1610.2 | 0 | 0 | 0 | 2241025.1273 | 0
7065 | 1098.0623 | 167.4584 | 167.4584 | 163.0142 | 163.0142 | 1654.4 | 285690.0925 | 58685.107 | 26620.2166 | 1713943.1377 | 56337.7027
7066 | 1450.0124 | 528.8212 | 528.8212 | 514.7866 | 514.7866 | 1671.9 | 911005.5225 | 185323.1725 | 84064.6502 | 1714268.8214 | 168901.4802
7067 | 1367.1296 | 623.5415 | 623.5415 | 606.9931 | 606.9931 | 1562.9 | 1007080.9083 | 218517.5015 | 99121.9667 | 1393330.2013 | 265316.6664
7068 | 1547.1005 | 1542.5025 | 1542.5025 | 1501.5653 | 1501.5653 | 1554.8 | 2482630.5788 | 540563.5073 | 245205.6132 | 83466.0069 | 668496.8707
7069 | 1876.2222 | 1949.0283 | 1949.0283 | 1897.3022 | 1876.2222 | 1531.45 | 3052566.0852 | 675439.987 | 306387.083 | 0 | 879103.8181
7070 | 1289.5668 | 1339.6083 | 1339.6083 | 1304.0558 | 1289.5668 | 1510.1 | 2059092.4219 | 464244.0656 | 210586.2664 | 0 | 631758.3834
7071 | 1309.7799 | 265.0593 | 265.0593 | 258.0248 | 258.0248 | 1422.5 | 387127.7347 | 92888.9322 | 42135.4517 | 1927867.0147 | 149009.3287
7072 | 1430.0072 | 110.0479 | 110.0479 | 107.1272 | 107.1272 | 1569.45 | 177554.1073 | 38565.8095 | 17493.8797 | 2424838.887 | 46123.6368
7073 | 1378.6088 | 28.2513 | 28.2513 | 27.5016 | 27.5016 | 1868.95 | 54259.1648 | 9900.5612 | 4491.0046 | 2476579.6095 | 3604.0793
7074 | 911.5146 | 0 | 0 | 0 | 0 | 1907.15 | 0 | 0 | 0 | 1670806.1824 | 0
7075 | 1308.9971 | 1138.1727 | 1138.1727 | 1107.9662 | 1107.9662 | 1910.95 | 2233467.8218 | 398867.8226 | 180930.8762 | 683103.0904 | 98664.3878
7076 | 978.1652 | 1016.1224 | 1016.1224 | 989.1551 | 978.1652 | 1862.15 | 1922832.9185 | 352139.4611 | 159734.3722 | 0 | 134840.0452
7077 | 1111.0216 | 1154.1349 | 1154.1349 | 1123.5048 | 1111.0216 | 1845.45 | 2165470.7938 | 399967.7756 | 181429.8271 | 0 | 171708.3881
7078 | 1313.0255 | 1225.3959 | 1225.3959 | 1192.8746 | 1192.8746 | 1811.2 | 2281926.3171 | 429434.8406 | 194796.4152 | 408272.9915 | 225214.7164
7079 | 1476.9595 | 1225.3959 | 1225.3959 | 1192.8746 | 1192.8746 | 1734.2 | 2186824.2533 | 429434.8406 | 194796.4152 | 965320.574 | 317066.0573
7080 | 1488.6136 | 0 | 0 | 0 | 0 | 1702.6 | 0 | 0 | 0 | 2728628.6463 | 0
7081 | 1055.859 | 0 | 0 | 0 | 0 | 1682.1 | 0 | 0 | 0 | 1256472.1957 | 0
7082 | 1290.4943 | 0 | 0 | 0 | 0 | 1660.25 | 0 | 0 | 0 | 1535688.2384 | 0
7083 | 1036.4355 | 0 | 0 | 0 | 0 | 1670.45 | 0 | 0 | 0 | 1233358.2843 | 0
7084 | 1038.7663 | 0 | 0 | 0 | 0 | 1668.95 | 0 | 0 | 0 | 1236131.9541 | 0
7085 | 936.9874 | 0 | 0 | 0 | 0 | 1669.7 | 0 | 0 | 0 | 1115015.061 | 0
7086 | 1198.0387 | 0 | 0 | 0 | 0 | 1675.55 | 0 | 0 | 0 | 1425666.0233 | 0
7087 | 1205.407 | 0 | 0 | 0 | 0 | 1708.5 | 0 | 0 | 0 | 2209510.9613 | 0
7088 | 1106.8931 | 0 | 0 | 0 | 0 | 1738.7 | 0 | 0 | 0 | 2028935.1311 | 0
7089 | 1442.5236 | 465.6411 | 465.6411 | 453.2833 | 453.2833 | 1858.4 | 889364.363 | 163181.9703 | 74021.1549 | 1813277.6314 | 64184.9083
7090 | 1737.0055 | 757.3728 | 757.3728 | 737.2725 | 737.2725 | 1871.9 | 1456650.6866 | 265418.1157 | 120396.6064 | 1832510.5953 | 94444.6128
7091 | 1443.4841 | 710.8936 | 710.8936 | 692.0268 | 692.0268 | 1872.4 | 1365904.9296 | 249129.6611 | 113007.9824 | 1377421.2173 | 88302.6243
7092 | 1588.2695 | 1194.185 | 1194.185 | 1162.492 | 1162.492 | 1769.8 | 2170478.2546 | 418497.1159 | 189834.9417 | 780450.1289 | 267605.6558
7093 | 1786.2343 | 1855.5484 | 1855.5484 | 1806.3031 | 1786.2343 | 1539.95 | 2903314.5343 | 643044.3451 | 291692.0599 | 0 | 821756.9517
7094 | 1390.1667 | 1444.1121 | 1444.1121 | 1405.7861 | 1390.1667 | 1567.25 | 2301524.5581 | 500460.0289 | 227014.2298 | 0 | 601594.6598
7095 | 1677.3843 | 1654.3786 | 1654.3786 | 1610.4723 | 1610.4723 | 1801.8 | 3056399.3985 | 579770.0355 | 262990.13 | 122649.6247 | 319195.614
7096 | 1676.6695 | 1093.905 | 1093.905 | 1064.8734 | 1064.8734 | 1838.75 | 2061859.3031 | 383354.4193 | 173893.8241 | 1121422.2734 | 171710.8336
7097 | 1553.3917 | 340.9326 | 340.9326 | 331.8844 | 331.8844 | 1871.95 | 654564.6698 | 119478.3972 | 54196.7285 | 2239022.8998 | 42497.8021
7098 | 1585.9659 | 0 | 0 | 0 | 0 | 1908.15 | 0 | 0 | 0 | 2907075.4049 | 0
7099 | 1572.7909 | 938.8219 | 938.8219 | 913.906 | 913.906 | 1910.95 | 1844042.793 | 329006.1775 | 149240.8577 | 2238890.7999 | 81383.3336
7100 | 1489.3905 | 1225.3959 | 1225.3959 | 1192.8746 | 1192.8746 | 1862.8 | 2344558.9679 | 429434.8406 | 194796.4152 | 1007561.1494 | 163662.3893
7101 | 1698.3869 | 1225.3959 | 1225.3959 | 1192.8746 | 1192.8746 | 1845.45 | 2321504.5153 | 429434.8406 | 194796.4152 | 1717730.8147 | 184358.7628
7102 | 1112.5755 | 1155.7482 | 1155.7482 | 1125.0753 | 1112.5755 | 1838.05 | 2154310.6518 | 400527.171 | 181683.5751 | 0 | 180181.5212
7103 | 1168.515 | 1213.8589 | 1213.8589 | 1181.6438 | 1168.515 | 1762.7 | 2168882.107 | 420665.4086 | 190818.5034 | 0 | 277288.6095
7104 | 371.3765 | 0 | 0 | 0 | 0 | 1706.7 | 0 | 0 | 0 | 680733.0338 | 0
7105 | 116.5407 | 0 | 0 | 0 | 0 | 1561.1 | 0 | 0 | 0 | 138683.4652 | 0
7106 | 122.7562 | 0 | 0 | 0 | 0 | 1426.1 | 0 | 0 | 0 | 146079.9168 | 0
7107 | 114.9869 | 0 | 0 | 0 | 0 | 1243.85 | 0 | 0 | 0 | 136834.3525 | 0
7108 | 121.2024 | 0 | 0 | 0 | 0 | 1242.35 | 0 | 0 | 0 | 144230.8039 | 0
7109 | 123.5332 | 0 | 0 | 0 | 0 | 1447.55 | 0 | 0 | 0 | 147004.4733 | 0
7110 | 101.7789 | 0 | 0 | 0 | 0 | 1615.3 | 0 | 0 | 0 | 121116.893 | 0
7111 | 87.8474 | 0 | 0 | 0 | 0 | 1714.5 | 0 | 0 | 0 | 161024.3372 | 0
7112 | 176.3999 | 0 | 0 | 0 | 0 | 1712.7 | 0 | 0 | 0 | 323341.0704 | 0
7113 | 1266.3005 | 0 | 0 | 0 | 0 | 1829.4 | 0 | 0 | 0 | 2321128.7505 | 0
7114 | 1548.0484 | 0 | 0 | 0 | 0 | 1824.4 | 0 | 0 | 0 | 2837572.6329 | 0
7115 | 1673.0266 | 0 | 0 | 0 | 0 | 1777.9 | 0 | 0 | 0 | 3066657.8128 | 0
7116 | 1771.9988 | 385.8318 | 385.8318 | 375.5921 | 375.5921 | 1669.8 | 661689.5577 | 135213.1397 | 61334.1825 | 2559613.6429 | 124020.4965
7117 | 1494.0026 | 937.219 | 937.219 | 912.3457 | 912.3457 | 1315.35 | 1266065.1408 | 328444.4564 | 148986.0548 | 1066177.0605 | 624637.4919
7118 | 1420.6499 | 355.6327 | 355.6327 | 346.1944 | 346.1944 | 1331.65 | 486659.3586 | 124629.9946 | 56533.5503 | 1969476.907 | 231379.0469
7119 | 1712.2377 | 810.2407 | 810.2407 | 788.7373 | 788.7373 | 1562.5 | 1302463.8675 | 283945.4455 | 128800.809 | 1692776.1971 | 345072.59
7120 | 1677.291 | 747.4096 | 747.4096 | 727.5738 | 727.5738 | 1834.75 | 1409035.3754 | 261926.5624 | 118812.799 | 1740831.7458 | 120231.5679
7121 | 1676.9667 | 8.3042 | 8.3042 | 8.0838 | 8.0838 | 1871.95 | 15956.4147 | 2910.1738 | 1320.0872 | 3059062.2859 | 1035.1326
7122 | 1398.5489 | 0 | 0 | 0 | 0 | 1908.15 | 0 | 0 | 0 | 2563540.2034 | 0
7123 | 1443.0422 | 0 | 0 | 0 | 0 | 1910.95 | 0 | 0 | 0 | 4903457.5519 | 0
7124 | 1379.0653 | 1113.1562 | 1113.1562 | 1083.6136 | 1083.6136 | 1862.3 | 2129147.1457 | 390100.8967 | 176954.1012 | 1003944.771 | 149213.593
7125 | 1510.3678 | 1225.3959 | 1225.3959 | 1192.8746 | 1192.8746 | 1793.45 | 2259685.3669 | 429434.8406 | 194796.4152 | 1078842.1202 | 246388.2398
7126 | 1776.0807 | 1225.3959 | 1225.3959 | 1192.8746 | 1192.8746 | 1754.7 | 2210108.3157 | 429434.8406 | 194796.4152 | 1981734.4116 | 292612.1289
7127 | 1299.0406 | 1225.3959 | 1225.3959 | 1192.8746 | 1192.8746 | 1734.2 | 2186827.0913 | 429434.8406 | 194796.4152 | 360752.3421 | 317066.0573
7128 | 1407.035 | 0 | 0 | 0 | 0 | 1602.1 | 0 | 0 | 0 | 2579095.2393 | 0
7129 | 1057.4129 | 0 | 0 | 0 | 0 | 1717.1 | 0 | 0 | 0 | 1258321.3082 | 0
7130 | 1358.0879 | 0 | 0 | 0 | 0 | 1722.6 | 0 | 0 | 0 | 1616124.6486 | 0
7131 | 1203.4772 | 0 | 0 | 0 | 0 | 1686.35 | 0 | 0 | 0 | 1432137.918 | 0
7132 | 1147.5377 | 0 | 0 | 0 | 0 | 1674.85 | 0 | 0 | 0 | 1365569.8547 | 0
7133 | 1421.0199 | 0 | 0 | 0 | 0 | 1685.6 | 0 | 0 | 0 | 1691013.7203 | 0
7134 | 1152.9763 | 0 | 0 | 0 | 0 | 1675.55 | 0 | 0 | 0 | 1372041.7494 | 0
7135 | 1150.6454 | 0 | 0 | 0 | 0 | 1708.5 | 0 | 0 | 0 | 2109133.1025 | 0
7136 | 1557.2327 | 0 | 0 | 0 | 0 | 1722.7 | 0 | 0 | 0 | 2854407.6033 | 0
7137 | 1562.9559 | 0 | 0 | 0 | 0 | 1604.1 | 0 | 0 | 0 | 2864898.084 | 0
7138 | 1484.153 | 0 | 0 | 0 | 0 | 1421.45 | 0 | 0 | 0 | 2720452.372 | 0
7139 | 1538.7348 | 756.6186 | 756.6186 | 736.5384 | 736.5384 | 766.8 | 597749.7561 | 265153.8192 | 120276.7185 | 1470426.0403 | 908299.1384
7140 | 1370.921 | 698.4061 | 698.4061 | 679.8708 | 679.8708 | 360.8 | 259548.5006 | 244753.4791 | 111022.8976 | 1266695.0931 | 1114444.1748
7141 | 1755.5239 | 0 | 0 | 0 | 0 | 342.95 | 0 | 0 | 0 | 3217875.25 | 0
7142 | 1535.2541 | 0 | 0 | 0 | 0 | 757.15 | 0 | 0 | 0 | 2814120.8111 | 0
7143 | 1077.4462 | 0 | 0 | 0 | 0 | 1576 | 0 | 0 | 0 | 1974958.9121 | 0
7144 | 1517.8449 | 0 | 0 | 0 | 0 | 1710.1 | 0 | 0 | 0 | 2782209.6687 | 0
7145 | 1251.0074 | 0 | 0 | 0 | 0 | 1857.95 | 0 | 0 | 0 | 2293096.577 | 0
7146 | 1642.0142 | 0 | 0 | 0 | 0 | 1907.65 | 0 | 0 | 0 | 3009811.9754 | 0
7147 | 1603.6198 | 857.6372 | 857.6372 | 834.876 | 834.876 | 1910.95 | 1677883.63 | 300555.3516 | 136335.247 | 2612191.6101 | 74345.7057
7148 | 1352.6494 | 1225.3959 | 1225.3959 | 1192.8746 | 1192.8746 | 1862.8 | 2336275.4068 | 429434.8406 | 194796.4152 | 542914.8237 | 163662.3893
7149 | 1404.7042 | 1225.3959 | 1225.3959 | 1192.8746 | 1192.8746 | 1791.45 | 2243644.2251 | 429434.8406 | 194796.4152 | 719797.2311 | 248773.9889
7150 | 1233.7778 | 1225.3959 | 1225.3959 | 1192.8746 | 1192.8746 | 1783.7 | 2236024.4181 | 429434.8406 | 194796.4152 | 138989.3239 | 258018.7668
7151 | 1466.0823 | 1225.3959 | 1225.3959 | 1192.8746 | 1192.8746 | 1760.2 | 2205876.1058 | 429434.8406 | 194796.4152 | 928360.0693 | 286051.3188
7152 | 1573.2998 | 0 | 0 | 0 | 0 | 1721.7 | 0 | 0 | 0 | 2883858.5627 | 0
7153 | 1475.4056 | 0 | 0 | 0 | 0 | 1722.6 | 0 | 0 | 0 | 2704418.4758 | 0
7154 | 1317.6872 | 0 | 0 | 0 | 0 | 1719.1 | 0 | 0 | 0 | 2415320.5551 | 0
7155 | 1793.9503 | 0 | 0 | 0 | 0 | 1692.95 | 0 | 0 | 0 | 3288310.8266 | 0
7156 | 1639.3396 | 0 | 0 | 0 | 0 | 1684.85 | 0 | 0 | 0 | 3004909.4171 | 0
7157 | 1427.2354 | 0 | 0 | 0 | 0 | 1685.6 | 0 | 0 | 0 | 2616122.5579 | 0
7158 | 1366.6343 | 0 | 0 | 0 | 0 | 1695.55 | 0 | 0 | 0 | 2505040.5986 | 0
7159 | 1260.9775 | 198.5748 | 198.5748 | 193.3047 | 193.3047 | 1737 | 351893.8246 | 69589.7037 | 31566.6628 | 1957044.1207 | 50839.1446
7160 | 331.6128 | 344.4801 | 344.4801 | 335.3378 | 331.6128 | 1747.7 | 606634.5975 | 119380.5916 | 54152.3628 | 0 | 83665.7076
7161 | 268.4554 | 278.8734 | 278.8734 | 271.4722 | 268.4554 | 1761.9 | 496658.3871 | 96643.9619 | 43838.7749 | 0 | 63919.1355
7162 | 276.049 | 286.761 | 286.761 | 279.1505 | 276.049 | 1562.1 | 453138.585 | 99377.6577 | 45078.8097 | 0 | 120881.8571
7163 | 261.2493 | 772.6765 | 271.3877 | 752.1701 | 261.2493 | 1341.3 | 368807.6823 | 94049.7653 | 42662.0185 | 0 | 172084.9455
7164 | 324.2289 | 1190.9502 | 336.8106 | 1159.343 | 324.2289 | 847 | 288608.5431 | 116722.4141 | 52946.584 | 0 | 373835.9541
7165 | 205.8624 | 1406.6216 | 213.8515 | 1369.2906 | 205.8624 | 342.95 | 74244.6561 | 74110.4627 | 33617.3293 | 0 | 341124.2838
7166 | 205.1622 | 1750.1814 | 213.1233 | 1703.7325 | 205.1622 | 1225.65 | 264415.4096 | 73858.3851 | 33502.9841 | 0 | 158867.3346
7167 | 333.7513 | 1730.227 | 346.7021 | 1684.3077 | 333.7513 | 1500.65 | 527663.2692 | 120150.4596 | 54501.5835 | 0 | 166658.7
7168 | 381.8331 | 887.5693 | 396.6499 | 864.0137 | 381.8331 | 1720.1 | 691130.4572 | 137459.9042 | 62353.3399 | 0 | 106875.0755
7169 | 308.0162 | 461.4869 | 319.9685 | 449.2393 | 308.0162 | 1898.35 | 613581.5753 | 110885.8214 | 50299.0407 | 0 | 31309.8437
7170 | 338.7742 | 351.92 | 351.92 | 342.5803 | 338.7742 | 1908.65 | 677336.9169 | 121958.7056 | 55321.8239 | 0 | 30947.0049
7171 | 273.5706 | 284.1869 | 284.1869 | 276.6447 | 273.5706 | 1910.95 | 548181.0481 | 98485.4219 | 44674.0817 | 0 | 24361.4634
7172 | 258.7204 | 268.7596 | 268.7596 | 261.6268 | 258.7204 | 1863.3 | 505165.0275 | 93139.3491 | 42249.0436 | 0 | 35367.024
7173 | 300.6751 | 312.3426 | 312.3426 | 304.0532 | 300.6751 | 1845.45 | 581700.4268 | 108243.0274 | 49100.2399 | 0 | 46469.3212
7174 | 283.5824 | 294.5863 | 294.5863 | 286.7682 | 283.5824 | 1838.05 | 546101.4547 | 102089.677 | 46309.0118 | 0 | 45926.1049
7175 | 236.1892 | 245.3543 | 245.3543 | 238.8427 | 236.1892 | 1789.7 | 443529.621 | 85028.1145 | 38569.6975 | 0 | 49670.5467
7176 | 135.1872 | 140.4329 | 140.4329 | 136.7059 | 135.1872 | 1734.2 | 246047.1512 | 48667.4077 | 22076.0769 | 0 | 35932.7046
7177 | 138.295 | 143.6615 | 143.6615 | 139.8488 | 138.295 | 1759.2 | 256112.8629 | 49786.1986 | 22583.5729 | 0 | 33301.4351
7178 | 120.4254 | 125.0981 | 125.0981 | 121.778 | 120.4254 | 1760.85 | 222514.8106 | 43353.1505 | 19665.4708 | 0 | 28799.6388
7179 | 114.9869 | 119.449 | 119.449 | 116.2789 | 114.9869 | 1736.15 | 209819.9921 | 41395.2663 | 18777.3527 | 0 | 30339.2806
7180 | 111.8791 | 116.2204 | 116.2204 | 113.136 | 111.8791 | 1730.95 | 203501.9022 | 40276.4753 | 18269.8567 | 0 | 30101.0449
7181 | 98.6711 | 102.4999 | 102.4999 | 99.7796 | 98.6711 | 1731.35 | 179555.2598 | 35521.6136 | 16112.9986 | 0 | 26507.9641
7182 | 96.3403 | 100.0784 | 100.0784 | 97.4224 | 96.3403 | 1736.15 | 175950.0417 | 34682.5204 | 15732.3766 | 0 | 25419.309
7183 | 79.4371 | 82.5195 | 82.5195 | 80.3295 | 79.4371 | 1787.1 | 149305.4902 | 28597.3463 | 12972.074 | 0 | 16912.1373
7184 | 86.9093 | 90.2825 | 90.2825 | 87.8865 | 86.9093 | 1769.45 | 161249.5098 | 31287.3394 | 14192.2848 | 0 | 20036.8699
7185 | 86.5519 | 727.1457 | 89.9106 | 707.8476 | 86.5519 | 1844.9 | 167609.2261 | 31158.6784 | 14133.9227 | 0 | 13424.1973
7186 | 85.5428 | 2087.8978 | 88.8614 | 2032.4861 | 85.5428 | 1827.35 | 164084.1551 | 30795.421 | 13969.1451 | 0 | 14768.9706
7187 | 82.0117 | 1561.0867 | 85.1945 | 1519.6563 | 82.0117 | 1777.6 | 153056.8875 | 29524.1947 | 13392.5028 | 0 | 18239.3914
7188 | 89.4741 | 1638.2772 | 92.9471 | 1594.7982 | 89.4741 | 1603.55 | 150813.6484 | 32210.6916 | 14611.1276 | 0 | 35472.0241
7189 | 85.7196 | 1904.7088 | 89.0453 | 1854.1588 | 85.7196 | 1482.15 | 133871.8961 | 30859.0522 | 13998.009 | 0 | 44389.8894
7190 | 90.0355 | 2176.7676 | 93.5288 | 2118.9973 | 90.0355 | 1523.85 | 144491.8325 | 32412.7732 | 14702.7941 | 0 | 42870.3943
7191 | 84.2988 | 328.8461 | 87.5692 | 320.1187 | 84.2988 | 1618.35 | 143687.383 | 30347.555 | 13765.9881 | 0 | 32172.6232
7192 | 95.4148 | 707.2868 | 99.1176 | 688.5158 | 95.4148 | 1797.1 | 180282.8357 | 34349.3305 | 15581.238 | 0 | 19359.6643
7193 | 85.638 | 88.9612 | 88.9612 | 86.6002 | 85.638 | 1880 | 169202.82 | 30829.684 | 13984.6872 | 0 | 10276.5613
7194 | 92.1604 | 95.7362 | 95.7362 | 93.1955 | 92.1604 | 1880.8 | 182108.6569 | 33177.7465 | 15049.7945 | 0 | 10985.472
7195 | 99.1266 | 102.9736 | 102.9736 | 100.2407 | 99.1266 | 1882.05 | 196148.1948 | 35685.5864 | 16187.3785 | 0 | 11691.9859
7196 | 101.7789 | 105.7285 | 105.7285 | 102.9225 | 101.7789 | 1841.9 | 197102.6921 | 36640.4046 | 16620.4946 | 0 | 16091.2444
7197 | 100.225 | 104.1142 | 104.1142 | 101.3511 | 100.225 | 1829.45 | 192875.1109 | 36081.0091 | 16366.7466 | 0 | 17093.3737
7198 | 107.9944 | 112.1847 | 112.1847 | 109.2074 | 107.9944 | 1824.2 | 207598.407 | 38877.9866 | 17635.4867 | 0 | 18985.3452
7199 | 98.6711 | 102.4999 | 102.4999 | 99.7796 | 98.6711 | 1804.85 | 188174.916 | 35521.6136 | 16112.9986 | 0 | 19255.6456
7200 | 104.1097 | 108.15 | 108.15 | 105.2797 | 104.1097 | 1747.3 | 192394.3328 | 37479.4978 | 17001.1167 | 0 | 26308.5253
7201 | 94.0095 | 97.658 | 97.658 | 95.0662 | 94.0095 | 1499.5 | 148889.229 | 33843.4272 | 15351.7546 | 0 | 47051.7647
7202 | 100.225 | 104.1142 | 104.1142 | 101.3511 | 100.225 | 1724.4 | 182743.7993 | 36081.0091 | 16366.7466 | 0 | 27622.01
7203 | 97.1173 | 100.8856 | 100.8856 | 98.2082 | 97.1173 | 1711.2 | 175834.7406 | 34962.2181 | 15859.2506 | 0 | 28047.3896
7204 | 98.6711 | 102.4999 | 102.4999 | 99.7796 | 98.6711 | 1645 | 171669.4719 | 35521.6136 | 16112.9986 | 0 | 35028.205
7205 | 93.2326 | 96.8509 | 96.8509 | 94.2805 | 93.2326 | 1495.2 | 147606.3575 | 33563.7294 | 15224.8806 | 0 | 47063.8072
7206 | 98.6711 | 102.4999 | 102.4999 | 99.7796 | 98.6711 | 1494.8 | 156359.456 | 35521.6136 | 16112.9986 | 0 | 49848.5892
7207 | 88.0252 | 91.4408 | 91.4408 | 89.014 | 88.0252 | 1231.9 | 114777.3587 | 31689.0553 | 14374.5076 | 0 | 67612.0025
7208 | 138.2668 | 143.6324 | 143.6324 | 139.8205 | 138.2668 | 1239.35 | 180258.6724 | 49776.0596 | 22578.9737 | 0 | 105172.6659
7209 | 851.5291 | 1249.5575 | 884.5724 | 1216.3949 | 851.5291 | 1183.15 | 1055665.937 | 306550.4768 | 139054.7024 | 0 | 695571.5471
7210 | 1151.9371 | 2349.5156 | 1196.6376 | 2287.1607 | 1151.9371 | 1270.4 | 1528725.956 | 414697.3582 | 188111.3294 | 0 | 840453.3125
7211 | 1368.5727 | 2649.1069 | 1421.6791 | 2578.801 | 1368.5727 | 1372.15 | 1964839.8938 | 492686.1796 | 223487.9253 | 0 | 859258.3829
7212 | 1597.6423 | 2244.1694 | 1659.6381 | 2184.6103 | 1597.6423 | 1440.25 | 2405876.3546 | 575151.214 | 260894.9812 | 0 | 894280.2556
7213 | 1506.7813 | 1976.7613 | 1565.2523 | 1924.2991 | 1506.7813 | 1341.9 | 2109319.9293 | 542441.2619 | 246057.3835 | 0 | 991612.7623
7214 | 1412.897 | 1765.2077 | 1467.7241 | 1718.36 | 1412.897 | 1129.2 | 1665418.3961 | 508642.9358 | 230726.0873 | 0 | 1230350.7459
7215 | 1414.7093 | 1184.3953 | 1184.3953 | 1152.9621 | 1152.9621 | 1261.9 | 1522088.5977 | 415066.3581 | 188278.7119 | 479782.5189 | 851001.3303
7216 | 1584.3586 | 673.9651 | 673.9651 | 656.0784 | 656.0784 | 1226.25 | 843319.3913 | 236188.234 | 107137.6073 | 1701537.4822 | 507640.6836
7217 | 1584.5198 | 236.1266 | 236.1266 | 229.8599 | 229.8599 | 1371.45 | 330785.6653 | 82749.5576 | 37536.1188 | 2483091.5835 | 144478.429
7218 | 1715.024 | 0 | 0 | 0 | 0 | 1759.65 | 0 | 0 | 0 | 3143639.0342 | 0
7219 | 1680.964 | 857.6372 | 857.6372 | 834.876 | 834.876 | 1799.05 | 1578777.2106 | 300555.3516 | 136335.247 | 2875007.1881 | 167768.3275
7220 | 1793.1733 | 1225.3959 | 1225.3959 | 1192.8746 | 1192.8746 | 1729.9 | 2172705.1585 | 429434.8406 | 194796.4152 | 2039815.2024 | 322195.4179
7221 | 1675.8557 | 1225.3959 | 1225.3959 | 1192.8746 | 1192.8746 | 1548.9 | 1947896.9033 | 429434.8406 | 194796.4152 | 1641169.7733 | 538105.7128
7222 | 1509.5909 | 1225.3959 | 1225.3959 | 1192.8746 | 1192.8746 | 1438.2 | 1810947.1322 | 429434.8406 | 194796.4152 | 1076202.0814 | 670156.9263
7223 | 1940.7916 | 1225.3959 | 1225.3959 | 1192.8746 | 1192.8746 | 1446.2 | 1821669.9087 | 429434.8406 | 194796.4152 | 2541422.0294 | 660613.9298
7224 | 1651.7706 | 0 | 0 | 0 | 0 | 1307.45 | 0 | 0 | 0 | 3027695.4603 | 0
7225 | 1884.852 | 0 | 0 | 0 | 0 | 1368.8 | 0 | 0 | 0 | 2242973.9121 | 0
7226 | 1574.8537 | 0 | 0 | 0 | 0 | 1312.8 | 0 | 0 | 0 | 1874075.8947 | 0
7227 | 1236.1086 | 0 | 0 | 0 | 0 | 1243.85 | 0 | 0 | 0 | 1470969.2887 | 0
7228 | 1240.7703 | 0 | 0 | 0 | 0 | 1154.05 | 0 | 0 | 0 | 1476516.6272 | 0
7229 | 1692.1714 | 0 | 0 | 0 | 0 | 1066.5 | 0 | 0 | 0 | 2013683.916 | 0
7230 | 1647.1089 | 0 | 0 | 0 | 0 | 1248.95 | 0 | 0 | 0 | 1960059.6434 | 0
7231 | 1061.519 | 0 | 0 | 0 | 0 | 1261.9 | 0 | 0 | 0 | 1945764.294 | 0
7232 | 1120.1186 | 0 | 0 | 0 | 0 | 1426.75 | 0 | 0 | 0 | 2053177.3461 | 0
7233 | 1674.4572 | 494.1106 | 494.1106 | 480.9972 | 480.9972 | 1809.3 | 915161.8677 | 173158.9809 | 78546.8377 | 2187612.1758 | 91726.1602
7234 | 2076.6159 | 1084.5527 | 1084.5527 | 1055.7692 | 1055.7692 | 1869.9 | 2074080.7207 | 380076.9244 | 172407.116 | 1871211.9547 | 137355.5774
7235 | 1845.2748 | 1366.2848 | 1366.2848 | 1330.0244 | 1330.0244 | 1876.9 | 2622429.9871 | 478808.7749 | 217192.9804 | 944454.0223 | 163726.0005
7236 | 2071.6969 | 1827.2389 | 1827.2389 | 1778.7449 | 1778.7449 | 1864.3 | 3485969.906 | 640348.1753 | 290469.0473 | 536980.9935 | 241375.6872
7237 | 1651.0189 | 1715.0864 | 1715.0864 | 1669.5689 | 1651.0189 | 1641.45 | 2845528.1217 | 594366.7986 | 269611.3839 | 0 | 591972.8212
7238 | 1496.2674 | 1554.3293 | 1554.3293 | 1513.0782 | 1496.2674 | 1531.1 | 2402484.8836 | 538656.2521 | 244340.461 | 0 | 701599.5963
7239 | 1315.4865 | 155.5631 | 155.5631 | 151.4345 | 151.4345 | 1827.8 | 290309.7841 | 54516.4305 | 24729.2586 | 2133707.2204 | 26077.0259
7240 | 1605.1611 | 756.4088 | 756.4088 | 736.3341 | 736.3341 | 1862.75 | 1438050.0917 | 265080.2822 | 120243.3613 | 1592559.823 | 101061.8576
7241 | 1758.8346 | 367.6559 | 367.6559 | 357.8985 | 357.8985 | 1899.95 | 712888.0562 | 128843.4486 | 58444.8199 | 2567915.9221 | 35807.7418
7242 | 1473.3059 | 0 | 0 | 0 | 0 | 1908.65 | 0 | 0 | 0 | 2700569.7697 | 0
7243 | 1812.4967 | 857.6372 | 857.6372 | 834.876 | 834.876 | 1910.95 | 1675016.2324 | 300555.3516 | 136335.247 | 3321955.3706 | 74345.7057
7244 | 1695.2791 | 1225.3959 | 1225.3959 | 1192.8746 | 1192.8746 | 1863.8 | 2335386.969 | 429434.8406 | 194796.4152 | 1707170.6734 | 162469.5147
7245 | 1998.285 | 1225.3959 | 1225.3959 | 1192.8746 | 1192.8746 | 1846.95 | 2316070.9126 | 429434.8406 | 194796.4152 | 2736784.6876 | 182569.451
7246 | 1626.9086 | 1225.3959 | 1225.3959 | 1192.8746 | 1192.8746 | 1838.7 | 2306417.5525 | 429434.8406 | 194796.4152 | 1474847.5105 | 192410.6661
7247 | 1615.2545 | 1225.3959 | 1225.3959 | 1192.8746 | 1192.8746 | 1810.7 | 2273202.7323 | 429434.8406 | 194796.4152 | 1435246.9704 | 225811.1537
7248 | 1388.3885 | 0 | 0 | 0 | 0 | 1534.85 | 0 | 0 | 0 | 2544916.1737 | 0
7249 | 1436.5587 | 0 | 0 | 0 | 0 | 1255.5 | 0 | 0 | 0 | 1709504.8482 | 0
7250 | 1567.0843 | 0 | 0 | 0 | 0 | 1247.5 | 0 | 0 | 0 | 1864830.3301 | 0
7251 | 991.3731 | 0 | 0 | 0 | 0 | 1309.15 | 0 | 0 | 0 | 1179734.0114 | 0
7252 | 1218.2391 | 0 | 0 | 0 | 0 | 1242.35 | 0 | 0 | 0 | 1449704.4909 | 0
7253 | 1230.6701 | 0 | 0 | 0 | 0 | 1469.9 | 0 | 0 | 0 | 1464497.394 | 0
7254 | 1351.8724 | 0 | 0 | 0 | 0 | 1728.95 | 0 | 0 | 0 | 1608728.1976 | 0
7255 | 1256.2333 | 0 | 0 | 0 | 0 | 1786 | 0 | 0 | 0 | 2302675.6151 | 0
7256 | 631.5235 | 0 | 0 | 0 | 0 | 1816.7 | 0 | 0 | 0 | 1157582.6074 | 0
7257 | 1426.3624 | 0 | 0 | 0 | 0 | 1846.9 | 0 | 0 | 0 | 2614522.1949 | 0
7258 | 1434.29 | 600.4956 | 600.4956 | 584.5588 | 584.5588 | 1562.1 | 961939.4888 | 210441.1686 | 95458.4523 | 1557557.3545 | 255978.2992
7259 | 1329.046 | 530.3524 | 530.3524 | 516.2772 | 516.2772 | 1519.75 | 824857.7164 | 185859.7744 | 84308.0588 | 1489805.2834 | 247942.1019
7260 | 1071.6104 | 488.0907 | 488.0907 | 475.1371 | 475.1371 | 1432.15 | 714137.35 | 171049.3416 | 77589.8819 | 1093335.702 | 269806.5795
7261 | 1688.5431 | 214.6908 | 214.6908 | 208.993 | 208.993 | 1328.15 | 291502.791 | 75237.494 | 34128.5633 | 2712015.183 | 140411.9732
7262 | 1314.6289 | 162.7101 | 162.7101 | 158.3918 | 158.3918 | 1558.45 | 259504.6819 | 57021.0584 | 25865.3857 | 2119382.6099 | 69937.9121
7263 | 1623.5803 | 558.8894 | 558.8894 | 544.0568 | 544.0568 | 1848.3 | 1054765.9036 | 195860.448 | 88844.4754 | 1978766.6527 | 82533.4165
7264 | 1596.3166 | 228.7064 | 228.7064 | 222.6366 | 222.6366 | 1884.25 | 440192.2438 | 80149.1859 | 36356.5613 | 2517955.4079 | 25770.1896
7265 | 1509.3432 | 172.9859 | 172.9859 | 168.395 | 168.395 | 1898.45 | 335662.7588 | 60622.1892 | 27498.8986 | 2457958.1718 | 17100.5092
7266 | 1577.5497 | 0 | 0 | 0 | 0 | 1908.65 | 0 | 0 | 0 | 2891648.5414 | 0
7267 | 1551.363 | 857.6372 | 857.6372 | 834.876 | 834.876 | 1910.95 | 1677836.8613 | 300555.3516 | 136335.247 | 2434622.793 | 74345.7057
7268 | 1267.9631 | 1225.3959 | 1225.3959 | 1192.8746 | 1192.8746 | 1863.8 | 2338857.9911 | 429434.8406 | 194796.4152 | 255150.9054 | 162469.5147
7269 | 1587.2847 | 1225.3959 | 1225.3959 | 1192.8746 | 1192.8746 | 1846.95 | 2316553.9465 | 429434.8406 | 194796.4152 | 1340205.6784 | 182569.451
7270 | 1797.835 | 1225.3959 | 1225.3959 | 1192.8746 | 1192.8746 | 1838.2 | 2307008.2558 | 429434.8406 | 194796.4152 | 2055655.4177 | 193007.1034
7271 | 1567.0843 | 1225.3959 | 1225.3959 | 1192.8746 | 1192.8746 | 1790.7 | 2251584.1349 | 429434.8406 | 194796.4152 | 1271564.743 | 249668.6448
7272 | 1323.9027 | 0 | 0 | 0 | 0 | 1410.75 | 0 | 0 | 0 | 2426713.5758 | 0
7273 | 1209.6927 | 0 | 0 | 0 | 0 | 1634.6 | 0 | 0 | 0 | 1439534.3701 | 0
7274 | 1199.5926 | 0 | 0 | 0 | 0 | 1428.1 | 0 | 0 | 0 | 1427515.1357 | 0
7275 | 1285.8327 | 0 | 0 | 0 | 0 | 1330.45 | 0 | 0 | 0 | 1530140.8999 | 0
7276 | 1353.4263 | 0 | 0 | 0 | 0 | 1507.1 | 0 | 0 | 0 | 1610577.3101 | 0
7277 | 1157.6379 | 0 | 0 | 0 | 0 | 1681.5 | 0 | 0 | 0 | 1377589.0891 | 0
7278 | 1076.0594 | 0 | 0 | 0 | 0 | 1706.45 | 0 | 0 | 0 | 1280510.6634 | 0
7279 | 1040.5708 | 0 | 0 | 0 | 0 | 1786 | 0 | 0 | 0 | 1907366.2526 | 0
7280 | 680.187 | 0 | 0 | 0 | 0 | 1765.7 | 0 | 0 | 0 | 1246782.8451 | 0
7281 | 1145.7167 | 482.8302 | 482.8302 | 470.0162 | 470.0162 | 1803.4 | 892633.7305 | 169205.8189 | 76753.6395 | 1238559.1638 | 92405.1778
7282 | 1580.9303 | 850.2077 | 850.2077 | 827.6436 | 827.6436 | 1753.95 | 1527353.8494 | 297951.7035 | 135154.2033 | 1380774.5195 | 203641.7129
7283 | 1460.9439 | 621.1211 | 621.1211 | 604.6369 | 604.6369 | 1622.6 | 1031483.8297 | 217669.2772 | 98737.2027 | 1569610.7141 | 228189.959
7284 | 1561.3107 | 513.2454 | 513.2454 | 499.6241 | 499.6241 | 1587.15 | 835772.788 | 179864.6854 | 81588.6198 | 1946071.4699 | 206269.8204
7285 | 1658.8698 | 1723.241 | 1723.241 | 1677.5071 | 1658.8698 | 1380.65 | 2409070.4396 | 597193.1442 | 270893.4457 | 0 | 1027421.0385
7286 | 1697.236 | 989.2777 | 989.2777 | 963.0228 | 963.0228 | 1331.65 | 1345020.2758 | 346688.1954 | 157261.6175 | 1345812.9038 | 643636.265
7287 | 1609.0448 | 1565.2803 | 1565.2803 | 1523.7387 | 1523.7387 | 1435.35 | 2296476.4622 | 548545.9167 | 248826.5228 | 156366.1593 | 860379.0329
7288 | 1884.7238 | 139.4658 | 139.4658 | 135.7644 | 135.7644 | 1737.75 | 248031.5229 | 48875.1929 | 22170.3306 | 3205842.5934 | 35604.2204
7289 | 1429.3409 | 267.3291 | 267.3291 | 260.2344 | 260.2344 | 1894.45 | 518829.2045 | 93684.37 | 42496.2712 | 2142972.3611 | 27467.7368
7290 | 1778.5902 | 0 | 0 | 0 | 0 | 1908.65 | 0 | 0 | 0 | 3260155.8219 | 0
7291 | 1691.5158 | 857.6372 | 857.6372 | 834.876 | 834.876 | 1910.95 | 1677524.0836 | 300555.3516 | 136335.247 | 2910862.1739 | 74345.7057
7292 | 1294.379 | 1225.3959 | 1225.3959 | 1192.8746 | 1192.8746 | 1863.8 | 2336592.5932 | 429434.8406 | 194796.4152 | 344912.1268 | 162469.5147
7293 | 1858.4361 | 1225.3959 | 1225.3959 | 1192.8746 | 1192.8746 | 1847.45 | 2316419.0329 | 429434.8406 | 194796.4152 | 2261578.2205 | 181973.0137
7294 | 1860.7669 | 1225.3959 | 1225.3959 | 1192.8746 | 1192.8746 | 1839.7 | 2305981.5579 | 429434.8406 | 194796.4152 | 2269498.3265 | 191217.7915
7295 | 1745.7801 | 1225.3959 | 1225.3959 | 1192.8746 | 1192.8746 | 1821.2 | 2281018.4997 | 429434.8406 | 194796.4152 | 1878773.0068 | 213285.9709
7296 | 1270.2939 | 0 | 0 | 0 | 0 | 1798.2 | 0 | 0 | 0 | 2328448.7664 | 0
7297 | 979.2 | 0 | 0 | 0 | 0 | 1761.45 | 0 | 0 | 0 | 1165248 | 0
7298 | 1126.4 | 0 | 0 | 0 | 0 | 1685.9 | 0 | 0 | 0 | 1340416 | 0
7299 | 942.4 | 0 | 0 | 0 | 0 | 1682.25 | 0 | 0 | 0 | 1121456 | 0
7300 | 1153.6 | 0 | 0 | 0 | 0 | 1697.35 | 0 | 0 | 0 | 1372784 | 0
7301 | 813.6 | 0 | 0 | 0 | 0 | 1717.2 | 0 | 0 | 0 | 968184 | 0
7302 | 752.8 | 0 | 0 | 0 | 0 | 1726.55 | 0 | 0 | 0 | 895832 | 0
7303 | 972.165 | 0 | 0 | 0 | 0 | 1764 | 0 | 0 | 0 | 1781978.445 | 0
7304 | 714.13 | 0 | 0 | 0 | 0 | 1768.7 | 0 | 0 | 0 | 1309000.29 | 0
7305 | 999.303 | 0 | 0 | 0 | 0 | 1801.4 | 0 | 0 | 0 | 1831722.399 | 0
7306 | 1215.461 | 753.9323 | 753.9323 | 733.9233 | 733.9233 | 1711.75 | 1320825.0648 | 264212.3995 | 119849.6801 | 882658.5458 | 211553.4004
7307 | 1450.762 | 1397.5352 | 1397.5352 | 1360.4454 | 1360.4454 | 1701.15 | 2432444.4154 | 489760.3333 | 222160.729 | 165550.3822 | 406569.0989
7308 | 1203.09 | 1105.8243 | 1105.8243 | 1076.4763 | 1076.4763 | 1685.7 | 1907478.3224 | 387531.4689 | 175788.5802 | 232082.9078 | 338336.5018
7309 | 1458.605 | 1238.1618 | 1238.1618 | 1205.3016 | 1205.3016 | 1596.65 | 2024875.7331 | 433908.5867 | 196825.7561 | 464305.0779 | 486158.4123
7310 | 1394.271 | 1448.3753 | 1448.3753 | 1409.9362 | 1394.271 | 1558.45 | 2278678.0969 | 501937.56 | 227684.4543 | 0 | 615640.36
7311 | 1158.39 | 1203.341 | 1203.341 | 1171.405 | 1158.39 | 1806.7 | 2196023.9572 | 417020.4 | 189165.087 | 0 | 223916.787
7312 | 1214.189 | 1087.0448 | 1087.0448 | 1058.1952 | 1058.1952 | 1860.75 | 2065160.9749 | 380950.2677 | 172803.2742 | 285936.6572 | 147353.6799
7313 | 1159.956 | 428.455 | 428.455 | 417.0841 | 417.0841 | 1899.45 | 830690.0643 | 150150.2601 | 68109.8263 | 1361684.2734 | 41937.8018
7314 | 1375.523 | 0 | 0 | 0 | 0 | 1908.65 | 0 | 0 | 0 | 2521333.659 | 0
7315 | 1310.4 | 1186.7752 | 1186.7752 | 1155.2788 | 1155.2788 | 1910.95 | 2319030.6892 | 415900.3847 | 188657.0356 | 527101.6804 | 102877.5813
7316 | 1376 | 1225.3959 | 1225.3959 | 1192.8746 | 1192.8746 | 1863.8 | 2331159.6767 | 429434.8406 | 194796.4152 | 622260.2542 | 162469.5147
7317 | 1444 | 1225.3959 | 1225.3959 | 1192.8746 | 1192.8746 | 1847.45 | 2309718.9124 | 429434.8406 | 194796.4152 | 853324.2542 | 181973.0137
7318 | 890.4 | 924.9517 | 924.9517 | 900.404 | 890.4 | 1839.7 | 1717465.4842 | 320544 | 145402.32 | 0 | 142731.12
7319 | 1152 | 1196.7031 | 1196.7031 | 1164.9432 | 1152 | 1821.7 | 2203881.4239 | 414720 | 188121.6 | 0 | 205401.6
7320 | 1338.4 | 0 | 0 | 0 | 0 | 1806.65 | 0 | 0 | 0 | 2453287.2 | 0
7321 | 1149.6 | 0 | 0 | 0 | 0 | 1788.85 | 0 | 0 | 0 | 2107216.8 | 0
7322 | 1115.2 | 0 | 0 | 0 | 0 | 1631.35 | 0 | 0 | 0 | 2044161.6 | 0
7323 | 995.2 | 0 | 0 | 0 | 0 | 1563.95 | 0 | 0 | 0 | 1824201.6 | 0
7324 | 1403.2 | 0 | 0 | 0 | 0 | 1563.1 | 0 | 0 | 0 | 2572065.6 | 0
7325 | 927.2 | 0 | 0 | 0 | 0 | 1564.5 | 0 | 0 | 0 | 1699557.6 | 0
7326 | 899.2 | 0 | 0 | 0 | 0 | 1738.2 | 0 | 0 | 0 | 1648233.6 | 0
7327 | 729.6 | 217.0209 | 217.0209 | 211.2612 | 211.2612 | 1775.2 | 393480.2229 | 76054.0464 | 34498.9605 | 950114.947 | 47491.5268
7328 | 1140.583 | 882.1457 | 882.1457 | 858.7341 | 858.7341 | 1696.35 | 1528649.203 | 309144.2596 | 140231.2711 | 516629.1173 | 260754.5956
7329 | 1125.237 | 1168.9015 | 1168.9015 | 1137.8795 | 1125.237 | 1704.8 | 2013070.71 | 405085.32 | 183751.2021 | 0 | 332169.9624
7330 | 1053.168 | 1094.0359 | 1094.0359 | 1065.0008 | 1053.168 | 1650.75 | 1823330.4643 | 379140.48 | 171982.3344 | 0 | 367818.924
7331 | 1214.887 | 1262.0304 | 1262.0304 | 1228.5368 | 1214.887 | 1545.7 | 1969530.3044 | 437359.32 | 198391.0471 | 0 | 551923.1641
7332 | 1367.312 | 1420.3702 | 1420.3702 | 1382.6743 | 1367.312 | 1487 | 2131363.9458 | 492232.32 | 223282.0496 | 0 | 701431.056
7333 | 1412.702 | 1467.5215 | 1467.5215 | 1428.5743 | 1412.702 | 1448.5 | 2145503.8053 | 508572.72 | 230694.2366 | 0 | 779105.153
7334 | 992.147 | 1030.647 | 1030.647 | 1003.2942 | 992.147 | 1600.55 | 1669000.9954 | 357172.92 | 162017.6051 | 0 | 396313.1191
7335 | 979.152 | 920.7404 | 920.7404 | 896.3045 | 896.3045 | 1622.6 | 1530140.1494 | 322669.6144 | 146366.5223 | 151859.4958 | 338265.3125
7336 | 1263.475 | 828.6629 | 828.6629 | 806.6706 | 806.6706 | 1884.75 | 1595721.4424 | 290401.4152 | 131729.3086 | 837322.469 | 92968.7864
7337 | 1350.183 | 475.9419 | 475.9419 | 463.3107 | 463.3107 | 1900.75 | 923831.5603 | 166791.8381 | 75658.631 | 1625636.9965 | 45983.5832
7338 | 1374.738 | 0 | 0 | 0 | 0 | 1913.4 | 0 | 0 | 0 | 2519894.754 | 0
7339 | 1219.2 | 0 | 0 | 0 | 0 | 1913.15 | 0 | 0 | 0 | 2234793.6 | 0
7340 | 1216 | 0 | 0 | 0 | 0 | 1864.5 | 0 | 0 | 0 | 2228928 | 0
7341 | 1084.8 | 0 | 0 | 0 | 0 | 1845 | 0 | 0 | 0 | 1988438.4 | 0
7342 | 1232 | 0 | 0 | 0 | 0 | 1837.85 | 0 | 0 | 0 | 2258256 | 0
7343 | 838.4 | 281.9534 | 281.9534 | 274.4705 | 274.4705 | 1821.1 | 525491.544 | 98809.3921 | 44821.0381 | 1033682.7121 | 49102.7784
7344 | 932 | 968.166 | 968.166 | 942.4714 | 932 | 1807.2 | 1773899.1354 | 335520 | 152195.6 | 0 | 179689.6
7345 | 870.547 | 0 | 0 | 0 | 0 | 1439.25 | 0 | 0 | 0 | 1035950.93 | 0
7346 | 870.2682 | 0 | 0 | 0 | 0 | 1791.1 | 0 | 0 | 0 | 1035619.158 | 0
7347 | 862.4134 | 0 | 0 | 0 | 0 | 1694.7 | 0 | 0 | 0 | 1026271.946 | 0
7348 | 826.5843 | 0 | 0 | 0 | 0 | 1528.75 | 0 | 0 | 0 | 983635.317 | 0
7349 | 819.3456 | 0 | 0 | 0 | 0 | 1365.05 | 0 | 0 | 0 | 975021.264 | 0
7350 | 813.6014 | 0 | 0 | 0 | 0 | 1296.25 | 0 | 0 | 0 | 968185.666 | 0
7351 | 903.9083 | 938.9839 | 938.9839 | 914.0638 | 903.9083 | 1032.25 | 982972.2573 | 325406.988 | 147608.2254 | 0 | 874757.2573
7352 | 791.2837 | 821.9885 | 821.9885 | 800.1734 | 791.2837 | 717.85 | 598698.7209 | 284862.132 | 129216.6282 | 0 | 1014543.4984
7353 | 1005.2559 | 1044.2647 | 1044.2647 | 1016.5505 | 1005.2559 | 1517.55 | 1606522.1814 | 361892.124 | 164158.2885 | 0 | 484985.709
7354 | 1195.4363 | 1241.8246 | 1241.8246 | 1208.8672 | 1195.4363 | 359.6 | 452073.1225 | 430357.068 | 195214.7478 | 0 | 1960993.2144
7355 | 1226.7781 | 1352.0719 | 1274.3828 | 1316.1887 | 1226.7781 | 364.85 | 471198.4527 | 441640.116 | 200332.8637 | 0 | 2005966.2102
7356 | 1217.1598 | 1264.3916 | 1264.3916 | 1230.8353 | 1217.1598 | 356.05 | 456514.7414 | 438177.528 | 198762.1953 | 0 | 2000949.8532
7357 | 1234.1608 | 1282.0523 | 1282.0523 | 1248.0273 | 1234.1608 | 341 | 441807.6521 | 444297.888 | 201538.4586 | 0 | 2047472.7672
7358 | 1231.0896 | 1278.8611 | 1278.8611 | 1244.9208 | 1231.0896 | 1030.55 | 1337632.6015 | 443192.256 | 201036.9317 | 0 | 1193479.8127
7359 | 1249.2235 | 1297.6988 | 1297.6988 | 1263.2586 | 1249.2235 | 768.3 | 1012967.6454 | 449720.46 | 203998.1976 | 0 | 1538668.585
7360 | 1250.9173 | 1054.4336 | 1054.4336 | 1026.4495 | 1026.4495 | 1536.45 | 1663419.4505 | 369521.8107 | 167619.1991 | 411449.5249 | 475810.6537
7361 | 1257.5245 | 402.7591 | 402.7591 | 392.0701 | 392.0701 | 1884.2 | 779388.5871 | 141145.249 | 64025.0532 | 1586377.8489 | 45401.7218
7362 | 1230.4932 | 0 | 0 | 0 | 0 | 1860.9 | 0 | 0 | 0 | 2255494.0356 | 0
7363 | 1196.9072 | 944.1811 | 944.1811 | 919.123 | 919.123 | 1860.75 | 1802650.1677 | 330884.2844 | 150092.7879 | 943910.6701 | 127987.8794
7364 | 1113.5542 | 1156.7652 | 1156.7652 | 1126.0653 | 1113.5542 | 736.85 | 863824.817 | 400879.512 | 181843.4009 | 0 | 1406585.7351
7365 | 1185.424 | 1225.3959 | 1225.3959 | 1192.8746 | 1185.424 | 949.5 | 1184285.7518 | 426752.64 | 193579.7392 | 0 | 1245287.912
7366 | 1185.7689 | 1225.3959 | 1225.3959 | 1192.8746 | 1185.7689 | 1644.2 | 2053810.7318 | 426876.804 | 193636.0614 | 0 | 421896.5746
7367 | 1162.3773 | 1207.4827 | 1207.4827 | 1175.4368 | 1162.3773 | 1503.7 | 1846942.2542 | 418455.828 | 189816.2131 | 0 | 576887.7051
7368 | 889.2698 | 0 | 0 | 0 | 0 | 1303.85 | 0 | 0 | 0 | 1630031.5434 | 0
7369 | 85.6 | 0 | 0 | 0 | 0 | 835.85 | 0 | 0 | 0 | 101864 | 0
7370 | 91.2 | 0 | 0 | 0 | 0 | 828.85 | 0 | 0 | 0 | 108528 | 0
7371 | 84 | 0 | 0 | 0 | 0 | 551.3 | 0 | 0 | 0 | 99960 | 0
7372 | 87.2 | 0 | 0 | 0 | 0 | 550.65 | 0 | 0 | 0 | 103768 | 0
7373 | 81.6 | 0 | 0 | 0 | 0 | 550.3 | 0 | 0 | 0 | 97104 | 0
7374 | 85.6 | 0 | 0 | 0 | 0 | 275.1 | 0 | 0 | 0 | 101864 | 0
7375 | 65.492 | 0 | 0 | 0 | 0 | 274.35 | 0 | 0 | 0 | 120046.836 | 0
7376 | 93.277 | 0 | 0 | 0 | 0 | 280.75 | 0 | 0 | 0 | 170976.741 | 0
7377 | 618.406 | 0 | 0 | 0 | 0 | 291.5 | 0 | 0 | 0 | 1133538.198 | 0
7378 | 770.837 | 364.1998 | 364.1998 | 354.5341 | 354.5341 | 303.85 | 113459.0541 | 127632.2717 | 57895.4166 | 763083.2377 | 601342.9934
7379 | 1352.587 | 726.4195 | 726.4195 | 707.1408 | 707.1408 | 314.3 | 234195.2661 | 254570.6741 | 115476.0863 | 1183102.9556 | 1192027.1813
7380 | 1093.259 | 1002.9774 | 1002.9774 | 976.3589 | 976.3589 | 309.1 | 317875.624 | 351489.2177 | 159439.4146 | 214277.8138 | 1650925.3281
7381 | 1179.255 | 1200.878 | 1200.878 | 1169.0074 | 1169.0074 | 297.25 | 365220.0651 | 420842.6563 | 190898.9049 | 18783.8901 | 1990527.3138
7382 | 1555.276 | 1615.6281 | 1615.6281 | 1572.7502 | 1555.276 | 299.95 | 490876.8178 | 559899.36 | 253976.5708 | 0 | 2644046.9638
7383 | 1278.067 | 1327.6621 | 1327.6621 | 1292.4266 | 1278.067 | 307.7 | 413483.2285 | 460104.12 | 208708.3411 | 0 | 2162872.7841
7384 | 1480.787 | 895.7354 | 895.7354 | 871.963 | 871.963 | 312.95 | 286484.3418 | 313906.6931 | 142391.5638 | 1115974.3253 | 1471045.2405
7385 | 1756.931 | 425.0581 | 425.0581 | 413.7773 | 413.7773 | 321.8 | 139972.8782 | 148959.8338 | 67569.8357 | 2462000.7026 | 694401.0918
7386 | 1617.657 | 0 | 0 | 0 | 0 | 1432.05 | 0 | 0 | 0 | 2965165.281 | 0
7387 | 1474.4 | 939.5168 | 939.5168 | 914.5826 | 914.5826 | 1855.8 | 1786506.9554 | 329249.7234 | 149351.3329 | 1902259.6438 | 131882.8059
7388 | 1431.2 | 1225.3959 | 1225.3959 | 1192.8746 | 1192.8746 | 1355.9 | 1701934.4795 | 429434.8406 | 194796.4152 | 809829.8542 | 768330.5024
7389 | 1365.6 | 1225.3959 | 1225.3959 | 1192.8746 | 1192.8746 | 605.4 | 760549.7076 | 429434.8406 | 194796.4152 | 586921.0542 | 1663582.8577
7390 | 1100.8 | 1143.5163 | 1143.5163 | 1113.168 | 1100.8 | 301.15 | 348942.3673 | 396288 | 179760.64 | 0 | 1870094.08
7391 | 1292.8 | 1225.3959 | 1225.3959 | 1192.8746 | 1192.8746 | 288.95 | 362740.0083 | 429434.8406 | 194796.4152 | 339546.6542 | 2041068.0113
7392 | 1215.2 | 0 | 0 | 0 | 0 | 276.85 | 0 | 0 | 0 | 2227461.6 | 0
7393 | 949.6 | 0 | 0 | 0 | 0 | 1535.75 | 0 | 0 | 0 | 1130024 | 0
7394 | 1412.8 | 0 | 0 | 0 | 0 | 1272.85 | 0 | 0 | 0 | 1681232 | 0
7395 | 1319.2 | 0 | 0 | 0 | 0 | 1264.3 | 0 | 0 | 0 | 1569848 | 0
7396 | 1212.8 | 0 | 0 | 0 | 0 | 1274.45 | 0 | 0 | 0 | 1443232 | 0
7397 | 1012 | 0 | 0 | 0 | 0 | 1320.35 | 0 | 0 | 0 | 1204280 | 0
7398 | 1101.6 | 0 | 0 | 0 | 0 | 1399.2 | 0 | 0 | 0 | 1310904 | 0
7399 | 1240.205 | 0 | 0 | 0 | 0 | 1445.4 | 0 | 0 | 0 | 2273295.765 | 0
7400 | 972.841 | 0 | 0 | 0 | 0 | 1470.9 | 0 | 0 | 0 | 1783217.553 | 0
7401 | 1091.276 | 602.916 | 602.916 | 586.915 | 586.915 | 1577.4 | 971200.0649 | 211289.3929 | 95843.2163 | 924493.7493 | 248030.2706
7402 | 1317.246 | 825.1299 | 825.1299 | 803.2314 | 803.2314 | 1511.65 | 1279088.1144 | 289163.299 | 131167.6854 | 942188.7871 | 392258.0474
7403 | 1461.008 | 1517.702 | 1517.702 | 1477.4231 | 1461.008 | 1482.75 | 2280262.3874 | 525962.88 | 238582.6064 | 0 | 755706.388
7404 | 1485.364 | 1543.0032 | 1543.0032 | 1502.0527 | 1485.364 | 1459.95 | 2294722.3777 | 534731.04 | 242559.9412 | 0 | 802170.8282
7405 | 1859.342 | 1931.4933 | 1931.4933 | 1880.2325 | 1859.342 | 1485.7 | 2936432.3285 | 669363.12 | 303630.5486 | 0 | 956259.5906
7406 | 1111.595 | 1154.7302 | 1154.7302 | 1124.0843 | 1111.595 | 1506.35 | 1769167.4544 | 400174.2 | 181523.4635 | 0 | 548738.8718
7407 | 1623.432 | 1686.4289 | 1686.4289 | 1641.672 | 1623.432 | 1547.15 | 2653057.1336 | 584435.52 | 265106.4456 | 0 | 735171.1812
7408 | 1529.712 | 706.2034 | 706.2034 | 687.4611 | 687.4611 | 1794.4 | 1300583.1796 | 247485.999 | 112262.399 | 1543845.8842 | 141342.0039
7409 | 1351.591 | 319.5415 | 319.5415 | 311.0611 | 311.0611 | 1900.25 | 621274.8027 | 111981.9876 | 50796.2738 | 1907291.3496 | 31028.3424
7410 | 1119.86 | 0 | 0 | 0 | 0 | 1913.4 | 0 | 0 | 0 | 2052703.38 | 0
7411 | 915.2 | 950.7141 | 950.7141 | 925.4827 | 915.2 | 1913.15 | 1843483.3304 | 329472 | 149452.16 | 0 | 79485.12
7412 | 1072.8 | 1114.4297 | 1114.4297 | 1084.8534 | 1072.8 | 1860.9 | 2101259.8866 | 386208 | 175188.24 | 0 | 149226.48
7413 | 1204 | 1225.3959 | 1225.3959 | 1192.8746 | 1192.8746 | 1757.25 | 2201879.1303 | 429434.8406 | 194796.4152 | 37804.2542 | 289570.2988
7414 | 921.6 | 957.3625 | 957.3625 | 931.9546 | 921.6 | 1837.85 | 1776375.5582 | 331776 | 150497.28 | 0 | 149437.44
7415 | 1499.2 | 1225.3959 | 1225.3959 | 1192.8746 | 1192.8746 | 1821.1 | 2279958.5409 | 429434.8406 | 194796.4152 | 1040893.8542 | 213405.2583
7416 | 1340 | 0 | 0 | 0 | 0 | 1806.25 | 0 | 0 | 0 | 2456220 | 0
7417 | 1268 | 0 | 0 | 0 | 0 | 1632.35 | 0 | 0 | 0 | 1508920 | 0
7418 | 1223.2 | 0 | 0 | 0 | 0 | 1740.85 | 0 | 0 | 0 | 1455608 | 0
7419 | 1244.8 | 0 | 0 | 0 | 0 | 1574.8 | 0 | 0 | 0 | 1481312 | 0
7420 | 1196 | 0 | 0 | 0 | 0 | 1573.45 | 0 | 0 | 0 | 1423240 | 0
7421 | 920 | 0 | 0 | 0 | 0 | 1522.95 | 0 | 0 | 0 | 1094800 | 0
7422 | 1409.6 | 0 | 0 | 0 | 0 | 1585.85 | 0 | 0 | 0 | 1677424 | 0
7423 | 1301.174 | 0 | 0 | 0 | 0 | 1712.85 | 0 | 0 | 0 | 2385051.942 | 0
7424 | 900.704 | 0 | 0 | 0 | 0 | 1565.85 | 0 | 0 | 0 | 1650990.432 | 0
7425 | 1025.232 | 0 | 0 | 0 | 0 | 1576.3 | 0 | 0 | 0 | 1879250.256 | 0
7426 | 1161.734 | 0 | 0 | 0 | 0 | 1571.6 | 0 | 0 | 0 | 2129458.422 | 0
7427 | 1161.093 | 263.0794 | 263.0794 | 256.0974 | 256.0974 | 1515.3 | 409317.0788 | 92195.0629 | 41820.7049 | 1658856.9405 | 124130.4083
7428 | 1382.406 | 130.8821 | 130.8821 | 127.4086 | 127.4086 | 1505.5 | 201962.1814 | 45867.0911 | 20805.8222 | 2300410.2591 | 63003.546
7429 | 1308.312 | 129.4818 | 129.4818 | 126.0454 | 126.0454 | 1522.7 | 202109.6096 | 45376.3588 | 20583.2205 | 2167094.6026 | 60161.489
7430 | 1078.045 | 634.5373 | 634.5373 | 617.697 | 617.697 | 1603.45 | 1041317.3864 | 222370.9153 | 100869.918 | 843817.9081 | 244947.7401
7431 | 1313.362 | 1022.3293 | 1022.3293 | 995.1972 | 995.1972 | 1589.2 | 1660844.486 | 358271.0074 | 162515.7098 | 583195.9998 | 408827.0274
7432 | 1419.024 | 408.8663 | 408.8663 | 398.0152 | 398.0152 | 1860.75 | 777674.7248 | 143285.4682 | 64995.8804 | 1871509.15 | 55423.6151
7433 | 1209.14 | 221.1511 | 221.1511 | 215.2819 | 215.2819 | 1899.25 | 429635.6921 | 77501.4884 | 35155.5363 | 1821741.875 | 21689.6527
7434 | 1214.131 | 0 | 0 | 0 | 0 | 1911.9 | 0 | 0 | 0 | 2225502.123 | 0
7435 | 1495.2 | 1050.484 | 1050.484 | 1022.6048 | 1022.6048 | 1911.65 | 2056383.2212 | 368137.7125 | 166991.3568 | 1605878.6359 | 90347.1303
7436 | 1044.8 | 1085.3432 | 1085.3432 | 1056.5388 | 1044.8 | 1726.55 | 1900175.7417 | 376128 | 170615.84 | 0 | 285700.56
7437 | 1540.8 | 1225.3959 | 1225.3959 | 1192.8746 | 1192.8746 | 1696.2 | 2127621.8852 | 429434.8406 | 194796.4152 | 1182250.6542 | 362395.2905
7438 | 1288 | 1225.3959 | 1225.3959 | 1192.8746 | 1192.8746 | 1829.65 | 2291633.7196 | 429434.8406 | 194796.4152 | 323236.2542 | 203206.1808
7439 | 1128.8 | 1172.6028 | 1172.6028 | 1141.4826 | 1128.8 | 1812.9 | 2147968.6003 | 406368 | 184333.04 | 0 | 211198.48
7440 | 1216 | 0 | 0 | 0 | 0 | 1680.25 | 0 | 0 | 0 | 2228928 | 0
7441 | 784.8 | 0 | 0 | 0 | 0 | 1484.85 | 0 | 0 | 0 | 933912 | 0
7442 | 1167.2 | 0 | 0 | 0 | 0 | 1478.35 | 0 | 0 | 0 | 1388968 | 0
7443 | 1024 | 0 | 0 | 0 | 0 | 1369.8 | 0 | 0 | 0 | 1218560 | 0
7444 | 1230.4 | 0 | 0 | 0 | 0 | 1333.95 | 0 | 0 | 0 | 1464176 | 0
7445 | 1207.2 | 0 | 0 | 0 | 0 | 1070.85 | 0 | 0 | 0 | 1436568 | 0
7446 | 961.6 | 0 | 0 | 0 | 0 | 1426.7 | 0 | 0 | 0 | 1144304 | 0
7447 | 1106.751 | 0 | 0 | 0 | 0 | 1543.4 | 0 | 0 | 0 | 2028674.583 | 0
7448 | 981.304 | 0 | 0 | 0 | 0 | 1530.85 | 0 | 0 | 0 | 1798730.232 | 0
7449 | 1087.115 | 572.1144 | 572.1144 | 556.9308 | 556.9308 | 1551.8 | 908203.7704 | 200495.1018 | 90946.8059 | 971827.5685 | 249616.4017
7450 | 1162.094 | 1090.4365 | 1090.4365 | 1061.4969 | 1061.4969 | 1584.2 | 1768069.5588 | 382138.8739 | 173342.4392 | 184394.5359 | 441370.3993
7451 | 1710.031 | 1084.6181 | 1084.6181 | 1055.8329 | 1055.8329 | 1462.25 | 1627262.6036 | 380099.8592 | 172417.5195 | 1199145.04 | 567774.1646
7452 | 1447.547 | 1503.7187 | 1503.7187 | 1463.8108 | 1447.547 | 1419.4 | 2170122.5015 | 521116.92 | 236384.4251 | 0 | 840445.7882
7453 | 1355.19 | 1407.7778 | 1407.7778 | 1370.4162 | 1355.19 | 1396.6 | 1994182.4294 | 487868.4 | 221302.527 | 0 | 817721.646
7454 | 1224.544 | 1272.0621 | 1272.0621 | 1238.3023 | 1224.544 | 1556.35 | 2003696.8892 | 440835.84 | 199968.0352 | 0 | 543268.9456
7455 | 1435.996 | 1081.8632 | 1081.8632 | 1053.1511 | 1053.1511 | 1472.6 | 1630320.8826 | 379134.4125 | 171979.5821 | 701754.6178 | 555431.9143
7456 | 1576.816 | 1033.5349 | 1033.5349 | 1006.1054 | 1006.1054 | 1734.45 | 1830289.4561 | 362197.9582 | 164297.0183 | 1046112.4573 | 267171.2995
7457 | 1545.343 | 452.3216 | 452.3216 | 440.3172 | 440.3172 | 1899.25 | 877353.4896 | 158514.1884 | 71903.7971 | 2025512.3095 | 44361.9569
7458 | 1644.762 | 0 | 0 | 0 | 0 | 1911.4 | 0 | 0 | 0 | 3014848.746 | 0
7459 | 1521.6 | 883.0059 | 883.0059 | 859.5714 | 859.5714 | 1911.65 | 1730781.3461 | 309445.6886 | 140368.0027 | 2249573.3278 | 75943.1294
7460 | 1470.4 | 1225.3959 | 1225.3959 | 1192.8746 | 1192.8746 | 1715 | 2151461.1462 | 429434.8406 | 194796.4152 | 943031.4542 | 339969.2488
7461 | 1567.2 | 1225.3959 | 1225.3959 | 1192.8746 | 1192.8746 | 1712.6 | 2144081.8023 | 429434.8406 | 194796.4152 | 1271957.8542 | 342832.1478
7462 | 1155.2 | 1200.0272 | 1200.0272 | 1168.1792 | 1155.2 | 1835.85 | 2224093.4582 | 415872 | 188644.16 | 0 | 189626.08
7463 | 1411.2 | 1225.3959 | 1225.3959 | 1192.8746 | 1192.8746 | 1712 | 2139492.9202 | 429434.8406 | 194796.4152 | 741869.8542 | 343547.8725
7464 | 1588.8 | 0 | 0 | 0 | 0 | 1527.25 | 0 | 0 | 0 | 2912270.4 | 0
7465 | 1478.4 | 0 | 0 | 0 | 0 | 1484.85 | 0 | 0 | 0 | 1759296 | 0
7466 | 1609.6 | 0 | 0 | 0 | 0 | 1251.3 | 0 | 0 | 0 | 1915424 | 0
7467 | 1016 | 0 | 0 | 0 | 0 | 1202.2 | 0 | 0 | 0 | 1209040 | 0
7468 | 1200 | 0 | 0 | 0 | 0 | 1201.35 | 0 | 0 | 0 | 1428000 | 0
7469 | 1240 | 0 | 0 | 0 | 0 | 1186.35 | 0 | 0 | 0 | 1475600 | 0
7470 | 1102.4 | 0 | 0 | 0 | 0 | 1482.2 | 0 | 0 | 0 | 1311856 | 0
7471 | 1127.493 | 0 | 0 | 0 | 0 | 1655.8 | 0 | 0 | 0 | 2066694.669 | 0
7472 | 1108.431 | 0 | 0 | 0 | 0 | 1803.35 | 0 | 0 | 0 | 2031754.023 | 0
7473 | 1506.879 | 0 | 0 | 0 | 0 | 1747.95 | 0 | 0 | 0 | 2762109.207 | 0
7474 | 1545.101 | 0 | 0 | 0 | 0 | 1606.3 | 0 | 0 | 0 | 2832170.133 | 0
7475 | 1717.536 | 897.9335 | 897.9335 | 874.1028 | 874.1028 | 1329.2 | 1222597.3516 | 314677.0118 | 142740.989 | 1546013.0363 | 586348.1653
7476 | 1743.337 | 1238.3145 | 1238.3145 | 1205.4503 | 1205.4503 | 1157.7 | 1470186.0227 | 433962.1012 | 196850.0309 | 985946.3555 | 1015350.7719
7477 | 1659.288 | 1224.4547 | 1224.4547 | 1191.9584 | 1191.9584 | 1133.65 | 1425894.2112 | 429105.0161 | 194646.8031 | 856615.1971 | 1032653.1408
7478 | 1711.846 | 1613.5889 | 1613.5889 | 1570.7652 | 1570.7652 | 1517.1 | 2511605.4795 | 565475.4541 | 256505.949 | 258601.1976 | 758522.491
7479 | 1778.711 | 886.4744 | 886.4744 | 862.9479 | 862.9479 | 1567.1 | 1423886.8211 | 310661.2341 | 140919.3876 | 1678593.8128 | 373570.134
7480 | 1671.964 | 938.7949 | 938.7949 | 913.8798 | 913.8798 | 1612.35 | 1546627.4292 | 328996.7123 | 149236.5642 | 1389568.4184 | 354265.4876
7481 | 1740.399 | 5.2179 | 5.2179 | 5.0794 | 5.0794 | 1874.15 | 9987.4863 | 1828.5968 | 829.4718 | 3180840.7615 | 639.247
7482 | 1561.823 | 0 | 0 | 0 | 0 | 1905.2 | 0 | 0 | 0 | 2862821.559 | 0
7483 | 1636 | 857.6372 | 857.6372 | 834.876 | 834.876 | 1911.15 | 1680235.5422 | 300555.3516 | 136335.247 | 2722219.4311 | 74178.7305
7484 | 1423.2 | 1225.3959 | 1225.3959 | 1192.8746 | 1192.8746 | 1706.25 | 2143959.4147 | 429434.8406 | 194796.4152 | 782645.8542 | 350406.9012
7485 | 1198.4 | 1225.3959 | 1225.3959 | 1192.8746 | 1192.8746 | 1672.1 | 2100532.1243 | 429434.8406 | 194796.4152 | 18775.4542 | 391143.5673
7486 | 1556.8 | 1225.3959 | 1225.3959 | 1192.8746 | 1192.8746 | 1829.65 | 2296939.2182 | 429434.8406 | 194796.4152 | 1236618.6542 | 203206.1808
7487 | 1191.2 | 1225.3959 | 1225.3959 | 1192.8746 | 1191.2 | 1778.1 | 2226505.7241 | 428832 | 194522.96 | 0 | 264327.28
7488 | 1529.6 | 0 | 0 | 0 | 0 | 1652.35 | 0 | 0 | 0 | 2803756.8 | 0
7489 | 1598.4 | 0 | 0 | 0 | 0 | 1458.95 | 0 | 0 | 0 | 2929867.2 | 0
7490 | 1415.2 | 0 | 0 | 0 | 0 | 1286.3 | 0 | 0 | 0 | 2594061.6 | 0
7491 | 1582.4 | 0 | 0 | 0 | 0 | 1329.3 | 0 | 0 | 0 | 2900539.2 | 0
7492 | 1364.8 | 0 | 0 | 0 | 0 | 1268.95 | 0 | 0 | 0 | 2501678.4 | 0
7493 | 1329.6 | 0 | 0 | 0 | 0 | 1335.35 | 0 | 0 | 0 | 2437156.8 | 0
7494 | 1695.2 | 0 | 0 | 0 | 0 | 1476.7 | 0 | 0 | 0 | 3107301.6 | 0
7495 | 1435.98 | 0 | 0 | 0 | 0 | 1534.65 | 0 | 0 | 0 | 2632151.34 | 0
7496 | 1870.081 | 0 | 0 | 0 | 0 | 1521.35 | 0 | 0 | 0 | 3427858.473 | 0
7497 | 1222.75 | 530.7212 | 530.7212 | 516.6361 | 516.6361 | 1551.8 | 840809.3368 | 185989.0103 | 84366.6816 | 1294306.7058 | 231556.3178
7498 | 1723.893 | 1790.7882 | 1790.7882 | 1743.2617 | 1723.893 | 1408.6 | 2549849.1095 | 620601.48 | 281511.7269 | 0 | 1019510.3202
7499 | 1512.119 | 1570.7964 | 1570.7964 | 1529.1083 | 1512.119 | 1165.75 | 1848182.5993 | 544362.84 | 246929.0327 | 0 | 1261485.2758
7500 | 1701.586 | 1767.6156 | 1767.6156 | 1720.7041 | 1701.586 | 1150.95 | 2061154.3361 | 612570.96 | 277868.9938 | 0 | 1444731.5933
7501 | 1506.384 | 1564.8389 | 1564.8389 | 1523.3089 | 1506.384 | 1023.15 | 1620732.803 | 542298.24 | 245992.5072 | 0 | 1471511.2104
7502 | 1400.986 | 1242.7387 | 1242.7387 | 1209.7571 | 1209.7571 | 1415.85 | 1791785.3817 | 435512.5679 | 197553.3398 | 350522.5133 | 706679.6292
7503 | 1718.665 | 1339.3829 | 1339.3829 | 1303.8364 | 1303.8364 | 1644.7 | 2250332.4057 | 469381.1078 | 212916.4858 | 760380.8044 | 463253.0767
7504 | 1537.608 | 118.6855 | 118.6855 | 115.5357 | 115.5357 | 1865.25 | 226393.1896 | 41592.8416 | 18866.9751 | 2606658.5788 | 15568.4317
7505 | 1343.34 | 98.3156 | 98.3156 | 95.7064 | 95.7064 | 1899.25 | 190818.7479 | 34454.288 | 15628.8478 | 2286912.4704 | 9642.4153
7506 | 1522.828 | 0 | 0 | 0 | 0 | 1911.9 | 0 | 0 | 0 | 2791343.724 | 0
7507 | 1356.8 | 0 | 0 | 0 | 0 | 1911.65 | 0 | 0 | 0 | 2487014.4 | 0
7508 | 1599.2 | 0 | 0 | 0 | 0 | 1722.65 | 0 | 0 | 0 | 2931333.6 | 0
7509 | 1412.8 | 0 | 0 | 0 | 0 | 1355.85 | 0 | 0 | 0 | 2589662.4 | 0
7510 | 1264.8 | 0 | 0 | 0 | 0 | 1801.9 | 0 | 0 | 0 | 2318378.4 | 0
7511 | 1524 | 0 | 0 | 0 | 0 | 1693.6 | 0 | 0 | 0 | 2793492 | 0
7512 | 828.8 | 0 | 0 | 0 | 0 | 1587.75 | 0 | 0 | 0 | 1519190.4 | 0
7513 | 1140 | 0 | 0 | 0 | 0 | 1739.8 | 0 | 0 | 0 | 1356600 | 0
7514 | 1248.8 | 0 | 0 | 0 | 0 | 1499.35 | 0 | 0 | 0 | 1486072 | 0
7515 | 1267.2 | 0 | 0 | 0 | 0 | 1546.4 | 0 | 0 | 0 | 1507968 | 0
7516 | 1367.2 | 0 | 0 | 0 | 0 | 1633.25 | 0 | 0 | 0 | 1626968 | 0
7517 | 1266.4 | 0 | 0 | 0 | 0 | 1779.9 | 0 | 0 | 0 | 1507016 | 0
7518 | 1180 | 0 | 0 | 0 | 0 | 1785.6 | 0 | 0 | 0 | 1404200 | 0
7519 | 1235.738 | 251.9891 | 251.9891 | 245.3014 | 245.3014 | 1779.2 | 459551.702 | 88308.521 | 40057.7264 | 1815470.201 | 54162.5596
7520 | 932.415 | 860.1127 | 860.1127 | 837.2858 | 837.2858 | 1589.05 | 1398505.4512 | 301422.8703 | 136728.7631 | 174371.9139 | 344082.5793
7521 | 1225.774 | 1273.3399 | 1273.3399 | 1239.5461 | 1225.774 | 1546.45 | 1993082.3726 | 441278.64 | 200168.8942 | 0 | 555949.7977
7522 | 1183.594 | 1229.5231 | 1229.5231 | 1196.8922 | 1183.594 | 1362.55 | 1699094.1355 | 426093.84 | 193280.9002 | 0 | 754481.9953
7523 | 1167.775 | 1213.0902 | 1213.0902 | 1180.8955 | 1167.775 | 1109.35 | 1362848.7281 | 420399 | 190697.6575 | 0 | 1040078.8037
7524 | 1149.101 | 1193.6916 | 1193.6916 | 1162.0117 | 1149.101 | 1045.35 | 1264738.594 | 413676.36 | 187648.1933 | 0 | 1096989.2696
7525 | 1061.564 | 1102.7577 | 1102.7577 | 1073.4911 | 1061.564 | 1035.05 | 1157169.9098 | 382163.04 | 173353.4012 | 0 | 1024356.1818
7526 | 1207.035 | 1253.8737 | 1253.8737 | 1220.5966 | 1207.035 | 1304.55 | 1659076.1689 | 434532.6 | 197108.8155 | 0 | 839432.4907
7527 | 1229.373 | 777.8466 | 777.8466 | 757.203 | 757.203 | 1608.65 | 1285353.9088 | 272593.0738 | 123651.2471 | 865487.6415 | 296331.3873
7528 | 1219.569 | 479.0884 | 479.0884 | 466.3737 | 466.3737 | 1773.7 | 872490.9786 | 167894.5297 | 76158.8242 | 1380606.9966 | 105540.3669
7529 | 850.341 | 165.0702 | 165.0702 | 160.6894 | 160.6894 | 1883.7 | 319039.9189 | 57848.1681 | 26240.5718 | 1264131.4637 | 18688.1721
7530 | 1029.964 | 0 | 0 | 0 | 0 | 1860.3 | 0 | 0 | 0 | 1887924.012 | 0
7531 | 1183.2 | 1025.5527 | 1025.5527 | 998.3351 | 998.3351 | 1880.55 | 1981261.686 | 359400.6383 | 163028.1229 | 628170.9083 | 119251.1285
7532 | 1294.4 | 1225.3959 | 1225.3959 | 1192.8746 | 1192.8746 | 1819.35 | 2293258.6902 | 429434.8406 | 194796.4152 | 344983.4542 | 215492.7888
7533 | 1021.6 | 1061.2429 | 1061.2429 | 1033.0781 | 1021.6 | 1738.5 | 1874986.2374 | 367776 | 166827.28 | 0 | 267148.4
7534 | 1191.2 | 1225.3959 | 1225.3959 | 1192.8746 | 1191.2 | 1824.9 | 2291243.8164 | 428832 | 194522.96 | 0 | 208579.12
7535 | 1176 | 1221.6344 | 1221.6344 | 1189.2129 | 1176 | 1812.7 | 2247501.8151 | 423360 | 192040.8 | 0 | 220264.8
7536 | 173.6 | 0 | 0 | 0 | 0 | 1796.3 | 0 | 0 | 0 | 318208.8 | 0
7537 | 89.6 | 0 | 0 | 0 | 0 | 1648.85 | 0 | 0 | 0 | 106624 | 0
7538 | 171.2 | 0 | 0 | 0 | 0 | 1777.85 | 0 | 0 | 0 | 203728 | 0
7539 | 109.6 | 0 | 0 | 0 | 0 | 1740.75 | 0 | 0 | 0 | 130424 | 0
7540 | 114.4 | 0 | 0 | 0 | 0 | 1752.6 | 0 | 0 | 0 | 136136 | 0
7541 | 85.6 | 0 | 0 | 0 | 0 | 1775.15 | 0 | 0 | 0 | 101864 | 0
7542 | 88.8 | 0 | 0 | 0 | 0 | 1775.85 | 0 | 0 | 0 | 105672 | 0
7543 | 85.749 | 0 | 0 | 0 | 0 | 1678.55 | 0 | 0 | 0 | 157177.917 | 0
7544 | 209.928 | 0 | 0 | 0 | 0 | 1518.05 | 0 | 0 | 0 | 384798.024 | 0
7545 | 856.951 | 0 | 0 | 0 | 0 | 1496.45 | 0 | 0 | 0 | 1570791.183 | 0
7546 | 1343.987 | 0 | 0 | 0 | 0 | 1256.85 | 0 | 0 | 0 | 2463528.171 | 0
7547 | 1233.607 | 0 | 0 | 0 | 0 | 1188.25 | 0 | 0 | 0 | 2261201.631 | 0
7548 | 1009.939 | 28.9847 | 28.9847 | 28.2155 | 28.2155 | 1183.05 | 35129.9747 | 10157.5768 | 4607.5897 | 1799499.1917 | 23050.6455
7549 | 1251.764 | 0 | 0 | 0 | 0 | 1016.65 | 0 | 0 | 0 | 2294483.412 | 0
7550 | 1114.082 | 354.6334 | 354.6334 | 345.2216 | 345.2216 | 1019.35 | 369862.2206 | 124279.7835 | 56374.6907 | 1409321.075 | 338541.5825
7551 | 1131.027 | 814.0323 | 814.0323 | 792.4284 | 792.4284 | 1027.1 | 854312.0555 | 285274.2089 | 129403.5509 | 620651.3108 | 770953.5495
7552 | 1306.039 | 1319.7391 | 1319.7391 | 1284.7139 | 1284.7139 | 1355.45 | 1823377.6794 | 462497.0215 | 209793.7878 | 39088.8194 | 828062.3755
7553 | 1317.887 | 526.4922 | 526.4922 | 512.5194 | 512.5194 | 1542.9 | 828250.3636 | 184506.9841 | 83694.4181 | 1476238.8102 | 234272.6179
7554 | 1482.151 | 0 | 0 | 0 | 0 | 1846.5 | 0 | 0 | 0 | 2716782.783 | 0
7555 | 1344.8 | 966.1102 | 966.1102 | 940.4702 | 940.4702 | 1859.4 | 1838421.8768 | 338569.2692 | 153578.7824 | 1373912.6867 | 132230.109
7556 | 1447.2 | 1225.3959 | 1225.3959 | 1192.8746 | 1192.8746 | 1826.35 | 2293227.619 | 429434.8406 | 194796.4152 | 864197.8542 | 207142.6669
7557 | 1483.2 | 1225.3959 | 1225.3959 | 1192.8746 | 1192.8746 | 1815.35 | 2281098.6419 | 429434.8406 | 194796.4152 | 986525.8542 | 220264.287
7558 | 1075.2 | 1116.9229 | 1116.9229 | 1087.2803 | 1075.2 | 1808.05 | 2048178.7133 | 387072 | 175580.16 | 0 | 206384.64
7559 | 1232.8 | 1225.3959 | 1225.3959 | 1192.8746 | 1192.8746 | 1795.95 | 2256296.6951 | 429434.8406 | 194796.4152 | 135666.6542 | 243406.0534
7560 | 1115.2 | 0 | 0 | 0 | 0 | 1759.25 | 0 | 0 | 0 | 2044161.6 | 0
7561 | 1131.2 | 0 | 0 | 0 | 0 | 1661.95 | 0 | 0 | 0 | 1346128 | 0
7562 | 1402.4 | 0 | 0 | 0 | 0 | 1454.1 | 0 | 0 | 0 | 1668856 | 0
7563 | 878.4 | 0 | 0 | 0 | 0 | 1394.3 | 0 | 0 | 0 | 1045296 | 0
7564 | 985.6 | 0 | 0 | 0 | 0 | 1490.7 | 0 | 0 | 0 | 1172864 | 0
7565 | 1147.2 | 0 | 0 | 0 | 0 | 1508.35 | 0 | 0 | 0 | 1365168 | 0
7566 | 1303.2 | 0 | 0 | 0 | 0 | 1538.45 | 0 | 0 | 0 | 1550808 | 0
7567 | 1182.365 | 0 | 0 | 0 | 0 | 1779.7 | 0 | 0 | 0 | 2167275.045 | 0
7568 | 1335.808 | 205.2585 | 205.2585 | 199.811 | 199.811 | 1804.75 | 378511.5188 | 71931.9676 | 32629.1398 | 2082282.4621 | 39013.1019
7569 | 1230.58 | 1278.3323 | 1278.3323 | 1244.4061 | 1230.58 | 1734.3 | 2243044.1097 | 443008.8 | 200953.714 | 0 | 326965.106
7570 | 1363.817 | 1416.7396 | 1416.7396 | 1379.1401 | 1363.817 | 1600.45 | 2298557.2597 | 490974.12 | 222711.3161 | 0 | 544913.0823
7571 | 1384.068 | 1458.8184 | 1437.7764 | 1420.1022 | 1384.068 | 1284.75 | 1876433.2373 | 498264.48 | 226018.3044 | 0 | 989954.637
7572 | 1456.248 | 1565.8787 | 1512.7573 | 1524.3211 | 1456.248 | 1153 | 1771721.166 | 524249.28 | 237805.2984 | 0 | 1233442.056
7573 | 1474.147 | 1531.3509 | 1531.3509 | 1490.7097 | 1474.147 | 1148.15 | 1782696.2763 | 530692.92 | 240728.2051 | 0 | 1255752.122
7574 | 1408.803 | 976.5128 | 976.5128 | 950.5967 | 950.5967 | 1578.45 | 1579418.8182 | 342214.8134 | 155232.4418 | 839892.1407 | 400724.0405
7575 | 1416.215 | 216.9139 | 216.9139 | 211.1571 | 211.1571 | 1672.6 | 371109.6539 | 76016.5498 | 34481.9516 | 2208871.1622 | 69132.8289
7576 | 1598.239 | 509.6013 | 509.6013 | 496.0767 | 496.0767 | 1885.25 | 982781.6231 | 178587.6164 | 81009.3271 | 2020263.4737 | 56924.8027
7577 | 1617.779 | 372.9652 | 372.9652 | 363.0669 | 363.0669 | 1900.75 | 724652.0135 | 130704.0813 | 59288.8236 | 2299887.2928 | 36034.3891
7578 | 1347.526 | 0 | 0 | 0 | 0 | 1913.4 | 0 | 0 | 0 | 2470015.158 | 0
7579 | 1315.2 | 891.3163 | 891.3163 | 867.6612 | 867.6612 | 1913.15 | 1745576.3533 | 312358.0467 | 141689.0806 | 1520736.7037 | 75356.3788
7580 | 1236.8 | 1225.3959 | 1225.3959 | 1192.8746 | 1192.8746 | 1865.5 | 2340530.1946 | 429434.8406 | 194796.4152 | 149258.6542 | 160441.628
7581 | 1147.2 | 1191.7168 | 1191.7168 | 1160.0893 | 1147.2 | 1849.6 | 2228973.7823 | 412992 | 187337.76 | 0 | 172538.88
7582 | 1199.2 | 1225.3959 | 1225.3959 | 1192.8746 | 1192.8746 | 1837.85 | 2303648.3612 | 429434.8406 | 194796.4152 | 21493.8542 | 193424.6095
7583 | 1183.2 | 1225.3959 | 1225.3959 | 1192.8746 | 1183.2 | 1821.1 | 2264357.3146 | 425952 | 193216.56 | 0 | 211674.48
7584 | 1420 | 0 | 0 | 0 | 0 | 1807.75 | 0 | 0 | 0 | 2602860 | 0
7585 | 1430.4 | 0 | 0 | 0 | 0 | 1794.85 | 0 | 0 | 0 | 1702176 | 0
7586 | 1165.6 | 0 | 0 | 0 | 0 | 1788.35 | 0 | 0 | 0 | 1387064 | 0
7587 | 1365.6 | 0 | 0 | 0 | 0 | 1785.3 | 0 | 0 | 0 | 1625064 | 0
7588 | 876.8 | 0 | 0 | 0 | 0 | 1783.55 | 0 | 0 | 0 | 1043392 | 0
7589 | 816 | 0 | 0 | 0 | 0 | 1784.95 | 0 | 0 | 0 | 971040 | 0
7590 | 768 | 0 | 0 | 0 | 0 | 1792.2 | 0 | 0 | 0 | 913920 | 0
7591 | 1244.499 | 0 | 0 | 0 | 0 | 1806.3 | 0 | 0 | 0 | 2281166.667 | 0
7592 | 1277.595 | 0 | 0 | 0 | 0 | 1829.9 | 0 | 0 | 0 | 2341831.635 | 0
7593 | 1546.546 | 355.1725 | 355.1725 | 345.7465 | 345.7465 | 1856.7 | 675397.4514 | 124468.7227 | 56460.3956 | 2201065.5714 | 49545.4666
7594 | 1572.208 | 1068.8719 | 1068.8719 | 1040.5046 | 1040.5046 | 1870.1 | 2048140.8841 | 374581.6687 | 169914.407 | 974612.2673 | 135161.5521
7595 | 1429.627 | 1301.6452 | 1301.6452 | 1267.1002 | 1267.1002 | 1849.15 | 2467352.0051 | 456156.0899 | 206917.4708 | 297911.5334 | 191142.0727
7596 | 1773.524 | 13.2323 | 13.2323 | 12.8811 | 12.8811 | 1689.95 | 22941.6087 | 4637.2021 | 2103.4864 | 3227258.4045 | 3993.7903
7597 | 1456.594 | 645.0957 | 645.0957 | 627.9752 | 627.9752 | 1573.15 | 1041202.0652 | 226071.0662 | 102548.3475 | 1518858.29 | 268051.2072
7598 | 1568.38 | 1060.5438 | 1060.5438 | 1032.3976 | 1032.3976 | 1839.75 | 2001443.8612 | 371663.1219 | 168590.5217 | 982455.8109 | 165441.7091
7599 | 1614.354 | 1634.3442 | 1634.3442 | 1590.9696 | 1590.9696 | 1882.15 | 3149986.0975 | 572749.0683 | 259805.3413 | 42863.5424 | 187495.7714
7600 | 1835.767 | 1141.4553 | 1141.4553 | 1111.1617 | 1111.1617 | 1889.85 | 2205827.2126 | 400018.204 | 181452.702 | 1328201.5555 | 122394.4588
7601 | 1488.288 | 197.6378 | 197.6378 | 192.3926 | 192.3926 | 1900.75 | 384478.1254 | 69261.3353 | 31417.7113 | 2375376.2718 | 19094.9654
7602 | 1561.284 | 0 | 0 | 0 | 0 | 1913.4 | 0 | 0 | 0 | 2861833.572 | 0
7603 | 1532 | 1078.3011 | 1078.3011 | 1049.6836 | 1049.6836 | 1913.15 | 2116786.6706 | 377886.103 | 171413.3351 | 1638911.0611 | 91165.0224
7604 | 1440.8 | 1225.3959 | 1225.3959 | 1192.8746 | 1192.8746 | 1865.5 | 2345833.6847 | 429434.8406 | 194796.4152 | 842450.6542 | 160441.628
7605 | 1496.8 | 1225.3959 | 1225.3959 | 1192.8746 | 1192.8746 | 1849.6 | 2320843.7291 | 429434.8406 | 194796.4152 | 1032738.6542 | 179408.3334
7606 | 967.2 | 1004.732 | 1004.732 | 978.0669 | 967.2 | 1837.85 | 1868387.2009 | 348192 | 157943.76 | 0 | 156831.48
7607 | 1389.6 | 1225.3959 | 1225.3959 | 1192.8746 | 1192.8746 | 1821.1 | 2290946.1573 | 429434.8406 | 194796.4152 | 668473.0542 | 213405.2583
7608 | 994.4 | 0 | 0 | 0 | 0 | 1807.75 | 0 | 0 | 0 | 1822735.2 | 0
7609 | 1131.2 | 0 | 0 | 0 | 0 | 1794.85 | 0 | 0 | 0 | 1346128 | 0
7610 | 1332.8 | 0 | 0 | 0 | 0 | 1788.35 | 0 | 0 | 0 | 1586032 | 0
7611 | 1132.8 | 0 | 0 | 0 | 0 | 1785.3 | 0 | 0 | 0 | 1348032 | 0
7612 | 1163.2 | 0 | 0 | 0 | 0 | 1784.45 | 0 | 0 | 0 | 1384208 | 0
7613 | 1312.8 | 0 | 0 | 0 | 0 | 1785.85 | 0 | 0 | 0 | 1562232 | 0
7614 | 1239.2 | 0 | 0 | 0 | 0 | 1792.2 | 0 | 0 | 0 | 1474648 | 0
7615 | 1053.267 | 0 | 0 | 0 | 0 | 1806.3 | 0 | 0 | 0 | 1930638.411 | 0
7616 | 1323.515 | 0 | 0 | 0 | 0 | 1826.75 | 0 | 0 | 0 | 2426002.995 | 0
7617 | 1381.943 | 688.9852 | 688.9852 | 670.6999 | 670.6999 | 1860.8 | 1310917.549 | 241451.9572 | 109525.2906 | 1303708.637 | 93361.4234
7618 | 1401.676 | 1456.0677 | 1456.0677 | 1417.4244 | 1401.676 | 1871.1 | 2756757.3181 | 504603.36 | 228893.6908 | 0 | 180676.0364
7619 | 1376.532 | 1429.948 | 1429.948 | 1391.9979 | 1376.532 | 1858.2 | 2694313.3297 | 495551.52 | 224787.6756 | 0 | 195192.2376
7620 | 1661.105 | 1725.5638 | 1725.5638 | 1679.7682 | 1661.105 | 1830 | 3200201.7161 | 597997.8 | 271258.4465 | 0 | 282387.85
7621 | 1751.024 | 1818.972 | 1818.972 | 1770.6975 | 1751.024 | 1840.45 | 3396407.3791 | 630368.64 | 285942.2192 | 0 | 279375.8792
7622 | 1832.523 | 1903.6336 | 1903.6336 | 1853.1122 | 1832.523 | 1857.65 | 3584365.4009 | 659708.28 | 299251.0059 | 0 | 260859.6491
7623 | 1589.617 | 1564.4192 | 1564.4192 | 1522.9003 | 1522.9003 | 1873.9 | 2998864.3906 | 548244.1236 | 248689.6261 | 122291.6318 | 192037.7333
7624 | 1620.881 | 1042.0261 | 1042.0261 | 1014.3713 | 1014.3713 | 1889.85 | 2012227.1446 | 365173.6601 | 165646.8297 | 1111732.3204 | 111732.9963
7625 | 1347.911 | 369.5724 | 369.5724 | 359.7642 | 359.7642 | 1900.75 | 717350.1947 | 129515.1112 | 58749.4935 | 1811273.0886 | 35706.5966
7626 | 1547.415 | 0 | 0 | 0 | 0 | 1913.4 | 0 | 0 | 0 | 2836411.695 | 0
7627 | 1665.6 | 1225.3959 | 1225.3959 | 1192.8746 | 1192.8746 | 1913.15 | 2400638.8447 | 429434.8406 | 194796.4152 | 1606321.0542 | 103601.1553
7628 | 1189.6 | 1225.3959 | 1225.3959 | 1192.8746 | 1189.6 | 1865.5 | 2333294.0462 | 428256 | 194261.68 | 0 | 160001.2
7629 | 890.4 | 924.9517 | 924.9517 | 900.404 | 890.4 | 1849.6 | 1730363.1386 | 320544 | 145402.32 | 0 | 133916.16
7630 | 993.6 | 1032.1564 | 1032.1564 | 1004.7635 | 993.6 | 1837.85 | 1919059.8009 | 357696 | 162254.88 | 0 | 161112.24
7631 | 1250.4 | 1225.3959 | 1225.3959 | 1192.8746 | 1192.8746 | 1821.1 | 2284340.0248 | 429434.8406 | 194796.4152 | 195471.4542 | 213405.2583
7632 | 1127.2 | 0 | 0 | 0 | 0 | 1807.75 | 0 | 0 | 0 | 2066157.6 | 0
7633 | 1052 | 0 | 0 | 0 | 0 | 1794.85 | 0 | 0 | 0 | 1251880 | 0
7634 | 1386.4 | 0 | 0 | 0 | 0 | 1788.35 | 0 | 0 | 0 | 1649816 | 0
7635 | 1046.4 | 0 | 0 | 0 | 0 | 1785.3 | 0 | 0 | 0 | 1245216 | 0
7636 | 1260 | 0 | 0 | 0 | 0 | 1784.45 | 0 | 0 | 0 | 1499400 | 0
7637 | 1321.6 | 0 | 0 | 0 | 0 | 1785.85 | 0 | 0 | 0 | 1572704 | 0
7638 | 721.6 | 0 | 0 | 0 | 0 | 1792.2 | 0 | 0 | 0 | 858704 | 0
7639 | 904.057 | 0 | 0 | 0 | 0 | 1806.3 | 0 | 0 | 0 | 1657136.481 | 0
7640 | 979.12 | 0 | 0 | 0 | 0 | 1826.25 | 0 | 0 | 0 | 1794726.96 | 0
7641 | 1105.275 | 277.284 | 277.284 | 269.925 | 269.925 | 1853.6 | 525971.6919 | 97173.0109 | 44078.7574 | 1531196.4946 | 39517.0244
7642 | 1633.544 | 137.223 | 137.223 | 133.5812 | 133.5812 | 1826 | 256696.5002 | 48089.2203 | 21813.8047 | 2749431.872 | 23243.1231
7643 | 1559.029 | 1218.0547 | 1218.0547 | 1185.7282 | 1185.7282 | 1625.25 | 2031440.2073 | 426862.1363 | 193629.408 | 684260.4461 | 444351.6266
7644 | 1491.985 | 867.2825 | 867.2825 | 844.2653 | 844.2653 | 1359.95 | 1210571.9348 | 303935.5072 | 137868.5231 | 1187270.2142 | 540372.0038
7645 | 1664.025 | 1646.276 | 1646.276 | 1602.5847 | 1602.5847 | 1414.4 | 2387917.5984 | 576930.4864 | 261702.079 | 112620.0984 | 938473.5912
7646 | 1509.416 | 1558.0783 | 1558.0783 | 1516.7278 | 1509.416 | 1530.45 | 2431914.511 | 543389.76 | 246487.6328 | 0 | 708746.2828
7647 | 1181.19 | 1227.0258 | 1227.0258 | 1194.4612 | 1181.19 | 1644.7 | 2046548.2903 | 425228.4 | 192888.327 | 0 | 419676.807
7648 | 1646.173 | 1318.3097 | 1318.3097 | 1283.3225 | 1283.3225 | 1863.25 | 2513002.8412 | 461996.0959 | 209566.5624 | 665104.9876 | 175494.3503
7649 | 1321.611 | 508.0067 | 508.0067 | 494.5245 | 494.5245 | 1900.75 | 986800.2488 | 178028.8077 | 80755.8453 | 1516049.6173 | 49081.5532
7650 | 1456.398 | 0 | 0 | 0 | 0 | 1913.4 | 0 | 0 | 0 | 2669577.534 | 0
7651 | 1341.6 | 944.9415 | 944.9415 | 919.8632 | 919.8632 | 1913.15 | 1848900.8944 | 331150.7652 | 150213.6665 | 1433061.5222 | 79890.1221
7652 | 1266.4 | 1225.3959 | 1225.3959 | 1192.8746 | 1192.8746 | 1865.5 | 2334912.0938 | 429434.8406 | 194796.4152 | 249839.4542 | 160441.628
7653 | 1124.8 | 1168.4476 | 1168.4476 | 1137.4376 | 1124.8 | 1849.6 | 2181584.564 | 404928 | 183679.84 | 0 | 169169.92
7654 | 1446.4 | 1225.3959 | 1225.3959 | 1192.8746 | 1192.8746 | 1837.85 | 2297719.2476 | 429434.8406 | 194796.4152 | 861479.4542 | 193424.6095
7655 | 1150.4 | 1195.041 | 1195.041 | 1163.3252 | 1150.4 | 1821.1 | 2198168.5994 | 414144 | 187860.32 | 0 | 205806.56
7656 | 1467.2 | 0 | 0 | 0 | 0 | 1807.75 | 0 | 0 | 0 | 2689377.6 | 0
7657 | 1057.6 | 0 | 0 | 0 | 0 | 1794.85 | 0 | 0 | 0 | 1938580.8 | 0
7658 | 1108 | 0 | 0 | 0 | 0 | 1788.35 | 0 | 0 | 0 | 2030964 | 0
7659 | 1446.4 | 0 | 0 | 0 | 0 | 1785.3 | 0 | 0 | 0 | 2651251.2 | 0
7660 | 1334.4 | 0 | 0 | 0 | 0 | 1784.45 | 0 | 0 | 0 | 2445955.2 | 0
7661 | 826.4 | 0 | 0 | 0 | 0 | 1785.85 | 0 | 0 | 0 | 1514791.2 | 0
7662 | 1045.6 | 0 | 0 | 0 | 0 | 1792.2 | 0 | 0 | 0 | 1916584.8 | 0
7663 | 960.752 | 334.6551 | 334.6551 | 325.7735 | 325.7735 | 1806.3 | 619178.5925 | 117278.4747 | 53198.8192 | 1163915.5155 | 63102.3349
7664 | 891.267 | 925.8524 | 925.8524 | 901.2808 | 891.267 | 1829.85 | 1713587.6417 | 320856.12 | 145543.9011 | 0 | 151649.08
7665 | 1021.024 | 1060.6446 | 1060.6446 | 1032.4957 | 1021.024 | 1859.8 | 1996210.9744 | 367568.64 | 166733.2192 | 0 | 143147.5648
7666 | 1278.022 | 1327.6153 | 1327.6153 | 1292.3811 | 1278.022 | 1863.9 | 2509692.124 | 460087.92 | 208700.9926 | 0 | 173938.7942
7667 | 1410.682 | 1484.0583 | 1465.4232 | 1444.6722 | 1410.682 | 1665.75 | 2478964.939 | 507845.52 | 230364.3706 | 0 | 471520.4585
7668 | 1375.315 | 1428.6838 | 1428.6838 | 1390.7673 | 1375.315 | 1738.45 | 2515071.2316 | 495113.4 | 224588.9395 | 0 | 359713.6382
7669 | 1500.064 | 1558.2736 | 1558.2736 | 1516.9179 | 1500.064 | 1582.85 | 2506374.2344 | 540023.04 | 244960.4512 | 0 | 625751.6976
7670 | 1347.201 | 1399.4788 | 1399.4788 | 1362.3374 | 1347.201 | 1740.85 | 2475521.3076 | 484992.36 | 219997.9233 | 0 | 349127.1392
7671 | 1165.374 | 1210.596 | 1210.596 | 1178.4675 | 1165.374 | 1877.5 | 2305090.9058 | 419534.64 | 190305.5742 | 0 | 142758.315
7672 | 1265.572 | 1146.8643 | 1146.8643 | 1116.4272 | 1116.4272 | 1889.85 | 2221465.1749 | 401913.7851 | 182312.5586 | 273382.4537 | 122974.454
7673 | 1012.197 | 157.3291 | 157.3291 | 153.1536 | 153.1536 | 1900.75 | 306200.1815 | 55135.3066 | 25009.9877 | 1574626.4983 | 15200.4977
7674 | 1011.616 | 0 | 0 | 0 | 0 | 1913.4 | 0 | 0 | 0 | 1854292.128 | 0
7675 | 971.2 | 0 | 0 | 0 | 0 | 1913.15 | 0 | 0 | 0 | 1780209.6 | 0
7676 | 1312 | 466.4919 | 466.4919 | 454.1115 | 454.1115 | 1865.5 | 890403.7654 | 163480.123 | 74156.4002 | 1572509.7072 | 61077.9904
7677 | 1095.2 | 1137.699 | 1137.699 | 1107.5051 | 1095.2 | 1849.6 | 2126079.9216 | 394272 | 178846.16 | 0 | 164718.08
7678 | 1071.2 | 1112.7676 | 1112.7676 | 1083.2354 | 1071.2 | 1837.85 | 2064702.1414 | 385632 | 174926.96 | 0 | 173695.08
7679 | 1172 | 1217.4792 | 1217.4792 | 1185.1679 | 1172 | 1821.1 | 2241073.5667 | 421920 | 191387.6 | 0 | 209670.8
7680 | 1040 | 1080.3569 | 1080.3569 | 1051.6849 | 1040 | 1807.75 | 1978168.0196 | 374400 | 169832 | 0 | 199940
7681 | 1044 | 0 | 0 | 0 | 0 | 1794.4 | 0 | 0 | 0 | 1242360 | 0
7682 | 1136.8 | 0 | 0 | 0 | 0 | 1793.1 | 0 | 0 | 0 | 1352792 | 0
7683 | 1080.8 | 0 | 0 | 0 | 0 | 1790.15 | 0 | 0 | 0 | 1286152 | 0
7684 | 1034.4 | 0 | 0 | 0 | 0 | 1788.75 | 0 | 0 | 0 | 1230936 | 0
7685 | 1055.2 | 0 | 0 | 0 | 0 | 1789.5 | 0 | 0 | 0 | 1255688 | 0
7686 | 1076 | 0 | 0 | 0 | 0 | 1793.8 | 0 | 0 | 0 | 1280440 | 0
7687 | 886.193 | 920.5815 | 920.5815 | 896.1498 | 886.193 | 1803.8 | 1681477.5122 | 319029.48 | 144715.3169 | 0 | 173871.0666
7688 | 293.458 | 304.8456 | 304.8456 | 296.7551 | 293.458 | 1826.45 | 563144.5662 | 105644.88 | 47921.6914 | 0 | 50929.6359
7689 | 141.382 | 643.4159 | 146.8683 | 626.34 | 141.382 | 1855.45 | 275276.1689 | 50897.52 | 23087.6806 | 0 | 20436.7681
7690 | 225.957 | 1098.1579 | 234.7252 | 1069.0134 | 225.957 | 1845.05 | 437546.6164 | 81344.52 | 36898.7781 | 0 | 35012.0372
7691 | 173.99 | 1374.8913 | 180.7427 | 1338.4025 | 173.99 | 1596.35 | 291472.1676 | 62636.4 | 28412.567 | 0 | 70231.0635
7692 | 186.914 | 568.9876 | 194.1682 | 553.887 | 186.914 | 1274.4 | 251024.4008 | 67289.04 | 30523.0562 | 0 | 135624.7984
7693 | 144.11 | 1683.5098 | 149.7022 | 1638.8304 | 144.11 | 1305.95 | 198078.3597 | 51879.6 | 23533.163 | 0 | 100019.5455
7694 | 135.505 | 2184.6999 | 140.7632 | 2126.7191 | 135.505 | 1718.2 | 244827.5782 | 48781.8 | 22127.9665 | 0 | 38185.309
7695 | 194.577 | 1974.559 | 202.1275 | 1922.1553 | 194.577 | 1869.2 | 383098.4999 | 70047.72 | 31774.4241 | 0 | 25450.6716
7696 | 215.288 | 887.0177 | 223.6422 | 863.4767 | 215.288 | 1881.3 | 426683.6189 | 77503.68 | 35156.5304 | 0 | 25554.6856
7697 | 184.122 | 526.5878 | 191.2668 | 512.6124 | 184.122 | 1885.7 | 365673.3811 | 66283.92 | 30067.1226 | 0 | 21045.1446
7698 | 203.03 | 210.9085 | 210.9085 | 205.3111 | 203.03 | 1886.9 | 403225.0571 | 73090.8 | 33154.799 | 0 | 22962.693
7699 | 140 | 145.4327 | 145.4327 | 141.573 | 140 | 1888.75 | 278186.8267 | 50400 | 22862 | 0 | 15575
7700 | 197.6 | 205.2678 | 205.2678 | 199.8201 | 197.6 | 1844.45 | 383215.864 | 71136 | 32268.08 | 0 | 30736.68
7701 | 199.2 | 206.9299 | 206.9299 | 201.4381 | 199.2 | 1829.35 | 382794.7771 | 71712 | 32529.36 | 0 | 33993.48
7702 | 108.8 | 113.022 | 113.022 | 110.0224 | 108.8 | 1826.9 | 208914.3422 | 39168 | 17767.04 | 0 | 18833.28
7703 | 98.4 | 102.2184 | 102.2184 | 99.5056 | 98.4 | 1813.7 | 187693.5136 | 35424 | 16068.72 | 0 | 18331.92
7704 | 102.4 | 106.3736 | 106.3736 | 103.5505 | 102.4 | 1801.4 | 194018.0753 | 36864 | 16721.92 | 0 | 20336.64
7705 | 92.8 | 96.4011 | 96.4011 | 93.8426 | 92.8 | 1781.75 | 174042.2796 | 33408 | 15154.24 | 0 | 20253.6
7706 | 99.2 | 103.0494 | 103.0494 | 100.3146 | 99.2 | 1787.85 | 186631.7452 | 35712 | 16199.36 | 0 | 21045.28
7707 | 94.4 | 98.0632 | 98.0632 | 95.4606 | 94.4 | 1784.25 | 177119.525 | 33984 | 15415.52 | 0 | 20366.8
7708 | 98.4 | 102.2184 | 102.2184 | 99.5056 | 98.4 | 1783.1 | 184391.7308 | 35424 | 16068.72 | 0 | 21342.96
7709 | 92.8 | 96.4011 | 96.4011 | 93.8426 | 92.8 | 1783.25 | 174048.4443 | 33408 | 15154.24 | 0 | 20114.4
7710 | 93.6 | 97.2321 | 97.2321 | 94.6516 | 93.6 | 1782.55 | 175656.1328 | 33696 | 15284.88 | 0 | 20353.32
7711 | 80.485 | 83.6082 | 83.6082 | 81.3893 | 80.485 | 1778.25 | 150510.781 | 28974.6 | 13143.2005 | 0 | 17847.5487
7712 | 100.984 | 104.9027 | 104.9027 | 102.1186 | 100.984 | 1439.75 | 153148.0581 | 36354.24 | 16490.6872 | 0 | 56576.286
7713 | 679.251 | 1228.8208 | 705.6092 | 1196.2086 | 679.251 | 1066.15 | 764717.0912 | 244530.36 | 110921.6883 | 0 | 634318.5463
7714 | 1271.683 | 2296.4223 | 1321.0303 | 2235.4765 | 1271.683 | 1043.05 | 1407882.8012 | 457805.88 | 207665.8339 | 0 | 1216937.0469
7715 | 1286.429 | 2491.2231 | 1336.3486 | 2425.1074 | 1286.429 | 1160.35 | 1586622.4742 | 463114.44 | 210073.8557 | 0 | 1080150.1098
7716 | 1324.926 | 1783.876 | 1376.3394 | 1736.5329 | 1324.926 | 1171.3 | 1650617.5708 | 476973.36 | 216360.4158 | 0 | 1097966.1762
7717 | 1133.191 | 1127.8698 | 1127.8698 | 1097.9367 | 1097.9367 | 1176.35 | 1370110.7718 | 395257.2267 | 179293.0698 | 64621.0571 | 904315.5966
7718 | 1217.422 | 1220.6891 | 1220.6891 | 1188.2926 | 1188.2926 | 1146 | 1445100.1898 | 427785.3538 | 194048.1897 | 53394.0993 | 1014801.9227
7719 | 1214.924 | 356.8357 | 356.8357 | 347.3654 | 347.3654 | 1098.5 | 404672.6452 | 125051.5584 | 56724.7764 | 1590234.8405 | 313149.9442
7720 | 1286.664 | 147.5882 | 147.5882 | 143.6713 | 143.6713 | 1349.5 | 204804.9197 | 51721.6589 | 23461.5192 | 2095105.6655 | 93458.1642
7721 | 1421.989 | 5.114 | 5.114 | 4.9783 | 4.9783 | 1735.35 | 9092.3612 | 1792.1923 | 812.9584 | 2597380.591 | 1317.5103
7722 | 1335.966 | 0 | 0 | 0 | 0 | 1846.5 | 0 | 0 | 0 | 2448825.678 | 0
7723 | 1252.8 | 1225.3959 | 1225.3959 | 1192.8746 | 1192.8746 | 1859.9 | 2333136.5613 | 429434.8406 | 194796.4152 | 203626.6542 | 167121.7255
7724 | 1186.4 | 1225.3959 | 1225.3959 | 1192.8746 | 1186.4 | 1826.35 | 2281064.9244 | 427104 | 193739.12 | 0 | 206018.36
7725 | 1470.4 | 1225.3959 | 1225.3959 | 1192.8746 | 1192.8746 | 1815.85 | 2279861.6059 | 429434.8406 | 194796.4152 | 943031.4542 | 219667.8497
7726 | 1188.8 | 1225.3959 | 1225.3959 | 1192.8746 | 1188.8 | 1809.05 | 2262546.3243 | 427968 | 194131.04 | 0 | 227001.36
7727 | 779.2 | 809.4367 | 809.4367 | 787.9547 | 779.2 | 1796.95 | 1475220.5152 | 280512 | 127243.36 | 0 | 158216.56
7728 | 1133.6 | 0 | 0 | 0 | 0 | 1777.65 | 0 | 0 | 0 | 2077888.8 | 0
7729 | 877.6 | 0 | 0 | 0 | 0 | 1660.75 | 0 | 0 | 0 | 1044344 | 0
7730 | 888 | 0 | 0 | 0 | 0 | 1347.35 | 0 | 0 | 0 | 1056720 | 0
7731 | 992 | 0 | 0 | 0 | 0 | 1022.8 | 0 | 0 | 0 | 1180480 | 0
7732 | 1028 | 0 | 0 | 0 | 0 | 1166.45 | 0 | 0 | 0 | 1223320 | 0
7733 | 1020 | 0 | 0 | 0 | 0 | 1120.4 | 0 | 0 | 0 | 1213800 | 0
7734 | 988.8 | 0 | 0 | 0 | 0 | 1520.55 | 0 | 0 | 0 | 1176672 | 0
7735 | 1027.129 | 0 | 0 | 0 | 0 | 1697.2 | 0 | 0 | 0 | 1882727.457 | 0
7736 | 958.726 | 0 | 0 | 0 | 0 | 1587.6 | 0 | 0 | 0 | 1757344.758 | 0
7737 | 1015.72 | 539.0576 | 539.0576 | 524.7513 | 524.7513 | 1665.45 | 918685.5472 | 188910.4695 | 85691.888 | 899945.6195 | 175555.5488
7738 | 1081.252 | 972.421 | 972.421 | 946.6134 | 946.6134 | 1441.8 | 1436522.3877 | 340780.8411 | 154581.976 | 246792.4666 | 528399.6264
7739 | 1456.647 | 1231.8739 | 1231.8739 | 1199.1806 | 1199.1806 | 1050.25 | 1328192.6592 | 431705.0237 | 195826.1955 | 471935.8718 | 1138921.7953
7740 | 1355.634 | 922.1667 | 922.1667 | 897.6929 | 897.6929 | 698.7 | 662584.4333 | 323169.4479 | 146593.2523 | 839406.0165 | 1168167.7849
7741 | 1091.508 | 1133.8637 | 1133.8637 | 1103.7716 | 1091.508 | 339.7 | 392173.5495 | 392942.88 | 178243.2564 | 0 | 1812230.7324
7742 | 1198.058 | 1244.5483 | 1244.5483 | 1211.5187 | 1198.058 | 1056.35 | 1337133.4226 | 431300.88 | 195642.8714 | 0 | 1130547.4317
7743 | 1592.282 | 342.1189 | 342.1189 | 333.0393 | 333.0393 | 1064.85 | 373890.6877 | 119894.1363 | 54385.3124 | 2308191.9286 | 311441.6711
7744 | 1106.455 | 100.5054 | 100.5054 | 97.838 | 97.838 | 1427.35 | 147063.4015 | 35221.6943 | 15976.9519 | 1848794.8881 | 56026.9535
7745 | 1246.387 | 13.5585 | 13.5585 | 13.1986 | 13.1986 | 1896.65 | 26327.6308 | 4751.5122 | 2155.3387 | 2260434.2549 | 1364.08
7746 | 1322.503 | 0 | 0 | 0 | 0 | 1913.4 | 0 | 0 | 0 | 2424147.999 | 0
7747 | 1121.6 | 857.6372 | 857.6372 | 834.876 | 834.876 | 1913.15 | 1677996.4264 | 300555.3516 | 136335.247 | 974288.2311 | 72508.9786
7748 | 1195.2 | 1225.3959 | 1225.3959 | 1192.8746 | 1192.8746 | 1857.3 | 2330664.1474 | 429434.8406 | 194796.4152 | 7901.8542 | 170223.1993
7749 | 1380 | 1225.3959 | 1225.3959 | 1192.8746 | 1192.8746 | 1827.1 | 2293563.3322 | 429434.8406 | 194796.4152 | 635852.2542 | 206248.011
7750 | 1388 | 1225.3959 | 1225.3959 | 1192.8746 | 1192.8746 | 1837.85 | 2304716.23 | 429434.8406 | 194796.4152 | 663036.2542 | 193424.6095
7751 | 1431.2 | 1225.3959 | 1225.3959 | 1192.8746 | 1192.8746 | 1821.1 | 2284558.0399 | 429434.8406 | 194796.4152 | 809829.8542 | 213405.2583
7752 | 1104 | 0 | 0 | 0 | 0 | 1807.25 | 0 | 0 | 0 | 2023632 | 0
7753 | 1285.6 | 0 | 0 | 0 | 0 | 1793.85 | 0 | 0 | 0 | 1529864 | 0
7754 | 1016 | 0 | 0 | 0 | 0 | 1787.35 | 0 | 0 | 0 | 1209040 | 0
7755 | 1193.6 | 0 | 0 | 0 | 0 | 1777.1 | 0 | 0 | 0 | 1420384 | 0
7756 | 1489.6 | 0 | 0 | 0 | 0 | 1776.25 | 0 | 0 | 0 | 1772624 | 0
7757 | 1088.8 | 0 | 0 | 0 | 0 | 1777.65 | 0 | 0 | 0 | 1295672 | 0
7758 | 1126.4 | 0 | 0 | 0 | 0 | 1791.2 | 0 | 0 | 0 | 1340416 | 0
7759 | 799.087 | 0 | 0 | 0 | 0 | 1805.3 | 0 | 0 | 0 | 1464726.471 | 0
7760 | 933.699 | 0 | 0 | 0 | 0 | 1826.75 | 0 | 0 | 0 | 1711470.267 | 0
7761 | 1028.874 | 608.2887 | 608.2887 | 592.1451 | 592.1451 | 1857.2 | 1156696.3974 | 213172.2323 | 96697.2932 | 800524.0923 | 84558.3188
7762 | 1429.183 | 174.3426 | 174.3426 | 169.7156 | 169.7156 | 1654.1 | 295155.7991 | 61097.6316 | 27714.5646 | 2308603.6647 | 58704.641
7763 | 1309.361 | 277.419 | 277.419 | 270.0565 | 270.0565 | 1050.25 | 298095.9498 | 97220.3367 | 44100.225 | 1905045.1653 | 256486.1522
7764 | 1273.22 | 843.1667 | 843.1667 | 820.7895 | 820.7895 | 1040.45 | 899069.3539 | 295484.2081 | 134034.92 | 829305.1668 | 787588.5331
7765 | 1283.758 | 1333.5739 | 1333.5739 | 1298.1816 | 1283.758 | 1023.15 | 1387225.3723 | 462152.88 | 209637.6814 | 0 | 1254039.0023
7766 | 1017.049 | 1056.5153 | 1056.5153 | 1028.476 | 1017.049 | 1217.3 | 1306704.9392 | 366137.64 | 166084.1017 | 0 | 796044.2523
7767 | 1569.862 | 1055.9565 | 1055.9565 | 1027.9319 | 1027.9319 | 1619.7 | 1755502.2193 | 370055.5003 | 167861.2867 | 993357.7904 | 390922.5188
7768 | 1212.909 | 77.0513 | 77.0513 | 75.0064 | 75.0064 | 1885.25 | 149068.3505 | 27002.2918 | 12248.5396 | 2085775.528 | 8606.9805
7769 | 1407.813 | 261.5201 | 261.5201 | 254.5795 | 254.5795 | 1900.75 | 509337.0348 | 91648.6317 | 41572.8377 | 2113876.946 | 25267.0186
7770 | 1339.188 | 0 | 0 | 0 | 0 | 1913.4 | 0 | 0 | 0 | 2454731.604 | 0
7771 | 1444 | 857.6372 | 857.6372 | 834.876 | 834.876 | 1913.15 | 1683535.026 | 300555.3516 | 136335.247 | 2069803.4311 | 72508.9786
7772 | 1498.4 | 1225.3959 | 1225.3959 | 1192.8746 | 1192.8746 | 1865.5 | 2345880.5647 | 429434.8406 | 194796.4152 | 1038175.4542 | 160441.628
7773 | 1683.2 | 1225.3959 | 1225.3959 | 1192.8746 | 1192.8746 | 1849.6 | 2323464.5728 | 429434.8406 | 194796.4152 | 1666125.8542 | 179408.3334
7774 | 1572 | 1225.3959 | 1225.3959 | 1192.8746 | 1192.8746 | 1837.85 | 2308223.3339 | 429434.8406 | 194796.4152 | 1288268.2542 | 193424.6095
7775 | 1266.4 | 1225.3959 | 1225.3959 | 1192.8746 | 1192.8746 | 1821.1 | 2288791.1871 | 429434.8406 | 194796.4152 | 249839.4542 | 213405.2583
7776 | 1252.8 | 0 | 0 | 0 | 0 | 1807.25 | 0 | 0 | 0 | 2296382.4 | 0
7777 | 1118.4 | 0 | 0 | 0 | 0 | 1655.6 | 0 | 0 | 0 | 1330896 | 0
7778 | 1283.2 | 0 | 0 | 0 | 0 | 1780.15 | 0 | 0 | 0 | 1527008 | 0
7779 | 1369.6 | 0 | 0 | 0 | 0 | 1777.1 | 0 | 0 | 0 | 1629824 | 0
7780 | 1394.4 | 0 | 0 | 0 | 0 | 1776.25 | 0 | 0 | 0 | 1659336 | 0
7781 | 1285.6 | 0 | 0 | 0 | 0 | 1777.65 | 0 | 0 | 0 | 1529864 | 0
7782 | 1056 | 0 | 0 | 0 | 0 | 1790.7 | 0 | 0 | 0 | 1256640 | 0
7783 | 1040.324 | 0 | 0 | 0 | 0 | 1801.7 | 0 | 0 | 0 | 1906913.892 | 0
7784 | 869.633 | 0 | 0 | 0 | 0 | 1823.15 | 0 | 0 | 0 | 1594037.289 | 0
7785 | 1098.227 | 551.2947 | 551.2947 | 536.6637 | 536.6637 | 1853.6 | 1048090.9371 | 193198.9167 | 87637.1753 | 1029345.6066 | 78567.5595
7786 | 1314.622 | 1044.7748 | 1044.7748 | 1017.047 | 1017.047 | 1763 | 1889098.8028 | 366136.9225 | 166083.7762 | 545454.9622 | 241040.1407
7787 | 1099.177 | 1087.505 | 1087.505 | 1058.6432 | 1058.6432 | 1292.65 | 1441609.9097 | 381111.5396 | 172876.4289 | 74298.5188 | 748831.2431
7788 | 1346.221 | 764.5935 | 764.5935 | 744.3016 | 744.3016 | 1216.9 | 955916.4035 | 267948.5908 | 121544.458 | 1103318.1849 | 582862.6151
7789 | 1404.829 | 1092.1671 | 1092.1671 | 1063.1816 | 1063.1816 | 1398.55 | 1566021.1408 | 382745.3724 | 173617.5537 | 626239.7024 | 639450.5673
7790 | 1166.196 | 1211.4499 | 1211.4499 | 1179.2987 | 1166.196 | 1578.45 | 1940200.9741 | 419830.56 | 190439.8068 | 0 | 491609.9238
7791 | 1431.156 | 1486.6916 | 1486.6916 | 1447.2357 | 1431.156 | 1755.1 | 2647227.3181 | 515216.16 | 233707.7748 | 0 | 350490.1044
7792 | 1408.691 | 348.4473 | 348.4473 | 339.1997 | 339.1997 | 1885.25 | 673424.0553 | 122111.897 | 55391.3133 | 1960377.5275 | 38923.1672
7793 | 1490.436 | 134.3746 | 134.3746 | 130.8084 | 130.8084 | 1900.75 | 261414.3357 | 47091.0096 | 21361.0052 | 2492197.4642 | 12982.7297
7794 | 1393.933 | 0 | 0 | 0 | 0 | 1913.4 | 0 | 0 | 0 | 2555079.189 | 0
7795 | 1680.8 | 860.5677 | 860.5677 | 837.7287 | 837.7287 | 1913.15 | 1690232.4246 | 301582.3219 | 136801.0921 | 2864756.3729 | 72756.7352
7796 | 1324.8 | 1225.3959 | 1225.3959 | 1192.8746 | 1192.8746 | 1861.4 | 2340783.055 | 429434.8406 | 194796.4152 | 448282.6542 | 165332.4136
7797 | 1534.4 | 1225.3959 | 1225.3959 | 1192.8746 | 1192.8746 | 1722.1 | 2165239.4474 | 429434.8406 | 194796.4152 | 1160503.4542 | 331499.8395
7798 | 1571.2 | 1225.3959 | 1225.3959 | 1192.8746 | 1192.8746 | 1627.85 | 2045595.1767 | 429434.8406 | 194796.4152 | 1285549.8542 | 443928.2665
7799 | 1176.8 | 1222.4654 | 1222.4654 | 1190.0219 | 1176.8 | 1774.75 | 2200394.6082 | 423648 | 192171.44 | 0 | 265074.2
7800 | 1416.8 | 0 | 0 | 0 | 0 | 1693.9 | 0 | 0 | 0 | 2596994.4 | 0
7801 | 1240 | 0 | 0 | 0 | 0 | 1531.3 | 0 | 0 | 0 | 1475600 | 0
7802 | 1348.8 | 0 | 0 | 0 | 0 | 1417.35 | 0 | 0 | 0 | 1605072 | 0
7803 | 1515.2 | 0 | 0 | 0 | 0 | 1468.2 | 0 | 0 | 0 | 1803088 | 0
7804 | 1366.4 | 0 | 0 | 0 | 0 | 1378.45 | 0 | 0 | 0 | 1626016 | 0
7805 | 1381.6 | 0 | 0 | 0 | 0 | 1319.35 | 0 | 0 | 0 | 1644104 | 0
7806 | 1362.4 | 0 | 0 | 0 | 0 | 1514.7 | 0 | 0 | 0 | 1621256 | 0
7807 | 679.439 | 0 | 0 | 0 | 0 | 1540.5 | 0 | 0 | 0 | 1245411.687 | 0
7808 | 1137.376 | 1081.6035 | 1081.6035 | 1052.8983 | 1052.8983 | 1565.55 | 1734935.2536 | 379043.4013 | 171938.2984 | 154847.5564 | 457431.6825
7809 | 882.651 | 916.9021 | 916.9021 | 892.568 | 882.651 | 1623.9 | 1509182.5782 | 317754.36 | 144136.9083 | 0 | 331965.0411
7810 | 432.662 | 635.6633 | 449.4524 | 618.7932 | 432.662 | 1422 | 648091.9155 | 155758.32 | 70653.7046 | 0 | 250078.636
7811 | 389.328 | 1070.7563 | 404.4358 | 1042.339 | 389.328 | 1058 | 433595.7182 | 140158.08 | 63577.2624 | 0 | 366746.976
7812 | 396.46 | 1456.799 | 411.8445 | 1418.1364 | 396.46 | 706.5 | 295351.3954 | 142725.6 | 64741.918 | 0 | 512821.01
7813 | 851.215 | 884.2462 | 884.2462 | 860.7788 | 851.215 | 681.4 | 610531.4338 | 306437.4 | 139003.4095 | 0 | 1122412.099
7814 | 1358.284 | 1410.9919 | 1410.9919 | 1373.5449 | 1358.284 | 1169.8 | 1670459.6002 | 488982.24 | 221807.7772 | 0 | 1127647.3768
7815 | 1653.136 | 1664.2577 | 1664.2577 | 1620.0892 | 1620.0892 | 1598.35 | 2713551.5343 | 583232.1012 | 264560.5614 | 60574.8396 | 650708.8151
7816 | 1480.775 | 1019.806 | 1019.806 | 992.741 | 992.741 | 1780.75 | 1857128.2282 | 357386.7427 | 162114.5975 | 894566.41 | 217658.4537
7817 | 1522.428 | 460.8283 | 460.8283 | 448.5982 | 448.5982 | 1900.25 | 895667.8095 | 161495.351 | 73256.0856 | 1968330.0287 | 44747.6702
7818 | 1682.404 | 0 | 0 | 0 | 0 | 1913.4 | 0 | 0 | 0 | 3083846.532 | 0
7819 | 1758.4 | 857.6372 | 857.6372 | 834.876 | 834.876 | 1913.15 | 1683990.0652 | 300555.3516 | 136335.247 | 3138134.6311 | 72508.9786
7820 | 1597.6 | 1225.3959 | 1225.3959 | 1192.8746 | 1192.8746 | 1865 | 2345423.3021 | 429434.8406 | 194796.4152 | 1375257.0542 | 161038.0652
7821 | 1777.6 | 1225.3959 | 1225.3959 | 1192.8746 | 1192.8746 | 1824.1 | 2292861.7415 | 429434.8406 | 194796.4152 | 1986897.0542 | 209826.6346
7822 | 1849.6 | 1225.3959 | 1225.3959 | 1192.8746 | 1192.8746 | 1837.85 | 2306727.2517 | 429434.8406 | 194796.4152 | 2231553.0542 | 193424.6095
7823 | 1356 | 1225.3959 | 1225.3959 | 1192.8746 | 1192.8746 | 1820.6 | 2289808.1248 | 429434.8406 | 194796.4152 | 554300.2542 | 214001.6956
7824 | 1280.8 | 0 | 0 | 0 | 0 | 1793.8 | 0 | 0 | 0 | 2347706.4 | 0
7825 | 1248.8 | 0 | 0 | 0 | 0 | 1615.8 | 0 | 0 | 0 | 2289050.4 | 0
7826 | 1583.2 | 0 | 0 | 0 | 0 | 1553.35 | 0 | 0 | 0 | 2902005.6 | 0
7827 | 1660 | 0 | 0 | 0 | 0 | 1544.8 | 0 | 0 | 0 | 3042780 | 0
7828 | 981.6 | 0 | 0 | 0 | 0 | 1518.65 | 0 | 0 | 0 | 1799272.8 | 0
7829 | 1345.6 | 0 | 0 | 0 | 0 | 1522.95 | 0 | 0 | 0 | 2466484.8 | 0
7830 | 1347.2 | 0 | 0 | 0 | 0 | 1582.2 | 0 | 0 | 0 | 2469417.6 | 0
7831 | 1080.957 | 268.5788 | 268.5788 | 261.4509 | 261.4509 | 1596.3 | 438026.8578 | 94122.3158 | 42694.9283 | 1502154.723 | 105547.7192
7832 | 1190.482 | 1081.2794 | 1081.2794 | 1052.5828 | 1052.5828 | 1593.45 | 1764536.5288 | 378929.8193 | 171886.7764 | 252769.1759 | 427927.5501
7833 | 1061.094 | 1102.2695 | 1102.2695 | 1073.0159 | 1061.094 | 1596 | 1781693.6183 | 381993.84 | 173276.6502 | 0 | 428681.976
7834 | 1659.705 | 1724.1094 | 1724.1094 | 1678.3525 | 1659.705 | 1422 | 2487944.3194 | 597493.8 | 271029.8265 | 0 | 959309.49
7835 | 1735.038 | 1802.3657 | 1802.3657 | 1754.5319 | 1735.038 | 1065.75 | 1950957.0431 | 624613.68 | 283331.7054 | 0 | 1620959.2515
7836 | 1837.293 | 1908.5887 | 1908.5887 | 1857.9358 | 1837.293 | 698.75 | 1352605.7766 | 661425.48 | 300029.9469 | 0 | 2390777.5162
7837 | 1536.804 | 1596.4393 | 1596.4393 | 1554.0707 | 1536.804 | 681.45 | 1100352.7623 | 553249.44 | 250960.0932 | 0 | 2026352.9142
7838 | 1437.913 | 693.987 | 693.987 | 675.569 | 675.569 | 1096.1 | 779772.1913 | 243204.8327 | 110320.4144 | 1397376.5892 | 610646.8007
7839 | 1704.969 | 1156.145 | 1156.145 | 1125.4616 | 1125.4616 | 1490.05 | 1768532.8559 | 405166.1609 | 183787.8724 | 1062237.1409 | 573929.1216
7840 | 1445.753 | 519.2943 | 519.2943 | 505.5125 | 505.5125 | 1651.95 | 879421.3523 | 181984.518 | 82550.1994 | 1723460.7449 | 175943.643
7841 | 1513.323 | 267.6106 | 267.6106 | 260.5084 | 260.5084 | 1808.9 | 495735.2982 | 93783.0261 | 42541.0227 | 2296409.1511 | 49783.1564
7842 | 1805.698 | 0 | 0 | 0 | 0 | 1913.4 | 0 | 0 | 0 | 3309844.434 | 0
7843 | 1423.2 | 0 | 0 | 0 | 0 | 1912.65 | 0 | 0 | 0 | 2608725.6 | 0
7844 | 1600 | 0 | 0 | 0 | 0 | 1627.6 | 0 | 0 | 0 | 2932800 | 0
7845 | 1737.6 | 0 | 0 | 0 | 0 | 1577.95 | 0 | 0 | 0 | 3185020.8 | 0
7846 | 1408 | 0 | 0 | 0 | 0 | 1724 | 0 | 0 | 0 | 2580864 | 0
7847 | 1577.6 | 408.056 | 408.056 | 397.2264 | 397.2264 | 1577.35 | 658785.4491 | 143001.5132 | 64867.0753 | 2163624.7617 | 167887.7488
7848 | 1420.8 | 1225.3959 | 1225.3959 | 1192.8746 | 1192.8746 | 1490.65 | 1873446.2013 | 429434.8406 | 194796.4152 | 417787.3364 | 607590.6558
7849 | 1040 | 0 | 0 | 0 | 0 | 1626.4 | 0 | 0 | 0 | 1237600 | 0
7850 | 1061.6 | 0 | 0 | 0 | 0 | 1596.75 | 0 | 0 | 0 | 1263304 | 0
7851 | 848 | 0 | 0 | 0 | 0 | 1570.15 | 0 | 0 | 0 | 1009120 | 0
7852 | 1101.6 | 0 | 0 | 0 | 0 | 1550.85 | 0 | 0 | 0 | 1310904 | 0
7853 | 727.2 | 0 | 0 | 0 | 0 | 1551.6 | 0 | 0 | 0 | 865368 | 0
7854 | 904 | 0 | 0 | 0 | 0 | 1558.8 | 0 | 0 | 0 | 1075760 | 0
7855 | 917.901 | 953.5199 | 953.5199 | 928.214 | 917.901 | 1568.8 | 1509420.4891 | 330444.36 | 149893.2333 | 0 | 395798.9112
7856 | 910.899 | 946.2462 | 946.2462 | 921.1333 | 910.899 | 1561.15 | 1488764.8497 | 327923.64 | 148749.8067 | 0 | 399748.0261
7857 | 920.17 | 955.877 | 955.877 | 930.5085 | 920.17 | 1590.65 | 1534439.6648 | 331261.2 | 150263.761 | 0 | 376671.5895
7858 | 1061.386 | 1102.5728 | 1102.5728 | 1073.3111 | 1061.386 | 1577.1 | 1756342.4417 | 382098.96 | 173324.3338 | 0 | 448860.1394
7859 | 1019.092 | 1099.6101 | 1058.6376 | 1070.4271 | 1019.092 | 1330.85 | 1426676.8486 | 366873.12 | 166417.7236 | 0 | 681925.4118
7860 | 991.068 | 1029.5261 | 1029.5261 | 1002.2031 | 991.068 | 1218.85 | 1269728.6017 | 356784.48 | 161841.4044 | 0 | 774172.7682
7861 | 1143.278 | 1187.6426 | 1187.6426 | 1156.1232 | 1143.278 | 1306.9 | 1567364.0418 | 411580.08 | 186697.2974 | 0 | 792405.9818
7862 | 1101.732 | 1144.4844 | 1144.4844 | 1114.1104 | 1101.732 | 1561.15 | 1811609.8283 | 396623.52 | 179912.8356 | 0 | 483495.0882
7863 | 1117.132 | 1160.482 | 1160.482 | 1129.6835 | 1117.132 | 1599.9 | 1887252.3105 | 402167.52 | 182427.6556 | 0 | 446964.5132
7864 | 520.632 | 540.835 | 540.835 | 526.4815 | 520.632 | 1644.9 | 903319.8765 | 187427.52 | 85019.2056 | 0 | 184876.4232
7865 | 192.296 | 199.758 | 199.758 | 194.4565 | 192.296 | 1675.7 | 339288.6406 | 69226.56 | 31401.9368 | 0 | 62361.5928
7866 | 257.187 | 267.1671 | 267.1671 | 260.0766 | 257.187 | 1589.6 | 431382.6377 | 92587.32 | 41998.6371 | 0 | 105549.5448
7867 | 150.4 | 156.2362 | 156.2362 | 152.0898 | 150.4 | 1571.65 | 249626.5219 | 54144 | 24560.32 | 0 | 64423.84
7868 | 158.4 | 164.5467 | 164.5467 | 160.1797 | 158.4 | 1528.85 | 256209.1832 | 57024 | 25866.72 | 0 | 74630.16
7869 | 125.6 | 130.4739 | 130.4739 | 127.0112 | 125.6 | 1542.5 | 204602.9601 | 45216 | 20510.48 | 0 | 57462
7870 | 120 | 124.6566 | 124.6566 | 121.3483 | 120 | 1616.9 | 204130.0083 | 43200 | 19596 | 0 | 45972
7871 | 115.2 | 119.6703 | 119.6703 | 116.4943 | 115.2 | 1603.7 | 194700.9293 | 41472 | 18812.16 | 0 | 45653.76
7872 | 116 | 120.5014 | 120.5014 | 117.3033 | 116 | 1553.5 | 190207.3144 | 41760 | 18942.8 | 0 | 51794
7873 | 107.2 | 111.3599 | 111.3599 | 108.4044 | 107.2 | 1350.35 | 153250.7581 | 38592 | 17505.76 | 0 | 69642.48
7874 | 117.6 | 122.1634 | 122.1634 | 118.9213 | 117.6 | 1471.75 | 182933.2002 | 42336 | 19204.08 | 0 | 62122.2
7875 | 96.8 | 100.5563 | 100.5563 | 97.8876 | 96.8 | 1344.25 | 137593.9763 | 34848 | 15807.44 | 0 | 63476.6
7876 | 103.2 | 107.2047 | 107.2047 | 104.3595 | 103.2 | 1323.1 | 144276.0325 | 37152 | 16852.56 | 0 | 69856.08
7877 | 96.8 | 100.5563 | 100.5563 | 97.8876 | 96.8 | 1201.65 | 122964.6659 | 34848 | 15807.44 | 0 | 77280.28
7878 | 101.6 | 105.5426 | 105.5426 | 102.7415 | 101.6 | 1200.95 | 128873.8429 | 36576 | 16591.28 | 0 | 81183.48
7879 | 87.682 | 91.0845 | 91.0845 | 88.6671 | 87.682 | 1200.25 | 111014.8755 | 31565.52 | 14318.4706 | 0 | 70123.6795
7880 | 158.372 | 164.5176 | 164.5176 | 160.1514 | 158.372 | 1206.6 | 200535.637 | 57013.92 | 25862.1476 | 0 | 125652.3448
7881 | 720.376 | 748.33 | 748.33 | 728.4697 | 720.376 | 1277.95 | 966909.675 | 259335.36 | 117637.4008 | 0 | 520147.4908
7882 | 958.609 | 1038.2874 | 995.8076 | 1010.7318 | 958.609 | 1149.9 | 1160765.954 | 345099.24 | 156540.8497 | 0 | 814913.5109
7883 | 1110.708 | 1243.5573 | 1153.8087 | 1210.554 | 1110.708 | 1088.95 | 1275418.9622 | 399854.88 | 181378.6164 | 0 | 1011910.5234
7884 | 1168.124 | 2256.8906 | 1213.4528 | 2196.9939 | 1168.124 | 1139 | 1408487.1805 | 420524.64 | 190754.6492 | 0 | 1005754.764
7885 | 1171.326 | 2152.1479 | 1216.779 | 2095.0311 | 1171.326 | 1016.65 | 1257019.8243 | 421677.36 | 191277.5358 | 0 | 1151823.4221
7886 | 1171.349 | 1932.3015 | 1216.8029 | 1881.0193 | 1171.349 | 1019.35 | 1257070.4703 | 421685.64 | 191281.2917 | 0 | 1148683.3968
7887 | 1266.465 | 1625.853 | 1315.6099 | 1582.7038 | 1266.465 | 1027.1 | 1366695.6737 | 455927.4 | 206813.7345 | 0 | 1232143.7985
7888 | 1231.431 | 1195.3433 | 1195.3433 | 1163.6195 | 1163.6195 | 1032.35 | 1257521.9733 | 418903.0258 | 190019.067 | 124298.4499 | 1125976.4248
7889 | 1227.897 | 395.903 | 395.903 | 385.396 | 385.396 | 1112.6 | 450355.2428 | 138742.5536 | 62935.1639 | 1544304.3654 | 342000.3947
7890 | 1118.58 | 0 | 0 | 0 | 0 | 1461.55 | 0 | 0 | 0 | 2050357.14 | 0
7891 | 1358.4 | 1225.3959 | 1225.3959 | 1192.8746 | 1192.8746 | 1650.9 | 2074747.4982 | 429434.8406 | 194796.4152 | 562455.4542 | 416432.508
7892 | 1066.4 | 1107.7814 | 1107.7814 | 1078.3815 | 1066.4 | 1555.45 | 1748584.1143 | 383904 | 174143.12 | 0 | 474068.12
7893 | 1076 | 1117.7539 | 1117.7539 | 1088.0893 | 1076 | 1500.25 | 1699007.5837 | 387360 | 175710.8 | 0 | 537731
7894 | 1006.4 | 1045.4531 | 1045.4531 | 1017.7073 | 1006.4 | 1530.05 | 1620681.0894 | 362304 | 164345.12 | 0 | 472957.68
7895 | 1079.2 | 1121.0781 | 1121.0781 | 1091.3253 | 1079.2 | 1484.4 | 1688719.954 | 388512 | 176233.36 | 0 | 556435.52
7896 | 1528 | 0 | 0 | 0 | 0 | 1394.35 | 0 | 0 | 0 | 2800824 | 0
7897 | 1220.8 | 0 | 0 | 0 | 0 | 1538.85 | 0 | 0 | 0 | 1452752 | 0
7898 | 923.2 | 0 | 0 | 0 | 0 | 1367.35 | 0 | 0 | 0 | 1098608 | 0
7899 | 1218.4 | 0 | 0 | 0 | 0 | 1468.2 | 0 | 0 | 0 | 1449896 | 0
7900 | 1200.8 | 0 | 0 | 0 | 0 | 1340.45 | 0 | 0 | 0 | 1428952 | 0
7901 | 896 | 0 | 0 | 0 | 0 | 1087 | 0 | 0 | 0 | 1066240 | 0
7902 | 1284 | 0 | 0 | 0 | 0 | 1400.15 | 0 | 0 | 0 | 1527960 | 0
7903 | 1092.491 | 0 | 0 | 0 | 0 | 1527.55 | 0 | 0 | 0 | 2002536.003 | 0
7904 | 1306.162 | 0 | 0 | 0 | 0 | 1593.45 | 0 | 0 | 0 | 2394194.946 | 0
7905 | 1409.71 | 234.0822 | 234.0822 | 227.8698 | 227.8698 | 1836.35 | 440633.9777 | 82033.1175 | 37211.1336 | 2166313.14 | 37290.888
7906 | 984.961 | 82.9631 | 82.9631 | 80.7613 | 80.7613 | 1763 | 149978.6259 | 29074.0705 | 13188.3214 | 1657398.0374 | 19140.4297
7907 | 1372.328 | 708.818 | 708.818 | 690.0064 | 690.0064 | 1558.65 | 1138206.9382 | 248402.2997 | 112678.0432 | 1250695.5148 | 304534.3194
7908 | 1453.632 | 1510.0398 | 1510.0398 | 1469.9642 | 1453.632 | 1496.9 | 2301081.6907 | 523307.52 | 237378.1056 | 0 | 731322.2592
7909 | 1182.818 | 1228.717 | 1228.717 | 1196.1075 | 1182.818 | 1381.65 | 1720155.5323 | 425814.48 | 193154.1794 | 0 | 731395.5103
7910 | 1278.412 | 1328.0205 | 1328.0205 | 1292.7755 | 1278.412 | 1474.3 | 1983897.9508 | 460228.32 | 208764.6796 | 0 | 672061.1884
7911 | 1247.998 | 1148.1338 | 1148.1338 | 1117.6629 | 1117.6629 | 1638.85 | 1928296.9966 | 402358.6478 | 182514.3533 | 238904.2191 | 403643.9601
7912 | 1086.354 | 273.0072 | 273.0072 | 265.7618 | 265.7618 | 1764.35 | 493351.6557 | 95674.2386 | 43398.8977 | 1504145.5504 | 62626.762
7913 | 1467.39 | 279.2837 | 279.2837 | 271.8717 | 271.8717 | 1896.65 | 542381.0958 | 97873.797 | 44396.6418 | 2191385.1201 | 28097.9359
7914 | 1410.488 | 0 | 0 | 0 | 0 | 1912.9 | 0 | 0 | 0 | 2585424.504 | 0
7915 | 1142.4 | 1116.1365 | 1116.1365 | 1086.5148 | 1086.5148 | 1913.15 | 2188680.4746 | 391145.3412 | 177427.8728 | 189897.7854 | 94363.8136
7916 | 984.8 | 1023.0149 | 1023.0149 | 995.8647 | 984.8 | 1860.9 | 1929538.4935 | 354528 | 160817.84 | 0 | 136985.68
7917 | 1211.2 | 1225.3959 | 1225.3959 | 1192.8746 | 1192.8746 | 1828.6 | 2290016.0328 | 429434.8406 | 194796.4152 | 62269.8542 | 204458.6991
7918 | 1125.6 | 1169.2786 | 1169.2786 | 1138.2466 | 1125.6 | 1837.85 | 2169054.3679 | 405216 | 183810.48 | 0 | 182516.04
7919 | 1388.8 | 1225.3959 | 1225.3959 | 1192.8746 | 1192.8746 | 1821.1 | 2285421.0261 | 429434.8406 | 194796.4152 | 665754.6542 | 213405.2583
7920 | 985.6 | 0 | 0 | 0 | 0 | 1803.15 | 0 | 0 | 0 | 1806604.8 | 0
7921 | 1293.6 | 0 | 0 | 0 | 0 | 1768.25 | 0 | 0 | 0 | 1539384 | 0
7922 | 1131.2 | 0 | 0 | 0 | 0 | 1658.35 | 0 | 0 | 0 | 1346128 | 0
7923 | 1264.8 | 0 | 0 | 0 | 0 | 1575.3 | 0 | 0 | 0 | 1505112 | 0
7924 | 774.4 | 0 | 0 | 0 | 0 | 1601.75 | 0 | 0 | 0 | 921536 | 0
7925 | 1108.8 | 0 | 0 | 0 | 0 | 1740.85 | 0 | 0 | 0 | 1319472 | 0
7926 | 734.4 | 0 | 0 | 0 | 0 | 1678.35 | 0 | 0 | 0 | 873936 | 0
7927 | 812.644 | 0 | 0 | 0 | 0 | 1762.45 | 0 | 0 | 0 | 1489576.452 | 0
7928 | 1161.248 | 0 | 0 | 0 | 0 | 1635 | 0 | 0 | 0 | 2128567.584 | 0
7929 | 1243.412 | 290.4051 | 290.4051 | 282.6979 | 282.6979 | 1766.35 | 523422.5616 | 101771.2602 | 46164.5744 | 1760988.8627 | 66052.3749
7930 | 1326.775 | 736.4347 | 736.4347 | 716.8901 | 716.8901 | 1846.1 | 1395074.501 | 258080.4296 | 117068.1504 | 1117919.0545 | 110329.3836
7931 | 1621.135 | 1100.9149 | 1100.9149 | 1071.6972 | 1071.6972 | 1625.25 | 1837401.9571 | 385810.9933 | 175008.1534 | 1007119.4806 | 401618.5271
7932 | 1251.306 | 1299.8626 | 1299.8626 | 1265.365 | 1251.306 | 1399.45 | 1846185.4136 | 450470.16 | 204338.2698 | 0 | 751471.8183
7933 | 1349.218 | 1401.5741 | 1401.5741 | 1364.3771 | 1349.218 | 1149.8 | 1633183.3676 | 485718.48 | 220327.2994 | 0 | 1147105.1436
7934 | 1331.273 | 1382.9327 | 1382.9327 | 1346.2304 | 1331.273 | 1399.85 | 1954884.9868 | 479258.28 | 217396.8809 | 0 | 798963.491
7935 | 1282.735 | 1332.5112 | 1332.5112 | 1297.1471 | 1282.735 | 1607.1 | 2165160.7177 | 461784.6 | 209470.6255 | 0 | 503986.5815
7936 | 1437.172 | 479.9496 | 479.9496 | 467.212 | 467.212 | 1651.95 | 809396.4248 | 168196.3228 | 76295.7209 | 1777936.6657 | 162613.1393
7937 | 1620.088 | 82.8758 | 82.8758 | 80.6764 | 80.6764 | 1795.25 | 151680.7926 | 29043.4907 | 13174.4501 | 2821741.5303 | 16518.4854
7938 | 1488.651 | 0 | 0 | 0 | 0 | 1912.9 | 0 | 0 | 0 | 2728697.283 | 0
7939 | 1304.8 | 868.0471 | 868.0471 | 845.0096 | 845.0096 | 1913.15 | 1699377.0336 | 304203.4441 | 137990.0623 | 1562367.8912 | 73389.0809
7940 | 1217.6 | 1225.3959 | 1225.3959 | 1192.8746 | 1192.8746 | 1851.55 | 2324788.7197 | 429434.8406 | 194796.4152 | 84017.0542 | 177082.228
7941 | 1169.6 | 1214.986 | 1214.986 | 1182.741 | 1169.6 | 1826.6 | 2241817.9994 | 421056 | 190995.68 | 0 | 202808.64
7942 | 1280 | 1225.3959 | 1225.3959 | 1192.8746 | 1192.8746 | 1837.35 | 2294263.2538 | 429434.8406 | 194796.4152 | 296052.2542 | 194021.0467
7943 | 1238.4 | 1225.3959 | 1225.3959 | 1192.8746 | 1192.8746 | 1821.1 | 2280637.7349 | 429434.8406 | 194796.4152 | 154695.4542 | 213405.2583
7944 | 1456 | 0 | 0 | 0 | 0 | 1803.15 | 0 | 0 | 0 | 2668848 | 0
7945 | 1352 | 0 | 0 | 0 | 0 | 1717.35 | 0 | 0 | 0 | 1608880 | 0
7946 | 1226.4 | 0 | 0 | 0 | 0 | 1592 | 0 | 0 | 0 | 1459416 | 0
7947 | 1184 | 0 | 0 | 0 | 0 | 1507.8 | 0 | 0 | 0 | 1408960 | 0
7948 | 1292 | 0 | 0 | 0 | 0 | 1506.95 | 0 | 0 | 0 | 1537480 | 0
7949 | 1500 | 0 | 0 | 0 | 0 | 1508.35 | 0 | 0 | 0 | 1785000 | 0
7950 | 1428.8 | 0 | 0 | 0 | 0 | 1520.55 | 0 | 0 | 0 | 1700272 | 0
7951 | 1297.339 | 0 | 0 | 0 | 0 | 1540.5 | 0 | 0 | 0 | 2378022.387 | 0
7952 | 1310.033 | 0 | 0 | 0 | 0 | 1646.35 | 0 | 0 | 0 | 2401290.489 | 0
7953 | 994.134 | 257.1156 | 257.1156 | 250.2919 | 250.2919 | 1835.2 | 480206.4374 | 90105.0819 | 40872.6663 | 1363462.5799 | 41248.1042
7954 | 1147.17 | 528.3963 | 528.3963 | 514.373 | 514.373 | 1816.6 | 980021.9522 | 185174.2782 | 83997.1101 | 1159916.9104 | 94336.0073
7955 | 1266.559 | 719.7774 | 719.7774 | 700.6749 | 700.6749 | 1229.5 | 906075.4 | 252242.9719 | 114420.2147 | 1037265.5152 | 539870.0273
7956 | 1524.5 | 1162.4069 | 1162.4069 | 1131.5573 | 1131.5573 | 356.45 | 423746.8445 | 407360.6227 | 184783.3047 | 720263.9959 | 1859770.9764
7957 | 1553.979 | 1614.2808 | 1614.2808 | 1571.4386 | 1553.979 | 338.65 | 551878.9814 | 559432.44 | 253764.7707 | 0 | 2581703.0116
7958 | 1388.914 | 1442.8105 | 1442.8105 | 1404.5191 | 1388.914 | 753.85 | 1099134.9587 | 500009.04 | 226809.6562 | 0 | 1730795.1811
7959 | 1652.723 | 815.5812 | 815.5812 | 793.9361 | 793.9361 | 1585.3 | 1322621.5005 | 285816.9996 | 129649.7668 | 1574156.3693 | 329245.3048
7960 | 1570.274 | 862.7232 | 862.7232 | 839.827 | 839.827 | 1763.5 | 1554378.014 | 302337.7147 | 137143.7467 | 1338909.3777 | 198619.0821
7961 | 1459.662 | 461.4236 | 461.4236 | 449.1776 | 449.1776 | 1875.3 | 883657.8302 | 161703.9486 | 73350.7078 | 1852217.841 | 56012.4511
7962 | 1449.583 | 0 | 0 | 0 | 0 | 1912.4 | 0 | 0 | 0 | 2657085.639 | 0
7963 | 1372.8 | 857.6372 | 857.6372 | 834.876 | 834.876 | 1913.15 | 1679841.891 | 300555.3516 | 136335.247 | 1827865.8311 | 72508.9786
7964 | 1579.2 | 1225.3959 | 1225.3959 | 1192.8746 | 1192.8746 | 1843.65 | 2316113.1238 | 429434.8406 | 194796.4152 | 1312733.8542 | 186505.937
7965 | 1569.6 | 1225.3959 | 1225.3959 | 1192.8746 | 1192.8746 | 1621.7 | 2034685.6792 | 429434.8406 | 194796.4152 | 1280113.0542 | 451264.445
7966 | 1548.8 | 1225.3959 | 1225.3959 | 1192.8746 | 1192.8746 | 1726 | 2162262.9633 | 429434.8406 | 194796.4152 | 1209434.6542 | 326847.6287
7967 | 1433.6 | 1225.3959 | 1225.3959 | 1192.8746 | 1192.8746 | 1787.15 | 2245236.8501 | 429434.8406 | 194796.4152 | 817985.0542 | 253903.3495
7968 | 1310.4 | 0 | 0 | 0 | 0 | 1762.75 | 0 | 0 | 0 | 2401963.2 | 0
7969 | 1088 | 0 | 0 | 0 | 0 | 1613.8 | 0 | 0 | 0 | 1294720 | 0
7970 | 1392 | 0 | 0 | 0 | 0 | 1672 | 0 | 0 | 0 | 1656480 | 0
7971 | 1436.8 | 0 | 0 | 0 | 0 | 1557.4 | 0 | 0 | 0 | 1709792 | 0
7972 | 1538.4 | 0 | 0 | 0 | 0 | 1505.7 | 0 | 0 | 0 | 1830696 | 0
7973 | 1468 | 0 | 0 | 0 | 0 | 1505.85 | 0 | 0 | 0 | 1746920 | 0
7974 | 1324 | 0 | 0 | 0 | 0 | 1513.45 | 0 | 0 | 0 | 1575560 | 0
7975 | 916 | 0 | 0 | 0 | 0 | 1528.8 | 0 | 0 | 0 | 1679028 | 0
7976 | 1538.833 | 0 | 0 | 0 | 0 | 1577.6 | 0 | 0 | 0 | 2820680.889 | 0
7977 | 1337.062 | 0 | 0 | 0 | 0 | 1608.05 | 0 | 0 | 0 | 2450834.646 | 0
7978 | 1341.153 | 0 | 0 | 0 | 0 | 1573.55 | 0 | 0 | 0 | 2458333.449 | 0
7979 | 1403.197 | 22.0403 | 22.0403 | 21.4554 | 21.4554 | 1050.25 | 23789.0199 | 7723.9376 | 3503.6639 | 2532732.3853 | 0
7980 | 1495.022 | 387.8315 | 387.8315 | 377.5387 | 377.5387 | 1040.45 | 413384.6429 | 135913.9259 | 61652.0669 | 2048346.9201 | 362267.2432
7981 | 1415.791 | 0 | 0 | 0 | 0 | 1023.15 | 0 | 0 | 0 | 2595144.903 | 0
7982 | 1603.039 | 594.0945 | 594.0945 | 578.3276 | 578.3276 | 1412.3 | 853549.5973 | 208197.9248 | 94440.892 | 1878296.0533 | 339883.1122
7983 | 1305.477 | 1161.8231 | 1161.8231 | 1130.989 | 1130.989 | 1584.05 | 1874231.0577 | 407156.0296 | 184690.499 | 319836.557 | 470434.8625
7984 | 1797.5 | 303.3372 | 303.3372 | 295.2868 | 295.2868 | 1618.2 | 500298.8372 | 106303.2534 | 48220.3369 | 2753556.7681 | 112740.506
7985 | 1690.399 | 8.273 | 8.273 | 8.0535 | 8.0535 | 1857.75 | 15680.4885 | 2899.2524 | 1315.1331 | 3083739.34 | 1145.6074
7986 | 1741.499 | 0 | 0 | 0 | 0 | 1692.05 | 0 | 0 | 0 | 3192167.667 | 0
7987 | 1718.4 | 857.6372 | 857.6372 | 834.876 | 834.876 | 1886.55 | 1654515.325 | 300555.3516 | 136335.247 | 3002214.6311 | 94716.6796
7988 | 1222.4 | 1225.3959 | 1225.3959 | 1192.8746 | 1192.8746 | 1566.95 | 1963008.8164 | 429434.8406 | 194796.4152 | 100327.4542 | 516574.3271
7989 | 1288 | 1225.3959 | 1225.3959 | 1192.8746 | 1192.8746 | 1401.65 | 1752251.2336 | 429434.8406 | 194796.4152 | 323236.2542 | 713756.4914
7990 | 1320.8 | 1225.3959 | 1225.3959 | 1192.8746 | 1192.8746 | 1691.5 | 2110520.0579 | 429434.8406 | 194796.4152 | 434690.6542 | 368001.8009
7991 | 1376 | 1225.3959 | 1225.3959 | 1192.8746 | 1192.8746 | 1551.1 | 1939474.462 | 429434.8406 | 194796.4152 | 622260.2542 | 535481.3888
7992 | 1328.8 | 0 | 0 | 0 | 0 | 1503.7 | 0 | 0 | 0 | 2435690.4 | 0
7993 | 1398.4 | 0 | 0 | 0 | 0 | 1364.35 | 0 | 0 | 0 | 2563267.2 | 0
7994 | 1504 | 0 | 0 | 0 | 0 | 1416.1 | 0 | 0 | 0 | 2756832 | 0
7995 | 1284 | 0 | 0 | 0 | 0 | 1486.05 | 0 | 0 | 0 | 2353572 | 0
7996 | 1360.8 | 0 | 0 | 0 | 0 | 1317.45 | 0 | 0 | 0 | 2494346.4 | 0
7997 | 1429.6 | 0 | 0 | 0 | 0 | 1239.1 | 0 | 0 | 0 | 2620456.8 | 0
7998 | 1222.4 | 0 | 0 | 0 | 0 | 1174.35 | 0 | 0 | 0 | 2240659.2 | 0
7999 | 1190.56 | 98.6719 | 98.6719 | 96.0532 | 96.0532 | 1372.05 | 137985.9104 | 34579.1553 | 15685.4891 | 2006230.9475 | 60316.6127
8000 | 1232.152 | 711.8815 | 711.8815 | 692.9885 | 692.9885 | 1610 | 1167331.2521 | 249475.8677 | 113165.0255 | 988286.6564 | 270265.5233
8001 | 1245.954 | 1149.157 | 1149.157 | 1118.659 | 1118.659 | 1816.8 | 2133076.9137 | 402717.2319 | 182677.011 | 233331.7765 | 204938.3247
8002 | 1352.375 | 1404.8536 | 1404.8536 | 1367.5695 | 1352.375 | 1719.6 | 2441198.6776 | 486855 | 220842.8375 | 0 | 379205.95
8003 | 1036.347 | 1076.5622 | 1076.5622 | 1047.9908 | 1036.347 | 1255.95 | 1368978.3437 | 373084.92 | 169235.4651 | 0 | 771093.9853
8004 | 1453.973 | 1510.3941 | 1510.3941 | 1470.309 | 1453.973 | 1143.25 | 1746100.6236 | 523430.28 | 237433.7909 | 0 | 1245691.3677
8005 | 1380.768 | 1434.3484 | 1434.3484 | 1396.2815 | 1380.768 | 1023.15 | 1474469.7437 | 497076.48 | 225479.4144 | 0 | 1348803.2208
8006 | 1648.157 | 1610.2242 | 1610.2242 | 1567.4898 | 1567.4898 | 1310.9 | 2150183.3708 | 564296.3131 | 255971.0776 | 147863.0534 | 1080157.1927
8007 | 1281.294 | 1239.3782 | 1239.3782 | 1206.4858 | 1206.4858 | 1619.7 | 2044837.7381 | 434334.8831 | 197019.1289 | 137123.4557 | 458826.5445
8008 | 1404.316 | 432.55 | 432.55 | 421.0703 | 421.0703 | 1784.35 | 786092.2268 | 151585.3246 | 68760.7875 | 1802289.2837 | 90803.8201
8009 | 1308.225 | 174.6044 | 174.6044 | 169.9705 | 169.9705 | 1900.25 | 338073.4473 | 61189.3709 | 27756.1785 | 2086420.5449 | 16954.5549
8010 | 1254.291 | 0 | 0 | 0 | 0 | 1912.4 | 0 | 0 | 0 | 2299115.403 | 0
8011 | 1336 | 0 | 0 | 0 | 0 | 1913.15 | 0 | 0 | 0 | 2448888 | 0
8012 | 854.4 | 0 | 0 | 0 | 0 | 1635.4 | 0 | 0 | 0 | 1566115.2 | 0
8013 | 1313.6 | 0 | 0 | 0 | 0 | 1306.2 | 0 | 0 | 0 | 2407828.8 | 0
8014 | 1232 | 0 | 0 | 0 | 0 | 1370.85 | 0 | 0 | 0 | 2258256 | 0
8015 | 1172.8 | 0 | 0 | 0 | 0 | 1221.4 | 0 | 0 | 0 | 2149742.4 | 0
8016 | 1341.6 | 0 | 0 | 0 | 0 | 1208.05 | 0 | 0 | 0 | 2459152.8 | 0
8017 | 1092 | 0 | 0 | 0 | 0 | 1634.4 | 0 | 0 | 0 | 1299480 | 0
8018 | 1248 | 0 | 0 | 0 | 0 | 1543.1 | 0 | 0 | 0 | 1485120 | 0
8019 | 1142.4 | 0 | 0 | 0 | 0 | 1580.15 | 0 | 0 | 0 | 1359456 | 0
8020 | 1088.8 | 0 | 0 | 0 | 0 | 1578.75 | 0 | 0 | 0 | 1295672 | 0
8021 | 978.4 | 0 | 0 | 0 | 0 | 1579.5 | 0 | 0 | 0 | 1164296 | 0
8022 | 1040.8 | 0 | 0 | 0 | 0 | 1583.8 | 0 | 0 | 0 | 1238552 | 0
8023 | 858.4 | 736.31 | 736.31 | 716.7687 | 716.7687 | 1728.3 | 1301453.069 | 258036.7442 | 117048.3342 | 259610.1108 | 194746.065
8024 | 1146.178 | 1190.6551 | 1190.6551 | 1159.0558 | 1146.178 | 1801.5 | 2169544.166 | 412624.08 | 187170.8674 | 0 | 227516.333
8025 | 1191.895 | 1238.1462 | 1238.1462 | 1205.2865 | 1191.895 | 1848.25 | 2317970.022 | 429082.2 | 194636.4535 | 0 | 180870.0663
8026 | 1166.901 | 1212.1823 | 1212.1823 | 1180.0116 | 1166.901 | 1808.05 | 2222384.1547 | 420084.36 | 190554.9333 | 0 | 223986.6469
8027 | 1126.266 | 1169.9705 | 1169.9705 | 1138.9201 | 1126.266 | 1620.1 | 1920262.881 | 405455.76 | 183919.2378 | 0 | 427868.4534
8028 | 1448.14 | 1504.3347 | 1504.3347 | 1464.4105 | 1448.14 | 1546 | 2346905.6599 | 521330.4 | 236481.262 | 0 | 657455.56
8029 | 920.542 | 956.2634 | 956.2634 | 930.8847 | 920.542 | 1377.9 | 1325485.1984 | 331395.12 | 150324.5086 | 0 | 572669.1782
8030 | 997.387 | 1036.0904 | 1036.0904 | 1008.5931 | 997.387 | 1601.65 | 1670786.9874 | 359059.32 | 162873.2971 | 0 | 397309.1115
8031 | 860.713 | 894.1128 | 894.1128 | 870.3835 | 860.713 | 1694.7 | 1526281.3604 | 309856.68 | 140554.4329 | 0 | 262775.6789
8032 | 234.947 | 244.0641 | 244.0641 | 237.5867 | 234.947 | 1837.8 | 451723.8239 | 84580.92 | 38366.8451 | 0 | 38108.4034
8033 | 183.063 | 190.1667 | 190.1667 | 185.1198 | 183.063 | 1861.1 | 356513.0365 | 65902.68 | 29894.1879 | 0 | 25427.4507
8034 | 137.552 | 142.8897 | 142.8897 | 139.0975 | 137.552 | 1759.4 | 253229.0451 | 49518.72 | 22462.2416 | 0 | 33095.0112
8035 | 148 | 153.7431 | 153.7431 | 149.6628 | 148 | 1843.75 | 286012.4731 | 53280 | 24168.4 | 0 | 23125
8036 | 100.8 | 104.7115 | 104.7115 | 101.9325 | 100.8 | 1649.6 | 174412.6727 | 36288 | 16460.64 | 0 | 35320.32
8037 | 96 | 99.7253 | 99.7253 | 97.0786 | 96 | 1673.95 | 168117.9094 | 34560 | 15676.8 | 0 | 31300.8
8038 | 102.4 | 106.3736 | 106.3736 | 103.5505 | 102.4 | 1783.9 | 190974.4955 | 36864 | 16721.92 | 0 | 22128.64
8039 | 91.2 | 94.739 | 94.739 | 92.2247 | 91.2 | 1789.1 | 171060.0075 | 32832 | 14892.96 | 0 | 19234.08
8040 | 100 | 103.8805 | 103.8805 | 101.1235 | 100 | 1773.4 | 185930.4465 | 36000 | 16330 | 0 | 22660
8041 | 89.6 | 93.0769 | 93.0769 | 90.6067 | 89.6 | 1566.4 | 147314.816 | 32256 | 14631.68 | 0 | 38850.56
8042 | 96 | 99.7253 | 99.7253 | 97.0786 | 96 | 1531.2 | 153947.4994 | 34560 | 15676.8 | 0 | 45004.8
8043 | 89.6 | 93.0769 | 93.0769 | 90.6067 | 89.6 | 1527.5 | 143184.1837 | 32256 | 14631.68 | 0 | 42336
8044 | 89.6 | 93.0769 | 93.0769 | 90.6067 | 89.6 | 1537.55 | 144175.5842 | 32256 | 14631.68 | 0 | 41435.52
8045 | 91.2 | 94.739 | 94.739 | 92.2247 | 91.2 | 1566.6 | 149614.7809 | 32832 | 14892.96 | 0 | 39526.08
8046 | 92 | 95.57 | 95.57 | 93.0337 | 92 | 1567.5 | 150771.4876 | 33120 | 15023.6 | 0 | 39790
8047 | 72.8 | 75.625 | 75.625 | 73.6179 | 72.8 | 1568.9 | 119316.3068 | 26208 | 11888.24 | 0 | 31384.08
8048 | 89.61 | 93.0873 | 93.0873 | 90.6168 | 89.61 | 1578.15 | 147835.0654 | 32259.6 | 14633.313 | 0 | 37801.9785
8049 | 636.197 | 660.8845 | 660.8845 | 643.345 | 636.197 | 1547.05 | 1032072.0672 | 229030.92 | 103890.9701 | 0 | 288165.4312
8050 | 1258.648 | 1307.4895 | 1307.4895 | 1272.7895 | 1258.648 | 1417.4 | 1875785.2532 | 453113.28 | 205537.2184 | 0 | 733288.3248
8051 | 1251.361 | 1409.495 | 1299.9208 | 1372.0877 | 1251.361 | 1213.3 | 1599796.3221 | 450489.96 | 204347.2513 | 0 | 984445.6987
8052 | 1077.291 | 1641.003 | 1119.096 | 1597.4517 | 1077.291 | 1145.6 | 1299142.4711 | 387824.76 | 175921.6203 | 0 | 920437.4304
8053 | 1356.354 | 2297.7073 | 1408.987 | 2236.7274 | 1356.354 | 1049.25 | 1498304.2373 | 488287.44 | 221492.6082 | 0 | 1289553.5655
8054 | 1104.063 | 2344.5439 | 1146.9059 | 2282.321 | 1104.063 | 1020.35 | 1181595.07 | 397462.68 | 180293.4879 | 0 | 1081595.318
8055 | 1125.992 | 1652.3031 | 1169.6858 | 1608.4519 | 1125.992 | 1153.6 | 1355916.644 | 405357.12 | 183874.4936 | 0 | 953039.6288
8056 | 1050.113 | 403.5289 | 403.5289 | 392.8195 | 392.8195 | 1433.15 | 587167.9351 | 141415.0062 | 64147.4181 | 1204819.0558 | 222669.7118
8057 | 951.408 | 244.784 | 244.784 | 238.2875 | 238.2875 | 1601.7 | 397999.2657 | 85783.5066 | 38912.3517 | 1307149.8429 | 94909.9186
8058 | 1136.61 | 0 | 0 | 0 | 0 | 1654.95 | 0 | 0 | 0 | 2083406.13 | 0
8059 | 1047.2 | 1087.8363 | 1087.8363 | 1058.9657 | 1047.2 | 1779.3 | 1950139.7627 | 376992 | 171007.76 | 0 | 231117.04
8060 | 1128.8 | 1172.6028 | 1172.6028 | 1141.4826 | 1128.8 | 1719.05 | 2031288.2591 | 406368 | 184333.04 | 0 | 317136.36
8061 | 778.4 | 808.6056 | 808.6056 | 787.1457 | 778.4 | 1698.45 | 1384037.2631 | 280224 | 127112.72 | 0 | 234726.52
8062 | 1089.6 | 1131.8817 | 1131.8817 | 1101.8421 | 1089.6 | 1703.25 | 1944217.841 | 392256 | 177931.68 | 0 | 323338.8
8063 | 952.8 | 989.7732 | 989.7732 | 963.5051 | 952.8 | 1675.6 | 1675843.0966 | 343008 | 155592.24 | 0 | 309088.32
8064 | 999.2 | 0 | 0 | 0 | 0 | 1566.1 | 0 | 0 | 0 | 1831533.6 | 0
8065 | 960 | 0 | 0 | 0 | 0 | 1643.35 | 0 | 0 | 0 | 1142400 | 0
8066 | 1305.6 | 0 | 0 | 0 | 0 | 1566.8 | 0 | 0 | 0 | 1553664 | 0
8067 | 1168.8 | 0 | 0 | 0 | 0 | 1573.1 | 0 | 0 | 0 | 1390872 | 0
8068 | 1358.4 | 0 | 0 | 0 | 0 | 1572.15 | 0 | 0 | 0 | 1616496 | 0
8069 | 1282.4 | 0 | 0 | 0 | 0 | 1553.65 | 0 | 0 | 0 | 1526056 | 0
8070 | 1162.4 | 0 | 0 | 0 | 0 | 1580.7 | 0 | 0 | 0 | 1383256 | 0
8071 | 1039.2 | 818.4223 | 818.4223 | 796.7018 | 796.7018 | 1660.7 | 1375938.0089 | 286812.662 | 130101.4103 | 444499.1292 | 270320.934
8072 | 1081.05 | 1122.9999 | 1122.9999 | 1093.1961 | 1081.05 | 1735.6 | 1952001.2148 | 389178 | 176535.465 | 0 | 285829.62
8073 | 811.981 | 843.4897 | 843.4897 | 821.104 | 811.981 | 1757.45 | 1487933.0058 | 292313.16 | 132596.4973 | 0 | 196945.9915
8074 | 1146.669 | 1191.1652 | 1191.1652 | 1159.5523 | 1146.669 | 1762.75 | 2108756.8378 | 412800.84 | 187251.0477 | 0 | 272047.2202
8075 | 1380.393 | 1433.9588 | 1433.9588 | 1395.9023 | 1380.393 | 1650.9 | 2381530.7323 | 496941.48 | 225418.1769 | 0 | 481895.1963
8076 | 1173.817 | 1528.7082 | 1219.3667 | 1488.1371 | 1173.817 | 1616.55 | 1984495.4457 | 422574.12 | 191684.3161 | 0 | 450100.1287
8077 | 1141.587 | 1464.9526 | 1185.886 | 1426.0735 | 1141.587 | 1594.2 | 1902568.9803 | 410971.32 | 186421.1571 | 0 | 463256.0046
8078 | 1217.119 | 1803.4513 | 1264.349 | 1755.5887 | 1217.119 | 1639.2 | 2078594.5491 | 438162.84 | 198755.5327 | 0 | 439136.5352
8079 | 1621.666 | 2015.328 | 1684.5943 | 1961.8423 | 1621.666 | 1775.15 | 3000208.7574 | 583799.76 | 264818.0578 | 0 | 364631.6001
8080 | 617.579 | 1401.1149 | 641.544 | 1363.9301 | 617.579 | 1888.2 | 1214920.1815 | 222328.44 | 100850.6507 | 0 | 69045.3322
8081 | 1446.565 | 578.0824 | 578.0824 | 562.7404 | 562.7404 | 1908.65 | 1118735.7178 | 202586.5389 | 91895.505 | 1620050.5178 | 51406.3342
8082 | 1314.233 | 0 | 0 | 0 | 0 | 1927.95 | 0 | 0 | 0 | 2408989.089 | 0
8083 | 1122.4 | 1115.3054 | 1115.3054 | 1085.7058 | 1085.7058 | 1933.9 | 2200845.1533 | 390854.1054 | 177295.765 | 124686.7278 | 71765.1566
8084 | 976.8 | 1014.7045 | 1014.7045 | 987.7748 | 976.8 | 1876.3 | 1923892.3189 | 351648 | 159511.44 | 0 | 120830.16
8085 | 1206.4 | 1225.3959 | 1225.3959 | 1192.8746 | 1192.8746 | 1861.9 | 2322718.3692 | 429434.8406 | 194796.4152 | 45959.4542 | 164735.9764
8086 | 1304 | 1225.3959 | 1225.3959 | 1192.8746 | 1192.8746 | 1844.05 | 2292496.8677 | 429434.8406 | 194796.4152 | 377604.2542 | 186028.7872
8087 | 1134.4 | 1178.4201 | 1178.4201 | 1147.1455 | 1134.4 | 1823.1 | 2156388.8454 | 408384 | 185247.52 | 0 | 200675.36
8088 | 949.6 | 0 | 0 | 0 | 0 | 1797.35 | 0 | 0 | 0 | 1740616.8 | 0
8089 | 1222.4 | 0 | 0 | 0 | 0 | 1742.65 | 0 | 0 | 0 | 1454656 | 0
8090 | 851.2 | 0 | 0 | 0 | 0 | 1696.05 | 0 | 0 | 0 | 1012928 | 0
8091 | 1256.8 | 0 | 0 | 0 | 0 | 1693.4 | 0 | 0 | 0 | 1495592 | 0
8092 | 1092.8 | 0 | 0 | 0 | 0 | 1692.45 | 0 | 0 | 0 | 1300432 | 0
8093 | 1028.8 | 0 | 0 | 0 | 0 | 1693.95 | 0 | 0 | 0 | 1224272 | 0
8094 | 1088.8 | 0 | 0 | 0 | 0 | 1701 | 0 | 0 | 0 | 1295672 | 0
8095 | 1353.6 | 248.9973 | 248.9973 | 242.3891 | 242.3891 | 1716.95 | 433323.5396 | 87260.0721 | 39582.1383 | 2036849.5993 | 68608.2317
8096 | 697.26 | 724.317 | 724.317 | 705.094 | 697.26 | 1785.4 | 1296830.0878 | 251013.6 | 113862.558 | 0 | 149631.996
8097 | 894.813 | 929.536 | 929.536 | 904.8666 | 894.813 | 1861.75 | 1737843.0563 | 322132.68 | 146122.9629 | 0 | 123707.8972
8098 | 1264.732 | 1313.8096 | 1313.8096 | 1278.9418 | 1264.732 | 1875.95 | 2475504.235 | 455303.52 | 206530.7356 | 0 | 156890.0046
8099 | 1241.914 | 1394.183 | 1290.1072 | 1357.1821 | 1241.914 | 1880.9 | 2450869.8409 | 447089.04 | 202804.5562 | 0 | 147911.9574
8100 | 1308.586 | 1486.3717 | 1359.3664 | 1446.9242 | 1308.586 | 1865.85 | 2556884.3729 | 471090.96 | 213692.0938 | 0 | 175546.8119
8101 | 1086.618 | 1401.599 | 1128.785 | 1364.4013 | 1086.618 | 1788.5 | 2034770.2998 | 391182.48 | 177444.7194 | 0 | 229819.707
8102 | 1312.456 | 1796.7385 | 1363.3855 | 1749.054 | 1312.456 | 1857.8 | 2551675.0287 | 472484.16 | 214324.0648 | 0 | 186631.2432
8103 | 1471.833 | 1996.5568 | 1528.9471 | 1943.5692 | 1471.833 | 1888.35 | 2902649.0852 | 529859.88 | 240350.3289 | 0 | 164330.1544
8104 | 1659.084 | 1348.9576 | 1348.9576 | 1313.157 | 1313.157 | 1899.6 | 2600607.4588 | 472736.5083 | 214438.5328 | 634084.2504 | 131840.9595
8105 | 1382.135 | 484.0643 | 484.0643 | 471.2175 | 471.2175 | 1914.35 | 939736.6588 | 169638.3041 | 76949.8196 | 1669711.7567 | 40359.7798
8106 | 1357.739 | 0 | 0 | 0 | 0 | 1922.25 | 0 | 0 | 0 | 2488735.587 | 0
8107 | 1292 | 1076.6391 | 1076.6391 | 1048.0656 | 1048.0656 | 1928.2 | 2113109.9305 | 377303.6314 | 171149.1195 | 828888.9459 | 75251.1132
8108 | 1217.6 | 1225.3959 | 1225.3959 | 1192.8746 | 1192.8746 | 1830.75 | 2284653.0056 | 429434.8406 | 194796.4152 | 84017.0542 | 201894.0188
8109 | 1288 | 1225.3959 | 1225.3959 | 1192.8746 | 1192.8746 | 1798.2 | 2238308.0414 | 429434.8406 | 194796.4152 | 323236.2542 | 240722.0857
8110 | 1356 | 1225.3959 | 1225.3959 | 1192.8746 | 1192.8746 | 1844.05 | 2292805.7691 | 429434.8406 | 194796.4152 | 554300.2542 | 186028.7872
8111 | 968.8 | 1006.394 | 1006.394 | 979.6849 | 968.8 | 1817.4 | 1834485.3498 | 348768 | 158205.04 | 0 | 176902.88
8112 | 1264 | 0 | 0 | 0 | 0 | 1796.65 | 0 | 0 | 0 | 2316912 | 0
8113 | 1316.8 | 0 | 0 | 0 | 0 | 1742.65 | 0 | 0 | 0 | 1566992 | 0
8114 | 1169.6 | 0 | 0 | 0 | 0 | 1696.05 | 0 | 0 | 0 | 1391824 | 0
8115 | 1160.8 | 0 | 0 | 0 | 0 | 1667.1 | 0 | 0 | 0 | 1381352 | 0
8116 | 1196 | 0 | 0 | 0 | 0 | 1666.15 | 0 | 0 | 0 | 1423240 | 0
8117 | 840 | 0 | 0 | 0 | 0 | 1680.8 | 0 | 0 | 0 | 999600 | 0
8118 | 1152.8 | 0 | 0 | 0 | 0 | 1701 | 0 | 0 | 0 | 1371832 | 0
8119 | 706.4 | 234.6535 | 234.6535 | 228.426 | 228.426 | 1716.95 | 408175.5988 | 82233.3421 | 37301.9577 | 876126.433 | 64655.9653
8120 | 959.437 | 996.6677 | 996.6677 | 970.2167 | 959.437 | 1785.4 | 1782729.1565 | 345397.32 | 156676.0621 | 0 | 205895.1802
8121 | 900.079 | 935.0063 | 935.0063 | 910.1918 | 900.079 | 1856.05 | 1742377.0304 | 324028.44 | 146982.9007 | 0 | 129566.3721
8122 | 1146.42 | 1190.9065 | 1190.9065 | 1159.3005 | 1146.42 | 1812.25 | 2175024.3008 | 412711.2 | 187210.386 | 0 | 215240.355
8123 | 1422.593 | 1477.7964 | 1477.7964 | 1438.5765 | 1422.593 | 1660.9 | 2474250.2821 | 512133.48 | 232309.4369 | 0 | 482401.2863
8124 | 1547.461 | 1607.5098 | 1607.5098 | 1564.8474 | 1547.461 | 1750.75 | 2837147.6464 | 557085.96 | 252700.3813 | 0 | 385704.6543
8125 | 1494.729 | 1552.7316 | 1552.7316 | 1511.5229 | 1494.729 | 1748.85 | 2733620.4463 | 538102.44 | 244089.2457 | 0 | 375401.1884
8126 | 1257.696 | 1306.5006 | 1306.5006 | 1271.8268 | 1257.696 | 1863.5 | 2453033.3813 | 452770.56 | 205381.7568 | 0 | 171675.504
8127 | 1228.071 | 1534.8267 | 1275.727 | 1494.0933 | 1228.071 | 1888.35 | 2424941.2009 | 442105.56 | 200543.9943 | 0 | 137114.1272
8128 | 1769.154 | 1291.7142 | 1291.7142 | 1257.4328 | 1257.4328 | 1899.6 | 2492731.5249 | 452675.822 | 205338.7826 | 937984.8884 | 126246.257
8129 | 1953.371 | 507.4904 | 507.4904 | 494.0219 | 494.0219 | 1914.35 | 986392.3646 | 177847.8774 | 80673.7733 | 2674986.9338 | 42312.9742
8130 | 1544.713 | 0 | 0 | 0 | 0 | 1927.95 | 0 | 0 | 0 | 2831458.929 | 0
8131 | 1589.6 | 857.6372 | 857.6372 | 834.876 | 834.876 | 1933.9 | 1688986.9468 | 300555.3516 | 136335.247 | 2564552.2311 | 55185.3021
8132 | 1320 | 1225.3959 | 1225.3959 | 1192.8746 | 1192.8746 | 1881.3 | 2351300.0226 | 429434.8406 | 194796.4152 | 431972.2542 | 141594.21
8133 | 1744 | 1225.3959 | 1225.3959 | 1192.8746 | 1192.8746 | 1856.2 | 2312407.8158 | 429434.8406 | 194796.4152 | 1872724.2542 | 171535.3613
8134 | 1516.8 | 1225.3959 | 1225.3959 | 1192.8746 | 1192.8746 | 1844.05 | 2296644.8168 | 429434.8406 | 194796.4152 | 1100698.6542 | 186028.7872
8135 | 1599.2 | 1225.3959 | 1225.3959 | 1192.8746 | 1192.8746 | 1823.1 | 2270340.7234 | 429434.8406 | 194796.4152 | 1380693.8542 | 211019.5092
8136 | 1542.4 | 0 | 0 | 0 | 0 | 1802.35 | 0 | 0 | 0 | 2827219.2 | 0
8137 | 1434.4 | 0 | 0 | 0 | 0 | 1766.15 | 0 | 0 | 0 | 1706936 | 0
8138 | 1324 | 0 | 0 | 0 | 0 | 1696.05 | 0 | 0 | 0 | 1575560 | 0
8139 | 1325.6 | 0 | 0 | 0 | 0 | 1680.25 | 0 | 0 | 0 | 1577464 | 0
8140 | 1516.8 | 0 | 0 | 0 | 0 | 1666.45 | 0 | 0 | 0 | 1804992 | 0
8141 | 1291.2 | 0 | 0 | 0 | 0 | 1667.65 | 0 | 0 | 0 | 1536528 | 0
8142 | 1542.4 | 0 | 0 | 0 | 0 | 1730 | 0 | 0 | 0 | 1835456 | 0
8143 | 1000.8 | 0 | 0 | 0 | 0 | 1795.25 | 0 | 0 | 0 | 1834466.4 | 0
8144 | 828.43 | 117.5969 | 117.5969 | 114.4759 | 114.4759 | 1824.55 | 217743.581 | 41211.3227 | 18693.9139 | 1308677.8719 | 20084.796
8145 | 1062.166 | 1103.3831 | 1103.3831 | 1074.0999 | 1062.166 | 1856.05 | 2056285.3276 | 382379.76 | 173451.7078 | 0 | 152898.7957
8146 | 1354.15 | 1406.6975 | 1406.6975 | 1369.3645 | 1354.15 | 1870.25 | 2649087.0815 | 487494 | 221132.695 | 0 | 175700.9625
8147 | 1544.599 | 1604.5368 | 1604.5368 | 1561.9532 | 1544.599 | 1791.2 | 2891739.9939 | 556055.64 | 252233.0167 | 0 | 322512.2712
8148 | 1620.767 | 1683.6605 | 1683.6605 | 1638.977 | 1620.767 | 1696.7 | 2878390.4694 | 583476.12 | 264671.2511 | 0 | 491578.6311
8149 | 936.447 | 1329.3003 | 972.7856 | 1294.0214 | 936.447 | 1418.7 | 1387777.821 | 337120.92 | 152921.7951 | 0 | 544356.6411
8150 | 1379.589 | 1433.1236 | 1433.1236 | 1395.0893 | 1379.589 | 1719.35 | 2475870.9504 | 496652.04 | 225286.8837 | 0 | 387181.6529
8151 | 1282.753 | 1332.5299 | 1332.5299 | 1297.1653 | 1282.753 | 1870.6 | 2509039.2484 | 461791.08 | 209473.5649 | 0 | 165988.2382
8152 | 1281.053 | 1062.7139 | 1062.7139 | 1034.51 | 1034.51 | 1893.9 | 2050721.5 | 372423.6114 | 168935.4882 | 451913.2608 | 109761.5144
8153 | 1015.736 | 486.9054 | 486.9054 | 473.9832 | 473.9832 | 1914.35 | 947294.3347 | 170633.9665 | 77401.4631 | 993032.8086 | 40596.6645
8154 | 1172.039 | 0 | 0 | 0 | 0 | 1927.95 | 0 | 0 | 0 | 2148347.487 | 0
8155 | 1207.2 | 857.6372 | 857.6372 | 834.876 | 834.876 | 1933.9 | 1691903.9159 | 300555.3516 | 136335.247 | 1265157.0311 | 55185.3021
8156 | 1226.4 | 1225.3959 | 1225.3959 | 1192.8746 | 1192.8746 | 1881.3 | 2353403.8828 | 429434.8406 | 194796.4152 | 113919.4542 | 141594.21
8157 | 1287.2 | 1225.3959 | 1225.3959 | 1192.8746 | 1192.8746 | 1856.2 | 2316578.8257 | 429434.8406 | 194796.4152 | 320517.8542 | 171535.3613
8158 | 1448.8 | 1225.3959 | 1225.3959 | 1192.8746 | 1192.8746 | 1844.05 | 2298038.8823 | 429434.8406 | 194796.4152 | 869634.6542 | 186028.7872
8159 | 1248.8 | 1225.3959 | 1225.3959 | 1192.8746 | 1192.8746 | 1823.1 | 2271962.5336 | 429434.8406 | 194796.4152 | 190034.6542 | 211019.5092
8160 | 1272.8 | 0 | 0 | 0 | 0 | 1796.65 | 0 | 0 | 0 | 2333042.4 | 0
8161 | 1412 | 0 | 0 | 0 | 0 | 1781.8 | 0 | 0 | 0 | 2588196 | 0
8162 | 1366.4 | 0 | 0 | 0 | 0 | 1761.65 | 0 | 0 | 0 | 2504611.2 | 0
8163 | 1345.6 | 0 | 0 | 0 | 0 | 1759 | 0 | 0 | 0 | 2466484.8 | 0
8164 | 1445.6 | 0 | 0 | 0 | 0 | 1758.05 | 0 | 0 | 0 | 2649784.8 | 0
8165 | 1436 | 0 | 0 | 0 | 0 | 1733.1 | 0 | 0 | 0 | 2632188 | 0
8166 | 1366.4 | 0 | 0 | 0 | 0 | 1779.3 | 0 | 0 | 0 | 2504611.2 | 0
8167 | 1041.6 | 88.2807 | 88.2807 | 85.9378 | 85.9378 | 1795.25 | 160831.9287 | 30937.6156 | 14033.6462 | 1751728.7739 | 17595.7689
8168 | 1319.128 | 680.4088 | 680.4088 | 662.3511 | 662.3511 | 1824.55 | 1260517.0023 | 238446.4037 | 108161.9381 | 1203872.0187 | 116209.5042
8169 | 889.005 | 923.5026 | 923.5026 | 898.9934 | 889.005 | 1867.45 | 1725241.6894 | 320041.8 | 145174.5165 | 0 | 117837.6127
8170 | 1469.341 | 1448.1738 | 1448.1738 | 1409.7401 | 1409.7401 | 1870.25 | 2724239.4902 | 507506.4231 | 230210.5525 | 109248.5153 | 182913.7733
8171 | 1714.76 | 1781.3008 | 1781.3008 | 1734.0261 | 1714.76 | 1791.2 | 3200892.3178 | 617313.6 | 280020.308 | 0 | 358041.888
8172 | 1647.544 | 1711.4765 | 1711.4765 | 1666.0549 | 1647.544 | 1734.2 | 2972002.8912 | 593115.84 | 269043.9352 | 0 | 437917.1952
8173 | 1465.729 | 1293.5155 | 1293.5155 | 1259.1863 | 1259.1863 | 1733.2 | 2272779.6104 | 453307.0756 | 205625.1262 | 378592.7304 | 335950.9105
8174 | 1506.159 | 885.7878 | 885.7878 | 862.2794 | 862.2794 | 1768.85 | 1592977.732 | 310420.6005 | 140810.2335 | 1180231.2228 | 199315.8939
8175 | 1621.22 | 757.163 | 757.163 | 737.0683 | 737.0683 | 1876.95 | 1445906.7957 | 265344.5786 | 120363.2491 | 1620650.1137 | 90696.2511
8176 | 1662.845 | 1003.9539 | 1003.9539 | 977.3095 | 977.3095 | 1893.9 | 1933786.7823 | 351831.4197 | 159594.6412 | 1256586.5729 | 103692.5379
8177 | 1580.403 | 238.3683 | 238.3683 | 232.0421 | 232.0421 | 1914.35 | 463497.882 | 83535.1662 | 37892.4796 | 2471545.4778 | 19874.4083
8178 | 1155.725 | 0 | 0 | 0 | 0 | 1922.25 | 0 | 0 | 0 | 2118443.925 | 0
8179 | 1545.6 | 0 | 0 | 0 | 0 | 1933.9 | 0 | 0 | 0 | 2833084.8 | 0
8180 | 1300 | 0 | 0 | 0 | 0 | 1875.6 | 0 | 0 | 0 | 2382900 | 0
8181 | 1517.6 | 0 | 0 | 0 | 0 | 1856.2 | 0 | 0 | 0 | 2781760.8 | 0
8182 | 1541.6 | 0 | 0 | 0 | 0 | 1844.05 | 0 | 0 | 0 | 2825752.8 | 0
8183 | 1264.8 | 0 | 0 | 0 | 0 | 1811.7 | 0 | 0 | 0 | 2318378.4 | 0
8184 | 1515.2 | 0 | 0 | 0 | 0 | 1796.65 | 0 | 0 | 0 | 2777361.6 | 0
8185 | 1142.4 | 0 | 0 | 0 | 0 | 1686.1 | 0 | 0 | 0 | 1359456 | 0
8186 | 1111.2 | 0 | 0 | 0 | 0 | 1778.35 | 0 | 0 | 0 | 1322328 | 0
8187 | 1584.8 | 0 | 0 | 0 | 0 | 1762.75 | 0 | 0 | 0 | 1885912 | 0
8188 | 1384 | 0 | 0 | 0 | 0 | 1695.35 | 0 | 0 | 0 | 1646960 | 0
8189 | 1290.4 | 0 | 0 | 0 | 0 | 1696.65 | 0 | 0 | 0 | 1535576 | 0
8190 | 1424 | 0 | 0 | 0 | 0 | 1735 | 0 | 0 | 0 | 1694560 | 0
8191 | 1168.8 | 191.8049 | 191.8049 | 186.7145 | 186.7145 | 1688.95 | 329806.3428 | 67217.224 | 30490.4797 | 1800162.7012 | 58077.5487
8192 | 1085.638 | 764.3785 | 764.3785 | 744.0923 | 744.0923 | 1769.9 | 1373570.1823 | 267873.2335 | 121510.2751 | 626053.2399 | 171215.6418
8193 | 1060.777 | 1101.9402 | 1101.9402 | 1072.6953 | 1060.777 | 1845.4 | 2044054.4639 | 381879.72 | 173224.8841 | 0 | 163996.1242
8194 | 1138.269 | 1182.4392 | 1182.4392 | 1151.0579 | 1138.269 | 1853.05 | 2209902.9142 | 409776.84 | 185879.3277 | 0 | 167268.6296
8195 | 1033.825 | 1073.9423 | 1073.9423 | 1045.4405 | 1033.825 | 1716.4 | 1860230.0113 | 372177 | 168823.6225 | 0 | 293192.77
8196 | 1090.429 | 1132.7428 | 1132.7428 | 1102.6804 | 1090.429 | 1670.7 | 1912010.4103 | 392554.44 | 178067.0557 | 0 | 359078.2697
8197 | 1135.24 | 1179.2927 | 1179.2927 | 1147.9949 | 1135.24 | 1616.85 | 1924631.9979 | 408686.4 | 185384.692 | 0 | 434967.206
8198 | 1171.847 | 1217.3202 | 1217.3202 | 1185.0132 | 1171.847 | 1658.35 | 2029716.604 | 421864.92 | 191362.6151 | 0 | 400361.5276
8199 | 1104.482 | 1147.3411 | 1147.3411 | 1116.8913 | 1104.482 | 1768.55 | 2044281.6549 | 397613.52 | 180361.9106 | 0 | 255632.3589
8200 | 224.458 | 233.168 | 233.168 | 226.9799 | 224.458 | 1870.15 | 439849.3856 | 80804.88 | 36653.9914 | 0 | 29145.8713
8201 | 183.44 | 190.5583 | 190.5583 | 185.501 | 183.44 | 1880.05 | 360807.7248 | 66038.4 | 29955.752 | 0 | 22003.628
8202 | 160.064 | 166.2752 | 166.2752 | 161.8624 | 160.064 | 1880.15 | 314975.3275 | 57623.04 | 26138.4512 | 0 | 19183.6704
8203 | 206.4 | 214.4093 | 214.4093 | 208.719 | 206.4 | 1889.15 | 409063.8501 | 74304 | 33705.12 | 0 | 22879.44
8204 | 149.6 | 155.4052 | 155.4052 | 151.2808 | 149.6 | 1690.35 | 265616.9832 | 53856 | 24429.68 | 0 | 46323.64
8205 | 116 | 120.5014 | 120.5014 | 117.3033 | 116 | 1621 | 196937.1953 | 41760 | 18942.8 | 0 | 43964
8206 | 109.6 | 113.853 | 113.853 | 110.8314 | 109.6 | 1644.45 | 188359.8136 | 39456 | 17897.68 | 0 | 38968.28
8207 | 99.2 | 103.0494 | 103.0494 | 100.3146 | 99.2 | 1603.45 | 166353.1482 | 35712 | 16199.36 | 0 | 39337.76
8208 | 108.8 | 113.022 | 113.022 | 110.0224 | 108.8 | 1590.2 | 180840.2508 | 39168 | 17767.04 | 0 | 44586.24
8209 | 100.8 | 0 | 0 | 0 | 0 | 1415.9 | 0 | 0 | 0 | 119952 | 0
8210 | 109.6 | 0 | 0 | 0 | 0 | 1566.2 | 0 | 0 | 0 | 130424 | 0
8211 | 100 | 0 | 0 | 0 | 0 | 1553.55 | 0 | 0 | 0 | 119000 | 0
8212 | 104 | 0 | 0 | 0 | 0 | 1561.5 | 0 | 0 | 0 | 123760 | 0
8213 | 93.6 | 0 | 0 | 0 | 0 | 1519.9 | 0 | 0 | 0 | 111384 | 0
8214 | 101.6 | 0 | 0 | 0 | 0 | 1380.3 | 0 | 0 | 0 | 120904 | 0
8215 | 93.6 | 97.2321 | 97.2321 | 94.6516 | 93.6 | 1327.9 | 129462.6971 | 33696 | 15284.88 | 0 | 62908.56
8216 | 100.012 | 103.8929 | 103.8929 | 101.1357 | 100.012 | 1484.75 | 155186.6256 | 36004.32 | 16331.9596 | 0 | 51531.183
8217 | 218.574 | 227.0557 | 227.0557 | 221.0298 | 218.574 | 1243.4 | 284360.868 | 78686.64 | 35693.1342 | 0 | 165373.0884
8218 | 955.563 | 992.6434 | 992.6434 | 966.2992 | 955.563 | 663.8 | 665108.0549 | 344002.68 | 156043.4379 | 0 | 1276823.2806
8219 | 1162.174 | 1207.2719 | 1207.2719 | 1175.2315 | 1162.174 | 303.5 | 369137.4452 | 418382.64 | 189783.0142 | 0 | 1971628.191
8220 | 1591.079 | 1652.8204 | 1652.8204 | 1608.9555 | 1591.079 | 297.8 | 497852.531 | 572788.44 | 259823.2007 | 0 | 2708334.6738
8221 | 1379.816 | 1433.3594 | 1433.3594 | 1395.3188 | 1379.816 | 281.3 | 407989.7015 | 496733.76 | 225323.9528 | 0 | 2371489.7592
8222 | 1610.809 | 1673.316 | 1673.316 | 1628.9071 | 1610.809 | 652.4 | 1098459.2063 | 579891.24 | 263045.1097 | 0 | 2170726.2084
8223 | 1808.052 | 873.9714 | 873.9714 | 850.7766 | 850.7766 | 1255.05 | 1113330.5741 | 306279.5914 | 138931.8258 | 1754685.7299 | 633786.06
8224 | 2055.558 | 873.2899 | 873.2899 | 850.1133 | 850.1133 | 1468.6 | 1303319.2981 | 306040.778 | 138823.4974 | 2209580.1859 | 451750.1929
8225 | 1608.955 | 302.7461 | 302.7461 | 294.7114 | 294.7114 | 1691.2 | 520136.0491 | 106096.1119 | 48126.3752 | 2409008.4784 | 91006.8871
8226 | 1527.332 | 0 | 0 | 0 | 0 | 1775.25 | 0 | 0 | 0 | 2799599.556 | 0
8227 | 1779.2 | 857.6372 | 857.6372 | 834.876 | 834.876 | 1857.6 | 1624096.2552 | 300555.3516 | 136335.247 | 3208813.0311 | 118886.3391
8228 | 1836.8 | 1225.3959 | 1225.3959 | 1192.8746 | 1192.8746 | 1781.2 | 2227527.6639 | 429434.8406 | 194796.4152 | 2188058.6542 | 261000.9531
8229 | 1579.2 | 1225.3959 | 1225.3959 | 1192.8746 | 1192.8746 | 1724.45 | 2152131.3299 | 429434.8406 | 194796.4152 | 1312733.8542 | 328696.5843
8230 | 1553.6 | 1225.3959 | 1225.3959 | 1192.8746 | 1192.8746 | 1700.75 | 2125043.8997 | 429434.8406 | 194796.4152 | 1225745.0542 | 356967.7113
8231 | 1396 | 1225.3959 | 1225.3959 | 1192.8746 | 1192.8746 | 1578.8 | 1972825.0426 | 429434.8406 | 194796.4152 | 690220.2542 | 502438.7635
8232 | 1387.2 | 0 | 0 | 0 | 0 | 1277.05 | 0 | 0 | 0 | 2542737.6 | 0
8233 | 1321.6 | 0 | 0 | 0 | 0 | 1481.9 | 0 | 0 | 0 | 1572704 | 0
8234 | 1526.4 | 0 | 0 | 0 | 0 | 1435.25 | 0 | 0 | 0 | 1816416 | 0
8235 | 1572 | 0 | 0 | 0 | 0 | 1405.9 | 0 | 0 | 0 | 1870680 | 0
8236 | 1433.6 | 0 | 0 | 0 | 0 | 1478.75 | 0 | 0 | 0 | 1705984 | 0
8237 | 1316 | 0 | 0 | 0 | 0 | 1564.7 | 0 | 0 | 0 | 1566040 | 0
8238 | 1384.8 | 0 | 0 | 0 | 0 | 1593.2 | 0 | 0 | 0 | 1647912 | 0
8239 | 1184.8 | 0 | 0 | 0 | 0 | 1686.15 | 0 | 0 | 0 | 2171738.4 | 0
8240 | 1308.643 | 0 | 0 | 0 | 0 | 1785.4 | 0 | 0 | 0 | 2398742.619 | 0
8241 | 1418.787 | 204.1968 | 204.1968 | 198.7775 | 198.7775 | 1856.05 | 385471.2439 | 71559.9139 | 32460.3721 | 2236277.3427 | 28614.0267
8242 | 1582.275 | 946.6939 | 946.6939 | 921.5692 | 921.5692 | 1773.4 | 1709060.7562 | 331764.9087 | 150492.2488 | 1211073.7484 | 208827.5786
8243 | 1549.679 | 1290.1976 | 1290.1976 | 1255.9564 | 1255.9564 | 1670.9 | 2199540.7067 | 452144.3166 | 205097.6859 | 538393.4614 | 413335.2628
8244 | 1523.622 | 528.6779 | 528.6779 | 514.647 | 514.647 | 1513 | 818857.9472 | 185272.9343 | 84041.8616 | 1849451.1023 | 250633.1083
8245 | 1514.182 | 99.1373 | 99.1373 | 96.5062 | 96.5062 | 1468.7 | 148912.7305 | 34742.2474 | 15759.4694 | 2598599.6632 | 51273.7667
8246 | 1331.149 | 647.1151 | 647.1151 | 629.941 | 629.941 | 1625 | 1069947.2115 | 226778.7692 | 102869.3695 | 1285314.2172 | 236227.8846
8247 | 1245.736 | 96.2318 | 96.2318 | 93.6778 | 93.6778 | 1818.6 | 178174.9399 | 33724.0142 | 15297.5875 | 2111722.6491 | 16993.156
8248 | 1236.827 | 133.637 | 133.637 | 130.0904 | 130.0904 | 1893.9 | 257827.0517 | 46832.5378 | 21243.7595 | 2028648.2194 | 13802.5896
8249 | 1300.328 | 181.6797 | 181.6797 | 176.858 | 176.858 | 1908.65 | 353194.3801 | 63668.8797 | 28880.9113 | 2059320.5113 | 16155.9782
8250 | 1367.211 | 0 | 0 | 0 | 0 | 1927.95 | 0 | 0 | 0 | 2506097.763 | 0
8251 | 1213.6 | 893.8094 | 893.8094 | 870.0882 | 870.0882 | 1933.9 | 1769720.1297 | 313231.7541 | 142085.404 | 1167253.0765 | 57512.8304
8252 | 1144.8 | 1189.2237 | 1189.2237 | 1157.6623 | 1144.8 | 1869.9 | 2252552.3186 | 412128 | 186945.84 | 0 | 148938.48
8253 | 1432 | 1225.3959 | 1225.3959 | 1192.8746 | 1192.8746 | 1856.2 | 2318790.4251 | 429434.8406 | 194796.4152 | 812548.2542 | 171535.3613
8254 | 1488.8 | 1225.3959 | 1225.3959 | 1192.8746 | 1192.8746 | 1844.05 | 2299171.158 | 429434.8406 | 194796.4152 | 1005554.6542 | 186028.7872
8255 | 1432.8 | 1225.3959 | 1225.3959 | 1192.8746 | 1192.8746 | 1823.1 | 2273698.9711 | 429434.8406 | 194796.4152 | 815266.6542 | 211019.5092
8256 | 1107.2 | 0 | 0 | 0 | 0 | 1796.65 | 0 | 0 | 0 | 2029497.6 | 0
8257 | 1325.6 | 0 | 0 | 0 | 0 | 1690.65 | 0 | 0 | 0 | 1577464 | 0
8258 | 1274.4 | 0 | 0 | 0 | 0 | 1673.05 | 0 | 0 | 0 | 1516536 | 0
8259 | 1459.2 | 0 | 0 | 0 | 0 | 1667.7 | 0 | 0 | 0 | 1736448 | 0
8260 | 1384.8 | 0 | 0 | 0 | 0 | 1715.1 | 0 | 0 | 0 | 1647912 | 0
8261 | 1256 | 0 | 0 | 0 | 0 | 1726.75 | 0 | 0 | 0 | 1494640 | 0
8262 | 1425.6 | 0 | 0 | 0 | 0 | 1779.3 | 0 | 0 | 0 | 1696464 | 0
8263 | 991.2 | 0 | 0 | 0 | 0 | 1795.25 | 0 | 0 | 0 | 1816869.6 | 0
8264 | 982.402 | 0 | 0 | 0 | 0 | 1824.55 | 0 | 0 | 0 | 1800742.866 | 0
8265 | 1106.567 | 382.491 | 382.491 | 372.3399 | 372.3399 | 1867.45 | 725015.2634 | 134042.3718 | 60803.1092 | 1345838.2347 | 49353.6566
8266 | 1162.384 | 186.8373 | 186.8373 | 181.8788 | 181.8788 | 1875.95 | 356386.7642 | 65476.362 | 29700.8053 | 1797266.0624 | 22562.0631
8267 | 957.501 | 241.1367 | 241.1367 | 234.7371 | 234.7371 | 1869.5 | 458555.5381 | 84505.3455 | 38332.5637 | 1324826.2823 | 30633.1877
8268 | 1301.609 | 560.8538 | 560.8538 | 545.969 | 545.969 | 1853.8 | 1058321.9319 | 196548.8566 | 89156.7452 | 1385088.0355 | 79820.6745
8269 | 1278.001 | 860.5168 | 860.5168 | 837.6791 | 837.6791 | 1837.8 | 1608330.8876 | 301564.4837 | 136793.0005 | 807110.0036 | 135871.5535
8270 | 1638.085 | 1170.8493 | 1170.8493 | 1139.7756 | 1139.7756 | 1863.5 | 2215065.2494 | 410319.2145 | 186125.3548 | 913401.138 | 155579.3688
8271 | 1340.07 | 82.0469 | 82.0469 | 79.8694 | 79.8694 | 1888.35 | 157825.8303 | 28752.983 | 13042.6726 | 2309947.7048 | 8917.4182
8272 | 1262.195 | 274.6423 | 274.6423 | 267.3535 | 267.3535 | 1899.6 | 531803.1636 | 96247.2451 | 43658.8198 | 1823544.5455 | 26842.2872
8273 | 1317.571 | 8.1899 | 8.1899 | 7.9726 | 7.9726 | 1914.35 | 15972.5144 | 2870.1289 | 1301.9223 | 2400493.9035 | 682.8515
8274 | 1073.537 | 0 | 0 | 0 | 0 | 1927.45 | 0 | 0 | 0 | 1967793.321 | 0
8275 | 968 | 1005.563 | 1005.563 | 978.8759 | 968 | 1933.9 | 1967264.3198 | 348480 | 158074.4 | 0 | 63984.8
8276 | 1704.8 | 1225.3959 | 1225.3959 | 1192.8746 | 1192.8746 | 1820.6 | 2283945.0123 | 429434.8406 | 194796.4152 | 1739522.6542 | 214001.6956
8277 | 1280 | 1225.3959 | 1225.3959 | 1192.8746 | 1192.8746 | 1798.2 | 2247542.5685 | 429434.8406 | 194796.4152 | 296052.2542 | 240722.0857
8278 | 953.6 | 990.6042 | 990.6042 | 964.3141 | 953.6 | 1844.05 | 1837596.5164 | 343296 | 155722.88 | 0 | 148713.92
8279 | 1074.4 | 1116.0918 | 1116.0918 | 1086.4714 | 1074.4 | 1823.1 | 2047306.9078 | 386784 | 175449.52 | 0 | 190061.36
8280 | 1128 | 0 | 0 | 0 | 0 | 1796.65 | 0 | 0 | 0 | 2067624 | 0
8281 | 1326.4 | 0 | 0 | 0 | 0 | 1723.45 | 0 | 0 | 0 | 1578416 | 0
8282 | 1213.6 | 0 | 0 | 0 | 0 | 1774.35 | 0 | 0 | 0 | 1444184 | 0
8283 | 932 | 0 | 0 | 0 | 0 | 1765.35 | 0 | 0 | 0 | 1109080 | 0
8284 | 1318.4 | 0 | 0 | 0 | 0 | 1682.3 | 0 | 0 | 0 | 1568896 | 0
8285 | 1150.4 | 0 | 0 | 0 | 0 | 1765.9 | 0 | 0 | 0 | 1368976 | 0
8286 | 1121.6 | 0 | 0 | 0 | 0 | 1779.3 | 0 | 0 | 0 | 1334704 | 0
8287 | 1252.8 | 0 | 0 | 0 | 0 | 1795.25 | 0 | 0 | 0 | 2296382.4 | 0
8288 | 1217.408 | 0 | 0 | 0 | 0 | 1824.55 | 0 | 0 | 0 | 2231508.864 | 0
8289 | 1302.102 | 317.5657 | 317.5657 | 309.1377 | 309.1377 | 1866.95 | 602909.3104 | 111289.5744 | 50482.1875 | 1820103.5495 | 41130.7719
8290 | 1274.013 | 0 | 0 | 0 | 0 | 1875.95 | 0 | 0 | 0 | 2335265.829 | 0
8291 | 1359.024 | 0 | 0 | 0 | 0 | 1869.5 | 0 | 0 | 0 | 2491090.992 | 0
8292 | 1360.939 | 824.4848 | 824.4848 | 802.6034 | 802.6034 | 1810.85 | 1520544.6263 | 288937.2272 | 131065.1367 | 1023429.1383 | 151812.4348
8293 | 1309.39 | 778.3338 | 778.3338 | 757.6773 | 757.6773 | 1780.7 | 1411725.593 | 272763.8108 | 123728.6953 | 1011289.4667 | 166158.6214
8294 | 1346.761 | 1399.0217 | 1399.0217 | 1361.8924 | 1346.761 | 1863.5 | 2625555.555 | 484833.96 | 219926.0713 | 0 | 183832.8765
8295 | 1666.961 | 777.8154 | 777.8154 | 757.1726 | 757.1726 | 1888.35 | 1496460.2512 | 272582.1525 | 123646.293 | 1667642.0534 | 84538.3259
8296 | 1629.508 | 272.7694 | 272.7694 | 265.5302 | 265.5302 | 1899.6 | 527716.4546 | 95590.8724 | 43361.0818 | 2500171.3055 | 26659.2322
8297 | 1510.972 | 10.9552 | 10.9552 | 10.6645 | 10.6645 | 1914.35 | 21347.7907 | 3839.216 | 1741.511 | 2750063.6678 | 913.4135
8298 | 1715.055 | 0 | 0 | 0 | 0 | 1927.95 | 0 | 0 | 0 | 3143695.815 | 0
8299 | 1569.6 | 900.4578 | 900.4578 | 876.5601 | 876.5601 | 1933.9 | 1780885.8548 | 315561.6406 | 143142.2664 | 2354949.5372 | 57940.6234
8300 | 1138.4 | 1182.5753 | 1182.5753 | 1151.1904 | 1138.4 | 1820.1 | 2178449.4306 | 409824 | 185900.72 | 0 | 204798.16
8301 | 1421.6 | 1225.3959 | 1225.3959 | 1192.8746 | 1192.8746 | 1798.5 | 2245880.0898 | 429434.8406 | 194796.4152 | 777209.0542 | 240364.2233
8302 | 1424.8 | 1225.3959 | 1225.3959 | 1192.8746 | 1192.8746 | 1844.05 | 2301634.5444 | 429434.8406 | 194796.4152 | 788082.6542 | 186028.7872
8303 | 1243.2 | 1225.3959 | 1225.3959 | 1192.8746 | 1192.8746 | 1823.1 | 2275290.2028 | 429434.8406 | 194796.4152 | 171005.8542 | 211019.5092
8304 | 1226.4 | 0 | 0 | 0 | 0 | 1796.65 | 0 | 0 | 0 | 2247991.2 | 0
8305 | 871.2 | 0 | 0 | 0 | 0 | 980.5 | 0 | 0 | 0 | 1036728 | 0
8306 | 1341.6 | 0 | 0 | 0 | 0 | 1604.85 | 0 | 0 | 0 | 1596504 | 0
8307 | 1340 | 0 | 0 | 0 | 0 | 1602.2 | 0 | 0 | 0 | 1594600 | 0
8308 | 1356 | 0 | 0 | 0 | 0 | 1601.25 | 0 | 0 | 0 | 1613640 | 0
8309 | 1612 | 0 | 0 | 0 | 0 | 1378.35 | 0 | 0 | 0 | 1918280 | 0
8310 | 1690.4 | 0 | 0 | 0 | 0 | 1385.45 | 0 | 0 | 0 | 2011576 | 0
8311 | 1544.8 | 0 | 0 | 0 | 0 | 1625.75 | 0 | 0 | 0 | 2831618.4 | 0
8312 | 1215.149 | 0 | 0 | 0 | 0 | 1655.05 | 0 | 0 | 0 | 2227368.117 | 0
8313 | 1492.134 | 415.0627 | 415.0627 | 404.0472 | 404.0472 | 1804.05 | 762817.3531 | 145456.9951 | 65980.9092 | 1994463.0884 | 79173.0505
8314 | 1882.658 | 624.3466 | 624.3466 | 607.7768 | 607.7768 | 1864.55 | 1188629.1684 | 218799.6362 | 99249.9461 | 2336857.2997 | 82323.3631
8315 | 1450.765 | 452.1346 | 452.1346 | 440.1352 | 440.1352 | 1676.5 | 773218.3738 | 158448.6604 | 71874.0729 | 1852484.4825 | 142383.7268
8316 | 1737.05 | 145.7682 | 145.7682 | 141.8996 | 141.8996 | 1527.5 | 227638.1682 | 51083.8525 | 23172.2031 | 2923910.7011 | 67047.5564
8317 | 1360.505 | 1413.2991 | 1413.2991 | 1375.7909 | 1360.505 | 1171.25 | 1669576.5235 | 489781.8 | 222170.4665 | 0 | 1127518.5188
8318 | 1346.552 | 1398.8046 | 1398.8046 | 1361.6811 | 1346.552 | 1525.15 | 2147607.9507 | 484758.72 | 219891.9416 | 0 | 639410.2172
8319 | 1602.583 | 585.9222 | 585.9222 | 570.3722 | 570.3722 | 1818.6 | 1087323.7869 | 205333.9847 | 93141.7769 | 1892042.4337 | 103465.5134
8320 | 1371.928 | 361.1966 | 361.1966 | 351.6106 | 351.6106 | 1888.2 | 696411.4231 | 126579.8183 | 57418.012 | 1870241.7825 | 39310.0658
8321 | 1617.23 | 159.229 | 159.229 | 155.0032 | 155.0032 | 1896.6 | 307962.305 | 55801.1444 | 25312.0191 | 2680261.7629 | 16027.3287
8322 | 1416.264 | 0 | 0 | 0 | 0 | 1864.55 | 0 | 0 | 0 | 2596011.912 | 0
8323 | 1540.8 | 857.6372 | 857.6372 | 834.876 | 834.876 | 1844.2 | 1617180.0535 | 300555.3516 | 136335.247 | 2398729.8311 | 130073.6772
8324 | 1249.6 | 1225.3959 | 1225.3959 | 1192.8746 | 1192.8746 | 1733.15 | 2177016.7262 | 429434.8406 | 194796.4152 | 192753.0542 | 318318.5756
8325 | 1344 | 1225.3959 | 1225.3959 | 1192.8746 | 1192.8746 | 1647.4 | 2064545.8617 | 429434.8406 | 194796.4152 | 513524.2542 | 420607.5689
8326 | 1529.6 | 1225.3959 | 1225.3959 | 1192.8746 | 1192.8746 | 1695.9 | 2118779.2728 | 429434.8406 | 194796.4152 | 1144193.0542 | 362753.1529
8327 | 1204 | 1225.3959 | 1225.3959 | 1192.8746 | 1192.8746 | 1613.1 | 2015570.5056 | 429434.8406 | 194796.4152 | 37804.2542 | 461523.1662
8328 | 1254.4 | 0 | 0 | 0 | 0 | 1440.55 | 0 | 0 | 0 | 2299315.2 | 0
8329 | 1176.8 | 0 | 0 | 0 | 0 | 1076.15 | 0 | 0 | 0 | 2157074.4 | 0
8330 | 1458.4 | 0 | 0 | 0 | 0 | 1380.5 | 0 | 0 | 0 | 2673247.2 | 0
8331 | 1106.4 | 0 | 0 | 0 | 0 | 1555.2 | 0 | 0 | 0 | 2028031.2 | 0
8332 | 1453.6 | 0 | 0 | 0 | 0 | 1478.75 | 0 | 0 | 0 | 2664448.8 | 0
8333 | 1477.6 | 0 | 0 | 0 | 0 | 1480.25 | 0 | 0 | 0 | 2708440.8 | 0
8334 | 1080 | 0 | 0 | 0 | 0 | 1548.55 | 0 | 0 | 0 | 1979640 | 0
8335 | 1225.6 | 144.5559 | 144.5559 | 140.7195 | 140.7195 | 1658.5 | 243536.9351 | 50659.0122 | 22979.4908 | 1988585.996 | 48055.7019
8336 | 918.666 | 721.024 | 721.024 | 701.8884 | 701.8884 | 1746.25 | 1282733.7796 | 252679.8256 | 114618.3764 | 397353.3327 | 178104.1826
8337 | 1374.39 | 1427.7229 | 1427.7229 | 1389.8319 | 1374.39 | 1856.05 | 2661401.4288 | 494780.4 | 224437.887 | 0 | 197843.4405
8338 | 1560.354 | 1620.9031 | 1620.9031 | 1577.8853 | 1560.354 | 1825.4 | 2974639.6112 | 561727.44 | 254805.8082 | 0 | 272437.8084
8339 | 1797.136 | 1866.8734 | 1866.8734 | 1817.3276 | 1797.136 | 1700 | 3195228.7358 | 646968.96 | 293472.3088 | 0 | 539140.8
8340 | 1185.147 | 1231.1363 | 1231.1363 | 1198.4626 | 1185.147 | 1718.3 | 2134346.4983 | 426652.92 | 193534.5051 | 0 | 333855.9099
8341 | 1448.412 | 1504.6173 | 1504.6173 | 1464.6855 | 1448.412 | 1342.1 | 2033024.0355 | 521428.32 | 236525.6796 | 0 | 952910.2548
8342 | 1481.714 | 1539.2115 | 1539.2115 | 1498.3617 | 1481.714 | 1463.95 | 2271705.3221 | 533417.04 | 241963.8962 | 0 | 794272.7897
8343 | 915.477 | 951.0019 | 951.0019 | 925.7628 | 915.477 | 1683.95 | 1617455.8885 | 329571.72 | 149497.3941 | 0 | 289336.5059
8344 | 1225.411 | 933.6923 | 933.6923 | 908.9126 | 908.9126 | 1754.15 | 1670836.6695 | 327208.5245 | 148425.4224 | 580141.6259 | 223456.1548
8345 | 1517.155 | 282.4541 | 282.4541 | 274.9579 | 274.9579 | 1896.6 | 545931.9161 | 98984.8616 | 44900.6331 | 2276947.1945 | 28430.6519
8346 | 1563.602 | 0 | 0 | 0 | 0 | 1877.4 | 0 | 0 | 0 | 2866082.466 | 0
8347 | 1392 | 0 | 0 | 0 | 0 | 1818.2 | 0 | 0 | 0 | 2551536 | 0
8348 | 1641.6 | 0 | 0 | 0 | 0 | 1728.05 | 0 | 0 | 0 | 3009052.8 | 0
8349 | 1546.4 | 0 | 0 | 0 | 0 | 1666.45 | 0 | 0 | 0 | 2834551.2 | 0
8350 | 1494.4 | 0 | 0 | 0 | 0 | 1658.6 | 0 | 0 | 0 | 2739235.2 | 0
8351 | 1361.6 | 0 | 0 | 0 | 0 | 1519.7 | 0 | 0 | 0 | 2495812.8 | 0
8352 | 1280.8 | 968.2844 | 968.2844 | 942.5867 | 942.5867 | 1230.1 | 1214404.788 | 339331.2149 | 153924.4094 | 619944.9642 | 725697.5065
8353 | 1408 | 0 | 0 | 0 | 0 | 1133.65 | 0 | 0 | 0 | 1675520 | 0
8354 | 1036.8 | 0 | 0 | 0 | 0 | 1282.6 | 0 | 0 | 0 | 1233792 | 0
8355 | 1119.2 | 0 | 0 | 0 | 0 | 1227.35 | 0 | 0 | 0 | 1331848 | 0
8356 | 1168 | 0 | 0 | 0 | 0 | 1160.9 | 0 | 0 | 0 | 1389920 | 0
8357 | 1204.8 | 0 | 0 | 0 | 0 | 1152.45 | 0 | 0 | 0 | 1433712 | 0
8358 | 1127.2 | 0 | 0 | 0 | 0 | 1158 | 0 | 0 | 0 | 1341368 | 0
8359 | 1190.4 | 1236.5932 | 1236.5932 | 1203.7747 | 1190.4 | 1199.25 | 1490846.6443 | 428544 | 194392.32 | 0 | 953212.8
8360 | 210.344 | 218.5063 | 218.5063 | 212.7073 | 210.344 | 1327.3 | 291271.3536 | 75723.84 | 34349.1752 | 0 | 141498.4088
8361 | 101.182 | 467.8984 | 105.1083 | 455.4807 | 101.182 | 1646.8 | 174249.606 | 36425.52 | 16523.0206 | 0 | 35737.4824
8362 | 0 | 354.3311 | 0 | 344.9274 | 0 | 1654.45 | 0 | 0 | 0 | 0 | 0
8363 | 0 | 0 | 0 | 0 | 0 | 1374.85 | 0 | 0 | 0 | 0 | 0
8364 | 0 | 101.8932 | 0 | 99.1891 | 0 | 1283.75 | 0 | 0 | 0 | 0 | 0
8365 | 0 | 328.1106 | 0 | 319.4028 | 0 | 1115 | 0 | 0 | 0 | 0 | 0
8366 | 0 | 2026.466 | 0 | 1972.6847 | 0 | 1253.8 | 0 | 0 | 0 | 0 | 0
8367 | 0 | 1491.2167 | 0 | 1451.6406 | 0 | 1614.7 | 0 | 0 | 0 | 0 | 0
8368 | 0 | 803.6027 | 0 | 782.2756 | 0 | 1430.55 | 0 | 0 | 0 | 0 | 0
8369 | 0 | 274.848 | 0 | 267.5537 | 0 | 1625.8 | 0 | 0 | 0 | 0 | 0
8370 | 0 | 0 | 0 | 0 | 0 | 1641.2 | 0 | 0 | 0 | 0 | 0
8371 | 0 | 0 | 0 | 0 | 0 | 1690.55 | 0 | 0 | 0 | 0 | 0
8372 | 0 | 0 | 0 | 0 | 0 | 1496.15 | 0 | 0 | 0 | 0 | 0
8373 | 137.6 | 142.9395 | 142.9395 | 139.146 | 137.6 | 1332.8 | 192530.7577 | 49536 | 22470.08 | 0 | 91806.72
8374 | 224 | 232.6923 | 232.6923 | 226.5167 | 224 | 1432.25 | 335712.7675 | 80640 | 36579.2 | 0 | 127176
8375 | 279.2 | 290.0343 | 290.0343 | 282.3369 | 279.2 | 1162.95 | 339917.3088 | 100512 | 45593.36 | 0 | 233704.36
8376 | 275.2 | 285.8791 | 285.8791 | 278.292 | 275.2 | 992.5 | 286156.638 | 99072 | 44940.16 | 0 | 277264
8377 | 272 | 282.5549 | 282.5549 | 275.056 | 272 | 1033.85 | 293697.5362 | 97920 | 44417.6 | 0 | 262792.8
8378 | 291.2 | 302.4999 | 302.4999 | 294.4718 | 291.2 | 1007.1 | 306673.6044 | 104832 | 47552.96 | 0 | 289132.48
8379 | 199.2 | 206.9299 | 206.9299 | 201.4381 | 199.2 | 1003.4 | 208908.7872 | 71712 | 32529.36 | 0 | 198522.72
8380 | 207.2 | 215.2403 | 215.2403 | 209.528 | 207.2 | 1002.4 | 216859.5808 | 74592 | 33835.76 | 0 | 206702.72
8381 | 285.6 | 296.6826 | 296.6826 | 288.8088 | 285.6 | 1002.5 | 298876.4353 | 102816 | 46638.48 | 0 | 284886
8382 | 264 | 274.2445 | 274.2445 | 266.9662 | 264 | 1003.4 | 276470.5672 | 95040 | 43111.2 | 0 | 263102.4
8383 | 318.4 | 330.7554 | 330.7554 | 321.9774 | 318.4 | 1004.8 | 333506.3118 | 114624 | 51994.72 | 0 | 316871.68
8384 | 138.494 | 143.8682 | 143.8682 | 140.05 | 138.494 | 1111.65 | 160640.1339 | 49857.84 | 22616.0702 | 0 | 123031.1449
8385 | 740.535 | 769.2713 | 769.2713 | 748.8552 | 740.535 | 1155.05 | 893937.5692 | 266592.6 | 120929.3655 | 0 | 625715.0483
8386 | 1328.616 | 1380.1726 | 1380.1726 | 1343.5436 | 1328.616 | 1163.35 | 1617315.7585 | 478301.76 | 216962.9928 | 0 | 1111586.5764
8387 | 1321.969 | 1691.0464 | 1373.2677 | 1646.1669 | 1321.969 | 1103 | 1526864.6622 | 475908.84 | 215877.5377 | 0 | 1185806.193
8388 | 1360.73 | 2405.3389 | 1413.5328 | 2341.5025 | 1360.73 | 1165.8 | 1663582.6178 | 489862.8 | 222207.209 | 0 | 1135120.966
8389 | 1345.146 | 1920.2472 | 1397.3441 | 1869.2849 | 1345.146 | 1115.3 | 1574051.6365 | 484252.56 | 219662.3418 | 0 | 1190050.6662
8390 | 1049.667 | 1588.9132 | 1090.3991 | 1546.7443 | 1049.667 | 1083.45 | 1190710.932 | 377880.12 | 171410.6211 | 0 | 962072.2889
8391 | 978.516 | 1436.8768 | 1016.4871 | 1398.7429 | 978.516 | 1034.6 | 1061983.7861 | 352265.76 | 159791.6628 | 0 | 944659.3464
8392 | 1113.713 | 445.1237 | 445.1237 | 433.3103 | 433.3103 | 1046.5 | 474980.1999 | 155991.7223 | 70759.5785 | 1247178.0762 | 413161.409
8393 | 1271.929 | 80.4876 | 80.4876 | 78.3515 | 78.3515 | 1099.15 | 90211.8224 | 28206.5518 | 12794.8053 | 2187827.4972 | 70582.9784
8394 | 1081.973 | 0 | 0 | 0 | 0 | 1248.45 | 0 | 0 | 0 | 1983256.509 | 0
8395 | 1176.8 | 1222.4654 | 1222.4654 | 1190.0219 | 1176.8 | 1367.95 | 1688474.528 | 423648 | 192171.44 | 0 | 743796.44
8396 | 942.4 | 978.9696 | 978.9696 | 952.9883 | 942.4 | 1281.25 | 1269027.5724 | 339264 | 153893.92 | 0 | 677350
8397 | 892.8 | 927.4449 | 927.4449 | 902.831 | 892.8 | 1211.45 | 1134817.8415 | 321408 | 145794.24 | 0 | 704017.44
8398 | 998.4 | 1037.1427 | 1037.1427 | 1009.6175 | 998.4 | 1175.4 | 1231979.6248 | 359424 | 163038.72 | 0 | 823280.64
8399 | 1292 | 1225.3959 | 1225.3959 | 1192.8746 | 1192.8746 | 1078.3 | 1349275.7272 | 429434.8406 | 194796.4152 | 336828.2542 | 1099472.4795
8400 | 1080.8 | 0 | 0 | 0 | 0 | 1033.55 | 0 | 0 | 0 | 1981106.4 | 0
8401 | 1272.8 | 0 | 0 | 0 | 0 | 1162.85 | 0 | 0 | 0 | 1514632 | 0
8402 | 1246.4 | 0 | 0 | 0 | 0 | 962.75 | 0 | 0 | 0 | 1483216 | 0
8403 | 1290.4 | 0 | 0 | 0 | 0 | 618.75 | 0 | 0 | 0 | 1535576 | 0
8404 | 856 | 0 | 0 | 0 | 0 | 962.45 | 0 | 0 | 0 | 1018640 | 0
8405 | 1009.6 | 0 | 0 | 0 | 0 | 963.95 | 0 | 0 | 0 | 1201424 | 0
8406 | 1304.8 | 0 | 0 | 0 | 0 | 971 | 0 | 0 | 0 | 1552712 | 0
8407 | 1032.8 | 0 | 0 | 0 | 0 | 1265.65 | 0 | 0 | 0 | 1893122.4 | 0
8408 | 1361.032 | 0 | 0 | 0 | 0 | 1615.95 | 0 | 0 | 0 | 2494771.656 | 0
8409 | 1132.013 | 63.6278 | 63.6278 | 61.9392 | 61.9392 | 1672 | 108020.7862 | 22298.1054 | 10114.6684 | 1961445.3089 | 20316.0516
8410 | 1598.971 | 1365.5317 | 1365.5317 | 1329.2912 | 1329.2912 | 1572.55 | 2187056.9345 | 478544.8424 | 217073.2577 | 494323.0202 | 568205.5358
8411 | 1537.183 | 1596.833 | 1596.833 | 1554.4539 | 1537.183 | 1331.8 | 2141045.1745 | 553385.88 | 251021.9839 | 0 | 1027145.6806
8412 | 1425.846 | 1503.2544 | 1481.1756 | 1463.3588 | 1425.846 | 1209.35 | 1804756.6752 | 513304.56 | 232840.6518 | 0 | 1127345.1399
8413 | 1392.659 | 1446.7008 | 1446.7008 | 1408.3061 | 1392.659 | 1198.7 | 1748695.503 | 501357.24 | 227421.2147 | 0 | 1115937.6567
8414 | 1295.781 | 1346.0635 | 1346.0635 | 1310.3397 | 1295.781 | 1320.15 | 1784452.0592 | 466481.16 | 211601.0373 | 0 | 880936.7129
8415 | 1618.778 | 1659.2548 | 1659.2548 | 1615.2191 | 1615.2191 | 1631.65 | 2747493.9241 | 581478.8616 | 263765.2725 | 6523.537 | 594965.9408
8416 | 1607.397 | 1063.7651 | 1063.7651 | 1035.5334 | 1035.5334 | 1782.6 | 1918792.0032 | 372792.0247 | 169102.6045 | 1048225.9751 | 225124.9616
8417 | 1627.259 | 119.2174 | 119.2174 | 116.0534 | 116.0534 | 1811.8 | 218353.6829 | 41779.2325 | 18951.5241 | 2770039.8214 | 21841.2543
8418 | 1365.124 | 0 | 0 | 0 | 0 | 1910.2 | 0 | 0 | 0 | 2502272.292 | 0
8419 | 1428 | 863.8918 | 863.8918 | 840.9646 | 840.9646 | 1922.5 | 1688321.6448 | 302747.2651 | 137329.5233 | 1994746.2033 | 65174.7585
8420 | 1173.6 | 1219.1413 | 1219.1413 | 1186.7859 | 1173.6 | 1817.9 | 2233091.8226 | 422496 | 191648.88 | 0 | 213712.56
8421 | 1508 | 1225.3959 | 1225.3959 | 1192.8746 | 1192.8746 | 1713.75 | 2134042.9535 | 429434.8406 | 194796.4152 | 1070796.2542 | 341460.342
8422 | 1451.2 | 1225.3959 | 1225.3959 | 1192.8746 | 1192.8746 | 1793.5 | 2229300.3204 | 429434.8406 | 194796.4152 | 877789.8542 | 246328.5961
8423 | 1724 | 1225.3959 | 1225.3959 | 1192.8746 | 1192.8746 | 1706.1 | 2115868.9207 | 429434.8406 | 194796.4152 | 1804764.2542 | 350585.8324
8424 | 1598.4 | 0 | 0 | 0 | 0 | 1612.6 | 0 | 0 | 0 | 2929867.2 | 0
8425 | 1463.2 | 0 | 0 | 0 | 0 | 1304.15 | 0 | 0 | 0 | 1741208 | 0
8426 | 1581.6 | 0 | 0 | 0 | 0 | 1278.55 | 0 | 0 | 0 | 1882104 | 0
8427 | 1542.4 | 0 | 0 | 0 | 0 | 1275.95 | 0 | 0 | 0 | 1835456 | 0
8428 | 1321.6 | 0 | 0 | 0 | 0 | 1333.1 | 0 | 0 | 0 | 1572704 | 0
8429 | 1266.4 | 0 | 0 | 0 | 0 | 1386.45 | 0 | 0 | 0 | 1507016 | 0
8430 | 1100 | 0 | 0 | 0 | 0 | 1301.65 | 0 | 0 | 0 | 1309000 | 0
8431 | 1120 | 0 | 0 | 0 | 0 | 1564.5 | 0 | 0 | 0 | 2052960 | 0
8432 | 977.25 | 0 | 0 | 0 | 0 | 1720.55 | 0 | 0 | 0 | 1791299.25 | 0
8433 | 1164.458 | 150.2849 | 150.2849 | 146.2964 | 146.2964 | 1777.75 | 271010.6815 | 52666.7191 | 23890.209 | 1866290.136 | 32514.3842
8434 | 1811.107 | 553.8616 | 553.8616 | 539.1624 | 539.1624 | 1711.95 | 965025.9623 | 194098.4713 | 88045.2232 | 2331474.4145 | 155305.7352
8435 | 1589.091 | 914.4868 | 914.4868 | 890.2168 | 890.2168 | 1218.7 | 1135847.5814 | 320478.065 | 145372.4112 | 1281036.322 | 695526.4227
8436 | 1463.659 | 870.3885 | 870.3885 | 847.2889 | 847.2889 | 1051.85 | 936215.2629 | 305024.001 | 138362.276 | 1129806.4085 | 803356.9627
8437 | 1438.004 | 1275.2544 | 1275.2544 | 1241.4098 | 1241.4098 | 1209.9 | 1576614.3799 | 446907.5328 | 202722.2225 | 360357.1441 | 980837.8935
8438 | 1439.024 | 1494.865 | 1494.865 | 1455.1921 | 1439.024 | 1229.9 | 1856596.3831 | 518048.64 | 234992.6192 | 0 | 1108192.3824
8439 | 1791.185 | 701.1049 | 701.1049 | 682.498 | 682.498 | 1364.75 | 972795.3284 | 245699.2674 | 111451.9177 | 2032223.3353 | 433556.8322
8440 | 1612.223 | 417.8093 | 417.8093 | 406.7209 | 406.7209 | 1679.6 | 710919.4638 | 146419.5295 | 66417.5255 | 2209685.3214 | 130313.3812
8441 | 1277.059 | 54.0739 | 54.0739 | 52.6388 | 52.6388 | 1765.9 | 96689.8562 | 18949.9858 | 8595.9241 | 2244362.136 | 12322.7547
8442 | 1399.92 | 0 | 0 | 0 | 0 | 1814.75 | 0 | 0 | 0 | 2566053.36 | 0
8443 | 1373.6 | 867.216 | 867.216 | 844.2006 | 844.2006 | 1898.2 | 1682417.3614 | 303912.2083 | 137857.9545 | 1798899.2336 | 85939.6189
8444 | 1170.4 | 1215.8171 | 1215.8171 | 1183.55 | 1170.4 | 1793.6 | 2206272.2074 | 421344 | 191126.32 | 0 | 241570.56
8445 | 1194.4 | 1225.3959 | 1225.3959 | 1192.8746 | 1192.8746 | 1712.45 | 2139773.7307 | 429434.8406 | 194796.4152 | 5183.4542 | 343011.079
8446 | 1397.6 | 1225.3959 | 1225.3959 | 1192.8746 | 1192.8746 | 1728.35 | 2153817.6414 | 429434.8406 | 194796.4152 | 695657.0542 | 324044.3735
8447 | 1476 | 1225.3959 | 1225.3959 | 1192.8746 | 1192.8746 | 1642.2 | 2047013.6447 | 429434.8406 | 194796.4152 | 962060.2542 | 426810.5166
8448 | 1419.2 | 0 | 0 | 0 | 0 | 1551.35 | 0 | 0 | 0 | 2601393.6 | 0
8449 | 1497.6 | 0 | 0 | 0 | 0 | 1476.85 | 0 | 0 | 0 | 1782144 | 0
8450 | 1310.4 | 0 | 0 | 0 | 0 | 1278.65 | 0 | 0 | 0 | 1559376 | 0
8451 | 1341.6 | 0 | 0 | 0 | 0 | 1276 | 0 | 0 | 0 | 1596504 | 0
8452 | 1416 | 0 | 0 | 0 | 0 | 1275.05 | 0 | 0 | 0 | 1685040 | 0
8453 | 957.6 | 0 | 0 | 0 | 0 | 1290.15 | 0 | 0 | 0 | 1139544 | 0
8454 | 1168 | 0 | 0 | 0 | 0 | 1575.7 | 0 | 0 | 0 | 1389920 | 0
8455 | 1116.8 | 0 | 0 | 0 | 0 | 1658.5 | 0 | 0 | 0 | 2047094.4 | 0
8456 | 1100.114 | 0 | 0 | 0 | 0 | 1722.75 | 0 | 0 | 0 | 2016508.962 | 0
8457 | 1505.134 | 166.831 | 166.831 | 162.4034 | 162.4034 | 1719 | 293673.0783 | 58465.224 | 26520.4752 | 2461225.1899 | 45635.3554
8458 | 1372.623 | 561.7139 | 561.7139 | 546.8063 | 546.8063 | 1619.25 | 934656.0521 | 196850.2857 | 89293.4768 | 1513721.9212 | 208196.5174
8459 | 1730.814 | 763.5942 | 763.5942 | 743.3288 | 743.3288 | 1331.8 | 1040349.0825 | 267598.3797 | 121385.5984 | 1810060.3118 | 496692.326
8460 | 1451.75 | 740.6242 | 740.6242 | 720.9684 | 720.9684 | 1268.85 | 962099.4282 | 259548.6221 | 117734.1388 | 1339522.6826 | 527136.0417
8461 | 1419.609 | 1002.4933 | 1002.4933 | 975.8877 | 975.8877 | 1342 | 1376235.1903 | 351319.5728 | 159362.4618 | 813341.1388 | 642134.1081
8462 | 1566.858 | 1627.6595 | 1627.6595 | 1584.4623 | 1566.858 | 1333.7 | 2191997.3867 | 564068.88 | 255867.9114 | 0 | 1043997.4854
8463 | 1497.729 | 1314.8546 | 1314.8546 | 1279.9591 | 1279.9591 | 1381.2 | 1852443.4761 | 460785.283 | 209017.3242 | 399172.191 | 792038.7031
8464 | 1156.838 | 919.0067 | 919.0067 | 894.6167 | 894.6167 | 1549.1 | 1446048.7891 | 322062.0237 | 146090.9124 | 480651.5831 | 403382.6847
8465 | 1305.359 | 292.5368 | 292.5368 | 284.773 | 284.773 | 1765.9 | 524331.7455 | 102518.2801 | 46503.4309 | 1870734.1377 | 66665.3593
8466 | 1419.829 | 0 | 0 | 0 | 0 | 1842.45 | 0 | 0 | 0 | 2602546.557 | 0
8467 | 1196 | 857.6372 | 857.6372 | 834.876 | 834.876 | 1922.5 | 1678077.209 | 300555.3516 | 136335.247 | 1227099.4311 | 64702.8882
8468 | 1183.2 | 1225.3959 | 1225.3959 | 1192.8746 | 1183.2 | 1820.1 | 2254939.4375 | 425952 | 193216.56 | 0 | 212857.68
8469 | 1408.8 | 1225.3959 | 1225.3959 | 1192.8746 | 1192.8746 | 1798.2 | 2238698.1989 | 429434.8406 | 194796.4152 | 733714.6542 | 240722.0857
8470 | 1412 | 1225.3959 | 1225.3959 | 1192.8746 | 1192.8746 | 1832.65 | 2286189.2869 | 429434.8406 | 194796.4152 | 744588.2542 | 199627.5572
8471 | 1347.2 | 1225.3959 | 1225.3959 | 1192.8746 | 1192.8746 | 1722.75 | 2148881.1658 | 429434.8406 | 194796.4152 | 524397.8542 | 330724.471
8472 | 1276 | 0 | 0 | 0 | 0 | 1705.5 | 0 | 0 | 0 | 2338908 | 0
8473 | 1184 | 0 | 0 | 0 | 0 | 1597.75 | 0 | 0 | 0 | 1408960 | 0
8474 | 1453.6 | 0 | 0 | 0 | 0 | 1529.05 | 0 | 0 | 0 | 1729784 | 0
8475 | 1312.8 | 0 | 0 | 0 | 0 | 1352.1 | 0 | 0 | 0 | 1562232 | 0
8476 | 1127.2 | 0 | 0 | 0 | 0 | 1308.1 | 0 | 0 | 0 | 1341368 | 0
8477 | 1457.6 | 0 | 0 | 0 | 0 | 1284.6 | 0 | 0 | 0 | 1734544 | 0
8478 | 1394.4 | 0 | 0 | 0 | 0 | 1529.25 | 0 | 0 | 0 | 1659336 | 0
8479 | 1288.8 | 0 | 0 | 0 | 0 | 1638.85 | 0 | 0 | 0 | 2362370.4 | 0
8480 | 1161.104 | 0 | 0 | 0 | 0 | 1686.5 | 0 | 0 | 0 | 2128303.632 | 0
8481 | 829.113 | 0 | 0 | 0 | 0 | 1686.55 | 0 | 0 | 0 | 1519764.129 | 0
8482 | 1028.635 | 194.5827 | 194.5827 | 189.4186 | 189.4186 | 1680.5 | 333076.3183 | 68190.6797 | 30932.05 | 1538283.7444 | 60519.2282
8483 | 1605.522 | 866.7018 | 866.7018 | 843.7 | 843.7 | 1267.1 | 1118008.9092 | 303732.0062 | 137776.2128 | 1396419.6946 | 618347.7426
8484 | 1388.834 | 965.7238 | 965.7238 | 940.094 | 940.094 | 1051.85 | 1035946.9849 | 338433.8446 | 153517.3523 | 822540.3967 | 891350.1381
8485 | 1422.415 | 837.3327 | 837.3327 | 815.1104 | 815.1104 | 1161.6 | 988581.6247 | 293439.7328 | 133107.5232 | 1113189.3889 | 683388.5333
8486 | 1624.992 | 1688.0494 | 1688.0494 | 1643.2495 | 1624.992 | 1278.2 | 2170316.0868 | 584997.12 | 265361.1936 | 0 | 1172919.2256
8487 | 1558.054 | 1201.9729 | 1201.9729 | 1170.0732 | 1170.0732 | 1364.75 | 1666226.2833 | 421226.3595 | 191072.9569 | 711168.7685 | 743289.0134
8488 | 1796.174 | 188.0798 | 188.0798 | 183.0882 | 183.0882 | 1494.35 | 285675.0165 | 65911.7595 | 29898.3065 | 2956786.2333 | 92578.5588
8489 | 1733.951 | 143.648 | 143.648 | 139.8357 | 139.8357 | 1751.65 | 255953.1367 | 50340.8371 | 22835.1631 | 2922013.4206 | 34728.1858
8490 | 1379.821 | 0 | 0 | 0 | 0 | 1812.55 | 0 | 0 | 0 | 2529211.893 | 0
8491 | 1425.6 | 857.6372 | 857.6372 | 834.876 | 834.876 | 1922.5 | 1685373.1415 | 300555.3516 | 136335.247 | 2007280.2311 | 64702.8882
8492 | 1449.6 | 1225.3959 | 1225.3959 | 1192.8746 | 1192.8746 | 1778.75 | 2225783.2479 | 429434.8406 | 194796.4152 | 872353.0542 | 263923.4958
8493 | 1551.2 | 1225.3959 | 1225.3959 | 1192.8746 | 1192.8746 | 1772.2 | 2214632.7138 | 429434.8406 | 194796.4152 | 1217589.8542 | 271736.8242
8494 | 1432.8 | 1225.3959 | 1225.3959 | 1192.8746 | 1192.8746 | 1741.5 | 2169151.1624 | 429434.8406 | 194796.4152 | 815266.6542 | 308358.0731
8495 | 1576.8 | 1225.3959 | 1225.3959 | 1192.8746 | 1192.8746 | 1705.1 | 2122799.3274 | 429434.8406 | 194796.4152 | 1304578.6542 | 351778.707
8496 | 1746.4 | 0 | 0 | 0 | 0 | 1690.05 | 0 | 0 | 0 | 3201151.2 | 0
8497 | 704 | 0 | 0 | 0 | 0 | 1630.5 | 0 | 0 | 0 | 1290432 | 0
8498 | 883.2 | 0 | 0 | 0 | 0 | 1575.75 | 0 | 0 | 0 | 1618905.6 | 0
8499 | 1075.2 | 0 | 0 | 0 | 0 | 1395.9 | 0 | 0 | 0 | 1970841.6 | 0
8500 | 876.8 | 0 | 0 | 0 | 0 | 1293.1 | 0 | 0 | 0 | 1607174.4 | 0
8501 | 927.2 | 0 | 0 | 0 | 0 | 1284.6 | 0 | 0 | 0 | 1699557.6 | 0
8502 | 720.8 | 0 | 0 | 0 | 0 | 1443.5 | 0 | 0 | 0 | 1321226.4 | 0
8503 | 638.4 | 105.6953 | 105.6953 | 102.8902 | 102.8902 | 1643.95 | 176504.2258 | 37040.4619 | 16801.9651 | 981589.5147 | 36634.0457
8504 | 622.722 | 646.8866 | 646.8866 | 629.7186 | 622.722 | 1687.8 | 1096380.6484 | 224179.92 | 101690.5026 | 0 | 194413.8084
8505 | 603.316 | 626.7275 | 626.7275 | 610.0945 | 603.316 | 1541.95 | 969038.4496 | 217193.76 | 98521.5028 | 0 | 276348.8938
8506 | 1098.458 | 1141.0834 | 1141.0834 | 1110.7997 | 1098.458 | 1326.85 | 1519081.1147 | 395444.88 | 179378.1914 | 0 | 739427.0027
8507 | 979.053 | 1084.7469 | 1017.0449 | 1055.9583 | 979.053 | 1127.25 | 1155785.5117 | 352459.08 | 159879.3549 | 0 | 854468.5058
8508 | 716.923 | 1159.4173 | 744.743 | 1128.6469 | 716.923 | 1051.85 | 793756.0417 | 258092.28 | 117073.5259 | 0 | 679750.5425
8509 | 680.172 | 1076.3908 | 706.5669 | 1047.824 | 680.172 | 1095.55 | 781569.1301 | 244861.92 | 111072.0876 | 0 | 615181.5654
8510 | 780.334 | 1690.0501 | 810.6147 | 1645.1971 | 780.334 | 1104.35 | 901687.352 | 280920.24 | 127428.5422 | 0 | 698906.1471
8511 | 882.579 | 1530.8471 | 916.8273 | 1490.2192 | 882.579 | 1294.9 | 1191246.6832 | 317728.44 | 144125.1507 | 0 | 622306.4529
8512 | 842.753 | 1411.6692 | 875.4558 | 1374.2042 | 842.753 | 1392.4 | 1218303.2572 | 303391.08 | 137621.5649 | 0 | 512056.7228
8513 | 490.41 | 602.5878 | 509.4402 | 586.5954 | 490.41 | 1751.65 | 896433.5396 | 176547.6 | 80083.953 | 0 | 121793.3235
8514 | 678.563 | 0 | 0 | 0 | 0 | 1877.4 | 0 | 0 | 0 | 1243805.979 | 0
8515 | 853.6 | 628.7594 | 628.7594 | 612.0725 | 612.0725 | 1922.5 | 1226980.3667 | 220346.0983 | 99951.4385 | 442719.916 | 47435.6184
8516 | 705.6 | 732.9806 | 732.9806 | 713.5277 | 705.6 | 1830.75 | 1348412.0697 | 254016 | 115224.48 | 0 | 119422.8
8517 | 828.8 | 860.9614 | 860.9614 | 838.1119 | 828.8 | 1798.5 | 1550449.327 | 298368 | 135343.04 | 0 | 167003.2
8518 | 820 | 851.8199 | 851.8199 | 829.2131 | 820 | 1832.65 | 1560249.1597 | 295200 | 133906 | 0 | 137227
8519 | 755.2 | 784.5053 | 784.5053 | 763.685 | 755.2 | 1772.55 | 1389168.0853 | 271872 | 123324.16 | 0 | 171770.24
8520 | 697.6 | 724.6702 | 724.6702 | 705.4378 | 697.6 | 1705.5 | 1234244.7695 | 251136 | 113918.08 | 0 | 205443.2
8521 | 1381.6 | 0 | 0 | 0 | 0 | 1669.3 | 0 | 0 | 0 | 1644104 | 0
8522 | 1472 | 0 | 0 | 0 | 0 | 1608.85 | 0 | 0 | 0 | 1751680 | 0
8523 | 1526.4 | 0 | 0 | 0 | 0 | 1665.05 | 0 | 0 | 0 | 1816416 | 0
8524 | 1505.6 | 0 | 0 | 0 | 0 | 1667.05 | 0 | 0 | 0 | 1791664 | 0
8525 | 1336.8 | 0 | 0 | 0 | 0 | 1669.35 | 0 | 0 | 0 | 1590792 | 0
8526 | 1504 | 0 | 0 | 0 | 0 | 1676.2 | 0 | 0 | 0 | 1789760 | 0
8527 | 1156.8 | 1201.6893 | 1201.6893 | 1169.7972 | 1156.8 | 1686.55 | 2039922.5881 | 416448 | 188905.44 | 0 | 362598.96
8528 | 151.282 | 157.1525 | 157.1525 | 152.9817 | 151.282 | 1763.4 | 278975.7912 | 54461.52 | 24704.3506 | 0 | 35793.3212
8529 | 203.767 | 211.6741 | 211.6741 | 206.0564 | 203.767 | 1845.4 | 393246.4361 | 73356.12 | 33275.1511 | 0 | 31502.3782
8530 | 271.406 | 281.9378 | 281.9378 | 274.4554 | 271.406 | 1753.75 | 499123.717 | 97706.16 | 44320.5998 | 0 | 66833.7275
8531 | 225.678 | 736.2082 | 234.4364 | 716.6696 | 225.678 | 1345.8 | 318594.9479 | 81244.08 | 36853.2174 | 0 | 147638.5476
8532 | 210.894 | 742.2634 | 219.0787 | 722.5641 | 210.894 | 1243.25 | 275586.7908 | 75921.84 | 34438.9902 | 0 | 159594.0345
8533 | 235.761 | 349.618 | 244.9107 | 340.3394 | 235.761 | 1201.9 | 297667.593 | 84873.96 | 38499.7713 | 0 | 188160.8541
8534 | 236.032 | 245.1912 | 245.1912 | 238.6839 | 236.032 | 1312.8 | 323893.3694 | 84971.52 | 38544.0256 | 0 | 162201.1904
8535 | 258.885 | 708.709 | 268.931 | 689.9002 | 258.885 | 1707.4 | 461888.8912 | 93198.6 | 42275.9205 | 0 | 75749.751
8536 | 263.906 | 378.3576 | 274.1468 | 368.3162 | 263.906 | 1826.7 | 500119.2511 | 95006.16 | 43095.8498 | 0 | 45734.9098
8537 | 505.286 | 166.1454 | 166.1454 | 161.736 | 161.736 | 1840.9 | 309110.6617 | 58224.9544 | 26411.4863 | 629727.1783 | 25732.1951
8538 | 457.786 | 222.1972 | 222.1972 | 216.3002 | 216.3002 | 1886.5 | 424390.3912 | 77868.0814 | 35321.8269 | 442643.4233 | 24550.0757
8539 | 296 | 307.4862 | 307.4862 | 299.3257 | 296 | 1889.15 | 582669.9706 | 106560 | 48336.8 | 0 | 32811.6
8540 | 264.8 | 275.0755 | 275.0755 | 267.7751 | 264.8 | 1785.65 | 493769.1944 | 95328 | 43241.84 | 0 | 56759.88
8541 | 239.2 | 248.4821 | 248.4821 | 241.8875 | 239.2 | 1770.95 | 440446.1521 | 86112 | 39061.36 | 0 | 54788.76
8542 | 282.4 | 293.3585 | 293.3585 | 285.5729 | 282.4 | 1818.05 | 532754.2617 | 101664 | 46115.92 | 0 | 51382.68
8543 | 237.6 | 246.82 | 246.82 | 240.2695 | 237.6 | 1762.9 | 434704.7272 | 85536 | 38800.08 | 0 | 56334.96
8544 | 223.2 | 231.8612 | 231.8612 | 225.7077 | 223.2 | 1683.5 | 390111.6165 | 80352 | 36448.56 | 0 | 70642.8
8545 | 259.2 | 0 | 0 | 0 | 0 | 1421.9 | 0 | 0 | 0 | 308448 | 0
8546 | 218.4 | 0 | 0 | 0 | 0 | 1585.75 | 0 | 0 | 0 | 259896 | 0
8547 | 200 | 0 | 0 | 0 | 0 | 1582.05 | 0 | 0 | 0 | 238000 | 0
8548 | 210.4 | 0 | 0 | 0 | 0 | 1566.5 | 0 | 0 | 0 | 250376 | 0
8549 | 123.2 | 0 | 0 | 0 | 0 | 1519.9 | 0 | 0 | 0 | 146608 | 0
8550 | 180 | 0 | 0 | 0 | 0 | 1582.05 | 0 | 0 | 0 | 214200 | 0
8551 | 153.6 | 159.5604 | 159.5604 | 155.3258 | 153.6 | 1598 | 257274.162 | 55296 | 25082.88 | 0 | 61747.2
8552 | 243.992 | 253.46 | 253.46 | 246.7334 | 243.992 | 1592.7 | 406806.26 | 87837.12 | 39843.8936 | 0 | 99377.9416
8553 | 437.884 | 454.876 | 454.876 | 442.8038 | 437.884 | 1409.85 | 646187.3285 | 157638.24 | 71506.4572 | 0 | 258417.2426
8554 | 969.506 | 1007.1274 | 1007.1274 | 980.3988 | 969.506 | 1304.25 | 1321217.5448 | 349022.16 | 158320.3298 | 0 | 674533.7995
8555 | 1470.638 | 1527.7057 | 1527.7057 | 1487.1613 | 1470.638 | 1306.4 | 2005761.7476 | 529429.68 | 240155.1854 | 0 | 1020034.5168
8556 | 1520.337 | 1579.3333 | 1579.3333 | 1537.4187 | 1520.337 | 1300.7 | 2066124.9501 | 547321.32 | 248271.0321 | 0 | 1063171.6641
8557 | 1436.091 | 1491.8182 | 1491.8182 | 1452.2261 | 1436.091 | 1188.6 | 1785141.7975 | 516992.76 | 234513.6603 | 0 | 1165244.2374
8558 | 1653.246 | 1528.3082 | 1528.3082 | 1487.7478 | 1487.7478 | 1187.15 | 1841850.7694 | 535589.1997 | 242949.212 | 303358.2427 | 1209315.7806
8559 | 1597.991 | 1300.4475 | 1300.4475 | 1265.9343 | 1265.9343 | 1259.6 | 1661600.3457 | 455736.3463 | 206727.0704 | 608659.9399 | 937297.7521
8560 | 1630.98 | 206.5185 | 206.5185 | 201.0376 | 201.0376 | 1313.5 | 275258.5572 | 72373.5539 | 32829.4482 | 2621084.3279 | 138012.3466
8561 | 1716.665 | 400.2712 | 400.2712 | 389.6482 | 389.6482 | 1560 | 631946.4599 | 140273.3618 | 63629.5555 | 2432421.7443 | 171445.22
8562 | 1572.735 | 0 | 0 | 0 | 0 | 1707.15 | 0 | 0 | 0 | 2882823.255 | 0
8563 | 1589.6 | 857.6372 | 857.6372 | 834.876 | 834.876 | 1818.45 | 1583191.935 | 300555.3516 | 136335.247 | 2564552.2311 | 151571.7336
8564 | 1557.6 | 1225.3959 | 1225.3959 | 1192.8746 | 1192.8746 | 1716.35 | 2139443.3296 | 429434.8406 | 194796.4152 | 1239337.0542 | 338358.8682
8565 | 1602.4 | 1225.3959 | 1225.3959 | 1192.8746 | 1192.8746 | 1711.6 | 2133758.022 | 429434.8406 | 194796.4152 | 1391567.4542 | 344025.0223
8566 | 1444 | 1225.3959 | 1225.3959 | 1192.8746 | 1192.8746 | 1655.15 | 2063617.1011 | 429434.8406 | 194796.4152 | 853324.2542 | 411362.7911
8567 | 1375.2 | 1225.3959 | 1225.3959 | 1192.8746 | 1192.8746 | 1485.4 | 1852127.2316 | 429434.8406 | 194796.4152 | 619541.8542 | 613853.2472
8568 | 1093.6 | 0 | 0 | 0 | 0 | 1275.55 | 0 | 0 | 0 | 2004568.8 | 0
8569 | 1228 | 0 | 0 | 0 | 0 | 1463.7 | 0 | 0 | 0 | 1461320 | 0
8570 | 1288 | 0 | 0 | 0 | 0 | 1254.75 | 0 | 0 | 0 | 1532720 | 0
8571 | 1141.6 | 0 | 0 | 0 | 0 | 1242.6 | 0 | 0 | 0 | 1358504 | 0
8572 | 1294.4 | 0 | 0 | 0 | 0 | 1241.15 | 0 | 0 | 0 | 1540336 | 0
8573 | 1065.6 | 0 | 0 | 0 | 0 | 1259.55 | 0 | 0 | 0 | 1268064 | 0
8574 | 829.6 | 0 | 0 | 0 | 0 | 1432.15 | 0 | 0 | 0 | 987224 | 0
8575 | 1029.6 | 144.1435 | 144.1435 | 140.318 | 140.318 | 1658.5 | 243129.1217 | 50514.4865 | 22913.9323 | 1630053.873 | 47918.6031
8576 | 822.307 | 854.2164 | 854.2164 | 831.546 | 822.307 | 1785.4 | 1533743.0542 | 296030.52 | 134282.7331 | 0 | 176467.0822
8577 | 592.193 | 615.1729 | 615.1729 | 598.8465 | 592.193 | 1831.75 | 1134483.3576 | 213189.48 | 96705.1169 | 0 | 99636.4723
8578 | 240.544 | 999.8548 | 249.8782 | 973.3192 | 240.544 | 1717.15 | 433273.5218 | 86595.84 | 39280.8352 | 0 | 68037.8704
8579 | 160.732 | 694.8513 | 166.9692 | 676.4103 | 160.732 | 1229.9 | 207533.3461 | 57863.52 | 26247.5356 | 0 | 123779.7132
8580 | 234.455 | 601.0358 | 243.553 | 585.0846 | 234.455 | 1197.75 | 295079.4421 | 84403.8 | 38286.5015 | 0 | 188091.5237
8581 | 799.112 | 1152.2121 | 830.1213 | 1121.633 | 799.112 | 1196.25 | 1001690.525 | 287680.32 | 130494.9896 | 0 | 642286.27
8582 | 1280.093 | 1566.3555 | 1329.7656 | 1524.7853 | 1280.093 | 1345.15 | 1793425.2645 | 460833.48 | 209039.1869 | 0 | 838268.901
8583 | 1234.242 | 1316.3142 | 1282.1365 | 1281.3799 | 1234.242 | 1738.5 | 2234385.5877 | 444327.12 | 201551.7186 | 0 | 322754.283
8584 | 1396.75 | 627.4505 | 627.4505 | 610.7983 | 610.7983 | 1849.05 | 1177184.7145 | 219887.4019 | 99743.3687 | 1440649.3951 | 92200.0092
8585 | 1167.432 | 309.6064 | 309.6064 | 301.3896 | 301.3896 | 1902.95 | 597943.0369 | 108500.2635 | 49216.9251 | 1587455.681 | 29249.8627
8586 | 1508.661 | 3.3761 | 3.3761 | 3.2865 | 3.2865 | 1916.55 | 6579.8123 | 1183.1455 | 536.6879 | 2759351.4307 | 274.2597
8587 | 1127.2 | 1170.9407 | 1170.9407 | 1139.8646 | 1127.2 | 1928.2 | 2278709.7273 | 405792 | 184071.76 | 0 | 80932.96
8588 | 1019.2 | 1058.7498 | 1058.7498 | 1030.6512 | 1019.2 | 1869.9 | 2003959.3406 | 366912 | 166435.36 | 0 | 132597.92
8589 | 1018.4 | 1057.9188 | 1057.9188 | 1029.8422 | 1018.4 | 1811.35 | 1932666.914 | 366624 | 166304.72 | 0 | 192121.16
8590 | 1072 | 1113.5987 | 1113.5987 | 1084.0444 | 1072 | 1832.65 | 2053645.2761 | 385920 | 175057.6 | 0 | 179399.2
8591 | 1246.4 | 1225.3959 | 1225.3959 | 1192.8746 | 1192.8746 | 1772.55 | 2209426.8436 | 429434.8406 | 194796.4152 | 181879.4542 | 271319.3181
8592 | 1248 | 0 | 0 | 0 | 0 | 1705.5 | 0 | 0 | 0 | 2287584 | 0
8593 | 1350.4 | 0 | 0 | 0 | 0 | 1680 | 0 | 0 | 0 | 1606976 | 0
8594 | 1180.8 | 0 | 0 | 0 | 0 | 1669.05 | 0 | 0 | 0 | 1405152 | 0
8595 | 1263.2 | 0 | 0 | 0 | 0 | 1667.7 | 0 | 0 | 0 | 1503208 | 0
8596 | 924 | 0 | 0 | 0 | 0 | 1666.75 | 0 | 0 | 0 | 1099560 | 0
8597 | 1158.4 | 0 | 0 | 0 | 0 | 1666.95 | 0 | 0 | 0 | 1378496 | 0
8598 | 944.8 | 0 | 0 | 0 | 0 | 1675 | 0 | 0 | 0 | 1124312 | 0
8599 | 1162.4 | 0 | 0 | 0 | 0 | 1716.95 | 0 | 0 | 0 | 2130679.2 | 0
8600 | 1102.325 | 0 | 0 | 0 | 0 | 1775.95 | 0 | 0 | 0 | 2020561.725 | 0
8601 | 1299.188 | 32.579 | 32.579 | 31.7144 | 31.7144 | 1856.05 | 61164.2919 | 11417.1717 | 5178.9559 | 2323279.1715 | 4565.283
8602 | 1255.151 | 601.5874 | 601.5874 | 585.6216 | 585.6216 | 1825.4 | 1112432.5044 | 210823.7796 | 95632.0089 | 1227247.3718 | 102249.5331
8603 | 1741.645 | 635.6633 | 635.6633 | 618.7932 | 618.7932 | 1645.9 | 1065227.8521 | 222765.5398 | 101048.924 | 2058187.4116 | 219114.6601
8604 | 1714.976 | 1277.7163 | 1277.7163 | 1243.8064 | 1243.8064 | 1348 | 1754171.7138 | 447770.3189 | 203113.5919 | 863653.801 | 810961.7998
8605 | 1914.011 | 1988.2837 | 1988.2837 | 1935.5157 | 1914.011 | 1298.7 | 2589375.0556 | 689043.96 | 312557.9963 | 0 | 1342295.9143
8606 | 1870.71 | 1892.5672 | 1892.5672 | 1842.3395 | 1842.3395 | 1493.7 | 2861556.7366 | 663242.222 | 300854.0412 | 52003.1165 | 932776.4916
8607 | 1783.81 | 1312.1049 | 1312.1049 | 1277.2824 | 1277.2824 | 1827.15 | 2429485.7092 | 459821.6565 | 208580.2125 | 928465.1288 | 220778.2593
8608 | 2019.637 | 1014.3741 | 1014.3741 | 987.4532 | 987.4532 | 1849.05 | 1891086.0838 | 355483.1527 | 161251.1079 | 1891992.9019 | 149056.0608
8609 | 1410.31 | 186.0873 | 186.0873 | 181.1487 | 181.1487 | 1902.95 | 359375.3795 | 65213.5216 | 29581.578 | 2253052.7156 | 17580.4785
8610 | 1651.085 | 0 | 0 | 0 | 0 | 1922.25 | 0 | 0 | 0 | 3026438.805 | 0
8611 | 1632 | 857.6372 | 857.6372 | 834.876 | 834.876 | 1933.9 | 1682490.586 | 300555.3516 | 136335.247 | 2708627.4311 | 55185.3021
8612 | 1364.8 | 1225.3959 | 1225.3959 | 1192.8746 | 1192.8746 | 1875.6 | 2338220.8784 | 429434.8406 | 194796.4152 | 584202.6542 | 148393.5949
8613 | 1691.2 | 1225.3959 | 1225.3959 | 1192.8746 | 1192.8746 | 1811.35 | 2248905.3484 | 429434.8406 | 194796.4152 | 1693309.8542 | 225035.7852
8614 | 1349.6 | 1225.3959 | 1225.3959 | 1192.8746 | 1192.8746 | 1832.65 | 2270242.764 | 429434.8406 | 194796.4152 | 532553.0542 | 199627.5572
8615 | 1433.6 | 1225.3959 | 1225.3959 | 1192.8746 | 1192.8746 | 1811.7 | 2252311.405 | 429434.8406 | 194796.4152 | 817985.0542 | 224618.2791
8616 | 1556 | 0 | 0 | 0 | 0 | 1757.5 | 0 | 0 | 0 | 2852148 | 0
8617 | 1457.6 | 0 | 0 | 0 | 0 | 1677.8 | 0 | 0 | 0 | 1734544 | 0
8618 | 1494.4 | 0 | 0 | 0 | 0 | 1669.05 | 0 | 0 | 0 | 1778336 | 0
8619 | 1759.2 | 0 | 0 | 0 | 0 | 1633.65 | 0 | 0 | 0 | 2093448 | 0
8620 | 1729.6 | 0 | 0 | 0 | 0 | 1632.7 | 0 | 0 | 0 | 2058224 | 0
8621 | 1414.4 | 0 | 0 | 0 | 0 | 1668.25 | 0 | 0 | 0 | 1683136 | 0
8622 | 1408.8 | 0 | 0 | 0 | 0 | 1688.15 | 0 | 0 | 0 | 1676472 | 0
8623 | 1471.2 | 0 | 0 | 0 | 0 | 1756.1 | 0 | 0 | 0 | 2696709.6 | 0
8624 | 1645.752 | 0 | 0 | 0 | 0 | 1824.55 | 0 | 0 | 0 | 3016663.416 | 0
8625 | 1196.191 | 196.3279 | 196.3279 | 191.1174 | 191.1174 | 1856.05 | 369674.3644 | 68802.2749 | 31209.4763 | 1842299.8535 | 27511.3541
8626 | 1139.333 | 521.6389 | 521.6389 | 507.7949 | 507.7949 | 1864.55 | 989149.2829 | 182806.167 | 82922.9085 | 1157609.322 | 68780.8203
8627 | 1201.095 | 833.6699 | 833.6699 | 811.5448 | 811.5448 | 1569.95 | 1334405.878 | 292156.111 | 132525.2581 | 714045.6033 | 349004.8209
8628 | 1464.687 | 1017.8375 | 1017.8375 | 990.8247 | 990.8247 | 1322.45 | 1375292.6649 | 356696.8779 | 161801.6671 | 868589.6677 | 671333.249
8629 | 1491.287 | 1471.7381 | 1471.7381 | 1432.6789 | 1432.6789 | 1029.5 | 1543455.8499 | 515764.4144 | 233956.4691 | 107428.5944 | 1390414.9004
8630 | 1221.935 | 1269.3519 | 1269.3519 | 1235.664 | 1221.935 | 1471.55 | 1871862.9671 | 439896.6 | 199541.9855 | 0 | 645731.5508
8631 | 1440.758 | 968.1286 | 968.1286 | 942.435 | 942.435 | 1837.8 | 1805794.8942 | 339276.6082 | 153899.6392 | 913426.0173 | 152862.9607
8632 | 1143.128 | 1187.4868 | 1187.4868 | 1155.9715 | 1143.128 | 1888.2 | 2247744.5114 | 411526.08 | 186672.8024 | 0 | 127801.7104
8633 | 1279.819 | 461.4558 | 461.4558 | 449.209 | 449.209 | 1908.65 | 893181.9746 | 161715.234 | 73355.827 | 1522508.1606 | 41035.2406
8634 | 1197.79 | 4.15 | 4.15 | 4.0399 | 4.0399 | 1922.25 | 8103.7042 | 1454.3588 | 659.7133 | 2188143.9597 | 314.1011
8635 | 973.6 | 1011.3803 | 1011.3803 | 984.5388 | 973.6 | 1922.5 | 1962017.178 | 350496 | 158988.88 | 0 | 75454
8636 | 1392 | 1225.3959 | 1225.3959 | 1192.8746 | 1192.8746 | 1869.9 | 2342152.7903 | 429434.8406 | 194796.4152 | 676628.2542 | 155192.9799
8637 | 827.2 | 859.2993 | 859.2993 | 836.494 | 827.2 | 1850.5 | 1602823.4569 | 297792 | 135081.76 | 0 | 123666.4
8638 | 1307.2 | 1225.3959 | 1225.3959 | 1192.8746 | 1192.8746 | 1844.05 | 2297651.9624 | 429434.8406 | 194796.4152 | 388477.8542 | 186028.7872
8639 | 978.4 | 1016.3666 | 1016.3666 | 989.3928 | 978.4 | 1823.1 | 1865173.0196 | 352224 | 159772.72 | 0 | 173078.96
8640 | 1164.8 | 0 | 0 | 0 | 0 | 1796.65 | 0 | 0 | 0 | 2135078.4 | 0
8641 | 1192 | 0 | 0 | 0 | 0 | 1677.8 | 0 | 0 | 0 | 1418480 | 0
8642 | 1257.6 | 0 | 0 | 0 | 0 | 1670.35 | 0 | 0 | 0 | 1496544 | 0
8643 | 1376.8 | 0 | 0 | 0 | 0 | 1667.4 | 0 | 0 | 0 | 1638392 | 0
8644 | 1199.2 | 0 | 0 | 0 | 0 | 1665.45 | 0 | 0 | 0 | 1427048 | 0
8645 | 1092.8 | 0 | 0 | 0 | 0 | 1668.25 | 0 | 0 | 0 | 1300432 | 0
8646 | 1172.8 | 0 | 0 | 0 | 0 | 1701 | 0 | 0 | 0 | 1395632 | 0
8647 | 1270.4 | 0 | 0 | 0 | 0 | 1795.25 | 0 | 0 | 0 | 2328643.2 | 0
8648 | 1082.229 | 0 | 0 | 0 | 0 | 1824.55 | 0 | 0 | 0 | 1983725.757 | 0
8649 | 1267.43 | 365.5845 | 365.5845 | 355.8821 | 355.8821 | 1856.05 | 687710.531 | 128117.5433 | 58115.5412 | 1670867.3651 | 51229.2232
8650 | 1460.39 | 1336.2883 | 1336.2883 | 1300.8239 | 1300.8239 | 1864.55 | 2539111.7362 | 468296.6185 | 212424.5494 | 292484.5876 | 176196.6027
8651 | 1254.555 | 1303.2377 | 1303.2377 | 1268.6505 | 1254.555 | 1760.4 | 2317283.8237 | 451639.8 | 204868.8315 | 0 | 300591.378
8652 | 1447.708 | 1503.8859 | 1503.8859 | 1463.9736 | 1447.708 | 1504.05 | 2288282.15 | 521174.88 | 236410.7164 | 0 | 717990.7826
8653 | 1292.068 | 1342.2064 | 1342.2064 | 1306.5849 | 1292.068 | 1203.3 | 1636949.1732 | 465144.48 | 210994.7044 | 0 | 1029390.5756
8654 | 1332.407 | 1384.1107 | 1384.1107 | 1347.3772 | 1332.407 | 1543.7 | 2157907.7777 | 479666.52 | 217582.0631 | 0 | 607977.3141
8655 | 1699.676 | 1468.4253 | 1468.4253 | 1429.4541 | 1429.4541 | 1876.95 | 2790380.9633 | 514603.4757 | 233429.8544 | 495316.7445 | 175894.3269
8656 | 1738.895 | 1158.7161 | 1158.7161 | 1127.9644 | 1127.9644 | 1893.9 | 2236114.2569 | 406067.1717 | 184196.5809 | 1119835.8524 | 119677.0192
8657 | 1656.8 | 457.393 | 457.393 | 445.254 | 445.254 | 1902.95 | 887311.1702 | 160291.4549 | 72709.985 | 2220763.7419 | 43211.9047
8658 | 1844.457 | 7.1979 | 7.1979 | 7.0069 | 7.0069 | 1916.55 | 14093.4886 | 2522.4661 | 1144.2187 | 3368046.1243 | 584.7217
8659 | 1589.6 | 857.6372 | 857.6372 | 834.876 | 834.876 | 1922.5 | 1688112.7366 | 300555.3516 | 136335.247 | 2564552.2311 | 64702.8882
8660 | 1539.2 | 1225.3959 | 1225.3959 | 1192.8746 | 1192.8746 | 1869.9 | 2350103.0045 | 429434.8406 | 194796.4152 | 1176813.8542 | 155192.9799
8661 | 1721.6 | 1225.3959 | 1225.3959 | 1192.8746 | 1192.8746 | 1811.35 | 2270658.8913 | 429434.8406 | 194796.4152 | 1796609.0542 | 225035.7852
8662 | 1580 | 1225.3959 | 1225.3959 | 1192.8746 | 1192.8746 | 1832.65 | 2292483.2033 | 429434.8406 | 194796.4152 | 1315452.2542 | 199627.5572
8663 | 1633.6 | 1225.3959 | 1225.3959 | 1192.8746 | 1192.8746 | 1811.7 | 2270817.7235 | 429434.8406 | 194796.4152 | 1497585.0542 | 224618.2791
8664 | 1402.4 | 0 | 0 | 0 | 0 | 1796.65 | 0 | 0 | 0 | 2570599.2 | 0
8665 | 1166.4 | 0 | 0 | 0 | 0 | 1527.55 | 0 | 0 | 0 | 2138011.2 | 0
8666 | 950.4 | 0 | 0 | 0 | 0 | 1451.3 | 0 | 0 | 0 | 1742083.2 | 0
8667 | 1228.8 | 0 | 0 | 0 | 0 | 1239.5 | 0 | 0 | 0 | 2252390.4 | 0
8668 | 1433.6 | 0 | 0 | 0 | 0 | 1238.55 | 0 | 0 | 0 | 2627788.8 | 0
8669 | 1112.8 | 0 | 0 | 0 | 0 | 1276.55 | 0 | 0 | 0 | 2039762.4 | 0
8670 | 1390.4 | 0 | 0 | 0 | 0 | 1385.45 | 0 | 0 | 0 | 2548603.2 | 0
8671 | 1300 | 88.9227 | 88.9227 | 86.5628 | 86.5628 | 1602.25 | 145815.7835 | 31162.5953 | 14135.6995 | 2224230.4524 | 34430.3396
8672 | 1239.89 | 685.821 | 685.821 | 667.6197 | 667.6197 | 1715.45 | 1202789.7994 | 240343.0769 | 109022.2901 | 1048971.537 | 189971.1737
8673 | 1372.872 | 1370.5232 | 1370.5232 | 1334.1502 | 1334.1502 | 1816.9 | 2552304.3145 | 480294.0775 | 217866.7302 | 70977.0314 | 244282.9044
8674 | 1438.053 | 1493.8563 | 1493.8563 | 1454.2102 | 1438.053 | 1825.4 | 2763246.4014 | 517699.08 | 234834.0549 | 0 | 251084.0538
8675 | 1474.877 | 1532.1092 | 1532.1092 | 1491.4479 | 1474.877 | 1475.65 | 2292005.0482 | 530955.72 | 240847.4141 | 0 | 773351.7549
8676 | 1655.249 | 1719.4805 | 1719.4805 | 1673.8464 | 1655.249 | 1466.3 | 2551443.2257 | 595889.64 | 270302.1617 | 0 | 883406.3913
8677 | 1465.832 | 1522.7132 | 1522.7132 | 1482.3013 | 1465.832 | 1308.7 | 2016461.1404 | 527699.52 | 239370.3656 | 0 | 1013329.6616
8678 | 1372.877 | 1426.1511 | 1426.1511 | 1388.3019 | 1372.877 | 1591 | 2303860.6015 | 494235.72 | 224190.8141 | 0 | 561506.693
8679 | 1501.38 | 1559.6407 | 1559.6407 | 1518.2487 | 1501.38 | 1876.95 | 2972445.7375 | 540496.8 | 245175.354 | 0 | 184744.809
8680 | 1727.807 | 986.4365 | 986.4365 | 960.257 | 960.257 | 1899.6 | 1922833.4455 | 345692.533 | 156809.974 | 1406919.0839 | 96409.8064
8681 | 1880.42 | 566.3335 | 566.3335 | 551.3033 | 551.3033 | 1908.65 | 1109030.259 | 198469.1927 | 90027.831 | 2436270.8872 | 50361.5576
8682 | 1581.08 | 9.1217 | 9.1217 | 8.8797 | 8.8797 | 1922.25 | 18028.2307 | 3196.677 | 1450.0482 | 2881843.2262 | 690.3934
8683 | 1718.4 | 0 | 0 | 0 | 0 | 1933.9 | 0 | 0 | 0 | 3149827.2 | 0
8684 | 1398.4 | 0 | 0 | 0 | 0 | 1830.75 | 0 | 0 | 0 | 2563267.2 | 0
8685 | 1615.2 | 0 | 0 | 0 | 0 | 1745.2 | 0 | 0 | 0 | 2960661.6 | 0
8686 | 1388 | 0 | 0 | 0 | 0 | 1832.65 | 0 | 0 | 0 | 2544204 | 0
8687 | 1260 | 0 | 0 | 0 | 0 | 1811.7 | 0 | 0 | 0 | 2309580 | 0
8688 | 1138.4 | 746.0789 | 746.0789 | 726.2784 | 726.2784 | 1739.55 | 1335181.8633 | 261460.2211 | 118601.2614 | 755418.9076 | 189159.2072
8689 | 1516 | 0 | 0 | 0 | 0 | 1361.3 | 0 | 0 | 0 | 1804040 | 0
8690 | 1427.2 | 0 | 0 | 0 | 0 | 1439.25 | 0 | 0 | 0 | 1698368 | 0
8691 | 1350.4 | 0 | 0 | 0 | 0 | 1279.7 | 0 | 0 | 0 | 1606976 | 0
8692 | 1424.8 | 0 | 0 | 0 | 0 | 1267.45 | 0 | 0 | 0 | 1695512 | 0
8693 | 1365.6 | 0 | 0 | 0 | 0 | 1206.35 | 0 | 0 | 0 | 1625064 | 0
8694 | 1286.4 | 0 | 0 | 0 | 0 | 1274.3 | 0 | 0 | 0 | 1530816 | 0
8695 | 1076.8 | 1118.585 | 1118.585 | 1088.8983 | 1076.8 | 1294.8 | 1473502.102 | 387648 | 175841.44 | 0 | 759359.36
8696 | 900.697 | 935.6483 | 935.6483 | 910.8167 | 900.697 | 1319.65 | 1254795.3042 | 324250.92 | 147083.8201 | 0 | 612789.2039
8697 | 1097.2 | 1139.7766 | 1139.7766 | 1109.5275 | 1097.2 | 1397.75 | 1621924.5569 | 394992 | 179172.76 | 0 | 660788.7
8698 | 1366.655 | 1419.6877 | 1419.6877 | 1382.01 | 1366.655 | 1320.9 | 1910150.5795 | 491995.8 | 223174.7615 | 0 | 928095.4105
8699 | 1227.291 | 1274.9157 | 1274.9157 | 1241.0802 | 1227.291 | 705.55 | 916822.5502 | 441824.76 | 200416.6203 | 0 | 1588666.835
8700 | 1383.572 | 1448.3712 | 1437.2612 | 1409.9322 | 1383.572 | 697.35 | 1017707.0708 | 498085.92 | 225937.3076 | 0 | 1802310.0658
8701 | 1468.257 | 1525.2323 | 1525.2323 | 1484.7535 | 1468.257 | 325.8 | 502573.0565 | 528572.52 | 239766.3681 | 0 | 2458155.8694
8702 | 1027.48 | 1067.3511 | 1067.3511 | 1039.0242 | 1027.48 | 694.95 | 753253.2845 | 369892.8 | 167787.484 | 0 | 1340912.774
8703 | 1438.064 | 930.2081 | 930.2081 | 905.5209 | 905.5209 | 1237.5 | 1183278.6741 | 325987.5184 | 147871.5604 | 976151.531 | 690459.6743
8704 | 621.669 | 645.7927 | 645.7927 | 628.6537 | 621.669 | 1287.55 | 844508.8231 | 223800.84 | 101518.5477 | 0 | 442908.0791
8705 | 592.386 | 319.1686 | 319.1686 | 310.698 | 310.698 | 1496.15 | 489501.4165 | 111851.2955 | 50736.9904 | 516334.0251 | 156545.209
8706 | 255.342 | 0 | 0 | 0 | 0 | 1646.4 | 0 | 0 | 0 | 468041.886 | 0
8707 | 254.4 | 264.2719 | 264.2719 | 257.2583 | 254.4 | 1700.95 | 456289.4146 | 91584 | 41543.52 | 0 | 76078.32
8708 | 272 | 282.5549 | 282.5549 | 275.056 | 272 | 1282.15 | 368275.3394 | 97920 | 44417.6 | 0 | 195255.2
8709 | 180 | 186.9849 | 186.9849 | 182.0224 | 180 | 1244.45 | 235758.8705 | 64800 | 29394 | 0 | 135999
8710 | 245.6 | 255.1304 | 255.1304 | 248.3594 | 245.6 | 1413.25 | 364415.9094 | 88416 | 40106.48 | 0 | 144105.8
8711 | 105.6 | 109.6978 | 109.6978 | 106.7865 | 105.6 | 1179.55 | 131432.8946 | 38016 | 17244.48 | 0 | 86639.52
8712 | 99.2 | 0 | 0 | 0 | 0 | 1166.3 | 0 | 0 | 0 | 181833.6 | 0
8713 | 91.2 | 0 | 0 | 0 | 0 | 1232.8 | 0 | 0 | 0 | 108528 | 0
8714 | 98.4 | 0 | 0 | 0 | 0 | 1181 | 0 | 0 | 0 | 117096 | 0
8715 | 89.6 | 0 | 0 | 0 | 0 | 1163.1 | 0 | 0 | 0 | 106624 | 0
8716 | 95.2 | 0 | 0 | 0 | 0 | 1116.5 | 0 | 0 | 0 | 113288 | 0
8717 | 91.2 | 0 | 0 | 0 | 0 | 1003.6 | 0 | 0 | 0 | 108528 | 0
8718 | 96.8 | 0 | 0 | 0 | 0 | 1004.5 | 0 | 0 | 0 | 115192 | 0
8719 | 77.6 | 0 | 0 | 0 | 0 | 1005.9 | 0 | 0 | 0 | 142240.8 | 0
8720 | 94.05 | 36.703 | 36.703 | 35.729 | 35.729 | 1222.55 | 45695.3874 | 12862.4294 | 5834.5409 | 106902.4472 | 27777.4881
8721 | 825.915 | 857.9644 | 857.9644 | 835.1945 | 825.915 | 1259.55 | 1095321.3368 | 297329.4 | 134871.9195 | 0 | 611548.7618
8722 | 1285.579 | 1335.4656 | 1335.4656 | 1300.023 | 1285.579 | 1225.35 | 1662569.1279 | 462808.44 | 209935.0507 | 0 | 995873.7724
8723 | 1403.535 | 731.3715 | 731.3715 | 711.9613 | 711.9613 | 1213.3 | 910659.4631 | 256306.0754 | 116263.2837 | 1267654.5543 | 560099.9709
8724 | 1280.109 | 989.099 | 989.099 | 962.8488 | 962.8488 | 1222.3 | 1245098.2271 | 346625.5797 | 157233.2143 | 581537.887 | 748807.537
8725 | 1122.521 | 1166.0801 | 1166.0801 | 1135.133 | 1122.521 | 1191.1 | 1413141.7327 | 404107.56 | 183307.6793 | 0 | 908007.2369
8726 | 1380.964 | 909.7343 | 909.7343 | 885.5904 | 885.5904 | 1187.15 | 1106515.308 | 318812.5602 | 144616.9197 | 908019.7261 | 719852.1933
8727 | 1395.618 | 885.233 | 885.233 | 861.7394 | 861.7394 | 1194.3 | 1084931.9205 | 310226.2006 | 140722.0515 | 978599.3893 | 694303.4717
8728 | 1382.822 | 365.4297 | 365.4297 | 355.7314 | 355.7314 | 1160.6 | 434624.5906 | 128063.3007 | 58090.9361 | 1882657.0867 | 298600.9294
8729 | 1035.196 | 166.8476 | 166.8476 | 162.4196 | 162.4196 | 1294.6 | 220476.472 | 58471.0487 | 26523.1174 | 1599799.1784 | 114570.7715
8730 | 1041.064 | 0 | 0 | 0 | 0 | 1651.2 | 0 | 0 | 0 | 1908270.312 | 0
8731 | 1022.4 | 1062.074 | 1062.074 | 1033.8871 | 1022.4 | 1747.2 | 1870319.09 | 368064 | 166957.92 | 0 | 258462.72
8732 | 1182.4 | 1225.3959 | 1225.3959 | 1192.8746 | 1182.4 | 1632.15 | 2026716.2421 | 425664 | 193085.92 | 0 | 434945.84
8733 | 1686.4 | 1225.3959 | 1225.3959 | 1192.8746 | 1192.8746 | 1609.35 | 2016201.2548 | 429434.8406 | 194796.4152 | 1676999.4542 | 465996.4458
8734 | 897.6 | 932.4311 | 932.4311 | 907.6849 | 897.6 | 1598.8 | 1508150.1737 | 323136 | 146578.08 | 0 | 360117.12
8735 | 1217.6 | 1225.3959 | 1225.3959 | 1192.8746 | 1192.8746 | 1578.8 | 1976683.2445 | 429434.8406 | 194796.4152 | 84017.0542 | 502438.7635
8736 | 1290.4 | 0 | 0 | 0 | 0 | 1370.85 | 0 | 0 | 0 | 2365303.2 | 0
8737 | 1120 | 0 | 0 | 0 | 0 | 1422.9 | 0 | 0 | 0 | 1332800 | 0
8738 | 1036.8 | 0 | 0 | 0 | 0 | 1205.75 | 0 | 0 | 0 | 1233792 | 0
8739 | 1090.4 | 0 | 0 | 0 | 0 | 1203.1 | 0 | 0 | 0 | 1297576 | 0
8740 | 1088 | 0 | 0 | 0 | 0 | 1221.65 | 0 | 0 | 0 | 1294720 | 0
8741 | 1287.2 | 0 | 0 | 0 | 0 | 1264.6 | 0 | 0 | 0 | 1531768 | 0
8742 | 1304.8 | 0 | 0 | 0 | 0 | 1534 | 0 | 0 | 0 | 1552712 | 0
8743 | 1274.4 | 0 | 0 | 0 | 0 | 1607.05 | 0 | 0 | 0 | 2335975.2 | 0
8744 | 1022.55 | 0 | 0 | 0 | 0 | 1636.35 | 0 | 0 | 0 | 1874334.15 | 0
8745 | 1026.462 | 107.643 | 107.643 | 104.7862 | 104.7862 | 1610.75 | 177511.1854 | 37723.0458 | 17111.5927 | 1689431.6709 | 40788.0433
8746 | 1278.239 | 646.8959 | 646.8959 | 629.7277 | 629.7277 | 1283 | 849766.4355 | 226701.9558 | 102834.526 | 1188721.2956 | 451514.7285
8747 | 1288.464 | 518.3345 | 518.3345 | 504.5782 | 504.5782 | 1066.55 | 567228.3834 | 181648.1406 | 82397.6149 | 1436862.7293 | 470998.4913
8748 | 1351.624 | 555.4011 | 555.4011 | 540.6611 | 540.6611 | 1221.55 | 695576.7379 | 194637.9857 | 88289.9529 | 1486495.0483 | 420877.6109
8749 | 1146.697 | 600.3471 | 600.3471 | 584.4142 | 584.4142 | 1219.05 | 747236.9527 | 210389.1102 | 95434.838 | 1030664.3817 | 456398.2655
8750 | 1487.273 | 1191.1018 | 1191.1018 | 1159.4906 | 1159.4906 | 1256.25 | 1532282.6445 | 417416.6311 | 189344.8218 | 600825.0625 | 862371.1649
8751 | 1161.038 | 1206.0918 | 1206.0918 | 1174.0828 | 1161.038 | 1483.05 | 1809353.0049 | 417973.68 | 189597.5054 | 0 | 600198.5941
8752 | 1604.111 | 1132.3855 | 1132.3855 | 1102.3326 | 1102.3326 | 1694.8 | 1959718.9474 | 396839.7292 | 180010.9105 | 919759.8416 | 336431.9038
8753 | 1704.867 | 179.6 | 179.6 | 174.8335 | 174.8335 | 1849.65 | 338287.4882 | 62940.0621 | 28550.3115 | 2804551.3946 | 26286.2176
8754 | 1368.022 | 0 | 0 | 0 | 0 | 1916.55 | 0 | 0 | 0 | 2507584.326 | 0
8755 | 1372.8 | 857.6372 | 857.6372 | 834.876 | 834.876 | 1922.5 | 1683557.9978 | 300555.3516 | 136335.247 | 1827865.8311 | 64702.8882
8756 | 1204.8 | 1225.3959 | 1225.3959 | 1192.8746 | 1192.8746 | 1830.75 | 2295889.3321 | 429434.8406 | 194796.4152 | 40522.6542 | 201894.0188
8757 | 1449.6 | 1225.3959 | 1225.3959 | 1192.8746 | 1192.8746 | 1754.25 | 2191748.1599 | 429434.8406 | 194796.4152 | 872353.0542 | 293148.9225
8758 | 1340 | 1225.3959 | 1225.3959 | 1192.8746 | 1192.8746 | 1793.5 | 2239760.5093 | 429434.8406 | 194796.4152 | 499932.2542 | 246328.5961
8759 | 1208 | 1225.3959 | 1225.3959 | 1192.8746 | 1192.8746 | 1733.4 | 2171935.752 | 429434.8406 | 194796.4152 | 51396.2542 | 318020.357
8760 | 1216 | 0 | 0 | 0 | 0 | 1658.6 | 0 | 0 | 0 | 2228928 | 0