## Cover
Investment Case Workbook - Vietnam ESCO / DPPA Case
ESCO discount-to-EVN tariff (behind-the-meter) · prepared 2026-09-13 · REopt dispatch + proforma_vietnam financial engine
REopt run UUID: fa64d31a-cae8-41ec-9e08-8b814157d8d7
Model validation status |  | Live tie-out of every Excel-derived metric against the engine
Colour legend
Hardcoded input / engine output | Case file terms, REopt dispatch results, 8760-h settlement totals, tie-out references
Live Excel formula (white) | Everything derivable is a formula - trace with Excel's formula auditing tools
PASS / REVIEW check cell | Excel-vs-engine tie-out at stated tolerances
Contents
Executive Summary | Headline KPIs for both counterparties
Assumptions | Every case input & contract term with unit, source and named cell
Model Basis | Methodology, settlement math, simplifications register
Pro Forma (Audit) | Full cash flow rebuilt with live formulas + engine tie-out
FX Sensitivity | USD returns under VND depreciation (editable)
Buyer Analysis | Offtaker savings vs business-as-usual
Developer Returns | Sources & uses, coverage, equity cash flow
Technical Results | System sizing, year-1 energy balance, bill comparison
Dispatch Profile | 8760-h dispatch incl. original PV generation; chart shows the peak-load week
Load Duration | Load and net-load duration curves
Prepared for investment and lending review. Figures are model outputs, not offers; REopt sizing is optimizer output and may shift with solver versions.
Regenerate offline anytime: python -m proforma_vietnam.rebuild_report --case-dir <case>.

## Executive Summary
Investment & PPA Negotiation Summary - Vietnam ESCO / DPPA Case
ESCO discount-to-EVN tariff (behind-the-meter) · prepared 2026-09-13 · REopt dispatch + proforma_vietnam financial model
Project & System
PV Size (kW) | 0
Battery Power (kW) | 5000
Battery Energy (kWh) | 25000
Total Investment (USD) | 3400000
Contract Terms
ESCO Energy Price (fraction of EVN tariff) | 0%
Demand Savings Share to ESCO | 80%
Analysis Period (Years) | 20
Developer (Seller) Returns
Equity IRR | 21.56%
Project IRR | 14.89%
NPV (USD) | 1396401.0901 | At owner discount rate
Minimum DSCR (debt years) | -7.2909 | Lender covenant view
Average DSCR | 0.85813
Simple Payback (Years) | 4.4478
Equity Investment (USD) | 1020000
Debt Principal (USD) | 2380000
Buyer (Offtaker) Outcome
Year 1 BAU Cost (USD) | 3288735.93
Year 1 Cost With Project (USD) | 3288735.93
Year 1 Buyer Savings (USD) | 0
Year 1 Savings (% of BAU) | 0%
First 10 Years Buyer Savings (USD) | 0 | Cumulative, years 1-10
First 10 Years Savings (% of BAU) | 0%
Lifetime Buyer Savings (USD) | 9.3132e-10 | Sum over analysis period
Lifetime Savings (% of BAU) | 9.51e-16%
Model Basis & Conventions
• ESCO is paid a discount to the time-specific EVN tariff for project-served energy.
• PV degradation, O&M escalation and battery replacement (REopt schedule) are applied across the analysis period.
• PV straight-line depreciation over 20 years (Circular 45/2013/TT-BTC permits 7-20 years for generating equipment).
• Vietnam CIT: 4-year exemption + 9-year 50% reduction from first profitable year; 5-year tax-loss carryforward.
• All USD figures at the fixed contract exchange rate (see Assumptions); FX drift between VND revenue and USD reporting is quantified on the FX Sensitivity sheet.

## Assumptions
Assumptions & Model Inputs
Shaded cells are hardcoded inputs (case file or engine output); named cells drive every formula on the Pro Forma (Audit) sheet.
Project & Run
Case name | Vietnam case |  | case.json
Financing structure | ESCO discount-to-EVN (behind-the-meter) |  | proforma_vietnam.structures
REopt run UUID | fa64d31a-cae8-41ec-9e08-8b814157d8d7 |  | REopt API
Report prepared | 2026-09-13
Analysis period | 20 | years | proforma_vietnam.defaults replacement policy (PROJECT_YEARS) unless case.json financial.analysis_years overrides
Currency & FX
Model currency | USD |  | EVN tariff converted VND→USD before REopt; see Model Basis
Contract exchange rate | 26300 | VND per USD | case.json tariff.exchange_rate_vnd_per_usd
FX treatment | Held flat over the analysis period |  | Simplification - see FX Sensitivity sheet
Capital Costs
PV capex | 0 | USD | REopt PV size_kw × installed_cost_per_kw
BESS capex | 3400000 | USD | REopt ElectricStorage initial_capital_cost
Other capex | 0 | USD | case.json (developer overrides)
Total investment |  | USD | Formula: PV + BESS + Other
Operating Costs
Year-1 O&M | 34000 | USD/yr | REopt Financial.year_one_om_costs_before_tax
O&M escalation | 3% | per year | vietnam_defaults.json / case.json financial.om_escalation_rate
Replacement Policy
BESS replacement year (storage inverter and pack together) | 10 | year | proforma_vietnam.defaults replacement policy unless case.json technologies.storage overrides
BESS replacement cost per kW |  | USD/kW | proforma_vietnam.defaults replacement policy unless case.json technologies.storage overrides (sent to REopt)
BESS replacement cost per kWh |  | USD/kWh | proforma_vietnam.defaults replacement policy unless case.json technologies.storage overrides (sent to REopt)
PV inverter replacement year | 11 | year | proforma_vietnam.defaults replacement policy
PV inverter replacement fraction of PV capex | 10% | fraction | proforma_vietnam.defaults replacement policy
PV inverter replacement cost |  | USD | Engine: fraction x solved PV capex (none booked when the run has no PV)
Tariff & Escalation
EVN energy escalation | 4% | per year | case.json tariff.evn_energy_escalation_rate
EVN capacity (demand) escalation | 4% | per year | case.json tariff.evn_capacity_escalation_rate
PV degradation | 0.5% | per year | REopt PV.degradation_fraction
Contract Terms
ESCO energy price (fraction of EVN tariff) | 0% | fraction | case.json esco_contract.esco_energy_discount_fraction
Demand savings share to ESCO | 80% | fraction | case.json esco_contract.demand_savings_esco_share
Grid charging enabled | TRUE | yes/no | case.json esco_contract.grid_charging_enabled
Financing
Debt fraction | 70% | of total capex | vietnam_defaults.json / case.json financial.debt_fraction
Debt interest rate | 8.5% | per year | vietnam_defaults.json / case.json financial.debt_interest_rate_fraction
Debt term | 10 | years | vietnam_defaults.json / case.json financial.debt_term_years
Debt principal |  | USD | Formula: total investment × debt fraction
Equity investment |  | USD | Formula: total investment − debt
Annual debt payment (level) |  | USD/yr | Standard annuity over the debt term
Owner discount rate | 10% | per year | case.json financial.owner_discount_rate_fraction
Tax & Depreciation (Vietnam)
CIT regime | Standard + holiday (conservative ESCO default) |  | proforma_vietnam.cash_flow (structure-dependent; explicit override wins)
CIT standard rate | 20% | of taxable income | Law 67/2025/QH15; vietnam_defaults.json
CIT holiday | 4 | years | Law 67/2025 (from first profitable year); Circular 78/2014 Art. 18 shape
CIT reduced-rate period | 9 | years | Law 67/2025; Circular 78/2014 Art. 18 shape
CIT reduction during period | 50% | of applicable base rate | Law 67/2025 (50% of base rate)
Tax-loss carryforward limit | 5 | years | Law 67/2025; Circular 78/2014 Art. 9 shape
Incentive clock cap | 4 | year (latest start) | Law 67/2025; Circular 78/2014 Art. 18 shape
PV depreciation (straight-line) | 20 | years | Circular 45/2013/TT-BTC (7–20 yr band)
BESS depreciation (straight-line) | 8 | years | Circular 45/2013/TT-BTC
Year-1 Engine Outputs (hardcoded - dispatch × tariff, not derivable in-sheet)
Year-1 BAU EVN bill | 3288735.93 | USD | REopt ElectricTariff.year_one_bill_before_tax_bau
Year-1 optimized EVN bill | 2703296.07 | USD | REopt ElectricTariff.year_one_bill_before_tax
Year-1 BAU demand charge | 0 | USD | REopt year_one_demand_cost_before_tax_bau
Year-1 optimized demand charge | 0 | USD | REopt year_one_demand_cost_before_tax
Year-1 demand savings base | 0 | USD | max(BAU − optimized demand charge, 0)
Year-1 served-energy retail value | 0 | USD | Σ project-served kWh × EVN TOU rate (8760 h)
Year-1 ESCO energy revenue base | 0 | USD | Σ served kWh × EVN TOU rate × ESCO discount
Year-1 grid arbitrage base | 585439.86 | USD | REopt net grid arbitrage × ESCO share

## Model Basis
Model Basis, Conventions & Simplifications
1. Model architecture
• REopt (NLR optimization engine) selects PV/BESS sizing and hourly dispatch against the EVN time-of-use tariff over an 8760-hour year.
• proforma_vietnam post-processes the REopt run: an hourly ND57/2025 DPPA settlement layer (when applicable) and a 20-year developer cash flow with Vietnam tax and debt.
• This workbook is generated from that engine. The Pro Forma (Audit) sheet re-derives the full cash flow with live Excel formulas from the named inputs on the Assumptions sheet; the Checks block ties every metric back to the engine (PASS/REVIEW).
2. Currency & FX
• All money flows are computed in USD at the fixed contract rate (26,300 VND/USD).
• Underlying revenue is VND-denominated (EVN tariff, FMP market, DPPA fees). Holding FX flat for the analysis period is a simplification: the FX Sensitivity sheet quantifies USD-reported returns under 0-3%/yr VND depreciation.
• Sheets that show VND amounts (Hourly/Monthly Settlement, DPPA fee inputs) are VND-native regulatory quantities, not conversions.
• Debt is assumed VND-denominated (local bank), so DSCR is FX-neutral.
3. Settlement math - ESCO discount-to-EVN
• The ESCO is paid a contracted fraction of the time-specific EVN tariff for project-served energy (PV→load, plus battery→load when the battery cannot grid-charge).
• Demand-charge savings vs BAU are split between ESCO and offtaker at the contracted share.
• Year-1 revenue is computed from the 8760-hour REopt dispatch × TOU rates; later years scale by EVN escalation and PV degradation factors shown on the Pro Forma (Audit) sheet.
4. Multi-year mechanics
• PV degradation compounds on generation-linked terms; energy lost to degradation is repurchased from EVN at retail (added to the buyer's residual bill / C_BL).
• O&M escalates at its own rate. Battery replacement (storage inverter and pack together) is booked in year 10 at the replacement unit prices on the Assumptions sheet (n/a USD/kW, n/a USD/kWh), the shared replacement policy of both country branches.
• Debt: level-payment annuity over the debt term (interest + principal split per the Debt Schedule block).
• CIT regime: standard rate with holiday (Law 67/2025; legacy Circular 78/2014 shape) - 20% base rate throughout. Conservative default for a service ESCO, whose RE-producer status is a legal question; grandfathered projects keep old-law incentives. The 4-year exemption and 9-year 50%-reduction periods count from the first profitable year, no later than year 4; the 50% reduction applies to the then-applicable base rate. Tax losses carry forward at most 5 consecutive years, consumed FIFO - the carryforward schedule is fully visible on the Pro Forma sheet.
• Straight-line depreciation: PV over the configured life within the 7-20y band of Circular 45/2013/TT-BTC; BESS over its own life.
• Battery replacement is CAPITALIZED, not expensed (VAS / Circular 45/2013): each replacement battery is a fixed asset depreciated straight-line over the 8-year BESS class life from its in-service (replacement) year, with each replacement year carrying its own schedule. The replacement cash outflow is unchanged - only the CIT deduction timing shifts from a single full deduction to the depreciation stream.
5. Simplifications register (disclosed for audit)
• Fixed FX over the analysis period - quantified on the FX Sensitivity sheet.
• Battery replacement depreciation is truncated at the analysis horizon: charges beyond the final year are simply not taken and the undepreciated remainder is not written off (no terminal disposal/salvage of the replaced or residual battery is modelled).
• VAT is out of scope (pass-through assumed for both parties).
• No working-capital, DSRA, or terminal/residual value is modelled.
• A single dispatch year (8760 h) is escalated; no re-dispatch in later years.
• REopt sizing is optimizer output and can vary slightly between solver versions; the financial post-processing is deterministic given results.json.
6. How to validate this workbook
• 1) Assumptions sheet: confirm every shaded input against the case file / contract term sheet.
• 2) Pro Forma (Audit): trace any line - formulas reference named cells (e.g. ESC_ENERGY, DEBT_RATE) and prior rows only.
• 3) Checks block: every metric shows Excel vs engine with PASS/REVIEW at stated tolerances (amounts $1, rates 5 bp, DSCR 0.005, payback 0.05 yr).
• 4) FX Sensitivity: rate cells are editable; Excel recomputes IRR/NPV live.
• 5) Technical sheets (Technical Results, Dispatch Profile, Load Duration, Settlement) are engine output for record. The Dispatch sheet's PV production factor (kWh/kW, PVWatts-derived) is the hourly solar-resource signal - REopt does not persist raw irradiance.
7. Key references
• ND57/2025 (DPPA decree) Art. 14-18 - settlement chain and eligibility.
• NSMO/CD7 simulation examples - k price-only conversion (Ví dụ 1), CfD cap on matched volume (Ví dụ 4).
• Law 67/2025/QH15 + Decree 320/2025/NĐ-CP - CIT rates, RE-producer preferential incentive, holiday & loss carryforward (legacy Circular 78/2014 Art. 9, 18 shape kept for the standard regime).
• Circular 45/2013/TT-BTC - fixed-asset depreciation bands.
• EVN retail tariff (current & QĐ963 TOU structures) as configured in the case file.

## Pro Forma (Audit)
Pro Forma (Audit) - every white cell is a live Excel formula
Shaded cells are hardcoded engine outputs (REopt dispatch / 8760-h settlement / tie-out reference). All other cells derive from the named cells on the Assumptions sheet. Currency: USD at the fixed contract FX rate.
TIMELINE & INDEXATION
Year | index | 0 | 1 | 2 | 3 | 4 | 5 | 6 | 7 | 8 | 9 | 10 | 11 | 12 | 13 | 14 | 15 | 16 | 17 | 18 | 19 | 20
EVN energy escalation factor | index
EVN capacity escalation factor | index
O&M escalation factor | index
PV degradation factor | index
REVENUE (USD)
ESCO energy revenue (discount-to-EVN) | USD
Demand charge savings (total) | USD
ESCO share of demand savings | USD
Grid arbitrage revenue | USD
Total developer revenue | USD
OPERATING COSTS (USD)
O&M | USD
Equipment replacement (engine schedule) | USD |  | 0 | 0 | 0 | 0 | 0 | 0 | 0 | 0 | 0 | 3400000 | 0 | 0 | 0 | 0 | 0 | 0 | 0 | 0 | 0 | 0
EBITDA | USD
DEBT SCHEDULE (USD)
Opening debt balance | USD
Interest | USD
Principal repayment | USD
Debt service | USD
Closing debt balance | USD
DEPRECIATION & VIETNAM CIT (USD)
PV depreciation (straight-line) | USD
BESS depreciation (straight-line) | USD
Replacement depreciation (in-service yr 10) | USD
Total depreciation | USD
Taxable income before loss relief (EBT) | USD
New tax loss arising | USD
Assessable income (pre-relief) | USD
Loss vintage aged 1y - available | USD | 1: 0
Loss vintage aged 2y - available | USD | 1: 0
Loss vintage aged 3y - available | USD | 1: 0
Loss vintage aged 4y - available | USD | 1: 0
Loss vintage aged 5y - available | USD | 1: 0
Loss vintage aged 5y - utilised | USD
Loss vintage aged 4y - utilised | USD
Loss vintage aged 3y - utilised | USD
Loss vintage aged 2y - utilised | USD
Loss vintage aged 1y - utilised | USD
Loss relief utilised (FIFO, ≤5y old) | USD
Taxable income after loss relief | USD
Profitable-to-date flag (starts CIT clock) | 0/1
CIT clock start year (first profit, capped) |  | 1: Circular 78/2014 Art. 18
Applicable CIT rate | %
CIT payable | USD
CASH FLOW & COVERAGE (USD)
Cash available for debt service (CFADS) | USD
Project cash flow (unlevered, post-tax) | USD
Equity cash flow | USD
Cumulative equity cash flow | USD
DSCR (debt years) | x
OFFTAKER (BUYER) POSITION (USD)
BAU EVN bill (energy + demand) | USD
Buyer cost with project | USD
Buyer savings vs BAU | USD
Buyer savings (% of BAU) | %
RETURN METRICS (Excel formulas)
Equity IRR
Project IRR (unlevered)
Equity NPV @ owner discount rate
Minimum DSCR (debt years) |  | 1: MIN ignores the blank non-debt years
Average DSCR (debt years)
First year cumulative equity CF ≥ 0
Simple equity payback |  | 1: years
ROI (cumulative equity CF / equity)
Buyer savings, years 1-10 (% of BAU)
CHECKS - EXCEL vs ENGINE (per-year tie-out)
Equity cash flow (engine) | USD | -1020000 | 188709.5218 | 211107.1162 | 234410.8144 | 258657.1665 | 283884.1939 | 310131.4482 | 337440.0728 | 343369.1284 | 325060.5968 | -3007377.61 | 781310.765 | 811274.434 | 842448.987 | 874883.2293 | 908627.9298 | 943735.8994 | 918566.2875 | 867345.4191 | 902488.8105 | 939051.4247
CFADS (engine) | USD |  | 551439.86 | 573837.4544 | 597141.1526 | 621387.5047 | 646614.532 | 672861.7863 | 700170.411 | 706099.4665 | 687790.9349 | -2644647.2718 | 781310.765 | 811274.434 | 842448.987 | 874883.2293 | 908627.9298 | 943735.8994 | 918566.2875 | 867345.4191 | 902488.8105 | 939051.4247
CIT (engine) | USD |  | 0 | 0 | 0 | 0 | 0 | 0 | 0 | 22483.7386 | 70353.7556 | 33548.4518 | 39590.085 | 42919.3816 | 46383.2208 | 49987.0255 | 53736.4366 | 57637.3222 | 123391.5719 | 216836.3548 | 225622.2026 | 234762.8562
Max ¦Excel − engine¦ this year | USD
Check |  | 0: Excel; 1: Engine; 2: Delta; 3: Status
Per-year cash flow tie-out (max delta, all years) |  | 1: 0
Equity IRR |  | 1: 21.56%
Project IRR |  | 1: 14.89%
Equity NPV |  | 1: 1396401.0901
Minimum DSCR |  | 1: -7.2909
Average DSCR |  | 1: 0.85813
Simple equity payback |  | 1: 4.4478
ROI |  | 1: 811.3%
Buyer savings, years 1-10 (% of BAU) | bar: 1; 3

## FX Sensitivity
FX Sensitivity - VND depreciation vs USD returns
Cash flows are VND-denominated (EVN tariff / DPPA settlement) but reported in USD at the fixed contract rate. Each scenario deflates the year-t USD equity cash flow by (1+d)^t. Debt is assumed VND-denominated, so DSCR is unchanged. The rate cells are editable; engine columns validate the default scenarios.
VND depreciation (per year) | Equity IRR (USD) | Equity NPV (USD) | Equity IRR (engine) | Equity NPV (engine) | Status
0% |  |  | 21.56% | 1396401.0901
1% |  |  | 20.36% | 1152680.3688
2% |  |  | 19.18% | 944580.2757
3% |  |  | 18.02% | 766201.5128
Helper - FX-adjusted equity cash flow per scenario (USD): CF_t / (1 + d)^t
| 0 | 1 | 2 | 3 | 4 | 5 | 6 | 7 | 8 | 9 | 10 | 11 | 12 | 13 | 14 | 15 | 16 | 17 | 18 | 19 | 20

## Buyer Analysis
Buyer Analysis - Cost vs Business-As-Usual
Annual electricity cost with the project compared against the EVN-only baseline (USD)
Year 1 Snapshot
| Year 1 BAU Cost (USD) | 3288735.93
| Year 1 Cost With Project (USD) | 3288735.93
| Year 1 Savings (USD) | 0
| Year 1 Savings (% of BAU) | 0%
| First 10 Years Savings (USD) | 0 | Cumulative, years 1-10
| First 10 Years Savings (% of BAU) | 0%
| Lifetime Savings (USD) | 9.3132e-10 | Cumulative over analysis period
| Lifetime Savings (% of BAU) | 9.51e-16%
Year | BAU Cost (USD) | Cost With Project (USD) | Savings (USD) | Savings (% of BAU) | Cumulative Savings (USD)
1 | 3288735.93 | 3288735.93 | 0 | 0% | 0
2 | 3420285.3672 | 3420285.3672 | 0 | 0% | 0
3 | 3557096.7819 | 3557096.7819 | 0 | 0% | 0
4 | 3699380.6532 | 3699380.6532 | 0 | 0% | 0
5 | 3847355.8793 | 3847355.8793 | 0 | 0% | 0
6 | 4001250.1145 | 4001250.1145 | 0 | 0% | 0
7 | 4161300.119 | 4161300.119 | 0 | 0% | 0
8 | 4327752.1238 | 4327752.1238 | 0 | 0% | 0
9 | 4500862.2088 | 4500862.2088 | 0 | 0% | 0
10 | 4680896.6971 | 4680896.6971 | 0 | 0% | 0
11 | 4868132.565 | 4868132.565 | 0 | 0% | 0
12 | 5062857.8676 | 5062857.8676 | 0 | 0% | 0
13 | 5265372.1823 | 5265372.1823 | 0 | 0% | 0
14 | 5475987.0696 | 5475987.0696 | 0 | 0% | 0
15 | 5695026.5524 | 5695026.5524 | 0 | 0% | 0
16 | 5922827.6145 | 5922827.6145 | 0 | 0% | 0
17 | 6159740.719 | 6159740.719 | 0 | 0% | 0
18 | 6406130.3478 | 6406130.3478 | 9.3132e-10 | 1.454e-14% | 9.3132e-10
19 | 6662375.5617 | 6662375.5617 | 0 | 0% | 9.3132e-10
20 | 6928870.5842 | 6928870.5842 | 0 | 0% | 9.3132e-10

## Developer Returns
Developer Returns - Financing & Cash Flow
Seller/ESCO investment case: sources & uses, return metrics and annual equity cash flow (USD)
Sources & Uses
| Total Investment (USD) | 3400000
| Debt Principal (USD) | 2380000
| Equity Investment (USD) | 1020000
Return Metrics
| Equity IRR | 21.56%
| Project IRR | 14.89%
| NPV (USD) | 1396401.0901 | At owner discount rate
| Minimum DSCR (debt years) | -7.2909
| Average DSCR | 0.85813
| Simple Payback (Years) | 4.4478
| ROI (cumulative equity CF / equity) | 811.3%
Year | Revenue (USD) | O&M + Replacement (USD) | CIT (USD) | CFADS (USD) | Debt Service (USD) | DSCR | Equity Cash Flow (USD) | Cumulative Equity CF (USD)
1 | 585439.86 | 34000 | 0 | 551439.86 | 362730.3382 | 1.5202 | 188709.5218 | -831290.4782
2 | 608857.4544 | 35020 | 0 | 573837.4544 | 362730.3382 | 1.582 | 211107.1162 | -620183.3619
3 | 633211.7526 | 36070.6 | 0 | 597141.1526 | 362730.3382 | 1.6462 | 234410.8144 | -385772.5475
4 | 658540.2227 | 37152.718 | 0 | 621387.5047 | 362730.3382 | 1.7131 | 258657.1665 | -127115.381
5 | 684881.8316 | 38267.2995 | 0 | 646614.532 | 362730.3382 | 1.7826 | 283884.1939 | 156768.8129
6 | 712277.1048 | 39415.3185 | 0 | 672861.7863 | 362730.3382 | 1.855 | 310131.4482 | 466900.2611
7 | 740768.189 | 40597.7781 | 0 | 700170.411 | 362730.3382 | 1.9303 | 337440.0728 | 804340.3339
8 | 770398.9166 | 41815.7114 | 22483.7386 | 706099.4665 | 362730.3382 | 1.9466 | 343369.1284 | 1147709.4623
9 | 801214.8733 | 43070.1828 | 70353.7556 | 687790.9349 | 362730.3382 | 1.8961 | 325060.5968 | 1472770.059
10 | 833263.4682 | 3444362.2883 | 33548.4518 | -2644647.2718 | 362730.3382 | -7.2909 | -3007377.61 | -1534607.5509
11 | 866594.0069 | 45693.1569 | 39590.085 | 781310.765 | 0 |  | 781310.765 | -753296.7859
12 | 901257.7672 | 47063.9516 | 42919.3816 | 811274.434 | 0 |  | 811274.434 | 57977.6481
13 | 937308.0779 | 48475.8702 | 46383.2208 | 842448.987 | 0 |  | 842448.987 | 900426.6351
14 | 974800.401 | 49930.1463 | 49987.0255 | 874883.2293 | 0 |  | 874883.2293 | 1775309.8644
15 | 1013792.417 | 51428.0506 | 53736.4366 | 908627.9298 | 0 |  | 908627.9298 | 2683937.7941
16 | 1054344.1137 | 52970.8922 | 57637.3222 | 943735.8994 | 0 |  | 943735.8994 | 3627673.6936
17 | 1096517.8783 | 54560.0189 | 123391.5719 | 918566.2875 | 0 |  | 918566.2875 | 4546239.981
18 | 1140378.5934 | 56196.8195 | 216836.3548 | 867345.4191 | 0 |  | 867345.4191 | 5413585.4002
19 | 1185993.7371 | 57882.7241 | 225622.2026 | 902488.8105 | 0 |  | 902488.8105 | 6316074.2106
20 | 1233433.4866 | 59619.2058 | 234762.8562 | 939051.4247 | 0 |  | 939051.4247 | 7255125.6353

## Technical Results
Metric | Value
System Sizing
PV Size (kW) | 0
Battery Power (kW) | 5000
Battery Energy (kWh) | 25000
Annual Energy Balance (Year 1)
PV to Load (kWh) | 0
PV to Storage (kWh) | 0
PV to Grid (kWh) | 0
Storage to Load (kWh) | 7417505.613
Grid to Load (kWh) | 36382494.387
PV Curtailed (kWh) | 0
Grid to Storage (kWh) | 8241694.063
Year-1 Utility Bill Comparison
BAU Utility Bill (USD) | 3288735.93
Optimized Utility Bill (USD) | 2703296.07
Utility Bill Savings (USD) | 585439.86
BAU Demand Charge (USD) | 0
Optimized Demand Charge (USD) | 0
Demand Charge Savings (USD) | 0

## Dispatch Profile
Hour | Load (kW) | PV Irradiation (W/m²) | PV Generation Total (kW) | PV to Load (kW) | PV to Storage (kW) | PV to Grid (kW) | PV Curtailed (kW) | Grid to Load (kW) | Grid to Storage (kW) | Storage to Load (kW)
1 | 5000 | 0 | 0 | 0 | 0 | 0 | 0 | 5000 | -5000 | 0
2 | 5000 | 0 | 0 | 0 | 0 | 0 | 0 | 5000 | -5000 | 0
3 | 5000 | 0 | 0 | 0 | 0 | 0 | 0 | 5000 | -3186.711 | 0
4 | 5000 | 0 | 0 | 0 | 0 | 0 | 0 | 5000 | 0 | 0
5 | 5000 | 0 | 0 | 0 | 0 | 0 | 0 | 5000 | 0 | 0
6 | 5000 | 0 | 0 | 0 | 0 | 0 | 0 | 5000 | 0 | 0
7 | 5000 | 0 | 0 | 0 | 0 | 0 | 0 | 5000 | 0 | 0
8 | 5000 | 0 | 0 | 0 | 0 | 0 | 0 | 5000 | 0 | 0
9 | 5000 | 0 | 0 | 0 | 0 | 0 | 0 | 5000 | 0 | 0
10 | 5000 | 0 | 0 | 0 | 0 | 0 | 0 | 5000 | 0 | 0
11 | 5000 | 0 | 0 | 0 | 0 | 0 | 0 | 5000 | 0 | 0
12 | 5000 | 0 | 0 | 0 | 0 | 0 | 0 | 5000 | 0 | 0
13 | 5000 | 0 | 0 | 0 | 0 | 0 | 0 | 5000 | 0 | 0
14 | 5000 | 0 | 0 | 0 | 0 | 0 | 0 | 5000 | 0 | 0
15 | 5000 | 0 | 0 | 0 | 0 | 0 | 0 | 5000 | 0 | 0
16 | 5000 | 0 | 0 | 0 | 0 | 0 | 0 | 5000 | 0 | 0
17 | 5000 | 0 | 0 | 0 | 0 | 0 | 0 | 5000 | 0 | 0
18 | 5000 | 0 | 0 | 0 | 0 | 0 | 0 | 5000 | 0 | 0
19 | 5000 | 0 | 0 | 0 | 0 | 0 | 0 | 1301.899 | 0 | 3698.101
20 | 5000 | 0 | 0 | 0 | 0 | 0 | 0 | 0 | 0 | 5000
21 | 5000 | 0 | 0 | 0 | 0 | 0 | 0 | 0 | 0 | 5000
22 | 5000 | 0 | 0 | 0 | 0 | 0 | 0 | 0 | 0 | 5000
23 | 5000 | 0 | 0 | 0 | 0 | 0 | 0 | 0 | 0 | 5000
24 | 5000 | 0 | 0 | 0 | 0 | 0 | 0 | 5000 | 0 | 0
25 | 5000 | 0 | 0 | 0 | 0 | 0 | 0 | 5000 | -5000 | 0
26 | 5000 | 0 | 0 | 0 | 0 | 0 | 0 | 5000 | -5000 | 0
27 | 5000 | 0 | 0 | 0 | 0 | 0 | 0 | 5000 | -5000 | 0
28 | 5000 | 0 | 0 | 0 | 0 | 0 | 0 | 5000 | -5000 | 0
29 | 5000 | 0 | 0 | 0 | 0 | 0 | 0 | 5000 | -5000 | 0
30 | 5000 | 0 | 0 | 0 | 0 | 0 | 0 | 5000 | -1373.421 | 0
31 | 5000 | 0 | 0 | 0 | 0 | 0 | 0 | 5000 | 0 | 0
32 | 5000 | 0 | 0 | 0 | 0 | 0 | 0 | 5000 | 0 | 0
33 | 5000 | 0 | 0 | 0 | 0 | 0 | 0 | 5000 | 0 | 0
34 | 5000 | 0 | 0 | 0 | 0 | 0 | 0 | 5000 | 0 | 0
35 | 5000 | 0 | 0 | 0 | 0 | 0 | 0 | 5000 | 0 | 0
36 | 5000 | 0 | 0 | 0 | 0 | 0 | 0 | 5000 | 0 | 0
37 | 5000 | 0 | 0 | 0 | 0 | 0 | 0 | 5000 | 0 | 0
38 | 5000 | 0 | 0 | 0 | 0 | 0 | 0 | 5000 | 0 | 0
39 | 5000 | 0 | 0 | 0 | 0 | 0 | 0 | 5000 | 0 | 0
40 | 5000 | 0 | 0 | 0 | 0 | 0 | 0 | 5000 | 0 | 0
41 | 5000 | 0 | 0 | 0 | 0 | 0 | 0 | 5000 | 0 | 0
42 | 5000 | 0 | 0 | 0 | 0 | 0 | 0 | 5000 | 0 | 0
43 | 5000 | 0 | 0 | 0 | 0 | 0 | 0 | 1301.899 | 0 | 3698.101
44 | 5000 | 0 | 0 | 0 | 0 | 0 | 0 | 0 | 0 | 5000
45 | 5000 | 0 | 0 | 0 | 0 | 0 | 0 | 0 | 0 | 5000
46 | 5000 | 0 | 0 | 0 | 0 | 0 | 0 | 0 | 0 | 5000
47 | 5000 | 0 | 0 | 0 | 0 | 0 | 0 | 0 | 0 | 5000
48 | 5000 | 0 | 0 | 0 | 0 | 0 | 0 | 5000 | 0 | 0
49 | 5000 | 0 | 0 | 0 | 0 | 0 | 0 | 5000 | -5000 | 0
50 | 5000 | 0 | 0 | 0 | 0 | 0 | 0 | 5000 | -5000 | 0
51 | 5000 | 0 | 0 | 0 | 0 | 0 | 0 | 5000 | -5000 | 0
52 | 5000 | 0 | 0 | 0 | 0 | 0 | 0 | 5000 | -5000 | 0
53 | 5000 | 0 | 0 | 0 | 0 | 0 | 0 | 5000 | -5000 | 0
54 | 5000 | 0 | 0 | 0 | 0 | 0 | 0 | 5000 | -1373.421 | 0
55 | 5000 | 0 | 0 | 0 | 0 | 0 | 0 | 5000 | 0 | 0
56 | 5000 | 0 | 0 | 0 | 0 | 0 | 0 | 5000 | 0 | 0
57 | 5000 | 0 | 0 | 0 | 0 | 0 | 0 | 5000 | 0 | 0
58 | 5000 | 0 | 0 | 0 | 0 | 0 | 0 | 5000 | 0 | 0
59 | 5000 | 0 | 0 | 0 | 0 | 0 | 0 | 5000 | 0 | 0
60 | 5000 | 0 | 0 | 0 | 0 | 0 | 0 | 5000 | 0 | 0
61 | 5000 | 0 | 0 | 0 | 0 | 0 | 0 | 5000 | 0 | 0
62 | 5000 | 0 | 0 | 0 | 0 | 0 | 0 | 5000 | 0 | 0
63 | 5000 | 0 | 0 | 0 | 0 | 0 | 0 | 5000 | 0 | 0
64 | 5000 | 0 | 0 | 0 | 0 | 0 | 0 | 5000 | 0 | 0
65 | 5000 | 0 | 0 | 0 | 0 | 0 | 0 | 5000 | 0 | 0
66 | 5000 | 0 | 0 | 0 | 0 | 0 | 0 | 5000 | 0 | 0
67 | 5000 | 0 | 0 | 0 | 0 | 0 | 0 | 1301.899 | 0 | 3698.101
68 | 5000 | 0 | 0 | 0 | 0 | 0 | 0 | 0 | 0 | 5000
69 | 5000 | 0 | 0 | 0 | 0 | 0 | 0 | 0 | 0 | 5000
70 | 5000 | 0 | 0 | 0 | 0 | 0 | 0 | 0 | 0 | 5000
71 | 5000 | 0 | 0 | 0 | 0 | 0 | 0 | 0 | 0 | 5000
72 | 5000 | 0 | 0 | 0 | 0 | 0 | 0 | 5000 | 0 | 0
73 | 5000 | 0 | 0 | 0 | 0 | 0 | 0 | 5000 | -5000 | 0
74 | 5000 | 0 | 0 | 0 | 0 | 0 | 0 | 5000 | -5000 | 0
75 | 5000 | 0 | 0 | 0 | 0 | 0 | 0 | 5000 | -5000 | 0
76 | 5000 | 0 | 0 | 0 | 0 | 0 | 0 | 5000 | -5000 | 0
77 | 5000 | 0 | 0 | 0 | 0 | 0 | 0 | 5000 | -5000 | 0
78 | 5000 | 0 | 0 | 0 | 0 | 0 | 0 | 5000 | -1373.421 | 0
79 | 5000 | 0 | 0 | 0 | 0 | 0 | 0 | 5000 | 0 | 0
80 | 5000 | 0 | 0 | 0 | 0 | 0 | 0 | 5000 | 0 | 0
81 | 5000 | 0 | 0 | 0 | 0 | 0 | 0 | 5000 | 0 | 0
82 | 5000 | 0 | 0 | 0 | 0 | 0 | 0 | 5000 | 0 | 0
83 | 5000 | 0 | 0 | 0 | 0 | 0 | 0 | 5000 | 0 | 0
84 | 5000 | 0 | 0 | 0 | 0 | 0 | 0 | 5000 | 0 | 0
85 | 5000 | 0 | 0 | 0 | 0 | 0 | 0 | 5000 | 0 | 0
86 | 5000 | 0 | 0 | 0 | 0 | 0 | 0 | 5000 | 0 | 0
87 | 5000 | 0 | 0 | 0 | 0 | 0 | 0 | 5000 | 0 | 0
88 | 5000 | 0 | 0 | 0 | 0 | 0 | 0 | 5000 | 0 | 0
89 | 5000 | 0 | 0 | 0 | 0 | 0 | 0 | 5000 | 0 | 0
90 | 5000 | 0 | 0 | 0 | 0 | 0 | 0 | 5000 | 0 | 0
91 | 5000 | 0 | 0 | 0 | 0 | 0 | 0 | 1301.899 | 0 | 3698.101
92 | 5000 | 0 | 0 | 0 | 0 | 0 | 0 | 0 | 0 | 5000
93 | 5000 | 0 | 0 | 0 | 0 | 0 | 0 | 0 | 0 | 5000
94 | 5000 | 0 | 0 | 0 | 0 | 0 | 0 | 0 | 0 | 5000
95 | 5000 | 0 | 0 | 0 | 0 | 0 | 0 | 0 | 0 | 5000
96 | 5000 | 0 | 0 | 0 | 0 | 0 | 0 | 5000 | 0 | 0
97 | 5000 | 0 | 0 | 0 | 0 | 0 | 0 | 5000 | 0 | 0
98 | 5000 | 0 | 0 | 0 | 0 | 0 | 0 | 5000 | 0 | 0
99 | 5000 | 0 | 0 | 0 | 0 | 0 | 0 | 5000 | 0 | 0
100 | 5000 | 0 | 0 | 0 | 0 | 0 | 0 | 5000 | 0 | 0
101 | 5000 | 0 | 0 | 0 | 0 | 0 | 0 | 5000 | 0 | 0
102 | 5000 | 0 | 0 | 0 | 0 | 0 | 0 | 5000 | 0 | 0
103 | 5000 | 0 | 0 | 0 | 0 | 0 | 0 | 5000 | 0 | 0
104 | 5000 | 0 | 0 | 0 | 0 | 0 | 0 | 5000 | 0 | 0
105 | 5000 | 0 | 0 | 0 | 0 | 0 | 0 | 5000 | 0 | 0
106 | 5000 | 0 | 0 | 0 | 0 | 0 | 0 | 5000 | 0 | 0
107 | 5000 | 0 | 0 | 0 | 0 | 0 | 0 | 5000 | 0 | 0
108 | 5000 | 0 | 0 | 0 | 0 | 0 | 0 | 5000 | 0 | 0
109 | 5000 | 0 | 0 | 0 | 0 | 0 | 0 | 5000 | 0 | 0
110 | 5000 | 0 | 0 | 0 | 0 | 0 | 0 | 5000 | 0 | 0
111 | 5000 | 0 | 0 | 0 | 0 | 0 | 0 | 5000 | 0 | 0
112 | 5000 | 0 | 0 | 0 | 0 | 0 | 0 | 5000 | 0 | 0
113 | 5000 | 0 | 0 | 0 | 0 | 0 | 0 | 5000 | 0 | 0
114 | 5000 | 0 | 0 | 0 | 0 | 0 | 0 | 5000 | 0 | 0
115 | 5000 | 0 | 0 | 0 | 0 | 0 | 0 | 5000 | 0 | 0
116 | 5000 | 0 | 0 | 0 | 0 | 0 | 0 | 5000 | 0 | 0
117 | 5000 | 0 | 0 | 0 | 0 | 0 | 0 | 5000 | 0 | 0
118 | 5000 | 0 | 0 | 0 | 0 | 0 | 0 | 5000 | 0 | 0
119 | 5000 | 0 | 0 | 0 | 0 | 0 | 0 | 5000 | 0 | 0
120 | 5000 | 0 | 0 | 0 | 0 | 0 | 0 | 5000 | 0 | 0
121 | 5000 | 0 | 0 | 0 | 0 | 0 | 0 | 5000 | -5000 | 0
122 | 5000 | 0 | 0 | 0 | 0 | 0 | 0 | 5000 | -5000 | 0
123 | 5000 | 0 | 0 | 0 | 0 | 0 | 0 | 5000 | -5000 | 0
124 | 5000 | 0 | 0 | 0 | 0 | 0 | 0 | 5000 | -5000 | 0
125 | 5000 | 0 | 0 | 0 | 0 | 0 | 0 | 5000 | -5000 | 0
126 | 5000 | 0 | 0 | 0 | 0 | 0 | 0 | 5000 | -1373.421 | 0
127 | 5000 | 0 | 0 | 0 | 0 | 0 | 0 | 5000 | 0 | 0
128 | 5000 | 0 | 0 | 0 | 0 | 0 | 0 | 5000 | 0 | 0
129 | 5000 | 0 | 0 | 0 | 0 | 0 | 0 | 5000 | 0 | 0
130 | 5000 | 0 | 0 | 0 | 0 | 0 | 0 | 5000 | 0 | 0
131 | 5000 | 0 | 0 | 0 | 0 | 0 | 0 | 5000 | 0 | 0
132 | 5000 | 0 | 0 | 0 | 0 | 0 | 0 | 5000 | 0 | 0
133 | 5000 | 0 | 0 | 0 | 0 | 0 | 0 | 5000 | 0 | 0
134 | 5000 | 0 | 0 | 0 | 0 | 0 | 0 | 5000 | 0 | 0
135 | 5000 | 0 | 0 | 0 | 0 | 0 | 0 | 5000 | 0 | 0
136 | 5000 | 0 | 0 | 0 | 0 | 0 | 0 | 5000 | 0 | 0
137 | 5000 | 0 | 0 | 0 | 0 | 0 | 0 | 5000 | 0 | 0
138 | 5000 | 0 | 0 | 0 | 0 | 0 | 0 | 5000 | 0 | 0
139 | 5000 | 0 | 0 | 0 | 0 | 0 | 0 | 1301.899 | 0 | 3698.101
140 | 5000 | 0 | 0 | 0 | 0 | 0 | 0 | 0 | 0 | 5000
141 | 5000 | 0 | 0 | 0 | 0 | 0 | 0 | 0 | 0 | 5000
142 | 5000 | 0 | 0 | 0 | 0 | 0 | 0 | 0 | 0 | 5000
143 | 5000 | 0 | 0 | 0 | 0 | 0 | 0 | 0 | 0 | 5000
144 | 5000 | 0 | 0 | 0 | 0 | 0 | 0 | 5000 | 0 | 0
145 | 5000 | 0 | 0 | 0 | 0 | 0 | 0 | 5000 | -5000 | 0
146 | 5000 | 0 | 0 | 0 | 0 | 0 | 0 | 5000 | -5000 | 0
147 | 5000 | 0 | 0 | 0 | 0 | 0 | 0 | 5000 | -5000 | 0
148 | 5000 | 0 | 0 | 0 | 0 | 0 | 0 | 5000 | -5000 | 0
149 | 5000 | 0 | 0 | 0 | 0 | 0 | 0 | 5000 | -5000 | 0
150 | 5000 | 0 | 0 | 0 | 0 | 0 | 0 | 5000 | -1373.421 | 0
151 | 5000 | 0 | 0 | 0 | 0 | 0 | 0 | 5000 | 0 | 0
152 | 5000 | 0 | 0 | 0 | 0 | 0 | 0 | 5000 | 0 | 0
153 | 5000 | 0 | 0 | 0 | 0 | 0 | 0 | 5000 | 0 | 0
154 | 5000 | 0 | 0 | 0 | 0 | 0 | 0 | 5000 | 0 | 0
155 | 5000 | 0 | 0 | 0 | 0 | 0 | 0 | 5000 | 0 | 0
156 | 5000 | 0 | 0 | 0 | 0 | 0 | 0 | 5000 | 0 | 0
157 | 5000 | 0 | 0 | 0 | 0 | 0 | 0 | 5000 | 0 | 0
158 | 5000 | 0 | 0 | 0 | 0 | 0 | 0 | 5000 | 0 | 0
159 | 5000 | 0 | 0 | 0 | 0 | 0 | 0 | 5000 | 0 | 0
160 | 5000 | 0 | 0 | 0 | 0 | 0 | 0 | 5000 | 0 | 0
161 | 5000 | 0 | 0 | 0 | 0 | 0 | 0 | 5000 | 0 | 0
162 | 5000 | 0 | 0 | 0 | 0 | 0 | 0 | 5000 | 0 | 0
163 | 5000 | 0 | 0 | 0 | 0 | 0 | 0 | 1301.899 | 0 | 3698.101
164 | 5000 | 0 | 0 | 0 | 0 | 0 | 0 | 0 | 0 | 5000
165 | 5000 | 0 | 0 | 0 | 0 | 0 | 0 | 0 | 0 | 5000
166 | 5000 | 0 | 0 | 0 | 0 | 0 | 0 | 0 | 0 | 5000
167 | 5000 | 0 | 0 | 0 | 0 | 0 | 0 | 0 | 0 | 5000
168 | 5000 | 0 | 0 | 0 | 0 | 0 | 0 | 5000 | 0 | 0
169 | 5000 | 0 | 0 | 0 | 0 | 0 | 0 | 5000 | -5000 | 0
170 | 5000 | 0 | 0 | 0 | 0 | 0 | 0 | 5000 | -5000 | 0
171 | 5000 | 0 | 0 | 0 | 0 | 0 | 0 | 5000 | -5000 | 0
172 | 5000 | 0 | 0 | 0 | 0 | 0 | 0 | 5000 | -5000 | 0
173 | 5000 | 0 | 0 | 0 | 0 | 0 | 0 | 5000 | -5000 | 0
174 | 5000 | 0 | 0 | 0 | 0 | 0 | 0 | 5000 | -1373.421 | 0
175 | 5000 | 0 | 0 | 0 | 0 | 0 | 0 | 5000 | 0 | 0
176 | 5000 | 0 | 0 | 0 | 0 | 0 | 0 | 5000 | 0 | 0
177 | 5000 | 0 | 0 | 0 | 0 | 0 | 0 | 5000 | 0 | 0
178 | 5000 | 0 | 0 | 0 | 0 | 0 | 0 | 5000 | 0 | 0
179 | 5000 | 0 | 0 | 0 | 0 | 0 | 0 | 5000 | 0 | 0
180 | 5000 | 0 | 0 | 0 | 0 | 0 | 0 | 5000 | 0 | 0
181 | 5000 | 0 | 0 | 0 | 0 | 0 | 0 | 5000 | 0 | 0
182 | 5000 | 0 | 0 | 0 | 0 | 0 | 0 | 5000 | 0 | 0
183 | 5000 | 0 | 0 | 0 | 0 | 0 | 0 | 5000 | 0 | 0
184 | 5000 | 0 | 0 | 0 | 0 | 0 | 0 | 5000 | 0 | 0
185 | 5000 | 0 | 0 | 0 | 0 | 0 | 0 | 5000 | 0 | 0
186 | 5000 | 0 | 0 | 0 | 0 | 0 | 0 | 5000 | 0 | 0
187 | 5000 | 0 | 0 | 0 | 0 | 0 | 0 | 1301.899 | 0 | 3698.101
188 | 5000 | 0 | 0 | 0 | 0 | 0 | 0 | 0 | 0 | 5000
189 | 5000 | 0 | 0 | 0 | 0 | 0 | 0 | 0 | 0 | 5000
190 | 5000 | 0 | 0 | 0 | 0 | 0 | 0 | 0 | 0 | 5000
191 | 5000 | 0 | 0 | 0 | 0 | 0 | 0 | 0 | 0 | 5000
192 | 5000 | 0 | 0 | 0 | 0 | 0 | 0 | 5000 | 0 | 0
193 | 5000 | 0 | 0 | 0 | 0 | 0 | 0 | 5000 | -5000 | 0
194 | 5000 | 0 | 0 | 0 | 0 | 0 | 0 | 5000 | -5000 | 0
195 | 5000 | 0 | 0 | 0 | 0 | 0 | 0 | 5000 | -5000 | 0
196 | 5000 | 0 | 0 | 0 | 0 | 0 | 0 | 5000 | -5000 | 0
197 | 5000 | 0 | 0 | 0 | 0 | 0 | 0 | 5000 | -5000 | 0
198 | 5000 | 0 | 0 | 0 | 0 | 0 | 0 | 5000 | -1373.421 | 0
199 | 5000 | 0 | 0 | 0 | 0 | 0 | 0 | 5000 | 0 | 0
200 | 5000 | 0 | 0 | 0 | 0 | 0 | 0 | 5000 | 0 | 0
201 | 5000 | 0 | 0 | 0 | 0 | 0 | 0 | 5000 | 0 | 0
202 | 5000 | 0 | 0 | 0 | 0 | 0 | 0 | 5000 | 0 | 0
203 | 5000 | 0 | 0 | 0 | 0 | 0 | 0 | 5000 | 0 | 0
204 | 5000 | 0 | 0 | 0 | 0 | 0 | 0 | 5000 | 0 | 0
205 | 5000 | 0 | 0 | 0 | 0 | 0 | 0 | 5000 | 0 | 0
206 | 5000 | 0 | 0 | 0 | 0 | 0 | 0 | 5000 | 0 | 0
207 | 5000 | 0 | 0 | 0 | 0 | 0 | 0 | 5000 | 0 | 0
208 | 5000 | 0 | 0 | 0 | 0 | 0 | 0 | 5000 | 0 | 0
209 | 5000 | 0 | 0 | 0 | 0 | 0 | 0 | 5000 | 0 | 0
210 | 5000 | 0 | 0 | 0 | 0 | 0 | 0 | 5000 | 0 | 0
211 | 5000 | 0 | 0 | 0 | 0 | 0 | 0 | 1301.899 | 0 | 3698.101
212 | 5000 | 0 | 0 | 0 | 0 | 0 | 0 | 0 | 0 | 5000
213 | 5000 | 0 | 0 | 0 | 0 | 0 | 0 | 0 | 0 | 5000
214 | 5000 | 0 | 0 | 0 | 0 | 0 | 0 | 0 | 0 | 5000
215 | 5000 | 0 | 0 | 0 | 0 | 0 | 0 | 0 | 0 | 5000
216 | 5000 | 0 | 0 | 0 | 0 | 0 | 0 | 5000 | 0 | 0
217 | 5000 | 0 | 0 | 0 | 0 | 0 | 0 | 5000 | -5000 | 0
218 | 5000 | 0 | 0 | 0 | 0 | 0 | 0 | 5000 | -5000 | 0
219 | 5000 | 0 | 0 | 0 | 0 | 0 | 0 | 5000 | -5000 | 0
220 | 5000 | 0 | 0 | 0 | 0 | 0 | 0 | 5000 | -5000 | 0
221 | 5000 | 0 | 0 | 0 | 0 | 0 | 0 | 5000 | -5000 | 0
222 | 5000 | 0 | 0 | 0 | 0 | 0 | 0 | 5000 | -1373.421 | 0
223 | 5000 | 0 | 0 | 0 | 0 | 0 | 0 | 5000 | 0 | 0
224 | 5000 | 0 | 0 | 0 | 0 | 0 | 0 | 5000 | 0 | 0
225 | 5000 | 0 | 0 | 0 | 0 | 0 | 0 | 5000 | 0 | 0
226 | 5000 | 0 | 0 | 0 | 0 | 0 | 0 | 5000 | 0 | 0
227 | 5000 | 0 | 0 | 0 | 0 | 0 | 0 | 5000 | 0 | 0
228 | 5000 | 0 | 0 | 0 | 0 | 0 | 0 | 5000 | 0 | 0
229 | 5000 | 0 | 0 | 0 | 0 | 0 | 0 | 5000 | 0 | 0
230 | 5000 | 0 | 0 | 0 | 0 | 0 | 0 | 5000 | 0 | 0
231 | 5000 | 0 | 0 | 0 | 0 | 0 | 0 | 5000 | 0 | 0
232 | 5000 | 0 | 0 | 0 | 0 | 0 | 0 | 5000 | 0 | 0
233 | 5000 | 0 | 0 | 0 | 0 | 0 | 0 | 5000 | 0 | 0
234 | 5000 | 0 | 0 | 0 | 0 | 0 | 0 | 5000 | 0 | 0
235 | 5000 | 0 | 0 | 0 | 0 | 0 | 0 | 1301.899 | 0 | 3698.101
236 | 5000 | 0 | 0 | 0 | 0 | 0 | 0 | 0 | 0 | 5000
237 | 5000 | 0 | 0 | 0 | 0 | 0 | 0 | 0 | 0 | 5000
238 | 5000 | 0 | 0 | 0 | 0 | 0 | 0 | 0 | 0 | 5000
239 | 5000 | 0 | 0 | 0 | 0 | 0 | 0 | 0 | 0 | 5000
240 | 5000 | 0 | 0 | 0 | 0 | 0 | 0 | 5000 | 0 | 0
241 | 5000 | 0 | 0 | 0 | 0 | 0 | 0 | 5000 | -5000 | 0
242 | 5000 | 0 | 0 | 0 | 0 | 0 | 0 | 5000 | -5000 | 0
243 | 5000 | 0 | 0 | 0 | 0 | 0 | 0 | 5000 | -5000 | 0
244 | 5000 | 0 | 0 | 0 | 0 | 0 | 0 | 5000 | -5000 | 0
245 | 5000 | 0 | 0 | 0 | 0 | 0 | 0 | 5000 | -5000 | 0
246 | 5000 | 0 | 0 | 0 | 0 | 0 | 0 | 5000 | -1373.421 | 0
247 | 5000 | 0 | 0 | 0 | 0 | 0 | 0 | 5000 | 0 | 0
248 | 5000 | 0 | 0 | 0 | 0 | 0 | 0 | 5000 | 0 | 0
249 | 5000 | 0 | 0 | 0 | 0 | 0 | 0 | 5000 | 0 | 0
250 | 5000 | 0 | 0 | 0 | 0 | 0 | 0 | 5000 | 0 | 0
251 | 5000 | 0 | 0 | 0 | 0 | 0 | 0 | 5000 | 0 | 0
252 | 5000 | 0 | 0 | 0 | 0 | 0 | 0 | 5000 | 0 | 0
253 | 5000 | 0 | 0 | 0 | 0 | 0 | 0 | 5000 | 0 | 0
254 | 5000 | 0 | 0 | 0 | 0 | 0 | 0 | 5000 | 0 | 0
255 | 5000 | 0 | 0 | 0 | 0 | 0 | 0 | 5000 | 0 | 0
256 | 5000 | 0 | 0 | 0 | 0 | 0 | 0 | 5000 | 0 | 0
257 | 5000 | 0 | 0 | 0 | 0 | 0 | 0 | 5000 | 0 | 0
258 | 5000 | 0 | 0 | 0 | 0 | 0 | 0 | 5000 | 0 | 0
259 | 5000 | 0 | 0 | 0 | 0 | 0 | 0 | 1301.899 | 0 | 3698.101
260 | 5000 | 0 | 0 | 0 | 0 | 0 | 0 | 0 | 0 | 5000
261 | 5000 | 0 | 0 | 0 | 0 | 0 | 0 | 0 | 0 | 5000
262 | 5000 | 0 | 0 | 0 | 0 | 0 | 0 | 0 | 0 | 5000
263 | 5000 | 0 | 0 | 0 | 0 | 0 | 0 | 0 | 0 | 5000
264 | 5000 | 0 | 0 | 0 | 0 | 0 | 0 | 5000 | 0 | 0
265 | 5000 | 0 | 0 | 0 | 0 | 0 | 0 | 5000 | 0 | 0
266 | 5000 | 0 | 0 | 0 | 0 | 0 | 0 | 5000 | 0 | 0
267 | 5000 | 0 | 0 | 0 | 0 | 0 | 0 | 5000 | 0 | 0
268 | 5000 | 0 | 0 | 0 | 0 | 0 | 0 | 5000 | 0 | 0
269 | 5000 | 0 | 0 | 0 | 0 | 0 | 0 | 5000 | 0 | 0
270 | 5000 | 0 | 0 | 0 | 0 | 0 | 0 | 5000 | 0 | 0
271 | 5000 | 0 | 0 | 0 | 0 | 0 | 0 | 5000 | 0 | 0
272 | 5000 | 0 | 0 | 0 | 0 | 0 | 0 | 5000 | 0 | 0
273 | 5000 | 0 | 0 | 0 | 0 | 0 | 0 | 5000 | 0 | 0
274 | 5000 | 0 | 0 | 0 | 0 | 0 | 0 | 5000 | 0 | 0
275 | 5000 | 0 | 0 | 0 | 0 | 0 | 0 | 5000 | 0 | 0
276 | 5000 | 0 | 0 | 0 | 0 | 0 | 0 | 5000 | 0 | 0
277 | 5000 | 0 | 0 | 0 | 0 | 0 | 0 | 5000 | 0 | 0
278 | 5000 | 0 | 0 | 0 | 0 | 0 | 0 | 5000 | 0 | 0
279 | 5000 | 0 | 0 | 0 | 0 | 0 | 0 | 5000 | 0 | 0
280 | 5000 | 0 | 0 | 0 | 0 | 0 | 0 | 5000 | 0 | 0
281 | 5000 | 0 | 0 | 0 | 0 | 0 | 0 | 5000 | 0 | 0
282 | 5000 | 0 | 0 | 0 | 0 | 0 | 0 | 5000 | 0 | 0
283 | 5000 | 0 | 0 | 0 | 0 | 0 | 0 | 5000 | 0 | 0
284 | 5000 | 0 | 0 | 0 | 0 | 0 | 0 | 5000 | 0 | 0
285 | 5000 | 0 | 0 | 0 | 0 | 0 | 0 | 5000 | 0 | 0
286 | 5000 | 0 | 0 | 0 | 0 | 0 | 0 | 5000 | 0 | 0
287 | 5000 | 0 | 0 | 0 | 0 | 0 | 0 | 5000 | 0 | 0
288 | 5000 | 0 | 0 | 0 | 0 | 0 | 0 | 5000 | 0 | 0
289 | 5000 | 0 | 0 | 0 | 0 | 0 | 0 | 5000 | -5000 | 0
290 | 5000 | 0 | 0 | 0 | 0 | 0 | 0 | 5000 | -5000 | 0
291 | 5000 | 0 | 0 | 0 | 0 | 0 | 0 | 5000 | -5000 | 0
292 | 5000 | 0 | 0 | 0 | 0 | 0 | 0 | 5000 | -5000 | 0
293 | 5000 | 0 | 0 | 0 | 0 | 0 | 0 | 5000 | -5000 | 0
294 | 5000 | 0 | 0 | 0 | 0 | 0 | 0 | 5000 | -1373.421 | 0
295 | 5000 | 0 | 0 | 0 | 0 | 0 | 0 | 5000 | 0 | 0
296 | 5000 | 0 | 0 | 0 | 0 | 0 | 0 | 5000 | 0 | 0
297 | 5000 | 0 | 0 | 0 | 0 | 0 | 0 | 5000 | 0 | 0
298 | 5000 | 0 | 0 | 0 | 0 | 0 | 0 | 5000 | 0 | 0
299 | 5000 | 0 | 0 | 0 | 0 | 0 | 0 | 5000 | 0 | 0
300 | 5000 | 0 | 0 | 0 | 0 | 0 | 0 | 5000 | 0 | 0
301 | 5000 | 0 | 0 | 0 | 0 | 0 | 0 | 5000 | 0 | 0
302 | 5000 | 0 | 0 | 0 | 0 | 0 | 0 | 5000 | 0 | 0
303 | 5000 | 0 | 0 | 0 | 0 | 0 | 0 | 5000 | 0 | 0
304 | 5000 | 0 | 0 | 0 | 0 | 0 | 0 | 5000 | 0 | 0
305 | 5000 | 0 | 0 | 0 | 0 | 0 | 0 | 5000 | 0 | 0
306 | 5000 | 0 | 0 | 0 | 0 | 0 | 0 | 5000 | 0 | 0
307 | 5000 | 0 | 0 | 0 | 0 | 0 | 0 | 1301.899 | 0 | 3698.101
308 | 5000 | 0 | 0 | 0 | 0 | 0 | 0 | 0 | 0 | 5000
309 | 5000 | 0 | 0 | 0 | 0 | 0 | 0 | 0 | 0 | 5000
310 | 5000 | 0 | 0 | 0 | 0 | 0 | 0 | 0 | 0 | 5000
311 | 5000 | 0 | 0 | 0 | 0 | 0 | 0 | 0 | 0 | 5000
312 | 5000 | 0 | 0 | 0 | 0 | 0 | 0 | 5000 | 0 | 0
313 | 5000 | 0 | 0 | 0 | 0 | 0 | 0 | 5000 | -5000 | 0
314 | 5000 | 0 | 0 | 0 | 0 | 0 | 0 | 5000 | -5000 | 0
315 | 5000 | 0 | 0 | 0 | 0 | 0 | 0 | 5000 | -5000 | 0
316 | 5000 | 0 | 0 | 0 | 0 | 0 | 0 | 5000 | -5000 | 0
317 | 5000 | 0 | 0 | 0 | 0 | 0 | 0 | 5000 | -5000 | 0
318 | 5000 | 0 | 0 | 0 | 0 | 0 | 0 | 5000 | -1373.421 | 0
319 | 5000 | 0 | 0 | 0 | 0 | 0 | 0 | 5000 | 0 | 0
320 | 5000 | 0 | 0 | 0 | 0 | 0 | 0 | 5000 | 0 | 0
321 | 5000 | 0 | 0 | 0 | 0 | 0 | 0 | 5000 | 0 | 0
322 | 5000 | 0 | 0 | 0 | 0 | 0 | 0 | 5000 | 0 | 0
323 | 5000 | 0 | 0 | 0 | 0 | 0 | 0 | 5000 | 0 | 0
324 | 5000 | 0 | 0 | 0 | 0 | 0 | 0 | 5000 | 0 | 0
325 | 5000 | 0 | 0 | 0 | 0 | 0 | 0 | 5000 | 0 | 0
326 | 5000 | 0 | 0 | 0 | 0 | 0 | 0 | 5000 | 0 | 0
327 | 5000 | 0 | 0 | 0 | 0 | 0 | 0 | 5000 | 0 | 0
328 | 5000 | 0 | 0 | 0 | 0 | 0 | 0 | 5000 | 0 | 0
329 | 5000 | 0 | 0 | 0 | 0 | 0 | 0 | 5000 | 0 | 0
330 | 5000 | 0 | 0 | 0 | 0 | 0 | 0 | 5000 | 0 | 0
331 | 5000 | 0 | 0 | 0 | 0 | 0 | 0 | 1301.899 | 0 | 3698.101
332 | 5000 | 0 | 0 | 0 | 0 | 0 | 0 | 0 | 0 | 5000
333 | 5000 | 0 | 0 | 0 | 0 | 0 | 0 | 0 | 0 | 5000
334 | 5000 | 0 | 0 | 0 | 0 | 0 | 0 | 0 | 0 | 5000
335 | 5000 | 0 | 0 | 0 | 0 | 0 | 0 | 0 | 0 | 5000
336 | 5000 | 0 | 0 | 0 | 0 | 0 | 0 | 5000 | 0 | 0
337 | 5000 | 0 | 0 | 0 | 0 | 0 | 0 | 5000 | -5000 | 0
338 | 5000 | 0 | 0 | 0 | 0 | 0 | 0 | 5000 | -5000 | 0
339 | 5000 | 0 | 0 | 0 | 0 | 0 | 0 | 5000 | -5000 | 0
340 | 5000 | 0 | 0 | 0 | 0 | 0 | 0 | 5000 | -5000 | 0
341 | 5000 | 0 | 0 | 0 | 0 | 0 | 0 | 5000 | -5000 | 0
342 | 5000 | 0 | 0 | 0 | 0 | 0 | 0 | 5000 | -1373.421 | 0
343 | 5000 | 0 | 0 | 0 | 0 | 0 | 0 | 5000 | 0 | 0
344 | 5000 | 0 | 0 | 0 | 0 | 0 | 0 | 5000 | 0 | 0
345 | 5000 | 0 | 0 | 0 | 0 | 0 | 0 | 5000 | 0 | 0
346 | 5000 | 0 | 0 | 0 | 0 | 0 | 0 | 5000 | 0 | 0
347 | 5000 | 0 | 0 | 0 | 0 | 0 | 0 | 5000 | 0 | 0
348 | 5000 | 0 | 0 | 0 | 0 | 0 | 0 | 5000 | 0 | 0
349 | 5000 | 0 | 0 | 0 | 0 | 0 | 0 | 5000 | 0 | 0
350 | 5000 | 0 | 0 | 0 | 0 | 0 | 0 | 5000 | 0 | 0
351 | 5000 | 0 | 0 | 0 | 0 | 0 | 0 | 5000 | 0 | 0
352 | 5000 | 0 | 0 | 0 | 0 | 0 | 0 | 5000 | 0 | 0
353 | 5000 | 0 | 0 | 0 | 0 | 0 | 0 | 5000 | 0 | 0
354 | 5000 | 0 | 0 | 0 | 0 | 0 | 0 | 5000 | 0 | 0
355 | 5000 | 0 | 0 | 0 | 0 | 0 | 0 | 1301.899 | 0 | 3698.101
356 | 5000 | 0 | 0 | 0 | 0 | 0 | 0 | 0 | 0 | 5000
357 | 5000 | 0 | 0 | 0 | 0 | 0 | 0 | 0 | 0 | 5000
358 | 5000 | 0 | 0 | 0 | 0 | 0 | 0 | 0 | 0 | 5000
359 | 5000 | 0 | 0 | 0 | 0 | 0 | 0 | 0 | 0 | 5000
360 | 5000 | 0 | 0 | 0 | 0 | 0 | 0 | 5000 | 0 | 0
361 | 5000 | 0 | 0 | 0 | 0 | 0 | 0 | 5000 | -5000 | 0
362 | 5000 | 0 | 0 | 0 | 0 | 0 | 0 | 5000 | -5000 | 0
363 | 5000 | 0 | 0 | 0 | 0 | 0 | 0 | 5000 | -5000 | 0
364 | 5000 | 0 | 0 | 0 | 0 | 0 | 0 | 5000 | -5000 | 0
365 | 5000 | 0 | 0 | 0 | 0 | 0 | 0 | 5000 | -5000 | 0
366 | 5000 | 0 | 0 | 0 | 0 | 0 | 0 | 5000 | -1373.421 | 0
367 | 5000 | 0 | 0 | 0 | 0 | 0 | 0 | 5000 | 0 | 0
368 | 5000 | 0 | 0 | 0 | 0 | 0 | 0 | 5000 | 0 | 0
369 | 5000 | 0 | 0 | 0 | 0 | 0 | 0 | 5000 | 0 | 0
370 | 5000 | 0 | 0 | 0 | 0 | 0 | 0 | 5000 | 0 | 0
371 | 5000 | 0 | 0 | 0 | 0 | 0 | 0 | 5000 | 0 | 0
372 | 5000 | 0 | 0 | 0 | 0 | 0 | 0 | 5000 | 0 | 0
373 | 5000 | 0 | 0 | 0 | 0 | 0 | 0 | 5000 | 0 | 0
374 | 5000 | 0 | 0 | 0 | 0 | 0 | 0 | 5000 | 0 | 0
375 | 5000 | 0 | 0 | 0 | 0 | 0 | 0 | 5000 | 0 | 0
376 | 5000 | 0 | 0 | 0 | 0 | 0 | 0 | 5000 | 0 | 0
377 | 5000 | 0 | 0 | 0 | 0 | 0 | 0 | 5000 | 0 | 0
378 | 5000 | 0 | 0 | 0 | 0 | 0 | 0 | 5000 | 0 | 0
379 | 5000 | 0 | 0 | 0 | 0 | 0 | 0 | 1301.899 | 0 | 3698.101
380 | 5000 | 0 | 0 | 0 | 0 | 0 | 0 | 0 | 0 | 5000
381 | 5000 | 0 | 0 | 0 | 0 | 0 | 0 | 0 | 0 | 5000
382 | 5000 | 0 | 0 | 0 | 0 | 0 | 0 | 0 | 0 | 5000
383 | 5000 | 0 | 0 | 0 | 0 | 0 | 0 | 0 | 0 | 5000
384 | 5000 | 0 | 0 | 0 | 0 | 0 | 0 | 5000 | 0 | 0
385 | 5000 | 0 | 0 | 0 | 0 | 0 | 0 | 5000 | -5000 | 0
386 | 5000 | 0 | 0 | 0 | 0 | 0 | 0 | 5000 | -5000 | 0
387 | 5000 | 0 | 0 | 0 | 0 | 0 | 0 | 5000 | -5000 | 0
388 | 5000 | 0 | 0 | 0 | 0 | 0 | 0 | 5000 | -5000 | 0
389 | 5000 | 0 | 0 | 0 | 0 | 0 | 0 | 5000 | -5000 | 0
390 | 5000 | 0 | 0 | 0 | 0 | 0 | 0 | 5000 | -1373.421 | 0
391 | 5000 | 0 | 0 | 0 | 0 | 0 | 0 | 5000 | 0 | 0
392 | 5000 | 0 | 0 | 0 | 0 | 0 | 0 | 5000 | 0 | 0
393 | 5000 | 0 | 0 | 0 | 0 | 0 | 0 | 5000 | 0 | 0
394 | 5000 | 0 | 0 | 0 | 0 | 0 | 0 | 5000 | 0 | 0
395 | 5000 | 0 | 0 | 0 | 0 | 0 | 0 | 5000 | 0 | 0
396 | 5000 | 0 | 0 | 0 | 0 | 0 | 0 | 5000 | 0 | 0
397 | 5000 | 0 | 0 | 0 | 0 | 0 | 0 | 5000 | 0 | 0
398 | 5000 | 0 | 0 | 0 | 0 | 0 | 0 | 5000 | 0 | 0
399 | 5000 | 0 | 0 | 0 | 0 | 0 | 0 | 5000 | 0 | 0
400 | 5000 | 0 | 0 | 0 | 0 | 0 | 0 | 5000 | 0 | 0
401 | 5000 | 0 | 0 | 0 | 0 | 0 | 0 | 5000 | 0 | 0
402 | 5000 | 0 | 0 | 0 | 0 | 0 | 0 | 5000 | 0 | 0
403 | 5000 | 0 | 0 | 0 | 0 | 0 | 0 | 1301.899 | 0 | 3698.101
404 | 5000 | 0 | 0 | 0 | 0 | 0 | 0 | 0 | 0 | 5000
405 | 5000 | 0 | 0 | 0 | 0 | 0 | 0 | 0 | 0 | 5000
406 | 5000 | 0 | 0 | 0 | 0 | 0 | 0 | 0 | 0 | 5000
407 | 5000 | 0 | 0 | 0 | 0 | 0 | 0 | 0 | 0 | 5000
408 | 5000 | 0 | 0 | 0 | 0 | 0 | 0 | 5000 | 0 | 0
409 | 5000 | 0 | 0 | 0 | 0 | 0 | 0 | 5000 | -5000 | 0
410 | 5000 | 0 | 0 | 0 | 0 | 0 | 0 | 5000 | -5000 | 0
411 | 5000 | 0 | 0 | 0 | 0 | 0 | 0 | 5000 | -5000 | 0
412 | 5000 | 0 | 0 | 0 | 0 | 0 | 0 | 5000 | -5000 | 0
413 | 5000 | 0 | 0 | 0 | 0 | 0 | 0 | 5000 | -5000 | 0
414 | 5000 | 0 | 0 | 0 | 0 | 0 | 0 | 5000 | -1373.421 | 0
415 | 5000 | 0 | 0 | 0 | 0 | 0 | 0 | 5000 | 0 | 0
416 | 5000 | 0 | 0 | 0 | 0 | 0 | 0 | 5000 | 0 | 0
417 | 5000 | 0 | 0 | 0 | 0 | 0 | 0 | 5000 | 0 | 0
418 | 5000 | 0 | 0 | 0 | 0 | 0 | 0 | 5000 | 0 | 0
419 | 5000 | 0 | 0 | 0 | 0 | 0 | 0 | 5000 | 0 | 0
420 | 5000 | 0 | 0 | 0 | 0 | 0 | 0 | 5000 | 0 | 0
421 | 5000 | 0 | 0 | 0 | 0 | 0 | 0 | 5000 | 0 | 0
422 | 5000 | 0 | 0 | 0 | 0 | 0 | 0 | 5000 | 0 | 0
423 | 5000 | 0 | 0 | 0 | 0 | 0 | 0 | 5000 | 0 | 0
424 | 5000 | 0 | 0 | 0 | 0 | 0 | 0 | 5000 | 0 | 0
425 | 5000 | 0 | 0 | 0 | 0 | 0 | 0 | 5000 | 0 | 0
426 | 5000 | 0 | 0 | 0 | 0 | 0 | 0 | 5000 | 0 | 0
427 | 5000 | 0 | 0 | 0 | 0 | 0 | 0 | 1301.899 | 0 | 3698.101
428 | 5000 | 0 | 0 | 0 | 0 | 0 | 0 | 0 | 0 | 5000
429 | 5000 | 0 | 0 | 0 | 0 | 0 | 0 | 0 | 0 | 5000
430 | 5000 | 0 | 0 | 0 | 0 | 0 | 0 | 0 | 0 | 5000
431 | 5000 | 0 | 0 | 0 | 0 | 0 | 0 | 0 | 0 | 5000
432 | 5000 | 0 | 0 | 0 | 0 | 0 | 0 | 5000 | 0 | 0
433 | 5000 | 0 | 0 | 0 | 0 | 0 | 0 | 5000 | 0 | 0
434 | 5000 | 0 | 0 | 0 | 0 | 0 | 0 | 5000 | 0 | 0
435 | 5000 | 0 | 0 | 0 | 0 | 0 | 0 | 5000 | 0 | 0
436 | 5000 | 0 | 0 | 0 | 0 | 0 | 0 | 5000 | 0 | 0
437 | 5000 | 0 | 0 | 0 | 0 | 0 | 0 | 5000 | 0 | 0
438 | 5000 | 0 | 0 | 0 | 0 | 0 | 0 | 5000 | 0 | 0
439 | 5000 | 0 | 0 | 0 | 0 | 0 | 0 | 5000 | 0 | 0
440 | 5000 | 0 | 0 | 0 | 0 | 0 | 0 | 5000 | 0 | 0
441 | 5000 | 0 | 0 | 0 | 0 | 0 | 0 | 5000 | 0 | 0
442 | 5000 | 0 | 0 | 0 | 0 | 0 | 0 | 5000 | 0 | 0
443 | 5000 | 0 | 0 | 0 | 0 | 0 | 0 | 5000 | 0 | 0
444 | 5000 | 0 | 0 | 0 | 0 | 0 | 0 | 5000 | 0 | 0
445 | 5000 | 0 | 0 | 0 | 0 | 0 | 0 | 5000 | 0 | 0
446 | 5000 | 0 | 0 | 0 | 0 | 0 | 0 | 5000 | 0 | 0
447 | 5000 | 0 | 0 | 0 | 0 | 0 | 0 | 5000 | 0 | 0
448 | 5000 | 0 | 0 | 0 | 0 | 0 | 0 | 5000 | 0 | 0
449 | 5000 | 0 | 0 | 0 | 0 | 0 | 0 | 5000 | 0 | 0
450 | 5000 | 0 | 0 | 0 | 0 | 0 | 0 | 5000 | 0 | 0
451 | 5000 | 0 | 0 | 0 | 0 | 0 | 0 | 5000 | 0 | 0
452 | 5000 | 0 | 0 | 0 | 0 | 0 | 0 | 5000 | 0 | 0
453 | 5000 | 0 | 0 | 0 | 0 | 0 | 0 | 5000 | 0 | 0
454 | 5000 | 0 | 0 | 0 | 0 | 0 | 0 | 5000 | 0 | 0
455 | 5000 | 0 | 0 | 0 | 0 | 0 | 0 | 5000 | 0 | 0
456 | 5000 | 0 | 0 | 0 | 0 | 0 | 0 | 5000 | 0 | 0
457 | 5000 | 0 | 0 | 0 | 0 | 0 | 0 | 5000 | -5000 | 0
458 | 5000 | 0 | 0 | 0 | 0 | 0 | 0 | 5000 | -5000 | 0
459 | 5000 | 0 | 0 | 0 | 0 | 0 | 0 | 5000 | -5000 | 0
460 | 5000 | 0 | 0 | 0 | 0 | 0 | 0 | 5000 | -5000 | 0
461 | 5000 | 0 | 0 | 0 | 0 | 0 | 0 | 5000 | -5000 | 0
462 | 5000 | 0 | 0 | 0 | 0 | 0 | 0 | 5000 | -1373.421 | 0
463 | 5000 | 0 | 0 | 0 | 0 | 0 | 0 | 5000 | 0 | 0
464 | 5000 | 0 | 0 | 0 | 0 | 0 | 0 | 5000 | 0 | 0
465 | 5000 | 0 | 0 | 0 | 0 | 0 | 0 | 5000 | 0 | 0
466 | 5000 | 0 | 0 | 0 | 0 | 0 | 0 | 5000 | 0 | 0
467 | 5000 | 0 | 0 | 0 | 0 | 0 | 0 | 5000 | 0 | 0
468 | 5000 | 0 | 0 | 0 | 0 | 0 | 0 | 5000 | 0 | 0
469 | 5000 | 0 | 0 | 0 | 0 | 0 | 0 | 5000 | 0 | 0
470 | 5000 | 0 | 0 | 0 | 0 | 0 | 0 | 5000 | 0 | 0
471 | 5000 | 0 | 0 | 0 | 0 | 0 | 0 | 5000 | 0 | 0
472 | 5000 | 0 | 0 | 0 | 0 | 0 | 0 | 5000 | 0 | 0
473 | 5000 | 0 | 0 | 0 | 0 | 0 | 0 | 5000 | 0 | 0
474 | 5000 | 0 | 0 | 0 | 0 | 0 | 0 | 5000 | 0 | 0
475 | 5000 | 0 | 0 | 0 | 0 | 0 | 0 | 1301.899 | 0 | 3698.101
476 | 5000 | 0 | 0 | 0 | 0 | 0 | 0 | 0 | 0 | 5000
477 | 5000 | 0 | 0 | 0 | 0 | 0 | 0 | 0 | 0 | 5000
478 | 5000 | 0 | 0 | 0 | 0 | 0 | 0 | 0 | 0 | 5000
479 | 5000 | 0 | 0 | 0 | 0 | 0 | 0 | 0 | 0 | 5000
480 | 5000 | 0 | 0 | 0 | 0 | 0 | 0 | 5000 | 0 | 0
481 | 5000 | 0 | 0 | 0 | 0 | 0 | 0 | 5000 | -5000 | 0
482 | 5000 | 0 | 0 | 0 | 0 | 0 | 0 | 5000 | -5000 | 0
483 | 5000 | 0 | 0 | 0 | 0 | 0 | 0 | 5000 | -5000 | 0
484 | 5000 | 0 | 0 | 0 | 0 | 0 | 0 | 5000 | -5000 | 0
485 | 5000 | 0 | 0 | 0 | 0 | 0 | 0 | 5000 | -5000 | 0
486 | 5000 | 0 | 0 | 0 | 0 | 0 | 0 | 5000 | -1373.421 | 0
487 | 5000 | 0 | 0 | 0 | 0 | 0 | 0 | 5000 | 0 | 0
488 | 5000 | 0 | 0 | 0 | 0 | 0 | 0 | 5000 | 0 | 0
489 | 5000 | 0 | 0 | 0 | 0 | 0 | 0 | 5000 | 0 | 0
490 | 5000 | 0 | 0 | 0 | 0 | 0 | 0 | 5000 | 0 | 0
491 | 5000 | 0 | 0 | 0 | 0 | 0 | 0 | 5000 | 0 | 0
492 | 5000 | 0 | 0 | 0 | 0 | 0 | 0 | 5000 | 0 | 0
493 | 5000 | 0 | 0 | 0 | 0 | 0 | 0 | 5000 | 0 | 0
494 | 5000 | 0 | 0 | 0 | 0 | 0 | 0 | 5000 | 0 | 0
495 | 5000 | 0 | 0 | 0 | 0 | 0 | 0 | 5000 | 0 | 0
496 | 5000 | 0 | 0 | 0 | 0 | 0 | 0 | 5000 | 0 | 0
497 | 5000 | 0 | 0 | 0 | 0 | 0 | 0 | 5000 | 0 | 0
498 | 5000 | 0 | 0 | 0 | 0 | 0 | 0 | 5000 | 0 | 0
499 | 5000 | 0 | 0 | 0 | 0 | 0 | 0 | 1301.899 | 0 | 3698.101
500 | 5000 | 0 | 0 | 0 | 0 | 0 | 0 | 0 | 0 | 5000
501 | 5000 | 0 | 0 | 0 | 0 | 0 | 0 | 0 | 0 | 5000
502 | 5000 | 0 | 0 | 0 | 0 | 0 | 0 | 0 | 0 | 5000
503 | 5000 | 0 | 0 | 0 | 0 | 0 | 0 | 0 | 0 | 5000
504 | 5000 | 0 | 0 | 0 | 0 | 0 | 0 | 5000 | 0 | 0
505 | 5000 | 0 | 0 | 0 | 0 | 0 | 0 | 5000 | -5000 | 0
506 | 5000 | 0 | 0 | 0 | 0 | 0 | 0 | 5000 | -5000 | 0
507 | 5000 | 0 | 0 | 0 | 0 | 0 | 0 | 5000 | -5000 | 0
508 | 5000 | 0 | 0 | 0 | 0 | 0 | 0 | 5000 | -5000 | 0
509 | 5000 | 0 | 0 | 0 | 0 | 0 | 0 | 5000 | -5000 | 0
510 | 5000 | 0 | 0 | 0 | 0 | 0 | 0 | 5000 | -1373.421 | 0
511 | 5000 | 0 | 0 | 0 | 0 | 0 | 0 | 5000 | 0 | 0
512 | 5000 | 0 | 0 | 0 | 0 | 0 | 0 | 5000 | 0 | 0
513 | 5000 | 0 | 0 | 0 | 0 | 0 | 0 | 5000 | 0 | 0
514 | 5000 | 0 | 0 | 0 | 0 | 0 | 0 | 5000 | 0 | 0
515 | 5000 | 0 | 0 | 0 | 0 | 0 | 0 | 5000 | 0 | 0
516 | 5000 | 0 | 0 | 0 | 0 | 0 | 0 | 5000 | 0 | 0
517 | 5000 | 0 | 0 | 0 | 0 | 0 | 0 | 5000 | 0 | 0
518 | 5000 | 0 | 0 | 0 | 0 | 0 | 0 | 5000 | 0 | 0
519 | 5000 | 0 | 0 | 0 | 0 | 0 | 0 | 5000 | 0 | 0
520 | 5000 | 0 | 0 | 0 | 0 | 0 | 0 | 5000 | 0 | 0
521 | 5000 | 0 | 0 | 0 | 0 | 0 | 0 | 5000 | 0 | 0
522 | 5000 | 0 | 0 | 0 | 0 | 0 | 0 | 5000 | 0 | 0
523 | 5000 | 0 | 0 | 0 | 0 | 0 | 0 | 1301.899 | 0 | 3698.101
524 | 5000 | 0 | 0 | 0 | 0 | 0 | 0 | 0 | 0 | 5000
525 | 5000 | 0 | 0 | 0 | 0 | 0 | 0 | 0 | 0 | 5000
526 | 5000 | 0 | 0 | 0 | 0 | 0 | 0 | 0 | 0 | 5000
527 | 5000 | 0 | 0 | 0 | 0 | 0 | 0 | 0 | 0 | 5000
528 | 5000 | 0 | 0 | 0 | 0 | 0 | 0 | 5000 | 0 | 0
529 | 5000 | 0 | 0 | 0 | 0 | 0 | 0 | 5000 | -5000 | 0
530 | 5000 | 0 | 0 | 0 | 0 | 0 | 0 | 5000 | -5000 | 0
531 | 5000 | 0 | 0 | 0 | 0 | 0 | 0 | 5000 | -5000 | 0
532 | 5000 | 0 | 0 | 0 | 0 | 0 | 0 | 5000 | -5000 | 0
533 | 5000 | 0 | 0 | 0 | 0 | 0 | 0 | 5000 | -5000 | 0
534 | 5000 | 0 | 0 | 0 | 0 | 0 | 0 | 5000 | -1373.421 | 0
535 | 5000 | 0 | 0 | 0 | 0 | 0 | 0 | 5000 | 0 | 0
536 | 5000 | 0 | 0 | 0 | 0 | 0 | 0 | 5000 | 0 | 0
537 | 5000 | 0 | 0 | 0 | 0 | 0 | 0 | 5000 | 0 | 0
538 | 5000 | 0 | 0 | 0 | 0 | 0 | 0 | 5000 | 0 | 0
539 | 5000 | 0 | 0 | 0 | 0 | 0 | 0 | 5000 | 0 | 0
540 | 5000 | 0 | 0 | 0 | 0 | 0 | 0 | 5000 | 0 | 0
541 | 5000 | 0 | 0 | 0 | 0 | 0 | 0 | 5000 | 0 | 0
542 | 5000 | 0 | 0 | 0 | 0 | 0 | 0 | 5000 | 0 | 0
543 | 5000 | 0 | 0 | 0 | 0 | 0 | 0 | 5000 | 0 | 0
544 | 5000 | 0 | 0 | 0 | 0 | 0 | 0 | 5000 | 0 | 0
545 | 5000 | 0 | 0 | 0 | 0 | 0 | 0 | 5000 | 0 | 0
546 | 5000 | 0 | 0 | 0 | 0 | 0 | 0 | 5000 | 0 | 0
547 | 5000 | 0 | 0 | 0 | 0 | 0 | 0 | 1301.899 | 0 | 3698.101
548 | 5000 | 0 | 0 | 0 | 0 | 0 | 0 | 0 | 0 | 5000
549 | 5000 | 0 | 0 | 0 | 0 | 0 | 0 | 0 | 0 | 5000
550 | 5000 | 0 | 0 | 0 | 0 | 0 | 0 | 0 | 0 | 5000
551 | 5000 | 0 | 0 | 0 | 0 | 0 | 0 | 0 | 0 | 5000
552 | 5000 | 0 | 0 | 0 | 0 | 0 | 0 | 5000 | 0 | 0
553 | 5000 | 0 | 0 | 0 | 0 | 0 | 0 | 5000 | -5000 | 0
554 | 5000 | 0 | 0 | 0 | 0 | 0 | 0 | 5000 | -5000 | 0
555 | 5000 | 0 | 0 | 0 | 0 | 0 | 0 | 5000 | -5000 | 0
556 | 5000 | 0 | 0 | 0 | 0 | 0 | 0 | 5000 | -5000 | 0
557 | 5000 | 0 | 0 | 0 | 0 | 0 | 0 | 5000 | -5000 | 0
558 | 5000 | 0 | 0 | 0 | 0 | 0 | 0 | 5000 | -1373.421 | 0
559 | 5000 | 0 | 0 | 0 | 0 | 0 | 0 | 5000 | 0 | 0
560 | 5000 | 0 | 0 | 0 | 0 | 0 | 0 | 5000 | 0 | 0
561 | 5000 | 0 | 0 | 0 | 0 | 0 | 0 | 5000 | 0 | 0
562 | 5000 | 0 | 0 | 0 | 0 | 0 | 0 | 5000 | 0 | 0
563 | 5000 | 0 | 0 | 0 | 0 | 0 | 0 | 5000 | 0 | 0
564 | 5000 | 0 | 0 | 0 | 0 | 0 | 0 | 5000 | 0 | 0
565 | 5000 | 0 | 0 | 0 | 0 | 0 | 0 | 5000 | 0 | 0
566 | 5000 | 0 | 0 | 0 | 0 | 0 | 0 | 5000 | 0 | 0
567 | 5000 | 0 | 0 | 0 | 0 | 0 | 0 | 5000 | 0 | 0
568 | 5000 | 0 | 0 | 0 | 0 | 0 | 0 | 5000 | 0 | 0
569 | 5000 | 0 | 0 | 0 | 0 | 0 | 0 | 5000 | 0 | 0
570 | 5000 | 0 | 0 | 0 | 0 | 0 | 0 | 5000 | 0 | 0
571 | 5000 | 0 | 0 | 0 | 0 | 0 | 0 | 1301.899 | 0 | 3698.101
572 | 5000 | 0 | 0 | 0 | 0 | 0 | 0 | 0 | 0 | 5000
573 | 5000 | 0 | 0 | 0 | 0 | 0 | 0 | 0 | 0 | 5000
574 | 5000 | 0 | 0 | 0 | 0 | 0 | 0 | 0 | 0 | 5000
575 | 5000 | 0 | 0 | 0 | 0 | 0 | 0 | 0 | 0 | 5000
576 | 5000 | 0 | 0 | 0 | 0 | 0 | 0 | 5000 | 0 | 0
577 | 5000 | 0 | 0 | 0 | 0 | 0 | 0 | 5000 | -5000 | 0
578 | 5000 | 0 | 0 | 0 | 0 | 0 | 0 | 5000 | -5000 | 0
579 | 5000 | 0 | 0 | 0 | 0 | 0 | 0 | 5000 | -5000 | 0
580 | 5000 | 0 | 0 | 0 | 0 | 0 | 0 | 5000 | -5000 | 0
581 | 5000 | 0 | 0 | 0 | 0 | 0 | 0 | 5000 | -5000 | 0
582 | 5000 | 0 | 0 | 0 | 0 | 0 | 0 | 5000 | -1373.421 | 0
583 | 5000 | 0 | 0 | 0 | 0 | 0 | 0 | 5000 | 0 | 0
584 | 5000 | 0 | 0 | 0 | 0 | 0 | 0 | 5000 | 0 | 0
585 | 5000 | 0 | 0 | 0 | 0 | 0 | 0 | 5000 | 0 | 0
586 | 5000 | 0 | 0 | 0 | 0 | 0 | 0 | 5000 | 0 | 0
587 | 5000 | 0 | 0 | 0 | 0 | 0 | 0 | 5000 | 0 | 0
588 | 5000 | 0 | 0 | 0 | 0 | 0 | 0 | 5000 | 0 | 0
589 | 5000 | 0 | 0 | 0 | 0 | 0 | 0 | 5000 | 0 | 0
590 | 5000 | 0 | 0 | 0 | 0 | 0 | 0 | 5000 | 0 | 0
591 | 5000 | 0 | 0 | 0 | 0 | 0 | 0 | 5000 | 0 | 0
592 | 5000 | 0 | 0 | 0 | 0 | 0 | 0 | 5000 | 0 | 0
593 | 5000 | 0 | 0 | 0 | 0 | 0 | 0 | 5000 | 0 | 0
594 | 5000 | 0 | 0 | 0 | 0 | 0 | 0 | 5000 | 0 | 0
595 | 5000 | 0 | 0 | 0 | 0 | 0 | 0 | 1301.899 | 0 | 3698.101
596 | 5000 | 0 | 0 | 0 | 0 | 0 | 0 | 0 | 0 | 5000
597 | 5000 | 0 | 0 | 0 | 0 | 0 | 0 | 0 | 0 | 5000
598 | 5000 | 0 | 0 | 0 | 0 | 0 | 0 | 0 | 0 | 5000
599 | 5000 | 0 | 0 | 0 | 0 | 0 | 0 | 0 | 0 | 5000
600 | 5000 | 0 | 0 | 0 | 0 | 0 | 0 | 5000 | 0 | 0
601 | 5000 | 0 | 0 | 0 | 0 | 0 | 0 | 5000 | 0 | 0
602 | 5000 | 0 | 0 | 0 | 0 | 0 | 0 | 5000 | 0 | 0
603 | 5000 | 0 | 0 | 0 | 0 | 0 | 0 | 5000 | 0 | 0
604 | 5000 | 0 | 0 | 0 | 0 | 0 | 0 | 5000 | 0 | 0
605 | 5000 | 0 | 0 | 0 | 0 | 0 | 0 | 5000 | 0 | 0
606 | 5000 | 0 | 0 | 0 | 0 | 0 | 0 | 5000 | 0 | 0
607 | 5000 | 0 | 0 | 0 | 0 | 0 | 0 | 5000 | 0 | 0
608 | 5000 | 0 | 0 | 0 | 0 | 0 | 0 | 5000 | 0 | 0
609 | 5000 | 0 | 0 | 0 | 0 | 0 | 0 | 5000 | 0 | 0
610 | 5000 | 0 | 0 | 0 | 0 | 0 | 0 | 5000 | 0 | 0
611 | 5000 | 0 | 0 | 0 | 0 | 0 | 0 | 5000 | 0 | 0
612 | 5000 | 0 | 0 | 0 | 0 | 0 | 0 | 5000 | 0 | 0
613 | 5000 | 0 | 0 | 0 | 0 | 0 | 0 | 5000 | 0 | 0
614 | 5000 | 0 | 0 | 0 | 0 | 0 | 0 | 5000 | 0 | 0
615 | 5000 | 0 | 0 | 0 | 0 | 0 | 0 | 5000 | 0 | 0
616 | 5000 | 0 | 0 | 0 | 0 | 0 | 0 | 5000 | 0 | 0
617 | 5000 | 0 | 0 | 0 | 0 | 0 | 0 | 5000 | 0 | 0
618 | 5000 | 0 | 0 | 0 | 0 | 0 | 0 | 5000 | 0 | 0
619 | 5000 | 0 | 0 | 0 | 0 | 0 | 0 | 5000 | 0 | 0
620 | 5000 | 0 | 0 | 0 | 0 | 0 | 0 | 5000 | 0 | 0
621 | 5000 | 0 | 0 | 0 | 0 | 0 | 0 | 5000 | 0 | 0
622 | 5000 | 0 | 0 | 0 | 0 | 0 | 0 | 5000 | 0 | 0
623 | 5000 | 0 | 0 | 0 | 0 | 0 | 0 | 5000 | 0 | 0
624 | 5000 | 0 | 0 | 0 | 0 | 0 | 0 | 5000 | 0 | 0
625 | 5000 | 0 | 0 | 0 | 0 | 0 | 0 | 5000 | -5000 | 0
626 | 5000 | 0 | 0 | 0 | 0 | 0 | 0 | 5000 | -5000 | 0
627 | 5000 | 0 | 0 | 0 | 0 | 0 | 0 | 5000 | -5000 | 0
628 | 5000 | 0 | 0 | 0 | 0 | 0 | 0 | 5000 | -5000 | 0
629 | 5000 | 0 | 0 | 0 | 0 | 0 | 0 | 5000 | -5000 | 0
630 | 5000 | 0 | 0 | 0 | 0 | 0 | 0 | 5000 | -1373.421 | 0
631 | 5000 | 0 | 0 | 0 | 0 | 0 | 0 | 5000 | 0 | 0
632 | 5000 | 0 | 0 | 0 | 0 | 0 | 0 | 5000 | 0 | 0
633 | 5000 | 0 | 0 | 0 | 0 | 0 | 0 | 5000 | 0 | 0
634 | 5000 | 0 | 0 | 0 | 0 | 0 | 0 | 5000 | 0 | 0
635 | 5000 | 0 | 0 | 0 | 0 | 0 | 0 | 5000 | 0 | 0
636 | 5000 | 0 | 0 | 0 | 0 | 0 | 0 | 5000 | 0 | 0
637 | 5000 | 0 | 0 | 0 | 0 | 0 | 0 | 5000 | 0 | 0
638 | 5000 | 0 | 0 | 0 | 0 | 0 | 0 | 5000 | 0 | 0
639 | 5000 | 0 | 0 | 0 | 0 | 0 | 0 | 5000 | 0 | 0
640 | 5000 | 0 | 0 | 0 | 0 | 0 | 0 | 5000 | 0 | 0
641 | 5000 | 0 | 0 | 0 | 0 | 0 | 0 | 5000 | 0 | 0
642 | 5000 | 0 | 0 | 0 | 0 | 0 | 0 | 5000 | 0 | 0
643 | 5000 | 0 | 0 | 0 | 0 | 0 | 0 | 1301.899 | 0 | 3698.101
644 | 5000 | 0 | 0 | 0 | 0 | 0 | 0 | 0 | 0 | 5000
645 | 5000 | 0 | 0 | 0 | 0 | 0 | 0 | 0 | 0 | 5000
646 | 5000 | 0 | 0 | 0 | 0 | 0 | 0 | 0 | 0 | 5000
647 | 5000 | 0 | 0 | 0 | 0 | 0 | 0 | 0 | 0 | 5000
648 | 5000 | 0 | 0 | 0 | 0 | 0 | 0 | 5000 | 0 | 0
649 | 5000 | 0 | 0 | 0 | 0 | 0 | 0 | 5000 | -5000 | 0
650 | 5000 | 0 | 0 | 0 | 0 | 0 | 0 | 5000 | -5000 | 0
651 | 5000 | 0 | 0 | 0 | 0 | 0 | 0 | 5000 | -5000 | 0
652 | 5000 | 0 | 0 | 0 | 0 | 0 | 0 | 5000 | -5000 | 0
653 | 5000 | 0 | 0 | 0 | 0 | 0 | 0 | 5000 | -5000 | 0
654 | 5000 | 0 | 0 | 0 | 0 | 0 | 0 | 5000 | -1373.421 | 0
655 | 5000 | 0 | 0 | 0 | 0 | 0 | 0 | 5000 | 0 | 0
656 | 5000 | 0 | 0 | 0 | 0 | 0 | 0 | 5000 | 0 | 0
657 | 5000 | 0 | 0 | 0 | 0 | 0 | 0 | 5000 | 0 | 0
658 | 5000 | 0 | 0 | 0 | 0 | 0 | 0 | 5000 | 0 | 0
659 | 5000 | 0 | 0 | 0 | 0 | 0 | 0 | 5000 | 0 | 0
660 | 5000 | 0 | 0 | 0 | 0 | 0 | 0 | 5000 | 0 | 0
661 | 5000 | 0 | 0 | 0 | 0 | 0 | 0 | 5000 | 0 | 0
662 | 5000 | 0 | 0 | 0 | 0 | 0 | 0 | 5000 | 0 | 0
663 | 5000 | 0 | 0 | 0 | 0 | 0 | 0 | 5000 | 0 | 0
664 | 5000 | 0 | 0 | 0 | 0 | 0 | 0 | 5000 | 0 | 0
665 | 5000 | 0 | 0 | 0 | 0 | 0 | 0 | 5000 | 0 | 0
666 | 5000 | 0 | 0 | 0 | 0 | 0 | 0 | 5000 | 0 | 0
667 | 5000 | 0 | 0 | 0 | 0 | 0 | 0 | 1301.899 | 0 | 3698.101
668 | 5000 | 0 | 0 | 0 | 0 | 0 | 0 | 0 | 0 | 5000
669 | 5000 | 0 | 0 | 0 | 0 | 0 | 0 | 0 | 0 | 5000
670 | 5000 | 0 | 0 | 0 | 0 | 0 | 0 | 0 | 0 | 5000
671 | 5000 | 0 | 0 | 0 | 0 | 0 | 0 | 0 | 0 | 5000
672 | 5000 | 0 | 0 | 0 | 0 | 0 | 0 | 5000 | 0 | 0
673 | 5000 | 0 | 0 | 0 | 0 | 0 | 0 | 5000 | -5000 | 0
674 | 5000 | 0 | 0 | 0 | 0 | 0 | 0 | 5000 | -5000 | 0
675 | 5000 | 0 | 0 | 0 | 0 | 0 | 0 | 5000 | -5000 | 0
676 | 5000 | 0 | 0 | 0 | 0 | 0 | 0 | 5000 | -5000 | 0
677 | 5000 | 0 | 0 | 0 | 0 | 0 | 0 | 5000 | -5000 | 0
678 | 5000 | 0 | 0 | 0 | 0 | 0 | 0 | 5000 | -1373.421 | 0
679 | 5000 | 0 | 0 | 0 | 0 | 0 | 0 | 5000 | 0 | 0
680 | 5000 | 0 | 0 | 0 | 0 | 0 | 0 | 5000 | 0 | 0
681 | 5000 | 0 | 0 | 0 | 0 | 0 | 0 | 5000 | 0 | 0
682 | 5000 | 0 | 0 | 0 | 0 | 0 | 0 | 5000 | 0 | 0
683 | 5000 | 0 | 0 | 0 | 0 | 0 | 0 | 5000 | 0 | 0
684 | 5000 | 0 | 0 | 0 | 0 | 0 | 0 | 5000 | 0 | 0
685 | 5000 | 0 | 0 | 0 | 0 | 0 | 0 | 5000 | 0 | 0
686 | 5000 | 0 | 0 | 0 | 0 | 0 | 0 | 5000 | 0 | 0
687 | 5000 | 0 | 0 | 0 | 0 | 0 | 0 | 5000 | 0 | 0
688 | 5000 | 0 | 0 | 0 | 0 | 0 | 0 | 5000 | 0 | 0
689 | 5000 | 0 | 0 | 0 | 0 | 0 | 0 | 5000 | 0 | 0
690 | 5000 | 0 | 0 | 0 | 0 | 0 | 0 | 5000 | 0 | 0
691 | 5000 | 0 | 0 | 0 | 0 | 0 | 0 | 1301.899 | 0 | 3698.101
692 | 5000 | 0 | 0 | 0 | 0 | 0 | 0 | 0 | 0 | 5000
693 | 5000 | 0 | 0 | 0 | 0 | 0 | 0 | 0 | 0 | 5000
694 | 5000 | 0 | 0 | 0 | 0 | 0 | 0 | 0 | 0 | 5000
695 | 5000 | 0 | 0 | 0 | 0 | 0 | 0 | 0 | 0 | 5000
696 | 5000 | 0 | 0 | 0 | 0 | 0 | 0 | 5000 | 0 | 0
697 | 5000 | 0 | 0 | 0 | 0 | 0 | 0 | 5000 | -5000 | 0
698 | 5000 | 0 | 0 | 0 | 0 | 0 | 0 | 5000 | -5000 | 0
699 | 5000 | 0 | 0 | 0 | 0 | 0 | 0 | 5000 | -5000 | 0
700 | 5000 | 0 | 0 | 0 | 0 | 0 | 0 | 5000 | -5000 | 0
701 | 5000 | 0 | 0 | 0 | 0 | 0 | 0 | 5000 | -5000 | 0
702 | 5000 | 0 | 0 | 0 | 0 | 0 | 0 | 5000 | -1373.421 | 0
703 | 5000 | 0 | 0 | 0 | 0 | 0 | 0 | 5000 | 0 | 0
704 | 5000 | 0 | 0 | 0 | 0 | 0 | 0 | 5000 | 0 | 0
705 | 5000 | 0 | 0 | 0 | 0 | 0 | 0 | 5000 | 0 | 0
706 | 5000 | 0 | 0 | 0 | 0 | 0 | 0 | 5000 | 0 | 0
707 | 5000 | 0 | 0 | 0 | 0 | 0 | 0 | 5000 | 0 | 0
708 | 5000 | 0 | 0 | 0 | 0 | 0 | 0 | 5000 | 0 | 0
709 | 5000 | 0 | 0 | 0 | 0 | 0 | 0 | 5000 | 0 | 0
710 | 5000 | 0 | 0 | 0 | 0 | 0 | 0 | 5000 | 0 | 0
711 | 5000 | 0 | 0 | 0 | 0 | 0 | 0 | 5000 | 0 | 0
712 | 5000 | 0 | 0 | 0 | 0 | 0 | 0 | 5000 | 0 | 0
713 | 5000 | 0 | 0 | 0 | 0 | 0 | 0 | 5000 | 0 | 0
714 | 5000 | 0 | 0 | 0 | 0 | 0 | 0 | 5000 | 0 | 0
715 | 5000 | 0 | 0 | 0 | 0 | 0 | 0 | 1301.899 | 0 | 3698.101
716 | 5000 | 0 | 0 | 0 | 0 | 0 | 0 | 0 | 0 | 5000
717 | 5000 | 0 | 0 | 0 | 0 | 0 | 0 | 0 | 0 | 5000
718 | 5000 | 0 | 0 | 0 | 0 | 0 | 0 | 0 | 0 | 5000
719 | 5000 | 0 | 0 | 0 | 0 | 0 | 0 | 0 | 0 | 5000
720 | 5000 | 0 | 0 | 0 | 0 | 0 | 0 | 5000 | 0 | 0
721 | 5000 | 0 | 0 | 0 | 0 | 0 | 0 | 5000 | -5000 | 0
722 | 5000 | 0 | 0 | 0 | 0 | 0 | 0 | 5000 | -5000 | 0
723 | 5000 | 0 | 0 | 0 | 0 | 0 | 0 | 5000 | -5000 | 0
724 | 5000 | 0 | 0 | 0 | 0 | 0 | 0 | 5000 | -5000 | 0
725 | 5000 | 0 | 0 | 0 | 0 | 0 | 0 | 5000 | -5000 | 0
726 | 5000 | 0 | 0 | 0 | 0 | 0 | 0 | 5000 | -1373.421 | 0
727 | 5000 | 0 | 0 | 0 | 0 | 0 | 0 | 5000 | 0 | 0
728 | 5000 | 0 | 0 | 0 | 0 | 0 | 0 | 5000 | 0 | 0
729 | 5000 | 0 | 0 | 0 | 0 | 0 | 0 | 5000 | 0 | 0
730 | 5000 | 0 | 0 | 0 | 0 | 0 | 0 | 5000 | 0 | 0
731 | 5000 | 0 | 0 | 0 | 0 | 0 | 0 | 5000 | 0 | 0
732 | 5000 | 0 | 0 | 0 | 0 | 0 | 0 | 5000 | 0 | 0
733 | 5000 | 0 | 0 | 0 | 0 | 0 | 0 | 5000 | 0 | 0
734 | 5000 | 0 | 0 | 0 | 0 | 0 | 0 | 5000 | 0 | 0
735 | 5000 | 0 | 0 | 0 | 0 | 0 | 0 | 5000 | 0 | 0
736 | 5000 | 0 | 0 | 0 | 0 | 0 | 0 | 5000 | 0 | 0
737 | 5000 | 0 | 0 | 0 | 0 | 0 | 0 | 5000 | 0 | 0
738 | 5000 | 0 | 0 | 0 | 0 | 0 | 0 | 5000 | 0 | 0
739 | 5000 | 0 | 0 | 0 | 0 | 0 | 0 | 1301.899 | 0 | 3698.101
740 | 5000 | 0 | 0 | 0 | 0 | 0 | 0 | 0 | 0 | 5000
741 | 5000 | 0 | 0 | 0 | 0 | 0 | 0 | 0 | 0 | 5000
742 | 5000 | 0 | 0 | 0 | 0 | 0 | 0 | 0 | 0 | 5000
743 | 5000 | 0 | 0 | 0 | 0 | 0 | 0 | 0 | 0 | 5000
744 | 5000 | 0 | 0 | 0 | 0 | 0 | 0 | 5000 | 0 | 0
745 | 5000 | 0 | 0 | 0 | 0 | 0 | 0 | 5000 | -5000 | 0
746 | 5000 | 0 | 0 | 0 | 0 | 0 | 0 | 5000 | -5000 | 0
747 | 5000 | 0 | 0 | 0 | 0 | 0 | 0 | 5000 | -5000 | 0
748 | 5000 | 0 | 0 | 0 | 0 | 0 | 0 | 5000 | -5000 | 0
749 | 5000 | 0 | 0 | 0 | 0 | 0 | 0 | 5000 | -5000 | 0
750 | 5000 | 0 | 0 | 0 | 0 | 0 | 0 | 5000 | -1373.421 | 0
751 | 5000 | 0 | 0 | 0 | 0 | 0 | 0 | 5000 | 0 | 0
752 | 5000 | 0 | 0 | 0 | 0 | 0 | 0 | 5000 | 0 | 0
753 | 5000 | 0 | 0 | 0 | 0 | 0 | 0 | 5000 | 0 | 0
754 | 5000 | 0 | 0 | 0 | 0 | 0 | 0 | 5000 | 0 | 0
755 | 5000 | 0 | 0 | 0 | 0 | 0 | 0 | 5000 | 0 | 0
756 | 5000 | 0 | 0 | 0 | 0 | 0 | 0 | 5000 | 0 | 0
757 | 5000 | 0 | 0 | 0 | 0 | 0 | 0 | 5000 | 0 | 0
758 | 5000 | 0 | 0 | 0 | 0 | 0 | 0 | 5000 | 0 | 0
759 | 5000 | 0 | 0 | 0 | 0 | 0 | 0 | 5000 | 0 | 0
760 | 5000 | 0 | 0 | 0 | 0 | 0 | 0 | 5000 | 0 | 0
761 | 5000 | 0 | 0 | 0 | 0 | 0 | 0 | 5000 | 0 | 0
762 | 5000 | 0 | 0 | 0 | 0 | 0 | 0 | 5000 | 0 | 0
763 | 5000 | 0 | 0 | 0 | 0 | 0 | 0 | 1301.899 | 0 | 3698.101
764 | 5000 | 0 | 0 | 0 | 0 | 0 | 0 | 0 | 0 | 5000
765 | 5000 | 0 | 0 | 0 | 0 | 0 | 0 | 0 | 0 | 5000
766 | 5000 | 0 | 0 | 0 | 0 | 0 | 0 | 0 | 0 | 5000
767 | 5000 | 0 | 0 | 0 | 0 | 0 | 0 | 0 | 0 | 5000
768 | 5000 | 0 | 0 | 0 | 0 | 0 | 0 | 5000 | 0 | 0
769 | 5000 | 0 | 0 | 0 | 0 | 0 | 0 | 5000 | 0 | 0
770 | 5000 | 0 | 0 | 0 | 0 | 0 | 0 | 5000 | 0 | 0
771 | 5000 | 0 | 0 | 0 | 0 | 0 | 0 | 5000 | 0 | 0
772 | 5000 | 0 | 0 | 0 | 0 | 0 | 0 | 5000 | 0 | 0
773 | 5000 | 0 | 0 | 0 | 0 | 0 | 0 | 5000 | 0 | 0
774 | 5000 | 0 | 0 | 0 | 0 | 0 | 0 | 5000 | 0 | 0
775 | 5000 | 0 | 0 | 0 | 0 | 0 | 0 | 5000 | 0 | 0
776 | 5000 | 0 | 0 | 0 | 0 | 0 | 0 | 5000 | 0 | 0
777 | 5000 | 0 | 0 | 0 | 0 | 0 | 0 | 5000 | 0 | 0
778 | 5000 | 0 | 0 | 0 | 0 | 0 | 0 | 5000 | 0 | 0
779 | 5000 | 0 | 0 | 0 | 0 | 0 | 0 | 5000 | 0 | 0
780 | 5000 | 0 | 0 | 0 | 0 | 0 | 0 | 5000 | 0 | 0
781 | 5000 | 0 | 0 | 0 | 0 | 0 | 0 | 5000 | 0 | 0
782 | 5000 | 0 | 0 | 0 | 0 | 0 | 0 | 5000 | 0 | 0
783 | 5000 | 0 | 0 | 0 | 0 | 0 | 0 | 5000 | 0 | 0
784 | 5000 | 0 | 0 | 0 | 0 | 0 | 0 | 5000 | 0 | 0
785 | 5000 | 0 | 0 | 0 | 0 | 0 | 0 | 5000 | 0 | 0
786 | 5000 | 0 | 0 | 0 | 0 | 0 | 0 | 5000 | 0 | 0
787 | 5000 | 0 | 0 | 0 | 0 | 0 | 0 | 5000 | 0 | 0
788 | 5000 | 0 | 0 | 0 | 0 | 0 | 0 | 5000 | 0 | 0
789 | 5000 | 0 | 0 | 0 | 0 | 0 | 0 | 5000 | 0 | 0
790 | 5000 | 0 | 0 | 0 | 0 | 0 | 0 | 5000 | 0 | 0
791 | 5000 | 0 | 0 | 0 | 0 | 0 | 0 | 5000 | 0 | 0
792 | 5000 | 0 | 0 | 0 | 0 | 0 | 0 | 5000 | 0 | 0
793 | 5000 | 0 | 0 | 0 | 0 | 0 | 0 | 5000 | -5000 | 0
794 | 5000 | 0 | 0 | 0 | 0 | 0 | 0 | 5000 | -5000 | 0
795 | 5000 | 0 | 0 | 0 | 0 | 0 | 0 | 5000 | -5000 | 0
796 | 5000 | 0 | 0 | 0 | 0 | 0 | 0 | 5000 | -5000 | 0
797 | 5000 | 0 | 0 | 0 | 0 | 0 | 0 | 5000 | -5000 | 0
798 | 5000 | 0 | 0 | 0 | 0 | 0 | 0 | 5000 | -1373.421 | 0
799 | 5000 | 0 | 0 | 0 | 0 | 0 | 0 | 5000 | 0 | 0
800 | 5000 | 0 | 0 | 0 | 0 | 0 | 0 | 5000 | 0 | 0
801 | 5000 | 0 | 0 | 0 | 0 | 0 | 0 | 5000 | 0 | 0
802 | 5000 | 0 | 0 | 0 | 0 | 0 | 0 | 5000 | 0 | 0
803 | 5000 | 0 | 0 | 0 | 0 | 0 | 0 | 5000 | 0 | 0
804 | 5000 | 0 | 0 | 0 | 0 | 0 | 0 | 5000 | 0 | 0
805 | 5000 | 0 | 0 | 0 | 0 | 0 | 0 | 5000 | 0 | 0
806 | 5000 | 0 | 0 | 0 | 0 | 0 | 0 | 5000 | 0 | 0
807 | 5000 | 0 | 0 | 0 | 0 | 0 | 0 | 5000 | 0 | 0
808 | 5000 | 0 | 0 | 0 | 0 | 0 | 0 | 5000 | 0 | 0
809 | 5000 | 0 | 0 | 0 | 0 | 0 | 0 | 5000 | 0 | 0
810 | 5000 | 0 | 0 | 0 | 0 | 0 | 0 | 5000 | 0 | 0
811 | 5000 | 0 | 0 | 0 | 0 | 0 | 0 | 1301.899 | 0 | 3698.101
812 | 5000 | 0 | 0 | 0 | 0 | 0 | 0 | 0 | 0 | 5000
813 | 5000 | 0 | 0 | 0 | 0 | 0 | 0 | 0 | 0 | 5000
814 | 5000 | 0 | 0 | 0 | 0 | 0 | 0 | 0 | 0 | 5000
815 | 5000 | 0 | 0 | 0 | 0 | 0 | 0 | 0 | 0 | 5000
816 | 5000 | 0 | 0 | 0 | 0 | 0 | 0 | 5000 | 0 | 0
817 | 5000 | 0 | 0 | 0 | 0 | 0 | 0 | 5000 | -5000 | 0
818 | 5000 | 0 | 0 | 0 | 0 | 0 | 0 | 5000 | -5000 | 0
819 | 5000 | 0 | 0 | 0 | 0 | 0 | 0 | 5000 | -5000 | 0
820 | 5000 | 0 | 0 | 0 | 0 | 0 | 0 | 5000 | -5000 | 0
821 | 5000 | 0 | 0 | 0 | 0 | 0 | 0 | 5000 | -5000 | 0
822 | 5000 | 0 | 0 | 0 | 0 | 0 | 0 | 5000 | -1373.421 | 0
823 | 5000 | 0 | 0 | 0 | 0 | 0 | 0 | 5000 | 0 | 0
824 | 5000 | 0 | 0 | 0 | 0 | 0 | 0 | 5000 | 0 | 0
825 | 5000 | 0 | 0 | 0 | 0 | 0 | 0 | 5000 | 0 | 0
826 | 5000 | 0 | 0 | 0 | 0 | 0 | 0 | 5000 | 0 | 0
827 | 5000 | 0 | 0 | 0 | 0 | 0 | 0 | 5000 | 0 | 0
828 | 5000 | 0 | 0 | 0 | 0 | 0 | 0 | 5000 | 0 | 0
829 | 5000 | 0 | 0 | 0 | 0 | 0 | 0 | 5000 | 0 | 0
830 | 5000 | 0 | 0 | 0 | 0 | 0 | 0 | 5000 | 0 | 0
831 | 5000 | 0 | 0 | 0 | 0 | 0 | 0 | 5000 | 0 | 0
832 | 5000 | 0 | 0 | 0 | 0 | 0 | 0 | 5000 | 0 | 0
833 | 5000 | 0 | 0 | 0 | 0 | 0 | 0 | 5000 | 0 | 0
834 | 5000 | 0 | 0 | 0 | 0 | 0 | 0 | 5000 | 0 | 0
835 | 5000 | 0 | 0 | 0 | 0 | 0 | 0 | 1301.899 | 0 | 3698.101
836 | 5000 | 0 | 0 | 0 | 0 | 0 | 0 | 0 | 0 | 5000
837 | 5000 | 0 | 0 | 0 | 0 | 0 | 0 | 0 | 0 | 5000
838 | 5000 | 0 | 0 | 0 | 0 | 0 | 0 | 0 | 0 | 5000
839 | 5000 | 0 | 0 | 0 | 0 | 0 | 0 | 0 | 0 | 5000
840 | 5000 | 0 | 0 | 0 | 0 | 0 | 0 | 5000 | 0 | 0
841 | 5000 | 0 | 0 | 0 | 0 | 0 | 0 | 5000 | -5000 | 0
842 | 5000 | 0 | 0 | 0 | 0 | 0 | 0 | 5000 | -5000 | 0
843 | 5000 | 0 | 0 | 0 | 0 | 0 | 0 | 5000 | -5000 | 0
844 | 5000 | 0 | 0 | 0 | 0 | 0 | 0 | 5000 | -5000 | 0
845 | 5000 | 0 | 0 | 0 | 0 | 0 | 0 | 5000 | -5000 | 0
846 | 5000 | 0 | 0 | 0 | 0 | 0 | 0 | 5000 | -1373.421 | 0
847 | 5000 | 0 | 0 | 0 | 0 | 0 | 0 | 5000 | 0 | 0
848 | 5000 | 0 | 0 | 0 | 0 | 0 | 0 | 5000 | 0 | 0
849 | 5000 | 0 | 0 | 0 | 0 | 0 | 0 | 5000 | 0 | 0
850 | 5000 | 0 | 0 | 0 | 0 | 0 | 0 | 5000 | 0 | 0
851 | 5000 | 0 | 0 | 0 | 0 | 0 | 0 | 5000 | 0 | 0
852 | 5000 | 0 | 0 | 0 | 0 | 0 | 0 | 5000 | 0 | 0
853 | 5000 | 0 | 0 | 0 | 0 | 0 | 0 | 5000 | 0 | 0
854 | 5000 | 0 | 0 | 0 | 0 | 0 | 0 | 5000 | 0 | 0
855 | 5000 | 0 | 0 | 0 | 0 | 0 | 0 | 5000 | 0 | 0
856 | 5000 | 0 | 0 | 0 | 0 | 0 | 0 | 5000 | 0 | 0
857 | 5000 | 0 | 0 | 0 | 0 | 0 | 0 | 5000 | 0 | 0
858 | 5000 | 0 | 0 | 0 | 0 | 0 | 0 | 5000 | 0 | 0
859 | 5000 | 0 | 0 | 0 | 0 | 0 | 0 | 1301.899 | 0 | 3698.101
860 | 5000 | 0 | 0 | 0 | 0 | 0 | 0 | 0 | 0 | 5000
861 | 5000 | 0 | 0 | 0 | 0 | 0 | 0 | 0 | 0 | 5000
862 | 5000 | 0 | 0 | 0 | 0 | 0 | 0 | 0 | 0 | 5000
863 | 5000 | 0 | 0 | 0 | 0 | 0 | 0 | 0 | 0 | 5000
864 | 5000 | 0 | 0 | 0 | 0 | 0 | 0 | 5000 | 0 | 0
865 | 5000 | 0 | 0 | 0 | 0 | 0 | 0 | 5000 | -5000 | 0
866 | 5000 | 0 | 0 | 0 | 0 | 0 | 0 | 5000 | -5000 | 0
867 | 5000 | 0 | 0 | 0 | 0 | 0 | 0 | 5000 | -5000 | 0
868 | 5000 | 0 | 0 | 0 | 0 | 0 | 0 | 5000 | -5000 | 0
869 | 5000 | 0 | 0 | 0 | 0 | 0 | 0 | 5000 | -5000 | 0
870 | 5000 | 0 | 0 | 0 | 0 | 0 | 0 | 5000 | -1373.421 | 0
871 | 5000 | 0 | 0 | 0 | 0 | 0 | 0 | 5000 | 0 | 0
872 | 5000 | 0 | 0 | 0 | 0 | 0 | 0 | 5000 | 0 | 0
873 | 5000 | 0 | 0 | 0 | 0 | 0 | 0 | 5000 | 0 | 0
874 | 5000 | 0 | 0 | 0 | 0 | 0 | 0 | 5000 | 0 | 0
875 | 5000 | 0 | 0 | 0 | 0 | 0 | 0 | 5000 | 0 | 0
876 | 5000 | 0 | 0 | 0 | 0 | 0 | 0 | 5000 | 0 | 0
877 | 5000 | 0 | 0 | 0 | 0 | 0 | 0 | 5000 | 0 | 0
878 | 5000 | 0 | 0 | 0 | 0 | 0 | 0 | 5000 | 0 | 0
879 | 5000 | 0 | 0 | 0 | 0 | 0 | 0 | 5000 | 0 | 0
880 | 5000 | 0 | 0 | 0 | 0 | 0 | 0 | 5000 | 0 | 0
881 | 5000 | 0 | 0 | 0 | 0 | 0 | 0 | 5000 | 0 | 0
882 | 5000 | 0 | 0 | 0 | 0 | 0 | 0 | 5000 | 0 | 0
883 | 5000 | 0 | 0 | 0 | 0 | 0 | 0 | 1301.899 | 0 | 3698.101
884 | 5000 | 0 | 0 | 0 | 0 | 0 | 0 | 0 | 0 | 5000
885 | 5000 | 0 | 0 | 0 | 0 | 0 | 0 | 0 | 0 | 5000
886 | 5000 | 0 | 0 | 0 | 0 | 0 | 0 | 0 | 0 | 5000
887 | 5000 | 0 | 0 | 0 | 0 | 0 | 0 | 0 | 0 | 5000
888 | 5000 | 0 | 0 | 0 | 0 | 0 | 0 | 5000 | 0 | 0
889 | 5000 | 0 | 0 | 0 | 0 | 0 | 0 | 5000 | -5000 | 0
890 | 5000 | 0 | 0 | 0 | 0 | 0 | 0 | 5000 | -5000 | 0
891 | 5000 | 0 | 0 | 0 | 0 | 0 | 0 | 5000 | -5000 | 0
892 | 5000 | 0 | 0 | 0 | 0 | 0 | 0 | 5000 | -5000 | 0
893 | 5000 | 0 | 0 | 0 | 0 | 0 | 0 | 5000 | -5000 | 0
894 | 5000 | 0 | 0 | 0 | 0 | 0 | 0 | 5000 | -1373.421 | 0
895 | 5000 | 0 | 0 | 0 | 0 | 0 | 0 | 5000 | 0 | 0
896 | 5000 | 0 | 0 | 0 | 0 | 0 | 0 | 5000 | 0 | 0
897 | 5000 | 0 | 0 | 0 | 0 | 0 | 0 | 5000 | 0 | 0
898 | 5000 | 0 | 0 | 0 | 0 | 0 | 0 | 5000 | 0 | 0
899 | 5000 | 0 | 0 | 0 | 0 | 0 | 0 | 5000 | 0 | 0
900 | 5000 | 0 | 0 | 0 | 0 | 0 | 0 | 5000 | 0 | 0
901 | 5000 | 0 | 0 | 0 | 0 | 0 | 0 | 5000 | 0 | 0
902 | 5000 | 0 | 0 | 0 | 0 | 0 | 0 | 5000 | 0 | 0
903 | 5000 | 0 | 0 | 0 | 0 | 0 | 0 | 5000 | 0 | 0
904 | 5000 | 0 | 0 | 0 | 0 | 0 | 0 | 5000 | 0 | 0
905 | 5000 | 0 | 0 | 0 | 0 | 0 | 0 | 5000 | 0 | 0
906 | 5000 | 0 | 0 | 0 | 0 | 0 | 0 | 5000 | 0 | 0
907 | 5000 | 0 | 0 | 0 | 0 | 0 | 0 | 1301.899 | 0 | 3698.101
908 | 5000 | 0 | 0 | 0 | 0 | 0 | 0 | 0 | 0 | 5000
909 | 5000 | 0 | 0 | 0 | 0 | 0 | 0 | 0 | 0 | 5000
910 | 5000 | 0 | 0 | 0 | 0 | 0 | 0 | 0 | 0 | 5000
911 | 5000 | 0 | 0 | 0 | 0 | 0 | 0 | 0 | 0 | 5000
912 | 5000 | 0 | 0 | 0 | 0 | 0 | 0 | 5000 | 0 | 0
913 | 5000 | 0 | 0 | 0 | 0 | 0 | 0 | 5000 | -5000 | 0
914 | 5000 | 0 | 0 | 0 | 0 | 0 | 0 | 5000 | -5000 | 0
915 | 5000 | 0 | 0 | 0 | 0 | 0 | 0 | 5000 | -5000 | 0
916 | 5000 | 0 | 0 | 0 | 0 | 0 | 0 | 5000 | -5000 | 0
917 | 5000 | 0 | 0 | 0 | 0 | 0 | 0 | 5000 | -5000 | 0
918 | 5000 | 0 | 0 | 0 | 0 | 0 | 0 | 5000 | -1373.421 | 0
919 | 5000 | 0 | 0 | 0 | 0 | 0 | 0 | 5000 | 0 | 0
920 | 5000 | 0 | 0 | 0 | 0 | 0 | 0 | 5000 | 0 | 0
921 | 5000 | 0 | 0 | 0 | 0 | 0 | 0 | 5000 | 0 | 0
922 | 5000 | 0 | 0 | 0 | 0 | 0 | 0 | 5000 | 0 | 0
923 | 5000 | 0 | 0 | 0 | 0 | 0 | 0 | 5000 | 0 | 0
924 | 5000 | 0 | 0 | 0 | 0 | 0 | 0 | 5000 | 0 | 0
925 | 5000 | 0 | 0 | 0 | 0 | 0 | 0 | 5000 | 0 | 0
926 | 5000 | 0 | 0 | 0 | 0 | 0 | 0 | 5000 | 0 | 0
927 | 5000 | 0 | 0 | 0 | 0 | 0 | 0 | 5000 | 0 | 0
928 | 5000 | 0 | 0 | 0 | 0 | 0 | 0 | 5000 | 0 | 0
929 | 5000 | 0 | 0 | 0 | 0 | 0 | 0 | 5000 | 0 | 0
930 | 5000 | 0 | 0 | 0 | 0 | 0 | 0 | 5000 | 0 | 0
931 | 5000 | 0 | 0 | 0 | 0 | 0 | 0 | 1301.899 | 0 | 3698.101
932 | 5000 | 0 | 0 | 0 | 0 | 0 | 0 | 0 | 0 | 5000
933 | 5000 | 0 | 0 | 0 | 0 | 0 | 0 | 0 | 0 | 5000
934 | 5000 | 0 | 0 | 0 | 0 | 0 | 0 | 0 | 0 | 5000
935 | 5000 | 0 | 0 | 0 | 0 | 0 | 0 | 0 | 0 | 5000
936 | 5000 | 0 | 0 | 0 | 0 | 0 | 0 | 5000 | 0 | 0
937 | 5000 | 0 | 0 | 0 | 0 | 0 | 0 | 5000 | 0 | 0
938 | 5000 | 0 | 0 | 0 | 0 | 0 | 0 | 5000 | 0 | 0
939 | 5000 | 0 | 0 | 0 | 0 | 0 | 0 | 5000 | 0 | 0
940 | 5000 | 0 | 0 | 0 | 0 | 0 | 0 | 5000 | 0 | 0
941 | 5000 | 0 | 0 | 0 | 0 | 0 | 0 | 5000 | 0 | 0
942 | 5000 | 0 | 0 | 0 | 0 | 0 | 0 | 5000 | 0 | 0
943 | 5000 | 0 | 0 | 0 | 0 | 0 | 0 | 5000 | 0 | 0
944 | 5000 | 0 | 0 | 0 | 0 | 0 | 0 | 5000 | 0 | 0
945 | 5000 | 0 | 0 | 0 | 0 | 0 | 0 | 5000 | 0 | 0
946 | 5000 | 0 | 0 | 0 | 0 | 0 | 0 | 5000 | 0 | 0
947 | 5000 | 0 | 0 | 0 | 0 | 0 | 0 | 5000 | 0 | 0
948 | 5000 | 0 | 0 | 0 | 0 | 0 | 0 | 5000 | 0 | 0
949 | 5000 | 0 | 0 | 0 | 0 | 0 | 0 | 5000 | 0 | 0
950 | 5000 | 0 | 0 | 0 | 0 | 0 | 0 | 5000 | 0 | 0
951 | 5000 | 0 | 0 | 0 | 0 | 0 | 0 | 5000 | 0 | 0
952 | 5000 | 0 | 0 | 0 | 0 | 0 | 0 | 5000 | 0 | 0
953 | 5000 | 0 | 0 | 0 | 0 | 0 | 0 | 5000 | 0 | 0
954 | 5000 | 0 | 0 | 0 | 0 | 0 | 0 | 5000 | 0 | 0
955 | 5000 | 0 | 0 | 0 | 0 | 0 | 0 | 5000 | 0 | 0
956 | 5000 | 0 | 0 | 0 | 0 | 0 | 0 | 5000 | 0 | 0
957 | 5000 | 0 | 0 | 0 | 0 | 0 | 0 | 5000 | 0 | 0
958 | 5000 | 0 | 0 | 0 | 0 | 0 | 0 | 5000 | 0 | 0
959 | 5000 | 0 | 0 | 0 | 0 | 0 | 0 | 5000 | 0 | 0
960 | 5000 | 0 | 0 | 0 | 0 | 0 | 0 | 5000 | 0 | 0
961 | 5000 | 0 | 0 | 0 | 0 | 0 | 0 | 5000 | -5000 | 0
962 | 5000 | 0 | 0 | 0 | 0 | 0 | 0 | 5000 | -5000 | 0
963 | 5000 | 0 | 0 | 0 | 0 | 0 | 0 | 5000 | -5000 | 0
964 | 5000 | 0 | 0 | 0 | 0 | 0 | 0 | 5000 | -5000 | 0
965 | 5000 | 0 | 0 | 0 | 0 | 0 | 0 | 5000 | -5000 | 0
966 | 5000 | 0 | 0 | 0 | 0 | 0 | 0 | 5000 | -1373.421 | 0
967 | 5000 | 0 | 0 | 0 | 0 | 0 | 0 | 5000 | 0 | 0
968 | 5000 | 0 | 0 | 0 | 0 | 0 | 0 | 5000 | 0 | 0
969 | 5000 | 0 | 0 | 0 | 0 | 0 | 0 | 5000 | 0 | 0
970 | 5000 | 0 | 0 | 0 | 0 | 0 | 0 | 5000 | 0 | 0
971 | 5000 | 0 | 0 | 0 | 0 | 0 | 0 | 5000 | 0 | 0
972 | 5000 | 0 | 0 | 0 | 0 | 0 | 0 | 5000 | 0 | 0
973 | 5000 | 0 | 0 | 0 | 0 | 0 | 0 | 5000 | 0 | 0
974 | 5000 | 0 | 0 | 0 | 0 | 0 | 0 | 5000 | 0 | 0
975 | 5000 | 0 | 0 | 0 | 0 | 0 | 0 | 5000 | 0 | 0
976 | 5000 | 0 | 0 | 0 | 0 | 0 | 0 | 5000 | 0 | 0
977 | 5000 | 0 | 0 | 0 | 0 | 0 | 0 | 5000 | 0 | 0
978 | 5000 | 0 | 0 | 0 | 0 | 0 | 0 | 5000 | 0 | 0
979 | 5000 | 0 | 0 | 0 | 0 | 0 | 0 | 1301.899 | 0 | 3698.101
980 | 5000 | 0 | 0 | 0 | 0 | 0 | 0 | 0 | 0 | 5000
981 | 5000 | 0 | 0 | 0 | 0 | 0 | 0 | 0 | 0 | 5000
982 | 5000 | 0 | 0 | 0 | 0 | 0 | 0 | 0 | 0 | 5000
983 | 5000 | 0 | 0 | 0 | 0 | 0 | 0 | 0 | 0 | 5000
984 | 5000 | 0 | 0 | 0 | 0 | 0 | 0 | 5000 | 0 | 0
985 | 5000 | 0 | 0 | 0 | 0 | 0 | 0 | 5000 | -5000 | 0
986 | 5000 | 0 | 0 | 0 | 0 | 0 | 0 | 5000 | -5000 | 0
987 | 5000 | 0 | 0 | 0 | 0 | 0 | 0 | 5000 | -5000 | 0
988 | 5000 | 0 | 0 | 0 | 0 | 0 | 0 | 5000 | -5000 | 0
989 | 5000 | 0 | 0 | 0 | 0 | 0 | 0 | 5000 | -5000 | 0
990 | 5000 | 0 | 0 | 0 | 0 | 0 | 0 | 5000 | -1373.421 | 0
991 | 5000 | 0 | 0 | 0 | 0 | 0 | 0 | 5000 | 0 | 0
992 | 5000 | 0 | 0 | 0 | 0 | 0 | 0 | 5000 | 0 | 0
993 | 5000 | 0 | 0 | 0 | 0 | 0 | 0 | 5000 | 0 | 0
994 | 5000 | 0 | 0 | 0 | 0 | 0 | 0 | 5000 | 0 | 0
995 | 5000 | 0 | 0 | 0 | 0 | 0 | 0 | 5000 | 0 | 0
996 | 5000 | 0 | 0 | 0 | 0 | 0 | 0 | 5000 | 0 | 0
997 | 5000 | 0 | 0 | 0 | 0 | 0 | 0 | 5000 | 0 | 0
998 | 5000 | 0 | 0 | 0 | 0 | 0 | 0 | 5000 | 0 | 0
999 | 5000 | 0 | 0 | 0 | 0 | 0 | 0 | 5000 | 0 | 0
1000 | 5000 | 0 | 0 | 0 | 0 | 0 | 0 | 5000 | 0 | 0
1001 | 5000 | 0 | 0 | 0 | 0 | 0 | 0 | 5000 | 0 | 0
1002 | 5000 | 0 | 0 | 0 | 0 | 0 | 0 | 5000 | 0 | 0
1003 | 5000 | 0 | 0 | 0 | 0 | 0 | 0 | 1301.899 | 0 | 3698.101
1004 | 5000 | 0 | 0 | 0 | 0 | 0 | 0 | 0 | 0 | 5000
1005 | 5000 | 0 | 0 | 0 | 0 | 0 | 0 | 0 | 0 | 5000
1006 | 5000 | 0 | 0 | 0 | 0 | 0 | 0 | 0 | 0 | 5000
1007 | 5000 | 0 | 0 | 0 | 0 | 0 | 0 | 0 | 0 | 5000
1008 | 5000 | 0 | 0 | 0 | 0 | 0 | 0 | 5000 | 0 | 0
1009 | 5000 | 0 | 0 | 0 | 0 | 0 | 0 | 5000 | -5000 | 0
1010 | 5000 | 0 | 0 | 0 | 0 | 0 | 0 | 5000 | -5000 | 0
1011 | 5000 | 0 | 0 | 0 | 0 | 0 | 0 | 5000 | -5000 | 0
1012 | 5000 | 0 | 0 | 0 | 0 | 0 | 0 | 5000 | -5000 | 0
1013 | 5000 | 0 | 0 | 0 | 0 | 0 | 0 | 5000 | -5000 | 0
1014 | 5000 | 0 | 0 | 0 | 0 | 0 | 0 | 5000 | -1373.421 | 0
1015 | 5000 | 0 | 0 | 0 | 0 | 0 | 0 | 5000 | 0 | 0
1016 | 5000 | 0 | 0 | 0 | 0 | 0 | 0 | 5000 | 0 | 0
1017 | 5000 | 0 | 0 | 0 | 0 | 0 | 0 | 5000 | 0 | 0
1018 | 5000 | 0 | 0 | 0 | 0 | 0 | 0 | 5000 | 0 | 0
1019 | 5000 | 0 | 0 | 0 | 0 | 0 | 0 | 5000 | 0 | 0
1020 | 5000 | 0 | 0 | 0 | 0 | 0 | 0 | 5000 | 0 | 0
1021 | 5000 | 0 | 0 | 0 | 0 | 0 | 0 | 5000 | 0 | 0
1022 | 5000 | 0 | 0 | 0 | 0 | 0 | 0 | 5000 | 0 | 0
1023 | 5000 | 0 | 0 | 0 | 0 | 0 | 0 | 5000 | 0 | 0
1024 | 5000 | 0 | 0 | 0 | 0 | 0 | 0 | 5000 | 0 | 0
1025 | 5000 | 0 | 0 | 0 | 0 | 0 | 0 | 5000 | 0 | 0
1026 | 5000 | 0 | 0 | 0 | 0 | 0 | 0 | 5000 | 0 | 0
1027 | 5000 | 0 | 0 | 0 | 0 | 0 | 0 | 1301.899 | 0 | 3698.101
1028 | 5000 | 0 | 0 | 0 | 0 | 0 | 0 | 0 | 0 | 5000
1029 | 5000 | 0 | 0 | 0 | 0 | 0 | 0 | 0 | 0 | 5000
1030 | 5000 | 0 | 0 | 0 | 0 | 0 | 0 | 0 | 0 | 5000
1031 | 5000 | 0 | 0 | 0 | 0 | 0 | 0 | 0 | 0 | 5000
1032 | 5000 | 0 | 0 | 0 | 0 | 0 | 0 | 5000 | 0 | 0
1033 | 5000 | 0 | 0 | 0 | 0 | 0 | 0 | 5000 | -5000 | 0
1034 | 5000 | 0 | 0 | 0 | 0 | 0 | 0 | 5000 | -5000 | 0
1035 | 5000 | 0 | 0 | 0 | 0 | 0 | 0 | 5000 | -5000 | 0
1036 | 5000 | 0 | 0 | 0 | 0 | 0 | 0 | 5000 | -5000 | 0
1037 | 5000 | 0 | 0 | 0 | 0 | 0 | 0 | 5000 | -5000 | 0
1038 | 5000 | 0 | 0 | 0 | 0 | 0 | 0 | 5000 | -1373.421 | 0
1039 | 5000 | 0 | 0 | 0 | 0 | 0 | 0 | 5000 | 0 | 0
1040 | 5000 | 0 | 0 | 0 | 0 | 0 | 0 | 5000 | 0 | 0
1041 | 5000 | 0 | 0 | 0 | 0 | 0 | 0 | 5000 | 0 | 0
1042 | 5000 | 0 | 0 | 0 | 0 | 0 | 0 | 5000 | 0 | 0
1043 | 5000 | 0 | 0 | 0 | 0 | 0 | 0 | 5000 | 0 | 0
1044 | 5000 | 0 | 0 | 0 | 0 | 0 | 0 | 5000 | 0 | 0
1045 | 5000 | 0 | 0 | 0 | 0 | 0 | 0 | 5000 | 0 | 0
1046 | 5000 | 0 | 0 | 0 | 0 | 0 | 0 | 5000 | 0 | 0
1047 | 5000 | 0 | 0 | 0 | 0 | 0 | 0 | 5000 | 0 | 0
1048 | 5000 | 0 | 0 | 0 | 0 | 0 | 0 | 5000 | 0 | 0
1049 | 5000 | 0 | 0 | 0 | 0 | 0 | 0 | 5000 | 0 | 0
1050 | 5000 | 0 | 0 | 0 | 0 | 0 | 0 | 5000 | 0 | 0
1051 | 5000 | 0 | 0 | 0 | 0 | 0 | 0 | 1301.899 | 0 | 3698.101
1052 | 5000 | 0 | 0 | 0 | 0 | 0 | 0 | 0 | 0 | 5000
1053 | 5000 | 0 | 0 | 0 | 0 | 0 | 0 | 0 | 0 | 5000
1054 | 5000 | 0 | 0 | 0 | 0 | 0 | 0 | 0 | 0 | 5000
1055 | 5000 | 0 | 0 | 0 | 0 | 0 | 0 | 0 | 0 | 5000
1056 | 5000 | 0 | 0 | 0 | 0 | 0 | 0 | 5000 | 0 | 0
1057 | 5000 | 0 | 0 | 0 | 0 | 0 | 0 | 5000 | -5000 | 0
1058 | 5000 | 0 | 0 | 0 | 0 | 0 | 0 | 5000 | -5000 | 0
1059 | 5000 | 0 | 0 | 0 | 0 | 0 | 0 | 5000 | -5000 | 0
1060 | 5000 | 0 | 0 | 0 | 0 | 0 | 0 | 5000 | -5000 | 0
1061 | 5000 | 0 | 0 | 0 | 0 | 0 | 0 | 5000 | -5000 | 0
1062 | 5000 | 0 | 0 | 0 | 0 | 0 | 0 | 5000 | -1373.421 | 0
1063 | 5000 | 0 | 0 | 0 | 0 | 0 | 0 | 5000 | 0 | 0
1064 | 5000 | 0 | 0 | 0 | 0 | 0 | 0 | 5000 | 0 | 0
1065 | 5000 | 0 | 0 | 0 | 0 | 0 | 0 | 5000 | 0 | 0
1066 | 5000 | 0 | 0 | 0 | 0 | 0 | 0 | 5000 | 0 | 0
1067 | 5000 | 0 | 0 | 0 | 0 | 0 | 0 | 5000 | 0 | 0
1068 | 5000 | 0 | 0 | 0 | 0 | 0 | 0 | 5000 | 0 | 0
1069 | 5000 | 0 | 0 | 0 | 0 | 0 | 0 | 5000 | 0 | 0
1070 | 5000 | 0 | 0 | 0 | 0 | 0 | 0 | 5000 | 0 | 0
1071 | 5000 | 0 | 0 | 0 | 0 | 0 | 0 | 5000 | 0 | 0
1072 | 5000 | 0 | 0 | 0 | 0 | 0 | 0 | 5000 | 0 | 0
1073 | 5000 | 0 | 0 | 0 | 0 | 0 | 0 | 5000 | 0 | 0
1074 | 5000 | 0 | 0 | 0 | 0 | 0 | 0 | 5000 | 0 | 0
1075 | 5000 | 0 | 0 | 0 | 0 | 0 | 0 | 1301.899 | 0 | 3698.101
1076 | 5000 | 0 | 0 | 0 | 0 | 0 | 0 | 0 | 0 | 5000
1077 | 5000 | 0 | 0 | 0 | 0 | 0 | 0 | 0 | 0 | 5000
1078 | 5000 | 0 | 0 | 0 | 0 | 0 | 0 | 0 | 0 | 5000
1079 | 5000 | 0 | 0 | 0 | 0 | 0 | 0 | 0 | 0 | 5000
1080 | 5000 | 0 | 0 | 0 | 0 | 0 | 0 | 5000 | 0 | 0
1081 | 5000 | 0 | 0 | 0 | 0 | 0 | 0 | 5000 | -5000 | 0
1082 | 5000 | 0 | 0 | 0 | 0 | 0 | 0 | 5000 | -5000 | 0
1083 | 5000 | 0 | 0 | 0 | 0 | 0 | 0 | 5000 | -5000 | 0
1084 | 5000 | 0 | 0 | 0 | 0 | 0 | 0 | 5000 | -5000 | 0
1085 | 5000 | 0 | 0 | 0 | 0 | 0 | 0 | 5000 | -5000 | 0
1086 | 5000 | 0 | 0 | 0 | 0 | 0 | 0 | 5000 | -1373.421 | 0
1087 | 5000 | 0 | 0 | 0 | 0 | 0 | 0 | 5000 | 0 | 0
1088 | 5000 | 0 | 0 | 0 | 0 | 0 | 0 | 5000 | 0 | 0
1089 | 5000 | 0 | 0 | 0 | 0 | 0 | 0 | 5000 | 0 | 0
1090 | 5000 | 0 | 0 | 0 | 0 | 0 | 0 | 5000 | 0 | 0
1091 | 5000 | 0 | 0 | 0 | 0 | 0 | 0 | 5000 | 0 | 0
1092 | 5000 | 0 | 0 | 0 | 0 | 0 | 0 | 5000 | 0 | 0
1093 | 5000 | 0 | 0 | 0 | 0 | 0 | 0 | 5000 | 0 | 0
1094 | 5000 | 0 | 0 | 0 | 0 | 0 | 0 | 5000 | 0 | 0
1095 | 5000 | 0 | 0 | 0 | 0 | 0 | 0 | 5000 | 0 | 0
1096 | 5000 | 0 | 0 | 0 | 0 | 0 | 0 | 5000 | 0 | 0
1097 | 5000 | 0 | 0 | 0 | 0 | 0 | 0 | 5000 | 0 | 0
1098 | 5000 | 0 | 0 | 0 | 0 | 0 | 0 | 5000 | 0 | 0
1099 | 5000 | 0 | 0 | 0 | 0 | 0 | 0 | 1301.899 | 0 | 3698.101
1100 | 5000 | 0 | 0 | 0 | 0 | 0 | 0 | 0 | 0 | 5000
1101 | 5000 | 0 | 0 | 0 | 0 | 0 | 0 | 0 | 0 | 5000
1102 | 5000 | 0 | 0 | 0 | 0 | 0 | 0 | 0 | 0 | 5000
1103 | 5000 | 0 | 0 | 0 | 0 | 0 | 0 | 0 | 0 | 5000
1104 | 5000 | 0 | 0 | 0 | 0 | 0 | 0 | 5000 | 0 | 0
1105 | 5000 | 0 | 0 | 0 | 0 | 0 | 0 | 5000 | 0 | 0
1106 | 5000 | 0 | 0 | 0 | 0 | 0 | 0 | 5000 | 0 | 0
1107 | 5000 | 0 | 0 | 0 | 0 | 0 | 0 | 5000 | 0 | 0
1108 | 5000 | 0 | 0 | 0 | 0 | 0 | 0 | 5000 | 0 | 0
1109 | 5000 | 0 | 0 | 0 | 0 | 0 | 0 | 5000 | 0 | 0
1110 | 5000 | 0 | 0 | 0 | 0 | 0 | 0 | 5000 | 0 | 0
1111 | 5000 | 0 | 0 | 0 | 0 | 0 | 0 | 5000 | 0 | 0
1112 | 5000 | 0 | 0 | 0 | 0 | 0 | 0 | 5000 | 0 | 0
1113 | 5000 | 0 | 0 | 0 | 0 | 0 | 0 | 5000 | 0 | 0
1114 | 5000 | 0 | 0 | 0 | 0 | 0 | 0 | 5000 | 0 | 0
1115 | 5000 | 0 | 0 | 0 | 0 | 0 | 0 | 5000 | 0 | 0
1116 | 5000 | 0 | 0 | 0 | 0 | 0 | 0 | 5000 | 0 | 0
1117 | 5000 | 0 | 0 | 0 | 0 | 0 | 0 | 5000 | 0 | 0
1118 | 5000 | 0 | 0 | 0 | 0 | 0 | 0 | 5000 | 0 | 0
1119 | 5000 | 0 | 0 | 0 | 0 | 0 | 0 | 5000 | 0 | 0
1120 | 5000 | 0 | 0 | 0 | 0 | 0 | 0 | 5000 | 0 | 0
1121 | 5000 | 0 | 0 | 0 | 0 | 0 | 0 | 5000 | 0 | 0
1122 | 5000 | 0 | 0 | 0 | 0 | 0 | 0 | 5000 | 0 | 0
1123 | 5000 | 0 | 0 | 0 | 0 | 0 | 0 | 5000 | 0 | 0
1124 | 5000 | 0 | 0 | 0 | 0 | 0 | 0 | 5000 | 0 | 0
1125 | 5000 | 0 | 0 | 0 | 0 | 0 | 0 | 5000 | 0 | 0
1126 | 5000 | 0 | 0 | 0 | 0 | 0 | 0 | 5000 | 0 | 0
1127 | 5000 | 0 | 0 | 0 | 0 | 0 | 0 | 5000 | 0 | 0
1128 | 5000 | 0 | 0 | 0 | 0 | 0 | 0 | 5000 | 0 | 0
1129 | 5000 | 0 | 0 | 0 | 0 | 0 | 0 | 5000 | -5000 | 0
1130 | 5000 | 0 | 0 | 0 | 0 | 0 | 0 | 5000 | -5000 | 0
1131 | 5000 | 0 | 0 | 0 | 0 | 0 | 0 | 5000 | -5000 | 0
1132 | 5000 | 0 | 0 | 0 | 0 | 0 | 0 | 5000 | -5000 | 0
1133 | 5000 | 0 | 0 | 0 | 0 | 0 | 0 | 5000 | -5000 | 0
1134 | 5000 | 0 | 0 | 0 | 0 | 0 | 0 | 5000 | -1373.421 | 0
1135 | 5000 | 0 | 0 | 0 | 0 | 0 | 0 | 5000 | 0 | 0
1136 | 5000 | 0 | 0 | 0 | 0 | 0 | 0 | 5000 | 0 | 0
1137 | 5000 | 0 | 0 | 0 | 0 | 0 | 0 | 5000 | 0 | 0
1138 | 5000 | 0 | 0 | 0 | 0 | 0 | 0 | 5000 | 0 | 0
1139 | 5000 | 0 | 0 | 0 | 0 | 0 | 0 | 5000 | 0 | 0
1140 | 5000 | 0 | 0 | 0 | 0 | 0 | 0 | 5000 | 0 | 0
1141 | 5000 | 0 | 0 | 0 | 0 | 0 | 0 | 5000 | 0 | 0
1142 | 5000 | 0 | 0 | 0 | 0 | 0 | 0 | 5000 | 0 | 0
1143 | 5000 | 0 | 0 | 0 | 0 | 0 | 0 | 5000 | 0 | 0
1144 | 5000 | 0 | 0 | 0 | 0 | 0 | 0 | 5000 | 0 | 0
1145 | 5000 | 0 | 0 | 0 | 0 | 0 | 0 | 5000 | 0 | 0
1146 | 5000 | 0 | 0 | 0 | 0 | 0 | 0 | 5000 | 0 | 0
1147 | 5000 | 0 | 0 | 0 | 0 | 0 | 0 | 1301.899 | 0 | 3698.101
1148 | 5000 | 0 | 0 | 0 | 0 | 0 | 0 | 0 | 0 | 5000
1149 | 5000 | 0 | 0 | 0 | 0 | 0 | 0 | 0 | 0 | 5000
1150 | 5000 | 0 | 0 | 0 | 0 | 0 | 0 | 0 | 0 | 5000
1151 | 5000 | 0 | 0 | 0 | 0 | 0 | 0 | 0 | 0 | 5000
1152 | 5000 | 0 | 0 | 0 | 0 | 0 | 0 | 5000 | 0 | 0
1153 | 5000 | 0 | 0 | 0 | 0 | 0 | 0 | 5000 | -5000 | 0
1154 | 5000 | 0 | 0 | 0 | 0 | 0 | 0 | 5000 | -5000 | 0
1155 | 5000 | 0 | 0 | 0 | 0 | 0 | 0 | 5000 | -5000 | 0
1156 | 5000 | 0 | 0 | 0 | 0 | 0 | 0 | 5000 | -5000 | 0
1157 | 5000 | 0 | 0 | 0 | 0 | 0 | 0 | 5000 | -5000 | 0
1158 | 5000 | 0 | 0 | 0 | 0 | 0 | 0 | 5000 | -1373.421 | 0
1159 | 5000 | 0 | 0 | 0 | 0 | 0 | 0 | 5000 | 0 | 0
1160 | 5000 | 0 | 0 | 0 | 0 | 0 | 0 | 5000 | 0 | 0
1161 | 5000 | 0 | 0 | 0 | 0 | 0 | 0 | 5000 | 0 | 0
1162 | 5000 | 0 | 0 | 0 | 0 | 0 | 0 | 5000 | 0 | 0
1163 | 5000 | 0 | 0 | 0 | 0 | 0 | 0 | 5000 | 0 | 0
1164 | 5000 | 0 | 0 | 0 | 0 | 0 | 0 | 5000 | 0 | 0
1165 | 5000 | 0 | 0 | 0 | 0 | 0 | 0 | 5000 | 0 | 0
1166 | 5000 | 0 | 0 | 0 | 0 | 0 | 0 | 5000 | 0 | 0
1167 | 5000 | 0 | 0 | 0 | 0 | 0 | 0 | 5000 | 0 | 0
1168 | 5000 | 0 | 0 | 0 | 0 | 0 | 0 | 5000 | 0 | 0
1169 | 5000 | 0 | 0 | 0 | 0 | 0 | 0 | 5000 | 0 | 0
1170 | 5000 | 0 | 0 | 0 | 0 | 0 | 0 | 5000 | 0 | 0
1171 | 5000 | 0 | 0 | 0 | 0 | 0 | 0 | 1301.899 | 0 | 3698.101
1172 | 5000 | 0 | 0 | 0 | 0 | 0 | 0 | 0 | 0 | 5000
1173 | 5000 | 0 | 0 | 0 | 0 | 0 | 0 | 0 | 0 | 5000
1174 | 5000 | 0 | 0 | 0 | 0 | 0 | 0 | 0 | 0 | 5000
1175 | 5000 | 0 | 0 | 0 | 0 | 0 | 0 | 0 | 0 | 5000
1176 | 5000 | 0 | 0 | 0 | 0 | 0 | 0 | 5000 | 0 | 0
1177 | 5000 | 0 | 0 | 0 | 0 | 0 | 0 | 5000 | -5000 | 0
1178 | 5000 | 0 | 0 | 0 | 0 | 0 | 0 | 5000 | -5000 | 0
1179 | 5000 | 0 | 0 | 0 | 0 | 0 | 0 | 5000 | -5000 | 0
1180 | 5000 | 0 | 0 | 0 | 0 | 0 | 0 | 5000 | -5000 | 0
1181 | 5000 | 0 | 0 | 0 | 0 | 0 | 0 | 5000 | -5000 | 0
1182 | 5000 | 0 | 0 | 0 | 0 | 0 | 0 | 5000 | -1373.421 | 0
1183 | 5000 | 0 | 0 | 0 | 0 | 0 | 0 | 5000 | 0 | 0
1184 | 5000 | 0 | 0 | 0 | 0 | 0 | 0 | 5000 | 0 | 0
1185 | 5000 | 0 | 0 | 0 | 0 | 0 | 0 | 5000 | 0 | 0
1186 | 5000 | 0 | 0 | 0 | 0 | 0 | 0 | 5000 | 0 | 0
1187 | 5000 | 0 | 0 | 0 | 0 | 0 | 0 | 5000 | 0 | 0
1188 | 5000 | 0 | 0 | 0 | 0 | 0 | 0 | 5000 | 0 | 0
1189 | 5000 | 0 | 0 | 0 | 0 | 0 | 0 | 5000 | 0 | 0
1190 | 5000 | 0 | 0 | 0 | 0 | 0 | 0 | 5000 | 0 | 0
1191 | 5000 | 0 | 0 | 0 | 0 | 0 | 0 | 5000 | 0 | 0
1192 | 5000 | 0 | 0 | 0 | 0 | 0 | 0 | 5000 | 0 | 0
1193 | 5000 | 0 | 0 | 0 | 0 | 0 | 0 | 5000 | 0 | 0
1194 | 5000 | 0 | 0 | 0 | 0 | 0 | 0 | 5000 | 0 | 0
1195 | 5000 | 0 | 0 | 0 | 0 | 0 | 0 | 1301.899 | 0 | 3698.101
1196 | 5000 | 0 | 0 | 0 | 0 | 0 | 0 | 0 | 0 | 5000
1197 | 5000 | 0 | 0 | 0 | 0 | 0 | 0 | 0 | 0 | 5000
1198 | 5000 | 0 | 0 | 0 | 0 | 0 | 0 | 0 | 0 | 5000
1199 | 5000 | 0 | 0 | 0 | 0 | 0 | 0 | 0 | 0 | 5000
1200 | 5000 | 0 | 0 | 0 | 0 | 0 | 0 | 5000 | 0 | 0
1201 | 5000 | 0 | 0 | 0 | 0 | 0 | 0 | 5000 | -5000 | 0
1202 | 5000 | 0 | 0 | 0 | 0 | 0 | 0 | 5000 | -5000 | 0
1203 | 5000 | 0 | 0 | 0 | 0 | 0 | 0 | 5000 | -5000 | 0
1204 | 5000 | 0 | 0 | 0 | 0 | 0 | 0 | 5000 | -5000 | 0
1205 | 5000 | 0 | 0 | 0 | 0 | 0 | 0 | 5000 | -5000 | 0
1206 | 5000 | 0 | 0 | 0 | 0 | 0 | 0 | 5000 | -1373.421 | 0
1207 | 5000 | 0 | 0 | 0 | 0 | 0 | 0 | 5000 | 0 | 0
1208 | 5000 | 0 | 0 | 0 | 0 | 0 | 0 | 5000 | 0 | 0
1209 | 5000 | 0 | 0 | 0 | 0 | 0 | 0 | 5000 | 0 | 0
1210 | 5000 | 0 | 0 | 0 | 0 | 0 | 0 | 5000 | 0 | 0
1211 | 5000 | 0 | 0 | 0 | 0 | 0 | 0 | 5000 | 0 | 0
1212 | 5000 | 0 | 0 | 0 | 0 | 0 | 0 | 5000 | 0 | 0
1213 | 5000 | 0 | 0 | 0 | 0 | 0 | 0 | 5000 | 0 | 0
1214 | 5000 | 0 | 0 | 0 | 0 | 0 | 0 | 5000 | 0 | 0
1215 | 5000 | 0 | 0 | 0 | 0 | 0 | 0 | 5000 | 0 | 0
1216 | 5000 | 0 | 0 | 0 | 0 | 0 | 0 | 5000 | 0 | 0
1217 | 5000 | 0 | 0 | 0 | 0 | 0 | 0 | 5000 | 0 | 0
1218 | 5000 | 0 | 0 | 0 | 0 | 0 | 0 | 5000 | 0 | 0
1219 | 5000 | 0 | 0 | 0 | 0 | 0 | 0 | 1301.899 | 0 | 3698.101
1220 | 5000 | 0 | 0 | 0 | 0 | 0 | 0 | 0 | 0 | 5000
1221 | 5000 | 0 | 0 | 0 | 0 | 0 | 0 | 0 | 0 | 5000
1222 | 5000 | 0 | 0 | 0 | 0 | 0 | 0 | 0 | 0 | 5000
1223 | 5000 | 0 | 0 | 0 | 0 | 0 | 0 | 0 | 0 | 5000
1224 | 5000 | 0 | 0 | 0 | 0 | 0 | 0 | 5000 | 0 | 0
1225 | 5000 | 0 | 0 | 0 | 0 | 0 | 0 | 5000 | -5000 | 0
1226 | 5000 | 0 | 0 | 0 | 0 | 0 | 0 | 5000 | -5000 | 0
1227 | 5000 | 0 | 0 | 0 | 0 | 0 | 0 | 5000 | -5000 | 0
1228 | 5000 | 0 | 0 | 0 | 0 | 0 | 0 | 5000 | -5000 | 0
1229 | 5000 | 0 | 0 | 0 | 0 | 0 | 0 | 5000 | -5000 | 0
1230 | 5000 | 0 | 0 | 0 | 0 | 0 | 0 | 5000 | -1373.421 | 0
1231 | 5000 | 0 | 0 | 0 | 0 | 0 | 0 | 5000 | 0 | 0
1232 | 5000 | 0 | 0 | 0 | 0 | 0 | 0 | 5000 | 0 | 0
1233 | 5000 | 0 | 0 | 0 | 0 | 0 | 0 | 5000 | 0 | 0
1234 | 5000 | 0 | 0 | 0 | 0 | 0 | 0 | 5000 | 0 | 0
1235 | 5000 | 0 | 0 | 0 | 0 | 0 | 0 | 5000 | 0 | 0
1236 | 5000 | 0 | 0 | 0 | 0 | 0 | 0 | 5000 | 0 | 0
1237 | 5000 | 0 | 0 | 0 | 0 | 0 | 0 | 5000 | 0 | 0
1238 | 5000 | 0 | 0 | 0 | 0 | 0 | 0 | 5000 | 0 | 0
1239 | 5000 | 0 | 0 | 0 | 0 | 0 | 0 | 5000 | 0 | 0
1240 | 5000 | 0 | 0 | 0 | 0 | 0 | 0 | 5000 | 0 | 0
1241 | 5000 | 0 | 0 | 0 | 0 | 0 | 0 | 5000 | 0 | 0
1242 | 5000 | 0 | 0 | 0 | 0 | 0 | 0 | 5000 | 0 | 0
1243 | 5000 | 0 | 0 | 0 | 0 | 0 | 0 | 1301.899 | 0 | 3698.101
1244 | 5000 | 0 | 0 | 0 | 0 | 0 | 0 | 0 | 0 | 5000
1245 | 5000 | 0 | 0 | 0 | 0 | 0 | 0 | 0 | 0 | 5000
1246 | 5000 | 0 | 0 | 0 | 0 | 0 | 0 | 0 | 0 | 5000
1247 | 5000 | 0 | 0 | 0 | 0 | 0 | 0 | 0 | 0 | 5000
1248 | 5000 | 0 | 0 | 0 | 0 | 0 | 0 | 5000 | 0 | 0
1249 | 5000 | 0 | 0 | 0 | 0 | 0 | 0 | 5000 | -5000 | 0
1250 | 5000 | 0 | 0 | 0 | 0 | 0 | 0 | 5000 | -5000 | 0
1251 | 5000 | 0 | 0 | 0 | 0 | 0 | 0 | 5000 | -5000 | 0
1252 | 5000 | 0 | 0 | 0 | 0 | 0 | 0 | 5000 | -5000 | 0
1253 | 5000 | 0 | 0 | 0 | 0 | 0 | 0 | 5000 | -5000 | 0
1254 | 5000 | 0 | 0 | 0 | 0 | 0 | 0 | 5000 | -1373.421 | 0
1255 | 5000 | 0 | 0 | 0 | 0 | 0 | 0 | 5000 | 0 | 0
1256 | 5000 | 0 | 0 | 0 | 0 | 0 | 0 | 5000 | 0 | 0
1257 | 5000 | 0 | 0 | 0 | 0 | 0 | 0 | 5000 | 0 | 0
1258 | 5000 | 0 | 0 | 0 | 0 | 0 | 0 | 5000 | 0 | 0
1259 | 5000 | 0 | 0 | 0 | 0 | 0 | 0 | 5000 | 0 | 0
1260 | 5000 | 0 | 0 | 0 | 0 | 0 | 0 | 5000 | 0 | 0
1261 | 5000 | 0 | 0 | 0 | 0 | 0 | 0 | 5000 | 0 | 0
1262 | 5000 | 0 | 0 | 0 | 0 | 0 | 0 | 5000 | 0 | 0
1263 | 5000 | 0 | 0 | 0 | 0 | 0 | 0 | 5000 | 0 | 0
1264 | 5000 | 0 | 0 | 0 | 0 | 0 | 0 | 5000 | 0 | 0
1265 | 5000 | 0 | 0 | 0 | 0 | 0 | 0 | 5000 | 0 | 0
1266 | 5000 | 0 | 0 | 0 | 0 | 0 | 0 | 5000 | 0 | 0
1267 | 5000 | 0 | 0 | 0 | 0 | 0 | 0 | 1301.899 | 0 | 3698.101
1268 | 5000 | 0 | 0 | 0 | 0 | 0 | 0 | 0 | 0 | 5000
1269 | 5000 | 0 | 0 | 0 | 0 | 0 | 0 | 0 | 0 | 5000
1270 | 5000 | 0 | 0 | 0 | 0 | 0 | 0 | 0 | 0 | 5000
1271 | 5000 | 0 | 0 | 0 | 0 | 0 | 0 | 0 | 0 | 5000
1272 | 5000 | 0 | 0 | 0 | 0 | 0 | 0 | 5000 | 0 | 0
1273 | 5000 | 0 | 0 | 0 | 0 | 0 | 0 | 5000 | 0 | 0
1274 | 5000 | 0 | 0 | 0 | 0 | 0 | 0 | 5000 | 0 | 0
1275 | 5000 | 0 | 0 | 0 | 0 | 0 | 0 | 5000 | 0 | 0
1276 | 5000 | 0 | 0 | 0 | 0 | 0 | 0 | 5000 | 0 | 0
1277 | 5000 | 0 | 0 | 0 | 0 | 0 | 0 | 5000 | 0 | 0
1278 | 5000 | 0 | 0 | 0 | 0 | 0 | 0 | 5000 | 0 | 0
1279 | 5000 | 0 | 0 | 0 | 0 | 0 | 0 | 5000 | 0 | 0
1280 | 5000 | 0 | 0 | 0 | 0 | 0 | 0 | 5000 | 0 | 0
1281 | 5000 | 0 | 0 | 0 | 0 | 0 | 0 | 5000 | 0 | 0
1282 | 5000 | 0 | 0 | 0 | 0 | 0 | 0 | 5000 | 0 | 0
1283 | 5000 | 0 | 0 | 0 | 0 | 0 | 0 | 5000 | 0 | 0
1284 | 5000 | 0 | 0 | 0 | 0 | 0 | 0 | 5000 | 0 | 0
1285 | 5000 | 0 | 0 | 0 | 0 | 0 | 0 | 5000 | 0 | 0
1286 | 5000 | 0 | 0 | 0 | 0 | 0 | 0 | 5000 | 0 | 0
1287 | 5000 | 0 | 0 | 0 | 0 | 0 | 0 | 5000 | 0 | 0
1288 | 5000 | 0 | 0 | 0 | 0 | 0 | 0 | 5000 | 0 | 0
1289 | 5000 | 0 | 0 | 0 | 0 | 0 | 0 | 5000 | 0 | 0
1290 | 5000 | 0 | 0 | 0 | 0 | 0 | 0 | 5000 | 0 | 0
1291 | 5000 | 0 | 0 | 0 | 0 | 0 | 0 | 5000 | 0 | 0
1292 | 5000 | 0 | 0 | 0 | 0 | 0 | 0 | 5000 | 0 | 0
1293 | 5000 | 0 | 0 | 0 | 0 | 0 | 0 | 5000 | 0 | 0
1294 | 5000 | 0 | 0 | 0 | 0 | 0 | 0 | 5000 | 0 | 0
1295 | 5000 | 0 | 0 | 0 | 0 | 0 | 0 | 5000 | 0 | 0
1296 | 5000 | 0 | 0 | 0 | 0 | 0 | 0 | 5000 | 0 | 0
1297 | 5000 | 0 | 0 | 0 | 0 | 0 | 0 | 5000 | -5000 | 0
1298 | 5000 | 0 | 0 | 0 | 0 | 0 | 0 | 5000 | -5000 | 0
1299 | 5000 | 0 | 0 | 0 | 0 | 0 | 0 | 5000 | -5000 | 0
1300 | 5000 | 0 | 0 | 0 | 0 | 0 | 0 | 5000 | -5000 | 0
1301 | 5000 | 0 | 0 | 0 | 0 | 0 | 0 | 5000 | -5000 | 0
1302 | 5000 | 0 | 0 | 0 | 0 | 0 | 0 | 5000 | -1373.421 | 0
1303 | 5000 | 0 | 0 | 0 | 0 | 0 | 0 | 5000 | 0 | 0
1304 | 5000 | 0 | 0 | 0 | 0 | 0 | 0 | 5000 | 0 | 0
1305 | 5000 | 0 | 0 | 0 | 0 | 0 | 0 | 5000 | 0 | 0
1306 | 5000 | 0 | 0 | 0 | 0 | 0 | 0 | 5000 | 0 | 0
1307 | 5000 | 0 | 0 | 0 | 0 | 0 | 0 | 5000 | 0 | 0
1308 | 5000 | 0 | 0 | 0 | 0 | 0 | 0 | 5000 | 0 | 0
1309 | 5000 | 0 | 0 | 0 | 0 | 0 | 0 | 5000 | 0 | 0
1310 | 5000 | 0 | 0 | 0 | 0 | 0 | 0 | 5000 | 0 | 0
1311 | 5000 | 0 | 0 | 0 | 0 | 0 | 0 | 5000 | 0 | 0
1312 | 5000 | 0 | 0 | 0 | 0 | 0 | 0 | 5000 | 0 | 0
1313 | 5000 | 0 | 0 | 0 | 0 | 0 | 0 | 5000 | 0 | 0
1314 | 5000 | 0 | 0 | 0 | 0 | 0 | 0 | 5000 | 0 | 0
1315 | 5000 | 0 | 0 | 0 | 0 | 0 | 0 | 1301.899 | 0 | 3698.101
1316 | 5000 | 0 | 0 | 0 | 0 | 0 | 0 | 0 | 0 | 5000
1317 | 5000 | 0 | 0 | 0 | 0 | 0 | 0 | 0 | 0 | 5000
1318 | 5000 | 0 | 0 | 0 | 0 | 0 | 0 | 0 | 0 | 5000
1319 | 5000 | 0 | 0 | 0 | 0 | 0 | 0 | 0 | 0 | 5000
1320 | 5000 | 0 | 0 | 0 | 0 | 0 | 0 | 5000 | 0 | 0
1321 | 5000 | 0 | 0 | 0 | 0 | 0 | 0 | 5000 | -5000 | 0
1322 | 5000 | 0 | 0 | 0 | 0 | 0 | 0 | 5000 | -5000 | 0
1323 | 5000 | 0 | 0 | 0 | 0 | 0 | 0 | 5000 | -5000 | 0
1324 | 5000 | 0 | 0 | 0 | 0 | 0 | 0 | 5000 | -5000 | 0
1325 | 5000 | 0 | 0 | 0 | 0 | 0 | 0 | 5000 | -5000 | 0
1326 | 5000 | 0 | 0 | 0 | 0 | 0 | 0 | 5000 | -1373.421 | 0
1327 | 5000 | 0 | 0 | 0 | 0 | 0 | 0 | 5000 | 0 | 0
1328 | 5000 | 0 | 0 | 0 | 0 | 0 | 0 | 5000 | 0 | 0
1329 | 5000 | 0 | 0 | 0 | 0 | 0 | 0 | 5000 | 0 | 0
1330 | 5000 | 0 | 0 | 0 | 0 | 0 | 0 | 5000 | 0 | 0
1331 | 5000 | 0 | 0 | 0 | 0 | 0 | 0 | 5000 | 0 | 0
1332 | 5000 | 0 | 0 | 0 | 0 | 0 | 0 | 5000 | 0 | 0
1333 | 5000 | 0 | 0 | 0 | 0 | 0 | 0 | 5000 | 0 | 0
1334 | 5000 | 0 | 0 | 0 | 0 | 0 | 0 | 5000 | 0 | 0
1335 | 5000 | 0 | 0 | 0 | 0 | 0 | 0 | 5000 | 0 | 0
1336 | 5000 | 0 | 0 | 0 | 0 | 0 | 0 | 5000 | 0 | 0
1337 | 5000 | 0 | 0 | 0 | 0 | 0 | 0 | 5000 | 0 | 0
1338 | 5000 | 0 | 0 | 0 | 0 | 0 | 0 | 5000 | 0 | 0
1339 | 5000 | 0 | 0 | 0 | 0 | 0 | 0 | 1301.899 | 0 | 3698.101
1340 | 5000 | 0 | 0 | 0 | 0 | 0 | 0 | 0 | 0 | 5000
1341 | 5000 | 0 | 0 | 0 | 0 | 0 | 0 | 0 | 0 | 5000
1342 | 5000 | 0 | 0 | 0 | 0 | 0 | 0 | 0 | 0 | 5000
1343 | 5000 | 0 | 0 | 0 | 0 | 0 | 0 | 0 | 0 | 5000
1344 | 5000 | 0 | 0 | 0 | 0 | 0 | 0 | 5000 | 0 | 0
1345 | 5000 | 0 | 0 | 0 | 0 | 0 | 0 | 5000 | -5000 | 0
1346 | 5000 | 0 | 0 | 0 | 0 | 0 | 0 | 5000 | -5000 | 0
1347 | 5000 | 0 | 0 | 0 | 0 | 0 | 0 | 5000 | -5000 | 0
1348 | 5000 | 0 | 0 | 0 | 0 | 0 | 0 | 5000 | -5000 | 0
1349 | 5000 | 0 | 0 | 0 | 0 | 0 | 0 | 5000 | -5000 | 0
1350 | 5000 | 0 | 0 | 0 | 0 | 0 | 0 | 5000 | -1373.421 | 0
1351 | 5000 | 0 | 0 | 0 | 0 | 0 | 0 | 5000 | 0 | 0
1352 | 5000 | 0 | 0 | 0 | 0 | 0 | 0 | 5000 | 0 | 0
1353 | 5000 | 0 | 0 | 0 | 0 | 0 | 0 | 5000 | 0 | 0
1354 | 5000 | 0 | 0 | 0 | 0 | 0 | 0 | 5000 | 0 | 0
1355 | 5000 | 0 | 0 | 0 | 0 | 0 | 0 | 5000 | 0 | 0
1356 | 5000 | 0 | 0 | 0 | 0 | 0 | 0 | 5000 | 0 | 0
1357 | 5000 | 0 | 0 | 0 | 0 | 0 | 0 | 5000 | 0 | 0
1358 | 5000 | 0 | 0 | 0 | 0 | 0 | 0 | 5000 | 0 | 0
1359 | 5000 | 0 | 0 | 0 | 0 | 0 | 0 | 5000 | 0 | 0
1360 | 5000 | 0 | 0 | 0 | 0 | 0 | 0 | 5000 | 0 | 0
1361 | 5000 | 0 | 0 | 0 | 0 | 0 | 0 | 5000 | 0 | 0
1362 | 5000 | 0 | 0 | 0 | 0 | 0 | 0 | 5000 | 0 | 0
1363 | 5000 | 0 | 0 | 0 | 0 | 0 | 0 | 1301.899 | 0 | 3698.101
1364 | 5000 | 0 | 0 | 0 | 0 | 0 | 0 | 0 | 0 | 5000
1365 | 5000 | 0 | 0 | 0 | 0 | 0 | 0 | 0 | 0 | 5000
1366 | 5000 | 0 | 0 | 0 | 0 | 0 | 0 | 0 | 0 | 5000
1367 | 5000 | 0 | 0 | 0 | 0 | 0 | 0 | 0 | 0 | 5000
1368 | 5000 | 0 | 0 | 0 | 0 | 0 | 0 | 5000 | 0 | 0
1369 | 5000 | 0 | 0 | 0 | 0 | 0 | 0 | 5000 | -5000 | 0
1370 | 5000 | 0 | 0 | 0 | 0 | 0 | 0 | 5000 | -5000 | 0
1371 | 5000 | 0 | 0 | 0 | 0 | 0 | 0 | 5000 | -5000 | 0
1372 | 5000 | 0 | 0 | 0 | 0 | 0 | 0 | 5000 | -5000 | 0
1373 | 5000 | 0 | 0 | 0 | 0 | 0 | 0 | 5000 | -5000 | 0
1374 | 5000 | 0 | 0 | 0 | 0 | 0 | 0 | 5000 | -1373.421 | 0
1375 | 5000 | 0 | 0 | 0 | 0 | 0 | 0 | 5000 | 0 | 0
1376 | 5000 | 0 | 0 | 0 | 0 | 0 | 0 | 5000 | 0 | 0
1377 | 5000 | 0 | 0 | 0 | 0 | 0 | 0 | 5000 | 0 | 0
1378 | 5000 | 0 | 0 | 0 | 0 | 0 | 0 | 5000 | 0 | 0
1379 | 5000 | 0 | 0 | 0 | 0 | 0 | 0 | 5000 | 0 | 0
1380 | 5000 | 0 | 0 | 0 | 0 | 0 | 0 | 5000 | 0 | 0
1381 | 5000 | 0 | 0 | 0 | 0 | 0 | 0 | 5000 | 0 | 0
1382 | 5000 | 0 | 0 | 0 | 0 | 0 | 0 | 5000 | 0 | 0
1383 | 5000 | 0 | 0 | 0 | 0 | 0 | 0 | 5000 | 0 | 0
1384 | 5000 | 0 | 0 | 0 | 0 | 0 | 0 | 5000 | 0 | 0
1385 | 5000 | 0 | 0 | 0 | 0 | 0 | 0 | 5000 | 0 | 0
1386 | 5000 | 0 | 0 | 0 | 0 | 0 | 0 | 5000 | 0 | 0
1387 | 5000 | 0 | 0 | 0 | 0 | 0 | 0 | 1301.899 | 0 | 3698.101
1388 | 5000 | 0 | 0 | 0 | 0 | 0 | 0 | 0 | 0 | 5000
1389 | 5000 | 0 | 0 | 0 | 0 | 0 | 0 | 0 | 0 | 5000
1390 | 5000 | 0 | 0 | 0 | 0 | 0 | 0 | 0 | 0 | 5000
1391 | 5000 | 0 | 0 | 0 | 0 | 0 | 0 | 0 | 0 | 5000
1392 | 5000 | 0 | 0 | 0 | 0 | 0 | 0 | 5000 | 0 | 0
1393 | 5000 | 0 | 0 | 0 | 0 | 0 | 0 | 5000 | -5000 | 0
1394 | 5000 | 0 | 0 | 0 | 0 | 0 | 0 | 5000 | -5000 | 0
1395 | 5000 | 0 | 0 | 0 | 0 | 0 | 0 | 5000 | -5000 | 0
1396 | 5000 | 0 | 0 | 0 | 0 | 0 | 0 | 5000 | -5000 | 0
1397 | 5000 | 0 | 0 | 0 | 0 | 0 | 0 | 5000 | -5000 | 0
1398 | 5000 | 0 | 0 | 0 | 0 | 0 | 0 | 5000 | -1373.421 | 0
1399 | 5000 | 0 | 0 | 0 | 0 | 0 | 0 | 5000 | 0 | 0
1400 | 5000 | 0 | 0 | 0 | 0 | 0 | 0 | 5000 | 0 | 0
1401 | 5000 | 0 | 0 | 0 | 0 | 0 | 0 | 5000 | 0 | 0
1402 | 5000 | 0 | 0 | 0 | 0 | 0 | 0 | 5000 | 0 | 0
1403 | 5000 | 0 | 0 | 0 | 0 | 0 | 0 | 5000 | 0 | 0
1404 | 5000 | 0 | 0 | 0 | 0 | 0 | 0 | 5000 | 0 | 0
1405 | 5000 | 0 | 0 | 0 | 0 | 0 | 0 | 5000 | 0 | 0
1406 | 5000 | 0 | 0 | 0 | 0 | 0 | 0 | 5000 | 0 | 0
1407 | 5000 | 0 | 0 | 0 | 0 | 0 | 0 | 5000 | 0 | 0
1408 | 5000 | 0 | 0 | 0 | 0 | 0 | 0 | 5000 | 0 | 0
1409 | 5000 | 0 | 0 | 0 | 0 | 0 | 0 | 5000 | 0 | 0
1410 | 5000 | 0 | 0 | 0 | 0 | 0 | 0 | 5000 | 0 | 0
1411 | 5000 | 0 | 0 | 0 | 0 | 0 | 0 | 1301.899 | 0 | 3698.101
1412 | 5000 | 0 | 0 | 0 | 0 | 0 | 0 | 0 | 0 | 5000
1413 | 5000 | 0 | 0 | 0 | 0 | 0 | 0 | 0 | 0 | 5000
1414 | 5000 | 0 | 0 | 0 | 0 | 0 | 0 | 0 | 0 | 5000
1415 | 5000 | 0 | 0 | 0 | 0 | 0 | 0 | 0 | 0 | 5000
1416 | 5000 | 0 | 0 | 0 | 0 | 0 | 0 | 5000 | 0 | 0
1417 | 5000 | 0 | 0 | 0 | 0 | 0 | 0 | 5000 | -5000 | 0
1418 | 5000 | 0 | 0 | 0 | 0 | 0 | 0 | 5000 | -5000 | 0
1419 | 5000 | 0 | 0 | 0 | 0 | 0 | 0 | 5000 | -5000 | 0
1420 | 5000 | 0 | 0 | 0 | 0 | 0 | 0 | 5000 | -5000 | 0
1421 | 5000 | 0 | 0 | 0 | 0 | 0 | 0 | 5000 | -5000 | 0
1422 | 5000 | 0 | 0 | 0 | 0 | 0 | 0 | 5000 | -1373.421 | 0
1423 | 5000 | 0 | 0 | 0 | 0 | 0 | 0 | 5000 | 0 | 0
1424 | 5000 | 0 | 0 | 0 | 0 | 0 | 0 | 5000 | 0 | 0
1425 | 5000 | 0 | 0 | 0 | 0 | 0 | 0 | 5000 | 0 | 0
1426 | 5000 | 0 | 0 | 0 | 0 | 0 | 0 | 5000 | 0 | 0
1427 | 5000 | 0 | 0 | 0 | 0 | 0 | 0 | 5000 | 0 | 0
1428 | 5000 | 0 | 0 | 0 | 0 | 0 | 0 | 5000 | 0 | 0
1429 | 5000 | 0 | 0 | 0 | 0 | 0 | 0 | 5000 | 0 | 0
1430 | 5000 | 0 | 0 | 0 | 0 | 0 | 0 | 5000 | 0 | 0
1431 | 5000 | 0 | 0 | 0 | 0 | 0 | 0 | 5000 | 0 | 0
1432 | 5000 | 0 | 0 | 0 | 0 | 0 | 0 | 5000 | 0 | 0
1433 | 5000 | 0 | 0 | 0 | 0 | 0 | 0 | 5000 | 0 | 0
1434 | 5000 | 0 | 0 | 0 | 0 | 0 | 0 | 5000 | 0 | 0
1435 | 5000 | 0 | 0 | 0 | 0 | 0 | 0 | 1301.899 | 0 | 3698.101
1436 | 5000 | 0 | 0 | 0 | 0 | 0 | 0 | 0 | 0 | 5000
1437 | 5000 | 0 | 0 | 0 | 0 | 0 | 0 | 0 | 0 | 5000
1438 | 5000 | 0 | 0 | 0 | 0 | 0 | 0 | 0 | 0 | 5000
1439 | 5000 | 0 | 0 | 0 | 0 | 0 | 0 | 0 | 0 | 5000
1440 | 5000 | 0 | 0 | 0 | 0 | 0 | 0 | 5000 | 0 | 0
1441 | 5000 | 0 | 0 | 0 | 0 | 0 | 0 | 5000 | 0 | 0
1442 | 5000 | 0 | 0 | 0 | 0 | 0 | 0 | 5000 | 0 | 0
1443 | 5000 | 0 | 0 | 0 | 0 | 0 | 0 | 5000 | 0 | 0
1444 | 5000 | 0 | 0 | 0 | 0 | 0 | 0 | 5000 | 0 | 0
1445 | 5000 | 0 | 0 | 0 | 0 | 0 | 0 | 5000 | 0 | 0
1446 | 5000 | 0 | 0 | 0 | 0 | 0 | 0 | 5000 | 0 | 0
1447 | 5000 | 0 | 0 | 0 | 0 | 0 | 0 | 5000 | 0 | 0
1448 | 5000 | 0 | 0 | 0 | 0 | 0 | 0 | 5000 | 0 | 0
1449 | 5000 | 0 | 0 | 0 | 0 | 0 | 0 | 5000 | 0 | 0
1450 | 5000 | 0 | 0 | 0 | 0 | 0 | 0 | 5000 | 0 | 0
1451 | 5000 | 0 | 0 | 0 | 0 | 0 | 0 | 5000 | 0 | 0
1452 | 5000 | 0 | 0 | 0 | 0 | 0 | 0 | 5000 | 0 | 0
1453 | 5000 | 0 | 0 | 0 | 0 | 0 | 0 | 5000 | 0 | 0
1454 | 5000 | 0 | 0 | 0 | 0 | 0 | 0 | 5000 | 0 | 0
1455 | 5000 | 0 | 0 | 0 | 0 | 0 | 0 | 5000 | 0 | 0
1456 | 5000 | 0 | 0 | 0 | 0 | 0 | 0 | 5000 | 0 | 0
1457 | 5000 | 0 | 0 | 0 | 0 | 0 | 0 | 5000 | 0 | 0
1458 | 5000 | 0 | 0 | 0 | 0 | 0 | 0 | 5000 | 0 | 0
1459 | 5000 | 0 | 0 | 0 | 0 | 0 | 0 | 5000 | 0 | 0
1460 | 5000 | 0 | 0 | 0 | 0 | 0 | 0 | 5000 | 0 | 0
1461 | 5000 | 0 | 0 | 0 | 0 | 0 | 0 | 5000 | 0 | 0
1462 | 5000 | 0 | 0 | 0 | 0 | 0 | 0 | 5000 | 0 | 0
1463 | 5000 | 0 | 0 | 0 | 0 | 0 | 0 | 5000 | 0 | 0
1464 | 5000 | 0 | 0 | 0 | 0 | 0 | 0 | 5000 | 0 | 0
1465 | 5000 | 0 | 0 | 0 | 0 | 0 | 0 | 5000 | -5000 | 0
1466 | 5000 | 0 | 0 | 0 | 0 | 0 | 0 | 5000 | -5000 | 0
1467 | 5000 | 0 | 0 | 0 | 0 | 0 | 0 | 5000 | -5000 | 0
1468 | 5000 | 0 | 0 | 0 | 0 | 0 | 0 | 5000 | -5000 | 0
1469 | 5000 | 0 | 0 | 0 | 0 | 0 | 0 | 5000 | -5000 | 0
1470 | 5000 | 0 | 0 | 0 | 0 | 0 | 0 | 5000 | -1373.421 | 0
1471 | 5000 | 0 | 0 | 0 | 0 | 0 | 0 | 5000 | 0 | 0
1472 | 5000 | 0 | 0 | 0 | 0 | 0 | 0 | 5000 | 0 | 0
1473 | 5000 | 0 | 0 | 0 | 0 | 0 | 0 | 5000 | 0 | 0
1474 | 5000 | 0 | 0 | 0 | 0 | 0 | 0 | 5000 | 0 | 0
1475 | 5000 | 0 | 0 | 0 | 0 | 0 | 0 | 5000 | 0 | 0
1476 | 5000 | 0 | 0 | 0 | 0 | 0 | 0 | 5000 | 0 | 0
1477 | 5000 | 0 | 0 | 0 | 0 | 0 | 0 | 5000 | 0 | 0
1478 | 5000 | 0 | 0 | 0 | 0 | 0 | 0 | 5000 | 0 | 0
1479 | 5000 | 0 | 0 | 0 | 0 | 0 | 0 | 5000 | 0 | 0
1480 | 5000 | 0 | 0 | 0 | 0 | 0 | 0 | 5000 | 0 | 0
1481 | 5000 | 0 | 0 | 0 | 0 | 0 | 0 | 5000 | 0 | 0
1482 | 5000 | 0 | 0 | 0 | 0 | 0 | 0 | 5000 | 0 | 0
1483 | 5000 | 0 | 0 | 0 | 0 | 0 | 0 | 1301.899 | 0 | 3698.101
1484 | 5000 | 0 | 0 | 0 | 0 | 0 | 0 | 0 | 0 | 5000
1485 | 5000 | 0 | 0 | 0 | 0 | 0 | 0 | 0 | 0 | 5000
1486 | 5000 | 0 | 0 | 0 | 0 | 0 | 0 | 0 | 0 | 5000
1487 | 5000 | 0 | 0 | 0 | 0 | 0 | 0 | 0 | 0 | 5000
1488 | 5000 | 0 | 0 | 0 | 0 | 0 | 0 | 5000 | 0 | 0
1489 | 5000 | 0 | 0 | 0 | 0 | 0 | 0 | 5000 | -5000 | 0
1490 | 5000 | 0 | 0 | 0 | 0 | 0 | 0 | 5000 | -5000 | 0
1491 | 5000 | 0 | 0 | 0 | 0 | 0 | 0 | 5000 | -5000 | 0
1492 | 5000 | 0 | 0 | 0 | 0 | 0 | 0 | 5000 | -5000 | 0
1493 | 5000 | 0 | 0 | 0 | 0 | 0 | 0 | 5000 | -5000 | 0
1494 | 5000 | 0 | 0 | 0 | 0 | 0 | 0 | 5000 | -1373.421 | 0
1495 | 5000 | 0 | 0 | 0 | 0 | 0 | 0 | 5000 | 0 | 0
1496 | 5000 | 0 | 0 | 0 | 0 | 0 | 0 | 5000 | 0 | 0
1497 | 5000 | 0 | 0 | 0 | 0 | 0 | 0 | 5000 | 0 | 0
1498 | 5000 | 0 | 0 | 0 | 0 | 0 | 0 | 5000 | 0 | 0
1499 | 5000 | 0 | 0 | 0 | 0 | 0 | 0 | 5000 | 0 | 0
1500 | 5000 | 0 | 0 | 0 | 0 | 0 | 0 | 5000 | 0 | 0
1501 | 5000 | 0 | 0 | 0 | 0 | 0 | 0 | 5000 | 0 | 0
1502 | 5000 | 0 | 0 | 0 | 0 | 0 | 0 | 5000 | 0 | 0
1503 | 5000 | 0 | 0 | 0 | 0 | 0 | 0 | 5000 | 0 | 0
1504 | 5000 | 0 | 0 | 0 | 0 | 0 | 0 | 5000 | 0 | 0
1505 | 5000 | 0 | 0 | 0 | 0 | 0 | 0 | 5000 | 0 | 0
1506 | 5000 | 0 | 0 | 0 | 0 | 0 | 0 | 5000 | 0 | 0
1507 | 5000 | 0 | 0 | 0 | 0 | 0 | 0 | 1301.899 | 0 | 3698.101
1508 | 5000 | 0 | 0 | 0 | 0 | 0 | 0 | 0 | 0 | 5000
1509 | 5000 | 0 | 0 | 0 | 0 | 0 | 0 | 0 | 0 | 5000
1510 | 5000 | 0 | 0 | 0 | 0 | 0 | 0 | 0 | 0 | 5000
1511 | 5000 | 0 | 0 | 0 | 0 | 0 | 0 | 0 | 0 | 5000
1512 | 5000 | 0 | 0 | 0 | 0 | 0 | 0 | 5000 | 0 | 0
1513 | 5000 | 0 | 0 | 0 | 0 | 0 | 0 | 5000 | -5000 | 0
1514 | 5000 | 0 | 0 | 0 | 0 | 0 | 0 | 5000 | -5000 | 0
1515 | 5000 | 0 | 0 | 0 | 0 | 0 | 0 | 5000 | -5000 | 0
1516 | 5000 | 0 | 0 | 0 | 0 | 0 | 0 | 5000 | -5000 | 0
1517 | 5000 | 0 | 0 | 0 | 0 | 0 | 0 | 5000 | -5000 | 0
1518 | 5000 | 0 | 0 | 0 | 0 | 0 | 0 | 5000 | -1373.421 | 0
1519 | 5000 | 0 | 0 | 0 | 0 | 0 | 0 | 5000 | 0 | 0
1520 | 5000 | 0 | 0 | 0 | 0 | 0 | 0 | 5000 | 0 | 0
1521 | 5000 | 0 | 0 | 0 | 0 | 0 | 0 | 5000 | 0 | 0
1522 | 5000 | 0 | 0 | 0 | 0 | 0 | 0 | 5000 | 0 | 0
1523 | 5000 | 0 | 0 | 0 | 0 | 0 | 0 | 5000 | 0 | 0
1524 | 5000 | 0 | 0 | 0 | 0 | 0 | 0 | 5000 | 0 | 0
1525 | 5000 | 0 | 0 | 0 | 0 | 0 | 0 | 5000 | 0 | 0
1526 | 5000 | 0 | 0 | 0 | 0 | 0 | 0 | 5000 | 0 | 0
1527 | 5000 | 0 | 0 | 0 | 0 | 0 | 0 | 5000 | 0 | 0
1528 | 5000 | 0 | 0 | 0 | 0 | 0 | 0 | 5000 | 0 | 0
1529 | 5000 | 0 | 0 | 0 | 0 | 0 | 0 | 5000 | 0 | 0
1530 | 5000 | 0 | 0 | 0 | 0 | 0 | 0 | 5000 | 0 | 0
1531 | 5000 | 0 | 0 | 0 | 0 | 0 | 0 | 1301.899 | 0 | 3698.101
1532 | 5000 | 0 | 0 | 0 | 0 | 0 | 0 | 0 | 0 | 5000
1533 | 5000 | 0 | 0 | 0 | 0 | 0 | 0 | 0 | 0 | 5000
1534 | 5000 | 0 | 0 | 0 | 0 | 0 | 0 | 0 | 0 | 5000
1535 | 5000 | 0 | 0 | 0 | 0 | 0 | 0 | 0 | 0 | 5000
1536 | 5000 | 0 | 0 | 0 | 0 | 0 | 0 | 5000 | 0 | 0
1537 | 5000 | 0 | 0 | 0 | 0 | 0 | 0 | 5000 | -5000 | 0
1538 | 5000 | 0 | 0 | 0 | 0 | 0 | 0 | 5000 | -5000 | 0
1539 | 5000 | 0 | 0 | 0 | 0 | 0 | 0 | 5000 | -5000 | 0
1540 | 5000 | 0 | 0 | 0 | 0 | 0 | 0 | 5000 | -5000 | 0
1541 | 5000 | 0 | 0 | 0 | 0 | 0 | 0 | 5000 | -5000 | 0
1542 | 5000 | 0 | 0 | 0 | 0 | 0 | 0 | 5000 | -1373.421 | 0
1543 | 5000 | 0 | 0 | 0 | 0 | 0 | 0 | 5000 | 0 | 0
1544 | 5000 | 0 | 0 | 0 | 0 | 0 | 0 | 5000 | 0 | 0
1545 | 5000 | 0 | 0 | 0 | 0 | 0 | 0 | 5000 | 0 | 0
1546 | 5000 | 0 | 0 | 0 | 0 | 0 | 0 | 5000 | 0 | 0
1547 | 5000 | 0 | 0 | 0 | 0 | 0 | 0 | 5000 | 0 | 0
1548 | 5000 | 0 | 0 | 0 | 0 | 0 | 0 | 5000 | 0 | 0
1549 | 5000 | 0 | 0 | 0 | 0 | 0 | 0 | 5000 | 0 | 0
1550 | 5000 | 0 | 0 | 0 | 0 | 0 | 0 | 5000 | 0 | 0
1551 | 5000 | 0 | 0 | 0 | 0 | 0 | 0 | 5000 | 0 | 0
1552 | 5000 | 0 | 0 | 0 | 0 | 0 | 0 | 5000 | 0 | 0
1553 | 5000 | 0 | 0 | 0 | 0 | 0 | 0 | 5000 | 0 | 0
1554 | 5000 | 0 | 0 | 0 | 0 | 0 | 0 | 5000 | 0 | 0
1555 | 5000 | 0 | 0 | 0 | 0 | 0 | 0 | 1301.899 | 0 | 3698.101
1556 | 5000 | 0 | 0 | 0 | 0 | 0 | 0 | 0 | 0 | 5000
1557 | 5000 | 0 | 0 | 0 | 0 | 0 | 0 | 0 | 0 | 5000
1558 | 5000 | 0 | 0 | 0 | 0 | 0 | 0 | 0 | 0 | 5000
1559 | 5000 | 0 | 0 | 0 | 0 | 0 | 0 | 0 | 0 | 5000
1560 | 5000 | 0 | 0 | 0 | 0 | 0 | 0 | 5000 | 0 | 0
1561 | 5000 | 0 | 0 | 0 | 0 | 0 | 0 | 5000 | -5000 | 0
1562 | 5000 | 0 | 0 | 0 | 0 | 0 | 0 | 5000 | -5000 | 0
1563 | 5000 | 0 | 0 | 0 | 0 | 0 | 0 | 5000 | -5000 | 0
1564 | 5000 | 0 | 0 | 0 | 0 | 0 | 0 | 5000 | -5000 | 0
1565 | 5000 | 0 | 0 | 0 | 0 | 0 | 0 | 5000 | -5000 | 0
1566 | 5000 | 0 | 0 | 0 | 0 | 0 | 0 | 5000 | -1373.421 | 0
1567 | 5000 | 0 | 0 | 0 | 0 | 0 | 0 | 5000 | 0 | 0
1568 | 5000 | 0 | 0 | 0 | 0 | 0 | 0 | 5000 | 0 | 0
1569 | 5000 | 0 | 0 | 0 | 0 | 0 | 0 | 5000 | 0 | 0
1570 | 5000 | 0 | 0 | 0 | 0 | 0 | 0 | 5000 | 0 | 0
1571 | 5000 | 0 | 0 | 0 | 0 | 0 | 0 | 5000 | 0 | 0
1572 | 5000 | 0 | 0 | 0 | 0 | 0 | 0 | 5000 | 0 | 0
1573 | 5000 | 0 | 0 | 0 | 0 | 0 | 0 | 5000 | 0 | 0
1574 | 5000 | 0 | 0 | 0 | 0 | 0 | 0 | 5000 | 0 | 0
1575 | 5000 | 0 | 0 | 0 | 0 | 0 | 0 | 5000 | 0 | 0
1576 | 5000 | 0 | 0 | 0 | 0 | 0 | 0 | 5000 | 0 | 0
1577 | 5000 | 0 | 0 | 0 | 0 | 0 | 0 | 5000 | 0 | 0
1578 | 5000 | 0 | 0 | 0 | 0 | 0 | 0 | 5000 | 0 | 0
1579 | 5000 | 0 | 0 | 0 | 0 | 0 | 0 | 1301.899 | 0 | 3698.101
1580 | 5000 | 0 | 0 | 0 | 0 | 0 | 0 | 0 | 0 | 5000
1581 | 5000 | 0 | 0 | 0 | 0 | 0 | 0 | 0 | 0 | 5000
1582 | 5000 | 0 | 0 | 0 | 0 | 0 | 0 | 0 | 0 | 5000
1583 | 5000 | 0 | 0 | 0 | 0 | 0 | 0 | 0 | 0 | 5000
1584 | 5000 | 0 | 0 | 0 | 0 | 0 | 0 | 5000 | 0 | 0
1585 | 5000 | 0 | 0 | 0 | 0 | 0 | 0 | 5000 | -5000 | 0
1586 | 5000 | 0 | 0 | 0 | 0 | 0 | 0 | 5000 | -5000 | 0
1587 | 5000 | 0 | 0 | 0 | 0 | 0 | 0 | 5000 | -5000 | 0
1588 | 5000 | 0 | 0 | 0 | 0 | 0 | 0 | 5000 | -5000 | 0
1589 | 5000 | 0 | 0 | 0 | 0 | 0 | 0 | 5000 | -5000 | 0
1590 | 5000 | 0 | 0 | 0 | 0 | 0 | 0 | 5000 | -1373.421 | 0
1591 | 5000 | 0 | 0 | 0 | 0 | 0 | 0 | 5000 | 0 | 0
1592 | 5000 | 0 | 0 | 0 | 0 | 0 | 0 | 5000 | 0 | 0
1593 | 5000 | 0 | 0 | 0 | 0 | 0 | 0 | 5000 | 0 | 0
1594 | 5000 | 0 | 0 | 0 | 0 | 0 | 0 | 5000 | 0 | 0
1595 | 5000 | 0 | 0 | 0 | 0 | 0 | 0 | 5000 | 0 | 0
1596 | 5000 | 0 | 0 | 0 | 0 | 0 | 0 | 5000 | 0 | 0
1597 | 5000 | 0 | 0 | 0 | 0 | 0 | 0 | 5000 | 0 | 0
1598 | 5000 | 0 | 0 | 0 | 0 | 0 | 0 | 5000 | 0 | 0
1599 | 5000 | 0 | 0 | 0 | 0 | 0 | 0 | 5000 | 0 | 0
1600 | 5000 | 0 | 0 | 0 | 0 | 0 | 0 | 5000 | 0 | 0
1601 | 5000 | 0 | 0 | 0 | 0 | 0 | 0 | 5000 | 0 | 0
1602 | 5000 | 0 | 0 | 0 | 0 | 0 | 0 | 5000 | 0 | 0
1603 | 5000 | 0 | 0 | 0 | 0 | 0 | 0 | 1301.899 | 0 | 3698.101
1604 | 5000 | 0 | 0 | 0 | 0 | 0 | 0 | 0 | 0 | 5000
1605 | 5000 | 0 | 0 | 0 | 0 | 0 | 0 | 0 | 0 | 5000
1606 | 5000 | 0 | 0 | 0 | 0 | 0 | 0 | 0 | 0 | 5000
1607 | 5000 | 0 | 0 | 0 | 0 | 0 | 0 | 0 | 0 | 5000
1608 | 5000 | 0 | 0 | 0 | 0 | 0 | 0 | 5000 | 0 | 0
1609 | 5000 | 0 | 0 | 0 | 0 | 0 | 0 | 5000 | 0 | 0
1610 | 5000 | 0 | 0 | 0 | 0 | 0 | 0 | 5000 | 0 | 0
1611 | 5000 | 0 | 0 | 0 | 0 | 0 | 0 | 5000 | 0 | 0
1612 | 5000 | 0 | 0 | 0 | 0 | 0 | 0 | 5000 | 0 | 0
1613 | 5000 | 0 | 0 | 0 | 0 | 0 | 0 | 5000 | 0 | 0
1614 | 5000 | 0 | 0 | 0 | 0 | 0 | 0 | 5000 | 0 | 0
1615 | 5000 | 0 | 0 | 0 | 0 | 0 | 0 | 5000 | 0 | 0
1616 | 5000 | 0 | 0 | 0 | 0 | 0 | 0 | 5000 | 0 | 0
1617 | 5000 | 0 | 0 | 0 | 0 | 0 | 0 | 5000 | 0 | 0
1618 | 5000 | 0 | 0 | 0 | 0 | 0 | 0 | 5000 | 0 | 0
1619 | 5000 | 0 | 0 | 0 | 0 | 0 | 0 | 5000 | 0 | 0
1620 | 5000 | 0 | 0 | 0 | 0 | 0 | 0 | 5000 | 0 | 0
1621 | 5000 | 0 | 0 | 0 | 0 | 0 | 0 | 5000 | 0 | 0
1622 | 5000 | 0 | 0 | 0 | 0 | 0 | 0 | 5000 | 0 | 0
1623 | 5000 | 0 | 0 | 0 | 0 | 0 | 0 | 5000 | 0 | 0
1624 | 5000 | 0 | 0 | 0 | 0 | 0 | 0 | 5000 | 0 | 0
1625 | 5000 | 0 | 0 | 0 | 0 | 0 | 0 | 5000 | 0 | 0
1626 | 5000 | 0 | 0 | 0 | 0 | 0 | 0 | 5000 | 0 | 0
1627 | 5000 | 0 | 0 | 0 | 0 | 0 | 0 | 5000 | 0 | 0
1628 | 5000 | 0 | 0 | 0 | 0 | 0 | 0 | 5000 | 0 | 0
1629 | 5000 | 0 | 0 | 0 | 0 | 0 | 0 | 5000 | 0 | 0
1630 | 5000 | 0 | 0 | 0 | 0 | 0 | 0 | 5000 | 0 | 0
1631 | 5000 | 0 | 0 | 0 | 0 | 0 | 0 | 5000 | 0 | 0
1632 | 5000 | 0 | 0 | 0 | 0 | 0 | 0 | 5000 | 0 | 0
1633 | 5000 | 0 | 0 | 0 | 0 | 0 | 0 | 5000 | -5000 | 0
1634 | 5000 | 0 | 0 | 0 | 0 | 0 | 0 | 5000 | -5000 | 0
1635 | 5000 | 0 | 0 | 0 | 0 | 0 | 0 | 5000 | -5000 | 0
1636 | 5000 | 0 | 0 | 0 | 0 | 0 | 0 | 5000 | -5000 | 0
1637 | 5000 | 0 | 0 | 0 | 0 | 0 | 0 | 5000 | -5000 | 0
1638 | 5000 | 0 | 0 | 0 | 0 | 0 | 0 | 5000 | -1373.421 | 0
1639 | 5000 | 0 | 0 | 0 | 0 | 0 | 0 | 5000 | 0 | 0
1640 | 5000 | 0 | 0 | 0 | 0 | 0 | 0 | 5000 | 0 | 0
1641 | 5000 | 0 | 0 | 0 | 0 | 0 | 0 | 5000 | 0 | 0
1642 | 5000 | 0 | 0 | 0 | 0 | 0 | 0 | 5000 | 0 | 0
1643 | 5000 | 0 | 0 | 0 | 0 | 0 | 0 | 5000 | 0 | 0
1644 | 5000 | 0 | 0 | 0 | 0 | 0 | 0 | 5000 | 0 | 0
1645 | 5000 | 0 | 0 | 0 | 0 | 0 | 0 | 5000 | 0 | 0
1646 | 5000 | 0 | 0 | 0 | 0 | 0 | 0 | 5000 | 0 | 0
1647 | 5000 | 0 | 0 | 0 | 0 | 0 | 0 | 5000 | 0 | 0
1648 | 5000 | 0 | 0 | 0 | 0 | 0 | 0 | 5000 | 0 | 0
1649 | 5000 | 0 | 0 | 0 | 0 | 0 | 0 | 5000 | 0 | 0
1650 | 5000 | 0 | 0 | 0 | 0 | 0 | 0 | 5000 | 0 | 0
1651 | 5000 | 0 | 0 | 0 | 0 | 0 | 0 | 1301.899 | 0 | 3698.101
1652 | 5000 | 0 | 0 | 0 | 0 | 0 | 0 | 0 | 0 | 5000
1653 | 5000 | 0 | 0 | 0 | 0 | 0 | 0 | 0 | 0 | 5000
1654 | 5000 | 0 | 0 | 0 | 0 | 0 | 0 | 0 | 0 | 5000
1655 | 5000 | 0 | 0 | 0 | 0 | 0 | 0 | 0 | 0 | 5000
1656 | 5000 | 0 | 0 | 0 | 0 | 0 | 0 | 5000 | 0 | 0
1657 | 5000 | 0 | 0 | 0 | 0 | 0 | 0 | 5000 | -5000 | 0
1658 | 5000 | 0 | 0 | 0 | 0 | 0 | 0 | 5000 | -5000 | 0
1659 | 5000 | 0 | 0 | 0 | 0 | 0 | 0 | 5000 | -5000 | 0
1660 | 5000 | 0 | 0 | 0 | 0 | 0 | 0 | 5000 | -5000 | 0
1661 | 5000 | 0 | 0 | 0 | 0 | 0 | 0 | 5000 | -5000 | 0
1662 | 5000 | 0 | 0 | 0 | 0 | 0 | 0 | 5000 | -1373.421 | 0
1663 | 5000 | 0 | 0 | 0 | 0 | 0 | 0 | 5000 | 0 | 0
1664 | 5000 | 0 | 0 | 0 | 0 | 0 | 0 | 5000 | 0 | 0
1665 | 5000 | 0 | 0 | 0 | 0 | 0 | 0 | 5000 | 0 | 0
1666 | 5000 | 0 | 0 | 0 | 0 | 0 | 0 | 5000 | 0 | 0
1667 | 5000 | 0 | 0 | 0 | 0 | 0 | 0 | 5000 | 0 | 0
1668 | 5000 | 0 | 0 | 0 | 0 | 0 | 0 | 5000 | 0 | 0
1669 | 5000 | 0 | 0 | 0 | 0 | 0 | 0 | 5000 | 0 | 0
1670 | 5000 | 0 | 0 | 0 | 0 | 0 | 0 | 5000 | 0 | 0
1671 | 5000 | 0 | 0 | 0 | 0 | 0 | 0 | 5000 | 0 | 0
1672 | 5000 | 0 | 0 | 0 | 0 | 0 | 0 | 5000 | 0 | 0
1673 | 5000 | 0 | 0 | 0 | 0 | 0 | 0 | 5000 | 0 | 0
1674 | 5000 | 0 | 0 | 0 | 0 | 0 | 0 | 5000 | 0 | 0
1675 | 5000 | 0 | 0 | 0 | 0 | 0 | 0 | 1301.899 | 0 | 3698.101
1676 | 5000 | 0 | 0 | 0 | 0 | 0 | 0 | 0 | 0 | 5000
1677 | 5000 | 0 | 0 | 0 | 0 | 0 | 0 | 0 | 0 | 5000
1678 | 5000 | 0 | 0 | 0 | 0 | 0 | 0 | 0 | 0 | 5000
1679 | 5000 | 0 | 0 | 0 | 0 | 0 | 0 | 0 | 0 | 5000
1680 | 5000 | 0 | 0 | 0 | 0 | 0 | 0 | 5000 | 0 | 0
1681 | 5000 | 0 | 0 | 0 | 0 | 0 | 0 | 5000 | -5000 | 0
1682 | 5000 | 0 | 0 | 0 | 0 | 0 | 0 | 5000 | -5000 | 0
1683 | 5000 | 0 | 0 | 0 | 0 | 0 | 0 | 5000 | -5000 | 0
1684 | 5000 | 0 | 0 | 0 | 0 | 0 | 0 | 5000 | -5000 | 0
1685 | 5000 | 0 | 0 | 0 | 0 | 0 | 0 | 5000 | -5000 | 0
1686 | 5000 | 0 | 0 | 0 | 0 | 0 | 0 | 5000 | -1373.421 | 0
1687 | 5000 | 0 | 0 | 0 | 0 | 0 | 0 | 5000 | 0 | 0
1688 | 5000 | 0 | 0 | 0 | 0 | 0 | 0 | 5000 | 0 | 0
1689 | 5000 | 0 | 0 | 0 | 0 | 0 | 0 | 5000 | 0 | 0
1690 | 5000 | 0 | 0 | 0 | 0 | 0 | 0 | 5000 | 0 | 0
1691 | 5000 | 0 | 0 | 0 | 0 | 0 | 0 | 5000 | 0 | 0
1692 | 5000 | 0 | 0 | 0 | 0 | 0 | 0 | 5000 | 0 | 0
1693 | 5000 | 0 | 0 | 0 | 0 | 0 | 0 | 5000 | 0 | 0
1694 | 5000 | 0 | 0 | 0 | 0 | 0 | 0 | 5000 | 0 | 0
1695 | 5000 | 0 | 0 | 0 | 0 | 0 | 0 | 5000 | 0 | 0
1696 | 5000 | 0 | 0 | 0 | 0 | 0 | 0 | 5000 | 0 | 0
1697 | 5000 | 0 | 0 | 0 | 0 | 0 | 0 | 5000 | 0 | 0
1698 | 5000 | 0 | 0 | 0 | 0 | 0 | 0 | 5000 | 0 | 0
1699 | 5000 | 0 | 0 | 0 | 0 | 0 | 0 | 1301.899 | 0 | 3698.101
1700 | 5000 | 0 | 0 | 0 | 0 | 0 | 0 | 0 | 0 | 5000
1701 | 5000 | 0 | 0 | 0 | 0 | 0 | 0 | 0 | 0 | 5000
1702 | 5000 | 0 | 0 | 0 | 0 | 0 | 0 | 0 | 0 | 5000
1703 | 5000 | 0 | 0 | 0 | 0 | 0 | 0 | 0 | 0 | 5000
1704 | 5000 | 0 | 0 | 0 | 0 | 0 | 0 | 5000 | 0 | 0
1705 | 5000 | 0 | 0 | 0 | 0 | 0 | 0 | 5000 | -5000 | 0
1706 | 5000 | 0 | 0 | 0 | 0 | 0 | 0 | 5000 | -5000 | 0
1707 | 5000 | 0 | 0 | 0 | 0 | 0 | 0 | 5000 | -5000 | 0
1708 | 5000 | 0 | 0 | 0 | 0 | 0 | 0 | 5000 | -5000 | 0
1709 | 5000 | 0 | 0 | 0 | 0 | 0 | 0 | 5000 | -5000 | 0
1710 | 5000 | 0 | 0 | 0 | 0 | 0 | 0 | 5000 | -1373.421 | 0
1711 | 5000 | 0 | 0 | 0 | 0 | 0 | 0 | 5000 | 0 | 0
1712 | 5000 | 0 | 0 | 0 | 0 | 0 | 0 | 5000 | 0 | 0
1713 | 5000 | 0 | 0 | 0 | 0 | 0 | 0 | 5000 | 0 | 0
1714 | 5000 | 0 | 0 | 0 | 0 | 0 | 0 | 5000 | 0 | 0
1715 | 5000 | 0 | 0 | 0 | 0 | 0 | 0 | 5000 | 0 | 0
1716 | 5000 | 0 | 0 | 0 | 0 | 0 | 0 | 5000 | 0 | 0
1717 | 5000 | 0 | 0 | 0 | 0 | 0 | 0 | 5000 | 0 | 0
1718 | 5000 | 0 | 0 | 0 | 0 | 0 | 0 | 5000 | 0 | 0
1719 | 5000 | 0 | 0 | 0 | 0 | 0 | 0 | 5000 | 0 | 0
1720 | 5000 | 0 | 0 | 0 | 0 | 0 | 0 | 5000 | 0 | 0
1721 | 5000 | 0 | 0 | 0 | 0 | 0 | 0 | 5000 | 0 | 0
1722 | 5000 | 0 | 0 | 0 | 0 | 0 | 0 | 5000 | 0 | 0
1723 | 5000 | 0 | 0 | 0 | 0 | 0 | 0 | 1301.899 | 0 | 3698.101
1724 | 5000 | 0 | 0 | 0 | 0 | 0 | 0 | 0 | 0 | 5000
1725 | 5000 | 0 | 0 | 0 | 0 | 0 | 0 | 0 | 0 | 5000
1726 | 5000 | 0 | 0 | 0 | 0 | 0 | 0 | 0 | 0 | 5000
1727 | 5000 | 0 | 0 | 0 | 0 | 0 | 0 | 0 | 0 | 5000
1728 | 5000 | 0 | 0 | 0 | 0 | 0 | 0 | 5000 | 0 | 0
1729 | 5000 | 0 | 0 | 0 | 0 | 0 | 0 | 5000 | -5000 | 0
1730 | 5000 | 0 | 0 | 0 | 0 | 0 | 0 | 5000 | -5000 | 0
1731 | 5000 | 0 | 0 | 0 | 0 | 0 | 0 | 5000 | -5000 | 0
1732 | 5000 | 0 | 0 | 0 | 0 | 0 | 0 | 5000 | -5000 | 0
1733 | 5000 | 0 | 0 | 0 | 0 | 0 | 0 | 5000 | -5000 | 0
1734 | 5000 | 0 | 0 | 0 | 0 | 0 | 0 | 5000 | -1373.421 | 0
1735 | 5000 | 0 | 0 | 0 | 0 | 0 | 0 | 5000 | 0 | 0
1736 | 5000 | 0 | 0 | 0 | 0 | 0 | 0 | 5000 | 0 | 0
1737 | 5000 | 0 | 0 | 0 | 0 | 0 | 0 | 5000 | 0 | 0
1738 | 5000 | 0 | 0 | 0 | 0 | 0 | 0 | 5000 | 0 | 0
1739 | 5000 | 0 | 0 | 0 | 0 | 0 | 0 | 5000 | 0 | 0
1740 | 5000 | 0 | 0 | 0 | 0 | 0 | 0 | 5000 | 0 | 0
1741 | 5000 | 0 | 0 | 0 | 0 | 0 | 0 | 5000 | 0 | 0
1742 | 5000 | 0 | 0 | 0 | 0 | 0 | 0 | 5000 | 0 | 0
1743 | 5000 | 0 | 0 | 0 | 0 | 0 | 0 | 5000 | 0 | 0
1744 | 5000 | 0 | 0 | 0 | 0 | 0 | 0 | 5000 | 0 | 0
1745 | 5000 | 0 | 0 | 0 | 0 | 0 | 0 | 5000 | 0 | 0
1746 | 5000 | 0 | 0 | 0 | 0 | 0 | 0 | 5000 | 0 | 0
1747 | 5000 | 0 | 0 | 0 | 0 | 0 | 0 | 1301.899 | 0 | 3698.101
1748 | 5000 | 0 | 0 | 0 | 0 | 0 | 0 | 0 | 0 | 5000
1749 | 5000 | 0 | 0 | 0 | 0 | 0 | 0 | 0 | 0 | 5000
1750 | 5000 | 0 | 0 | 0 | 0 | 0 | 0 | 0 | 0 | 5000
1751 | 5000 | 0 | 0 | 0 | 0 | 0 | 0 | 0 | 0 | 5000
1752 | 5000 | 0 | 0 | 0 | 0 | 0 | 0 | 5000 | 0 | 0
1753 | 5000 | 0 | 0 | 0 | 0 | 0 | 0 | 5000 | -5000 | 0
1754 | 5000 | 0 | 0 | 0 | 0 | 0 | 0 | 5000 | -5000 | 0
1755 | 5000 | 0 | 0 | 0 | 0 | 0 | 0 | 5000 | -5000 | 0
1756 | 5000 | 0 | 0 | 0 | 0 | 0 | 0 | 5000 | -5000 | 0
1757 | 5000 | 0 | 0 | 0 | 0 | 0 | 0 | 5000 | -5000 | 0
1758 | 5000 | 0 | 0 | 0 | 0 | 0 | 0 | 5000 | -1373.421 | 0
1759 | 5000 | 0 | 0 | 0 | 0 | 0 | 0 | 5000 | 0 | 0
1760 | 5000 | 0 | 0 | 0 | 0 | 0 | 0 | 5000 | 0 | 0
1761 | 5000 | 0 | 0 | 0 | 0 | 0 | 0 | 5000 | 0 | 0
1762 | 5000 | 0 | 0 | 0 | 0 | 0 | 0 | 5000 | 0 | 0
1763 | 5000 | 0 | 0 | 0 | 0 | 0 | 0 | 5000 | 0 | 0
1764 | 5000 | 0 | 0 | 0 | 0 | 0 | 0 | 5000 | 0 | 0
1765 | 5000 | 0 | 0 | 0 | 0 | 0 | 0 | 5000 | 0 | 0
1766 | 5000 | 0 | 0 | 0 | 0 | 0 | 0 | 5000 | 0 | 0
1767 | 5000 | 0 | 0 | 0 | 0 | 0 | 0 | 5000 | 0 | 0
1768 | 5000 | 0 | 0 | 0 | 0 | 0 | 0 | 5000 | 0 | 0
1769 | 5000 | 0 | 0 | 0 | 0 | 0 | 0 | 5000 | 0 | 0
1770 | 5000 | 0 | 0 | 0 | 0 | 0 | 0 | 5000 | 0 | 0
1771 | 5000 | 0 | 0 | 0 | 0 | 0 | 0 | 1301.899 | 0 | 3698.101
1772 | 5000 | 0 | 0 | 0 | 0 | 0 | 0 | 0 | 0 | 5000
1773 | 5000 | 0 | 0 | 0 | 0 | 0 | 0 | 0 | 0 | 5000
1774 | 5000 | 0 | 0 | 0 | 0 | 0 | 0 | 0 | 0 | 5000
1775 | 5000 | 0 | 0 | 0 | 0 | 0 | 0 | 0 | 0 | 5000
1776 | 5000 | 0 | 0 | 0 | 0 | 0 | 0 | 5000 | 0 | 0
1777 | 5000 | 0 | 0 | 0 | 0 | 0 | 0 | 5000 | 0 | 0
1778 | 5000 | 0 | 0 | 0 | 0 | 0 | 0 | 5000 | 0 | 0
1779 | 5000 | 0 | 0 | 0 | 0 | 0 | 0 | 5000 | 0 | 0
1780 | 5000 | 0 | 0 | 0 | 0 | 0 | 0 | 5000 | 0 | 0
1781 | 5000 | 0 | 0 | 0 | 0 | 0 | 0 | 5000 | 0 | 0
1782 | 5000 | 0 | 0 | 0 | 0 | 0 | 0 | 5000 | 0 | 0
1783 | 5000 | 0 | 0 | 0 | 0 | 0 | 0 | 5000 | 0 | 0
1784 | 5000 | 0 | 0 | 0 | 0 | 0 | 0 | 5000 | 0 | 0
1785 | 5000 | 0 | 0 | 0 | 0 | 0 | 0 | 5000 | 0 | 0
1786 | 5000 | 0 | 0 | 0 | 0 | 0 | 0 | 5000 | 0 | 0
1787 | 5000 | 0 | 0 | 0 | 0 | 0 | 0 | 5000 | 0 | 0
1788 | 5000 | 0 | 0 | 0 | 0 | 0 | 0 | 5000 | 0 | 0
1789 | 5000 | 0 | 0 | 0 | 0 | 0 | 0 | 5000 | 0 | 0
1790 | 5000 | 0 | 0 | 0 | 0 | 0 | 0 | 5000 | 0 | 0
1791 | 5000 | 0 | 0 | 0 | 0 | 0 | 0 | 5000 | 0 | 0
1792 | 5000 | 0 | 0 | 0 | 0 | 0 | 0 | 5000 | 0 | 0
1793 | 5000 | 0 | 0 | 0 | 0 | 0 | 0 | 5000 | 0 | 0
1794 | 5000 | 0 | 0 | 0 | 0 | 0 | 0 | 5000 | 0 | 0
1795 | 5000 | 0 | 0 | 0 | 0 | 0 | 0 | 5000 | 0 | 0
1796 | 5000 | 0 | 0 | 0 | 0 | 0 | 0 | 5000 | 0 | 0
1797 | 5000 | 0 | 0 | 0 | 0 | 0 | 0 | 5000 | 0 | 0
1798 | 5000 | 0 | 0 | 0 | 0 | 0 | 0 | 5000 | 0 | 0
1799 | 5000 | 0 | 0 | 0 | 0 | 0 | 0 | 5000 | 0 | 0
1800 | 5000 | 0 | 0 | 0 | 0 | 0 | 0 | 5000 | 0 | 0
1801 | 5000 | 0 | 0 | 0 | 0 | 0 | 0 | 5000 | -5000 | 0
1802 | 5000 | 0 | 0 | 0 | 0 | 0 | 0 | 5000 | -5000 | 0
1803 | 5000 | 0 | 0 | 0 | 0 | 0 | 0 | 5000 | -5000 | 0
1804 | 5000 | 0 | 0 | 0 | 0 | 0 | 0 | 5000 | -5000 | 0
1805 | 5000 | 0 | 0 | 0 | 0 | 0 | 0 | 5000 | -5000 | 0
1806 | 5000 | 0 | 0 | 0 | 0 | 0 | 0 | 5000 | -1373.421 | 0
1807 | 5000 | 0 | 0 | 0 | 0 | 0 | 0 | 5000 | 0 | 0
1808 | 5000 | 0 | 0 | 0 | 0 | 0 | 0 | 5000 | 0 | 0
1809 | 5000 | 0 | 0 | 0 | 0 | 0 | 0 | 5000 | 0 | 0
1810 | 5000 | 0 | 0 | 0 | 0 | 0 | 0 | 5000 | 0 | 0
1811 | 5000 | 0 | 0 | 0 | 0 | 0 | 0 | 5000 | 0 | 0
1812 | 5000 | 0 | 0 | 0 | 0 | 0 | 0 | 5000 | 0 | 0
1813 | 5000 | 0 | 0 | 0 | 0 | 0 | 0 | 5000 | 0 | 0
1814 | 5000 | 0 | 0 | 0 | 0 | 0 | 0 | 5000 | 0 | 0
1815 | 5000 | 0 | 0 | 0 | 0 | 0 | 0 | 5000 | 0 | 0
1816 | 5000 | 0 | 0 | 0 | 0 | 0 | 0 | 5000 | 0 | 0
1817 | 5000 | 0 | 0 | 0 | 0 | 0 | 0 | 5000 | 0 | 0
1818 | 5000 | 0 | 0 | 0 | 0 | 0 | 0 | 5000 | 0 | 0
1819 | 5000 | 0 | 0 | 0 | 0 | 0 | 0 | 1301.899 | 0 | 3698.101
1820 | 5000 | 0 | 0 | 0 | 0 | 0 | 0 | 0 | 0 | 5000
1821 | 5000 | 0 | 0 | 0 | 0 | 0 | 0 | 0 | 0 | 5000
1822 | 5000 | 0 | 0 | 0 | 0 | 0 | 0 | 0 | 0 | 5000
1823 | 5000 | 0 | 0 | 0 | 0 | 0 | 0 | 0 | 0 | 5000
1824 | 5000 | 0 | 0 | 0 | 0 | 0 | 0 | 5000 | 0 | 0
1825 | 5000 | 0 | 0 | 0 | 0 | 0 | 0 | 5000 | -5000 | 0
1826 | 5000 | 0 | 0 | 0 | 0 | 0 | 0 | 5000 | -5000 | 0
1827 | 5000 | 0 | 0 | 0 | 0 | 0 | 0 | 5000 | -5000 | 0
1828 | 5000 | 0 | 0 | 0 | 0 | 0 | 0 | 5000 | -5000 | 0
1829 | 5000 | 0 | 0 | 0 | 0 | 0 | 0 | 5000 | -5000 | 0
1830 | 5000 | 0 | 0 | 0 | 0 | 0 | 0 | 5000 | -1373.421 | 0
1831 | 5000 | 0 | 0 | 0 | 0 | 0 | 0 | 5000 | 0 | 0
1832 | 5000 | 0 | 0 | 0 | 0 | 0 | 0 | 5000 | 0 | 0
1833 | 5000 | 0 | 0 | 0 | 0 | 0 | 0 | 5000 | 0 | 0
1834 | 5000 | 0 | 0 | 0 | 0 | 0 | 0 | 5000 | 0 | 0
1835 | 5000 | 0 | 0 | 0 | 0 | 0 | 0 | 5000 | 0 | 0
1836 | 5000 | 0 | 0 | 0 | 0 | 0 | 0 | 5000 | 0 | 0
1837 | 5000 | 0 | 0 | 0 | 0 | 0 | 0 | 5000 | 0 | 0
1838 | 5000 | 0 | 0 | 0 | 0 | 0 | 0 | 5000 | 0 | 0
1839 | 5000 | 0 | 0 | 0 | 0 | 0 | 0 | 5000 | 0 | 0
1840 | 5000 | 0 | 0 | 0 | 0 | 0 | 0 | 5000 | 0 | 0
1841 | 5000 | 0 | 0 | 0 | 0 | 0 | 0 | 5000 | 0 | 0
1842 | 5000 | 0 | 0 | 0 | 0 | 0 | 0 | 5000 | 0 | 0
1843 | 5000 | 0 | 0 | 0 | 0 | 0 | 0 | 1301.899 | 0 | 3698.101
1844 | 5000 | 0 | 0 | 0 | 0 | 0 | 0 | 0 | 0 | 5000
1845 | 5000 | 0 | 0 | 0 | 0 | 0 | 0 | 0 | 0 | 5000
1846 | 5000 | 0 | 0 | 0 | 0 | 0 | 0 | 0 | 0 | 5000
1847 | 5000 | 0 | 0 | 0 | 0 | 0 | 0 | 0 | 0 | 5000
1848 | 5000 | 0 | 0 | 0 | 0 | 0 | 0 | 5000 | 0 | 0
1849 | 5000 | 0 | 0 | 0 | 0 | 0 | 0 | 5000 | -5000 | 0
1850 | 5000 | 0 | 0 | 0 | 0 | 0 | 0 | 5000 | -5000 | 0
1851 | 5000 | 0 | 0 | 0 | 0 | 0 | 0 | 5000 | -5000 | 0
1852 | 5000 | 0 | 0 | 0 | 0 | 0 | 0 | 5000 | -5000 | 0
1853 | 5000 | 0 | 0 | 0 | 0 | 0 | 0 | 5000 | -5000 | 0
1854 | 5000 | 0 | 0 | 0 | 0 | 0 | 0 | 5000 | -1373.421 | 0
1855 | 5000 | 0 | 0 | 0 | 0 | 0 | 0 | 5000 | 0 | 0
1856 | 5000 | 0 | 0 | 0 | 0 | 0 | 0 | 5000 | 0 | 0
1857 | 5000 | 0 | 0 | 0 | 0 | 0 | 0 | 5000 | 0 | 0
1858 | 5000 | 0 | 0 | 0 | 0 | 0 | 0 | 5000 | 0 | 0
1859 | 5000 | 0 | 0 | 0 | 0 | 0 | 0 | 5000 | 0 | 0
1860 | 5000 | 0 | 0 | 0 | 0 | 0 | 0 | 5000 | 0 | 0
1861 | 5000 | 0 | 0 | 0 | 0 | 0 | 0 | 5000 | 0 | 0
1862 | 5000 | 0 | 0 | 0 | 0 | 0 | 0 | 5000 | 0 | 0
1863 | 5000 | 0 | 0 | 0 | 0 | 0 | 0 | 5000 | 0 | 0
1864 | 5000 | 0 | 0 | 0 | 0 | 0 | 0 | 5000 | 0 | 0
1865 | 5000 | 0 | 0 | 0 | 0 | 0 | 0 | 5000 | 0 | 0
1866 | 5000 | 0 | 0 | 0 | 0 | 0 | 0 | 5000 | 0 | 0
1867 | 5000 | 0 | 0 | 0 | 0 | 0 | 0 | 1301.899 | 0 | 3698.101
1868 | 5000 | 0 | 0 | 0 | 0 | 0 | 0 | 0 | 0 | 5000
1869 | 5000 | 0 | 0 | 0 | 0 | 0 | 0 | 0 | 0 | 5000
1870 | 5000 | 0 | 0 | 0 | 0 | 0 | 0 | 0 | 0 | 5000
1871 | 5000 | 0 | 0 | 0 | 0 | 0 | 0 | 0 | 0 | 5000
1872 | 5000 | 0 | 0 | 0 | 0 | 0 | 0 | 5000 | 0 | 0
1873 | 5000 | 0 | 0 | 0 | 0 | 0 | 0 | 5000 | -5000 | 0
1874 | 5000 | 0 | 0 | 0 | 0 | 0 | 0 | 5000 | -5000 | 0
1875 | 5000 | 0 | 0 | 0 | 0 | 0 | 0 | 5000 | -5000 | 0
1876 | 5000 | 0 | 0 | 0 | 0 | 0 | 0 | 5000 | -5000 | 0
1877 | 5000 | 0 | 0 | 0 | 0 | 0 | 0 | 5000 | -5000 | 0
1878 | 5000 | 0 | 0 | 0 | 0 | 0 | 0 | 5000 | -1373.421 | 0
1879 | 5000 | 0 | 0 | 0 | 0 | 0 | 0 | 5000 | 0 | 0
1880 | 5000 | 0 | 0 | 0 | 0 | 0 | 0 | 5000 | 0 | 0
1881 | 5000 | 0 | 0 | 0 | 0 | 0 | 0 | 5000 | 0 | 0
1882 | 5000 | 0 | 0 | 0 | 0 | 0 | 0 | 5000 | 0 | 0
1883 | 5000 | 0 | 0 | 0 | 0 | 0 | 0 | 5000 | 0 | 0
1884 | 5000 | 0 | 0 | 0 | 0 | 0 | 0 | 5000 | 0 | 0
1885 | 5000 | 0 | 0 | 0 | 0 | 0 | 0 | 5000 | 0 | 0
1886 | 5000 | 0 | 0 | 0 | 0 | 0 | 0 | 5000 | 0 | 0
1887 | 5000 | 0 | 0 | 0 | 0 | 0 | 0 | 5000 | 0 | 0
1888 | 5000 | 0 | 0 | 0 | 0 | 0 | 0 | 5000 | 0 | 0
1889 | 5000 | 0 | 0 | 0 | 0 | 0 | 0 | 5000 | 0 | 0
1890 | 5000 | 0 | 0 | 0 | 0 | 0 | 0 | 5000 | 0 | 0
1891 | 5000 | 0 | 0 | 0 | 0 | 0 | 0 | 1301.899 | 0 | 3698.101
1892 | 5000 | 0 | 0 | 0 | 0 | 0 | 0 | 0 | 0 | 5000
1893 | 5000 | 0 | 0 | 0 | 0 | 0 | 0 | 0 | 0 | 5000
1894 | 5000 | 0 | 0 | 0 | 0 | 0 | 0 | 0 | 0 | 5000
1895 | 5000 | 0 | 0 | 0 | 0 | 0 | 0 | 0 | 0 | 5000
1896 | 5000 | 0 | 0 | 0 | 0 | 0 | 0 | 5000 | 0 | 0
1897 | 5000 | 0 | 0 | 0 | 0 | 0 | 0 | 5000 | -5000 | 0
1898 | 5000 | 0 | 0 | 0 | 0 | 0 | 0 | 5000 | -5000 | 0
1899 | 5000 | 0 | 0 | 0 | 0 | 0 | 0 | 5000 | -5000 | 0
1900 | 5000 | 0 | 0 | 0 | 0 | 0 | 0 | 5000 | -5000 | 0
1901 | 5000 | 0 | 0 | 0 | 0 | 0 | 0 | 5000 | -5000 | 0
1902 | 5000 | 0 | 0 | 0 | 0 | 0 | 0 | 5000 | -1373.421 | 0
1903 | 5000 | 0 | 0 | 0 | 0 | 0 | 0 | 5000 | 0 | 0
1904 | 5000 | 0 | 0 | 0 | 0 | 0 | 0 | 5000 | 0 | 0
1905 | 5000 | 0 | 0 | 0 | 0 | 0 | 0 | 5000 | 0 | 0
1906 | 5000 | 0 | 0 | 0 | 0 | 0 | 0 | 5000 | 0 | 0
1907 | 5000 | 0 | 0 | 0 | 0 | 0 | 0 | 5000 | 0 | 0
1908 | 5000 | 0 | 0 | 0 | 0 | 0 | 0 | 5000 | 0 | 0
1909 | 5000 | 0 | 0 | 0 | 0 | 0 | 0 | 5000 | 0 | 0
1910 | 5000 | 0 | 0 | 0 | 0 | 0 | 0 | 5000 | 0 | 0
1911 | 5000 | 0 | 0 | 0 | 0 | 0 | 0 | 5000 | 0 | 0
1912 | 5000 | 0 | 0 | 0 | 0 | 0 | 0 | 5000 | 0 | 0
1913 | 5000 | 0 | 0 | 0 | 0 | 0 | 0 | 5000 | 0 | 0
1914 | 5000 | 0 | 0 | 0 | 0 | 0 | 0 | 5000 | 0 | 0
1915 | 5000 | 0 | 0 | 0 | 0 | 0 | 0 | 1301.899 | 0 | 3698.101
1916 | 5000 | 0 | 0 | 0 | 0 | 0 | 0 | 0 | 0 | 5000
1917 | 5000 | 0 | 0 | 0 | 0 | 0 | 0 | 0 | 0 | 5000
1918 | 5000 | 0 | 0 | 0 | 0 | 0 | 0 | 0 | 0 | 5000
1919 | 5000 | 0 | 0 | 0 | 0 | 0 | 0 | 0 | 0 | 5000
1920 | 5000 | 0 | 0 | 0 | 0 | 0 | 0 | 5000 | 0 | 0
1921 | 5000 | 0 | 0 | 0 | 0 | 0 | 0 | 5000 | -5000 | 0
1922 | 5000 | 0 | 0 | 0 | 0 | 0 | 0 | 5000 | -5000 | 0
1923 | 5000 | 0 | 0 | 0 | 0 | 0 | 0 | 5000 | -5000 | 0
1924 | 5000 | 0 | 0 | 0 | 0 | 0 | 0 | 5000 | -5000 | 0
1925 | 5000 | 0 | 0 | 0 | 0 | 0 | 0 | 5000 | -5000 | 0
1926 | 5000 | 0 | 0 | 0 | 0 | 0 | 0 | 5000 | -1373.421 | 0
1927 | 5000 | 0 | 0 | 0 | 0 | 0 | 0 | 5000 | 0 | 0
1928 | 5000 | 0 | 0 | 0 | 0 | 0 | 0 | 5000 | 0 | 0
1929 | 5000 | 0 | 0 | 0 | 0 | 0 | 0 | 5000 | 0 | 0
1930 | 5000 | 0 | 0 | 0 | 0 | 0 | 0 | 5000 | 0 | 0
1931 | 5000 | 0 | 0 | 0 | 0 | 0 | 0 | 5000 | 0 | 0
1932 | 5000 | 0 | 0 | 0 | 0 | 0 | 0 | 5000 | 0 | 0
1933 | 5000 | 0 | 0 | 0 | 0 | 0 | 0 | 5000 | 0 | 0
1934 | 5000 | 0 | 0 | 0 | 0 | 0 | 0 | 5000 | 0 | 0
1935 | 5000 | 0 | 0 | 0 | 0 | 0 | 0 | 5000 | 0 | 0
1936 | 5000 | 0 | 0 | 0 | 0 | 0 | 0 | 5000 | 0 | 0
1937 | 5000 | 0 | 0 | 0 | 0 | 0 | 0 | 5000 | 0 | 0
1938 | 5000 | 0 | 0 | 0 | 0 | 0 | 0 | 5000 | 0 | 0
1939 | 5000 | 0 | 0 | 0 | 0 | 0 | 0 | 1301.899 | 0 | 3698.101
1940 | 5000 | 0 | 0 | 0 | 0 | 0 | 0 | 0 | 0 | 5000
1941 | 5000 | 0 | 0 | 0 | 0 | 0 | 0 | 0 | 0 | 5000
1942 | 5000 | 0 | 0 | 0 | 0 | 0 | 0 | 0 | 0 | 5000
1943 | 5000 | 0 | 0 | 0 | 0 | 0 | 0 | 0 | 0 | 5000
1944 | 5000 | 0 | 0 | 0 | 0 | 0 | 0 | 5000 | 0 | 0
1945 | 5000 | 0 | 0 | 0 | 0 | 0 | 0 | 5000 | 0 | 0
1946 | 5000 | 0 | 0 | 0 | 0 | 0 | 0 | 5000 | 0 | 0
1947 | 5000 | 0 | 0 | 0 | 0 | 0 | 0 | 5000 | 0 | 0
1948 | 5000 | 0 | 0 | 0 | 0 | 0 | 0 | 5000 | 0 | 0
1949 | 5000 | 0 | 0 | 0 | 0 | 0 | 0 | 5000 | 0 | 0
1950 | 5000 | 0 | 0 | 0 | 0 | 0 | 0 | 5000 | 0 | 0
1951 | 5000 | 0 | 0 | 0 | 0 | 0 | 0 | 5000 | 0 | 0
1952 | 5000 | 0 | 0 | 0 | 0 | 0 | 0 | 5000 | 0 | 0
1953 | 5000 | 0 | 0 | 0 | 0 | 0 | 0 | 5000 | 0 | 0
1954 | 5000 | 0 | 0 | 0 | 0 | 0 | 0 | 5000 | 0 | 0
1955 | 5000 | 0 | 0 | 0 | 0 | 0 | 0 | 5000 | 0 | 0
1956 | 5000 | 0 | 0 | 0 | 0 | 0 | 0 | 5000 | 0 | 0
1957 | 5000 | 0 | 0 | 0 | 0 | 0 | 0 | 5000 | 0 | 0
1958 | 5000 | 0 | 0 | 0 | 0 | 0 | 0 | 5000 | 0 | 0
1959 | 5000 | 0 | 0 | 0 | 0 | 0 | 0 | 5000 | 0 | 0
1960 | 5000 | 0 | 0 | 0 | 0 | 0 | 0 | 5000 | 0 | 0
1961 | 5000 | 0 | 0 | 0 | 0 | 0 | 0 | 5000 | 0 | 0
1962 | 5000 | 0 | 0 | 0 | 0 | 0 | 0 | 5000 | 0 | 0
1963 | 5000 | 0 | 0 | 0 | 0 | 0 | 0 | 5000 | 0 | 0
1964 | 5000 | 0 | 0 | 0 | 0 | 0 | 0 | 5000 | 0 | 0
1965 | 5000 | 0 | 0 | 0 | 0 | 0 | 0 | 5000 | 0 | 0
1966 | 5000 | 0 | 0 | 0 | 0 | 0 | 0 | 5000 | 0 | 0
1967 | 5000 | 0 | 0 | 0 | 0 | 0 | 0 | 5000 | 0 | 0
1968 | 5000 | 0 | 0 | 0 | 0 | 0 | 0 | 5000 | 0 | 0
1969 | 5000 | 0 | 0 | 0 | 0 | 0 | 0 | 5000 | -5000 | 0
1970 | 5000 | 0 | 0 | 0 | 0 | 0 | 0 | 5000 | -5000 | 0
1971 | 5000 | 0 | 0 | 0 | 0 | 0 | 0 | 5000 | -5000 | 0
1972 | 5000 | 0 | 0 | 0 | 0 | 0 | 0 | 5000 | -5000 | 0
1973 | 5000 | 0 | 0 | 0 | 0 | 0 | 0 | 5000 | -5000 | 0
1974 | 5000 | 0 | 0 | 0 | 0 | 0 | 0 | 5000 | -1373.421 | 0
1975 | 5000 | 0 | 0 | 0 | 0 | 0 | 0 | 5000 | 0 | 0
1976 | 5000 | 0 | 0 | 0 | 0 | 0 | 0 | 5000 | 0 | 0
1977 | 5000 | 0 | 0 | 0 | 0 | 0 | 0 | 5000 | 0 | 0
1978 | 5000 | 0 | 0 | 0 | 0 | 0 | 0 | 5000 | 0 | 0
1979 | 5000 | 0 | 0 | 0 | 0 | 0 | 0 | 5000 | 0 | 0
1980 | 5000 | 0 | 0 | 0 | 0 | 0 | 0 | 5000 | 0 | 0
1981 | 5000 | 0 | 0 | 0 | 0 | 0 | 0 | 5000 | 0 | 0
1982 | 5000 | 0 | 0 | 0 | 0 | 0 | 0 | 5000 | 0 | 0
1983 | 5000 | 0 | 0 | 0 | 0 | 0 | 0 | 5000 | 0 | 0
1984 | 5000 | 0 | 0 | 0 | 0 | 0 | 0 | 5000 | 0 | 0
1985 | 5000 | 0 | 0 | 0 | 0 | 0 | 0 | 5000 | 0 | 0
1986 | 5000 | 0 | 0 | 0 | 0 | 0 | 0 | 5000 | 0 | 0
1987 | 5000 | 0 | 0 | 0 | 0 | 0 | 0 | 1301.899 | 0 | 3698.101
1988 | 5000 | 0 | 0 | 0 | 0 | 0 | 0 | 0 | 0 | 5000
1989 | 5000 | 0 | 0 | 0 | 0 | 0 | 0 | 0 | 0 | 5000
1990 | 5000 | 0 | 0 | 0 | 0 | 0 | 0 | 0 | 0 | 5000
1991 | 5000 | 0 | 0 | 0 | 0 | 0 | 0 | 0 | 0 | 5000
1992 | 5000 | 0 | 0 | 0 | 0 | 0 | 0 | 5000 | 0 | 0
1993 | 5000 | 0 | 0 | 0 | 0 | 0 | 0 | 5000 | -5000 | 0
1994 | 5000 | 0 | 0 | 0 | 0 | 0 | 0 | 5000 | -5000 | 0
1995 | 5000 | 0 | 0 | 0 | 0 | 0 | 0 | 5000 | -5000 | 0
1996 | 5000 | 0 | 0 | 0 | 0 | 0 | 0 | 5000 | -5000 | 0
1997 | 5000 | 0 | 0 | 0 | 0 | 0 | 0 | 5000 | -5000 | 0
1998 | 5000 | 0 | 0 | 0 | 0 | 0 | 0 | 5000 | -1373.421 | 0
1999 | 5000 | 0 | 0 | 0 | 0 | 0 | 0 | 5000 | 0 | 0
2000 | 5000 | 0 | 0 | 0 | 0 | 0 | 0 | 5000 | 0 | 0
2001 | 5000 | 0 | 0 | 0 | 0 | 0 | 0 | 5000 | 0 | 0
2002 | 5000 | 0 | 0 | 0 | 0 | 0 | 0 | 5000 | 0 | 0
2003 | 5000 | 0 | 0 | 0 | 0 | 0 | 0 | 5000 | 0 | 0
2004 | 5000 | 0 | 0 | 0 | 0 | 0 | 0 | 5000 | 0 | 0
2005 | 5000 | 0 | 0 | 0 | 0 | 0 | 0 | 5000 | 0 | 0
2006 | 5000 | 0 | 0 | 0 | 0 | 0 | 0 | 5000 | 0 | 0
2007 | 5000 | 0 | 0 | 0 | 0 | 0 | 0 | 5000 | 0 | 0
2008 | 5000 | 0 | 0 | 0 | 0 | 0 | 0 | 5000 | 0 | 0
2009 | 5000 | 0 | 0 | 0 | 0 | 0 | 0 | 5000 | 0 | 0
2010 | 5000 | 0 | 0 | 0 | 0 | 0 | 0 | 5000 | 0 | 0
2011 | 5000 | 0 | 0 | 0 | 0 | 0 | 0 | 1301.899 | 0 | 3698.101
2012 | 5000 | 0 | 0 | 0 | 0 | 0 | 0 | 0 | 0 | 5000
2013 | 5000 | 0 | 0 | 0 | 0 | 0 | 0 | 0 | 0 | 5000
2014 | 5000 | 0 | 0 | 0 | 0 | 0 | 0 | 0 | 0 | 5000
2015 | 5000 | 0 | 0 | 0 | 0 | 0 | 0 | 0 | 0 | 5000
2016 | 5000 | 0 | 0 | 0 | 0 | 0 | 0 | 5000 | 0 | 0
2017 | 5000 | 0 | 0 | 0 | 0 | 0 | 0 | 5000 | -5000 | 0
2018 | 5000 | 0 | 0 | 0 | 0 | 0 | 0 | 5000 | -5000 | 0
2019 | 5000 | 0 | 0 | 0 | 0 | 0 | 0 | 5000 | -5000 | 0
2020 | 5000 | 0 | 0 | 0 | 0 | 0 | 0 | 5000 | -5000 | 0
2021 | 5000 | 0 | 0 | 0 | 0 | 0 | 0 | 5000 | -5000 | 0
2022 | 5000 | 0 | 0 | 0 | 0 | 0 | 0 | 5000 | -1373.421 | 0
2023 | 5000 | 0 | 0 | 0 | 0 | 0 | 0 | 5000 | 0 | 0
2024 | 5000 | 0 | 0 | 0 | 0 | 0 | 0 | 5000 | 0 | 0
2025 | 5000 | 0 | 0 | 0 | 0 | 0 | 0 | 5000 | 0 | 0
2026 | 5000 | 0 | 0 | 0 | 0 | 0 | 0 | 5000 | 0 | 0
2027 | 5000 | 0 | 0 | 0 | 0 | 0 | 0 | 5000 | 0 | 0
2028 | 5000 | 0 | 0 | 0 | 0 | 0 | 0 | 5000 | 0 | 0
2029 | 5000 | 0 | 0 | 0 | 0 | 0 | 0 | 5000 | 0 | 0
2030 | 5000 | 0 | 0 | 0 | 0 | 0 | 0 | 5000 | 0 | 0
2031 | 5000 | 0 | 0 | 0 | 0 | 0 | 0 | 5000 | 0 | 0
2032 | 5000 | 0 | 0 | 0 | 0 | 0 | 0 | 5000 | 0 | 0
2033 | 5000 | 0 | 0 | 0 | 0 | 0 | 0 | 5000 | 0 | 0
2034 | 5000 | 0 | 0 | 0 | 0 | 0 | 0 | 5000 | 0 | 0
2035 | 5000 | 0 | 0 | 0 | 0 | 0 | 0 | 1301.899 | 0 | 3698.101
2036 | 5000 | 0 | 0 | 0 | 0 | 0 | 0 | 0 | 0 | 5000
2037 | 5000 | 0 | 0 | 0 | 0 | 0 | 0 | 0 | 0 | 5000
2038 | 5000 | 0 | 0 | 0 | 0 | 0 | 0 | 0 | 0 | 5000
2039 | 5000 | 0 | 0 | 0 | 0 | 0 | 0 | 0 | 0 | 5000
2040 | 5000 | 0 | 0 | 0 | 0 | 0 | 0 | 5000 | 0 | 0
2041 | 5000 | 0 | 0 | 0 | 0 | 0 | 0 | 5000 | -5000 | 0
2042 | 5000 | 0 | 0 | 0 | 0 | 0 | 0 | 5000 | -5000 | 0
2043 | 5000 | 0 | 0 | 0 | 0 | 0 | 0 | 5000 | -5000 | 0
2044 | 5000 | 0 | 0 | 0 | 0 | 0 | 0 | 5000 | -5000 | 0
2045 | 5000 | 0 | 0 | 0 | 0 | 0 | 0 | 5000 | -5000 | 0
2046 | 5000 | 0 | 0 | 0 | 0 | 0 | 0 | 5000 | -1373.421 | 0
2047 | 5000 | 0 | 0 | 0 | 0 | 0 | 0 | 5000 | 0 | 0
2048 | 5000 | 0 | 0 | 0 | 0 | 0 | 0 | 5000 | 0 | 0
2049 | 5000 | 0 | 0 | 0 | 0 | 0 | 0 | 5000 | 0 | 0
2050 | 5000 | 0 | 0 | 0 | 0 | 0 | 0 | 5000 | 0 | 0
2051 | 5000 | 0 | 0 | 0 | 0 | 0 | 0 | 5000 | 0 | 0
2052 | 5000 | 0 | 0 | 0 | 0 | 0 | 0 | 5000 | 0 | 0
2053 | 5000 | 0 | 0 | 0 | 0 | 0 | 0 | 5000 | 0 | 0
2054 | 5000 | 0 | 0 | 0 | 0 | 0 | 0 | 5000 | 0 | 0
2055 | 5000 | 0 | 0 | 0 | 0 | 0 | 0 | 5000 | 0 | 0
2056 | 5000 | 0 | 0 | 0 | 0 | 0 | 0 | 5000 | 0 | 0
2057 | 5000 | 0 | 0 | 0 | 0 | 0 | 0 | 5000 | 0 | 0
2058 | 5000 | 0 | 0 | 0 | 0 | 0 | 0 | 5000 | 0 | 0
2059 | 5000 | 0 | 0 | 0 | 0 | 0 | 0 | 1301.899 | 0 | 3698.101
2060 | 5000 | 0 | 0 | 0 | 0 | 0 | 0 | 0 | 0 | 5000
2061 | 5000 | 0 | 0 | 0 | 0 | 0 | 0 | 0 | 0 | 5000
2062 | 5000 | 0 | 0 | 0 | 0 | 0 | 0 | 0 | 0 | 5000
2063 | 5000 | 0 | 0 | 0 | 0 | 0 | 0 | 0 | 0 | 5000
2064 | 5000 | 0 | 0 | 0 | 0 | 0 | 0 | 5000 | 0 | 0
2065 | 5000 | 0 | 0 | 0 | 0 | 0 | 0 | 5000 | -5000 | 0
2066 | 5000 | 0 | 0 | 0 | 0 | 0 | 0 | 5000 | -5000 | 0
2067 | 5000 | 0 | 0 | 0 | 0 | 0 | 0 | 5000 | -5000 | 0
2068 | 5000 | 0 | 0 | 0 | 0 | 0 | 0 | 5000 | -5000 | 0
2069 | 5000 | 0 | 0 | 0 | 0 | 0 | 0 | 5000 | -5000 | 0
2070 | 5000 | 0 | 0 | 0 | 0 | 0 | 0 | 5000 | -1373.421 | 0
2071 | 5000 | 0 | 0 | 0 | 0 | 0 | 0 | 5000 | 0 | 0
2072 | 5000 | 0 | 0 | 0 | 0 | 0 | 0 | 5000 | 0 | 0
2073 | 5000 | 0 | 0 | 0 | 0 | 0 | 0 | 5000 | 0 | 0
2074 | 5000 | 0 | 0 | 0 | 0 | 0 | 0 | 5000 | 0 | 0
2075 | 5000 | 0 | 0 | 0 | 0 | 0 | 0 | 5000 | 0 | 0
2076 | 5000 | 0 | 0 | 0 | 0 | 0 | 0 | 5000 | 0 | 0
2077 | 5000 | 0 | 0 | 0 | 0 | 0 | 0 | 5000 | 0 | 0
2078 | 5000 | 0 | 0 | 0 | 0 | 0 | 0 | 5000 | 0 | 0
2079 | 5000 | 0 | 0 | 0 | 0 | 0 | 0 | 5000 | 0 | 0
2080 | 5000 | 0 | 0 | 0 | 0 | 0 | 0 | 5000 | 0 | 0
2081 | 5000 | 0 | 0 | 0 | 0 | 0 | 0 | 5000 | 0 | 0
2082 | 5000 | 0 | 0 | 0 | 0 | 0 | 0 | 5000 | 0 | 0
2083 | 5000 | 0 | 0 | 0 | 0 | 0 | 0 | 1301.899 | 0 | 3698.101
2084 | 5000 | 0 | 0 | 0 | 0 | 0 | 0 | 0 | 0 | 5000
2085 | 5000 | 0 | 0 | 0 | 0 | 0 | 0 | 0 | 0 | 5000
2086 | 5000 | 0 | 0 | 0 | 0 | 0 | 0 | 0 | 0 | 5000
2087 | 5000 | 0 | 0 | 0 | 0 | 0 | 0 | 0 | 0 | 5000
2088 | 5000 | 0 | 0 | 0 | 0 | 0 | 0 | 5000 | 0 | 0
2089 | 5000 | 0 | 0 | 0 | 0 | 0 | 0 | 5000 | -5000 | 0
2090 | 5000 | 0 | 0 | 0 | 0 | 0 | 0 | 5000 | -5000 | 0
2091 | 5000 | 0 | 0 | 0 | 0 | 0 | 0 | 5000 | -5000 | 0
2092 | 5000 | 0 | 0 | 0 | 0 | 0 | 0 | 5000 | -5000 | 0
2093 | 5000 | 0 | 0 | 0 | 0 | 0 | 0 | 5000 | -5000 | 0
2094 | 5000 | 0 | 0 | 0 | 0 | 0 | 0 | 5000 | -1373.421 | 0
2095 | 5000 | 0 | 0 | 0 | 0 | 0 | 0 | 5000 | 0 | 0
2096 | 5000 | 0 | 0 | 0 | 0 | 0 | 0 | 5000 | 0 | 0
2097 | 5000 | 0 | 0 | 0 | 0 | 0 | 0 | 5000 | 0 | 0
2098 | 5000 | 0 | 0 | 0 | 0 | 0 | 0 | 5000 | 0 | 0
2099 | 5000 | 0 | 0 | 0 | 0 | 0 | 0 | 5000 | 0 | 0
2100 | 5000 | 0 | 0 | 0 | 0 | 0 | 0 | 5000 | 0 | 0
2101 | 5000 | 0 | 0 | 0 | 0 | 0 | 0 | 5000 | 0 | 0
2102 | 5000 | 0 | 0 | 0 | 0 | 0 | 0 | 5000 | 0 | 0
2103 | 5000 | 0 | 0 | 0 | 0 | 0 | 0 | 5000 | 0 | 0
2104 | 5000 | 0 | 0 | 0 | 0 | 0 | 0 | 5000 | 0 | 0
2105 | 5000 | 0 | 0 | 0 | 0 | 0 | 0 | 5000 | 0 | 0
2106 | 5000 | 0 | 0 | 0 | 0 | 0 | 0 | 5000 | 0 | 0
2107 | 5000 | 0 | 0 | 0 | 0 | 0 | 0 | 1301.899 | 0 | 3698.101
2108 | 5000 | 0 | 0 | 0 | 0 | 0 | 0 | 0 | 0 | 5000
2109 | 5000 | 0 | 0 | 0 | 0 | 0 | 0 | 0 | 0 | 5000
2110 | 5000 | 0 | 0 | 0 | 0 | 0 | 0 | 0 | 0 | 5000
2111 | 5000 | 0 | 0 | 0 | 0 | 0 | 0 | 0 | 0 | 5000
2112 | 5000 | 0 | 0 | 0 | 0 | 0 | 0 | 5000 | 0 | 0
2113 | 5000 | 0 | 0 | 0 | 0 | 0 | 0 | 5000 | 0 | 0
2114 | 5000 | 0 | 0 | 0 | 0 | 0 | 0 | 5000 | 0 | 0
2115 | 5000 | 0 | 0 | 0 | 0 | 0 | 0 | 5000 | 0 | 0
2116 | 5000 | 0 | 0 | 0 | 0 | 0 | 0 | 5000 | 0 | 0
2117 | 5000 | 0 | 0 | 0 | 0 | 0 | 0 | 5000 | 0 | 0
2118 | 5000 | 0 | 0 | 0 | 0 | 0 | 0 | 5000 | 0 | 0
2119 | 5000 | 0 | 0 | 0 | 0 | 0 | 0 | 5000 | 0 | 0
2120 | 5000 | 0 | 0 | 0 | 0 | 0 | 0 | 5000 | 0 | 0
2121 | 5000 | 0 | 0 | 0 | 0 | 0 | 0 | 5000 | 0 | 0
2122 | 5000 | 0 | 0 | 0 | 0 | 0 | 0 | 5000 | 0 | 0
2123 | 5000 | 0 | 0 | 0 | 0 | 0 | 0 | 5000 | 0 | 0
2124 | 5000 | 0 | 0 | 0 | 0 | 0 | 0 | 5000 | 0 | 0
2125 | 5000 | 0 | 0 | 0 | 0 | 0 | 0 | 5000 | 0 | 0
2126 | 5000 | 0 | 0 | 0 | 0 | 0 | 0 | 5000 | 0 | 0
2127 | 5000 | 0 | 0 | 0 | 0 | 0 | 0 | 5000 | 0 | 0
2128 | 5000 | 0 | 0 | 0 | 0 | 0 | 0 | 5000 | 0 | 0
2129 | 5000 | 0 | 0 | 0 | 0 | 0 | 0 | 5000 | 0 | 0
2130 | 5000 | 0 | 0 | 0 | 0 | 0 | 0 | 5000 | 0 | 0
2131 | 5000 | 0 | 0 | 0 | 0 | 0 | 0 | 5000 | 0 | 0
2132 | 5000 | 0 | 0 | 0 | 0 | 0 | 0 | 5000 | 0 | 0
2133 | 5000 | 0 | 0 | 0 | 0 | 0 | 0 | 5000 | 0 | 0
2134 | 5000 | 0 | 0 | 0 | 0 | 0 | 0 | 5000 | 0 | 0
2135 | 5000 | 0 | 0 | 0 | 0 | 0 | 0 | 5000 | 0 | 0
2136 | 5000 | 0 | 0 | 0 | 0 | 0 | 0 | 5000 | 0 | 0
2137 | 5000 | 0 | 0 | 0 | 0 | 0 | 0 | 5000 | -5000 | 0
2138 | 5000 | 0 | 0 | 0 | 0 | 0 | 0 | 5000 | -5000 | 0
2139 | 5000 | 0 | 0 | 0 | 0 | 0 | 0 | 5000 | -5000 | 0
2140 | 5000 | 0 | 0 | 0 | 0 | 0 | 0 | 5000 | -5000 | 0
2141 | 5000 | 0 | 0 | 0 | 0 | 0 | 0 | 5000 | -5000 | 0
2142 | 5000 | 0 | 0 | 0 | 0 | 0 | 0 | 5000 | -1373.421 | 0
2143 | 5000 | 0 | 0 | 0 | 0 | 0 | 0 | 5000 | 0 | 0
2144 | 5000 | 0 | 0 | 0 | 0 | 0 | 0 | 5000 | 0 | 0
2145 | 5000 | 0 | 0 | 0 | 0 | 0 | 0 | 5000 | 0 | 0
2146 | 5000 | 0 | 0 | 0 | 0 | 0 | 0 | 5000 | 0 | 0
2147 | 5000 | 0 | 0 | 0 | 0 | 0 | 0 | 5000 | 0 | 0
2148 | 5000 | 0 | 0 | 0 | 0 | 0 | 0 | 5000 | 0 | 0
2149 | 5000 | 0 | 0 | 0 | 0 | 0 | 0 | 5000 | 0 | 0
2150 | 5000 | 0 | 0 | 0 | 0 | 0 | 0 | 5000 | 0 | 0
2151 | 5000 | 0 | 0 | 0 | 0 | 0 | 0 | 5000 | 0 | 0
2152 | 5000 | 0 | 0 | 0 | 0 | 0 | 0 | 5000 | 0 | 0
2153 | 5000 | 0 | 0 | 0 | 0 | 0 | 0 | 5000 | 0 | 0
2154 | 5000 | 0 | 0 | 0 | 0 | 0 | 0 | 5000 | 0 | 0
2155 | 5000 | 0 | 0 | 0 | 0 | 0 | 0 | 1301.899 | 0 | 3698.101
2156 | 5000 | 0 | 0 | 0 | 0 | 0 | 0 | 0 | 0 | 5000
2157 | 5000 | 0 | 0 | 0 | 0 | 0 | 0 | 0 | 0 | 5000
2158 | 5000 | 0 | 0 | 0 | 0 | 0 | 0 | 0 | 0 | 5000
2159 | 5000 | 0 | 0 | 0 | 0 | 0 | 0 | 0 | 0 | 5000
2160 | 5000 | 0 | 0 | 0 | 0 | 0 | 0 | 5000 | 0 | 0
2161 | 5000 | 0 | 0 | 0 | 0 | 0 | 0 | 5000 | -5000 | 0
2162 | 5000 | 0 | 0 | 0 | 0 | 0 | 0 | 5000 | -5000 | 0
2163 | 5000 | 0 | 0 | 0 | 0 | 0 | 0 | 5000 | -5000 | 0
2164 | 5000 | 0 | 0 | 0 | 0 | 0 | 0 | 5000 | -5000 | 0
2165 | 5000 | 0 | 0 | 0 | 0 | 0 | 0 | 5000 | -5000 | 0
2166 | 5000 | 0 | 0 | 0 | 0 | 0 | 0 | 5000 | -1373.421 | 0
2167 | 5000 | 0 | 0 | 0 | 0 | 0 | 0 | 5000 | 0 | 0
2168 | 5000 | 0 | 0 | 0 | 0 | 0 | 0 | 5000 | 0 | 0
2169 | 5000 | 0 | 0 | 0 | 0 | 0 | 0 | 5000 | 0 | 0
2170 | 5000 | 0 | 0 | 0 | 0 | 0 | 0 | 5000 | 0 | 0
2171 | 5000 | 0 | 0 | 0 | 0 | 0 | 0 | 5000 | 0 | 0
2172 | 5000 | 0 | 0 | 0 | 0 | 0 | 0 | 5000 | 0 | 0
2173 | 5000 | 0 | 0 | 0 | 0 | 0 | 0 | 5000 | 0 | 0
2174 | 5000 | 0 | 0 | 0 | 0 | 0 | 0 | 5000 | 0 | 0
2175 | 5000 | 0 | 0 | 0 | 0 | 0 | 0 | 5000 | 0 | 0
2176 | 5000 | 0 | 0 | 0 | 0 | 0 | 0 | 5000 | 0 | 0
2177 | 5000 | 0 | 0 | 0 | 0 | 0 | 0 | 5000 | 0 | 0
2178 | 5000 | 0 | 0 | 0 | 0 | 0 | 0 | 5000 | 0 | 0
2179 | 5000 | 0 | 0 | 0 | 0 | 0 | 0 | 1301.899 | 0 | 3698.101
2180 | 5000 | 0 | 0 | 0 | 0 | 0 | 0 | 0 | 0 | 5000
2181 | 5000 | 0 | 0 | 0 | 0 | 0 | 0 | 0 | 0 | 5000
2182 | 5000 | 0 | 0 | 0 | 0 | 0 | 0 | 0 | 0 | 5000
2183 | 5000 | 0 | 0 | 0 | 0 | 0 | 0 | 0 | 0 | 5000
2184 | 5000 | 0 | 0 | 0 | 0 | 0 | 0 | 5000 | 0 | 0
2185 | 5000 | 0 | 0 | 0 | 0 | 0 | 0 | 5000 | -5000 | 0
2186 | 5000 | 0 | 0 | 0 | 0 | 0 | 0 | 5000 | -5000 | 0
2187 | 5000 | 0 | 0 | 0 | 0 | 0 | 0 | 5000 | -5000 | 0
2188 | 5000 | 0 | 0 | 0 | 0 | 0 | 0 | 5000 | -5000 | 0
2189 | 5000 | 0 | 0 | 0 | 0 | 0 | 0 | 5000 | -5000 | 0
2190 | 5000 | 0 | 0 | 0 | 0 | 0 | 0 | 5000 | -1373.421 | 0
2191 | 5000 | 0 | 0 | 0 | 0 | 0 | 0 | 5000 | 0 | 0
2192 | 5000 | 0 | 0 | 0 | 0 | 0 | 0 | 5000 | 0 | 0
2193 | 5000 | 0 | 0 | 0 | 0 | 0 | 0 | 5000 | 0 | 0
2194 | 5000 | 0 | 0 | 0 | 0 | 0 | 0 | 5000 | 0 | 0
2195 | 5000 | 0 | 0 | 0 | 0 | 0 | 0 | 5000 | 0 | 0
2196 | 5000 | 0 | 0 | 0 | 0 | 0 | 0 | 5000 | 0 | 0
2197 | 5000 | 0 | 0 | 0 | 0 | 0 | 0 | 5000 | 0 | 0
2198 | 5000 | 0 | 0 | 0 | 0 | 0 | 0 | 5000 | 0 | 0
2199 | 5000 | 0 | 0 | 0 | 0 | 0 | 0 | 5000 | 0 | 0
2200 | 5000 | 0 | 0 | 0 | 0 | 0 | 0 | 5000 | 0 | 0
2201 | 5000 | 0 | 0 | 0 | 0 | 0 | 0 | 5000 | 0 | 0
2202 | 5000 | 0 | 0 | 0 | 0 | 0 | 0 | 5000 | 0 | 0
2203 | 5000 | 0 | 0 | 0 | 0 | 0 | 0 | 1301.899 | 0 | 3698.101
2204 | 5000 | 0 | 0 | 0 | 0 | 0 | 0 | 0 | 0 | 5000
2205 | 5000 | 0 | 0 | 0 | 0 | 0 | 0 | 0 | 0 | 5000
2206 | 5000 | 0 | 0 | 0 | 0 | 0 | 0 | 0 | 0 | 5000
2207 | 5000 | 0 | 0 | 0 | 0 | 0 | 0 | 0 | 0 | 5000
2208 | 5000 | 0 | 0 | 0 | 0 | 0 | 0 | 5000 | 0 | 0
2209 | 5000 | 0 | 0 | 0 | 0 | 0 | 0 | 5000 | -5000 | 0
2210 | 5000 | 0 | 0 | 0 | 0 | 0 | 0 | 5000 | -5000 | 0
2211 | 5000 | 0 | 0 | 0 | 0 | 0 | 0 | 5000 | -5000 | 0
2212 | 5000 | 0 | 0 | 0 | 0 | 0 | 0 | 5000 | -5000 | 0
2213 | 5000 | 0 | 0 | 0 | 0 | 0 | 0 | 5000 | -5000 | 0
2214 | 5000 | 0 | 0 | 0 | 0 | 0 | 0 | 5000 | -1373.421 | 0
2215 | 5000 | 0 | 0 | 0 | 0 | 0 | 0 | 5000 | 0 | 0
2216 | 5000 | 0 | 0 | 0 | 0 | 0 | 0 | 5000 | 0 | 0
2217 | 5000 | 0 | 0 | 0 | 0 | 0 | 0 | 5000 | 0 | 0
2218 | 5000 | 0 | 0 | 0 | 0 | 0 | 0 | 5000 | 0 | 0
2219 | 5000 | 0 | 0 | 0 | 0 | 0 | 0 | 5000 | 0 | 0
2220 | 5000 | 0 | 0 | 0 | 0 | 0 | 0 | 5000 | 0 | 0
2221 | 5000 | 0 | 0 | 0 | 0 | 0 | 0 | 5000 | 0 | 0
2222 | 5000 | 0 | 0 | 0 | 0 | 0 | 0 | 5000 | 0 | 0
2223 | 5000 | 0 | 0 | 0 | 0 | 0 | 0 | 5000 | 0 | 0
2224 | 5000 | 0 | 0 | 0 | 0 | 0 | 0 | 5000 | 0 | 0
2225 | 5000 | 0 | 0 | 0 | 0 | 0 | 0 | 5000 | 0 | 0
2226 | 5000 | 0 | 0 | 0 | 0 | 0 | 0 | 5000 | 0 | 0
2227 | 5000 | 0 | 0 | 0 | 0 | 0 | 0 | 1301.899 | 0 | 3698.101
2228 | 5000 | 0 | 0 | 0 | 0 | 0 | 0 | 0 | 0 | 5000
2229 | 5000 | 0 | 0 | 0 | 0 | 0 | 0 | 0 | 0 | 5000
2230 | 5000 | 0 | 0 | 0 | 0 | 0 | 0 | 0 | 0 | 5000
2231 | 5000 | 0 | 0 | 0 | 0 | 0 | 0 | 0 | 0 | 5000
2232 | 5000 | 0 | 0 | 0 | 0 | 0 | 0 | 5000 | 0 | 0
2233 | 5000 | 0 | 0 | 0 | 0 | 0 | 0 | 5000 | -5000 | 0
2234 | 5000 | 0 | 0 | 0 | 0 | 0 | 0 | 5000 | -5000 | 0
2235 | 5000 | 0 | 0 | 0 | 0 | 0 | 0 | 5000 | -5000 | 0
2236 | 5000 | 0 | 0 | 0 | 0 | 0 | 0 | 5000 | -5000 | 0
2237 | 5000 | 0 | 0 | 0 | 0 | 0 | 0 | 5000 | -5000 | 0
2238 | 5000 | 0 | 0 | 0 | 0 | 0 | 0 | 5000 | -1373.421 | 0
2239 | 5000 | 0 | 0 | 0 | 0 | 0 | 0 | 5000 | 0 | 0
2240 | 5000 | 0 | 0 | 0 | 0 | 0 | 0 | 5000 | 0 | 0
2241 | 5000 | 0 | 0 | 0 | 0 | 0 | 0 | 5000 | 0 | 0
2242 | 5000 | 0 | 0 | 0 | 0 | 0 | 0 | 5000 | 0 | 0
2243 | 5000 | 0 | 0 | 0 | 0 | 0 | 0 | 5000 | 0 | 0
2244 | 5000 | 0 | 0 | 0 | 0 | 0 | 0 | 5000 | 0 | 0
2245 | 5000 | 0 | 0 | 0 | 0 | 0 | 0 | 5000 | 0 | 0
2246 | 5000 | 0 | 0 | 0 | 0 | 0 | 0 | 5000 | 0 | 0
2247 | 5000 | 0 | 0 | 0 | 0 | 0 | 0 | 5000 | 0 | 0
2248 | 5000 | 0 | 0 | 0 | 0 | 0 | 0 | 5000 | 0 | 0
2249 | 5000 | 0 | 0 | 0 | 0 | 0 | 0 | 5000 | 0 | 0
2250 | 5000 | 0 | 0 | 0 | 0 | 0 | 0 | 5000 | 0 | 0
2251 | 5000 | 0 | 0 | 0 | 0 | 0 | 0 | 1301.899 | 0 | 3698.101
2252 | 5000 | 0 | 0 | 0 | 0 | 0 | 0 | 0 | 0 | 5000
2253 | 5000 | 0 | 0 | 0 | 0 | 0 | 0 | 0 | 0 | 5000
2254 | 5000 | 0 | 0 | 0 | 0 | 0 | 0 | 0 | 0 | 5000
2255 | 5000 | 0 | 0 | 0 | 0 | 0 | 0 | 0 | 0 | 5000
2256 | 5000 | 0 | 0 | 0 | 0 | 0 | 0 | 5000 | 0 | 0
2257 | 5000 | 0 | 0 | 0 | 0 | 0 | 0 | 5000 | -5000 | 0
2258 | 5000 | 0 | 0 | 0 | 0 | 0 | 0 | 5000 | -5000 | 0
2259 | 5000 | 0 | 0 | 0 | 0 | 0 | 0 | 5000 | -5000 | 0
2260 | 5000 | 0 | 0 | 0 | 0 | 0 | 0 | 5000 | -5000 | 0
2261 | 5000 | 0 | 0 | 0 | 0 | 0 | 0 | 5000 | -5000 | 0
2262 | 5000 | 0 | 0 | 0 | 0 | 0 | 0 | 5000 | -1373.421 | 0
2263 | 5000 | 0 | 0 | 0 | 0 | 0 | 0 | 5000 | 0 | 0
2264 | 5000 | 0 | 0 | 0 | 0 | 0 | 0 | 5000 | 0 | 0
2265 | 5000 | 0 | 0 | 0 | 0 | 0 | 0 | 5000 | 0 | 0
2266 | 5000 | 0 | 0 | 0 | 0 | 0 | 0 | 5000 | 0 | 0
2267 | 5000 | 0 | 0 | 0 | 0 | 0 | 0 | 5000 | 0 | 0
2268 | 5000 | 0 | 0 | 0 | 0 | 0 | 0 | 5000 | 0 | 0
2269 | 5000 | 0 | 0 | 0 | 0 | 0 | 0 | 5000 | 0 | 0
2270 | 5000 | 0 | 0 | 0 | 0 | 0 | 0 | 5000 | 0 | 0
2271 | 5000 | 0 | 0 | 0 | 0 | 0 | 0 | 5000 | 0 | 0
2272 | 5000 | 0 | 0 | 0 | 0 | 0 | 0 | 5000 | 0 | 0
2273 | 5000 | 0 | 0 | 0 | 0 | 0 | 0 | 5000 | 0 | 0
2274 | 5000 | 0 | 0 | 0 | 0 | 0 | 0 | 5000 | 0 | 0
2275 | 5000 | 0 | 0 | 0 | 0 | 0 | 0 | 1301.899 | 0 | 3698.101
2276 | 5000 | 0 | 0 | 0 | 0 | 0 | 0 | 0 | 0 | 5000
2277 | 5000 | 0 | 0 | 0 | 0 | 0 | 0 | 0 | 0 | 5000
2278 | 5000 | 0 | 0 | 0 | 0 | 0 | 0 | 0 | 0 | 5000
2279 | 5000 | 0 | 0 | 0 | 0 | 0 | 0 | 0 | 0 | 5000
2280 | 5000 | 0 | 0 | 0 | 0 | 0 | 0 | 5000 | 0 | 0
2281 | 5000 | 0 | 0 | 0 | 0 | 0 | 0 | 5000 | 0 | 0
2282 | 5000 | 0 | 0 | 0 | 0 | 0 | 0 | 5000 | 0 | 0
2283 | 5000 | 0 | 0 | 0 | 0 | 0 | 0 | 5000 | 0 | 0
2284 | 5000 | 0 | 0 | 0 | 0 | 0 | 0 | 5000 | 0 | 0
2285 | 5000 | 0 | 0 | 0 | 0 | 0 | 0 | 5000 | 0 | 0
2286 | 5000 | 0 | 0 | 0 | 0 | 0 | 0 | 5000 | 0 | 0
2287 | 5000 | 0 | 0 | 0 | 0 | 0 | 0 | 5000 | 0 | 0
2288 | 5000 | 0 | 0 | 0 | 0 | 0 | 0 | 5000 | 0 | 0
2289 | 5000 | 0 | 0 | 0 | 0 | 0 | 0 | 5000 | 0 | 0
2290 | 5000 | 0 | 0 | 0 | 0 | 0 | 0 | 5000 | 0 | 0
2291 | 5000 | 0 | 0 | 0 | 0 | 0 | 0 | 5000 | 0 | 0
2292 | 5000 | 0 | 0 | 0 | 0 | 0 | 0 | 5000 | 0 | 0
2293 | 5000 | 0 | 0 | 0 | 0 | 0 | 0 | 5000 | 0 | 0
2294 | 5000 | 0 | 0 | 0 | 0 | 0 | 0 | 5000 | 0 | 0
2295 | 5000 | 0 | 0 | 0 | 0 | 0 | 0 | 5000 | 0 | 0
2296 | 5000 | 0 | 0 | 0 | 0 | 0 | 0 | 5000 | 0 | 0
2297 | 5000 | 0 | 0 | 0 | 0 | 0 | 0 | 5000 | 0 | 0
2298 | 5000 | 0 | 0 | 0 | 0 | 0 | 0 | 5000 | 0 | 0
2299 | 5000 | 0 | 0 | 0 | 0 | 0 | 0 | 5000 | 0 | 0
2300 | 5000 | 0 | 0 | 0 | 0 | 0 | 0 | 5000 | 0 | 0
2301 | 5000 | 0 | 0 | 0 | 0 | 0 | 0 | 5000 | 0 | 0
2302 | 5000 | 0 | 0 | 0 | 0 | 0 | 0 | 5000 | 0 | 0
2303 | 5000 | 0 | 0 | 0 | 0 | 0 | 0 | 5000 | 0 | 0
2304 | 5000 | 0 | 0 | 0 | 0 | 0 | 0 | 5000 | 0 | 0
2305 | 5000 | 0 | 0 | 0 | 0 | 0 | 0 | 5000 | -5000 | 0
2306 | 5000 | 0 | 0 | 0 | 0 | 0 | 0 | 5000 | -5000 | 0
2307 | 5000 | 0 | 0 | 0 | 0 | 0 | 0 | 5000 | -5000 | 0
2308 | 5000 | 0 | 0 | 0 | 0 | 0 | 0 | 5000 | -5000 | 0
2309 | 5000 | 0 | 0 | 0 | 0 | 0 | 0 | 5000 | -5000 | 0
2310 | 5000 | 0 | 0 | 0 | 0 | 0 | 0 | 5000 | -1373.421 | 0
2311 | 5000 | 0 | 0 | 0 | 0 | 0 | 0 | 5000 | 0 | 0
2312 | 5000 | 0 | 0 | 0 | 0 | 0 | 0 | 5000 | 0 | 0
2313 | 5000 | 0 | 0 | 0 | 0 | 0 | 0 | 5000 | 0 | 0
2314 | 5000 | 0 | 0 | 0 | 0 | 0 | 0 | 5000 | 0 | 0
2315 | 5000 | 0 | 0 | 0 | 0 | 0 | 0 | 5000 | 0 | 0
2316 | 5000 | 0 | 0 | 0 | 0 | 0 | 0 | 5000 | 0 | 0
2317 | 5000 | 0 | 0 | 0 | 0 | 0 | 0 | 5000 | 0 | 0
2318 | 5000 | 0 | 0 | 0 | 0 | 0 | 0 | 5000 | 0 | 0
2319 | 5000 | 0 | 0 | 0 | 0 | 0 | 0 | 5000 | 0 | 0
2320 | 5000 | 0 | 0 | 0 | 0 | 0 | 0 | 5000 | 0 | 0
2321 | 5000 | 0 | 0 | 0 | 0 | 0 | 0 | 5000 | 0 | 0
2322 | 5000 | 0 | 0 | 0 | 0 | 0 | 0 | 5000 | 0 | 0
2323 | 5000 | 0 | 0 | 0 | 0 | 0 | 0 | 1301.899 | 0 | 3698.101
2324 | 5000 | 0 | 0 | 0 | 0 | 0 | 0 | 0 | 0 | 5000
2325 | 5000 | 0 | 0 | 0 | 0 | 0 | 0 | 0 | 0 | 5000
2326 | 5000 | 0 | 0 | 0 | 0 | 0 | 0 | 0 | 0 | 5000
2327 | 5000 | 0 | 0 | 0 | 0 | 0 | 0 | 0 | 0 | 5000
2328 | 5000 | 0 | 0 | 0 | 0 | 0 | 0 | 5000 | 0 | 0
2329 | 5000 | 0 | 0 | 0 | 0 | 0 | 0 | 5000 | -5000 | 0
2330 | 5000 | 0 | 0 | 0 | 0 | 0 | 0 | 5000 | -5000 | 0
2331 | 5000 | 0 | 0 | 0 | 0 | 0 | 0 | 5000 | -5000 | 0
2332 | 5000 | 0 | 0 | 0 | 0 | 0 | 0 | 5000 | -5000 | 0
2333 | 5000 | 0 | 0 | 0 | 0 | 0 | 0 | 5000 | -5000 | 0
2334 | 5000 | 0 | 0 | 0 | 0 | 0 | 0 | 5000 | -1373.421 | 0
2335 | 5000 | 0 | 0 | 0 | 0 | 0 | 0 | 5000 | 0 | 0
2336 | 5000 | 0 | 0 | 0 | 0 | 0 | 0 | 5000 | 0 | 0
2337 | 5000 | 0 | 0 | 0 | 0 | 0 | 0 | 5000 | 0 | 0
2338 | 5000 | 0 | 0 | 0 | 0 | 0 | 0 | 5000 | 0 | 0
2339 | 5000 | 0 | 0 | 0 | 0 | 0 | 0 | 5000 | 0 | 0
2340 | 5000 | 0 | 0 | 0 | 0 | 0 | 0 | 5000 | 0 | 0
2341 | 5000 | 0 | 0 | 0 | 0 | 0 | 0 | 5000 | 0 | 0
2342 | 5000 | 0 | 0 | 0 | 0 | 0 | 0 | 5000 | 0 | 0
2343 | 5000 | 0 | 0 | 0 | 0 | 0 | 0 | 5000 | 0 | 0
2344 | 5000 | 0 | 0 | 0 | 0 | 0 | 0 | 5000 | 0 | 0
2345 | 5000 | 0 | 0 | 0 | 0 | 0 | 0 | 5000 | 0 | 0
2346 | 5000 | 0 | 0 | 0 | 0 | 0 | 0 | 5000 | 0 | 0
2347 | 5000 | 0 | 0 | 0 | 0 | 0 | 0 | 1301.899 | 0 | 3698.101
2348 | 5000 | 0 | 0 | 0 | 0 | 0 | 0 | 0 | 0 | 5000
2349 | 5000 | 0 | 0 | 0 | 0 | 0 | 0 | 0 | 0 | 5000
2350 | 5000 | 0 | 0 | 0 | 0 | 0 | 0 | 0 | 0 | 5000
2351 | 5000 | 0 | 0 | 0 | 0 | 0 | 0 | 0 | 0 | 5000
2352 | 5000 | 0 | 0 | 0 | 0 | 0 | 0 | 5000 | 0 | 0
2353 | 5000 | 0 | 0 | 0 | 0 | 0 | 0 | 5000 | -5000 | 0
2354 | 5000 | 0 | 0 | 0 | 0 | 0 | 0 | 5000 | -5000 | 0
2355 | 5000 | 0 | 0 | 0 | 0 | 0 | 0 | 5000 | -5000 | 0
2356 | 5000 | 0 | 0 | 0 | 0 | 0 | 0 | 5000 | -5000 | 0
2357 | 5000 | 0 | 0 | 0 | 0 | 0 | 0 | 5000 | -5000 | 0
2358 | 5000 | 0 | 0 | 0 | 0 | 0 | 0 | 5000 | -1373.421 | 0
2359 | 5000 | 0 | 0 | 0 | 0 | 0 | 0 | 5000 | 0 | 0
2360 | 5000 | 0 | 0 | 0 | 0 | 0 | 0 | 5000 | 0 | 0
2361 | 5000 | 0 | 0 | 0 | 0 | 0 | 0 | 5000 | 0 | 0
2362 | 5000 | 0 | 0 | 0 | 0 | 0 | 0 | 5000 | 0 | 0
2363 | 5000 | 0 | 0 | 0 | 0 | 0 | 0 | 5000 | 0 | 0
2364 | 5000 | 0 | 0 | 0 | 0 | 0 | 0 | 5000 | 0 | 0
2365 | 5000 | 0 | 0 | 0 | 0 | 0 | 0 | 5000 | 0 | 0
2366 | 5000 | 0 | 0 | 0 | 0 | 0 | 0 | 5000 | 0 | 0
2367 | 5000 | 0 | 0 | 0 | 0 | 0 | 0 | 5000 | 0 | 0
2368 | 5000 | 0 | 0 | 0 | 0 | 0 | 0 | 5000 | 0 | 0
2369 | 5000 | 0 | 0 | 0 | 0 | 0 | 0 | 5000 | 0 | 0
2370 | 5000 | 0 | 0 | 0 | 0 | 0 | 0 | 5000 | 0 | 0
2371 | 5000 | 0 | 0 | 0 | 0 | 0 | 0 | 1301.899 | 0 | 3698.101
2372 | 5000 | 0 | 0 | 0 | 0 | 0 | 0 | 0 | 0 | 5000
2373 | 5000 | 0 | 0 | 0 | 0 | 0 | 0 | 0 | 0 | 5000
2374 | 5000 | 0 | 0 | 0 | 0 | 0 | 0 | 0 | 0 | 5000
2375 | 5000 | 0 | 0 | 0 | 0 | 0 | 0 | 0 | 0 | 5000
2376 | 5000 | 0 | 0 | 0 | 0 | 0 | 0 | 5000 | 0 | 0
2377 | 5000 | 0 | 0 | 0 | 0 | 0 | 0 | 5000 | -5000 | 0
2378 | 5000 | 0 | 0 | 0 | 0 | 0 | 0 | 5000 | -5000 | 0
2379 | 5000 | 0 | 0 | 0 | 0 | 0 | 0 | 5000 | -5000 | 0
2380 | 5000 | 0 | 0 | 0 | 0 | 0 | 0 | 5000 | -5000 | 0
2381 | 5000 | 0 | 0 | 0 | 0 | 0 | 0 | 5000 | -5000 | 0
2382 | 5000 | 0 | 0 | 0 | 0 | 0 | 0 | 5000 | -1373.421 | 0
2383 | 5000 | 0 | 0 | 0 | 0 | 0 | 0 | 5000 | 0 | 0
2384 | 5000 | 0 | 0 | 0 | 0 | 0 | 0 | 5000 | 0 | 0
2385 | 5000 | 0 | 0 | 0 | 0 | 0 | 0 | 5000 | 0 | 0
2386 | 5000 | 0 | 0 | 0 | 0 | 0 | 0 | 5000 | 0 | 0
2387 | 5000 | 0 | 0 | 0 | 0 | 0 | 0 | 5000 | 0 | 0
2388 | 5000 | 0 | 0 | 0 | 0 | 0 | 0 | 5000 | 0 | 0
2389 | 5000 | 0 | 0 | 0 | 0 | 0 | 0 | 5000 | 0 | 0
2390 | 5000 | 0 | 0 | 0 | 0 | 0 | 0 | 5000 | 0 | 0
2391 | 5000 | 0 | 0 | 0 | 0 | 0 | 0 | 5000 | 0 | 0
2392 | 5000 | 0 | 0 | 0 | 0 | 0 | 0 | 5000 | 0 | 0
2393 | 5000 | 0 | 0 | 0 | 0 | 0 | 0 | 5000 | 0 | 0
2394 | 5000 | 0 | 0 | 0 | 0 | 0 | 0 | 5000 | 0 | 0
2395 | 5000 | 0 | 0 | 0 | 0 | 0 | 0 | 1301.899 | 0 | 3698.101
2396 | 5000 | 0 | 0 | 0 | 0 | 0 | 0 | 0 | 0 | 5000
2397 | 5000 | 0 | 0 | 0 | 0 | 0 | 0 | 0 | 0 | 5000
2398 | 5000 | 0 | 0 | 0 | 0 | 0 | 0 | 0 | 0 | 5000
2399 | 5000 | 0 | 0 | 0 | 0 | 0 | 0 | 0 | 0 | 5000
2400 | 5000 | 0 | 0 | 0 | 0 | 0 | 0 | 5000 | 0 | 0
2401 | 5000 | 0 | 0 | 0 | 0 | 0 | 0 | 5000 | -5000 | 0
2402 | 5000 | 0 | 0 | 0 | 0 | 0 | 0 | 5000 | -5000 | 0
2403 | 5000 | 0 | 0 | 0 | 0 | 0 | 0 | 5000 | -5000 | 0
2404 | 5000 | 0 | 0 | 0 | 0 | 0 | 0 | 5000 | -5000 | 0
2405 | 5000 | 0 | 0 | 0 | 0 | 0 | 0 | 5000 | -5000 | 0
2406 | 5000 | 0 | 0 | 0 | 0 | 0 | 0 | 5000 | -1373.421 | 0
2407 | 5000 | 0 | 0 | 0 | 0 | 0 | 0 | 5000 | 0 | 0
2408 | 5000 | 0 | 0 | 0 | 0 | 0 | 0 | 5000 | 0 | 0
2409 | 5000 | 0 | 0 | 0 | 0 | 0 | 0 | 5000 | 0 | 0
2410 | 5000 | 0 | 0 | 0 | 0 | 0 | 0 | 5000 | 0 | 0
2411 | 5000 | 0 | 0 | 0 | 0 | 0 | 0 | 5000 | 0 | 0
2412 | 5000 | 0 | 0 | 0 | 0 | 0 | 0 | 5000 | 0 | 0
2413 | 5000 | 0 | 0 | 0 | 0 | 0 | 0 | 5000 | 0 | 0
2414 | 5000 | 0 | 0 | 0 | 0 | 0 | 0 | 5000 | 0 | 0
2415 | 5000 | 0 | 0 | 0 | 0 | 0 | 0 | 5000 | 0 | 0
2416 | 5000 | 0 | 0 | 0 | 0 | 0 | 0 | 5000 | 0 | 0
2417 | 5000 | 0 | 0 | 0 | 0 | 0 | 0 | 5000 | 0 | 0
2418 | 5000 | 0 | 0 | 0 | 0 | 0 | 0 | 5000 | 0 | 0
2419 | 5000 | 0 | 0 | 0 | 0 | 0 | 0 | 1301.899 | 0 | 3698.101
2420 | 5000 | 0 | 0 | 0 | 0 | 0 | 0 | 0 | 0 | 5000
2421 | 5000 | 0 | 0 | 0 | 0 | 0 | 0 | 0 | 0 | 5000
2422 | 5000 | 0 | 0 | 0 | 0 | 0 | 0 | 0 | 0 | 5000
2423 | 5000 | 0 | 0 | 0 | 0 | 0 | 0 | 0 | 0 | 5000
2424 | 5000 | 0 | 0 | 0 | 0 | 0 | 0 | 5000 | 0 | 0
2425 | 5000 | 0 | 0 | 0 | 0 | 0 | 0 | 5000 | -5000 | 0
2426 | 5000 | 0 | 0 | 0 | 0 | 0 | 0 | 5000 | -5000 | 0
2427 | 5000 | 0 | 0 | 0 | 0 | 0 | 0 | 5000 | -5000 | 0
2428 | 5000 | 0 | 0 | 0 | 0 | 0 | 0 | 5000 | -5000 | 0
2429 | 5000 | 0 | 0 | 0 | 0 | 0 | 0 | 5000 | -5000 | 0
2430 | 5000 | 0 | 0 | 0 | 0 | 0 | 0 | 5000 | -1373.421 | 0
2431 | 5000 | 0 | 0 | 0 | 0 | 0 | 0 | 5000 | 0 | 0
2432 | 5000 | 0 | 0 | 0 | 0 | 0 | 0 | 5000 | 0 | 0
2433 | 5000 | 0 | 0 | 0 | 0 | 0 | 0 | 5000 | 0 | 0
2434 | 5000 | 0 | 0 | 0 | 0 | 0 | 0 | 5000 | 0 | 0
2435 | 5000 | 0 | 0 | 0 | 0 | 0 | 0 | 5000 | 0 | 0
2436 | 5000 | 0 | 0 | 0 | 0 | 0 | 0 | 5000 | 0 | 0
2437 | 5000 | 0 | 0 | 0 | 0 | 0 | 0 | 5000 | 0 | 0
2438 | 5000 | 0 | 0 | 0 | 0 | 0 | 0 | 5000 | 0 | 0
2439 | 5000 | 0 | 0 | 0 | 0 | 0 | 0 | 5000 | 0 | 0
2440 | 5000 | 0 | 0 | 0 | 0 | 0 | 0 | 5000 | 0 | 0
2441 | 5000 | 0 | 0 | 0 | 0 | 0 | 0 | 5000 | 0 | 0
2442 | 5000 | 0 | 0 | 0 | 0 | 0 | 0 | 5000 | 0 | 0
2443 | 5000 | 0 | 0 | 0 | 0 | 0 | 0 | 1301.899 | 0 | 3698.101
2444 | 5000 | 0 | 0 | 0 | 0 | 0 | 0 | 0 | 0 | 5000
2445 | 5000 | 0 | 0 | 0 | 0 | 0 | 0 | 0 | 0 | 5000
2446 | 5000 | 0 | 0 | 0 | 0 | 0 | 0 | 0 | 0 | 5000
2447 | 5000 | 0 | 0 | 0 | 0 | 0 | 0 | 0 | 0 | 5000
2448 | 5000 | 0 | 0 | 0 | 0 | 0 | 0 | 5000 | 0 | 0
2449 | 5000 | 0 | 0 | 0 | 0 | 0 | 0 | 5000 | 0 | 0
2450 | 5000 | 0 | 0 | 0 | 0 | 0 | 0 | 5000 | 0 | 0
2451 | 5000 | 0 | 0 | 0 | 0 | 0 | 0 | 5000 | 0 | 0
2452 | 5000 | 0 | 0 | 0 | 0 | 0 | 0 | 5000 | 0 | 0
2453 | 5000 | 0 | 0 | 0 | 0 | 0 | 0 | 5000 | 0 | 0
2454 | 5000 | 0 | 0 | 0 | 0 | 0 | 0 | 5000 | 0 | 0
2455 | 5000 | 0 | 0 | 0 | 0 | 0 | 0 | 5000 | 0 | 0
2456 | 5000 | 0 | 0 | 0 | 0 | 0 | 0 | 5000 | 0 | 0
2457 | 5000 | 0 | 0 | 0 | 0 | 0 | 0 | 5000 | 0 | 0
2458 | 5000 | 0 | 0 | 0 | 0 | 0 | 0 | 5000 | 0 | 0
2459 | 5000 | 0 | 0 | 0 | 0 | 0 | 0 | 5000 | 0 | 0
2460 | 5000 | 0 | 0 | 0 | 0 | 0 | 0 | 5000 | 0 | 0
2461 | 5000 | 0 | 0 | 0 | 0 | 0 | 0 | 5000 | 0 | 0
2462 | 5000 | 0 | 0 | 0 | 0 | 0 | 0 | 5000 | 0 | 0
2463 | 5000 | 0 | 0 | 0 | 0 | 0 | 0 | 5000 | 0 | 0
2464 | 5000 | 0 | 0 | 0 | 0 | 0 | 0 | 5000 | 0 | 0
2465 | 5000 | 0 | 0 | 0 | 0 | 0 | 0 | 5000 | 0 | 0
2466 | 5000 | 0 | 0 | 0 | 0 | 0 | 0 | 5000 | 0 | 0
2467 | 5000 | 0 | 0 | 0 | 0 | 0 | 0 | 5000 | 0 | 0
2468 | 5000 | 0 | 0 | 0 | 0 | 0 | 0 | 5000 | 0 | 0
2469 | 5000 | 0 | 0 | 0 | 0 | 0 | 0 | 5000 | 0 | 0
2470 | 5000 | 0 | 0 | 0 | 0 | 0 | 0 | 5000 | 0 | 0
2471 | 5000 | 0 | 0 | 0 | 0 | 0 | 0 | 5000 | 0 | 0
2472 | 5000 | 0 | 0 | 0 | 0 | 0 | 0 | 5000 | 0 | 0
2473 | 5000 | 0 | 0 | 0 | 0 | 0 | 0 | 5000 | -5000 | 0
2474 | 5000 | 0 | 0 | 0 | 0 | 0 | 0 | 5000 | -5000 | 0
2475 | 5000 | 0 | 0 | 0 | 0 | 0 | 0 | 5000 | -5000 | 0
2476 | 5000 | 0 | 0 | 0 | 0 | 0 | 0 | 5000 | -5000 | 0
2477 | 5000 | 0 | 0 | 0 | 0 | 0 | 0 | 5000 | -5000 | 0
2478 | 5000 | 0 | 0 | 0 | 0 | 0 | 0 | 5000 | -1373.421 | 0
2479 | 5000 | 0 | 0 | 0 | 0 | 0 | 0 | 5000 | 0 | 0
2480 | 5000 | 0 | 0 | 0 | 0 | 0 | 0 | 5000 | 0 | 0
2481 | 5000 | 0 | 0 | 0 | 0 | 0 | 0 | 5000 | 0 | 0
2482 | 5000 | 0 | 0 | 0 | 0 | 0 | 0 | 5000 | 0 | 0
2483 | 5000 | 0 | 0 | 0 | 0 | 0 | 0 | 5000 | 0 | 0
2484 | 5000 | 0 | 0 | 0 | 0 | 0 | 0 | 5000 | 0 | 0
2485 | 5000 | 0 | 0 | 0 | 0 | 0 | 0 | 5000 | 0 | 0
2486 | 5000 | 0 | 0 | 0 | 0 | 0 | 0 | 5000 | 0 | 0
2487 | 5000 | 0 | 0 | 0 | 0 | 0 | 0 | 5000 | 0 | 0
2488 | 5000 | 0 | 0 | 0 | 0 | 0 | 0 | 5000 | 0 | 0
2489 | 5000 | 0 | 0 | 0 | 0 | 0 | 0 | 5000 | 0 | 0
2490 | 5000 | 0 | 0 | 0 | 0 | 0 | 0 | 5000 | 0 | 0
2491 | 5000 | 0 | 0 | 0 | 0 | 0 | 0 | 1301.899 | 0 | 3698.101
2492 | 5000 | 0 | 0 | 0 | 0 | 0 | 0 | 0 | 0 | 5000
2493 | 5000 | 0 | 0 | 0 | 0 | 0 | 0 | 0 | 0 | 5000
2494 | 5000 | 0 | 0 | 0 | 0 | 0 | 0 | 0 | 0 | 5000
2495 | 5000 | 0 | 0 | 0 | 0 | 0 | 0 | 0 | 0 | 5000
2496 | 5000 | 0 | 0 | 0 | 0 | 0 | 0 | 5000 | 0 | 0
2497 | 5000 | 0 | 0 | 0 | 0 | 0 | 0 | 5000 | -5000 | 0
2498 | 5000 | 0 | 0 | 0 | 0 | 0 | 0 | 5000 | -5000 | 0
2499 | 5000 | 0 | 0 | 0 | 0 | 0 | 0 | 5000 | -5000 | 0
2500 | 5000 | 0 | 0 | 0 | 0 | 0 | 0 | 5000 | -5000 | 0
2501 | 5000 | 0 | 0 | 0 | 0 | 0 | 0 | 5000 | -5000 | 0
2502 | 5000 | 0 | 0 | 0 | 0 | 0 | 0 | 5000 | -1373.421 | 0
2503 | 5000 | 0 | 0 | 0 | 0 | 0 | 0 | 5000 | 0 | 0
2504 | 5000 | 0 | 0 | 0 | 0 | 0 | 0 | 5000 | 0 | 0
2505 | 5000 | 0 | 0 | 0 | 0 | 0 | 0 | 5000 | 0 | 0
2506 | 5000 | 0 | 0 | 0 | 0 | 0 | 0 | 5000 | 0 | 0
2507 | 5000 | 0 | 0 | 0 | 0 | 0 | 0 | 5000 | 0 | 0
2508 | 5000 | 0 | 0 | 0 | 0 | 0 | 0 | 5000 | 0 | 0
2509 | 5000 | 0 | 0 | 0 | 0 | 0 | 0 | 5000 | 0 | 0
2510 | 5000 | 0 | 0 | 0 | 0 | 0 | 0 | 5000 | 0 | 0
2511 | 5000 | 0 | 0 | 0 | 0 | 0 | 0 | 5000 | 0 | 0
2512 | 5000 | 0 | 0 | 0 | 0 | 0 | 0 | 5000 | 0 | 0
2513 | 5000 | 0 | 0 | 0 | 0 | 0 | 0 | 5000 | 0 | 0
2514 | 5000 | 0 | 0 | 0 | 0 | 0 | 0 | 5000 | 0 | 0
2515 | 5000 | 0 | 0 | 0 | 0 | 0 | 0 | 1301.899 | 0 | 3698.101
2516 | 5000 | 0 | 0 | 0 | 0 | 0 | 0 | 0 | 0 | 5000
2517 | 5000 | 0 | 0 | 0 | 0 | 0 | 0 | 0 | 0 | 5000
2518 | 5000 | 0 | 0 | 0 | 0 | 0 | 0 | 0 | 0 | 5000
2519 | 5000 | 0 | 0 | 0 | 0 | 0 | 0 | 0 | 0 | 5000
2520 | 5000 | 0 | 0 | 0 | 0 | 0 | 0 | 5000 | 0 | 0
2521 | 5000 | 0 | 0 | 0 | 0 | 0 | 0 | 5000 | -5000 | 0
2522 | 5000 | 0 | 0 | 0 | 0 | 0 | 0 | 5000 | -5000 | 0
2523 | 5000 | 0 | 0 | 0 | 0 | 0 | 0 | 5000 | -5000 | 0
2524 | 5000 | 0 | 0 | 0 | 0 | 0 | 0 | 5000 | -5000 | 0
2525 | 5000 | 0 | 0 | 0 | 0 | 0 | 0 | 5000 | -5000 | 0
2526 | 5000 | 0 | 0 | 0 | 0 | 0 | 0 | 5000 | -1373.421 | 0
2527 | 5000 | 0 | 0 | 0 | 0 | 0 | 0 | 5000 | 0 | 0
2528 | 5000 | 0 | 0 | 0 | 0 | 0 | 0 | 5000 | 0 | 0
2529 | 5000 | 0 | 0 | 0 | 0 | 0 | 0 | 5000 | 0 | 0
2530 | 5000 | 0 | 0 | 0 | 0 | 0 | 0 | 5000 | 0 | 0
2531 | 5000 | 0 | 0 | 0 | 0 | 0 | 0 | 5000 | 0 | 0
2532 | 5000 | 0 | 0 | 0 | 0 | 0 | 0 | 5000 | 0 | 0
2533 | 5000 | 0 | 0 | 0 | 0 | 0 | 0 | 5000 | 0 | 0
2534 | 5000 | 0 | 0 | 0 | 0 | 0 | 0 | 5000 | 0 | 0
2535 | 5000 | 0 | 0 | 0 | 0 | 0 | 0 | 5000 | 0 | 0
2536 | 5000 | 0 | 0 | 0 | 0 | 0 | 0 | 5000 | 0 | 0
2537 | 5000 | 0 | 0 | 0 | 0 | 0 | 0 | 5000 | 0 | 0
2538 | 5000 | 0 | 0 | 0 | 0 | 0 | 0 | 5000 | 0 | 0
2539 | 5000 | 0 | 0 | 0 | 0 | 0 | 0 | 1301.899 | 0 | 3698.101
2540 | 5000 | 0 | 0 | 0 | 0 | 0 | 0 | 0 | 0 | 5000
2541 | 5000 | 0 | 0 | 0 | 0 | 0 | 0 | 0 | 0 | 5000
2542 | 5000 | 0 | 0 | 0 | 0 | 0 | 0 | 0 | 0 | 5000
2543 | 5000 | 0 | 0 | 0 | 0 | 0 | 0 | 0 | 0 | 5000
2544 | 5000 | 0 | 0 | 0 | 0 | 0 | 0 | 5000 | 0 | 0
2545 | 5000 | 0 | 0 | 0 | 0 | 0 | 0 | 5000 | -5000 | 0
2546 | 5000 | 0 | 0 | 0 | 0 | 0 | 0 | 5000 | -5000 | 0
2547 | 5000 | 0 | 0 | 0 | 0 | 0 | 0 | 5000 | -5000 | 0
2548 | 5000 | 0 | 0 | 0 | 0 | 0 | 0 | 5000 | -5000 | 0
2549 | 5000 | 0 | 0 | 0 | 0 | 0 | 0 | 5000 | -5000 | 0
2550 | 5000 | 0 | 0 | 0 | 0 | 0 | 0 | 5000 | -1373.421 | 0
2551 | 5000 | 0 | 0 | 0 | 0 | 0 | 0 | 5000 | 0 | 0
2552 | 5000 | 0 | 0 | 0 | 0 | 0 | 0 | 5000 | 0 | 0
2553 | 5000 | 0 | 0 | 0 | 0 | 0 | 0 | 5000 | 0 | 0
2554 | 5000 | 0 | 0 | 0 | 0 | 0 | 0 | 5000 | 0 | 0
2555 | 5000 | 0 | 0 | 0 | 0 | 0 | 0 | 5000 | 0 | 0
2556 | 5000 | 0 | 0 | 0 | 0 | 0 | 0 | 5000 | 0 | 0
2557 | 5000 | 0 | 0 | 0 | 0 | 0 | 0 | 5000 | 0 | 0
2558 | 5000 | 0 | 0 | 0 | 0 | 0 | 0 | 5000 | 0 | 0
2559 | 5000 | 0 | 0 | 0 | 0 | 0 | 0 | 5000 | 0 | 0
2560 | 5000 | 0 | 0 | 0 | 0 | 0 | 0 | 5000 | 0 | 0
2561 | 5000 | 0 | 0 | 0 | 0 | 0 | 0 | 5000 | 0 | 0
2562 | 5000 | 0 | 0 | 0 | 0 | 0 | 0 | 5000 | 0 | 0
2563 | 5000 | 0 | 0 | 0 | 0 | 0 | 0 | 1301.899 | 0 | 3698.101
2564 | 5000 | 0 | 0 | 0 | 0 | 0 | 0 | 0 | 0 | 5000
2565 | 5000 | 0 | 0 | 0 | 0 | 0 | 0 | 0 | 0 | 5000
2566 | 5000 | 0 | 0 | 0 | 0 | 0 | 0 | 0 | 0 | 5000
2567 | 5000 | 0 | 0 | 0 | 0 | 0 | 0 | 0 | 0 | 5000
2568 | 5000 | 0 | 0 | 0 | 0 | 0 | 0 | 5000 | 0 | 0
2569 | 5000 | 0 | 0 | 0 | 0 | 0 | 0 | 5000 | -5000 | 0
2570 | 5000 | 0 | 0 | 0 | 0 | 0 | 0 | 5000 | -5000 | 0
2571 | 5000 | 0 | 0 | 0 | 0 | 0 | 0 | 5000 | -5000 | 0
2572 | 5000 | 0 | 0 | 0 | 0 | 0 | 0 | 5000 | -5000 | 0
2573 | 5000 | 0 | 0 | 0 | 0 | 0 | 0 | 5000 | -5000 | 0
2574 | 5000 | 0 | 0 | 0 | 0 | 0 | 0 | 5000 | -1373.421 | 0
2575 | 5000 | 0 | 0 | 0 | 0 | 0 | 0 | 5000 | 0 | 0
2576 | 5000 | 0 | 0 | 0 | 0 | 0 | 0 | 5000 | 0 | 0
2577 | 5000 | 0 | 0 | 0 | 0 | 0 | 0 | 5000 | 0 | 0
2578 | 5000 | 0 | 0 | 0 | 0 | 0 | 0 | 5000 | 0 | 0
2579 | 5000 | 0 | 0 | 0 | 0 | 0 | 0 | 5000 | 0 | 0
2580 | 5000 | 0 | 0 | 0 | 0 | 0 | 0 | 5000 | 0 | 0
2581 | 5000 | 0 | 0 | 0 | 0 | 0 | 0 | 5000 | 0 | 0
2582 | 5000 | 0 | 0 | 0 | 0 | 0 | 0 | 5000 | 0 | 0
2583 | 5000 | 0 | 0 | 0 | 0 | 0 | 0 | 5000 | 0 | 0
2584 | 5000 | 0 | 0 | 0 | 0 | 0 | 0 | 5000 | 0 | 0
2585 | 5000 | 0 | 0 | 0 | 0 | 0 | 0 | 5000 | 0 | 0
2586 | 5000 | 0 | 0 | 0 | 0 | 0 | 0 | 5000 | 0 | 0
2587 | 5000 | 0 | 0 | 0 | 0 | 0 | 0 | 1301.899 | 0 | 3698.101
2588 | 5000 | 0 | 0 | 0 | 0 | 0 | 0 | 0 | 0 | 5000
2589 | 5000 | 0 | 0 | 0 | 0 | 0 | 0 | 0 | 0 | 5000
2590 | 5000 | 0 | 0 | 0 | 0 | 0 | 0 | 0 | 0 | 5000
2591 | 5000 | 0 | 0 | 0 | 0 | 0 | 0 | 0 | 0 | 5000
2592 | 5000 | 0 | 0 | 0 | 0 | 0 | 0 | 5000 | 0 | 0
2593 | 5000 | 0 | 0 | 0 | 0 | 0 | 0 | 5000 | -5000 | 0
2594 | 5000 | 0 | 0 | 0 | 0 | 0 | 0 | 5000 | -5000 | 0
2595 | 5000 | 0 | 0 | 0 | 0 | 0 | 0 | 5000 | -5000 | 0
2596 | 5000 | 0 | 0 | 0 | 0 | 0 | 0 | 5000 | -5000 | 0
2597 | 5000 | 0 | 0 | 0 | 0 | 0 | 0 | 5000 | -5000 | 0
2598 | 5000 | 0 | 0 | 0 | 0 | 0 | 0 | 5000 | -1373.421 | 0
2599 | 5000 | 0 | 0 | 0 | 0 | 0 | 0 | 5000 | 0 | 0
2600 | 5000 | 0 | 0 | 0 | 0 | 0 | 0 | 5000 | 0 | 0
2601 | 5000 | 0 | 0 | 0 | 0 | 0 | 0 | 5000 | 0 | 0
2602 | 5000 | 0 | 0 | 0 | 0 | 0 | 0 | 5000 | 0 | 0
2603 | 5000 | 0 | 0 | 0 | 0 | 0 | 0 | 5000 | 0 | 0
2604 | 5000 | 0 | 0 | 0 | 0 | 0 | 0 | 5000 | 0 | 0
2605 | 5000 | 0 | 0 | 0 | 0 | 0 | 0 | 5000 | 0 | 0
2606 | 5000 | 0 | 0 | 0 | 0 | 0 | 0 | 5000 | 0 | 0
2607 | 5000 | 0 | 0 | 0 | 0 | 0 | 0 | 5000 | 0 | 0
2608 | 5000 | 0 | 0 | 0 | 0 | 0 | 0 | 5000 | 0 | 0
2609 | 5000 | 0 | 0 | 0 | 0 | 0 | 0 | 5000 | 0 | 0
2610 | 5000 | 0 | 0 | 0 | 0 | 0 | 0 | 5000 | 0 | 0
2611 | 5000 | 0 | 0 | 0 | 0 | 0 | 0 | 1301.899 | 0 | 3698.101
2612 | 5000 | 0 | 0 | 0 | 0 | 0 | 0 | 0 | 0 | 5000
2613 | 5000 | 0 | 0 | 0 | 0 | 0 | 0 | 0 | 0 | 5000
2614 | 5000 | 0 | 0 | 0 | 0 | 0 | 0 | 0 | 0 | 5000
2615 | 5000 | 0 | 0 | 0 | 0 | 0 | 0 | 0 | 0 | 5000
2616 | 5000 | 0 | 0 | 0 | 0 | 0 | 0 | 5000 | 0 | 0
2617 | 5000 | 0 | 0 | 0 | 0 | 0 | 0 | 5000 | 0 | 0
2618 | 5000 | 0 | 0 | 0 | 0 | 0 | 0 | 5000 | 0 | 0
2619 | 5000 | 0 | 0 | 0 | 0 | 0 | 0 | 5000 | 0 | 0
2620 | 5000 | 0 | 0 | 0 | 0 | 0 | 0 | 5000 | 0 | 0
2621 | 5000 | 0 | 0 | 0 | 0 | 0 | 0 | 5000 | 0 | 0
2622 | 5000 | 0 | 0 | 0 | 0 | 0 | 0 | 5000 | 0 | 0
2623 | 5000 | 0 | 0 | 0 | 0 | 0 | 0 | 5000 | 0 | 0
2624 | 5000 | 0 | 0 | 0 | 0 | 0 | 0 | 5000 | 0 | 0
2625 | 5000 | 0 | 0 | 0 | 0 | 0 | 0 | 5000 | 0 | 0
2626 | 5000 | 0 | 0 | 0 | 0 | 0 | 0 | 5000 | 0 | 0
2627 | 5000 | 0 | 0 | 0 | 0 | 0 | 0 | 5000 | 0 | 0
2628 | 5000 | 0 | 0 | 0 | 0 | 0 | 0 | 5000 | 0 | 0
2629 | 5000 | 0 | 0 | 0 | 0 | 0 | 0 | 5000 | 0 | 0
2630 | 5000 | 0 | 0 | 0 | 0 | 0 | 0 | 5000 | 0 | 0
2631 | 5000 | 0 | 0 | 0 | 0 | 0 | 0 | 5000 | 0 | 0
2632 | 5000 | 0 | 0 | 0 | 0 | 0 | 0 | 5000 | 0 | 0
2633 | 5000 | 0 | 0 | 0 | 0 | 0 | 0 | 5000 | 0 | 0
2634 | 5000 | 0 | 0 | 0 | 0 | 0 | 0 | 5000 | 0 | 0
2635 | 5000 | 0 | 0 | 0 | 0 | 0 | 0 | 5000 | 0 | 0
2636 | 5000 | 0 | 0 | 0 | 0 | 0 | 0 | 5000 | 0 | 0
2637 | 5000 | 0 | 0 | 0 | 0 | 0 | 0 | 5000 | 0 | 0
2638 | 5000 | 0 | 0 | 0 | 0 | 0 | 0 | 5000 | 0 | 0
2639 | 5000 | 0 | 0 | 0 | 0 | 0 | 0 | 5000 | 0 | 0
2640 | 5000 | 0 | 0 | 0 | 0 | 0 | 0 | 5000 | 0 | 0
2641 | 5000 | 0 | 0 | 0 | 0 | 0 | 0 | 5000 | -5000 | 0
2642 | 5000 | 0 | 0 | 0 | 0 | 0 | 0 | 5000 | -5000 | 0
2643 | 5000 | 0 | 0 | 0 | 0 | 0 | 0 | 5000 | -5000 | 0
2644 | 5000 | 0 | 0 | 0 | 0 | 0 | 0 | 5000 | -5000 | 0
2645 | 5000 | 0 | 0 | 0 | 0 | 0 | 0 | 5000 | -5000 | 0
2646 | 5000 | 0 | 0 | 0 | 0 | 0 | 0 | 5000 | -1373.421 | 0
2647 | 5000 | 0 | 0 | 0 | 0 | 0 | 0 | 5000 | 0 | 0
2648 | 5000 | 0 | 0 | 0 | 0 | 0 | 0 | 5000 | 0 | 0
2649 | 5000 | 0 | 0 | 0 | 0 | 0 | 0 | 5000 | 0 | 0
2650 | 5000 | 0 | 0 | 0 | 0 | 0 | 0 | 5000 | 0 | 0
2651 | 5000 | 0 | 0 | 0 | 0 | 0 | 0 | 5000 | 0 | 0
2652 | 5000 | 0 | 0 | 0 | 0 | 0 | 0 | 5000 | 0 | 0
2653 | 5000 | 0 | 0 | 0 | 0 | 0 | 0 | 5000 | 0 | 0
2654 | 5000 | 0 | 0 | 0 | 0 | 0 | 0 | 5000 | 0 | 0
2655 | 5000 | 0 | 0 | 0 | 0 | 0 | 0 | 5000 | 0 | 0
2656 | 5000 | 0 | 0 | 0 | 0 | 0 | 0 | 5000 | 0 | 0
2657 | 5000 | 0 | 0 | 0 | 0 | 0 | 0 | 5000 | 0 | 0
2658 | 5000 | 0 | 0 | 0 | 0 | 0 | 0 | 5000 | 0 | 0
2659 | 5000 | 0 | 0 | 0 | 0 | 0 | 0 | 1301.899 | 0 | 3698.101
2660 | 5000 | 0 | 0 | 0 | 0 | 0 | 0 | 0 | 0 | 5000
2661 | 5000 | 0 | 0 | 0 | 0 | 0 | 0 | 0 | 0 | 5000
2662 | 5000 | 0 | 0 | 0 | 0 | 0 | 0 | 0 | 0 | 5000
2663 | 5000 | 0 | 0 | 0 | 0 | 0 | 0 | 0 | 0 | 5000
2664 | 5000 | 0 | 0 | 0 | 0 | 0 | 0 | 5000 | 0 | 0
2665 | 5000 | 0 | 0 | 0 | 0 | 0 | 0 | 5000 | -5000 | 0
2666 | 5000 | 0 | 0 | 0 | 0 | 0 | 0 | 5000 | -5000 | 0
2667 | 5000 | 0 | 0 | 0 | 0 | 0 | 0 | 5000 | -5000 | 0
2668 | 5000 | 0 | 0 | 0 | 0 | 0 | 0 | 5000 | -5000 | 0
2669 | 5000 | 0 | 0 | 0 | 0 | 0 | 0 | 5000 | -5000 | 0
2670 | 5000 | 0 | 0 | 0 | 0 | 0 | 0 | 5000 | -1373.421 | 0
2671 | 5000 | 0 | 0 | 0 | 0 | 0 | 0 | 5000 | 0 | 0
2672 | 5000 | 0 | 0 | 0 | 0 | 0 | 0 | 5000 | 0 | 0
2673 | 5000 | 0 | 0 | 0 | 0 | 0 | 0 | 5000 | 0 | 0
2674 | 5000 | 0 | 0 | 0 | 0 | 0 | 0 | 5000 | 0 | 0
2675 | 5000 | 0 | 0 | 0 | 0 | 0 | 0 | 5000 | 0 | 0
2676 | 5000 | 0 | 0 | 0 | 0 | 0 | 0 | 5000 | 0 | 0
2677 | 5000 | 0 | 0 | 0 | 0 | 0 | 0 | 5000 | 0 | 0
2678 | 5000 | 0 | 0 | 0 | 0 | 0 | 0 | 5000 | 0 | 0
2679 | 5000 | 0 | 0 | 0 | 0 | 0 | 0 | 5000 | 0 | 0
2680 | 5000 | 0 | 0 | 0 | 0 | 0 | 0 | 5000 | 0 | 0
2681 | 5000 | 0 | 0 | 0 | 0 | 0 | 0 | 5000 | 0 | 0
2682 | 5000 | 0 | 0 | 0 | 0 | 0 | 0 | 5000 | 0 | 0
2683 | 5000 | 0 | 0 | 0 | 0 | 0 | 0 | 1301.899 | 0 | 3698.101
2684 | 5000 | 0 | 0 | 0 | 0 | 0 | 0 | 0 | 0 | 5000
2685 | 5000 | 0 | 0 | 0 | 0 | 0 | 0 | 0 | 0 | 5000
2686 | 5000 | 0 | 0 | 0 | 0 | 0 | 0 | 0 | 0 | 5000
2687 | 5000 | 0 | 0 | 0 | 0 | 0 | 0 | 0 | 0 | 5000
2688 | 5000 | 0 | 0 | 0 | 0 | 0 | 0 | 5000 | 0 | 0
2689 | 5000 | 0 | 0 | 0 | 0 | 0 | 0 | 5000 | -5000 | 0
2690 | 5000 | 0 | 0 | 0 | 0 | 0 | 0 | 5000 | -5000 | 0
2691 | 5000 | 0 | 0 | 0 | 0 | 0 | 0 | 5000 | -5000 | 0
2692 | 5000 | 0 | 0 | 0 | 0 | 0 | 0 | 5000 | -5000 | 0
2693 | 5000 | 0 | 0 | 0 | 0 | 0 | 0 | 5000 | -5000 | 0
2694 | 5000 | 0 | 0 | 0 | 0 | 0 | 0 | 5000 | -1373.421 | 0
2695 | 5000 | 0 | 0 | 0 | 0 | 0 | 0 | 5000 | 0 | 0
2696 | 5000 | 0 | 0 | 0 | 0 | 0 | 0 | 5000 | 0 | 0
2697 | 5000 | 0 | 0 | 0 | 0 | 0 | 0 | 5000 | 0 | 0
2698 | 5000 | 0 | 0 | 0 | 0 | 0 | 0 | 5000 | 0 | 0
2699 | 5000 | 0 | 0 | 0 | 0 | 0 | 0 | 5000 | 0 | 0
2700 | 5000 | 0 | 0 | 0 | 0 | 0 | 0 | 5000 | 0 | 0
2701 | 5000 | 0 | 0 | 0 | 0 | 0 | 0 | 5000 | 0 | 0
2702 | 5000 | 0 | 0 | 0 | 0 | 0 | 0 | 5000 | 0 | 0
2703 | 5000 | 0 | 0 | 0 | 0 | 0 | 0 | 5000 | 0 | 0
2704 | 5000 | 0 | 0 | 0 | 0 | 0 | 0 | 5000 | 0 | 0
2705 | 5000 | 0 | 0 | 0 | 0 | 0 | 0 | 5000 | 0 | 0
2706 | 5000 | 0 | 0 | 0 | 0 | 0 | 0 | 5000 | 0 | 0
2707 | 5000 | 0 | 0 | 0 | 0 | 0 | 0 | 1301.899 | 0 | 3698.101
2708 | 5000 | 0 | 0 | 0 | 0 | 0 | 0 | 0 | 0 | 5000
2709 | 5000 | 0 | 0 | 0 | 0 | 0 | 0 | 0 | 0 | 5000
2710 | 5000 | 0 | 0 | 0 | 0 | 0 | 0 | 0 | 0 | 5000
2711 | 5000 | 0 | 0 | 0 | 0 | 0 | 0 | 0 | 0 | 5000
2712 | 5000 | 0 | 0 | 0 | 0 | 0 | 0 | 5000 | 0 | 0
2713 | 5000 | 0 | 0 | 0 | 0 | 0 | 0 | 5000 | -5000 | 0
2714 | 5000 | 0 | 0 | 0 | 0 | 0 | 0 | 5000 | -5000 | 0
2715 | 5000 | 0 | 0 | 0 | 0 | 0 | 0 | 5000 | -5000 | 0
2716 | 5000 | 0 | 0 | 0 | 0 | 0 | 0 | 5000 | -5000 | 0
2717 | 5000 | 0 | 0 | 0 | 0 | 0 | 0 | 5000 | -5000 | 0
2718 | 5000 | 0 | 0 | 0 | 0 | 0 | 0 | 5000 | -1373.421 | 0
2719 | 5000 | 0 | 0 | 0 | 0 | 0 | 0 | 5000 | 0 | 0
2720 | 5000 | 0 | 0 | 0 | 0 | 0 | 0 | 5000 | 0 | 0
2721 | 5000 | 0 | 0 | 0 | 0 | 0 | 0 | 5000 | 0 | 0
2722 | 5000 | 0 | 0 | 0 | 0 | 0 | 0 | 5000 | 0 | 0
2723 | 5000 | 0 | 0 | 0 | 0 | 0 | 0 | 5000 | 0 | 0
2724 | 5000 | 0 | 0 | 0 | 0 | 0 | 0 | 5000 | 0 | 0
2725 | 5000 | 0 | 0 | 0 | 0 | 0 | 0 | 5000 | 0 | 0
2726 | 5000 | 0 | 0 | 0 | 0 | 0 | 0 | 5000 | 0 | 0
2727 | 5000 | 0 | 0 | 0 | 0 | 0 | 0 | 5000 | 0 | 0
2728 | 5000 | 0 | 0 | 0 | 0 | 0 | 0 | 5000 | 0 | 0
2729 | 5000 | 0 | 0 | 0 | 0 | 0 | 0 | 5000 | 0 | 0
2730 | 5000 | 0 | 0 | 0 | 0 | 0 | 0 | 5000 | 0 | 0
2731 | 5000 | 0 | 0 | 0 | 0 | 0 | 0 | 1301.899 | 0 | 3698.101
2732 | 5000 | 0 | 0 | 0 | 0 | 0 | 0 | 0 | 0 | 5000
2733 | 5000 | 0 | 0 | 0 | 0 | 0 | 0 | 0 | 0 | 5000
2734 | 5000 | 0 | 0 | 0 | 0 | 0 | 0 | 0 | 0 | 5000
2735 | 5000 | 0 | 0 | 0 | 0 | 0 | 0 | 0 | 0 | 5000
2736 | 5000 | 0 | 0 | 0 | 0 | 0 | 0 | 5000 | 0 | 0
2737 | 5000 | 0 | 0 | 0 | 0 | 0 | 0 | 5000 | -5000 | 0
2738 | 5000 | 0 | 0 | 0 | 0 | 0 | 0 | 5000 | -5000 | 0
2739 | 5000 | 0 | 0 | 0 | 0 | 0 | 0 | 5000 | -5000 | 0
2740 | 5000 | 0 | 0 | 0 | 0 | 0 | 0 | 5000 | -5000 | 0
2741 | 5000 | 0 | 0 | 0 | 0 | 0 | 0 | 5000 | -5000 | 0
2742 | 5000 | 0 | 0 | 0 | 0 | 0 | 0 | 5000 | -1373.421 | 0
2743 | 5000 | 0 | 0 | 0 | 0 | 0 | 0 | 5000 | 0 | 0
2744 | 5000 | 0 | 0 | 0 | 0 | 0 | 0 | 5000 | 0 | 0
2745 | 5000 | 0 | 0 | 0 | 0 | 0 | 0 | 5000 | 0 | 0
2746 | 5000 | 0 | 0 | 0 | 0 | 0 | 0 | 5000 | 0 | 0
2747 | 5000 | 0 | 0 | 0 | 0 | 0 | 0 | 5000 | 0 | 0
2748 | 5000 | 0 | 0 | 0 | 0 | 0 | 0 | 5000 | 0 | 0
2749 | 5000 | 0 | 0 | 0 | 0 | 0 | 0 | 5000 | 0 | 0
2750 | 5000 | 0 | 0 | 0 | 0 | 0 | 0 | 5000 | 0 | 0
2751 | 5000 | 0 | 0 | 0 | 0 | 0 | 0 | 5000 | 0 | 0
2752 | 5000 | 0 | 0 | 0 | 0 | 0 | 0 | 5000 | 0 | 0
2753 | 5000 | 0 | 0 | 0 | 0 | 0 | 0 | 5000 | 0 | 0
2754 | 5000 | 0 | 0 | 0 | 0 | 0 | 0 | 5000 | 0 | 0
2755 | 5000 | 0 | 0 | 0 | 0 | 0 | 0 | 1301.899 | 0 | 3698.101
2756 | 5000 | 0 | 0 | 0 | 0 | 0 | 0 | 0 | 0 | 5000
2757 | 5000 | 0 | 0 | 0 | 0 | 0 | 0 | 0 | 0 | 5000
2758 | 5000 | 0 | 0 | 0 | 0 | 0 | 0 | 0 | 0 | 5000
2759 | 5000 | 0 | 0 | 0 | 0 | 0 | 0 | 0 | 0 | 5000
2760 | 5000 | 0 | 0 | 0 | 0 | 0 | 0 | 5000 | 0 | 0
2761 | 5000 | 0 | 0 | 0 | 0 | 0 | 0 | 5000 | -5000 | 0
2762 | 5000 | 0 | 0 | 0 | 0 | 0 | 0 | 5000 | -5000 | 0
2763 | 5000 | 0 | 0 | 0 | 0 | 0 | 0 | 5000 | -5000 | 0
2764 | 5000 | 0 | 0 | 0 | 0 | 0 | 0 | 5000 | -5000 | 0
2765 | 5000 | 0 | 0 | 0 | 0 | 0 | 0 | 5000 | -5000 | 0
2766 | 5000 | 0 | 0 | 0 | 0 | 0 | 0 | 5000 | -1373.421 | 0
2767 | 5000 | 0 | 0 | 0 | 0 | 0 | 0 | 5000 | 0 | 0
2768 | 5000 | 0 | 0 | 0 | 0 | 0 | 0 | 5000 | 0 | 0
2769 | 5000 | 0 | 0 | 0 | 0 | 0 | 0 | 5000 | 0 | 0
2770 | 5000 | 0 | 0 | 0 | 0 | 0 | 0 | 5000 | 0 | 0
2771 | 5000 | 0 | 0 | 0 | 0 | 0 | 0 | 5000 | 0 | 0
2772 | 5000 | 0 | 0 | 0 | 0 | 0 | 0 | 5000 | 0 | 0
2773 | 5000 | 0 | 0 | 0 | 0 | 0 | 0 | 5000 | 0 | 0
2774 | 5000 | 0 | 0 | 0 | 0 | 0 | 0 | 5000 | 0 | 0
2775 | 5000 | 0 | 0 | 0 | 0 | 0 | 0 | 5000 | 0 | 0
2776 | 5000 | 0 | 0 | 0 | 0 | 0 | 0 | 5000 | 0 | 0
2777 | 5000 | 0 | 0 | 0 | 0 | 0 | 0 | 5000 | 0 | 0
2778 | 5000 | 0 | 0 | 0 | 0 | 0 | 0 | 5000 | 0 | 0
2779 | 5000 | 0 | 0 | 0 | 0 | 0 | 0 | 1301.899 | 0 | 3698.101
2780 | 5000 | 0 | 0 | 0 | 0 | 0 | 0 | 0 | 0 | 5000
2781 | 5000 | 0 | 0 | 0 | 0 | 0 | 0 | 0 | 0 | 5000
2782 | 5000 | 0 | 0 | 0 | 0 | 0 | 0 | 0 | 0 | 5000
2783 | 5000 | 0 | 0 | 0 | 0 | 0 | 0 | 0 | 0 | 5000
2784 | 5000 | 0 | 0 | 0 | 0 | 0 | 0 | 5000 | 0 | 0
2785 | 5000 | 0 | 0 | 0 | 0 | 0 | 0 | 5000 | 0 | 0
2786 | 5000 | 0 | 0 | 0 | 0 | 0 | 0 | 5000 | 0 | 0
2787 | 5000 | 0 | 0 | 0 | 0 | 0 | 0 | 5000 | 0 | 0
2788 | 5000 | 0 | 0 | 0 | 0 | 0 | 0 | 5000 | 0 | 0
2789 | 5000 | 0 | 0 | 0 | 0 | 0 | 0 | 5000 | 0 | 0
2790 | 5000 | 0 | 0 | 0 | 0 | 0 | 0 | 5000 | 0 | 0
2791 | 5000 | 0 | 0 | 0 | 0 | 0 | 0 | 5000 | 0 | 0
2792 | 5000 | 0 | 0 | 0 | 0 | 0 | 0 | 5000 | 0 | 0
2793 | 5000 | 0 | 0 | 0 | 0 | 0 | 0 | 5000 | 0 | 0
2794 | 5000 | 0 | 0 | 0 | 0 | 0 | 0 | 5000 | 0 | 0
2795 | 5000 | 0 | 0 | 0 | 0 | 0 | 0 | 5000 | 0 | 0
2796 | 5000 | 0 | 0 | 0 | 0 | 0 | 0 | 5000 | 0 | 0
2797 | 5000 | 0 | 0 | 0 | 0 | 0 | 0 | 5000 | 0 | 0
2798 | 5000 | 0 | 0 | 0 | 0 | 0 | 0 | 5000 | 0 | 0
2799 | 5000 | 0 | 0 | 0 | 0 | 0 | 0 | 5000 | 0 | 0
2800 | 5000 | 0 | 0 | 0 | 0 | 0 | 0 | 5000 | 0 | 0
2801 | 5000 | 0 | 0 | 0 | 0 | 0 | 0 | 5000 | 0 | 0
2802 | 5000 | 0 | 0 | 0 | 0 | 0 | 0 | 5000 | 0 | 0
2803 | 5000 | 0 | 0 | 0 | 0 | 0 | 0 | 5000 | 0 | 0
2804 | 5000 | 0 | 0 | 0 | 0 | 0 | 0 | 5000 | 0 | 0
2805 | 5000 | 0 | 0 | 0 | 0 | 0 | 0 | 5000 | 0 | 0
2806 | 5000 | 0 | 0 | 0 | 0 | 0 | 0 | 5000 | 0 | 0
2807 | 5000 | 0 | 0 | 0 | 0 | 0 | 0 | 5000 | 0 | 0
2808 | 5000 | 0 | 0 | 0 | 0 | 0 | 0 | 5000 | 0 | 0
2809 | 5000 | 0 | 0 | 0 | 0 | 0 | 0 | 5000 | -5000 | 0
2810 | 5000 | 0 | 0 | 0 | 0 | 0 | 0 | 5000 | -5000 | 0
2811 | 5000 | 0 | 0 | 0 | 0 | 0 | 0 | 5000 | -5000 | 0
2812 | 5000 | 0 | 0 | 0 | 0 | 0 | 0 | 5000 | -5000 | 0
2813 | 5000 | 0 | 0 | 0 | 0 | 0 | 0 | 5000 | -5000 | 0
2814 | 5000 | 0 | 0 | 0 | 0 | 0 | 0 | 5000 | -1373.421 | 0
2815 | 5000 | 0 | 0 | 0 | 0 | 0 | 0 | 5000 | 0 | 0
2816 | 5000 | 0 | 0 | 0 | 0 | 0 | 0 | 5000 | 0 | 0
2817 | 5000 | 0 | 0 | 0 | 0 | 0 | 0 | 5000 | 0 | 0
2818 | 5000 | 0 | 0 | 0 | 0 | 0 | 0 | 5000 | 0 | 0
2819 | 5000 | 0 | 0 | 0 | 0 | 0 | 0 | 5000 | 0 | 0
2820 | 5000 | 0 | 0 | 0 | 0 | 0 | 0 | 5000 | 0 | 0
2821 | 5000 | 0 | 0 | 0 | 0 | 0 | 0 | 5000 | 0 | 0
2822 | 5000 | 0 | 0 | 0 | 0 | 0 | 0 | 5000 | 0 | 0
2823 | 5000 | 0 | 0 | 0 | 0 | 0 | 0 | 5000 | 0 | 0
2824 | 5000 | 0 | 0 | 0 | 0 | 0 | 0 | 5000 | 0 | 0
2825 | 5000 | 0 | 0 | 0 | 0 | 0 | 0 | 5000 | 0 | 0
2826 | 5000 | 0 | 0 | 0 | 0 | 0 | 0 | 5000 | 0 | 0
2827 | 5000 | 0 | 0 | 0 | 0 | 0 | 0 | 1301.899 | 0 | 3698.101
2828 | 5000 | 0 | 0 | 0 | 0 | 0 | 0 | 0 | 0 | 5000
2829 | 5000 | 0 | 0 | 0 | 0 | 0 | 0 | 0 | 0 | 5000
2830 | 5000 | 0 | 0 | 0 | 0 | 0 | 0 | 0 | 0 | 5000
2831 | 5000 | 0 | 0 | 0 | 0 | 0 | 0 | 0 | 0 | 5000
2832 | 5000 | 0 | 0 | 0 | 0 | 0 | 0 | 5000 | 0 | 0
2833 | 5000 | 0 | 0 | 0 | 0 | 0 | 0 | 5000 | -5000 | 0
2834 | 5000 | 0 | 0 | 0 | 0 | 0 | 0 | 5000 | -5000 | 0
2835 | 5000 | 0 | 0 | 0 | 0 | 0 | 0 | 5000 | -5000 | 0
2836 | 5000 | 0 | 0 | 0 | 0 | 0 | 0 | 5000 | -5000 | 0
2837 | 5000 | 0 | 0 | 0 | 0 | 0 | 0 | 5000 | -5000 | 0
2838 | 5000 | 0 | 0 | 0 | 0 | 0 | 0 | 5000 | -1373.421 | 0
2839 | 5000 | 0 | 0 | 0 | 0 | 0 | 0 | 5000 | 0 | 0
2840 | 5000 | 0 | 0 | 0 | 0 | 0 | 0 | 5000 | 0 | 0
2841 | 5000 | 0 | 0 | 0 | 0 | 0 | 0 | 5000 | 0 | 0
2842 | 5000 | 0 | 0 | 0 | 0 | 0 | 0 | 5000 | 0 | 0
2843 | 5000 | 0 | 0 | 0 | 0 | 0 | 0 | 5000 | 0 | 0
2844 | 5000 | 0 | 0 | 0 | 0 | 0 | 0 | 5000 | 0 | 0
2845 | 5000 | 0 | 0 | 0 | 0 | 0 | 0 | 5000 | 0 | 0
2846 | 5000 | 0 | 0 | 0 | 0 | 0 | 0 | 5000 | 0 | 0
2847 | 5000 | 0 | 0 | 0 | 0 | 0 | 0 | 5000 | 0 | 0
2848 | 5000 | 0 | 0 | 0 | 0 | 0 | 0 | 5000 | 0 | 0
2849 | 5000 | 0 | 0 | 0 | 0 | 0 | 0 | 5000 | 0 | 0
2850 | 5000 | 0 | 0 | 0 | 0 | 0 | 0 | 5000 | 0 | 0
2851 | 5000 | 0 | 0 | 0 | 0 | 0 | 0 | 1301.899 | 0 | 3698.101
2852 | 5000 | 0 | 0 | 0 | 0 | 0 | 0 | 0 | 0 | 5000
2853 | 5000 | 0 | 0 | 0 | 0 | 0 | 0 | 0 | 0 | 5000
2854 | 5000 | 0 | 0 | 0 | 0 | 0 | 0 | 0 | 0 | 5000
2855 | 5000 | 0 | 0 | 0 | 0 | 0 | 0 | 0 | 0 | 5000
2856 | 5000 | 0 | 0 | 0 | 0 | 0 | 0 | 5000 | 0 | 0
2857 | 5000 | 0 | 0 | 0 | 0 | 0 | 0 | 5000 | -5000 | 0
2858 | 5000 | 0 | 0 | 0 | 0 | 0 | 0 | 5000 | -5000 | 0
2859 | 5000 | 0 | 0 | 0 | 0 | 0 | 0 | 5000 | -5000 | 0
2860 | 5000 | 0 | 0 | 0 | 0 | 0 | 0 | 5000 | -5000 | 0
2861 | 5000 | 0 | 0 | 0 | 0 | 0 | 0 | 5000 | -5000 | 0
2862 | 5000 | 0 | 0 | 0 | 0 | 0 | 0 | 5000 | -1373.421 | 0
2863 | 5000 | 0 | 0 | 0 | 0 | 0 | 0 | 5000 | 0 | 0
2864 | 5000 | 0 | 0 | 0 | 0 | 0 | 0 | 5000 | 0 | 0
2865 | 5000 | 0 | 0 | 0 | 0 | 0 | 0 | 5000 | 0 | 0
2866 | 5000 | 0 | 0 | 0 | 0 | 0 | 0 | 5000 | 0 | 0
2867 | 5000 | 0 | 0 | 0 | 0 | 0 | 0 | 5000 | 0 | 0
2868 | 5000 | 0 | 0 | 0 | 0 | 0 | 0 | 5000 | 0 | 0
2869 | 5000 | 0 | 0 | 0 | 0 | 0 | 0 | 5000 | 0 | 0
2870 | 5000 | 0 | 0 | 0 | 0 | 0 | 0 | 5000 | 0 | 0
2871 | 5000 | 0 | 0 | 0 | 0 | 0 | 0 | 5000 | 0 | 0
2872 | 5000 | 0 | 0 | 0 | 0 | 0 | 0 | 5000 | 0 | 0
2873 | 5000 | 0 | 0 | 0 | 0 | 0 | 0 | 5000 | 0 | 0
2874 | 5000 | 0 | 0 | 0 | 0 | 0 | 0 | 5000 | 0 | 0
2875 | 5000 | 0 | 0 | 0 | 0 | 0 | 0 | 1301.899 | 0 | 3698.101
2876 | 5000 | 0 | 0 | 0 | 0 | 0 | 0 | 0 | 0 | 5000
2877 | 5000 | 0 | 0 | 0 | 0 | 0 | 0 | 0 | 0 | 5000
2878 | 5000 | 0 | 0 | 0 | 0 | 0 | 0 | 0 | 0 | 5000
2879 | 5000 | 0 | 0 | 0 | 0 | 0 | 0 | 0 | 0 | 5000
2880 | 5000 | 0 | 0 | 0 | 0 | 0 | 0 | 5000 | 0 | 0
2881 | 5000 | 0 | 0 | 0 | 0 | 0 | 0 | 5000 | -5000 | 0
2882 | 5000 | 0 | 0 | 0 | 0 | 0 | 0 | 5000 | -5000 | 0
2883 | 5000 | 0 | 0 | 0 | 0 | 0 | 0 | 5000 | -5000 | 0
2884 | 5000 | 0 | 0 | 0 | 0 | 0 | 0 | 5000 | -5000 | 0
2885 | 5000 | 0 | 0 | 0 | 0 | 0 | 0 | 5000 | -5000 | 0
2886 | 5000 | 0 | 0 | 0 | 0 | 0 | 0 | 5000 | -1373.421 | 0
2887 | 5000 | 0 | 0 | 0 | 0 | 0 | 0 | 5000 | 0 | 0
2888 | 5000 | 0 | 0 | 0 | 0 | 0 | 0 | 5000 | 0 | 0
2889 | 5000 | 0 | 0 | 0 | 0 | 0 | 0 | 5000 | 0 | 0
2890 | 5000 | 0 | 0 | 0 | 0 | 0 | 0 | 5000 | 0 | 0
2891 | 5000 | 0 | 0 | 0 | 0 | 0 | 0 | 5000 | 0 | 0
2892 | 5000 | 0 | 0 | 0 | 0 | 0 | 0 | 5000 | 0 | 0
2893 | 5000 | 0 | 0 | 0 | 0 | 0 | 0 | 5000 | 0 | 0
2894 | 5000 | 0 | 0 | 0 | 0 | 0 | 0 | 5000 | 0 | 0
2895 | 5000 | 0 | 0 | 0 | 0 | 0 | 0 | 5000 | 0 | 0
2896 | 5000 | 0 | 0 | 0 | 0 | 0 | 0 | 5000 | 0 | 0
2897 | 5000 | 0 | 0 | 0 | 0 | 0 | 0 | 5000 | 0 | 0
2898 | 5000 | 0 | 0 | 0 | 0 | 0 | 0 | 5000 | 0 | 0
2899 | 5000 | 0 | 0 | 0 | 0 | 0 | 0 | 1301.899 | 0 | 3698.101
2900 | 5000 | 0 | 0 | 0 | 0 | 0 | 0 | 0 | 0 | 5000
2901 | 5000 | 0 | 0 | 0 | 0 | 0 | 0 | 0 | 0 | 5000
2902 | 5000 | 0 | 0 | 0 | 0 | 0 | 0 | 0 | 0 | 5000
2903 | 5000 | 0 | 0 | 0 | 0 | 0 | 0 | 0 | 0 | 5000
2904 | 5000 | 0 | 0 | 0 | 0 | 0 | 0 | 5000 | 0 | 0
2905 | 5000 | 0 | 0 | 0 | 0 | 0 | 0 | 5000 | -5000 | 0
2906 | 5000 | 0 | 0 | 0 | 0 | 0 | 0 | 5000 | -5000 | 0
2907 | 5000 | 0 | 0 | 0 | 0 | 0 | 0 | 5000 | -5000 | 0
2908 | 5000 | 0 | 0 | 0 | 0 | 0 | 0 | 5000 | -5000 | 0
2909 | 5000 | 0 | 0 | 0 | 0 | 0 | 0 | 5000 | -5000 | 0
2910 | 5000 | 0 | 0 | 0 | 0 | 0 | 0 | 5000 | -1373.421 | 0
2911 | 5000 | 0 | 0 | 0 | 0 | 0 | 0 | 5000 | 0 | 0
2912 | 5000 | 0 | 0 | 0 | 0 | 0 | 0 | 5000 | 0 | 0
2913 | 5000 | 0 | 0 | 0 | 0 | 0 | 0 | 5000 | 0 | 0
2914 | 5000 | 0 | 0 | 0 | 0 | 0 | 0 | 5000 | 0 | 0
2915 | 5000 | 0 | 0 | 0 | 0 | 0 | 0 | 5000 | 0 | 0
2916 | 5000 | 0 | 0 | 0 | 0 | 0 | 0 | 5000 | 0 | 0
2917 | 5000 | 0 | 0 | 0 | 0 | 0 | 0 | 5000 | 0 | 0
2918 | 5000 | 0 | 0 | 0 | 0 | 0 | 0 | 5000 | 0 | 0
2919 | 5000 | 0 | 0 | 0 | 0 | 0 | 0 | 5000 | 0 | 0
2920 | 5000 | 0 | 0 | 0 | 0 | 0 | 0 | 5000 | 0 | 0
2921 | 5000 | 0 | 0 | 0 | 0 | 0 | 0 | 5000 | 0 | 0
2922 | 5000 | 0 | 0 | 0 | 0 | 0 | 0 | 5000 | 0 | 0
2923 | 5000 | 0 | 0 | 0 | 0 | 0 | 0 | 1301.899 | 0 | 3698.101
2924 | 5000 | 0 | 0 | 0 | 0 | 0 | 0 | 0 | 0 | 5000
2925 | 5000 | 0 | 0 | 0 | 0 | 0 | 0 | 0 | 0 | 5000
2926 | 5000 | 0 | 0 | 0 | 0 | 0 | 0 | 0 | 0 | 5000
2927 | 5000 | 0 | 0 | 0 | 0 | 0 | 0 | 0 | 0 | 5000
2928 | 5000 | 0 | 0 | 0 | 0 | 0 | 0 | 5000 | 0 | 0
2929 | 5000 | 0 | 0 | 0 | 0 | 0 | 0 | 5000 | -5000 | 0
2930 | 5000 | 0 | 0 | 0 | 0 | 0 | 0 | 5000 | -5000 | 0
2931 | 5000 | 0 | 0 | 0 | 0 | 0 | 0 | 5000 | -5000 | 0
2932 | 5000 | 0 | 0 | 0 | 0 | 0 | 0 | 5000 | -5000 | 0
2933 | 5000 | 0 | 0 | 0 | 0 | 0 | 0 | 5000 | -5000 | 0
2934 | 5000 | 0 | 0 | 0 | 0 | 0 | 0 | 5000 | -1373.421 | 0
2935 | 5000 | 0 | 0 | 0 | 0 | 0 | 0 | 5000 | 0 | 0
2936 | 5000 | 0 | 0 | 0 | 0 | 0 | 0 | 5000 | 0 | 0
2937 | 5000 | 0 | 0 | 0 | 0 | 0 | 0 | 5000 | 0 | 0
2938 | 5000 | 0 | 0 | 0 | 0 | 0 | 0 | 5000 | 0 | 0
2939 | 5000 | 0 | 0 | 0 | 0 | 0 | 0 | 5000 | 0 | 0
2940 | 5000 | 0 | 0 | 0 | 0 | 0 | 0 | 5000 | 0 | 0
2941 | 5000 | 0 | 0 | 0 | 0 | 0 | 0 | 5000 | 0 | 0
2942 | 5000 | 0 | 0 | 0 | 0 | 0 | 0 | 5000 | 0 | 0
2943 | 5000 | 0 | 0 | 0 | 0 | 0 | 0 | 5000 | 0 | 0
2944 | 5000 | 0 | 0 | 0 | 0 | 0 | 0 | 5000 | 0 | 0
2945 | 5000 | 0 | 0 | 0 | 0 | 0 | 0 | 5000 | 0 | 0
2946 | 5000 | 0 | 0 | 0 | 0 | 0 | 0 | 5000 | 0 | 0
2947 | 5000 | 0 | 0 | 0 | 0 | 0 | 0 | 1301.899 | 0 | 3698.101
2948 | 5000 | 0 | 0 | 0 | 0 | 0 | 0 | 0 | 0 | 5000
2949 | 5000 | 0 | 0 | 0 | 0 | 0 | 0 | 0 | 0 | 5000
2950 | 5000 | 0 | 0 | 0 | 0 | 0 | 0 | 0 | 0 | 5000
2951 | 5000 | 0 | 0 | 0 | 0 | 0 | 0 | 0 | 0 | 5000
2952 | 5000 | 0 | 0 | 0 | 0 | 0 | 0 | 5000 | 0 | 0
2953 | 5000 | 0 | 0 | 0 | 0 | 0 | 0 | 5000 | 0 | 0
2954 | 5000 | 0 | 0 | 0 | 0 | 0 | 0 | 5000 | 0 | 0
2955 | 5000 | 0 | 0 | 0 | 0 | 0 | 0 | 5000 | 0 | 0
2956 | 5000 | 0 | 0 | 0 | 0 | 0 | 0 | 5000 | 0 | 0
2957 | 5000 | 0 | 0 | 0 | 0 | 0 | 0 | 5000 | 0 | 0
2958 | 5000 | 0 | 0 | 0 | 0 | 0 | 0 | 5000 | 0 | 0
2959 | 5000 | 0 | 0 | 0 | 0 | 0 | 0 | 5000 | 0 | 0
2960 | 5000 | 0 | 0 | 0 | 0 | 0 | 0 | 5000 | 0 | 0
2961 | 5000 | 0 | 0 | 0 | 0 | 0 | 0 | 5000 | 0 | 0
2962 | 5000 | 0 | 0 | 0 | 0 | 0 | 0 | 5000 | 0 | 0
2963 | 5000 | 0 | 0 | 0 | 0 | 0 | 0 | 5000 | 0 | 0
2964 | 5000 | 0 | 0 | 0 | 0 | 0 | 0 | 5000 | 0 | 0
2965 | 5000 | 0 | 0 | 0 | 0 | 0 | 0 | 5000 | 0 | 0
2966 | 5000 | 0 | 0 | 0 | 0 | 0 | 0 | 5000 | 0 | 0
2967 | 5000 | 0 | 0 | 0 | 0 | 0 | 0 | 5000 | 0 | 0
2968 | 5000 | 0 | 0 | 0 | 0 | 0 | 0 | 5000 | 0 | 0
2969 | 5000 | 0 | 0 | 0 | 0 | 0 | 0 | 5000 | 0 | 0
2970 | 5000 | 0 | 0 | 0 | 0 | 0 | 0 | 5000 | 0 | 0
2971 | 5000 | 0 | 0 | 0 | 0 | 0 | 0 | 5000 | 0 | 0
2972 | 5000 | 0 | 0 | 0 | 0 | 0 | 0 | 5000 | 0 | 0
2973 | 5000 | 0 | 0 | 0 | 0 | 0 | 0 | 5000 | 0 | 0
2974 | 5000 | 0 | 0 | 0 | 0 | 0 | 0 | 5000 | 0 | 0
2975 | 5000 | 0 | 0 | 0 | 0 | 0 | 0 | 5000 | 0 | 0
2976 | 5000 | 0 | 0 | 0 | 0 | 0 | 0 | 5000 | 0 | 0
2977 | 5000 | 0 | 0 | 0 | 0 | 0 | 0 | 5000 | -5000 | 0
2978 | 5000 | 0 | 0 | 0 | 0 | 0 | 0 | 5000 | -5000 | 0
2979 | 5000 | 0 | 0 | 0 | 0 | 0 | 0 | 5000 | -5000 | 0
2980 | 5000 | 0 | 0 | 0 | 0 | 0 | 0 | 5000 | -5000 | 0
2981 | 5000 | 0 | 0 | 0 | 0 | 0 | 0 | 5000 | -5000 | 0
2982 | 5000 | 0 | 0 | 0 | 0 | 0 | 0 | 5000 | -1373.421 | 0
2983 | 5000 | 0 | 0 | 0 | 0 | 0 | 0 | 5000 | 0 | 0
2984 | 5000 | 0 | 0 | 0 | 0 | 0 | 0 | 5000 | 0 | 0
2985 | 5000 | 0 | 0 | 0 | 0 | 0 | 0 | 5000 | 0 | 0
2986 | 5000 | 0 | 0 | 0 | 0 | 0 | 0 | 5000 | 0 | 0
2987 | 5000 | 0 | 0 | 0 | 0 | 0 | 0 | 5000 | 0 | 0
2988 | 5000 | 0 | 0 | 0 | 0 | 0 | 0 | 5000 | 0 | 0
2989 | 5000 | 0 | 0 | 0 | 0 | 0 | 0 | 5000 | 0 | 0
2990 | 5000 | 0 | 0 | 0 | 0 | 0 | 0 | 5000 | 0 | 0
2991 | 5000 | 0 | 0 | 0 | 0 | 0 | 0 | 5000 | 0 | 0
2992 | 5000 | 0 | 0 | 0 | 0 | 0 | 0 | 5000 | 0 | 0
2993 | 5000 | 0 | 0 | 0 | 0 | 0 | 0 | 5000 | 0 | 0
2994 | 5000 | 0 | 0 | 0 | 0 | 0 | 0 | 5000 | 0 | 0
2995 | 5000 | 0 | 0 | 0 | 0 | 0 | 0 | 1301.899 | 0 | 3698.101
2996 | 5000 | 0 | 0 | 0 | 0 | 0 | 0 | 0 | 0 | 5000
2997 | 5000 | 0 | 0 | 0 | 0 | 0 | 0 | 0 | 0 | 5000
2998 | 5000 | 0 | 0 | 0 | 0 | 0 | 0 | 0 | 0 | 5000
2999 | 5000 | 0 | 0 | 0 | 0 | 0 | 0 | 0 | 0 | 5000
3000 | 5000 | 0 | 0 | 0 | 0 | 0 | 0 | 5000 | 0 | 0
3001 | 5000 | 0 | 0 | 0 | 0 | 0 | 0 | 5000 | -5000 | 0
3002 | 5000 | 0 | 0 | 0 | 0 | 0 | 0 | 5000 | -5000 | 0
3003 | 5000 | 0 | 0 | 0 | 0 | 0 | 0 | 5000 | -5000 | 0
3004 | 5000 | 0 | 0 | 0 | 0 | 0 | 0 | 5000 | -5000 | 0
3005 | 5000 | 0 | 0 | 0 | 0 | 0 | 0 | 5000 | -5000 | 0
3006 | 5000 | 0 | 0 | 0 | 0 | 0 | 0 | 5000 | -1373.421 | 0
3007 | 5000 | 0 | 0 | 0 | 0 | 0 | 0 | 5000 | 0 | 0
3008 | 5000 | 0 | 0 | 0 | 0 | 0 | 0 | 5000 | 0 | 0
3009 | 5000 | 0 | 0 | 0 | 0 | 0 | 0 | 5000 | 0 | 0
3010 | 5000 | 0 | 0 | 0 | 0 | 0 | 0 | 5000 | 0 | 0
3011 | 5000 | 0 | 0 | 0 | 0 | 0 | 0 | 5000 | 0 | 0
3012 | 5000 | 0 | 0 | 0 | 0 | 0 | 0 | 5000 | 0 | 0
3013 | 5000 | 0 | 0 | 0 | 0 | 0 | 0 | 5000 | 0 | 0
3014 | 5000 | 0 | 0 | 0 | 0 | 0 | 0 | 5000 | 0 | 0
3015 | 5000 | 0 | 0 | 0 | 0 | 0 | 0 | 5000 | 0 | 0
3016 | 5000 | 0 | 0 | 0 | 0 | 0 | 0 | 5000 | 0 | 0
3017 | 5000 | 0 | 0 | 0 | 0 | 0 | 0 | 5000 | 0 | 0
3018 | 5000 | 0 | 0 | 0 | 0 | 0 | 0 | 5000 | 0 | 0
3019 | 5000 | 0 | 0 | 0 | 0 | 0 | 0 | 1301.899 | 0 | 3698.101
3020 | 5000 | 0 | 0 | 0 | 0 | 0 | 0 | 0 | 0 | 5000
3021 | 5000 | 0 | 0 | 0 | 0 | 0 | 0 | 0 | 0 | 5000
3022 | 5000 | 0 | 0 | 0 | 0 | 0 | 0 | 0 | 0 | 5000
3023 | 5000 | 0 | 0 | 0 | 0 | 0 | 0 | 0 | 0 | 5000
3024 | 5000 | 0 | 0 | 0 | 0 | 0 | 0 | 5000 | 0 | 0
3025 | 5000 | 0 | 0 | 0 | 0 | 0 | 0 | 5000 | -5000 | 0
3026 | 5000 | 0 | 0 | 0 | 0 | 0 | 0 | 5000 | -5000 | 0
3027 | 5000 | 0 | 0 | 0 | 0 | 0 | 0 | 5000 | -5000 | 0
3028 | 5000 | 0 | 0 | 0 | 0 | 0 | 0 | 5000 | -5000 | 0
3029 | 5000 | 0 | 0 | 0 | 0 | 0 | 0 | 5000 | -5000 | 0
3030 | 5000 | 0 | 0 | 0 | 0 | 0 | 0 | 5000 | -1373.421 | 0
3031 | 5000 | 0 | 0 | 0 | 0 | 0 | 0 | 5000 | 0 | 0
3032 | 5000 | 0 | 0 | 0 | 0 | 0 | 0 | 5000 | 0 | 0
3033 | 5000 | 0 | 0 | 0 | 0 | 0 | 0 | 5000 | 0 | 0
3034 | 5000 | 0 | 0 | 0 | 0 | 0 | 0 | 5000 | 0 | 0
3035 | 5000 | 0 | 0 | 0 | 0 | 0 | 0 | 5000 | 0 | 0
3036 | 5000 | 0 | 0 | 0 | 0 | 0 | 0 | 5000 | 0 | 0
3037 | 5000 | 0 | 0 | 0 | 0 | 0 | 0 | 5000 | 0 | 0
3038 | 5000 | 0 | 0 | 0 | 0 | 0 | 0 | 5000 | 0 | 0
3039 | 5000 | 0 | 0 | 0 | 0 | 0 | 0 | 5000 | 0 | 0
3040 | 5000 | 0 | 0 | 0 | 0 | 0 | 0 | 5000 | 0 | 0
3041 | 5000 | 0 | 0 | 0 | 0 | 0 | 0 | 5000 | 0 | 0
3042 | 5000 | 0 | 0 | 0 | 0 | 0 | 0 | 5000 | 0 | 0
3043 | 5000 | 0 | 0 | 0 | 0 | 0 | 0 | 1301.899 | 0 | 3698.101
3044 | 5000 | 0 | 0 | 0 | 0 | 0 | 0 | 0 | 0 | 5000
3045 | 5000 | 0 | 0 | 0 | 0 | 0 | 0 | 0 | 0 | 5000
3046 | 5000 | 0 | 0 | 0 | 0 | 0 | 0 | 0 | 0 | 5000
3047 | 5000 | 0 | 0 | 0 | 0 | 0 | 0 | 0 | 0 | 5000
3048 | 5000 | 0 | 0 | 0 | 0 | 0 | 0 | 5000 | 0 | 0
3049 | 5000 | 0 | 0 | 0 | 0 | 0 | 0 | 5000 | -5000 | 0
3050 | 5000 | 0 | 0 | 0 | 0 | 0 | 0 | 5000 | -5000 | 0
3051 | 5000 | 0 | 0 | 0 | 0 | 0 | 0 | 5000 | -5000 | 0
3052 | 5000 | 0 | 0 | 0 | 0 | 0 | 0 | 5000 | -5000 | 0
3053 | 5000 | 0 | 0 | 0 | 0 | 0 | 0 | 5000 | -5000 | 0
3054 | 5000 | 0 | 0 | 0 | 0 | 0 | 0 | 5000 | -1373.421 | 0
3055 | 5000 | 0 | 0 | 0 | 0 | 0 | 0 | 5000 | 0 | 0
3056 | 5000 | 0 | 0 | 0 | 0 | 0 | 0 | 5000 | 0 | 0
3057 | 5000 | 0 | 0 | 0 | 0 | 0 | 0 | 5000 | 0 | 0
3058 | 5000 | 0 | 0 | 0 | 0 | 0 | 0 | 5000 | 0 | 0
3059 | 5000 | 0 | 0 | 0 | 0 | 0 | 0 | 5000 | 0 | 0
3060 | 5000 | 0 | 0 | 0 | 0 | 0 | 0 | 5000 | 0 | 0
3061 | 5000 | 0 | 0 | 0 | 0 | 0 | 0 | 5000 | 0 | 0
3062 | 5000 | 0 | 0 | 0 | 0 | 0 | 0 | 5000 | 0 | 0
3063 | 5000 | 0 | 0 | 0 | 0 | 0 | 0 | 5000 | 0 | 0
3064 | 5000 | 0 | 0 | 0 | 0 | 0 | 0 | 5000 | 0 | 0
3065 | 5000 | 0 | 0 | 0 | 0 | 0 | 0 | 5000 | 0 | 0
3066 | 5000 | 0 | 0 | 0 | 0 | 0 | 0 | 5000 | 0 | 0
3067 | 5000 | 0 | 0 | 0 | 0 | 0 | 0 | 1301.899 | 0 | 3698.101
3068 | 5000 | 0 | 0 | 0 | 0 | 0 | 0 | 0 | 0 | 5000
3069 | 5000 | 0 | 0 | 0 | 0 | 0 | 0 | 0 | 0 | 5000
3070 | 5000 | 0 | 0 | 0 | 0 | 0 | 0 | 0 | 0 | 5000
3071 | 5000 | 0 | 0 | 0 | 0 | 0 | 0 | 0 | 0 | 5000
3072 | 5000 | 0 | 0 | 0 | 0 | 0 | 0 | 5000 | 0 | 0
3073 | 5000 | 0 | 0 | 0 | 0 | 0 | 0 | 5000 | -5000 | 0
3074 | 5000 | 0 | 0 | 0 | 0 | 0 | 0 | 5000 | -5000 | 0
3075 | 5000 | 0 | 0 | 0 | 0 | 0 | 0 | 5000 | -5000 | 0
3076 | 5000 | 0 | 0 | 0 | 0 | 0 | 0 | 5000 | -5000 | 0
3077 | 5000 | 0 | 0 | 0 | 0 | 0 | 0 | 5000 | -5000 | 0
3078 | 5000 | 0 | 0 | 0 | 0 | 0 | 0 | 5000 | -1373.421 | 0
3079 | 5000 | 0 | 0 | 0 | 0 | 0 | 0 | 5000 | 0 | 0
3080 | 5000 | 0 | 0 | 0 | 0 | 0 | 0 | 5000 | 0 | 0
3081 | 5000 | 0 | 0 | 0 | 0 | 0 | 0 | 5000 | 0 | 0
3082 | 5000 | 0 | 0 | 0 | 0 | 0 | 0 | 5000 | 0 | 0
3083 | 5000 | 0 | 0 | 0 | 0 | 0 | 0 | 5000 | 0 | 0
3084 | 5000 | 0 | 0 | 0 | 0 | 0 | 0 | 5000 | 0 | 0
3085 | 5000 | 0 | 0 | 0 | 0 | 0 | 0 | 5000 | 0 | 0
3086 | 5000 | 0 | 0 | 0 | 0 | 0 | 0 | 5000 | 0 | 0
3087 | 5000 | 0 | 0 | 0 | 0 | 0 | 0 | 5000 | 0 | 0
3088 | 5000 | 0 | 0 | 0 | 0 | 0 | 0 | 5000 | 0 | 0
3089 | 5000 | 0 | 0 | 0 | 0 | 0 | 0 | 5000 | 0 | 0
3090 | 5000 | 0 | 0 | 0 | 0 | 0 | 0 | 5000 | 0 | 0
3091 | 5000 | 0 | 0 | 0 | 0 | 0 | 0 | 1301.899 | 0 | 3698.101
3092 | 5000 | 0 | 0 | 0 | 0 | 0 | 0 | 0 | 0 | 5000
3093 | 5000 | 0 | 0 | 0 | 0 | 0 | 0 | 0 | 0 | 5000
3094 | 5000 | 0 | 0 | 0 | 0 | 0 | 0 | 0 | 0 | 5000
3095 | 5000 | 0 | 0 | 0 | 0 | 0 | 0 | 0 | 0 | 5000
3096 | 5000 | 0 | 0 | 0 | 0 | 0 | 0 | 5000 | 0 | 0
3097 | 5000 | 0 | 0 | 0 | 0 | 0 | 0 | 5000 | -5000 | 0
3098 | 5000 | 0 | 0 | 0 | 0 | 0 | 0 | 5000 | -5000 | 0
3099 | 5000 | 0 | 0 | 0 | 0 | 0 | 0 | 5000 | -5000 | 0
3100 | 5000 | 0 | 0 | 0 | 0 | 0 | 0 | 5000 | -5000 | 0
3101 | 5000 | 0 | 0 | 0 | 0 | 0 | 0 | 5000 | -5000 | 0
3102 | 5000 | 0 | 0 | 0 | 0 | 0 | 0 | 5000 | -1373.421 | 0
3103 | 5000 | 0 | 0 | 0 | 0 | 0 | 0 | 5000 | 0 | 0
3104 | 5000 | 0 | 0 | 0 | 0 | 0 | 0 | 5000 | 0 | 0
3105 | 5000 | 0 | 0 | 0 | 0 | 0 | 0 | 5000 | 0 | 0
3106 | 5000 | 0 | 0 | 0 | 0 | 0 | 0 | 5000 | 0 | 0
3107 | 5000 | 0 | 0 | 0 | 0 | 0 | 0 | 5000 | 0 | 0
3108 | 5000 | 0 | 0 | 0 | 0 | 0 | 0 | 5000 | 0 | 0
3109 | 5000 | 0 | 0 | 0 | 0 | 0 | 0 | 5000 | 0 | 0
3110 | 5000 | 0 | 0 | 0 | 0 | 0 | 0 | 5000 | 0 | 0
3111 | 5000 | 0 | 0 | 0 | 0 | 0 | 0 | 5000 | 0 | 0
3112 | 5000 | 0 | 0 | 0 | 0 | 0 | 0 | 5000 | 0 | 0
3113 | 5000 | 0 | 0 | 0 | 0 | 0 | 0 | 5000 | 0 | 0
3114 | 5000 | 0 | 0 | 0 | 0 | 0 | 0 | 5000 | 0 | 0
3115 | 5000 | 0 | 0 | 0 | 0 | 0 | 0 | 1301.899 | 0 | 3698.101
3116 | 5000 | 0 | 0 | 0 | 0 | 0 | 0 | 0 | 0 | 5000
3117 | 5000 | 0 | 0 | 0 | 0 | 0 | 0 | 0 | 0 | 5000
3118 | 5000 | 0 | 0 | 0 | 0 | 0 | 0 | 0 | 0 | 5000
3119 | 5000 | 0 | 0 | 0 | 0 | 0 | 0 | 0 | 0 | 5000
3120 | 5000 | 0 | 0 | 0 | 0 | 0 | 0 | 5000 | 0 | 0
3121 | 5000 | 0 | 0 | 0 | 0 | 0 | 0 | 5000 | 0 | 0
3122 | 5000 | 0 | 0 | 0 | 0 | 0 | 0 | 5000 | 0 | 0
3123 | 5000 | 0 | 0 | 0 | 0 | 0 | 0 | 5000 | 0 | 0
3124 | 5000 | 0 | 0 | 0 | 0 | 0 | 0 | 5000 | 0 | 0
3125 | 5000 | 0 | 0 | 0 | 0 | 0 | 0 | 5000 | 0 | 0
3126 | 5000 | 0 | 0 | 0 | 0 | 0 | 0 | 5000 | 0 | 0
3127 | 5000 | 0 | 0 | 0 | 0 | 0 | 0 | 5000 | 0 | 0
3128 | 5000 | 0 | 0 | 0 | 0 | 0 | 0 | 5000 | 0 | 0
3129 | 5000 | 0 | 0 | 0 | 0 | 0 | 0 | 5000 | 0 | 0
3130 | 5000 | 0 | 0 | 0 | 0 | 0 | 0 | 5000 | 0 | 0
3131 | 5000 | 0 | 0 | 0 | 0 | 0 | 0 | 5000 | 0 | 0
3132 | 5000 | 0 | 0 | 0 | 0 | 0 | 0 | 5000 | 0 | 0
3133 | 5000 | 0 | 0 | 0 | 0 | 0 | 0 | 5000 | 0 | 0
3134 | 5000 | 0 | 0 | 0 | 0 | 0 | 0 | 5000 | 0 | 0
3135 | 5000 | 0 | 0 | 0 | 0 | 0 | 0 | 5000 | 0 | 0
3136 | 5000 | 0 | 0 | 0 | 0 | 0 | 0 | 5000 | 0 | 0
3137 | 5000 | 0 | 0 | 0 | 0 | 0 | 0 | 5000 | 0 | 0
3138 | 5000 | 0 | 0 | 0 | 0 | 0 | 0 | 5000 | 0 | 0
3139 | 5000 | 0 | 0 | 0 | 0 | 0 | 0 | 5000 | 0 | 0
3140 | 5000 | 0 | 0 | 0 | 0 | 0 | 0 | 5000 | 0 | 0
3141 | 5000 | 0 | 0 | 0 | 0 | 0 | 0 | 5000 | 0 | 0
3142 | 5000 | 0 | 0 | 0 | 0 | 0 | 0 | 5000 | 0 | 0
3143 | 5000 | 0 | 0 | 0 | 0 | 0 | 0 | 5000 | 0 | 0
3144 | 5000 | 0 | 0 | 0 | 0 | 0 | 0 | 5000 | 0 | 0
3145 | 5000 | 0 | 0 | 0 | 0 | 0 | 0 | 5000 | -5000 | 0
3146 | 5000 | 0 | 0 | 0 | 0 | 0 | 0 | 5000 | -5000 | 0
3147 | 5000 | 0 | 0 | 0 | 0 | 0 | 0 | 5000 | -5000 | 0
3148 | 5000 | 0 | 0 | 0 | 0 | 0 | 0 | 5000 | -5000 | 0
3149 | 5000 | 0 | 0 | 0 | 0 | 0 | 0 | 5000 | -5000 | 0
3150 | 5000 | 0 | 0 | 0 | 0 | 0 | 0 | 5000 | -1373.421 | 0
3151 | 5000 | 0 | 0 | 0 | 0 | 0 | 0 | 5000 | 0 | 0
3152 | 5000 | 0 | 0 | 0 | 0 | 0 | 0 | 5000 | 0 | 0
3153 | 5000 | 0 | 0 | 0 | 0 | 0 | 0 | 5000 | 0 | 0
3154 | 5000 | 0 | 0 | 0 | 0 | 0 | 0 | 5000 | 0 | 0
3155 | 5000 | 0 | 0 | 0 | 0 | 0 | 0 | 5000 | 0 | 0
3156 | 5000 | 0 | 0 | 0 | 0 | 0 | 0 | 5000 | 0 | 0
3157 | 5000 | 0 | 0 | 0 | 0 | 0 | 0 | 5000 | 0 | 0
3158 | 5000 | 0 | 0 | 0 | 0 | 0 | 0 | 5000 | 0 | 0
3159 | 5000 | 0 | 0 | 0 | 0 | 0 | 0 | 5000 | 0 | 0
3160 | 5000 | 0 | 0 | 0 | 0 | 0 | 0 | 5000 | 0 | 0
3161 | 5000 | 0 | 0 | 0 | 0 | 0 | 0 | 5000 | 0 | 0
3162 | 5000 | 0 | 0 | 0 | 0 | 0 | 0 | 5000 | 0 | 0
3163 | 5000 | 0 | 0 | 0 | 0 | 0 | 0 | 1301.899 | 0 | 3698.101
3164 | 5000 | 0 | 0 | 0 | 0 | 0 | 0 | 0 | 0 | 5000
3165 | 5000 | 0 | 0 | 0 | 0 | 0 | 0 | 0 | 0 | 5000
3166 | 5000 | 0 | 0 | 0 | 0 | 0 | 0 | 0 | 0 | 5000
3167 | 5000 | 0 | 0 | 0 | 0 | 0 | 0 | 0 | 0 | 5000
3168 | 5000 | 0 | 0 | 0 | 0 | 0 | 0 | 5000 | 0 | 0
3169 | 5000 | 0 | 0 | 0 | 0 | 0 | 0 | 5000 | -5000 | 0
3170 | 5000 | 0 | 0 | 0 | 0 | 0 | 0 | 5000 | -5000 | 0
3171 | 5000 | 0 | 0 | 0 | 0 | 0 | 0 | 5000 | -5000 | 0
3172 | 5000 | 0 | 0 | 0 | 0 | 0 | 0 | 5000 | -5000 | 0
3173 | 5000 | 0 | 0 | 0 | 0 | 0 | 0 | 5000 | -5000 | 0
3174 | 5000 | 0 | 0 | 0 | 0 | 0 | 0 | 5000 | -1373.421 | 0
3175 | 5000 | 0 | 0 | 0 | 0 | 0 | 0 | 5000 | 0 | 0
3176 | 5000 | 0 | 0 | 0 | 0 | 0 | 0 | 5000 | 0 | 0
3177 | 5000 | 0 | 0 | 0 | 0 | 0 | 0 | 5000 | 0 | 0
3178 | 5000 | 0 | 0 | 0 | 0 | 0 | 0 | 5000 | 0 | 0
3179 | 5000 | 0 | 0 | 0 | 0 | 0 | 0 | 5000 | 0 | 0
3180 | 5000 | 0 | 0 | 0 | 0 | 0 | 0 | 5000 | 0 | 0
3181 | 5000 | 0 | 0 | 0 | 0 | 0 | 0 | 5000 | 0 | 0
3182 | 5000 | 0 | 0 | 0 | 0 | 0 | 0 | 5000 | 0 | 0
3183 | 5000 | 0 | 0 | 0 | 0 | 0 | 0 | 5000 | 0 | 0
3184 | 5000 | 0 | 0 | 0 | 0 | 0 | 0 | 5000 | 0 | 0
3185 | 5000 | 0 | 0 | 0 | 0 | 0 | 0 | 5000 | 0 | 0
3186 | 5000 | 0 | 0 | 0 | 0 | 0 | 0 | 5000 | 0 | 0
3187 | 5000 | 0 | 0 | 0 | 0 | 0 | 0 | 1301.899 | 0 | 3698.101
3188 | 5000 | 0 | 0 | 0 | 0 | 0 | 0 | 0 | 0 | 5000
3189 | 5000 | 0 | 0 | 0 | 0 | 0 | 0 | 0 | 0 | 5000
3190 | 5000 | 0 | 0 | 0 | 0 | 0 | 0 | 0 | 0 | 5000
3191 | 5000 | 0 | 0 | 0 | 0 | 0 | 0 | 0 | 0 | 5000
3192 | 5000 | 0 | 0 | 0 | 0 | 0 | 0 | 5000 | 0 | 0
3193 | 5000 | 0 | 0 | 0 | 0 | 0 | 0 | 5000 | -5000 | 0
3194 | 5000 | 0 | 0 | 0 | 0 | 0 | 0 | 5000 | -5000 | 0
3195 | 5000 | 0 | 0 | 0 | 0 | 0 | 0 | 5000 | -5000 | 0
3196 | 5000 | 0 | 0 | 0 | 0 | 0 | 0 | 5000 | -5000 | 0
3197 | 5000 | 0 | 0 | 0 | 0 | 0 | 0 | 5000 | -5000 | 0
3198 | 5000 | 0 | 0 | 0 | 0 | 0 | 0 | 5000 | -1373.421 | 0
3199 | 5000 | 0 | 0 | 0 | 0 | 0 | 0 | 5000 | 0 | 0
3200 | 5000 | 0 | 0 | 0 | 0 | 0 | 0 | 5000 | 0 | 0
3201 | 5000 | 0 | 0 | 0 | 0 | 0 | 0 | 5000 | 0 | 0
3202 | 5000 | 0 | 0 | 0 | 0 | 0 | 0 | 5000 | 0 | 0
3203 | 5000 | 0 | 0 | 0 | 0 | 0 | 0 | 5000 | 0 | 0
3204 | 5000 | 0 | 0 | 0 | 0 | 0 | 0 | 5000 | 0 | 0
3205 | 5000 | 0 | 0 | 0 | 0 | 0 | 0 | 5000 | 0 | 0
3206 | 5000 | 0 | 0 | 0 | 0 | 0 | 0 | 5000 | 0 | 0
3207 | 5000 | 0 | 0 | 0 | 0 | 0 | 0 | 5000 | 0 | 0
3208 | 5000 | 0 | 0 | 0 | 0 | 0 | 0 | 5000 | 0 | 0
3209 | 5000 | 0 | 0 | 0 | 0 | 0 | 0 | 5000 | 0 | 0
3210 | 5000 | 0 | 0 | 0 | 0 | 0 | 0 | 5000 | 0 | 0
3211 | 5000 | 0 | 0 | 0 | 0 | 0 | 0 | 1301.899 | 0 | 3698.101
3212 | 5000 | 0 | 0 | 0 | 0 | 0 | 0 | 0 | 0 | 5000
3213 | 5000 | 0 | 0 | 0 | 0 | 0 | 0 | 0 | 0 | 5000
3214 | 5000 | 0 | 0 | 0 | 0 | 0 | 0 | 0 | 0 | 5000
3215 | 5000 | 0 | 0 | 0 | 0 | 0 | 0 | 0 | 0 | 5000
3216 | 5000 | 0 | 0 | 0 | 0 | 0 | 0 | 5000 | 0 | 0
3217 | 5000 | 0 | 0 | 0 | 0 | 0 | 0 | 5000 | -5000 | 0
3218 | 5000 | 0 | 0 | 0 | 0 | 0 | 0 | 5000 | -5000 | 0
3219 | 5000 | 0 | 0 | 0 | 0 | 0 | 0 | 5000 | -5000 | 0
3220 | 5000 | 0 | 0 | 0 | 0 | 0 | 0 | 5000 | -5000 | 0
3221 | 5000 | 0 | 0 | 0 | 0 | 0 | 0 | 5000 | -5000 | 0
3222 | 5000 | 0 | 0 | 0 | 0 | 0 | 0 | 5000 | -1373.421 | 0
3223 | 5000 | 0 | 0 | 0 | 0 | 0 | 0 | 5000 | 0 | 0
3224 | 5000 | 0 | 0 | 0 | 0 | 0 | 0 | 5000 | 0 | 0
3225 | 5000 | 0 | 0 | 0 | 0 | 0 | 0 | 5000 | 0 | 0
3226 | 5000 | 0 | 0 | 0 | 0 | 0 | 0 | 5000 | 0 | 0
3227 | 5000 | 0 | 0 | 0 | 0 | 0 | 0 | 5000 | 0 | 0
3228 | 5000 | 0 | 0 | 0 | 0 | 0 | 0 | 5000 | 0 | 0
3229 | 5000 | 0 | 0 | 0 | 0 | 0 | 0 | 5000 | 0 | 0
3230 | 5000 | 0 | 0 | 0 | 0 | 0 | 0 | 5000 | 0 | 0
3231 | 5000 | 0 | 0 | 0 | 0 | 0 | 0 | 5000 | 0 | 0
3232 | 5000 | 0 | 0 | 0 | 0 | 0 | 0 | 5000 | 0 | 0
3233 | 5000 | 0 | 0 | 0 | 0 | 0 | 0 | 5000 | 0 | 0
3234 | 5000 | 0 | 0 | 0 | 0 | 0 | 0 | 5000 | 0 | 0
3235 | 5000 | 0 | 0 | 0 | 0 | 0 | 0 | 1301.899 | 0 | 3698.101
3236 | 5000 | 0 | 0 | 0 | 0 | 0 | 0 | 0 | 0 | 5000
3237 | 5000 | 0 | 0 | 0 | 0 | 0 | 0 | 0 | 0 | 5000
3238 | 5000 | 0 | 0 | 0 | 0 | 0 | 0 | 0 | 0 | 5000
3239 | 5000 | 0 | 0 | 0 | 0 | 0 | 0 | 0 | 0 | 5000
3240 | 5000 | 0 | 0 | 0 | 0 | 0 | 0 | 5000 | 0 | 0
3241 | 5000 | 0 | 0 | 0 | 0 | 0 | 0 | 5000 | -5000 | 0
3242 | 5000 | 0 | 0 | 0 | 0 | 0 | 0 | 5000 | -5000 | 0
3243 | 5000 | 0 | 0 | 0 | 0 | 0 | 0 | 5000 | -5000 | 0
3244 | 5000 | 0 | 0 | 0 | 0 | 0 | 0 | 5000 | -5000 | 0
3245 | 5000 | 0 | 0 | 0 | 0 | 0 | 0 | 5000 | -5000 | 0
3246 | 5000 | 0 | 0 | 0 | 0 | 0 | 0 | 5000 | -1373.421 | 0
3247 | 5000 | 0 | 0 | 0 | 0 | 0 | 0 | 5000 | 0 | 0
3248 | 5000 | 0 | 0 | 0 | 0 | 0 | 0 | 5000 | 0 | 0
3249 | 5000 | 0 | 0 | 0 | 0 | 0 | 0 | 5000 | 0 | 0
3250 | 5000 | 0 | 0 | 0 | 0 | 0 | 0 | 5000 | 0 | 0
3251 | 5000 | 0 | 0 | 0 | 0 | 0 | 0 | 5000 | 0 | 0
3252 | 5000 | 0 | 0 | 0 | 0 | 0 | 0 | 5000 | 0 | 0
3253 | 5000 | 0 | 0 | 0 | 0 | 0 | 0 | 5000 | 0 | 0
3254 | 5000 | 0 | 0 | 0 | 0 | 0 | 0 | 5000 | 0 | 0
3255 | 5000 | 0 | 0 | 0 | 0 | 0 | 0 | 5000 | 0 | 0
3256 | 5000 | 0 | 0 | 0 | 0 | 0 | 0 | 5000 | 0 | 0
3257 | 5000 | 0 | 0 | 0 | 0 | 0 | 0 | 5000 | 0 | 0
3258 | 5000 | 0 | 0 | 0 | 0 | 0 | 0 | 5000 | 0 | 0
3259 | 5000 | 0 | 0 | 0 | 0 | 0 | 0 | 1301.899 | 0 | 3698.101
3260 | 5000 | 0 | 0 | 0 | 0 | 0 | 0 | 0 | 0 | 5000
3261 | 5000 | 0 | 0 | 0 | 0 | 0 | 0 | 0 | 0 | 5000
3262 | 5000 | 0 | 0 | 0 | 0 | 0 | 0 | 0 | 0 | 5000
3263 | 5000 | 0 | 0 | 0 | 0 | 0 | 0 | 0 | 0 | 5000
3264 | 5000 | 0 | 0 | 0 | 0 | 0 | 0 | 5000 | 0 | 0
3265 | 5000 | 0 | 0 | 0 | 0 | 0 | 0 | 5000 | -5000 | 0
3266 | 5000 | 0 | 0 | 0 | 0 | 0 | 0 | 5000 | -5000 | 0
3267 | 5000 | 0 | 0 | 0 | 0 | 0 | 0 | 5000 | -5000 | 0
3268 | 5000 | 0 | 0 | 0 | 0 | 0 | 0 | 5000 | -5000 | 0
3269 | 5000 | 0 | 0 | 0 | 0 | 0 | 0 | 5000 | -5000 | 0
3270 | 5000 | 0 | 0 | 0 | 0 | 0 | 0 | 5000 | -1373.421 | 0
3271 | 5000 | 0 | 0 | 0 | 0 | 0 | 0 | 5000 | 0 | 0
3272 | 5000 | 0 | 0 | 0 | 0 | 0 | 0 | 5000 | 0 | 0
3273 | 5000 | 0 | 0 | 0 | 0 | 0 | 0 | 5000 | 0 | 0
3274 | 5000 | 0 | 0 | 0 | 0 | 0 | 0 | 5000 | 0 | 0
3275 | 5000 | 0 | 0 | 0 | 0 | 0 | 0 | 5000 | 0 | 0
3276 | 5000 | 0 | 0 | 0 | 0 | 0 | 0 | 5000 | 0 | 0
3277 | 5000 | 0 | 0 | 0 | 0 | 0 | 0 | 5000 | 0 | 0
3278 | 5000 | 0 | 0 | 0 | 0 | 0 | 0 | 5000 | 0 | 0
3279 | 5000 | 0 | 0 | 0 | 0 | 0 | 0 | 5000 | 0 | 0
3280 | 5000 | 0 | 0 | 0 | 0 | 0 | 0 | 5000 | 0 | 0
3281 | 5000 | 0 | 0 | 0 | 0 | 0 | 0 | 5000 | 0 | 0
3282 | 5000 | 0 | 0 | 0 | 0 | 0 | 0 | 5000 | 0 | 0
3283 | 5000 | 0 | 0 | 0 | 0 | 0 | 0 | 1301.899 | 0 | 3698.101
3284 | 5000 | 0 | 0 | 0 | 0 | 0 | 0 | 0 | 0 | 5000
3285 | 5000 | 0 | 0 | 0 | 0 | 0 | 0 | 0 | 0 | 5000
3286 | 5000 | 0 | 0 | 0 | 0 | 0 | 0 | 0 | 0 | 5000
3287 | 5000 | 0 | 0 | 0 | 0 | 0 | 0 | 0 | 0 | 5000
3288 | 5000 | 0 | 0 | 0 | 0 | 0 | 0 | 5000 | 0 | 0
3289 | 5000 | 0 | 0 | 0 | 0 | 0 | 0 | 5000 | 0 | 0
3290 | 5000 | 0 | 0 | 0 | 0 | 0 | 0 | 5000 | 0 | 0
3291 | 5000 | 0 | 0 | 0 | 0 | 0 | 0 | 5000 | 0 | 0
3292 | 5000 | 0 | 0 | 0 | 0 | 0 | 0 | 5000 | 0 | 0
3293 | 5000 | 0 | 0 | 0 | 0 | 0 | 0 | 5000 | 0 | 0
3294 | 5000 | 0 | 0 | 0 | 0 | 0 | 0 | 5000 | 0 | 0
3295 | 5000 | 0 | 0 | 0 | 0 | 0 | 0 | 5000 | 0 | 0
3296 | 5000 | 0 | 0 | 0 | 0 | 0 | 0 | 5000 | 0 | 0
3297 | 5000 | 0 | 0 | 0 | 0 | 0 | 0 | 5000 | 0 | 0
3298 | 5000 | 0 | 0 | 0 | 0 | 0 | 0 | 5000 | 0 | 0
3299 | 5000 | 0 | 0 | 0 | 0 | 0 | 0 | 5000 | 0 | 0
3300 | 5000 | 0 | 0 | 0 | 0 | 0 | 0 | 5000 | 0 | 0
3301 | 5000 | 0 | 0 | 0 | 0 | 0 | 0 | 5000 | 0 | 0
3302 | 5000 | 0 | 0 | 0 | 0 | 0 | 0 | 5000 | 0 | 0
3303 | 5000 | 0 | 0 | 0 | 0 | 0 | 0 | 5000 | 0 | 0
3304 | 5000 | 0 | 0 | 0 | 0 | 0 | 0 | 5000 | 0 | 0
3305 | 5000 | 0 | 0 | 0 | 0 | 0 | 0 | 5000 | 0 | 0
3306 | 5000 | 0 | 0 | 0 | 0 | 0 | 0 | 5000 | 0 | 0
3307 | 5000 | 0 | 0 | 0 | 0 | 0 | 0 | 5000 | 0 | 0
3308 | 5000 | 0 | 0 | 0 | 0 | 0 | 0 | 5000 | 0 | 0
3309 | 5000 | 0 | 0 | 0 | 0 | 0 | 0 | 5000 | 0 | 0
3310 | 5000 | 0 | 0 | 0 | 0 | 0 | 0 | 5000 | 0 | 0
3311 | 5000 | 0 | 0 | 0 | 0 | 0 | 0 | 5000 | 0 | 0
3312 | 5000 | 0 | 0 | 0 | 0 | 0 | 0 | 5000 | 0 | 0
3313 | 5000 | 0 | 0 | 0 | 0 | 0 | 0 | 5000 | -5000 | 0
3314 | 5000 | 0 | 0 | 0 | 0 | 0 | 0 | 5000 | -5000 | 0
3315 | 5000 | 0 | 0 | 0 | 0 | 0 | 0 | 5000 | -5000 | 0
3316 | 5000 | 0 | 0 | 0 | 0 | 0 | 0 | 5000 | -5000 | 0
3317 | 5000 | 0 | 0 | 0 | 0 | 0 | 0 | 5000 | -5000 | 0
3318 | 5000 | 0 | 0 | 0 | 0 | 0 | 0 | 5000 | -1373.421 | 0
3319 | 5000 | 0 | 0 | 0 | 0 | 0 | 0 | 5000 | 0 | 0
3320 | 5000 | 0 | 0 | 0 | 0 | 0 | 0 | 5000 | 0 | 0
3321 | 5000 | 0 | 0 | 0 | 0 | 0 | 0 | 5000 | 0 | 0
3322 | 5000 | 0 | 0 | 0 | 0 | 0 | 0 | 5000 | 0 | 0
3323 | 5000 | 0 | 0 | 0 | 0 | 0 | 0 | 5000 | 0 | 0
3324 | 5000 | 0 | 0 | 0 | 0 | 0 | 0 | 5000 | 0 | 0
3325 | 5000 | 0 | 0 | 0 | 0 | 0 | 0 | 5000 | 0 | 0
3326 | 5000 | 0 | 0 | 0 | 0 | 0 | 0 | 5000 | 0 | 0
3327 | 5000 | 0 | 0 | 0 | 0 | 0 | 0 | 5000 | 0 | 0
3328 | 5000 | 0 | 0 | 0 | 0 | 0 | 0 | 5000 | 0 | 0
3329 | 5000 | 0 | 0 | 0 | 0 | 0 | 0 | 5000 | 0 | 0
3330 | 5000 | 0 | 0 | 0 | 0 | 0 | 0 | 5000 | 0 | 0
3331 | 5000 | 0 | 0 | 0 | 0 | 0 | 0 | 1301.899 | 0 | 3698.101
3332 | 5000 | 0 | 0 | 0 | 0 | 0 | 0 | 0 | 0 | 5000
3333 | 5000 | 0 | 0 | 0 | 0 | 0 | 0 | 0 | 0 | 5000
3334 | 5000 | 0 | 0 | 0 | 0 | 0 | 0 | 0 | 0 | 5000
3335 | 5000 | 0 | 0 | 0 | 0 | 0 | 0 | 0 | 0 | 5000
3336 | 5000 | 0 | 0 | 0 | 0 | 0 | 0 | 5000 | 0 | 0
3337 | 5000 | 0 | 0 | 0 | 0 | 0 | 0 | 5000 | -5000 | 0
3338 | 5000 | 0 | 0 | 0 | 0 | 0 | 0 | 5000 | -5000 | 0
3339 | 5000 | 0 | 0 | 0 | 0 | 0 | 0 | 5000 | -5000 | 0
3340 | 5000 | 0 | 0 | 0 | 0 | 0 | 0 | 5000 | -5000 | 0
3341 | 5000 | 0 | 0 | 0 | 0 | 0 | 0 | 5000 | -5000 | 0
3342 | 5000 | 0 | 0 | 0 | 0 | 0 | 0 | 5000 | -1373.421 | 0
3343 | 5000 | 0 | 0 | 0 | 0 | 0 | 0 | 5000 | 0 | 0
3344 | 5000 | 0 | 0 | 0 | 0 | 0 | 0 | 5000 | 0 | 0
3345 | 5000 | 0 | 0 | 0 | 0 | 0 | 0 | 5000 | 0 | 0
3346 | 5000 | 0 | 0 | 0 | 0 | 0 | 0 | 5000 | 0 | 0
3347 | 5000 | 0 | 0 | 0 | 0 | 0 | 0 | 5000 | 0 | 0
3348 | 5000 | 0 | 0 | 0 | 0 | 0 | 0 | 5000 | 0 | 0
3349 | 5000 | 0 | 0 | 0 | 0 | 0 | 0 | 5000 | 0 | 0
3350 | 5000 | 0 | 0 | 0 | 0 | 0 | 0 | 5000 | 0 | 0
3351 | 5000 | 0 | 0 | 0 | 0 | 0 | 0 | 5000 | 0 | 0
3352 | 5000 | 0 | 0 | 0 | 0 | 0 | 0 | 5000 | 0 | 0
3353 | 5000 | 0 | 0 | 0 | 0 | 0 | 0 | 5000 | 0 | 0
3354 | 5000 | 0 | 0 | 0 | 0 | 0 | 0 | 5000 | 0 | 0
3355 | 5000 | 0 | 0 | 0 | 0 | 0 | 0 | 1301.899 | 0 | 3698.101
3356 | 5000 | 0 | 0 | 0 | 0 | 0 | 0 | 0 | 0 | 5000
3357 | 5000 | 0 | 0 | 0 | 0 | 0 | 0 | 0 | 0 | 5000
3358 | 5000 | 0 | 0 | 0 | 0 | 0 | 0 | 0 | 0 | 5000
3359 | 5000 | 0 | 0 | 0 | 0 | 0 | 0 | 0 | 0 | 5000
3360 | 5000 | 0 | 0 | 0 | 0 | 0 | 0 | 5000 | 0 | 0
3361 | 5000 | 0 | 0 | 0 | 0 | 0 | 0 | 5000 | -5000 | 0
3362 | 5000 | 0 | 0 | 0 | 0 | 0 | 0 | 5000 | -5000 | 0
3363 | 5000 | 0 | 0 | 0 | 0 | 0 | 0 | 5000 | -5000 | 0
3364 | 5000 | 0 | 0 | 0 | 0 | 0 | 0 | 5000 | -5000 | 0
3365 | 5000 | 0 | 0 | 0 | 0 | 0 | 0 | 5000 | -5000 | 0
3366 | 5000 | 0 | 0 | 0 | 0 | 0 | 0 | 5000 | -1373.421 | 0
3367 | 5000 | 0 | 0 | 0 | 0 | 0 | 0 | 5000 | 0 | 0
3368 | 5000 | 0 | 0 | 0 | 0 | 0 | 0 | 5000 | 0 | 0
3369 | 5000 | 0 | 0 | 0 | 0 | 0 | 0 | 5000 | 0 | 0
3370 | 5000 | 0 | 0 | 0 | 0 | 0 | 0 | 5000 | 0 | 0
3371 | 5000 | 0 | 0 | 0 | 0 | 0 | 0 | 5000 | 0 | 0
3372 | 5000 | 0 | 0 | 0 | 0 | 0 | 0 | 5000 | 0 | 0
3373 | 5000 | 0 | 0 | 0 | 0 | 0 | 0 | 5000 | 0 | 0
3374 | 5000 | 0 | 0 | 0 | 0 | 0 | 0 | 5000 | 0 | 0
3375 | 5000 | 0 | 0 | 0 | 0 | 0 | 0 | 5000 | 0 | 0
3376 | 5000 | 0 | 0 | 0 | 0 | 0 | 0 | 5000 | 0 | 0
3377 | 5000 | 0 | 0 | 0 | 0 | 0 | 0 | 5000 | 0 | 0
3378 | 5000 | 0 | 0 | 0 | 0 | 0 | 0 | 5000 | 0 | 0
3379 | 5000 | 0 | 0 | 0 | 0 | 0 | 0 | 1301.899 | 0 | 3698.101
3380 | 5000 | 0 | 0 | 0 | 0 | 0 | 0 | 0 | 0 | 5000
3381 | 5000 | 0 | 0 | 0 | 0 | 0 | 0 | 0 | 0 | 5000
3382 | 5000 | 0 | 0 | 0 | 0 | 0 | 0 | 0 | 0 | 5000
3383 | 5000 | 0 | 0 | 0 | 0 | 0 | 0 | 0 | 0 | 5000
3384 | 5000 | 0 | 0 | 0 | 0 | 0 | 0 | 5000 | 0 | 0
3385 | 5000 | 0 | 0 | 0 | 0 | 0 | 0 | 5000 | -5000 | 0
3386 | 5000 | 0 | 0 | 0 | 0 | 0 | 0 | 5000 | -5000 | 0
3387 | 5000 | 0 | 0 | 0 | 0 | 0 | 0 | 5000 | -5000 | 0
3388 | 5000 | 0 | 0 | 0 | 0 | 0 | 0 | 5000 | -5000 | 0
3389 | 5000 | 0 | 0 | 0 | 0 | 0 | 0 | 5000 | -5000 | 0
3390 | 5000 | 0 | 0 | 0 | 0 | 0 | 0 | 5000 | -1373.421 | 0
3391 | 5000 | 0 | 0 | 0 | 0 | 0 | 0 | 5000 | 0 | 0
3392 | 5000 | 0 | 0 | 0 | 0 | 0 | 0 | 5000 | 0 | 0
3393 | 5000 | 0 | 0 | 0 | 0 | 0 | 0 | 5000 | 0 | 0
3394 | 5000 | 0 | 0 | 0 | 0 | 0 | 0 | 5000 | 0 | 0
3395 | 5000 | 0 | 0 | 0 | 0 | 0 | 0 | 5000 | 0 | 0
3396 | 5000 | 0 | 0 | 0 | 0 | 0 | 0 | 5000 | 0 | 0
3397 | 5000 | 0 | 0 | 0 | 0 | 0 | 0 | 5000 | 0 | 0
3398 | 5000 | 0 | 0 | 0 | 0 | 0 | 0 | 5000 | 0 | 0
3399 | 5000 | 0 | 0 | 0 | 0 | 0 | 0 | 5000 | 0 | 0
3400 | 5000 | 0 | 0 | 0 | 0 | 0 | 0 | 5000 | 0 | 0
3401 | 5000 | 0 | 0 | 0 | 0 | 0 | 0 | 5000 | 0 | 0
3402 | 5000 | 0 | 0 | 0 | 0 | 0 | 0 | 5000 | 0 | 0
3403 | 5000 | 0 | 0 | 0 | 0 | 0 | 0 | 1301.899 | 0 | 3698.101
3404 | 5000 | 0 | 0 | 0 | 0 | 0 | 0 | 0 | 0 | 5000
3405 | 5000 | 0 | 0 | 0 | 0 | 0 | 0 | 0 | 0 | 5000
3406 | 5000 | 0 | 0 | 0 | 0 | 0 | 0 | 0 | 0 | 5000
3407 | 5000 | 0 | 0 | 0 | 0 | 0 | 0 | 0 | 0 | 5000
3408 | 5000 | 0 | 0 | 0 | 0 | 0 | 0 | 5000 | 0 | 0
3409 | 5000 | 0 | 0 | 0 | 0 | 0 | 0 | 5000 | -5000 | 0
3410 | 5000 | 0 | 0 | 0 | 0 | 0 | 0 | 5000 | -5000 | 0
3411 | 5000 | 0 | 0 | 0 | 0 | 0 | 0 | 5000 | -5000 | 0
3412 | 5000 | 0 | 0 | 0 | 0 | 0 | 0 | 5000 | -5000 | 0
3413 | 5000 | 0 | 0 | 0 | 0 | 0 | 0 | 5000 | -5000 | 0
3414 | 5000 | 0 | 0 | 0 | 0 | 0 | 0 | 5000 | -1373.421 | 0
3415 | 5000 | 0 | 0 | 0 | 0 | 0 | 0 | 5000 | 0 | 0
3416 | 5000 | 0 | 0 | 0 | 0 | 0 | 0 | 5000 | 0 | 0
3417 | 5000 | 0 | 0 | 0 | 0 | 0 | 0 | 5000 | 0 | 0
3418 | 5000 | 0 | 0 | 0 | 0 | 0 | 0 | 5000 | 0 | 0
3419 | 5000 | 0 | 0 | 0 | 0 | 0 | 0 | 5000 | 0 | 0
3420 | 5000 | 0 | 0 | 0 | 0 | 0 | 0 | 5000 | 0 | 0
3421 | 5000 | 0 | 0 | 0 | 0 | 0 | 0 | 5000 | 0 | 0
3422 | 5000 | 0 | 0 | 0 | 0 | 0 | 0 | 5000 | 0 | 0
3423 | 5000 | 0 | 0 | 0 | 0 | 0 | 0 | 5000 | 0 | 0
3424 | 5000 | 0 | 0 | 0 | 0 | 0 | 0 | 5000 | 0 | 0
3425 | 5000 | 0 | 0 | 0 | 0 | 0 | 0 | 5000 | 0 | 0
3426 | 5000 | 0 | 0 | 0 | 0 | 0 | 0 | 5000 | 0 | 0
3427 | 5000 | 0 | 0 | 0 | 0 | 0 | 0 | 1301.899 | 0 | 3698.101
3428 | 5000 | 0 | 0 | 0 | 0 | 0 | 0 | 0 | 0 | 5000
3429 | 5000 | 0 | 0 | 0 | 0 | 0 | 0 | 0 | 0 | 5000
3430 | 5000 | 0 | 0 | 0 | 0 | 0 | 0 | 0 | 0 | 5000
3431 | 5000 | 0 | 0 | 0 | 0 | 0 | 0 | 0 | 0 | 5000
3432 | 5000 | 0 | 0 | 0 | 0 | 0 | 0 | 5000 | 0 | 0
3433 | 5000 | 0 | 0 | 0 | 0 | 0 | 0 | 5000 | -5000 | 0
3434 | 5000 | 0 | 0 | 0 | 0 | 0 | 0 | 5000 | -5000 | 0
3435 | 5000 | 0 | 0 | 0 | 0 | 0 | 0 | 5000 | -5000 | 0
3436 | 5000 | 0 | 0 | 0 | 0 | 0 | 0 | 5000 | -5000 | 0
3437 | 5000 | 0 | 0 | 0 | 0 | 0 | 0 | 5000 | -5000 | 0
3438 | 5000 | 0 | 0 | 0 | 0 | 0 | 0 | 5000 | -1373.421 | 0
3439 | 5000 | 0 | 0 | 0 | 0 | 0 | 0 | 5000 | 0 | 0
3440 | 5000 | 0 | 0 | 0 | 0 | 0 | 0 | 5000 | 0 | 0
3441 | 5000 | 0 | 0 | 0 | 0 | 0 | 0 | 5000 | 0 | 0
3442 | 5000 | 0 | 0 | 0 | 0 | 0 | 0 | 5000 | 0 | 0
3443 | 5000 | 0 | 0 | 0 | 0 | 0 | 0 | 5000 | 0 | 0
3444 | 5000 | 0 | 0 | 0 | 0 | 0 | 0 | 5000 | 0 | 0
3445 | 5000 | 0 | 0 | 0 | 0 | 0 | 0 | 5000 | 0 | 0
3446 | 5000 | 0 | 0 | 0 | 0 | 0 | 0 | 5000 | 0 | 0
3447 | 5000 | 0 | 0 | 0 | 0 | 0 | 0 | 5000 | 0 | 0
3448 | 5000 | 0 | 0 | 0 | 0 | 0 | 0 | 5000 | 0 | 0
3449 | 5000 | 0 | 0 | 0 | 0 | 0 | 0 | 5000 | 0 | 0
3450 | 5000 | 0 | 0 | 0 | 0 | 0 | 0 | 5000 | 0 | 0
3451 | 5000 | 0 | 0 | 0 | 0 | 0 | 0 | 1301.899 | 0 | 3698.101
3452 | 5000 | 0 | 0 | 0 | 0 | 0 | 0 | 0 | 0 | 5000
3453 | 5000 | 0 | 0 | 0 | 0 | 0 | 0 | 0 | 0 | 5000
3454 | 5000 | 0 | 0 | 0 | 0 | 0 | 0 | 0 | 0 | 5000
3455 | 5000 | 0 | 0 | 0 | 0 | 0 | 0 | 0 | 0 | 5000
3456 | 5000 | 0 | 0 | 0 | 0 | 0 | 0 | 5000 | 0 | 0
3457 | 5000 | 0 | 0 | 0 | 0 | 0 | 0 | 5000 | 0 | 0
3458 | 5000 | 0 | 0 | 0 | 0 | 0 | 0 | 5000 | 0 | 0
3459 | 5000 | 0 | 0 | 0 | 0 | 0 | 0 | 5000 | 0 | 0
3460 | 5000 | 0 | 0 | 0 | 0 | 0 | 0 | 5000 | 0 | 0
3461 | 5000 | 0 | 0 | 0 | 0 | 0 | 0 | 5000 | 0 | 0
3462 | 5000 | 0 | 0 | 0 | 0 | 0 | 0 | 5000 | 0 | 0
3463 | 5000 | 0 | 0 | 0 | 0 | 0 | 0 | 5000 | 0 | 0
3464 | 5000 | 0 | 0 | 0 | 0 | 0 | 0 | 5000 | 0 | 0
3465 | 5000 | 0 | 0 | 0 | 0 | 0 | 0 | 5000 | 0 | 0
3466 | 5000 | 0 | 0 | 0 | 0 | 0 | 0 | 5000 | 0 | 0
3467 | 5000 | 0 | 0 | 0 | 0 | 0 | 0 | 5000 | 0 | 0
3468 | 5000 | 0 | 0 | 0 | 0 | 0 | 0 | 5000 | 0 | 0
3469 | 5000 | 0 | 0 | 0 | 0 | 0 | 0 | 5000 | 0 | 0
3470 | 5000 | 0 | 0 | 0 | 0 | 0 | 0 | 5000 | 0 | 0
3471 | 5000 | 0 | 0 | 0 | 0 | 0 | 0 | 5000 | 0 | 0
3472 | 5000 | 0 | 0 | 0 | 0 | 0 | 0 | 5000 | 0 | 0
3473 | 5000 | 0 | 0 | 0 | 0 | 0 | 0 | 5000 | 0 | 0
3474 | 5000 | 0 | 0 | 0 | 0 | 0 | 0 | 5000 | 0 | 0
3475 | 5000 | 0 | 0 | 0 | 0 | 0 | 0 | 5000 | 0 | 0
3476 | 5000 | 0 | 0 | 0 | 0 | 0 | 0 | 5000 | 0 | 0
3477 | 5000 | 0 | 0 | 0 | 0 | 0 | 0 | 5000 | 0 | 0
3478 | 5000 | 0 | 0 | 0 | 0 | 0 | 0 | 5000 | 0 | 0
3479 | 5000 | 0 | 0 | 0 | 0 | 0 | 0 | 5000 | 0 | 0
3480 | 5000 | 0 | 0 | 0 | 0 | 0 | 0 | 5000 | 0 | 0
3481 | 5000 | 0 | 0 | 0 | 0 | 0 | 0 | 5000 | -5000 | 0
3482 | 5000 | 0 | 0 | 0 | 0 | 0 | 0 | 5000 | -5000 | 0
3483 | 5000 | 0 | 0 | 0 | 0 | 0 | 0 | 5000 | -5000 | 0
3484 | 5000 | 0 | 0 | 0 | 0 | 0 | 0 | 5000 | -5000 | 0
3485 | 5000 | 0 | 0 | 0 | 0 | 0 | 0 | 5000 | -5000 | 0
3486 | 5000 | 0 | 0 | 0 | 0 | 0 | 0 | 5000 | -1373.421 | 0
3487 | 5000 | 0 | 0 | 0 | 0 | 0 | 0 | 5000 | 0 | 0
3488 | 5000 | 0 | 0 | 0 | 0 | 0 | 0 | 5000 | 0 | 0
3489 | 5000 | 0 | 0 | 0 | 0 | 0 | 0 | 5000 | 0 | 0
3490 | 5000 | 0 | 0 | 0 | 0 | 0 | 0 | 5000 | 0 | 0
3491 | 5000 | 0 | 0 | 0 | 0 | 0 | 0 | 5000 | 0 | 0
3492 | 5000 | 0 | 0 | 0 | 0 | 0 | 0 | 5000 | 0 | 0
3493 | 5000 | 0 | 0 | 0 | 0 | 0 | 0 | 5000 | 0 | 0
3494 | 5000 | 0 | 0 | 0 | 0 | 0 | 0 | 5000 | 0 | 0
3495 | 5000 | 0 | 0 | 0 | 0 | 0 | 0 | 5000 | 0 | 0
3496 | 5000 | 0 | 0 | 0 | 0 | 0 | 0 | 5000 | 0 | 0
3497 | 5000 | 0 | 0 | 0 | 0 | 0 | 0 | 5000 | 0 | 0
3498 | 5000 | 0 | 0 | 0 | 0 | 0 | 0 | 5000 | 0 | 0
3499 | 5000 | 0 | 0 | 0 | 0 | 0 | 0 | 1301.899 | 0 | 3698.101
3500 | 5000 | 0 | 0 | 0 | 0 | 0 | 0 | 0 | 0 | 5000
3501 | 5000 | 0 | 0 | 0 | 0 | 0 | 0 | 0 | 0 | 5000
3502 | 5000 | 0 | 0 | 0 | 0 | 0 | 0 | 0 | 0 | 5000
3503 | 5000 | 0 | 0 | 0 | 0 | 0 | 0 | 0 | 0 | 5000
3504 | 5000 | 0 | 0 | 0 | 0 | 0 | 0 | 5000 | 0 | 0
3505 | 5000 | 0 | 0 | 0 | 0 | 0 | 0 | 5000 | -5000 | 0
3506 | 5000 | 0 | 0 | 0 | 0 | 0 | 0 | 5000 | -5000 | 0
3507 | 5000 | 0 | 0 | 0 | 0 | 0 | 0 | 5000 | -5000 | 0
3508 | 5000 | 0 | 0 | 0 | 0 | 0 | 0 | 5000 | -5000 | 0
3509 | 5000 | 0 | 0 | 0 | 0 | 0 | 0 | 5000 | -5000 | 0
3510 | 5000 | 0 | 0 | 0 | 0 | 0 | 0 | 5000 | -1373.421 | 0
3511 | 5000 | 0 | 0 | 0 | 0 | 0 | 0 | 5000 | 0 | 0
3512 | 5000 | 0 | 0 | 0 | 0 | 0 | 0 | 5000 | 0 | 0
3513 | 5000 | 0 | 0 | 0 | 0 | 0 | 0 | 5000 | 0 | 0
3514 | 5000 | 0 | 0 | 0 | 0 | 0 | 0 | 5000 | 0 | 0
3515 | 5000 | 0 | 0 | 0 | 0 | 0 | 0 | 5000 | 0 | 0
3516 | 5000 | 0 | 0 | 0 | 0 | 0 | 0 | 5000 | 0 | 0
3517 | 5000 | 0 | 0 | 0 | 0 | 0 | 0 | 5000 | 0 | 0
3518 | 5000 | 0 | 0 | 0 | 0 | 0 | 0 | 5000 | 0 | 0
3519 | 5000 | 0 | 0 | 0 | 0 | 0 | 0 | 5000 | 0 | 0
3520 | 5000 | 0 | 0 | 0 | 0 | 0 | 0 | 5000 | 0 | 0
3521 | 5000 | 0 | 0 | 0 | 0 | 0 | 0 | 5000 | 0 | 0
3522 | 5000 | 0 | 0 | 0 | 0 | 0 | 0 | 5000 | 0 | 0
3523 | 5000 | 0 | 0 | 0 | 0 | 0 | 0 | 1301.899 | 0 | 3698.101
3524 | 5000 | 0 | 0 | 0 | 0 | 0 | 0 | 0 | 0 | 5000
3525 | 5000 | 0 | 0 | 0 | 0 | 0 | 0 | 0 | 0 | 5000
3526 | 5000 | 0 | 0 | 0 | 0 | 0 | 0 | 0 | 0 | 5000
3527 | 5000 | 0 | 0 | 0 | 0 | 0 | 0 | 0 | 0 | 5000
3528 | 5000 | 0 | 0 | 0 | 0 | 0 | 0 | 5000 | 0 | 0
3529 | 5000 | 0 | 0 | 0 | 0 | 0 | 0 | 5000 | -5000 | 0
3530 | 5000 | 0 | 0 | 0 | 0 | 0 | 0 | 5000 | -5000 | 0
3531 | 5000 | 0 | 0 | 0 | 0 | 0 | 0 | 5000 | -5000 | 0
3532 | 5000 | 0 | 0 | 0 | 0 | 0 | 0 | 5000 | -5000 | 0
3533 | 5000 | 0 | 0 | 0 | 0 | 0 | 0 | 5000 | -5000 | 0
3534 | 5000 | 0 | 0 | 0 | 0 | 0 | 0 | 5000 | -1373.421 | 0
3535 | 5000 | 0 | 0 | 0 | 0 | 0 | 0 | 5000 | 0 | 0
3536 | 5000 | 0 | 0 | 0 | 0 | 0 | 0 | 5000 | 0 | 0
3537 | 5000 | 0 | 0 | 0 | 0 | 0 | 0 | 5000 | 0 | 0
3538 | 5000 | 0 | 0 | 0 | 0 | 0 | 0 | 5000 | 0 | 0
3539 | 5000 | 0 | 0 | 0 | 0 | 0 | 0 | 5000 | 0 | 0
3540 | 5000 | 0 | 0 | 0 | 0 | 0 | 0 | 5000 | 0 | 0
3541 | 5000 | 0 | 0 | 0 | 0 | 0 | 0 | 5000 | 0 | 0
3542 | 5000 | 0 | 0 | 0 | 0 | 0 | 0 | 5000 | 0 | 0
3543 | 5000 | 0 | 0 | 0 | 0 | 0 | 0 | 5000 | 0 | 0
3544 | 5000 | 0 | 0 | 0 | 0 | 0 | 0 | 5000 | 0 | 0
3545 | 5000 | 0 | 0 | 0 | 0 | 0 | 0 | 5000 | 0 | 0
3546 | 5000 | 0 | 0 | 0 | 0 | 0 | 0 | 5000 | 0 | 0
3547 | 5000 | 0 | 0 | 0 | 0 | 0 | 0 | 1301.899 | 0 | 3698.101
3548 | 5000 | 0 | 0 | 0 | 0 | 0 | 0 | 0 | 0 | 5000
3549 | 5000 | 0 | 0 | 0 | 0 | 0 | 0 | 0 | 0 | 5000
3550 | 5000 | 0 | 0 | 0 | 0 | 0 | 0 | 0 | 0 | 5000
3551 | 5000 | 0 | 0 | 0 | 0 | 0 | 0 | 0 | 0 | 5000
3552 | 5000 | 0 | 0 | 0 | 0 | 0 | 0 | 5000 | 0 | 0
3553 | 5000 | 0 | 0 | 0 | 0 | 0 | 0 | 5000 | -5000 | 0
3554 | 5000 | 0 | 0 | 0 | 0 | 0 | 0 | 5000 | -5000 | 0
3555 | 5000 | 0 | 0 | 0 | 0 | 0 | 0 | 5000 | -5000 | 0
3556 | 5000 | 0 | 0 | 0 | 0 | 0 | 0 | 5000 | -5000 | 0
3557 | 5000 | 0 | 0 | 0 | 0 | 0 | 0 | 5000 | -5000 | 0
3558 | 5000 | 0 | 0 | 0 | 0 | 0 | 0 | 5000 | -1373.421 | 0
3559 | 5000 | 0 | 0 | 0 | 0 | 0 | 0 | 5000 | 0 | 0
3560 | 5000 | 0 | 0 | 0 | 0 | 0 | 0 | 5000 | 0 | 0
3561 | 5000 | 0 | 0 | 0 | 0 | 0 | 0 | 5000 | 0 | 0
3562 | 5000 | 0 | 0 | 0 | 0 | 0 | 0 | 5000 | 0 | 0
3563 | 5000 | 0 | 0 | 0 | 0 | 0 | 0 | 5000 | 0 | 0
3564 | 5000 | 0 | 0 | 0 | 0 | 0 | 0 | 5000 | 0 | 0
3565 | 5000 | 0 | 0 | 0 | 0 | 0 | 0 | 5000 | 0 | 0
3566 | 5000 | 0 | 0 | 0 | 0 | 0 | 0 | 5000 | 0 | 0
3567 | 5000 | 0 | 0 | 0 | 0 | 0 | 0 | 5000 | 0 | 0
3568 | 5000 | 0 | 0 | 0 | 0 | 0 | 0 | 5000 | 0 | 0
3569 | 5000 | 0 | 0 | 0 | 0 | 0 | 0 | 5000 | 0 | 0
3570 | 5000 | 0 | 0 | 0 | 0 | 0 | 0 | 5000 | 0 | 0
3571 | 5000 | 0 | 0 | 0 | 0 | 0 | 0 | 1301.899 | 0 | 3698.101
3572 | 5000 | 0 | 0 | 0 | 0 | 0 | 0 | 0 | 0 | 5000
3573 | 5000 | 0 | 0 | 0 | 0 | 0 | 0 | 0 | 0 | 5000
3574 | 5000 | 0 | 0 | 0 | 0 | 0 | 0 | 0 | 0 | 5000
3575 | 5000 | 0 | 0 | 0 | 0 | 0 | 0 | 0 | 0 | 5000
3576 | 5000 | 0 | 0 | 0 | 0 | 0 | 0 | 5000 | 0 | 0
3577 | 5000 | 0 | 0 | 0 | 0 | 0 | 0 | 5000 | -5000 | 0
3578 | 5000 | 0 | 0 | 0 | 0 | 0 | 0 | 5000 | -5000 | 0
3579 | 5000 | 0 | 0 | 0 | 0 | 0 | 0 | 5000 | -5000 | 0
3580 | 5000 | 0 | 0 | 0 | 0 | 0 | 0 | 5000 | -5000 | 0
3581 | 5000 | 0 | 0 | 0 | 0 | 0 | 0 | 5000 | -5000 | 0
3582 | 5000 | 0 | 0 | 0 | 0 | 0 | 0 | 5000 | -1373.421 | 0
3583 | 5000 | 0 | 0 | 0 | 0 | 0 | 0 | 5000 | 0 | 0
3584 | 5000 | 0 | 0 | 0 | 0 | 0 | 0 | 5000 | 0 | 0
3585 | 5000 | 0 | 0 | 0 | 0 | 0 | 0 | 5000 | 0 | 0
3586 | 5000 | 0 | 0 | 0 | 0 | 0 | 0 | 5000 | 0 | 0
3587 | 5000 | 0 | 0 | 0 | 0 | 0 | 0 | 5000 | 0 | 0
3588 | 5000 | 0 | 0 | 0 | 0 | 0 | 0 | 5000 | 0 | 0
3589 | 5000 | 0 | 0 | 0 | 0 | 0 | 0 | 5000 | 0 | 0
3590 | 5000 | 0 | 0 | 0 | 0 | 0 | 0 | 5000 | 0 | 0
3591 | 5000 | 0 | 0 | 0 | 0 | 0 | 0 | 5000 | 0 | 0
3592 | 5000 | 0 | 0 | 0 | 0 | 0 | 0 | 5000 | 0 | 0
3593 | 5000 | 0 | 0 | 0 | 0 | 0 | 0 | 5000 | 0 | 0
3594 | 5000 | 0 | 0 | 0 | 0 | 0 | 0 | 5000 | 0 | 0
3595 | 5000 | 0 | 0 | 0 | 0 | 0 | 0 | 1301.899 | 0 | 3698.101
3596 | 5000 | 0 | 0 | 0 | 0 | 0 | 0 | 0 | 0 | 5000
3597 | 5000 | 0 | 0 | 0 | 0 | 0 | 0 | 0 | 0 | 5000
3598 | 5000 | 0 | 0 | 0 | 0 | 0 | 0 | 0 | 0 | 5000
3599 | 5000 | 0 | 0 | 0 | 0 | 0 | 0 | 0 | 0 | 5000
3600 | 5000 | 0 | 0 | 0 | 0 | 0 | 0 | 5000 | 0 | 0
3601 | 5000 | 0 | 0 | 0 | 0 | 0 | 0 | 5000 | -5000 | 0
3602 | 5000 | 0 | 0 | 0 | 0 | 0 | 0 | 5000 | -5000 | 0
3603 | 5000 | 0 | 0 | 0 | 0 | 0 | 0 | 5000 | -5000 | 0
3604 | 5000 | 0 | 0 | 0 | 0 | 0 | 0 | 5000 | -5000 | 0
3605 | 5000 | 0 | 0 | 0 | 0 | 0 | 0 | 5000 | -5000 | 0
3606 | 5000 | 0 | 0 | 0 | 0 | 0 | 0 | 5000 | -1373.421 | 0
3607 | 5000 | 0 | 0 | 0 | 0 | 0 | 0 | 5000 | 0 | 0
3608 | 5000 | 0 | 0 | 0 | 0 | 0 | 0 | 5000 | 0 | 0
3609 | 5000 | 0 | 0 | 0 | 0 | 0 | 0 | 5000 | 0 | 0
3610 | 5000 | 0 | 0 | 0 | 0 | 0 | 0 | 5000 | 0 | 0
3611 | 5000 | 0 | 0 | 0 | 0 | 0 | 0 | 5000 | 0 | 0
3612 | 5000 | 0 | 0 | 0 | 0 | 0 | 0 | 5000 | 0 | 0
3613 | 5000 | 0 | 0 | 0 | 0 | 0 | 0 | 5000 | 0 | 0
3614 | 5000 | 0 | 0 | 0 | 0 | 0 | 0 | 5000 | 0 | 0
3615 | 5000 | 0 | 0 | 0 | 0 | 0 | 0 | 5000 | 0 | 0
3616 | 5000 | 0 | 0 | 0 | 0 | 0 | 0 | 5000 | 0 | 0
3617 | 5000 | 0 | 0 | 0 | 0 | 0 | 0 | 5000 | 0 | 0
3618 | 5000 | 0 | 0 | 0 | 0 | 0 | 0 | 5000 | 0 | 0
3619 | 5000 | 0 | 0 | 0 | 0 | 0 | 0 | 1301.899 | 0 | 3698.101
3620 | 5000 | 0 | 0 | 0 | 0 | 0 | 0 | 0 | 0 | 5000
3621 | 5000 | 0 | 0 | 0 | 0 | 0 | 0 | 0 | 0 | 5000
3622 | 5000 | 0 | 0 | 0 | 0 | 0 | 0 | 0 | 0 | 5000
3623 | 5000 | 0 | 0 | 0 | 0 | 0 | 0 | 0 | 0 | 5000
3624 | 5000 | 0 | 0 | 0 | 0 | 0 | 0 | 5000 | 0 | 0
3625 | 5000 | 0 | 0 | 0 | 0 | 0 | 0 | 5000 | 0 | 0
3626 | 5000 | 0 | 0 | 0 | 0 | 0 | 0 | 5000 | 0 | 0
3627 | 5000 | 0 | 0 | 0 | 0 | 0 | 0 | 5000 | 0 | 0
3628 | 5000 | 0 | 0 | 0 | 0 | 0 | 0 | 5000 | 0 | 0
3629 | 5000 | 0 | 0 | 0 | 0 | 0 | 0 | 5000 | 0 | 0
3630 | 5000 | 0 | 0 | 0 | 0 | 0 | 0 | 5000 | 0 | 0
3631 | 5000 | 0 | 0 | 0 | 0 | 0 | 0 | 5000 | 0 | 0
3632 | 5000 | 0 | 0 | 0 | 0 | 0 | 0 | 5000 | 0 | 0
3633 | 5000 | 0 | 0 | 0 | 0 | 0 | 0 | 5000 | 0 | 0
3634 | 5000 | 0 | 0 | 0 | 0 | 0 | 0 | 5000 | 0 | 0
3635 | 5000 | 0 | 0 | 0 | 0 | 0 | 0 | 5000 | 0 | 0
3636 | 5000 | 0 | 0 | 0 | 0 | 0 | 0 | 5000 | 0 | 0
3637 | 5000 | 0 | 0 | 0 | 0 | 0 | 0 | 5000 | 0 | 0
3638 | 5000 | 0 | 0 | 0 | 0 | 0 | 0 | 5000 | 0 | 0
3639 | 5000 | 0 | 0 | 0 | 0 | 0 | 0 | 5000 | 0 | 0
3640 | 5000 | 0 | 0 | 0 | 0 | 0 | 0 | 5000 | 0 | 0
3641 | 5000 | 0 | 0 | 0 | 0 | 0 | 0 | 5000 | 0 | 0
3642 | 5000 | 0 | 0 | 0 | 0 | 0 | 0 | 5000 | 0 | 0
3643 | 5000 | 0 | 0 | 0 | 0 | 0 | 0 | 5000 | 0 | 0
3644 | 5000 | 0 | 0 | 0 | 0 | 0 | 0 | 5000 | 0 | 0
3645 | 5000 | 0 | 0 | 0 | 0 | 0 | 0 | 5000 | 0 | 0
3646 | 5000 | 0 | 0 | 0 | 0 | 0 | 0 | 5000 | 0 | 0
3647 | 5000 | 0 | 0 | 0 | 0 | 0 | 0 | 5000 | 0 | 0
3648 | 5000 | 0 | 0 | 0 | 0 | 0 | 0 | 5000 | 0 | 0
3649 | 5000 | 0 | 0 | 0 | 0 | 0 | 0 | 5000 | -5000 | 0
3650 | 5000 | 0 | 0 | 0 | 0 | 0 | 0 | 5000 | -5000 | 0
3651 | 5000 | 0 | 0 | 0 | 0 | 0 | 0 | 5000 | -5000 | 0
3652 | 5000 | 0 | 0 | 0 | 0 | 0 | 0 | 5000 | -5000 | 0
3653 | 5000 | 0 | 0 | 0 | 0 | 0 | 0 | 5000 | -5000 | 0
3654 | 5000 | 0 | 0 | 0 | 0 | 0 | 0 | 5000 | -1373.421 | 0
3655 | 5000 | 0 | 0 | 0 | 0 | 0 | 0 | 5000 | 0 | 0
3656 | 5000 | 0 | 0 | 0 | 0 | 0 | 0 | 5000 | 0 | 0
3657 | 5000 | 0 | 0 | 0 | 0 | 0 | 0 | 5000 | 0 | 0
3658 | 5000 | 0 | 0 | 0 | 0 | 0 | 0 | 5000 | 0 | 0
3659 | 5000 | 0 | 0 | 0 | 0 | 0 | 0 | 5000 | 0 | 0
3660 | 5000 | 0 | 0 | 0 | 0 | 0 | 0 | 5000 | 0 | 0
3661 | 5000 | 0 | 0 | 0 | 0 | 0 | 0 | 5000 | 0 | 0
3662 | 5000 | 0 | 0 | 0 | 0 | 0 | 0 | 5000 | 0 | 0
3663 | 5000 | 0 | 0 | 0 | 0 | 0 | 0 | 5000 | 0 | 0
3664 | 5000 | 0 | 0 | 0 | 0 | 0 | 0 | 5000 | 0 | 0
3665 | 5000 | 0 | 0 | 0 | 0 | 0 | 0 | 5000 | 0 | 0
3666 | 5000 | 0 | 0 | 0 | 0 | 0 | 0 | 5000 | 0 | 0
3667 | 5000 | 0 | 0 | 0 | 0 | 0 | 0 | 1301.899 | 0 | 3698.101
3668 | 5000 | 0 | 0 | 0 | 0 | 0 | 0 | 0 | 0 | 5000
3669 | 5000 | 0 | 0 | 0 | 0 | 0 | 0 | 0 | 0 | 5000
3670 | 5000 | 0 | 0 | 0 | 0 | 0 | 0 | 0 | 0 | 5000
3671 | 5000 | 0 | 0 | 0 | 0 | 0 | 0 | 0 | 0 | 5000
3672 | 5000 | 0 | 0 | 0 | 0 | 0 | 0 | 5000 | 0 | 0
3673 | 5000 | 0 | 0 | 0 | 0 | 0 | 0 | 5000 | -5000 | 0
3674 | 5000 | 0 | 0 | 0 | 0 | 0 | 0 | 5000 | -5000 | 0
3675 | 5000 | 0 | 0 | 0 | 0 | 0 | 0 | 5000 | -5000 | 0
3676 | 5000 | 0 | 0 | 0 | 0 | 0 | 0 | 5000 | -5000 | 0
3677 | 5000 | 0 | 0 | 0 | 0 | 0 | 0 | 5000 | -5000 | 0
3678 | 5000 | 0 | 0 | 0 | 0 | 0 | 0 | 5000 | -1373.421 | 0
3679 | 5000 | 0 | 0 | 0 | 0 | 0 | 0 | 5000 | 0 | 0
3680 | 5000 | 0 | 0 | 0 | 0 | 0 | 0 | 5000 | 0 | 0
3681 | 5000 | 0 | 0 | 0 | 0 | 0 | 0 | 5000 | 0 | 0
3682 | 5000 | 0 | 0 | 0 | 0 | 0 | 0 | 5000 | 0 | 0
3683 | 5000 | 0 | 0 | 0 | 0 | 0 | 0 | 5000 | 0 | 0
3684 | 5000 | 0 | 0 | 0 | 0 | 0 | 0 | 5000 | 0 | 0
3685 | 5000 | 0 | 0 | 0 | 0 | 0 | 0 | 5000 | 0 | 0
3686 | 5000 | 0 | 0 | 0 | 0 | 0 | 0 | 5000 | 0 | 0
3687 | 5000 | 0 | 0 | 0 | 0 | 0 | 0 | 5000 | 0 | 0
3688 | 5000 | 0 | 0 | 0 | 0 | 0 | 0 | 5000 | 0 | 0
3689 | 5000 | 0 | 0 | 0 | 0 | 0 | 0 | 5000 | 0 | 0
3690 | 5000 | 0 | 0 | 0 | 0 | 0 | 0 | 5000 | 0 | 0
3691 | 5000 | 0 | 0 | 0 | 0 | 0 | 0 | 1301.899 | 0 | 3698.101
3692 | 5000 | 0 | 0 | 0 | 0 | 0 | 0 | 0 | 0 | 5000
3693 | 5000 | 0 | 0 | 0 | 0 | 0 | 0 | 0 | 0 | 5000
3694 | 5000 | 0 | 0 | 0 | 0 | 0 | 0 | 0 | 0 | 5000
3695 | 5000 | 0 | 0 | 0 | 0 | 0 | 0 | 0 | 0 | 5000
3696 | 5000 | 0 | 0 | 0 | 0 | 0 | 0 | 5000 | 0 | 0
3697 | 5000 | 0 | 0 | 0 | 0 | 0 | 0 | 5000 | -5000 | 0
3698 | 5000 | 0 | 0 | 0 | 0 | 0 | 0 | 5000 | -5000 | 0
3699 | 5000 | 0 | 0 | 0 | 0 | 0 | 0 | 5000 | -5000 | 0
3700 | 5000 | 0 | 0 | 0 | 0 | 0 | 0 | 5000 | -5000 | 0
3701 | 5000 | 0 | 0 | 0 | 0 | 0 | 0 | 5000 | -5000 | 0
3702 | 5000 | 0 | 0 | 0 | 0 | 0 | 0 | 5000 | -1373.421 | 0
3703 | 5000 | 0 | 0 | 0 | 0 | 0 | 0 | 5000 | 0 | 0
3704 | 5000 | 0 | 0 | 0 | 0 | 0 | 0 | 5000 | 0 | 0
3705 | 5000 | 0 | 0 | 0 | 0 | 0 | 0 | 5000 | 0 | 0
3706 | 5000 | 0 | 0 | 0 | 0 | 0 | 0 | 5000 | 0 | 0
3707 | 5000 | 0 | 0 | 0 | 0 | 0 | 0 | 5000 | 0 | 0
3708 | 5000 | 0 | 0 | 0 | 0 | 0 | 0 | 5000 | 0 | 0
3709 | 5000 | 0 | 0 | 0 | 0 | 0 | 0 | 5000 | 0 | 0
3710 | 5000 | 0 | 0 | 0 | 0 | 0 | 0 | 5000 | 0 | 0
3711 | 5000 | 0 | 0 | 0 | 0 | 0 | 0 | 5000 | 0 | 0
3712 | 5000 | 0 | 0 | 0 | 0 | 0 | 0 | 5000 | 0 | 0
3713 | 5000 | 0 | 0 | 0 | 0 | 0 | 0 | 5000 | 0 | 0
3714 | 5000 | 0 | 0 | 0 | 0 | 0 | 0 | 5000 | 0 | 0
3715 | 5000 | 0 | 0 | 0 | 0 | 0 | 0 | 1301.899 | 0 | 3698.101
3716 | 5000 | 0 | 0 | 0 | 0 | 0 | 0 | 0 | 0 | 5000
3717 | 5000 | 0 | 0 | 0 | 0 | 0 | 0 | 0 | 0 | 5000
3718 | 5000 | 0 | 0 | 0 | 0 | 0 | 0 | 0 | 0 | 5000
3719 | 5000 | 0 | 0 | 0 | 0 | 0 | 0 | 0 | 0 | 5000
3720 | 5000 | 0 | 0 | 0 | 0 | 0 | 0 | 5000 | 0 | 0
3721 | 5000 | 0 | 0 | 0 | 0 | 0 | 0 | 5000 | -5000 | 0
3722 | 5000 | 0 | 0 | 0 | 0 | 0 | 0 | 5000 | -5000 | 0
3723 | 5000 | 0 | 0 | 0 | 0 | 0 | 0 | 5000 | -5000 | 0
3724 | 5000 | 0 | 0 | 0 | 0 | 0 | 0 | 5000 | -5000 | 0
3725 | 5000 | 0 | 0 | 0 | 0 | 0 | 0 | 5000 | -5000 | 0
3726 | 5000 | 0 | 0 | 0 | 0 | 0 | 0 | 5000 | -1373.421 | 0
3727 | 5000 | 0 | 0 | 0 | 0 | 0 | 0 | 5000 | 0 | 0
3728 | 5000 | 0 | 0 | 0 | 0 | 0 | 0 | 5000 | 0 | 0
3729 | 5000 | 0 | 0 | 0 | 0 | 0 | 0 | 5000 | 0 | 0
3730 | 5000 | 0 | 0 | 0 | 0 | 0 | 0 | 5000 | 0 | 0
3731 | 5000 | 0 | 0 | 0 | 0 | 0 | 0 | 5000 | 0 | 0
3732 | 5000 | 0 | 0 | 0 | 0 | 0 | 0 | 5000 | 0 | 0
3733 | 5000 | 0 | 0 | 0 | 0 | 0 | 0 | 5000 | 0 | 0
3734 | 5000 | 0 | 0 | 0 | 0 | 0 | 0 | 5000 | 0 | 0
3735 | 5000 | 0 | 0 | 0 | 0 | 0 | 0 | 5000 | 0 | 0
3736 | 5000 | 0 | 0 | 0 | 0 | 0 | 0 | 5000 | 0 | 0
3737 | 5000 | 0 | 0 | 0 | 0 | 0 | 0 | 5000 | 0 | 0
3738 | 5000 | 0 | 0 | 0 | 0 | 0 | 0 | 5000 | 0 | 0
3739 | 5000 | 0 | 0 | 0 | 0 | 0 | 0 | 1301.899 | 0 | 3698.101
3740 | 5000 | 0 | 0 | 0 | 0 | 0 | 0 | 0 | 0 | 5000
3741 | 5000 | 0 | 0 | 0 | 0 | 0 | 0 | 0 | 0 | 5000
3742 | 5000 | 0 | 0 | 0 | 0 | 0 | 0 | 0 | 0 | 5000
3743 | 5000 | 0 | 0 | 0 | 0 | 0 | 0 | 0 | 0 | 5000
3744 | 5000 | 0 | 0 | 0 | 0 | 0 | 0 | 5000 | 0 | 0
3745 | 5000 | 0 | 0 | 0 | 0 | 0 | 0 | 5000 | -5000 | 0
3746 | 5000 | 0 | 0 | 0 | 0 | 0 | 0 | 5000 | -5000 | 0
3747 | 5000 | 0 | 0 | 0 | 0 | 0 | 0 | 5000 | -5000 | 0
3748 | 5000 | 0 | 0 | 0 | 0 | 0 | 0 | 5000 | -5000 | 0
3749 | 5000 | 0 | 0 | 0 | 0 | 0 | 0 | 5000 | -5000 | 0
3750 | 5000 | 0 | 0 | 0 | 0 | 0 | 0 | 5000 | -1373.421 | 0
3751 | 5000 | 0 | 0 | 0 | 0 | 0 | 0 | 5000 | 0 | 0
3752 | 5000 | 0 | 0 | 0 | 0 | 0 | 0 | 5000 | 0 | 0
3753 | 5000 | 0 | 0 | 0 | 0 | 0 | 0 | 5000 | 0 | 0
3754 | 5000 | 0 | 0 | 0 | 0 | 0 | 0 | 5000 | 0 | 0
3755 | 5000 | 0 | 0 | 0 | 0 | 0 | 0 | 5000 | 0 | 0
3756 | 5000 | 0 | 0 | 0 | 0 | 0 | 0 | 5000 | 0 | 0
3757 | 5000 | 0 | 0 | 0 | 0 | 0 | 0 | 5000 | 0 | 0
3758 | 5000 | 0 | 0 | 0 | 0 | 0 | 0 | 5000 | 0 | 0
3759 | 5000 | 0 | 0 | 0 | 0 | 0 | 0 | 5000 | 0 | 0
3760 | 5000 | 0 | 0 | 0 | 0 | 0 | 0 | 5000 | 0 | 0
3761 | 5000 | 0 | 0 | 0 | 0 | 0 | 0 | 5000 | 0 | 0
3762 | 5000 | 0 | 0 | 0 | 0 | 0 | 0 | 5000 | 0 | 0
3763 | 5000 | 0 | 0 | 0 | 0 | 0 | 0 | 1301.899 | 0 | 3698.101
3764 | 5000 | 0 | 0 | 0 | 0 | 0 | 0 | 0 | 0 | 5000
3765 | 5000 | 0 | 0 | 0 | 0 | 0 | 0 | 0 | 0 | 5000
3766 | 5000 | 0 | 0 | 0 | 0 | 0 | 0 | 0 | 0 | 5000
3767 | 5000 | 0 | 0 | 0 | 0 | 0 | 0 | 0 | 0 | 5000
3768 | 5000 | 0 | 0 | 0 | 0 | 0 | 0 | 5000 | 0 | 0
3769 | 5000 | 0 | 0 | 0 | 0 | 0 | 0 | 5000 | -5000 | 0
3770 | 5000 | 0 | 0 | 0 | 0 | 0 | 0 | 5000 | -5000 | 0
3771 | 5000 | 0 | 0 | 0 | 0 | 0 | 0 | 5000 | -5000 | 0
3772 | 5000 | 0 | 0 | 0 | 0 | 0 | 0 | 5000 | -5000 | 0
3773 | 5000 | 0 | 0 | 0 | 0 | 0 | 0 | 5000 | -5000 | 0
3774 | 5000 | 0 | 0 | 0 | 0 | 0 | 0 | 5000 | -1373.421 | 0
3775 | 5000 | 0 | 0 | 0 | 0 | 0 | 0 | 5000 | 0 | 0
3776 | 5000 | 0 | 0 | 0 | 0 | 0 | 0 | 5000 | 0 | 0
3777 | 5000 | 0 | 0 | 0 | 0 | 0 | 0 | 5000 | 0 | 0
3778 | 5000 | 0 | 0 | 0 | 0 | 0 | 0 | 5000 | 0 | 0
3779 | 5000 | 0 | 0 | 0 | 0 | 0 | 0 | 5000 | 0 | 0
3780 | 5000 | 0 | 0 | 0 | 0 | 0 | 0 | 5000 | 0 | 0
3781 | 5000 | 0 | 0 | 0 | 0 | 0 | 0 | 5000 | 0 | 0
3782 | 5000 | 0 | 0 | 0 | 0 | 0 | 0 | 5000 | 0 | 0
3783 | 5000 | 0 | 0 | 0 | 0 | 0 | 0 | 5000 | 0 | 0
3784 | 5000 | 0 | 0 | 0 | 0 | 0 | 0 | 5000 | 0 | 0
3785 | 5000 | 0 | 0 | 0 | 0 | 0 | 0 | 5000 | 0 | 0
3786 | 5000 | 0 | 0 | 0 | 0 | 0 | 0 | 5000 | 0 | 0
3787 | 5000 | 0 | 0 | 0 | 0 | 0 | 0 | 1301.899 | 0 | 3698.101
3788 | 5000 | 0 | 0 | 0 | 0 | 0 | 0 | 0 | 0 | 5000
3789 | 5000 | 0 | 0 | 0 | 0 | 0 | 0 | 0 | 0 | 5000
3790 | 5000 | 0 | 0 | 0 | 0 | 0 | 0 | 0 | 0 | 5000
3791 | 5000 | 0 | 0 | 0 | 0 | 0 | 0 | 0 | 0 | 5000
3792 | 5000 | 0 | 0 | 0 | 0 | 0 | 0 | 5000 | 0 | 0
3793 | 5000 | 0 | 0 | 0 | 0 | 0 | 0 | 5000 | 0 | 0
3794 | 5000 | 0 | 0 | 0 | 0 | 0 | 0 | 5000 | 0 | 0
3795 | 5000 | 0 | 0 | 0 | 0 | 0 | 0 | 5000 | 0 | 0
3796 | 5000 | 0 | 0 | 0 | 0 | 0 | 0 | 5000 | 0 | 0
3797 | 5000 | 0 | 0 | 0 | 0 | 0 | 0 | 5000 | 0 | 0
3798 | 5000 | 0 | 0 | 0 | 0 | 0 | 0 | 5000 | 0 | 0
3799 | 5000 | 0 | 0 | 0 | 0 | 0 | 0 | 5000 | 0 | 0
3800 | 5000 | 0 | 0 | 0 | 0 | 0 | 0 | 5000 | 0 | 0
3801 | 5000 | 0 | 0 | 0 | 0 | 0 | 0 | 5000 | 0 | 0
3802 | 5000 | 0 | 0 | 0 | 0 | 0 | 0 | 5000 | 0 | 0
3803 | 5000 | 0 | 0 | 0 | 0 | 0 | 0 | 5000 | 0 | 0
3804 | 5000 | 0 | 0 | 0 | 0 | 0 | 0 | 5000 | 0 | 0
3805 | 5000 | 0 | 0 | 0 | 0 | 0 | 0 | 5000 | 0 | 0
3806 | 5000 | 0 | 0 | 0 | 0 | 0 | 0 | 5000 | 0 | 0
3807 | 5000 | 0 | 0 | 0 | 0 | 0 | 0 | 5000 | 0 | 0
3808 | 5000 | 0 | 0 | 0 | 0 | 0 | 0 | 5000 | 0 | 0
3809 | 5000 | 0 | 0 | 0 | 0 | 0 | 0 | 5000 | 0 | 0
3810 | 5000 | 0 | 0 | 0 | 0 | 0 | 0 | 5000 | 0 | 0
3811 | 5000 | 0 | 0 | 0 | 0 | 0 | 0 | 5000 | 0 | 0
3812 | 5000 | 0 | 0 | 0 | 0 | 0 | 0 | 5000 | 0 | 0
3813 | 5000 | 0 | 0 | 0 | 0 | 0 | 0 | 5000 | 0 | 0
3814 | 5000 | 0 | 0 | 0 | 0 | 0 | 0 | 5000 | 0 | 0
3815 | 5000 | 0 | 0 | 0 | 0 | 0 | 0 | 5000 | 0 | 0
3816 | 5000 | 0 | 0 | 0 | 0 | 0 | 0 | 5000 | 0 | 0
3817 | 5000 | 0 | 0 | 0 | 0 | 0 | 0 | 5000 | -5000 | 0
3818 | 5000 | 0 | 0 | 0 | 0 | 0 | 0 | 5000 | -5000 | 0
3819 | 5000 | 0 | 0 | 0 | 0 | 0 | 0 | 5000 | -5000 | 0
3820 | 5000 | 0 | 0 | 0 | 0 | 0 | 0 | 5000 | -5000 | 0
3821 | 5000 | 0 | 0 | 0 | 0 | 0 | 0 | 5000 | -5000 | 0
3822 | 5000 | 0 | 0 | 0 | 0 | 0 | 0 | 5000 | -1373.421 | 0
3823 | 5000 | 0 | 0 | 0 | 0 | 0 | 0 | 5000 | 0 | 0
3824 | 5000 | 0 | 0 | 0 | 0 | 0 | 0 | 5000 | 0 | 0
3825 | 5000 | 0 | 0 | 0 | 0 | 0 | 0 | 5000 | 0 | 0
3826 | 5000 | 0 | 0 | 0 | 0 | 0 | 0 | 5000 | 0 | 0
3827 | 5000 | 0 | 0 | 0 | 0 | 0 | 0 | 5000 | 0 | 0
3828 | 5000 | 0 | 0 | 0 | 0 | 0 | 0 | 5000 | 0 | 0
3829 | 5000 | 0 | 0 | 0 | 0 | 0 | 0 | 5000 | 0 | 0
3830 | 5000 | 0 | 0 | 0 | 0 | 0 | 0 | 5000 | 0 | 0
3831 | 5000 | 0 | 0 | 0 | 0 | 0 | 0 | 5000 | 0 | 0
3832 | 5000 | 0 | 0 | 0 | 0 | 0 | 0 | 5000 | 0 | 0
3833 | 5000 | 0 | 0 | 0 | 0 | 0 | 0 | 5000 | 0 | 0
3834 | 5000 | 0 | 0 | 0 | 0 | 0 | 0 | 5000 | 0 | 0
3835 | 5000 | 0 | 0 | 0 | 0 | 0 | 0 | 1301.899 | 0 | 3698.101
3836 | 5000 | 0 | 0 | 0 | 0 | 0 | 0 | 0 | 0 | 5000
3837 | 5000 | 0 | 0 | 0 | 0 | 0 | 0 | 0 | 0 | 5000
3838 | 5000 | 0 | 0 | 0 | 0 | 0 | 0 | 0 | 0 | 5000
3839 | 5000 | 0 | 0 | 0 | 0 | 0 | 0 | 0 | 0 | 5000
3840 | 5000 | 0 | 0 | 0 | 0 | 0 | 0 | 5000 | 0 | 0
3841 | 5000 | 0 | 0 | 0 | 0 | 0 | 0 | 5000 | -5000 | 0
3842 | 5000 | 0 | 0 | 0 | 0 | 0 | 0 | 5000 | -5000 | 0
3843 | 5000 | 0 | 0 | 0 | 0 | 0 | 0 | 5000 | -5000 | 0
3844 | 5000 | 0 | 0 | 0 | 0 | 0 | 0 | 5000 | -5000 | 0
3845 | 5000 | 0 | 0 | 0 | 0 | 0 | 0 | 5000 | -5000 | 0
3846 | 5000 | 0 | 0 | 0 | 0 | 0 | 0 | 5000 | -1373.421 | 0
3847 | 5000 | 0 | 0 | 0 | 0 | 0 | 0 | 5000 | 0 | 0
3848 | 5000 | 0 | 0 | 0 | 0 | 0 | 0 | 5000 | 0 | 0
3849 | 5000 | 0 | 0 | 0 | 0 | 0 | 0 | 5000 | 0 | 0
3850 | 5000 | 0 | 0 | 0 | 0 | 0 | 0 | 5000 | 0 | 0
3851 | 5000 | 0 | 0 | 0 | 0 | 0 | 0 | 5000 | 0 | 0
3852 | 5000 | 0 | 0 | 0 | 0 | 0 | 0 | 5000 | 0 | 0
3853 | 5000 | 0 | 0 | 0 | 0 | 0 | 0 | 5000 | 0 | 0
3854 | 5000 | 0 | 0 | 0 | 0 | 0 | 0 | 5000 | 0 | 0
3855 | 5000 | 0 | 0 | 0 | 0 | 0 | 0 | 5000 | 0 | 0
3856 | 5000 | 0 | 0 | 0 | 0 | 0 | 0 | 5000 | 0 | 0
3857 | 5000 | 0 | 0 | 0 | 0 | 0 | 0 | 5000 | 0 | 0
3858 | 5000 | 0 | 0 | 0 | 0 | 0 | 0 | 5000 | 0 | 0
3859 | 5000 | 0 | 0 | 0 | 0 | 0 | 0 | 1301.899 | 0 | 3698.101
3860 | 5000 | 0 | 0 | 0 | 0 | 0 | 0 | 0 | 0 | 5000
3861 | 5000 | 0 | 0 | 0 | 0 | 0 | 0 | 0 | 0 | 5000
3862 | 5000 | 0 | 0 | 0 | 0 | 0 | 0 | 0 | 0 | 5000
3863 | 5000 | 0 | 0 | 0 | 0 | 0 | 0 | 0 | 0 | 5000
3864 | 5000 | 0 | 0 | 0 | 0 | 0 | 0 | 5000 | 0 | 0
3865 | 5000 | 0 | 0 | 0 | 0 | 0 | 0 | 5000 | -5000 | 0
3866 | 5000 | 0 | 0 | 0 | 0 | 0 | 0 | 5000 | -5000 | 0
3867 | 5000 | 0 | 0 | 0 | 0 | 0 | 0 | 5000 | -5000 | 0
3868 | 5000 | 0 | 0 | 0 | 0 | 0 | 0 | 5000 | -5000 | 0
3869 | 5000 | 0 | 0 | 0 | 0 | 0 | 0 | 5000 | -5000 | 0
3870 | 5000 | 0 | 0 | 0 | 0 | 0 | 0 | 5000 | -1373.421 | 0
3871 | 5000 | 0 | 0 | 0 | 0 | 0 | 0 | 5000 | 0 | 0
3872 | 5000 | 0 | 0 | 0 | 0 | 0 | 0 | 5000 | 0 | 0
3873 | 5000 | 0 | 0 | 0 | 0 | 0 | 0 | 5000 | 0 | 0
3874 | 5000 | 0 | 0 | 0 | 0 | 0 | 0 | 5000 | 0 | 0
3875 | 5000 | 0 | 0 | 0 | 0 | 0 | 0 | 5000 | 0 | 0
3876 | 5000 | 0 | 0 | 0 | 0 | 0 | 0 | 5000 | 0 | 0
3877 | 5000 | 0 | 0 | 0 | 0 | 0 | 0 | 5000 | 0 | 0
3878 | 5000 | 0 | 0 | 0 | 0 | 0 | 0 | 5000 | 0 | 0
3879 | 5000 | 0 | 0 | 0 | 0 | 0 | 0 | 5000 | 0 | 0
3880 | 5000 | 0 | 0 | 0 | 0 | 0 | 0 | 5000 | 0 | 0
3881 | 5000 | 0 | 0 | 0 | 0 | 0 | 0 | 5000 | 0 | 0
3882 | 5000 | 0 | 0 | 0 | 0 | 0 | 0 | 5000 | 0 | 0
3883 | 5000 | 0 | 0 | 0 | 0 | 0 | 0 | 1301.899 | 0 | 3698.101
3884 | 5000 | 0 | 0 | 0 | 0 | 0 | 0 | 0 | 0 | 5000
3885 | 5000 | 0 | 0 | 0 | 0 | 0 | 0 | 0 | 0 | 5000
3886 | 5000 | 0 | 0 | 0 | 0 | 0 | 0 | 0 | 0 | 5000
3887 | 5000 | 0 | 0 | 0 | 0 | 0 | 0 | 0 | 0 | 5000
3888 | 5000 | 0 | 0 | 0 | 0 | 0 | 0 | 5000 | 0 | 0
3889 | 5000 | 0 | 0 | 0 | 0 | 0 | 0 | 5000 | -5000 | 0
3890 | 5000 | 0 | 0 | 0 | 0 | 0 | 0 | 5000 | -5000 | 0
3891 | 5000 | 0 | 0 | 0 | 0 | 0 | 0 | 5000 | -5000 | 0
3892 | 5000 | 0 | 0 | 0 | 0 | 0 | 0 | 5000 | -5000 | 0
3893 | 5000 | 0 | 0 | 0 | 0 | 0 | 0 | 5000 | -5000 | 0
3894 | 5000 | 0 | 0 | 0 | 0 | 0 | 0 | 5000 | -1373.421 | 0
3895 | 5000 | 0 | 0 | 0 | 0 | 0 | 0 | 5000 | 0 | 0
3896 | 5000 | 0 | 0 | 0 | 0 | 0 | 0 | 5000 | 0 | 0
3897 | 5000 | 0 | 0 | 0 | 0 | 0 | 0 | 5000 | 0 | 0
3898 | 5000 | 0 | 0 | 0 | 0 | 0 | 0 | 5000 | 0 | 0
3899 | 5000 | 0 | 0 | 0 | 0 | 0 | 0 | 5000 | 0 | 0
3900 | 5000 | 0 | 0 | 0 | 0 | 0 | 0 | 5000 | 0 | 0
3901 | 5000 | 0 | 0 | 0 | 0 | 0 | 0 | 5000 | 0 | 0
3902 | 5000 | 0 | 0 | 0 | 0 | 0 | 0 | 5000 | 0 | 0
3903 | 5000 | 0 | 0 | 0 | 0 | 0 | 0 | 5000 | 0 | 0
3904 | 5000 | 0 | 0 | 0 | 0 | 0 | 0 | 5000 | 0 | 0
3905 | 5000 | 0 | 0 | 0 | 0 | 0 | 0 | 5000 | 0 | 0
3906 | 5000 | 0 | 0 | 0 | 0 | 0 | 0 | 5000 | 0 | 0
3907 | 5000 | 0 | 0 | 0 | 0 | 0 | 0 | 1301.899 | 0 | 3698.101
3908 | 5000 | 0 | 0 | 0 | 0 | 0 | 0 | 0 | 0 | 5000
3909 | 5000 | 0 | 0 | 0 | 0 | 0 | 0 | 0 | 0 | 5000
3910 | 5000 | 0 | 0 | 0 | 0 | 0 | 0 | 0 | 0 | 5000
3911 | 5000 | 0 | 0 | 0 | 0 | 0 | 0 | 0 | 0 | 5000
3912 | 5000 | 0 | 0 | 0 | 0 | 0 | 0 | 5000 | 0 | 0
3913 | 5000 | 0 | 0 | 0 | 0 | 0 | 0 | 5000 | -5000 | 0
3914 | 5000 | 0 | 0 | 0 | 0 | 0 | 0 | 5000 | -5000 | 0
3915 | 5000 | 0 | 0 | 0 | 0 | 0 | 0 | 5000 | -5000 | 0
3916 | 5000 | 0 | 0 | 0 | 0 | 0 | 0 | 5000 | -5000 | 0
3917 | 5000 | 0 | 0 | 0 | 0 | 0 | 0 | 5000 | -5000 | 0
3918 | 5000 | 0 | 0 | 0 | 0 | 0 | 0 | 5000 | -1373.421 | 0
3919 | 5000 | 0 | 0 | 0 | 0 | 0 | 0 | 5000 | 0 | 0
3920 | 5000 | 0 | 0 | 0 | 0 | 0 | 0 | 5000 | 0 | 0
3921 | 5000 | 0 | 0 | 0 | 0 | 0 | 0 | 5000 | 0 | 0
3922 | 5000 | 0 | 0 | 0 | 0 | 0 | 0 | 5000 | 0 | 0
3923 | 5000 | 0 | 0 | 0 | 0 | 0 | 0 | 5000 | 0 | 0
3924 | 5000 | 0 | 0 | 0 | 0 | 0 | 0 | 5000 | 0 | 0
3925 | 5000 | 0 | 0 | 0 | 0 | 0 | 0 | 5000 | 0 | 0
3926 | 5000 | 0 | 0 | 0 | 0 | 0 | 0 | 5000 | 0 | 0
3927 | 5000 | 0 | 0 | 0 | 0 | 0 | 0 | 5000 | 0 | 0
3928 | 5000 | 0 | 0 | 0 | 0 | 0 | 0 | 5000 | 0 | 0
3929 | 5000 | 0 | 0 | 0 | 0 | 0 | 0 | 5000 | 0 | 0
3930 | 5000 | 0 | 0 | 0 | 0 | 0 | 0 | 5000 | 0 | 0
3931 | 5000 | 0 | 0 | 0 | 0 | 0 | 0 | 1301.899 | 0 | 3698.101
3932 | 5000 | 0 | 0 | 0 | 0 | 0 | 0 | 0 | 0 | 5000
3933 | 5000 | 0 | 0 | 0 | 0 | 0 | 0 | 0 | 0 | 5000
3934 | 5000 | 0 | 0 | 0 | 0 | 0 | 0 | 0 | 0 | 5000
3935 | 5000 | 0 | 0 | 0 | 0 | 0 | 0 | 0 | 0 | 5000
3936 | 5000 | 0 | 0 | 0 | 0 | 0 | 0 | 5000 | 0 | 0
3937 | 5000 | 0 | 0 | 0 | 0 | 0 | 0 | 5000 | -5000 | 0
3938 | 5000 | 0 | 0 | 0 | 0 | 0 | 0 | 5000 | -5000 | 0
3939 | 5000 | 0 | 0 | 0 | 0 | 0 | 0 | 5000 | -5000 | 0
3940 | 5000 | 0 | 0 | 0 | 0 | 0 | 0 | 5000 | -5000 | 0
3941 | 5000 | 0 | 0 | 0 | 0 | 0 | 0 | 5000 | -5000 | 0
3942 | 5000 | 0 | 0 | 0 | 0 | 0 | 0 | 5000 | -1373.421 | 0
3943 | 5000 | 0 | 0 | 0 | 0 | 0 | 0 | 5000 | 0 | 0
3944 | 5000 | 0 | 0 | 0 | 0 | 0 | 0 | 5000 | 0 | 0
3945 | 5000 | 0 | 0 | 0 | 0 | 0 | 0 | 5000 | 0 | 0
3946 | 5000 | 0 | 0 | 0 | 0 | 0 | 0 | 5000 | 0 | 0
3947 | 5000 | 0 | 0 | 0 | 0 | 0 | 0 | 5000 | 0 | 0
3948 | 5000 | 0 | 0 | 0 | 0 | 0 | 0 | 5000 | 0 | 0
3949 | 5000 | 0 | 0 | 0 | 0 | 0 | 0 | 5000 | 0 | 0
3950 | 5000 | 0 | 0 | 0 | 0 | 0 | 0 | 5000 | 0 | 0
3951 | 5000 | 0 | 0 | 0 | 0 | 0 | 0 | 5000 | 0 | 0
3952 | 5000 | 0 | 0 | 0 | 0 | 0 | 0 | 5000 | 0 | 0
3953 | 5000 | 0 | 0 | 0 | 0 | 0 | 0 | 5000 | 0 | 0
3954 | 5000 | 0 | 0 | 0 | 0 | 0 | 0 | 5000 | 0 | 0
3955 | 5000 | 0 | 0 | 0 | 0 | 0 | 0 | 1301.899 | 0 | 3698.101
3956 | 5000 | 0 | 0 | 0 | 0 | 0 | 0 | 0 | 0 | 5000
3957 | 5000 | 0 | 0 | 0 | 0 | 0 | 0 | 0 | 0 | 5000
3958 | 5000 | 0 | 0 | 0 | 0 | 0 | 0 | 0 | 0 | 5000
3959 | 5000 | 0 | 0 | 0 | 0 | 0 | 0 | 0 | 0 | 5000
3960 | 5000 | 0 | 0 | 0 | 0 | 0 | 0 | 5000 | 0 | 0
3961 | 5000 | 0 | 0 | 0 | 0 | 0 | 0 | 5000 | 0 | 0
3962 | 5000 | 0 | 0 | 0 | 0 | 0 | 0 | 5000 | 0 | 0
3963 | 5000 | 0 | 0 | 0 | 0 | 0 | 0 | 5000 | 0 | 0
3964 | 5000 | 0 | 0 | 0 | 0 | 0 | 0 | 5000 | 0 | 0
3965 | 5000 | 0 | 0 | 0 | 0 | 0 | 0 | 5000 | 0 | 0
3966 | 5000 | 0 | 0 | 0 | 0 | 0 | 0 | 5000 | 0 | 0
3967 | 5000 | 0 | 0 | 0 | 0 | 0 | 0 | 5000 | 0 | 0
3968 | 5000 | 0 | 0 | 0 | 0 | 0 | 0 | 5000 | 0 | 0
3969 | 5000 | 0 | 0 | 0 | 0 | 0 | 0 | 5000 | 0 | 0
3970 | 5000 | 0 | 0 | 0 | 0 | 0 | 0 | 5000 | 0 | 0
3971 | 5000 | 0 | 0 | 0 | 0 | 0 | 0 | 5000 | 0 | 0
3972 | 5000 | 0 | 0 | 0 | 0 | 0 | 0 | 5000 | 0 | 0
3973 | 5000 | 0 | 0 | 0 | 0 | 0 | 0 | 5000 | 0 | 0
3974 | 5000 | 0 | 0 | 0 | 0 | 0 | 0 | 5000 | 0 | 0
3975 | 5000 | 0 | 0 | 0 | 0 | 0 | 0 | 5000 | 0 | 0
3976 | 5000 | 0 | 0 | 0 | 0 | 0 | 0 | 5000 | 0 | 0
3977 | 5000 | 0 | 0 | 0 | 0 | 0 | 0 | 5000 | 0 | 0
3978 | 5000 | 0 | 0 | 0 | 0 | 0 | 0 | 5000 | 0 | 0
3979 | 5000 | 0 | 0 | 0 | 0 | 0 | 0 | 5000 | 0 | 0
3980 | 5000 | 0 | 0 | 0 | 0 | 0 | 0 | 5000 | 0 | 0
3981 | 5000 | 0 | 0 | 0 | 0 | 0 | 0 | 5000 | 0 | 0
3982 | 5000 | 0 | 0 | 0 | 0 | 0 | 0 | 5000 | 0 | 0
3983 | 5000 | 0 | 0 | 0 | 0 | 0 | 0 | 5000 | 0 | 0
3984 | 5000 | 0 | 0 | 0 | 0 | 0 | 0 | 5000 | 0 | 0
3985 | 5000 | 0 | 0 | 0 | 0 | 0 | 0 | 5000 | -5000 | 0
3986 | 5000 | 0 | 0 | 0 | 0 | 0 | 0 | 5000 | -5000 | 0
3987 | 5000 | 0 | 0 | 0 | 0 | 0 | 0 | 5000 | -5000 | 0
3988 | 5000 | 0 | 0 | 0 | 0 | 0 | 0 | 5000 | -5000 | 0
3989 | 5000 | 0 | 0 | 0 | 0 | 0 | 0 | 5000 | -5000 | 0
3990 | 5000 | 0 | 0 | 0 | 0 | 0 | 0 | 5000 | -1373.421 | 0
3991 | 5000 | 0 | 0 | 0 | 0 | 0 | 0 | 5000 | 0 | 0
3992 | 5000 | 0 | 0 | 0 | 0 | 0 | 0 | 5000 | 0 | 0
3993 | 5000 | 0 | 0 | 0 | 0 | 0 | 0 | 5000 | 0 | 0
3994 | 5000 | 0 | 0 | 0 | 0 | 0 | 0 | 5000 | 0 | 0
3995 | 5000 | 0 | 0 | 0 | 0 | 0 | 0 | 5000 | 0 | 0
3996 | 5000 | 0 | 0 | 0 | 0 | 0 | 0 | 5000 | 0 | 0
3997 | 5000 | 0 | 0 | 0 | 0 | 0 | 0 | 5000 | 0 | 0
3998 | 5000 | 0 | 0 | 0 | 0 | 0 | 0 | 5000 | 0 | 0
3999 | 5000 | 0 | 0 | 0 | 0 | 0 | 0 | 5000 | 0 | 0
4000 | 5000 | 0 | 0 | 0 | 0 | 0 | 0 | 5000 | 0 | 0
4001 | 5000 | 0 | 0 | 0 | 0 | 0 | 0 | 5000 | 0 | 0
4002 | 5000 | 0 | 0 | 0 | 0 | 0 | 0 | 5000 | 0 | 0
4003 | 5000 | 0 | 0 | 0 | 0 | 0 | 0 | 1301.899 | 0 | 3698.101
4004 | 5000 | 0 | 0 | 0 | 0 | 0 | 0 | 0 | 0 | 5000
4005 | 5000 | 0 | 0 | 0 | 0 | 0 | 0 | 0 | 0 | 5000
4006 | 5000 | 0 | 0 | 0 | 0 | 0 | 0 | 0 | 0 | 5000
4007 | 5000 | 0 | 0 | 0 | 0 | 0 | 0 | 0 | 0 | 5000
4008 | 5000 | 0 | 0 | 0 | 0 | 0 | 0 | 5000 | 0 | 0
4009 | 5000 | 0 | 0 | 0 | 0 | 0 | 0 | 5000 | -5000 | 0
4010 | 5000 | 0 | 0 | 0 | 0 | 0 | 0 | 5000 | -5000 | 0
4011 | 5000 | 0 | 0 | 0 | 0 | 0 | 0 | 5000 | -5000 | 0
4012 | 5000 | 0 | 0 | 0 | 0 | 0 | 0 | 5000 | -5000 | 0
4013 | 5000 | 0 | 0 | 0 | 0 | 0 | 0 | 5000 | -5000 | 0
4014 | 5000 | 0 | 0 | 0 | 0 | 0 | 0 | 5000 | -1373.421 | 0
4015 | 5000 | 0 | 0 | 0 | 0 | 0 | 0 | 5000 | 0 | 0
4016 | 5000 | 0 | 0 | 0 | 0 | 0 | 0 | 5000 | 0 | 0
4017 | 5000 | 0 | 0 | 0 | 0 | 0 | 0 | 5000 | 0 | 0
4018 | 5000 | 0 | 0 | 0 | 0 | 0 | 0 | 5000 | 0 | 0
4019 | 5000 | 0 | 0 | 0 | 0 | 0 | 0 | 5000 | 0 | 0
4020 | 5000 | 0 | 0 | 0 | 0 | 0 | 0 | 5000 | 0 | 0
4021 | 5000 | 0 | 0 | 0 | 0 | 0 | 0 | 5000 | 0 | 0
4022 | 5000 | 0 | 0 | 0 | 0 | 0 | 0 | 5000 | 0 | 0
4023 | 5000 | 0 | 0 | 0 | 0 | 0 | 0 | 5000 | 0 | 0
4024 | 5000 | 0 | 0 | 0 | 0 | 0 | 0 | 5000 | 0 | 0
4025 | 5000 | 0 | 0 | 0 | 0 | 0 | 0 | 5000 | 0 | 0
4026 | 5000 | 0 | 0 | 0 | 0 | 0 | 0 | 5000 | 0 | 0
4027 | 5000 | 0 | 0 | 0 | 0 | 0 | 0 | 1301.899 | 0 | 3698.101
4028 | 5000 | 0 | 0 | 0 | 0 | 0 | 0 | 0 | 0 | 5000
4029 | 5000 | 0 | 0 | 0 | 0 | 0 | 0 | 0 | 0 | 5000
4030 | 5000 | 0 | 0 | 0 | 0 | 0 | 0 | 0 | 0 | 5000
4031 | 5000 | 0 | 0 | 0 | 0 | 0 | 0 | 0 | 0 | 5000
4032 | 5000 | 0 | 0 | 0 | 0 | 0 | 0 | 5000 | 0 | 0
4033 | 5000 | 0 | 0 | 0 | 0 | 0 | 0 | 5000 | -5000 | 0
4034 | 5000 | 0 | 0 | 0 | 0 | 0 | 0 | 5000 | -5000 | 0
4035 | 5000 | 0 | 0 | 0 | 0 | 0 | 0 | 5000 | -5000 | 0
4036 | 5000 | 0 | 0 | 0 | 0 | 0 | 0 | 5000 | -5000 | 0
4037 | 5000 | 0 | 0 | 0 | 0 | 0 | 0 | 5000 | -5000 | 0
4038 | 5000 | 0 | 0 | 0 | 0 | 0 | 0 | 5000 | -1373.421 | 0
4039 | 5000 | 0 | 0 | 0 | 0 | 0 | 0 | 5000 | 0 | 0
4040 | 5000 | 0 | 0 | 0 | 0 | 0 | 0 | 5000 | 0 | 0
4041 | 5000 | 0 | 0 | 0 | 0 | 0 | 0 | 5000 | 0 | 0
4042 | 5000 | 0 | 0 | 0 | 0 | 0 | 0 | 5000 | 0 | 0
4043 | 5000 | 0 | 0 | 0 | 0 | 0 | 0 | 5000 | 0 | 0
4044 | 5000 | 0 | 0 | 0 | 0 | 0 | 0 | 5000 | 0 | 0
4045 | 5000 | 0 | 0 | 0 | 0 | 0 | 0 | 5000 | 0 | 0
4046 | 5000 | 0 | 0 | 0 | 0 | 0 | 0 | 5000 | 0 | 0
4047 | 5000 | 0 | 0 | 0 | 0 | 0 | 0 | 5000 | 0 | 0
4048 | 5000 | 0 | 0 | 0 | 0 | 0 | 0 | 5000 | 0 | 0
4049 | 5000 | 0 | 0 | 0 | 0 | 0 | 0 | 5000 | 0 | 0
4050 | 5000 | 0 | 0 | 0 | 0 | 0 | 0 | 5000 | 0 | 0
4051 | 5000 | 0 | 0 | 0 | 0 | 0 | 0 | 1301.899 | 0 | 3698.101
4052 | 5000 | 0 | 0 | 0 | 0 | 0 | 0 | 0 | 0 | 5000
4053 | 5000 | 0 | 0 | 0 | 0 | 0 | 0 | 0 | 0 | 5000
4054 | 5000 | 0 | 0 | 0 | 0 | 0 | 0 | 0 | 0 | 5000
4055 | 5000 | 0 | 0 | 0 | 0 | 0 | 0 | 0 | 0 | 5000
4056 | 5000 | 0 | 0 | 0 | 0 | 0 | 0 | 5000 | 0 | 0
4057 | 5000 | 0 | 0 | 0 | 0 | 0 | 0 | 5000 | -5000 | 0
4058 | 5000 | 0 | 0 | 0 | 0 | 0 | 0 | 5000 | -5000 | 0
4059 | 5000 | 0 | 0 | 0 | 0 | 0 | 0 | 5000 | -5000 | 0
4060 | 5000 | 0 | 0 | 0 | 0 | 0 | 0 | 5000 | -5000 | 0
4061 | 5000 | 0 | 0 | 0 | 0 | 0 | 0 | 5000 | -5000 | 0
4062 | 5000 | 0 | 0 | 0 | 0 | 0 | 0 | 5000 | -1373.421 | 0
4063 | 5000 | 0 | 0 | 0 | 0 | 0 | 0 | 5000 | 0 | 0
4064 | 5000 | 0 | 0 | 0 | 0 | 0 | 0 | 5000 | 0 | 0
4065 | 5000 | 0 | 0 | 0 | 0 | 0 | 0 | 5000 | 0 | 0
4066 | 5000 | 0 | 0 | 0 | 0 | 0 | 0 | 5000 | 0 | 0
4067 | 5000 | 0 | 0 | 0 | 0 | 0 | 0 | 5000 | 0 | 0
4068 | 5000 | 0 | 0 | 0 | 0 | 0 | 0 | 5000 | 0 | 0
4069 | 5000 | 0 | 0 | 0 | 0 | 0 | 0 | 5000 | 0 | 0
4070 | 5000 | 0 | 0 | 0 | 0 | 0 | 0 | 5000 | 0 | 0
4071 | 5000 | 0 | 0 | 0 | 0 | 0 | 0 | 5000 | 0 | 0
4072 | 5000 | 0 | 0 | 0 | 0 | 0 | 0 | 5000 | 0 | 0
4073 | 5000 | 0 | 0 | 0 | 0 | 0 | 0 | 5000 | 0 | 0
4074 | 5000 | 0 | 0 | 0 | 0 | 0 | 0 | 5000 | 0 | 0
4075 | 5000 | 0 | 0 | 0 | 0 | 0 | 0 | 1301.899 | 0 | 3698.101
4076 | 5000 | 0 | 0 | 0 | 0 | 0 | 0 | 0 | 0 | 5000
4077 | 5000 | 0 | 0 | 0 | 0 | 0 | 0 | 0 | 0 | 5000
4078 | 5000 | 0 | 0 | 0 | 0 | 0 | 0 | 0 | 0 | 5000
4079 | 5000 | 0 | 0 | 0 | 0 | 0 | 0 | 0 | 0 | 5000
4080 | 5000 | 0 | 0 | 0 | 0 | 0 | 0 | 5000 | 0 | 0
4081 | 5000 | 0 | 0 | 0 | 0 | 0 | 0 | 5000 | -5000 | 0
4082 | 5000 | 0 | 0 | 0 | 0 | 0 | 0 | 5000 | -5000 | 0
4083 | 5000 | 0 | 0 | 0 | 0 | 0 | 0 | 5000 | -5000 | 0
4084 | 5000 | 0 | 0 | 0 | 0 | 0 | 0 | 5000 | -5000 | 0
4085 | 5000 | 0 | 0 | 0 | 0 | 0 | 0 | 5000 | -5000 | 0
4086 | 5000 | 0 | 0 | 0 | 0 | 0 | 0 | 5000 | -1373.421 | 0
4087 | 5000 | 0 | 0 | 0 | 0 | 0 | 0 | 5000 | 0 | 0
4088 | 5000 | 0 | 0 | 0 | 0 | 0 | 0 | 5000 | 0 | 0
4089 | 5000 | 0 | 0 | 0 | 0 | 0 | 0 | 5000 | 0 | 0
4090 | 5000 | 0 | 0 | 0 | 0 | 0 | 0 | 5000 | 0 | 0
4091 | 5000 | 0 | 0 | 0 | 0 | 0 | 0 | 5000 | 0 | 0
4092 | 5000 | 0 | 0 | 0 | 0 | 0 | 0 | 5000 | 0 | 0
4093 | 5000 | 0 | 0 | 0 | 0 | 0 | 0 | 5000 | 0 | 0
4094 | 5000 | 0 | 0 | 0 | 0 | 0 | 0 | 5000 | 0 | 0
4095 | 5000 | 0 | 0 | 0 | 0 | 0 | 0 | 5000 | 0 | 0
4096 | 5000 | 0 | 0 | 0 | 0 | 0 | 0 | 5000 | 0 | 0
4097 | 5000 | 0 | 0 | 0 | 0 | 0 | 0 | 5000 | 0 | 0
4098 | 5000 | 0 | 0 | 0 | 0 | 0 | 0 | 5000 | 0 | 0
4099 | 5000 | 0 | 0 | 0 | 0 | 0 | 0 | 1301.899 | 0 | 3698.101
4100 | 5000 | 0 | 0 | 0 | 0 | 0 | 0 | 0 | 0 | 5000
4101 | 5000 | 0 | 0 | 0 | 0 | 0 | 0 | 0 | 0 | 5000
4102 | 5000 | 0 | 0 | 0 | 0 | 0 | 0 | 0 | 0 | 5000
4103 | 5000 | 0 | 0 | 0 | 0 | 0 | 0 | 0 | 0 | 5000
4104 | 5000 | 0 | 0 | 0 | 0 | 0 | 0 | 5000 | 0 | 0
4105 | 5000 | 0 | 0 | 0 | 0 | 0 | 0 | 5000 | -5000 | 0
4106 | 5000 | 0 | 0 | 0 | 0 | 0 | 0 | 5000 | -5000 | 0
4107 | 5000 | 0 | 0 | 0 | 0 | 0 | 0 | 5000 | -5000 | 0
4108 | 5000 | 0 | 0 | 0 | 0 | 0 | 0 | 5000 | -5000 | 0
4109 | 5000 | 0 | 0 | 0 | 0 | 0 | 0 | 5000 | -5000 | 0
4110 | 5000 | 0 | 0 | 0 | 0 | 0 | 0 | 5000 | -1373.421 | 0
4111 | 5000 | 0 | 0 | 0 | 0 | 0 | 0 | 5000 | 0 | 0
4112 | 5000 | 0 | 0 | 0 | 0 | 0 | 0 | 5000 | 0 | 0
4113 | 5000 | 0 | 0 | 0 | 0 | 0 | 0 | 5000 | 0 | 0
4114 | 5000 | 0 | 0 | 0 | 0 | 0 | 0 | 5000 | 0 | 0
4115 | 5000 | 0 | 0 | 0 | 0 | 0 | 0 | 5000 | 0 | 0
4116 | 5000 | 0 | 0 | 0 | 0 | 0 | 0 | 5000 | 0 | 0
4117 | 5000 | 0 | 0 | 0 | 0 | 0 | 0 | 5000 | 0 | 0
4118 | 5000 | 0 | 0 | 0 | 0 | 0 | 0 | 5000 | 0 | 0
4119 | 5000 | 0 | 0 | 0 | 0 | 0 | 0 | 5000 | 0 | 0
4120 | 5000 | 0 | 0 | 0 | 0 | 0 | 0 | 5000 | 0 | 0
4121 | 5000 | 0 | 0 | 0 | 0 | 0 | 0 | 5000 | 0 | 0
4122 | 5000 | 0 | 0 | 0 | 0 | 0 | 0 | 5000 | 0 | 0
4123 | 5000 | 0 | 0 | 0 | 0 | 0 | 0 | 1301.899 | 0 | 3698.101
4124 | 5000 | 0 | 0 | 0 | 0 | 0 | 0 | 0 | 0 | 5000
4125 | 5000 | 0 | 0 | 0 | 0 | 0 | 0 | 0 | 0 | 5000
4126 | 5000 | 0 | 0 | 0 | 0 | 0 | 0 | 0 | 0 | 5000
4127 | 5000 | 0 | 0 | 0 | 0 | 0 | 0 | 0 | 0 | 5000
4128 | 5000 | 0 | 0 | 0 | 0 | 0 | 0 | 5000 | 0 | 0
4129 | 5000 | 0 | 0 | 0 | 0 | 0 | 0 | 5000 | 0 | 0
4130 | 5000 | 0 | 0 | 0 | 0 | 0 | 0 | 5000 | 0 | 0
4131 | 5000 | 0 | 0 | 0 | 0 | 0 | 0 | 5000 | 0 | 0
4132 | 5000 | 0 | 0 | 0 | 0 | 0 | 0 | 5000 | 0 | 0
4133 | 5000 | 0 | 0 | 0 | 0 | 0 | 0 | 5000 | 0 | 0
4134 | 5000 | 0 | 0 | 0 | 0 | 0 | 0 | 5000 | 0 | 0
4135 | 5000 | 0 | 0 | 0 | 0 | 0 | 0 | 5000 | 0 | 0
4136 | 5000 | 0 | 0 | 0 | 0 | 0 | 0 | 5000 | 0 | 0
4137 | 5000 | 0 | 0 | 0 | 0 | 0 | 0 | 5000 | 0 | 0
4138 | 5000 | 0 | 0 | 0 | 0 | 0 | 0 | 5000 | 0 | 0
4139 | 5000 | 0 | 0 | 0 | 0 | 0 | 0 | 5000 | 0 | 0
4140 | 5000 | 0 | 0 | 0 | 0 | 0 | 0 | 5000 | 0 | 0
4141 | 5000 | 0 | 0 | 0 | 0 | 0 | 0 | 5000 | 0 | 0
4142 | 5000 | 0 | 0 | 0 | 0 | 0 | 0 | 5000 | 0 | 0
4143 | 5000 | 0 | 0 | 0 | 0 | 0 | 0 | 5000 | 0 | 0
4144 | 5000 | 0 | 0 | 0 | 0 | 0 | 0 | 5000 | 0 | 0
4145 | 5000 | 0 | 0 | 0 | 0 | 0 | 0 | 5000 | 0 | 0
4146 | 5000 | 0 | 0 | 0 | 0 | 0 | 0 | 5000 | 0 | 0
4147 | 5000 | 0 | 0 | 0 | 0 | 0 | 0 | 5000 | 0 | 0
4148 | 5000 | 0 | 0 | 0 | 0 | 0 | 0 | 5000 | 0 | 0
4149 | 5000 | 0 | 0 | 0 | 0 | 0 | 0 | 5000 | 0 | 0
4150 | 5000 | 0 | 0 | 0 | 0 | 0 | 0 | 5000 | 0 | 0
4151 | 5000 | 0 | 0 | 0 | 0 | 0 | 0 | 5000 | 0 | 0
4152 | 5000 | 0 | 0 | 0 | 0 | 0 | 0 | 5000 | 0 | 0
4153 | 5000 | 0 | 0 | 0 | 0 | 0 | 0 | 5000 | -5000 | 0
4154 | 5000 | 0 | 0 | 0 | 0 | 0 | 0 | 5000 | -5000 | 0
4155 | 5000 | 0 | 0 | 0 | 0 | 0 | 0 | 5000 | -5000 | 0
4156 | 5000 | 0 | 0 | 0 | 0 | 0 | 0 | 5000 | -5000 | 0
4157 | 5000 | 0 | 0 | 0 | 0 | 0 | 0 | 5000 | -5000 | 0
4158 | 5000 | 0 | 0 | 0 | 0 | 0 | 0 | 5000 | -1373.421 | 0
4159 | 5000 | 0 | 0 | 0 | 0 | 0 | 0 | 5000 | 0 | 0
4160 | 5000 | 0 | 0 | 0 | 0 | 0 | 0 | 5000 | 0 | 0
4161 | 5000 | 0 | 0 | 0 | 0 | 0 | 0 | 5000 | 0 | 0
4162 | 5000 | 0 | 0 | 0 | 0 | 0 | 0 | 5000 | 0 | 0
4163 | 5000 | 0 | 0 | 0 | 0 | 0 | 0 | 5000 | 0 | 0
4164 | 5000 | 0 | 0 | 0 | 0 | 0 | 0 | 5000 | 0 | 0
4165 | 5000 | 0 | 0 | 0 | 0 | 0 | 0 | 5000 | 0 | 0
4166 | 5000 | 0 | 0 | 0 | 0 | 0 | 0 | 5000 | 0 | 0
4167 | 5000 | 0 | 0 | 0 | 0 | 0 | 0 | 5000 | 0 | 0
4168 | 5000 | 0 | 0 | 0 | 0 | 0 | 0 | 5000 | 0 | 0
4169 | 5000 | 0 | 0 | 0 | 0 | 0 | 0 | 5000 | 0 | 0
4170 | 5000 | 0 | 0 | 0 | 0 | 0 | 0 | 5000 | 0 | 0
4171 | 5000 | 0 | 0 | 0 | 0 | 0 | 0 | 1301.899 | 0 | 3698.101
4172 | 5000 | 0 | 0 | 0 | 0 | 0 | 0 | 0 | 0 | 5000
4173 | 5000 | 0 | 0 | 0 | 0 | 0 | 0 | 0 | 0 | 5000
4174 | 5000 | 0 | 0 | 0 | 0 | 0 | 0 | 0 | 0 | 5000
4175 | 5000 | 0 | 0 | 0 | 0 | 0 | 0 | 0 | 0 | 5000
4176 | 5000 | 0 | 0 | 0 | 0 | 0 | 0 | 5000 | 0 | 0
4177 | 5000 | 0 | 0 | 0 | 0 | 0 | 0 | 5000 | -5000 | 0
4178 | 5000 | 0 | 0 | 0 | 0 | 0 | 0 | 5000 | -5000 | 0
4179 | 5000 | 0 | 0 | 0 | 0 | 0 | 0 | 5000 | -5000 | 0
4180 | 5000 | 0 | 0 | 0 | 0 | 0 | 0 | 5000 | -5000 | 0
4181 | 5000 | 0 | 0 | 0 | 0 | 0 | 0 | 5000 | -5000 | 0
4182 | 5000 | 0 | 0 | 0 | 0 | 0 | 0 | 5000 | -1373.421 | 0
4183 | 5000 | 0 | 0 | 0 | 0 | 0 | 0 | 5000 | 0 | 0
4184 | 5000 | 0 | 0 | 0 | 0 | 0 | 0 | 5000 | 0 | 0
4185 | 5000 | 0 | 0 | 0 | 0 | 0 | 0 | 5000 | 0 | 0
4186 | 5000 | 0 | 0 | 0 | 0 | 0 | 0 | 5000 | 0 | 0
4187 | 5000 | 0 | 0 | 0 | 0 | 0 | 0 | 5000 | 0 | 0
4188 | 5000 | 0 | 0 | 0 | 0 | 0 | 0 | 5000 | 0 | 0
4189 | 5000 | 0 | 0 | 0 | 0 | 0 | 0 | 5000 | 0 | 0
4190 | 5000 | 0 | 0 | 0 | 0 | 0 | 0 | 5000 | 0 | 0
4191 | 5000 | 0 | 0 | 0 | 0 | 0 | 0 | 5000 | 0 | 0
4192 | 5000 | 0 | 0 | 0 | 0 | 0 | 0 | 5000 | 0 | 0
4193 | 5000 | 0 | 0 | 0 | 0 | 0 | 0 | 5000 | 0 | 0
4194 | 5000 | 0 | 0 | 0 | 0 | 0 | 0 | 5000 | 0 | 0
4195 | 5000 | 0 | 0 | 0 | 0 | 0 | 0 | 1301.899 | 0 | 3698.101
4196 | 5000 | 0 | 0 | 0 | 0 | 0 | 0 | 0 | 0 | 5000
4197 | 5000 | 0 | 0 | 0 | 0 | 0 | 0 | 0 | 0 | 5000
4198 | 5000 | 0 | 0 | 0 | 0 | 0 | 0 | 0 | 0 | 5000
4199 | 5000 | 0 | 0 | 0 | 0 | 0 | 0 | 0 | 0 | 5000
4200 | 5000 | 0 | 0 | 0 | 0 | 0 | 0 | 5000 | 0 | 0
4201 | 5000 | 0 | 0 | 0 | 0 | 0 | 0 | 5000 | -5000 | 0
4202 | 5000 | 0 | 0 | 0 | 0 | 0 | 0 | 5000 | -5000 | 0
4203 | 5000 | 0 | 0 | 0 | 0 | 0 | 0 | 5000 | -5000 | 0
4204 | 5000 | 0 | 0 | 0 | 0 | 0 | 0 | 5000 | -5000 | 0
4205 | 5000 | 0 | 0 | 0 | 0 | 0 | 0 | 5000 | -5000 | 0
4206 | 5000 | 0 | 0 | 0 | 0 | 0 | 0 | 5000 | -1373.421 | 0
4207 | 5000 | 0 | 0 | 0 | 0 | 0 | 0 | 5000 | 0 | 0
4208 | 5000 | 0 | 0 | 0 | 0 | 0 | 0 | 5000 | 0 | 0
4209 | 5000 | 0 | 0 | 0 | 0 | 0 | 0 | 5000 | 0 | 0
4210 | 5000 | 0 | 0 | 0 | 0 | 0 | 0 | 5000 | 0 | 0
4211 | 5000 | 0 | 0 | 0 | 0 | 0 | 0 | 5000 | 0 | 0
4212 | 5000 | 0 | 0 | 0 | 0 | 0 | 0 | 5000 | 0 | 0
4213 | 5000 | 0 | 0 | 0 | 0 | 0 | 0 | 5000 | 0 | 0
4214 | 5000 | 0 | 0 | 0 | 0 | 0 | 0 | 5000 | 0 | 0
4215 | 5000 | 0 | 0 | 0 | 0 | 0 | 0 | 5000 | 0 | 0
4216 | 5000 | 0 | 0 | 0 | 0 | 0 | 0 | 5000 | 0 | 0
4217 | 5000 | 0 | 0 | 0 | 0 | 0 | 0 | 5000 | 0 | 0
4218 | 5000 | 0 | 0 | 0 | 0 | 0 | 0 | 5000 | 0 | 0
4219 | 5000 | 0 | 0 | 0 | 0 | 0 | 0 | 1301.899 | 0 | 3698.101
4220 | 5000 | 0 | 0 | 0 | 0 | 0 | 0 | 0 | 0 | 5000
4221 | 5000 | 0 | 0 | 0 | 0 | 0 | 0 | 0 | 0 | 5000
4222 | 5000 | 0 | 0 | 0 | 0 | 0 | 0 | 0 | 0 | 5000
4223 | 5000 | 0 | 0 | 0 | 0 | 0 | 0 | 0 | 0 | 5000
4224 | 5000 | 0 | 0 | 0 | 0 | 0 | 0 | 5000 | 0 | 0
4225 | 5000 | 0 | 0 | 0 | 0 | 0 | 0 | 5000 | -5000 | 0
4226 | 5000 | 0 | 0 | 0 | 0 | 0 | 0 | 5000 | -5000 | 0
4227 | 5000 | 0 | 0 | 0 | 0 | 0 | 0 | 5000 | -5000 | 0
4228 | 5000 | 0 | 0 | 0 | 0 | 0 | 0 | 5000 | -5000 | 0
4229 | 5000 | 0 | 0 | 0 | 0 | 0 | 0 | 5000 | -5000 | 0
4230 | 5000 | 0 | 0 | 0 | 0 | 0 | 0 | 5000 | -1373.421 | 0
4231 | 5000 | 0 | 0 | 0 | 0 | 0 | 0 | 5000 | 0 | 0
4232 | 5000 | 0 | 0 | 0 | 0 | 0 | 0 | 5000 | 0 | 0
4233 | 5000 | 0 | 0 | 0 | 0 | 0 | 0 | 5000 | 0 | 0
4234 | 5000 | 0 | 0 | 0 | 0 | 0 | 0 | 5000 | 0 | 0
4235 | 5000 | 0 | 0 | 0 | 0 | 0 | 0 | 5000 | 0 | 0
4236 | 5000 | 0 | 0 | 0 | 0 | 0 | 0 | 5000 | 0 | 0
4237 | 5000 | 0 | 0 | 0 | 0 | 0 | 0 | 5000 | 0 | 0
4238 | 5000 | 0 | 0 | 0 | 0 | 0 | 0 | 5000 | 0 | 0
4239 | 5000 | 0 | 0 | 0 | 0 | 0 | 0 | 5000 | 0 | 0
4240 | 5000 | 0 | 0 | 0 | 0 | 0 | 0 | 5000 | 0 | 0
4241 | 5000 | 0 | 0 | 0 | 0 | 0 | 0 | 5000 | 0 | 0
4242 | 5000 | 0 | 0 | 0 | 0 | 0 | 0 | 5000 | 0 | 0
4243 | 5000 | 0 | 0 | 0 | 0 | 0 | 0 | 1301.899 | 0 | 3698.101
4244 | 5000 | 0 | 0 | 0 | 0 | 0 | 0 | 0 | 0 | 5000
4245 | 5000 | 0 | 0 | 0 | 0 | 0 | 0 | 0 | 0 | 5000
4246 | 5000 | 0 | 0 | 0 | 0 | 0 | 0 | 0 | 0 | 5000
4247 | 5000 | 0 | 0 | 0 | 0 | 0 | 0 | 0 | 0 | 5000
4248 | 5000 | 0 | 0 | 0 | 0 | 0 | 0 | 5000 | 0 | 0
4249 | 5000 | 0 | 0 | 0 | 0 | 0 | 0 | 5000 | -5000 | 0
4250 | 5000 | 0 | 0 | 0 | 0 | 0 | 0 | 5000 | -5000 | 0
4251 | 5000 | 0 | 0 | 0 | 0 | 0 | 0 | 5000 | -5000 | 0
4252 | 5000 | 0 | 0 | 0 | 0 | 0 | 0 | 5000 | -5000 | 0
4253 | 5000 | 0 | 0 | 0 | 0 | 0 | 0 | 5000 | -5000 | 0
4254 | 5000 | 0 | 0 | 0 | 0 | 0 | 0 | 5000 | -1373.421 | 0
4255 | 5000 | 0 | 0 | 0 | 0 | 0 | 0 | 5000 | 0 | 0
4256 | 5000 | 0 | 0 | 0 | 0 | 0 | 0 | 5000 | 0 | 0
4257 | 5000 | 0 | 0 | 0 | 0 | 0 | 0 | 5000 | 0 | 0
4258 | 5000 | 0 | 0 | 0 | 0 | 0 | 0 | 5000 | 0 | 0
4259 | 5000 | 0 | 0 | 0 | 0 | 0 | 0 | 5000 | 0 | 0
4260 | 5000 | 0 | 0 | 0 | 0 | 0 | 0 | 5000 | 0 | 0
4261 | 5000 | 0 | 0 | 0 | 0 | 0 | 0 | 5000 | 0 | 0
4262 | 5000 | 0 | 0 | 0 | 0 | 0 | 0 | 5000 | 0 | 0
4263 | 5000 | 0 | 0 | 0 | 0 | 0 | 0 | 5000 | 0 | 0
4264 | 5000 | 0 | 0 | 0 | 0 | 0 | 0 | 5000 | 0 | 0
4265 | 5000 | 0 | 0 | 0 | 0 | 0 | 0 | 5000 | 0 | 0
4266 | 5000 | 0 | 0 | 0 | 0 | 0 | 0 | 5000 | 0 | 0
4267 | 5000 | 0 | 0 | 0 | 0 | 0 | 0 | 1301.899 | 0 | 3698.101
4268 | 5000 | 0 | 0 | 0 | 0 | 0 | 0 | 0 | 0 | 5000
4269 | 5000 | 0 | 0 | 0 | 0 | 0 | 0 | 0 | 0 | 5000
4270 | 5000 | 0 | 0 | 0 | 0 | 0 | 0 | 0 | 0 | 5000
4271 | 5000 | 0 | 0 | 0 | 0 | 0 | 0 | 0 | 0 | 5000
4272 | 5000 | 0 | 0 | 0 | 0 | 0 | 0 | 5000 | 0 | 0
4273 | 5000 | 0 | 0 | 0 | 0 | 0 | 0 | 5000 | -5000 | 0
4274 | 5000 | 0 | 0 | 0 | 0 | 0 | 0 | 5000 | -5000 | 0
4275 | 5000 | 0 | 0 | 0 | 0 | 0 | 0 | 5000 | -5000 | 0
4276 | 5000 | 0 | 0 | 0 | 0 | 0 | 0 | 5000 | -5000 | 0
4277 | 5000 | 0 | 0 | 0 | 0 | 0 | 0 | 5000 | -5000 | 0
4278 | 5000 | 0 | 0 | 0 | 0 | 0 | 0 | 5000 | -1373.421 | 0
4279 | 5000 | 0 | 0 | 0 | 0 | 0 | 0 | 5000 | 0 | 0
4280 | 5000 | 0 | 0 | 0 | 0 | 0 | 0 | 5000 | 0 | 0
4281 | 5000 | 0 | 0 | 0 | 0 | 0 | 0 | 5000 | 0 | 0
4282 | 5000 | 0 | 0 | 0 | 0 | 0 | 0 | 5000 | 0 | 0
4283 | 5000 | 0 | 0 | 0 | 0 | 0 | 0 | 5000 | 0 | 0
4284 | 5000 | 0 | 0 | 0 | 0 | 0 | 0 | 5000 | 0 | 0
4285 | 5000 | 0 | 0 | 0 | 0 | 0 | 0 | 5000 | 0 | 0
4286 | 5000 | 0 | 0 | 0 | 0 | 0 | 0 | 5000 | 0 | 0
4287 | 5000 | 0 | 0 | 0 | 0 | 0 | 0 | 5000 | 0 | 0
4288 | 5000 | 0 | 0 | 0 | 0 | 0 | 0 | 5000 | 0 | 0
4289 | 5000 | 0 | 0 | 0 | 0 | 0 | 0 | 5000 | 0 | 0
4290 | 5000 | 0 | 0 | 0 | 0 | 0 | 0 | 5000 | 0 | 0
4291 | 5000 | 0 | 0 | 0 | 0 | 0 | 0 | 1301.899 | 0 | 3698.101
4292 | 5000 | 0 | 0 | 0 | 0 | 0 | 0 | 0 | 0 | 5000
4293 | 5000 | 0 | 0 | 0 | 0 | 0 | 0 | 0 | 0 | 5000
4294 | 5000 | 0 | 0 | 0 | 0 | 0 | 0 | 0 | 0 | 5000
4295 | 5000 | 0 | 0 | 0 | 0 | 0 | 0 | 0 | 0 | 5000
4296 | 5000 | 0 | 0 | 0 | 0 | 0 | 0 | 5000 | 0 | 0
4297 | 5000 | 0 | 0 | 0 | 0 | 0 | 0 | 5000 | 0 | 0
4298 | 5000 | 0 | 0 | 0 | 0 | 0 | 0 | 5000 | 0 | 0
4299 | 5000 | 0 | 0 | 0 | 0 | 0 | 0 | 5000 | 0 | 0
4300 | 5000 | 0 | 0 | 0 | 0 | 0 | 0 | 5000 | 0 | 0
4301 | 5000 | 0 | 0 | 0 | 0 | 0 | 0 | 5000 | 0 | 0
4302 | 5000 | 0 | 0 | 0 | 0 | 0 | 0 | 5000 | 0 | 0
4303 | 5000 | 0 | 0 | 0 | 0 | 0 | 0 | 5000 | 0 | 0
4304 | 5000 | 0 | 0 | 0 | 0 | 0 | 0 | 5000 | 0 | 0
4305 | 5000 | 0 | 0 | 0 | 0 | 0 | 0 | 5000 | 0 | 0
4306 | 5000 | 0 | 0 | 0 | 0 | 0 | 0 | 5000 | 0 | 0
4307 | 5000 | 0 | 0 | 0 | 0 | 0 | 0 | 5000 | 0 | 0
4308 | 5000 | 0 | 0 | 0 | 0 | 0 | 0 | 5000 | 0 | 0
4309 | 5000 | 0 | 0 | 0 | 0 | 0 | 0 | 5000 | 0 | 0
4310 | 5000 | 0 | 0 | 0 | 0 | 0 | 0 | 5000 | 0 | 0
4311 | 5000 | 0 | 0 | 0 | 0 | 0 | 0 | 5000 | 0 | 0
4312 | 5000 | 0 | 0 | 0 | 0 | 0 | 0 | 5000 | 0 | 0
4313 | 5000 | 0 | 0 | 0 | 0 | 0 | 0 | 5000 | 0 | 0
4314 | 5000 | 0 | 0 | 0 | 0 | 0 | 0 | 5000 | 0 | 0
4315 | 5000 | 0 | 0 | 0 | 0 | 0 | 0 | 5000 | 0 | 0
4316 | 5000 | 0 | 0 | 0 | 0 | 0 | 0 | 5000 | 0 | 0
4317 | 5000 | 0 | 0 | 0 | 0 | 0 | 0 | 5000 | 0 | 0
4318 | 5000 | 0 | 0 | 0 | 0 | 0 | 0 | 5000 | 0 | 0
4319 | 5000 | 0 | 0 | 0 | 0 | 0 | 0 | 5000 | 0 | 0
4320 | 5000 | 0 | 0 | 0 | 0 | 0 | 0 | 5000 | 0 | 0
4321 | 5000 | 0 | 0 | 0 | 0 | 0 | 0 | 5000 | -5000 | 0
4322 | 5000 | 0 | 0 | 0 | 0 | 0 | 0 | 5000 | -5000 | 0
4323 | 5000 | 0 | 0 | 0 | 0 | 0 | 0 | 5000 | -5000 | 0
4324 | 5000 | 0 | 0 | 0 | 0 | 0 | 0 | 5000 | -5000 | 0
4325 | 5000 | 0 | 0 | 0 | 0 | 0 | 0 | 5000 | -5000 | 0
4326 | 5000 | 0 | 0 | 0 | 0 | 0 | 0 | 5000 | -1373.421 | 0
4327 | 5000 | 0 | 0 | 0 | 0 | 0 | 0 | 5000 | 0 | 0
4328 | 5000 | 0 | 0 | 0 | 0 | 0 | 0 | 5000 | 0 | 0
4329 | 5000 | 0 | 0 | 0 | 0 | 0 | 0 | 5000 | 0 | 0
4330 | 5000 | 0 | 0 | 0 | 0 | 0 | 0 | 5000 | 0 | 0
4331 | 5000 | 0 | 0 | 0 | 0 | 0 | 0 | 5000 | 0 | 0
4332 | 5000 | 0 | 0 | 0 | 0 | 0 | 0 | 5000 | 0 | 0
4333 | 5000 | 0 | 0 | 0 | 0 | 0 | 0 | 5000 | 0 | 0
4334 | 5000 | 0 | 0 | 0 | 0 | 0 | 0 | 5000 | 0 | 0
4335 | 5000 | 0 | 0 | 0 | 0 | 0 | 0 | 5000 | 0 | 0
4336 | 5000 | 0 | 0 | 0 | 0 | 0 | 0 | 5000 | 0 | 0
4337 | 5000 | 0 | 0 | 0 | 0 | 0 | 0 | 5000 | 0 | 0
4338 | 5000 | 0 | 0 | 0 | 0 | 0 | 0 | 5000 | 0 | 0
4339 | 5000 | 0 | 0 | 0 | 0 | 0 | 0 | 1301.899 | 0 | 3698.101
4340 | 5000 | 0 | 0 | 0 | 0 | 0 | 0 | 0 | 0 | 5000
4341 | 5000 | 0 | 0 | 0 | 0 | 0 | 0 | 0 | 0 | 5000
4342 | 5000 | 0 | 0 | 0 | 0 | 0 | 0 | 0 | 0 | 5000
4343 | 5000 | 0 | 0 | 0 | 0 | 0 | 0 | 0 | 0 | 5000
4344 | 5000 | 0 | 0 | 0 | 0 | 0 | 0 | 5000 | 0 | 0
4345 | 5000 | 0 | 0 | 0 | 0 | 0 | 0 | 5000 | -5000 | 0
4346 | 5000 | 0 | 0 | 0 | 0 | 0 | 0 | 5000 | -5000 | 0
4347 | 5000 | 0 | 0 | 0 | 0 | 0 | 0 | 5000 | -5000 | 0
4348 | 5000 | 0 | 0 | 0 | 0 | 0 | 0 | 5000 | -5000 | 0
4349 | 5000 | 0 | 0 | 0 | 0 | 0 | 0 | 5000 | -5000 | 0
4350 | 5000 | 0 | 0 | 0 | 0 | 0 | 0 | 5000 | -1373.421 | 0
4351 | 5000 | 0 | 0 | 0 | 0 | 0 | 0 | 5000 | 0 | 0
4352 | 5000 | 0 | 0 | 0 | 0 | 0 | 0 | 5000 | 0 | 0
4353 | 5000 | 0 | 0 | 0 | 0 | 0 | 0 | 5000 | 0 | 0
4354 | 5000 | 0 | 0 | 0 | 0 | 0 | 0 | 5000 | 0 | 0
4355 | 5000 | 0 | 0 | 0 | 0 | 0 | 0 | 5000 | 0 | 0
4356 | 5000 | 0 | 0 | 0 | 0 | 0 | 0 | 5000 | 0 | 0
4357 | 5000 | 0 | 0 | 0 | 0 | 0 | 0 | 5000 | 0 | 0
4358 | 5000 | 0 | 0 | 0 | 0 | 0 | 0 | 5000 | 0 | 0
4359 | 5000 | 0 | 0 | 0 | 0 | 0 | 0 | 5000 | 0 | 0
4360 | 5000 | 0 | 0 | 0 | 0 | 0 | 0 | 5000 | 0 | 0
4361 | 5000 | 0 | 0 | 0 | 0 | 0 | 0 | 5000 | 0 | 0
4362 | 5000 | 0 | 0 | 0 | 0 | 0 | 0 | 5000 | 0 | 0
4363 | 5000 | 0 | 0 | 0 | 0 | 0 | 0 | 1301.899 | 0 | 3698.101
4364 | 5000 | 0 | 0 | 0 | 0 | 0 | 0 | 0 | 0 | 5000
4365 | 5000 | 0 | 0 | 0 | 0 | 0 | 0 | 0 | 0 | 5000
4366 | 5000 | 0 | 0 | 0 | 0 | 0 | 0 | 0 | 0 | 5000
4367 | 5000 | 0 | 0 | 0 | 0 | 0 | 0 | 0 | 0 | 5000
4368 | 5000 | 0 | 0 | 0 | 0 | 0 | 0 | 5000 | 0 | 0
4369 | 5000 | 0 | 0 | 0 | 0 | 0 | 0 | 5000 | -5000 | 0
4370 | 5000 | 0 | 0 | 0 | 0 | 0 | 0 | 5000 | -5000 | 0
4371 | 5000 | 0 | 0 | 0 | 0 | 0 | 0 | 5000 | -5000 | 0
4372 | 5000 | 0 | 0 | 0 | 0 | 0 | 0 | 5000 | -5000 | 0
4373 | 5000 | 0 | 0 | 0 | 0 | 0 | 0 | 5000 | -5000 | 0
4374 | 5000 | 0 | 0 | 0 | 0 | 0 | 0 | 5000 | -1373.421 | 0
4375 | 5000 | 0 | 0 | 0 | 0 | 0 | 0 | 5000 | 0 | 0
4376 | 5000 | 0 | 0 | 0 | 0 | 0 | 0 | 5000 | 0 | 0
4377 | 5000 | 0 | 0 | 0 | 0 | 0 | 0 | 5000 | 0 | 0
4378 | 5000 | 0 | 0 | 0 | 0 | 0 | 0 | 5000 | 0 | 0
4379 | 5000 | 0 | 0 | 0 | 0 | 0 | 0 | 5000 | 0 | 0
4380 | 5000 | 0 | 0 | 0 | 0 | 0 | 0 | 5000 | 0 | 0
4381 | 5000 | 0 | 0 | 0 | 0 | 0 | 0 | 5000 | 0 | 0
4382 | 5000 | 0 | 0 | 0 | 0 | 0 | 0 | 5000 | 0 | 0
4383 | 5000 | 0 | 0 | 0 | 0 | 0 | 0 | 5000 | 0 | 0
4384 | 5000 | 0 | 0 | 0 | 0 | 0 | 0 | 5000 | 0 | 0
4385 | 5000 | 0 | 0 | 0 | 0 | 0 | 0 | 5000 | 0 | 0
4386 | 5000 | 0 | 0 | 0 | 0 | 0 | 0 | 5000 | 0 | 0
4387 | 5000 | 0 | 0 | 0 | 0 | 0 | 0 | 1301.899 | 0 | 3698.101
4388 | 5000 | 0 | 0 | 0 | 0 | 0 | 0 | 0 | 0 | 5000
4389 | 5000 | 0 | 0 | 0 | 0 | 0 | 0 | 0 | 0 | 5000
4390 | 5000 | 0 | 0 | 0 | 0 | 0 | 0 | 0 | 0 | 5000
4391 | 5000 | 0 | 0 | 0 | 0 | 0 | 0 | 0 | 0 | 5000
4392 | 5000 | 0 | 0 | 0 | 0 | 0 | 0 | 5000 | 0 | 0
4393 | 5000 | 0 | 0 | 0 | 0 | 0 | 0 | 5000 | -5000 | 0
4394 | 5000 | 0 | 0 | 0 | 0 | 0 | 0 | 5000 | -5000 | 0
4395 | 5000 | 0 | 0 | 0 | 0 | 0 | 0 | 5000 | -5000 | 0
4396 | 5000 | 0 | 0 | 0 | 0 | 0 | 0 | 5000 | -5000 | 0
4397 | 5000 | 0 | 0 | 0 | 0 | 0 | 0 | 5000 | -5000 | 0
4398 | 5000 | 0 | 0 | 0 | 0 | 0 | 0 | 5000 | -1373.421 | 0
4399 | 5000 | 0 | 0 | 0 | 0 | 0 | 0 | 5000 | 0 | 0
4400 | 5000 | 0 | 0 | 0 | 0 | 0 | 0 | 5000 | 0 | 0
4401 | 5000 | 0 | 0 | 0 | 0 | 0 | 0 | 5000 | 0 | 0
4402 | 5000 | 0 | 0 | 0 | 0 | 0 | 0 | 5000 | 0 | 0
4403 | 5000 | 0 | 0 | 0 | 0 | 0 | 0 | 5000 | 0 | 0
4404 | 5000 | 0 | 0 | 0 | 0 | 0 | 0 | 5000 | 0 | 0
4405 | 5000 | 0 | 0 | 0 | 0 | 0 | 0 | 5000 | 0 | 0
4406 | 5000 | 0 | 0 | 0 | 0 | 0 | 0 | 5000 | 0 | 0
4407 | 5000 | 0 | 0 | 0 | 0 | 0 | 0 | 5000 | 0 | 0
4408 | 5000 | 0 | 0 | 0 | 0 | 0 | 0 | 5000 | 0 | 0
4409 | 5000 | 0 | 0 | 0 | 0 | 0 | 0 | 5000 | 0 | 0
4410 | 5000 | 0 | 0 | 0 | 0 | 0 | 0 | 5000 | 0 | 0
4411 | 5000 | 0 | 0 | 0 | 0 | 0 | 0 | 1301.899 | 0 | 3698.101
4412 | 5000 | 0 | 0 | 0 | 0 | 0 | 0 | 0 | 0 | 5000
4413 | 5000 | 0 | 0 | 0 | 0 | 0 | 0 | 0 | 0 | 5000
4414 | 5000 | 0 | 0 | 0 | 0 | 0 | 0 | 0 | 0 | 5000
4415 | 5000 | 0 | 0 | 0 | 0 | 0 | 0 | 0 | 0 | 5000
4416 | 5000 | 0 | 0 | 0 | 0 | 0 | 0 | 5000 | 0 | 0
4417 | 5000 | 0 | 0 | 0 | 0 | 0 | 0 | 5000 | -5000 | 0
4418 | 5000 | 0 | 0 | 0 | 0 | 0 | 0 | 5000 | -5000 | 0
4419 | 5000 | 0 | 0 | 0 | 0 | 0 | 0 | 5000 | -5000 | 0
4420 | 5000 | 0 | 0 | 0 | 0 | 0 | 0 | 5000 | -5000 | 0
4421 | 5000 | 0 | 0 | 0 | 0 | 0 | 0 | 5000 | -5000 | 0
4422 | 5000 | 0 | 0 | 0 | 0 | 0 | 0 | 5000 | -1373.421 | 0
4423 | 5000 | 0 | 0 | 0 | 0 | 0 | 0 | 5000 | 0 | 0
4424 | 5000 | 0 | 0 | 0 | 0 | 0 | 0 | 5000 | 0 | 0
4425 | 5000 | 0 | 0 | 0 | 0 | 0 | 0 | 5000 | 0 | 0
4426 | 5000 | 0 | 0 | 0 | 0 | 0 | 0 | 5000 | 0 | 0
4427 | 5000 | 0 | 0 | 0 | 0 | 0 | 0 | 5000 | 0 | 0
4428 | 5000 | 0 | 0 | 0 | 0 | 0 | 0 | 5000 | 0 | 0
4429 | 5000 | 0 | 0 | 0 | 0 | 0 | 0 | 5000 | 0 | 0
4430 | 5000 | 0 | 0 | 0 | 0 | 0 | 0 | 5000 | 0 | 0
4431 | 5000 | 0 | 0 | 0 | 0 | 0 | 0 | 5000 | 0 | 0
4432 | 5000 | 0 | 0 | 0 | 0 | 0 | 0 | 5000 | 0 | 0
4433 | 5000 | 0 | 0 | 0 | 0 | 0 | 0 | 5000 | 0 | 0
4434 | 5000 | 0 | 0 | 0 | 0 | 0 | 0 | 5000 | 0 | 0
4435 | 5000 | 0 | 0 | 0 | 0 | 0 | 0 | 1301.899 | 0 | 3698.101
4436 | 5000 | 0 | 0 | 0 | 0 | 0 | 0 | 0 | 0 | 5000
4437 | 5000 | 0 | 0 | 0 | 0 | 0 | 0 | 0 | 0 | 5000
4438 | 5000 | 0 | 0 | 0 | 0 | 0 | 0 | 0 | 0 | 5000
4439 | 5000 | 0 | 0 | 0 | 0 | 0 | 0 | 0 | 0 | 5000
4440 | 5000 | 0 | 0 | 0 | 0 | 0 | 0 | 5000 | 0 | 0
4441 | 5000 | 0 | 0 | 0 | 0 | 0 | 0 | 5000 | -5000 | 0
4442 | 5000 | 0 | 0 | 0 | 0 | 0 | 0 | 5000 | -5000 | 0
4443 | 5000 | 0 | 0 | 0 | 0 | 0 | 0 | 5000 | -5000 | 0
4444 | 5000 | 0 | 0 | 0 | 0 | 0 | 0 | 5000 | -5000 | 0
4445 | 5000 | 0 | 0 | 0 | 0 | 0 | 0 | 5000 | -5000 | 0
4446 | 5000 | 0 | 0 | 0 | 0 | 0 | 0 | 5000 | -1373.421 | 0
4447 | 5000 | 0 | 0 | 0 | 0 | 0 | 0 | 5000 | 0 | 0
4448 | 5000 | 0 | 0 | 0 | 0 | 0 | 0 | 5000 | 0 | 0
4449 | 5000 | 0 | 0 | 0 | 0 | 0 | 0 | 5000 | 0 | 0
4450 | 5000 | 0 | 0 | 0 | 0 | 0 | 0 | 5000 | 0 | 0
4451 | 5000 | 0 | 0 | 0 | 0 | 0 | 0 | 5000 | 0 | 0
4452 | 5000 | 0 | 0 | 0 | 0 | 0 | 0 | 5000 | 0 | 0
4453 | 5000 | 0 | 0 | 0 | 0 | 0 | 0 | 5000 | 0 | 0
4454 | 5000 | 0 | 0 | 0 | 0 | 0 | 0 | 5000 | 0 | 0
4455 | 5000 | 0 | 0 | 0 | 0 | 0 | 0 | 5000 | 0 | 0
4456 | 5000 | 0 | 0 | 0 | 0 | 0 | 0 | 5000 | 0 | 0
4457 | 5000 | 0 | 0 | 0 | 0 | 0 | 0 | 5000 | 0 | 0
4458 | 5000 | 0 | 0 | 0 | 0 | 0 | 0 | 5000 | 0 | 0
4459 | 5000 | 0 | 0 | 0 | 0 | 0 | 0 | 1301.899 | 0 | 3698.101
4460 | 5000 | 0 | 0 | 0 | 0 | 0 | 0 | 0 | 0 | 5000
4461 | 5000 | 0 | 0 | 0 | 0 | 0 | 0 | 0 | 0 | 5000
4462 | 5000 | 0 | 0 | 0 | 0 | 0 | 0 | 0 | 0 | 5000
4463 | 5000 | 0 | 0 | 0 | 0 | 0 | 0 | 0 | 0 | 5000
4464 | 5000 | 0 | 0 | 0 | 0 | 0 | 0 | 5000 | 0 | 0
4465 | 5000 | 0 | 0 | 0 | 0 | 0 | 0 | 5000 | 0 | 0
4466 | 5000 | 0 | 0 | 0 | 0 | 0 | 0 | 5000 | 0 | 0
4467 | 5000 | 0 | 0 | 0 | 0 | 0 | 0 | 5000 | 0 | 0
4468 | 5000 | 0 | 0 | 0 | 0 | 0 | 0 | 5000 | 0 | 0
4469 | 5000 | 0 | 0 | 0 | 0 | 0 | 0 | 5000 | 0 | 0
4470 | 5000 | 0 | 0 | 0 | 0 | 0 | 0 | 5000 | 0 | 0
4471 | 5000 | 0 | 0 | 0 | 0 | 0 | 0 | 5000 | 0 | 0
4472 | 5000 | 0 | 0 | 0 | 0 | 0 | 0 | 5000 | 0 | 0
4473 | 5000 | 0 | 0 | 0 | 0 | 0 | 0 | 5000 | 0 | 0
4474 | 5000 | 0 | 0 | 0 | 0 | 0 | 0 | 5000 | 0 | 0
4475 | 5000 | 0 | 0 | 0 | 0 | 0 | 0 | 5000 | 0 | 0
4476 | 5000 | 0 | 0 | 0 | 0 | 0 | 0 | 5000 | 0 | 0
4477 | 5000 | 0 | 0 | 0 | 0 | 0 | 0 | 5000 | 0 | 0
4478 | 5000 | 0 | 0 | 0 | 0 | 0 | 0 | 5000 | 0 | 0
4479 | 5000 | 0 | 0 | 0 | 0 | 0 | 0 | 5000 | 0 | 0
4480 | 5000 | 0 | 0 | 0 | 0 | 0 | 0 | 5000 | 0 | 0
4481 | 5000 | 0 | 0 | 0 | 0 | 0 | 0 | 5000 | 0 | 0
4482 | 5000 | 0 | 0 | 0 | 0 | 0 | 0 | 5000 | 0 | 0
4483 | 5000 | 0 | 0 | 0 | 0 | 0 | 0 | 5000 | 0 | 0
4484 | 5000 | 0 | 0 | 0 | 0 | 0 | 0 | 5000 | 0 | 0
4485 | 5000 | 0 | 0 | 0 | 0 | 0 | 0 | 5000 | 0 | 0
4486 | 5000 | 0 | 0 | 0 | 0 | 0 | 0 | 5000 | 0 | 0
4487 | 5000 | 0 | 0 | 0 | 0 | 0 | 0 | 5000 | 0 | 0
4488 | 5000 | 0 | 0 | 0 | 0 | 0 | 0 | 5000 | 0 | 0
4489 | 5000 | 0 | 0 | 0 | 0 | 0 | 0 | 5000 | -5000 | 0
4490 | 5000 | 0 | 0 | 0 | 0 | 0 | 0 | 5000 | -5000 | 0
4491 | 5000 | 0 | 0 | 0 | 0 | 0 | 0 | 5000 | -5000 | 0
4492 | 5000 | 0 | 0 | 0 | 0 | 0 | 0 | 5000 | -5000 | 0
4493 | 5000 | 0 | 0 | 0 | 0 | 0 | 0 | 5000 | -5000 | 0
4494 | 5000 | 0 | 0 | 0 | 0 | 0 | 0 | 5000 | -1373.421 | 0
4495 | 5000 | 0 | 0 | 0 | 0 | 0 | 0 | 5000 | 0 | 0
4496 | 5000 | 0 | 0 | 0 | 0 | 0 | 0 | 5000 | 0 | 0
4497 | 5000 | 0 | 0 | 0 | 0 | 0 | 0 | 5000 | 0 | 0
4498 | 5000 | 0 | 0 | 0 | 0 | 0 | 0 | 5000 | 0 | 0
4499 | 5000 | 0 | 0 | 0 | 0 | 0 | 0 | 5000 | 0 | 0
4500 | 5000 | 0 | 0 | 0 | 0 | 0 | 0 | 5000 | 0 | 0
4501 | 5000 | 0 | 0 | 0 | 0 | 0 | 0 | 5000 | 0 | 0
4502 | 5000 | 0 | 0 | 0 | 0 | 0 | 0 | 5000 | 0 | 0
4503 | 5000 | 0 | 0 | 0 | 0 | 0 | 0 | 5000 | 0 | 0
4504 | 5000 | 0 | 0 | 0 | 0 | 0 | 0 | 5000 | 0 | 0
4505 | 5000 | 0 | 0 | 0 | 0 | 0 | 0 | 5000 | 0 | 0
4506 | 5000 | 0 | 0 | 0 | 0 | 0 | 0 | 5000 | 0 | 0
4507 | 5000 | 0 | 0 | 0 | 0 | 0 | 0 | 1301.899 | 0 | 3698.101
4508 | 5000 | 0 | 0 | 0 | 0 | 0 | 0 | 0 | 0 | 5000
4509 | 5000 | 0 | 0 | 0 | 0 | 0 | 0 | 0 | 0 | 5000
4510 | 5000 | 0 | 0 | 0 | 0 | 0 | 0 | 0 | 0 | 5000
4511 | 5000 | 0 | 0 | 0 | 0 | 0 | 0 | 0 | 0 | 5000
4512 | 5000 | 0 | 0 | 0 | 0 | 0 | 0 | 5000 | 0 | 0
4513 | 5000 | 0 | 0 | 0 | 0 | 0 | 0 | 5000 | -5000 | 0
4514 | 5000 | 0 | 0 | 0 | 0 | 0 | 0 | 5000 | -5000 | 0
4515 | 5000 | 0 | 0 | 0 | 0 | 0 | 0 | 5000 | -5000 | 0
4516 | 5000 | 0 | 0 | 0 | 0 | 0 | 0 | 5000 | -5000 | 0
4517 | 5000 | 0 | 0 | 0 | 0 | 0 | 0 | 5000 | -5000 | 0
4518 | 5000 | 0 | 0 | 0 | 0 | 0 | 0 | 5000 | -1373.421 | 0
4519 | 5000 | 0 | 0 | 0 | 0 | 0 | 0 | 5000 | 0 | 0
4520 | 5000 | 0 | 0 | 0 | 0 | 0 | 0 | 5000 | 0 | 0
4521 | 5000 | 0 | 0 | 0 | 0 | 0 | 0 | 5000 | 0 | 0
4522 | 5000 | 0 | 0 | 0 | 0 | 0 | 0 | 5000 | 0 | 0
4523 | 5000 | 0 | 0 | 0 | 0 | 0 | 0 | 5000 | 0 | 0
4524 | 5000 | 0 | 0 | 0 | 0 | 0 | 0 | 5000 | 0 | 0
4525 | 5000 | 0 | 0 | 0 | 0 | 0 | 0 | 5000 | 0 | 0
4526 | 5000 | 0 | 0 | 0 | 0 | 0 | 0 | 5000 | 0 | 0
4527 | 5000 | 0 | 0 | 0 | 0 | 0 | 0 | 5000 | 0 | 0
4528 | 5000 | 0 | 0 | 0 | 0 | 0 | 0 | 5000 | 0 | 0
4529 | 5000 | 0 | 0 | 0 | 0 | 0 | 0 | 5000 | 0 | 0
4530 | 5000 | 0 | 0 | 0 | 0 | 0 | 0 | 5000 | 0 | 0
4531 | 5000 | 0 | 0 | 0 | 0 | 0 | 0 | 1301.899 | 0 | 3698.101
4532 | 5000 | 0 | 0 | 0 | 0 | 0 | 0 | 0 | 0 | 5000
4533 | 5000 | 0 | 0 | 0 | 0 | 0 | 0 | 0 | 0 | 5000
4534 | 5000 | 0 | 0 | 0 | 0 | 0 | 0 | 0 | 0 | 5000
4535 | 5000 | 0 | 0 | 0 | 0 | 0 | 0 | 0 | 0 | 5000
4536 | 5000 | 0 | 0 | 0 | 0 | 0 | 0 | 5000 | 0 | 0
4537 | 5000 | 0 | 0 | 0 | 0 | 0 | 0 | 5000 | -5000 | 0
4538 | 5000 | 0 | 0 | 0 | 0 | 0 | 0 | 5000 | -5000 | 0
4539 | 5000 | 0 | 0 | 0 | 0 | 0 | 0 | 5000 | -5000 | 0
4540 | 5000 | 0 | 0 | 0 | 0 | 0 | 0 | 5000 | -5000 | 0
4541 | 5000 | 0 | 0 | 0 | 0 | 0 | 0 | 5000 | -5000 | 0
4542 | 5000 | 0 | 0 | 0 | 0 | 0 | 0 | 5000 | -1373.421 | 0
4543 | 5000 | 0 | 0 | 0 | 0 | 0 | 0 | 5000 | 0 | 0
4544 | 5000 | 0 | 0 | 0 | 0 | 0 | 0 | 5000 | 0 | 0
4545 | 5000 | 0 | 0 | 0 | 0 | 0 | 0 | 5000 | 0 | 0
4546 | 5000 | 0 | 0 | 0 | 0 | 0 | 0 | 5000 | 0 | 0
4547 | 5000 | 0 | 0 | 0 | 0 | 0 | 0 | 5000 | 0 | 0
4548 | 5000 | 0 | 0 | 0 | 0 | 0 | 0 | 5000 | 0 | 0
4549 | 5000 | 0 | 0 | 0 | 0 | 0 | 0 | 5000 | 0 | 0
4550 | 5000 | 0 | 0 | 0 | 0 | 0 | 0 | 5000 | 0 | 0
4551 | 5000 | 0 | 0 | 0 | 0 | 0 | 0 | 5000 | 0 | 0
4552 | 5000 | 0 | 0 | 0 | 0 | 0 | 0 | 5000 | 0 | 0
4553 | 5000 | 0 | 0 | 0 | 0 | 0 | 0 | 5000 | 0 | 0
4554 | 5000 | 0 | 0 | 0 | 0 | 0 | 0 | 5000 | 0 | 0
4555 | 5000 | 0 | 0 | 0 | 0 | 0 | 0 | 1301.899 | 0 | 3698.101
4556 | 5000 | 0 | 0 | 0 | 0 | 0 | 0 | 0 | 0 | 5000
4557 | 5000 | 0 | 0 | 0 | 0 | 0 | 0 | 0 | 0 | 5000
4558 | 5000 | 0 | 0 | 0 | 0 | 0 | 0 | 0 | 0 | 5000
4559 | 5000 | 0 | 0 | 0 | 0 | 0 | 0 | 0 | 0 | 5000
4560 | 5000 | 0 | 0 | 0 | 0 | 0 | 0 | 5000 | 0 | 0
4561 | 5000 | 0 | 0 | 0 | 0 | 0 | 0 | 5000 | -5000 | 0
4562 | 5000 | 0 | 0 | 0 | 0 | 0 | 0 | 5000 | -5000 | 0
4563 | 5000 | 0 | 0 | 0 | 0 | 0 | 0 | 5000 | -5000 | 0
4564 | 5000 | 0 | 0 | 0 | 0 | 0 | 0 | 5000 | -5000 | 0
4565 | 5000 | 0 | 0 | 0 | 0 | 0 | 0 | 5000 | -5000 | 0
4566 | 5000 | 0 | 0 | 0 | 0 | 0 | 0 | 5000 | -1373.421 | 0
4567 | 5000 | 0 | 0 | 0 | 0 | 0 | 0 | 5000 | 0 | 0
4568 | 5000 | 0 | 0 | 0 | 0 | 0 | 0 | 5000 | 0 | 0
4569 | 5000 | 0 | 0 | 0 | 0 | 0 | 0 | 5000 | 0 | 0
4570 | 5000 | 0 | 0 | 0 | 0 | 0 | 0 | 5000 | 0 | 0
4571 | 5000 | 0 | 0 | 0 | 0 | 0 | 0 | 5000 | 0 | 0
4572 | 5000 | 0 | 0 | 0 | 0 | 0 | 0 | 5000 | 0 | 0
4573 | 5000 | 0 | 0 | 0 | 0 | 0 | 0 | 5000 | 0 | 0
4574 | 5000 | 0 | 0 | 0 | 0 | 0 | 0 | 5000 | 0 | 0
4575 | 5000 | 0 | 0 | 0 | 0 | 0 | 0 | 5000 | 0 | 0
4576 | 5000 | 0 | 0 | 0 | 0 | 0 | 0 | 5000 | 0 | 0
4577 | 5000 | 0 | 0 | 0 | 0 | 0 | 0 | 5000 | 0 | 0
4578 | 5000 | 0 | 0 | 0 | 0 | 0 | 0 | 5000 | 0 | 0
4579 | 5000 | 0 | 0 | 0 | 0 | 0 | 0 | 1301.899 | 0 | 3698.101
4580 | 5000 | 0 | 0 | 0 | 0 | 0 | 0 | 0 | 0 | 5000
4581 | 5000 | 0 | 0 | 0 | 0 | 0 | 0 | 0 | 0 | 5000
4582 | 5000 | 0 | 0 | 0 | 0 | 0 | 0 | 0 | 0 | 5000
4583 | 5000 | 0 | 0 | 0 | 0 | 0 | 0 | 0 | 0 | 5000
4584 | 5000 | 0 | 0 | 0 | 0 | 0 | 0 | 5000 | 0 | 0
4585 | 5000 | 0 | 0 | 0 | 0 | 0 | 0 | 5000 | -5000 | 0
4586 | 5000 | 0 | 0 | 0 | 0 | 0 | 0 | 5000 | -5000 | 0
4587 | 5000 | 0 | 0 | 0 | 0 | 0 | 0 | 5000 | -5000 | 0
4588 | 5000 | 0 | 0 | 0 | 0 | 0 | 0 | 5000 | -5000 | 0
4589 | 5000 | 0 | 0 | 0 | 0 | 0 | 0 | 5000 | -5000 | 0
4590 | 5000 | 0 | 0 | 0 | 0 | 0 | 0 | 5000 | -1373.421 | 0
4591 | 5000 | 0 | 0 | 0 | 0 | 0 | 0 | 5000 | 0 | 0
4592 | 5000 | 0 | 0 | 0 | 0 | 0 | 0 | 5000 | 0 | 0
4593 | 5000 | 0 | 0 | 0 | 0 | 0 | 0 | 5000 | 0 | 0
4594 | 5000 | 0 | 0 | 0 | 0 | 0 | 0 | 5000 | 0 | 0
4595 | 5000 | 0 | 0 | 0 | 0 | 0 | 0 | 5000 | 0 | 0
4596 | 5000 | 0 | 0 | 0 | 0 | 0 | 0 | 5000 | 0 | 0
4597 | 5000 | 0 | 0 | 0 | 0 | 0 | 0 | 5000 | 0 | 0
4598 | 5000 | 0 | 0 | 0 | 0 | 0 | 0 | 5000 | 0 | 0
4599 | 5000 | 0 | 0 | 0 | 0 | 0 | 0 | 5000 | 0 | 0
4600 | 5000 | 0 | 0 | 0 | 0 | 0 | 0 | 5000 | 0 | 0
4601 | 5000 | 0 | 0 | 0 | 0 | 0 | 0 | 5000 | 0 | 0
4602 | 5000 | 0 | 0 | 0 | 0 | 0 | 0 | 5000 | 0 | 0
4603 | 5000 | 0 | 0 | 0 | 0 | 0 | 0 | 1301.899 | 0 | 3698.101
4604 | 5000 | 0 | 0 | 0 | 0 | 0 | 0 | 0 | 0 | 5000
4605 | 5000 | 0 | 0 | 0 | 0 | 0 | 0 | 0 | 0 | 5000
4606 | 5000 | 0 | 0 | 0 | 0 | 0 | 0 | 0 | 0 | 5000
4607 | 5000 | 0 | 0 | 0 | 0 | 0 | 0 | 0 | 0 | 5000
4608 | 5000 | 0 | 0 | 0 | 0 | 0 | 0 | 5000 | 0 | 0
4609 | 5000 | 0 | 0 | 0 | 0 | 0 | 0 | 5000 | -5000 | 0
4610 | 5000 | 0 | 0 | 0 | 0 | 0 | 0 | 5000 | -5000 | 0
4611 | 5000 | 0 | 0 | 0 | 0 | 0 | 0 | 5000 | -5000 | 0
4612 | 5000 | 0 | 0 | 0 | 0 | 0 | 0 | 5000 | -5000 | 0
4613 | 5000 | 0 | 0 | 0 | 0 | 0 | 0 | 5000 | -5000 | 0
4614 | 5000 | 0 | 0 | 0 | 0 | 0 | 0 | 5000 | -1373.421 | 0
4615 | 5000 | 0 | 0 | 0 | 0 | 0 | 0 | 5000 | 0 | 0
4616 | 5000 | 0 | 0 | 0 | 0 | 0 | 0 | 5000 | 0 | 0
4617 | 5000 | 0 | 0 | 0 | 0 | 0 | 0 | 5000 | 0 | 0
4618 | 5000 | 0 | 0 | 0 | 0 | 0 | 0 | 5000 | 0 | 0
4619 | 5000 | 0 | 0 | 0 | 0 | 0 | 0 | 5000 | 0 | 0
4620 | 5000 | 0 | 0 | 0 | 0 | 0 | 0 | 5000 | 0 | 0
4621 | 5000 | 0 | 0 | 0 | 0 | 0 | 0 | 5000 | 0 | 0
4622 | 5000 | 0 | 0 | 0 | 0 | 0 | 0 | 5000 | 0 | 0
4623 | 5000 | 0 | 0 | 0 | 0 | 0 | 0 | 5000 | 0 | 0
4624 | 5000 | 0 | 0 | 0 | 0 | 0 | 0 | 5000 | 0 | 0
4625 | 5000 | 0 | 0 | 0 | 0 | 0 | 0 | 5000 | 0 | 0
4626 | 5000 | 0 | 0 | 0 | 0 | 0 | 0 | 5000 | 0 | 0
4627 | 5000 | 0 | 0 | 0 | 0 | 0 | 0 | 1301.899 | 0 | 3698.101
4628 | 5000 | 0 | 0 | 0 | 0 | 0 | 0 | 0 | 0 | 5000
4629 | 5000 | 0 | 0 | 0 | 0 | 0 | 0 | 0 | 0 | 5000
4630 | 5000 | 0 | 0 | 0 | 0 | 0 | 0 | 0 | 0 | 5000
4631 | 5000 | 0 | 0 | 0 | 0 | 0 | 0 | 0 | 0 | 5000
4632 | 5000 | 0 | 0 | 0 | 0 | 0 | 0 | 5000 | 0 | 0
4633 | 5000 | 0 | 0 | 0 | 0 | 0 | 0 | 5000 | 0 | 0
4634 | 5000 | 0 | 0 | 0 | 0 | 0 | 0 | 5000 | 0 | 0
4635 | 5000 | 0 | 0 | 0 | 0 | 0 | 0 | 5000 | 0 | 0
4636 | 5000 | 0 | 0 | 0 | 0 | 0 | 0 | 5000 | 0 | 0
4637 | 5000 | 0 | 0 | 0 | 0 | 0 | 0 | 5000 | 0 | 0
4638 | 5000 | 0 | 0 | 0 | 0 | 0 | 0 | 5000 | 0 | 0
4639 | 5000 | 0 | 0 | 0 | 0 | 0 | 0 | 5000 | 0 | 0
4640 | 5000 | 0 | 0 | 0 | 0 | 0 | 0 | 5000 | 0 | 0
4641 | 5000 | 0 | 0 | 0 | 0 | 0 | 0 | 5000 | 0 | 0
4642 | 5000 | 0 | 0 | 0 | 0 | 0 | 0 | 5000 | 0 | 0
4643 | 5000 | 0 | 0 | 0 | 0 | 0 | 0 | 5000 | 0 | 0
4644 | 5000 | 0 | 0 | 0 | 0 | 0 | 0 | 5000 | 0 | 0
4645 | 5000 | 0 | 0 | 0 | 0 | 0 | 0 | 5000 | 0 | 0
4646 | 5000 | 0 | 0 | 0 | 0 | 0 | 0 | 5000 | 0 | 0
4647 | 5000 | 0 | 0 | 0 | 0 | 0 | 0 | 5000 | 0 | 0
4648 | 5000 | 0 | 0 | 0 | 0 | 0 | 0 | 5000 | 0 | 0
4649 | 5000 | 0 | 0 | 0 | 0 | 0 | 0 | 5000 | 0 | 0
4650 | 5000 | 0 | 0 | 0 | 0 | 0 | 0 | 5000 | 0 | 0
4651 | 5000 | 0 | 0 | 0 | 0 | 0 | 0 | 5000 | 0 | 0
4652 | 5000 | 0 | 0 | 0 | 0 | 0 | 0 | 5000 | 0 | 0
4653 | 5000 | 0 | 0 | 0 | 0 | 0 | 0 | 5000 | 0 | 0
4654 | 5000 | 0 | 0 | 0 | 0 | 0 | 0 | 5000 | 0 | 0
4655 | 5000 | 0 | 0 | 0 | 0 | 0 | 0 | 5000 | 0 | 0
4656 | 5000 | 0 | 0 | 0 | 0 | 0 | 0 | 5000 | 0 | 0
4657 | 5000 | 0 | 0 | 0 | 0 | 0 | 0 | 5000 | -5000 | 0
4658 | 5000 | 0 | 0 | 0 | 0 | 0 | 0 | 5000 | -5000 | 0
4659 | 5000 | 0 | 0 | 0 | 0 | 0 | 0 | 5000 | -5000 | 0
4660 | 5000 | 0 | 0 | 0 | 0 | 0 | 0 | 5000 | -5000 | 0
4661 | 5000 | 0 | 0 | 0 | 0 | 0 | 0 | 5000 | -5000 | 0
4662 | 5000 | 0 | 0 | 0 | 0 | 0 | 0 | 5000 | -1373.421 | 0
4663 | 5000 | 0 | 0 | 0 | 0 | 0 | 0 | 5000 | 0 | 0
4664 | 5000 | 0 | 0 | 0 | 0 | 0 | 0 | 5000 | 0 | 0
4665 | 5000 | 0 | 0 | 0 | 0 | 0 | 0 | 5000 | 0 | 0
4666 | 5000 | 0 | 0 | 0 | 0 | 0 | 0 | 5000 | 0 | 0
4667 | 5000 | 0 | 0 | 0 | 0 | 0 | 0 | 5000 | 0 | 0
4668 | 5000 | 0 | 0 | 0 | 0 | 0 | 0 | 5000 | 0 | 0
4669 | 5000 | 0 | 0 | 0 | 0 | 0 | 0 | 5000 | 0 | 0
4670 | 5000 | 0 | 0 | 0 | 0 | 0 | 0 | 5000 | 0 | 0
4671 | 5000 | 0 | 0 | 0 | 0 | 0 | 0 | 5000 | 0 | 0
4672 | 5000 | 0 | 0 | 0 | 0 | 0 | 0 | 5000 | 0 | 0
4673 | 5000 | 0 | 0 | 0 | 0 | 0 | 0 | 5000 | 0 | 0
4674 | 5000 | 0 | 0 | 0 | 0 | 0 | 0 | 5000 | 0 | 0
4675 | 5000 | 0 | 0 | 0 | 0 | 0 | 0 | 1301.899 | 0 | 3698.101
4676 | 5000 | 0 | 0 | 0 | 0 | 0 | 0 | 0 | 0 | 5000
4677 | 5000 | 0 | 0 | 0 | 0 | 0 | 0 | 0 | 0 | 5000
4678 | 5000 | 0 | 0 | 0 | 0 | 0 | 0 | 0 | 0 | 5000
4679 | 5000 | 0 | 0 | 0 | 0 | 0 | 0 | 0 | 0 | 5000
4680 | 5000 | 0 | 0 | 0 | 0 | 0 | 0 | 5000 | 0 | 0
4681 | 5000 | 0 | 0 | 0 | 0 | 0 | 0 | 5000 | -5000 | 0
4682 | 5000 | 0 | 0 | 0 | 0 | 0 | 0 | 5000 | -5000 | 0
4683 | 5000 | 0 | 0 | 0 | 0 | 0 | 0 | 5000 | -5000 | 0
4684 | 5000 | 0 | 0 | 0 | 0 | 0 | 0 | 5000 | -5000 | 0
4685 | 5000 | 0 | 0 | 0 | 0 | 0 | 0 | 5000 | -5000 | 0
4686 | 5000 | 0 | 0 | 0 | 0 | 0 | 0 | 5000 | -1373.421 | 0
4687 | 5000 | 0 | 0 | 0 | 0 | 0 | 0 | 5000 | 0 | 0
4688 | 5000 | 0 | 0 | 0 | 0 | 0 | 0 | 5000 | 0 | 0
4689 | 5000 | 0 | 0 | 0 | 0 | 0 | 0 | 5000 | 0 | 0
4690 | 5000 | 0 | 0 | 0 | 0 | 0 | 0 | 5000 | 0 | 0
4691 | 5000 | 0 | 0 | 0 | 0 | 0 | 0 | 5000 | 0 | 0
4692 | 5000 | 0 | 0 | 0 | 0 | 0 | 0 | 5000 | 0 | 0
4693 | 5000 | 0 | 0 | 0 | 0 | 0 | 0 | 5000 | 0 | 0
4694 | 5000 | 0 | 0 | 0 | 0 | 0 | 0 | 5000 | 0 | 0
4695 | 5000 | 0 | 0 | 0 | 0 | 0 | 0 | 5000 | 0 | 0
4696 | 5000 | 0 | 0 | 0 | 0 | 0 | 0 | 5000 | 0 | 0
4697 | 5000 | 0 | 0 | 0 | 0 | 0 | 0 | 5000 | 0 | 0
4698 | 5000 | 0 | 0 | 0 | 0 | 0 | 0 | 5000 | 0 | 0
4699 | 5000 | 0 | 0 | 0 | 0 | 0 | 0 | 1301.899 | 0 | 3698.101
4700 | 5000 | 0 | 0 | 0 | 0 | 0 | 0 | 0 | 0 | 5000
4701 | 5000 | 0 | 0 | 0 | 0 | 0 | 0 | 0 | 0 | 5000
4702 | 5000 | 0 | 0 | 0 | 0 | 0 | 0 | 0 | 0 | 5000
4703 | 5000 | 0 | 0 | 0 | 0 | 0 | 0 | 0 | 0 | 5000
4704 | 5000 | 0 | 0 | 0 | 0 | 0 | 0 | 5000 | 0 | 0
4705 | 5000 | 0 | 0 | 0 | 0 | 0 | 0 | 5000 | -5000 | 0
4706 | 5000 | 0 | 0 | 0 | 0 | 0 | 0 | 5000 | -5000 | 0
4707 | 5000 | 0 | 0 | 0 | 0 | 0 | 0 | 5000 | -5000 | 0
4708 | 5000 | 0 | 0 | 0 | 0 | 0 | 0 | 5000 | -5000 | 0
4709 | 5000 | 0 | 0 | 0 | 0 | 0 | 0 | 5000 | -5000 | 0
4710 | 5000 | 0 | 0 | 0 | 0 | 0 | 0 | 5000 | -1373.421 | 0
4711 | 5000 | 0 | 0 | 0 | 0 | 0 | 0 | 5000 | 0 | 0
4712 | 5000 | 0 | 0 | 0 | 0 | 0 | 0 | 5000 | 0 | 0
4713 | 5000 | 0 | 0 | 0 | 0 | 0 | 0 | 5000 | 0 | 0
4714 | 5000 | 0 | 0 | 0 | 0 | 0 | 0 | 5000 | 0 | 0
4715 | 5000 | 0 | 0 | 0 | 0 | 0 | 0 | 5000 | 0 | 0
4716 | 5000 | 0 | 0 | 0 | 0 | 0 | 0 | 5000 | 0 | 0
4717 | 5000 | 0 | 0 | 0 | 0 | 0 | 0 | 5000 | 0 | 0
4718 | 5000 | 0 | 0 | 0 | 0 | 0 | 0 | 5000 | 0 | 0
4719 | 5000 | 0 | 0 | 0 | 0 | 0 | 0 | 5000 | 0 | 0
4720 | 5000 | 0 | 0 | 0 | 0 | 0 | 0 | 5000 | 0 | 0
4721 | 5000 | 0 | 0 | 0 | 0 | 0 | 0 | 5000 | 0 | 0
4722 | 5000 | 0 | 0 | 0 | 0 | 0 | 0 | 5000 | 0 | 0
4723 | 5000 | 0 | 0 | 0 | 0 | 0 | 0 | 1301.899 | 0 | 3698.101
4724 | 5000 | 0 | 0 | 0 | 0 | 0 | 0 | 0 | 0 | 5000
4725 | 5000 | 0 | 0 | 0 | 0 | 0 | 0 | 0 | 0 | 5000
4726 | 5000 | 0 | 0 | 0 | 0 | 0 | 0 | 0 | 0 | 5000
4727 | 5000 | 0 | 0 | 0 | 0 | 0 | 0 | 0 | 0 | 5000
4728 | 5000 | 0 | 0 | 0 | 0 | 0 | 0 | 5000 | 0 | 0
4729 | 5000 | 0 | 0 | 0 | 0 | 0 | 0 | 5000 | -5000 | 0
4730 | 5000 | 0 | 0 | 0 | 0 | 0 | 0 | 5000 | -5000 | 0
4731 | 5000 | 0 | 0 | 0 | 0 | 0 | 0 | 5000 | -5000 | 0
4732 | 5000 | 0 | 0 | 0 | 0 | 0 | 0 | 5000 | -5000 | 0
4733 | 5000 | 0 | 0 | 0 | 0 | 0 | 0 | 5000 | -5000 | 0
4734 | 5000 | 0 | 0 | 0 | 0 | 0 | 0 | 5000 | -1373.421 | 0
4735 | 5000 | 0 | 0 | 0 | 0 | 0 | 0 | 5000 | 0 | 0
4736 | 5000 | 0 | 0 | 0 | 0 | 0 | 0 | 5000 | 0 | 0
4737 | 5000 | 0 | 0 | 0 | 0 | 0 | 0 | 5000 | 0 | 0
4738 | 5000 | 0 | 0 | 0 | 0 | 0 | 0 | 5000 | 0 | 0
4739 | 5000 | 0 | 0 | 0 | 0 | 0 | 0 | 5000 | 0 | 0
4740 | 5000 | 0 | 0 | 0 | 0 | 0 | 0 | 5000 | 0 | 0
4741 | 5000 | 0 | 0 | 0 | 0 | 0 | 0 | 5000 | 0 | 0
4742 | 5000 | 0 | 0 | 0 | 0 | 0 | 0 | 5000 | 0 | 0
4743 | 5000 | 0 | 0 | 0 | 0 | 0 | 0 | 5000 | 0 | 0
4744 | 5000 | 0 | 0 | 0 | 0 | 0 | 0 | 5000 | 0 | 0
4745 | 5000 | 0 | 0 | 0 | 0 | 0 | 0 | 5000 | 0 | 0
4746 | 5000 | 0 | 0 | 0 | 0 | 0 | 0 | 5000 | 0 | 0
4747 | 5000 | 0 | 0 | 0 | 0 | 0 | 0 | 1301.899 | 0 | 3698.101
4748 | 5000 | 0 | 0 | 0 | 0 | 0 | 0 | 0 | 0 | 5000
4749 | 5000 | 0 | 0 | 0 | 0 | 0 | 0 | 0 | 0 | 5000
4750 | 5000 | 0 | 0 | 0 | 0 | 0 | 0 | 0 | 0 | 5000
4751 | 5000 | 0 | 0 | 0 | 0 | 0 | 0 | 0 | 0 | 5000
4752 | 5000 | 0 | 0 | 0 | 0 | 0 | 0 | 5000 | 0 | 0
4753 | 5000 | 0 | 0 | 0 | 0 | 0 | 0 | 5000 | -5000 | 0
4754 | 5000 | 0 | 0 | 0 | 0 | 0 | 0 | 5000 | -5000 | 0
4755 | 5000 | 0 | 0 | 0 | 0 | 0 | 0 | 5000 | -5000 | 0
4756 | 5000 | 0 | 0 | 0 | 0 | 0 | 0 | 5000 | -5000 | 0
4757 | 5000 | 0 | 0 | 0 | 0 | 0 | 0 | 5000 | -5000 | 0
4758 | 5000 | 0 | 0 | 0 | 0 | 0 | 0 | 5000 | -1373.421 | 0
4759 | 5000 | 0 | 0 | 0 | 0 | 0 | 0 | 5000 | 0 | 0
4760 | 5000 | 0 | 0 | 0 | 0 | 0 | 0 | 5000 | 0 | 0
4761 | 5000 | 0 | 0 | 0 | 0 | 0 | 0 | 5000 | 0 | 0
4762 | 5000 | 0 | 0 | 0 | 0 | 0 | 0 | 5000 | 0 | 0
4763 | 5000 | 0 | 0 | 0 | 0 | 0 | 0 | 5000 | 0 | 0
4764 | 5000 | 0 | 0 | 0 | 0 | 0 | 0 | 5000 | 0 | 0
4765 | 5000 | 0 | 0 | 0 | 0 | 0 | 0 | 5000 | 0 | 0
4766 | 5000 | 0 | 0 | 0 | 0 | 0 | 0 | 5000 | 0 | 0
4767 | 5000 | 0 | 0 | 0 | 0 | 0 | 0 | 5000 | 0 | 0
4768 | 5000 | 0 | 0 | 0 | 0 | 0 | 0 | 5000 | 0 | 0
4769 | 5000 | 0 | 0 | 0 | 0 | 0 | 0 | 5000 | 0 | 0
4770 | 5000 | 0 | 0 | 0 | 0 | 0 | 0 | 5000 | 0 | 0
4771 | 5000 | 0 | 0 | 0 | 0 | 0 | 0 | 1301.899 | 0 | 3698.101
4772 | 5000 | 0 | 0 | 0 | 0 | 0 | 0 | 0 | 0 | 5000
4773 | 5000 | 0 | 0 | 0 | 0 | 0 | 0 | 0 | 0 | 5000
4774 | 5000 | 0 | 0 | 0 | 0 | 0 | 0 | 0 | 0 | 5000
4775 | 5000 | 0 | 0 | 0 | 0 | 0 | 0 | 0 | 0 | 5000
4776 | 5000 | 0 | 0 | 0 | 0 | 0 | 0 | 5000 | 0 | 0
4777 | 5000 | 0 | 0 | 0 | 0 | 0 | 0 | 5000 | -5000 | 0
4778 | 5000 | 0 | 0 | 0 | 0 | 0 | 0 | 5000 | -5000 | 0
4779 | 5000 | 0 | 0 | 0 | 0 | 0 | 0 | 5000 | -5000 | 0
4780 | 5000 | 0 | 0 | 0 | 0 | 0 | 0 | 5000 | -5000 | 0
4781 | 5000 | 0 | 0 | 0 | 0 | 0 | 0 | 5000 | -5000 | 0
4782 | 5000 | 0 | 0 | 0 | 0 | 0 | 0 | 5000 | -1373.421 | 0
4783 | 5000 | 0 | 0 | 0 | 0 | 0 | 0 | 5000 | 0 | 0
4784 | 5000 | 0 | 0 | 0 | 0 | 0 | 0 | 5000 | 0 | 0
4785 | 5000 | 0 | 0 | 0 | 0 | 0 | 0 | 5000 | 0 | 0
4786 | 5000 | 0 | 0 | 0 | 0 | 0 | 0 | 5000 | 0 | 0
4787 | 5000 | 0 | 0 | 0 | 0 | 0 | 0 | 5000 | 0 | 0
4788 | 5000 | 0 | 0 | 0 | 0 | 0 | 0 | 5000 | 0 | 0
4789 | 5000 | 0 | 0 | 0 | 0 | 0 | 0 | 5000 | 0 | 0
4790 | 5000 | 0 | 0 | 0 | 0 | 0 | 0 | 5000 | 0 | 0
4791 | 5000 | 0 | 0 | 0 | 0 | 0 | 0 | 5000 | 0 | 0
4792 | 5000 | 0 | 0 | 0 | 0 | 0 | 0 | 5000 | 0 | 0
4793 | 5000 | 0 | 0 | 0 | 0 | 0 | 0 | 5000 | 0 | 0
4794 | 5000 | 0 | 0 | 0 | 0 | 0 | 0 | 5000 | 0 | 0
4795 | 5000 | 0 | 0 | 0 | 0 | 0 | 0 | 1301.899 | 0 | 3698.101
4796 | 5000 | 0 | 0 | 0 | 0 | 0 | 0 | 0 | 0 | 5000
4797 | 5000 | 0 | 0 | 0 | 0 | 0 | 0 | 0 | 0 | 5000
4798 | 5000 | 0 | 0 | 0 | 0 | 0 | 0 | 0 | 0 | 5000
4799 | 5000 | 0 | 0 | 0 | 0 | 0 | 0 | 0 | 0 | 5000
4800 | 5000 | 0 | 0 | 0 | 0 | 0 | 0 | 5000 | 0 | 0
4801 | 5000 | 0 | 0 | 0 | 0 | 0 | 0 | 5000 | 0 | 0
4802 | 5000 | 0 | 0 | 0 | 0 | 0 | 0 | 5000 | 0 | 0
4803 | 5000 | 0 | 0 | 0 | 0 | 0 | 0 | 5000 | 0 | 0
4804 | 5000 | 0 | 0 | 0 | 0 | 0 | 0 | 5000 | 0 | 0
4805 | 5000 | 0 | 0 | 0 | 0 | 0 | 0 | 5000 | 0 | 0
4806 | 5000 | 0 | 0 | 0 | 0 | 0 | 0 | 5000 | 0 | 0
4807 | 5000 | 0 | 0 | 0 | 0 | 0 | 0 | 5000 | 0 | 0
4808 | 5000 | 0 | 0 | 0 | 0 | 0 | 0 | 5000 | 0 | 0
4809 | 5000 | 0 | 0 | 0 | 0 | 0 | 0 | 5000 | 0 | 0
4810 | 5000 | 0 | 0 | 0 | 0 | 0 | 0 | 5000 | 0 | 0
4811 | 5000 | 0 | 0 | 0 | 0 | 0 | 0 | 5000 | 0 | 0
4812 | 5000 | 0 | 0 | 0 | 0 | 0 | 0 | 5000 | 0 | 0
4813 | 5000 | 0 | 0 | 0 | 0 | 0 | 0 | 5000 | 0 | 0
4814 | 5000 | 0 | 0 | 0 | 0 | 0 | 0 | 5000 | 0 | 0
4815 | 5000 | 0 | 0 | 0 | 0 | 0 | 0 | 5000 | 0 | 0
4816 | 5000 | 0 | 0 | 0 | 0 | 0 | 0 | 5000 | 0 | 0
4817 | 5000 | 0 | 0 | 0 | 0 | 0 | 0 | 5000 | 0 | 0
4818 | 5000 | 0 | 0 | 0 | 0 | 0 | 0 | 5000 | 0 | 0
4819 | 5000 | 0 | 0 | 0 | 0 | 0 | 0 | 5000 | 0 | 0
4820 | 5000 | 0 | 0 | 0 | 0 | 0 | 0 | 5000 | 0 | 0
4821 | 5000 | 0 | 0 | 0 | 0 | 0 | 0 | 5000 | 0 | 0
4822 | 5000 | 0 | 0 | 0 | 0 | 0 | 0 | 5000 | 0 | 0
4823 | 5000 | 0 | 0 | 0 | 0 | 0 | 0 | 5000 | 0 | 0
4824 | 5000 | 0 | 0 | 0 | 0 | 0 | 0 | 5000 | 0 | 0
4825 | 5000 | 0 | 0 | 0 | 0 | 0 | 0 | 5000 | -5000 | 0
4826 | 5000 | 0 | 0 | 0 | 0 | 0 | 0 | 5000 | -5000 | 0
4827 | 5000 | 0 | 0 | 0 | 0 | 0 | 0 | 5000 | -5000 | 0
4828 | 5000 | 0 | 0 | 0 | 0 | 0 | 0 | 5000 | -5000 | 0
4829 | 5000 | 0 | 0 | 0 | 0 | 0 | 0 | 5000 | -5000 | 0
4830 | 5000 | 0 | 0 | 0 | 0 | 0 | 0 | 5000 | -1373.421 | 0
4831 | 5000 | 0 | 0 | 0 | 0 | 0 | 0 | 5000 | 0 | 0
4832 | 5000 | 0 | 0 | 0 | 0 | 0 | 0 | 5000 | 0 | 0
4833 | 5000 | 0 | 0 | 0 | 0 | 0 | 0 | 5000 | 0 | 0
4834 | 5000 | 0 | 0 | 0 | 0 | 0 | 0 | 5000 | 0 | 0
4835 | 5000 | 0 | 0 | 0 | 0 | 0 | 0 | 5000 | 0 | 0
4836 | 5000 | 0 | 0 | 0 | 0 | 0 | 0 | 5000 | 0 | 0
4837 | 5000 | 0 | 0 | 0 | 0 | 0 | 0 | 5000 | 0 | 0
4838 | 5000 | 0 | 0 | 0 | 0 | 0 | 0 | 5000 | 0 | 0
4839 | 5000 | 0 | 0 | 0 | 0 | 0 | 0 | 5000 | 0 | 0
4840 | 5000 | 0 | 0 | 0 | 0 | 0 | 0 | 5000 | 0 | 0
4841 | 5000 | 0 | 0 | 0 | 0 | 0 | 0 | 5000 | 0 | 0
4842 | 5000 | 0 | 0 | 0 | 0 | 0 | 0 | 5000 | 0 | 0
4843 | 5000 | 0 | 0 | 0 | 0 | 0 | 0 | 1301.899 | 0 | 3698.101
4844 | 5000 | 0 | 0 | 0 | 0 | 0 | 0 | 0 | 0 | 5000
4845 | 5000 | 0 | 0 | 0 | 0 | 0 | 0 | 0 | 0 | 5000
4846 | 5000 | 0 | 0 | 0 | 0 | 0 | 0 | 0 | 0 | 5000
4847 | 5000 | 0 | 0 | 0 | 0 | 0 | 0 | 0 | 0 | 5000
4848 | 5000 | 0 | 0 | 0 | 0 | 0 | 0 | 5000 | 0 | 0
4849 | 5000 | 0 | 0 | 0 | 0 | 0 | 0 | 5000 | -5000 | 0
4850 | 5000 | 0 | 0 | 0 | 0 | 0 | 0 | 5000 | -5000 | 0
4851 | 5000 | 0 | 0 | 0 | 0 | 0 | 0 | 5000 | -5000 | 0
4852 | 5000 | 0 | 0 | 0 | 0 | 0 | 0 | 5000 | -5000 | 0
4853 | 5000 | 0 | 0 | 0 | 0 | 0 | 0 | 5000 | -5000 | 0
4854 | 5000 | 0 | 0 | 0 | 0 | 0 | 0 | 5000 | -1373.421 | 0
4855 | 5000 | 0 | 0 | 0 | 0 | 0 | 0 | 5000 | 0 | 0
4856 | 5000 | 0 | 0 | 0 | 0 | 0 | 0 | 5000 | 0 | 0
4857 | 5000 | 0 | 0 | 0 | 0 | 0 | 0 | 5000 | 0 | 0
4858 | 5000 | 0 | 0 | 0 | 0 | 0 | 0 | 5000 | 0 | 0
4859 | 5000 | 0 | 0 | 0 | 0 | 0 | 0 | 5000 | 0 | 0
4860 | 5000 | 0 | 0 | 0 | 0 | 0 | 0 | 5000 | 0 | 0
4861 | 5000 | 0 | 0 | 0 | 0 | 0 | 0 | 5000 | 0 | 0
4862 | 5000 | 0 | 0 | 0 | 0 | 0 | 0 | 5000 | 0 | 0
4863 | 5000 | 0 | 0 | 0 | 0 | 0 | 0 | 5000 | 0 | 0
4864 | 5000 | 0 | 0 | 0 | 0 | 0 | 0 | 5000 | 0 | 0
4865 | 5000 | 0 | 0 | 0 | 0 | 0 | 0 | 5000 | 0 | 0
4866 | 5000 | 0 | 0 | 0 | 0 | 0 | 0 | 5000 | 0 | 0
4867 | 5000 | 0 | 0 | 0 | 0 | 0 | 0 | 1301.899 | 0 | 3698.101
4868 | 5000 | 0 | 0 | 0 | 0 | 0 | 0 | 0 | 0 | 5000
4869 | 5000 | 0 | 0 | 0 | 0 | 0 | 0 | 0 | 0 | 5000
4870 | 5000 | 0 | 0 | 0 | 0 | 0 | 0 | 0 | 0 | 5000
4871 | 5000 | 0 | 0 | 0 | 0 | 0 | 0 | 0 | 0 | 5000
4872 | 5000 | 0 | 0 | 0 | 0 | 0 | 0 | 5000 | 0 | 0
4873 | 5000 | 0 | 0 | 0 | 0 | 0 | 0 | 5000 | -5000 | 0
4874 | 5000 | 0 | 0 | 0 | 0 | 0 | 0 | 5000 | -5000 | 0
4875 | 5000 | 0 | 0 | 0 | 0 | 0 | 0 | 5000 | -5000 | 0
4876 | 5000 | 0 | 0 | 0 | 0 | 0 | 0 | 5000 | -5000 | 0
4877 | 5000 | 0 | 0 | 0 | 0 | 0 | 0 | 5000 | -5000 | 0
4878 | 5000 | 0 | 0 | 0 | 0 | 0 | 0 | 5000 | -1373.421 | 0
4879 | 5000 | 0 | 0 | 0 | 0 | 0 | 0 | 5000 | 0 | 0
4880 | 5000 | 0 | 0 | 0 | 0 | 0 | 0 | 5000 | 0 | 0
4881 | 5000 | 0 | 0 | 0 | 0 | 0 | 0 | 5000 | 0 | 0
4882 | 5000 | 0 | 0 | 0 | 0 | 0 | 0 | 5000 | 0 | 0
4883 | 5000 | 0 | 0 | 0 | 0 | 0 | 0 | 5000 | 0 | 0
4884 | 5000 | 0 | 0 | 0 | 0 | 0 | 0 | 5000 | 0 | 0
4885 | 5000 | 0 | 0 | 0 | 0 | 0 | 0 | 5000 | 0 | 0
4886 | 5000 | 0 | 0 | 0 | 0 | 0 | 0 | 5000 | 0 | 0
4887 | 5000 | 0 | 0 | 0 | 0 | 0 | 0 | 5000 | 0 | 0
4888 | 5000 | 0 | 0 | 0 | 0 | 0 | 0 | 5000 | 0 | 0
4889 | 5000 | 0 | 0 | 0 | 0 | 0 | 0 | 5000 | 0 | 0
4890 | 5000 | 0 | 0 | 0 | 0 | 0 | 0 | 5000 | 0 | 0
4891 | 5000 | 0 | 0 | 0 | 0 | 0 | 0 | 1301.899 | 0 | 3698.101
4892 | 5000 | 0 | 0 | 0 | 0 | 0 | 0 | 0 | 0 | 5000
4893 | 5000 | 0 | 0 | 0 | 0 | 0 | 0 | 0 | 0 | 5000
4894 | 5000 | 0 | 0 | 0 | 0 | 0 | 0 | 0 | 0 | 5000
4895 | 5000 | 0 | 0 | 0 | 0 | 0 | 0 | 0 | 0 | 5000
4896 | 5000 | 0 | 0 | 0 | 0 | 0 | 0 | 5000 | 0 | 0
4897 | 5000 | 0 | 0 | 0 | 0 | 0 | 0 | 5000 | -5000 | 0
4898 | 5000 | 0 | 0 | 0 | 0 | 0 | 0 | 5000 | -5000 | 0
4899 | 5000 | 0 | 0 | 0 | 0 | 0 | 0 | 5000 | -5000 | 0
4900 | 5000 | 0 | 0 | 0 | 0 | 0 | 0 | 5000 | -5000 | 0
4901 | 5000 | 0 | 0 | 0 | 0 | 0 | 0 | 5000 | -5000 | 0
4902 | 5000 | 0 | 0 | 0 | 0 | 0 | 0 | 5000 | -1373.421 | 0
4903 | 5000 | 0 | 0 | 0 | 0 | 0 | 0 | 5000 | 0 | 0
4904 | 5000 | 0 | 0 | 0 | 0 | 0 | 0 | 5000 | 0 | 0
4905 | 5000 | 0 | 0 | 0 | 0 | 0 | 0 | 5000 | 0 | 0
4906 | 5000 | 0 | 0 | 0 | 0 | 0 | 0 | 5000 | 0 | 0
4907 | 5000 | 0 | 0 | 0 | 0 | 0 | 0 | 5000 | 0 | 0
4908 | 5000 | 0 | 0 | 0 | 0 | 0 | 0 | 5000 | 0 | 0
4909 | 5000 | 0 | 0 | 0 | 0 | 0 | 0 | 5000 | 0 | 0
4910 | 5000 | 0 | 0 | 0 | 0 | 0 | 0 | 5000 | 0 | 0
4911 | 5000 | 0 | 0 | 0 | 0 | 0 | 0 | 5000 | 0 | 0
4912 | 5000 | 0 | 0 | 0 | 0 | 0 | 0 | 5000 | 0 | 0
4913 | 5000 | 0 | 0 | 0 | 0 | 0 | 0 | 5000 | 0 | 0
4914 | 5000 | 0 | 0 | 0 | 0 | 0 | 0 | 5000 | 0 | 0
4915 | 5000 | 0 | 0 | 0 | 0 | 0 | 0 | 1301.899 | 0 | 3698.101
4916 | 5000 | 0 | 0 | 0 | 0 | 0 | 0 | 0 | 0 | 5000
4917 | 5000 | 0 | 0 | 0 | 0 | 0 | 0 | 0 | 0 | 5000
4918 | 5000 | 0 | 0 | 0 | 0 | 0 | 0 | 0 | 0 | 5000
4919 | 5000 | 0 | 0 | 0 | 0 | 0 | 0 | 0 | 0 | 5000
4920 | 5000 | 0 | 0 | 0 | 0 | 0 | 0 | 5000 | 0 | 0
4921 | 5000 | 0 | 0 | 0 | 0 | 0 | 0 | 5000 | -5000 | 0
4922 | 5000 | 0 | 0 | 0 | 0 | 0 | 0 | 5000 | -5000 | 0
4923 | 5000 | 0 | 0 | 0 | 0 | 0 | 0 | 5000 | -5000 | 0
4924 | 5000 | 0 | 0 | 0 | 0 | 0 | 0 | 5000 | -5000 | 0
4925 | 5000 | 0 | 0 | 0 | 0 | 0 | 0 | 5000 | -5000 | 0
4926 | 5000 | 0 | 0 | 0 | 0 | 0 | 0 | 5000 | -1373.421 | 0
4927 | 5000 | 0 | 0 | 0 | 0 | 0 | 0 | 5000 | 0 | 0
4928 | 5000 | 0 | 0 | 0 | 0 | 0 | 0 | 5000 | 0 | 0
4929 | 5000 | 0 | 0 | 0 | 0 | 0 | 0 | 5000 | 0 | 0
4930 | 5000 | 0 | 0 | 0 | 0 | 0 | 0 | 5000 | 0 | 0
4931 | 5000 | 0 | 0 | 0 | 0 | 0 | 0 | 5000 | 0 | 0
4932 | 5000 | 0 | 0 | 0 | 0 | 0 | 0 | 5000 | 0 | 0
4933 | 5000 | 0 | 0 | 0 | 0 | 0 | 0 | 5000 | 0 | 0
4934 | 5000 | 0 | 0 | 0 | 0 | 0 | 0 | 5000 | 0 | 0
4935 | 5000 | 0 | 0 | 0 | 0 | 0 | 0 | 5000 | 0 | 0
4936 | 5000 | 0 | 0 | 0 | 0 | 0 | 0 | 5000 | 0 | 0
4937 | 5000 | 0 | 0 | 0 | 0 | 0 | 0 | 5000 | 0 | 0
4938 | 5000 | 0 | 0 | 0 | 0 | 0 | 0 | 5000 | 0 | 0
4939 | 5000 | 0 | 0 | 0 | 0 | 0 | 0 | 1301.899 | 0 | 3698.101
4940 | 5000 | 0 | 0 | 0 | 0 | 0 | 0 | 0 | 0 | 5000
4941 | 5000 | 0 | 0 | 0 | 0 | 0 | 0 | 0 | 0 | 5000
4942 | 5000 | 0 | 0 | 0 | 0 | 0 | 0 | 0 | 0 | 5000
4943 | 5000 | 0 | 0 | 0 | 0 | 0 | 0 | 0 | 0 | 5000
4944 | 5000 | 0 | 0 | 0 | 0 | 0 | 0 | 5000 | 0 | 0
4945 | 5000 | 0 | 0 | 0 | 0 | 0 | 0 | 5000 | -5000 | 0
4946 | 5000 | 0 | 0 | 0 | 0 | 0 | 0 | 5000 | -5000 | 0
4947 | 5000 | 0 | 0 | 0 | 0 | 0 | 0 | 5000 | -5000 | 0
4948 | 5000 | 0 | 0 | 0 | 0 | 0 | 0 | 5000 | -5000 | 0
4949 | 5000 | 0 | 0 | 0 | 0 | 0 | 0 | 5000 | -5000 | 0
4950 | 5000 | 0 | 0 | 0 | 0 | 0 | 0 | 5000 | -1373.421 | 0
4951 | 5000 | 0 | 0 | 0 | 0 | 0 | 0 | 5000 | 0 | 0
4952 | 5000 | 0 | 0 | 0 | 0 | 0 | 0 | 5000 | 0 | 0
4953 | 5000 | 0 | 0 | 0 | 0 | 0 | 0 | 5000 | 0 | 0
4954 | 5000 | 0 | 0 | 0 | 0 | 0 | 0 | 5000 | 0 | 0
4955 | 5000 | 0 | 0 | 0 | 0 | 0 | 0 | 5000 | 0 | 0
4956 | 5000 | 0 | 0 | 0 | 0 | 0 | 0 | 5000 | 0 | 0
4957 | 5000 | 0 | 0 | 0 | 0 | 0 | 0 | 5000 | 0 | 0
4958 | 5000 | 0 | 0 | 0 | 0 | 0 | 0 | 5000 | 0 | 0
4959 | 5000 | 0 | 0 | 0 | 0 | 0 | 0 | 5000 | 0 | 0
4960 | 5000 | 0 | 0 | 0 | 0 | 0 | 0 | 5000 | 0 | 0
4961 | 5000 | 0 | 0 | 0 | 0 | 0 | 0 | 5000 | 0 | 0
4962 | 5000 | 0 | 0 | 0 | 0 | 0 | 0 | 5000 | 0 | 0
4963 | 5000 | 0 | 0 | 0 | 0 | 0 | 0 | 1301.899 | 0 | 3698.101
4964 | 5000 | 0 | 0 | 0 | 0 | 0 | 0 | 0 | 0 | 5000
4965 | 5000 | 0 | 0 | 0 | 0 | 0 | 0 | 0 | 0 | 5000
4966 | 5000 | 0 | 0 | 0 | 0 | 0 | 0 | 0 | 0 | 5000
4967 | 5000 | 0 | 0 | 0 | 0 | 0 | 0 | 0 | 0 | 5000
4968 | 5000 | 0 | 0 | 0 | 0 | 0 | 0 | 5000 | 0 | 0
4969 | 5000 | 0 | 0 | 0 | 0 | 0 | 0 | 5000 | 0 | 0
4970 | 5000 | 0 | 0 | 0 | 0 | 0 | 0 | 5000 | 0 | 0
4971 | 5000 | 0 | 0 | 0 | 0 | 0 | 0 | 5000 | 0 | 0
4972 | 5000 | 0 | 0 | 0 | 0 | 0 | 0 | 5000 | 0 | 0
4973 | 5000 | 0 | 0 | 0 | 0 | 0 | 0 | 5000 | 0 | 0
4974 | 5000 | 0 | 0 | 0 | 0 | 0 | 0 | 5000 | 0 | 0
4975 | 5000 | 0 | 0 | 0 | 0 | 0 | 0 | 5000 | 0 | 0
4976 | 5000 | 0 | 0 | 0 | 0 | 0 | 0 | 5000 | 0 | 0
4977 | 5000 | 0 | 0 | 0 | 0 | 0 | 0 | 5000 | 0 | 0
4978 | 5000 | 0 | 0 | 0 | 0 | 0 | 0 | 5000 | 0 | 0
4979 | 5000 | 0 | 0 | 0 | 0 | 0 | 0 | 5000 | 0 | 0
4980 | 5000 | 0 | 0 | 0 | 0 | 0 | 0 | 5000 | 0 | 0
4981 | 5000 | 0 | 0 | 0 | 0 | 0 | 0 | 5000 | 0 | 0
4982 | 5000 | 0 | 0 | 0 | 0 | 0 | 0 | 5000 | 0 | 0
4983 | 5000 | 0 | 0 | 0 | 0 | 0 | 0 | 5000 | 0 | 0
4984 | 5000 | 0 | 0 | 0 | 0 | 0 | 0 | 5000 | 0 | 0
4985 | 5000 | 0 | 0 | 0 | 0 | 0 | 0 | 5000 | 0 | 0
4986 | 5000 | 0 | 0 | 0 | 0 | 0 | 0 | 5000 | 0 | 0
4987 | 5000 | 0 | 0 | 0 | 0 | 0 | 0 | 5000 | 0 | 0
4988 | 5000 | 0 | 0 | 0 | 0 | 0 | 0 | 5000 | 0 | 0
4989 | 5000 | 0 | 0 | 0 | 0 | 0 | 0 | 5000 | 0 | 0
4990 | 5000 | 0 | 0 | 0 | 0 | 0 | 0 | 5000 | 0 | 0
4991 | 5000 | 0 | 0 | 0 | 0 | 0 | 0 | 5000 | 0 | 0
4992 | 5000 | 0 | 0 | 0 | 0 | 0 | 0 | 5000 | 0 | 0
4993 | 5000 | 0 | 0 | 0 | 0 | 0 | 0 | 5000 | -5000 | 0
4994 | 5000 | 0 | 0 | 0 | 0 | 0 | 0 | 5000 | -5000 | 0
4995 | 5000 | 0 | 0 | 0 | 0 | 0 | 0 | 5000 | -5000 | 0
4996 | 5000 | 0 | 0 | 0 | 0 | 0 | 0 | 5000 | -5000 | 0
4997 | 5000 | 0 | 0 | 0 | 0 | 0 | 0 | 5000 | -5000 | 0
4998 | 5000 | 0 | 0 | 0 | 0 | 0 | 0 | 5000 | -1373.421 | 0
4999 | 5000 | 0 | 0 | 0 | 0 | 0 | 0 | 5000 | 0 | 0
5000 | 5000 | 0 | 0 | 0 | 0 | 0 | 0 | 5000 | 0 | 0
5001 | 5000 | 0 | 0 | 0 | 0 | 0 | 0 | 5000 | 0 | 0
5002 | 5000 | 0 | 0 | 0 | 0 | 0 | 0 | 5000 | 0 | 0
5003 | 5000 | 0 | 0 | 0 | 0 | 0 | 0 | 5000 | 0 | 0
5004 | 5000 | 0 | 0 | 0 | 0 | 0 | 0 | 5000 | 0 | 0
5005 | 5000 | 0 | 0 | 0 | 0 | 0 | 0 | 5000 | 0 | 0
5006 | 5000 | 0 | 0 | 0 | 0 | 0 | 0 | 5000 | 0 | 0
5007 | 5000 | 0 | 0 | 0 | 0 | 0 | 0 | 5000 | 0 | 0
5008 | 5000 | 0 | 0 | 0 | 0 | 0 | 0 | 5000 | 0 | 0
5009 | 5000 | 0 | 0 | 0 | 0 | 0 | 0 | 5000 | 0 | 0
5010 | 5000 | 0 | 0 | 0 | 0 | 0 | 0 | 5000 | 0 | 0
5011 | 5000 | 0 | 0 | 0 | 0 | 0 | 0 | 1301.899 | 0 | 3698.101
5012 | 5000 | 0 | 0 | 0 | 0 | 0 | 0 | 0 | 0 | 5000
5013 | 5000 | 0 | 0 | 0 | 0 | 0 | 0 | 0 | 0 | 5000
5014 | 5000 | 0 | 0 | 0 | 0 | 0 | 0 | 0 | 0 | 5000
5015 | 5000 | 0 | 0 | 0 | 0 | 0 | 0 | 0 | 0 | 5000
5016 | 5000 | 0 | 0 | 0 | 0 | 0 | 0 | 5000 | 0 | 0
5017 | 5000 | 0 | 0 | 0 | 0 | 0 | 0 | 5000 | -5000 | 0
5018 | 5000 | 0 | 0 | 0 | 0 | 0 | 0 | 5000 | -5000 | 0
5019 | 5000 | 0 | 0 | 0 | 0 | 0 | 0 | 5000 | -5000 | 0
5020 | 5000 | 0 | 0 | 0 | 0 | 0 | 0 | 5000 | -5000 | 0
5021 | 5000 | 0 | 0 | 0 | 0 | 0 | 0 | 5000 | -5000 | 0
5022 | 5000 | 0 | 0 | 0 | 0 | 0 | 0 | 5000 | -1373.421 | 0
5023 | 5000 | 0 | 0 | 0 | 0 | 0 | 0 | 5000 | 0 | 0
5024 | 5000 | 0 | 0 | 0 | 0 | 0 | 0 | 5000 | 0 | 0
5025 | 5000 | 0 | 0 | 0 | 0 | 0 | 0 | 5000 | 0 | 0
5026 | 5000 | 0 | 0 | 0 | 0 | 0 | 0 | 5000 | 0 | 0
5027 | 5000 | 0 | 0 | 0 | 0 | 0 | 0 | 5000 | 0 | 0
5028 | 5000 | 0 | 0 | 0 | 0 | 0 | 0 | 5000 | 0 | 0
5029 | 5000 | 0 | 0 | 0 | 0 | 0 | 0 | 5000 | 0 | 0
5030 | 5000 | 0 | 0 | 0 | 0 | 0 | 0 | 5000 | 0 | 0
5031 | 5000 | 0 | 0 | 0 | 0 | 0 | 0 | 5000 | 0 | 0
5032 | 5000 | 0 | 0 | 0 | 0 | 0 | 0 | 5000 | 0 | 0
5033 | 5000 | 0 | 0 | 0 | 0 | 0 | 0 | 5000 | 0 | 0
5034 | 5000 | 0 | 0 | 0 | 0 | 0 | 0 | 5000 | 0 | 0
5035 | 5000 | 0 | 0 | 0 | 0 | 0 | 0 | 1301.899 | 0 | 3698.101
5036 | 5000 | 0 | 0 | 0 | 0 | 0 | 0 | 0 | 0 | 5000
5037 | 5000 | 0 | 0 | 0 | 0 | 0 | 0 | 0 | 0 | 5000
5038 | 5000 | 0 | 0 | 0 | 0 | 0 | 0 | 0 | 0 | 5000
5039 | 5000 | 0 | 0 | 0 | 0 | 0 | 0 | 0 | 0 | 5000
5040 | 5000 | 0 | 0 | 0 | 0 | 0 | 0 | 5000 | 0 | 0
5041 | 5000 | 0 | 0 | 0 | 0 | 0 | 0 | 5000 | -5000 | 0
5042 | 5000 | 0 | 0 | 0 | 0 | 0 | 0 | 5000 | -5000 | 0
5043 | 5000 | 0 | 0 | 0 | 0 | 0 | 0 | 5000 | -5000 | 0
5044 | 5000 | 0 | 0 | 0 | 0 | 0 | 0 | 5000 | -5000 | 0
5045 | 5000 | 0 | 0 | 0 | 0 | 0 | 0 | 5000 | -5000 | 0
5046 | 5000 | 0 | 0 | 0 | 0 | 0 | 0 | 5000 | -1373.421 | 0
5047 | 5000 | 0 | 0 | 0 | 0 | 0 | 0 | 5000 | 0 | 0
5048 | 5000 | 0 | 0 | 0 | 0 | 0 | 0 | 5000 | 0 | 0
5049 | 5000 | 0 | 0 | 0 | 0 | 0 | 0 | 5000 | 0 | 0
5050 | 5000 | 0 | 0 | 0 | 0 | 0 | 0 | 5000 | 0 | 0
5051 | 5000 | 0 | 0 | 0 | 0 | 0 | 0 | 5000 | 0 | 0
5052 | 5000 | 0 | 0 | 0 | 0 | 0 | 0 | 5000 | 0 | 0
5053 | 5000 | 0 | 0 | 0 | 0 | 0 | 0 | 5000 | 0 | 0
5054 | 5000 | 0 | 0 | 0 | 0 | 0 | 0 | 5000 | 0 | 0
5055 | 5000 | 0 | 0 | 0 | 0 | 0 | 0 | 5000 | 0 | 0
5056 | 5000 | 0 | 0 | 0 | 0 | 0 | 0 | 5000 | 0 | 0
5057 | 5000 | 0 | 0 | 0 | 0 | 0 | 0 | 5000 | 0 | 0
5058 | 5000 | 0 | 0 | 0 | 0 | 0 | 0 | 5000 | 0 | 0
5059 | 5000 | 0 | 0 | 0 | 0 | 0 | 0 | 1301.899 | 0 | 3698.101
5060 | 5000 | 0 | 0 | 0 | 0 | 0 | 0 | 0 | 0 | 5000
5061 | 5000 | 0 | 0 | 0 | 0 | 0 | 0 | 0 | 0 | 5000
5062 | 5000 | 0 | 0 | 0 | 0 | 0 | 0 | 0 | 0 | 5000
5063 | 5000 | 0 | 0 | 0 | 0 | 0 | 0 | 0 | 0 | 5000
5064 | 5000 | 0 | 0 | 0 | 0 | 0 | 0 | 5000 | 0 | 0
5065 | 5000 | 0 | 0 | 0 | 0 | 0 | 0 | 5000 | -5000 | 0
5066 | 5000 | 0 | 0 | 0 | 0 | 0 | 0 | 5000 | -5000 | 0
5067 | 5000 | 0 | 0 | 0 | 0 | 0 | 0 | 5000 | -5000 | 0
5068 | 5000 | 0 | 0 | 0 | 0 | 0 | 0 | 5000 | -5000 | 0
5069 | 5000 | 0 | 0 | 0 | 0 | 0 | 0 | 5000 | -5000 | 0
5070 | 5000 | 0 | 0 | 0 | 0 | 0 | 0 | 5000 | -1373.421 | 0
5071 | 5000 | 0 | 0 | 0 | 0 | 0 | 0 | 5000 | 0 | 0
5072 | 5000 | 0 | 0 | 0 | 0 | 0 | 0 | 5000 | 0 | 0
5073 | 5000 | 0 | 0 | 0 | 0 | 0 | 0 | 5000 | 0 | 0
5074 | 5000 | 0 | 0 | 0 | 0 | 0 | 0 | 5000 | 0 | 0
5075 | 5000 | 0 | 0 | 0 | 0 | 0 | 0 | 5000 | 0 | 0
5076 | 5000 | 0 | 0 | 0 | 0 | 0 | 0 | 5000 | 0 | 0
5077 | 5000 | 0 | 0 | 0 | 0 | 0 | 0 | 5000 | 0 | 0
5078 | 5000 | 0 | 0 | 0 | 0 | 0 | 0 | 5000 | 0 | 0
5079 | 5000 | 0 | 0 | 0 | 0 | 0 | 0 | 5000 | 0 | 0
5080 | 5000 | 0 | 0 | 0 | 0 | 0 | 0 | 5000 | 0 | 0
5081 | 5000 | 0 | 0 | 0 | 0 | 0 | 0 | 5000 | 0 | 0
5082 | 5000 | 0 | 0 | 0 | 0 | 0 | 0 | 5000 | 0 | 0
5083 | 5000 | 0 | 0 | 0 | 0 | 0 | 0 | 1301.899 | 0 | 3698.101
5084 | 5000 | 0 | 0 | 0 | 0 | 0 | 0 | 0 | 0 | 5000
5085 | 5000 | 0 | 0 | 0 | 0 | 0 | 0 | 0 | 0 | 5000
5086 | 5000 | 0 | 0 | 0 | 0 | 0 | 0 | 0 | 0 | 5000
5087 | 5000 | 0 | 0 | 0 | 0 | 0 | 0 | 0 | 0 | 5000
5088 | 5000 | 0 | 0 | 0 | 0 | 0 | 0 | 5000 | 0 | 0
5089 | 5000 | 0 | 0 | 0 | 0 | 0 | 0 | 5000 | -5000 | 0
5090 | 5000 | 0 | 0 | 0 | 0 | 0 | 0 | 5000 | -5000 | 0
5091 | 5000 | 0 | 0 | 0 | 0 | 0 | 0 | 5000 | -5000 | 0
5092 | 5000 | 0 | 0 | 0 | 0 | 0 | 0 | 5000 | -5000 | 0
5093 | 5000 | 0 | 0 | 0 | 0 | 0 | 0 | 5000 | -5000 | 0
5094 | 5000 | 0 | 0 | 0 | 0 | 0 | 0 | 5000 | -1373.421 | 0
5095 | 5000 | 0 | 0 | 0 | 0 | 0 | 0 | 5000 | 0 | 0
5096 | 5000 | 0 | 0 | 0 | 0 | 0 | 0 | 5000 | 0 | 0
5097 | 5000 | 0 | 0 | 0 | 0 | 0 | 0 | 5000 | 0 | 0
5098 | 5000 | 0 | 0 | 0 | 0 | 0 | 0 | 5000 | 0 | 0
5099 | 5000 | 0 | 0 | 0 | 0 | 0 | 0 | 5000 | 0 | 0
5100 | 5000 | 0 | 0 | 0 | 0 | 0 | 0 | 5000 | 0 | 0
5101 | 5000 | 0 | 0 | 0 | 0 | 0 | 0 | 5000 | 0 | 0
5102 | 5000 | 0 | 0 | 0 | 0 | 0 | 0 | 5000 | 0 | 0
5103 | 5000 | 0 | 0 | 0 | 0 | 0 | 0 | 5000 | 0 | 0
5104 | 5000 | 0 | 0 | 0 | 0 | 0 | 0 | 5000 | 0 | 0
5105 | 5000 | 0 | 0 | 0 | 0 | 0 | 0 | 5000 | 0 | 0
5106 | 5000 | 0 | 0 | 0 | 0 | 0 | 0 | 5000 | 0 | 0
5107 | 5000 | 0 | 0 | 0 | 0 | 0 | 0 | 1301.899 | 0 | 3698.101
5108 | 5000 | 0 | 0 | 0 | 0 | 0 | 0 | 0 | 0 | 5000
5109 | 5000 | 0 | 0 | 0 | 0 | 0 | 0 | 0 | 0 | 5000
5110 | 5000 | 0 | 0 | 0 | 0 | 0 | 0 | 0 | 0 | 5000
5111 | 5000 | 0 | 0 | 0 | 0 | 0 | 0 | 0 | 0 | 5000
5112 | 5000 | 0 | 0 | 0 | 0 | 0 | 0 | 5000 | 0 | 0
5113 | 5000 | 0 | 0 | 0 | 0 | 0 | 0 | 5000 | -5000 | 0
5114 | 5000 | 0 | 0 | 0 | 0 | 0 | 0 | 5000 | -5000 | 0
5115 | 5000 | 0 | 0 | 0 | 0 | 0 | 0 | 5000 | -5000 | 0
5116 | 5000 | 0 | 0 | 0 | 0 | 0 | 0 | 5000 | -5000 | 0
5117 | 5000 | 0 | 0 | 0 | 0 | 0 | 0 | 5000 | -5000 | 0
5118 | 5000 | 0 | 0 | 0 | 0 | 0 | 0 | 5000 | -1373.421 | 0
5119 | 5000 | 0 | 0 | 0 | 0 | 0 | 0 | 5000 | 0 | 0
5120 | 5000 | 0 | 0 | 0 | 0 | 0 | 0 | 5000 | 0 | 0
5121 | 5000 | 0 | 0 | 0 | 0 | 0 | 0 | 5000 | 0 | 0
5122 | 5000 | 0 | 0 | 0 | 0 | 0 | 0 | 5000 | 0 | 0
5123 | 5000 | 0 | 0 | 0 | 0 | 0 | 0 | 5000 | 0 | 0
5124 | 5000 | 0 | 0 | 0 | 0 | 0 | 0 | 5000 | 0 | 0
5125 | 5000 | 0 | 0 | 0 | 0 | 0 | 0 | 5000 | 0 | 0
5126 | 5000 | 0 | 0 | 0 | 0 | 0 | 0 | 5000 | 0 | 0
5127 | 5000 | 0 | 0 | 0 | 0 | 0 | 0 | 5000 | 0 | 0
5128 | 5000 | 0 | 0 | 0 | 0 | 0 | 0 | 5000 | 0 | 0
5129 | 5000 | 0 | 0 | 0 | 0 | 0 | 0 | 5000 | 0 | 0
5130 | 5000 | 0 | 0 | 0 | 0 | 0 | 0 | 5000 | 0 | 0
5131 | 5000 | 0 | 0 | 0 | 0 | 0 | 0 | 1301.899 | 0 | 3698.101
5132 | 5000 | 0 | 0 | 0 | 0 | 0 | 0 | 0 | 0 | 5000
5133 | 5000 | 0 | 0 | 0 | 0 | 0 | 0 | 0 | 0 | 5000
5134 | 5000 | 0 | 0 | 0 | 0 | 0 | 0 | 0 | 0 | 5000
5135 | 5000 | 0 | 0 | 0 | 0 | 0 | 0 | 0 | 0 | 5000
5136 | 5000 | 0 | 0 | 0 | 0 | 0 | 0 | 5000 | 0 | 0
5137 | 5000 | 0 | 0 | 0 | 0 | 0 | 0 | 5000 | 0 | 0
5138 | 5000 | 0 | 0 | 0 | 0 | 0 | 0 | 5000 | 0 | 0
5139 | 5000 | 0 | 0 | 0 | 0 | 0 | 0 | 5000 | 0 | 0
5140 | 5000 | 0 | 0 | 0 | 0 | 0 | 0 | 5000 | 0 | 0
5141 | 5000 | 0 | 0 | 0 | 0 | 0 | 0 | 5000 | 0 | 0
5142 | 5000 | 0 | 0 | 0 | 0 | 0 | 0 | 5000 | 0 | 0
5143 | 5000 | 0 | 0 | 0 | 0 | 0 | 0 | 5000 | 0 | 0
5144 | 5000 | 0 | 0 | 0 | 0 | 0 | 0 | 5000 | 0 | 0
5145 | 5000 | 0 | 0 | 0 | 0 | 0 | 0 | 5000 | 0 | 0
5146 | 5000 | 0 | 0 | 0 | 0 | 0 | 0 | 5000 | 0 | 0
5147 | 5000 | 0 | 0 | 0 | 0 | 0 | 0 | 5000 | 0 | 0
5148 | 5000 | 0 | 0 | 0 | 0 | 0 | 0 | 5000 | 0 | 0
5149 | 5000 | 0 | 0 | 0 | 0 | 0 | 0 | 5000 | 0 | 0
5150 | 5000 | 0 | 0 | 0 | 0 | 0 | 0 | 5000 | 0 | 0
5151 | 5000 | 0 | 0 | 0 | 0 | 0 | 0 | 5000 | 0 | 0
5152 | 5000 | 0 | 0 | 0 | 0 | 0 | 0 | 5000 | 0 | 0
5153 | 5000 | 0 | 0 | 0 | 0 | 0 | 0 | 5000 | 0 | 0
5154 | 5000 | 0 | 0 | 0 | 0 | 0 | 0 | 5000 | 0 | 0
5155 | 5000 | 0 | 0 | 0 | 0 | 0 | 0 | 5000 | 0 | 0
5156 | 5000 | 0 | 0 | 0 | 0 | 0 | 0 | 5000 | 0 | 0
5157 | 5000 | 0 | 0 | 0 | 0 | 0 | 0 | 5000 | 0 | 0
5158 | 5000 | 0 | 0 | 0 | 0 | 0 | 0 | 5000 | 0 | 0
5159 | 5000 | 0 | 0 | 0 | 0 | 0 | 0 | 5000 | 0 | 0
5160 | 5000 | 0 | 0 | 0 | 0 | 0 | 0 | 5000 | 0 | 0
5161 | 5000 | 0 | 0 | 0 | 0 | 0 | 0 | 5000 | -5000 | 0
5162 | 5000 | 0 | 0 | 0 | 0 | 0 | 0 | 5000 | -5000 | 0
5163 | 5000 | 0 | 0 | 0 | 0 | 0 | 0 | 5000 | -5000 | 0
5164 | 5000 | 0 | 0 | 0 | 0 | 0 | 0 | 5000 | -5000 | 0
5165 | 5000 | 0 | 0 | 0 | 0 | 0 | 0 | 5000 | -5000 | 0
5166 | 5000 | 0 | 0 | 0 | 0 | 0 | 0 | 5000 | -1373.421 | 0
5167 | 5000 | 0 | 0 | 0 | 0 | 0 | 0 | 5000 | 0 | 0
5168 | 5000 | 0 | 0 | 0 | 0 | 0 | 0 | 5000 | 0 | 0
5169 | 5000 | 0 | 0 | 0 | 0 | 0 | 0 | 5000 | 0 | 0
5170 | 5000 | 0 | 0 | 0 | 0 | 0 | 0 | 5000 | 0 | 0
5171 | 5000 | 0 | 0 | 0 | 0 | 0 | 0 | 5000 | 0 | 0
5172 | 5000 | 0 | 0 | 0 | 0 | 0 | 0 | 5000 | 0 | 0
5173 | 5000 | 0 | 0 | 0 | 0 | 0 | 0 | 5000 | 0 | 0
5174 | 5000 | 0 | 0 | 0 | 0 | 0 | 0 | 5000 | 0 | 0
5175 | 5000 | 0 | 0 | 0 | 0 | 0 | 0 | 5000 | 0 | 0
5176 | 5000 | 0 | 0 | 0 | 0 | 0 | 0 | 5000 | 0 | 0
5177 | 5000 | 0 | 0 | 0 | 0 | 0 | 0 | 5000 | 0 | 0
5178 | 5000 | 0 | 0 | 0 | 0 | 0 | 0 | 5000 | 0 | 0
5179 | 5000 | 0 | 0 | 0 | 0 | 0 | 0 | 1301.899 | 0 | 3698.101
5180 | 5000 | 0 | 0 | 0 | 0 | 0 | 0 | 0 | 0 | 5000
5181 | 5000 | 0 | 0 | 0 | 0 | 0 | 0 | 0 | 0 | 5000
5182 | 5000 | 0 | 0 | 0 | 0 | 0 | 0 | 0 | 0 | 5000
5183 | 5000 | 0 | 0 | 0 | 0 | 0 | 0 | 0 | 0 | 5000
5184 | 5000 | 0 | 0 | 0 | 0 | 0 | 0 | 5000 | 0 | 0
5185 | 5000 | 0 | 0 | 0 | 0 | 0 | 0 | 5000 | -5000 | 0
5186 | 5000 | 0 | 0 | 0 | 0 | 0 | 0 | 5000 | -5000 | 0
5187 | 5000 | 0 | 0 | 0 | 0 | 0 | 0 | 5000 | -5000 | 0
5188 | 5000 | 0 | 0 | 0 | 0 | 0 | 0 | 5000 | -5000 | 0
5189 | 5000 | 0 | 0 | 0 | 0 | 0 | 0 | 5000 | -5000 | 0
5190 | 5000 | 0 | 0 | 0 | 0 | 0 | 0 | 5000 | -1373.421 | 0
5191 | 5000 | 0 | 0 | 0 | 0 | 0 | 0 | 5000 | 0 | 0
5192 | 5000 | 0 | 0 | 0 | 0 | 0 | 0 | 5000 | 0 | 0
5193 | 5000 | 0 | 0 | 0 | 0 | 0 | 0 | 5000 | 0 | 0
5194 | 5000 | 0 | 0 | 0 | 0 | 0 | 0 | 5000 | 0 | 0
5195 | 5000 | 0 | 0 | 0 | 0 | 0 | 0 | 5000 | 0 | 0
5196 | 5000 | 0 | 0 | 0 | 0 | 0 | 0 | 5000 | 0 | 0
5197 | 5000 | 0 | 0 | 0 | 0 | 0 | 0 | 5000 | 0 | 0
5198 | 5000 | 0 | 0 | 0 | 0 | 0 | 0 | 5000 | 0 | 0
5199 | 5000 | 0 | 0 | 0 | 0 | 0 | 0 | 5000 | 0 | 0
5200 | 5000 | 0 | 0 | 0 | 0 | 0 | 0 | 5000 | 0 | 0
5201 | 5000 | 0 | 0 | 0 | 0 | 0 | 0 | 5000 | 0 | 0
5202 | 5000 | 0 | 0 | 0 | 0 | 0 | 0 | 5000 | 0 | 0
5203 | 5000 | 0 | 0 | 0 | 0 | 0 | 0 | 1301.899 | 0 | 3698.101
5204 | 5000 | 0 | 0 | 0 | 0 | 0 | 0 | 0 | 0 | 5000
5205 | 5000 | 0 | 0 | 0 | 0 | 0 | 0 | 0 | 0 | 5000
5206 | 5000 | 0 | 0 | 0 | 0 | 0 | 0 | 0 | 0 | 5000
5207 | 5000 | 0 | 0 | 0 | 0 | 0 | 0 | 0 | 0 | 5000
5208 | 5000 | 0 | 0 | 0 | 0 | 0 | 0 | 5000 | 0 | 0
5209 | 5000 | 0 | 0 | 0 | 0 | 0 | 0 | 5000 | -5000 | 0
5210 | 5000 | 0 | 0 | 0 | 0 | 0 | 0 | 5000 | -5000 | 0
5211 | 5000 | 0 | 0 | 0 | 0 | 0 | 0 | 5000 | -5000 | 0
5212 | 5000 | 0 | 0 | 0 | 0 | 0 | 0 | 5000 | -5000 | 0
5213 | 5000 | 0 | 0 | 0 | 0 | 0 | 0 | 5000 | -5000 | 0
5214 | 5000 | 0 | 0 | 0 | 0 | 0 | 0 | 5000 | -1373.421 | 0
5215 | 5000 | 0 | 0 | 0 | 0 | 0 | 0 | 5000 | 0 | 0
5216 | 5000 | 0 | 0 | 0 | 0 | 0 | 0 | 5000 | 0 | 0
5217 | 5000 | 0 | 0 | 0 | 0 | 0 | 0 | 5000 | 0 | 0
5218 | 5000 | 0 | 0 | 0 | 0 | 0 | 0 | 5000 | 0 | 0
5219 | 5000 | 0 | 0 | 0 | 0 | 0 | 0 | 5000 | 0 | 0
5220 | 5000 | 0 | 0 | 0 | 0 | 0 | 0 | 5000 | 0 | 0
5221 | 5000 | 0 | 0 | 0 | 0 | 0 | 0 | 5000 | 0 | 0
5222 | 5000 | 0 | 0 | 0 | 0 | 0 | 0 | 5000 | 0 | 0
5223 | 5000 | 0 | 0 | 0 | 0 | 0 | 0 | 5000 | 0 | 0
5224 | 5000 | 0 | 0 | 0 | 0 | 0 | 0 | 5000 | 0 | 0
5225 | 5000 | 0 | 0 | 0 | 0 | 0 | 0 | 5000 | 0 | 0
5226 | 5000 | 0 | 0 | 0 | 0 | 0 | 0 | 5000 | 0 | 0
5227 | 5000 | 0 | 0 | 0 | 0 | 0 | 0 | 1301.899 | 0 | 3698.101
5228 | 5000 | 0 | 0 | 0 | 0 | 0 | 0 | 0 | 0 | 5000
5229 | 5000 | 0 | 0 | 0 | 0 | 0 | 0 | 0 | 0 | 5000
5230 | 5000 | 0 | 0 | 0 | 0 | 0 | 0 | 0 | 0 | 5000
5231 | 5000 | 0 | 0 | 0 | 0 | 0 | 0 | 0 | 0 | 5000
5232 | 5000 | 0 | 0 | 0 | 0 | 0 | 0 | 5000 | 0 | 0
5233 | 5000 | 0 | 0 | 0 | 0 | 0 | 0 | 5000 | -5000 | 0
5234 | 5000 | 0 | 0 | 0 | 0 | 0 | 0 | 5000 | -5000 | 0
5235 | 5000 | 0 | 0 | 0 | 0 | 0 | 0 | 5000 | -5000 | 0
5236 | 5000 | 0 | 0 | 0 | 0 | 0 | 0 | 5000 | -5000 | 0
5237 | 5000 | 0 | 0 | 0 | 0 | 0 | 0 | 5000 | -5000 | 0
5238 | 5000 | 0 | 0 | 0 | 0 | 0 | 0 | 5000 | -1373.421 | 0
5239 | 5000 | 0 | 0 | 0 | 0 | 0 | 0 | 5000 | 0 | 0
5240 | 5000 | 0 | 0 | 0 | 0 | 0 | 0 | 5000 | 0 | 0
5241 | 5000 | 0 | 0 | 0 | 0 | 0 | 0 | 5000 | 0 | 0
5242 | 5000 | 0 | 0 | 0 | 0 | 0 | 0 | 5000 | 0 | 0
5243 | 5000 | 0 | 0 | 0 | 0 | 0 | 0 | 5000 | 0 | 0
5244 | 5000 | 0 | 0 | 0 | 0 | 0 | 0 | 5000 | 0 | 0
5245 | 5000 | 0 | 0 | 0 | 0 | 0 | 0 | 5000 | 0 | 0
5246 | 5000 | 0 | 0 | 0 | 0 | 0 | 0 | 5000 | 0 | 0
5247 | 5000 | 0 | 0 | 0 | 0 | 0 | 0 | 5000 | 0 | 0
5248 | 5000 | 0 | 0 | 0 | 0 | 0 | 0 | 5000 | 0 | 0
5249 | 5000 | 0 | 0 | 0 | 0 | 0 | 0 | 5000 | 0 | 0
5250 | 5000 | 0 | 0 | 0 | 0 | 0 | 0 | 5000 | 0 | 0
5251 | 5000 | 0 | 0 | 0 | 0 | 0 | 0 | 1301.899 | 0 | 3698.101
5252 | 5000 | 0 | 0 | 0 | 0 | 0 | 0 | 0 | 0 | 5000
5253 | 5000 | 0 | 0 | 0 | 0 | 0 | 0 | 0 | 0 | 5000
5254 | 5000 | 0 | 0 | 0 | 0 | 0 | 0 | 0 | 0 | 5000
5255 | 5000 | 0 | 0 | 0 | 0 | 0 | 0 | 0 | 0 | 5000
5256 | 5000 | 0 | 0 | 0 | 0 | 0 | 0 | 5000 | 0 | 0
5257 | 5000 | 0 | 0 | 0 | 0 | 0 | 0 | 5000 | -5000 | 0
5258 | 5000 | 0 | 0 | 0 | 0 | 0 | 0 | 5000 | -5000 | 0
5259 | 5000 | 0 | 0 | 0 | 0 | 0 | 0 | 5000 | -5000 | 0
5260 | 5000 | 0 | 0 | 0 | 0 | 0 | 0 | 5000 | -5000 | 0
5261 | 5000 | 0 | 0 | 0 | 0 | 0 | 0 | 5000 | -5000 | 0
5262 | 5000 | 0 | 0 | 0 | 0 | 0 | 0 | 5000 | -1373.421 | 0
5263 | 5000 | 0 | 0 | 0 | 0 | 0 | 0 | 5000 | 0 | 0
5264 | 5000 | 0 | 0 | 0 | 0 | 0 | 0 | 5000 | 0 | 0
5265 | 5000 | 0 | 0 | 0 | 0 | 0 | 0 | 5000 | 0 | 0
5266 | 5000 | 0 | 0 | 0 | 0 | 0 | 0 | 5000 | 0 | 0
5267 | 5000 | 0 | 0 | 0 | 0 | 0 | 0 | 5000 | 0 | 0
5268 | 5000 | 0 | 0 | 0 | 0 | 0 | 0 | 5000 | 0 | 0
5269 | 5000 | 0 | 0 | 0 | 0 | 0 | 0 | 5000 | 0 | 0
5270 | 5000 | 0 | 0 | 0 | 0 | 0 | 0 | 5000 | 0 | 0
5271 | 5000 | 0 | 0 | 0 | 0 | 0 | 0 | 5000 | 0 | 0
5272 | 5000 | 0 | 0 | 0 | 0 | 0 | 0 | 5000 | 0 | 0
5273 | 5000 | 0 | 0 | 0 | 0 | 0 | 0 | 5000 | 0 | 0
5274 | 5000 | 0 | 0 | 0 | 0 | 0 | 0 | 5000 | 0 | 0
5275 | 5000 | 0 | 0 | 0 | 0 | 0 | 0 | 1301.899 | 0 | 3698.101
5276 | 5000 | 0 | 0 | 0 | 0 | 0 | 0 | 0 | 0 | 5000
5277 | 5000 | 0 | 0 | 0 | 0 | 0 | 0 | 0 | 0 | 5000
5278 | 5000 | 0 | 0 | 0 | 0 | 0 | 0 | 0 | 0 | 5000
5279 | 5000 | 0 | 0 | 0 | 0 | 0 | 0 | 0 | 0 | 5000
5280 | 5000 | 0 | 0 | 0 | 0 | 0 | 0 | 5000 | 0 | 0
5281 | 5000 | 0 | 0 | 0 | 0 | 0 | 0 | 5000 | -5000 | 0
5282 | 5000 | 0 | 0 | 0 | 0 | 0 | 0 | 5000 | -5000 | 0
5283 | 5000 | 0 | 0 | 0 | 0 | 0 | 0 | 5000 | -5000 | 0
5284 | 5000 | 0 | 0 | 0 | 0 | 0 | 0 | 5000 | -5000 | 0
5285 | 5000 | 0 | 0 | 0 | 0 | 0 | 0 | 5000 | -5000 | 0
5286 | 5000 | 0 | 0 | 0 | 0 | 0 | 0 | 5000 | -1373.421 | 0
5287 | 5000 | 0 | 0 | 0 | 0 | 0 | 0 | 5000 | 0 | 0
5288 | 5000 | 0 | 0 | 0 | 0 | 0 | 0 | 5000 | 0 | 0
5289 | 5000 | 0 | 0 | 0 | 0 | 0 | 0 | 5000 | 0 | 0
5290 | 5000 | 0 | 0 | 0 | 0 | 0 | 0 | 5000 | 0 | 0
5291 | 5000 | 0 | 0 | 0 | 0 | 0 | 0 | 5000 | 0 | 0
5292 | 5000 | 0 | 0 | 0 | 0 | 0 | 0 | 5000 | 0 | 0
5293 | 5000 | 0 | 0 | 0 | 0 | 0 | 0 | 5000 | 0 | 0
5294 | 5000 | 0 | 0 | 0 | 0 | 0 | 0 | 5000 | 0 | 0
5295 | 5000 | 0 | 0 | 0 | 0 | 0 | 0 | 5000 | 0 | 0
5296 | 5000 | 0 | 0 | 0 | 0 | 0 | 0 | 5000 | 0 | 0
5297 | 5000 | 0 | 0 | 0 | 0 | 0 | 0 | 5000 | 0 | 0
5298 | 5000 | 0 | 0 | 0 | 0 | 0 | 0 | 5000 | 0 | 0
5299 | 5000 | 0 | 0 | 0 | 0 | 0 | 0 | 1301.899 | 0 | 3698.101
5300 | 5000 | 0 | 0 | 0 | 0 | 0 | 0 | 0 | 0 | 5000
5301 | 5000 | 0 | 0 | 0 | 0 | 0 | 0 | 0 | 0 | 5000
5302 | 5000 | 0 | 0 | 0 | 0 | 0 | 0 | 0 | 0 | 5000
5303 | 5000 | 0 | 0 | 0 | 0 | 0 | 0 | 0 | 0 | 5000
5304 | 5000 | 0 | 0 | 0 | 0 | 0 | 0 | 5000 | 0 | 0
5305 | 5000 | 0 | 0 | 0 | 0 | 0 | 0 | 5000 | 0 | 0
5306 | 5000 | 0 | 0 | 0 | 0 | 0 | 0 | 5000 | 0 | 0
5307 | 5000 | 0 | 0 | 0 | 0 | 0 | 0 | 5000 | 0 | 0
5308 | 5000 | 0 | 0 | 0 | 0 | 0 | 0 | 5000 | 0 | 0
5309 | 5000 | 0 | 0 | 0 | 0 | 0 | 0 | 5000 | 0 | 0
5310 | 5000 | 0 | 0 | 0 | 0 | 0 | 0 | 5000 | 0 | 0
5311 | 5000 | 0 | 0 | 0 | 0 | 0 | 0 | 5000 | 0 | 0
5312 | 5000 | 0 | 0 | 0 | 0 | 0 | 0 | 5000 | 0 | 0
5313 | 5000 | 0 | 0 | 0 | 0 | 0 | 0 | 5000 | 0 | 0
5314 | 5000 | 0 | 0 | 0 | 0 | 0 | 0 | 5000 | 0 | 0
5315 | 5000 | 0 | 0 | 0 | 0 | 0 | 0 | 5000 | 0 | 0
5316 | 5000 | 0 | 0 | 0 | 0 | 0 | 0 | 5000 | 0 | 0
5317 | 5000 | 0 | 0 | 0 | 0 | 0 | 0 | 5000 | 0 | 0
5318 | 5000 | 0 | 0 | 0 | 0 | 0 | 0 | 5000 | 0 | 0
5319 | 5000 | 0 | 0 | 0 | 0 | 0 | 0 | 5000 | 0 | 0
5320 | 5000 | 0 | 0 | 0 | 0 | 0 | 0 | 5000 | 0 | 0
5321 | 5000 | 0 | 0 | 0 | 0 | 0 | 0 | 5000 | 0 | 0
5322 | 5000 | 0 | 0 | 0 | 0 | 0 | 0 | 5000 | 0 | 0
5323 | 5000 | 0 | 0 | 0 | 0 | 0 | 0 | 5000 | 0 | 0
5324 | 5000 | 0 | 0 | 0 | 0 | 0 | 0 | 5000 | 0 | 0
5325 | 5000 | 0 | 0 | 0 | 0 | 0 | 0 | 5000 | 0 | 0
5326 | 5000 | 0 | 0 | 0 | 0 | 0 | 0 | 5000 | 0 | 0
5327 | 5000 | 0 | 0 | 0 | 0 | 0 | 0 | 5000 | 0 | 0
5328 | 5000 | 0 | 0 | 0 | 0 | 0 | 0 | 5000 | 0 | 0
5329 | 5000 | 0 | 0 | 0 | 0 | 0 | 0 | 5000 | -5000 | 0
5330 | 5000 | 0 | 0 | 0 | 0 | 0 | 0 | 5000 | -5000 | 0
5331 | 5000 | 0 | 0 | 0 | 0 | 0 | 0 | 5000 | -5000 | 0
5332 | 5000 | 0 | 0 | 0 | 0 | 0 | 0 | 5000 | -5000 | 0
5333 | 5000 | 0 | 0 | 0 | 0 | 0 | 0 | 5000 | -5000 | 0
5334 | 5000 | 0 | 0 | 0 | 0 | 0 | 0 | 5000 | -1373.421 | 0
5335 | 5000 | 0 | 0 | 0 | 0 | 0 | 0 | 5000 | 0 | 0
5336 | 5000 | 0 | 0 | 0 | 0 | 0 | 0 | 5000 | 0 | 0
5337 | 5000 | 0 | 0 | 0 | 0 | 0 | 0 | 5000 | 0 | 0
5338 | 5000 | 0 | 0 | 0 | 0 | 0 | 0 | 5000 | 0 | 0
5339 | 5000 | 0 | 0 | 0 | 0 | 0 | 0 | 5000 | 0 | 0
5340 | 5000 | 0 | 0 | 0 | 0 | 0 | 0 | 5000 | 0 | 0
5341 | 5000 | 0 | 0 | 0 | 0 | 0 | 0 | 5000 | 0 | 0
5342 | 5000 | 0 | 0 | 0 | 0 | 0 | 0 | 5000 | 0 | 0
5343 | 5000 | 0 | 0 | 0 | 0 | 0 | 0 | 5000 | 0 | 0
5344 | 5000 | 0 | 0 | 0 | 0 | 0 | 0 | 5000 | 0 | 0
5345 | 5000 | 0 | 0 | 0 | 0 | 0 | 0 | 5000 | 0 | 0
5346 | 5000 | 0 | 0 | 0 | 0 | 0 | 0 | 5000 | 0 | 0
5347 | 5000 | 0 | 0 | 0 | 0 | 0 | 0 | 1301.899 | 0 | 3698.101
5348 | 5000 | 0 | 0 | 0 | 0 | 0 | 0 | 0 | 0 | 5000
5349 | 5000 | 0 | 0 | 0 | 0 | 0 | 0 | 0 | 0 | 5000
5350 | 5000 | 0 | 0 | 0 | 0 | 0 | 0 | 0 | 0 | 5000
5351 | 5000 | 0 | 0 | 0 | 0 | 0 | 0 | 0 | 0 | 5000
5352 | 5000 | 0 | 0 | 0 | 0 | 0 | 0 | 5000 | 0 | 0
5353 | 5000 | 0 | 0 | 0 | 0 | 0 | 0 | 5000 | -5000 | 0
5354 | 5000 | 0 | 0 | 0 | 0 | 0 | 0 | 5000 | -5000 | 0
5355 | 5000 | 0 | 0 | 0 | 0 | 0 | 0 | 5000 | -5000 | 0
5356 | 5000 | 0 | 0 | 0 | 0 | 0 | 0 | 5000 | -5000 | 0
5357 | 5000 | 0 | 0 | 0 | 0 | 0 | 0 | 5000 | -5000 | 0
5358 | 5000 | 0 | 0 | 0 | 0 | 0 | 0 | 5000 | -1373.421 | 0
5359 | 5000 | 0 | 0 | 0 | 0 | 0 | 0 | 5000 | 0 | 0
5360 | 5000 | 0 | 0 | 0 | 0 | 0 | 0 | 5000 | 0 | 0
5361 | 5000 | 0 | 0 | 0 | 0 | 0 | 0 | 5000 | 0 | 0
5362 | 5000 | 0 | 0 | 0 | 0 | 0 | 0 | 5000 | 0 | 0
5363 | 5000 | 0 | 0 | 0 | 0 | 0 | 0 | 5000 | 0 | 0
5364 | 5000 | 0 | 0 | 0 | 0 | 0 | 0 | 5000 | 0 | 0
5365 | 5000 | 0 | 0 | 0 | 0 | 0 | 0 | 5000 | 0 | 0
5366 | 5000 | 0 | 0 | 0 | 0 | 0 | 0 | 5000 | 0 | 0
5367 | 5000 | 0 | 0 | 0 | 0 | 0 | 0 | 5000 | 0 | 0
5368 | 5000 | 0 | 0 | 0 | 0 | 0 | 0 | 5000 | 0 | 0
5369 | 5000 | 0 | 0 | 0 | 0 | 0 | 0 | 5000 | 0 | 0
5370 | 5000 | 0 | 0 | 0 | 0 | 0 | 0 | 5000 | 0 | 0
5371 | 5000 | 0 | 0 | 0 | 0 | 0 | 0 | 1301.899 | 0 | 3698.101
5372 | 5000 | 0 | 0 | 0 | 0 | 0 | 0 | 0 | 0 | 5000
5373 | 5000 | 0 | 0 | 0 | 0 | 0 | 0 | 0 | 0 | 5000
5374 | 5000 | 0 | 0 | 0 | 0 | 0 | 0 | 0 | 0 | 5000
5375 | 5000 | 0 | 0 | 0 | 0 | 0 | 0 | 0 | 0 | 5000
5376 | 5000 | 0 | 0 | 0 | 0 | 0 | 0 | 5000 | 0 | 0
5377 | 5000 | 0 | 0 | 0 | 0 | 0 | 0 | 5000 | -5000 | 0
5378 | 5000 | 0 | 0 | 0 | 0 | 0 | 0 | 5000 | -5000 | 0
5379 | 5000 | 0 | 0 | 0 | 0 | 0 | 0 | 5000 | -5000 | 0
5380 | 5000 | 0 | 0 | 0 | 0 | 0 | 0 | 5000 | -5000 | 0
5381 | 5000 | 0 | 0 | 0 | 0 | 0 | 0 | 5000 | -5000 | 0
5382 | 5000 | 0 | 0 | 0 | 0 | 0 | 0 | 5000 | -1373.421 | 0
5383 | 5000 | 0 | 0 | 0 | 0 | 0 | 0 | 5000 | 0 | 0
5384 | 5000 | 0 | 0 | 0 | 0 | 0 | 0 | 5000 | 0 | 0
5385 | 5000 | 0 | 0 | 0 | 0 | 0 | 0 | 5000 | 0 | 0
5386 | 5000 | 0 | 0 | 0 | 0 | 0 | 0 | 5000 | 0 | 0
5387 | 5000 | 0 | 0 | 0 | 0 | 0 | 0 | 5000 | 0 | 0
5388 | 5000 | 0 | 0 | 0 | 0 | 0 | 0 | 5000 | 0 | 0
5389 | 5000 | 0 | 0 | 0 | 0 | 0 | 0 | 5000 | 0 | 0
5390 | 5000 | 0 | 0 | 0 | 0 | 0 | 0 | 5000 | 0 | 0
5391 | 5000 | 0 | 0 | 0 | 0 | 0 | 0 | 5000 | 0 | 0
5392 | 5000 | 0 | 0 | 0 | 0 | 0 | 0 | 5000 | 0 | 0
5393 | 5000 | 0 | 0 | 0 | 0 | 0 | 0 | 5000 | 0 | 0
5394 | 5000 | 0 | 0 | 0 | 0 | 0 | 0 | 5000 | 0 | 0
5395 | 5000 | 0 | 0 | 0 | 0 | 0 | 0 | 1301.899 | 0 | 3698.101
5396 | 5000 | 0 | 0 | 0 | 0 | 0 | 0 | 0 | 0 | 5000
5397 | 5000 | 0 | 0 | 0 | 0 | 0 | 0 | 0 | 0 | 5000
5398 | 5000 | 0 | 0 | 0 | 0 | 0 | 0 | 0 | 0 | 5000
5399 | 5000 | 0 | 0 | 0 | 0 | 0 | 0 | 0 | 0 | 5000
5400 | 5000 | 0 | 0 | 0 | 0 | 0 | 0 | 5000 | 0 | 0
5401 | 5000 | 0 | 0 | 0 | 0 | 0 | 0 | 5000 | -5000 | 0
5402 | 5000 | 0 | 0 | 0 | 0 | 0 | 0 | 5000 | -5000 | 0
5403 | 5000 | 0 | 0 | 0 | 0 | 0 | 0 | 5000 | -5000 | 0
5404 | 5000 | 0 | 0 | 0 | 0 | 0 | 0 | 5000 | -5000 | 0
5405 | 5000 | 0 | 0 | 0 | 0 | 0 | 0 | 5000 | -5000 | 0
5406 | 5000 | 0 | 0 | 0 | 0 | 0 | 0 | 5000 | -1373.421 | 0
5407 | 5000 | 0 | 0 | 0 | 0 | 0 | 0 | 5000 | 0 | 0
5408 | 5000 | 0 | 0 | 0 | 0 | 0 | 0 | 5000 | 0 | 0
5409 | 5000 | 0 | 0 | 0 | 0 | 0 | 0 | 5000 | 0 | 0
5410 | 5000 | 0 | 0 | 0 | 0 | 0 | 0 | 5000 | 0 | 0
5411 | 5000 | 0 | 0 | 0 | 0 | 0 | 0 | 5000 | 0 | 0
5412 | 5000 | 0 | 0 | 0 | 0 | 0 | 0 | 5000 | 0 | 0
5413 | 5000 | 0 | 0 | 0 | 0 | 0 | 0 | 5000 | 0 | 0
5414 | 5000 | 0 | 0 | 0 | 0 | 0 | 0 | 5000 | 0 | 0
5415 | 5000 | 0 | 0 | 0 | 0 | 0 | 0 | 5000 | 0 | 0
5416 | 5000 | 0 | 0 | 0 | 0 | 0 | 0 | 5000 | 0 | 0
5417 | 5000 | 0 | 0 | 0 | 0 | 0 | 0 | 5000 | 0 | 0
5418 | 5000 | 0 | 0 | 0 | 0 | 0 | 0 | 5000 | 0 | 0
5419 | 5000 | 0 | 0 | 0 | 0 | 0 | 0 | 1301.899 | 0 | 3698.101
5420 | 5000 | 0 | 0 | 0 | 0 | 0 | 0 | 0 | 0 | 5000
5421 | 5000 | 0 | 0 | 0 | 0 | 0 | 0 | 0 | 0 | 5000
5422 | 5000 | 0 | 0 | 0 | 0 | 0 | 0 | 0 | 0 | 5000
5423 | 5000 | 0 | 0 | 0 | 0 | 0 | 0 | 0 | 0 | 5000
5424 | 5000 | 0 | 0 | 0 | 0 | 0 | 0 | 5000 | 0 | 0
5425 | 5000 | 0 | 0 | 0 | 0 | 0 | 0 | 5000 | -5000 | 0
5426 | 5000 | 0 | 0 | 0 | 0 | 0 | 0 | 5000 | -5000 | 0
5427 | 5000 | 0 | 0 | 0 | 0 | 0 | 0 | 5000 | -5000 | 0
5428 | 5000 | 0 | 0 | 0 | 0 | 0 | 0 | 5000 | -5000 | 0
5429 | 5000 | 0 | 0 | 0 | 0 | 0 | 0 | 5000 | -5000 | 0
5430 | 5000 | 0 | 0 | 0 | 0 | 0 | 0 | 5000 | -1373.421 | 0
5431 | 5000 | 0 | 0 | 0 | 0 | 0 | 0 | 5000 | 0 | 0
5432 | 5000 | 0 | 0 | 0 | 0 | 0 | 0 | 5000 | 0 | 0
5433 | 5000 | 0 | 0 | 0 | 0 | 0 | 0 | 5000 | 0 | 0
5434 | 5000 | 0 | 0 | 0 | 0 | 0 | 0 | 5000 | 0 | 0
5435 | 5000 | 0 | 0 | 0 | 0 | 0 | 0 | 5000 | 0 | 0
5436 | 5000 | 0 | 0 | 0 | 0 | 0 | 0 | 5000 | 0 | 0
5437 | 5000 | 0 | 0 | 0 | 0 | 0 | 0 | 5000 | 0 | 0
5438 | 5000 | 0 | 0 | 0 | 0 | 0 | 0 | 5000 | 0 | 0
5439 | 5000 | 0 | 0 | 0 | 0 | 0 | 0 | 5000 | 0 | 0
5440 | 5000 | 0 | 0 | 0 | 0 | 0 | 0 | 5000 | 0 | 0
5441 | 5000 | 0 | 0 | 0 | 0 | 0 | 0 | 5000 | 0 | 0
5442 | 5000 | 0 | 0 | 0 | 0 | 0 | 0 | 5000 | 0 | 0
5443 | 5000 | 0 | 0 | 0 | 0 | 0 | 0 | 1301.899 | 0 | 3698.101
5444 | 5000 | 0 | 0 | 0 | 0 | 0 | 0 | 0 | 0 | 5000
5445 | 5000 | 0 | 0 | 0 | 0 | 0 | 0 | 0 | 0 | 5000
5446 | 5000 | 0 | 0 | 0 | 0 | 0 | 0 | 0 | 0 | 5000
5447 | 5000 | 0 | 0 | 0 | 0 | 0 | 0 | 0 | 0 | 5000
5448 | 5000 | 0 | 0 | 0 | 0 | 0 | 0 | 5000 | 0 | 0
5449 | 5000 | 0 | 0 | 0 | 0 | 0 | 0 | 5000 | -5000 | 0
5450 | 5000 | 0 | 0 | 0 | 0 | 0 | 0 | 5000 | -5000 | 0
5451 | 5000 | 0 | 0 | 0 | 0 | 0 | 0 | 5000 | -5000 | 0
5452 | 5000 | 0 | 0 | 0 | 0 | 0 | 0 | 5000 | -5000 | 0
5453 | 5000 | 0 | 0 | 0 | 0 | 0 | 0 | 5000 | -5000 | 0
5454 | 5000 | 0 | 0 | 0 | 0 | 0 | 0 | 5000 | -1373.421 | 0
5455 | 5000 | 0 | 0 | 0 | 0 | 0 | 0 | 5000 | 0 | 0
5456 | 5000 | 0 | 0 | 0 | 0 | 0 | 0 | 5000 | 0 | 0
5457 | 5000 | 0 | 0 | 0 | 0 | 0 | 0 | 5000 | 0 | 0
5458 | 5000 | 0 | 0 | 0 | 0 | 0 | 0 | 5000 | 0 | 0
5459 | 5000 | 0 | 0 | 0 | 0 | 0 | 0 | 5000 | 0 | 0
5460 | 5000 | 0 | 0 | 0 | 0 | 0 | 0 | 5000 | 0 | 0
5461 | 5000 | 0 | 0 | 0 | 0 | 0 | 0 | 5000 | 0 | 0
5462 | 5000 | 0 | 0 | 0 | 0 | 0 | 0 | 5000 | 0 | 0
5463 | 5000 | 0 | 0 | 0 | 0 | 0 | 0 | 5000 | 0 | 0
5464 | 5000 | 0 | 0 | 0 | 0 | 0 | 0 | 5000 | 0 | 0
5465 | 5000 | 0 | 0 | 0 | 0 | 0 | 0 | 5000 | 0 | 0
5466 | 5000 | 0 | 0 | 0 | 0 | 0 | 0 | 5000 | 0 | 0
5467 | 5000 | 0 | 0 | 0 | 0 | 0 | 0 | 1301.899 | 0 | 3698.101
5468 | 5000 | 0 | 0 | 0 | 0 | 0 | 0 | 0 | 0 | 5000
5469 | 5000 | 0 | 0 | 0 | 0 | 0 | 0 | 0 | 0 | 5000
5470 | 5000 | 0 | 0 | 0 | 0 | 0 | 0 | 0 | 0 | 5000
5471 | 5000 | 0 | 0 | 0 | 0 | 0 | 0 | 0 | 0 | 5000
5472 | 5000 | 0 | 0 | 0 | 0 | 0 | 0 | 5000 | 0 | 0
5473 | 5000 | 0 | 0 | 0 | 0 | 0 | 0 | 5000 | 0 | 0
5474 | 5000 | 0 | 0 | 0 | 0 | 0 | 0 | 5000 | 0 | 0
5475 | 5000 | 0 | 0 | 0 | 0 | 0 | 0 | 5000 | 0 | 0
5476 | 5000 | 0 | 0 | 0 | 0 | 0 | 0 | 5000 | 0 | 0
5477 | 5000 | 0 | 0 | 0 | 0 | 0 | 0 | 5000 | 0 | 0
5478 | 5000 | 0 | 0 | 0 | 0 | 0 | 0 | 5000 | 0 | 0
5479 | 5000 | 0 | 0 | 0 | 0 | 0 | 0 | 5000 | 0 | 0
5480 | 5000 | 0 | 0 | 0 | 0 | 0 | 0 | 5000 | 0 | 0
5481 | 5000 | 0 | 0 | 0 | 0 | 0 | 0 | 5000 | 0 | 0
5482 | 5000 | 0 | 0 | 0 | 0 | 0 | 0 | 5000 | 0 | 0
5483 | 5000 | 0 | 0 | 0 | 0 | 0 | 0 | 5000 | 0 | 0
5484 | 5000 | 0 | 0 | 0 | 0 | 0 | 0 | 5000 | 0 | 0
5485 | 5000 | 0 | 0 | 0 | 0 | 0 | 0 | 5000 | 0 | 0
5486 | 5000 | 0 | 0 | 0 | 0 | 0 | 0 | 5000 | 0 | 0
5487 | 5000 | 0 | 0 | 0 | 0 | 0 | 0 | 5000 | 0 | 0
5488 | 5000 | 0 | 0 | 0 | 0 | 0 | 0 | 5000 | 0 | 0
5489 | 5000 | 0 | 0 | 0 | 0 | 0 | 0 | 5000 | 0 | 0
5490 | 5000 | 0 | 0 | 0 | 0 | 0 | 0 | 5000 | 0 | 0
5491 | 5000 | 0 | 0 | 0 | 0 | 0 | 0 | 5000 | 0 | 0
5492 | 5000 | 0 | 0 | 0 | 0 | 0 | 0 | 5000 | 0 | 0
5493 | 5000 | 0 | 0 | 0 | 0 | 0 | 0 | 5000 | 0 | 0
5494 | 5000 | 0 | 0 | 0 | 0 | 0 | 0 | 5000 | 0 | 0
5495 | 5000 | 0 | 0 | 0 | 0 | 0 | 0 | 5000 | 0 | 0
5496 | 5000 | 0 | 0 | 0 | 0 | 0 | 0 | 5000 | 0 | 0
5497 | 5000 | 0 | 0 | 0 | 0 | 0 | 0 | 5000 | -5000 | 0
5498 | 5000 | 0 | 0 | 0 | 0 | 0 | 0 | 5000 | -5000 | 0
5499 | 5000 | 0 | 0 | 0 | 0 | 0 | 0 | 5000 | -5000 | 0
5500 | 5000 | 0 | 0 | 0 | 0 | 0 | 0 | 5000 | -5000 | 0
5501 | 5000 | 0 | 0 | 0 | 0 | 0 | 0 | 5000 | -5000 | 0
5502 | 5000 | 0 | 0 | 0 | 0 | 0 | 0 | 5000 | -1373.421 | 0
5503 | 5000 | 0 | 0 | 0 | 0 | 0 | 0 | 5000 | 0 | 0
5504 | 5000 | 0 | 0 | 0 | 0 | 0 | 0 | 5000 | 0 | 0
5505 | 5000 | 0 | 0 | 0 | 0 | 0 | 0 | 5000 | 0 | 0
5506 | 5000 | 0 | 0 | 0 | 0 | 0 | 0 | 5000 | 0 | 0
5507 | 5000 | 0 | 0 | 0 | 0 | 0 | 0 | 5000 | 0 | 0
5508 | 5000 | 0 | 0 | 0 | 0 | 0 | 0 | 5000 | 0 | 0
5509 | 5000 | 0 | 0 | 0 | 0 | 0 | 0 | 5000 | 0 | 0
5510 | 5000 | 0 | 0 | 0 | 0 | 0 | 0 | 5000 | 0 | 0
5511 | 5000 | 0 | 0 | 0 | 0 | 0 | 0 | 5000 | 0 | 0
5512 | 5000 | 0 | 0 | 0 | 0 | 0 | 0 | 5000 | 0 | 0
5513 | 5000 | 0 | 0 | 0 | 0 | 0 | 0 | 5000 | 0 | 0
5514 | 5000 | 0 | 0 | 0 | 0 | 0 | 0 | 5000 | 0 | 0
5515 | 5000 | 0 | 0 | 0 | 0 | 0 | 0 | 1301.899 | 0 | 3698.101
5516 | 5000 | 0 | 0 | 0 | 0 | 0 | 0 | 0 | 0 | 5000
5517 | 5000 | 0 | 0 | 0 | 0 | 0 | 0 | 0 | 0 | 5000
5518 | 5000 | 0 | 0 | 0 | 0 | 0 | 0 | 0 | 0 | 5000
5519 | 5000 | 0 | 0 | 0 | 0 | 0 | 0 | 0 | 0 | 5000
5520 | 5000 | 0 | 0 | 0 | 0 | 0 | 0 | 5000 | 0 | 0
5521 | 5000 | 0 | 0 | 0 | 0 | 0 | 0 | 5000 | -5000 | 0
5522 | 5000 | 0 | 0 | 0 | 0 | 0 | 0 | 5000 | -5000 | 0
5523 | 5000 | 0 | 0 | 0 | 0 | 0 | 0 | 5000 | -5000 | 0
5524 | 5000 | 0 | 0 | 0 | 0 | 0 | 0 | 5000 | -5000 | 0
5525 | 5000 | 0 | 0 | 0 | 0 | 0 | 0 | 5000 | -5000 | 0
5526 | 5000 | 0 | 0 | 0 | 0 | 0 | 0 | 5000 | -1373.421 | 0
5527 | 5000 | 0 | 0 | 0 | 0 | 0 | 0 | 5000 | 0 | 0
5528 | 5000 | 0 | 0 | 0 | 0 | 0 | 0 | 5000 | 0 | 0
5529 | 5000 | 0 | 0 | 0 | 0 | 0 | 0 | 5000 | 0 | 0
5530 | 5000 | 0 | 0 | 0 | 0 | 0 | 0 | 5000 | 0 | 0
5531 | 5000 | 0 | 0 | 0 | 0 | 0 | 0 | 5000 | 0 | 0
5532 | 5000 | 0 | 0 | 0 | 0 | 0 | 0 | 5000 | 0 | 0
5533 | 5000 | 0 | 0 | 0 | 0 | 0 | 0 | 5000 | 0 | 0
5534 | 5000 | 0 | 0 | 0 | 0 | 0 | 0 | 5000 | 0 | 0
5535 | 5000 | 0 | 0 | 0 | 0 | 0 | 0 | 5000 | 0 | 0
5536 | 5000 | 0 | 0 | 0 | 0 | 0 | 0 | 5000 | 0 | 0
5537 | 5000 | 0 | 0 | 0 | 0 | 0 | 0 | 5000 | 0 | 0
5538 | 5000 | 0 | 0 | 0 | 0 | 0 | 0 | 5000 | 0 | 0
5539 | 5000 | 0 | 0 | 0 | 0 | 0 | 0 | 1301.899 | 0 | 3698.101
5540 | 5000 | 0 | 0 | 0 | 0 | 0 | 0 | 0 | 0 | 5000
5541 | 5000 | 0 | 0 | 0 | 0 | 0 | 0 | 0 | 0 | 5000
5542 | 5000 | 0 | 0 | 0 | 0 | 0 | 0 | 0 | 0 | 5000
5543 | 5000 | 0 | 0 | 0 | 0 | 0 | 0 | 0 | 0 | 5000
5544 | 5000 | 0 | 0 | 0 | 0 | 0 | 0 | 5000 | 0 | 0
5545 | 5000 | 0 | 0 | 0 | 0 | 0 | 0 | 5000 | -5000 | 0
5546 | 5000 | 0 | 0 | 0 | 0 | 0 | 0 | 5000 | -5000 | 0
5547 | 5000 | 0 | 0 | 0 | 0 | 0 | 0 | 5000 | -5000 | 0
5548 | 5000 | 0 | 0 | 0 | 0 | 0 | 0 | 5000 | -5000 | 0
5549 | 5000 | 0 | 0 | 0 | 0 | 0 | 0 | 5000 | -5000 | 0
5550 | 5000 | 0 | 0 | 0 | 0 | 0 | 0 | 5000 | -1373.421 | 0
5551 | 5000 | 0 | 0 | 0 | 0 | 0 | 0 | 5000 | 0 | 0
5552 | 5000 | 0 | 0 | 0 | 0 | 0 | 0 | 5000 | 0 | 0
5553 | 5000 | 0 | 0 | 0 | 0 | 0 | 0 | 5000 | 0 | 0
5554 | 5000 | 0 | 0 | 0 | 0 | 0 | 0 | 5000 | 0 | 0
5555 | 5000 | 0 | 0 | 0 | 0 | 0 | 0 | 5000 | 0 | 0
5556 | 5000 | 0 | 0 | 0 | 0 | 0 | 0 | 5000 | 0 | 0
5557 | 5000 | 0 | 0 | 0 | 0 | 0 | 0 | 5000 | 0 | 0
5558 | 5000 | 0 | 0 | 0 | 0 | 0 | 0 | 5000 | 0 | 0
5559 | 5000 | 0 | 0 | 0 | 0 | 0 | 0 | 5000 | 0 | 0
5560 | 5000 | 0 | 0 | 0 | 0 | 0 | 0 | 5000 | 0 | 0
5561 | 5000 | 0 | 0 | 0 | 0 | 0 | 0 | 5000 | 0 | 0
5562 | 5000 | 0 | 0 | 0 | 0 | 0 | 0 | 5000 | 0 | 0
5563 | 5000 | 0 | 0 | 0 | 0 | 0 | 0 | 1301.899 | 0 | 3698.101
5564 | 5000 | 0 | 0 | 0 | 0 | 0 | 0 | 0 | 0 | 5000
5565 | 5000 | 0 | 0 | 0 | 0 | 0 | 0 | 0 | 0 | 5000
5566 | 5000 | 0 | 0 | 0 | 0 | 0 | 0 | 0 | 0 | 5000
5567 | 5000 | 0 | 0 | 0 | 0 | 0 | 0 | 0 | 0 | 5000
5568 | 5000 | 0 | 0 | 0 | 0 | 0 | 0 | 5000 | 0 | 0
5569 | 5000 | 0 | 0 | 0 | 0 | 0 | 0 | 5000 | -5000 | 0
5570 | 5000 | 0 | 0 | 0 | 0 | 0 | 0 | 5000 | -5000 | 0
5571 | 5000 | 0 | 0 | 0 | 0 | 0 | 0 | 5000 | -5000 | 0
5572 | 5000 | 0 | 0 | 0 | 0 | 0 | 0 | 5000 | -5000 | 0
5573 | 5000 | 0 | 0 | 0 | 0 | 0 | 0 | 5000 | -5000 | 0
5574 | 5000 | 0 | 0 | 0 | 0 | 0 | 0 | 5000 | -1373.421 | 0
5575 | 5000 | 0 | 0 | 0 | 0 | 0 | 0 | 5000 | 0 | 0
5576 | 5000 | 0 | 0 | 0 | 0 | 0 | 0 | 5000 | 0 | 0
5577 | 5000 | 0 | 0 | 0 | 0 | 0 | 0 | 5000 | 0 | 0
5578 | 5000 | 0 | 0 | 0 | 0 | 0 | 0 | 5000 | 0 | 0
5579 | 5000 | 0 | 0 | 0 | 0 | 0 | 0 | 5000 | 0 | 0
5580 | 5000 | 0 | 0 | 0 | 0 | 0 | 0 | 5000 | 0 | 0
5581 | 5000 | 0 | 0 | 0 | 0 | 0 | 0 | 5000 | 0 | 0
5582 | 5000 | 0 | 0 | 0 | 0 | 0 | 0 | 5000 | 0 | 0
5583 | 5000 | 0 | 0 | 0 | 0 | 0 | 0 | 5000 | 0 | 0
5584 | 5000 | 0 | 0 | 0 | 0 | 0 | 0 | 5000 | 0 | 0
5585 | 5000 | 0 | 0 | 0 | 0 | 0 | 0 | 5000 | 0 | 0
5586 | 5000 | 0 | 0 | 0 | 0 | 0 | 0 | 5000 | 0 | 0
5587 | 5000 | 0 | 0 | 0 | 0 | 0 | 0 | 1301.899 | 0 | 3698.101
5588 | 5000 | 0 | 0 | 0 | 0 | 0 | 0 | 0 | 0 | 5000
5589 | 5000 | 0 | 0 | 0 | 0 | 0 | 0 | 0 | 0 | 5000
5590 | 5000 | 0 | 0 | 0 | 0 | 0 | 0 | 0 | 0 | 5000
5591 | 5000 | 0 | 0 | 0 | 0 | 0 | 0 | 0 | 0 | 5000
5592 | 5000 | 0 | 0 | 0 | 0 | 0 | 0 | 5000 | 0 | 0
5593 | 5000 | 0 | 0 | 0 | 0 | 0 | 0 | 5000 | -5000 | 0
5594 | 5000 | 0 | 0 | 0 | 0 | 0 | 0 | 5000 | -5000 | 0
5595 | 5000 | 0 | 0 | 0 | 0 | 0 | 0 | 5000 | -5000 | 0
5596 | 5000 | 0 | 0 | 0 | 0 | 0 | 0 | 5000 | -5000 | 0
5597 | 5000 | 0 | 0 | 0 | 0 | 0 | 0 | 5000 | -5000 | 0
5598 | 5000 | 0 | 0 | 0 | 0 | 0 | 0 | 5000 | -1373.421 | 0
5599 | 5000 | 0 | 0 | 0 | 0 | 0 | 0 | 5000 | 0 | 0
5600 | 5000 | 0 | 0 | 0 | 0 | 0 | 0 | 5000 | 0 | 0
5601 | 5000 | 0 | 0 | 0 | 0 | 0 | 0 | 5000 | 0 | 0
5602 | 5000 | 0 | 0 | 0 | 0 | 0 | 0 | 5000 | 0 | 0
5603 | 5000 | 0 | 0 | 0 | 0 | 0 | 0 | 5000 | 0 | 0
5604 | 5000 | 0 | 0 | 0 | 0 | 0 | 0 | 5000 | 0 | 0
5605 | 5000 | 0 | 0 | 0 | 0 | 0 | 0 | 5000 | 0 | 0
5606 | 5000 | 0 | 0 | 0 | 0 | 0 | 0 | 5000 | 0 | 0
5607 | 5000 | 0 | 0 | 0 | 0 | 0 | 0 | 5000 | 0 | 0
5608 | 5000 | 0 | 0 | 0 | 0 | 0 | 0 | 5000 | 0 | 0
5609 | 5000 | 0 | 0 | 0 | 0 | 0 | 0 | 5000 | 0 | 0
5610 | 5000 | 0 | 0 | 0 | 0 | 0 | 0 | 5000 | 0 | 0
5611 | 5000 | 0 | 0 | 0 | 0 | 0 | 0 | 1301.899 | 0 | 3698.101
5612 | 5000 | 0 | 0 | 0 | 0 | 0 | 0 | 0 | 0 | 5000
5613 | 5000 | 0 | 0 | 0 | 0 | 0 | 0 | 0 | 0 | 5000
5614 | 5000 | 0 | 0 | 0 | 0 | 0 | 0 | 0 | 0 | 5000
5615 | 5000 | 0 | 0 | 0 | 0 | 0 | 0 | 0 | 0 | 5000
5616 | 5000 | 0 | 0 | 0 | 0 | 0 | 0 | 5000 | 0 | 0
5617 | 5000 | 0 | 0 | 0 | 0 | 0 | 0 | 5000 | -5000 | 0
5618 | 5000 | 0 | 0 | 0 | 0 | 0 | 0 | 5000 | -5000 | 0
5619 | 5000 | 0 | 0 | 0 | 0 | 0 | 0 | 5000 | -5000 | 0
5620 | 5000 | 0 | 0 | 0 | 0 | 0 | 0 | 5000 | -5000 | 0
5621 | 5000 | 0 | 0 | 0 | 0 | 0 | 0 | 5000 | -5000 | 0
5622 | 5000 | 0 | 0 | 0 | 0 | 0 | 0 | 5000 | -1373.421 | 0
5623 | 5000 | 0 | 0 | 0 | 0 | 0 | 0 | 5000 | 0 | 0
5624 | 5000 | 0 | 0 | 0 | 0 | 0 | 0 | 5000 | 0 | 0
5625 | 5000 | 0 | 0 | 0 | 0 | 0 | 0 | 5000 | 0 | 0
5626 | 5000 | 0 | 0 | 0 | 0 | 0 | 0 | 5000 | 0 | 0
5627 | 5000 | 0 | 0 | 0 | 0 | 0 | 0 | 5000 | 0 | 0
5628 | 5000 | 0 | 0 | 0 | 0 | 0 | 0 | 5000 | 0 | 0
5629 | 5000 | 0 | 0 | 0 | 0 | 0 | 0 | 5000 | 0 | 0
5630 | 5000 | 0 | 0 | 0 | 0 | 0 | 0 | 5000 | 0 | 0
5631 | 5000 | 0 | 0 | 0 | 0 | 0 | 0 | 5000 | 0 | 0
5632 | 5000 | 0 | 0 | 0 | 0 | 0 | 0 | 5000 | 0 | 0
5633 | 5000 | 0 | 0 | 0 | 0 | 0 | 0 | 5000 | 0 | 0
5634 | 5000 | 0 | 0 | 0 | 0 | 0 | 0 | 5000 | 0 | 0
5635 | 5000 | 0 | 0 | 0 | 0 | 0 | 0 | 1301.899 | 0 | 3698.101
5636 | 5000 | 0 | 0 | 0 | 0 | 0 | 0 | 0 | 0 | 5000
5637 | 5000 | 0 | 0 | 0 | 0 | 0 | 0 | 0 | 0 | 5000
5638 | 5000 | 0 | 0 | 0 | 0 | 0 | 0 | 0 | 0 | 5000
5639 | 5000 | 0 | 0 | 0 | 0 | 0 | 0 | 0 | 0 | 5000
5640 | 5000 | 0 | 0 | 0 | 0 | 0 | 0 | 5000 | 0 | 0
5641 | 5000 | 0 | 0 | 0 | 0 | 0 | 0 | 5000 | 0 | 0
5642 | 5000 | 0 | 0 | 0 | 0 | 0 | 0 | 5000 | 0 | 0
5643 | 5000 | 0 | 0 | 0 | 0 | 0 | 0 | 5000 | 0 | 0
5644 | 5000 | 0 | 0 | 0 | 0 | 0 | 0 | 5000 | 0 | 0
5645 | 5000 | 0 | 0 | 0 | 0 | 0 | 0 | 5000 | 0 | 0
5646 | 5000 | 0 | 0 | 0 | 0 | 0 | 0 | 5000 | 0 | 0
5647 | 5000 | 0 | 0 | 0 | 0 | 0 | 0 | 5000 | 0 | 0
5648 | 5000 | 0 | 0 | 0 | 0 | 0 | 0 | 5000 | 0 | 0
5649 | 5000 | 0 | 0 | 0 | 0 | 0 | 0 | 5000 | 0 | 0
5650 | 5000 | 0 | 0 | 0 | 0 | 0 | 0 | 5000 | 0 | 0
5651 | 5000 | 0 | 0 | 0 | 0 | 0 | 0 | 5000 | 0 | 0
5652 | 5000 | 0 | 0 | 0 | 0 | 0 | 0 | 5000 | 0 | 0
5653 | 5000 | 0 | 0 | 0 | 0 | 0 | 0 | 5000 | 0 | 0
5654 | 5000 | 0 | 0 | 0 | 0 | 0 | 0 | 5000 | 0 | 0
5655 | 5000 | 0 | 0 | 0 | 0 | 0 | 0 | 5000 | 0 | 0
5656 | 5000 | 0 | 0 | 0 | 0 | 0 | 0 | 5000 | 0 | 0
5657 | 5000 | 0 | 0 | 0 | 0 | 0 | 0 | 5000 | 0 | 0
5658 | 5000 | 0 | 0 | 0 | 0 | 0 | 0 | 5000 | 0 | 0
5659 | 5000 | 0 | 0 | 0 | 0 | 0 | 0 | 5000 | 0 | 0
5660 | 5000 | 0 | 0 | 0 | 0 | 0 | 0 | 5000 | 0 | 0
5661 | 5000 | 0 | 0 | 0 | 0 | 0 | 0 | 5000 | 0 | 0
5662 | 5000 | 0 | 0 | 0 | 0 | 0 | 0 | 5000 | 0 | 0
5663 | 5000 | 0 | 0 | 0 | 0 | 0 | 0 | 5000 | 0 | 0
5664 | 5000 | 0 | 0 | 0 | 0 | 0 | 0 | 5000 | 0 | 0
5665 | 5000 | 0 | 0 | 0 | 0 | 0 | 0 | 5000 | -5000 | 0
5666 | 5000 | 0 | 0 | 0 | 0 | 0 | 0 | 5000 | -5000 | 0
5667 | 5000 | 0 | 0 | 0 | 0 | 0 | 0 | 5000 | -5000 | 0
5668 | 5000 | 0 | 0 | 0 | 0 | 0 | 0 | 5000 | -5000 | 0
5669 | 5000 | 0 | 0 | 0 | 0 | 0 | 0 | 5000 | -5000 | 0
5670 | 5000 | 0 | 0 | 0 | 0 | 0 | 0 | 5000 | -1373.421 | 0
5671 | 5000 | 0 | 0 | 0 | 0 | 0 | 0 | 5000 | 0 | 0
5672 | 5000 | 0 | 0 | 0 | 0 | 0 | 0 | 5000 | 0 | 0
5673 | 5000 | 0 | 0 | 0 | 0 | 0 | 0 | 5000 | 0 | 0
5674 | 5000 | 0 | 0 | 0 | 0 | 0 | 0 | 5000 | 0 | 0
5675 | 5000 | 0 | 0 | 0 | 0 | 0 | 0 | 5000 | 0 | 0
5676 | 5000 | 0 | 0 | 0 | 0 | 0 | 0 | 5000 | 0 | 0
5677 | 5000 | 0 | 0 | 0 | 0 | 0 | 0 | 5000 | 0 | 0
5678 | 5000 | 0 | 0 | 0 | 0 | 0 | 0 | 5000 | 0 | 0
5679 | 5000 | 0 | 0 | 0 | 0 | 0 | 0 | 5000 | 0 | 0
5680 | 5000 | 0 | 0 | 0 | 0 | 0 | 0 | 5000 | 0 | 0
5681 | 5000 | 0 | 0 | 0 | 0 | 0 | 0 | 5000 | 0 | 0
5682 | 5000 | 0 | 0 | 0 | 0 | 0 | 0 | 5000 | 0 | 0
5683 | 5000 | 0 | 0 | 0 | 0 | 0 | 0 | 1301.899 | 0 | 3698.101
5684 | 5000 | 0 | 0 | 0 | 0 | 0 | 0 | 0 | 0 | 5000
5685 | 5000 | 0 | 0 | 0 | 0 | 0 | 0 | 0 | 0 | 5000
5686 | 5000 | 0 | 0 | 0 | 0 | 0 | 0 | 0 | 0 | 5000
5687 | 5000 | 0 | 0 | 0 | 0 | 0 | 0 | 0 | 0 | 5000
5688 | 5000 | 0 | 0 | 0 | 0 | 0 | 0 | 5000 | 0 | 0
5689 | 5000 | 0 | 0 | 0 | 0 | 0 | 0 | 5000 | -5000 | 0
5690 | 5000 | 0 | 0 | 0 | 0 | 0 | 0 | 5000 | -5000 | 0
5691 | 5000 | 0 | 0 | 0 | 0 | 0 | 0 | 5000 | -5000 | 0
5692 | 5000 | 0 | 0 | 0 | 0 | 0 | 0 | 5000 | -5000 | 0
5693 | 5000 | 0 | 0 | 0 | 0 | 0 | 0 | 5000 | -5000 | 0
5694 | 5000 | 0 | 0 | 0 | 0 | 0 | 0 | 5000 | -1373.421 | 0
5695 | 5000 | 0 | 0 | 0 | 0 | 0 | 0 | 5000 | 0 | 0
5696 | 5000 | 0 | 0 | 0 | 0 | 0 | 0 | 5000 | 0 | 0
5697 | 5000 | 0 | 0 | 0 | 0 | 0 | 0 | 5000 | 0 | 0
5698 | 5000 | 0 | 0 | 0 | 0 | 0 | 0 | 5000 | 0 | 0
5699 | 5000 | 0 | 0 | 0 | 0 | 0 | 0 | 5000 | 0 | 0
5700 | 5000 | 0 | 0 | 0 | 0 | 0 | 0 | 5000 | 0 | 0
5701 | 5000 | 0 | 0 | 0 | 0 | 0 | 0 | 5000 | 0 | 0
5702 | 5000 | 0 | 0 | 0 | 0 | 0 | 0 | 5000 | 0 | 0
5703 | 5000 | 0 | 0 | 0 | 0 | 0 | 0 | 5000 | 0 | 0
5704 | 5000 | 0 | 0 | 0 | 0 | 0 | 0 | 5000 | 0 | 0
5705 | 5000 | 0 | 0 | 0 | 0 | 0 | 0 | 5000 | 0 | 0
5706 | 5000 | 0 | 0 | 0 | 0 | 0 | 0 | 5000 | 0 | 0
5707 | 5000 | 0 | 0 | 0 | 0 | 0 | 0 | 1301.899 | 0 | 3698.101
5708 | 5000 | 0 | 0 | 0 | 0 | 0 | 0 | 0 | 0 | 5000
5709 | 5000 | 0 | 0 | 0 | 0 | 0 | 0 | 0 | 0 | 5000
5710 | 5000 | 0 | 0 | 0 | 0 | 0 | 0 | 0 | 0 | 5000
5711 | 5000 | 0 | 0 | 0 | 0 | 0 | 0 | 0 | 0 | 5000
5712 | 5000 | 0 | 0 | 0 | 0 | 0 | 0 | 5000 | 0 | 0
5713 | 5000 | 0 | 0 | 0 | 0 | 0 | 0 | 5000 | -5000 | 0
5714 | 5000 | 0 | 0 | 0 | 0 | 0 | 0 | 5000 | -5000 | 0
5715 | 5000 | 0 | 0 | 0 | 0 | 0 | 0 | 5000 | -5000 | 0
5716 | 5000 | 0 | 0 | 0 | 0 | 0 | 0 | 5000 | -5000 | 0
5717 | 5000 | 0 | 0 | 0 | 0 | 0 | 0 | 5000 | -5000 | 0
5718 | 5000 | 0 | 0 | 0 | 0 | 0 | 0 | 5000 | -1373.421 | 0
5719 | 5000 | 0 | 0 | 0 | 0 | 0 | 0 | 5000 | 0 | 0
5720 | 5000 | 0 | 0 | 0 | 0 | 0 | 0 | 5000 | 0 | 0
5721 | 5000 | 0 | 0 | 0 | 0 | 0 | 0 | 5000 | 0 | 0
5722 | 5000 | 0 | 0 | 0 | 0 | 0 | 0 | 5000 | 0 | 0
5723 | 5000 | 0 | 0 | 0 | 0 | 0 | 0 | 5000 | 0 | 0
5724 | 5000 | 0 | 0 | 0 | 0 | 0 | 0 | 5000 | 0 | 0
5725 | 5000 | 0 | 0 | 0 | 0 | 0 | 0 | 5000 | 0 | 0
5726 | 5000 | 0 | 0 | 0 | 0 | 0 | 0 | 5000 | 0 | 0
5727 | 5000 | 0 | 0 | 0 | 0 | 0 | 0 | 5000 | 0 | 0
5728 | 5000 | 0 | 0 | 0 | 0 | 0 | 0 | 5000 | 0 | 0
5729 | 5000 | 0 | 0 | 0 | 0 | 0 | 0 | 5000 | 0 | 0
5730 | 5000 | 0 | 0 | 0 | 0 | 0 | 0 | 5000 | 0 | 0
5731 | 5000 | 0 | 0 | 0 | 0 | 0 | 0 | 1301.899 | 0 | 3698.101
5732 | 5000 | 0 | 0 | 0 | 0 | 0 | 0 | 0 | 0 | 5000
5733 | 5000 | 0 | 0 | 0 | 0 | 0 | 0 | 0 | 0 | 5000
5734 | 5000 | 0 | 0 | 0 | 0 | 0 | 0 | 0 | 0 | 5000
5735 | 5000 | 0 | 0 | 0 | 0 | 0 | 0 | 0 | 0 | 5000
5736 | 5000 | 0 | 0 | 0 | 0 | 0 | 0 | 5000 | 0 | 0
5737 | 5000 | 0 | 0 | 0 | 0 | 0 | 0 | 5000 | -5000 | 0
5738 | 5000 | 0 | 0 | 0 | 0 | 0 | 0 | 5000 | -5000 | 0
5739 | 5000 | 0 | 0 | 0 | 0 | 0 | 0 | 5000 | -5000 | 0
5740 | 5000 | 0 | 0 | 0 | 0 | 0 | 0 | 5000 | -5000 | 0
5741 | 5000 | 0 | 0 | 0 | 0 | 0 | 0 | 5000 | -5000 | 0
5742 | 5000 | 0 | 0 | 0 | 0 | 0 | 0 | 5000 | -1373.421 | 0
5743 | 5000 | 0 | 0 | 0 | 0 | 0 | 0 | 5000 | 0 | 0
5744 | 5000 | 0 | 0 | 0 | 0 | 0 | 0 | 5000 | 0 | 0
5745 | 5000 | 0 | 0 | 0 | 0 | 0 | 0 | 5000 | 0 | 0
5746 | 5000 | 0 | 0 | 0 | 0 | 0 | 0 | 5000 | 0 | 0
5747 | 5000 | 0 | 0 | 0 | 0 | 0 | 0 | 5000 | 0 | 0
5748 | 5000 | 0 | 0 | 0 | 0 | 0 | 0 | 5000 | 0 | 0
5749 | 5000 | 0 | 0 | 0 | 0 | 0 | 0 | 5000 | 0 | 0
5750 | 5000 | 0 | 0 | 0 | 0 | 0 | 0 | 5000 | 0 | 0
5751 | 5000 | 0 | 0 | 0 | 0 | 0 | 0 | 5000 | 0 | 0
5752 | 5000 | 0 | 0 | 0 | 0 | 0 | 0 | 5000 | 0 | 0
5753 | 5000 | 0 | 0 | 0 | 0 | 0 | 0 | 5000 | 0 | 0
5754 | 5000 | 0 | 0 | 0 | 0 | 0 | 0 | 5000 | 0 | 0
5755 | 5000 | 0 | 0 | 0 | 0 | 0 | 0 | 1301.899 | 0 | 3698.101
5756 | 5000 | 0 | 0 | 0 | 0 | 0 | 0 | 0 | 0 | 5000
5757 | 5000 | 0 | 0 | 0 | 0 | 0 | 0 | 0 | 0 | 5000
5758 | 5000 | 0 | 0 | 0 | 0 | 0 | 0 | 0 | 0 | 5000
5759 | 5000 | 0 | 0 | 0 | 0 | 0 | 0 | 0 | 0 | 5000
5760 | 5000 | 0 | 0 | 0 | 0 | 0 | 0 | 5000 | 0 | 0
5761 | 5000 | 0 | 0 | 0 | 0 | 0 | 0 | 5000 | -5000 | 0
5762 | 5000 | 0 | 0 | 0 | 0 | 0 | 0 | 5000 | -5000 | 0
5763 | 5000 | 0 | 0 | 0 | 0 | 0 | 0 | 5000 | -5000 | 0
5764 | 5000 | 0 | 0 | 0 | 0 | 0 | 0 | 5000 | -5000 | 0
5765 | 5000 | 0 | 0 | 0 | 0 | 0 | 0 | 5000 | -5000 | 0
5766 | 5000 | 0 | 0 | 0 | 0 | 0 | 0 | 5000 | -1373.421 | 0
5767 | 5000 | 0 | 0 | 0 | 0 | 0 | 0 | 5000 | 0 | 0
5768 | 5000 | 0 | 0 | 0 | 0 | 0 | 0 | 5000 | 0 | 0
5769 | 5000 | 0 | 0 | 0 | 0 | 0 | 0 | 5000 | 0 | 0
5770 | 5000 | 0 | 0 | 0 | 0 | 0 | 0 | 5000 | 0 | 0
5771 | 5000 | 0 | 0 | 0 | 0 | 0 | 0 | 5000 | 0 | 0
5772 | 5000 | 0 | 0 | 0 | 0 | 0 | 0 | 5000 | 0 | 0
5773 | 5000 | 0 | 0 | 0 | 0 | 0 | 0 | 5000 | 0 | 0
5774 | 5000 | 0 | 0 | 0 | 0 | 0 | 0 | 5000 | 0 | 0
5775 | 5000 | 0 | 0 | 0 | 0 | 0 | 0 | 5000 | 0 | 0
5776 | 5000 | 0 | 0 | 0 | 0 | 0 | 0 | 5000 | 0 | 0
5777 | 5000 | 0 | 0 | 0 | 0 | 0 | 0 | 5000 | 0 | 0
5778 | 5000 | 0 | 0 | 0 | 0 | 0 | 0 | 5000 | 0 | 0
5779 | 5000 | 0 | 0 | 0 | 0 | 0 | 0 | 1301.899 | 0 | 3698.101
5780 | 5000 | 0 | 0 | 0 | 0 | 0 | 0 | 0 | 0 | 5000
5781 | 5000 | 0 | 0 | 0 | 0 | 0 | 0 | 0 | 0 | 5000
5782 | 5000 | 0 | 0 | 0 | 0 | 0 | 0 | 0 | 0 | 5000
5783 | 5000 | 0 | 0 | 0 | 0 | 0 | 0 | 0 | 0 | 5000
5784 | 5000 | 0 | 0 | 0 | 0 | 0 | 0 | 5000 | 0 | 0
5785 | 5000 | 0 | 0 | 0 | 0 | 0 | 0 | 5000 | -5000 | 0
5786 | 5000 | 0 | 0 | 0 | 0 | 0 | 0 | 5000 | -5000 | 0
5787 | 5000 | 0 | 0 | 0 | 0 | 0 | 0 | 5000 | -5000 | 0
5788 | 5000 | 0 | 0 | 0 | 0 | 0 | 0 | 5000 | -5000 | 0
5789 | 5000 | 0 | 0 | 0 | 0 | 0 | 0 | 5000 | -5000 | 0
5790 | 5000 | 0 | 0 | 0 | 0 | 0 | 0 | 5000 | -1373.421 | 0
5791 | 5000 | 0 | 0 | 0 | 0 | 0 | 0 | 5000 | 0 | 0
5792 | 5000 | 0 | 0 | 0 | 0 | 0 | 0 | 5000 | 0 | 0
5793 | 5000 | 0 | 0 | 0 | 0 | 0 | 0 | 5000 | 0 | 0
5794 | 5000 | 0 | 0 | 0 | 0 | 0 | 0 | 5000 | 0 | 0
5795 | 5000 | 0 | 0 | 0 | 0 | 0 | 0 | 5000 | 0 | 0
5796 | 5000 | 0 | 0 | 0 | 0 | 0 | 0 | 5000 | 0 | 0
5797 | 5000 | 0 | 0 | 0 | 0 | 0 | 0 | 5000 | 0 | 0
5798 | 5000 | 0 | 0 | 0 | 0 | 0 | 0 | 5000 | 0 | 0
5799 | 5000 | 0 | 0 | 0 | 0 | 0 | 0 | 5000 | 0 | 0
5800 | 5000 | 0 | 0 | 0 | 0 | 0 | 0 | 5000 | 0 | 0
5801 | 5000 | 0 | 0 | 0 | 0 | 0 | 0 | 5000 | 0 | 0
5802 | 5000 | 0 | 0 | 0 | 0 | 0 | 0 | 5000 | 0 | 0
5803 | 5000 | 0 | 0 | 0 | 0 | 0 | 0 | 1301.899 | 0 | 3698.101
5804 | 5000 | 0 | 0 | 0 | 0 | 0 | 0 | 0 | 0 | 5000
5805 | 5000 | 0 | 0 | 0 | 0 | 0 | 0 | 0 | 0 | 5000
5806 | 5000 | 0 | 0 | 0 | 0 | 0 | 0 | 0 | 0 | 5000
5807 | 5000 | 0 | 0 | 0 | 0 | 0 | 0 | 0 | 0 | 5000
5808 | 5000 | 0 | 0 | 0 | 0 | 0 | 0 | 5000 | 0 | 0
5809 | 5000 | 0 | 0 | 0 | 0 | 0 | 0 | 5000 | 0 | 0
5810 | 5000 | 0 | 0 | 0 | 0 | 0 | 0 | 5000 | 0 | 0
5811 | 5000 | 0 | 0 | 0 | 0 | 0 | 0 | 5000 | 0 | 0
5812 | 5000 | 0 | 0 | 0 | 0 | 0 | 0 | 5000 | 0 | 0
5813 | 5000 | 0 | 0 | 0 | 0 | 0 | 0 | 5000 | 0 | 0
5814 | 5000 | 0 | 0 | 0 | 0 | 0 | 0 | 5000 | 0 | 0
5815 | 5000 | 0 | 0 | 0 | 0 | 0 | 0 | 5000 | 0 | 0
5816 | 5000 | 0 | 0 | 0 | 0 | 0 | 0 | 5000 | 0 | 0
5817 | 5000 | 0 | 0 | 0 | 0 | 0 | 0 | 5000 | 0 | 0
5818 | 5000 | 0 | 0 | 0 | 0 | 0 | 0 | 5000 | 0 | 0
5819 | 5000 | 0 | 0 | 0 | 0 | 0 | 0 | 5000 | 0 | 0
5820 | 5000 | 0 | 0 | 0 | 0 | 0 | 0 | 5000 | 0 | 0
5821 | 5000 | 0 | 0 | 0 | 0 | 0 | 0 | 5000 | 0 | 0
5822 | 5000 | 0 | 0 | 0 | 0 | 0 | 0 | 5000 | 0 | 0
5823 | 5000 | 0 | 0 | 0 | 0 | 0 | 0 | 5000 | 0 | 0
5824 | 5000 | 0 | 0 | 0 | 0 | 0 | 0 | 5000 | 0 | 0
5825 | 5000 | 0 | 0 | 0 | 0 | 0 | 0 | 5000 | 0 | 0
5826 | 5000 | 0 | 0 | 0 | 0 | 0 | 0 | 5000 | 0 | 0
5827 | 5000 | 0 | 0 | 0 | 0 | 0 | 0 | 5000 | 0 | 0
5828 | 5000 | 0 | 0 | 0 | 0 | 0 | 0 | 5000 | 0 | 0
5829 | 5000 | 0 | 0 | 0 | 0 | 0 | 0 | 5000 | 0 | 0
5830 | 5000 | 0 | 0 | 0 | 0 | 0 | 0 | 5000 | 0 | 0
5831 | 5000 | 0 | 0 | 0 | 0 | 0 | 0 | 5000 | 0 | 0
5832 | 5000 | 0 | 0 | 0 | 0 | 0 | 0 | 5000 | 0 | 0
5833 | 5000 | 0 | 0 | 0 | 0 | 0 | 0 | 5000 | -5000 | 0
5834 | 5000 | 0 | 0 | 0 | 0 | 0 | 0 | 5000 | -5000 | 0
5835 | 5000 | 0 | 0 | 0 | 0 | 0 | 0 | 5000 | -5000 | 0
5836 | 5000 | 0 | 0 | 0 | 0 | 0 | 0 | 5000 | -5000 | 0
5837 | 5000 | 0 | 0 | 0 | 0 | 0 | 0 | 5000 | -5000 | 0
5838 | 5000 | 0 | 0 | 0 | 0 | 0 | 0 | 5000 | -1373.421 | 0
5839 | 5000 | 0 | 0 | 0 | 0 | 0 | 0 | 5000 | 0 | 0
5840 | 5000 | 0 | 0 | 0 | 0 | 0 | 0 | 5000 | 0 | 0
5841 | 5000 | 0 | 0 | 0 | 0 | 0 | 0 | 5000 | 0 | 0
5842 | 5000 | 0 | 0 | 0 | 0 | 0 | 0 | 5000 | 0 | 0
5843 | 5000 | 0 | 0 | 0 | 0 | 0 | 0 | 5000 | 0 | 0
5844 | 5000 | 0 | 0 | 0 | 0 | 0 | 0 | 5000 | 0 | 0
5845 | 5000 | 0 | 0 | 0 | 0 | 0 | 0 | 5000 | 0 | 0
5846 | 5000 | 0 | 0 | 0 | 0 | 0 | 0 | 5000 | 0 | 0
5847 | 5000 | 0 | 0 | 0 | 0 | 0 | 0 | 5000 | 0 | 0
5848 | 5000 | 0 | 0 | 0 | 0 | 0 | 0 | 5000 | 0 | 0
5849 | 5000 | 0 | 0 | 0 | 0 | 0 | 0 | 5000 | 0 | 0
5850 | 5000 | 0 | 0 | 0 | 0 | 0 | 0 | 5000 | 0 | 0
5851 | 5000 | 0 | 0 | 0 | 0 | 0 | 0 | 1301.899 | 0 | 3698.101
5852 | 5000 | 0 | 0 | 0 | 0 | 0 | 0 | 0 | 0 | 5000
5853 | 5000 | 0 | 0 | 0 | 0 | 0 | 0 | 0 | 0 | 5000
5854 | 5000 | 0 | 0 | 0 | 0 | 0 | 0 | 0 | 0 | 5000
5855 | 5000 | 0 | 0 | 0 | 0 | 0 | 0 | 0 | 0 | 5000
5856 | 5000 | 0 | 0 | 0 | 0 | 0 | 0 | 5000 | 0 | 0
5857 | 5000 | 0 | 0 | 0 | 0 | 0 | 0 | 5000 | -5000 | 0
5858 | 5000 | 0 | 0 | 0 | 0 | 0 | 0 | 5000 | -5000 | 0
5859 | 5000 | 0 | 0 | 0 | 0 | 0 | 0 | 5000 | -5000 | 0
5860 | 5000 | 0 | 0 | 0 | 0 | 0 | 0 | 5000 | -5000 | 0
5861 | 5000 | 0 | 0 | 0 | 0 | 0 | 0 | 5000 | -5000 | 0
5862 | 5000 | 0 | 0 | 0 | 0 | 0 | 0 | 5000 | -1373.421 | 0
5863 | 5000 | 0 | 0 | 0 | 0 | 0 | 0 | 5000 | 0 | 0
5864 | 5000 | 0 | 0 | 0 | 0 | 0 | 0 | 5000 | 0 | 0
5865 | 5000 | 0 | 0 | 0 | 0 | 0 | 0 | 5000 | 0 | 0
5866 | 5000 | 0 | 0 | 0 | 0 | 0 | 0 | 5000 | 0 | 0
5867 | 5000 | 0 | 0 | 0 | 0 | 0 | 0 | 5000 | 0 | 0
5868 | 5000 | 0 | 0 | 0 | 0 | 0 | 0 | 5000 | 0 | 0
5869 | 5000 | 0 | 0 | 0 | 0 | 0 | 0 | 5000 | 0 | 0
5870 | 5000 | 0 | 0 | 0 | 0 | 0 | 0 | 5000 | 0 | 0
5871 | 5000 | 0 | 0 | 0 | 0 | 0 | 0 | 5000 | 0 | 0
5872 | 5000 | 0 | 0 | 0 | 0 | 0 | 0 | 5000 | 0 | 0
5873 | 5000 | 0 | 0 | 0 | 0 | 0 | 0 | 5000 | 0 | 0
5874 | 5000 | 0 | 0 | 0 | 0 | 0 | 0 | 5000 | 0 | 0
5875 | 5000 | 0 | 0 | 0 | 0 | 0 | 0 | 1301.899 | 0 | 3698.101
5876 | 5000 | 0 | 0 | 0 | 0 | 0 | 0 | 0 | 0 | 5000
5877 | 5000 | 0 | 0 | 0 | 0 | 0 | 0 | 0 | 0 | 5000
5878 | 5000 | 0 | 0 | 0 | 0 | 0 | 0 | 0 | 0 | 5000
5879 | 5000 | 0 | 0 | 0 | 0 | 0 | 0 | 0 | 0 | 5000
5880 | 5000 | 0 | 0 | 0 | 0 | 0 | 0 | 5000 | 0 | 0
5881 | 5000 | 0 | 0 | 0 | 0 | 0 | 0 | 5000 | -5000 | 0
5882 | 5000 | 0 | 0 | 0 | 0 | 0 | 0 | 5000 | -5000 | 0
5883 | 5000 | 0 | 0 | 0 | 0 | 0 | 0 | 5000 | -5000 | 0
5884 | 5000 | 0 | 0 | 0 | 0 | 0 | 0 | 5000 | -5000 | 0
5885 | 5000 | 0 | 0 | 0 | 0 | 0 | 0 | 5000 | -5000 | 0
5886 | 5000 | 0 | 0 | 0 | 0 | 0 | 0 | 5000 | -1373.421 | 0
5887 | 5000 | 0 | 0 | 0 | 0 | 0 | 0 | 5000 | 0 | 0
5888 | 5000 | 0 | 0 | 0 | 0 | 0 | 0 | 5000 | 0 | 0
5889 | 5000 | 0 | 0 | 0 | 0 | 0 | 0 | 5000 | 0 | 0
5890 | 5000 | 0 | 0 | 0 | 0 | 0 | 0 | 5000 | 0 | 0
5891 | 5000 | 0 | 0 | 0 | 0 | 0 | 0 | 5000 | 0 | 0
5892 | 5000 | 0 | 0 | 0 | 0 | 0 | 0 | 5000 | 0 | 0
5893 | 5000 | 0 | 0 | 0 | 0 | 0 | 0 | 5000 | 0 | 0
5894 | 5000 | 0 | 0 | 0 | 0 | 0 | 0 | 5000 | 0 | 0
5895 | 5000 | 0 | 0 | 0 | 0 | 0 | 0 | 5000 | 0 | 0
5896 | 5000 | 0 | 0 | 0 | 0 | 0 | 0 | 5000 | 0 | 0
5897 | 5000 | 0 | 0 | 0 | 0 | 0 | 0 | 5000 | 0 | 0
5898 | 5000 | 0 | 0 | 0 | 0 | 0 | 0 | 5000 | 0 | 0
5899 | 5000 | 0 | 0 | 0 | 0 | 0 | 0 | 1301.899 | 0 | 3698.101
5900 | 5000 | 0 | 0 | 0 | 0 | 0 | 0 | 0 | 0 | 5000
5901 | 5000 | 0 | 0 | 0 | 0 | 0 | 0 | 0 | 0 | 5000
5902 | 5000 | 0 | 0 | 0 | 0 | 0 | 0 | 0 | 0 | 5000
5903 | 5000 | 0 | 0 | 0 | 0 | 0 | 0 | 0 | 0 | 5000
5904 | 5000 | 0 | 0 | 0 | 0 | 0 | 0 | 5000 | 0 | 0
5905 | 5000 | 0 | 0 | 0 | 0 | 0 | 0 | 5000 | -5000 | 0
5906 | 5000 | 0 | 0 | 0 | 0 | 0 | 0 | 5000 | -5000 | 0
5907 | 5000 | 0 | 0 | 0 | 0 | 0 | 0 | 5000 | -5000 | 0
5908 | 5000 | 0 | 0 | 0 | 0 | 0 | 0 | 5000 | -5000 | 0
5909 | 5000 | 0 | 0 | 0 | 0 | 0 | 0 | 5000 | -5000 | 0
5910 | 5000 | 0 | 0 | 0 | 0 | 0 | 0 | 5000 | -1373.421 | 0
5911 | 5000 | 0 | 0 | 0 | 0 | 0 | 0 | 5000 | 0 | 0
5912 | 5000 | 0 | 0 | 0 | 0 | 0 | 0 | 5000 | 0 | 0
5913 | 5000 | 0 | 0 | 0 | 0 | 0 | 0 | 5000 | 0 | 0
5914 | 5000 | 0 | 0 | 0 | 0 | 0 | 0 | 5000 | 0 | 0
5915 | 5000 | 0 | 0 | 0 | 0 | 0 | 0 | 5000 | 0 | 0
5916 | 5000 | 0 | 0 | 0 | 0 | 0 | 0 | 5000 | 0 | 0
5917 | 5000 | 0 | 0 | 0 | 0 | 0 | 0 | 5000 | 0 | 0
5918 | 5000 | 0 | 0 | 0 | 0 | 0 | 0 | 5000 | 0 | 0
5919 | 5000 | 0 | 0 | 0 | 0 | 0 | 0 | 5000 | 0 | 0
5920 | 5000 | 0 | 0 | 0 | 0 | 0 | 0 | 5000 | 0 | 0
5921 | 5000 | 0 | 0 | 0 | 0 | 0 | 0 | 5000 | 0 | 0
5922 | 5000 | 0 | 0 | 0 | 0 | 0 | 0 | 5000 | 0 | 0
5923 | 5000 | 0 | 0 | 0 | 0 | 0 | 0 | 1301.899 | 0 | 3698.101
5924 | 5000 | 0 | 0 | 0 | 0 | 0 | 0 | 0 | 0 | 5000
5925 | 5000 | 0 | 0 | 0 | 0 | 0 | 0 | 0 | 0 | 5000
5926 | 5000 | 0 | 0 | 0 | 0 | 0 | 0 | 0 | 0 | 5000
5927 | 5000 | 0 | 0 | 0 | 0 | 0 | 0 | 0 | 0 | 5000
5928 | 5000 | 0 | 0 | 0 | 0 | 0 | 0 | 5000 | 0 | 0
5929 | 5000 | 0 | 0 | 0 | 0 | 0 | 0 | 5000 | -5000 | 0
5930 | 5000 | 0 | 0 | 0 | 0 | 0 | 0 | 5000 | -5000 | 0
5931 | 5000 | 0 | 0 | 0 | 0 | 0 | 0 | 5000 | -5000 | 0
5932 | 5000 | 0 | 0 | 0 | 0 | 0 | 0 | 5000 | -5000 | 0
5933 | 5000 | 0 | 0 | 0 | 0 | 0 | 0 | 5000 | -5000 | 0
5934 | 5000 | 0 | 0 | 0 | 0 | 0 | 0 | 5000 | -1373.421 | 0
5935 | 5000 | 0 | 0 | 0 | 0 | 0 | 0 | 5000 | 0 | 0
5936 | 5000 | 0 | 0 | 0 | 0 | 0 | 0 | 5000 | 0 | 0
5937 | 5000 | 0 | 0 | 0 | 0 | 0 | 0 | 5000 | 0 | 0
5938 | 5000 | 0 | 0 | 0 | 0 | 0 | 0 | 5000 | 0 | 0
5939 | 5000 | 0 | 0 | 0 | 0 | 0 | 0 | 5000 | 0 | 0
5940 | 5000 | 0 | 0 | 0 | 0 | 0 | 0 | 5000 | 0 | 0
5941 | 5000 | 0 | 0 | 0 | 0 | 0 | 0 | 5000 | 0 | 0
5942 | 5000 | 0 | 0 | 0 | 0 | 0 | 0 | 5000 | 0 | 0
5943 | 5000 | 0 | 0 | 0 | 0 | 0 | 0 | 5000 | 0 | 0
5944 | 5000 | 0 | 0 | 0 | 0 | 0 | 0 | 5000 | 0 | 0
5945 | 5000 | 0 | 0 | 0 | 0 | 0 | 0 | 5000 | 0 | 0
5946 | 5000 | 0 | 0 | 0 | 0 | 0 | 0 | 5000 | 0 | 0
5947 | 5000 | 0 | 0 | 0 | 0 | 0 | 0 | 1301.899 | 0 | 3698.101
5948 | 5000 | 0 | 0 | 0 | 0 | 0 | 0 | 0 | 0 | 5000
5949 | 5000 | 0 | 0 | 0 | 0 | 0 | 0 | 0 | 0 | 5000
5950 | 5000 | 0 | 0 | 0 | 0 | 0 | 0 | 0 | 0 | 5000
5951 | 5000 | 0 | 0 | 0 | 0 | 0 | 0 | 0 | 0 | 5000
5952 | 5000 | 0 | 0 | 0 | 0 | 0 | 0 | 5000 | 0 | 0
5953 | 5000 | 0 | 0 | 0 | 0 | 0 | 0 | 5000 | -5000 | 0
5954 | 5000 | 0 | 0 | 0 | 0 | 0 | 0 | 5000 | -5000 | 0
5955 | 5000 | 0 | 0 | 0 | 0 | 0 | 0 | 5000 | -5000 | 0
5956 | 5000 | 0 | 0 | 0 | 0 | 0 | 0 | 5000 | -5000 | 0
5957 | 5000 | 0 | 0 | 0 | 0 | 0 | 0 | 5000 | -5000 | 0
5958 | 5000 | 0 | 0 | 0 | 0 | 0 | 0 | 5000 | -1373.421 | 0
5959 | 5000 | 0 | 0 | 0 | 0 | 0 | 0 | 5000 | 0 | 0
5960 | 5000 | 0 | 0 | 0 | 0 | 0 | 0 | 5000 | 0 | 0
5961 | 5000 | 0 | 0 | 0 | 0 | 0 | 0 | 5000 | 0 | 0
5962 | 5000 | 0 | 0 | 0 | 0 | 0 | 0 | 5000 | 0 | 0
5963 | 5000 | 0 | 0 | 0 | 0 | 0 | 0 | 5000 | 0 | 0
5964 | 5000 | 0 | 0 | 0 | 0 | 0 | 0 | 5000 | 0 | 0
5965 | 5000 | 0 | 0 | 0 | 0 | 0 | 0 | 5000 | 0 | 0
5966 | 5000 | 0 | 0 | 0 | 0 | 0 | 0 | 5000 | 0 | 0
5967 | 5000 | 0 | 0 | 0 | 0 | 0 | 0 | 5000 | 0 | 0
5968 | 5000 | 0 | 0 | 0 | 0 | 0 | 0 | 5000 | 0 | 0
5969 | 5000 | 0 | 0 | 0 | 0 | 0 | 0 | 5000 | 0 | 0
5970 | 5000 | 0 | 0 | 0 | 0 | 0 | 0 | 5000 | 0 | 0
5971 | 5000 | 0 | 0 | 0 | 0 | 0 | 0 | 1301.899 | 0 | 3698.101
5972 | 5000 | 0 | 0 | 0 | 0 | 0 | 0 | 0 | 0 | 5000
5973 | 5000 | 0 | 0 | 0 | 0 | 0 | 0 | 0 | 0 | 5000
5974 | 5000 | 0 | 0 | 0 | 0 | 0 | 0 | 0 | 0 | 5000
5975 | 5000 | 0 | 0 | 0 | 0 | 0 | 0 | 0 | 0 | 5000
5976 | 5000 | 0 | 0 | 0 | 0 | 0 | 0 | 5000 | 0 | 0
5977 | 5000 | 0 | 0 | 0 | 0 | 0 | 0 | 5000 | 0 | 0
5978 | 5000 | 0 | 0 | 0 | 0 | 0 | 0 | 5000 | 0 | 0
5979 | 5000 | 0 | 0 | 0 | 0 | 0 | 0 | 5000 | 0 | 0
5980 | 5000 | 0 | 0 | 0 | 0 | 0 | 0 | 5000 | 0 | 0
5981 | 5000 | 0 | 0 | 0 | 0 | 0 | 0 | 5000 | 0 | 0
5982 | 5000 | 0 | 0 | 0 | 0 | 0 | 0 | 5000 | 0 | 0
5983 | 5000 | 0 | 0 | 0 | 0 | 0 | 0 | 5000 | 0 | 0
5984 | 5000 | 0 | 0 | 0 | 0 | 0 | 0 | 5000 | 0 | 0
5985 | 5000 | 0 | 0 | 0 | 0 | 0 | 0 | 5000 | 0 | 0
5986 | 5000 | 0 | 0 | 0 | 0 | 0 | 0 | 5000 | 0 | 0
5987 | 5000 | 0 | 0 | 0 | 0 | 0 | 0 | 5000 | 0 | 0
5988 | 5000 | 0 | 0 | 0 | 0 | 0 | 0 | 5000 | 0 | 0
5989 | 5000 | 0 | 0 | 0 | 0 | 0 | 0 | 5000 | 0 | 0
5990 | 5000 | 0 | 0 | 0 | 0 | 0 | 0 | 5000 | 0 | 0
5991 | 5000 | 0 | 0 | 0 | 0 | 0 | 0 | 5000 | 0 | 0
5992 | 5000 | 0 | 0 | 0 | 0 | 0 | 0 | 5000 | 0 | 0
5993 | 5000 | 0 | 0 | 0 | 0 | 0 | 0 | 5000 | 0 | 0
5994 | 5000 | 0 | 0 | 0 | 0 | 0 | 0 | 5000 | 0 | 0
5995 | 5000 | 0 | 0 | 0 | 0 | 0 | 0 | 5000 | 0 | 0
5996 | 5000 | 0 | 0 | 0 | 0 | 0 | 0 | 5000 | 0 | 0
5997 | 5000 | 0 | 0 | 0 | 0 | 0 | 0 | 5000 | 0 | 0
5998 | 5000 | 0 | 0 | 0 | 0 | 0 | 0 | 5000 | 0 | 0
5999 | 5000 | 0 | 0 | 0 | 0 | 0 | 0 | 5000 | 0 | 0
6000 | 5000 | 0 | 0 | 0 | 0 | 0 | 0 | 5000 | 0 | 0
6001 | 5000 | 0 | 0 | 0 | 0 | 0 | 0 | 5000 | -5000 | 0
6002 | 5000 | 0 | 0 | 0 | 0 | 0 | 0 | 5000 | -5000 | 0
6003 | 5000 | 0 | 0 | 0 | 0 | 0 | 0 | 5000 | -5000 | 0
6004 | 5000 | 0 | 0 | 0 | 0 | 0 | 0 | 5000 | -5000 | 0
6005 | 5000 | 0 | 0 | 0 | 0 | 0 | 0 | 5000 | -5000 | 0
6006 | 5000 | 0 | 0 | 0 | 0 | 0 | 0 | 5000 | -1373.421 | 0
6007 | 5000 | 0 | 0 | 0 | 0 | 0 | 0 | 5000 | 0 | 0
6008 | 5000 | 0 | 0 | 0 | 0 | 0 | 0 | 5000 | 0 | 0
6009 | 5000 | 0 | 0 | 0 | 0 | 0 | 0 | 5000 | 0 | 0
6010 | 5000 | 0 | 0 | 0 | 0 | 0 | 0 | 5000 | 0 | 0
6011 | 5000 | 0 | 0 | 0 | 0 | 0 | 0 | 5000 | 0 | 0
6012 | 5000 | 0 | 0 | 0 | 0 | 0 | 0 | 5000 | 0 | 0
6013 | 5000 | 0 | 0 | 0 | 0 | 0 | 0 | 5000 | 0 | 0
6014 | 5000 | 0 | 0 | 0 | 0 | 0 | 0 | 5000 | 0 | 0
6015 | 5000 | 0 | 0 | 0 | 0 | 0 | 0 | 5000 | 0 | 0
6016 | 5000 | 0 | 0 | 0 | 0 | 0 | 0 | 5000 | 0 | 0
6017 | 5000 | 0 | 0 | 0 | 0 | 0 | 0 | 5000 | 0 | 0
6018 | 5000 | 0 | 0 | 0 | 0 | 0 | 0 | 5000 | 0 | 0
6019 | 5000 | 0 | 0 | 0 | 0 | 0 | 0 | 1301.899 | 0 | 3698.101
6020 | 5000 | 0 | 0 | 0 | 0 | 0 | 0 | 0 | 0 | 5000
6021 | 5000 | 0 | 0 | 0 | 0 | 0 | 0 | 0 | 0 | 5000
6022 | 5000 | 0 | 0 | 0 | 0 | 0 | 0 | 0 | 0 | 5000
6023 | 5000 | 0 | 0 | 0 | 0 | 0 | 0 | 0 | 0 | 5000
6024 | 5000 | 0 | 0 | 0 | 0 | 0 | 0 | 5000 | 0 | 0
6025 | 5000 | 0 | 0 | 0 | 0 | 0 | 0 | 5000 | -5000 | 0
6026 | 5000 | 0 | 0 | 0 | 0 | 0 | 0 | 5000 | -5000 | 0
6027 | 5000 | 0 | 0 | 0 | 0 | 0 | 0 | 5000 | -5000 | 0
6028 | 5000 | 0 | 0 | 0 | 0 | 0 | 0 | 5000 | -5000 | 0
6029 | 5000 | 0 | 0 | 0 | 0 | 0 | 0 | 5000 | -5000 | 0
6030 | 5000 | 0 | 0 | 0 | 0 | 0 | 0 | 5000 | -1373.421 | 0
6031 | 5000 | 0 | 0 | 0 | 0 | 0 | 0 | 5000 | 0 | 0
6032 | 5000 | 0 | 0 | 0 | 0 | 0 | 0 | 5000 | 0 | 0
6033 | 5000 | 0 | 0 | 0 | 0 | 0 | 0 | 5000 | 0 | 0
6034 | 5000 | 0 | 0 | 0 | 0 | 0 | 0 | 5000 | 0 | 0
6035 | 5000 | 0 | 0 | 0 | 0 | 0 | 0 | 5000 | 0 | 0
6036 | 5000 | 0 | 0 | 0 | 0 | 0 | 0 | 5000 | 0 | 0
6037 | 5000 | 0 | 0 | 0 | 0 | 0 | 0 | 5000 | 0 | 0
6038 | 5000 | 0 | 0 | 0 | 0 | 0 | 0 | 5000 | 0 | 0
6039 | 5000 | 0 | 0 | 0 | 0 | 0 | 0 | 5000 | 0 | 0
6040 | 5000 | 0 | 0 | 0 | 0 | 0 | 0 | 5000 | 0 | 0
6041 | 5000 | 0 | 0 | 0 | 0 | 0 | 0 | 5000 | 0 | 0
6042 | 5000 | 0 | 0 | 0 | 0 | 0 | 0 | 5000 | 0 | 0
6043 | 5000 | 0 | 0 | 0 | 0 | 0 | 0 | 1301.899 | 0 | 3698.101
6044 | 5000 | 0 | 0 | 0 | 0 | 0 | 0 | 0 | 0 | 5000
6045 | 5000 | 0 | 0 | 0 | 0 | 0 | 0 | 0 | 0 | 5000
6046 | 5000 | 0 | 0 | 0 | 0 | 0 | 0 | 0 | 0 | 5000
6047 | 5000 | 0 | 0 | 0 | 0 | 0 | 0 | 0 | 0 | 5000
6048 | 5000 | 0 | 0 | 0 | 0 | 0 | 0 | 5000 | 0 | 0
6049 | 5000 | 0 | 0 | 0 | 0 | 0 | 0 | 5000 | -5000 | 0
6050 | 5000 | 0 | 0 | 0 | 0 | 0 | 0 | 5000 | -5000 | 0
6051 | 5000 | 0 | 0 | 0 | 0 | 0 | 0 | 5000 | -5000 | 0
6052 | 5000 | 0 | 0 | 0 | 0 | 0 | 0 | 5000 | -5000 | 0
6053 | 5000 | 0 | 0 | 0 | 0 | 0 | 0 | 5000 | -5000 | 0
6054 | 5000 | 0 | 0 | 0 | 0 | 0 | 0 | 5000 | -1373.421 | 0
6055 | 5000 | 0 | 0 | 0 | 0 | 0 | 0 | 5000 | 0 | 0
6056 | 5000 | 0 | 0 | 0 | 0 | 0 | 0 | 5000 | 0 | 0
6057 | 5000 | 0 | 0 | 0 | 0 | 0 | 0 | 5000 | 0 | 0
6058 | 5000 | 0 | 0 | 0 | 0 | 0 | 0 | 5000 | 0 | 0
6059 | 5000 | 0 | 0 | 0 | 0 | 0 | 0 | 5000 | 0 | 0
6060 | 5000 | 0 | 0 | 0 | 0 | 0 | 0 | 5000 | 0 | 0
6061 | 5000 | 0 | 0 | 0 | 0 | 0 | 0 | 5000 | 0 | 0
6062 | 5000 | 0 | 0 | 0 | 0 | 0 | 0 | 5000 | 0 | 0
6063 | 5000 | 0 | 0 | 0 | 0 | 0 | 0 | 5000 | 0 | 0
6064 | 5000 | 0 | 0 | 0 | 0 | 0 | 0 | 5000 | 0 | 0
6065 | 5000 | 0 | 0 | 0 | 0 | 0 | 0 | 5000 | 0 | 0
6066 | 5000 | 0 | 0 | 0 | 0 | 0 | 0 | 5000 | 0 | 0
6067 | 5000 | 0 | 0 | 0 | 0 | 0 | 0 | 1301.899 | 0 | 3698.101
6068 | 5000 | 0 | 0 | 0 | 0 | 0 | 0 | 0 | 0 | 5000
6069 | 5000 | 0 | 0 | 0 | 0 | 0 | 0 | 0 | 0 | 5000
6070 | 5000 | 0 | 0 | 0 | 0 | 0 | 0 | 0 | 0 | 5000
6071 | 5000 | 0 | 0 | 0 | 0 | 0 | 0 | 0 | 0 | 5000
6072 | 5000 | 0 | 0 | 0 | 0 | 0 | 0 | 5000 | 0 | 0
6073 | 5000 | 0 | 0 | 0 | 0 | 0 | 0 | 5000 | -5000 | 0
6074 | 5000 | 0 | 0 | 0 | 0 | 0 | 0 | 5000 | -5000 | 0
6075 | 5000 | 0 | 0 | 0 | 0 | 0 | 0 | 5000 | -5000 | 0
6076 | 5000 | 0 | 0 | 0 | 0 | 0 | 0 | 5000 | -5000 | 0
6077 | 5000 | 0 | 0 | 0 | 0 | 0 | 0 | 5000 | -5000 | 0
6078 | 5000 | 0 | 0 | 0 | 0 | 0 | 0 | 5000 | -1373.421 | 0
6079 | 5000 | 0 | 0 | 0 | 0 | 0 | 0 | 5000 | 0 | 0
6080 | 5000 | 0 | 0 | 0 | 0 | 0 | 0 | 5000 | 0 | 0
6081 | 5000 | 0 | 0 | 0 | 0 | 0 | 0 | 5000 | 0 | 0
6082 | 5000 | 0 | 0 | 0 | 0 | 0 | 0 | 5000 | 0 | 0
6083 | 5000 | 0 | 0 | 0 | 0 | 0 | 0 | 5000 | 0 | 0
6084 | 5000 | 0 | 0 | 0 | 0 | 0 | 0 | 5000 | 0 | 0
6085 | 5000 | 0 | 0 | 0 | 0 | 0 | 0 | 5000 | 0 | 0
6086 | 5000 | 0 | 0 | 0 | 0 | 0 | 0 | 5000 | 0 | 0
6087 | 5000 | 0 | 0 | 0 | 0 | 0 | 0 | 5000 | 0 | 0
6088 | 5000 | 0 | 0 | 0 | 0 | 0 | 0 | 5000 | 0 | 0
6089 | 5000 | 0 | 0 | 0 | 0 | 0 | 0 | 5000 | 0 | 0
6090 | 5000 | 0 | 0 | 0 | 0 | 0 | 0 | 5000 | 0 | 0
6091 | 5000 | 0 | 0 | 0 | 0 | 0 | 0 | 1301.899 | 0 | 3698.101
6092 | 5000 | 0 | 0 | 0 | 0 | 0 | 0 | 0 | 0 | 5000
6093 | 5000 | 0 | 0 | 0 | 0 | 0 | 0 | 0 | 0 | 5000
6094 | 5000 | 0 | 0 | 0 | 0 | 0 | 0 | 0 | 0 | 5000
6095 | 5000 | 0 | 0 | 0 | 0 | 0 | 0 | 0 | 0 | 5000
6096 | 5000 | 0 | 0 | 0 | 0 | 0 | 0 | 5000 | 0 | 0
6097 | 5000 | 0 | 0 | 0 | 0 | 0 | 0 | 5000 | -5000 | 0
6098 | 5000 | 0 | 0 | 0 | 0 | 0 | 0 | 5000 | -5000 | 0
6099 | 5000 | 0 | 0 | 0 | 0 | 0 | 0 | 5000 | -5000 | 0
6100 | 5000 | 0 | 0 | 0 | 0 | 0 | 0 | 5000 | -5000 | 0
6101 | 5000 | 0 | 0 | 0 | 0 | 0 | 0 | 5000 | -5000 | 0
6102 | 5000 | 0 | 0 | 0 | 0 | 0 | 0 | 5000 | -1373.421 | 0
6103 | 5000 | 0 | 0 | 0 | 0 | 0 | 0 | 5000 | 0 | 0
6104 | 5000 | 0 | 0 | 0 | 0 | 0 | 0 | 5000 | 0 | 0
6105 | 5000 | 0 | 0 | 0 | 0 | 0 | 0 | 5000 | 0 | 0
6106 | 5000 | 0 | 0 | 0 | 0 | 0 | 0 | 5000 | 0 | 0
6107 | 5000 | 0 | 0 | 0 | 0 | 0 | 0 | 5000 | 0 | 0
6108 | 5000 | 0 | 0 | 0 | 0 | 0 | 0 | 5000 | 0 | 0
6109 | 5000 | 0 | 0 | 0 | 0 | 0 | 0 | 5000 | 0 | 0
6110 | 5000 | 0 | 0 | 0 | 0 | 0 | 0 | 5000 | 0 | 0
6111 | 5000 | 0 | 0 | 0 | 0 | 0 | 0 | 5000 | 0 | 0
6112 | 5000 | 0 | 0 | 0 | 0 | 0 | 0 | 5000 | 0 | 0
6113 | 5000 | 0 | 0 | 0 | 0 | 0 | 0 | 5000 | 0 | 0
6114 | 5000 | 0 | 0 | 0 | 0 | 0 | 0 | 5000 | 0 | 0
6115 | 5000 | 0 | 0 | 0 | 0 | 0 | 0 | 1301.899 | 0 | 3698.101
6116 | 5000 | 0 | 0 | 0 | 0 | 0 | 0 | 0 | 0 | 5000
6117 | 5000 | 0 | 0 | 0 | 0 | 0 | 0 | 0 | 0 | 5000
6118 | 5000 | 0 | 0 | 0 | 0 | 0 | 0 | 0 | 0 | 5000
6119 | 5000 | 0 | 0 | 0 | 0 | 0 | 0 | 0 | 0 | 5000
6120 | 5000 | 0 | 0 | 0 | 0 | 0 | 0 | 5000 | 0 | 0
6121 | 5000 | 0 | 0 | 0 | 0 | 0 | 0 | 5000 | -5000 | 0
6122 | 5000 | 0 | 0 | 0 | 0 | 0 | 0 | 5000 | -5000 | 0
6123 | 5000 | 0 | 0 | 0 | 0 | 0 | 0 | 5000 | -5000 | 0
6124 | 5000 | 0 | 0 | 0 | 0 | 0 | 0 | 5000 | -5000 | 0
6125 | 5000 | 0 | 0 | 0 | 0 | 0 | 0 | 5000 | -5000 | 0
6126 | 5000 | 0 | 0 | 0 | 0 | 0 | 0 | 5000 | -1373.421 | 0
6127 | 5000 | 0 | 0 | 0 | 0 | 0 | 0 | 5000 | 0 | 0
6128 | 5000 | 0 | 0 | 0 | 0 | 0 | 0 | 5000 | 0 | 0
6129 | 5000 | 0 | 0 | 0 | 0 | 0 | 0 | 5000 | 0 | 0
6130 | 5000 | 0 | 0 | 0 | 0 | 0 | 0 | 5000 | 0 | 0
6131 | 5000 | 0 | 0 | 0 | 0 | 0 | 0 | 5000 | 0 | 0
6132 | 5000 | 0 | 0 | 0 | 0 | 0 | 0 | 5000 | 0 | 0
6133 | 5000 | 0 | 0 | 0 | 0 | 0 | 0 | 5000 | 0 | 0
6134 | 5000 | 0 | 0 | 0 | 0 | 0 | 0 | 5000 | 0 | 0
6135 | 5000 | 0 | 0 | 0 | 0 | 0 | 0 | 5000 | 0 | 0
6136 | 5000 | 0 | 0 | 0 | 0 | 0 | 0 | 5000 | 0 | 0
6137 | 5000 | 0 | 0 | 0 | 0 | 0 | 0 | 5000 | 0 | 0
6138 | 5000 | 0 | 0 | 0 | 0 | 0 | 0 | 5000 | 0 | 0
6139 | 5000 | 0 | 0 | 0 | 0 | 0 | 0 | 1301.899 | 0 | 3698.101
6140 | 5000 | 0 | 0 | 0 | 0 | 0 | 0 | 0 | 0 | 5000
6141 | 5000 | 0 | 0 | 0 | 0 | 0 | 0 | 0 | 0 | 5000
6142 | 5000 | 0 | 0 | 0 | 0 | 0 | 0 | 0 | 0 | 5000
6143 | 5000 | 0 | 0 | 0 | 0 | 0 | 0 | 0 | 0 | 5000
6144 | 5000 | 0 | 0 | 0 | 0 | 0 | 0 | 5000 | 0 | 0
6145 | 5000 | 0 | 0 | 0 | 0 | 0 | 0 | 5000 | 0 | 0
6146 | 5000 | 0 | 0 | 0 | 0 | 0 | 0 | 5000 | 0 | 0
6147 | 5000 | 0 | 0 | 0 | 0 | 0 | 0 | 5000 | 0 | 0
6148 | 5000 | 0 | 0 | 0 | 0 | 0 | 0 | 5000 | 0 | 0
6149 | 5000 | 0 | 0 | 0 | 0 | 0 | 0 | 5000 | 0 | 0
6150 | 5000 | 0 | 0 | 0 | 0 | 0 | 0 | 5000 | 0 | 0
6151 | 5000 | 0 | 0 | 0 | 0 | 0 | 0 | 5000 | 0 | 0
6152 | 5000 | 0 | 0 | 0 | 0 | 0 | 0 | 5000 | 0 | 0
6153 | 5000 | 0 | 0 | 0 | 0 | 0 | 0 | 5000 | 0 | 0
6154 | 5000 | 0 | 0 | 0 | 0 | 0 | 0 | 5000 | 0 | 0
6155 | 5000 | 0 | 0 | 0 | 0 | 0 | 0 | 5000 | 0 | 0
6156 | 5000 | 0 | 0 | 0 | 0 | 0 | 0 | 5000 | 0 | 0
6157 | 5000 | 0 | 0 | 0 | 0 | 0 | 0 | 5000 | 0 | 0
6158 | 5000 | 0 | 0 | 0 | 0 | 0 | 0 | 5000 | 0 | 0
6159 | 5000 | 0 | 0 | 0 | 0 | 0 | 0 | 5000 | 0 | 0
6160 | 5000 | 0 | 0 | 0 | 0 | 0 | 0 | 5000 | 0 | 0
6161 | 5000 | 0 | 0 | 0 | 0 | 0 | 0 | 5000 | 0 | 0
6162 | 5000 | 0 | 0 | 0 | 0 | 0 | 0 | 5000 | 0 | 0
6163 | 5000 | 0 | 0 | 0 | 0 | 0 | 0 | 5000 | 0 | 0
6164 | 5000 | 0 | 0 | 0 | 0 | 0 | 0 | 5000 | 0 | 0
6165 | 5000 | 0 | 0 | 0 | 0 | 0 | 0 | 5000 | 0 | 0
6166 | 5000 | 0 | 0 | 0 | 0 | 0 | 0 | 5000 | 0 | 0
6167 | 5000 | 0 | 0 | 0 | 0 | 0 | 0 | 5000 | 0 | 0
6168 | 5000 | 0 | 0 | 0 | 0 | 0 | 0 | 5000 | 0 | 0
6169 | 5000 | 0 | 0 | 0 | 0 | 0 | 0 | 5000 | -5000 | 0
6170 | 5000 | 0 | 0 | 0 | 0 | 0 | 0 | 5000 | -5000 | 0
6171 | 5000 | 0 | 0 | 0 | 0 | 0 | 0 | 5000 | -5000 | 0
6172 | 5000 | 0 | 0 | 0 | 0 | 0 | 0 | 5000 | -5000 | 0
6173 | 5000 | 0 | 0 | 0 | 0 | 0 | 0 | 5000 | -5000 | 0
6174 | 5000 | 0 | 0 | 0 | 0 | 0 | 0 | 5000 | -1373.421 | 0
6175 | 5000 | 0 | 0 | 0 | 0 | 0 | 0 | 5000 | 0 | 0
6176 | 5000 | 0 | 0 | 0 | 0 | 0 | 0 | 5000 | 0 | 0
6177 | 5000 | 0 | 0 | 0 | 0 | 0 | 0 | 5000 | 0 | 0
6178 | 5000 | 0 | 0 | 0 | 0 | 0 | 0 | 5000 | 0 | 0
6179 | 5000 | 0 | 0 | 0 | 0 | 0 | 0 | 5000 | 0 | 0
6180 | 5000 | 0 | 0 | 0 | 0 | 0 | 0 | 5000 | 0 | 0
6181 | 5000 | 0 | 0 | 0 | 0 | 0 | 0 | 5000 | 0 | 0
6182 | 5000 | 0 | 0 | 0 | 0 | 0 | 0 | 5000 | 0 | 0
6183 | 5000 | 0 | 0 | 0 | 0 | 0 | 0 | 5000 | 0 | 0
6184 | 5000 | 0 | 0 | 0 | 0 | 0 | 0 | 5000 | 0 | 0
6185 | 5000 | 0 | 0 | 0 | 0 | 0 | 0 | 5000 | 0 | 0
6186 | 5000 | 0 | 0 | 0 | 0 | 0 | 0 | 5000 | 0 | 0
6187 | 5000 | 0 | 0 | 0 | 0 | 0 | 0 | 1301.899 | 0 | 3698.101
6188 | 5000 | 0 | 0 | 0 | 0 | 0 | 0 | 0 | 0 | 5000
6189 | 5000 | 0 | 0 | 0 | 0 | 0 | 0 | 0 | 0 | 5000
6190 | 5000 | 0 | 0 | 0 | 0 | 0 | 0 | 0 | 0 | 5000
6191 | 5000 | 0 | 0 | 0 | 0 | 0 | 0 | 0 | 0 | 5000
6192 | 5000 | 0 | 0 | 0 | 0 | 0 | 0 | 5000 | 0 | 0
6193 | 5000 | 0 | 0 | 0 | 0 | 0 | 0 | 5000 | -5000 | 0
6194 | 5000 | 0 | 0 | 0 | 0 | 0 | 0 | 5000 | -5000 | 0
6195 | 5000 | 0 | 0 | 0 | 0 | 0 | 0 | 5000 | -5000 | 0
6196 | 5000 | 0 | 0 | 0 | 0 | 0 | 0 | 5000 | -5000 | 0
6197 | 5000 | 0 | 0 | 0 | 0 | 0 | 0 | 5000 | -5000 | 0
6198 | 5000 | 0 | 0 | 0 | 0 | 0 | 0 | 5000 | -1373.421 | 0
6199 | 5000 | 0 | 0 | 0 | 0 | 0 | 0 | 5000 | 0 | 0
6200 | 5000 | 0 | 0 | 0 | 0 | 0 | 0 | 5000 | 0 | 0
6201 | 5000 | 0 | 0 | 0 | 0 | 0 | 0 | 5000 | 0 | 0
6202 | 5000 | 0 | 0 | 0 | 0 | 0 | 0 | 5000 | 0 | 0
6203 | 5000 | 0 | 0 | 0 | 0 | 0 | 0 | 5000 | 0 | 0
6204 | 5000 | 0 | 0 | 0 | 0 | 0 | 0 | 5000 | 0 | 0
6205 | 5000 | 0 | 0 | 0 | 0 | 0 | 0 | 5000 | 0 | 0
6206 | 5000 | 0 | 0 | 0 | 0 | 0 | 0 | 5000 | 0 | 0
6207 | 5000 | 0 | 0 | 0 | 0 | 0 | 0 | 5000 | 0 | 0
6208 | 5000 | 0 | 0 | 0 | 0 | 0 | 0 | 5000 | 0 | 0
6209 | 5000 | 0 | 0 | 0 | 0 | 0 | 0 | 5000 | 0 | 0
6210 | 5000 | 0 | 0 | 0 | 0 | 0 | 0 | 5000 | 0 | 0
6211 | 5000 | 0 | 0 | 0 | 0 | 0 | 0 | 1301.899 | 0 | 3698.101
6212 | 5000 | 0 | 0 | 0 | 0 | 0 | 0 | 0 | 0 | 5000
6213 | 5000 | 0 | 0 | 0 | 0 | 0 | 0 | 0 | 0 | 5000
6214 | 5000 | 0 | 0 | 0 | 0 | 0 | 0 | 0 | 0 | 5000
6215 | 5000 | 0 | 0 | 0 | 0 | 0 | 0 | 0 | 0 | 5000
6216 | 5000 | 0 | 0 | 0 | 0 | 0 | 0 | 5000 | 0 | 0
6217 | 5000 | 0 | 0 | 0 | 0 | 0 | 0 | 5000 | -5000 | 0
6218 | 5000 | 0 | 0 | 0 | 0 | 0 | 0 | 5000 | -5000 | 0
6219 | 5000 | 0 | 0 | 0 | 0 | 0 | 0 | 5000 | -5000 | 0
6220 | 5000 | 0 | 0 | 0 | 0 | 0 | 0 | 5000 | -5000 | 0
6221 | 5000 | 0 | 0 | 0 | 0 | 0 | 0 | 5000 | -5000 | 0
6222 | 5000 | 0 | 0 | 0 | 0 | 0 | 0 | 5000 | -1373.421 | 0
6223 | 5000 | 0 | 0 | 0 | 0 | 0 | 0 | 5000 | 0 | 0
6224 | 5000 | 0 | 0 | 0 | 0 | 0 | 0 | 5000 | 0 | 0
6225 | 5000 | 0 | 0 | 0 | 0 | 0 | 0 | 5000 | 0 | 0
6226 | 5000 | 0 | 0 | 0 | 0 | 0 | 0 | 5000 | 0 | 0
6227 | 5000 | 0 | 0 | 0 | 0 | 0 | 0 | 5000 | 0 | 0
6228 | 5000 | 0 | 0 | 0 | 0 | 0 | 0 | 5000 | 0 | 0
6229 | 5000 | 0 | 0 | 0 | 0 | 0 | 0 | 5000 | 0 | 0
6230 | 5000 | 0 | 0 | 0 | 0 | 0 | 0 | 5000 | 0 | 0
6231 | 5000 | 0 | 0 | 0 | 0 | 0 | 0 | 5000 | 0 | 0
6232 | 5000 | 0 | 0 | 0 | 0 | 0 | 0 | 5000 | 0 | 0
6233 | 5000 | 0 | 0 | 0 | 0 | 0 | 0 | 5000 | 0 | 0
6234 | 5000 | 0 | 0 | 0 | 0 | 0 | 0 | 5000 | 0 | 0
6235 | 5000 | 0 | 0 | 0 | 0 | 0 | 0 | 1301.899 | 0 | 3698.101
6236 | 5000 | 0 | 0 | 0 | 0 | 0 | 0 | 0 | 0 | 5000
6237 | 5000 | 0 | 0 | 0 | 0 | 0 | 0 | 0 | 0 | 5000
6238 | 5000 | 0 | 0 | 0 | 0 | 0 | 0 | 0 | 0 | 5000
6239 | 5000 | 0 | 0 | 0 | 0 | 0 | 0 | 0 | 0 | 5000
6240 | 5000 | 0 | 0 | 0 | 0 | 0 | 0 | 5000 | 0 | 0
6241 | 5000 | 0 | 0 | 0 | 0 | 0 | 0 | 5000 | -5000 | 0
6242 | 5000 | 0 | 0 | 0 | 0 | 0 | 0 | 5000 | -5000 | 0
6243 | 5000 | 0 | 0 | 0 | 0 | 0 | 0 | 5000 | -5000 | 0
6244 | 5000 | 0 | 0 | 0 | 0 | 0 | 0 | 5000 | -5000 | 0
6245 | 5000 | 0 | 0 | 0 | 0 | 0 | 0 | 5000 | -5000 | 0
6246 | 5000 | 0 | 0 | 0 | 0 | 0 | 0 | 5000 | -1373.421 | 0
6247 | 5000 | 0 | 0 | 0 | 0 | 0 | 0 | 5000 | 0 | 0
6248 | 5000 | 0 | 0 | 0 | 0 | 0 | 0 | 5000 | 0 | 0
6249 | 5000 | 0 | 0 | 0 | 0 | 0 | 0 | 5000 | 0 | 0
6250 | 5000 | 0 | 0 | 0 | 0 | 0 | 0 | 5000 | 0 | 0
6251 | 5000 | 0 | 0 | 0 | 0 | 0 | 0 | 5000 | 0 | 0
6252 | 5000 | 0 | 0 | 0 | 0 | 0 | 0 | 5000 | 0 | 0
6253 | 5000 | 0 | 0 | 0 | 0 | 0 | 0 | 5000 | 0 | 0
6254 | 5000 | 0 | 0 | 0 | 0 | 0 | 0 | 5000 | 0 | 0
6255 | 5000 | 0 | 0 | 0 | 0 | 0 | 0 | 5000 | 0 | 0
6256 | 5000 | 0 | 0 | 0 | 0 | 0 | 0 | 5000 | 0 | 0
6257 | 5000 | 0 | 0 | 0 | 0 | 0 | 0 | 5000 | 0 | 0
6258 | 5000 | 0 | 0 | 0 | 0 | 0 | 0 | 5000 | 0 | 0
6259 | 5000 | 0 | 0 | 0 | 0 | 0 | 0 | 1301.899 | 0 | 3698.101
6260 | 5000 | 0 | 0 | 0 | 0 | 0 | 0 | 0 | 0 | 5000
6261 | 5000 | 0 | 0 | 0 | 0 | 0 | 0 | 0 | 0 | 5000
6262 | 5000 | 0 | 0 | 0 | 0 | 0 | 0 | 0 | 0 | 5000
6263 | 5000 | 0 | 0 | 0 | 0 | 0 | 0 | 0 | 0 | 5000
6264 | 5000 | 0 | 0 | 0 | 0 | 0 | 0 | 5000 | 0 | 0
6265 | 5000 | 0 | 0 | 0 | 0 | 0 | 0 | 5000 | -5000 | 0
6266 | 5000 | 0 | 0 | 0 | 0 | 0 | 0 | 5000 | -5000 | 0
6267 | 5000 | 0 | 0 | 0 | 0 | 0 | 0 | 5000 | -5000 | 0
6268 | 5000 | 0 | 0 | 0 | 0 | 0 | 0 | 5000 | -5000 | 0
6269 | 5000 | 0 | 0 | 0 | 0 | 0 | 0 | 5000 | -5000 | 0
6270 | 5000 | 0 | 0 | 0 | 0 | 0 | 0 | 5000 | -1373.421 | 0
6271 | 5000 | 0 | 0 | 0 | 0 | 0 | 0 | 5000 | 0 | 0
6272 | 5000 | 0 | 0 | 0 | 0 | 0 | 0 | 5000 | 0 | 0
6273 | 5000 | 0 | 0 | 0 | 0 | 0 | 0 | 5000 | 0 | 0
6274 | 5000 | 0 | 0 | 0 | 0 | 0 | 0 | 5000 | 0 | 0
6275 | 5000 | 0 | 0 | 0 | 0 | 0 | 0 | 5000 | 0 | 0
6276 | 5000 | 0 | 0 | 0 | 0 | 0 | 0 | 5000 | 0 | 0
6277 | 5000 | 0 | 0 | 0 | 0 | 0 | 0 | 5000 | 0 | 0
6278 | 5000 | 0 | 0 | 0 | 0 | 0 | 0 | 5000 | 0 | 0
6279 | 5000 | 0 | 0 | 0 | 0 | 0 | 0 | 5000 | 0 | 0
6280 | 5000 | 0 | 0 | 0 | 0 | 0 | 0 | 5000 | 0 | 0
6281 | 5000 | 0 | 0 | 0 | 0 | 0 | 0 | 5000 | 0 | 0
6282 | 5000 | 0 | 0 | 0 | 0 | 0 | 0 | 5000 | 0 | 0
6283 | 5000 | 0 | 0 | 0 | 0 | 0 | 0 | 1301.899 | 0 | 3698.101
6284 | 5000 | 0 | 0 | 0 | 0 | 0 | 0 | 0 | 0 | 5000
6285 | 5000 | 0 | 0 | 0 | 0 | 0 | 0 | 0 | 0 | 5000
6286 | 5000 | 0 | 0 | 0 | 0 | 0 | 0 | 0 | 0 | 5000
6287 | 5000 | 0 | 0 | 0 | 0 | 0 | 0 | 0 | 0 | 5000
6288 | 5000 | 0 | 0 | 0 | 0 | 0 | 0 | 5000 | 0 | 0
6289 | 5000 | 0 | 0 | 0 | 0 | 0 | 0 | 5000 | -5000 | 0
6290 | 5000 | 0 | 0 | 0 | 0 | 0 | 0 | 5000 | -5000 | 0
6291 | 5000 | 0 | 0 | 0 | 0 | 0 | 0 | 5000 | -5000 | 0
6292 | 5000 | 0 | 0 | 0 | 0 | 0 | 0 | 5000 | -5000 | 0
6293 | 5000 | 0 | 0 | 0 | 0 | 0 | 0 | 5000 | -5000 | 0
6294 | 5000 | 0 | 0 | 0 | 0 | 0 | 0 | 5000 | -1373.421 | 0
6295 | 5000 | 0 | 0 | 0 | 0 | 0 | 0 | 5000 | 0 | 0
6296 | 5000 | 0 | 0 | 0 | 0 | 0 | 0 | 5000 | 0 | 0
6297 | 5000 | 0 | 0 | 0 | 0 | 0 | 0 | 5000 | 0 | 0
6298 | 5000 | 0 | 0 | 0 | 0 | 0 | 0 | 5000 | 0 | 0
6299 | 5000 | 0 | 0 | 0 | 0 | 0 | 0 | 5000 | 0 | 0
6300 | 5000 | 0 | 0 | 0 | 0 | 0 | 0 | 5000 | 0 | 0
6301 | 5000 | 0 | 0 | 0 | 0 | 0 | 0 | 5000 | 0 | 0
6302 | 5000 | 0 | 0 | 0 | 0 | 0 | 0 | 5000 | 0 | 0
6303 | 5000 | 0 | 0 | 0 | 0 | 0 | 0 | 5000 | 0 | 0
6304 | 5000 | 0 | 0 | 0 | 0 | 0 | 0 | 5000 | 0 | 0
6305 | 5000 | 0 | 0 | 0 | 0 | 0 | 0 | 5000 | 0 | 0
6306 | 5000 | 0 | 0 | 0 | 0 | 0 | 0 | 5000 | 0 | 0
6307 | 5000 | 0 | 0 | 0 | 0 | 0 | 0 | 1301.899 | 0 | 3698.101
6308 | 5000 | 0 | 0 | 0 | 0 | 0 | 0 | 0 | 0 | 5000
6309 | 5000 | 0 | 0 | 0 | 0 | 0 | 0 | 0 | 0 | 5000
6310 | 5000 | 0 | 0 | 0 | 0 | 0 | 0 | 0 | 0 | 5000
6311 | 5000 | 0 | 0 | 0 | 0 | 0 | 0 | 0 | 0 | 5000
6312 | 5000 | 0 | 0 | 0 | 0 | 0 | 0 | 5000 | 0 | 0
6313 | 5000 | 0 | 0 | 0 | 0 | 0 | 0 | 5000 | 0 | 0
6314 | 5000 | 0 | 0 | 0 | 0 | 0 | 0 | 5000 | 0 | 0
6315 | 5000 | 0 | 0 | 0 | 0 | 0 | 0 | 5000 | 0 | 0
6316 | 5000 | 0 | 0 | 0 | 0 | 0 | 0 | 5000 | 0 | 0
6317 | 5000 | 0 | 0 | 0 | 0 | 0 | 0 | 5000 | 0 | 0
6318 | 5000 | 0 | 0 | 0 | 0 | 0 | 0 | 5000 | 0 | 0
6319 | 5000 | 0 | 0 | 0 | 0 | 0 | 0 | 5000 | 0 | 0
6320 | 5000 | 0 | 0 | 0 | 0 | 0 | 0 | 5000 | 0 | 0
6321 | 5000 | 0 | 0 | 0 | 0 | 0 | 0 | 5000 | 0 | 0
6322 | 5000 | 0 | 0 | 0 | 0 | 0 | 0 | 5000 | 0 | 0
6323 | 5000 | 0 | 0 | 0 | 0 | 0 | 0 | 5000 | 0 | 0
6324 | 5000 | 0 | 0 | 0 | 0 | 0 | 0 | 5000 | 0 | 0
6325 | 5000 | 0 | 0 | 0 | 0 | 0 | 0 | 5000 | 0 | 0
6326 | 5000 | 0 | 0 | 0 | 0 | 0 | 0 | 5000 | 0 | 0
6327 | 5000 | 0 | 0 | 0 | 0 | 0 | 0 | 5000 | 0 | 0
6328 | 5000 | 0 | 0 | 0 | 0 | 0 | 0 | 5000 | 0 | 0
6329 | 5000 | 0 | 0 | 0 | 0 | 0 | 0 | 5000 | 0 | 0
6330 | 5000 | 0 | 0 | 0 | 0 | 0 | 0 | 5000 | 0 | 0
6331 | 5000 | 0 | 0 | 0 | 0 | 0 | 0 | 5000 | 0 | 0
6332 | 5000 | 0 | 0 | 0 | 0 | 0 | 0 | 5000 | 0 | 0
6333 | 5000 | 0 | 0 | 0 | 0 | 0 | 0 | 5000 | 0 | 0
6334 | 5000 | 0 | 0 | 0 | 0 | 0 | 0 | 5000 | 0 | 0
6335 | 5000 | 0 | 0 | 0 | 0 | 0 | 0 | 5000 | 0 | 0
6336 | 5000 | 0 | 0 | 0 | 0 | 0 | 0 | 5000 | 0 | 0
6337 | 5000 | 0 | 0 | 0 | 0 | 0 | 0 | 5000 | -5000 | 0
6338 | 5000 | 0 | 0 | 0 | 0 | 0 | 0 | 5000 | -5000 | 0
6339 | 5000 | 0 | 0 | 0 | 0 | 0 | 0 | 5000 | -5000 | 0
6340 | 5000 | 0 | 0 | 0 | 0 | 0 | 0 | 5000 | -5000 | 0
6341 | 5000 | 0 | 0 | 0 | 0 | 0 | 0 | 5000 | -5000 | 0
6342 | 5000 | 0 | 0 | 0 | 0 | 0 | 0 | 5000 | -1373.421 | 0
6343 | 5000 | 0 | 0 | 0 | 0 | 0 | 0 | 5000 | 0 | 0
6344 | 5000 | 0 | 0 | 0 | 0 | 0 | 0 | 5000 | 0 | 0
6345 | 5000 | 0 | 0 | 0 | 0 | 0 | 0 | 5000 | 0 | 0
6346 | 5000 | 0 | 0 | 0 | 0 | 0 | 0 | 5000 | 0 | 0
6347 | 5000 | 0 | 0 | 0 | 0 | 0 | 0 | 5000 | 0 | 0
6348 | 5000 | 0 | 0 | 0 | 0 | 0 | 0 | 5000 | 0 | 0
6349 | 5000 | 0 | 0 | 0 | 0 | 0 | 0 | 5000 | 0 | 0
6350 | 5000 | 0 | 0 | 0 | 0 | 0 | 0 | 5000 | 0 | 0
6351 | 5000 | 0 | 0 | 0 | 0 | 0 | 0 | 5000 | 0 | 0
6352 | 5000 | 0 | 0 | 0 | 0 | 0 | 0 | 5000 | 0 | 0
6353 | 5000 | 0 | 0 | 0 | 0 | 0 | 0 | 5000 | 0 | 0
6354 | 5000 | 0 | 0 | 0 | 0 | 0 | 0 | 5000 | 0 | 0
6355 | 5000 | 0 | 0 | 0 | 0 | 0 | 0 | 1301.899 | 0 | 3698.101
6356 | 5000 | 0 | 0 | 0 | 0 | 0 | 0 | 0 | 0 | 5000
6357 | 5000 | 0 | 0 | 0 | 0 | 0 | 0 | 0 | 0 | 5000
6358 | 5000 | 0 | 0 | 0 | 0 | 0 | 0 | 0 | 0 | 5000
6359 | 5000 | 0 | 0 | 0 | 0 | 0 | 0 | 0 | 0 | 5000
6360 | 5000 | 0 | 0 | 0 | 0 | 0 | 0 | 5000 | 0 | 0
6361 | 5000 | 0 | 0 | 0 | 0 | 0 | 0 | 5000 | -5000 | 0
6362 | 5000 | 0 | 0 | 0 | 0 | 0 | 0 | 5000 | -5000 | 0
6363 | 5000 | 0 | 0 | 0 | 0 | 0 | 0 | 5000 | -5000 | 0
6364 | 5000 | 0 | 0 | 0 | 0 | 0 | 0 | 5000 | -5000 | 0
6365 | 5000 | 0 | 0 | 0 | 0 | 0 | 0 | 5000 | -5000 | 0
6366 | 5000 | 0 | 0 | 0 | 0 | 0 | 0 | 5000 | -1373.421 | 0
6367 | 5000 | 0 | 0 | 0 | 0 | 0 | 0 | 5000 | 0 | 0
6368 | 5000 | 0 | 0 | 0 | 0 | 0 | 0 | 5000 | 0 | 0
6369 | 5000 | 0 | 0 | 0 | 0 | 0 | 0 | 5000 | 0 | 0
6370 | 5000 | 0 | 0 | 0 | 0 | 0 | 0 | 5000 | 0 | 0
6371 | 5000 | 0 | 0 | 0 | 0 | 0 | 0 | 5000 | 0 | 0
6372 | 5000 | 0 | 0 | 0 | 0 | 0 | 0 | 5000 | 0 | 0
6373 | 5000 | 0 | 0 | 0 | 0 | 0 | 0 | 5000 | 0 | 0
6374 | 5000 | 0 | 0 | 0 | 0 | 0 | 0 | 5000 | 0 | 0
6375 | 5000 | 0 | 0 | 0 | 0 | 0 | 0 | 5000 | 0 | 0
6376 | 5000 | 0 | 0 | 0 | 0 | 0 | 0 | 5000 | 0 | 0
6377 | 5000 | 0 | 0 | 0 | 0 | 0 | 0 | 5000 | 0 | 0
6378 | 5000 | 0 | 0 | 0 | 0 | 0 | 0 | 5000 | 0 | 0
6379 | 5000 | 0 | 0 | 0 | 0 | 0 | 0 | 1301.899 | 0 | 3698.101
6380 | 5000 | 0 | 0 | 0 | 0 | 0 | 0 | 0 | 0 | 5000
6381 | 5000 | 0 | 0 | 0 | 0 | 0 | 0 | 0 | 0 | 5000
6382 | 5000 | 0 | 0 | 0 | 0 | 0 | 0 | 0 | 0 | 5000
6383 | 5000 | 0 | 0 | 0 | 0 | 0 | 0 | 0 | 0 | 5000
6384 | 5000 | 0 | 0 | 0 | 0 | 0 | 0 | 5000 | 0 | 0
6385 | 5000 | 0 | 0 | 0 | 0 | 0 | 0 | 5000 | -5000 | 0
6386 | 5000 | 0 | 0 | 0 | 0 | 0 | 0 | 5000 | -5000 | 0
6387 | 5000 | 0 | 0 | 0 | 0 | 0 | 0 | 5000 | -5000 | 0
6388 | 5000 | 0 | 0 | 0 | 0 | 0 | 0 | 5000 | -5000 | 0
6389 | 5000 | 0 | 0 | 0 | 0 | 0 | 0 | 5000 | -5000 | 0
6390 | 5000 | 0 | 0 | 0 | 0 | 0 | 0 | 5000 | -1373.421 | 0
6391 | 5000 | 0 | 0 | 0 | 0 | 0 | 0 | 5000 | 0 | 0
6392 | 5000 | 0 | 0 | 0 | 0 | 0 | 0 | 5000 | 0 | 0
6393 | 5000 | 0 | 0 | 0 | 0 | 0 | 0 | 5000 | 0 | 0
6394 | 5000 | 0 | 0 | 0 | 0 | 0 | 0 | 5000 | 0 | 0
6395 | 5000 | 0 | 0 | 0 | 0 | 0 | 0 | 5000 | 0 | 0
6396 | 5000 | 0 | 0 | 0 | 0 | 0 | 0 | 5000 | 0 | 0
6397 | 5000 | 0 | 0 | 0 | 0 | 0 | 0 | 5000 | 0 | 0
6398 | 5000 | 0 | 0 | 0 | 0 | 0 | 0 | 5000 | 0 | 0
6399 | 5000 | 0 | 0 | 0 | 0 | 0 | 0 | 5000 | 0 | 0
6400 | 5000 | 0 | 0 | 0 | 0 | 0 | 0 | 5000 | 0 | 0
6401 | 5000 | 0 | 0 | 0 | 0 | 0 | 0 | 5000 | 0 | 0
6402 | 5000 | 0 | 0 | 0 | 0 | 0 | 0 | 5000 | 0 | 0
6403 | 5000 | 0 | 0 | 0 | 0 | 0 | 0 | 1301.899 | 0 | 3698.101
6404 | 5000 | 0 | 0 | 0 | 0 | 0 | 0 | 0 | 0 | 5000
6405 | 5000 | 0 | 0 | 0 | 0 | 0 | 0 | 0 | 0 | 5000
6406 | 5000 | 0 | 0 | 0 | 0 | 0 | 0 | 0 | 0 | 5000
6407 | 5000 | 0 | 0 | 0 | 0 | 0 | 0 | 0 | 0 | 5000
6408 | 5000 | 0 | 0 | 0 | 0 | 0 | 0 | 5000 | 0 | 0
6409 | 5000 | 0 | 0 | 0 | 0 | 0 | 0 | 5000 | -5000 | 0
6410 | 5000 | 0 | 0 | 0 | 0 | 0 | 0 | 5000 | -5000 | 0
6411 | 5000 | 0 | 0 | 0 | 0 | 0 | 0 | 5000 | -5000 | 0
6412 | 5000 | 0 | 0 | 0 | 0 | 0 | 0 | 5000 | -5000 | 0
6413 | 5000 | 0 | 0 | 0 | 0 | 0 | 0 | 5000 | -5000 | 0
6414 | 5000 | 0 | 0 | 0 | 0 | 0 | 0 | 5000 | -1373.421 | 0
6415 | 5000 | 0 | 0 | 0 | 0 | 0 | 0 | 5000 | 0 | 0
6416 | 5000 | 0 | 0 | 0 | 0 | 0 | 0 | 5000 | 0 | 0
6417 | 5000 | 0 | 0 | 0 | 0 | 0 | 0 | 5000 | 0 | 0
6418 | 5000 | 0 | 0 | 0 | 0 | 0 | 0 | 5000 | 0 | 0
6419 | 5000 | 0 | 0 | 0 | 0 | 0 | 0 | 5000 | 0 | 0
6420 | 5000 | 0 | 0 | 0 | 0 | 0 | 0 | 5000 | 0 | 0
6421 | 5000 | 0 | 0 | 0 | 0 | 0 | 0 | 5000 | 0 | 0
6422 | 5000 | 0 | 0 | 0 | 0 | 0 | 0 | 5000 | 0 | 0
6423 | 5000 | 0 | 0 | 0 | 0 | 0 | 0 | 5000 | 0 | 0
6424 | 5000 | 0 | 0 | 0 | 0 | 0 | 0 | 5000 | 0 | 0
6425 | 5000 | 0 | 0 | 0 | 0 | 0 | 0 | 5000 | 0 | 0
6426 | 5000 | 0 | 0 | 0 | 0 | 0 | 0 | 5000 | 0 | 0
6427 | 5000 | 0 | 0 | 0 | 0 | 0 | 0 | 1301.899 | 0 | 3698.101
6428 | 5000 | 0 | 0 | 0 | 0 | 0 | 0 | 0 | 0 | 5000
6429 | 5000 | 0 | 0 | 0 | 0 | 0 | 0 | 0 | 0 | 5000
6430 | 5000 | 0 | 0 | 0 | 0 | 0 | 0 | 0 | 0 | 5000
6431 | 5000 | 0 | 0 | 0 | 0 | 0 | 0 | 0 | 0 | 5000
6432 | 5000 | 0 | 0 | 0 | 0 | 0 | 0 | 5000 | 0 | 0
6433 | 5000 | 0 | 0 | 0 | 0 | 0 | 0 | 5000 | -5000 | 0
6434 | 5000 | 0 | 0 | 0 | 0 | 0 | 0 | 5000 | -5000 | 0
6435 | 5000 | 0 | 0 | 0 | 0 | 0 | 0 | 5000 | -5000 | 0
6436 | 5000 | 0 | 0 | 0 | 0 | 0 | 0 | 5000 | -5000 | 0
6437 | 5000 | 0 | 0 | 0 | 0 | 0 | 0 | 5000 | -5000 | 0
6438 | 5000 | 0 | 0 | 0 | 0 | 0 | 0 | 5000 | -1373.421 | 0
6439 | 5000 | 0 | 0 | 0 | 0 | 0 | 0 | 5000 | 0 | 0
6440 | 5000 | 0 | 0 | 0 | 0 | 0 | 0 | 5000 | 0 | 0
6441 | 5000 | 0 | 0 | 0 | 0 | 0 | 0 | 5000 | 0 | 0
6442 | 5000 | 0 | 0 | 0 | 0 | 0 | 0 | 5000 | 0 | 0
6443 | 5000 | 0 | 0 | 0 | 0 | 0 | 0 | 5000 | 0 | 0
6444 | 5000 | 0 | 0 | 0 | 0 | 0 | 0 | 5000 | 0 | 0
6445 | 5000 | 0 | 0 | 0 | 0 | 0 | 0 | 5000 | 0 | 0
6446 | 5000 | 0 | 0 | 0 | 0 | 0 | 0 | 5000 | 0 | 0
6447 | 5000 | 0 | 0 | 0 | 0 | 0 | 0 | 5000 | 0 | 0
6448 | 5000 | 0 | 0 | 0 | 0 | 0 | 0 | 5000 | 0 | 0
6449 | 5000 | 0 | 0 | 0 | 0 | 0 | 0 | 5000 | 0 | 0
6450 | 5000 | 0 | 0 | 0 | 0 | 0 | 0 | 5000 | 0 | 0
6451 | 5000 | 0 | 0 | 0 | 0 | 0 | 0 | 1301.899 | 0 | 3698.101
6452 | 5000 | 0 | 0 | 0 | 0 | 0 | 0 | 0 | 0 | 5000
6453 | 5000 | 0 | 0 | 0 | 0 | 0 | 0 | 0 | 0 | 5000
6454 | 5000 | 0 | 0 | 0 | 0 | 0 | 0 | 0 | 0 | 5000
6455 | 5000 | 0 | 0 | 0 | 0 | 0 | 0 | 0 | 0 | 5000
6456 | 5000 | 0 | 0 | 0 | 0 | 0 | 0 | 5000 | 0 | 0
6457 | 5000 | 0 | 0 | 0 | 0 | 0 | 0 | 5000 | -5000 | 0
6458 | 5000 | 0 | 0 | 0 | 0 | 0 | 0 | 5000 | -5000 | 0
6459 | 5000 | 0 | 0 | 0 | 0 | 0 | 0 | 5000 | -5000 | 0
6460 | 5000 | 0 | 0 | 0 | 0 | 0 | 0 | 5000 | -5000 | 0
6461 | 5000 | 0 | 0 | 0 | 0 | 0 | 0 | 5000 | -5000 | 0
6462 | 5000 | 0 | 0 | 0 | 0 | 0 | 0 | 5000 | -1373.421 | 0
6463 | 5000 | 0 | 0 | 0 | 0 | 0 | 0 | 5000 | 0 | 0
6464 | 5000 | 0 | 0 | 0 | 0 | 0 | 0 | 5000 | 0 | 0
6465 | 5000 | 0 | 0 | 0 | 0 | 0 | 0 | 5000 | 0 | 0
6466 | 5000 | 0 | 0 | 0 | 0 | 0 | 0 | 5000 | 0 | 0
6467 | 5000 | 0 | 0 | 0 | 0 | 0 | 0 | 5000 | 0 | 0
6468 | 5000 | 0 | 0 | 0 | 0 | 0 | 0 | 5000 | 0 | 0
6469 | 5000 | 0 | 0 | 0 | 0 | 0 | 0 | 5000 | 0 | 0
6470 | 5000 | 0 | 0 | 0 | 0 | 0 | 0 | 5000 | 0 | 0
6471 | 5000 | 0 | 0 | 0 | 0 | 0 | 0 | 5000 | 0 | 0
6472 | 5000 | 0 | 0 | 0 | 0 | 0 | 0 | 5000 | 0 | 0
6473 | 5000 | 0 | 0 | 0 | 0 | 0 | 0 | 5000 | 0 | 0
6474 | 5000 | 0 | 0 | 0 | 0 | 0 | 0 | 5000 | 0 | 0
6475 | 5000 | 0 | 0 | 0 | 0 | 0 | 0 | 1301.899 | 0 | 3698.101
6476 | 5000 | 0 | 0 | 0 | 0 | 0 | 0 | 0 | 0 | 5000
6477 | 5000 | 0 | 0 | 0 | 0 | 0 | 0 | 0 | 0 | 5000
6478 | 5000 | 0 | 0 | 0 | 0 | 0 | 0 | 0 | 0 | 5000
6479 | 5000 | 0 | 0 | 0 | 0 | 0 | 0 | 0 | 0 | 5000
6480 | 5000 | 0 | 0 | 0 | 0 | 0 | 0 | 5000 | 0 | 0
6481 | 5000 | 0 | 0 | 0 | 0 | 0 | 0 | 5000 | 0 | 0
6482 | 5000 | 0 | 0 | 0 | 0 | 0 | 0 | 5000 | 0 | 0
6483 | 5000 | 0 | 0 | 0 | 0 | 0 | 0 | 5000 | 0 | 0
6484 | 5000 | 0 | 0 | 0 | 0 | 0 | 0 | 5000 | 0 | 0
6485 | 5000 | 0 | 0 | 0 | 0 | 0 | 0 | 5000 | 0 | 0
6486 | 5000 | 0 | 0 | 0 | 0 | 0 | 0 | 5000 | 0 | 0
6487 | 5000 | 0 | 0 | 0 | 0 | 0 | 0 | 5000 | 0 | 0
6488 | 5000 | 0 | 0 | 0 | 0 | 0 | 0 | 5000 | 0 | 0
6489 | 5000 | 0 | 0 | 0 | 0 | 0 | 0 | 5000 | 0 | 0
6490 | 5000 | 0 | 0 | 0 | 0 | 0 | 0 | 5000 | 0 | 0
6491 | 5000 | 0 | 0 | 0 | 0 | 0 | 0 | 5000 | 0 | 0
6492 | 5000 | 0 | 0 | 0 | 0 | 0 | 0 | 5000 | 0 | 0
6493 | 5000 | 0 | 0 | 0 | 0 | 0 | 0 | 5000 | 0 | 0
6494 | 5000 | 0 | 0 | 0 | 0 | 0 | 0 | 5000 | 0 | 0
6495 | 5000 | 0 | 0 | 0 | 0 | 0 | 0 | 5000 | 0 | 0
6496 | 5000 | 0 | 0 | 0 | 0 | 0 | 0 | 5000 | 0 | 0
6497 | 5000 | 0 | 0 | 0 | 0 | 0 | 0 | 5000 | 0 | 0
6498 | 5000 | 0 | 0 | 0 | 0 | 0 | 0 | 5000 | 0 | 0
6499 | 5000 | 0 | 0 | 0 | 0 | 0 | 0 | 5000 | 0 | 0
6500 | 5000 | 0 | 0 | 0 | 0 | 0 | 0 | 5000 | 0 | 0
6501 | 5000 | 0 | 0 | 0 | 0 | 0 | 0 | 5000 | 0 | 0
6502 | 5000 | 0 | 0 | 0 | 0 | 0 | 0 | 5000 | 0 | 0
6503 | 5000 | 0 | 0 | 0 | 0 | 0 | 0 | 5000 | 0 | 0
6504 | 5000 | 0 | 0 | 0 | 0 | 0 | 0 | 5000 | 0 | 0
6505 | 5000 | 0 | 0 | 0 | 0 | 0 | 0 | 5000 | -5000 | 0
6506 | 5000 | 0 | 0 | 0 | 0 | 0 | 0 | 5000 | -5000 | 0
6507 | 5000 | 0 | 0 | 0 | 0 | 0 | 0 | 5000 | -5000 | 0
6508 | 5000 | 0 | 0 | 0 | 0 | 0 | 0 | 5000 | -5000 | 0
6509 | 5000 | 0 | 0 | 0 | 0 | 0 | 0 | 5000 | -5000 | 0
6510 | 5000 | 0 | 0 | 0 | 0 | 0 | 0 | 5000 | -1373.421 | 0
6511 | 5000 | 0 | 0 | 0 | 0 | 0 | 0 | 5000 | 0 | 0
6512 | 5000 | 0 | 0 | 0 | 0 | 0 | 0 | 5000 | 0 | 0
6513 | 5000 | 0 | 0 | 0 | 0 | 0 | 0 | 5000 | 0 | 0
6514 | 5000 | 0 | 0 | 0 | 0 | 0 | 0 | 5000 | 0 | 0
6515 | 5000 | 0 | 0 | 0 | 0 | 0 | 0 | 5000 | 0 | 0
6516 | 5000 | 0 | 0 | 0 | 0 | 0 | 0 | 5000 | 0 | 0
6517 | 5000 | 0 | 0 | 0 | 0 | 0 | 0 | 5000 | 0 | 0
6518 | 5000 | 0 | 0 | 0 | 0 | 0 | 0 | 5000 | 0 | 0
6519 | 5000 | 0 | 0 | 0 | 0 | 0 | 0 | 5000 | 0 | 0
6520 | 5000 | 0 | 0 | 0 | 0 | 0 | 0 | 5000 | 0 | 0
6521 | 5000 | 0 | 0 | 0 | 0 | 0 | 0 | 5000 | 0 | 0
6522 | 5000 | 0 | 0 | 0 | 0 | 0 | 0 | 5000 | 0 | 0
6523 | 5000 | 0 | 0 | 0 | 0 | 0 | 0 | 1301.899 | 0 | 3698.101
6524 | 5000 | 0 | 0 | 0 | 0 | 0 | 0 | 0 | 0 | 5000
6525 | 5000 | 0 | 0 | 0 | 0 | 0 | 0 | 0 | 0 | 5000
6526 | 5000 | 0 | 0 | 0 | 0 | 0 | 0 | 0 | 0 | 5000
6527 | 5000 | 0 | 0 | 0 | 0 | 0 | 0 | 0 | 0 | 5000
6528 | 5000 | 0 | 0 | 0 | 0 | 0 | 0 | 5000 | 0 | 0
6529 | 5000 | 0 | 0 | 0 | 0 | 0 | 0 | 5000 | -5000 | 0
6530 | 5000 | 0 | 0 | 0 | 0 | 0 | 0 | 5000 | -5000 | 0
6531 | 5000 | 0 | 0 | 0 | 0 | 0 | 0 | 5000 | -5000 | 0
6532 | 5000 | 0 | 0 | 0 | 0 | 0 | 0 | 5000 | -5000 | 0
6533 | 5000 | 0 | 0 | 0 | 0 | 0 | 0 | 5000 | -5000 | 0
6534 | 5000 | 0 | 0 | 0 | 0 | 0 | 0 | 5000 | -1373.421 | 0
6535 | 5000 | 0 | 0 | 0 | 0 | 0 | 0 | 5000 | 0 | 0
6536 | 5000 | 0 | 0 | 0 | 0 | 0 | 0 | 5000 | 0 | 0
6537 | 5000 | 0 | 0 | 0 | 0 | 0 | 0 | 5000 | 0 | 0
6538 | 5000 | 0 | 0 | 0 | 0 | 0 | 0 | 5000 | 0 | 0
6539 | 5000 | 0 | 0 | 0 | 0 | 0 | 0 | 5000 | 0 | 0
6540 | 5000 | 0 | 0 | 0 | 0 | 0 | 0 | 5000 | 0 | 0
6541 | 5000 | 0 | 0 | 0 | 0 | 0 | 0 | 5000 | 0 | 0
6542 | 5000 | 0 | 0 | 0 | 0 | 0 | 0 | 5000 | 0 | 0
6543 | 5000 | 0 | 0 | 0 | 0 | 0 | 0 | 5000 | 0 | 0
6544 | 5000 | 0 | 0 | 0 | 0 | 0 | 0 | 5000 | 0 | 0
6545 | 5000 | 0 | 0 | 0 | 0 | 0 | 0 | 5000 | 0 | 0
6546 | 5000 | 0 | 0 | 0 | 0 | 0 | 0 | 5000 | 0 | 0
6547 | 5000 | 0 | 0 | 0 | 0 | 0 | 0 | 1301.899 | 0 | 3698.101
6548 | 5000 | 0 | 0 | 0 | 0 | 0 | 0 | 0 | 0 | 5000
6549 | 5000 | 0 | 0 | 0 | 0 | 0 | 0 | 0 | 0 | 5000
6550 | 5000 | 0 | 0 | 0 | 0 | 0 | 0 | 0 | 0 | 5000
6551 | 5000 | 0 | 0 | 0 | 0 | 0 | 0 | 0 | 0 | 5000
6552 | 5000 | 0 | 0 | 0 | 0 | 0 | 0 | 5000 | 0 | 0
6553 | 5000 | 0 | 0 | 0 | 0 | 0 | 0 | 5000 | -5000 | 0
6554 | 5000 | 0 | 0 | 0 | 0 | 0 | 0 | 5000 | -5000 | 0
6555 | 5000 | 0 | 0 | 0 | 0 | 0 | 0 | 5000 | -5000 | 0
6556 | 5000 | 0 | 0 | 0 | 0 | 0 | 0 | 5000 | -5000 | 0
6557 | 5000 | 0 | 0 | 0 | 0 | 0 | 0 | 5000 | -5000 | 0
6558 | 5000 | 0 | 0 | 0 | 0 | 0 | 0 | 5000 | -1373.421 | 0
6559 | 5000 | 0 | 0 | 0 | 0 | 0 | 0 | 5000 | 0 | 0
6560 | 5000 | 0 | 0 | 0 | 0 | 0 | 0 | 5000 | 0 | 0
6561 | 5000 | 0 | 0 | 0 | 0 | 0 | 0 | 5000 | 0 | 0
6562 | 5000 | 0 | 0 | 0 | 0 | 0 | 0 | 5000 | 0 | 0
6563 | 5000 | 0 | 0 | 0 | 0 | 0 | 0 | 5000 | 0 | 0
6564 | 5000 | 0 | 0 | 0 | 0 | 0 | 0 | 5000 | 0 | 0
6565 | 5000 | 0 | 0 | 0 | 0 | 0 | 0 | 5000 | 0 | 0
6566 | 5000 | 0 | 0 | 0 | 0 | 0 | 0 | 5000 | 0 | 0
6567 | 5000 | 0 | 0 | 0 | 0 | 0 | 0 | 5000 | 0 | 0
6568 | 5000 | 0 | 0 | 0 | 0 | 0 | 0 | 5000 | 0 | 0
6569 | 5000 | 0 | 0 | 0 | 0 | 0 | 0 | 5000 | 0 | 0
6570 | 5000 | 0 | 0 | 0 | 0 | 0 | 0 | 5000 | 0 | 0
6571 | 5000 | 0 | 0 | 0 | 0 | 0 | 0 | 1301.899 | 0 | 3698.101
6572 | 5000 | 0 | 0 | 0 | 0 | 0 | 0 | 0 | 0 | 5000
6573 | 5000 | 0 | 0 | 0 | 0 | 0 | 0 | 0 | 0 | 5000
6574 | 5000 | 0 | 0 | 0 | 0 | 0 | 0 | 0 | 0 | 5000
6575 | 5000 | 0 | 0 | 0 | 0 | 0 | 0 | 0 | 0 | 5000
6576 | 5000 | 0 | 0 | 0 | 0 | 0 | 0 | 5000 | 0 | 0
6577 | 5000 | 0 | 0 | 0 | 0 | 0 | 0 | 5000 | -5000 | 0
6578 | 5000 | 0 | 0 | 0 | 0 | 0 | 0 | 5000 | -5000 | 0
6579 | 5000 | 0 | 0 | 0 | 0 | 0 | 0 | 5000 | -5000 | 0
6580 | 5000 | 0 | 0 | 0 | 0 | 0 | 0 | 5000 | -5000 | 0
6581 | 5000 | 0 | 0 | 0 | 0 | 0 | 0 | 5000 | -5000 | 0
6582 | 5000 | 0 | 0 | 0 | 0 | 0 | 0 | 5000 | -1373.421 | 0
6583 | 5000 | 0 | 0 | 0 | 0 | 0 | 0 | 5000 | 0 | 0
6584 | 5000 | 0 | 0 | 0 | 0 | 0 | 0 | 5000 | 0 | 0
6585 | 5000 | 0 | 0 | 0 | 0 | 0 | 0 | 5000 | 0 | 0
6586 | 5000 | 0 | 0 | 0 | 0 | 0 | 0 | 5000 | 0 | 0
6587 | 5000 | 0 | 0 | 0 | 0 | 0 | 0 | 5000 | 0 | 0
6588 | 5000 | 0 | 0 | 0 | 0 | 0 | 0 | 5000 | 0 | 0
6589 | 5000 | 0 | 0 | 0 | 0 | 0 | 0 | 5000 | 0 | 0
6590 | 5000 | 0 | 0 | 0 | 0 | 0 | 0 | 5000 | 0 | 0
6591 | 5000 | 0 | 0 | 0 | 0 | 0 | 0 | 5000 | 0 | 0
6592 | 5000 | 0 | 0 | 0 | 0 | 0 | 0 | 5000 | 0 | 0
6593 | 5000 | 0 | 0 | 0 | 0 | 0 | 0 | 5000 | 0 | 0
6594 | 5000 | 0 | 0 | 0 | 0 | 0 | 0 | 5000 | 0 | 0
6595 | 5000 | 0 | 0 | 0 | 0 | 0 | 0 | 1301.899 | 0 | 3698.101
6596 | 5000 | 0 | 0 | 0 | 0 | 0 | 0 | 0 | 0 | 5000
6597 | 5000 | 0 | 0 | 0 | 0 | 0 | 0 | 0 | 0 | 5000
6598 | 5000 | 0 | 0 | 0 | 0 | 0 | 0 | 0 | 0 | 5000
6599 | 5000 | 0 | 0 | 0 | 0 | 0 | 0 | 0 | 0 | 5000
6600 | 5000 | 0 | 0 | 0 | 0 | 0 | 0 | 5000 | 0 | 0
6601 | 5000 | 0 | 0 | 0 | 0 | 0 | 0 | 5000 | -5000 | 0
6602 | 5000 | 0 | 0 | 0 | 0 | 0 | 0 | 5000 | -5000 | 0
6603 | 5000 | 0 | 0 | 0 | 0 | 0 | 0 | 5000 | -5000 | 0
6604 | 5000 | 0 | 0 | 0 | 0 | 0 | 0 | 5000 | -5000 | 0
6605 | 5000 | 0 | 0 | 0 | 0 | 0 | 0 | 5000 | -5000 | 0
6606 | 5000 | 0 | 0 | 0 | 0 | 0 | 0 | 5000 | -1373.421 | 0
6607 | 5000 | 0 | 0 | 0 | 0 | 0 | 0 | 5000 | 0 | 0
6608 | 5000 | 0 | 0 | 0 | 0 | 0 | 0 | 5000 | 0 | 0
6609 | 5000 | 0 | 0 | 0 | 0 | 0 | 0 | 5000 | 0 | 0
6610 | 5000 | 0 | 0 | 0 | 0 | 0 | 0 | 5000 | 0 | 0
6611 | 5000 | 0 | 0 | 0 | 0 | 0 | 0 | 5000 | 0 | 0
6612 | 5000 | 0 | 0 | 0 | 0 | 0 | 0 | 5000 | 0 | 0
6613 | 5000 | 0 | 0 | 0 | 0 | 0 | 0 | 5000 | 0 | 0
6614 | 5000 | 0 | 0 | 0 | 0 | 0 | 0 | 5000 | 0 | 0
6615 | 5000 | 0 | 0 | 0 | 0 | 0 | 0 | 5000 | 0 | 0
6616 | 5000 | 0 | 0 | 0 | 0 | 0 | 0 | 5000 | 0 | 0
6617 | 5000 | 0 | 0 | 0 | 0 | 0 | 0 | 5000 | 0 | 0
6618 | 5000 | 0 | 0 | 0 | 0 | 0 | 0 | 5000 | 0 | 0
6619 | 5000 | 0 | 0 | 0 | 0 | 0 | 0 | 1301.899 | 0 | 3698.101
6620 | 5000 | 0 | 0 | 0 | 0 | 0 | 0 | 0 | 0 | 5000
6621 | 5000 | 0 | 0 | 0 | 0 | 0 | 0 | 0 | 0 | 5000
6622 | 5000 | 0 | 0 | 0 | 0 | 0 | 0 | 0 | 0 | 5000
6623 | 5000 | 0 | 0 | 0 | 0 | 0 | 0 | 0 | 0 | 5000
6624 | 5000 | 0 | 0 | 0 | 0 | 0 | 0 | 5000 | 0 | 0
6625 | 5000 | 0 | 0 | 0 | 0 | 0 | 0 | 5000 | -5000 | 0
6626 | 5000 | 0 | 0 | 0 | 0 | 0 | 0 | 5000 | -5000 | 0
6627 | 5000 | 0 | 0 | 0 | 0 | 0 | 0 | 5000 | -5000 | 0
6628 | 5000 | 0 | 0 | 0 | 0 | 0 | 0 | 5000 | -5000 | 0
6629 | 5000 | 0 | 0 | 0 | 0 | 0 | 0 | 5000 | -5000 | 0
6630 | 5000 | 0 | 0 | 0 | 0 | 0 | 0 | 5000 | -1373.421 | 0
6631 | 5000 | 0 | 0 | 0 | 0 | 0 | 0 | 5000 | 0 | 0
6632 | 5000 | 0 | 0 | 0 | 0 | 0 | 0 | 5000 | 0 | 0
6633 | 5000 | 0 | 0 | 0 | 0 | 0 | 0 | 5000 | 0 | 0
6634 | 5000 | 0 | 0 | 0 | 0 | 0 | 0 | 5000 | 0 | 0
6635 | 5000 | 0 | 0 | 0 | 0 | 0 | 0 | 5000 | 0 | 0
6636 | 5000 | 0 | 0 | 0 | 0 | 0 | 0 | 5000 | 0 | 0
6637 | 5000 | 0 | 0 | 0 | 0 | 0 | 0 | 5000 | 0 | 0
6638 | 5000 | 0 | 0 | 0 | 0 | 0 | 0 | 5000 | 0 | 0
6639 | 5000 | 0 | 0 | 0 | 0 | 0 | 0 | 5000 | 0 | 0
6640 | 5000 | 0 | 0 | 0 | 0 | 0 | 0 | 5000 | 0 | 0
6641 | 5000 | 0 | 0 | 0 | 0 | 0 | 0 | 5000 | 0 | 0
6642 | 5000 | 0 | 0 | 0 | 0 | 0 | 0 | 5000 | 0 | 0
6643 | 5000 | 0 | 0 | 0 | 0 | 0 | 0 | 1301.899 | 0 | 3698.101
6644 | 5000 | 0 | 0 | 0 | 0 | 0 | 0 | 0 | 0 | 5000
6645 | 5000 | 0 | 0 | 0 | 0 | 0 | 0 | 0 | 0 | 5000
6646 | 5000 | 0 | 0 | 0 | 0 | 0 | 0 | 0 | 0 | 5000
6647 | 5000 | 0 | 0 | 0 | 0 | 0 | 0 | 0 | 0 | 5000
6648 | 5000 | 0 | 0 | 0 | 0 | 0 | 0 | 5000 | 0 | 0
6649 | 5000 | 0 | 0 | 0 | 0 | 0 | 0 | 5000 | 0 | 0
6650 | 5000 | 0 | 0 | 0 | 0 | 0 | 0 | 5000 | 0 | 0
6651 | 5000 | 0 | 0 | 0 | 0 | 0 | 0 | 5000 | 0 | 0
6652 | 5000 | 0 | 0 | 0 | 0 | 0 | 0 | 5000 | 0 | 0
6653 | 5000 | 0 | 0 | 0 | 0 | 0 | 0 | 5000 | 0 | 0
6654 | 5000 | 0 | 0 | 0 | 0 | 0 | 0 | 5000 | 0 | 0
6655 | 5000 | 0 | 0 | 0 | 0 | 0 | 0 | 5000 | 0 | 0
6656 | 5000 | 0 | 0 | 0 | 0 | 0 | 0 | 5000 | 0 | 0
6657 | 5000 | 0 | 0 | 0 | 0 | 0 | 0 | 5000 | 0 | 0
6658 | 5000 | 0 | 0 | 0 | 0 | 0 | 0 | 5000 | 0 | 0
6659 | 5000 | 0 | 0 | 0 | 0 | 0 | 0 | 5000 | 0 | 0
6660 | 5000 | 0 | 0 | 0 | 0 | 0 | 0 | 5000 | 0 | 0
6661 | 5000 | 0 | 0 | 0 | 0 | 0 | 0 | 5000 | 0 | 0
6662 | 5000 | 0 | 0 | 0 | 0 | 0 | 0 | 5000 | 0 | 0
6663 | 5000 | 0 | 0 | 0 | 0 | 0 | 0 | 5000 | 0 | 0
6664 | 5000 | 0 | 0 | 0 | 0 | 0 | 0 | 5000 | 0 | 0
6665 | 5000 | 0 | 0 | 0 | 0 | 0 | 0 | 5000 | 0 | 0
6666 | 5000 | 0 | 0 | 0 | 0 | 0 | 0 | 5000 | 0 | 0
6667 | 5000 | 0 | 0 | 0 | 0 | 0 | 0 | 5000 | 0 | 0
6668 | 5000 | 0 | 0 | 0 | 0 | 0 | 0 | 5000 | 0 | 0
6669 | 5000 | 0 | 0 | 0 | 0 | 0 | 0 | 5000 | 0 | 0
6670 | 5000 | 0 | 0 | 0 | 0 | 0 | 0 | 5000 | 0 | 0
6671 | 5000 | 0 | 0 | 0 | 0 | 0 | 0 | 5000 | 0 | 0
6672 | 5000 | 0 | 0 | 0 | 0 | 0 | 0 | 5000 | 0 | 0
6673 | 5000 | 0 | 0 | 0 | 0 | 0 | 0 | 5000 | -5000 | 0
6674 | 5000 | 0 | 0 | 0 | 0 | 0 | 0 | 5000 | -5000 | 0
6675 | 5000 | 0 | 0 | 0 | 0 | 0 | 0 | 5000 | -5000 | 0
6676 | 5000 | 0 | 0 | 0 | 0 | 0 | 0 | 5000 | -5000 | 0
6677 | 5000 | 0 | 0 | 0 | 0 | 0 | 0 | 5000 | -5000 | 0
6678 | 5000 | 0 | 0 | 0 | 0 | 0 | 0 | 5000 | -1373.421 | 0
6679 | 5000 | 0 | 0 | 0 | 0 | 0 | 0 | 5000 | 0 | 0
6680 | 5000 | 0 | 0 | 0 | 0 | 0 | 0 | 5000 | 0 | 0
6681 | 5000 | 0 | 0 | 0 | 0 | 0 | 0 | 5000 | 0 | 0
6682 | 5000 | 0 | 0 | 0 | 0 | 0 | 0 | 5000 | 0 | 0
6683 | 5000 | 0 | 0 | 0 | 0 | 0 | 0 | 5000 | 0 | 0
6684 | 5000 | 0 | 0 | 0 | 0 | 0 | 0 | 5000 | 0 | 0
6685 | 5000 | 0 | 0 | 0 | 0 | 0 | 0 | 5000 | 0 | 0
6686 | 5000 | 0 | 0 | 0 | 0 | 0 | 0 | 5000 | 0 | 0
6687 | 5000 | 0 | 0 | 0 | 0 | 0 | 0 | 5000 | 0 | 0
6688 | 5000 | 0 | 0 | 0 | 0 | 0 | 0 | 5000 | 0 | 0
6689 | 5000 | 0 | 0 | 0 | 0 | 0 | 0 | 5000 | 0 | 0
6690 | 5000 | 0 | 0 | 0 | 0 | 0 | 0 | 5000 | 0 | 0
6691 | 5000 | 0 | 0 | 0 | 0 | 0 | 0 | 1301.899 | 0 | 3698.101
6692 | 5000 | 0 | 0 | 0 | 0 | 0 | 0 | 0 | 0 | 5000
6693 | 5000 | 0 | 0 | 0 | 0 | 0 | 0 | 0 | 0 | 5000
6694 | 5000 | 0 | 0 | 0 | 0 | 0 | 0 | 0 | 0 | 5000
6695 | 5000 | 0 | 0 | 0 | 0 | 0 | 0 | 0 | 0 | 5000
6696 | 5000 | 0 | 0 | 0 | 0 | 0 | 0 | 5000 | 0 | 0
6697 | 5000 | 0 | 0 | 0 | 0 | 0 | 0 | 5000 | -5000 | 0
6698 | 5000 | 0 | 0 | 0 | 0 | 0 | 0 | 5000 | -5000 | 0
6699 | 5000 | 0 | 0 | 0 | 0 | 0 | 0 | 5000 | -5000 | 0
6700 | 5000 | 0 | 0 | 0 | 0 | 0 | 0 | 5000 | -5000 | 0
6701 | 5000 | 0 | 0 | 0 | 0 | 0 | 0 | 5000 | -5000 | 0
6702 | 5000 | 0 | 0 | 0 | 0 | 0 | 0 | 5000 | -1373.421 | 0
6703 | 5000 | 0 | 0 | 0 | 0 | 0 | 0 | 5000 | 0 | 0
6704 | 5000 | 0 | 0 | 0 | 0 | 0 | 0 | 5000 | 0 | 0
6705 | 5000 | 0 | 0 | 0 | 0 | 0 | 0 | 5000 | 0 | 0
6706 | 5000 | 0 | 0 | 0 | 0 | 0 | 0 | 5000 | 0 | 0
6707 | 5000 | 0 | 0 | 0 | 0 | 0 | 0 | 5000 | 0 | 0
6708 | 5000 | 0 | 0 | 0 | 0 | 0 | 0 | 5000 | 0 | 0
6709 | 5000 | 0 | 0 | 0 | 0 | 0 | 0 | 5000 | 0 | 0
6710 | 5000 | 0 | 0 | 0 | 0 | 0 | 0 | 5000 | 0 | 0
6711 | 5000 | 0 | 0 | 0 | 0 | 0 | 0 | 5000 | 0 | 0
6712 | 5000 | 0 | 0 | 0 | 0 | 0 | 0 | 5000 | 0 | 0
6713 | 5000 | 0 | 0 | 0 | 0 | 0 | 0 | 5000 | 0 | 0
6714 | 5000 | 0 | 0 | 0 | 0 | 0 | 0 | 5000 | 0 | 0
6715 | 5000 | 0 | 0 | 0 | 0 | 0 | 0 | 1301.899 | 0 | 3698.101
6716 | 5000 | 0 | 0 | 0 | 0 | 0 | 0 | 0 | 0 | 5000
6717 | 5000 | 0 | 0 | 0 | 0 | 0 | 0 | 0 | 0 | 5000
6718 | 5000 | 0 | 0 | 0 | 0 | 0 | 0 | 0 | 0 | 5000
6719 | 5000 | 0 | 0 | 0 | 0 | 0 | 0 | 0 | 0 | 5000
6720 | 5000 | 0 | 0 | 0 | 0 | 0 | 0 | 5000 | 0 | 0
6721 | 5000 | 0 | 0 | 0 | 0 | 0 | 0 | 5000 | -5000 | 0
6722 | 5000 | 0 | 0 | 0 | 0 | 0 | 0 | 5000 | -5000 | 0
6723 | 5000 | 0 | 0 | 0 | 0 | 0 | 0 | 5000 | -5000 | 0
6724 | 5000 | 0 | 0 | 0 | 0 | 0 | 0 | 5000 | -5000 | 0
6725 | 5000 | 0 | 0 | 0 | 0 | 0 | 0 | 5000 | -5000 | 0
6726 | 5000 | 0 | 0 | 0 | 0 | 0 | 0 | 5000 | -1373.421 | 0
6727 | 5000 | 0 | 0 | 0 | 0 | 0 | 0 | 5000 | 0 | 0
6728 | 5000 | 0 | 0 | 0 | 0 | 0 | 0 | 5000 | 0 | 0
6729 | 5000 | 0 | 0 | 0 | 0 | 0 | 0 | 5000 | 0 | 0
6730 | 5000 | 0 | 0 | 0 | 0 | 0 | 0 | 5000 | 0 | 0
6731 | 5000 | 0 | 0 | 0 | 0 | 0 | 0 | 5000 | 0 | 0
6732 | 5000 | 0 | 0 | 0 | 0 | 0 | 0 | 5000 | 0 | 0
6733 | 5000 | 0 | 0 | 0 | 0 | 0 | 0 | 5000 | 0 | 0
6734 | 5000 | 0 | 0 | 0 | 0 | 0 | 0 | 5000 | 0 | 0
6735 | 5000 | 0 | 0 | 0 | 0 | 0 | 0 | 5000 | 0 | 0
6736 | 5000 | 0 | 0 | 0 | 0 | 0 | 0 | 5000 | 0 | 0
6737 | 5000 | 0 | 0 | 0 | 0 | 0 | 0 | 5000 | 0 | 0
6738 | 5000 | 0 | 0 | 0 | 0 | 0 | 0 | 5000 | 0 | 0
6739 | 5000 | 0 | 0 | 0 | 0 | 0 | 0 | 1301.899 | 0 | 3698.101
6740 | 5000 | 0 | 0 | 0 | 0 | 0 | 0 | 0 | 0 | 5000
6741 | 5000 | 0 | 0 | 0 | 0 | 0 | 0 | 0 | 0 | 5000
6742 | 5000 | 0 | 0 | 0 | 0 | 0 | 0 | 0 | 0 | 5000
6743 | 5000 | 0 | 0 | 0 | 0 | 0 | 0 | 0 | 0 | 5000
6744 | 5000 | 0 | 0 | 0 | 0 | 0 | 0 | 5000 | 0 | 0
6745 | 5000 | 0 | 0 | 0 | 0 | 0 | 0 | 5000 | -5000 | 0
6746 | 5000 | 0 | 0 | 0 | 0 | 0 | 0 | 5000 | -5000 | 0
6747 | 5000 | 0 | 0 | 0 | 0 | 0 | 0 | 5000 | -5000 | 0
6748 | 5000 | 0 | 0 | 0 | 0 | 0 | 0 | 5000 | -5000 | 0
6749 | 5000 | 0 | 0 | 0 | 0 | 0 | 0 | 5000 | -5000 | 0
6750 | 5000 | 0 | 0 | 0 | 0 | 0 | 0 | 5000 | -1373.421 | 0
6751 | 5000 | 0 | 0 | 0 | 0 | 0 | 0 | 5000 | 0 | 0
6752 | 5000 | 0 | 0 | 0 | 0 | 0 | 0 | 5000 | 0 | 0
6753 | 5000 | 0 | 0 | 0 | 0 | 0 | 0 | 5000 | 0 | 0
6754 | 5000 | 0 | 0 | 0 | 0 | 0 | 0 | 5000 | 0 | 0
6755 | 5000 | 0 | 0 | 0 | 0 | 0 | 0 | 5000 | 0 | 0
6756 | 5000 | 0 | 0 | 0 | 0 | 0 | 0 | 5000 | 0 | 0
6757 | 5000 | 0 | 0 | 0 | 0 | 0 | 0 | 5000 | 0 | 0
6758 | 5000 | 0 | 0 | 0 | 0 | 0 | 0 | 5000 | 0 | 0
6759 | 5000 | 0 | 0 | 0 | 0 | 0 | 0 | 5000 | 0 | 0
6760 | 5000 | 0 | 0 | 0 | 0 | 0 | 0 | 5000 | 0 | 0
6761 | 5000 | 0 | 0 | 0 | 0 | 0 | 0 | 5000 | 0 | 0
6762 | 5000 | 0 | 0 | 0 | 0 | 0 | 0 | 5000 | 0 | 0
6763 | 5000 | 0 | 0 | 0 | 0 | 0 | 0 | 1301.899 | 0 | 3698.101
6764 | 5000 | 0 | 0 | 0 | 0 | 0 | 0 | 0 | 0 | 5000
6765 | 5000 | 0 | 0 | 0 | 0 | 0 | 0 | 0 | 0 | 5000
6766 | 5000 | 0 | 0 | 0 | 0 | 0 | 0 | 0 | 0 | 5000
6767 | 5000 | 0 | 0 | 0 | 0 | 0 | 0 | 0 | 0 | 5000
6768 | 5000 | 0 | 0 | 0 | 0 | 0 | 0 | 5000 | 0 | 0
6769 | 5000 | 0 | 0 | 0 | 0 | 0 | 0 | 5000 | -5000 | 0
6770 | 5000 | 0 | 0 | 0 | 0 | 0 | 0 | 5000 | -5000 | 0
6771 | 5000 | 0 | 0 | 0 | 0 | 0 | 0 | 5000 | -5000 | 0
6772 | 5000 | 0 | 0 | 0 | 0 | 0 | 0 | 5000 | -5000 | 0
6773 | 5000 | 0 | 0 | 0 | 0 | 0 | 0 | 5000 | -5000 | 0
6774 | 5000 | 0 | 0 | 0 | 0 | 0 | 0 | 5000 | -1373.421 | 0
6775 | 5000 | 0 | 0 | 0 | 0 | 0 | 0 | 5000 | 0 | 0
6776 | 5000 | 0 | 0 | 0 | 0 | 0 | 0 | 5000 | 0 | 0
6777 | 5000 | 0 | 0 | 0 | 0 | 0 | 0 | 5000 | 0 | 0
6778 | 5000 | 0 | 0 | 0 | 0 | 0 | 0 | 5000 | 0 | 0
6779 | 5000 | 0 | 0 | 0 | 0 | 0 | 0 | 5000 | 0 | 0
6780 | 5000 | 0 | 0 | 0 | 0 | 0 | 0 | 5000 | 0 | 0
6781 | 5000 | 0 | 0 | 0 | 0 | 0 | 0 | 5000 | 0 | 0
6782 | 5000 | 0 | 0 | 0 | 0 | 0 | 0 | 5000 | 0 | 0
6783 | 5000 | 0 | 0 | 0 | 0 | 0 | 0 | 5000 | 0 | 0
6784 | 5000 | 0 | 0 | 0 | 0 | 0 | 0 | 5000 | 0 | 0
6785 | 5000 | 0 | 0 | 0 | 0 | 0 | 0 | 5000 | 0 | 0
6786 | 5000 | 0 | 0 | 0 | 0 | 0 | 0 | 5000 | 0 | 0
6787 | 5000 | 0 | 0 | 0 | 0 | 0 | 0 | 1301.899 | 0 | 3698.101
6788 | 5000 | 0 | 0 | 0 | 0 | 0 | 0 | 0 | 0 | 5000
6789 | 5000 | 0 | 0 | 0 | 0 | 0 | 0 | 0 | 0 | 5000
6790 | 5000 | 0 | 0 | 0 | 0 | 0 | 0 | 0 | 0 | 5000
6791 | 5000 | 0 | 0 | 0 | 0 | 0 | 0 | 0 | 0 | 5000
6792 | 5000 | 0 | 0 | 0 | 0 | 0 | 0 | 5000 | 0 | 0
6793 | 5000 | 0 | 0 | 0 | 0 | 0 | 0 | 5000 | -5000 | 0
6794 | 5000 | 0 | 0 | 0 | 0 | 0 | 0 | 5000 | -5000 | 0
6795 | 5000 | 0 | 0 | 0 | 0 | 0 | 0 | 5000 | -5000 | 0
6796 | 5000 | 0 | 0 | 0 | 0 | 0 | 0 | 5000 | -5000 | 0
6797 | 5000 | 0 | 0 | 0 | 0 | 0 | 0 | 5000 | -5000 | 0
6798 | 5000 | 0 | 0 | 0 | 0 | 0 | 0 | 5000 | -1373.421 | 0
6799 | 5000 | 0 | 0 | 0 | 0 | 0 | 0 | 5000 | 0 | 0
6800 | 5000 | 0 | 0 | 0 | 0 | 0 | 0 | 5000 | 0 | 0
6801 | 5000 | 0 | 0 | 0 | 0 | 0 | 0 | 5000 | 0 | 0
6802 | 5000 | 0 | 0 | 0 | 0 | 0 | 0 | 5000 | 0 | 0
6803 | 5000 | 0 | 0 | 0 | 0 | 0 | 0 | 5000 | 0 | 0
6804 | 5000 | 0 | 0 | 0 | 0 | 0 | 0 | 5000 | 0 | 0
6805 | 5000 | 0 | 0 | 0 | 0 | 0 | 0 | 5000 | 0 | 0
6806 | 5000 | 0 | 0 | 0 | 0 | 0 | 0 | 5000 | 0 | 0
6807 | 5000 | 0 | 0 | 0 | 0 | 0 | 0 | 5000 | 0 | 0
6808 | 5000 | 0 | 0 | 0 | 0 | 0 | 0 | 5000 | 0 | 0
6809 | 5000 | 0 | 0 | 0 | 0 | 0 | 0 | 5000 | 0 | 0
6810 | 5000 | 0 | 0 | 0 | 0 | 0 | 0 | 5000 | 0 | 0
6811 | 5000 | 0 | 0 | 0 | 0 | 0 | 0 | 1301.899 | 0 | 3698.101
6812 | 5000 | 0 | 0 | 0 | 0 | 0 | 0 | 0 | 0 | 5000
6813 | 5000 | 0 | 0 | 0 | 0 | 0 | 0 | 0 | 0 | 5000
6814 | 5000 | 0 | 0 | 0 | 0 | 0 | 0 | 0 | 0 | 5000
6815 | 5000 | 0 | 0 | 0 | 0 | 0 | 0 | 0 | 0 | 5000
6816 | 5000 | 0 | 0 | 0 | 0 | 0 | 0 | 5000 | 0 | 0
6817 | 5000 | 0 | 0 | 0 | 0 | 0 | 0 | 5000 | 0 | 0
6818 | 5000 | 0 | 0 | 0 | 0 | 0 | 0 | 5000 | 0 | 0
6819 | 5000 | 0 | 0 | 0 | 0 | 0 | 0 | 5000 | 0 | 0
6820 | 5000 | 0 | 0 | 0 | 0 | 0 | 0 | 5000 | 0 | 0
6821 | 5000 | 0 | 0 | 0 | 0 | 0 | 0 | 5000 | 0 | 0
6822 | 5000 | 0 | 0 | 0 | 0 | 0 | 0 | 5000 | 0 | 0
6823 | 5000 | 0 | 0 | 0 | 0 | 0 | 0 | 5000 | 0 | 0
6824 | 5000 | 0 | 0 | 0 | 0 | 0 | 0 | 5000 | 0 | 0
6825 | 5000 | 0 | 0 | 0 | 0 | 0 | 0 | 5000 | 0 | 0
6826 | 5000 | 0 | 0 | 0 | 0 | 0 | 0 | 5000 | 0 | 0
6827 | 5000 | 0 | 0 | 0 | 0 | 0 | 0 | 5000 | 0 | 0
6828 | 5000 | 0 | 0 | 0 | 0 | 0 | 0 | 5000 | 0 | 0
6829 | 5000 | 0 | 0 | 0 | 0 | 0 | 0 | 5000 | 0 | 0
6830 | 5000 | 0 | 0 | 0 | 0 | 0 | 0 | 5000 | 0 | 0
6831 | 5000 | 0 | 0 | 0 | 0 | 0 | 0 | 5000 | 0 | 0
6832 | 5000 | 0 | 0 | 0 | 0 | 0 | 0 | 5000 | 0 | 0
6833 | 5000 | 0 | 0 | 0 | 0 | 0 | 0 | 5000 | 0 | 0
6834 | 5000 | 0 | 0 | 0 | 0 | 0 | 0 | 5000 | 0 | 0
6835 | 5000 | 0 | 0 | 0 | 0 | 0 | 0 | 5000 | 0 | 0
6836 | 5000 | 0 | 0 | 0 | 0 | 0 | 0 | 5000 | 0 | 0
6837 | 5000 | 0 | 0 | 0 | 0 | 0 | 0 | 5000 | 0 | 0
6838 | 5000 | 0 | 0 | 0 | 0 | 0 | 0 | 5000 | 0 | 0
6839 | 5000 | 0 | 0 | 0 | 0 | 0 | 0 | 5000 | 0 | 0
6840 | 5000 | 0 | 0 | 0 | 0 | 0 | 0 | 5000 | 0 | 0
6841 | 5000 | 0 | 0 | 0 | 0 | 0 | 0 | 5000 | -5000 | 0
6842 | 5000 | 0 | 0 | 0 | 0 | 0 | 0 | 5000 | -5000 | 0
6843 | 5000 | 0 | 0 | 0 | 0 | 0 | 0 | 5000 | -5000 | 0
6844 | 5000 | 0 | 0 | 0 | 0 | 0 | 0 | 5000 | -5000 | 0
6845 | 5000 | 0 | 0 | 0 | 0 | 0 | 0 | 5000 | -5000 | 0
6846 | 5000 | 0 | 0 | 0 | 0 | 0 | 0 | 5000 | -1373.421 | 0
6847 | 5000 | 0 | 0 | 0 | 0 | 0 | 0 | 5000 | 0 | 0
6848 | 5000 | 0 | 0 | 0 | 0 | 0 | 0 | 5000 | 0 | 0
6849 | 5000 | 0 | 0 | 0 | 0 | 0 | 0 | 5000 | 0 | 0
6850 | 5000 | 0 | 0 | 0 | 0 | 0 | 0 | 5000 | 0 | 0
6851 | 5000 | 0 | 0 | 0 | 0 | 0 | 0 | 5000 | 0 | 0
6852 | 5000 | 0 | 0 | 0 | 0 | 0 | 0 | 5000 | 0 | 0
6853 | 5000 | 0 | 0 | 0 | 0 | 0 | 0 | 5000 | 0 | 0
6854 | 5000 | 0 | 0 | 0 | 0 | 0 | 0 | 5000 | 0 | 0
6855 | 5000 | 0 | 0 | 0 | 0 | 0 | 0 | 5000 | 0 | 0
6856 | 5000 | 0 | 0 | 0 | 0 | 0 | 0 | 5000 | 0 | 0
6857 | 5000 | 0 | 0 | 0 | 0 | 0 | 0 | 5000 | 0 | 0
6858 | 5000 | 0 | 0 | 0 | 0 | 0 | 0 | 5000 | 0 | 0
6859 | 5000 | 0 | 0 | 0 | 0 | 0 | 0 | 1301.899 | 0 | 3698.101
6860 | 5000 | 0 | 0 | 0 | 0 | 0 | 0 | 0 | 0 | 5000
6861 | 5000 | 0 | 0 | 0 | 0 | 0 | 0 | 0 | 0 | 5000
6862 | 5000 | 0 | 0 | 0 | 0 | 0 | 0 | 0 | 0 | 5000
6863 | 5000 | 0 | 0 | 0 | 0 | 0 | 0 | 0 | 0 | 5000
6864 | 5000 | 0 | 0 | 0 | 0 | 0 | 0 | 5000 | 0 | 0
6865 | 5000 | 0 | 0 | 0 | 0 | 0 | 0 | 5000 | -5000 | 0
6866 | 5000 | 0 | 0 | 0 | 0 | 0 | 0 | 5000 | -5000 | 0
6867 | 5000 | 0 | 0 | 0 | 0 | 0 | 0 | 5000 | -5000 | 0
6868 | 5000 | 0 | 0 | 0 | 0 | 0 | 0 | 5000 | -5000 | 0
6869 | 5000 | 0 | 0 | 0 | 0 | 0 | 0 | 5000 | -5000 | 0
6870 | 5000 | 0 | 0 | 0 | 0 | 0 | 0 | 5000 | -1373.421 | 0
6871 | 5000 | 0 | 0 | 0 | 0 | 0 | 0 | 5000 | 0 | 0
6872 | 5000 | 0 | 0 | 0 | 0 | 0 | 0 | 5000 | 0 | 0
6873 | 5000 | 0 | 0 | 0 | 0 | 0 | 0 | 5000 | 0 | 0
6874 | 5000 | 0 | 0 | 0 | 0 | 0 | 0 | 5000 | 0 | 0
6875 | 5000 | 0 | 0 | 0 | 0 | 0 | 0 | 5000 | 0 | 0
6876 | 5000 | 0 | 0 | 0 | 0 | 0 | 0 | 5000 | 0 | 0
6877 | 5000 | 0 | 0 | 0 | 0 | 0 | 0 | 5000 | 0 | 0
6878 | 5000 | 0 | 0 | 0 | 0 | 0 | 0 | 5000 | 0 | 0
6879 | 5000 | 0 | 0 | 0 | 0 | 0 | 0 | 5000 | 0 | 0
6880 | 5000 | 0 | 0 | 0 | 0 | 0 | 0 | 5000 | 0 | 0
6881 | 5000 | 0 | 0 | 0 | 0 | 0 | 0 | 5000 | 0 | 0
6882 | 5000 | 0 | 0 | 0 | 0 | 0 | 0 | 5000 | 0 | 0
6883 | 5000 | 0 | 0 | 0 | 0 | 0 | 0 | 1301.899 | 0 | 3698.101
6884 | 5000 | 0 | 0 | 0 | 0 | 0 | 0 | 0 | 0 | 5000
6885 | 5000 | 0 | 0 | 0 | 0 | 0 | 0 | 0 | 0 | 5000
6886 | 5000 | 0 | 0 | 0 | 0 | 0 | 0 | 0 | 0 | 5000
6887 | 5000 | 0 | 0 | 0 | 0 | 0 | 0 | 0 | 0 | 5000
6888 | 5000 | 0 | 0 | 0 | 0 | 0 | 0 | 5000 | 0 | 0
6889 | 5000 | 0 | 0 | 0 | 0 | 0 | 0 | 5000 | -5000 | 0
6890 | 5000 | 0 | 0 | 0 | 0 | 0 | 0 | 5000 | -5000 | 0
6891 | 5000 | 0 | 0 | 0 | 0 | 0 | 0 | 5000 | -5000 | 0
6892 | 5000 | 0 | 0 | 0 | 0 | 0 | 0 | 5000 | -5000 | 0
6893 | 5000 | 0 | 0 | 0 | 0 | 0 | 0 | 5000 | -5000 | 0
6894 | 5000 | 0 | 0 | 0 | 0 | 0 | 0 | 5000 | -1373.421 | 0
6895 | 5000 | 0 | 0 | 0 | 0 | 0 | 0 | 5000 | 0 | 0
6896 | 5000 | 0 | 0 | 0 | 0 | 0 | 0 | 5000 | 0 | 0
6897 | 5000 | 0 | 0 | 0 | 0 | 0 | 0 | 5000 | 0 | 0
6898 | 5000 | 0 | 0 | 0 | 0 | 0 | 0 | 5000 | 0 | 0
6899 | 5000 | 0 | 0 | 0 | 0 | 0 | 0 | 5000 | 0 | 0
6900 | 5000 | 0 | 0 | 0 | 0 | 0 | 0 | 5000 | 0 | 0
6901 | 5000 | 0 | 0 | 0 | 0 | 0 | 0 | 5000 | 0 | 0
6902 | 5000 | 0 | 0 | 0 | 0 | 0 | 0 | 5000 | 0 | 0
6903 | 5000 | 0 | 0 | 0 | 0 | 0 | 0 | 5000 | 0 | 0
6904 | 5000 | 0 | 0 | 0 | 0 | 0 | 0 | 5000 | 0 | 0
6905 | 5000 | 0 | 0 | 0 | 0 | 0 | 0 | 5000 | 0 | 0
6906 | 5000 | 0 | 0 | 0 | 0 | 0 | 0 | 5000 | 0 | 0
6907 | 5000 | 0 | 0 | 0 | 0 | 0 | 0 | 1301.899 | 0 | 3698.101
6908 | 5000 | 0 | 0 | 0 | 0 | 0 | 0 | 0 | 0 | 5000
6909 | 5000 | 0 | 0 | 0 | 0 | 0 | 0 | 0 | 0 | 5000
6910 | 5000 | 0 | 0 | 0 | 0 | 0 | 0 | 0 | 0 | 5000
6911 | 5000 | 0 | 0 | 0 | 0 | 0 | 0 | 0 | 0 | 5000
6912 | 5000 | 0 | 0 | 0 | 0 | 0 | 0 | 5000 | 0 | 0
6913 | 5000 | 0 | 0 | 0 | 0 | 0 | 0 | 5000 | -5000 | 0
6914 | 5000 | 0 | 0 | 0 | 0 | 0 | 0 | 5000 | -5000 | 0
6915 | 5000 | 0 | 0 | 0 | 0 | 0 | 0 | 5000 | -5000 | 0
6916 | 5000 | 0 | 0 | 0 | 0 | 0 | 0 | 5000 | -5000 | 0
6917 | 5000 | 0 | 0 | 0 | 0 | 0 | 0 | 5000 | -5000 | 0
6918 | 5000 | 0 | 0 | 0 | 0 | 0 | 0 | 5000 | -1373.421 | 0
6919 | 5000 | 0 | 0 | 0 | 0 | 0 | 0 | 5000 | 0 | 0
6920 | 5000 | 0 | 0 | 0 | 0 | 0 | 0 | 5000 | 0 | 0
6921 | 5000 | 0 | 0 | 0 | 0 | 0 | 0 | 5000 | 0 | 0
6922 | 5000 | 0 | 0 | 0 | 0 | 0 | 0 | 5000 | 0 | 0
6923 | 5000 | 0 | 0 | 0 | 0 | 0 | 0 | 5000 | 0 | 0
6924 | 5000 | 0 | 0 | 0 | 0 | 0 | 0 | 5000 | 0 | 0
6925 | 5000 | 0 | 0 | 0 | 0 | 0 | 0 | 5000 | 0 | 0
6926 | 5000 | 0 | 0 | 0 | 0 | 0 | 0 | 5000 | 0 | 0
6927 | 5000 | 0 | 0 | 0 | 0 | 0 | 0 | 5000 | 0 | 0
6928 | 5000 | 0 | 0 | 0 | 0 | 0 | 0 | 5000 | 0 | 0
6929 | 5000 | 0 | 0 | 0 | 0 | 0 | 0 | 5000 | 0 | 0
6930 | 5000 | 0 | 0 | 0 | 0 | 0 | 0 | 5000 | 0 | 0
6931 | 5000 | 0 | 0 | 0 | 0 | 0 | 0 | 1301.899 | 0 | 3698.101
6932 | 5000 | 0 | 0 | 0 | 0 | 0 | 0 | 0 | 0 | 5000
6933 | 5000 | 0 | 0 | 0 | 0 | 0 | 0 | 0 | 0 | 5000
6934 | 5000 | 0 | 0 | 0 | 0 | 0 | 0 | 0 | 0 | 5000
6935 | 5000 | 0 | 0 | 0 | 0 | 0 | 0 | 0 | 0 | 5000
6936 | 5000 | 0 | 0 | 0 | 0 | 0 | 0 | 5000 | 0 | 0
6937 | 5000 | 0 | 0 | 0 | 0 | 0 | 0 | 5000 | -5000 | 0
6938 | 5000 | 0 | 0 | 0 | 0 | 0 | 0 | 5000 | -5000 | 0
6939 | 5000 | 0 | 0 | 0 | 0 | 0 | 0 | 5000 | -5000 | 0
6940 | 5000 | 0 | 0 | 0 | 0 | 0 | 0 | 5000 | -5000 | 0
6941 | 5000 | 0 | 0 | 0 | 0 | 0 | 0 | 5000 | -5000 | 0
6942 | 5000 | 0 | 0 | 0 | 0 | 0 | 0 | 5000 | -1373.421 | 0
6943 | 5000 | 0 | 0 | 0 | 0 | 0 | 0 | 5000 | 0 | 0
6944 | 5000 | 0 | 0 | 0 | 0 | 0 | 0 | 5000 | 0 | 0
6945 | 5000 | 0 | 0 | 0 | 0 | 0 | 0 | 5000 | 0 | 0
6946 | 5000 | 0 | 0 | 0 | 0 | 0 | 0 | 5000 | 0 | 0
6947 | 5000 | 0 | 0 | 0 | 0 | 0 | 0 | 5000 | 0 | 0
6948 | 5000 | 0 | 0 | 0 | 0 | 0 | 0 | 5000 | 0 | 0
6949 | 5000 | 0 | 0 | 0 | 0 | 0 | 0 | 5000 | 0 | 0
6950 | 5000 | 0 | 0 | 0 | 0 | 0 | 0 | 5000 | 0 | 0
6951 | 5000 | 0 | 0 | 0 | 0 | 0 | 0 | 5000 | 0 | 0
6952 | 5000 | 0 | 0 | 0 | 0 | 0 | 0 | 5000 | 0 | 0
6953 | 5000 | 0 | 0 | 0 | 0 | 0 | 0 | 5000 | 0 | 0
6954 | 5000 | 0 | 0 | 0 | 0 | 0 | 0 | 5000 | 0 | 0
6955 | 5000 | 0 | 0 | 0 | 0 | 0 | 0 | 1301.899 | 0 | 3698.101
6956 | 5000 | 0 | 0 | 0 | 0 | 0 | 0 | 0 | 0 | 5000
6957 | 5000 | 0 | 0 | 0 | 0 | 0 | 0 | 0 | 0 | 5000
6958 | 5000 | 0 | 0 | 0 | 0 | 0 | 0 | 0 | 0 | 5000
6959 | 5000 | 0 | 0 | 0 | 0 | 0 | 0 | 0 | 0 | 5000
6960 | 5000 | 0 | 0 | 0 | 0 | 0 | 0 | 5000 | 0 | 0
6961 | 5000 | 0 | 0 | 0 | 0 | 0 | 0 | 5000 | -5000 | 0
6962 | 5000 | 0 | 0 | 0 | 0 | 0 | 0 | 5000 | -5000 | 0
6963 | 5000 | 0 | 0 | 0 | 0 | 0 | 0 | 5000 | -5000 | 0
6964 | 5000 | 0 | 0 | 0 | 0 | 0 | 0 | 5000 | -5000 | 0
6965 | 5000 | 0 | 0 | 0 | 0 | 0 | 0 | 5000 | -5000 | 0
6966 | 5000 | 0 | 0 | 0 | 0 | 0 | 0 | 5000 | -1373.421 | 0
6967 | 5000 | 0 | 0 | 0 | 0 | 0 | 0 | 5000 | 0 | 0
6968 | 5000 | 0 | 0 | 0 | 0 | 0 | 0 | 5000 | 0 | 0
6969 | 5000 | 0 | 0 | 0 | 0 | 0 | 0 | 5000 | 0 | 0
6970 | 5000 | 0 | 0 | 0 | 0 | 0 | 0 | 5000 | 0 | 0
6971 | 5000 | 0 | 0 | 0 | 0 | 0 | 0 | 5000 | 0 | 0
6972 | 5000 | 0 | 0 | 0 | 0 | 0 | 0 | 5000 | 0 | 0
6973 | 5000 | 0 | 0 | 0 | 0 | 0 | 0 | 5000 | 0 | 0
6974 | 5000 | 0 | 0 | 0 | 0 | 0 | 0 | 5000 | 0 | 0
6975 | 5000 | 0 | 0 | 0 | 0 | 0 | 0 | 5000 | 0 | 0
6976 | 5000 | 0 | 0 | 0 | 0 | 0 | 0 | 5000 | 0 | 0
6977 | 5000 | 0 | 0 | 0 | 0 | 0 | 0 | 5000 | 0 | 0
6978 | 5000 | 0 | 0 | 0 | 0 | 0 | 0 | 5000 | 0 | 0
6979 | 5000 | 0 | 0 | 0 | 0 | 0 | 0 | 1301.899 | 0 | 3698.101
6980 | 5000 | 0 | 0 | 0 | 0 | 0 | 0 | 0 | 0 | 5000
6981 | 5000 | 0 | 0 | 0 | 0 | 0 | 0 | 0 | 0 | 5000
6982 | 5000 | 0 | 0 | 0 | 0 | 0 | 0 | 0 | 0 | 5000
6983 | 5000 | 0 | 0 | 0 | 0 | 0 | 0 | 0 | 0 | 5000
6984 | 5000 | 0 | 0 | 0 | 0 | 0 | 0 | 5000 | 0 | 0
6985 | 5000 | 0 | 0 | 0 | 0 | 0 | 0 | 5000 | 0 | 0
6986 | 5000 | 0 | 0 | 0 | 0 | 0 | 0 | 5000 | 0 | 0
6987 | 5000 | 0 | 0 | 0 | 0 | 0 | 0 | 5000 | 0 | 0
6988 | 5000 | 0 | 0 | 0 | 0 | 0 | 0 | 5000 | 0 | 0
6989 | 5000 | 0 | 0 | 0 | 0 | 0 | 0 | 5000 | 0 | 0
6990 | 5000 | 0 | 0 | 0 | 0 | 0 | 0 | 5000 | 0 | 0
6991 | 5000 | 0 | 0 | 0 | 0 | 0 | 0 | 5000 | 0 | 0
6992 | 5000 | 0 | 0 | 0 | 0 | 0 | 0 | 5000 | 0 | 0
6993 | 5000 | 0 | 0 | 0 | 0 | 0 | 0 | 5000 | 0 | 0
6994 | 5000 | 0 | 0 | 0 | 0 | 0 | 0 | 5000 | 0 | 0
6995 | 5000 | 0 | 0 | 0 | 0 | 0 | 0 | 5000 | 0 | 0
6996 | 5000 | 0 | 0 | 0 | 0 | 0 | 0 | 5000 | 0 | 0
6997 | 5000 | 0 | 0 | 0 | 0 | 0 | 0 | 5000 | 0 | 0
6998 | 5000 | 0 | 0 | 0 | 0 | 0 | 0 | 5000 | 0 | 0
6999 | 5000 | 0 | 0 | 0 | 0 | 0 | 0 | 5000 | 0 | 0
7000 | 5000 | 0 | 0 | 0 | 0 | 0 | 0 | 5000 | 0 | 0
7001 | 5000 | 0 | 0 | 0 | 0 | 0 | 0 | 5000 | 0 | 0
7002 | 5000 | 0 | 0 | 0 | 0 | 0 | 0 | 5000 | 0 | 0
7003 | 5000 | 0 | 0 | 0 | 0 | 0 | 0 | 5000 | 0 | 0
7004 | 5000 | 0 | 0 | 0 | 0 | 0 | 0 | 5000 | 0 | 0
7005 | 5000 | 0 | 0 | 0 | 0 | 0 | 0 | 5000 | 0 | 0
7006 | 5000 | 0 | 0 | 0 | 0 | 0 | 0 | 5000 | 0 | 0
7007 | 5000 | 0 | 0 | 0 | 0 | 0 | 0 | 5000 | 0 | 0
7008 | 5000 | 0 | 0 | 0 | 0 | 0 | 0 | 5000 | 0 | 0
7009 | 5000 | 0 | 0 | 0 | 0 | 0 | 0 | 5000 | -5000 | 0
7010 | 5000 | 0 | 0 | 0 | 0 | 0 | 0 | 5000 | -5000 | 0
7011 | 5000 | 0 | 0 | 0 | 0 | 0 | 0 | 5000 | -5000 | 0
7012 | 5000 | 0 | 0 | 0 | 0 | 0 | 0 | 5000 | -5000 | 0
7013 | 5000 | 0 | 0 | 0 | 0 | 0 | 0 | 5000 | -5000 | 0
7014 | 5000 | 0 | 0 | 0 | 0 | 0 | 0 | 5000 | -1373.421 | 0
7015 | 5000 | 0 | 0 | 0 | 0 | 0 | 0 | 5000 | 0 | 0
7016 | 5000 | 0 | 0 | 0 | 0 | 0 | 0 | 5000 | 0 | 0
7017 | 5000 | 0 | 0 | 0 | 0 | 0 | 0 | 5000 | 0 | 0
7018 | 5000 | 0 | 0 | 0 | 0 | 0 | 0 | 5000 | 0 | 0
7019 | 5000 | 0 | 0 | 0 | 0 | 0 | 0 | 5000 | 0 | 0
7020 | 5000 | 0 | 0 | 0 | 0 | 0 | 0 | 5000 | 0 | 0
7021 | 5000 | 0 | 0 | 0 | 0 | 0 | 0 | 5000 | 0 | 0
7022 | 5000 | 0 | 0 | 0 | 0 | 0 | 0 | 5000 | 0 | 0
7023 | 5000 | 0 | 0 | 0 | 0 | 0 | 0 | 5000 | 0 | 0
7024 | 5000 | 0 | 0 | 0 | 0 | 0 | 0 | 5000 | 0 | 0
7025 | 5000 | 0 | 0 | 0 | 0 | 0 | 0 | 5000 | 0 | 0
7026 | 5000 | 0 | 0 | 0 | 0 | 0 | 0 | 5000 | 0 | 0
7027 | 5000 | 0 | 0 | 0 | 0 | 0 | 0 | 1301.899 | 0 | 3698.101
7028 | 5000 | 0 | 0 | 0 | 0 | 0 | 0 | 0 | 0 | 5000
7029 | 5000 | 0 | 0 | 0 | 0 | 0 | 0 | 0 | 0 | 5000
7030 | 5000 | 0 | 0 | 0 | 0 | 0 | 0 | 0 | 0 | 5000
7031 | 5000 | 0 | 0 | 0 | 0 | 0 | 0 | 0 | 0 | 5000
7032 | 5000 | 0 | 0 | 0 | 0 | 0 | 0 | 5000 | 0 | 0
7033 | 5000 | 0 | 0 | 0 | 0 | 0 | 0 | 5000 | -5000 | 0
7034 | 5000 | 0 | 0 | 0 | 0 | 0 | 0 | 5000 | -5000 | 0
7035 | 5000 | 0 | 0 | 0 | 0 | 0 | 0 | 5000 | -5000 | 0
7036 | 5000 | 0 | 0 | 0 | 0 | 0 | 0 | 5000 | -5000 | 0
7037 | 5000 | 0 | 0 | 0 | 0 | 0 | 0 | 5000 | -5000 | 0
7038 | 5000 | 0 | 0 | 0 | 0 | 0 | 0 | 5000 | -1373.421 | 0
7039 | 5000 | 0 | 0 | 0 | 0 | 0 | 0 | 5000 | 0 | 0
7040 | 5000 | 0 | 0 | 0 | 0 | 0 | 0 | 5000 | 0 | 0
7041 | 5000 | 0 | 0 | 0 | 0 | 0 | 0 | 5000 | 0 | 0
7042 | 5000 | 0 | 0 | 0 | 0 | 0 | 0 | 5000 | 0 | 0
7043 | 5000 | 0 | 0 | 0 | 0 | 0 | 0 | 5000 | 0 | 0
7044 | 5000 | 0 | 0 | 0 | 0 | 0 | 0 | 5000 | 0 | 0
7045 | 5000 | 0 | 0 | 0 | 0 | 0 | 0 | 5000 | 0 | 0
7046 | 5000 | 0 | 0 | 0 | 0 | 0 | 0 | 5000 | 0 | 0
7047 | 5000 | 0 | 0 | 0 | 0 | 0 | 0 | 5000 | 0 | 0
7048 | 5000 | 0 | 0 | 0 | 0 | 0 | 0 | 5000 | 0 | 0
7049 | 5000 | 0 | 0 | 0 | 0 | 0 | 0 | 5000 | 0 | 0
7050 | 5000 | 0 | 0 | 0 | 0 | 0 | 0 | 5000 | 0 | 0
7051 | 5000 | 0 | 0 | 0 | 0 | 0 | 0 | 1301.899 | 0 | 3698.101
7052 | 5000 | 0 | 0 | 0 | 0 | 0 | 0 | 0 | 0 | 5000
7053 | 5000 | 0 | 0 | 0 | 0 | 0 | 0 | 0 | 0 | 5000
7054 | 5000 | 0 | 0 | 0 | 0 | 0 | 0 | 0 | 0 | 5000
7055 | 5000 | 0 | 0 | 0 | 0 | 0 | 0 | 0 | 0 | 5000
7056 | 5000 | 0 | 0 | 0 | 0 | 0 | 0 | 5000 | 0 | 0
7057 | 5000 | 0 | 0 | 0 | 0 | 0 | 0 | 5000 | -5000 | 0
7058 | 5000 | 0 | 0 | 0 | 0 | 0 | 0 | 5000 | -5000 | 0
7059 | 5000 | 0 | 0 | 0 | 0 | 0 | 0 | 5000 | -5000 | 0
7060 | 5000 | 0 | 0 | 0 | 0 | 0 | 0 | 5000 | -5000 | 0
7061 | 5000 | 0 | 0 | 0 | 0 | 0 | 0 | 5000 | -5000 | 0
7062 | 5000 | 0 | 0 | 0 | 0 | 0 | 0 | 5000 | -1373.421 | 0
7063 | 5000 | 0 | 0 | 0 | 0 | 0 | 0 | 5000 | 0 | 0
7064 | 5000 | 0 | 0 | 0 | 0 | 0 | 0 | 5000 | 0 | 0
7065 | 5000 | 0 | 0 | 0 | 0 | 0 | 0 | 5000 | 0 | 0
7066 | 5000 | 0 | 0 | 0 | 0 | 0 | 0 | 5000 | 0 | 0
7067 | 5000 | 0 | 0 | 0 | 0 | 0 | 0 | 5000 | 0 | 0
7068 | 5000 | 0 | 0 | 0 | 0 | 0 | 0 | 5000 | 0 | 0
7069 | 5000 | 0 | 0 | 0 | 0 | 0 | 0 | 5000 | 0 | 0
7070 | 5000 | 0 | 0 | 0 | 0 | 0 | 0 | 5000 | 0 | 0
7071 | 5000 | 0 | 0 | 0 | 0 | 0 | 0 | 5000 | 0 | 0
7072 | 5000 | 0 | 0 | 0 | 0 | 0 | 0 | 5000 | 0 | 0
7073 | 5000 | 0 | 0 | 0 | 0 | 0 | 0 | 5000 | 0 | 0
7074 | 5000 | 0 | 0 | 0 | 0 | 0 | 0 | 5000 | 0 | 0
7075 | 5000 | 0 | 0 | 0 | 0 | 0 | 0 | 1301.899 | 0 | 3698.101
7076 | 5000 | 0 | 0 | 0 | 0 | 0 | 0 | 0 | 0 | 5000
7077 | 5000 | 0 | 0 | 0 | 0 | 0 | 0 | 0 | 0 | 5000
7078 | 5000 | 0 | 0 | 0 | 0 | 0 | 0 | 0 | 0 | 5000
7079 | 5000 | 0 | 0 | 0 | 0 | 0 | 0 | 0 | 0 | 5000
7080 | 5000 | 0 | 0 | 0 | 0 | 0 | 0 | 5000 | 0 | 0
7081 | 5000 | 0 | 0 | 0 | 0 | 0 | 0 | 5000 | -5000 | 0
7082 | 5000 | 0 | 0 | 0 | 0 | 0 | 0 | 5000 | -5000 | 0
7083 | 5000 | 0 | 0 | 0 | 0 | 0 | 0 | 5000 | -5000 | 0
7084 | 5000 | 0 | 0 | 0 | 0 | 0 | 0 | 5000 | -5000 | 0
7085 | 5000 | 0 | 0 | 0 | 0 | 0 | 0 | 5000 | -5000 | 0
7086 | 5000 | 0 | 0 | 0 | 0 | 0 | 0 | 5000 | -1373.421 | 0
7087 | 5000 | 0 | 0 | 0 | 0 | 0 | 0 | 5000 | 0 | 0
7088 | 5000 | 0 | 0 | 0 | 0 | 0 | 0 | 5000 | 0 | 0
7089 | 5000 | 0 | 0 | 0 | 0 | 0 | 0 | 5000 | 0 | 0
7090 | 5000 | 0 | 0 | 0 | 0 | 0 | 0 | 5000 | 0 | 0
7091 | 5000 | 0 | 0 | 0 | 0 | 0 | 0 | 5000 | 0 | 0
7092 | 5000 | 0 | 0 | 0 | 0 | 0 | 0 | 5000 | 0 | 0
7093 | 5000 | 0 | 0 | 0 | 0 | 0 | 0 | 5000 | 0 | 0
7094 | 5000 | 0 | 0 | 0 | 0 | 0 | 0 | 5000 | 0 | 0
7095 | 5000 | 0 | 0 | 0 | 0 | 0 | 0 | 5000 | 0 | 0
7096 | 5000 | 0 | 0 | 0 | 0 | 0 | 0 | 5000 | 0 | 0
7097 | 5000 | 0 | 0 | 0 | 0 | 0 | 0 | 5000 | 0 | 0
7098 | 5000 | 0 | 0 | 0 | 0 | 0 | 0 | 5000 | 0 | 0
7099 | 5000 | 0 | 0 | 0 | 0 | 0 | 0 | 1301.899 | 0 | 3698.101
7100 | 5000 | 0 | 0 | 0 | 0 | 0 | 0 | 0 | 0 | 5000
7101 | 5000 | 0 | 0 | 0 | 0 | 0 | 0 | 0 | 0 | 5000
7102 | 5000 | 0 | 0 | 0 | 0 | 0 | 0 | 0 | 0 | 5000
7103 | 5000 | 0 | 0 | 0 | 0 | 0 | 0 | 0 | 0 | 5000
7104 | 5000 | 0 | 0 | 0 | 0 | 0 | 0 | 5000 | 0 | 0
7105 | 5000 | 0 | 0 | 0 | 0 | 0 | 0 | 5000 | -5000 | 0
7106 | 5000 | 0 | 0 | 0 | 0 | 0 | 0 | 5000 | -5000 | 0
7107 | 5000 | 0 | 0 | 0 | 0 | 0 | 0 | 5000 | -5000 | 0
7108 | 5000 | 0 | 0 | 0 | 0 | 0 | 0 | 5000 | -5000 | 0
7109 | 5000 | 0 | 0 | 0 | 0 | 0 | 0 | 5000 | -5000 | 0
7110 | 5000 | 0 | 0 | 0 | 0 | 0 | 0 | 5000 | -1373.421 | 0
7111 | 5000 | 0 | 0 | 0 | 0 | 0 | 0 | 5000 | 0 | 0
7112 | 5000 | 0 | 0 | 0 | 0 | 0 | 0 | 5000 | 0 | 0
7113 | 5000 | 0 | 0 | 0 | 0 | 0 | 0 | 5000 | 0 | 0
7114 | 5000 | 0 | 0 | 0 | 0 | 0 | 0 | 5000 | 0 | 0
7115 | 5000 | 0 | 0 | 0 | 0 | 0 | 0 | 5000 | 0 | 0
7116 | 5000 | 0 | 0 | 0 | 0 | 0 | 0 | 5000 | 0 | 0
7117 | 5000 | 0 | 0 | 0 | 0 | 0 | 0 | 5000 | 0 | 0
7118 | 5000 | 0 | 0 | 0 | 0 | 0 | 0 | 5000 | 0 | 0
7119 | 5000 | 0 | 0 | 0 | 0 | 0 | 0 | 5000 | 0 | 0
7120 | 5000 | 0 | 0 | 0 | 0 | 0 | 0 | 5000 | 0 | 0
7121 | 5000 | 0 | 0 | 0 | 0 | 0 | 0 | 5000 | 0 | 0
7122 | 5000 | 0 | 0 | 0 | 0 | 0 | 0 | 5000 | 0 | 0
7123 | 5000 | 0 | 0 | 0 | 0 | 0 | 0 | 1301.899 | 0 | 3698.101
7124 | 5000 | 0 | 0 | 0 | 0 | 0 | 0 | 0 | 0 | 5000
7125 | 5000 | 0 | 0 | 0 | 0 | 0 | 0 | 0 | 0 | 5000
7126 | 5000 | 0 | 0 | 0 | 0 | 0 | 0 | 0 | 0 | 5000
7127 | 5000 | 0 | 0 | 0 | 0 | 0 | 0 | 0 | 0 | 5000
7128 | 5000 | 0 | 0 | 0 | 0 | 0 | 0 | 5000 | 0 | 0
7129 | 5000 | 0 | 0 | 0 | 0 | 0 | 0 | 5000 | -5000 | 0
7130 | 5000 | 0 | 0 | 0 | 0 | 0 | 0 | 5000 | -5000 | 0
7131 | 5000 | 0 | 0 | 0 | 0 | 0 | 0 | 5000 | -5000 | 0
7132 | 5000 | 0 | 0 | 0 | 0 | 0 | 0 | 5000 | -5000 | 0
7133 | 5000 | 0 | 0 | 0 | 0 | 0 | 0 | 5000 | -5000 | 0
7134 | 5000 | 0 | 0 | 0 | 0 | 0 | 0 | 5000 | -1373.421 | 0
7135 | 5000 | 0 | 0 | 0 | 0 | 0 | 0 | 5000 | 0 | 0
7136 | 5000 | 0 | 0 | 0 | 0 | 0 | 0 | 5000 | 0 | 0
7137 | 5000 | 0 | 0 | 0 | 0 | 0 | 0 | 5000 | 0 | 0
7138 | 5000 | 0 | 0 | 0 | 0 | 0 | 0 | 5000 | 0 | 0
7139 | 5000 | 0 | 0 | 0 | 0 | 0 | 0 | 5000 | 0 | 0
7140 | 5000 | 0 | 0 | 0 | 0 | 0 | 0 | 5000 | 0 | 0
7141 | 5000 | 0 | 0 | 0 | 0 | 0 | 0 | 5000 | 0 | 0
7142 | 5000 | 0 | 0 | 0 | 0 | 0 | 0 | 5000 | 0 | 0
7143 | 5000 | 0 | 0 | 0 | 0 | 0 | 0 | 5000 | 0 | 0
7144 | 5000 | 0 | 0 | 0 | 0 | 0 | 0 | 5000 | 0 | 0
7145 | 5000 | 0 | 0 | 0 | 0 | 0 | 0 | 5000 | 0 | 0
7146 | 5000 | 0 | 0 | 0 | 0 | 0 | 0 | 5000 | 0 | 0
7147 | 5000 | 0 | 0 | 0 | 0 | 0 | 0 | 1301.899 | 0 | 3698.101
7148 | 5000 | 0 | 0 | 0 | 0 | 0 | 0 | 0 | 0 | 5000
7149 | 5000 | 0 | 0 | 0 | 0 | 0 | 0 | 0 | 0 | 5000
7150 | 5000 | 0 | 0 | 0 | 0 | 0 | 0 | 0 | 0 | 5000
7151 | 5000 | 0 | 0 | 0 | 0 | 0 | 0 | 0 | 0 | 5000
7152 | 5000 | 0 | 0 | 0 | 0 | 0 | 0 | 5000 | 0 | 0
7153 | 5000 | 0 | 0 | 0 | 0 | 0 | 0 | 5000 | 0 | 0
7154 | 5000 | 0 | 0 | 0 | 0 | 0 | 0 | 5000 | 0 | 0
7155 | 5000 | 0 | 0 | 0 | 0 | 0 | 0 | 5000 | 0 | 0
7156 | 5000 | 0 | 0 | 0 | 0 | 0 | 0 | 5000 | 0 | 0
7157 | 5000 | 0 | 0 | 0 | 0 | 0 | 0 | 5000 | 0 | 0
7158 | 5000 | 0 | 0 | 0 | 0 | 0 | 0 | 5000 | 0 | 0
7159 | 5000 | 0 | 0 | 0 | 0 | 0 | 0 | 5000 | 0 | 0
7160 | 5000 | 0 | 0 | 0 | 0 | 0 | 0 | 5000 | 0 | 0
7161 | 5000 | 0 | 0 | 0 | 0 | 0 | 0 | 5000 | 0 | 0
7162 | 5000 | 0 | 0 | 0 | 0 | 0 | 0 | 5000 | 0 | 0
7163 | 5000 | 0 | 0 | 0 | 0 | 0 | 0 | 5000 | 0 | 0
7164 | 5000 | 0 | 0 | 0 | 0 | 0 | 0 | 5000 | 0 | 0
7165 | 5000 | 0 | 0 | 0 | 0 | 0 | 0 | 5000 | 0 | 0
7166 | 5000 | 0 | 0 | 0 | 0 | 0 | 0 | 5000 | 0 | 0
7167 | 5000 | 0 | 0 | 0 | 0 | 0 | 0 | 5000 | 0 | 0
7168 | 5000 | 0 | 0 | 0 | 0 | 0 | 0 | 5000 | 0 | 0
7169 | 5000 | 0 | 0 | 0 | 0 | 0 | 0 | 5000 | 0 | 0
7170 | 5000 | 0 | 0 | 0 | 0 | 0 | 0 | 5000 | 0 | 0
7171 | 5000 | 0 | 0 | 0 | 0 | 0 | 0 | 5000 | 0 | 0
7172 | 5000 | 0 | 0 | 0 | 0 | 0 | 0 | 5000 | 0 | 0
7173 | 5000 | 0 | 0 | 0 | 0 | 0 | 0 | 5000 | 0 | 0
7174 | 5000 | 0 | 0 | 0 | 0 | 0 | 0 | 5000 | 0 | 0
7175 | 5000 | 0 | 0 | 0 | 0 | 0 | 0 | 5000 | 0 | 0
7176 | 5000 | 0 | 0 | 0 | 0 | 0 | 0 | 5000 | 0 | 0
7177 | 5000 | 0 | 0 | 0 | 0 | 0 | 0 | 5000 | -5000 | 0
7178 | 5000 | 0 | 0 | 0 | 0 | 0 | 0 | 5000 | -5000 | 0
7179 | 5000 | 0 | 0 | 0 | 0 | 0 | 0 | 5000 | -5000 | 0
7180 | 5000 | 0 | 0 | 0 | 0 | 0 | 0 | 5000 | -5000 | 0
7181 | 5000 | 0 | 0 | 0 | 0 | 0 | 0 | 5000 | -5000 | 0
7182 | 5000 | 0 | 0 | 0 | 0 | 0 | 0 | 5000 | -1373.421 | 0
7183 | 5000 | 0 | 0 | 0 | 0 | 0 | 0 | 5000 | 0 | 0
7184 | 5000 | 0 | 0 | 0 | 0 | 0 | 0 | 5000 | 0 | 0
7185 | 5000 | 0 | 0 | 0 | 0 | 0 | 0 | 5000 | 0 | 0
7186 | 5000 | 0 | 0 | 0 | 0 | 0 | 0 | 5000 | 0 | 0
7187 | 5000 | 0 | 0 | 0 | 0 | 0 | 0 | 5000 | 0 | 0
7188 | 5000 | 0 | 0 | 0 | 0 | 0 | 0 | 5000 | 0 | 0
7189 | 5000 | 0 | 0 | 0 | 0 | 0 | 0 | 5000 | 0 | 0
7190 | 5000 | 0 | 0 | 0 | 0 | 0 | 0 | 5000 | 0 | 0
7191 | 5000 | 0 | 0 | 0 | 0 | 0 | 0 | 5000 | 0 | 0
7192 | 5000 | 0 | 0 | 0 | 0 | 0 | 0 | 5000 | 0 | 0
7193 | 5000 | 0 | 0 | 0 | 0 | 0 | 0 | 5000 | 0 | 0
7194 | 5000 | 0 | 0 | 0 | 0 | 0 | 0 | 5000 | 0 | 0
7195 | 5000 | 0 | 0 | 0 | 0 | 0 | 0 | 1301.899 | 0 | 3698.101
7196 | 5000 | 0 | 0 | 0 | 0 | 0 | 0 | 0 | 0 | 5000
7197 | 5000 | 0 | 0 | 0 | 0 | 0 | 0 | 0 | 0 | 5000
7198 | 5000 | 0 | 0 | 0 | 0 | 0 | 0 | 0 | 0 | 5000
7199 | 5000 | 0 | 0 | 0 | 0 | 0 | 0 | 0 | 0 | 5000
7200 | 5000 | 0 | 0 | 0 | 0 | 0 | 0 | 5000 | 0 | 0
7201 | 5000 | 0 | 0 | 0 | 0 | 0 | 0 | 5000 | -5000 | 0
7202 | 5000 | 0 | 0 | 0 | 0 | 0 | 0 | 5000 | -5000 | 0
7203 | 5000 | 0 | 0 | 0 | 0 | 0 | 0 | 5000 | -5000 | 0
7204 | 5000 | 0 | 0 | 0 | 0 | 0 | 0 | 5000 | -5000 | 0
7205 | 5000 | 0 | 0 | 0 | 0 | 0 | 0 | 5000 | -5000 | 0
7206 | 5000 | 0 | 0 | 0 | 0 | 0 | 0 | 5000 | -1373.421 | 0
7207 | 5000 | 0 | 0 | 0 | 0 | 0 | 0 | 5000 | 0 | 0
7208 | 5000 | 0 | 0 | 0 | 0 | 0 | 0 | 5000 | 0 | 0
7209 | 5000 | 0 | 0 | 0 | 0 | 0 | 0 | 5000 | 0 | 0
7210 | 5000 | 0 | 0 | 0 | 0 | 0 | 0 | 5000 | 0 | 0
7211 | 5000 | 0 | 0 | 0 | 0 | 0 | 0 | 5000 | 0 | 0
7212 | 5000 | 0 | 0 | 0 | 0 | 0 | 0 | 5000 | 0 | 0
7213 | 5000 | 0 | 0 | 0 | 0 | 0 | 0 | 5000 | 0 | 0
7214 | 5000 | 0 | 0 | 0 | 0 | 0 | 0 | 5000 | 0 | 0
7215 | 5000 | 0 | 0 | 0 | 0 | 0 | 0 | 5000 | 0 | 0
7216 | 5000 | 0 | 0 | 0 | 0 | 0 | 0 | 5000 | 0 | 0
7217 | 5000 | 0 | 0 | 0 | 0 | 0 | 0 | 5000 | 0 | 0
7218 | 5000 | 0 | 0 | 0 | 0 | 0 | 0 | 5000 | 0 | 0
7219 | 5000 | 0 | 0 | 0 | 0 | 0 | 0 | 1301.899 | 0 | 3698.101
7220 | 5000 | 0 | 0 | 0 | 0 | 0 | 0 | 0 | 0 | 5000
7221 | 5000 | 0 | 0 | 0 | 0 | 0 | 0 | 0 | 0 | 5000
7222 | 5000 | 0 | 0 | 0 | 0 | 0 | 0 | 0 | 0 | 5000
7223 | 5000 | 0 | 0 | 0 | 0 | 0 | 0 | 0 | 0 | 5000
7224 | 5000 | 0 | 0 | 0 | 0 | 0 | 0 | 5000 | 0 | 0
7225 | 5000 | 0 | 0 | 0 | 0 | 0 | 0 | 5000 | -5000 | 0
7226 | 5000 | 0 | 0 | 0 | 0 | 0 | 0 | 5000 | -5000 | 0
7227 | 5000 | 0 | 0 | 0 | 0 | 0 | 0 | 5000 | -5000 | 0
7228 | 5000 | 0 | 0 | 0 | 0 | 0 | 0 | 5000 | -5000 | 0
7229 | 5000 | 0 | 0 | 0 | 0 | 0 | 0 | 5000 | -5000 | 0
7230 | 5000 | 0 | 0 | 0 | 0 | 0 | 0 | 5000 | -1373.421 | 0
7231 | 5000 | 0 | 0 | 0 | 0 | 0 | 0 | 5000 | 0 | 0
7232 | 5000 | 0 | 0 | 0 | 0 | 0 | 0 | 5000 | 0 | 0
7233 | 5000 | 0 | 0 | 0 | 0 | 0 | 0 | 5000 | 0 | 0
7234 | 5000 | 0 | 0 | 0 | 0 | 0 | 0 | 5000 | 0 | 0
7235 | 5000 | 0 | 0 | 0 | 0 | 0 | 0 | 5000 | 0 | 0
7236 | 5000 | 0 | 0 | 0 | 0 | 0 | 0 | 5000 | 0 | 0
7237 | 5000 | 0 | 0 | 0 | 0 | 0 | 0 | 5000 | 0 | 0
7238 | 5000 | 0 | 0 | 0 | 0 | 0 | 0 | 5000 | 0 | 0
7239 | 5000 | 0 | 0 | 0 | 0 | 0 | 0 | 5000 | 0 | 0
7240 | 5000 | 0 | 0 | 0 | 0 | 0 | 0 | 5000 | 0 | 0
7241 | 5000 | 0 | 0 | 0 | 0 | 0 | 0 | 5000 | 0 | 0
7242 | 5000 | 0 | 0 | 0 | 0 | 0 | 0 | 5000 | 0 | 0
7243 | 5000 | 0 | 0 | 0 | 0 | 0 | 0 | 1301.899 | 0 | 3698.101
7244 | 5000 | 0 | 0 | 0 | 0 | 0 | 0 | 0 | 0 | 5000
7245 | 5000 | 0 | 0 | 0 | 0 | 0 | 0 | 0 | 0 | 5000
7246 | 5000 | 0 | 0 | 0 | 0 | 0 | 0 | 0 | 0 | 5000
7247 | 5000 | 0 | 0 | 0 | 0 | 0 | 0 | 0 | 0 | 5000
7248 | 5000 | 0 | 0 | 0 | 0 | 0 | 0 | 5000 | 0 | 0
7249 | 5000 | 0 | 0 | 0 | 0 | 0 | 0 | 5000 | -5000 | 0
7250 | 5000 | 0 | 0 | 0 | 0 | 0 | 0 | 5000 | -5000 | 0
7251 | 5000 | 0 | 0 | 0 | 0 | 0 | 0 | 5000 | -5000 | 0
7252 | 5000 | 0 | 0 | 0 | 0 | 0 | 0 | 5000 | -5000 | 0
7253 | 5000 | 0 | 0 | 0 | 0 | 0 | 0 | 5000 | -5000 | 0
7254 | 5000 | 0 | 0 | 0 | 0 | 0 | 0 | 5000 | -1373.421 | 0
7255 | 5000 | 0 | 0 | 0 | 0 | 0 | 0 | 5000 | 0 | 0
7256 | 5000 | 0 | 0 | 0 | 0 | 0 | 0 | 5000 | 0 | 0
7257 | 5000 | 0 | 0 | 0 | 0 | 0 | 0 | 5000 | 0 | 0
7258 | 5000 | 0 | 0 | 0 | 0 | 0 | 0 | 5000 | 0 | 0
7259 | 5000 | 0 | 0 | 0 | 0 | 0 | 0 | 5000 | 0 | 0
7260 | 5000 | 0 | 0 | 0 | 0 | 0 | 0 | 5000 | 0 | 0
7261 | 5000 | 0 | 0 | 0 | 0 | 0 | 0 | 5000 | 0 | 0
7262 | 5000 | 0 | 0 | 0 | 0 | 0 | 0 | 5000 | 0 | 0
7263 | 5000 | 0 | 0 | 0 | 0 | 0 | 0 | 5000 | 0 | 0
7264 | 5000 | 0 | 0 | 0 | 0 | 0 | 0 | 5000 | 0 | 0
7265 | 5000 | 0 | 0 | 0 | 0 | 0 | 0 | 5000 | 0 | 0
7266 | 5000 | 0 | 0 | 0 | 0 | 0 | 0 | 5000 | 0 | 0
7267 | 5000 | 0 | 0 | 0 | 0 | 0 | 0 | 1301.899 | 0 | 3698.101
7268 | 5000 | 0 | 0 | 0 | 0 | 0 | 0 | 0 | 0 | 5000
7269 | 5000 | 0 | 0 | 0 | 0 | 0 | 0 | 0 | 0 | 5000
7270 | 5000 | 0 | 0 | 0 | 0 | 0 | 0 | 0 | 0 | 5000
7271 | 5000 | 0 | 0 | 0 | 0 | 0 | 0 | 0 | 0 | 5000
7272 | 5000 | 0 | 0 | 0 | 0 | 0 | 0 | 5000 | 0 | 0
7273 | 5000 | 0 | 0 | 0 | 0 | 0 | 0 | 5000 | -5000 | 0
7274 | 5000 | 0 | 0 | 0 | 0 | 0 | 0 | 5000 | -5000 | 0
7275 | 5000 | 0 | 0 | 0 | 0 | 0 | 0 | 5000 | -5000 | 0
7276 | 5000 | 0 | 0 | 0 | 0 | 0 | 0 | 5000 | -5000 | 0
7277 | 5000 | 0 | 0 | 0 | 0 | 0 | 0 | 5000 | -5000 | 0
7278 | 5000 | 0 | 0 | 0 | 0 | 0 | 0 | 5000 | -1373.421 | 0
7279 | 5000 | 0 | 0 | 0 | 0 | 0 | 0 | 5000 | 0 | 0
7280 | 5000 | 0 | 0 | 0 | 0 | 0 | 0 | 5000 | 0 | 0
7281 | 5000 | 0 | 0 | 0 | 0 | 0 | 0 | 5000 | 0 | 0
7282 | 5000 | 0 | 0 | 0 | 0 | 0 | 0 | 5000 | 0 | 0
7283 | 5000 | 0 | 0 | 0 | 0 | 0 | 0 | 5000 | 0 | 0
7284 | 5000 | 0 | 0 | 0 | 0 | 0 | 0 | 5000 | 0 | 0
7285 | 5000 | 0 | 0 | 0 | 0 | 0 | 0 | 5000 | 0 | 0
7286 | 5000 | 0 | 0 | 0 | 0 | 0 | 0 | 5000 | 0 | 0
7287 | 5000 | 0 | 0 | 0 | 0 | 0 | 0 | 5000 | 0 | 0
7288 | 5000 | 0 | 0 | 0 | 0 | 0 | 0 | 5000 | 0 | 0
7289 | 5000 | 0 | 0 | 0 | 0 | 0 | 0 | 5000 | 0 | 0
7290 | 5000 | 0 | 0 | 0 | 0 | 0 | 0 | 5000 | 0 | 0
7291 | 5000 | 0 | 0 | 0 | 0 | 0 | 0 | 1301.899 | 0 | 3698.101
7292 | 5000 | 0 | 0 | 0 | 0 | 0 | 0 | 0 | 0 | 5000
7293 | 5000 | 0 | 0 | 0 | 0 | 0 | 0 | 0 | 0 | 5000
7294 | 5000 | 0 | 0 | 0 | 0 | 0 | 0 | 0 | 0 | 5000
7295 | 5000 | 0 | 0 | 0 | 0 | 0 | 0 | 0 | 0 | 5000
7296 | 5000 | 0 | 0 | 0 | 0 | 0 | 0 | 5000 | 0 | 0
7297 | 5000 | 0 | 0 | 0 | 0 | 0 | 0 | 5000 | -5000 | 0
7298 | 5000 | 0 | 0 | 0 | 0 | 0 | 0 | 5000 | -5000 | 0
7299 | 5000 | 0 | 0 | 0 | 0 | 0 | 0 | 5000 | -5000 | 0
7300 | 5000 | 0 | 0 | 0 | 0 | 0 | 0 | 5000 | -5000 | 0
7301 | 5000 | 0 | 0 | 0 | 0 | 0 | 0 | 5000 | -5000 | 0
7302 | 5000 | 0 | 0 | 0 | 0 | 0 | 0 | 5000 | -1373.421 | 0
7303 | 5000 | 0 | 0 | 0 | 0 | 0 | 0 | 5000 | 0 | 0
7304 | 5000 | 0 | 0 | 0 | 0 | 0 | 0 | 5000 | 0 | 0
7305 | 5000 | 0 | 0 | 0 | 0 | 0 | 0 | 5000 | 0 | 0
7306 | 5000 | 0 | 0 | 0 | 0 | 0 | 0 | 5000 | 0 | 0
7307 | 5000 | 0 | 0 | 0 | 0 | 0 | 0 | 5000 | 0 | 0
7308 | 5000 | 0 | 0 | 0 | 0 | 0 | 0 | 5000 | 0 | 0
7309 | 5000 | 0 | 0 | 0 | 0 | 0 | 0 | 5000 | 0 | 0
7310 | 5000 | 0 | 0 | 0 | 0 | 0 | 0 | 5000 | 0 | 0
7311 | 5000 | 0 | 0 | 0 | 0 | 0 | 0 | 5000 | 0 | 0
7312 | 5000 | 0 | 0 | 0 | 0 | 0 | 0 | 5000 | 0 | 0
7313 | 5000 | 0 | 0 | 0 | 0 | 0 | 0 | 5000 | 0 | 0
7314 | 5000 | 0 | 0 | 0 | 0 | 0 | 0 | 5000 | 0 | 0
7315 | 5000 | 0 | 0 | 0 | 0 | 0 | 0 | 1301.899 | 0 | 3698.101
7316 | 5000 | 0 | 0 | 0 | 0 | 0 | 0 | 0 | 0 | 5000
7317 | 5000 | 0 | 0 | 0 | 0 | 0 | 0 | 0 | 0 | 5000
7318 | 5000 | 0 | 0 | 0 | 0 | 0 | 0 | 0 | 0 | 5000
7319 | 5000 | 0 | 0 | 0 | 0 | 0 | 0 | 0 | 0 | 5000
7320 | 5000 | 0 | 0 | 0 | 0 | 0 | 0 | 5000 | 0 | 0
7321 | 5000 | 0 | 0 | 0 | 0 | 0 | 0 | 5000 | 0 | 0
7322 | 5000 | 0 | 0 | 0 | 0 | 0 | 0 | 5000 | 0 | 0
7323 | 5000 | 0 | 0 | 0 | 0 | 0 | 0 | 5000 | 0 | 0
7324 | 5000 | 0 | 0 | 0 | 0 | 0 | 0 | 5000 | 0 | 0
7325 | 5000 | 0 | 0 | 0 | 0 | 0 | 0 | 5000 | 0 | 0
7326 | 5000 | 0 | 0 | 0 | 0 | 0 | 0 | 5000 | 0 | 0
7327 | 5000 | 0 | 0 | 0 | 0 | 0 | 0 | 5000 | 0 | 0
7328 | 5000 | 0 | 0 | 0 | 0 | 0 | 0 | 5000 | 0 | 0
7329 | 5000 | 0 | 0 | 0 | 0 | 0 | 0 | 5000 | 0 | 0
7330 | 5000 | 0 | 0 | 0 | 0 | 0 | 0 | 5000 | 0 | 0
7331 | 5000 | 0 | 0 | 0 | 0 | 0 | 0 | 5000 | 0 | 0
7332 | 5000 | 0 | 0 | 0 | 0 | 0 | 0 | 5000 | 0 | 0
7333 | 5000 | 0 | 0 | 0 | 0 | 0 | 0 | 5000 | 0 | 0
7334 | 5000 | 0 | 0 | 0 | 0 | 0 | 0 | 5000 | 0 | 0
7335 | 5000 | 0 | 0 | 0 | 0 | 0 | 0 | 5000 | 0 | 0
7336 | 5000 | 0 | 0 | 0 | 0 | 0 | 0 | 5000 | 0 | 0
7337 | 5000 | 0 | 0 | 0 | 0 | 0 | 0 | 5000 | 0 | 0
7338 | 5000 | 0 | 0 | 0 | 0 | 0 | 0 | 5000 | 0 | 0
7339 | 5000 | 0 | 0 | 0 | 0 | 0 | 0 | 5000 | 0 | 0
7340 | 5000 | 0 | 0 | 0 | 0 | 0 | 0 | 5000 | 0 | 0
7341 | 5000 | 0 | 0 | 0 | 0 | 0 | 0 | 5000 | 0 | 0
7342 | 5000 | 0 | 0 | 0 | 0 | 0 | 0 | 5000 | 0 | 0
7343 | 5000 | 0 | 0 | 0 | 0 | 0 | 0 | 5000 | 0 | 0
7344 | 5000 | 0 | 0 | 0 | 0 | 0 | 0 | 5000 | 0 | 0
7345 | 5000 | 0 | 0 | 0 | 0 | 0 | 0 | 5000 | -5000 | 0
7346 | 5000 | 0 | 0 | 0 | 0 | 0 | 0 | 5000 | -5000 | 0
7347 | 5000 | 0 | 0 | 0 | 0 | 0 | 0 | 5000 | -5000 | 0
7348 | 5000 | 0 | 0 | 0 | 0 | 0 | 0 | 5000 | -5000 | 0
7349 | 5000 | 0 | 0 | 0 | 0 | 0 | 0 | 5000 | -5000 | 0
7350 | 5000 | 0 | 0 | 0 | 0 | 0 | 0 | 5000 | -1373.421 | 0
7351 | 5000 | 0 | 0 | 0 | 0 | 0 | 0 | 5000 | 0 | 0
7352 | 5000 | 0 | 0 | 0 | 0 | 0 | 0 | 5000 | 0 | 0
7353 | 5000 | 0 | 0 | 0 | 0 | 0 | 0 | 5000 | 0 | 0
7354 | 5000 | 0 | 0 | 0 | 0 | 0 | 0 | 5000 | 0 | 0
7355 | 5000 | 0 | 0 | 0 | 0 | 0 | 0 | 5000 | 0 | 0
7356 | 5000 | 0 | 0 | 0 | 0 | 0 | 0 | 5000 | 0 | 0
7357 | 5000 | 0 | 0 | 0 | 0 | 0 | 0 | 5000 | 0 | 0
7358 | 5000 | 0 | 0 | 0 | 0 | 0 | 0 | 5000 | 0 | 0
7359 | 5000 | 0 | 0 | 0 | 0 | 0 | 0 | 5000 | 0 | 0
7360 | 5000 | 0 | 0 | 0 | 0 | 0 | 0 | 5000 | 0 | 0
7361 | 5000 | 0 | 0 | 0 | 0 | 0 | 0 | 5000 | 0 | 0
7362 | 5000 | 0 | 0 | 0 | 0 | 0 | 0 | 5000 | 0 | 0
7363 | 5000 | 0 | 0 | 0 | 0 | 0 | 0 | 1301.899 | 0 | 3698.101
7364 | 5000 | 0 | 0 | 0 | 0 | 0 | 0 | 0 | 0 | 5000
7365 | 5000 | 0 | 0 | 0 | 0 | 0 | 0 | 0 | 0 | 5000
7366 | 5000 | 0 | 0 | 0 | 0 | 0 | 0 | 0 | 0 | 5000
7367 | 5000 | 0 | 0 | 0 | 0 | 0 | 0 | 0 | 0 | 5000
7368 | 5000 | 0 | 0 | 0 | 0 | 0 | 0 | 5000 | 0 | 0
7369 | 5000 | 0 | 0 | 0 | 0 | 0 | 0 | 5000 | -5000 | 0
7370 | 5000 | 0 | 0 | 0 | 0 | 0 | 0 | 5000 | -5000 | 0
7371 | 5000 | 0 | 0 | 0 | 0 | 0 | 0 | 5000 | -5000 | 0
7372 | 5000 | 0 | 0 | 0 | 0 | 0 | 0 | 5000 | -5000 | 0
7373 | 5000 | 0 | 0 | 0 | 0 | 0 | 0 | 5000 | -5000 | 0
7374 | 5000 | 0 | 0 | 0 | 0 | 0 | 0 | 5000 | -1373.421 | 0
7375 | 5000 | 0 | 0 | 0 | 0 | 0 | 0 | 5000 | 0 | 0
7376 | 5000 | 0 | 0 | 0 | 0 | 0 | 0 | 5000 | 0 | 0
7377 | 5000 | 0 | 0 | 0 | 0 | 0 | 0 | 5000 | 0 | 0
7378 | 5000 | 0 | 0 | 0 | 0 | 0 | 0 | 5000 | 0 | 0
7379 | 5000 | 0 | 0 | 0 | 0 | 0 | 0 | 5000 | 0 | 0
7380 | 5000 | 0 | 0 | 0 | 0 | 0 | 0 | 5000 | 0 | 0
7381 | 5000 | 0 | 0 | 0 | 0 | 0 | 0 | 5000 | 0 | 0
7382 | 5000 | 0 | 0 | 0 | 0 | 0 | 0 | 5000 | 0 | 0
7383 | 5000 | 0 | 0 | 0 | 0 | 0 | 0 | 5000 | 0 | 0
7384 | 5000 | 0 | 0 | 0 | 0 | 0 | 0 | 5000 | 0 | 0
7385 | 5000 | 0 | 0 | 0 | 0 | 0 | 0 | 5000 | 0 | 0
7386 | 5000 | 0 | 0 | 0 | 0 | 0 | 0 | 5000 | 0 | 0
7387 | 5000 | 0 | 0 | 0 | 0 | 0 | 0 | 1301.899 | 0 | 3698.101
7388 | 5000 | 0 | 0 | 0 | 0 | 0 | 0 | 0 | 0 | 5000
7389 | 5000 | 0 | 0 | 0 | 0 | 0 | 0 | 0 | 0 | 5000
7390 | 5000 | 0 | 0 | 0 | 0 | 0 | 0 | 0 | 0 | 5000
7391 | 5000 | 0 | 0 | 0 | 0 | 0 | 0 | 0 | 0 | 5000
7392 | 5000 | 0 | 0 | 0 | 0 | 0 | 0 | 5000 | 0 | 0
7393 | 5000 | 0 | 0 | 0 | 0 | 0 | 0 | 5000 | -5000 | 0
7394 | 5000 | 0 | 0 | 0 | 0 | 0 | 0 | 5000 | -5000 | 0
7395 | 5000 | 0 | 0 | 0 | 0 | 0 | 0 | 5000 | -5000 | 0
7396 | 5000 | 0 | 0 | 0 | 0 | 0 | 0 | 5000 | -5000 | 0
7397 | 5000 | 0 | 0 | 0 | 0 | 0 | 0 | 5000 | -5000 | 0
7398 | 5000 | 0 | 0 | 0 | 0 | 0 | 0 | 5000 | -1373.421 | 0
7399 | 5000 | 0 | 0 | 0 | 0 | 0 | 0 | 5000 | 0 | 0
7400 | 5000 | 0 | 0 | 0 | 0 | 0 | 0 | 5000 | 0 | 0
7401 | 5000 | 0 | 0 | 0 | 0 | 0 | 0 | 5000 | 0 | 0
7402 | 5000 | 0 | 0 | 0 | 0 | 0 | 0 | 5000 | 0 | 0
7403 | 5000 | 0 | 0 | 0 | 0 | 0 | 0 | 5000 | 0 | 0
7404 | 5000 | 0 | 0 | 0 | 0 | 0 | 0 | 5000 | 0 | 0
7405 | 5000 | 0 | 0 | 0 | 0 | 0 | 0 | 5000 | 0 | 0
7406 | 5000 | 0 | 0 | 0 | 0 | 0 | 0 | 5000 | 0 | 0
7407 | 5000 | 0 | 0 | 0 | 0 | 0 | 0 | 5000 | 0 | 0
7408 | 5000 | 0 | 0 | 0 | 0 | 0 | 0 | 5000 | 0 | 0
7409 | 5000 | 0 | 0 | 0 | 0 | 0 | 0 | 5000 | 0 | 0
7410 | 5000 | 0 | 0 | 0 | 0 | 0 | 0 | 5000 | 0 | 0
7411 | 5000 | 0 | 0 | 0 | 0 | 0 | 0 | 1301.899 | 0 | 3698.101
7412 | 5000 | 0 | 0 | 0 | 0 | 0 | 0 | 0 | 0 | 5000
7413 | 5000 | 0 | 0 | 0 | 0 | 0 | 0 | 0 | 0 | 5000
7414 | 5000 | 0 | 0 | 0 | 0 | 0 | 0 | 0 | 0 | 5000
7415 | 5000 | 0 | 0 | 0 | 0 | 0 | 0 | 0 | 0 | 5000
7416 | 5000 | 0 | 0 | 0 | 0 | 0 | 0 | 5000 | 0 | 0
7417 | 5000 | 0 | 0 | 0 | 0 | 0 | 0 | 5000 | -5000 | 0
7418 | 5000 | 0 | 0 | 0 | 0 | 0 | 0 | 5000 | -5000 | 0
7419 | 5000 | 0 | 0 | 0 | 0 | 0 | 0 | 5000 | -5000 | 0
7420 | 5000 | 0 | 0 | 0 | 0 | 0 | 0 | 5000 | -5000 | 0
7421 | 5000 | 0 | 0 | 0 | 0 | 0 | 0 | 5000 | -5000 | 0
7422 | 5000 | 0 | 0 | 0 | 0 | 0 | 0 | 5000 | -1373.421 | 0
7423 | 5000 | 0 | 0 | 0 | 0 | 0 | 0 | 5000 | 0 | 0
7424 | 5000 | 0 | 0 | 0 | 0 | 0 | 0 | 5000 | 0 | 0
7425 | 5000 | 0 | 0 | 0 | 0 | 0 | 0 | 5000 | 0 | 0
7426 | 5000 | 0 | 0 | 0 | 0 | 0 | 0 | 5000 | 0 | 0
7427 | 5000 | 0 | 0 | 0 | 0 | 0 | 0 | 5000 | 0 | 0
7428 | 5000 | 0 | 0 | 0 | 0 | 0 | 0 | 5000 | 0 | 0
7429 | 5000 | 0 | 0 | 0 | 0 | 0 | 0 | 5000 | 0 | 0
7430 | 5000 | 0 | 0 | 0 | 0 | 0 | 0 | 5000 | 0 | 0
7431 | 5000 | 0 | 0 | 0 | 0 | 0 | 0 | 5000 | 0 | 0
7432 | 5000 | 0 | 0 | 0 | 0 | 0 | 0 | 5000 | 0 | 0
7433 | 5000 | 0 | 0 | 0 | 0 | 0 | 0 | 5000 | 0 | 0
7434 | 5000 | 0 | 0 | 0 | 0 | 0 | 0 | 5000 | 0 | 0
7435 | 5000 | 0 | 0 | 0 | 0 | 0 | 0 | 1301.899 | 0 | 3698.101
7436 | 5000 | 0 | 0 | 0 | 0 | 0 | 0 | 0 | 0 | 5000
7437 | 5000 | 0 | 0 | 0 | 0 | 0 | 0 | 0 | 0 | 5000
7438 | 5000 | 0 | 0 | 0 | 0 | 0 | 0 | 0 | 0 | 5000
7439 | 5000 | 0 | 0 | 0 | 0 | 0 | 0 | 0 | 0 | 5000
7440 | 5000 | 0 | 0 | 0 | 0 | 0 | 0 | 5000 | 0 | 0
7441 | 5000 | 0 | 0 | 0 | 0 | 0 | 0 | 5000 | -5000 | 0
7442 | 5000 | 0 | 0 | 0 | 0 | 0 | 0 | 5000 | -5000 | 0
7443 | 5000 | 0 | 0 | 0 | 0 | 0 | 0 | 5000 | -5000 | 0
7444 | 5000 | 0 | 0 | 0 | 0 | 0 | 0 | 5000 | -5000 | 0
7445 | 5000 | 0 | 0 | 0 | 0 | 0 | 0 | 5000 | -5000 | 0
7446 | 5000 | 0 | 0 | 0 | 0 | 0 | 0 | 5000 | -1373.421 | 0
7447 | 5000 | 0 | 0 | 0 | 0 | 0 | 0 | 5000 | 0 | 0
7448 | 5000 | 0 | 0 | 0 | 0 | 0 | 0 | 5000 | 0 | 0
7449 | 5000 | 0 | 0 | 0 | 0 | 0 | 0 | 5000 | 0 | 0
7450 | 5000 | 0 | 0 | 0 | 0 | 0 | 0 | 5000 | 0 | 0
7451 | 5000 | 0 | 0 | 0 | 0 | 0 | 0 | 5000 | 0 | 0
7452 | 5000 | 0 | 0 | 0 | 0 | 0 | 0 | 5000 | 0 | 0
7453 | 5000 | 0 | 0 | 0 | 0 | 0 | 0 | 5000 | 0 | 0
7454 | 5000 | 0 | 0 | 0 | 0 | 0 | 0 | 5000 | 0 | 0
7455 | 5000 | 0 | 0 | 0 | 0 | 0 | 0 | 5000 | 0 | 0
7456 | 5000 | 0 | 0 | 0 | 0 | 0 | 0 | 5000 | 0 | 0
7457 | 5000 | 0 | 0 | 0 | 0 | 0 | 0 | 5000 | 0 | 0
7458 | 5000 | 0 | 0 | 0 | 0 | 0 | 0 | 5000 | 0 | 0
7459 | 5000 | 0 | 0 | 0 | 0 | 0 | 0 | 1301.899 | 0 | 3698.101
7460 | 5000 | 0 | 0 | 0 | 0 | 0 | 0 | 0 | 0 | 5000
7461 | 5000 | 0 | 0 | 0 | 0 | 0 | 0 | 0 | 0 | 5000
7462 | 5000 | 0 | 0 | 0 | 0 | 0 | 0 | 0 | 0 | 5000
7463 | 5000 | 0 | 0 | 0 | 0 | 0 | 0 | 0 | 0 | 5000
7464 | 5000 | 0 | 0 | 0 | 0 | 0 | 0 | 5000 | 0 | 0
7465 | 5000 | 0 | 0 | 0 | 0 | 0 | 0 | 5000 | -5000 | 0
7466 | 5000 | 0 | 0 | 0 | 0 | 0 | 0 | 5000 | -5000 | 0
7467 | 5000 | 0 | 0 | 0 | 0 | 0 | 0 | 5000 | -5000 | 0
7468 | 5000 | 0 | 0 | 0 | 0 | 0 | 0 | 5000 | -5000 | 0
7469 | 5000 | 0 | 0 | 0 | 0 | 0 | 0 | 5000 | -5000 | 0
7470 | 5000 | 0 | 0 | 0 | 0 | 0 | 0 | 5000 | -1373.421 | 0
7471 | 5000 | 0 | 0 | 0 | 0 | 0 | 0 | 5000 | 0 | 0
7472 | 5000 | 0 | 0 | 0 | 0 | 0 | 0 | 5000 | 0 | 0
7473 | 5000 | 0 | 0 | 0 | 0 | 0 | 0 | 5000 | 0 | 0
7474 | 5000 | 0 | 0 | 0 | 0 | 0 | 0 | 5000 | 0 | 0
7475 | 5000 | 0 | 0 | 0 | 0 | 0 | 0 | 5000 | 0 | 0
7476 | 5000 | 0 | 0 | 0 | 0 | 0 | 0 | 5000 | 0 | 0
7477 | 5000 | 0 | 0 | 0 | 0 | 0 | 0 | 5000 | 0 | 0
7478 | 5000 | 0 | 0 | 0 | 0 | 0 | 0 | 5000 | 0 | 0
7479 | 5000 | 0 | 0 | 0 | 0 | 0 | 0 | 5000 | 0 | 0
7480 | 5000 | 0 | 0 | 0 | 0 | 0 | 0 | 5000 | 0 | 0
7481 | 5000 | 0 | 0 | 0 | 0 | 0 | 0 | 5000 | 0 | 0
7482 | 5000 | 0 | 0 | 0 | 0 | 0 | 0 | 5000 | 0 | 0
7483 | 5000 | 0 | 0 | 0 | 0 | 0 | 0 | 1301.899 | 0 | 3698.101
7484 | 5000 | 0 | 0 | 0 | 0 | 0 | 0 | 0 | 0 | 5000
7485 | 5000 | 0 | 0 | 0 | 0 | 0 | 0 | 0 | 0 | 5000
7486 | 5000 | 0 | 0 | 0 | 0 | 0 | 0 | 0 | 0 | 5000
7487 | 5000 | 0 | 0 | 0 | 0 | 0 | 0 | 0 | 0 | 5000
7488 | 5000 | 0 | 0 | 0 | 0 | 0 | 0 | 5000 | 0 | 0
7489 | 5000 | 0 | 0 | 0 | 0 | 0 | 0 | 5000 | 0 | 0
7490 | 5000 | 0 | 0 | 0 | 0 | 0 | 0 | 5000 | 0 | 0
7491 | 5000 | 0 | 0 | 0 | 0 | 0 | 0 | 5000 | 0 | 0
7492 | 5000 | 0 | 0 | 0 | 0 | 0 | 0 | 5000 | 0 | 0
7493 | 5000 | 0 | 0 | 0 | 0 | 0 | 0 | 5000 | 0 | 0
7494 | 5000 | 0 | 0 | 0 | 0 | 0 | 0 | 5000 | 0 | 0
7495 | 5000 | 0 | 0 | 0 | 0 | 0 | 0 | 5000 | 0 | 0
7496 | 5000 | 0 | 0 | 0 | 0 | 0 | 0 | 5000 | 0 | 0
7497 | 5000 | 0 | 0 | 0 | 0 | 0 | 0 | 5000 | 0 | 0
7498 | 5000 | 0 | 0 | 0 | 0 | 0 | 0 | 5000 | 0 | 0
7499 | 5000 | 0 | 0 | 0 | 0 | 0 | 0 | 5000 | 0 | 0
7500 | 5000 | 0 | 0 | 0 | 0 | 0 | 0 | 5000 | 0 | 0
7501 | 5000 | 0 | 0 | 0 | 0 | 0 | 0 | 5000 | 0 | 0
7502 | 5000 | 0 | 0 | 0 | 0 | 0 | 0 | 5000 | 0 | 0
7503 | 5000 | 0 | 0 | 0 | 0 | 0 | 0 | 5000 | 0 | 0
7504 | 5000 | 0 | 0 | 0 | 0 | 0 | 0 | 5000 | 0 | 0
7505 | 5000 | 0 | 0 | 0 | 0 | 0 | 0 | 5000 | 0 | 0
7506 | 5000 | 0 | 0 | 0 | 0 | 0 | 0 | 5000 | 0 | 0
7507 | 5000 | 0 | 0 | 0 | 0 | 0 | 0 | 5000 | 0 | 0
7508 | 5000 | 0 | 0 | 0 | 0 | 0 | 0 | 5000 | 0 | 0
7509 | 5000 | 0 | 0 | 0 | 0 | 0 | 0 | 5000 | 0 | 0
7510 | 5000 | 0 | 0 | 0 | 0 | 0 | 0 | 5000 | 0 | 0
7511 | 5000 | 0 | 0 | 0 | 0 | 0 | 0 | 5000 | 0 | 0
7512 | 5000 | 0 | 0 | 0 | 0 | 0 | 0 | 5000 | 0 | 0
7513 | 5000 | 0 | 0 | 0 | 0 | 0 | 0 | 5000 | -5000 | 0
7514 | 5000 | 0 | 0 | 0 | 0 | 0 | 0 | 5000 | -5000 | 0
7515 | 5000 | 0 | 0 | 0 | 0 | 0 | 0 | 5000 | -5000 | 0
7516 | 5000 | 0 | 0 | 0 | 0 | 0 | 0 | 5000 | -5000 | 0
7517 | 5000 | 0 | 0 | 0 | 0 | 0 | 0 | 5000 | -5000 | 0
7518 | 5000 | 0 | 0 | 0 | 0 | 0 | 0 | 5000 | -1373.421 | 0
7519 | 5000 | 0 | 0 | 0 | 0 | 0 | 0 | 5000 | 0 | 0
7520 | 5000 | 0 | 0 | 0 | 0 | 0 | 0 | 5000 | 0 | 0
7521 | 5000 | 0 | 0 | 0 | 0 | 0 | 0 | 5000 | 0 | 0
7522 | 5000 | 0 | 0 | 0 | 0 | 0 | 0 | 5000 | 0 | 0
7523 | 5000 | 0 | 0 | 0 | 0 | 0 | 0 | 5000 | 0 | 0
7524 | 5000 | 0 | 0 | 0 | 0 | 0 | 0 | 5000 | 0 | 0
7525 | 5000 | 0 | 0 | 0 | 0 | 0 | 0 | 5000 | 0 | 0
7526 | 5000 | 0 | 0 | 0 | 0 | 0 | 0 | 5000 | 0 | 0
7527 | 5000 | 0 | 0 | 0 | 0 | 0 | 0 | 5000 | 0 | 0
7528 | 5000 | 0 | 0 | 0 | 0 | 0 | 0 | 5000 | 0 | 0
7529 | 5000 | 0 | 0 | 0 | 0 | 0 | 0 | 5000 | 0 | 0
7530 | 5000 | 0 | 0 | 0 | 0 | 0 | 0 | 5000 | 0 | 0
7531 | 5000 | 0 | 0 | 0 | 0 | 0 | 0 | 1301.899 | 0 | 3698.101
7532 | 5000 | 0 | 0 | 0 | 0 | 0 | 0 | 0 | 0 | 5000
7533 | 5000 | 0 | 0 | 0 | 0 | 0 | 0 | 0 | 0 | 5000
7534 | 5000 | 0 | 0 | 0 | 0 | 0 | 0 | 0 | 0 | 5000
7535 | 5000 | 0 | 0 | 0 | 0 | 0 | 0 | 0 | 0 | 5000
7536 | 5000 | 0 | 0 | 0 | 0 | 0 | 0 | 5000 | 0 | 0
7537 | 5000 | 0 | 0 | 0 | 0 | 0 | 0 | 5000 | -5000 | 0
7538 | 5000 | 0 | 0 | 0 | 0 | 0 | 0 | 5000 | -5000 | 0
7539 | 5000 | 0 | 0 | 0 | 0 | 0 | 0 | 5000 | -5000 | 0
7540 | 5000 | 0 | 0 | 0 | 0 | 0 | 0 | 5000 | -5000 | 0
7541 | 5000 | 0 | 0 | 0 | 0 | 0 | 0 | 5000 | -5000 | 0
7542 | 5000 | 0 | 0 | 0 | 0 | 0 | 0 | 5000 | -1373.421 | 0
7543 | 5000 | 0 | 0 | 0 | 0 | 0 | 0 | 5000 | 0 | 0
7544 | 5000 | 0 | 0 | 0 | 0 | 0 | 0 | 5000 | 0 | 0
7545 | 5000 | 0 | 0 | 0 | 0 | 0 | 0 | 5000 | 0 | 0
7546 | 5000 | 0 | 0 | 0 | 0 | 0 | 0 | 5000 | 0 | 0
7547 | 5000 | 0 | 0 | 0 | 0 | 0 | 0 | 5000 | 0 | 0
7548 | 5000 | 0 | 0 | 0 | 0 | 0 | 0 | 5000 | 0 | 0
7549 | 5000 | 0 | 0 | 0 | 0 | 0 | 0 | 5000 | 0 | 0
7550 | 5000 | 0 | 0 | 0 | 0 | 0 | 0 | 5000 | 0 | 0
7551 | 5000 | 0 | 0 | 0 | 0 | 0 | 0 | 5000 | 0 | 0
7552 | 5000 | 0 | 0 | 0 | 0 | 0 | 0 | 5000 | 0 | 0
7553 | 5000 | 0 | 0 | 0 | 0 | 0 | 0 | 5000 | 0 | 0
7554 | 5000 | 0 | 0 | 0 | 0 | 0 | 0 | 5000 | 0 | 0
7555 | 5000 | 0 | 0 | 0 | 0 | 0 | 0 | 1301.899 | 0 | 3698.101
7556 | 5000 | 0 | 0 | 0 | 0 | 0 | 0 | 0 | 0 | 5000
7557 | 5000 | 0 | 0 | 0 | 0 | 0 | 0 | 0 | 0 | 5000
7558 | 5000 | 0 | 0 | 0 | 0 | 0 | 0 | 0 | 0 | 5000
7559 | 5000 | 0 | 0 | 0 | 0 | 0 | 0 | 0 | 0 | 5000
7560 | 5000 | 0 | 0 | 0 | 0 | 0 | 0 | 5000 | 0 | 0
7561 | 5000 | 0 | 0 | 0 | 0 | 0 | 0 | 5000 | -5000 | 0
7562 | 5000 | 0 | 0 | 0 | 0 | 0 | 0 | 5000 | -5000 | 0
7563 | 5000 | 0 | 0 | 0 | 0 | 0 | 0 | 5000 | -5000 | 0
7564 | 5000 | 0 | 0 | 0 | 0 | 0 | 0 | 5000 | -5000 | 0
7565 | 5000 | 0 | 0 | 0 | 0 | 0 | 0 | 5000 | -5000 | 0
7566 | 5000 | 0 | 0 | 0 | 0 | 0 | 0 | 5000 | -1373.421 | 0
7567 | 5000 | 0 | 0 | 0 | 0 | 0 | 0 | 5000 | 0 | 0
7568 | 5000 | 0 | 0 | 0 | 0 | 0 | 0 | 5000 | 0 | 0
7569 | 5000 | 0 | 0 | 0 | 0 | 0 | 0 | 5000 | 0 | 0
7570 | 5000 | 0 | 0 | 0 | 0 | 0 | 0 | 5000 | 0 | 0
7571 | 5000 | 0 | 0 | 0 | 0 | 0 | 0 | 5000 | 0 | 0
7572 | 5000 | 0 | 0 | 0 | 0 | 0 | 0 | 5000 | 0 | 0
7573 | 5000 | 0 | 0 | 0 | 0 | 0 | 0 | 5000 | 0 | 0
7574 | 5000 | 0 | 0 | 0 | 0 | 0 | 0 | 5000 | 0 | 0
7575 | 5000 | 0 | 0 | 0 | 0 | 0 | 0 | 5000 | 0 | 0
7576 | 5000 | 0 | 0 | 0 | 0 | 0 | 0 | 5000 | 0 | 0
7577 | 5000 | 0 | 0 | 0 | 0 | 0 | 0 | 5000 | 0 | 0
7578 | 5000 | 0 | 0 | 0 | 0 | 0 | 0 | 5000 | 0 | 0
7579 | 5000 | 0 | 0 | 0 | 0 | 0 | 0 | 1301.899 | 0 | 3698.101
7580 | 5000 | 0 | 0 | 0 | 0 | 0 | 0 | 0 | 0 | 5000
7581 | 5000 | 0 | 0 | 0 | 0 | 0 | 0 | 0 | 0 | 5000
7582 | 5000 | 0 | 0 | 0 | 0 | 0 | 0 | 0 | 0 | 5000
7583 | 5000 | 0 | 0 | 0 | 0 | 0 | 0 | 0 | 0 | 5000
7584 | 5000 | 0 | 0 | 0 | 0 | 0 | 0 | 5000 | 0 | 0
7585 | 5000 | 0 | 0 | 0 | 0 | 0 | 0 | 5000 | -5000 | 0
7586 | 5000 | 0 | 0 | 0 | 0 | 0 | 0 | 5000 | -5000 | 0
7587 | 5000 | 0 | 0 | 0 | 0 | 0 | 0 | 5000 | -5000 | 0
7588 | 5000 | 0 | 0 | 0 | 0 | 0 | 0 | 5000 | -5000 | 0
7589 | 5000 | 0 | 0 | 0 | 0 | 0 | 0 | 5000 | -5000 | 0
7590 | 5000 | 0 | 0 | 0 | 0 | 0 | 0 | 5000 | -1373.421 | 0
7591 | 5000 | 0 | 0 | 0 | 0 | 0 | 0 | 5000 | 0 | 0
7592 | 5000 | 0 | 0 | 0 | 0 | 0 | 0 | 5000 | 0 | 0
7593 | 5000 | 0 | 0 | 0 | 0 | 0 | 0 | 5000 | 0 | 0
7594 | 5000 | 0 | 0 | 0 | 0 | 0 | 0 | 5000 | 0 | 0
7595 | 5000 | 0 | 0 | 0 | 0 | 0 | 0 | 5000 | 0 | 0
7596 | 5000 | 0 | 0 | 0 | 0 | 0 | 0 | 5000 | 0 | 0
7597 | 5000 | 0 | 0 | 0 | 0 | 0 | 0 | 5000 | 0 | 0
7598 | 5000 | 0 | 0 | 0 | 0 | 0 | 0 | 5000 | 0 | 0
7599 | 5000 | 0 | 0 | 0 | 0 | 0 | 0 | 5000 | 0 | 0
7600 | 5000 | 0 | 0 | 0 | 0 | 0 | 0 | 5000 | 0 | 0
7601 | 5000 | 0 | 0 | 0 | 0 | 0 | 0 | 5000 | 0 | 0
7602 | 5000 | 0 | 0 | 0 | 0 | 0 | 0 | 5000 | 0 | 0
7603 | 5000 | 0 | 0 | 0 | 0 | 0 | 0 | 1301.899 | 0 | 3698.101
7604 | 5000 | 0 | 0 | 0 | 0 | 0 | 0 | 0 | 0 | 5000
7605 | 5000 | 0 | 0 | 0 | 0 | 0 | 0 | 0 | 0 | 5000
7606 | 5000 | 0 | 0 | 0 | 0 | 0 | 0 | 0 | 0 | 5000
7607 | 5000 | 0 | 0 | 0 | 0 | 0 | 0 | 0 | 0 | 5000
7608 | 5000 | 0 | 0 | 0 | 0 | 0 | 0 | 5000 | 0 | 0
7609 | 5000 | 0 | 0 | 0 | 0 | 0 | 0 | 5000 | -5000 | 0
7610 | 5000 | 0 | 0 | 0 | 0 | 0 | 0 | 5000 | -5000 | 0
7611 | 5000 | 0 | 0 | 0 | 0 | 0 | 0 | 5000 | -5000 | 0
7612 | 5000 | 0 | 0 | 0 | 0 | 0 | 0 | 5000 | -5000 | 0
7613 | 5000 | 0 | 0 | 0 | 0 | 0 | 0 | 5000 | -5000 | 0
7614 | 5000 | 0 | 0 | 0 | 0 | 0 | 0 | 5000 | -1373.421 | 0
7615 | 5000 | 0 | 0 | 0 | 0 | 0 | 0 | 5000 | 0 | 0
7616 | 5000 | 0 | 0 | 0 | 0 | 0 | 0 | 5000 | 0 | 0
7617 | 5000 | 0 | 0 | 0 | 0 | 0 | 0 | 5000 | 0 | 0
7618 | 5000 | 0 | 0 | 0 | 0 | 0 | 0 | 5000 | 0 | 0
7619 | 5000 | 0 | 0 | 0 | 0 | 0 | 0 | 5000 | 0 | 0
7620 | 5000 | 0 | 0 | 0 | 0 | 0 | 0 | 5000 | 0 | 0
7621 | 5000 | 0 | 0 | 0 | 0 | 0 | 0 | 5000 | 0 | 0
7622 | 5000 | 0 | 0 | 0 | 0 | 0 | 0 | 5000 | 0 | 0
7623 | 5000 | 0 | 0 | 0 | 0 | 0 | 0 | 5000 | 0 | 0
7624 | 5000 | 0 | 0 | 0 | 0 | 0 | 0 | 5000 | 0 | 0
7625 | 5000 | 0 | 0 | 0 | 0 | 0 | 0 | 5000 | 0 | 0
7626 | 5000 | 0 | 0 | 0 | 0 | 0 | 0 | 5000 | 0 | 0
7627 | 5000 | 0 | 0 | 0 | 0 | 0 | 0 | 1301.899 | 0 | 3698.101
7628 | 5000 | 0 | 0 | 0 | 0 | 0 | 0 | 0 | 0 | 5000
7629 | 5000 | 0 | 0 | 0 | 0 | 0 | 0 | 0 | 0 | 5000
7630 | 5000 | 0 | 0 | 0 | 0 | 0 | 0 | 0 | 0 | 5000
7631 | 5000 | 0 | 0 | 0 | 0 | 0 | 0 | 0 | 0 | 5000
7632 | 5000 | 0 | 0 | 0 | 0 | 0 | 0 | 5000 | 0 | 0
7633 | 5000 | 0 | 0 | 0 | 0 | 0 | 0 | 5000 | -5000 | 0
7634 | 5000 | 0 | 0 | 0 | 0 | 0 | 0 | 5000 | -5000 | 0
7635 | 5000 | 0 | 0 | 0 | 0 | 0 | 0 | 5000 | -5000 | 0
7636 | 5000 | 0 | 0 | 0 | 0 | 0 | 0 | 5000 | -5000 | 0
7637 | 5000 | 0 | 0 | 0 | 0 | 0 | 0 | 5000 | -5000 | 0
7638 | 5000 | 0 | 0 | 0 | 0 | 0 | 0 | 5000 | -1373.421 | 0
7639 | 5000 | 0 | 0 | 0 | 0 | 0 | 0 | 5000 | 0 | 0
7640 | 5000 | 0 | 0 | 0 | 0 | 0 | 0 | 5000 | 0 | 0
7641 | 5000 | 0 | 0 | 0 | 0 | 0 | 0 | 5000 | 0 | 0
7642 | 5000 | 0 | 0 | 0 | 0 | 0 | 0 | 5000 | 0 | 0
7643 | 5000 | 0 | 0 | 0 | 0 | 0 | 0 | 5000 | 0 | 0
7644 | 5000 | 0 | 0 | 0 | 0 | 0 | 0 | 5000 | 0 | 0
7645 | 5000 | 0 | 0 | 0 | 0 | 0 | 0 | 5000 | 0 | 0
7646 | 5000 | 0 | 0 | 0 | 0 | 0 | 0 | 5000 | 0 | 0
7647 | 5000 | 0 | 0 | 0 | 0 | 0 | 0 | 5000 | 0 | 0
7648 | 5000 | 0 | 0 | 0 | 0 | 0 | 0 | 5000 | 0 | 0
7649 | 5000 | 0 | 0 | 0 | 0 | 0 | 0 | 5000 | 0 | 0
7650 | 5000 | 0 | 0 | 0 | 0 | 0 | 0 | 5000 | 0 | 0
7651 | 5000 | 0 | 0 | 0 | 0 | 0 | 0 | 1301.899 | 0 | 3698.101
7652 | 5000 | 0 | 0 | 0 | 0 | 0 | 0 | 0 | 0 | 5000
7653 | 5000 | 0 | 0 | 0 | 0 | 0 | 0 | 0 | 0 | 5000
7654 | 5000 | 0 | 0 | 0 | 0 | 0 | 0 | 0 | 0 | 5000
7655 | 5000 | 0 | 0 | 0 | 0 | 0 | 0 | 0 | 0 | 5000
7656 | 5000 | 0 | 0 | 0 | 0 | 0 | 0 | 5000 | 0 | 0
7657 | 5000 | 0 | 0 | 0 | 0 | 0 | 0 | 5000 | 0 | 0
7658 | 5000 | 0 | 0 | 0 | 0 | 0 | 0 | 5000 | 0 | 0
7659 | 5000 | 0 | 0 | 0 | 0 | 0 | 0 | 5000 | 0 | 0
7660 | 5000 | 0 | 0 | 0 | 0 | 0 | 0 | 5000 | 0 | 0
7661 | 5000 | 0 | 0 | 0 | 0 | 0 | 0 | 5000 | 0 | 0
7662 | 5000 | 0 | 0 | 0 | 0 | 0 | 0 | 5000 | 0 | 0
7663 | 5000 | 0 | 0 | 0 | 0 | 0 | 0 | 5000 | 0 | 0
7664 | 5000 | 0 | 0 | 0 | 0 | 0 | 0 | 5000 | 0 | 0
7665 | 5000 | 0 | 0 | 0 | 0 | 0 | 0 | 5000 | 0 | 0
7666 | 5000 | 0 | 0 | 0 | 0 | 0 | 0 | 5000 | 0 | 0
7667 | 5000 | 0 | 0 | 0 | 0 | 0 | 0 | 5000 | 0 | 0
7668 | 5000 | 0 | 0 | 0 | 0 | 0 | 0 | 5000 | 0 | 0
7669 | 5000 | 0 | 0 | 0 | 0 | 0 | 0 | 5000 | 0 | 0
7670 | 5000 | 0 | 0 | 0 | 0 | 0 | 0 | 5000 | 0 | 0
7671 | 5000 | 0 | 0 | 0 | 0 | 0 | 0 | 5000 | 0 | 0
7672 | 5000 | 0 | 0 | 0 | 0 | 0 | 0 | 5000 | 0 | 0
7673 | 5000 | 0 | 0 | 0 | 0 | 0 | 0 | 5000 | 0 | 0
7674 | 5000 | 0 | 0 | 0 | 0 | 0 | 0 | 5000 | 0 | 0
7675 | 5000 | 0 | 0 | 0 | 0 | 0 | 0 | 5000 | 0 | 0
7676 | 5000 | 0 | 0 | 0 | 0 | 0 | 0 | 5000 | 0 | 0
7677 | 5000 | 0 | 0 | 0 | 0 | 0 | 0 | 5000 | 0 | 0
7678 | 5000 | 0 | 0 | 0 | 0 | 0 | 0 | 5000 | 0 | 0
7679 | 5000 | 0 | 0 | 0 | 0 | 0 | 0 | 5000 | 0 | 0
7680 | 5000 | 0 | 0 | 0 | 0 | 0 | 0 | 5000 | 0 | 0
7681 | 5000 | 0 | 0 | 0 | 0 | 0 | 0 | 5000 | -5000 | 0
7682 | 5000 | 0 | 0 | 0 | 0 | 0 | 0 | 5000 | -5000 | 0
7683 | 5000 | 0 | 0 | 0 | 0 | 0 | 0 | 5000 | -5000 | 0
7684 | 5000 | 0 | 0 | 0 | 0 | 0 | 0 | 5000 | -5000 | 0
7685 | 5000 | 0 | 0 | 0 | 0 | 0 | 0 | 5000 | -5000 | 0
7686 | 5000 | 0 | 0 | 0 | 0 | 0 | 0 | 5000 | -1373.421 | 0
7687 | 5000 | 0 | 0 | 0 | 0 | 0 | 0 | 5000 | 0 | 0
7688 | 5000 | 0 | 0 | 0 | 0 | 0 | 0 | 5000 | 0 | 0
7689 | 5000 | 0 | 0 | 0 | 0 | 0 | 0 | 5000 | 0 | 0
7690 | 5000 | 0 | 0 | 0 | 0 | 0 | 0 | 5000 | 0 | 0
7691 | 5000 | 0 | 0 | 0 | 0 | 0 | 0 | 5000 | 0 | 0
7692 | 5000 | 0 | 0 | 0 | 0 | 0 | 0 | 5000 | 0 | 0
7693 | 5000 | 0 | 0 | 0 | 0 | 0 | 0 | 5000 | 0 | 0
7694 | 5000 | 0 | 0 | 0 | 0 | 0 | 0 | 5000 | 0 | 0
7695 | 5000 | 0 | 0 | 0 | 0 | 0 | 0 | 5000 | 0 | 0
7696 | 5000 | 0 | 0 | 0 | 0 | 0 | 0 | 5000 | 0 | 0
7697 | 5000 | 0 | 0 | 0 | 0 | 0 | 0 | 5000 | 0 | 0
7698 | 5000 | 0 | 0 | 0 | 0 | 0 | 0 | 5000 | 0 | 0
7699 | 5000 | 0 | 0 | 0 | 0 | 0 | 0 | 1301.899 | 0 | 3698.101
7700 | 5000 | 0 | 0 | 0 | 0 | 0 | 0 | 0 | 0 | 5000
7701 | 5000 | 0 | 0 | 0 | 0 | 0 | 0 | 0 | 0 | 5000
7702 | 5000 | 0 | 0 | 0 | 0 | 0 | 0 | 0 | 0 | 5000
7703 | 5000 | 0 | 0 | 0 | 0 | 0 | 0 | 0 | 0 | 5000
7704 | 5000 | 0 | 0 | 0 | 0 | 0 | 0 | 5000 | 0 | 0
7705 | 5000 | 0 | 0 | 0 | 0 | 0 | 0 | 5000 | -5000 | 0
7706 | 5000 | 0 | 0 | 0 | 0 | 0 | 0 | 5000 | -5000 | 0
7707 | 5000 | 0 | 0 | 0 | 0 | 0 | 0 | 5000 | -5000 | 0
7708 | 5000 | 0 | 0 | 0 | 0 | 0 | 0 | 5000 | -5000 | 0
7709 | 5000 | 0 | 0 | 0 | 0 | 0 | 0 | 5000 | -5000 | 0
7710 | 5000 | 0 | 0 | 0 | 0 | 0 | 0 | 5000 | -1373.421 | 0
7711 | 5000 | 0 | 0 | 0 | 0 | 0 | 0 | 5000 | 0 | 0
7712 | 5000 | 0 | 0 | 0 | 0 | 0 | 0 | 5000 | 0 | 0
7713 | 5000 | 0 | 0 | 0 | 0 | 0 | 0 | 5000 | 0 | 0
7714 | 5000 | 0 | 0 | 0 | 0 | 0 | 0 | 5000 | 0 | 0
7715 | 5000 | 0 | 0 | 0 | 0 | 0 | 0 | 5000 | 0 | 0
7716 | 5000 | 0 | 0 | 0 | 0 | 0 | 0 | 5000 | 0 | 0
7717 | 5000 | 0 | 0 | 0 | 0 | 0 | 0 | 5000 | 0 | 0
7718 | 5000 | 0 | 0 | 0 | 0 | 0 | 0 | 5000 | 0 | 0
7719 | 5000 | 0 | 0 | 0 | 0 | 0 | 0 | 5000 | 0 | 0
7720 | 5000 | 0 | 0 | 0 | 0 | 0 | 0 | 5000 | 0 | 0
7721 | 5000 | 0 | 0 | 0 | 0 | 0 | 0 | 5000 | 0 | 0
7722 | 5000 | 0 | 0 | 0 | 0 | 0 | 0 | 5000 | 0 | 0
7723 | 5000 | 0 | 0 | 0 | 0 | 0 | 0 | 1301.899 | 0 | 3698.101
7724 | 5000 | 0 | 0 | 0 | 0 | 0 | 0 | 0 | 0 | 5000
7725 | 5000 | 0 | 0 | 0 | 0 | 0 | 0 | 0 | 0 | 5000
7726 | 5000 | 0 | 0 | 0 | 0 | 0 | 0 | 0 | 0 | 5000
7727 | 5000 | 0 | 0 | 0 | 0 | 0 | 0 | 0 | 0 | 5000
7728 | 5000 | 0 | 0 | 0 | 0 | 0 | 0 | 5000 | 0 | 0
7729 | 5000 | 0 | 0 | 0 | 0 | 0 | 0 | 5000 | -5000 | 0
7730 | 5000 | 0 | 0 | 0 | 0 | 0 | 0 | 5000 | -5000 | 0
7731 | 5000 | 0 | 0 | 0 | 0 | 0 | 0 | 5000 | -5000 | 0
7732 | 5000 | 0 | 0 | 0 | 0 | 0 | 0 | 5000 | -5000 | 0
7733 | 5000 | 0 | 0 | 0 | 0 | 0 | 0 | 5000 | -5000 | 0
7734 | 5000 | 0 | 0 | 0 | 0 | 0 | 0 | 5000 | -1373.421 | 0
7735 | 5000 | 0 | 0 | 0 | 0 | 0 | 0 | 5000 | 0 | 0
7736 | 5000 | 0 | 0 | 0 | 0 | 0 | 0 | 5000 | 0 | 0
7737 | 5000 | 0 | 0 | 0 | 0 | 0 | 0 | 5000 | 0 | 0
7738 | 5000 | 0 | 0 | 0 | 0 | 0 | 0 | 5000 | 0 | 0
7739 | 5000 | 0 | 0 | 0 | 0 | 0 | 0 | 5000 | 0 | 0
7740 | 5000 | 0 | 0 | 0 | 0 | 0 | 0 | 5000 | 0 | 0
7741 | 5000 | 0 | 0 | 0 | 0 | 0 | 0 | 5000 | 0 | 0
7742 | 5000 | 0 | 0 | 0 | 0 | 0 | 0 | 5000 | 0 | 0
7743 | 5000 | 0 | 0 | 0 | 0 | 0 | 0 | 5000 | 0 | 0
7744 | 5000 | 0 | 0 | 0 | 0 | 0 | 0 | 5000 | 0 | 0
7745 | 5000 | 0 | 0 | 0 | 0 | 0 | 0 | 5000 | 0 | 0
7746 | 5000 | 0 | 0 | 0 | 0 | 0 | 0 | 5000 | 0 | 0
7747 | 5000 | 0 | 0 | 0 | 0 | 0 | 0 | 1301.899 | 0 | 3698.101
7748 | 5000 | 0 | 0 | 0 | 0 | 0 | 0 | 0 | 0 | 5000
7749 | 5000 | 0 | 0 | 0 | 0 | 0 | 0 | 0 | 0 | 5000
7750 | 5000 | 0 | 0 | 0 | 0 | 0 | 0 | 0 | 0 | 5000
7751 | 5000 | 0 | 0 | 0 | 0 | 0 | 0 | 0 | 0 | 5000
7752 | 5000 | 0 | 0 | 0 | 0 | 0 | 0 | 5000 | 0 | 0
7753 | 5000 | 0 | 0 | 0 | 0 | 0 | 0 | 5000 | -5000 | 0
7754 | 5000 | 0 | 0 | 0 | 0 | 0 | 0 | 5000 | -5000 | 0
7755 | 5000 | 0 | 0 | 0 | 0 | 0 | 0 | 5000 | -5000 | 0
7756 | 5000 | 0 | 0 | 0 | 0 | 0 | 0 | 5000 | -5000 | 0
7757 | 5000 | 0 | 0 | 0 | 0 | 0 | 0 | 5000 | -5000 | 0
7758 | 5000 | 0 | 0 | 0 | 0 | 0 | 0 | 5000 | -1373.421 | 0
7759 | 5000 | 0 | 0 | 0 | 0 | 0 | 0 | 5000 | 0 | 0
7760 | 5000 | 0 | 0 | 0 | 0 | 0 | 0 | 5000 | 0 | 0
7761 | 5000 | 0 | 0 | 0 | 0 | 0 | 0 | 5000 | 0 | 0
7762 | 5000 | 0 | 0 | 0 | 0 | 0 | 0 | 5000 | 0 | 0
7763 | 5000 | 0 | 0 | 0 | 0 | 0 | 0 | 5000 | 0 | 0
7764 | 5000 | 0 | 0 | 0 | 0 | 0 | 0 | 5000 | 0 | 0
7765 | 5000 | 0 | 0 | 0 | 0 | 0 | 0 | 5000 | 0 | 0
7766 | 5000 | 0 | 0 | 0 | 0 | 0 | 0 | 5000 | 0 | 0
7767 | 5000 | 0 | 0 | 0 | 0 | 0 | 0 | 5000 | 0 | 0
7768 | 5000 | 0 | 0 | 0 | 0 | 0 | 0 | 5000 | 0 | 0
7769 | 5000 | 0 | 0 | 0 | 0 | 0 | 0 | 5000 | 0 | 0
7770 | 5000 | 0 | 0 | 0 | 0 | 0 | 0 | 5000 | 0 | 0
7771 | 5000 | 0 | 0 | 0 | 0 | 0 | 0 | 1301.899 | 0 | 3698.101
7772 | 5000 | 0 | 0 | 0 | 0 | 0 | 0 | 0 | 0 | 5000
7773 | 5000 | 0 | 0 | 0 | 0 | 0 | 0 | 0 | 0 | 5000
7774 | 5000 | 0 | 0 | 0 | 0 | 0 | 0 | 0 | 0 | 5000
7775 | 5000 | 0 | 0 | 0 | 0 | 0 | 0 | 0 | 0 | 5000
7776 | 5000 | 0 | 0 | 0 | 0 | 0 | 0 | 5000 | 0 | 0
7777 | 5000 | 0 | 0 | 0 | 0 | 0 | 0 | 5000 | -5000 | 0
7778 | 5000 | 0 | 0 | 0 | 0 | 0 | 0 | 5000 | -5000 | 0
7779 | 5000 | 0 | 0 | 0 | 0 | 0 | 0 | 5000 | -5000 | 0
7780 | 5000 | 0 | 0 | 0 | 0 | 0 | 0 | 5000 | -5000 | 0
7781 | 5000 | 0 | 0 | 0 | 0 | 0 | 0 | 5000 | -5000 | 0
7782 | 5000 | 0 | 0 | 0 | 0 | 0 | 0 | 5000 | -1373.421 | 0
7783 | 5000 | 0 | 0 | 0 | 0 | 0 | 0 | 5000 | 0 | 0
7784 | 5000 | 0 | 0 | 0 | 0 | 0 | 0 | 5000 | 0 | 0
7785 | 5000 | 0 | 0 | 0 | 0 | 0 | 0 | 5000 | 0 | 0
7786 | 5000 | 0 | 0 | 0 | 0 | 0 | 0 | 5000 | 0 | 0
7787 | 5000 | 0 | 0 | 0 | 0 | 0 | 0 | 5000 | 0 | 0
7788 | 5000 | 0 | 0 | 0 | 0 | 0 | 0 | 5000 | 0 | 0
7789 | 5000 | 0 | 0 | 0 | 0 | 0 | 0 | 5000 | 0 | 0
7790 | 5000 | 0 | 0 | 0 | 0 | 0 | 0 | 5000 | 0 | 0
7791 | 5000 | 0 | 0 | 0 | 0 | 0 | 0 | 5000 | 0 | 0
7792 | 5000 | 0 | 0 | 0 | 0 | 0 | 0 | 5000 | 0 | 0
7793 | 5000 | 0 | 0 | 0 | 0 | 0 | 0 | 5000 | 0 | 0
7794 | 5000 | 0 | 0 | 0 | 0 | 0 | 0 | 5000 | 0 | 0
7795 | 5000 | 0 | 0 | 0 | 0 | 0 | 0 | 1301.899 | 0 | 3698.101
7796 | 5000 | 0 | 0 | 0 | 0 | 0 | 0 | 0 | 0 | 5000
7797 | 5000 | 0 | 0 | 0 | 0 | 0 | 0 | 0 | 0 | 5000
7798 | 5000 | 0 | 0 | 0 | 0 | 0 | 0 | 0 | 0 | 5000
7799 | 5000 | 0 | 0 | 0 | 0 | 0 | 0 | 0 | 0 | 5000
7800 | 5000 | 0 | 0 | 0 | 0 | 0 | 0 | 5000 | 0 | 0
7801 | 5000 | 0 | 0 | 0 | 0 | 0 | 0 | 5000 | -5000 | 0
7802 | 5000 | 0 | 0 | 0 | 0 | 0 | 0 | 5000 | -5000 | 0
7803 | 5000 | 0 | 0 | 0 | 0 | 0 | 0 | 5000 | -5000 | 0
7804 | 5000 | 0 | 0 | 0 | 0 | 0 | 0 | 5000 | -5000 | 0
7805 | 5000 | 0 | 0 | 0 | 0 | 0 | 0 | 5000 | -5000 | 0
7806 | 5000 | 0 | 0 | 0 | 0 | 0 | 0 | 5000 | -1373.421 | 0
7807 | 5000 | 0 | 0 | 0 | 0 | 0 | 0 | 5000 | 0 | 0
7808 | 5000 | 0 | 0 | 0 | 0 | 0 | 0 | 5000 | 0 | 0
7809 | 5000 | 0 | 0 | 0 | 0 | 0 | 0 | 5000 | 0 | 0
7810 | 5000 | 0 | 0 | 0 | 0 | 0 | 0 | 5000 | 0 | 0
7811 | 5000 | 0 | 0 | 0 | 0 | 0 | 0 | 5000 | 0 | 0
7812 | 5000 | 0 | 0 | 0 | 0 | 0 | 0 | 5000 | 0 | 0
7813 | 5000 | 0 | 0 | 0 | 0 | 0 | 0 | 5000 | 0 | 0
7814 | 5000 | 0 | 0 | 0 | 0 | 0 | 0 | 5000 | 0 | 0
7815 | 5000 | 0 | 0 | 0 | 0 | 0 | 0 | 5000 | 0 | 0
7816 | 5000 | 0 | 0 | 0 | 0 | 0 | 0 | 5000 | 0 | 0
7817 | 5000 | 0 | 0 | 0 | 0 | 0 | 0 | 5000 | 0 | 0
7818 | 5000 | 0 | 0 | 0 | 0 | 0 | 0 | 5000 | 0 | 0
7819 | 5000 | 0 | 0 | 0 | 0 | 0 | 0 | 1301.899 | 0 | 3698.101
7820 | 5000 | 0 | 0 | 0 | 0 | 0 | 0 | 0 | 0 | 5000
7821 | 5000 | 0 | 0 | 0 | 0 | 0 | 0 | 0 | 0 | 5000
7822 | 5000 | 0 | 0 | 0 | 0 | 0 | 0 | 0 | 0 | 5000
7823 | 5000 | 0 | 0 | 0 | 0 | 0 | 0 | 0 | 0 | 5000
7824 | 5000 | 0 | 0 | 0 | 0 | 0 | 0 | 5000 | 0 | 0
7825 | 5000 | 0 | 0 | 0 | 0 | 0 | 0 | 5000 | 0 | 0
7826 | 5000 | 0 | 0 | 0 | 0 | 0 | 0 | 5000 | 0 | 0
7827 | 5000 | 0 | 0 | 0 | 0 | 0 | 0 | 5000 | 0 | 0
7828 | 5000 | 0 | 0 | 0 | 0 | 0 | 0 | 5000 | 0 | 0
7829 | 5000 | 0 | 0 | 0 | 0 | 0 | 0 | 5000 | 0 | 0
7830 | 5000 | 0 | 0 | 0 | 0 | 0 | 0 | 5000 | 0 | 0
7831 | 5000 | 0 | 0 | 0 | 0 | 0 | 0 | 5000 | 0 | 0
7832 | 5000 | 0 | 0 | 0 | 0 | 0 | 0 | 5000 | 0 | 0
7833 | 5000 | 0 | 0 | 0 | 0 | 0 | 0 | 5000 | 0 | 0
7834 | 5000 | 0 | 0 | 0 | 0 | 0 | 0 | 5000 | 0 | 0
7835 | 5000 | 0 | 0 | 0 | 0 | 0 | 0 | 5000 | 0 | 0
7836 | 5000 | 0 | 0 | 0 | 0 | 0 | 0 | 5000 | 0 | 0
7837 | 5000 | 0 | 0 | 0 | 0 | 0 | 0 | 5000 | 0 | 0
7838 | 5000 | 0 | 0 | 0 | 0 | 0 | 0 | 5000 | 0 | 0
7839 | 5000 | 0 | 0 | 0 | 0 | 0 | 0 | 5000 | 0 | 0
7840 | 5000 | 0 | 0 | 0 | 0 | 0 | 0 | 5000 | 0 | 0
7841 | 5000 | 0 | 0 | 0 | 0 | 0 | 0 | 5000 | 0 | 0
7842 | 5000 | 0 | 0 | 0 | 0 | 0 | 0 | 5000 | 0 | 0
7843 | 5000 | 0 | 0 | 0 | 0 | 0 | 0 | 5000 | 0 | 0
7844 | 5000 | 0 | 0 | 0 | 0 | 0 | 0 | 5000 | 0 | 0
7845 | 5000 | 0 | 0 | 0 | 0 | 0 | 0 | 5000 | 0 | 0
7846 | 5000 | 0 | 0 | 0 | 0 | 0 | 0 | 5000 | 0 | 0
7847 | 5000 | 0 | 0 | 0 | 0 | 0 | 0 | 5000 | 0 | 0
7848 | 5000 | 0 | 0 | 0 | 0 | 0 | 0 | 5000 | 0 | 0
7849 | 5000 | 0 | 0 | 0 | 0 | 0 | 0 | 5000 | -5000 | 0
7850 | 5000 | 0 | 0 | 0 | 0 | 0 | 0 | 5000 | -5000 | 0
7851 | 5000 | 0 | 0 | 0 | 0 | 0 | 0 | 5000 | -5000 | 0
7852 | 5000 | 0 | 0 | 0 | 0 | 0 | 0 | 5000 | -5000 | 0
7853 | 5000 | 0 | 0 | 0 | 0 | 0 | 0 | 5000 | -5000 | 0
7854 | 5000 | 0 | 0 | 0 | 0 | 0 | 0 | 5000 | -1373.421 | 0
7855 | 5000 | 0 | 0 | 0 | 0 | 0 | 0 | 5000 | 0 | 0
7856 | 5000 | 0 | 0 | 0 | 0 | 0 | 0 | 5000 | 0 | 0
7857 | 5000 | 0 | 0 | 0 | 0 | 0 | 0 | 5000 | 0 | 0
7858 | 5000 | 0 | 0 | 0 | 0 | 0 | 0 | 5000 | 0 | 0
7859 | 5000 | 0 | 0 | 0 | 0 | 0 | 0 | 5000 | 0 | 0
7860 | 5000 | 0 | 0 | 0 | 0 | 0 | 0 | 5000 | 0 | 0
7861 | 5000 | 0 | 0 | 0 | 0 | 0 | 0 | 5000 | 0 | 0
7862 | 5000 | 0 | 0 | 0 | 0 | 0 | 0 | 5000 | 0 | 0
7863 | 5000 | 0 | 0 | 0 | 0 | 0 | 0 | 5000 | 0 | 0
7864 | 5000 | 0 | 0 | 0 | 0 | 0 | 0 | 5000 | 0 | 0
7865 | 5000 | 0 | 0 | 0 | 0 | 0 | 0 | 5000 | 0 | 0
7866 | 5000 | 0 | 0 | 0 | 0 | 0 | 0 | 5000 | 0 | 0
7867 | 5000 | 0 | 0 | 0 | 0 | 0 | 0 | 1301.899 | 0 | 3698.101
7868 | 5000 | 0 | 0 | 0 | 0 | 0 | 0 | 0 | 0 | 5000
7869 | 5000 | 0 | 0 | 0 | 0 | 0 | 0 | 0 | 0 | 5000
7870 | 5000 | 0 | 0 | 0 | 0 | 0 | 0 | 0 | 0 | 5000
7871 | 5000 | 0 | 0 | 0 | 0 | 0 | 0 | 0 | 0 | 5000
7872 | 5000 | 0 | 0 | 0 | 0 | 0 | 0 | 5000 | 0 | 0
7873 | 5000 | 0 | 0 | 0 | 0 | 0 | 0 | 5000 | -5000 | 0
7874 | 5000 | 0 | 0 | 0 | 0 | 0 | 0 | 5000 | -5000 | 0
7875 | 5000 | 0 | 0 | 0 | 0 | 0 | 0 | 5000 | -5000 | 0
7876 | 5000 | 0 | 0 | 0 | 0 | 0 | 0 | 5000 | -5000 | 0
7877 | 5000 | 0 | 0 | 0 | 0 | 0 | 0 | 5000 | -5000 | 0
7878 | 5000 | 0 | 0 | 0 | 0 | 0 | 0 | 5000 | -1373.421 | 0
7879 | 5000 | 0 | 0 | 0 | 0 | 0 | 0 | 5000 | 0 | 0
7880 | 5000 | 0 | 0 | 0 | 0 | 0 | 0 | 5000 | 0 | 0
7881 | 5000 | 0 | 0 | 0 | 0 | 0 | 0 | 5000 | 0 | 0
7882 | 5000 | 0 | 0 | 0 | 0 | 0 | 0 | 5000 | 0 | 0
7883 | 5000 | 0 | 0 | 0 | 0 | 0 | 0 | 5000 | 0 | 0
7884 | 5000 | 0 | 0 | 0 | 0 | 0 | 0 | 5000 | 0 | 0
7885 | 5000 | 0 | 0 | 0 | 0 | 0 | 0 | 5000 | 0 | 0
7886 | 5000 | 0 | 0 | 0 | 0 | 0 | 0 | 5000 | 0 | 0
7887 | 5000 | 0 | 0 | 0 | 0 | 0 | 0 | 5000 | 0 | 0
7888 | 5000 | 0 | 0 | 0 | 0 | 0 | 0 | 5000 | 0 | 0
7889 | 5000 | 0 | 0 | 0 | 0 | 0 | 0 | 5000 | 0 | 0
7890 | 5000 | 0 | 0 | 0 | 0 | 0 | 0 | 5000 | 0 | 0
7891 | 5000 | 0 | 0 | 0 | 0 | 0 | 0 | 1301.899 | 0 | 3698.101
7892 | 5000 | 0 | 0 | 0 | 0 | 0 | 0 | 0 | 0 | 5000
7893 | 5000 | 0 | 0 | 0 | 0 | 0 | 0 | 0 | 0 | 5000
7894 | 5000 | 0 | 0 | 0 | 0 | 0 | 0 | 0 | 0 | 5000
7895 | 5000 | 0 | 0 | 0 | 0 | 0 | 0 | 0 | 0 | 5000
7896 | 5000 | 0 | 0 | 0 | 0 | 0 | 0 | 5000 | 0 | 0
7897 | 5000 | 0 | 0 | 0 | 0 | 0 | 0 | 5000 | -5000 | 0
7898 | 5000 | 0 | 0 | 0 | 0 | 0 | 0 | 5000 | -5000 | 0
7899 | 5000 | 0 | 0 | 0 | 0 | 0 | 0 | 5000 | -5000 | 0
7900 | 5000 | 0 | 0 | 0 | 0 | 0 | 0 | 5000 | -5000 | 0
7901 | 5000 | 0 | 0 | 0 | 0 | 0 | 0 | 5000 | -5000 | 0
7902 | 5000 | 0 | 0 | 0 | 0 | 0 | 0 | 5000 | -1373.421 | 0
7903 | 5000 | 0 | 0 | 0 | 0 | 0 | 0 | 5000 | 0 | 0
7904 | 5000 | 0 | 0 | 0 | 0 | 0 | 0 | 5000 | 0 | 0
7905 | 5000 | 0 | 0 | 0 | 0 | 0 | 0 | 5000 | 0 | 0
7906 | 5000 | 0 | 0 | 0 | 0 | 0 | 0 | 5000 | 0 | 0
7907 | 5000 | 0 | 0 | 0 | 0 | 0 | 0 | 5000 | 0 | 0
7908 | 5000 | 0 | 0 | 0 | 0 | 0 | 0 | 5000 | 0 | 0
7909 | 5000 | 0 | 0 | 0 | 0 | 0 | 0 | 5000 | 0 | 0
7910 | 5000 | 0 | 0 | 0 | 0 | 0 | 0 | 5000 | 0 | 0
7911 | 5000 | 0 | 0 | 0 | 0 | 0 | 0 | 5000 | 0 | 0
7912 | 5000 | 0 | 0 | 0 | 0 | 0 | 0 | 5000 | 0 | 0
7913 | 5000 | 0 | 0 | 0 | 0 | 0 | 0 | 5000 | 0 | 0
7914 | 5000 | 0 | 0 | 0 | 0 | 0 | 0 | 5000 | 0 | 0
7915 | 5000 | 0 | 0 | 0 | 0 | 0 | 0 | 1301.899 | 0 | 3698.101
7916 | 5000 | 0 | 0 | 0 | 0 | 0 | 0 | 0 | 0 | 5000
7917 | 5000 | 0 | 0 | 0 | 0 | 0 | 0 | 0 | 0 | 5000
7918 | 5000 | 0 | 0 | 0 | 0 | 0 | 0 | 0 | 0 | 5000
7919 | 5000 | 0 | 0 | 0 | 0 | 0 | 0 | 0 | 0 | 5000
7920 | 5000 | 0 | 0 | 0 | 0 | 0 | 0 | 5000 | 0 | 0
7921 | 5000 | 0 | 0 | 0 | 0 | 0 | 0 | 5000 | -5000 | 0
7922 | 5000 | 0 | 0 | 0 | 0 | 0 | 0 | 5000 | -5000 | 0
7923 | 5000 | 0 | 0 | 0 | 0 | 0 | 0 | 5000 | -5000 | 0
7924 | 5000 | 0 | 0 | 0 | 0 | 0 | 0 | 5000 | -5000 | 0
7925 | 5000 | 0 | 0 | 0 | 0 | 0 | 0 | 5000 | -5000 | 0
7926 | 5000 | 0 | 0 | 0 | 0 | 0 | 0 | 5000 | -1373.421 | 0
7927 | 5000 | 0 | 0 | 0 | 0 | 0 | 0 | 5000 | 0 | 0
7928 | 5000 | 0 | 0 | 0 | 0 | 0 | 0 | 5000 | 0 | 0
7929 | 5000 | 0 | 0 | 0 | 0 | 0 | 0 | 5000 | 0 | 0
7930 | 5000 | 0 | 0 | 0 | 0 | 0 | 0 | 5000 | 0 | 0
7931 | 5000 | 0 | 0 | 0 | 0 | 0 | 0 | 5000 | 0 | 0
7932 | 5000 | 0 | 0 | 0 | 0 | 0 | 0 | 5000 | 0 | 0
7933 | 5000 | 0 | 0 | 0 | 0 | 0 | 0 | 5000 | 0 | 0
7934 | 5000 | 0 | 0 | 0 | 0 | 0 | 0 | 5000 | 0 | 0
7935 | 5000 | 0 | 0 | 0 | 0 | 0 | 0 | 5000 | 0 | 0
7936 | 5000 | 0 | 0 | 0 | 0 | 0 | 0 | 5000 | 0 | 0
7937 | 5000 | 0 | 0 | 0 | 0 | 0 | 0 | 5000 | 0 | 0
7938 | 5000 | 0 | 0 | 0 | 0 | 0 | 0 | 5000 | 0 | 0
7939 | 5000 | 0 | 0 | 0 | 0 | 0 | 0 | 1301.899 | 0 | 3698.101
7940 | 5000 | 0 | 0 | 0 | 0 | 0 | 0 | 0 | 0 | 5000
7941 | 5000 | 0 | 0 | 0 | 0 | 0 | 0 | 0 | 0 | 5000
7942 | 5000 | 0 | 0 | 0 | 0 | 0 | 0 | 0 | 0 | 5000
7943 | 5000 | 0 | 0 | 0 | 0 | 0 | 0 | 0 | 0 | 5000
7944 | 5000 | 0 | 0 | 0 | 0 | 0 | 0 | 5000 | 0 | 0
7945 | 5000 | 0 | 0 | 0 | 0 | 0 | 0 | 5000 | -5000 | 0
7946 | 5000 | 0 | 0 | 0 | 0 | 0 | 0 | 5000 | -5000 | 0
7947 | 5000 | 0 | 0 | 0 | 0 | 0 | 0 | 5000 | -5000 | 0
7948 | 5000 | 0 | 0 | 0 | 0 | 0 | 0 | 5000 | -5000 | 0
7949 | 5000 | 0 | 0 | 0 | 0 | 0 | 0 | 5000 | -5000 | 0
7950 | 5000 | 0 | 0 | 0 | 0 | 0 | 0 | 5000 | -1373.421 | 0
7951 | 5000 | 0 | 0 | 0 | 0 | 0 | 0 | 5000 | 0 | 0
7952 | 5000 | 0 | 0 | 0 | 0 | 0 | 0 | 5000 | 0 | 0
7953 | 5000 | 0 | 0 | 0 | 0 | 0 | 0 | 5000 | 0 | 0
7954 | 5000 | 0 | 0 | 0 | 0 | 0 | 0 | 5000 | 0 | 0
7955 | 5000 | 0 | 0 | 0 | 0 | 0 | 0 | 5000 | 0 | 0
7956 | 5000 | 0 | 0 | 0 | 0 | 0 | 0 | 5000 | 0 | 0
7957 | 5000 | 0 | 0 | 0 | 0 | 0 | 0 | 5000 | 0 | 0
7958 | 5000 | 0 | 0 | 0 | 0 | 0 | 0 | 5000 | 0 | 0
7959 | 5000 | 0 | 0 | 0 | 0 | 0 | 0 | 5000 | 0 | 0
7960 | 5000 | 0 | 0 | 0 | 0 | 0 | 0 | 5000 | 0 | 0
7961 | 5000 | 0 | 0 | 0 | 0 | 0 | 0 | 5000 | 0 | 0
7962 | 5000 | 0 | 0 | 0 | 0 | 0 | 0 | 5000 | 0 | 0
7963 | 5000 | 0 | 0 | 0 | 0 | 0 | 0 | 1301.899 | 0 | 3698.101
7964 | 5000 | 0 | 0 | 0 | 0 | 0 | 0 | 0 | 0 | 5000
7965 | 5000 | 0 | 0 | 0 | 0 | 0 | 0 | 0 | 0 | 5000
7966 | 5000 | 0 | 0 | 0 | 0 | 0 | 0 | 0 | 0 | 5000
7967 | 5000 | 0 | 0 | 0 | 0 | 0 | 0 | 0 | 0 | 5000
7968 | 5000 | 0 | 0 | 0 | 0 | 0 | 0 | 5000 | 0 | 0
7969 | 5000 | 0 | 0 | 0 | 0 | 0 | 0 | 5000 | -5000 | 0
7970 | 5000 | 0 | 0 | 0 | 0 | 0 | 0 | 5000 | -5000 | 0
7971 | 5000 | 0 | 0 | 0 | 0 | 0 | 0 | 5000 | -5000 | 0
7972 | 5000 | 0 | 0 | 0 | 0 | 0 | 0 | 5000 | -5000 | 0
7973 | 5000 | 0 | 0 | 0 | 0 | 0 | 0 | 5000 | -5000 | 0
7974 | 5000 | 0 | 0 | 0 | 0 | 0 | 0 | 5000 | -1373.421 | 0
7975 | 5000 | 0 | 0 | 0 | 0 | 0 | 0 | 5000 | 0 | 0
7976 | 5000 | 0 | 0 | 0 | 0 | 0 | 0 | 5000 | 0 | 0
7977 | 5000 | 0 | 0 | 0 | 0 | 0 | 0 | 5000 | 0 | 0
7978 | 5000 | 0 | 0 | 0 | 0 | 0 | 0 | 5000 | 0 | 0
7979 | 5000 | 0 | 0 | 0 | 0 | 0 | 0 | 5000 | 0 | 0
7980 | 5000 | 0 | 0 | 0 | 0 | 0 | 0 | 5000 | 0 | 0
7981 | 5000 | 0 | 0 | 0 | 0 | 0 | 0 | 5000 | 0 | 0
7982 | 5000 | 0 | 0 | 0 | 0 | 0 | 0 | 5000 | 0 | 0
7983 | 5000 | 0 | 0 | 0 | 0 | 0 | 0 | 5000 | 0 | 0
7984 | 5000 | 0 | 0 | 0 | 0 | 0 | 0 | 5000 | 0 | 0
7985 | 5000 | 0 | 0 | 0 | 0 | 0 | 0 | 5000 | 0 | 0
7986 | 5000 | 0 | 0 | 0 | 0 | 0 | 0 | 5000 | 0 | 0
7987 | 5000 | 0 | 0 | 0 | 0 | 0 | 0 | 1301.899 | 0 | 3698.101
7988 | 5000 | 0 | 0 | 0 | 0 | 0 | 0 | 0 | 0 | 5000
7989 | 5000 | 0 | 0 | 0 | 0 | 0 | 0 | 0 | 0 | 5000
7990 | 5000 | 0 | 0 | 0 | 0 | 0 | 0 | 0 | 0 | 5000
7991 | 5000 | 0 | 0 | 0 | 0 | 0 | 0 | 0 | 0 | 5000
7992 | 5000 | 0 | 0 | 0 | 0 | 0 | 0 | 5000 | 0 | 0
7993 | 5000 | 0 | 0 | 0 | 0 | 0 | 0 | 5000 | 0 | 0
7994 | 5000 | 0 | 0 | 0 | 0 | 0 | 0 | 5000 | 0 | 0
7995 | 5000 | 0 | 0 | 0 | 0 | 0 | 0 | 5000 | 0 | 0
7996 | 5000 | 0 | 0 | 0 | 0 | 0 | 0 | 5000 | 0 | 0
7997 | 5000 | 0 | 0 | 0 | 0 | 0 | 0 | 5000 | 0 | 0
7998 | 5000 | 0 | 0 | 0 | 0 | 0 | 0 | 5000 | 0 | 0
7999 | 5000 | 0 | 0 | 0 | 0 | 0 | 0 | 5000 | 0 | 0
8000 | 5000 | 0 | 0 | 0 | 0 | 0 | 0 | 5000 | 0 | 0
8001 | 5000 | 0 | 0 | 0 | 0 | 0 | 0 | 5000 | 0 | 0
8002 | 5000 | 0 | 0 | 0 | 0 | 0 | 0 | 5000 | 0 | 0
8003 | 5000 | 0 | 0 | 0 | 0 | 0 | 0 | 5000 | 0 | 0
8004 | 5000 | 0 | 0 | 0 | 0 | 0 | 0 | 5000 | 0 | 0
8005 | 5000 | 0 | 0 | 0 | 0 | 0 | 0 | 5000 | 0 | 0
8006 | 5000 | 0 | 0 | 0 | 0 | 0 | 0 | 5000 | 0 | 0
8007 | 5000 | 0 | 0 | 0 | 0 | 0 | 0 | 5000 | 0 | 0
8008 | 5000 | 0 | 0 | 0 | 0 | 0 | 0 | 5000 | 0 | 0
8009 | 5000 | 0 | 0 | 0 | 0 | 0 | 0 | 5000 | 0 | 0
8010 | 5000 | 0 | 0 | 0 | 0 | 0 | 0 | 5000 | 0 | 0
8011 | 5000 | 0 | 0 | 0 | 0 | 0 | 0 | 5000 | 0 | 0
8012 | 5000 | 0 | 0 | 0 | 0 | 0 | 0 | 5000 | 0 | 0
8013 | 5000 | 0 | 0 | 0 | 0 | 0 | 0 | 5000 | 0 | 0
8014 | 5000 | 0 | 0 | 0 | 0 | 0 | 0 | 5000 | 0 | 0
8015 | 5000 | 0 | 0 | 0 | 0 | 0 | 0 | 5000 | 0 | 0
8016 | 5000 | 0 | 0 | 0 | 0 | 0 | 0 | 5000 | 0 | 0
8017 | 5000 | 0 | 0 | 0 | 0 | 0 | 0 | 5000 | -5000 | 0
8018 | 5000 | 0 | 0 | 0 | 0 | 0 | 0 | 5000 | -5000 | 0
8019 | 5000 | 0 | 0 | 0 | 0 | 0 | 0 | 5000 | -5000 | 0
8020 | 5000 | 0 | 0 | 0 | 0 | 0 | 0 | 5000 | -5000 | 0
8021 | 5000 | 0 | 0 | 0 | 0 | 0 | 0 | 5000 | -5000 | 0
8022 | 5000 | 0 | 0 | 0 | 0 | 0 | 0 | 5000 | -1373.421 | 0
8023 | 5000 | 0 | 0 | 0 | 0 | 0 | 0 | 5000 | 0 | 0
8024 | 5000 | 0 | 0 | 0 | 0 | 0 | 0 | 5000 | 0 | 0
8025 | 5000 | 0 | 0 | 0 | 0 | 0 | 0 | 5000 | 0 | 0
8026 | 5000 | 0 | 0 | 0 | 0 | 0 | 0 | 5000 | 0 | 0
8027 | 5000 | 0 | 0 | 0 | 0 | 0 | 0 | 5000 | 0 | 0
8028 | 5000 | 0 | 0 | 0 | 0 | 0 | 0 | 5000 | 0 | 0
8029 | 5000 | 0 | 0 | 0 | 0 | 0 | 0 | 5000 | 0 | 0
8030 | 5000 | 0 | 0 | 0 | 0 | 0 | 0 | 5000 | 0 | 0
8031 | 5000 | 0 | 0 | 0 | 0 | 0 | 0 | 5000 | 0 | 0
8032 | 5000 | 0 | 0 | 0 | 0 | 0 | 0 | 5000 | 0 | 0
8033 | 5000 | 0 | 0 | 0 | 0 | 0 | 0 | 5000 | 0 | 0
8034 | 5000 | 0 | 0 | 0 | 0 | 0 | 0 | 5000 | 0 | 0
8035 | 5000 | 0 | 0 | 0 | 0 | 0 | 0 | 1301.899 | 0 | 3698.101
8036 | 5000 | 0 | 0 | 0 | 0 | 0 | 0 | 0 | 0 | 5000
8037 | 5000 | 0 | 0 | 0 | 0 | 0 | 0 | 0 | 0 | 5000
8038 | 5000 | 0 | 0 | 0 | 0 | 0 | 0 | 0 | 0 | 5000
8039 | 5000 | 0 | 0 | 0 | 0 | 0 | 0 | 0 | 0 | 5000
8040 | 5000 | 0 | 0 | 0 | 0 | 0 | 0 | 5000 | 0 | 0
8041 | 5000 | 0 | 0 | 0 | 0 | 0 | 0 | 5000 | -5000 | 0
8042 | 5000 | 0 | 0 | 0 | 0 | 0 | 0 | 5000 | -5000 | 0
8043 | 5000 | 0 | 0 | 0 | 0 | 0 | 0 | 5000 | -5000 | 0
8044 | 5000 | 0 | 0 | 0 | 0 | 0 | 0 | 5000 | -5000 | 0
8045 | 5000 | 0 | 0 | 0 | 0 | 0 | 0 | 5000 | -5000 | 0
8046 | 5000 | 0 | 0 | 0 | 0 | 0 | 0 | 5000 | -1373.421 | 0
8047 | 5000 | 0 | 0 | 0 | 0 | 0 | 0 | 5000 | 0 | 0
8048 | 5000 | 0 | 0 | 0 | 0 | 0 | 0 | 5000 | 0 | 0
8049 | 5000 | 0 | 0 | 0 | 0 | 0 | 0 | 5000 | 0 | 0
8050 | 5000 | 0 | 0 | 0 | 0 | 0 | 0 | 5000 | 0 | 0
8051 | 5000 | 0 | 0 | 0 | 0 | 0 | 0 | 5000 | 0 | 0
8052 | 5000 | 0 | 0 | 0 | 0 | 0 | 0 | 5000 | 0 | 0
8053 | 5000 | 0 | 0 | 0 | 0 | 0 | 0 | 5000 | 0 | 0
8054 | 5000 | 0 | 0 | 0 | 0 | 0 | 0 | 5000 | 0 | 0
8055 | 5000 | 0 | 0 | 0 | 0 | 0 | 0 | 5000 | 0 | 0
8056 | 5000 | 0 | 0 | 0 | 0 | 0 | 0 | 5000 | 0 | 0
8057 | 5000 | 0 | 0 | 0 | 0 | 0 | 0 | 5000 | 0 | 0
8058 | 5000 | 0 | 0 | 0 | 0 | 0 | 0 | 5000 | 0 | 0
8059 | 5000 | 0 | 0 | 0 | 0 | 0 | 0 | 1301.899 | 0 | 3698.101
8060 | 5000 | 0 | 0 | 0 | 0 | 0 | 0 | 0 | 0 | 5000
8061 | 5000 | 0 | 0 | 0 | 0 | 0 | 0 | 0 | 0 | 5000
8062 | 5000 | 0 | 0 | 0 | 0 | 0 | 0 | 0 | 0 | 5000
8063 | 5000 | 0 | 0 | 0 | 0 | 0 | 0 | 0 | 0 | 5000
8064 | 5000 | 0 | 0 | 0 | 0 | 0 | 0 | 5000 | 0 | 0
8065 | 5000 | 0 | 0 | 0 | 0 | 0 | 0 | 5000 | -5000 | 0
8066 | 5000 | 0 | 0 | 0 | 0 | 0 | 0 | 5000 | -5000 | 0
8067 | 5000 | 0 | 0 | 0 | 0 | 0 | 0 | 5000 | -5000 | 0
8068 | 5000 | 0 | 0 | 0 | 0 | 0 | 0 | 5000 | -5000 | 0
8069 | 5000 | 0 | 0 | 0 | 0 | 0 | 0 | 5000 | -5000 | 0
8070 | 5000 | 0 | 0 | 0 | 0 | 0 | 0 | 5000 | -1373.421 | 0
8071 | 5000 | 0 | 0 | 0 | 0 | 0 | 0 | 5000 | 0 | 0
8072 | 5000 | 0 | 0 | 0 | 0 | 0 | 0 | 5000 | 0 | 0
8073 | 5000 | 0 | 0 | 0 | 0 | 0 | 0 | 5000 | 0 | 0
8074 | 5000 | 0 | 0 | 0 | 0 | 0 | 0 | 5000 | 0 | 0
8075 | 5000 | 0 | 0 | 0 | 0 | 0 | 0 | 5000 | 0 | 0
8076 | 5000 | 0 | 0 | 0 | 0 | 0 | 0 | 5000 | 0 | 0
8077 | 5000 | 0 | 0 | 0 | 0 | 0 | 0 | 5000 | 0 | 0
8078 | 5000 | 0 | 0 | 0 | 0 | 0 | 0 | 5000 | 0 | 0
8079 | 5000 | 0 | 0 | 0 | 0 | 0 | 0 | 5000 | 0 | 0
8080 | 5000 | 0 | 0 | 0 | 0 | 0 | 0 | 5000 | 0 | 0
8081 | 5000 | 0 | 0 | 0 | 0 | 0 | 0 | 5000 | 0 | 0
8082 | 5000 | 0 | 0 | 0 | 0 | 0 | 0 | 5000 | 0 | 0
8083 | 5000 | 0 | 0 | 0 | 0 | 0 | 0 | 1301.899 | 0 | 3698.101
8084 | 5000 | 0 | 0 | 0 | 0 | 0 | 0 | 0 | 0 | 5000
8085 | 5000 | 0 | 0 | 0 | 0 | 0 | 0 | 0 | 0 | 5000
8086 | 5000 | 0 | 0 | 0 | 0 | 0 | 0 | 0 | 0 | 5000
8087 | 5000 | 0 | 0 | 0 | 0 | 0 | 0 | 0 | 0 | 5000
8088 | 5000 | 0 | 0 | 0 | 0 | 0 | 0 | 5000 | 0 | 0
8089 | 5000 | 0 | 0 | 0 | 0 | 0 | 0 | 5000 | -5000 | 0
8090 | 5000 | 0 | 0 | 0 | 0 | 0 | 0 | 5000 | -5000 | 0
8091 | 5000 | 0 | 0 | 0 | 0 | 0 | 0 | 5000 | -5000 | 0
8092 | 5000 | 0 | 0 | 0 | 0 | 0 | 0 | 5000 | -5000 | 0
8093 | 5000 | 0 | 0 | 0 | 0 | 0 | 0 | 5000 | -5000 | 0
8094 | 5000 | 0 | 0 | 0 | 0 | 0 | 0 | 5000 | -1373.421 | 0
8095 | 5000 | 0 | 0 | 0 | 0 | 0 | 0 | 5000 | 0 | 0
8096 | 5000 | 0 | 0 | 0 | 0 | 0 | 0 | 5000 | 0 | 0
8097 | 5000 | 0 | 0 | 0 | 0 | 0 | 0 | 5000 | 0 | 0
8098 | 5000 | 0 | 0 | 0 | 0 | 0 | 0 | 5000 | 0 | 0
8099 | 5000 | 0 | 0 | 0 | 0 | 0 | 0 | 5000 | 0 | 0
8100 | 5000 | 0 | 0 | 0 | 0 | 0 | 0 | 5000 | 0 | 0
8101 | 5000 | 0 | 0 | 0 | 0 | 0 | 0 | 5000 | 0 | 0
8102 | 5000 | 0 | 0 | 0 | 0 | 0 | 0 | 5000 | 0 | 0
8103 | 5000 | 0 | 0 | 0 | 0 | 0 | 0 | 5000 | 0 | 0
8104 | 5000 | 0 | 0 | 0 | 0 | 0 | 0 | 5000 | 0 | 0
8105 | 5000 | 0 | 0 | 0 | 0 | 0 | 0 | 5000 | 0 | 0
8106 | 5000 | 0 | 0 | 0 | 0 | 0 | 0 | 5000 | 0 | 0
8107 | 5000 | 0 | 0 | 0 | 0 | 0 | 0 | 1301.899 | 0 | 3698.101
8108 | 5000 | 0 | 0 | 0 | 0 | 0 | 0 | 0 | 0 | 5000
8109 | 5000 | 0 | 0 | 0 | 0 | 0 | 0 | 0 | 0 | 5000
8110 | 5000 | 0 | 0 | 0 | 0 | 0 | 0 | 0 | 0 | 5000
8111 | 5000 | 0 | 0 | 0 | 0 | 0 | 0 | 0 | 0 | 5000
8112 | 5000 | 0 | 0 | 0 | 0 | 0 | 0 | 5000 | 0 | 0
8113 | 5000 | 0 | 0 | 0 | 0 | 0 | 0 | 5000 | -5000 | 0
8114 | 5000 | 0 | 0 | 0 | 0 | 0 | 0 | 5000 | -5000 | 0
8115 | 5000 | 0 | 0 | 0 | 0 | 0 | 0 | 5000 | -5000 | 0
8116 | 5000 | 0 | 0 | 0 | 0 | 0 | 0 | 5000 | -5000 | 0
8117 | 5000 | 0 | 0 | 0 | 0 | 0 | 0 | 5000 | -5000 | 0
8118 | 5000 | 0 | 0 | 0 | 0 | 0 | 0 | 5000 | -1373.421 | 0
8119 | 5000 | 0 | 0 | 0 | 0 | 0 | 0 | 5000 | 0 | 0
8120 | 5000 | 0 | 0 | 0 | 0 | 0 | 0 | 5000 | 0 | 0
8121 | 5000 | 0 | 0 | 0 | 0 | 0 | 0 | 5000 | 0 | 0
8122 | 5000 | 0 | 0 | 0 | 0 | 0 | 0 | 5000 | 0 | 0
8123 | 5000 | 0 | 0 | 0 | 0 | 0 | 0 | 5000 | 0 | 0
8124 | 5000 | 0 | 0 | 0 | 0 | 0 | 0 | 5000 | 0 | 0
8125 | 5000 | 0 | 0 | 0 | 0 | 0 | 0 | 5000 | 0 | 0
8126 | 5000 | 0 | 0 | 0 | 0 | 0 | 0 | 5000 | 0 | 0
8127 | 5000 | 0 | 0 | 0 | 0 | 0 | 0 | 5000 | 0 | 0
8128 | 5000 | 0 | 0 | 0 | 0 | 0 | 0 | 5000 | 0 | 0
8129 | 5000 | 0 | 0 | 0 | 0 | 0 | 0 | 5000 | 0 | 0
8130 | 5000 | 0 | 0 | 0 | 0 | 0 | 0 | 5000 | 0 | 0
8131 | 5000 | 0 | 0 | 0 | 0 | 0 | 0 | 1301.899 | 0 | 3698.101
8132 | 5000 | 0 | 0 | 0 | 0 | 0 | 0 | 0 | 0 | 5000
8133 | 5000 | 0 | 0 | 0 | 0 | 0 | 0 | 0 | 0 | 5000
8134 | 5000 | 0 | 0 | 0 | 0 | 0 | 0 | 0 | 0 | 5000
8135 | 5000 | 0 | 0 | 0 | 0 | 0 | 0 | 0 | 0 | 5000
8136 | 5000 | 0 | 0 | 0 | 0 | 0 | 0 | 5000 | 0 | 0
8137 | 5000 | 0 | 0 | 0 | 0 | 0 | 0 | 5000 | -5000 | 0
8138 | 5000 | 0 | 0 | 0 | 0 | 0 | 0 | 5000 | -5000 | 0
8139 | 5000 | 0 | 0 | 0 | 0 | 0 | 0 | 5000 | -5000 | 0
8140 | 5000 | 0 | 0 | 0 | 0 | 0 | 0 | 5000 | -5000 | 0
8141 | 5000 | 0 | 0 | 0 | 0 | 0 | 0 | 5000 | -5000 | 0
8142 | 5000 | 0 | 0 | 0 | 0 | 0 | 0 | 5000 | -1373.421 | 0
8143 | 5000 | 0 | 0 | 0 | 0 | 0 | 0 | 5000 | 0 | 0
8144 | 5000 | 0 | 0 | 0 | 0 | 0 | 0 | 5000 | 0 | 0
8145 | 5000 | 0 | 0 | 0 | 0 | 0 | 0 | 5000 | 0 | 0
8146 | 5000 | 0 | 0 | 0 | 0 | 0 | 0 | 5000 | 0 | 0
8147 | 5000 | 0 | 0 | 0 | 0 | 0 | 0 | 5000 | 0 | 0
8148 | 5000 | 0 | 0 | 0 | 0 | 0 | 0 | 5000 | 0 | 0
8149 | 5000 | 0 | 0 | 0 | 0 | 0 | 0 | 5000 | 0 | 0
8150 | 5000 | 0 | 0 | 0 | 0 | 0 | 0 | 5000 | 0 | 0
8151 | 5000 | 0 | 0 | 0 | 0 | 0 | 0 | 5000 | 0 | 0
8152 | 5000 | 0 | 0 | 0 | 0 | 0 | 0 | 5000 | 0 | 0
8153 | 5000 | 0 | 0 | 0 | 0 | 0 | 0 | 5000 | 0 | 0
8154 | 5000 | 0 | 0 | 0 | 0 | 0 | 0 | 5000 | 0 | 0
8155 | 5000 | 0 | 0 | 0 | 0 | 0 | 0 | 1301.899 | 0 | 3698.101
8156 | 5000 | 0 | 0 | 0 | 0 | 0 | 0 | 0 | 0 | 5000
8157 | 5000 | 0 | 0 | 0 | 0 | 0 | 0 | 0 | 0 | 5000
8158 | 5000 | 0 | 0 | 0 | 0 | 0 | 0 | 0 | 0 | 5000
8159 | 5000 | 0 | 0 | 0 | 0 | 0 | 0 | 0 | 0 | 5000
8160 | 5000 | 0 | 0 | 0 | 0 | 0 | 0 | 5000 | 0 | 0
8161 | 5000 | 0 | 0 | 0 | 0 | 0 | 0 | 5000 | 0 | 0
8162 | 5000 | 0 | 0 | 0 | 0 | 0 | 0 | 5000 | 0 | 0
8163 | 5000 | 0 | 0 | 0 | 0 | 0 | 0 | 5000 | 0 | 0
8164 | 5000 | 0 | 0 | 0 | 0 | 0 | 0 | 5000 | 0 | 0
8165 | 5000 | 0 | 0 | 0 | 0 | 0 | 0 | 5000 | 0 | 0
8166 | 5000 | 0 | 0 | 0 | 0 | 0 | 0 | 5000 | 0 | 0
8167 | 5000 | 0 | 0 | 0 | 0 | 0 | 0 | 5000 | 0 | 0
8168 | 5000 | 0 | 0 | 0 | 0 | 0 | 0 | 5000 | 0 | 0
8169 | 5000 | 0 | 0 | 0 | 0 | 0 | 0 | 5000 | 0 | 0
8170 | 5000 | 0 | 0 | 0 | 0 | 0 | 0 | 5000 | 0 | 0
8171 | 5000 | 0 | 0 | 0 | 0 | 0 | 0 | 5000 | 0 | 0
8172 | 5000 | 0 | 0 | 0 | 0 | 0 | 0 | 5000 | 0 | 0
8173 | 5000 | 0 | 0 | 0 | 0 | 0 | 0 | 5000 | 0 | 0
8174 | 5000 | 0 | 0 | 0 | 0 | 0 | 0 | 5000 | 0 | 0
8175 | 5000 | 0 | 0 | 0 | 0 | 0 | 0 | 5000 | 0 | 0
8176 | 5000 | 0 | 0 | 0 | 0 | 0 | 0 | 5000 | 0 | 0
8177 | 5000 | 0 | 0 | 0 | 0 | 0 | 0 | 5000 | 0 | 0
8178 | 5000 | 0 | 0 | 0 | 0 | 0 | 0 | 5000 | 0 | 0
8179 | 5000 | 0 | 0 | 0 | 0 | 0 | 0 | 5000 | 0 | 0
8180 | 5000 | 0 | 0 | 0 | 0 | 0 | 0 | 5000 | 0 | 0
8181 | 5000 | 0 | 0 | 0 | 0 | 0 | 0 | 5000 | 0 | 0
8182 | 5000 | 0 | 0 | 0 | 0 | 0 | 0 | 5000 | 0 | 0
8183 | 5000 | 0 | 0 | 0 | 0 | 0 | 0 | 5000 | 0 | 0
8184 | 5000 | 0 | 0 | 0 | 0 | 0 | 0 | 5000 | 0 | 0
8185 | 5000 | 0 | 0 | 0 | 0 | 0 | 0 | 5000 | -5000 | 0
8186 | 5000 | 0 | 0 | 0 | 0 | 0 | 0 | 5000 | -5000 | 0
8187 | 5000 | 0 | 0 | 0 | 0 | 0 | 0 | 5000 | -5000 | 0
8188 | 5000 | 0 | 0 | 0 | 0 | 0 | 0 | 5000 | -5000 | 0
8189 | 5000 | 0 | 0 | 0 | 0 | 0 | 0 | 5000 | -5000 | 0
8190 | 5000 | 0 | 0 | 0 | 0 | 0 | 0 | 5000 | -1373.421 | 0
8191 | 5000 | 0 | 0 | 0 | 0 | 0 | 0 | 5000 | 0 | 0
8192 | 5000 | 0 | 0 | 0 | 0 | 0 | 0 | 5000 | 0 | 0
8193 | 5000 | 0 | 0 | 0 | 0 | 0 | 0 | 5000 | 0 | 0
8194 | 5000 | 0 | 0 | 0 | 0 | 0 | 0 | 5000 | 0 | 0
8195 | 5000 | 0 | 0 | 0 | 0 | 0 | 0 | 5000 | 0 | 0
8196 | 5000 | 0 | 0 | 0 | 0 | 0 | 0 | 5000 | 0 | 0
8197 | 5000 | 0 | 0 | 0 | 0 | 0 | 0 | 5000 | 0 | 0
8198 | 5000 | 0 | 0 | 0 | 0 | 0 | 0 | 5000 | 0 | 0
8199 | 5000 | 0 | 0 | 0 | 0 | 0 | 0 | 5000 | 0 | 0
8200 | 5000 | 0 | 0 | 0 | 0 | 0 | 0 | 5000 | 0 | 0
8201 | 5000 | 0 | 0 | 0 | 0 | 0 | 0 | 5000 | 0 | 0
8202 | 5000 | 0 | 0 | 0 | 0 | 0 | 0 | 5000 | 0 | 0
8203 | 5000 | 0 | 0 | 0 | 0 | 0 | 0 | 1301.899 | 0 | 3698.101
8204 | 5000 | 0 | 0 | 0 | 0 | 0 | 0 | 0 | 0 | 5000
8205 | 5000 | 0 | 0 | 0 | 0 | 0 | 0 | 0 | 0 | 5000
8206 | 5000 | 0 | 0 | 0 | 0 | 0 | 0 | 0 | 0 | 5000
8207 | 5000 | 0 | 0 | 0 | 0 | 0 | 0 | 0 | 0 | 5000
8208 | 5000 | 0 | 0 | 0 | 0 | 0 | 0 | 5000 | 0 | 0
8209 | 5000 | 0 | 0 | 0 | 0 | 0 | 0 | 5000 | -5000 | 0
8210 | 5000 | 0 | 0 | 0 | 0 | 0 | 0 | 5000 | -5000 | 0
8211 | 5000 | 0 | 0 | 0 | 0 | 0 | 0 | 5000 | -5000 | 0
8212 | 5000 | 0 | 0 | 0 | 0 | 0 | 0 | 5000 | -5000 | 0
8213 | 5000 | 0 | 0 | 0 | 0 | 0 | 0 | 5000 | -5000 | 0
8214 | 5000 | 0 | 0 | 0 | 0 | 0 | 0 | 5000 | -1373.421 | 0
8215 | 5000 | 0 | 0 | 0 | 0 | 0 | 0 | 5000 | 0 | 0
8216 | 5000 | 0 | 0 | 0 | 0 | 0 | 0 | 5000 | 0 | 0
8217 | 5000 | 0 | 0 | 0 | 0 | 0 | 0 | 5000 | 0 | 0
8218 | 5000 | 0 | 0 | 0 | 0 | 0 | 0 | 5000 | 0 | 0
8219 | 5000 | 0 | 0 | 0 | 0 | 0 | 0 | 5000 | 0 | 0
8220 | 5000 | 0 | 0 | 0 | 0 | 0 | 0 | 5000 | 0 | 0
8221 | 5000 | 0 | 0 | 0 | 0 | 0 | 0 | 5000 | 0 | 0
8222 | 5000 | 0 | 0 | 0 | 0 | 0 | 0 | 5000 | 0 | 0
8223 | 5000 | 0 | 0 | 0 | 0 | 0 | 0 | 5000 | 0 | 0
8224 | 5000 | 0 | 0 | 0 | 0 | 0 | 0 | 5000 | 0 | 0
8225 | 5000 | 0 | 0 | 0 | 0 | 0 | 0 | 5000 | 0 | 0
8226 | 5000 | 0 | 0 | 0 | 0 | 0 | 0 | 5000 | 0 | 0
8227 | 5000 | 0 | 0 | 0 | 0 | 0 | 0 | 1301.899 | 0 | 3698.101
8228 | 5000 | 0 | 0 | 0 | 0 | 0 | 0 | 0 | 0 | 5000
8229 | 5000 | 0 | 0 | 0 | 0 | 0 | 0 | 0 | 0 | 5000
8230 | 5000 | 0 | 0 | 0 | 0 | 0 | 0 | 0 | 0 | 5000
8231 | 5000 | 0 | 0 | 0 | 0 | 0 | 0 | 0 | 0 | 5000
8232 | 5000 | 0 | 0 | 0 | 0 | 0 | 0 | 5000 | 0 | 0
8233 | 5000 | 0 | 0 | 0 | 0 | 0 | 0 | 5000 | -5000 | 0
8234 | 5000 | 0 | 0 | 0 | 0 | 0 | 0 | 5000 | -5000 | 0
8235 | 5000 | 0 | 0 | 0 | 0 | 0 | 0 | 5000 | -5000 | 0
8236 | 5000 | 0 | 0 | 0 | 0 | 0 | 0 | 5000 | -5000 | 0
8237 | 5000 | 0 | 0 | 0 | 0 | 0 | 0 | 5000 | -5000 | 0
8238 | 5000 | 0 | 0 | 0 | 0 | 0 | 0 | 5000 | -1373.421 | 0
8239 | 5000 | 0 | 0 | 0 | 0 | 0 | 0 | 5000 | 0 | 0
8240 | 5000 | 0 | 0 | 0 | 0 | 0 | 0 | 5000 | 0 | 0
8241 | 5000 | 0 | 0 | 0 | 0 | 0 | 0 | 5000 | 0 | 0
8242 | 5000 | 0 | 0 | 0 | 0 | 0 | 0 | 5000 | 0 | 0
8243 | 5000 | 0 | 0 | 0 | 0 | 0 | 0 | 5000 | 0 | 0
8244 | 5000 | 0 | 0 | 0 | 0 | 0 | 0 | 5000 | 0 | 0
8245 | 5000 | 0 | 0 | 0 | 0 | 0 | 0 | 5000 | 0 | 0
8246 | 5000 | 0 | 0 | 0 | 0 | 0 | 0 | 5000 | 0 | 0
8247 | 5000 | 0 | 0 | 0 | 0 | 0 | 0 | 5000 | 0 | 0
8248 | 5000 | 0 | 0 | 0 | 0 | 0 | 0 | 5000 | 0 | 0
8249 | 5000 | 0 | 0 | 0 | 0 | 0 | 0 | 5000 | 0 | 0
8250 | 5000 | 0 | 0 | 0 | 0 | 0 | 0 | 5000 | 0 | 0
8251 | 5000 | 0 | 0 | 0 | 0 | 0 | 0 | 1301.899 | 0 | 3698.101
8252 | 5000 | 0 | 0 | 0 | 0 | 0 | 0 | 0 | 0 | 5000
8253 | 5000 | 0 | 0 | 0 | 0 | 0 | 0 | 0 | 0 | 5000
8254 | 5000 | 0 | 0 | 0 | 0 | 0 | 0 | 0 | 0 | 5000
8255 | 5000 | 0 | 0 | 0 | 0 | 0 | 0 | 0 | 0 | 5000
8256 | 5000 | 0 | 0 | 0 | 0 | 0 | 0 | 5000 | 0 | 0
8257 | 5000 | 0 | 0 | 0 | 0 | 0 | 0 | 5000 | -5000 | 0
8258 | 5000 | 0 | 0 | 0 | 0 | 0 | 0 | 5000 | -5000 | 0
8259 | 5000 | 0 | 0 | 0 | 0 | 0 | 0 | 5000 | -5000 | 0
8260 | 5000 | 0 | 0 | 0 | 0 | 0 | 0 | 5000 | -5000 | 0
8261 | 5000 | 0 | 0 | 0 | 0 | 0 | 0 | 5000 | -5000 | 0
8262 | 5000 | 0 | 0 | 0 | 0 | 0 | 0 | 5000 | -1373.421 | 0
8263 | 5000 | 0 | 0 | 0 | 0 | 0 | 0 | 5000 | 0 | 0
8264 | 5000 | 0 | 0 | 0 | 0 | 0 | 0 | 5000 | 0 | 0
8265 | 5000 | 0 | 0 | 0 | 0 | 0 | 0 | 5000 | 0 | 0
8266 | 5000 | 0 | 0 | 0 | 0 | 0 | 0 | 5000 | 0 | 0
8267 | 5000 | 0 | 0 | 0 | 0 | 0 | 0 | 5000 | 0 | 0
8268 | 5000 | 0 | 0 | 0 | 0 | 0 | 0 | 5000 | 0 | 0
8269 | 5000 | 0 | 0 | 0 | 0 | 0 | 0 | 5000 | 0 | 0
8270 | 5000 | 0 | 0 | 0 | 0 | 0 | 0 | 5000 | 0 | 0
8271 | 5000 | 0 | 0 | 0 | 0 | 0 | 0 | 5000 | 0 | 0
8272 | 5000 | 0 | 0 | 0 | 0 | 0 | 0 | 5000 | 0 | 0
8273 | 5000 | 0 | 0 | 0 | 0 | 0 | 0 | 5000 | 0 | 0
8274 | 5000 | 0 | 0 | 0 | 0 | 0 | 0 | 5000 | 0 | 0
8275 | 5000 | 0 | 0 | 0 | 0 | 0 | 0 | 1301.899 | 0 | 3698.101
8276 | 5000 | 0 | 0 | 0 | 0 | 0 | 0 | 0 | 0 | 5000
8277 | 5000 | 0 | 0 | 0 | 0 | 0 | 0 | 0 | 0 | 5000
8278 | 5000 | 0 | 0 | 0 | 0 | 0 | 0 | 0 | 0 | 5000
8279 | 5000 | 0 | 0 | 0 | 0 | 0 | 0 | 0 | 0 | 5000
8280 | 5000 | 0 | 0 | 0 | 0 | 0 | 0 | 5000 | 0 | 0
8281 | 5000 | 0 | 0 | 0 | 0 | 0 | 0 | 5000 | -5000 | 0
8282 | 5000 | 0 | 0 | 0 | 0 | 0 | 0 | 5000 | -5000 | 0
8283 | 5000 | 0 | 0 | 0 | 0 | 0 | 0 | 5000 | -5000 | 0
8284 | 5000 | 0 | 0 | 0 | 0 | 0 | 0 | 5000 | -5000 | 0
8285 | 5000 | 0 | 0 | 0 | 0 | 0 | 0 | 5000 | -5000 | 0
8286 | 5000 | 0 | 0 | 0 | 0 | 0 | 0 | 5000 | -1373.421 | 0
8287 | 5000 | 0 | 0 | 0 | 0 | 0 | 0 | 5000 | 0 | 0
8288 | 5000 | 0 | 0 | 0 | 0 | 0 | 0 | 5000 | 0 | 0
8289 | 5000 | 0 | 0 | 0 | 0 | 0 | 0 | 5000 | 0 | 0
8290 | 5000 | 0 | 0 | 0 | 0 | 0 | 0 | 5000 | 0 | 0
8291 | 5000 | 0 | 0 | 0 | 0 | 0 | 0 | 5000 | 0 | 0
8292 | 5000 | 0 | 0 | 0 | 0 | 0 | 0 | 5000 | 0 | 0
8293 | 5000 | 0 | 0 | 0 | 0 | 0 | 0 | 5000 | 0 | 0
8294 | 5000 | 0 | 0 | 0 | 0 | 0 | 0 | 5000 | 0 | 0
8295 | 5000 | 0 | 0 | 0 | 0 | 0 | 0 | 5000 | 0 | 0
8296 | 5000 | 0 | 0 | 0 | 0 | 0 | 0 | 5000 | 0 | 0
8297 | 5000 | 0 | 0 | 0 | 0 | 0 | 0 | 5000 | 0 | 0
8298 | 5000 | 0 | 0 | 0 | 0 | 0 | 0 | 5000 | 0 | 0
8299 | 5000 | 0 | 0 | 0 | 0 | 0 | 0 | 1301.899 | 0 | 3698.101
8300 | 5000 | 0 | 0 | 0 | 0 | 0 | 0 | 0 | 0 | 5000
8301 | 5000 | 0 | 0 | 0 | 0 | 0 | 0 | 0 | 0 | 5000
8302 | 5000 | 0 | 0 | 0 | 0 | 0 | 0 | 0 | 0 | 5000
8303 | 5000 | 0 | 0 | 0 | 0 | 0 | 0 | 0 | 0 | 5000
8304 | 5000 | 0 | 0 | 0 | 0 | 0 | 0 | 5000 | 0 | 0
8305 | 5000 | 0 | 0 | 0 | 0 | 0 | 0 | 5000 | -5000 | 0
8306 | 5000 | 0 | 0 | 0 | 0 | 0 | 0 | 5000 | -5000 | 0
8307 | 5000 | 0 | 0 | 0 | 0 | 0 | 0 | 5000 | -5000 | 0
8308 | 5000 | 0 | 0 | 0 | 0 | 0 | 0 | 5000 | -5000 | 0
8309 | 5000 | 0 | 0 | 0 | 0 | 0 | 0 | 5000 | -5000 | 0
8310 | 5000 | 0 | 0 | 0 | 0 | 0 | 0 | 5000 | -1373.421 | 0
8311 | 5000 | 0 | 0 | 0 | 0 | 0 | 0 | 5000 | 0 | 0
8312 | 5000 | 0 | 0 | 0 | 0 | 0 | 0 | 5000 | 0 | 0
8313 | 5000 | 0 | 0 | 0 | 0 | 0 | 0 | 5000 | 0 | 0
8314 | 5000 | 0 | 0 | 0 | 0 | 0 | 0 | 5000 | 0 | 0
8315 | 5000 | 0 | 0 | 0 | 0 | 0 | 0 | 5000 | 0 | 0
8316 | 5000 | 0 | 0 | 0 | 0 | 0 | 0 | 5000 | 0 | 0
8317 | 5000 | 0 | 0 | 0 | 0 | 0 | 0 | 5000 | 0 | 0
8318 | 5000 | 0 | 0 | 0 | 0 | 0 | 0 | 5000 | 0 | 0
8319 | 5000 | 0 | 0 | 0 | 0 | 0 | 0 | 5000 | 0 | 0
8320 | 5000 | 0 | 0 | 0 | 0 | 0 | 0 | 5000 | 0 | 0
8321 | 5000 | 0 | 0 | 0 | 0 | 0 | 0 | 5000 | 0 | 0
8322 | 5000 | 0 | 0 | 0 | 0 | 0 | 0 | 5000 | 0 | 0
8323 | 5000 | 0 | 0 | 0 | 0 | 0 | 0 | 1301.899 | 0 | 3698.101
8324 | 5000 | 0 | 0 | 0 | 0 | 0 | 0 | 0 | 0 | 5000
8325 | 5000 | 0 | 0 | 0 | 0 | 0 | 0 | 0 | 0 | 5000
8326 | 5000 | 0 | 0 | 0 | 0 | 0 | 0 | 0 | 0 | 5000
8327 | 5000 | 0 | 0 | 0 | 0 | 0 | 0 | 0 | 0 | 5000
8328 | 5000 | 0 | 0 | 0 | 0 | 0 | 0 | 5000 | 0 | 0
8329 | 5000 | 0 | 0 | 0 | 0 | 0 | 0 | 5000 | 0 | 0
8330 | 5000 | 0 | 0 | 0 | 0 | 0 | 0 | 5000 | 0 | 0
8331 | 5000 | 0 | 0 | 0 | 0 | 0 | 0 | 5000 | 0 | 0
8332 | 5000 | 0 | 0 | 0 | 0 | 0 | 0 | 5000 | 0 | 0
8333 | 5000 | 0 | 0 | 0 | 0 | 0 | 0 | 5000 | 0 | 0
8334 | 5000 | 0 | 0 | 0 | 0 | 0 | 0 | 5000 | 0 | 0
8335 | 5000 | 0 | 0 | 0 | 0 | 0 | 0 | 5000 | 0 | 0
8336 | 5000 | 0 | 0 | 0 | 0 | 0 | 0 | 5000 | 0 | 0
8337 | 5000 | 0 | 0 | 0 | 0 | 0 | 0 | 5000 | 0 | 0
8338 | 5000 | 0 | 0 | 0 | 0 | 0 | 0 | 5000 | 0 | 0
8339 | 5000 | 0 | 0 | 0 | 0 | 0 | 0 | 5000 | 0 | 0
8340 | 5000 | 0 | 0 | 0 | 0 | 0 | 0 | 5000 | 0 | 0
8341 | 5000 | 0 | 0 | 0 | 0 | 0 | 0 | 5000 | 0 | 0
8342 | 5000 | 0 | 0 | 0 | 0 | 0 | 0 | 5000 | 0 | 0
8343 | 5000 | 0 | 0 | 0 | 0 | 0 | 0 | 5000 | 0 | 0
8344 | 5000 | 0 | 0 | 0 | 0 | 0 | 0 | 5000 | 0 | 0
8345 | 5000 | 0 | 0 | 0 | 0 | 0 | 0 | 5000 | 0 | 0
8346 | 5000 | 0 | 0 | 0 | 0 | 0 | 0 | 5000 | 0 | 0
8347 | 5000 | 0 | 0 | 0 | 0 | 0 | 0 | 5000 | 0 | 0
8348 | 5000 | 0 | 0 | 0 | 0 | 0 | 0 | 5000 | 0 | 0
8349 | 5000 | 0 | 0 | 0 | 0 | 0 | 0 | 5000 | 0 | 0
8350 | 5000 | 0 | 0 | 0 | 0 | 0 | 0 | 5000 | 0 | 0
8351 | 5000 | 0 | 0 | 0 | 0 | 0 | 0 | 5000 | 0 | 0
8352 | 5000 | 0 | 0 | 0 | 0 | 0 | 0 | 5000 | 0 | 0
8353 | 5000 | 0 | 0 | 0 | 0 | 0 | 0 | 5000 | -5000 | 0
8354 | 5000 | 0 | 0 | 0 | 0 | 0 | 0 | 5000 | -5000 | 0
8355 | 5000 | 0 | 0 | 0 | 0 | 0 | 0 | 5000 | -5000 | 0
8356 | 5000 | 0 | 0 | 0 | 0 | 0 | 0 | 5000 | -5000 | 0
8357 | 5000 | 0 | 0 | 0 | 0 | 0 | 0 | 5000 | -5000 | 0
8358 | 5000 | 0 | 0 | 0 | 0 | 0 | 0 | 5000 | -1373.421 | 0
8359 | 5000 | 0 | 0 | 0 | 0 | 0 | 0 | 5000 | 0 | 0
8360 | 5000 | 0 | 0 | 0 | 0 | 0 | 0 | 5000 | 0 | 0
8361 | 5000 | 0 | 0 | 0 | 0 | 0 | 0 | 5000 | 0 | 0
8362 | 5000 | 0 | 0 | 0 | 0 | 0 | 0 | 5000 | 0 | 0
8363 | 5000 | 0 | 0 | 0 | 0 | 0 | 0 | 5000 | 0 | 0
8364 | 5000 | 0 | 0 | 0 | 0 | 0 | 0 | 5000 | 0 | 0
8365 | 5000 | 0 | 0 | 0 | 0 | 0 | 0 | 5000 | 0 | 0
8366 | 5000 | 0 | 0 | 0 | 0 | 0 | 0 | 5000 | 0 | 0
8367 | 5000 | 0 | 0 | 0 | 0 | 0 | 0 | 5000 | 0 | 0
8368 | 5000 | 0 | 0 | 0 | 0 | 0 | 0 | 5000 | 0 | 0
8369 | 5000 | 0 | 0 | 0 | 0 | 0 | 0 | 5000 | 0 | 0
8370 | 5000 | 0 | 0 | 0 | 0 | 0 | 0 | 5000 | 0 | 0
8371 | 5000 | 0 | 0 | 0 | 0 | 0 | 0 | 1301.899 | 0 | 3698.101
8372 | 5000 | 0 | 0 | 0 | 0 | 0 | 0 | 0 | 0 | 5000
8373 | 5000 | 0 | 0 | 0 | 0 | 0 | 0 | 0 | 0 | 5000
8374 | 5000 | 0 | 0 | 0 | 0 | 0 | 0 | 0 | 0 | 5000
8375 | 5000 | 0 | 0 | 0 | 0 | 0 | 0 | 0 | 0 | 5000
8376 | 5000 | 0 | 0 | 0 | 0 | 0 | 0 | 5000 | 0 | 0
8377 | 5000 | 0 | 0 | 0 | 0 | 0 | 0 | 5000 | -5000 | 0
8378 | 5000 | 0 | 0 | 0 | 0 | 0 | 0 | 5000 | -5000 | 0
8379 | 5000 | 0 | 0 | 0 | 0 | 0 | 0 | 5000 | -5000 | 0
8380 | 5000 | 0 | 0 | 0 | 0 | 0 | 0 | 5000 | -5000 | 0
8381 | 5000 | 0 | 0 | 0 | 0 | 0 | 0 | 5000 | -5000 | 0
8382 | 5000 | 0 | 0 | 0 | 0 | 0 | 0 | 5000 | -1373.421 | 0
8383 | 5000 | 0 | 0 | 0 | 0 | 0 | 0 | 5000 | 0 | 0
8384 | 5000 | 0 | 0 | 0 | 0 | 0 | 0 | 5000 | 0 | 0
8385 | 5000 | 0 | 0 | 0 | 0 | 0 | 0 | 5000 | 0 | 0
8386 | 5000 | 0 | 0 | 0 | 0 | 0 | 0 | 5000 | 0 | 0
8387 | 5000 | 0 | 0 | 0 | 0 | 0 | 0 | 5000 | 0 | 0
8388 | 5000 | 0 | 0 | 0 | 0 | 0 | 0 | 5000 | 0 | 0
8389 | 5000 | 0 | 0 | 0 | 0 | 0 | 0 | 5000 | 0 | 0
8390 | 5000 | 0 | 0 | 0 | 0 | 0 | 0 | 5000 | 0 | 0
8391 | 5000 | 0 | 0 | 0 | 0 | 0 | 0 | 5000 | 0 | 0
8392 | 5000 | 0 | 0 | 0 | 0 | 0 | 0 | 5000 | 0 | 0
8393 | 5000 | 0 | 0 | 0 | 0 | 0 | 0 | 5000 | 0 | 0
8394 | 5000 | 0 | 0 | 0 | 0 | 0 | 0 | 5000 | 0 | 0
8395 | 5000 | 0 | 0 | 0 | 0 | 0 | 0 | 1301.899 | 0 | 3698.101
8396 | 5000 | 0 | 0 | 0 | 0 | 0 | 0 | 0 | 0 | 5000
8397 | 5000 | 0 | 0 | 0 | 0 | 0 | 0 | 0 | 0 | 5000
8398 | 5000 | 0 | 0 | 0 | 0 | 0 | 0 | 0 | 0 | 5000
8399 | 5000 | 0 | 0 | 0 | 0 | 0 | 0 | 0 | 0 | 5000
8400 | 5000 | 0 | 0 | 0 | 0 | 0 | 0 | 5000 | 0 | 0
8401 | 5000 | 0 | 0 | 0 | 0 | 0 | 0 | 5000 | -5000 | 0
8402 | 5000 | 0 | 0 | 0 | 0 | 0 | 0 | 5000 | -5000 | 0
8403 | 5000 | 0 | 0 | 0 | 0 | 0 | 0 | 5000 | -5000 | 0
8404 | 5000 | 0 | 0 | 0 | 0 | 0 | 0 | 5000 | -5000 | 0
8405 | 5000 | 0 | 0 | 0 | 0 | 0 | 0 | 5000 | -5000 | 0
8406 | 5000 | 0 | 0 | 0 | 0 | 0 | 0 | 5000 | -1373.421 | 0
8407 | 5000 | 0 | 0 | 0 | 0 | 0 | 0 | 5000 | 0 | 0
8408 | 5000 | 0 | 0 | 0 | 0 | 0 | 0 | 5000 | 0 | 0
8409 | 5000 | 0 | 0 | 0 | 0 | 0 | 0 | 5000 | 0 | 0
8410 | 5000 | 0 | 0 | 0 | 0 | 0 | 0 | 5000 | 0 | 0
8411 | 5000 | 0 | 0 | 0 | 0 | 0 | 0 | 5000 | 0 | 0
8412 | 5000 | 0 | 0 | 0 | 0 | 0 | 0 | 5000 | 0 | 0
8413 | 5000 | 0 | 0 | 0 | 0 | 0 | 0 | 5000 | 0 | 0
8414 | 5000 | 0 | 0 | 0 | 0 | 0 | 0 | 5000 | 0 | 0
8415 | 5000 | 0 | 0 | 0 | 0 | 0 | 0 | 5000 | 0 | 0
8416 | 5000 | 0 | 0 | 0 | 0 | 0 | 0 | 5000 | 0 | 0
8417 | 5000 | 0 | 0 | 0 | 0 | 0 | 0 | 5000 | 0 | 0
8418 | 5000 | 0 | 0 | 0 | 0 | 0 | 0 | 5000 | 0 | 0
8419 | 5000 | 0 | 0 | 0 | 0 | 0 | 0 | 1301.899 | 0 | 3698.101
8420 | 5000 | 0 | 0 | 0 | 0 | 0 | 0 | 0 | 0 | 5000
8421 | 5000 | 0 | 0 | 0 | 0 | 0 | 0 | 0 | 0 | 5000
8422 | 5000 | 0 | 0 | 0 | 0 | 0 | 0 | 0 | 0 | 5000
8423 | 5000 | 0 | 0 | 0 | 0 | 0 | 0 | 0 | 0 | 5000
8424 | 5000 | 0 | 0 | 0 | 0 | 0 | 0 | 5000 | 0 | 0
8425 | 5000 | 0 | 0 | 0 | 0 | 0 | 0 | 5000 | -5000 | 0
8426 | 5000 | 0 | 0 | 0 | 0 | 0 | 0 | 5000 | -5000 | 0
8427 | 5000 | 0 | 0 | 0 | 0 | 0 | 0 | 5000 | -5000 | 0
8428 | 5000 | 0 | 0 | 0 | 0 | 0 | 0 | 5000 | -5000 | 0
8429 | 5000 | 0 | 0 | 0 | 0 | 0 | 0 | 5000 | -5000 | 0
8430 | 5000 | 0 | 0 | 0 | 0 | 0 | 0 | 5000 | -1373.421 | 0
8431 | 5000 | 0 | 0 | 0 | 0 | 0 | 0 | 5000 | 0 | 0
8432 | 5000 | 0 | 0 | 0 | 0 | 0 | 0 | 5000 | 0 | 0
8433 | 5000 | 0 | 0 | 0 | 0 | 0 | 0 | 5000 | 0 | 0
8434 | 5000 | 0 | 0 | 0 | 0 | 0 | 0 | 5000 | 0 | 0
8435 | 5000 | 0 | 0 | 0 | 0 | 0 | 0 | 5000 | 0 | 0
8436 | 5000 | 0 | 0 | 0 | 0 | 0 | 0 | 5000 | 0 | 0
8437 | 5000 | 0 | 0 | 0 | 0 | 0 | 0 | 5000 | 0 | 0
8438 | 5000 | 0 | 0 | 0 | 0 | 0 | 0 | 5000 | 0 | 0
8439 | 5000 | 0 | 0 | 0 | 0 | 0 | 0 | 5000 | 0 | 0
8440 | 5000 | 0 | 0 | 0 | 0 | 0 | 0 | 5000 | 0 | 0
8441 | 5000 | 0 | 0 | 0 | 0 | 0 | 0 | 5000 | 0 | 0
8442 | 5000 | 0 | 0 | 0 | 0 | 0 | 0 | 5000 | 0 | 0
8443 | 5000 | 0 | 0 | 0 | 0 | 0 | 0 | 1301.899 | 0 | 3698.101
8444 | 5000 | 0 | 0 | 0 | 0 | 0 | 0 | 0 | 0 | 5000
8445 | 5000 | 0 | 0 | 0 | 0 | 0 | 0 | 0 | 0 | 5000
8446 | 5000 | 0 | 0 | 0 | 0 | 0 | 0 | 0 | 0 | 5000
8447 | 5000 | 0 | 0 | 0 | 0 | 0 | 0 | 0 | 0 | 5000
8448 | 5000 | 0 | 0 | 0 | 0 | 0 | 0 | 5000 | 0 | 0
8449 | 5000 | 0 | 0 | 0 | 0 | 0 | 0 | 5000 | -5000 | 0
8450 | 5000 | 0 | 0 | 0 | 0 | 0 | 0 | 5000 | -5000 | 0
8451 | 5000 | 0 | 0 | 0 | 0 | 0 | 0 | 5000 | -5000 | 0
8452 | 5000 | 0 | 0 | 0 | 0 | 0 | 0 | 5000 | -5000 | 0
8453 | 5000 | 0 | 0 | 0 | 0 | 0 | 0 | 5000 | -5000 | 0
8454 | 5000 | 0 | 0 | 0 | 0 | 0 | 0 | 5000 | -1373.421 | 0
8455 | 5000 | 0 | 0 | 0 | 0 | 0 | 0 | 5000 | 0 | 0
8456 | 5000 | 0 | 0 | 0 | 0 | 0 | 0 | 5000 | 0 | 0
8457 | 5000 | 0 | 0 | 0 | 0 | 0 | 0 | 5000 | 0 | 0
8458 | 5000 | 0 | 0 | 0 | 0 | 0 | 0 | 5000 | 0 | 0
8459 | 5000 | 0 | 0 | 0 | 0 | 0 | 0 | 5000 | 0 | 0
8460 | 5000 | 0 | 0 | 0 | 0 | 0 | 0 | 5000 | 0 | 0
8461 | 5000 | 0 | 0 | 0 | 0 | 0 | 0 | 5000 | 0 | 0
8462 | 5000 | 0 | 0 | 0 | 0 | 0 | 0 | 5000 | 0 | 0
8463 | 5000 | 0 | 0 | 0 | 0 | 0 | 0 | 5000 | 0 | 0
8464 | 5000 | 0 | 0 | 0 | 0 | 0 | 0 | 5000 | 0 | 0
8465 | 5000 | 0 | 0 | 0 | 0 | 0 | 0 | 5000 | 0 | 0
8466 | 5000 | 0 | 0 | 0 | 0 | 0 | 0 | 5000 | 0 | 0
8467 | 5000 | 0 | 0 | 0 | 0 | 0 | 0 | 1301.899 | 0 | 3698.101
8468 | 5000 | 0 | 0 | 0 | 0 | 0 | 0 | 0 | 0 | 5000
8469 | 5000 | 0 | 0 | 0 | 0 | 0 | 0 | 0 | 0 | 5000
8470 | 5000 | 0 | 0 | 0 | 0 | 0 | 0 | 0 | 0 | 5000
8471 | 5000 | 0 | 0 | 0 | 0 | 0 | 0 | 0 | 0 | 5000
8472 | 5000 | 0 | 0 | 0 | 0 | 0 | 0 | 5000 | 0 | 0
8473 | 5000 | 0 | 0 | 0 | 0 | 0 | 0 | 5000 | -5000 | 0
8474 | 5000 | 0 | 0 | 0 | 0 | 0 | 0 | 5000 | -5000 | 0
8475 | 5000 | 0 | 0 | 0 | 0 | 0 | 0 | 5000 | -5000 | 0
8476 | 5000 | 0 | 0 | 0 | 0 | 0 | 0 | 5000 | -5000 | 0
8477 | 5000 | 0 | 0 | 0 | 0 | 0 | 0 | 5000 | -5000 | 0
8478 | 5000 | 0 | 0 | 0 | 0 | 0 | 0 | 5000 | -1373.421 | 0
8479 | 5000 | 0 | 0 | 0 | 0 | 0 | 0 | 5000 | 0 | 0
8480 | 5000 | 0 | 0 | 0 | 0 | 0 | 0 | 5000 | 0 | 0
8481 | 5000 | 0 | 0 | 0 | 0 | 0 | 0 | 5000 | 0 | 0
8482 | 5000 | 0 | 0 | 0 | 0 | 0 | 0 | 5000 | 0 | 0
8483 | 5000 | 0 | 0 | 0 | 0 | 0 | 0 | 5000 | 0 | 0
8484 | 5000 | 0 | 0 | 0 | 0 | 0 | 0 | 5000 | 0 | 0
8485 | 5000 | 0 | 0 | 0 | 0 | 0 | 0 | 5000 | 0 | 0
8486 | 5000 | 0 | 0 | 0 | 0 | 0 | 0 | 5000 | 0 | 0
8487 | 5000 | 0 | 0 | 0 | 0 | 0 | 0 | 5000 | 0 | 0
8488 | 5000 | 0 | 0 | 0 | 0 | 0 | 0 | 5000 | 0 | 0
8489 | 5000 | 0 | 0 | 0 | 0 | 0 | 0 | 5000 | 0 | 0
8490 | 5000 | 0 | 0 | 0 | 0 | 0 | 0 | 5000 | 0 | 0
8491 | 5000 | 0 | 0 | 0 | 0 | 0 | 0 | 1301.899 | 0 | 3698.101
8492 | 5000 | 0 | 0 | 0 | 0 | 0 | 0 | 0 | 0 | 5000
8493 | 5000 | 0 | 0 | 0 | 0 | 0 | 0 | 0 | 0 | 5000
8494 | 5000 | 0 | 0 | 0 | 0 | 0 | 0 | 0 | 0 | 5000
8495 | 5000 | 0 | 0 | 0 | 0 | 0 | 0 | 0 | 0 | 5000
8496 | 5000 | 0 | 0 | 0 | 0 | 0 | 0 | 5000 | 0 | 0
8497 | 5000 | 0 | 0 | 0 | 0 | 0 | 0 | 5000 | 0 | 0
8498 | 5000 | 0 | 0 | 0 | 0 | 0 | 0 | 5000 | 0 | 0
8499 | 5000 | 0 | 0 | 0 | 0 | 0 | 0 | 5000 | 0 | 0
8500 | 5000 | 0 | 0 | 0 | 0 | 0 | 0 | 5000 | 0 | 0
8501 | 5000 | 0 | 0 | 0 | 0 | 0 | 0 | 5000 | 0 | 0
8502 | 5000 | 0 | 0 | 0 | 0 | 0 | 0 | 5000 | 0 | 0
8503 | 5000 | 0 | 0 | 0 | 0 | 0 | 0 | 5000 | 0 | 0
8504 | 5000 | 0 | 0 | 0 | 0 | 0 | 0 | 5000 | 0 | 0
8505 | 5000 | 0 | 0 | 0 | 0 | 0 | 0 | 5000 | 0 | 0
8506 | 5000 | 0 | 0 | 0 | 0 | 0 | 0 | 5000 | 0 | 0
8507 | 5000 | 0 | 0 | 0 | 0 | 0 | 0 | 5000 | 0 | 0
8508 | 5000 | 0 | 0 | 0 | 0 | 0 | 0 | 5000 | 0 | 0
8509 | 5000 | 0 | 0 | 0 | 0 | 0 | 0 | 5000 | 0 | 0
8510 | 5000 | 0 | 0 | 0 | 0 | 0 | 0 | 5000 | 0 | 0
8511 | 5000 | 0 | 0 | 0 | 0 | 0 | 0 | 5000 | 0 | 0
8512 | 5000 | 0 | 0 | 0 | 0 | 0 | 0 | 5000 | 0 | 0
8513 | 5000 | 0 | 0 | 0 | 0 | 0 | 0 | 5000 | 0 | 0
8514 | 5000 | 0 | 0 | 0 | 0 | 0 | 0 | 5000 | 0 | 0
8515 | 5000 | 0 | 0 | 0 | 0 | 0 | 0 | 5000 | 0 | 0
8516 | 5000 | 0 | 0 | 0 | 0 | 0 | 0 | 5000 | 0 | 0
8517 | 5000 | 0 | 0 | 0 | 0 | 0 | 0 | 5000 | 0 | 0
8518 | 5000 | 0 | 0 | 0 | 0 | 0 | 0 | 5000 | 0 | 0
8519 | 5000 | 0 | 0 | 0 | 0 | 0 | 0 | 5000 | 0 | 0
8520 | 5000 | 0 | 0 | 0 | 0 | 0 | 0 | 5000 | 0 | 0
8521 | 5000 | 0 | 0 | 0 | 0 | 0 | 0 | 5000 | -5000 | 0
8522 | 5000 | 0 | 0 | 0 | 0 | 0 | 0 | 5000 | -5000 | 0
8523 | 5000 | 0 | 0 | 0 | 0 | 0 | 0 | 5000 | -5000 | 0
8524 | 5000 | 0 | 0 | 0 | 0 | 0 | 0 | 5000 | -5000 | 0
8525 | 5000 | 0 | 0 | 0 | 0 | 0 | 0 | 5000 | -5000 | 0
8526 | 5000 | 0 | 0 | 0 | 0 | 0 | 0 | 5000 | -1373.421 | 0
8527 | 5000 | 0 | 0 | 0 | 0 | 0 | 0 | 5000 | 0 | 0
8528 | 5000 | 0 | 0 | 0 | 0 | 0 | 0 | 5000 | 0 | 0
8529 | 5000 | 0 | 0 | 0 | 0 | 0 | 0 | 5000 | 0 | 0
8530 | 5000 | 0 | 0 | 0 | 0 | 0 | 0 | 5000 | 0 | 0
8531 | 5000 | 0 | 0 | 0 | 0 | 0 | 0 | 5000 | 0 | 0
8532 | 5000 | 0 | 0 | 0 | 0 | 0 | 0 | 5000 | 0 | 0
8533 | 5000 | 0 | 0 | 0 | 0 | 0 | 0 | 5000 | 0 | 0
8534 | 5000 | 0 | 0 | 0 | 0 | 0 | 0 | 5000 | 0 | 0
8535 | 5000 | 0 | 0 | 0 | 0 | 0 | 0 | 5000 | 0 | 0
8536 | 5000 | 0 | 0 | 0 | 0 | 0 | 0 | 5000 | 0 | 0
8537 | 5000 | 0 | 0 | 0 | 0 | 0 | 0 | 5000 | 0 | 0
8538 | 5000 | 0 | 0 | 0 | 0 | 0 | 0 | 5000 | 0 | 0
8539 | 5000 | 0 | 0 | 0 | 0 | 0 | 0 | 1301.899 | 0 | 3698.101
8540 | 5000 | 0 | 0 | 0 | 0 | 0 | 0 | 0 | 0 | 5000
8541 | 5000 | 0 | 0 | 0 | 0 | 0 | 0 | 0 | 0 | 5000
8542 | 5000 | 0 | 0 | 0 | 0 | 0 | 0 | 0 | 0 | 5000
8543 | 5000 | 0 | 0 | 0 | 0 | 0 | 0 | 0 | 0 | 5000
8544 | 5000 | 0 | 0 | 0 | 0 | 0 | 0 | 5000 | 0 | 0
8545 | 5000 | 0 | 0 | 0 | 0 | 0 | 0 | 5000 | -5000 | 0
8546 | 5000 | 0 | 0 | 0 | 0 | 0 | 0 | 5000 | -5000 | 0
8547 | 5000 | 0 | 0 | 0 | 0 | 0 | 0 | 5000 | -5000 | 0
8548 | 5000 | 0 | 0 | 0 | 0 | 0 | 0 | 5000 | -5000 | 0
8549 | 5000 | 0 | 0 | 0 | 0 | 0 | 0 | 5000 | -5000 | 0
8550 | 5000 | 0 | 0 | 0 | 0 | 0 | 0 | 5000 | -1373.421 | 0
8551 | 5000 | 0 | 0 | 0 | 0 | 0 | 0 | 5000 | 0 | 0
8552 | 5000 | 0 | 0 | 0 | 0 | 0 | 0 | 5000 | 0 | 0
8553 | 5000 | 0 | 0 | 0 | 0 | 0 | 0 | 5000 | 0 | 0
8554 | 5000 | 0 | 0 | 0 | 0 | 0 | 0 | 5000 | 0 | 0
8555 | 5000 | 0 | 0 | 0 | 0 | 0 | 0 | 5000 | 0 | 0
8556 | 5000 | 0 | 0 | 0 | 0 | 0 | 0 | 5000 | 0 | 0
8557 | 5000 | 0 | 0 | 0 | 0 | 0 | 0 | 5000 | 0 | 0
8558 | 5000 | 0 | 0 | 0 | 0 | 0 | 0 | 5000 | 0 | 0
8559 | 5000 | 0 | 0 | 0 | 0 | 0 | 0 | 5000 | 0 | 0
8560 | 5000 | 0 | 0 | 0 | 0 | 0 | 0 | 5000 | 0 | 0
8561 | 5000 | 0 | 0 | 0 | 0 | 0 | 0 | 5000 | 0 | 0
8562 | 5000 | 0 | 0 | 0 | 0 | 0 | 0 | 5000 | 0 | 0
8563 | 5000 | 0 | 0 | 0 | 0 | 0 | 0 | 1301.899 | 0 | 3698.101
8564 | 5000 | 0 | 0 | 0 | 0 | 0 | 0 | 0 | 0 | 5000
8565 | 5000 | 0 | 0 | 0 | 0 | 0 | 0 | 0 | 0 | 5000
8566 | 5000 | 0 | 0 | 0 | 0 | 0 | 0 | 0 | 0 | 5000
8567 | 5000 | 0 | 0 | 0 | 0 | 0 | 0 | 0 | 0 | 5000
8568 | 5000 | 0 | 0 | 0 | 0 | 0 | 0 | 5000 | 0 | 0
8569 | 5000 | 0 | 0 | 0 | 0 | 0 | 0 | 5000 | -5000 | 0
8570 | 5000 | 0 | 0 | 0 | 0 | 0 | 0 | 5000 | -5000 | 0
8571 | 5000 | 0 | 0 | 0 | 0 | 0 | 0 | 5000 | -5000 | 0
8572 | 5000 | 0 | 0 | 0 | 0 | 0 | 0 | 5000 | -5000 | 0
8573 | 5000 | 0 | 0 | 0 | 0 | 0 | 0 | 5000 | -5000 | 0
8574 | 5000 | 0 | 0 | 0 | 0 | 0 | 0 | 5000 | -1373.421 | 0
8575 | 5000 | 0 | 0 | 0 | 0 | 0 | 0 | 5000 | 0 | 0
8576 | 5000 | 0 | 0 | 0 | 0 | 0 | 0 | 5000 | 0 | 0
8577 | 5000 | 0 | 0 | 0 | 0 | 0 | 0 | 5000 | 0 | 0
8578 | 5000 | 0 | 0 | 0 | 0 | 0 | 0 | 5000 | 0 | 0
8579 | 5000 | 0 | 0 | 0 | 0 | 0 | 0 | 5000 | 0 | 0
8580 | 5000 | 0 | 0 | 0 | 0 | 0 | 0 | 5000 | 0 | 0
8581 | 5000 | 0 | 0 | 0 | 0 | 0 | 0 | 5000 | 0 | 0
8582 | 5000 | 0 | 0 | 0 | 0 | 0 | 0 | 5000 | 0 | 0
8583 | 5000 | 0 | 0 | 0 | 0 | 0 | 0 | 5000 | 0 | 0
8584 | 5000 | 0 | 0 | 0 | 0 | 0 | 0 | 5000 | 0 | 0
8585 | 5000 | 0 | 0 | 0 | 0 | 0 | 0 | 5000 | 0 | 0
8586 | 5000 | 0 | 0 | 0 | 0 | 0 | 0 | 5000 | 0 | 0
8587 | 5000 | 0 | 0 | 0 | 0 | 0 | 0 | 1301.899 | 0 | 3698.101
8588 | 5000 | 0 | 0 | 0 | 0 | 0 | 0 | 0 | 0 | 5000
8589 | 5000 | 0 | 0 | 0 | 0 | 0 | 0 | 0 | 0 | 5000
8590 | 5000 | 0 | 0 | 0 | 0 | 0 | 0 | 0 | 0 | 5000
8591 | 5000 | 0 | 0 | 0 | 0 | 0 | 0 | 0 | 0 | 5000
8592 | 5000 | 0 | 0 | 0 | 0 | 0 | 0 | 5000 | 0 | 0
8593 | 5000 | 0 | 0 | 0 | 0 | 0 | 0 | 5000 | -5000 | 0
8594 | 5000 | 0 | 0 | 0 | 0 | 0 | 0 | 5000 | -5000 | 0
8595 | 5000 | 0 | 0 | 0 | 0 | 0 | 0 | 5000 | -5000 | 0
8596 | 5000 | 0 | 0 | 0 | 0 | 0 | 0 | 5000 | -5000 | 0
8597 | 5000 | 0 | 0 | 0 | 0 | 0 | 0 | 5000 | -5000 | 0
8598 | 5000 | 0 | 0 | 0 | 0 | 0 | 0 | 5000 | -1373.421 | 0
8599 | 5000 | 0 | 0 | 0 | 0 | 0 | 0 | 5000 | 0 | 0
8600 | 5000 | 0 | 0 | 0 | 0 | 0 | 0 | 5000 | 0 | 0
8601 | 5000 | 0 | 0 | 0 | 0 | 0 | 0 | 5000 | 0 | 0
8602 | 5000 | 0 | 0 | 0 | 0 | 0 | 0 | 5000 | 0 | 0
8603 | 5000 | 0 | 0 | 0 | 0 | 0 | 0 | 5000 | 0 | 0
8604 | 5000 | 0 | 0 | 0 | 0 | 0 | 0 | 5000 | 0 | 0
8605 | 5000 | 0 | 0 | 0 | 0 | 0 | 0 | 5000 | 0 | 0
8606 | 5000 | 0 | 0 | 0 | 0 | 0 | 0 | 5000 | 0 | 0
8607 | 5000 | 0 | 0 | 0 | 0 | 0 | 0 | 5000 | 0 | 0
8608 | 5000 | 0 | 0 | 0 | 0 | 0 | 0 | 5000 | 0 | 0
8609 | 5000 | 0 | 0 | 0 | 0 | 0 | 0 | 5000 | 0 | 0
8610 | 5000 | 0 | 0 | 0 | 0 | 0 | 0 | 5000 | 0 | 0
8611 | 5000 | 0 | 0 | 0 | 0 | 0 | 0 | 1301.899 | 0 | 3698.101
8612 | 5000 | 0 | 0 | 0 | 0 | 0 | 0 | 0 | 0 | 5000
8613 | 5000 | 0 | 0 | 0 | 0 | 0 | 0 | 0 | 0 | 5000
8614 | 5000 | 0 | 0 | 0 | 0 | 0 | 0 | 0 | 0 | 5000
8615 | 5000 | 0 | 0 | 0 | 0 | 0 | 0 | 0 | 0 | 5000
8616 | 5000 | 0 | 0 | 0 | 0 | 0 | 0 | 5000 | 0 | 0
8617 | 5000 | 0 | 0 | 0 | 0 | 0 | 0 | 5000 | -5000 | 0
8618 | 5000 | 0 | 0 | 0 | 0 | 0 | 0 | 5000 | -5000 | 0
8619 | 5000 | 0 | 0 | 0 | 0 | 0 | 0 | 5000 | -5000 | 0
8620 | 5000 | 0 | 0 | 0 | 0 | 0 | 0 | 5000 | -5000 | 0
8621 | 5000 | 0 | 0 | 0 | 0 | 0 | 0 | 5000 | -5000 | 0
8622 | 5000 | 0 | 0 | 0 | 0 | 0 | 0 | 5000 | -1373.421 | 0
8623 | 5000 | 0 | 0 | 0 | 0 | 0 | 0 | 5000 | 0 | 0
8624 | 5000 | 0 | 0 | 0 | 0 | 0 | 0 | 5000 | 0 | 0
8625 | 5000 | 0 | 0 | 0 | 0 | 0 | 0 | 5000 | 0 | 0
8626 | 5000 | 0 | 0 | 0 | 0 | 0 | 0 | 5000 | 0 | 0
8627 | 5000 | 0 | 0 | 0 | 0 | 0 | 0 | 5000 | 0 | 0
8628 | 5000 | 0 | 0 | 0 | 0 | 0 | 0 | 5000 | 0 | 0
8629 | 5000 | 0 | 0 | 0 | 0 | 0 | 0 | 5000 | 0 | 0
8630 | 5000 | 0 | 0 | 0 | 0 | 0 | 0 | 5000 | 0 | 0
8631 | 5000 | 0 | 0 | 0 | 0 | 0 | 0 | 5000 | 0 | 0
8632 | 5000 | 0 | 0 | 0 | 0 | 0 | 0 | 5000 | 0 | 0
8633 | 5000 | 0 | 0 | 0 | 0 | 0 | 0 | 5000 | 0 | 0
8634 | 5000 | 0 | 0 | 0 | 0 | 0 | 0 | 5000 | 0 | 0
8635 | 5000 | 0 | 0 | 0 | 0 | 0 | 0 | 1301.899 | 0 | 3698.101
8636 | 5000 | 0 | 0 | 0 | 0 | 0 | 0 | 0 | 0 | 5000
8637 | 5000 | 0 | 0 | 0 | 0 | 0 | 0 | 0 | 0 | 5000
8638 | 5000 | 0 | 0 | 0 | 0 | 0 | 0 | 0 | 0 | 5000
8639 | 5000 | 0 | 0 | 0 | 0 | 0 | 0 | 0 | 0 | 5000
8640 | 5000 | 0 | 0 | 0 | 0 | 0 | 0 | 5000 | 0 | 0
8641 | 5000 | 0 | 0 | 0 | 0 | 0 | 0 | 5000 | -5000 | 0
8642 | 5000 | 0 | 0 | 0 | 0 | 0 | 0 | 5000 | -5000 | 0
8643 | 5000 | 0 | 0 | 0 | 0 | 0 | 0 | 5000 | -5000 | 0
8644 | 5000 | 0 | 0 | 0 | 0 | 0 | 0 | 5000 | -5000 | 0
8645 | 5000 | 0 | 0 | 0 | 0 | 0 | 0 | 5000 | -5000 | 0
8646 | 5000 | 0 | 0 | 0 | 0 | 0 | 0 | 5000 | -1373.421 | 0
8647 | 5000 | 0 | 0 | 0 | 0 | 0 | 0 | 5000 | 0 | 0
8648 | 5000 | 0 | 0 | 0 | 0 | 0 | 0 | 5000 | 0 | 0
8649 | 5000 | 0 | 0 | 0 | 0 | 0 | 0 | 5000 | 0 | 0
8650 | 5000 | 0 | 0 | 0 | 0 | 0 | 0 | 5000 | 0 | 0
8651 | 5000 | 0 | 0 | 0 | 0 | 0 | 0 | 5000 | 0 | 0
8652 | 5000 | 0 | 0 | 0 | 0 | 0 | 0 | 5000 | 0 | 0
8653 | 5000 | 0 | 0 | 0 | 0 | 0 | 0 | 5000 | 0 | 0
8654 | 5000 | 0 | 0 | 0 | 0 | 0 | 0 | 5000 | 0 | 0
8655 | 5000 | 0 | 0 | 0 | 0 | 0 | 0 | 5000 | 0 | 0
8656 | 5000 | 0 | 0 | 0 | 0 | 0 | 0 | 5000 | 0 | 0
8657 | 5000 | 0 | 0 | 0 | 0 | 0 | 0 | 5000 | 0 | 0
8658 | 5000 | 0 | 0 | 0 | 0 | 0 | 0 | 5000 | 0 | 0
8659 | 5000 | 0 | 0 | 0 | 0 | 0 | 0 | 1301.899 | 0 | 3698.101
8660 | 5000 | 0 | 0 | 0 | 0 | 0 | 0 | 0 | 0 | 5000
8661 | 5000 | 0 | 0 | 0 | 0 | 0 | 0 | 0 | 0 | 5000
8662 | 5000 | 0 | 0 | 0 | 0 | 0 | 0 | 0 | 0 | 5000
8663 | 5000 | 0 | 0 | 0 | 0 | 0 | 0 | 0 | 0 | 5000
8664 | 5000 | 0 | 0 | 0 | 0 | 0 | 0 | 5000 | 0 | 0
8665 | 5000 | 0 | 0 | 0 | 0 | 0 | 0 | 5000 | 0 | 0
8666 | 5000 | 0 | 0 | 0 | 0 | 0 | 0 | 5000 | 0 | 0
8667 | 5000 | 0 | 0 | 0 | 0 | 0 | 0 | 5000 | 0 | 0
8668 | 5000 | 0 | 0 | 0 | 0 | 0 | 0 | 5000 | 0 | 0
8669 | 5000 | 0 | 0 | 0 | 0 | 0 | 0 | 5000 | 0 | 0
8670 | 5000 | 0 | 0 | 0 | 0 | 0 | 0 | 5000 | 0 | 0
8671 | 5000 | 0 | 0 | 0 | 0 | 0 | 0 | 5000 | 0 | 0
8672 | 5000 | 0 | 0 | 0 | 0 | 0 | 0 | 5000 | 0 | 0
8673 | 5000 | 0 | 0 | 0 | 0 | 0 | 0 | 5000 | 0 | 0
8674 | 5000 | 0 | 0 | 0 | 0 | 0 | 0 | 5000 | 0 | 0
8675 | 5000 | 0 | 0 | 0 | 0 | 0 | 0 | 5000 | 0 | 0
8676 | 5000 | 0 | 0 | 0 | 0 | 0 | 0 | 5000 | 0 | 0
8677 | 5000 | 0 | 0 | 0 | 0 | 0 | 0 | 5000 | 0 | 0
8678 | 5000 | 0 | 0 | 0 | 0 | 0 | 0 | 5000 | 0 | 0
8679 | 5000 | 0 | 0 | 0 | 0 | 0 | 0 | 5000 | 0 | 0
8680 | 5000 | 0 | 0 | 0 | 0 | 0 | 0 | 5000 | 0 | 0
8681 | 5000 | 0 | 0 | 0 | 0 | 0 | 0 | 5000 | 0 | 0
8682 | 5000 | 0 | 0 | 0 | 0 | 0 | 0 | 5000 | 0 | 0
8683 | 5000 | 0 | 0 | 0 | 0 | 0 | 0 | 5000 | 0 | 0
8684 | 5000 | 0 | 0 | 0 | 0 | 0 | 0 | 5000 | 0 | 0
8685 | 5000 | 0 | 0 | 0 | 0 | 0 | 0 | 5000 | 0 | 0
8686 | 5000 | 0 | 0 | 0 | 0 | 0 | 0 | 5000 | 0 | 0
8687 | 5000 | 0 | 0 | 0 | 0 | 0 | 0 | 5000 | 0 | 0
8688 | 5000 | 0 | 0 | 0 | 0 | 0 | 0 | 5000 | 0 | 0
8689 | 5000 | 0 | 0 | 0 | 0 | 0 | 0 | 5000 | -5000 | 0
8690 | 5000 | 0 | 0 | 0 | 0 | 0 | 0 | 5000 | -5000 | 0
8691 | 5000 | 0 | 0 | 0 | 0 | 0 | 0 | 5000 | -5000 | 0
8692 | 5000 | 0 | 0 | 0 | 0 | 0 | 0 | 5000 | -5000 | 0
8693 | 5000 | 0 | 0 | 0 | 0 | 0 | 0 | 5000 | -5000 | 0
8694 | 5000 | 0 | 0 | 0 | 0 | 0 | 0 | 5000 | -1373.421 | 0
8695 | 5000 | 0 | 0 | 0 | 0 | 0 | 0 | 5000 | 0 | 0
8696 | 5000 | 0 | 0 | 0 | 0 | 0 | 0 | 5000 | 0 | 0
8697 | 5000 | 0 | 0 | 0 | 0 | 0 | 0 | 5000 | 0 | 0
8698 | 5000 | 0 | 0 | 0 | 0 | 0 | 0 | 5000 | 0 | 0
8699 | 5000 | 0 | 0 | 0 | 0 | 0 | 0 | 5000 | 0 | 0
8700 | 5000 | 0 | 0 | 0 | 0 | 0 | 0 | 5000 | 0 | 0
8701 | 5000 | 0 | 0 | 0 | 0 | 0 | 0 | 5000 | 0 | 0
8702 | 5000 | 0 | 0 | 0 | 0 | 0 | 0 | 5000 | 0 | 0
8703 | 5000 | 0 | 0 | 0 | 0 | 0 | 0 | 5000 | 0 | 0
8704 | 5000 | 0 | 0 | 0 | 0 | 0 | 0 | 5000 | 0 | 0
8705 | 5000 | 0 | 0 | 0 | 0 | 0 | 0 | 5000 | 0 | 0
8706 | 5000 | 0 | 0 | 0 | 0 | 0 | 0 | 5000 | 0 | 0
8707 | 5000 | 0 | 0 | 0 | 0 | 0 | 0 | 1301.899 | 0 | 3698.101
8708 | 5000 | 0 | 0 | 0 | 0 | 0 | 0 | 0 | 0 | 5000
8709 | 5000 | 0 | 0 | 0 | 0 | 0 | 0 | 0 | 0 | 5000
8710 | 5000 | 0 | 0 | 0 | 0 | 0 | 0 | 0 | 0 | 5000
8711 | 5000 | 0 | 0 | 0 | 0 | 0 | 0 | 0 | 0 | 5000
8712 | 5000 | 0 | 0 | 0 | 0 | 0 | 0 | 5000 | 0 | 0
8713 | 5000 | 0 | 0 | 0 | 0 | 0 | 0 | 5000 | -5000 | 0
8714 | 5000 | 0 | 0 | 0 | 0 | 0 | 0 | 5000 | -5000 | 0
8715 | 5000 | 0 | 0 | 0 | 0 | 0 | 0 | 5000 | -5000 | 0
8716 | 5000 | 0 | 0 | 0 | 0 | 0 | 0 | 5000 | -5000 | 0
8717 | 5000 | 0 | 0 | 0 | 0 | 0 | 0 | 5000 | -5000 | 0
8718 | 5000 | 0 | 0 | 0 | 0 | 0 | 0 | 5000 | -1373.421 | 0
8719 | 5000 | 0 | 0 | 0 | 0 | 0 | 0 | 5000 | 0 | 0
8720 | 5000 | 0 | 0 | 0 | 0 | 0 | 0 | 5000 | 0 | 0
8721 | 5000 | 0 | 0 | 0 | 0 | 0 | 0 | 5000 | 0 | 0
8722 | 5000 | 0 | 0 | 0 | 0 | 0 | 0 | 5000 | 0 | 0
8723 | 5000 | 0 | 0 | 0 | 0 | 0 | 0 | 5000 | 0 | 0
8724 | 5000 | 0 | 0 | 0 | 0 | 0 | 0 | 5000 | 0 | 0
8725 | 5000 | 0 | 0 | 0 | 0 | 0 | 0 | 5000 | 0 | 0
8726 | 5000 | 0 | 0 | 0 | 0 | 0 | 0 | 5000 | 0 | 0
8727 | 5000 | 0 | 0 | 0 | 0 | 0 | 0 | 5000 | 0 | 0
8728 | 5000 | 0 | 0 | 0 | 0 | 0 | 0 | 5000 | 0 | 0
8729 | 5000 | 0 | 0 | 0 | 0 | 0 | 0 | 5000 | 0 | 0
8730 | 5000 | 0 | 0 | 0 | 0 | 0 | 0 | 5000 | 0 | 0
8731 | 5000 | 0 | 0 | 0 | 0 | 0 | 0 | 1301.899 | 0 | 3698.101
8732 | 5000 | 0 | 0 | 0 | 0 | 0 | 0 | 0 | 0 | 5000
8733 | 5000 | 0 | 0 | 0 | 0 | 0 | 0 | 0 | 0 | 5000
8734 | 5000 | 0 | 0 | 0 | 0 | 0 | 0 | 0 | 0 | 5000
8735 | 5000 | 0 | 0 | 0 | 0 | 0 | 0 | 0 | 0 | 5000
8736 | 5000 | 0 | 0 | 0 | 0 | 0 | 0 | 5000 | 0 | 0
8737 | 5000 | 0 | 0 | 0 | 0 | 0 | 0 | 5000 | -5000 | 0
8738 | 5000 | 0 | 0 | 0 | 0 | 0 | 0 | 5000 | -5000 | 0
8739 | 5000 | 0 | 0 | 0 | 0 | 0 | 0 | 5000 | -5000 | 0
8740 | 5000 | 0 | 0 | 0 | 0 | 0 | 0 | 5000 | -5000 | 0
8741 | 5000 | 0 | 0 | 0 | 0 | 0 | 0 | 5000 | -5000 | 0
8742 | 5000 | 0 | 0 | 0 | 0 | 0 | 0 | 5000 | -1373.421 | 0
8743 | 5000 | 0 | 0 | 0 | 0 | 0 | 0 | 5000 | 0 | 0
8744 | 5000 | 0 | 0 | 0 | 0 | 0 | 0 | 5000 | 0 | 0
8745 | 5000 | 0 | 0 | 0 | 0 | 0 | 0 | 5000 | 0 | 0
8746 | 5000 | 0 | 0 | 0 | 0 | 0 | 0 | 5000 | 0 | 0
8747 | 5000 | 0 | 0 | 0 | 0 | 0 | 0 | 5000 | 0 | 0
8748 | 5000 | 0 | 0 | 0 | 0 | 0 | 0 | 5000 | 0 | 0
8749 | 5000 | 0 | 0 | 0 | 0 | 0 | 0 | 5000 | 0 | 0
8750 | 5000 | 0 | 0 | 0 | 0 | 0 | 0 | 5000 | 0 | 0
8751 | 5000 | 0 | 0 | 0 | 0 | 0 | 0 | 5000 | 0 | 0
8752 | 5000 | 0 | 0 | 0 | 0 | 0 | 0 | 5000 | 0 | 0
8753 | 5000 | 0 | 0 | 0 | 0 | 0 | 0 | 5000 | 0 | 0
8754 | 5000 | 0 | 0 | 0 | 0 | 0 | 0 | 5000 | 0 | 0
8755 | 5000 | 0 | 0 | 0 | 0 | 0 | 0 | 1301.899 | 0 | 3698.101
8756 | 5000 | 0 | 0 | 0 | 0 | 0 | 0 | 0 | 0 | 5000
8757 | 5000 | 0 | 0 | 0 | 0 | 0 | 0 | 0 | 0 | 5000
8758 | 5000 | 0 | 0 | 0 | 0 | 0 | 0 | 0 | 0 | 5000
8759 | 5000 | 0 | 0 | 0 | 0 | 0 | 0 | 0 | 0 | 5000
8760 | 5000 | 0 | 0 | 0 | 0 | 0 | 0 | 5000 | 0 | 0

## Load Duration
Rank | Load (kW) | Net Load (kW)
1 | 5000 | 5000
2 | 5000 | 5000
3 | 5000 | 5000
4 | 5000 | 5000
5 | 5000 | 5000
6 | 5000 | 5000
7 | 5000 | 5000
8 | 5000 | 5000
9 | 5000 | 5000
10 | 5000 | 5000
11 | 5000 | 5000
12 | 5000 | 5000
13 | 5000 | 5000
14 | 5000 | 5000
15 | 5000 | 5000
16 | 5000 | 5000
17 | 5000 | 5000
18 | 5000 | 5000
19 | 5000 | 5000
20 | 5000 | 5000
21 | 5000 | 5000
22 | 5000 | 5000
23 | 5000 | 5000
24 | 5000 | 5000
25 | 5000 | 5000
26 | 5000 | 5000
27 | 5000 | 5000
28 | 5000 | 5000
29 | 5000 | 5000
30 | 5000 | 5000
31 | 5000 | 5000
32 | 5000 | 5000
33 | 5000 | 5000
34 | 5000 | 5000
35 | 5000 | 5000
36 | 5000 | 5000
37 | 5000 | 5000
38 | 5000 | 5000
39 | 5000 | 5000
40 | 5000 | 5000
41 | 5000 | 5000
42 | 5000 | 5000
43 | 5000 | 5000
44 | 5000 | 5000
45 | 5000 | 5000
46 | 5000 | 5000
47 | 5000 | 5000
48 | 5000 | 5000
49 | 5000 | 5000
50 | 5000 | 5000
51 | 5000 | 5000
52 | 5000 | 5000
53 | 5000 | 5000
54 | 5000 | 5000
55 | 5000 | 5000
56 | 5000 | 5000
57 | 5000 | 5000
58 | 5000 | 5000
59 | 5000 | 5000
60 | 5000 | 5000
61 | 5000 | 5000
62 | 5000 | 5000
63 | 5000 | 5000
64 | 5000 | 5000
65 | 5000 | 5000
66 | 5000 | 5000
67 | 5000 | 5000
68 | 5000 | 5000
69 | 5000 | 5000
70 | 5000 | 5000
71 | 5000 | 5000
72 | 5000 | 5000
73 | 5000 | 5000
74 | 5000 | 5000
75 | 5000 | 5000
76 | 5000 | 5000
77 | 5000 | 5000
78 | 5000 | 5000
79 | 5000 | 5000
80 | 5000 | 5000
81 | 5000 | 5000
82 | 5000 | 5000
83 | 5000 | 5000
84 | 5000 | 5000
85 | 5000 | 5000
86 | 5000 | 5000
87 | 5000 | 5000
88 | 5000 | 5000
89 | 5000 | 5000
90 | 5000 | 5000
91 | 5000 | 5000
92 | 5000 | 5000
93 | 5000 | 5000
94 | 5000 | 5000
95 | 5000 | 5000
96 | 5000 | 5000
97 | 5000 | 5000
98 | 5000 | 5000
99 | 5000 | 5000
100 | 5000 | 5000
101 | 5000 | 5000
102 | 5000 | 5000
103 | 5000 | 5000
104 | 5000 | 5000
105 | 5000 | 5000
106 | 5000 | 5000
107 | 5000 | 5000
108 | 5000 | 5000
109 | 5000 | 5000
110 | 5000 | 5000
111 | 5000 | 5000
112 | 5000 | 5000
113 | 5000 | 5000
114 | 5000 | 5000
115 | 5000 | 5000
116 | 5000 | 5000
117 | 5000 | 5000
118 | 5000 | 5000
119 | 5000 | 5000
120 | 5000 | 5000
121 | 5000 | 5000
122 | 5000 | 5000
123 | 5000 | 5000
124 | 5000 | 5000
125 | 5000 | 5000
126 | 5000 | 5000
127 | 5000 | 5000
128 | 5000 | 5000
129 | 5000 | 5000
130 | 5000 | 5000
131 | 5000 | 5000
132 | 5000 | 5000
133 | 5000 | 5000
134 | 5000 | 5000
135 | 5000 | 5000
136 | 5000 | 5000
137 | 5000 | 5000
138 | 5000 | 5000
139 | 5000 | 5000
140 | 5000 | 5000
141 | 5000 | 5000
142 | 5000 | 5000
143 | 5000 | 5000
144 | 5000 | 5000
145 | 5000 | 5000
146 | 5000 | 5000
147 | 5000 | 5000
148 | 5000 | 5000
149 | 5000 | 5000
150 | 5000 | 5000
151 | 5000 | 5000
152 | 5000 | 5000
153 | 5000 | 5000
154 | 5000 | 5000
155 | 5000 | 5000
156 | 5000 | 5000
157 | 5000 | 5000
158 | 5000 | 5000
159 | 5000 | 5000
160 | 5000 | 5000
161 | 5000 | 5000
162 | 5000 | 5000
163 | 5000 | 5000
164 | 5000 | 5000
165 | 5000 | 5000
166 | 5000 | 5000
167 | 5000 | 5000
168 | 5000 | 5000
169 | 5000 | 5000
170 | 5000 | 5000
171 | 5000 | 5000
172 | 5000 | 5000
173 | 5000 | 5000
174 | 5000 | 5000
175 | 5000 | 5000
176 | 5000 | 5000
177 | 5000 | 5000
178 | 5000 | 5000
179 | 5000 | 5000
180 | 5000 | 5000
181 | 5000 | 5000
182 | 5000 | 5000
183 | 5000 | 5000
184 | 5000 | 5000
185 | 5000 | 5000
186 | 5000 | 5000
187 | 5000 | 5000
188 | 5000 | 5000
189 | 5000 | 5000
190 | 5000 | 5000
191 | 5000 | 5000
192 | 5000 | 5000
193 | 5000 | 5000
194 | 5000 | 5000
195 | 5000 | 5000
196 | 5000 | 5000
197 | 5000 | 5000
198 | 5000 | 5000
199 | 5000 | 5000
200 | 5000 | 5000
201 | 5000 | 5000
202 | 5000 | 5000
203 | 5000 | 5000
204 | 5000 | 5000
205 | 5000 | 5000
206 | 5000 | 5000
207 | 5000 | 5000
208 | 5000 | 5000
209 | 5000 | 5000
210 | 5000 | 5000
211 | 5000 | 5000
212 | 5000 | 5000
213 | 5000 | 5000
214 | 5000 | 5000
215 | 5000 | 5000
216 | 5000 | 5000
217 | 5000 | 5000
218 | 5000 | 5000
219 | 5000 | 5000
220 | 5000 | 5000
221 | 5000 | 5000
222 | 5000 | 5000
223 | 5000 | 5000
224 | 5000 | 5000
225 | 5000 | 5000
226 | 5000 | 5000
227 | 5000 | 5000
228 | 5000 | 5000
229 | 5000 | 5000
230 | 5000 | 5000
231 | 5000 | 5000
232 | 5000 | 5000
233 | 5000 | 5000
234 | 5000 | 5000
235 | 5000 | 5000
236 | 5000 | 5000
237 | 5000 | 5000
238 | 5000 | 5000
239 | 5000 | 5000
240 | 5000 | 5000
241 | 5000 | 5000
242 | 5000 | 5000
243 | 5000 | 5000
244 | 5000 | 5000
245 | 5000 | 5000
246 | 5000 | 5000
247 | 5000 | 5000
248 | 5000 | 5000
249 | 5000 | 5000
250 | 5000 | 5000
251 | 5000 | 5000
252 | 5000 | 5000
253 | 5000 | 5000
254 | 5000 | 5000
255 | 5000 | 5000
256 | 5000 | 5000
257 | 5000 | 5000
258 | 5000 | 5000
259 | 5000 | 5000
260 | 5000 | 5000
261 | 5000 | 5000
262 | 5000 | 5000
263 | 5000 | 5000
264 | 5000 | 5000
265 | 5000 | 5000
266 | 5000 | 5000
267 | 5000 | 5000
268 | 5000 | 5000
269 | 5000 | 5000
270 | 5000 | 5000
271 | 5000 | 5000
272 | 5000 | 5000
273 | 5000 | 5000
274 | 5000 | 5000
275 | 5000 | 5000
276 | 5000 | 5000
277 | 5000 | 5000
278 | 5000 | 5000
279 | 5000 | 5000
280 | 5000 | 5000
281 | 5000 | 5000
282 | 5000 | 5000
283 | 5000 | 5000
284 | 5000 | 5000
285 | 5000 | 5000
286 | 5000 | 5000
287 | 5000 | 5000
288 | 5000 | 5000
289 | 5000 | 5000
290 | 5000 | 5000
291 | 5000 | 5000
292 | 5000 | 5000
293 | 5000 | 5000
294 | 5000 | 5000
295 | 5000 | 5000
296 | 5000 | 5000
297 | 5000 | 5000
298 | 5000 | 5000
299 | 5000 | 5000
300 | 5000 | 5000
301 | 5000 | 5000
302 | 5000 | 5000
303 | 5000 | 5000
304 | 5000 | 5000
305 | 5000 | 5000
306 | 5000 | 5000
307 | 5000 | 5000
308 | 5000 | 5000
309 | 5000 | 5000
310 | 5000 | 5000
311 | 5000 | 5000
312 | 5000 | 5000
313 | 5000 | 5000
314 | 5000 | 5000
315 | 5000 | 5000
316 | 5000 | 5000
317 | 5000 | 5000
318 | 5000 | 5000
319 | 5000 | 5000
320 | 5000 | 5000
321 | 5000 | 5000
322 | 5000 | 5000
323 | 5000 | 5000
324 | 5000 | 5000
325 | 5000 | 5000
326 | 5000 | 5000
327 | 5000 | 5000
328 | 5000 | 5000
329 | 5000 | 5000
330 | 5000 | 5000
331 | 5000 | 5000
332 | 5000 | 5000
333 | 5000 | 5000
334 | 5000 | 5000
335 | 5000 | 5000
336 | 5000 | 5000
337 | 5000 | 5000
338 | 5000 | 5000
339 | 5000 | 5000
340 | 5000 | 5000
341 | 5000 | 5000
342 | 5000 | 5000
343 | 5000 | 5000
344 | 5000 | 5000
345 | 5000 | 5000
346 | 5000 | 5000
347 | 5000 | 5000
348 | 5000 | 5000
349 | 5000 | 5000
350 | 5000 | 5000
351 | 5000 | 5000
352 | 5000 | 5000
353 | 5000 | 5000
354 | 5000 | 5000
355 | 5000 | 5000
356 | 5000 | 5000
357 | 5000 | 5000
358 | 5000 | 5000
359 | 5000 | 5000
360 | 5000 | 5000
361 | 5000 | 5000
362 | 5000 | 5000
363 | 5000 | 5000
364 | 5000 | 5000
365 | 5000 | 5000
366 | 5000 | 5000
367 | 5000 | 5000
368 | 5000 | 5000
369 | 5000 | 5000
370 | 5000 | 5000
371 | 5000 | 5000
372 | 5000 | 5000
373 | 5000 | 5000
374 | 5000 | 5000
375 | 5000 | 5000
376 | 5000 | 5000
377 | 5000 | 5000
378 | 5000 | 5000
379 | 5000 | 5000
380 | 5000 | 5000
381 | 5000 | 5000
382 | 5000 | 5000
383 | 5000 | 5000
384 | 5000 | 5000
385 | 5000 | 5000
386 | 5000 | 5000
387 | 5000 | 5000
388 | 5000 | 5000
389 | 5000 | 5000
390 | 5000 | 5000
391 | 5000 | 5000
392 | 5000 | 5000
393 | 5000 | 5000
394 | 5000 | 5000
395 | 5000 | 5000
396 | 5000 | 5000
397 | 5000 | 5000
398 | 5000 | 5000
399 | 5000 | 5000
400 | 5000 | 5000
401 | 5000 | 5000
402 | 5000 | 5000
403 | 5000 | 5000
404 | 5000 | 5000
405 | 5000 | 5000
406 | 5000 | 5000
407 | 5000 | 5000
408 | 5000 | 5000
409 | 5000 | 5000
410 | 5000 | 5000
411 | 5000 | 5000
412 | 5000 | 5000
413 | 5000 | 5000
414 | 5000 | 5000
415 | 5000 | 5000
416 | 5000 | 5000
417 | 5000 | 5000
418 | 5000 | 5000
419 | 5000 | 5000
420 | 5000 | 5000
421 | 5000 | 5000
422 | 5000 | 5000
423 | 5000 | 5000
424 | 5000 | 5000
425 | 5000 | 5000
426 | 5000 | 5000
427 | 5000 | 5000
428 | 5000 | 5000
429 | 5000 | 5000
430 | 5000 | 5000
431 | 5000 | 5000
432 | 5000 | 5000
433 | 5000 | 5000
434 | 5000 | 5000
435 | 5000 | 5000
436 | 5000 | 5000
437 | 5000 | 5000
438 | 5000 | 5000
439 | 5000 | 5000
440 | 5000 | 5000
441 | 5000 | 5000
442 | 5000 | 5000
443 | 5000 | 5000
444 | 5000 | 5000
445 | 5000 | 5000
446 | 5000 | 5000
447 | 5000 | 5000
448 | 5000 | 5000
449 | 5000 | 5000
450 | 5000 | 5000
451 | 5000 | 5000
452 | 5000 | 5000
453 | 5000 | 5000
454 | 5000 | 5000
455 | 5000 | 5000
456 | 5000 | 5000
457 | 5000 | 5000
458 | 5000 | 5000
459 | 5000 | 5000
460 | 5000 | 5000
461 | 5000 | 5000
462 | 5000 | 5000
463 | 5000 | 5000
464 | 5000 | 5000
465 | 5000 | 5000
466 | 5000 | 5000
467 | 5000 | 5000
468 | 5000 | 5000
469 | 5000 | 5000
470 | 5000 | 5000
471 | 5000 | 5000
472 | 5000 | 5000
473 | 5000 | 5000
474 | 5000 | 5000
475 | 5000 | 5000
476 | 5000 | 5000
477 | 5000 | 5000
478 | 5000 | 5000
479 | 5000 | 5000
480 | 5000 | 5000
481 | 5000 | 5000
482 | 5000 | 5000
483 | 5000 | 5000
484 | 5000 | 5000
485 | 5000 | 5000
486 | 5000 | 5000
487 | 5000 | 5000
488 | 5000 | 5000
489 | 5000 | 5000
490 | 5000 | 5000
491 | 5000 | 5000
492 | 5000 | 5000
493 | 5000 | 5000
494 | 5000 | 5000
495 | 5000 | 5000
496 | 5000 | 5000
497 | 5000 | 5000
498 | 5000 | 5000
499 | 5000 | 5000
500 | 5000 | 5000
501 | 5000 | 5000
502 | 5000 | 5000
503 | 5000 | 5000
504 | 5000 | 5000
505 | 5000 | 5000
506 | 5000 | 5000
507 | 5000 | 5000
508 | 5000 | 5000
509 | 5000 | 5000
510 | 5000 | 5000
511 | 5000 | 5000
512 | 5000 | 5000
513 | 5000 | 5000
514 | 5000 | 5000
515 | 5000 | 5000
516 | 5000 | 5000
517 | 5000 | 5000
518 | 5000 | 5000
519 | 5000 | 5000
520 | 5000 | 5000
521 | 5000 | 5000
522 | 5000 | 5000
523 | 5000 | 5000
524 | 5000 | 5000
525 | 5000 | 5000
526 | 5000 | 5000
527 | 5000 | 5000
528 | 5000 | 5000
529 | 5000 | 5000
530 | 5000 | 5000
531 | 5000 | 5000
532 | 5000 | 5000
533 | 5000 | 5000
534 | 5000 | 5000
535 | 5000 | 5000
536 | 5000 | 5000
537 | 5000 | 5000
538 | 5000 | 5000
539 | 5000 | 5000
540 | 5000 | 5000
541 | 5000 | 5000
542 | 5000 | 5000
543 | 5000 | 5000
544 | 5000 | 5000
545 | 5000 | 5000
546 | 5000 | 5000
547 | 5000 | 5000
548 | 5000 | 5000
549 | 5000 | 5000
550 | 5000 | 5000
551 | 5000 | 5000
552 | 5000 | 5000
553 | 5000 | 5000
554 | 5000 | 5000
555 | 5000 | 5000
556 | 5000 | 5000
557 | 5000 | 5000
558 | 5000 | 5000
559 | 5000 | 5000
560 | 5000 | 5000
561 | 5000 | 5000
562 | 5000 | 5000
563 | 5000 | 5000
564 | 5000 | 5000
565 | 5000 | 5000
566 | 5000 | 5000
567 | 5000 | 5000
568 | 5000 | 5000
569 | 5000 | 5000
570 | 5000 | 5000
571 | 5000 | 5000
572 | 5000 | 5000
573 | 5000 | 5000
574 | 5000 | 5000
575 | 5000 | 5000
576 | 5000 | 5000
577 | 5000 | 5000
578 | 5000 | 5000
579 | 5000 | 5000
580 | 5000 | 5000
581 | 5000 | 5000
582 | 5000 | 5000
583 | 5000 | 5000
584 | 5000 | 5000
585 | 5000 | 5000
586 | 5000 | 5000
587 | 5000 | 5000
588 | 5000 | 5000
589 | 5000 | 5000
590 | 5000 | 5000
591 | 5000 | 5000
592 | 5000 | 5000
593 | 5000 | 5000
594 | 5000 | 5000
595 | 5000 | 5000
596 | 5000 | 5000
597 | 5000 | 5000
598 | 5000 | 5000
599 | 5000 | 5000
600 | 5000 | 5000
601 | 5000 | 5000
602 | 5000 | 5000
603 | 5000 | 5000
604 | 5000 | 5000
605 | 5000 | 5000
606 | 5000 | 5000
607 | 5000 | 5000
608 | 5000 | 5000
609 | 5000 | 5000
610 | 5000 | 5000
611 | 5000 | 5000
612 | 5000 | 5000
613 | 5000 | 5000
614 | 5000 | 5000
615 | 5000 | 5000
616 | 5000 | 5000
617 | 5000 | 5000
618 | 5000 | 5000
619 | 5000 | 5000
620 | 5000 | 5000
621 | 5000 | 5000
622 | 5000 | 5000
623 | 5000 | 5000
624 | 5000 | 5000
625 | 5000 | 5000
626 | 5000 | 5000
627 | 5000 | 5000
628 | 5000 | 5000
629 | 5000 | 5000
630 | 5000 | 5000
631 | 5000 | 5000
632 | 5000 | 5000
633 | 5000 | 5000
634 | 5000 | 5000
635 | 5000 | 5000
636 | 5000 | 5000
637 | 5000 | 5000
638 | 5000 | 5000
639 | 5000 | 5000
640 | 5000 | 5000
641 | 5000 | 5000
642 | 5000 | 5000
643 | 5000 | 5000
644 | 5000 | 5000
645 | 5000 | 5000
646 | 5000 | 5000
647 | 5000 | 5000
648 | 5000 | 5000
649 | 5000 | 5000
650 | 5000 | 5000
651 | 5000 | 5000
652 | 5000 | 5000
653 | 5000 | 5000
654 | 5000 | 5000
655 | 5000 | 5000
656 | 5000 | 5000
657 | 5000 | 5000
658 | 5000 | 5000
659 | 5000 | 5000
660 | 5000 | 5000
661 | 5000 | 5000
662 | 5000 | 5000
663 | 5000 | 5000
664 | 5000 | 5000
665 | 5000 | 5000
666 | 5000 | 5000
667 | 5000 | 5000
668 | 5000 | 5000
669 | 5000 | 5000
670 | 5000 | 5000
671 | 5000 | 5000
672 | 5000 | 5000
673 | 5000 | 5000
674 | 5000 | 5000
675 | 5000 | 5000
676 | 5000 | 5000
677 | 5000 | 5000
678 | 5000 | 5000
679 | 5000 | 5000
680 | 5000 | 5000
681 | 5000 | 5000
682 | 5000 | 5000
683 | 5000 | 5000
684 | 5000 | 5000
685 | 5000 | 5000
686 | 5000 | 5000
687 | 5000 | 5000
688 | 5000 | 5000
689 | 5000 | 5000
690 | 5000 | 5000
691 | 5000 | 5000
692 | 5000 | 5000
693 | 5000 | 5000
694 | 5000 | 5000
695 | 5000 | 5000
696 | 5000 | 5000
697 | 5000 | 5000
698 | 5000 | 5000
699 | 5000 | 5000
700 | 5000 | 5000
701 | 5000 | 5000
702 | 5000 | 5000
703 | 5000 | 5000
704 | 5000 | 5000
705 | 5000 | 5000
706 | 5000 | 5000
707 | 5000 | 5000
708 | 5000 | 5000
709 | 5000 | 5000
710 | 5000 | 5000
711 | 5000 | 5000
712 | 5000 | 5000
713 | 5000 | 5000
714 | 5000 | 5000
715 | 5000 | 5000
716 | 5000 | 5000
717 | 5000 | 5000
718 | 5000 | 5000
719 | 5000 | 5000
720 | 5000 | 5000
721 | 5000 | 5000
722 | 5000 | 5000
723 | 5000 | 5000
724 | 5000 | 5000
725 | 5000 | 5000
726 | 5000 | 5000
727 | 5000 | 5000
728 | 5000 | 5000
729 | 5000 | 5000
730 | 5000 | 5000
731 | 5000 | 5000
732 | 5000 | 5000
733 | 5000 | 5000
734 | 5000 | 5000
735 | 5000 | 5000
736 | 5000 | 5000
737 | 5000 | 5000
738 | 5000 | 5000
739 | 5000 | 5000
740 | 5000 | 5000
741 | 5000 | 5000
742 | 5000 | 5000
743 | 5000 | 5000
744 | 5000 | 5000
745 | 5000 | 5000
746 | 5000 | 5000
747 | 5000 | 5000
748 | 5000 | 5000
749 | 5000 | 5000
750 | 5000 | 5000
751 | 5000 | 5000
752 | 5000 | 5000
753 | 5000 | 5000
754 | 5000 | 5000
755 | 5000 | 5000
756 | 5000 | 5000
757 | 5000 | 5000
758 | 5000 | 5000
759 | 5000 | 5000
760 | 5000 | 5000
761 | 5000 | 5000
762 | 5000 | 5000
763 | 5000 | 5000
764 | 5000 | 5000
765 | 5000 | 5000
766 | 5000 | 5000
767 | 5000 | 5000
768 | 5000 | 5000
769 | 5000 | 5000
770 | 5000 | 5000
771 | 5000 | 5000
772 | 5000 | 5000
773 | 5000 | 5000
774 | 5000 | 5000
775 | 5000 | 5000
776 | 5000 | 5000
777 | 5000 | 5000
778 | 5000 | 5000
779 | 5000 | 5000
780 | 5000 | 5000
781 | 5000 | 5000
782 | 5000 | 5000
783 | 5000 | 5000
784 | 5000 | 5000
785 | 5000 | 5000
786 | 5000 | 5000
787 | 5000 | 5000
788 | 5000 | 5000
789 | 5000 | 5000
790 | 5000 | 5000
791 | 5000 | 5000
792 | 5000 | 5000
793 | 5000 | 5000
794 | 5000 | 5000
795 | 5000 | 5000
796 | 5000 | 5000
797 | 5000 | 5000
798 | 5000 | 5000
799 | 5000 | 5000
800 | 5000 | 5000
801 | 5000 | 5000
802 | 5000 | 5000
803 | 5000 | 5000
804 | 5000 | 5000
805 | 5000 | 5000
806 | 5000 | 5000
807 | 5000 | 5000
808 | 5000 | 5000
809 | 5000 | 5000
810 | 5000 | 5000
811 | 5000 | 5000
812 | 5000 | 5000
813 | 5000 | 5000
814 | 5000 | 5000
815 | 5000 | 5000
816 | 5000 | 5000
817 | 5000 | 5000
818 | 5000 | 5000
819 | 5000 | 5000
820 | 5000 | 5000
821 | 5000 | 5000
822 | 5000 | 5000
823 | 5000 | 5000
824 | 5000 | 5000
825 | 5000 | 5000
826 | 5000 | 5000
827 | 5000 | 5000
828 | 5000 | 5000
829 | 5000 | 5000
830 | 5000 | 5000
831 | 5000 | 5000
832 | 5000 | 5000
833 | 5000 | 5000
834 | 5000 | 5000
835 | 5000 | 5000
836 | 5000 | 5000
837 | 5000 | 5000
838 | 5000 | 5000
839 | 5000 | 5000
840 | 5000 | 5000
841 | 5000 | 5000
842 | 5000 | 5000
843 | 5000 | 5000
844 | 5000 | 5000
845 | 5000 | 5000
846 | 5000 | 5000
847 | 5000 | 5000
848 | 5000 | 5000
849 | 5000 | 5000
850 | 5000 | 5000
851 | 5000 | 5000
852 | 5000 | 5000
853 | 5000 | 5000
854 | 5000 | 5000
855 | 5000 | 5000
856 | 5000 | 5000
857 | 5000 | 5000
858 | 5000 | 5000
859 | 5000 | 5000
860 | 5000 | 5000
861 | 5000 | 5000
862 | 5000 | 5000
863 | 5000 | 5000
864 | 5000 | 5000
865 | 5000 | 5000
866 | 5000 | 5000
867 | 5000 | 5000
868 | 5000 | 5000
869 | 5000 | 5000
870 | 5000 | 5000
871 | 5000 | 5000
872 | 5000 | 5000
873 | 5000 | 5000
874 | 5000 | 5000
875 | 5000 | 5000
876 | 5000 | 5000
877 | 5000 | 5000
878 | 5000 | 5000
879 | 5000 | 5000
880 | 5000 | 5000
881 | 5000 | 5000
882 | 5000 | 5000
883 | 5000 | 5000
884 | 5000 | 5000
885 | 5000 | 5000
886 | 5000 | 5000
887 | 5000 | 5000
888 | 5000 | 5000
889 | 5000 | 5000
890 | 5000 | 5000
891 | 5000 | 5000
892 | 5000 | 5000
893 | 5000 | 5000
894 | 5000 | 5000
895 | 5000 | 5000
896 | 5000 | 5000
897 | 5000 | 5000
898 | 5000 | 5000
899 | 5000 | 5000
900 | 5000 | 5000
901 | 5000 | 5000
902 | 5000 | 5000
903 | 5000 | 5000
904 | 5000 | 5000
905 | 5000 | 5000
906 | 5000 | 5000
907 | 5000 | 5000
908 | 5000 | 5000
909 | 5000 | 5000
910 | 5000 | 5000
911 | 5000 | 5000
912 | 5000 | 5000
913 | 5000 | 5000
914 | 5000 | 5000
915 | 5000 | 5000
916 | 5000 | 5000
917 | 5000 | 5000
918 | 5000 | 5000
919 | 5000 | 5000
920 | 5000 | 5000
921 | 5000 | 5000
922 | 5000 | 5000
923 | 5000 | 5000
924 | 5000 | 5000
925 | 5000 | 5000
926 | 5000 | 5000
927 | 5000 | 5000
928 | 5000 | 5000
929 | 5000 | 5000
930 | 5000 | 5000
931 | 5000 | 5000
932 | 5000 | 5000
933 | 5000 | 5000
934 | 5000 | 5000
935 | 5000 | 5000
936 | 5000 | 5000
937 | 5000 | 5000
938 | 5000 | 5000
939 | 5000 | 5000
940 | 5000 | 5000
941 | 5000 | 5000
942 | 5000 | 5000
943 | 5000 | 5000
944 | 5000 | 5000
945 | 5000 | 5000
946 | 5000 | 5000
947 | 5000 | 5000
948 | 5000 | 5000
949 | 5000 | 5000
950 | 5000 | 5000
951 | 5000 | 5000
952 | 5000 | 5000
953 | 5000 | 5000
954 | 5000 | 5000
955 | 5000 | 5000
956 | 5000 | 5000
957 | 5000 | 5000
958 | 5000 | 5000
959 | 5000 | 5000
960 | 5000 | 5000
961 | 5000 | 5000
962 | 5000 | 5000
963 | 5000 | 5000
964 | 5000 | 5000
965 | 5000 | 5000
966 | 5000 | 5000
967 | 5000 | 5000
968 | 5000 | 5000
969 | 5000 | 5000
970 | 5000 | 5000
971 | 5000 | 5000
972 | 5000 | 5000
973 | 5000 | 5000
974 | 5000 | 5000
975 | 5000 | 5000
976 | 5000 | 5000
977 | 5000 | 5000
978 | 5000 | 5000
979 | 5000 | 5000
980 | 5000 | 5000
981 | 5000 | 5000
982 | 5000 | 5000
983 | 5000 | 5000
984 | 5000 | 5000
985 | 5000 | 5000
986 | 5000 | 5000
987 | 5000 | 5000
988 | 5000 | 5000
989 | 5000 | 5000
990 | 5000 | 5000
991 | 5000 | 5000
992 | 5000 | 5000
993 | 5000 | 5000
994 | 5000 | 5000
995 | 5000 | 5000
996 | 5000 | 5000
997 | 5000 | 5000
998 | 5000 | 5000
999 | 5000 | 5000
1000 | 5000 | 5000
1001 | 5000 | 5000
1002 | 5000 | 5000
1003 | 5000 | 5000
1004 | 5000 | 5000
1005 | 5000 | 5000
1006 | 5000 | 5000
1007 | 5000 | 5000
1008 | 5000 | 5000
1009 | 5000 | 5000
1010 | 5000 | 5000
1011 | 5000 | 5000
1012 | 5000 | 5000
1013 | 5000 | 5000
1014 | 5000 | 5000
1015 | 5000 | 5000
1016 | 5000 | 5000
1017 | 5000 | 5000
1018 | 5000 | 5000
1019 | 5000 | 5000
1020 | 5000 | 5000
1021 | 5000 | 5000
1022 | 5000 | 5000
1023 | 5000 | 5000
1024 | 5000 | 5000
1025 | 5000 | 5000
1026 | 5000 | 5000
1027 | 5000 | 5000
1028 | 5000 | 5000
1029 | 5000 | 5000
1030 | 5000 | 5000
1031 | 5000 | 5000
1032 | 5000 | 5000
1033 | 5000 | 5000
1034 | 5000 | 5000
1035 | 5000 | 5000
1036 | 5000 | 5000
1037 | 5000 | 5000
1038 | 5000 | 5000
1039 | 5000 | 5000
1040 | 5000 | 5000
1041 | 5000 | 5000
1042 | 5000 | 5000
1043 | 5000 | 5000
1044 | 5000 | 5000
1045 | 5000 | 5000
1046 | 5000 | 5000
1047 | 5000 | 5000
1048 | 5000 | 5000
1049 | 5000 | 5000
1050 | 5000 | 5000
1051 | 5000 | 5000
1052 | 5000 | 5000
1053 | 5000 | 5000
1054 | 5000 | 5000
1055 | 5000 | 5000
1056 | 5000 | 5000
1057 | 5000 | 5000
1058 | 5000 | 5000
1059 | 5000 | 5000
1060 | 5000 | 5000
1061 | 5000 | 5000
1062 | 5000 | 5000
1063 | 5000 | 5000
1064 | 5000 | 5000
1065 | 5000 | 5000
1066 | 5000 | 5000
1067 | 5000 | 5000
1068 | 5000 | 5000
1069 | 5000 | 5000
1070 | 5000 | 5000
1071 | 5000 | 5000
1072 | 5000 | 5000
1073 | 5000 | 5000
1074 | 5000 | 5000
1075 | 5000 | 5000
1076 | 5000 | 5000
1077 | 5000 | 5000
1078 | 5000 | 5000
1079 | 5000 | 5000
1080 | 5000 | 5000
1081 | 5000 | 5000
1082 | 5000 | 5000
1083 | 5000 | 5000
1084 | 5000 | 5000
1085 | 5000 | 5000
1086 | 5000 | 5000
1087 | 5000 | 5000
1088 | 5000 | 5000
1089 | 5000 | 5000
1090 | 5000 | 5000
1091 | 5000 | 5000
1092 | 5000 | 5000
1093 | 5000 | 5000
1094 | 5000 | 5000
1095 | 5000 | 5000
1096 | 5000 | 5000
1097 | 5000 | 5000
1098 | 5000 | 5000
1099 | 5000 | 5000
1100 | 5000 | 5000
1101 | 5000 | 5000
1102 | 5000 | 5000
1103 | 5000 | 5000
1104 | 5000 | 5000
1105 | 5000 | 5000
1106 | 5000 | 5000
1107 | 5000 | 5000
1108 | 5000 | 5000
1109 | 5000 | 5000
1110 | 5000 | 5000
1111 | 5000 | 5000
1112 | 5000 | 5000
1113 | 5000 | 5000
1114 | 5000 | 5000
1115 | 5000 | 5000
1116 | 5000 | 5000
1117 | 5000 | 5000
1118 | 5000 | 5000
1119 | 5000 | 5000
1120 | 5000 | 5000
1121 | 5000 | 5000
1122 | 5000 | 5000
1123 | 5000 | 5000
1124 | 5000 | 5000
1125 | 5000 | 5000
1126 | 5000 | 5000
1127 | 5000 | 5000
1128 | 5000 | 5000
1129 | 5000 | 5000
1130 | 5000 | 5000
1131 | 5000 | 5000
1132 | 5000 | 5000
1133 | 5000 | 5000
1134 | 5000 | 5000
1135 | 5000 | 5000
1136 | 5000 | 5000
1137 | 5000 | 5000
1138 | 5000 | 5000
1139 | 5000 | 5000
1140 | 5000 | 5000
1141 | 5000 | 5000
1142 | 5000 | 5000
1143 | 5000 | 5000
1144 | 5000 | 5000
1145 | 5000 | 5000
1146 | 5000 | 5000
1147 | 5000 | 5000
1148 | 5000 | 5000
1149 | 5000 | 5000
1150 | 5000 | 5000
1151 | 5000 | 5000
1152 | 5000 | 5000
1153 | 5000 | 5000
1154 | 5000 | 5000
1155 | 5000 | 5000
1156 | 5000 | 5000
1157 | 5000 | 5000
1158 | 5000 | 5000
1159 | 5000 | 5000
1160 | 5000 | 5000
1161 | 5000 | 5000
1162 | 5000 | 5000
1163 | 5000 | 5000
1164 | 5000 | 5000
1165 | 5000 | 5000
1166 | 5000 | 5000
1167 | 5000 | 5000
1168 | 5000 | 5000
1169 | 5000 | 5000
1170 | 5000 | 5000
1171 | 5000 | 5000
1172 | 5000 | 5000
1173 | 5000 | 5000
1174 | 5000 | 5000
1175 | 5000 | 5000
1176 | 5000 | 5000
1177 | 5000 | 5000
1178 | 5000 | 5000
1179 | 5000 | 5000
1180 | 5000 | 5000
1181 | 5000 | 5000
1182 | 5000 | 5000
1183 | 5000 | 5000
1184 | 5000 | 5000
1185 | 5000 | 5000
1186 | 5000 | 5000
1187 | 5000 | 5000
1188 | 5000 | 5000
1189 | 5000 | 5000
1190 | 5000 | 5000
1191 | 5000 | 5000
1192 | 5000 | 5000
1193 | 5000 | 5000
1194 | 5000 | 5000
1195 | 5000 | 5000
1196 | 5000 | 5000
1197 | 5000 | 5000
1198 | 5000 | 5000
1199 | 5000 | 5000
1200 | 5000 | 5000
1201 | 5000 | 5000
1202 | 5000 | 5000
1203 | 5000 | 5000
1204 | 5000 | 5000
1205 | 5000 | 5000
1206 | 5000 | 5000
1207 | 5000 | 5000
1208 | 5000 | 5000
1209 | 5000 | 5000
1210 | 5000 | 5000
1211 | 5000 | 5000
1212 | 5000 | 5000
1213 | 5000 | 5000
1214 | 5000 | 5000
1215 | 5000 | 5000
1216 | 5000 | 5000
1217 | 5000 | 5000
1218 | 5000 | 5000
1219 | 5000 | 5000
1220 | 5000 | 5000
1221 | 5000 | 5000
1222 | 5000 | 5000
1223 | 5000 | 5000
1224 | 5000 | 5000
1225 | 5000 | 5000
1226 | 5000 | 5000
1227 | 5000 | 5000
1228 | 5000 | 5000
1229 | 5000 | 5000
1230 | 5000 | 5000
1231 | 5000 | 5000
1232 | 5000 | 5000
1233 | 5000 | 5000
1234 | 5000 | 5000
1235 | 5000 | 5000
1236 | 5000 | 5000
1237 | 5000 | 5000
1238 | 5000 | 5000
1239 | 5000 | 5000
1240 | 5000 | 5000
1241 | 5000 | 5000
1242 | 5000 | 5000
1243 | 5000 | 5000
1244 | 5000 | 5000
1245 | 5000 | 5000
1246 | 5000 | 5000
1247 | 5000 | 5000
1248 | 5000 | 5000
1249 | 5000 | 5000
1250 | 5000 | 5000
1251 | 5000 | 5000
1252 | 5000 | 5000
1253 | 5000 | 5000
1254 | 5000 | 5000
1255 | 5000 | 5000
1256 | 5000 | 5000
1257 | 5000 | 5000
1258 | 5000 | 5000
1259 | 5000 | 5000
1260 | 5000 | 5000
1261 | 5000 | 5000
1262 | 5000 | 5000
1263 | 5000 | 5000
1264 | 5000 | 5000
1265 | 5000 | 5000
1266 | 5000 | 5000
1267 | 5000 | 5000
1268 | 5000 | 5000
1269 | 5000 | 5000
1270 | 5000 | 5000
1271 | 5000 | 5000
1272 | 5000 | 5000
1273 | 5000 | 5000
1274 | 5000 | 5000
1275 | 5000 | 5000
1276 | 5000 | 5000
1277 | 5000 | 5000
1278 | 5000 | 5000
1279 | 5000 | 5000
1280 | 5000 | 5000
1281 | 5000 | 5000
1282 | 5000 | 5000
1283 | 5000 | 5000
1284 | 5000 | 5000
1285 | 5000 | 5000
1286 | 5000 | 5000
1287 | 5000 | 5000
1288 | 5000 | 5000
1289 | 5000 | 5000
1290 | 5000 | 5000
1291 | 5000 | 5000
1292 | 5000 | 5000
1293 | 5000 | 5000
1294 | 5000 | 5000
1295 | 5000 | 5000
1296 | 5000 | 5000
1297 | 5000 | 5000
1298 | 5000 | 5000
1299 | 5000 | 5000
1300 | 5000 | 5000
1301 | 5000 | 5000
1302 | 5000 | 5000
1303 | 5000 | 5000
1304 | 5000 | 5000
1305 | 5000 | 5000
1306 | 5000 | 5000
1307 | 5000 | 5000
1308 | 5000 | 5000
1309 | 5000 | 5000
1310 | 5000 | 5000
1311 | 5000 | 5000
1312 | 5000 | 5000
1313 | 5000 | 5000
1314 | 5000 | 5000
1315 | 5000 | 5000
1316 | 5000 | 5000
1317 | 5000 | 5000
1318 | 5000 | 5000
1319 | 5000 | 5000
1320 | 5000 | 5000
1321 | 5000 | 5000
1322 | 5000 | 5000
1323 | 5000 | 5000
1324 | 5000 | 5000
1325 | 5000 | 5000
1326 | 5000 | 5000
1327 | 5000 | 5000
1328 | 5000 | 5000
1329 | 5000 | 5000
1330 | 5000 | 5000
1331 | 5000 | 5000
1332 | 5000 | 5000
1333 | 5000 | 5000
1334 | 5000 | 5000
1335 | 5000 | 5000
1336 | 5000 | 5000
1337 | 5000 | 5000
1338 | 5000 | 5000
1339 | 5000 | 5000
1340 | 5000 | 5000
1341 | 5000 | 5000
1342 | 5000 | 5000
1343 | 5000 | 5000
1344 | 5000 | 5000
1345 | 5000 | 5000
1346 | 5000 | 5000
1347 | 5000 | 5000
1348 | 5000 | 5000
1349 | 5000 | 5000
1350 | 5000 | 5000
1351 | 5000 | 5000
1352 | 5000 | 5000
1353 | 5000 | 5000
1354 | 5000 | 5000
1355 | 5000 | 5000
1356 | 5000 | 5000
1357 | 5000 | 5000
1358 | 5000 | 5000
1359 | 5000 | 5000
1360 | 5000 | 5000
1361 | 5000 | 5000
1362 | 5000 | 5000
1363 | 5000 | 5000
1364 | 5000 | 5000
1365 | 5000 | 5000
1366 | 5000 | 5000
1367 | 5000 | 5000
1368 | 5000 | 5000
1369 | 5000 | 5000
1370 | 5000 | 5000
1371 | 5000 | 5000
1372 | 5000 | 5000
1373 | 5000 | 5000
1374 | 5000 | 5000
1375 | 5000 | 5000
1376 | 5000 | 5000
1377 | 5000 | 5000
1378 | 5000 | 5000
1379 | 5000 | 5000
1380 | 5000 | 5000
1381 | 5000 | 5000
1382 | 5000 | 5000
1383 | 5000 | 5000
1384 | 5000 | 5000
1385 | 5000 | 5000
1386 | 5000 | 5000
1387 | 5000 | 5000
1388 | 5000 | 5000
1389 | 5000 | 5000
1390 | 5000 | 5000
1391 | 5000 | 5000
1392 | 5000 | 5000
1393 | 5000 | 5000
1394 | 5000 | 5000
1395 | 5000 | 5000
1396 | 5000 | 5000
1397 | 5000 | 5000
1398 | 5000 | 5000
1399 | 5000 | 5000
1400 | 5000 | 5000
1401 | 5000 | 5000
1402 | 5000 | 5000
1403 | 5000 | 5000
1404 | 5000 | 5000
1405 | 5000 | 5000
1406 | 5000 | 5000
1407 | 5000 | 5000
1408 | 5000 | 5000
1409 | 5000 | 5000
1410 | 5000 | 5000
1411 | 5000 | 5000
1412 | 5000 | 5000
1413 | 5000 | 5000
1414 | 5000 | 5000
1415 | 5000 | 5000
1416 | 5000 | 5000
1417 | 5000 | 5000
1418 | 5000 | 5000
1419 | 5000 | 5000
1420 | 5000 | 5000
1421 | 5000 | 5000
1422 | 5000 | 5000
1423 | 5000 | 5000
1424 | 5000 | 5000
1425 | 5000 | 5000
1426 | 5000 | 5000
1427 | 5000 | 5000
1428 | 5000 | 5000
1429 | 5000 | 5000
1430 | 5000 | 5000
1431 | 5000 | 5000
1432 | 5000 | 5000
1433 | 5000 | 5000
1434 | 5000 | 5000
1435 | 5000 | 5000
1436 | 5000 | 5000
1437 | 5000 | 5000
1438 | 5000 | 5000
1439 | 5000 | 5000
1440 | 5000 | 5000
1441 | 5000 | 5000
1442 | 5000 | 5000
1443 | 5000 | 5000
1444 | 5000 | 5000
1445 | 5000 | 5000
1446 | 5000 | 5000
1447 | 5000 | 5000
1448 | 5000 | 5000
1449 | 5000 | 5000
1450 | 5000 | 5000
1451 | 5000 | 5000
1452 | 5000 | 5000
1453 | 5000 | 5000
1454 | 5000 | 5000
1455 | 5000 | 5000
1456 | 5000 | 5000
1457 | 5000 | 5000
1458 | 5000 | 5000
1459 | 5000 | 5000
1460 | 5000 | 5000
1461 | 5000 | 5000
1462 | 5000 | 5000
1463 | 5000 | 5000
1464 | 5000 | 5000
1465 | 5000 | 5000
1466 | 5000 | 5000
1467 | 5000 | 5000
1468 | 5000 | 5000
1469 | 5000 | 5000
1470 | 5000 | 5000
1471 | 5000 | 5000
1472 | 5000 | 5000
1473 | 5000 | 5000
1474 | 5000 | 5000
1475 | 5000 | 5000
1476 | 5000 | 5000
1477 | 5000 | 5000
1478 | 5000 | 5000
1479 | 5000 | 5000
1480 | 5000 | 5000
1481 | 5000 | 5000
1482 | 5000 | 5000
1483 | 5000 | 5000
1484 | 5000 | 5000
1485 | 5000 | 5000
1486 | 5000 | 5000
1487 | 5000 | 5000
1488 | 5000 | 5000
1489 | 5000 | 5000
1490 | 5000 | 5000
1491 | 5000 | 5000
1492 | 5000 | 5000
1493 | 5000 | 5000
1494 | 5000 | 5000
1495 | 5000 | 5000
1496 | 5000 | 5000
1497 | 5000 | 5000
1498 | 5000 | 5000
1499 | 5000 | 5000
1500 | 5000 | 5000
1501 | 5000 | 5000
1502 | 5000 | 5000
1503 | 5000 | 5000
1504 | 5000 | 5000
1505 | 5000 | 5000
1506 | 5000 | 5000
1507 | 5000 | 5000
1508 | 5000 | 5000
1509 | 5000 | 5000
1510 | 5000 | 5000
1511 | 5000 | 5000
1512 | 5000 | 5000
1513 | 5000 | 5000
1514 | 5000 | 5000
1515 | 5000 | 5000
1516 | 5000 | 5000
1517 | 5000 | 5000
1518 | 5000 | 5000
1519 | 5000 | 5000
1520 | 5000 | 5000
1521 | 5000 | 5000
1522 | 5000 | 5000
1523 | 5000 | 5000
1524 | 5000 | 5000
1525 | 5000 | 5000
1526 | 5000 | 5000
1527 | 5000 | 5000
1528 | 5000 | 5000
1529 | 5000 | 5000
1530 | 5000 | 5000
1531 | 5000 | 5000
1532 | 5000 | 5000
1533 | 5000 | 5000
1534 | 5000 | 5000
1535 | 5000 | 5000
1536 | 5000 | 5000
1537 | 5000 | 5000
1538 | 5000 | 5000
1539 | 5000 | 5000
1540 | 5000 | 5000
1541 | 5000 | 5000
1542 | 5000 | 5000
1543 | 5000 | 5000
1544 | 5000 | 5000
1545 | 5000 | 5000
1546 | 5000 | 5000
1547 | 5000 | 5000
1548 | 5000 | 5000
1549 | 5000 | 5000
1550 | 5000 | 5000
1551 | 5000 | 5000
1552 | 5000 | 5000
1553 | 5000 | 5000
1554 | 5000 | 5000
1555 | 5000 | 5000
1556 | 5000 | 5000
1557 | 5000 | 5000
1558 | 5000 | 5000
1559 | 5000 | 5000
1560 | 5000 | 5000
1561 | 5000 | 5000
1562 | 5000 | 5000
1563 | 5000 | 5000
1564 | 5000 | 5000
1565 | 5000 | 5000
1566 | 5000 | 5000
1567 | 5000 | 5000
1568 | 5000 | 5000
1569 | 5000 | 5000
1570 | 5000 | 5000
1571 | 5000 | 5000
1572 | 5000 | 5000
1573 | 5000 | 5000
1574 | 5000 | 5000
1575 | 5000 | 5000
1576 | 5000 | 5000
1577 | 5000 | 5000
1578 | 5000 | 5000
1579 | 5000 | 5000
1580 | 5000 | 5000
1581 | 5000 | 5000
1582 | 5000 | 5000
1583 | 5000 | 5000
1584 | 5000 | 5000
1585 | 5000 | 5000
1586 | 5000 | 5000
1587 | 5000 | 5000
1588 | 5000 | 5000
1589 | 5000 | 5000
1590 | 5000 | 5000
1591 | 5000 | 5000
1592 | 5000 | 5000
1593 | 5000 | 5000
1594 | 5000 | 5000
1595 | 5000 | 5000
1596 | 5000 | 5000
1597 | 5000 | 5000
1598 | 5000 | 5000
1599 | 5000 | 5000
1600 | 5000 | 5000
1601 | 5000 | 5000
1602 | 5000 | 5000
1603 | 5000 | 5000
1604 | 5000 | 5000
1605 | 5000 | 5000
1606 | 5000 | 5000
1607 | 5000 | 5000
1608 | 5000 | 5000
1609 | 5000 | 5000
1610 | 5000 | 5000
1611 | 5000 | 5000
1612 | 5000 | 5000
1613 | 5000 | 5000
1614 | 5000 | 5000
1615 | 5000 | 5000
1616 | 5000 | 5000
1617 | 5000 | 5000
1618 | 5000 | 5000
1619 | 5000 | 5000
1620 | 5000 | 5000
1621 | 5000 | 5000
1622 | 5000 | 5000
1623 | 5000 | 5000
1624 | 5000 | 5000
1625 | 5000 | 5000
1626 | 5000 | 5000
1627 | 5000 | 5000
1628 | 5000 | 5000
1629 | 5000 | 5000
1630 | 5000 | 5000
1631 | 5000 | 5000
1632 | 5000 | 5000
1633 | 5000 | 5000
1634 | 5000 | 5000
1635 | 5000 | 5000
1636 | 5000 | 5000
1637 | 5000 | 5000
1638 | 5000 | 5000
1639 | 5000 | 5000
1640 | 5000 | 5000
1641 | 5000 | 5000
1642 | 5000 | 5000
1643 | 5000 | 5000
1644 | 5000 | 5000
1645 | 5000 | 5000
1646 | 5000 | 5000
1647 | 5000 | 5000
1648 | 5000 | 5000
1649 | 5000 | 5000
1650 | 5000 | 5000
1651 | 5000 | 5000
1652 | 5000 | 5000
1653 | 5000 | 5000
1654 | 5000 | 5000
1655 | 5000 | 5000
1656 | 5000 | 5000
1657 | 5000 | 5000
1658 | 5000 | 5000
1659 | 5000 | 5000
1660 | 5000 | 5000
1661 | 5000 | 5000
1662 | 5000 | 5000
1663 | 5000 | 5000
1664 | 5000 | 5000
1665 | 5000 | 5000
1666 | 5000 | 5000
1667 | 5000 | 5000
1668 | 5000 | 5000
1669 | 5000 | 5000
1670 | 5000 | 5000
1671 | 5000 | 5000
1672 | 5000 | 5000
1673 | 5000 | 5000
1674 | 5000 | 5000
1675 | 5000 | 5000
1676 | 5000 | 5000
1677 | 5000 | 5000
1678 | 5000 | 5000
1679 | 5000 | 5000
1680 | 5000 | 5000
1681 | 5000 | 5000
1682 | 5000 | 5000
1683 | 5000 | 5000
1684 | 5000 | 5000
1685 | 5000 | 5000
1686 | 5000 | 5000
1687 | 5000 | 5000
1688 | 5000 | 5000
1689 | 5000 | 5000
1690 | 5000 | 5000
1691 | 5000 | 5000
1692 | 5000 | 5000
1693 | 5000 | 5000
1694 | 5000 | 5000
1695 | 5000 | 5000
1696 | 5000 | 5000
1697 | 5000 | 5000
1698 | 5000 | 5000
1699 | 5000 | 5000
1700 | 5000 | 5000
1701 | 5000 | 5000
1702 | 5000 | 5000
1703 | 5000 | 5000
1704 | 5000 | 5000
1705 | 5000 | 5000
1706 | 5000 | 5000
1707 | 5000 | 5000
1708 | 5000 | 5000
1709 | 5000 | 5000
1710 | 5000 | 5000
1711 | 5000 | 5000
1712 | 5000 | 5000
1713 | 5000 | 5000
1714 | 5000 | 5000
1715 | 5000 | 5000
1716 | 5000 | 5000
1717 | 5000 | 5000
1718 | 5000 | 5000
1719 | 5000 | 5000
1720 | 5000 | 5000
1721 | 5000 | 5000
1722 | 5000 | 5000
1723 | 5000 | 5000
1724 | 5000 | 5000
1725 | 5000 | 5000
1726 | 5000 | 5000
1727 | 5000 | 5000
1728 | 5000 | 5000
1729 | 5000 | 5000
1730 | 5000 | 5000
1731 | 5000 | 5000
1732 | 5000 | 5000
1733 | 5000 | 5000
1734 | 5000 | 5000
1735 | 5000 | 5000
1736 | 5000 | 5000
1737 | 5000 | 5000
1738 | 5000 | 5000
1739 | 5000 | 5000
1740 | 5000 | 5000
1741 | 5000 | 5000
1742 | 5000 | 5000
1743 | 5000 | 5000
1744 | 5000 | 5000
1745 | 5000 | 5000
1746 | 5000 | 5000
1747 | 5000 | 5000
1748 | 5000 | 5000
1749 | 5000 | 5000
1750 | 5000 | 5000
1751 | 5000 | 5000
1752 | 5000 | 5000
1753 | 5000 | 5000
1754 | 5000 | 5000
1755 | 5000 | 5000
1756 | 5000 | 5000
1757 | 5000 | 5000
1758 | 5000 | 5000
1759 | 5000 | 5000
1760 | 5000 | 5000
1761 | 5000 | 5000
1762 | 5000 | 5000
1763 | 5000 | 5000
1764 | 5000 | 5000
1765 | 5000 | 5000
1766 | 5000 | 5000
1767 | 5000 | 5000
1768 | 5000 | 5000
1769 | 5000 | 5000
1770 | 5000 | 5000
1771 | 5000 | 5000
1772 | 5000 | 5000
1773 | 5000 | 5000
1774 | 5000 | 5000
1775 | 5000 | 5000
1776 | 5000 | 5000
1777 | 5000 | 5000
1778 | 5000 | 5000
1779 | 5000 | 5000
1780 | 5000 | 5000
1781 | 5000 | 5000
1782 | 5000 | 5000
1783 | 5000 | 5000
1784 | 5000 | 5000
1785 | 5000 | 5000
1786 | 5000 | 5000
1787 | 5000 | 5000
1788 | 5000 | 5000
1789 | 5000 | 5000
1790 | 5000 | 5000
1791 | 5000 | 5000
1792 | 5000 | 5000
1793 | 5000 | 5000
1794 | 5000 | 5000
1795 | 5000 | 5000
1796 | 5000 | 5000
1797 | 5000 | 5000
1798 | 5000 | 5000
1799 | 5000 | 5000
1800 | 5000 | 5000
1801 | 5000 | 5000
1802 | 5000 | 5000
1803 | 5000 | 5000
1804 | 5000 | 5000
1805 | 5000 | 5000
1806 | 5000 | 5000
1807 | 5000 | 5000
1808 | 5000 | 5000
1809 | 5000 | 5000
1810 | 5000 | 5000
1811 | 5000 | 5000
1812 | 5000 | 5000
1813 | 5000 | 5000
1814 | 5000 | 5000
1815 | 5000 | 5000
1816 | 5000 | 5000
1817 | 5000 | 5000
1818 | 5000 | 5000
1819 | 5000 | 5000
1820 | 5000 | 5000
1821 | 5000 | 5000
1822 | 5000 | 5000
1823 | 5000 | 5000
1824 | 5000 | 5000
1825 | 5000 | 5000
1826 | 5000 | 5000
1827 | 5000 | 5000
1828 | 5000 | 5000
1829 | 5000 | 5000
1830 | 5000 | 5000
1831 | 5000 | 5000
1832 | 5000 | 5000
1833 | 5000 | 5000
1834 | 5000 | 5000
1835 | 5000 | 5000
1836 | 5000 | 5000
1837 | 5000 | 5000
1838 | 5000 | 5000
1839 | 5000 | 5000
1840 | 5000 | 5000
1841 | 5000 | 5000
1842 | 5000 | 5000
1843 | 5000 | 5000
1844 | 5000 | 5000
1845 | 5000 | 5000
1846 | 5000 | 5000
1847 | 5000 | 5000
1848 | 5000 | 5000
1849 | 5000 | 5000
1850 | 5000 | 5000
1851 | 5000 | 5000
1852 | 5000 | 5000
1853 | 5000 | 5000
1854 | 5000 | 5000
1855 | 5000 | 5000
1856 | 5000 | 5000
1857 | 5000 | 5000
1858 | 5000 | 5000
1859 | 5000 | 5000
1860 | 5000 | 5000
1861 | 5000 | 5000
1862 | 5000 | 5000
1863 | 5000 | 5000
1864 | 5000 | 5000
1865 | 5000 | 5000
1866 | 5000 | 5000
1867 | 5000 | 5000
1868 | 5000 | 5000
1869 | 5000 | 5000
1870 | 5000 | 5000
1871 | 5000 | 5000
1872 | 5000 | 5000
1873 | 5000 | 5000
1874 | 5000 | 5000
1875 | 5000 | 5000
1876 | 5000 | 5000
1877 | 5000 | 5000
1878 | 5000 | 5000
1879 | 5000 | 5000
1880 | 5000 | 5000
1881 | 5000 | 5000
1882 | 5000 | 5000
1883 | 5000 | 5000
1884 | 5000 | 5000
1885 | 5000 | 5000
1886 | 5000 | 5000
1887 | 5000 | 5000
1888 | 5000 | 5000
1889 | 5000 | 5000
1890 | 5000 | 5000
1891 | 5000 | 5000
1892 | 5000 | 5000
1893 | 5000 | 5000
1894 | 5000 | 5000
1895 | 5000 | 5000
1896 | 5000 | 5000
1897 | 5000 | 5000
1898 | 5000 | 5000
1899 | 5000 | 5000
1900 | 5000 | 5000
1901 | 5000 | 5000
1902 | 5000 | 5000
1903 | 5000 | 5000
1904 | 5000 | 5000
1905 | 5000 | 5000
1906 | 5000 | 5000
1907 | 5000 | 5000
1908 | 5000 | 5000
1909 | 5000 | 5000
1910 | 5000 | 5000
1911 | 5000 | 5000
1912 | 5000 | 5000
1913 | 5000 | 5000
1914 | 5000 | 5000
1915 | 5000 | 5000
1916 | 5000 | 5000
1917 | 5000 | 5000
1918 | 5000 | 5000
1919 | 5000 | 5000
1920 | 5000 | 5000
1921 | 5000 | 5000
1922 | 5000 | 5000
1923 | 5000 | 5000
1924 | 5000 | 5000
1925 | 5000 | 5000
1926 | 5000 | 5000
1927 | 5000 | 5000
1928 | 5000 | 5000
1929 | 5000 | 5000
1930 | 5000 | 5000
1931 | 5000 | 5000
1932 | 5000 | 5000
1933 | 5000 | 5000
1934 | 5000 | 5000
1935 | 5000 | 5000
1936 | 5000 | 5000
1937 | 5000 | 5000
1938 | 5000 | 5000
1939 | 5000 | 5000
1940 | 5000 | 5000
1941 | 5000 | 5000
1942 | 5000 | 5000
1943 | 5000 | 5000
1944 | 5000 | 5000
1945 | 5000 | 5000
1946 | 5000 | 5000
1947 | 5000 | 5000
1948 | 5000 | 5000
1949 | 5000 | 5000
1950 | 5000 | 5000
1951 | 5000 | 5000
1952 | 5000 | 5000
1953 | 5000 | 5000
1954 | 5000 | 5000
1955 | 5000 | 5000
1956 | 5000 | 5000
1957 | 5000 | 5000
1958 | 5000 | 5000
1959 | 5000 | 5000
1960 | 5000 | 5000
1961 | 5000 | 5000
1962 | 5000 | 5000
1963 | 5000 | 5000
1964 | 5000 | 5000
1965 | 5000 | 5000
1966 | 5000 | 5000
1967 | 5000 | 5000
1968 | 5000 | 5000
1969 | 5000 | 5000
1970 | 5000 | 5000
1971 | 5000 | 5000
1972 | 5000 | 5000
1973 | 5000 | 5000
1974 | 5000 | 5000
1975 | 5000 | 5000
1976 | 5000 | 5000
1977 | 5000 | 5000
1978 | 5000 | 5000
1979 | 5000 | 5000
1980 | 5000 | 5000
1981 | 5000 | 5000
1982 | 5000 | 5000
1983 | 5000 | 5000
1984 | 5000 | 5000
1985 | 5000 | 5000
1986 | 5000 | 5000
1987 | 5000 | 5000
1988 | 5000 | 5000
1989 | 5000 | 5000
1990 | 5000 | 5000
1991 | 5000 | 5000
1992 | 5000 | 5000
1993 | 5000 | 5000
1994 | 5000 | 5000
1995 | 5000 | 5000
1996 | 5000 | 5000
1997 | 5000 | 5000
1998 | 5000 | 5000
1999 | 5000 | 5000
2000 | 5000 | 5000
2001 | 5000 | 5000
2002 | 5000 | 5000
2003 | 5000 | 5000
2004 | 5000 | 5000
2005 | 5000 | 5000
2006 | 5000 | 5000
2007 | 5000 | 5000
2008 | 5000 | 5000
2009 | 5000 | 5000
2010 | 5000 | 5000
2011 | 5000 | 5000
2012 | 5000 | 5000
2013 | 5000 | 5000
2014 | 5000 | 5000
2015 | 5000 | 5000
2016 | 5000 | 5000
2017 | 5000 | 5000
2018 | 5000 | 5000
2019 | 5000 | 5000
2020 | 5000 | 5000
2021 | 5000 | 5000
2022 | 5000 | 5000
2023 | 5000 | 5000
2024 | 5000 | 5000
2025 | 5000 | 5000
2026 | 5000 | 5000
2027 | 5000 | 5000
2028 | 5000 | 5000
2029 | 5000 | 5000
2030 | 5000 | 5000
2031 | 5000 | 5000
2032 | 5000 | 5000
2033 | 5000 | 5000
2034 | 5000 | 5000
2035 | 5000 | 5000
2036 | 5000 | 5000
2037 | 5000 | 5000
2038 | 5000 | 5000
2039 | 5000 | 5000
2040 | 5000 | 5000
2041 | 5000 | 5000
2042 | 5000 | 5000
2043 | 5000 | 5000
2044 | 5000 | 5000
2045 | 5000 | 5000
2046 | 5000 | 5000
2047 | 5000 | 5000
2048 | 5000 | 5000
2049 | 5000 | 5000
2050 | 5000 | 5000
2051 | 5000 | 5000
2052 | 5000 | 5000
2053 | 5000 | 5000
2054 | 5000 | 5000
2055 | 5000 | 5000
2056 | 5000 | 5000
2057 | 5000 | 5000
2058 | 5000 | 5000
2059 | 5000 | 5000
2060 | 5000 | 5000
2061 | 5000 | 5000
2062 | 5000 | 5000
2063 | 5000 | 5000
2064 | 5000 | 5000
2065 | 5000 | 5000
2066 | 5000 | 5000
2067 | 5000 | 5000
2068 | 5000 | 5000
2069 | 5000 | 5000
2070 | 5000 | 5000
2071 | 5000 | 5000
2072 | 5000 | 5000
2073 | 5000 | 5000
2074 | 5000 | 5000
2075 | 5000 | 5000
2076 | 5000 | 5000
2077 | 5000 | 5000
2078 | 5000 | 5000
2079 | 5000 | 5000
2080 | 5000 | 5000
2081 | 5000 | 5000
2082 | 5000 | 5000
2083 | 5000 | 5000
2084 | 5000 | 5000
2085 | 5000 | 5000
2086 | 5000 | 5000
2087 | 5000 | 5000
2088 | 5000 | 5000
2089 | 5000 | 5000
2090 | 5000 | 5000
2091 | 5000 | 5000
2092 | 5000 | 5000
2093 | 5000 | 5000
2094 | 5000 | 5000
2095 | 5000 | 5000
2096 | 5000 | 5000
2097 | 5000 | 5000
2098 | 5000 | 5000
2099 | 5000 | 5000
2100 | 5000 | 5000
2101 | 5000 | 5000
2102 | 5000 | 5000
2103 | 5000 | 5000
2104 | 5000 | 5000
2105 | 5000 | 5000
2106 | 5000 | 5000
2107 | 5000 | 5000
2108 | 5000 | 5000
2109 | 5000 | 5000
2110 | 5000 | 5000
2111 | 5000 | 5000
2112 | 5000 | 5000
2113 | 5000 | 5000
2114 | 5000 | 5000
2115 | 5000 | 5000
2116 | 5000 | 5000
2117 | 5000 | 5000
2118 | 5000 | 5000
2119 | 5000 | 5000
2120 | 5000 | 5000
2121 | 5000 | 5000
2122 | 5000 | 5000
2123 | 5000 | 5000
2124 | 5000 | 5000
2125 | 5000 | 5000
2126 | 5000 | 5000
2127 | 5000 | 5000
2128 | 5000 | 5000
2129 | 5000 | 5000
2130 | 5000 | 5000
2131 | 5000 | 5000
2132 | 5000 | 5000
2133 | 5000 | 5000
2134 | 5000 | 5000
2135 | 5000 | 5000
2136 | 5000 | 5000
2137 | 5000 | 5000
2138 | 5000 | 5000
2139 | 5000 | 5000
2140 | 5000 | 5000
2141 | 5000 | 5000
2142 | 5000 | 5000
2143 | 5000 | 5000
2144 | 5000 | 5000
2145 | 5000 | 5000
2146 | 5000 | 5000
2147 | 5000 | 5000
2148 | 5000 | 5000
2149 | 5000 | 5000
2150 | 5000 | 5000
2151 | 5000 | 5000
2152 | 5000 | 5000
2153 | 5000 | 5000
2154 | 5000 | 5000
2155 | 5000 | 5000
2156 | 5000 | 5000
2157 | 5000 | 5000
2158 | 5000 | 5000
2159 | 5000 | 5000
2160 | 5000 | 5000
2161 | 5000 | 5000
2162 | 5000 | 5000
2163 | 5000 | 5000
2164 | 5000 | 5000
2165 | 5000 | 5000
2166 | 5000 | 5000
2167 | 5000 | 5000
2168 | 5000 | 5000
2169 | 5000 | 5000
2170 | 5000 | 5000
2171 | 5000 | 5000
2172 | 5000 | 5000
2173 | 5000 | 5000
2174 | 5000 | 5000
2175 | 5000 | 5000
2176 | 5000 | 5000
2177 | 5000 | 5000
2178 | 5000 | 5000
2179 | 5000 | 5000
2180 | 5000 | 5000
2181 | 5000 | 5000
2182 | 5000 | 5000
2183 | 5000 | 5000
2184 | 5000 | 5000
2185 | 5000 | 5000
2186 | 5000 | 5000
2187 | 5000 | 5000
2188 | 5000 | 5000
2189 | 5000 | 5000
2190 | 5000 | 5000
2191 | 5000 | 5000
2192 | 5000 | 5000
2193 | 5000 | 5000
2194 | 5000 | 5000
2195 | 5000 | 5000
2196 | 5000 | 5000
2197 | 5000 | 5000
2198 | 5000 | 5000
2199 | 5000 | 5000
2200 | 5000 | 5000
2201 | 5000 | 5000
2202 | 5000 | 5000
2203 | 5000 | 5000
2204 | 5000 | 5000
2205 | 5000 | 5000
2206 | 5000 | 5000
2207 | 5000 | 5000
2208 | 5000 | 5000
2209 | 5000 | 5000
2210 | 5000 | 5000
2211 | 5000 | 5000
2212 | 5000 | 5000
2213 | 5000 | 5000
2214 | 5000 | 5000
2215 | 5000 | 5000
2216 | 5000 | 5000
2217 | 5000 | 5000
2218 | 5000 | 5000
2219 | 5000 | 5000
2220 | 5000 | 5000
2221 | 5000 | 5000
2222 | 5000 | 5000
2223 | 5000 | 5000
2224 | 5000 | 5000
2225 | 5000 | 5000
2226 | 5000 | 5000
2227 | 5000 | 5000
2228 | 5000 | 5000
2229 | 5000 | 5000
2230 | 5000 | 5000
2231 | 5000 | 5000
2232 | 5000 | 5000
2233 | 5000 | 5000
2234 | 5000 | 5000
2235 | 5000 | 5000
2236 | 5000 | 5000
2237 | 5000 | 5000
2238 | 5000 | 5000
2239 | 5000 | 5000
2240 | 5000 | 5000
2241 | 5000 | 5000
2242 | 5000 | 5000
2243 | 5000 | 5000
2244 | 5000 | 5000
2245 | 5000 | 5000
2246 | 5000 | 5000
2247 | 5000 | 5000
2248 | 5000 | 5000
2249 | 5000 | 5000
2250 | 5000 | 5000
2251 | 5000 | 5000
2252 | 5000 | 5000
2253 | 5000 | 5000
2254 | 5000 | 5000
2255 | 5000 | 5000
2256 | 5000 | 5000
2257 | 5000 | 5000
2258 | 5000 | 5000
2259 | 5000 | 5000
2260 | 5000 | 5000
2261 | 5000 | 5000
2262 | 5000 | 5000
2263 | 5000 | 5000
2264 | 5000 | 5000
2265 | 5000 | 5000
2266 | 5000 | 5000
2267 | 5000 | 5000
2268 | 5000 | 5000
2269 | 5000 | 5000
2270 | 5000 | 5000
2271 | 5000 | 5000
2272 | 5000 | 5000
2273 | 5000 | 5000
2274 | 5000 | 5000
2275 | 5000 | 5000
2276 | 5000 | 5000
2277 | 5000 | 5000
2278 | 5000 | 5000
2279 | 5000 | 5000
2280 | 5000 | 5000
2281 | 5000 | 5000
2282 | 5000 | 5000
2283 | 5000 | 5000
2284 | 5000 | 5000
2285 | 5000 | 5000
2286 | 5000 | 5000
2287 | 5000 | 5000
2288 | 5000 | 5000
2289 | 5000 | 5000
2290 | 5000 | 5000
2291 | 5000 | 5000
2292 | 5000 | 5000
2293 | 5000 | 5000
2294 | 5000 | 5000
2295 | 5000 | 5000
2296 | 5000 | 5000
2297 | 5000 | 5000
2298 | 5000 | 5000
2299 | 5000 | 5000
2300 | 5000 | 5000
2301 | 5000 | 5000
2302 | 5000 | 5000
2303 | 5000 | 5000
2304 | 5000 | 5000
2305 | 5000 | 5000
2306 | 5000 | 5000
2307 | 5000 | 5000
2308 | 5000 | 5000
2309 | 5000 | 5000
2310 | 5000 | 5000
2311 | 5000 | 5000
2312 | 5000 | 5000
2313 | 5000 | 5000
2314 | 5000 | 5000
2315 | 5000 | 5000
2316 | 5000 | 5000
2317 | 5000 | 5000
2318 | 5000 | 5000
2319 | 5000 | 5000
2320 | 5000 | 5000
2321 | 5000 | 5000
2322 | 5000 | 5000
2323 | 5000 | 5000
2324 | 5000 | 5000
2325 | 5000 | 5000
2326 | 5000 | 5000
2327 | 5000 | 5000
2328 | 5000 | 5000
2329 | 5000 | 5000
2330 | 5000 | 5000
2331 | 5000 | 5000
2332 | 5000 | 5000
2333 | 5000 | 5000
2334 | 5000 | 5000
2335 | 5000 | 5000
2336 | 5000 | 5000
2337 | 5000 | 5000
2338 | 5000 | 5000
2339 | 5000 | 5000
2340 | 5000 | 5000
2341 | 5000 | 5000
2342 | 5000 | 5000
2343 | 5000 | 5000
2344 | 5000 | 5000
2345 | 5000 | 5000
2346 | 5000 | 5000
2347 | 5000 | 5000
2348 | 5000 | 5000
2349 | 5000 | 5000
2350 | 5000 | 5000
2351 | 5000 | 5000
2352 | 5000 | 5000
2353 | 5000 | 5000
2354 | 5000 | 5000
2355 | 5000 | 5000
2356 | 5000 | 5000
2357 | 5000 | 5000
2358 | 5000 | 5000
2359 | 5000 | 5000
2360 | 5000 | 5000
2361 | 5000 | 5000
2362 | 5000 | 5000
2363 | 5000 | 5000
2364 | 5000 | 5000
2365 | 5000 | 5000
2366 | 5000 | 5000
2367 | 5000 | 5000
2368 | 5000 | 5000
2369 | 5000 | 5000
2370 | 5000 | 5000
2371 | 5000 | 5000
2372 | 5000 | 5000
2373 | 5000 | 5000
2374 | 5000 | 5000
2375 | 5000 | 5000
2376 | 5000 | 5000
2377 | 5000 | 5000
2378 | 5000 | 5000
2379 | 5000 | 5000
2380 | 5000 | 5000
2381 | 5000 | 5000
2382 | 5000 | 5000
2383 | 5000 | 5000
2384 | 5000 | 5000
2385 | 5000 | 5000
2386 | 5000 | 5000
2387 | 5000 | 5000
2388 | 5000 | 5000
2389 | 5000 | 5000
2390 | 5000 | 5000
2391 | 5000 | 5000
2392 | 5000 | 5000
2393 | 5000 | 5000
2394 | 5000 | 5000
2395 | 5000 | 5000
2396 | 5000 | 5000
2397 | 5000 | 5000
2398 | 5000 | 5000
2399 | 5000 | 5000
2400 | 5000 | 5000
2401 | 5000 | 5000
2402 | 5000 | 5000
2403 | 5000 | 5000
2404 | 5000 | 5000
2405 | 5000 | 5000
2406 | 5000 | 5000
2407 | 5000 | 5000
2408 | 5000 | 5000
2409 | 5000 | 5000
2410 | 5000 | 5000
2411 | 5000 | 5000
2412 | 5000 | 5000
2413 | 5000 | 5000
2414 | 5000 | 5000
2415 | 5000 | 5000
2416 | 5000 | 5000
2417 | 5000 | 5000
2418 | 5000 | 5000
2419 | 5000 | 5000
2420 | 5000 | 5000
2421 | 5000 | 5000
2422 | 5000 | 5000
2423 | 5000 | 5000
2424 | 5000 | 5000
2425 | 5000 | 5000
2426 | 5000 | 5000
2427 | 5000 | 5000
2428 | 5000 | 5000
2429 | 5000 | 5000
2430 | 5000 | 5000
2431 | 5000 | 5000
2432 | 5000 | 5000
2433 | 5000 | 5000
2434 | 5000 | 5000
2435 | 5000 | 5000
2436 | 5000 | 5000
2437 | 5000 | 5000
2438 | 5000 | 5000
2439 | 5000 | 5000
2440 | 5000 | 5000
2441 | 5000 | 5000
2442 | 5000 | 5000
2443 | 5000 | 5000
2444 | 5000 | 5000
2445 | 5000 | 5000
2446 | 5000 | 5000
2447 | 5000 | 5000
2448 | 5000 | 5000
2449 | 5000 | 5000
2450 | 5000 | 5000
2451 | 5000 | 5000
2452 | 5000 | 5000
2453 | 5000 | 5000
2454 | 5000 | 5000
2455 | 5000 | 5000
2456 | 5000 | 5000
2457 | 5000 | 5000
2458 | 5000 | 5000
2459 | 5000 | 5000
2460 | 5000 | 5000
2461 | 5000 | 5000
2462 | 5000 | 5000
2463 | 5000 | 5000
2464 | 5000 | 5000
2465 | 5000 | 5000
2466 | 5000 | 5000
2467 | 5000 | 5000
2468 | 5000 | 5000
2469 | 5000 | 5000
2470 | 5000 | 5000
2471 | 5000 | 5000
2472 | 5000 | 5000
2473 | 5000 | 5000
2474 | 5000 | 5000
2475 | 5000 | 5000
2476 | 5000 | 5000
2477 | 5000 | 5000
2478 | 5000 | 5000
2479 | 5000 | 5000
2480 | 5000 | 5000
2481 | 5000 | 5000
2482 | 5000 | 5000
2483 | 5000 | 5000
2484 | 5000 | 5000
2485 | 5000 | 5000
2486 | 5000 | 5000
2487 | 5000 | 5000
2488 | 5000 | 5000
2489 | 5000 | 5000
2490 | 5000 | 5000
2491 | 5000 | 5000
2492 | 5000 | 5000
2493 | 5000 | 5000
2494 | 5000 | 5000
2495 | 5000 | 5000
2496 | 5000 | 5000
2497 | 5000 | 5000
2498 | 5000 | 5000
2499 | 5000 | 5000
2500 | 5000 | 5000
2501 | 5000 | 5000
2502 | 5000 | 5000
2503 | 5000 | 5000
2504 | 5000 | 5000
2505 | 5000 | 5000
2506 | 5000 | 5000
2507 | 5000 | 5000
2508 | 5000 | 5000
2509 | 5000 | 5000
2510 | 5000 | 5000
2511 | 5000 | 5000
2512 | 5000 | 5000
2513 | 5000 | 5000
2514 | 5000 | 5000
2515 | 5000 | 5000
2516 | 5000 | 5000
2517 | 5000 | 5000
2518 | 5000 | 5000
2519 | 5000 | 5000
2520 | 5000 | 5000
2521 | 5000 | 5000
2522 | 5000 | 5000
2523 | 5000 | 5000
2524 | 5000 | 5000
2525 | 5000 | 5000
2526 | 5000 | 5000
2527 | 5000 | 5000
2528 | 5000 | 5000
2529 | 5000 | 5000
2530 | 5000 | 5000
2531 | 5000 | 5000
2532 | 5000 | 5000
2533 | 5000 | 5000
2534 | 5000 | 5000
2535 | 5000 | 5000
2536 | 5000 | 5000
2537 | 5000 | 5000
2538 | 5000 | 5000
2539 | 5000 | 5000
2540 | 5000 | 5000
2541 | 5000 | 5000
2542 | 5000 | 5000
2543 | 5000 | 5000
2544 | 5000 | 5000
2545 | 5000 | 5000
2546 | 5000 | 5000
2547 | 5000 | 5000
2548 | 5000 | 5000
2549 | 5000 | 5000
2550 | 5000 | 5000
2551 | 5000 | 5000
2552 | 5000 | 5000
2553 | 5000 | 5000
2554 | 5000 | 5000
2555 | 5000 | 5000
2556 | 5000 | 5000
2557 | 5000 | 5000
2558 | 5000 | 5000
2559 | 5000 | 5000
2560 | 5000 | 5000
2561 | 5000 | 5000
2562 | 5000 | 5000
2563 | 5000 | 5000
2564 | 5000 | 5000
2565 | 5000 | 5000
2566 | 5000 | 5000
2567 | 5000 | 5000
2568 | 5000 | 5000
2569 | 5000 | 5000
2570 | 5000 | 5000
2571 | 5000 | 5000
2572 | 5000 | 5000
2573 | 5000 | 5000
2574 | 5000 | 5000
2575 | 5000 | 5000
2576 | 5000 | 5000
2577 | 5000 | 5000
2578 | 5000 | 5000
2579 | 5000 | 5000
2580 | 5000 | 5000
2581 | 5000 | 5000
2582 | 5000 | 5000
2583 | 5000 | 5000
2584 | 5000 | 5000
2585 | 5000 | 5000
2586 | 5000 | 5000
2587 | 5000 | 5000
2588 | 5000 | 5000
2589 | 5000 | 5000
2590 | 5000 | 5000
2591 | 5000 | 5000
2592 | 5000 | 5000
2593 | 5000 | 5000
2594 | 5000 | 5000
2595 | 5000 | 5000
2596 | 5000 | 5000
2597 | 5000 | 5000
2598 | 5000 | 5000
2599 | 5000 | 5000
2600 | 5000 | 5000
2601 | 5000 | 5000
2602 | 5000 | 5000
2603 | 5000 | 5000
2604 | 5000 | 5000
2605 | 5000 | 5000
2606 | 5000 | 5000
2607 | 5000 | 5000
2608 | 5000 | 5000
2609 | 5000 | 5000
2610 | 5000 | 5000
2611 | 5000 | 5000
2612 | 5000 | 5000
2613 | 5000 | 5000
2614 | 5000 | 5000
2615 | 5000 | 5000
2616 | 5000 | 5000
2617 | 5000 | 5000
2618 | 5000 | 5000
2619 | 5000 | 5000
2620 | 5000 | 5000
2621 | 5000 | 5000
2622 | 5000 | 5000
2623 | 5000 | 5000
2624 | 5000 | 5000
2625 | 5000 | 5000
2626 | 5000 | 5000
2627 | 5000 | 5000
2628 | 5000 | 5000
2629 | 5000 | 5000
2630 | 5000 | 5000
2631 | 5000 | 5000
2632 | 5000 | 5000
2633 | 5000 | 5000
2634 | 5000 | 5000
2635 | 5000 | 5000
2636 | 5000 | 5000
2637 | 5000 | 5000
2638 | 5000 | 5000
2639 | 5000 | 5000
2640 | 5000 | 5000
2641 | 5000 | 5000
2642 | 5000 | 5000
2643 | 5000 | 5000
2644 | 5000 | 5000
2645 | 5000 | 5000
2646 | 5000 | 5000
2647 | 5000 | 5000
2648 | 5000 | 5000
2649 | 5000 | 5000
2650 | 5000 | 5000
2651 | 5000 | 5000
2652 | 5000 | 5000
2653 | 5000 | 5000
2654 | 5000 | 5000
2655 | 5000 | 5000
2656 | 5000 | 5000
2657 | 5000 | 5000
2658 | 5000 | 5000
2659 | 5000 | 5000
2660 | 5000 | 5000
2661 | 5000 | 5000
2662 | 5000 | 5000
2663 | 5000 | 5000
2664 | 5000 | 5000
2665 | 5000 | 5000
2666 | 5000 | 5000
2667 | 5000 | 5000
2668 | 5000 | 5000
2669 | 5000 | 5000
2670 | 5000 | 5000
2671 | 5000 | 5000
2672 | 5000 | 5000
2673 | 5000 | 5000
2674 | 5000 | 5000
2675 | 5000 | 5000
2676 | 5000 | 5000
2677 | 5000 | 5000
2678 | 5000 | 5000
2679 | 5000 | 5000
2680 | 5000 | 5000
2681 | 5000 | 5000
2682 | 5000 | 5000
2683 | 5000 | 5000
2684 | 5000 | 5000
2685 | 5000 | 5000
2686 | 5000 | 5000
2687 | 5000 | 5000
2688 | 5000 | 5000
2689 | 5000 | 5000
2690 | 5000 | 5000
2691 | 5000 | 5000
2692 | 5000 | 5000
2693 | 5000 | 5000
2694 | 5000 | 5000
2695 | 5000 | 5000
2696 | 5000 | 5000
2697 | 5000 | 5000
2698 | 5000 | 5000
2699 | 5000 | 5000
2700 | 5000 | 5000
2701 | 5000 | 5000
2702 | 5000 | 5000
2703 | 5000 | 5000
2704 | 5000 | 5000
2705 | 5000 | 5000
2706 | 5000 | 5000
2707 | 5000 | 5000
2708 | 5000 | 5000
2709 | 5000 | 5000
2710 | 5000 | 5000
2711 | 5000 | 5000
2712 | 5000 | 5000
2713 | 5000 | 5000
2714 | 5000 | 5000
2715 | 5000 | 5000
2716 | 5000 | 5000
2717 | 5000 | 5000
2718 | 5000 | 5000
2719 | 5000 | 5000
2720 | 5000 | 5000
2721 | 5000 | 5000
2722 | 5000 | 5000
2723 | 5000 | 5000
2724 | 5000 | 5000
2725 | 5000 | 5000
2726 | 5000 | 5000
2727 | 5000 | 5000
2728 | 5000 | 5000
2729 | 5000 | 5000
2730 | 5000 | 5000
2731 | 5000 | 5000
2732 | 5000 | 5000
2733 | 5000 | 5000
2734 | 5000 | 5000
2735 | 5000 | 5000
2736 | 5000 | 5000
2737 | 5000 | 5000
2738 | 5000 | 5000
2739 | 5000 | 5000
2740 | 5000 | 5000
2741 | 5000 | 5000
2742 | 5000 | 5000
2743 | 5000 | 5000
2744 | 5000 | 5000
2745 | 5000 | 5000
2746 | 5000 | 5000
2747 | 5000 | 5000
2748 | 5000 | 5000
2749 | 5000 | 5000
2750 | 5000 | 5000
2751 | 5000 | 5000
2752 | 5000 | 5000
2753 | 5000 | 5000
2754 | 5000 | 5000
2755 | 5000 | 5000
2756 | 5000 | 5000
2757 | 5000 | 5000
2758 | 5000 | 5000
2759 | 5000 | 5000
2760 | 5000 | 5000
2761 | 5000 | 5000
2762 | 5000 | 5000
2763 | 5000 | 5000
2764 | 5000 | 5000
2765 | 5000 | 5000
2766 | 5000 | 5000
2767 | 5000 | 5000
2768 | 5000 | 5000
2769 | 5000 | 5000
2770 | 5000 | 5000
2771 | 5000 | 5000
2772 | 5000 | 5000
2773 | 5000 | 5000
2774 | 5000 | 5000
2775 | 5000 | 5000
2776 | 5000 | 5000
2777 | 5000 | 5000
2778 | 5000 | 5000
2779 | 5000 | 5000
2780 | 5000 | 5000
2781 | 5000 | 5000
2782 | 5000 | 5000
2783 | 5000 | 5000
2784 | 5000 | 5000
2785 | 5000 | 5000
2786 | 5000 | 5000
2787 | 5000 | 5000
2788 | 5000 | 5000
2789 | 5000 | 5000
2790 | 5000 | 5000
2791 | 5000 | 5000
2792 | 5000 | 5000
2793 | 5000 | 5000
2794 | 5000 | 5000
2795 | 5000 | 5000
2796 | 5000 | 5000
2797 | 5000 | 5000
2798 | 5000 | 5000
2799 | 5000 | 5000
2800 | 5000 | 5000
2801 | 5000 | 5000
2802 | 5000 | 5000
2803 | 5000 | 5000
2804 | 5000 | 5000
2805 | 5000 | 5000
2806 | 5000 | 5000
2807 | 5000 | 5000
2808 | 5000 | 5000
2809 | 5000 | 5000
2810 | 5000 | 5000
2811 | 5000 | 5000
2812 | 5000 | 5000
2813 | 5000 | 5000
2814 | 5000 | 5000
2815 | 5000 | 5000
2816 | 5000 | 5000
2817 | 5000 | 5000
2818 | 5000 | 5000
2819 | 5000 | 5000
2820 | 5000 | 5000
2821 | 5000 | 5000
2822 | 5000 | 5000
2823 | 5000 | 5000
2824 | 5000 | 5000
2825 | 5000 | 5000
2826 | 5000 | 5000
2827 | 5000 | 5000
2828 | 5000 | 5000
2829 | 5000 | 5000
2830 | 5000 | 5000
2831 | 5000 | 5000
2832 | 5000 | 5000
2833 | 5000 | 5000
2834 | 5000 | 5000
2835 | 5000 | 5000
2836 | 5000 | 5000
2837 | 5000 | 5000
2838 | 5000 | 5000
2839 | 5000 | 5000
2840 | 5000 | 5000
2841 | 5000 | 5000
2842 | 5000 | 5000
2843 | 5000 | 5000
2844 | 5000 | 5000
2845 | 5000 | 5000
2846 | 5000 | 5000
2847 | 5000 | 5000
2848 | 5000 | 5000
2849 | 5000 | 5000
2850 | 5000 | 5000
2851 | 5000 | 5000
2852 | 5000 | 5000
2853 | 5000 | 5000
2854 | 5000 | 5000
2855 | 5000 | 5000
2856 | 5000 | 5000
2857 | 5000 | 5000
2858 | 5000 | 5000
2859 | 5000 | 5000
2860 | 5000 | 5000
2861 | 5000 | 5000
2862 | 5000 | 5000
2863 | 5000 | 5000
2864 | 5000 | 5000
2865 | 5000 | 5000
2866 | 5000 | 5000
2867 | 5000 | 5000
2868 | 5000 | 5000
2869 | 5000 | 5000
2870 | 5000 | 5000
2871 | 5000 | 5000
2872 | 5000 | 5000
2873 | 5000 | 5000
2874 | 5000 | 5000
2875 | 5000 | 5000
2876 | 5000 | 5000
2877 | 5000 | 5000
2878 | 5000 | 5000
2879 | 5000 | 5000
2880 | 5000 | 5000
2881 | 5000 | 5000
2882 | 5000 | 5000
2883 | 5000 | 5000
2884 | 5000 | 5000
2885 | 5000 | 5000
2886 | 5000 | 5000
2887 | 5000 | 5000
2888 | 5000 | 5000
2889 | 5000 | 5000
2890 | 5000 | 5000
2891 | 5000 | 5000
2892 | 5000 | 5000
2893 | 5000 | 5000
2894 | 5000 | 5000
2895 | 5000 | 5000
2896 | 5000 | 5000
2897 | 5000 | 5000
2898 | 5000 | 5000
2899 | 5000 | 5000
2900 | 5000 | 5000
2901 | 5000 | 5000
2902 | 5000 | 5000
2903 | 5000 | 5000
2904 | 5000 | 5000
2905 | 5000 | 5000
2906 | 5000 | 5000
2907 | 5000 | 5000
2908 | 5000 | 5000
2909 | 5000 | 5000
2910 | 5000 | 5000
2911 | 5000 | 5000
2912 | 5000 | 5000
2913 | 5000 | 5000
2914 | 5000 | 5000
2915 | 5000 | 5000
2916 | 5000 | 5000
2917 | 5000 | 5000
2918 | 5000 | 5000
2919 | 5000 | 5000
2920 | 5000 | 5000
2921 | 5000 | 5000
2922 | 5000 | 5000
2923 | 5000 | 5000
2924 | 5000 | 5000
2925 | 5000 | 5000
2926 | 5000 | 5000
2927 | 5000 | 5000
2928 | 5000 | 5000
2929 | 5000 | 5000
2930 | 5000 | 5000
2931 | 5000 | 5000
2932 | 5000 | 5000
2933 | 5000 | 5000
2934 | 5000 | 5000
2935 | 5000 | 5000
2936 | 5000 | 5000
2937 | 5000 | 5000
2938 | 5000 | 5000
2939 | 5000 | 5000
2940 | 5000 | 5000
2941 | 5000 | 5000
2942 | 5000 | 5000
2943 | 5000 | 5000
2944 | 5000 | 5000
2945 | 5000 | 5000
2946 | 5000 | 5000
2947 | 5000 | 5000
2948 | 5000 | 5000
2949 | 5000 | 5000
2950 | 5000 | 5000
2951 | 5000 | 5000
2952 | 5000 | 5000
2953 | 5000 | 5000
2954 | 5000 | 5000
2955 | 5000 | 5000
2956 | 5000 | 5000
2957 | 5000 | 5000
2958 | 5000 | 5000
2959 | 5000 | 5000
2960 | 5000 | 5000
2961 | 5000 | 5000
2962 | 5000 | 5000
2963 | 5000 | 5000
2964 | 5000 | 5000
2965 | 5000 | 5000
2966 | 5000 | 5000
2967 | 5000 | 5000
2968 | 5000 | 5000
2969 | 5000 | 5000
2970 | 5000 | 5000
2971 | 5000 | 5000
2972 | 5000 | 5000
2973 | 5000 | 5000
2974 | 5000 | 5000
2975 | 5000 | 5000
2976 | 5000 | 5000
2977 | 5000 | 5000
2978 | 5000 | 5000
2979 | 5000 | 5000
2980 | 5000 | 5000
2981 | 5000 | 5000
2982 | 5000 | 5000
2983 | 5000 | 5000
2984 | 5000 | 5000
2985 | 5000 | 5000
2986 | 5000 | 5000
2987 | 5000 | 5000
2988 | 5000 | 5000
2989 | 5000 | 5000
2990 | 5000 | 5000
2991 | 5000 | 5000
2992 | 5000 | 5000
2993 | 5000 | 5000
2994 | 5000 | 5000
2995 | 5000 | 5000
2996 | 5000 | 5000
2997 | 5000 | 5000
2998 | 5000 | 5000
2999 | 5000 | 5000
3000 | 5000 | 5000
3001 | 5000 | 5000
3002 | 5000 | 5000
3003 | 5000 | 5000
3004 | 5000 | 5000
3005 | 5000 | 5000
3006 | 5000 | 5000
3007 | 5000 | 5000
3008 | 5000 | 5000
3009 | 5000 | 5000
3010 | 5000 | 5000
3011 | 5000 | 5000
3012 | 5000 | 5000
3013 | 5000 | 5000
3014 | 5000 | 5000
3015 | 5000 | 5000
3016 | 5000 | 5000
3017 | 5000 | 5000
3018 | 5000 | 5000
3019 | 5000 | 5000
3020 | 5000 | 5000
3021 | 5000 | 5000
3022 | 5000 | 5000
3023 | 5000 | 5000
3024 | 5000 | 5000
3025 | 5000 | 5000
3026 | 5000 | 5000
3027 | 5000 | 5000
3028 | 5000 | 5000
3029 | 5000 | 5000
3030 | 5000 | 5000
3031 | 5000 | 5000
3032 | 5000 | 5000
3033 | 5000 | 5000
3034 | 5000 | 5000
3035 | 5000 | 5000
3036 | 5000 | 5000
3037 | 5000 | 5000
3038 | 5000 | 5000
3039 | 5000 | 5000
3040 | 5000 | 5000
3041 | 5000 | 5000
3042 | 5000 | 5000
3043 | 5000 | 5000
3044 | 5000 | 5000
3045 | 5000 | 5000
3046 | 5000 | 5000
3047 | 5000 | 5000
3048 | 5000 | 5000
3049 | 5000 | 5000
3050 | 5000 | 5000
3051 | 5000 | 5000
3052 | 5000 | 5000
3053 | 5000 | 5000
3054 | 5000 | 5000
3055 | 5000 | 5000
3056 | 5000 | 5000
3057 | 5000 | 5000
3058 | 5000 | 5000
3059 | 5000 | 5000
3060 | 5000 | 5000
3061 | 5000 | 5000
3062 | 5000 | 5000
3063 | 5000 | 5000
3064 | 5000 | 5000
3065 | 5000 | 5000
3066 | 5000 | 5000
3067 | 5000 | 5000
3068 | 5000 | 5000
3069 | 5000 | 5000
3070 | 5000 | 5000
3071 | 5000 | 5000
3072 | 5000 | 5000
3073 | 5000 | 5000
3074 | 5000 | 5000
3075 | 5000 | 5000
3076 | 5000 | 5000
3077 | 5000 | 5000
3078 | 5000 | 5000
3079 | 5000 | 5000
3080 | 5000 | 5000
3081 | 5000 | 5000
3082 | 5000 | 5000
3083 | 5000 | 5000
3084 | 5000 | 5000
3085 | 5000 | 5000
3086 | 5000 | 5000
3087 | 5000 | 5000
3088 | 5000 | 5000
3089 | 5000 | 5000
3090 | 5000 | 5000
3091 | 5000 | 5000
3092 | 5000 | 5000
3093 | 5000 | 5000
3094 | 5000 | 5000
3095 | 5000 | 5000
3096 | 5000 | 5000
3097 | 5000 | 5000
3098 | 5000 | 5000
3099 | 5000 | 5000
3100 | 5000 | 5000
3101 | 5000 | 5000
3102 | 5000 | 5000
3103 | 5000 | 5000
3104 | 5000 | 5000
3105 | 5000 | 5000
3106 | 5000 | 5000
3107 | 5000 | 5000
3108 | 5000 | 5000
3109 | 5000 | 5000
3110 | 5000 | 5000
3111 | 5000 | 5000
3112 | 5000 | 5000
3113 | 5000 | 5000
3114 | 5000 | 5000
3115 | 5000 | 5000
3116 | 5000 | 5000
3117 | 5000 | 5000
3118 | 5000 | 5000
3119 | 5000 | 5000
3120 | 5000 | 5000
3121 | 5000 | 5000
3122 | 5000 | 5000
3123 | 5000 | 5000
3124 | 5000 | 5000
3125 | 5000 | 5000
3126 | 5000 | 5000
3127 | 5000 | 5000
3128 | 5000 | 5000
3129 | 5000 | 5000
3130 | 5000 | 5000
3131 | 5000 | 5000
3132 | 5000 | 5000
3133 | 5000 | 5000
3134 | 5000 | 5000
3135 | 5000 | 5000
3136 | 5000 | 5000
3137 | 5000 | 5000
3138 | 5000 | 5000
3139 | 5000 | 5000
3140 | 5000 | 5000
3141 | 5000 | 5000
3142 | 5000 | 5000
3143 | 5000 | 5000
3144 | 5000 | 5000
3145 | 5000 | 5000
3146 | 5000 | 5000
3147 | 5000 | 5000
3148 | 5000 | 5000
3149 | 5000 | 5000
3150 | 5000 | 5000
3151 | 5000 | 5000
3152 | 5000 | 5000
3153 | 5000 | 5000
3154 | 5000 | 5000
3155 | 5000 | 5000
3156 | 5000 | 5000
3157 | 5000 | 5000
3158 | 5000 | 5000
3159 | 5000 | 5000
3160 | 5000 | 5000
3161 | 5000 | 5000
3162 | 5000 | 5000
3163 | 5000 | 5000
3164 | 5000 | 5000
3165 | 5000 | 5000
3166 | 5000 | 5000
3167 | 5000 | 5000
3168 | 5000 | 5000
3169 | 5000 | 5000
3170 | 5000 | 5000
3171 | 5000 | 5000
3172 | 5000 | 5000
3173 | 5000 | 5000
3174 | 5000 | 5000
3175 | 5000 | 5000
3176 | 5000 | 5000
3177 | 5000 | 5000
3178 | 5000 | 5000
3179 | 5000 | 5000
3180 | 5000 | 5000
3181 | 5000 | 5000
3182 | 5000 | 5000
3183 | 5000 | 5000
3184 | 5000 | 5000
3185 | 5000 | 5000
3186 | 5000 | 5000
3187 | 5000 | 5000
3188 | 5000 | 5000
3189 | 5000 | 5000
3190 | 5000 | 5000
3191 | 5000 | 5000
3192 | 5000 | 5000
3193 | 5000 | 5000
3194 | 5000 | 5000
3195 | 5000 | 5000
3196 | 5000 | 5000
3197 | 5000 | 5000
3198 | 5000 | 5000
3199 | 5000 | 5000
3200 | 5000 | 5000
3201 | 5000 | 5000
3202 | 5000 | 5000
3203 | 5000 | 5000
3204 | 5000 | 5000
3205 | 5000 | 5000
3206 | 5000 | 5000
3207 | 5000 | 5000
3208 | 5000 | 5000
3209 | 5000 | 5000
3210 | 5000 | 5000
3211 | 5000 | 5000
3212 | 5000 | 5000
3213 | 5000 | 5000
3214 | 5000 | 5000
3215 | 5000 | 5000
3216 | 5000 | 5000
3217 | 5000 | 5000
3218 | 5000 | 5000
3219 | 5000 | 5000
3220 | 5000 | 5000
3221 | 5000 | 5000
3222 | 5000 | 5000
3223 | 5000 | 5000
3224 | 5000 | 5000
3225 | 5000 | 5000
3226 | 5000 | 5000
3227 | 5000 | 5000
3228 | 5000 | 5000
3229 | 5000 | 5000
3230 | 5000 | 5000
3231 | 5000 | 5000
3232 | 5000 | 5000
3233 | 5000 | 5000
3234 | 5000 | 5000
3235 | 5000 | 5000
3236 | 5000 | 5000
3237 | 5000 | 5000
3238 | 5000 | 5000
3239 | 5000 | 5000
3240 | 5000 | 5000
3241 | 5000 | 5000
3242 | 5000 | 5000
3243 | 5000 | 5000
3244 | 5000 | 5000
3245 | 5000 | 5000
3246 | 5000 | 5000
3247 | 5000 | 5000
3248 | 5000 | 5000
3249 | 5000 | 5000
3250 | 5000 | 5000
3251 | 5000 | 5000
3252 | 5000 | 5000
3253 | 5000 | 5000
3254 | 5000 | 5000
3255 | 5000 | 5000
3256 | 5000 | 5000
3257 | 5000 | 5000
3258 | 5000 | 5000
3259 | 5000 | 5000
3260 | 5000 | 5000
3261 | 5000 | 5000
3262 | 5000 | 5000
3263 | 5000 | 5000
3264 | 5000 | 5000
3265 | 5000 | 5000
3266 | 5000 | 5000
3267 | 5000 | 5000
3268 | 5000 | 5000
3269 | 5000 | 5000
3270 | 5000 | 5000
3271 | 5000 | 5000
3272 | 5000 | 5000
3273 | 5000 | 5000
3274 | 5000 | 5000
3275 | 5000 | 5000
3276 | 5000 | 5000
3277 | 5000 | 5000
3278 | 5000 | 5000
3279 | 5000 | 5000
3280 | 5000 | 5000
3281 | 5000 | 5000
3282 | 5000 | 5000
3283 | 5000 | 5000
3284 | 5000 | 5000
3285 | 5000 | 5000
3286 | 5000 | 5000
3287 | 5000 | 5000
3288 | 5000 | 5000
3289 | 5000 | 5000
3290 | 5000 | 5000
3291 | 5000 | 5000
3292 | 5000 | 5000
3293 | 5000 | 5000
3294 | 5000 | 5000
3295 | 5000 | 5000
3296 | 5000 | 5000
3297 | 5000 | 5000
3298 | 5000 | 5000
3299 | 5000 | 5000
3300 | 5000 | 5000
3301 | 5000 | 5000
3302 | 5000 | 5000
3303 | 5000 | 5000
3304 | 5000 | 5000
3305 | 5000 | 5000
3306 | 5000 | 5000
3307 | 5000 | 5000
3308 | 5000 | 5000
3309 | 5000 | 5000
3310 | 5000 | 5000
3311 | 5000 | 5000
3312 | 5000 | 5000
3313 | 5000 | 5000
3314 | 5000 | 5000
3315 | 5000 | 5000
3316 | 5000 | 5000
3317 | 5000 | 5000
3318 | 5000 | 5000
3319 | 5000 | 5000
3320 | 5000 | 5000
3321 | 5000 | 5000
3322 | 5000 | 5000
3323 | 5000 | 5000
3324 | 5000 | 5000
3325 | 5000 | 5000
3326 | 5000 | 5000
3327 | 5000 | 5000
3328 | 5000 | 5000
3329 | 5000 | 5000
3330 | 5000 | 5000
3331 | 5000 | 5000
3332 | 5000 | 5000
3333 | 5000 | 5000
3334 | 5000 | 5000
3335 | 5000 | 5000
3336 | 5000 | 5000
3337 | 5000 | 5000
3338 | 5000 | 5000
3339 | 5000 | 5000
3340 | 5000 | 5000
3341 | 5000 | 5000
3342 | 5000 | 5000
3343 | 5000 | 5000
3344 | 5000 | 5000
3345 | 5000 | 5000
3346 | 5000 | 5000
3347 | 5000 | 5000
3348 | 5000 | 5000
3349 | 5000 | 5000
3350 | 5000 | 5000
3351 | 5000 | 5000
3352 | 5000 | 5000
3353 | 5000 | 5000
3354 | 5000 | 5000
3355 | 5000 | 5000
3356 | 5000 | 5000
3357 | 5000 | 5000
3358 | 5000 | 5000
3359 | 5000 | 5000
3360 | 5000 | 5000
3361 | 5000 | 5000
3362 | 5000 | 5000
3363 | 5000 | 5000
3364 | 5000 | 5000
3365 | 5000 | 5000
3366 | 5000 | 5000
3367 | 5000 | 5000
3368 | 5000 | 5000
3369 | 5000 | 5000
3370 | 5000 | 5000
3371 | 5000 | 5000
3372 | 5000 | 5000
3373 | 5000 | 5000
3374 | 5000 | 5000
3375 | 5000 | 5000
3376 | 5000 | 5000
3377 | 5000 | 5000
3378 | 5000 | 5000
3379 | 5000 | 5000
3380 | 5000 | 5000
3381 | 5000 | 5000
3382 | 5000 | 5000
3383 | 5000 | 5000
3384 | 5000 | 5000
3385 | 5000 | 5000
3386 | 5000 | 5000
3387 | 5000 | 5000
3388 | 5000 | 5000
3389 | 5000 | 5000
3390 | 5000 | 5000
3391 | 5000 | 5000
3392 | 5000 | 5000
3393 | 5000 | 5000
3394 | 5000 | 5000
3395 | 5000 | 5000
3396 | 5000 | 5000
3397 | 5000 | 5000
3398 | 5000 | 5000
3399 | 5000 | 5000
3400 | 5000 | 5000
3401 | 5000 | 5000
3402 | 5000 | 5000
3403 | 5000 | 5000
3404 | 5000 | 5000
3405 | 5000 | 5000
3406 | 5000 | 5000
3407 | 5000 | 5000
3408 | 5000 | 5000
3409 | 5000 | 5000
3410 | 5000 | 5000
3411 | 5000 | 5000
3412 | 5000 | 5000
3413 | 5000 | 5000
3414 | 5000 | 5000
3415 | 5000 | 5000
3416 | 5000 | 5000
3417 | 5000 | 5000
3418 | 5000 | 5000
3419 | 5000 | 5000
3420 | 5000 | 5000
3421 | 5000 | 5000
3422 | 5000 | 5000
3423 | 5000 | 5000
3424 | 5000 | 5000
3425 | 5000 | 5000
3426 | 5000 | 5000
3427 | 5000 | 5000
3428 | 5000 | 5000
3429 | 5000 | 5000
3430 | 5000 | 5000
3431 | 5000 | 5000
3432 | 5000 | 5000
3433 | 5000 | 5000
3434 | 5000 | 5000
3435 | 5000 | 5000
3436 | 5000 | 5000
3437 | 5000 | 5000
3438 | 5000 | 5000
3439 | 5000 | 5000
3440 | 5000 | 5000
3441 | 5000 | 5000
3442 | 5000 | 5000
3443 | 5000 | 5000
3444 | 5000 | 5000
3445 | 5000 | 5000
3446 | 5000 | 5000
3447 | 5000 | 5000
3448 | 5000 | 5000
3449 | 5000 | 5000
3450 | 5000 | 5000
3451 | 5000 | 5000
3452 | 5000 | 5000
3453 | 5000 | 5000
3454 | 5000 | 5000
3455 | 5000 | 5000
3456 | 5000 | 5000
3457 | 5000 | 5000
3458 | 5000 | 5000
3459 | 5000 | 5000
3460 | 5000 | 5000
3461 | 5000 | 5000
3462 | 5000 | 5000
3463 | 5000 | 5000
3464 | 5000 | 5000
3465 | 5000 | 5000
3466 | 5000 | 5000
3467 | 5000 | 5000
3468 | 5000 | 5000
3469 | 5000 | 5000
3470 | 5000 | 5000
3471 | 5000 | 5000
3472 | 5000 | 5000
3473 | 5000 | 5000
3474 | 5000 | 5000
3475 | 5000 | 5000
3476 | 5000 | 5000
3477 | 5000 | 5000
3478 | 5000 | 5000
3479 | 5000 | 5000
3480 | 5000 | 5000
3481 | 5000 | 5000
3482 | 5000 | 5000
3483 | 5000 | 5000
3484 | 5000 | 5000
3485 | 5000 | 5000
3486 | 5000 | 5000
3487 | 5000 | 5000
3488 | 5000 | 5000
3489 | 5000 | 5000
3490 | 5000 | 5000
3491 | 5000 | 5000
3492 | 5000 | 5000
3493 | 5000 | 5000
3494 | 5000 | 5000
3495 | 5000 | 5000
3496 | 5000 | 5000
3497 | 5000 | 5000
3498 | 5000 | 5000
3499 | 5000 | 5000
3500 | 5000 | 5000
3501 | 5000 | 5000
3502 | 5000 | 5000
3503 | 5000 | 5000
3504 | 5000 | 5000
3505 | 5000 | 5000
3506 | 5000 | 5000
3507 | 5000 | 5000
3508 | 5000 | 5000
3509 | 5000 | 5000
3510 | 5000 | 5000
3511 | 5000 | 5000
3512 | 5000 | 5000
3513 | 5000 | 5000
3514 | 5000 | 5000
3515 | 5000 | 5000
3516 | 5000 | 5000
3517 | 5000 | 5000
3518 | 5000 | 5000
3519 | 5000 | 5000
3520 | 5000 | 5000
3521 | 5000 | 5000
3522 | 5000 | 5000
3523 | 5000 | 5000
3524 | 5000 | 5000
3525 | 5000 | 5000
3526 | 5000 | 5000
3527 | 5000 | 5000
3528 | 5000 | 5000
3529 | 5000 | 5000
3530 | 5000 | 5000
3531 | 5000 | 5000
3532 | 5000 | 5000
3533 | 5000 | 5000
3534 | 5000 | 5000
3535 | 5000 | 5000
3536 | 5000 | 5000
3537 | 5000 | 5000
3538 | 5000 | 5000
3539 | 5000 | 5000
3540 | 5000 | 5000
3541 | 5000 | 5000
3542 | 5000 | 5000
3543 | 5000 | 5000
3544 | 5000 | 5000
3545 | 5000 | 5000
3546 | 5000 | 5000
3547 | 5000 | 5000
3548 | 5000 | 5000
3549 | 5000 | 5000
3550 | 5000 | 5000
3551 | 5000 | 5000
3552 | 5000 | 5000
3553 | 5000 | 5000
3554 | 5000 | 5000
3555 | 5000 | 5000
3556 | 5000 | 5000
3557 | 5000 | 5000
3558 | 5000 | 5000
3559 | 5000 | 5000
3560 | 5000 | 5000
3561 | 5000 | 5000
3562 | 5000 | 5000
3563 | 5000 | 5000
3564 | 5000 | 5000
3565 | 5000 | 5000
3566 | 5000 | 5000
3567 | 5000 | 5000
3568 | 5000 | 5000
3569 | 5000 | 5000
3570 | 5000 | 5000
3571 | 5000 | 5000
3572 | 5000 | 5000
3573 | 5000 | 5000
3574 | 5000 | 5000
3575 | 5000 | 5000
3576 | 5000 | 5000
3577 | 5000 | 5000
3578 | 5000 | 5000
3579 | 5000 | 5000
3580 | 5000 | 5000
3581 | 5000 | 5000
3582 | 5000 | 5000
3583 | 5000 | 5000
3584 | 5000 | 5000
3585 | 5000 | 5000
3586 | 5000 | 5000
3587 | 5000 | 5000
3588 | 5000 | 5000
3589 | 5000 | 5000
3590 | 5000 | 5000
3591 | 5000 | 5000
3592 | 5000 | 5000
3593 | 5000 | 5000
3594 | 5000 | 5000
3595 | 5000 | 5000
3596 | 5000 | 5000
3597 | 5000 | 5000
3598 | 5000 | 5000
3599 | 5000 | 5000
3600 | 5000 | 5000
3601 | 5000 | 5000
3602 | 5000 | 5000
3603 | 5000 | 5000
3604 | 5000 | 5000
3605 | 5000 | 5000
3606 | 5000 | 5000
3607 | 5000 | 5000
3608 | 5000 | 5000
3609 | 5000 | 5000
3610 | 5000 | 5000
3611 | 5000 | 5000
3612 | 5000 | 5000
3613 | 5000 | 5000
3614 | 5000 | 5000
3615 | 5000 | 5000
3616 | 5000 | 5000
3617 | 5000 | 5000
3618 | 5000 | 5000
3619 | 5000 | 5000
3620 | 5000 | 5000
3621 | 5000 | 5000
3622 | 5000 | 5000
3623 | 5000 | 5000
3624 | 5000 | 5000
3625 | 5000 | 5000
3626 | 5000 | 5000
3627 | 5000 | 5000
3628 | 5000 | 5000
3629 | 5000 | 5000
3630 | 5000 | 5000
3631 | 5000 | 5000
3632 | 5000 | 5000
3633 | 5000 | 5000
3634 | 5000 | 5000
3635 | 5000 | 5000
3636 | 5000 | 5000
3637 | 5000 | 5000
3638 | 5000 | 5000
3639 | 5000 | 5000
3640 | 5000 | 5000
3641 | 5000 | 5000
3642 | 5000 | 5000
3643 | 5000 | 5000
3644 | 5000 | 5000
3645 | 5000 | 5000
3646 | 5000 | 5000
3647 | 5000 | 5000
3648 | 5000 | 5000
3649 | 5000 | 5000
3650 | 5000 | 5000
3651 | 5000 | 5000
3652 | 5000 | 5000
3653 | 5000 | 5000
3654 | 5000 | 5000
3655 | 5000 | 5000
3656 | 5000 | 5000
3657 | 5000 | 5000
3658 | 5000 | 5000
3659 | 5000 | 5000
3660 | 5000 | 5000
3661 | 5000 | 5000
3662 | 5000 | 5000
3663 | 5000 | 5000
3664 | 5000 | 5000
3665 | 5000 | 5000
3666 | 5000 | 5000
3667 | 5000 | 5000
3668 | 5000 | 5000
3669 | 5000 | 5000
3670 | 5000 | 5000
3671 | 5000 | 5000
3672 | 5000 | 5000
3673 | 5000 | 5000
3674 | 5000 | 5000
3675 | 5000 | 5000
3676 | 5000 | 5000
3677 | 5000 | 5000
3678 | 5000 | 5000
3679 | 5000 | 5000
3680 | 5000 | 5000
3681 | 5000 | 5000
3682 | 5000 | 5000
3683 | 5000 | 5000
3684 | 5000 | 5000
3685 | 5000 | 5000
3686 | 5000 | 5000
3687 | 5000 | 5000
3688 | 5000 | 5000
3689 | 5000 | 5000
3690 | 5000 | 5000
3691 | 5000 | 5000
3692 | 5000 | 5000
3693 | 5000 | 5000
3694 | 5000 | 5000
3695 | 5000 | 5000
3696 | 5000 | 5000
3697 | 5000 | 5000
3698 | 5000 | 5000
3699 | 5000 | 5000
3700 | 5000 | 5000
3701 | 5000 | 5000
3702 | 5000 | 5000
3703 | 5000 | 5000
3704 | 5000 | 5000
3705 | 5000 | 5000
3706 | 5000 | 5000
3707 | 5000 | 5000
3708 | 5000 | 5000
3709 | 5000 | 5000
3710 | 5000 | 5000
3711 | 5000 | 5000
3712 | 5000 | 5000
3713 | 5000 | 5000
3714 | 5000 | 5000
3715 | 5000 | 5000
3716 | 5000 | 5000
3717 | 5000 | 5000
3718 | 5000 | 5000
3719 | 5000 | 5000
3720 | 5000 | 5000
3721 | 5000 | 5000
3722 | 5000 | 5000
3723 | 5000 | 5000
3724 | 5000 | 5000
3725 | 5000 | 5000
3726 | 5000 | 5000
3727 | 5000 | 5000
3728 | 5000 | 5000
3729 | 5000 | 5000
3730 | 5000 | 5000
3731 | 5000 | 5000
3732 | 5000 | 5000
3733 | 5000 | 5000
3734 | 5000 | 5000
3735 | 5000 | 5000
3736 | 5000 | 5000
3737 | 5000 | 5000
3738 | 5000 | 5000
3739 | 5000 | 5000
3740 | 5000 | 5000
3741 | 5000 | 5000
3742 | 5000 | 5000
3743 | 5000 | 5000
3744 | 5000 | 5000
3745 | 5000 | 5000
3746 | 5000 | 5000
3747 | 5000 | 5000
3748 | 5000 | 5000
3749 | 5000 | 5000
3750 | 5000 | 5000
3751 | 5000 | 5000
3752 | 5000 | 5000
3753 | 5000 | 5000
3754 | 5000 | 5000
3755 | 5000 | 5000
3756 | 5000 | 5000
3757 | 5000 | 5000
3758 | 5000 | 5000
3759 | 5000 | 5000
3760 | 5000 | 5000
3761 | 5000 | 5000
3762 | 5000 | 5000
3763 | 5000 | 5000
3764 | 5000 | 5000
3765 | 5000 | 5000
3766 | 5000 | 5000
3767 | 5000 | 5000
3768 | 5000 | 5000
3769 | 5000 | 5000
3770 | 5000 | 5000
3771 | 5000 | 5000
3772 | 5000 | 5000
3773 | 5000 | 5000
3774 | 5000 | 5000
3775 | 5000 | 5000
3776 | 5000 | 5000
3777 | 5000 | 5000
3778 | 5000 | 5000
3779 | 5000 | 5000
3780 | 5000 | 5000
3781 | 5000 | 5000
3782 | 5000 | 5000
3783 | 5000 | 5000
3784 | 5000 | 5000
3785 | 5000 | 5000
3786 | 5000 | 5000
3787 | 5000 | 5000
3788 | 5000 | 5000
3789 | 5000 | 5000
3790 | 5000 | 5000
3791 | 5000 | 5000
3792 | 5000 | 5000
3793 | 5000 | 5000
3794 | 5000 | 5000
3795 | 5000 | 5000
3796 | 5000 | 5000
3797 | 5000 | 5000
3798 | 5000 | 5000
3799 | 5000 | 5000
3800 | 5000 | 5000
3801 | 5000 | 5000
3802 | 5000 | 5000
3803 | 5000 | 5000
3804 | 5000 | 5000
3805 | 5000 | 5000
3806 | 5000 | 5000
3807 | 5000 | 5000
3808 | 5000 | 5000
3809 | 5000 | 5000
3810 | 5000 | 5000
3811 | 5000 | 5000
3812 | 5000 | 5000
3813 | 5000 | 5000
3814 | 5000 | 5000
3815 | 5000 | 5000
3816 | 5000 | 5000
3817 | 5000 | 5000
3818 | 5000 | 5000
3819 | 5000 | 5000
3820 | 5000 | 5000
3821 | 5000 | 5000
3822 | 5000 | 5000
3823 | 5000 | 5000
3824 | 5000 | 5000
3825 | 5000 | 5000
3826 | 5000 | 5000
3827 | 5000 | 5000
3828 | 5000 | 5000
3829 | 5000 | 5000
3830 | 5000 | 5000
3831 | 5000 | 5000
3832 | 5000 | 5000
3833 | 5000 | 5000
3834 | 5000 | 5000
3835 | 5000 | 5000
3836 | 5000 | 5000
3837 | 5000 | 5000
3838 | 5000 | 5000
3839 | 5000 | 5000
3840 | 5000 | 5000
3841 | 5000 | 5000
3842 | 5000 | 5000
3843 | 5000 | 5000
3844 | 5000 | 5000
3845 | 5000 | 5000
3846 | 5000 | 5000
3847 | 5000 | 5000
3848 | 5000 | 5000
3849 | 5000 | 5000
3850 | 5000 | 5000
3851 | 5000 | 5000
3852 | 5000 | 5000
3853 | 5000 | 5000
3854 | 5000 | 5000
3855 | 5000 | 5000
3856 | 5000 | 5000
3857 | 5000 | 5000
3858 | 5000 | 5000
3859 | 5000 | 5000
3860 | 5000 | 5000
3861 | 5000 | 5000
3862 | 5000 | 5000
3863 | 5000 | 5000
3864 | 5000 | 5000
3865 | 5000 | 5000
3866 | 5000 | 5000
3867 | 5000 | 5000
3868 | 5000 | 5000
3869 | 5000 | 5000
3870 | 5000 | 5000
3871 | 5000 | 5000
3872 | 5000 | 5000
3873 | 5000 | 5000
3874 | 5000 | 5000
3875 | 5000 | 5000
3876 | 5000 | 5000
3877 | 5000 | 5000
3878 | 5000 | 5000
3879 | 5000 | 5000
3880 | 5000 | 5000
3881 | 5000 | 5000
3882 | 5000 | 5000
3883 | 5000 | 5000
3884 | 5000 | 5000
3885 | 5000 | 5000
3886 | 5000 | 5000
3887 | 5000 | 5000
3888 | 5000 | 5000
3889 | 5000 | 5000
3890 | 5000 | 5000
3891 | 5000 | 5000
3892 | 5000 | 5000
3893 | 5000 | 5000
3894 | 5000 | 5000
3895 | 5000 | 5000
3896 | 5000 | 5000
3897 | 5000 | 5000
3898 | 5000 | 5000
3899 | 5000 | 5000
3900 | 5000 | 5000
3901 | 5000 | 5000
3902 | 5000 | 5000
3903 | 5000 | 5000
3904 | 5000 | 5000
3905 | 5000 | 5000
3906 | 5000 | 5000
3907 | 5000 | 5000
3908 | 5000 | 5000
3909 | 5000 | 5000
3910 | 5000 | 5000
3911 | 5000 | 5000
3912 | 5000 | 5000
3913 | 5000 | 5000
3914 | 5000 | 5000
3915 | 5000 | 5000
3916 | 5000 | 5000
3917 | 5000 | 5000
3918 | 5000 | 5000
3919 | 5000 | 5000
3920 | 5000 | 5000
3921 | 5000 | 5000
3922 | 5000 | 5000
3923 | 5000 | 5000
3924 | 5000 | 5000
3925 | 5000 | 5000
3926 | 5000 | 5000
3927 | 5000 | 5000
3928 | 5000 | 5000
3929 | 5000 | 5000
3930 | 5000 | 5000
3931 | 5000 | 5000
3932 | 5000 | 5000
3933 | 5000 | 5000
3934 | 5000 | 5000
3935 | 5000 | 5000
3936 | 5000 | 5000
3937 | 5000 | 5000
3938 | 5000 | 5000
3939 | 5000 | 5000
3940 | 5000 | 5000
3941 | 5000 | 5000
3942 | 5000 | 5000
3943 | 5000 | 5000
3944 | 5000 | 5000
3945 | 5000 | 5000
3946 | 5000 | 5000
3947 | 5000 | 5000
3948 | 5000 | 5000
3949 | 5000 | 5000
3950 | 5000 | 5000
3951 | 5000 | 5000
3952 | 5000 | 5000
3953 | 5000 | 5000
3954 | 5000 | 5000
3955 | 5000 | 5000
3956 | 5000 | 5000
3957 | 5000 | 5000
3958 | 5000 | 5000
3959 | 5000 | 5000
3960 | 5000 | 5000
3961 | 5000 | 5000
3962 | 5000 | 5000
3963 | 5000 | 5000
3964 | 5000 | 5000
3965 | 5000 | 5000
3966 | 5000 | 5000
3967 | 5000 | 5000
3968 | 5000 | 5000
3969 | 5000 | 5000
3970 | 5000 | 5000
3971 | 5000 | 5000
3972 | 5000 | 5000
3973 | 5000 | 5000
3974 | 5000 | 5000
3975 | 5000 | 5000
3976 | 5000 | 5000
3977 | 5000 | 5000
3978 | 5000 | 5000
3979 | 5000 | 5000
3980 | 5000 | 5000
3981 | 5000 | 5000
3982 | 5000 | 5000
3983 | 5000 | 5000
3984 | 5000 | 5000
3985 | 5000 | 5000
3986 | 5000 | 5000
3987 | 5000 | 5000
3988 | 5000 | 5000
3989 | 5000 | 5000
3990 | 5000 | 5000
3991 | 5000 | 5000
3992 | 5000 | 5000
3993 | 5000 | 5000
3994 | 5000 | 5000
3995 | 5000 | 5000
3996 | 5000 | 5000
3997 | 5000 | 5000
3998 | 5000 | 5000
3999 | 5000 | 5000
4000 | 5000 | 5000
4001 | 5000 | 5000
4002 | 5000 | 5000
4003 | 5000 | 5000
4004 | 5000 | 5000
4005 | 5000 | 5000
4006 | 5000 | 5000
4007 | 5000 | 5000
4008 | 5000 | 5000
4009 | 5000 | 5000
4010 | 5000 | 5000
4011 | 5000 | 5000
4012 | 5000 | 5000
4013 | 5000 | 5000
4014 | 5000 | 5000
4015 | 5000 | 5000
4016 | 5000 | 5000
4017 | 5000 | 5000
4018 | 5000 | 5000
4019 | 5000 | 5000
4020 | 5000 | 5000
4021 | 5000 | 5000
4022 | 5000 | 5000
4023 | 5000 | 5000
4024 | 5000 | 5000
4025 | 5000 | 5000
4026 | 5000 | 5000
4027 | 5000 | 5000
4028 | 5000 | 5000
4029 | 5000 | 5000
4030 | 5000 | 5000
4031 | 5000 | 5000
4032 | 5000 | 5000
4033 | 5000 | 5000
4034 | 5000 | 5000
4035 | 5000 | 5000
4036 | 5000 | 5000
4037 | 5000 | 5000
4038 | 5000 | 5000
4039 | 5000 | 5000
4040 | 5000 | 5000
4041 | 5000 | 5000
4042 | 5000 | 5000
4043 | 5000 | 5000
4044 | 5000 | 5000
4045 | 5000 | 5000
4046 | 5000 | 5000
4047 | 5000 | 5000
4048 | 5000 | 5000
4049 | 5000 | 5000
4050 | 5000 | 5000
4051 | 5000 | 5000
4052 | 5000 | 5000
4053 | 5000 | 5000
4054 | 5000 | 5000
4055 | 5000 | 5000
4056 | 5000 | 5000
4057 | 5000 | 5000
4058 | 5000 | 5000
4059 | 5000 | 5000
4060 | 5000 | 5000
4061 | 5000 | 5000
4062 | 5000 | 5000
4063 | 5000 | 5000
4064 | 5000 | 5000
4065 | 5000 | 5000
4066 | 5000 | 5000
4067 | 5000 | 5000
4068 | 5000 | 5000
4069 | 5000 | 5000
4070 | 5000 | 5000
4071 | 5000 | 5000
4072 | 5000 | 5000
4073 | 5000 | 5000
4074 | 5000 | 5000
4075 | 5000 | 5000
4076 | 5000 | 5000
4077 | 5000 | 5000
4078 | 5000 | 5000
4079 | 5000 | 5000
4080 | 5000 | 5000
4081 | 5000 | 5000
4082 | 5000 | 5000
4083 | 5000 | 5000
4084 | 5000 | 5000
4085 | 5000 | 5000
4086 | 5000 | 5000
4087 | 5000 | 5000
4088 | 5000 | 5000
4089 | 5000 | 5000
4090 | 5000 | 5000
4091 | 5000 | 5000
4092 | 5000 | 5000
4093 | 5000 | 5000
4094 | 5000 | 5000
4095 | 5000 | 5000
4096 | 5000 | 5000
4097 | 5000 | 5000
4098 | 5000 | 5000
4099 | 5000 | 5000
4100 | 5000 | 5000
4101 | 5000 | 5000
4102 | 5000 | 5000
4103 | 5000 | 5000
4104 | 5000 | 5000
4105 | 5000 | 5000
4106 | 5000 | 5000
4107 | 5000 | 5000
4108 | 5000 | 5000
4109 | 5000 | 5000
4110 | 5000 | 5000
4111 | 5000 | 5000
4112 | 5000 | 5000
4113 | 5000 | 5000
4114 | 5000 | 5000
4115 | 5000 | 5000
4116 | 5000 | 5000
4117 | 5000 | 5000
4118 | 5000 | 5000
4119 | 5000 | 5000
4120 | 5000 | 5000
4121 | 5000 | 5000
4122 | 5000 | 5000
4123 | 5000 | 5000
4124 | 5000 | 5000
4125 | 5000 | 5000
4126 | 5000 | 5000
4127 | 5000 | 5000
4128 | 5000 | 5000
4129 | 5000 | 5000
4130 | 5000 | 5000
4131 | 5000 | 5000
4132 | 5000 | 5000
4133 | 5000 | 5000
4134 | 5000 | 5000
4135 | 5000 | 5000
4136 | 5000 | 5000
4137 | 5000 | 5000
4138 | 5000 | 5000
4139 | 5000 | 5000
4140 | 5000 | 5000
4141 | 5000 | 5000
4142 | 5000 | 5000
4143 | 5000 | 5000
4144 | 5000 | 5000
4145 | 5000 | 5000
4146 | 5000 | 5000
4147 | 5000 | 5000
4148 | 5000 | 5000
4149 | 5000 | 5000
4150 | 5000 | 5000
4151 | 5000 | 5000
4152 | 5000 | 5000
4153 | 5000 | 5000
4154 | 5000 | 5000
4155 | 5000 | 5000
4156 | 5000 | 5000
4157 | 5000 | 5000
4158 | 5000 | 5000
4159 | 5000 | 5000
4160 | 5000 | 5000
4161 | 5000 | 5000
4162 | 5000 | 5000
4163 | 5000 | 5000
4164 | 5000 | 5000
4165 | 5000 | 5000
4166 | 5000 | 5000
4167 | 5000 | 5000
4168 | 5000 | 5000
4169 | 5000 | 5000
4170 | 5000 | 5000
4171 | 5000 | 5000
4172 | 5000 | 5000
4173 | 5000 | 5000
4174 | 5000 | 5000
4175 | 5000 | 5000
4176 | 5000 | 5000
4177 | 5000 | 5000
4178 | 5000 | 5000
4179 | 5000 | 5000
4180 | 5000 | 5000
4181 | 5000 | 5000
4182 | 5000 | 5000
4183 | 5000 | 5000
4184 | 5000 | 5000
4185 | 5000 | 5000
4186 | 5000 | 5000
4187 | 5000 | 5000
4188 | 5000 | 5000
4189 | 5000 | 5000
4190 | 5000 | 5000
4191 | 5000 | 5000
4192 | 5000 | 5000
4193 | 5000 | 5000
4194 | 5000 | 5000
4195 | 5000 | 5000
4196 | 5000 | 5000
4197 | 5000 | 5000
4198 | 5000 | 5000
4199 | 5000 | 5000
4200 | 5000 | 5000
4201 | 5000 | 5000
4202 | 5000 | 5000
4203 | 5000 | 5000
4204 | 5000 | 5000
4205 | 5000 | 5000
4206 | 5000 | 5000
4207 | 5000 | 5000
4208 | 5000 | 5000
4209 | 5000 | 5000
4210 | 5000 | 5000
4211 | 5000 | 5000
4212 | 5000 | 5000
4213 | 5000 | 5000
4214 | 5000 | 5000
4215 | 5000 | 5000
4216 | 5000 | 5000
4217 | 5000 | 5000
4218 | 5000 | 5000
4219 | 5000 | 5000
4220 | 5000 | 5000
4221 | 5000 | 5000
4222 | 5000 | 5000
4223 | 5000 | 5000
4224 | 5000 | 5000
4225 | 5000 | 5000
4226 | 5000 | 5000
4227 | 5000 | 5000
4228 | 5000 | 5000
4229 | 5000 | 5000
4230 | 5000 | 5000
4231 | 5000 | 5000
4232 | 5000 | 5000
4233 | 5000 | 5000
4234 | 5000 | 5000
4235 | 5000 | 5000
4236 | 5000 | 5000
4237 | 5000 | 5000
4238 | 5000 | 5000
4239 | 5000 | 5000
4240 | 5000 | 5000
4241 | 5000 | 5000
4242 | 5000 | 5000
4243 | 5000 | 5000
4244 | 5000 | 5000
4245 | 5000 | 5000
4246 | 5000 | 5000
4247 | 5000 | 5000
4248 | 5000 | 5000
4249 | 5000 | 5000
4250 | 5000 | 5000
4251 | 5000 | 5000
4252 | 5000 | 5000
4253 | 5000 | 5000
4254 | 5000 | 5000
4255 | 5000 | 5000
4256 | 5000 | 5000
4257 | 5000 | 5000
4258 | 5000 | 5000
4259 | 5000 | 5000
4260 | 5000 | 5000
4261 | 5000 | 5000
4262 | 5000 | 5000
4263 | 5000 | 5000
4264 | 5000 | 5000
4265 | 5000 | 5000
4266 | 5000 | 5000
4267 | 5000 | 5000
4268 | 5000 | 5000
4269 | 5000 | 5000
4270 | 5000 | 5000
4271 | 5000 | 5000
4272 | 5000 | 5000
4273 | 5000 | 5000
4274 | 5000 | 5000
4275 | 5000 | 5000
4276 | 5000 | 5000
4277 | 5000 | 5000
4278 | 5000 | 5000
4279 | 5000 | 5000
4280 | 5000 | 5000
4281 | 5000 | 5000
4282 | 5000 | 5000
4283 | 5000 | 5000
4284 | 5000 | 5000
4285 | 5000 | 5000
4286 | 5000 | 5000
4287 | 5000 | 5000
4288 | 5000 | 5000
4289 | 5000 | 5000
4290 | 5000 | 5000
4291 | 5000 | 5000
4292 | 5000 | 5000
4293 | 5000 | 5000
4294 | 5000 | 5000
4295 | 5000 | 5000
4296 | 5000 | 5000
4297 | 5000 | 5000
4298 | 5000 | 5000
4299 | 5000 | 5000
4300 | 5000 | 5000
4301 | 5000 | 5000
4302 | 5000 | 5000
4303 | 5000 | 5000
4304 | 5000 | 5000
4305 | 5000 | 5000
4306 | 5000 | 5000
4307 | 5000 | 5000
4308 | 5000 | 5000
4309 | 5000 | 5000
4310 | 5000 | 5000
4311 | 5000 | 5000
4312 | 5000 | 5000
4313 | 5000 | 5000
4314 | 5000 | 5000
4315 | 5000 | 5000
4316 | 5000 | 5000
4317 | 5000 | 5000
4318 | 5000 | 5000
4319 | 5000 | 5000
4320 | 5000 | 5000
4321 | 5000 | 5000
4322 | 5000 | 5000
4323 | 5000 | 5000
4324 | 5000 | 5000
4325 | 5000 | 5000
4326 | 5000 | 5000
4327 | 5000 | 5000
4328 | 5000 | 5000
4329 | 5000 | 5000
4330 | 5000 | 5000
4331 | 5000 | 5000
4332 | 5000 | 5000
4333 | 5000 | 5000
4334 | 5000 | 5000
4335 | 5000 | 5000
4336 | 5000 | 5000
4337 | 5000 | 5000
4338 | 5000 | 5000
4339 | 5000 | 5000
4340 | 5000 | 5000
4341 | 5000 | 5000
4342 | 5000 | 5000
4343 | 5000 | 5000
4344 | 5000 | 5000
4345 | 5000 | 5000
4346 | 5000 | 5000
4347 | 5000 | 5000
4348 | 5000 | 5000
4349 | 5000 | 5000
4350 | 5000 | 5000
4351 | 5000 | 5000
4352 | 5000 | 5000
4353 | 5000 | 5000
4354 | 5000 | 5000
4355 | 5000 | 5000
4356 | 5000 | 5000
4357 | 5000 | 5000
4358 | 5000 | 5000
4359 | 5000 | 5000
4360 | 5000 | 5000
4361 | 5000 | 5000
4362 | 5000 | 5000
4363 | 5000 | 5000
4364 | 5000 | 5000
4365 | 5000 | 5000
4366 | 5000 | 5000
4367 | 5000 | 5000
4368 | 5000 | 5000
4369 | 5000 | 5000
4370 | 5000 | 5000
4371 | 5000 | 5000
4372 | 5000 | 5000
4373 | 5000 | 5000
4374 | 5000 | 5000
4375 | 5000 | 5000
4376 | 5000 | 5000
4377 | 5000 | 5000
4378 | 5000 | 5000
4379 | 5000 | 5000
4380 | 5000 | 5000
4381 | 5000 | 5000
4382 | 5000 | 5000
4383 | 5000 | 5000
4384 | 5000 | 5000
4385 | 5000 | 5000
4386 | 5000 | 5000
4387 | 5000 | 5000
4388 | 5000 | 5000
4389 | 5000 | 5000
4390 | 5000 | 5000
4391 | 5000 | 5000
4392 | 5000 | 5000
4393 | 5000 | 5000
4394 | 5000 | 5000
4395 | 5000 | 5000
4396 | 5000 | 5000
4397 | 5000 | 5000
4398 | 5000 | 5000
4399 | 5000 | 5000
4400 | 5000 | 5000
4401 | 5000 | 5000
4402 | 5000 | 5000
4403 | 5000 | 5000
4404 | 5000 | 5000
4405 | 5000 | 5000
4406 | 5000 | 5000
4407 | 5000 | 5000
4408 | 5000 | 5000
4409 | 5000 | 5000
4410 | 5000 | 5000
4411 | 5000 | 5000
4412 | 5000 | 5000
4413 | 5000 | 5000
4414 | 5000 | 5000
4415 | 5000 | 5000
4416 | 5000 | 5000
4417 | 5000 | 5000
4418 | 5000 | 5000
4419 | 5000 | 5000
4420 | 5000 | 5000
4421 | 5000 | 5000
4422 | 5000 | 5000
4423 | 5000 | 5000
4424 | 5000 | 5000
4425 | 5000 | 5000
4426 | 5000 | 5000
4427 | 5000 | 5000
4428 | 5000 | 5000
4429 | 5000 | 5000
4430 | 5000 | 5000
4431 | 5000 | 5000
4432 | 5000 | 5000
4433 | 5000 | 5000
4434 | 5000 | 5000
4435 | 5000 | 5000
4436 | 5000 | 5000
4437 | 5000 | 5000
4438 | 5000 | 5000
4439 | 5000 | 5000
4440 | 5000 | 5000
4441 | 5000 | 5000
4442 | 5000 | 5000
4443 | 5000 | 5000
4444 | 5000 | 5000
4445 | 5000 | 5000
4446 | 5000 | 5000
4447 | 5000 | 5000
4448 | 5000 | 5000
4449 | 5000 | 5000
4450 | 5000 | 5000
4451 | 5000 | 5000
4452 | 5000 | 5000
4453 | 5000 | 5000
4454 | 5000 | 5000
4455 | 5000 | 5000
4456 | 5000 | 5000
4457 | 5000 | 5000
4458 | 5000 | 5000
4459 | 5000 | 5000
4460 | 5000 | 5000
4461 | 5000 | 5000
4462 | 5000 | 5000
4463 | 5000 | 5000
4464 | 5000 | 5000
4465 | 5000 | 5000
4466 | 5000 | 5000
4467 | 5000 | 5000
4468 | 5000 | 5000
4469 | 5000 | 5000
4470 | 5000 | 5000
4471 | 5000 | 5000
4472 | 5000 | 5000
4473 | 5000 | 5000
4474 | 5000 | 5000
4475 | 5000 | 5000
4476 | 5000 | 5000
4477 | 5000 | 5000
4478 | 5000 | 5000
4479 | 5000 | 5000
4480 | 5000 | 5000
4481 | 5000 | 5000
4482 | 5000 | 5000
4483 | 5000 | 5000
4484 | 5000 | 5000
4485 | 5000 | 5000
4486 | 5000 | 5000
4487 | 5000 | 5000
4488 | 5000 | 5000
4489 | 5000 | 5000
4490 | 5000 | 5000
4491 | 5000 | 5000
4492 | 5000 | 5000
4493 | 5000 | 5000
4494 | 5000 | 5000
4495 | 5000 | 5000
4496 | 5000 | 5000
4497 | 5000 | 5000
4498 | 5000 | 5000
4499 | 5000 | 5000
4500 | 5000 | 5000
4501 | 5000 | 5000
4502 | 5000 | 5000
4503 | 5000 | 5000
4504 | 5000 | 5000
4505 | 5000 | 5000
4506 | 5000 | 5000
4507 | 5000 | 5000
4508 | 5000 | 5000
4509 | 5000 | 5000
4510 | 5000 | 5000
4511 | 5000 | 5000
4512 | 5000 | 5000
4513 | 5000 | 5000
4514 | 5000 | 5000
4515 | 5000 | 5000
4516 | 5000 | 5000
4517 | 5000 | 5000
4518 | 5000 | 5000
4519 | 5000 | 5000
4520 | 5000 | 5000
4521 | 5000 | 5000
4522 | 5000 | 5000
4523 | 5000 | 5000
4524 | 5000 | 5000
4525 | 5000 | 5000
4526 | 5000 | 5000
4527 | 5000 | 5000
4528 | 5000 | 5000
4529 | 5000 | 5000
4530 | 5000 | 5000
4531 | 5000 | 5000
4532 | 5000 | 5000
4533 | 5000 | 5000
4534 | 5000 | 5000
4535 | 5000 | 5000
4536 | 5000 | 5000
4537 | 5000 | 5000
4538 | 5000 | 5000
4539 | 5000 | 5000
4540 | 5000 | 5000
4541 | 5000 | 5000
4542 | 5000 | 5000
4543 | 5000 | 5000
4544 | 5000 | 5000
4545 | 5000 | 5000
4546 | 5000 | 5000
4547 | 5000 | 5000
4548 | 5000 | 5000
4549 | 5000 | 5000
4550 | 5000 | 5000
4551 | 5000 | 5000
4552 | 5000 | 5000
4553 | 5000 | 5000
4554 | 5000 | 5000
4555 | 5000 | 5000
4556 | 5000 | 5000
4557 | 5000 | 5000
4558 | 5000 | 5000
4559 | 5000 | 5000
4560 | 5000 | 5000
4561 | 5000 | 5000
4562 | 5000 | 5000
4563 | 5000 | 5000
4564 | 5000 | 5000
4565 | 5000 | 5000
4566 | 5000 | 5000
4567 | 5000 | 5000
4568 | 5000 | 5000
4569 | 5000 | 5000
4570 | 5000 | 5000
4571 | 5000 | 5000
4572 | 5000 | 5000
4573 | 5000 | 5000
4574 | 5000 | 5000
4575 | 5000 | 5000
4576 | 5000 | 5000
4577 | 5000 | 5000
4578 | 5000 | 5000
4579 | 5000 | 5000
4580 | 5000 | 5000
4581 | 5000 | 5000
4582 | 5000 | 5000
4583 | 5000 | 5000
4584 | 5000 | 5000
4585 | 5000 | 5000
4586 | 5000 | 5000
4587 | 5000 | 5000
4588 | 5000 | 5000
4589 | 5000 | 5000
4590 | 5000 | 5000
4591 | 5000 | 5000
4592 | 5000 | 5000
4593 | 5000 | 5000
4594 | 5000 | 5000
4595 | 5000 | 5000
4596 | 5000 | 5000
4597 | 5000 | 5000
4598 | 5000 | 5000
4599 | 5000 | 5000
4600 | 5000 | 5000
4601 | 5000 | 5000
4602 | 5000 | 5000
4603 | 5000 | 5000
4604 | 5000 | 5000
4605 | 5000 | 5000
4606 | 5000 | 5000
4607 | 5000 | 5000
4608 | 5000 | 5000
4609 | 5000 | 5000
4610 | 5000 | 5000
4611 | 5000 | 5000
4612 | 5000 | 5000
4613 | 5000 | 5000
4614 | 5000 | 5000
4615 | 5000 | 5000
4616 | 5000 | 5000
4617 | 5000 | 5000
4618 | 5000 | 5000
4619 | 5000 | 5000
4620 | 5000 | 5000
4621 | 5000 | 5000
4622 | 5000 | 5000
4623 | 5000 | 5000
4624 | 5000 | 5000
4625 | 5000 | 5000
4626 | 5000 | 5000
4627 | 5000 | 5000
4628 | 5000 | 5000
4629 | 5000 | 5000
4630 | 5000 | 5000
4631 | 5000 | 5000
4632 | 5000 | 5000
4633 | 5000 | 5000
4634 | 5000 | 5000
4635 | 5000 | 5000
4636 | 5000 | 5000
4637 | 5000 | 5000
4638 | 5000 | 5000
4639 | 5000 | 5000
4640 | 5000 | 5000
4641 | 5000 | 5000
4642 | 5000 | 5000
4643 | 5000 | 5000
4644 | 5000 | 5000
4645 | 5000 | 5000
4646 | 5000 | 5000
4647 | 5000 | 5000
4648 | 5000 | 5000
4649 | 5000 | 5000
4650 | 5000 | 5000
4651 | 5000 | 5000
4652 | 5000 | 5000
4653 | 5000 | 5000
4654 | 5000 | 5000
4655 | 5000 | 5000
4656 | 5000 | 5000
4657 | 5000 | 5000
4658 | 5000 | 5000
4659 | 5000 | 5000
4660 | 5000 | 5000
4661 | 5000 | 5000
4662 | 5000 | 5000
4663 | 5000 | 5000
4664 | 5000 | 5000
4665 | 5000 | 5000
4666 | 5000 | 5000
4667 | 5000 | 5000
4668 | 5000 | 5000
4669 | 5000 | 5000
4670 | 5000 | 5000
4671 | 5000 | 5000
4672 | 5000 | 5000
4673 | 5000 | 5000
4674 | 5000 | 5000
4675 | 5000 | 5000
4676 | 5000 | 5000
4677 | 5000 | 5000
4678 | 5000 | 5000
4679 | 5000 | 5000
4680 | 5000 | 5000
4681 | 5000 | 5000
4682 | 5000 | 5000
4683 | 5000 | 5000
4684 | 5000 | 5000
4685 | 5000 | 5000
4686 | 5000 | 5000
4687 | 5000 | 5000
4688 | 5000 | 5000
4689 | 5000 | 5000
4690 | 5000 | 5000
4691 | 5000 | 5000
4692 | 5000 | 5000
4693 | 5000 | 5000
4694 | 5000 | 5000
4695 | 5000 | 5000
4696 | 5000 | 5000
4697 | 5000 | 5000
4698 | 5000 | 5000
4699 | 5000 | 5000
4700 | 5000 | 5000
4701 | 5000 | 5000
4702 | 5000 | 5000
4703 | 5000 | 5000
4704 | 5000 | 5000
4705 | 5000 | 5000
4706 | 5000 | 5000
4707 | 5000 | 5000
4708 | 5000 | 5000
4709 | 5000 | 5000
4710 | 5000 | 5000
4711 | 5000 | 5000
4712 | 5000 | 5000
4713 | 5000 | 5000
4714 | 5000 | 5000
4715 | 5000 | 5000
4716 | 5000 | 5000
4717 | 5000 | 5000
4718 | 5000 | 5000
4719 | 5000 | 5000
4720 | 5000 | 5000
4721 | 5000 | 5000
4722 | 5000 | 5000
4723 | 5000 | 5000
4724 | 5000 | 5000
4725 | 5000 | 5000
4726 | 5000 | 5000
4727 | 5000 | 5000
4728 | 5000 | 5000
4729 | 5000 | 5000
4730 | 5000 | 5000
4731 | 5000 | 5000
4732 | 5000 | 5000
4733 | 5000 | 5000
4734 | 5000 | 5000
4735 | 5000 | 5000
4736 | 5000 | 5000
4737 | 5000 | 5000
4738 | 5000 | 5000
4739 | 5000 | 5000
4740 | 5000 | 5000
4741 | 5000 | 5000
4742 | 5000 | 5000
4743 | 5000 | 5000
4744 | 5000 | 5000
4745 | 5000 | 5000
4746 | 5000 | 5000
4747 | 5000 | 5000
4748 | 5000 | 5000
4749 | 5000 | 5000
4750 | 5000 | 5000
4751 | 5000 | 5000
4752 | 5000 | 5000
4753 | 5000 | 5000
4754 | 5000 | 5000
4755 | 5000 | 5000
4756 | 5000 | 5000
4757 | 5000 | 5000
4758 | 5000 | 5000
4759 | 5000 | 5000
4760 | 5000 | 5000
4761 | 5000 | 5000
4762 | 5000 | 5000
4763 | 5000 | 5000
4764 | 5000 | 5000
4765 | 5000 | 5000
4766 | 5000 | 5000
4767 | 5000 | 5000
4768 | 5000 | 5000
4769 | 5000 | 5000
4770 | 5000 | 5000
4771 | 5000 | 5000
4772 | 5000 | 5000
4773 | 5000 | 5000
4774 | 5000 | 5000
4775 | 5000 | 5000
4776 | 5000 | 5000
4777 | 5000 | 5000
4778 | 5000 | 5000
4779 | 5000 | 5000
4780 | 5000 | 5000
4781 | 5000 | 5000
4782 | 5000 | 5000
4783 | 5000 | 5000
4784 | 5000 | 5000
4785 | 5000 | 5000
4786 | 5000 | 5000
4787 | 5000 | 5000
4788 | 5000 | 5000
4789 | 5000 | 5000
4790 | 5000 | 5000
4791 | 5000 | 5000
4792 | 5000 | 5000
4793 | 5000 | 5000
4794 | 5000 | 5000
4795 | 5000 | 5000
4796 | 5000 | 5000
4797 | 5000 | 5000
4798 | 5000 | 5000
4799 | 5000 | 5000
4800 | 5000 | 5000
4801 | 5000 | 5000
4802 | 5000 | 5000
4803 | 5000 | 5000
4804 | 5000 | 5000
4805 | 5000 | 5000
4806 | 5000 | 5000
4807 | 5000 | 5000
4808 | 5000 | 5000
4809 | 5000 | 5000
4810 | 5000 | 5000
4811 | 5000 | 5000
4812 | 5000 | 5000
4813 | 5000 | 5000
4814 | 5000 | 5000
4815 | 5000 | 5000
4816 | 5000 | 5000
4817 | 5000 | 5000
4818 | 5000 | 5000
4819 | 5000 | 5000
4820 | 5000 | 5000
4821 | 5000 | 5000
4822 | 5000 | 5000
4823 | 5000 | 5000
4824 | 5000 | 5000
4825 | 5000 | 5000
4826 | 5000 | 5000
4827 | 5000 | 5000
4828 | 5000 | 5000
4829 | 5000 | 5000
4830 | 5000 | 5000
4831 | 5000 | 5000
4832 | 5000 | 5000
4833 | 5000 | 5000
4834 | 5000 | 5000
4835 | 5000 | 5000
4836 | 5000 | 5000
4837 | 5000 | 5000
4838 | 5000 | 5000
4839 | 5000 | 5000
4840 | 5000 | 5000
4841 | 5000 | 5000
4842 | 5000 | 5000
4843 | 5000 | 5000
4844 | 5000 | 5000
4845 | 5000 | 5000
4846 | 5000 | 5000
4847 | 5000 | 5000
4848 | 5000 | 5000
4849 | 5000 | 5000
4850 | 5000 | 5000
4851 | 5000 | 5000
4852 | 5000 | 5000
4853 | 5000 | 5000
4854 | 5000 | 5000
4855 | 5000 | 5000
4856 | 5000 | 5000
4857 | 5000 | 5000
4858 | 5000 | 5000
4859 | 5000 | 5000
4860 | 5000 | 5000
4861 | 5000 | 5000
4862 | 5000 | 5000
4863 | 5000 | 5000
4864 | 5000 | 5000
4865 | 5000 | 5000
4866 | 5000 | 5000
4867 | 5000 | 5000
4868 | 5000 | 5000
4869 | 5000 | 5000
4870 | 5000 | 5000
4871 | 5000 | 5000
4872 | 5000 | 5000
4873 | 5000 | 5000
4874 | 5000 | 5000
4875 | 5000 | 5000
4876 | 5000 | 5000
4877 | 5000 | 5000
4878 | 5000 | 5000
4879 | 5000 | 5000
4880 | 5000 | 5000
4881 | 5000 | 5000
4882 | 5000 | 5000
4883 | 5000 | 5000
4884 | 5000 | 5000
4885 | 5000 | 5000
4886 | 5000 | 5000
4887 | 5000 | 5000
4888 | 5000 | 5000
4889 | 5000 | 5000
4890 | 5000 | 5000
4891 | 5000 | 5000
4892 | 5000 | 5000
4893 | 5000 | 5000
4894 | 5000 | 5000
4895 | 5000 | 5000
4896 | 5000 | 5000
4897 | 5000 | 5000
4898 | 5000 | 5000
4899 | 5000 | 5000
4900 | 5000 | 5000
4901 | 5000 | 5000
4902 | 5000 | 5000
4903 | 5000 | 5000
4904 | 5000 | 5000
4905 | 5000 | 5000
4906 | 5000 | 5000
4907 | 5000 | 5000
4908 | 5000 | 5000
4909 | 5000 | 5000
4910 | 5000 | 5000
4911 | 5000 | 5000
4912 | 5000 | 5000
4913 | 5000 | 5000
4914 | 5000 | 5000
4915 | 5000 | 5000
4916 | 5000 | 5000
4917 | 5000 | 5000
4918 | 5000 | 5000
4919 | 5000 | 5000
4920 | 5000 | 5000
4921 | 5000 | 5000
4922 | 5000 | 5000
4923 | 5000 | 5000
4924 | 5000 | 5000
4925 | 5000 | 5000
4926 | 5000 | 5000
4927 | 5000 | 5000
4928 | 5000 | 5000
4929 | 5000 | 5000
4930 | 5000 | 5000
4931 | 5000 | 5000
4932 | 5000 | 5000
4933 | 5000 | 5000
4934 | 5000 | 5000
4935 | 5000 | 5000
4936 | 5000 | 5000
4937 | 5000 | 5000
4938 | 5000 | 5000
4939 | 5000 | 5000
4940 | 5000 | 5000
4941 | 5000 | 5000
4942 | 5000 | 5000
4943 | 5000 | 5000
4944 | 5000 | 5000
4945 | 5000 | 5000
4946 | 5000 | 5000
4947 | 5000 | 5000
4948 | 5000 | 5000
4949 | 5000 | 5000
4950 | 5000 | 5000
4951 | 5000 | 5000
4952 | 5000 | 5000
4953 | 5000 | 5000
4954 | 5000 | 5000
4955 | 5000 | 5000
4956 | 5000 | 5000
4957 | 5000 | 5000
4958 | 5000 | 5000
4959 | 5000 | 5000
4960 | 5000 | 5000
4961 | 5000 | 5000
4962 | 5000 | 5000
4963 | 5000 | 5000
4964 | 5000 | 5000
4965 | 5000 | 5000
4966 | 5000 | 5000
4967 | 5000 | 5000
4968 | 5000 | 5000
4969 | 5000 | 5000
4970 | 5000 | 5000
4971 | 5000 | 5000
4972 | 5000 | 5000
4973 | 5000 | 5000
4974 | 5000 | 5000
4975 | 5000 | 5000
4976 | 5000 | 5000
4977 | 5000 | 5000
4978 | 5000 | 5000
4979 | 5000 | 5000
4980 | 5000 | 5000
4981 | 5000 | 5000
4982 | 5000 | 5000
4983 | 5000 | 5000
4984 | 5000 | 5000
4985 | 5000 | 5000
4986 | 5000 | 5000
4987 | 5000 | 5000
4988 | 5000 | 5000
4989 | 5000 | 5000
4990 | 5000 | 5000
4991 | 5000 | 5000
4992 | 5000 | 5000
4993 | 5000 | 5000
4994 | 5000 | 5000
4995 | 5000 | 5000
4996 | 5000 | 5000
4997 | 5000 | 5000
4998 | 5000 | 5000
4999 | 5000 | 5000
5000 | 5000 | 5000
5001 | 5000 | 5000
5002 | 5000 | 5000
5003 | 5000 | 5000
5004 | 5000 | 5000
5005 | 5000 | 5000
5006 | 5000 | 5000
5007 | 5000 | 5000
5008 | 5000 | 5000
5009 | 5000 | 5000
5010 | 5000 | 5000
5011 | 5000 | 5000
5012 | 5000 | 5000
5013 | 5000 | 5000
5014 | 5000 | 5000
5015 | 5000 | 5000
5016 | 5000 | 5000
5017 | 5000 | 5000
5018 | 5000 | 5000
5019 | 5000 | 5000
5020 | 5000 | 5000
5021 | 5000 | 5000
5022 | 5000 | 5000
5023 | 5000 | 5000
5024 | 5000 | 5000
5025 | 5000 | 5000
5026 | 5000 | 5000
5027 | 5000 | 5000
5028 | 5000 | 5000
5029 | 5000 | 5000
5030 | 5000 | 5000
5031 | 5000 | 5000
5032 | 5000 | 5000
5033 | 5000 | 5000
5034 | 5000 | 5000
5035 | 5000 | 5000
5036 | 5000 | 5000
5037 | 5000 | 5000
5038 | 5000 | 5000
5039 | 5000 | 5000
5040 | 5000 | 5000
5041 | 5000 | 5000
5042 | 5000 | 5000
5043 | 5000 | 5000
5044 | 5000 | 5000
5045 | 5000 | 5000
5046 | 5000 | 5000
5047 | 5000 | 5000
5048 | 5000 | 5000
5049 | 5000 | 5000
5050 | 5000 | 5000
5051 | 5000 | 5000
5052 | 5000 | 5000
5053 | 5000 | 5000
5054 | 5000 | 5000
5055 | 5000 | 5000
5056 | 5000 | 5000
5057 | 5000 | 5000
5058 | 5000 | 5000
5059 | 5000 | 5000
5060 | 5000 | 5000
5061 | 5000 | 5000
5062 | 5000 | 5000
5063 | 5000 | 5000
5064 | 5000 | 5000
5065 | 5000 | 5000
5066 | 5000 | 5000
5067 | 5000 | 5000
5068 | 5000 | 5000
5069 | 5000 | 5000
5070 | 5000 | 5000
5071 | 5000 | 5000
5072 | 5000 | 5000
5073 | 5000 | 5000
5074 | 5000 | 5000
5075 | 5000 | 5000
5076 | 5000 | 5000
5077 | 5000 | 5000
5078 | 5000 | 5000
5079 | 5000 | 5000
5080 | 5000 | 5000
5081 | 5000 | 5000
5082 | 5000 | 5000
5083 | 5000 | 5000
5084 | 5000 | 5000
5085 | 5000 | 5000
5086 | 5000 | 5000
5087 | 5000 | 5000
5088 | 5000 | 5000
5089 | 5000 | 5000
5090 | 5000 | 5000
5091 | 5000 | 5000
5092 | 5000 | 5000
5093 | 5000 | 5000
5094 | 5000 | 5000
5095 | 5000 | 5000
5096 | 5000 | 5000
5097 | 5000 | 5000
5098 | 5000 | 5000
5099 | 5000 | 5000
5100 | 5000 | 5000
5101 | 5000 | 5000
5102 | 5000 | 5000
5103 | 5000 | 5000
5104 | 5000 | 5000
5105 | 5000 | 5000
5106 | 5000 | 5000
5107 | 5000 | 5000
5108 | 5000 | 5000
5109 | 5000 | 5000
5110 | 5000 | 5000
5111 | 5000 | 5000
5112 | 5000 | 5000
5113 | 5000 | 5000
5114 | 5000 | 5000
5115 | 5000 | 5000
5116 | 5000 | 5000
5117 | 5000 | 5000
5118 | 5000 | 5000
5119 | 5000 | 5000
5120 | 5000 | 5000
5121 | 5000 | 5000
5122 | 5000 | 5000
5123 | 5000 | 5000
5124 | 5000 | 5000
5125 | 5000 | 5000
5126 | 5000 | 5000
5127 | 5000 | 5000
5128 | 5000 | 5000
5129 | 5000 | 5000
5130 | 5000 | 5000
5131 | 5000 | 5000
5132 | 5000 | 5000
5133 | 5000 | 5000
5134 | 5000 | 5000
5135 | 5000 | 5000
5136 | 5000 | 5000
5137 | 5000 | 5000
5138 | 5000 | 5000
5139 | 5000 | 5000
5140 | 5000 | 5000
5141 | 5000 | 5000
5142 | 5000 | 5000
5143 | 5000 | 5000
5144 | 5000 | 5000
5145 | 5000 | 5000
5146 | 5000 | 5000
5147 | 5000 | 5000
5148 | 5000 | 5000
5149 | 5000 | 5000
5150 | 5000 | 5000
5151 | 5000 | 5000
5152 | 5000 | 5000
5153 | 5000 | 5000
5154 | 5000 | 5000
5155 | 5000 | 5000
5156 | 5000 | 5000
5157 | 5000 | 5000
5158 | 5000 | 5000
5159 | 5000 | 5000
5160 | 5000 | 5000
5161 | 5000 | 5000
5162 | 5000 | 5000
5163 | 5000 | 5000
5164 | 5000 | 5000
5165 | 5000 | 5000
5166 | 5000 | 5000
5167 | 5000 | 5000
5168 | 5000 | 5000
5169 | 5000 | 5000
5170 | 5000 | 5000
5171 | 5000 | 5000
5172 | 5000 | 5000
5173 | 5000 | 5000
5174 | 5000 | 5000
5175 | 5000 | 5000
5176 | 5000 | 5000
5177 | 5000 | 5000
5178 | 5000 | 5000
5179 | 5000 | 5000
5180 | 5000 | 5000
5181 | 5000 | 5000
5182 | 5000 | 5000
5183 | 5000 | 5000
5184 | 5000 | 5000
5185 | 5000 | 5000
5186 | 5000 | 5000
5187 | 5000 | 5000
5188 | 5000 | 5000
5189 | 5000 | 5000
5190 | 5000 | 5000
5191 | 5000 | 5000
5192 | 5000 | 5000
5193 | 5000 | 5000
5194 | 5000 | 5000
5195 | 5000 | 5000
5196 | 5000 | 5000
5197 | 5000 | 5000
5198 | 5000 | 5000
5199 | 5000 | 5000
5200 | 5000 | 5000
5201 | 5000 | 5000
5202 | 5000 | 5000
5203 | 5000 | 5000
5204 | 5000 | 5000
5205 | 5000 | 5000
5206 | 5000 | 5000
5207 | 5000 | 5000
5208 | 5000 | 5000
5209 | 5000 | 5000
5210 | 5000 | 5000
5211 | 5000 | 5000
5212 | 5000 | 5000
5213 | 5000 | 5000
5214 | 5000 | 5000
5215 | 5000 | 5000
5216 | 5000 | 5000
5217 | 5000 | 5000
5218 | 5000 | 5000
5219 | 5000 | 5000
5220 | 5000 | 5000
5221 | 5000 | 5000
5222 | 5000 | 5000
5223 | 5000 | 5000
5224 | 5000 | 5000
5225 | 5000 | 5000
5226 | 5000 | 5000
5227 | 5000 | 5000
5228 | 5000 | 5000
5229 | 5000 | 5000
5230 | 5000 | 5000
5231 | 5000 | 5000
5232 | 5000 | 5000
5233 | 5000 | 5000
5234 | 5000 | 5000
5235 | 5000 | 5000
5236 | 5000 | 5000
5237 | 5000 | 5000
5238 | 5000 | 5000
5239 | 5000 | 5000
5240 | 5000 | 5000
5241 | 5000 | 5000
5242 | 5000 | 5000
5243 | 5000 | 5000
5244 | 5000 | 5000
5245 | 5000 | 5000
5246 | 5000 | 5000
5247 | 5000 | 5000
5248 | 5000 | 5000
5249 | 5000 | 5000
5250 | 5000 | 5000
5251 | 5000 | 5000
5252 | 5000 | 5000
5253 | 5000 | 5000
5254 | 5000 | 5000
5255 | 5000 | 5000
5256 | 5000 | 5000
5257 | 5000 | 5000
5258 | 5000 | 5000
5259 | 5000 | 5000
5260 | 5000 | 5000
5261 | 5000 | 5000
5262 | 5000 | 5000
5263 | 5000 | 5000
5264 | 5000 | 5000
5265 | 5000 | 5000
5266 | 5000 | 5000
5267 | 5000 | 5000
5268 | 5000 | 5000
5269 | 5000 | 5000
5270 | 5000 | 5000
5271 | 5000 | 5000
5272 | 5000 | 5000
5273 | 5000 | 5000
5274 | 5000 | 5000
5275 | 5000 | 5000
5276 | 5000 | 5000
5277 | 5000 | 5000
5278 | 5000 | 5000
5279 | 5000 | 5000
5280 | 5000 | 5000
5281 | 5000 | 5000
5282 | 5000 | 5000
5283 | 5000 | 5000
5284 | 5000 | 5000
5285 | 5000 | 5000
5286 | 5000 | 5000
5287 | 5000 | 5000
5288 | 5000 | 5000
5289 | 5000 | 5000
5290 | 5000 | 5000
5291 | 5000 | 5000
5292 | 5000 | 5000
5293 | 5000 | 5000
5294 | 5000 | 5000
5295 | 5000 | 5000
5296 | 5000 | 5000
5297 | 5000 | 5000
5298 | 5000 | 5000
5299 | 5000 | 5000
5300 | 5000 | 5000
5301 | 5000 | 5000
5302 | 5000 | 5000
5303 | 5000 | 5000
5304 | 5000 | 5000
5305 | 5000 | 5000
5306 | 5000 | 5000
5307 | 5000 | 5000
5308 | 5000 | 5000
5309 | 5000 | 5000
5310 | 5000 | 5000
5311 | 5000 | 5000
5312 | 5000 | 5000
5313 | 5000 | 5000
5314 | 5000 | 5000
5315 | 5000 | 5000
5316 | 5000 | 5000
5317 | 5000 | 5000
5318 | 5000 | 5000
5319 | 5000 | 5000
5320 | 5000 | 5000
5321 | 5000 | 5000
5322 | 5000 | 5000
5323 | 5000 | 5000
5324 | 5000 | 5000
5325 | 5000 | 5000
5326 | 5000 | 5000
5327 | 5000 | 5000
5328 | 5000 | 5000
5329 | 5000 | 5000
5330 | 5000 | 5000
5331 | 5000 | 5000
5332 | 5000 | 5000
5333 | 5000 | 5000
5334 | 5000 | 5000
5335 | 5000 | 5000
5336 | 5000 | 5000
5337 | 5000 | 5000
5338 | 5000 | 5000
5339 | 5000 | 5000
5340 | 5000 | 5000
5341 | 5000 | 5000
5342 | 5000 | 5000
5343 | 5000 | 5000
5344 | 5000 | 5000
5345 | 5000 | 5000
5346 | 5000 | 5000
5347 | 5000 | 5000
5348 | 5000 | 5000
5349 | 5000 | 5000
5350 | 5000 | 5000
5351 | 5000 | 5000
5352 | 5000 | 5000
5353 | 5000 | 5000
5354 | 5000 | 5000
5355 | 5000 | 5000
5356 | 5000 | 5000
5357 | 5000 | 5000
5358 | 5000 | 5000
5359 | 5000 | 5000
5360 | 5000 | 5000
5361 | 5000 | 5000
5362 | 5000 | 5000
5363 | 5000 | 5000
5364 | 5000 | 5000
5365 | 5000 | 5000
5366 | 5000 | 5000
5367 | 5000 | 5000
5368 | 5000 | 5000
5369 | 5000 | 5000
5370 | 5000 | 5000
5371 | 5000 | 5000
5372 | 5000 | 5000
5373 | 5000 | 5000
5374 | 5000 | 5000
5375 | 5000 | 5000
5376 | 5000 | 5000
5377 | 5000 | 5000
5378 | 5000 | 5000
5379 | 5000 | 5000
5380 | 5000 | 5000
5381 | 5000 | 5000
5382 | 5000 | 5000
5383 | 5000 | 5000
5384 | 5000 | 5000
5385 | 5000 | 5000
5386 | 5000 | 5000
5387 | 5000 | 5000
5388 | 5000 | 5000
5389 | 5000 | 5000
5390 | 5000 | 5000
5391 | 5000 | 5000
5392 | 5000 | 5000
5393 | 5000 | 5000
5394 | 5000 | 5000
5395 | 5000 | 5000
5396 | 5000 | 5000
5397 | 5000 | 5000
5398 | 5000 | 5000
5399 | 5000 | 5000
5400 | 5000 | 5000
5401 | 5000 | 5000
5402 | 5000 | 5000
5403 | 5000 | 5000
5404 | 5000 | 5000
5405 | 5000 | 5000
5406 | 5000 | 5000
5407 | 5000 | 5000
5408 | 5000 | 5000
5409 | 5000 | 5000
5410 | 5000 | 5000
5411 | 5000 | 5000
5412 | 5000 | 5000
5413 | 5000 | 5000
5414 | 5000 | 5000
5415 | 5000 | 5000
5416 | 5000 | 5000
5417 | 5000 | 5000
5418 | 5000 | 5000
5419 | 5000 | 5000
5420 | 5000 | 5000
5421 | 5000 | 5000
5422 | 5000 | 5000
5423 | 5000 | 5000
5424 | 5000 | 5000
5425 | 5000 | 5000
5426 | 5000 | 5000
5427 | 5000 | 5000
5428 | 5000 | 5000
5429 | 5000 | 5000
5430 | 5000 | 5000
5431 | 5000 | 5000
5432 | 5000 | 5000
5433 | 5000 | 5000
5434 | 5000 | 5000
5435 | 5000 | 5000
5436 | 5000 | 5000
5437 | 5000 | 5000
5438 | 5000 | 5000
5439 | 5000 | 5000
5440 | 5000 | 5000
5441 | 5000 | 5000
5442 | 5000 | 5000
5443 | 5000 | 5000
5444 | 5000 | 5000
5445 | 5000 | 5000
5446 | 5000 | 5000
5447 | 5000 | 5000
5448 | 5000 | 5000
5449 | 5000 | 5000
5450 | 5000 | 5000
5451 | 5000 | 5000
5452 | 5000 | 5000
5453 | 5000 | 5000
5454 | 5000 | 5000
5455 | 5000 | 5000
5456 | 5000 | 5000
5457 | 5000 | 5000
5458 | 5000 | 5000
5459 | 5000 | 5000
5460 | 5000 | 5000
5461 | 5000 | 5000
5462 | 5000 | 5000
5463 | 5000 | 5000
5464 | 5000 | 5000
5465 | 5000 | 5000
5466 | 5000 | 5000
5467 | 5000 | 5000
5468 | 5000 | 5000
5469 | 5000 | 5000
5470 | 5000 | 5000
5471 | 5000 | 5000
5472 | 5000 | 5000
5473 | 5000 | 5000
5474 | 5000 | 5000
5475 | 5000 | 5000
5476 | 5000 | 5000
5477 | 5000 | 5000
5478 | 5000 | 5000
5479 | 5000 | 5000
5480 | 5000 | 5000
5481 | 5000 | 5000
5482 | 5000 | 5000
5483 | 5000 | 5000
5484 | 5000 | 5000
5485 | 5000 | 5000
5486 | 5000 | 5000
5487 | 5000 | 5000
5488 | 5000 | 5000
5489 | 5000 | 5000
5490 | 5000 | 5000
5491 | 5000 | 5000
5492 | 5000 | 5000
5493 | 5000 | 5000
5494 | 5000 | 5000
5495 | 5000 | 5000
5496 | 5000 | 5000
5497 | 5000 | 5000
5498 | 5000 | 5000
5499 | 5000 | 5000
5500 | 5000 | 5000
5501 | 5000 | 5000
5502 | 5000 | 5000
5503 | 5000 | 5000
5504 | 5000 | 5000
5505 | 5000 | 5000
5506 | 5000 | 5000
5507 | 5000 | 5000
5508 | 5000 | 5000
5509 | 5000 | 5000
5510 | 5000 | 5000
5511 | 5000 | 5000
5512 | 5000 | 5000
5513 | 5000 | 5000
5514 | 5000 | 5000
5515 | 5000 | 5000
5516 | 5000 | 5000
5517 | 5000 | 5000
5518 | 5000 | 5000
5519 | 5000 | 5000
5520 | 5000 | 5000
5521 | 5000 | 5000
5522 | 5000 | 5000
5523 | 5000 | 5000
5524 | 5000 | 5000
5525 | 5000 | 5000
5526 | 5000 | 5000
5527 | 5000 | 5000
5528 | 5000 | 5000
5529 | 5000 | 5000
5530 | 5000 | 5000
5531 | 5000 | 5000
5532 | 5000 | 5000
5533 | 5000 | 5000
5534 | 5000 | 5000
5535 | 5000 | 5000
5536 | 5000 | 5000
5537 | 5000 | 5000
5538 | 5000 | 5000
5539 | 5000 | 5000
5540 | 5000 | 5000
5541 | 5000 | 5000
5542 | 5000 | 5000
5543 | 5000 | 5000
5544 | 5000 | 5000
5545 | 5000 | 5000
5546 | 5000 | 5000
5547 | 5000 | 5000
5548 | 5000 | 5000
5549 | 5000 | 5000
5550 | 5000 | 5000
5551 | 5000 | 5000
5552 | 5000 | 5000
5553 | 5000 | 5000
5554 | 5000 | 5000
5555 | 5000 | 5000
5556 | 5000 | 5000
5557 | 5000 | 5000
5558 | 5000 | 5000
5559 | 5000 | 5000
5560 | 5000 | 5000
5561 | 5000 | 5000
5562 | 5000 | 5000
5563 | 5000 | 5000
5564 | 5000 | 5000
5565 | 5000 | 5000
5566 | 5000 | 5000
5567 | 5000 | 5000
5568 | 5000 | 5000
5569 | 5000 | 5000
5570 | 5000 | 5000
5571 | 5000 | 5000
5572 | 5000 | 5000
5573 | 5000 | 5000
5574 | 5000 | 5000
5575 | 5000 | 5000
5576 | 5000 | 5000
5577 | 5000 | 5000
5578 | 5000 | 5000
5579 | 5000 | 5000
5580 | 5000 | 5000
5581 | 5000 | 5000
5582 | 5000 | 5000
5583 | 5000 | 5000
5584 | 5000 | 5000
5585 | 5000 | 5000
5586 | 5000 | 5000
5587 | 5000 | 5000
5588 | 5000 | 5000
5589 | 5000 | 5000
5590 | 5000 | 5000
5591 | 5000 | 5000
5592 | 5000 | 5000
5593 | 5000 | 5000
5594 | 5000 | 5000
5595 | 5000 | 5000
5596 | 5000 | 5000
5597 | 5000 | 5000
5598 | 5000 | 5000
5599 | 5000 | 5000
5600 | 5000 | 5000
5601 | 5000 | 5000
5602 | 5000 | 5000
5603 | 5000 | 5000
5604 | 5000 | 5000
5605 | 5000 | 5000
5606 | 5000 | 5000
5607 | 5000 | 5000
5608 | 5000 | 5000
5609 | 5000 | 5000
5610 | 5000 | 5000
5611 | 5000 | 5000
5612 | 5000 | 5000
5613 | 5000 | 5000
5614 | 5000 | 5000
5615 | 5000 | 5000
5616 | 5000 | 5000
5617 | 5000 | 5000
5618 | 5000 | 5000
5619 | 5000 | 5000
5620 | 5000 | 5000
5621 | 5000 | 5000
5622 | 5000 | 5000
5623 | 5000 | 5000
5624 | 5000 | 5000
5625 | 5000 | 5000
5626 | 5000 | 5000
5627 | 5000 | 5000
5628 | 5000 | 5000
5629 | 5000 | 5000
5630 | 5000 | 5000
5631 | 5000 | 5000
5632 | 5000 | 5000
5633 | 5000 | 5000
5634 | 5000 | 5000
5635 | 5000 | 5000
5636 | 5000 | 5000
5637 | 5000 | 5000
5638 | 5000 | 5000
5639 | 5000 | 5000
5640 | 5000 | 5000
5641 | 5000 | 5000
5642 | 5000 | 5000
5643 | 5000 | 5000
5644 | 5000 | 5000
5645 | 5000 | 5000
5646 | 5000 | 5000
5647 | 5000 | 5000
5648 | 5000 | 5000
5649 | 5000 | 5000
5650 | 5000 | 5000
5651 | 5000 | 5000
5652 | 5000 | 5000
5653 | 5000 | 5000
5654 | 5000 | 5000
5655 | 5000 | 5000
5656 | 5000 | 5000
5657 | 5000 | 5000
5658 | 5000 | 5000
5659 | 5000 | 5000
5660 | 5000 | 5000
5661 | 5000 | 5000
5662 | 5000 | 5000
5663 | 5000 | 5000
5664 | 5000 | 5000
5665 | 5000 | 5000
5666 | 5000 | 5000
5667 | 5000 | 5000
5668 | 5000 | 5000
5669 | 5000 | 5000
5670 | 5000 | 5000
5671 | 5000 | 5000
5672 | 5000 | 5000
5673 | 5000 | 5000
5674 | 5000 | 5000
5675 | 5000 | 5000
5676 | 5000 | 5000
5677 | 5000 | 5000
5678 | 5000 | 5000
5679 | 5000 | 5000
5680 | 5000 | 5000
5681 | 5000 | 5000
5682 | 5000 | 5000
5683 | 5000 | 5000
5684 | 5000 | 5000
5685 | 5000 | 5000
5686 | 5000 | 5000
5687 | 5000 | 5000
5688 | 5000 | 5000
5689 | 5000 | 5000
5690 | 5000 | 5000
5691 | 5000 | 5000
5692 | 5000 | 5000
5693 | 5000 | 5000
5694 | 5000 | 5000
5695 | 5000 | 5000
5696 | 5000 | 5000
5697 | 5000 | 5000
5698 | 5000 | 5000
5699 | 5000 | 5000
5700 | 5000 | 5000
5701 | 5000 | 5000
5702 | 5000 | 5000
5703 | 5000 | 5000
5704 | 5000 | 5000
5705 | 5000 | 5000
5706 | 5000 | 5000
5707 | 5000 | 5000
5708 | 5000 | 5000
5709 | 5000 | 5000
5710 | 5000 | 5000
5711 | 5000 | 5000
5712 | 5000 | 5000
5713 | 5000 | 5000
5714 | 5000 | 5000
5715 | 5000 | 5000
5716 | 5000 | 5000
5717 | 5000 | 5000
5718 | 5000 | 5000
5719 | 5000 | 5000
5720 | 5000 | 5000
5721 | 5000 | 5000
5722 | 5000 | 5000
5723 | 5000 | 5000
5724 | 5000 | 5000
5725 | 5000 | 5000
5726 | 5000 | 5000
5727 | 5000 | 5000
5728 | 5000 | 5000
5729 | 5000 | 5000
5730 | 5000 | 5000
5731 | 5000 | 5000
5732 | 5000 | 5000
5733 | 5000 | 5000
5734 | 5000 | 5000
5735 | 5000 | 5000
5736 | 5000 | 5000
5737 | 5000 | 5000
5738 | 5000 | 5000
5739 | 5000 | 5000
5740 | 5000 | 5000
5741 | 5000 | 5000
5742 | 5000 | 5000
5743 | 5000 | 5000
5744 | 5000 | 5000
5745 | 5000 | 5000
5746 | 5000 | 5000
5747 | 5000 | 5000
5748 | 5000 | 5000
5749 | 5000 | 5000
5750 | 5000 | 5000
5751 | 5000 | 5000
5752 | 5000 | 5000
5753 | 5000 | 5000
5754 | 5000 | 5000
5755 | 5000 | 5000
5756 | 5000 | 5000
5757 | 5000 | 5000
5758 | 5000 | 5000
5759 | 5000 | 5000
5760 | 5000 | 5000
5761 | 5000 | 5000
5762 | 5000 | 5000
5763 | 5000 | 5000
5764 | 5000 | 5000
5765 | 5000 | 5000
5766 | 5000 | 5000
5767 | 5000 | 5000
5768 | 5000 | 5000
5769 | 5000 | 5000
5770 | 5000 | 5000
5771 | 5000 | 5000
5772 | 5000 | 5000
5773 | 5000 | 5000
5774 | 5000 | 5000
5775 | 5000 | 5000
5776 | 5000 | 5000
5777 | 5000 | 5000
5778 | 5000 | 5000
5779 | 5000 | 5000
5780 | 5000 | 5000
5781 | 5000 | 5000
5782 | 5000 | 5000
5783 | 5000 | 5000
5784 | 5000 | 5000
5785 | 5000 | 5000
5786 | 5000 | 5000
5787 | 5000 | 5000
5788 | 5000 | 5000
5789 | 5000 | 5000
5790 | 5000 | 5000
5791 | 5000 | 5000
5792 | 5000 | 5000
5793 | 5000 | 5000
5794 | 5000 | 5000
5795 | 5000 | 5000
5796 | 5000 | 5000
5797 | 5000 | 5000
5798 | 5000 | 5000
5799 | 5000 | 5000
5800 | 5000 | 5000
5801 | 5000 | 5000
5802 | 5000 | 5000
5803 | 5000 | 5000
5804 | 5000 | 5000
5805 | 5000 | 5000
5806 | 5000 | 5000
5807 | 5000 | 5000
5808 | 5000 | 5000
5809 | 5000 | 5000
5810 | 5000 | 5000
5811 | 5000 | 5000
5812 | 5000 | 5000
5813 | 5000 | 5000
5814 | 5000 | 5000
5815 | 5000 | 5000
5816 | 5000 | 5000
5817 | 5000 | 5000
5818 | 5000 | 5000
5819 | 5000 | 5000
5820 | 5000 | 5000
5821 | 5000 | 5000
5822 | 5000 | 5000
5823 | 5000 | 5000
5824 | 5000 | 5000
5825 | 5000 | 5000
5826 | 5000 | 5000
5827 | 5000 | 5000
5828 | 5000 | 5000
5829 | 5000 | 5000
5830 | 5000 | 5000
5831 | 5000 | 5000
5832 | 5000 | 5000
5833 | 5000 | 5000
5834 | 5000 | 5000
5835 | 5000 | 5000
5836 | 5000 | 5000
5837 | 5000 | 5000
5838 | 5000 | 5000
5839 | 5000 | 5000
5840 | 5000 | 5000
5841 | 5000 | 5000
5842 | 5000 | 5000
5843 | 5000 | 5000
5844 | 5000 | 5000
5845 | 5000 | 5000
5846 | 5000 | 5000
5847 | 5000 | 5000
5848 | 5000 | 5000
5849 | 5000 | 5000
5850 | 5000 | 5000
5851 | 5000 | 5000
5852 | 5000 | 5000
5853 | 5000 | 5000
5854 | 5000 | 5000
5855 | 5000 | 5000
5856 | 5000 | 5000
5857 | 5000 | 5000
5858 | 5000 | 5000
5859 | 5000 | 5000
5860 | 5000 | 5000
5861 | 5000 | 5000
5862 | 5000 | 5000
5863 | 5000 | 5000
5864 | 5000 | 5000
5865 | 5000 | 5000
5866 | 5000 | 5000
5867 | 5000 | 5000
5868 | 5000 | 5000
5869 | 5000 | 5000
5870 | 5000 | 5000
5871 | 5000 | 5000
5872 | 5000 | 5000
5873 | 5000 | 5000
5874 | 5000 | 5000
5875 | 5000 | 5000
5876 | 5000 | 5000
5877 | 5000 | 5000
5878 | 5000 | 5000
5879 | 5000 | 5000
5880 | 5000 | 5000
5881 | 5000 | 5000
5882 | 5000 | 5000
5883 | 5000 | 5000
5884 | 5000 | 5000
5885 | 5000 | 5000
5886 | 5000 | 5000
5887 | 5000 | 5000
5888 | 5000 | 5000
5889 | 5000 | 5000
5890 | 5000 | 5000
5891 | 5000 | 5000
5892 | 5000 | 5000
5893 | 5000 | 5000
5894 | 5000 | 5000
5895 | 5000 | 5000
5896 | 5000 | 5000
5897 | 5000 | 5000
5898 | 5000 | 5000
5899 | 5000 | 5000
5900 | 5000 | 5000
5901 | 5000 | 5000
5902 | 5000 | 5000
5903 | 5000 | 5000
5904 | 5000 | 5000
5905 | 5000 | 5000
5906 | 5000 | 5000
5907 | 5000 | 5000
5908 | 5000 | 5000
5909 | 5000 | 5000
5910 | 5000 | 5000
5911 | 5000 | 5000
5912 | 5000 | 5000
5913 | 5000 | 5000
5914 | 5000 | 5000
5915 | 5000 | 5000
5916 | 5000 | 5000
5917 | 5000 | 5000
5918 | 5000 | 5000
5919 | 5000 | 5000
5920 | 5000 | 5000
5921 | 5000 | 5000
5922 | 5000 | 5000
5923 | 5000 | 5000
5924 | 5000 | 5000
5925 | 5000 | 5000
5926 | 5000 | 5000
5927 | 5000 | 5000
5928 | 5000 | 5000
5929 | 5000 | 5000
5930 | 5000 | 5000
5931 | 5000 | 5000
5932 | 5000 | 5000
5933 | 5000 | 5000
5934 | 5000 | 5000
5935 | 5000 | 5000
5936 | 5000 | 5000
5937 | 5000 | 5000
5938 | 5000 | 5000
5939 | 5000 | 5000
5940 | 5000 | 5000
5941 | 5000 | 5000
5942 | 5000 | 5000
5943 | 5000 | 5000
5944 | 5000 | 5000
5945 | 5000 | 5000
5946 | 5000 | 5000
5947 | 5000 | 5000
5948 | 5000 | 5000
5949 | 5000 | 5000
5950 | 5000 | 5000
5951 | 5000 | 5000
5952 | 5000 | 5000
5953 | 5000 | 5000
5954 | 5000 | 5000
5955 | 5000 | 5000
5956 | 5000 | 5000
5957 | 5000 | 5000
5958 | 5000 | 5000
5959 | 5000 | 5000
5960 | 5000 | 5000
5961 | 5000 | 5000
5962 | 5000 | 5000
5963 | 5000 | 5000
5964 | 5000 | 5000
5965 | 5000 | 5000
5966 | 5000 | 5000
5967 | 5000 | 5000
5968 | 5000 | 5000
5969 | 5000 | 5000
5970 | 5000 | 5000
5971 | 5000 | 5000
5972 | 5000 | 5000
5973 | 5000 | 5000
5974 | 5000 | 5000
5975 | 5000 | 5000
5976 | 5000 | 5000
5977 | 5000 | 5000
5978 | 5000 | 5000
5979 | 5000 | 5000
5980 | 5000 | 5000
5981 | 5000 | 5000
5982 | 5000 | 5000
5983 | 5000 | 5000
5984 | 5000 | 5000
5985 | 5000 | 5000
5986 | 5000 | 5000
5987 | 5000 | 5000
5988 | 5000 | 5000
5989 | 5000 | 5000
5990 | 5000 | 5000
5991 | 5000 | 5000
5992 | 5000 | 5000
5993 | 5000 | 5000
5994 | 5000 | 5000
5995 | 5000 | 5000
5996 | 5000 | 5000
5997 | 5000 | 5000
5998 | 5000 | 5000
5999 | 5000 | 5000
6000 | 5000 | 5000
6001 | 5000 | 5000
6002 | 5000 | 5000
6003 | 5000 | 5000
6004 | 5000 | 5000
6005 | 5000 | 5000
6006 | 5000 | 5000
6007 | 5000 | 5000
6008 | 5000 | 5000
6009 | 5000 | 5000
6010 | 5000 | 5000
6011 | 5000 | 5000
6012 | 5000 | 5000
6013 | 5000 | 5000
6014 | 5000 | 5000
6015 | 5000 | 5000
6016 | 5000 | 5000
6017 | 5000 | 5000
6018 | 5000 | 5000
6019 | 5000 | 5000
6020 | 5000 | 5000
6021 | 5000 | 5000
6022 | 5000 | 5000
6023 | 5000 | 5000
6024 | 5000 | 5000
6025 | 5000 | 5000
6026 | 5000 | 5000
6027 | 5000 | 5000
6028 | 5000 | 5000
6029 | 5000 | 5000
6030 | 5000 | 5000
6031 | 5000 | 5000
6032 | 5000 | 5000
6033 | 5000 | 5000
6034 | 5000 | 5000
6035 | 5000 | 5000
6036 | 5000 | 5000
6037 | 5000 | 5000
6038 | 5000 | 5000
6039 | 5000 | 5000
6040 | 5000 | 5000
6041 | 5000 | 5000
6042 | 5000 | 5000
6043 | 5000 | 5000
6044 | 5000 | 5000
6045 | 5000 | 5000
6046 | 5000 | 5000
6047 | 5000 | 5000
6048 | 5000 | 5000
6049 | 5000 | 5000
6050 | 5000 | 5000
6051 | 5000 | 5000
6052 | 5000 | 5000
6053 | 5000 | 5000
6054 | 5000 | 5000
6055 | 5000 | 5000
6056 | 5000 | 5000
6057 | 5000 | 5000
6058 | 5000 | 5000
6059 | 5000 | 5000
6060 | 5000 | 5000
6061 | 5000 | 5000
6062 | 5000 | 5000
6063 | 5000 | 5000
6064 | 5000 | 5000
6065 | 5000 | 5000
6066 | 5000 | 5000
6067 | 5000 | 5000
6068 | 5000 | 5000
6069 | 5000 | 5000
6070 | 5000 | 5000
6071 | 5000 | 5000
6072 | 5000 | 5000
6073 | 5000 | 5000
6074 | 5000 | 5000
6075 | 5000 | 5000
6076 | 5000 | 5000
6077 | 5000 | 5000
6078 | 5000 | 5000
6079 | 5000 | 5000
6080 | 5000 | 5000
6081 | 5000 | 5000
6082 | 5000 | 5000
6083 | 5000 | 5000
6084 | 5000 | 5000
6085 | 5000 | 5000
6086 | 5000 | 5000
6087 | 5000 | 5000
6088 | 5000 | 5000
6089 | 5000 | 5000
6090 | 5000 | 5000
6091 | 5000 | 5000
6092 | 5000 | 5000
6093 | 5000 | 5000
6094 | 5000 | 5000
6095 | 5000 | 5000
6096 | 5000 | 5000
6097 | 5000 | 5000
6098 | 5000 | 5000
6099 | 5000 | 5000
6100 | 5000 | 5000
6101 | 5000 | 5000
6102 | 5000 | 5000
6103 | 5000 | 5000
6104 | 5000 | 5000
6105 | 5000 | 5000
6106 | 5000 | 5000
6107 | 5000 | 5000
6108 | 5000 | 5000
6109 | 5000 | 5000
6110 | 5000 | 5000
6111 | 5000 | 5000
6112 | 5000 | 5000
6113 | 5000 | 5000
6114 | 5000 | 5000
6115 | 5000 | 5000
6116 | 5000 | 5000
6117 | 5000 | 5000
6118 | 5000 | 5000
6119 | 5000 | 5000
6120 | 5000 | 5000
6121 | 5000 | 5000
6122 | 5000 | 5000
6123 | 5000 | 5000
6124 | 5000 | 5000
6125 | 5000 | 5000
6126 | 5000 | 5000
6127 | 5000 | 5000
6128 | 5000 | 5000
6129 | 5000 | 5000
6130 | 5000 | 5000
6131 | 5000 | 5000
6132 | 5000 | 5000
6133 | 5000 | 5000
6134 | 5000 | 5000
6135 | 5000 | 5000
6136 | 5000 | 5000
6137 | 5000 | 5000
6138 | 5000 | 5000
6139 | 5000 | 5000
6140 | 5000 | 5000
6141 | 5000 | 5000
6142 | 5000 | 5000
6143 | 5000 | 5000
6144 | 5000 | 5000
6145 | 5000 | 5000
6146 | 5000 | 5000
6147 | 5000 | 5000
6148 | 5000 | 5000
6149 | 5000 | 5000
6150 | 5000 | 5000
6151 | 5000 | 5000
6152 | 5000 | 5000
6153 | 5000 | 5000
6154 | 5000 | 5000
6155 | 5000 | 5000
6156 | 5000 | 5000
6157 | 5000 | 5000
6158 | 5000 | 5000
6159 | 5000 | 5000
6160 | 5000 | 5000
6161 | 5000 | 5000
6162 | 5000 | 5000
6163 | 5000 | 5000
6164 | 5000 | 5000
6165 | 5000 | 5000
6166 | 5000 | 5000
6167 | 5000 | 5000
6168 | 5000 | 5000
6169 | 5000 | 5000
6170 | 5000 | 5000
6171 | 5000 | 5000
6172 | 5000 | 5000
6173 | 5000 | 5000
6174 | 5000 | 5000
6175 | 5000 | 5000
6176 | 5000 | 5000
6177 | 5000 | 5000
6178 | 5000 | 5000
6179 | 5000 | 5000
6180 | 5000 | 5000
6181 | 5000 | 5000
6182 | 5000 | 5000
6183 | 5000 | 5000
6184 | 5000 | 5000
6185 | 5000 | 5000
6186 | 5000 | 5000
6187 | 5000 | 5000
6188 | 5000 | 5000
6189 | 5000 | 5000
6190 | 5000 | 5000
6191 | 5000 | 5000
6192 | 5000 | 5000
6193 | 5000 | 5000
6194 | 5000 | 5000
6195 | 5000 | 5000
6196 | 5000 | 5000
6197 | 5000 | 5000
6198 | 5000 | 5000
6199 | 5000 | 5000
6200 | 5000 | 5000
6201 | 5000 | 5000
6202 | 5000 | 5000
6203 | 5000 | 5000
6204 | 5000 | 5000
6205 | 5000 | 5000
6206 | 5000 | 5000
6207 | 5000 | 5000
6208 | 5000 | 5000
6209 | 5000 | 5000
6210 | 5000 | 5000
6211 | 5000 | 5000
6212 | 5000 | 5000
6213 | 5000 | 5000
6214 | 5000 | 5000
6215 | 5000 | 5000
6216 | 5000 | 5000
6217 | 5000 | 5000
6218 | 5000 | 5000
6219 | 5000 | 5000
6220 | 5000 | 5000
6221 | 5000 | 5000
6222 | 5000 | 5000
6223 | 5000 | 5000
6224 | 5000 | 5000
6225 | 5000 | 5000
6226 | 5000 | 5000
6227 | 5000 | 5000
6228 | 5000 | 5000
6229 | 5000 | 5000
6230 | 5000 | 5000
6231 | 5000 | 5000
6232 | 5000 | 5000
6233 | 5000 | 5000
6234 | 5000 | 5000
6235 | 5000 | 5000
6236 | 5000 | 5000
6237 | 5000 | 5000
6238 | 5000 | 5000
6239 | 5000 | 5000
6240 | 5000 | 5000
6241 | 5000 | 5000
6242 | 5000 | 5000
6243 | 5000 | 5000
6244 | 5000 | 5000
6245 | 5000 | 5000
6246 | 5000 | 5000
6247 | 5000 | 5000
6248 | 5000 | 5000
6249 | 5000 | 5000
6250 | 5000 | 5000
6251 | 5000 | 5000
6252 | 5000 | 5000
6253 | 5000 | 5000
6254 | 5000 | 5000
6255 | 5000 | 5000
6256 | 5000 | 5000
6257 | 5000 | 5000
6258 | 5000 | 5000
6259 | 5000 | 5000
6260 | 5000 | 5000
6261 | 5000 | 5000
6262 | 5000 | 5000
6263 | 5000 | 5000
6264 | 5000 | 5000
6265 | 5000 | 5000
6266 | 5000 | 5000
6267 | 5000 | 5000
6268 | 5000 | 5000
6269 | 5000 | 5000
6270 | 5000 | 5000
6271 | 5000 | 5000
6272 | 5000 | 5000
6273 | 5000 | 5000
6274 | 5000 | 5000
6275 | 5000 | 5000
6276 | 5000 | 5000
6277 | 5000 | 5000
6278 | 5000 | 5000
6279 | 5000 | 5000
6280 | 5000 | 5000
6281 | 5000 | 5000
6282 | 5000 | 5000
6283 | 5000 | 5000
6284 | 5000 | 5000
6285 | 5000 | 5000
6286 | 5000 | 5000
6287 | 5000 | 5000
6288 | 5000 | 5000
6289 | 5000 | 5000
6290 | 5000 | 5000
6291 | 5000 | 5000
6292 | 5000 | 5000
6293 | 5000 | 5000
6294 | 5000 | 5000
6295 | 5000 | 5000
6296 | 5000 | 5000
6297 | 5000 | 5000
6298 | 5000 | 5000
6299 | 5000 | 5000
6300 | 5000 | 5000
6301 | 5000 | 5000
6302 | 5000 | 5000
6303 | 5000 | 5000
6304 | 5000 | 5000
6305 | 5000 | 5000
6306 | 5000 | 5000
6307 | 5000 | 5000
6308 | 5000 | 5000
6309 | 5000 | 5000
6310 | 5000 | 5000
6311 | 5000 | 5000
6312 | 5000 | 5000
6313 | 5000 | 5000
6314 | 5000 | 5000
6315 | 5000 | 5000
6316 | 5000 | 5000
6317 | 5000 | 5000
6318 | 5000 | 5000
6319 | 5000 | 5000
6320 | 5000 | 5000
6321 | 5000 | 5000
6322 | 5000 | 5000
6323 | 5000 | 5000
6324 | 5000 | 5000
6325 | 5000 | 5000
6326 | 5000 | 5000
6327 | 5000 | 5000
6328 | 5000 | 5000
6329 | 5000 | 5000
6330 | 5000 | 5000
6331 | 5000 | 5000
6332 | 5000 | 5000
6333 | 5000 | 5000
6334 | 5000 | 5000
6335 | 5000 | 5000
6336 | 5000 | 5000
6337 | 5000 | 5000
6338 | 5000 | 5000
6339 | 5000 | 5000
6340 | 5000 | 5000
6341 | 5000 | 5000
6342 | 5000 | 5000
6343 | 5000 | 5000
6344 | 5000 | 5000
6345 | 5000 | 5000
6346 | 5000 | 5000
6347 | 5000 | 5000
6348 | 5000 | 5000
6349 | 5000 | 5000
6350 | 5000 | 5000
6351 | 5000 | 5000
6352 | 5000 | 5000
6353 | 5000 | 5000
6354 | 5000 | 5000
6355 | 5000 | 5000
6356 | 5000 | 5000
6357 | 5000 | 5000
6358 | 5000 | 5000
6359 | 5000 | 5000
6360 | 5000 | 5000
6361 | 5000 | 5000
6362 | 5000 | 5000
6363 | 5000 | 5000
6364 | 5000 | 5000
6365 | 5000 | 5000
6366 | 5000 | 5000
6367 | 5000 | 5000
6368 | 5000 | 5000
6369 | 5000 | 5000
6370 | 5000 | 5000
6371 | 5000 | 5000
6372 | 5000 | 5000
6373 | 5000 | 5000
6374 | 5000 | 5000
6375 | 5000 | 5000
6376 | 5000 | 5000
6377 | 5000 | 5000
6378 | 5000 | 5000
6379 | 5000 | 5000
6380 | 5000 | 5000
6381 | 5000 | 5000
6382 | 5000 | 5000
6383 | 5000 | 5000
6384 | 5000 | 5000
6385 | 5000 | 5000
6386 | 5000 | 5000
6387 | 5000 | 5000
6388 | 5000 | 5000
6389 | 5000 | 5000
6390 | 5000 | 5000
6391 | 5000 | 5000
6392 | 5000 | 5000
6393 | 5000 | 5000
6394 | 5000 | 5000
6395 | 5000 | 5000
6396 | 5000 | 5000
6397 | 5000 | 5000
6398 | 5000 | 5000
6399 | 5000 | 5000
6400 | 5000 | 5000
6401 | 5000 | 5000
6402 | 5000 | 5000
6403 | 5000 | 5000
6404 | 5000 | 5000
6405 | 5000 | 5000
6406 | 5000 | 5000
6407 | 5000 | 5000
6408 | 5000 | 5000
6409 | 5000 | 5000
6410 | 5000 | 5000
6411 | 5000 | 5000
6412 | 5000 | 5000
6413 | 5000 | 5000
6414 | 5000 | 5000
6415 | 5000 | 5000
6416 | 5000 | 5000
6417 | 5000 | 5000
6418 | 5000 | 5000
6419 | 5000 | 5000
6420 | 5000 | 5000
6421 | 5000 | 5000
6422 | 5000 | 5000
6423 | 5000 | 5000
6424 | 5000 | 5000
6425 | 5000 | 5000
6426 | 5000 | 5000
6427 | 5000 | 5000
6428 | 5000 | 5000
6429 | 5000 | 5000
6430 | 5000 | 5000
6431 | 5000 | 5000
6432 | 5000 | 5000
6433 | 5000 | 5000
6434 | 5000 | 5000
6435 | 5000 | 5000
6436 | 5000 | 5000
6437 | 5000 | 5000
6438 | 5000 | 5000
6439 | 5000 | 5000
6440 | 5000 | 5000
6441 | 5000 | 5000
6442 | 5000 | 5000
6443 | 5000 | 5000
6444 | 5000 | 5000
6445 | 5000 | 5000
6446 | 5000 | 5000
6447 | 5000 | 5000
6448 | 5000 | 5000
6449 | 5000 | 5000
6450 | 5000 | 5000
6451 | 5000 | 5000
6452 | 5000 | 5000
6453 | 5000 | 5000
6454 | 5000 | 5000
6455 | 5000 | 5000
6456 | 5000 | 5000
6457 | 5000 | 5000
6458 | 5000 | 5000
6459 | 5000 | 5000
6460 | 5000 | 5000
6461 | 5000 | 5000
6462 | 5000 | 5000
6463 | 5000 | 5000
6464 | 5000 | 5000
6465 | 5000 | 5000
6466 | 5000 | 5000
6467 | 5000 | 5000
6468 | 5000 | 5000
6469 | 5000 | 5000
6470 | 5000 | 5000
6471 | 5000 | 5000
6472 | 5000 | 5000
6473 | 5000 | 5000
6474 | 5000 | 5000
6475 | 5000 | 5000
6476 | 5000 | 5000
6477 | 5000 | 5000
6478 | 5000 | 5000
6479 | 5000 | 5000
6480 | 5000 | 5000
6481 | 5000 | 5000
6482 | 5000 | 5000
6483 | 5000 | 5000
6484 | 5000 | 5000
6485 | 5000 | 5000
6486 | 5000 | 5000
6487 | 5000 | 5000
6488 | 5000 | 5000
6489 | 5000 | 5000
6490 | 5000 | 5000
6491 | 5000 | 5000
6492 | 5000 | 5000
6493 | 5000 | 5000
6494 | 5000 | 5000
6495 | 5000 | 5000
6496 | 5000 | 5000
6497 | 5000 | 5000
6498 | 5000 | 5000
6499 | 5000 | 5000
6500 | 5000 | 5000
6501 | 5000 | 5000
6502 | 5000 | 5000
6503 | 5000 | 5000
6504 | 5000 | 5000
6505 | 5000 | 5000
6506 | 5000 | 5000
6507 | 5000 | 5000
6508 | 5000 | 5000
6509 | 5000 | 5000
6510 | 5000 | 5000
6511 | 5000 | 5000
6512 | 5000 | 5000
6513 | 5000 | 5000
6514 | 5000 | 5000
6515 | 5000 | 5000
6516 | 5000 | 5000
6517 | 5000 | 5000
6518 | 5000 | 5000
6519 | 5000 | 5000
6520 | 5000 | 5000
6521 | 5000 | 5000
6522 | 5000 | 5000
6523 | 5000 | 5000
6524 | 5000 | 5000
6525 | 5000 | 5000
6526 | 5000 | 5000
6527 | 5000 | 5000
6528 | 5000 | 5000
6529 | 5000 | 5000
6530 | 5000 | 5000
6531 | 5000 | 5000
6532 | 5000 | 5000
6533 | 5000 | 5000
6534 | 5000 | 5000
6535 | 5000 | 5000
6536 | 5000 | 5000
6537 | 5000 | 5000
6538 | 5000 | 5000
6539 | 5000 | 5000
6540 | 5000 | 5000
6541 | 5000 | 5000
6542 | 5000 | 5000
6543 | 5000 | 5000
6544 | 5000 | 5000
6545 | 5000 | 5000
6546 | 5000 | 5000
6547 | 5000 | 5000
6548 | 5000 | 5000
6549 | 5000 | 5000
6550 | 5000 | 5000
6551 | 5000 | 5000
6552 | 5000 | 5000
6553 | 5000 | 5000
6554 | 5000 | 5000
6555 | 5000 | 5000
6556 | 5000 | 5000
6557 | 5000 | 5000
6558 | 5000 | 5000
6559 | 5000 | 5000
6560 | 5000 | 5000
6561 | 5000 | 5000
6562 | 5000 | 5000
6563 | 5000 | 5000
6564 | 5000 | 5000
6565 | 5000 | 5000
6566 | 5000 | 5000
6567 | 5000 | 5000
6568 | 5000 | 5000
6569 | 5000 | 5000
6570 | 5000 | 5000
6571 | 5000 | 5000
6572 | 5000 | 5000
6573 | 5000 | 5000
6574 | 5000 | 5000
6575 | 5000 | 5000
6576 | 5000 | 5000
6577 | 5000 | 5000
6578 | 5000 | 5000
6579 | 5000 | 5000
6580 | 5000 | 5000
6581 | 5000 | 5000
6582 | 5000 | 5000
6583 | 5000 | 5000
6584 | 5000 | 5000
6585 | 5000 | 5000
6586 | 5000 | 5000
6587 | 5000 | 5000
6588 | 5000 | 5000
6589 | 5000 | 5000
6590 | 5000 | 5000
6591 | 5000 | 5000
6592 | 5000 | 5000
6593 | 5000 | 5000
6594 | 5000 | 5000
6595 | 5000 | 5000
6596 | 5000 | 5000
6597 | 5000 | 5000
6598 | 5000 | 5000
6599 | 5000 | 5000
6600 | 5000 | 5000
6601 | 5000 | 5000
6602 | 5000 | 5000
6603 | 5000 | 5000
6604 | 5000 | 5000
6605 | 5000 | 5000
6606 | 5000 | 5000
6607 | 5000 | 5000
6608 | 5000 | 5000
6609 | 5000 | 5000
6610 | 5000 | 5000
6611 | 5000 | 5000
6612 | 5000 | 5000
6613 | 5000 | 5000
6614 | 5000 | 5000
6615 | 5000 | 5000
6616 | 5000 | 5000
6617 | 5000 | 5000
6618 | 5000 | 5000
6619 | 5000 | 5000
6620 | 5000 | 5000
6621 | 5000 | 5000
6622 | 5000 | 5000
6623 | 5000 | 5000
6624 | 5000 | 5000
6625 | 5000 | 5000
6626 | 5000 | 5000
6627 | 5000 | 5000
6628 | 5000 | 5000
6629 | 5000 | 5000
6630 | 5000 | 5000
6631 | 5000 | 5000
6632 | 5000 | 5000
6633 | 5000 | 5000
6634 | 5000 | 5000
6635 | 5000 | 5000
6636 | 5000 | 5000
6637 | 5000 | 5000
6638 | 5000 | 5000
6639 | 5000 | 5000
6640 | 5000 | 5000
6641 | 5000 | 5000
6642 | 5000 | 5000
6643 | 5000 | 5000
6644 | 5000 | 5000
6645 | 5000 | 5000
6646 | 5000 | 5000
6647 | 5000 | 5000
6648 | 5000 | 5000
6649 | 5000 | 5000
6650 | 5000 | 5000
6651 | 5000 | 5000
6652 | 5000 | 5000
6653 | 5000 | 5000
6654 | 5000 | 5000
6655 | 5000 | 5000
6656 | 5000 | 5000
6657 | 5000 | 5000
6658 | 5000 | 5000
6659 | 5000 | 5000
6660 | 5000 | 5000
6661 | 5000 | 5000
6662 | 5000 | 5000
6663 | 5000 | 5000
6664 | 5000 | 5000
6665 | 5000 | 5000
6666 | 5000 | 5000
6667 | 5000 | 5000
6668 | 5000 | 5000
6669 | 5000 | 5000
6670 | 5000 | 5000
6671 | 5000 | 5000
6672 | 5000 | 5000
6673 | 5000 | 5000
6674 | 5000 | 5000
6675 | 5000 | 5000
6676 | 5000 | 5000
6677 | 5000 | 5000
6678 | 5000 | 5000
6679 | 5000 | 5000
6680 | 5000 | 5000
6681 | 5000 | 5000
6682 | 5000 | 5000
6683 | 5000 | 5000
6684 | 5000 | 5000
6685 | 5000 | 5000
6686 | 5000 | 5000
6687 | 5000 | 5000
6688 | 5000 | 5000
6689 | 5000 | 5000
6690 | 5000 | 5000
6691 | 5000 | 5000
6692 | 5000 | 5000
6693 | 5000 | 5000
6694 | 5000 | 5000
6695 | 5000 | 5000
6696 | 5000 | 5000
6697 | 5000 | 5000
6698 | 5000 | 5000
6699 | 5000 | 5000
6700 | 5000 | 5000
6701 | 5000 | 5000
6702 | 5000 | 5000
6703 | 5000 | 5000
6704 | 5000 | 5000
6705 | 5000 | 5000
6706 | 5000 | 5000
6707 | 5000 | 5000
6708 | 5000 | 5000
6709 | 5000 | 5000
6710 | 5000 | 5000
6711 | 5000 | 5000
6712 | 5000 | 5000
6713 | 5000 | 5000
6714 | 5000 | 5000
6715 | 5000 | 5000
6716 | 5000 | 5000
6717 | 5000 | 5000
6718 | 5000 | 5000
6719 | 5000 | 5000
6720 | 5000 | 5000
6721 | 5000 | 5000
6722 | 5000 | 5000
6723 | 5000 | 5000
6724 | 5000 | 5000
6725 | 5000 | 5000
6726 | 5000 | 5000
6727 | 5000 | 5000
6728 | 5000 | 5000
6729 | 5000 | 5000
6730 | 5000 | 5000
6731 | 5000 | 5000
6732 | 5000 | 5000
6733 | 5000 | 5000
6734 | 5000 | 5000
6735 | 5000 | 5000
6736 | 5000 | 5000
6737 | 5000 | 5000
6738 | 5000 | 5000
6739 | 5000 | 5000
6740 | 5000 | 5000
6741 | 5000 | 5000
6742 | 5000 | 5000
6743 | 5000 | 5000
6744 | 5000 | 5000
6745 | 5000 | 5000
6746 | 5000 | 5000
6747 | 5000 | 5000
6748 | 5000 | 5000
6749 | 5000 | 5000
6750 | 5000 | 5000
6751 | 5000 | 5000
6752 | 5000 | 5000
6753 | 5000 | 5000
6754 | 5000 | 5000
6755 | 5000 | 5000
6756 | 5000 | 5000
6757 | 5000 | 5000
6758 | 5000 | 5000
6759 | 5000 | 5000
6760 | 5000 | 5000
6761 | 5000 | 5000
6762 | 5000 | 5000
6763 | 5000 | 5000
6764 | 5000 | 5000
6765 | 5000 | 5000
6766 | 5000 | 5000
6767 | 5000 | 5000
6768 | 5000 | 5000
6769 | 5000 | 5000
6770 | 5000 | 5000
6771 | 5000 | 5000
6772 | 5000 | 5000
6773 | 5000 | 5000
6774 | 5000 | 5000
6775 | 5000 | 5000
6776 | 5000 | 5000
6777 | 5000 | 5000
6778 | 5000 | 5000
6779 | 5000 | 5000
6780 | 5000 | 5000
6781 | 5000 | 5000
6782 | 5000 | 5000
6783 | 5000 | 5000
6784 | 5000 | 5000
6785 | 5000 | 5000
6786 | 5000 | 5000
6787 | 5000 | 5000
6788 | 5000 | 5000
6789 | 5000 | 5000
6790 | 5000 | 5000
6791 | 5000 | 5000
6792 | 5000 | 5000
6793 | 5000 | 5000
6794 | 5000 | 5000
6795 | 5000 | 5000
6796 | 5000 | 5000
6797 | 5000 | 5000
6798 | 5000 | 5000
6799 | 5000 | 5000
6800 | 5000 | 5000
6801 | 5000 | 5000
6802 | 5000 | 5000
6803 | 5000 | 5000
6804 | 5000 | 5000
6805 | 5000 | 5000
6806 | 5000 | 5000
6807 | 5000 | 5000
6808 | 5000 | 5000
6809 | 5000 | 5000
6810 | 5000 | 5000
6811 | 5000 | 5000
6812 | 5000 | 5000
6813 | 5000 | 5000
6814 | 5000 | 5000
6815 | 5000 | 5000
6816 | 5000 | 5000
6817 | 5000 | 5000
6818 | 5000 | 5000
6819 | 5000 | 5000
6820 | 5000 | 5000
6821 | 5000 | 5000
6822 | 5000 | 5000
6823 | 5000 | 5000
6824 | 5000 | 5000
6825 | 5000 | 5000
6826 | 5000 | 5000
6827 | 5000 | 5000
6828 | 5000 | 5000
6829 | 5000 | 5000
6830 | 5000 | 5000
6831 | 5000 | 5000
6832 | 5000 | 5000
6833 | 5000 | 5000
6834 | 5000 | 5000
6835 | 5000 | 5000
6836 | 5000 | 5000
6837 | 5000 | 5000
6838 | 5000 | 5000
6839 | 5000 | 5000
6840 | 5000 | 5000
6841 | 5000 | 5000
6842 | 5000 | 5000
6843 | 5000 | 5000
6844 | 5000 | 5000
6845 | 5000 | 5000
6846 | 5000 | 5000
6847 | 5000 | 5000
6848 | 5000 | 5000
6849 | 5000 | 5000
6850 | 5000 | 5000
6851 | 5000 | 5000
6852 | 5000 | 5000
6853 | 5000 | 5000
6854 | 5000 | 5000
6855 | 5000 | 5000
6856 | 5000 | 5000
6857 | 5000 | 5000
6858 | 5000 | 5000
6859 | 5000 | 5000
6860 | 5000 | 5000
6861 | 5000 | 5000
6862 | 5000 | 5000
6863 | 5000 | 5000
6864 | 5000 | 5000
6865 | 5000 | 5000
6866 | 5000 | 5000
6867 | 5000 | 5000
6868 | 5000 | 5000
6869 | 5000 | 5000
6870 | 5000 | 5000
6871 | 5000 | 5000
6872 | 5000 | 5000
6873 | 5000 | 5000
6874 | 5000 | 5000
6875 | 5000 | 5000
6876 | 5000 | 5000
6877 | 5000 | 5000
6878 | 5000 | 5000
6879 | 5000 | 5000
6880 | 5000 | 5000
6881 | 5000 | 5000
6882 | 5000 | 5000
6883 | 5000 | 5000
6884 | 5000 | 5000
6885 | 5000 | 5000
6886 | 5000 | 5000
6887 | 5000 | 5000
6888 | 5000 | 5000
6889 | 5000 | 5000
6890 | 5000 | 5000
6891 | 5000 | 5000
6892 | 5000 | 5000
6893 | 5000 | 5000
6894 | 5000 | 5000
6895 | 5000 | 5000
6896 | 5000 | 5000
6897 | 5000 | 5000
6898 | 5000 | 5000
6899 | 5000 | 5000
6900 | 5000 | 5000
6901 | 5000 | 5000
6902 | 5000 | 5000
6903 | 5000 | 5000
6904 | 5000 | 5000
6905 | 5000 | 5000
6906 | 5000 | 5000
6907 | 5000 | 5000
6908 | 5000 | 5000
6909 | 5000 | 5000
6910 | 5000 | 5000
6911 | 5000 | 5000
6912 | 5000 | 5000
6913 | 5000 | 5000
6914 | 5000 | 5000
6915 | 5000 | 5000
6916 | 5000 | 5000
6917 | 5000 | 5000
6918 | 5000 | 5000
6919 | 5000 | 5000
6920 | 5000 | 5000
6921 | 5000 | 5000
6922 | 5000 | 5000
6923 | 5000 | 5000
6924 | 5000 | 5000
6925 | 5000 | 5000
6926 | 5000 | 5000
6927 | 5000 | 5000
6928 | 5000 | 5000
6929 | 5000 | 5000
6930 | 5000 | 5000
6931 | 5000 | 5000
6932 | 5000 | 5000
6933 | 5000 | 5000
6934 | 5000 | 5000
6935 | 5000 | 5000
6936 | 5000 | 5000
6937 | 5000 | 5000
6938 | 5000 | 5000
6939 | 5000 | 5000
6940 | 5000 | 5000
6941 | 5000 | 5000
6942 | 5000 | 5000
6943 | 5000 | 5000
6944 | 5000 | 5000
6945 | 5000 | 5000
6946 | 5000 | 5000
6947 | 5000 | 5000
6948 | 5000 | 5000
6949 | 5000 | 5000
6950 | 5000 | 5000
6951 | 5000 | 5000
6952 | 5000 | 5000
6953 | 5000 | 5000
6954 | 5000 | 5000
6955 | 5000 | 5000
6956 | 5000 | 5000
6957 | 5000 | 5000
6958 | 5000 | 5000
6959 | 5000 | 5000
6960 | 5000 | 5000
6961 | 5000 | 5000
6962 | 5000 | 5000
6963 | 5000 | 5000
6964 | 5000 | 5000
6965 | 5000 | 5000
6966 | 5000 | 5000
6967 | 5000 | 5000
6968 | 5000 | 5000
6969 | 5000 | 5000
6970 | 5000 | 5000
6971 | 5000 | 5000
6972 | 5000 | 5000
6973 | 5000 | 5000
6974 | 5000 | 5000
6975 | 5000 | 5000
6976 | 5000 | 5000
6977 | 5000 | 5000
6978 | 5000 | 5000
6979 | 5000 | 5000
6980 | 5000 | 5000
6981 | 5000 | 5000
6982 | 5000 | 5000
6983 | 5000 | 5000
6984 | 5000 | 5000
6985 | 5000 | 5000
6986 | 5000 | 5000
6987 | 5000 | 5000
6988 | 5000 | 5000
6989 | 5000 | 5000
6990 | 5000 | 5000
6991 | 5000 | 5000
6992 | 5000 | 5000
6993 | 5000 | 5000
6994 | 5000 | 5000
6995 | 5000 | 5000
6996 | 5000 | 5000
6997 | 5000 | 5000
6998 | 5000 | 5000
6999 | 5000 | 5000
7000 | 5000 | 5000
7001 | 5000 | 5000
7002 | 5000 | 5000
7003 | 5000 | 5000
7004 | 5000 | 5000
7005 | 5000 | 5000
7006 | 5000 | 5000
7007 | 5000 | 5000
7008 | 5000 | 5000
7009 | 5000 | 5000
7010 | 5000 | 5000
7011 | 5000 | 5000
7012 | 5000 | 5000
7013 | 5000 | 5000
7014 | 5000 | 5000
7015 | 5000 | 5000
7016 | 5000 | 5000
7017 | 5000 | 5000
7018 | 5000 | 5000
7019 | 5000 | 5000
7020 | 5000 | 5000
7021 | 5000 | 5000
7022 | 5000 | 5000
7023 | 5000 | 5000
7024 | 5000 | 5000
7025 | 5000 | 5000
7026 | 5000 | 5000
7027 | 5000 | 5000
7028 | 5000 | 5000
7029 | 5000 | 5000
7030 | 5000 | 5000
7031 | 5000 | 5000
7032 | 5000 | 5000
7033 | 5000 | 5000
7034 | 5000 | 5000
7035 | 5000 | 5000
7036 | 5000 | 5000
7037 | 5000 | 5000
7038 | 5000 | 5000
7039 | 5000 | 5000
7040 | 5000 | 5000
7041 | 5000 | 5000
7042 | 5000 | 5000
7043 | 5000 | 5000
7044 | 5000 | 5000
7045 | 5000 | 5000
7046 | 5000 | 5000
7047 | 5000 | 5000
7048 | 5000 | 5000
7049 | 5000 | 5000
7050 | 5000 | 5000
7051 | 5000 | 5000
7052 | 5000 | 5000
7053 | 5000 | 5000
7054 | 5000 | 5000
7055 | 5000 | 5000
7056 | 5000 | 5000
7057 | 5000 | 5000
7058 | 5000 | 5000
7059 | 5000 | 5000
7060 | 5000 | 5000
7061 | 5000 | 5000
7062 | 5000 | 5000
7063 | 5000 | 5000
7064 | 5000 | 5000
7065 | 5000 | 5000
7066 | 5000 | 5000
7067 | 5000 | 5000
7068 | 5000 | 5000
7069 | 5000 | 5000
7070 | 5000 | 5000
7071 | 5000 | 5000
7072 | 5000 | 5000
7073 | 5000 | 5000
7074 | 5000 | 5000
7075 | 5000 | 5000
7076 | 5000 | 5000
7077 | 5000 | 5000
7078 | 5000 | 5000
7079 | 5000 | 5000
7080 | 5000 | 5000
7081 | 5000 | 5000
7082 | 5000 | 5000
7083 | 5000 | 5000
7084 | 5000 | 5000
7085 | 5000 | 5000
7086 | 5000 | 5000
7087 | 5000 | 5000
7088 | 5000 | 5000
7089 | 5000 | 5000
7090 | 5000 | 5000
7091 | 5000 | 5000
7092 | 5000 | 5000
7093 | 5000 | 5000
7094 | 5000 | 5000
7095 | 5000 | 5000
7096 | 5000 | 5000
7097 | 5000 | 5000
7098 | 5000 | 5000
7099 | 5000 | 5000
7100 | 5000 | 5000
7101 | 5000 | 5000
7102 | 5000 | 5000
7103 | 5000 | 5000
7104 | 5000 | 5000
7105 | 5000 | 5000
7106 | 5000 | 5000
7107 | 5000 | 5000
7108 | 5000 | 5000
7109 | 5000 | 5000
7110 | 5000 | 5000
7111 | 5000 | 5000
7112 | 5000 | 5000
7113 | 5000 | 5000
7114 | 5000 | 5000
7115 | 5000 | 5000
7116 | 5000 | 5000
7117 | 5000 | 5000
7118 | 5000 | 5000
7119 | 5000 | 5000
7120 | 5000 | 5000
7121 | 5000 | 5000
7122 | 5000 | 5000
7123 | 5000 | 5000
7124 | 5000 | 5000
7125 | 5000 | 5000
7126 | 5000 | 5000
7127 | 5000 | 5000
7128 | 5000 | 5000
7129 | 5000 | 5000
7130 | 5000 | 5000
7131 | 5000 | 5000
7132 | 5000 | 5000
7133 | 5000 | 5000
7134 | 5000 | 5000
7135 | 5000 | 5000
7136 | 5000 | 5000
7137 | 5000 | 5000
7138 | 5000 | 5000
7139 | 5000 | 5000
7140 | 5000 | 5000
7141 | 5000 | 5000
7142 | 5000 | 5000
7143 | 5000 | 5000
7144 | 5000 | 5000
7145 | 5000 | 5000
7146 | 5000 | 5000
7147 | 5000 | 5000
7148 | 5000 | 5000
7149 | 5000 | 5000
7150 | 5000 | 5000
7151 | 5000 | 5000
7152 | 5000 | 5000
7153 | 5000 | 5000
7154 | 5000 | 5000
7155 | 5000 | 5000
7156 | 5000 | 5000
7157 | 5000 | 5000
7158 | 5000 | 5000
7159 | 5000 | 5000
7160 | 5000 | 5000
7161 | 5000 | 5000
7162 | 5000 | 5000
7163 | 5000 | 5000
7164 | 5000 | 5000
7165 | 5000 | 5000
7166 | 5000 | 5000
7167 | 5000 | 5000
7168 | 5000 | 5000
7169 | 5000 | 5000
7170 | 5000 | 5000
7171 | 5000 | 5000
7172 | 5000 | 5000
7173 | 5000 | 5000
7174 | 5000 | 5000
7175 | 5000 | 5000
7176 | 5000 | 5000
7177 | 5000 | 5000
7178 | 5000 | 5000
7179 | 5000 | 5000
7180 | 5000 | 5000
7181 | 5000 | 5000
7182 | 5000 | 5000
7183 | 5000 | 5000
7184 | 5000 | 5000
7185 | 5000 | 5000
7186 | 5000 | 5000
7187 | 5000 | 5000
7188 | 5000 | 5000
7189 | 5000 | 5000
7190 | 5000 | 5000
7191 | 5000 | 5000
7192 | 5000 | 5000
7193 | 5000 | 5000
7194 | 5000 | 5000
7195 | 5000 | 5000
7196 | 5000 | 1301.899
7197 | 5000 | 1301.899
7198 | 5000 | 1301.899
7199 | 5000 | 1301.899
7200 | 5000 | 1301.899
7201 | 5000 | 1301.899
7202 | 5000 | 1301.899
7203 | 5000 | 1301.899
7204 | 5000 | 1301.899
7205 | 5000 | 1301.899
7206 | 5000 | 1301.899
7207 | 5000 | 1301.899
7208 | 5000 | 1301.899
7209 | 5000 | 1301.899
7210 | 5000 | 1301.899
7211 | 5000 | 1301.899
7212 | 5000 | 1301.899
7213 | 5000 | 1301.899
7214 | 5000 | 1301.899
7215 | 5000 | 1301.899
7216 | 5000 | 1301.899
7217 | 5000 | 1301.899
7218 | 5000 | 1301.899
7219 | 5000 | 1301.899
7220 | 5000 | 1301.899
7221 | 5000 | 1301.899
7222 | 5000 | 1301.899
7223 | 5000 | 1301.899
7224 | 5000 | 1301.899
7225 | 5000 | 1301.899
7226 | 5000 | 1301.899
7227 | 5000 | 1301.899
7228 | 5000 | 1301.899
7229 | 5000 | 1301.899
7230 | 5000 | 1301.899
7231 | 5000 | 1301.899
7232 | 5000 | 1301.899
7233 | 5000 | 1301.899
7234 | 5000 | 1301.899
7235 | 5000 | 1301.899
7236 | 5000 | 1301.899
7237 | 5000 | 1301.899
7238 | 5000 | 1301.899
7239 | 5000 | 1301.899
7240 | 5000 | 1301.899
7241 | 5000 | 1301.899
7242 | 5000 | 1301.899
7243 | 5000 | 1301.899
7244 | 5000 | 1301.899
7245 | 5000 | 1301.899
7246 | 5000 | 1301.899
7247 | 5000 | 1301.899
7248 | 5000 | 1301.899
7249 | 5000 | 1301.899
7250 | 5000 | 1301.899
7251 | 5000 | 1301.899
7252 | 5000 | 1301.899
7253 | 5000 | 1301.899
7254 | 5000 | 1301.899
7255 | 5000 | 1301.899
7256 | 5000 | 1301.899
7257 | 5000 | 1301.899
7258 | 5000 | 1301.899
7259 | 5000 | 1301.899
7260 | 5000 | 1301.899
7261 | 5000 | 1301.899
7262 | 5000 | 1301.899
7263 | 5000 | 1301.899
7264 | 5000 | 1301.899
7265 | 5000 | 1301.899
7266 | 5000 | 1301.899
7267 | 5000 | 1301.899
7268 | 5000 | 1301.899
7269 | 5000 | 1301.899
7270 | 5000 | 1301.899
7271 | 5000 | 1301.899
7272 | 5000 | 1301.899
7273 | 5000 | 1301.899
7274 | 5000 | 1301.899
7275 | 5000 | 1301.899
7276 | 5000 | 1301.899
7277 | 5000 | 1301.899
7278 | 5000 | 1301.899
7279 | 5000 | 1301.899
7280 | 5000 | 1301.899
7281 | 5000 | 1301.899
7282 | 5000 | 1301.899
7283 | 5000 | 1301.899
7284 | 5000 | 1301.899
7285 | 5000 | 1301.899
7286 | 5000 | 1301.899
7287 | 5000 | 1301.899
7288 | 5000 | 1301.899
7289 | 5000 | 1301.899
7290 | 5000 | 1301.899
7291 | 5000 | 1301.899
7292 | 5000 | 1301.899
7293 | 5000 | 1301.899
7294 | 5000 | 1301.899
7295 | 5000 | 1301.899
7296 | 5000 | 1301.899
7297 | 5000 | 1301.899
7298 | 5000 | 1301.899
7299 | 5000 | 1301.899
7300 | 5000 | 1301.899
7301 | 5000 | 1301.899
7302 | 5000 | 1301.899
7303 | 5000 | 1301.899
7304 | 5000 | 1301.899
7305 | 5000 | 1301.899
7306 | 5000 | 1301.899
7307 | 5000 | 1301.899
7308 | 5000 | 1301.899
7309 | 5000 | 1301.899
7310 | 5000 | 1301.899
7311 | 5000 | 1301.899
7312 | 5000 | 1301.899
7313 | 5000 | 1301.899
7314 | 5000 | 1301.899
7315 | 5000 | 1301.899
7316 | 5000 | 1301.899
7317 | 5000 | 1301.899
7318 | 5000 | 1301.899
7319 | 5000 | 1301.899
7320 | 5000 | 1301.899
7321 | 5000 | 1301.899
7322 | 5000 | 1301.899
7323 | 5000 | 1301.899
7324 | 5000 | 1301.899
7325 | 5000 | 1301.899
7326 | 5000 | 1301.899
7327 | 5000 | 1301.899
7328 | 5000 | 1301.899
7329 | 5000 | 1301.899
7330 | 5000 | 1301.899
7331 | 5000 | 1301.899
7332 | 5000 | 1301.899
7333 | 5000 | 1301.899
7334 | 5000 | 1301.899
7335 | 5000 | 1301.899
7336 | 5000 | 1301.899
7337 | 5000 | 1301.899
7338 | 5000 | 1301.899
7339 | 5000 | 1301.899
7340 | 5000 | 1301.899
7341 | 5000 | 1301.899
7342 | 5000 | 1301.899
7343 | 5000 | 1301.899
7344 | 5000 | 1301.899
7345 | 5000 | 1301.899
7346 | 5000 | 1301.899
7347 | 5000 | 1301.899
7348 | 5000 | 1301.899
7349 | 5000 | 1301.899
7350 | 5000 | 1301.899
7351 | 5000 | 1301.899
7352 | 5000 | 1301.899
7353 | 5000 | 1301.899
7354 | 5000 | 1301.899
7355 | 5000 | 1301.899
7356 | 5000 | 1301.899
7357 | 5000 | 1301.899
7358 | 5000 | 1301.899
7359 | 5000 | 1301.899
7360 | 5000 | 1301.899
7361 | 5000 | 1301.899
7362 | 5000 | 1301.899
7363 | 5000 | 1301.899
7364 | 5000 | 1301.899
7365 | 5000 | 1301.899
7366 | 5000 | 1301.899
7367 | 5000 | 1301.899
7368 | 5000 | 1301.899
7369 | 5000 | 1301.899
7370 | 5000 | 1301.899
7371 | 5000 | 1301.899
7372 | 5000 | 1301.899
7373 | 5000 | 1301.899
7374 | 5000 | 1301.899
7375 | 5000 | 1301.899
7376 | 5000 | 1301.899
7377 | 5000 | 1301.899
7378 | 5000 | 1301.899
7379 | 5000 | 1301.899
7380 | 5000 | 1301.899
7381 | 5000 | 1301.899
7382 | 5000 | 1301.899
7383 | 5000 | 1301.899
7384 | 5000 | 1301.899
7385 | 5000 | 1301.899
7386 | 5000 | 1301.899
7387 | 5000 | 1301.899
7388 | 5000 | 1301.899
7389 | 5000 | 1301.899
7390 | 5000 | 1301.899
7391 | 5000 | 1301.899
7392 | 5000 | 1301.899
7393 | 5000 | 1301.899
7394 | 5000 | 1301.899
7395 | 5000 | 1301.899
7396 | 5000 | 1301.899
7397 | 5000 | 1301.899
7398 | 5000 | 1301.899
7399 | 5000 | 1301.899
7400 | 5000 | 1301.899
7401 | 5000 | 1301.899
7402 | 5000 | 1301.899
7403 | 5000 | 1301.899
7404 | 5000 | 1301.899
7405 | 5000 | 1301.899
7406 | 5000 | 1301.899
7407 | 5000 | 1301.899
7408 | 5000 | 1301.899
7409 | 5000 | 1301.899
7410 | 5000 | 1301.899
7411 | 5000 | 1301.899
7412 | 5000 | 1301.899
7413 | 5000 | 1301.899
7414 | 5000 | 1301.899
7415 | 5000 | 1301.899
7416 | 5000 | 1301.899
7417 | 5000 | 1301.899
7418 | 5000 | 1301.899
7419 | 5000 | 1301.899
7420 | 5000 | 1301.899
7421 | 5000 | 1301.899
7422 | 5000 | 1301.899
7423 | 5000 | 1301.899
7424 | 5000 | 1301.899
7425 | 5000 | 1301.899
7426 | 5000 | 1301.899
7427 | 5000 | 1301.899
7428 | 5000 | 1301.899
7429 | 5000 | 1301.899
7430 | 5000 | 1301.899
7431 | 5000 | 1301.899
7432 | 5000 | 1301.899
7433 | 5000 | 1301.899
7434 | 5000 | 1301.899
7435 | 5000 | 1301.899
7436 | 5000 | 1301.899
7437 | 5000 | 1301.899
7438 | 5000 | 1301.899
7439 | 5000 | 1301.899
7440 | 5000 | 1301.899
7441 | 5000 | 1301.899
7442 | 5000 | 1301.899
7443 | 5000 | 1301.899
7444 | 5000 | 1301.899
7445 | 5000 | 1301.899
7446 | 5000 | 1301.899
7447 | 5000 | 1301.899
7448 | 5000 | 1301.899
7449 | 5000 | 1301.899
7450 | 5000 | 1301.899
7451 | 5000 | 1301.899
7452 | 5000 | 1301.899
7453 | 5000 | 1301.899
7454 | 5000 | 1301.899
7455 | 5000 | 1301.899
7456 | 5000 | 1301.899
7457 | 5000 | 1301.899
7458 | 5000 | 1301.899
7459 | 5000 | 1301.899
7460 | 5000 | 1301.899
7461 | 5000 | 1301.899
7462 | 5000 | 1301.899
7463 | 5000 | 1301.899
7464 | 5000 | 1301.899
7465 | 5000 | 1301.899
7466 | 5000 | 1301.899
7467 | 5000 | 1301.899
7468 | 5000 | 1301.899
7469 | 5000 | 1301.899
7470 | 5000 | 1301.899
7471 | 5000 | 1301.899
7472 | 5000 | 1301.899
7473 | 5000 | 1301.899
7474 | 5000 | 1301.899
7475 | 5000 | 1301.899
7476 | 5000 | 1301.899
7477 | 5000 | 1301.899
7478 | 5000 | 1301.899
7479 | 5000 | 1301.899
7480 | 5000 | 1301.899
7481 | 5000 | 1301.899
7482 | 5000 | 1301.899
7483 | 5000 | 1301.899
7484 | 5000 | 1301.899
7485 | 5000 | 1301.899
7486 | 5000 | 1301.899
7487 | 5000 | 1301.899
7488 | 5000 | 1301.899
7489 | 5000 | 1301.899
7490 | 5000 | 1301.899
7491 | 5000 | 1301.899
7492 | 5000 | 1301.899
7493 | 5000 | 1301.899
7494 | 5000 | 1301.899
7495 | 5000 | 1301.899
7496 | 5000 | 1301.899
7497 | 5000 | 1301.899
7498 | 5000 | 1301.899
7499 | 5000 | 1301.899
7500 | 5000 | 1301.899
7501 | 5000 | 1301.899
7502 | 5000 | 1301.899
7503 | 5000 | 1301.899
7504 | 5000 | 1301.899
7505 | 5000 | 1301.899
7506 | 5000 | 1301.899
7507 | 5000 | 1301.899
7508 | 5000 | 1301.899
7509 | 5000 | 0
7510 | 5000 | 0
7511 | 5000 | 0
7512 | 5000 | 0
7513 | 5000 | 0
7514 | 5000 | 0
7515 | 5000 | 0
7516 | 5000 | 0
7517 | 5000 | 0
7518 | 5000 | 0
7519 | 5000 | 0
7520 | 5000 | 0
7521 | 5000 | 0
7522 | 5000 | 0
7523 | 5000 | 0
7524 | 5000 | 0
7525 | 5000 | 0
7526 | 5000 | 0
7527 | 5000 | 0
7528 | 5000 | 0
7529 | 5000 | 0
7530 | 5000 | 0
7531 | 5000 | 0
7532 | 5000 | 0
7533 | 5000 | 0
7534 | 5000 | 0
7535 | 5000 | 0
7536 | 5000 | 0
7537 | 5000 | 0
7538 | 5000 | 0
7539 | 5000 | 0
7540 | 5000 | 0
7541 | 5000 | 0
7542 | 5000 | 0
7543 | 5000 | 0
7544 | 5000 | 0
7545 | 5000 | 0
7546 | 5000 | 0
7547 | 5000 | 0
7548 | 5000 | 0
7549 | 5000 | 0
7550 | 5000 | 0
7551 | 5000 | 0
7552 | 5000 | 0
7553 | 5000 | 0
7554 | 5000 | 0
7555 | 5000 | 0
7556 | 5000 | 0
7557 | 5000 | 0
7558 | 5000 | 0
7559 | 5000 | 0
7560 | 5000 | 0
7561 | 5000 | 0
7562 | 5000 | 0
7563 | 5000 | 0
7564 | 5000 | 0
7565 | 5000 | 0
7566 | 5000 | 0
7567 | 5000 | 0
7568 | 5000 | 0
7569 | 5000 | 0
7570 | 5000 | 0
7571 | 5000 | 0
7572 | 5000 | 0
7573 | 5000 | 0
7574 | 5000 | 0
7575 | 5000 | 0
7576 | 5000 | 0
7577 | 5000 | 0
7578 | 5000 | 0
7579 | 5000 | 0
7580 | 5000 | 0
7581 | 5000 | 0
7582 | 5000 | 0
7583 | 5000 | 0
7584 | 5000 | 0
7585 | 5000 | 0
7586 | 5000 | 0
7587 | 5000 | 0
7588 | 5000 | 0
7589 | 5000 | 0
7590 | 5000 | 0
7591 | 5000 | 0
7592 | 5000 | 0
7593 | 5000 | 0
7594 | 5000 | 0
7595 | 5000 | 0
7596 | 5000 | 0
7597 | 5000 | 0
7598 | 5000 | 0
7599 | 5000 | 0
7600 | 5000 | 0
7601 | 5000 | 0
7602 | 5000 | 0
7603 | 5000 | 0
7604 | 5000 | 0
7605 | 5000 | 0
7606 | 5000 | 0
7607 | 5000 | 0
7608 | 5000 | 0
7609 | 5000 | 0
7610 | 5000 | 0
7611 | 5000 | 0
7612 | 5000 | 0
7613 | 5000 | 0
7614 | 5000 | 0
7615 | 5000 | 0
7616 | 5000 | 0
7617 | 5000 | 0
7618 | 5000 | 0
7619 | 5000 | 0
7620 | 5000 | 0
7621 | 5000 | 0
7622 | 5000 | 0
7623 | 5000 | 0
7624 | 5000 | 0
7625 | 5000 | 0
7626 | 5000 | 0
7627 | 5000 | 0
7628 | 5000 | 0
7629 | 5000 | 0
7630 | 5000 | 0
7631 | 5000 | 0
7632 | 5000 | 0
7633 | 5000 | 0
7634 | 5000 | 0
7635 | 5000 | 0
7636 | 5000 | 0
7637 | 5000 | 0
7638 | 5000 | 0
7639 | 5000 | 0
7640 | 5000 | 0
7641 | 5000 | 0
7642 | 5000 | 0
7643 | 5000 | 0
7644 | 5000 | 0
7645 | 5000 | 0
7646 | 5000 | 0
7647 | 5000 | 0
7648 | 5000 | 0
7649 | 5000 | 0
7650 | 5000 | 0
7651 | 5000 | 0
7652 | 5000 | 0
7653 | 5000 | 0
7654 | 5000 | 0
7655 | 5000 | 0
7656 | 5000 | 0
7657 | 5000 | 0
7658 | 5000 | 0
7659 | 5000 | 0
7660 | 5000 | 0
7661 | 5000 | 0
7662 | 5000 | 0
7663 | 5000 | 0
7664 | 5000 | 0
7665 | 5000 | 0
7666 | 5000 | 0
7667 | 5000 | 0
7668 | 5000 | 0
7669 | 5000 | 0
7670 | 5000 | 0
7671 | 5000 | 0
7672 | 5000 | 0
7673 | 5000 | 0
7674 | 5000 | 0
7675 | 5000 | 0
7676 | 5000 | 0
7677 | 5000 | 0
7678 | 5000 | 0
7679 | 5000 | 0
7680 | 5000 | 0
7681 | 5000 | 0
7682 | 5000 | 0
7683 | 5000 | 0
7684 | 5000 | 0
7685 | 5000 | 0
7686 | 5000 | 0
7687 | 5000 | 0
7688 | 5000 | 0
7689 | 5000 | 0
7690 | 5000 | 0
7691 | 5000 | 0
7692 | 5000 | 0
7693 | 5000 | 0
7694 | 5000 | 0
7695 | 5000 | 0
7696 | 5000 | 0
7697 | 5000 | 0
7698 | 5000 | 0
7699 | 5000 | 0
7700 | 5000 | 0
7701 | 5000 | 0
7702 | 5000 | 0
7703 | 5000 | 0
7704 | 5000 | 0
7705 | 5000 | 0
7706 | 5000 | 0
7707 | 5000 | 0
7708 | 5000 | 0
7709 | 5000 | 0
7710 | 5000 | 0
7711 | 5000 | 0
7712 | 5000 | 0
7713 | 5000 | 0
7714 | 5000 | 0
7715 | 5000 | 0
7716 | 5000 | 0
7717 | 5000 | 0
7718 | 5000 | 0
7719 | 5000 | 0
7720 | 5000 | 0
7721 | 5000 | 0
7722 | 5000 | 0
7723 | 5000 | 0
7724 | 5000 | 0
7725 | 5000 | 0
7726 | 5000 | 0
7727 | 5000 | 0
7728 | 5000 | 0
7729 | 5000 | 0
7730 | 5000 | 0
7731 | 5000 | 0
7732 | 5000 | 0
7733 | 5000 | 0
7734 | 5000 | 0
7735 | 5000 | 0
7736 | 5000 | 0
7737 | 5000 | 0
7738 | 5000 | 0
7739 | 5000 | 0
7740 | 5000 | 0
7741 | 5000 | 0
7742 | 5000 | 0
7743 | 5000 | 0
7744 | 5000 | 0
7745 | 5000 | 0
7746 | 5000 | 0
7747 | 5000 | 0
7748 | 5000 | 0
7749 | 5000 | 0
7750 | 5000 | 0
7751 | 5000 | 0
7752 | 5000 | 0
7753 | 5000 | 0
7754 | 5000 | 0
7755 | 5000 | 0
7756 | 5000 | 0
7757 | 5000 | 0
7758 | 5000 | 0
7759 | 5000 | 0
7760 | 5000 | 0
7761 | 5000 | 0
7762 | 5000 | 0
7763 | 5000 | 0
7764 | 5000 | 0
7765 | 5000 | 0
7766 | 5000 | 0
7767 | 5000 | 0
7768 | 5000 | 0
7769 | 5000 | 0
7770 | 5000 | 0
7771 | 5000 | 0
7772 | 5000 | 0
7773 | 5000 | 0
7774 | 5000 | 0
7775 | 5000 | 0
7776 | 5000 | 0
7777 | 5000 | 0
7778 | 5000 | 0
7779 | 5000 | 0
7780 | 5000 | 0
7781 | 5000 | 0
7782 | 5000 | 0
7783 | 5000 | 0
7784 | 5000 | 0
7785 | 5000 | 0
7786 | 5000 | 0
7787 | 5000 | 0
7788 | 5000 | 0
7789 | 5000 | 0
7790 | 5000 | 0
7791 | 5000 | 0
7792 | 5000 | 0
7793 | 5000 | 0
7794 | 5000 | 0
7795 | 5000 | 0
7796 | 5000 | 0
7797 | 5000 | 0
7798 | 5000 | 0
7799 | 5000 | 0
7800 | 5000 | 0
7801 | 5000 | 0
7802 | 5000 | 0
7803 | 5000 | 0
7804 | 5000 | 0
7805 | 5000 | 0
7806 | 5000 | 0
7807 | 5000 | 0
7808 | 5000 | 0
7809 | 5000 | 0
7810 | 5000 | 0
7811 | 5000 | 0
7812 | 5000 | 0
7813 | 5000 | 0
7814 | 5000 | 0
7815 | 5000 | 0
7816 | 5000 | 0
7817 | 5000 | 0
7818 | 5000 | 0
7819 | 5000 | 0
7820 | 5000 | 0
7821 | 5000 | 0
7822 | 5000 | 0
7823 | 5000 | 0
7824 | 5000 | 0
7825 | 5000 | 0
7826 | 5000 | 0
7827 | 5000 | 0
7828 | 5000 | 0
7829 | 5000 | 0
7830 | 5000 | 0
7831 | 5000 | 0
7832 | 5000 | 0
7833 | 5000 | 0
7834 | 5000 | 0
7835 | 5000 | 0
7836 | 5000 | 0
7837 | 5000 | 0
7838 | 5000 | 0
7839 | 5000 | 0
7840 | 5000 | 0
7841 | 5000 | 0
7842 | 5000 | 0
7843 | 5000 | 0
7844 | 5000 | 0
7845 | 5000 | 0
7846 | 5000 | 0
7847 | 5000 | 0
7848 | 5000 | 0
7849 | 5000 | 0
7850 | 5000 | 0
7851 | 5000 | 0
7852 | 5000 | 0
7853 | 5000 | 0
7854 | 5000 | 0
7855 | 5000 | 0
7856 | 5000 | 0
7857 | 5000 | 0
7858 | 5000 | 0
7859 | 5000 | 0
7860 | 5000 | 0
7861 | 5000 | 0
7862 | 5000 | 0
7863 | 5000 | 0
7864 | 5000 | 0
7865 | 5000 | 0
7866 | 5000 | 0
7867 | 5000 | 0
7868 | 5000 | 0
7869 | 5000 | 0
7870 | 5000 | 0
7871 | 5000 | 0
7872 | 5000 | 0
7873 | 5000 | 0
7874 | 5000 | 0
7875 | 5000 | 0
7876 | 5000 | 0
7877 | 5000 | 0
7878 | 5000 | 0
7879 | 5000 | 0
7880 | 5000 | 0
7881 | 5000 | 0
7882 | 5000 | 0
7883 | 5000 | 0
7884 | 5000 | 0
7885 | 5000 | 0
7886 | 5000 | 0
7887 | 5000 | 0
7888 | 5000 | 0
7889 | 5000 | 0
7890 | 5000 | 0
7891 | 5000 | 0
7892 | 5000 | 0
7893 | 5000 | 0
7894 | 5000 | 0
7895 | 5000 | 0
7896 | 5000 | 0
7897 | 5000 | 0
7898 | 5000 | 0
7899 | 5000 | 0
7900 | 5000 | 0
7901 | 5000 | 0
7902 | 5000 | 0
7903 | 5000 | 0
7904 | 5000 | 0
7905 | 5000 | 0
7906 | 5000 | 0
7907 | 5000 | 0
7908 | 5000 | 0
7909 | 5000 | 0
7910 | 5000 | 0
7911 | 5000 | 0
7912 | 5000 | 0
7913 | 5000 | 0
7914 | 5000 | 0
7915 | 5000 | 0
7916 | 5000 | 0
7917 | 5000 | 0
7918 | 5000 | 0
7919 | 5000 | 0
7920 | 5000 | 0
7921 | 5000 | 0
7922 | 5000 | 0
7923 | 5000 | 0
7924 | 5000 | 0
7925 | 5000 | 0
7926 | 5000 | 0
7927 | 5000 | 0
7928 | 5000 | 0
7929 | 5000 | 0
7930 | 5000 | 0
7931 | 5000 | 0
7932 | 5000 | 0
7933 | 5000 | 0
7934 | 5000 | 0
7935 | 5000 | 0
7936 | 5000 | 0
7937 | 5000 | 0
7938 | 5000 | 0
7939 | 5000 | 0
7940 | 5000 | 0
7941 | 5000 | 0
7942 | 5000 | 0
7943 | 5000 | 0
7944 | 5000 | 0
7945 | 5000 | 0
7946 | 5000 | 0
7947 | 5000 | 0
7948 | 5000 | 0
7949 | 5000 | 0
7950 | 5000 | 0
7951 | 5000 | 0
7952 | 5000 | 0
7953 | 5000 | 0
7954 | 5000 | 0
7955 | 5000 | 0
7956 | 5000 | 0
7957 | 5000 | 0
7958 | 5000 | 0
7959 | 5000 | 0
7960 | 5000 | 0
7961 | 5000 | 0
7962 | 5000 | 0
7963 | 5000 | 0
7964 | 5000 | 0
7965 | 5000 | 0
7966 | 5000 | 0
7967 | 5000 | 0
7968 | 5000 | 0
7969 | 5000 | 0
7970 | 5000 | 0
7971 | 5000 | 0
7972 | 5000 | 0
7973 | 5000 | 0
7974 | 5000 | 0
7975 | 5000 | 0
7976 | 5000 | 0
7977 | 5000 | 0
7978 | 5000 | 0
7979 | 5000 | 0
7980 | 5000 | 0
7981 | 5000 | 0
7982 | 5000 | 0
7983 | 5000 | 0
7984 | 5000 | 0
7985 | 5000 | 0
7986 | 5000 | 0
7987 | 5000 | 0
7988 | 5000 | 0
7989 | 5000 | 0
7990 | 5000 | 0
7991 | 5000 | 0
7992 | 5000 | 0
7993 | 5000 | 0
7994 | 5000 | 0
7995 | 5000 | 0
7996 | 5000 | 0
7997 | 5000 | 0
7998 | 5000 | 0
7999 | 5000 | 0
8000 | 5000 | 0
8001 | 5000 | 0
8002 | 5000 | 0
8003 | 5000 | 0
8004 | 5000 | 0
8005 | 5000 | 0
8006 | 5000 | 0
8007 | 5000 | 0
8008 | 5000 | 0
8009 | 5000 | 0
8010 | 5000 | 0
8011 | 5000 | 0
8012 | 5000 | 0
8013 | 5000 | 0
8014 | 5000 | 0
8015 | 5000 | 0
8016 | 5000 | 0
8017 | 5000 | 0
8018 | 5000 | 0
8019 | 5000 | 0
8020 | 5000 | 0
8021 | 5000 | 0
8022 | 5000 | 0
8023 | 5000 | 0
8024 | 5000 | 0
8025 | 5000 | 0
8026 | 5000 | 0
8027 | 5000 | 0
8028 | 5000 | 0
8029 | 5000 | 0
8030 | 5000 | 0
8031 | 5000 | 0
8032 | 5000 | 0
8033 | 5000 | 0
8034 | 5000 | 0
8035 | 5000 | 0
8036 | 5000 | 0
8037 | 5000 | 0
8038 | 5000 | 0
8039 | 5000 | 0
8040 | 5000 | 0
8041 | 5000 | 0
8042 | 5000 | 0
8043 | 5000 | 0
8044 | 5000 | 0
8045 | 5000 | 0
8046 | 5000 | 0
8047 | 5000 | 0
8048 | 5000 | 0
8049 | 5000 | 0
8050 | 5000 | 0
8051 | 5000 | 0
8052 | 5000 | 0
8053 | 5000 | 0
8054 | 5000 | 0
8055 | 5000 | 0
8056 | 5000 | 0
8057 | 5000 | 0
8058 | 5000 | 0
8059 | 5000 | 0
8060 | 5000 | 0
8061 | 5000 | 0
8062 | 5000 | 0
8063 | 5000 | 0
8064 | 5000 | 0
8065 | 5000 | 0
8066 | 5000 | 0
8067 | 5000 | 0
8068 | 5000 | 0
8069 | 5000 | 0
8070 | 5000 | 0
8071 | 5000 | 0
8072 | 5000 | 0
8073 | 5000 | 0
8074 | 5000 | 0
8075 | 5000 | 0
8076 | 5000 | 0
8077 | 5000 | 0
8078 | 5000 | 0
8079 | 5000 | 0
8080 | 5000 | 0
8081 | 5000 | 0
8082 | 5000 | 0
8083 | 5000 | 0
8084 | 5000 | 0
8085 | 5000 | 0
8086 | 5000 | 0
8087 | 5000 | 0
8088 | 5000 | 0
8089 | 5000 | 0
8090 | 5000 | 0
8091 | 5000 | 0
8092 | 5000 | 0
8093 | 5000 | 0
8094 | 5000 | 0
8095 | 5000 | 0
8096 | 5000 | 0
8097 | 5000 | 0
8098 | 5000 | 0
8099 | 5000 | 0
8100 | 5000 | 0
8101 | 5000 | 0
8102 | 5000 | 0
8103 | 5000 | 0
8104 | 5000 | 0
8105 | 5000 | 0
8106 | 5000 | 0
8107 | 5000 | 0
8108 | 5000 | 0
8109 | 5000 | 0
8110 | 5000 | 0
8111 | 5000 | 0
8112 | 5000 | 0
8113 | 5000 | 0
8114 | 5000 | 0
8115 | 5000 | 0
8116 | 5000 | 0
8117 | 5000 | 0
8118 | 5000 | 0
8119 | 5000 | 0
8120 | 5000 | 0
8121 | 5000 | 0
8122 | 5000 | 0
8123 | 5000 | 0
8124 | 5000 | 0
8125 | 5000 | 0
8126 | 5000 | 0
8127 | 5000 | 0
8128 | 5000 | 0
8129 | 5000 | 0
8130 | 5000 | 0
8131 | 5000 | 0
8132 | 5000 | 0
8133 | 5000 | 0
8134 | 5000 | 0
8135 | 5000 | 0
8136 | 5000 | 0
8137 | 5000 | 0
8138 | 5000 | 0
8139 | 5000 | 0
8140 | 5000 | 0
8141 | 5000 | 0
8142 | 5000 | 0
8143 | 5000 | 0
8144 | 5000 | 0
8145 | 5000 | 0
8146 | 5000 | 0
8147 | 5000 | 0
8148 | 5000 | 0
8149 | 5000 | 0
8150 | 5000 | 0
8151 | 5000 | 0
8152 | 5000 | 0
8153 | 5000 | 0
8154 | 5000 | 0
8155 | 5000 | 0
8156 | 5000 | 0
8157 | 5000 | 0
8158 | 5000 | 0
8159 | 5000 | 0
8160 | 5000 | 0
8161 | 5000 | 0
8162 | 5000 | 0
8163 | 5000 | 0
8164 | 5000 | 0
8165 | 5000 | 0
8166 | 5000 | 0
8167 | 5000 | 0
8168 | 5000 | 0
8169 | 5000 | 0
8170 | 5000 | 0
8171 | 5000 | 0
8172 | 5000 | 0
8173 | 5000 | 0
8174 | 5000 | 0
8175 | 5000 | 0
8176 | 5000 | 0
8177 | 5000 | 0
8178 | 5000 | 0
8179 | 5000 | 0
8180 | 5000 | 0
8181 | 5000 | 0
8182 | 5000 | 0
8183 | 5000 | 0
8184 | 5000 | 0
8185 | 5000 | 0
8186 | 5000 | 0
8187 | 5000 | 0
8188 | 5000 | 0
8189 | 5000 | 0
8190 | 5000 | 0
8191 | 5000 | 0
8192 | 5000 | 0
8193 | 5000 | 0
8194 | 5000 | 0
8195 | 5000 | 0
8196 | 5000 | 0
8197 | 5000 | 0
8198 | 5000 | 0
8199 | 5000 | 0
8200 | 5000 | 0
8201 | 5000 | 0
8202 | 5000 | 0
8203 | 5000 | 0
8204 | 5000 | 0
8205 | 5000 | 0
8206 | 5000 | 0
8207 | 5000 | 0
8208 | 5000 | 0
8209 | 5000 | 0
8210 | 5000 | 0
8211 | 5000 | 0
8212 | 5000 | 0
8213 | 5000 | 0
8214 | 5000 | 0
8215 | 5000 | 0
8216 | 5000 | 0
8217 | 5000 | 0
8218 | 5000 | 0
8219 | 5000 | 0
8220 | 5000 | 0
8221 | 5000 | 0
8222 | 5000 | 0
8223 | 5000 | 0
8224 | 5000 | 0
8225 | 5000 | 0
8226 | 5000 | 0
8227 | 5000 | 0
8228 | 5000 | 0
8229 | 5000 | 0
8230 | 5000 | 0
8231 | 5000 | 0
8232 | 5000 | 0
8233 | 5000 | 0
8234 | 5000 | 0
8235 | 5000 | 0
8236 | 5000 | 0
8237 | 5000 | 0
8238 | 5000 | 0
8239 | 5000 | 0
8240 | 5000 | 0
8241 | 5000 | 0
8242 | 5000 | 0
8243 | 5000 | 0
8244 | 5000 | 0
8245 | 5000 | 0
8246 | 5000 | 0
8247 | 5000 | 0
8248 | 5000 | 0
8249 | 5000 | 0
8250 | 5000 | 0
8251 | 5000 | 0
8252 | 5000 | 0
8253 | 5000 | 0
8254 | 5000 | 0
8255 | 5000 | 0
8256 | 5000 | 0
8257 | 5000 | 0
8258 | 5000 | 0
8259 | 5000 | 0
8260 | 5000 | 0
8261 | 5000 | 0
8262 | 5000 | 0
8263 | 5000 | 0
8264 | 5000 | 0
8265 | 5000 | 0
8266 | 5000 | 0
8267 | 5000 | 0
8268 | 5000 | 0
8269 | 5000 | 0
8270 | 5000 | 0
8271 | 5000 | 0
8272 | 5000 | 0
8273 | 5000 | 0
8274 | 5000 | 0
8275 | 5000 | 0
8276 | 5000 | 0
8277 | 5000 | 0
8278 | 5000 | 0
8279 | 5000 | 0
8280 | 5000 | 0
8281 | 5000 | 0
8282 | 5000 | 0
8283 | 5000 | 0
8284 | 5000 | 0
8285 | 5000 | 0
8286 | 5000 | 0
8287 | 5000 | 0
8288 | 5000 | 0
8289 | 5000 | 0
8290 | 5000 | 0
8291 | 5000 | 0
8292 | 5000 | 0
8293 | 5000 | 0
8294 | 5000 | 0
8295 | 5000 | 0
8296 | 5000 | 0
8297 | 5000 | 0
8298 | 5000 | 0
8299 | 5000 | 0
8300 | 5000 | 0
8301 | 5000 | 0
8302 | 5000 | 0
8303 | 5000 | 0
8304 | 5000 | 0
8305 | 5000 | 0
8306 | 5000 | 0
8307 | 5000 | 0
8308 | 5000 | 0
8309 | 5000 | 0
8310 | 5000 | 0
8311 | 5000 | 0
8312 | 5000 | 0
8313 | 5000 | 0
8314 | 5000 | 0
8315 | 5000 | 0
8316 | 5000 | 0
8317 | 5000 | 0
8318 | 5000 | 0
8319 | 5000 | 0
8320 | 5000 | 0
8321 | 5000 | 0
8322 | 5000 | 0
8323 | 5000 | 0
8324 | 5000 | 0
8325 | 5000 | 0
8326 | 5000 | 0
8327 | 5000 | 0
8328 | 5000 | 0
8329 | 5000 | 0
8330 | 5000 | 0
8331 | 5000 | 0
8332 | 5000 | 0
8333 | 5000 | 0
8334 | 5000 | 0
8335 | 5000 | 0
8336 | 5000 | 0
8337 | 5000 | 0
8338 | 5000 | 0
8339 | 5000 | 0
8340 | 5000 | 0
8341 | 5000 | 0
8342 | 5000 | 0
8343 | 5000 | 0
8344 | 5000 | 0
8345 | 5000 | 0
8346 | 5000 | 0
8347 | 5000 | 0
8348 | 5000 | 0
8349 | 5000 | 0
8350 | 5000 | 0
8351 | 5000 | 0
8352 | 5000 | 0
8353 | 5000 | 0
8354 | 5000 | 0
8355 | 5000 | 0
8356 | 5000 | 0
8357 | 5000 | 0
8358 | 5000 | 0
8359 | 5000 | 0
8360 | 5000 | 0
8361 | 5000 | 0
8362 | 5000 | 0
8363 | 5000 | 0
8364 | 5000 | 0
8365 | 5000 | 0
8366 | 5000 | 0
8367 | 5000 | 0
8368 | 5000 | 0
8369 | 5000 | 0
8370 | 5000 | 0
8371 | 5000 | 0
8372 | 5000 | 0
8373 | 5000 | 0
8374 | 5000 | 0
8375 | 5000 | 0
8376 | 5000 | 0
8377 | 5000 | 0
8378 | 5000 | 0
8379 | 5000 | 0
8380 | 5000 | 0
8381 | 5000 | 0
8382 | 5000 | 0
8383 | 5000 | 0
8384 | 5000 | 0
8385 | 5000 | 0
8386 | 5000 | 0
8387 | 5000 | 0
8388 | 5000 | 0
8389 | 5000 | 0
8390 | 5000 | 0
8391 | 5000 | 0
8392 | 5000 | 0
8393 | 5000 | 0
8394 | 5000 | 0
8395 | 5000 | 0
8396 | 5000 | 0
8397 | 5000 | 0
8398 | 5000 | 0
8399 | 5000 | 0
8400 | 5000 | 0
8401 | 5000 | 0
8402 | 5000 | 0
8403 | 5000 | 0
8404 | 5000 | 0
8405 | 5000 | 0
8406 | 5000 | 0
8407 | 5000 | 0
8408 | 5000 | 0
8409 | 5000 | 0
8410 | 5000 | 0
8411 | 5000 | 0
8412 | 5000 | 0
8413 | 5000 | 0
8414 | 5000 | 0
8415 | 5000 | 0
8416 | 5000 | 0
8417 | 5000 | 0
8418 | 5000 | 0
8419 | 5000 | 0
8420 | 5000 | 0
8421 | 5000 | 0
8422 | 5000 | 0
8423 | 5000 | 0
8424 | 5000 | 0
8425 | 5000 | 0
8426 | 5000 | 0
8427 | 5000 | 0
8428 | 5000 | 0
8429 | 5000 | 0
8430 | 5000 | 0
8431 | 5000 | 0
8432 | 5000 | 0
8433 | 5000 | 0
8434 | 5000 | 0
8435 | 5000 | 0
8436 | 5000 | 0
8437 | 5000 | 0
8438 | 5000 | 0
8439 | 5000 | 0
8440 | 5000 | 0
8441 | 5000 | 0
8442 | 5000 | 0
8443 | 5000 | 0
8444 | 5000 | 0
8445 | 5000 | 0
8446 | 5000 | 0
8447 | 5000 | 0
8448 | 5000 | 0
8449 | 5000 | 0
8450 | 5000 | 0
8451 | 5000 | 0
8452 | 5000 | 0
8453 | 5000 | 0
8454 | 5000 | 0
8455 | 5000 | 0
8456 | 5000 | 0
8457 | 5000 | 0
8458 | 5000 | 0
8459 | 5000 | 0
8460 | 5000 | 0
8461 | 5000 | 0
8462 | 5000 | 0
8463 | 5000 | 0
8464 | 5000 | 0
8465 | 5000 | 0
8466 | 5000 | 0
8467 | 5000 | 0
8468 | 5000 | 0
8469 | 5000 | 0
8470 | 5000 | 0
8471 | 5000 | 0
8472 | 5000 | 0
8473 | 5000 | 0
8474 | 5000 | 0
8475 | 5000 | 0
8476 | 5000 | 0
8477 | 5000 | 0
8478 | 5000 | 0
8479 | 5000 | 0
8480 | 5000 | 0
8481 | 5000 | 0
8482 | 5000 | 0
8483 | 5000 | 0
8484 | 5000 | 0
8485 | 5000 | 0
8486 | 5000 | 0
8487 | 5000 | 0
8488 | 5000 | 0
8489 | 5000 | 0
8490 | 5000 | 0
8491 | 5000 | 0
8492 | 5000 | 0
8493 | 5000 | 0
8494 | 5000 | 0
8495 | 5000 | 0
8496 | 5000 | 0
8497 | 5000 | 0
8498 | 5000 | 0
8499 | 5000 | 0
8500 | 5000 | 0
8501 | 5000 | 0
8502 | 5000 | 0
8503 | 5000 | 0
8504 | 5000 | 0
8505 | 5000 | 0
8506 | 5000 | 0
8507 | 5000 | 0
8508 | 5000 | 0
8509 | 5000 | 0
8510 | 5000 | 0
8511 | 5000 | 0
8512 | 5000 | 0
8513 | 5000 | 0
8514 | 5000 | 0
8515 | 5000 | 0
8516 | 5000 | 0
8517 | 5000 | 0
8518 | 5000 | 0
8519 | 5000 | 0
8520 | 5000 | 0
8521 | 5000 | 0
8522 | 5000 | 0
8523 | 5000 | 0
8524 | 5000 | 0
8525 | 5000 | 0
8526 | 5000 | 0
8527 | 5000 | 0
8528 | 5000 | 0
8529 | 5000 | 0
8530 | 5000 | 0
8531 | 5000 | 0
8532 | 5000 | 0
8533 | 5000 | 0
8534 | 5000 | 0
8535 | 5000 | 0
8536 | 5000 | 0
8537 | 5000 | 0
8538 | 5000 | 0
8539 | 5000 | 0
8540 | 5000 | 0
8541 | 5000 | 0
8542 | 5000 | 0
8543 | 5000 | 0
8544 | 5000 | 0
8545 | 5000 | 0
8546 | 5000 | 0
8547 | 5000 | 0
8548 | 5000 | 0
8549 | 5000 | 0
8550 | 5000 | 0
8551 | 5000 | 0
8552 | 5000 | 0
8553 | 5000 | 0
8554 | 5000 | 0
8555 | 5000 | 0
8556 | 5000 | 0
8557 | 5000 | 0
8558 | 5000 | 0
8559 | 5000 | 0
8560 | 5000 | 0
8561 | 5000 | 0
8562 | 5000 | 0
8563 | 5000 | 0
8564 | 5000 | 0
8565 | 5000 | 0
8566 | 5000 | 0
8567 | 5000 | 0
8568 | 5000 | 0
8569 | 5000 | 0
8570 | 5000 | 0
8571 | 5000 | 0
8572 | 5000 | 0
8573 | 5000 | 0
8574 | 5000 | 0
8575 | 5000 | 0
8576 | 5000 | 0
8577 | 5000 | 0
8578 | 5000 | 0
8579 | 5000 | 0
8580 | 5000 | 0
8581 | 5000 | 0
8582 | 5000 | 0
8583 | 5000 | 0
8584 | 5000 | 0
8585 | 5000 | 0
8586 | 5000 | 0
8587 | 5000 | 0
8588 | 5000 | 0
8589 | 5000 | 0
8590 | 5000 | 0
8591 | 5000 | 0
8592 | 5000 | 0
8593 | 5000 | 0
8594 | 5000 | 0
8595 | 5000 | 0
8596 | 5000 | 0
8597 | 5000 | 0
8598 | 5000 | 0
8599 | 5000 | 0
8600 | 5000 | 0
8601 | 5000 | 0
8602 | 5000 | 0
8603 | 5000 | 0
8604 | 5000 | 0
8605 | 5000 | 0
8606 | 5000 | 0
8607 | 5000 | 0
8608 | 5000 | 0
8609 | 5000 | 0
8610 | 5000 | 0
8611 | 5000 | 0
8612 | 5000 | 0
8613 | 5000 | 0
8614 | 5000 | 0
8615 | 5000 | 0
8616 | 5000 | 0
8617 | 5000 | 0
8618 | 5000 | 0
8619 | 5000 | 0
8620 | 5000 | 0
8621 | 5000 | 0
8622 | 5000 | 0
8623 | 5000 | 0
8624 | 5000 | 0
8625 | 5000 | 0
8626 | 5000 | 0
8627 | 5000 | 0
8628 | 5000 | 0
8629 | 5000 | 0
8630 | 5000 | 0
8631 | 5000 | 0
8632 | 5000 | 0
8633 | 5000 | 0
8634 | 5000 | 0
8635 | 5000 | 0
8636 | 5000 | 0
8637 | 5000 | 0
8638 | 5000 | 0
8639 | 5000 | 0
8640 | 5000 | 0
8641 | 5000 | 0
8642 | 5000 | 0
8643 | 5000 | 0
8644 | 5000 | 0
8645 | 5000 | 0
8646 | 5000 | 0
8647 | 5000 | 0
8648 | 5000 | 0
8649 | 5000 | 0
8650 | 5000 | 0
8651 | 5000 | 0
8652 | 5000 | 0
8653 | 5000 | 0
8654 | 5000 | 0
8655 | 5000 | 0
8656 | 5000 | 0
8657 | 5000 | 0
8658 | 5000 | 0
8659 | 5000 | 0
8660 | 5000 | 0
8661 | 5000 | 0
8662 | 5000 | 0
8663 | 5000 | 0
8664 | 5000 | 0
8665 | 5000 | 0
8666 | 5000 | 0
8667 | 5000 | 0
8668 | 5000 | 0
8669 | 5000 | 0
8670 | 5000 | 0
8671 | 5000 | 0
8672 | 5000 | 0
8673 | 5000 | 0
8674 | 5000 | 0
8675 | 5000 | 0
8676 | 5000 | 0
8677 | 5000 | 0
8678 | 5000 | 0
8679 | 5000 | 0
8680 | 5000 | 0
8681 | 5000 | 0
8682 | 5000 | 0
8683 | 5000 | 0
8684 | 5000 | 0
8685 | 5000 | 0
8686 | 5000 | 0
8687 | 5000 | 0
8688 | 5000 | 0
8689 | 5000 | 0
8690 | 5000 | 0
8691 | 5000 | 0
8692 | 5000 | 0
8693 | 5000 | 0
8694 | 5000 | 0
8695 | 5000 | 0
8696 | 5000 | 0
8697 | 5000 | 0
8698 | 5000 | 0
8699 | 5000 | 0
8700 | 5000 | 0
8701 | 5000 | 0
8702 | 5000 | 0
8703 | 5000 | 0
8704 | 5000 | 0
8705 | 5000 | 0
8706 | 5000 | 0
8707 | 5000 | 0
8708 | 5000 | 0
8709 | 5000 | 0
8710 | 5000 | 0
8711 | 5000 | 0
8712 | 5000 | 0
8713 | 5000 | 0
8714 | 5000 | 0
8715 | 5000 | 0
8716 | 5000 | 0
8717 | 5000 | 0
8718 | 5000 | 0
8719 | 5000 | 0
8720 | 5000 | 0
8721 | 5000 | 0
8722 | 5000 | 0
8723 | 5000 | 0
8724 | 5000 | 0
8725 | 5000 | 0
8726 | 5000 | 0
8727 | 5000 | 0
8728 | 5000 | 0
8729 | 5000 | 0
8730 | 5000 | 0
8731 | 5000 | 0
8732 | 5000 | 0
8733 | 5000 | 0
8734 | 5000 | 0
8735 | 5000 | 0
8736 | 5000 | 0
8737 | 5000 | 0
8738 | 5000 | 0
8739 | 5000 | 0
8740 | 5000 | 0
8741 | 5000 | 0
8742 | 5000 | 0
8743 | 5000 | 0
8744 | 5000 | 0
8745 | 5000 | 0
8746 | 5000 | 0
8747 | 5000 | 0
8748 | 5000 | 0
8749 | 5000 | 0
8750 | 5000 | 0
8751 | 5000 | 0
8752 | 5000 | 0
8753 | 5000 | 0
8754 | 5000 | 0
8755 | 5000 | 0
8756 | 5000 | 0
8757 | 5000 | 0
8758 | 5000 | 0
8759 | 5000 | 0
8760 | 5000 | 0